## Coverpage
2023-11-30
Ausgrid’s 2024-29 Revised Proposal
Attachment 5.2: Capex model - FY23
Empowering communities for a resilient, affordable and net-zero future.

## Index
Ausgrid 2024-25
AER Capex Forecast Model
| Index | Overall Check: | 0 | NOTE: if there is an error code here you can unhide the Model Validation tab to help you identify the error source.
A guide to the cell colours used in this workbook
| Input | This is where you must enter data. Green cells are in all of the green worksheets, and not in any other worksheet.
| Input - optional | Entering data into these cells is optional. Most relate to decisions you make about the forecasting and allocation of capitalised overheads.
| Do not edit cell | These cells are found in table 12 only. They cover a dynamic that depends on your selection of base year for inputs. Please only enter data in the green cells.
| Formula - do not edit | These cells have formulas and validations in them, including when they appear blank. Please do not edit these cells. All cells in the blue and orange worksheets are this type.
Worksheet summary
| Worksheet name (links) | Check |  | Input required? | Description
| Input¦ Setup | N/A |  | Y | Sets up the model with relevant years and output categories
| Input¦ Escalations | N/A |  | Y | Sets up the inflation and labour escalations
| Input¦ Projects | 0 |  | Y | Forecast direct costs and other relevant forecast parameters are entered here.
| Input¦ Disposals | 0 |  | Y | Input for forecast disposals by PTRM category.
| Input¦ Type 2 capcons | 0 |  | Y | Input for type 2 capital contributions (a definition is given at table 24)
| Input¦ Expensing | 0 |  | Y | Input for forecast immediate expensing by PTRM category.
| Input¦ Overheads | 0 |  | Y | Input tables used to calculate forecast capitalised overheads.
| Calc¦ Overheads Allocation | 0 |  | N | Calculation tables for forecast capitalised overheads and yearly allocation rates.
| Calc¦ Project Costs | 0 |  | N | Calculation tables for forecast capex outputs.
| Output¦ PTRM (D) | 0 |  | N | Produces forecast capex and immediate expensing tables in PTRM format for distribution assets.
| Output¦ PTRM (T) | 0 |  | N | Produces forecast capex and immediate expensing tables in PTRM format for transmission assets.
| Output¦ RIN | 0 |  | N | Produces forecast capex tables analogous to Reset RIN table 2.1.1.
| Output¦ AER | 0 |  | N | Produces forecast capex by capex drivers that align with AER's standard assessment approach.
| Model Validation | 0 |  | N | Hidden tab. Compiles all validation cells in the model to facilitate troubleshooting.
Table listing and description
| Table name | Worksheet |  | Input required? | Description
| 1. Business name | Input¦ Setup |  | Y | Please enter your business name. This is shown in cell A1 in each worksheet in the model.
| 2. Financial years | Input¦ Setup |  | N | Provides reference range for FY drop-down boxes, based on your input in table 10.
| 3. RIN categories | Input¦ Setup |  | N | Aligns with Reset RIN table 2.1.1.
| 4. AER categories | Input¦ Setup |  | N | Aligns with AER's current assessment categories.
| 5. Months | Input¦ Setup |  | N | Provides reference range for month drop-down boxes (i.e. June for end-year and December for mid-year).
| 6. Overhead switch | Input¦ Setup |  | N | Assigns yes or no response in table 18 as to whether the project attracts capitalised overheads.
| 7. Distribution/transmission switch | Input¦ Setup |  | N | Assigns Distribution or Transmission response in table 9.
| 8. Overhead allocation method | Input¦ Setup |  | N | Assigns the methodology for allocating overheads in table 35.
| 9. PTRM asset classes | Input¦ Setup |  | Y | Please enter your PTRM classes.
| 10. Inflation table setup | Input¦ Escalations |  | Y | Please enter the first year of the forecast regulatory control period, and the real year basis for cost inputs. Please ensure it is in YYYY-YY format
| 11. Inflation | Input¦ Escalations |  | Y | Calculates CPI escalators. Please enter CPI (year-on-year change, lagged 12-months).
| 12. Forecast real price escalation | Input¦ Escalations |  | N | Calculates real price escalators. Please enter forecast yearly escalation for internal labour, contract labour and non-labour.
| 13. Project Details | Input¦ Projects |  | Y | Please enter full list of forecast projects and programs. The 'Unique ID' input refers to your own internal project code.
| 14. RIN and optional DNSP mapping categories | Input¦ Projects |  | Y | Please allocate project to a RIN category. You can also add a DNSP-defined category for your internal validation purposes (optional), but note this will not map to an output table.
| 15. Unescalated direct costs (excluding type 2 capital contributions) ($'000s 2022-23 December) | Input¦ Projects |  | Y | Please enter annual forecast direct capex for each project and in real dollars as set out in table 10. Where applicable, rebates are to be included in gross connections capex. For clarity, 'direct costs' means all costs excluding capitalised overheads.
| 16. Type 1 capital contributions included in table 15 ($'000s 2022-23 December) | Input¦ Projects |  | Y | Please enter total type 1 capital contributions, as defined in table 24.
| 17. Cost components as % of direct costs | Input¦ Projects |  | Y | Please enter the proportion of internal labour, contract labour and non-labour costs to total direct costs for each project (average over regulatory control period).
| 18. Capitalised overheads allocation | Input¦ Projects |  | Y | Please indicate whether each project attracts capitalised network and/or corporate overheads.
| 19. Allocation of capitalised overheads - DNSP defined | Input¦ Projects |  | optional | The model allows for allocation of overheads by direct costs, internal labour or a custom allocation method. Please complete this table only if you wish to do a custom allocation method.
| 20. AER categories as % of direct costs (i.e. total costs reported in table 15, excluding capitalised overheads) | Input¦ Projects |  | Y | Please enter the proportion of directs costs for each project and program to be allocated to each AER category.
| 21. PTRM asset classes as % of direct costs (i.e. total costs reported in table 15, excluding capitalised overheads) | Input¦ Projects |  | Y | Please enter the proportion of directs costs for each project and program to be allocated to each PTRM asset class.
| 22. Forecast asset disposals ($'000s 2022-23 December) | Input¦ Disposals |  | Y | Please enter your forecast asset disposals by PTRM asset class.
| 23. Forecast asset disposals ($'000s December 2023) | Input¦ Disposals |  | N | Converts table 22 data to correct real year basis.
| 24. Forecast type 2 capital contributions ($'000s 2022-23 December) | Input¦ Type 2 capcons |  | Y | Please enter your forecast type 2 capital contributions by RIN category. The definitions for type 1 and type 2 capcons are given at this table.
| 25. Cost components of type 2 capital contributions | Input¦ Type 2 capcons |  | Y | Please enter internal labour, contract labour and non-labour costs as a proportion of forecast type 2 capcons.
| 26. Real price escalators for type 2 capital contributions | Input¦ Type 2 capcons |  | N | Calculates real price escalation based on the inputs from table 25.
| 27. Forecast type 2 capital contributions, escalated ($'000s December 2023) | Input¦ Type 2 capcons |  | N | Converts table 24 data to correct escalated, real year basis.
| 28. Immediate expensing (% to be immediately expensed) | Input¦ Expensing |  | Y | Please enter forecast immediate expensing of capex as a percentage of total gross capex by PTRM asset class.
| 29. Immediate expensing (% to be immediately expensed) - Distribution | Input¦ Expensing |  | N | Filters the immediate expensing for distribution assets
| 30. Immediate expensing (% to be immediately expensed) - Transmission | Input¦ Expensing |  | N | Filterts the immediate expensing for transmission assets
| 31. Forecast capitalised overheads for current period | Input¦ Overheads |  | Y | Please enter forecast costs for the current period. If costs for year 4 are actuals, please enter them in table 33 only.
| 32. Forecast capitalised overheads for forecast period - alternative method | Input¦ Overheads |  | optional | OPTIONAL: please enter unescalated capitalised overheads in this table only if you wish to enter a substitute forecast for capitalised overheads instead of the default methodology (i.e. based on historicals).
| 33. Historical expenditure (nominal) | Input¦ Overheads |  | Y | Please enter historical actual gross capex in nominal terms. Do not enter any forecast/estimated current period capex.
| 34. Forecast cost components of capitalised overheads | Input¦ Overheads |  | Y | Please enter internal labour, contract labour and non-labour costs as a proportion of capitalised overheads.
| 35. Select an overheads allocation method | Input¦ Overheads |  | Y | Please specify method to allocate capitalised overheads: allocation by direct costs, internal labour or own method (if you select own method, than instructions will appear below your selection).
| 36. Overheads rate to be applied to forecast escalated direct costs (%) | Calc¦ Overheads Allocation |  | N | Rate at which capitalised overheads are allocated to costs attracting overheads for each project.
| 37. Capitalised overheads ($'000s December 2023) | Calc¦ Overheads Allocation |  | N | Inflates historical actual capitalised overheads from nominal to real regulatory base dollars using CPI.
| 38. Total costs that attract capitalised overheads ($'000s December 2023) | Calc¦ Overheads Allocation |  | N | Inflates historical actual costs that attracts capitalised overheads from nominal to real regulatory base dollars using CPI.
| 39. Escalated costs that attract overheads ($'000s December 2023) | Calc¦ Overheads Allocation |  | N | Default method of forecasting capitalised overheads: compiles forecast direct capex that attracts capitalised overheads.
| 40. Escalated capitalised internal labour costs that attract overheads ($'000s December 2023) | Calc¦ Overheads Allocation |  | N | Default method of forecasting capitalised overheads: compiles forecast capitalised internal labour that attracts capitalised overheads.
| 41. Change in costs attracting capitalised overheads | Calc¦ Overheads Allocation |  | N | Default method of forecasting capitalised overheads: calculates the change in costs that attract capitalised overheads between current period actuals and forecast.
| 42. Unescalated capitalised overheads ($'000s December 2023) | Calc¦ Overheads Allocation |  | N | Default method of forecasting capitalised overheads: calculates forecast capitalised overheads based on the change in costs attracting overheads and assuming 25 per cent of capitalised overheads vary with changes in these costs.
| 43. Annual unescalated capitalised overheads ($'000s December 2023) | Calc¦ Overheads Allocation |  | N | Calculates annual forecast capitalised overheads either using data input by the distributor in table 33 or based on the overhead rate calculated in table 42.
| 44. Real cost escalation - cumulative | Calc¦ Overheads Allocation |  | N | Calculates real cost escalation applicable to forecast capitalised overheads.
| 45. Forecast capitalised overheads | Calc¦ Overheads Allocation |  | N | Output: total forecast capitalised overheads to be allocated to gross capex.
| 46. Direct unescalated costs, $000s ($2023 December) | Calc¦ Project Costs |  | N | Inflates forecast direct costs from real base year for inputs to real regulatory base dollars using CPI.
| 47. Compound real cost escalation rates | Calc¦ Project Costs |  | N | Calculates real price escalators for each project and program based on the proportion of internal labour, contract labour and non-labour costs to total gross direct capex.
| 48. Direct escalated costs ($'000s December 2023) | Calc¦ Project Costs |  | N | Escalates direct costs using real price escalators.
| 49. Direct escalated type 1 (cash) capcons ($'000s December 2023) | Calc¦ Project Costs |  | N | Calculates escalated type 1 capital contributions.
| 50. Network overheads ($'000s December 2023) | Calc¦ Project Costs |  | N | Applies overhead rate based on selection in table 35 to calculate allocation of capitalised network overheads.
| 51. Corporate overheads ($'000s December 2023) | Calc¦ Project Costs |  | N | Applies overhead rate based on selection in table 35 to calculate allocation of capitalised corporate overheads.
| 52. Total capitalised overheads ($'000s December 2023) | Calc¦ Project Costs |  | N | Sums the total capitalised overheads.
| 53. Total overheads allocated to type 1 contributions ($'000s December 2023) | Calc¦ Project Costs |  | N | Calculates allocation of capitalised overheads to type 1 capital contributions.
| 54. Total escalated costs (excl. type 2 capcons) ($'000s December 2023) | Calc¦ Project Costs |  | N | Calculates escalated gross capex (excluding type 2 capital contributions) for input into PTRM table.
| 55. Allocation to distribution and transmission | Calc¦ Project Costs |  | N | Calculates proportion of costs allocated to either distribution or transmission, based on the PTRM asset class.
| 56. Forecast gross capital expenditure – as incurred ($millions December 2023) (Distribution) | Output¦ PTRM (D) |  | N | Output - distribution: gross forecast capex by PTRM asset class.
| 57. Forecast capital contributions – Type 1 – as incurred ($millions December 2023) (Distribution) | Output¦ PTRM (D) |  | N | Output - distribution: forecast type 1 (cash) capital contributions by PTRM asset class.
| 58. Forecast asset disposals – as incurred ($millions December 2023) (Distribution) | Output¦ PTRM (D) |  | N | Output - distribution: forecast asset disposals by PTRM asset class.
| 59. Forecast net capital expenditure – as incurred ($millions December 2023) (Distribution) | Output¦ PTRM (D) |  | N | Output - distribution: net forecast capex by PTRM asset class.
| 60. Forecast immediate expensing of capital expenditure – as incurred ($millions December 2023) (Distribution) | Output¦ PTRM (D) |  | N | Output - distribution: immediate expensing of capex by PTRM asset class.
| 61. Forecast gross capital expenditure – as incurred ($millions December 2023) (Transmission) | Output¦ PTRM (T) |  | N | Output - transmission: gross forecast capex by PTRM asset class.
| 62. Forecast capital contributions – Type 1 – as incurred ($millions December 2023) (Transmission) | Output¦ PTRM (T) |  | N | Output - transmission: forecast type 1 (cash) capital contributions by PTRM asset class.
| 63. Forecast asset disposals – as incurred ($millions December 2023) (Transmission) | Output¦ PTRM (T) |  | N | Output - transmission: forecast asset disposals by PTRM asset class.
| 64. Forecast net capital expenditure – as incurred ($millions December 2023) (Transmission) | Output¦ PTRM (T) |  | N | Output - transmission: net forecast capex by PTRM asset class.
| 65. Forecast immediate expensing of capital expenditure – as incurred ($millions December 2023) (Transmission) | Output¦ PTRM (T) |  | N | Output - transmission: immediate expensing of capex by PTRM asset class.
| 66. RIN capex drivers: forecast capex ($000s December 2023) | Output¦ RIN |  | N | Output: forecast capex - including gifted assets - by RIN category.
| 67. AER categories: forecast capex ($000s December 2023) | Output¦ AER |  | N | Output: forecast capex by AER category.

## Input¦ Setup
Ausgrid 2024-25
| AER Capex Forecast Model | Key: |  | Input | Formula - do not edit
Input¦ Setup
1. Business name |  |  |  | Ausgrid
| 2. Financial years |  |  | 9. PTRM asset classes | Distribution or transmission
| 2017-18 |  | 1 | Ancillary substation equipment (dx) | Dx
| 2018-19 |  | 2 | Buildings (non-system) (dx) | Dx
| 2019-20 |  | 3 | Buildings (system) (dx) | Dx
| 2020-21 |  | 4 | Cable tunnel (dx) | Dx
| 2021-22 |  | 5 | Distribution lines and cables (dx) | Dx
| 2022-23 |  | 6 | Furniture, fittings, plant and equipment (dx) | Dx
| 2023-24 |  | 7 | IT systems (dx) | Dx
| 2024-25 |  | 8 | In-house software (dx) | Dx
|  |  | 9 | Land and Easements (dx) | Dx
|  |  | 10 | Low Voltage Lines and Cables (dx) | Dx
| 3. RIN categories |  | 11 | Motor vehicles (dx) | Dx
| Replacement |  | 12 | Sub-transmission lines and cables (dx) | Dx
| Augmentation |  | 13 | Substations (dx) | Dx
| Connections |  | 14 | System IT (dx) | Dx
| Non-Network |  | 15 | Transformers (dx) | Dx
| Capitalised network overheads |  | 16 | Land (non-system) (dx) | Dx
| Capitalised corporate overheads |  | 17 | Communications (digital) (dx) | Dx
|  |  | 18 | Distribution Leases (dx) | Dx
|  |  | 19 | Other non system assets (dx) | Dx
| 4. AER categories |  | 20 | 132kV concrete & steel pole lines (tx) | Tx
| Replacement |  | 21 | 132kV feeders underground (tx) | Tx
| DER capex |  | 22 | 132kV tower lines (tx) | Tx
| Augmentation |  | 23 | 132kV wood pole lines (tx) | Tx
| Connections |  | 24 | Ancillary substation equipment (tx) | Tx
| ICT capex |  | 25 | Buildings (non-system) (tx) | Tx
| Property capex |  | 26 | Buildings (system) (tx) | Tx
| Fleet capex |  | 27 | Furniture, fittings, plant and equipment (tx) | Tx
| Other Non-network capex |  | 28 | IT systems (tx) | Tx
| Capitalised network overhead |  | 29 | In-house software (tx) | Tx
|  |  | 30 | Motor vehicles (tx) | Tx
| 5. Months |  | 31 | System IT (tx) | Tx
| June |  | 32 | Transmission & Zone land & easements (tx) | Tx
| December |  | 33 | Transmission substation equip 132/66kV (tx) | Tx
|  |  | 34 | Transmission transformers 132/66kV (tx) | Tx
|  |  | 35 | Zone substation equip 132/66kV (tx) | Tx
| 6. Overhead switch |  | 36 | Zone transformers 132/66kV (tx) | Tx
| Yes |  | 37 | Land (non-system) (tx) | Tx
| No |  | 38 | Communications (digital) (tx) | Tx
|  |  | 39 | Transmission Leases (tx) | Tx
| 7. Distribution/transmission switch |  | 40 | Other non system assets (tx) | Tx
| Dx |  | 41
| Tx |  | 42
43
| 8. Overhead allocation method |  | 44
| Direct costs |  | 45
| Internal labour |  | 46
| DNSP defined |  | 47
48
49
50

## Input¦ Escalations
Ausgrid 2024-25
| AER Capex Forecast Model |  | Key: | Input | Do not edit cell |  |  | Formula - do not edit
Input¦ Escalations
10. Inflation table setup
|  |  | Year | Month
| First year of forecast regulatory control period (YYYY-YY) |  | 2024-25
| Base year for inputs |  | 2022-23 | December
| Base year for outputs |  | 2023 | December
| 11. Inflation |  | NOTE: Please note FY23 cost inputs and outpus of this capex model are nominal FY23 dollars
|  |  | 2018-19 | 2019-20 | 2020-21 | 2021-22 | 2022-23 | 2023-24 | 2024-25 | December 2023
CPI year on year change (%) - lagged one year (actual/estimate)
December 2023 estimate
Cumulative Inflation Index | bar: NOTE: Please note FY23 cost inputs and outpus of this capex model are nominal FY23 dollars 2018-19 to NOTE: Please note FY23 cost inputs and outpus of this capex model are nominal FY23 dollars 2024-25
Index: Nominal December to Real 2023 December | bar: NOTE: Please note FY23 cost inputs and outpus of this capex model are nominal FY23 dollars 2018-19 to NOTE: Please note FY23 cost inputs and outpus of this capex model are nominal FY23 dollars 2024-25
| Real 2022-23 December to Real 2023 December | [8 empty] | 1
12. Forecast real price escalation
[7 empty] | 2022-23 | 2023-24 | 2024-25 | 2025-26 | 2026-27 | 2027-28 | 2028-29
Annual escalation
Internal labour
Contract labour
Non-labour
Index
| Internal labour | 1 | 1 | 1 | 1 | 1 | bar: 2022-23 to 2028-29
| Contract labour | 1 | 1 | 1 | 1 | 1 | bar: 2022-23 to 2028-29
| Non-labour | 1 | 1 | 1 | 1 | 1 | bar: 2022-23 to 2028-29
Cumulative
| Internal labour |  | 0% | 0% | 0% | 0% | bar: 2022-23 to 2028-29
| Contract labour |  | 0% | 0% | 0% | 0% | bar: 2022-23 to 2028-29
| Non-labour |  | 0% | 0% | 0% | 0% | bar: 2022-23 to 2028-29
Note: the grey cells below the enable conditional formatting in table 12. Do not delete.
|  |  | 1 | 1 | 1
|  |  | 0 | 0 | 0 | 0

## Input¦ Projects
Ausgrid 2024-25
|  | AER Capex Forecast Model | Sheet Validation | 0 |  |  | Key: | Input | Input - optional | Formula - do not edit
Input¦ Projects
[7 empty] | Total annual direct costs excl. type 2 capcons, unescalated (note: please include type 1 capital contributions as defined in table 24 and rebates where applicable) | [6 empty] | Total annual type 1 capital contributions, direct costs, unescalated (note: see table 24 for definitions of type 1 and 2 capcons) | [12 empty] | 0 | 0
[7 empty] | 772900.1536 |  | 0 | 0 | 0 | 0 | 0 | 116313.0852 | 0 | 0 | 0 | 0 | 0 | 0 | [6 empty] | NOTE: fill in table only if you select 'DNSP defined' overhead allocation in table 35 | [11 empty] | 1 | 2 | 3 | 4 | 5 | 6 | 7 | 8 | 9 | 10 | 11 | 12 | 13 | 14 | 15 | 16 | 17 | 18 | 19 | 20 | 21 | 22 | 23 | 24 | 25 | 26 | 27 | 28 | 29 | 30 | 31 | 32 | 33 | 34 | 35 | 36 | 37 | 38 | 39 | 40 | 41 | 42 | 43 | 44 | 45 | 46 | 47 | 48 | 49 | 50
|  | 13. Project Details |  |  | 14. RIN and optional DNSP mapping categories |  | 15. Unescalated direct costs (excluding type 2 capital contributions) ($'000s 2022-23 December) | [6 empty] | 16. Type 1 capital contributions included in table 15 ($'000s 2022-23 December) | [6 empty] | 17. Cost components as % of direct costs |  |  |  | 18. Capitalised overheads allocation |  | 19. Allocation of capitalised overheads - DNSP defined |  | 20. AER categories as % of direct costs (i.e. total costs reported in table 15, excluding capitalised overheads) | [9 empty] | 1: 21. PTRM asset classes as % of direct costs (i.e. total costs reported in table 15, excluding capitalised overheads)
[24 empty] | 0 |  |  | % of total capitalised overheads allocated to project: | [10 empty] | 0 | [50 empty] | 0 | bar: 1 to 40
|  | Project/Program Inputs | Unique ID |  | RIN categories | DNSP category (free-fill) | 2022-23 | 2023-24 | 2024-25 | 2025-26 | 2026-27 | 2027-28 | 2028-29 | 2022-23 | 2023-24 | 2024-25 | 2025-26 | 2026-27 | 2027-28 | 2028-29 | Internal labour | Contract labour | Non-labour |  | Network Overheads Applies | Corporate Overheads Applies | % of total network overheads | % of total corporate overheads | Replacement | DER capex | Augmentation | Connections | ICT capex | Property capex | Fleet capex | Other Non-network capex | Capitalised network overhead |  | Ancillary substation equipment (dx) | Buildings (non-system) (dx) | Buildings (system) (dx) | Cable tunnel (dx) | Distribution lines and cables (dx) | Furniture, fittings, plant and equipment (dx) | IT systems (dx) | In-house software (dx) | Land and Easements (dx) | Low Voltage Lines and Cables (dx) | Motor vehicles (dx) | Sub-transmission lines and cables (dx) | Substations (dx) | System IT (dx) | Transformers (dx) | Land (non-system) (dx) | Communications (digital) (dx) | Distribution Leases (dx) | Other non system assets (dx) | 132kV concrete & steel pole lines (tx) | 132kV feeders underground (tx) | 132kV tower lines (tx) | 132kV wood pole lines (tx) | Ancillary substation equipment (tx) | Buildings (non-system) (tx) | Buildings (system) (tx) | Furniture, fittings, plant and equipment (tx) | IT systems (tx) | In-house software (tx) | Motor vehicles (tx) | System IT (tx) | Transmission & Zone land & easements (tx) | Transmission substation equip 132/66kV (tx) | Transmission transformers 132/66kV (tx) | Zone substation equip 132/66kV (tx) | Zone transformers 132/66kV (tx) | Land (non-system) (tx) | Communications (digital) (tx) | Transmission Leases (tx) | Other non system assets (tx)
| 1 | 24-Meadowbank 92F and 92J | ARA_01.1.0024 |  | Replacement |  | 2022-23: -73.0726 | [7 empty] | -0.3661% | 100.4% | 0% |  | Yes | No | 0.0001152% | 0% | 100% | 0% | 0% | 0% | 0% | 0% | 0% | 0% | 0% |  | 0% | 0% | 0% | 0% | 0% | 0% | 0% | 0% | 0% | 0% | 0% | 0% | 0% | 0% | 0% | 0% | 0% | 0% | 0% | 0% | 100% | 0% | 0% | 0% | 0% | 0% | 0% | 0% | 0% | 0% | 0% | 0% | 0% | 0% | 0% | 0% | 0% | 0% | 0% | 0% | 0% | 0% | 0% | 0% | 0% | 0% | 0% | 0% | 0% | 0%
| 2 | 26-132kV feeders 91A and 91B replacement | ARA_01.1.0026 |  | Replacement |  | 2022-23: 8.9773 | [7 empty] | 100% | 0% | 0% |  | Yes | No | 0.004293% | 0% | 100% | 0% | 0% | 0% | 0% | 0% | 0% | 0% | 0% |  | 0% | 0% | 0% | 0% | 0% | 0% | 0% | 0% | 0% | 0% | 0% | 0% | 0% | 0% | 0% | 0% | 0% | 0% | 0% | 0% | 100% | 0% | 0% | 0% | 0% | 0% | 0% | 0% | 0% | 0% | 0% | 0% | 0% | 0% | 0% | 0% | 0% | 0% | 0% | 0%
| 3 | 27-Replace 90XA and 90XB | ARA_01.1.0027 |  | Replacement |  | 2022-23: 44.1849 | [7 empty] | 0% | 89.49% | 10.51% |  | Yes | No | 0% | 0% | 100% | 0% | 0% | 0% | 0% | 0% | 0% | 0% | 0% |  | 0% | 0% | 0% | 0% | 0% | 0% | 0% | 0% | 0% | 0% | 0% | 0% | 0% | 0% | 0% | 0% | 0% | 0% | 0% | 0% | 100% | 0% | 0% | 0% | 0% | 0% | 0% | 0% | 0% | 0% | 0% | 0% | 0% | 0% | 0% | 0% | 0% | 0% | 0% | 0%
| 4 | Replacement of 132kV Cables 9SA 9SB | ARA_01.1.0028A |  | Replacement |  | 2022-23: 2730.602 | [7 empty] | 9.508% | 90.41% | 0.08528% |  | Yes | No | 0.1559% | 0% | 100% | 0% | 0% | 0% | 0% | 0% | 0% | 0% | 0% |  | 0% | 0% | 0% | 0% | 0% | 0% | 0% | 0% | 0% | 0% | 0% | 0% | 0% | 0% | 0% | 0% | 0% | 0% | 0% | 0% | 100% | 0% | 0% | 0% | 0% | 0% | 0% | 0% | 0% | 0% | 0% | 0% | 0% | 0% | 0% | 0% | 0% | 0% | 0% | 0%
| 5 | 10-2x132kV from Canterbury to BFW 1200mm | ARA_01.1.0110 |  | Replacement |  | 2022-23: 1268.6509 | [7 empty] | 44.19% | 49% | 6.817% |  | Yes | No | 0.2618% | 0% | 100% | 0% | 0% | 0% | 0% | 0% | 0% | 0% | 0% |  | 0% | 0% | 0% | 0% | 0% | 0% | 0% | 0% | 0% | 0% | 0% | 0% | 0% | 0% | 0% | 0% | 0% | 0% | 0% | 0% | 100% | 0% | 0% | 0% | 0% | 0% | 0% | 0% | 0% | 0% | 0% | 0% | 0% | 0% | 0% | 0% | 0% | 0% | 0% | 0%
| 6 | 10-DS 11kV switchgear temp | ARA_02.1.0010 |  | Replacement |  | 2022-23: 0.1528 | [7 empty] | 0% | 0% | 100% |  | Yes | No | 0% | 0% | 100% | 0% | 0% | 0% | 0% | 0% | 0% | 0% | 0% |  | 0% | 0% | 0% | 0% | 0% | 0% | 0% | 0% | 0% | 0% | 0% | 0% | 100% | 0% | 0% | 0% | 0% | 0% | 0% | 0% | 0% | 0% | 0% | 0% | 0% | 0% | 0% | 0% | 0% | 0% | 0% | 0% | 0% | 0% | 0% | 0% | 0% | 0% | 0% | 0%
| 7 | 27-DECOM 33KV CITY EAST ZN SUB | ARA_02.1.0127 |  | Replacement |  | 2022-23: 634.5225 | [7 empty] | 56.49% | 43.37% | 0.14% |  | Yes | No | 0.2092% | 0% | 100% | 0% | 0% | 0% | 0% | 0% | 0% | 0% | 0% |  | 0% | 0% | 0% | 0% | 79.19% | 0% | 0% | 0% | 0% | 0% | 0% | 0% | 20.81% | 0% | 0% | 0% | 0% | 0% | 0% | 0% | 0% | 0% | 0% | 0% | 0% | 0% | 0% | 0% | 0% | 0% | 0% | 0% | 0% | 0% | 0% | 0% | 0% | 0% | 0% | 0%
| 8 | Dalley St 132/11kV ZS Decommissioning | ARA_02.1.0134A |  | Replacement |  | 2022-23: 3498.1287 | [7 empty] | 11.58% | 87.14% | 1.273% |  | Yes | No | 0.2013% | 0% | 100% | 0% | 0% | 0% | 0% | 0% | 0% | 0% | 0% |  | 0% | 0% | 0% | 0% | 99.51% | 0% | 0% | 0% | 0% | 0% | 0% | 0% | 0.4915% | 0% | 0% | 0% | 0% | 0% | 0% | 0% | 0% | 0% | 0% | 0% | 0% | 0% | 0% | 0% | 0% | 0% | 0% | 0% | 0% | 0% | 0% | 0% | 0% | 0% | 0% | 0%
| 9 | 11kV LTs to Decommission Dalley Street | ARA_02.1.0135A |  | Replacement |  | 2022-23: 790.0486 | [7 empty] | 73.33% | 21.13% | 5.545% |  | Yes | No | 0.3682% | 0% | 100% | 0% | 0% | 0% | 0% | 0% | 0% | 0% | 0% |  | 0% | 0% | 0% | 0% | 100% | 0% | 0% | 0% | 0% | 0% | 0% | 0% | 0% | 0% | 0% | 0% | 0% | 0% | 0% | 0% | 0% | 0% | 0% | 0% | 0% | 0% | 0% | 0% | 0% | 0% | 0% | 0% | 0% | 0% | 0% | 0% | 0% | 0% | 0% | 0%
| 10 | 5-Darlinghurst 33kV cable replacement | ARA_03.1A.0005 |  | Replacement |  | 2022-23: 68.4792 | [7 empty] | 94.08% | 5.922% | 0% |  | Yes | No | 0.02199% | 0% | 100% | 0% | 0% | 0% | 0% | 0% | 0% | 0% | 0% |  | 0% | 0% | 0% | 0% | 100% | 0% | 0% | 0% | 0% | 0% | 0% | 0% | 0% | 0% | 0% | 0% | 0% | 0% | 0% | 0% | 0% | 0% | 0% | 0% | 0% | 0% | 0% | 0% | 0% | 0% | 0% | 0% | 0% | 0% | 0% | 0% | 0% | 0% | 0% | 0%
| 11 | 20-Graving Dock feeders | ARA_03.1A.0020 |  | Connections |  | 2022-23: 359.1547 | [7 empty] | 35.02% | 62.44% | 2.543% |  | Yes | No | 0.0668% | 0% | 0% | 0% | 0% | 100% | 0% | 0% | 0% | 0% | 0% |  | 0% | 0% | 0% | 0% | 0% | 0% | 0% | 0% | 0% | 0% | 0% | 100% | 0% | 0% | 0% | 0% | 0% | 0% | 0% | 0% | 0% | 0% | 0% | 0% | 0% | 0% | 0% | 0% | 0% | 0% | 0% | 0% | 0% | 0% | 0% | 0% | 0% | 0% | 0% | 0%
| 12 | 20-Graving Dock feeders | ARA_03.1A.0020 |  | Replacement |  | 2022-23: 48.9757 | [7 empty] | 35.02% | 62.44% | 2.543% |  | Yes | No | 0.009109% | 0% | 100% | 0% | 0% | 0% | 0% | 0% | 0% | 0% | 0% |  | 0% | 0% | 0% | 0% | 0% | 0% | 0% | 0% | 0% | 0% | 0% | 100% | 0% | 0% | 0% | 0% | 0% | 0% | 0% | 0% | 0% | 0% | 0% | 0% | 0% | 0% | 0% | 0% | 0% | 0% | 0% | 0% | 0% | 0% | 0% | 0% | 0% | 0% | 0% | 0%
| 13 | NEW 33KV SUPPLY TO WESTCONNEX STG 3A | ARA_03.1A.0032M |  | Connections |  | 2022-23: -40.4998 | [7 empty] | 100% | 0% | 0% |  | Yes | No | -0.02599% | 0% | 0% | 0% | 0% | 100% | 0% | 0% | 0% | 0% | 0% |  | 47% | 0% | 0% | 0% | 0% | 0% | 0% | 0% | 0% | 0% | 0% | 0% | 53% | 0% | 0% | 0% | 0% | 0% | 0% | 0% | 0% | 0% | 0% | 0% | 0% | 0% | 0% | 0% | 0% | 0% | 0% | 0% | 0% | 0% | 0% | 0% | 0% | 0% | 0% | 0%
| 14 | NEW 33kV SUPPLY SYD METRO CITY & SW - SHILLS | ARA_03.1A.0037M |  | Connections |  | 2022-23: 416.0721 | [7 empty] | 78.59% | 14.55% | 6.861% |  | Yes | No | 0.1593% | 0% | 0% | 0% | 0% | 100% | 0% | 0% | 0% | 0% | 0% |  | 0% | 0% | 0% | 0% | 0% | 0% | 0% | 0% | 0% | 0% | 0% | 100% | 0% | 0% | 0% | 0% | 0% | 0% | 0% | 0% | 0% | 0% | 0% | 0% | 0% | 0% | 0% | 0% | 0% | 0% | 0% | 0% | 0% | 0% | 0% | 0% | 0% | 0% | 0% | 0%
| 15 | 16-Matraville like for like Sg replacement | ARA_03.1B.0016 |  | Replacement |  | 2022-23: 44.578 | [7 empty] | 85.01% | 14.99% | 0% |  | Yes | No | 0.01969% | 0% | 100% | 0% | 0% | 0% | 0% | 0% | 0% | 0% | 0% |  | 50% | 0% | 2% | 0% | 0% | 0% | 0% | 0% | 0% | 0% | 0% | 0% | 48% | 0% | 0% | 0% | 0% | 0% | 0% | 0% | 0% | 0% | 0% | 0% | 0% | 0% | 0% | 0% | 0% | 0% | 0% | 0% | 0% | 0% | 0% | 0% | 0% | 0% | 0% | 0%
| 16 | ARA REP 11KV SWG COMPOUND MASCOT ZN | ARA_03.1B.0017 |  | Replacement |  | 2022-23: 1250.1628 | [7 empty] | 38.12% | 42.59% | 19.29% |  | Yes | No | 0.2303% | 0% | 100% | 0% | 0% | 0% | 0% | 0% | 0% | 0% | 0% |  | 0% | 0% | 0% | 0% | 0% | 0% | 0% | 0% | 0% | 0% | 0% | 8.11% | 91.89% | 0% | 0% | 0% | 0% | 0% | 0% | 0% | 0% | 0% | 0% | 0% | 0% | 0% | 0% | 0% | 0% | 0% | 0% | 0% | 0% | 0% | 0% | 0% | 0% | 0% | 0% | 0%
| 17 |  | ARA_03.1B.0034A |  | Replacement |  | 2022-23: 1555.558 | [7 empty] | 10.68% | 12.81% | 76.51% |  | Yes | No | 0.1074% | 0% | 100% | 0% | 0% | 0% | 0% | 0% | 0% | 0% | 0% |  | 0% | 0% | 0% | 0% | 0% | 0% | 0% | 0% | 0% | 0% | 0% | 3.264% | 96.74% | 0% | 0% | 0% | 0% | 0% | 0% | 0% | 0% | 0% | 0% | 0% | 0% | 0% | 0% | 0% | 0% | 0% | 0% | 0% | 0% | 0% | 0% | 0% | 0% | 0% | 0% | 0%
| 18 | REP 33kV FDR PROTECTN SYD DOMESTIC & INT TERM ZN | ARA_03.1B.0035 |  | Replacement |  | 2022-23: 254.571 | [7 empty] | 90.57% | 1.849% | 7.577% |  | Yes | No | 0.1077% | 0% | 100% | 0% | 0% | 0% | 0% | 0% | 0% | 0% | 0% |  | 0% | 0% | 0% | 0% | 0% | 0% | 0% | 0% | 0% | 0% | 0% | 0% | 0% | 100% | 0% | 0% | 0% | 0% | 0% | 0% | 0% | 0% | 0% | 0% | 0% | 0% | 0% | 0% | 0% | 0% | 0% | 0% | 0% | 0% | 0% | 0% | 0% | 0% | 0% | 0%
| 19 | 4-Surry Hills 11kV SG (1) | ARA_03.1C.0004 |  | Replacement |  | 2022-23: 1620.4535 | [7 empty] | 43.27% | 16.54% | 40.19% |  | Yes | No | 0.4072% | 0% | 100% | 0% | 0% | 0% | 0% | 0% | 0% | 0% | 0% |  | 0% | 0% | 0% | 0% | 34% | 0% | 0% | 0% | 0% | 0% | 0% | 0% | 66% | 0% | 0% | 0% | 0% | 0% | 0% | 0% | 0% | 0% | 0% | 0% | 0% | 0% | 0% | 0% | 0% | 0% | 0% | 0% | 0% | 0% | 0% | 0% | 0% | 0% | 0% | 0%
| 20 | 14-Replace 11kV SG Clovelly Zone, LT's (1B2 | ARA_03.1C.0014 |  | Replacement |  | 2022-23: 260.0576 | [7 empty] | 33.96% | 13.67% | 52.38% |  | Yes | No | 0.0598% | 0% | 100% | 0% | 0% | 0% | 0% | 0% | 0% | 0% | 0% |  | 0% | 0% | 0% | 0% | 77.43% | 0% | 0% | 0% | 0% | 0% | 0% | 0% | 22.57% | 0% | 0% | 0% | 0% | 0% | 0% | 0% | 0% | 0% | 0% | 0% | 0% | 0% | 0% | 0% | 0% | 0% | 0% | 0% | 0% | 0% | 0% | 0% | 0% | 0% | 0% | 0%
| 21 | Replace fdr 264 frm Beaconsfield West to Kingsford | ARA_03.1C.0038A |  | Replacement |  | 2022-23: 4459.9311 | [7 empty] | 5.57% | 94.29% | 0.1369% |  | Yes | No | 0.1385% | 0% | 100% | 0% | 0% | 0% | 0% | 0% | 0% | 0% | 0% |  | 0% | 0% | 0% | 0% | 0% | 0% | 0% | 0% | 0% | 0% | 0% | 0.117% | 0% | 0% | 0% | 0% | 0% | 0% | 0% | 0% | 99.88% | 0% | 0% | 0% | 0% | 0% | 0% | 0% | 0% | 0% | 0% | 0% | 0% | 0% | 0% | 0% | 0% | 0% | 0% | 0%
| 22 | Replace fdr 265 frm Maroubra to Bunnerong | ARA_03.1C.0039A |  | Replacement |  | 2022-23: 1952.5313 | [7 empty] | 28.32% | 67.75% | 3.931% |  | Yes | No | 0.3118% | 0% | 100% | 0% | 0% | 0% | 0% | 0% | 0% | 0% | 0% |  | 0% | 0% | 0% | 0% | 0% | 0% | 0% | 0% | 0% | 0% | 0% | 0% | 0% | 0% | 0% | 0% | 0% | 0% | 0% | 0% | 90.75% | 0% | 0% | 3.7% | 0% | 0% | 0% | 0% | 0% | 0% | 0% | 0% | 2.775% | 0% | 2.775% | 0% | 0% | 0% | 0% | 0%
| 23 | 7-Retire Blakehurst, LT's, Connect 777 to 7 | ARA_04.1.0007 |  | Replacement |  | 2022-23: 7.522 | [7 empty] | 46.82% | 53.18% | 0% |  | Yes | No | 0.001206% | 0% | 100% | 0% | 0% | 0% | 0% | 0% | 0% | 0% | 0% |  | 0% | 0% | 0% | 0% | 0% | 0% | 0% | 0% | 0% | 0% | 0% | 0% | 100% | 0% | 0% | 0% | 0% | 0% | 0% | 0% | 0% | 0% | 0% | 0% | 0% | 0% | 0% | 0% | 0% | 0% | 0% | 0% | 0% | 0% | 0% | 0% | 0% | 0% | 0% | 0%
| 24 | 2-9Replace Peakhurst 33kV SWG (1) | ARA_04.1.0029 |  | Replacement |  | 2022-23: 843.4764 | [7 empty] | 76.2% | 6.301% | 17.5% |  | Yes | No | 0.3957% | 0% | 100% | 0% | 0% | 0% | 0% | 0% | 0% | 0% | 0% |  | 0% | 0% | 0% | 0% | 0% | 0% | 0% | 0% | 0% | 0% | 0% | 0% | 0% | 0% | 0% | 0% | 0% | 0% | 0% | 0% | 51.12% | 0% | 0% | 15.64% | 0% | 17.11% | 0% | 0% | 0% | 0% | 0% | 0% | 16.13% | 0% | 0% | 0% | 0% | 0% | 0% | 0%
| 25 | 24-Port Hacking 33kV bus refurb | ARA_04.2.0024 |  | Replacement |  | 2022-23: 6.4308 | [7 empty] | 100% | 0% | 0% |  | Yes | No | 0.001352% | 0% | 100% | 0% | 0% | 0% | 0% | 0% | 0% | 0% | 0% |  | 5.967% | 0% | 0.3704% | 0% | 0% | 0% | 0% | 0% | 0% | 0% | 0% | 7.376% | 86.29% | 0% | 0% | 0% | 0% | 0% | 0% | 0% | 0% | 0% | 0% | 0% | 0% | 0% | 0% | 0% | 0% | 0% | 0% | 0% | 0% | 0% | 0% | 0% | 0% | 0% | 0% | 0%
| 26 | 1-Chullora-Enfield 132kv Feeder | ARA_04.3A.0001 |  | Replacement |  | 2022-23: 17.6877 | [7 empty] | 100% | 0% | 0% |  | Yes | No | 0.006446% | 0% | 100% | 0% | 0% | 0% | 0% | 0% | 0% | 0% | 0% |  | 0% | 0% | 0% | 0% | 0% | 0% | 0% | 0% | 0% | 0% | 0% | 100% | 0% | 0% | 0% | 0% | 0% | 0% | 0% | 0% | 0% | 0% | 0% | 0% | 0% | 0% | 0% | 0% | 0% | 0% | 0% | 0% | 0% | 0% | 0% | 0% | 0% | 0% | 0% | 0%
| 27 | 5-Leightonfield zone 11kV SWG replacement & LT's | ARA_04.3A.0005 |  | Replacement |  | 2022-23: 54.397 | [7 empty] | 0% | 0% | 100% |  | Yes | No | 0% | 0% | 100% | 0% | 0% | 0% | 0% | 0% | 0% | 0% | 0% |  | 50% | 0% | 12% | 0% | 0% | 0% | 0% | 0% | 0% | 0% | 0% | 0% | 38% | 0% | 0% | 0% | 0% | 0% | 0% | 0% | 0% | 0% | 0% | 0% | 0% | 0% | 0% | 0% | 0% | 0% | 0% | 0% | 0% | 0% | 0% | 0% | 0% | 0% | 0% | 0%
| 28 | 7-Enfield new 132/11kV zone and LT | ARA_04.3A.0007 |  | Replacement |  | 2022-23: 241.818 | [7 empty] | 43.61% | 47.92% | 8.478% |  | Yes | No | 0.06799% | 0% | 100% | 0% | 0% | 0% | 0% | 0% | 0% | 0% | 0% |  | 11.26% | 0% | 13.51% | 0% | 13.82% | 0% | 0% | 0% | 0% | 0% | 0% | 0% | 54.65% | 0% | 6.756% | 0% | 0% | 0% | 0% | 0% | 0% | 0% | 0% | 0% | 0% | 0% | 0% | 0% | 0% | 0% | 0% | 0% | 0% | 0% | 0% | 0% | 0% | 0% | 0% | 0%
| 29 | 8-Canterbury STS SWG replacement - Option 1 | ARA_04.3A.0008 |  | Replacement |  | 2022-23: 93.3206 | [7 empty] | 61.37% | 38.37% | 0.2611% |  | Yes | No | 0.0472% | 0% | 100% | 0% | 0% | 0% | 0% | 0% | 0% | 0% | 0% |  | 0% | 0% | 0% | 0% | 0% | 0% | 0% | 0% | 0% | 0% | 0% | 0% | 0% | 0% | 0% | 0% | 0% | 0% | 0% | 0% | 18.4% | 0% | 0% | 13.3% | 0% | 19.5% | 0% | 0% | 0% | 0% | 0% | 0% | 48.8% | 0% | 0% | 0% | 0% | 0% | 0% | 0%
| 30 | 14-Greenacre park 11kV SWG replacement and LT | ARA_04.3A.0014 |  | Replacement |  | 2022-23: 942.6784 | [7 empty] | 47.87% | 47.19% | 4.942% |  | Yes | No | 0.3172% | 0% | 100% | 0% | 0% | 0% | 0% | 0% | 0% | 0% | 0% |  | 0% | 0% | 0% | 0% | 85.98% | 0% | 0% | 0% | 0% | 0% | 0% | 0% | 14.02% | 0% | 0% | 0% | 0% | 0% | 0% | 0% | 0% | 0% | 0% | 0% | 0% | 0% | 0% | 0% | 0% | 0% | 0% | 0% | 0% | 0% | 0% | 0% | 0% | 0% | 0% | 0%
| 31 | 19-Dulwich Hill zone 11kV SWG replace and LT | ARA_04.3A.0019 |  | Replacement |  | 2022-23: 953.1614 | [7 empty] | 51.79% | 39.24% | 8.976% |  | Yes | No | 0.2835% | 0% | 100% | 0% | 0% | 0% | 0% | 0% | 0% | 0% | 0% |  | 1.447% | 0% | 2.17% | 0% | 54.54% | 0% | 0% | 0% | 0% | 0% | 0% | 0% | 41.84% | 0% | 0% | 0% | 0% | 0% | 0% | 0% | 0% | 0% | 0% | 0% | 0% | 0% | 0% | 0% | 0% | 0% | 0% | 0% | 0% | 0% | 0% | 0% | 0% | 0% | 0% | 0%
| 32 | 21-Dulwich Hill zone replace fdrs 643, 644, | ARA_04.3A.0021 |  | Replacement |  | 2022-23: 251.1733 | [7 empty] | 51.93% | 33.58% | 14.49% |  | Yes | No | 0.07245% | 0% | 100% | 0% | 0% | 0% | 0% | 0% | 0% | 0% | 0% |  | 0% | 0% | 0% | 0% | 0% | 0% | 0% | 0% | 0% | 0% | 0% | 100% | 0% | 0% | 0% | 0% | 0% | 0% | 0% | 0% | 0% | 0% | 0% | 0% | 0% | 0% | 0% | 0% | 0% | 0% | 0% | 0% | 0% | 0% | 0% | 0% | 0% | 0% | 0% | 0%
| 33 | Replace fdrs 291/1&292 frm Potts Hill to Greenacre | ARA_04.3A.0033A |  | Replacement |  | 2022-23: 47.2179 | [7 empty] | 76.47% | 17.27% | 6.255% |  | Yes | No | 0.01705% | 0% | 100% | 0% | 0% | 0% | 0% | 0% | 0% | 0% | 0% |  | 0% | 0% | 0% | 0% | 0% | 0% | 0% | 0% | 0% | 0% | 0% | 0% | 0% | 0% | 0% | 0% | 0% | 0% | 0% | 0% | 100% | 0% | 0% | 0% | 0% | 0% | 0% | 0% | 0% | 0% | 0% | 0% | 0% | 0% | 0% | 0% | 0% | 0% | 0% | 0%
| 34 | NEW 33kV SUPPLY SYD METRO CITY & SW - CBURY | ARA_04.3A.0037M |  | Connections |  | 2022-23: 9.1659 | [7 empty] | 83.95% | 5.757% | 10.29% |  | Yes | No | 0.002501% | 0% | 0% | 0% | 0% | 100% | 0% | 0% | 0% | 0% | 0% |  | 0% | 0% | 0% | 0% | 0% | 0% | 0% | 0% | 0% | 0% | 0% | 100% | 0% | 0% | 0% | 0% | 0% | 0% | 0% | 0% | 0% | 0% | 0% | 0% | 0% | 0% | 0% | 0% | 0% | 0% | 0% | 0% | 0% | 0% | 0% | 0% | 0% | 0% | 0% | 0%
| 35 | ARA NEW 33kV SUPPLY M6 STG1 - CBURY STS | ARA_04.3A.0038M |  | Connections |  | 2022-23: 121.8726 | [7 empty] | 77.57% | 0% | 22.43% |  | Yes | No | 0.05729% | 0% | 0% | 0% | 0% | 100% | 0% | 0% | 0% | 0% | 0% |  | 45% | 0% | 0% | 0% | 0% | 0% | 0% | 0% | 0% | 0% | 0% | 0% | 55% | 0% | 0% | 0% | 0% | 0% | 0% | 0% | 0% | 0% | 0% | 0% | 0% | 0% | 0% | 0% | 0% | 0% | 0% | 0% | 0% | 0% | 0% | 0% | 0% | 0% | 0% | 0%
| 36 | REP 11KV SWG MILPERRA ZN | ARA_04.3B.0008 |  | Replacement |  | 2022-23: 1173.4784 | [7 empty] | 56.67% | 39.42% | 3.91% |  | Yes | No | 0.2648% | 0% | 100% | 0% | 0% | 0% | 0% | 0% | 0% | 0% | 0% |  | 0% | 0% | 0% | 0% | 0% | 0% | 0% | 0% | 0% | 0% | 0% | 0% | 100% | 0% | 0% | 0% | 0% | 0% | 0% | 0% | 0% | 0% | 0% | 0% | 0% | 0% | 0% | 0% | 0% | 0% | 0% | 0% | 0% | 0% | 0% | 0% | 0% | 0% | 0% | 0%
| 37 | 11-Punchbowl zone 11kV SWG replacement | ARA_04.3B.0011 |  | Replacement |  | 2022-23: 31.5891 | [7 empty] | 0% | 100% | 0% |  | Yes | No | 0% | 0% | 100% | 0% | 0% | 0% | 0% | 0% | 0% | 0% | 0% |  | 20% | 0% | 16% | 0% | 0% | 0% | 0% | 0% | 0% | 0% | 0% | 0% | 64% | 0% | 0% | 0% | 0% | 0% | 0% | 0% | 0% | 0% | 0% | 0% | 0% | 0% | 0% | 0% | 0% | 0% | 0% | 0% | 0% | 0% | 0% | 0% | 0% | 0% | 0% | 0%
| 38 | REP 132KV FDR 282/1 & 283/1 SSOUTH-REVESBY | ARA_04.3B.0036A |  | Replacement |  | 2022-23: 764.5774 | [7 empty] | 18.68% | 80.86% | 0.4666% |  | Yes | No | 0.05898% | 0% | 100% | 0% | 0% | 0% | 0% | 0% | 0% | 0% | 0% |  | 0% | 0% | 0% | 0% | 0% | 0% | 0% | 0% | 0% | 0% | 0% | 100% | 0% | 0% | 0% | 0% | 0% | 0% | 0% | 0% | 0% | 0% | 0% | 0% | 0% | 0% | 0% | 0% | 0% | 0% | 0% | 0% | 0% | 0% | 0% | 0% | 0% | 0% | 0% | 0%
| 39 | Rozelle 132/33kV STS Upgrade | ARA_04.4.A.0005 |  | Connections |  | 2022-23: 1976.4846 | [7 empty] | 26.91% | 67.78% | 5.306% |  | Yes | No | 0.3765% | 0% | 0% | 0% | 0% | 100% | 0% | 0% | 0% | 0% | 0% |  | 27.74% | 0% | 43.66% | 0% | 0% | 0% | 0% | 0% | 0% | 0% | 0% | 0% | 23.46% | 0% | 5.136% | 0% | 0% | 0% | 0% | 0% | 0% | 0% | 0% | 0% | 0% | 0% | 0% | 0% | 0% | 0% | 0% | 0% | 0% | 0% | 0% | 0% | 0% | 0% | 0% | 0%
| 40 | 11-Leichhardt 132kV zone sub (H1) | ARA_04.4.A.0011 |  | Replacement |  | 2022-23: 1e-19 | [7 empty] | 0% | 0% | 100% |  | Yes | No | 0.0003843% | 0% | 100% | 0% | 0% | 0% | 0% | 0% | 0% | 0% | 0% |  | 30% | 0% | 30% | 0% | 0% | 0% | 0% | 0% | 0% | 0% | 0% | 0% | 20% | 0% | 20% | 0% | 0% | 0% | 0% | 0% | 0% | 0% | 0% | 0% | 0% | 0% | 0% | 0% | 0% | 0% | 0% | 0% | 0% | 0% | 0% | 0% | 0% | 0% | 0% | 0%
| 41 | 12-Five Dock 132kV zone (H1) | ARA_04.4.A.0012 |  | Replacement |  | 2022-23: 38.4576 | [7 empty] | 2.951% | 65.54% | 31.51% |  | Yes | No | 0.0007677% | 0% | 100% | 0% | 0% | 0% | 0% | 0% | 0% | 0% | 0% |  | -45.26% | 0% | -67.89% | 0% | 73.99% | 0% | 0% | 0% | 0% | 0% | 0% | -22.09% | 206.5% | 0% | -45.26% | 0% | 0% | 0% | 0% | 0% | 0% | 0% | 0% | 0% | 0% | 0% | 0% | 0% | 0% | 0% | 0% | 0% | 0% | 0% | 0% | 0% | 0% | 0% | 0% | 0%
| 42 | NEW 33KV SUPPLY TO WESTCONNEX STG 3B | ARA_04.4.A.0023M |  | Connections |  | 2022-23: 72.0161 | [7 empty] | 98.39% | 1.614% | 0% |  | Yes | No | 0.04231% | 0% | 0% | 0% | 0% | 100% | 0% | 0% | 0% | 0% | 0% |  | 20% | 0% | 0% | 0% | 0% | 0% | 0% | 0% | 0% | 0% | 0% | 0% | 80% | 0% | 0% | 0% | 0% | 0% | 0% | 0% | 0% | 0% | 0% | 0% | 0% | 0% | 0% | 0% | 0% | 0% | 0% | 0% | 0% | 0% | 0% | 0% | 0% | 0% | 0% | 0%
| 43 | NEW 33kV SUPPLY TO SYD METRO WEST CONST | ARA_04.4.A.0024M |  | Connections |  | 2022-23: 239.1404 | [7 empty] | 72.56% | 22.78% | 4.666% |  | Yes | No | 0.08242% | 0% | 0% | 0% | 0% | 100% | 0% | 0% | 0% | 0% | 0% |  | 43% | 0% | 0% | 0% | 0% | 0% | 0% | 0% | 0% | 0% | 0% | 0% | 57% | 0% | 0% | 0% | 0% | 0% | 0% | 0% | 0% | 0% | 0% | 0% | 0% | 0% | 0% | 0% | 0% | 0% | 0% | 0% | 0% | 0% | 0% | 0% | 0% | 0% | 0% | 0%
| 44 |  | ARA_04.4.A.0025M |  | Connections |  | 2022-23: 48.8034 | [7 empty] | 69.96% | 0% | 30.04% |  | Yes | No | 0.01581% | 0% | 0% | 0% | 0% | 100% | 0% | 0% | 0% | 0% | 0% |  | 40% | 0% | 0% | 0% | 0% | 0% | 0% | 0% | 0% | 0% | 0% | 0% | 60% | 0% | 0% | 0% | 0% | 0% | 0% | 0% | 0% | 0% | 0% | 0% | 0% | 0% | 0% | 0% | 0% | 0% | 0% | 0% | 0% | 0% | 0% | 0% | 0% | 0% | 0% | 0%
| 45 | Concord ZN 11kV SG REP | ARA_04.4.B.0002 |  | Replacement |  | 2022-23: 5846.8981 | [7 empty] | 3.549% | 57.43% | 39.02% |  | Yes | No | 0.1813% | 0% | 100% | 0% | 0% | 0% | 0% | 0% | 0% | 0% | 0% |  | 0% | 0% | 0% | 0% | 0.1242% | 0% | 0% | 0% | 0% | 0% | 0% | 0% | 99.88% | 0% | 0% | 0% | 0% | 0% | 0% | 0% | 0% | 0% | 0% | 0% | 0% | 0% | 0% | 0% | 0% | 0% | 0% | 0% | 0% | 0% | 0% | 0% | 0% | 0% | 0% | 0%
| 46 | 7-Decom Strathfield STS | ARA_04.4.B.0007 |  | Replacement |  | 2022-23: 9.3719 | [7 empty] | 84.2% | 60.69% | -44.9% |  | Yes | No | 0.006278% | 0% | 100% | 0% | 0% | 0% | 0% | 0% | 0% | 0% | 0% |  | 0% | 0% | 0% | 0% | 0% | 0% | 0% | 0% | 0% | 0% | 0% | 56.78% | 43.22% | 0% | 0% | 0% | 0% | 0% | 0% | 0% | 0% | 0% | 0% | 0% | 0% | 0% | 0% | 0% | 0% | 0% | 0% | 0% | 0% | 0% | 0% | 0% | 0% | 0% | 0% | 0%
| 47 | 132kV feeders 923/2 and 924/2 Replacement | ARA_04.4.B.0022A |  | Replacement |  | 2022-23: 1898.9421 | [7 empty] | 14.88% | 83.19% | 1.927% |  | Yes | No | 0.1437% | 0% | 100% | 0% | 0% | 0% | 0% | 0% | 0% | 0% | 0% |  | 0% | 0% | 0% | 0% | 0% | 0% | 0% | 0% | 0% | 0% | 0% | 100% | 0% | 0% | 0% | 0% | 0% | 0% | 0% | 0% | 0% | 0% | 0% | 0% | 0% | 0% | 0% | 0% | 0% | 0% | 0% | 0% | 0% | 0% | 0% | 0% | 0% | 0% | 0% | 0%
| 48 | REP 33KV FDRS HOMEBUSH-AUBURN/LIDCOMBE | ARA_04.4.C.0008 |  | Replacement |  | 2022-23: 423.659 | [7 empty] | 36.14% | 25.63% | 38.23% |  | Yes | No | 0.08042% | 0% | 100% | 0% | 0% | 0% | 0% | 0% | 0% | 0% | 0% |  | 0% | 0% | 0% | 0% | 0% | 0% | 0% | 0% | 0% | 0% | 0% | 100% | 0% | 0% | 0% | 0% | 0% | 0% | 0% | 0% | 0% | 0% | 0% | 0% | 0% | 0% | 0% | 0% | 0% | 0% | 0% | 0% | 0% | 0% | 0% | 0% | 0% | 0% | 0% | 0%
| 49 | REP 11KV SWG (GRP 2) LIDCOMBE ZN | ARA_04.4.C.0009 |  | Replacement |  | 2022-23: 346.3401 | [7 empty] | 86.05% | 3.061% | 10.89% |  | Yes | No | 0.1714% | 0% | 100% | 0% | 0% | 0% | 0% | 0% | 0% | 0% | 0% |  | 0% | 0% | 0% | 0% | 1.068% | 0% | 0% | 0% | 0% | 0% | 0% | 0% | 98.93% | 0% | 0% | 0% | 0% | 0% | 0% | 0% | 0% | 0% | 0% | 0% | 0% | 0% | 0% | 0% | 0% | 0% | 0% | 0% | 0% | 0% | 0% | 0% | 0% | 0% | 0% | 0%
| 50 | 18-LT Flemington 11kV SWG replacement | ARA_04.4.C.0018 |  | Replacement |  | 2022-23: -7.919 | [7 empty] | 385.1% | -1980% | 1695% |  | Yes | No | -0.04052% | 0% | 100% | 0% | 0% | 0% | 0% | 0% | 0% | 0% | 0% |  | 0% | 0% | 0% | 0% | 941.7% | 0% | 0% | 0% | 0% | 0% | 0% | 0% | -841.7% | 0% | 0% | 0% | 0% | 0% | 0% | 0% | 0% | 0% | 0% | 0% | 0% | 0% | 0% | 0% | 0% | 0% | 0% | 0% | 0% | 0% | 0% | 0% | 0% | 0% | 0% | 0%
| 51 | 5-Darling harbour-Blackwattle Bay zones 11kV fdr | ARA_04.5.0005 |  | Replacement |  | 2022-23: 971.4128 | [7 empty] | 41.19% | 26.58% | 32.23% |  | Yes | No | 0.2162% | 0% | 100% | 0% | 0% | 0% | 0% | 0% | 0% | 0% | 0% |  | 0% | 0% | 0% | 0% | 100% | 0% | 0% | 0% | 0% | 0% | 0% | 0% | 0% | 0% | 0% | 0% | 0% | 0% | 0% | 0% | 0% | 0% | 0% | 0% | 0% | 0% | 0% | 0% | 0% | 0% | 0% | 0% | 0% | 0% | 0% | 0% | 0% | 0% | 0% | 0%
| 52 | 6-Retire Blackwattle Bay using Darling Harbour | ARA_04.5.0006 |  | Replacement |  | 2022-23: 133.6033 | [7 empty] | 77.14% | 22.86% | 0% |  | Yes | No | 0.05356% | 0% | 100% | 0% | 0% | 0% | 0% | 0% | 0% | 0% | 0% |  | 0% | 0% | 0% | 0% | 0% | 0% | 0% | 0% | 0% | 0% | 0% | 0.2637% | 99.74% | 0% | 0% | 0% | 0% | 0% | 0% | 0% | 0% | 0% | 0% | 0% | 0% | 0% | 0% | 0% | 0% | 0% | 0% | 0% | 0% | 0% | 0% | 0% | 0% | 0% | 0% | 0%
| 53 | DECOM 132KV FDR 925/G WILLOUGHBY-MOSMAN | ARA_05.1.0011 |  | Replacement |  | 2022-23: 253.3585 | [7 empty] | 5.143% | 94.86% | 0% |  | Yes | No | 0.005108% | 0% | 100% | 0% | 0% | 0% | 0% | 0% | 0% | 0% | 0% |  | 0% | 0% | 0% | 0% | 0% | 0% | 0% | 0% | 0% | 0% | 0% | 100% | 0% | 0% | 0% | 0% | 0% | 0% | 0% | 0% | 0% | 0% | 0% | 0% | 0% | 0% | 0% | 0% | 0% | 0% | 0% | 0% | 0% | 0% | 0% | 0% | 0% | 0% | 0% | 0%
| 54 | REP 132KV FDR 9E4/4 & 925/4 WILLOUGHBY-CREMORNE | ARA_05.1.0014 |  | Replacement |  | 2022-23: 222.5593 | [7 empty] | 25.06% | 74.92% | 0.01497% |  | Yes | No | 0.02547% | 0% | 100% | 0% | 0% | 0% | 0% | 0% | 0% | 0% | 0% |  | 0% | 0% | 0% | 0% | 0% | 0% | 0% | 0% | 0% | 0% | 0% | 100% | 0% | 0% | 0% | 0% | 0% | 0% | 0% | 0% | 0% | 0% | 0% | 0% | 0% | 0% | 0% | 0% | 0% | 0% | 0% | 0% | 0% | 0% | 0% | 0% | 0% | 0% | 0% | 0%
| 55 | NEW 33kV SUPPLY TO TELSTRA ST LEONARDS | ARA_05.1.0036M |  | Connections |  | 2022-23: -0.94552 | [7 empty] | 0% | 100% | 0% |  | Yes | No | 0% | 0% | 0% | 0% | 0% | 100% | 0% | 0% | 0% | 0% | 0% |  | 0% | 0% | 0% | 0% | 0% | 0% | 0% | 0% | 0% | 0% | 0% | 100% | 0% | 0% | 0% | 0% | 0% | 0% | 0% | 0% | 0% | 0% | 0% | 0% | 0% | 0% | 0% | 0% | 0% | 0% | 0% | 0% | 0% | 0% | 0% | 0% | 0% | 0% | 0% | 0%
| 56 | NEW 33kV SUPPLY TO GORE HILL TECH DATA CENTRE 2 | ARA_05.1.0037M |  | Connections |  | 2022-23: 42.3138 | [7 empty] | 29.62% | 70.38% | 0% |  | Yes | No | 0.00314% | 0% | 0% | 0% | 0% | 100% | 0% | 0% | 0% | 0% | 0% |  | 24% | 0% | 31% | 0% | 0% | 0% | 0% | 0% | 0% | 0% | 0% | 0% | 45% | 0% | 0% | 0% | 0% | 0% | 0% | 0% | 0% | 0% | 0% | 0% | 0% | 0% | 0% | 0% | 0% | 0% | 0% | 0% | 0% | 0% | 0% | 0% | 0% | 0% | 0% | 0%
| 57 | NEW 33kV SUPPLY SYD METRO CITY & SW - WGHBY | ARA_05.1.0038M |  | Connections |  | 2022-23: 22.7572 | [7 empty] | 82.89% | 14.63% | 2.48% |  | Yes | No | 0.00924% | 0% | 0% | 0% | 0% | 100% | 0% | 0% | 0% | 0% | 0% |  | 31.7% | 0% | 44.3% | 0% | 0% | 0% | 0% | 0% | 0% | 0% | 0% | 0% | 24% | 0% | 0% | 0% | 0% | 0% | 0% | 0% | 0% | 0% | 0% | 0% | 0% | 0% | 0% | 0% | 0% | 0% | 0% | 0% | 0% | 0% | 0% | 0% | 0% | 0% | 0% | 0%
| 58 |  | ARA_05.1.0039M |  | Connections |  | 2022-23: 1166.0658 | [7 empty] | 42.98% | 45.31% | 11.71% |  | Yes | No | 0.297% | 0% | 0% | 0% | 0% | 100% | 0% | 0% | 0% | 0% | 0% |  | 39.99% | 0% | 0% | 0% | 0% | 0% | 0% | 0% | 0% | 0% | 0% | 0% | 60.01% | 0% | 0% | 0% | 0% | 0% | 0% | 0% | 0% | 0% | 0% | 0% | 0% | 0% | 0% | 0% | 0% | 0% | 0% | 0% | 0% | 0% | 0% | 0% | 0% | 0% | 0% | 0%
| 59 | REP 11KV SWG PYMBLE ZN | ARA_05.2.0004 |  | Replacement |  | 2022-23: 71.8035 | [7 empty] | 99.96% | 0.04476% | 0% |  | Yes | No | 0.02535% | 0% | 100% | 0% | 0% | 0% | 0% | 0% | 0% | 0% | 0% |  | 0% | 0% | 0% | 0% | 0% | 0% | 0% | 0% | 0% | 0% | 0% | 0% | 100% | 0% | 0% | 0% | 0% | 0% | 0% | 0% | 0% | 0% | 0% | 0% | 0% | 0% | 0% | 0% | 0% | 0% | 0% | 0% | 0% | 0% | 0% | 0% | 0% | 0% | 0% | 0%
| 60 | REP 132KV FDR 9E1 & 9E2 OIL SEC SYD EAST-KURINGAI | ARA_05.2.0019 |  | Replacement |  | 2022-23: 84.8518 | [7 empty] | 57.89% | 41.94% | 0.1738% |  | Yes | No | 0.02803% | 0% | 100% | 0% | 0% | 0% | 0% | 0% | 0% | 0% | 0% |  | 0% | 0% | 0% | 0% | 0% | 0% | 0% | 0% | 0% | 0% | 0% | 100% | 0% | 0% | 0% | 0% | 0% | 0% | 0% | 0% | 0% | 0% | 0% | 0% | 0% | 0% | 0% | 0% | 0% | 0% | 0% | 0% | 0% | 0% | 0% | 0% | 0% | 0% | 0% | 0%
| 61 | NEW Macquarie 132/33kV STS | ARA_05.3.0035U |  | Augmentation |  | 2022-23: 1279.6779 | [7 empty] | 10.54% | 84.46% | 4.997% |  | Yes | No | 0.06281% | 0% | 0% | 0% | 100% | 0% | 0% | 0% | 0% | 0% | 0% |  | 0% | 0% | 0% | 0% | 0% | 0% | 0% | 0% | 0% | 0% | 0% | 0% | 0% | 0% | 0% | 0% | 0% | 0% | 0% | 57.84% | 38.56% | 0% | 0% | 0.7215% | 0% | 1.082% | 0% | 0% | 0% | 0% | 0% | 0% | 1.443% | 0.3608% | 0% | 0% | 0% | 0% | 0% | 0%
| 62 | NEW 132kV SUPPLY TO AIRTRUNK DATA CENTRE | ARA_05.3.0040M |  | Connections |  | 2022-23: 4.4591 | [7 empty] | 100% | 0% | 0% |  | Yes | No | 0.002646% | 0% | 0% | 0% | 0% | 100% | 0% | 0% | 0% | 0% | 0% |  | 47% | 0% | 13% | 0% | 0% | 0% | 0% | 0% | 0% | 0% | 0% | 0% | 40% | 0% | 0% | 0% | 0% | 0% | 0% | 0% | 0% | 0% | 0% | 0% | 0% | 0% | 0% | 0% | 0% | 0% | 0% | 0% | 0% | 0% | 0% | 0% | 0% | 0% | 0% | 0%
| 63 |  | ARA_05.3.0041M |  | Connections |  | 2022-23: -4.2367 | [7 empty] | -511.2% | 0% | 611.2% |  | Yes | No | 0.01136% | 0% | 0% | 0% | 0% | 100% | 0% | 0% | 0% | 0% | 0% |  | 33% | 0% | 0% | 0% | 0% | 0% | 0% | 0% | 0% | 0% | 0% | 0% | 67% | 0% | 0% | 0% | 0% | 0% | 0% | 0% | 0% | 0% | 0% | 0% | 0% | 0% | 0% | 0% | 0% | 0% | 0% | 0% | 0% | 0% | 0% | 0% | 0% | 0% | 0% | 0%
| 64 | NEW 33kV SUPPLY MACQ TELECOM - MACQUARIE STS | ARA_05.3.0042M |  | Connections |  | 2022-23: 63.7715 | [7 empty] | 66.92% | 0% | 33.08% |  | Yes | No | 0.02565% | 0% | 0% | 0% | 0% | 100% | 0% | 0% | 0% | 0% | 0% |  | 50% | 0% | 0% | 0% | 0% | 0% | 0% | 0% | 0% | 0% | 0% | 0% | 50% | 0% | 0% | 0% | 0% | 0% | 0% | 0% | 0% | 0% | 0% | 0% | 0% | 0% | 0% | 0% | 0% | 0% | 0% | 0% | 0% | 0% | 0% | 0% | 0% | 0% | 0% | 0%
| 65 | ARA DECOM LANE COVR TEST ZN | ARA_05.3.0043 |  | Replacement |  | 2022-23: 128.6254 | [7 empty] | 76.54% | 20.12% | 3.337% |  | Yes | No | 0.05141% | 0% | 100% | 0% | 0% | 0% | 0% | 0% | 0% | 0% | 0% |  | 0% | 0% | 0% | 0% | 0% | 0% | 0% | 0% | 0% | 0% | 0% | 0% | 100% | 0% | 0% | 0% | 0% | 0% | 0% | 0% | 0% | 0% | 0% | 0% | 0% | 0% | 0% | 0% | 0% | 0% | 0% | 0% | 0% | 0% | 0% | 0% | 0% | 0% | 0% | 0%
| 66 | ARA NEW 33KV SUPPLY AWS DC - MACQUARIE STS | ARA_05.3.0044M |  | Connections |  | 2022-23: 135.896 | [7 empty] | 92.01% | 0% | 7.99% |  | Yes | No | 0.07925% | 0% | 0% | 0% | 0% | 100% | 0% | 0% | 0% | 0% | 0% |  | 0% | 0% | 0% | 0% | 0% | 0% | 0% | 0% | 0% | 0% | 0% | 100% | 0% | 0% | 0% | 0% | 0% | 0% | 0% | 0% | 0% | 0% | 0% | 0% | 0% | 0% | 0% | 0% | 0% | 0% | 0% | 0% | 0% | 0% | 0% | 0% | 0% | 0% | 0% | 0%
| 67 | NEW 132/33kV TX3 MACQUARIE STS | ARA_05.3.0045U |  | Augmentation |  | 2022-23: 151.1302 | [7 empty] | 76.17% | 23.83% | 0% |  | Yes | No | 0.0465% | 0% | 0% | 0% | 100% | 0% | 0% | 0% | 0% | 0% | 0% |  | 0% | 0% | 0% | 0% | 0% | 0% | 0% | 0% | 0% | 0% | 0% | 0% | 100% | 0% | 0% | 0% | 0% | 0% | 0% | 0% | 0% | 0% | 0% | 0% | 0% | 0% | 0% | 0% | 0% | 0% | 0% | 0% | 0% | 0% | 0% | 0% | 0% | 0% | 0% | 0%
| 68 | ARA NEW 132kV SUPPLY MICROSOFT DC - LC STSS | ARA_05.3.0046M |  | Connections |  | 2022-23: 30.367 | [7 empty] | 100% | 0% | 0% |  | Yes | No | 0.008963% | 0% | 0% | 0% | 0% | 100% | 0% | 0% | 0% | 0% | 0% |  | 0% | 0% | 0% | 0% | 0% | 0% | 0% | 0% | 0% | 0% | 0% | 100% | 0% | 0% | 0% | 0% | 0% | 0% | 0% | 0% | 0% | 0% | 0% | 0% | 0% | 0% | 0% | 0% | 0% | 0% | 0% | 0% | 0% | 0% | 0% | 0% | 0% | 0% | 0% | 0%
| 69 | UPR 33kV FDRS S20 & S21 - OH SECTIONS | ARA_05.4.0022A |  | Augmentation |  | 2022-23: 887.1846 | [7 empty] | 41.74% | 31.84% | 26.42% |  | Yes | No | 0.308% | 0% | 0% | 0% | 100% | 0% | 0% | 0% | 0% | 0% | 0% |  | 0% | 0% | 0% | 0% | 0% | 0% | 0% | 0% | 0% | 0% | 0% | 100% | 0% | 0% | 0% | 0% | 0% | 0% | 0% | 0% | 0% | 0% | 0% | 0% | 0% | 0% | 0% | 0% | 0% | 0% | 0% | 0% | 0% | 0% | 0% | 0% | 0% | 0% | 0% | 0%
| 70 | UPR 33kV FDRS S20 & S21 - OH SECTIONS | ARA_05.4.0022A |  | Augmentation |  | 2022-23: 1789.1528 | [7 empty] | 41.35% | 33.55% | 25.1% |  | Yes | No | 0.6122% | 0% | 0% | 0% | 100% | 0% | 0% | 0% | 0% | 0% | 0% |  | 0% | 0% | 0% | 0% | 0% | 0% | 0% | 0% | 0% | 0% | 0% | 100% | 0% | 0% | 0% | 0% | 0% | 0% | 0% | 0% | 0% | 0% | 0% | 0% | 0% | 0% | 0% | 0% | 0% | 0% | 0% | 0% | 0% | 0% | 0% | 0% | 0% | 0% | 0% | 0%
| 71 | Narrabeen 33kV Busbar Retirement | ARA_05.4.0037A |  | Replacement |  | 2022-23: 422.8558 | [7 empty] | 87.9% | 1.584% | 10.52% |  | Yes | No | 0.2492% | 0% | 100% | 0% | 0% | 0% | 0% | 0% | 0% | 0% | 0% |  | 0% | 0% | 0% | 0% | 0% | 0% | 0% | 0% | 0% | 0% | 0% | 0% | 100% | 0% | 0% | 0% | 0% | 0% | 0% | 0% | 0% | 0% | 0% | 0% | 0% | 0% | 0% | 0% | 0% | 0% | 0% | 0% | 0% | 0% | 0% | 0% | 0% | 0% | 0% | 0%
| 72 | 4-Carrington 11kV Switchgear | ARA_07.1.0004 |  | Replacement |  | 2022-23: 23.1632 | [7 empty] | 5.333% | 96.29% | -1.626% |  | Yes | No | 0.001428% | 0% | 100% | 0% | 0% | 0% | 0% | 0% | 0% | 0% | 0% |  | 0% | 0% | 0% | 0% | -1.521% | 0% | 0% | 0% | 0% | 0% | 0% | 0% | 101.5% | 0% | 0% | 0% | 0% | 0% | 0% | 0% | 0% | 0% | 0% | 0% | 0% | 0% | 0% | 0% | 0% | 0% | 0% | 0% | 0% | 0% | 0% | 0% | 0% | 0% | 0% | 0%
| 73 | 6-Broadmeadows 132/11kV zone | ARA_07.1.0006 |  | Augmentation |  | 2022-23: 0.47949 | [7 empty] | 100% | 0% | 0% |  | Yes | No | 0.0004764% | 0% | 0% | 0% | 100% | 0% | 0% | 0% | 0% | 0% | 0% |  | 0% | 0% | 0% | 0% | 0% | 0% | 0% | 0% | 0% | 0% | 0% | 0% | 100% | 0% | 0% | 0% | 0% | 0% | 0% | 0% | 0% | 0% | 0% | 0% | 0% | 0% | 0% | 0% | 0% | 0% | 0% | 0% | 0% | 0% | 0% | 0% | 0% | 0% | 0% | 0%
| 74 | 6-Broadmeadows 132/11kV zone | ARA_07.1.0006 |  | Replacement |  | 2022-23: 1.0189 | [7 empty] | 100% | 0% | 0% |  | Yes | No | 0.001012% | 0% | 100% | 0% | 0% | 0% | 0% | 0% | 0% | 0% | 0% |  | 0% | 0% | 0% | 0% | 0% | 0% | 0% | 0% | 0% | 0% | 0% | 0% | 100% | 0% | 0% | 0% | 0% | 0% | 0% | 0% | 0% | 0% | 0% | 0% | 0% | 0% | 0% | 0% | 0% | 0% | 0% | 0% | 0% | 0% | 0% | 0% | 0% | 0% | 0% | 0%
| 75 | 16-Kotara oil filled cables & 33kV S/G retirement | ARA_07.1.0016 |  | Replacement |  | 2022-23: 93.2315 | [7 empty] | 23.01% | 69.97% | 7.02% |  | Yes | No | 0.009588% | 0% | 100% | 0% | 0% | 0% | 0% | 0% | 0% | 0% | 0% |  | 0% | 0% | 0% | 0% | 0% | 0% | 0% | 0% | 0% | 0% | 0% | 100% | 0% | 0% | 0% | 0% | 0% | 0% | 0% | 0% | 0% | 0% | 0% | 0% | 0% | 0% | 0% | 0% | 0% | 0% | 0% | 0% | 0% | 0% | 0% | 0% | 0% | 0% | 0% | 0%
| 76 | 4-Waratah Busbar refurb - comsteel&SRA supply | ARA_07.2.0004 |  | Replacement |  | 2022-23: 1886.3796 | [7 empty] | 63.09% | 24.9% | 12.01% |  | Yes | No | 0.8047% | 0% | 100% | 0% | 0% | 0% | 0% | 0% | 0% | 0% | 0% |  | 29.59% | 0% | 11.51% | 0% | 0% | 0% | 0% | 0% | 0% | 0% | 0% | 0% | 58.9% | 0% | 0% | 0% | 0% | 0% | 0% | 0% | 0% | 0% | 0% | 0% | 0% | 0% | 0% | 0% | 0% | 0% | 0% | 0% | 0% | 0% | 0% | 0% | 0% | 0% | 0% | 0%
| 77 | 7-Shortland 33kV zone decommissioning | ARA_07.2.0007 |  | Replacement |  | 2022-23: 1.3375 | [7 empty] | 100% | 0% | 0% |  | Yes | No | 6.801e-05% | 0% | 100% | 0% | 0% | 0% | 0% | 0% | 0% | 0% | 0% |  | 0% | 0% | 0% | 0% | 9.999% | 0% | 0% | 0% | 0% | 0% | 0% | 60% | 30% | 0% | 0% | 0% | 0% | 0% | 0% | 0% | 0% | 0% | 0% | 0% | 0% | 0% | 0% | 0% | 0% | 0% | 0% | 0% | 0% | 0% | 0% | 0% | 0% | 0% | 0% | 0%
| 78 | ARA REP 11kV SWG CARDIFF ZN | ARA_07.3.0006 |  | Replacement |  | 2022-23: 0.91903 | [7 empty] | 100% | 0% | 0% |  | Yes | No | 0.0003667% | 0% | 100% | 0% | 0% | 0% | 0% | 0% | 0% | 0% | 0% |  | 0% | 0% | 0% | 0% | 0% | 0% | 0% | 0% | 0% | 0% | 0% | 0% | 100% | 0% | 0% | 0% | 0% | 0% | 0% | 0% | 0% | 0% | 0% | 0% | 0% | 0% | 0% | 0% | 0% | 0% | 0% | 0% | 0% | 0% | 0% | 0% | 0% | 0% | 0% | 0%
| 79 | ARA DECOM 33kV STOCKTON BOREHOLE SS | ARA_07.3.0016 |  | Replacement |  | 2022-23: 168.0837 | [7 empty] | 82.64% | 5.978% | 11.38% |  | Yes | No | 0.07511% | 0% | 100% | 0% | 0% | 0% | 0% | 0% | 0% | 0% | 0% |  | 0% | 0% | 0% | 0% | 0% | 0% | 0% | 0% | 0% | 0% | 0% | 100% | 0% | 0% | 0% | 0% | 0% | 0% | 0% | 0% | 0% | 0% | 0% | 0% | 0% | 0% | 0% | 0% | 0% | 0% | 0% | 0% | 0% | 0% | 0% | 0% | 0% | 0% | 0% | 0%
| 80 | REFURB 132/33kV AWABA STS | ARA_07.4.0004 |  | Replacement |  | 2022-23: 25.792 | [7 empty] | 100% | 0% | 0% |  | Yes | No | 0.008414% | 0% | 100% | 0% | 0% | 0% | 0% | 0% | 0% | 0% | 0% |  | 0% | 0% | 0% | 0% | 0% | 0% | 0% | 0% | 0% | 0% | 0% | 0% | 100% | 0% | 0% | 0% | 0% | 0% | 0% | 0% | 0% | 0% | 0% | 0% | 0% | 0% | 0% | 0% | 0% | 0% | 0% | 0% | 0% | 0% | 0% | 0% | 0% | 0% | 0% | 0%
| 81 | 7-Woodrising zone | ARA_07.4.0007 |  | Replacement |  | 2022-23: 81.8769 | [7 empty] | 100% | 0% | 0% |  | Yes | No | 0.02196% | 0% | 100% | 0% | 0% | 0% | 0% | 0% | 0% | 0% | 0% |  | 12.04% | 0% | 40.61% | 0% | 0% | 0% | 0% | 0% | 0.0418% | 0% | 0% | 10.75% | 36.55% | 0% | 0% | 0% | 0% | 0% | 0% | 0% | 0% | 0% | 0% | 0% | 0% | 0% | 0% | 0% | 0% | 0% | 0% | 0% | 0% | 0% | 0% | 0% | 0% | 0% | 0% | 0%
| 82 | West Lake Macquarie MCC A | ARA_07.4.0071 |  | Connections |  | 2022-23: 1.7882 | [7 empty] | 100% | 0% | 0% |  | Yes | No | 0.001402% | 0% | 0% | 0% | 0% | 100% | 0% | 0% | 0% | 0% | 0% |  | 30% | 0% | 10% | 0% | 0% | 0% | 0% | 0% | 0% | 0% | 0% | 0% | 60% | 0% | 0% | 0% | 0% | 0% | 0% | 0% | 0% | 0% | 0% | 0% | 0% | 0% | 0% | 0% | 0% | 0% | 0% | 0% | 0% | 0% | 0% | 0% | 0% | 0% | 0% | 0%
| 83 | 1-Upgrade 33kV fdrs 760 & 766 Merewether to Dudley | ARA_07.5.0001 |  | Replacement |  | 2022-23: 516.2293 | [7 empty] | 9.891% | 89.73% | 0.3744% |  | Yes | No | 0.02798% | 0% | 100% | 0% | 0% | 0% | 0% | 0% | 0% | 0% | 0% |  | 0% | 0% | 0% | 0% | 0% | 0% | 0% | 0% | 0% | 0% | 0% | 100% | 0% | 0% | 0% | 0% | 0% | 0% | 0% | 0% | 0% | 0% | 0% | 0% | 0% | 0% | 0% | 0% | 0% | 0% | 0% | 0% | 0% | 0% | 0% | 0% | 0% | 0% | 0% | 0%
| 84 | 6-Retire Charlestown & Dudley + 11kV LTs | ARA_07.5.0006 |  | Augmentation |  | 2022-23: 219.5767 | [7 empty] | 79.01% | 20.49% | 0.5068% |  | Yes | No | 0.1163% | 0% | 0% | 0% | 100% | 0% | 0% | 0% | 0% | 0% | 0% |  | 0% | 0% | 0% | 0% | 100% | 0% | 0% | 0% | 0% | 0% | 0% | 0% | 0% | 0% | 0% | 0% | 0% | 0% | 0% | 0% | 0% | 0% | 0% | 0% | 0% | 0% | 0% | 0% | 0% | 0% | 0% | 0% | 0% | 0% | 0% | 0% | 0% | 0% | 0% | 0%
| 85 | REP 11KV SWG TARRO ZN | ARA_07.6.0014 |  | Augmentation |  | 2022-23: 0.31744 | [7 empty] | 100% | 0% | 0% |  | Yes | No | 0.000125% | 0% | 0% | 0% | 100% | 0% | 0% | 0% | 0% | 0% | 0% |  | 0% | 0% | 0% | 0% | 100% | 0% | 0% | 0% | 0% | 0% | 0% | 0% | 0% | 0% | 0% | 0% | 0% | 0% | 0% | 0% | 0% | 0% | 0% | 0% | 0% | 0% | 0% | 0% | 0% | 0% | 0% | 0% | 0% | 0% | 0% | 0% | 0% | 0% | 0% | 0%
| 86 | REP 11KV SWG TARRO ZN | ARA_07.6.0014 |  | Replacement |  | 2022-23: 2147.7658 | [7 empty] | 32% | 32.6% | 35.39% |  | Yes | No | 0.316% | 0% | 100% | 0% | 0% | 0% | 0% | 0% | 0% | 0% | 0% |  | 0% | 0% | 0% | 0% | 0.3476% | 0% | 0% | 0% | 0% | 0% | 0% | 0% | 99.65% | 0% | 0% | 0% | 0% | 0% | 0% | 0% | 0% | 0% | 0% | 0% | 0% | 0% | 0% | 0% | 0% | 0% | 0% | 0% | 0% | 0% | 0% | 0% | 0% | 0% | 0% | 0%
| 87 | UPR 33kV FDR 81401 TANILBA BAY-TEA GARDENS | ARA_07.8.0008 |  | Augmentation |  | 2022-23: 125.0389 | [7 empty] | 69.84% | 5.845% | 24.32% |  | Yes | No | 0.09187% | 0% | 0% | 0% | 100% | 0% | 0% | 0% | 0% | 0% | 0% |  | 0% | 0% | 0% | 0% | 0% | 0% | 0% | 0% | 0% | 0% | 0% | 100% | 0% | 0% | 0% | 0% | 0% | 0% | 0% | 0% | 0% | 0% | 0% | 0% | 0% | 0% | 0% | 0% | 0% | 0% | 0% | 0% | 0% | 0% | 0% | 0% | 0% | 0% | 0% | 0%
| 88 | 13-Stockton 11kV SG replacement | ARA_07.8.0013 |  | Replacement |  | 2022-23: 39.8612 | [7 empty] | 22.24% | 0% | 77.76% |  | Yes | No | 0.01408% | 0% | 100% | 0% | 0% | 0% | 0% | 0% | 0% | 0% | 0% |  | 32.35% | 0% | 19.64% | 0% | -15.53% | 0% | 0% | 0% | 0% | 0% | 0% | 0% | 63.54% | 0% | 0% | 0% | 0% | 0% | 0% | 0% | 0% | 0% | 0% | 0% | 0% | 0% | 0% | 0% | 0% | 0% | 0% | 0% | 0% | 0% | 0% | 0% | 0% | 0% | 0% | 0%
| 89 | Port Stephens MCC A | ARA_07.8.0071 |  | Connections |  | 2022-23: 23.0041 | [7 empty] | 92.61% | 7.387% | 0% |  | Yes | No | 0.01959% | 0% | 0% | 0% | 0% | 100% | 0% | 0% | 0% | 0% | 0% |  | 60% | 0% | 3% | 0% | 0% | 0% | 0% | 0% | 0% | 0% | 0% | 0% | 37% | 0% | 0% | 0% | 0% | 0% | 0% | 0% | 0% | 0% | 0% | 0% | 0% | 0% | 0% | 0% | 0% | 0% | 0% | 0% | 0% | 0% | 0% | 0% | 0% | 0% | 0% | 0%
| 90 | NEW CAP BANKS SINGLETON STS | ARA_08.1.0004 |  | Replacement |  | 2022-23: 8.8687 | [7 empty] | 74.76% | 25.24% | 0% |  | Yes | No | 0.00229% | 0% | 100% | 0% | 0% | 0% | 0% | 0% | 0% | 0% | 0% |  | 0% | 0% | 0% | 0% | 0% | 0% | 0% | 0% | 0% | 0% | 0% | 0% | 100% | 0% | 0% | 0% | 0% | 0% | 0% | 0% | 0% | 0% | 0% | 0% | 0% | 0% | 0% | 0% | 0% | 0% | 0% | 0% | 0% | 0% | 0% | 0% | 0% | 0% | 0% | 0%
| 91 | 27-Decommission Muswellbrook STS | ARA_08.2.0027 |  | Replacement |  | 2022-23: 2192.1957 | [7 empty] | 27.46% | 56.34% | 16.21% |  | Yes | No | 0.3207% | 0% | 100% | 0% | 0% | 0% | 0% | 0% | 0% | 0% | 0% |  | 0% | 0% | 0% | 0% | 0% | 0% | 0% | 0% | 0% | 0% | 0% | 0% | 0% | 0% | 0% | 0% | 0% | 0% | 0% | 0% | 0% | 0% | 9.253% | 0% | 0% | 0% | 0% | 0% | 0% | 0% | 0% | 0% | 90.75% | 0% | 0% | 0% | 0% | 0% | 0% | 0%
| 92 | 30-Muswellbrookk zone upgrade - convert to 66 | ARA_08.2.0030 |  | Replacement |  | 2022-23: 27.7277 | [7 empty] | 44.58% | 15.03% | 40.39% |  | Yes | No | 0.009475% | 0% | 100% | 0% | 0% | 0% | 0% | 0% | 0% | 0% | 0% |  | 53% | 0% | 25% | 0% | 0% | 0% | 0% | 0% | 0% | 0% | 0% | 0% | 22% | 0% | 0% | 0% | 0% | 0% | 0% | 0% | 0% | 0% | 0% | 0% | 0% | 0% | 0% | 0% | 0% | 0% | 0% | 0% | 0% | 0% | 0% | 0% | 0% | 0% | 0% | 0%
| 93 | Ausgrid Funded Capex (CIA95B) | CC_66.01.12 |  | Connections |  | 2022-23: 2621.613 | [7 empty] | 79.13% | 17.41% | 3.463% |  | Yes | No | 1.042% | 0% | 0% | 0% | 0% | 100% | 0% | 0% | 0% | 0% | 0% |  | 0.01263% | 0% | 0% | 0% | 1.414% | 0% | 0% | 0% | 0% | 92.47% | 0% | 0% | 6.102% | 0% | 0% | 0% | 0% | 0% | 0% | 0% | 0% | 0% | 0% | 0% | 0% | 0% | 0% | 0% | 0% | 0% | 0% | 0% | 0% | 0% | 0% | 0% | 0% | 0% | 0% | 0%
| 94 | Customer Connections (>100A) | CC_66.01.13 |  | Connections |  | 2022-23: 157.496 | [7 empty] | 27.35% | 56.11% | 16.54% |  | Yes | No | 0.02255% | 0% | 0% | 0% | 0% | 100% | 0% | 0% | 0% | 0% | 0% |  | 0% | 0% | 0% | 0% | -4.089% | 0% | 0% | 0% | 0% | 53.41% | 0% | 0% | 50.68% | 0% | 0% | 0% | 0% | 0% | 0% | 0% | 0% | 0% | 0% | 0% | 0% | 0% | 0% | 0% | 0% | 0% | 0% | 0% | 0% | 0% | 0% | 0% | 0% | 0% | 0% | 0%
| 95 | Customer Connections (< 100A) | CC_66.01.14 |  | Connections |  | 2022-23: 35.919 | [7 empty] | 67.58% | 32.42% | 0% |  | Yes | No | 0.01455% | 0% | 0% | 0% | 0% | 100% | 0% | 0% | 0% | 0% | 0% |  | 0% | 0% | 0% | 0% | 0% | 0% | 0% | 0% | 0% | 86.02% | 0% | 0% | 13.98% | 0% | 0% | 0% | 0% | 0% | 0% | 0% | 0% | 0% | 0% | 0% | 0% | 0% | 0% | 0% | 0% | 0% | 0% | 0% | 0% | 0% | 0% | 0% | 0% | 0% | 0% | 0%
| 96 | Distribution Substation Program | DOC_11.03.01 |  | Replacement |  | 2022-23: 1462.8438 | [7 empty] | 5.551% | 90.9% | 3.551% |  | Yes | No | 0.03233% | 0% | 100% | 0% | 0% | 0% | 0% | 0% | 0% | 0% | 0% |  | 0% | 0% | -0.666% | 0% | 0% | 0% | 0% | 0% | 0% | 0% | 0% | 0% | 100.7% | 0% | 0% | 0% | 0% | 0% | 0% | 0% | 0% | 0% | 0% | 0% | 0% | 0% | 0% | 0% | 0% | 0% | 0% | 0% | 0% | 0% | 0% | 0% | 0% | 0% | 0% | 0%
| 97 | Perimeter fencing | DOC_11.03.02 |  | Replacement |  | 2022-23: 4499.3882 | [7 empty] | 6.098% | 93.14% | 0.764% |  | Yes | No | 0.1617% | 0% | 100% | 0% | 0% | 0% | 0% | 0% | 0% | 0% | 0% |  | 0% | 0% | 45.04% | 0% | 0% | 0% | 0% | 0% | 0% | 0% | 0% | 0% | 0% | 0% | 0% | 0% | 0% | 0% | 0% | 0% | 0% | 0% | 0% | 0% | 0% | 54.96% | 0% | 0% | 0% | 0% | 0% | 0% | 0% | 0% | 0% | 0% | 0% | 0% | 0% | 0%
| 98 | Brick Wall OE Substations | DOC_11.03.10 |  | Replacement |  | 2022-23: 475.9861 | [7 empty] | 16.2% | 78.08% | 5.714% |  | Yes | No | 0.03481% | 0% | 100% | 0% | 0% | 0% | 0% | 0% | 0% | 0% | 0% |  | 0% | 0% | 96.6% | 0% | 0% | 0% | 0% | 0% | 0% | 0% | 0% | 0% | 3.396% | 0% | 0% | 0% | 0% | 0% | 0% | 0% | 0% | 0% | 0% | 0% | 0% | 0% | 0% | 0% | 0% | 0% | 0% | 0% | 0% | 0% | 0% | 0% | 0% | 0% | 0% | 0%
| 99 | Water Crossing Assessments & Signs | DOC_11.03.11 |  | Replacement |  | 2022-23: 1103.768 | [7 empty] | 7.787% | 92.21% | 0% |  | Yes | No | 0.07816% | 0% | 100% | 0% | 0% | 0% | 0% | 0% | 0% | 0% | 0% |  | 0% | 0% | 0% | 0% | 100% | 0% | 0% | 0% | 0% | 0% | 0% | 0% | 0% | 0% | 0% | 0% | 0% | 0% | 0% | 0% | 0% | 0% | 0% | 0% | 0% | 0% | 0% | 0% | 0% | 0% | 0% | 0% | 0% | 0% | 0% | 0% | 0% | 0% | 0% | 0%
| 100 | Fire Mitigation - ZN | DOC_11.03.24 |  | Replacement |  | 2022-23: 408.5372 | [7 empty] | 37.88% | 62.12% | 0% |  | Yes | No | 0.06392% | 0% | 100% | 0% | 0% | 0% | 0% | 0% | 0% | 0% | 0% |  | 0% | 0% | 93.9% | 0% | 0% | 0% | 0% | 0% | 0% | 0% | 0% | 0% | 0% | 0% | 0% | 0% | 0% | 0% | 0% | 0% | 0% | 0% | 0% | 0% | 0% | 6.1% | 0% | 0% | 0% | 0% | 0% | 0% | 0% | 0% | 0% | 0% | 0% | 0% | 0% | 0%
| 101 | Smoke Detection System - ZN | DOC_11.03.25 |  | Replacement |  | 2022-23: 1073.7058 | [7 empty] | 17.02% | 82.76% | 0.2206% |  | Yes | No | 0.08074% | 0% | 100% | 0% | 0% | 0% | 0% | 0% | 0% | 0% | 0% |  | 0% | 0% | 69.53% | 0% | 0% | 0% | 0% | 0% | 0% | 0% | 0% | 0% | 13.21% | 0% | 0% | 0% | 0% | 0% | 0% | 0% | 0% | 0% | 0% | 0% | 0% | 15.34% | 0% | 0% | 0% | 0% | 0% | 0% | -0.0001907% | 0% | 1.913% | 0% | 0% | 0% | 0% | 0%
| 102 | Fire Hydrants - ZN | DOC_11.03.26 |  | Replacement |  | 2022-23: 67.1429 | [7 empty] | 89.34% | 10.32% | 0.3384% |  | Yes | No | 0.01907% | 0% | 100% | 0% | 0% | 0% | 0% | 0% | 0% | 0% | 0% |  | 0% | 0% | 69.42% | 0% | 0% | 0% | 0% | 0% | 0% | 0% | 0% | 0% | 15.82% | 0% | 0% | 0% | 0% | 0% | 0% | 0% | 0% | 0% | 0% | 0% | 0% | 4.51% | 0% | 0% | 0% | 0% | 0% | 0% | 0% | 0% | 10.24% | 0% | 0% | 0% | 0% | 0%
| 103 | UG Substations Cascade modernisation | DOC_11.03.30 |  | Replacement |  | 2022-23: 51.9465 | [7 empty] | 66.69% | 0% | 33.31% |  | Yes | No | 0.01709% | 0% | 100% | 0% | 0% | 0% | 0% | 0% | 0% | 0% | 0% |  | 0% | 0% | 0% | 0% | 8.398% | 0% | 0% | 0% | 0% | 17.47% | 0% | 0% | 44.32% | 0% | 0% | 0% | 29.82% | 0% | 0% | 0% | 0% | 0% | 0% | 0% | 0% | 0% | 0% | 0% | 0% | 0% | 0% | 0% | 0% | 0% | 0% | 0% | 0% | 0% | 0% | 0%
| 104 | Rectify Low Distribution Mains | DOC_11.03.34 |  | Replacement |  | 2022-23: 1331.901 | [7 empty] | 57.96% | 34.53% | 7.508% |  | Yes | No | 0.5795% | 0% | 100% | 0% | 0% | 0% | 0% | 0% | 0% | 0% | 0% |  | 0% | 0% | 84.75% | 0% | 13.26% | 0% | 0% | 0% | 0% | 1.985% | 0% | 0% | 0% | 0% | 0% | 0% | 0% | 0% | 0% | 0% | 0% | 0% | 0% | 0% | 0% | 0% | 0% | 0% | 0% | 0% | 0% | 0% | 0% | 0% | 0% | 0% | 0% | 0% | 0% | 0%
| 105 | Rectify Low Transmission Mains | DOC_11.03.35 |  | Replacement |  | 2022-23: 53.6947 | [7 empty] | 88.76% | 11.24% | 0% |  | Yes | No | 0.04264% | 0% | 100% | 0% | 0% | 0% | 0% | 0% | 0% | 0% | 0% |  | 0% | 0% | 0% | 0% | 0% | 0% | 0% | 0% | 0% | 0% | 0% | 70.94% | 0% | 0% | 0% | 0% | 0% | 0% | 0% | 0% | 0% | 0% | 29.06% | 0% | 0% | 0% | 0% | 0% | 0% | 0% | 0% | 0% | 0% | 0% | 0% | 0% | 0% | 0% | 0% | 0%
| 106 | Reactive OH&S Projects - ZN | DOC_11.03.36 |  | Replacement |  | 2022-23: 80.3711 | [7 empty] | 23.35% | 63.61% | 13.04% |  | Yes | No | 0.008802% | 0% | 100% | 0% | 0% | 0% | 0% | 0% | 0% | 0% | 0% |  | 0% | 0% | 12.35% | 0% | 0% | 0% | 0% | 0% | 0% | 0% | 0% | 0% | 68.18% | 0% | 0% | 0% | 0% | 0% | 0% | 0% | 0% | 0% | 0% | 0% | 0% | 0% | 0% | 0% | 0% | 0% | 0% | 0% | 11.86% | 0% | 7.603% | 0% | 0% | 0% | 0% | 0%
| 107 | Optical Arc Fault Protection | DOC_11.03.38 |  | Replacement |  | 2022-23: 623.6624 | [7 empty] | 65.49% | 0.3983% | 34.11% |  | Yes | No | 0.229% | 0% | 100% | 0% | 0% | 0% | 0% | 0% | 0% | 0% | 0% |  | 0% | 0% | 1.067% | 0% | 0% | 0% | 0% | 0% | 0% | 0% | 0% | 0% | 98.93% | 0% | 0% | 0% | 0% | 0% | 0% | 0% | 0% | 0% | 0% | 0% | 0% | 0% | 0% | 0% | 0% | 0% | 0% | 0% | 0% | 0% | 0% | 0% | 0% | 0% | 0% | 0%
| 108 | Optical Arc Fault Protection | DOC_11.03.38 |  | Connections |  | 2022-23: 16.1476 | [7 empty] | 77.33% | 0% | 22.67% |  | Yes | No | 0.005386% | 0% | 0% | 0% | 0% | 100% | 0% | 0% | 0% | 0% | 0% |  | 0% | 0% | 0% | 0% | 0% | 0% | 0% | 0% | 0% | 0% | 0% | 0% | 100% | 0% | 0% | 0% | 0% | 0% | 0% | 0% | 0% | 0% | 0% | 0% | 0% | 0% | 0% | 0% | 0% | 0% | 0% | 0% | 0% | 0% | 0% | 0% | 0% | 0% | 0% | 0%
| 109 | LV Board Polycarbonate Screening | DOC_11.03.39 |  | Replacement |  | 2022-23: 213.3213 | [7 empty] | 33.52% | 0.8961% | 65.58% |  | Yes | No | 0.07% | 0% | 100% | 0% | 0% | 0% | 0% | 0% | 0% | 0% | 0% |  | 0% | 0% | 33.04% | 0% | 0% | 0% | 0% | 0% | 0% | 0% | 0% | 0% | 66.96% | 0% | 0% | 0% | 0% | 0% | 0% | 0% | 0% | 0% | 0% | 0% | 0% | 0% | 0% | 0% | 0% | 0% | 0% | 0% | 0% | 0% | 0% | 0% | 0% | 0% | 0% | 0%
| 110 | Relocate Poles in RTA Blackspots - DM | DOC_11.03.40 |  | Replacement |  | 2022-23: 178.965 | [7 empty] | 36.62% | 58.23% | 5.153% |  | Yes | No | 0.04696% | 0% | 100% | 0% | 0% | 0% | 0% | 0% | 0% | 0% | 0% |  | 0% | 0% | 0% | 0% | 22.85% | 0% | 0% | 0% | 0% | 77.15% | 0% | 0% | 0% | 0% | 0% | 0% | 0% | 0% | 0% | 0% | 0% | 0% | 0% | 0% | 0% | 0% | 0% | 0% | 0% | 0% | 0% | 0% | 0% | 0% | 0% | 0% | 0% | 0% | 0% | 0%
| 111 | Reactive Electrical Safety - DC | DOC_11.03.42 |  | Replacement |  | 2022-23: 69.6426 | [7 empty] | 62.36% | 29.78% | 7.853% |  | Yes | No | 0.02774% | 0% | 100% | 0% | 0% | 0% | 0% | 0% | 0% | 0% | 0% |  | 0% | 0% | 0% | 0% | 44.62% | 0% | 0% | 0% | 0% | 12.4% | 0% | 0% | 42.98% | 0% | 0% | 0% | 0% | 0% | 0% | 0% | 0% | 0% | 0% | 0% | 0% | 0% | 0% | 0% | 0% | 0% | 0% | 0% | 0% | 0% | 0% | 0% | 0% | 0% | 0% | 0%
| 112 | Reactive Electrical Safety - DM | DOC_11.03.43 |  | Replacement |  | 2022-23: 951.9331 | [7 empty] | 42.44% | 52.16% | 5.398% |  | Yes | No | 0.2394% | 0% | 100% | 0% | 0% | 0% | 0% | 0% | 0% | 0% | 0% |  | 0% | 0% | 0.09565% | 0% | 60.18% | 0% | 0% | 0% | 0% | 31.46% | 0% | 7.154% | 1.107% | 0% | 0% | 0% | 0% | 0% | 0% | 0% | 0% | 0% | 0% | 0% | 0% | 0% | 0% | 0% | 0% | 0% | 0% | 0% | 0% | 0% | 0% | 0% | 0% | 0% | 0% | 0%
| 113 | Reactive Electrical Safety - TM | DOC_11.03.44 |  | Replacement |  | 2022-23: 2.3836 | [7 empty] | 100% | 0% | 0% |  | Yes | No | 0.0009133% | 0% | 100% | 0% | 0% | 0% | 0% | 0% | 0% | 0% | 0% |  | 0% | 0% | 0% | 0% | 0% | 0% | 0% | 0% | 0% | 0% | 0% | 77.9% | 0% | 0% | 0% | 0% | 0% | 0% | 0% | 0% | 22.1% | 0% | 0% | 0% | 0% | 0% | 0% | 0% | 0% | 0% | 0% | 0% | 0% | 0% | 0% | 0% | 0% | 0% | 0% | 0%
| 114 | Reactive OH&S Projects - DM | DOC_11.03.47 |  | Replacement |  | 2022-23: -7.345 | [7 empty] | 0% | 100% | 0% |  | Yes | No | 0% | 0% | 100% | 0% | 0% | 0% | 0% | 0% | 0% | 0% | 0% |  | 0% | 0% | 100% | 0% | 0% | 0% | 0% | 0% | 0% | 0% | 0% | 0% | 0% | 0% | 0% | 0% | 0% | 0% | 0% | 0% | 0% | 0% | 0% | 0% | 0% | 0% | 0% | 0% | 0% | 0% | 0% | 0% | 0% | 0% | 0% | 0% | 0% | 0% | 0% | 0%
| 115 | Reactive OH&S Projects - DC | DOC_11.03.48 |  | Replacement |  | 2022-23: 122.4549 | [7 empty] | 24.72% | 11.57% | 63.71% |  | Yes | No | 0.01314% | 0% | 100% | 0% | 0% | 0% | 0% | 0% | 0% | 0% | 0% |  | 0% | 0% | 0% | 0% | 0% | 0% | 0% | 0% | 0% | 0% | 0% | 0% | 100% | 0% | 0% | 0% | 0% | 0% | 0% | 0% | 0% | 0% | 0% | 0% | 0% | 0% | 0% | 0% | 0% | 0% | 0% | 0% | 0% | 0% | 0% | 0% | 0% | 0% | 0% | 0%
| 116 | Substation Fencing Upgrade - DC | DOC_11.03.50 |  | Replacement |  | 2022-23: 290.0075 | [7 empty] | 11.6% | 88.4% | 0% |  | Yes | No | 0.01759% | 0% | 100% | 0% | 0% | 0% | 0% | 0% | 0% | 0% | 0% |  | 0% | 0% | 2.125% | 0% | 0% | 0% | 0% | 0% | 0% | 0% | 0% | 0% | 97.87% | 0% | 0% | 0% | 0% | 0% | 0% | 0% | 0% | 0% | 0% | 0% | 0% | 0% | 0% | 0% | 0% | 0% | 0% | 0% | 0% | 0% | 0% | 0% | 0% | 0% | 0% | 0%
| 117 | Asbestos Fire Doors - DC | DOC_11.03.52 |  | Replacement |  | 2022-23: 1331.7751 | [7 empty] | 13.49% | 86.4% | 0.1104% |  | Yes | No | 0.08989% | 0% | 100% | 0% | 0% | 0% | 0% | 0% | 0% | 0% | 0% |  | 0% | 0% | 3.615% | 0% | 0% | 0% | 0% | 0% | 0% | 0% | 0% | 0% | 96.38% | 0% | 0% | 0% | 0% | 0% | 0% | 0% | 0% | 0% | 0% | 0% | 0% | 0% | 0% | 0% | 0% | 0% | 0% | 0% | 0% | 0% | 0% | 0% | 0% | 0% | 0% | 0%
| 118 | Asbestos Fire Doors - ZN | DOC_11.03.54 |  | Replacement |  | 2022-23: 872.7073 | [7 empty] | 5.847% | 91.76% | 2.39% |  | Yes | No | 0.019% | 0% | 100% | 0% | 0% | 0% | 0% | 0% | 0% | 0% | 0% |  | 0% | 0% | 108.5% | 0% | 0% | 0% | 0% | 0% | 0% | 0% | 0% | 0% | -12.4% | 0% | 0% | 0% | 0% | 0% | 0% | 0% | 0% | 0% | 0% | 0% | 0% | 3.866% | 0% | 0% | 0% | 0% | 0% | 0% | 0% | 0% | 0% | 0% | 0% | 0% | 0% | 0%
| 119 | Install PIR relays in the Sydney CBD | DOC_11.03.55 |  | Replacement |  | 2022-23: 24.5897 | [7 empty] | 100% | 0% | 0% |  | Yes | No | 0.01751% | 0% | 100% | 0% | 0% | 0% | 0% | 0% | 0% | 0% | 0% |  | 0% | 0% | 0% | 0% | 0% | 0% | 0% | 0% | 0% | 0% | 0% | 0% | 100% | 0% | 0% | 0% | 0% | 0% | 0% | 0% | 0% | 0% | 0% | 0% | 0% | 0% | 0% | 0% | 0% | 0% | 0% | 0% | 0% | 0% | 0% | 0% | 0% | 0% | 0% | 0%
| 120 | LV Board Screening - Chamber Type DCs | DOC_11.03.56 |  | Replacement |  | 2022-23: 73.7578 | [7 empty] | 37.12% | 0% | 62.88% |  | Yes | No | 0.02946% | 0% | 100% | 0% | 0% | 0% | 0% | 0% | 0% | 0% | 0% |  | 0% | 0% | 0% | 0% | 0% | 0% | 0% | 0% | 0% | 0% | 0% | 0% | 100% | 0% | 0% | 0% | 0% | 0% | 0% | 0% | 0% | 0% | 0% | 0% | 0% | 0% | 0% | 0% | 0% | 0% | 0% | 0% | 0% | 0% | 0% | 0% | 0% | 0% | 0% | 0%
| 121 | Reactive Asbestos Projects - DC | DOC_11.03.57 |  | Replacement |  | 2022-23: 32.3402 | [7 empty] | 5.722% | 92.81% | 1.468% |  | Yes | No | 0.001449% | 0% | 100% | 0% | 0% | 0% | 0% | 0% | 0% | 0% | 0% |  | 0% | 0% | 98.43% | 0% | 0% | 0% | 0% | 0% | 0% | 0% | 0% | 0% | 0% | 0% | 1.573% | 0% | 0% | 0% | 0% | 0% | 0% | 0% | 0% | 0% | 0% | 0% | 0% | 0% | 0% | 0% | 0% | 0% | 0% | 0% | 0% | 0% | 0% | 0% | 0% | 0%
| 122 | Reactive Asbestos Projects - DM | DOC_11.03.58 |  | Replacement |  | 2022-23: 0.42806 | [7 empty] | 100% | 0% | 0% |  | Yes | No | 0.0002497% | 0% | 100% | 0% | 0% | 0% | 0% | 0% | 0% | 0% | 0% |  | 0% | 0% | 0% | 0% | 0% | 0% | 0% | 0% | 0% | 0% | 0% | 0% | 0% | 0% | 100% | 0% | 0% | 0% | 0% | 0% | 0% | 0% | 0% | 0% | 0% | 0% | 0% | 0% | 0% | 0% | 0% | 0% | 0% | 0% | 0% | 0% | 0% | 0% | 0% | 0%
| 123 | Reactive Asbestos Projects - ZN | DOC_11.03.61 |  | Replacement |  | 2022-23: 22.2577 | [7 empty] | 100% | 0% | 0% |  | Yes | No | 0.005268% | 0% | 100% | 0% | 0% | 0% | 0% | 0% | 0% | 0% | 0% |  | 0% | 0% | 29.78% | 0% | 0% | 0% | 0% | 0% | 0% | 0% | 0% | 0% | 65.93% | 0% | 0% | 0% | 0% | 0% | 0% | 0% | 0% | 0% | 0% | 0% | 0% | 0% | 0% | 0% | 0% | 0% | 0% | 0% | 0% | 0% | 4.283% | 0% | 0% | 0% | 0% | 0%
| 124 | Fire Fighting Water Storage Tanks - ZN | DOC_11.03.66 |  | Replacement |  | 2022-23: 2007.9576 | [7 empty] | 18.36% | 48.15% | 33.49% |  | Yes | No | 0.2254% | 0% | 100% | 0% | 0% | 0% | 0% | 0% | 0% | 0% | 0% |  | 41% | 0% | 24% | 0% | 0% | 0% | 0% | 0% | 0% | 0% | 0% | 0% | 35% | 0% | 0% | 0% | 0% | 0% | 0% | 0% | 0% | 0% | 0% | 0% | 0% | 0% | 0% | 0% | 0% | 0% | 0% | 0% | 0% | 0% | 0% | 0% | 0% | 0% | 0% | 0%
| 125 | DOC Siemens 8DN8 Circuitry Mods - ZN | DOC_11.03.69 |  | Replacement |  | 2022-23: 343.54 | [7 empty] | 89.5% | 0.615% | 9.887% |  | Yes | No | 0.1892% | 0% | 100% | 0% | 0% | 0% | 0% | 0% | 0% | 0% | 0% |  | 85.49% | 0% | 0% | 0% | 0% | 0% | 0% | 0% | 0% | 0% | 0% | 0% | 0% | 0% | 0% | 0% | 0% | 0% | 0% | 0% | 0% | 0% | 0% | 14.51% | 0% | 0% | 0% | 0% | 0% | 0% | 0% | 0% | 0% | 0% | 0% | 0% | 0% | 0% | 0% | 0%
| 126 | DOC Long Spans - DM | DOC_11.03.71 |  | Replacement |  | 2022-23: 7.0275 | [7 empty] | 100% | 0% | 0% |  | Yes | No | 0.002755% | 0% | 100% | 0% | 0% | 0% | 0% | 0% | 0% | 0% | 0% |  | 0% | 0% | 0% | 0% | 100% | 0% | 0% | 0% | 0% | 0% | 0% | 0% | 0% | 0% | 0% | 0% | 0% | 0% | 0% | 0% | 0% | 0% | 0% | 0% | 0% | 0% | 0% | 0% | 0% | 0% | 0% | 0% | 0% | 0% | 0% | 0% | 0% | 0% | 0% | 0%
| 127 | DOC DEDICATED LV CCT RECONFIG(KM) | DOC_11.03.73 |  | Replacement |  | 2022-23: 11487.5158 | [7 empty] | 28.62% | 71.05% | 0.3253% |  | Yes | No | 1.939% | 0% | 100% | 0% | 0% | 0% | 0% | 0% | 0% | 0% | 0% |  | 0% | 0% | 0% | 0% | 0% | 0% | 0% | 0% | 0% | 100% | 0% | 0% | 0% | 0% | 0% | 0% | 0% | 0% | 0% | 0% | 0% | 0% | 0% | 0% | 0% | 0% | 0% | 0% | 0% | 0% | 0% | 0% | 0% | 0% | 0% | 0% | 0% | 0% | 0% | 0%
| 128 | DOC Menai Pillar Retrofits - DM | DOC_11.03.74 |  | Replacement |  | 2022-23: 4.8363 | [7 empty] | 49.88% | 50.12% | 0% |  | Yes | No | 0.003019% | 0% | 100% | 0% | 0% | 0% | 0% | 0% | 0% | 0% | 0% |  | 0% | 0% | 0% | 0% | 0% | 0% | 0% | 0% | 0% | 100% | 0% | 0% | 0% | 0% | 0% | 0% | 0% | 0% | 0% | 0% | 0% | 0% | 0% | 0% | 0% | 0% | 0% | 0% | 0% | 0% | 0% | 0% | 0% | 0% | 0% | 0% | 0% | 0% | 0% | 0%
| 129 | DOC Substation Lock Upgrade | DOC_11.03.77 |  | Replacement |  | 2022-23: 49.1141 | [7 empty] | 93.43% | 6.566% | 0% |  | Yes | No | 0.0001323% | 0% | 100% | 0% | 0% | 0% | 0% | 0% | 0% | 0% | 0% |  | 0% | 0% | 0% | 0% | 0% | 0% | 0% | 0% | 0% | 0% | 0% | 0% | 100% | 0% | 0% | 0% | 0% | 0% | 0% | 0% | 0% | 0% | 0% | 0% | 0% | 0% | 0% | 0% | 0% | 0% | 0% | 0% | 0% | 0% | 0% | 0% | 0% | 0% | 0% | 0%
| 130 | DECOM CBD VAULT DIST SUBSTATIONS | DOC_11.03.78 |  | Replacement |  | 2022-23: 316.0933 | [7 empty] | 61.6% | 34.35% | 4.052% |  | Yes | No | 0.1013% | 0% | 100% | 0% | 0% | 0% | 0% | 0% | 0% | 0% | 0% |  | 0% | 0% | 0% | 0% | 60% | 0% | 0% | 0% | 0% | 40% | 0% | 0% | 0% | 0% | 0% | 0% | 0% | 0% | 0% | 0% | 0% | 0% | 0% | 0% | 0% | 0% | 0% | 0% | 0% | 0% | 0% | 0% | 0% | 0% | 0% | 0% | 0% | 0% | 0% | 0%
| 131 | Oil Containment - ZN | DOC_11.04.01 |  | Replacement |  | 2022-23: 3467.6759 | [7 empty] | 26% | 73.11% | 0.8846% |  | Yes | No | 0.4636% | 0% | 100% | 0% | 0% | 0% | 0% | 0% | 0% | 0% | 0% |  | 0% | 0% | 82.44% | 0% | 0% | 0% | 0% | 0% | 0% | 0% | 0% | 0% | 0% | 0% | 1.118% | 0% | 0% | 0% | 0% | 0% | 0% | 0% | 0% | 0% | 0% | 16.44% | 0% | 0% | 0% | 0% | 0% | 0% | 0% | 0% | 0% | 0% | 0% | 0% | 0% | 0%
| 132 | Noisy Tx Replacement - DC | DOC_11.04.03-2 |  | Replacement |  | 2022-23: 43.9079 | [7 empty] | 7.029% | 0% | 92.97% |  | Yes | No | 0.005089% | 0% | 100% | 0% | 0% | 0% | 0% | 0% | 0% | 0% | 0% |  | 0% | 0% | 0% | 0% | 0% | 0% | 0% | 0% | 0% | 0% | 0% | 0% | 0% | 0% | 100% | 0% | 0% | 0% | 0% | 0% | 0% | 0% | 0% | 0% | 0% | 0% | 0% | 0% | 0% | 0% | 0% | 0% | 0% | 0% | 0% | 0% | 0% | 0% | 0% | 0%
| 133 | Reactive Environmental Projects - DC | DOC_11.04.05 |  | Replacement |  | 2022-23: 5.0602 | [7 empty] | 100% | 0% | 0% |  | Yes | No | 0.002293% | 0% | 100% | 0% | 0% | 0% | 0% | 0% | 0% | 0% | 0% |  | 0% | 0% | 100% | 0% | 0% | 0% | 0% | 0% | 0% | 0% | 0% | 0% | 0% | 0% | 0% | 0% | 0% | 0% | 0% | 0% | 0% | 0% | 0% | 0% | 0% | 0% | 0% | 0% | 0% | 0% | 0% | 0% | 0% | 0% | 0% | 0% | 0% | 0% | 0% | 0%
| 134 | Reactive Environmental Projects - ZN | DOC_11.04.05-2 |  | Replacement |  | 2022-23: 380.4087 | [7 empty] | 4.074% | 95.93% | 0% |  | Yes | No | 0.004673% | 0% | 100% | 0% | 0% | 0% | 0% | 0% | 0% | 0% | 0% |  | 0% | 0% | 98.81% | 0% | 0% | 0% | 0% | 0% | 0% | 0% | 0% | 0% | 0% | 0% | 0% | 0% | 0% | 0% | 0% | 0% | 0% | 0% | 0% | 0% | 0% | 1.187% | 0% | 0% | 0% | 0% | 0% | 0% | 0% | 0% | 0% | 0% | 0% | 0% | 0% | 0%
| 135 | Electronic Security - ZN | DOC_11.05.01 |  | Replacement |  | 2022-23: 1322.1153 | [7 empty] | 3.79% | 39.63% | 56.58% |  | Yes | No | 0.007806% | 0% | 100% | 0% | 0% | 0% | 0% | 0% | 0% | 0% | 0% |  | 0% | 0% | 85.97% | 0% | 0% | 0% | 0% | 0% | 0% | 0% | 0% | 0% | 2.398% | 0% | 0% | 0% | 0% | 0% | 0% | 0% | 0% | 0% | 0% | 0% | 0% | 11.46% | 0% | 0% | 0% | 0% | 0% | 0% | 0.01807% | 0% | 0.154% | 0% | 0% | 0% | 0% | 0%
| 136 | Reactive Infrastructure Risk Projects - ZN | DOC_11.05.08 |  | Replacement |  | 2022-23: 22.2643 | [7 empty] | 26.24% | 0% | 73.76% |  | Yes | No | 0.006043% | 0% | 100% | 0% | 0% | 0% | 0% | 0% | 0% | 0% | 0% |  | 43.46% | 0% | 48.34% | 0% | 0% | 0% | 0% | 0% | 0% | 0% | 0% | 0% | 0% | 0% | 0% | 0% | 0% | 0% | 0% | 0% | 0% | 0% | 0% | 0% | 0% | 8.204% | 0% | 0% | 0% | 0% | 0% | 0% | 0% | 0% | 0% | 0% | 0% | 0% | 0% | 0%
| 137 | DOC Mandatory Protection Links | DOC_11.05.09 |  | Replacement |  | 2022-23: 45.2001 | [7 empty] | 95.36% | 0% | 4.643% |  | Yes | No | 0.02779% | 0% | 100% | 0% | 0% | 0% | 0% | 0% | 0% | 0% | 0% |  | 100% | 0% | 0% | 0% | 0% | 0% | 0% | 0% | 0% | 0% | 0% | 0% | 0% | 0% | 0% | 0% | 0% | 0% | 0% | 0% | 0% | 0% | 0% | 0% | 0% | 0% | 0% | 0% | 0% | 0% | 0% | 0% | 0% | 0% | 0% | 0% | 0% | 0% | 0% | 0%
| 138 | HV Network Fault Level Program | HV_102.04 |  | Augmentation |  | 2022-23: 58.9905 | [7 empty] | 76.59% | 12.1% | 11.32% |  | Yes | No | 0.03157% | 0% | 0% | 0% | 100% | 0% | 0% | 0% | 0% | 0% | 0% |  | 0% | 0% | 0% | 0% | 100% | 0% | 0% | 0% | 0% | 0% | 0% | 0% | 0% | 0% | 0% | 0% | 0% | 0% | 0% | 0% | 0% | 0% | 0% | 0% | 0% | 0% | 0% | 0% | 0% | 0% | 0% | 0% | 0% | 0% | 0% | 0% | 0% | 0% | 0% | 0%
| 139 | HV Network Projects Committed Program | HV_102.07 |  | Augmentation |  | 2022-23: 338.4414 | [7 empty] | 23.36% | 37.69% | 38.95% |  | Yes | No | 0.0475% | 0% | 0% | 0% | 100% | 0% | 0% | 0% | 0% | 0% | 0% |  | 0% | 0% | 0% | 0% | 85.55% | 0% | 0% | 0% | 0% | 14.45% | 0% | 0% | 0% | 0% | 0% | 0% | 0% | 0% | 0% | 0% | 0% | 0% | 0% | 0% | 0% | 0% | 0% | 0% | 0% | 0% | 0% | 0% | 0% | 0% | 0% | 0% | 0% | 0% | 0% | 0%
| 140 | HV Network Projects Committed Program | HV_102.07 |  | Replacement |  | 2022-23: 66.0481 | [7 empty] | 35.65% | 30.44% | 33.91% |  | Yes | No | 0.0132% | 0% | 100% | 0% | 0% | 0% | 0% | 0% | 0% | 0% | 0% |  | 0% | 0% | 0% | 0% | 70% | 0% | 0% | 0% | 0% | 30% | 0% | 0% | 0% | 0% | 0% | 0% | 0% | 0% | 0% | 0% | 0% | 0% | 0% | 0% | 0% | 0% | 0% | 0% | 0% | 0% | 0% | 0% | 0% | 0% | 0% | 0% | 0% | 0% | 0% | 0%
| 141 | HV Network Reinforcement Program | HV_102.08 |  | Augmentation |  | 2022-23: 2257.1569 | [7 empty] | 30.98% | 55.52% | 13.5% |  | Yes | No | 0.505% | 0% | 0% | 0% | 100% | 0% | 0% | 0% | 0% | 0% | 0% |  | 1.193% | 0% | 0% | 0% | 88.16% | 0% | 0% | 0% | 0% | 0.7898% | 0% | 0% | 9.857% | 0% | 0% | 0% | 0% | 0% | 0% | 0% | 0% | 0% | 0% | 0% | 0% | 0% | 0% | 0% | 0% | 0% | 0% | 0% | 0% | 0% | 0% | 0% | 0% | 0% | 0% | 0%
| 142 | LV Planning and Investigations | LV_22.01.11 |  | Augmentation |  | 2022-23: 818.9243 | [7 empty] | 95.66% | 4.335% | 0% |  | Yes | No | 0.2416% | 0% | 0% | 0% | 100% | 0% | 0% | 0% | 0% | 0% | 0% |  | 0% | 0% | 0% | 0% | 0% | 0% | 0% | 0% | 0% | 100% | 0% | 0% | 0% | 0% | 0% | 0% | 0% | 0% | 0% | 0% | 0% | 0% | 0% | 0% | 0% | 0% | 0% | 0% | 0% | 0% | 0% | 0% | 0% | 0% | 0% | 0% | 0% | 0% | 0% | 0%
| 143 | LV Load Survey | LV_22.01.12 |  | Augmentation |  | 2022-23: 528.5401 | [7 empty] | 74.18% | 25.64% | 0.1767% |  | Yes | No | 0.3622% | 0% | 0% | 0% | 100% | 0% | 0% | 0% | 0% | 0% | 0% |  | 0% | 0% | 0% | 0% | 0% | 0% | 0% | 0% | 0% | 100% | 0% | 0% | 0% | 0% | 0% | 0% | 0% | 0% | 0% | 0% | 0% | 0% | 0% | 0% | 0% | 0% | 0% | 0% | 0% | 0% | 0% | 0% | 0% | 0% | 0% | 0% | 0% | 0% | 0% | 0%
| 144 | LV Distributor Capacity Program | LV_22.01.14 |  | Augmentation |  | 2022-23: 1299.1421 | [7 empty] | 56.13% | 33.81% | 10.06% |  | Yes | No | 0.4684% | 0% | 0% | 0% | 100% | 0% | 0% | 0% | 0% | 0% | 0% |  | 0% | 0% | 0% | 0% | 4.696% | 0% | 0% | 0% | 0% | 80.09% | 0% | 0.2307% | 10.35% | 0% | 4.627% | 0% | 0% | 0% | 0% | 0% | 0% | 0% | 0% | 0% | 0% | 0% | 0% | 0% | 0% | 0% | 0% | 0% | 0% | 0% | 0% | 0% | 0% | 0% | 0% | 0%
| 145 | Distribution Centre Capacity Program | LV_22.01.15 |  | Augmentation |  | 2022-23: 480.36 | [7 empty] | 44.17% | 8.504% | 47.32% |  | Yes | No | 0.1671% | 0% | 0% | 0% | 100% | 0% | 0% | 0% | 0% | 0% | 0% |  | 0% | 0% | 0% | 0% | 0.4894% | 0% | 0% | 0% | 0% | 4.478% | 0% | 0% | 19.39% | 0% | 75.64% | 0% | 0% | 0% | 0% | 0% | 0% | 0% | 0% | 0% | 0% | 0% | 0% | 0% | 0% | 0% | 0% | 0% | 0% | 0% | 0% | 0% | 0% | 0% | 0% | 0%
| 146 | Non-System: ICT | NS_01.01.01 |  | Non-Network |  | 2022-23: 76514.2769 | [7 empty] | 12.02% | 30.49% | 57.49% |  | No | Yes | 0% | 69.67% | 0% | 0% | 0% | 0% | 100% | 0% | 0% | 0% | 0% |  | 0% | 0% | 0% | 0% | 0% | 0% | 17.24% | 76.55% | 0% | 0% | 0% | 0% | 0% | 0% | 0% | 0% | 0% | 0% | 0.1477% | 0% | 0% | 0% | 0% | 0% | 0% | 0% | 0% | 1.09% | 4.964% | 0% | 0% | 0% | 0% | 0% | 0% | 0% | 0% | 0% | 0% | 0.009461%
| 147 | Non-System: ICT | NS_01.01.01 |  | Replacement |  | 2022-23: 277.7737 | [7 empty] | 8.217% | 91.78% | 0% |  | Yes | No | 0.008136% | 0% | 100% | 0% | 0% | 0% | 0% | 0% | 0% | 0% | 0% |  | 0% | 0% | 0% | 0% | 100% | 0% | 0% | 0% | 0% | 0% | 0% | 0% | 0% | 0% | 0% | 0% | 0% | 0% | 0% | 0% | 0% | 0% | 0% | 0% | 0% | 0% | 0% | 0% | 0% | 0% | 0% | 0% | 0% | 0% | 0% | 0% | 0% | 0% | 0% | 0%
| 148 | Non-System: Building | NS_01.02 |  | Non-Network |  | 2022-23: 15337.2013 | [7 empty] | 3.438% | 55.31% | 41.25% |  | No | Yes | 0% | 1.124% | 0% | 0% | 0% | 0% | 0% | 100% | 0% | 0% | 0% |  | 0% | 64.35% | 1.887% | 0% | 0% | 0% | 2.522% | 0% | 0% | 0% | 0% | 0% | 0% | 0% | 0% | 30.19% | 0% | 0% | 0% | 0% | 0% | 0% | 0% | 0% | 0.6872% | 0.01979% | 0% | 0.02645% | 0% | 0% | 0% | 0% | 0% | 0% | 0% | 0% | 0.3166% | 0% | 0% | 0%
| 149 | Non-System: Fleet | NS_01.03.01 |  | Non-Network |  | 2022-23: 28749.6909 | [7 empty] | 2.078% | 3.783% | 94.14% |  | No | Yes | 0% | 3.535% | 0% | 0% | 0% | 0% | 0% | 0% | 100% | 0% | 0% |  | 0% | 0% | -0.03384% | 0% | 0% | 0% | 0% | 0% | 0% | 0% | 94.81% | 0% | 0% | 0% | 0% | 0% | 0% | 0% | 0% | 0% | 0% | 0% | 0% | 0% | 0% | -0.001764% | 0% | 0% | 0% | 5.221% | 0% | 0% | 0% | 0% | 0% | 0% | 0% | 0% | 0% | 0%
| 150 | Non-System: Plant | NS_01.03.02 |  | Non-Network |  | 2022-23: 4284.5582 | [7 empty] | 0.5437% | 1.272% | 98.18% |  | No | Yes | 0% | 0.3986% | 0% | 0% | 0% | 0% | 0% | 0% | 100% | 0% | 0% |  | 0% | 0% | 0% | 0% | 0% | 93.99% | 0% | 0% | 0% | 0% | 0% | 0% | 0% | 0% | 0% | 0% | 0% | 0% | 0% | 0% | 0% | 0% | 0% | 0% | 0% | 0% | 6.007% | 0% | 0% | 0% | 0% | 0% | 0% | 0% | 0% | 0% | 0% | 0% | 0% | 0%
| 151 | Network Digitisation | OTI_03.12 |  | Non-Network |  | 2022-23: 4407.4963 | [7 empty] | 13.92% | 79.76% | 6.322% |  | No | Yes | 0% | 3.251% | 0% | 0% | 0% | 0% | 0% | 0% | 0% | 100% | 0% |  | 0% | 0% | 0% | 0% | 64.89% | 0% | 0% | 0% | 0% | 0% | 0% | 0% | 0% | 18.87% | 0% | 0% | 0% | 0% | 0% | 0% | 0% | 13.05% | 0% | 0% | 0% | 0% | 0% | 0% | 0% | 0% | 3.195% | 0% | 0% | 0% | 0% | 0% | 0% | 0% | 0% | 0%
| 152 | Network Digitisation | OTI_03.12 |  | Replacement |  | 2022-23: 77.4437 | [7 empty] | 0% | 0% | 100% |  | Yes | No | 0% | 0% | 100% | 0% | 0% | 0% | 0% | 0% | 0% | 0% | 0% |  | 0% | 0% | 0% | 0% | 0% | 0% | 0% | 0% | 0% | 0% | 0% | 0% | 0% | 85.49% | 0% | 0% | 0% | 0% | 0% | 0% | 0% | 0% | 0% | 0% | 0% | 0% | 0% | 0% | 0% | 0% | 14.51% | 0% | 0% | 0% | 0% | 0% | 0% | 0% | 0% | 0%
| 153 | Advanced Distribution Management System (ADMS) | OTI_03.15 |  | Replacement |  | 2022-23: 22820.5156 | [7 empty] | 29.38% | 65.22% | 5.396% |  | Yes | No | 3.055% | 0% | 100% | 0% | 0% | 0% | 0% | 0% | 0% | 0% | 0% |  | 0% | 0% | 0% | 0% | 0% | 0% | 0% | 0% | 0% | 0% | 0% | 0% | 0% | 0% | 0% | 0% | 85.49% | 0% | 0% | 0% | 0% | 0% | 0% | 0% | 0% | 0% | 0% | 0% | 0% | 0% | 0% | 0% | 0% | 0% | 0% | 0% | 0% | 14.51% | 0% | 0%
| 154 | Operational Technology Security | OTI_03.16 |  | Augmentation |  | 2022-23: 172.4354 | [7 empty] | 25.69% | 34.31% | 40% |  | Yes | No | 0.04005% | 0% | 0% | 0% | 100% | 0% | 0% | 0% | 0% | 0% | 0% |  | 0% | 0% | 0% | 0% | 0% | 0% | 0% | 0% | 0% | 0% | 0% | 0% | 0% | 0% | 0% | 0% | 85% | 0% | 0% | 0% | 0% | 0% | 0% | 0% | 0% | 0% | 0% | 0% | 0% | 0% | 0% | 0% | 0% | 0% | 0% | 0% | 0% | 15% | 0% | 0%
| 155 | Operational Technology Security | OTI_03.16 |  | Replacement |  | 2022-23: 628.7413 | [7 empty] | 25.37% | 33.34% | 41.29% |  | Yes | No | 0.1496% | 0% | 100% | 0% | 0% | 0% | 0% | 0% | 0% | 0% | 0% |  | 0% | 0% | 0% | 0% | 0% | 0% | 0% | 0% | 0% | 0% | 0% | 0% | 0% | 0% | 0% | 0% | 85.15% | 0% | 0% | 0% | 0% | 0% | 0% | 0% | 0% | 0% | 0% | 0% | 0% | 0% | 0% | 0% | 0% | 0% | 0% | 0% | 0% | 14.85% | 0% | 0%
| 156 | Operational Technology Security | OTI_03.16 |  | Replacement |  | 2022-23: 258.6532 | [7 empty] | 25.69% | 34.31% | 40% |  | Yes | No | 0.06008% | 0% | 100% | 0% | 0% | 0% | 0% | 0% | 0% | 0% | 0% |  | 0% | 0% | 0% | 0% | 0% | 0% | 0% | 0% | 0% | 0% | 0% | 0% | 0% | 0% | 0% | 0% | 85% | 0% | 0% | 0% | 0% | 0% | 0% | 0% | 0% | 0% | 0% | 0% | 0% | 0% | 0% | 0% | 0% | 0% | 0% | 0% | 0% | 15% | 0% | 0%
| 157 | Control System Core Refresh | OTI_03.18 |  | Augmentation |  | 2022-23: 286.9271 | [7 empty] | 14.78% | 20.85% | 64.37% |  | Yes | No | 0.03337% | 0% | 0% | 0% | 100% | 0% | 0% | 0% | 0% | 0% | 0% |  | 0% | 0% | 0% | 0% | 0% | 0% | 0% | 0% | 0% | 0% | 0% | 0% | 0% | 0% | 0% | 0% | 85.04% | 0% | 0% | 0% | 0% | 0% | 0% | 0% | 0% | 0% | 0% | 0% | 0% | 0% | 0% | 0% | 0% | 0% | 0% | 0% | 0% | 14.96% | 0% | 0%
| 158 | Control System Core Refresh | OTI_03.18 |  | Replacement |  | 2022-23: 998.608 | [7 empty] | 18.44% | 25.29% | 56.27% |  | Yes | No | 0.1646% | 0% | 100% | 0% | 0% | 0% | 0% | 0% | 0% | 0% | 0% |  | 0% | 0% | 0% | 0% | 0% | 0% | 0% | 0% | 0% | 0% | 0% | 0% | 0% | 23.13% | 0% | 0% | 62.03% | 0% | 0% | 0% | 0% | 0% | 0% | 0% | 0% | 0% | 0% | 0% | 0% | 0% | 3.926% | 0% | 0% | 0% | 0% | 0% | 0% | 10.92% | 0% | 0%
| 159 | Control System Core Refresh | OTI_03.18 |  | Augmentation |  | 2022-23: 26.5817 | [7 empty] | 48.91% | 24.41% | 26.68% |  | Yes | No | 0.009556% | 0% | 0% | 0% | 100% | 0% | 0% | 0% | 0% | 0% | 0% |  | 0% | 0% | 0% | 0% | 0% | 0% | 0% | 0% | 0% | 0% | 0% | 0% | 0% | 0% | 0% | 0% | 85% | 0% | 0% | 0% | 0% | 0% | 0% | 0% | 0% | 0% | 0% | 0% | 0% | 0% | 0% | 0% | 0% | 0% | 0% | 0% | 0% | 15% | 0% | 0%
| 160 | Control System Core Refresh | OTI_03.18 |  | Replacement |  | 2022-23: 982.8422 | [7 empty] | 18.9% | 52.94% | 28.17% |  | Yes | No | 0.1348% | 0% | 100% | 0% | 0% | 0% | 0% | 0% | 0% | 0% | 0% |  | 0% | 0% | 0% | 0% | 0% | 0% | 0% | 0% | 0% | 0% | 0% | 0% | 0% | 0% | 0% | 0% | 85.3% | 0% | 0% | 0% | 0% | 0% | 0% | 0% | 0% | 0% | 0% | 0% | 0% | 0% | 0% | 0% | 0% | 0% | 0% | 0% | 0% | 14.7% | 0% | 0%
| 161 | Network Innovation Program | OTI_03.19 |  | Augmentation |  | 2022-23: 915.257 | [7 empty] | 41.08% | 4.238% | 54.68% |  | Yes | No | 0.1949% | 0% | 0% | 0% | 100% | 0% | 0% | 0% | 0% | 0% | 0% |  | 0% | 0% | 0% | 0% | 0% | 0% | 0% | 0% | 0% | 0% | 0% | 0% | 0% | 100% | 0% | 0% | 0% | 0% | 0% | 0% | 0% | 0% | 0% | 0% | 0% | 0% | 0% | 0% | 0% | 0% | 0% | 0% | 0% | 0% | 0% | 0% | 0% | 0% | 0% | 0%
| 162 | Network Innovation Program | OTI_03.19 |  | Replacement |  | 2022-23: 2381.0484 | [7 empty] | 42.99% | 35.98% | 21.02% |  | Yes | No | 0.5185% | 0% | 100% | 0% | 0% | 0% | 0% | 0% | 0% | 0% | 0% |  | 0% | 0% | 0% | 0% | 0% | 0% | 0% | 0% | 0% | 0% | 0% | 0% | 0.8244% | 99.18% | 0% | 0% | 0% | 0% | 0% | 0% | 0% | 0% | 0% | 0% | 0% | 0% | 0% | 0% | 0% | 0% | 0% | 0% | 0% | 0% | 0% | 0% | 0% | 0% | 0% | 0%
| 163 | Network Innovation Program | OTI_03.19 |  | Augmentation |  | 2022-23: 108.5349 | [7 empty] | 67.49% | 6.505% | 26.01% |  | Yes | No | 0.04103% | 0% | 0% | 0% | 100% | 0% | 0% | 0% | 0% | 0% | 0% |  | 0% | 0% | 0% | 0% | 0% | 0% | 0% | 0% | 0% | 76.44% | 0% | 0% | 0% | 20.15% | 0% | 0% | 0% | 0% | 0% | 0% | 0% | 0% | 0% | 0% | 0% | 0% | 0% | 0% | 0% | 0% | 3.405% | 0% | 0% | 0% | 0% | 0% | 0% | 0% | 0% | 0%
| 164 | Network Innovation Program | OTI_03.19 |  | Replacement |  | 2022-23: 9650.7919 | [7 empty] | 26.56% | 63.85% | 9.583% |  | Yes | No | 1.254% | 0% | 100% | 0% | 0% | 0% | 0% | 0% | 0% | 0% | 0% |  | 0.4407% | 0% | 0% | 0% | 0.7796% | 0% | 0% | 0% | 0% | 7.016% | 0% | 0% | 1.263% | 55.93% | 0% | 0% | 28.86% | 0% | 0% | 0% | 0% | 0% | 0% | 0.0748% | 0% | 0% | 0% | 0% | 0% | 0% | 0.7417% | 0% | 0% | 0% | 0% | 0% | 0% | 4.898% | 0% | 0%
| 165 | Individual Feeder Reliability | REL_33.01.01 |  | Augmentation |  | 2022-23: 1264.8597 | [7 empty] | 53.22% | 14.5% | 32.27% |  | Yes | No | 0.4413% | 0% | 0% | 0% | 100% | 0% | 0% | 0% | 0% | 0% | 0% |  | 0% | 0% | 0% | 0% | 94.34% | 0% | 0% | 0% | 0% | 5.659% | 0% | 0% | 0% | 0% | 0% | 0% | 0% | 0% | 0% | 0% | 0% | 0% | 0% | 0% | 0% | 0% | 0% | 0% | 0% | 0% | 0% | 0% | 0% | 0% | 0% | 0% | 0% | 0% | 0% | 0%
| 166 | Average Feeder Reliability | REL_33.01.02 |  | Augmentation |  | 2022-23: 130.2951 | [7 empty] | 88.85% | 9.368% | 1.786% |  | Yes | No | 0.0474% | 0% | 0% | 0% | 100% | 0% | 0% | 0% | 0% | 0% | 0% |  | 0% | 0% | 0% | 0% | 96.81% | 0% | 0% | 0% | 0% | 3.186% | 0% | 0% | 0% | 0% | 0% | 0% | 0% | 0% | 0% | 0% | 0% | 0% | 0% | 0% | 0% | 0% | 0% | 0% | 0% | 0% | 0% | 0% | 0% | 0% | 0% | 0% | 0% | 0% | 0% | 0%
| 167 | Individual Feeder Segment Reliability Program | REL_33.01.05 |  | Augmentation |  | 2022-23: 661.014 | [7 empty] | 46.01% | 27.11% | 26.89% |  | Yes | No | 0.1838% | 0% | 0% | 0% | 100% | 0% | 0% | 0% | 0% | 0% | 0% |  | 3.7% | 0% | 0% | 0% | 55.36% | 0% | 0% | 0% | 0% | 39.7% | 0% | 0% | 0.8772% | 0% | 0.3641% | 0% | 0% | 0% | 0% | 0% | 0% | 0% | 0% | 0% | 0% | 0% | 0% | 0% | 0% | 0% | 0% | 0% | 0% | 0% | 0% | 0% | 0% | 0% | 0% | 0%
| 168 | High Community Impact Assets Reliability Program | REL_33.01.06 |  | Augmentation |  | 2022-23: 1417.8916 | [7 empty] | 78.62% | 10.2% | 11.17% |  | Yes | No | 0.6026% | 0% | 0% | 0% | 100% | 0% | 0% | 0% | 0% | 0% | 0% |  | 36.43% | 0% | 3.806% | 0% | 39.5% | 0% | 0% | 0% | 0% | 0% | 0% | 0% | 20.26% | 0% | 0% | 0% | 0% | 0% | 0% | 0% | 0% | 0% | 0% | 0% | 0% | 0% | 0% | 0% | 0% | 0% | 0% | 0% | 0% | 0% | 0% | 0% | 0% | 0% | 0% | 0%
| 169 | Replace ABC Kiosk Subs | REP_01.02.02 |  | Replacement |  | 2022-23: 1240.8306 | [7 empty] | 25.87% | 58.17% | 15.96% |  | Yes | No | 0.2083% | 0% | 100% | 0% | 0% | 0% | 0% | 0% | 0% | 0% | 0% |  | 0% | 0% | 0% | 0% | 18.76% | 0% | 0% | 0% | 0% | 33.46% | 0% | 0% | 36.21% | 0% | 11.57% | 0% | 0% | 0% | 0% | 0% | 0% | 0% | 0% | 0% | 0% | 0% | 0% | 0% | 0% | 0% | 0% | 0% | 0% | 0% | 0% | 0% | 0% | 0% | 0% | 0%
| 170 | REP OUTDOOR ENCLOSURE SUBSTATIONS | REP_01.02.42 |  | Replacement |  | 2022-23: 2600.42 | [7 empty] | 19.59% | 70.47% | 9.939% |  | Yes | No | 0.3457% | 0% | 100% | 0% | 0% | 0% | 0% | 0% | 0% | 0% | 0% |  | 0% | 0% | 0% | 0% | 18.54% | 0% | 0% | 0% | 0% | 16.86% | 0% | 0% | 56.23% | 0% | 8.375% | 0% | 0% | 0% | 0% | 0% | 0% | 0% | 0% | 0% | 0% | 0% | 0% | 0% | 0% | 0% | 0% | 0% | 0% | 0% | 0% | 0% | 0% | 0% | 0% | 0%
| 171 | Replace HV OCB SUBs | REP_01.02.43 |  | Replacement |  | 2022-23: 3685.4794 | [7 empty] | 55.08% | 23.2% | 21.72% |  | Yes | No | 1.171% | 0% | 100% | 0% | 0% | 0% | 0% | 0% | 0% | 0% | 0% |  | 1.116% | 0% | 1.086% | 0% | 28.4% | 0% | 0% | 0% | 0% | 4.946% | 0% | 0% | 59.31% | 0% | 5.141% | 0% | 0% | 0% | 0% | 0% | 0% | 0% | 0% | 0% | 0% | 0% | 0% | 0% | 0% | 0% | 0% | 0% | 0% | 0% | 0% | 0% | 0% | 0% | 0% | 0%
| 172 | REP STGW Kiosks | REP_01.02.44 |  | Replacement |  | 2022-23: 248.6312 | [7 empty] | 37.17% | 23.85% | 38.98% |  | Yes | No | 0.07378% | 0% | 100% | 0% | 0% | 0% | 0% | 0% | 0% | 0% | 0% |  | 0% | 0% | 0% | 0% | 36.26% | 0% | 0% | 0% | 0% | 4.347% | 0% | 0% | 57.3% | 0% | 2.101% | 0% | 0% | 0% | 0% | 0% | 0% | 0% | 0% | 0% | 0% | 0% | 0% | 0% | 0% | 0% | 0% | 0% | 0% | 0% | 0% | 0% | 0% | 0% | 0% | 0%
| 173 | Statter_ALM_Godfrey HV Fuse Switches | REP_01.02.45 |  | Replacement |  | 2022-23: 1225.0685 | [7 empty] | 33.98% | 32.9% | 33.12% |  | Yes | No | 0.3389% | 0% | 100% | 0% | 0% | 0% | 0% | 0% | 0% | 0% | 0% |  | 0% | 0% | 0% | 0% | 2.651% | 0% | 0% | 0% | 0% | 0.5258% | 0% | 0% | 96.82% | 0% | 0% | 0% | 0% | 0% | 0% | 0% | 0% | 0% | 0% | 0% | 0% | 0% | 0% | 0% | 0% | 0% | 0% | 0% | 0% | 0% | 0% | 0% | 0% | 0% | 0% | 0%
| 174 | Reyrolle JKSS RMIs C_EB | REP_01.02.47 |  | Replacement |  | 2022-23: 553.3087 | [7 empty] | 30.52% | 50.06% | 19.42% |  | Yes | No | 0.1217% | 0% | 100% | 0% | 0% | 0% | 0% | 0% | 0% | 0% | 0% |  | 0% | 0% | 0% | 0% | 16.41% | 0% | 0% | 0% | 0% | 0.5735% | 0% | 0% | 83.01% | 0% | 0% | 0% | 0% | 0% | 0% | 0% | 0% | 0% | 0% | 0% | 0% | 0% | 0% | 0% | 0% | 0% | 0% | 0% | 0% | 0% | 0% | 0% | 0% | 0% | 0% | 0%
| 175 | REP OBSOLETE CHAMBER SUBSTATIONS | REP_01.02.48 |  | Replacement |  | 2022-23: -16.3556 | [7 empty] | 0% | 100% | 0% |  | Yes | No | 0% | 0% | 100% | 0% | 0% | 0% | 0% | 0% | 0% | 0% | 0% |  | 0% | 0% | 0% | 0% | 10% | 0% | 0% | 0% | 0% | 40% | 0% | 0% | 50% | 0% | 0% | 0% | 0% | 0% | 0% | 0% | 0% | 0% | 0% | 0% | 0% | 0% | 0% | 0% | 0% | 0% | 0% | 0% | 0% | 0% | 0% | 0% | 0% | 0% | 0% | 0%
| 176 | REP OBSOLETE CHAMBER SUBSTATIONS | REP_01.02.48 |  | Replacement |  | 2022-23: 2871.1605 | [7 empty] | 25.88% | 41.46% | 32.66% |  | Yes | No | 0.511% | 0% | 100% | 0% | 0% | 0% | 0% | 0% | 0% | 0% | 0% |  | 0% | 0% | 0.01561% | 0% | 7.018% | 0% | 0% | 0% | 0% | 3.588% | 0% | 0% | 62.84% | 0% | 26.54% | 0% | 0% | 0% | 0% | 0% | 0% | 0% | 0% | 0% | 0% | 0% | 0% | 0% | 0% | 0% | 0% | 0% | 0% | 0% | 0% | 0% | 0% | 0% | 0% | 0%
| 177 | Replace MK Kiosks - Mackellar | REP_01.02.49 |  | Replacement |  | 2022-23: 593.2077 | [7 empty] | 17.19% | 37.72% | 45.1% |  | Yes | No | 0.1192% | 0% | 100% | 0% | 0% | 0% | 0% | 0% | 0% | 0% | 0% |  | 0% | 0% | 0% | 0% | 9.317% | 0% | 0% | 0% | 0% | 12.95% | 0% | 0% | 45.86% | 0% | 31.87% | 0% | 0% | 0% | 0% | 0% | 0% | 0% | 0% | 0% | 0% | 0% | 0% | 0% | 0% | 0% | 0% | 0% | 0% | 0% | 0% | 0% | 0% | 0% | 0% | 0%
| 178 | Obsolete RMIs & FSs | REP_01.02.52 |  | Replacement |  | 2022-23: 5681.4258 | [7 empty] | 38.4% | 24.79% | 36.81% |  | Yes | No | 1.66% | 0% | 100% | 0% | 0% | 0% | 0% | 0% | 0% | 0% | 0% |  | 0% | 0% | 0% | 0% | 1.377% | 0% | 0% | 0% | 0% | 0% | 0% | 0% | 76.46% | 0% | 22.16% | 0% | 0% | 0% | 0% | 0% | 0% | 0% | 0% | 0% | 0% | 0% | 0% | 0% | 0% | 0% | 0% | 0% | 0% | 0% | 0% | 0% | 0% | 0% | 0% | 0%
| 179 | ABB 11kV Series V EDO Fuse Carriers | REP_01.02.57 |  | Replacement |  | 2022-23: 1294.0075 | [7 empty] | 80.45% | 10.24% | 9.319% |  | Yes | No | 0.7712% | 0% | 100% | 0% | 0% | 0% | 0% | 0% | 0% | 0% | 0% |  | 0% | 0% | 0% | 0% | 0% | 0% | 0% | 0% | 0% | 0% | 0% | 0% | 100% | 0% | 0% | 0% | 0% | 0% | 0% | 0% | 0% | 0% | 0% | 0% | 0% | 0% | 0% | 0% | 0% | 0% | 0% | 0% | 0% | 0% | 0% | 0% | 0% | 0% | 0% | 0%
| 180 | REP SCADA Equipment - DC | REP_01.02.59 |  | Replacement |  | 2022-23: 273.3389 | [7 empty] | 20.76% | 4.17% | 75.07% |  | Yes | No | 0.03302% | 0% | 100% | 0% | 0% | 0% | 0% | 0% | 0% | 0% | 0% |  | 0% | 0% | 0% | 0% | 0% | 0% | 0% | 0% | 0% | 0% | 0% | 0% | 10.12% | 0% | 0% | 0% | 89.88% | 0% | 0% | 0% | 0% | 0% | 0% | 0% | 0% | 0% | 0% | 0% | 0% | 0% | 0% | 0% | 0% | 0% | 0% | 0% | 0% | 0% | 0% | 0%
| 181 | REP Modems - DC | REP_01.02.60 |  | Replacement |  | 2022-23: 5722.7342 | [7 empty] | 10.89% | 43.92% | 45.19% |  | Yes | No | 0.7136% | 0% | 100% | 0% | 0% | 0% | 0% | 0% | 0% | 0% | 0% |  | 0% | 0% | 0% | 0% | 0% | 0% | 0% | 0% | 0% | 0% | 0% | 0% | 55.46% | 44.54% | 0% | 0% | 0% | 0% | 0% | 0% | 0% | 0% | 0% | 0% | 0% | 0% | 0% | 0% | 0% | 0% | 0% | 0% | 0% | 0% | 0% | 0% | 0% | 0% | 0% | 0%
| 182 | REP Intertripping Schemes - DC | REP_01.02.61 |  | Replacement |  | 2022-23: 376.4668 | [7 empty] | 53.71% | 11.79% | 34.51% |  | Yes | No | 0.1084% | 0% | 100% | 0% | 0% | 0% | 0% | 0% | 0% | 0% | 0% |  | 0% | 0% | 0% | 0% | 14.42% | 0% | 0% | 0% | 0% | 0.7417% | 0% | 0% | 84.31% | 0% | 0.5298% | 0% | 0% | 0% | 0% | 0% | 0% | 0% | 0% | 0% | 0% | 0% | 0% | 0% | 0% | 0% | 0% | 0% | 0% | 0% | 0% | 0% | 0% | 0% | 0% | 0%
| 183 | Replace LV B & S C7 ACBs | REP_01.03.02 |  | Replacement |  | 2022-23: 1.1708 | [7 empty] | 100% | 0% | 0% |  | Yes | No | 0.0007561% | 0% | 100% | 0% | 0% | 0% | 0% | 0% | 0% | 0% | 0% |  | 0% | 0% | 0% | 0% | 0% | 0% | 0% | 0% | 0% | 0% | 0% | 0% | 100% | 0% | 0% | 0% | 0% | 0% | 0% | 0% | 0% | 0% | 0% | 0% | 0% | 0% | 0% | 0% | 0% | 0% | 0% | 0% | 0% | 0% | 0% | 0% | 0% | 0% | 0% | 0%
| 184 | Replace HV C3 OCBs | REP_01.03.03 |  | Replacement |  | 2022-23: 300.1218 | [7 empty] | 52.5% | 27.59% | 19.91% |  | Yes | No | 0.09012% | 0% | 100% | 0% | 0% | 0% | 0% | 0% | 0% | 0% | 0% |  | 0% | 0% | 0% | 0% | 70.86% | 0% | 0% | 0% | 0% | 26.15% | 0% | 0% | 2.486% | 0% | 0.4972% | 0% | 0% | 0% | 0% | 0% | 0% | 0% | 0% | 0% | 0% | 0% | 0% | 0% | 0% | 0% | 0% | 0% | 0% | 0% | 0% | 0% | 0% | 0% | 0% | 0%
| 185 | Replace Single CB Switchgear | REP_01.03.04 |  | Replacement |  | 2022-23: 704.9612 | [7 empty] | 51.8% | 24.91% | 23.29% |  | Yes | No | 0.2319% | 0% | 100% | 0% | 0% | 0% | 0% | 0% | 0% | 0% | 0% |  | 0.4731% | 0% | 0% | 0% | 18.13% | 0% | 0% | 0% | 0% | 2.438% | 0% | 0% | 78.96% | 0% | 0% | 0% | 0% | 0% | 0% | 0% | 0% | 0% | 0% | 0% | 0% | 0% | 0% | 0% | 0% | 0% | 0% | 0% | 0% | 0% | 0% | 0% | 0% | 0% | 0% | 0%
| 186 | Replace Network Protectors | REP_01.03.06 |  | Replacement |  | 2022-23: 1740.6026 | [7 empty] | 46.9% | 18.55% | 34.55% |  | Yes | No | 0.5188% | 0% | 100% | 0% | 0% | 0% | 0% | 0% | 0% | 0% | 0% |  | 0% | 0% | 0% | 0% | 0% | 0% | 0% | 0% | 0% | 0% | 0% | 0% | 100% | 0% | 0% | 0% | 0% | 0% | 0% | 0% | 0% | 0% | 0% | 0% | 0% | 0% | 0% | 0% | 0% | 0% | 0% | 0% | 0% | 0% | 0% | 0% | 0% | 0% | 0% | 0%
| 187 | Replace Sydney CBD Conservator Type | REP_01.03.07 |  | Replacement |  | 2022-23: 1005.9963 | [7 empty] | 42.98% | 12.64% | 44.37% |  | Yes | No | 0.271% | 0% | 100% | 0% | 0% | 0% | 0% | 0% | 0% | 0% | 0% |  | 0% | 0% | 0% | 0% | 0% | 0% | 0% | 0% | 0% | 0% | 0% | 0% | 29.99% | 0% | 70.01% | 0% | 0% | 0% | 0% | 0% | 0% | 0% | 0% | 0% | 0% | 0% | 0% | 0% | 0% | 0% | 0% | 0% | 0% | 0% | 0% | 0% | 0% | 0% | 0% | 0%
| 188 | REP KIOSK HOUSINGS | REP_01.03.10 |  | Replacement |  | 2022-23: 395.644 | [7 empty] | 40.57% | 10.45% | 48.98% |  | Yes | No | 0.1245% | 0% | 100% | 0% | 0% | 0% | 0% | 0% | 0% | 0% | 0% |  | 0% | 0% | 7.442% | 0% | 0% | 0% | 0% | 0% | 0% | 0% | 0% | 0% | 92.56% | 0% | 0% | 0% | 0% | 0% | 0% | 0% | 0% | 0% | 0% | 0% | 0% | 0% | 0% | 0% | 0% | 0% | 0% | 0% | 0% | 0% | 0% | 0% | 0% | 0% | 0% | 0%
| 189 | Replace G Type LV Board | REP_01.03.11 |  | Replacement |  | 2022-23: -1e-16 | [7 empty] | 0% | 0% | 100% |  | Yes | No | -0.004516% | 0% | 100% | 0% | 0% | 0% | 0% | 0% | 0% | 0% | 0% |  | 0% | 0% | 0% | 0% | 0% | 0% | 0% | 0% | 0% | 20% | 0% | 0% | 80% | 0% | 0% | 0% | 0% | 0% | 0% | 0% | 0% | 0% | 0% | 0% | 0% | 0% | 0% | 0% | 0% | 0% | 0% | 0% | 0% | 0% | 0% | 0% | 0% | 0% | 0% | 0%
| 190 | Replace B&S I&E Switches | REP_01.03.13 |  | Replacement |  | 2022-23: 875.5284 | [7 empty] | 60.92% | 23.64% | 15.44% |  | Yes | No | 0.2997% | 0% | 100% | 0% | 0% | 0% | 0% | 0% | 0% | 0% | 0% |  | 0% | 0% | 0% | 0% | 15.44% | 0% | 0% | 0% | 0% | 4.368% | 0% | 0% | 80.19% | 0% | 0% | 0% | 0% | 0% | 0% | 0% | 0% | 0% | 0% | 0% | 0% | 0% | 0% | 0% | 0% | 0% | 0% | 0% | 0% | 0% | 0% | 0% | 0% | 0% | 0% | 0%
| 191 | Replace Maitland Kiosks | REP_01.03.15 |  | Replacement |  | 2022-23: 185.504 | [7 empty] | 45.65% | 18.61% | 35.74% |  | Yes | No | 0.06758% | 0% | 100% | 0% | 0% | 0% | 0% | 0% | 0% | 0% | 0% |  | 0% | 0% | 0% | 0% | 0% | 0% | 0% | 0% | 0% | 0% | 0% | 0% | 100% | 0% | 0% | 0% | 0% | 0% | 0% | 0% | 0% | 0% | 0% | 0% | 0% | 0% | 0% | 0% | 0% | 0% | 0% | 0% | 0% | 0% | 0% | 0% | 0% | 0% | 0% | 0%
| 192 | Replace Muswellbrook Kiosks | REP_01.03.16 |  | Replacement |  | 2022-23: 224.6793 | [7 empty] | 26.31% | 15.99% | 57.7% |  | Yes | No | 0.05563% | 0% | 100% | 0% | 0% | 0% | 0% | 0% | 0% | 0% | 0% |  | 0% | 0% | 0% | 0% | 10% | 0% | 0% | 0% | 0% | 20% | 0% | 0% | 40% | 0% | 30% | 0% | 0% | 0% | 0% | 0% | 0% | 0% | 0% | 0% | 0% | 0% | 0% | 0% | 0% | 0% | 0% | 0% | 0% | 0% | 0% | 0% | 0% | 0% | 0% | 0%
| 193 | Replace Hazmeyer RMIs - Salt Areas | REP_01.03.17 |  | Replacement |  | 2022-23: 895.2301 | [7 empty] | 19.49% | 60.22% | 20.28% |  | Yes | No | 0.1325% | 0% | 100% | 0% | 0% | 0% | 0% | 0% | 0% | 0% | 0% |  | 0% | 0% | 0% | 0% | 32.81% | 0% | 0% | 0% | 0% | 8.508% | 0% | 0% | 50.61% | 0% | 8.069% | 0% | 0% | 0% | 0% | 0% | 0% | 0% | 0% | 0% | 0% | 0% | 0% | 0% | 0% | 0% | 0% | 0% | 0% | 0% | 0% | 0% | 0% | 0% | 0% | 0%
| 194 | Replace L & C RMIs | REP_01.04.01 |  | Replacement |  | 2022-23: 240.3429 | [7 empty] | 37.26% | 38.58% | 24.16% |  | Yes | No | 0.07431% | 0% | 100% | 0% | 0% | 0% | 0% | 0% | 0% | 0% | 0% |  | 0% | 0% | 48.24% | 0% | 0% | 0% | 0% | 0% | 0% | 0% | 0% | 0% | 51.76% | 0% | 0% | 0% | 0% | 0% | 0% | 0% | 0% | 0% | 0% | 0% | 0% | 0% | 0% | 0% | 0% | 0% | 0% | 0% | 0% | 0% | 0% | 0% | 0% | 0% | 0% | 0%
| 195 | Refurb Pole Transformer Substations | REP_01.04.02 |  | Replacement |  | 2022-23: 209.3974 | [7 empty] | 81.17% | 13.21% | 5.62% |  | Yes | No | 0.135% | 0% | 100% | 0% | 0% | 0% | 0% | 0% | 0% | 0% | 0% |  | 0% | 0% | 0% | 0% | 0% | 0% | 0% | 0% | 0% | 0% | 0% | 0% | 100% | 0% | 0% | 0% | 0% | 0% | 0% | 0% | 0% | 0% | 0% | 0% | 0% | 0% | 0% | 0% | 0% | 0% | 0% | 0% | 0% | 0% | 0% | 0% | 0% | 0% | 0% | 0%
| 196 | Replace DC Sub Equipment - Reactive | REP_01.04.03 |  | Replacement |  | 2022-23: 5677.2471 | [7 empty] | 53.52% | 16.26% | 30.22% |  | Yes | No | 2.329% | 0% | 100% | 0% | 0% | 0% | 0% | 0% | 0% | 0% | 0% |  | 0% | 0% | 0% | 0% | 0.8292% | 0% | 0% | 0% | 0% | 1.196% | 0% | 0% | 97.17% | 0% | 0.8026% | 0% | 0% | 0% | 0% | 0% | 0% | 0% | 0% | 0% | 0% | 0% | 0% | 0% | 0% | 0% | 0% | 0% | 0% | 0% | 0% | 0% | 0% | 0% | 0% | 0%
| 197 | Replace & Refurbish Sub Buildings - DC | REP_01.04.05 |  | Replacement |  | 2022-23: 640.902 | [7 empty] | 22.18% | 63.75% | 14.07% |  | Yes | No | 0.0794% | 0% | 100% | 0% | 0% | 0% | 0% | 0% | 0% | 0% | 0% |  | 0% | 0% | 54.39% | 0% | 0% | 0% | 0% | 0% | 0% | 0% | 0% | 0% | 45.61% | 0% | 0% | 0% | 0% | 0% | 0% | 0% | 0% | 0% | 0% | 0% | 0% | 0% | 0% | 0% | 0% | 0% | 0% | 0% | 0% | 0% | 0% | 0% | 0% | 0% | 0% | 0%
| 198 | Replace M&G RM6 RMCBs | REP_01.04.07 |  | Replacement |  | 2022-23: 143.9662 | [7 empty] | 56.31% | 4.553% | 39.13% |  | Yes | No | 0.05503% | 0% | 100% | 0% | 0% | 0% | 0% | 0% | 0% | 0% | 0% |  | 0% | 0% | 0% | 0% | 0.8631% | 0% | 0% | 0% | 0% | 0% | 0% | 0% | 99.14% | 0% | 0% | 0% | 0% | 0% | 0% | 0% | 0% | 0% | 0% | 0% | 0% | 0% | 0% | 0% | 0% | 0% | 0% | 0% | 0% | 0% | 0% | 0% | 0% | 0% | 0% | 0%
| 199 | Replace Single Pole PT | REP_01.04.11 |  | Replacement |  | 2022-23: 2487.3196 | [7 empty] | 59.19% | 18.84% | 21.97% |  | Yes | No | 1.217% | 0% | 100% | 0% | 0% | 0% | 0% | 0% | 0% | 0% | 0% |  | 0% | 0% | 0% | 0% | 18.64% | 0% | 0% | 0% | 0% | 10.5% | 0% | 0.00336% | 59.54% | 0% | 11.32% | 0% | 0% | 0% | 0% | 0% | 0% | 0% | 0% | 0% | 0% | 0% | 0% | 0% | 0% | 0% | 0% | 0% | 0% | 0% | 0% | 0% | 0% | 0% | 0% | 0%
| 200 | System Spares - Distribution Centres | REP_01.04.13 |  | Replacement |  | 2022-23: 120.0939 | [7 empty] | 0% | 0% | 100% |  | Yes | No | 0.01028% | 0% | 100% | 0% | 0% | 0% | 0% | 0% | 0% | 0% | 0% |  | 0% | 0% | 0% | 0% | 0% | 0% | 0% | 0% | 0% | 0% | 0% | 0% | 88.05% | 0% | 11.95% | 0% | 0% | 0% | 0% | 0% | 0% | 0% | 0% | 0% | 0% | 0% | 0% | 0% | 0% | 0% | 0% | 0% | 0% | 0% | 0% | 0% | 0% | 0% | 0% | 0%
| 201 | Replace 11kV OCB(Vacuum) - Air - ZN | REP_02.02.01 |  | Replacement |  | 2022-23: 3.6087 | [7 empty] | 98.61% | 0% | 1.386% |  | Yes | No | 0.001801% | 0% | 100% | 0% | 0% | 0% | 0% | 0% | 0% | 0% | 0% |  | 0% | 0% | 0% | 0% | 0% | 0% | 0% | 0% | 0% | 0% | 0% | 0% | 100% | 0% | 0% | 0% | 0% | 0% | 0% | 0% | 0% | 0% | 0% | 0% | 0% | 0% | 0% | 0% | 0% | 0% | 0% | 0% | 0% | 0% | 0% | 0% | 0% | 0% | 0% | 0%
| 202 | Replace 33kV Bulk Oil CBs - ZN | REP_02.02.05 |  | Replacement |  | 2022-23: 1163.9995 | [7 empty] | 56.2% | 22.41% | 21.38% |  | Yes | No | 0.4068% | 0% | 100% | 0% | 0% | 0% | 0% | 0% | 0% | 0% | 0% |  | 0.05847% | 0% | 0% | 0% | 0% | 0% | 0% | 0% | 0% | 0% | 0% | 0% | 99.94% | 0% | 0% | 0% | 0% | 0% | 0% | 0% | 0% | 0% | 0% | 0% | 0% | 0% | 0% | 0% | 0% | 0% | 0% | 0% | 0% | 0% | 0% | 0% | 0% | 0% | 0% | 0%
| 203 | Earthing Systems - ZN & TS | REP_02.02.09 |  | Replacement |  | 2022-23: 109.5515 | [7 empty] | 100% | 0% | 0% |  | Yes | No | 0.04412% | 0% | 100% | 0% | 0% | 0% | 0% | 0% | 0% | 0% | 0% |  | 0% | 0% | 0% | 0% | 0% | 0% | 0% | 0% | 0% | 0% | 0% | 0% | 100% | 0% | 0% | 0% | 0% | 0% | 0% | 0% | 0% | 0% | 0% | 0% | 0% | 0% | 0% | 0% | 0% | 0% | 0% | 0% | 0% | 0% | 0% | 0% | 0% | 0% | 0% | 0%
| 204 | Replace 33kV Essantee I&Es - ZN | REP_02.02.35 |  | Replacement |  | 2022-23: 813.0709 | [7 empty] | 27.44% | 46.42% | 26.14% |  | Yes | No | 0.1465% | 0% | 100% | 0% | 0% | 0% | 0% | 0% | 0% | 0% | 0% |  | 0% | 0% | 0% | 0% | 0% | 0% | 0% | 0% | 0% | 0% | 0% | 0% | 100% | 0% | 0% | 0% | 0% | 0% | 0% | 0% | 0% | 0% | 0% | 0% | 0% | 0% | 0% | 0% | 0% | 0% | 0% | 0% | 0% | 0% | 0% | 0% | 0% | 0% | 0% | 0%
| 205 | Replace 33kV I&Es - ZN | REP_02.02.38 |  | Replacement |  | 2022-23: 824.3015 | [7 empty] | 66.07% | 10.92% | 23.01% |  | Yes | No | 0.3653% | 0% | 100% | 0% | 0% | 0% | 0% | 0% | 0% | 0% | 0% |  | 0% | 0% | 0% | 0% | 0% | 0% | 0% | 0% | 0% | 0% | 0% | 0% | 100% | 0% | 0% | 0% | 0% | 0% | 0% | 0% | 0% | 0% | 0% | 0% | 0% | 0% | 0% | 0% | 0% | 0% | 0% | 0% | 0% | 0% | 0% | 0% | 0% | 0% | 0% | 0%
| 206 | Replace POST VTs - ZN | REP_02.02.41 |  | Replacement |  | 2022-23: 94.0487 | [7 empty] | 56.65% | 26.61% | 16.74% |  | Yes | No | 0.03343% | 0% | 100% | 0% | 0% | 0% | 0% | 0% | 0% | 0% | 0% |  | 0% | 0% | 0% | 0% | 0% | 0% | 0% | 0% | 0% | 0% | 0% | 0% | 36.02% | 0% | 0% | 0% | 0% | 0% | 0% | 0% | 0% | 0% | 0% | 0% | 0% | 0% | 0% | 0% | 0% | 0% | 0% | 0% | 63.98% | 0% | 0% | 0% | 0% | 0% | 0% | 0%
| 207 | Replace Substation Roof - ZN | REP_02.02.42 |  | Replacement |  | 2022-23: 3454.6368 | 0 | 0 | [5 empty] | 15.09% | 84.65% | 0.2603% |  | Yes | No | 0.3157% | 0% | 100% | 0% | 0% | 0% | 0% | 0% | 0% | 0% | 0% |  | 1.414% | 0% | 70.43% | 0% | 0% | 0% | 0% | 0% | 0% | 0% | 0% | 0% | 20.46% | 0% | 0% | 0% | 0% | 0% | 0% | 0% | 0% | 0% | 0% | 0% | 0% | 7.694% | 0% | 0% | 0% | 0% | 0% | 0% | 0% | 0% | 0% | 0% | 0% | 0% | 0% | 0%
| 208 | SCADA Schemes including Comp Control Boards - ZN | REP_02.02.46 |  | Replacement |  | 2022-23: 2072.9951 | 0 | 0 | [5 empty] | 51.03% | 0.2924% | 48.68% |  | Yes | No | 0.6114% | 0% | 100% | 0% | 0% | 0% | 0% | 0% | 0% | 0% | 0% |  | 74.93% | 0% | 0% | 0% | 0% | 0% | 0% | 0% | 0% | 0% | 0% | 0% | 0% | 10.93% | 0% | 0% | 0% | 0% | 0% | 0% | 0% | 0% | 0% | 13.44% | 0% | 0% | 0% | 0% | 0% | 0% | 0.705% | 0% | 0% | 0% | 0% | 0% | 0% | 0% | 0% | 0%
| 209 | Steel Structures - ZN | REP_02.02.47 |  | Replacement |  | 2022-23: 1156.8767 | 0 | 0 | [5 empty] | 19.3% | 40.7% | 40.01% |  | Yes | No | 0.1261% | 0% | 100% | 0% | 0% | 0% | 0% | 0% | 0% | 0% | 0% |  | 0% | 0% | 0% | 0% | 0% | 0% | 0% | 0% | 0% | 0% | 0% | 0% | 93.94% | 0% | 0% | 0% | 0% | 0% | 0% | 0% | 0% | 0% | 0% | 0% | 0% | 0% | 0% | 0% | 0% | 0% | 0% | 0% | 5.86% | 0% | 0.2001% | 0% | 0% | 0% | 0% | 0%
| 210 | PINC/MPLS Edge - ZN | REP_02.02.48 |  | Replacement |  | 2022-23: 65.3889 | 0 | 0 | [5 empty] | 89.54% | 0.1514% | 10.3% |  | Yes | No | 0.03384% | 0% | 100% | 0% | 0% | 0% | 0% | 0% | 0% | 0% | 0% |  | 0% | 0% | 0% | 0% | 0% | 0% | 0% | 0% | 0% | 0% | 0% | 0% | 0% | 96.49% | 0% | 0% | 0% | 0% | 0% | 0% | 0% | 0% | 0% | 0% | 0% | 0% | 0% | 0% | 0% | 0% | 3.512% | 0% | 0% | 0% | 0% | 0% | 0% | 0% | 0% | 0%
| 211 | REP LIGHTNING SPIRES - ZN | REP_02.02.49 |  | Replacement |  | 2022-23: 588.89 | 0 | 0 | [5 empty] | 34.5% | 39.46% | 26.05% |  | Yes | No | 0.1234% | 0% | 100% | 0% | 0% | 0% | 0% | 0% | 0% | 0% | 0% |  | 0% | 0% | 1.739% | 0% | 0% | 0% | 0% | 0% | 0% | 0% | 0% | 0% | 92.2% | 0% | 0% | 0% | 0% | 0% | 0% | 0% | 0% | 0% | 0% | 0% | 0% | 0.1122% | 0% | 0% | 0% | 0% | 0% | 0% | 1.891% | 0% | 4.057% | 0% | 0% | 0% | 0% | 0%
| 212 | Protection Schemes - ZN | REP_02.02.51 |  | Replacement |  | 2022-23: 971.8083 | 0 | 0 | [5 empty] | 61.09% | 5.312% | 33.59% |  | Yes | No | 0.3456% | 0% | 100% | 0% | 0% | 0% | 0% | 0% | 0% | 0% | 0% |  | 20.4% | 0% | 0% | 0% | 0% | 0% | 0% | 0% | 0% | 0% | 0% | 0% | 59.4% | 0% | 0% | 0% | 0% | 0% | 0% | 0% | 0% | 0% | 0% | 14.68% | 0% | 0% | 0% | 0% | 0% | 0% | 0% | 0% | 0.02331% | 0% | 5.509% | 0% | 0% | 0% | 0% | 0%
| 213 | Power Reactors - ZN & TS | REP_02.02.52 |  | Replacement |  | 2022-23: 335.2111 | 0 | 0 | [5 empty] | 67.59% | 7.204% | 25.21% |  | Yes | No | 0.1574% | 0% | 100% | 0% | 0% | 0% | 0% | 0% | 0% | 0% | 0% |  | 0% | 0% | 0% | 0% | 0% | 0% | 0% | 0% | 0% | 0% | 0% | 0% | 0% | 0% | 0% | 0% | 0% | 0% | 0% | 0% | 0% | 0% | 0% | 0% | 0% | 0% | 0% | 0% | 0% | 0% | 0% | 0% | 100% | 0% | 0% | 0% | 0% | 0% | 0% | 0%
| 214 | Transformer Replacement (utilising existing holdin | REP_02.02.53 |  | Replacement |  | 2022-23: 19659.3364 | 0 | 0 | [5 empty] | 14.55% | 16.6% | 68.85% |  | Yes | No | 1.676% | 0% | 100% | 0% | 0% | 0% | 0% | 0% | 0% | 0% | 0% |  | 3.72% | 0% | 5.892% | 0% | 0% | 0% | 0% | 0% | 0% | 0% | 0% | 0% | 18.77% | 0% | 66.01% | 0% | 0% | 0% | 0% | 0% | 0% | 0% | 0% | 0.1235% | 0% | 0.1477% | 0% | 0% | 0% | 0% | 0% | 0% | 0.2135% | 0.8965% | 0.868% | 3.362% | 0% | 0% | 0% | 0%
| 215 | CLC Controllers - ZN | REP_02.02.54 |  | Replacement |  | 2022-23: 86.8679 | 0 | 0 | [5 empty] | 1.361% | 0% | 98.64% |  | Yes | No | 0.0008847% | 0% | 100% | 0% | 0% | 0% | 0% | 0% | 0% | 0% | 0% |  | 84.31% | 0% | 0% | 0% | 0% | 0% | 0% | 0% | 0% | 0% | 0% | 0% | 0% | 0% | 0.5541% | 0% | 0% | 0% | 0% | 0% | 0% | 0% | 0% | 15.14% | 0% | 0% | 0% | 0% | 0% | 0% | 0% | 0% | 0% | 0% | 0% | 0% | 0% | 0% | 0% | 0%
| 216 | REP Neutral Earthing Resistors - ZN | REP_02.02.59 |  | Replacement |  | 2022-23: 1331.8655 | 0 | 0 | [5 empty] | 39.57% | 35.74% | 24.68% |  | Yes | No | 0.3307% | 0% | 100% | 0% | 0% | 0% | 0% | 0% | 0% | 0% | 0% |  | 0% | 0% | 0% | 0% | 0% | 0% | 0% | 0% | 0% | 0% | 0% | 0% | 0% | 0% | 0% | 0% | 0% | 0% | 0% | 0% | 0% | 0% | 0% | 0% | 0% | 0% | 0% | 0% | 0% | 0% | 0% | 0% | 0.1824% | 0% | 99.82% | 0% | 0% | 0% | 0% | 0%
| 217 | REP 11kV Switchboard Protection - ZN | REP_02.02.60 |  | Replacement |  | 2022-23: 222.9383 | 0 | 0 | [5 empty] | 77.64% | 7.875% | 14.48% |  | Yes | No | 0.08198% | 0% | 100% | 0% | 0% | 0% | 0% | 0% | 0% | 0% | 0% |  | 0% | 0% | 0% | 0% | 0% | 0% | 0% | 0% | 0% | 0% | 0% | 0% | 0% | 0% | 0% | 0% | 0% | 0% | 0% | 0% | 0% | 0% | 0% | 100% | 0% | 0% | 0% | 0% | 0% | 0% | 0% | 0% | 0% | 0% | 0% | 0% | 0% | 0% | 0% | 0%
| 218 | REP High Impedance Busbar Protection - ZN | REP_02.02.61 |  | Replacement |  | 2022-23: 436.4407 | 0 | 0 | [5 empty] | 77.27% | 0.0412% | 22.69% |  | Yes | No | 0.2471% | 0% | 100% | 0% | 0% | 0% | 0% | 0% | 0% | 0% | 0% |  | 0% | 0% | 0% | 0% | 0% | 0% | 0% | 0% | 0% | 0% | 0% | 0% | 46.62% | 0% | 0% | 0% | 0% | 0% | 0% | 0% | 0% | 0% | 0% | 3.463% | 0% | 0% | 0% | 0% | 0% | 0% | 0% | 0% | 19.97% | 0% | 29.94% | 0% | 0% | 0% | 0% | 0%
| 219 | REP SCADA Equipment - ZN | REP_02.02.62 |  | Replacement |  | 2022-23: 1162.7255 | [7 empty] | 60.91% | 0.7318% | 38.36% |  | Yes | No | 0.4013% | 0% | 100% | 0% | 0% | 0% | 0% | 0% | 0% | 0% | 0% |  | 90.74% | 0% | 0% | 0% | 0% | 0% | 0% | 0% | 0% | 0% | 0% | 0% | 0% | 0% | 0% | 0% | 0% | 0% | 0% | 0% | 0% | 0% | 0% | 9.262% | 0% | 0% | 0% | 0% | 0% | 0% | 0% | 0% | 0% | 0% | 0% | 0% | 0% | 0% | 0% | 0%
| 220 | REP Audio Frequency Load Control Equipment - ZN | REP_02.02.64 |  | Replacement |  | 2022-23: 12.11 | [7 empty] | 100% | 0% | 0% |  | Yes | No | 0.004557% | 0% | 100% | 0% | 0% | 0% | 0% | 0% | 0% | 0% | 0% |  | 100% | 0% | 0% | 0% | 0% | 0% | 0% | 0% | 0% | 0% | 0% | 0% | 0% | 0% | 0% | 0% | 0% | 0% | 0% | 0% | 0% | 0% | 0% | 0% | 0% | 0% | 0% | 0% | 0% | 0% | 0% | 0% | 0% | 0% | 0% | 0% | 0% | 0% | 0% | 0%
| 221 | Replace 132kV CBs - ZN | REP_02.03.01 |  | Replacement |  | 2022-23: 261.6491 | [7 empty] | 74.1% | 8.178% | 17.72% |  | Yes | No | 0.1499% | 0% | 100% | 0% | 0% | 0% | 0% | 0% | 0% | 0% | 0% |  | 17.36% | 0% | 0% | 0% | 0% | 0% | 0% | 0% | 0% | 0% | 0% | 0% | 72.36% | 0% | 0% | 0% | 0% | 0% | 0% | 0% | 0% | 0% | 0% | -0.1047% | 0% | 0% | 0% | 0% | 0% | 0% | 0% | 0% | 4.003% | 0% | 6.376% | 0% | 0% | 0% | 0% | 0%
| 222 | Replace 132kV Motorised I & Es - ZN | REP_02.03.02 |  | Replacement |  | 2022-23: 382.2907 | [7 empty] | 67.89% | 11.46% | 20.65% |  | Yes | No | 0.1784% | 0% | 100% | 0% | 0% | 0% | 0% | 0% | 0% | 0% | 0% |  | -0.005494% | 0% | 0% | 0% | 0% | 0% | 0% | 0% | 0% | 0% | 0% | 0% | 100% | 0% | 0% | 0% | 0% | 0% | 0% | 0% | 0% | 0% | 0% | 0% | 0% | 0% | 0% | 0% | 0% | 0% | 0% | 0% | 0% | 0% | 0% | 0% | 0% | 0% | 0% | 0%
| 223 | Replace 33kV CBs - ZN | REP_02.03.04 |  | Replacement |  | 2022-23: 82.0656 | [7 empty] | 93.51% | 5.795% | 0.6922% |  | Yes | No | 0.03739% | 0% | 100% | 0% | 0% | 0% | 0% | 0% | 0% | 0% | 0% |  | 0% | 0% | 0% | 0% | 0% | 0% | 0% | 0% | 0% | 0% | 0% | 0% | 100% | 0% | 0% | 0% | 0% | 0% | 0% | 0% | 0% | 0% | 0% | 0% | 0% | 0% | 0% | 0% | 0% | 0% | 0% | 0% | 0% | 0% | 0% | 0% | 0% | 0% | 0% | 0%
| 224 | Replace 132kV Bushings - ZN | REP_02.03.05 |  | Replacement |  | 2022-23: 345.2064 | [7 empty] | 77.56% | -55.03% | 77.47% |  | Yes | No | 0.1695% | 0% | 100% | 0% | 0% | 0% | 0% | 0% | 0% | 0% | 0% |  | 0% | 0% | 0% | 0% | 0% | 0% | 0% | 0% | 0% | 0% | 0% | 0% | 56.52% | 0% | 32.38% | 0% | 0% | 0% | 0% | 0% | 0% | 0% | 0% | 0% | 0% | 0% | 0% | 0% | 0% | 0% | 0% | 0% | 0% | 11.09% | 0% | 0% | 0% | 0% | 0% | 0%
| 225 | Replace Protection Relays - ZN | REP_02.03.07 |  | Replacement |  | 2022-23: 2541.4395 | [7 empty] | 71.51% | 1.825% | 26.67% |  | Yes | No | 1.066% | 0% | 100% | 0% | 0% | 0% | 0% | 0% | 0% | 0% | 0% |  | 35.04% | 0% | 4.986% | 0% | 0% | 0% | 0% | 0% | 0% | 0% | 0% | 2.634% | 1.976% | 0% | 0% | 0% | 0% | 0% | 0% | 0% | 0% | 0% | 0% | 54.52% | 0% | 0% | 0% | 0% | 0% | 0% | 0% | 0% | 0.8469% | 0% | 0% | 0% | 0% | 0% | 0% | 0%
| 226 | Replace Distance Protection - ZN | REP_02.03.08 |  | Replacement |  | 2022-23: 330.2615 | [7 empty] | 89.36% | 0% | 10.64% |  | Yes | No | 0.2176% | 0% | 100% | 0% | 0% | 0% | 0% | 0% | 0% | 0% | 0% |  | 100% | 0% | 0% | 0% | 0% | 0% | 0% | 0% | 0% | 0% | 0% | 0% | 0% | 0% | 0% | 0% | 0% | 0% | 0% | 0% | 0% | 0% | 0% | 0% | 0% | 0% | 0% | 0% | 0% | 0% | 0% | 0% | 0% | 0% | 0% | 0% | 0% | 0% | 0% | 0%
| 227 | Replace VR Equipment - ZN | REP_02.03.10 |  | Replacement |  | 2022-23: 1343.9732 | [7 empty] | 79.58% | 0.4655% | 19.96% |  | Yes | No | 0.7277% | 0% | 100% | 0% | 0% | 0% | 0% | 0% | 0% | 0% | 0% |  | 20.91% | 0% | 0% | 0% | 0% | 0% | 0% | 0% | 0% | 0% | 0% | 0% | 79.09% | 0% | 0% | 0% | 0% | 0% | 0% | 0% | 0% | 0% | 0% | 0% | 0% | 0% | 0% | 0% | 0% | 0% | 0% | 0% | 0% | 0% | 0% | 0% | 0% | 0% | 0% | 0%
| 228 | Replace SUB Battery - ZN | REP_02.03.11 |  | Replacement |  | 2022-23: 1401.6966 | [7 empty] | 42.89% | 15.6% | 41.51% |  | Yes | No | 0.3282% | 0% | 100% | 0% | 0% | 0% | 0% | 0% | 0% | 0% | 0% |  | 11.24% | 0% | 0% | 0% | 0% | 0% | 0% | 0% | 0% | 0% | 0% | 0% | 88.76% | 0% | 0% | 0% | 0% | 0% | 0% | 0% | 0% | 0% | 0% | 0% | 0% | 0% | 0% | 0% | 0% | 0% | 0% | 0% | 0% | 0% | 0% | 0% | 0% | 0% | 0% | 0%
| 229 | PINC/MPLS Core - ZN & TS | REP_02.03.15 |  | Replacement |  | 2022-23: 135.9703 | [7 empty] | 41.2% | 41.57% | 17.24% |  | Yes | No | 0.03243% | 0% | 100% | 0% | 0% | 0% | 0% | 0% | 0% | 0% | 0% |  | 0% | 0% | 0% | 0% | 0% | 0% | 0% | 0% | 0% | 0% | 0% | 0% | 0% | 49.29% | 0% | 0% | 0% | 0% | 0% | 0% | 0% | 0% | 0% | 0% | 0% | 0% | 0% | 0% | 0% | 0% | 50.71% | 0% | 0% | 0% | 0% | 0% | 0% | 0% | 0% | 0%
| 230 | System Spares SUB Equipment - ZN | REP_02.04.04 |  | Replacement |  | 2022-23: 1078.2977 | [7 empty] | 0.6002% | 0% | 99.4% |  | Yes | No | 0.004953% | 0% | 100% | 0% | 0% | 0% | 0% | 0% | 0% | 0% | 0% |  | 0% | 0% | 0% | 0% | 0% | 0% | 0% | 0% | 0% | 0% | 0% | 0% | 26.62% | 0% | 0% | 0% | 0% | 0% | 0% | 0% | 0% | 0% | 0% | 0% | 0% | 0% | 0% | 0% | 0% | 0% | 0% | 0% | 51.84% | 0% | 21.54% | 0% | 0% | 0% | 0% | 0%
| 231 | Replace & Refurbish Sub Buildings - ZN | REP_02.04.05 |  | Replacement |  | 2022-23: 1524.6835 | [7 empty] | 7.201% | 83.58% | 9.218% |  | Yes | No | 0.05635% | 0% | 100% | 0% | 0% | 0% | 0% | 0% | 0% | 0% | 0% |  | 0% | 0% | 14.98% | 0% | 0% | 0% | 0% | 0% | 0% | 0% | 0% | 0% | 60.15% | 0% | 0% | 0% | 0% | 0% | 0% | 0% | 0% | 0% | 0% | 0% | 0% | 10.96% | 0% | 0% | 0% | 0% | 0% | 0% | 0% | 0% | 13.91% | 0% | 0% | 0% | 0% | 0%
| 232 | Replace Surge Arrestors - ZN | REP_02.04.08 |  | Replacement |  | 2022-23: 4.8406 | [7 empty] | 94.22% | 5.784% | 0% |  | Yes | No | 0.001919% | 0% | 100% | 0% | 0% | 0% | 0% | 0% | 0% | 0% | 0% |  | 0% | 0% | 0% | 0% | 0% | 0% | 0% | 0% | 0% | 0% | 0% | 0% | 86.61% | 0% | 0% | 0% | 0% | 0% | 0% | 0% | 0% | 0% | 0% | 0% | 0% | 13.39% | 0% | 0% | 0% | 0% | 0% | 0% | 0% | 0% | 0% | 0% | 0% | 0% | 0% | 0%
| 233 | Replace Zone Equipment - Reactive | REP_02.04.10 |  | Replacement |  | 2022-23: 5887.4227 | [7 empty] | 35.8% | 15.13% | 49.08% |  | Yes | No | 1.258% | 0% | 100% | 0% | 0% | 0% | 0% | 0% | 0% | 0% | 0% |  | 2.151% | 0% | 27.44% | 0% | 0% | 0% | 0% | 0% | 0% | 0% | 0% | 0% | 51.71% | 0% | 4.79% | 0% | 0% | 0% | 0% | 0% | 0% | 0% | 0% | 1.077% | 0% | 0% | 0% | 0% | 0% | 0% | 0% | 0% | 5.288% | 0.309% | 7.236% | 0% | 0% | 0% | 0% | 0%
| 234 | Replace Steel Mains (km) | REP_04.02.01 |  | Replacement |  | 2022-23: 1719.8364 | [7 empty] | 70.12% | 9.315% | 20.56% |  | Yes | No | 1.147% | 0% | 100% | 0% | 0% | 0% | 0% | 0% | 0% | 0% | 0% |  | 0% | 0% | 2.238% | 0% | 97.45% | 0% | 0% | 0% | 0% | 0% | 0% | 0% | 0.2598% | 0% | 0.05636% | 0% | 0% | 0% | 0% | 0% | 0% | 0% | 0% | 0% | 0% | 0% | 0% | 0% | 0% | 0% | 0% | 0% | 0% | 0% | 0% | 0% | 0% | 0% | 0% | 0%
| 235 | CONDEMNED POLES - REPLACEMENT - DM | REP_04.02.02 |  | Replacement |  | 2022-23: 40688.8502 | [7 empty] | 30.28% | 62.84% | 6.88% |  | Yes | No | 8.819% | 0% | 100% | 0% | 0% | 0% | 0% | 0% | 0% | 0% | 0% |  | 0% | 0% | 0% | 0% | 8.314% | 0% | 0% | 0% | 0% | 91.69% | 0% | 0% | 0% | 0% | 0% | 0% | 0% | 0% | 0% | 0% | 0% | 0% | 0% | 0% | 0% | 0% | 0% | 0% | 0% | 0% | 0% | 0% | 0% | 0% | 0% | 0% | 0% | 0% | 0% | 0%
| 236 | Low Voltage (LV) Overhead Services (No.) | REP_04.02.04 |  | Replacement |  | 2022-23: 25840.3886 | [7 empty] | 15.01% | 77.36% | 7.633% |  | Yes | No | 2.782% | 0% | 100% | 0% | 0% | 0% | 0% | 0% | 0% | 0% | 0% |  | 0% | 0% | 0% | 0% | 0% | 0% | 0% | 0% | 0% | 100% | 0% | 0% | 0% | 0% | 0% | 0% | 0% | 0% | 0% | 0% | 0% | 0% | 0% | 0% | 0% | 0% | 0% | 0% | 0% | 0% | 0% | 0% | 0% | 0% | 0% | 0% | 0% | 0% | 0% | 0%
| 237 | Replace LV CONSAC Mains (km) | REP_04.02.05 |  | Replacement |  | 2022-23: 33011.4742 | [7 empty] | 6.254% | 90.46% | 3.284% |  | Yes | No | 1.216% | 0% | 100% | 0% | 0% | 0% | 0% | 0% | 0% | 0% | 0% |  | 0% | 0% | 0% | 0% | 0.0008746% | 0% | 0% | 0% | 0% | 100% | 0% | 0% | 0.00178% | 0% | 0% | 0% | 0% | 0% | 0% | 0% | 0% | 0% | 0% | 0% | 0% | 0% | 0% | 0% | 0% | 0% | 0% | 0% | 0% | 0% | 0% | 0% | 0% | 0% | 0% | 0%
| 238 | Replace LV HDPE Mains (km) | REP_04.02.06 |  | Replacement |  | 2022-23: 8320.0348 | [7 empty] | 15.68% | 80.65% | 3.666% |  | Yes | No | 0.8283% | 0% | 100% | 0% | 0% | 0% | 0% | 0% | 0% | 0% | 0% |  | 0% | 0% | 8.534% | 0% | 0.5171% | 0% | 0% | 0% | 0% | 88.96% | 0% | 0% | 1.986% | 0% | 0% | 0% | 0% | 0% | 0% | 0% | 0% | 0% | 0% | 0% | 0% | 0% | 0% | 0% | 0% | 0% | 0% | 0% | 0% | 0% | 0% | 0% | 0% | 0% | 0% | 0%
| 239 | Install LV Spreaders-Bushfires | REP_04.02.08 |  | Replacement |  | 2022-23: 9.6657 | [7 empty] | 83.55% | 16.45% | 0% |  | Yes | No | 0.005349% | 0% | 100% | 0% | 0% | 0% | 0% | 0% | 0% | 0% | 0% |  | 0% | 0% | 0% | 0% | 0% | 0% | 0% | 0% | 0% | 100% | 0% | 0% | 0% | 0% | 0% | 0% | 0% | 0% | 0% | 0% | 0% | 0% | 0% | 0% | 0% | 0% | 0% | 0% | 0% | 0% | 0% | 0% | 0% | 0% | 0% | 0% | 0% | 0% | 0% | 0%
| 240 | REP 11kV UGOHs (No.) | REP_04.02.11 |  | Replacement |  | 2022-23: 1513.4408 | [7 empty] | 57.68% | 30.44% | 11.88% |  | Yes | No | 0.6317% | 0% | 100% | 0% | 0% | 0% | 0% | 0% | 0% | 0% | 0% |  | 0% | 0% | 0% | 0% | 100% | 0% | 0% | 0% | 0% | 0% | 0% | 0% | 0% | 0% | 0% | 0% | 0% | 0% | 0% | 0% | 0% | 0% | 0% | 0% | 0% | 0% | 0% | 0% | 0% | 0% | 0% | 0% | 0% | 0% | 0% | 0% | 0% | 0% | 0% | 0%
| 241 | LV Metallic Sheathed Cables (km) | REP_04.02.12 |  | Replacement |  | 2022-23: 975.9562 | [7 empty] | 72.75% | 20.58% | 6.662% |  | Yes | No | 0.331% | 0% | 100% | 0% | 0% | 0% | 0% | 0% | 0% | 0% | 0% |  | 0% | 0% | 0% | 0% | 0% | 0% | 0% | 0% | 0% | 100% | 0% | 0% | 0% | 0% | 0% | 0% | 0% | 0% | 0% | 0% | 0% | 0% | 0% | 0% | 0% | 0% | 0% | 0% | 0% | 0% | 0% | 0% | 0% | 0% | 0% | 0% | 0% | 0% | 0% | 0%
| 242 | Replace 11kV Essantee HS641 ABS | REP_04.02.32 |  | Replacement |  | 2022-23: 152.188 | [7 empty] | 47.51% | 12.23% | 40.25% |  | Yes | No | 0.06758% | 0% | 100% | 0% | 0% | 0% | 0% | 0% | 0% | 0% | 0% |  | 0% | 0% | 0% | 0% | 100% | 0% | 0% | 0% | 0% | 0% | 0% | 0% | 0% | 0% | 0% | 0% | 0% | 0% | 0% | 0% | 0% | 0% | 0% | 0% | 0% | 0% | 0% | 0% | 0% | 0% | 0% | 0% | 0% | 0% | 0% | 0% | 0% | 0% | 0% | 0%
| 243 | CONDEMNED POLES - REINFORCEMENT | REP_04.02.34 |  | Replacement |  | 2022-23: 300.3028 | [7 empty] | 0.276% | 99.16% | 0.5674% |  | Yes | No | 0.001029% | 0% | 100% | 0% | 0% | 0% | 0% | 0% | 0% | 0% | 0% |  | 0% | 0% | 0% | 0% | 100% | 0% | 0% | 0% | 0% | 0% | 0% | 0% | 0% | 0% | 0% | 0% | 0% | 0% | 0% | 0% | 0% | 0% | 0% | 0% | 0% | 0% | 0% | 0% | 0% | 0% | 0% | 0% | 0% | 0% | 0% | 0% | 0% | 0% | 0% | 0%
| 244 | REP Steel Round Pillars (No.) | REP_04.02.35 |  | Replacement |  | 2022-23: 41.4355 | [7 empty] | 35.02% | 59.32% | 5.655% |  | Yes | No | 0.009214% | 0% | 100% | 0% | 0% | 0% | 0% | 0% | 0% | 0% | 0% |  | 0% | 0% | 0% | 0% | 0% | 0% | 0% | 0% | 0% | 100% | 0% | 0% | 0% | 0% | 0% | 0% | 0% | 0% | 0% | 0% | 0% | 0% | 0% | 0% | 0% | 0% | 0% | 0% | 0% | 0% | 0% | 0% | 0% | 0% | 0% | 0% | 0% | 0% | 0% | 0%
| 245 | 11kV Taplin ABS D571 (No.) | REP_04.02.36 |  | Replacement |  | 2022-23: 517.1381 | [7 empty] | 63.71% | 16.68% | 19.61% |  | Yes | No | 0.2448% | 0% | 100% | 0% | 0% | 0% | 0% | 0% | 0% | 0% | 0% |  | 0% | 0% | 0% | 0% | 84.06% | 0% | 0% | 0% | 0% | 0% | 0% | 0% | 0% | 0% | 15.94% | 0% | 0% | 0% | 0% | 0% | 0% | 0% | 0% | 0% | 0% | 0% | 0% | 0% | 0% | 0% | 0% | 0% | 0% | 0% | 0% | 0% | 0% | 0% | 0% | 0%
| 246 | REP LVUG Link Boxes (No.) | REP_04.02.38 |  | Replacement |  | 2022-23: 25.1993 | [7 empty] | 53.96% | 34.1% | 11.94% |  | Yes | No | 0.01432% | 0% | 100% | 0% | 0% | 0% | 0% | 0% | 0% | 0% | 0% |  | 0% | 0% | 0% | 0% | 0% | 0% | 0% | 0% | 0% | 0% | 0% | 0% | 0% | 0% | 100% | 0% | 0% | 0% | 0% | 0% | 0% | 0% | 0% | 0% | 0% | 0% | 0% | 0% | 0% | 0% | 0% | 0% | 0% | 0% | 0% | 0% | 0% | 0% | 0% | 0%
| 247 | REP LVOH ABC Link Boxes (No.) | REP_04.02.42 |  | Replacement |  | 2022-23: 56.6617 | [7 empty] | 85.57% | 13.26% | 1.164% |  | Yes | No | 0.03111% | 0% | 100% | 0% | 0% | 0% | 0% | 0% | 0% | 0% | 0% |  | 0% | 0% | 0% | 0% | 0% | 0% | 0% | 0% | 0% | 0% | 0% | 0% | 0% | 0% | 100% | 0% | 0% | 0% | 0% | 0% | 0% | 0% | 0% | 0% | 0% | 0% | 0% | 0% | 0% | 0% | 0% | 0% | 0% | 0% | 0% | 0% | 0% | 0% | 0% | 0%
| 248 | REP 11kV ABS Haycolec (No.) | REP_04.02.43 |  | Replacement |  | 2022-23: 134.4652 | [7 empty] | 51.71% | 11.7% | 36.59% |  | Yes | No | 0.0636% | 0% | 100% | 0% | 0% | 0% | 0% | 0% | 0% | 0% | 0% |  | 0% | 0% | 0% | 0% | 100% | 0% | 0% | 0% | 0% | 0% | 0% | 0% | 0% | 0% | 0% | 0% | 0% | 0% | 0% | 0% | 0% | 0% | 0% | 0% | 0% | 0% | 0% | 0% | 0% | 0% | 0% | 0% | 0% | 0% | 0% | 0% | 0% | 0% | 0% | 0%
| 249 | REP 11kV ABS Non-Haycolec (No.) | REP_04.02.44 |  | Replacement |  | 2022-23: 902.8486 | [7 empty] | 59.14% | 12.06% | 28.8% |  | Yes | No | 0.4432% | 0% | 100% | 0% | 0% | 0% | 0% | 0% | 0% | 0% | 0% |  | 0% | 0% | 0% | 0% | 100% | 0% | 0% | 0% | 0% | 0% | 0% | 0% | 0% | 0% | 0% | 0% | 0% | 0% | 0% | 0% | 0% | 0% | 0% | 0% | 0% | 0% | 0% | 0% | 0% | 0% | 0% | 0% | 0% | 0% | 0% | 0% | 0% | 0% | 0% | 0%
| 250 | REP 11kV Under Slung Link (No.) | REP_04.02.45 |  | Replacement |  | 2022-23: 210.7969 | [7 empty] | 58.27% | 19.21% | 22.52% |  | Yes | No | 0.1233% | 0% | 100% | 0% | 0% | 0% | 0% | 0% | 0% | 0% | 0% |  | 0% | 0% | 100% | 0% | 0% | 0% | 0% | 0% | 0% | 0% | 0% | 0% | 0% | 0% | 0% | 0% | 0% | 0% | 0% | 0% | 0% | 0% | 0% | 0% | 0% | 0% | 0% | 0% | 0% | 0% | 0% | 0% | 0% | 0% | 0% | 0% | 0% | 0% | 0% | 0%
| 251 | REP HVOH Mains (ACSR/Quince) (km) | REP_04.02.46 |  | Replacement |  | 2022-23: 2797.3127 | [7 empty] | 71.36% | 10.36% | 18.28% |  | Yes | No | 1.615% | 0% | 100% | 0% | 0% | 0% | 0% | 0% | 0% | 0% | 0% |  | 0% | 0% | 0% | 0% | 99.18% | 0% | 0% | 0% | 0% | 0.1907% | 0% | 0% | 0.5314% | 0% | 0.1004% | 0% | 0% | 0% | 0% | 0% | 0% | 0% | 0% | 0% | 0% | 0% | 0% | 0% | 0% | 0% | 0% | 0% | 0% | 0% | 0% | 0% | 0% | 0% | 0% | 0%
| 252 | REP Modems - DM | REP_04.02.48 |  | Replacement |  | 2022-23: 354.7622 | [7 empty] | 51.24% | 2.841% | 45.92% |  | Yes | No | 0.1282% | 0% | 100% | 0% | 0% | 0% | 0% | 0% | 0% | 0% | 0% |  | 0% | 0% | 0% | 0% | 0% | 0% | 0% | 0% | 0% | 0% | 0% | 0% | 100% | 0% | 0% | 0% | 0% | 0% | 0% | 0% | 0% | 0% | 0% | 0% | 0% | 0% | 0% | 0% | 0% | 0% | 0% | 0% | 0% | 0% | 0% | 0% | 0% | 0% | 0% | 0%
| 253 | REP AFLC Relays - DM (No.) | REP_04.02.50 |  | Replacement |  | 2022-23: -690.3381 | [7 empty] | 0% | 100% | 0% |  | Yes | No | 0% | 0% | 100% | 0% | 0% | 0% | 0% | 0% | 0% | 0% | 0% |  | 0% | 0% | 0% | 0% | 0% | 0% | 0% | 0% | 0% | 100% | 0% | 0% | 0% | 0% | 0% | 0% | 0% | 0% | 0% | 0% | 0% | 0% | 0% | 0% | 0% | 0% | 0% | 0% | 0% | 0% | 0% | 0% | 0% | 0% | 0% | 0% | 0% | 0% | 0% | 0%
| 254 | Refurb Access Tracks - 11kV Lines (km) | REP_04.03.02 |  | Replacement |  | 2022-23: 259.7759 | [7 empty] | 7.186% | 92.81% | 0% |  | Yes | No | 0.01245% | 0% | 100% | 0% | 0% | 0% | 0% | 0% | 0% | 0% | 0% |  | 0% | 0% | 0% | 0% | 100% | 0% | 0% | 0% | 0% | 0% | 0% | 0% | 0% | 0% | 0% | 0% | 0% | 0% | 0% | 0% | 0% | 0% | 0% | 0% | 0% | 0% | 0% | 0% | 0% | 0% | 0% | 0% | 0% | 0% | 0% | 0% | 0% | 0% | 0% | 0%
| 255 | Replace LVUG Term Boxes | REP_04.03.05 |  | Replacement |  | 2022-23: 8.6944 | [7 empty] | 30.91% | 58.45% | 10.64% |  | Yes | No | 0.002349% | 0% | 100% | 0% | 0% | 0% | 0% | 0% | 0% | 0% | 0% |  | 0% | 0% | 0% | 0% | 0% | 0% | 0% | 0% | 0% | 100% | 0% | 0% | 0% | 0% | 0% | 0% | 0% | 0% | 0% | 0% | 0% | 0% | 0% | 0% | 0% | 0% | 0% | 0% | 0% | 0% | 0% | 0% | 0% | 0% | 0% | 0% | 0% | 0% | 0% | 0%
| 256 | REP Pole Cross-Arms - DM (No.) | REP_04.03.10 |  | Replacement |  | 2022-23: 9807.3416 | [7 empty] | 73.91% | 19.31% | 6.786% |  | Yes | No | 5.358% | 0% | 100% | 0% | 0% | 0% | 0% | 0% | 0% | 0% | 0% |  | 0% | 0% | 0% | 0% | 48.69% | 0% | 0% | 0% | 0% | 51.31% | 0% | 0% | 0% | 0% | 0% | 0% | 0% | 0% | 0% | 0% | 0% | 0% | 0% | 0% | 0% | 0% | 0% | 0% | 0% | 0% | 0% | 0% | 0% | 0% | 0% | 0% | 0% | 0% | 0% | 0%
| 257 | REP LV OVERHEAD MAINS - REACTIVE (km) | REP_04.04.01 |  | Replacement |  | 2022-23: 2846.967 | [7 empty] | 64.43% | 30.23% | 5.337% |  | Yes | No | 0.9129% | 0% | 100% | 0% | 0% | 0% | 0% | 0% | 0% | 0% | 0% |  | 0% | 0% | 65.62% | 0% | 5.908% | 0% | 0% | 0% | 0% | 28.47% | 0% | 0% | 0% | 0% | 0% | 0% | 0% | 0% | 0% | 0% | 0% | 0% | 0% | 0% | 0% | 0% | 0% | 0% | 0% | 0% | 0% | 0% | 0% | 0% | 0% | 0% | 0% | 0% | 0% | 0%
| 258 | Replace 11/5kV Underground Mains (km) | REP_04.04.02 |  | Augmentation |  | 2022-23: 66.0481 | [7 empty] | 35.65% | 30.44% | 33.91% |  | Yes | No | 0.0132% | 0% | 0% | 0% | 100% | 0% | 0% | 0% | 0% | 0% | 0% |  | 0% | 0% | 0% | 0% | 70% | 0% | 0% | 0% | 0% | 30% | 0% | 0% | 0% | 0% | 0% | 0% | 0% | 0% | 0% | 0% | 0% | 0% | 0% | 0% | 0% | 0% | 0% | 0% | 0% | 0% | 0% | 0% | 0% | 0% | 0% | 0% | 0% | 0% | 0% | 0%
| 259 | Replace 11/5kV Underground Mains (km) | REP_04.04.02 |  | Replacement |  | 2022-23: 13720.1619 | [7 empty] | 45.98% | 41.16% | 12.86% |  | Yes | No | 4.067% | 0% | 100% | 0% | 0% | 0% | 0% | 0% | 0% | 0% | 0% |  | 0% | 0% | 0% | 0% | 99.94% | 0% | 0% | 0% | 0% | 0.05686% | 0% | 0% | 0% | 0% | 0% | 0% | 0% | 0% | 0% | 0% | 0% | 0% | 0% | 0% | 0% | 0% | 0% | 0% | 0% | 0% | 0% | 0% | 0% | 0% | 0% | 0% | 0% | 0% | 0% | 0%
| 260 | Replace LVUG Mains (km) | REP_04.04.03 |  | Replacement |  | 2022-23: 12876.1521 | [7 empty] | 46.16% | 45.02% | 8.814% |  | Yes | No | 3.655% | 0% | 100% | 0% | 0% | 0% | 0% | 0% | 0% | 0% | 0% |  | 0% | 0% | 0% | 0% | 0.5808% | 0% | 0% | 0% | 0% | 99.42% | 0% | 0% | 0% | 0% | 0% | 0% | 0% | 0% | 0% | 0% | 0% | 0% | 0% | 0% | 0% | 0% | 0% | 0% | 0% | 0% | 0% | 0% | 0% | 0% | 0% | 0% | 0% | 0% | 0% | 0%
| 261 | Replace LVUG Services (No) | REP_04.04.04 |  | Replacement |  | 2022-23: 417.6103 | [7 empty] | 50.33% | 42.97% | 6.701% |  | Yes | No | 0.1547% | 0% | 100% | 0% | 0% | 0% | 0% | 0% | 0% | 0% | 0% |  | 0% | 0% | 100% | 0% | 0% | 0% | 0% | 0% | 0% | 0% | 0% | 0% | 0% | 0% | 0% | 0% | 0% | 0% | 0% | 0% | 0% | 0% | 0% | 0% | 0% | 0% | 0% | 0% | 0% | 0% | 0% | 0% | 0% | 0% | 0% | 0% | 0% | 0% | 0% | 0%
| 262 | Replace 11kV UG Ductlines (km) | REP_04.04.05 |  | Replacement |  | 2022-23: 983.1685 | [7 empty] | 4.431% | 94% | 1.569% |  | Yes | No | 0.02291% | 0% | 100% | 0% | 0% | 0% | 0% | 0% | 0% | 0% | 0% |  | 0% | 0% | 0% | 0% | 100% | 0% | 0% | 0% | 0% | 0% | 0% | 0% | 0% | 0% | 0% | 0% | 0% | 0% | 0% | 0% | 0% | 0% | 0% | 0% | 0% | 0% | 0% | 0% | 0% | 0% | 0% | 0% | 0% | 0% | 0% | 0% | 0% | 0% | 0% | 0%
| 263 | Replace Due to Storms & Bushfires | REP_04.04.07 |  | Replacement |  | 2022-23: 44.388 | [7 empty] | 61.79% | 0% | 38.21% |  | Yes | No | 0.01178% | 0% | 100% | 0% | 0% | 0% | 0% | 0% | 0% | 0% | 0% |  | 0% | 0% | 0% | 0% | 0% | 0% | 0% | 0% | 0% | 100% | 0% | 0% | 0% | 0% | 0% | 0% | 0% | 0% | 0% | 0% | 0% | 0% | 0% | 0% | 0% | 0% | 0% | 0% | 0% | 0% | 0% | 0% | 0% | 0% | 0% | 0% | 0% | 0% | 0% | 0%
| 264 | System Spares - DM | REP_04.04.09 |  | Replacement |  | 2022-23: 37.94 | [7 empty] | 0% | 0% | 100% |  | Yes | No | 0.004227% | 0% | 100% | 0% | 0% | 0% | 0% | 0% | 0% | 0% | 0% |  | 0% | 0% | 0% | 0% | 100% | 0% | 0% | 0% | 0% | 0% | 0% | 0% | 0% | 0% | 0% | 0% | 0% | 0% | 0% | 0% | 0% | 0% | 0% | 0% | 0% | 0% | 0% | 0% | 0% | 0% | 0% | 0% | 0% | 0% | 0% | 0% | 0% | 0% | 0% | 0%
| 265 | Replace 11/22kV Overhead Mains (km) | REP_04.04.10 |  | Replacement |  | 2022-23: 3.5257 | [7 empty] | 28.06% | 71.94% | 0% |  | Yes | No | 6.186e-06% | 0% | 100% | 0% | 0% | 0% | 0% | 0% | 0% | 0% | 0% |  | 0% | 0% | 0% | 0% | 80% | 0% | 0% | 0% | 0% | 0% | 0% | 0% | 10% | 0% | 10% | 0% | 0% | 0% | 0% | 0% | 0% | 0% | 0% | 0% | 0% | 0% | 0% | 0% | 0% | 0% | 0% | 0% | 0% | 0% | 0% | 0% | 0% | 0% | 0% | 0%
| 266 | Replace 11/22kV Overhead Mains (km) | REP_04.04.10 |  | Replacement |  | 2022-23: 513.2433 | [7 empty] | 59.91% | 21.39% | 18.7% |  | Yes | No | 0.2504% | 0% | 100% | 0% | 0% | 0% | 0% | 0% | 0% | 0% | 0% |  | 0% | 0% | 0% | 0% | 72.96% | 0% | 0% | 0% | 0% | 27.04% | 0% | 0% | 0% | 0% | 0% | 0% | 0% | 0% | 0% | 0% | 0% | 0% | 0% | 0% | 0% | 0% | 0% | 0% | 0% | 0% | 0% | 0% | 0% | 0% | 0% | 0% | 0% | 0% | 0% | 0%
| 267 | Replace Dist Mains - Reactive (No) | REP_04.04.11 |  | Replacement |  | 2022-23: 2449.8801 | [7 empty] | 39.96% | 12.29% | 47.76% |  | Yes | No | 0.9157% | 0% | 100% | 0% | 0% | 0% | 0% | 0% | 0% | 0% | 0% |  | 0% | 0% | 0.02729% | 0% | 27.26% | 0% | 0% | 0% | 0% | 72.72% | 0% | 0% | 0% | 0% | 0% | 0% | 0% | 0% | 0% | 0% | 0% | 0% | 0% | 0% | 0% | 0% | 0% | 0% | 0% | 0% | 0% | 0% | 0% | 0% | 0% | 0% | 0% | 0% | 0% | 0%
| 268 | Refurb/Paint Transmission OH Towers | REP_05.02.01-3 |  | Replacement |  | 2022-23: 2908.838 | [7 empty] | 10.91% | 83.72% | 5.375% |  | Yes | No | 0.2672% | 0% | 100% | 0% | 0% | 0% | 0% | 0% | 0% | 0% | 0% |  | 0% | 0% | 0% | 0% | 0% | 0% | 0% | 0% | 0% | 0% | 0% | 3.3% | 0% | 0% | 0% | 0% | 0% | 0% | 0% | 0% | 0% | 96.7% | 0% | 0% | 0% | 0% | 0% | 0% | 0% | 0% | 0% | 0% | 0% | 0% | 0% | 0% | 0% | 0% | 0% | 0%
| 269 | Replace Tower | REP_05.02.01-5 |  | Replacement |  | 2022-23: 6052.2784 | [7 empty] | 11.19% | 48.24% | 40.57% |  | Yes | No | 0.3691% | 0% | 100% | 0% | 0% | 0% | 0% | 0% | 0% | 0% | 0% |  | 0% | 0% | 0% | 0% | 0% | 0% | 0% | 0% | 0% | 0% | 0% | 49.74% | 0% | 0% | 0% | 0% | 0% | 0% | 0% | 30.02% | 0% | 20.25% | 0% | 0% | 0% | 0% | 0% | 0% | 0% | 0% | 0% | 0% | 0% | 0% | 0% | 0% | 0% | 0% | 0% | 0%
| 270 | Refurbish Access Tracks - 33kV Lines (km) | REP_05.02.02-1 |  | Replacement |  | 2022-23: 2303.1775 | [7 empty] | 1.852% | 98.12% | 0.03197% |  | Yes | No | 0.03578% | 0% | 100% | 0% | 0% | 0% | 0% | 0% | 0% | 0% | 0% |  | 0% | 0% | 0% | 0% | 0% | 0% | 0% | 0% | 0% | 0% | 0% | 15.24% | 0% | 0% | 0% | 0% | 0% | 0% | 0% | 0% | 0% | 0% | 84.76% | 0% | 0% | 0% | 0% | 0% | 0% | 0% | 0% | 0% | 0% | 0% | 0% | 0% | 0% | 0% | 0% | 0%
| 271 | Refurbish Access Tracks - 66kV Lines (km) | REP_05.02.02-2 |  | Replacement |  | 2022-23: 209.1212 | [7 empty] | 2.002% | 98% | 0% |  | Yes | No | 0.002203% | 0% | 100% | 0% | 0% | 0% | 0% | 0% | 0% | 0% | 0% |  | 0% | 0% | 0% | 0% | 0% | 0% | 0% | 0% | 0% | 0% | 0% | 2.064% | 0% | 0% | 0% | 0% | 0% | 0% | 0% | 0% | 0% | 0% | 97.94% | 0% | 0% | 0% | 0% | 0% | 0% | 0% | 0% | 0% | 0% | 0% | 0% | 0% | 0% | 0% | 0% | 0%
| 272 | Refurbish Access Tracks - 132kV Lines (km) | REP_05.02.02-3 |  | Replacement |  | 2022-23: 4400.7195 | [7 empty] | 2.316% | 97.56% | 0.1252% |  | Yes | No | 0.1012% | 0% | 100% | 0% | 0% | 0% | 0% | 0% | 0% | 0% | 0% |  | 0% | 0% | 0% | 0% | 0% | 0% | 0% | 0% | 0% | 0% | 0% | 61.56% | 0% | 0% | 0% | 0% | 0% | 0% | 0% | 6.203% | 0% | 17.29% | 2.566% | 0% | 0% | 12.37% | 0% | 0% | 0% | 0% | 0% | 0% | 0% | 0% | 0% | 0% | 0% | 0% | 0% | 0%
| 273 | Replace Earthing - TM OH Feeders | REP_05.02.03 |  | Replacement |  | 2022-23: 262.561 | [7 empty] | 97.07% | 2.929% | 0% |  | Yes | No | 0.1111% | 0% | 100% | 0% | 0% | 0% | 0% | 0% | 0% | 0% | 0% |  | 0% | 0% | 0% | 0% | 0% | 0% | 0% | 0% | 0% | 0% | 0% | 43.14% | 0% | 0% | 0% | 0% | 0% | 0% | 0% | 0% | 0% | 54.59% | 2.264% | 0% | 0% | 0% | 0% | 0% | 0% | 0% | 0% | 0% | 0% | 0% | 0% | 0% | 0% | 0% | 0% | 0%
| 274 | Replace Overhead ABS - Reactive | REP_05.02.04 |  | Replacement |  | 2022-23: 115.5888 | [7 empty] | 47.59% | 4.369% | 48.04% |  | Yes | No | 0.05478% | 0% | 100% | 0% | 0% | 0% | 0% | 0% | 0% | 0% | 0% |  | 0% | 0% | 0% | 0% | 0% | 0% | 0% | 0% | 0% | 0% | 0% | 100% | 0% | 0% | 0% | 0% | 0% | 0% | 0% | 0% | 0% | 0% | 0% | 0% | 0% | 0% | 0% | 0% | 0% | 0% | 0% | 0% | 0% | 0% | 0% | 0% | 0% | 0% | 0% | 0%
| 275 | Replace Insulators - 132kV Tower Lines | REP_05.02.05-1 |  | Replacement |  | 2022-23: 146.2907 | [7 empty] | 43.28% | 21.62% | 35.1% |  | Yes | No | 0.05779% | 0% | 100% | 0% | 0% | 0% | 0% | 0% | 0% | 0% | 0% |  | 0% | 0% | 76.81% | 0% | 0% | 0% | 0% | 0% | 0% | 0% | 0% | 23.19% | 0% | 0% | 0% | 0% | 0% | 0% | 0% | 0% | 0% | 0% | 0% | 0% | 0% | 0% | 0% | 0% | 0% | 0% | 0% | 0% | 0% | 0% | 0% | 0% | 0% | 0% | 0% | 0%
| 276 | Replace Insulators - 132kV Wood Poles | REP_05.02.05-2 |  | Replacement |  | 2022-23: 27.9586 | [7 empty] | 79.29% | 4.527% | 16.18% |  | Yes | No | 0.02015% | 0% | 100% | 0% | 0% | 0% | 0% | 0% | 0% | 0% | 0% |  | 0% | 0% | 0% | 0% | 0% | 0% | 0% | 0% | 0% | 0% | 0% | 100% | 0% | 0% | 0% | 0% | 0% | 0% | 0% | 0% | 0% | 0% | 0% | 0% | 0% | 0% | 0% | 0% | 0% | 0% | 0% | 0% | 0% | 0% | 0% | 0% | 0% | 0% | 0% | 0%
| 277 | CONDEMNED POLES - REPLACEMENT - TM | REP_05.02.06 |  | Replacement |  | 2022-23: 2559.7538 | [7 empty] | 59.68% | 21.51% | 18.81% |  | Yes | No | 1.332% | 0% | 100% | 0% | 0% | 0% | 0% | 0% | 0% | 0% | 0% |  | 0% | 0% | 0% | 0% | 0.184% | 0% | 0% | 0% | 0% | 0.03407% | 0% | 77.14% | 0% | 0% | 0% | 0% | 0% | 0% | 0% | 0.04752% | 0% | 0.04752% | 22.55% | 0% | 0% | 0% | 0% | 0% | 0% | 0% | 0% | 0% | 0% | 0% | 0% | 0% | 0% | 0% | 0% | 0%
| 278 | Refurb 33kV OH Feeders (No.) | REP_05.02.07-1 |  | Replacement |  | 2022-23: 344.8438 | [7 empty] | 79.48% | 11.1% | 9.419% |  | Yes | No | 0.1947% | 0% | 100% | 0% | 0% | 0% | 0% | 0% | 0% | 0% | 0% |  | 0% | 0% | 0% | 0% | 0% | 0% | 0% | 0% | 0% | 0% | 0% | 71.77% | 0% | 0% | 0% | 0% | 0% | 0% | 0% | 0% | 0% | 0% | 28.23% | 0% | 0% | 0% | 0% | 0% | 0% | 0% | 0% | 0% | 0% | 0% | 0% | 0% | 0% | 0% | 0% | 0%
| 279 | REP Refurb 132kV OH Feeders (No.) | REP_05.02.07-3 |  | Replacement |  | 2022-23: 534.8018 | [7 empty] | 25.35% | 69.43% | 5.216% |  | Yes | No | 0.1014% | 0% | 100% | 0% | 0% | 0% | 0% | 0% | 0% | 0% | 0% |  | 0% | 0% | 0% | 0% | 0% | 0% | 0% | 0% | 0% | 0% | 0% | 70.42% | 0% | 0% | 0% | 0% | 0% | 0% | 0% | 2.425% | 0% | 0% | 27.15% | 0% | 0% | 0% | 0% | 0% | 0% | 0% | 0% | 0% | 0% | 0% | 0% | 0% | 0% | 0% | 0% | 0%
| 280 | Refurb 33kV OH Feeders (km) | REP_05.02.07-4 |  | Replacement |  | 2022-23: 542.5186 | [7 empty] | 50.89% | -3.562% | 52.67% |  | Yes | No | 0.2373% | 0% | 100% | 0% | 0% | 0% | 0% | 0% | 0% | 0% | 0% |  | 0% | 0% | 0% | 0% | 0% | 0% | 0% | 0% | 0% | 0% | 0% | 77.75% | 0% | 0% | 0% | 0% | 0% | 0% | 0% | 0% | 0% | 0% | 22.25% | 0% | 0% | 0% | 0% | 0% | 0% | 0% | 0% | 0% | 0% | 0% | 0% | 0% | 0% | 0% | 0% | 0%
| 281 | Refurb 132kV Cable Tunnel | REP_05.02.08 |  | Replacement |  | 2022-23: 422.2403 | [7 empty] | 8.435% | 89.26% | 2.303% |  | Yes | No | 0.02102% | 0% | 100% | 0% | 0% | 0% | 0% | 0% | 0% | 0% | 0% |  | 0% | 0% | 0% | 100% | 0% | 0% | 0% | 0% | 0% | 0% | 0% | 0% | 0% | 0% | 0% | 0% | 0% | 0% | 0% | 0% | 0% | 0% | 0% | 0% | 0% | 0% | 0% | 0% | 0% | 0% | 0% | 0% | 0% | 0% | 0% | 0% | 0% | 0% | 0% | 0%
| 282 | Replace Cable Pressure Alarm | REP_05.02.12 |  | Replacement |  | 2022-23: 1104.4993 | [7 empty] | 59.27% | 11.45% | 29.28% |  | Yes | No | 0.3063% | 0% | 100% | 0% | 0% | 0% | 0% | 0% | 0% | 0% | 0% |  | 0% | 0% | 0% | 0% | 0% | 0% | 0% | 0% | 0% | 0% | 0% | 69.22% | 0% | 0% | 0% | 0% | 0% | 0% | 0% | 0% | 30.78% | 0% | 0% | 0% | 0% | 0% | 0% | 0% | 0% | 0% | 0% | 0% | 0% | 0% | 0% | 0% | 0% | 0% | 0% | 0%
| 283 | REP TMUG REACTIVE REPLACEMENT | REP_05.02.13 |  | Replacement |  | 2022-23: 1933.5182 | [7 empty] | 43.47% | 41.09% | 15.44% |  | Yes | No | 0.4631% | 0% | 100% | 0% | 0% | 0% | 0% | 0% | 0% | 0% | 0% |  | 0% | 0% | 0% | 0.4988% | 0% | 0% | 0% | 0% | 0% | 0% | 0% | 72.27% | 0% | 0% | 0% | 0% | 0% | 0% | 0% | 6.255% | 20.39% | 0% | 0% | 0% | 0% | 0% | 0% | 0% | 0% | 0% | 0% | 0% | 0% | 0% | 0.5914% | 0% | 0% | 0% | 0% | 0%
| 284 | System Spares - Sub-Trans Mains | REP_05.02.14 |  | Replacement |  | 2022-23: 532.6529 | [7 empty] | 2.636% | 0% | 97.36% |  | Yes | No | 0.05426% | 0% | 100% | 0% | 0% | 0% | 0% | 0% | 0% | 0% | 0% |  | 0% | 0% | 0% | 0% | 0% | 0% | 0% | 0% | 0% | 0% | 0% | 84.3% | 0% | 0% | 0% | 0% | 0% | 0% | 0% | 0% | 0% | 15.7% | 0% | 0% | 0% | 0% | 0% | 0% | 0% | 0% | 0% | 0% | 0% | 0% | 0% | 0% | 0% | 0% | 0% | 0%
| 285 | Replace Insulators - 33kV Wood Poles | REP_05.02.23 |  | Replacement |  | 2022-23: 157.9354 | [7 empty] | 74.83% | 17.89% | 7.279% |  | Yes | No | 0.09913% | 0% | 100% | 0% | 0% | 0% | 0% | 0% | 0% | 0% | 0% |  | 0% | 0% | 0% | 0% | 0% | 0% | 0% | 0% | 0% | 0% | 0% | 100% | 0% | 0% | 0% | 0% | 0% | 0% | 0% | 0% | 0% | 0% | 0% | 0% | 0% | 0% | 0% | 0% | 0% | 0% | 0% | 0% | 0% | 0% | 0% | 0% | 0% | 0% | 0% | 0%
| 286 | Replace Protection Pilots | REP_05.02.24 |  | Replacement |  | 2022-23: 20.9608 | [7 empty] | 0.8113% | 99.19% | 0% |  | Yes | No | 8.727e-05% | 0% | 100% | 0% | 0% | 0% | 0% | 0% | 0% | 0% | 0% |  | 0% | 0% | 0% | 0% | 0% | 0% | 0% | 0% | 0% | 0% | 0% | 0% | 0% | 100% | 0% | 0% | 0% | 0% | 0% | 0% | 0% | 0% | 0% | 0% | 0% | 0% | 0% | 0% | 0% | 0% | 0% | 0% | 0% | 0% | 0% | 0% | 0% | 0% | 0% | 0%
| 287 | Replace Insulators - 66kV Wood Poles | REP_05.02.25 |  | Replacement |  | 2022-23: 88.5731 | [7 empty] | 67.15% | 11.67% | 21.18% |  | Yes | No | 0.0551% | 0% | 100% | 0% | 0% | 0% | 0% | 0% | 0% | 0% | 0% |  | 0% | 0% | 0% | 0% | 0% | 0% | 0% | 0% | 0% | 0% | 0% | 100% | 0% | 0% | 0% | 0% | 0% | 0% | 0% | 0% | 0% | 0% | 0% | 0% | 0% | 0% | 0% | 0% | 0% | 0% | 0% | 0% | 0% | 0% | 0% | 0% | 0% | 0% | 0% | 0%
| 288 | Replace Ground Stays | REP_05.02.26 |  | Replacement |  | 2022-23: 115.4501 | [7 empty] | 63.95% | 4.217% | 31.83% |  | Yes | No | 0.07978% | 0% | 100% | 0% | 0% | 0% | 0% | 0% | 0% | 0% | 0% |  | 0% | 0% | 0% | 0% | 0% | 0% | 0% | 0% | 0% | 0% | 0% | 100% | 0% | 0% | 0% | 0% | 0% | 0% | 0% | 0% | 0% | 0% | 0% | 0% | 0% | 0% | 0% | 0% | 0% | 0% | 0% | 0% | 0% | 0% | 0% | 0% | 0% | 0% | 0% | 0%
| 289 | Replace ST Feeder Earth Electrodes | REP_05.02.28 |  | Replacement |  | 2022-23: 25.6272 | [7 empty] | 54.74% | 0% | 45.26% |  | Yes | No | 0.001195% | 0% | 100% | 0% | 0% | 0% | 0% | 0% | 0% | 0% | 0% |  | 0% | 0% | 0% | 0% | 0% | 0% | 0% | 0% | 0% | 0% | 0% | 10.56% | 0% | 0% | 0% | 0% | 0% | 0% | 0% | 0% | 0% | 89.44% | 0% | 0% | 0% | 0% | 0% | 0% | 0% | 0% | 0% | 0% | 0% | 0% | 0% | 0% | 0% | 0% | 0% | 0%
| 290 | Replace ST Feeder OH Earth Wire | REP_05.02.29 |  | Replacement |  | 2022-23: 2398.9916 | [7 empty] | 46.74% | 12.28% | 40.98% |  | Yes | No | 0.9858% | 0% | 100% | 0% | 0% | 0% | 0% | 0% | 0% | 0% | 0% |  | 0% | 0% | 0% | 0% | 0% | 0% | 0% | 0% | 0% | 0% | 0% | 5.602% | 0% | 0% | 0% | 0% | 0% | 0% | 0% | 12.8% | 0% | 53.14% | 28.45% | 0% | 0% | 0% | 0% | 0% | 0% | 0% | 0% | 0% | 0% | 0% | 0% | 0% | 0% | 0% | 0% | 0%
| 291 | Replace 33kV Sealing Ends | REP_05.02.30 |  | Replacement |  | 2022-23: 38.1806 | [7 empty] | 62.95% | 25.47% | 11.58% |  | Yes | No | 0.01619% | 0% | 100% | 0% | 0% | 0% | 0% | 0% | 0% | 0% | 0% |  | 0% | 0% | 0% | 0% | 0% | 0% | 0% | 0% | 0% | 0% | 0% | 33.24% | 0% | 0% | 0% | 0% | 0% | 0% | 0% | 0% | 66.76% | 0% | 0% | 0% | 0% | 0% | 0% | 0% | 0% | 0% | 0% | 0% | 0% | 0% | 0% | 0% | 0% | 0% | 0% | 0%
| 292 | REP TMOH REACTIVE REPLACEMENT | REP_05.03.01 |  | Replacement |  | 2022-23: 1072.1243 | [7 empty] | 58.75% | 26.59% | 14.66% |  | Yes | No | 0.5062% | 0% | 100% | 0% | 0% | 0% | 0% | 0% | 0% | 0% | 0% |  | 0% | 0% | 0% | 0% | 0% | 0% | 0% | 0% | 0% | 0% | 0% | 83.73% | 0% | 0% | 0% | 0% | 0% | 0% | 0% | 0.1374% | 0% | 15.91% | 0.2264% | 0% | 0% | 0% | 0% | 0% | 0% | 0% | 0% | 0% | 0% | 0% | 0% | 0% | 0% | 0% | 0% | 0%
| 293 | Distribution Easements | SUPP_44.01.012 |  | Connections |  | 2022-23: 400.424 | [7 empty] | 31.1% | 16.29% | 52.61% |  | Yes | No | 0.03233% | 0% | 0% | 0% | 0% | 100% | 0% | 0% | 0% | 0% | 0% |  | 0% | 0% | 0% | 0% | 100% | 0% | 0% | 0% | 0% | 0% | 0% | 0% | 0% | 0% | 0% | 0% | 0% | 0% | 0% | 0% | 0% | 0% | 0% | 0% | 0% | 0% | 0% | 0% | 0% | 0% | 0% | 0% | 0% | 0% | 0% | 0% | 0% | 0% | 0% | 0%
| 294 | Switching and Control | SUPP_44.01.013 |  | Augmentation |  | 2022-23: 999.2357 | [7 empty] | 99.82% | 0.1732% | 0.003477% |  | Yes | No | 0.005606% | 0% | 0% | 0% | 100% | 0% | 0% | 0% | 0% | 0% | 0% |  | 0% | 0% | 0% | 0% | 100% | 0% | 0% | 0% | 0% | 0% | 0% | 0% | 0% | 0% | 0% | 0% | 0% | 0% | 0% | 0% | 0% | 0% | 0% | 0% | 0% | 0% | 0% | 0% | 0% | 0% | 0% | 0% | 0% | 0% | 0% | 0% | 0% | 0% | 0% | 0%
| 295 | Switching and Control | SUPP_44.01.013 |  | Replacement |  | 2022-23: 1141.9842 | [7 empty] | 99.82% | 0.1732% | 0.003476% |  | Yes | No | 0.006407% | 0% | 100% | 0% | 0% | 0% | 0% | 0% | 0% | 0% | 0% |  | 0% | 0% | 0% | 0% | 100% | 0% | 0% | 0% | 0% | 0% | 0% | 0% | 0% | 0% | 0% | 0% | 0% | 0% | 0% | 0% | 0% | 0% | 0% | 0% | 0% | 0% | 0% | 0% | 0% | 0% | 0% | 0% | 0% | 0% | 0% | 0% | 0% | 0% | 0% | 0%
| 296 | Switching and Control | SUPP_44.01.013 |  | Connections |  | 2022-23: 1427.4802 | [7 empty] | 99.82% | 0.1732% | 0.003476% |  | Yes | No | 0.008009% | 0% | 0% | 0% | 0% | 100% | 0% | 0% | 0% | 0% | 0% |  | 0% | 0% | 0% | 0% | 100% | 0% | 0% | 0% | 0% | 0% | 0% | 0% | 0% | 0% | 0% | 0% | 0% | 0% | 0% | 0% | 0% | 0% | 0% | 0% | 0% | 0% | 0% | 0% | 0% | 0% | 0% | 0% | 0% | 0% | 0% | 0% | 0% | 0% | 0% | 0%
| 297 | Switching and Control | SUPP_44.01.013 |  | Replacement |  | 2022-23: 10706.1013 | [7 empty] | 99.82% | 0.1732% | 0.003476% |  | Yes | No | 0.06007% | 0% | 100% | 0% | 0% | 0% | 0% | 0% | 0% | 0% | 0% |  | 0% | 0% | 0% | 0% | 100% | 0% | 0% | 0% | 0% | 0% | 0% | 0% | 0% | 0% | 0% | 0% | 0% | 0% | 0% | 0% | 0% | 0% | 0% | 0% | 0% | 0% | 0% | 0% | 0% | 0% | 0% | 0% | 0% | 0% | 0% | 0% | 0% | 0% | 0% | 0%
| 298 | Broadbase Demand Management | SUPP_44.01.014 |  | Capitalised Network Overheads |  | 2022-23: 58.5826 | [7 empty] | 91.31% | 8.686% | 0% |  | Yes | No | 0.02407% | 0% | 0% | 0% | 0% | 0% | 0% | 0% | 0% | 0% | 100% |  | 0% | 0% | 0% | 0% | 100% | 0% | 0% | 0% | 0% | 0% | 0% | 0% | 0% | 0% | 0% | 0% | 0% | 0% | 0% | 0% | 0% | 0% | 0% | 0% | 0% | 0% | 0% | 0% | 0% | 0% | 0% | 0% | 0% | 0% | 0% | 0% | 0% | 0% | 0% | 0%
| 299 | Broadbase Demand Management | SUPP_44.01.014 |  | Capitalised Network Overheads |  | 2022-23: 66.9515 | [7 empty] | 91.31% | 8.686% | 0% |  | Yes | No | 0.02751% | 0% | 0% | 0% | 0% | 0% | 0% | 0% | 0% | 0% | 100% |  | 0% | 0% | 0% | 0% | 100% | 0% | 0% | 0% | 0% | 0% | 0% | 0% | 0% | 0% | 0% | 0% | 0% | 0% | 0% | 0% | 0% | 0% | 0% | 0% | 0% | 0% | 0% | 0% | 0% | 0% | 0% | 0% | 0% | 0% | 0% | 0% | 0% | 0% | 0% | 0%
| 300 | Broadbase Demand Management | SUPP_44.01.014 |  | Capitalised Network Overheads |  | 2022-23: 83.6894 | [7 empty] | 91.31% | 8.686% | 0% |  | Yes | No | 0.03438% | 0% | 0% | 0% | 0% | 0% | 0% | 0% | 0% | 0% | 100% |  | 0% | 0% | 0% | 0% | 100% | 0% | 0% | 0% | 0% | 0% | 0% | 0% | 0% | 0% | 0% | 0% | 0% | 0% | 0% | 0% | 0% | 0% | 0% | 0% | 0% | 0% | 0% | 0% | 0% | 0% | 0% | 0% | 0% | 0% | 0% | 0% | 0% | 0% | 0% | 0%
| 301 | Broadbase Demand Management | SUPP_44.01.014 |  | Capitalised Network Overheads |  | 2022-23: 627.6702 | [7 empty] | 91.31% | 8.686% | 0% |  | Yes | No | 0.2579% | 0% | 0% | 0% | 0% | 0% | 0% | 0% | 0% | 0% | 100% |  | 0% | 0% | 0% | 0% | 100% | 0% | 0% | 0% | 0% | 0% | 0% | 0% | 0% | 0% | 0% | 0% | 0% | 0% | 0% | 0% | 0% | 0% | 0% | 0% | 0% | 0% | 0% | 0% | 0% | 0% | 0% | 0% | 0% | 0% | 0% | 0% | 0% | 0% | 0% | 0%
| 302 | Control Room Relocation | SUPP_44.01.015 |  | Replacement |  | 2022-23: 14.5294 | [7 empty] | 0% | 100% | 0% |  | Yes | No | 0% | 0% | 100% | 0% | 0% | 0% | 0% | 0% | 0% | 0% | 0% |  | 0% | 0% | 85.5% | 0% | 0% | 0% | 0% | 0% | 0% | 0% | 0% | 0% | 0% | 0% | 0% | 0% | 0% | 0% | 0% | 0% | 0% | 0% | 0% | 0% | 0% | 14.5% | 0% | 0% | 0% | 0% | 0% | 0% | 0% | 0% | 0% | 0% | 0% | 0% | 0% | 0%
| 303 | Capital Delivery Program | SUPP_44.01.016 |  | Non-Network |  | 2022-23: 332.0796 | [7 empty] | 3.517% | 96.48% | 0% |  | Yes | No | 0% | 0% | 0% | 0% | 0% | 0% | 0% | 0% | 0% | 100% | 0% |  | 0% | 0% | 0% | 0% | 0% | 0% | 0% | 0% | 0% | 0% | 0% | 0% | 0% | 85.49% | 0% | 0% | 0% | 0% | 0% | 0% | 0% | 0% | 0% | 0% | 0% | 0% | 0% | 0% | 0% | 0% | 14.51% | 0% | 0% | 0% | 0% | 0% | 0% | 0% | 0% | 0%
| 304 | Capital Delivery Program | SUPP_44.01.016 |  | Capitalised Network Overheads |  | 2022-23: 2044.6336 | [7 empty] | 99.94% | 0.05665% | 9.782e-07% |  | Yes | No | 0.7892% | 0% | 0% | 0% | 0% | 0% | 0% | 0% | 0% | 0% | 100% |  | 0% | 0% | 0% | 0% | 31.41% | 0% | 0% | 0% | 0% | 20.94% | 0% | 7.145% | 28.08% | 0% | 0% | 0% | 0% | 0% | 0% | 0% | 6.21% | 0% | 0% | 0% | 0% | 0% | 0% | 0% | 0% | 0% | 0% | 0% | 0% | 0% | 6.21% | 0% | 0% | 0% | 0% | 0%
| 305 | System Land Lease | SUPP_44.01.017 |  | Augmentation |  | 2022-23: 15295.6799 | [7 empty] | 0% | 0% | 100% |  | Yes | No | 0% | 0% | 0% | 0% | 100% | 0% | 0% | 0% | 0% | 0% | 0% |  | 0% | 0% | 0% | 0% | 0% | 0% | 0% | 0% | 0% | 0% | 0% | 0% | 0% | 0% | 0% | 0% | 0% | 0% | 0% | 0% | 0% | 0% | 0% | 0% | 0% | 0% | 0% | 0% | 0% | 0% | 0% | 0% | 0% | 0% | 0% | 0% | 0% | 0% | 100% | 0%
| 306 | System Land Lease | SUPP_44.01.017 |  | Replacement |  | 2022-23: 15295.6799 | [7 empty] | 0% | 0% | 100% |  | Yes | No | 0% | 0% | 100% | 0% | 0% | 0% | 0% | 0% | 0% | 0% | 0% |  | 0% | 0% | 0% | 0% | 0% | 0% | 0% | 0% | 0% | 0% | 0% | 0% | 0% | 0% | 0% | 0% | 0% | 0% | 0% | 0% | 0% | 0% | 0% | 0% | 0% | 0% | 0% | 0% | 0% | 0% | 0% | 0% | 0% | 0% | 0% | 0% | 0% | 0% | 100% | 0%
| 307 | Network Planning | SUPP_44.01.03 |  | Capitalised Network Overheads |  | 2022-23: 4426.5554 | [7 empty] | 82.5% | 9.915% | 7.586% |  | Yes | No | 1.692% | 0% | 0% | 0% | 0% | 0% | 0% | 0% | 0% | 0% | 100% |  | 0.1306% | 0% | 0% | 0% | 22.27% | 0% | 0% | 0% | 0% | 13.71% | 0% | 12.92% | 39.7% | 4.328% | 0% | 0% | 0% | 0% | 0% | 0% | 2.761% | 0.0703% | 0.2055% | 0% | 0% | 0% | 0% | 0% | 0% | 0% | 0% | 0% | 0% | 0% | 3.907% | 0% | 0% | 0% | 0% | 0%
| 308 | Network Planning | SUPP_44.01.03 |  | Capitalised Network Overheads |  | 2022-23: 1612.7575 | [7 empty] | 92.16% | 6.515% | 1.321% |  | Yes | No | 0.5917% | 0% | 0% | 0% | 0% | 0% | 0% | 0% | 0% | 0% | 100% |  | 0.4148% | 0% | 0% | 0% | 28.81% | 0% | 0% | 0% | 0% | 17.68% | 0% | 16.94% | 29.84% | 0% | 0% | 0% | 0% | 0% | 0% | 0% | 2.472% | 0.2232% | 0.6526% | 0% | 0% | 0% | 0% | 0% | 0% | 0% | 0% | 0% | 0% | 0% | 2.964% | 0% | 0% | 0% | 0% | 0%
| 309 | Network Planning | SUPP_44.01.03 |  | Capitalised Network Overheads |  | 2022-23: 2015.9478 | [7 empty] | 92.16% | 6.515% | 1.321% |  | Yes | No | 0.7396% | 0% | 0% | 0% | 0% | 0% | 0% | 0% | 0% | 0% | 100% |  | 0.4148% | 0% | 0% | 0% | 28.81% | 0% | 0% | 0% | 0% | 17.68% | 0% | 16.94% | 29.84% | 0% | 0% | 0% | 0% | 0% | 0% | 0% | 2.472% | 0.2232% | 0.6526% | 0% | 0% | 0% | 0% | 0% | 0% | 0% | 0% | 0% | 0% | 0% | 2.964% | 0% | 0% | 0% | 0% | 0%
| 310 | Network Planning | SUPP_44.01.03 |  | Capitalised Network Overheads |  | 2022-23: 18390.5124 | [7 empty] | 89.9% | 7.292% | 2.811% |  | Yes | No | 6.831% | 0% | 0% | 0% | 0% | 0% | 0% | 0% | 0% | 0% | 100% |  | 0.3398% | 0% | 0% | 0% | 26.81% | 0% | 0% | 0% | 0% | 16.46% | 0% | 16.23% | 32.74% | 1.051% | 0% | 0% | 0% | 0% | 0% | 0% | 2.506% | 0.1829% | 0.5346% | 0% | 0% | 0% | 0% | 0% | 0% | 0% | 0% | 0% | 0% | 0% | 3.15% | 0% | 0% | 0% | 0% | 0%
| 311 | GIS Data Capture | SUPP_44.01.04 |  | Augmentation |  | 2022-23: 727.5548 | [7 empty] | 84.45% | 15.42% | 0.1298% |  | Yes | No | 0.2649% | 0% | 0% | 0% | 100% | 0% | 0% | 0% | 0% | 0% | 0% |  | 0% | 0% | 0% | 0% | 100% | 0% | 0% | 0% | 0% | 0% | 0% | 0% | 0% | 0% | 0% | 0% | 0% | 0% | 0% | 0% | 0% | 0% | 0% | 0% | 0% | 0% | 0% | 0% | 0% | 0% | 0% | 0% | 0% | 0% | 0% | 0% | 0% | 0% | 0% | 0%
| 312 | GIS Data Capture | SUPP_44.01.04 |  | Replacement |  | 2022-23: 831.4914 | [7 empty] | 84.45% | 15.42% | 0.1298% |  | Yes | No | 0.3027% | 0% | 100% | 0% | 0% | 0% | 0% | 0% | 0% | 0% | 0% |  | 0% | 0% | 0% | 0% | 100% | 0% | 0% | 0% | 0% | 0% | 0% | 0% | 0% | 0% | 0% | 0% | 0% | 0% | 0% | 0% | 0% | 0% | 0% | 0% | 0% | 0% | 0% | 0% | 0% | 0% | 0% | 0% | 0% | 0% | 0% | 0% | 0% | 0% | 0% | 0%
| 313 | GIS Data Capture | SUPP_44.01.04 |  | Connections |  | 2022-23: 1039.3643 | [7 empty] | 84.45% | 15.42% | 0.1298% |  | Yes | No | 0.3784% | 0% | 0% | 0% | 0% | 100% | 0% | 0% | 0% | 0% | 0% |  | 0% | 0% | 0% | 0% | 100% | 0% | 0% | 0% | 0% | 0% | 0% | 0% | 0% | 0% | 0% | 0% | 0% | 0% | 0% | 0% | 0% | 0% | 0% | 0% | 0% | 0% | 0% | 0% | 0% | 0% | 0% | 0% | 0% | 0% | 0% | 0% | 0% | 0% | 0% | 0%
| 314 | GIS Data Capture | SUPP_44.01.04 |  | Replacement |  | 2022-23: 7795.2324 | [7 empty] | 84.45% | 15.42% | 0.1298% |  | Yes | No | 2.838% | 0% | 100% | 0% | 0% | 0% | 0% | 0% | 0% | 0% | 0% |  | 0% | 0% | 0% | 0% | 100% | 0% | 0% | 0% | 0% | 0% | 0% | 0% | 0% | 0% | 0% | 0% | 0% | 0% | 0% | 0% | 0% | 0% | 0% | 0% | 0% | 0% | 0% | 0% | 0% | 0% | 0% | 0% | 0% | 0% | 0% | 0% | 0% | 0% | 0% | 0%
| 315 | Financial Adjustments | SUPP_44.02.01 |  | Augmentation |  | 2022-23: 424.4902 | [7 empty] | 47.7% | 38.53% | 13.77% |  | Yes | No | 0% | 0% | 0% | 0% | 100% | 0% | 0% | 0% | 0% | 0% | 0% |  | 0% | 0% | 0% | 0% | 10.7% | 0% | 0% | 0% | 0% | 10.1% | 0% | 1.783% | 53.82% | 0% | 8.868% | 0% | 0% | 0% | 0% | 0% | 2.592% | 1.166% | 1.166% | 0% | 0% | 0% | 0% | 0% | 0% | 0% | 0% | 0% | 0% | 0% | 9.801% | 0% | 0% | 0% | 0% | 0%
| 316 | Financial Adjustments | SUPP_44.02.01 |  | Replacement |  | 2022-23: 494.9969 | [7 empty] | 51.86% | 35.17% | 12.97% |  | Yes | No | 0.02018% | 0% | 100% | 0% | 0% | 0% | 0% | 0% | 0% | 0% | 0% |  | 0% | 0% | 0% | 0% | 9.513% | 0% | 0% | 0% | 0% | 8.984% | 0% | 1.585% | 59.55% | 0% | 7.272% | 0% | 0% | 0% | 0% | 0% | 2.304% | 1.037% | 1.037% | 0% | 0% | 0% | 0% | 0% | 0% | 0% | 0% | 0% | 0% | 0% | 8.715% | 0% | 0% | 0% | 0% | 0%
| 317 | Financial Adjustments | SUPP_44.02.01 |  | Connections |  | 2022-23: 218.3898 | [7 empty] | 38% | 51.03% | 10.97% |  | Yes | No | 0% | 0% | 0% | 0% | 0% | 100% | 0% | 0% | 0% | 0% | 0% |  | 0% | 0% | 0% | 0% | 8.522% | 0% | 0% | 0% | 0% | 8.048% | 0% | 1.42% | 53.04% | 0% | 17.24% | 0% | 0% | 0% | 0% | 0% | 2.064% | 0.929% | 0.929% | 0% | 0% | 0% | 0% | 0% | 0% | 0% | 0% | 0% | 0% | 0% | 7.807% | 0% | 0% | 0% | 0% | 0%
| 318 | Financial Adjustments | SUPP_44.02.01 |  | Augmentation |  | 2022-23: 83.5003 | [7 empty] | 5.706% | 92.65% | 1.647% |  | Yes | No | 0% | 0% | 0% | 0% | 100% | 0% | 0% | 0% | 0% | 0% | 0% |  | 0% | 0% | 0% | 0% | 1.28% | 0% | 0% | 0% | 0% | 1.209% | 0% | 0.2133% | 50.46% | 0% | 45.08% | 0% | 0% | 0% | 0% | 0% | 0.3099% | 0.1395% | 0.1395% | 0% | 0% | 0% | 0% | 0% | 0% | 0% | 0% | 0% | 0% | 0% | 1.172% | 0% | 0% | 0% | 0% | 0%
| 319 | Financial Adjustments | SUPP_44.02.01 |  | Replacement |  | 2022-23: 2619.6964 | [7 empty] | 56.32% | 27.42% | 16.26% |  | Yes | No | 0% | 0% | 100% | 0% | 0% | 0% | 0% | 0% | 0% | 0% | 0% |  | 0% | 0% | 0% | 0% | 12.63% | 0% | 0% | 0% | 0% | 11.93% | 0% | 2.105% | 54.51% | 0% | 1.437% | 0% | 0% | 0% | 0% | 0% | 3.06% | 1.377% | 1.377% | 0% | 0% | 0% | 0% | 0% | 0% | 0% | 0% | 0% | 0% | 0% | 11.57% | 0% | 0% | 0% | 0% | 0%
| 320 | SaaS Adjustment | NA1 |  | Non-Network |  | 2022-23: 13138.768 | [7 empty] | 16.66% | 33.42% | 49.92% |  | No | Yes | 0% | 22.03% | 0% | 0% | 0% | 0% | 0% | 0% | 0% | 100% | 0% |  | 0% | 0% | 0% | 0% | 0% | 0% | 0% | 93.98% | 0% | 0% | 0% | 0% | 0% | 0% | 0% | 0% | 0% | 0% | 0% | 0% | 0% | 0% | 0% | 0% | 0% | 0% | 0% | 0% | 6.017% | 0% | 0% | 0% | 0% | 0% | 0% | 0% | 0% | 0% | 0% | 0%
| 321 | Provision Adjustment | NA2 |  | Replacement |  | 2022-23: 3959.264 | [7 empty] | 0% | 0% | 100% |  | Yes | No | 0% | 0% | 100% | 0% | 0% | 0% | 0% | 0% | 0% | 0% | 0% |  | 0% | 0% | 0% | 0% | 0% | 0% | 0% | 0% | 0% | 0% | 0% | 0% | 82.1% | 0% | 0% | 0% | 0% | 0% | 0% | 0% | 0% | 0% | 0% | 0% | 0% | 0% | 0% | 0% | 0% | 0% | 0% | 0% | 0% | 0% | 17.9% | 0% | 0% | 0% | 0% | 0%
| 322 | Gifted assets (distribution customers) | CC_GIFTED |  | Connections |  | 2022-23: 116313.0852 | 116313.0852 | [6 empty] | 0% | 0% | 100% |  | No | No | 0% | 0% |  |  |  | 100% | [6 empty] | 0.9506% |  |  |  | 16.97% |  |  |  |  | 40.67% |  | 17.68% | 14.81% |  | 8.925%
323
324
325
326
327
328
329
330
331
332
333
334
335
336
337
338
339
340
341
342
343
344
345
346
347
348
349
350
351
352
353
354
355
356
357
358
359
360
361
362
363
364
365
366
367
368
369
370
371
372
373
374
375
376
377
378
379
380
381
382
383
384
385
386
387
388
389
390
391
392
393
394
395
396
397
398
399
400
401
402
403
404
405
406
407
408
409
410
411
412
413
414
415
416
417
418
419
420
421
422
423
424
425
426
427
428
429
430
431
432
433
434
435
436
437
438
439
440
441
442
443
444
445
446
447
448
449
450
451
452
453
454
455
456
457
458
459
460
461
462
463
464
465
466
467
468
469
470
471
472
473
474
475
476
477
478
479
480
481
482
483
484
485
486
487
488
489
490
491
492
493
494
495
496
497
498
499
500
501
502
503
504
505
506
507
508
509
510
511
512
513
514
515
516
517
518
519
520
521
522
523
524
525
526
527
528
529
530
531
532
533
534
535
536
537
538
539
540
541
542
543
544
545
546
547
548
549
550
551
552
553
554
555
556
557
558
559
560
561
562
563
564
565
566
567
568
569
570
571
572
573
574
575
576
577
578
579
580
581
582
583
584
585
586
587
588
589
590
591
592
593
594
595
596
597
598
599
600
601
602
603
604
605
606
607
608
609
610
611
612
613
614
615
616
617
618
619
620
621
622
623
624
625
626
627
628
629
630
631
632
633
634
635
636
637
638
639
640
641
642
643
644
645
646
647
648
649
650
651
652
653
654
655
656
657
658
659
660
661
662
663
664
665
666
667
668
669
670
671
672
673
674
675
676
677
678
679
680
681
682
683
684
685
686
687
688
689
690
691
692
693
694
695
696
697
698
699
700
701
702
703
704
705
706
707
708
709
710
711
712
713
714
715
716
717
718
719
720
721
722
723
724
725
726
727
728
729
730
731
732
733
734
735
736
737
738
739
740
741
742
743
744
745
746
747
748
749
750
751
752
753
754
755
756
757
758
759
760
761
762
763
764
765
766
767
768
769
770
771
772
773
774
775
776
777
778
779
780
781
782
783
784
785
786
787
788
789
790
791
792
793
794
795
796
797
798
799
800
801
802
803
804
805
806
807
808
809
810
811
812
813
814
815
816
817
818
819
820
821
822
823
824
825
826
827
828
829
830
831
832
833
834
835
836
837
838
839
840
841
842
843
844
845
846
847
848
849
850
851
852
853
854
855
856
857
858
859
860
861
862
863
864
865
866
867
868
869
870
871
872
873
874
875
876
877
878
879
880
881
882
883
884
885
886
887
888
889
890
891
892
893
894
895
896
897
898
899
900
901
902
903
904
905
906
907
908
909
910
911
912
913
914
915
916
917
918
919
920
921
922
923
924
925
926
927
928
929
930
931
932
933
934
935
936
937
938
939
940
941
942
943
944
945
946
947
948
949
950
951
952
953
954
955
956
957
958
959
960
961
962
963
964
965
966
967
968
969
970
971
972
973
974
975
976
977
978
979
980
981
982
983
984
985
986
987
988
989
990
991
992
993
994
995
996

## Input¦ Disposals
Ausgrid 2024-25
|  | AER Capex Forecast Model |  | Sheet Validation |  | 0 |  | Key: | Input | Formula - do not edit
Input¦ Disposals
|  |  | 22. Forecast asset disposals ($'000s 2022-23 December) | [9 empty] | 23. Forecast asset disposals ($'000s December 2023)
[13 empty] | 0 | 0 | 0 | 0 | 0 | 0 | 0
|  | PTRM asset class | 2022-23 | 2023-24 | 2024-25 | 2025-26 | 2026-27 | 2027-28 | 2028-29 | Forecast period | PTRM asset class | Sector | 2022-23 | 2023-24 | 2024-25 | 2025-26 | 2026-27 | 2027-28 | 2028-29 | Forecast period
| 1 | Ancillary substation equipment (dx) | [8 empty] | Ancillary substation equipment (dx) | Dx | 0 | 0 | 0 | 0 | 0 | 0 | 0
| 2 | Buildings (non-system) (dx) | 2022-23: 6219.258 |  | Buildings (non-system) (dx) | Dx | 6219.258 | 0 | 0 | 0 | 0 | 0 | 0
| 3 | Buildings (system) (dx) | 2022-23: 2917.647 |  | Buildings (system) (dx) | Dx | 2917.647 | 0 | 0 | 0 | 0 | 0 | 0
| 4 | Cable tunnel (dx) | [8 empty] | Cable tunnel (dx) | Dx | 0 | 0 | 0 | 0 | 0 | 0 | 0
| 5 | Distribution lines and cables (dx) | 2022-23: 3981.86 |  | Distribution lines and cables (dx) | Dx | 3981.86 | 0 | 0 | 0 | 0 | 0 | 0
| 6 | Furniture, fittings, plant and equipment (dx) | [8 empty] | Furniture, fittings, plant and equipment (dx) | Dx | 0 | 0 | 0 | 0 | 0 | 0 | 0
| 7 | IT systems (dx) | 2022-23: 25.209 |  | IT systems (dx) | Dx | 25.209 | 0 | 0 | 0 | 0 | 0 | 0
| 8 | In-house software (dx) | [8 empty] | In-house software (dx) | Dx | 0 | 0 | 0 | 0 | 0 | 0 | 0
| 9 | Land and Easements (dx) | 2022-23: 38735.061 |  | Land and Easements (dx) | Dx | 38735.061 | 0 | 0 | 0 | 0 | 0 | 0
| 10 | Low Voltage Lines and Cables (dx) | [8 empty] | Low Voltage Lines and Cables (dx) | Dx | 0 | 0 | 0 | 0 | 0 | 0 | 0
| 11 | Motor vehicles (dx) | 2022-23: 2521.691 |  | Motor vehicles (dx) | Dx | 2521.691 | 0 | 0 | 0 | 0 | 0 | 0
| 12 | Sub-transmission lines and cables (dx) | [8 empty] | Sub-transmission lines and cables (dx) | Dx | 0 | 0 | 0 | 0 | 0 | 0 | 0
| 13 | Substations (dx) | [8 empty] | Substations (dx) | Dx | 0 | 0 | 0 | 0 | 0 | 0 | 0
| 14 | System IT (dx) | [8 empty] | System IT (dx) | Dx | 0 | 0 | 0 | 0 | 0 | 0 | 0
| 15 | Transformers (dx) | [8 empty] | Transformers (dx) | Dx | 0 | 0 | 0 | 0 | 0 | 0 | 0
| 16 | Land (non-system) (dx) | 2022-23: 74824.998 |  | Land (non-system) (dx) | Dx | 74824.998 | 0 | 0 | 0 | 0 | 0 | 0
| 17 | Communications (digital) (dx) | [8 empty] | Communications (digital) (dx) | Dx | 0 | 0 | 0 | 0 | 0 | 0 | 0
| 18 | Distribution Leases (dx) | [8 empty] | Distribution Leases (dx) | Dx | 0 | 0 | 0 | 0 | 0 | 0 | 0
| 19 | Other non system assets (dx) | [8 empty] | Other non system assets (dx) | Dx | 0 | 0 | 0 | 0 | 0 | 0 | 0
| 20 | 132kV concrete & steel pole lines (tx) | [8 empty] | 132kV concrete & steel pole lines (tx) | Tx | 0 | 0 | 0 | 0 | 0 | 0 | 0
| 21 | 132kV feeders underground (tx) | [8 empty] | 132kV feeders underground (tx) | Tx | 0 | 0 | 0 | 0 | 0 | 0 | 0
| 22 | 132kV tower lines (tx) | 2022-23: 560.013 |  | 132kV tower lines (tx) | Tx | 560.013 | 0 | 0 | 0 | 0 | 0 | 0
| 23 | 132kV wood pole lines (tx) | [8 empty] | 132kV wood pole lines (tx) | Tx | 0 | 0 | 0 | 0 | 0 | 0 | 0
| 24 | Ancillary substation equipment (tx) | [8 empty] | Ancillary substation equipment (tx) | Tx | 0 | 0 | 0 | 0 | 0 | 0 | 0
| 25 | Buildings (non-system) (tx) | 2022-23: 874.683 |  | Buildings (non-system) (tx) | Tx | 874.683 | 0 | 0 | 0 | 0 | 0 | 0
| 26 | Buildings (system) (tx) | [8 empty] | Buildings (system) (tx) | Tx | 0 | 0 | 0 | 0 | 0 | 0 | 0
| 27 | Furniture, fittings, plant and equipment (tx) | [8 empty] | Furniture, fittings, plant and equipment (tx) | Tx | 0 | 0 | 0 | 0 | 0 | 0 | 0
| 28 | IT systems (tx) | 2022-23: 3.545 |  | IT systems (tx) | Tx | 3.545 | 0 | 0 | 0 | 0 | 0 | 0
| 29 | In-house software (tx) | [8 empty] | In-house software (tx) | Tx | 0 | 0 | 0 | 0 | 0 | 0 | 0
| 30 | Motor vehicles (tx) | 2022-23: 354.653 |  | Motor vehicles (tx) | Tx | 354.653 | 0 | 0 | 0 | 0 | 0 | 0
| 31 | System IT (tx) | [8 empty] | System IT (tx) | Tx | 0 | 0 | 0 | 0 | 0 | 0 | 0
| 32 | Transmission & Zone land & easements (tx) | 2022-23: 1.849 |  | Transmission & Zone land & easements (tx) | Tx | 1.849 | 0 | 0 | 0 | 0 | 0 | 0
| 33 | Transmission substation equip 132/66kV (tx) | [8 empty] | Transmission substation equip 132/66kV (tx) | Tx | 0 | 0 | 0 | 0 | 0 | 0 | 0
| 34 | Transmission transformers 132/66kV (tx) | [8 empty] | Transmission transformers 132/66kV (tx) | Tx | 0 | 0 | 0 | 0 | 0 | 0 | 0
| 35 | Zone substation equip 132/66kV (tx) | [8 empty] | Zone substation equip 132/66kV (tx) | Tx | 0 | 0 | 0 | 0 | 0 | 0 | 0
| 36 | Zone transformers 132/66kV (tx) | [8 empty] | Zone transformers 132/66kV (tx) | Tx | 0 | 0 | 0 | 0 | 0 | 0 | 0
| 37 | Land (non-system) (tx) | 2022-23: 10523.466 |  | Land (non-system) (tx) | Tx | 10523.466 | 0 | 0 | 0 | 0 | 0 | 0
| 38 | Communications (digital) (tx) | [8 empty] | Communications (digital) (tx) | Tx | 0 | 0 | 0 | 0 | 0 | 0 | 0
| 39 | Transmission Leases (tx) | [8 empty] | Transmission Leases (tx) | Tx | 0 | 0 | 0 | 0 | 0 | 0 | 0
| 40 | Other non system assets (tx) | [8 empty] | Other non system assets (tx) | Tx | 0 | 0 | 0 | 0 | 0 | 0 | 0
| 41 | [11 empty] | 0 | 0 | 0 | 0 | 0 | 0 | 0
| 42 | [11 empty] | 0 | 0 | 0 | 0 | 0 | 0 | 0
| 43 | [11 empty] | 0 | 0 | 0 | 0 | 0 | 0 | 0
| 44 | [11 empty] | 0 | 0 | 0 | 0 | 0 | 0 | 0
| 45 | [11 empty] | 0 | 0 | 0 | 0 | 0 | 0 | 0
| 46 | [11 empty] | 0 | 0 | 0 | 0 | 0 | 0 | 0
| 47 | [11 empty] | 0 | 0 | 0 | 0 | 0 | 0 | 0
| 48 | [11 empty] | 0 | 0 | 0 | 0 | 0 | 0 | 0
| 49 | [11 empty] | 0 | 0 | 0 | 0 | 0 | 0 | 0
| 50 | [11 empty] | 0 | 0 | 0 | 0 | 0 | 0 | 0
|  |  | 141543.933 | 0 | 0 | 0 | 0 | 0 | 0 |  |  |  | 141543.933 | 0 | 0 | 0 | 0 | 0 | 0 | 0

## Input¦ Type 2 capcons
Ausgrid 2024-25
| AER Capex Forecast Model | Sheet Validation |  | 0 |  | Key: | Input | Formula - do not edit
Input¦ Type 2 capcons
24. Forecast type 2 capital contributions ($'000s 2022-23 December)
| Definition for type 1 capital contributions | Cash contributions received by a DNSP: - with respect to standard control services, where tax payable on the capital contribution is recovered via the corporate income tax allowance used to derive the annual revenue requirement. For clarity, type 1 capital contributions do not include PWC undergrounding capex (equity funded).
| Definition for type 2 capital contributions | Any form of capital contributions received by a DNSP (including gifted assets or cash contributions) that do not meet the definition of Type 1 capital contributions, or are PWC undergrounding capex (equity funded).
|  | Distribution Assets | [7 empty] | Transmission Assets
| Forecast type 2 capcons by RIN category: | 2022-23 | 2023-24 | 2024-25 | 2025-26 | 2026-27 | 2027-28 | 2028-29 | Forecast period | 2022-23 | 2023-24 | 2024-25 | 2025-26 | 2026-27 | 2027-28 | 2028-29 | Forecast period
| Replacement | 0 | 0 | 0 | 0 | 0 | 0 | 0 | 0 |  | 0 | 0 | 0 | 0 | 0 |  | 0
| Augmentation | [7 empty] | 0 | [7 empty] | 0
| Connections | [7 empty] | 0 | [7 empty] | 0
| Non-Network | [7 empty] | 0 | [7 empty] | 0
| Total type 2 capital contributions | 0 | 0 | 0 | 0 | 0 | 0 | 0 | 0 | 0 | 0 | 0 | 0 | 0 | 0 | 0 | 0
25. Cost components of type 2 capital contributions
|  | Internal labour | Contract labour | Non-labour |  | 0
| Cost components as % of direct costs | Distribution Assets 2022-23: 0%; Distribution Assets 2023-24: 0%; Distribution Assets 2024-25: 100%; Distribution Assets 2026-27: 0
26. Real price escalators for type 2 capital contributions
| Real cost escalation - cumulative | 2022-23 | 2023-24 | 2024-25 | 2025-26 | 2026-27 | 2027-28 | 2028-29
Real Cost Escalation - Network overheads | bar: 2022-23 to 2028-29
27. Forecast type 2 capital contributions, escalated ($'000s December 2023)
|  | 2022-23: Distribution Assets |  | Transmission Assets
| Forecast type 2 capcons by RIN category: | 2022-23 | 2023-24 | 2024-25 | 2025-26 | 2026-27 | 2027-28 | 2028-29 | Forecast period | 2022-23 | 2023-24 | 2024-25 | 2025-26 | 2026-27 | 2027-28 | 2028-29 | Forecast period
| Replacement | 0 | 0 | 0 | 0 | 0 | 0 | 0 | 0 | 0 | 0 | 0 | 0 | 0 | 0 | 0 | 0
| Augmentation | 0 | 0 | 0 | 0 | 0 | 0 | 0 | 0 | 0 | 0 | 0 | 0 | 0 | 0 | 0 | 0 | 0
| Connections | 0 | 0 | 0 | 0 | 0 | 0 | 0 | 0 | 0 | 0 | 0 | 0 | 0 | 0 | 0 | 0
| Non-Network | 0 | 0 | 0 | 0 | 0 | 0 | 0 | 0 | 0 | 0 | 0 | 0 | 0 | 0 | 0 | 0
| Total type 2 capital contributions | 0 | 0 | 0 | 0 | 0 | 0 | 0 | 0 | 0 | 0 | 0 | 0 | 0 | 0 | 0 | 0
|  | 0 | 0 | 0 | 0 | 0 | 0 | 0 |  | 0 | 0 | 0 | 0 | 0 | 0 | 0

## Input¦ Expensing
Ausgrid 2024-25
| AER Capex Forecast Model |  | Sheet Validation |  | 0 |  | Key: | Input | Formula - do not edit
Input¦ Expensing
|  | 28. Immediate expensing (% to be immediately expensed) | [8 empty] | 29. Immediate expensing (% to be immediately expensed) - Distribution | [8 empty] | 30. Immediate expensing (% to be immediately expensed) - Transmission
|  |  | % | % | % | % | % | % | % | 0 |  | % | % | % | % | % | % | % | 0 | [8 empty] | 0
|  | PTRM asset class | 2022-23 | 2023-24 | 2024-25 | 2025-26 | 2026-27 | 2027-28 | 2028-29 |  | PTRM asset class | 2022-23 | 2023-24 | 2024-25 | 2025-26 | 2026-27 | 2027-28 | 2028-29 |  | PTRM asset class | 2022-23 | 2023-24 | 2024-25 | 2025-26 | 2026-27 | 2027-28 | 2028-29
| 1 | Ancillary substation equipment (dx) | [8 empty] | Ancillary substation equipment (dx) | 0% | 0% | 0% | 0% | 0% | 0% | 0% |  | 132kV concrete & steel pole lines (tx) | 0% | 0% | 0% | 0% | 0% | 0% | 0%
| 2 | Buildings (non-system) (dx) | [8 empty] | Buildings (non-system) (dx) | 0% | 0% | 0% | 0% | 0% | 0% | 0% |  | 132kV feeders underground (tx) | 10.47% | 0% | 0% | 0% | 0% | 0% | 0%
| 3 | Buildings (system) (dx) | [8 empty] | Buildings (system) (dx) | 0% | 0% | 0% | 0% | 0% | 0% | 0% |  | 132kV tower lines (tx) | 0% | 0% | 0% | 0% | 0% | 0% | 0%
| 4 | Cable tunnel (dx) | [8 empty] | Cable tunnel (dx) | 0% | 0% | 0% | 0% | 0% | 0% | 0% |  | 132kV wood pole lines (tx) | 0% | 0% | 0% | 0% | 0% | 0% | 0%
| 5 | Distribution lines and cables (dx) | [8 empty] | Distribution lines and cables (dx) | 0% | 0% | 0% | 0% | 0% | 0% | 0% |  | Ancillary substation equipment (tx) | 0% | 0% | 0% | 0% | 0% | 0% | 0%
| 6 | Furniture, fittings, plant and equipment (dx) | [8 empty] | Furniture, fittings, plant and equipment (dx) | 0% | 0% | 0% | 0% | 0% | 0% | 0% |  | Buildings (non-system) (tx) | 0% | 0% | 0% | 0% | 0% | 0% | 0%
| 7 | IT systems (dx) | [8 empty] | IT systems (dx) | 0% | 0% | 0% | 0% | 0% | 0% | 0% |  | Buildings (system) (tx) | 0% | 0% | 0% | 0% | 0% | 0% | 0%
| 8 | In-house software (dx) | [8 empty] | In-house software (dx) | 0% | 0% | 0% | 0% | 0% | 0% | 0% |  | Furniture, fittings, plant and equipment (tx) | 0% | 0% | 0% | 0% | 0% | 0% | 0%
| 9 | Land and Easements (dx) | [8 empty] | Land and Easements (dx) | 0% | 0% | 0% | 0% | 0% | 0% | 0% |  | IT systems (tx) | 0% | 0% | 0% | 0% | 0% | 0% | 0%
| 10 | Low Voltage Lines and Cables (dx) | [8 empty] | Low Voltage Lines and Cables (dx) | 0% | 0% | 0% | 0% | 0% | 0% | 0% |  | In-house software (tx) | 0% | 0% | 0% | 0% | 0% | 0% | 0%
| 11 | Motor vehicles (dx) | [8 empty] | Motor vehicles (dx) | 0% | 0% | 0% | 0% | 0% | 0% | 0% |  | Motor vehicles (tx) | 0% | 0% | 0% | 0% | 0% | 0% | 0%
| 12 | Sub-transmission lines and cables (dx) | 2022-23: 3.198% |  | Sub-transmission lines and cables (dx) | 3.198% | 0% | 0% | 0% | 0% | 0% | 0% |  |  | 0% | 0% | 0% | 0% | 0% | 0% | 0%
| 13 | Substations (dx) | 2022-23: 1.272% |  | Substations (dx) | 1.272% | 0% | 0% | 0% | 0% | 0% | 0% |  |  | 0% | 0% | 0% | 0% | 0% | 0% | 0%
| 14 | System IT (dx) | [8 empty] | System IT (dx) | 0% | 0% | 0% | 0% | 0% | 0% | 0% |  |  | 0% | 0% | 0% | 0% | 0% | 0% | 0%
| 15 | Transformers (dx) | [8 empty] | Transformers (dx) | 0% | 0% | 0% | 0% | 0% | 0% | 0% |  |  | 0% | 0% | 0% | 0% | 0% | 0% | 0%
| 16 | Land (non-system) (dx) | [8 empty] | Land (non-system) (dx) | 0% | 0% | 0% | 0% | 0% | 0% | 0% |  |  | 0% | 0% | 0% | 0% | 0% | 0% | 0%
| 17 | Communications (digital) (dx) | [8 empty] | Communications (digital) (dx) | 0% | 0% | 0% | 0% | 0% | 0% | 0% |  |  | 0% | 0% | 0% | 0% | 0% | 0% | 0%
| 18 | Distribution Leases (dx) | [8 empty] | Distribution Leases (dx) | 0% | 0% | 0% | 0% | 0% | 0% | 0% |  |  | 0% | 0% | 0% | 0% | 0% | 0% | 0%
| 19 | Other non system assets (dx) | [8 empty] | Other non system assets (dx) | 0% | 0% | 0% | 0% | 0% | 0% | 0% |  |  | 0% | 0% | 0% | 0% | 0% | 0% | 0%
| 20 | 132kV concrete & steel pole lines (tx) | [9 empty] | 0% | 0% | 0% | 0% | 0% | 0% | 0% |  |  | 0% | 0% | 0% | 0% | 0% | 0% | 0%
| 21 | 132kV feeders underground (tx) | 2022-23: 10.47% |  |  | 0% | 0% | 0% | 0% | 0% | 0% | 0% |  |  | 0% | 0% | 0% | 0% | 0% | 0% | 0%
| 22 | 132kV tower lines (tx) | [9 empty] | 0% | 0% | 0% | 0% | 0% | 0% | 0% |  |  | 0% | 0% | 0% | 0% | 0% | 0% | 0%
| 23 | 132kV wood pole lines (tx) | [9 empty] | 0% | 0% | 0% | 0% | 0% | 0% | 0% |  |  | 0% | 0% | 0% | 0% | 0% | 0% | 0%
| 24 | Ancillary substation equipment (tx) | [9 empty] | 0% | 0% | 0% | 0% | 0% | 0% | 0% |  |  | 0% | 0% | 0% | 0% | 0% | 0% | 0%
| 25 | Buildings (non-system) (tx) | [9 empty] | 0% | 0% | 0% | 0% | 0% | 0% | 0% |  |  | 0% | 0% | 0% | 0% | 0% | 0% | 0%
| 26 | Buildings (system) (tx) | [9 empty] | 0% | 0% | 0% | 0% | 0% | 0% | 0% |  |  | 0% | 0% | 0% | 0% | 0% | 0% | 0%
| 27 | Furniture, fittings, plant and equipment (tx) | [9 empty] | 0% | 0% | 0% | 0% | 0% | 0% | 0% |  |  | 0% | 0% | 0% | 0% | 0% | 0% | 0%
| 28 | IT systems (tx) | [9 empty] | 0% | 0% | 0% | 0% | 0% | 0% | 0% |  |  | 0% | 0% | 0% | 0% | 0% | 0% | 0%
| 29 | In-house software (tx) | [9 empty] | 0% | 0% | 0% | 0% | 0% | 0% | 0% |  |  | 0% | 0% | 0% | 0% | 0% | 0% | 0%
| 30 | Motor vehicles (tx) | [9 empty] | 0% | 0% | 0% | 0% | 0% | 0% | 0% |  |  | 0% | 0% | 0% | 0% | 0% | 0% | 0%
| 31 | System IT (tx) | [9 empty] | 0% | 0% | 0% | 0% | 0% | 0% | 0% |  |  | 0% | 0% | 0% | 0% | 0% | 0% | 0%
| 32 | Transmission & Zone land & easements (tx) | [9 empty] | 0% | 0% | 0% | 0% | 0% | 0% | 0% |  |  | 0% | 0% | 0% | 0% | 0% | 0% | 0%
| 33 | Transmission substation equip 132/66kV (tx) | [9 empty] | 0% | 0% | 0% | 0% | 0% | 0% | 0% |  |  | 0% | 0% | 0% | 0% | 0% | 0% | 0%
| 34 | Transmission transformers 132/66kV (tx) | [9 empty] | 0% | 0% | 0% | 0% | 0% | 0% | 0% |  |  | 0% | 0% | 0% | 0% | 0% | 0% | 0%
| 35 | Zone substation equip 132/66kV (tx) | [9 empty] | 0% | 0% | 0% | 0% | 0% | 0% | 0% |  |  | 0% | 0% | 0% | 0% | 0% | 0% | 0%
| 36 | Zone transformers 132/66kV (tx) | [9 empty] | 0% | 0% | 0% | 0% | 0% | 0% | 0% |  |  | 0% | 0% | 0% | 0% | 0% | 0% | 0%
| 37 | Land (non-system) (tx) | [9 empty] | 0% | 0% | 0% | 0% | 0% | 0% | 0% |  |  | 0% | 0% | 0% | 0% | 0% | 0% | 0%
| 38 | Communications (digital) (tx) | [9 empty] | 0% | 0% | 0% | 0% | 0% | 0% | 0% |  |  | 0% | 0% | 0% | 0% | 0% | 0% | 0%
| 39 | Transmission Leases (tx) | [9 empty] | 0% | 0% | 0% | 0% | 0% | 0% | 0% |  |  | 0% | 0% | 0% | 0% | 0% | 0% | 0%
| 40 | Other non system assets (tx) | [9 empty] | 0% | 0% | 0% | 0% | 0% | 0% | 0% |  |  | 0% | 0% | 0% | 0% | 0% | 0% | 0%
| 41 | [10 empty] | 0% | 0% | 0% | 0% | 0% | 0% | 0% |  |  | 0% | 0% | 0% | 0% | 0% | 0% | 0%
| 42 | [10 empty] | 0% | 0% | 0% | 0% | 0% | 0% | 0% |  |  | 0% | 0% | 0% | 0% | 0% | 0% | 0%
| 43 | [10 empty] | 0% | 0% | 0% | 0% | 0% | 0% | 0% |  |  | 0% | 0% | 0% | 0% | 0% | 0% | 0%
| 44 | [10 empty] | 0% | 0% | 0% | 0% | 0% | 0% | 0% |  |  | 0% | 0% | 0% | 0% | 0% | 0% | 0%
| 45 | [10 empty] | 0% | 0% | 0% | 0% | 0% | 0% | 0% |  |  | 0% | 0% | 0% | 0% | 0% | 0% | 0%
| 46 | [10 empty] | 0% | 0% | 0% | 0% | 0% | 0% | 0% |  |  | 0% | 0% | 0% | 0% | 0% | 0% | 0%
| 47 | [10 empty] | 0% | 0% | 0% | 0% | 0% | 0% | 0% |  |  | 0% | 0% | 0% | 0% | 0% | 0% | 0%
| 48 | [10 empty] | 0% | 0% | 0% | 0% | 0% | 0% | 0% |  |  | 0% | 0% | 0% | 0% | 0% | 0% | 0%
| 49 | [10 empty] | 0% | 0% | 0% | 0% | 0% | 0% | 0% |  |  | 0% | 0% | 0% | 0% | 0% | 0% | 0%
| 50 | [10 empty] | 0% | 0% | 0% | 0% | 0% | 0% | 0% |  |  | 0% | 0% | 0% | 0% | 0% | 0% | 0%

## Input¦ Overheads
Ausgrid 2024-25
| AER Capex Forecast Model | Sheet Validation | 0 |  | Key: | Input | Input - optional | Formula - do not edit
Input¦ Overheads
| 31. Forecast capitalised overheads for current period | Note: enter only forecast costs. If 2022-23 overheads are historical actual expenditure, enter them in table 33 and leave cells in this table blank.
| Unescalated capitalised overheads ($'000 December 2022-23) | 2022-23 | 2023-24
| Capitalised overheads - network | 112193.4761 | 0
| Capitalised overheads - corporate | 8403.6465 | 0
| Total forecast capitalised overheads | 120597.1226 | 0
| 32. Forecast capitalised overheads for forecast period - alternative method | NOTE: only fill in this table if you wish to substitute forecast capitalised overheads using an alternative method
| Unescalated capitalised overheads ($'000 December 2022-23) |  |  | 2024-25 | 2025-26 | 2026-27 | 2027-28 | 2028-29 | Total
Capitalised overheads - network
Capitalised overheads - corporate
Total forecast capitalised overheads
| 33. Historical expenditure (nominal) | NOTE: please only include historical actual expenditure only
| Capitalised overheads, nominal ($'000) | 2019-20 | 2020-21 | 2021-22 | 2022-23
Capitalised overheads - network
Capitalised overheads - corporate
| Total costs that attract overheads, nominal ($'000) | 2019-20 | 2020-21 | 2021-22 | 2022-23
Total Capex - all costs that attract network OHs
Total Capex - all costs that attract corporate OHs
34. Forecast cost components of capitalised overheads
|  | Internal labour | Contract labour | Non-labour |  | 0
| Real cost escalation split - Network | 100% |  |  |  | 0
| Real cost escalation split - Corporate | 100% |  |  |  | 0
35. Select an overheads allocation method
| Driver by which capitalised overheads are allocated to capex programs | DNSP defined |  |  |  | 0
Instructions for 'DNSP defined' allocation method: For each program attracting capitalised overheads, please enter the amount of
capitalised overheads as a proportion of total capitalised overheads in columns AI and AP in the 'Input¦ Projects' tab, for each of network overheads and
corporate overheads. The sum total for all programs must equal 100%; if it does not, a red light will appear in cell G42 above.

## Calc¦ Overheads Allocation
Ausgrid 2024-25
| AER Capex Forecast Model |  | Sheet Validation | 0 |  | Key: | Formula - do not edit
Calc¦ Overheads Allocation
36. Overheads rate to be applied to forecast escalated direct costs (%)
|  | 2022-23 | 2023-24 | 2024-25 | 2025-26 | 2026-27 | 2027-28 | 2028-29
| Overheads Rate - Network | DNSP def. | DNSP def. | DNSP def. | DNSP def. | DNSP def. | DNSP def. | DNSP def.
| Overheads Rate - Corporate | DNSP def. | DNSP def. | DNSP def. | DNSP def. | DNSP def. | DNSP def. | DNSP def.
Calculations: historical expenditure
| 37. Capitalised overheads ($'000s December 2023) | 2019-20 | 2020-21 | 2021-22 | 2022-23 | Average
| Capitalised network overheads | 2022-23: 0; 2023-24: 0; 2024-25: 0; 2026-27: 0
| Capitalised corporate overheads | 2022-23: 0; 2023-24: 0; 2024-25: 0; 2026-27: 0
| 38. Total costs that attract capitalised overheads ($'000s December 2023) | 2019-20 | 2020-21 | 2021-22 | 2022-23 | Average
| Total Capex - all costs that attract network OHs | 2022-23: 0; 2023-24: 0; 2024-25: 0; 2026-27: 0
| Total Capex - all costs that attract corporate OHs | 2022-23: 0; 2023-24: 0; 2024-25: 0; 2026-27: 0
Calculations: forecast expenditure
| 39. Escalated costs that attract overheads ($'000s December 2023) | 2022-23 | 2023-24 | 2024-25 | 2025-26 | 2026-27 | 2027-28 | 2028-29 | Forecast period avg
| Total Capex - all costs that attracts network OHs | 514155.0769 | 0 | 0 | 0 | 0 | 0 | 0 | 0
| Total Capex - all costs that attracts corporate OHs | 142431.9915 | 0 | 0 | 0 | 0 | 0 | 0 | 0
| 40. Escalated capitalised internal labour costs that attract overheads ($'000s December 2023) | 2022-23 | 2023-24 | 2024-25 | 2025-26 | 2026-27 | 2027-28 | 2028-29
| Total Capex - all costs that attracts network OHs | 183106.3537 | 0 | 0 | 0 | 0 | 0 | 0
| Total Capex - all costs that attracts corporate OHs | 13144.9412 | 0 | 0 | 0 | 0 | 0 | 0
| 41. Change in costs attracting capitalised overheads | 2022-23: Current period; 2023-24: Forecast period; 2024-25: Change
|  | ($'000s December 2023) | ($'000s December 2023) | %
| Direct costs that attract network OHs (annual average) | 2022-23: 0; 2023-24: 0; 2024-25: 0%
| Direct costs that attract corporate OHs (annual average) | 2022-23: 0; 2023-24: 0; 2024-25: 0%
| 42. Unescalated capitalised overheads ($'000s December 2023) | 2022-23: Annualised; 2023-24: Total period; 2024-25: Overhead rate (%)
|  | ($'000s December 2023) | ($'000s December 2023) | %
| Capitalised overheads - network | 2022-23: 0; 2023-24: 0; 2024-25: 0%
| Capitalised overheads - corporate | 2022-23: 0; 2023-24: 0; 2024-25: 0%
| 43. Annual unescalated capitalised overheads ($'000s December 2023) | 2022-23 | 2023-24 | 2024-25 | 2025-26 | 2026-27 | 2027-28 | 2028-29 | Forecast period | 0
| Capitalised overheads - network | 112193.4761 | 0 | 0 | 0 | 0 | 0 | 0 | 0
| Capitalised overheads - corporate | 8403.6465 | 0 | 0 | 0 | 0 | 0 | 0 | 0
| Total forecast capitalised overheads | 120597.1226 | 0 | 0 | 0 | 0 | 0 | 0 | 0
| 44. Real cost escalation - cumulative | 2022-23 | 2023-24 | 2024-25 | 2025-26 | 2026-27 | 2027-28 | 2028-29
Real Cost Escalation - Network overheads | bar: 2022-23 to 2028-29
Real Cost Escalation - Corporate overheads | bar: 2022-23 to 2028-29
45. Forecast capitalised overheads
| Escalated capitalised overheads ($'000s December 2023) | 2022-23 | 2023-24 | 2024-25 | 2025-26 | 2026-27 | 2027-28 | 2028-29 | Forecast period
| Capitalised overheads - network | 112193.4761 | 0 | 0 | 0 | 0 | 0 | 0 | 0
| Capitalised overheads - corporate | 8403.6465 | 0 | 0 | 0 | 0 | 0 | 0 | 0
| Total forecast capitalised overheads | 120597.1226 | 0 | 0 | 0 | 0 | 0 | 0 | 0

## Calc¦ Project Costs
Ausgrid 2024-25
|  | AER Capex Forecast Model | Sheet Validation | 0
Calc¦ Project Costs
[19 empty] | Gross capex excluding capitalised overheads | [13 empty] | Capitalised overheads | [20 empty] | Capitalised overheads allocated to type 1 capcons | [6 empty] | Gross capex including overheads
|  |  |  | 772900.1536 | 0 | 0 | 0 | 0 | 0 | 0 | [8 empty] | 772900.1536 | 0 | 0 | 0 | 0 | 0 | 0 | 116313.0852 | 0 | 0 | 0 | 0 | 0 | 0 | 112193.4761 | 0 | 0 | 0 | 0 | 0 | 0 | 8403.6465 | 0 | 0 | 0 | 0 | 0 | 0 | 120597.1226 | 0 | 0 | 0 | 0 | 0 | 0 | 0 | 0 | 0 | 0 | 0 | 0 | 0 | 893497.2762 | 0 | 0 | 0 | 0 | 0 | 0
|  | Project/Program Inputs | Unique ID | 46. Direct unescalated costs, $000s ($2023 December) | [7 empty] | 47. Compound real cost escalation rates | [6 empty] | 48. Direct escalated costs ($'000s December 2023) | [6 empty] | 49. Direct escalated type 1 (cash) capcons ($'000s December 2023) | [6 empty] | 50. Network overheads ($'000s December 2023) | [6 empty] | 51. Corporate overheads ($'000s December 2023) | [6 empty] | 52. Total capitalised overheads ($'000s December 2023) | [6 empty] | 53. Total overheads allocated to type 1 contributions ($'000s December 2023) | [6 empty] | 54. Total escalated costs (excl. type 2 capcons) ($'000s December 2023) | [6 empty] | 55. Allocation to distribution and transmission
[11 empty] | 0 | [7 empty] | 0 | 0 | 0 | 0 | 0 | 0 | 0 | 0 | 0 | 0 | 0 | 0 | 0 | 0 | 0 | 0 | 0 | 0 | 0 | 0 | 0 | 0 | 0 | 0 | 0 | 0 | 0 | 0 | 0 | 0 | 0 | 0 | 0 | 0 | 0 | 0 | 0 | 0 | 0 | 0 | 0 | 0 | 0 | 0 | 0 | 0 | 0 | 0 | 0 |  |  | 0
|  |  |  | 2022-23 | 2023-24 | 2024-25 | 2025-26 | 2026-27 | 2027-28 | 2028-29 |  | 2022-23 | 2023-24 | 2024-25 | 2025-26 | 2026-27 | 2027-28 | 2028-29 | 2022-23 | 2023-24 | 2024-25 | 2025-26 | 2026-27 | 2027-28 | 2028-29 | 2022-23 | 2023-24 | 2024-25 | 2025-26 | 2026-27 | 2027-28 | 2028-29 | 2022-23 | 2023-24 | 2024-25 | 2025-26 | 2026-27 | 2027-28 | 2028-29 | 2022-23 | 2023-24 | 2024-25 | 2025-26 | 2026-27 | 2027-28 | 2028-29 | 2022-23 | 2023-24 | 2024-25 | 2025-26 | 2026-27 | 2027-28 | 2028-29 | 2022-23 | 2023-24 | 2024-25 | 2025-26 | 2026-27 | 2027-28 | 2028-29 | 2022-23 | 2023-24 | 2024-25 | 2025-26 | 2026-27 | 2027-28 | 2028-29 | % to be allocated to Dx | % to be allocated to Tx
| 1 | 24-Meadowbank 92F and 92J | ARA_01.1.0024 | -73.0726 | 0 | 0 | 0 | 0 | 0 | 0 |  | 1 | 1 | 1 | 1 | 1 | 1 | 1 | -73.0726 | 0 | 0 | 0 | 0 | 0 | 0 | 0 | 0 | 0 | 0 | 0 | 0 | 0 | 0.12926 | 0 | 0 | 0 | 0 | 0 | 0 | 0 | 0 | 0 | 0 | 0 | 0 | 0 | 0.12926 | 0 | 0 | 0 | 0 | 0 | 0 | 0 | [6 empty] | -72.9433 | 0 | 0 | 0 | 0 | 0 | 0 |  | 100%
| 2 | 26-132kV feeders 91A and 91B replacement | ARA_01.1.0026 | 8.9773 | 0 | 0 | 0 | 0 | 0 | 0 |  | 1 | 1 | 1 | 1 | 1 | 1 | 1 | 8.9773 | 0 | 0 | 0 | 0 | 0 | 0 | 0 | 0 | 0 | 0 | 0 | 0 | 0 | 4.8159 | 0 | 0 | 0 | 0 | 0 | 0 | 0 | 0 | 0 | 0 | 0 | 0 | 0 | 4.8159 | 0 | 0 | 0 | 0 | 0 | 0 | 0 | [6 empty] | 13.7933 | 0 | 0 | 0 | 0 | 0 | 0 |  | 100%
| 3 | 27-Replace 90XA and 90XB | ARA_01.1.0027 | 44.1849 | 0 | 0 | 0 | 0 | 0 | 0 |  | 1 | 1 | 1 | 1 | 1 | 1 | 1 | 44.1849 | 0 | 0 | 0 | 0 | 0 | 0 | 0 | 0 | 0 | 0 | 0 | 0 | 0 | 0 | 0 | 0 | 0 | 0 | 0 | 0 | 0 | 0 | 0 | 0 | 0 | 0 | 0 | 0 | 0 | 0 | 0 | 0 | 0 | 0 | 0 | [6 empty] | 44.1849 | 0 | 0 | 0 | 0 | 0 | 0 |  | 100%
| 4 | Replacement of 132kV Cables 9SA 9SB | ARA_01.1.0028A | 2730.602 | 0 | 0 | 0 | 0 | 0 | 0 |  | 1 | 1 | 1 | 1 | 1 | 1 | 1 | 2730.602 | 0 | 0 | 0 | 0 | 0 | 0 | 0 | 0 | 0 | 0 | 0 | 0 | 0 | 174.9651 | 0 | 0 | 0 | 0 | 0 | 0 | 0 | 0 | 0 | 0 | 0 | 0 | 0 | 174.9651 | 0 | 0 | 0 | 0 | 0 | 0 | 0 | [6 empty] | 2905.567 | 0 | 0 | 0 | 0 | 0 | 0 |  | 100%
| 5 | 10-2x132kV from Canterbury to BFW 1200mm | ARA_01.1.0110 | 1268.6509 | 0 | 0 | 0 | 0 | 0 | 0 |  | 1 | 1 | 1 | 1 | 1 | 1 | 1 | 1268.6509 | 0 | 0 | 0 | 0 | 0 | 0 | 0 | 0 | 0 | 0 | 0 | 0 | 0 | 293.7461 | 0 | 0 | 0 | 0 | 0 | 0 | 0 | 0 | 0 | 0 | 0 | 0 | 0 | 293.7461 | 0 | 0 | 0 | 0 | 0 | 0 | 0 | [6 empty] | 1562.397 | 0 | 0 | 0 | 0 | 0 | 0 |  | 100%
| 6 | 10-DS 11kV switchgear temp | ARA_02.1.0010 | 0.1528 | 0 | 0 | 0 | 0 | 0 | 0 |  | 1 | 1 | 1 | 1 | 1 | 1 | 1 | 0.1528 | 0 | 0 | 0 | 0 | 0 | 0 | 0 | 0 | 0 | 0 | 0 | 0 | 0 | 0 | 0 | 0 | 0 | 0 | 0 | 0 | 0 | 0 | 0 | 0 | 0 | 0 | 0 | 0 | 0 | 0 | 0 | 0 | 0 | 0 | 0 | [6 empty] | 0.1528 | 0 | 0 | 0 | 0 | 0 | 0 | 100%
| 7 | 27-DECOM 33KV CITY EAST ZN SUB | ARA_02.1.0127 | 634.5225 | 0 | 0 | 0 | 0 | 0 | 0 |  | 1 | 1 | 1 | 1 | 1 | 1 | 1 | 634.5225 | 0 | 0 | 0 | 0 | 0 | 0 | 0 | 0 | 0 | 0 | 0 | 0 | 0 | 234.7444 | 0 | 0 | 0 | 0 | 0 | 0 | 0 | 0 | 0 | 0 | 0 | 0 | 0 | 234.7444 | 0 | 0 | 0 | 0 | 0 | 0 | 0 | [6 empty] | 869.2669 | 0 | 0 | 0 | 0 | 0 | 0 | 100%
| 8 | Dalley St 132/11kV ZS Decommissioning | ARA_02.1.0134A | 3498.1287 | 0 | 0 | 0 | 0 | 0 | 0 |  | 1 | 1 | 1 | 1 | 1 | 1 | 1 | 3498.1287 | 0 | 0 | 0 | 0 | 0 | 0 | 0 | 0 | 0 | 0 | 0 | 0 | 0 | 225.8144 | 0 | 0 | 0 | 0 | 0 | 0 | 0 | 0 | 0 | 0 | 0 | 0 | 0 | 225.8144 | 0 | 0 | 0 | 0 | 0 | 0 | 0 | [6 empty] | 3723.9431 | 0 | 0 | 0 | 0 | 0 | 0 | 100%
| 9 | 11kV LTs to Decommission Dalley Street | ARA_02.1.0135A | 790.0486 | 0 | 0 | 0 | 0 | 0 | 0 |  | 1 | 1 | 1 | 1 | 1 | 1 | 1 | 790.0486 | 0 | 0 | 0 | 0 | 0 | 0 | 0 | 0 | 0 | 0 | 0 | 0 | 0 | 413.1398 | 0 | 0 | 0 | 0 | 0 | 0 | 0 | 0 | 0 | 0 | 0 | 0 | 0 | 413.1398 | 0 | 0 | 0 | 0 | 0 | 0 | 0 | [6 empty] | 1203.1884 | 0 | 0 | 0 | 0 | 0 | 0 | 100%
| 10 | 5-Darlinghurst 33kV cable replacement | ARA_03.1A.0005 | 68.4792 | 0 | 0 | 0 | 0 | 0 | 0 |  | 1 | 1 | 1 | 1 | 1 | 1 | 1 | 68.4792 | 0 | 0 | 0 | 0 | 0 | 0 | 0 | 0 | 0 | 0 | 0 | 0 | 0 | 24.6759 | 0 | 0 | 0 | 0 | 0 | 0 | 0 | 0 | 0 | 0 | 0 | 0 | 0 | 24.6759 | 0 | 0 | 0 | 0 | 0 | 0 | 0 | [6 empty] | 93.1551 | 0 | 0 | 0 | 0 | 0 | 0 | 100%
| 11 | 20-Graving Dock feeders | ARA_03.1A.0020 | 359.1547 | 0 | 0 | 0 | 0 | 0 | 0 |  | 1 | 1 | 1 | 1 | 1 | 1 | 1 | 359.1547 | 0 | 0 | 0 | 0 | 0 | 0 | 0 | 0 | 0 | 0 | 0 | 0 | 0 | 74.9432 | 0 | 0 | 0 | 0 | 0 | 0 | 0 | 0 | 0 | 0 | 0 | 0 | 0 | 74.9432 | 0 | 0 | 0 | 0 | 0 | 0 | 0 | [6 empty] | 434.0979 | 0 | 0 | 0 | 0 | 0 | 0 | 100%
| 12 | 20-Graving Dock feeders | ARA_03.1A.0020 | 48.9757 | 0 | 0 | 0 | 0 | 0 | 0 |  | 1 | 1 | 1 | 1 | 1 | 1 | 1 | 48.9757 | 0 | 0 | 0 | 0 | 0 | 0 | 0 | 0 | 0 | 0 | 0 | 0 | 0 | 10.2195 | 0 | 0 | 0 | 0 | 0 | 0 | 0 | 0 | 0 | 0 | 0 | 0 | 0 | 10.2195 | 0 | 0 | 0 | 0 | 0 | 0 | 0 | [6 empty] | 59.1952 | 0 | 0 | 0 | 0 | 0 | 0 | 100%
| 13 | NEW 33KV SUPPLY TO WESTCONNEX STG 3A | ARA_03.1A.0032M | -40.4998 | 0 | 0 | 0 | 0 | 0 | 0 |  | 1 | 1 | 1 | 1 | 1 | 1 | 1 | -40.4998 | 0 | 0 | 0 | 0 | 0 | 0 | 0 | 0 | 0 | 0 | 0 | 0 | 0 | -29.161 | 0 | 0 | 0 | 0 | 0 | 0 | 0 | 0 | 0 | 0 | 0 | 0 | 0 | -29.161 | 0 | 0 | 0 | 0 | 0 | 0 | 0 | [6 empty] | -69.6608 | 0 | 0 | 0 | 0 | 0 | 0 | 100%
| 14 | NEW 33kV SUPPLY SYD METRO CITY & SW - SHILLS | ARA_03.1A.0037M | 416.0721 | 0 | 0 | 0 | 0 | 0 | 0 |  | 1 | 1 | 1 | 1 | 1 | 1 | 1 | 416.0721 | 0 | 0 | 0 | 0 | 0 | 0 | 0 | 0 | 0 | 0 | 0 | 0 | 0 | 178.6749 | 0 | 0 | 0 | 0 | 0 | 0 | 0 | 0 | 0 | 0 | 0 | 0 | 0 | 178.6749 | 0 | 0 | 0 | 0 | 0 | 0 | 0 | [6 empty] | 594.747 | 0 | 0 | 0 | 0 | 0 | 0 | 100%
| 15 | 16-Matraville like for like Sg replacement | ARA_03.1B.0016 | 44.578 | 0 | 0 | 0 | 0 | 0 | 0 |  | 1 | 1 | 1 | 1 | 1 | 1 | 1 | 44.578 | 0 | 0 | 0 | 0 | 0 | 0 | 0 | 0 | 0 | 0 | 0 | 0 | 0 | 22.0946 | 0 | 0 | 0 | 0 | 0 | 0 | 0 | 0 | 0 | 0 | 0 | 0 | 0 | 22.0946 | 0 | 0 | 0 | 0 | 0 | 0 | 0 | [6 empty] | 66.6727 | 0 | 0 | 0 | 0 | 0 | 0 | 100%
| 16 | ARA REP 11KV SWG COMPOUND MASCOT ZN | ARA_03.1B.0017 | 1250.1628 | 0 | 0 | 0 | 0 | 0 | 0 |  | 1 | 1 | 1 | 1 | 1 | 1 | 1 | 1250.1628 | 0 | 0 | 0 | 0 | 0 | 0 | 0 | 0 | 0 | 0 | 0 | 0 | 0 | 258.4232 | 0 | 0 | 0 | 0 | 0 | 0 | 0 | 0 | 0 | 0 | 0 | 0 | 0 | 258.4232 | 0 | 0 | 0 | 0 | 0 | 0 | 0 | [6 empty] | 1508.586 | 0 | 0 | 0 | 0 | 0 | 0 | 100%
| 17 |  | ARA_03.1B.0034A | 1555.558 | 0 | 0 | 0 | 0 | 0 | 0 |  | 1 | 1 | 1 | 1 | 1 | 1 | 1 | 1555.558 | 0 | 0 | 0 | 0 | 0 | 0 | 0 | 0 | 0 | 0 | 0 | 0 | 0 | 120.5064 | 0 | 0 | 0 | 0 | 0 | 0 | 0 | 0 | 0 | 0 | 0 | 0 | 0 | 120.5064 | 0 | 0 | 0 | 0 | 0 | 0 | 0 | [6 empty] | 1676.0644 | 0 | 0 | 0 | 0 | 0 | 0 | 100%
| 18 | REP 33kV FDR PROTECTN SYD DOMESTIC & INT TERM ZN | ARA_03.1B.0035 | 254.571 | 0 | 0 | 0 | 0 | 0 | 0 |  | 1 | 1 | 1 | 1 | 1 | 1 | 1 | 254.571 | 0 | 0 | 0 | 0 | 0 | 0 | 0 | 0 | 0 | 0 | 0 | 0 | 0 | 120.8746 | 0 | 0 | 0 | 0 | 0 | 0 | 0 | 0 | 0 | 0 | 0 | 0 | 0 | 120.8746 | 0 | 0 | 0 | 0 | 0 | 0 | 0 | [6 empty] | 375.4456 | 0 | 0 | 0 | 0 | 0 | 0 | 100%
| 19 | 4-Surry Hills 11kV SG (1) | ARA_03.1C.0004 | 1620.4535 | 0 | 0 | 0 | 0 | 0 | 0 |  | 1 | 1 | 1 | 1 | 1 | 1 | 1 | 1620.4535 | 0 | 0 | 0 | 0 | 0 | 0 | 0 | 0 | 0 | 0 | 0 | 0 | 0 | 456.8811 | 0 | 0 | 0 | 0 | 0 | 0 | 0 | 0 | 0 | 0 | 0 | 0 | 0 | 456.8811 | 0 | 0 | 0 | 0 | 0 | 0 | 0 | [6 empty] | 2077.3346 | 0 | 0 | 0 | 0 | 0 | 0 | 100%
| 20 | 14-Replace 11kV SG Clovelly Zone, LT's (1B2 | ARA_03.1C.0014 | 260.0576 | 0 | 0 | 0 | 0 | 0 | 0 |  | 1 | 1 | 1 | 1 | 1 | 1 | 1 | 260.0576 | 0 | 0 | 0 | 0 | 0 | 0 | 0 | 0 | 0 | 0 | 0 | 0 | 0 | 67.0938 | 0 | 0 | 0 | 0 | 0 | 0 | 0 | 0 | 0 | 0 | 0 | 0 | 0 | 67.0938 | 0 | 0 | 0 | 0 | 0 | 0 | 0 | [6 empty] | 327.1514 | 0 | 0 | 0 | 0 | 0 | 0 | 100%
| 21 | Replace fdr 264 frm Beaconsfield West to Kingsford | ARA_03.1C.0038A | 4459.9311 | 0 | 0 | 0 | 0 | 0 | 0 |  | 1 | 1 | 1 | 1 | 1 | 1 | 1 | 4459.9311 | 0 | 0 | 0 | 0 | 0 | 0 | 0 | 0 | 0 | 0 | 0 | 0 | 0 | 155.3979 | 0 | 0 | 0 | 0 | 0 | 0 | 0 | 0 | 0 | 0 | 0 | 0 | 0 | 155.3979 | 0 | 0 | 0 | 0 | 0 | 0 | 0 | [6 empty] | 4615.329 | 0 | 0 | 0 | 0 | 0 | 0 | 0.117% | 99.88%
| 22 | Replace fdr 265 frm Maroubra to Bunnerong | ARA_03.1C.0039A | 1952.5313 | 0 | 0 | 0 | 0 | 0 | 0 |  | 1 | 1 | 1 | 1 | 1 | 1 | 1 | 1952.5313 | 0 | 0 | 0 | 0 | 0 | 0 | 0 | 0 | 0 | 0 | 0 | 0 | 0 | 349.7829 | 0 | 0 | 0 | 0 | 0 | 0 | 0 | 0 | 0 | 0 | 0 | 0 | 0 | 349.7829 | 0 | 0 | 0 | 0 | 0 | 0 | 0 | [6 empty] | 2302.3143 | 0 | 0 | 0 | 0 | 0 | 0 |  | 100%
| 23 | 7-Retire Blakehurst, LT's, Connect 777 to 7 | ARA_04.1.0007 | 7.522 | 0 | 0 | 0 | 0 | 0 | 0 |  | 1 | 1 | 1 | 1 | 1 | 1 | 1 | 7.522 | 0 | 0 | 0 | 0 | 0 | 0 | 0 | 0 | 0 | 0 | 0 | 0 | 0 | 1.3532 | 0 | 0 | 0 | 0 | 0 | 0 | 0 | 0 | 0 | 0 | 0 | 0 | 0 | 1.3532 | 0 | 0 | 0 | 0 | 0 | 0 | 0 | [6 empty] | 8.8752 | 0 | 0 | 0 | 0 | 0 | 0 | 100%
| 24 | 2-9Replace Peakhurst 33kV SWG (1) | ARA_04.1.0029 | 843.4764 | 0 | 0 | 0 | 0 | 0 | 0 |  | 1 | 1 | 1 | 1 | 1 | 1 | 1 | 843.4764 | 0 | 0 | 0 | 0 | 0 | 0 | 0 | 0 | 0 | 0 | 0 | 0 | 0 | 443.9757 | 0 | 0 | 0 | 0 | 0 | 0 | 0 | 0 | 0 | 0 | 0 | 0 | 0 | 443.9757 | 0 | 0 | 0 | 0 | 0 | 0 | 0 | [6 empty] | 1287.452 | 0 | 0 | 0 | 0 | 0 | 0 |  | 100%
| 25 | 24-Port Hacking 33kV bus refurb | ARA_04.2.0024 | 6.4308 | 0 | 0 | 0 | 0 | 0 | 0 |  | 1 | 1 | 1 | 1 | 1 | 1 | 1 | 6.4308 | 0 | 0 | 0 | 0 | 0 | 0 | 0 | 0 | 0 | 0 | 0 | 0 | 0 | 1.5171 | 0 | 0 | 0 | 0 | 0 | 0 | 0 | 0 | 0 | 0 | 0 | 0 | 0 | 1.5171 | 0 | 0 | 0 | 0 | 0 | 0 | 0 | [6 empty] | 7.9478 | 0 | 0 | 0 | 0 | 0 | 0 | 100%
| 26 | 1-Chullora-Enfield 132kv Feeder | ARA_04.3A.0001 | 17.6877 | 0 | 0 | 0 | 0 | 0 | 0 |  | 1 | 1 | 1 | 1 | 1 | 1 | 1 | 17.6877 | 0 | 0 | 0 | 0 | 0 | 0 | 0 | 0 | 0 | 0 | 0 | 0 | 0 | 7.2325 | 0 | 0 | 0 | 0 | 0 | 0 | 0 | 0 | 0 | 0 | 0 | 0 | 0 | 7.2325 | 0 | 0 | 0 | 0 | 0 | 0 | 0 | [6 empty] | 24.9201 | 0 | 0 | 0 | 0 | 0 | 0 | 100%
| 27 | 5-Leightonfield zone 11kV SWG replacement & LT's | ARA_04.3A.0005 | 54.397 | 0 | 0 | 0 | 0 | 0 | 0 |  | 1 | 1 | 1 | 1 | 1 | 1 | 1 | 54.397 | 0 | 0 | 0 | 0 | 0 | 0 | 0 | 0 | 0 | 0 | 0 | 0 | 0 | 0 | 0 | 0 | 0 | 0 | 0 | 0 | 0 | 0 | 0 | 0 | 0 | 0 | 0 | 0 | 0 | 0 | 0 | 0 | 0 | 0 | 0 | [6 empty] | 54.397 | 0 | 0 | 0 | 0 | 0 | 0 | 100%
| 28 | 7-Enfield new 132/11kV zone and LT | ARA_04.3A.0007 | 241.818 | 0 | 0 | 0 | 0 | 0 | 0 |  | 1 | 1 | 1 | 1 | 1 | 1 | 1 | 241.818 | 0 | 0 | 0 | 0 | 0 | 0 | 0 | 0 | 0 | 0 | 0 | 0 | 0 | 76.2847 | 0 | 0 | 0 | 0 | 0 | 0 | 0 | 0 | 0 | 0 | 0 | 0 | 0 | 76.2847 | 0 | 0 | 0 | 0 | 0 | 0 | 0 | [6 empty] | 318.1026 | 0 | 0 | 0 | 0 | 0 | 0 | 100%
| 29 | 8-Canterbury STS SWG replacement - Option 1 | ARA_04.3A.0008 | 93.3206 | 0 | 0 | 0 | 0 | 0 | 0 |  | 1 | 1 | 1 | 1 | 1 | 1 | 1 | 93.3206 | 0 | 0 | 0 | 0 | 0 | 0 | 0 | 0 | 0 | 0 | 0 | 0 | 0 | 52.9521 | 0 | 0 | 0 | 0 | 0 | 0 | 0 | 0 | 0 | 0 | 0 | 0 | 0 | 52.9521 | 0 | 0 | 0 | 0 | 0 | 0 | 0 | [6 empty] | 146.2726 | 0 | 0 | 0 | 0 | 0 | 0 |  | 100%
| 30 | 14-Greenacre park 11kV SWG replacement and LT | ARA_04.3A.0014 | 942.6784 | 0 | 0 | 0 | 0 | 0 | 0 |  | 1 | 1 | 1 | 1 | 1 | 1 | 1 | 942.6784 | 0 | 0 | 0 | 0 | 0 | 0 | 0 | 0 | 0 | 0 | 0 | 0 | 0 | 355.8391 | 0 | 0 | 0 | 0 | 0 | 0 | 0 | 0 | 0 | 0 | 0 | 0 | 0 | 355.8391 | 0 | 0 | 0 | 0 | 0 | 0 | 0 | [6 empty] | 1298.5175 | 0 | 0 | 0 | 0 | 0 | 0 | 100%
| 31 | 19-Dulwich Hill zone 11kV SWG replace and LT | ARA_04.3A.0019 | 953.1614 | 0 | 0 | 0 | 0 | 0 | 0 |  | 1 | 1 | 1 | 1 | 1 | 1 | 1 | 953.1614 | 0 | 0 | 0 | 0 | 0 | 0 | 0 | 0 | 0 | 0 | 0 | 0 | 0 | 318.0434 | 0 | 0 | 0 | 0 | 0 | 0 | 0 | 0 | 0 | 0 | 0 | 0 | 0 | 318.0434 | 0 | 0 | 0 | 0 | 0 | 0 | 0 | [6 empty] | 1271.2048 | 0 | 0 | 0 | 0 | 0 | 0 | 100%
| 32 | 21-Dulwich Hill zone replace fdrs 643, 644, | ARA_04.3A.0021 | 251.1733 | 0 | 0 | 0 | 0 | 0 | 0 |  | 1 | 1 | 1 | 1 | 1 | 1 | 1 | 251.1733 | 0 | 0 | 0 | 0 | 0 | 0 | 0 | 0 | 0 | 0 | 0 | 0 | 0 | 81.2809 | 0 | 0 | 0 | 0 | 0 | 0 | 0 | 0 | 0 | 0 | 0 | 0 | 0 | 81.2809 | 0 | 0 | 0 | 0 | 0 | 0 | 0 | [6 empty] | 332.4542 | 0 | 0 | 0 | 0 | 0 | 0 | 100%
| 33 | Replace fdrs 291/1&292 frm Potts Hill to Greenacre | ARA_04.3A.0033A | 47.2179 | 0 | 0 | 0 | 0 | 0 | 0 |  | 1 | 1 | 1 | 1 | 1 | 1 | 1 | 47.2179 | 0 | 0 | 0 | 0 | 0 | 0 | 0 | 0 | 0 | 0 | 0 | 0 | 0 | 19.1291 | 0 | 0 | 0 | 0 | 0 | 0 | 0 | 0 | 0 | 0 | 0 | 0 | 0 | 19.1291 | 0 | 0 | 0 | 0 | 0 | 0 | 0 | [6 empty] | 66.3471 | 0 | 0 | 0 | 0 | 0 | 0 |  | 100%
| 34 | NEW 33kV SUPPLY SYD METRO CITY & SW - CBURY | ARA_04.3A.0037M | 9.1659 | 0 | 0 | 0 | 0 | 0 | 0 |  | 1 | 1 | 1 | 1 | 1 | 1 | 1 | 9.1659 | 0 | 0 | 0 | 0 | 0 | 0 | 0 | 0 | 0 | 0 | 0 | 0 | 0 | 2.8065 | 0 | 0 | 0 | 0 | 0 | 0 | 0 | 0 | 0 | 0 | 0 | 0 | 0 | 2.8065 | 0 | 0 | 0 | 0 | 0 | 0 | 0 | [6 empty] | 11.9724 | 0 | 0 | 0 | 0 | 0 | 0 | 100%
| 35 | ARA NEW 33kV SUPPLY M6 STG1 - CBURY STS | ARA_04.3A.0038M | 121.8726 | 0 | 0 | 0 | 0 | 0 | 0 |  | 1 | 1 | 1 | 1 | 1 | 1 | 1 | 121.8726 | 0 | 0 | 0 | 0 | 0 | 0 | 0 | 0 | 0 | 0 | 0 | 0 | 0 | 64.278 | 0 | 0 | 0 | 0 | 0 | 0 | 0 | 0 | 0 | 0 | 0 | 0 | 0 | 64.278 | 0 | 0 | 0 | 0 | 0 | 0 | 0 | [6 empty] | 186.1506 | 0 | 0 | 0 | 0 | 0 | 0 | 100%
| 36 | REP 11KV SWG MILPERRA ZN | ARA_04.3B.0008 | 1173.4784 | 0 | 0 | 0 | 0 | 0 | 0 |  | 1 | 1 | 1 | 1 | 1 | 1 | 1 | 1173.4784 | 0 | 0 | 0 | 0 | 0 | 0 | 0 | 0 | 0 | 0 | 0 | 0 | 0 | 297.0734 | 0 | 0 | 0 | 0 | 0 | 0 | 0 | 0 | 0 | 0 | 0 | 0 | 0 | 297.0734 | 0 | 0 | 0 | 0 | 0 | 0 | 0 | [6 empty] | 1470.5518 | 0 | 0 | 0 | 0 | 0 | 0 | 100%
| 37 | 11-Punchbowl zone 11kV SWG replacement | ARA_04.3B.0011 | 31.5891 | 0 | 0 | 0 | 0 | 0 | 0 |  | 1 | 1 | 1 | 1 | 1 | 1 | 1 | 31.5891 | 0 | 0 | 0 | 0 | 0 | 0 | 0 | 0 | 0 | 0 | 0 | 0 | 0 | 0 | 0 | 0 | 0 | 0 | 0 | 0 | 0 | 0 | 0 | 0 | 0 | 0 | 0 | 0 | 0 | 0 | 0 | 0 | 0 | 0 | 0 | [6 empty] | 31.5891 | 0 | 0 | 0 | 0 | 0 | 0 | 100%
| 38 | REP 132KV FDR 282/1 & 283/1 SSOUTH-REVESBY | ARA_04.3B.0036A | 764.5774 | 0 | 0 | 0 | 0 | 0 | 0 |  | 1 | 1 | 1 | 1 | 1 | 1 | 1 | 764.5774 | 0 | 0 | 0 | 0 | 0 | 0 | 0 | 0 | 0 | 0 | 0 | 0 | 0 | 66.1688 | 0 | 0 | 0 | 0 | 0 | 0 | 0 | 0 | 0 | 0 | 0 | 0 | 0 | 66.1688 | 0 | 0 | 0 | 0 | 0 | 0 | 0 | [6 empty] | 830.7462 | 0 | 0 | 0 | 0 | 0 | 0 | 100%
| 39 | Rozelle 132/33kV STS Upgrade | ARA_04.4.A.0005 | 1976.4846 | 0 | 0 | 0 | 0 | 0 | 0 |  | 1 | 1 | 1 | 1 | 1 | 1 | 1 | 1976.4846 | 0 | 0 | 0 | 0 | 0 | 0 | 0 | 0 | 0 | 0 | 0 | 0 | 0 | 422.3926 | 0 | 0 | 0 | 0 | 0 | 0 | 0 | 0 | 0 | 0 | 0 | 0 | 0 | 422.3926 | 0 | 0 | 0 | 0 | 0 | 0 | 0 | [6 empty] | 2398.8772 | 0 | 0 | 0 | 0 | 0 | 0 | 100%
| 40 | 11-Leichhardt 132kV zone sub (H1) | ARA_04.4.A.0011 | 1e-19 | 0 | 0 | 0 | 0 | 0 | 0 |  | 1 | 1 | 1 | 1 | 1 | 1 | 1 | 1e-19 | 0 | 0 | 0 | 0 | 0 | 0 | 0 | 0 | 0 | 0 | 0 | 0 | 0 | 0.43117 | 0 | 0 | 0 | 0 | 0 | 0 | 0 | 0 | 0 | 0 | 0 | 0 | 0 | 0.43117 | 0 | 0 | 0 | 0 | 0 | 0 | 0 | [6 empty] | 0.43117 | 0 | 0 | 0 | 0 | 0 | 0 | 100%
| 41 | 12-Five Dock 132kV zone (H1) | ARA_04.4.A.0012 | 38.4576 | 0 | 0 | 0 | 0 | 0 | 0 |  | 1 | 1 | 1 | 1 | 1 | 1 | 1 | 38.4576 | 0 | 0 | 0 | 0 | 0 | 0 | 0 | 0 | 0 | 0 | 0 | 0 | 0 | 0.86127 | 0 | 0 | 0 | 0 | 0 | 0 | 0 | 0 | 0 | 0 | 0 | 0 | 0 | 0.86127 | 0 | 0 | 0 | 0 | 0 | 0 | 0 | [6 empty] | 39.3189 | 0 | 0 | 0 | 0 | 0 | 0 | 100%
| 42 | NEW 33KV SUPPLY TO WESTCONNEX STG 3B | ARA_04.4.A.0023M | 72.0161 | 0 | 0 | 0 | 0 | 0 | 0 |  | 1 | 1 | 1 | 1 | 1 | 1 | 1 | 72.0161 | 0 | 0 | 0 | 0 | 0 | 0 | 0 | 0 | 0 | 0 | 0 | 0 | 0 | 47.4643 | 0 | 0 | 0 | 0 | 0 | 0 | 0 | 0 | 0 | 0 | 0 | 0 | 0 | 47.4643 | 0 | 0 | 0 | 0 | 0 | 0 | 0 | [6 empty] | 119.4804 | 0 | 0 | 0 | 0 | 0 | 0 | 100%
| 43 | NEW 33kV SUPPLY TO SYD METRO WEST CONST | ARA_04.4.A.0024M | 239.1404 | 0 | 0 | 0 | 0 | 0 | 0 |  | 1 | 1 | 1 | 1 | 1 | 1 | 1 | 239.1404 | 0 | 0 | 0 | 0 | 0 | 0 | 0 | 0 | 0 | 0 | 0 | 0 | 0 | 92.4647 | 0 | 0 | 0 | 0 | 0 | 0 | 0 | 0 | 0 | 0 | 0 | 0 | 0 | 92.4647 | 0 | 0 | 0 | 0 | 0 | 0 | 0 | [6 empty] | 331.6051 | 0 | 0 | 0 | 0 | 0 | 0 | 100%
| 44 |  | ARA_04.4.A.0025M | 48.8034 | 0 | 0 | 0 | 0 | 0 | 0 |  | 1 | 1 | 1 | 1 | 1 | 1 | 1 | 48.8034 | 0 | 0 | 0 | 0 | 0 | 0 | 0 | 0 | 0 | 0 | 0 | 0 | 0 | 17.7388 | 0 | 0 | 0 | 0 | 0 | 0 | 0 | 0 | 0 | 0 | 0 | 0 | 0 | 17.7388 | 0 | 0 | 0 | 0 | 0 | 0 | 0 | [6 empty] | 66.5422 | 0 | 0 | 0 | 0 | 0 | 0 | 100%
| 45 | Concord ZN 11kV SG REP | ARA_04.4.B.0002 | 5846.8981 | 0 | 0 | 0 | 0 | 0 | 0 |  | 1 | 1 | 1 | 1 | 1 | 1 | 1 | 5846.8981 | 0 | 0 | 0 | 0 | 0 | 0 | 0 | 0 | 0 | 0 | 0 | 0 | 0 | 203.4584 | 0 | 0 | 0 | 0 | 0 | 0 | 0 | 0 | 0 | 0 | 0 | 0 | 0 | 203.4584 | 0 | 0 | 0 | 0 | 0 | 0 | 0 | [6 empty] | 6050.3565 | 0 | 0 | 0 | 0 | 0 | 0 | 100%
| 46 | 7-Decom Strathfield STS | ARA_04.4.B.0007 | 9.3719 | 0 | 0 | 0 | 0 | 0 | 0 |  | 1 | 1 | 1 | 1 | 1 | 1 | 1 | 9.3719 | 0 | 0 | 0 | 0 | 0 | 0 | 0 | 0 | 0 | 0 | 0 | 0 | 0 | 7.044 | 0 | 0 | 0 | 0 | 0 | 0 | 0 | 0 | 0 | 0 | 0 | 0 | 0 | 7.044 | 0 | 0 | 0 | 0 | 0 | 0 | 0 | [6 empty] | 16.4158 | 0 | 0 | 0 | 0 | 0 | 0 | 100%
| 47 | 132kV feeders 923/2 and 924/2 Replacement | ARA_04.4.B.0022A | 1898.9421 | 0 | 0 | 0 | 0 | 0 | 0 |  | 1 | 1 | 1 | 1 | 1 | 1 | 1 | 1898.9421 | 0 | 0 | 0 | 0 | 0 | 0 | 0 | 0 | 0 | 0 | 0 | 0 | 0 | 161.1677 | 0 | 0 | 0 | 0 | 0 | 0 | 0 | 0 | 0 | 0 | 0 | 0 | 0 | 161.1677 | 0 | 0 | 0 | 0 | 0 | 0 | 0 | [6 empty] | 2060.1098 | 0 | 0 | 0 | 0 | 0 | 0 | 100%
| 48 | REP 33KV FDRS HOMEBUSH-AUBURN/LIDCOMBE | ARA_04.4.C.0008 | 423.659 | 0 | 0 | 0 | 0 | 0 | 0 |  | 1 | 1 | 1 | 1 | 1 | 1 | 1 | 423.659 | 0 | 0 | 0 | 0 | 0 | 0 | 0 | 0 | 0 | 0 | 0 | 0 | 0 | 90.2225 | 0 | 0 | 0 | 0 | 0 | 0 | 0 | 0 | 0 | 0 | 0 | 0 | 0 | 90.2225 | 0 | 0 | 0 | 0 | 0 | 0 | 0 | [6 empty] | 513.8815 | 0 | 0 | 0 | 0 | 0 | 0 | 100%
| 49 | REP 11KV SWG (GRP 2) LIDCOMBE ZN | ARA_04.4.C.0009 | 346.3401 | 0 | 0 | 0 | 0 | 0 | 0 |  | 1 | 1 | 1 | 1 | 1 | 1 | 1 | 346.3401 | 0 | 0 | 0 | 0 | 0 | 0 | 0 | 0 | 0 | 0 | 0 | 0 | 0 | 192.2569 | 0 | 0 | 0 | 0 | 0 | 0 | 0 | 0 | 0 | 0 | 0 | 0 | 0 | 192.2569 | 0 | 0 | 0 | 0 | 0 | 0 | 0 | [6 empty] | 538.597 | 0 | 0 | 0 | 0 | 0 | 0 | 100%
| 50 | 18-LT Flemington 11kV SWG replacement | ARA_04.4.C.0018 | -7.919 | 0 | 0 | 0 | 0 | 0 | 0 |  | 1 | 1 | 1 | 1 | 1 | 1 | 1 | -7.919 | 0 | 0 | 0 | 0 | 0 | 0 | 0 | 0 | 0 | 0 | 0 | 0 | 0 | -45.463 | 0 | 0 | 0 | 0 | 0 | 0 | 0 | 0 | 0 | 0 | 0 | 0 | 0 | -45.463 | 0 | 0 | 0 | 0 | 0 | 0 | 0 | [6 empty] | -53.382 | 0 | 0 | 0 | 0 | 0 | 0 | 100%
| 51 | 5-Darling harbour-Blackwattle Bay zones 11kV fdr | ARA_04.5.0005 | 971.4128 | 0 | 0 | 0 | 0 | 0 | 0 |  | 1 | 1 | 1 | 1 | 1 | 1 | 1 | 971.4128 | 0 | 0 | 0 | 0 | 0 | 0 | 0 | 0 | 0 | 0 | 0 | 0 | 0 | 242.5221 | 0 | 0 | 0 | 0 | 0 | 0 | 0 | 0 | 0 | 0 | 0 | 0 | 0 | 242.5221 | 0 | 0 | 0 | 0 | 0 | 0 | 0 | [6 empty] | 1213.935 | 0 | 0 | 0 | 0 | 0 | 0 | 100%
| 52 | 6-Retire Blackwattle Bay using Darling Harbour | ARA_04.5.0006 | 133.6033 | 0 | 0 | 0 | 0 | 0 | 0 |  | 1 | 1 | 1 | 1 | 1 | 1 | 1 | 133.6033 | 0 | 0 | 0 | 0 | 0 | 0 | 0 | 0 | 0 | 0 | 0 | 0 | 0 | 60.0941 | 0 | 0 | 0 | 0 | 0 | 0 | 0 | 0 | 0 | 0 | 0 | 0 | 0 | 60.0941 | 0 | 0 | 0 | 0 | 0 | 0 | 0 | [6 empty] | 193.6974 | 0 | 0 | 0 | 0 | 0 | 0 | 100%
| 53 | DECOM 132KV FDR 925/G WILLOUGHBY-MOSMAN | ARA_05.1.0011 | 253.3585 | 0 | 0 | 0 | 0 | 0 | 0 |  | 1 | 1 | 1 | 1 | 1 | 1 | 1 | 253.3585 | 0 | 0 | 0 | 0 | 0 | 0 | 0 | 0 | 0 | 0 | 0 | 0 | 0 | 5.7313 | 0 | 0 | 0 | 0 | 0 | 0 | 0 | 0 | 0 | 0 | 0 | 0 | 0 | 5.7313 | 0 | 0 | 0 | 0 | 0 | 0 | 0 | [6 empty] | 259.0899 | 0 | 0 | 0 | 0 | 0 | 0 | 100%
| 54 | REP 132KV FDR 9E4/4 & 925/4 WILLOUGHBY-CREMORNE | ARA_05.1.0014 | 222.5593 | 0 | 0 | 0 | 0 | 0 | 0 |  | 1 | 1 | 1 | 1 | 1 | 1 | 1 | 222.5593 | 0 | 0 | 0 | 0 | 0 | 0 | 0 | 0 | 0 | 0 | 0 | 0 | 0 | 28.5805 | 0 | 0 | 0 | 0 | 0 | 0 | 0 | 0 | 0 | 0 | 0 | 0 | 0 | 28.5805 | 0 | 0 | 0 | 0 | 0 | 0 | 0 | [6 empty] | 251.1399 | 0 | 0 | 0 | 0 | 0 | 0 | 100%
| 55 | NEW 33kV SUPPLY TO TELSTRA ST LEONARDS | ARA_05.1.0036M | -0.94552 | 0 | 0 | 0 | 0 | 0 | 0 |  | 1 | 1 | 1 | 1 | 1 | 1 | 1 | -0.94552 | 0 | 0 | 0 | 0 | 0 | 0 | 0 | 0 | 0 | 0 | 0 | 0 | 0 | 0 | 0 | 0 | 0 | 0 | 0 | 0 | 0 | 0 | 0 | 0 | 0 | 0 | 0 | 0 | 0 | 0 | 0 | 0 | 0 | 0 | 0 | [6 empty] | -0.94552 | 0 | 0 | 0 | 0 | 0 | 0 | 100%
| 56 | NEW 33kV SUPPLY TO GORE HILL TECH DATA CENTRE 2 | ARA_05.1.0037M | 42.3138 | 0 | 0 | 0 | 0 | 0 | 0 |  | 1 | 1 | 1 | 1 | 1 | 1 | 1 | 42.3138 | 0 | 0 | 0 | 0 | 0 | 0 | 0 | 0 | 0 | 0 | 0 | 0 | 0 | 3.5228 | 0 | 0 | 0 | 0 | 0 | 0 | 0 | 0 | 0 | 0 | 0 | 0 | 0 | 3.5228 | 0 | 0 | 0 | 0 | 0 | 0 | 0 | [6 empty] | 45.8365 | 0 | 0 | 0 | 0 | 0 | 0 | 100%
| 57 | NEW 33kV SUPPLY SYD METRO CITY & SW - WGHBY | ARA_05.1.0038M | 22.7572 | 0 | 0 | 0 | 0 | 0 | 0 |  | 1 | 1 | 1 | 1 | 1 | 1 | 1 | 22.7572 | 0 | 0 | 0 | 0 | 0 | 0 | 0 | 0 | 0 | 0 | 0 | 0 | 0 | 10.3663 | 0 | 0 | 0 | 0 | 0 | 0 | 0 | 0 | 0 | 0 | 0 | 0 | 0 | 10.3663 | 0 | 0 | 0 | 0 | 0 | 0 | 0 | [6 empty] | 33.1235 | 0 | 0 | 0 | 0 | 0 | 0 | 100%
| 58 |  | ARA_05.1.0039M | 1166.0658 | 0 | 0 | 0 | 0 | 0 | 0 |  | 1 | 1 | 1 | 1 | 1 | 1 | 1 | 1166.0658 | 0 | 0 | 0 | 0 | 0 | 0 | 0 | 0 | 0 | 0 | 0 | 0 | 0 | 333.1732 | 0 | 0 | 0 | 0 | 0 | 0 | 0 | 0 | 0 | 0 | 0 | 0 | 0 | 333.1732 | 0 | 0 | 0 | 0 | 0 | 0 | 0 | [6 empty] | 1499.239 | 0 | 0 | 0 | 0 | 0 | 0 | 100%
| 59 | REP 11KV SWG PYMBLE ZN | ARA_05.2.0004 | 71.8035 | 0 | 0 | 0 | 0 | 0 | 0 |  | 1 | 1 | 1 | 1 | 1 | 1 | 1 | 71.8035 | 0 | 0 | 0 | 0 | 0 | 0 | 0 | 0 | 0 | 0 | 0 | 0 | 0 | 28.4438 | 0 | 0 | 0 | 0 | 0 | 0 | 0 | 0 | 0 | 0 | 0 | 0 | 0 | 28.4438 | 0 | 0 | 0 | 0 | 0 | 0 | 0 | [6 empty] | 100.2473 | 0 | 0 | 0 | 0 | 0 | 0 | 100%
| 60 | REP 132KV FDR 9E1 & 9E2 OIL SEC SYD EAST-KURINGAI | ARA_05.2.0019 | 84.8518 | 0 | 0 | 0 | 0 | 0 | 0 |  | 1 | 1 | 1 | 1 | 1 | 1 | 1 | 84.8518 | 0 | 0 | 0 | 0 | 0 | 0 | 0 | 0 | 0 | 0 | 0 | 0 | 0 | 31.4474 | 0 | 0 | 0 | 0 | 0 | 0 | 0 | 0 | 0 | 0 | 0 | 0 | 0 | 31.4474 | 0 | 0 | 0 | 0 | 0 | 0 | 0 | [6 empty] | 116.2993 | 0 | 0 | 0 | 0 | 0 | 0 | 100%
| 61 | NEW Macquarie 132/33kV STS | ARA_05.3.0035U | 1279.6779 | 0 | 0 | 0 | 0 | 0 | 0 |  | 1 | 1 | 1 | 1 | 1 | 1 | 1 | 1279.6779 | 0 | 0 | 0 | 0 | 0 | 0 | 0 | 0 | 0 | 0 | 0 | 0 | 0 | 70.4705 | 0 | 0 | 0 | 0 | 0 | 0 | 0 | 0 | 0 | 0 | 0 | 0 | 0 | 70.4705 | 0 | 0 | 0 | 0 | 0 | 0 | 0 | [6 empty] | 1350.1484 | 0 | 0 | 0 | 0 | 0 | 0 |  | 100%
| 62 | NEW 132kV SUPPLY TO AIRTRUNK DATA CENTRE | ARA_05.3.0040M | 4.4591 | 0 | 0 | 0 | 0 | 0 | 0 |  | 1 | 1 | 1 | 1 | 1 | 1 | 1 | 4.4591 | 0 | 0 | 0 | 0 | 0 | 0 | 0 | 0 | 0 | 0 | 0 | 0 | 0 | 2.9689 | 0 | 0 | 0 | 0 | 0 | 0 | 0 | 0 | 0 | 0 | 0 | 0 | 0 | 2.9689 | 0 | 0 | 0 | 0 | 0 | 0 | 0 | [6 empty] | 7.4279 | 0 | 0 | 0 | 0 | 0 | 0 | 100%
| 63 |  | ARA_05.3.0041M | -4.2367 | 0 | 0 | 0 | 0 | 0 | 0 |  | 1 | 1 | 1 | 1 | 1 | 1 | 1 | -4.2367 | 0 | 0 | 0 | 0 | 0 | 0 | 0 | 0 | 0 | 0 | 0 | 0 | 0 | 12.7484 | 0 | 0 | 0 | 0 | 0 | 0 | 0 | 0 | 0 | 0 | 0 | 0 | 0 | 12.7484 | 0 | 0 | 0 | 0 | 0 | 0 | 0 | [6 empty] | 8.5117 | 0 | 0 | 0 | 0 | 0 | 0 | 100%
| 64 | NEW 33kV SUPPLY MACQ TELECOM - MACQUARIE STS | ARA_05.3.0042M | 63.7715 | 0 | 0 | 0 | 0 | 0 | 0 |  | 1 | 1 | 1 | 1 | 1 | 1 | 1 | 63.7715 | 0 | 0 | 0 | 0 | 0 | 0 | 0 | 0 | 0 | 0 | 0 | 0 | 0 | 28.7824 | 0 | 0 | 0 | 0 | 0 | 0 | 0 | 0 | 0 | 0 | 0 | 0 | 0 | 28.7824 | 0 | 0 | 0 | 0 | 0 | 0 | 0 | [6 empty] | 92.5539 | 0 | 0 | 0 | 0 | 0 | 0 | 100%
| 65 | ARA DECOM LANE COVR TEST ZN | ARA_05.3.0043 | 128.6254 | 0 | 0 | 0 | 0 | 0 | 0 |  | 1 | 1 | 1 | 1 | 1 | 1 | 1 | 128.6254 | 0 | 0 | 0 | 0 | 0 | 0 | 0 | 0 | 0 | 0 | 0 | 0 | 0 | 57.6783 | 0 | 0 | 0 | 0 | 0 | 0 | 0 | 0 | 0 | 0 | 0 | 0 | 0 | 57.6783 | 0 | 0 | 0 | 0 | 0 | 0 | 0 | [6 empty] | 186.3037 | 0 | 0 | 0 | 0 | 0 | 0 | 100%
| 66 | ARA NEW 33KV SUPPLY AWS DC - MACQUARIE STS | ARA_05.3.0044M | 135.896 | 0 | 0 | 0 | 0 | 0 | 0 |  | 1 | 1 | 1 | 1 | 1 | 1 | 1 | 135.896 | 0 | 0 | 0 | 0 | 0 | 0 | 0 | 0 | 0 | 0 | 0 | 0 | 0 | 88.9169 | 0 | 0 | 0 | 0 | 0 | 0 | 0 | 0 | 0 | 0 | 0 | 0 | 0 | 88.9169 | 0 | 0 | 0 | 0 | 0 | 0 | 0 | [6 empty] | 224.8129 | 0 | 0 | 0 | 0 | 0 | 0 | 100%
| 67 | NEW 132/33kV TX3 MACQUARIE STS | ARA_05.3.0045U | 151.1302 | 0 | 0 | 0 | 0 | 0 | 0 |  | 1 | 1 | 1 | 1 | 1 | 1 | 1 | 151.1302 | 0 | 0 | 0 | 0 | 0 | 0 | 0 | 0 | 0 | 0 | 0 | 0 | 0 | 52.1683 | 0 | 0 | 0 | 0 | 0 | 0 | 0 | 0 | 0 | 0 | 0 | 0 | 0 | 52.1683 | 0 | 0 | 0 | 0 | 0 | 0 | 0 | [6 empty] | 203.2986 | 0 | 0 | 0 | 0 | 0 | 0 | 100%
| 68 | ARA NEW 132kV SUPPLY MICROSOFT DC - LC STSS | ARA_05.3.0046M | 30.367 | 0 | 0 | 0 | 0 | 0 | 0 |  | 1 | 1 | 1 | 1 | 1 | 1 | 1 | 30.367 | 0 | 0 | 0 | 0 | 0 | 0 | 0 | 0 | 0 | 0 | 0 | 0 | 0 | 10.0558 | 0 | 0 | 0 | 0 | 0 | 0 | 0 | 0 | 0 | 0 | 0 | 0 | 0 | 10.0558 | 0 | 0 | 0 | 0 | 0 | 0 | 0 | [6 empty] | 40.4229 | 0 | 0 | 0 | 0 | 0 | 0 | 100%
| 69 | UPR 33kV FDRS S20 & S21 - OH SECTIONS | ARA_05.4.0022A | 887.1846 | 0 | 0 | 0 | 0 | 0 | 0 |  | 1 | 1 | 1 | 1 | 1 | 1 | 1 | 887.1846 | 0 | 0 | 0 | 0 | 0 | 0 | 0 | 0 | 0 | 0 | 0 | 0 | 0 | 345.5962 | 0 | 0 | 0 | 0 | 0 | 0 | 0 | 0 | 0 | 0 | 0 | 0 | 0 | 345.5962 | 0 | 0 | 0 | 0 | 0 | 0 | 0 | [6 empty] | 1232.7808 | 0 | 0 | 0 | 0 | 0 | 0 | 100%
| 70 | UPR 33kV FDRS S20 & S21 - OH SECTIONS | ARA_05.4.0022A | 1789.1528 | 0 | 0 | 0 | 0 | 0 | 0 |  | 1 | 1 | 1 | 1 | 1 | 1 | 1 | 1789.1528 | 0 | 0 | 0 | 0 | 0 | 0 | 0 | 0 | 0 | 0 | 0 | 0 | 0 | 686.8795 | 0 | 0 | 0 | 0 | 0 | 0 | 0 | 0 | 0 | 0 | 0 | 0 | 0 | 686.8795 | 0 | 0 | 0 | 0 | 0 | 0 | 0 | [6 empty] | 2476.0324 | 0 | 0 | 0 | 0 | 0 | 0 | 100%
| 71 | Narrabeen 33kV Busbar Retirement | ARA_05.4.0037A | 422.8558 | 0 | 0 | 0 | 0 | 0 | 0 |  | 1 | 1 | 1 | 1 | 1 | 1 | 1 | 422.8558 | 0 | 0 | 0 | 0 | 0 | 0 | 0 | 0 | 0 | 0 | 0 | 0 | 0 | 279.5955 | 0 | 0 | 0 | 0 | 0 | 0 | 0 | 0 | 0 | 0 | 0 | 0 | 0 | 279.5955 | 0 | 0 | 0 | 0 | 0 | 0 | 0 | [6 empty] | 702.4513 | 0 | 0 | 0 | 0 | 0 | 0 | 100%
| 72 | 4-Carrington 11kV Switchgear | ARA_07.1.0004 | 23.1632 | 0 | 0 | 0 | 0 | 0 | 0 |  | 1 | 1 | 1 | 1 | 1 | 1 | 1 | 23.1632 | 0 | 0 | 0 | 0 | 0 | 0 | 0 | 0 | 0 | 0 | 0 | 0 | 0 | 1.6022 | 0 | 0 | 0 | 0 | 0 | 0 | 0 | 0 | 0 | 0 | 0 | 0 | 0 | 1.6022 | 0 | 0 | 0 | 0 | 0 | 0 | 0 | [6 empty] | 24.7654 | 0 | 0 | 0 | 0 | 0 | 0 | 100%
| 73 | 6-Broadmeadows 132/11kV zone | ARA_07.1.0006 | 0.47949 | 0 | 0 | 0 | 0 | 0 | 0 |  | 1 | 1 | 1 | 1 | 1 | 1 | 1 | 0.47949 | 0 | 0 | 0 | 0 | 0 | 0 | 0 | 0 | 0 | 0 | 0 | 0 | 0 | 0.53444 | 0 | 0 | 0 | 0 | 0 | 0 | 0 | 0 | 0 | 0 | 0 | 0 | 0 | 0.53444 | 0 | 0 | 0 | 0 | 0 | 0 | 0 | [6 empty] | 1.0139 | 0 | 0 | 0 | 0 | 0 | 0 | 100%
| 74 | 6-Broadmeadows 132/11kV zone | ARA_07.1.0006 | 1.0189 | 0 | 0 | 0 | 0 | 0 | 0 |  | 1 | 1 | 1 | 1 | 1 | 1 | 1 | 1.0189 | 0 | 0 | 0 | 0 | 0 | 0 | 0 | 0 | 0 | 0 | 0 | 0 | 0 | 1.1357 | 0 | 0 | 0 | 0 | 0 | 0 | 0 | 0 | 0 | 0 | 0 | 0 | 0 | 1.1357 | 0 | 0 | 0 | 0 | 0 | 0 | 0 | [6 empty] | 2.1546 | 0 | 0 | 0 | 0 | 0 | 0 | 100%
| 75 | 16-Kotara oil filled cables & 33kV S/G retirement | ARA_07.1.0016 | 93.2315 | 0 | 0 | 0 | 0 | 0 | 0 |  | 1 | 1 | 1 | 1 | 1 | 1 | 1 | 93.2315 | 0 | 0 | 0 | 0 | 0 | 0 | 0 | 0 | 0 | 0 | 0 | 0 | 0 | 10.7575 | 0 | 0 | 0 | 0 | 0 | 0 | 0 | 0 | 0 | 0 | 0 | 0 | 0 | 10.7575 | 0 | 0 | 0 | 0 | 0 | 0 | 0 | [6 empty] | 103.989 | 0 | 0 | 0 | 0 | 0 | 0 | 100%
| 76 | 4-Waratah Busbar refurb - comsteel&SRA supply | ARA_07.2.0004 | 1886.3796 | 0 | 0 | 0 | 0 | 0 | 0 |  | 1 | 1 | 1 | 1 | 1 | 1 | 1 | 1886.3796 | 0 | 0 | 0 | 0 | 0 | 0 | 0 | 0 | 0 | 0 | 0 | 0 | 0 | 902.8623 | 0 | 0 | 0 | 0 | 0 | 0 | 0 | 0 | 0 | 0 | 0 | 0 | 0 | 902.8623 | 0 | 0 | 0 | 0 | 0 | 0 | 0 | [6 empty] | 2789.2418 | 0 | 0 | 0 | 0 | 0 | 0 | 100%
| 77 | 7-Shortland 33kV zone decommissioning | ARA_07.2.0007 | 1.3375 | 0 | 0 | 0 | 0 | 0 | 0 |  | 1 | 1 | 1 | 1 | 1 | 1 | 1 | 1.3375 | 0 | 0 | 0 | 0 | 0 | 0 | 0 | 0 | 0 | 0 | 0 | 0 | 0 | 0.0763 | 0 | 0 | 0 | 0 | 0 | 0 | 0 | 0 | 0 | 0 | 0 | 0 | 0 | 0.0763 | 0 | 0 | 0 | 0 | 0 | 0 | 0 | [6 empty] | 1.4138 | 0 | 0 | 0 | 0 | 0 | 0 | 100%
| 78 | ARA REP 11kV SWG CARDIFF ZN | ARA_07.3.0006 | 0.91903 | 0 | 0 | 0 | 0 | 0 | 0 |  | 1 | 1 | 1 | 1 | 1 | 1 | 1 | 0.91903 | 0 | 0 | 0 | 0 | 0 | 0 | 0 | 0 | 0 | 0 | 0 | 0 | 0 | 0.41146 | 0 | 0 | 0 | 0 | 0 | 0 | 0 | 0 | 0 | 0 | 0 | 0 | 0 | 0.41146 | 0 | 0 | 0 | 0 | 0 | 0 | 0 | [6 empty] | 1.3305 | 0 | 0 | 0 | 0 | 0 | 0 | 100%
| 79 | ARA DECOM 33kV STOCKTON BOREHOLE SS | ARA_07.3.0016 | 168.0837 | 0 | 0 | 0 | 0 | 0 | 0 |  | 1 | 1 | 1 | 1 | 1 | 1 | 1 | 168.0837 | 0 | 0 | 0 | 0 | 0 | 0 | 0 | 0 | 0 | 0 | 0 | 0 | 0 | 84.272 | 0 | 0 | 0 | 0 | 0 | 0 | 0 | 0 | 0 | 0 | 0 | 0 | 0 | 84.272 | 0 | 0 | 0 | 0 | 0 | 0 | 0 | [6 empty] | 252.3557 | 0 | 0 | 0 | 0 | 0 | 0 | 100%
| 80 | REFURB 132/33kV AWABA STS | ARA_07.4.0004 | 25.792 | 0 | 0 | 0 | 0 | 0 | 0 |  | 1 | 1 | 1 | 1 | 1 | 1 | 1 | 25.792 | 0 | 0 | 0 | 0 | 0 | 0 | 0 | 0 | 0 | 0 | 0 | 0 | 0 | 9.4396 | 0 | 0 | 0 | 0 | 0 | 0 | 0 | 0 | 0 | 0 | 0 | 0 | 0 | 9.4396 | 0 | 0 | 0 | 0 | 0 | 0 | 0 | [6 empty] | 35.2317 | 0 | 0 | 0 | 0 | 0 | 0 | 100%
| 81 | 7-Woodrising zone | ARA_07.4.0007 | 81.8769 | 0 | 0 | 0 | 0 | 0 | 0 |  | 1 | 1 | 1 | 1 | 1 | 1 | 1 | 81.8769 | 0 | 0 | 0 | 0 | 0 | 0 | 0 | 0 | 0 | 0 | 0 | 0 | 0 | 24.6375 | 0 | 0 | 0 | 0 | 0 | 0 | 0 | 0 | 0 | 0 | 0 | 0 | 0 | 24.6375 | 0 | 0 | 0 | 0 | 0 | 0 | 0 | [6 empty] | 106.5144 | 0 | 0 | 0 | 0 | 0 | 0 | 100%
| 82 | West Lake Macquarie MCC A | ARA_07.4.0071 | 1.7882 | 0 | 0 | 0 | 0 | 0 | 0 |  | 1 | 1 | 1 | 1 | 1 | 1 | 1 | 1.7882 | 0 | 0 | 0 | 0 | 0 | 0 | 0 | 0 | 0 | 0 | 0 | 0 | 0 | 1.5727 | 0 | 0 | 0 | 0 | 0 | 0 | 0 | 0 | 0 | 0 | 0 | 0 | 0 | 1.5727 | 0 | 0 | 0 | 0 | 0 | 0 | 0 | [6 empty] | 3.3609 | 0 | 0 | 0 | 0 | 0 | 0 | 100%
| 83 | 1-Upgrade 33kV fdrs 760 & 766 Merewether to Dudley | ARA_07.5.0001 | 516.2293 | 0 | 0 | 0 | 0 | 0 | 0 |  | 1 | 1 | 1 | 1 | 1 | 1 | 1 | 516.2293 | 0 | 0 | 0 | 0 | 0 | 0 | 0 | 0 | 0 | 0 | 0 | 0 | 0 | 31.3897 | 0 | 0 | 0 | 0 | 0 | 0 | 0 | 0 | 0 | 0 | 0 | 0 | 0 | 31.3897 | 0 | 0 | 0 | 0 | 0 | 0 | 0 | [6 empty] | 547.619 | 0 | 0 | 0 | 0 | 0 | 0 | 100%
| 84 | 6-Retire Charlestown & Dudley + 11kV LTs | ARA_07.5.0006 | 219.5767 | 0 | 0 | 0 | 0 | 0 | 0 |  | 1 | 1 | 1 | 1 | 1 | 1 | 1 | 219.5767 | 0 | 0 | 0 | 0 | 0 | 0 | 0 | 0 | 0 | 0 | 0 | 0 | 0 | 130.5078 | 0 | 0 | 0 | 0 | 0 | 0 | 0 | 0 | 0 | 0 | 0 | 0 | 0 | 130.5078 | 0 | 0 | 0 | 0 | 0 | 0 | 0 | [6 empty] | 350.0845 | 0 | 0 | 0 | 0 | 0 | 0 | 100%
| 85 | REP 11KV SWG TARRO ZN | ARA_07.6.0014 | 0.31744 | 0 | 0 | 0 | 0 | 0 | 0 |  | 1 | 1 | 1 | 1 | 1 | 1 | 1 | 0.31744 | 0 | 0 | 0 | 0 | 0 | 0 | 0 | 0 | 0 | 0 | 0 | 0 | 0 | 0.14027 | 0 | 0 | 0 | 0 | 0 | 0 | 0 | 0 | 0 | 0 | 0 | 0 | 0 | 0.14027 | 0 | 0 | 0 | 0 | 0 | 0 | 0 | [6 empty] | 0.45771 | 0 | 0 | 0 | 0 | 0 | 0 | 100%
| 86 | REP 11KV SWG TARRO ZN | ARA_07.6.0014 | 2147.7658 | 0 | 0 | 0 | 0 | 0 | 0 |  | 1 | 1 | 1 | 1 | 1 | 1 | 1 | 2147.7658 | 0 | 0 | 0 | 0 | 0 | 0 | 0 | 0 | 0 | 0 | 0 | 0 | 0 | 354.4797 | 0 | 0 | 0 | 0 | 0 | 0 | 0 | 0 | 0 | 0 | 0 | 0 | 0 | 354.4797 | 0 | 0 | 0 | 0 | 0 | 0 | 0 | [6 empty] | 2502.2455 | 0 | 0 | 0 | 0 | 0 | 0 | 100%
| 87 | UPR 33kV FDR 81401 TANILBA BAY-TEA GARDENS | ARA_07.8.0008 | 125.0389 | 0 | 0 | 0 | 0 | 0 | 0 |  | 1 | 1 | 1 | 1 | 1 | 1 | 1 | 125.0389 | 0 | 0 | 0 | 0 | 0 | 0 | 0 | 0 | 0 | 0 | 0 | 0 | 0 | 103.0679 | 0 | 0 | 0 | 0 | 0 | 0 | 0 | 0 | 0 | 0 | 0 | 0 | 0 | 103.0679 | 0 | 0 | 0 | 0 | 0 | 0 | 0 | [6 empty] | 228.1068 | 0 | 0 | 0 | 0 | 0 | 0 | 100%
| 88 | 13-Stockton 11kV SG replacement | ARA_07.8.0013 | 39.8612 | 0 | 0 | 0 | 0 | 0 | 0 |  | 1 | 1 | 1 | 1 | 1 | 1 | 1 | 39.8612 | 0 | 0 | 0 | 0 | 0 | 0 | 0 | 0 | 0 | 0 | 0 | 0 | 0 | 15.7997 | 0 | 0 | 0 | 0 | 0 | 0 | 0 | 0 | 0 | 0 | 0 | 0 | 0 | 15.7997 | 0 | 0 | 0 | 0 | 0 | 0 | 0 | [6 empty] | 55.6609 | 0 | 0 | 0 | 0 | 0 | 0 | 100%
| 89 | Port Stephens MCC A | ARA_07.8.0071 | 23.0041 | 0 | 0 | 0 | 0 | 0 | 0 |  | 1 | 1 | 1 | 1 | 1 | 1 | 1 | 23.0041 | 0 | 0 | 0 | 0 | 0 | 0 | 0 | 0 | 0 | 0 | 0 | 0 | 0 | 21.98 | 0 | 0 | 0 | 0 | 0 | 0 | 0 | 0 | 0 | 0 | 0 | 0 | 0 | 21.98 | 0 | 0 | 0 | 0 | 0 | 0 | 0 | [6 empty] | 44.9841 | 0 | 0 | 0 | 0 | 0 | 0 | 100%
| 90 | NEW CAP BANKS SINGLETON STS | ARA_08.1.0004 | 8.8687 | 0 | 0 | 0 | 0 | 0 | 0 |  | 1 | 1 | 1 | 1 | 1 | 1 | 1 | 8.8687 | 0 | 0 | 0 | 0 | 0 | 0 | 0 | 0 | 0 | 0 | 0 | 0 | 0 | 2.5689 | 0 | 0 | 0 | 0 | 0 | 0 | 0 | 0 | 0 | 0 | 0 | 0 | 0 | 2.5689 | 0 | 0 | 0 | 0 | 0 | 0 | 0 | [6 empty] | 11.4375 | 0 | 0 | 0 | 0 | 0 | 0 | 100%
| 91 | 27-Decommission Muswellbrook STS | ARA_08.2.0027 | 2192.1957 | 0 | 0 | 0 | 0 | 0 | 0 |  | 1 | 1 | 1 | 1 | 1 | 1 | 1 | 2192.1957 | 0 | 0 | 0 | 0 | 0 | 0 | 0 | 0 | 0 | 0 | 0 | 0 | 0 | 359.799 | 0 | 0 | 0 | 0 | 0 | 0 | 0 | 0 | 0 | 0 | 0 | 0 | 0 | 359.799 | 0 | 0 | 0 | 0 | 0 | 0 | 0 | [6 empty] | 2551.9947 | 0 | 0 | 0 | 0 | 0 | 0 |  | 100%
| 92 | 30-Muswellbrookk zone upgrade - convert to 66 | ARA_08.2.0030 | 27.7277 | 0 | 0 | 0 | 0 | 0 | 0 |  | 1 | 1 | 1 | 1 | 1 | 1 | 1 | 27.7277 | 0 | 0 | 0 | 0 | 0 | 0 | 0 | 0 | 0 | 0 | 0 | 0 | 0 | 10.6306 | 0 | 0 | 0 | 0 | 0 | 0 | 0 | 0 | 0 | 0 | 0 | 0 | 0 | 10.6306 | 0 | 0 | 0 | 0 | 0 | 0 | 0 | [6 empty] | 38.3583 | 0 | 0 | 0 | 0 | 0 | 0 | 100%
| 93 | Ausgrid Funded Capex (CIA95B) | CC_66.01.12 | 2621.613 | 0 | 0 | 0 | 0 | 0 | 0 |  | 1 | 1 | 1 | 1 | 1 | 1 | 1 | 2621.613 | 0 | 0 | 0 | 0 | 0 | 0 | 0 | 0 | 0 | 0 | 0 | 0 | 0 | 1169.4127 | 0 | 0 | 0 | 0 | 0 | 0 | 0 | 0 | 0 | 0 | 0 | 0 | 0 | 1169.4127 | 0 | 0 | 0 | 0 | 0 | 0 | 0 | [6 empty] | 3791.0257 | 0 | 0 | 0 | 0 | 0 | 0 | 100%
| 94 | Customer Connections (>100A) | CC_66.01.13 | 157.496 | 0 | 0 | 0 | 0 | 0 | 0 |  | 1 | 1 | 1 | 1 | 1 | 1 | 1 | 157.496 | 0 | 0 | 0 | 0 | 0 | 0 | 0 | 0 | 0 | 0 | 0 | 0 | 0 | 25.2999 | 0 | 0 | 0 | 0 | 0 | 0 | 0 | 0 | 0 | 0 | 0 | 0 | 0 | 25.2999 | 0 | 0 | 0 | 0 | 0 | 0 | 0 | [6 empty] | 182.7959 | 0 | 0 | 0 | 0 | 0 | 0 | 100%
| 95 | Customer Connections (< 100A) | CC_66.01.14 | 35.919 | 0 | 0 | 0 | 0 | 0 | 0 |  | 1 | 1 | 1 | 1 | 1 | 1 | 1 | 35.919 | 0 | 0 | 0 | 0 | 0 | 0 | 0 | 0 | 0 | 0 | 0 | 0 | 0 | 16.32 | 0 | 0 | 0 | 0 | 0 | 0 | 0 | 0 | 0 | 0 | 0 | 0 | 0 | 16.32 | 0 | 0 | 0 | 0 | 0 | 0 | 0 | [6 empty] | 52.239 | 0 | 0 | 0 | 0 | 0 | 0 | 100%
| 96 | Distribution Substation Program | DOC_11.03.01 | 1462.8438 | 0 | 0 | 0 | 0 | 0 | 0 |  | 1 | 1 | 1 | 1 | 1 | 1 | 1 | 1462.8438 | 0 | 0 | 0 | 0 | 0 | 0 | 0 | 0 | 0 | 0 | 0 | 0 | 0 | 36.2757 | 0 | 0 | 0 | 0 | 0 | 0 | 0 | 0 | 0 | 0 | 0 | 0 | 0 | 36.2757 | 0 | 0 | 0 | 0 | 0 | 0 | 0 | [6 empty] | 1499.1195 | 0 | 0 | 0 | 0 | 0 | 0 | 100%
| 97 | Perimeter fencing | DOC_11.03.02 | 4499.3882 | 0 | 0 | 0 | 0 | 0 | 0 |  | 1 | 1 | 1 | 1 | 1 | 1 | 1 | 4499.3882 | 0 | 0 | 0 | 0 | 0 | 0 | 0 | 0 | 0 | 0 | 0 | 0 | 0 | 181.3756 | 0 | 0 | 0 | 0 | 0 | 0 | 0 | 0 | 0 | 0 | 0 | 0 | 0 | 181.3756 | 0 | 0 | 0 | 0 | 0 | 0 | 0 | [6 empty] | 4680.7638 | 0 | 0 | 0 | 0 | 0 | 0 | 45.04% | 54.96%
| 98 | Brick Wall OE Substations | DOC_11.03.10 | 475.9861 | 0 | 0 | 0 | 0 | 0 | 0 |  | 1 | 1 | 1 | 1 | 1 | 1 | 1 | 475.9861 | 0 | 0 | 0 | 0 | 0 | 0 | 0 | 0 | 0 | 0 | 0 | 0 | 0 | 39.0508 | 0 | 0 | 0 | 0 | 0 | 0 | 0 | 0 | 0 | 0 | 0 | 0 | 0 | 39.0508 | 0 | 0 | 0 | 0 | 0 | 0 | 0 | [6 empty] | 515.0369 | 0 | 0 | 0 | 0 | 0 | 0 | 100%
| 99 | Water Crossing Assessments & Signs | DOC_11.03.11 | 1103.768 | 0 | 0 | 0 | 0 | 0 | 0 |  | 1 | 1 | 1 | 1 | 1 | 1 | 1 | 1103.768 | 0 | 0 | 0 | 0 | 0 | 0 | 0 | 0 | 0 | 0 | 0 | 0 | 0 | 87.6913 | 0 | 0 | 0 | 0 | 0 | 0 | 0 | 0 | 0 | 0 | 0 | 0 | 0 | 87.6913 | 0 | 0 | 0 | 0 | 0 | 0 | 0 | [6 empty] | 1191.4592 | 0 | 0 | 0 | 0 | 0 | 0 | 100%
| 100 | Fire Mitigation - ZN | DOC_11.03.24 | 408.5372 | 0 | 0 | 0 | 0 | 0 | 0 |  | 1 | 1 | 1 | 1 | 1 | 1 | 1 | 408.5372 | 0 | 0 | 0 | 0 | 0 | 0 | 0 | 0 | 0 | 0 | 0 | 0 | 0 | 71.7197 | 0 | 0 | 0 | 0 | 0 | 0 | 0 | 0 | 0 | 0 | 0 | 0 | 0 | 71.7197 | 0 | 0 | 0 | 0 | 0 | 0 | 0 | [6 empty] | 480.2569 | 0 | 0 | 0 | 0 | 0 | 0 | 93.9% | 6.1%
| 101 | Smoke Detection System - ZN | DOC_11.03.25 | 1073.7058 | 0 | 0 | 0 | 0 | 0 | 0 |  | 1 | 1 | 1 | 1 | 1 | 1 | 1 | 1073.7058 | 0 | 0 | 0 | 0 | 0 | 0 | 0 | 0 | 0 | 0 | 0 | 0 | 0 | 90.5899 | 0 | 0 | 0 | 0 | 0 | 0 | 0 | 0 | 0 | 0 | 0 | 0 | 0 | 90.5899 | 0 | 0 | 0 | 0 | 0 | 0 | 0 | [6 empty] | 1164.2957 | 0 | 0 | 0 | 0 | 0 | 0 | 82.75% | 17.25%
| 102 | Fire Hydrants - ZN | DOC_11.03.26 | 67.1429 | 0 | 0 | 0 | 0 | 0 | 0 |  | 1 | 1 | 1 | 1 | 1 | 1 | 1 | 67.1429 | 0 | 0 | 0 | 0 | 0 | 0 | 0 | 0 | 0 | 0 | 0 | 0 | 0 | 21.396 | 0 | 0 | 0 | 0 | 0 | 0 | 0 | 0 | 0 | 0 | 0 | 0 | 0 | 21.396 | 0 | 0 | 0 | 0 | 0 | 0 | 0 | [6 empty] | 88.5389 | 0 | 0 | 0 | 0 | 0 | 0 | 85.25% | 14.75%
| 103 | UG Substations Cascade modernisation | DOC_11.03.30 | 51.9465 | 0 | 0 | 0 | 0 | 0 | 0 |  | 1 | 1 | 1 | 1 | 1 | 1 | 1 | 51.9465 | 0 | 0 | 0 | 0 | 0 | 0 | 0 | 0 | 0 | 0 | 0 | 0 | 0 | 19.1783 | 0 | 0 | 0 | 0 | 0 | 0 | 0 | 0 | 0 | 0 | 0 | 0 | 0 | 19.1783 | 0 | 0 | 0 | 0 | 0 | 0 | 0 | [6 empty] | 71.1248 | 0 | 0 | 0 | 0 | 0 | 0 | 100%
| 104 | Rectify Low Distribution Mains | DOC_11.03.34 | 1331.901 | 0 | 0 | 0 | 0 | 0 | 0 |  | 1 | 1 | 1 | 1 | 1 | 1 | 1 | 1331.901 | 0 | 0 | 0 | 0 | 0 | 0 | 0 | 0 | 0 | 0 | 0 | 0 | 0 | 650.115 | 0 | 0 | 0 | 0 | 0 | 0 | 0 | 0 | 0 | 0 | 0 | 0 | 0 | 650.115 | 0 | 0 | 0 | 0 | 0 | 0 | 0 | [6 empty] | 1982.016 | 0 | 0 | 0 | 0 | 0 | 0 | 100%
| 105 | Rectify Low Transmission Mains | DOC_11.03.35 | 53.6947 | 0 | 0 | 0 | 0 | 0 | 0 |  | 1 | 1 | 1 | 1 | 1 | 1 | 1 | 53.6947 | 0 | 0 | 0 | 0 | 0 | 0 | 0 | 0 | 0 | 0 | 0 | 0 | 0 | 47.8423 | 0 | 0 | 0 | 0 | 0 | 0 | 0 | 0 | 0 | 0 | 0 | 0 | 0 | 47.8423 | 0 | 0 | 0 | 0 | 0 | 0 | 0 | [6 empty] | 101.5369 | 0 | 0 | 0 | 0 | 0 | 0 | 70.94% | 29.06%
| 106 | Reactive OH&S Projects - ZN | DOC_11.03.36 | 80.3711 | 0 | 0 | 0 | 0 | 0 | 0 |  | 1 | 1 | 1 | 1 | 1 | 1 | 1 | 80.3711 | 0 | 0 | 0 | 0 | 0 | 0 | 0 | 0 | 0 | 0 | 0 | 0 | 0 | 9.8749 | 0 | 0 | 0 | 0 | 0 | 0 | 0 | 0 | 0 | 0 | 0 | 0 | 0 | 9.8749 | 0 | 0 | 0 | 0 | 0 | 0 | 0 | [6 empty] | 90.2459 | 0 | 0 | 0 | 0 | 0 | 0 | 80.53% | 19.47%
| 107 | Optical Arc Fault Protection | DOC_11.03.38 | 623.6624 | 0 | 0 | 0 | 0 | 0 | 0 |  | 1 | 1 | 1 | 1 | 1 | 1 | 1 | 623.6624 | 0 | 0 | 0 | 0 | 0 | 0 | 0 | 0 | 0 | 0 | 0 | 0 | 0 | 256.8822 | 0 | 0 | 0 | 0 | 0 | 0 | 0 | 0 | 0 | 0 | 0 | 0 | 0 | 256.8822 | 0 | 0 | 0 | 0 | 0 | 0 | 0 | [6 empty] | 880.5446 | 0 | 0 | 0 | 0 | 0 | 0 | 100%
| 108 | Optical Arc Fault Protection | DOC_11.03.38 | 16.1476 | 0 | 0 | 0 | 0 | 0 | 0 |  | 1 | 1 | 1 | 1 | 1 | 1 | 1 | 16.1476 | 0 | 0 | 0 | 0 | 0 | 0 | 0 | 0 | 0 | 0 | 0 | 0 | 0 | 6.0423 | 0 | 0 | 0 | 0 | 0 | 0 | 0 | 0 | 0 | 0 | 0 | 0 | 0 | 6.0423 | 0 | 0 | 0 | 0 | 0 | 0 | 0 | [6 empty] | 22.1899 | 0 | 0 | 0 | 0 | 0 | 0 | 100%
| 109 | LV Board Polycarbonate Screening | DOC_11.03.39 | 213.3213 | 0 | 0 | 0 | 0 | 0 | 0 |  | 1 | 1 | 1 | 1 | 1 | 1 | 1 | 213.3213 | 0 | 0 | 0 | 0 | 0 | 0 | 0 | 0 | 0 | 0 | 0 | 0 | 0 | 78.5401 | 0 | 0 | 0 | 0 | 0 | 0 | 0 | 0 | 0 | 0 | 0 | 0 | 0 | 78.5401 | 0 | 0 | 0 | 0 | 0 | 0 | 0 | [6 empty] | 291.8614 | 0 | 0 | 0 | 0 | 0 | 0 | 100%
| 110 | Relocate Poles in RTA Blackspots - DM | DOC_11.03.40 | 178.965 | 0 | 0 | 0 | 0 | 0 | 0 |  | 1 | 1 | 1 | 1 | 1 | 1 | 1 | 178.965 | 0 | 0 | 0 | 0 | 0 | 0 | 0 | 0 | 0 | 0 | 0 | 0 | 0 | 52.6879 | 0 | 0 | 0 | 0 | 0 | 0 | 0 | 0 | 0 | 0 | 0 | 0 | 0 | 52.6879 | 0 | 0 | 0 | 0 | 0 | 0 | 0 | [6 empty] | 231.6529 | 0 | 0 | 0 | 0 | 0 | 0 | 100%
| 111 | Reactive Electrical Safety - DC | DOC_11.03.42 | 69.6426 | 0 | 0 | 0 | 0 | 0 | 0 |  | 1 | 1 | 1 | 1 | 1 | 1 | 1 | 69.6426 | 0 | 0 | 0 | 0 | 0 | 0 | 0 | 0 | 0 | 0 | 0 | 0 | 0 | 31.1235 | 0 | 0 | 0 | 0 | 0 | 0 | 0 | 0 | 0 | 0 | 0 | 0 | 0 | 31.1235 | 0 | 0 | 0 | 0 | 0 | 0 | 0 | [6 empty] | 100.7661 | 0 | 0 | 0 | 0 | 0 | 0 | 100%
| 112 | Reactive Electrical Safety - DM | DOC_11.03.43 | 951.9331 | 0 | 0 | 0 | 0 | 0 | 0 |  | 1 | 1 | 1 | 1 | 1 | 1 | 1 | 951.9331 | 0 | 0 | 0 | 0 | 0 | 0 | 0 | 0 | 0 | 0 | 0 | 0 | 0 | 268.5754 | 0 | 0 | 0 | 0 | 0 | 0 | 0 | 0 | 0 | 0 | 0 | 0 | 0 | 268.5754 | 0 | 0 | 0 | 0 | 0 | 0 | 0 | [6 empty] | 1220.5085 | 0 | 0 | 0 | 0 | 0 | 0 | 100%
| 113 | Reactive Electrical Safety - TM | DOC_11.03.44 | 2.3836 | 0 | 0 | 0 | 0 | 0 | 0 |  | 1 | 1 | 1 | 1 | 1 | 1 | 1 | 2.3836 | 0 | 0 | 0 | 0 | 0 | 0 | 0 | 0 | 0 | 0 | 0 | 0 | 0 | 1.0246 | 0 | 0 | 0 | 0 | 0 | 0 | 0 | 0 | 0 | 0 | 0 | 0 | 0 | 1.0246 | 0 | 0 | 0 | 0 | 0 | 0 | 0 | [6 empty] | 3.4082 | 0 | 0 | 0 | 0 | 0 | 0 | 77.9% | 22.1%
| 114 | Reactive OH&S Projects - DM | DOC_11.03.47 | -7.345 | 0 | 0 | 0 | 0 | 0 | 0 |  | 1 | 1 | 1 | 1 | 1 | 1 | 1 | -7.345 | 0 | 0 | 0 | 0 | 0 | 0 | 0 | 0 | 0 | 0 | 0 | 0 | 0 | 0 | 0 | 0 | 0 | 0 | 0 | 0 | 0 | 0 | 0 | 0 | 0 | 0 | 0 | 0 | 0 | 0 | 0 | 0 | 0 | 0 | 0 | [6 empty] | -7.345 | 0 | 0 | 0 | 0 | 0 | 0 | 100%
| 115 | Reactive OH&S Projects - DC | DOC_11.03.48 | 122.4549 | 0 | 0 | 0 | 0 | 0 | 0 |  | 1 | 1 | 1 | 1 | 1 | 1 | 1 | 122.4549 | 0 | 0 | 0 | 0 | 0 | 0 | 0 | 0 | 0 | 0 | 0 | 0 | 0 | 14.745 | 0 | 0 | 0 | 0 | 0 | 0 | 0 | 0 | 0 | 0 | 0 | 0 | 0 | 14.745 | 0 | 0 | 0 | 0 | 0 | 0 | 0 | [6 empty] | 137.1999 | 0 | 0 | 0 | 0 | 0 | 0 | 100%
| 116 | Substation Fencing Upgrade - DC | DOC_11.03.50 | 290.0075 | 0 | 0 | 0 | 0 | 0 | 0 |  | 1 | 1 | 1 | 1 | 1 | 1 | 1 | 290.0075 | 0 | 0 | 0 | 0 | 0 | 0 | 0 | 0 | 0 | 0 | 0 | 0 | 0 | 19.731 | 0 | 0 | 0 | 0 | 0 | 0 | 0 | 0 | 0 | 0 | 0 | 0 | 0 | 19.731 | 0 | 0 | 0 | 0 | 0 | 0 | 0 | [6 empty] | 309.7385 | 0 | 0 | 0 | 0 | 0 | 0 | 100%
| 117 | Asbestos Fire Doors - DC | DOC_11.03.52 | 1331.7751 | 0 | 0 | 0 | 0 | 0 | 0 |  | 1 | 1 | 1 | 1 | 1 | 1 | 1 | 1331.7751 | 0 | 0 | 0 | 0 | 0 | 0 | 0 | 0 | 0 | 0 | 0 | 0 | 0 | 100.8455 | 0 | 0 | 0 | 0 | 0 | 0 | 0 | 0 | 0 | 0 | 0 | 0 | 0 | 100.8455 | 0 | 0 | 0 | 0 | 0 | 0 | 0 | [6 empty] | 1432.6206 | 0 | 0 | 0 | 0 | 0 | 0 | 100%
| 118 | Asbestos Fire Doors - ZN | DOC_11.03.54 | 872.7073 | 0 | 0 | 0 | 0 | 0 | 0 |  | 1 | 1 | 1 | 1 | 1 | 1 | 1 | 872.7073 | 0 | 0 | 0 | 0 | 0 | 0 | 0 | 0 | 0 | 0 | 0 | 0 | 0 | 21.3186 | 0 | 0 | 0 | 0 | 0 | 0 | 0 | 0 | 0 | 0 | 0 | 0 | 0 | 21.3186 | 0 | 0 | 0 | 0 | 0 | 0 | 0 | [6 empty] | 894.0259 | 0 | 0 | 0 | 0 | 0 | 0 | 96.13% | 3.866%
| 119 | Install PIR relays in the Sydney CBD | DOC_11.03.55 | 24.5897 | 0 | 0 | 0 | 0 | 0 | 0 |  | 1 | 1 | 1 | 1 | 1 | 1 | 1 | 24.5897 | 0 | 0 | 0 | 0 | 0 | 0 | 0 | 0 | 0 | 0 | 0 | 0 | 0 | 19.6443 | 0 | 0 | 0 | 0 | 0 | 0 | 0 | 0 | 0 | 0 | 0 | 0 | 0 | 19.6443 | 0 | 0 | 0 | 0 | 0 | 0 | 0 | [6 empty] | 44.234 | 0 | 0 | 0 | 0 | 0 | 0 | 100%
| 120 | LV Board Screening - Chamber Type DCs | DOC_11.03.56 | 73.7578 | 0 | 0 | 0 | 0 | 0 | 0 |  | 1 | 1 | 1 | 1 | 1 | 1 | 1 | 73.7578 | 0 | 0 | 0 | 0 | 0 | 0 | 0 | 0 | 0 | 0 | 0 | 0 | 0 | 33.0525 | 0 | 0 | 0 | 0 | 0 | 0 | 0 | 0 | 0 | 0 | 0 | 0 | 0 | 33.0525 | 0 | 0 | 0 | 0 | 0 | 0 | 0 | [6 empty] | 106.8103 | 0 | 0 | 0 | 0 | 0 | 0 | 100%
| 121 | Reactive Asbestos Projects - DC | DOC_11.03.57 | 32.3402 | 0 | 0 | 0 | 0 | 0 | 0 |  | 1 | 1 | 1 | 1 | 1 | 1 | 1 | 32.3402 | 0 | 0 | 0 | 0 | 0 | 0 | 0 | 0 | 0 | 0 | 0 | 0 | 0 | 1.6254 | 0 | 0 | 0 | 0 | 0 | 0 | 0 | 0 | 0 | 0 | 0 | 0 | 0 | 1.6254 | 0 | 0 | 0 | 0 | 0 | 0 | 0 | [6 empty] | 33.9656 | 0 | 0 | 0 | 0 | 0 | 0 | 100%
| 122 | Reactive Asbestos Projects - DM | DOC_11.03.58 | 0.42806 | 0 | 0 | 0 | 0 | 0 | 0 |  | 1 | 1 | 1 | 1 | 1 | 1 | 1 | 0.42806 | 0 | 0 | 0 | 0 | 0 | 0 | 0 | 0 | 0 | 0 | 0 | 0 | 0 | 0.28015 | 0 | 0 | 0 | 0 | 0 | 0 | 0 | 0 | 0 | 0 | 0 | 0 | 0 | 0.28015 | 0 | 0 | 0 | 0 | 0 | 0 | 0 | [6 empty] | 0.70821 | 0 | 0 | 0 | 0 | 0 | 0 | 100%
| 123 | Reactive Asbestos Projects - ZN | DOC_11.03.61 | 22.2577 | 0 | 0 | 0 | 0 | 0 | 0 |  | 1 | 1 | 1 | 1 | 1 | 1 | 1 | 22.2577 | 0 | 0 | 0 | 0 | 0 | 0 | 0 | 0 | 0 | 0 | 0 | 0 | 0 | 5.9107 | 0 | 0 | 0 | 0 | 0 | 0 | 0 | 0 | 0 | 0 | 0 | 0 | 0 | 5.9107 | 0 | 0 | 0 | 0 | 0 | 0 | 0 | [6 empty] | 28.1684 | 0 | 0 | 0 | 0 | 0 | 0 | 95.72% | 4.283%
| 124 | Fire Fighting Water Storage Tanks - ZN | DOC_11.03.66 | 2007.9576 | 0 | 0 | 0 | 0 | 0 | 0 |  | 1 | 1 | 1 | 1 | 1 | 1 | 1 | 2007.9576 | 0 | 0 | 0 | 0 | 0 | 0 | 0 | 0 | 0 | 0 | 0 | 0 | 0 | 252.9191 | 0 | 0 | 0 | 0 | 0 | 0 | 0 | 0 | 0 | 0 | 0 | 0 | 0 | 252.9191 | 0 | 0 | 0 | 0 | 0 | 0 | 0 | [6 empty] | 2260.8767 | 0 | 0 | 0 | 0 | 0 | 0 | 100%
| 125 | DOC Siemens 8DN8 Circuitry Mods - ZN | DOC_11.03.69 | 343.54 | 0 | 0 | 0 | 0 | 0 | 0 |  | 1 | 1 | 1 | 1 | 1 | 1 | 1 | 343.54 | 0 | 0 | 0 | 0 | 0 | 0 | 0 | 0 | 0 | 0 | 0 | 0 | 0 | 212.2981 | 0 | 0 | 0 | 0 | 0 | 0 | 0 | 0 | 0 | 0 | 0 | 0 | 0 | 212.2981 | 0 | 0 | 0 | 0 | 0 | 0 | 0 | [6 empty] | 555.8381 | 0 | 0 | 0 | 0 | 0 | 0 | 85.49% | 14.51%
| 126 | DOC Long Spans - DM | DOC_11.03.71 | 7.0275 | 0 | 0 | 0 | 0 | 0 | 0 |  | 1 | 1 | 1 | 1 | 1 | 1 | 1 | 7.0275 | 0 | 0 | 0 | 0 | 0 | 0 | 0 | 0 | 0 | 0 | 0 | 0 | 0 | 3.091 | 0 | 0 | 0 | 0 | 0 | 0 | 0 | 0 | 0 | 0 | 0 | 0 | 0 | 3.091 | 0 | 0 | 0 | 0 | 0 | 0 | 0 | [6 empty] | 10.1184 | 0 | 0 | 0 | 0 | 0 | 0 | 100%
| 127 | DOC DEDICATED LV CCT RECONFIG(KM) | DOC_11.03.73 | 11487.5158 | 0 | 0 | 0 | 0 | 0 | 0 |  | 1 | 1 | 1 | 1 | 1 | 1 | 1 | 11487.5158 | 0 | 0 | 0 | 0 | 0 | 0 | 0 | 0 | 0 | 0 | 0 | 0 | 0 | 2175.6471 | 0 | 0 | 0 | 0 | 0 | 0 | 0 | 0 | 0 | 0 | 0 | 0 | 0 | 2175.6471 | 0 | 0 | 0 | 0 | 0 | 0 | 0 | [6 empty] | 13663.1629 | 0 | 0 | 0 | 0 | 0 | 0 | 100%
| 128 | DOC Menai Pillar Retrofits - DM | DOC_11.03.74 | 4.8363 | 0 | 0 | 0 | 0 | 0 | 0 |  | 1 | 1 | 1 | 1 | 1 | 1 | 1 | 4.8363 | 0 | 0 | 0 | 0 | 0 | 0 | 0 | 0 | 0 | 0 | 0 | 0 | 0 | 3.387 | 0 | 0 | 0 | 0 | 0 | 0 | 0 | 0 | 0 | 0 | 0 | 0 | 0 | 3.387 | 0 | 0 | 0 | 0 | 0 | 0 | 0 | [6 empty] | 8.2233 | 0 | 0 | 0 | 0 | 0 | 0 | 100%
| 129 | DOC Substation Lock Upgrade | DOC_11.03.77 | 49.1141 | 0 | 0 | 0 | 0 | 0 | 0 |  | 1 | 1 | 1 | 1 | 1 | 1 | 1 | 49.1141 | 0 | 0 | 0 | 0 | 0 | 0 | 0 | 0 | 0 | 0 | 0 | 0 | 0 | 0.14844 | 0 | 0 | 0 | 0 | 0 | 0 | 0 | 0 | 0 | 0 | 0 | 0 | 0 | 0.14844 | 0 | 0 | 0 | 0 | 0 | 0 | 0 | [6 empty] | 49.2625 | 0 | 0 | 0 | 0 | 0 | 0 | 100%
| 130 | DECOM CBD VAULT DIST SUBSTATIONS | DOC_11.03.78 | 316.0933 | 0 | 0 | 0 | 0 | 0 | 0 |  | 1 | 1 | 1 | 1 | 1 | 1 | 1 | 316.0933 | 0 | 0 | 0 | 0 | 0 | 0 | 0 | 0 | 0 | 0 | 0 | 0 | 0 | 113.6685 | 0 | 0 | 0 | 0 | 0 | 0 | 0 | 0 | 0 | 0 | 0 | 0 | 0 | 113.6685 | 0 | 0 | 0 | 0 | 0 | 0 | 0 | [6 empty] | 429.7618 | 0 | 0 | 0 | 0 | 0 | 0 | 100%
| 131 | Oil Containment - ZN | DOC_11.04.01 | 3467.6759 | 0 | 0 | 0 | 0 | 0 | 0 |  | 1 | 1 | 1 | 1 | 1 | 1 | 1 | 3467.6759 | 0 | 0 | 0 | 0 | 0 | 0 | 0 | 0 | 0 | 0 | 0 | 0 | 0 | 520.1017 | 0 | 0 | 0 | 0 | 0 | 0 | 0 | 0 | 0 | 0 | 0 | 0 | 0 | 520.1017 | 0 | 0 | 0 | 0 | 0 | 0 | 0 | [6 empty] | 3987.7776 | 0 | 0 | 0 | 0 | 0 | 0 | 83.56% | 16.44%
| 132 | Noisy Tx Replacement - DC | DOC_11.04.03-2 | 43.9079 | 0 | 0 | 0 | 0 | 0 | 0 |  | 1 | 1 | 1 | 1 | 1 | 1 | 1 | 43.9079 | 0 | 0 | 0 | 0 | 0 | 0 | 0 | 0 | 0 | 0 | 0 | 0 | 0 | 5.71 | 0 | 0 | 0 | 0 | 0 | 0 | 0 | 0 | 0 | 0 | 0 | 0 | 0 | 5.71 | 0 | 0 | 0 | 0 | 0 | 0 | 0 | [6 empty] | 49.6179 | 0 | 0 | 0 | 0 | 0 | 0 | 100%
| 133 | Reactive Environmental Projects - DC | DOC_11.04.05 | 5.0602 | 0 | 0 | 0 | 0 | 0 | 0 |  | 1 | 1 | 1 | 1 | 1 | 1 | 1 | 5.0602 | 0 | 0 | 0 | 0 | 0 | 0 | 0 | 0 | 0 | 0 | 0 | 0 | 0 | 2.573 | 0 | 0 | 0 | 0 | 0 | 0 | 0 | 0 | 0 | 0 | 0 | 0 | 0 | 2.573 | 0 | 0 | 0 | 0 | 0 | 0 | 0 | [6 empty] | 7.6332 | 0 | 0 | 0 | 0 | 0 | 0 | 100%
| 134 | Reactive Environmental Projects - ZN | DOC_11.04.05-2 | 380.4087 | 0 | 0 | 0 | 0 | 0 | 0 |  | 1 | 1 | 1 | 1 | 1 | 1 | 1 | 380.4087 | 0 | 0 | 0 | 0 | 0 | 0 | 0 | 0 | 0 | 0 | 0 | 0 | 0 | 5.2432 | 0 | 0 | 0 | 0 | 0 | 0 | 0 | 0 | 0 | 0 | 0 | 0 | 0 | 5.2432 | 0 | 0 | 0 | 0 | 0 | 0 | 0 | [6 empty] | 385.6519 | 0 | 0 | 0 | 0 | 0 | 0 | 98.81% | 1.187%
| 135 | Electronic Security - ZN | DOC_11.05.01 | 1322.1153 | 0 | 0 | 0 | 0 | 0 | 0 |  | 1 | 1 | 1 | 1 | 1 | 1 | 1 | 1322.1153 | 0 | 0 | 0 | 0 | 0 | 0 | 0 | 0 | 0 | 0 | 0 | 0 | 0 | 8.7573 | 0 | 0 | 0 | 0 | 0 | 0 | 0 | 0 | 0 | 0 | 0 | 0 | 0 | 8.7573 | 0 | 0 | 0 | 0 | 0 | 0 | 0 | [6 empty] | 1330.8726 | 0 | 0 | 0 | 0 | 0 | 0 | 88.37% | 11.63%
| 136 | Reactive Infrastructure Risk Projects - ZN | DOC_11.05.08 | 22.2643 | 0 | 0 | 0 | 0 | 0 | 0 |  | 1 | 1 | 1 | 1 | 1 | 1 | 1 | 22.2643 | 0 | 0 | 0 | 0 | 0 | 0 | 0 | 0 | 0 | 0 | 0 | 0 | 0 | 6.7799 | 0 | 0 | 0 | 0 | 0 | 0 | 0 | 0 | 0 | 0 | 0 | 0 | 0 | 6.7799 | 0 | 0 | 0 | 0 | 0 | 0 | 0 | [6 empty] | 29.0442 | 0 | 0 | 0 | 0 | 0 | 0 | 91.8% | 8.204%
| 137 | DOC Mandatory Protection Links | DOC_11.05.09 | 45.2001 | 0 | 0 | 0 | 0 | 0 | 0 |  | 1 | 1 | 1 | 1 | 1 | 1 | 1 | 45.2001 | 0 | 0 | 0 | 0 | 0 | 0 | 0 | 0 | 0 | 0 | 0 | 0 | 0 | 31.1786 | 0 | 0 | 0 | 0 | 0 | 0 | 0 | 0 | 0 | 0 | 0 | 0 | 0 | 31.1786 | 0 | 0 | 0 | 0 | 0 | 0 | 0 | [6 empty] | 76.3787 | 0 | 0 | 0 | 0 | 0 | 0 | 100%
| 138 | HV Network Fault Level Program | HV_102.04 | 58.9905 | 0 | 0 | 0 | 0 | 0 | 0 |  | 1 | 1 | 1 | 1 | 1 | 1 | 1 | 58.9905 | 0 | 0 | 0 | 0 | 0 | 0 | 0 | 0 | 0 | 0 | 0 | 0 | 0 | 35.4184 | 0 | 0 | 0 | 0 | 0 | 0 | 0 | 0 | 0 | 0 | 0 | 0 | 0 | 35.4184 | 0 | 0 | 0 | 0 | 0 | 0 | 0 | [6 empty] | 94.4089 | 0 | 0 | 0 | 0 | 0 | 0 | 100%
| 139 | HV Network Projects Committed Program | HV_102.07 | 338.4414 | 0 | 0 | 0 | 0 | 0 | 0 |  | 1 | 1 | 1 | 1 | 1 | 1 | 1 | 338.4414 | 0 | 0 | 0 | 0 | 0 | 0 | 0 | 0 | 0 | 0 | 0 | 0 | 0 | 53.2929 | 0 | 0 | 0 | 0 | 0 | 0 | 0 | 0 | 0 | 0 | 0 | 0 | 0 | 53.2929 | 0 | 0 | 0 | 0 | 0 | 0 | 0 | [6 empty] | 391.7344 | 0 | 0 | 0 | 0 | 0 | 0 | 100%
| 140 | HV Network Projects Committed Program | HV_102.07 | 66.0481 | 0 | 0 | 0 | 0 | 0 | 0 |  | 1 | 1 | 1 | 1 | 1 | 1 | 1 | 66.0481 | 0 | 0 | 0 | 0 | 0 | 0 | 0 | 0 | 0 | 0 | 0 | 0 | 0 | 14.8087 | 0 | 0 | 0 | 0 | 0 | 0 | 0 | 0 | 0 | 0 | 0 | 0 | 0 | 14.8087 | 0 | 0 | 0 | 0 | 0 | 0 | 0 | [6 empty] | 80.8569 | 0 | 0 | 0 | 0 | 0 | 0 | 100%
| 141 | HV Network Reinforcement Program | HV_102.08 | 2257.1569 | 0 | 0 | 0 | 0 | 0 | 0 |  | 1 | 1 | 1 | 1 | 1 | 1 | 1 | 2257.1569 | 0 | 0 | 0 | 0 | 0 | 0 | 0 | 0 | 0 | 0 | 0 | 0 | 0 | 566.5936 | 0 | 0 | 0 | 0 | 0 | 0 | 0 | 0 | 0 | 0 | 0 | 0 | 0 | 566.5936 | 0 | 0 | 0 | 0 | 0 | 0 | 0 | [6 empty] | 2823.7504 | 0 | 0 | 0 | 0 | 0 | 0 | 100%
| 142 | LV Planning and Investigations | LV_22.01.11 | 818.9243 | 0 | 0 | 0 | 0 | 0 | 0 |  | 1 | 1 | 1 | 1 | 1 | 1 | 1 | 818.9243 | 0 | 0 | 0 | 0 | 0 | 0 | 0 | 0 | 0 | 0 | 0 | 0 | 0 | 271.0633 | 0 | 0 | 0 | 0 | 0 | 0 | 0 | 0 | 0 | 0 | 0 | 0 | 0 | 271.0633 | 0 | 0 | 0 | 0 | 0 | 0 | 0 | [6 empty] | 1089.9876 | 0 | 0 | 0 | 0 | 0 | 0 | 100%
| 143 | LV Load Survey | LV_22.01.12 | 528.5401 | 0 | 0 | 0 | 0 | 0 | 0 |  | 1 | 1 | 1 | 1 | 1 | 1 | 1 | 528.5401 | 0 | 0 | 0 | 0 | 0 | 0 | 0 | 0 | 0 | 0 | 0 | 0 | 0 | 406.3815 | 0 | 0 | 0 | 0 | 0 | 0 | 0 | 0 | 0 | 0 | 0 | 0 | 0 | 406.3815 | 0 | 0 | 0 | 0 | 0 | 0 | 0 | [6 empty] | 934.9217 | 0 | 0 | 0 | 0 | 0 | 0 | 100%
| 144 | LV Distributor Capacity Program | LV_22.01.14 | 1299.1421 | 0 | 0 | 0 | 0 | 0 | 0 |  | 1 | 1 | 1 | 1 | 1 | 1 | 1 | 1299.1421 | 0 | 0 | 0 | 0 | 0 | 0 | 0 | 0 | 0 | 0 | 0 | 0 | 0 | 525.5138 | 0 | 0 | 0 | 0 | 0 | 0 | 0 | 0 | 0 | 0 | 0 | 0 | 0 | 525.5138 | 0 | 0 | 0 | 0 | 0 | 0 | 0 | [6 empty] | 1824.6559 | 0 | 0 | 0 | 0 | 0 | 0 | 100%
| 145 | Distribution Centre Capacity Program | LV_22.01.15 | 480.36 | 0 | 0 | 0 | 0 | 0 | 0 |  | 1 | 1 | 1 | 1 | 1 | 1 | 1 | 480.36 | 0 | 0 | 0 | 0 | 0 | 0 | 0 | 0 | 0 | 0 | 0 | 0 | 0 | 187.4246 | 0 | 0 | 0 | 0 | 0 | 0 | 0 | 0 | 0 | 0 | 0 | 0 | 0 | 187.4246 | 0 | 0 | 0 | 0 | 0 | 0 | 0 | [6 empty] | 667.7846 | 0 | 0 | 0 | 0 | 0 | 0 | 100%
| 146 | Non-System: ICT | NS_01.01.01 | 76514.2769 | 0 | 0 | 0 | 0 | 0 | 0 |  | 1 | 1 | 1 | 1 | 1 | 1 | 1 | 76514.2769 | 0 | 0 | 0 | 0 | 0 | 0 | 0 | 0 | 0 | 0 | 0 | 0 | 0 | 0 | 0 | 0 | 0 | 0 | 0 | 0 | 5854.4733 | 0 | 0 | 0 | 0 | 0 | 0 | 5854.4733 | 0 | 0 | 0 | 0 | 0 | 0 | 0 | [6 empty] | 82368.7502 | 0 | 0 | 0 | 0 | 0 | 0 | 93.94% | 6.064%
| 147 | Non-System: ICT | NS_01.01.01 | 277.7737 | 0 | 0 | 0 | 0 | 0 | 0 |  | 1 | 1 | 1 | 1 | 1 | 1 | 1 | 277.7737 | 0 | 0 | 0 | 0 | 0 | 0 | 0 | 0 | 0 | 0 | 0 | 0 | 0 | 9.1285 | 0 | 0 | 0 | 0 | 0 | 0 | 0 | 0 | 0 | 0 | 0 | 0 | 0 | 9.1285 | 0 | 0 | 0 | 0 | 0 | 0 | 0 | [6 empty] | 286.9021 | 0 | 0 | 0 | 0 | 0 | 0 | 100%
| 148 | Non-System: Building | NS_01.02 | 15337.2013 | 0 | 0 | 0 | 0 | 0 | 0 |  | 1 | 1 | 1 | 1 | 1 | 1 | 1 | 15337.2013 | 0 | 0 | 0 | 0 | 0 | 0 | 0 | 0 | 0 | 0 | 0 | 0 | 0 | 0 | 0 | 0 | 0 | 0 | 0 | 0 | 94.4819 | 0 | 0 | 0 | 0 | 0 | 0 | 94.4819 | 0 | 0 | 0 | 0 | 0 | 0 | 0 | [6 empty] | 15431.6832 | 0 | 0 | 0 | 0 | 0 | 0 | 98.95% | 1.05%
| 149 | Non-System: Fleet | NS_01.03.01 | 28749.6909 | 0 | 0 | 0 | 0 | 0 | 0 |  | 1 | 1 | 1 | 1 | 1 | 1 | 1 | 28749.6909 | 0 | 0 | 0 | 0 | 0 | 0 | 0 | 0 | 0 | 0 | 0 | 0 | 0 | 0 | 0 | 0 | 0 | 0 | 0 | 0 | 297.098 | 0 | 0 | 0 | 0 | 0 | 0 | 297.098 | 0 | 0 | 0 | 0 | 0 | 0 | 0 | [6 empty] | 29046.7889 | 0 | 0 | 0 | 0 | 0 | 0 | 94.78% | 5.22%
| 150 | Non-System: Plant | NS_01.03.02 | 4284.5582 | 0 | 0 | 0 | 0 | 0 | 0 |  | 1 | 1 | 1 | 1 | 1 | 1 | 1 | 4284.5582 | 0 | 0 | 0 | 0 | 0 | 0 | 0 | 0 | 0 | 0 | 0 | 0 | 0 | 0 | 0 | 0 | 0 | 0 | 0 | 0 | 33.4986 | 0 | 0 | 0 | 0 | 0 | 0 | 33.4986 | 0 | 0 | 0 | 0 | 0 | 0 | 0 | [6 empty] | 4318.0568 | 0 | 0 | 0 | 0 | 0 | 0 | 93.99% | 6.007%
| 151 | Network Digitisation | OTI_03.12 | 4407.4963 | 0 | 0 | 0 | 0 | 0 | 0 |  | 1 | 1 | 1 | 1 | 1 | 1 | 1 | 4407.4963 | 0 | 0 | 0 | 0 | 0 | 0 | 0 | 0 | 0 | 0 | 0 | 0 | 0 | 0 | 0 | 0 | 0 | 0 | 0 | 0 | 273.1743 | 0 | 0 | 0 | 0 | 0 | 0 | 273.1743 | 0 | 0 | 0 | 0 | 0 | 0 | 0 | [6 empty] | 4680.6705 | 0 | 0 | 0 | 0 | 0 | 0 | 83.75% | 16.25%
| 152 | Network Digitisation | OTI_03.12 | 77.4437 | 0 | 0 | 0 | 0 | 0 | 0 |  | 1 | 1 | 1 | 1 | 1 | 1 | 1 | 77.4437 | 0 | 0 | 0 | 0 | 0 | 0 | 0 | 0 | 0 | 0 | 0 | 0 | 0 | 0 | 0 | 0 | 0 | 0 | 0 | 0 | 0 | 0 | 0 | 0 | 0 | 0 | 0 | 0 | 0 | 0 | 0 | 0 | 0 | 0 | 0 | [6 empty] | 77.4437 | 0 | 0 | 0 | 0 | 0 | 0 | 85.49% | 14.51%
| 153 | Advanced Distribution Management System (ADMS) | OTI_03.15 | 22820.5156 | 0 | 0 | 0 | 0 | 0 | 0 |  | 1 | 1 | 1 | 1 | 1 | 1 | 1 | 22820.5156 | 0 | 0 | 0 | 0 | 0 | 0 | 0 | 0 | 0 | 0 | 0 | 0 | 0 | 3427.7347 | 0 | 0 | 0 | 0 | 0 | 0 | 0 | 0 | 0 | 0 | 0 | 0 | 0 | 3427.7347 | 0 | 0 | 0 | 0 | 0 | 0 | 0 | [6 empty] | 26248.2504 | 0 | 0 | 0 | 0 | 0 | 0 | 85.49% | 14.51%
| 154 | Operational Technology Security | OTI_03.16 | 172.4354 | 0 | 0 | 0 | 0 | 0 | 0 |  | 1 | 1 | 1 | 1 | 1 | 1 | 1 | 172.4354 | 0 | 0 | 0 | 0 | 0 | 0 | 0 | 0 | 0 | 0 | 0 | 0 | 0 | 44.9363 | 0 | 0 | 0 | 0 | 0 | 0 | 0 | 0 | 0 | 0 | 0 | 0 | 0 | 44.9363 | 0 | 0 | 0 | 0 | 0 | 0 | 0 | [6 empty] | 217.3717 | 0 | 0 | 0 | 0 | 0 | 0 | 85% | 15%
| 155 | Operational Technology Security | OTI_03.16 | 628.7413 | 0 | 0 | 0 | 0 | 0 | 0 |  | 1 | 1 | 1 | 1 | 1 | 1 | 1 | 628.7413 | 0 | 0 | 0 | 0 | 0 | 0 | 0 | 0 | 0 | 0 | 0 | 0 | 0 | 167.8069 | 0 | 0 | 0 | 0 | 0 | 0 | 0 | 0 | 0 | 0 | 0 | 0 | 0 | 167.8069 | 0 | 0 | 0 | 0 | 0 | 0 | 0 | [6 empty] | 796.5481 | 0 | 0 | 0 | 0 | 0 | 0 | 85.15% | 14.85%
| 156 | Operational Technology Security | OTI_03.16 | 258.6532 | 0 | 0 | 0 | 0 | 0 | 0 |  | 1 | 1 | 1 | 1 | 1 | 1 | 1 | 258.6532 | 0 | 0 | 0 | 0 | 0 | 0 | 0 | 0 | 0 | 0 | 0 | 0 | 0 | 67.4048 | 0 | 0 | 0 | 0 | 0 | 0 | 0 | 0 | 0 | 0 | 0 | 0 | 0 | 67.4048 | 0 | 0 | 0 | 0 | 0 | 0 | 0 | [6 empty] | 326.0581 | 0 | 0 | 0 | 0 | 0 | 0 | 85% | 15%
| 157 | Control System Core Refresh | OTI_03.18 | 286.9271 | 0 | 0 | 0 | 0 | 0 | 0 |  | 1 | 1 | 1 | 1 | 1 | 1 | 1 | 286.9271 | 0 | 0 | 0 | 0 | 0 | 0 | 0 | 0 | 0 | 0 | 0 | 0 | 0 | 37.4408 | 0 | 0 | 0 | 0 | 0 | 0 | 0 | 0 | 0 | 0 | 0 | 0 | 0 | 37.4408 | 0 | 0 | 0 | 0 | 0 | 0 | 0 | [6 empty] | 324.368 | 0 | 0 | 0 | 0 | 0 | 0 | 85.04% | 14.96%
| 158 | Control System Core Refresh | OTI_03.18 | 998.608 | 0 | 0 | 0 | 0 | 0 | 0 |  | 1 | 1 | 1 | 1 | 1 | 1 | 1 | 998.608 | 0 | 0 | 0 | 0 | 0 | 0 | 0 | 0 | 0 | 0 | 0 | 0 | 0 | 184.6656 | 0 | 0 | 0 | 0 | 0 | 0 | 0 | 0 | 0 | 0 | 0 | 0 | 0 | 184.6656 | 0 | 0 | 0 | 0 | 0 | 0 | 0 | [6 empty] | 1183.2736 | 0 | 0 | 0 | 0 | 0 | 0 | 85.16% | 14.84%
| 159 | Control System Core Refresh | OTI_03.18 | 26.5817 | 0 | 0 | 0 | 0 | 0 | 0 |  | 1 | 1 | 1 | 1 | 1 | 1 | 1 | 26.5817 | 0 | 0 | 0 | 0 | 0 | 0 | 0 | 0 | 0 | 0 | 0 | 0 | 0 | 10.7211 | 0 | 0 | 0 | 0 | 0 | 0 | 0 | 0 | 0 | 0 | 0 | 0 | 0 | 10.7211 | 0 | 0 | 0 | 0 | 0 | 0 | 0 | [6 empty] | 37.3028 | 0 | 0 | 0 | 0 | 0 | 0 | 85% | 15%
| 160 | Control System Core Refresh | OTI_03.18 | 982.8422 | 0 | 0 | 0 | 0 | 0 | 0 |  | 1 | 1 | 1 | 1 | 1 | 1 | 1 | 982.8422 | 0 | 0 | 0 | 0 | 0 | 0 | 0 | 0 | 0 | 0 | 0 | 0 | 0 | 151.2857 | 0 | 0 | 0 | 0 | 0 | 0 | 0 | 0 | 0 | 0 | 0 | 0 | 0 | 151.2857 | 0 | 0 | 0 | 0 | 0 | 0 | 0 | [6 empty] | 1134.1279 | 0 | 0 | 0 | 0 | 0 | 0 | 85.3% | 14.7%
| 161 | Network Innovation Program | OTI_03.19 | 915.257 | 0 | 0 | 0 | 0 | 0 | 0 |  | 1 | 1 | 1 | 1 | 1 | 1 | 1 | 915.257 | 0 | 0 | 0 | 0 | 0 | 0 | 0 | 0 | 0 | 0 | 0 | 0 | 0 | 218.6496 | 0 | 0 | 0 | 0 | 0 | 0 | 0 | 0 | 0 | 0 | 0 | 0 | 0 | 218.6496 | 0 | 0 | 0 | 0 | 0 | 0 | 0 | [6 empty] | 1133.9065 | 0 | 0 | 0 | 0 | 0 | 0 | 100%
| 162 | Network Innovation Program | OTI_03.19 | 2381.0484 | 0 | 0 | 0 | 0 | 0 | 0 |  | 1 | 1 | 1 | 1 | 1 | 1 | 1 | 2381.0484 | 0 | 0 | 0 | 0 | 0 | 0 | 0 | 0 | 0 | 0 | 0 | 0 | 0 | 581.7263 | 0 | 0 | 0 | 0 | 0 | 0 | 0 | 0 | 0 | 0 | 0 | 0 | 0 | 581.7263 | 0 | 0 | 0 | 0 | 0 | 0 | 0 | [6 empty] | 2962.7747 | 0 | 0 | 0 | 0 | 0 | 0 | 100%
| 163 | Network Innovation Program | OTI_03.19 | 108.5349 | 0 | 0 | 0 | 0 | 0 | 0 |  | 1 | 1 | 1 | 1 | 1 | 1 | 1 | 108.5349 | 0 | 0 | 0 | 0 | 0 | 0 | 0 | 0 | 0 | 0 | 0 | 0 | 0 | 46.035 | 0 | 0 | 0 | 0 | 0 | 0 | 0 | 0 | 0 | 0 | 0 | 0 | 0 | 46.035 | 0 | 0 | 0 | 0 | 0 | 0 | 0 | [6 empty] | 154.5699 | 0 | 0 | 0 | 0 | 0 | 0 | 96.59% | 3.405%
| 164 | Network Innovation Program | OTI_03.19 | 9650.7919 | 0 | 0 | 0 | 0 | 0 | 0 |  | 1 | 1 | 1 | 1 | 1 | 1 | 1 | 9650.7919 | 0 | 0 | 0 | 0 | 0 | 0 | 0 | 0 | 0 | 0 | 0 | 0 | 0 | 1406.6753 | 0 | 0 | 0 | 0 | 0 | 0 | 0 | 0 | 0 | 0 | 0 | 0 | 0 | 1406.6753 | 0 | 0 | 0 | 0 | 0 | 0 | 0 | [6 empty] | 11057.4673 | 0 | 0 | 0 | 0 | 0 | 0 | 94.29% | 5.715%
| 165 | Individual Feeder Reliability | REL_33.01.01 | 1264.8597 | 0 | 0 | 0 | 0 | 0 | 0 |  | 1 | 1 | 1 | 1 | 1 | 1 | 1 | 1264.8597 | 0 | 0 | 0 | 0 | 0 | 0 | 0 | 0 | 0 | 0 | 0 | 0 | 0 | 495.1138 | 0 | 0 | 0 | 0 | 0 | 0 | 0 | 0 | 0 | 0 | 0 | 0 | 0 | 495.1138 | 0 | 0 | 0 | 0 | 0 | 0 | 0 | [6 empty] | 1759.9735 | 0 | 0 | 0 | 0 | 0 | 0 | 100%
| 166 | Average Feeder Reliability | REL_33.01.02 | 130.2951 | 0 | 0 | 0 | 0 | 0 | 0 |  | 1 | 1 | 1 | 1 | 1 | 1 | 1 | 130.2951 | 0 | 0 | 0 | 0 | 0 | 0 | 0 | 0 | 0 | 0 | 0 | 0 | 0 | 53.1757 | 0 | 0 | 0 | 0 | 0 | 0 | 0 | 0 | 0 | 0 | 0 | 0 | 0 | 53.1757 | 0 | 0 | 0 | 0 | 0 | 0 | 0 | [6 empty] | 183.4708 | 0 | 0 | 0 | 0 | 0 | 0 | 100%
| 167 | Individual Feeder Segment Reliability Program | REL_33.01.05 | 661.014 | 0 | 0 | 0 | 0 | 0 | 0 |  | 1 | 1 | 1 | 1 | 1 | 1 | 1 | 661.014 | 0 | 0 | 0 | 0 | 0 | 0 | 0 | 0 | 0 | 0 | 0 | 0 | 0 | 206.2468 | 0 | 0 | 0 | 0 | 0 | 0 | 0 | 0 | 0 | 0 | 0 | 0 | 0 | 206.2468 | 0 | 0 | 0 | 0 | 0 | 0 | 0 | [6 empty] | 867.2608 | 0 | 0 | 0 | 0 | 0 | 0 | 100%
| 168 | High Community Impact Assets Reliability Program | REL_33.01.06 | 1417.8916 | 0 | 0 | 0 | 0 | 0 | 0 |  | 1 | 1 | 1 | 1 | 1 | 1 | 1 | 1417.8916 | 0 | 0 | 0 | 0 | 0 | 0 | 0 | 0 | 0 | 0 | 0 | 0 | 0 | 676.0935 | 0 | 0 | 0 | 0 | 0 | 0 | 0 | 0 | 0 | 0 | 0 | 0 | 0 | 676.0935 | 0 | 0 | 0 | 0 | 0 | 0 | 0 | [6 empty] | 2093.9851 | 0 | 0 | 0 | 0 | 0 | 0 | 100%
| 169 | Replace ABC Kiosk Subs | REP_01.02.02 | 1240.8306 | 0 | 0 | 0 | 0 | 0 | 0 |  | 1 | 1 | 1 | 1 | 1 | 1 | 1 | 1240.8306 | 0 | 0 | 0 | 0 | 0 | 0 | 0 | 0 | 0 | 0 | 0 | 0 | 0 | 233.7359 | 0 | 0 | 0 | 0 | 0 | 0 | 0 | 0 | 0 | 0 | 0 | 0 | 0 | 233.7359 | 0 | 0 | 0 | 0 | 0 | 0 | 0 | [6 empty] | 1474.5664 | 0 | 0 | 0 | 0 | 0 | 0 | 100%
| 170 | REP OUTDOOR ENCLOSURE SUBSTATIONS | REP_01.02.42 | 2600.42 | 0 | 0 | 0 | 0 | 0 | 0 |  | 1 | 1 | 1 | 1 | 1 | 1 | 1 | 2600.42 | 0 | 0 | 0 | 0 | 0 | 0 | 0 | 0 | 0 | 0 | 0 | 0 | 0 | 387.8418 | 0 | 0 | 0 | 0 | 0 | 0 | 0 | 0 | 0 | 0 | 0 | 0 | 0 | 387.8418 | 0 | 0 | 0 | 0 | 0 | 0 | 0 | [6 empty] | 2988.2618 | 0 | 0 | 0 | 0 | 0 | 0 | 100%
| 171 | Replace HV OCB SUBs | REP_01.02.43 | 3685.4794 | 0 | 0 | 0 | 0 | 0 | 0 |  | 1 | 1 | 1 | 1 | 1 | 1 | 1 | 3685.4794 | 0 | 0 | 0 | 0 | 0 | 0 | 0 | 0 | 0 | 0 | 0 | 0 | 0 | 1314.0893 | 0 | 0 | 0 | 0 | 0 | 0 | 0 | 0 | 0 | 0 | 0 | 0 | 0 | 1314.0893 | 0 | 0 | 0 | 0 | 0 | 0 | 0 | [6 empty] | 4999.5687 | 0 | 0 | 0 | 0 | 0 | 0 | 100%
| 172 | REP STGW Kiosks | REP_01.02.44 | 248.6312 | 0 | 0 | 0 | 0 | 0 | 0 |  | 1 | 1 | 1 | 1 | 1 | 1 | 1 | 248.6312 | 0 | 0 | 0 | 0 | 0 | 0 | 0 | 0 | 0 | 0 | 0 | 0 | 0 | 82.7736 | 0 | 0 | 0 | 0 | 0 | 0 | 0 | 0 | 0 | 0 | 0 | 0 | 0 | 82.7736 | 0 | 0 | 0 | 0 | 0 | 0 | 0 | [6 empty] | 331.4048 | 0 | 0 | 0 | 0 | 0 | 0 | 100%
| 173 | Statter_ALM_Godfrey HV Fuse Switches | REP_01.02.45 | 1225.0685 | 0 | 0 | 0 | 0 | 0 | 0 |  | 1 | 1 | 1 | 1 | 1 | 1 | 1 | 1225.0685 | 0 | 0 | 0 | 0 | 0 | 0 | 0 | 0 | 0 | 0 | 0 | 0 | 0 | 380.2025 | 0 | 0 | 0 | 0 | 0 | 0 | 0 | 0 | 0 | 0 | 0 | 0 | 0 | 380.2025 | 0 | 0 | 0 | 0 | 0 | 0 | 0 | [6 empty] | 1605.271 | 0 | 0 | 0 | 0 | 0 | 0 | 100%
| 174 | Reyrolle JKSS RMIs C_EB | REP_01.02.47 | 553.3087 | 0 | 0 | 0 | 0 | 0 | 0 |  | 1 | 1 | 1 | 1 | 1 | 1 | 1 | 553.3087 | 0 | 0 | 0 | 0 | 0 | 0 | 0 | 0 | 0 | 0 | 0 | 0 | 0 | 136.4857 | 0 | 0 | 0 | 0 | 0 | 0 | 0 | 0 | 0 | 0 | 0 | 0 | 0 | 136.4857 | 0 | 0 | 0 | 0 | 0 | 0 | 0 | [6 empty] | 689.7944 | 0 | 0 | 0 | 0 | 0 | 0 | 100%
| 175 | REP OBSOLETE CHAMBER SUBSTATIONS | REP_01.02.48 | -16.3556 | 0 | 0 | 0 | 0 | 0 | 0 |  | 1 | 1 | 1 | 1 | 1 | 1 | 1 | -16.3556 | 0 | 0 | 0 | 0 | 0 | 0 | 0 | 0 | 0 | 0 | 0 | 0 | 0 | 0 | 0 | 0 | 0 | 0 | 0 | 0 | 0 | 0 | 0 | 0 | 0 | 0 | 0 | 0 | 0 | 0 | 0 | 0 | 0 | 0 | 0 | [6 empty] | -16.3556 | 0 | 0 | 0 | 0 | 0 | 0 | 100%
| 176 | REP OBSOLETE CHAMBER SUBSTATIONS | REP_01.02.48 | 2871.1605 | 0 | 0 | 0 | 0 | 0 | 0 |  | 1 | 1 | 1 | 1 | 1 | 1 | 1 | 2871.1605 | 0 | 0 | 0 | 0 | 0 | 0 | 0 | 0 | 0 | 0 | 0 | 0 | 0 | 573.2653 | 0 | 0 | 0 | 0 | 0 | 0 | 0 | 0 | 0 | 0 | 0 | 0 | 0 | 573.2653 | 0 | 0 | 0 | 0 | 0 | 0 | 0 | [6 empty] | 3444.4258 | 0 | 0 | 0 | 0 | 0 | 0 | 100%
| 177 | Replace MK Kiosks - Mackellar | REP_01.02.49 | 593.2077 | 0 | 0 | 0 | 0 | 0 | 0 |  | 1 | 1 | 1 | 1 | 1 | 1 | 1 | 593.2077 | 0 | 0 | 0 | 0 | 0 | 0 | 0 | 0 | 0 | 0 | 0 | 0 | 0 | 133.7083 | 0 | 0 | 0 | 0 | 0 | 0 | 0 | 0 | 0 | 0 | 0 | 0 | 0 | 133.7083 | 0 | 0 | 0 | 0 | 0 | 0 | 0 | [6 empty] | 726.916 | 0 | 0 | 0 | 0 | 0 | 0 | 100%
| 178 | Obsolete RMIs & FSs | REP_01.02.52 | 5681.4258 | 0 | 0 | 0 | 0 | 0 | 0 |  | 1 | 1 | 1 | 1 | 1 | 1 | 1 | 5681.4258 | 0 | 0 | 0 | 0 | 0 | 0 | 0 | 0 | 0 | 0 | 0 | 0 | 0 | 1862.142 | 0 | 0 | 0 | 0 | 0 | 0 | 0 | 0 | 0 | 0 | 0 | 0 | 0 | 1862.142 | 0 | 0 | 0 | 0 | 0 | 0 | 0 | [6 empty] | 7543.5678 | 0 | 0 | 0 | 0 | 0 | 0 | 100%
| 179 | ABB 11kV Series V EDO Fuse Carriers | REP_01.02.57 | 1294.0075 | 0 | 0 | 0 | 0 | 0 | 0 |  | 1 | 1 | 1 | 1 | 1 | 1 | 1 | 1294.0075 | 0 | 0 | 0 | 0 | 0 | 0 | 0 | 0 | 0 | 0 | 0 | 0 | 0 | 865.2348 | 0 | 0 | 0 | 0 | 0 | 0 | 0 | 0 | 0 | 0 | 0 | 0 | 0 | 865.2348 | 0 | 0 | 0 | 0 | 0 | 0 | 0 | [6 empty] | 2159.2423 | 0 | 0 | 0 | 0 | 0 | 0 | 100%
| 180 | REP SCADA Equipment - DC | REP_01.02.59 | 273.3389 | 0 | 0 | 0 | 0 | 0 | 0 |  | 1 | 1 | 1 | 1 | 1 | 1 | 1 | 273.3389 | 0 | 0 | 0 | 0 | 0 | 0 | 0 | 0 | 0 | 0 | 0 | 0 | 0 | 37.049 | 0 | 0 | 0 | 0 | 0 | 0 | 0 | 0 | 0 | 0 | 0 | 0 | 0 | 37.049 | 0 | 0 | 0 | 0 | 0 | 0 | 0 | [6 empty] | 310.388 | 0 | 0 | 0 | 0 | 0 | 0 | 100%
| 181 | REP Modems - DC | REP_01.02.60 | 5722.7342 | 0 | 0 | 0 | 0 | 0 | 0 |  | 1 | 1 | 1 | 1 | 1 | 1 | 1 | 5722.7342 | 0 | 0 | 0 | 0 | 0 | 0 | 0 | 0 | 0 | 0 | 0 | 0 | 0 | 800.6046 | 0 | 0 | 0 | 0 | 0 | 0 | 0 | 0 | 0 | 0 | 0 | 0 | 0 | 800.6046 | 0 | 0 | 0 | 0 | 0 | 0 | 0 | [6 empty] | 6523.3388 | 0 | 0 | 0 | 0 | 0 | 0 | 100%
| 182 | REP Intertripping Schemes - DC | REP_01.02.61 | 376.4668 | 0 | 0 | 0 | 0 | 0 | 0 |  | 1 | 1 | 1 | 1 | 1 | 1 | 1 | 376.4668 | 0 | 0 | 0 | 0 | 0 | 0 | 0 | 0 | 0 | 0 | 0 | 0 | 0 | 121.6601 | 0 | 0 | 0 | 0 | 0 | 0 | 0 | 0 | 0 | 0 | 0 | 0 | 0 | 121.6601 | 0 | 0 | 0 | 0 | 0 | 0 | 0 | [6 empty] | 498.1268 | 0 | 0 | 0 | 0 | 0 | 0 | 100%
| 183 | Replace LV B & S C7 ACBs | REP_01.03.02 | 1.1708 | 0 | 0 | 0 | 0 | 0 | 0 |  | 1 | 1 | 1 | 1 | 1 | 1 | 1 | 1.1708 | 0 | 0 | 0 | 0 | 0 | 0 | 0 | 0 | 0 | 0 | 0 | 0 | 0 | 0.84835 | 0 | 0 | 0 | 0 | 0 | 0 | 0 | 0 | 0 | 0 | 0 | 0 | 0 | 0.84835 | 0 | 0 | 0 | 0 | 0 | 0 | 0 | [6 empty] | 2.0191 | 0 | 0 | 0 | 0 | 0 | 0 | 100%
| 184 | Replace HV C3 OCBs | REP_01.03.03 | 300.1218 | 0 | 0 | 0 | 0 | 0 | 0 |  | 1 | 1 | 1 | 1 | 1 | 1 | 1 | 300.1218 | 0 | 0 | 0 | 0 | 0 | 0 | 0 | 0 | 0 | 0 | 0 | 0 | 0 | 101.1049 | 0 | 0 | 0 | 0 | 0 | 0 | 0 | 0 | 0 | 0 | 0 | 0 | 0 | 101.1049 | 0 | 0 | 0 | 0 | 0 | 0 | 0 | [6 empty] | 401.2267 | 0 | 0 | 0 | 0 | 0 | 0 | 100%
| 185 | Replace Single CB Switchgear | REP_01.03.04 | 704.9612 | 0 | 0 | 0 | 0 | 0 | 0 |  | 1 | 1 | 1 | 1 | 1 | 1 | 1 | 704.9612 | 0 | 0 | 0 | 0 | 0 | 0 | 0 | 0 | 0 | 0 | 0 | 0 | 0 | 260.1782 | 0 | 0 | 0 | 0 | 0 | 0 | 0 | 0 | 0 | 0 | 0 | 0 | 0 | 260.1782 | 0 | 0 | 0 | 0 | 0 | 0 | 0 | [6 empty] | 965.1394 | 0 | 0 | 0 | 0 | 0 | 0 | 100%
| 186 | Replace Network Protectors | REP_01.03.06 | 1740.6026 | 0 | 0 | 0 | 0 | 0 | 0 |  | 1 | 1 | 1 | 1 | 1 | 1 | 1 | 1740.6026 | 0 | 0 | 0 | 0 | 0 | 0 | 0 | 0 | 0 | 0 | 0 | 0 | 0 | 582.0108 | 0 | 0 | 0 | 0 | 0 | 0 | 0 | 0 | 0 | 0 | 0 | 0 | 0 | 582.0108 | 0 | 0 | 0 | 0 | 0 | 0 | 0 | [6 empty] | 2322.6134 | 0 | 0 | 0 | 0 | 0 | 0 | 100%
| 187 | Replace Sydney CBD Conservator Type | REP_01.03.07 | 1005.9963 | 0 | 0 | 0 | 0 | 0 | 0 |  | 1 | 1 | 1 | 1 | 1 | 1 | 1 | 1005.9963 | 0 | 0 | 0 | 0 | 0 | 0 | 0 | 0 | 0 | 0 | 0 | 0 | 0 | 304.0554 | 0 | 0 | 0 | 0 | 0 | 0 | 0 | 0 | 0 | 0 | 0 | 0 | 0 | 304.0554 | 0 | 0 | 0 | 0 | 0 | 0 | 0 | [6 empty] | 1310.0517 | 0 | 0 | 0 | 0 | 0 | 0 | 100%
| 188 | REP KIOSK HOUSINGS | REP_01.03.10 | 395.644 | 0 | 0 | 0 | 0 | 0 | 0 |  | 1 | 1 | 1 | 1 | 1 | 1 | 1 | 395.644 | 0 | 0 | 0 | 0 | 0 | 0 | 0 | 0 | 0 | 0 | 0 | 0 | 0 | 139.645 | 0 | 0 | 0 | 0 | 0 | 0 | 0 | 0 | 0 | 0 | 0 | 0 | 0 | 139.645 | 0 | 0 | 0 | 0 | 0 | 0 | 0 | [6 empty] | 535.289 | 0 | 0 | 0 | 0 | 0 | 0 | 100%
| 189 | Replace G Type LV Board | REP_01.03.11 | -1e-16 | 0 | 0 | 0 | 0 | 0 | 0 |  | 1 | 1 | 1 | 1 | 1 | 1 | 1 | -1e-16 | 0 | 0 | 0 | 0 | 0 | 0 | 0 | 0 | 0 | 0 | 0 | 0 | 0 | -5.0672 | 0 | 0 | 0 | 0 | 0 | 0 | 0 | 0 | 0 | 0 | 0 | 0 | 0 | -5.0672 | 0 | 0 | 0 | 0 | 0 | 0 | 0 | [6 empty] | -5.0672 | 0 | 0 | 0 | 0 | 0 | 0 | 100%
| 190 | Replace B&S I&E Switches | REP_01.03.13 | 875.5284 | 0 | 0 | 0 | 0 | 0 | 0 |  | 1 | 1 | 1 | 1 | 1 | 1 | 1 | 875.5284 | 0 | 0 | 0 | 0 | 0 | 0 | 0 | 0 | 0 | 0 | 0 | 0 | 0 | 336.2239 | 0 | 0 | 0 | 0 | 0 | 0 | 0 | 0 | 0 | 0 | 0 | 0 | 0 | 336.2239 | 0 | 0 | 0 | 0 | 0 | 0 | 0 | [6 empty] | 1211.7523 | 0 | 0 | 0 | 0 | 0 | 0 | 100%
| 191 | Replace Maitland Kiosks | REP_01.03.15 | 185.504 | 0 | 0 | 0 | 0 | 0 | 0 |  | 1 | 1 | 1 | 1 | 1 | 1 | 1 | 185.504 | 0 | 0 | 0 | 0 | 0 | 0 | 0 | 0 | 0 | 0 | 0 | 0 | 0 | 75.8217 | 0 | 0 | 0 | 0 | 0 | 0 | 0 | 0 | 0 | 0 | 0 | 0 | 0 | 75.8217 | 0 | 0 | 0 | 0 | 0 | 0 | 0 | [6 empty] | 261.3258 | 0 | 0 | 0 | 0 | 0 | 0 | 100%
| 192 | Replace Muswellbrook Kiosks | REP_01.03.16 | 224.6793 | 0 | 0 | 0 | 0 | 0 | 0 |  | 1 | 1 | 1 | 1 | 1 | 1 | 1 | 224.6793 | 0 | 0 | 0 | 0 | 0 | 0 | 0 | 0 | 0 | 0 | 0 | 0 | 0 | 62.4086 | 0 | 0 | 0 | 0 | 0 | 0 | 0 | 0 | 0 | 0 | 0 | 0 | 0 | 62.4086 | 0 | 0 | 0 | 0 | 0 | 0 | 0 | [6 empty] | 287.0879 | 0 | 0 | 0 | 0 | 0 | 0 | 100%
| 193 | Replace Hazmeyer RMIs - Salt Areas | REP_01.03.17 | 895.2301 | 0 | 0 | 0 | 0 | 0 | 0 |  | 1 | 1 | 1 | 1 | 1 | 1 | 1 | 895.2301 | 0 | 0 | 0 | 0 | 0 | 0 | 0 | 0 | 0 | 0 | 0 | 0 | 0 | 148.6067 | 0 | 0 | 0 | 0 | 0 | 0 | 0 | 0 | 0 | 0 | 0 | 0 | 0 | 148.6067 | 0 | 0 | 0 | 0 | 0 | 0 | 0 | [6 empty] | 1043.8368 | 0 | 0 | 0 | 0 | 0 | 0 | 100%
| 194 | Replace L & C RMIs | REP_01.04.01 | 240.3429 | 0 | 0 | 0 | 0 | 0 | 0 |  | 1 | 1 | 1 | 1 | 1 | 1 | 1 | 240.3429 | 0 | 0 | 0 | 0 | 0 | 0 | 0 | 0 | 0 | 0 | 0 | 0 | 0 | 83.373 | 0 | 0 | 0 | 0 | 0 | 0 | 0 | 0 | 0 | 0 | 0 | 0 | 0 | 83.373 | 0 | 0 | 0 | 0 | 0 | 0 | 0 | [6 empty] | 323.7158 | 0 | 0 | 0 | 0 | 0 | 0 | 100%
| 195 | Refurb Pole Transformer Substations | REP_01.04.02 | 209.3974 | 0 | 0 | 0 | 0 | 0 | 0 |  | 1 | 1 | 1 | 1 | 1 | 1 | 1 | 209.3974 | 0 | 0 | 0 | 0 | 0 | 0 | 0 | 0 | 0 | 0 | 0 | 0 | 0 | 151.4237 | 0 | 0 | 0 | 0 | 0 | 0 | 0 | 0 | 0 | 0 | 0 | 0 | 0 | 151.4237 | 0 | 0 | 0 | 0 | 0 | 0 | 0 | [6 empty] | 360.8212 | 0 | 0 | 0 | 0 | 0 | 0 | 100%
| 196 | Replace DC Sub Equipment - Reactive | REP_01.04.03 | 5677.2471 | 0 | 0 | 0 | 0 | 0 | 0 |  | 1 | 1 | 1 | 1 | 1 | 1 | 1 | 5677.2471 | 0 | 0 | 0 | 0 | 0 | 0 | 0 | 0 | 0 | 0 | 0 | 0 | 0 | 2612.7916 | 0 | 0 | 0 | 0 | 0 | 0 | 0 | 0 | 0 | 0 | 0 | 0 | 0 | 2612.7916 | 0 | 0 | 0 | 0 | 0 | 0 | 0 | [6 empty] | 8290.0387 | 0 | 0 | 0 | 0 | 0 | 0 | 100%
| 197 | Replace & Refurbish Sub Buildings - DC | REP_01.04.05 | 640.902 | 0 | 0 | 0 | 0 | 0 | 0 |  | 1 | 1 | 1 | 1 | 1 | 1 | 1 | 640.902 | 0 | 0 | 0 | 0 | 0 | 0 | 0 | 0 | 0 | 0 | 0 | 0 | 0 | 89.086 | 0 | 0 | 0 | 0 | 0 | 0 | 0 | 0 | 0 | 0 | 0 | 0 | 0 | 89.086 | 0 | 0 | 0 | 0 | 0 | 0 | 0 | [6 empty] | 729.988 | 0 | 0 | 0 | 0 | 0 | 0 | 100%
| 198 | Replace M&G RM6 RMCBs | REP_01.04.07 | 143.9662 | 0 | 0 | 0 | 0 | 0 | 0 |  | 1 | 1 | 1 | 1 | 1 | 1 | 1 | 143.9662 | 0 | 0 | 0 | 0 | 0 | 0 | 0 | 0 | 0 | 0 | 0 | 0 | 0 | 61.7366 | 0 | 0 | 0 | 0 | 0 | 0 | 0 | 0 | 0 | 0 | 0 | 0 | 0 | 61.7366 | 0 | 0 | 0 | 0 | 0 | 0 | 0 | [6 empty] | 205.7028 | 0 | 0 | 0 | 0 | 0 | 0 | 100%
| 199 | Replace Single Pole PT | REP_01.04.11 | 2487.3196 | 0 | 0 | 0 | 0 | 0 | 0 |  | 1 | 1 | 1 | 1 | 1 | 1 | 1 | 2487.3196 | 0 | 0 | 0 | 0 | 0 | 0 | 0 | 0 | 0 | 0 | 0 | 0 | 0 | 1365.7048 | 0 | 0 | 0 | 0 | 0 | 0 | 0 | 0 | 0 | 0 | 0 | 0 | 0 | 1365.7048 | 0 | 0 | 0 | 0 | 0 | 0 | 0 | [6 empty] | 3853.0244 | 0 | 0 | 0 | 0 | 0 | 0 | 100%
| 200 | System Spares - Distribution Centres | REP_01.04.13 | 120.0939 | 0 | 0 | 0 | 0 | 0 | 0 |  | 1 | 1 | 1 | 1 | 1 | 1 | 1 | 120.0939 | 0 | 0 | 0 | 0 | 0 | 0 | 0 | 0 | 0 | 0 | 0 | 0 | 0 | 11.5302 | 0 | 0 | 0 | 0 | 0 | 0 | 0 | 0 | 0 | 0 | 0 | 0 | 0 | 11.5302 | 0 | 0 | 0 | 0 | 0 | 0 | 0 | [6 empty] | 131.6241 | 0 | 0 | 0 | 0 | 0 | 0 | 100%
| 201 | Replace 11kV OCB(Vacuum) - Air - ZN | REP_02.02.01 | 3.6087 | 0 | 0 | 0 | 0 | 0 | 0 |  | 1 | 1 | 1 | 1 | 1 | 1 | 1 | 3.6087 | 0 | 0 | 0 | 0 | 0 | 0 | 0 | 0 | 0 | 0 | 0 | 0 | 0 | 2.0206 | 0 | 0 | 0 | 0 | 0 | 0 | 0 | 0 | 0 | 0 | 0 | 0 | 0 | 2.0206 | 0 | 0 | 0 | 0 | 0 | 0 | 0 | [6 empty] | 5.6293 | 0 | 0 | 0 | 0 | 0 | 0 | 100%
| 202 | Replace 33kV Bulk Oil CBs - ZN | REP_02.02.05 | 1163.9995 | 0 | 0 | 0 | 0 | 0 | 0 |  | 1 | 1 | 1 | 1 | 1 | 1 | 1 | 1163.9995 | 0 | 0 | 0 | 0 | 0 | 0 | 0 | 0 | 0 | 0 | 0 | 0 | 0 | 456.4488 | 0 | 0 | 0 | 0 | 0 | 0 | 0 | 0 | 0 | 0 | 0 | 0 | 0 | 456.4488 | 0 | 0 | 0 | 0 | 0 | 0 | 0 | [6 empty] | 1620.4483 | 0 | 0 | 0 | 0 | 0 | 0 | 100%
| 203 | Earthing Systems - ZN & TS | REP_02.02.09 | 109.5515 | 0 | 0 | 0 | 0 | 0 | 0 |  | 1 | 1 | 1 | 1 | 1 | 1 | 1 | 109.5515 | 0 | 0 | 0 | 0 | 0 | 0 | 0 | 0 | 0 | 0 | 0 | 0 | 0 | 49.4995 | 0 | 0 | 0 | 0 | 0 | 0 | 0 | 0 | 0 | 0 | 0 | 0 | 0 | 49.4995 | 0 | 0 | 0 | 0 | 0 | 0 | 0 | [6 empty] | 159.051 | 0 | 0 | 0 | 0 | 0 | 0 | 100%
| 204 | Replace 33kV Essantee I&Es - ZN | REP_02.02.35 | 813.0709 | 0 | 0 | 0 | 0 | 0 | 0 |  | 1 | 1 | 1 | 1 | 1 | 1 | 1 | 813.0709 | 0 | 0 | 0 | 0 | 0 | 0 | 0 | 0 | 0 | 0 | 0 | 0 | 0 | 164.3417 | 0 | 0 | 0 | 0 | 0 | 0 | 0 | 0 | 0 | 0 | 0 | 0 | 0 | 164.3417 | 0 | 0 | 0 | 0 | 0 | 0 | 0 | [6 empty] | 977.4126 | 0 | 0 | 0 | 0 | 0 | 0 | 100%
| 205 | Replace 33kV I&Es - ZN | REP_02.02.38 | 824.3015 | 0 | 0 | 0 | 0 | 0 | 0 |  | 1 | 1 | 1 | 1 | 1 | 1 | 1 | 824.3015 | 0 | 0 | 0 | 0 | 0 | 0 | 0 | 0 | 0 | 0 | 0 | 0 | 0 | 409.7923 | 0 | 0 | 0 | 0 | 0 | 0 | 0 | 0 | 0 | 0 | 0 | 0 | 0 | 409.7923 | 0 | 0 | 0 | 0 | 0 | 0 | 0 | [6 empty] | 1234.0937 | 0 | 0 | 0 | 0 | 0 | 0 | 100%
| 206 | Replace POST VTs - ZN | REP_02.02.41 | 94.0487 | 0 | 0 | 0 | 0 | 0 | 0 |  | 1 | 1 | 1 | 1 | 1 | 1 | 1 | 94.0487 | 0 | 0 | 0 | 0 | 0 | 0 | 0 | 0 | 0 | 0 | 0 | 0 | 0 | 37.5117 | 0 | 0 | 0 | 0 | 0 | 0 | 0 | 0 | 0 | 0 | 0 | 0 | 0 | 37.5117 | 0 | 0 | 0 | 0 | 0 | 0 | 0 | [6 empty] | 131.5604 | 0 | 0 | 0 | 0 | 0 | 0 | 36.02% | 63.98%
| 207 | Replace Substation Roof - ZN | REP_02.02.42 | 3454.6368 | 0 | 0 | 0 | 0 | 0 | 0 |  | 1 | 1 | 1 | 1 | 1 | 1 | 1 | 3454.6368 | 0 | 0 | 0 | 0 | 0 | 0 | 0 | 0 | 0 | 0 | 0 | 0 | 0 | 354.1762 | 0 | 0 | 0 | 0 | 0 | 0 | 0 | 0 | 0 | 0 | 0 | 0 | 0 | 354.1762 | 0 | 0 | 0 | 0 | 0 | 0 | 0 | [6 empty] | 3808.8131 | 0 | 0 | 0 | 0 | 0 | 0 | 92.31% | 7.694%
| 208 | SCADA Schemes including Comp Control Boards - ZN | REP_02.02.46 | 2072.9951 | 0 | 0 | 0 | 0 | 0 | 0 |  | 1 | 1 | 1 | 1 | 1 | 1 | 1 | 2072.9951 | 0 | 0 | 0 | 0 | 0 | 0 | 0 | 0 | 0 | 0 | 0 | 0 | 0 | 685.9266 | 0 | 0 | 0 | 0 | 0 | 0 | 0 | 0 | 0 | 0 | 0 | 0 | 0 | 685.9266 | 0 | 0 | 0 | 0 | 0 | 0 | 0 | [6 empty] | 2758.9216 | 0 | 0 | 0 | 0 | 0 | 0 | 85.86% | 14.14%
| 209 | Steel Structures - ZN | REP_02.02.47 | 1156.8767 | 0 | 0 | 0 | 0 | 0 | 0 |  | 1 | 1 | 1 | 1 | 1 | 1 | 1 | 1156.8767 | 0 | 0 | 0 | 0 | 0 | 0 | 0 | 0 | 0 | 0 | 0 | 0 | 0 | 141.4266 | 0 | 0 | 0 | 0 | 0 | 0 | 0 | 0 | 0 | 0 | 0 | 0 | 0 | 141.4266 | 0 | 0 | 0 | 0 | 0 | 0 | 0 | [6 empty] | 1298.3033 | 0 | 0 | 0 | 0 | 0 | 0 | 93.94% | 6.06%
| 210 | PINC/MPLS Edge - ZN | REP_02.02.48 | 65.3889 | 0 | 0 | 0 | 0 | 0 | 0 |  | 1 | 1 | 1 | 1 | 1 | 1 | 1 | 65.3889 | 0 | 0 | 0 | 0 | 0 | 0 | 0 | 0 | 0 | 0 | 0 | 0 | 0 | 37.9687 | 0 | 0 | 0 | 0 | 0 | 0 | 0 | 0 | 0 | 0 | 0 | 0 | 0 | 37.9687 | 0 | 0 | 0 | 0 | 0 | 0 | 0 | [6 empty] | 103.3576 | 0 | 0 | 0 | 0 | 0 | 0 | 96.49% | 3.512%
| 211 | REP LIGHTNING SPIRES - ZN | REP_02.02.49 | 588.89 | 0 | 0 | 0 | 0 | 0 | 0 |  | 1 | 1 | 1 | 1 | 1 | 1 | 1 | 588.89 | 0 | 0 | 0 | 0 | 0 | 0 | 0 | 0 | 0 | 0 | 0 | 0 | 0 | 138.4658 | 0 | 0 | 0 | 0 | 0 | 0 | 0 | 0 | 0 | 0 | 0 | 0 | 0 | 138.4658 | 0 | 0 | 0 | 0 | 0 | 0 | 0 | [6 empty] | 727.3558 | 0 | 0 | 0 | 0 | 0 | 0 | 93.94% | 6.06%
| 212 | Protection Schemes - ZN | REP_02.02.51 | 971.8083 | 0 | 0 | 0 | 0 | 0 | 0 |  | 1 | 1 | 1 | 1 | 1 | 1 | 1 | 971.8083 | 0 | 0 | 0 | 0 | 0 | 0 | 0 | 0 | 0 | 0 | 0 | 0 | 0 | 387.6892 | 0 | 0 | 0 | 0 | 0 | 0 | 0 | 0 | 0 | 0 | 0 | 0 | 0 | 387.6892 | 0 | 0 | 0 | 0 | 0 | 0 | 0 | [6 empty] | 1359.4975 | 0 | 0 | 0 | 0 | 0 | 0 | 79.79% | 20.21%
| 213 | Power Reactors - ZN & TS | REP_02.02.52 | 335.2111 | 0 | 0 | 0 | 0 | 0 | 0 |  | 1 | 1 | 1 | 1 | 1 | 1 | 1 | 335.2111 | 0 | 0 | 0 | 0 | 0 | 0 | 0 | 0 | 0 | 0 | 0 | 0 | 0 | 176.6114 | 0 | 0 | 0 | 0 | 0 | 0 | 0 | 0 | 0 | 0 | 0 | 0 | 0 | 176.6114 | 0 | 0 | 0 | 0 | 0 | 0 | 0 | [6 empty] | 511.8225 | 0 | 0 | 0 | 0 | 0 | 0 |  | 100%
| 214 | Transformer Replacement (utilising existing holdin | REP_02.02.53 | 19659.3364 | 0 | 0 | 0 | 0 | 0 | 0 |  | 1 | 1 | 1 | 1 | 1 | 1 | 1 | 19659.3364 | 0 | 0 | 0 | 0 | 0 | 0 | 0 | 0 | 0 | 0 | 0 | 0 | 0 | 1880.4517 | 0 | 0 | 0 | 0 | 0 | 0 | 0 | 0 | 0 | 0 | 0 | 0 | 0 | 1880.4517 | 0 | 0 | 0 | 0 | 0 | 0 | 0 | [6 empty] | 21539.7881 | 0 | 0 | 0 | 0 | 0 | 0 | 94.39% | 5.611%
| 215 | CLC Controllers - ZN | REP_02.02.54 | 86.8679 | 0 | 0 | 0 | 0 | 0 | 0 |  | 1 | 1 | 1 | 1 | 1 | 1 | 1 | 86.8679 | 0 | 0 | 0 | 0 | 0 | 0 | 0 | 0 | 0 | 0 | 0 | 0 | 0 | 0.99259 | 0 | 0 | 0 | 0 | 0 | 0 | 0 | 0 | 0 | 0 | 0 | 0 | 0 | 0.99259 | 0 | 0 | 0 | 0 | 0 | 0 | 0 | [6 empty] | 87.8605 | 0 | 0 | 0 | 0 | 0 | 0 | 84.86% | 15.14%
| 216 | REP Neutral Earthing Resistors - ZN | REP_02.02.59 | 1331.8655 | 0 | 0 | 0 | 0 | 0 | 0 |  | 1 | 1 | 1 | 1 | 1 | 1 | 1 | 1331.8655 | 0 | 0 | 0 | 0 | 0 | 0 | 0 | 0 | 0 | 0 | 0 | 0 | 0 | 371.0256 | 0 | 0 | 0 | 0 | 0 | 0 | 0 | 0 | 0 | 0 | 0 | 0 | 0 | 371.0256 | 0 | 0 | 0 | 0 | 0 | 0 | 0 | [6 empty] | 1702.8911 | 0 | 0 | 0 | 0 | 0 | 0 |  | 100%
| 217 | REP 11kV Switchboard Protection - ZN | REP_02.02.60 | 222.9383 | 0 | 0 | 0 | 0 | 0 | 0 |  | 1 | 1 | 1 | 1 | 1 | 1 | 1 | 222.9383 | 0 | 0 | 0 | 0 | 0 | 0 | 0 | 0 | 0 | 0 | 0 | 0 | 0 | 91.9751 | 0 | 0 | 0 | 0 | 0 | 0 | 0 | 0 | 0 | 0 | 0 | 0 | 0 | 91.9751 | 0 | 0 | 0 | 0 | 0 | 0 | 0 | [6 empty] | 314.9134 | 0 | 0 | 0 | 0 | 0 | 0 |  | 100%
| 218 | REP High Impedance Busbar Protection - ZN | REP_02.02.61 | 436.4407 | 0 | 0 | 0 | 0 | 0 | 0 |  | 1 | 1 | 1 | 1 | 1 | 1 | 1 | 436.4407 | 0 | 0 | 0 | 0 | 0 | 0 | 0 | 0 | 0 | 0 | 0 | 0 | 0 | 277.2327 | 0 | 0 | 0 | 0 | 0 | 0 | 0 | 0 | 0 | 0 | 0 | 0 | 0 | 277.2327 | 0 | 0 | 0 | 0 | 0 | 0 | 0 | [6 empty] | 713.6734 | 0 | 0 | 0 | 0 | 0 | 0 | 46.62% | 53.38%
| 219 | REP SCADA Equipment - ZN | REP_02.02.62 | 1162.7255 | 0 | 0 | 0 | 0 | 0 | 0 |  | 1 | 1 | 1 | 1 | 1 | 1 | 1 | 1162.7255 | 0 | 0 | 0 | 0 | 0 | 0 | 0 | 0 | 0 | 0 | 0 | 0 | 0 | 450.204 | 0 | 0 | 0 | 0 | 0 | 0 | 0 | 0 | 0 | 0 | 0 | 0 | 0 | 450.204 | 0 | 0 | 0 | 0 | 0 | 0 | 0 | [6 empty] | 1612.9296 | 0 | 0 | 0 | 0 | 0 | 0 | 90.74% | 9.262%
| 220 | REP Audio Frequency Load Control Equipment - ZN | REP_02.02.64 | 12.11 | 0 | 0 | 0 | 0 | 0 | 0 |  | 1 | 1 | 1 | 1 | 1 | 1 | 1 | 12.11 | 0 | 0 | 0 | 0 | 0 | 0 | 0 | 0 | 0 | 0 | 0 | 0 | 0 | 5.1127 | 0 | 0 | 0 | 0 | 0 | 0 | 0 | 0 | 0 | 0 | 0 | 0 | 0 | 5.1127 | 0 | 0 | 0 | 0 | 0 | 0 | 0 | [6 empty] | 17.2227 | 0 | 0 | 0 | 0 | 0 | 0 | 100%
| 221 | Replace 132kV CBs - ZN | REP_02.03.01 | 261.6491 | 0 | 0 | 0 | 0 | 0 | 0 |  | 1 | 1 | 1 | 1 | 1 | 1 | 1 | 261.6491 | 0 | 0 | 0 | 0 | 0 | 0 | 0 | 0 | 0 | 0 | 0 | 0 | 0 | 168.1796 | 0 | 0 | 0 | 0 | 0 | 0 | 0 | 0 | 0 | 0 | 0 | 0 | 0 | 168.1796 | 0 | 0 | 0 | 0 | 0 | 0 | 0 | [6 empty] | 429.8286 | 0 | 0 | 0 | 0 | 0 | 0 | 89.73% | 10.27%
| 222 | Replace 132kV Motorised I & Es - ZN | REP_02.03.02 | 382.2907 | 0 | 0 | 0 | 0 | 0 | 0 |  | 1 | 1 | 1 | 1 | 1 | 1 | 1 | 382.2907 | 0 | 0 | 0 | 0 | 0 | 0 | 0 | 0 | 0 | 0 | 0 | 0 | 0 | 200.1628 | 0 | 0 | 0 | 0 | 0 | 0 | 0 | 0 | 0 | 0 | 0 | 0 | 0 | 200.1628 | 0 | 0 | 0 | 0 | 0 | 0 | 0 | [6 empty] | 582.4535 | 0 | 0 | 0 | 0 | 0 | 0 | 100%
| 223 | Replace 33kV CBs - ZN | REP_02.03.04 | 82.0656 | 0 | 0 | 0 | 0 | 0 | 0 |  | 1 | 1 | 1 | 1 | 1 | 1 | 1 | 82.0656 | 0 | 0 | 0 | 0 | 0 | 0 | 0 | 0 | 0 | 0 | 0 | 0 | 0 | 41.9527 | 0 | 0 | 0 | 0 | 0 | 0 | 0 | 0 | 0 | 0 | 0 | 0 | 0 | 41.9527 | 0 | 0 | 0 | 0 | 0 | 0 | 0 | [6 empty] | 124.0183 | 0 | 0 | 0 | 0 | 0 | 0 | 100%
| 224 | Replace 132kV Bushings - ZN | REP_02.03.05 | 345.2064 | 0 | 0 | 0 | 0 | 0 | 0 |  | 1 | 1 | 1 | 1 | 1 | 1 | 1 | 345.2064 | 0 | 0 | 0 | 0 | 0 | 0 | 0 | 0 | 0 | 0 | 0 | 0 | 0 | 190.2134 | 0 | 0 | 0 | 0 | 0 | 0 | 0 | 0 | 0 | 0 | 0 | 0 | 0 | 190.2134 | 0 | 0 | 0 | 0 | 0 | 0 | 0 | [6 empty] | 535.4199 | 0 | 0 | 0 | 0 | 0 | 0 | 88.91% | 11.09%
| 225 | Replace Protection Relays - ZN | REP_02.03.07 | 2541.4395 | 0 | 0 | 0 | 0 | 0 | 0 |  | 1 | 1 | 1 | 1 | 1 | 1 | 1 | 2541.4395 | 0 | 0 | 0 | 0 | 0 | 0 | 0 | 0 | 0 | 0 | 0 | 0 | 0 | 1195.5146 | 0 | 0 | 0 | 0 | 0 | 0 | 0 | 0 | 0 | 0 | 0 | 0 | 0 | 1195.5146 | 0 | 0 | 0 | 0 | 0 | 0 | 0 | [6 empty] | 3736.9541 | 0 | 0 | 0 | 0 | 0 | 0 | 44.63% | 55.37%
| 226 | Replace Distance Protection - ZN | REP_02.03.08 | 330.2615 | 0 | 0 | 0 | 0 | 0 | 0 |  | 1 | 1 | 1 | 1 | 1 | 1 | 1 | 330.2615 | 0 | 0 | 0 | 0 | 0 | 0 | 0 | 0 | 0 | 0 | 0 | 0 | 0 | 244.1251 | 0 | 0 | 0 | 0 | 0 | 0 | 0 | 0 | 0 | 0 | 0 | 0 | 0 | 244.1251 | 0 | 0 | 0 | 0 | 0 | 0 | 0 | [6 empty] | 574.3866 | 0 | 0 | 0 | 0 | 0 | 0 | 100%
| 227 | Replace VR Equipment - ZN | REP_02.03.10 | 1343.9732 | 0 | 0 | 0 | 0 | 0 | 0 |  | 1 | 1 | 1 | 1 | 1 | 1 | 1 | 1343.9732 | 0 | 0 | 0 | 0 | 0 | 0 | 0 | 0 | 0 | 0 | 0 | 0 | 0 | 816.4786 | 0 | 0 | 0 | 0 | 0 | 0 | 0 | 0 | 0 | 0 | 0 | 0 | 0 | 816.4786 | 0 | 0 | 0 | 0 | 0 | 0 | 0 | [6 empty] | 2160.4518 | 0 | 0 | 0 | 0 | 0 | 0 | 100%
| 228 | Replace SUB Battery - ZN | REP_02.03.11 | 1401.6966 | 0 | 0 | 0 | 0 | 0 | 0 |  | 1 | 1 | 1 | 1 | 1 | 1 | 1 | 1401.6966 | 0 | 0 | 0 | 0 | 0 | 0 | 0 | 0 | 0 | 0 | 0 | 0 | 0 | 368.2527 | 0 | 0 | 0 | 0 | 0 | 0 | 0 | 0 | 0 | 0 | 0 | 0 | 0 | 368.2527 | 0 | 0 | 0 | 0 | 0 | 0 | 0 | [6 empty] | 1769.9494 | 0 | 0 | 0 | 0 | 0 | 0 | 100%
| 229 | PINC/MPLS Core - ZN & TS | REP_02.03.15 | 135.9703 | 0 | 0 | 0 | 0 | 0 | 0 |  | 1 | 1 | 1 | 1 | 1 | 1 | 1 | 135.9703 | 0 | 0 | 0 | 0 | 0 | 0 | 0 | 0 | 0 | 0 | 0 | 0 | 0 | 36.3798 | 0 | 0 | 0 | 0 | 0 | 0 | 0 | 0 | 0 | 0 | 0 | 0 | 0 | 36.3798 | 0 | 0 | 0 | 0 | 0 | 0 | 0 | [6 empty] | 172.3501 | 0 | 0 | 0 | 0 | 0 | 0 | 49.29% | 50.71%
| 230 | System Spares SUB Equipment - ZN | REP_02.04.04 | 1078.2977 | 0 | 0 | 0 | 0 | 0 | 0 |  | 1 | 1 | 1 | 1 | 1 | 1 | 1 | 1078.2977 | 0 | 0 | 0 | 0 | 0 | 0 | 0 | 0 | 0 | 0 | 0 | 0 | 0 | 5.5574 | 0 | 0 | 0 | 0 | 0 | 0 | 0 | 0 | 0 | 0 | 0 | 0 | 0 | 5.5574 | 0 | 0 | 0 | 0 | 0 | 0 | 0 | [6 empty] | 1083.8551 | 0 | 0 | 0 | 0 | 0 | 0 | 26.62% | 73.38%
| 231 | Replace & Refurbish Sub Buildings - ZN | REP_02.04.05 | 1524.6835 | 0 | 0 | 0 | 0 | 0 | 0 |  | 1 | 1 | 1 | 1 | 1 | 1 | 1 | 1524.6835 | 0 | 0 | 0 | 0 | 0 | 0 | 0 | 0 | 0 | 0 | 0 | 0 | 0 | 63.2164 | 0 | 0 | 0 | 0 | 0 | 0 | 0 | 0 | 0 | 0 | 0 | 0 | 0 | 63.2164 | 0 | 0 | 0 | 0 | 0 | 0 | 0 | [6 empty] | 1587.9 | 0 | 0 | 0 | 0 | 0 | 0 | 75.13% | 24.87%
| 232 | Replace Surge Arrestors - ZN | REP_02.04.08 | 4.8406 | 0 | 0 | 0 | 0 | 0 | 0 |  | 1 | 1 | 1 | 1 | 1 | 1 | 1 | 4.8406 | 0 | 0 | 0 | 0 | 0 | 0 | 0 | 0 | 0 | 0 | 0 | 0 | 0 | 2.1535 | 0 | 0 | 0 | 0 | 0 | 0 | 0 | 0 | 0 | 0 | 0 | 0 | 0 | 2.1535 | 0 | 0 | 0 | 0 | 0 | 0 | 0 | [6 empty] | 6.9941 | 0 | 0 | 0 | 0 | 0 | 0 | 86.61% | 13.39%
| 233 | Replace Zone Equipment - Reactive | REP_02.04.10 | 5887.4227 | 0 | 0 | 0 | 0 | 0 | 0 |  | 1 | 1 | 1 | 1 | 1 | 1 | 1 | 5887.4227 | 0 | 0 | 0 | 0 | 0 | 0 | 0 | 0 | 0 | 0 | 0 | 0 | 0 | 1411.3931 | 0 | 0 | 0 | 0 | 0 | 0 | 0 | 0 | 0 | 0 | 0 | 0 | 0 | 1411.3931 | 0 | 0 | 0 | 0 | 0 | 0 | 0 | [6 empty] | 7298.8157 | 0 | 0 | 0 | 0 | 0 | 0 | 86.09% | 13.91%
| 234 | Replace Steel Mains (km) | REP_04.02.01 | 1719.8364 | 0 | 0 | 0 | 0 | 0 | 0 |  | 1 | 1 | 1 | 1 | 1 | 1 | 1 | 1719.8364 | 0 | 0 | 0 | 0 | 0 | 0 | 0 | 0 | 0 | 0 | 0 | 0 | 0 | 1286.4414 | 0 | 0 | 0 | 0 | 0 | 0 | 0 | 0 | 0 | 0 | 0 | 0 | 0 | 1286.4414 | 0 | 0 | 0 | 0 | 0 | 0 | 0 | [6 empty] | 3006.2778 | 0 | 0 | 0 | 0 | 0 | 0 | 100%
| 235 | CONDEMNED POLES - REPLACEMENT - DM | REP_04.02.02 | 40688.8502 | 0 | 0 | 0 | 0 | 0 | 0 |  | 1 | 1 | 1 | 1 | 1 | 1 | 1 | 40688.8502 | 0 | 0 | 0 | 0 | 0 | 0 | 0 | 0 | 0 | 0 | 0 | 0 | 0 | 9893.8388 | 0 | 0 | 0 | 0 | 0 | 0 | 0 | 0 | 0 | 0 | 0 | 0 | 0 | 9893.8388 | 0 | 0 | 0 | 0 | 0 | 0 | 0 | [6 empty] | 50582.6889 | 0 | 0 | 0 | 0 | 0 | 0 | 100%
| 236 | Low Voltage (LV) Overhead Services (No.) | REP_04.02.04 | 25840.3886 | 0 | 0 | 0 | 0 | 0 | 0 |  | 1 | 1 | 1 | 1 | 1 | 1 | 1 | 25840.3886 | 0 | 0 | 0 | 0 | 0 | 0 | 0 | 0 | 0 | 0 | 0 | 0 | 0 | 3121.3343 | 0 | 0 | 0 | 0 | 0 | 0 | 0 | 0 | 0 | 0 | 0 | 0 | 0 | 3121.3343 | 0 | 0 | 0 | 0 | 0 | 0 | 0 | [6 empty] | 28961.7229 | 0 | 0 | 0 | 0 | 0 | 0 | 100%
| 237 | Replace LV CONSAC Mains (km) | REP_04.02.05 | 33011.4742 | 0 | 0 | 0 | 0 | 0 | 0 |  | 1 | 1 | 1 | 1 | 1 | 1 | 1 | 33011.4742 | 0 | 0 | 0 | 0 | 0 | 0 | 0 | 0 | 0 | 0 | 0 | 0 | 0 | 1364.0916 | 0 | 0 | 0 | 0 | 0 | 0 | 0 | 0 | 0 | 0 | 0 | 0 | 0 | 1364.0916 | 0 | 0 | 0 | 0 | 0 | 0 | 0 | [6 empty] | 34375.5659 | 0 | 0 | 0 | 0 | 0 | 0 | 100%
| 238 | Replace LV HDPE Mains (km) | REP_04.02.06 | 8320.0348 | 0 | 0 | 0 | 0 | 0 | 0 |  | 1 | 1 | 1 | 1 | 1 | 1 | 1 | 8320.0348 | 0 | 0 | 0 | 0 | 0 | 0 | 0 | 0 | 0 | 0 | 0 | 0 | 0 | 929.2444 | 0 | 0 | 0 | 0 | 0 | 0 | 0 | 0 | 0 | 0 | 0 | 0 | 0 | 929.2444 | 0 | 0 | 0 | 0 | 0 | 0 | 0 | [6 empty] | 9249.2792 | 0 | 0 | 0 | 0 | 0 | 0 | 100%
| 239 | Install LV Spreaders-Bushfires | REP_04.02.08 | 9.6657 | 0 | 0 | 0 | 0 | 0 | 0 |  | 1 | 1 | 1 | 1 | 1 | 1 | 1 | 9.6657 | 0 | 0 | 0 | 0 | 0 | 0 | 0 | 0 | 0 | 0 | 0 | 0 | 0 | 6.0014 | 0 | 0 | 0 | 0 | 0 | 0 | 0 | 0 | 0 | 0 | 0 | 0 | 0 | 6.0014 | 0 | 0 | 0 | 0 | 0 | 0 | 0 | [6 empty] | 15.6671 | 0 | 0 | 0 | 0 | 0 | 0 | 100%
| 240 | REP 11kV UGOHs (No.) | REP_04.02.11 | 1513.4408 | 0 | 0 | 0 | 0 | 0 | 0 |  | 1 | 1 | 1 | 1 | 1 | 1 | 1 | 1513.4408 | 0 | 0 | 0 | 0 | 0 | 0 | 0 | 0 | 0 | 0 | 0 | 0 | 0 | 708.7736 | 0 | 0 | 0 | 0 | 0 | 0 | 0 | 0 | 0 | 0 | 0 | 0 | 0 | 708.7736 | 0 | 0 | 0 | 0 | 0 | 0 | 0 | [6 empty] | 2222.2144 | 0 | 0 | 0 | 0 | 0 | 0 | 100%
| 241 | LV Metallic Sheathed Cables (km) | REP_04.02.12 | 975.9562 | 0 | 0 | 0 | 0 | 0 | 0 |  | 1 | 1 | 1 | 1 | 1 | 1 | 1 | 975.9562 | 0 | 0 | 0 | 0 | 0 | 0 | 0 | 0 | 0 | 0 | 0 | 0 | 0 | 371.3506 | 0 | 0 | 0 | 0 | 0 | 0 | 0 | 0 | 0 | 0 | 0 | 0 | 0 | 371.3506 | 0 | 0 | 0 | 0 | 0 | 0 | 0 | [6 empty] | 1347.3068 | 0 | 0 | 0 | 0 | 0 | 0 | 100%
| 242 | Replace 11kV Essantee HS641 ABS | REP_04.02.32 | 152.188 | 0 | 0 | 0 | 0 | 0 | 0 |  | 1 | 1 | 1 | 1 | 1 | 1 | 1 | 152.188 | 0 | 0 | 0 | 0 | 0 | 0 | 0 | 0 | 0 | 0 | 0 | 0 | 0 | 75.8257 | 0 | 0 | 0 | 0 | 0 | 0 | 0 | 0 | 0 | 0 | 0 | 0 | 0 | 75.8257 | 0 | 0 | 0 | 0 | 0 | 0 | 0 | [6 empty] | 228.0137 | 0 | 0 | 0 | 0 | 0 | 0 | 100%
| 243 | CONDEMNED POLES - REINFORCEMENT | REP_04.02.34 | 300.3028 | 0 | 0 | 0 | 0 | 0 | 0 |  | 1 | 1 | 1 | 1 | 1 | 1 | 1 | 300.3028 | 0 | 0 | 0 | 0 | 0 | 0 | 0 | 0 | 0 | 0 | 0 | 0 | 0 | 1.1547 | 0 | 0 | 0 | 0 | 0 | 0 | 0 | 0 | 0 | 0 | 0 | 0 | 0 | 1.1547 | 0 | 0 | 0 | 0 | 0 | 0 | 0 | [6 empty] | 301.4576 | 0 | 0 | 0 | 0 | 0 | 0 | 100%
| 244 | REP Steel Round Pillars (No.) | REP_04.02.35 | 41.4355 | 0 | 0 | 0 | 0 | 0 | 0 |  | 1 | 1 | 1 | 1 | 1 | 1 | 1 | 41.4355 | 0 | 0 | 0 | 0 | 0 | 0 | 0 | 0 | 0 | 0 | 0 | 0 | 0 | 10.3374 | 0 | 0 | 0 | 0 | 0 | 0 | 0 | 0 | 0 | 0 | 0 | 0 | 0 | 10.3374 | 0 | 0 | 0 | 0 | 0 | 0 | 0 | [6 empty] | 51.7729 | 0 | 0 | 0 | 0 | 0 | 0 | 100%
| 245 | 11kV Taplin ABS D571 (No.) | REP_04.02.36 | 517.1381 | 0 | 0 | 0 | 0 | 0 | 0 |  | 1 | 1 | 1 | 1 | 1 | 1 | 1 | 517.1381 | 0 | 0 | 0 | 0 | 0 | 0 | 0 | 0 | 0 | 0 | 0 | 0 | 0 | 274.6256 | 0 | 0 | 0 | 0 | 0 | 0 | 0 | 0 | 0 | 0 | 0 | 0 | 0 | 274.6256 | 0 | 0 | 0 | 0 | 0 | 0 | 0 | [6 empty] | 791.7637 | 0 | 0 | 0 | 0 | 0 | 0 | 100%
| 246 | REP LVUG Link Boxes (No.) | REP_04.02.38 | 25.1993 | 0 | 0 | 0 | 0 | 0 | 0 |  | 1 | 1 | 1 | 1 | 1 | 1 | 1 | 25.1993 | 0 | 0 | 0 | 0 | 0 | 0 | 0 | 0 | 0 | 0 | 0 | 0 | 0 | 16.0684 | 0 | 0 | 0 | 0 | 0 | 0 | 0 | 0 | 0 | 0 | 0 | 0 | 0 | 16.0684 | 0 | 0 | 0 | 0 | 0 | 0 | 0 | [6 empty] | 41.2677 | 0 | 0 | 0 | 0 | 0 | 0 | 100%
| 247 | REP LVOH ABC Link Boxes (No.) | REP_04.02.42 | 56.6617 | 0 | 0 | 0 | 0 | 0 | 0 |  | 1 | 1 | 1 | 1 | 1 | 1 | 1 | 56.6617 | 0 | 0 | 0 | 0 | 0 | 0 | 0 | 0 | 0 | 0 | 0 | 0 | 0 | 34.907 | 0 | 0 | 0 | 0 | 0 | 0 | 0 | 0 | 0 | 0 | 0 | 0 | 0 | 34.907 | 0 | 0 | 0 | 0 | 0 | 0 | 0 | [6 empty] | 91.5687 | 0 | 0 | 0 | 0 | 0 | 0 | 100%
| 248 | REP 11kV ABS Haycolec (No.) | REP_04.02.43 | 134.4652 | 0 | 0 | 0 | 0 | 0 | 0 |  | 1 | 1 | 1 | 1 | 1 | 1 | 1 | 134.4652 | 0 | 0 | 0 | 0 | 0 | 0 | 0 | 0 | 0 | 0 | 0 | 0 | 0 | 71.3537 | 0 | 0 | 0 | 0 | 0 | 0 | 0 | 0 | 0 | 0 | 0 | 0 | 0 | 71.3537 | 0 | 0 | 0 | 0 | 0 | 0 | 0 | [6 empty] | 205.8189 | 0 | 0 | 0 | 0 | 0 | 0 | 100%
| 249 | REP 11kV ABS Non-Haycolec (No.) | REP_04.02.44 | 902.8486 | 0 | 0 | 0 | 0 | 0 | 0 |  | 1 | 1 | 1 | 1 | 1 | 1 | 1 | 902.8486 | 0 | 0 | 0 | 0 | 0 | 0 | 0 | 0 | 0 | 0 | 0 | 0 | 0 | 497.2544 | 0 | 0 | 0 | 0 | 0 | 0 | 0 | 0 | 0 | 0 | 0 | 0 | 0 | 497.2544 | 0 | 0 | 0 | 0 | 0 | 0 | 0 | [6 empty] | 1400.103 | 0 | 0 | 0 | 0 | 0 | 0 | 100%
| 250 | REP 11kV Under Slung Link (No.) | REP_04.02.45 | 210.7969 | 0 | 0 | 0 | 0 | 0 | 0 |  | 1 | 1 | 1 | 1 | 1 | 1 | 1 | 210.7969 | 0 | 0 | 0 | 0 | 0 | 0 | 0 | 0 | 0 | 0 | 0 | 0 | 0 | 138.3485 | 0 | 0 | 0 | 0 | 0 | 0 | 0 | 0 | 0 | 0 | 0 | 0 | 0 | 138.3485 | 0 | 0 | 0 | 0 | 0 | 0 | 0 | [6 empty] | 349.1453 | 0 | 0 | 0 | 0 | 0 | 0 | 100%
| 251 | REP HVOH Mains (ACSR/Quince) (km) | REP_04.02.46 | 2797.3127 | 0 | 0 | 0 | 0 | 0 | 0 |  | 1 | 1 | 1 | 1 | 1 | 1 | 1 | 2797.3127 | 0 | 0 | 0 | 0 | 0 | 0 | 0 | 0 | 0 | 0 | 0 | 0 | 0 | 1811.846 | 0 | 0 | 0 | 0 | 0 | 0 | 0 | 0 | 0 | 0 | 0 | 0 | 0 | 1811.846 | 0 | 0 | 0 | 0 | 0 | 0 | 0 | [6 empty] | 4609.1587 | 0 | 0 | 0 | 0 | 0 | 0 | 100%
| 252 | REP Modems - DM | REP_04.02.48 | 354.7622 | 0 | 0 | 0 | 0 | 0 | 0 |  | 1 | 1 | 1 | 1 | 1 | 1 | 1 | 354.7622 | 0 | 0 | 0 | 0 | 0 | 0 | 0 | 0 | 0 | 0 | 0 | 0 | 0 | 143.8319 | 0 | 0 | 0 | 0 | 0 | 0 | 0 | 0 | 0 | 0 | 0 | 0 | 0 | 143.8319 | 0 | 0 | 0 | 0 | 0 | 0 | 0 | [6 empty] | 498.594 | 0 | 0 | 0 | 0 | 0 | 0 | 100%
| 253 | REP AFLC Relays - DM (No.) | REP_04.02.50 | -690.3381 | 0 | 0 | 0 | 0 | 0 | 0 |  | 1 | 1 | 1 | 1 | 1 | 1 | 1 | -690.3381 | 0 | 0 | 0 | 0 | 0 | 0 | 0 | 0 | 0 | 0 | 0 | 0 | 0 | 0 | 0 | 0 | 0 | 0 | 0 | 0 | 0 | 0 | 0 | 0 | 0 | 0 | 0 | 0 | 0 | 0 | 0 | 0 | 0 | 0 | 0 | [6 empty] | -690.3381 | 0 | 0 | 0 | 0 | 0 | 0 | 100%
| 254 | Refurb Access Tracks - 11kV Lines (km) | REP_04.03.02 | 259.7759 | 0 | 0 | 0 | 0 | 0 | 0 |  | 1 | 1 | 1 | 1 | 1 | 1 | 1 | 259.7759 | 0 | 0 | 0 | 0 | 0 | 0 | 0 | 0 | 0 | 0 | 0 | 0 | 0 | 13.9692 | 0 | 0 | 0 | 0 | 0 | 0 | 0 | 0 | 0 | 0 | 0 | 0 | 0 | 13.9692 | 0 | 0 | 0 | 0 | 0 | 0 | 0 | [6 empty] | 273.7452 | 0 | 0 | 0 | 0 | 0 | 0 | 100%
| 255 | Replace LVUG Term Boxes | REP_04.03.05 | 8.6944 | 0 | 0 | 0 | 0 | 0 | 0 |  | 1 | 1 | 1 | 1 | 1 | 1 | 1 | 8.6944 | 0 | 0 | 0 | 0 | 0 | 0 | 0 | 0 | 0 | 0 | 0 | 0 | 0 | 2.6355 | 0 | 0 | 0 | 0 | 0 | 0 | 0 | 0 | 0 | 0 | 0 | 0 | 0 | 2.6355 | 0 | 0 | 0 | 0 | 0 | 0 | 0 | [6 empty] | 11.33 | 0 | 0 | 0 | 0 | 0 | 0 | 100%
| 256 | REP Pole Cross-Arms - DM (No.) | REP_04.03.10 | 9807.3416 | 0 | 0 | 0 | 0 | 0 | 0 |  | 1 | 1 | 1 | 1 | 1 | 1 | 1 | 9807.3416 | 0 | 0 | 0 | 0 | 0 | 0 | 0 | 0 | 0 | 0 | 0 | 0 | 0 | 6011.5796 | 0 | 0 | 0 | 0 | 0 | 0 | 0 | 0 | 0 | 0 | 0 | 0 | 0 | 6011.5796 | 0 | 0 | 0 | 0 | 0 | 0 | 0 | [6 empty] | 15818.9212 | 0 | 0 | 0 | 0 | 0 | 0 | 100%
| 257 | REP LV OVERHEAD MAINS - REACTIVE (km) | REP_04.04.01 | 2846.967 | 0 | 0 | 0 | 0 | 0 | 0 |  | 1 | 1 | 1 | 1 | 1 | 1 | 1 | 2846.967 | 0 | 0 | 0 | 0 | 0 | 0 | 0 | 0 | 0 | 0 | 0 | 0 | 0 | 1024.2483 | 0 | 0 | 0 | 0 | 0 | 0 | 0 | 0 | 0 | 0 | 0 | 0 | 0 | 1024.2483 | 0 | 0 | 0 | 0 | 0 | 0 | 0 | [6 empty] | 3871.2153 | 0 | 0 | 0 | 0 | 0 | 0 | 100%
| 258 | Replace 11/5kV Underground Mains (km) | REP_04.04.02 | 66.0481 | 0 | 0 | 0 | 0 | 0 | 0 |  | 1 | 1 | 1 | 1 | 1 | 1 | 1 | 66.0481 | 0 | 0 | 0 | 0 | 0 | 0 | 0 | 0 | 0 | 0 | 0 | 0 | 0 | 14.8088 | 0 | 0 | 0 | 0 | 0 | 0 | 0 | 0 | 0 | 0 | 0 | 0 | 0 | 14.8088 | 0 | 0 | 0 | 0 | 0 | 0 | 0 | [6 empty] | 80.857 | 0 | 0 | 0 | 0 | 0 | 0 | 100%
| 259 | Replace 11/5kV Underground Mains (km) | REP_04.04.02 | 13720.1619 | 0 | 0 | 0 | 0 | 0 | 0 |  | 1 | 1 | 1 | 1 | 1 | 1 | 1 | 13720.1619 | 0 | 0 | 0 | 0 | 0 | 0 | 0 | 0 | 0 | 0 | 0 | 0 | 0 | 4562.4391 | 0 | 0 | 0 | 0 | 0 | 0 | 0 | 0 | 0 | 0 | 0 | 0 | 0 | 4562.4391 | 0 | 0 | 0 | 0 | 0 | 0 | 0 | [6 empty] | 18282.601 | 0 | 0 | 0 | 0 | 0 | 0 | 100%
| 260 | Replace LVUG Mains (km) | REP_04.04.03 | 12876.1521 | 0 | 0 | 0 | 0 | 0 | 0 |  | 1 | 1 | 1 | 1 | 1 | 1 | 1 | 12876.1521 | 0 | 0 | 0 | 0 | 0 | 0 | 0 | 0 | 0 | 0 | 0 | 0 | 0 | 4100.1416 | 0 | 0 | 0 | 0 | 0 | 0 | 0 | 0 | 0 | 0 | 0 | 0 | 0 | 4100.1416 | 0 | 0 | 0 | 0 | 0 | 0 | 0 | [6 empty] | 16976.2937 | 0 | 0 | 0 | 0 | 0 | 0 | 100%
| 261 | Replace LVUG Services (No) | REP_04.04.04 | 417.6103 | 0 | 0 | 0 | 0 | 0 | 0 |  | 1 | 1 | 1 | 1 | 1 | 1 | 1 | 417.6103 | 0 | 0 | 0 | 0 | 0 | 0 | 0 | 0 | 0 | 0 | 0 | 0 | 0 | 173.5616 | 0 | 0 | 0 | 0 | 0 | 0 | 0 | 0 | 0 | 0 | 0 | 0 | 0 | 173.5616 | 0 | 0 | 0 | 0 | 0 | 0 | 0 | [6 empty] | 591.172 | 0 | 0 | 0 | 0 | 0 | 0 | 100%
| 262 | Replace 11kV UG Ductlines (km) | REP_04.04.05 | 983.1685 | 0 | 0 | 0 | 0 | 0 | 0 |  | 1 | 1 | 1 | 1 | 1 | 1 | 1 | 983.1685 | 0 | 0 | 0 | 0 | 0 | 0 | 0 | 0 | 0 | 0 | 0 | 0 | 0 | 25.6984 | 0 | 0 | 0 | 0 | 0 | 0 | 0 | 0 | 0 | 0 | 0 | 0 | 0 | 25.6984 | 0 | 0 | 0 | 0 | 0 | 0 | 0 | [6 empty] | 1008.8669 | 0 | 0 | 0 | 0 | 0 | 0 | 100%
| 263 | Replace Due to Storms & Bushfires | REP_04.04.07 | 44.388 | 0 | 0 | 0 | 0 | 0 | 0 |  | 1 | 1 | 1 | 1 | 1 | 1 | 1 | 44.388 | 0 | 0 | 0 | 0 | 0 | 0 | 0 | 0 | 0 | 0 | 0 | 0 | 0 | 13.2163 | 0 | 0 | 0 | 0 | 0 | 0 | 0 | 0 | 0 | 0 | 0 | 0 | 0 | 13.2163 | 0 | 0 | 0 | 0 | 0 | 0 | 0 | [6 empty] | 57.6042 | 0 | 0 | 0 | 0 | 0 | 0 | 100%
| 264 | System Spares - DM | REP_04.04.09 | 37.94 | 0 | 0 | 0 | 0 | 0 | 0 |  | 1 | 1 | 1 | 1 | 1 | 1 | 1 | 37.94 | 0 | 0 | 0 | 0 | 0 | 0 | 0 | 0 | 0 | 0 | 0 | 0 | 0 | 4.7425 | 0 | 0 | 0 | 0 | 0 | 0 | 0 | 0 | 0 | 0 | 0 | 0 | 0 | 4.7425 | 0 | 0 | 0 | 0 | 0 | 0 | 0 | [6 empty] | 42.6825 | 0 | 0 | 0 | 0 | 0 | 0 | 100%
| 265 | Replace 11/22kV Overhead Mains (km) | REP_04.04.10 | 3.5257 | 0 | 0 | 0 | 0 | 0 | 0 |  | 1 | 1 | 1 | 1 | 1 | 1 | 1 | 3.5257 | 0 | 0 | 0 | 0 | 0 | 0 | 0 | 0 | 0 | 0 | 0 | 0 | 0 | 0.00694 | 0 | 0 | 0 | 0 | 0 | 0 | 0 | 0 | 0 | 0 | 0 | 0 | 0 | 0.00694 | 0 | 0 | 0 | 0 | 0 | 0 | 0 | [6 empty] | 3.5326 | 0 | 0 | 0 | 0 | 0 | 0 | 100%
| 266 | Replace 11/22kV Overhead Mains (km) | REP_04.04.10 | 513.2433 | 0 | 0 | 0 | 0 | 0 | 0 |  | 1 | 1 | 1 | 1 | 1 | 1 | 1 | 513.2433 | 0 | 0 | 0 | 0 | 0 | 0 | 0 | 0 | 0 | 0 | 0 | 0 | 0 | 280.9587 | 0 | 0 | 0 | 0 | 0 | 0 | 0 | 0 | 0 | 0 | 0 | 0 | 0 | 280.9587 | 0 | 0 | 0 | 0 | 0 | 0 | 0 | [6 empty] | 794.202 | 0 | 0 | 0 | 0 | 0 | 0 | 100%
| 267 | Replace Dist Mains - Reactive (No) | REP_04.04.11 | 2449.8801 | 0 | 0 | 0 | 0 | 0 | 0 |  | 1 | 1 | 1 | 1 | 1 | 1 | 1 | 2449.8801 | 0 | 0 | 0 | 0 | 0 | 0 | 0 | 0 | 0 | 0 | 0 | 0 | 0 | 1027.3649 | 0 | 0 | 0 | 0 | 0 | 0 | 0 | 0 | 0 | 0 | 0 | 0 | 0 | 1027.3649 | 0 | 0 | 0 | 0 | 0 | 0 | 0 | [6 empty] | 3477.2449 | 0 | 0 | 0 | 0 | 0 | 0 | 100%
| 268 | Refurb/Paint Transmission OH Towers | REP_05.02.01-3 | 2908.838 | 0 | 0 | 0 | 0 | 0 | 0 |  | 1 | 1 | 1 | 1 | 1 | 1 | 1 | 2908.838 | 0 | 0 | 0 | 0 | 0 | 0 | 0 | 0 | 0 | 0 | 0 | 0 | 0 | 299.8154 | 0 | 0 | 0 | 0 | 0 | 0 | 0 | 0 | 0 | 0 | 0 | 0 | 0 | 299.8154 | 0 | 0 | 0 | 0 | 0 | 0 | 0 | [6 empty] | 3208.6534 | 0 | 0 | 0 | 0 | 0 | 0 | 3.3% | 96.7%
| 269 | Replace Tower | REP_05.02.01-5 | 6052.2784 | 0 | 0 | 0 | 0 | 0 | 0 |  | 1 | 1 | 1 | 1 | 1 | 1 | 1 | 6052.2784 | 0 | 0 | 0 | 0 | 0 | 0 | 0 | 0 | 0 | 0 | 0 | 0 | 0 | 414.0813 | 0 | 0 | 0 | 0 | 0 | 0 | 0 | 0 | 0 | 0 | 0 | 0 | 0 | 414.0813 | 0 | 0 | 0 | 0 | 0 | 0 | 0 | [6 empty] | 6466.3597 | 0 | 0 | 0 | 0 | 0 | 0 | 49.74% | 50.26%
| 270 | Refurbish Access Tracks - 33kV Lines (km) | REP_05.02.02-1 | 2303.1775 | 0 | 0 | 0 | 0 | 0 | 0 |  | 1 | 1 | 1 | 1 | 1 | 1 | 1 | 2303.1775 | 0 | 0 | 0 | 0 | 0 | 0 | 0 | 0 | 0 | 0 | 0 | 0 | 0 | 40.1438 | 0 | 0 | 0 | 0 | 0 | 0 | 0 | 0 | 0 | 0 | 0 | 0 | 0 | 40.1438 | 0 | 0 | 0 | 0 | 0 | 0 | 0 | [6 empty] | 2343.3213 | 0 | 0 | 0 | 0 | 0 | 0 | 15.24% | 84.76%
| 271 | Refurbish Access Tracks - 66kV Lines (km) | REP_05.02.02-2 | 209.1212 | 0 | 0 | 0 | 0 | 0 | 0 |  | 1 | 1 | 1 | 1 | 1 | 1 | 1 | 209.1212 | 0 | 0 | 0 | 0 | 0 | 0 | 0 | 0 | 0 | 0 | 0 | 0 | 0 | 2.472 | 0 | 0 | 0 | 0 | 0 | 0 | 0 | 0 | 0 | 0 | 0 | 0 | 0 | 2.472 | 0 | 0 | 0 | 0 | 0 | 0 | 0 | [6 empty] | 211.5931 | 0 | 0 | 0 | 0 | 0 | 0 | 2.064% | 97.94%
| 272 | Refurbish Access Tracks - 132kV Lines (km) | REP_05.02.02-3 | 4400.7195 | 0 | 0 | 0 | 0 | 0 | 0 |  | 1 | 1 | 1 | 1 | 1 | 1 | 1 | 4400.7195 | 0 | 0 | 0 | 0 | 0 | 0 | 0 | 0 | 0 | 0 | 0 | 0 | 0 | 113.5074 | 0 | 0 | 0 | 0 | 0 | 0 | 0 | 0 | 0 | 0 | 0 | 0 | 0 | 113.5074 | 0 | 0 | 0 | 0 | 0 | 0 | 0 | [6 empty] | 4514.2269 | 0 | 0 | 0 | 0 | 0 | 0 | 61.56% | 38.44%
| 273 | Replace Earthing - TM OH Feeders | REP_05.02.03 | 262.561 | 0 | 0 | 0 | 0 | 0 | 0 |  | 1 | 1 | 1 | 1 | 1 | 1 | 1 | 262.561 | 0 | 0 | 0 | 0 | 0 | 0 | 0 | 0 | 0 | 0 | 0 | 0 | 0 | 124.6942 | 0 | 0 | 0 | 0 | 0 | 0 | 0 | 0 | 0 | 0 | 0 | 0 | 0 | 124.6942 | 0 | 0 | 0 | 0 | 0 | 0 | 0 | [6 empty] | 387.2552 | 0 | 0 | 0 | 0 | 0 | 0 | 43.14% | 56.86%
| 274 | Replace Overhead ABS - Reactive | REP_05.02.04 | 115.5888 | 0 | 0 | 0 | 0 | 0 | 0 |  | 1 | 1 | 1 | 1 | 1 | 1 | 1 | 115.5888 | 0 | 0 | 0 | 0 | 0 | 0 | 0 | 0 | 0 | 0 | 0 | 0 | 0 | 61.4598 | 0 | 0 | 0 | 0 | 0 | 0 | 0 | 0 | 0 | 0 | 0 | 0 | 0 | 61.4598 | 0 | 0 | 0 | 0 | 0 | 0 | 0 | [6 empty] | 177.0485 | 0 | 0 | 0 | 0 | 0 | 0 | 100%
| 275 | Replace Insulators - 132kV Tower Lines | REP_05.02.05-1 | 146.2907 | 0 | 0 | 0 | 0 | 0 | 0 |  | 1 | 1 | 1 | 1 | 1 | 1 | 1 | 146.2907 | 0 | 0 | 0 | 0 | 0 | 0 | 0 | 0 | 0 | 0 | 0 | 0 | 0 | 64.8378 | 0 | 0 | 0 | 0 | 0 | 0 | 0 | 0 | 0 | 0 | 0 | 0 | 0 | 64.8378 | 0 | 0 | 0 | 0 | 0 | 0 | 0 | [6 empty] | 211.1285 | 0 | 0 | 0 | 0 | 0 | 0 | 100%
| 276 | Replace Insulators - 132kV Wood Poles | REP_05.02.05-2 | 27.9586 | 0 | 0 | 0 | 0 | 0 | 0 |  | 1 | 1 | 1 | 1 | 1 | 1 | 1 | 27.9586 | 0 | 0 | 0 | 0 | 0 | 0 | 0 | 0 | 0 | 0 | 0 | 0 | 0 | 22.6059 | 0 | 0 | 0 | 0 | 0 | 0 | 0 | 0 | 0 | 0 | 0 | 0 | 0 | 22.6059 | 0 | 0 | 0 | 0 | 0 | 0 | 0 | [6 empty] | 50.5645 | 0 | 0 | 0 | 0 | 0 | 0 | 100%
| 277 | CONDEMNED POLES - REPLACEMENT - TM | REP_05.02.06 | 2559.7538 | 0 | 0 | 0 | 0 | 0 | 0 |  | 1 | 1 | 1 | 1 | 1 | 1 | 1 | 2559.7538 | 0 | 0 | 0 | 0 | 0 | 0 | 0 | 0 | 0 | 0 | 0 | 0 | 0 | 1494.1102 | 0 | 0 | 0 | 0 | 0 | 0 | 0 | 0 | 0 | 0 | 0 | 0 | 0 | 1494.1102 | 0 | 0 | 0 | 0 | 0 | 0 | 0 | [6 empty] | 4053.864 | 0 | 0 | 0 | 0 | 0 | 0 | 77.36% | 22.64%
| 278 | Refurb 33kV OH Feeders (No.) | REP_05.02.07-1 | 344.8438 | 0 | 0 | 0 | 0 | 0 | 0 |  | 1 | 1 | 1 | 1 | 1 | 1 | 1 | 344.8438 | 0 | 0 | 0 | 0 | 0 | 0 | 0 | 0 | 0 | 0 | 0 | 0 | 0 | 218.4787 | 0 | 0 | 0 | 0 | 0 | 0 | 0 | 0 | 0 | 0 | 0 | 0 | 0 | 218.4787 | 0 | 0 | 0 | 0 | 0 | 0 | 0 | [6 empty] | 563.3225 | 0 | 0 | 0 | 0 | 0 | 0 | 71.77% | 28.23%
| 279 | REP Refurb 132kV OH Feeders (No.) | REP_05.02.07-3 | 534.8018 | 0 | 0 | 0 | 0 | 0 | 0 |  | 1 | 1 | 1 | 1 | 1 | 1 | 1 | 534.8018 | 0 | 0 | 0 | 0 | 0 | 0 | 0 | 0 | 0 | 0 | 0 | 0 | 0 | 113.7446 | 0 | 0 | 0 | 0 | 0 | 0 | 0 | 0 | 0 | 0 | 0 | 0 | 0 | 113.7446 | 0 | 0 | 0 | 0 | 0 | 0 | 0 | [6 empty] | 648.5464 | 0 | 0 | 0 | 0 | 0 | 0 | 70.42% | 29.58%
| 280 | Refurb 33kV OH Feeders (km) | REP_05.02.07-4 | 542.5186 | 0 | 0 | 0 | 0 | 0 | 0 |  | 1 | 1 | 1 | 1 | 1 | 1 | 1 | 542.5186 | 0 | 0 | 0 | 0 | 0 | 0 | 0 | 0 | 0 | 0 | 0 | 0 | 0 | 266.229 | 0 | 0 | 0 | 0 | 0 | 0 | 0 | 0 | 0 | 0 | 0 | 0 | 0 | 266.229 | 0 | 0 | 0 | 0 | 0 | 0 | 0 | [6 empty] | 808.7476 | 0 | 0 | 0 | 0 | 0 | 0 | 77.75% | 22.25%
| 281 | Refurb 132kV Cable Tunnel | REP_05.02.08 | 422.2403 | 0 | 0 | 0 | 0 | 0 | 0 |  | 1 | 1 | 1 | 1 | 1 | 1 | 1 | 422.2403 | 0 | 0 | 0 | 0 | 0 | 0 | 0 | 0 | 0 | 0 | 0 | 0 | 0 | 23.5776 | 0 | 0 | 0 | 0 | 0 | 0 | 0 | 0 | 0 | 0 | 0 | 0 | 0 | 23.5776 | 0 | 0 | 0 | 0 | 0 | 0 | 0 | [6 empty] | 445.8179 | 0 | 0 | 0 | 0 | 0 | 0 | 100%
| 282 | Replace Cable Pressure Alarm | REP_05.02.12 | 1104.4993 | 0 | 0 | 0 | 0 | 0 | 0 |  | 1 | 1 | 1 | 1 | 1 | 1 | 1 | 1104.4993 | 0 | 0 | 0 | 0 | 0 | 0 | 0 | 0 | 0 | 0 | 0 | 0 | 0 | 343.6021 | 0 | 0 | 0 | 0 | 0 | 0 | 0 | 0 | 0 | 0 | 0 | 0 | 0 | 343.6021 | 0 | 0 | 0 | 0 | 0 | 0 | 0 | [6 empty] | 1448.1014 | 0 | 0 | 0 | 0 | 0 | 0 | 69.22% | 30.78%
| 283 | REP TMUG REACTIVE REPLACEMENT | REP_05.02.13 | 1933.5182 | 0 | 0 | 0 | 0 | 0 | 0 |  | 1 | 1 | 1 | 1 | 1 | 1 | 1 | 1933.5182 | 0 | 0 | 0 | 0 | 0 | 0 | 0 | 0 | 0 | 0 | 0 | 0 | 0 | 519.6089 | 0 | 0 | 0 | 0 | 0 | 0 | 0 | 0 | 0 | 0 | 0 | 0 | 0 | 519.6089 | 0 | 0 | 0 | 0 | 0 | 0 | 0 | [6 empty] | 2453.1271 | 0 | 0 | 0 | 0 | 0 | 0 | 72.77% | 27.23%
| 284 | System Spares - Sub-Trans Mains | REP_05.02.14 | 532.6529 | 0 | 0 | 0 | 0 | 0 | 0 |  | 1 | 1 | 1 | 1 | 1 | 1 | 1 | 532.6529 | 0 | 0 | 0 | 0 | 0 | 0 | 0 | 0 | 0 | 0 | 0 | 0 | 0 | 60.8749 | 0 | 0 | 0 | 0 | 0 | 0 | 0 | 0 | 0 | 0 | 0 | 0 | 0 | 60.8749 | 0 | 0 | 0 | 0 | 0 | 0 | 0 | [6 empty] | 593.5278 | 0 | 0 | 0 | 0 | 0 | 0 | 84.3% | 15.7%
| 285 | Replace Insulators - 33kV Wood Poles | REP_05.02.23 | 157.9354 | 0 | 0 | 0 | 0 | 0 | 0 |  | 1 | 1 | 1 | 1 | 1 | 1 | 1 | 157.9354 | 0 | 0 | 0 | 0 | 0 | 0 | 0 | 0 | 0 | 0 | 0 | 0 | 0 | 111.2198 | 0 | 0 | 0 | 0 | 0 | 0 | 0 | 0 | 0 | 0 | 0 | 0 | 0 | 111.2198 | 0 | 0 | 0 | 0 | 0 | 0 | 0 | [6 empty] | 269.1552 | 0 | 0 | 0 | 0 | 0 | 0 | 100%
| 286 | Replace Protection Pilots | REP_05.02.24 | 20.9608 | 0 | 0 | 0 | 0 | 0 | 0 |  | 1 | 1 | 1 | 1 | 1 | 1 | 1 | 20.9608 | 0 | 0 | 0 | 0 | 0 | 0 | 0 | 0 | 0 | 0 | 0 | 0 | 0 | 0.09791 | 0 | 0 | 0 | 0 | 0 | 0 | 0 | 0 | 0 | 0 | 0 | 0 | 0 | 0.09791 | 0 | 0 | 0 | 0 | 0 | 0 | 0 | [6 empty] | 21.0587 | 0 | 0 | 0 | 0 | 0 | 0 | 100%
| 287 | Replace Insulators - 66kV Wood Poles | REP_05.02.25 | 88.5731 | 0 | 0 | 0 | 0 | 0 | 0 |  | 1 | 1 | 1 | 1 | 1 | 1 | 1 | 88.5731 | 0 | 0 | 0 | 0 | 0 | 0 | 0 | 0 | 0 | 0 | 0 | 0 | 0 | 61.8204 | 0 | 0 | 0 | 0 | 0 | 0 | 0 | 0 | 0 | 0 | 0 | 0 | 0 | 61.8204 | 0 | 0 | 0 | 0 | 0 | 0 | 0 | [6 empty] | 150.3936 | 0 | 0 | 0 | 0 | 0 | 0 | 100%
| 288 | Replace Ground Stays | REP_05.02.26 | 115.4501 | 0 | 0 | 0 | 0 | 0 | 0 |  | 1 | 1 | 1 | 1 | 1 | 1 | 1 | 115.4501 | 0 | 0 | 0 | 0 | 0 | 0 | 0 | 0 | 0 | 0 | 0 | 0 | 0 | 89.5059 | 0 | 0 | 0 | 0 | 0 | 0 | 0 | 0 | 0 | 0 | 0 | 0 | 0 | 89.5059 | 0 | 0 | 0 | 0 | 0 | 0 | 0 | [6 empty] | 204.956 | 0 | 0 | 0 | 0 | 0 | 0 | 100%
| 289 | Replace ST Feeder Earth Electrodes | REP_05.02.28 | 25.6272 | 0 | 0 | 0 | 0 | 0 | 0 |  | 1 | 1 | 1 | 1 | 1 | 1 | 1 | 25.6272 | 0 | 0 | 0 | 0 | 0 | 0 | 0 | 0 | 0 | 0 | 0 | 0 | 0 | 1.3409 | 0 | 0 | 0 | 0 | 0 | 0 | 0 | 0 | 0 | 0 | 0 | 0 | 0 | 1.3409 | 0 | 0 | 0 | 0 | 0 | 0 | 0 | [6 empty] | 26.9681 | 0 | 0 | 0 | 0 | 0 | 0 | 10.56% | 89.44%
| 290 | Replace ST Feeder OH Earth Wire | REP_05.02.29 | 2398.9916 | 0 | 0 | 0 | 0 | 0 | 0 |  | 1 | 1 | 1 | 1 | 1 | 1 | 1 | 2398.9916 | 0 | 0 | 0 | 0 | 0 | 0 | 0 | 0 | 0 | 0 | 0 | 0 | 0 | 1106.0027 | 0 | 0 | 0 | 0 | 0 | 0 | 0 | 0 | 0 | 0 | 0 | 0 | 0 | 1106.0027 | 0 | 0 | 0 | 0 | 0 | 0 | 0 | [6 empty] | 3504.9942 | 0 | 0 | 0 | 0 | 0 | 0 | 5.602% | 94.4%
| 291 | Replace 33kV Sealing Ends | REP_05.02.30 | 38.1806 | 0 | 0 | 0 | 0 | 0 | 0 |  | 1 | 1 | 1 | 1 | 1 | 1 | 1 | 38.1806 | 0 | 0 | 0 | 0 | 0 | 0 | 0 | 0 | 0 | 0 | 0 | 0 | 0 | 18.1644 | 0 | 0 | 0 | 0 | 0 | 0 | 0 | 0 | 0 | 0 | 0 | 0 | 0 | 18.1644 | 0 | 0 | 0 | 0 | 0 | 0 | 0 | [6 empty] | 56.3451 | 0 | 0 | 0 | 0 | 0 | 0 | 33.24% | 66.76%
| 292 | REP TMOH REACTIVE REPLACEMENT | REP_05.03.01 | 1072.1243 | 0 | 0 | 0 | 0 | 0 | 0 |  | 1 | 1 | 1 | 1 | 1 | 1 | 1 | 1072.1243 | 0 | 0 | 0 | 0 | 0 | 0 | 0 | 0 | 0 | 0 | 0 | 0 | 0 | 567.9112 | 0 | 0 | 0 | 0 | 0 | 0 | 0 | 0 | 0 | 0 | 0 | 0 | 0 | 567.9112 | 0 | 0 | 0 | 0 | 0 | 0 | 0 | [6 empty] | 1640.0355 | 0 | 0 | 0 | 0 | 0 | 0 | 83.73% | 16.27%
| 293 | Distribution Easements | SUPP_44.01.012 | 400.424 | 0 | 0 | 0 | 0 | 0 | 0 |  | 1 | 1 | 1 | 1 | 1 | 1 | 1 | 400.424 | 0 | 0 | 0 | 0 | 0 | 0 | 0 | 0 | 0 | 0 | 0 | 0 | 0 | 36.2668 | 0 | 0 | 0 | 0 | 0 | 0 | 0 | 0 | 0 | 0 | 0 | 0 | 0 | 36.2668 | 0 | 0 | 0 | 0 | 0 | 0 | 0 | [6 empty] | 436.6908 | 0 | 0 | 0 | 0 | 0 | 0 | 100%
| 294 | Switching and Control | SUPP_44.01.013 | 999.2357 | 0 | 0 | 0 | 0 | 0 | 0 |  | 1 | 1 | 1 | 1 | 1 | 1 | 1 | 999.2357 | 0 | 0 | 0 | 0 | 0 | 0 | 0 | 0 | 0 | 0 | 0 | 0 | 0 | 6.2898 | 0 | 0 | 0 | 0 | 0 | 0 | 0 | 0 | 0 | 0 | 0 | 0 | 0 | 6.2898 | 0 | 0 | 0 | 0 | 0 | 0 | 0 | [6 empty] | 1005.5255 | 0 | 0 | 0 | 0 | 0 | 0 | 100%
| 295 | Switching and Control | SUPP_44.01.013 | 1141.9842 | 0 | 0 | 0 | 0 | 0 | 0 |  | 1 | 1 | 1 | 1 | 1 | 1 | 1 | 1141.9842 | 0 | 0 | 0 | 0 | 0 | 0 | 0 | 0 | 0 | 0 | 0 | 0 | 0 | 7.1888 | 0 | 0 | 0 | 0 | 0 | 0 | 0 | 0 | 0 | 0 | 0 | 0 | 0 | 7.1888 | 0 | 0 | 0 | 0 | 0 | 0 | 0 | [6 empty] | 1149.1729 | 0 | 0 | 0 | 0 | 0 | 0 | 100%
| 296 | Switching and Control | SUPP_44.01.013 | 1427.4802 | 0 | 0 | 0 | 0 | 0 | 0 |  | 1 | 1 | 1 | 1 | 1 | 1 | 1 | 1427.4802 | 0 | 0 | 0 | 0 | 0 | 0 | 0 | 0 | 0 | 0 | 0 | 0 | 0 | 8.9861 | 0 | 0 | 0 | 0 | 0 | 0 | 0 | 0 | 0 | 0 | 0 | 0 | 0 | 8.9861 | 0 | 0 | 0 | 0 | 0 | 0 | 0 | [6 empty] | 1436.4663 | 0 | 0 | 0 | 0 | 0 | 0 | 100%
| 297 | Switching and Control | SUPP_44.01.013 | 10706.1013 | 0 | 0 | 0 | 0 | 0 | 0 |  | 1 | 1 | 1 | 1 | 1 | 1 | 1 | 10706.1013 | 0 | 0 | 0 | 0 | 0 | 0 | 0 | 0 | 0 | 0 | 0 | 0 | 0 | 67.3948 | 0 | 0 | 0 | 0 | 0 | 0 | 0 | 0 | 0 | 0 | 0 | 0 | 0 | 67.3948 | 0 | 0 | 0 | 0 | 0 | 0 | 0 | [6 empty] | 10773.4961 | 0 | 0 | 0 | 0 | 0 | 0 | 100%
| 298 | Broadbase Demand Management | SUPP_44.01.014 | 58.5826 | 0 | 0 | 0 | 0 | 0 | 0 |  | 1 | 1 | 1 | 1 | 1 | 1 | 1 | 58.5826 | 0 | 0 | 0 | 0 | 0 | 0 | 0 | 0 | 0 | 0 | 0 | 0 | 0 | 27.0038 | 0 | 0 | 0 | 0 | 0 | 0 | 0 | 0 | 0 | 0 | 0 | 0 | 0 | 27.0038 | 0 | 0 | 0 | 0 | 0 | 0 | 0 | [6 empty] | 85.5864 | 0 | 0 | 0 | 0 | 0 | 0 | 100%
| 299 | Broadbase Demand Management | SUPP_44.01.014 | 66.9515 | 0 | 0 | 0 | 0 | 0 | 0 |  | 1 | 1 | 1 | 1 | 1 | 1 | 1 | 66.9515 | 0 | 0 | 0 | 0 | 0 | 0 | 0 | 0 | 0 | 0 | 0 | 0 | 0 | 30.8615 | 0 | 0 | 0 | 0 | 0 | 0 | 0 | 0 | 0 | 0 | 0 | 0 | 0 | 30.8615 | 0 | 0 | 0 | 0 | 0 | 0 | 0 | [6 empty] | 97.813 | 0 | 0 | 0 | 0 | 0 | 0 | 100%
| 300 | Broadbase Demand Management | SUPP_44.01.014 | 83.6894 | 0 | 0 | 0 | 0 | 0 | 0 |  | 1 | 1 | 1 | 1 | 1 | 1 | 1 | 83.6894 | 0 | 0 | 0 | 0 | 0 | 0 | 0 | 0 | 0 | 0 | 0 | 0 | 0 | 38.5767 | 0 | 0 | 0 | 0 | 0 | 0 | 0 | 0 | 0 | 0 | 0 | 0 | 0 | 38.5767 | 0 | 0 | 0 | 0 | 0 | 0 | 0 | [6 empty] | 122.2661 | 0 | 0 | 0 | 0 | 0 | 0 | 100%
| 301 | Broadbase Demand Management | SUPP_44.01.014 | 627.6702 | 0 | 0 | 0 | 0 | 0 | 0 |  | 1 | 1 | 1 | 1 | 1 | 1 | 1 | 627.6702 | 0 | 0 | 0 | 0 | 0 | 0 | 0 | 0 | 0 | 0 | 0 | 0 | 0 | 289.3256 | 0 | 0 | 0 | 0 | 0 | 0 | 0 | 0 | 0 | 0 | 0 | 0 | 0 | 289.3256 | 0 | 0 | 0 | 0 | 0 | 0 | 0 | [6 empty] | 916.9958 | 0 | 0 | 0 | 0 | 0 | 0 | 100%
| 302 | Control Room Relocation | SUPP_44.01.015 | 14.5294 | 0 | 0 | 0 | 0 | 0 | 0 |  | 1 | 1 | 1 | 1 | 1 | 1 | 1 | 14.5294 | 0 | 0 | 0 | 0 | 0 | 0 | 0 | 0 | 0 | 0 | 0 | 0 | 0 | 0 | 0 | 0 | 0 | 0 | 0 | 0 | 0 | 0 | 0 | 0 | 0 | 0 | 0 | 0 | 0 | 0 | 0 | 0 | 0 | 0 | 0 | [6 empty] | 14.5294 | 0 | 0 | 0 | 0 | 0 | 0 | 85.5% | 14.5%
| 303 | Capital Delivery Program | SUPP_44.01.016 | 332.0796 | 0 | 0 | 0 | 0 | 0 | 0 |  | 1 | 1 | 1 | 1 | 1 | 1 | 1 | 332.0796 | 0 | 0 | 0 | 0 | 0 | 0 | 0 | 0 | 0 | 0 | 0 | 0 | 0 | 0 | 0 | 0 | 0 | 0 | 0 | 0 | 0 | 0 | 0 | 0 | 0 | 0 | 0 | 0 | 0 | 0 | 0 | 0 | 0 | 0 | 0 | [6 empty] | 332.0796 | 0 | 0 | 0 | 0 | 0 | 0 | 85.49% | 14.51%
| 304 | Capital Delivery Program | SUPP_44.01.016 | 2044.6336 | 0 | 0 | 0 | 0 | 0 | 0 |  | 1 | 1 | 1 | 1 | 1 | 1 | 1 | 2044.6336 | 0 | 0 | 0 | 0 | 0 | 0 | 0 | 0 | 0 | 0 | 0 | 0 | 0 | 885.4615 | 0 | 0 | 0 | 0 | 0 | 0 | 0 | 0 | 0 | 0 | 0 | 0 | 0 | 885.4615 | 0 | 0 | 0 | 0 | 0 | 0 | 0 | [6 empty] | 2930.095 | 0 | 0 | 0 | 0 | 0 | 0 | 87.58% | 12.42%
| 305 | System Land Lease | SUPP_44.01.017 | 15295.6799 | 0 | 0 | 0 | 0 | 0 | 0 |  | 1 | 1 | 1 | 1 | 1 | 1 | 1 | 15295.6799 | 0 | 0 | 0 | 0 | 0 | 0 | 0 | 0 | 0 | 0 | 0 | 0 | 0 | 0 | 0 | 0 | 0 | 0 | 0 | 0 | 0 | 0 | 0 | 0 | 0 | 0 | 0 | 0 | 0 | 0 | 0 | 0 | 0 | 0 | 0 | [6 empty] | 15295.6799 | 0 | 0 | 0 | 0 | 0 | 0 |  | 100%
| 306 | System Land Lease | SUPP_44.01.017 | 15295.6799 | 0 | 0 | 0 | 0 | 0 | 0 |  | 1 | 1 | 1 | 1 | 1 | 1 | 1 | 15295.6799 | 0 | 0 | 0 | 0 | 0 | 0 | 0 | 0 | 0 | 0 | 0 | 0 | 0 | 0 | 0 | 0 | 0 | 0 | 0 | 0 | 0 | 0 | 0 | 0 | 0 | 0 | 0 | 0 | 0 | 0 | 0 | 0 | 0 | 0 | 0 | [6 empty] | 15295.6799 | 0 | 0 | 0 | 0 | 0 | 0 |  | 100%
| 307 | Network Planning | SUPP_44.01.03 | 4426.5554 | 0 | 0 | 0 | 0 | 0 | 0 |  | 1 | 1 | 1 | 1 | 1 | 1 | 1 | 4426.5554 | 0 | 0 | 0 | 0 | 0 | 0 | 0 | 0 | 0 | 0 | 0 | 0 | 0 | 1898.3568 | 0 | 0 | 0 | 0 | 0 | 0 | 0 | 0 | 0 | 0 | 0 | 0 | 0 | 1898.3568 | 0 | 0 | 0 | 0 | 0 | 0 | 0 | [6 empty] | 6324.9122 | 0 | 0 | 0 | 0 | 0 | 0 | 93.06% | 6.943%
| 308 | Network Planning | SUPP_44.01.03 | 1612.7575 | 0 | 0 | 0 | 0 | 0 | 0 |  | 1 | 1 | 1 | 1 | 1 | 1 | 1 | 1612.7575 | 0 | 0 | 0 | 0 | 0 | 0 | 0 | 0 | 0 | 0 | 0 | 0 | 0 | 663.8298 | 0 | 0 | 0 | 0 | 0 | 0 | 0 | 0 | 0 | 0 | 0 | 0 | 0 | 663.8298 | 0 | 0 | 0 | 0 | 0 | 0 | 0 | [6 empty] | 2276.5873 | 0 | 0 | 0 | 0 | 0 | 0 | 93.69% | 6.311%
| 309 | Network Planning | SUPP_44.01.03 | 2015.9478 | 0 | 0 | 0 | 0 | 0 | 0 |  | 1 | 1 | 1 | 1 | 1 | 1 | 1 | 2015.9478 | 0 | 0 | 0 | 0 | 0 | 0 | 0 | 0 | 0 | 0 | 0 | 0 | 0 | 829.7883 | 0 | 0 | 0 | 0 | 0 | 0 | 0 | 0 | 0 | 0 | 0 | 0 | 0 | 829.7883 | 0 | 0 | 0 | 0 | 0 | 0 | 0 | [6 empty] | 2845.7362 | 0 | 0 | 0 | 0 | 0 | 0 | 93.69% | 6.311%
| 310 | Network Planning | SUPP_44.01.03 | 18390.5124 | 0 | 0 | 0 | 0 | 0 | 0 |  | 1 | 1 | 1 | 1 | 1 | 1 | 1 | 18390.5124 | 0 | 0 | 0 | 0 | 0 | 0 | 0 | 0 | 0 | 0 | 0 | 0 | 0 | 7663.5472 | 0 | 0 | 0 | 0 | 0 | 0 | 0 | 0 | 0 | 0 | 0 | 0 | 0 | 7663.5472 | 0 | 0 | 0 | 0 | 0 | 0 | 0 | [6 empty] | 26054.0596 | 0 | 0 | 0 | 0 | 0 | 0 | 93.63% | 6.373%
| 311 | GIS Data Capture | SUPP_44.01.04 | 727.5548 | 0 | 0 | 0 | 0 | 0 | 0 |  | 1 | 1 | 1 | 1 | 1 | 1 | 1 | 727.5548 | 0 | 0 | 0 | 0 | 0 | 0 | 0 | 0 | 0 | 0 | 0 | 0 | 0 | 297.1614 | 0 | 0 | 0 | 0 | 0 | 0 | 0 | 0 | 0 | 0 | 0 | 0 | 0 | 297.1614 | 0 | 0 | 0 | 0 | 0 | 0 | 0 | [6 empty] | 1024.7162 | 0 | 0 | 0 | 0 | 0 | 0 | 100%
| 312 | GIS Data Capture | SUPP_44.01.04 | 831.4914 | 0 | 0 | 0 | 0 | 0 | 0 |  | 1 | 1 | 1 | 1 | 1 | 1 | 1 | 831.4914 | 0 | 0 | 0 | 0 | 0 | 0 | 0 | 0 | 0 | 0 | 0 | 0 | 0 | 339.613 | 0 | 0 | 0 | 0 | 0 | 0 | 0 | 0 | 0 | 0 | 0 | 0 | 0 | 339.613 | 0 | 0 | 0 | 0 | 0 | 0 | 0 | [6 empty] | 1171.1045 | 0 | 0 | 0 | 0 | 0 | 0 | 100%
| 313 | GIS Data Capture | SUPP_44.01.04 | 1039.3643 | 0 | 0 | 0 | 0 | 0 | 0 |  | 1 | 1 | 1 | 1 | 1 | 1 | 1 | 1039.3643 | 0 | 0 | 0 | 0 | 0 | 0 | 0 | 0 | 0 | 0 | 0 | 0 | 0 | 424.5166 | 0 | 0 | 0 | 0 | 0 | 0 | 0 | 0 | 0 | 0 | 0 | 0 | 0 | 424.5166 | 0 | 0 | 0 | 0 | 0 | 0 | 0 | [6 empty] | 1463.881 | 0 | 0 | 0 | 0 | 0 | 0 | 100%
| 314 | GIS Data Capture | SUPP_44.01.04 | 7795.2324 | 0 | 0 | 0 | 0 | 0 | 0 |  | 1 | 1 | 1 | 1 | 1 | 1 | 1 | 7795.2324 | 0 | 0 | 0 | 0 | 0 | 0 | 0 | 0 | 0 | 0 | 0 | 0 | 0 | 3183.8735 | 0 | 0 | 0 | 0 | 0 | 0 | 0 | 0 | 0 | 0 | 0 | 0 | 0 | 3183.8735 | 0 | 0 | 0 | 0 | 0 | 0 | 0 | [6 empty] | 10979.1059 | 0 | 0 | 0 | 0 | 0 | 0 | 100%
| 315 | Financial Adjustments | SUPP_44.02.01 | 424.4902 | 0 | 0 | 0 | 0 | 0 | 0 |  | 1 | 1 | 1 | 1 | 1 | 1 | 1 | 424.4902 | 0 | 0 | 0 | 0 | 0 | 0 | 0 | 0 | 0 | 0 | 0 | 0 | 0 | 0 | 0 | 0 | 0 | 0 | 0 | 0 | 0 | 0 | 0 | 0 | 0 | 0 | 0 | 0 | 0 | 0 | 0 | 0 | 0 | 0 | 0 | [6 empty] | 424.4902 | 0 | 0 | 0 | 0 | 0 | 0 | 85.27% | 14.73%
| 316 | Financial Adjustments | SUPP_44.02.01 | 494.9969 | 0 | 0 | 0 | 0 | 0 | 0 |  | 1 | 1 | 1 | 1 | 1 | 1 | 1 | 494.9969 | 0 | 0 | 0 | 0 | 0 | 0 | 0 | 0 | 0 | 0 | 0 | 0 | 0 | 22.6432 | 0 | 0 | 0 | 0 | 0 | 0 | 0 | 0 | 0 | 0 | 0 | 0 | 0 | 22.6432 | 0 | 0 | 0 | 0 | 0 | 0 | 0 | [6 empty] | 517.6402 | 0 | 0 | 0 | 0 | 0 | 0 | 86.91% | 13.09%
| 317 | Financial Adjustments | SUPP_44.02.01 | 218.3898 | 0 | 0 | 0 | 0 | 0 | 0 |  | 1 | 1 | 1 | 1 | 1 | 1 | 1 | 218.3898 | 0 | 0 | 0 | 0 | 0 | 0 | 0 | 0 | 0 | 0 | 0 | 0 | 0 | 0 | 0 | 0 | 0 | 0 | 0 | 0 | 0 | 0 | 0 | 0 | 0 | 0 | 0 | 0 | 0 | 0 | 0 | 0 | 0 | 0 | 0 | [6 empty] | 218.3898 | 0 | 0 | 0 | 0 | 0 | 0 | 88.27% | 11.73%
| 318 | Financial Adjustments | SUPP_44.02.01 | 83.5003 | 0 | 0 | 0 | 0 | 0 | 0 |  | 1 | 1 | 1 | 1 | 1 | 1 | 1 | 83.5003 | 0 | 0 | 0 | 0 | 0 | 0 | 0 | 0 | 0 | 0 | 0 | 0 | 0 | 0 | 0 | 0 | 0 | 0 | 0 | 0 | 0 | 0 | 0 | 0 | 0 | 0 | 0 | 0 | 0 | 0 | 0 | 0 | 0 | 0 | 0 | [6 empty] | 83.5003 | 0 | 0 | 0 | 0 | 0 | 0 | 98.24% | 1.761%
| 319 | Financial Adjustments | SUPP_44.02.01 | 2619.6964 | 0 | 0 | 0 | 0 | 0 | 0 |  | 1 | 1 | 1 | 1 | 1 | 1 | 1 | 2619.6964 | 0 | 0 | 0 | 0 | 0 | 0 | 0 | 0 | 0 | 0 | 0 | 0 | 0 | 0 | 0 | 0 | 0 | 0 | 0 | 0 | 0 | 0 | 0 | 0 | 0 | 0 | 0 | 0 | 0 | 0 | 0 | 0 | 0 | 0 | 0 | [6 empty] | 2619.6964 | 0 | 0 | 0 | 0 | 0 | 0 | 82.61% | 17.39%
| 320 | SaaS Adjustment | NA1 | 13138.768 | 0 | 0 | 0 | 0 | 0 | 0 |  | 1 | 1 | 1 | 1 | 1 | 1 | 1 | 13138.768 | 0 | 0 | 0 | 0 | 0 | 0 | 0 | 0 | 0 | 0 | 0 | 0 | 0 | 0 | 0 | 0 | 0 | 0 | 0 | 0 | 1850.9205 | 0 | 0 | 0 | 0 | 0 | 0 | 1850.9205 | 0 | 0 | 0 | 0 | 0 | 0 | 0 | [6 empty] | 14989.6886 | 0 | 0 | 0 | 0 | 0 | 0 | 93.98% | 6.017%
| 321 | Provision Adjustment | NA2 | 3959.264 | 0 | 0 | 0 | 0 | 0 | 0 |  | 1 | 1 | 1 | 1 | 1 | 1 | 1 | 3959.264 | 0 | 0 | 0 | 0 | 0 | 0 | 0 | 0 | 0 | 0 | 0 | 0 | 0 | 0 | 0 | 0 | 0 | 0 | 0 | 0 | 0 | 0 | 0 | 0 | 0 | 0 | 0 | 0 | 0 | 0 | 0 | 0 | 0 | 0 | 0 | [6 empty] | 3959.264 | 0 | 0 | 0 | 0 | 0 | 0 | 82.1% | 17.9%
| 322 | Gifted assets (distribution customers) | CC_GIFTED | 116313.0852 | 0 | 0 | 0 | 0 | 0 | 0 |  | 1 | 1 | 1 | 1 | 1 | 1 | 1 | 116313.0852 | 0 | 0 | 0 | 0 | 0 | 0 | 116313.0852 | 0 | 0 | 0 | 0 | 0 | 0 | 0 | 0 | 0 | 0 | 0 | 0 | 0 | 0 | 0 | 0 | 0 | 0 | 0 | 0 | 0 | 0 | 0 | 0 | 0 | 0 | 0 | 0 | [6 empty] | 116313.0852 | 0 | 0 | 0 | 0 | 0 | 0 | 100%
| 323 |  |  | 0 | 0 | 0 | 0 | 0 | 0 | 0 |  | 1 | 1 | 1 | 1 | 1 | 1 | 1 | 0 | 0 | 0 | 0 | 0 | 0 | 0 | 0 | 0 | 0 | 0 | 0 | 0 | 0 | [14 empty] | 0 | 0 | 0 | 0 | 0 | 0 | 0 | [7 empty] | 0 | 0 | 0 | 0 | 0 | 0 | 0
| 324 |  |  | 0 | 0 | 0 | 0 | 0 | 0 | 0 |  | 1 | 1 | 1 | 1 | 1 | 1 | 1 | 0 | 0 | 0 | 0 | 0 | 0 | 0 | 0 | 0 | 0 | 0 | 0 | 0 | 0 | [14 empty] | 0 | 0 | 0 | 0 | 0 | 0 | 0 | [7 empty] | 0 | 0 | 0 | 0 | 0 | 0 | 0
| 325 |  |  | 0 | 0 | 0 | 0 | 0 | 0 | 0 |  | 1 | 1 | 1 | 1 | 1 | 1 | 1 | 0 | 0 | 0 | 0 | 0 | 0 | 0 | 0 | 0 | 0 | 0 | 0 | 0 | 0 | [14 empty] | 0 | 0 | 0 | 0 | 0 | 0 | 0 | [7 empty] | 0 | 0 | 0 | 0 | 0 | 0 | 0
| 326 |  |  | 0 | 0 | 0 | 0 | 0 | 0 | 0 |  | 1 | 1 | 1 | 1 | 1 | 1 | 1 | 0 | 0 | 0 | 0 | 0 | 0 | 0 | 0 | 0 | 0 | 0 | 0 | 0 | 0 | [14 empty] | 0 | 0 | 0 | 0 | 0 | 0 | 0 | [7 empty] | 0 | 0 | 0 | 0 | 0 | 0 | 0
| 327 |  |  | 0 | 0 | 0 | 0 | 0 | 0 | 0 |  | 1 | 1 | 1 | 1 | 1 | 1 | 1 | 0 | 0 | 0 | 0 | 0 | 0 | 0 | 0 | 0 | 0 | 0 | 0 | 0 | 0 | [14 empty] | 0 | 0 | 0 | 0 | 0 | 0 | 0 | [7 empty] | 0 | 0 | 0 | 0 | 0 | 0 | 0
| 328 |  |  | 0 | 0 | 0 | 0 | 0 | 0 | 0 |  | 1 | 1 | 1 | 1 | 1 | 1 | 1 | 0 | 0 | 0 | 0 | 0 | 0 | 0 | 0 | 0 | 0 | 0 | 0 | 0 | 0 | [14 empty] | 0 | 0 | 0 | 0 | 0 | 0 | 0 | [7 empty] | 0 | 0 | 0 | 0 | 0 | 0 | 0
| 329 |  |  | 0 | 0 | 0 | 0 | 0 | 0 | 0 |  | 1 | 1 | 1 | 1 | 1 | 1 | 1 | 0 | 0 | 0 | 0 | 0 | 0 | 0 | 0 | 0 | 0 | 0 | 0 | 0 | 0 | [14 empty] | 0 | 0 | 0 | 0 | 0 | 0 | 0 | [7 empty] | 0 | 0 | 0 | 0 | 0 | 0 | 0
| 330 |  |  | 0 | 0 | 0 | 0 | 0 | 0 | 0 |  | 1 | 1 | 1 | 1 | 1 | 1 | 1 | 0 | 0 | 0 | 0 | 0 | 0 | 0 | 0 | 0 | 0 | 0 | 0 | 0 | 0 | [14 empty] | 0 | 0 | 0 | 0 | 0 | 0 | 0 | [7 empty] | 0 | 0 | 0 | 0 | 0 | 0 | 0
| 331 |  |  | 0 | 0 | 0 | 0 | 0 | 0 | 0 |  | 1 | 1 | 1 | 1 | 1 | 1 | 1 | 0 | 0 | 0 | 0 | 0 | 0 | 0 | 0 | 0 | 0 | 0 | 0 | 0 | 0 | [14 empty] | 0 | 0 | 0 | 0 | 0 | 0 | 0 | [7 empty] | 0 | 0 | 0 | 0 | 0 | 0 | 0
| 332 |  |  | 0 | 0 | 0 | 0 | 0 | 0 | 0 |  | 1 | 1 | 1 | 1 | 1 | 1 | 1 | 0 | 0 | 0 | 0 | 0 | 0 | 0 | 0 | 0 | 0 | 0 | 0 | 0 | 0 | [14 empty] | 0 | 0 | 0 | 0 | 0 | 0 | 0 | [7 empty] | 0 | 0 | 0 | 0 | 0 | 0 | 0
| 333 |  |  | 0 | 0 | 0 | 0 | 0 | 0 | 0 |  | 1 | 1 | 1 | 1 | 1 | 1 | 1 | 0 | 0 | 0 | 0 | 0 | 0 | 0 | 0 | 0 | 0 | 0 | 0 | 0 | 0 | [14 empty] | 0 | 0 | 0 | 0 | 0 | 0 | 0 | [7 empty] | 0 | 0 | 0 | 0 | 0 | 0 | 0
| 334 |  |  | 0 | 0 | 0 | 0 | 0 | 0 | 0 |  | 1 | 1 | 1 | 1 | 1 | 1 | 1 | 0 | 0 | 0 | 0 | 0 | 0 | 0 | 0 | 0 | 0 | 0 | 0 | 0 | 0 | [14 empty] | 0 | 0 | 0 | 0 | 0 | 0 | 0 | [7 empty] | 0 | 0 | 0 | 0 | 0 | 0 | 0
| 335 |  |  | 0 | 0 | 0 | 0 | 0 | 0 | 0 |  | 1 | 1 | 1 | 1 | 1 | 1 | 1 | 0 | 0 | 0 | 0 | 0 | 0 | 0 | 0 | 0 | 0 | 0 | 0 | 0 | 0 | [14 empty] | 0 | 0 | 0 | 0 | 0 | 0 | 0 | [7 empty] | 0 | 0 | 0 | 0 | 0 | 0 | 0
| 336 |  |  | 0 | 0 | 0 | 0 | 0 | 0 | 0 |  | 1 | 1 | 1 | 1 | 1 | 1 | 1 | 0 | 0 | 0 | 0 | 0 | 0 | 0 | 0 | 0 | 0 | 0 | 0 | 0 | 0 | [14 empty] | 0 | 0 | 0 | 0 | 0 | 0 | 0 | [7 empty] | 0 | 0 | 0 | 0 | 0 | 0 | 0
| 337 |  |  | 0 | 0 | 0 | 0 | 0 | 0 | 0 |  | 1 | 1 | 1 | 1 | 1 | 1 | 1 | 0 | 0 | 0 | 0 | 0 | 0 | 0 | 0 | 0 | 0 | 0 | 0 | 0 | 0 | [14 empty] | 0 | 0 | 0 | 0 | 0 | 0 | 0 | [7 empty] | 0 | 0 | 0 | 0 | 0 | 0 | 0
| 338 |  |  | 0 | 0 | 0 | 0 | 0 | 0 | 0 |  | 1 | 1 | 1 | 1 | 1 | 1 | 1 | 0 | 0 | 0 | 0 | 0 | 0 | 0 | 0 | 0 | 0 | 0 | 0 | 0 | 0 | [14 empty] | 0 | 0 | 0 | 0 | 0 | 0 | 0 | [7 empty] | 0 | 0 | 0 | 0 | 0 | 0 | 0
| 339 |  |  | 0 | 0 | 0 | 0 | 0 | 0 | 0 |  | 1 | 1 | 1 | 1 | 1 | 1 | 1 | 0 | 0 | 0 | 0 | 0 | 0 | 0 | 0 | 0 | 0 | 0 | 0 | 0 | 0 | [14 empty] | 0 | 0 | 0 | 0 | 0 | 0 | 0 | [7 empty] | 0 | 0 | 0 | 0 | 0 | 0 | 0
| 340 |  |  | 0 | 0 | 0 | 0 | 0 | 0 | 0 |  | 1 | 1 | 1 | 1 | 1 | 1 | 1 | 0 | 0 | 0 | 0 | 0 | 0 | 0 | 0 | 0 | 0 | 0 | 0 | 0 | 0 | [14 empty] | 0 | 0 | 0 | 0 | 0 | 0 | 0 | [7 empty] | 0 | 0 | 0 | 0 | 0 | 0 | 0
| 341 |  |  | 0 | 0 | 0 | 0 | 0 | 0 | 0 |  | 1 | 1 | 1 | 1 | 1 | 1 | 1 | 0 | 0 | 0 | 0 | 0 | 0 | 0 | 0 | 0 | 0 | 0 | 0 | 0 | 0 | [14 empty] | 0 | 0 | 0 | 0 | 0 | 0 | 0 | [7 empty] | 0 | 0 | 0 | 0 | 0 | 0 | 0
| 342 |  |  | 0 | 0 | 0 | 0 | 0 | 0 | 0 |  | 1 | 1 | 1 | 1 | 1 | 1 | 1 | 0 | 0 | 0 | 0 | 0 | 0 | 0 | 0 | 0 | 0 | 0 | 0 | 0 | 0 | [14 empty] | 0 | 0 | 0 | 0 | 0 | 0 | 0 | [7 empty] | 0 | 0 | 0 | 0 | 0 | 0 | 0
| 343 |  |  | 0 | 0 | 0 | 0 | 0 | 0 | 0 |  | 1 | 1 | 1 | 1 | 1 | 1 | 1 | 0 | 0 | 0 | 0 | 0 | 0 | 0 | 0 | 0 | 0 | 0 | 0 | 0 | 0 | [14 empty] | 0 | 0 | 0 | 0 | 0 | 0 | 0 | [7 empty] | 0 | 0 | 0 | 0 | 0 | 0 | 0
| 344 |  |  | 0 | 0 | 0 | 0 | 0 | 0 | 0 |  | 1 | 1 | 1 | 1 | 1 | 1 | 1 | 0 | 0 | 0 | 0 | 0 | 0 | 0 | 0 | 0 | 0 | 0 | 0 | 0 | 0 | [14 empty] | 0 | 0 | 0 | 0 | 0 | 0 | 0 | [7 empty] | 0 | 0 | 0 | 0 | 0 | 0 | 0
| 345 |  |  | 0 | 0 | 0 | 0 | 0 | 0 | 0 |  | 1 | 1 | 1 | 1 | 1 | 1 | 1 | 0 | 0 | 0 | 0 | 0 | 0 | 0 | 0 | 0 | 0 | 0 | 0 | 0 | 0 | [14 empty] | 0 | 0 | 0 | 0 | 0 | 0 | 0 | [7 empty] | 0 | 0 | 0 | 0 | 0 | 0 | 0
| 346 |  |  | 0 | 0 | 0 | 0 | 0 | 0 | 0 |  | 1 | 1 | 1 | 1 | 1 | 1 | 1 | 0 | 0 | 0 | 0 | 0 | 0 | 0 | 0 | 0 | 0 | 0 | 0 | 0 | 0 | [14 empty] | 0 | 0 | 0 | 0 | 0 | 0 | 0 | [7 empty] | 0 | 0 | 0 | 0 | 0 | 0 | 0
| 347 |  |  | 0 | 0 | 0 | 0 | 0 | 0 | 0 |  | 1 | 1 | 1 | 1 | 1 | 1 | 1 | 0 | 0 | 0 | 0 | 0 | 0 | 0 | 0 | 0 | 0 | 0 | 0 | 0 | 0 | [14 empty] | 0 | 0 | 0 | 0 | 0 | 0 | 0 | [7 empty] | 0 | 0 | 0 | 0 | 0 | 0 | 0
| 348 |  |  | 0 | 0 | 0 | 0 | 0 | 0 | 0 |  | 1 | 1 | 1 | 1 | 1 | 1 | 1 | 0 | 0 | 0 | 0 | 0 | 0 | 0 | 0 | 0 | 0 | 0 | 0 | 0 | 0 | [14 empty] | 0 | 0 | 0 | 0 | 0 | 0 | 0 | [7 empty] | 0 | 0 | 0 | 0 | 0 | 0 | 0
| 349 |  |  | 0 | 0 | 0 | 0 | 0 | 0 | 0 |  | 1 | 1 | 1 | 1 | 1 | 1 | 1 | 0 | 0 | 0 | 0 | 0 | 0 | 0 | 0 | 0 | 0 | 0 | 0 | 0 | 0 | [14 empty] | 0 | 0 | 0 | 0 | 0 | 0 | 0 | [7 empty] | 0 | 0 | 0 | 0 | 0 | 0 | 0
| 350 |  |  | 0 | 0 | 0 | 0 | 0 | 0 | 0 |  | 1 | 1 | 1 | 1 | 1 | 1 | 1 | 0 | 0 | 0 | 0 | 0 | 0 | 0 | 0 | 0 | 0 | 0 | 0 | 0 | 0 | [14 empty] | 0 | 0 | 0 | 0 | 0 | 0 | 0 | [7 empty] | 0 | 0 | 0 | 0 | 0 | 0 | 0
| 351 |  |  | 0 | 0 | 0 | 0 | 0 | 0 | 0 |  | 1 | 1 | 1 | 1 | 1 | 1 | 1 | 0 | 0 | 0 | 0 | 0 | 0 | 0 | 0 | 0 | 0 | 0 | 0 | 0 | 0 | [14 empty] | 0 | 0 | 0 | 0 | 0 | 0 | 0 | [7 empty] | 0 | 0 | 0 | 0 | 0 | 0 | 0
| 352 |  |  | 0 | 0 | 0 | 0 | 0 | 0 | 0 |  | 1 | 1 | 1 | 1 | 1 | 1 | 1 | 0 | 0 | 0 | 0 | 0 | 0 | 0 | 0 | 0 | 0 | 0 | 0 | 0 | 0 | [14 empty] | 0 | 0 | 0 | 0 | 0 | 0 | 0 | [7 empty] | 0 | 0 | 0 | 0 | 0 | 0 | 0
| 353 |  |  | 0 | 0 | 0 | 0 | 0 | 0 | 0 |  | 1 | 1 | 1 | 1 | 1 | 1 | 1 | 0 | 0 | 0 | 0 | 0 | 0 | 0 | 0 | 0 | 0 | 0 | 0 | 0 | 0 | [14 empty] | 0 | 0 | 0 | 0 | 0 | 0 | 0 | [7 empty] | 0 | 0 | 0 | 0 | 0 | 0 | 0
| 354 |  |  | 0 | 0 | 0 | 0 | 0 | 0 | 0 |  | 1 | 1 | 1 | 1 | 1 | 1 | 1 | 0 | 0 | 0 | 0 | 0 | 0 | 0 | 0 | 0 | 0 | 0 | 0 | 0 | 0 | [14 empty] | 0 | 0 | 0 | 0 | 0 | 0 | 0 | [7 empty] | 0 | 0 | 0 | 0 | 0 | 0 | 0
| 355 |  |  | 0 | 0 | 0 | 0 | 0 | 0 | 0 |  | 1 | 1 | 1 | 1 | 1 | 1 | 1 | 0 | 0 | 0 | 0 | 0 | 0 | 0 | 0 | 0 | 0 | 0 | 0 | 0 | 0 | [14 empty] | 0 | 0 | 0 | 0 | 0 | 0 | 0 | [7 empty] | 0 | 0 | 0 | 0 | 0 | 0 | 0
| 356 |  |  | 0 | 0 | 0 | 0 | 0 | 0 | 0 |  | 1 | 1 | 1 | 1 | 1 | 1 | 1 | 0 | 0 | 0 | 0 | 0 | 0 | 0 | 0 | 0 | 0 | 0 | 0 | 0 | 0 | [14 empty] | 0 | 0 | 0 | 0 | 0 | 0 | 0 | [7 empty] | 0 | 0 | 0 | 0 | 0 | 0 | 0
| 357 |  |  | 0 | 0 | 0 | 0 | 0 | 0 | 0 |  | 1 | 1 | 1 | 1 | 1 | 1 | 1 | 0 | 0 | 0 | 0 | 0 | 0 | 0 | 0 | 0 | 0 | 0 | 0 | 0 | 0 | [14 empty] | 0 | 0 | 0 | 0 | 0 | 0 | 0 | [7 empty] | 0 | 0 | 0 | 0 | 0 | 0 | 0
| 358 |  |  | 0 | 0 | 0 | 0 | 0 | 0 | 0 |  | 1 | 1 | 1 | 1 | 1 | 1 | 1 | 0 | 0 | 0 | 0 | 0 | 0 | 0 | 0 | 0 | 0 | 0 | 0 | 0 | 0 | [14 empty] | 0 | 0 | 0 | 0 | 0 | 0 | 0 | [7 empty] | 0 | 0 | 0 | 0 | 0 | 0 | 0
| 359 |  |  | 0 | 0 | 0 | 0 | 0 | 0 | 0 |  | 1 | 1 | 1 | 1 | 1 | 1 | 1 | 0 | 0 | 0 | 0 | 0 | 0 | 0 | 0 | 0 | 0 | 0 | 0 | 0 | 0 | [14 empty] | 0 | 0 | 0 | 0 | 0 | 0 | 0 | [7 empty] | 0 | 0 | 0 | 0 | 0 | 0 | 0
| 360 |  |  | 0 | 0 | 0 | 0 | 0 | 0 | 0 |  | 1 | 1 | 1 | 1 | 1 | 1 | 1 | 0 | 0 | 0 | 0 | 0 | 0 | 0 | 0 | 0 | 0 | 0 | 0 | 0 | 0 | [14 empty] | 0 | 0 | 0 | 0 | 0 | 0 | 0 | [7 empty] | 0 | 0 | 0 | 0 | 0 | 0 | 0
| 361 |  |  | 0 | 0 | 0 | 0 | 0 | 0 | 0 |  | 1 | 1 | 1 | 1 | 1 | 1 | 1 | 0 | 0 | 0 | 0 | 0 | 0 | 0 | 0 | 0 | 0 | 0 | 0 | 0 | 0 | [14 empty] | 0 | 0 | 0 | 0 | 0 | 0 | 0 | [7 empty] | 0 | 0 | 0 | 0 | 0 | 0 | 0
| 362 |  |  | 0 | 0 | 0 | 0 | 0 | 0 | 0 |  | 1 | 1 | 1 | 1 | 1 | 1 | 1 | 0 | 0 | 0 | 0 | 0 | 0 | 0 | 0 | 0 | 0 | 0 | 0 | 0 | 0 | [14 empty] | 0 | 0 | 0 | 0 | 0 | 0 | 0 | [7 empty] | 0 | 0 | 0 | 0 | 0 | 0 | 0
| 363 |  |  | 0 | 0 | 0 | 0 | 0 | 0 | 0 |  | 1 | 1 | 1 | 1 | 1 | 1 | 1 | 0 | 0 | 0 | 0 | 0 | 0 | 0 | 0 | 0 | 0 | 0 | 0 | 0 | 0 | [14 empty] | 0 | 0 | 0 | 0 | 0 | 0 | 0 | [7 empty] | 0 | 0 | 0 | 0 | 0 | 0 | 0
| 364 |  |  | 0 | 0 | 0 | 0 | 0 | 0 | 0 |  | 1 | 1 | 1 | 1 | 1 | 1 | 1 | 0 | 0 | 0 | 0 | 0 | 0 | 0 | 0 | 0 | 0 | 0 | 0 | 0 | 0 | [14 empty] | 0 | 0 | 0 | 0 | 0 | 0 | 0 | [7 empty] | 0 | 0 | 0 | 0 | 0 | 0 | 0
| 365 |  |  | 0 | 0 | 0 | 0 | 0 | 0 | 0 |  | 1 | 1 | 1 | 1 | 1 | 1 | 1 | 0 | 0 | 0 | 0 | 0 | 0 | 0 | 0 | 0 | 0 | 0 | 0 | 0 | 0 | [14 empty] | 0 | 0 | 0 | 0 | 0 | 0 | 0 | [7 empty] | 0 | 0 | 0 | 0 | 0 | 0 | 0
| 366 |  |  | 0 | 0 | 0 | 0 | 0 | 0 | 0 |  | 1 | 1 | 1 | 1 | 1 | 1 | 1 | 0 | 0 | 0 | 0 | 0 | 0 | 0 | 0 | 0 | 0 | 0 | 0 | 0 | 0 | [14 empty] | 0 | 0 | 0 | 0 | 0 | 0 | 0 | [7 empty] | 0 | 0 | 0 | 0 | 0 | 0 | 0
| 367 |  |  | 0 | 0 | 0 | 0 | 0 | 0 | 0 |  | 1 | 1 | 1 | 1 | 1 | 1 | 1 | 0 | 0 | 0 | 0 | 0 | 0 | 0 | 0 | 0 | 0 | 0 | 0 | 0 | 0 | [14 empty] | 0 | 0 | 0 | 0 | 0 | 0 | 0 | [7 empty] | 0 | 0 | 0 | 0 | 0 | 0 | 0
| 368 |  |  | 0 | 0 | 0 | 0 | 0 | 0 | 0 |  | 1 | 1 | 1 | 1 | 1 | 1 | 1 | 0 | 0 | 0 | 0 | 0 | 0 | 0 | 0 | 0 | 0 | 0 | 0 | 0 | 0 | [14 empty] | 0 | 0 | 0 | 0 | 0 | 0 | 0 | [7 empty] | 0 | 0 | 0 | 0 | 0 | 0 | 0
| 369 |  |  | 0 | 0 | 0 | 0 | 0 | 0 | 0 |  | 1 | 1 | 1 | 1 | 1 | 1 | 1 | 0 | 0 | 0 | 0 | 0 | 0 | 0 | 0 | 0 | 0 | 0 | 0 | 0 | 0 | [14 empty] | 0 | 0 | 0 | 0 | 0 | 0 | 0 | [7 empty] | 0 | 0 | 0 | 0 | 0 | 0 | 0
| 370 |  |  | 0 | 0 | 0 | 0 | 0 | 0 | 0 |  | 1 | 1 | 1 | 1 | 1 | 1 | 1 | 0 | 0 | 0 | 0 | 0 | 0 | 0 | 0 | 0 | 0 | 0 | 0 | 0 | 0 | [14 empty] | 0 | 0 | 0 | 0 | 0 | 0 | 0 | [7 empty] | 0 | 0 | 0 | 0 | 0 | 0 | 0
| 371 |  |  | 0 | 0 | 0 | 0 | 0 | 0 | 0 |  | 1 | 1 | 1 | 1 | 1 | 1 | 1 | 0 | 0 | 0 | 0 | 0 | 0 | 0 | 0 | 0 | 0 | 0 | 0 | 0 | 0 | [14 empty] | 0 | 0 | 0 | 0 | 0 | 0 | 0 | [7 empty] | 0 | 0 | 0 | 0 | 0 | 0 | 0
| 372 |  |  | 0 | 0 | 0 | 0 | 0 | 0 | 0 |  | 1 | 1 | 1 | 1 | 1 | 1 | 1 | 0 | 0 | 0 | 0 | 0 | 0 | 0 | 0 | 0 | 0 | 0 | 0 | 0 | 0 | [14 empty] | 0 | 0 | 0 | 0 | 0 | 0 | 0 | [7 empty] | 0 | 0 | 0 | 0 | 0 | 0 | 0
| 373 |  |  | 0 | 0 | 0 | 0 | 0 | 0 | 0 |  | 1 | 1 | 1 | 1 | 1 | 1 | 1 | 0 | 0 | 0 | 0 | 0 | 0 | 0 | 0 | 0 | 0 | 0 | 0 | 0 | 0 | [14 empty] | 0 | 0 | 0 | 0 | 0 | 0 | 0 | [7 empty] | 0 | 0 | 0 | 0 | 0 | 0 | 0
| 374 |  |  | 0 | 0 | 0 | 0 | 0 | 0 | 0 |  | 1 | 1 | 1 | 1 | 1 | 1 | 1 | 0 | 0 | 0 | 0 | 0 | 0 | 0 | 0 | 0 | 0 | 0 | 0 | 0 | 0 | [14 empty] | 0 | 0 | 0 | 0 | 0 | 0 | 0 | [7 empty] | 0 | 0 | 0 | 0 | 0 | 0 | 0
| 375 |  |  | 0 | 0 | 0 | 0 | 0 | 0 | 0 |  | 1 | 1 | 1 | 1 | 1 | 1 | 1 | 0 | 0 | 0 | 0 | 0 | 0 | 0 | 0 | 0 | 0 | 0 | 0 | 0 | 0 | [14 empty] | 0 | 0 | 0 | 0 | 0 | 0 | 0 | [7 empty] | 0 | 0 | 0 | 0 | 0 | 0 | 0
| 376 |  |  | 0 | 0 | 0 | 0 | 0 | 0 | 0 |  | 1 | 1 | 1 | 1 | 1 | 1 | 1 | 0 | 0 | 0 | 0 | 0 | 0 | 0 | 0 | 0 | 0 | 0 | 0 | 0 | 0 | [14 empty] | 0 | 0 | 0 | 0 | 0 | 0 | 0 | [7 empty] | 0 | 0 | 0 | 0 | 0 | 0 | 0
| 377 |  |  | 0 | 0 | 0 | 0 | 0 | 0 | 0 |  | 1 | 1 | 1 | 1 | 1 | 1 | 1 | 0 | 0 | 0 | 0 | 0 | 0 | 0 | 0 | 0 | 0 | 0 | 0 | 0 | 0 | [14 empty] | 0 | 0 | 0 | 0 | 0 | 0 | 0 | [7 empty] | 0 | 0 | 0 | 0 | 0 | 0 | 0
| 378 |  |  | 0 | 0 | 0 | 0 | 0 | 0 | 0 |  | 1 | 1 | 1 | 1 | 1 | 1 | 1 | 0 | 0 | 0 | 0 | 0 | 0 | 0 | 0 | 0 | 0 | 0 | 0 | 0 | 0 | [14 empty] | 0 | 0 | 0 | 0 | 0 | 0 | 0 | [7 empty] | 0 | 0 | 0 | 0 | 0 | 0 | 0
| 379 |  |  | 0 | 0 | 0 | 0 | 0 | 0 | 0 |  | 1 | 1 | 1 | 1 | 1 | 1 | 1 | 0 | 0 | 0 | 0 | 0 | 0 | 0 | 0 | 0 | 0 | 0 | 0 | 0 | 0 | [14 empty] | 0 | 0 | 0 | 0 | 0 | 0 | 0 | [7 empty] | 0 | 0 | 0 | 0 | 0 | 0 | 0
| 380 |  |  | 0 | 0 | 0 | 0 | 0 | 0 | 0 |  | 1 | 1 | 1 | 1 | 1 | 1 | 1 | 0 | 0 | 0 | 0 | 0 | 0 | 0 | 0 | 0 | 0 | 0 | 0 | 0 | 0 | [14 empty] | 0 | 0 | 0 | 0 | 0 | 0 | 0 | [7 empty] | 0 | 0 | 0 | 0 | 0 | 0 | 0
| 381 |  |  | 0 | 0 | 0 | 0 | 0 | 0 | 0 |  | 1 | 1 | 1 | 1 | 1 | 1 | 1 | 0 | 0 | 0 | 0 | 0 | 0 | 0 | 0 | 0 | 0 | 0 | 0 | 0 | 0 | [14 empty] | 0 | 0 | 0 | 0 | 0 | 0 | 0 | [7 empty] | 0 | 0 | 0 | 0 | 0 | 0 | 0
| 382 |  |  | 0 | 0 | 0 | 0 | 0 | 0 | 0 |  | 1 | 1 | 1 | 1 | 1 | 1 | 1 | 0 | 0 | 0 | 0 | 0 | 0 | 0 | 0 | 0 | 0 | 0 | 0 | 0 | 0 | [14 empty] | 0 | 0 | 0 | 0 | 0 | 0 | 0 | [7 empty] | 0 | 0 | 0 | 0 | 0 | 0 | 0
| 383 |  |  | 0 | 0 | 0 | 0 | 0 | 0 | 0 |  | 1 | 1 | 1 | 1 | 1 | 1 | 1 | 0 | 0 | 0 | 0 | 0 | 0 | 0 | 0 | 0 | 0 | 0 | 0 | 0 | 0 | [14 empty] | 0 | 0 | 0 | 0 | 0 | 0 | 0 | [7 empty] | 0 | 0 | 0 | 0 | 0 | 0 | 0
| 384 |  |  | 0 | 0 | 0 | 0 | 0 | 0 | 0 |  | 1 | 1 | 1 | 1 | 1 | 1 | 1 | 0 | 0 | 0 | 0 | 0 | 0 | 0 | 0 | 0 | 0 | 0 | 0 | 0 | 0 | [14 empty] | 0 | 0 | 0 | 0 | 0 | 0 | 0 | [7 empty] | 0 | 0 | 0 | 0 | 0 | 0 | 0
| 385 |  |  | 0 | 0 | 0 | 0 | 0 | 0 | 0 |  | 1 | 1 | 1 | 1 | 1 | 1 | 1 | 0 | 0 | 0 | 0 | 0 | 0 | 0 | 0 | 0 | 0 | 0 | 0 | 0 | 0 | [14 empty] | 0 | 0 | 0 | 0 | 0 | 0 | 0 | [7 empty] | 0 | 0 | 0 | 0 | 0 | 0 | 0
| 386 |  |  | 0 | 0 | 0 | 0 | 0 | 0 | 0 |  | 1 | 1 | 1 | 1 | 1 | 1 | 1 | 0 | 0 | 0 | 0 | 0 | 0 | 0 | 0 | 0 | 0 | 0 | 0 | 0 | 0 | [14 empty] | 0 | 0 | 0 | 0 | 0 | 0 | 0 | [7 empty] | 0 | 0 | 0 | 0 | 0 | 0 | 0
| 387 |  |  | 0 | 0 | 0 | 0 | 0 | 0 | 0 |  | 1 | 1 | 1 | 1 | 1 | 1 | 1 | 0 | 0 | 0 | 0 | 0 | 0 | 0 | 0 | 0 | 0 | 0 | 0 | 0 | 0 | [14 empty] | 0 | 0 | 0 | 0 | 0 | 0 | 0 | [7 empty] | 0 | 0 | 0 | 0 | 0 | 0 | 0
| 388 |  |  | 0 | 0 | 0 | 0 | 0 | 0 | 0 |  | 1 | 1 | 1 | 1 | 1 | 1 | 1 | 0 | 0 | 0 | 0 | 0 | 0 | 0 | 0 | 0 | 0 | 0 | 0 | 0 | 0 | [14 empty] | 0 | 0 | 0 | 0 | 0 | 0 | 0 | [7 empty] | 0 | 0 | 0 | 0 | 0 | 0 | 0
| 389 |  |  | 0 | 0 | 0 | 0 | 0 | 0 | 0 |  | 1 | 1 | 1 | 1 | 1 | 1 | 1 | 0 | 0 | 0 | 0 | 0 | 0 | 0 | 0 | 0 | 0 | 0 | 0 | 0 | 0 | [14 empty] | 0 | 0 | 0 | 0 | 0 | 0 | 0 | [7 empty] | 0 | 0 | 0 | 0 | 0 | 0 | 0
| 390 |  |  | 0 | 0 | 0 | 0 | 0 | 0 | 0 |  | 1 | 1 | 1 | 1 | 1 | 1 | 1 | 0 | 0 | 0 | 0 | 0 | 0 | 0 | 0 | 0 | 0 | 0 | 0 | 0 | 0 | [14 empty] | 0 | 0 | 0 | 0 | 0 | 0 | 0 | [7 empty] | 0 | 0 | 0 | 0 | 0 | 0 | 0
| 391 |  |  | 0 | 0 | 0 | 0 | 0 | 0 | 0 |  | 1 | 1 | 1 | 1 | 1 | 1 | 1 | 0 | 0 | 0 | 0 | 0 | 0 | 0 | 0 | 0 | 0 | 0 | 0 | 0 | 0 | [14 empty] | 0 | 0 | 0 | 0 | 0 | 0 | 0 | [7 empty] | 0 | 0 | 0 | 0 | 0 | 0 | 0
| 392 |  |  | 0 | 0 | 0 | 0 | 0 | 0 | 0 |  | 1 | 1 | 1 | 1 | 1 | 1 | 1 | 0 | 0 | 0 | 0 | 0 | 0 | 0 | 0 | 0 | 0 | 0 | 0 | 0 | 0 | [14 empty] | 0 | 0 | 0 | 0 | 0 | 0 | 0 | [7 empty] | 0 | 0 | 0 | 0 | 0 | 0 | 0
| 393 |  |  | 0 | 0 | 0 | 0 | 0 | 0 | 0 |  | 1 | 1 | 1 | 1 | 1 | 1 | 1 | 0 | 0 | 0 | 0 | 0 | 0 | 0 | 0 | 0 | 0 | 0 | 0 | 0 | 0 | [14 empty] | 0 | 0 | 0 | 0 | 0 | 0 | 0 | [7 empty] | 0 | 0 | 0 | 0 | 0 | 0 | 0
| 394 |  |  | 0 | 0 | 0 | 0 | 0 | 0 | 0 |  | 1 | 1 | 1 | 1 | 1 | 1 | 1 | 0 | 0 | 0 | 0 | 0 | 0 | 0 | 0 | 0 | 0 | 0 | 0 | 0 | 0 | [14 empty] | 0 | 0 | 0 | 0 | 0 | 0 | 0 | [7 empty] | 0 | 0 | 0 | 0 | 0 | 0 | 0
| 395 |  |  | 0 | 0 | 0 | 0 | 0 | 0 | 0 |  | 1 | 1 | 1 | 1 | 1 | 1 | 1 | 0 | 0 | 0 | 0 | 0 | 0 | 0 | 0 | 0 | 0 | 0 | 0 | 0 | 0 | [14 empty] | 0 | 0 | 0 | 0 | 0 | 0 | 0 | [7 empty] | 0 | 0 | 0 | 0 | 0 | 0 | 0
| 396 |  |  | 0 | 0 | 0 | 0 | 0 | 0 | 0 |  | 1 | 1 | 1 | 1 | 1 | 1 | 1 | 0 | 0 | 0 | 0 | 0 | 0 | 0 | 0 | 0 | 0 | 0 | 0 | 0 | 0 | [14 empty] | 0 | 0 | 0 | 0 | 0 | 0 | 0 | [7 empty] | 0 | 0 | 0 | 0 | 0 | 0 | 0
| 397 |  |  | 0 | 0 | 0 | 0 | 0 | 0 | 0 |  | 1 | 1 | 1 | 1 | 1 | 1 | 1 | 0 | 0 | 0 | 0 | 0 | 0 | 0 | 0 | 0 | 0 | 0 | 0 | 0 | 0 | [14 empty] | 0 | 0 | 0 | 0 | 0 | 0 | 0 | [7 empty] | 0 | 0 | 0 | 0 | 0 | 0 | 0
| 398 |  |  | 0 | 0 | 0 | 0 | 0 | 0 | 0 |  | 1 | 1 | 1 | 1 | 1 | 1 | 1 | 0 | 0 | 0 | 0 | 0 | 0 | 0 | 0 | 0 | 0 | 0 | 0 | 0 | 0 | [14 empty] | 0 | 0 | 0 | 0 | 0 | 0 | 0 | [7 empty] | 0 | 0 | 0 | 0 | 0 | 0 | 0
| 399 |  |  | 0 | 0 | 0 | 0 | 0 | 0 | 0 |  | 1 | 1 | 1 | 1 | 1 | 1 | 1 | 0 | 0 | 0 | 0 | 0 | 0 | 0 | 0 | 0 | 0 | 0 | 0 | 0 | 0 | [14 empty] | 0 | 0 | 0 | 0 | 0 | 0 | 0 | [7 empty] | 0 | 0 | 0 | 0 | 0 | 0 | 0
| 400 |  |  | 0 | 0 | 0 | 0 | 0 | 0 | 0 |  | 1 | 1 | 1 | 1 | 1 | 1 | 1 | 0 | 0 | 0 | 0 | 0 | 0 | 0 | 0 | 0 | 0 | 0 | 0 | 0 | 0 | [14 empty] | 0 | 0 | 0 | 0 | 0 | 0 | 0 | [7 empty] | 0 | 0 | 0 | 0 | 0 | 0 | 0
| 401 |  |  | 0 | 0 | 0 | 0 | 0 | 0 | 0 |  | 1 | 1 | 1 | 1 | 1 | 1 | 1 | 0 | 0 | 0 | 0 | 0 | 0 | 0 | 0 | 0 | 0 | 0 | 0 | 0 | 0 | [14 empty] | 0 | 0 | 0 | 0 | 0 | 0 | 0 | [7 empty] | 0 | 0 | 0 | 0 | 0 | 0 | 0
| 402 |  |  | 0 | 0 | 0 | 0 | 0 | 0 | 0 |  | 1 | 1 | 1 | 1 | 1 | 1 | 1 | 0 | 0 | 0 | 0 | 0 | 0 | 0 | 0 | 0 | 0 | 0 | 0 | 0 | 0 | [14 empty] | 0 | 0 | 0 | 0 | 0 | 0 | 0 | [7 empty] | 0 | 0 | 0 | 0 | 0 | 0 | 0
| 403 |  |  | 0 | 0 | 0 | 0 | 0 | 0 | 0 |  | 1 | 1 | 1 | 1 | 1 | 1 | 1 | 0 | 0 | 0 | 0 | 0 | 0 | 0 | 0 | 0 | 0 | 0 | 0 | 0 | 0 | [14 empty] | 0 | 0 | 0 | 0 | 0 | 0 | 0 | [7 empty] | 0 | 0 | 0 | 0 | 0 | 0 | 0
| 404 |  |  | 0 | 0 | 0 | 0 | 0 | 0 | 0 |  | 1 | 1 | 1 | 1 | 1 | 1 | 1 | 0 | 0 | 0 | 0 | 0 | 0 | 0 | 0 | 0 | 0 | 0 | 0 | 0 | 0 | [14 empty] | 0 | 0 | 0 | 0 | 0 | 0 | 0 | [7 empty] | 0 | 0 | 0 | 0 | 0 | 0 | 0
| 405 |  |  | 0 | 0 | 0 | 0 | 0 | 0 | 0 |  | 1 | 1 | 1 | 1 | 1 | 1 | 1 | 0 | 0 | 0 | 0 | 0 | 0 | 0 | 0 | 0 | 0 | 0 | 0 | 0 | 0 | [14 empty] | 0 | 0 | 0 | 0 | 0 | 0 | 0 | [7 empty] | 0 | 0 | 0 | 0 | 0 | 0 | 0
| 406 |  |  | 0 | 0 | 0 | 0 | 0 | 0 | 0 |  | 1 | 1 | 1 | 1 | 1 | 1 | 1 | 0 | 0 | 0 | 0 | 0 | 0 | 0 | 0 | 0 | 0 | 0 | 0 | 0 | 0 | [14 empty] | 0 | 0 | 0 | 0 | 0 | 0 | 0 | [7 empty] | 0 | 0 | 0 | 0 | 0 | 0 | 0
| 407 |  |  | 0 | 0 | 0 | 0 | 0 | 0 | 0 |  | 1 | 1 | 1 | 1 | 1 | 1 | 1 | 0 | 0 | 0 | 0 | 0 | 0 | 0 | 0 | 0 | 0 | 0 | 0 | 0 | 0 | [14 empty] | 0 | 0 | 0 | 0 | 0 | 0 | 0 | [7 empty] | 0 | 0 | 0 | 0 | 0 | 0 | 0
| 408 |  |  | 0 | 0 | 0 | 0 | 0 | 0 | 0 |  | 1 | 1 | 1 | 1 | 1 | 1 | 1 | 0 | 0 | 0 | 0 | 0 | 0 | 0 | 0 | 0 | 0 | 0 | 0 | 0 | 0 | [14 empty] | 0 | 0 | 0 | 0 | 0 | 0 | 0 | [7 empty] | 0 | 0 | 0 | 0 | 0 | 0 | 0
| 409 |  |  | 0 | 0 | 0 | 0 | 0 | 0 | 0 |  | 1 | 1 | 1 | 1 | 1 | 1 | 1 | 0 | 0 | 0 | 0 | 0 | 0 | 0 | 0 | 0 | 0 | 0 | 0 | 0 | 0 | [14 empty] | 0 | 0 | 0 | 0 | 0 | 0 | 0 | [7 empty] | 0 | 0 | 0 | 0 | 0 | 0 | 0
| 410 |  |  | 0 | 0 | 0 | 0 | 0 | 0 | 0 |  | 1 | 1 | 1 | 1 | 1 | 1 | 1 | 0 | 0 | 0 | 0 | 0 | 0 | 0 | 0 | 0 | 0 | 0 | 0 | 0 | 0 | [14 empty] | 0 | 0 | 0 | 0 | 0 | 0 | 0 | [7 empty] | 0 | 0 | 0 | 0 | 0 | 0 | 0
| 411 |  |  | 0 | 0 | 0 | 0 | 0 | 0 | 0 |  | 1 | 1 | 1 | 1 | 1 | 1 | 1 | 0 | 0 | 0 | 0 | 0 | 0 | 0 | 0 | 0 | 0 | 0 | 0 | 0 | 0 | [14 empty] | 0 | 0 | 0 | 0 | 0 | 0 | 0 | [7 empty] | 0 | 0 | 0 | 0 | 0 | 0 | 0
| 412 |  |  | 0 | 0 | 0 | 0 | 0 | 0 | 0 |  | 1 | 1 | 1 | 1 | 1 | 1 | 1 | 0 | 0 | 0 | 0 | 0 | 0 | 0 | 0 | 0 | 0 | 0 | 0 | 0 | 0 | [14 empty] | 0 | 0 | 0 | 0 | 0 | 0 | 0 | [7 empty] | 0 | 0 | 0 | 0 | 0 | 0 | 0
| 413 |  |  | 0 | 0 | 0 | 0 | 0 | 0 | 0 |  | 1 | 1 | 1 | 1 | 1 | 1 | 1 | 0 | 0 | 0 | 0 | 0 | 0 | 0 | 0 | 0 | 0 | 0 | 0 | 0 | 0 | [14 empty] | 0 | 0 | 0 | 0 | 0 | 0 | 0 | [7 empty] | 0 | 0 | 0 | 0 | 0 | 0 | 0
| 414 |  |  | 0 | 0 | 0 | 0 | 0 | 0 | 0 |  | 1 | 1 | 1 | 1 | 1 | 1 | 1 | 0 | 0 | 0 | 0 | 0 | 0 | 0 | 0 | 0 | 0 | 0 | 0 | 0 | 0 | [14 empty] | 0 | 0 | 0 | 0 | 0 | 0 | 0 | [7 empty] | 0 | 0 | 0 | 0 | 0 | 0 | 0
| 415 |  |  | 0 | 0 | 0 | 0 | 0 | 0 | 0 |  | 1 | 1 | 1 | 1 | 1 | 1 | 1 | 0 | 0 | 0 | 0 | 0 | 0 | 0 | 0 | 0 | 0 | 0 | 0 | 0 | 0 | [14 empty] | 0 | 0 | 0 | 0 | 0 | 0 | 0 | [7 empty] | 0 | 0 | 0 | 0 | 0 | 0 | 0
| 416 |  |  | 0 | 0 | 0 | 0 | 0 | 0 | 0 |  | 1 | 1 | 1 | 1 | 1 | 1 | 1 | 0 | 0 | 0 | 0 | 0 | 0 | 0 | 0 | 0 | 0 | 0 | 0 | 0 | 0 | [14 empty] | 0 | 0 | 0 | 0 | 0 | 0 | 0 | [7 empty] | 0 | 0 | 0 | 0 | 0 | 0 | 0
| 417 |  |  | 0 | 0 | 0 | 0 | 0 | 0 | 0 |  | 1 | 1 | 1 | 1 | 1 | 1 | 1 | 0 | 0 | 0 | 0 | 0 | 0 | 0 | 0 | 0 | 0 | 0 | 0 | 0 | 0 | [14 empty] | 0 | 0 | 0 | 0 | 0 | 0 | 0 | [7 empty] | 0 | 0 | 0 | 0 | 0 | 0 | 0
| 418 |  |  | 0 | 0 | 0 | 0 | 0 | 0 | 0 |  | 1 | 1 | 1 | 1 | 1 | 1 | 1 | 0 | 0 | 0 | 0 | 0 | 0 | 0 | 0 | 0 | 0 | 0 | 0 | 0 | 0 | [14 empty] | 0 | 0 | 0 | 0 | 0 | 0 | 0 | [7 empty] | 0 | 0 | 0 | 0 | 0 | 0 | 0
| 419 |  |  | 0 | 0 | 0 | 0 | 0 | 0 | 0 |  | 1 | 1 | 1 | 1 | 1 | 1 | 1 | 0 | 0 | 0 | 0 | 0 | 0 | 0 | 0 | 0 | 0 | 0 | 0 | 0 | 0 | [14 empty] | 0 | 0 | 0 | 0 | 0 | 0 | 0 | [7 empty] | 0 | 0 | 0 | 0 | 0 | 0 | 0
| 420 |  |  | 0 | 0 | 0 | 0 | 0 | 0 | 0 |  | 1 | 1 | 1 | 1 | 1 | 1 | 1 | 0 | 0 | 0 | 0 | 0 | 0 | 0 | 0 | 0 | 0 | 0 | 0 | 0 | 0 | [14 empty] | 0 | 0 | 0 | 0 | 0 | 0 | 0 | [7 empty] | 0 | 0 | 0 | 0 | 0 | 0 | 0
| 421 |  |  | 0 | 0 | 0 | 0 | 0 | 0 | 0 |  | 1 | 1 | 1 | 1 | 1 | 1 | 1 | 0 | 0 | 0 | 0 | 0 | 0 | 0 | 0 | 0 | 0 | 0 | 0 | 0 | 0 | [14 empty] | 0 | 0 | 0 | 0 | 0 | 0 | 0 | [7 empty] | 0 | 0 | 0 | 0 | 0 | 0 | 0
| 422 |  |  | 0 | 0 | 0 | 0 | 0 | 0 | 0 |  | 1 | 1 | 1 | 1 | 1 | 1 | 1 | 0 | 0 | 0 | 0 | 0 | 0 | 0 | 0 | 0 | 0 | 0 | 0 | 0 | 0 | [14 empty] | 0 | 0 | 0 | 0 | 0 | 0 | 0 | [7 empty] | 0 | 0 | 0 | 0 | 0 | 0 | 0
| 423 |  |  | 0 | 0 | 0 | 0 | 0 | 0 | 0 |  | 1 | 1 | 1 | 1 | 1 | 1 | 1 | 0 | 0 | 0 | 0 | 0 | 0 | 0 | 0 | 0 | 0 | 0 | 0 | 0 | 0 | [14 empty] | 0 | 0 | 0 | 0 | 0 | 0 | 0 | [7 empty] | 0 | 0 | 0 | 0 | 0 | 0 | 0
| 424 |  |  | 0 | 0 | 0 | 0 | 0 | 0 | 0 |  | 1 | 1 | 1 | 1 | 1 | 1 | 1 | 0 | 0 | 0 | 0 | 0 | 0 | 0 | 0 | 0 | 0 | 0 | 0 | 0 | 0 | [14 empty] | 0 | 0 | 0 | 0 | 0 | 0 | 0 | [7 empty] | 0 | 0 | 0 | 0 | 0 | 0 | 0
| 425 |  |  | 0 | 0 | 0 | 0 | 0 | 0 | 0 |  | 1 | 1 | 1 | 1 | 1 | 1 | 1 | 0 | 0 | 0 | 0 | 0 | 0 | 0 | 0 | 0 | 0 | 0 | 0 | 0 | 0 | [14 empty] | 0 | 0 | 0 | 0 | 0 | 0 | 0 | [7 empty] | 0 | 0 | 0 | 0 | 0 | 0 | 0
| 426 |  |  | 0 | 0 | 0 | 0 | 0 | 0 | 0 |  | 1 | 1 | 1 | 1 | 1 | 1 | 1 | 0 | 0 | 0 | 0 | 0 | 0 | 0 | 0 | 0 | 0 | 0 | 0 | 0 | 0 | [14 empty] | 0 | 0 | 0 | 0 | 0 | 0 | 0 | [7 empty] | 0 | 0 | 0 | 0 | 0 | 0 | 0
| 427 |  |  | 0 | 0 | 0 | 0 | 0 | 0 | 0 |  | 1 | 1 | 1 | 1 | 1 | 1 | 1 | 0 | 0 | 0 | 0 | 0 | 0 | 0 | 0 | 0 | 0 | 0 | 0 | 0 | 0 | [14 empty] | 0 | 0 | 0 | 0 | 0 | 0 | 0 | [7 empty] | 0 | 0 | 0 | 0 | 0 | 0 | 0
| 428 |  |  | 0 | 0 | 0 | 0 | 0 | 0 | 0 |  | 1 | 1 | 1 | 1 | 1 | 1 | 1 | 0 | 0 | 0 | 0 | 0 | 0 | 0 | 0 | 0 | 0 | 0 | 0 | 0 | 0 | [14 empty] | 0 | 0 | 0 | 0 | 0 | 0 | 0 | [7 empty] | 0 | 0 | 0 | 0 | 0 | 0 | 0
| 429 |  |  | 0 | 0 | 0 | 0 | 0 | 0 | 0 |  | 1 | 1 | 1 | 1 | 1 | 1 | 1 | 0 | 0 | 0 | 0 | 0 | 0 | 0 | 0 | 0 | 0 | 0 | 0 | 0 | 0 | [14 empty] | 0 | 0 | 0 | 0 | 0 | 0 | 0 | [7 empty] | 0 | 0 | 0 | 0 | 0 | 0 | 0
| 430 |  |  | 0 | 0 | 0 | 0 | 0 | 0 | 0 |  | 1 | 1 | 1 | 1 | 1 | 1 | 1 | 0 | 0 | 0 | 0 | 0 | 0 | 0 | 0 | 0 | 0 | 0 | 0 | 0 | 0 | [14 empty] | 0 | 0 | 0 | 0 | 0 | 0 | 0 | [7 empty] | 0 | 0 | 0 | 0 | 0 | 0 | 0
| 431 |  |  | 0 | 0 | 0 | 0 | 0 | 0 | 0 |  | 1 | 1 | 1 | 1 | 1 | 1 | 1 | 0 | 0 | 0 | 0 | 0 | 0 | 0 | 0 | 0 | 0 | 0 | 0 | 0 | 0 | [14 empty] | 0 | 0 | 0 | 0 | 0 | 0 | 0 | [7 empty] | 0 | 0 | 0 | 0 | 0 | 0 | 0
| 432 |  |  | 0 | 0 | 0 | 0 | 0 | 0 | 0 |  | 1 | 1 | 1 | 1 | 1 | 1 | 1 | 0 | 0 | 0 | 0 | 0 | 0 | 0 | 0 | 0 | 0 | 0 | 0 | 0 | 0 | [14 empty] | 0 | 0 | 0 | 0 | 0 | 0 | 0 | [7 empty] | 0 | 0 | 0 | 0 | 0 | 0 | 0
| 433 |  |  | 0 | 0 | 0 | 0 | 0 | 0 | 0 |  | 1 | 1 | 1 | 1 | 1 | 1 | 1 | 0 | 0 | 0 | 0 | 0 | 0 | 0 | 0 | 0 | 0 | 0 | 0 | 0 | 0 | [14 empty] | 0 | 0 | 0 | 0 | 0 | 0 | 0 | [7 empty] | 0 | 0 | 0 | 0 | 0 | 0 | 0
| 434 |  |  | 0 | 0 | 0 | 0 | 0 | 0 | 0 |  | 1 | 1 | 1 | 1 | 1 | 1 | 1 | 0 | 0 | 0 | 0 | 0 | 0 | 0 | 0 | 0 | 0 | 0 | 0 | 0 | 0 | [14 empty] | 0 | 0 | 0 | 0 | 0 | 0 | 0 | [7 empty] | 0 | 0 | 0 | 0 | 0 | 0 | 0
| 435 |  |  | 0 | 0 | 0 | 0 | 0 | 0 | 0 |  | 1 | 1 | 1 | 1 | 1 | 1 | 1 | 0 | 0 | 0 | 0 | 0 | 0 | 0 | 0 | 0 | 0 | 0 | 0 | 0 | 0 | [14 empty] | 0 | 0 | 0 | 0 | 0 | 0 | 0 | [7 empty] | 0 | 0 | 0 | 0 | 0 | 0 | 0
| 436 |  |  | 0 | 0 | 0 | 0 | 0 | 0 | 0 |  | 1 | 1 | 1 | 1 | 1 | 1 | 1 | 0 | 0 | 0 | 0 | 0 | 0 | 0 | 0 | 0 | 0 | 0 | 0 | 0 | 0 | [14 empty] | 0 | 0 | 0 | 0 | 0 | 0 | 0 | [7 empty] | 0 | 0 | 0 | 0 | 0 | 0 | 0
| 437 |  |  | 0 | 0 | 0 | 0 | 0 | 0 | 0 |  | 1 | 1 | 1 | 1 | 1 | 1 | 1 | 0 | 0 | 0 | 0 | 0 | 0 | 0 | 0 | 0 | 0 | 0 | 0 | 0 | 0 | [14 empty] | 0 | 0 | 0 | 0 | 0 | 0 | 0 | [7 empty] | 0 | 0 | 0 | 0 | 0 | 0 | 0
| 438 |  |  | 0 | 0 | 0 | 0 | 0 | 0 | 0 |  | 1 | 1 | 1 | 1 | 1 | 1 | 1 | 0 | 0 | 0 | 0 | 0 | 0 | 0 | 0 | 0 | 0 | 0 | 0 | 0 | 0 | [14 empty] | 0 | 0 | 0 | 0 | 0 | 0 | 0 | [7 empty] | 0 | 0 | 0 | 0 | 0 | 0 | 0
| 439 |  |  | 0 | 0 | 0 | 0 | 0 | 0 | 0 |  | 1 | 1 | 1 | 1 | 1 | 1 | 1 | 0 | 0 | 0 | 0 | 0 | 0 | 0 | 0 | 0 | 0 | 0 | 0 | 0 | 0 | [14 empty] | 0 | 0 | 0 | 0 | 0 | 0 | 0 | [7 empty] | 0 | 0 | 0 | 0 | 0 | 0 | 0
| 440 |  |  | 0 | 0 | 0 | 0 | 0 | 0 | 0 |  | 1 | 1 | 1 | 1 | 1 | 1 | 1 | 0 | 0 | 0 | 0 | 0 | 0 | 0 | 0 | 0 | 0 | 0 | 0 | 0 | 0 | [14 empty] | 0 | 0 | 0 | 0 | 0 | 0 | 0 | [7 empty] | 0 | 0 | 0 | 0 | 0 | 0 | 0
| 441 |  |  | 0 | 0 | 0 | 0 | 0 | 0 | 0 |  | 1 | 1 | 1 | 1 | 1 | 1 | 1 | 0 | 0 | 0 | 0 | 0 | 0 | 0 | 0 | 0 | 0 | 0 | 0 | 0 | 0 | [14 empty] | 0 | 0 | 0 | 0 | 0 | 0 | 0 | [7 empty] | 0 | 0 | 0 | 0 | 0 | 0 | 0
| 442 |  |  | 0 | 0 | 0 | 0 | 0 | 0 | 0 |  | 1 | 1 | 1 | 1 | 1 | 1 | 1 | 0 | 0 | 0 | 0 | 0 | 0 | 0 | 0 | 0 | 0 | 0 | 0 | 0 | 0 | [14 empty] | 0 | 0 | 0 | 0 | 0 | 0 | 0 | [7 empty] | 0 | 0 | 0 | 0 | 0 | 0 | 0
| 443 |  |  | 0 | 0 | 0 | 0 | 0 | 0 | 0 |  | 1 | 1 | 1 | 1 | 1 | 1 | 1 | 0 | 0 | 0 | 0 | 0 | 0 | 0 | 0 | 0 | 0 | 0 | 0 | 0 | 0 | [14 empty] | 0 | 0 | 0 | 0 | 0 | 0 | 0 | [7 empty] | 0 | 0 | 0 | 0 | 0 | 0 | 0
| 444 |  |  | 0 | 0 | 0 | 0 | 0 | 0 | 0 |  | 1 | 1 | 1 | 1 | 1 | 1 | 1 | 0 | 0 | 0 | 0 | 0 | 0 | 0 | 0 | 0 | 0 | 0 | 0 | 0 | 0 | [14 empty] | 0 | 0 | 0 | 0 | 0 | 0 | 0 | [7 empty] | 0 | 0 | 0 | 0 | 0 | 0 | 0
| 445 |  |  | 0 | 0 | 0 | 0 | 0 | 0 | 0 |  | 1 | 1 | 1 | 1 | 1 | 1 | 1 | 0 | 0 | 0 | 0 | 0 | 0 | 0 | 0 | 0 | 0 | 0 | 0 | 0 | 0 | [14 empty] | 0 | 0 | 0 | 0 | 0 | 0 | 0 | [7 empty] | 0 | 0 | 0 | 0 | 0 | 0 | 0
| 446 |  |  | 0 | 0 | 0 | 0 | 0 | 0 | 0 |  | 1 | 1 | 1 | 1 | 1 | 1 | 1 | 0 | 0 | 0 | 0 | 0 | 0 | 0 | 0 | 0 | 0 | 0 | 0 | 0 | 0 | [14 empty] | 0 | 0 | 0 | 0 | 0 | 0 | 0 | [7 empty] | 0 | 0 | 0 | 0 | 0 | 0 | 0
| 447 |  |  | 0 | 0 | 0 | 0 | 0 | 0 | 0 |  | 1 | 1 | 1 | 1 | 1 | 1 | 1 | 0 | 0 | 0 | 0 | 0 | 0 | 0 | 0 | 0 | 0 | 0 | 0 | 0 | 0 | [14 empty] | 0 | 0 | 0 | 0 | 0 | 0 | 0 | [7 empty] | 0 | 0 | 0 | 0 | 0 | 0 | 0
| 448 |  |  | 0 | 0 | 0 | 0 | 0 | 0 | 0 |  | 1 | 1 | 1 | 1 | 1 | 1 | 1 | 0 | 0 | 0 | 0 | 0 | 0 | 0 | 0 | 0 | 0 | 0 | 0 | 0 | 0 | [14 empty] | 0 | 0 | 0 | 0 | 0 | 0 | 0 | [7 empty] | 0 | 0 | 0 | 0 | 0 | 0 | 0
| 449 |  |  | 0 | 0 | 0 | 0 | 0 | 0 | 0 |  | 1 | 1 | 1 | 1 | 1 | 1 | 1 | 0 | 0 | 0 | 0 | 0 | 0 | 0 | 0 | 0 | 0 | 0 | 0 | 0 | 0 | [14 empty] | 0 | 0 | 0 | 0 | 0 | 0 | 0 | [7 empty] | 0 | 0 | 0 | 0 | 0 | 0 | 0
| 450 |  |  | 0 | 0 | 0 | 0 | 0 | 0 | 0 |  | 1 | 1 | 1 | 1 | 1 | 1 | 1 | 0 | 0 | 0 | 0 | 0 | 0 | 0 | 0 | 0 | 0 | 0 | 0 | 0 | 0 | [14 empty] | 0 | 0 | 0 | 0 | 0 | 0 | 0 | [7 empty] | 0 | 0 | 0 | 0 | 0 | 0 | 0
| 451 |  |  | 0 | 0 | 0 | 0 | 0 | 0 | 0 |  | 1 | 1 | 1 | 1 | 1 | 1 | 1 | 0 | 0 | 0 | 0 | 0 | 0 | 0 | 0 | 0 | 0 | 0 | 0 | 0 | 0 | [14 empty] | 0 | 0 | 0 | 0 | 0 | 0 | 0 | [7 empty] | 0 | 0 | 0 | 0 | 0 | 0 | 0
| 452 |  |  | 0 | 0 | 0 | 0 | 0 | 0 | 0 |  | 1 | 1 | 1 | 1 | 1 | 1 | 1 | 0 | 0 | 0 | 0 | 0 | 0 | 0 | 0 | 0 | 0 | 0 | 0 | 0 | 0 | [14 empty] | 0 | 0 | 0 | 0 | 0 | 0 | 0 | [7 empty] | 0 | 0 | 0 | 0 | 0 | 0 | 0
| 453 |  |  | 0 | 0 | 0 | 0 | 0 | 0 | 0 |  | 1 | 1 | 1 | 1 | 1 | 1 | 1 | 0 | 0 | 0 | 0 | 0 | 0 | 0 | 0 | 0 | 0 | 0 | 0 | 0 | 0 | [14 empty] | 0 | 0 | 0 | 0 | 0 | 0 | 0 | [7 empty] | 0 | 0 | 0 | 0 | 0 | 0 | 0
| 454 |  |  | 0 | 0 | 0 | 0 | 0 | 0 | 0 |  | 1 | 1 | 1 | 1 | 1 | 1 | 1 | 0 | 0 | 0 | 0 | 0 | 0 | 0 | 0 | 0 | 0 | 0 | 0 | 0 | 0 | [14 empty] | 0 | 0 | 0 | 0 | 0 | 0 | 0 | [7 empty] | 0 | 0 | 0 | 0 | 0 | 0 | 0
| 455 |  |  | 0 | 0 | 0 | 0 | 0 | 0 | 0 |  | 1 | 1 | 1 | 1 | 1 | 1 | 1 | 0 | 0 | 0 | 0 | 0 | 0 | 0 | 0 | 0 | 0 | 0 | 0 | 0 | 0 | [14 empty] | 0 | 0 | 0 | 0 | 0 | 0 | 0 | [7 empty] | 0 | 0 | 0 | 0 | 0 | 0 | 0
| 456 |  |  | 0 | 0 | 0 | 0 | 0 | 0 | 0 |  | 1 | 1 | 1 | 1 | 1 | 1 | 1 | 0 | 0 | 0 | 0 | 0 | 0 | 0 | 0 | 0 | 0 | 0 | 0 | 0 | 0 | [14 empty] | 0 | 0 | 0 | 0 | 0 | 0 | 0 | [7 empty] | 0 | 0 | 0 | 0 | 0 | 0 | 0
| 457 |  |  | 0 | 0 | 0 | 0 | 0 | 0 | 0 |  | 1 | 1 | 1 | 1 | 1 | 1 | 1 | 0 | 0 | 0 | 0 | 0 | 0 | 0 | 0 | 0 | 0 | 0 | 0 | 0 | 0 | [14 empty] | 0 | 0 | 0 | 0 | 0 | 0 | 0 | [7 empty] | 0 | 0 | 0 | 0 | 0 | 0 | 0
| 458 |  |  | 0 | 0 | 0 | 0 | 0 | 0 | 0 |  | 1 | 1 | 1 | 1 | 1 | 1 | 1 | 0 | 0 | 0 | 0 | 0 | 0 | 0 | 0 | 0 | 0 | 0 | 0 | 0 | 0 | [14 empty] | 0 | 0 | 0 | 0 | 0 | 0 | 0 | [7 empty] | 0 | 0 | 0 | 0 | 0 | 0 | 0
| 459 |  |  | 0 | 0 | 0 | 0 | 0 | 0 | 0 |  | 1 | 1 | 1 | 1 | 1 | 1 | 1 | 0 | 0 | 0 | 0 | 0 | 0 | 0 | 0 | 0 | 0 | 0 | 0 | 0 | 0 | [14 empty] | 0 | 0 | 0 | 0 | 0 | 0 | 0 | [7 empty] | 0 | 0 | 0 | 0 | 0 | 0 | 0
| 460 |  |  | 0 | 0 | 0 | 0 | 0 | 0 | 0 |  | 1 | 1 | 1 | 1 | 1 | 1 | 1 | 0 | 0 | 0 | 0 | 0 | 0 | 0 | 0 | 0 | 0 | 0 | 0 | 0 | 0 | [14 empty] | 0 | 0 | 0 | 0 | 0 | 0 | 0 | [7 empty] | 0 | 0 | 0 | 0 | 0 | 0 | 0
| 461 |  |  | 0 | 0 | 0 | 0 | 0 | 0 | 0 |  | 1 | 1 | 1 | 1 | 1 | 1 | 1 | 0 | 0 | 0 | 0 | 0 | 0 | 0 | 0 | 0 | 0 | 0 | 0 | 0 | 0 | [14 empty] | 0 | 0 | 0 | 0 | 0 | 0 | 0 | [7 empty] | 0 | 0 | 0 | 0 | 0 | 0 | 0
| 462 |  |  | 0 | 0 | 0 | 0 | 0 | 0 | 0 |  | 1 | 1 | 1 | 1 | 1 | 1 | 1 | 0 | 0 | 0 | 0 | 0 | 0 | 0 | 0 | 0 | 0 | 0 | 0 | 0 | 0 | [14 empty] | 0 | 0 | 0 | 0 | 0 | 0 | 0 | [7 empty] | 0 | 0 | 0 | 0 | 0 | 0 | 0
| 463 |  |  | 0 | 0 | 0 | 0 | 0 | 0 | 0 |  | 1 | 1 | 1 | 1 | 1 | 1 | 1 | 0 | 0 | 0 | 0 | 0 | 0 | 0 | 0 | 0 | 0 | 0 | 0 | 0 | 0 | [14 empty] | 0 | 0 | 0 | 0 | 0 | 0 | 0 | [7 empty] | 0 | 0 | 0 | 0 | 0 | 0 | 0
| 464 |  |  | 0 | 0 | 0 | 0 | 0 | 0 | 0 |  | 1 | 1 | 1 | 1 | 1 | 1 | 1 | 0 | 0 | 0 | 0 | 0 | 0 | 0 | 0 | 0 | 0 | 0 | 0 | 0 | 0 | [14 empty] | 0 | 0 | 0 | 0 | 0 | 0 | 0 | [7 empty] | 0 | 0 | 0 | 0 | 0 | 0 | 0
| 465 |  |  | 0 | 0 | 0 | 0 | 0 | 0 | 0 |  | 1 | 1 | 1 | 1 | 1 | 1 | 1 | 0 | 0 | 0 | 0 | 0 | 0 | 0 | 0 | 0 | 0 | 0 | 0 | 0 | 0 | [14 empty] | 0 | 0 | 0 | 0 | 0 | 0 | 0 | [7 empty] | 0 | 0 | 0 | 0 | 0 | 0 | 0
| 466 |  |  | 0 | 0 | 0 | 0 | 0 | 0 | 0 |  | 1 | 1 | 1 | 1 | 1 | 1 | 1 | 0 | 0 | 0 | 0 | 0 | 0 | 0 | 0 | 0 | 0 | 0 | 0 | 0 | 0 | [14 empty] | 0 | 0 | 0 | 0 | 0 | 0 | 0 | [7 empty] | 0 | 0 | 0 | 0 | 0 | 0 | 0
| 467 |  |  | 0 | 0 | 0 | 0 | 0 | 0 | 0 |  | 1 | 1 | 1 | 1 | 1 | 1 | 1 | 0 | 0 | 0 | 0 | 0 | 0 | 0 | 0 | 0 | 0 | 0 | 0 | 0 | 0 | [14 empty] | 0 | 0 | 0 | 0 | 0 | 0 | 0 | [7 empty] | 0 | 0 | 0 | 0 | 0 | 0 | 0
| 468 |  |  | 0 | 0 | 0 | 0 | 0 | 0 | 0 |  | 1 | 1 | 1 | 1 | 1 | 1 | 1 | 0 | 0 | 0 | 0 | 0 | 0 | 0 | 0 | 0 | 0 | 0 | 0 | 0 | 0 | [14 empty] | 0 | 0 | 0 | 0 | 0 | 0 | 0 | [7 empty] | 0 | 0 | 0 | 0 | 0 | 0 | 0
| 469 |  |  | 0 | 0 | 0 | 0 | 0 | 0 | 0 |  | 1 | 1 | 1 | 1 | 1 | 1 | 1 | 0 | 0 | 0 | 0 | 0 | 0 | 0 | 0 | 0 | 0 | 0 | 0 | 0 | 0 | [14 empty] | 0 | 0 | 0 | 0 | 0 | 0 | 0 | [7 empty] | 0 | 0 | 0 | 0 | 0 | 0 | 0
| 470 |  |  | 0 | 0 | 0 | 0 | 0 | 0 | 0 |  | 1 | 1 | 1 | 1 | 1 | 1 | 1 | 0 | 0 | 0 | 0 | 0 | 0 | 0 | 0 | 0 | 0 | 0 | 0 | 0 | 0 | [14 empty] | 0 | 0 | 0 | 0 | 0 | 0 | 0 | [7 empty] | 0 | 0 | 0 | 0 | 0 | 0 | 0
| 471 |  |  | 0 | 0 | 0 | 0 | 0 | 0 | 0 |  | 1 | 1 | 1 | 1 | 1 | 1 | 1 | 0 | 0 | 0 | 0 | 0 | 0 | 0 | 0 | 0 | 0 | 0 | 0 | 0 | 0 | [14 empty] | 0 | 0 | 0 | 0 | 0 | 0 | 0 | [7 empty] | 0 | 0 | 0 | 0 | 0 | 0 | 0
| 472 |  |  | 0 | 0 | 0 | 0 | 0 | 0 | 0 |  | 1 | 1 | 1 | 1 | 1 | 1 | 1 | 0 | 0 | 0 | 0 | 0 | 0 | 0 | 0 | 0 | 0 | 0 | 0 | 0 | 0 | [14 empty] | 0 | 0 | 0 | 0 | 0 | 0 | 0 | [7 empty] | 0 | 0 | 0 | 0 | 0 | 0 | 0
| 473 |  |  | 0 | 0 | 0 | 0 | 0 | 0 | 0 |  | 1 | 1 | 1 | 1 | 1 | 1 | 1 | 0 | 0 | 0 | 0 | 0 | 0 | 0 | 0 | 0 | 0 | 0 | 0 | 0 | 0 | [14 empty] | 0 | 0 | 0 | 0 | 0 | 0 | 0 | [7 empty] | 0 | 0 | 0 | 0 | 0 | 0 | 0
| 474 |  |  | 0 | 0 | 0 | 0 | 0 | 0 | 0 |  | 1 | 1 | 1 | 1 | 1 | 1 | 1 | 0 | 0 | 0 | 0 | 0 | 0 | 0 | 0 | 0 | 0 | 0 | 0 | 0 | 0 | [14 empty] | 0 | 0 | 0 | 0 | 0 | 0 | 0 | [7 empty] | 0 | 0 | 0 | 0 | 0 | 0 | 0
| 475 |  |  | 0 | 0 | 0 | 0 | 0 | 0 | 0 |  | 1 | 1 | 1 | 1 | 1 | 1 | 1 | 0 | 0 | 0 | 0 | 0 | 0 | 0 | 0 | 0 | 0 | 0 | 0 | 0 | 0 | [14 empty] | 0 | 0 | 0 | 0 | 0 | 0 | 0 | [7 empty] | 0 | 0 | 0 | 0 | 0 | 0 | 0
| 476 |  |  | 0 | 0 | 0 | 0 | 0 | 0 | 0 |  | 1 | 1 | 1 | 1 | 1 | 1 | 1 | 0 | 0 | 0 | 0 | 0 | 0 | 0 | 0 | 0 | 0 | 0 | 0 | 0 | 0 | [14 empty] | 0 | 0 | 0 | 0 | 0 | 0 | 0 | [7 empty] | 0 | 0 | 0 | 0 | 0 | 0 | 0
| 477 |  |  | 0 | 0 | 0 | 0 | 0 | 0 | 0 |  | 1 | 1 | 1 | 1 | 1 | 1 | 1 | 0 | 0 | 0 | 0 | 0 | 0 | 0 | 0 | 0 | 0 | 0 | 0 | 0 | 0 | [14 empty] | 0 | 0 | 0 | 0 | 0 | 0 | 0 | [7 empty] | 0 | 0 | 0 | 0 | 0 | 0 | 0
| 478 |  |  | 0 | 0 | 0 | 0 | 0 | 0 | 0 |  | 1 | 1 | 1 | 1 | 1 | 1 | 1 | 0 | 0 | 0 | 0 | 0 | 0 | 0 | 0 | 0 | 0 | 0 | 0 | 0 | 0 | [14 empty] | 0 | 0 | 0 | 0 | 0 | 0 | 0 | [7 empty] | 0 | 0 | 0 | 0 | 0 | 0 | 0
| 479 |  |  | 0 | 0 | 0 | 0 | 0 | 0 | 0 |  | 1 | 1 | 1 | 1 | 1 | 1 | 1 | 0 | 0 | 0 | 0 | 0 | 0 | 0 | 0 | 0 | 0 | 0 | 0 | 0 | 0 | [14 empty] | 0 | 0 | 0 | 0 | 0 | 0 | 0 | [7 empty] | 0 | 0 | 0 | 0 | 0 | 0 | 0
| 480 |  |  | 0 | 0 | 0 | 0 | 0 | 0 | 0 |  | 1 | 1 | 1 | 1 | 1 | 1 | 1 | 0 | 0 | 0 | 0 | 0 | 0 | 0 | 0 | 0 | 0 | 0 | 0 | 0 | 0 | [14 empty] | 0 | 0 | 0 | 0 | 0 | 0 | 0 | [7 empty] | 0 | 0 | 0 | 0 | 0 | 0 | 0
| 481 |  |  | 0 | 0 | 0 | 0 | 0 | 0 | 0 |  | 1 | 1 | 1 | 1 | 1 | 1 | 1 | 0 | 0 | 0 | 0 | 0 | 0 | 0 | 0 | 0 | 0 | 0 | 0 | 0 | 0 | [14 empty] | 0 | 0 | 0 | 0 | 0 | 0 | 0 | [7 empty] | 0 | 0 | 0 | 0 | 0 | 0 | 0
| 482 |  |  | 0 | 0 | 0 | 0 | 0 | 0 | 0 |  | 1 | 1 | 1 | 1 | 1 | 1 | 1 | 0 | 0 | 0 | 0 | 0 | 0 | 0 | 0 | 0 | 0 | 0 | 0 | 0 | 0 | [14 empty] | 0 | 0 | 0 | 0 | 0 | 0 | 0 | [7 empty] | 0 | 0 | 0 | 0 | 0 | 0 | 0
| 483 |  |  | 0 | 0 | 0 | 0 | 0 | 0 | 0 |  | 1 | 1 | 1 | 1 | 1 | 1 | 1 | 0 | 0 | 0 | 0 | 0 | 0 | 0 | 0 | 0 | 0 | 0 | 0 | 0 | 0 | [14 empty] | 0 | 0 | 0 | 0 | 0 | 0 | 0 | [7 empty] | 0 | 0 | 0 | 0 | 0 | 0 | 0
| 484 |  |  | 0 | 0 | 0 | 0 | 0 | 0 | 0 |  | 1 | 1 | 1 | 1 | 1 | 1 | 1 | 0 | 0 | 0 | 0 | 0 | 0 | 0 | 0 | 0 | 0 | 0 | 0 | 0 | 0 | [14 empty] | 0 | 0 | 0 | 0 | 0 | 0 | 0 | [7 empty] | 0 | 0 | 0 | 0 | 0 | 0 | 0
| 485 |  |  | 0 | 0 | 0 | 0 | 0 | 0 | 0 |  | 1 | 1 | 1 | 1 | 1 | 1 | 1 | 0 | 0 | 0 | 0 | 0 | 0 | 0 | 0 | 0 | 0 | 0 | 0 | 0 | 0 | [14 empty] | 0 | 0 | 0 | 0 | 0 | 0 | 0 | [7 empty] | 0 | 0 | 0 | 0 | 0 | 0 | 0
| 486 |  |  | 0 | 0 | 0 | 0 | 0 | 0 | 0 |  | 1 | 1 | 1 | 1 | 1 | 1 | 1 | 0 | 0 | 0 | 0 | 0 | 0 | 0 | 0 | 0 | 0 | 0 | 0 | 0 | 0 | [14 empty] | 0 | 0 | 0 | 0 | 0 | 0 | 0 | [7 empty] | 0 | 0 | 0 | 0 | 0 | 0 | 0
| 487 |  |  | 0 | 0 | 0 | 0 | 0 | 0 | 0 |  | 1 | 1 | 1 | 1 | 1 | 1 | 1 | 0 | 0 | 0 | 0 | 0 | 0 | 0 | 0 | 0 | 0 | 0 | 0 | 0 | 0 | [14 empty] | 0 | 0 | 0 | 0 | 0 | 0 | 0 | [7 empty] | 0 | 0 | 0 | 0 | 0 | 0 | 0
| 488 |  |  | 0 | 0 | 0 | 0 | 0 | 0 | 0 |  | 1 | 1 | 1 | 1 | 1 | 1 | 1 | 0 | 0 | 0 | 0 | 0 | 0 | 0 | 0 | 0 | 0 | 0 | 0 | 0 | 0 | [14 empty] | 0 | 0 | 0 | 0 | 0 | 0 | 0 | [7 empty] | 0 | 0 | 0 | 0 | 0 | 0 | 0
| 489 |  |  | 0 | 0 | 0 | 0 | 0 | 0 | 0 |  | 1 | 1 | 1 | 1 | 1 | 1 | 1 | 0 | 0 | 0 | 0 | 0 | 0 | 0 | 0 | 0 | 0 | 0 | 0 | 0 | 0 | [14 empty] | 0 | 0 | 0 | 0 | 0 | 0 | 0 | [7 empty] | 0 | 0 | 0 | 0 | 0 | 0 | 0
| 490 |  |  | 0 | 0 | 0 | 0 | 0 | 0 | 0 |  | 1 | 1 | 1 | 1 | 1 | 1 | 1 | 0 | 0 | 0 | 0 | 0 | 0 | 0 | 0 | 0 | 0 | 0 | 0 | 0 | 0 | [14 empty] | 0 | 0 | 0 | 0 | 0 | 0 | 0 | [7 empty] | 0 | 0 | 0 | 0 | 0 | 0 | 0
| 491 |  |  | 0 | 0 | 0 | 0 | 0 | 0 | 0 |  | 1 | 1 | 1 | 1 | 1 | 1 | 1 | 0 | 0 | 0 | 0 | 0 | 0 | 0 | 0 | 0 | 0 | 0 | 0 | 0 | 0 | [14 empty] | 0 | 0 | 0 | 0 | 0 | 0 | 0 | [7 empty] | 0 | 0 | 0 | 0 | 0 | 0 | 0
| 492 |  |  | 0 | 0 | 0 | 0 | 0 | 0 | 0 |  | 1 | 1 | 1 | 1 | 1 | 1 | 1 | 0 | 0 | 0 | 0 | 0 | 0 | 0 | 0 | 0 | 0 | 0 | 0 | 0 | 0 | [14 empty] | 0 | 0 | 0 | 0 | 0 | 0 | 0 | [7 empty] | 0 | 0 | 0 | 0 | 0 | 0 | 0
| 493 |  |  | 0 | 0 | 0 | 0 | 0 | 0 | 0 |  | 1 | 1 | 1 | 1 | 1 | 1 | 1 | 0 | 0 | 0 | 0 | 0 | 0 | 0 | 0 | 0 | 0 | 0 | 0 | 0 | 0 | [14 empty] | 0 | 0 | 0 | 0 | 0 | 0 | 0 | [7 empty] | 0 | 0 | 0 | 0 | 0 | 0 | 0
| 494 |  |  | 0 | 0 | 0 | 0 | 0 | 0 | 0 |  | 1 | 1 | 1 | 1 | 1 | 1 | 1 | 0 | 0 | 0 | 0 | 0 | 0 | 0 | 0 | 0 | 0 | 0 | 0 | 0 | 0 | [14 empty] | 0 | 0 | 0 | 0 | 0 | 0 | 0 | [7 empty] | 0 | 0 | 0 | 0 | 0 | 0 | 0
| 495 |  |  | 0 | 0 | 0 | 0 | 0 | 0 | 0 |  | 1 | 1 | 1 | 1 | 1 | 1 | 1 | 0 | 0 | 0 | 0 | 0 | 0 | 0 | 0 | 0 | 0 | 0 | 0 | 0 | 0 | [14 empty] | 0 | 0 | 0 | 0 | 0 | 0 | 0 | [7 empty] | 0 | 0 | 0 | 0 | 0 | 0 | 0
| 496 |  |  | 0 | 0 | 0 | 0 | 0 | 0 | 0 |  | 1 | 1 | 1 | 1 | 1 | 1 | 1 | 0 | 0 | 0 | 0 | 0 | 0 | 0 | 0 | 0 | 0 | 0 | 0 | 0 | 0 | [14 empty] | 0 | 0 | 0 | 0 | 0 | 0 | 0 | [7 empty] | 0 | 0 | 0 | 0 | 0 | 0 | 0
| 497 |  |  | 0 | 0 | 0 | 0 | 0 | 0 | 0 |  | 1 | 1 | 1 | 1 | 1 | 1 | 1 | 0 | 0 | 0 | 0 | 0 | 0 | 0 | 0 | 0 | 0 | 0 | 0 | 0 | 0 | [14 empty] | 0 | 0 | 0 | 0 | 0 | 0 | 0 | [7 empty] | 0 | 0 | 0 | 0 | 0 | 0 | 0
| 498 |  |  | 0 | 0 | 0 | 0 | 0 | 0 | 0 |  | 1 | 1 | 1 | 1 | 1 | 1 | 1 | 0 | 0 | 0 | 0 | 0 | 0 | 0 | 0 | 0 | 0 | 0 | 0 | 0 | 0 | [14 empty] | 0 | 0 | 0 | 0 | 0 | 0 | 0 | [7 empty] | 0 | 0 | 0 | 0 | 0 | 0 | 0
| 499 |  |  | 0 | 0 | 0 | 0 | 0 | 0 | 0 |  | 1 | 1 | 1 | 1 | 1 | 1 | 1 | 0 | 0 | 0 | 0 | 0 | 0 | 0 | 0 | 0 | 0 | 0 | 0 | 0 | 0 | [14 empty] | 0 | 0 | 0 | 0 | 0 | 0 | 0 | [7 empty] | 0 | 0 | 0 | 0 | 0 | 0 | 0
| 500 |  |  | 0 | 0 | 0 | 0 | 0 | 0 | 0 |  | 1 | 1 | 1 | 1 | 1 | 1 | 1 | 0 | 0 | 0 | 0 | 0 | 0 | 0 | 0 | 0 | 0 | 0 | 0 | 0 | 0 | [14 empty] | 0 | 0 | 0 | 0 | 0 | 0 | 0 | [7 empty] | 0 | 0 | 0 | 0 | 0 | 0 | 0
| 501 |  |  | 0 | 0 | 0 | 0 | 0 | 0 | 0 |  | 1 | 1 | 1 | 1 | 1 | 1 | 1 | 0 | 0 | 0 | 0 | 0 | 0 | 0 | 0 | 0 | 0 | 0 | 0 | 0 | 0 | [14 empty] | 0 | 0 | 0 | 0 | 0 | 0 | 0 | [7 empty] | 0 | 0 | 0 | 0 | 0 | 0 | 0
| 502 |  |  | 0 | 0 | 0 | 0 | 0 | 0 | 0 |  | 1 | 1 | 1 | 1 | 1 | 1 | 1 | 0 | 0 | 0 | 0 | 0 | 0 | 0 | 0 | 0 | 0 | 0 | 0 | 0 | 0 | [14 empty] | 0 | 0 | 0 | 0 | 0 | 0 | 0 | [7 empty] | 0 | 0 | 0 | 0 | 0 | 0 | 0
| 503 |  |  | 0 | 0 | 0 | 0 | 0 | 0 | 0 |  | 1 | 1 | 1 | 1 | 1 | 1 | 1 | 0 | 0 | 0 | 0 | 0 | 0 | 0 | 0 | 0 | 0 | 0 | 0 | 0 | 0 | [14 empty] | 0 | 0 | 0 | 0 | 0 | 0 | 0 | [7 empty] | 0 | 0 | 0 | 0 | 0 | 0 | 0
| 504 |  |  | 0 | 0 | 0 | 0 | 0 | 0 | 0 |  | 1 | 1 | 1 | 1 | 1 | 1 | 1 | 0 | 0 | 0 | 0 | 0 | 0 | 0 | 0 | 0 | 0 | 0 | 0 | 0 | 0 | [14 empty] | 0 | 0 | 0 | 0 | 0 | 0 | 0 | [7 empty] | 0 | 0 | 0 | 0 | 0 | 0 | 0
| 505 |  |  | 0 | 0 | 0 | 0 | 0 | 0 | 0 |  | 1 | 1 | 1 | 1 | 1 | 1 | 1 | 0 | 0 | 0 | 0 | 0 | 0 | 0 | 0 | 0 | 0 | 0 | 0 | 0 | 0 | [14 empty] | 0 | 0 | 0 | 0 | 0 | 0 | 0 | [7 empty] | 0 | 0 | 0 | 0 | 0 | 0 | 0
| 506 |  |  | 0 | 0 | 0 | 0 | 0 | 0 | 0 |  | 1 | 1 | 1 | 1 | 1 | 1 | 1 | 0 | 0 | 0 | 0 | 0 | 0 | 0 | 0 | 0 | 0 | 0 | 0 | 0 | 0 | [14 empty] | 0 | 0 | 0 | 0 | 0 | 0 | 0 | [7 empty] | 0 | 0 | 0 | 0 | 0 | 0 | 0
| 507 |  |  | 0 | 0 | 0 | 0 | 0 | 0 | 0 |  | 1 | 1 | 1 | 1 | 1 | 1 | 1 | 0 | 0 | 0 | 0 | 0 | 0 | 0 | 0 | 0 | 0 | 0 | 0 | 0 | 0 | [14 empty] | 0 | 0 | 0 | 0 | 0 | 0 | 0 | [7 empty] | 0 | 0 | 0 | 0 | 0 | 0 | 0
| 508 |  |  | 0 | 0 | 0 | 0 | 0 | 0 | 0 |  | 1 | 1 | 1 | 1 | 1 | 1 | 1 | 0 | 0 | 0 | 0 | 0 | 0 | 0 | 0 | 0 | 0 | 0 | 0 | 0 | 0 | [14 empty] | 0 | 0 | 0 | 0 | 0 | 0 | 0 | [7 empty] | 0 | 0 | 0 | 0 | 0 | 0 | 0
| 509 |  |  | 0 | 0 | 0 | 0 | 0 | 0 | 0 |  | 1 | 1 | 1 | 1 | 1 | 1 | 1 | 0 | 0 | 0 | 0 | 0 | 0 | 0 | 0 | 0 | 0 | 0 | 0 | 0 | 0 | [14 empty] | 0 | 0 | 0 | 0 | 0 | 0 | 0 | [7 empty] | 0 | 0 | 0 | 0 | 0 | 0 | 0
| 510 |  |  | 0 | 0 | 0 | 0 | 0 | 0 | 0 |  | 1 | 1 | 1 | 1 | 1 | 1 | 1 | 0 | 0 | 0 | 0 | 0 | 0 | 0 | 0 | 0 | 0 | 0 | 0 | 0 | 0 | [14 empty] | 0 | 0 | 0 | 0 | 0 | 0 | 0 | [7 empty] | 0 | 0 | 0 | 0 | 0 | 0 | 0
| 511 |  |  | 0 | 0 | 0 | 0 | 0 | 0 | 0 |  | 1 | 1 | 1 | 1 | 1 | 1 | 1 | 0 | 0 | 0 | 0 | 0 | 0 | 0 | 0 | 0 | 0 | 0 | 0 | 0 | 0 | [14 empty] | 0 | 0 | 0 | 0 | 0 | 0 | 0 | [7 empty] | 0 | 0 | 0 | 0 | 0 | 0 | 0
| 512 |  |  | 0 | 0 | 0 | 0 | 0 | 0 | 0 |  | 1 | 1 | 1 | 1 | 1 | 1 | 1 | 0 | 0 | 0 | 0 | 0 | 0 | 0 | 0 | 0 | 0 | 0 | 0 | 0 | 0 | [14 empty] | 0 | 0 | 0 | 0 | 0 | 0 | 0 | [7 empty] | 0 | 0 | 0 | 0 | 0 | 0 | 0
| 513 |  |  | 0 | 0 | 0 | 0 | 0 | 0 | 0 |  | 1 | 1 | 1 | 1 | 1 | 1 | 1 | 0 | 0 | 0 | 0 | 0 | 0 | 0 | 0 | 0 | 0 | 0 | 0 | 0 | 0 | [14 empty] | 0 | 0 | 0 | 0 | 0 | 0 | 0 | [7 empty] | 0 | 0 | 0 | 0 | 0 | 0 | 0
| 514 |  |  | 0 | 0 | 0 | 0 | 0 | 0 | 0 |  | 1 | 1 | 1 | 1 | 1 | 1 | 1 | 0 | 0 | 0 | 0 | 0 | 0 | 0 | 0 | 0 | 0 | 0 | 0 | 0 | 0 | [14 empty] | 0 | 0 | 0 | 0 | 0 | 0 | 0 | [7 empty] | 0 | 0 | 0 | 0 | 0 | 0 | 0
| 515 |  |  | 0 | 0 | 0 | 0 | 0 | 0 | 0 |  | 1 | 1 | 1 | 1 | 1 | 1 | 1 | 0 | 0 | 0 | 0 | 0 | 0 | 0 | 0 | 0 | 0 | 0 | 0 | 0 | 0 | [14 empty] | 0 | 0 | 0 | 0 | 0 | 0 | 0 | [7 empty] | 0 | 0 | 0 | 0 | 0 | 0 | 0
| 516 |  |  | 0 | 0 | 0 | 0 | 0 | 0 | 0 |  | 1 | 1 | 1 | 1 | 1 | 1 | 1 | 0 | 0 | 0 | 0 | 0 | 0 | 0 | 0 | 0 | 0 | 0 | 0 | 0 | 0 | [14 empty] | 0 | 0 | 0 | 0 | 0 | 0 | 0 | [7 empty] | 0 | 0 | 0 | 0 | 0 | 0 | 0
| 517 |  |  | 0 | 0 | 0 | 0 | 0 | 0 | 0 |  | 1 | 1 | 1 | 1 | 1 | 1 | 1 | 0 | 0 | 0 | 0 | 0 | 0 | 0 | 0 | 0 | 0 | 0 | 0 | 0 | 0 | [14 empty] | 0 | 0 | 0 | 0 | 0 | 0 | 0 | [7 empty] | 0 | 0 | 0 | 0 | 0 | 0 | 0
| 518 |  |  | 0 | 0 | 0 | 0 | 0 | 0 | 0 |  | 1 | 1 | 1 | 1 | 1 | 1 | 1 | 0 | 0 | 0 | 0 | 0 | 0 | 0 | 0 | 0 | 0 | 0 | 0 | 0 | 0 | [14 empty] | 0 | 0 | 0 | 0 | 0 | 0 | 0 | [7 empty] | 0 | 0 | 0 | 0 | 0 | 0 | 0
| 519 |  |  | 0 | 0 | 0 | 0 | 0 | 0 | 0 |  | 1 | 1 | 1 | 1 | 1 | 1 | 1 | 0 | 0 | 0 | 0 | 0 | 0 | 0 | 0 | 0 | 0 | 0 | 0 | 0 | 0 | [14 empty] | 0 | 0 | 0 | 0 | 0 | 0 | 0 | [7 empty] | 0 | 0 | 0 | 0 | 0 | 0 | 0
| 520 |  |  | 0 | 0 | 0 | 0 | 0 | 0 | 0 |  | 1 | 1 | 1 | 1 | 1 | 1 | 1 | 0 | 0 | 0 | 0 | 0 | 0 | 0 | 0 | 0 | 0 | 0 | 0 | 0 | 0 | [14 empty] | 0 | 0 | 0 | 0 | 0 | 0 | 0 | [7 empty] | 0 | 0 | 0 | 0 | 0 | 0 | 0
| 521 |  |  | 0 | 0 | 0 | 0 | 0 | 0 | 0 |  | 1 | 1 | 1 | 1 | 1 | 1 | 1 | 0 | 0 | 0 | 0 | 0 | 0 | 0 | 0 | 0 | 0 | 0 | 0 | 0 | 0 | [14 empty] | 0 | 0 | 0 | 0 | 0 | 0 | 0 | [7 empty] | 0 | 0 | 0 | 0 | 0 | 0 | 0
| 522 |  |  | 0 | 0 | 0 | 0 | 0 | 0 | 0 |  | 1 | 1 | 1 | 1 | 1 | 1 | 1 | 0 | 0 | 0 | 0 | 0 | 0 | 0 | 0 | 0 | 0 | 0 | 0 | 0 | 0 | [14 empty] | 0 | 0 | 0 | 0 | 0 | 0 | 0 | [7 empty] | 0 | 0 | 0 | 0 | 0 | 0 | 0
| 523 |  |  | 0 | 0 | 0 | 0 | 0 | 0 | 0 |  | 1 | 1 | 1 | 1 | 1 | 1 | 1 | 0 | 0 | 0 | 0 | 0 | 0 | 0 | 0 | 0 | 0 | 0 | 0 | 0 | 0 | [14 empty] | 0 | 0 | 0 | 0 | 0 | 0 | 0 | [7 empty] | 0 | 0 | 0 | 0 | 0 | 0 | 0
| 524 |  |  | 0 | 0 | 0 | 0 | 0 | 0 | 0 |  | 1 | 1 | 1 | 1 | 1 | 1 | 1 | 0 | 0 | 0 | 0 | 0 | 0 | 0 | 0 | 0 | 0 | 0 | 0 | 0 | 0 | [14 empty] | 0 | 0 | 0 | 0 | 0 | 0 | 0 | [7 empty] | 0 | 0 | 0 | 0 | 0 | 0 | 0
| 525 |  |  | 0 | 0 | 0 | 0 | 0 | 0 | 0 |  | 1 | 1 | 1 | 1 | 1 | 1 | 1 | 0 | 0 | 0 | 0 | 0 | 0 | 0 | 0 | 0 | 0 | 0 | 0 | 0 | 0 | [14 empty] | 0 | 0 | 0 | 0 | 0 | 0 | 0 | [7 empty] | 0 | 0 | 0 | 0 | 0 | 0 | 0
| 526 |  |  | 0 | 0 | 0 | 0 | 0 | 0 | 0 |  | 1 | 1 | 1 | 1 | 1 | 1 | 1 | 0 | 0 | 0 | 0 | 0 | 0 | 0 | 0 | 0 | 0 | 0 | 0 | 0 | 0 | [14 empty] | 0 | 0 | 0 | 0 | 0 | 0 | 0 | [7 empty] | 0 | 0 | 0 | 0 | 0 | 0 | 0
| 527 |  |  | 0 | 0 | 0 | 0 | 0 | 0 | 0 |  | 1 | 1 | 1 | 1 | 1 | 1 | 1 | 0 | 0 | 0 | 0 | 0 | 0 | 0 | 0 | 0 | 0 | 0 | 0 | 0 | 0 | [14 empty] | 0 | 0 | 0 | 0 | 0 | 0 | 0 | [7 empty] | 0 | 0 | 0 | 0 | 0 | 0 | 0
| 528 |  |  | 0 | 0 | 0 | 0 | 0 | 0 | 0 |  | 1 | 1 | 1 | 1 | 1 | 1 | 1 | 0 | 0 | 0 | 0 | 0 | 0 | 0 | 0 | 0 | 0 | 0 | 0 | 0 | 0 | [14 empty] | 0 | 0 | 0 | 0 | 0 | 0 | 0 | [7 empty] | 0 | 0 | 0 | 0 | 0 | 0 | 0
| 529 |  |  | 0 | 0 | 0 | 0 | 0 | 0 | 0 |  | 1 | 1 | 1 | 1 | 1 | 1 | 1 | 0 | 0 | 0 | 0 | 0 | 0 | 0 | 0 | 0 | 0 | 0 | 0 | 0 | 0 | [14 empty] | 0 | 0 | 0 | 0 | 0 | 0 | 0 | [7 empty] | 0 | 0 | 0 | 0 | 0 | 0 | 0
| 530 |  |  | 0 | 0 | 0 | 0 | 0 | 0 | 0 |  | 1 | 1 | 1 | 1 | 1 | 1 | 1 | 0 | 0 | 0 | 0 | 0 | 0 | 0 | 0 | 0 | 0 | 0 | 0 | 0 | 0 | [14 empty] | 0 | 0 | 0 | 0 | 0 | 0 | 0 | [7 empty] | 0 | 0 | 0 | 0 | 0 | 0 | 0
| 531 |  |  | 0 | 0 | 0 | 0 | 0 | 0 | 0 |  | 1 | 1 | 1 | 1 | 1 | 1 | 1 | 0 | 0 | 0 | 0 | 0 | 0 | 0 | 0 | 0 | 0 | 0 | 0 | 0 | 0 | [14 empty] | 0 | 0 | 0 | 0 | 0 | 0 | 0 | [7 empty] | 0 | 0 | 0 | 0 | 0 | 0 | 0
| 532 |  |  | 0 | 0 | 0 | 0 | 0 | 0 | 0 |  | 1 | 1 | 1 | 1 | 1 | 1 | 1 | 0 | 0 | 0 | 0 | 0 | 0 | 0 | 0 | 0 | 0 | 0 | 0 | 0 | 0 | [14 empty] | 0 | 0 | 0 | 0 | 0 | 0 | 0 | [7 empty] | 0 | 0 | 0 | 0 | 0 | 0 | 0
| 533 |  |  | 0 | 0 | 0 | 0 | 0 | 0 | 0 |  | 1 | 1 | 1 | 1 | 1 | 1 | 1 | 0 | 0 | 0 | 0 | 0 | 0 | 0 | 0 | 0 | 0 | 0 | 0 | 0 | 0 | [14 empty] | 0 | 0 | 0 | 0 | 0 | 0 | 0 | [7 empty] | 0 | 0 | 0 | 0 | 0 | 0 | 0
| 534 |  |  | 0 | 0 | 0 | 0 | 0 | 0 | 0 |  | 1 | 1 | 1 | 1 | 1 | 1 | 1 | 0 | 0 | 0 | 0 | 0 | 0 | 0 | 0 | 0 | 0 | 0 | 0 | 0 | 0 | [14 empty] | 0 | 0 | 0 | 0 | 0 | 0 | 0 | [7 empty] | 0 | 0 | 0 | 0 | 0 | 0 | 0
| 535 |  |  | 0 | 0 | 0 | 0 | 0 | 0 | 0 |  | 1 | 1 | 1 | 1 | 1 | 1 | 1 | 0 | 0 | 0 | 0 | 0 | 0 | 0 | 0 | 0 | 0 | 0 | 0 | 0 | 0 | [14 empty] | 0 | 0 | 0 | 0 | 0 | 0 | 0 | [7 empty] | 0 | 0 | 0 | 0 | 0 | 0 | 0
| 536 |  |  | 0 | 0 | 0 | 0 | 0 | 0 | 0 |  | 1 | 1 | 1 | 1 | 1 | 1 | 1 | 0 | 0 | 0 | 0 | 0 | 0 | 0 | 0 | 0 | 0 | 0 | 0 | 0 | 0 | [14 empty] | 0 | 0 | 0 | 0 | 0 | 0 | 0 | [7 empty] | 0 | 0 | 0 | 0 | 0 | 0 | 0
| 537 |  |  | 0 | 0 | 0 | 0 | 0 | 0 | 0 |  | 1 | 1 | 1 | 1 | 1 | 1 | 1 | 0 | 0 | 0 | 0 | 0 | 0 | 0 | 0 | 0 | 0 | 0 | 0 | 0 | 0 | [14 empty] | 0 | 0 | 0 | 0 | 0 | 0 | 0 | [7 empty] | 0 | 0 | 0 | 0 | 0 | 0 | 0
| 538 |  |  | 0 | 0 | 0 | 0 | 0 | 0 | 0 |  | 1 | 1 | 1 | 1 | 1 | 1 | 1 | 0 | 0 | 0 | 0 | 0 | 0 | 0 | 0 | 0 | 0 | 0 | 0 | 0 | 0 | [14 empty] | 0 | 0 | 0 | 0 | 0 | 0 | 0 | [7 empty] | 0 | 0 | 0 | 0 | 0 | 0 | 0
| 539 |  |  | 0 | 0 | 0 | 0 | 0 | 0 | 0 |  | 1 | 1 | 1 | 1 | 1 | 1 | 1 | 0 | 0 | 0 | 0 | 0 | 0 | 0 | 0 | 0 | 0 | 0 | 0 | 0 | 0 | [14 empty] | 0 | 0 | 0 | 0 | 0 | 0 | 0 | [7 empty] | 0 | 0 | 0 | 0 | 0 | 0 | 0
| 540 |  |  | 0 | 0 | 0 | 0 | 0 | 0 | 0 |  | 1 | 1 | 1 | 1 | 1 | 1 | 1 | 0 | 0 | 0 | 0 | 0 | 0 | 0 | 0 | 0 | 0 | 0 | 0 | 0 | 0 | [14 empty] | 0 | 0 | 0 | 0 | 0 | 0 | 0 | [7 empty] | 0 | 0 | 0 | 0 | 0 | 0 | 0
| 541 |  |  | 0 | 0 | 0 | 0 | 0 | 0 | 0 |  | 1 | 1 | 1 | 1 | 1 | 1 | 1 | 0 | 0 | 0 | 0 | 0 | 0 | 0 | 0 | 0 | 0 | 0 | 0 | 0 | 0 | [14 empty] | 0 | 0 | 0 | 0 | 0 | 0 | 0 | [7 empty] | 0 | 0 | 0 | 0 | 0 | 0 | 0
| 542 |  |  | 0 | 0 | 0 | 0 | 0 | 0 | 0 |  | 1 | 1 | 1 | 1 | 1 | 1 | 1 | 0 | 0 | 0 | 0 | 0 | 0 | 0 | 0 | 0 | 0 | 0 | 0 | 0 | 0 | [14 empty] | 0 | 0 | 0 | 0 | 0 | 0 | 0 | [7 empty] | 0 | 0 | 0 | 0 | 0 | 0 | 0
| 543 |  |  | 0 | 0 | 0 | 0 | 0 | 0 | 0 |  | 1 | 1 | 1 | 1 | 1 | 1 | 1 | 0 | 0 | 0 | 0 | 0 | 0 | 0 | 0 | 0 | 0 | 0 | 0 | 0 | 0 | [14 empty] | 0 | 0 | 0 | 0 | 0 | 0 | 0 | [7 empty] | 0 | 0 | 0 | 0 | 0 | 0 | 0
| 544 |  |  | 0 | 0 | 0 | 0 | 0 | 0 | 0 |  | 1 | 1 | 1 | 1 | 1 | 1 | 1 | 0 | 0 | 0 | 0 | 0 | 0 | 0 | 0 | 0 | 0 | 0 | 0 | 0 | 0 | [14 empty] | 0 | 0 | 0 | 0 | 0 | 0 | 0 | [7 empty] | 0 | 0 | 0 | 0 | 0 | 0 | 0
| 545 |  |  | 0 | 0 | 0 | 0 | 0 | 0 | 0 |  | 1 | 1 | 1 | 1 | 1 | 1 | 1 | 0 | 0 | 0 | 0 | 0 | 0 | 0 | 0 | 0 | 0 | 0 | 0 | 0 | 0 | [14 empty] | 0 | 0 | 0 | 0 | 0 | 0 | 0 | [7 empty] | 0 | 0 | 0 | 0 | 0 | 0 | 0
| 546 |  |  | 0 | 0 | 0 | 0 | 0 | 0 | 0 |  | 1 | 1 | 1 | 1 | 1 | 1 | 1 | 0 | 0 | 0 | 0 | 0 | 0 | 0 | 0 | 0 | 0 | 0 | 0 | 0 | 0 | [14 empty] | 0 | 0 | 0 | 0 | 0 | 0 | 0 | [7 empty] | 0 | 0 | 0 | 0 | 0 | 0 | 0
| 547 |  |  | 0 | 0 | 0 | 0 | 0 | 0 | 0 |  | 1 | 1 | 1 | 1 | 1 | 1 | 1 | 0 | 0 | 0 | 0 | 0 | 0 | 0 | 0 | 0 | 0 | 0 | 0 | 0 | 0 | [14 empty] | 0 | 0 | 0 | 0 | 0 | 0 | 0 | [7 empty] | 0 | 0 | 0 | 0 | 0 | 0 | 0
| 548 |  |  | 0 | 0 | 0 | 0 | 0 | 0 | 0 |  | 1 | 1 | 1 | 1 | 1 | 1 | 1 | 0 | 0 | 0 | 0 | 0 | 0 | 0 | 0 | 0 | 0 | 0 | 0 | 0 | 0 | [14 empty] | 0 | 0 | 0 | 0 | 0 | 0 | 0 | [7 empty] | 0 | 0 | 0 | 0 | 0 | 0 | 0
| 549 |  |  | 0 | 0 | 0 | 0 | 0 | 0 | 0 |  | 1 | 1 | 1 | 1 | 1 | 1 | 1 | 0 | 0 | 0 | 0 | 0 | 0 | 0 | 0 | 0 | 0 | 0 | 0 | 0 | 0 | [14 empty] | 0 | 0 | 0 | 0 | 0 | 0 | 0 | [7 empty] | 0 | 0 | 0 | 0 | 0 | 0 | 0
| 550 |  |  | 0 | 0 | 0 | 0 | 0 | 0 | 0 |  | 1 | 1 | 1 | 1 | 1 | 1 | 1 | 0 | 0 | 0 | 0 | 0 | 0 | 0 | 0 | 0 | 0 | 0 | 0 | 0 | 0 | [14 empty] | 0 | 0 | 0 | 0 | 0 | 0 | 0 | [7 empty] | 0 | 0 | 0 | 0 | 0 | 0 | 0
| 551 |  |  | 0 | 0 | 0 | 0 | 0 | 0 | 0 |  | 1 | 1 | 1 | 1 | 1 | 1 | 1 | 0 | 0 | 0 | 0 | 0 | 0 | 0 | 0 | 0 | 0 | 0 | 0 | 0 | 0 | [14 empty] | 0 | 0 | 0 | 0 | 0 | 0 | 0 | [7 empty] | 0 | 0 | 0 | 0 | 0 | 0 | 0
| 552 |  |  | 0 | 0 | 0 | 0 | 0 | 0 | 0 |  | 1 | 1 | 1 | 1 | 1 | 1 | 1 | 0 | 0 | 0 | 0 | 0 | 0 | 0 | 0 | 0 | 0 | 0 | 0 | 0 | 0 | [14 empty] | 0 | 0 | 0 | 0 | 0 | 0 | 0 | [7 empty] | 0 | 0 | 0 | 0 | 0 | 0 | 0
| 553 |  |  | 0 | 0 | 0 | 0 | 0 | 0 | 0 |  | 1 | 1 | 1 | 1 | 1 | 1 | 1 | 0 | 0 | 0 | 0 | 0 | 0 | 0 | 0 | 0 | 0 | 0 | 0 | 0 | 0 | [14 empty] | 0 | 0 | 0 | 0 | 0 | 0 | 0 | [7 empty] | 0 | 0 | 0 | 0 | 0 | 0 | 0
| 554 |  |  | 0 | 0 | 0 | 0 | 0 | 0 | 0 |  | 1 | 1 | 1 | 1 | 1 | 1 | 1 | 0 | 0 | 0 | 0 | 0 | 0 | 0 | 0 | 0 | 0 | 0 | 0 | 0 | 0 | [14 empty] | 0 | 0 | 0 | 0 | 0 | 0 | 0 | [7 empty] | 0 | 0 | 0 | 0 | 0 | 0 | 0
| 555 |  |  | 0 | 0 | 0 | 0 | 0 | 0 | 0 |  | 1 | 1 | 1 | 1 | 1 | 1 | 1 | 0 | 0 | 0 | 0 | 0 | 0 | 0 | 0 | 0 | 0 | 0 | 0 | 0 | 0 | [14 empty] | 0 | 0 | 0 | 0 | 0 | 0 | 0 | [7 empty] | 0 | 0 | 0 | 0 | 0 | 0 | 0
| 556 |  |  | 0 | 0 | 0 | 0 | 0 | 0 | 0 |  | 1 | 1 | 1 | 1 | 1 | 1 | 1 | 0 | 0 | 0 | 0 | 0 | 0 | 0 | 0 | 0 | 0 | 0 | 0 | 0 | 0 | [14 empty] | 0 | 0 | 0 | 0 | 0 | 0 | 0 | [7 empty] | 0 | 0 | 0 | 0 | 0 | 0 | 0
| 557 |  |  | 0 | 0 | 0 | 0 | 0 | 0 | 0 |  | 1 | 1 | 1 | 1 | 1 | 1 | 1 | 0 | 0 | 0 | 0 | 0 | 0 | 0 | 0 | 0 | 0 | 0 | 0 | 0 | 0 | [14 empty] | 0 | 0 | 0 | 0 | 0 | 0 | 0 | [7 empty] | 0 | 0 | 0 | 0 | 0 | 0 | 0
| 558 |  |  | 0 | 0 | 0 | 0 | 0 | 0 | 0 |  | 1 | 1 | 1 | 1 | 1 | 1 | 1 | 0 | 0 | 0 | 0 | 0 | 0 | 0 | 0 | 0 | 0 | 0 | 0 | 0 | 0 | [14 empty] | 0 | 0 | 0 | 0 | 0 | 0 | 0 | [7 empty] | 0 | 0 | 0 | 0 | 0 | 0 | 0
| 559 |  |  | 0 | 0 | 0 | 0 | 0 | 0 | 0 |  | 1 | 1 | 1 | 1 | 1 | 1 | 1 | 0 | 0 | 0 | 0 | 0 | 0 | 0 | 0 | 0 | 0 | 0 | 0 | 0 | 0 | [14 empty] | 0 | 0 | 0 | 0 | 0 | 0 | 0 | [7 empty] | 0 | 0 | 0 | 0 | 0 | 0 | 0
| 560 |  |  | 0 | 0 | 0 | 0 | 0 | 0 | 0 |  | 1 | 1 | 1 | 1 | 1 | 1 | 1 | 0 | 0 | 0 | 0 | 0 | 0 | 0 | 0 | 0 | 0 | 0 | 0 | 0 | 0 | [14 empty] | 0 | 0 | 0 | 0 | 0 | 0 | 0 | [7 empty] | 0 | 0 | 0 | 0 | 0 | 0 | 0
| 561 |  |  | 0 | 0 | 0 | 0 | 0 | 0 | 0 |  | 1 | 1 | 1 | 1 | 1 | 1 | 1 | 0 | 0 | 0 | 0 | 0 | 0 | 0 | 0 | 0 | 0 | 0 | 0 | 0 | 0 | [14 empty] | 0 | 0 | 0 | 0 | 0 | 0 | 0 | [7 empty] | 0 | 0 | 0 | 0 | 0 | 0 | 0
| 562 |  |  | 0 | 0 | 0 | 0 | 0 | 0 | 0 |  | 1 | 1 | 1 | 1 | 1 | 1 | 1 | 0 | 0 | 0 | 0 | 0 | 0 | 0 | 0 | 0 | 0 | 0 | 0 | 0 | 0 | [14 empty] | 0 | 0 | 0 | 0 | 0 | 0 | 0 | [7 empty] | 0 | 0 | 0 | 0 | 0 | 0 | 0
| 563 |  |  | 0 | 0 | 0 | 0 | 0 | 0 | 0 |  | 1 | 1 | 1 | 1 | 1 | 1 | 1 | 0 | 0 | 0 | 0 | 0 | 0 | 0 | 0 | 0 | 0 | 0 | 0 | 0 | 0 | [14 empty] | 0 | 0 | 0 | 0 | 0 | 0 | 0 | [7 empty] | 0 | 0 | 0 | 0 | 0 | 0 | 0
| 564 |  |  | 0 | 0 | 0 | 0 | 0 | 0 | 0 |  | 1 | 1 | 1 | 1 | 1 | 1 | 1 | 0 | 0 | 0 | 0 | 0 | 0 | 0 | 0 | 0 | 0 | 0 | 0 | 0 | 0 | [14 empty] | 0 | 0 | 0 | 0 | 0 | 0 | 0 | [7 empty] | 0 | 0 | 0 | 0 | 0 | 0 | 0
| 565 |  |  | 0 | 0 | 0 | 0 | 0 | 0 | 0 |  | 1 | 1 | 1 | 1 | 1 | 1 | 1 | 0 | 0 | 0 | 0 | 0 | 0 | 0 | 0 | 0 | 0 | 0 | 0 | 0 | 0 | [14 empty] | 0 | 0 | 0 | 0 | 0 | 0 | 0 | [7 empty] | 0 | 0 | 0 | 0 | 0 | 0 | 0
| 566 |  |  | 0 | 0 | 0 | 0 | 0 | 0 | 0 |  | 1 | 1 | 1 | 1 | 1 | 1 | 1 | 0 | 0 | 0 | 0 | 0 | 0 | 0 | 0 | 0 | 0 | 0 | 0 | 0 | 0 | [14 empty] | 0 | 0 | 0 | 0 | 0 | 0 | 0 | [7 empty] | 0 | 0 | 0 | 0 | 0 | 0 | 0
| 567 |  |  | 0 | 0 | 0 | 0 | 0 | 0 | 0 |  | 1 | 1 | 1 | 1 | 1 | 1 | 1 | 0 | 0 | 0 | 0 | 0 | 0 | 0 | 0 | 0 | 0 | 0 | 0 | 0 | 0 | [14 empty] | 0 | 0 | 0 | 0 | 0 | 0 | 0 | [7 empty] | 0 | 0 | 0 | 0 | 0 | 0 | 0
| 568 |  |  | 0 | 0 | 0 | 0 | 0 | 0 | 0 |  | 1 | 1 | 1 | 1 | 1 | 1 | 1 | 0 | 0 | 0 | 0 | 0 | 0 | 0 | 0 | 0 | 0 | 0 | 0 | 0 | 0 | [14 empty] | 0 | 0 | 0 | 0 | 0 | 0 | 0 | [7 empty] | 0 | 0 | 0 | 0 | 0 | 0 | 0
| 569 |  |  | 0 | 0 | 0 | 0 | 0 | 0 | 0 |  | 1 | 1 | 1 | 1 | 1 | 1 | 1 | 0 | 0 | 0 | 0 | 0 | 0 | 0 | 0 | 0 | 0 | 0 | 0 | 0 | 0 | [14 empty] | 0 | 0 | 0 | 0 | 0 | 0 | 0 | [7 empty] | 0 | 0 | 0 | 0 | 0 | 0 | 0
| 570 |  |  | 0 | 0 | 0 | 0 | 0 | 0 | 0 |  | 1 | 1 | 1 | 1 | 1 | 1 | 1 | 0 | 0 | 0 | 0 | 0 | 0 | 0 | 0 | 0 | 0 | 0 | 0 | 0 | 0 | [14 empty] | 0 | 0 | 0 | 0 | 0 | 0 | 0 | [7 empty] | 0 | 0 | 0 | 0 | 0 | 0 | 0
| 571 |  |  | 0 | 0 | 0 | 0 | 0 | 0 | 0 |  | 1 | 1 | 1 | 1 | 1 | 1 | 1 | 0 | 0 | 0 | 0 | 0 | 0 | 0 | 0 | 0 | 0 | 0 | 0 | 0 | 0 | [14 empty] | 0 | 0 | 0 | 0 | 0 | 0 | 0 | [7 empty] | 0 | 0 | 0 | 0 | 0 | 0 | 0
| 572 |  |  | 0 | 0 | 0 | 0 | 0 | 0 | 0 |  | 1 | 1 | 1 | 1 | 1 | 1 | 1 | 0 | 0 | 0 | 0 | 0 | 0 | 0 | 0 | 0 | 0 | 0 | 0 | 0 | 0 | [14 empty] | 0 | 0 | 0 | 0 | 0 | 0 | 0 | [7 empty] | 0 | 0 | 0 | 0 | 0 | 0 | 0
| 573 |  |  | 0 | 0 | 0 | 0 | 0 | 0 | 0 |  | 1 | 1 | 1 | 1 | 1 | 1 | 1 | 0 | 0 | 0 | 0 | 0 | 0 | 0 | 0 | 0 | 0 | 0 | 0 | 0 | 0 | [14 empty] | 0 | 0 | 0 | 0 | 0 | 0 | 0 | [7 empty] | 0 | 0 | 0 | 0 | 0 | 0 | 0
| 574 |  |  | 0 | 0 | 0 | 0 | 0 | 0 | 0 |  | 1 | 1 | 1 | 1 | 1 | 1 | 1 | 0 | 0 | 0 | 0 | 0 | 0 | 0 | 0 | 0 | 0 | 0 | 0 | 0 | 0 | [14 empty] | 0 | 0 | 0 | 0 | 0 | 0 | 0 | [7 empty] | 0 | 0 | 0 | 0 | 0 | 0 | 0
| 575 |  |  | 0 | 0 | 0 | 0 | 0 | 0 | 0 |  | 1 | 1 | 1 | 1 | 1 | 1 | 1 | 0 | 0 | 0 | 0 | 0 | 0 | 0 | 0 | 0 | 0 | 0 | 0 | 0 | 0 | [14 empty] | 0 | 0 | 0 | 0 | 0 | 0 | 0 | [7 empty] | 0 | 0 | 0 | 0 | 0 | 0 | 0
| 576 |  |  | 0 | 0 | 0 | 0 | 0 | 0 | 0 |  | 1 | 1 | 1 | 1 | 1 | 1 | 1 | 0 | 0 | 0 | 0 | 0 | 0 | 0 | 0 | 0 | 0 | 0 | 0 | 0 | 0 | [14 empty] | 0 | 0 | 0 | 0 | 0 | 0 | 0 | [7 empty] | 0 | 0 | 0 | 0 | 0 | 0 | 0
| 577 |  |  | 0 | 0 | 0 | 0 | 0 | 0 | 0 |  | 1 | 1 | 1 | 1 | 1 | 1 | 1 | 0 | 0 | 0 | 0 | 0 | 0 | 0 | 0 | 0 | 0 | 0 | 0 | 0 | 0 | [14 empty] | 0 | 0 | 0 | 0 | 0 | 0 | 0 | [7 empty] | 0 | 0 | 0 | 0 | 0 | 0 | 0
| 578 |  |  | 0 | 0 | 0 | 0 | 0 | 0 | 0 |  | 1 | 1 | 1 | 1 | 1 | 1 | 1 | 0 | 0 | 0 | 0 | 0 | 0 | 0 | 0 | 0 | 0 | 0 | 0 | 0 | 0 | [14 empty] | 0 | 0 | 0 | 0 | 0 | 0 | 0 | [7 empty] | 0 | 0 | 0 | 0 | 0 | 0 | 0
| 579 |  |  | 0 | 0 | 0 | 0 | 0 | 0 | 0 |  | 1 | 1 | 1 | 1 | 1 | 1 | 1 | 0 | 0 | 0 | 0 | 0 | 0 | 0 | 0 | 0 | 0 | 0 | 0 | 0 | 0 | [14 empty] | 0 | 0 | 0 | 0 | 0 | 0 | 0 | [7 empty] | 0 | 0 | 0 | 0 | 0 | 0 | 0
| 580 |  |  | 0 | 0 | 0 | 0 | 0 | 0 | 0 |  | 1 | 1 | 1 | 1 | 1 | 1 | 1 | 0 | 0 | 0 | 0 | 0 | 0 | 0 | 0 | 0 | 0 | 0 | 0 | 0 | 0 | [14 empty] | 0 | 0 | 0 | 0 | 0 | 0 | 0 | [7 empty] | 0 | 0 | 0 | 0 | 0 | 0 | 0
| 581 |  |  | 0 | 0 | 0 | 0 | 0 | 0 | 0 |  | 1 | 1 | 1 | 1 | 1 | 1 | 1 | 0 | 0 | 0 | 0 | 0 | 0 | 0 | 0 | 0 | 0 | 0 | 0 | 0 | 0 | [14 empty] | 0 | 0 | 0 | 0 | 0 | 0 | 0 | [7 empty] | 0 | 0 | 0 | 0 | 0 | 0 | 0
| 582 |  |  | 0 | 0 | 0 | 0 | 0 | 0 | 0 |  | 1 | 1 | 1 | 1 | 1 | 1 | 1 | 0 | 0 | 0 | 0 | 0 | 0 | 0 | 0 | 0 | 0 | 0 | 0 | 0 | 0 | [14 empty] | 0 | 0 | 0 | 0 | 0 | 0 | 0 | [7 empty] | 0 | 0 | 0 | 0 | 0 | 0 | 0
| 583 |  |  | 0 | 0 | 0 | 0 | 0 | 0 | 0 |  | 1 | 1 | 1 | 1 | 1 | 1 | 1 | 0 | 0 | 0 | 0 | 0 | 0 | 0 | 0 | 0 | 0 | 0 | 0 | 0 | 0 | [14 empty] | 0 | 0 | 0 | 0 | 0 | 0 | 0 | [7 empty] | 0 | 0 | 0 | 0 | 0 | 0 | 0
| 584 |  |  | 0 | 0 | 0 | 0 | 0 | 0 | 0 |  | 1 | 1 | 1 | 1 | 1 | 1 | 1 | 0 | 0 | 0 | 0 | 0 | 0 | 0 | 0 | 0 | 0 | 0 | 0 | 0 | 0 | [14 empty] | 0 | 0 | 0 | 0 | 0 | 0 | 0 | [7 empty] | 0 | 0 | 0 | 0 | 0 | 0 | 0
| 585 |  |  | 0 | 0 | 0 | 0 | 0 | 0 | 0 |  | 1 | 1 | 1 | 1 | 1 | 1 | 1 | 0 | 0 | 0 | 0 | 0 | 0 | 0 | 0 | 0 | 0 | 0 | 0 | 0 | 0 | [14 empty] | 0 | 0 | 0 | 0 | 0 | 0 | 0 | [7 empty] | 0 | 0 | 0 | 0 | 0 | 0 | 0
| 586 |  |  | 0 | 0 | 0 | 0 | 0 | 0 | 0 |  | 1 | 1 | 1 | 1 | 1 | 1 | 1 | 0 | 0 | 0 | 0 | 0 | 0 | 0 | 0 | 0 | 0 | 0 | 0 | 0 | 0 | [14 empty] | 0 | 0 | 0 | 0 | 0 | 0 | 0 | [7 empty] | 0 | 0 | 0 | 0 | 0 | 0 | 0
| 587 |  |  | 0 | 0 | 0 | 0 | 0 | 0 | 0 |  | 1 | 1 | 1 | 1 | 1 | 1 | 1 | 0 | 0 | 0 | 0 | 0 | 0 | 0 | 0 | 0 | 0 | 0 | 0 | 0 | 0 | [14 empty] | 0 | 0 | 0 | 0 | 0 | 0 | 0 | [7 empty] | 0 | 0 | 0 | 0 | 0 | 0 | 0
| 588 |  |  | 0 | 0 | 0 | 0 | 0 | 0 | 0 |  | 1 | 1 | 1 | 1 | 1 | 1 | 1 | 0 | 0 | 0 | 0 | 0 | 0 | 0 | 0 | 0 | 0 | 0 | 0 | 0 | 0 | [14 empty] | 0 | 0 | 0 | 0 | 0 | 0 | 0 | [7 empty] | 0 | 0 | 0 | 0 | 0 | 0 | 0
| 589 |  |  | 0 | 0 | 0 | 0 | 0 | 0 | 0 |  | 1 | 1 | 1 | 1 | 1 | 1 | 1 | 0 | 0 | 0 | 0 | 0 | 0 | 0 | 0 | 0 | 0 | 0 | 0 | 0 | 0 | [14 empty] | 0 | 0 | 0 | 0 | 0 | 0 | 0 | [7 empty] | 0 | 0 | 0 | 0 | 0 | 0 | 0
| 590 |  |  | 0 | 0 | 0 | 0 | 0 | 0 | 0 |  | 1 | 1 | 1 | 1 | 1 | 1 | 1 | 0 | 0 | 0 | 0 | 0 | 0 | 0 | 0 | 0 | 0 | 0 | 0 | 0 | 0 | [14 empty] | 0 | 0 | 0 | 0 | 0 | 0 | 0 | [7 empty] | 0 | 0 | 0 | 0 | 0 | 0 | 0
| 591 |  |  | 0 | 0 | 0 | 0 | 0 | 0 | 0 |  | 1 | 1 | 1 | 1 | 1 | 1 | 1 | 0 | 0 | 0 | 0 | 0 | 0 | 0 | 0 | 0 | 0 | 0 | 0 | 0 | 0 | [14 empty] | 0 | 0 | 0 | 0 | 0 | 0 | 0 | [7 empty] | 0 | 0 | 0 | 0 | 0 | 0 | 0
| 592 |  |  | 0 | 0 | 0 | 0 | 0 | 0 | 0 |  | 1 | 1 | 1 | 1 | 1 | 1 | 1 | 0 | 0 | 0 | 0 | 0 | 0 | 0 | 0 | 0 | 0 | 0 | 0 | 0 | 0 | [14 empty] | 0 | 0 | 0 | 0 | 0 | 0 | 0 | [7 empty] | 0 | 0 | 0 | 0 | 0 | 0 | 0
| 593 |  |  | 0 | 0 | 0 | 0 | 0 | 0 | 0 |  | 1 | 1 | 1 | 1 | 1 | 1 | 1 | 0 | 0 | 0 | 0 | 0 | 0 | 0 | 0 | 0 | 0 | 0 | 0 | 0 | 0 | [14 empty] | 0 | 0 | 0 | 0 | 0 | 0 | 0 | [7 empty] | 0 | 0 | 0 | 0 | 0 | 0 | 0
| 594 |  |  | 0 | 0 | 0 | 0 | 0 | 0 | 0 |  | 1 | 1 | 1 | 1 | 1 | 1 | 1 | 0 | 0 | 0 | 0 | 0 | 0 | 0 | 0 | 0 | 0 | 0 | 0 | 0 | 0 | [14 empty] | 0 | 0 | 0 | 0 | 0 | 0 | 0 | [7 empty] | 0 | 0 | 0 | 0 | 0 | 0 | 0
| 595 |  |  | 0 | 0 | 0 | 0 | 0 | 0 | 0 |  | 1 | 1 | 1 | 1 | 1 | 1 | 1 | 0 | 0 | 0 | 0 | 0 | 0 | 0 | 0 | 0 | 0 | 0 | 0 | 0 | 0 | [14 empty] | 0 | 0 | 0 | 0 | 0 | 0 | 0 | [7 empty] | 0 | 0 | 0 | 0 | 0 | 0 | 0
| 596 |  |  | 0 | 0 | 0 | 0 | 0 | 0 | 0 |  | 1 | 1 | 1 | 1 | 1 | 1 | 1 | 0 | 0 | 0 | 0 | 0 | 0 | 0 | 0 | 0 | 0 | 0 | 0 | 0 | 0 | [14 empty] | 0 | 0 | 0 | 0 | 0 | 0 | 0 | [7 empty] | 0 | 0 | 0 | 0 | 0 | 0 | 0
| 597 |  |  | 0 | 0 | 0 | 0 | 0 | 0 | 0 |  | 1 | 1 | 1 | 1 | 1 | 1 | 1 | 0 | 0 | 0 | 0 | 0 | 0 | 0 | 0 | 0 | 0 | 0 | 0 | 0 | 0 | [14 empty] | 0 | 0 | 0 | 0 | 0 | 0 | 0 | [7 empty] | 0 | 0 | 0 | 0 | 0 | 0 | 0
| 598 |  |  | 0 | 0 | 0 | 0 | 0 | 0 | 0 |  | 1 | 1 | 1 | 1 | 1 | 1 | 1 | 0 | 0 | 0 | 0 | 0 | 0 | 0 | 0 | 0 | 0 | 0 | 0 | 0 | 0 | [14 empty] | 0 | 0 | 0 | 0 | 0 | 0 | 0 | [7 empty] | 0 | 0 | 0 | 0 | 0 | 0 | 0
| 599 |  |  | 0 | 0 | 0 | 0 | 0 | 0 | 0 |  | 1 | 1 | 1 | 1 | 1 | 1 | 1 | 0 | 0 | 0 | 0 | 0 | 0 | 0 | 0 | 0 | 0 | 0 | 0 | 0 | 0 | [14 empty] | 0 | 0 | 0 | 0 | 0 | 0 | 0 | [7 empty] | 0 | 0 | 0 | 0 | 0 | 0 | 0
| 600 |  |  | 0 | 0 | 0 | 0 | 0 | 0 | 0 |  | 1 | 1 | 1 | 1 | 1 | 1 | 1 | 0 | 0 | 0 | 0 | 0 | 0 | 0 | 0 | 0 | 0 | 0 | 0 | 0 | 0 | [14 empty] | 0 | 0 | 0 | 0 | 0 | 0 | 0 | [7 empty] | 0 | 0 | 0 | 0 | 0 | 0 | 0
| 601 |  |  | 0 | 0 | 0 | 0 | 0 | 0 | 0 |  | 1 | 1 | 1 | 1 | 1 | 1 | 1 | 0 | 0 | 0 | 0 | 0 | 0 | 0 | 0 | 0 | 0 | 0 | 0 | 0 | 0 | [14 empty] | 0 | 0 | 0 | 0 | 0 | 0 | 0 | [7 empty] | 0 | 0 | 0 | 0 | 0 | 0 | 0
| 602 |  |  | 0 | 0 | 0 | 0 | 0 | 0 | 0 |  | 1 | 1 | 1 | 1 | 1 | 1 | 1 | 0 | 0 | 0 | 0 | 0 | 0 | 0 | 0 | 0 | 0 | 0 | 0 | 0 | 0 | [14 empty] | 0 | 0 | 0 | 0 | 0 | 0 | 0 | [7 empty] | 0 | 0 | 0 | 0 | 0 | 0 | 0
| 603 |  |  | 0 | 0 | 0 | 0 | 0 | 0 | 0 |  | 1 | 1 | 1 | 1 | 1 | 1 | 1 | 0 | 0 | 0 | 0 | 0 | 0 | 0 | 0 | 0 | 0 | 0 | 0 | 0 | 0 | [14 empty] | 0 | 0 | 0 | 0 | 0 | 0 | 0 | [7 empty] | 0 | 0 | 0 | 0 | 0 | 0 | 0
| 604 |  |  | 0 | 0 | 0 | 0 | 0 | 0 | 0 |  | 1 | 1 | 1 | 1 | 1 | 1 | 1 | 0 | 0 | 0 | 0 | 0 | 0 | 0 | 0 | 0 | 0 | 0 | 0 | 0 | 0 | [14 empty] | 0 | 0 | 0 | 0 | 0 | 0 | 0 | [7 empty] | 0 | 0 | 0 | 0 | 0 | 0 | 0
| 605 |  |  | 0 | 0 | 0 | 0 | 0 | 0 | 0 |  | 1 | 1 | 1 | 1 | 1 | 1 | 1 | 0 | 0 | 0 | 0 | 0 | 0 | 0 | 0 | 0 | 0 | 0 | 0 | 0 | 0 | [14 empty] | 0 | 0 | 0 | 0 | 0 | 0 | 0 | [7 empty] | 0 | 0 | 0 | 0 | 0 | 0 | 0
| 606 |  |  | 0 | 0 | 0 | 0 | 0 | 0 | 0 |  | 1 | 1 | 1 | 1 | 1 | 1 | 1 | 0 | 0 | 0 | 0 | 0 | 0 | 0 | 0 | 0 | 0 | 0 | 0 | 0 | 0 | [14 empty] | 0 | 0 | 0 | 0 | 0 | 0 | 0 | [7 empty] | 0 | 0 | 0 | 0 | 0 | 0 | 0
| 607 |  |  | 0 | 0 | 0 | 0 | 0 | 0 | 0 |  | 1 | 1 | 1 | 1 | 1 | 1 | 1 | 0 | 0 | 0 | 0 | 0 | 0 | 0 | 0 | 0 | 0 | 0 | 0 | 0 | 0 | [14 empty] | 0 | 0 | 0 | 0 | 0 | 0 | 0 | [7 empty] | 0 | 0 | 0 | 0 | 0 | 0 | 0
| 608 |  |  | 0 | 0 | 0 | 0 | 0 | 0 | 0 |  | 1 | 1 | 1 | 1 | 1 | 1 | 1 | 0 | 0 | 0 | 0 | 0 | 0 | 0 | 0 | 0 | 0 | 0 | 0 | 0 | 0 | [14 empty] | 0 | 0 | 0 | 0 | 0 | 0 | 0 | [7 empty] | 0 | 0 | 0 | 0 | 0 | 0 | 0
| 609 |  |  | 0 | 0 | 0 | 0 | 0 | 0 | 0 |  | 1 | 1 | 1 | 1 | 1 | 1 | 1 | 0 | 0 | 0 | 0 | 0 | 0 | 0 | 0 | 0 | 0 | 0 | 0 | 0 | 0 | [14 empty] | 0 | 0 | 0 | 0 | 0 | 0 | 0 | [7 empty] | 0 | 0 | 0 | 0 | 0 | 0 | 0
| 610 |  |  | 0 | 0 | 0 | 0 | 0 | 0 | 0 |  | 1 | 1 | 1 | 1 | 1 | 1 | 1 | 0 | 0 | 0 | 0 | 0 | 0 | 0 | 0 | 0 | 0 | 0 | 0 | 0 | 0 | [14 empty] | 0 | 0 | 0 | 0 | 0 | 0 | 0 | [7 empty] | 0 | 0 | 0 | 0 | 0 | 0 | 0
| 611 |  |  | 0 | 0 | 0 | 0 | 0 | 0 | 0 |  | 1 | 1 | 1 | 1 | 1 | 1 | 1 | 0 | 0 | 0 | 0 | 0 | 0 | 0 | 0 | 0 | 0 | 0 | 0 | 0 | 0 | [14 empty] | 0 | 0 | 0 | 0 | 0 | 0 | 0 | [7 empty] | 0 | 0 | 0 | 0 | 0 | 0 | 0
| 612 |  |  | 0 | 0 | 0 | 0 | 0 | 0 | 0 |  | 1 | 1 | 1 | 1 | 1 | 1 | 1 | 0 | 0 | 0 | 0 | 0 | 0 | 0 | 0 | 0 | 0 | 0 | 0 | 0 | 0 | [14 empty] | 0 | 0 | 0 | 0 | 0 | 0 | 0 | [7 empty] | 0 | 0 | 0 | 0 | 0 | 0 | 0
| 613 |  |  | 0 | 0 | 0 | 0 | 0 | 0 | 0 |  | 1 | 1 | 1 | 1 | 1 | 1 | 1 | 0 | 0 | 0 | 0 | 0 | 0 | 0 | 0 | 0 | 0 | 0 | 0 | 0 | 0 | [14 empty] | 0 | 0 | 0 | 0 | 0 | 0 | 0 | [7 empty] | 0 | 0 | 0 | 0 | 0 | 0 | 0
| 614 |  |  | 0 | 0 | 0 | 0 | 0 | 0 | 0 |  | 1 | 1 | 1 | 1 | 1 | 1 | 1 | 0 | 0 | 0 | 0 | 0 | 0 | 0 | 0 | 0 | 0 | 0 | 0 | 0 | 0 | [14 empty] | 0 | 0 | 0 | 0 | 0 | 0 | 0 | [7 empty] | 0 | 0 | 0 | 0 | 0 | 0 | 0
| 615 |  |  | 0 | 0 | 0 | 0 | 0 | 0 | 0 |  | 1 | 1 | 1 | 1 | 1 | 1 | 1 | 0 | 0 | 0 | 0 | 0 | 0 | 0 | 0 | 0 | 0 | 0 | 0 | 0 | 0 | [14 empty] | 0 | 0 | 0 | 0 | 0 | 0 | 0 | [7 empty] | 0 | 0 | 0 | 0 | 0 | 0 | 0
| 616 |  |  | 0 | 0 | 0 | 0 | 0 | 0 | 0 |  | 1 | 1 | 1 | 1 | 1 | 1 | 1 | 0 | 0 | 0 | 0 | 0 | 0 | 0 | 0 | 0 | 0 | 0 | 0 | 0 | 0 | [14 empty] | 0 | 0 | 0 | 0 | 0 | 0 | 0 | [7 empty] | 0 | 0 | 0 | 0 | 0 | 0 | 0
| 617 |  |  | 0 | 0 | 0 | 0 | 0 | 0 | 0 |  | 1 | 1 | 1 | 1 | 1 | 1 | 1 | 0 | 0 | 0 | 0 | 0 | 0 | 0 | 0 | 0 | 0 | 0 | 0 | 0 | 0 | [14 empty] | 0 | 0 | 0 | 0 | 0 | 0 | 0 | [7 empty] | 0 | 0 | 0 | 0 | 0 | 0 | 0
| 618 |  |  | 0 | 0 | 0 | 0 | 0 | 0 | 0 |  | 1 | 1 | 1 | 1 | 1 | 1 | 1 | 0 | 0 | 0 | 0 | 0 | 0 | 0 | 0 | 0 | 0 | 0 | 0 | 0 | 0 | [14 empty] | 0 | 0 | 0 | 0 | 0 | 0 | 0 | [7 empty] | 0 | 0 | 0 | 0 | 0 | 0 | 0
| 619 |  |  | 0 | 0 | 0 | 0 | 0 | 0 | 0 |  | 1 | 1 | 1 | 1 | 1 | 1 | 1 | 0 | 0 | 0 | 0 | 0 | 0 | 0 | 0 | 0 | 0 | 0 | 0 | 0 | 0 | [14 empty] | 0 | 0 | 0 | 0 | 0 | 0 | 0 | [7 empty] | 0 | 0 | 0 | 0 | 0 | 0 | 0
| 620 |  |  | 0 | 0 | 0 | 0 | 0 | 0 | 0 |  | 1 | 1 | 1 | 1 | 1 | 1 | 1 | 0 | 0 | 0 | 0 | 0 | 0 | 0 | 0 | 0 | 0 | 0 | 0 | 0 | 0 | [14 empty] | 0 | 0 | 0 | 0 | 0 | 0 | 0 | [7 empty] | 0 | 0 | 0 | 0 | 0 | 0 | 0
| 621 |  |  | 0 | 0 | 0 | 0 | 0 | 0 | 0 |  | 1 | 1 | 1 | 1 | 1 | 1 | 1 | 0 | 0 | 0 | 0 | 0 | 0 | 0 | 0 | 0 | 0 | 0 | 0 | 0 | 0 | [14 empty] | 0 | 0 | 0 | 0 | 0 | 0 | 0 | [7 empty] | 0 | 0 | 0 | 0 | 0 | 0 | 0
| 622 |  |  | 0 | 0 | 0 | 0 | 0 | 0 | 0 |  | 1 | 1 | 1 | 1 | 1 | 1 | 1 | 0 | 0 | 0 | 0 | 0 | 0 | 0 | 0 | 0 | 0 | 0 | 0 | 0 | 0 | [14 empty] | 0 | 0 | 0 | 0 | 0 | 0 | 0 | [7 empty] | 0 | 0 | 0 | 0 | 0 | 0 | 0
| 623 |  |  | 0 | 0 | 0 | 0 | 0 | 0 | 0 |  | 1 | 1 | 1 | 1 | 1 | 1 | 1 | 0 | 0 | 0 | 0 | 0 | 0 | 0 | 0 | 0 | 0 | 0 | 0 | 0 | 0 | [14 empty] | 0 | 0 | 0 | 0 | 0 | 0 | 0 | [7 empty] | 0 | 0 | 0 | 0 | 0 | 0 | 0
| 624 |  |  | 0 | 0 | 0 | 0 | 0 | 0 | 0 |  | 1 | 1 | 1 | 1 | 1 | 1 | 1 | 0 | 0 | 0 | 0 | 0 | 0 | 0 | 0 | 0 | 0 | 0 | 0 | 0 | 0 | [14 empty] | 0 | 0 | 0 | 0 | 0 | 0 | 0 | [7 empty] | 0 | 0 | 0 | 0 | 0 | 0 | 0
| 625 |  |  | 0 | 0 | 0 | 0 | 0 | 0 | 0 |  | 1 | 1 | 1 | 1 | 1 | 1 | 1 | 0 | 0 | 0 | 0 | 0 | 0 | 0 | 0 | 0 | 0 | 0 | 0 | 0 | 0 | [14 empty] | 0 | 0 | 0 | 0 | 0 | 0 | 0 | [7 empty] | 0 | 0 | 0 | 0 | 0 | 0 | 0
| 626 |  |  | 0 | 0 | 0 | 0 | 0 | 0 | 0 |  | 1 | 1 | 1 | 1 | 1 | 1 | 1 | 0 | 0 | 0 | 0 | 0 | 0 | 0 | 0 | 0 | 0 | 0 | 0 | 0 | 0 | [14 empty] | 0 | 0 | 0 | 0 | 0 | 0 | 0 | [7 empty] | 0 | 0 | 0 | 0 | 0 | 0 | 0
| 627 |  |  | 0 | 0 | 0 | 0 | 0 | 0 | 0 |  | 1 | 1 | 1 | 1 | 1 | 1 | 1 | 0 | 0 | 0 | 0 | 0 | 0 | 0 | 0 | 0 | 0 | 0 | 0 | 0 | 0 | [14 empty] | 0 | 0 | 0 | 0 | 0 | 0 | 0 | [7 empty] | 0 | 0 | 0 | 0 | 0 | 0 | 0
| 628 |  |  | 0 | 0 | 0 | 0 | 0 | 0 | 0 |  | 1 | 1 | 1 | 1 | 1 | 1 | 1 | 0 | 0 | 0 | 0 | 0 | 0 | 0 | 0 | 0 | 0 | 0 | 0 | 0 | 0 | [14 empty] | 0 | 0 | 0 | 0 | 0 | 0 | 0 | [7 empty] | 0 | 0 | 0 | 0 | 0 | 0 | 0
| 629 |  |  | 0 | 0 | 0 | 0 | 0 | 0 | 0 |  | 1 | 1 | 1 | 1 | 1 | 1 | 1 | 0 | 0 | 0 | 0 | 0 | 0 | 0 | 0 | 0 | 0 | 0 | 0 | 0 | 0 | [14 empty] | 0 | 0 | 0 | 0 | 0 | 0 | 0 | [7 empty] | 0 | 0 | 0 | 0 | 0 | 0 | 0
| 630 |  |  | 0 | 0 | 0 | 0 | 0 | 0 | 0 |  | 1 | 1 | 1 | 1 | 1 | 1 | 1 | 0 | 0 | 0 | 0 | 0 | 0 | 0 | 0 | 0 | 0 | 0 | 0 | 0 | 0 | [14 empty] | 0 | 0 | 0 | 0 | 0 | 0 | 0 | [7 empty] | 0 | 0 | 0 | 0 | 0 | 0 | 0
| 631 |  |  | 0 | 0 | 0 | 0 | 0 | 0 | 0 |  | 1 | 1 | 1 | 1 | 1 | 1 | 1 | 0 | 0 | 0 | 0 | 0 | 0 | 0 | 0 | 0 | 0 | 0 | 0 | 0 | 0 | [14 empty] | 0 | 0 | 0 | 0 | 0 | 0 | 0 | [7 empty] | 0 | 0 | 0 | 0 | 0 | 0 | 0
| 632 |  |  | 0 | 0 | 0 | 0 | 0 | 0 | 0 |  | 1 | 1 | 1 | 1 | 1 | 1 | 1 | 0 | 0 | 0 | 0 | 0 | 0 | 0 | 0 | 0 | 0 | 0 | 0 | 0 | 0 | [14 empty] | 0 | 0 | 0 | 0 | 0 | 0 | 0 | [7 empty] | 0 | 0 | 0 | 0 | 0 | 0 | 0
| 633 |  |  | 0 | 0 | 0 | 0 | 0 | 0 | 0 |  | 1 | 1 | 1 | 1 | 1 | 1 | 1 | 0 | 0 | 0 | 0 | 0 | 0 | 0 | 0 | 0 | 0 | 0 | 0 | 0 | 0 | [14 empty] | 0 | 0 | 0 | 0 | 0 | 0 | 0 | [7 empty] | 0 | 0 | 0 | 0 | 0 | 0 | 0
| 634 |  |  | 0 | 0 | 0 | 0 | 0 | 0 | 0 |  | 1 | 1 | 1 | 1 | 1 | 1 | 1 | 0 | 0 | 0 | 0 | 0 | 0 | 0 | 0 | 0 | 0 | 0 | 0 | 0 | 0 | [14 empty] | 0 | 0 | 0 | 0 | 0 | 0 | 0 | [7 empty] | 0 | 0 | 0 | 0 | 0 | 0 | 0
| 635 |  |  | 0 | 0 | 0 | 0 | 0 | 0 | 0 |  | 1 | 1 | 1 | 1 | 1 | 1 | 1 | 0 | 0 | 0 | 0 | 0 | 0 | 0 | 0 | 0 | 0 | 0 | 0 | 0 | 0 | [14 empty] | 0 | 0 | 0 | 0 | 0 | 0 | 0 | [7 empty] | 0 | 0 | 0 | 0 | 0 | 0 | 0
| 636 |  |  | 0 | 0 | 0 | 0 | 0 | 0 | 0 |  | 1 | 1 | 1 | 1 | 1 | 1 | 1 | 0 | 0 | 0 | 0 | 0 | 0 | 0 | 0 | 0 | 0 | 0 | 0 | 0 | 0 | [14 empty] | 0 | 0 | 0 | 0 | 0 | 0 | 0 | [7 empty] | 0 | 0 | 0 | 0 | 0 | 0 | 0
| 637 |  |  | 0 | 0 | 0 | 0 | 0 | 0 | 0 |  | 1 | 1 | 1 | 1 | 1 | 1 | 1 | 0 | 0 | 0 | 0 | 0 | 0 | 0 | 0 | 0 | 0 | 0 | 0 | 0 | 0 | [14 empty] | 0 | 0 | 0 | 0 | 0 | 0 | 0 | [7 empty] | 0 | 0 | 0 | 0 | 0 | 0 | 0
| 638 |  |  | 0 | 0 | 0 | 0 | 0 | 0 | 0 |  | 1 | 1 | 1 | 1 | 1 | 1 | 1 | 0 | 0 | 0 | 0 | 0 | 0 | 0 | 0 | 0 | 0 | 0 | 0 | 0 | 0 | [14 empty] | 0 | 0 | 0 | 0 | 0 | 0 | 0 | [7 empty] | 0 | 0 | 0 | 0 | 0 | 0 | 0
| 639 |  |  | 0 | 0 | 0 | 0 | 0 | 0 | 0 |  | 1 | 1 | 1 | 1 | 1 | 1 | 1 | 0 | 0 | 0 | 0 | 0 | 0 | 0 | 0 | 0 | 0 | 0 | 0 | 0 | 0 | [14 empty] | 0 | 0 | 0 | 0 | 0 | 0 | 0 | [7 empty] | 0 | 0 | 0 | 0 | 0 | 0 | 0
| 640 |  |  | 0 | 0 | 0 | 0 | 0 | 0 | 0 |  | 1 | 1 | 1 | 1 | 1 | 1 | 1 | 0 | 0 | 0 | 0 | 0 | 0 | 0 | 0 | 0 | 0 | 0 | 0 | 0 | 0 | [14 empty] | 0 | 0 | 0 | 0 | 0 | 0 | 0 | [7 empty] | 0 | 0 | 0 | 0 | 0 | 0 | 0
| 641 |  |  | 0 | 0 | 0 | 0 | 0 | 0 | 0 |  | 1 | 1 | 1 | 1 | 1 | 1 | 1 | 0 | 0 | 0 | 0 | 0 | 0 | 0 | 0 | 0 | 0 | 0 | 0 | 0 | 0 | [14 empty] | 0 | 0 | 0 | 0 | 0 | 0 | 0 | [7 empty] | 0 | 0 | 0 | 0 | 0 | 0 | 0
| 642 |  |  | 0 | 0 | 0 | 0 | 0 | 0 | 0 |  | 1 | 1 | 1 | 1 | 1 | 1 | 1 | 0 | 0 | 0 | 0 | 0 | 0 | 0 | 0 | 0 | 0 | 0 | 0 | 0 | 0 | [14 empty] | 0 | 0 | 0 | 0 | 0 | 0 | 0 | [7 empty] | 0 | 0 | 0 | 0 | 0 | 0 | 0
| 643 |  |  | 0 | 0 | 0 | 0 | 0 | 0 | 0 |  | 1 | 1 | 1 | 1 | 1 | 1 | 1 | 0 | 0 | 0 | 0 | 0 | 0 | 0 | 0 | 0 | 0 | 0 | 0 | 0 | 0 | [14 empty] | 0 | 0 | 0 | 0 | 0 | 0 | 0 | [7 empty] | 0 | 0 | 0 | 0 | 0 | 0 | 0
| 644 |  |  | 0 | 0 | 0 | 0 | 0 | 0 | 0 |  | 1 | 1 | 1 | 1 | 1 | 1 | 1 | 0 | 0 | 0 | 0 | 0 | 0 | 0 | 0 | 0 | 0 | 0 | 0 | 0 | 0 | [14 empty] | 0 | 0 | 0 | 0 | 0 | 0 | 0 | [7 empty] | 0 | 0 | 0 | 0 | 0 | 0 | 0
| 645 |  |  | 0 | 0 | 0 | 0 | 0 | 0 | 0 |  | 1 | 1 | 1 | 1 | 1 | 1 | 1 | 0 | 0 | 0 | 0 | 0 | 0 | 0 | 0 | 0 | 0 | 0 | 0 | 0 | 0 | [14 empty] | 0 | 0 | 0 | 0 | 0 | 0 | 0 | [7 empty] | 0 | 0 | 0 | 0 | 0 | 0 | 0
| 646 |  |  | 0 | 0 | 0 | 0 | 0 | 0 | 0 |  | 1 | 1 | 1 | 1 | 1 | 1 | 1 | 0 | 0 | 0 | 0 | 0 | 0 | 0 | 0 | 0 | 0 | 0 | 0 | 0 | 0 | [14 empty] | 0 | 0 | 0 | 0 | 0 | 0 | 0 | [7 empty] | 0 | 0 | 0 | 0 | 0 | 0 | 0
| 647 |  |  | 0 | 0 | 0 | 0 | 0 | 0 | 0 |  | 1 | 1 | 1 | 1 | 1 | 1 | 1 | 0 | 0 | 0 | 0 | 0 | 0 | 0 | 0 | 0 | 0 | 0 | 0 | 0 | 0 | [14 empty] | 0 | 0 | 0 | 0 | 0 | 0 | 0 | [7 empty] | 0 | 0 | 0 | 0 | 0 | 0 | 0
| 648 |  |  | 0 | 0 | 0 | 0 | 0 | 0 | 0 |  | 1 | 1 | 1 | 1 | 1 | 1 | 1 | 0 | 0 | 0 | 0 | 0 | 0 | 0 | 0 | 0 | 0 | 0 | 0 | 0 | 0 | [14 empty] | 0 | 0 | 0 | 0 | 0 | 0 | 0 | [7 empty] | 0 | 0 | 0 | 0 | 0 | 0 | 0
| 649 |  |  | 0 | 0 | 0 | 0 | 0 | 0 | 0 |  | 1 | 1 | 1 | 1 | 1 | 1 | 1 | 0 | 0 | 0 | 0 | 0 | 0 | 0 | 0 | 0 | 0 | 0 | 0 | 0 | 0 | [14 empty] | 0 | 0 | 0 | 0 | 0 | 0 | 0 | [7 empty] | 0 | 0 | 0 | 0 | 0 | 0 | 0
| 650 |  |  | 0 | 0 | 0 | 0 | 0 | 0 | 0 |  | 1 | 1 | 1 | 1 | 1 | 1 | 1 | 0 | 0 | 0 | 0 | 0 | 0 | 0 | 0 | 0 | 0 | 0 | 0 | 0 | 0 | [14 empty] | 0 | 0 | 0 | 0 | 0 | 0 | 0 | [7 empty] | 0 | 0 | 0 | 0 | 0 | 0 | 0
| 651 |  |  | 0 | 0 | 0 | 0 | 0 | 0 | 0 |  | 1 | 1 | 1 | 1 | 1 | 1 | 1 | 0 | 0 | 0 | 0 | 0 | 0 | 0 | 0 | 0 | 0 | 0 | 0 | 0 | 0 | [14 empty] | 0 | 0 | 0 | 0 | 0 | 0 | 0 | [7 empty] | 0 | 0 | 0 | 0 | 0 | 0 | 0
| 652 |  |  | 0 | 0 | 0 | 0 | 0 | 0 | 0 |  | 1 | 1 | 1 | 1 | 1 | 1 | 1 | 0 | 0 | 0 | 0 | 0 | 0 | 0 | 0 | 0 | 0 | 0 | 0 | 0 | 0 | [14 empty] | 0 | 0 | 0 | 0 | 0 | 0 | 0 | [7 empty] | 0 | 0 | 0 | 0 | 0 | 0 | 0
| 653 |  |  | 0 | 0 | 0 | 0 | 0 | 0 | 0 |  | 1 | 1 | 1 | 1 | 1 | 1 | 1 | 0 | 0 | 0 | 0 | 0 | 0 | 0 | 0 | 0 | 0 | 0 | 0 | 0 | 0 | [14 empty] | 0 | 0 | 0 | 0 | 0 | 0 | 0 | [7 empty] | 0 | 0 | 0 | 0 | 0 | 0 | 0
| 654 |  |  | 0 | 0 | 0 | 0 | 0 | 0 | 0 |  | 1 | 1 | 1 | 1 | 1 | 1 | 1 | 0 | 0 | 0 | 0 | 0 | 0 | 0 | 0 | 0 | 0 | 0 | 0 | 0 | 0 | [14 empty] | 0 | 0 | 0 | 0 | 0 | 0 | 0 | [7 empty] | 0 | 0 | 0 | 0 | 0 | 0 | 0
| 655 |  |  | 0 | 0 | 0 | 0 | 0 | 0 | 0 |  | 1 | 1 | 1 | 1 | 1 | 1 | 1 | 0 | 0 | 0 | 0 | 0 | 0 | 0 | 0 | 0 | 0 | 0 | 0 | 0 | 0 | [14 empty] | 0 | 0 | 0 | 0 | 0 | 0 | 0 | [7 empty] | 0 | 0 | 0 | 0 | 0 | 0 | 0
| 656 |  |  | 0 | 0 | 0 | 0 | 0 | 0 | 0 |  | 1 | 1 | 1 | 1 | 1 | 1 | 1 | 0 | 0 | 0 | 0 | 0 | 0 | 0 | 0 | 0 | 0 | 0 | 0 | 0 | 0 | [14 empty] | 0 | 0 | 0 | 0 | 0 | 0 | 0 | [7 empty] | 0 | 0 | 0 | 0 | 0 | 0 | 0
| 657 |  |  | 0 | 0 | 0 | 0 | 0 | 0 | 0 |  | 1 | 1 | 1 | 1 | 1 | 1 | 1 | 0 | 0 | 0 | 0 | 0 | 0 | 0 | 0 | 0 | 0 | 0 | 0 | 0 | 0 | [14 empty] | 0 | 0 | 0 | 0 | 0 | 0 | 0 | [7 empty] | 0 | 0 | 0 | 0 | 0 | 0 | 0
| 658 |  |  | 0 | 0 | 0 | 0 | 0 | 0 | 0 |  | 1 | 1 | 1 | 1 | 1 | 1 | 1 | 0 | 0 | 0 | 0 | 0 | 0 | 0 | 0 | 0 | 0 | 0 | 0 | 0 | 0 | [14 empty] | 0 | 0 | 0 | 0 | 0 | 0 | 0 | [7 empty] | 0 | 0 | 0 | 0 | 0 | 0 | 0
| 659 |  |  | 0 | 0 | 0 | 0 | 0 | 0 | 0 |  | 1 | 1 | 1 | 1 | 1 | 1 | 1 | 0 | 0 | 0 | 0 | 0 | 0 | 0 | 0 | 0 | 0 | 0 | 0 | 0 | 0 | [14 empty] | 0 | 0 | 0 | 0 | 0 | 0 | 0 | [7 empty] | 0 | 0 | 0 | 0 | 0 | 0 | 0
| 660 |  |  | 0 | 0 | 0 | 0 | 0 | 0 | 0 |  | 1 | 1 | 1 | 1 | 1 | 1 | 1 | 0 | 0 | 0 | 0 | 0 | 0 | 0 | 0 | 0 | 0 | 0 | 0 | 0 | 0 | [14 empty] | 0 | 0 | 0 | 0 | 0 | 0 | 0 | [7 empty] | 0 | 0 | 0 | 0 | 0 | 0 | 0
| 661 |  |  | 0 | 0 | 0 | 0 | 0 | 0 | 0 |  | 1 | 1 | 1 | 1 | 1 | 1 | 1 | 0 | 0 | 0 | 0 | 0 | 0 | 0 | 0 | 0 | 0 | 0 | 0 | 0 | 0 | [14 empty] | 0 | 0 | 0 | 0 | 0 | 0 | 0 | [7 empty] | 0 | 0 | 0 | 0 | 0 | 0 | 0
| 662 |  |  | 0 | 0 | 0 | 0 | 0 | 0 | 0 |  | 1 | 1 | 1 | 1 | 1 | 1 | 1 | 0 | 0 | 0 | 0 | 0 | 0 | 0 | 0 | 0 | 0 | 0 | 0 | 0 | 0 | [14 empty] | 0 | 0 | 0 | 0 | 0 | 0 | 0 | [7 empty] | 0 | 0 | 0 | 0 | 0 | 0 | 0
| 663 |  |  | 0 | 0 | 0 | 0 | 0 | 0 | 0 |  | 1 | 1 | 1 | 1 | 1 | 1 | 1 | 0 | 0 | 0 | 0 | 0 | 0 | 0 | 0 | 0 | 0 | 0 | 0 | 0 | 0 | [14 empty] | 0 | 0 | 0 | 0 | 0 | 0 | 0 | [7 empty] | 0 | 0 | 0 | 0 | 0 | 0 | 0
| 664 |  |  | 0 | 0 | 0 | 0 | 0 | 0 | 0 |  | 1 | 1 | 1 | 1 | 1 | 1 | 1 | 0 | 0 | 0 | 0 | 0 | 0 | 0 | 0 | 0 | 0 | 0 | 0 | 0 | 0 | [14 empty] | 0 | 0 | 0 | 0 | 0 | 0 | 0 | [7 empty] | 0 | 0 | 0 | 0 | 0 | 0 | 0
| 665 |  |  | 0 | 0 | 0 | 0 | 0 | 0 | 0 |  | 1 | 1 | 1 | 1 | 1 | 1 | 1 | 0 | 0 | 0 | 0 | 0 | 0 | 0 | 0 | 0 | 0 | 0 | 0 | 0 | 0 | [14 empty] | 0 | 0 | 0 | 0 | 0 | 0 | 0 | [7 empty] | 0 | 0 | 0 | 0 | 0 | 0 | 0
| 666 |  |  | 0 | 0 | 0 | 0 | 0 | 0 | 0 |  | 1 | 1 | 1 | 1 | 1 | 1 | 1 | 0 | 0 | 0 | 0 | 0 | 0 | 0 | 0 | 0 | 0 | 0 | 0 | 0 | 0 | [14 empty] | 0 | 0 | 0 | 0 | 0 | 0 | 0 | [7 empty] | 0 | 0 | 0 | 0 | 0 | 0 | 0
| 667 |  |  | 0 | 0 | 0 | 0 | 0 | 0 | 0 |  | 1 | 1 | 1 | 1 | 1 | 1 | 1 | 0 | 0 | 0 | 0 | 0 | 0 | 0 | 0 | 0 | 0 | 0 | 0 | 0 | 0 | [14 empty] | 0 | 0 | 0 | 0 | 0 | 0 | 0 | [7 empty] | 0 | 0 | 0 | 0 | 0 | 0 | 0
| 668 |  |  | 0 | 0 | 0 | 0 | 0 | 0 | 0 |  | 1 | 1 | 1 | 1 | 1 | 1 | 1 | 0 | 0 | 0 | 0 | 0 | 0 | 0 | 0 | 0 | 0 | 0 | 0 | 0 | 0 | [14 empty] | 0 | 0 | 0 | 0 | 0 | 0 | 0 | [7 empty] | 0 | 0 | 0 | 0 | 0 | 0 | 0
| 669 |  |  | 0 | 0 | 0 | 0 | 0 | 0 | 0 |  | 1 | 1 | 1 | 1 | 1 | 1 | 1 | 0 | 0 | 0 | 0 | 0 | 0 | 0 | 0 | 0 | 0 | 0 | 0 | 0 | 0 | [14 empty] | 0 | 0 | 0 | 0 | 0 | 0 | 0 | [7 empty] | 0 | 0 | 0 | 0 | 0 | 0 | 0
| 670 |  |  | 0 | 0 | 0 | 0 | 0 | 0 | 0 |  | 1 | 1 | 1 | 1 | 1 | 1 | 1 | 0 | 0 | 0 | 0 | 0 | 0 | 0 | 0 | 0 | 0 | 0 | 0 | 0 | 0 | [14 empty] | 0 | 0 | 0 | 0 | 0 | 0 | 0 | [7 empty] | 0 | 0 | 0 | 0 | 0 | 0 | 0
| 671 |  |  | 0 | 0 | 0 | 0 | 0 | 0 | 0 |  | 1 | 1 | 1 | 1 | 1 | 1 | 1 | 0 | 0 | 0 | 0 | 0 | 0 | 0 | 0 | 0 | 0 | 0 | 0 | 0 | 0 | [14 empty] | 0 | 0 | 0 | 0 | 0 | 0 | 0 | [7 empty] | 0 | 0 | 0 | 0 | 0 | 0 | 0
| 672 |  |  | 0 | 0 | 0 | 0 | 0 | 0 | 0 |  | 1 | 1 | 1 | 1 | 1 | 1 | 1 | 0 | 0 | 0 | 0 | 0 | 0 | 0 | 0 | 0 | 0 | 0 | 0 | 0 | 0 | [14 empty] | 0 | 0 | 0 | 0 | 0 | 0 | 0 | [7 empty] | 0 | 0 | 0 | 0 | 0 | 0 | 0
| 673 |  |  | 0 | 0 | 0 | 0 | 0 | 0 | 0 |  | 1 | 1 | 1 | 1 | 1 | 1 | 1 | 0 | 0 | 0 | 0 | 0 | 0 | 0 | 0 | 0 | 0 | 0 | 0 | 0 | 0 | [14 empty] | 0 | 0 | 0 | 0 | 0 | 0 | 0 | [7 empty] | 0 | 0 | 0 | 0 | 0 | 0 | 0
| 674 |  |  | 0 | 0 | 0 | 0 | 0 | 0 | 0 |  | 1 | 1 | 1 | 1 | 1 | 1 | 1 | 0 | 0 | 0 | 0 | 0 | 0 | 0 | 0 | 0 | 0 | 0 | 0 | 0 | 0 | [14 empty] | 0 | 0 | 0 | 0 | 0 | 0 | 0 | [7 empty] | 0 | 0 | 0 | 0 | 0 | 0 | 0
| 675 |  |  | 0 | 0 | 0 | 0 | 0 | 0 | 0 |  | 1 | 1 | 1 | 1 | 1 | 1 | 1 | 0 | 0 | 0 | 0 | 0 | 0 | 0 | 0 | 0 | 0 | 0 | 0 | 0 | 0 | [14 empty] | 0 | 0 | 0 | 0 | 0 | 0 | 0 | [7 empty] | 0 | 0 | 0 | 0 | 0 | 0 | 0
| 676 |  |  | 0 | 0 | 0 | 0 | 0 | 0 | 0 |  | 1 | 1 | 1 | 1 | 1 | 1 | 1 | 0 | 0 | 0 | 0 | 0 | 0 | 0 | 0 | 0 | 0 | 0 | 0 | 0 | 0 | [14 empty] | 0 | 0 | 0 | 0 | 0 | 0 | 0 | [7 empty] | 0 | 0 | 0 | 0 | 0 | 0 | 0
| 677 |  |  | 0 | 0 | 0 | 0 | 0 | 0 | 0 |  | 1 | 1 | 1 | 1 | 1 | 1 | 1 | 0 | 0 | 0 | 0 | 0 | 0 | 0 | 0 | 0 | 0 | 0 | 0 | 0 | 0 | [14 empty] | 0 | 0 | 0 | 0 | 0 | 0 | 0 | [7 empty] | 0 | 0 | 0 | 0 | 0 | 0 | 0
| 678 |  |  | 0 | 0 | 0 | 0 | 0 | 0 | 0 |  | 1 | 1 | 1 | 1 | 1 | 1 | 1 | 0 | 0 | 0 | 0 | 0 | 0 | 0 | 0 | 0 | 0 | 0 | 0 | 0 | 0 | [14 empty] | 0 | 0 | 0 | 0 | 0 | 0 | 0 | [7 empty] | 0 | 0 | 0 | 0 | 0 | 0 | 0
| 679 |  |  | 0 | 0 | 0 | 0 | 0 | 0 | 0 |  | 1 | 1 | 1 | 1 | 1 | 1 | 1 | 0 | 0 | 0 | 0 | 0 | 0 | 0 | 0 | 0 | 0 | 0 | 0 | 0 | 0 | [14 empty] | 0 | 0 | 0 | 0 | 0 | 0 | 0 | [7 empty] | 0 | 0 | 0 | 0 | 0 | 0 | 0
| 680 |  |  | 0 | 0 | 0 | 0 | 0 | 0 | 0 |  | 1 | 1 | 1 | 1 | 1 | 1 | 1 | 0 | 0 | 0 | 0 | 0 | 0 | 0 | 0 | 0 | 0 | 0 | 0 | 0 | 0 | [14 empty] | 0 | 0 | 0 | 0 | 0 | 0 | 0 | [7 empty] | 0 | 0 | 0 | 0 | 0 | 0 | 0
| 681 |  |  | 0 | 0 | 0 | 0 | 0 | 0 | 0 |  | 1 | 1 | 1 | 1 | 1 | 1 | 1 | 0 | 0 | 0 | 0 | 0 | 0 | 0 | 0 | 0 | 0 | 0 | 0 | 0 | 0 | [14 empty] | 0 | 0 | 0 | 0 | 0 | 0 | 0 | [7 empty] | 0 | 0 | 0 | 0 | 0 | 0 | 0
| 682 |  |  | 0 | 0 | 0 | 0 | 0 | 0 | 0 |  | 1 | 1 | 1 | 1 | 1 | 1 | 1 | 0 | 0 | 0 | 0 | 0 | 0 | 0 | 0 | 0 | 0 | 0 | 0 | 0 | 0 | [14 empty] | 0 | 0 | 0 | 0 | 0 | 0 | 0 | [7 empty] | 0 | 0 | 0 | 0 | 0 | 0 | 0
| 683 |  |  | 0 | 0 | 0 | 0 | 0 | 0 | 0 |  | 1 | 1 | 1 | 1 | 1 | 1 | 1 | 0 | 0 | 0 | 0 | 0 | 0 | 0 | 0 | 0 | 0 | 0 | 0 | 0 | 0 | [14 empty] | 0 | 0 | 0 | 0 | 0 | 0 | 0 | [7 empty] | 0 | 0 | 0 | 0 | 0 | 0 | 0
| 684 |  |  | 0 | 0 | 0 | 0 | 0 | 0 | 0 |  | 1 | 1 | 1 | 1 | 1 | 1 | 1 | 0 | 0 | 0 | 0 | 0 | 0 | 0 | 0 | 0 | 0 | 0 | 0 | 0 | 0 | [14 empty] | 0 | 0 | 0 | 0 | 0 | 0 | 0 | [7 empty] | 0 | 0 | 0 | 0 | 0 | 0 | 0
| 685 |  |  | 0 | 0 | 0 | 0 | 0 | 0 | 0 |  | 1 | 1 | 1 | 1 | 1 | 1 | 1 | 0 | 0 | 0 | 0 | 0 | 0 | 0 | 0 | 0 | 0 | 0 | 0 | 0 | 0 | [14 empty] | 0 | 0 | 0 | 0 | 0 | 0 | 0 | [7 empty] | 0 | 0 | 0 | 0 | 0 | 0 | 0
| 686 |  |  | 0 | 0 | 0 | 0 | 0 | 0 | 0 |  | 1 | 1 | 1 | 1 | 1 | 1 | 1 | 0 | 0 | 0 | 0 | 0 | 0 | 0 | 0 | 0 | 0 | 0 | 0 | 0 | 0 | [14 empty] | 0 | 0 | 0 | 0 | 0 | 0 | 0 | [7 empty] | 0 | 0 | 0 | 0 | 0 | 0 | 0
| 687 |  |  | 0 | 0 | 0 | 0 | 0 | 0 | 0 |  | 1 | 1 | 1 | 1 | 1 | 1 | 1 | 0 | 0 | 0 | 0 | 0 | 0 | 0 | 0 | 0 | 0 | 0 | 0 | 0 | 0 | [14 empty] | 0 | 0 | 0 | 0 | 0 | 0 | 0 | [7 empty] | 0 | 0 | 0 | 0 | 0 | 0 | 0
| 688 |  |  | 0 | 0 | 0 | 0 | 0 | 0 | 0 |  | 1 | 1 | 1 | 1 | 1 | 1 | 1 | 0 | 0 | 0 | 0 | 0 | 0 | 0 | 0 | 0 | 0 | 0 | 0 | 0 | 0 | [14 empty] | 0 | 0 | 0 | 0 | 0 | 0 | 0 | [7 empty] | 0 | 0 | 0 | 0 | 0 | 0 | 0
| 689 |  |  | 0 | 0 | 0 | 0 | 0 | 0 | 0 |  | 1 | 1 | 1 | 1 | 1 | 1 | 1 | 0 | 0 | 0 | 0 | 0 | 0 | 0 | 0 | 0 | 0 | 0 | 0 | 0 | 0 | [14 empty] | 0 | 0 | 0 | 0 | 0 | 0 | 0 | [7 empty] | 0 | 0 | 0 | 0 | 0 | 0 | 0
| 690 |  |  | 0 | 0 | 0 | 0 | 0 | 0 | 0 |  | 1 | 1 | 1 | 1 | 1 | 1 | 1 | 0 | 0 | 0 | 0 | 0 | 0 | 0 | 0 | 0 | 0 | 0 | 0 | 0 | 0 | [14 empty] | 0 | 0 | 0 | 0 | 0 | 0 | 0 | [7 empty] | 0 | 0 | 0 | 0 | 0 | 0 | 0
| 691 |  |  | 0 | 0 | 0 | 0 | 0 | 0 | 0 |  | 1 | 1 | 1 | 1 | 1 | 1 | 1 | 0 | 0 | 0 | 0 | 0 | 0 | 0 | 0 | 0 | 0 | 0 | 0 | 0 | 0 | [14 empty] | 0 | 0 | 0 | 0 | 0 | 0 | 0 | [7 empty] | 0 | 0 | 0 | 0 | 0 | 0 | 0
| 692 |  |  | 0 | 0 | 0 | 0 | 0 | 0 | 0 |  | 1 | 1 | 1 | 1 | 1 | 1 | 1 | 0 | 0 | 0 | 0 | 0 | 0 | 0 | 0 | 0 | 0 | 0 | 0 | 0 | 0 | [14 empty] | 0 | 0 | 0 | 0 | 0 | 0 | 0 | [7 empty] | 0 | 0 | 0 | 0 | 0 | 0 | 0
| 693 |  |  | 0 | 0 | 0 | 0 | 0 | 0 | 0 |  | 1 | 1 | 1 | 1 | 1 | 1 | 1 | 0 | 0 | 0 | 0 | 0 | 0 | 0 | 0 | 0 | 0 | 0 | 0 | 0 | 0 | [14 empty] | 0 | 0 | 0 | 0 | 0 | 0 | 0 | [7 empty] | 0 | 0 | 0 | 0 | 0 | 0 | 0
| 694 |  |  | 0 | 0 | 0 | 0 | 0 | 0 | 0 |  | 1 | 1 | 1 | 1 | 1 | 1 | 1 | 0 | 0 | 0 | 0 | 0 | 0 | 0 | 0 | 0 | 0 | 0 | 0 | 0 | 0 | [14 empty] | 0 | 0 | 0 | 0 | 0 | 0 | 0 | [7 empty] | 0 | 0 | 0 | 0 | 0 | 0 | 0
| 695 |  |  | 0 | 0 | 0 | 0 | 0 | 0 | 0 |  | 1 | 1 | 1 | 1 | 1 | 1 | 1 | 0 | 0 | 0 | 0 | 0 | 0 | 0 | 0 | 0 | 0 | 0 | 0 | 0 | 0 | [14 empty] | 0 | 0 | 0 | 0 | 0 | 0 | 0 | [7 empty] | 0 | 0 | 0 | 0 | 0 | 0 | 0
| 696 |  |  | 0 | 0 | 0 | 0 | 0 | 0 | 0 |  | 1 | 1 | 1 | 1 | 1 | 1 | 1 | 0 | 0 | 0 | 0 | 0 | 0 | 0 | 0 | 0 | 0 | 0 | 0 | 0 | 0 | [14 empty] | 0 | 0 | 0 | 0 | 0 | 0 | 0 | [7 empty] | 0 | 0 | 0 | 0 | 0 | 0 | 0
| 697 |  |  | 0 | 0 | 0 | 0 | 0 | 0 | 0 |  | 1 | 1 | 1 | 1 | 1 | 1 | 1 | 0 | 0 | 0 | 0 | 0 | 0 | 0 | 0 | 0 | 0 | 0 | 0 | 0 | 0 | [14 empty] | 0 | 0 | 0 | 0 | 0 | 0 | 0 | [7 empty] | 0 | 0 | 0 | 0 | 0 | 0 | 0
| 698 |  |  | 0 | 0 | 0 | 0 | 0 | 0 | 0 |  | 1 | 1 | 1 | 1 | 1 | 1 | 1 | 0 | 0 | 0 | 0 | 0 | 0 | 0 | 0 | 0 | 0 | 0 | 0 | 0 | 0 | [14 empty] | 0 | 0 | 0 | 0 | 0 | 0 | 0 | [7 empty] | 0 | 0 | 0 | 0 | 0 | 0 | 0
| 699 |  |  | 0 | 0 | 0 | 0 | 0 | 0 | 0 |  | 1 | 1 | 1 | 1 | 1 | 1 | 1 | 0 | 0 | 0 | 0 | 0 | 0 | 0 | 0 | 0 | 0 | 0 | 0 | 0 | 0 | [14 empty] | 0 | 0 | 0 | 0 | 0 | 0 | 0 | [7 empty] | 0 | 0 | 0 | 0 | 0 | 0 | 0
| 700 |  |  | 0 | 0 | 0 | 0 | 0 | 0 | 0 |  | 1 | 1 | 1 | 1 | 1 | 1 | 1 | 0 | 0 | 0 | 0 | 0 | 0 | 0 | 0 | 0 | 0 | 0 | 0 | 0 | 0 | [14 empty] | 0 | 0 | 0 | 0 | 0 | 0 | 0 | [7 empty] | 0 | 0 | 0 | 0 | 0 | 0 | 0
| 701 |  |  | 0 | 0 | 0 | 0 | 0 | 0 | 0 |  | 1 | 1 | 1 | 1 | 1 | 1 | 1 | 0 | 0 | 0 | 0 | 0 | 0 | 0 | 0 | 0 | 0 | 0 | 0 | 0 | 0 | [14 empty] | 0 | 0 | 0 | 0 | 0 | 0 | 0 | [7 empty] | 0 | 0 | 0 | 0 | 0 | 0 | 0
| 702 |  |  | 0 | 0 | 0 | 0 | 0 | 0 | 0 |  | 1 | 1 | 1 | 1 | 1 | 1 | 1 | 0 | 0 | 0 | 0 | 0 | 0 | 0 | 0 | 0 | 0 | 0 | 0 | 0 | 0 | [14 empty] | 0 | 0 | 0 | 0 | 0 | 0 | 0 | [7 empty] | 0 | 0 | 0 | 0 | 0 | 0 | 0
| 703 |  |  | 0 | 0 | 0 | 0 | 0 | 0 | 0 |  | 1 | 1 | 1 | 1 | 1 | 1 | 1 | 0 | 0 | 0 | 0 | 0 | 0 | 0 | 0 | 0 | 0 | 0 | 0 | 0 | 0 | [14 empty] | 0 | 0 | 0 | 0 | 0 | 0 | 0 | [7 empty] | 0 | 0 | 0 | 0 | 0 | 0 | 0
| 704 |  |  | 0 | 0 | 0 | 0 | 0 | 0 | 0 |  | 1 | 1 | 1 | 1 | 1 | 1 | 1 | 0 | 0 | 0 | 0 | 0 | 0 | 0 | 0 | 0 | 0 | 0 | 0 | 0 | 0 | [14 empty] | 0 | 0 | 0 | 0 | 0 | 0 | 0 | [7 empty] | 0 | 0 | 0 | 0 | 0 | 0 | 0
| 705 |  |  | 0 | 0 | 0 | 0 | 0 | 0 | 0 |  | 1 | 1 | 1 | 1 | 1 | 1 | 1 | 0 | 0 | 0 | 0 | 0 | 0 | 0 | 0 | 0 | 0 | 0 | 0 | 0 | 0 | [14 empty] | 0 | 0 | 0 | 0 | 0 | 0 | 0 | [7 empty] | 0 | 0 | 0 | 0 | 0 | 0 | 0
| 706 |  |  | 0 | 0 | 0 | 0 | 0 | 0 | 0 |  | 1 | 1 | 1 | 1 | 1 | 1 | 1 | 0 | 0 | 0 | 0 | 0 | 0 | 0 | 0 | 0 | 0 | 0 | 0 | 0 | 0 | [14 empty] | 0 | 0 | 0 | 0 | 0 | 0 | 0 | [7 empty] | 0 | 0 | 0 | 0 | 0 | 0 | 0
| 707 |  |  | 0 | 0 | 0 | 0 | 0 | 0 | 0 |  | 1 | 1 | 1 | 1 | 1 | 1 | 1 | 0 | 0 | 0 | 0 | 0 | 0 | 0 | 0 | 0 | 0 | 0 | 0 | 0 | 0 | [14 empty] | 0 | 0 | 0 | 0 | 0 | 0 | 0 | [7 empty] | 0 | 0 | 0 | 0 | 0 | 0 | 0
| 708 |  |  | 0 | 0 | 0 | 0 | 0 | 0 | 0 |  | 1 | 1 | 1 | 1 | 1 | 1 | 1 | 0 | 0 | 0 | 0 | 0 | 0 | 0 | 0 | 0 | 0 | 0 | 0 | 0 | 0 | [14 empty] | 0 | 0 | 0 | 0 | 0 | 0 | 0 | [7 empty] | 0 | 0 | 0 | 0 | 0 | 0 | 0
| 709 |  |  | 0 | 0 | 0 | 0 | 0 | 0 | 0 |  | 1 | 1 | 1 | 1 | 1 | 1 | 1 | 0 | 0 | 0 | 0 | 0 | 0 | 0 | 0 | 0 | 0 | 0 | 0 | 0 | 0 | [14 empty] | 0 | 0 | 0 | 0 | 0 | 0 | 0 | [7 empty] | 0 | 0 | 0 | 0 | 0 | 0 | 0
| 710 |  |  | 0 | 0 | 0 | 0 | 0 | 0 | 0 |  | 1 | 1 | 1 | 1 | 1 | 1 | 1 | 0 | 0 | 0 | 0 | 0 | 0 | 0 | 0 | 0 | 0 | 0 | 0 | 0 | 0 | [14 empty] | 0 | 0 | 0 | 0 | 0 | 0 | 0 | [7 empty] | 0 | 0 | 0 | 0 | 0 | 0 | 0
| 711 |  |  | 0 | 0 | 0 | 0 | 0 | 0 | 0 |  | 1 | 1 | 1 | 1 | 1 | 1 | 1 | 0 | 0 | 0 | 0 | 0 | 0 | 0 | 0 | 0 | 0 | 0 | 0 | 0 | 0 | [14 empty] | 0 | 0 | 0 | 0 | 0 | 0 | 0 | [7 empty] | 0 | 0 | 0 | 0 | 0 | 0 | 0
| 712 |  |  | 0 | 0 | 0 | 0 | 0 | 0 | 0 |  | 1 | 1 | 1 | 1 | 1 | 1 | 1 | 0 | 0 | 0 | 0 | 0 | 0 | 0 | 0 | 0 | 0 | 0 | 0 | 0 | 0 | [14 empty] | 0 | 0 | 0 | 0 | 0 | 0 | 0 | [7 empty] | 0 | 0 | 0 | 0 | 0 | 0 | 0
| 713 |  |  | 0 | 0 | 0 | 0 | 0 | 0 | 0 |  | 1 | 1 | 1 | 1 | 1 | 1 | 1 | 0 | 0 | 0 | 0 | 0 | 0 | 0 | 0 | 0 | 0 | 0 | 0 | 0 | 0 | [14 empty] | 0 | 0 | 0 | 0 | 0 | 0 | 0 | [7 empty] | 0 | 0 | 0 | 0 | 0 | 0 | 0
| 714 |  |  | 0 | 0 | 0 | 0 | 0 | 0 | 0 |  | 1 | 1 | 1 | 1 | 1 | 1 | 1 | 0 | 0 | 0 | 0 | 0 | 0 | 0 | 0 | 0 | 0 | 0 | 0 | 0 | 0 | [14 empty] | 0 | 0 | 0 | 0 | 0 | 0 | 0 | [7 empty] | 0 | 0 | 0 | 0 | 0 | 0 | 0
| 715 |  |  | 0 | 0 | 0 | 0 | 0 | 0 | 0 |  | 1 | 1 | 1 | 1 | 1 | 1 | 1 | 0 | 0 | 0 | 0 | 0 | 0 | 0 | 0 | 0 | 0 | 0 | 0 | 0 | 0 | [14 empty] | 0 | 0 | 0 | 0 | 0 | 0 | 0 | [7 empty] | 0 | 0 | 0 | 0 | 0 | 0 | 0
| 716 |  |  | 0 | 0 | 0 | 0 | 0 | 0 | 0 |  | 1 | 1 | 1 | 1 | 1 | 1 | 1 | 0 | 0 | 0 | 0 | 0 | 0 | 0 | 0 | 0 | 0 | 0 | 0 | 0 | 0 | [14 empty] | 0 | 0 | 0 | 0 | 0 | 0 | 0 | [7 empty] | 0 | 0 | 0 | 0 | 0 | 0 | 0
| 717 |  |  | 0 | 0 | 0 | 0 | 0 | 0 | 0 |  | 1 | 1 | 1 | 1 | 1 | 1 | 1 | 0 | 0 | 0 | 0 | 0 | 0 | 0 | 0 | 0 | 0 | 0 | 0 | 0 | 0 | [14 empty] | 0 | 0 | 0 | 0 | 0 | 0 | 0 | [7 empty] | 0 | 0 | 0 | 0 | 0 | 0 | 0
| 718 |  |  | 0 | 0 | 0 | 0 | 0 | 0 | 0 |  | 1 | 1 | 1 | 1 | 1 | 1 | 1 | 0 | 0 | 0 | 0 | 0 | 0 | 0 | 0 | 0 | 0 | 0 | 0 | 0 | 0 | [14 empty] | 0 | 0 | 0 | 0 | 0 | 0 | 0 | [7 empty] | 0 | 0 | 0 | 0 | 0 | 0 | 0
| 719 |  |  | 0 | 0 | 0 | 0 | 0 | 0 | 0 |  | 1 | 1 | 1 | 1 | 1 | 1 | 1 | 0 | 0 | 0 | 0 | 0 | 0 | 0 | 0 | 0 | 0 | 0 | 0 | 0 | 0 | [14 empty] | 0 | 0 | 0 | 0 | 0 | 0 | 0 | [7 empty] | 0 | 0 | 0 | 0 | 0 | 0 | 0
| 720 |  |  | 0 | 0 | 0 | 0 | 0 | 0 | 0 |  | 1 | 1 | 1 | 1 | 1 | 1 | 1 | 0 | 0 | 0 | 0 | 0 | 0 | 0 | 0 | 0 | 0 | 0 | 0 | 0 | 0 | [14 empty] | 0 | 0 | 0 | 0 | 0 | 0 | 0 | [7 empty] | 0 | 0 | 0 | 0 | 0 | 0 | 0
| 721 |  |  | 0 | 0 | 0 | 0 | 0 | 0 | 0 |  | 1 | 1 | 1 | 1 | 1 | 1 | 1 | 0 | 0 | 0 | 0 | 0 | 0 | 0 | 0 | 0 | 0 | 0 | 0 | 0 | 0 | [14 empty] | 0 | 0 | 0 | 0 | 0 | 0 | 0 | [7 empty] | 0 | 0 | 0 | 0 | 0 | 0 | 0
| 722 |  |  | 0 | 0 | 0 | 0 | 0 | 0 | 0 |  | 1 | 1 | 1 | 1 | 1 | 1 | 1 | 0 | 0 | 0 | 0 | 0 | 0 | 0 | 0 | 0 | 0 | 0 | 0 | 0 | 0 | [14 empty] | 0 | 0 | 0 | 0 | 0 | 0 | 0 | [7 empty] | 0 | 0 | 0 | 0 | 0 | 0 | 0
| 723 |  |  | 0 | 0 | 0 | 0 | 0 | 0 | 0 |  | 1 | 1 | 1 | 1 | 1 | 1 | 1 | 0 | 0 | 0 | 0 | 0 | 0 | 0 | 0 | 0 | 0 | 0 | 0 | 0 | 0 | [14 empty] | 0 | 0 | 0 | 0 | 0 | 0 | 0 | [7 empty] | 0 | 0 | 0 | 0 | 0 | 0 | 0
| 724 |  |  | 0 | 0 | 0 | 0 | 0 | 0 | 0 |  | 1 | 1 | 1 | 1 | 1 | 1 | 1 | 0 | 0 | 0 | 0 | 0 | 0 | 0 | 0 | 0 | 0 | 0 | 0 | 0 | 0 | [14 empty] | 0 | 0 | 0 | 0 | 0 | 0 | 0 | [7 empty] | 0 | 0 | 0 | 0 | 0 | 0 | 0
| 725 |  |  | 0 | 0 | 0 | 0 | 0 | 0 | 0 |  | 1 | 1 | 1 | 1 | 1 | 1 | 1 | 0 | 0 | 0 | 0 | 0 | 0 | 0 | 0 | 0 | 0 | 0 | 0 | 0 | 0 | [14 empty] | 0 | 0 | 0 | 0 | 0 | 0 | 0 | [7 empty] | 0 | 0 | 0 | 0 | 0 | 0 | 0
| 726 |  |  | 0 | 0 | 0 | 0 | 0 | 0 | 0 |  | 1 | 1 | 1 | 1 | 1 | 1 | 1 | 0 | 0 | 0 | 0 | 0 | 0 | 0 | 0 | 0 | 0 | 0 | 0 | 0 | 0 | [14 empty] | 0 | 0 | 0 | 0 | 0 | 0 | 0 | [7 empty] | 0 | 0 | 0 | 0 | 0 | 0 | 0
| 727 |  |  | 0 | 0 | 0 | 0 | 0 | 0 | 0 |  | 1 | 1 | 1 | 1 | 1 | 1 | 1 | 0 | 0 | 0 | 0 | 0 | 0 | 0 | 0 | 0 | 0 | 0 | 0 | 0 | 0 | [14 empty] | 0 | 0 | 0 | 0 | 0 | 0 | 0 | [7 empty] | 0 | 0 | 0 | 0 | 0 | 0 | 0
| 728 |  |  | 0 | 0 | 0 | 0 | 0 | 0 | 0 |  | 1 | 1 | 1 | 1 | 1 | 1 | 1 | 0 | 0 | 0 | 0 | 0 | 0 | 0 | 0 | 0 | 0 | 0 | 0 | 0 | 0 | [14 empty] | 0 | 0 | 0 | 0 | 0 | 0 | 0 | [7 empty] | 0 | 0 | 0 | 0 | 0 | 0 | 0
| 729 |  |  | 0 | 0 | 0 | 0 | 0 | 0 | 0 |  | 1 | 1 | 1 | 1 | 1 | 1 | 1 | 0 | 0 | 0 | 0 | 0 | 0 | 0 | 0 | 0 | 0 | 0 | 0 | 0 | 0 | [14 empty] | 0 | 0 | 0 | 0 | 0 | 0 | 0 | [7 empty] | 0 | 0 | 0 | 0 | 0 | 0 | 0
| 730 |  |  | 0 | 0 | 0 | 0 | 0 | 0 | 0 |  | 1 | 1 | 1 | 1 | 1 | 1 | 1 | 0 | 0 | 0 | 0 | 0 | 0 | 0 | 0 | 0 | 0 | 0 | 0 | 0 | 0 | [14 empty] | 0 | 0 | 0 | 0 | 0 | 0 | 0 | [7 empty] | 0 | 0 | 0 | 0 | 0 | 0 | 0
| 731 |  |  | 0 | 0 | 0 | 0 | 0 | 0 | 0 |  | 1 | 1 | 1 | 1 | 1 | 1 | 1 | 0 | 0 | 0 | 0 | 0 | 0 | 0 | 0 | 0 | 0 | 0 | 0 | 0 | 0 | [14 empty] | 0 | 0 | 0 | 0 | 0 | 0 | 0 | [7 empty] | 0 | 0 | 0 | 0 | 0 | 0 | 0
| 732 |  |  | 0 | 0 | 0 | 0 | 0 | 0 | 0 |  | 1 | 1 | 1 | 1 | 1 | 1 | 1 | 0 | 0 | 0 | 0 | 0 | 0 | 0 | 0 | 0 | 0 | 0 | 0 | 0 | 0 | [14 empty] | 0 | 0 | 0 | 0 | 0 | 0 | 0 | [7 empty] | 0 | 0 | 0 | 0 | 0 | 0 | 0
| 733 |  |  | 0 | 0 | 0 | 0 | 0 | 0 | 0 |  | 1 | 1 | 1 | 1 | 1 | 1 | 1 | 0 | 0 | 0 | 0 | 0 | 0 | 0 | 0 | 0 | 0 | 0 | 0 | 0 | 0 | [14 empty] | 0 | 0 | 0 | 0 | 0 | 0 | 0 | [7 empty] | 0 | 0 | 0 | 0 | 0 | 0 | 0
| 734 |  |  | 0 | 0 | 0 | 0 | 0 | 0 | 0 |  | 1 | 1 | 1 | 1 | 1 | 1 | 1 | 0 | 0 | 0 | 0 | 0 | 0 | 0 | 0 | 0 | 0 | 0 | 0 | 0 | 0 | [14 empty] | 0 | 0 | 0 | 0 | 0 | 0 | 0 | [7 empty] | 0 | 0 | 0 | 0 | 0 | 0 | 0
| 735 |  |  | 0 | 0 | 0 | 0 | 0 | 0 | 0 |  | 1 | 1 | 1 | 1 | 1 | 1 | 1 | 0 | 0 | 0 | 0 | 0 | 0 | 0 | 0 | 0 | 0 | 0 | 0 | 0 | 0 | [14 empty] | 0 | 0 | 0 | 0 | 0 | 0 | 0 | [7 empty] | 0 | 0 | 0 | 0 | 0 | 0 | 0
| 736 |  |  | 0 | 0 | 0 | 0 | 0 | 0 | 0 |  | 1 | 1 | 1 | 1 | 1 | 1 | 1 | 0 | 0 | 0 | 0 | 0 | 0 | 0 | 0 | 0 | 0 | 0 | 0 | 0 | 0 | [14 empty] | 0 | 0 | 0 | 0 | 0 | 0 | 0 | [7 empty] | 0 | 0 | 0 | 0 | 0 | 0 | 0
| 737 |  |  | 0 | 0 | 0 | 0 | 0 | 0 | 0 |  | 1 | 1 | 1 | 1 | 1 | 1 | 1 | 0 | 0 | 0 | 0 | 0 | 0 | 0 | 0 | 0 | 0 | 0 | 0 | 0 | 0 | [14 empty] | 0 | 0 | 0 | 0 | 0 | 0 | 0 | [7 empty] | 0 | 0 | 0 | 0 | 0 | 0 | 0
| 738 |  |  | 0 | 0 | 0 | 0 | 0 | 0 | 0 |  | 1 | 1 | 1 | 1 | 1 | 1 | 1 | 0 | 0 | 0 | 0 | 0 | 0 | 0 | 0 | 0 | 0 | 0 | 0 | 0 | 0 | [14 empty] | 0 | 0 | 0 | 0 | 0 | 0 | 0 | [7 empty] | 0 | 0 | 0 | 0 | 0 | 0 | 0
| 739 |  |  | 0 | 0 | 0 | 0 | 0 | 0 | 0 |  | 1 | 1 | 1 | 1 | 1 | 1 | 1 | 0 | 0 | 0 | 0 | 0 | 0 | 0 | 0 | 0 | 0 | 0 | 0 | 0 | 0 | [14 empty] | 0 | 0 | 0 | 0 | 0 | 0 | 0 | [7 empty] | 0 | 0 | 0 | 0 | 0 | 0 | 0
| 740 |  |  | 0 | 0 | 0 | 0 | 0 | 0 | 0 |  | 1 | 1 | 1 | 1 | 1 | 1 | 1 | 0 | 0 | 0 | 0 | 0 | 0 | 0 | 0 | 0 | 0 | 0 | 0 | 0 | 0 | [14 empty] | 0 | 0 | 0 | 0 | 0 | 0 | 0 | [7 empty] | 0 | 0 | 0 | 0 | 0 | 0 | 0
| 741 |  |  | 0 | 0 | 0 | 0 | 0 | 0 | 0 |  | 1 | 1 | 1 | 1 | 1 | 1 | 1 | 0 | 0 | 0 | 0 | 0 | 0 | 0 | 0 | 0 | 0 | 0 | 0 | 0 | 0 | [14 empty] | 0 | 0 | 0 | 0 | 0 | 0 | 0 | [7 empty] | 0 | 0 | 0 | 0 | 0 | 0 | 0
| 742 |  |  | 0 | 0 | 0 | 0 | 0 | 0 | 0 |  | 1 | 1 | 1 | 1 | 1 | 1 | 1 | 0 | 0 | 0 | 0 | 0 | 0 | 0 | 0 | 0 | 0 | 0 | 0 | 0 | 0 | [14 empty] | 0 | 0 | 0 | 0 | 0 | 0 | 0 | [7 empty] | 0 | 0 | 0 | 0 | 0 | 0 | 0
| 743 |  |  | 0 | 0 | 0 | 0 | 0 | 0 | 0 |  | 1 | 1 | 1 | 1 | 1 | 1 | 1 | 0 | 0 | 0 | 0 | 0 | 0 | 0 | 0 | 0 | 0 | 0 | 0 | 0 | 0 | [14 empty] | 0 | 0 | 0 | 0 | 0 | 0 | 0 | [7 empty] | 0 | 0 | 0 | 0 | 0 | 0 | 0
| 744 |  |  | 0 | 0 | 0 | 0 | 0 | 0 | 0 |  | 1 | 1 | 1 | 1 | 1 | 1 | 1 | 0 | 0 | 0 | 0 | 0 | 0 | 0 | 0 | 0 | 0 | 0 | 0 | 0 | 0 | [14 empty] | 0 | 0 | 0 | 0 | 0 | 0 | 0 | [7 empty] | 0 | 0 | 0 | 0 | 0 | 0 | 0
| 745 |  |  | 0 | 0 | 0 | 0 | 0 | 0 | 0 |  | 1 | 1 | 1 | 1 | 1 | 1 | 1 | 0 | 0 | 0 | 0 | 0 | 0 | 0 | 0 | 0 | 0 | 0 | 0 | 0 | 0 | [14 empty] | 0 | 0 | 0 | 0 | 0 | 0 | 0 | [7 empty] | 0 | 0 | 0 | 0 | 0 | 0 | 0
| 746 |  |  | 0 | 0 | 0 | 0 | 0 | 0 | 0 |  | 1 | 1 | 1 | 1 | 1 | 1 | 1 | 0 | 0 | 0 | 0 | 0 | 0 | 0 | 0 | 0 | 0 | 0 | 0 | 0 | 0 | [14 empty] | 0 | 0 | 0 | 0 | 0 | 0 | 0 | [7 empty] | 0 | 0 | 0 | 0 | 0 | 0 | 0
| 747 |  |  | 0 | 0 | 0 | 0 | 0 | 0 | 0 |  | 1 | 1 | 1 | 1 | 1 | 1 | 1 | 0 | 0 | 0 | 0 | 0 | 0 | 0 | 0 | 0 | 0 | 0 | 0 | 0 | 0 | [14 empty] | 0 | 0 | 0 | 0 | 0 | 0 | 0 | [7 empty] | 0 | 0 | 0 | 0 | 0 | 0 | 0
| 748 |  |  | 0 | 0 | 0 | 0 | 0 | 0 | 0 |  | 1 | 1 | 1 | 1 | 1 | 1 | 1 | 0 | 0 | 0 | 0 | 0 | 0 | 0 | 0 | 0 | 0 | 0 | 0 | 0 | 0 | [14 empty] | 0 | 0 | 0 | 0 | 0 | 0 | 0 | [7 empty] | 0 | 0 | 0 | 0 | 0 | 0 | 0
| 749 |  |  | 0 | 0 | 0 | 0 | 0 | 0 | 0 |  | 1 | 1 | 1 | 1 | 1 | 1 | 1 | 0 | 0 | 0 | 0 | 0 | 0 | 0 | 0 | 0 | 0 | 0 | 0 | 0 | 0 | [14 empty] | 0 | 0 | 0 | 0 | 0 | 0 | 0 | [7 empty] | 0 | 0 | 0 | 0 | 0 | 0 | 0
| 750 |  |  | 0 | 0 | 0 | 0 | 0 | 0 | 0 |  | 1 | 1 | 1 | 1 | 1 | 1 | 1 | 0 | 0 | 0 | 0 | 0 | 0 | 0 | 0 | 0 | 0 | 0 | 0 | 0 | 0 | [14 empty] | 0 | 0 | 0 | 0 | 0 | 0 | 0 | [7 empty] | 0 | 0 | 0 | 0 | 0 | 0 | 0
| 751 |  |  | 0 | 0 | 0 | 0 | 0 | 0 | 0 |  | 1 | 1 | 1 | 1 | 1 | 1 | 1 | 0 | 0 | 0 | 0 | 0 | 0 | 0 | 0 | 0 | 0 | 0 | 0 | 0 | 0 | [14 empty] | 0 | 0 | 0 | 0 | 0 | 0 | 0 | [7 empty] | 0 | 0 | 0 | 0 | 0 | 0 | 0
| 752 |  |  | 0 | 0 | 0 | 0 | 0 | 0 | 0 |  | 1 | 1 | 1 | 1 | 1 | 1 | 1 | 0 | 0 | 0 | 0 | 0 | 0 | 0 | 0 | 0 | 0 | 0 | 0 | 0 | 0 | [14 empty] | 0 | 0 | 0 | 0 | 0 | 0 | 0 | [7 empty] | 0 | 0 | 0 | 0 | 0 | 0 | 0
| 753 |  |  | 0 | 0 | 0 | 0 | 0 | 0 | 0 |  | 1 | 1 | 1 | 1 | 1 | 1 | 1 | 0 | 0 | 0 | 0 | 0 | 0 | 0 | 0 | 0 | 0 | 0 | 0 | 0 | 0 | [14 empty] | 0 | 0 | 0 | 0 | 0 | 0 | 0 | [7 empty] | 0 | 0 | 0 | 0 | 0 | 0 | 0
| 754 |  |  | 0 | 0 | 0 | 0 | 0 | 0 | 0 |  | 1 | 1 | 1 | 1 | 1 | 1 | 1 | 0 | 0 | 0 | 0 | 0 | 0 | 0 | 0 | 0 | 0 | 0 | 0 | 0 | 0 | [14 empty] | 0 | 0 | 0 | 0 | 0 | 0 | 0 | [7 empty] | 0 | 0 | 0 | 0 | 0 | 0 | 0
| 755 |  |  | 0 | 0 | 0 | 0 | 0 | 0 | 0 |  | 1 | 1 | 1 | 1 | 1 | 1 | 1 | 0 | 0 | 0 | 0 | 0 | 0 | 0 | 0 | 0 | 0 | 0 | 0 | 0 | 0 | [14 empty] | 0 | 0 | 0 | 0 | 0 | 0 | 0 | [7 empty] | 0 | 0 | 0 | 0 | 0 | 0 | 0
| 756 |  |  | 0 | 0 | 0 | 0 | 0 | 0 | 0 |  | 1 | 1 | 1 | 1 | 1 | 1 | 1 | 0 | 0 | 0 | 0 | 0 | 0 | 0 | 0 | 0 | 0 | 0 | 0 | 0 | 0 | [14 empty] | 0 | 0 | 0 | 0 | 0 | 0 | 0 | [7 empty] | 0 | 0 | 0 | 0 | 0 | 0 | 0
| 757 |  |  | 0 | 0 | 0 | 0 | 0 | 0 | 0 |  | 1 | 1 | 1 | 1 | 1 | 1 | 1 | 0 | 0 | 0 | 0 | 0 | 0 | 0 | 0 | 0 | 0 | 0 | 0 | 0 | 0 | [14 empty] | 0 | 0 | 0 | 0 | 0 | 0 | 0 | [7 empty] | 0 | 0 | 0 | 0 | 0 | 0 | 0
| 758 |  |  | 0 | 0 | 0 | 0 | 0 | 0 | 0 |  | 1 | 1 | 1 | 1 | 1 | 1 | 1 | 0 | 0 | 0 | 0 | 0 | 0 | 0 | 0 | 0 | 0 | 0 | 0 | 0 | 0 | [14 empty] | 0 | 0 | 0 | 0 | 0 | 0 | 0 | [7 empty] | 0 | 0 | 0 | 0 | 0 | 0 | 0
| 759 |  |  | 0 | 0 | 0 | 0 | 0 | 0 | 0 |  | 1 | 1 | 1 | 1 | 1 | 1 | 1 | 0 | 0 | 0 | 0 | 0 | 0 | 0 | 0 | 0 | 0 | 0 | 0 | 0 | 0 | [14 empty] | 0 | 0 | 0 | 0 | 0 | 0 | 0 | [7 empty] | 0 | 0 | 0 | 0 | 0 | 0 | 0
| 760 |  |  | 0 | 0 | 0 | 0 | 0 | 0 | 0 |  | 1 | 1 | 1 | 1 | 1 | 1 | 1 | 0 | 0 | 0 | 0 | 0 | 0 | 0 | 0 | 0 | 0 | 0 | 0 | 0 | 0 | [14 empty] | 0 | 0 | 0 | 0 | 0 | 0 | 0 | [7 empty] | 0 | 0 | 0 | 0 | 0 | 0 | 0
| 761 |  |  | 0 | 0 | 0 | 0 | 0 | 0 | 0 |  | 1 | 1 | 1 | 1 | 1 | 1 | 1 | 0 | 0 | 0 | 0 | 0 | 0 | 0 | 0 | 0 | 0 | 0 | 0 | 0 | 0 | [14 empty] | 0 | 0 | 0 | 0 | 0 | 0 | 0 | [7 empty] | 0 | 0 | 0 | 0 | 0 | 0 | 0
| 762 |  |  | 0 | 0 | 0 | 0 | 0 | 0 | 0 |  | 1 | 1 | 1 | 1 | 1 | 1 | 1 | 0 | 0 | 0 | 0 | 0 | 0 | 0 | 0 | 0 | 0 | 0 | 0 | 0 | 0 | [14 empty] | 0 | 0 | 0 | 0 | 0 | 0 | 0 | [7 empty] | 0 | 0 | 0 | 0 | 0 | 0 | 0
| 763 |  |  | 0 | 0 | 0 | 0 | 0 | 0 | 0 |  | 1 | 1 | 1 | 1 | 1 | 1 | 1 | 0 | 0 | 0 | 0 | 0 | 0 | 0 | 0 | 0 | 0 | 0 | 0 | 0 | 0 | [14 empty] | 0 | 0 | 0 | 0 | 0 | 0 | 0 | [7 empty] | 0 | 0 | 0 | 0 | 0 | 0 | 0
| 764 |  |  | 0 | 0 | 0 | 0 | 0 | 0 | 0 |  | 1 | 1 | 1 | 1 | 1 | 1 | 1 | 0 | 0 | 0 | 0 | 0 | 0 | 0 | 0 | 0 | 0 | 0 | 0 | 0 | 0 | [14 empty] | 0 | 0 | 0 | 0 | 0 | 0 | 0 | [7 empty] | 0 | 0 | 0 | 0 | 0 | 0 | 0
| 765 |  |  | 0 | 0 | 0 | 0 | 0 | 0 | 0 |  | 1 | 1 | 1 | 1 | 1 | 1 | 1 | 0 | 0 | 0 | 0 | 0 | 0 | 0 | 0 | 0 | 0 | 0 | 0 | 0 | 0 | [14 empty] | 0 | 0 | 0 | 0 | 0 | 0 | 0 | [7 empty] | 0 | 0 | 0 | 0 | 0 | 0 | 0
| 766 |  |  | 0 | 0 | 0 | 0 | 0 | 0 | 0 |  | 1 | 1 | 1 | 1 | 1 | 1 | 1 | 0 | 0 | 0 | 0 | 0 | 0 | 0 | 0 | 0 | 0 | 0 | 0 | 0 | 0 | [14 empty] | 0 | 0 | 0 | 0 | 0 | 0 | 0 | [7 empty] | 0 | 0 | 0 | 0 | 0 | 0 | 0
| 767 |  |  | 0 | 0 | 0 | 0 | 0 | 0 | 0 |  | 1 | 1 | 1 | 1 | 1 | 1 | 1 | 0 | 0 | 0 | 0 | 0 | 0 | 0 | 0 | 0 | 0 | 0 | 0 | 0 | 0 | [14 empty] | 0 | 0 | 0 | 0 | 0 | 0 | 0 | [7 empty] | 0 | 0 | 0 | 0 | 0 | 0 | 0
| 768 |  |  | 0 | 0 | 0 | 0 | 0 | 0 | 0 |  | 1 | 1 | 1 | 1 | 1 | 1 | 1 | 0 | 0 | 0 | 0 | 0 | 0 | 0 | 0 | 0 | 0 | 0 | 0 | 0 | 0 | [14 empty] | 0 | 0 | 0 | 0 | 0 | 0 | 0 | [7 empty] | 0 | 0 | 0 | 0 | 0 | 0 | 0
| 769 |  |  | 0 | 0 | 0 | 0 | 0 | 0 | 0 |  | 1 | 1 | 1 | 1 | 1 | 1 | 1 | 0 | 0 | 0 | 0 | 0 | 0 | 0 | 0 | 0 | 0 | 0 | 0 | 0 | 0 | [14 empty] | 0 | 0 | 0 | 0 | 0 | 0 | 0 | [7 empty] | 0 | 0 | 0 | 0 | 0 | 0 | 0
| 770 |  |  | 0 | 0 | 0 | 0 | 0 | 0 | 0 |  | 1 | 1 | 1 | 1 | 1 | 1 | 1 | 0 | 0 | 0 | 0 | 0 | 0 | 0 | 0 | 0 | 0 | 0 | 0 | 0 | 0 | [14 empty] | 0 | 0 | 0 | 0 | 0 | 0 | 0 | [7 empty] | 0 | 0 | 0 | 0 | 0 | 0 | 0
| 771 |  |  | 0 | 0 | 0 | 0 | 0 | 0 | 0 |  | 1 | 1 | 1 | 1 | 1 | 1 | 1 | 0 | 0 | 0 | 0 | 0 | 0 | 0 | 0 | 0 | 0 | 0 | 0 | 0 | 0 | [14 empty] | 0 | 0 | 0 | 0 | 0 | 0 | 0 | [7 empty] | 0 | 0 | 0 | 0 | 0 | 0 | 0
| 772 |  |  | 0 | 0 | 0 | 0 | 0 | 0 | 0 |  | 1 | 1 | 1 | 1 | 1 | 1 | 1 | 0 | 0 | 0 | 0 | 0 | 0 | 0 | 0 | 0 | 0 | 0 | 0 | 0 | 0 | [14 empty] | 0 | 0 | 0 | 0 | 0 | 0 | 0 | [7 empty] | 0 | 0 | 0 | 0 | 0 | 0 | 0
| 773 |  |  | 0 | 0 | 0 | 0 | 0 | 0 | 0 |  | 1 | 1 | 1 | 1 | 1 | 1 | 1 | 0 | 0 | 0 | 0 | 0 | 0 | 0 | 0 | 0 | 0 | 0 | 0 | 0 | 0 | [14 empty] | 0 | 0 | 0 | 0 | 0 | 0 | 0 | [7 empty] | 0 | 0 | 0 | 0 | 0 | 0 | 0
| 774 |  |  | 0 | 0 | 0 | 0 | 0 | 0 | 0 |  | 1 | 1 | 1 | 1 | 1 | 1 | 1 | 0 | 0 | 0 | 0 | 0 | 0 | 0 | 0 | 0 | 0 | 0 | 0 | 0 | 0 | [14 empty] | 0 | 0 | 0 | 0 | 0 | 0 | 0 | [7 empty] | 0 | 0 | 0 | 0 | 0 | 0 | 0
| 775 |  |  | 0 | 0 | 0 | 0 | 0 | 0 | 0 |  | 1 | 1 | 1 | 1 | 1 | 1 | 1 | 0 | 0 | 0 | 0 | 0 | 0 | 0 | 0 | 0 | 0 | 0 | 0 | 0 | 0 | [14 empty] | 0 | 0 | 0 | 0 | 0 | 0 | 0 | [7 empty] | 0 | 0 | 0 | 0 | 0 | 0 | 0
| 776 |  |  | 0 | 0 | 0 | 0 | 0 | 0 | 0 |  | 1 | 1 | 1 | 1 | 1 | 1 | 1 | 0 | 0 | 0 | 0 | 0 | 0 | 0 | 0 | 0 | 0 | 0 | 0 | 0 | 0 | [14 empty] | 0 | 0 | 0 | 0 | 0 | 0 | 0 | [7 empty] | 0 | 0 | 0 | 0 | 0 | 0 | 0
| 777 |  |  | 0 | 0 | 0 | 0 | 0 | 0 | 0 |  | 1 | 1 | 1 | 1 | 1 | 1 | 1 | 0 | 0 | 0 | 0 | 0 | 0 | 0 | 0 | 0 | 0 | 0 | 0 | 0 | 0 | [14 empty] | 0 | 0 | 0 | 0 | 0 | 0 | 0 | [7 empty] | 0 | 0 | 0 | 0 | 0 | 0 | 0
| 778 |  |  | 0 | 0 | 0 | 0 | 0 | 0 | 0 |  | 1 | 1 | 1 | 1 | 1 | 1 | 1 | 0 | 0 | 0 | 0 | 0 | 0 | 0 | 0 | 0 | 0 | 0 | 0 | 0 | 0 | [14 empty] | 0 | 0 | 0 | 0 | 0 | 0 | 0 | [7 empty] | 0 | 0 | 0 | 0 | 0 | 0 | 0
| 779 |  |  | 0 | 0 | 0 | 0 | 0 | 0 | 0 |  | 1 | 1 | 1 | 1 | 1 | 1 | 1 | 0 | 0 | 0 | 0 | 0 | 0 | 0 | 0 | 0 | 0 | 0 | 0 | 0 | 0 | [14 empty] | 0 | 0 | 0 | 0 | 0 | 0 | 0 | [7 empty] | 0 | 0 | 0 | 0 | 0 | 0 | 0
| 780 |  |  | 0 | 0 | 0 | 0 | 0 | 0 | 0 |  | 1 | 1 | 1 | 1 | 1 | 1 | 1 | 0 | 0 | 0 | 0 | 0 | 0 | 0 | 0 | 0 | 0 | 0 | 0 | 0 | 0 | [14 empty] | 0 | 0 | 0 | 0 | 0 | 0 | 0 | [7 empty] | 0 | 0 | 0 | 0 | 0 | 0 | 0
| 781 |  |  | 0 | 0 | 0 | 0 | 0 | 0 | 0 |  | 1 | 1 | 1 | 1 | 1 | 1 | 1 | 0 | 0 | 0 | 0 | 0 | 0 | 0 | 0 | 0 | 0 | 0 | 0 | 0 | 0 | [14 empty] | 0 | 0 | 0 | 0 | 0 | 0 | 0 | [7 empty] | 0 | 0 | 0 | 0 | 0 | 0 | 0
| 782 |  |  | 0 | 0 | 0 | 0 | 0 | 0 | 0 |  | 1 | 1 | 1 | 1 | 1 | 1 | 1 | 0 | 0 | 0 | 0 | 0 | 0 | 0 | 0 | 0 | 0 | 0 | 0 | 0 | 0 | [14 empty] | 0 | 0 | 0 | 0 | 0 | 0 | 0 | [7 empty] | 0 | 0 | 0 | 0 | 0 | 0 | 0
| 783 |  |  | 0 | 0 | 0 | 0 | 0 | 0 | 0 |  | 1 | 1 | 1 | 1 | 1 | 1 | 1 | 0 | 0 | 0 | 0 | 0 | 0 | 0 | 0 | 0 | 0 | 0 | 0 | 0 | 0 | [14 empty] | 0 | 0 | 0 | 0 | 0 | 0 | 0 | [7 empty] | 0 | 0 | 0 | 0 | 0 | 0 | 0
| 784 |  |  | 0 | 0 | 0 | 0 | 0 | 0 | 0 |  | 1 | 1 | 1 | 1 | 1 | 1 | 1 | 0 | 0 | 0 | 0 | 0 | 0 | 0 | 0 | 0 | 0 | 0 | 0 | 0 | 0 | [14 empty] | 0 | 0 | 0 | 0 | 0 | 0 | 0 | [7 empty] | 0 | 0 | 0 | 0 | 0 | 0 | 0
| 785 |  |  | 0 | 0 | 0 | 0 | 0 | 0 | 0 |  | 1 | 1 | 1 | 1 | 1 | 1 | 1 | 0 | 0 | 0 | 0 | 0 | 0 | 0 | 0 | 0 | 0 | 0 | 0 | 0 | 0 | [14 empty] | 0 | 0 | 0 | 0 | 0 | 0 | 0 | [7 empty] | 0 | 0 | 0 | 0 | 0 | 0 | 0
| 786 |  |  | 0 | 0 | 0 | 0 | 0 | 0 | 0 |  | 1 | 1 | 1 | 1 | 1 | 1 | 1 | 0 | 0 | 0 | 0 | 0 | 0 | 0 | 0 | 0 | 0 | 0 | 0 | 0 | 0 | [14 empty] | 0 | 0 | 0 | 0 | 0 | 0 | 0 | [7 empty] | 0 | 0 | 0 | 0 | 0 | 0 | 0
| 787 |  |  | 0 | 0 | 0 | 0 | 0 | 0 | 0 |  | 1 | 1 | 1 | 1 | 1 | 1 | 1 | 0 | 0 | 0 | 0 | 0 | 0 | 0 | 0 | 0 | 0 | 0 | 0 | 0 | 0 | [14 empty] | 0 | 0 | 0 | 0 | 0 | 0 | 0 | [7 empty] | 0 | 0 | 0 | 0 | 0 | 0 | 0
| 788 |  |  | 0 | 0 | 0 | 0 | 0 | 0 | 0 |  | 1 | 1 | 1 | 1 | 1 | 1 | 1 | 0 | 0 | 0 | 0 | 0 | 0 | 0 | 0 | 0 | 0 | 0 | 0 | 0 | 0 | [14 empty] | 0 | 0 | 0 | 0 | 0 | 0 | 0 | [7 empty] | 0 | 0 | 0 | 0 | 0 | 0 | 0
| 789 |  |  | 0 | 0 | 0 | 0 | 0 | 0 | 0 |  | 1 | 1 | 1 | 1 | 1 | 1 | 1 | 0 | 0 | 0 | 0 | 0 | 0 | 0 | 0 | 0 | 0 | 0 | 0 | 0 | 0 | [14 empty] | 0 | 0 | 0 | 0 | 0 | 0 | 0 | [7 empty] | 0 | 0 | 0 | 0 | 0 | 0 | 0
| 790 |  |  | 0 | 0 | 0 | 0 | 0 | 0 | 0 |  | 1 | 1 | 1 | 1 | 1 | 1 | 1 | 0 | 0 | 0 | 0 | 0 | 0 | 0 | 0 | 0 | 0 | 0 | 0 | 0 | 0 | [14 empty] | 0 | 0 | 0 | 0 | 0 | 0 | 0 | [7 empty] | 0 | 0 | 0 | 0 | 0 | 0 | 0
| 791 |  |  | 0 | 0 | 0 | 0 | 0 | 0 | 0 |  | 1 | 1 | 1 | 1 | 1 | 1 | 1 | 0 | 0 | 0 | 0 | 0 | 0 | 0 | 0 | 0 | 0 | 0 | 0 | 0 | 0 | [14 empty] | 0 | 0 | 0 | 0 | 0 | 0 | 0 | [7 empty] | 0 | 0 | 0 | 0 | 0 | 0 | 0
| 792 |  |  | 0 | 0 | 0 | 0 | 0 | 0 | 0 |  | 1 | 1 | 1 | 1 | 1 | 1 | 1 | 0 | 0 | 0 | 0 | 0 | 0 | 0 | 0 | 0 | 0 | 0 | 0 | 0 | 0 | [14 empty] | 0 | 0 | 0 | 0 | 0 | 0 | 0 | [7 empty] | 0 | 0 | 0 | 0 | 0 | 0 | 0
| 793 |  |  | 0 | 0 | 0 | 0 | 0 | 0 | 0 |  | 1 | 1 | 1 | 1 | 1 | 1 | 1 | 0 | 0 | 0 | 0 | 0 | 0 | 0 | 0 | 0 | 0 | 0 | 0 | 0 | 0 | [14 empty] | 0 | 0 | 0 | 0 | 0 | 0 | 0 | [7 empty] | 0 | 0 | 0 | 0 | 0 | 0 | 0
| 794 |  |  | 0 | 0 | 0 | 0 | 0 | 0 | 0 |  | 1 | 1 | 1 | 1 | 1 | 1 | 1 | 0 | 0 | 0 | 0 | 0 | 0 | 0 | 0 | 0 | 0 | 0 | 0 | 0 | 0 | [14 empty] | 0 | 0 | 0 | 0 | 0 | 0 | 0 | [7 empty] | 0 | 0 | 0 | 0 | 0 | 0 | 0
| 795 |  |  | 0 | 0 | 0 | 0 | 0 | 0 | 0 |  | 1 | 1 | 1 | 1 | 1 | 1 | 1 | 0 | 0 | 0 | 0 | 0 | 0 | 0 | 0 | 0 | 0 | 0 | 0 | 0 | 0 | [14 empty] | 0 | 0 | 0 | 0 | 0 | 0 | 0 | [7 empty] | 0 | 0 | 0 | 0 | 0 | 0 | 0
| 796 |  |  | 0 | 0 | 0 | 0 | 0 | 0 | 0 |  | 1 | 1 | 1 | 1 | 1 | 1 | 1 | 0 | 0 | 0 | 0 | 0 | 0 | 0 | 0 | 0 | 0 | 0 | 0 | 0 | 0 | [14 empty] | 0 | 0 | 0 | 0 | 0 | 0 | 0 | [7 empty] | 0 | 0 | 0 | 0 | 0 | 0 | 0
| 797 |  |  | 0 | 0 | 0 | 0 | 0 | 0 | 0 |  | 1 | 1 | 1 | 1 | 1 | 1 | 1 | 0 | 0 | 0 | 0 | 0 | 0 | 0 | 0 | 0 | 0 | 0 | 0 | 0 | 0 | [14 empty] | 0 | 0 | 0 | 0 | 0 | 0 | 0 | [7 empty] | 0 | 0 | 0 | 0 | 0 | 0 | 0
| 798 |  |  | 0 | 0 | 0 | 0 | 0 | 0 | 0 |  | 1 | 1 | 1 | 1 | 1 | 1 | 1 | 0 | 0 | 0 | 0 | 0 | 0 | 0 | 0 | 0 | 0 | 0 | 0 | 0 | 0 | [14 empty] | 0 | 0 | 0 | 0 | 0 | 0 | 0 | [7 empty] | 0 | 0 | 0 | 0 | 0 | 0 | 0
| 799 |  |  | 0 | 0 | 0 | 0 | 0 | 0 | 0 |  | 1 | 1 | 1 | 1 | 1 | 1 | 1 | 0 | 0 | 0 | 0 | 0 | 0 | 0 | 0 | 0 | 0 | 0 | 0 | 0 | 0 | [14 empty] | 0 | 0 | 0 | 0 | 0 | 0 | 0 | [7 empty] | 0 | 0 | 0 | 0 | 0 | 0 | 0
| 800 |  |  | 0 | 0 | 0 | 0 | 0 | 0 | 0 |  | 1 | 1 | 1 | 1 | 1 | 1 | 1 | 0 | 0 | 0 | 0 | 0 | 0 | 0 | 0 | 0 | 0 | 0 | 0 | 0 | 0 | [14 empty] | 0 | 0 | 0 | 0 | 0 | 0 | 0 | [7 empty] | 0 | 0 | 0 | 0 | 0 | 0 | 0
| 801 |  |  | 0 | 0 | 0 | 0 | 0 | 0 | 0 |  | 1 | 1 | 1 | 1 | 1 | 1 | 1 | 0 | 0 | 0 | 0 | 0 | 0 | 0 | 0 | 0 | 0 | 0 | 0 | 0 | 0 | [14 empty] | 0 | 0 | 0 | 0 | 0 | 0 | 0 | [7 empty] | 0 | 0 | 0 | 0 | 0 | 0 | 0
| 802 |  |  | 0 | 0 | 0 | 0 | 0 | 0 | 0 |  | 1 | 1 | 1 | 1 | 1 | 1 | 1 | 0 | 0 | 0 | 0 | 0 | 0 | 0 | 0 | 0 | 0 | 0 | 0 | 0 | 0 | [14 empty] | 0 | 0 | 0 | 0 | 0 | 0 | 0 | [7 empty] | 0 | 0 | 0 | 0 | 0 | 0 | 0
| 803 |  |  | 0 | 0 | 0 | 0 | 0 | 0 | 0 |  | 1 | 1 | 1 | 1 | 1 | 1 | 1 | 0 | 0 | 0 | 0 | 0 | 0 | 0 | 0 | 0 | 0 | 0 | 0 | 0 | 0 | [14 empty] | 0 | 0 | 0 | 0 | 0 | 0 | 0 | [7 empty] | 0 | 0 | 0 | 0 | 0 | 0 | 0
| 804 |  |  | 0 | 0 | 0 | 0 | 0 | 0 | 0 |  | 1 | 1 | 1 | 1 | 1 | 1 | 1 | 0 | 0 | 0 | 0 | 0 | 0 | 0 | 0 | 0 | 0 | 0 | 0 | 0 | 0 | [14 empty] | 0 | 0 | 0 | 0 | 0 | 0 | 0 | [7 empty] | 0 | 0 | 0 | 0 | 0 | 0 | 0
| 805 |  |  | 0 | 0 | 0 | 0 | 0 | 0 | 0 |  | 1 | 1 | 1 | 1 | 1 | 1 | 1 | 0 | 0 | 0 | 0 | 0 | 0 | 0 | 0 | 0 | 0 | 0 | 0 | 0 | 0 | [14 empty] | 0 | 0 | 0 | 0 | 0 | 0 | 0 | [7 empty] | 0 | 0 | 0 | 0 | 0 | 0 | 0
| 806 |  |  | 0 | 0 | 0 | 0 | 0 | 0 | 0 |  | 1 | 1 | 1 | 1 | 1 | 1 | 1 | 0 | 0 | 0 | 0 | 0 | 0 | 0 | 0 | 0 | 0 | 0 | 0 | 0 | 0 | [14 empty] | 0 | 0 | 0 | 0 | 0 | 0 | 0 | [7 empty] | 0 | 0 | 0 | 0 | 0 | 0 | 0
| 807 |  |  | 0 | 0 | 0 | 0 | 0 | 0 | 0 |  | 1 | 1 | 1 | 1 | 1 | 1 | 1 | 0 | 0 | 0 | 0 | 0 | 0 | 0 | 0 | 0 | 0 | 0 | 0 | 0 | 0 | [14 empty] | 0 | 0 | 0 | 0 | 0 | 0 | 0 | [7 empty] | 0 | 0 | 0 | 0 | 0 | 0 | 0
| 808 |  |  | 0 | 0 | 0 | 0 | 0 | 0 | 0 |  | 1 | 1 | 1 | 1 | 1 | 1 | 1 | 0 | 0 | 0 | 0 | 0 | 0 | 0 | 0 | 0 | 0 | 0 | 0 | 0 | 0 | [14 empty] | 0 | 0 | 0 | 0 | 0 | 0 | 0 | [7 empty] | 0 | 0 | 0 | 0 | 0 | 0 | 0
| 809 |  |  | 0 | 0 | 0 | 0 | 0 | 0 | 0 |  | 1 | 1 | 1 | 1 | 1 | 1 | 1 | 0 | 0 | 0 | 0 | 0 | 0 | 0 | 0 | 0 | 0 | 0 | 0 | 0 | 0 | [14 empty] | 0 | 0 | 0 | 0 | 0 | 0 | 0 | [7 empty] | 0 | 0 | 0 | 0 | 0 | 0 | 0
| 810 |  |  | 0 | 0 | 0 | 0 | 0 | 0 | 0 |  | 1 | 1 | 1 | 1 | 1 | 1 | 1 | 0 | 0 | 0 | 0 | 0 | 0 | 0 | 0 | 0 | 0 | 0 | 0 | 0 | 0 | [14 empty] | 0 | 0 | 0 | 0 | 0 | 0 | 0 | [7 empty] | 0 | 0 | 0 | 0 | 0 | 0 | 0
| 811 |  |  | 0 | 0 | 0 | 0 | 0 | 0 | 0 |  | 1 | 1 | 1 | 1 | 1 | 1 | 1 | 0 | 0 | 0 | 0 | 0 | 0 | 0 | 0 | 0 | 0 | 0 | 0 | 0 | 0 | [14 empty] | 0 | 0 | 0 | 0 | 0 | 0 | 0 | [7 empty] | 0 | 0 | 0 | 0 | 0 | 0 | 0
| 812 |  |  | 0 | 0 | 0 | 0 | 0 | 0 | 0 |  | 1 | 1 | 1 | 1 | 1 | 1 | 1 | 0 | 0 | 0 | 0 | 0 | 0 | 0 | 0 | 0 | 0 | 0 | 0 | 0 | 0 | [14 empty] | 0 | 0 | 0 | 0 | 0 | 0 | 0 | [7 empty] | 0 | 0 | 0 | 0 | 0 | 0 | 0
| 813 |  |  | 0 | 0 | 0 | 0 | 0 | 0 | 0 |  | 1 | 1 | 1 | 1 | 1 | 1 | 1 | 0 | 0 | 0 | 0 | 0 | 0 | 0 | 0 | 0 | 0 | 0 | 0 | 0 | 0 | [14 empty] | 0 | 0 | 0 | 0 | 0 | 0 | 0 | [7 empty] | 0 | 0 | 0 | 0 | 0 | 0 | 0
| 814 |  |  | 0 | 0 | 0 | 0 | 0 | 0 | 0 |  | 1 | 1 | 1 | 1 | 1 | 1 | 1 | 0 | 0 | 0 | 0 | 0 | 0 | 0 | 0 | 0 | 0 | 0 | 0 | 0 | 0 | [14 empty] | 0 | 0 | 0 | 0 | 0 | 0 | 0 | [7 empty] | 0 | 0 | 0 | 0 | 0 | 0 | 0
| 815 |  |  | 0 | 0 | 0 | 0 | 0 | 0 | 0 |  | 1 | 1 | 1 | 1 | 1 | 1 | 1 | 0 | 0 | 0 | 0 | 0 | 0 | 0 | 0 | 0 | 0 | 0 | 0 | 0 | 0 | [14 empty] | 0 | 0 | 0 | 0 | 0 | 0 | 0 | [7 empty] | 0 | 0 | 0 | 0 | 0 | 0 | 0
| 816 |  |  | 0 | 0 | 0 | 0 | 0 | 0 | 0 |  | 1 | 1 | 1 | 1 | 1 | 1 | 1 | 0 | 0 | 0 | 0 | 0 | 0 | 0 | 0 | 0 | 0 | 0 | 0 | 0 | 0 | [14 empty] | 0 | 0 | 0 | 0 | 0 | 0 | 0 | [7 empty] | 0 | 0 | 0 | 0 | 0 | 0 | 0
| 817 |  |  | 0 | 0 | 0 | 0 | 0 | 0 | 0 |  | 1 | 1 | 1 | 1 | 1 | 1 | 1 | 0 | 0 | 0 | 0 | 0 | 0 | 0 | 0 | 0 | 0 | 0 | 0 | 0 | 0 | [14 empty] | 0 | 0 | 0 | 0 | 0 | 0 | 0 | [7 empty] | 0 | 0 | 0 | 0 | 0 | 0 | 0
| 818 |  |  | 0 | 0 | 0 | 0 | 0 | 0 | 0 |  | 1 | 1 | 1 | 1 | 1 | 1 | 1 | 0 | 0 | 0 | 0 | 0 | 0 | 0 | 0 | 0 | 0 | 0 | 0 | 0 | 0 | [14 empty] | 0 | 0 | 0 | 0 | 0 | 0 | 0 | [7 empty] | 0 | 0 | 0 | 0 | 0 | 0 | 0
| 819 |  |  | 0 | 0 | 0 | 0 | 0 | 0 | 0 |  | 1 | 1 | 1 | 1 | 1 | 1 | 1 | 0 | 0 | 0 | 0 | 0 | 0 | 0 | 0 | 0 | 0 | 0 | 0 | 0 | 0 | [14 empty] | 0 | 0 | 0 | 0 | 0 | 0 | 0 | [7 empty] | 0 | 0 | 0 | 0 | 0 | 0 | 0
| 820 |  |  | 0 | 0 | 0 | 0 | 0 | 0 | 0 |  | 1 | 1 | 1 | 1 | 1 | 1 | 1 | 0 | 0 | 0 | 0 | 0 | 0 | 0 | 0 | 0 | 0 | 0 | 0 | 0 | 0 | [14 empty] | 0 | 0 | 0 | 0 | 0 | 0 | 0 | [7 empty] | 0 | 0 | 0 | 0 | 0 | 0 | 0
| 821 |  |  | 0 | 0 | 0 | 0 | 0 | 0 | 0 |  | 1 | 1 | 1 | 1 | 1 | 1 | 1 | 0 | 0 | 0 | 0 | 0 | 0 | 0 | 0 | 0 | 0 | 0 | 0 | 0 | 0 | [14 empty] | 0 | 0 | 0 | 0 | 0 | 0 | 0 | [7 empty] | 0 | 0 | 0 | 0 | 0 | 0 | 0
| 822 |  |  | 0 | 0 | 0 | 0 | 0 | 0 | 0 |  | 1 | 1 | 1 | 1 | 1 | 1 | 1 | 0 | 0 | 0 | 0 | 0 | 0 | 0 | 0 | 0 | 0 | 0 | 0 | 0 | 0 | [14 empty] | 0 | 0 | 0 | 0 | 0 | 0 | 0 | [7 empty] | 0 | 0 | 0 | 0 | 0 | 0 | 0
| 823 |  |  | 0 | 0 | 0 | 0 | 0 | 0 | 0 |  | 1 | 1 | 1 | 1 | 1 | 1 | 1 | 0 | 0 | 0 | 0 | 0 | 0 | 0 | 0 | 0 | 0 | 0 | 0 | 0 | 0 | [14 empty] | 0 | 0 | 0 | 0 | 0 | 0 | 0 | [7 empty] | 0 | 0 | 0 | 0 | 0 | 0 | 0
| 824 |  |  | 0 | 0 | 0 | 0 | 0 | 0 | 0 |  | 1 | 1 | 1 | 1 | 1 | 1 | 1 | 0 | 0 | 0 | 0 | 0 | 0 | 0 | 0 | 0 | 0 | 0 | 0 | 0 | 0 | [14 empty] | 0 | 0 | 0 | 0 | 0 | 0 | 0 | [7 empty] | 0 | 0 | 0 | 0 | 0 | 0 | 0
| 825 |  |  | 0 | 0 | 0 | 0 | 0 | 0 | 0 |  | 1 | 1 | 1 | 1 | 1 | 1 | 1 | 0 | 0 | 0 | 0 | 0 | 0 | 0 | 0 | 0 | 0 | 0 | 0 | 0 | 0 | [14 empty] | 0 | 0 | 0 | 0 | 0 | 0 | 0 | [7 empty] | 0 | 0 | 0 | 0 | 0 | 0 | 0
| 826 |  |  | 0 | 0 | 0 | 0 | 0 | 0 | 0 |  | 1 | 1 | 1 | 1 | 1 | 1 | 1 | 0 | 0 | 0 | 0 | 0 | 0 | 0 | 0 | 0 | 0 | 0 | 0 | 0 | 0 | [14 empty] | 0 | 0 | 0 | 0 | 0 | 0 | 0 | [7 empty] | 0 | 0 | 0 | 0 | 0 | 0 | 0
| 827 |  |  | 0 | 0 | 0 | 0 | 0 | 0 | 0 |  | 1 | 1 | 1 | 1 | 1 | 1 | 1 | 0 | 0 | 0 | 0 | 0 | 0 | 0 | 0 | 0 | 0 | 0 | 0 | 0 | 0 | [14 empty] | 0 | 0 | 0 | 0 | 0 | 0 | 0 | [7 empty] | 0 | 0 | 0 | 0 | 0 | 0 | 0
| 828 |  |  | 0 | 0 | 0 | 0 | 0 | 0 | 0 |  | 1 | 1 | 1 | 1 | 1 | 1 | 1 | 0 | 0 | 0 | 0 | 0 | 0 | 0 | 0 | 0 | 0 | 0 | 0 | 0 | 0 | [14 empty] | 0 | 0 | 0 | 0 | 0 | 0 | 0 | [7 empty] | 0 | 0 | 0 | 0 | 0 | 0 | 0
| 829 |  |  | 0 | 0 | 0 | 0 | 0 | 0 | 0 |  | 1 | 1 | 1 | 1 | 1 | 1 | 1 | 0 | 0 | 0 | 0 | 0 | 0 | 0 | 0 | 0 | 0 | 0 | 0 | 0 | 0 | [14 empty] | 0 | 0 | 0 | 0 | 0 | 0 | 0 | [7 empty] | 0 | 0 | 0 | 0 | 0 | 0 | 0
| 830 |  |  | 0 | 0 | 0 | 0 | 0 | 0 | 0 |  | 1 | 1 | 1 | 1 | 1 | 1 | 1 | 0 | 0 | 0 | 0 | 0 | 0 | 0 | 0 | 0 | 0 | 0 | 0 | 0 | 0 | [14 empty] | 0 | 0 | 0 | 0 | 0 | 0 | 0 | [7 empty] | 0 | 0 | 0 | 0 | 0 | 0 | 0
| 831 |  |  | 0 | 0 | 0 | 0 | 0 | 0 | 0 |  | 1 | 1 | 1 | 1 | 1 | 1 | 1 | 0 | 0 | 0 | 0 | 0 | 0 | 0 | 0 | 0 | 0 | 0 | 0 | 0 | 0 | [14 empty] | 0 | 0 | 0 | 0 | 0 | 0 | 0 | [7 empty] | 0 | 0 | 0 | 0 | 0 | 0 | 0
| 832 |  |  | 0 | 0 | 0 | 0 | 0 | 0 | 0 |  | 1 | 1 | 1 | 1 | 1 | 1 | 1 | 0 | 0 | 0 | 0 | 0 | 0 | 0 | 0 | 0 | 0 | 0 | 0 | 0 | 0 | [14 empty] | 0 | 0 | 0 | 0 | 0 | 0 | 0 | [7 empty] | 0 | 0 | 0 | 0 | 0 | 0 | 0
| 833 |  |  | 0 | 0 | 0 | 0 | 0 | 0 | 0 |  | 1 | 1 | 1 | 1 | 1 | 1 | 1 | 0 | 0 | 0 | 0 | 0 | 0 | 0 | 0 | 0 | 0 | 0 | 0 | 0 | 0 | [14 empty] | 0 | 0 | 0 | 0 | 0 | 0 | 0 | [7 empty] | 0 | 0 | 0 | 0 | 0 | 0 | 0
| 834 |  |  | 0 | 0 | 0 | 0 | 0 | 0 | 0 |  | 1 | 1 | 1 | 1 | 1 | 1 | 1 | 0 | 0 | 0 | 0 | 0 | 0 | 0 | 0 | 0 | 0 | 0 | 0 | 0 | 0 | [14 empty] | 0 | 0 | 0 | 0 | 0 | 0 | 0 | [7 empty] | 0 | 0 | 0 | 0 | 0 | 0 | 0
| 835 |  |  | 0 | 0 | 0 | 0 | 0 | 0 | 0 |  | 1 | 1 | 1 | 1 | 1 | 1 | 1 | 0 | 0 | 0 | 0 | 0 | 0 | 0 | 0 | 0 | 0 | 0 | 0 | 0 | 0 | [14 empty] | 0 | 0 | 0 | 0 | 0 | 0 | 0 | [7 empty] | 0 | 0 | 0 | 0 | 0 | 0 | 0
| 836 |  |  | 0 | 0 | 0 | 0 | 0 | 0 | 0 |  | 1 | 1 | 1 | 1 | 1 | 1 | 1 | 0 | 0 | 0 | 0 | 0 | 0 | 0 | 0 | 0 | 0 | 0 | 0 | 0 | 0 | [14 empty] | 0 | 0 | 0 | 0 | 0 | 0 | 0 | [7 empty] | 0 | 0 | 0 | 0 | 0 | 0 | 0
| 837 |  |  | 0 | 0 | 0 | 0 | 0 | 0 | 0 |  | 1 | 1 | 1 | 1 | 1 | 1 | 1 | 0 | 0 | 0 | 0 | 0 | 0 | 0 | 0 | 0 | 0 | 0 | 0 | 0 | 0 | [14 empty] | 0 | 0 | 0 | 0 | 0 | 0 | 0 | [7 empty] | 0 | 0 | 0 | 0 | 0 | 0 | 0
| 838 |  |  | 0 | 0 | 0 | 0 | 0 | 0 | 0 |  | 1 | 1 | 1 | 1 | 1 | 1 | 1 | 0 | 0 | 0 | 0 | 0 | 0 | 0 | 0 | 0 | 0 | 0 | 0 | 0 | 0 | [14 empty] | 0 | 0 | 0 | 0 | 0 | 0 | 0 | [7 empty] | 0 | 0 | 0 | 0 | 0 | 0 | 0
| 839 |  |  | 0 | 0 | 0 | 0 | 0 | 0 | 0 |  | 1 | 1 | 1 | 1 | 1 | 1 | 1 | 0 | 0 | 0 | 0 | 0 | 0 | 0 | 0 | 0 | 0 | 0 | 0 | 0 | 0 | [14 empty] | 0 | 0 | 0 | 0 | 0 | 0 | 0 | [7 empty] | 0 | 0 | 0 | 0 | 0 | 0 | 0
| 840 |  |  | 0 | 0 | 0 | 0 | 0 | 0 | 0 |  | 1 | 1 | 1 | 1 | 1 | 1 | 1 | 0 | 0 | 0 | 0 | 0 | 0 | 0 | 0 | 0 | 0 | 0 | 0 | 0 | 0 | [14 empty] | 0 | 0 | 0 | 0 | 0 | 0 | 0 | [7 empty] | 0 | 0 | 0 | 0 | 0 | 0 | 0
| 841 |  |  | 0 | 0 | 0 | 0 | 0 | 0 | 0 |  | 1 | 1 | 1 | 1 | 1 | 1 | 1 | 0 | 0 | 0 | 0 | 0 | 0 | 0 | 0 | 0 | 0 | 0 | 0 | 0 | 0 | [14 empty] | 0 | 0 | 0 | 0 | 0 | 0 | 0 | [7 empty] | 0 | 0 | 0 | 0 | 0 | 0 | 0
| 842 |  |  | 0 | 0 | 0 | 0 | 0 | 0 | 0 |  | 1 | 1 | 1 | 1 | 1 | 1 | 1 | 0 | 0 | 0 | 0 | 0 | 0 | 0 | 0 | 0 | 0 | 0 | 0 | 0 | 0 | [14 empty] | 0 | 0 | 0 | 0 | 0 | 0 | 0 | [7 empty] | 0 | 0 | 0 | 0 | 0 | 0 | 0
| 843 |  |  | 0 | 0 | 0 | 0 | 0 | 0 | 0 |  | 1 | 1 | 1 | 1 | 1 | 1 | 1 | 0 | 0 | 0 | 0 | 0 | 0 | 0 | 0 | 0 | 0 | 0 | 0 | 0 | 0 | [14 empty] | 0 | 0 | 0 | 0 | 0 | 0 | 0 | [7 empty] | 0 | 0 | 0 | 0 | 0 | 0 | 0
| 844 |  |  | 0 | 0 | 0 | 0 | 0 | 0 | 0 |  | 1 | 1 | 1 | 1 | 1 | 1 | 1 | 0 | 0 | 0 | 0 | 0 | 0 | 0 | 0 | 0 | 0 | 0 | 0 | 0 | 0 | [14 empty] | 0 | 0 | 0 | 0 | 0 | 0 | 0 | [7 empty] | 0 | 0 | 0 | 0 | 0 | 0 | 0
| 845 |  |  | 0 | 0 | 0 | 0 | 0 | 0 | 0 |  | 1 | 1 | 1 | 1 | 1 | 1 | 1 | 0 | 0 | 0 | 0 | 0 | 0 | 0 | 0 | 0 | 0 | 0 | 0 | 0 | 0 | [14 empty] | 0 | 0 | 0 | 0 | 0 | 0 | 0 | [7 empty] | 0 | 0 | 0 | 0 | 0 | 0 | 0
| 846 |  |  | 0 | 0 | 0 | 0 | 0 | 0 | 0 |  | 1 | 1 | 1 | 1 | 1 | 1 | 1 | 0 | 0 | 0 | 0 | 0 | 0 | 0 | 0 | 0 | 0 | 0 | 0 | 0 | 0 | [14 empty] | 0 | 0 | 0 | 0 | 0 | 0 | 0 | [7 empty] | 0 | 0 | 0 | 0 | 0 | 0 | 0
| 847 |  |  | 0 | 0 | 0 | 0 | 0 | 0 | 0 |  | 1 | 1 | 1 | 1 | 1 | 1 | 1 | 0 | 0 | 0 | 0 | 0 | 0 | 0 | 0 | 0 | 0 | 0 | 0 | 0 | 0 | [14 empty] | 0 | 0 | 0 | 0 | 0 | 0 | 0 | [7 empty] | 0 | 0 | 0 | 0 | 0 | 0 | 0
| 848 |  |  | 0 | 0 | 0 | 0 | 0 | 0 | 0 |  | 1 | 1 | 1 | 1 | 1 | 1 | 1 | 0 | 0 | 0 | 0 | 0 | 0 | 0 | 0 | 0 | 0 | 0 | 0 | 0 | 0 | [14 empty] | 0 | 0 | 0 | 0 | 0 | 0 | 0 | [7 empty] | 0 | 0 | 0 | 0 | 0 | 0 | 0
| 849 |  |  | 0 | 0 | 0 | 0 | 0 | 0 | 0 |  | 1 | 1 | 1 | 1 | 1 | 1 | 1 | 0 | 0 | 0 | 0 | 0 | 0 | 0 | 0 | 0 | 0 | 0 | 0 | 0 | 0 | [14 empty] | 0 | 0 | 0 | 0 | 0 | 0 | 0 | [7 empty] | 0 | 0 | 0 | 0 | 0 | 0 | 0
| 850 |  |  | 0 | 0 | 0 | 0 | 0 | 0 | 0 |  | 1 | 1 | 1 | 1 | 1 | 1 | 1 | 0 | 0 | 0 | 0 | 0 | 0 | 0 | 0 | 0 | 0 | 0 | 0 | 0 | 0 | [14 empty] | 0 | 0 | 0 | 0 | 0 | 0 | 0 | [7 empty] | 0 | 0 | 0 | 0 | 0 | 0 | 0
| 851 |  |  | 0 | 0 | 0 | 0 | 0 | 0 | 0 |  | 1 | 1 | 1 | 1 | 1 | 1 | 1 | 0 | 0 | 0 | 0 | 0 | 0 | 0 | 0 | 0 | 0 | 0 | 0 | 0 | 0 | [14 empty] | 0 | 0 | 0 | 0 | 0 | 0 | 0 | [7 empty] | 0 | 0 | 0 | 0 | 0 | 0 | 0
| 852 |  |  | 0 | 0 | 0 | 0 | 0 | 0 | 0 |  | 1 | 1 | 1 | 1 | 1 | 1 | 1 | 0 | 0 | 0 | 0 | 0 | 0 | 0 | 0 | 0 | 0 | 0 | 0 | 0 | 0 | [14 empty] | 0 | 0 | 0 | 0 | 0 | 0 | 0 | [7 empty] | 0 | 0 | 0 | 0 | 0 | 0 | 0
| 853 |  |  | 0 | 0 | 0 | 0 | 0 | 0 | 0 |  | 1 | 1 | 1 | 1 | 1 | 1 | 1 | 0 | 0 | 0 | 0 | 0 | 0 | 0 | 0 | 0 | 0 | 0 | 0 | 0 | 0 | [14 empty] | 0 | 0 | 0 | 0 | 0 | 0 | 0 | [7 empty] | 0 | 0 | 0 | 0 | 0 | 0 | 0
| 854 |  |  | 0 | 0 | 0 | 0 | 0 | 0 | 0 |  | 1 | 1 | 1 | 1 | 1 | 1 | 1 | 0 | 0 | 0 | 0 | 0 | 0 | 0 | 0 | 0 | 0 | 0 | 0 | 0 | 0 | [14 empty] | 0 | 0 | 0 | 0 | 0 | 0 | 0 | [7 empty] | 0 | 0 | 0 | 0 | 0 | 0 | 0
| 855 |  |  | 0 | 0 | 0 | 0 | 0 | 0 | 0 |  | 1 | 1 | 1 | 1 | 1 | 1 | 1 | 0 | 0 | 0 | 0 | 0 | 0 | 0 | 0 | 0 | 0 | 0 | 0 | 0 | 0 | [14 empty] | 0 | 0 | 0 | 0 | 0 | 0 | 0 | [7 empty] | 0 | 0 | 0 | 0 | 0 | 0 | 0
| 856 |  |  | 0 | 0 | 0 | 0 | 0 | 0 | 0 |  | 1 | 1 | 1 | 1 | 1 | 1 | 1 | 0 | 0 | 0 | 0 | 0 | 0 | 0 | 0 | 0 | 0 | 0 | 0 | 0 | 0 | [14 empty] | 0 | 0 | 0 | 0 | 0 | 0 | 0 | [7 empty] | 0 | 0 | 0 | 0 | 0 | 0 | 0
| 857 |  |  | 0 | 0 | 0 | 0 | 0 | 0 | 0 |  | 1 | 1 | 1 | 1 | 1 | 1 | 1 | 0 | 0 | 0 | 0 | 0 | 0 | 0 | 0 | 0 | 0 | 0 | 0 | 0 | 0 | [14 empty] | 0 | 0 | 0 | 0 | 0 | 0 | 0 | [7 empty] | 0 | 0 | 0 | 0 | 0 | 0 | 0
| 858 |  |  | 0 | 0 | 0 | 0 | 0 | 0 | 0 |  | 1 | 1 | 1 | 1 | 1 | 1 | 1 | 0 | 0 | 0 | 0 | 0 | 0 | 0 | 0 | 0 | 0 | 0 | 0 | 0 | 0 | [14 empty] | 0 | 0 | 0 | 0 | 0 | 0 | 0 | [7 empty] | 0 | 0 | 0 | 0 | 0 | 0 | 0
| 859 |  |  | 0 | 0 | 0 | 0 | 0 | 0 | 0 |  | 1 | 1 | 1 | 1 | 1 | 1 | 1 | 0 | 0 | 0 | 0 | 0 | 0 | 0 | 0 | 0 | 0 | 0 | 0 | 0 | 0 | [14 empty] | 0 | 0 | 0 | 0 | 0 | 0 | 0 | [7 empty] | 0 | 0 | 0 | 0 | 0 | 0 | 0
| 860 |  |  | 0 | 0 | 0 | 0 | 0 | 0 | 0 |  | 1 | 1 | 1 | 1 | 1 | 1 | 1 | 0 | 0 | 0 | 0 | 0 | 0 | 0 | 0 | 0 | 0 | 0 | 0 | 0 | 0 | [14 empty] | 0 | 0 | 0 | 0 | 0 | 0 | 0 | [7 empty] | 0 | 0 | 0 | 0 | 0 | 0 | 0
| 861 |  |  | 0 | 0 | 0 | 0 | 0 | 0 | 0 |  | 1 | 1 | 1 | 1 | 1 | 1 | 1 | 0 | 0 | 0 | 0 | 0 | 0 | 0 | 0 | 0 | 0 | 0 | 0 | 0 | 0 | [14 empty] | 0 | 0 | 0 | 0 | 0 | 0 | 0 | [7 empty] | 0 | 0 | 0 | 0 | 0 | 0 | 0
| 862 |  |  | 0 | 0 | 0 | 0 | 0 | 0 | 0 |  | 1 | 1 | 1 | 1 | 1 | 1 | 1 | 0 | 0 | 0 | 0 | 0 | 0 | 0 | 0 | 0 | 0 | 0 | 0 | 0 | 0 | [14 empty] | 0 | 0 | 0 | 0 | 0 | 0 | 0 | [7 empty] | 0 | 0 | 0 | 0 | 0 | 0 | 0
| 863 |  |  | 0 | 0 | 0 | 0 | 0 | 0 | 0 |  | 1 | 1 | 1 | 1 | 1 | 1 | 1 | 0 | 0 | 0 | 0 | 0 | 0 | 0 | 0 | 0 | 0 | 0 | 0 | 0 | 0 | [14 empty] | 0 | 0 | 0 | 0 | 0 | 0 | 0 | [7 empty] | 0 | 0 | 0 | 0 | 0 | 0 | 0
| 864 |  |  | 0 | 0 | 0 | 0 | 0 | 0 | 0 |  | 1 | 1 | 1 | 1 | 1 | 1 | 1 | 0 | 0 | 0 | 0 | 0 | 0 | 0 | 0 | 0 | 0 | 0 | 0 | 0 | 0 | [14 empty] | 0 | 0 | 0 | 0 | 0 | 0 | 0 | [7 empty] | 0 | 0 | 0 | 0 | 0 | 0 | 0
| 865 |  |  | 0 | 0 | 0 | 0 | 0 | 0 | 0 |  | 1 | 1 | 1 | 1 | 1 | 1 | 1 | 0 | 0 | 0 | 0 | 0 | 0 | 0 | 0 | 0 | 0 | 0 | 0 | 0 | 0 | [14 empty] | 0 | 0 | 0 | 0 | 0 | 0 | 0 | [7 empty] | 0 | 0 | 0 | 0 | 0 | 0 | 0
| 866 |  |  | 0 | 0 | 0 | 0 | 0 | 0 | 0 |  | 1 | 1 | 1 | 1 | 1 | 1 | 1 | 0 | 0 | 0 | 0 | 0 | 0 | 0 | 0 | 0 | 0 | 0 | 0 | 0 | 0 | [14 empty] | 0 | 0 | 0 | 0 | 0 | 0 | 0 | [7 empty] | 0 | 0 | 0 | 0 | 0 | 0 | 0
| 867 |  |  | 0 | 0 | 0 | 0 | 0 | 0 | 0 |  | 1 | 1 | 1 | 1 | 1 | 1 | 1 | 0 | 0 | 0 | 0 | 0 | 0 | 0 | 0 | 0 | 0 | 0 | 0 | 0 | 0 | [14 empty] | 0 | 0 | 0 | 0 | 0 | 0 | 0 | [7 empty] | 0 | 0 | 0 | 0 | 0 | 0 | 0
| 868 |  |  | 0 | 0 | 0 | 0 | 0 | 0 | 0 |  | 1 | 1 | 1 | 1 | 1 | 1 | 1 | 0 | 0 | 0 | 0 | 0 | 0 | 0 | 0 | 0 | 0 | 0 | 0 | 0 | 0 | [14 empty] | 0 | 0 | 0 | 0 | 0 | 0 | 0 | [7 empty] | 0 | 0 | 0 | 0 | 0 | 0 | 0
| 869 |  |  | 0 | 0 | 0 | 0 | 0 | 0 | 0 |  | 1 | 1 | 1 | 1 | 1 | 1 | 1 | 0 | 0 | 0 | 0 | 0 | 0 | 0 | 0 | 0 | 0 | 0 | 0 | 0 | 0 | [14 empty] | 0 | 0 | 0 | 0 | 0 | 0 | 0 | [7 empty] | 0 | 0 | 0 | 0 | 0 | 0 | 0
| 870 |  |  | 0 | 0 | 0 | 0 | 0 | 0 | 0 |  | 1 | 1 | 1 | 1 | 1 | 1 | 1 | 0 | 0 | 0 | 0 | 0 | 0 | 0 | 0 | 0 | 0 | 0 | 0 | 0 | 0 | [14 empty] | 0 | 0 | 0 | 0 | 0 | 0 | 0 | [7 empty] | 0 | 0 | 0 | 0 | 0 | 0 | 0
| 871 |  |  | 0 | 0 | 0 | 0 | 0 | 0 | 0 |  | 1 | 1 | 1 | 1 | 1 | 1 | 1 | 0 | 0 | 0 | 0 | 0 | 0 | 0 | 0 | 0 | 0 | 0 | 0 | 0 | 0 | [14 empty] | 0 | 0 | 0 | 0 | 0 | 0 | 0 | [7 empty] | 0 | 0 | 0 | 0 | 0 | 0 | 0
| 872 |  |  | 0 | 0 | 0 | 0 | 0 | 0 | 0 |  | 1 | 1 | 1 | 1 | 1 | 1 | 1 | 0 | 0 | 0 | 0 | 0 | 0 | 0 | 0 | 0 | 0 | 0 | 0 | 0 | 0 | [14 empty] | 0 | 0 | 0 | 0 | 0 | 0 | 0 | [7 empty] | 0 | 0 | 0 | 0 | 0 | 0 | 0
| 873 |  |  | 0 | 0 | 0 | 0 | 0 | 0 | 0 |  | 1 | 1 | 1 | 1 | 1 | 1 | 1 | 0 | 0 | 0 | 0 | 0 | 0 | 0 | 0 | 0 | 0 | 0 | 0 | 0 | 0 | [14 empty] | 0 | 0 | 0 | 0 | 0 | 0 | 0 | [7 empty] | 0 | 0 | 0 | 0 | 0 | 0 | 0
| 874 |  |  | 0 | 0 | 0 | 0 | 0 | 0 | 0 |  | 1 | 1 | 1 | 1 | 1 | 1 | 1 | 0 | 0 | 0 | 0 | 0 | 0 | 0 | 0 | 0 | 0 | 0 | 0 | 0 | 0 | [14 empty] | 0 | 0 | 0 | 0 | 0 | 0 | 0 | [7 empty] | 0 | 0 | 0 | 0 | 0 | 0 | 0
| 875 |  |  | 0 | 0 | 0 | 0 | 0 | 0 | 0 |  | 1 | 1 | 1 | 1 | 1 | 1 | 1 | 0 | 0 | 0 | 0 | 0 | 0 | 0 | 0 | 0 | 0 | 0 | 0 | 0 | 0 | [14 empty] | 0 | 0 | 0 | 0 | 0 | 0 | 0 | [7 empty] | 0 | 0 | 0 | 0 | 0 | 0 | 0
| 876 |  |  | 0 | 0 | 0 | 0 | 0 | 0 | 0 |  | 1 | 1 | 1 | 1 | 1 | 1 | 1 | 0 | 0 | 0 | 0 | 0 | 0 | 0 | 0 | 0 | 0 | 0 | 0 | 0 | 0 | [14 empty] | 0 | 0 | 0 | 0 | 0 | 0 | 0 | [7 empty] | 0 | 0 | 0 | 0 | 0 | 0 | 0
| 877 |  |  | 0 | 0 | 0 | 0 | 0 | 0 | 0 |  | 1 | 1 | 1 | 1 | 1 | 1 | 1 | 0 | 0 | 0 | 0 | 0 | 0 | 0 | 0 | 0 | 0 | 0 | 0 | 0 | 0 | [14 empty] | 0 | 0 | 0 | 0 | 0 | 0 | 0 | [7 empty] | 0 | 0 | 0 | 0 | 0 | 0 | 0
| 878 |  |  | 0 | 0 | 0 | 0 | 0 | 0 | 0 |  | 1 | 1 | 1 | 1 | 1 | 1 | 1 | 0 | 0 | 0 | 0 | 0 | 0 | 0 | 0 | 0 | 0 | 0 | 0 | 0 | 0 | [14 empty] | 0 | 0 | 0 | 0 | 0 | 0 | 0 | [7 empty] | 0 | 0 | 0 | 0 | 0 | 0 | 0
| 879 |  |  | 0 | 0 | 0 | 0 | 0 | 0 | 0 |  | 1 | 1 | 1 | 1 | 1 | 1 | 1 | 0 | 0 | 0 | 0 | 0 | 0 | 0 | 0 | 0 | 0 | 0 | 0 | 0 | 0 | [14 empty] | 0 | 0 | 0 | 0 | 0 | 0 | 0 | [7 empty] | 0 | 0 | 0 | 0 | 0 | 0 | 0
| 880 |  |  | 0 | 0 | 0 | 0 | 0 | 0 | 0 |  | 1 | 1 | 1 | 1 | 1 | 1 | 1 | 0 | 0 | 0 | 0 | 0 | 0 | 0 | 0 | 0 | 0 | 0 | 0 | 0 | 0 | [14 empty] | 0 | 0 | 0 | 0 | 0 | 0 | 0 | [7 empty] | 0 | 0 | 0 | 0 | 0 | 0 | 0
| 881 |  |  | 0 | 0 | 0 | 0 | 0 | 0 | 0 |  | 1 | 1 | 1 | 1 | 1 | 1 | 1 | 0 | 0 | 0 | 0 | 0 | 0 | 0 | 0 | 0 | 0 | 0 | 0 | 0 | 0 | [14 empty] | 0 | 0 | 0 | 0 | 0 | 0 | 0 | [7 empty] | 0 | 0 | 0 | 0 | 0 | 0 | 0
| 882 |  |  | 0 | 0 | 0 | 0 | 0 | 0 | 0 |  | 1 | 1 | 1 | 1 | 1 | 1 | 1 | 0 | 0 | 0 | 0 | 0 | 0 | 0 | 0 | 0 | 0 | 0 | 0 | 0 | 0 | [14 empty] | 0 | 0 | 0 | 0 | 0 | 0 | 0 | [7 empty] | 0 | 0 | 0 | 0 | 0 | 0 | 0
| 883 |  |  | 0 | 0 | 0 | 0 | 0 | 0 | 0 |  | 1 | 1 | 1 | 1 | 1 | 1 | 1 | 0 | 0 | 0 | 0 | 0 | 0 | 0 | 0 | 0 | 0 | 0 | 0 | 0 | 0 | [14 empty] | 0 | 0 | 0 | 0 | 0 | 0 | 0 | [7 empty] | 0 | 0 | 0 | 0 | 0 | 0 | 0
| 884 |  |  | 0 | 0 | 0 | 0 | 0 | 0 | 0 |  | 1 | 1 | 1 | 1 | 1 | 1 | 1 | 0 | 0 | 0 | 0 | 0 | 0 | 0 | 0 | 0 | 0 | 0 | 0 | 0 | 0 | [14 empty] | 0 | 0 | 0 | 0 | 0 | 0 | 0 | [7 empty] | 0 | 0 | 0 | 0 | 0 | 0 | 0
| 885 |  |  | 0 | 0 | 0 | 0 | 0 | 0 | 0 |  | 1 | 1 | 1 | 1 | 1 | 1 | 1 | 0 | 0 | 0 | 0 | 0 | 0 | 0 | 0 | 0 | 0 | 0 | 0 | 0 | 0 | [14 empty] | 0 | 0 | 0 | 0 | 0 | 0 | 0 | [7 empty] | 0 | 0 | 0 | 0 | 0 | 0 | 0
| 886 |  |  | 0 | 0 | 0 | 0 | 0 | 0 | 0 |  | 1 | 1 | 1 | 1 | 1 | 1 | 1 | 0 | 0 | 0 | 0 | 0 | 0 | 0 | 0 | 0 | 0 | 0 | 0 | 0 | 0 | [14 empty] | 0 | 0 | 0 | 0 | 0 | 0 | 0 | [7 empty] | 0 | 0 | 0 | 0 | 0 | 0 | 0
| 887 |  |  | 0 | 0 | 0 | 0 | 0 | 0 | 0 |  | 1 | 1 | 1 | 1 | 1 | 1 | 1 | 0 | 0 | 0 | 0 | 0 | 0 | 0 | 0 | 0 | 0 | 0 | 0 | 0 | 0 | [14 empty] | 0 | 0 | 0 | 0 | 0 | 0 | 0 | [7 empty] | 0 | 0 | 0 | 0 | 0 | 0 | 0
| 888 |  |  | 0 | 0 | 0 | 0 | 0 | 0 | 0 |  | 1 | 1 | 1 | 1 | 1 | 1 | 1 | 0 | 0 | 0 | 0 | 0 | 0 | 0 | 0 | 0 | 0 | 0 | 0 | 0 | 0 | [14 empty] | 0 | 0 | 0 | 0 | 0 | 0 | 0 | [7 empty] | 0 | 0 | 0 | 0 | 0 | 0 | 0
| 889 |  |  | 0 | 0 | 0 | 0 | 0 | 0 | 0 |  | 1 | 1 | 1 | 1 | 1 | 1 | 1 | 0 | 0 | 0 | 0 | 0 | 0 | 0 | 0 | 0 | 0 | 0 | 0 | 0 | 0 | [14 empty] | 0 | 0 | 0 | 0 | 0 | 0 | 0 | [7 empty] | 0 | 0 | 0 | 0 | 0 | 0 | 0
| 890 |  |  | 0 | 0 | 0 | 0 | 0 | 0 | 0 |  | 1 | 1 | 1 | 1 | 1 | 1 | 1 | 0 | 0 | 0 | 0 | 0 | 0 | 0 | 0 | 0 | 0 | 0 | 0 | 0 | 0 | [14 empty] | 0 | 0 | 0 | 0 | 0 | 0 | 0 | [7 empty] | 0 | 0 | 0 | 0 | 0 | 0 | 0
| 891 |  |  | 0 | 0 | 0 | 0 | 0 | 0 | 0 |  | 1 | 1 | 1 | 1 | 1 | 1 | 1 | 0 | 0 | 0 | 0 | 0 | 0 | 0 | 0 | 0 | 0 | 0 | 0 | 0 | 0 | [14 empty] | 0 | 0 | 0 | 0 | 0 | 0 | 0 | [7 empty] | 0 | 0 | 0 | 0 | 0 | 0 | 0
| 892 |  |  | 0 | 0 | 0 | 0 | 0 | 0 | 0 |  | 1 | 1 | 1 | 1 | 1 | 1 | 1 | 0 | 0 | 0 | 0 | 0 | 0 | 0 | 0 | 0 | 0 | 0 | 0 | 0 | 0 | [14 empty] | 0 | 0 | 0 | 0 | 0 | 0 | 0 | [7 empty] | 0 | 0 | 0 | 0 | 0 | 0 | 0
| 893 |  |  | 0 | 0 | 0 | 0 | 0 | 0 | 0 |  | 1 | 1 | 1 | 1 | 1 | 1 | 1 | 0 | 0 | 0 | 0 | 0 | 0 | 0 | 0 | 0 | 0 | 0 | 0 | 0 | 0 | [14 empty] | 0 | 0 | 0 | 0 | 0 | 0 | 0 | [7 empty] | 0 | 0 | 0 | 0 | 0 | 0 | 0
| 894 |  |  | 0 | 0 | 0 | 0 | 0 | 0 | 0 |  | 1 | 1 | 1 | 1 | 1 | 1 | 1 | 0 | 0 | 0 | 0 | 0 | 0 | 0 | 0 | 0 | 0 | 0 | 0 | 0 | 0 | [14 empty] | 0 | 0 | 0 | 0 | 0 | 0 | 0 | [7 empty] | 0 | 0 | 0 | 0 | 0 | 0 | 0
| 895 |  |  | 0 | 0 | 0 | 0 | 0 | 0 | 0 |  | 1 | 1 | 1 | 1 | 1 | 1 | 1 | 0 | 0 | 0 | 0 | 0 | 0 | 0 | 0 | 0 | 0 | 0 | 0 | 0 | 0 | [14 empty] | 0 | 0 | 0 | 0 | 0 | 0 | 0 | [7 empty] | 0 | 0 | 0 | 0 | 0 | 0 | 0
| 896 |  |  | 0 | 0 | 0 | 0 | 0 | 0 | 0 |  | 1 | 1 | 1 | 1 | 1 | 1 | 1 | 0 | 0 | 0 | 0 | 0 | 0 | 0 | 0 | 0 | 0 | 0 | 0 | 0 | 0 | [14 empty] | 0 | 0 | 0 | 0 | 0 | 0 | 0 | [7 empty] | 0 | 0 | 0 | 0 | 0 | 0 | 0
| 897 |  |  | 0 | 0 | 0 | 0 | 0 | 0 | 0 |  | 1 | 1 | 1 | 1 | 1 | 1 | 1 | 0 | 0 | 0 | 0 | 0 | 0 | 0 | 0 | 0 | 0 | 0 | 0 | 0 | 0 | [14 empty] | 0 | 0 | 0 | 0 | 0 | 0 | 0 | [7 empty] | 0 | 0 | 0 | 0 | 0 | 0 | 0
| 898 |  |  | 0 | 0 | 0 | 0 | 0 | 0 | 0 |  | 1 | 1 | 1 | 1 | 1 | 1 | 1 | 0 | 0 | 0 | 0 | 0 | 0 | 0 | 0 | 0 | 0 | 0 | 0 | 0 | 0 | [14 empty] | 0 | 0 | 0 | 0 | 0 | 0 | 0 | [7 empty] | 0 | 0 | 0 | 0 | 0 | 0 | 0
| 899 |  |  | 0 | 0 | 0 | 0 | 0 | 0 | 0 |  | 1 | 1 | 1 | 1 | 1 | 1 | 1 | 0 | 0 | 0 | 0 | 0 | 0 | 0 | 0 | 0 | 0 | 0 | 0 | 0 | 0 | [14 empty] | 0 | 0 | 0 | 0 | 0 | 0 | 0 | [7 empty] | 0 | 0 | 0 | 0 | 0 | 0 | 0
| 900 |  |  | 0 | 0 | 0 | 0 | 0 | 0 | 0 |  | 1 | 1 | 1 | 1 | 1 | 1 | 1 | 0 | 0 | 0 | 0 | 0 | 0 | 0 | 0 | 0 | 0 | 0 | 0 | 0 | 0 | [14 empty] | 0 | 0 | 0 | 0 | 0 | 0 | 0 | [7 empty] | 0 | 0 | 0 | 0 | 0 | 0 | 0
| 901 |  |  | 0 | 0 | 0 | 0 | 0 | 0 | 0 |  | 1 | 1 | 1 | 1 | 1 | 1 | 1 | 0 | 0 | 0 | 0 | 0 | 0 | 0 | 0 | 0 | 0 | 0 | 0 | 0 | 0 | [14 empty] | 0 | 0 | 0 | 0 | 0 | 0 | 0 | [7 empty] | 0 | 0 | 0 | 0 | 0 | 0 | 0
| 902 |  |  | 0 | 0 | 0 | 0 | 0 | 0 | 0 |  | 1 | 1 | 1 | 1 | 1 | 1 | 1 | 0 | 0 | 0 | 0 | 0 | 0 | 0 | 0 | 0 | 0 | 0 | 0 | 0 | 0 | [14 empty] | 0 | 0 | 0 | 0 | 0 | 0 | 0 | [7 empty] | 0 | 0 | 0 | 0 | 0 | 0 | 0
| 903 |  |  | 0 | 0 | 0 | 0 | 0 | 0 | 0 |  | 1 | 1 | 1 | 1 | 1 | 1 | 1 | 0 | 0 | 0 | 0 | 0 | 0 | 0 | 0 | 0 | 0 | 0 | 0 | 0 | 0 | [14 empty] | 0 | 0 | 0 | 0 | 0 | 0 | 0 | [7 empty] | 0 | 0 | 0 | 0 | 0 | 0 | 0
| 904 |  |  | 0 | 0 | 0 | 0 | 0 | 0 | 0 |  | 1 | 1 | 1 | 1 | 1 | 1 | 1 | 0 | 0 | 0 | 0 | 0 | 0 | 0 | 0 | 0 | 0 | 0 | 0 | 0 | 0 | [14 empty] | 0 | 0 | 0 | 0 | 0 | 0 | 0 | [7 empty] | 0 | 0 | 0 | 0 | 0 | 0 | 0
| 905 |  |  | 0 | 0 | 0 | 0 | 0 | 0 | 0 |  | 1 | 1 | 1 | 1 | 1 | 1 | 1 | 0 | 0 | 0 | 0 | 0 | 0 | 0 | 0 | 0 | 0 | 0 | 0 | 0 | 0 | [14 empty] | 0 | 0 | 0 | 0 | 0 | 0 | 0 | [7 empty] | 0 | 0 | 0 | 0 | 0 | 0 | 0
| 906 |  |  | 0 | 0 | 0 | 0 | 0 | 0 | 0 |  | 1 | 1 | 1 | 1 | 1 | 1 | 1 | 0 | 0 | 0 | 0 | 0 | 0 | 0 | 0 | 0 | 0 | 0 | 0 | 0 | 0 | [14 empty] | 0 | 0 | 0 | 0 | 0 | 0 | 0 | [7 empty] | 0 | 0 | 0 | 0 | 0 | 0 | 0
| 907 |  |  | 0 | 0 | 0 | 0 | 0 | 0 | 0 |  | 1 | 1 | 1 | 1 | 1 | 1 | 1 | 0 | 0 | 0 | 0 | 0 | 0 | 0 | 0 | 0 | 0 | 0 | 0 | 0 | 0 | [14 empty] | 0 | 0 | 0 | 0 | 0 | 0 | 0 | [7 empty] | 0 | 0 | 0 | 0 | 0 | 0 | 0
| 908 |  |  | 0 | 0 | 0 | 0 | 0 | 0 | 0 |  | 1 | 1 | 1 | 1 | 1 | 1 | 1 | 0 | 0 | 0 | 0 | 0 | 0 | 0 | 0 | 0 | 0 | 0 | 0 | 0 | 0 | [14 empty] | 0 | 0 | 0 | 0 | 0 | 0 | 0 | [7 empty] | 0 | 0 | 0 | 0 | 0 | 0 | 0
| 909 |  |  | 0 | 0 | 0 | 0 | 0 | 0 | 0 |  | 1 | 1 | 1 | 1 | 1 | 1 | 1 | 0 | 0 | 0 | 0 | 0 | 0 | 0 | 0 | 0 | 0 | 0 | 0 | 0 | 0 | [14 empty] | 0 | 0 | 0 | 0 | 0 | 0 | 0 | [7 empty] | 0 | 0 | 0 | 0 | 0 | 0 | 0
| 910 |  |  | 0 | 0 | 0 | 0 | 0 | 0 | 0 |  | 1 | 1 | 1 | 1 | 1 | 1 | 1 | 0 | 0 | 0 | 0 | 0 | 0 | 0 | 0 | 0 | 0 | 0 | 0 | 0 | 0 | [14 empty] | 0 | 0 | 0 | 0 | 0 | 0 | 0 | [7 empty] | 0 | 0 | 0 | 0 | 0 | 0 | 0
| 911 |  |  | 0 | 0 | 0 | 0 | 0 | 0 | 0 |  | 1 | 1 | 1 | 1 | 1 | 1 | 1 | 0 | 0 | 0 | 0 | 0 | 0 | 0 | 0 | 0 | 0 | 0 | 0 | 0 | 0 | [14 empty] | 0 | 0 | 0 | 0 | 0 | 0 | 0 | [7 empty] | 0 | 0 | 0 | 0 | 0 | 0 | 0
| 912 |  |  | 0 | 0 | 0 | 0 | 0 | 0 | 0 |  | 1 | 1 | 1 | 1 | 1 | 1 | 1 | 0 | 0 | 0 | 0 | 0 | 0 | 0 | 0 | 0 | 0 | 0 | 0 | 0 | 0 | [14 empty] | 0 | 0 | 0 | 0 | 0 | 0 | 0 | [7 empty] | 0 | 0 | 0 | 0 | 0 | 0 | 0
| 913 |  |  | 0 | 0 | 0 | 0 | 0 | 0 | 0 |  | 1 | 1 | 1 | 1 | 1 | 1 | 1 | 0 | 0 | 0 | 0 | 0 | 0 | 0 | 0 | 0 | 0 | 0 | 0 | 0 | 0 | [14 empty] | 0 | 0 | 0 | 0 | 0 | 0 | 0 | [7 empty] | 0 | 0 | 0 | 0 | 0 | 0 | 0
| 914 |  |  | 0 | 0 | 0 | 0 | 0 | 0 | 0 |  | 1 | 1 | 1 | 1 | 1 | 1 | 1 | 0 | 0 | 0 | 0 | 0 | 0 | 0 | 0 | 0 | 0 | 0 | 0 | 0 | 0 | [14 empty] | 0 | 0 | 0 | 0 | 0 | 0 | 0 | [7 empty] | 0 | 0 | 0 | 0 | 0 | 0 | 0
| 915 |  |  | 0 | 0 | 0 | 0 | 0 | 0 | 0 |  | 1 | 1 | 1 | 1 | 1 | 1 | 1 | 0 | 0 | 0 | 0 | 0 | 0 | 0 | 0 | 0 | 0 | 0 | 0 | 0 | 0 | [14 empty] | 0 | 0 | 0 | 0 | 0 | 0 | 0 | [7 empty] | 0 | 0 | 0 | 0 | 0 | 0 | 0
| 916 |  |  | 0 | 0 | 0 | 0 | 0 | 0 | 0 |  | 1 | 1 | 1 | 1 | 1 | 1 | 1 | 0 | 0 | 0 | 0 | 0 | 0 | 0 | 0 | 0 | 0 | 0 | 0 | 0 | 0 | [14 empty] | 0 | 0 | 0 | 0 | 0 | 0 | 0 | [7 empty] | 0 | 0 | 0 | 0 | 0 | 0 | 0
| 917 |  |  | 0 | 0 | 0 | 0 | 0 | 0 | 0 |  | 1 | 1 | 1 | 1 | 1 | 1 | 1 | 0 | 0 | 0 | 0 | 0 | 0 | 0 | 0 | 0 | 0 | 0 | 0 | 0 | 0 | [14 empty] | 0 | 0 | 0 | 0 | 0 | 0 | 0 | [7 empty] | 0 | 0 | 0 | 0 | 0 | 0 | 0
| 918 |  |  | 0 | 0 | 0 | 0 | 0 | 0 | 0 |  | 1 | 1 | 1 | 1 | 1 | 1 | 1 | 0 | 0 | 0 | 0 | 0 | 0 | 0 | 0 | 0 | 0 | 0 | 0 | 0 | 0 | [14 empty] | 0 | 0 | 0 | 0 | 0 | 0 | 0 | [7 empty] | 0 | 0 | 0 | 0 | 0 | 0 | 0
| 919 |  |  | 0 | 0 | 0 | 0 | 0 | 0 | 0 |  | 1 | 1 | 1 | 1 | 1 | 1 | 1 | 0 | 0 | 0 | 0 | 0 | 0 | 0 | 0 | 0 | 0 | 0 | 0 | 0 | 0 | [14 empty] | 0 | 0 | 0 | 0 | 0 | 0 | 0 | [7 empty] | 0 | 0 | 0 | 0 | 0 | 0 | 0
| 920 |  |  | 0 | 0 | 0 | 0 | 0 | 0 | 0 |  | 1 | 1 | 1 | 1 | 1 | 1 | 1 | 0 | 0 | 0 | 0 | 0 | 0 | 0 | 0 | 0 | 0 | 0 | 0 | 0 | 0 | [14 empty] | 0 | 0 | 0 | 0 | 0 | 0 | 0 | [7 empty] | 0 | 0 | 0 | 0 | 0 | 0 | 0
| 921 |  |  | 0 | 0 | 0 | 0 | 0 | 0 | 0 |  | 1 | 1 | 1 | 1 | 1 | 1 | 1 | 0 | 0 | 0 | 0 | 0 | 0 | 0 | 0 | 0 | 0 | 0 | 0 | 0 | 0 | [14 empty] | 0 | 0 | 0 | 0 | 0 | 0 | 0 | [7 empty] | 0 | 0 | 0 | 0 | 0 | 0 | 0
| 922 |  |  | 0 | 0 | 0 | 0 | 0 | 0 | 0 |  | 1 | 1 | 1 | 1 | 1 | 1 | 1 | 0 | 0 | 0 | 0 | 0 | 0 | 0 | 0 | 0 | 0 | 0 | 0 | 0 | 0 | [14 empty] | 0 | 0 | 0 | 0 | 0 | 0 | 0 | [7 empty] | 0 | 0 | 0 | 0 | 0 | 0 | 0
| 923 |  |  | 0 | 0 | 0 | 0 | 0 | 0 | 0 |  | 1 | 1 | 1 | 1 | 1 | 1 | 1 | 0 | 0 | 0 | 0 | 0 | 0 | 0 | 0 | 0 | 0 | 0 | 0 | 0 | 0 | [14 empty] | 0 | 0 | 0 | 0 | 0 | 0 | 0 | [7 empty] | 0 | 0 | 0 | 0 | 0 | 0 | 0
| 924 |  |  | 0 | 0 | 0 | 0 | 0 | 0 | 0 |  | 1 | 1 | 1 | 1 | 1 | 1 | 1 | 0 | 0 | 0 | 0 | 0 | 0 | 0 | 0 | 0 | 0 | 0 | 0 | 0 | 0 | [14 empty] | 0 | 0 | 0 | 0 | 0 | 0 | 0 | [7 empty] | 0 | 0 | 0 | 0 | 0 | 0 | 0
| 925 |  |  | 0 | 0 | 0 | 0 | 0 | 0 | 0 |  | 1 | 1 | 1 | 1 | 1 | 1 | 1 | 0 | 0 | 0 | 0 | 0 | 0 | 0 | 0 | 0 | 0 | 0 | 0 | 0 | 0 | [14 empty] | 0 | 0 | 0 | 0 | 0 | 0 | 0 | [7 empty] | 0 | 0 | 0 | 0 | 0 | 0 | 0
| 926 |  |  | 0 | 0 | 0 | 0 | 0 | 0 | 0 |  | 1 | 1 | 1 | 1 | 1 | 1 | 1 | 0 | 0 | 0 | 0 | 0 | 0 | 0 | 0 | 0 | 0 | 0 | 0 | 0 | 0 | [14 empty] | 0 | 0 | 0 | 0 | 0 | 0 | 0 | [7 empty] | 0 | 0 | 0 | 0 | 0 | 0 | 0
| 927 |  |  | 0 | 0 | 0 | 0 | 0 | 0 | 0 |  | 1 | 1 | 1 | 1 | 1 | 1 | 1 | 0 | 0 | 0 | 0 | 0 | 0 | 0 | 0 | 0 | 0 | 0 | 0 | 0 | 0 | [14 empty] | 0 | 0 | 0 | 0 | 0 | 0 | 0 | [7 empty] | 0 | 0 | 0 | 0 | 0 | 0 | 0
| 928 |  |  | 0 | 0 | 0 | 0 | 0 | 0 | 0 |  | 1 | 1 | 1 | 1 | 1 | 1 | 1 | 0 | 0 | 0 | 0 | 0 | 0 | 0 | 0 | 0 | 0 | 0 | 0 | 0 | 0 | [14 empty] | 0 | 0 | 0 | 0 | 0 | 0 | 0 | [7 empty] | 0 | 0 | 0 | 0 | 0 | 0 | 0
| 929 |  |  | 0 | 0 | 0 | 0 | 0 | 0 | 0 |  | 1 | 1 | 1 | 1 | 1 | 1 | 1 | 0 | 0 | 0 | 0 | 0 | 0 | 0 | 0 | 0 | 0 | 0 | 0 | 0 | 0 | [14 empty] | 0 | 0 | 0 | 0 | 0 | 0 | 0 | [7 empty] | 0 | 0 | 0 | 0 | 0 | 0 | 0
| 930 |  |  | 0 | 0 | 0 | 0 | 0 | 0 | 0 |  | 1 | 1 | 1 | 1 | 1 | 1 | 1 | 0 | 0 | 0 | 0 | 0 | 0 | 0 | 0 | 0 | 0 | 0 | 0 | 0 | 0 | [14 empty] | 0 | 0 | 0 | 0 | 0 | 0 | 0 | [7 empty] | 0 | 0 | 0 | 0 | 0 | 0 | 0
| 931 |  |  | 0 | 0 | 0 | 0 | 0 | 0 | 0 |  | 1 | 1 | 1 | 1 | 1 | 1 | 1 | 0 | 0 | 0 | 0 | 0 | 0 | 0 | 0 | 0 | 0 | 0 | 0 | 0 | 0 | [14 empty] | 0 | 0 | 0 | 0 | 0 | 0 | 0 | [7 empty] | 0 | 0 | 0 | 0 | 0 | 0 | 0
| 932 |  |  | 0 | 0 | 0 | 0 | 0 | 0 | 0 |  | 1 | 1 | 1 | 1 | 1 | 1 | 1 | 0 | 0 | 0 | 0 | 0 | 0 | 0 | 0 | 0 | 0 | 0 | 0 | 0 | 0 | [14 empty] | 0 | 0 | 0 | 0 | 0 | 0 | 0 | [7 empty] | 0 | 0 | 0 | 0 | 0 | 0 | 0
| 933 |  |  | 0 | 0 | 0 | 0 | 0 | 0 | 0 |  | 1 | 1 | 1 | 1 | 1 | 1 | 1 | 0 | 0 | 0 | 0 | 0 | 0 | 0 | 0 | 0 | 0 | 0 | 0 | 0 | 0 | [14 empty] | 0 | 0 | 0 | 0 | 0 | 0 | 0 | [7 empty] | 0 | 0 | 0 | 0 | 0 | 0 | 0
| 934 |  |  | 0 | 0 | 0 | 0 | 0 | 0 | 0 |  | 1 | 1 | 1 | 1 | 1 | 1 | 1 | 0 | 0 | 0 | 0 | 0 | 0 | 0 | 0 | 0 | 0 | 0 | 0 | 0 | 0 | [14 empty] | 0 | 0 | 0 | 0 | 0 | 0 | 0 | [7 empty] | 0 | 0 | 0 | 0 | 0 | 0 | 0
| 935 |  |  | 0 | 0 | 0 | 0 | 0 | 0 | 0 |  | 1 | 1 | 1 | 1 | 1 | 1 | 1 | 0 | 0 | 0 | 0 | 0 | 0 | 0 | 0 | 0 | 0 | 0 | 0 | 0 | 0 | [14 empty] | 0 | 0 | 0 | 0 | 0 | 0 | 0 | [7 empty] | 0 | 0 | 0 | 0 | 0 | 0 | 0
| 936 |  |  | 0 | 0 | 0 | 0 | 0 | 0 | 0 |  | 1 | 1 | 1 | 1 | 1 | 1 | 1 | 0 | 0 | 0 | 0 | 0 | 0 | 0 | 0 | 0 | 0 | 0 | 0 | 0 | 0 | [14 empty] | 0 | 0 | 0 | 0 | 0 | 0 | 0 | [7 empty] | 0 | 0 | 0 | 0 | 0 | 0 | 0
| 937 |  |  | 0 | 0 | 0 | 0 | 0 | 0 | 0 |  | 1 | 1 | 1 | 1 | 1 | 1 | 1 | 0 | 0 | 0 | 0 | 0 | 0 | 0 | 0 | 0 | 0 | 0 | 0 | 0 | 0 | [14 empty] | 0 | 0 | 0 | 0 | 0 | 0 | 0 | [7 empty] | 0 | 0 | 0 | 0 | 0 | 0 | 0
| 938 |  |  | 0 | 0 | 0 | 0 | 0 | 0 | 0 |  | 1 | 1 | 1 | 1 | 1 | 1 | 1 | 0 | 0 | 0 | 0 | 0 | 0 | 0 | 0 | 0 | 0 | 0 | 0 | 0 | 0 | [14 empty] | 0 | 0 | 0 | 0 | 0 | 0 | 0 | [7 empty] | 0 | 0 | 0 | 0 | 0 | 0 | 0
| 939 |  |  | 0 | 0 | 0 | 0 | 0 | 0 | 0 |  | 1 | 1 | 1 | 1 | 1 | 1 | 1 | 0 | 0 | 0 | 0 | 0 | 0 | 0 | 0 | 0 | 0 | 0 | 0 | 0 | 0 | [14 empty] | 0 | 0 | 0 | 0 | 0 | 0 | 0 | [7 empty] | 0 | 0 | 0 | 0 | 0 | 0 | 0
| 940 |  |  | 0 | 0 | 0 | 0 | 0 | 0 | 0 |  | 1 | 1 | 1 | 1 | 1 | 1 | 1 | 0 | 0 | 0 | 0 | 0 | 0 | 0 | 0 | 0 | 0 | 0 | 0 | 0 | 0 | [14 empty] | 0 | 0 | 0 | 0 | 0 | 0 | 0 | [7 empty] | 0 | 0 | 0 | 0 | 0 | 0 | 0
| 941 |  |  | 0 | 0 | 0 | 0 | 0 | 0 | 0 |  | 1 | 1 | 1 | 1 | 1 | 1 | 1 | 0 | 0 | 0 | 0 | 0 | 0 | 0 | 0 | 0 | 0 | 0 | 0 | 0 | 0 | [14 empty] | 0 | 0 | 0 | 0 | 0 | 0 | 0 | [7 empty] | 0 | 0 | 0 | 0 | 0 | 0 | 0
| 942 |  |  | 0 | 0 | 0 | 0 | 0 | 0 | 0 |  | 1 | 1 | 1 | 1 | 1 | 1 | 1 | 0 | 0 | 0 | 0 | 0 | 0 | 0 | 0 | 0 | 0 | 0 | 0 | 0 | 0 | [14 empty] | 0 | 0 | 0 | 0 | 0 | 0 | 0 | [7 empty] | 0 | 0 | 0 | 0 | 0 | 0 | 0
| 943 |  |  | 0 | 0 | 0 | 0 | 0 | 0 | 0 |  | 1 | 1 | 1 | 1 | 1 | 1 | 1 | 0 | 0 | 0 | 0 | 0 | 0 | 0 | 0 | 0 | 0 | 0 | 0 | 0 | 0 | [14 empty] | 0 | 0 | 0 | 0 | 0 | 0 | 0 | [7 empty] | 0 | 0 | 0 | 0 | 0 | 0 | 0
| 944 |  |  | 0 | 0 | 0 | 0 | 0 | 0 | 0 |  | 1 | 1 | 1 | 1 | 1 | 1 | 1 | 0 | 0 | 0 | 0 | 0 | 0 | 0 | 0 | 0 | 0 | 0 | 0 | 0 | 0 | [14 empty] | 0 | 0 | 0 | 0 | 0 | 0 | 0 | [7 empty] | 0 | 0 | 0 | 0 | 0 | 0 | 0
| 945 |  |  | 0 | 0 | 0 | 0 | 0 | 0 | 0 |  | 1 | 1 | 1 | 1 | 1 | 1 | 1 | 0 | 0 | 0 | 0 | 0 | 0 | 0 | 0 | 0 | 0 | 0 | 0 | 0 | 0 | [14 empty] | 0 | 0 | 0 | 0 | 0 | 0 | 0 | [7 empty] | 0 | 0 | 0 | 0 | 0 | 0 | 0
| 946 |  |  | 0 | 0 | 0 | 0 | 0 | 0 | 0 |  | 1 | 1 | 1 | 1 | 1 | 1 | 1 | 0 | 0 | 0 | 0 | 0 | 0 | 0 | 0 | 0 | 0 | 0 | 0 | 0 | 0 | [14 empty] | 0 | 0 | 0 | 0 | 0 | 0 | 0 | [7 empty] | 0 | 0 | 0 | 0 | 0 | 0 | 0
| 947 |  |  | 0 | 0 | 0 | 0 | 0 | 0 | 0 |  | 1 | 1 | 1 | 1 | 1 | 1 | 1 | 0 | 0 | 0 | 0 | 0 | 0 | 0 | 0 | 0 | 0 | 0 | 0 | 0 | 0 | [14 empty] | 0 | 0 | 0 | 0 | 0 | 0 | 0 | [7 empty] | 0 | 0 | 0 | 0 | 0 | 0 | 0
| 948 |  |  | 0 | 0 | 0 | 0 | 0 | 0 | 0 |  | 1 | 1 | 1 | 1 | 1 | 1 | 1 | 0 | 0 | 0 | 0 | 0 | 0 | 0 | 0 | 0 | 0 | 0 | 0 | 0 | 0 | [14 empty] | 0 | 0 | 0 | 0 | 0 | 0 | 0 | [7 empty] | 0 | 0 | 0 | 0 | 0 | 0 | 0
| 949 |  |  | 0 | 0 | 0 | 0 | 0 | 0 | 0 |  | 1 | 1 | 1 | 1 | 1 | 1 | 1 | 0 | 0 | 0 | 0 | 0 | 0 | 0 | 0 | 0 | 0 | 0 | 0 | 0 | 0 | [14 empty] | 0 | 0 | 0 | 0 | 0 | 0 | 0 | [7 empty] | 0 | 0 | 0 | 0 | 0 | 0 | 0
| 950 |  |  | 0 | 0 | 0 | 0 | 0 | 0 | 0 |  | 1 | 1 | 1 | 1 | 1 | 1 | 1 | 0 | 0 | 0 | 0 | 0 | 0 | 0 | 0 | 0 | 0 | 0 | 0 | 0 | 0 | [14 empty] | 0 | 0 | 0 | 0 | 0 | 0 | 0 | [7 empty] | 0 | 0 | 0 | 0 | 0 | 0 | 0
| 951 |  |  | 0 | 0 | 0 | 0 | 0 | 0 | 0 |  | 1 | 1 | 1 | 1 | 1 | 1 | 1 | 0 | 0 | 0 | 0 | 0 | 0 | 0 | 0 | 0 | 0 | 0 | 0 | 0 | 0 | [14 empty] | 0 | 0 | 0 | 0 | 0 | 0 | 0 | [7 empty] | 0 | 0 | 0 | 0 | 0 | 0 | 0
| 952 |  |  | 0 | 0 | 0 | 0 | 0 | 0 | 0 |  | 1 | 1 | 1 | 1 | 1 | 1 | 1 | 0 | 0 | 0 | 0 | 0 | 0 | 0 | 0 | 0 | 0 | 0 | 0 | 0 | 0 | [14 empty] | 0 | 0 | 0 | 0 | 0 | 0 | 0 | [7 empty] | 0 | 0 | 0 | 0 | 0 | 0 | 0
| 953 |  |  | 0 | 0 | 0 | 0 | 0 | 0 | 0 |  | 1 | 1 | 1 | 1 | 1 | 1 | 1 | 0 | 0 | 0 | 0 | 0 | 0 | 0 | 0 | 0 | 0 | 0 | 0 | 0 | 0 | [14 empty] | 0 | 0 | 0 | 0 | 0 | 0 | 0 | [7 empty] | 0 | 0 | 0 | 0 | 0 | 0 | 0
| 954 |  |  | 0 | 0 | 0 | 0 | 0 | 0 | 0 |  | 1 | 1 | 1 | 1 | 1 | 1 | 1 | 0 | 0 | 0 | 0 | 0 | 0 | 0 | 0 | 0 | 0 | 0 | 0 | 0 | 0 | [14 empty] | 0 | 0 | 0 | 0 | 0 | 0 | 0 | [7 empty] | 0 | 0 | 0 | 0 | 0 | 0 | 0
| 955 |  |  | 0 | 0 | 0 | 0 | 0 | 0 | 0 |  | 1 | 1 | 1 | 1 | 1 | 1 | 1 | 0 | 0 | 0 | 0 | 0 | 0 | 0 | 0 | 0 | 0 | 0 | 0 | 0 | 0 | [14 empty] | 0 | 0 | 0 | 0 | 0 | 0 | 0 | [7 empty] | 0 | 0 | 0 | 0 | 0 | 0 | 0
| 956 |  |  | 0 | 0 | 0 | 0 | 0 | 0 | 0 |  | 1 | 1 | 1 | 1 | 1 | 1 | 1 | 0 | 0 | 0 | 0 | 0 | 0 | 0 | 0 | 0 | 0 | 0 | 0 | 0 | 0 | [14 empty] | 0 | 0 | 0 | 0 | 0 | 0 | 0 | [7 empty] | 0 | 0 | 0 | 0 | 0 | 0 | 0
| 957 |  |  | 0 | 0 | 0 | 0 | 0 | 0 | 0 |  | 1 | 1 | 1 | 1 | 1 | 1 | 1 | 0 | 0 | 0 | 0 | 0 | 0 | 0 | 0 | 0 | 0 | 0 | 0 | 0 | 0 | [14 empty] | 0 | 0 | 0 | 0 | 0 | 0 | 0 | [7 empty] | 0 | 0 | 0 | 0 | 0 | 0 | 0
| 958 |  |  | 0 | 0 | 0 | 0 | 0 | 0 | 0 |  | 1 | 1 | 1 | 1 | 1 | 1 | 1 | 0 | 0 | 0 | 0 | 0 | 0 | 0 | 0 | 0 | 0 | 0 | 0 | 0 | 0 | [14 empty] | 0 | 0 | 0 | 0 | 0 | 0 | 0 | [7 empty] | 0 | 0 | 0 | 0 | 0 | 0 | 0
| 959 |  |  | 0 | 0 | 0 | 0 | 0 | 0 | 0 |  | 1 | 1 | 1 | 1 | 1 | 1 | 1 | 0 | 0 | 0 | 0 | 0 | 0 | 0 | 0 | 0 | 0 | 0 | 0 | 0 | 0 | [14 empty] | 0 | 0 | 0 | 0 | 0 | 0 | 0 | [7 empty] | 0 | 0 | 0 | 0 | 0 | 0 | 0
| 960 |  |  | 0 | 0 | 0 | 0 | 0 | 0 | 0 |  | 1 | 1 | 1 | 1 | 1 | 1 | 1 | 0 | 0 | 0 | 0 | 0 | 0 | 0 | 0 | 0 | 0 | 0 | 0 | 0 | 0 | [14 empty] | 0 | 0 | 0 | 0 | 0 | 0 | 0 | [7 empty] | 0 | 0 | 0 | 0 | 0 | 0 | 0
| 961 |  |  | 0 | 0 | 0 | 0 | 0 | 0 | 0 |  | 1 | 1 | 1 | 1 | 1 | 1 | 1 | 0 | 0 | 0 | 0 | 0 | 0 | 0 | 0 | 0 | 0 | 0 | 0 | 0 | 0 | [14 empty] | 0 | 0 | 0 | 0 | 0 | 0 | 0 | [7 empty] | 0 | 0 | 0 | 0 | 0 | 0 | 0
| 962 |  |  | 0 | 0 | 0 | 0 | 0 | 0 | 0 |  | 1 | 1 | 1 | 1 | 1 | 1 | 1 | 0 | 0 | 0 | 0 | 0 | 0 | 0 | 0 | 0 | 0 | 0 | 0 | 0 | 0 | [14 empty] | 0 | 0 | 0 | 0 | 0 | 0 | 0 | [7 empty] | 0 | 0 | 0 | 0 | 0 | 0 | 0
| 963 |  |  | 0 | 0 | 0 | 0 | 0 | 0 | 0 |  | 1 | 1 | 1 | 1 | 1 | 1 | 1 | 0 | 0 | 0 | 0 | 0 | 0 | 0 | 0 | 0 | 0 | 0 | 0 | 0 | 0 | [14 empty] | 0 | 0 | 0 | 0 | 0 | 0 | 0 | [7 empty] | 0 | 0 | 0 | 0 | 0 | 0 | 0
| 964 |  |  | 0 | 0 | 0 | 0 | 0 | 0 | 0 |  | 1 | 1 | 1 | 1 | 1 | 1 | 1 | 0 | 0 | 0 | 0 | 0 | 0 | 0 | 0 | 0 | 0 | 0 | 0 | 0 | 0 | [14 empty] | 0 | 0 | 0 | 0 | 0 | 0 | 0 | [7 empty] | 0 | 0 | 0 | 0 | 0 | 0 | 0
| 965 |  |  | 0 | 0 | 0 | 0 | 0 | 0 | 0 |  | 1 | 1 | 1 | 1 | 1 | 1 | 1 | 0 | 0 | 0 | 0 | 0 | 0 | 0 | 0 | 0 | 0 | 0 | 0 | 0 | 0 | [14 empty] | 0 | 0 | 0 | 0 | 0 | 0 | 0 | [7 empty] | 0 | 0 | 0 | 0 | 0 | 0 | 0
| 966 |  |  | 0 | 0 | 0 | 0 | 0 | 0 | 0 |  | 1 | 1 | 1 | 1 | 1 | 1 | 1 | 0 | 0 | 0 | 0 | 0 | 0 | 0 | 0 | 0 | 0 | 0 | 0 | 0 | 0 | [14 empty] | 0 | 0 | 0 | 0 | 0 | 0 | 0 | [7 empty] | 0 | 0 | 0 | 0 | 0 | 0 | 0
| 967 |  |  | 0 | 0 | 0 | 0 | 0 | 0 | 0 |  | 1 | 1 | 1 | 1 | 1 | 1 | 1 | 0 | 0 | 0 | 0 | 0 | 0 | 0 | 0 | 0 | 0 | 0 | 0 | 0 | 0 | [14 empty] | 0 | 0 | 0 | 0 | 0 | 0 | 0 | [7 empty] | 0 | 0 | 0 | 0 | 0 | 0 | 0
| 968 |  |  | 0 | 0 | 0 | 0 | 0 | 0 | 0 |  | 1 | 1 | 1 | 1 | 1 | 1 | 1 | 0 | 0 | 0 | 0 | 0 | 0 | 0 | 0 | 0 | 0 | 0 | 0 | 0 | 0 | [14 empty] | 0 | 0 | 0 | 0 | 0 | 0 | 0 | [7 empty] | 0 | 0 | 0 | 0 | 0 | 0 | 0
| 969 |  |  | 0 | 0 | 0 | 0 | 0 | 0 | 0 |  | 1 | 1 | 1 | 1 | 1 | 1 | 1 | 0 | 0 | 0 | 0 | 0 | 0 | 0 | 0 | 0 | 0 | 0 | 0 | 0 | 0 | [14 empty] | 0 | 0 | 0 | 0 | 0 | 0 | 0 | [7 empty] | 0 | 0 | 0 | 0 | 0 | 0 | 0
| 970 |  |  | 0 | 0 | 0 | 0 | 0 | 0 | 0 |  | 1 | 1 | 1 | 1 | 1 | 1 | 1 | 0 | 0 | 0 | 0 | 0 | 0 | 0 | 0 | 0 | 0 | 0 | 0 | 0 | 0 | [14 empty] | 0 | 0 | 0 | 0 | 0 | 0 | 0 | [7 empty] | 0 | 0 | 0 | 0 | 0 | 0 | 0
| 971 |  |  | 0 | 0 | 0 | 0 | 0 | 0 | 0 |  | 1 | 1 | 1 | 1 | 1 | 1 | 1 | 0 | 0 | 0 | 0 | 0 | 0 | 0 | 0 | 0 | 0 | 0 | 0 | 0 | 0 | [14 empty] | 0 | 0 | 0 | 0 | 0 | 0 | 0 | [7 empty] | 0 | 0 | 0 | 0 | 0 | 0 | 0
| 972 |  |  | 0 | 0 | 0 | 0 | 0 | 0 | 0 |  | 1 | 1 | 1 | 1 | 1 | 1 | 1 | 0 | 0 | 0 | 0 | 0 | 0 | 0 | 0 | 0 | 0 | 0 | 0 | 0 | 0 | [14 empty] | 0 | 0 | 0 | 0 | 0 | 0 | 0 | [7 empty] | 0 | 0 | 0 | 0 | 0 | 0 | 0
| 973 |  |  | 0 | 0 | 0 | 0 | 0 | 0 | 0 |  | 1 | 1 | 1 | 1 | 1 | 1 | 1 | 0 | 0 | 0 | 0 | 0 | 0 | 0 | 0 | 0 | 0 | 0 | 0 | 0 | 0 | [14 empty] | 0 | 0 | 0 | 0 | 0 | 0 | 0 | [7 empty] | 0 | 0 | 0 | 0 | 0 | 0 | 0
| 974 |  |  | 0 | 0 | 0 | 0 | 0 | 0 | 0 |  | 1 | 1 | 1 | 1 | 1 | 1 | 1 | 0 | 0 | 0 | 0 | 0 | 0 | 0 | 0 | 0 | 0 | 0 | 0 | 0 | 0 | [14 empty] | 0 | 0 | 0 | 0 | 0 | 0 | 0 | [7 empty] | 0 | 0 | 0 | 0 | 0 | 0 | 0
| 975 |  |  | 0 | 0 | 0 | 0 | 0 | 0 | 0 |  | 1 | 1 | 1 | 1 | 1 | 1 | 1 | 0 | 0 | 0 | 0 | 0 | 0 | 0 | 0 | 0 | 0 | 0 | 0 | 0 | 0 | [14 empty] | 0 | 0 | 0 | 0 | 0 | 0 | 0 | [7 empty] | 0 | 0 | 0 | 0 | 0 | 0 | 0
| 976 |  |  | 0 | 0 | 0 | 0 | 0 | 0 | 0 |  | 1 | 1 | 1 | 1 | 1 | 1 | 1 | 0 | 0 | 0 | 0 | 0 | 0 | 0 | 0 | 0 | 0 | 0 | 0 | 0 | 0 | [14 empty] | 0 | 0 | 0 | 0 | 0 | 0 | 0 | [7 empty] | 0 | 0 | 0 | 0 | 0 | 0 | 0
| 977 |  |  | 0 | 0 | 0 | 0 | 0 | 0 | 0 |  | 1 | 1 | 1 | 1 | 1 | 1 | 1 | 0 | 0 | 0 | 0 | 0 | 0 | 0 | 0 | 0 | 0 | 0 | 0 | 0 | 0 | [14 empty] | 0 | 0 | 0 | 0 | 0 | 0 | 0 | [7 empty] | 0 | 0 | 0 | 0 | 0 | 0 | 0
| 978 |  |  | 0 | 0 | 0 | 0 | 0 | 0 | 0 |  | 1 | 1 | 1 | 1 | 1 | 1 | 1 | 0 | 0 | 0 | 0 | 0 | 0 | 0 | 0 | 0 | 0 | 0 | 0 | 0 | 0 | [14 empty] | 0 | 0 | 0 | 0 | 0 | 0 | 0 | [7 empty] | 0 | 0 | 0 | 0 | 0 | 0 | 0
| 979 |  |  | 0 | 0 | 0 | 0 | 0 | 0 | 0 |  | 1 | 1 | 1 | 1 | 1 | 1 | 1 | 0 | 0 | 0 | 0 | 0 | 0 | 0 | 0 | 0 | 0 | 0 | 0 | 0 | 0 | [14 empty] | 0 | 0 | 0 | 0 | 0 | 0 | 0 | [7 empty] | 0 | 0 | 0 | 0 | 0 | 0 | 0
| 980 |  |  | 0 | 0 | 0 | 0 | 0 | 0 | 0 |  | 1 | 1 | 1 | 1 | 1 | 1 | 1 | 0 | 0 | 0 | 0 | 0 | 0 | 0 | 0 | 0 | 0 | 0 | 0 | 0 | 0 | [14 empty] | 0 | 0 | 0 | 0 | 0 | 0 | 0 | [7 empty] | 0 | 0 | 0 | 0 | 0 | 0 | 0
| 981 |  |  | 0 | 0 | 0 | 0 | 0 | 0 | 0 |  | 1 | 1 | 1 | 1 | 1 | 1 | 1 | 0 | 0 | 0 | 0 | 0 | 0 | 0 | 0 | 0 | 0 | 0 | 0 | 0 | 0 | [14 empty] | 0 | 0 | 0 | 0 | 0 | 0 | 0 | [7 empty] | 0 | 0 | 0 | 0 | 0 | 0 | 0
| 982 |  |  | 0 | 0 | 0 | 0 | 0 | 0 | 0 |  | 1 | 1 | 1 | 1 | 1 | 1 | 1 | 0 | 0 | 0 | 0 | 0 | 0 | 0 | 0 | 0 | 0 | 0 | 0 | 0 | 0 | [14 empty] | 0 | 0 | 0 | 0 | 0 | 0 | 0 | [7 empty] | 0 | 0 | 0 | 0 | 0 | 0 | 0
| 983 |  |  | 0 | 0 | 0 | 0 | 0 | 0 | 0 |  | 1 | 1 | 1 | 1 | 1 | 1 | 1 | 0 | 0 | 0 | 0 | 0 | 0 | 0 | 0 | 0 | 0 | 0 | 0 | 0 | 0 | [14 empty] | 0 | 0 | 0 | 0 | 0 | 0 | 0 | [7 empty] | 0 | 0 | 0 | 0 | 0 | 0 | 0
| 984 |  |  | 0 | 0 | 0 | 0 | 0 | 0 | 0 |  | 1 | 1 | 1 | 1 | 1 | 1 | 1 | 0 | 0 | 0 | 0 | 0 | 0 | 0 | 0 | 0 | 0 | 0 | 0 | 0 | 0 | [14 empty] | 0 | 0 | 0 | 0 | 0 | 0 | 0 | [7 empty] | 0 | 0 | 0 | 0 | 0 | 0 | 0
| 985 |  |  | 0 | 0 | 0 | 0 | 0 | 0 | 0 |  | 1 | 1 | 1 | 1 | 1 | 1 | 1 | 0 | 0 | 0 | 0 | 0 | 0 | 0 | 0 | 0 | 0 | 0 | 0 | 0 | 0 | [14 empty] | 0 | 0 | 0 | 0 | 0 | 0 | 0 | [7 empty] | 0 | 0 | 0 | 0 | 0 | 0 | 0
| 986 |  |  | 0 | 0 | 0 | 0 | 0 | 0 | 0 |  | 1 | 1 | 1 | 1 | 1 | 1 | 1 | 0 | 0 | 0 | 0 | 0 | 0 | 0 | 0 | 0 | 0 | 0 | 0 | 0 | 0 | [14 empty] | 0 | 0 | 0 | 0 | 0 | 0 | 0 | [7 empty] | 0 | 0 | 0 | 0 | 0 | 0 | 0
| 987 |  |  | 0 | 0 | 0 | 0 | 0 | 0 | 0 |  | 1 | 1 | 1 | 1 | 1 | 1 | 1 | 0 | 0 | 0 | 0 | 0 | 0 | 0 | 0 | 0 | 0 | 0 | 0 | 0 | 0 | [14 empty] | 0 | 0 | 0 | 0 | 0 | 0 | 0 | [7 empty] | 0 | 0 | 0 | 0 | 0 | 0 | 0
| 988 |  |  | 0 | 0 | 0 | 0 | 0 | 0 | 0 |  | 1 | 1 | 1 | 1 | 1 | 1 | 1 | 0 | 0 | 0 | 0 | 0 | 0 | 0 | 0 | 0 | 0 | 0 | 0 | 0 | 0 | [14 empty] | 0 | 0 | 0 | 0 | 0 | 0 | 0 | [7 empty] | 0 | 0 | 0 | 0 | 0 | 0 | 0
| 989 |  |  | 0 | 0 | 0 | 0 | 0 | 0 | 0 |  | 1 | 1 | 1 | 1 | 1 | 1 | 1 | 0 | 0 | 0 | 0 | 0 | 0 | 0 | 0 | 0 | 0 | 0 | 0 | 0 | 0 | [14 empty] | 0 | 0 | 0 | 0 | 0 | 0 | 0 | [7 empty] | 0 | 0 | 0 | 0 | 0 | 0 | 0
| 990 |  |  | 0 | 0 | 0 | 0 | 0 | 0 | 0 |  | 1 | 1 | 1 | 1 | 1 | 1 | 1 | 0 | 0 | 0 | 0 | 0 | 0 | 0 | 0 | 0 | 0 | 0 | 0 | 0 | 0 | [14 empty] | 0 | 0 | 0 | 0 | 0 | 0 | 0 | [7 empty] | 0 | 0 | 0 | 0 | 0 | 0 | 0
| 991 |  |  | 0 | 0 | 0 | 0 | 0 | 0 | 0 |  | 1 | 1 | 1 | 1 | 1 | 1 | 1 | 0 | 0 | 0 | 0 | 0 | 0 | 0 | 0 | 0 | 0 | 0 | 0 | 0 | 0 | [14 empty] | 0 | 0 | 0 | 0 | 0 | 0 | 0 | [7 empty] | 0 | 0 | 0 | 0 | 0 | 0 | 0
| 992 |  |  | 0 | 0 | 0 | 0 | 0 | 0 | 0 |  | 1 | 1 | 1 | 1 | 1 | 1 | 1 | 0 | 0 | 0 | 0 | 0 | 0 | 0 | 0 | 0 | 0 | 0 | 0 | 0 | 0 | [14 empty] | 0 | 0 | 0 | 0 | 0 | 0 | 0 | [7 empty] | 0 | 0 | 0 | 0 | 0 | 0 | 0
| 993 |  |  | 0 | 0 | 0 | 0 | 0 | 0 | 0 |  | 1 | 1 | 1 | 1 | 1 | 1 | 1 | 0 | 0 | 0 | 0 | 0 | 0 | 0 | 0 | 0 | 0 | 0 | 0 | 0 | 0 | [14 empty] | 0 | 0 | 0 | 0 | 0 | 0 | 0 | [7 empty] | 0 | 0 | 0 | 0 | 0 | 0 | 0
| 994 |  |  | 0 | 0 | 0 | 0 | 0 | 0 | 0 |  | 1 | 1 | 1 | 1 | 1 | 1 | 1 | 0 | 0 | 0 | 0 | 0 | 0 | 0 | 0 | 0 | 0 | 0 | 0 | 0 | 0 | [14 empty] | 0 | 0 | 0 | 0 | 0 | 0 | 0 | [7 empty] | 0 | 0 | 0 | 0 | 0 | 0 | 0
| 995 |  |  | 0 | 0 | 0 | 0 | 0 | 0 | 0 |  | 1 | 1 | 1 | 1 | 1 | 1 | 1 | 0 | 0 | 0 | 0 | 0 | 0 | 0 | 0 | 0 | 0 | 0 | 0 | 0 | 0 | [14 empty] | 0 | 0 | 0 | 0 | 0 | 0 | 0 | [7 empty] | 0 | 0 | 0 | 0 | 0 | 0 | 0
| 996 |  |  | 0 | 0 | 0 | 0 | 0 | 0 | 0 |  | 1 | 1 | 1 | 1 | 1 | 1 | 1 | 0 | 0 | 0 | 0 | 0 | 0 | 0 | 0 | 0 | 0 | 0 | 0 | 0 | 0 | [14 empty] | 0 | 0 | 0 | 0 | 0 | 0 | 0 | [7 empty] | 0 | 0 | 0 | 0 | 0 | 0 | 0

## Output¦ PTRM (D)
Ausgrid 2024-25
|  | AER Capex Forecast Model | Sheet Validation | 0
Output¦ PTRM (D)
|  | 56. Forecast gross capital expenditure – as incurred ($millions December 2023) (Distribution) | [9 empty] | 60. Forecast immediate expensing of capital expenditure – as incurred ($millions December 2023) (Distribution)
|  |  | 0 | 0 | 0 | 0 | 0 | 0 | 0 |  |  |  | 0 | 0 | 0 | 0 | 0 | 0 | 0
|  | PTRM asset class | 2022-23 | 2023-24 | 2024-25 | 2025-26 | 2026-27 | 2027-28 | 2028-29 | Total |  | PTRM asset class | 2022-23 | 2023-24 | 2024-25 | 2025-26 | 2026-27 | 2027-28 | 2028-29 | Total
| 1 | Ancillary substation equipment (dx) | 13.766 | 0 | 0 | 0 | 0 | 0 | 0 | 13.766 | 1 | Ancillary substation equipment (dx) | 0 | 0 | 0 | 0 | 0 | 0 | 0 | 0
| 2 | Buildings (non-system) (dx) | 9.9302 | 0 | 0 | 0 | 0 | 0 | 0 | 9.9302 | 2 | Buildings (non-system) (dx) | 0 | 0 | 0 | 0 | 0 | 0 | 0 | 0
| 3 | Buildings (system) (dx) | 25.5899 | 0 | 0 | 0 | 0 | 0 | 0 | 25.5899 | 3 | Buildings (system) (dx) | 0 | 0 | 0 | 0 | 0 | 0 | 0 | 0
| 4 | Cable tunnel (dx) | 0.45806 | 0 | 0 | 0 | 0 | 0 | 0 | 0.45806 | 4 | Cable tunnel (dx) | 0 | 0 | 0 | 0 | 0 | 0 | 0 | 0
| 5 | Distribution lines and cables (dx) | 134.2896 | 0 | 0 | 0 | 0 | 0 | 0 | 134.2896 | 5 | Distribution lines and cables (dx) | 0 | 0 | 0 | 0 | 0 | 0 | 0 | 0
| 6 | Furniture, fittings, plant and equipment (dx) | 4.0587 | 0 | 0 | 0 | 0 | 0 | 0 | 4.0587 | 6 | Furniture, fittings, plant and equipment (dx) | 0 | 0 | 0 | 0 | 0 | 0 | 0 | 0
| 7 | IT systems (dx) | 14.5885 | 0 | 0 | 0 | 0 | 0 | 0 | 14.5885 | 7 | IT systems (dx) | 0 | 0 | 0 | 0 | 0 | 0 | 0 | 0
| 8 | In-house software (dx) | 77.141 | 0 | 0 | 0 | 0 | 0 | 0 | 77.141 | 8 | In-house software (dx) | 0 | 0 | 0 | 0 | 0 | 0 | 0 | 0
| 9 | Land and Easements (dx) | 4.452e-05 | 0 | 0 | 0 | 0 | 0 | 0 | 4.452e-05 | 9 | Land and Easements (dx) | 0 | 0 | 0 | 0 | 0 | 0 | 0 | 0
| 10 | Low Voltage Lines and Cables (dx) | 227.414 | 0 | 0 | 0 | 0 | 0 | 0 | 227.414 | 10 | Low Voltage Lines and Cables (dx) | 0 | 0 | 0 | 0 | 0 | 0 | 0 | 0
| 11 | Motor vehicles (dx) | 27.5405 | 0 | 0 | 0 | 0 | 0 | 0 | 27.5405 | 11 | Motor vehicles (dx) | 0 | 0 | 0 | 0 | 0 | 0 | 0 | 0
| 12 | Sub-transmission lines and cables (dx) | 54.8256 | 0 | 0 | 0 | 0 | 0 | 0 | 54.8256 | 12 | Sub-transmission lines and cables (dx) | 1.7532 | 0 | 0 | 0 | 0 | 0 | 0 | 1.7532
| 13 | Substations (dx) | 126.7255 | 0 | 0 | 0 | 0 | 0 | 0 | 126.7255 | 13 | Substations (dx) | 1.6116 | 0 | 0 | 0 | 0 | 0 | 0 | 1.6116
| 14 | System IT (dx) | 16.1301 | 0 | 0 | 0 | 0 | 0 | 0 | 16.1301 | 14 | System IT (dx) | 0 | 0 | 0 | 0 | 0 | 0 | 0 | 0
| 15 | Transformers (dx) | 31.5053 | 0 | 0 | 0 | 0 | 0 | 0 | 31.5053 | 15 | Transformers (dx) | 0 | 0 | 0 | 0 | 0 | 0 | 0 | 0
| 16 | Land (non-system) (dx) | 4.659 | 0 | 0 | 0 | 0 | 0 | 0 | 4.659 | 16 | Land (non-system) (dx) | 0 | 0 | 0 | 0 | 0 | 0 | 0 | 0
| 17 | Communications (digital) (dx) | 29.08 | 0 | 0 | 0 | 0 | 0 | 0 | 29.08 | 17 | Communications (digital) (dx) | 0 | 0 | 0 | 0 | 0 | 0 | 0 | 0
| 18 | Distribution Leases (dx) | 0 | 0 | 0 | 0 | 0 | 0 | 0 | 0 | 18 | Distribution Leases (dx) | 0 | 0 | 0 | 0 | 0 | 0 | 0 | 0
| 19 | Other non system assets (dx) | 0.12162 | 0 | 0 | 0 | 0 | 0 | 0 | 0.12162 | 19 | Other non system assets (dx) | 0 | 0 | 0 | 0 | 0 | 0 | 0 | 0
| 20 |  | 0 | 0 | 0 | 0 | 0 | 0 | 0 | 0 | 20 |  | 0 | 0 | 0 | 0 | 0 | 0 | 0 | 0
| 21 |  | 0 | 0 | 0 | 0 | 0 | 0 | 0 | 0 | 21 |  | 0 | 0 | 0 | 0 | 0 | 0 | 0 | 0
| 22 |  | 0 | 0 | 0 | 0 | 0 | 0 | 0 | 0 | 22 |  | 0 | 0 | 0 | 0 | 0 | 0 | 0 | 0
| 23 |  | 0 | 0 | 0 | 0 | 0 | 0 | 0 | 0 | 23 |  | 0 | 0 | 0 | 0 | 0 | 0 | 0 | 0
| 24 |  | 0 | 0 | 0 | 0 | 0 | 0 | 0 | 0 | 24 |  | 0 | 0 | 0 | 0 | 0 | 0 | 0 | 0
| 25 |  | 0 | 0 | 0 | 0 | 0 | 0 | 0 | 0 | 25 |  | 0 | 0 | 0 | 0 | 0 | 0 | 0 | 0
| 26 |  | 0 | 0 | 0 | 0 | 0 | 0 | 0 | 0 | 26 |  | 0 | 0 | 0 | 0 | 0 | 0 | 0 | 0
| 27 |  | 0 | 0 | 0 | 0 | 0 | 0 | 0 | 0 | 27 |  | 0 | 0 | 0 | 0 | 0 | 0 | 0 | 0
| 28 |  | 0 | 0 | 0 | 0 | 0 | 0 | 0 | 0 | 28 |  | 0 | 0 | 0 | 0 | 0 | 0 | 0 | 0
| 29 |  | 0 | 0 | 0 | 0 | 0 | 0 | 0 | 0 | 29 |  | 0 | 0 | 0 | 0 | 0 | 0 | 0 | 0
| 30 |  | 0 | 0 | 0 | 0 | 0 | 0 | 0 | 0 | 30 |  | 0 | 0 | 0 | 0 | 0 | 0 | 0 | 0
| 31 |  | 0 | 0 | 0 | 0 | 0 | 0 | 0 | 0 | 31 |  | 0 | 0 | 0 | 0 | 0 | 0 | 0 | 0
| 32 |  | 0 | 0 | 0 | 0 | 0 | 0 | 0 | 0 | 32 |  | 0 | 0 | 0 | 0 | 0 | 0 | 0 | 0
| 33 |  | 0 | 0 | 0 | 0 | 0 | 0 | 0 | 0 | 33 |  | 0 | 0 | 0 | 0 | 0 | 0 | 0 | 0
| 34 |  | 0 | 0 | 0 | 0 | 0 | 0 | 0 | 0 | 34 |  | 0 | 0 | 0 | 0 | 0 | 0 | 0 | 0
| 35 |  | 0 | 0 | 0 | 0 | 0 | 0 | 0 | 0 | 35 |  | 0 | 0 | 0 | 0 | 0 | 0 | 0 | 0
| 36 |  | 0 | 0 | 0 | 0 | 0 | 0 | 0 | 0 | 36 |  | 0 | 0 | 0 | 0 | 0 | 0 | 0 | 0
| 37 |  | 0 | 0 | 0 | 0 | 0 | 0 | 0 | 0 | 37 |  | 0 | 0 | 0 | 0 | 0 | 0 | 0 | 0
| 38 |  | 0 | 0 | 0 | 0 | 0 | 0 | 0 | 0 | 38 |  | 0 | 0 | 0 | 0 | 0 | 0 | 0 | 0
| 39 |  | 0 | 0 | 0 | 0 | 0 | 0 | 0 | 0 | 39 |  | 0 | 0 | 0 | 0 | 0 | 0 | 0 | 0
| 40 |  | 0 | 0 | 0 | 0 | 0 | 0 | 0 | 0 | 40 |  | 0 | 0 | 0 | 0 | 0 | 0 | 0 | 0
| 41 |  | 0 | 0 | 0 | 0 | 0 | 0 | 0 | 0 | 41 |  | 0 | 0 | 0 | 0 | 0 | 0 | 0 | 0
| 42 |  | 0 | 0 | 0 | 0 | 0 | 0 | 0 | 0 | 42 |  | 0 | 0 | 0 | 0 | 0 | 0 | 0 | 0
| 43 |  | 0 | 0 | 0 | 0 | 0 | 0 | 0 | 0 | 43 |  | 0 | 0 | 0 | 0 | 0 | 0 | 0 | 0
| 44 |  | 0 | 0 | 0 | 0 | 0 | 0 | 0 | 0 | 44 |  | 0 | 0 | 0 | 0 | 0 | 0 | 0 | 0
| 45 |  | 0 | 0 | 0 | 0 | 0 | 0 | 0 | 0 | 45 |  | 0 | 0 | 0 | 0 | 0 | 0 | 0 | 0
| 46 |  | 0 | 0 | 0 | 0 | 0 | 0 | 0 | 0 | 46 |  | 0 | 0 | 0 | 0 | 0 | 0 | 0 | 0
| 47 |  | 0 | 0 | 0 | 0 | 0 | 0 | 0 | 0 | 47 |  | 0 | 0 | 0 | 0 | 0 | 0 | 0 | 0
| 48 |  | 0 | 0 | 0 | 0 | 0 | 0 | 0 | 0 | 48 |  | 0 | 0 | 0 | 0 | 0 | 0 | 0 | 0
| 49 |  | 0 | 0 | 0 | 0 | 0 | 0 | 0 | 0 | 49 |  | 0 | 0 | 0 | 0 | 0 | 0 | 0 | 0
| 50 |  | 0 | 0 | 0 | 0 | 0 | 0 | 0 | 0 | 50 |  | 0 | 0 | 0 | 0 | 0 | 0 | 0 | 0
|  |  | 797.8235 | 0 | 0 | 0 | 0 | 0 | 0 | 797.8235 |  | Total | 3.3647 | 0 | 0 | 0 | 0 | 0 | 0 | 3.3647
57. Forecast capital contributions – Type 1 – as incurred ($millions December 2023) (Distribution)
|  |  | 0 | 0 | 0 | 0 | 0 | 0 | 0
|  | PTRM asset class | 2022-23 | 2023-24 | 2024-25 | 2025-26 | 2026-27 | 2027-28 | 2028-29 | Total
| 1 | Ancillary substation equipment (dx) | 1.1056 | 0 | 0 | 0 | 0 | 0 | 0 | 1.1056
| 2 | Buildings (non-system) (dx) | 0 | 0 | 0 | 0 | 0 | 0 | 0 | 0
| 3 | Buildings (system) (dx) | 0 | 0 | 0 | 0 | 0 | 0 | 0 | 0
| 4 | Cable tunnel (dx) | 0 | 0 | 0 | 0 | 0 | 0 | 0 | 0
| 5 | Distribution lines and cables (dx) | 19.7424 | 0 | 0 | 0 | 0 | 0 | 0 | 19.7424
| 6 | Furniture, fittings, plant and equipment (dx) | 0 | 0 | 0 | 0 | 0 | 0 | 0 | 0
| 7 | IT systems (dx) | 0 | 0 | 0 | 0 | 0 | 0 | 0 | 0
| 8 | In-house software (dx) | 0 | 0 | 0 | 0 | 0 | 0 | 0 | 0
| 9 | Land and Easements (dx) | 0 | 0 | 0 | 0 | 0 | 0 | 0 | 0
| 10 | Low Voltage Lines and Cables (dx) | 47.3011 | 0 | 0 | 0 | 0 | 0 | 0 | 47.3011
| 11 | Motor vehicles (dx) | 0 | 0 | 0 | 0 | 0 | 0 | 0 | 0
| 12 | Sub-transmission lines and cables (dx) | 20.5601 | 0 | 0 | 0 | 0 | 0 | 0 | 20.5601
| 13 | Substations (dx) | 17.223 | 0 | 0 | 0 | 0 | 0 | 0 | 17.223
| 14 | System IT (dx) | 0 | 0 | 0 | 0 | 0 | 0 | 0 | 0
| 15 | Transformers (dx) | 10.3808 | 0 | 0 | 0 | 0 | 0 | 0 | 10.3808
| 16 | Land (non-system) (dx) | 0 | 0 | 0 | 0 | 0 | 0 | 0 | 0
| 17 | Communications (digital) (dx) | 0 | 0 | 0 | 0 | 0 | 0 | 0 | 0
| 18 | Distribution Leases (dx) | 0 | 0 | 0 | 0 | 0 | 0 | 0 | 0
| 19 | Other non system assets (dx) | 0 | 0 | 0 | 0 | 0 | 0 | 0 | 0
| 20 |  | 0 | 0 | 0 | 0 | 0 | 0 | 0 | 0
| 21 |  | 0 | 0 | 0 | 0 | 0 | 0 | 0 | 0
| 22 |  | 0 | 0 | 0 | 0 | 0 | 0 | 0 | 0
| 23 |  | 0 | 0 | 0 | 0 | 0 | 0 | 0 | 0
| 24 |  | 0 | 0 | 0 | 0 | 0 | 0 | 0 | 0
| 25 |  | 0 | 0 | 0 | 0 | 0 | 0 | 0 | 0
| 26 |  | 0 | 0 | 0 | 0 | 0 | 0 | 0 | 0
| 27 |  | 0 | 0 | 0 | 0 | 0 | 0 | 0 | 0
| 28 |  | 0 | 0 | 0 | 0 | 0 | 0 | 0 | 0
| 29 |  | 0 | 0 | 0 | 0 | 0 | 0 | 0 | 0
| 30 |  | 0 | 0 | 0 | 0 | 0 | 0 | 0 | 0
| 31 |  | 0 | 0 | 0 | 0 | 0 | 0 | 0 | 0
| 32 |  | 0 | 0 | 0 | 0 | 0 | 0 | 0 | 0
| 33 |  | 0 | 0 | 0 | 0 | 0 | 0 | 0 | 0
| 34 |  | 0 | 0 | 0 | 0 | 0 | 0 | 0 | 0
| 35 |  | 0 | 0 | 0 | 0 | 0 | 0 | 0 | 0
| 36 |  | 0 | 0 | 0 | 0 | 0 | 0 | 0 | 0
| 37 |  | 0 | 0 | 0 | 0 | 0 | 0 | 0 | 0
| 38 |  | 0 | 0 | 0 | 0 | 0 | 0 | 0 | 0
| 39 |  | 0 | 0 | 0 | 0 | 0 | 0 | 0 | 0
| 40 |  | 0 | 0 | 0 | 0 | 0 | 0 | 0 | 0
| 41 |  | 0 | 0 | 0 | 0 | 0 | 0 | 0 | 0
| 42 |  | 0 | 0 | 0 | 0 | 0 | 0 | 0 | 0
| 43 |  | 0 | 0 | 0 | 0 | 0 | 0 | 0 | 0
| 44 |  | 0 | 0 | 0 | 0 | 0 | 0 | 0 | 0
| 45 |  | 0 | 0 | 0 | 0 | 0 | 0 | 0 | 0
| 46 |  | 0 | 0 | 0 | 0 | 0 | 0 | 0 | 0
| 47 |  | 0 | 0 | 0 | 0 | 0 | 0 | 0 | 0
| 48 |  | 0 | 0 | 0 | 0 | 0 | 0 | 0 | 0
| 49 |  | 0 | 0 | 0 | 0 | 0 | 0 | 0 | 0
| 50 |  | 0 | 0 | 0 | 0 | 0 | 0 | 0 | 0
|  | Total | 116.3131 | 0 | 0 | 0 | 0 | 0 | 0 | 116.3131
58. Forecast asset disposals – as incurred ($millions December 2023) (Distribution)
|  |  | 0 | 0 | 0 | 0 | 0 | 0 | 0
|  | PTRM asset class | 2022-23 | 2023-24 | 2024-25 | 2025-26 | 2026-27 | 2027-28 | 2028-29 | Total
| 1 | Ancillary substation equipment (dx) | 0 | 0 | 0 | 0 | 0 | 0 | 0 | 0
| 2 | Buildings (non-system) (dx) | 6.2193 | 0 | 0 | 0 | 0 | 0 | 0 | 6.2193
| 3 | Buildings (system) (dx) | 2.9176 | 0 | 0 | 0 | 0 | 0 | 0 | 2.9176
| 4 | Cable tunnel (dx) | 0 | 0 | 0 | 0 | 0 | 0 | 0 | 0
| 5 | Distribution lines and cables (dx) | 3.9819 | 0 | 0 | 0 | 0 | 0 | 0 | 3.9819
| 6 | Furniture, fittings, plant and equipment (dx) | 0 | 0 | 0 | 0 | 0 | 0 | 0 | 0
| 7 | IT systems (dx) | 0.025209 | 0 | 0 | 0 | 0 | 0 | 0 | 0.025209
| 8 | In-house software (dx) | 0 | 0 | 0 | 0 | 0 | 0 | 0 | 0
| 9 | Land and Easements (dx) | 38.7351 | 0 | 0 | 0 | 0 | 0 | 0 | 38.7351
| 10 | Low Voltage Lines and Cables (dx) | 0 | 0 | 0 | 0 | 0 | 0 | 0 | 0
| 11 | Motor vehicles (dx) | 2.5217 | 0 | 0 | 0 | 0 | 0 | 0 | 2.5217
| 12 | Sub-transmission lines and cables (dx) | 0 | 0 | 0 | 0 | 0 | 0 | 0 | 0
| 13 | Substations (dx) | 0 | 0 | 0 | 0 | 0 | 0 | 0 | 0
| 14 | System IT (dx) | 0 | 0 | 0 | 0 | 0 | 0 | 0 | 0
| 15 | Transformers (dx) | 0 | 0 | 0 | 0 | 0 | 0 | 0 | 0
| 16 | Land (non-system) (dx) | 74.825 | 0 | 0 | 0 | 0 | 0 | 0 | 74.825
| 17 | Communications (digital) (dx) | 0 | 0 | 0 | 0 | 0 | 0 | 0 | 0
| 18 | Distribution Leases (dx) | 0 | 0 | 0 | 0 | 0 | 0 | 0 | 0
| 19 | Other non system assets (dx) | 0 | 0 | 0 | 0 | 0 | 0 | 0 | 0
| 20 |  | 0 | 0 | 0 | 0 | 0 | 0 | 0 | 0
| 21 |  | 0 | 0 | 0 | 0 | 0 | 0 | 0 | 0
| 22 |  | 0 | 0 | 0 | 0 | 0 | 0 | 0 | 0
| 23 |  | 0 | 0 | 0 | 0 | 0 | 0 | 0 | 0
| 24 |  | 0 | 0 | 0 | 0 | 0 | 0 | 0 | 0
| 25 |  | 0 | 0 | 0 | 0 | 0 | 0 | 0 | 0
| 26 |  | 0 | 0 | 0 | 0 | 0 | 0 | 0 | 0
| 27 |  | 0 | 0 | 0 | 0 | 0 | 0 | 0 | 0
| 28 |  | 0 | 0 | 0 | 0 | 0 | 0 | 0 | 0
| 29 |  | 0 | 0 | 0 | 0 | 0 | 0 | 0 | 0
| 30 |  | 0 | 0 | 0 | 0 | 0 | 0 | 0 | 0
| 31 |  | 0 | 0 | 0 | 0 | 0 | 0 | 0 | 0
| 32 |  | 0 | 0 | 0 | 0 | 0 | 0 | 0 | 0
| 33 |  | 0 | 0 | 0 | 0 | 0 | 0 | 0 | 0
| 34 |  | 0 | 0 | 0 | 0 | 0 | 0 | 0 | 0
| 35 |  | 0 | 0 | 0 | 0 | 0 | 0 | 0 | 0
| 36 |  | 0 | 0 | 0 | 0 | 0 | 0 | 0 | 0
| 37 |  | 0 | 0 | 0 | 0 | 0 | 0 | 0 | 0
| 38 |  | 0 | 0 | 0 | 0 | 0 | 0 | 0 | 0
| 39 |  | 0 | 0 | 0 | 0 | 0 | 0 | 0 | 0
| 40 |  | 0 | 0 | 0 | 0 | 0 | 0 | 0 | 0
| 41 |  | 0 | 0 | 0 | 0 | 0 | 0 | 0 | 0
| 42 |  | 0 | 0 | 0 | 0 | 0 | 0 | 0 | 0
| 43 |  | 0 | 0 | 0 | 0 | 0 | 0 | 0 | 0
| 44 |  | 0 | 0 | 0 | 0 | 0 | 0 | 0 | 0
| 45 |  | 0 | 0 | 0 | 0 | 0 | 0 | 0 | 0
| 46 |  | 0 | 0 | 0 | 0 | 0 | 0 | 0 | 0
| 47 |  | 0 | 0 | 0 | 0 | 0 | 0 | 0 | 0
| 48 |  | 0 | 0 | 0 | 0 | 0 | 0 | 0 | 0
| 49 |  | 0 | 0 | 0 | 0 | 0 | 0 | 0 | 0
| 50 |  | 0 | 0 | 0 | 0 | 0 | 0 | 0 | 0
|  | Total | 129.2257 | 0 | 0 | 0 | 0 | 0 | 0 | 129.2257
59. Forecast net capital expenditure – as incurred ($millions December 2023) (Distribution)
|  |  | 0 | 0 | 0 | 0 | 0 | 0 | 0 | 0
|  | PTRM asset class | 2022-23 | 2023-24 | 2024-25 | 2025-26 | 2026-27 | 2027-28 | 2028-29 | Total
| 1 | Ancillary substation equipment (dx) | 12.6604 | 0 | 0 | 0 | 0 | 0 | 0 | 12.6604
| 2 | Buildings (non-system) (dx) | 3.711 | 0 | 0 | 0 | 0 | 0 | 0 | 3.711
| 3 | Buildings (system) (dx) | 22.6722 | 0 | 0 | 0 | 0 | 0 | 0 | 22.6722
| 4 | Cable tunnel (dx) | 0.45806 | 0 | 0 | 0 | 0 | 0 | 0 | 0.45806
| 5 | Distribution lines and cables (dx) | 110.5653 | 0 | 0 | 0 | 0 | 0 | 0 | 110.5653
| 6 | Furniture, fittings, plant and equipment (dx) | 4.0587 | 0 | 0 | 0 | 0 | 0 | 0 | 4.0587
| 7 | IT systems (dx) | 14.5632 | 0 | 0 | 0 | 0 | 0 | 0 | 14.5632
| 8 | In-house software (dx) | 77.141 | 0 | 0 | 0 | 0 | 0 | 0 | 77.141
| 9 | Land and Easements (dx) | -38.735 | 0 | 0 | 0 | 0 | 0 | 0 | -38.735
| 10 | Low Voltage Lines and Cables (dx) | 180.1129 | 0 | 0 | 0 | 0 | 0 | 0 | 180.1129
| 11 | Motor vehicles (dx) | 25.0188 | 0 | 0 | 0 | 0 | 0 | 0 | 25.0188
| 12 | Sub-transmission lines and cables (dx) | 34.2655 | 0 | 0 | 0 | 0 | 0 | 0 | 34.2655
| 13 | Substations (dx) | 109.5025 | 0 | 0 | 0 | 0 | 0 | 0 | 109.5025
| 14 | System IT (dx) | 16.1301 | 0 | 0 | 0 | 0 | 0 | 0 | 16.1301
| 15 | Transformers (dx) | 21.1244 | 0 | 0 | 0 | 0 | 0 | 0 | 21.1244
| 16 | Land (non-system) (dx) | -70.166 | 0 | 0 | 0 | 0 | 0 | 0 | -70.166
| 17 | Communications (digital) (dx) | 29.08 | 0 | 0 | 0 | 0 | 0 | 0 | 29.08
| 18 | Distribution Leases (dx) | 0 | 0 | 0 | 0 | 0 | 0 | 0 | 0
| 19 | Other non system assets (dx) | 0.12162 | 0 | 0 | 0 | 0 | 0 | 0 | 0.12162
| 20 |  | 0 | 0 | 0 | 0 | 0 | 0 | 0 | 0
| 21 |  | 0 | 0 | 0 | 0 | 0 | 0 | 0 | 0
| 22 |  | 0 | 0 | 0 | 0 | 0 | 0 | 0 | 0
| 23 |  | 0 | 0 | 0 | 0 | 0 | 0 | 0 | 0
| 24 |  | 0 | 0 | 0 | 0 | 0 | 0 | 0 | 0
| 25 |  | 0 | 0 | 0 | 0 | 0 | 0 | 0 | 0
| 26 |  | 0 | 0 | 0 | 0 | 0 | 0 | 0 | 0
| 27 |  | 0 | 0 | 0 | 0 | 0 | 0 | 0 | 0
| 28 |  | 0 | 0 | 0 | 0 | 0 | 0 | 0 | 0
| 29 |  | 0 | 0 | 0 | 0 | 0 | 0 | 0 | 0
| 30 |  | 0 | 0 | 0 | 0 | 0 | 0 | 0 | 0
| 31 |  | 0 | 0 | 0 | 0 | 0 | 0 | 0 | 0
| 32 |  | 0 | 0 | 0 | 0 | 0 | 0 | 0 | 0
| 33 |  | 0 | 0 | 0 | 0 | 0 | 0 | 0 | 0
| 34 |  | 0 | 0 | 0 | 0 | 0 | 0 | 0 | 0
| 35 |  | 0 | 0 | 0 | 0 | 0 | 0 | 0 | 0
| 36 |  | 0 | 0 | 0 | 0 | 0 | 0 | 0 | 0
| 37 |  | 0 | 0 | 0 | 0 | 0 | 0 | 0 | 0
| 38 |  | 0 | 0 | 0 | 0 | 0 | 0 | 0 | 0
| 39 |  | 0 | 0 | 0 | 0 | 0 | 0 | 0 | 0
| 40 |  | 0 | 0 | 0 | 0 | 0 | 0 | 0 | 0
| 41 |  | 0 | 0 | 0 | 0 | 0 | 0 | 0 | 0
| 42 |  | 0 | 0 | 0 | 0 | 0 | 0 | 0 | 0
| 43 |  | 0 | 0 | 0 | 0 | 0 | 0 | 0 | 0
| 44 |  | 0 | 0 | 0 | 0 | 0 | 0 | 0 | 0
| 45 |  | 0 | 0 | 0 | 0 | 0 | 0 | 0 | 0
| 46 |  | 0 | 0 | 0 | 0 | 0 | 0 | 0 | 0
| 47 |  | 0 | 0 | 0 | 0 | 0 | 0 | 0 | 0
| 48 |  | 0 | 0 | 0 | 0 | 0 | 0 | 0 | 0
| 49 |  | 0 | 0 | 0 | 0 | 0 | 0 | 0 | 0
| 50 |  | 0 | 0 | 0 | 0 | 0 | 0 | 0 | 0
|  | Total | 552.2847 | 0 | 0 | 0 | 0 | 0 | 0 | 552.2847

## Output¦ PTRM (T)
Ausgrid 2024-25
|  | AER Capex Forecast Model | Sheet Validation | 0
Output¦ PTRM (T)
|  | 61. Forecast gross capital expenditure – as incurred ($millions December 2023) (Transmission) | [9 empty] | 65. Forecast immediate expensing of capital expenditure – as incurred ($millions December 2023) (Transmission)
|  |  | 0 | 0 | 0 | 0 | 0 | 0 | 0 |  |  |  | 0 | 0 | 0 | 0 | 0 | 0 | 0
|  | PTRM asset class | 2022-23 | 2023-24 | 2024-25 | 2025-26 | 2026-27 | 2027-28 | 2028-29 | Total |  | PTRM asset class | 2022-23 | 2023-24 | 2024-25 | 2025-26 | 2026-27 | 2027-28 | 2028-29 | Total
| 1 | 132kV concrete & steel pole lines (tx) | 3.6239 | 0 | 0 | 0 | 0 | 0 | 0 | 3.6239 | 1 | 132kV concrete & steel pole lines (tx) | 0 | 0 | 0 | 0 | 0 | 0 | 0 | 0
| 2 | 132kV feeders underground (tx) | 14.6523 | 0 | 0 | 0 | 0 | 0 | 0 | 14.6523 | 2 | 132kV feeders underground (tx) | 1.5335 | 0 | 0 | 0 | 0 | 0 | 0 | 1.5335
| 3 | 132kV tower lines (tx) | 8.3697 | 0 | 0 | 0 | 0 | 0 | 0 | 8.3697 | 3 | 132kV tower lines (tx) | 0 | 0 | 0 | 0 | 0 | 0 | 0 | 0
| 4 | 132kV wood pole lines (tx) | 5.248 | 0 | 0 | 0 | 0 | 0 | 0 | 5.248 | 4 | 132kV wood pole lines (tx) | 0 | 0 | 0 | 0 | 0 | 0 | 0 | 0
| 5 | Ancillary substation equipment (tx) | 3.6193 | 0 | 0 | 0 | 0 | 0 | 0 | 3.6193 | 5 | Ancillary substation equipment (tx) | 0 | 0 | 0 | 0 | 0 | 0 | 0 | 0
| 6 | Buildings (non-system) (tx) | 0.10605 | 0 | 0 | 0 | 0 | 0 | 0 | 0.10605 | 6 | Buildings (non-system) (tx) | 0 | 0 | 0 | 0 | 0 | 0 | 0 | 0
| 7 | Buildings (system) (tx) | 4.9613 | 0 | 0 | 0 | 0 | 0 | 0 | 4.9613 | 7 | Buildings (system) (tx) | 0 | 0 | 0 | 0 | 0 | 0 | 0 | 0
| 8 | Furniture, fittings, plant and equipment (tx) | 0.25939 | 0 | 0 | 0 | 0 | 0 | 0 | 0.25939 | 8 | Furniture, fittings, plant and equipment (tx) | 0 | 0 | 0 | 0 | 0 | 0 | 0 | 0
| 9 | IT systems (tx) | 0.90176 | 0 | 0 | 0 | 0 | 0 | 0 | 0.90176 | 9 | IT systems (tx) | 0 | 0 | 0 | 0 | 0 | 0 | 0 | 0
| 10 | In-house software (tx) | 4.9911 | 0 | 0 | 0 | 0 | 0 | 0 | 4.9911 | 10 | In-house software (tx) | 0 | 0 | 0 | 0 | 0 | 0 | 0 | 0
| 11 | Motor vehicles (tx) | 1.5166 | 0 | 0 | 0 | 0 | 0 | 0 | 1.5166 | 11 | Motor vehicles (tx) | 0 | 0 | 0 | 0 | 0 | 0 | 0 | 0
| 12 | System IT (tx) | 0.4532 | 0 | 0 | 0 | 0 | 0 | 0 | 0.4532 | 12 | System IT (tx) | 0 | 0 | 0 | 0 | 0 | 0 | 0 | 0
| 13 | Transmission & Zone land & easements (tx) | 0 | 0 | 0 | 0 | 0 | 0 | 0 | 0 | 13 | Transmission & Zone land & easements (tx) | 0 | 0 | 0 | 0 | 0 | 0 | 0 | 0
| 14 | Transmission substation equip 132/66kV (tx) | 4.5637 | 0 | 0 | 0 | 0 | 0 | 0 | 4.5637 | 14 | Transmission substation equip 132/66kV (tx) | 0 | 0 | 0 | 0 | 0 | 0 | 0 | 0
| 15 | Transmission transformers 132/66kV (tx) | 0.27994 | 0 | 0 | 0 | 0 | 0 | 0 | 0.27994 | 15 | Transmission transformers 132/66kV (tx) | 0 | 0 | 0 | 0 | 0 | 0 | 0 | 0
| 16 | Zone substation equip 132/66kV (tx) | 5.8553 | 0 | 0 | 0 | 0 | 0 | 0 | 5.8553 | 16 | Zone substation equip 132/66kV (tx) | 0 | 0 | 0 | 0 | 0 | 0 | 0 | 0
| 17 | Zone transformers 132/66kV (tx) | 0.72412 | 0 | 0 | 0 | 0 | 0 | 0 | 0.72412 | 17 | Zone transformers 132/66kV (tx) | 0 | 0 | 0 | 0 | 0 | 0 | 0 | 0
| 18 | Land (non-system) (tx) | 0.048856 | 0 | 0 | 0 | 0 | 0 | 0 | 0.048856 | 18 | Land (non-system) (tx) | 0 | 0 | 0 | 0 | 0 | 0 | 0 | 0
| 19 | Communications (digital) (tx) | 4.9 | 0 | 0 | 0 | 0 | 0 | 0 | 4.9 | 19 | Communications (digital) (tx) | 0 | 0 | 0 | 0 | 0 | 0 | 0 | 0
| 20 | Transmission Leases (tx) | 30.5914 | 0 | 0 | 0 | 0 | 0 | 0 | 30.5914 | 20 | Transmission Leases (tx) | 0 | 0 | 0 | 0 | 0 | 0 | 0 | 0
| 21 | Other non system assets (tx) | 0.0077927 | 0 | 0 | 0 | 0 | 0 | 0 | 0.0077927 | 21 | Other non system assets (tx) | 0 | 0 | 0 | 0 | 0 | 0 | 0 | 0
| 22 |  | 0 | 0 | 0 | 0 | 0 | 0 | 0 | 0 | 22 |  | 0 | 0 | 0 | 0 | 0 | 0 | 0 | 0
| 23 |  | 0 | 0 | 0 | 0 | 0 | 0 | 0 | 0 | 23 |  | 0 | 0 | 0 | 0 | 0 | 0 | 0 | 0
| 24 |  | 0 | 0 | 0 | 0 | 0 | 0 | 0 | 0 | 24 |  | 0 | 0 | 0 | 0 | 0 | 0 | 0 | 0
| 25 |  | 0 | 0 | 0 | 0 | 0 | 0 | 0 | 0 | 25 |  | 0 | 0 | 0 | 0 | 0 | 0 | 0 | 0
| 26 |  | 0 | 0 | 0 | 0 | 0 | 0 | 0 | 0 | 26 |  | 0 | 0 | 0 | 0 | 0 | 0 | 0 | 0
| 27 |  | 0 | 0 | 0 | 0 | 0 | 0 | 0 | 0 | 27 |  | 0 | 0 | 0 | 0 | 0 | 0 | 0 | 0
| 28 |  | 0 | 0 | 0 | 0 | 0 | 0 | 0 | 0 | 28 |  | 0 | 0 | 0 | 0 | 0 | 0 | 0 | 0
| 29 |  | 0 | 0 | 0 | 0 | 0 | 0 | 0 | 0 | 29 |  | 0 | 0 | 0 | 0 | 0 | 0 | 0 | 0
| 30 |  | 0 | 0 | 0 | 0 | 0 | 0 | 0 | 0 | 30 |  | 0 | 0 | 0 | 0 | 0 | 0 | 0 | 0
| 31 |  | 0 | 0 | 0 | 0 | 0 | 0 | 0 | 0 | 31 |  | 0 | 0 | 0 | 0 | 0 | 0 | 0 | 0
| 32 |  | 0 | 0 | 0 | 0 | 0 | 0 | 0 | 0 | 32 |  | 0 | 0 | 0 | 0 | 0 | 0 | 0 | 0
| 33 |  | 0 | 0 | 0 | 0 | 0 | 0 | 0 | 0 | 33 |  | 0 | 0 | 0 | 0 | 0 | 0 | 0 | 0
| 34 |  | 0 | 0 | 0 | 0 | 0 | 0 | 0 | 0 | 34 |  | 0 | 0 | 0 | 0 | 0 | 0 | 0 | 0
| 35 |  | 0 | 0 | 0 | 0 | 0 | 0 | 0 | 0 | 35 |  | 0 | 0 | 0 | 0 | 0 | 0 | 0 | 0
| 36 |  | 0 | 0 | 0 | 0 | 0 | 0 | 0 | 0 | 36 |  | 0 | 0 | 0 | 0 | 0 | 0 | 0 | 0
| 37 |  | 0 | 0 | 0 | 0 | 0 | 0 | 0 | 0 | 37 |  | 0 | 0 | 0 | 0 | 0 | 0 | 0 | 0
| 38 |  | 0 | 0 | 0 | 0 | 0 | 0 | 0 | 0 | 38 |  | 0 | 0 | 0 | 0 | 0 | 0 | 0 | 0
| 39 |  | 0 | 0 | 0 | 0 | 0 | 0 | 0 | 0 | 39 |  | 0 | 0 | 0 | 0 | 0 | 0 | 0 | 0
| 40 |  | 0 | 0 | 0 | 0 | 0 | 0 | 0 | 0 | 40 |  | 0 | 0 | 0 | 0 | 0 | 0 | 0 | 0
| 41 |  | 0 | 0 | 0 | 0 | 0 | 0 | 0 | 0 | 41 |  | 0 | 0 | 0 | 0 | 0 | 0 | 0 | 0
| 42 |  | 0 | 0 | 0 | 0 | 0 | 0 | 0 | 0 | 42 |  | 0 | 0 | 0 | 0 | 0 | 0 | 0 | 0
| 43 |  | 0 | 0 | 0 | 0 | 0 | 0 | 0 | 0 | 43 |  | 0 | 0 | 0 | 0 | 0 | 0 | 0 | 0
| 44 |  | 0 | 0 | 0 | 0 | 0 | 0 | 0 | 0 | 44 |  | 0 | 0 | 0 | 0 | 0 | 0 | 0 | 0
| 45 |  | 0 | 0 | 0 | 0 | 0 | 0 | 0 | 0 | 45 |  | 0 | 0 | 0 | 0 | 0 | 0 | 0 | 0
| 46 |  | 0 | 0 | 0 | 0 | 0 | 0 | 0 | 0 | 46 |  | 0 | 0 | 0 | 0 | 0 | 0 | 0 | 0
| 47 |  | 0 | 0 | 0 | 0 | 0 | 0 | 0 | 0 | 47 |  | 0 | 0 | 0 | 0 | 0 | 0 | 0 | 0
| 48 |  | 0 | 0 | 0 | 0 | 0 | 0 | 0 | 0 | 48 |  | 0 | 0 | 0 | 0 | 0 | 0 | 0 | 0
| 49 |  | 0 | 0 | 0 | 0 | 0 | 0 | 0 | 0 | 49 |  | 0 | 0 | 0 | 0 | 0 | 0 | 0 | 0
| 50 |  | 0 | 0 | 0 | 0 | 0 | 0 | 0 | 0 | 50 |  | 0 | 0 | 0 | 0 | 0 | 0 | 0 | 0
|  |  | 95.6738 | 0 | 0 | 0 | 0 | 0 | 0 | 95.6738 |  |  | 1.5335 | 0 | 0 | 0 |  |  | 0 | 1.5335
|  | 62. Forecast capital contributions – Type 1 – as incurred ($millions December 2023) (Transmission) | [9 empty] | Dx + Tx | 893.4973 | 0 | 0 | 0 |  |  | 0 | 893.4973
|  |  | 0 | 0 | 0 | 0 | 0 | 0 | 0
|  | PTRM asset class | 2022-23 | 2023-24 | 2024-25 | 2025-26 | 2026-27 | 2027-28 | 2028-29 | Total
| 1 | 132kV concrete & steel pole lines (tx) | 0 | 0 | 0 | 0 | 0 | 0 | 0 | 0
| 2 | 132kV feeders underground (tx) | 0 | 0 | 0 | 0 | 0 | 0 | 0 | 0
| 3 | 132kV tower lines (tx) | 0 | 0 | 0 | 0 | 0 | 0 | 0 | 0
| 4 | 132kV wood pole lines (tx) | 0 | 0 | 0 | 0 | 0 | 0 | 0 | 0
| 5 | Ancillary substation equipment (tx) | 0 | 0 | 0 | 0 | 0 | 0 | 0 | 0
| 6 | Buildings (non-system) (tx) | 0 | 0 | 0 | 0 | 0 | 0 | 0 | 0
| 7 | Buildings (system) (tx) | 0 | 0 | 0 | 0 | 0 | 0 | 0 | 0
| 8 | Furniture, fittings, plant and equipment (tx) | 0 | 0 | 0 | 0 | 0 | 0 | 0 | 0
| 9 | IT systems (tx) | 0 | 0 | 0 | 0 | 0 | 0 | 0 | 0
| 10 | In-house software (tx) | 0 | 0 | 0 | 0 | 0 | 0 | 0 | 0
| 11 | Motor vehicles (tx) | 0 | 0 | 0 | 0 | 0 | 0 | 0 | 0
| 12 | System IT (tx) | 0 | 0 | 0 | 0 | 0 | 0 | 0 | 0
| 13 | Transmission & Zone land & easements (tx) | 0 | 0 | 0 | 0 | 0 | 0 | 0 | 0
| 14 | Transmission substation equip 132/66kV (tx) | 0 | 0 | 0 | 0 | 0 | 0 | 0 | 0
| 15 | Transmission transformers 132/66kV (tx) | 0 | 0 | 0 | 0 | 0 | 0 | 0 | 0
| 16 | Zone substation equip 132/66kV (tx) | 0 | 0 | 0 | 0 | 0 | 0 | 0 | 0
| 17 | Zone transformers 132/66kV (tx) | 0 | 0 | 0 | 0 | 0 | 0 | 0 | 0
| 18 | Land (non-system) (tx) | 0 | 0 | 0 | 0 | 0 | 0 | 0 | 0
| 19 | Communications (digital) (tx) | 0 | 0 | 0 | 0 | 0 | 0 | 0 | 0
| 20 | Transmission Leases (tx) | 0 | 0 | 0 | 0 | 0 | 0 | 0 | 0
| 21 | Other non system assets (tx) | 0 | 0 | 0 | 0 | 0 | 0 | 0 | 0
| 22 |  | 0 | 0 | 0 | 0 | 0 | 0 | 0 | 0
| 23 |  | 0 | 0 | 0 | 0 | 0 | 0 | 0 | 0
| 24 |  | 0 | 0 | 0 | 0 | 0 | 0 | 0 | 0
| 25 |  | 0 | 0 | 0 | 0 | 0 | 0 | 0 | 0
| 26 |  | 0 | 0 | 0 | 0 | 0 | 0 | 0 | 0
| 27 |  | 0 | 0 | 0 | 0 | 0 | 0 | 0 | 0
| 28 |  | 0 | 0 | 0 | 0 | 0 | 0 | 0 | 0
| 29 |  | 0 | 0 | 0 | 0 | 0 | 0 | 0 | 0
| 30 |  | 0 | 0 | 0 | 0 | 0 | 0 | 0 | 0
| 31 |  | 0 | 0 | 0 | 0 | 0 | 0 | 0 | 0
| 32 |  | 0 | 0 | 0 | 0 | 0 | 0 | 0 | 0
| 33 |  | 0 | 0 | 0 | 0 | 0 | 0 | 0 | 0
| 34 |  | 0 | 0 | 0 | 0 | 0 | 0 | 0 | 0
| 35 |  | 0 | 0 | 0 | 0 | 0 | 0 | 0 | 0
| 36 |  | 0 | 0 | 0 | 0 | 0 | 0 | 0 | 0
| 37 |  | 0 | 0 | 0 | 0 | 0 | 0 | 0 | 0
| 38 |  | 0 | 0 | 0 | 0 | 0 | 0 | 0 | 0
| 39 |  | 0 | 0 | 0 | 0 | 0 | 0 | 0 | 0
| 40 |  | 0 | 0 | 0 | 0 | 0 | 0 | 0 | 0
| 41 |  | 0 | 0 | 0 | 0 | 0 | 0 | 0 | 0
| 42 |  | 0 | 0 | 0 | 0 | 0 | 0 | 0 | 0
| 43 |  | 0 | 0 | 0 | 0 | 0 | 0 | 0 | 0
| 44 |  | 0 | 0 | 0 | 0 | 0 | 0 | 0 | 0
| 45 |  | 0 | 0 | 0 | 0 | 0 | 0 | 0 | 0
| 46 |  | 0 | 0 | 0 | 0 | 0 | 0 | 0 | 0
| 47 |  | 0 | 0 | 0 | 0 | 0 | 0 | 0 | 0
| 48 |  | 0 | 0 | 0 | 0 | 0 | 0 | 0 | 0
| 49 |  | 0 | 0 | 0 | 0 | 0 | 0 | 0 | 0
| 50 |  | 0 | 0 | 0 | 0 | 0 | 0 | 0 | 0
|  | Total | 0 | 0 | 0 | 0 | 0 | 0 | 0 | 0
63. Forecast asset disposals – as incurred ($millions December 2023) (Transmission)
|  |  | 0 | 0 | 0 | 0 | 0 | 0 | 0
|  | PTRM asset class | 2022-23 | 2023-24 | 2024-25 | 2025-26 | 2026-27 | 2027-28 | 2028-29 | Total
| 1 | 132kV concrete & steel pole lines (tx) | 0 | 0 | 0 | 0 | 0 | 0 | 0 | 0
| 2 | 132kV feeders underground (tx) | 0 | 0 | 0 | 0 | 0 | 0 | 0 | 0
| 3 | 132kV tower lines (tx) | 0.56001 | 0 | 0 | 0 | 0 | 0 | 0 | 0.56001
| 4 | 132kV wood pole lines (tx) | 0 | 0 | 0 | 0 | 0 | 0 | 0 | 0
| 5 | Ancillary substation equipment (tx) | 0 | 0 | 0 | 0 | 0 | 0 | 0 | 0
| 6 | Buildings (non-system) (tx) | 0.87468 | 0 | 0 | 0 | 0 | 0 | 0 | 0.87468
| 7 | Buildings (system) (tx) | 0 | 0 | 0 | 0 | 0 | 0 | 0 | 0
| 8 | Furniture, fittings, plant and equipment (tx) | 0 | 0 | 0 | 0 | 0 | 0 | 0 | 0
| 9 | IT systems (tx) | 0.003545 | 0 | 0 | 0 | 0 | 0 | 0 | 0.003545
| 10 | In-house software (tx) | 0 | 0 | 0 | 0 | 0 | 0 | 0 | 0
| 11 | Motor vehicles (tx) | 0.35465 | 0 | 0 | 0 | 0 | 0 | 0 | 0.35465
| 12 | System IT (tx) | 0 | 0 | 0 | 0 | 0 | 0 | 0 | 0
| 13 | Transmission & Zone land & easements (tx) | 0.001849 | 0 | 0 | 0 | 0 | 0 | 0 | 0.001849
| 14 | Transmission substation equip 132/66kV (tx) | 0 | 0 | 0 | 0 | 0 | 0 | 0 | 0
| 15 | Transmission transformers 132/66kV (tx) | 0 | 0 | 0 | 0 | 0 | 0 | 0 | 0
| 16 | Zone substation equip 132/66kV (tx) | 0 | 0 | 0 | 0 | 0 | 0 | 0 | 0
| 17 | Zone transformers 132/66kV (tx) | 0 | 0 | 0 | 0 | 0 | 0 | 0 | 0
| 18 | Land (non-system) (tx) | 10.5235 | 0 | 0 | 0 | 0 | 0 | 0 | 10.5235
| 19 | Communications (digital) (tx) | 0 | 0 | 0 | 0 | 0 | 0 | 0 | 0
| 20 | Transmission Leases (tx) | 0 | 0 | 0 | 0 | 0 | 0 | 0 | 0
| 21 | Other non system assets (tx) | 0 | 0 | 0 | 0 | 0 | 0 | 0 | 0
| 22 |  | 0 | 0 | 0 | 0 | 0 | 0 | 0 | 0
| 23 |  | 0 | 0 | 0 | 0 | 0 | 0 | 0 | 0
| 24 |  | 0 | 0 | 0 | 0 | 0 | 0 | 0 | 0
| 25 |  | 0 | 0 | 0 | 0 | 0 | 0 | 0 | 0
| 26 |  | 0 | 0 | 0 | 0 | 0 | 0 | 0 | 0
| 27 |  | 0 | 0 | 0 | 0 | 0 | 0 | 0 | 0
| 28 |  | 0 | 0 | 0 | 0 | 0 | 0 | 0 | 0
| 29 |  | 0 | 0 | 0 | 0 | 0 | 0 | 0 | 0
| 30 |  | 0 | 0 | 0 | 0 | 0 | 0 | 0 | 0
| 31 |  | 0 | 0 | 0 | 0 | 0 | 0 | 0 | 0
| 32 |  | 0 | 0 | 0 | 0 | 0 | 0 | 0 | 0
| 33 |  | 0 | 0 | 0 | 0 | 0 | 0 | 0 | 0
| 34 |  | 0 | 0 | 0 | 0 | 0 | 0 | 0 | 0
| 35 |  | 0 | 0 | 0 | 0 | 0 | 0 | 0 | 0
| 36 |  | 0 | 0 | 0 | 0 | 0 | 0 | 0 | 0
| 37 |  | 0 | 0 | 0 | 0 | 0 | 0 | 0 | 0
| 38 |  | 0 | 0 | 0 | 0 | 0 | 0 | 0 | 0
| 39 |  | 0 | 0 | 0 | 0 | 0 | 0 | 0 | 0
| 40 |  | 0 | 0 | 0 | 0 | 0 | 0 | 0 | 0
| 41 |  | 0 | 0 | 0 | 0 | 0 | 0 | 0 | 0
| 42 |  | 0 | 0 | 0 | 0 | 0 | 0 | 0 | 0
| 43 |  | 0 | 0 | 0 | 0 | 0 | 0 | 0 | 0
| 44 |  | 0 | 0 | 0 | 0 | 0 | 0 | 0 | 0
| 45 |  | 0 | 0 | 0 | 0 | 0 | 0 | 0 | 0
| 46 |  | 0 | 0 | 0 | 0 | 0 | 0 | 0 | 0
| 47 |  | 0 | 0 | 0 | 0 | 0 | 0 | 0 | 0
| 48 |  | 0 | 0 | 0 | 0 | 0 | 0 | 0 | 0
| 49 |  | 0 | 0 | 0 | 0 | 0 | 0 | 0 | 0
| 50 |  | 0 | 0 | 0 | 0 | 0 | 0 | 0 | 0
|  | Total | 12.3182 | 0 | 0 | 0 | 0 | 0 | 0 | 12.3182
64. Forecast net capital expenditure – as incurred ($millions December 2023) (Transmission)
|  |  | 0 | 0 | 0 | 0 |  |  | 0 | 0
|  | PTRM asset class | 2022-23 | 2023-24 | 2024-25 | 2025-26 |  |  | 2028-29 | Total
| 1 | 132kV concrete & steel pole lines (tx) | 3.6239 | 0 | 0 | 0 |  |  | 0 | 3.6239
| 2 | 132kV feeders underground (tx) | 14.6523 | 0 | 0 | 0 |  |  | 0 | 14.6523
| 3 | 132kV tower lines (tx) | 7.8097 | 0 | 0 | 0 |  |  | 0 | 7.8097
| 4 | 132kV wood pole lines (tx) | 5.248 | 0 | 0 | 0 |  |  | 0 | 5.248
| 5 | Ancillary substation equipment (tx) | 3.6193 | 0 | 0 | 0 |  |  | 0 | 3.6193
| 6 | Buildings (non-system) (tx) | -0.76863 | 0 | 0 | 0 |  |  | 0 | -0.76863
| 7 | Buildings (system) (tx) | 4.9613 | 0 | 0 | 0 |  |  | 0 | 4.9613
| 8 | Furniture, fittings, plant and equipment (tx) | 0.25939 | 0 | 0 | 0 |  |  | 0 | 0.25939
| 9 | IT systems (tx) | 0.89821 | 0 | 0 | 0 |  |  | 0 | 0.89821
| 10 | In-house software (tx) | 4.9911 | 0 | 0 | 0 |  |  | 0 | 4.9911
| 11 | Motor vehicles (tx) | 1.162 | 0 | 0 | 0 |  |  | 0 | 1.162
| 12 | System IT (tx) | 0.4532 | 0 | 0 | 0 |  |  | 0 | 0.4532
| 13 | Transmission & Zone land & easements (tx) | -0.001849 | 0 | 0 | 0 |  |  | 0 | -0.001849
| 14 | Transmission substation equip 132/66kV (tx) | 4.5637 | 0 | 0 | 0 |  |  | 0 | 4.5637
| 15 | Transmission transformers 132/66kV (tx) | 0.27994 | 0 | 0 | 0 |  |  | 0 | 0.27994
| 16 | Zone substation equip 132/66kV (tx) | 5.8553 | 0 | 0 | 0 |  |  | 0 | 5.8553
| 17 | Zone transformers 132/66kV (tx) | 0.72412 | 0 | 0 | 0 |  |  | 0 | 0.72412
| 18 | Land (non-system) (tx) | -10.4746 | 0 | 0 | 0 |  |  | 0 | -10.4746
| 19 | Communications (digital) (tx) | 4.9 | 0 | 0 | 0 |  |  | 0 | 4.9
| 20 | Transmission Leases (tx) | 30.5914 | 0 | 0 | 0 |  |  | 0 | 30.5914
| 21 | Other non system assets (tx) | 0.0077927 | 0 | 0 | 0 |  |  | 0 | 0.0077927
| 22 |  | 0 | 0 | 0 | 0 |  |  | 0 | 0
| 23 |  | 0 | 0 | 0 | 0 |  |  | 0 | 0
| 24 |  | 0 | 0 | 0 | 0 |  |  | 0 | 0
| 25 |  | 0 | 0 | 0 | 0 |  |  | 0 | 0
| 26 |  | 0 | 0 | 0 | 0 |  |  | 0 | 0
| 27 |  | 0 | 0 | 0 | 0 |  |  | 0 | 0
| 28 |  | 0 | 0 | 0 | 0 |  |  | 0 | 0
| 29 |  | 0 | 0 | 0 | 0 |  |  | 0 | 0
| 30 |  | 0 | 0 | 0 | 0 |  |  | 0 | 0
| 31 |  | 0 | 0 | 0 | 0 |  |  | 0 | 0
| 32 |  | 0 | 0 | 0 | 0 |  |  | 0 | 0
| 33 |  | 0 | 0 | 0 | 0 |  |  | 0 | 0
| 34 |  | 0 | 0 | 0 | 0 |  |  | 0 | 0
| 35 |  | 0 | 0 | 0 | 0 |  |  | 0 | 0
| 36 |  | 0 | 0 | 0 | 0 |  |  | 0 | 0
| 37 |  | 0 | 0 | 0 | 0 |  |  | 0 | 0
| 38 |  | 0 | 0 | 0 | 0 |  |  | 0 | 0
| 39 |  | 0 | 0 | 0 | 0 |  |  | 0 | 0
| 40 |  | 0 | 0 | 0 | 0 |  |  | 0 | 0
| 41 |  | 0 | 0 | 0 | 0 |  |  | 0 | 0
| 42 |  | 0 | 0 | 0 | 0 |  |  | 0 | 0
| 43 |  | 0 | 0 | 0 | 0 |  |  | 0 | 0
| 44 |  | 0 | 0 | 0 | 0 |  |  | 0 | 0
| 45 |  | 0 | 0 | 0 | 0 |  |  | 0 | 0
| 46 |  | 0 | 0 | 0 | 0 |  |  | 0 | 0
| 47 |  | 0 | 0 | 0 | 0 |  |  | 0 | 0
| 48 |  | 0 | 0 | 0 | 0 |  |  | 0 | 0
| 49 |  | 0 | 0 | 0 | 0 |  |  | 0 | 0
| 50 |  | 0 | 0 | 0 | 0 |  |  | 0 | 0
|  | Total | 83.3556 | 0 | 0 | 0 |  |  | 0 | 83.3556

## Output¦ RIN
Ausgrid 2024-25
| AER Capex Forecast Model |  |  |  | Sheet Validation | 0
Output¦ RIN
66. RIN capex drivers: forecast capex ($000s December 2023)
|  | Distribution Assets | [7 empty] | Transmission Assets
|  | 2022-23 | 2023-24 | 2024-25 | 2025-26 | 2026-27 | 2027-28 | 2028-29 | Forecast Total | 2022-23 | 2023-24 | 2024-25 | 2025-26 | 2026-27 | 2027-28 | 2028-29 | Forecast Total
| Replacement | 381101.417 | 0 | 0 | 0 | 0 | 0 | 0 | 381101.417 | 59975.5765 | 0 | 0 | 0 | 0 | 0 | 0 | 59975.5765
| Augmentation | 16098.6007 | 0 | 0 | 0 | 0 | 0 | 0 | 16098.6007 | 16715.8183 | 0 | 0 | 0 | 0 | 0 | 0 | 16715.8183
| Connections | 126891.7536 | 0 | 0 | 0 | 0 | 0 | 0 | 126891.7536 | 25.616 | 0 | 0 | 0 | 0 | 0 | 0 | 25.616
| Non-Network | 134650.6315 | 0 | 0 | 0 | 0 | 0 | 0 | 134650.6315 | 8113.4397 | 0 | 0 | 0 | 0 | 0 | 0 | 8113.4397
| Capitalised network overheads | 131206.6953 | 0 | 0 | 0 | 0 | 0 | 0 | 131206.6953 | 10314.0812 | 0 | 0 | 0 | 0 | 0 | 0 | 10314.0812
| Capitalised corporate overheads | 7874.3886 | 0 | 0 | 0 | 0 | 0 | 0 | 7874.3886 | 529.2579 | 0 | 0 | 0 | 0 | 0 | 0 | 529.2579
| capcons (included in the above) | Distribution Assets 2022-23: 116313.0852; Distribution Assets 2023-24: 0 | 116313.0852 | 0 | 0 | 0 | 0 | 0 | 0 | 0 | 0
| TOTAL GROSS CAPEX (includes capcons) | 797823.4867 | 0 | 0 | 0 | 0 | 0 | 0 | 797823.4867 | 95673.7895 | 0 | 0 | 0 | 0 | 0 | 0 | 95673.7895
|  | 0 | 0 | 0 | 0 | 0 | 0 | 0 | 0 | 0 | 0 | 0 | 0 | 0 | 0 | 0 | 0
|  | Distribution Assets 2022-23: 681510.4015; Distribution Assets 2023-24: 0 |  | 95673.7895 | 0
Note : Total gross capex in the RIN output table includes Type 2 capcons
| Type 2 capital contributions | 0 | 0 | 0 | 0 | 0 | 0 | 0 | 0 | 0 | 0 | 0 | 0 | 0 | 0 | 0 | 0

## Output¦ AER
Ausgrid 2024-25
| AER Capex Forecast Model |  |  |  | Sheet Validation | 0
Output¦ AER
67. AER categories: forecast capex ($000s December 2023)
|  | Distribution Assets | [7 empty] | Transmission Assets
|  | 2022-23 | 2023-24 | 2024-25 | 2025-26 | 2026-27 | 2027-28 | 2028-29 | Forecast Total | 2022-23 | 2023-24 | 2024-25 | 2025-26 | 2026-27 | 2027-28 | 2028-29 | Forecast Total
| Replacement | 381101.417 | 0 | 0 | 0 | 0 | 0 | 0 | 381101.417 | 59975.5765 | 0 | 0 | 0 | 0 | 0 | 0 | 59975.5765
| DER capex | 0 | 0 | 0 | 0 | 0 | 0 | 0 | 0 | 0 | 0 | 0 | 0 | 0 | 0 | 0 | 0
| Augmentation | 16098.6007 | 0 | 0 | 0 | 0 | 0 | 0 | 16098.6007 | 16715.8183 | 0 | 0 | 0 | 0 | 0 | 0 | 16715.8183
| Connections | 126891.7536 | 0 | 0 | 0 | 0 | 0 | 0 | 126891.7536 | 25.616 | 0 | 0 | 0 | 0 | 0 | 0 | 25.616
| ICT capex | 71874.6553 | 0 | 0 | 0 | 0 | 0 | 0 | 71874.6553 | 4639.6216 | 0 | 0 | 0 | 0 | 0 | 0 | 4639.6216
| Property capex | 15176.1498 | 0 | 0 | 0 | 0 | 0 | 0 | 15176.1498 | 161.0515 | 0 | 0 | 0 | 0 | 0 | 0 | 161.0515
| Fleet capex | 31276.2551 | 0 | 0 | 0 | 0 | 0 | 0 | 31276.2551 | 1757.994 | 0 | 0 | 0 | 0 | 0 | 0 | 1757.994
| Other Non-network capex | 16323.5714 | 0 | 0 | 0 | 0 | 0 | 0 | 16323.5714 | 1554.7725 | 0 | 0 | 0 | 0 | 0 | 0 | 1554.7725
| Capitalised overheads | 139081.0839 | 0 | 0 | 0 | 0 | 0 | 0 | 139081.0839 | 10843.3391 | 0 | 0 | 0 | 0 | 0 | 0 | 10843.3391
| TOTAL GROSS CAPEX (includes type 1 capcons) | 797823.4867 | 0 | 0 | 0 | 0 | 0 | 0 | 797823.4867 | 95673.7895 | 0 | 0 | 0 | 0 | 0 | 0 | 95673.7895
| less capcons | 116313.0852 | 0 | 0 | 0 | 0 | 0 | 0 | 116313.0852 | 0 | 0 | 0 | 0 | 0 | 0 | 0 | 0
| less disposals | 129225.724 | 0 | 0 | 0 | 0 | 0 | 0 | 129225.724 | 12318.209 | 0 | 0 | 0 | 0 | 0 | 0 | 12318.209
| TOTAL NET CAPEX | 552284.6775 | 0 | 0 | 0 | 0 | 0 | 0 | 552284.6775 | 83355.5805 | 0 | 0 | 0 | 0 | 0 | 0 | 83355.5805
|  | 0 | 0 | 0 | 0 | 0 | 0 | 0 | 0 | 0 | 0 | 0 | 0 | 0 | 0 | 0 | 0

## Model Validation
Ausgrid 2024-25
AER Capex Forecast Model
Model Validation
| Overall Model Check | 0
| Input¦ Setup | N/A
| Input¦ Escalations | N/A
| Input¦ Projects | 0
| Input¦ Disposals | 0
| Input¦ Type 2 capcons | 0
| Input¦ Expensing | 0
| Input¦ Overheads | 0
| Calc¦ Overheads Allocation | 0
| Calc¦ Project Costs | 0
| Output¦ PTRM (D) | 0
| Output¦ PTRM (T) | 0
| Output¦ RIN | 0
| Output¦ AER | 0
Input¦ Projects
| 17. Cost components as % of direct costs | 0
| 20. AER categories as % of direct costs (i.e. total costs reported in table 15, excluding capitalised overheads) | 0
| 21. PTRM asset classes as % of direct costs (i.e. total costs reported in table 15, excluding capitalised overheads) | 0
| Input¦ Disposals |  | 2022-23 | 2023-24 | 2024-25 | 2025-26 | 2026-27 | 2027-28 | 2028-29
| 23. Forecast asset disposals ($'000s December 2023) |  | 0 | 0 | 0 | 0 | 0 | 0 | 0
| Input¦ Type 2 capcons |  | 2022-23 | 2023-24 | 2024-25 | 2025-26 | 2026-27 | 2027-28 | 2028-29
| 25. Cost components of type 2 capital contributions | 0
| 27. Forecast type 2 capital contributions, escalated ($'000s December 2023) | Distribution | 0 | 0 | 0 | 0 | 0 | 0 | 0
|  | Transmission | 0 | 0 | 0 | 0 | 0 | 0 | 0
Input¦ Expensing
| 28. Immediate expensing (% to be immediately expensed) | 0
Input¦ Overheads
| 34. Forecast cost components of capitalised overheads | 0
| 35. Select an overheads allocation method | 0
Calc¦ Overheads Allocation
| 43. Annual unescalated capitalised overheads ($'000s December 2023) | 0
| Calc¦ Project Costs |  | 2022-23 | 2023-24 | 2024-25 | 2025-26 | 2026-27 | 2027-28 | 2028-29
46. Direct unescalated costs, $000s ($2023 December)
| 48. Direct escalated costs ($'000s December 2023) |  | 0 | 0 | 0 | 0 | 0 | 0 | 0
| 49. Direct escalated type 1 (cash) capcons ($'000s December 2023) |  | 0 | 0 | 0 | 0 | 0 | 0 | 0
| 50. Network overheads ($'000s December 2023) |  | 0 | 0 | 0 | 0 | 0 | 0 | 0
| 51. Corporate overheads ($'000s December 2023) |  | 0 | 0 | 0 | 0 | 0 | 0 | 0
| 52. Total capitalised overheads ($'000s December 2023) |  | 0 | 0 | 0 | 0 | 0 | 0 | 0
| 53. Total overheads allocated to type 1 contributions ($'000s December 2023) |  | 0 | 0 | 0 | 0 | 0 | 0 | 0
| 54. Total escalated costs (excl. type 2 capcons) ($'000s December 2023) |  | 0 | 0 | 0 | 0 | 0 | 0 | 0
| Output¦ PTRM (D) |  |  |  | 2024-25 | 2025-26 | 2026-27 | 2027-28 | 2028-29
| 56. Forecast gross capital expenditure – as incurred ($millions December 2023) (Distribution) |  |  |  | 0 | 0 | 0 | 0 | 0
| 57. Forecast capital contributions – Type 1 – as incurred ($millions December 2023) (Distribution) |  |  |  | 0 | 0 | 0 | 0 | 0
| 58. Forecast asset disposals – as incurred ($millions December 2023) (Distribution) |  |  |  | 0 | 0 | 0 | 0 | 0
| 59. Forecast net capital expenditure – as incurred ($millions December 2023) (Distribution) |  |  |  | 0 | 0 | 0 | 0 | 0
| 60. Forecast immediate expensing of capital expenditure – as incurred ($millions December 2023) (Distribution) |  |  |  | 0 | 0 | 0 | 0 | 0
| Output¦ PTRM (T) |  |  |  | 2024-25 | 2025-26 | 2026-27 | 2027-28 | 2028-29
| 61. Forecast gross capital expenditure – as incurred ($millions December 2023) (Transmission) |  |  |  | 0 | 0 | 0 | 0 | 0
| 62. Forecast capital contributions – Type 1 – as incurred ($millions December 2023) (Transmission) |  |  |  | 0 | 0 | 0 | 0 | 0
| 63. Forecast asset disposals – as incurred ($millions December 2023) (Transmission) |  |  |  | 0 | 0 | 0 | 0 | 0
| 64. Forecast net capital expenditure – as incurred ($millions December 2023) (Transmission) |  |  |  | 0 | 0 | 0 | 0 | 0
| 65. Forecast immediate expensing of capital expenditure – as incurred ($millions December 2023) (Transmission) |  |  |  | 0 | 0 | 0 | 0 | 0
| Output¦ RIN |  | 2022-23 | 2023-24 | 2024-25 | 2025-26 | 2026-27 | 2027-28 | 2028-29
| 66. RIN capex drivers: forecast capex ($000s December 2023) - distribution |  | 0 | 0 | 0 | 0 | 0 | 0 | 0
| 66. RIN capex drivers: forecast capex ($000s December 2023) - transmission |  | 0 | 0 | 0 | 0 | 0 | 0 | 0
| Output¦ AER |  | 2022-23 | 2023-24 | 2024-25 | 2025-26 | 2026-27 | 2027-28 | 2028-29
| 67. AER categories: forecast capex ($000s December 2023) - distribution |  | 0 | 0 | 0 | 0 | 0 | 0 | 0
| 67. AER categories: forecast capex ($000s December 2023) - transmission |  | 0 | 0 | 0 | 0 | 0 | 0 | 0