## Notes
Notes
Simulation number |  | The sequential simulation identifier of each annual simulation - numbered between 1 and 583. Each simulation is modelled at the hourly resolution level - giving 8,760 hourly simulated outputs.
Unplanned outage set |  | Identifier of the hourly unplanned outage set used in the given simulation - numbered between 1 and 11. A stochastic availability model is used to develop the 11 annual simulations of hourly dispatchable power station availability.
Weather set |  | Identifier of the hourly demand and renewable energy resources trace set used in the given simulation - numbered between 1 and 53. A stochastic demand and renewable energy resource model is used to develop 53 weather influenced annual simulations of hourly demand (system and customer demand) and renewable energy resource traces.
Energy and demand (as generated) | Annual regional energy (GWh) | The annual regional scheduled and semi-scheduled energy requirements for the given region and given weather set - taken as the sum of the 8,760 hourly simulated regional demands.
| Annual regional peak demand (MW) | The annual regional scheduled and semi-scheduled maximum demand for the given region and given weather set.
| Annual energy - Network Name (GWh) | The annual energy requirements for the given small customer demand profile and given weather set.
| Annual peak demand - NSLP (MW) | The annual peak demand for the given small customer demand profile and given weather set.
Spot Price (nominal at the regional reference node) | Annual regional time weighted spot price ($/MWh) | The simple average of the hourly simulated spot prices for the given region and simulation number.
| Annual regional Demand weighted spot price ($/MWh) | The demand weighted average of the hourly simulated spot prices for the given region and simulation number - using the corresponding hourly regional demands as the weights.
| Number of hours spot prices above $300 | The number of simulated hourly prices in a given simulation that exceed $300/MWh for the given region and simulation number.
| Contribution of spot prices above $300 to annual average spot price ($/MWh) | The contribution to the annual time weighted spot price of simulated hourly prices in a given simulation that exceed $300/MWh for the given region and simulation number.
| Annual Demand weighted spot price - NSLP ($/MWh) | The demand weighted average of the hourly simulated spot prices for the given small customer demand profile and simulation number - using the corresponding hourly small customer demand profile demands as the weights.
Hedged price (nominal at the regional reference node) | Annual hedged price - NSLP ($/MWh) | Sum of the hourly spot purchase costs, contract purchase costs (adopting a fixed quarterly hedging strategy and estimated contract prices), and hedge difference payments, divided by the annual energy to derive a price in $/MWh terms for a given small customer demand profile and simulation number.

## Qld
Summary of results for 583 market simulations for 2024-25 - Queensland
Simulation number | Unplanned outage set | Weather set | Energy and demand (as generated) | [5 empty] | Spot Price (nominal at the regional reference node) | [5 empty] | Hedged price (nominal at the regional reference node)
|  |  | Annual regional energy (GWh) | Annual regional peak demand (MW) | Annual energy - Energex (incl adjusted NSLP) (GWh) | Annual peak demand - Energex (incl adjusted NSLP) (MW) | Annual energy - Energex (incl unadjusted NSLP) (GWh) | Annual peak demand - Energex (incl unadjusted NSLP) (MW) | Annual regional time weighted spot price ($/MWh) | Annual regional Demand weighted spot price ($/MWh) | Number of hours spot prices above $300 | Contribution of spot prices above $300 to annual average spot price ($/MWh) | Annual Demand weighted spot price - Energex (incl adjusted NSLP) ($/MWh) | Annual Demand weighted spot price - Energex (incl unadjusted NSLP) ($/MWh) | Annual hedged price - Energex (incl adjusted NSLP) ($/MWh) | Annual hedged price - Energex (incl unadjusted NSLP) ($/MWh)
1 | 1 | 1 | 52820.8166 | 10568.4761 | 6040.5344 | 2609.5405 | 13028.8107 | 3976.7068 | 74.1 | 84.58 | 48 | 5.4311 | 105.12 | 95.36 | 163.43 | 143.48
2 | 1 | 2 | 52106.2817 | 10049.5899 | 5827.6874 | 2237.6918 | 12720.4278 | 3699.8875 | 73.31 | 83.23 | 58 | 7.0968 | 104.94 | 93.64 | 162.57 | 142.43
3 | 1 | 3 | 52750.2942 | 10816.0437 | 6056.288 | 2735.3822 | 13028.1014 | 4069.3553 | 84.25 | 99.71 | 58 | 16.3112 | 134.61 | 116.38 | 159.09 | 138.19
4 | 1 | 4 | 53139.2926 | 10049.5899 | 6115.5609 | 2345.4358 | 13185.8721 | 3817.7085 | 75.95 | 85.73 | 40 | 6.6887 | 103.12 | 94.31 | 154.57 | 137.99
5 | 1 | 5 | 52149.3 | 9786.2795 | 5886.7209 | 2121.1437 | 12775.5852 | 3495.5857 | 72.46 | 82.44 | 40 | 6.2173 | 103.89 | 92.5 | 162.85 | 142.83
6 | 1 | 6 | 53001.7669 | 10568.4761 | 6143.8221 | 2609.5405 | 13206.8125 | 3976.1822 | 78.69 | 90.57 | 48 | 9.8908 | 116.07 | 103.62 | 159.52 | 140.42
7 | 1 | 7 | 53372.7989 | 10568.4761 | 6293.0025 | 2609.5405 | 13394.7193 | 3976.7068 | 76.32 | 85.53 | 51 | 5.3506 | 104.13 | 94.74 | 158.55 | 140.78
8 | 1 | 8 | 53552.9282 | 10950.35 | 6350.0442 | 2646.6841 | 13461.6861 | 4067.7558 | 85.13 | 101.93 | 54 | 15.1633 | 136.74 | 119.43 | 157.44 | 138.41
9 | 1 | 9 | 53024.0638 | 10568.4761 | 6159.3655 | 2609.5405 | 13193.2866 | 3979.2066 | 84.1 | 97.67 | 89 | 13.2295 | 125.99 | 111.31 | 157.05 | 138.24
10 | 1 | 10 | 53327.5283 | 10568.4761 | 6284.9516 | 2609.5405 | 13424.4584 | 3952.7485 | 82.17 | 95.68 | 49 | 12.6388 | 124.71 | 108.97 | 155.77 | 135.61
11 | 1 | 11 | 52739.6327 | 10816.0437 | 6055.4422 | 2735.3822 | 13069.6202 | 4402.4512 | 83.96 | 99.01 | 80 | 16.1773 | 133.48 | 116.19 | 158.62 | 138.95
12 | 1 | 12 | 52835.4948 | 10950.35 | 6109.1306 | 2646.6841 | 13173.3847 | 4067.7558 | 77.67 | 88.14 | 54 | 8.565 | 110.71 | 99.11 | 159.4 | 140.65
13 | 1 | 13 | 53242.0748 | 10950.35 | 6239.8488 | 2646.6841 | 13310.7319 | 4067.7558 | 91.08 | 107.75 | 81 | 20.232 | 143.88 | 123.91 | 152.19 | 132.89
14 | 1 | 14 | 52275.9287 | 9720.6388 | 5879.8138 | 2121.1437 | 12757.3076 | 3495.5857 | 70.4 | 79.09 | 51 | 5.8744 | 98.76 | 88.67 | 162.15 | 142.62
15 | 1 | 15 | 53209.9274 | 10816.0437 | 6213.4777 | 2735.3822 | 13302.0024 | 4069.3553 | 75.22 | 84.13 | 55 | 5.1335 | 101.93 | 92.67 | 157.6 | 139.73
16 | 1 | 16 | 53320.2759 | 10950.35 | 6228.2632 | 2646.6841 | 13285.7819 | 4067.7558 | 89.29 | 106.81 | 88 | 19.4698 | 143.89 | 126.99 | 158.48 | 138.11
17 | 1 | 17 | 53306.1854 | 11233.6813 | 6230.2995 | 2636.8304 | 13324.0901 | 4095.1195 | 84.49 | 100.6 | 65 | 14.683 | 135.07 | 118.29 | 159.21 | 140.37
18 | 1 | 18 | 52911.4474 | 10568.4761 | 6119.8997 | 2609.5405 | 13103.9606 | 3979.2066 | 76.38 | 88.16 | 59 | 8.6856 | 112.41 | 100.88 | 158.37 | 140.41
19 | 1 | 19 | 52913.7397 | 10568.4761 | 6100.9139 | 2609.5405 | 13168.21 | 3976.7068 | 76.86 | 88.12 | 52 | 8.6283 | 110.26 | 100.06 | 158.99 | 140.07
20 | 1 | 20 | 52877.4416 | 10950.35 | 6120.9353 | 2646.6841 | 13167.2108 | 4067.7558 | 75.62 | 86.7 | 59 | 7.8187 | 109.85 | 98.17 | 159.73 | 141.2
21 | 1 | 21 | 53408.1679 | 10950.35 | 6233.707 | 2646.6841 | 13332.6358 | 4067.7558 | 90.6 | 109.88 | 64 | 20.0285 | 149.16 | 131.06 | 155.93 | 137.54
22 | 1 | 22 | 52928.331 | 10816.0437 | 6120.1617 | 2735.3822 | 13122.4282 | 4069.3553 | 78.26 | 90.74 | 56 | 10.4173 | 116.11 | 103.95 | 158.63 | 140.39
23 | 1 | 23 | 52521.0355 | 11233.6813 | 6009.3172 | 2636.8304 | 12931.3399 | 4095.1195 | 74.16 | 84.24 | 50 | 6.7875 | 105.21 | 94.47 | 159.64 | 141.3
24 | 1 | 24 | 52683.5454 | 10568.4761 | 5997.0065 | 2609.5405 | 12973.0289 | 3952.7485 | 73.68 | 83.41 | 43 | 7.0722 | 102.24 | 92.61 | 157.18 | 139.02
25 | 1 | 25 | 52373.8165 | 10816.0437 | 5935.3278 | 2735.3822 | 12902.2764 | 4069.3553 | 69.92 | 78.37 | 36 | 3.5391 | 96.04 | 87.1 | 163.32 | 143.61
26 | 1 | 26 | 52880.5597 | 10950.35 | 6096.3056 | 2646.6841 | 13107.9973 | 4067.7558 | 77.19 | 89.83 | 63 | 9.8643 | 117.86 | 102.9 | 161.37 | 140.93
27 | 1 | 27 | 52344.4649 | 10049.5899 | 5936.2459 | 2345.4358 | 12892.7039 | 3687.9482 | 74.76 | 84.83 | 40 | 7.7734 | 108.04 | 96.04 | 163.57 | 142.81
28 | 1 | 28 | 53539.0678 | 10950.35 | 6344.57 | 2735.3822 | 13442.2971 | 4069.3553 | 101.15 | 125.85 | 93 | 29.5287 | 177.98 | 153.37 | 162.13 | 137.67
29 | 1 | 29 | 52887.5062 | 11233.6813 | 6065.8847 | 2675.8229 | 13058.5257 | 4402.4512 | 91.25 | 112.67 | 70 | 22.1425 | 162.56 | 135.67 | 164.76 | 140.46
30 | 1 | 30 | 52623.3362 | 10486.0958 | 5963.4659 | 2354.8348 | 12885.345 | 3979.2066 | 73.22 | 82.69 | 33 | 4.8815 | 100.89 | 92 | 160.59 | 142.39
31 | 1 | 31 | 52710.4161 | 10568.4761 | 5968.5922 | 2609.5405 | 12881.6779 | 3979.2066 | 74.38 | 85.23 | 38 | 6.2667 | 106.73 | 96.03 | 161.05 | 142.08
32 | 1 | 32 | 53144.7809 | 11233.6813 | 6212.2239 | 2646.6841 | 13243.5557 | 4095.1195 | 88.74 | 107.72 | 75 | 20.3525 | 150.68 | 127.31 | 159.3 | 136.05
33 | 1 | 33 | 52712.7949 | 10568.4761 | 5940.9218 | 2609.5405 | 12861.4811 | 3945.0923 | 68.28 | 75.82 | 38 | 2.1399 | 90.1 | 82.52 | 160.9 | 142.25
34 | 1 | 34 | 53294.4975 | 11117.174 | 6270.569 | 2735.3822 | 13319.6402 | 4069.3553 | 105.44 | 135.6 | 100 | 34.9709 | 200.77 | 166.13 | 157.9 | 133.32
35 | 1 | 35 | 53087.0289 | 11325.2829 | 6128.6751 | 2646.6841 | 13118.4526 | 4402.4512 | 81.33 | 95.12 | 54 | 13.5033 | 126.49 | 111.49 | 159.63 | 141.17
36 | 1 | 36 | 53209.0202 | 10950.35 | 6203.9339 | 2735.3822 | 13330.7762 | 4069.3553 | 87.28 | 104.43 | 78 | 16.9 | 140.23 | 121.87 | 159.21 | 137.59
37 | 1 | 37 | 52754.0903 | 10486.0958 | 6002.8239 | 2354.8348 | 13029.9942 | 3979.2066 | 88.75 | 107.32 | 62 | 21.0544 | 149.94 | 127.32 | 157.68 | 135.43
38 | 1 | 38 | 52809.8282 | 10950.35 | 5970.6625 | 2646.6841 | 12893.2994 | 4067.7558 | 74.31 | 85.15 | 57 | 7.0802 | 109.19 | 96.2 | 163.65 | 142.78
39 | 1 | 39 | 53004.4142 | 10950.35 | 6143.0361 | 2646.6841 | 13163.4333 | 4067.7558 | 78.38 | 90.4 | 62 | 10.0756 | 115.03 | 102.57 | 157.64 | 138.75
40 | 1 | 40 | 52823.3891 | 10816.0437 | 6076.2473 | 2735.3822 | 13104.8752 | 4402.4512 | 81.28 | 95.55 | 62 | 12.4493 | 124.88 | 109.81 | 157.61 | 138.62
41 | 1 | 41 | 53099.6578 | 10816.0437 | 6151.127 | 2735.3822 | 13144.4011 | 4069.3553 | 82.67 | 95.72 | 76 | 12.83 | 121.43 | 107.93 | 154.42 | 136.23
42 | 1 | 42 | 52673.6214 | 10049.5899 | 5994.3939 | 2239.3945 | 12928.882 | 3817.7085 | 78.77 | 90.16 | 55 | 11.6766 | 115.81 | 102.44 | 157.75 | 138.81
43 | 1 | 43 | 53162.6782 | 10486.0958 | 6135.1142 | 2373.0643 | 13229.6385 | 3979.2066 | 102.32 | 128.41 | 88 | 32.2948 | 184.36 | 156.38 | 150.95 | 131.31
44 | 1 | 44 | 52975.734 | 10950.35 | 6106.9926 | 2735.3822 | 13109.5718 | 4069.3553 | 91.59 | 113.41 | 72 | 23.7575 | 162.61 | 135.6 | 159.09 | 134.77
45 | 1 | 45 | 53271.1131 | 10568.4761 | 6239.5682 | 2609.5405 | 13314.1742 | 3979.2066 | 86.59 | 103.59 | 71 | 16.7722 | 138.71 | 119.26 | 154.72 | 134.86
46 | 1 | 46 | 53181.3778 | 10950.35 | 6153.5169 | 2735.3822 | 13178.5796 | 4069.3553 | 79.98 | 93.27 | 64 | 11.2104 | 121.24 | 107.24 | 160.04 | 139.46
47 | 1 | 47 | 53739.8893 | 10950.35 | 6373.9722 | 2735.3822 | 13459.6521 | 4069.3553 | 100.84 | 124.96 | 105 | 28.2533 | 176.46 | 151.78 | 156.66 | 135.2
48 | 1 | 48 | 53191.2491 | 10950.35 | 6226.4007 | 2735.3822 | 13325.0739 | 4402.4512 | 96.07 | 119.46 | 94 | 25.6465 | 169.82 | 146.96 | 160.42 | 138.9
49 | 1 | 49 | 53468.7994 | 11078.865 | 6312.2704 | 2735.3822 | 13368.4914 | 4069.3553 | 105.14 | 132.76 | 104 | 33.8296 | 193.33 | 161.52 | 156.37 | 132.33
50 | 1 | 50 | 53335.0627 | 10816.0437 | 6266.0973 | 2735.3822 | 13343.7152 | 4402.4512 | 87.52 | 105.39 | 77 | 17.0725 | 141.94 | 123.97 | 156.86 | 137.8
51 | 1 | 51 | 53007.3918 | 10568.4761 | 6120.9535 | 2609.5405 | 13170.938 | 3952.7485 | 80.09 | 93.54 | 50 | 11.7133 | 122.17 | 107.26 | 159.35 | 138.7
52 | 1 | 52 | 53185.0648 | 11325.2829 | 6155.6027 | 2594.3041 | 13519.1709 | 4402.4512 | 92.82 | 115.29 | 79 | 22.4809 | 159.68 | 138.21 | 158.42 | 138.55
53 | 1 | 53 | 53214.614 | 11233.6813 | 6294.0904 | 2794.2779 | 12943.4267 | 4105.0451 | 117.6 | 153.1 | 119 | 46.9401 | 232 | 188.38 | 152.27 | 124.09
54 | 2 | 1 | 52820.8166 | 10568.4761 | 6040.5344 | 2609.5405 | 13028.8107 | 3976.7068 | 84.36 | 99.39 | 66 | 15.7537 | 132.54 | 116.11 | 160.43 | 139.49
55 | 2 | 2 | 52106.2817 | 10049.5899 | 5827.6874 | 2237.6918 | 12720.4278 | 3699.8875 | 76.81 | 88.07 | 55 | 11.0279 | 114.82 | 100.64 | 161.19 | 140.81
56 | 2 | 3 | 52750.2942 | 10816.0437 | 6056.288 | 2735.3822 | 13028.1014 | 4069.3553 | 89 | 106.9 | 80 | 21.2582 | 147.81 | 126.45 | 157 | 136.12
57 | 2 | 4 | 53139.2926 | 10049.5899 | 6115.5609 | 2345.4358 | 13185.8721 | 3817.7085 | 77.86 | 86.98 | 39 | 8.7358 | 106.82 | 96.71 | 156.65 | 138
58 | 2 | 5 | 52149.3 | 9786.2795 | 5886.7209 | 2121.1437 | 12775.5852 | 3495.5857 | 84.52 | 99.31 | 51 | 18.1746 | 135.01 | 115.79 | 159.24 | 138.2
59 | 2 | 6 | 53001.7669 | 10568.4761 | 6143.8221 | 2609.5405 | 13206.8125 | 3976.1822 | 82.3 | 96.4 | 75 | 12.8593 | 126.15 | 111.71 | 158.73 | 139.16
60 | 2 | 7 | 53372.7989 | 10568.4761 | 6293.0025 | 2609.5405 | 13394.7193 | 3976.7068 | 87.56 | 100.91 | 67 | 16.1865 | 129.46 | 114.23 | 151.66 | 134.05
61 | 2 | 8 | 53552.9282 | 10950.35 | 6350.0442 | 2646.6841 | 13461.6861 | 4067.7558 | 95.38 | 113.93 | 89 | 24.6095 | 158.68 | 136.08 | 159.61 | 138.52
62 | 2 | 9 | 53024.0638 | 10568.4761 | 6159.3655 | 2609.5405 | 13193.2866 | 3979.2066 | 86.76 | 101.45 | 96 | 15.5764 | 131.54 | 115.79 | 154.19 | 135.84
63 | 2 | 10 | 53327.5283 | 10568.4761 | 6284.9516 | 2609.5405 | 13424.4584 | 3952.7485 | 86.34 | 100.73 | 60 | 16.7995 | 133.26 | 116.08 | 155.19 | 135.25
64 | 2 | 11 | 52739.6327 | 10816.0437 | 6055.4422 | 2735.3822 | 13069.6202 | 4402.4512 | 81.92 | 96.36 | 64 | 14.012 | 129.54 | 112.64 | 161.29 | 140.71
65 | 2 | 12 | 52835.4948 | 10950.35 | 6109.1306 | 2646.6841 | 13173.3847 | 4067.7558 | 78.43 | 88.78 | 81 | 8.7942 | 111.69 | 99.95 | 160.92 | 141.38
66 | 2 | 13 | 53242.0748 | 10950.35 | 6239.8488 | 2646.6841 | 13310.7319 | 4067.7558 | 86.56 | 100.62 | 91 | 15.2892 | 130.98 | 114.69 | 155.29 | 136.22
67 | 2 | 14 | 52275.9287 | 9720.6388 | 5879.8138 | 2121.1437 | 12757.3076 | 3495.5857 | 68.78 | 76.58 | 31 | 4.3066 | 93.55 | 84.8 | 161.62 | 142.65
68 | 2 | 15 | 53209.9274 | 10816.0437 | 6213.4777 | 2735.3822 | 13302.0024 | 4069.3553 | 89.06 | 104.46 | 60 | 18.7497 | 141.86 | 121.62 | 158.64 | 137.07
69 | 2 | 16 | 53320.2759 | 10950.35 | 6228.2632 | 2646.6841 | 13285.7819 | 4067.7558 | 90.39 | 106.99 | 68 | 20.6169 | 142.28 | 126.64 | 156.24 | 136.41
70 | 2 | 17 | 53306.1854 | 11233.6813 | 6230.2995 | 2636.8304 | 13324.0901 | 4095.1195 | 84.62 | 99.88 | 95 | 14.1501 | 132.79 | 116.72 | 158.57 | 139.96
71 | 2 | 18 | 52911.4474 | 10568.4761 | 6119.8997 | 2609.5405 | 13103.9606 | 3979.2066 | 82.68 | 96.22 | 77 | 14.6642 | 125.95 | 110.89 | 154.88 | 136.4
72 | 2 | 19 | 52913.7397 | 10568.4761 | 6100.9139 | 2609.5405 | 13168.21 | 3976.7068 | 77.98 | 89.99 | 54 | 9.9751 | 115.41 | 103.16 | 160.57 | 140.45
73 | 2 | 20 | 52877.4416 | 10950.35 | 6120.9353 | 2646.6841 | 13167.2108 | 4067.7558 | 80.03 | 92.73 | 74 | 12.3285 | 120.87 | 106.19 | 159.75 | 140.15
74 | 2 | 21 | 53408.1679 | 10950.35 | 6233.707 | 2646.6841 | 13332.6358 | 4067.7558 | 89.08 | 106.98 | 77 | 18.2473 | 143.69 | 127.21 | 158.04 | 138.69
75 | 2 | 22 | 52928.331 | 10816.0437 | 6120.1617 | 2735.3822 | 13122.4282 | 4069.3553 | 80.63 | 94.43 | 63 | 12.4006 | 123.81 | 109.08 | 160.03 | 140.08
76 | 2 | 23 | 52521.0355 | 11233.6813 | 6009.3172 | 2636.8304 | 12931.3399 | 4095.1195 | 77.79 | 88.77 | 50 | 9.7346 | 112.31 | 100.24 | 157.92 | 139.6
77 | 2 | 24 | 52683.5454 | 10568.4761 | 5997.0065 | 2609.5405 | 12973.0289 | 3952.7485 | 77.18 | 89.54 | 50 | 10.5594 | 114.39 | 102.03 | 157.99 | 138.25
78 | 2 | 25 | 52373.8165 | 10816.0437 | 5935.3278 | 2735.3822 | 12902.2764 | 4069.3553 | 74.54 | 84.79 | 54 | 8.318 | 107.43 | 95.89 | 161.2 | 141.28
79 | 2 | 26 | 52880.5597 | 10950.35 | 6096.3056 | 2646.6841 | 13107.9973 | 4067.7558 | 78.4 | 90.46 | 65 | 10.9766 | 118.38 | 103.65 | 160.64 | 140.47
80 | 2 | 27 | 52344.4649 | 10049.5899 | 5936.2459 | 2345.4358 | 12892.7039 | 3687.9482 | 77.5 | 88.51 | 43 | 10.6768 | 114.61 | 101.29 | 162.19 | 141.75
81 | 2 | 28 | 53539.0678 | 10950.35 | 6344.57 | 2735.3822 | 13442.2971 | 4069.3553 | 98.41 | 120.73 | 115 | 26.5939 | 168.76 | 145.97 | 161.23 | 138.25
82 | 2 | 29 | 52887.5062 | 11233.6813 | 6065.8847 | 2675.8229 | 13058.5257 | 4402.4512 | 91.46 | 111.67 | 69 | 22.6164 | 160.48 | 134.79 | 164.08 | 140.52
83 | 2 | 30 | 52623.3362 | 10486.0958 | 5963.4659 | 2354.8348 | 12885.345 | 3979.2066 | 79.85 | 92.06 | 48 | 11.4775 | 118.12 | 105.31 | 158.66 | 140.06
84 | 2 | 31 | 52710.4161 | 10568.4761 | 5968.5922 | 2609.5405 | 12881.6779 | 3979.2066 | 80.03 | 93.76 | 79 | 11.1786 | 122.22 | 107.9 | 159.84 | 140.27
85 | 2 | 32 | 53144.7809 | 11233.6813 | 6212.2239 | 2646.6841 | 13243.5557 | 4095.1195 | 92.3 | 113.73 | 78 | 23.905 | 161.82 | 136.21 | 160.23 | 136.19
86 | 2 | 33 | 52712.7949 | 10568.4761 | 5940.9218 | 2609.5405 | 12861.4811 | 3945.0923 | 72.55 | 82.23 | 58 | 5.7753 | 102.69 | 91.74 | 161.16 | 141.58
87 | 2 | 34 | 53294.4975 | 11117.174 | 6270.569 | 2735.3822 | 13319.6402 | 4069.3553 | 88.57 | 106.69 | 99 | 17.9536 | 144.94 | 124.65 | 158.02 | 137.51
88 | 2 | 35 | 53087.0289 | 11325.2829 | 6128.6751 | 2646.6841 | 13118.4526 | 4402.4512 | 84.56 | 100.4 | 94 | 16.3441 | 135.53 | 118.45 | 157.72 | 139.12
89 | 2 | 36 | 53209.0202 | 10950.35 | 6203.9339 | 2735.3822 | 13330.7762 | 4069.3553 | 98.57 | 122.49 | 89 | 27.7602 | 173.72 | 148.12 | 160.36 | 136.87
90 | 2 | 37 | 52754.0903 | 10486.0958 | 6002.8239 | 2354.8348 | 13029.9942 | 3979.2066 | 76.93 | 88.33 | 50 | 9.3182 | 113.73 | 99.93 | 160.29 | 139.85
91 | 2 | 38 | 52809.8282 | 10950.35 | 5970.6625 | 2646.6841 | 12893.2994 | 4067.7558 | 77.78 | 88.16 | 80 | 10.3026 | 111.03 | 98.78 | 160.23 | 140.08
92 | 2 | 39 | 53004.4142 | 10950.35 | 6143.0361 | 2646.6841 | 13163.4333 | 4067.7558 | 80.08 | 93.08 | 69 | 11.4939 | 120.19 | 106.73 | 157.39 | 139.26
93 | 2 | 40 | 52823.3891 | 10816.0437 | 6076.2473 | 2735.3822 | 13104.8752 | 4402.4512 | 86.44 | 101.39 | 72 | 17.5359 | 135.92 | 118.6 | 160.07 | 139.46
94 | 2 | 41 | 53099.6578 | 10816.0437 | 6151.127 | 2735.3822 | 13144.4011 | 4069.3553 | 83.64 | 96.03 | 62 | 13.0615 | 123.35 | 109.98 | 158.87 | 139.58
95 | 2 | 42 | 52673.6214 | 10049.5899 | 5994.3939 | 2239.3945 | 12928.882 | 3817.7085 | 72.47 | 80.88 | 46 | 5.3273 | 98.69 | 89.58 | 159.58 | 141.29
96 | 2 | 43 | 53162.6782 | 10486.0958 | 6135.1142 | 2373.0643 | 13229.6385 | 3979.2066 | 97.63 | 120.26 | 86 | 27.387 | 171.02 | 146.99 | 159.59 | 137.68
97 | 2 | 44 | 52975.734 | 10950.35 | 6106.9926 | 2735.3822 | 13109.5718 | 4069.3553 | 90.65 | 111.63 | 67 | 22.6012 | 159.84 | 132.41 | 160.49 | 135.66
98 | 2 | 45 | 53271.1131 | 10568.4761 | 6239.5682 | 2609.5405 | 13314.1742 | 3979.2066 | 82.17 | 96.96 | 61 | 12.657 | 127.1 | 110.61 | 156.06 | 136.82
99 | 2 | 46 | 53181.3778 | 10950.35 | 6153.5169 | 2735.3822 | 13178.5796 | 4069.3553 | 90.14 | 108.82 | 65 | 21.1995 | 151.36 | 130 | 160.77 | 138.29
100 | 2 | 47 | 53739.8893 | 10950.35 | 6373.9722 | 2735.3822 | 13459.6521 | 4069.3553 | 101.77 | 126.88 | 111 | 29.3207 | 178.54 | 154.4 | 154.79 | 134.52
101 | 2 | 48 | 53191.2491 | 10950.35 | 6226.4007 | 2735.3822 | 13325.0739 | 4402.4512 | 103.06 | 129.57 | 110 | 32.8432 | 187.87 | 159.46 | 156.5 | 133.96
102 | 2 | 49 | 53468.7994 | 11078.865 | 6312.2704 | 2735.3822 | 13368.4914 | 4069.3553 | 105.01 | 132.58 | 125 | 33.4242 | 192.73 | 161.8 | 157.84 | 134.12
103 | 2 | 50 | 53335.0627 | 10816.0437 | 6266.0973 | 2735.3822 | 13343.7152 | 4402.4512 | 84.87 | 101.58 | 71 | 14.7105 | 137.24 | 119.96 | 159.58 | 140.34
104 | 2 | 51 | 53007.3918 | 10568.4761 | 6120.9535 | 2609.5405 | 13170.938 | 3952.7485 | 86.96 | 104.46 | 61 | 18.7846 | 145.64 | 123.7 | 160.75 | 137.62
105 | 2 | 52 | 53185.0648 | 11325.2829 | 6155.6027 | 2594.3041 | 13519.1709 | 4402.4512 | 89.32 | 107.41 | 69 | 18.9826 | 146.69 | 128.01 | 159.54 | 139.34
106 | 2 | 53 | 53214.614 | 11233.6813 | 6294.0904 | 2794.2779 | 12943.4267 | 4105.0451 | 112.18 | 146.55 | 93 | 41.4083 | 223.9 | 181.72 | 159 | 130.17
107 | 3 | 1 | 52820.8166 | 10568.4761 | 6040.5344 | 2609.5405 | 13028.8107 | 3976.7068 | 76.94 | 88.61 | 69 | 8.2748 | 112.41 | 100.44 | 160.78 | 140.81
108 | 3 | 2 | 52106.2817 | 10049.5899 | 5827.6874 | 2237.6918 | 12720.4278 | 3699.8875 | 73.44 | 82.9 | 50 | 7.5727 | 104.48 | 93.41 | 162.12 | 142.3
109 | 3 | 3 | 52750.2942 | 10816.0437 | 6056.288 | 2735.3822 | 13028.1014 | 4069.3553 | 81.62 | 95.04 | 72 | 13.8523 | 124.47 | 108.97 | 158.11 | 138.2
110 | 3 | 4 | 53139.2926 | 10049.5899 | 6115.5609 | 2345.4358 | 13185.8721 | 3817.7085 | 73.41 | 81.29 | 45 | 4.5811 | 97.41 | 89.27 | 157.98 | 140.25
111 | 3 | 5 | 52149.3 | 9786.2795 | 5886.7209 | 2121.1437 | 12775.5852 | 3495.5857 | 79.42 | 92.07 | 58 | 13.5065 | 123.13 | 107 | 163.25 | 142.23
112 | 3 | 6 | 53001.7669 | 10568.4761 | 6143.8221 | 2609.5405 | 13206.8125 | 3976.1822 | 78.48 | 90.19 | 53 | 9.4136 | 114.6 | 102.91 | 159.77 | 140.57
113 | 3 | 7 | 53372.7989 | 10568.4761 | 6293.0025 | 2609.5405 | 13394.7193 | 3976.7068 | 82.1 | 93.12 | 69 | 10.9404 | 116.26 | 104.59 | 155.52 | 138.03
114 | 3 | 8 | 53552.9282 | 10950.35 | 6350.0442 | 2646.6841 | 13461.6861 | 4067.7558 | 94.96 | 115.89 | 94 | 25.1036 | 163.74 | 140.35 | 158.74 | 137.86
115 | 3 | 9 | 53024.0638 | 10568.4761 | 6159.3655 | 2609.5405 | 13193.2866 | 3979.2066 | 86.56 | 101.5 | 93 | 15.8307 | 130.88 | 115.52 | 152.19 | 134.45
116 | 3 | 10 | 53327.5283 | 10568.4761 | 6284.9516 | 2609.5405 | 13424.4584 | 3952.7485 | 81.49 | 94.55 | 60 | 12.022 | 122.73 | 107.03 | 154.57 | 135.14
117 | 3 | 11 | 52739.6327 | 10816.0437 | 6055.4422 | 2735.3822 | 13069.6202 | 4402.4512 | 88.95 | 106.44 | 57 | 21.5282 | 149.86 | 127.72 | 160.8 | 139.2
118 | 3 | 12 | 52835.4948 | 10950.35 | 6109.1306 | 2646.6841 | 13173.3847 | 4067.7558 | 78.71 | 89.36 | 68 | 9.6954 | 112.04 | 100.31 | 158.09 | 139.44
119 | 3 | 13 | 53242.0748 | 10950.35 | 6239.8488 | 2646.6841 | 13310.7319 | 4067.7558 | 84.69 | 97.97 | 70 | 13.7554 | 125.92 | 110.59 | 156.68 | 137.04
120 | 3 | 14 | 52275.9287 | 9720.6388 | 5879.8138 | 2121.1437 | 12757.3076 | 3495.5857 | 68.06 | 75.82 | 50 | 3.7646 | 91.98 | 83.77 | 161 | 142.4
121 | 3 | 15 | 53209.9274 | 10816.0437 | 6213.4777 | 2735.3822 | 13302.0024 | 4069.3553 | 82.4 | 93.2 | 71 | 12.6574 | 118.71 | 105.73 | 156.99 | 138.33
122 | 3 | 16 | 53320.2759 | 10950.35 | 6228.2632 | 2646.6841 | 13285.7819 | 4067.7558 | 82.86 | 97.7 | 66 | 13.4758 | 128.45 | 113.74 | 159.12 | 139.27
123 | 3 | 17 | 53306.1854 | 11233.6813 | 6230.2995 | 2636.8304 | 13324.0901 | 4095.1195 | 88.78 | 108.03 | 96 | 18.9907 | 150.35 | 128.63 | 161.57 | 140.11
124 | 3 | 18 | 52911.4474 | 10568.4761 | 6119.8997 | 2609.5405 | 13103.9606 | 3979.2066 | 74.22 | 83.12 | 60 | 6.6025 | 102.63 | 92.81 | 158.38 | 140.34
125 | 3 | 19 | 52913.7397 | 10568.4761 | 6100.9139 | 2609.5405 | 13168.21 | 3976.7068 | 74.78 | 84.34 | 43 | 6.9318 | 104.82 | 94.74 | 159.99 | 141.05
126 | 3 | 20 | 52877.4416 | 10950.35 | 6120.9353 | 2646.6841 | 13167.2108 | 4067.7558 | 75.09 | 86.07 | 82 | 7.2153 | 108.61 | 97.11 | 160.83 | 141.81
127 | 3 | 21 | 53408.1679 | 10950.35 | 6233.707 | 2646.6841 | 13332.6358 | 4067.7558 | 84.37 | 99.21 | 74 | 13.9784 | 129.2 | 115.71 | 157.57 | 139.28
128 | 3 | 22 | 52928.331 | 10816.0437 | 6120.1617 | 2735.3822 | 13122.4282 | 4069.3553 | 80.22 | 93.18 | 73 | 12.0489 | 120.01 | 107.43 | 159.43 | 140.19
129 | 3 | 23 | 52521.0355 | 11233.6813 | 6009.3172 | 2636.8304 | 12931.3399 | 4095.1195 | 86.32 | 104.71 | 57 | 18.6232 | 145.72 | 124.01 | 160.11 | 138.91
130 | 3 | 24 | 52683.5454 | 10568.4761 | 5997.0065 | 2609.5405 | 12973.0289 | 3952.7485 | 79.69 | 94.51 | 39 | 13.0354 | 125.82 | 110.49 | 159.76 | 139.33
131 | 3 | 25 | 52373.8165 | 10816.0437 | 5935.3278 | 2735.3822 | 12902.2764 | 4069.3553 | 71.31 | 80.29 | 42 | 4.9531 | 99.33 | 89.59 | 162.04 | 142.55
132 | 3 | 26 | 52880.5597 | 10950.35 | 6096.3056 | 2646.6841 | 13107.9973 | 4067.7558 | 84.03 | 99.98 | 69 | 16.94 | 137.26 | 117.32 | 160.59 | 139.09
133 | 3 | 27 | 52344.4649 | 10049.5899 | 5936.2459 | 2345.4358 | 12892.7039 | 3687.9482 | 71.73 | 80.51 | 43 | 4.75 | 99.81 | 89.98 | 163.64 | 143.79
134 | 3 | 28 | 53539.0678 | 10950.35 | 6344.57 | 2735.3822 | 13442.2971 | 4069.3553 | 110.21 | 140.85 | 126 | 38.1488 | 207.52 | 173.65 | 160.87 | 134.7
135 | 3 | 29 | 52887.5062 | 11233.6813 | 6065.8847 | 2675.8229 | 13058.5257 | 4402.4512 | 98.77 | 122.7 | 81 | 29.5472 | 180.27 | 149.64 | 159.49 | 136.08
136 | 3 | 30 | 52623.3362 | 10486.0958 | 5963.4659 | 2354.8348 | 12885.345 | 3979.2066 | 73.35 | 82.24 | 33 | 5.3138 | 101.06 | 91.57 | 161.77 | 142.7
137 | 3 | 31 | 52710.4161 | 10568.4761 | 5968.5922 | 2609.5405 | 12881.6779 | 3979.2066 | 81.15 | 95.98 | 56 | 12.789 | 127.21 | 111.72 | 160.4 | 139.96
138 | 3 | 32 | 53144.7809 | 11233.6813 | 6212.2239 | 2646.6841 | 13243.5557 | 4095.1195 | 93.57 | 115.95 | 95 | 25.4584 | 166.5 | 139.42 | 159.92 | 135.72
139 | 3 | 33 | 52712.7949 | 10568.4761 | 5940.9218 | 2609.5405 | 12861.4811 | 3945.0923 | 73.04 | 83.31 | 52 | 6.9371 | 105.18 | 93.44 | 159.96 | 140.64
140 | 3 | 34 | 53294.4975 | 11117.174 | 6270.569 | 2735.3822 | 13319.6402 | 4069.3553 | 101.01 | 129.15 | 86 | 30.6996 | 188.59 | 157.06 | 160.2 | 136.36
141 | 3 | 35 | 53087.0289 | 11325.2829 | 6128.6751 | 2646.6841 | 13118.4526 | 4402.4512 | 87.69 | 106.16 | 64 | 19.6882 | 148.24 | 128.4 | 159.62 | 140.44
142 | 3 | 36 | 53209.0202 | 10950.35 | 6203.9339 | 2735.3822 | 13330.7762 | 4069.3553 | 85.68 | 101.44 | 72 | 15.2791 | 133.65 | 118.72 | 160.9 | 140.52
143 | 3 | 37 | 52754.0903 | 10486.0958 | 6002.8239 | 2354.8348 | 13029.9942 | 3979.2066 | 88.77 | 106.23 | 59 | 21.2446 | 146.76 | 124.63 | 154.15 | 133.69
144 | 3 | 38 | 52809.8282 | 10950.35 | 5970.6625 | 2646.6841 | 12893.2994 | 4067.7558 | 76.42 | 88.46 | 65 | 9.4947 | 116.67 | 101.47 | 163.57 | 142.12
145 | 3 | 39 | 53004.4142 | 10950.35 | 6143.0361 | 2646.6841 | 13163.4333 | 4067.7558 | 84.64 | 100.7 | 79 | 16.5823 | 133.43 | 117.7 | 154.34 | 137.3
146 | 3 | 40 | 52823.3891 | 10816.0437 | 6076.2473 | 2735.3822 | 13104.8752 | 4402.4512 | 80.88 | 94.82 | 73 | 11.953 | 124.49 | 109.56 | 159.44 | 140.06
147 | 3 | 41 | 53099.6578 | 10816.0437 | 6151.127 | 2735.3822 | 13144.4011 | 4069.3553 | 86.59 | 101.35 | 79 | 16.76 | 134.75 | 117.57 | 157.25 | 137.52
148 | 3 | 42 | 52673.6214 | 10049.5899 | 5994.3939 | 2239.3945 | 12928.882 | 3817.7085 | 74.25 | 84.14 | 43 | 7.6313 | 104.8 | 94.02 | 157.49 | 139.23
149 | 3 | 43 | 53162.6782 | 10486.0958 | 6135.1142 | 2373.0643 | 13229.6385 | 3979.2066 | 107.05 | 135.11 | 93 | 36.9708 | 198.44 | 168.28 | 153.09 | 133.49
150 | 3 | 44 | 52975.734 | 10950.35 | 6106.9926 | 2735.3822 | 13109.5718 | 4069.3553 | 87.82 | 107.11 | 64 | 19.898 | 150.24 | 126.17 | 158.75 | 135.77
151 | 3 | 45 | 53271.1131 | 10568.4761 | 6239.5682 | 2609.5405 | 13314.1742 | 3979.2066 | 83.9 | 99.79 | 66 | 14.7614 | 131.82 | 115.51 | 154.52 | 136.77
152 | 3 | 46 | 53181.3778 | 10950.35 | 6153.5169 | 2735.3822 | 13178.5796 | 4069.3553 | 74.75 | 85.4 | 46 | 6.5744 | 107.13 | 96.4 | 159.99 | 141.01
153 | 3 | 47 | 53739.8893 | 10950.35 | 6373.9722 | 2735.3822 | 13459.6521 | 4069.3553 | 104.14 | 129.89 | 114 | 31.5233 | 184.52 | 158.19 | 154.63 | 133.7
154 | 3 | 48 | 53191.2491 | 10950.35 | 6226.4007 | 2735.3822 | 13325.0739 | 4402.4512 | 107.71 | 137.62 | 100 | 37.8548 | 204.17 | 172.51 | 156.12 | 133.32
155 | 3 | 49 | 53468.7994 | 11078.865 | 6312.2704 | 2735.3822 | 13368.4914 | 4069.3553 | 112.25 | 144.09 | 125 | 41.0136 | 214.58 | 178 | 152.32 | 129.27
156 | 3 | 50 | 53335.0627 | 10816.0437 | 6266.0973 | 2735.3822 | 13343.7152 | 4402.4512 | 89.03 | 107.4 | 92 | 18.6807 | 145.26 | 125.9 | 154.41 | 135.79
157 | 3 | 51 | 53007.3918 | 10568.4761 | 6120.9535 | 2609.5405 | 13170.938 | 3952.7485 | 80.13 | 94.08 | 60 | 11.9914 | 123.92 | 108.6 | 159.85 | 139.29
158 | 3 | 52 | 53185.0648 | 11325.2829 | 6155.6027 | 2594.3041 | 13519.1709 | 4402.4512 | 83.61 | 97.89 | 90 | 12.8841 | 127.49 | 113.66 | 159.62 | 139.97
159 | 3 | 53 | 53214.614 | 11233.6813 | 6294.0904 | 2794.2779 | 12943.4267 | 4105.0451 | 109.81 | 143.14 | 100 | 39.3112 | 217.36 | 177.29 | 159.84 | 131.93
160 | 4 | 1 | 52820.8166 | 10568.4761 | 6040.5344 | 2609.5405 | 13028.8107 | 3976.7068 | 84.45 | 99.19 | 79 | 15.8763 | 131.11 | 115.34 | 157.97 | 137.77
161 | 4 | 2 | 52106.2817 | 10049.5899 | 5827.6874 | 2237.6918 | 12720.4278 | 3699.8875 | 76.33 | 87.7 | 52 | 10.7536 | 115.14 | 100.85 | 162.31 | 141.63
162 | 4 | 3 | 52750.2942 | 10816.0437 | 6056.288 | 2735.3822 | 13028.1014 | 4069.3553 | 90.61 | 109.93 | 82 | 22.8464 | 153.91 | 130.9 | 156.84 | 134.4
163 | 4 | 4 | 53139.2926 | 10049.5899 | 6115.5609 | 2345.4358 | 13185.8721 | 3817.7085 | 73.91 | 81.27 | 37 | 5.3796 | 95.15 | 88.16 | 153.93 | 137.36
164 | 4 | 5 | 52149.3 | 9786.2795 | 5886.7209 | 2121.1437 | 12775.5852 | 3495.5857 | 78.44 | 89.8 | 51 | 12.3187 | 118.09 | 103.54 | 162.94 | 141.78
165 | 4 | 6 | 53001.7669 | 10568.4761 | 6143.8221 | 2609.5405 | 13206.8125 | 3976.1822 | 77.31 | 88.49 | 51 | 8.2334 | 112.07 | 100.52 | 159.44 | 140.54
166 | 4 | 7 | 53372.7989 | 10568.4761 | 6293.0025 | 2609.5405 | 13394.7193 | 3976.7068 | 77.75 | 87.4 | 53 | 7.1724 | 107.41 | 97.65 | 157.21 | 139.59
167 | 4 | 8 | 53552.9282 | 10950.35 | 6350.0442 | 2646.6841 | 13461.6861 | 4067.7558 | 88.62 | 104.57 | 84 | 18.2531 | 142.01 | 123.48 | 159.44 | 139.41
168 | 4 | 9 | 53024.0638 | 10568.4761 | 6159.3655 | 2609.5405 | 13193.2866 | 3979.2066 | 84.48 | 97.38 | 82 | 13.7928 | 123.6 | 109.77 | 152.72 | 134.51
169 | 4 | 10 | 53327.5283 | 10568.4761 | 6284.9516 | 2609.5405 | 13424.4584 | 3952.7485 | 80.79 | 92.83 | 53 | 11.3263 | 118.31 | 105.23 | 155.07 | 136.55
170 | 4 | 11 | 52739.6327 | 10816.0437 | 6055.4422 | 2735.3822 | 13069.6202 | 4402.4512 | 90.28 | 108.8 | 79 | 22.5511 | 151.51 | 130.26 | 158.62 | 136.8
171 | 4 | 12 | 52835.4948 | 10950.35 | 6109.1306 | 2646.6841 | 13173.3847 | 4067.7558 | 75.07 | 84.63 | 61 | 6.2762 | 104.82 | 94.38 | 160.22 | 141.11
172 | 4 | 13 | 53242.0748 | 10950.35 | 6239.8488 | 2646.6841 | 13310.7319 | 4067.7558 | 77.44 | 87.38 | 56 | 6.8253 | 107.96 | 97.15 | 158.51 | 140.03
173 | 4 | 14 | 52275.9287 | 9720.6388 | 5879.8138 | 2121.1437 | 12757.3076 | 3495.5857 | 71.28 | 80.12 | 48 | 6.9792 | 100.04 | 89.61 | 159.86 | 140.69
174 | 4 | 15 | 53209.9274 | 10816.0437 | 6213.4777 | 2735.3822 | 13302.0024 | 4069.3553 | 77.66 | 87.35 | 59 | 7.6428 | 108.34 | 97.31 | 157.48 | 139.1
175 | 4 | 16 | 53320.2759 | 10950.35 | 6228.2632 | 2646.6841 | 13285.7819 | 4067.7558 | 85.96 | 101.41 | 58 | 16.4029 | 135.03 | 119.85 | 160.2 | 139.67
176 | 4 | 17 | 53306.1854 | 11233.6813 | 6230.2995 | 2636.8304 | 13324.0901 | 4095.1195 | 79.72 | 93.1 | 54 | 10.0034 | 121.3 | 107.56 | 159.78 | 141.28
177 | 4 | 18 | 52911.4474 | 10568.4761 | 6119.8997 | 2609.5405 | 13103.9606 | 3979.2066 | 74.55 | 84.58 | 62 | 7.1955 | 105.35 | 95.29 | 157.87 | 140.13
178 | 4 | 19 | 52913.7397 | 10568.4761 | 6100.9139 | 2609.5405 | 13168.21 | 3976.7068 | 76.95 | 88.47 | 45 | 9.3886 | 111.99 | 100.95 | 159.54 | 139.98
179 | 4 | 20 | 52877.4416 | 10950.35 | 6120.9353 | 2646.6841 | 13167.2108 | 4067.7558 | 75.19 | 87.31 | 72 | 8.0516 | 112.64 | 99.78 | 161.21 | 141.92
180 | 4 | 21 | 53408.1679 | 10950.35 | 6233.707 | 2646.6841 | 13332.6358 | 4067.7558 | 90.57 | 108.93 | 81 | 20.3304 | 146.68 | 129.39 | 154.96 | 136.05
181 | 4 | 22 | 52928.331 | 10816.0437 | 6120.1617 | 2735.3822 | 13122.4282 | 4069.3553 | 73.68 | 83.87 | 40 | 6.1555 | 104.39 | 94.26 | 159.51 | 141.3
182 | 4 | 23 | 52521.0355 | 11233.6813 | 6009.3172 | 2636.8304 | 12931.3399 | 4095.1195 | 74.78 | 84.1 | 44 | 7.1392 | 104.42 | 94.16 | 159.53 | 141.26
183 | 4 | 24 | 52683.5454 | 10568.4761 | 5997.0065 | 2609.5405 | 12973.0289 | 3952.7485 | 76.22 | 87.61 | 44 | 9.8003 | 110.24 | 98.81 | 159.06 | 139
184 | 4 | 25 | 52373.8165 | 10816.0437 | 5935.3278 | 2735.3822 | 12902.2764 | 4069.3553 | 71.54 | 80.85 | 37 | 5.6074 | 100.32 | 90.55 | 160.96 | 141.9
185 | 4 | 26 | 52880.5597 | 10950.35 | 6096.3056 | 2646.6841 | 13107.9973 | 4067.7558 | 82.49 | 97.66 | 69 | 15.2125 | 133.5 | 114.28 | 161.52 | 139.81
186 | 4 | 27 | 52344.4649 | 10049.5899 | 5936.2459 | 2345.4358 | 12892.7039 | 3687.9482 | 80.35 | 92.34 | 47 | 13.3277 | 122.28 | 106.81 | 162.53 | 141.18
187 | 4 | 28 | 53539.0678 | 10950.35 | 6344.57 | 2735.3822 | 13442.2971 | 4069.3553 | 95.18 | 114.73 | 86 | 23.6591 | 157.05 | 136.84 | 159.15 | 137.62
188 | 4 | 29 | 52887.5062 | 11233.6813 | 6065.8847 | 2675.8229 | 13058.5257 | 4402.4512 | 93.93 | 115.05 | 70 | 24.89 | 167.8 | 139.82 | 166.53 | 141.44
189 | 4 | 30 | 52623.3362 | 10486.0958 | 5963.4659 | 2354.8348 | 12885.345 | 3979.2066 | 76.3 | 87.22 | 43 | 8.4742 | 109.35 | 98.51 | 157.97 | 139.92
190 | 4 | 31 | 52710.4161 | 10568.4761 | 5968.5922 | 2609.5405 | 12881.6779 | 3979.2066 | 82.39 | 97.66 | 61 | 14.1491 | 129.08 | 114.45 | 159.51 | 139.61
191 | 4 | 32 | 53144.7809 | 11233.6813 | 6212.2239 | 2646.6841 | 13243.5557 | 4095.1195 | 84.4 | 101.13 | 88 | 16.3014 | 137.15 | 118.53 | 159.67 | 138.21
192 | 4 | 33 | 52712.7949 | 10568.4761 | 5940.9218 | 2609.5405 | 12861.4811 | 3945.0923 | 69.98 | 77.75 | 30 | 3.8355 | 93.01 | 85.12 | 158.92 | 140.86
193 | 4 | 34 | 53294.4975 | 11117.174 | 6270.569 | 2735.3822 | 13319.6402 | 4069.3553 | 91.93 | 113.22 | 96 | 22.0268 | 157.9 | 134.83 | 160.16 | 138.14
194 | 4 | 35 | 53087.0289 | 11325.2829 | 6128.6751 | 2646.6841 | 13118.4526 | 4402.4512 | 82.42 | 96.38 | 59 | 14.7086 | 127.44 | 112.11 | 156.23 | 137.73
195 | 4 | 36 | 53209.0202 | 10950.35 | 6203.9339 | 2735.3822 | 13330.7762 | 4069.3553 | 94.74 | 117.07 | 67 | 24.6277 | 165.48 | 142.18 | 162.67 | 138.56
196 | 4 | 37 | 52754.0903 | 10486.0958 | 6002.8239 | 2354.8348 | 13029.9942 | 3979.2066 | 76.39 | 88.11 | 59 | 9.1356 | 113.78 | 99.8 | 159.35 | 139.2
197 | 4 | 38 | 52809.8282 | 10950.35 | 5970.6625 | 2646.6841 | 12893.2994 | 4067.7558 | 75.45 | 86.43 | 62 | 8.4509 | 111.2 | 97.97 | 162.13 | 141.39
198 | 4 | 39 | 53004.4142 | 10950.35 | 6143.0361 | 2646.6841 | 13163.4333 | 4067.7558 | 79.62 | 92.57 | 69 | 11.3993 | 119.2 | 106.39 | 156.73 | 138.85
199 | 4 | 40 | 52823.3891 | 10816.0437 | 6076.2473 | 2735.3822 | 13104.8752 | 4402.4512 | 80.1 | 93.58 | 55 | 11.5653 | 123.6 | 109.14 | 162.57 | 142.42
200 | 4 | 41 | 53099.6578 | 10816.0437 | 6151.127 | 2735.3822 | 13144.4011 | 4069.3553 | 84.92 | 98.74 | 72 | 14.9364 | 128.37 | 113.46 | 156.41 | 136.68
201 | 4 | 42 | 52673.6214 | 10049.5899 | 5994.3939 | 2239.3945 | 12928.882 | 3817.7085 | 69.32 | 76.7 | 42 | 3.1231 | 91.88 | 84.19 | 160.2 | 142
202 | 4 | 43 | 53162.6782 | 10486.0958 | 6135.1142 | 2373.0643 | 13229.6385 | 3979.2066 | 100.92 | 125.41 | 94 | 30.91 | 179.34 | 153.08 | 152.91 | 133.41
203 | 4 | 44 | 52975.734 | 10950.35 | 6106.9926 | 2735.3822 | 13109.5718 | 4069.3553 | 88.38 | 109.13 | 55 | 20.9322 | 156.04 | 130.2 | 161.37 | 136.71
204 | 4 | 45 | 53271.1131 | 10568.4761 | 6239.5682 | 2609.5405 | 13314.1742 | 3979.2066 | 79.76 | 93.3 | 50 | 11.2227 | 119.66 | 106.54 | 154.91 | 137.87
205 | 4 | 46 | 53181.3778 | 10950.35 | 6153.5169 | 2735.3822 | 13178.5796 | 4069.3553 | 86.02 | 102.83 | 59 | 17.4548 | 141.58 | 121.67 | 161.76 | 139.34
206 | 4 | 47 | 53739.8893 | 10950.35 | 6373.9722 | 2735.3822 | 13459.6521 | 4069.3553 | 97.28 | 119.2 | 99 | 25.2719 | 165.03 | 142.33 | 155.26 | 133.72
207 | 4 | 48 | 53191.2491 | 10950.35 | 6226.4007 | 2735.3822 | 13325.0739 | 4402.4512 | 97.68 | 120.33 | 111 | 27.1842 | 169.83 | 146.49 | 157.64 | 136.6
208 | 4 | 49 | 53468.7994 | 11078.865 | 6312.2704 | 2735.3822 | 13368.4914 | 4069.3553 | 99.35 | 124.74 | 106 | 28.5737 | 179.77 | 150.76 | 157.41 | 134.19
209 | 4 | 50 | 53335.0627 | 10816.0437 | 6266.0973 | 2735.3822 | 13343.7152 | 4402.4512 | 84.97 | 101.23 | 74 | 15.0859 | 134.93 | 117.84 | 157.12 | 137.89
210 | 4 | 51 | 53007.3918 | 10568.4761 | 6120.9535 | 2609.5405 | 13170.938 | 3952.7485 | 78 | 90.95 | 43 | 10.4786 | 119.14 | 104.41 | 159.95 | 139.85
211 | 4 | 52 | 53185.0648 | 11325.2829 | 6155.6027 | 2594.3041 | 13519.1709 | 4402.4512 | 85.15 | 101.06 | 76 | 14.9295 | 134.01 | 118.56 | 159.12 | 139.23
212 | 4 | 53 | 53214.614 | 11233.6813 | 6294.0904 | 2794.2779 | 12943.4267 | 4105.0451 | 107 | 137.96 | 102 | 37.0022 | 208.87 | 170.87 | 162.64 | 135.12
213 | 5 | 1 | 52820.8166 | 10568.4761 | 6040.5344 | 2609.5405 | 13028.8107 | 3976.7068 | 74.25 | 84.8 | 48 | 5.7089 | 105.64 | 95.78 | 163.4 | 143.42
214 | 5 | 2 | 52106.2817 | 10049.5899 | 5827.6874 | 2237.6918 | 12720.4278 | 3699.8875 | 73.17 | 83.04 | 56 | 6.9744 | 104.64 | 93.38 | 162.53 | 142.42
215 | 5 | 3 | 52750.2942 | 10816.0437 | 6056.288 | 2735.3822 | 13028.1014 | 4069.3553 | 83.79 | 98.9 | 57 | 15.8245 | 132.91 | 115.2 | 159.01 | 138.3
216 | 5 | 4 | 53139.2926 | 10049.5899 | 6115.5609 | 2345.4358 | 13185.8721 | 3817.7085 | 75.9 | 85.66 | 37 | 6.6934 | 103.04 | 94.24 | 154.46 | 137.93
217 | 5 | 5 | 52149.3 | 9786.2795 | 5886.7209 | 2121.1437 | 12775.5852 | 3495.5857 | 73.01 | 83.11 | 41 | 6.6835 | 105.01 | 93.39 | 162.62 | 142.61
218 | 5 | 6 | 53001.7669 | 10568.4761 | 6143.8221 | 2609.5405 | 13206.8125 | 3976.1822 | 78.37 | 90.07 | 50 | 9.5945 | 115.08 | 102.86 | 159.46 | 140.47
219 | 5 | 7 | 53372.7989 | 10568.4761 | 6293.0025 | 2609.5405 | 13394.7193 | 3976.7068 | 76.35 | 85.56 | 49 | 5.3459 | 104.15 | 94.77 | 158.55 | 140.79
220 | 5 | 8 | 53552.9282 | 10950.35 | 6350.0442 | 2646.6841 | 13461.6861 | 4067.7558 | 85.14 | 101.88 | 56 | 15.1338 | 136.58 | 119.34 | 157.43 | 138.44
221 | 5 | 9 | 53024.0638 | 10568.4761 | 6159.3655 | 2609.5405 | 13193.2866 | 3979.2066 | 84.18 | 97.74 | 88 | 13.2831 | 126.19 | 111.43 | 157.26 | 138.35
222 | 5 | 10 | 53327.5283 | 10568.4761 | 6284.9516 | 2609.5405 | 13424.4584 | 3952.7485 | 82.29 | 95.87 | 51 | 12.6698 | 125.03 | 109.22 | 155.88 | 135.68
223 | 5 | 11 | 52739.6327 | 10816.0437 | 6055.4422 | 2735.3822 | 13069.6202 | 4402.4512 | 84.72 | 100.18 | 79 | 16.9517 | 135.52 | 117.71 | 158 | 138.36
224 | 5 | 12 | 52835.4948 | 10950.35 | 6109.1306 | 2646.6841 | 13173.3847 | 4067.7558 | 80.99 | 94.06 | 59 | 11.796 | 122.74 | 107.65 | 160.39 | 140.41
225 | 5 | 13 | 53242.0748 | 10950.35 | 6239.8488 | 2646.6841 | 13310.7319 | 4067.7558 | 90.65 | 107.16 | 79 | 19.8049 | 142.96 | 123.17 | 152.41 | 133.12
226 | 5 | 14 | 52275.9287 | 9720.6388 | 5879.8138 | 2121.1437 | 12757.3076 | 3495.5857 | 70.72 | 79.48 | 53 | 6.1379 | 99.4 | 89.17 | 162.02 | 142.49
227 | 5 | 15 | 53209.9274 | 10816.0437 | 6213.4777 | 2735.3822 | 13302.0024 | 4069.3553 | 74.79 | 83.54 | 48 | 4.7826 | 101.01 | 91.91 | 157.85 | 139.93
228 | 5 | 16 | 53320.2759 | 10950.35 | 6228.2632 | 2646.6841 | 13285.7819 | 4067.7558 | 88.77 | 106.05 | 86 | 19.0198 | 142.68 | 126 | 158.81 | 138.38
229 | 5 | 17 | 53306.1854 | 11233.6813 | 6230.2995 | 2636.8304 | 13324.0901 | 4095.1195 | 84.05 | 99.76 | 64 | 14.254 | 133.21 | 117.03 | 158.96 | 140.38
230 | 5 | 18 | 52911.4474 | 10568.4761 | 6119.8997 | 2609.5405 | 13103.9606 | 3979.2066 | 76.4 | 88.17 | 61 | 8.6446 | 112.39 | 100.88 | 158.42 | 140.44
231 | 5 | 19 | 52913.7397 | 10568.4761 | 6100.9139 | 2609.5405 | 13168.21 | 3976.7068 | 76.95 | 88.24 | 54 | 8.6829 | 110.45 | 100.2 | 158.99 | 140.05
232 | 5 | 20 | 52877.4416 | 10950.35 | 6120.9353 | 2646.6841 | 13167.2108 | 4067.7558 | 76.34 | 87.77 | 60 | 8.4458 | 111.69 | 99.56 | 159.33 | 140.79
233 | 5 | 21 | 53408.1679 | 10950.35 | 6233.707 | 2646.6841 | 13332.6358 | 4067.7558 | 90.63 | 109.94 | 64 | 19.9962 | 149.29 | 131.16 | 156.11 | 137.66
234 | 5 | 22 | 52928.331 | 10816.0437 | 6120.1617 | 2735.3822 | 13122.4282 | 4069.3553 | 78.41 | 90.97 | 59 | 10.4458 | 116.47 | 104.26 | 158.81 | 140.51
235 | 5 | 23 | 52521.0355 | 11233.6813 | 6009.3172 | 2636.8304 | 12931.3399 | 4095.1195 | 74.12 | 84.19 | 50 | 6.7912 | 105.14 | 94.4 | 159.59 | 141.27
236 | 5 | 24 | 52683.5454 | 10568.4761 | 5997.0065 | 2609.5405 | 12973.0289 | 3952.7485 | 74.11 | 83.93 | 42 | 7.4262 | 103.1 | 93.29 | 157.05 | 138.88
237 | 5 | 25 | 52373.8165 | 10816.0437 | 5935.3278 | 2735.3822 | 12902.2764 | 4069.3553 | 69.86 | 78.29 | 36 | 3.5391 | 95.96 | 87.02 | 163.29 | 143.59
238 | 5 | 26 | 52880.5597 | 10950.35 | 6096.3056 | 2646.6841 | 13107.9973 | 4067.7558 | 77.66 | 90.67 | 61 | 10.419 | 119.48 | 104.06 | 161.16 | 140.65
239 | 5 | 27 | 52344.4649 | 10049.5899 | 5936.2459 | 2345.4358 | 12892.7039 | 3687.9482 | 75.34 | 85.66 | 43 | 8.2858 | 109.43 | 97.1 | 163.2 | 142.47
240 | 5 | 28 | 53539.0678 | 10950.35 | 6344.57 | 2735.3822 | 13442.2971 | 4069.3553 | 101.48 | 126.3 | 93 | 29.9224 | 178.65 | 153.9 | 162.07 | 137.51
241 | 5 | 29 | 52887.5062 | 11233.6813 | 6065.8847 | 2675.8229 | 13058.5257 | 4402.4512 | 93.21 | 116.17 | 70 | 24.1395 | 169.56 | 140.67 | 165.03 | 140.12
242 | 5 | 30 | 52623.3362 | 10486.0958 | 5963.4659 | 2354.8348 | 12885.345 | 3979.2066 | 72.78 | 81.95 | 29 | 4.4874 | 99.77 | 91.12 | 160.99 | 142.65
243 | 5 | 31 | 52710.4161 | 10568.4761 | 5968.5922 | 2609.5405 | 12881.6779 | 3979.2066 | 74.01 | 84.57 | 34 | 5.9216 | 105.27 | 95.02 | 160.82 | 142.05
244 | 5 | 32 | 53144.7809 | 11233.6813 | 6212.2239 | 2646.6841 | 13243.5557 | 4095.1195 | 89.75 | 109.33 | 72 | 21.2984 | 153.54 | 129.77 | 159.46 | 135.99
245 | 5 | 33 | 52712.7949 | 10568.4761 | 5940.9218 | 2609.5405 | 12861.4811 | 3945.0923 | 68.61 | 76.3 | 43 | 2.385 | 90.8 | 83.12 | 160.66 | 142.09
246 | 5 | 34 | 53294.4975 | 11117.174 | 6270.569 | 2735.3822 | 13319.6402 | 4069.3553 | 105.45 | 135.65 | 93 | 35.0938 | 200.81 | 166.18 | 157.65 | 133.15
247 | 5 | 35 | 53087.0289 | 11325.2829 | 6128.6751 | 2646.6841 | 13118.4526 | 4402.4512 | 82.03 | 96 | 63 | 14.1618 | 127.91 | 112.63 | 159.22 | 140.82
248 | 5 | 36 | 53209.0202 | 10950.35 | 6203.9339 | 2735.3822 | 13330.7762 | 4069.3553 | 87.26 | 104.22 | 83 | 16.8128 | 139.37 | 121.42 | 158.56 | 137.3
249 | 5 | 37 | 52754.0903 | 10486.0958 | 6002.8239 | 2354.8348 | 13029.9942 | 3979.2066 | 88.87 | 107.47 | 66 | 21.1538 | 150.17 | 127.49 | 157.62 | 135.36
250 | 5 | 38 | 52809.8282 | 10950.35 | 5970.6625 | 2646.6841 | 12893.2994 | 4067.7558 | 74.25 | 85.09 | 56 | 6.9993 | 109.13 | 96.14 | 163.85 | 142.93
251 | 5 | 39 | 53004.4142 | 10950.35 | 6143.0361 | 2646.6841 | 13163.4333 | 4067.7558 | 78.12 | 90.06 | 62 | 9.7986 | 114.43 | 102.1 | 157.86 | 138.9
252 | 5 | 40 | 52823.3891 | 10816.0437 | 6076.2473 | 2735.3822 | 13104.8752 | 4402.4512 | 80.98 | 95.1 | 58 | 12.135 | 124.06 | 109.17 | 157.84 | 138.81
253 | 5 | 41 | 53099.6578 | 10816.0437 | 6151.127 | 2735.3822 | 13144.4011 | 4069.3553 | 82.76 | 95.84 | 77 | 12.8778 | 121.6 | 108.07 | 154.4 | 136.2
254 | 5 | 42 | 52673.6214 | 10049.5899 | 5994.3939 | 2239.3945 | 12928.882 | 3817.7085 | 78.4 | 89.61 | 55 | 11.3326 | 114.96 | 101.79 | 158.12 | 139.14
255 | 5 | 43 | 53162.6782 | 10486.0958 | 6135.1142 | 2373.0643 | 13229.6385 | 3979.2066 | 102.24 | 128.46 | 87 | 32.2089 | 184.73 | 156.61 | 151.4 | 131.62
256 | 5 | 44 | 52975.734 | 10950.35 | 6106.9926 | 2735.3822 | 13109.5718 | 4069.3553 | 91.04 | 112.36 | 73 | 23.1726 | 160.27 | 134.01 | 158.72 | 134.74
257 | 5 | 45 | 53271.1131 | 10568.4761 | 6239.5682 | 2609.5405 | 13314.1742 | 3979.2066 | 86.84 | 104.02 | 73 | 17.0925 | 139.49 | 119.91 | 154.63 | 134.73
258 | 5 | 46 | 53181.3778 | 10950.35 | 6153.5169 | 2735.3822 | 13178.5796 | 4069.3553 | 79.89 | 93.13 | 61 | 11.1405 | 120.92 | 107.03 | 159.96 | 139.42
259 | 5 | 47 | 53739.8893 | 10950.35 | 6373.9722 | 2735.3822 | 13459.6521 | 4069.3553 | 101.83 | 126.51 | 104 | 29.2214 | 179.07 | 153.97 | 156.17 | 134.82
260 | 5 | 48 | 53191.2491 | 10950.35 | 6226.4007 | 2735.3822 | 13325.0739 | 4402.4512 | 95.99 | 119.06 | 100 | 25.3202 | 168.42 | 145.98 | 160 | 138.69
261 | 5 | 49 | 53468.7994 | 11078.865 | 6312.2704 | 2735.3822 | 13368.4914 | 4069.3553 | 104.12 | 131.13 | 101 | 32.7904 | 190.28 | 159.06 | 156.78 | 132.63
262 | 5 | 50 | 53335.0627 | 10816.0437 | 6266.0973 | 2735.3822 | 13343.7152 | 4402.4512 | 87.58 | 105.51 | 79 | 17.1949 | 142.14 | 124.14 | 156.69 | 137.68
263 | 5 | 51 | 53007.3918 | 10568.4761 | 6120.9535 | 2609.5405 | 13170.938 | 3952.7485 | 79.98 | 93.35 | 52 | 11.6041 | 121.83 | 107.02 | 159.42 | 138.79
264 | 5 | 52 | 53185.0648 | 11325.2829 | 6155.6027 | 2594.3041 | 13519.1709 | 4402.4512 | 93.15 | 115.6 | 77 | 22.9288 | 160.3 | 138.63 | 158.17 | 138.34
265 | 5 | 53 | 53214.614 | 11233.6813 | 6294.0904 | 2794.2779 | 12943.4267 | 4105.0451 | 117.22 | 152.48 | 118 | 46.5805 | 230.82 | 187.52 | 152.31 | 124.25
266 | 6 | 1 | 52820.8166 | 10568.4761 | 6040.5344 | 2609.5405 | 13028.8107 | 3976.7068 | 84.56 | 99.84 | 61 | 15.5395 | 134.59 | 117.75 | 163.56 | 141.6
267 | 6 | 2 | 52106.2817 | 10049.5899 | 5827.6874 | 2237.6918 | 12720.4278 | 3699.8875 | 77.49 | 88.75 | 69 | 11.5083 | 114.9 | 101.29 | 160.4 | 140.29
268 | 6 | 3 | 52750.2942 | 10816.0437 | 6056.288 | 2735.3822 | 13028.1014 | 4069.3553 | 96.44 | 118.73 | 97 | 28.0195 | 170.37 | 143.43 | 156.62 | 134.08
269 | 6 | 4 | 53139.2926 | 10049.5899 | 6115.5609 | 2345.4358 | 13185.8721 | 3817.7085 | 81.74 | 92.5 | 48 | 12.4221 | 116.89 | 104.67 | 155.61 | 137.49
270 | 6 | 5 | 52149.3 | 9786.2795 | 5886.7209 | 2121.1437 | 12775.5852 | 3495.5857 | 70.44 | 78.97 | 50 | 4.0404 | 97.12 | 87.76 | 163.26 | 143.67
271 | 6 | 6 | 53001.7669 | 10568.4761 | 6143.8221 | 2609.5405 | 13206.8125 | 3976.1822 | 80.39 | 92.7 | 67 | 11.2233 | 119.56 | 106.12 | 158.97 | 139.87
272 | 6 | 7 | 53372.7989 | 10568.4761 | 6293.0025 | 2609.5405 | 13394.7193 | 3976.7068 | 81.52 | 92.43 | 57 | 10.3952 | 116.91 | 104.41 | 158.11 | 139.55
273 | 6 | 8 | 53552.9282 | 10950.35 | 6350.0442 | 2646.6841 | 13461.6861 | 4067.7558 | 81.89 | 95.02 | 73 | 11.5183 | 123.64 | 109.26 | 158.94 | 140.13
274 | 6 | 9 | 53024.0638 | 10568.4761 | 6159.3655 | 2609.5405 | 13193.2866 | 3979.2066 | 88.27 | 103.1 | 86 | 17.3534 | 135.37 | 117.92 | 154.84 | 135.71
275 | 6 | 10 | 53327.5283 | 10568.4761 | 6284.9516 | 2609.5405 | 13424.4584 | 3952.7485 | 79.96 | 92.21 | 64 | 10.2323 | 118.27 | 104.58 | 156.92 | 137.96
276 | 6 | 11 | 52739.6327 | 10816.0437 | 6055.4422 | 2735.3822 | 13069.6202 | 4402.4512 | 90.56 | 108.56 | 77 | 22.5551 | 151.63 | 129.4 | 158.43 | 137.19
277 | 6 | 12 | 52835.4948 | 10950.35 | 6109.1306 | 2646.6841 | 13173.3847 | 4067.7558 | 85.83 | 101.49 | 71 | 16.6596 | 135 | 117.94 | 156.31 | 137.4
278 | 6 | 13 | 53242.0748 | 10950.35 | 6239.8488 | 2646.6841 | 13310.7319 | 4067.7558 | 92.7 | 108.8 | 95 | 21.3521 | 146.04 | 126.15 | 155.01 | 135.08
279 | 6 | 14 | 52275.9287 | 9720.6388 | 5879.8138 | 2121.1437 | 12757.3076 | 3495.5857 | 71.64 | 80.4 | 44 | 7.2045 | 100.31 | 89.94 | 160.37 | 141.34
280 | 6 | 15 | 53209.9274 | 10816.0437 | 6213.4777 | 2735.3822 | 13302.0024 | 4069.3553 | 84.13 | 96.03 | 68 | 14.1076 | 122.77 | 108.8 | 154.57 | 136.19
281 | 6 | 16 | 53320.2759 | 10950.35 | 6228.2632 | 2646.6841 | 13285.7819 | 4067.7558 | 86.96 | 102.57 | 77 | 16.9656 | 135.82 | 120.27 | 157.96 | 138.18
282 | 6 | 17 | 53306.1854 | 11233.6813 | 6230.2995 | 2636.8304 | 13324.0901 | 4095.1195 | 95.36 | 117.24 | 101 | 24.9622 | 167.73 | 142.35 | 159.32 | 138.26
283 | 6 | 18 | 52911.4474 | 10568.4761 | 6119.8997 | 2609.5405 | 13103.9606 | 3979.2066 | 83.74 | 96.95 | 60 | 16.0074 | 128.89 | 112.75 | 158.12 | 138.6
284 | 6 | 19 | 52913.7397 | 10568.4761 | 6100.9139 | 2609.5405 | 13168.21 | 3976.7068 | 85.49 | 102.9 | 59 | 16.9879 | 140.29 | 121.31 | 158.07 | 137.86
285 | 6 | 20 | 52877.4416 | 10950.35 | 6120.9353 | 2646.6841 | 13167.2108 | 4067.7558 | 89.46 | 106.32 | 81 | 21.3931 | 146.07 | 125.16 | 157.87 | 137.51
286 | 6 | 21 | 53408.1679 | 10950.35 | 6233.707 | 2646.6841 | 13332.6358 | 4067.7558 | 97.62 | 118.96 | 100 | 26.5479 | 163.69 | 142.96 | 151.78 | 134.09
287 | 6 | 22 | 52928.331 | 10816.0437 | 6120.1617 | 2735.3822 | 13122.4282 | 4069.3553 | 78.08 | 90.37 | 78 | 9.7303 | 116.2 | 103.33 | 160.29 | 141.01
288 | 6 | 23 | 52521.0355 | 11233.6813 | 6009.3172 | 2636.8304 | 12931.3399 | 4095.1195 | 76.62 | 87.41 | 54 | 8.6037 | 109.98 | 98.29 | 158.9 | 140.29
289 | 6 | 24 | 52683.5454 | 10568.4761 | 5997.0065 | 2609.5405 | 12973.0289 | 3952.7485 | 76.89 | 88.7 | 49 | 10.1295 | 112.27 | 101.1 | 158.14 | 139.14
290 | 6 | 25 | 52373.8165 | 10816.0437 | 5935.3278 | 2735.3822 | 12902.2764 | 4069.3553 | 78.24 | 90.17 | 36 | 12.0717 | 119.48 | 104.26 | 162.87 | 141.92
291 | 6 | 26 | 52880.5597 | 10950.35 | 6096.3056 | 2646.6841 | 13107.9973 | 4067.7558 | 77.65 | 89.26 | 67 | 10.7043 | 115.68 | 101.88 | 159.55 | 139.9
292 | 6 | 27 | 52344.4649 | 10049.5899 | 5936.2459 | 2345.4358 | 12892.7039 | 3687.9482 | 78.68 | 89.97 | 36 | 11.7543 | 117.76 | 103.4 | 162.55 | 141.94
293 | 6 | 28 | 53539.0678 | 10950.35 | 6344.57 | 2735.3822 | 13442.2971 | 4069.3553 | 100.51 | 124.05 | 86 | 28.6771 | 174.45 | 149.6 | 158.89 | 135.82
294 | 6 | 29 | 52887.5062 | 11233.6813 | 6065.8847 | 2675.8229 | 13058.5257 | 4402.4512 | 92.51 | 113.64 | 77 | 23.3339 | 163.33 | 137.19 | 162.98 | 139.92
295 | 6 | 30 | 52623.3362 | 10486.0958 | 5963.4659 | 2354.8348 | 12885.345 | 3979.2066 | 77.89 | 89.22 | 63 | 9.5692 | 112.53 | 100.88 | 158.33 | 139.85
296 | 6 | 31 | 52710.4161 | 10568.4761 | 5968.5922 | 2609.5405 | 12881.6779 | 3979.2066 | 81.57 | 96.35 | 66 | 13.1534 | 127.57 | 113.01 | 162.4 | 141.43
297 | 6 | 32 | 53144.7809 | 11233.6813 | 6212.2239 | 2646.6841 | 13243.5557 | 4095.1195 | 109.55 | 141.97 | 88 | 41.3011 | 215.95 | 177.75 | 161.86 | 134.2
298 | 6 | 33 | 52712.7949 | 10568.4761 | 5940.9218 | 2609.5405 | 12861.4811 | 3945.0923 | 71.36 | 79.42 | 33 | 4.7519 | 95.75 | 87.1 | 158.78 | 140.66
299 | 6 | 34 | 53294.4975 | 11117.174 | 6270.569 | 2735.3822 | 13319.6402 | 4069.3553 | 91.24 | 111.38 | 94 | 20.4859 | 153.38 | 131.64 | 158.54 | 137.47
300 | 6 | 35 | 53087.0289 | 11325.2829 | 6128.6751 | 2646.6841 | 13118.4526 | 4402.4512 | 89.42 | 107.78 | 65 | 21.3143 | 149.67 | 129.04 | 158.39 | 139.04
301 | 6 | 36 | 53209.0202 | 10950.35 | 6203.9339 | 2735.3822 | 13330.7762 | 4069.3553 | 99.14 | 124.61 | 69 | 28.7992 | 180.98 | 152.94 | 164.39 | 138.25
302 | 6 | 37 | 52754.0903 | 10486.0958 | 6002.8239 | 2354.8348 | 13029.9942 | 3979.2066 | 83.58 | 97.64 | 61 | 15.6411 | 130.58 | 112.48 | 158.42 | 137.41
303 | 6 | 38 | 52809.8282 | 10950.35 | 5970.6625 | 2646.6841 | 12893.2994 | 4067.7558 | 75.27 | 85.54 | 49 | 8.2544 | 109.34 | 96.65 | 162.44 | 142.17
304 | 6 | 39 | 53004.4142 | 10950.35 | 6143.0361 | 2646.6841 | 13163.4333 | 4067.7558 | 80.14 | 93.24 | 68 | 11.5906 | 120.41 | 107.09 | 157.45 | 139.8
305 | 6 | 40 | 52823.3891 | 10816.0437 | 6076.2473 | 2735.3822 | 13104.8752 | 4402.4512 | 83.2 | 98.41 | 83 | 13.8515 | 131.04 | 114.98 | 160.37 | 140.58
306 | 6 | 41 | 53099.6578 | 10816.0437 | 6151.127 | 2735.3822 | 13144.4011 | 4069.3553 | 90.17 | 106.57 | 70 | 20.4275 | 140.87 | 123.28 | 151.11 | 132.59
307 | 6 | 42 | 52673.6214 | 10049.5899 | 5994.3939 | 2239.3945 | 12928.882 | 3817.7085 | 78.36 | 89.33 | 53 | 11.0677 | 114.21 | 101.25 | 158.05 | 139.26
308 | 6 | 43 | 53162.6782 | 10486.0958 | 6135.1142 | 2373.0643 | 13229.6385 | 3979.2066 | 110.1 | 141.55 | 110 | 39.5868 | 209.01 | 176.61 | 150.98 | 130.67
309 | 6 | 44 | 52975.734 | 10950.35 | 6106.9926 | 2735.3822 | 13109.5718 | 4069.3553 | 94.31 | 117.63 | 70 | 25.8028 | 170.94 | 141.85 | 159.88 | 135.29
310 | 6 | 45 | 53271.1131 | 10568.4761 | 6239.5682 | 2609.5405 | 13314.1742 | 3979.2066 | 87.06 | 104.06 | 63 | 17.4961 | 138.64 | 121.02 | 153.57 | 135.95
311 | 6 | 46 | 53181.3778 | 10950.35 | 6153.5169 | 2735.3822 | 13178.5796 | 4069.3553 | 90.06 | 108.93 | 64 | 21.2844 | 153.15 | 130.88 | 162.22 | 139.04
312 | 6 | 47 | 53739.8893 | 10950.35 | 6373.9722 | 2735.3822 | 13459.6521 | 4069.3553 | 105.47 | 131.88 | 114 | 32.6525 | 186.91 | 160.6 | 152.06 | 131.71
313 | 6 | 48 | 53191.2491 | 10950.35 | 6226.4007 | 2735.3822 | 13325.0739 | 4402.4512 | 116.16 | 148.78 | 119 | 45.5881 | 222.97 | 186.91 | 154.33 | 130.65
314 | 6 | 49 | 53468.7994 | 11078.865 | 6312.2704 | 2735.3822 | 13368.4914 | 4069.3553 | 129.54 | 168.4 | 139 | 57.7797 | 257.28 | 211.08 | 150.85 | 124.22
315 | 6 | 50 | 53335.0627 | 10816.0437 | 6266.0973 | 2735.3822 | 13343.7152 | 4402.4512 | 92.91 | 114.07 | 83 | 22.406 | 158.05 | 135.85 | 154.22 | 135.27
316 | 6 | 51 | 53007.3918 | 10568.4761 | 6120.9535 | 2609.5405 | 13170.938 | 3952.7485 | 86.26 | 104.25 | 67 | 17.9253 | 146.03 | 123.31 | 160.71 | 137.9
317 | 6 | 52 | 53185.0648 | 11325.2829 | 6155.6027 | 2594.3041 | 13519.1709 | 4402.4512 | 92.94 | 112.16 | 71 | 22.7221 | 155.21 | 133.96 | 159.39 | 138.23
318 | 6 | 53 | 53214.614 | 11233.6813 | 6294.0904 | 2794.2779 | 12943.4267 | 4105.0451 | 99.35 | 125.93 | 92 | 28.9061 | 184.89 | 152.45 | 161.56 | 135.62
319 | 7 | 1 | 52820.8166 | 10568.4761 | 6040.5344 | 2609.5405 | 13028.8107 | 3976.7068 | 81.11 | 94.38 | 83 | 12.3067 | 123.6 | 109.27 | 161.94 | 141.24
320 | 7 | 2 | 52106.2817 | 10049.5899 | 5827.6874 | 2237.6918 | 12720.4278 | 3699.8875 | 79.32 | 91.51 | 82 | 12.9787 | 121.05 | 105.67 | 162.49 | 141.48
321 | 7 | 3 | 52750.2942 | 10816.0437 | 6056.288 | 2735.3822 | 13028.1014 | 4069.3553 | 81.28 | 93.86 | 77 | 12.8907 | 120.93 | 107.37 | 157 | 138.67
322 | 7 | 4 | 53139.2926 | 10049.5899 | 6115.5609 | 2345.4358 | 13185.8721 | 3817.7085 | 70.15 | 76.76 | 29 | 1.3871 | 88.5 | 82.73 | 157.36 | 140.44
323 | 7 | 5 | 52149.3 | 9786.2795 | 5886.7209 | 2121.1437 | 12775.5852 | 3495.5857 | 95.95 | 116.45 | 52 | 29.6343 | 165.16 | 137.5 | 149.01 | 128.11
324 | 7 | 6 | 53001.7669 | 10568.4761 | 6143.8221 | 2609.5405 | 13206.8125 | 3976.1822 | 79.76 | 91.65 | 50 | 10.5353 | 117.15 | 104.6 | 158.11 | 139.61
325 | 7 | 7 | 53372.7989 | 10568.4761 | 6293.0025 | 2609.5405 | 13394.7193 | 3976.7068 | 88.68 | 103.89 | 76 | 17.4562 | 137.42 | 119.92 | 155.12 | 135.93
326 | 7 | 8 | 53552.9282 | 10950.35 | 6350.0442 | 2646.6841 | 13461.6861 | 4067.7558 | 98.66 | 119.76 | 98 | 27.9516 | 168.08 | 143.42 | 154.09 | 134.16
327 | 7 | 9 | 53024.0638 | 10568.4761 | 6159.3655 | 2609.5405 | 13193.2866 | 3979.2066 | 80.21 | 91.16 | 70 | 9.5082 | 113.03 | 101.83 | 155.92 | 138.48
328 | 7 | 10 | 53327.5283 | 10568.4761 | 6284.9516 | 2609.5405 | 13424.4584 | 3952.7485 | 81.81 | 94.47 | 56 | 12.1614 | 122.47 | 107.1 | 155.68 | 136.25
329 | 7 | 11 | 52739.6327 | 10816.0437 | 6055.4422 | 2735.3822 | 13069.6202 | 4402.4512 | 93.82 | 114.57 | 66 | 25.8101 | 165.13 | 140.28 | 160.75 | 138.41
330 | 7 | 12 | 52835.4948 | 10950.35 | 6109.1306 | 2646.6841 | 13173.3847 | 4067.7558 | 79.69 | 90.93 | 56 | 10.7994 | 116.52 | 103.13 | 160.12 | 140.55
331 | 7 | 13 | 53242.0748 | 10950.35 | 6239.8488 | 2646.6841 | 13310.7319 | 4067.7558 | 82.32 | 94.24 | 63 | 11.3196 | 120.23 | 106.63 | 157.63 | 138.78
332 | 7 | 14 | 52275.9287 | 9720.6388 | 5879.8138 | 2121.1437 | 12757.3076 | 3495.5857 | 74.29 | 84.21 | 36 | 9.8248 | 108.58 | 95.79 | 161.54 | 141.64
333 | 7 | 15 | 53209.9274 | 10816.0437 | 6213.4777 | 2735.3822 | 13302.0024 | 4069.3553 | 80.96 | 91.57 | 56 | 10.6217 | 115.92 | 103.17 | 157.99 | 138.98
334 | 7 | 16 | 53320.2759 | 10950.35 | 6228.2632 | 2646.6841 | 13285.7819 | 4067.7558 | 81.52 | 94.15 | 91 | 11.7052 | 119.74 | 108.18 | 157.82 | 139.27
335 | 7 | 17 | 53306.1854 | 11233.6813 | 6230.2995 | 2636.8304 | 13324.0901 | 4095.1195 | 91.33 | 109.91 | 94 | 21.0076 | 151.5 | 130.9 | 156.44 | 137.52
336 | 7 | 18 | 52911.4474 | 10568.4761 | 6119.8997 | 2609.5405 | 13103.9606 | 3979.2066 | 76.07 | 87.29 | 70 | 8.5266 | 111.96 | 99.85 | 160.21 | 141.53
337 | 7 | 19 | 52913.7397 | 10568.4761 | 6100.9139 | 2609.5405 | 13168.21 | 3976.7068 | 74.2 | 84.6 | 44 | 6.1844 | 105.75 | 95.06 | 159.72 | 140.82
338 | 7 | 20 | 52877.4416 | 10950.35 | 6120.9353 | 2646.6841 | 13167.2108 | 4067.7558 | 76.75 | 89.24 | 65 | 8.7703 | 116.3 | 102.25 | 162.72 | 142.47
339 | 7 | 21 | 53408.1679 | 10950.35 | 6233.707 | 2646.6841 | 13332.6358 | 4067.7558 | 95.45 | 116.81 | 69 | 25.272 | 162.33 | 141.35 | 154.97 | 136.71
340 | 7 | 22 | 52928.331 | 10816.0437 | 6120.1617 | 2735.3822 | 13122.4282 | 4069.3553 | 78.15 | 90.23 | 63 | 9.7295 | 115.35 | 103.1 | 158.88 | 140.8
341 | 7 | 23 | 52521.0355 | 11233.6813 | 6009.3172 | 2636.8304 | 12931.3399 | 4095.1195 | 83.53 | 98.63 | 58 | 15.4585 | 132.4 | 114.6 | 160.35 | 139.92
342 | 7 | 24 | 52683.5454 | 10568.4761 | 5997.0065 | 2609.5405 | 12973.0289 | 3952.7485 | 70.64 | 78.93 | 36 | 3.8513 | 95.22 | 87.05 | 160.32 | 141.92
343 | 7 | 25 | 52373.8165 | 10816.0437 | 5935.3278 | 2735.3822 | 12902.2764 | 4069.3553 | 70.35 | 78.75 | 41 | 4.0615 | 95.78 | 87.11 | 160.61 | 141.9
344 | 7 | 26 | 52880.5597 | 10950.35 | 6096.3056 | 2646.6841 | 13107.9973 | 4067.7558 | 86.12 | 101.02 | 56 | 18.9758 | 138.06 | 118.27 | 158.25 | 137.58
345 | 7 | 27 | 52344.4649 | 10049.5899 | 5936.2459 | 2345.4358 | 12892.7039 | 3687.9482 | 74.72 | 84.49 | 39 | 7.8359 | 107.22 | 95.56 | 163.03 | 142.95
346 | 7 | 28 | 53539.0678 | 10950.35 | 6344.57 | 2735.3822 | 13442.2971 | 4069.3553 | 98.97 | 121.23 | 102 | 26.7841 | 169.31 | 144.92 | 158.32 | 135.98
347 | 7 | 29 | 52887.5062 | 11233.6813 | 6065.8847 | 2675.8229 | 13058.5257 | 4402.4512 | 97.87 | 119.88 | 89 | 28.6472 | 175.4 | 146.4 | 162.9 | 139.11
348 | 7 | 30 | 52623.3362 | 10486.0958 | 5963.4659 | 2354.8348 | 12885.345 | 3979.2066 | 76.36 | 87.74 | 34 | 8.106 | 110.15 | 99.07 | 158.19 | 140.25
349 | 7 | 31 | 52710.4161 | 10568.4761 | 5968.5922 | 2609.5405 | 12881.6779 | 3979.2066 | 76.62 | 88.9 | 50 | 8.569 | 114.24 | 102.11 | 162.43 | 142.42
350 | 7 | 32 | 53144.7809 | 11233.6813 | 6212.2239 | 2646.6841 | 13243.5557 | 4095.1195 | 94.3 | 116.75 | 88 | 25.8362 | 166.22 | 140.7 | 158.18 | 135.46
351 | 7 | 33 | 52712.7949 | 10568.4761 | 5940.9218 | 2609.5405 | 12861.4811 | 3945.0923 | 68.51 | 76.38 | 31 | 2.2669 | 91.5 | 83.48 | 161.14 | 142.33
352 | 7 | 34 | 53294.4975 | 11117.174 | 6270.569 | 2735.3822 | 13319.6402 | 4069.3553 | 86.94 | 104.3 | 74 | 17.1064 | 142.49 | 122.37 | 160.69 | 139.45
353 | 7 | 35 | 53087.0289 | 11325.2829 | 6128.6751 | 2646.6841 | 13118.4526 | 4402.4512 | 87.3 | 103.86 | 67 | 19.3771 | 142.16 | 122.94 | 157.57 | 138.39
354 | 7 | 36 | 53209.0202 | 10950.35 | 6203.9339 | 2735.3822 | 13330.7762 | 4069.3553 | 84.91 | 101.25 | 62 | 14.6157 | 134.88 | 117.94 | 160.78 | 139.92
355 | 7 | 37 | 52754.0903 | 10486.0958 | 6002.8239 | 2354.8348 | 13029.9942 | 3979.2066 | 80.18 | 94.09 | 55 | 12.5341 | 124.97 | 108.29 | 158.57 | 138.23
356 | 7 | 38 | 52809.8282 | 10950.35 | 5970.6625 | 2646.6841 | 12893.2994 | 4067.7558 | 76.63 | 87.27 | 60 | 9.7252 | 111.96 | 98.83 | 161 | 140.87
357 | 7 | 39 | 53004.4142 | 10950.35 | 6143.0361 | 2646.6841 | 13163.4333 | 4067.7558 | 85.44 | 100.8 | 65 | 16.9273 | 133.94 | 118.19 | 155.57 | 138.26
358 | 7 | 40 | 52823.3891 | 10816.0437 | 6076.2473 | 2735.3822 | 13104.8752 | 4402.4512 | 78.39 | 90.41 | 67 | 9.3794 | 116.67 | 103.69 | 161.85 | 142.38
359 | 7 | 41 | 53099.6578 | 10816.0437 | 6151.127 | 2735.3822 | 13144.4011 | 4069.3553 | 83.5 | 96.01 | 70 | 13.4066 | 123.21 | 109.56 | 156.84 | 138.13
360 | 7 | 42 | 52673.6214 | 10049.5899 | 5994.3939 | 2239.3945 | 12928.882 | 3817.7085 | 75.54 | 84.99 | 62 | 8.0863 | 105.27 | 94.79 | 157.69 | 139.62
361 | 7 | 43 | 53162.6782 | 10486.0958 | 6135.1142 | 2373.0643 | 13229.6385 | 3979.2066 | 103.16 | 129.76 | 89 | 32.6149 | 188.43 | 160.27 | 154.59 | 134.6
362 | 7 | 44 | 52975.734 | 10950.35 | 6106.9926 | 2735.3822 | 13109.5718 | 4069.3553 | 85.88 | 103.49 | 62 | 17.7982 | 143.38 | 121.11 | 159.29 | 136.52
363 | 7 | 45 | 53271.1131 | 10568.4761 | 6239.5682 | 2609.5405 | 13314.1742 | 3979.2066 | 88.76 | 107.33 | 69 | 19.2401 | 144.47 | 125.64 | 152.18 | 134.68
364 | 7 | 46 | 53181.3778 | 10950.35 | 6153.5169 | 2735.3822 | 13178.5796 | 4069.3553 | 87.58 | 104.51 | 69 | 18.9177 | 141.6 | 122.92 | 157.08 | 136.5
365 | 7 | 47 | 53739.8893 | 10950.35 | 6373.9722 | 2735.3822 | 13459.6521 | 4069.3553 | 94.52 | 113.46 | 96 | 22.254 | 154.13 | 134.28 | 156.09 | 135.87
366 | 7 | 48 | 53191.2491 | 10950.35 | 6226.4007 | 2735.3822 | 13325.0739 | 4402.4512 | 104.01 | 130.53 | 91 | 33.8565 | 188.99 | 159.24 | 155.49 | 132.33
367 | 7 | 49 | 53468.7994 | 11078.865 | 6312.2704 | 2735.3822 | 13368.4914 | 4069.3553 | 113.47 | 146.64 | 147 | 41.6003 | 221.15 | 182.03 | 155.97 | 130.31
368 | 7 | 50 | 53335.0627 | 10816.0437 | 6266.0973 | 2735.3822 | 13343.7152 | 4402.4512 | 93.78 | 115.57 | 80 | 23.5018 | 160.99 | 137.95 | 153.79 | 134.68
369 | 7 | 51 | 53007.3918 | 10568.4761 | 6120.9535 | 2609.5405 | 13170.938 | 3952.7485 | 79.77 | 93.31 | 50 | 11.5289 | 123.56 | 107.76 | 161.11 | 140.35
370 | 7 | 52 | 53185.0648 | 11325.2829 | 6155.6027 | 2594.3041 | 13519.1709 | 4402.4512 | 84.94 | 100.55 | 72 | 14.1913 | 134.79 | 118.26 | 161.72 | 141.31
371 | 7 | 53 | 53214.614 | 11233.6813 | 6294.0904 | 2794.2779 | 12943.4267 | 4105.0451 | 101.4 | 129.67 | 93 | 30.6638 | 191.03 | 157.54 | 160.48 | 134.54
372 | 8 | 1 | 52820.8166 | 10568.4761 | 6040.5344 | 2609.5405 | 13028.8107 | 3976.7068 | 84.44 | 99.92 | 57 | 15.7219 | 132.83 | 116.83 | 159.63 | 138.81
373 | 8 | 2 | 52106.2817 | 10049.5899 | 5827.6874 | 2237.6918 | 12720.4278 | 3699.8875 | 72.97 | 82.96 | 54 | 7.1384 | 105.03 | 93.44 | 162.03 | 141.97
374 | 8 | 3 | 52750.2942 | 10816.0437 | 6056.288 | 2735.3822 | 13028.1014 | 4069.3553 | 81.56 | 95.66 | 62 | 13.6362 | 126.61 | 111.32 | 160.2 | 140.16
375 | 8 | 4 | 53139.2926 | 10049.5899 | 6115.5609 | 2345.4358 | 13185.8721 | 3817.7085 | 73.34 | 80.96 | 32 | 4.3373 | 95.92 | 88.42 | 156.88 | 139.63
376 | 8 | 5 | 52149.3 | 9786.2795 | 5886.7209 | 2121.1437 | 12775.5852 | 3495.5857 | 72.38 | 82.22 | 56 | 6.2214 | 103.8 | 92.41 | 163.23 | 143.05
377 | 8 | 6 | 53001.7669 | 10568.4761 | 6143.8221 | 2609.5405 | 13206.8125 | 3976.1822 | 82.1 | 95.7 | 65 | 12.778 | 124.57 | 110.07 | 158.21 | 138.89
378 | 8 | 7 | 53372.7989 | 10568.4761 | 6293.0025 | 2609.5405 | 13394.7193 | 3976.7068 | 83.47 | 97.12 | 64 | 11.9939 | 125.25 | 111.74 | 156.88 | 139.13
379 | 8 | 8 | 53552.9282 | 10950.35 | 6350.0442 | 2646.6841 | 13461.6861 | 4067.7558 | 85.33 | 101.57 | 79 | 15.0921 | 135.91 | 118.61 | 157.59 | 138.54
380 | 8 | 9 | 53024.0638 | 10568.4761 | 6159.3655 | 2609.5405 | 13193.2866 | 3979.2066 | 83.91 | 96.47 | 75 | 12.9844 | 123.77 | 109.68 | 157.64 | 138.55
381 | 8 | 10 | 53327.5283 | 10568.4761 | 6284.9516 | 2609.5405 | 13424.4584 | 3952.7485 | 80.57 | 92.56 | 59 | 10.8741 | 118.53 | 104.56 | 156.03 | 136.87
382 | 8 | 11 | 52739.6327 | 10816.0437 | 6055.4422 | 2735.3822 | 13069.6202 | 4402.4512 | 83.42 | 98.48 | 83 | 15.1953 | 132.45 | 114.95 | 160.06 | 139.55
383 | 8 | 12 | 52835.4948 | 10950.35 | 6109.1306 | 2646.6841 | 13173.3847 | 4067.7558 | 76.87 | 87.2 | 48 | 8.0308 | 108.43 | 97.19 | 157.45 | 138.71
384 | 8 | 13 | 53242.0748 | 10950.35 | 6239.8488 | 2646.6841 | 13310.7319 | 4067.7558 | 85.05 | 98.23 | 88 | 13.6426 | 127.36 | 111.8 | 157.53 | 138.13
385 | 8 | 14 | 52275.9287 | 9720.6388 | 5879.8138 | 2121.1437 | 12757.3076 | 3495.5857 | 73.51 | 83.18 | 55 | 8.8748 | 106.51 | 94.54 | 162.4 | 142.38
386 | 8 | 15 | 53209.9274 | 10816.0437 | 6213.4777 | 2735.3822 | 13302.0024 | 4069.3553 | 77.02 | 86.29 | 63 | 6.9703 | 106.79 | 96.19 | 158.36 | 140.06
387 | 8 | 16 | 53320.2759 | 10950.35 | 6228.2632 | 2646.6841 | 13285.7819 | 4067.7558 | 86.85 | 104.38 | 66 | 17.0908 | 141.13 | 123.68 | 160.86 | 139.55
388 | 8 | 17 | 53306.1854 | 11233.6813 | 6230.2995 | 2636.8304 | 13324.0901 | 4095.1195 | 90.96 | 110.34 | 78 | 20.8932 | 151.91 | 132.04 | 155.8 | 137.84
389 | 8 | 18 | 52911.4474 | 10568.4761 | 6119.8997 | 2609.5405 | 13103.9606 | 3979.2066 | 87.49 | 104.94 | 56 | 19.6926 | 146.8 | 125.15 | 160.46 | 138.49
390 | 8 | 19 | 52913.7397 | 10568.4761 | 6100.9139 | 2609.5405 | 13168.21 | 3976.7068 | 76.09 | 87.44 | 44 | 8.0644 | 109.81 | 99.39 | 159.74 | 140.75
391 | 8 | 20 | 52877.4416 | 10950.35 | 6120.9353 | 2646.6841 | 13167.2108 | 4067.7558 | 82.74 | 97.94 | 77 | 14.876 | 132.01 | 114.57 | 159.93 | 140.04
392 | 8 | 21 | 53408.1679 | 10950.35 | 6233.707 | 2646.6841 | 13332.6358 | 4067.7558 | 87.99 | 105.01 | 67 | 17.2711 | 140.98 | 124.22 | 158.18 | 139
393 | 8 | 22 | 52928.331 | 10816.0437 | 6120.1617 | 2735.3822 | 13122.4282 | 4069.3553 | 82.26 | 95.81 | 55 | 14.2667 | 126.13 | 110.97 | 159.55 | 139.8
394 | 8 | 23 | 52521.0355 | 11233.6813 | 6009.3172 | 2636.8304 | 12931.3399 | 4095.1195 | 85.5 | 103.34 | 63 | 17.1665 | 141.64 | 122.22 | 159.49 | 139.6
395 | 8 | 24 | 52683.5454 | 10568.4761 | 5997.0065 | 2609.5405 | 12973.0289 | 3952.7485 | 81.92 | 97.72 | 40 | 15.1889 | 131.22 | 114.97 | 157.05 | 138.27
396 | 8 | 25 | 52373.8165 | 10816.0437 | 5935.3278 | 2735.3822 | 12902.2764 | 4069.3553 | 74.98 | 86.16 | 46 | 8.1458 | 110.77 | 97.94 | 162.32 | 141.92
397 | 8 | 26 | 52880.5597 | 10950.35 | 6096.3056 | 2646.6841 | 13107.9973 | 4067.7558 | 86.34 | 105.73 | 64 | 18.741 | 150.18 | 126.03 | 163.23 | 139.29
398 | 8 | 27 | 52344.4649 | 10049.5899 | 5936.2459 | 2345.4358 | 12892.7039 | 3687.9482 | 69.63 | 77.46 | 45 | 2.6587 | 93.27 | 85.3 | 162.95 | 143.63
399 | 8 | 28 | 53539.0678 | 10950.35 | 6344.57 | 2735.3822 | 13442.2971 | 4069.3553 | 108.14 | 137.83 | 104 | 36.0878 | 202.78 | 169.77 | 160.97 | 135
400 | 8 | 29 | 52887.5062 | 11233.6813 | 6065.8847 | 2675.8229 | 13058.5257 | 4402.4512 | 84.9 | 101.83 | 71 | 15.4847 | 140.81 | 120.39 | 165.19 | 142.35
401 | 8 | 30 | 52623.3362 | 10486.0958 | 5963.4659 | 2354.8348 | 12885.345 | 3979.2066 | 72.9 | 82.16 | 34 | 4.4809 | 100.19 | 91.08 | 160.76 | 142.16
402 | 8 | 31 | 52710.4161 | 10568.4761 | 5968.5922 | 2609.5405 | 12881.6779 | 3979.2066 | 77.15 | 89.7 | 42 | 8.7739 | 115.05 | 103.15 | 161.84 | 142.37
403 | 8 | 32 | 53144.7809 | 11233.6813 | 6212.2239 | 2646.6841 | 13243.5557 | 4095.1195 | 89.23 | 109.01 | 79 | 21.0238 | 152.32 | 129.41 | 159.75 | 136.75
404 | 8 | 33 | 52712.7949 | 10568.4761 | 5940.9218 | 2609.5405 | 12861.4811 | 3945.0923 | 74 | 85.53 | 40 | 7.5387 | 110.3 | 96.7 | 161.29 | 140.87
405 | 8 | 34 | 53294.4975 | 11117.174 | 6270.569 | 2735.3822 | 13319.6402 | 4069.3553 | 87.38 | 106.59 | 70 | 17.0984 | 145.01 | 124.89 | 159.93 | 139.55
406 | 8 | 35 | 53087.0289 | 11325.2829 | 6128.6751 | 2646.6841 | 13118.4526 | 4402.4512 | 82.88 | 98.39 | 52 | 14.9166 | 134.15 | 117.13 | 161.27 | 142.05
407 | 8 | 36 | 53209.0202 | 10950.35 | 6203.9339 | 2735.3822 | 13330.7762 | 4069.3553 | 88.5 | 106.5 | 77 | 17.7773 | 144.24 | 125.68 | 161.97 | 139.87
408 | 8 | 37 | 52754.0903 | 10486.0958 | 6002.8239 | 2354.8348 | 13029.9942 | 3979.2066 | 75.1 | 86.43 | 50 | 7.8388 | 110.2 | 97.76 | 159.84 | 140.46
409 | 8 | 38 | 52809.8282 | 10950.35 | 5970.6625 | 2646.6841 | 12893.2994 | 4067.7558 | 69.72 | 78.06 | 50 | 2.6273 | 94.99 | 86.01 | 163.04 | 143.53
410 | 8 | 39 | 53004.4142 | 10950.35 | 6143.0361 | 2646.6841 | 13163.4333 | 4067.7558 | 79.95 | 92.91 | 76 | 11.1207 | 118.96 | 106.26 | 156.92 | 139.35
411 | 8 | 40 | 52823.3891 | 10816.0437 | 6076.2473 | 2735.3822 | 13104.8752 | 4402.4512 | 79.47 | 93.23 | 61 | 10.0925 | 122.62 | 107.41 | 162.35 | 141.77
412 | 8 | 41 | 53099.6578 | 10816.0437 | 6151.127 | 2735.3822 | 13144.4011 | 4069.3553 | 90.45 | 108.65 | 62 | 20.2983 | 148.62 | 128.75 | 155.9 | 136.79
413 | 8 | 42 | 52673.6214 | 10049.5899 | 5994.3939 | 2239.3945 | 12928.882 | 3817.7085 | 74.66 | 84.09 | 49 | 7.515 | 104.64 | 94.01 | 159.36 | 140.6
414 | 8 | 43 | 53162.6782 | 10486.0958 | 6135.1142 | 2373.0643 | 13229.6385 | 3979.2066 | 95.4 | 117.04 | 93 | 25.3906 | 163.21 | 140.49 | 153.55 | 134.13
415 | 8 | 44 | 52975.734 | 10950.35 | 6106.9926 | 2735.3822 | 13109.5718 | 4069.3553 | 80.89 | 95.56 | 57 | 12.998 | 128.18 | 109.67 | 158.96 | 137.34
416 | 8 | 45 | 53271.1131 | 10568.4761 | 6239.5682 | 2609.5405 | 13314.1742 | 3979.2066 | 90.8 | 110.41 | 69 | 21.2392 | 149.6 | 129.22 | 151.17 | 133.35
417 | 8 | 46 | 53181.3778 | 10950.35 | 6153.5169 | 2735.3822 | 13178.5796 | 4069.3553 | 80.18 | 93.21 | 66 | 11.4425 | 121.22 | 106.98 | 159.32 | 139.46
418 | 8 | 47 | 53739.8893 | 10950.35 | 6373.9722 | 2735.3822 | 13459.6521 | 4069.3553 | 109.06 | 139.43 | 108 | 36.5833 | 204.03 | 171.95 | 155.68 | 133.18
419 | 8 | 48 | 53191.2491 | 10950.35 | 6226.4007 | 2735.3822 | 13325.0739 | 4402.4512 | 98.35 | 123.11 | 102 | 28.0573 | 178.39 | 152.07 | 160.77 | 138.43
420 | 8 | 49 | 53468.7994 | 11078.865 | 6312.2704 | 2735.3822 | 13368.4914 | 4069.3553 | 110 | 140.68 | 113 | 38.1575 | 208.2 | 172.43 | 156.69 | 131.38
421 | 8 | 50 | 53335.0627 | 10816.0437 | 6266.0973 | 2735.3822 | 13343.7152 | 4402.4512 | 101.8 | 128.26 | 73 | 31.3513 | 183.81 | 156.4 | 150.56 | 131.88
422 | 8 | 51 | 53007.3918 | 10568.4761 | 6120.9535 | 2609.5405 | 13170.938 | 3952.7485 | 88.07 | 107.63 | 69 | 19.7822 | 153.37 | 128.54 | 160.98 | 137.53
423 | 8 | 52 | 53185.0648 | 11325.2829 | 6155.6027 | 2594.3041 | 13519.1709 | 4402.4512 | 97.21 | 121.21 | 80 | 26.4459 | 173.78 | 148.07 | 162.22 | 140.58
424 | 8 | 53 | 53214.614 | 11233.6813 | 6294.0904 | 2794.2779 | 12943.4267 | 4105.0451 | 120.94 | 161.76 | 114 | 50.0552 | 253.73 | 203.64 | 163.33 | 130.25
425 | 9 | 1 | 52820.8166 | 10568.4761 | 6040.5344 | 2609.5405 | 13028.8107 | 3976.7068 | 83.02 | 97.94 | 63 | 14.4364 | 130.76 | 114.07 | 160.32 | 139.42
426 | 9 | 2 | 52106.2817 | 10049.5899 | 5827.6874 | 2237.6918 | 12720.4278 | 3699.8875 | 73.47 | 84.19 | 47 | 7.9107 | 108.91 | 95.9 | 163.73 | 142.82
427 | 9 | 3 | 52750.2942 | 10816.0437 | 6056.288 | 2735.3822 | 13028.1014 | 4069.3553 | 82.25 | 96.32 | 85 | 14.6833 | 126.95 | 111.58 | 157.98 | 138.67
428 | 9 | 4 | 53139.2926 | 10049.5899 | 6115.5609 | 2345.4358 | 13185.8721 | 3817.7085 | 75.48 | 83.94 | 29 | 6.5599 | 101.97 | 92.89 | 157.04 | 139.41
429 | 9 | 5 | 52149.3 | 9786.2795 | 5886.7209 | 2121.1437 | 12775.5852 | 3495.5857 | 72.21 | 81.83 | 49 | 6.4186 | 103.3 | 92.22 | 163.38 | 143.41
430 | 9 | 6 | 53001.7669 | 10568.4761 | 6143.8221 | 2609.5405 | 13206.8125 | 3976.1822 | 84.52 | 100.95 | 48 | 15.6945 | 137.63 | 119.1 | 159.31 | 139.1
431 | 9 | 7 | 53372.7989 | 10568.4761 | 6293.0025 | 2609.5405 | 13394.7193 | 3976.7068 | 77.32 | 87.75 | 49 | 6.5875 | 108.43 | 98.29 | 158.28 | 140.43
432 | 9 | 8 | 53552.9282 | 10950.35 | 6350.0442 | 2646.6841 | 13461.6861 | 4067.7558 | 87.83 | 105.07 | 79 | 17.7703 | 140.38 | 123.13 | 154.97 | 136.49
433 | 9 | 9 | 53024.0638 | 10568.4761 | 6159.3655 | 2609.5405 | 13193.2866 | 3979.2066 | 80.7 | 93.39 | 73 | 9.9198 | 118.85 | 106.15 | 158.46 | 140.23
434 | 9 | 10 | 53327.5283 | 10568.4761 | 6284.9516 | 2609.5405 | 13424.4584 | 3952.7485 | 80.88 | 93.16 | 55 | 11.5133 | 119.57 | 105.69 | 156.53 | 137.44
435 | 9 | 11 | 52739.6327 | 10816.0437 | 6055.4422 | 2735.3822 | 13069.6202 | 4402.4512 | 86.32 | 103.74 | 52 | 18.8379 | 144.93 | 124.81 | 160.97 | 140.35
436 | 9 | 12 | 52835.4948 | 10950.35 | 6109.1306 | 2646.6841 | 13173.3847 | 4067.7558 | 80.41 | 93.74 | 69 | 11.6566 | 121.14 | 106.91 | 157.97 | 138.77
437 | 9 | 13 | 53242.0748 | 10950.35 | 6239.8488 | 2646.6841 | 13310.7319 | 4067.7558 | 83.54 | 95.95 | 74 | 12.9008 | 122.36 | 108.62 | 155.63 | 137.33
438 | 9 | 14 | 52275.9287 | 9720.6388 | 5879.8138 | 2121.1437 | 12757.3076 | 3495.5857 | 70.1 | 78.77 | 32 | 6.2044 | 98.46 | 88.18 | 161.28 | 142.09
439 | 9 | 15 | 53209.9274 | 10816.0437 | 6213.4777 | 2735.3822 | 13302.0024 | 4069.3553 | 76.21 | 85.1 | 60 | 5.9468 | 103.83 | 94.29 | 158.38 | 140.26
440 | 9 | 16 | 53320.2759 | 10950.35 | 6228.2632 | 2646.6841 | 13285.7819 | 4067.7558 | 77.38 | 88.38 | 65 | 7.6702 | 110.64 | 100.39 | 159.98 | 141.23
441 | 9 | 17 | 53306.1854 | 11233.6813 | 6230.2995 | 2636.8304 | 13324.0901 | 4095.1195 | 86.98 | 103.75 | 66 | 17.2682 | 141.11 | 123.17 | 157.96 | 139.53
442 | 9 | 18 | 52911.4474 | 10568.4761 | 6119.8997 | 2609.5405 | 13103.9606 | 3979.2066 | 81.43 | 95.22 | 64 | 13.7572 | 126.05 | 111.19 | 158.34 | 139.89
443 | 9 | 19 | 52913.7397 | 10568.4761 | 6100.9139 | 2609.5405 | 13168.21 | 3976.7068 | 78.69 | 91.53 | 44 | 10.5855 | 117.35 | 105.76 | 159.17 | 140.45
444 | 9 | 20 | 52877.4416 | 10950.35 | 6120.9353 | 2646.6841 | 13167.2108 | 4067.7558 | 81.57 | 96 | 75 | 14.2753 | 128.79 | 111.75 | 160 | 139.93
445 | 9 | 21 | 53408.1679 | 10950.35 | 6233.707 | 2646.6841 | 13332.6358 | 4067.7558 | 82.72 | 97.42 | 69 | 12.2221 | 127.37 | 113.79 | 160.58 | 141.18
446 | 9 | 22 | 52928.331 | 10816.0437 | 6120.1617 | 2735.3822 | 13122.4282 | 4069.3553 | 80.92 | 93.36 | 64 | 13.0051 | 120.36 | 106.73 | 159.06 | 139.61
447 | 9 | 23 | 52521.0355 | 11233.6813 | 6009.3172 | 2636.8304 | 12931.3399 | 4095.1195 | 78.48 | 92.26 | 50 | 10.8264 | 121.85 | 106.36 | 162.1 | 141.68
448 | 9 | 24 | 52683.5454 | 10568.4761 | 5997.0065 | 2609.5405 | 12973.0289 | 3952.7485 | 79.88 | 94.28 | 44 | 13.4504 | 127.14 | 110.13 | 162.36 | 140.66
449 | 9 | 25 | 52373.8165 | 10816.0437 | 5935.3278 | 2735.3822 | 12902.2764 | 4069.3553 | 74.01 | 83.73 | 58 | 7.2934 | 104.74 | 94.29 | 161.42 | 142.05
450 | 9 | 26 | 52880.5597 | 10950.35 | 6096.3056 | 2646.6841 | 13107.9973 | 4067.7558 | 80.57 | 93.73 | 64 | 13.3317 | 124.69 | 108.47 | 160.63 | 140.07
451 | 9 | 27 | 52344.4649 | 10049.5899 | 5936.2459 | 2345.4358 | 12892.7039 | 3687.9482 | 70 | 77.87 | 36 | 3.0496 | 93.6 | 85.63 | 162.23 | 143.03
452 | 9 | 28 | 53539.0678 | 10950.35 | 6344.57 | 2735.3822 | 13442.2971 | 4069.3553 | 88.37 | 106.16 | 97 | 16.6824 | 143.39 | 124.99 | 161.73 | 140.36
453 | 9 | 29 | 52887.5062 | 11233.6813 | 6065.8847 | 2675.8229 | 13058.5257 | 4402.4512 | 85.47 | 103.84 | 59 | 16.4925 | 145.12 | 123.48 | 163.72 | 141.39
454 | 9 | 30 | 52623.3362 | 10486.0958 | 5963.4659 | 2354.8348 | 12885.345 | 3979.2066 | 77.59 | 89.65 | 32 | 9.4593 | 114.18 | 102.23 | 158.62 | 140.54
455 | 9 | 31 | 52710.4161 | 10568.4761 | 5968.5922 | 2609.5405 | 12881.6779 | 3979.2066 | 77.86 | 90.34 | 52 | 9.2772 | 115.29 | 103.3 | 161.01 | 141.6
456 | 9 | 32 | 53144.7809 | 11233.6813 | 6212.2239 | 2646.6841 | 13243.5557 | 4095.1195 | 90.81 | 111.85 | 83 | 22.4938 | 158.61 | 133.5 | 160.48 | 136.77
457 | 9 | 33 | 52712.7949 | 10568.4761 | 5940.9218 | 2609.5405 | 12861.4811 | 3945.0923 | 68.14 | 75.67 | 31 | 2.0991 | 89.93 | 82.46 | 160.54 | 142.19
458 | 9 | 34 | 53294.4975 | 11117.174 | 6270.569 | 2735.3822 | 13319.6402 | 4069.3553 | 95.66 | 119.89 | 91 | 25.2751 | 169.53 | 143.94 | 157.03 | 136.05
459 | 9 | 35 | 53087.0289 | 11325.2829 | 6128.6751 | 2646.6841 | 13118.4526 | 4402.4512 | 80.18 | 94.53 | 66 | 12.3184 | 125.61 | 110.76 | 159.43 | 141.2
460 | 9 | 36 | 53209.0202 | 10950.35 | 6203.9339 | 2735.3822 | 13330.7762 | 4069.3553 | 86.63 | 104.1 | 79 | 16.121 | 139.16 | 123.04 | 161.02 | 140.14
461 | 9 | 37 | 52754.0903 | 10486.0958 | 6002.8239 | 2354.8348 | 13029.9942 | 3979.2066 | 76.69 | 88.65 | 59 | 9.1412 | 114 | 100.73 | 159.29 | 139.7
462 | 9 | 38 | 52809.8282 | 10950.35 | 5970.6625 | 2646.6841 | 12893.2994 | 4067.7558 | 69.26 | 77.34 | 43 | 2.3306 | 93.61 | 85.04 | 162.88 | 143.54
463 | 9 | 39 | 53004.4142 | 10950.35 | 6143.0361 | 2646.6841 | 13163.4333 | 4067.7558 | 82.08 | 96.34 | 70 | 13.8149 | 125.57 | 112.29 | 157.93 | 139.71
464 | 9 | 40 | 52823.3891 | 10816.0437 | 6076.2473 | 2735.3822 | 13104.8752 | 4402.4512 | 79.76 | 93.07 | 74 | 10.7268 | 121.22 | 107.64 | 161.68 | 142.03
465 | 9 | 41 | 53099.6578 | 10816.0437 | 6151.127 | 2735.3822 | 13144.4011 | 4069.3553 | 80.36 | 92.64 | 72 | 10.4708 | 117.86 | 105.19 | 156.98 | 138.85
466 | 9 | 42 | 52673.6214 | 10049.5899 | 5994.3939 | 2239.3945 | 12928.882 | 3817.7085 | 74.06 | 83.34 | 46 | 6.6309 | 103.02 | 92.74 | 158.98 | 140.51
467 | 9 | 43 | 53162.6782 | 10486.0958 | 6135.1142 | 2373.0643 | 13229.6385 | 3979.2066 | 97.9 | 121.6 | 93 | 27.6951 | 172.35 | 147.93 | 156.25 | 135.26
468 | 9 | 44 | 52975.734 | 10950.35 | 6106.9926 | 2735.3822 | 13109.5718 | 4069.3553 | 79.58 | 93.71 | 55 | 11.8921 | 124.13 | 107.09 | 158.74 | 137.83
469 | 9 | 45 | 53271.1131 | 10568.4761 | 6239.5682 | 2609.5405 | 13314.1742 | 3979.2066 | 82.75 | 98.35 | 44 | 13.7551 | 129.07 | 113.62 | 154.55 | 137.18
470 | 9 | 46 | 53181.3778 | 10950.35 | 6153.5169 | 2735.3822 | 13178.5796 | 4069.3553 | 79.44 | 93.1 | 54 | 10.6148 | 122.59 | 107.16 | 161.12 | 140.37
471 | 9 | 47 | 53739.8893 | 10950.35 | 6373.9722 | 2735.3822 | 13459.6521 | 4069.3553 | 101.04 | 125.49 | 99 | 28.92 | 176.18 | 150.88 | 152.25 | 132.38
472 | 9 | 48 | 53191.2491 | 10950.35 | 6226.4007 | 2735.3822 | 13325.0739 | 4402.4512 | 94.91 | 116.49 | 104 | 24.5536 | 164.28 | 140.57 | 158.54 | 136.76
473 | 9 | 49 | 53468.7994 | 11078.865 | 6312.2704 | 2735.3822 | 13368.4914 | 4069.3553 | 111.92 | 144.28 | 104 | 40.9853 | 214.72 | 179.02 | 154.41 | 130.37
474 | 9 | 50 | 53335.0627 | 10816.0437 | 6266.0973 | 2735.3822 | 13343.7152 | 4402.4512 | 83.89 | 99.57 | 82 | 13.3921 | 130.89 | 115.37 | 157.55 | 138.8
475 | 9 | 51 | 53007.3918 | 10568.4761 | 6120.9535 | 2609.5405 | 13170.938 | 3952.7485 | 76.87 | 88.72 | 59 | 8.38 | 113.88 | 100.24 | 159.56 | 139.36
476 | 9 | 52 | 53185.0648 | 11325.2829 | 6155.6027 | 2594.3041 | 13519.1709 | 4402.4512 | 98.74 | 122.24 | 78 | 28.3986 | 174.09 | 149.47 | 157.67 | 137.82
477 | 9 | 53 | 53214.614 | 11233.6813 | 6294.0904 | 2794.2779 | 12943.4267 | 4105.0451 | 105.11 | 135.86 | 100 | 34.4947 | 203.56 | 166.7 | 161.68 | 133.89
478 | 10 | 1 | 52820.8166 | 10568.4761 | 6040.5344 | 2609.5405 | 13028.8107 | 3976.7068 | 80.18 | 92.77 | 76 | 11.4403 | 119.68 | 105.65 | 158.72 | 139.04
479 | 10 | 2 | 52106.2817 | 10049.5899 | 5827.6874 | 2237.6918 | 12720.4278 | 3699.8875 | 80.21 | 92.41 | 67 | 14.0593 | 122.05 | 106.71 | 160.64 | 140.19
480 | 10 | 3 | 52750.2942 | 10816.0437 | 6056.288 | 2735.3822 | 13028.1014 | 4069.3553 | 94.73 | 112.96 | 94 | 26.7029 | 156.32 | 133.61 | 153.55 | 133.14
481 | 10 | 4 | 53139.2926 | 10049.5899 | 6115.5609 | 2345.4358 | 13185.8721 | 3817.7085 | 73.38 | 81.02 | 45 | 4.0068 | 95.67 | 88.27 | 157.28 | 139.51
482 | 10 | 5 | 52149.3 | 9786.2795 | 5886.7209 | 2121.1437 | 12775.5852 | 3495.5857 | 82.52 | 95.87 | 73 | 16.5858 | 129.04 | 111.73 | 160.35 | 139.71
483 | 10 | 6 | 53001.7669 | 10568.4761 | 6143.8221 | 2609.5405 | 13206.8125 | 3976.1822 | 89.41 | 105.68 | 84 | 20.0168 | 144.7 | 124.55 | 158.99 | 138.06
484 | 10 | 7 | 53372.7989 | 10568.4761 | 6293.0025 | 2609.5405 | 13394.7193 | 3976.7068 | 90.86 | 104.26 | 66 | 19.7686 | 135.6 | 119.57 | 152.24 | 134.68
485 | 10 | 8 | 53552.9282 | 10950.35 | 6350.0442 | 2646.6841 | 13461.6861 | 4067.7558 | 87.03 | 102.59 | 69 | 16.4471 | 136.69 | 120.11 | 158.6 | 139.35
486 | 10 | 9 | 53024.0638 | 10568.4761 | 6159.3655 | 2609.5405 | 13193.2866 | 3979.2066 | 94.5 | 110.96 | 106 | 23.507 | 147.14 | 127.82 | 149.96 | 131.64
487 | 10 | 10 | 53327.5283 | 10568.4761 | 6284.9516 | 2609.5405 | 13424.4584 | 3952.7485 | 83.22 | 95.93 | 63 | 13.7877 | 125.16 | 109.39 | 156.23 | 136.51
488 | 10 | 11 | 52739.6327 | 10816.0437 | 6055.4422 | 2735.3822 | 13069.6202 | 4402.4512 | 90.77 | 109.61 | 64 | 22.7769 | 154.69 | 131.58 | 159.57 | 136.89
489 | 10 | 12 | 52835.4948 | 10950.35 | 6109.1306 | 2646.6841 | 13173.3847 | 4067.7558 | 87.2 | 101.58 | 77 | 17.898 | 135.61 | 117.64 | 159.94 | 139.07
490 | 10 | 13 | 53242.0748 | 10950.35 | 6239.8488 | 2646.6841 | 13310.7319 | 4067.7558 | 102.15 | 122.92 | 91 | 31.3318 | 173.19 | 145.69 | 152.84 | 131.45
491 | 10 | 14 | 52275.9287 | 9720.6388 | 5879.8138 | 2121.1437 | 12757.3076 | 3495.5857 | 71.95 | 80.74 | 46 | 7.6097 | 100 | 90 | 158.54 | 139.94
492 | 10 | 15 | 53209.9274 | 10816.0437 | 6213.4777 | 2735.3822 | 13302.0024 | 4069.3553 | 96.38 | 111.85 | 81 | 26.3139 | 151.88 | 130.9 | 152.82 | 133.03
493 | 10 | 16 | 53320.2759 | 10950.35 | 6228.2632 | 2646.6841 | 13285.7819 | 4067.7558 | 82.49 | 95.81 | 62 | 12.8966 | 123.23 | 111.04 | 159.06 | 139.92
494 | 10 | 17 | 53306.1854 | 11233.6813 | 6230.2995 | 2636.8304 | 13324.0901 | 4095.1195 | 99.53 | 121.36 | 83 | 29.5652 | 173.87 | 147.77 | 158.76 | 137.59
495 | 10 | 18 | 52911.4474 | 10568.4761 | 6119.8997 | 2609.5405 | 13103.9606 | 3979.2066 | 81.7 | 93.33 | 66 | 13.7144 | 120.6 | 106.72 | 157.07 | 138.43
496 | 10 | 19 | 52913.7397 | 10568.4761 | 6100.9139 | 2609.5405 | 13168.21 | 3976.7068 | 80.82 | 93.37 | 75 | 12.2664 | 120.1 | 106.66 | 157.29 | 138.32
497 | 10 | 20 | 52877.4416 | 10950.35 | 6120.9353 | 2646.6841 | 13167.2108 | 4067.7558 | 81.56 | 96.39 | 71 | 13.4402 | 130.38 | 112.35 | 162.32 | 140.83
498 | 10 | 21 | 53408.1679 | 10950.35 | 6233.707 | 2646.6841 | 13332.6358 | 4067.7558 | 93.85 | 111.92 | 97 | 23.2229 | 150.91 | 132.57 | 154.18 | 135.48
499 | 10 | 22 | 52928.331 | 10816.0437 | 6120.1617 | 2735.3822 | 13122.4282 | 4069.3553 | 77.87 | 88.96 | 60 | 9.9673 | 112.73 | 100.61 | 158.9 | 140.05
500 | 10 | 23 | 52521.0355 | 11233.6813 | 6009.3172 | 2636.8304 | 12931.3399 | 4095.1195 | 80.35 | 92.34 | 57 | 12.6128 | 119.06 | 105.21 | 157.9 | 139.13
501 | 10 | 24 | 52683.5454 | 10568.4761 | 5997.0065 | 2609.5405 | 12973.0289 | 3952.7485 | 76.56 | 87.22 | 52 | 9.8542 | 108.96 | 98.43 | 156.25 | 138.66
502 | 10 | 25 | 52373.8165 | 10816.0437 | 5935.3278 | 2735.3822 | 12902.2764 | 4069.3553 | 81.81 | 93.95 | 66 | 15.01 | 121.88 | 108.25 | 158.55 | 139.44
503 | 10 | 26 | 52880.5597 | 10950.35 | 6096.3056 | 2646.6841 | 13107.9973 | 4067.7558 | 84.26 | 98.85 | 62 | 17.6648 | 133.13 | 114.61 | 158.12 | 137.56
504 | 10 | 27 | 52344.4649 | 10049.5899 | 5936.2459 | 2345.4358 | 12892.7039 | 3687.9482 | 74.95 | 84.28 | 45 | 7.627 | 105.5 | 94.72 | 161.59 | 142.2
505 | 10 | 28 | 53539.0678 | 10950.35 | 6344.57 | 2735.3822 | 13442.2971 | 4069.3553 | 103.28 | 126.15 | 109 | 30.9149 | 177.33 | 152.07 | 158.23 | 135.62
506 | 10 | 29 | 52887.5062 | 11233.6813 | 6065.8847 | 2675.8229 | 13058.5257 | 4402.4512 | 91.31 | 111.15 | 78 | 21.9842 | 157.1 | 132.78 | 161.9 | 139.22
507 | 10 | 30 | 52623.3362 | 10486.0958 | 5963.4659 | 2354.8348 | 12885.345 | 3979.2066 | 74.46 | 83.87 | 34 | 6.3476 | 103.3 | 93.69 | 161.34 | 142.24
508 | 10 | 31 | 52710.4161 | 10568.4761 | 5968.5922 | 2609.5405 | 12881.6779 | 3979.2066 | 83.39 | 96.98 | 73 | 14.637 | 126.64 | 111.64 | 157.73 | 138.36
509 | 10 | 32 | 53144.7809 | 11233.6813 | 6212.2239 | 2646.6841 | 13243.5557 | 4095.1195 | 97.67 | 121.12 | 98 | 29.6663 | 176.21 | 145.92 | 157.9 | 132.71
510 | 10 | 33 | 52712.7949 | 10568.4761 | 5940.9218 | 2609.5405 | 12861.4811 | 3945.0923 | 77.71 | 88.33 | 68 | 11.0472 | 110.57 | 98.81 | 154.29 | 136.58
511 | 10 | 34 | 53294.4975 | 11117.174 | 6270.569 | 2735.3822 | 13319.6402 | 4069.3553 | 94.1 | 116.03 | 95 | 23.6901 | 163.77 | 138.56 | 160.18 | 137.66
512 | 10 | 35 | 53087.0289 | 11325.2829 | 6128.6751 | 2646.6841 | 13118.4526 | 4402.4512 | 88.97 | 105.75 | 68 | 21.0271 | 146.17 | 126.13 | 158.27 | 138.61
513 | 10 | 36 | 53209.0202 | 10950.35 | 6203.9339 | 2735.3822 | 13330.7762 | 4069.3553 | 89.06 | 106.79 | 77 | 18.3382 | 143.19 | 126.16 | 160.24 | 138.97
514 | 10 | 37 | 52754.0903 | 10486.0958 | 6002.8239 | 2354.8348 | 13029.9942 | 3979.2066 | 86.54 | 103.73 | 71 | 18.1879 | 143.73 | 120.8 | 157.16 | 134.55
515 | 10 | 38 | 52809.8282 | 10950.35 | 5970.6625 | 2646.6841 | 12893.2994 | 4067.7558 | 81.13 | 92.97 | 80 | 13.7385 | 121.25 | 106.42 | 160.11 | 139.5
516 | 10 | 39 | 53004.4142 | 10950.35 | 6143.0361 | 2646.6841 | 13163.4333 | 4067.7558 | 80.42 | 92.66 | 66 | 11.6072 | 118.43 | 105.61 | 157.06 | 139.3
517 | 10 | 40 | 52823.3891 | 10816.0437 | 6076.2473 | 2735.3822 | 13104.8752 | 4402.4512 | 89.87 | 107.71 | 64 | 21.0738 | 151.26 | 130.06 | 161.65 | 140.7
518 | 10 | 41 | 53099.6578 | 10816.0437 | 6151.127 | 2735.3822 | 13144.4011 | 4069.3553 | 95.31 | 112.63 | 87 | 24.8166 | 153.11 | 132.86 | 155.31 | 134.67
519 | 10 | 42 | 52673.6214 | 10049.5899 | 5994.3939 | 2239.3945 | 12928.882 | 3817.7085 | 80.24 | 91.25 | 63 | 13.0821 | 116.83 | 103.5 | 157.31 | 138.1
520 | 10 | 43 | 53162.6782 | 10486.0958 | 6135.1142 | 2373.0643 | 13229.6385 | 3979.2066 | 107.42 | 134.37 | 116 | 37.2029 | 196.28 | 166.37 | 154.03 | 133.55
521 | 10 | 44 | 52975.734 | 10950.35 | 6106.9926 | 2735.3822 | 13109.5718 | 4069.3553 | 91.03 | 108.96 | 67 | 23.2284 | 149.63 | 127.18 | 152.3 | 131.26
522 | 10 | 45 | 53271.1131 | 10568.4761 | 6239.5682 | 2609.5405 | 13314.1742 | 3979.2066 | 88.43 | 104.41 | 65 | 18.7485 | 139.26 | 121.12 | 154.46 | 135.89
523 | 10 | 46 | 53181.3778 | 10950.35 | 6153.5169 | 2735.3822 | 13178.5796 | 4069.3553 | 90.15 | 107.93 | 92 | 20.8691 | 148.03 | 128.53 | 159.78 | 137.96
524 | 10 | 47 | 53739.8893 | 10950.35 | 6373.9722 | 2735.3822 | 13459.6521 | 4069.3553 | 104.6 | 128.99 | 108 | 32.1236 | 180.58 | 155.29 | 151.38 | 131.41
525 | 10 | 48 | 53191.2491 | 10950.35 | 6226.4007 | 2735.3822 | 13325.0739 | 4402.4512 | 105.56 | 133.53 | 106 | 34.7367 | 197.6 | 165.06 | 157.55 | 133.6
526 | 10 | 49 | 53468.7994 | 11078.865 | 6312.2704 | 2735.3822 | 13368.4914 | 4069.3553 | 111.3 | 142.36 | 127 | 39.9959 | 211.97 | 174.05 | 155.23 | 128.23
527 | 10 | 50 | 53335.0627 | 10816.0437 | 6266.0973 | 2735.3822 | 13343.7152 | 4402.4512 | 88.57 | 105.74 | 95 | 17.9789 | 140.88 | 123.24 | 154.46 | 136.18
528 | 10 | 51 | 53007.3918 | 10568.4761 | 6120.9535 | 2609.5405 | 13170.938 | 3952.7485 | 89.9 | 107.83 | 69 | 21.5244 | 147.53 | 126.77 | 154.28 | 133.69
529 | 10 | 52 | 53185.0648 | 11325.2829 | 6155.6027 | 2594.3041 | 13519.1709 | 4402.4512 | 90.39 | 108.38 | 84 | 19.5185 | 146.58 | 127.94 | 159.02 | 139.08
530 | 10 | 53 | 53214.614 | 11233.6813 | 6294.0904 | 2794.2779 | 12943.4267 | 4105.0451 | 108.35 | 140.06 | 100 | 37.25 | 212.42 | 172.48 | 162.35 | 133.22
531 | 11 | 1 | 52820.8166 | 10568.4761 | 6040.5344 | 2609.5405 | 13028.8107 | 3976.7068 | 83.45 | 98.17 | 71 | 14.9412 | 130.55 | 114.36 | 159.71 | 139
532 | 11 | 2 | 52106.2817 | 10049.5899 | 5827.6874 | 2237.6918 | 12720.4278 | 3699.8875 | 75.25 | 86.47 | 54 | 9.276 | 112.73 | 98.75 | 163.31 | 142.33
533 | 11 | 3 | 52750.2942 | 10816.0437 | 6056.288 | 2735.3822 | 13028.1014 | 4069.3553 | 83.45 | 98.57 | 80 | 15.3808 | 131.53 | 115.29 | 159.1 | 139.15
534 | 11 | 4 | 53139.2926 | 10049.5899 | 6115.5609 | 2345.4358 | 13185.8721 | 3817.7085 | 70.07 | 76.48 | 31 | 0.94285 | 88.03 | 82.28 | 158.34 | 141.06
535 | 11 | 5 | 52149.3 | 9786.2795 | 5886.7209 | 2121.1437 | 12775.5852 | 3495.5857 | 79.01 | 91.01 | 62 | 12.7988 | 119.93 | 104.72 | 161.96 | 140.82
536 | 11 | 6 | 53001.7669 | 10568.4761 | 6143.8221 | 2609.5405 | 13206.8125 | 3976.1822 | 84.66 | 99.99 | 65 | 15.4726 | 132.67 | 116.72 | 158.13 | 138.07
537 | 11 | 7 | 53372.7989 | 10568.4761 | 6293.0025 | 2609.5405 | 13394.7193 | 3976.7068 | 83.77 | 96.93 | 68 | 12.4177 | 124.9 | 110.78 | 158.09 | 138.47
538 | 11 | 8 | 53552.9282 | 10950.35 | 6350.0442 | 2646.6841 | 13461.6861 | 4067.7558 | 82.64 | 96.83 | 88 | 12.3176 | 127.69 | 112.56 | 159.68 | 140.55
539 | 11 | 9 | 53024.0638 | 10568.4761 | 6159.3655 | 2609.5405 | 13193.2866 | 3979.2066 | 87.37 | 102.23 | 94 | 16.4711 | 134.28 | 117.24 | 155.74 | 136.69
540 | 11 | 10 | 53327.5283 | 10568.4761 | 6284.9516 | 2609.5405 | 13424.4584 | 3952.7485 | 80.74 | 93.46 | 68 | 11.3433 | 119.73 | 105.9 | 155.03 | 136.44
541 | 11 | 11 | 52739.6327 | 10816.0437 | 6055.4422 | 2735.3822 | 13069.6202 | 4402.4512 | 88.16 | 106.96 | 65 | 20.5358 | 152.19 | 129.25 | 161.74 | 139.81
542 | 11 | 12 | 52835.4948 | 10950.35 | 6109.1306 | 2646.6841 | 13173.3847 | 4067.7558 | 86.16 | 101.64 | 59 | 17.1994 | 134.95 | 117.41 | 155.04 | 136.04
543 | 11 | 13 | 53242.0748 | 10950.35 | 6239.8488 | 2646.6841 | 13310.7319 | 4067.7558 | 92.11 | 109.22 | 73 | 21.5447 | 146.94 | 126.88 | 151.8 | 133
544 | 11 | 14 | 52275.9287 | 9720.6388 | 5879.8138 | 2121.1437 | 12757.3076 | 3495.5857 | 71.9 | 81.52 | 43 | 7.7952 | 102.77 | 91.58 | 160.12 | 141
545 | 11 | 15 | 53209.9274 | 10816.0437 | 6213.4777 | 2735.3822 | 13302.0024 | 4069.3553 | 74.84 | 83.38 | 54 | 4.7197 | 101.51 | 92.14 | 159.14 | 140.9
546 | 11 | 16 | 53320.2759 | 10950.35 | 6228.2632 | 2646.6841 | 13285.7819 | 4067.7558 | 86.83 | 103.17 | 55 | 17.1424 | 137.3 | 122.09 | 159.07 | 139.25
547 | 11 | 17 | 53306.1854 | 11233.6813 | 6230.2995 | 2636.8304 | 13324.0901 | 4095.1195 | 86.53 | 103.21 | 86 | 16.1635 | 139.31 | 121.58 | 158.15 | 139.08
548 | 11 | 18 | 52911.4474 | 10568.4761 | 6119.8997 | 2609.5405 | 13103.9606 | 3979.2066 | 76 | 87.45 | 63 | 7.9983 | 110.59 | 99.61 | 159.18 | 141.17
549 | 11 | 19 | 52913.7397 | 10568.4761 | 6100.9139 | 2609.5405 | 13168.21 | 3976.7068 | 76.46 | 87.63 | 64 | 8.0335 | 109.76 | 99.07 | 159.81 | 140.54
550 | 11 | 20 | 52877.4416 | 10950.35 | 6120.9353 | 2646.6841 | 13167.2108 | 4067.7558 | 79.15 | 92.75 | 72 | 11.7852 | 121.75 | 107.06 | 159.76 | 140.45
551 | 11 | 21 | 53408.1679 | 10950.35 | 6233.707 | 2646.6841 | 13332.6358 | 4067.7558 | 89.51 | 107.99 | 78 | 18.9375 | 146.79 | 129.2 | 158.96 | 139.42
552 | 11 | 22 | 52928.331 | 10816.0437 | 6120.1617 | 2735.3822 | 13122.4282 | 4069.3553 | 78.82 | 91.1 | 62 | 10.8419 | 116.75 | 103.99 | 159.09 | 140.14
553 | 11 | 23 | 52521.0355 | 11233.6813 | 6009.3172 | 2636.8304 | 12931.3399 | 4095.1195 | 78.03 | 90.75 | 54 | 10.1746 | 118.43 | 103.91 | 161.9 | 141.76
554 | 11 | 24 | 52683.5454 | 10568.4761 | 5997.0065 | 2609.5405 | 12973.0289 | 3952.7485 | 79.89 | 93.65 | 43 | 13.2014 | 122.67 | 108.25 | 157.8 | 138.33
555 | 11 | 25 | 52373.8165 | 10816.0437 | 5935.3278 | 2735.3822 | 12902.2764 | 4069.3553 | 72.23 | 82.37 | 29 | 5.86 | 104.43 | 92.88 | 163.17 | 142.64
556 | 11 | 26 | 52880.5597 | 10950.35 | 6096.3056 | 2646.6841 | 13107.9973 | 4067.7558 | 78.03 | 90.62 | 65 | 10.4613 | 119.39 | 104.18 | 161.76 | 141.12
557 | 11 | 27 | 52344.4649 | 10049.5899 | 5936.2459 | 2345.4358 | 12892.7039 | 3687.9482 | 78.9 | 90.52 | 48 | 11.9833 | 118.33 | 103.88 | 161.94 | 141.31
558 | 11 | 28 | 53539.0678 | 10950.35 | 6344.57 | 2735.3822 | 13442.2971 | 4069.3553 | 97.3 | 118.74 | 110 | 25.5303 | 166.11 | 143.09 | 161.51 | 138.65
559 | 11 | 29 | 52887.5062 | 11233.6813 | 6065.8847 | 2675.8229 | 13058.5257 | 4402.4512 | 95 | 116.63 | 80 | 25.7027 | 170.78 | 141.8 | 166.77 | 141.39
560 | 11 | 30 | 52623.3362 | 10486.0958 | 5963.4659 | 2354.8348 | 12885.345 | 3979.2066 | 73.84 | 83.97 | 38 | 5.7196 | 104.28 | 94.33 | 160.64 | 141.98
561 | 11 | 31 | 52710.4161 | 10568.4761 | 5968.5922 | 2609.5405 | 12881.6779 | 3979.2066 | 77.02 | 89.1 | 73 | 8.2531 | 114.26 | 101.89 | 163.19 | 143.12
562 | 11 | 32 | 53144.7809 | 11233.6813 | 6212.2239 | 2646.6841 | 13243.5557 | 4095.1195 | 91.9 | 113.81 | 85 | 23.8082 | 161.17 | 137.09 | 158.74 | 135.76
563 | 11 | 33 | 52712.7949 | 10568.4761 | 5940.9218 | 2609.5405 | 12861.4811 | 3945.0923 | 71 | 80.27 | 31 | 4.909 | 98.3 | 88.58 | 158.93 | 140.28
564 | 11 | 34 | 53294.4975 | 11117.174 | 6270.569 | 2735.3822 | 13319.6402 | 4069.3553 | 98.49 | 123.29 | 98 | 28.4915 | 173.67 | 147.14 | 152.11 | 131.72
565 | 11 | 35 | 53087.0289 | 11325.2829 | 6128.6751 | 2646.6841 | 13118.4526 | 4402.4512 | 83.99 | 99.39 | 77 | 15.7697 | 133.81 | 117.06 | 158.62 | 139.88
566 | 11 | 36 | 53209.0202 | 10950.35 | 6203.9339 | 2735.3822 | 13330.7762 | 4069.3553 | 83.39 | 98.3 | 66 | 13.1439 | 129.45 | 114.61 | 161.91 | 140.93
567 | 11 | 37 | 52754.0903 | 10486.0958 | 6002.8239 | 2354.8348 | 13029.9942 | 3979.2066 | 76.56 | 88.78 | 39 | 9.0257 | 114.58 | 101.05 | 159.63 | 140.05
568 | 11 | 38 | 52809.8282 | 10950.35 | 5970.6625 | 2646.6841 | 12893.2994 | 4067.7558 | 82.77 | 97.69 | 65 | 15.5064 | 134.75 | 114.88 | 163.1 | 140.43
569 | 11 | 39 | 53004.4142 | 10950.35 | 6143.0361 | 2646.6841 | 13163.4333 | 4067.7558 | 86.28 | 101.83 | 98 | 17.2809 | 135.25 | 119.26 | 156.72 | 138.4
570 | 11 | 40 | 52823.3891 | 10816.0437 | 6076.2473 | 2735.3822 | 13104.8752 | 4402.4512 | 84.44 | 100.94 | 60 | 15.7311 | 138.69 | 120.25 | 162.33 | 141.69
571 | 11 | 41 | 53099.6578 | 10816.0437 | 6151.127 | 2735.3822 | 13144.4011 | 4069.3553 | 87.67 | 104.39 | 76 | 17.9179 | 139.2 | 121.1 | 153.35 | 134.86
572 | 11 | 42 | 52673.6214 | 10049.5899 | 5994.3939 | 2239.3945 | 12928.882 | 3817.7085 | 77.79 | 88.21 | 67 | 10.7939 | 111.06 | 99.2 | 156.76 | 138.34
573 | 11 | 43 | 53162.6782 | 10486.0958 | 6135.1142 | 2373.0643 | 13229.6385 | 3979.2066 | 103.34 | 131.15 | 105 | 33.536 | 190.74 | 162.1 | 152.51 | 133.39
574 | 11 | 44 | 52975.734 | 10950.35 | 6106.9926 | 2735.3822 | 13109.5718 | 4069.3553 | 86.28 | 103.9 | 69 | 18.4573 | 142.67 | 121.19 | 155.95 | 134.09
575 | 11 | 45 | 53271.1131 | 10568.4761 | 6239.5682 | 2609.5405 | 13314.1742 | 3979.2066 | 89.93 | 108.84 | 73 | 19.9393 | 146.96 | 127.28 | 153.48 | 134.71
576 | 11 | 46 | 53181.3778 | 10950.35 | 6153.5169 | 2735.3822 | 13178.5796 | 4069.3553 | 83.79 | 97.85 | 57 | 14.9693 | 129.71 | 113.98 | 159.77 | 139.35
577 | 11 | 47 | 53739.8893 | 10950.35 | 6373.9722 | 2735.3822 | 13459.6521 | 4069.3553 | 98.17 | 121.5 | 110 | 25.5608 | 169.21 | 147.35 | 156.87 | 137.16
578 | 11 | 48 | 53191.2491 | 10950.35 | 6226.4007 | 2735.3822 | 13325.0739 | 4402.4512 | 106.89 | 136.34 | 87 | 36.9672 | 201.7 | 171.41 | 155.17 | 134.38
579 | 11 | 49 | 53468.7994 | 11078.865 | 6312.2704 | 2735.3822 | 13368.4914 | 4069.3553 | 113.34 | 145.8 | 107 | 41.8783 | 218.06 | 180.37 | 154.65 | 129.11
580 | 11 | 50 | 53335.0627 | 10816.0437 | 6266.0973 | 2735.3822 | 13343.7152 | 4402.4512 | 87.63 | 105.62 | 80 | 17.3712 | 141.51 | 123.73 | 155.67 | 136.82
581 | 11 | 51 | 53007.3918 | 10568.4761 | 6120.9535 | 2609.5405 | 13170.938 | 3952.7485 | 76.32 | 87.92 | 62 | 7.8864 | 111.13 | 99.1 | 158.66 | 139.57
582 | 11 | 52 | 53185.0648 | 11325.2829 | 6155.6027 | 2594.3041 | 13519.1709 | 4402.4512 | 82.51 | 97.69 | 49 | 12.2182 | 128.59 | 114.05 | 160.57 | 140.91
583 | 11 | 53 | 53214.614 | 11233.6813 | 6294.0904 | 2794.2779 | 12943.4267 | 4105.0451 | 104.99 | 134.03 | 104 | 34.4372 | 200.57 | 164.54 | 162.48 | 135.23

## NSW
Summary of results for 583 market simulations for 2024-25 - New South Wales
Simulation number | Unplanned outage set | Weather set | Energy and demand (as generated) | [7 empty] | Spot Price (nominal at the regional reference node) | [6 empty] | Hedged price (nominal at the regional reference node)
|  |  | Annual regional energy (GWh) | Annual regional peak demand (MW) | Annual energy - AUSGRID (GWh) | Annual energy - ENDEAVOUR (GWh) | Annual energy - ESSENTIAL (GWh) | Annual peak demand - AUSGRID (MW) | Annual peak demand - ENDEAVOUR (MW) | Annual peak demand - ESSENTIAL (MW) | Annual regional time weighted spot price ($/MWh) | Annual regional Demand weighted spot price ($/MWh) | Number of hours spot prices above $300 | Contribution of spot prices above $300 to annual average spot price ($/MWh) | Annual Demand weighted spot price - AUSGRID ($/MWh) | Annual Demand weighted spot price - ENDEAVOUR ($/MWh) | Annual Demand weighted spot price - ESSENTIAL ($/MWh) | Annual hedged price - AUSGRID ($/MWh) | Annual hedged price - ENDEAVOUR ($/MWh) | Annual hedged price - ESSENTIAL ($/MWh)
1 | 1 | 1 | 66161.8043 | 12933.2821 | 7516.4408 | 5399.6675 | 4159.9852 | 2188.9854 | 1828.6924 | 1277.85 | 96 | 113.88 | 104 | 17.7637 | 126.06 | 130.67 | 130.81 | 151.05 | 158.44 | 152.75
2 | 1 | 2 | 65738.4134 | 13130.2464 | 7451.2324 | 5337.4213 | 4107.6049 | 2374.9656 | 1745.5619 | 1307.2811 | 92.69 | 111.49 | 169 | 15.0005 | 124.3 | 129.26 | 131.03 | 155.11 | 164.62 | 158.44
3 | 1 | 3 | 66100.8692 | 13690.8394 | 7460.934 | 5370.1318 | 4119.6451 | 2374.9656 | 2184.5771 | 1307.2811 | 100.11 | 122.39 | 126 | 22.0366 | 138.5 | 146.81 | 142.93 | 152.91 | 162.22 | 155.14
4 | 1 | 4 | 65815.2678 | 13544 | 7389.3492 | 5278.8157 | 4090.1218 | 2279.1474 | 1929.1194 | 1277.85 | 85.68 | 98.36 | 81 | 7.4299 | 106.15 | 108.76 | 111.4 | 156.73 | 168.21 | 158.22
5 | 1 | 5 | 65781.5396 | 13130.2464 | 7435.7554 | 5318.7596 | 4132.4663 | 2188.9854 | 1703.2175 | 1277.85 | 93.11 | 111.32 | 120 | 15.7318 | 124.59 | 128.63 | 129.83 | 153.92 | 162.82 | 155.54
6 | 1 | 6 | 66534.4152 | 13262.97 | 7528.1679 | 5422.9128 | 4150.9363 | 2188.9854 | 2166.0285 | 1277.85 | 88.58 | 102.59 | 89 | 9.8233 | 110.27 | 115.06 | 115.36 | 154.92 | 164.03 | 157.08
7 | 1 | 7 | 66844.9435 | 13130.2464 | 7671.0966 | 5516.2913 | 4222.3979 | 2374.9656 | 1903.1863 | 1307.2811 | 92.63 | 107.98 | 127 | 11.251 | 117.81 | 121.81 | 123.15 | 154.45 | 164.33 | 157.11
8 | 1 | 8 | 66319.7444 | 13544 | 7548.8021 | 5416.3574 | 4153.8076 | 2374.9656 | 1929.1194 | 1307.2811 | 103.91 | 126.75 | 143 | 24.1662 | 142.17 | 148.44 | 147.02 | 149.84 | 156.48 | 153.01
9 | 1 | 9 | 66683.1923 | 13485.8805 | 7588.7805 | 5459.6839 | 4184.1866 | 2374.9656 | 1936.0118 | 1307.2811 | 102.62 | 122.55 | 162 | 21.0983 | 137.04 | 143.34 | 142.84 | 149.14 | 157.12 | 152.85
10 | 1 | 10 | 66073.8812 | 13690.8394 | 7491.8685 | 5334.5971 | 4117.0185 | 2374.9656 | 2184.5771 | 1307.2811 | 94.56 | 113.17 | 92 | 16.2852 | 124.94 | 133.3 | 127.67 | 155.33 | 163.32 | 156.06
11 | 1 | 11 | 65671.8456 | 13855.6725 | 7399.4359 | 5295.1446 | 4125.5748 | 2279.1474 | 2184.5771 | 1277.85 | 98.6 | 121.08 | 119 | 21.2366 | 136.83 | 145.34 | 139.99 | 154.93 | 161.65 | 156.01
12 | 1 | 12 | 66231.5132 | 13130.2464 | 7505.0432 | 5377.5338 | 4149.2805 | 2188.9854 | 1929.1194 | 1277.85 | 98.27 | 118.41 | 126 | 19.2022 | 133.25 | 138.18 | 137.62 | 152.35 | 161.69 | 154.14
13 | 1 | 13 | 66602.7841 | 13544 | 7583.0257 | 5423.8121 | 4174.8976 | 2374.9656 | 1843.8002 | 1307.2811 | 114.29 | 143.65 | 149 | 33.2367 | 165.35 | 174.62 | 170.38 | 149.19 | 155.34 | 153.63
14 | 1 | 14 | 65036.1584 | 12778.684 | 7294.8483 | 5199.9505 | 4036.3404 | 2374.9656 | 1929.1194 | 1307.2811 | 85.28 | 101.1 | 112 | 11.2839 | 111.69 | 114.75 | 117.42 | 156.61 | 166.83 | 157.98
15 | 1 | 15 | 66432.1545 | 13544 | 7525.4219 | 5384.4022 | 4170.5605 | 2374.9656 | 1745.5619 | 1307.2811 | 94.68 | 111.69 | 107 | 14.4344 | 124.21 | 127.5 | 129.31 | 154.61 | 163.5 | 156.79
16 | 1 | 16 | 66353.8502 | 13544 | 7532.4794 | 5405.7603 | 4140.8658 | 2374.9656 | 1929.1194 | 1307.2811 | 103.39 | 126.74 | 132 | 24.0263 | 142.66 | 150.33 | 147.5 | 153.3 | 159.39 | 156.13
17 | 1 | 17 | 66253.7204 | 13262.97 | 7509.6363 | 5363.5991 | 4121.8737 | 2374.9656 | 1745.5619 | 1307.2811 | 103.61 | 126.84 | 117 | 24.6179 | 141.41 | 150.78 | 145.78 | 148.17 | 156.61 | 150.9
18 | 1 | 18 | 65721.3167 | 12983.6721 | 7391.3769 | 5289.5096 | 4089.058 | 2374.9656 | 1929.1194 | 1307.2811 | 82.08 | 93.81 | 60 | 5.6008 | 100.35 | 103.26 | 105.7 | 157.79 | 167.69 | 158.92
19 | 1 | 19 | 65598.2349 | 13544 | 7383.9821 | 5282.6198 | 4072.2658 | 2279.1474 | 1903.1863 | 1277.85 | 98.55 | 121.04 | 113 | 21.6715 | 135.15 | 143.04 | 140.34 | 153.17 | 161.95 | 156
20 | 1 | 20 | 65687.8143 | 13126.1105 | 7463.5561 | 5312.858 | 4106.7508 | 2374.9656 | 1929.1194 | 1307.2811 | 86.92 | 102.23 | 98 | 10.0846 | 110.78 | 115.54 | 116.94 | 155.77 | 165.82 | 158.6
21 | 1 | 21 | 66617.8376 | 13021.4228 | 7575.9015 | 5460.8127 | 4159.104 | 2374.9656 | 2166.0285 | 1307.2811 | 103.21 | 124.38 | 107 | 23.043 | 134.8 | 146.45 | 139.12 | 147.59 | 153.83 | 150.83
22 | 1 | 22 | 65994.9348 | 13126.1105 | 7465.4676 | 5331.4295 | 4111.2627 | 2374.9656 | 1929.1194 | 1307.2811 | 97.08 | 117.32 | 123 | 19.5772 | 131.04 | 137.07 | 136.92 | 151.33 | 160.42 | 154.48
23 | 1 | 23 | 66154.4612 | 13262.97 | 7475.7829 | 5378.251 | 4144.9453 | 2188.9854 | 1929.1194 | 1277.85 | 92.1 | 108.53 | 130 | 13.9636 | 119.06 | 123.53 | 125.21 | 152.49 | 161.57 | 155.4
24 | 1 | 24 | 65635.8142 | 13544 | 7397.5669 | 5287.7358 | 4085.1951 | 2279.1474 | 1929.1194 | 1262.8837 | 89.77 | 106.05 | 97 | 14.1503 | 116.33 | 119.9 | 121.87 | 153.37 | 161.6 | 155.69
25 | 1 | 25 | 65352.7344 | 13130.2464 | 7373.221 | 5252.8632 | 4080.9398 | 2374.9656 | 1745.5619 | 1307.2811 | 90.26 | 107.33 | 104 | 14.1694 | 118.87 | 121.96 | 125.09 | 153.46 | 164.09 | 155.84
26 | 1 | 26 | 65519.1198 | 12933.2821 | 7369.4099 | 5266.1443 | 4067.7743 | 2374.9656 | 1903.1863 | 1307.2811 | 88.78 | 104.59 | 119 | 11.9481 | 115.55 | 119 | 121.09 | 155.7 | 165.88 | 157.6
27 | 1 | 27 | 65833.5838 | 12933.2821 | 7421.0636 | 5305.6298 | 4106.4398 | 2374.9656 | 1745.5619 | 1307.2811 | 94.09 | 113.28 | 121 | 17.1143 | 127.37 | 131.21 | 132.98 | 153.42 | 164.47 | 155.67
28 | 1 | 28 | 66724.7186 | 13544 | 7612.6117 | 5505.6625 | 4181.8871 | 2279.1474 | 1929.1194 | 1277.85 | 116.05 | 145.77 | 172 | 34.2983 | 165.46 | 176.36 | 170.59 | 149.16 | 153.39 | 153.49
29 | 1 | 29 | 65980.2257 | 13855.6725 | 7479.9871 | 5365.7916 | 4112.5537 | 2374.9656 | 2166.0285 | 1307.2811 | 102.47 | 126.18 | 118 | 23.9785 | 142.96 | 150.71 | 147.98 | 151.39 | 158.08 | 154.51
30 | 1 | 30 | 66011.6981 | 12983.6721 | 7417.9456 | 5351.686 | 4131.6402 | 2144.1502 | 1929.1194 | 1217.7708 | 95.3 | 113.1 | 102 | 17.139 | 120.9 | 129.23 | 128.79 | 148.92 | 156.93 | 154.69
31 | 1 | 31 | 65946.6962 | 13021.4228 | 7422.4914 | 5332.5428 | 4117.9965 | 2374.9656 | 2166.0285 | 1307.2811 | 92.94 | 109.86 | 86 | 15.1233 | 119.1 | 126.79 | 124.02 | 152.11 | 161.71 | 154.34
32 | 1 | 32 | 65600.8735 | 13690.8394 | 7374.9167 | 5279.7623 | 4073.9902 | 2191.0204 | 2184.5771 | 1277.85 | 99.42 | 122.15 | 105 | 23.3439 | 136.49 | 147.75 | 140.55 | 152.17 | 158.13 | 154.55
33 | 1 | 33 | 65468.5461 | 12933.2821 | 7338.3323 | 5251.5903 | 4043.2475 | 2102.3036 | 1929.1194 | 1206.2368 | 79.21 | 90.01 | 64 | 4.6927 | 95.04 | 97.86 | 101.21 | 156.53 | 167.72 | 158.42
34 | 1 | 34 | 66076.1492 | 13130.2464 | 7466.1383 | 5361.5367 | 4128.17 | 2188.9854 | 1929.1194 | 1277.85 | 91.92 | 108.7 | 91 | 13.6362 | 117.42 | 123.28 | 121.97 | 154.24 | 161.15 | 156.19
35 | 1 | 35 | 65419.7368 | 13855.6725 | 7366.7844 | 5273.0469 | 4076.4504 | 2188.9854 | 1903.1863 | 1277.85 | 92.45 | 111.12 | 93 | 16.1962 | 124.12 | 129.85 | 129.91 | 153.62 | 162.93 | 156.08
36 | 1 | 36 | 66305.6668 | 13485.8805 | 7568.3361 | 5428.2526 | 4138.5024 | 2188.9854 | 1936.0118 | 1277.85 | 99.62 | 120.08 | 139 | 20.3468 | 130.47 | 138.13 | 135.62 | 150.59 | 157.18 | 154.36
37 | 1 | 37 | 65560.138 | 13690.8394 | 7379.2058 | 5269.1789 | 4059.4917 | 2374.9656 | 2184.5771 | 1307.2811 | 108.71 | 138.74 | 129 | 32.0898 | 159.85 | 175.59 | 162.51 | 151.46 | 159.44 | 153.5
38 | 1 | 38 | 65125.4125 | 12933.2821 | 7312.8611 | 5239.3105 | 4055.8278 | 2188.9854 | 1929.1194 | 1277.85 | 79.85 | 91.18 | 81 | 4.1149 | 96.49 | 98.95 | 102.6 | 158.57 | 169.57 | 160.11
39 | 1 | 39 | 65884.1043 | 13262.97 | 7436.1115 | 5340.3703 | 4091.7789 | 2374.9656 | 1929.1194 | 1307.2811 | 93.29 | 110.59 | 109 | 15.7683 | 121.8 | 126.8 | 128.61 | 151.42 | 160.05 | 155.21
40 | 1 | 40 | 66108.0541 | 13855.6725 | 7479.115 | 5382.0438 | 4119.6204 | 2188.9854 | 1903.1863 | 1277.85 | 97.62 | 118.18 | 116 | 19.3437 | 128.09 | 137.69 | 133.76 | 151.23 | 158.24 | 155.78
41 | 1 | 41 | 66471.4381 | 13130.2464 | 7533.1906 | 5418.0414 | 4169.1658 | 2188.9854 | 1929.1194 | 1277.85 | 97.53 | 116.45 | 124 | 17.5955 | 127.97 | 133.76 | 131.56 | 152.41 | 159.6 | 153.98
42 | 1 | 42 | 65379.6008 | 13126.1105 | 7350.7933 | 5266.8514 | 4073.4626 | 2188.9854 | 1929.1194 | 1277.85 | 95.33 | 114.65 | 126 | 18.6225 | 128.96 | 132.94 | 134.45 | 152.05 | 160.83 | 154.34
43 | 1 | 43 | 66187.7042 | 13262.97 | 7522.7026 | 5397.539 | 4113.5359 | 2374.9656 | 2166.0285 | 1307.2811 | 123.99 | 161.03 | 153 | 44.2998 | 181.95 | 202.96 | 183.6 | 144.94 | 146.09 | 148.11
44 | 1 | 44 | 65409.8873 | 13690.8394 | 7303.2972 | 5234.4531 | 4045.9644 | 2374.9656 | 2184.5771 | 1307.2811 | 91.9 | 109.69 | 77 | 16.0713 | 118.79 | 127.26 | 123.02 | 153.91 | 160.13 | 155.82
45 | 1 | 45 | 66037.5846 | 13544 | 7447.7707 | 5346.482 | 4097.1642 | 2374.9656 | 1903.1863 | 1307.2811 | 105.11 | 129.49 | 118 | 26.4338 | 143.54 | 155.26 | 146.5 | 148.55 | 153.83 | 151.03
46 | 1 | 46 | 65715.3355 | 13485.8805 | 7386.6443 | 5305.5334 | 4103.5379 | 2374.9656 | 1936.0118 | 1307.2811 | 88.82 | 103.58 | 76 | 11.6454 | 111.47 | 116.18 | 117.14 | 153.99 | 162.27 | 156.14
47 | 1 | 47 | 66474.4112 | 13690.8394 | 7525.7143 | 5449.1828 | 4116.843 | 2191.0204 | 2184.5771 | 1206.2368 | 121.79 | 155.21 | 181 | 40.4049 | 176.24 | 192.43 | 180.59 | 146.09 | 150.24 | 151.12
48 | 1 | 48 | 66347.0372 | 13855.6725 | 7537.3575 | 5450.3215 | 4140.3928 | 2374.9656 | 2184.5771 | 1307.2811 | 122.8 | 158.28 | 172 | 42.3275 | 178.4 | 196.83 | 183.6 | 146.35 | 147.92 | 152.61
49 | 1 | 49 | 66616.4155 | 13690.8394 | 7557.9601 | 5508.7672 | 4157.4195 | 2374.9656 | 2184.5771 | 1307.2811 | 131.29 | 172.05 | 161 | 50.4215 | 198.21 | 217.71 | 199.09 | 145.39 | 144.97 | 148.76
50 | 1 | 50 | 65752.2957 | 14632.5397 | 7420.9643 | 5349.1876 | 4076.6154 | 2453.8988 | 2184.5771 | 1258.424 | 117.17 | 151.55 | 145 | 38.5813 | 176.76 | 188.73 | 177.27 | 150.18 | 155.58 | 150.5
51 | 1 | 51 | 65820.3226 | 13690.8394 | 7447.9614 | 5346.7824 | 4094.0195 | 2191.0204 | 2184.5771 | 1277.85 | 98.8 | 120.6 | 107 | 21.3847 | 134.38 | 143.47 | 138.77 | 152.62 | 160.51 | 155.05
52 | 1 | 52 | 66240.6911 | 13855.6725 | 7579.5452 | 5394.8996 | 4127.8793 | 2187.3375 | 2166.0285 | 1277.85 | 98.16 | 118.67 | 133 | 18.9967 | 129.24 | 137.42 | 133.89 | 151.83 | 159.83 | 155.01
53 | 1 | 53 | 65939.311 | 14632.5397 | 7364.6406 | 5379.3765 | 4104.4067 | 2453.8988 | 2184.5771 | 1307.2811 | 126.14 | 165.24 | 146 | 47.2515 | 192.38 | 210.62 | 188.3 | 147.58 | 143.24 | 146.48
54 | 2 | 1 | 66161.8043 | 12933.2821 | 7516.4408 | 5399.6675 | 4159.9852 | 2188.9854 | 1828.6924 | 1277.85 | 105.02 | 128.34 | 146 | 26.1055 | 143.8 | 151.23 | 149.76 | 147.63 | 154.81 | 151.49
55 | 2 | 2 | 65738.4134 | 13130.2464 | 7451.2324 | 5337.4213 | 4107.6049 | 2374.9656 | 1745.5619 | 1307.2811 | 97.94 | 119.91 | 149 | 20.8158 | 136.26 | 141.4 | 142.46 | 152.22 | 161.45 | 155.18
56 | 2 | 3 | 66100.8692 | 13690.8394 | 7460.934 | 5370.1318 | 4119.6451 | 2374.9656 | 2184.5771 | 1307.2811 | 112.58 | 141.78 | 152 | 34.4759 | 164.9 | 175.08 | 169.38 | 147.16 | 155.29 | 150.27
57 | 2 | 4 | 65815.2678 | 13544 | 7389.3492 | 5278.8157 | 4090.1218 | 2279.1474 | 1929.1194 | 1277.85 | 91.95 | 108.03 | 85 | 13.9275 | 119.67 | 123.05 | 125.19 | 153.99 | 164.18 | 156.16
58 | 2 | 5 | 65781.5396 | 13130.2464 | 7435.7554 | 5318.7596 | 4132.4663 | 2188.9854 | 1703.2175 | 1277.85 | 107.84 | 134.83 | 134 | 30.4295 | 157.04 | 163.6 | 162.02 | 148 | 154.9 | 150.6
59 | 2 | 6 | 66534.4152 | 13262.97 | 7528.1679 | 5422.9128 | 4150.9363 | 2188.9854 | 2166.0285 | 1277.85 | 102.89 | 124.71 | 119 | 23.9106 | 139.26 | 148.02 | 143.94 | 149.01 | 157.13 | 151.71
60 | 2 | 7 | 66844.9435 | 13130.2464 | 7671.0966 | 5516.2913 | 4222.3979 | 2374.9656 | 1903.1863 | 1307.2811 | 117.94 | 146.71 | 142 | 36.3616 | 169.39 | 176.43 | 174.12 | 143.03 | 149.96 | 146.6
61 | 2 | 8 | 66319.7444 | 13544 | 7548.8021 | 5416.3574 | 4153.8076 | 2374.9656 | 1929.1194 | 1307.2811 | 112.02 | 139.85 | 162 | 32.5062 | 163.04 | 168.88 | 169.4 | 146.6 | 155 | 150.89
62 | 2 | 9 | 66683.1923 | 13485.8805 | 7588.7805 | 5459.6839 | 4184.1866 | 2374.9656 | 1936.0118 | 1307.2811 | 108.44 | 131.62 | 175 | 26.9326 | 148.22 | 157.9 | 154.08 | 146.51 | 153.92 | 151.02
63 | 2 | 10 | 66073.8812 | 13690.8394 | 7491.8685 | 5334.5971 | 4117.0185 | 2374.9656 | 2184.5771 | 1307.2811 | 98.25 | 118.78 | 89 | 20.1128 | 133.4 | 141.9 | 136.28 | 153.81 | 161.31 | 154.69
64 | 2 | 11 | 65671.8456 | 13855.6725 | 7399.4359 | 5295.1446 | 4125.5748 | 2279.1474 | 2184.5771 | 1277.85 | 101.54 | 126.16 | 108 | 24.2986 | 145.27 | 151.94 | 149.26 | 153.65 | 162.85 | 155.3
65 | 2 | 12 | 66231.5132 | 13130.2464 | 7505.0432 | 5377.5338 | 4149.2805 | 2188.9854 | 1929.1194 | 1277.85 | 109.89 | 135.33 | 162 | 30.267 | 155.96 | 161.02 | 161.77 | 145.02 | 155.11 | 148.66
66 | 2 | 13 | 66602.7841 | 13544 | 7583.0257 | 5423.8121 | 4174.8976 | 2374.9656 | 1843.8002 | 1307.2811 | 111.62 | 138.74 | 162 | 30.5435 | 159.63 | 166.73 | 164.33 | 149.39 | 156.84 | 152.96
67 | 2 | 14 | 65036.1584 | 12778.684 | 7294.8483 | 5199.9505 | 4036.3404 | 2374.9656 | 1929.1194 | 1307.2811 | 90.21 | 108.62 | 108 | 16.373 | 122.15 | 125.81 | 128.64 | 152.71 | 163.66 | 154.91
68 | 2 | 15 | 66432.1545 | 13544 | 7525.4219 | 5384.4022 | 4170.5605 | 2374.9656 | 1745.5619 | 1307.2811 | 103.5 | 124.95 | 126 | 23.2597 | 143.46 | 146.89 | 149.07 | 149.96 | 158.92 | 152.84
69 | 2 | 16 | 66353.8502 | 13544 | 7532.4794 | 5405.7603 | 4140.8658 | 2374.9656 | 1929.1194 | 1307.2811 | 113.14 | 141.34 | 135 | 34.1565 | 161.07 | 169.63 | 165.89 | 146.9 | 151.68 | 150.18
70 | 2 | 17 | 66253.7204 | 13262.97 | 7509.6363 | 5363.5991 | 4121.8737 | 2374.9656 | 1745.5619 | 1307.2811 | 107.59 | 133.44 | 143 | 28.4994 | 151.84 | 160.72 | 156.58 | 148.25 | 157.36 | 151.37
71 | 2 | 18 | 65721.3167 | 12983.6721 | 7391.3769 | 5289.5096 | 4089.058 | 2374.9656 | 1929.1194 | 1307.2811 | 97.38 | 117.38 | 106 | 20.3579 | 131.48 | 140.38 | 135.95 | 151.77 | 160.33 | 153.68
72 | 2 | 19 | 65598.2349 | 13544 | 7383.9821 | 5282.6198 | 4072.2658 | 2279.1474 | 1903.1863 | 1277.85 | 114.3 | 146.18 | 134 | 37.2347 | 169.02 | 179.74 | 174.07 | 147.15 | 156.17 | 150.88
73 | 2 | 20 | 65687.8143 | 13126.1105 | 7463.5561 | 5312.858 | 4106.7508 | 2374.9656 | 1929.1194 | 1307.2811 | 88.24 | 105 | 118 | 11.757 | 116.61 | 120.15 | 122.44 | 156.52 | 167.29 | 158.66
74 | 2 | 21 | 66617.8376 | 13021.4228 | 7575.9015 | 5460.8127 | 4159.104 | 2374.9656 | 2166.0285 | 1307.2811 | 107.43 | 130.77 | 143 | 26.7746 | 144.61 | 156.04 | 150.07 | 147.17 | 153.11 | 151.35
75 | 2 | 22 | 65994.9348 | 13126.1105 | 7465.4676 | 5331.4295 | 4111.2627 | 2374.9656 | 1929.1194 | 1307.2811 | 103.33 | 126.65 | 129 | 25.4494 | 144.15 | 149.59 | 149.97 | 148.43 | 157.94 | 151.63
76 | 2 | 23 | 66154.4612 | 13262.97 | 7475.7829 | 5378.251 | 4144.9453 | 2188.9854 | 1929.1194 | 1277.85 | 105.68 | 129.82 | 109 | 27.6993 | 148.99 | 156.61 | 153.77 | 146.67 | 157.35 | 149
77 | 2 | 24 | 65635.8142 | 13544 | 7397.5669 | 5287.7358 | 4085.1951 | 2279.1474 | 1929.1194 | 1262.8837 | 101.9 | 124.27 | 109 | 26.0769 | 139.58 | 145.16 | 144.47 | 147.1 | 152.82 | 149.61
78 | 2 | 25 | 65352.7344 | 13130.2464 | 7373.221 | 5252.8632 | 4080.9398 | 2374.9656 | 1745.5619 | 1307.2811 | 99.82 | 121.96 | 141 | 23.6146 | 138.57 | 142.63 | 145.18 | 148.16 | 157.89 | 151.52
79 | 2 | 26 | 65519.1198 | 12933.2821 | 7369.4099 | 5266.1443 | 4067.7743 | 2374.9656 | 1903.1863 | 1307.2811 | 103.27 | 127.24 | 132 | 26.7525 | 146.22 | 150.45 | 151.02 | 147.95 | 156.78 | 149.96
80 | 2 | 27 | 65833.5838 | 12933.2821 | 7421.0636 | 5305.6298 | 4106.4398 | 2374.9656 | 1745.5619 | 1307.2811 | 109.36 | 136.01 | 123 | 32.4299 | 157.99 | 162.51 | 164.09 | 143.86 | 152.98 | 147.53
81 | 2 | 28 | 66724.7186 | 13544 | 7612.6117 | 5505.6625 | 4181.8871 | 2279.1474 | 1929.1194 | 1277.85 | 131.54 | 170.38 | 189 | 49.9193 | 198.82 | 213.06 | 203.27 | 143.21 | 147.96 | 147.47
82 | 2 | 29 | 65980.2257 | 13855.6725 | 7479.9871 | 5365.7916 | 4112.5537 | 2374.9656 | 2166.0285 | 1307.2811 | 104.91 | 130.45 | 123 | 26.1699 | 150.35 | 158.59 | 153.72 | 153.24 | 159.53 | 154.79
83 | 2 | 30 | 66011.6981 | 12983.6721 | 7417.9456 | 5351.686 | 4131.6402 | 2144.1502 | 1929.1194 | 1217.7708 | 98.81 | 118.84 | 108 | 20.6377 | 130.06 | 137.98 | 137.17 | 148.28 | 156.34 | 153.36
84 | 2 | 31 | 65946.6962 | 13021.4228 | 7422.4914 | 5332.5428 | 4117.9965 | 2374.9656 | 2166.0285 | 1307.2811 | 105.51 | 129.02 | 120 | 27.301 | 143.68 | 154.71 | 147.95 | 146.71 | 154.49 | 149.91
85 | 2 | 32 | 65600.8735 | 13690.8394 | 7374.9167 | 5279.7623 | 4073.9902 | 2191.0204 | 2184.5771 | 1277.85 | 107.79 | 135.21 | 114 | 32.04 | 155.22 | 166.25 | 160.36 | 146.83 | 153.36 | 150.28
86 | 2 | 33 | 65468.5461 | 12933.2821 | 7338.3323 | 5251.5903 | 4043.2475 | 2102.3036 | 1929.1194 | 1206.2368 | 81.87 | 93.86 | 70 | 7.2259 | 100.5 | 103.28 | 106.98 | 154.93 | 165.47 | 157.22
87 | 2 | 34 | 66076.1492 | 13130.2464 | 7466.1383 | 5361.5367 | 4128.17 | 2188.9854 | 1929.1194 | 1277.85 | 102.04 | 123.61 | 126 | 22.9573 | 137.95 | 146.71 | 143.28 | 149.32 | 158.24 | 152.56
88 | 2 | 35 | 65419.7368 | 13855.6725 | 7366.7844 | 5273.0469 | 4076.4504 | 2188.9854 | 1903.1863 | 1277.85 | 102.32 | 125.75 | 121 | 25.8387 | 142.35 | 149.38 | 148.74 | 147.53 | 154.23 | 151.6
89 | 2 | 36 | 66305.6668 | 13485.8805 | 7568.3361 | 5428.2526 | 4138.5024 | 2188.9854 | 1936.0118 | 1277.85 | 113.13 | 141.86 | 155 | 33.6775 | 160.46 | 169.5 | 164.99 | 147.45 | 152.06 | 151.02
90 | 2 | 37 | 65560.138 | 13690.8394 | 7379.2058 | 5269.1789 | 4059.4917 | 2374.9656 | 2184.5771 | 1307.2811 | 98.03 | 121.38 | 114 | 21.1936 | 137.26 | 147.69 | 141.11 | 155.43 | 165.81 | 157.37
91 | 2 | 38 | 65125.4125 | 12933.2821 | 7312.8611 | 5239.3105 | 4055.8278 | 2188.9854 | 1929.1194 | 1277.85 | 87.38 | 102.41 | 109 | 11.5348 | 112.05 | 114.97 | 118.63 | 154.18 | 164.09 | 156.65
92 | 2 | 39 | 65884.1043 | 13262.97 | 7436.1115 | 5340.3703 | 4091.7789 | 2374.9656 | 1929.1194 | 1307.2811 | 105.69 | 130.75 | 123 | 27.8057 | 147.9 | 156.26 | 154.27 | 147.26 | 155.82 | 151.69
93 | 2 | 40 | 66108.0541 | 13855.6725 | 7479.115 | 5382.0438 | 4119.6204 | 2188.9854 | 1903.1863 | 1277.85 | 109.48 | 135.93 | 145 | 31.2349 | 152.79 | 162.35 | 159.79 | 144.61 | 151.26 | 150.66
94 | 2 | 41 | 66471.4381 | 13130.2464 | 7533.1906 | 5418.0414 | 4169.1658 | 2188.9854 | 1929.1194 | 1277.85 | 109.55 | 135.09 | 140 | 29.1558 | 155.79 | 161.45 | 159.63 | 148.92 | 156.39 | 150.93
95 | 2 | 42 | 65379.6008 | 13126.1105 | 7350.7933 | 5266.8514 | 4073.4626 | 2188.9854 | 1929.1194 | 1277.85 | 98.32 | 119.92 | 113 | 21.6147 | 134.41 | 140.28 | 140.23 | 150.38 | 160.35 | 153.53
96 | 2 | 43 | 66187.7042 | 13262.97 | 7522.7026 | 5397.539 | 4113.5359 | 2374.9656 | 2166.0285 | 1307.2811 | 116.54 | 149.02 | 151 | 36.9026 | 169.33 | 184.49 | 173.37 | 148.59 | 153.45 | 152.27
97 | 2 | 44 | 65409.8873 | 13690.8394 | 7303.2972 | 5234.4531 | 4045.9644 | 2374.9656 | 2184.5771 | 1307.2811 | 95.35 | 115.82 | 96 | 19.6087 | 127.29 | 138.29 | 132.77 | 153.13 | 160.83 | 156.67
98 | 2 | 45 | 66037.5846 | 13544 | 7447.7707 | 5346.482 | 4097.1642 | 2374.9656 | 1903.1863 | 1307.2811 | 103.13 | 126.09 | 123 | 24.7577 | 140.63 | 149.96 | 145.16 | 148.94 | 155.83 | 152.31
99 | 2 | 46 | 65715.3355 | 13485.8805 | 7386.6443 | 5305.5334 | 4103.5379 | 2374.9656 | 1936.0118 | 1307.2811 | 108.05 | 134.2 | 104 | 30.5019 | 152.91 | 161.85 | 158.29 | 147.21 | 152.91 | 150.68
100 | 2 | 47 | 66474.4112 | 13690.8394 | 7525.7143 | 5449.1828 | 4116.843 | 2191.0204 | 2184.5771 | 1206.2368 | 145.31 | 191.05 | 196 | 64.0654 | 222.29 | 246.3 | 227.33 | 135.32 | 137.7 | 142.47
101 | 2 | 48 | 66347.0372 | 13855.6725 | 7537.3575 | 5450.3215 | 4140.3928 | 2374.9656 | 2184.5771 | 1307.2811 | 151.05 | 202.42 | 200 | 70.3813 | 237.69 | 263.5 | 242.44 | 134.02 | 136.97 | 141.6
102 | 2 | 49 | 66616.4155 | 13690.8394 | 7557.9601 | 5508.7672 | 4157.4195 | 2374.9656 | 2184.5771 | 1307.2811 | 124.07 | 160.25 | 173 | 43.154 | 183.62 | 199.21 | 186.08 | 146.7 | 148.51 | 150.48
103 | 2 | 50 | 65752.2957 | 14632.5397 | 7420.9643 | 5349.1876 | 4076.6154 | 2453.8988 | 2184.5771 | 1258.424 | 115.03 | 148.15 | 146 | 36.7548 | 172.36 | 183.68 | 173.99 | 150.39 | 155.93 | 151.65
104 | 2 | 51 | 65820.3226 | 13690.8394 | 7447.9614 | 5346.7824 | 4094.0195 | 2191.0204 | 2184.5771 | 1277.85 | 108.55 | 135.55 | 97 | 31.4071 | 154.61 | 163.1 | 160.49 | 146.32 | 153.21 | 150.38
105 | 2 | 52 | 66240.6911 | 13855.6725 | 7579.5452 | 5394.8996 | 4127.8793 | 2187.3375 | 2166.0285 | 1277.85 | 107.91 | 133.82 | 127 | 28.3477 | 150.54 | 160.31 | 155.12 | 148.69 | 156.17 | 151.99
106 | 2 | 53 | 65939.311 | 14632.5397 | 7364.6406 | 5379.3765 | 4104.4067 | 2453.8988 | 2184.5771 | 1307.2811 | 124.99 | 160.43 | 134 | 45.8516 | 186.85 | 199.46 | 187.87 | 142.48 | 139.54 | 145.35
107 | 3 | 1 | 66161.8043 | 12933.2821 | 7516.4408 | 5399.6675 | 4159.9852 | 2188.9854 | 1828.6924 | 1277.85 | 96.87 | 115.65 | 131 | 18.3859 | 127.81 | 133.27 | 133.97 | 150.69 | 158.63 | 153.95
108 | 3 | 2 | 65738.4134 | 13130.2464 | 7451.2324 | 5337.4213 | 4107.6049 | 2374.9656 | 1745.5619 | 1307.2811 | 107.18 | 133.89 | 149 | 29.5187 | 156.34 | 161.65 | 163.34 | 147.74 | 157.31 | 151.61
109 | 3 | 3 | 66100.8692 | 13690.8394 | 7460.934 | 5370.1318 | 4119.6451 | 2374.9656 | 2184.5771 | 1307.2811 | 109.79 | 137.98 | 160 | 31.5428 | 159.56 | 168.53 | 164.41 | 150.54 | 157.89 | 153.73
110 | 3 | 4 | 65815.2678 | 13544 | 7389.3492 | 5278.8157 | 4090.1218 | 2279.1474 | 1929.1194 | 1277.85 | 91.05 | 105.94 | 106 | 12.8057 | 116.56 | 119.6 | 122.5 | 151.96 | 162.98 | 154.21
111 | 3 | 5 | 65781.5396 | 13130.2464 | 7435.7554 | 5318.7596 | 4132.4663 | 2188.9854 | 1703.2175 | 1277.85 | 98.8 | 120.52 | 140 | 21.4 | 137.88 | 142.61 | 143.8 | 152.12 | 160.76 | 154.8
112 | 3 | 6 | 66534.4152 | 13262.97 | 7528.1679 | 5422.9128 | 4150.9363 | 2188.9854 | 2166.0285 | 1277.85 | 99.87 | 120.23 | 103 | 20.8354 | 134.36 | 140.89 | 138.86 | 150.79 | 159.88 | 152.8
113 | 3 | 7 | 66844.9435 | 13130.2464 | 7671.0966 | 5516.2913 | 4222.3979 | 2374.9656 | 1903.1863 | 1307.2811 | 110.14 | 134.63 | 141 | 28.6327 | 155.69 | 160.53 | 160.24 | 147.68 | 156.48 | 150.16
114 | 3 | 8 | 66319.7444 | 13544 | 7548.8021 | 5416.3574 | 4153.8076 | 2374.9656 | 1929.1194 | 1307.2811 | 106.85 | 132.01 | 147 | 27.7427 | 150.21 | 158 | 155.75 | 149.29 | 155.07 | 153.03
115 | 3 | 9 | 66683.1923 | 13485.8805 | 7588.7805 | 5459.6839 | 4184.1866 | 2374.9656 | 1936.0118 | 1307.2811 | 115.69 | 142.64 | 178 | 34.6238 | 163.73 | 173 | 169.26 | 142.36 | 148.03 | 146.61
116 | 3 | 10 | 66073.8812 | 13690.8394 | 7491.8685 | 5334.5971 | 4117.0185 | 2374.9656 | 2184.5771 | 1307.2811 | 102.25 | 124.82 | 138 | 23.2886 | 141.39 | 150.33 | 144.48 | 151.88 | 159.63 | 153.16
117 | 3 | 11 | 65671.8456 | 13855.6725 | 7399.4359 | 5295.1446 | 4125.5748 | 2279.1474 | 2184.5771 | 1277.85 | 112.42 | 143.68 | 114 | 35.5377 | 170.97 | 179.17 | 173.8 | 149.76 | 157.29 | 151.03
118 | 3 | 12 | 66231.5132 | 13130.2464 | 7505.0432 | 5377.5338 | 4149.2805 | 2188.9854 | 1929.1194 | 1277.85 | 106.97 | 131.47 | 145 | 27.7255 | 151.02 | 157.44 | 156.75 | 147.5 | 157.45 | 151.02
119 | 3 | 13 | 66602.7841 | 13544 | 7583.0257 | 5423.8121 | 4174.8976 | 2374.9656 | 1843.8002 | 1307.2811 | 105.05 | 129.31 | 136 | 24.2134 | 146.75 | 154.38 | 151.08 | 152.94 | 161.02 | 155.83
120 | 3 | 14 | 65036.1584 | 12778.684 | 7294.8483 | 5199.9505 | 4036.3404 | 2374.9656 | 1929.1194 | 1307.2811 | 84.87 | 100.25 | 117 | 10.9689 | 110 | 112.84 | 115.56 | 156.2 | 165.82 | 157.4
121 | 3 | 15 | 66432.1545 | 13544 | 7525.4219 | 5384.4022 | 4170.5605 | 2374.9656 | 1745.5619 | 1307.2811 | 98.56 | 117.77 | 125 | 18.3517 | 134.78 | 137.63 | 139.92 | 153.69 | 163.35 | 155.71
122 | 3 | 16 | 66353.8502 | 13544 | 7532.4794 | 5405.7603 | 4140.8658 | 2374.9656 | 1929.1194 | 1307.2811 | 94.73 | 112.81 | 125 | 15.8128 | 123.42 | 129.97 | 128.37 | 154.46 | 162.01 | 156.91
123 | 3 | 17 | 66253.7204 | 13262.97 | 7509.6363 | 5363.5991 | 4121.8737 | 2374.9656 | 1745.5619 | 1307.2811 | 96.82 | 116.18 | 134 | 18.1995 | 130.8 | 135.5 | 136.22 | 152.11 | 161.51 | 154.66
124 | 3 | 18 | 65721.3167 | 12983.6721 | 7391.3769 | 5289.5096 | 4089.058 | 2374.9656 | 1929.1194 | 1307.2811 | 89.88 | 105.68 | 103 | 13.0858 | 118.02 | 121.51 | 123.57 | 154.43 | 164.01 | 155.89
125 | 3 | 19 | 65598.2349 | 13544 | 7383.9821 | 5282.6198 | 4072.2658 | 2279.1474 | 1903.1863 | 1277.85 | 113.28 | 144.16 | 138 | 36.6417 | 168.25 | 177.94 | 174.88 | 144.67 | 155.74 | 149.4
126 | 3 | 20 | 65687.8143 | 13126.1105 | 7463.5561 | 5312.858 | 4106.7508 | 2374.9656 | 1929.1194 | 1307.2811 | 89.37 | 106.05 | 135 | 12.7392 | 116.46 | 120.58 | 122.66 | 154.08 | 164.57 | 156.81
127 | 3 | 21 | 66617.8376 | 13021.4228 | 7575.9015 | 5460.8127 | 4159.104 | 2374.9656 | 2166.0285 | 1307.2811 | 107.52 | 130.9 | 128 | 27.5299 | 144.66 | 156.25 | 149.44 | 146.61 | 152.03 | 149.91
128 | 3 | 22 | 65994.9348 | 13126.1105 | 7465.4676 | 5331.4295 | 4111.2627 | 2374.9656 | 1929.1194 | 1307.2811 | 99.4 | 121.37 | 137 | 21.7545 | 135.58 | 141.74 | 141.28 | 151.49 | 159.99 | 154.6
129 | 3 | 23 | 66154.4612 | 13262.97 | 7475.7829 | 5378.251 | 4144.9453 | 2188.9854 | 1929.1194 | 1277.85 | 96.94 | 116.45 | 120 | 19.0821 | 130.77 | 136.51 | 137.02 | 150.54 | 159.72 | 153.73
130 | 3 | 24 | 65635.8142 | 13544 | 7397.5669 | 5287.7358 | 4085.1951 | 2279.1474 | 1929.1194 | 1262.8837 | 101 | 124.02 | 90 | 25.5261 | 140.35 | 146.25 | 143.89 | 150.83 | 154.76 | 152.29
131 | 3 | 25 | 65352.7344 | 13130.2464 | 7373.221 | 5252.8632 | 4080.9398 | 2374.9656 | 1745.5619 | 1307.2811 | 90.23 | 108.3 | 84 | 14.4134 | 120.7 | 124.86 | 125.8 | 155.23 | 166.38 | 156.59
132 | 3 | 26 | 65519.1198 | 12933.2821 | 7369.4099 | 5266.1443 | 4067.7743 | 2374.9656 | 1903.1863 | 1307.2811 | 91.68 | 109.53 | 108 | 15.0412 | 124.33 | 127.48 | 129.84 | 155.43 | 165.47 | 157.09
133 | 3 | 27 | 65833.5838 | 12933.2821 | 7421.0636 | 5305.6298 | 4106.4398 | 2374.9656 | 1745.5619 | 1307.2811 | 94.15 | 112.87 | 123 | 17.0227 | 126.24 | 129.54 | 131.72 | 152.77 | 162.66 | 154.99
134 | 3 | 28 | 66724.7186 | 13544 | 7612.6117 | 5505.6625 | 4181.8871 | 2279.1474 | 1929.1194 | 1277.85 | 127.57 | 163.75 | 173 | 45.6321 | 189.37 | 203.37 | 191.75 | 145.69 | 148.65 | 148.2
135 | 3 | 29 | 65980.2257 | 13855.6725 | 7479.9871 | 5365.7916 | 4112.5537 | 2374.9656 | 2166.0285 | 1307.2811 | 104.26 | 129.01 | 138 | 25.4506 | 149.79 | 156.24 | 153.03 | 153.46 | 158.92 | 154.73
136 | 3 | 30 | 66011.6981 | 12983.6721 | 7417.9456 | 5351.686 | 4131.6402 | 2144.1502 | 1929.1194 | 1217.7708 | 95.27 | 113.89 | 91 | 16.9087 | 124.8 | 131.07 | 131.11 | 151.74 | 161.8 | 155.35
137 | 3 | 31 | 65946.6962 | 13021.4228 | 7422.4914 | 5332.5428 | 4117.9965 | 2374.9656 | 2166.0285 | 1307.2811 | 91.82 | 107.74 | 80 | 13.8005 | 115.04 | 123.19 | 120.37 | 152.26 | 160.59 | 155.09
138 | 3 | 32 | 65600.8735 | 13690.8394 | 7374.9167 | 5279.7623 | 4073.9902 | 2191.0204 | 2184.5771 | 1277.85 | 105.7 | 131.15 | 114 | 29.846 | 149.47 | 159.39 | 154.77 | 147.04 | 152.15 | 150.51
139 | 3 | 33 | 65468.5461 | 12933.2821 | 7338.3323 | 5251.5903 | 4043.2475 | 2102.3036 | 1929.1194 | 1206.2368 | 85.46 | 99.63 | 84 | 10.8937 | 108.96 | 112.93 | 115.75 | 152.84 | 164.21 | 155.38
140 | 3 | 34 | 66076.1492 | 13130.2464 | 7466.1383 | 5361.5367 | 4128.17 | 2188.9854 | 1929.1194 | 1277.85 | 99.97 | 119.75 | 102 | 21.6245 | 133.59 | 138.52 | 140.08 | 147.63 | 155.02 | 151.49
141 | 3 | 35 | 65419.7368 | 13855.6725 | 7366.7844 | 5273.0469 | 4076.4504 | 2188.9854 | 1903.1863 | 1277.85 | 95.79 | 116.89 | 97 | 19.7603 | 131.09 | 138.38 | 135.27 | 153.42 | 160.11 | 155.03
142 | 3 | 36 | 66305.6668 | 13485.8805 | 7568.3361 | 5428.2526 | 4138.5024 | 2188.9854 | 1936.0118 | 1277.85 | 107.36 | 133.3 | 159 | 27.6921 | 150.49 | 158.81 | 154.83 | 150.66 | 159.23 | 153.5
143 | 3 | 37 | 65560.138 | 13690.8394 | 7379.2058 | 5269.1789 | 4059.4917 | 2374.9656 | 2184.5771 | 1307.2811 | 109.9 | 139.58 | 118 | 33.2996 | 161.86 | 174.48 | 164.39 | 148.44 | 157.16 | 149.69
144 | 3 | 38 | 65125.4125 | 12933.2821 | 7312.8611 | 5239.3105 | 4055.8278 | 2188.9854 | 1929.1194 | 1277.85 | 87.05 | 101.82 | 96 | 11.2842 | 111.7 | 114.6 | 118.77 | 153.66 | 163.71 | 156.41
145 | 3 | 39 | 65884.1043 | 13262.97 | 7436.1115 | 5340.3703 | 4091.7789 | 2374.9656 | 1929.1194 | 1307.2811 | 109.89 | 136.52 | 119 | 32.44 | 154.67 | 164.44 | 161.24 | 142.78 | 148.17 | 147.75
146 | 3 | 40 | 66108.0541 | 13855.6725 | 7479.115 | 5382.0438 | 4119.6204 | 2188.9854 | 1903.1863 | 1277.85 | 95.6 | 114.92 | 145 | 17.4018 | 125.19 | 132.78 | 130.64 | 152.36 | 160.39 | 156.08
147 | 3 | 41 | 66471.4381 | 13130.2464 | 7533.1906 | 5418.0414 | 4169.1658 | 2188.9854 | 1929.1194 | 1277.85 | 102.29 | 123.38 | 156 | 22.1014 | 139.87 | 144.97 | 144.18 | 150.99 | 158.26 | 153.02
148 | 3 | 42 | 65379.6008 | 13126.1105 | 7350.7933 | 5266.8514 | 4073.4626 | 2188.9854 | 1929.1194 | 1277.85 | 89.38 | 106.17 | 107 | 13.0226 | 117.74 | 120.99 | 123.55 | 155.54 | 165.78 | 157.56
149 | 3 | 43 | 66187.7042 | 13262.97 | 7522.7026 | 5397.539 | 4113.5359 | 2374.9656 | 2166.0285 | 1307.2811 | 125.03 | 161.44 | 157 | 45.4189 | 183.15 | 201.74 | 186.88 | 141.62 | 142.52 | 146.35
150 | 3 | 44 | 65409.8873 | 13690.8394 | 7303.2972 | 5234.4531 | 4045.9644 | 2374.9656 | 2184.5771 | 1307.2811 | 95.15 | 115.75 | 85 | 19.4159 | 129.63 | 137.77 | 133.66 | 153.91 | 162.93 | 155.45
151 | 3 | 45 | 66037.5846 | 13544 | 7447.7707 | 5346.482 | 4097.1642 | 2374.9656 | 1903.1863 | 1307.2811 | 102.83 | 126.61 | 114 | 24.8815 | 140.01 | 151.13 | 144.7 | 149.1 | 156.22 | 152.8
152 | 3 | 46 | 65715.3355 | 13485.8805 | 7386.6443 | 5305.5334 | 4103.5379 | 2374.9656 | 1936.0118 | 1307.2811 | 85.85 | 99.99 | 66 | 8.9865 | 107.22 | 111.97 | 112.09 | 156.99 | 166.15 | 158.08
153 | 3 | 47 | 66474.4112 | 13690.8394 | 7525.7143 | 5449.1828 | 4116.843 | 2191.0204 | 2184.5771 | 1206.2368 | 124.68 | 159.32 | 180 | 43.4166 | 182.95 | 198.86 | 188.61 | 143.19 | 148.11 | 149.08
154 | 3 | 48 | 66347.0372 | 13855.6725 | 7537.3575 | 5450.3215 | 4140.3928 | 2374.9656 | 2184.5771 | 1307.2811 | 146.75 | 195.68 | 216 | 66.3184 | 231.24 | 253.34 | 235.84 | 137.33 | 137.76 | 143.99
155 | 3 | 49 | 66616.4155 | 13690.8394 | 7557.9601 | 5508.7672 | 4157.4195 | 2374.9656 | 2184.5771 | 1307.2811 | 132.84 | 173.98 | 168 | 51.9406 | 201.13 | 220.4 | 201.69 | 144.18 | 142.24 | 147.42
156 | 3 | 50 | 65752.2957 | 14632.5397 | 7420.9643 | 5349.1876 | 4076.6154 | 2453.8988 | 2184.5771 | 1258.424 | 113.09 | 144.07 | 176 | 34.2756 | 165.93 | 178.28 | 166.96 | 149.93 | 155.59 | 150.59
157 | 3 | 51 | 65820.3226 | 13690.8394 | 7447.9614 | 5346.7824 | 4094.0195 | 2191.0204 | 2184.5771 | 1277.85 | 95.84 | 115.77 | 111 | 18.8098 | 127.71 | 135.03 | 133 | 152.72 | 159.48 | 155.59
158 | 3 | 52 | 66240.6911 | 13855.6725 | 7579.5452 | 5394.8996 | 4127.8793 | 2187.3375 | 2166.0285 | 1277.85 | 101.69 | 123.41 | 147 | 21.9601 | 136.46 | 144.39 | 141.18 | 150.26 | 159.22 | 153.39
159 | 3 | 53 | 65939.311 | 14632.5397 | 7364.6406 | 5379.3765 | 4104.4067 | 2453.8988 | 2184.5771 | 1307.2811 | 117.84 | 152.44 | 136 | 39.0863 | 178.98 | 193.64 | 175.41 | 151.73 | 153.63 | 149.08
160 | 4 | 1 | 66161.8043 | 12933.2821 | 7516.4408 | 5399.6675 | 4159.9852 | 2188.9854 | 1828.6924 | 1277.85 | 115.82 | 143.64 | 166 | 36.9028 | 165.29 | 173.85 | 171.21 | 139.32 | 145.41 | 143.26
161 | 4 | 2 | 65738.4134 | 13130.2464 | 7451.2324 | 5337.4213 | 4107.6049 | 2374.9656 | 1745.5619 | 1307.2811 | 95.84 | 115.65 | 135 | 19.0771 | 130.27 | 134.35 | 138.06 | 150.6 | 158.72 | 154.76
162 | 4 | 3 | 66100.8692 | 13690.8394 | 7460.934 | 5370.1318 | 4119.6451 | 2374.9656 | 2184.5771 | 1307.2811 | 110.02 | 135.47 | 150 | 32.1205 | 155.02 | 164.71 | 159.11 | 145.4 | 149.51 | 147.67
163 | 4 | 4 | 65815.2678 | 13544 | 7389.3492 | 5278.8157 | 4090.1218 | 2279.1474 | 1929.1194 | 1277.85 | 90.02 | 104.19 | 97 | 12.1886 | 114.22 | 117.71 | 120.04 | 152.5 | 162.95 | 154.64
164 | 4 | 5 | 65781.5396 | 13130.2464 | 7435.7554 | 5318.7596 | 4132.4663 | 2188.9854 | 1703.2175 | 1277.85 | 94.83 | 113.77 | 104 | 17.8717 | 129.2 | 133.09 | 135.76 | 152.79 | 161.1 | 155.56
165 | 4 | 6 | 66534.4152 | 13262.97 | 7528.1679 | 5422.9128 | 4150.9363 | 2188.9854 | 2166.0285 | 1277.85 | 92.55 | 108.15 | 102 | 13.7118 | 117.83 | 122.91 | 123.26 | 152.09 | 160.73 | 154.69
166 | 4 | 7 | 66844.9435 | 13130.2464 | 7671.0966 | 5516.2913 | 4222.3979 | 2374.9656 | 1903.1863 | 1307.2811 | 98.24 | 114.89 | 123 | 17.2376 | 127.47 | 131.3 | 132.8 | 149.01 | 157.16 | 151.49
167 | 4 | 8 | 66319.7444 | 13544 | 7548.8021 | 5416.3574 | 4153.8076 | 2374.9656 | 1929.1194 | 1307.2811 | 98.46 | 118.38 | 126 | 19.2197 | 132.73 | 138.1 | 138.94 | 152.17 | 159.31 | 155.97
168 | 4 | 9 | 66683.1923 | 13485.8805 | 7588.7805 | 5459.6839 | 4184.1866 | 2374.9656 | 1936.0118 | 1307.2811 | 113.02 | 137.68 | 167 | 31.6078 | 156.4 | 164.67 | 161.1 | 143.05 | 147.37 | 146.48
169 | 4 | 10 | 66073.8812 | 13690.8394 | 7491.8685 | 5334.5971 | 4117.0185 | 2374.9656 | 2184.5771 | 1307.2811 | 98.41 | 117.44 | 86 | 20.2587 | 130.94 | 137.25 | 136.26 | 149.54 | 156.46 | 152.33
170 | 4 | 11 | 65671.8456 | 13855.6725 | 7399.4359 | 5295.1446 | 4125.5748 | 2279.1474 | 2184.5771 | 1277.85 | 106.42 | 133.26 | 112 | 29.5385 | 153.48 | 162.37 | 157.54 | 151.28 | 155.94 | 153.49
171 | 4 | 12 | 66231.5132 | 13130.2464 | 7505.0432 | 5377.5338 | 4149.2805 | 2188.9854 | 1929.1194 | 1277.85 | 95.2 | 111.56 | 111 | 16.106 | 123.61 | 126.91 | 129.75 | 149.09 | 159.09 | 151.85
172 | 4 | 13 | 66602.7841 | 13544 | 7583.0257 | 5423.8121 | 4174.8976 | 2374.9656 | 1843.8002 | 1307.2811 | 93.46 | 109.77 | 102 | 13.0053 | 120.79 | 125.47 | 126.03 | 154.31 | 163.54 | 156.89
173 | 4 | 14 | 65036.1584 | 12778.684 | 7294.8483 | 5199.9505 | 4036.3404 | 2374.9656 | 1929.1194 | 1307.2811 | 84.37 | 99.38 | 86 | 10.5769 | 109.62 | 112.67 | 115.77 | 156.51 | 166.09 | 158.13
174 | 4 | 15 | 66432.1545 | 13544 | 7525.4219 | 5384.4022 | 4170.5605 | 2374.9656 | 1745.5619 | 1307.2811 | 94.5 | 110.87 | 125 | 14.5341 | 122.06 | 126.62 | 127.94 | 152.78 | 161.16 | 155.83
175 | 4 | 16 | 66353.8502 | 13544 | 7532.4794 | 5405.7603 | 4140.8658 | 2374.9656 | 1929.1194 | 1307.2811 | 109.76 | 137.14 | 119 | 30.9005 | 155.62 | 166.04 | 162.3 | 149.74 | 155.08 | 154.72
176 | 4 | 17 | 66253.7204 | 13262.97 | 7509.6363 | 5363.5991 | 4121.8737 | 2374.9656 | 1745.5619 | 1307.2811 | 94.2 | 111.81 | 101 | 15.3148 | 122.39 | 129.04 | 127.92 | 152.38 | 161.4 | 155.48
177 | 4 | 18 | 65721.3167 | 12983.6721 | 7391.3769 | 5289.5096 | 4089.058 | 2374.9656 | 1929.1194 | 1307.2811 | 87.62 | 102.11 | 89 | 11.2824 | 111.51 | 115.92 | 117.38 | 154.36 | 163.12 | 156.4
178 | 4 | 19 | 65598.2349 | 13544 | 7383.9821 | 5282.6198 | 4072.2658 | 2279.1474 | 1903.1863 | 1277.85 | 94.14 | 112.69 | 104 | 17.4813 | 123.02 | 129.82 | 128.96 | 151.84 | 159.92 | 155.07
179 | 4 | 20 | 65687.8143 | 13126.1105 | 7463.5561 | 5312.858 | 4106.7508 | 2374.9656 | 1929.1194 | 1307.2811 | 86.96 | 102.64 | 121 | 10.7539 | 111.93 | 116.81 | 118.11 | 155.43 | 165.65 | 158.1
180 | 4 | 21 | 66617.8376 | 13021.4228 | 7575.9015 | 5460.8127 | 4159.104 | 2374.9656 | 2166.0285 | 1307.2811 | 109.58 | 133.9 | 133 | 29.4818 | 147.35 | 159.75 | 152.32 | 145.35 | 148.63 | 149.26
181 | 4 | 22 | 65994.9348 | 13126.1105 | 7465.4676 | 5331.4295 | 4111.2627 | 2374.9656 | 1929.1194 | 1307.2811 | 89.95 | 105.9 | 93 | 12.6295 | 116.5 | 120.33 | 122.61 | 153.83 | 163.74 | 156.45
182 | 4 | 23 | 66154.4612 | 13262.97 | 7475.7829 | 5378.251 | 4144.9453 | 2188.9854 | 1929.1194 | 1277.85 | 96.52 | 114.57 | 99 | 18.6604 | 126.75 | 132.76 | 133.87 | 147.99 | 156.45 | 152.18
183 | 4 | 24 | 65635.8142 | 13544 | 7397.5669 | 5287.7358 | 4085.1951 | 2279.1474 | 1929.1194 | 1262.8837 | 90.41 | 105.98 | 91 | 15.0049 | 114.75 | 118.55 | 120.23 | 151.19 | 157.84 | 153.53
184 | 4 | 25 | 65352.7344 | 13130.2464 | 7373.221 | 5252.8632 | 4080.9398 | 2374.9656 | 1745.5619 | 1307.2811 | 91.24 | 109.41 | 115 | 15.4015 | 122.59 | 126.56 | 128.47 | 153.98 | 164.54 | 156.02
185 | 4 | 26 | 65519.1198 | 12933.2821 | 7369.4099 | 5266.1443 | 4067.7743 | 2374.9656 | 1903.1863 | 1307.2811 | 94.35 | 113.23 | 112 | 17.4636 | 128.54 | 132.89 | 134.35 | 153.26 | 161.83 | 155.59
186 | 4 | 27 | 65833.5838 | 12933.2821 | 7421.0636 | 5305.6298 | 4106.4398 | 2374.9656 | 1745.5619 | 1307.2811 | 98.15 | 118.33 | 112 | 21.1195 | 135.47 | 138.6 | 142.09 | 150.57 | 158.98 | 153.86
187 | 4 | 28 | 66724.7186 | 13544 | 7612.6117 | 5505.6625 | 4181.8871 | 2279.1474 | 1929.1194 | 1277.85 | 115.24 | 144.6 | 137 | 33.8986 | 164.27 | 176.74 | 167.68 | 150.74 | 153.25 | 153.52
188 | 4 | 29 | 65980.2257 | 13855.6725 | 7479.9871 | 5365.7916 | 4112.5537 | 2374.9656 | 2166.0285 | 1307.2811 | 103.91 | 127.65 | 124 | 25.4022 | 146.2 | 152.59 | 153.7 | 149.32 | 155.84 | 154.51
189 | 4 | 30 | 66011.6981 | 12983.6721 | 7417.9456 | 5351.686 | 4131.6402 | 2144.1502 | 1929.1194 | 1217.7708 | 93.25 | 110.13 | 91 | 15.6617 | 117 | 125.92 | 123.22 | 149.93 | 157.28 | 153.88
190 | 4 | 31 | 65946.6962 | 13021.4228 | 7422.4914 | 5332.5428 | 4117.9965 | 2374.9656 | 2166.0285 | 1307.2811 | 106.42 | 130.97 | 101 | 28.7216 | 143.62 | 157.93 | 147.98 | 147.09 | 150.53 | 150.52
191 | 4 | 32 | 65600.8735 | 13690.8394 | 7374.9167 | 5279.7623 | 4073.9902 | 2191.0204 | 2184.5771 | 1277.85 | 99.36 | 121.59 | 108 | 23.7102 | 134.18 | 145.02 | 139.14 | 150.8 | 155.37 | 153.77
192 | 4 | 33 | 65468.5461 | 12933.2821 | 7338.3323 | 5251.5903 | 4043.2475 | 2102.3036 | 1929.1194 | 1206.2368 | 79.18 | 89.51 | 43 | 4.896 | 94.3 | 96.57 | 100.82 | 155.59 | 165.48 | 157.77
193 | 4 | 34 | 66076.1492 | 13130.2464 | 7466.1383 | 5361.5367 | 4128.17 | 2188.9854 | 1929.1194 | 1277.85 | 92.27 | 108.08 | 98 | 14.0387 | 117.08 | 121.94 | 123.38 | 152.25 | 159.53 | 155.58
194 | 4 | 35 | 65419.7368 | 13855.6725 | 7366.7844 | 5273.0469 | 4076.4504 | 2188.9854 | 1903.1863 | 1277.85 | 98.63 | 119.26 | 95 | 22.2457 | 133.03 | 140.42 | 138.97 | 148.85 | 153.98 | 152.31
195 | 4 | 36 | 66305.6668 | 13485.8805 | 7568.3361 | 5428.2526 | 4138.5024 | 2188.9854 | 1936.0118 | 1277.85 | 109.96 | 136.28 | 125 | 30.9971 | 152.77 | 162.78 | 158.21 | 146.7 | 151.59 | 150.54
196 | 4 | 37 | 65560.138 | 13690.8394 | 7379.2058 | 5269.1789 | 4059.4917 | 2374.9656 | 2184.5771 | 1307.2811 | 94.98 | 115.51 | 122 | 18.5756 | 128.88 | 137.47 | 133.68 | 153.43 | 163.39 | 155.79
197 | 4 | 38 | 65125.4125 | 12933.2821 | 7312.8611 | 5239.3105 | 4055.8278 | 2188.9854 | 1929.1194 | 1277.85 | 83 | 95.68 | 83 | 7.6348 | 102.28 | 105.11 | 108.93 | 155.98 | 165.08 | 158.31
198 | 4 | 39 | 65884.1043 | 13262.97 | 7436.1115 | 5340.3703 | 4091.7789 | 2374.9656 | 1929.1194 | 1307.2811 | 97.82 | 117.4 | 113 | 20.1528 | 129.52 | 136.59 | 136.18 | 149.48 | 155.88 | 153.58
199 | 4 | 40 | 66108.0541 | 13855.6725 | 7479.115 | 5382.0438 | 4119.6204 | 2188.9854 | 1903.1863 | 1277.85 | 98.38 | 119.26 | 113 | 20.3087 | 130.66 | 140.18 | 137.42 | 150.98 | 158.65 | 156.2
200 | 4 | 41 | 66471.4381 | 13130.2464 | 7533.1906 | 5418.0414 | 4169.1658 | 2188.9854 | 1929.1194 | 1277.85 | 101.67 | 122.01 | 129 | 21.5707 | 136.97 | 142.43 | 141.45 | 150.62 | 156.91 | 152.74
201 | 4 | 42 | 65379.6008 | 13126.1105 | 7350.7933 | 5266.8514 | 4073.4626 | 2188.9854 | 1929.1194 | 1277.85 | 91.42 | 109.35 | 90 | 15.7324 | 121.68 | 125.17 | 128.16 | 152.83 | 162.87 | 155.54
202 | 4 | 43 | 66187.7042 | 13262.97 | 7522.7026 | 5397.539 | 4113.5359 | 2374.9656 | 2166.0285 | 1307.2811 | 123.24 | 158.9 | 143 | 43.9443 | 181.39 | 199.74 | 184.09 | 142.95 | 144.84 | 146.29
203 | 4 | 44 | 65409.8873 | 13690.8394 | 7303.2972 | 5234.4531 | 4045.9644 | 2374.9656 | 2184.5771 | 1307.2811 | 92.84 | 110.98 | 75 | 17.5384 | 119.63 | 129.1 | 126.19 | 151.35 | 157.52 | 155.62
204 | 4 | 45 | 66037.5846 | 13544 | 7447.7707 | 5346.482 | 4097.1642 | 2374.9656 | 1903.1863 | 1307.2811 | 104.85 | 129.91 | 112 | 26.8788 | 146.52 | 156.64 | 151.14 | 148.95 | 157.28 | 152.03
205 | 4 | 46 | 65715.3355 | 13485.8805 | 7386.6443 | 5305.5334 | 4103.5379 | 2374.9656 | 1936.0118 | 1307.2811 | 96.73 | 116.32 | 105 | 19.3642 | 129.13 | 135.09 | 134.7 | 152.09 | 157.64 | 154.9
206 | 4 | 47 | 66474.4112 | 13690.8394 | 7525.7143 | 5449.1828 | 4116.843 | 2191.0204 | 2184.5771 | 1206.2368 | 121.07 | 152.41 | 175 | 40.2578 | 170.05 | 186.51 | 176.9 | 141.77 | 142.6 | 149.37
207 | 4 | 48 | 66347.0372 | 13855.6725 | 7537.3575 | 5450.3215 | 4140.3928 | 2374.9656 | 2184.5771 | 1307.2811 | 132.06 | 172.16 | 179 | 51.2549 | 196.23 | 218.58 | 202.21 | 141.79 | 142.45 | 149.65
208 | 4 | 49 | 66616.4155 | 13690.8394 | 7557.9601 | 5508.7672 | 4157.4195 | 2374.9656 | 2184.5771 | 1307.2811 | 124.41 | 161.12 | 152 | 44.2551 | 183.76 | 201.4 | 186.38 | 145.61 | 146.98 | 149.78
209 | 4 | 50 | 65752.2957 | 14632.5397 | 7420.9643 | 5349.1876 | 4076.6154 | 2453.8988 | 2184.5771 | 1258.424 | 99.42 | 123.1 | 120 | 21.3142 | 136.88 | 147.15 | 137.63 | 156.26 | 161.07 | 156.07
210 | 4 | 51 | 65820.3226 | 13690.8394 | 7447.9614 | 5346.7824 | 4094.0195 | 2191.0204 | 2184.5771 | 1277.85 | 90.92 | 107.77 | 78 | 14.0558 | 118.52 | 124.07 | 124.72 | 153.64 | 162.51 | 156.84
211 | 4 | 52 | 66240.6911 | 13855.6725 | 7579.5452 | 5394.8996 | 4127.8793 | 2187.3375 | 2166.0285 | 1277.85 | 103.84 | 126.99 | 117 | 24.6712 | 139.93 | 151.61 | 144.23 | 150.22 | 157.43 | 153.25
212 | 4 | 53 | 65939.311 | 14632.5397 | 7364.6406 | 5379.3765 | 4104.4067 | 2453.8988 | 2184.5771 | 1307.2811 | 124.19 | 159.75 | 144 | 45.6385 | 187.71 | 198.82 | 188.37 | 142.2 | 141.05 | 143.96
213 | 5 | 1 | 66161.8043 | 12933.2821 | 7516.4408 | 5399.6675 | 4159.9852 | 2188.9854 | 1828.6924 | 1277.85 | 94.52 | 111.87 | 104 | 16.3707 | 123.39 | 127.92 | 128 | 152.28 | 159.74 | 153.79
214 | 5 | 2 | 65738.4134 | 13130.2464 | 7451.2324 | 5337.4213 | 4107.6049 | 2374.9656 | 1745.5619 | 1307.2811 | 92.38 | 111.04 | 165 | 14.6942 | 123.67 | 128.61 | 130.35 | 155.36 | 164.82 | 158.64
215 | 5 | 3 | 66100.8692 | 13690.8394 | 7460.934 | 5370.1318 | 4119.6451 | 2374.9656 | 2184.5771 | 1307.2811 | 100.01 | 122.26 | 127 | 21.9493 | 138.32 | 146.62 | 142.73 | 152.97 | 162.26 | 155.17
216 | 5 | 4 | 65815.2678 | 13544 | 7389.3492 | 5278.8157 | 4090.1218 | 2279.1474 | 1929.1194 | 1277.85 | 85.61 | 98.26 | 80 | 7.3832 | 106 | 108.63 | 111.23 | 156.74 | 168.2 | 158.2
217 | 5 | 5 | 65781.5396 | 13130.2464 | 7435.7554 | 5318.7596 | 4132.4663 | 2188.9854 | 1703.2175 | 1277.85 | 93.05 | 111.22 | 120 | 15.6401 | 124.44 | 128.49 | 129.7 | 154 | 162.91 | 155.64
218 | 5 | 6 | 66534.4152 | 13262.97 | 7528.1679 | 5422.9128 | 4150.9363 | 2188.9854 | 2166.0285 | 1277.85 | 88.74 | 102.79 | 92 | 9.9993 | 110.49 | 115.24 | 115.6 | 154.78 | 163.71 | 156.97
219 | 5 | 7 | 66844.9435 | 13130.2464 | 7671.0966 | 5516.2913 | 4222.3979 | 2374.9656 | 1903.1863 | 1307.2811 | 92.65 | 108 | 128 | 11.2452 | 117.83 | 121.83 | 123.17 | 154.46 | 164.34 | 157.13
220 | 5 | 8 | 66319.7444 | 13544 | 7548.8021 | 5416.3574 | 4153.8076 | 2374.9656 | 1929.1194 | 1307.2811 | 102.64 | 125.05 | 144 | 22.9264 | 139.87 | 146.13 | 144.62 | 150.95 | 157.7 | 154
221 | 5 | 9 | 66683.1923 | 13485.8805 | 7588.7805 | 5459.6839 | 4184.1866 | 2374.9656 | 1936.0118 | 1307.2811 | 102.61 | 122.55 | 160 | 21.0802 | 137.13 | 143.39 | 142.86 | 149.17 | 157.28 | 152.79
222 | 5 | 10 | 66073.8812 | 13690.8394 | 7491.8685 | 5334.5971 | 4117.0185 | 2374.9656 | 2184.5771 | 1307.2811 | 94.67 | 113.32 | 95 | 16.328 | 125.11 | 133.48 | 127.83 | 155.36 | 163.31 | 156.1
223 | 5 | 11 | 65671.8456 | 13855.6725 | 7399.4359 | 5295.1446 | 4125.5748 | 2279.1474 | 2184.5771 | 1277.85 | 99.58 | 122.56 | 118 | 22.2379 | 138.55 | 147.44 | 141.76 | 154.29 | 160.56 | 155.59
224 | 5 | 12 | 66231.5132 | 13130.2464 | 7505.0432 | 5377.5338 | 4149.2805 | 2188.9854 | 1929.1194 | 1277.85 | 98.25 | 118.39 | 127 | 19.2044 | 133.24 | 138.19 | 137.63 | 152.36 | 161.71 | 154.16
225 | 5 | 13 | 66602.7841 | 13544 | 7583.0257 | 5423.8121 | 4174.8976 | 2374.9656 | 1843.8002 | 1307.2811 | 114.11 | 143.36 | 148 | 33.0292 | 165.02 | 174.21 | 170.03 | 149.3 | 155.52 | 153.71
226 | 5 | 14 | 65036.1584 | 12778.684 | 7294.8483 | 5199.9505 | 4036.3404 | 2374.9656 | 1929.1194 | 1307.2811 | 85.78 | 101.79 | 115 | 11.7362 | 112.65 | 115.73 | 118.44 | 156.23 | 166.44 | 157.67
227 | 5 | 15 | 66432.1545 | 13544 | 7525.4219 | 5384.4022 | 4170.5605 | 2374.9656 | 1745.5619 | 1307.2811 | 94.34 | 111.21 | 104 | 14.1584 | 123.61 | 126.84 | 128.65 | 154.76 | 163.72 | 156.85
228 | 5 | 16 | 66353.8502 | 13544 | 7532.4794 | 5405.7603 | 4140.8658 | 2374.9656 | 1929.1194 | 1307.2811 | 103.23 | 126.51 | 135 | 23.801 | 142.33 | 150.02 | 147.24 | 153.45 | 159.74 | 156.34
229 | 5 | 17 | 66253.7204 | 13262.97 | 7509.6363 | 5363.5991 | 4121.8737 | 2374.9656 | 1745.5619 | 1307.2811 | 103.22 | 126.31 | 117 | 24.2322 | 140.73 | 150.07 | 145.07 | 148.54 | 157.01 | 151.25
230 | 5 | 18 | 65721.3167 | 12983.6721 | 7391.3769 | 5289.5096 | 4089.058 | 2374.9656 | 1929.1194 | 1307.2811 | 82.09 | 93.8 | 62 | 5.5642 | 100.32 | 103.23 | 105.68 | 157.82 | 167.73 | 158.97
231 | 5 | 19 | 65598.2349 | 13544 | 7383.9821 | 5282.6198 | 4072.2658 | 2279.1474 | 1903.1863 | 1277.85 | 98.55 | 121.05 | 114 | 21.6644 | 135.17 | 143.07 | 140.35 | 153.19 | 162 | 156.02
232 | 5 | 20 | 65687.8143 | 13126.1105 | 7463.5561 | 5312.858 | 4106.7508 | 2374.9656 | 1929.1194 | 1307.2811 | 87.64 | 103.33 | 102 | 10.7717 | 112.04 | 117.08 | 118.29 | 155.38 | 165.13 | 158.4
233 | 5 | 21 | 66617.8376 | 13021.4228 | 7575.9015 | 5460.8127 | 4159.104 | 2374.9656 | 2166.0285 | 1307.2811 | 103.25 | 124.46 | 108 | 23.111 | 134.92 | 146.58 | 139.23 | 147.57 | 153.82 | 150.81
234 | 5 | 22 | 65994.9348 | 13126.1105 | 7465.4676 | 5331.4295 | 4111.2627 | 2374.9656 | 1929.1194 | 1307.2811 | 97.14 | 117.45 | 124 | 19.6039 | 131.24 | 137.28 | 137.15 | 151.43 | 160.53 | 154.61
235 | 5 | 23 | 66154.4612 | 13262.97 | 7475.7829 | 5378.251 | 4144.9453 | 2188.9854 | 1929.1194 | 1277.85 | 92.34 | 108.88 | 130 | 14.2623 | 119.4 | 123.99 | 125.66 | 152.18 | 161.15 | 155.25
236 | 5 | 24 | 65635.8142 | 13544 | 7397.5669 | 5287.7358 | 4085.1951 | 2279.1474 | 1929.1194 | 1262.8837 | 89.94 | 106.29 | 97 | 14.2935 | 116.66 | 120.23 | 122.21 | 153.28 | 161.51 | 155.62
237 | 5 | 25 | 65352.7344 | 13130.2464 | 7373.221 | 5252.8632 | 4080.9398 | 2374.9656 | 1745.5619 | 1307.2811 | 90.22 | 107.29 | 109 | 14.1762 | 118.84 | 121.94 | 125.06 | 153.46 | 164.09 | 155.83
238 | 5 | 26 | 65519.1198 | 12933.2821 | 7369.4099 | 5266.1443 | 4067.7743 | 2374.9656 | 1903.1863 | 1307.2811 | 88.77 | 104.56 | 116 | 11.9616 | 115.48 | 118.94 | 121.03 | 155.63 | 165.8 | 157.53
239 | 5 | 27 | 65833.5838 | 12933.2821 | 7421.0636 | 5305.6298 | 4106.4398 | 2374.9656 | 1745.5619 | 1307.2811 | 94.34 | 113.65 | 124 | 17.3434 | 127.74 | 131.78 | 133.4 | 153.26 | 164.22 | 155.61
240 | 5 | 28 | 66724.7186 | 13544 | 7612.6117 | 5505.6625 | 4181.8871 | 2279.1474 | 1929.1194 | 1277.85 | 116.07 | 145.79 | 172 | 34.3401 | 165.41 | 176.32 | 170.54 | 149.05 | 153.25 | 153.39
241 | 5 | 29 | 65980.2257 | 13855.6725 | 7479.9871 | 5365.7916 | 4112.5537 | 2374.9656 | 2166.0285 | 1307.2811 | 102.31 | 125.98 | 118 | 23.8607 | 142.72 | 150.48 | 147.74 | 151.49 | 158.23 | 154.58
242 | 5 | 30 | 66011.6981 | 12983.6721 | 7417.9456 | 5351.686 | 4131.6402 | 2144.1502 | 1929.1194 | 1217.7708 | 95.28 | 113.12 | 98 | 17.1639 | 120.91 | 129.41 | 128.98 | 148.94 | 157.14 | 154.87
243 | 5 | 31 | 65946.6962 | 13021.4228 | 7422.4914 | 5332.5428 | 4117.9965 | 2374.9656 | 2166.0285 | 1307.2811 | 92.9 | 109.79 | 86 | 15.1046 | 119.02 | 126.7 | 123.92 | 152.08 | 161.67 | 154.29
244 | 5 | 32 | 65600.8735 | 13690.8394 | 7374.9167 | 5279.7623 | 4073.9902 | 2191.0204 | 2184.5771 | 1277.85 | 100.49 | 123.92 | 107 | 24.3691 | 138.67 | 150.39 | 142.67 | 152.02 | 157.62 | 154.45
245 | 5 | 33 | 65468.5461 | 12933.2821 | 7338.3323 | 5251.5903 | 4043.2475 | 2102.3036 | 1929.1194 | 1206.2368 | 79.69 | 90.71 | 69 | 5.1072 | 95.88 | 98.74 | 102.08 | 156.28 | 167.29 | 158.26
246 | 5 | 34 | 66076.1492 | 13130.2464 | 7466.1383 | 5361.5367 | 4128.17 | 2188.9854 | 1929.1194 | 1277.85 | 91.79 | 108.53 | 91 | 13.5144 | 117.25 | 123.07 | 121.78 | 154.36 | 161.34 | 156.27
247 | 5 | 35 | 65419.7368 | 13855.6725 | 7366.7844 | 5273.0469 | 4076.4504 | 2188.9854 | 1903.1863 | 1277.85 | 93 | 112 | 100 | 16.7667 | 125.38 | 131.23 | 131.13 | 153.39 | 162.59 | 155.86
248 | 5 | 36 | 66305.6668 | 13485.8805 | 7568.3361 | 5428.2526 | 4138.5024 | 2188.9854 | 1936.0118 | 1277.85 | 100.33 | 121.08 | 144 | 20.9739 | 131.62 | 139.4 | 136.88 | 150.18 | 156.52 | 154.14
249 | 5 | 37 | 65560.138 | 13690.8394 | 7379.2058 | 5269.1789 | 4059.4917 | 2374.9656 | 2184.5771 | 1307.2811 | 108.82 | 138.88 | 133 | 32.1503 | 160.01 | 175.75 | 162.67 | 151.43 | 159.38 | 153.48
250 | 5 | 38 | 65125.4125 | 12933.2821 | 7312.8611 | 5239.3105 | 4055.8278 | 2188.9854 | 1929.1194 | 1277.85 | 79.86 | 91.18 | 80 | 4.1134 | 96.48 | 98.93 | 102.57 | 158.56 | 169.56 | 160.09
251 | 5 | 39 | 65884.1043 | 13262.97 | 7436.1115 | 5340.3703 | 4091.7789 | 2374.9656 | 1929.1194 | 1307.2811 | 93.14 | 110.33 | 109 | 15.6152 | 121.46 | 126.38 | 128.27 | 151.5 | 160.12 | 155.26
252 | 5 | 40 | 66108.0541 | 13855.6725 | 7479.115 | 5382.0438 | 4119.6204 | 2188.9854 | 1903.1863 | 1277.85 | 97.27 | 117.67 | 116 | 18.944 | 127.55 | 137 | 133.09 | 151.59 | 158.77 | 155.95
253 | 5 | 41 | 66471.4381 | 13130.2464 | 7533.1906 | 5418.0414 | 4169.1658 | 2188.9854 | 1929.1194 | 1277.85 | 97.57 | 116.49 | 124 | 17.6171 | 128.01 | 133.82 | 131.6 | 152.39 | 159.59 | 153.97
254 | 5 | 42 | 65379.6008 | 13126.1105 | 7350.7933 | 5266.8514 | 4073.4626 | 2188.9854 | 1929.1194 | 1277.85 | 95.04 | 114.26 | 126 | 18.3458 | 128.56 | 132.48 | 133.98 | 152.32 | 161.27 | 154.5
255 | 5 | 43 | 66187.7042 | 13262.97 | 7522.7026 | 5397.539 | 4113.5359 | 2374.9656 | 2166.0285 | 1307.2811 | 124.18 | 161.49 | 151 | 44.5369 | 182.56 | 203.84 | 184.09 | 145.11 | 146.22 | 148.2
256 | 5 | 44 | 65409.8873 | 13690.8394 | 7303.2972 | 5234.4531 | 4045.9644 | 2374.9656 | 2184.5771 | 1307.2811 | 91.63 | 109.25 | 77 | 15.8185 | 118.29 | 126.62 | 122.43 | 154.03 | 160.32 | 155.81
257 | 5 | 45 | 66037.5846 | 13544 | 7447.7707 | 5346.482 | 4097.1642 | 2374.9656 | 1903.1863 | 1307.2811 | 105.37 | 129.82 | 120 | 26.7248 | 143.9 | 155.64 | 146.92 | 148.32 | 153.37 | 150.87
258 | 5 | 46 | 65715.3355 | 13485.8805 | 7386.6443 | 5305.5334 | 4103.5379 | 2374.9656 | 1936.0118 | 1307.2811 | 88.9 | 103.69 | 76 | 11.6873 | 111.58 | 116.31 | 117.26 | 153.99 | 162.24 | 156.15
259 | 5 | 47 | 66474.4112 | 13690.8394 | 7525.7143 | 5449.1828 | 4116.843 | 2191.0204 | 2184.5771 | 1206.2368 | 121.88 | 155.34 | 175 | 40.4626 | 176.31 | 192.53 | 180.79 | 146.04 | 150.17 | 151.19
260 | 5 | 48 | 66347.0372 | 13855.6725 | 7537.3575 | 5450.3215 | 4140.3928 | 2374.9656 | 2184.5771 | 1307.2811 | 122.23 | 157.33 | 179 | 41.6167 | 177.2 | 195.36 | 182.38 | 146.59 | 148.55 | 152.75
261 | 5 | 49 | 66616.4155 | 13690.8394 | 7557.9601 | 5508.7672 | 4157.4195 | 2374.9656 | 2184.5771 | 1307.2811 | 130.32 | 170.51 | 158 | 49.4464 | 196.35 | 215.54 | 197.29 | 145.8 | 145.82 | 149.09
262 | 5 | 50 | 65752.2957 | 14632.5397 | 7420.9643 | 5349.1876 | 4076.6154 | 2453.8988 | 2184.5771 | 1258.424 | 117.74 | 152.47 | 147 | 39.1889 | 178.01 | 190.08 | 178.44 | 149.93 | 155.28 | 150.22
263 | 5 | 51 | 65820.3226 | 13690.8394 | 7447.9614 | 5346.7824 | 4094.0195 | 2191.0204 | 2184.5771 | 1277.85 | 98.59 | 120.31 | 106 | 21.2057 | 134.07 | 143.1 | 138.41 | 152.75 | 160.72 | 155.1
264 | 5 | 52 | 66240.6911 | 13855.6725 | 7579.5452 | 5394.8996 | 4127.8793 | 2187.3375 | 2166.0285 | 1277.85 | 98.32 | 118.99 | 127 | 19.2324 | 129.85 | 137.99 | 134.51 | 151.75 | 159.92 | 154.91
265 | 5 | 53 | 65939.311 | 14632.5397 | 7364.6406 | 5379.3765 | 4104.4067 | 2453.8988 | 2184.5771 | 1307.2811 | 125.83 | 164.82 | 146 | 46.9242 | 191.87 | 210.02 | 187.84 | 147.84 | 143.66 | 146.73
266 | 6 | 1 | 66161.8043 | 12933.2821 | 7516.4408 | 5399.6675 | 4159.9852 | 2188.9854 | 1828.6924 | 1277.85 | 100.93 | 122.19 | 114 | 21.9896 | 138.14 | 144.02 | 144.01 | 150.71 | 158.16 | 153.64
267 | 6 | 2 | 65738.4134 | 13130.2464 | 7451.2324 | 5337.4213 | 4107.6049 | 2374.9656 | 1745.5619 | 1307.2811 | 100.42 | 122.81 | 148 | 22.706 | 140.52 | 145.35 | 146.76 | 151.61 | 159.75 | 154.68
268 | 6 | 3 | 66100.8692 | 13690.8394 | 7460.934 | 5370.1318 | 4119.6451 | 2374.9656 | 2184.5771 | 1307.2811 | 120.14 | 150.85 | 175 | 41.3989 | 177.12 | 186.76 | 182.34 | 142 | 145.57 | 146.16
269 | 6 | 4 | 65815.2678 | 13544 | 7389.3492 | 5278.8157 | 4090.1218 | 2279.1474 | 1929.1194 | 1277.85 | 105.5 | 127.72 | 94 | 26.9436 | 145.47 | 151.35 | 150.55 | 145.99 | 152.88 | 148.84
270 | 6 | 5 | 65781.5396 | 13130.2464 | 7435.7554 | 5318.7596 | 4132.4663 | 2188.9854 | 1703.2175 | 1277.85 | 101.17 | 119.38 | 144 | 23.8746 | 130.65 | 134.93 | 136.8 | 143.04 | 144.19 | 146.46
271 | 6 | 6 | 66534.4152 | 13262.97 | 7528.1679 | 5422.9128 | 4150.9363 | 2188.9854 | 2166.0285 | 1277.85 | 98.45 | 116.86 | 118 | 19.4634 | 129.92 | 135.46 | 135.7 | 149.91 | 156.41 | 153.38
272 | 6 | 7 | 66844.9435 | 13130.2464 | 7671.0966 | 5516.2913 | 4222.3979 | 2374.9656 | 1903.1863 | 1307.2811 | 103.8 | 122.98 | 122 | 22.641 | 138.59 | 142.35 | 143.63 | 148.56 | 152.67 | 151.34
273 | 6 | 8 | 66319.7444 | 13544 | 7548.8021 | 5416.3574 | 4153.8076 | 2374.9656 | 1929.1194 | 1307.2811 | 101.04 | 121.79 | 143 | 21.5256 | 137.31 | 141.58 | 143.77 | 149.54 | 158.02 | 153.39
274 | 6 | 9 | 66683.1923 | 13485.8805 | 7588.7805 | 5459.6839 | 4184.1866 | 2374.9656 | 1936.0118 | 1307.2811 | 114.43 | 138.7 | 147 | 32.9981 | 157.1 | 166.21 | 162.38 | 140.88 | 144.84 | 144.71
275 | 6 | 10 | 66073.8812 | 13690.8394 | 7491.8685 | 5334.5971 | 4117.0185 | 2374.9656 | 2184.5771 | 1307.2811 | 92.54 | 109.76 | 96 | 14.1078 | 121.51 | 126.99 | 125.98 | 155.38 | 164.96 | 157.18
276 | 6 | 11 | 65671.8456 | 13855.6725 | 7399.4359 | 5295.1446 | 4125.5748 | 2279.1474 | 2184.5771 | 1277.85 | 107.04 | 132.74 | 125 | 29.4138 | 152.32 | 160.4 | 156.03 | 148.93 | 153.27 | 151.25
277 | 6 | 12 | 66231.5132 | 13130.2464 | 7505.0432 | 5377.5338 | 4149.2805 | 2188.9854 | 1929.1194 | 1277.85 | 98.15 | 116.51 | 150 | 18.575 | 130.25 | 134.58 | 136.08 | 150.94 | 158.93 | 154.14
278 | 6 | 13 | 66602.7841 | 13544 | 7583.0257 | 5423.8121 | 4174.8976 | 2374.9656 | 1843.8002 | 1307.2811 | 113.68 | 140.79 | 165 | 32.3651 | 163.5 | 171.69 | 168.62 | 148.93 | 153.73 | 153.13
279 | 6 | 14 | 65036.1584 | 12778.684 | 7294.8483 | 5199.9505 | 4036.3404 | 2374.9656 | 1929.1194 | 1307.2811 | 90.32 | 109.17 | 98 | 16.4369 | 125.1 | 128.12 | 131.37 | 154.76 | 164.78 | 156.52
280 | 6 | 15 | 66432.1545 | 13544 | 7525.4219 | 5384.4022 | 4170.5605 | 2374.9656 | 1745.5619 | 1307.2811 | 102.38 | 121.95 | 158 | 21.7883 | 138.57 | 141.79 | 143.27 | 150.56 | 156.87 | 152.66
281 | 6 | 16 | 66353.8502 | 13544 | 7532.4794 | 5405.7603 | 4140.8658 | 2374.9656 | 1929.1194 | 1307.2811 | 113.93 | 142.32 | 138 | 34.5449 | 162.21 | 172.24 | 167.1 | 147.31 | 151.27 | 150.65
282 | 6 | 17 | 66253.7204 | 13262.97 | 7509.6363 | 5363.5991 | 4121.8737 | 2374.9656 | 1745.5619 | 1307.2811 | 98.02 | 117.22 | 142 | 18.7761 | 130.43 | 136.25 | 135.76 | 151.23 | 159.52 | 154.15
283 | 6 | 18 | 65721.3167 | 12983.6721 | 7391.3769 | 5289.5096 | 4089.058 | 2374.9656 | 1929.1194 | 1307.2811 | 96.43 | 114.91 | 94 | 19.4588 | 130 | 135.16 | 135.27 | 151.6 | 157.95 | 153.63
284 | 6 | 19 | 65598.2349 | 13544 | 7383.9821 | 5282.6198 | 4072.2658 | 2279.1474 | 1903.1863 | 1277.85 | 101.41 | 124.04 | 123 | 24.4432 | 137.07 | 145.84 | 142.3 | 148.43 | 155.11 | 152.07
285 | 6 | 20 | 65687.8143 | 13126.1105 | 7463.5561 | 5312.858 | 4106.7508 | 2374.9656 | 1929.1194 | 1307.2811 | 103.4 | 128.08 | 118 | 26.4848 | 150.55 | 155.06 | 157.05 | 150.24 | 159.02 | 153.46
286 | 6 | 21 | 66617.8376 | 13021.4228 | 7575.9015 | 5460.8127 | 4159.104 | 2374.9656 | 2166.0285 | 1307.2811 | 110.97 | 135.81 | 128 | 30.6635 | 149.72 | 162.79 | 154.71 | 142.5 | 147.79 | 146.67
287 | 6 | 22 | 65994.9348 | 13126.1105 | 7465.4676 | 5331.4295 | 4111.2627 | 2374.9656 | 1929.1194 | 1307.2811 | 93.77 | 111.72 | 150 | 15.5491 | 123.91 | 128.23 | 129.3 | 153.76 | 163.16 | 156.14
288 | 6 | 23 | 66154.4612 | 13262.97 | 7475.7829 | 5378.251 | 4144.9453 | 2188.9854 | 1929.1194 | 1277.85 | 104.57 | 125.07 | 142 | 25.9844 | 139.99 | 144.94 | 144.98 | 144.85 | 147.26 | 147.63
289 | 6 | 24 | 65635.8142 | 13544 | 7397.5669 | 5287.7358 | 4085.1951 | 2279.1474 | 1929.1194 | 1262.8837 | 95.74 | 113.46 | 97 | 20.0956 | 124.72 | 129.48 | 129.97 | 149.83 | 152.42 | 152.39
290 | 6 | 25 | 65352.7344 | 13130.2464 | 7373.221 | 5252.8632 | 4080.9398 | 2374.9656 | 1745.5619 | 1307.2811 | 103.13 | 126.78 | 106 | 27.349 | 146.58 | 151.86 | 153.35 | 148.37 | 154.73 | 152.01
291 | 6 | 26 | 65519.1198 | 12933.2821 | 7369.4099 | 5266.1443 | 4067.7743 | 2374.9656 | 1903.1863 | 1307.2811 | 100.83 | 122.85 | 116 | 24.4506 | 143.3 | 147.36 | 149.35 | 150.32 | 157.33 | 152.76
292 | 6 | 27 | 65833.5838 | 12933.2821 | 7421.0636 | 5305.6298 | 4106.4398 | 2374.9656 | 1745.5619 | 1307.2811 | 100.28 | 121.98 | 116 | 23.1441 | 141.37 | 144.37 | 147.98 | 150.28 | 158.57 | 153.56
293 | 6 | 28 | 66724.7186 | 13544 | 7612.6117 | 5505.6625 | 4181.8871 | 2279.1474 | 1929.1194 | 1277.85 | 112.51 | 139.39 | 135 | 30.718 | 158.15 | 167.25 | 161.92 | 150.29 | 153.37 | 153.09
294 | 6 | 29 | 65980.2257 | 13855.6725 | 7479.9871 | 5365.7916 | 4112.5537 | 2374.9656 | 2166.0285 | 1307.2811 | 108.24 | 135.05 | 111 | 29.5997 | 155.96 | 163 | 159.75 | 149.95 | 154.49 | 152.1
295 | 6 | 30 | 66011.6981 | 12983.6721 | 7417.9456 | 5351.686 | 4131.6402 | 2144.1502 | 1929.1194 | 1217.7708 | 92.99 | 109.43 | 119 | 14.7051 | 116.86 | 123.98 | 123.2 | 151.11 | 158.92 | 154.91
296 | 6 | 31 | 65946.6962 | 13021.4228 | 7422.4914 | 5332.5428 | 4117.9965 | 2374.9656 | 2166.0285 | 1307.2811 | 102.6 | 123.11 | 118 | 24.3512 | 134.44 | 144.72 | 140.14 | 145.95 | 150.99 | 149.83
297 | 6 | 32 | 65600.8735 | 13690.8394 | 7374.9167 | 5279.7623 | 4073.9902 | 2191.0204 | 2184.5771 | 1277.85 | 106.31 | 132.58 | 101 | 30.3137 | 150.66 | 162.48 | 155.62 | 148.8 | 153.01 | 151.98
298 | 6 | 33 | 65468.5461 | 12933.2821 | 7338.3323 | 5251.5903 | 4043.2475 | 2102.3036 | 1929.1194 | 1206.2368 | 86.64 | 99.35 | 69 | 11.7048 | 106.73 | 109.62 | 112.17 | 151 | 157.98 | 152.61
299 | 6 | 34 | 66076.1492 | 13130.2464 | 7466.1383 | 5361.5367 | 4128.17 | 2188.9854 | 1929.1194 | 1277.85 | 106.94 | 128.42 | 104 | 28.1775 | 141.49 | 149.34 | 147.87 | 143.98 | 144.7 | 148.9
300 | 6 | 35 | 65419.7368 | 13855.6725 | 7366.7844 | 5273.0469 | 4076.4504 | 2188.9854 | 1903.1863 | 1277.85 | 98.33 | 118.95 | 104 | 21.8755 | 135.46 | 140.56 | 142.01 | 149.67 | 156.91 | 153.05
301 | 6 | 36 | 66305.6668 | 13485.8805 | 7568.3361 | 5428.2526 | 4138.5024 | 2188.9854 | 1936.0118 | 1277.85 | 122.69 | 156.79 | 151 | 43.1894 | 178.37 | 192.51 | 183.24 | 144.04 | 146.2 | 148.22
302 | 6 | 37 | 65560.138 | 13690.8394 | 7379.2058 | 5269.1789 | 4059.4917 | 2374.9656 | 2184.5771 | 1307.2811 | 101.46 | 125.65 | 111 | 24.2375 | 143.85 | 153.06 | 147.78 | 152.91 | 162.58 | 154.87
303 | 6 | 38 | 65125.4125 | 12933.2821 | 7312.8611 | 5239.3105 | 4055.8278 | 2188.9854 | 1929.1194 | 1277.85 | 90.87 | 108.46 | 85 | 15.2065 | 122.32 | 125.72 | 129.19 | 153.84 | 164.22 | 156.51
304 | 6 | 39 | 65884.1043 | 13262.97 | 7436.1115 | 5340.3703 | 4091.7789 | 2374.9656 | 1929.1194 | 1307.2811 | 99.76 | 121.41 | 114 | 21.8913 | 137.42 | 142.67 | 143.21 | 150.65 | 159.36 | 153.75
305 | 6 | 40 | 66108.0541 | 13855.6725 | 7479.115 | 5382.0438 | 4119.6204 | 2188.9854 | 1903.1863 | 1277.85 | 105.55 | 129.78 | 135 | 26.8322 | 146.81 | 154.42 | 152.4 | 148.69 | 155.73 | 152.79
306 | 6 | 41 | 66471.4381 | 13130.2464 | 7533.1906 | 5418.0414 | 4169.1658 | 2188.9854 | 1929.1194 | 1277.85 | 116.18 | 145.6 | 150 | 36.0334 | 169.1 | 177.57 | 171.32 | 146.32 | 151.05 | 147.59
307 | 6 | 42 | 65379.6008 | 13126.1105 | 7350.7933 | 5266.8514 | 4073.4626 | 2188.9854 | 1929.1194 | 1277.85 | 98.07 | 118.43 | 118 | 21.1235 | 133.33 | 138.97 | 139.2 | 150.15 | 157.31 | 153.25
308 | 6 | 43 | 66187.7042 | 13262.97 | 7522.7026 | 5397.539 | 4113.5359 | 2374.9656 | 2166.0285 | 1307.2811 | 139.95 | 184.4 | 158 | 60.1702 | 210.33 | 235.4 | 210.79 | 138.14 | 130.72 | 141.27
309 | 6 | 44 | 65409.8873 | 13690.8394 | 7303.2972 | 5234.4531 | 4045.9644 | 2374.9656 | 2184.5771 | 1307.2811 | 98.43 | 120.1 | 67 | 22.2678 | 134.87 | 144.67 | 139.94 | 151.82 | 158.52 | 154.8
310 | 6 | 45 | 66037.5846 | 13544 | 7447.7707 | 5346.482 | 4097.1642 | 2374.9656 | 1903.1863 | 1307.2811 | 105.15 | 128.33 | 128 | 26.6113 | 141.56 | 152.43 | 146.08 | 145.93 | 150.87 | 149.62
311 | 6 | 46 | 65715.3355 | 13485.8805 | 7386.6443 | 5305.5334 | 4103.5379 | 2374.9656 | 1936.0118 | 1307.2811 | 99.75 | 120.8 | 90 | 22.5792 | 136.14 | 142.14 | 141.38 | 151 | 155.43 | 153.34
312 | 6 | 47 | 66474.4112 | 13690.8394 | 7525.7143 | 5449.1828 | 4116.843 | 2191.0204 | 2184.5771 | 1206.2368 | 132.74 | 170.76 | 198 | 51.218 | 194.79 | 213.05 | 198.46 | 140.14 | 138.23 | 145.46
313 | 6 | 48 | 66347.0372 | 13855.6725 | 7537.3575 | 5450.3215 | 4140.3928 | 2374.9656 | 2184.5771 | 1307.2811 | 134.86 | 176.24 | 201 | 53.7386 | 205 | 223.93 | 209.57 | 141.7 | 142.41 | 147.49
314 | 6 | 49 | 66616.4155 | 13690.8394 | 7557.9601 | 5508.7672 | 4157.4195 | 2374.9656 | 2184.5771 | 1307.2811 | 147.27 | 195.04 | 186 | 66.2738 | 229.26 | 250.44 | 231.94 | 134.62 | 131.49 | 140.1
315 | 6 | 50 | 65752.2957 | 14632.5397 | 7420.9643 | 5349.1876 | 4076.6154 | 2453.8988 | 2184.5771 | 1258.424 | 115.59 | 147.04 | 137 | 36.7748 | 167.01 | 181.97 | 168.04 | 149.02 | 149.3 | 150.69
316 | 6 | 51 | 65820.3226 | 13690.8394 | 7447.9614 | 5346.7824 | 4094.0195 | 2191.0204 | 2184.5771 | 1277.85 | 99.26 | 120.03 | 97 | 22.028 | 134.78 | 141.54 | 140.08 | 150.09 | 156.44 | 153.03
317 | 6 | 52 | 66240.6911 | 13855.6725 | 7579.5452 | 5394.8996 | 4127.8793 | 2187.3375 | 2166.0285 | 1277.85 | 105.25 | 128.71 | 109 | 26.0481 | 144.96 | 153.41 | 151.29 | 148.91 | 154.92 | 153.47
318 | 6 | 53 | 65939.311 | 14632.5397 | 7364.6406 | 5379.3765 | 4104.4067 | 2453.8988 | 2184.5771 | 1307.2811 | 120.61 | 152.76 | 137 | 41.6776 | 175.68 | 188.08 | 176.21 | 143.44 | 140.06 | 145.23
319 | 7 | 1 | 66161.8043 | 12933.2821 | 7516.4408 | 5399.6675 | 4159.9852 | 2188.9854 | 1828.6924 | 1277.85 | 105.38 | 127.57 | 138 | 26.9264 | 142.14 | 150.33 | 147.97 | 145.93 | 148.93 | 149.82
320 | 7 | 2 | 65738.4134 | 13130.2464 | 7451.2324 | 5337.4213 | 4107.6049 | 2374.9656 | 1745.5619 | 1307.2811 | 102.04 | 125.99 | 174 | 24.8415 | 144.37 | 151 | 152.98 | 149.6 | 158.26 | 155.21
321 | 7 | 3 | 66100.8692 | 13690.8394 | 7460.934 | 5370.1318 | 4119.6451 | 2374.9656 | 2184.5771 | 1307.2811 | 100.87 | 122.76 | 155 | 22.8416 | 138.73 | 145.61 | 144.05 | 150.39 | 159.2 | 153.34
322 | 7 | 4 | 65815.2678 | 13544 | 7389.3492 | 5278.8157 | 4090.1218 | 2279.1474 | 1929.1194 | 1277.85 | 84.81 | 96.59 | 83 | 6.9785 | 103.09 | 105.88 | 108.28 | 155.75 | 165.99 | 157.21
323 | 7 | 5 | 65781.5396 | 13130.2464 | 7435.7554 | 5318.7596 | 4132.4663 | 2188.9854 | 1703.2175 | 1277.85 | 101.97 | 124.88 | 104 | 25.3779 | 144.69 | 148.74 | 149.52 | 150.08 | 156.54 | 151.77
324 | 7 | 6 | 66534.4152 | 13262.97 | 7528.1679 | 5422.9128 | 4150.9363 | 2188.9854 | 2166.0285 | 1277.85 | 98.34 | 117.68 | 104 | 19.9389 | 129.35 | 137.11 | 135.69 | 149.11 | 157 | 153.24
325 | 7 | 7 | 66844.9435 | 13130.2464 | 7671.0966 | 5516.2913 | 4222.3979 | 2374.9656 | 1903.1863 | 1307.2811 | 103.59 | 124.88 | 130 | 22.7441 | 140.68 | 146.64 | 147.34 | 148.7 | 157.46 | 153.17
326 | 7 | 8 | 66319.7444 | 13544 | 7548.8021 | 5416.3574 | 4153.8076 | 2374.9656 | 1929.1194 | 1307.2811 | 105.45 | 129.9 | 133 | 26.1881 | 147.75 | 154.56 | 153.52 | 149.67 | 156.54 | 153.54
327 | 7 | 9 | 66683.1923 | 13485.8805 | 7588.7805 | 5459.6839 | 4184.1866 | 2374.9656 | 1936.0118 | 1307.2811 | 104.64 | 125.14 | 141 | 24.0062 | 139.33 | 145.85 | 147.03 | 145.21 | 151.08 | 150.85
328 | 7 | 10 | 66073.8812 | 13690.8394 | 7491.8685 | 5334.5971 | 4117.0185 | 2374.9656 | 2184.5771 | 1307.2811 | 96.97 | 116.13 | 107 | 18.8112 | 129.32 | 136.7 | 133.11 | 152.43 | 159.17 | 154.13
329 | 7 | 11 | 65671.8456 | 13855.6725 | 7399.4359 | 5295.1446 | 4125.5748 | 2279.1474 | 2184.5771 | 1277.85 | 119.03 | 152.16 | 127 | 41.6535 | 174.89 | 192.47 | 177.37 | 145.08 | 147.42 | 147.93
330 | 7 | 12 | 66231.5132 | 13130.2464 | 7505.0432 | 5377.5338 | 4149.2805 | 2188.9854 | 1929.1194 | 1277.85 | 99.91 | 120.58 | 133 | 20.8863 | 137.11 | 141.25 | 142.55 | 151.14 | 161.28 | 153.73
331 | 7 | 13 | 66602.7841 | 13544 | 7583.0257 | 5423.8121 | 4174.8976 | 2374.9656 | 1843.8002 | 1307.2811 | 101.05 | 122.16 | 131 | 20.3858 | 137.44 | 142.77 | 142.91 | 152.79 | 161.4 | 156.19
332 | 7 | 14 | 65036.1584 | 12778.684 | 7294.8483 | 5199.9505 | 4036.3404 | 2374.9656 | 1929.1194 | 1307.2811 | 91.41 | 110.47 | 98 | 18.0451 | 124.93 | 128.27 | 131.03 | 152.41 | 161.01 | 154.3
333 | 7 | 15 | 66432.1545 | 13544 | 7525.4219 | 5384.4022 | 4170.5605 | 2374.9656 | 1745.5619 | 1307.2811 | 94.58 | 110.79 | 103 | 14.6748 | 123.71 | 126.23 | 129.21 | 153.32 | 161.67 | 155.59
334 | 7 | 16 | 66353.8502 | 13544 | 7532.4794 | 5405.7603 | 4140.8658 | 2374.9656 | 1929.1194 | 1307.2811 | 106.65 | 130.69 | 140 | 27.8127 | 145.57 | 153.85 | 151.45 | 148.18 | 151.63 | 152.3
335 | 7 | 17 | 66253.7204 | 13262.97 | 7509.6363 | 5363.5991 | 4121.8737 | 2374.9656 | 1745.5619 | 1307.2811 | 103.87 | 127.88 | 134 | 25.0863 | 145.67 | 154.05 | 150.46 | 150.12 | 158.33 | 152.88
336 | 7 | 18 | 65721.3167 | 12983.6721 | 7391.3769 | 5289.5096 | 4089.058 | 2374.9656 | 1929.1194 | 1307.2811 | 88.58 | 103.66 | 95 | 11.9405 | 113.56 | 117.72 | 119.26 | 154.25 | 163.03 | 156.13
337 | 7 | 19 | 65598.2349 | 13544 | 7383.9821 | 5282.6198 | 4072.2658 | 2279.1474 | 1903.1863 | 1277.85 | 91.45 | 109.3 | 104 | 14.8857 | 119.78 | 125.01 | 125.23 | 153.89 | 164.34 | 156.42
338 | 7 | 20 | 65687.8143 | 13126.1105 | 7463.5561 | 5312.858 | 4106.7508 | 2374.9656 | 1929.1194 | 1307.2811 | 84.39 | 98.25 | 104 | 7.8008 | 106.12 | 109.67 | 112.23 | 156.58 | 167.22 | 158.93
339 | 7 | 21 | 66617.8376 | 13021.4228 | 7575.9015 | 5460.8127 | 4159.104 | 2374.9656 | 2166.0285 | 1307.2811 | 109.7 | 134.83 | 125 | 29.9633 | 149.12 | 162.36 | 154.48 | 144.21 | 149.71 | 148.71
340 | 7 | 22 | 65994.9348 | 13126.1105 | 7465.4676 | 5331.4295 | 4111.2627 | 2374.9656 | 1929.1194 | 1307.2811 | 94.49 | 112.92 | 131 | 16.6355 | 124.45 | 130.1 | 130.61 | 152.15 | 160.89 | 155.63
341 | 7 | 23 | 66154.4612 | 13262.97 | 7475.7829 | 5378.251 | 4144.9453 | 2188.9854 | 1929.1194 | 1277.85 | 97.19 | 115.9 | 109 | 19.0907 | 127.9 | 133.7 | 134.74 | 149.39 | 155.95 | 153.59
342 | 7 | 24 | 65635.8142 | 13544 | 7397.5669 | 5287.7358 | 4085.1951 | 2279.1474 | 1929.1194 | 1262.8837 | 86.8 | 100.63 | 95 | 11.3156 | 109.2 | 112.13 | 113.97 | 154.15 | 161.83 | 155.41
343 | 7 | 25 | 65352.7344 | 13130.2464 | 7373.221 | 5252.8632 | 4080.9398 | 2374.9656 | 1745.5619 | 1307.2811 | 89.4 | 105.16 | 94 | 13.8551 | 114.3 | 118.57 | 119.64 | 152.1 | 159.66 | 153.98
344 | 7 | 26 | 65519.1198 | 12933.2821 | 7369.4099 | 5266.1443 | 4067.7743 | 2374.9656 | 1903.1863 | 1307.2811 | 101.12 | 123.09 | 107 | 24.8815 | 142.03 | 146.27 | 148.04 | 148.28 | 154.63 | 151.2
345 | 7 | 27 | 65833.5838 | 12933.2821 | 7421.0636 | 5305.6298 | 4106.4398 | 2374.9656 | 1745.5619 | 1307.2811 | 87.51 | 102.47 | 95 | 10.9384 | 112.96 | 115.54 | 119.23 | 155.27 | 165.28 | 157.6
346 | 7 | 28 | 66724.7186 | 13544 | 7612.6117 | 5505.6625 | 4181.8871 | 2279.1474 | 1929.1194 | 1277.85 | 117.07 | 147.31 | 148 | 35.5046 | 166.97 | 178.99 | 173 | 147.14 | 151.66 | 152.65
347 | 7 | 29 | 65980.2257 | 13855.6725 | 7479.9871 | 5365.7916 | 4112.5537 | 2374.9656 | 2166.0285 | 1307.2811 | 110.44 | 139.78 | 144 | 32.1441 | 164.26 | 176.03 | 166.5 | 152.77 | 159.86 | 153.3
348 | 7 | 30 | 66011.6981 | 12983.6721 | 7417.9456 | 5351.686 | 4131.6402 | 2144.1502 | 1929.1194 | 1217.7708 | 101.63 | 122.58 | 99 | 23.9643 | 130.62 | 142.11 | 139.42 | 143.51 | 148.3 | 151.4
349 | 7 | 31 | 65946.6962 | 13021.4228 | 7422.4914 | 5332.5428 | 4117.9965 | 2374.9656 | 2166.0285 | 1307.2811 | 96.79 | 116.11 | 78 | 19.3487 | 128.15 | 139.71 | 130.9 | 153.26 | 162.3 | 153.48
350 | 7 | 32 | 65600.8735 | 13690.8394 | 7374.9167 | 5279.7623 | 4073.9902 | 2191.0204 | 2184.5771 | 1277.85 | 102.3 | 126.04 | 101 | 26.624 | 141.18 | 152.06 | 145.37 | 149.43 | 154.03 | 151.88
351 | 7 | 33 | 65468.5461 | 12933.2821 | 7338.3323 | 5251.5903 | 4043.2475 | 2102.3036 | 1929.1194 | 1206.2368 | 78.93 | 89.17 | 57 | 4.8114 | 93.11 | 95.57 | 99.5 | 155.71 | 164.99 | 157.88
352 | 7 | 34 | 66076.1492 | 13130.2464 | 7466.1383 | 5361.5367 | 4128.17 | 2188.9854 | 1929.1194 | 1277.85 | 92.98 | 109 | 89 | 14.9217 | 118.98 | 123.12 | 125.61 | 150.69 | 158.8 | 154.24
353 | 7 | 35 | 65419.7368 | 13855.6725 | 7366.7844 | 5273.0469 | 4076.4504 | 2188.9854 | 1903.1863 | 1277.85 | 97.3 | 118.98 | 108 | 21.3575 | 135.84 | 142.03 | 140.45 | 151.94 | 160.3 | 153.51
354 | 7 | 36 | 66305.6668 | 13485.8805 | 7568.3361 | 5428.2526 | 4138.5024 | 2188.9854 | 1936.0118 | 1277.85 | 102.75 | 125.62 | 138 | 23.8653 | 139.12 | 147.23 | 144.78 | 150.12 | 157.02 | 154.34
355 | 7 | 37 | 65560.138 | 13690.8394 | 7379.2058 | 5269.1789 | 4059.4917 | 2374.9656 | 2184.5771 | 1307.2811 | 102.28 | 127.93 | 118 | 25.7505 | 143.75 | 157.23 | 148.19 | 152.2 | 160.36 | 155.57
356 | 7 | 38 | 65125.4125 | 12933.2821 | 7312.8611 | 5239.3105 | 4055.8278 | 2188.9854 | 1929.1194 | 1277.85 | 90.57 | 107.16 | 95 | 15.5318 | 117.85 | 122.36 | 125.06 | 151.19 | 158.87 | 154.7
357 | 7 | 39 | 65884.1043 | 13262.97 | 7436.1115 | 5340.3703 | 4091.7789 | 2374.9656 | 1929.1194 | 1307.2811 | 100 | 122.75 | 107 | 22.5688 | 138.04 | 145.75 | 143.56 | 151.29 | 158.23 | 154.61
358 | 7 | 40 | 66108.0541 | 13855.6725 | 7479.115 | 5382.0438 | 4119.6204 | 2188.9854 | 1903.1863 | 1277.85 | 93.81 | 112.18 | 123 | 15.6421 | 122.75 | 128.91 | 128.53 | 153.31 | 162.2 | 156.93
359 | 7 | 41 | 66471.4381 | 13130.2464 | 7533.1906 | 5418.0414 | 4169.1658 | 2188.9854 | 1929.1194 | 1277.85 | 99.04 | 118.46 | 134 | 18.955 | 132.58 | 137.28 | 136.4 | 152.67 | 160.04 | 154.07
360 | 7 | 42 | 65379.6008 | 13126.1105 | 7350.7933 | 5266.8514 | 4073.4626 | 2188.9854 | 1929.1194 | 1277.85 | 91.12 | 107.91 | 113 | 14.7637 | 118.32 | 122.65 | 124.16 | 152.9 | 160.9 | 155.48
361 | 7 | 43 | 66187.7042 | 13262.97 | 7522.7026 | 5397.539 | 4113.5359 | 2374.9656 | 2166.0285 | 1307.2811 | 125.3 | 162.9 | 153 | 45.8434 | 182.73 | 204.59 | 186.56 | 143.32 | 142.4 | 148.71
362 | 7 | 44 | 65409.8873 | 13690.8394 | 7303.2972 | 5234.4531 | 4045.9644 | 2374.9656 | 2184.5771 | 1307.2811 | 92.63 | 110.65 | 74 | 17.2988 | 119.94 | 129.04 | 126.07 | 151.66 | 157.79 | 155.63
363 | 7 | 45 | 66037.5846 | 13544 | 7447.7707 | 5346.482 | 4097.1642 | 2374.9656 | 1903.1863 | 1307.2811 | 108.14 | 133.03 | 113 | 29.9028 | 146.5 | 158.77 | 151.71 | 144.03 | 147.01 | 149
364 | 7 | 46 | 65715.3355 | 13485.8805 | 7386.6443 | 5305.5334 | 4103.5379 | 2374.9656 | 1936.0118 | 1307.2811 | 95.2 | 114.04 | 93 | 18.5403 | 126.05 | 131.93 | 131.18 | 152.07 | 157.41 | 154.15
365 | 7 | 47 | 66474.4112 | 13690.8394 | 7525.7143 | 5449.1828 | 4116.843 | 2191.0204 | 2184.5771 | 1206.2368 | 117.46 | 148.4 | 165 | 36.721 | 168.32 | 182.36 | 173.01 | 147.24 | 151.71 | 151.94
366 | 7 | 48 | 66347.0372 | 13855.6725 | 7537.3575 | 5450.3215 | 4140.3928 | 2374.9656 | 2184.5771 | 1307.2811 | 128.1 | 166.65 | 166 | 48.0087 | 193.12 | 209.62 | 199.46 | 144.45 | 147.53 | 151.06
367 | 7 | 49 | 66616.4155 | 13690.8394 | 7557.9601 | 5508.7672 | 4157.4195 | 2374.9656 | 2184.5771 | 1307.2811 | 132.76 | 174.76 | 180 | 51.8634 | 201.66 | 223.02 | 200.91 | 146.06 | 144.83 | 148.18
368 | 7 | 50 | 65752.2957 | 14632.5397 | 7420.9643 | 5349.1876 | 4076.6154 | 2453.8988 | 2184.5771 | 1258.424 | 114.98 | 147.56 | 137 | 36.7207 | 169.01 | 182.86 | 169.63 | 149.26 | 152.82 | 150.05
369 | 7 | 51 | 65820.3226 | 13690.8394 | 7447.9614 | 5346.7824 | 4094.0195 | 2191.0204 | 2184.5771 | 1277.85 | 92.45 | 110.37 | 84 | 15.7466 | 121.22 | 126.86 | 127.66 | 152.89 | 161.42 | 156.47
370 | 7 | 52 | 66240.6911 | 13855.6725 | 7579.5452 | 5394.8996 | 4127.8793 | 2187.3375 | 2166.0285 | 1277.85 | 102.35 | 125.54 | 104 | 22.9692 | 138.88 | 150.82 | 142.68 | 152.35 | 160.22 | 155.01
371 | 7 | 53 | 65939.311 | 14632.5397 | 7364.6406 | 5379.3765 | 4104.4067 | 2453.8988 | 2184.5771 | 1307.2811 | 113.82 | 145.01 | 132 | 35.0138 | 165.51 | 179.44 | 162.73 | 150.78 | 149.63 | 149.12
372 | 8 | 1 | 66161.8043 | 12933.2821 | 7516.4408 | 5399.6675 | 4159.9852 | 2188.9854 | 1828.6924 | 1277.85 | 103.6 | 126.26 | 131 | 24.6389 | 141.77 | 149.06 | 147.28 | 149.53 | 156.1 | 152.9
373 | 8 | 2 | 65738.4134 | 13130.2464 | 7451.2324 | 5337.4213 | 4107.6049 | 2374.9656 | 1745.5619 | 1307.2811 | 94.5 | 114.76 | 167 | 16.8171 | 129.53 | 134.41 | 135.2 | 155.56 | 165.67 | 157.88
374 | 8 | 3 | 66100.8692 | 13690.8394 | 7460.934 | 5370.1318 | 4119.6451 | 2374.9656 | 2184.5771 | 1307.2811 | 104.74 | 130.55 | 143 | 26.6963 | 150.55 | 159.25 | 155.24 | 153.02 | 161.46 | 155.61
375 | 8 | 4 | 65815.2678 | 13544 | 7389.3492 | 5278.8157 | 4090.1218 | 2279.1474 | 1929.1194 | 1277.85 | 86.43 | 99.53 | 82 | 8.0132 | 107.68 | 110.6 | 112.83 | 156.72 | 168.19 | 158.18
376 | 8 | 5 | 65781.5396 | 13130.2464 | 7435.7554 | 5318.7596 | 4132.4663 | 2188.9854 | 1703.2175 | 1277.85 | 93.84 | 112.58 | 136 | 16.5249 | 126.45 | 130.63 | 131.46 | 153.63 | 163.82 | 155.07
377 | 8 | 6 | 66534.4152 | 13262.97 | 7528.1679 | 5422.9128 | 4150.9363 | 2188.9854 | 2166.0285 | 1277.85 | 108.54 | 133.15 | 134 | 29.3475 | 151.54 | 159.92 | 155.94 | 145.95 | 154.25 | 148.71
378 | 8 | 7 | 66844.9435 | 13130.2464 | 7671.0966 | 5516.2913 | 4222.3979 | 2374.9656 | 1903.1863 | 1307.2811 | 102.51 | 122.89 | 123 | 20.5229 | 137.41 | 143.61 | 143.03 | 150.39 | 160.02 | 153.88
379 | 8 | 8 | 66319.7444 | 13544 | 7548.8021 | 5416.3574 | 4153.8076 | 2374.9656 | 1929.1194 | 1307.2811 | 104.15 | 127.87 | 129 | 24.8885 | 145.65 | 151.65 | 149.99 | 151.24 | 159.78 | 153.57
380 | 8 | 9 | 66683.1923 | 13485.8805 | 7588.7805 | 5459.6839 | 4184.1866 | 2374.9656 | 1936.0118 | 1307.2811 | 104.94 | 125.64 | 138 | 23.6293 | 142.61 | 147.51 | 149.51 | 147.29 | 154.37 | 151.73
381 | 8 | 10 | 66073.8812 | 13690.8394 | 7491.8685 | 5334.5971 | 4117.0185 | 2374.9656 | 2184.5771 | 1307.2811 | 96.92 | 116.09 | 111 | 18.1042 | 129.4 | 135.89 | 133.94 | 153.75 | 161.5 | 156.06
382 | 8 | 11 | 65671.8456 | 13855.6725 | 7399.4359 | 5295.1446 | 4125.5748 | 2279.1474 | 2184.5771 | 1277.85 | 95.9 | 116.26 | 126 | 18.6658 | 129.71 | 136.18 | 134.3 | 153.4 | 162.08 | 155.31
383 | 8 | 12 | 66231.5132 | 13130.2464 | 7505.0432 | 5377.5338 | 4149.2805 | 2188.9854 | 1929.1194 | 1277.85 | 99.97 | 120.4 | 132 | 20.8794 | 136.19 | 141.09 | 141.07 | 151.73 | 160.21 | 154.02
384 | 8 | 13 | 66602.7841 | 13544 | 7583.0257 | 5423.8121 | 4174.8976 | 2374.9656 | 1843.8002 | 1307.2811 | 106.83 | 131.19 | 176 | 24.94 | 150.98 | 157.33 | 156.33 | 152.78 | 161.37 | 156.43
385 | 8 | 14 | 65036.1584 | 12778.684 | 7294.8483 | 5199.9505 | 4036.3404 | 2374.9656 | 1929.1194 | 1307.2811 | 90.97 | 110.23 | 125 | 16.6313 | 125.3 | 127.99 | 131.5 | 154.9 | 164.87 | 156.91
386 | 8 | 15 | 66432.1545 | 13544 | 7525.4219 | 5384.4022 | 4170.5605 | 2374.9656 | 1745.5619 | 1307.2811 | 96.63 | 115.09 | 133 | 16.0198 | 130.05 | 133.24 | 135.14 | 155.23 | 165.58 | 157.36
387 | 8 | 16 | 66353.8502 | 13544 | 7532.4794 | 5405.7603 | 4140.8658 | 2374.9656 | 1929.1194 | 1307.2811 | 105.32 | 130.47 | 120 | 26.1715 | 147.82 | 154.96 | 152.92 | 152.41 | 160.09 | 155.55
388 | 8 | 17 | 66253.7204 | 13262.97 | 7509.6363 | 5363.5991 | 4121.8737 | 2374.9656 | 1745.5619 | 1307.2811 | 101.12 | 122.79 | 120 | 21.774 | 137.75 | 144.77 | 143.14 | 150.88 | 159.17 | 154.29
389 | 8 | 18 | 65721.3167 | 12983.6721 | 7391.3769 | 5289.5096 | 4089.058 | 2374.9656 | 1929.1194 | 1307.2811 | 93.33 | 111.53 | 98 | 16.192 | 125.32 | 130.24 | 130.51 | 155.06 | 163.46 | 156.93
390 | 8 | 19 | 65598.2349 | 13544 | 7383.9821 | 5282.6198 | 4072.2658 | 2279.1474 | 1903.1863 | 1277.85 | 104.9 | 131.56 | 126 | 27.9258 | 150.22 | 158.54 | 155.17 | 151.21 | 162.07 | 154.02
391 | 8 | 20 | 65687.8143 | 13126.1105 | 7463.5561 | 5312.858 | 4106.7508 | 2374.9656 | 1929.1194 | 1307.2811 | 89.66 | 106.82 | 106 | 12.6585 | 118.41 | 122.31 | 124.53 | 155.95 | 166.07 | 158.65
392 | 8 | 21 | 66617.8376 | 13021.4228 | 7575.9015 | 5460.8127 | 4159.104 | 2374.9656 | 2166.0285 | 1307.2811 | 103.45 | 125.58 | 99 | 23.2712 | 138.62 | 148.91 | 143.19 | 149.99 | 157.28 | 152.95
393 | 8 | 22 | 65994.9348 | 13126.1105 | 7465.4676 | 5331.4295 | 4111.2627 | 2374.9656 | 1929.1194 | 1307.2811 | 100.03 | 122.33 | 128 | 22.3918 | 139.83 | 144.47 | 145.29 | 151.9 | 161.11 | 154.5
394 | 8 | 23 | 66154.4612 | 13262.97 | 7475.7829 | 5378.251 | 4144.9453 | 2188.9854 | 1929.1194 | 1277.85 | 92.18 | 108.69 | 133 | 13.624 | 118.88 | 124.41 | 125.65 | 152.94 | 162.63 | 156.57
395 | 8 | 24 | 65635.8142 | 13544 | 7397.5669 | 5287.7358 | 4085.1951 | 2279.1474 | 1929.1194 | 1262.8837 | 92.07 | 109.74 | 98 | 16.4596 | 121.91 | 126.16 | 126.71 | 153.77 | 160.95 | 155.56
396 | 8 | 25 | 65352.7344 | 13130.2464 | 7373.221 | 5252.8632 | 4080.9398 | 2374.9656 | 1745.5619 | 1307.2811 | 100.06 | 123.79 | 100 | 23.9489 | 142.96 | 148.06 | 148.21 | 151.53 | 162.18 | 153.57
397 | 8 | 26 | 65519.1198 | 12933.2821 | 7369.4099 | 5266.1443 | 4067.7743 | 2374.9656 | 1903.1863 | 1307.2811 | 91.87 | 109.54 | 111 | 15.2183 | 123.3 | 126.94 | 129 | 154.7 | 163.62 | 156.73
398 | 8 | 27 | 65833.5838 | 12933.2821 | 7421.0636 | 5305.6298 | 4106.4398 | 2374.9656 | 1745.5619 | 1307.2811 | 91.78 | 109.48 | 126 | 14.5448 | 121.58 | 125.56 | 126.99 | 154.98 | 165.29 | 157.15
399 | 8 | 28 | 66724.7186 | 13544 | 7612.6117 | 5505.6625 | 4181.8871 | 2279.1474 | 1929.1194 | 1277.85 | 122.18 | 155.82 | 171 | 40.2684 | 180.52 | 192.8 | 183.29 | 148.28 | 153.34 | 150.66
400 | 8 | 29 | 65980.2257 | 13855.6725 | 7479.9871 | 5365.7916 | 4112.5537 | 2374.9656 | 2166.0285 | 1307.2811 | 93.45 | 112.42 | 104 | 14.5377 | 124.42 | 130.42 | 128.43 | 157.03 | 164.91 | 158.69
401 | 8 | 30 | 66011.6981 | 12983.6721 | 7417.9456 | 5351.686 | 4131.6402 | 2144.1502 | 1929.1194 | 1217.7708 | 93.2 | 109.73 | 115 | 14.4972 | 117.1 | 123.73 | 123.81 | 151.2 | 159.6 | 155.44
402 | 8 | 31 | 65946.6962 | 13021.4228 | 7422.4914 | 5332.5428 | 4117.9965 | 2374.9656 | 2166.0285 | 1307.2811 | 96.34 | 115.64 | 84 | 18.5494 | 126.02 | 134.8 | 131.04 | 152.01 | 159.22 | 154.76
403 | 8 | 32 | 65600.8735 | 13690.8394 | 7374.9167 | 5279.7623 | 4073.9902 | 2191.0204 | 2184.5771 | 1277.85 | 102.81 | 127.14 | 113 | 27.2035 | 142.84 | 153.49 | 148.45 | 149.18 | 154.18 | 152.76
404 | 8 | 33 | 65468.5461 | 12933.2821 | 7338.3323 | 5251.5903 | 4043.2475 | 2102.3036 | 1929.1194 | 1206.2368 | 79.79 | 91.08 | 52 | 5.3198 | 96.42 | 99.24 | 102.89 | 156.73 | 167.24 | 159.06
405 | 8 | 34 | 66076.1492 | 13130.2464 | 7466.1383 | 5361.5367 | 4128.17 | 2188.9854 | 1929.1194 | 1277.85 | 90.91 | 106.6 | 86 | 12.1502 | 115.93 | 120.1 | 121.53 | 154.29 | 163.74 | 156.97
406 | 8 | 35 | 65419.7368 | 13855.6725 | 7366.7844 | 5273.0469 | 4076.4504 | 2188.9854 | 1903.1863 | 1277.85 | 107.57 | 135.27 | 115 | 31.1227 | 156.09 | 164.57 | 159.91 | 148.65 | 153.66 | 150.77
407 | 8 | 36 | 66305.6668 | 13485.8805 | 7568.3361 | 5428.2526 | 4138.5024 | 2188.9854 | 1936.0118 | 1277.85 | 104.43 | 128.46 | 145 | 24.8665 | 143.01 | 151.23 | 147.74 | 151.84 | 158.41 | 155.04
408 | 8 | 37 | 65560.138 | 13690.8394 | 7379.2058 | 5269.1789 | 4059.4917 | 2374.9656 | 2184.5771 | 1307.2811 | 93.12 | 113.02 | 112 | 16.514 | 126.27 | 133.9 | 130.18 | 156.02 | 166.67 | 157.37
409 | 8 | 38 | 65125.4125 | 12933.2821 | 7312.8611 | 5239.3105 | 4055.8278 | 2188.9854 | 1929.1194 | 1277.85 | 78.58 | 89.06 | 77 | 2.627 | 93.1 | 95.57 | 99.42 | 159.16 | 170.14 | 160.9
410 | 8 | 39 | 65884.1043 | 13262.97 | 7436.1115 | 5340.3703 | 4091.7789 | 2374.9656 | 1929.1194 | 1307.2811 | 97.34 | 117.13 | 121 | 19.3588 | 128.92 | 136.02 | 136.35 | 150.14 | 157.55 | 155.22
411 | 8 | 40 | 66108.0541 | 13855.6725 | 7479.115 | 5382.0438 | 4119.6204 | 2188.9854 | 1903.1863 | 1277.85 | 97.44 | 117.82 | 133 | 18.5922 | 129.9 | 136.73 | 134.77 | 153.06 | 162.03 | 156.16
412 | 8 | 41 | 66471.4381 | 13130.2464 | 7533.1906 | 5418.0414 | 4169.1658 | 2188.9854 | 1929.1194 | 1277.85 | 103.72 | 126.36 | 141 | 23.3019 | 143.99 | 148.75 | 148.11 | 152.13 | 160.59 | 154.17
413 | 8 | 42 | 65379.6008 | 13126.1105 | 7350.7933 | 5266.8514 | 4073.4626 | 2188.9854 | 1929.1194 | 1277.85 | 100.46 | 123.38 | 126 | 23.6122 | 141.71 | 146.53 | 147.05 | 151.31 | 160.59 | 153.82
414 | 8 | 43 | 66187.7042 | 13262.97 | 7522.7026 | 5397.539 | 4113.5359 | 2374.9656 | 2166.0285 | 1307.2811 | 118.43 | 151.81 | 159 | 38.9441 | 172.74 | 188.52 | 175.81 | 147.32 | 151.16 | 150.65
415 | 8 | 44 | 65409.8873 | 13690.8394 | 7303.2972 | 5234.4531 | 4045.9644 | 2374.9656 | 2184.5771 | 1307.2811 | 89.65 | 106.26 | 76 | 13.7159 | 114.97 | 123.11 | 120.66 | 154.52 | 163.05 | 157.63
416 | 8 | 45 | 66037.5846 | 13544 | 7447.7707 | 5346.482 | 4097.1642 | 2374.9656 | 1903.1863 | 1307.2811 | 107.66 | 134.9 | 125 | 29.2978 | 153.04 | 163.21 | 156.09 | 149.93 | 156.88 | 152.13
417 | 8 | 46 | 65715.3355 | 13485.8805 | 7386.6443 | 5305.5334 | 4103.5379 | 2374.9656 | 1936.0118 | 1307.2811 | 91.75 | 108.34 | 97 | 14.216 | 118.49 | 123.25 | 124.46 | 153.76 | 161.17 | 156.48
418 | 8 | 47 | 66474.4112 | 13690.8394 | 7525.7143 | 5449.1828 | 4116.843 | 2191.0204 | 2184.5771 | 1206.2368 | 125.11 | 161.18 | 167 | 43.8972 | 184.52 | 201.92 | 188.3 | 145.53 | 149.92 | 150.31
419 | 8 | 48 | 66347.0372 | 13855.6725 | 7537.3575 | 5450.3215 | 4140.3928 | 2374.9656 | 2184.5771 | 1307.2811 | 121.79 | 157.31 | 176 | 41.2539 | 180.15 | 195.68 | 184.98 | 147.93 | 152.85 | 153.08
420 | 8 | 49 | 66616.4155 | 13690.8394 | 7557.9601 | 5508.7672 | 4157.4195 | 2374.9656 | 2184.5771 | 1307.2811 | 132.05 | 172.28 | 171 | 50.7597 | 198.77 | 216.33 | 200.18 | 143.72 | 142.94 | 147.38
421 | 8 | 50 | 65752.2957 | 14632.5397 | 7420.9643 | 5349.1876 | 4076.6154 | 2453.8988 | 2184.5771 | 1258.424 | 114.26 | 148 | 133 | 35.8649 | 171.63 | 184.92 | 169.98 | 154.08 | 157.42 | 152.69
422 | 8 | 51 | 65820.3226 | 13690.8394 | 7447.9614 | 5346.7824 | 4094.0195 | 2191.0204 | 2184.5771 | 1277.85 | 100.83 | 123.45 | 114 | 23.3749 | 138.02 | 147.3 | 143.46 | 150.61 | 157.96 | 154.36
423 | 8 | 52 | 66240.6911 | 13855.6725 | 7579.5452 | 5394.8996 | 4127.8793 | 2187.3375 | 2166.0285 | 1277.85 | 111.99 | 141.22 | 146 | 32.1522 | 162.3 | 173.74 | 166.89 | 149.61 | 157.25 | 152.99
424 | 8 | 53 | 65939.311 | 14632.5397 | 7364.6406 | 5379.3765 | 4104.4067 | 2453.8988 | 2184.5771 | 1307.2811 | 120.27 | 155.24 | 122 | 41.4813 | 180.58 | 193.37 | 180.15 | 147.56 | 147.63 | 148.36
425 | 9 | 1 | 66161.8043 | 12933.2821 | 7516.4408 | 5399.6675 | 4159.9852 | 2188.9854 | 1828.6924 | 1277.85 | 105.07 | 128.22 | 123 | 26.4095 | 143.96 | 151.82 | 150.64 | 146.36 | 153.71 | 150.97
426 | 9 | 2 | 65738.4134 | 13130.2464 | 7451.2324 | 5337.4213 | 4107.6049 | 2374.9656 | 1745.5619 | 1307.2811 | 105.17 | 130.82 | 152 | 27.6192 | 150.8 | 157.61 | 158.11 | 148.41 | 157.82 | 152.95
427 | 9 | 3 | 66100.8692 | 13690.8394 | 7460.934 | 5370.1318 | 4119.6451 | 2374.9656 | 2184.5771 | 1307.2811 | 113.54 | 143.17 | 164 | 35.2491 | 167.01 | 177.38 | 170.93 | 146.25 | 156.19 | 148.69
428 | 9 | 4 | 65815.2678 | 13544 | 7389.3492 | 5278.8157 | 4090.1218 | 2279.1474 | 1929.1194 | 1277.85 | 103.49 | 126 | 100 | 25.2242 | 145.38 | 149.79 | 150.78 | 148.23 | 159.45 | 150.71
429 | 9 | 5 | 65781.5396 | 13130.2464 | 7435.7554 | 5318.7596 | 4132.4663 | 2188.9854 | 1703.2175 | 1277.85 | 93.94 | 112.86 | 141 | 16.7169 | 127.33 | 131.12 | 133.73 | 153.22 | 163.08 | 155.87
430 | 9 | 6 | 66534.4152 | 13262.97 | 7528.1679 | 5422.9128 | 4150.9363 | 2188.9854 | 2166.0285 | 1277.85 | 94.75 | 111.89 | 101 | 15.7754 | 121.89 | 127.92 | 127.14 | 151.14 | 159.51 | 154.1
431 | 9 | 7 | 66844.9435 | 13130.2464 | 7671.0966 | 5516.2913 | 4222.3979 | 2374.9656 | 1903.1863 | 1307.2811 | 112.81 | 139.23 | 129 | 31.4978 | 159.15 | 166 | 163.21 | 146.52 | 152.17 | 149.49
432 | 9 | 8 | 66319.7444 | 13544 | 7548.8021 | 5416.3574 | 4153.8076 | 2374.9656 | 1929.1194 | 1307.2811 | 109.4 | 134.8 | 166 | 29.8218 | 153.42 | 159.45 | 159.02 | 146.57 | 151.27 | 150.77
433 | 9 | 9 | 66683.1923 | 13485.8805 | 7588.7805 | 5459.6839 | 4184.1866 | 2374.9656 | 1936.0118 | 1307.2811 | 104.31 | 124.97 | 156 | 22.7569 | 137.22 | 146.19 | 143.7 | 146.63 | 154.5 | 151.64
434 | 9 | 10 | 66073.8812 | 13690.8394 | 7491.8685 | 5334.5971 | 4117.0185 | 2374.9656 | 2184.5771 | 1307.2811 | 104.53 | 128.26 | 120 | 25.7062 | 148.24 | 155.7 | 152.29 | 150.12 | 160.6 | 151.66
435 | 9 | 11 | 65671.8456 | 13855.6725 | 7399.4359 | 5295.1446 | 4125.5748 | 2279.1474 | 2184.5771 | 1277.85 | 107.37 | 135.75 | 120 | 30.4174 | 157.73 | 167.06 | 159.95 | 152.15 | 157.7 | 153.03
436 | 9 | 12 | 66231.5132 | 13130.2464 | 7505.0432 | 5377.5338 | 4149.2805 | 2188.9854 | 1929.1194 | 1277.85 | 100.99 | 121.52 | 139 | 21.7397 | 136.1 | 141.32 | 141.4 | 148.98 | 158.86 | 151.87
437 | 9 | 13 | 66602.7841 | 13544 | 7583.0257 | 5423.8121 | 4174.8976 | 2374.9656 | 1843.8002 | 1307.2811 | 108.07 | 131.98 | 161 | 27.0087 | 148.89 | 155.42 | 152.74 | 148.69 | 152.89 | 151.68
438 | 9 | 14 | 65036.1584 | 12778.684 | 7294.8483 | 5199.9505 | 4036.3404 | 2374.9656 | 1929.1194 | 1307.2811 | 89.19 | 107.21 | 110 | 15.3161 | 120.78 | 124.28 | 127.34 | 154.2 | 164.97 | 156.46
439 | 9 | 15 | 66432.1545 | 13544 | 7525.4219 | 5384.4022 | 4170.5605 | 2374.9656 | 1745.5619 | 1307.2811 | 101.45 | 122.35 | 134 | 21.1983 | 140.18 | 143.81 | 146.3 | 152.18 | 161.6 | 155.56
440 | 9 | 16 | 66353.8502 | 13544 | 7532.4794 | 5405.7603 | 4140.8658 | 2374.9656 | 1929.1194 | 1307.2811 | 93.83 | 111.16 | 128 | 14.7258 | 121.51 | 126.75 | 127.28 | 153.96 | 162.61 | 157.07
441 | 9 | 17 | 66253.7204 | 13262.97 | 7509.6363 | 5363.5991 | 4121.8737 | 2374.9656 | 1745.5619 | 1307.2811 | 105.03 | 128.55 | 126 | 25.8861 | 146.86 | 153.58 | 152.03 | 148.39 | 156.92 | 151.39
442 | 9 | 18 | 65721.3167 | 12983.6721 | 7391.3769 | 5289.5096 | 4089.058 | 2374.9656 | 1929.1194 | 1307.2811 | 99.2 | 120.32 | 121 | 22.0242 | 136.85 | 143.76 | 143.26 | 150.04 | 159.36 | 153.27
443 | 9 | 19 | 65598.2349 | 13544 | 7383.9821 | 5282.6198 | 4072.2658 | 2279.1474 | 1903.1863 | 1277.85 | 107.56 | 135.2 | 128 | 30.7346 | 152.98 | 162.61 | 157.28 | 149.06 | 154.05 | 152.26
444 | 9 | 20 | 65687.8143 | 13126.1105 | 7463.5561 | 5312.858 | 4106.7508 | 2374.9656 | 1929.1194 | 1307.2811 | 94.56 | 114.17 | 107 | 18.3561 | 129.23 | 133.77 | 136.43 | 151.49 | 160.92 | 155.18
445 | 9 | 21 | 66617.8376 | 13021.4228 | 7575.9015 | 5460.8127 | 4159.104 | 2374.9656 | 2166.0285 | 1307.2811 | 103.33 | 124.58 | 139 | 22.5345 | 137.12 | 146.29 | 142.68 | 148.9 | 156.53 | 152.76
446 | 9 | 22 | 65994.9348 | 13126.1105 | 7465.4676 | 5331.4295 | 4111.2627 | 2374.9656 | 1929.1194 | 1307.2811 | 97.27 | 117.67 | 127 | 19.4688 | 132.9 | 137.74 | 139.05 | 152.09 | 162.38 | 155.29
447 | 9 | 23 | 66154.4612 | 13262.97 | 7475.7829 | 5378.251 | 4144.9453 | 2188.9854 | 1929.1194 | 1277.85 | 105.02 | 128.78 | 132 | 26.8082 | 146.64 | 152.35 | 151.78 | 146.94 | 156.14 | 149.7
448 | 9 | 24 | 65635.8142 | 13544 | 7397.5669 | 5287.7358 | 4085.1951 | 2279.1474 | 1929.1194 | 1262.8837 | 95.98 | 116.26 | 99 | 20.3323 | 132.14 | 135.94 | 136.6 | 152.71 | 161.1 | 154.14
449 | 9 | 25 | 65352.7344 | 13130.2464 | 7373.221 | 5252.8632 | 4080.9398 | 2374.9656 | 1745.5619 | 1307.2811 | 95.87 | 116.18 | 120 | 19.6042 | 132.33 | 136.29 | 139.02 | 151.19 | 161.65 | 154.13
450 | 9 | 26 | 65519.1198 | 12933.2821 | 7369.4099 | 5266.1443 | 4067.7743 | 2374.9656 | 1903.1863 | 1307.2811 | 103.89 | 127.68 | 130 | 27.0798 | 148.9 | 153.44 | 155.46 | 147.43 | 157.33 | 150.72
451 | 9 | 27 | 65833.5838 | 12933.2821 | 7421.0636 | 5305.6298 | 4106.4398 | 2374.9656 | 1745.5619 | 1307.2811 | 93.95 | 111.78 | 119 | 16.7339 | 123.5 | 127.14 | 129.24 | 152.06 | 160.75 | 154.8
452 | 9 | 28 | 66724.7186 | 13544 | 7612.6117 | 5505.6625 | 4181.8871 | 2279.1474 | 1929.1194 | 1277.85 | 119.46 | 150.73 | 181 | 37.7788 | 175.34 | 183.87 | 180.47 | 147 | 154.27 | 151.03
453 | 9 | 29 | 65980.2257 | 13855.6725 | 7479.9871 | 5365.7916 | 4112.5537 | 2374.9656 | 2166.0285 | 1307.2811 | 98.34 | 119.73 | 122 | 19.649 | 134.61 | 140.57 | 137.81 | 154.31 | 162.5 | 155.41
454 | 9 | 30 | 66011.6981 | 12983.6721 | 7417.9456 | 5351.686 | 4131.6402 | 2144.1502 | 1929.1194 | 1217.7708 | 103.38 | 125.43 | 102 | 25.1013 | 136.28 | 146.74 | 143.15 | 144.5 | 151.03 | 150.31
455 | 9 | 31 | 65946.6962 | 13021.4228 | 7422.4914 | 5332.5428 | 4117.9965 | 2374.9656 | 2166.0285 | 1307.2811 | 96.24 | 114.93 | 91 | 18.0615 | 124.57 | 133.24 | 130.08 | 151.14 | 159.5 | 154.57
456 | 9 | 32 | 65600.8735 | 13690.8394 | 7374.9167 | 5279.7623 | 4073.9902 | 2191.0204 | 2184.5771 | 1277.85 | 97.4 | 117.81 | 102 | 21.2517 | 129.7 | 139.2 | 135.23 | 150.3 | 155.72 | 153.87
457 | 9 | 33 | 65468.5461 | 12933.2821 | 7338.3323 | 5251.5903 | 4043.2475 | 2102.3036 | 1929.1194 | 1206.2368 | 82.52 | 94.57 | 55 | 8.0597 | 101.29 | 104.19 | 108.31 | 153.69 | 163.93 | 156.54
458 | 9 | 34 | 66076.1492 | 13130.2464 | 7466.1383 | 5361.5367 | 4128.17 | 2188.9854 | 1929.1194 | 1277.85 | 98.28 | 115.93 | 110 | 19.451 | 125.54 | 131.48 | 132.15 | 147.13 | 151.56 | 151.83
459 | 9 | 35 | 65419.7368 | 13855.6725 | 7366.7844 | 5273.0469 | 4076.4504 | 2188.9854 | 1903.1863 | 1277.85 | 98.75 | 120.63 | 103 | 22.2917 | 136.24 | 144 | 142.45 | 150.01 | 157.92 | 153.57
460 | 9 | 36 | 66305.6668 | 13485.8805 | 7568.3361 | 5428.2526 | 4138.5024 | 2188.9854 | 1936.0118 | 1277.85 | 115.34 | 144.75 | 157 | 35.6171 | 164.63 | 174.69 | 169.8 | 145.46 | 151.15 | 149.35
461 | 9 | 37 | 65560.138 | 13690.8394 | 7379.2058 | 5269.1789 | 4059.4917 | 2374.9656 | 2184.5771 | 1307.2811 | 111.14 | 141.53 | 119 | 34.1894 | 165.7 | 177.64 | 167.35 | 150.5 | 158.75 | 151.17
462 | 9 | 38 | 65125.4125 | 12933.2821 | 7312.8611 | 5239.3105 | 4055.8278 | 2188.9854 | 1929.1194 | 1277.85 | 83.32 | 96.5 | 88 | 7.4627 | 103.47 | 106.57 | 110.26 | 156.62 | 167.28 | 159.16
463 | 9 | 39 | 65884.1043 | 13262.97 | 7436.1115 | 5340.3703 | 4091.7789 | 2374.9656 | 1929.1194 | 1307.2811 | 103.71 | 128.07 | 146 | 25.6738 | 145 | 153.11 | 150.88 | 150.34 | 157.78 | 154.15
464 | 9 | 40 | 66108.0541 | 13855.6725 | 7479.115 | 5382.0438 | 4119.6204 | 2188.9854 | 1903.1863 | 1277.85 | 103.24 | 126.5 | 137 | 24.5493 | 139.31 | 149.57 | 145.86 | 148.41 | 155.7 | 154.06
465 | 9 | 41 | 66471.4381 | 13130.2464 | 7533.1906 | 5418.0414 | 4169.1658 | 2188.9854 | 1929.1194 | 1277.85 | 111.21 | 137.92 | 147 | 30.7848 | 159.27 | 165.56 | 162.9 | 147.96 | 156.95 | 150.05
466 | 9 | 42 | 65379.6008 | 13126.1105 | 7350.7933 | 5266.8514 | 4073.4626 | 2188.9854 | 1929.1194 | 1277.85 | 90.54 | 107.51 | 111 | 13.7806 | 118.34 | 122.75 | 123.83 | 154.96 | 163.98 | 157.24
467 | 9 | 43 | 66187.7042 | 13262.97 | 7522.7026 | 5397.539 | 4113.5359 | 2374.9656 | 2166.0285 | 1307.2811 | 132.06 | 173.67 | 175 | 52.0032 | 198.73 | 219.79 | 199.53 | 143.02 | 141.61 | 145.61
468 | 9 | 44 | 65409.8873 | 13690.8394 | 7303.2972 | 5234.4531 | 4045.9644 | 2374.9656 | 2184.5771 | 1307.2811 | 100.73 | 123.28 | 85 | 24.6149 | 136 | 148.01 | 142.94 | 147.99 | 154.5 | 153.71
469 | 9 | 45 | 66037.5846 | 13544 | 7447.7707 | 5346.482 | 4097.1642 | 2374.9656 | 1903.1863 | 1307.2811 | 99.49 | 121.61 | 93 | 21.2706 | 136.77 | 144.84 | 141.67 | 152.41 | 162.14 | 155.29
470 | 9 | 46 | 65715.3355 | 13485.8805 | 7386.6443 | 5305.5334 | 4103.5379 | 2374.9656 | 1936.0118 | 1307.2811 | 90.63 | 106.42 | 96 | 13.0872 | 114.48 | 120.18 | 120.71 | 153.25 | 161.2 | 156.45
471 | 9 | 47 | 66474.4112 | 13690.8394 | 7525.7143 | 5449.1828 | 4116.843 | 2191.0204 | 2184.5771 | 1206.2368 | 123.91 | 157.54 | 190 | 42.6602 | 177.03 | 193.8 | 181.75 | 141.43 | 143.59 | 147.47
472 | 9 | 48 | 66347.0372 | 13855.6725 | 7537.3575 | 5450.3215 | 4140.3928 | 2374.9656 | 2184.5771 | 1307.2811 | 132.8 | 172.65 | 197 | 51.8303 | 200.4 | 218.92 | 207.42 | 140.13 | 144.34 | 148.26
473 | 9 | 49 | 66616.4155 | 13690.8394 | 7557.9601 | 5508.7672 | 4157.4195 | 2374.9656 | 2184.5771 | 1307.2811 | 145.64 | 194.34 | 170 | 64.9338 | 227.04 | 248.58 | 228.69 | 138.7 | 134.57 | 143.66
474 | 9 | 50 | 65752.2957 | 14632.5397 | 7420.9643 | 5349.1876 | 4076.6154 | 2453.8988 | 2184.5771 | 1258.424 | 106.36 | 133.92 | 119 | 27.8615 | 152.54 | 164.32 | 153.98 | 152.74 | 160.95 | 153.12
475 | 9 | 51 | 65820.3226 | 13690.8394 | 7447.9614 | 5346.7824 | 4094.0195 | 2191.0204 | 2184.5771 | 1277.85 | 94.55 | 112.9 | 101 | 17.0206 | 124.74 | 131.74 | 131.15 | 151.73 | 160.9 | 155.5
476 | 9 | 52 | 66240.6911 | 13855.6725 | 7579.5452 | 5394.8996 | 4127.8793 | 2187.3375 | 2166.0285 | 1277.85 | 115.92 | 146.33 | 138 | 36.0438 | 166.02 | 179.01 | 169.87 | 145.69 | 149.74 | 149.4
477 | 9 | 53 | 65939.311 | 14632.5397 | 7364.6406 | 5379.3765 | 4104.4067 | 2453.8988 | 2184.5771 | 1307.2811 | 115.82 | 147.16 | 126 | 36.7832 | 168.06 | 180.36 | 167.18 | 148.16 | 146.63 | 148.39
478 | 10 | 1 | 66161.8043 | 12933.2821 | 7516.4408 | 5399.6675 | 4159.9852 | 2188.9854 | 1828.6924 | 1277.85 | 101.5 | 122.65 | 129 | 22.7146 | 138.3 | 143.31 | 144.14 | 148.6 | 156.84 | 151.77
479 | 10 | 2 | 65738.4134 | 13130.2464 | 7451.2324 | 5337.4213 | 4107.6049 | 2374.9656 | 1745.5619 | 1307.2811 | 111.24 | 140.22 | 175 | 33.5351 | 164.22 | 170.08 | 170.98 | 145.78 | 155.09 | 149.81
480 | 10 | 3 | 66100.8692 | 13690.8394 | 7460.934 | 5370.1318 | 4119.6451 | 2374.9656 | 2184.5771 | 1307.2811 | 126.06 | 162.86 | 174 | 47.6687 | 197.94 | 207.12 | 201.66 | 142.98 | 150.96 | 145.36
481 | 10 | 4 | 65815.2678 | 13544 | 7389.3492 | 5278.8157 | 4090.1218 | 2279.1474 | 1929.1194 | 1277.85 | 97.87 | 116.95 | 104 | 19.1144 | 130.88 | 134.97 | 135.35 | 151.23 | 162.04 | 152.9
482 | 10 | 5 | 65781.5396 | 13130.2464 | 7435.7554 | 5318.7596 | 4132.4663 | 2188.9854 | 1703.2175 | 1277.85 | 119.54 | 151.18 | 151 | 42.1828 | 180.1 | 185.82 | 186.09 | 140.16 | 145.98 | 144.2
483 | 10 | 6 | 66534.4152 | 13262.97 | 7528.1679 | 5422.9128 | 4150.9363 | 2188.9854 | 2166.0285 | 1277.85 | 110.89 | 137.78 | 129 | 31.6268 | 160.18 | 171.55 | 162.98 | 148.96 | 158.43 | 149.98
484 | 10 | 7 | 66844.9435 | 13130.2464 | 7671.0966 | 5516.2913 | 4222.3979 | 2374.9656 | 1903.1863 | 1307.2811 | 118.64 | 148.07 | 148 | 37.3379 | 175.7 | 180.58 | 181.33 | 144.42 | 151.93 | 148.02
485 | 10 | 8 | 66319.7444 | 13544 | 7548.8021 | 5416.3574 | 4153.8076 | 2374.9656 | 1929.1194 | 1307.2811 | 109.26 | 136.54 | 126 | 29.778 | 159.66 | 165.55 | 165.28 | 150.83 | 159.75 | 154.13
486 | 10 | 9 | 66683.1923 | 13485.8805 | 7588.7805 | 5459.6839 | 4184.1866 | 2374.9656 | 1936.0118 | 1307.2811 | 126.42 | 159.73 | 171 | 44.9381 | 188.72 | 198.03 | 193.94 | 138.93 | 143.91 | 143.18
487 | 10 | 10 | 66073.8812 | 13690.8394 | 7491.8685 | 5334.5971 | 4117.0185 | 2374.9656 | 2184.5771 | 1307.2811 | 105.31 | 129.44 | 106 | 27.0939 | 150.18 | 156.88 | 154.96 | 150.23 | 156.66 | 152.78
488 | 10 | 11 | 65671.8456 | 13855.6725 | 7399.4359 | 5295.1446 | 4125.5748 | 2279.1474 | 2184.5771 | 1277.85 | 124.64 | 163.46 | 139 | 46.9085 | 194.54 | 209.49 | 195.62 | 147.36 | 153.32 | 148.73
489 | 10 | 12 | 66231.5132 | 13130.2464 | 7505.0432 | 5377.5338 | 4149.2805 | 2188.9854 | 1929.1194 | 1277.85 | 125.01 | 159.89 | 141 | 45.7115 | 191.97 | 200.04 | 198.23 | 140.74 | 150.19 | 145.63
490 | 10 | 13 | 66602.7841 | 13544 | 7583.0257 | 5423.8121 | 4174.8976 | 2374.9656 | 1843.8002 | 1307.2811 | 133.27 | 172.83 | 175 | 52.2451 | 208.78 | 221.2 | 214.47 | 142.19 | 147.1 | 147.78
491 | 10 | 14 | 65036.1584 | 12778.684 | 7294.8483 | 5199.9505 | 4036.3404 | 2374.9656 | 1929.1194 | 1307.2811 | 102.13 | 127.04 | 112 | 28.0008 | 147.09 | 151.31 | 152.59 | 147.35 | 156.52 | 149.44
492 | 10 | 15 | 66432.1545 | 13544 | 7525.4219 | 5384.4022 | 4170.5605 | 2374.9656 | 1745.5619 | 1307.2811 | 119.09 | 149.33 | 141 | 38.5081 | 180.39 | 183.91 | 185.17 | 145.91 | 152.27 | 148.57
493 | 10 | 16 | 66353.8502 | 13544 | 7532.4794 | 5405.7603 | 4140.8658 | 2374.9656 | 1929.1194 | 1307.2811 | 100.51 | 122.32 | 124 | 21.5105 | 136.53 | 143.47 | 141.79 | 153.25 | 160.55 | 156.2
494 | 10 | 17 | 66253.7204 | 13262.97 | 7509.6363 | 5363.5991 | 4121.8737 | 2374.9656 | 1745.5619 | 1307.2811 | 124.03 | 158.89 | 146 | 44.8137 | 190.55 | 198.72 | 195.59 | 142 | 151.58 | 145.25
495 | 10 | 18 | 65721.3167 | 12983.6721 | 7391.3769 | 5289.5096 | 4089.058 | 2374.9656 | 1929.1194 | 1307.2811 | 95.33 | 113.14 | 109 | 18.0366 | 127.7 | 131.6 | 133.38 | 152.44 | 158.61 | 154.69
496 | 10 | 19 | 65598.2349 | 13544 | 7383.9821 | 5282.6198 | 4072.2658 | 2279.1474 | 1903.1863 | 1277.85 | 116.14 | 147.47 | 148 | 38.6983 | 171.91 | 179.67 | 178.26 | 143.07 | 150.55 | 147.98
497 | 10 | 20 | 65687.8143 | 13126.1105 | 7463.5561 | 5312.858 | 4106.7508 | 2374.9656 | 1929.1194 | 1307.2811 | 104.41 | 129.9 | 127 | 27.3756 | 151.86 | 156.24 | 158.28 | 149.71 | 159.92 | 152.92
498 | 10 | 21 | 66617.8376 | 13021.4228 | 7575.9015 | 5460.8127 | 4159.104 | 2374.9656 | 2166.0285 | 1307.2811 | 112.91 | 138.88 | 140 | 32.6064 | 158.78 | 167.98 | 165.37 | 143.51 | 150.28 | 148.26
499 | 10 | 22 | 65994.9348 | 13126.1105 | 7465.4676 | 5331.4295 | 4111.2627 | 2374.9656 | 1929.1194 | 1307.2811 | 100.52 | 121.29 | 124 | 22.571 | 136.63 | 140.7 | 142.93 | 147.56 | 156.44 | 151.06
500 | 10 | 23 | 66154.4612 | 13262.97 | 7475.7829 | 5378.251 | 4144.9453 | 2188.9854 | 1929.1194 | 1277.85 | 95.82 | 114.27 | 113 | 17.6146 | 127.78 | 132.64 | 134.77 | 150.95 | 160.15 | 154.74
501 | 10 | 24 | 65635.8142 | 13544 | 7397.5669 | 5287.7358 | 4085.1951 | 2279.1474 | 1929.1194 | 1262.8837 | 99.72 | 120.11 | 109 | 24.1049 | 136.43 | 140.12 | 140.61 | 147.41 | 153.58 | 148.6
502 | 10 | 25 | 65352.7344 | 13130.2464 | 7373.221 | 5252.8632 | 4080.9398 | 2374.9656 | 1745.5619 | 1307.2811 | 100.79 | 124.07 | 127 | 24.5338 | 143.43 | 147.41 | 148.93 | 149.54 | 159.37 | 151.63
503 | 10 | 26 | 65519.1198 | 12933.2821 | 7369.4099 | 5266.1443 | 4067.7743 | 2374.9656 | 1903.1863 | 1307.2811 | 100.56 | 123.06 | 116 | 24.0917 | 143.74 | 147.62 | 150.68 | 149.09 | 159.48 | 152.14
504 | 10 | 27 | 65833.5838 | 12933.2821 | 7421.0636 | 5305.6298 | 4106.4398 | 2374.9656 | 1745.5619 | 1307.2811 | 98.4 | 119.39 | 130 | 20.7826 | 136.25 | 140.15 | 142.38 | 150.9 | 162.05 | 153.66
505 | 10 | 28 | 66724.7186 | 13544 | 7612.6117 | 5505.6625 | 4181.8871 | 2279.1474 | 1929.1194 | 1277.85 | 128.6 | 165.11 | 158 | 46.4392 | 194.66 | 205.91 | 198.4 | 145.14 | 148.34 | 148.7
506 | 10 | 29 | 65980.2257 | 13855.6725 | 7479.9871 | 5365.7916 | 4112.5537 | 2374.9656 | 2166.0285 | 1307.2811 | 109.39 | 137.68 | 125 | 30.9833 | 159.58 | 172.25 | 162.59 | 151.48 | 160.52 | 152.74
507 | 10 | 30 | 66011.6981 | 12983.6721 | 7417.9456 | 5351.686 | 4131.6402 | 2144.1502 | 1929.1194 | 1217.7708 | 102.76 | 125.39 | 114 | 24.4482 | 140.11 | 147.4 | 147.01 | 147.51 | 156.9 | 152.35
508 | 10 | 31 | 65946.6962 | 13021.4228 | 7422.4914 | 5332.5428 | 4117.9965 | 2374.9656 | 2166.0285 | 1307.2811 | 104.66 | 127.21 | 142 | 26.0163 | 142.57 | 152.04 | 149.16 | 146.53 | 154.03 | 151.24
509 | 10 | 32 | 65600.8735 | 13690.8394 | 7374.9167 | 5279.7623 | 4073.9902 | 2191.0204 | 2184.5771 | 1277.85 | 109.46 | 137.86 | 124 | 33.8023 | 158.45 | 171.98 | 163.05 | 146.78 | 151.71 | 150.17
510 | 10 | 33 | 65468.5461 | 12933.2821 | 7338.3323 | 5251.5903 | 4043.2475 | 2102.3036 | 1929.1194 | 1206.2368 | 91.94 | 109.12 | 86 | 16.9492 | 122.08 | 125.7 | 129.24 | 150.09 | 159.52 | 153.39
511 | 10 | 34 | 66076.1492 | 13130.2464 | 7466.1383 | 5361.5367 | 4128.17 | 2188.9854 | 1929.1194 | 1277.85 | 113.89 | 141.01 | 130 | 34.7576 | 161.44 | 168.64 | 167.33 | 142.47 | 148.44 | 146.96
512 | 10 | 35 | 65419.7368 | 13855.6725 | 7366.7844 | 5273.0469 | 4076.4504 | 2188.9854 | 1903.1863 | 1277.85 | 109.64 | 137.66 | 118 | 32.6584 | 161.74 | 168.35 | 167.18 | 147.22 | 154.13 | 150.45
513 | 10 | 36 | 66305.6668 | 13485.8805 | 7568.3361 | 5428.2526 | 4138.5024 | 2188.9854 | 1936.0118 | 1277.85 | 119.33 | 151.4 | 143 | 39.3568 | 174.49 | 185.46 | 179.49 | 144.52 | 153.05 | 148.25
514 | 10 | 37 | 65560.138 | 13690.8394 | 7379.2058 | 5269.1789 | 4059.4917 | 2374.9656 | 2184.5771 | 1307.2811 | 111.51 | 142.84 | 124 | 33.9406 | 165.7 | 181.52 | 167.02 | 152.31 | 160.41 | 153.34
515 | 10 | 38 | 65125.4125 | 12933.2821 | 7312.8611 | 5239.3105 | 4055.8278 | 2188.9854 | 1929.1194 | 1277.85 | 89.57 | 104.88 | 126 | 13.4089 | 114.76 | 117.94 | 121.81 | 152.06 | 160.39 | 155.14
516 | 10 | 39 | 65884.1043 | 13262.97 | 7436.1115 | 5340.3703 | 4091.7789 | 2374.9656 | 1929.1194 | 1307.2811 | 99.01 | 119.2 | 122 | 20.6303 | 133.58 | 139 | 140.97 | 149.57 | 157.22 | 154.19
517 | 10 | 40 | 66108.0541 | 13855.6725 | 7479.115 | 5382.0438 | 4119.6204 | 2188.9854 | 1903.1863 | 1277.85 | 106.65 | 132.49 | 132 | 28.154 | 151.61 | 159.93 | 156.51 | 149.92 | 157.09 | 153.44
518 | 10 | 41 | 66471.4381 | 13130.2464 | 7533.1906 | 5418.0414 | 4169.1658 | 2188.9854 | 1929.1194 | 1277.85 | 121 | 153.1 | 160 | 40.394 | 179.67 | 188.46 | 181.8 | 144.49 | 149.15 | 145.87
519 | 10 | 42 | 65379.6008 | 13126.1105 | 7350.7933 | 5266.8514 | 4073.4626 | 2188.9854 | 1929.1194 | 1277.85 | 108.26 | 134.9 | 138 | 31.1787 | 155.61 | 161.51 | 162.27 | 145.3 | 154.08 | 149.63
520 | 10 | 43 | 66187.7042 | 13262.97 | 7522.7026 | 5397.539 | 4113.5359 | 2374.9656 | 2166.0285 | 1307.2811 | 127.87 | 166.43 | 142 | 48.3549 | 193.88 | 209.48 | 197.49 | 143.78 | 143.87 | 147.72
521 | 10 | 44 | 65409.8873 | 13690.8394 | 7303.2972 | 5234.4531 | 4045.9644 | 2374.9656 | 2184.5771 | 1307.2811 | 99.94 | 121.61 | 77 | 24.3299 | 136.77 | 146.15 | 141.25 | 148.86 | 154.4 | 151.23
522 | 10 | 45 | 66037.5846 | 13544 | 7447.7707 | 5346.482 | 4097.1642 | 2374.9656 | 1903.1863 | 1307.2811 | 111.17 | 138.91 | 135 | 32.3408 | 157.86 | 167.98 | 164.02 | 145.24 | 152.4 | 150.42
523 | 10 | 46 | 65715.3355 | 13485.8805 | 7386.6443 | 5305.5334 | 4103.5379 | 2374.9656 | 1936.0118 | 1307.2811 | 103.38 | 127.13 | 117 | 25.5681 | 144.19 | 151.59 | 149.59 | 150.82 | 157.13 | 153.64
524 | 10 | 47 | 66474.4112 | 13690.8394 | 7525.7143 | 5449.1828 | 4116.843 | 2191.0204 | 2184.5771 | 1206.2368 | 124.38 | 156.95 | 176 | 43.0045 | 178.82 | 191.46 | 184.37 | 140.53 | 143.35 | 146.51
525 | 10 | 48 | 66347.0372 | 13855.6725 | 7537.3575 | 5450.3215 | 4140.3928 | 2374.9656 | 2184.5771 | 1307.2811 | 137.74 | 182.01 | 206 | 56.4927 | 213.29 | 233.89 | 217.16 | 143.07 | 145.94 | 148.93
526 | 10 | 49 | 66616.4155 | 13690.8394 | 7557.9601 | 5508.7672 | 4157.4195 | 2374.9656 | 2184.5771 | 1307.2811 | 134.73 | 176.83 | 181 | 53.789 | 205.19 | 223.89 | 204.91 | 144.15 | 142.11 | 146.48
527 | 10 | 50 | 65752.2957 | 14632.5397 | 7420.9643 | 5349.1876 | 4076.6154 | 2453.8988 | 2184.5771 | 1258.424 | 128.24 | 168.2 | 172 | 49.1064 | 198.82 | 213.75 | 199.27 | 144.4 | 150.31 | 145.17
528 | 10 | 51 | 65820.3226 | 13690.8394 | 7447.9614 | 5346.7824 | 4094.0195 | 2191.0204 | 2184.5771 | 1277.85 | 100.15 | 121.14 | 110 | 22.7699 | 135.73 | 142.64 | 142.06 | 148.53 | 156 | 152.27
529 | 10 | 52 | 66240.6911 | 13855.6725 | 7579.5452 | 5394.8996 | 4127.8793 | 2187.3375 | 2166.0285 | 1277.85 | 106.8 | 131.52 | 140 | 26.9872 | 149.68 | 157.11 | 156.61 | 147.41 | 157.22 | 152.08
530 | 10 | 53 | 65939.311 | 14632.5397 | 7364.6406 | 5379.3765 | 4104.4067 | 2453.8988 | 2184.5771 | 1307.2811 | 124.97 | 162.69 | 148 | 45.4999 | 189.81 | 206.1 | 188.14 | 147.85 | 145.79 | 148.65
531 | 11 | 1 | 66161.8043 | 12933.2821 | 7516.4408 | 5399.6675 | 4159.9852 | 2188.9854 | 1828.6924 | 1277.85 | 101.22 | 121.59 | 140 | 22.2638 | 136.24 | 142.1 | 143.24 | 147.41 | 155.26 | 151.51
532 | 11 | 2 | 65738.4134 | 13130.2464 | 7451.2324 | 5337.4213 | 4107.6049 | 2374.9656 | 1745.5619 | 1307.2811 | 103 | 127.53 | 137 | 25.3608 | 147.55 | 153.8 | 154.89 | 149.91 | 159.41 | 154.05
533 | 11 | 3 | 66100.8692 | 13690.8394 | 7460.934 | 5370.1318 | 4119.6451 | 2374.9656 | 2184.5771 | 1307.2811 | 118.26 | 149.99 | 167 | 39.9109 | 177.44 | 186.7 | 183.35 | 143.15 | 151.94 | 147.22
534 | 11 | 4 | 65815.2678 | 13544 | 7389.3492 | 5278.8157 | 4090.1218 | 2279.1474 | 1929.1194 | 1277.85 | 95.19 | 111.97 | 92 | 16.6514 | 124.85 | 127.92 | 130.54 | 150.05 | 160.66 | 152.37
535 | 11 | 5 | 65781.5396 | 13130.2464 | 7435.7554 | 5318.7596 | 4132.4663 | 2188.9854 | 1703.2175 | 1277.85 | 105.15 | 128.71 | 134 | 27.9399 | 148.46 | 153.15 | 154.44 | 146.77 | 151.72 | 149.71
536 | 11 | 6 | 66534.4152 | 13262.97 | 7528.1679 | 5422.9128 | 4150.9363 | 2188.9854 | 2166.0285 | 1277.85 | 100.89 | 120.01 | 119 | 21.6778 | 133.87 | 139.21 | 139.42 | 146.49 | 154.5 | 149.47
537 | 11 | 7 | 66844.9435 | 13130.2464 | 7671.0966 | 5516.2913 | 4222.3979 | 2374.9656 | 1903.1863 | 1307.2811 | 105.61 | 126.77 | 141 | 23.9879 | 143.01 | 148.09 | 149.38 | 146.54 | 154.62 | 150.58
538 | 11 | 8 | 66319.7444 | 13544 | 7548.8021 | 5416.3574 | 4153.8076 | 2374.9656 | 1929.1194 | 1307.2811 | 99.51 | 120.1 | 147 | 20.1915 | 133.85 | 139.99 | 140.35 | 150.34 | 159.44 | 154.36
539 | 11 | 9 | 66683.1923 | 13485.8805 | 7588.7805 | 5459.6839 | 4184.1866 | 2374.9656 | 1936.0118 | 1307.2811 | 113.72 | 138.73 | 169 | 31.9134 | 159.82 | 167.09 | 167.48 | 142.22 | 149.86 | 147.84
540 | 11 | 10 | 66073.8812 | 13690.8394 | 7491.8685 | 5334.5971 | 4117.0185 | 2374.9656 | 2184.5771 | 1307.2811 | 102.69 | 124.8 | 121 | 24.1307 | 141.63 | 149.25 | 146.51 | 149.52 | 156.31 | 152.23
541 | 11 | 11 | 65671.8456 | 13855.6725 | 7399.4359 | 5295.1446 | 4125.5748 | 2279.1474 | 2184.5771 | 1277.85 | 108.11 | 135.6 | 136 | 30.5828 | 156.56 | 167.07 | 159.45 | 150.07 | 156 | 151.64
542 | 11 | 12 | 66231.5132 | 13130.2464 | 7505.0432 | 5377.5338 | 4149.2805 | 2188.9854 | 1929.1194 | 1277.85 | 94 | 111.44 | 129 | 14.6023 | 123.93 | 127.87 | 129.4 | 153.87 | 164.63 | 156.21
543 | 11 | 13 | 66602.7841 | 13544 | 7583.0257 | 5423.8121 | 4174.8976 | 2374.9656 | 1843.8002 | 1307.2811 | 98.99 | 119.01 | 140 | 17.9809 | 134.23 | 139.16 | 139.34 | 154.97 | 163.7 | 157.87
544 | 11 | 14 | 65036.1584 | 12778.684 | 7294.8483 | 5199.9505 | 4036.3404 | 2374.9656 | 1929.1194 | 1307.2811 | 90.14 | 108.26 | 117 | 16.3418 | 122.38 | 125.65 | 128.6 | 153.09 | 162.56 | 154.94
545 | 11 | 15 | 66432.1545 | 13544 | 7525.4219 | 5384.4022 | 4170.5605 | 2374.9656 | 1745.5619 | 1307.2811 | 95.64 | 111.26 | 137 | 14.7256 | 122.81 | 125.7 | 128.55 | 151.96 | 159.64 | 154.63
546 | 11 | 16 | 66353.8502 | 13544 | 7532.4794 | 5405.7603 | 4140.8658 | 2374.9656 | 1929.1194 | 1307.2811 | 113.2 | 140.84 | 123 | 33.9552 | 162.57 | 170.4 | 169.53 | 145.73 | 151.08 | 150.49
547 | 11 | 17 | 66253.7204 | 13262.97 | 7509.6363 | 5363.5991 | 4121.8737 | 2374.9656 | 1745.5619 | 1307.2811 | 108.31 | 134.25 | 132 | 28.7914 | 154.69 | 163.05 | 159.8 | 147.86 | 158.34 | 150.77
548 | 11 | 18 | 65721.3167 | 12983.6721 | 7391.3769 | 5289.5096 | 4089.058 | 2374.9656 | 1929.1194 | 1307.2811 | 93.63 | 111.02 | 99 | 16.2432 | 123.08 | 127.9 | 129.65 | 151.58 | 160.15 | 154.65
549 | 11 | 19 | 65598.2349 | 13544 | 7383.9821 | 5282.6198 | 4072.2658 | 2279.1474 | 1903.1863 | 1277.85 | 98.37 | 120 | 126 | 21.3013 | 133.37 | 140.56 | 139.43 | 151.55 | 160.54 | 155.21
550 | 11 | 20 | 65687.8143 | 13126.1105 | 7463.5561 | 5312.858 | 4106.7508 | 2374.9656 | 1929.1194 | 1307.2811 | 92.56 | 110.86 | 132 | 15.7874 | 122.04 | 128 | 128.28 | 152.49 | 162.11 | 155.65
551 | 11 | 21 | 66617.8376 | 13021.4228 | 7575.9015 | 5460.8127 | 4159.104 | 2374.9656 | 2166.0285 | 1307.2811 | 113.61 | 140.21 | 124 | 33.3043 | 157.65 | 169.33 | 164.15 | 142.11 | 148.2 | 147.2
552 | 11 | 22 | 65994.9348 | 13126.1105 | 7465.4676 | 5331.4295 | 4111.2627 | 2374.9656 | 1929.1194 | 1307.2811 | 103.26 | 126.47 | 124 | 25.347 | 145.24 | 149.42 | 151.4 | 148.79 | 157.62 | 152.16
553 | 11 | 23 | 66154.4612 | 13262.97 | 7475.7829 | 5378.251 | 4144.9453 | 2188.9854 | 1929.1194 | 1277.85 | 98.26 | 118.53 | 108 | 19.8478 | 133.38 | 138.95 | 139.61 | 150.66 | 160.43 | 153.9
554 | 11 | 24 | 65635.8142 | 13544 | 7397.5669 | 5287.7358 | 4085.1951 | 2279.1474 | 1929.1194 | 1262.8837 | 94.41 | 113.58 | 84 | 19.0606 | 127.81 | 131.95 | 133.09 | 151.68 | 159.61 | 153.75
555 | 11 | 25 | 65352.7344 | 13130.2464 | 7373.221 | 5252.8632 | 4080.9398 | 2374.9656 | 1745.5619 | 1307.2811 | 94.65 | 112.75 | 108 | 18.3864 | 126.1 | 129.31 | 133.88 | 147.9 | 158.15 | 151.67
556 | 11 | 26 | 65519.1198 | 12933.2821 | 7369.4099 | 5266.1443 | 4067.7743 | 2374.9656 | 1903.1863 | 1307.2811 | 93.4 | 111.69 | 107 | 16.429 | 125.91 | 130.06 | 131.55 | 153.38 | 163.73 | 155.43
557 | 11 | 27 | 65833.5838 | 12933.2821 | 7421.0636 | 5305.6298 | 4106.4398 | 2374.9656 | 1745.5619 | 1307.2811 | 97.49 | 117.34 | 114 | 20.443 | 133.54 | 136.86 | 140.74 | 149.83 | 158.8 | 153.61
558 | 11 | 28 | 66724.7186 | 13544 | 7612.6117 | 5505.6625 | 4181.8871 | 2279.1474 | 1929.1194 | 1277.85 | 125.18 | 159.36 | 178 | 43.1764 | 186.66 | 198.34 | 191.69 | 144.81 | 151.2 | 149.01
559 | 11 | 29 | 65980.2257 | 13855.6725 | 7479.9871 | 5365.7916 | 4112.5537 | 2374.9656 | 2166.0285 | 1307.2811 | 108.3 | 135.08 | 131 | 29.7913 | 158.19 | 164.9 | 163.92 | 149.22 | 156.65 | 152.43
560 | 11 | 30 | 66011.6981 | 12983.6721 | 7417.9456 | 5351.686 | 4131.6402 | 2144.1502 | 1929.1194 | 1217.7708 | 102.46 | 124.08 | 118 | 24.1905 | 136.57 | 145.14 | 143.64 | 145.19 | 153.23 | 150.4
561 | 11 | 31 | 65946.6962 | 13021.4228 | 7422.4914 | 5332.5428 | 4117.9965 | 2374.9656 | 2166.0285 | 1307.2811 | 94.89 | 113.01 | 112 | 16.5521 | 122.39 | 132.55 | 128.05 | 152.08 | 162.23 | 155.43
562 | 11 | 32 | 65600.8735 | 13690.8394 | 7374.9167 | 5279.7623 | 4073.9902 | 2191.0204 | 2184.5771 | 1277.85 | 103.53 | 127.67 | 110 | 28.0443 | 144.07 | 154.61 | 149.04 | 147.5 | 152.15 | 150.36
563 | 11 | 33 | 65468.5461 | 12933.2821 | 7338.3323 | 5251.5903 | 4043.2475 | 2102.3036 | 1929.1194 | 1206.2368 | 86.89 | 101.08 | 64 | 12.3999 | 109.72 | 114.51 | 116.47 | 150.52 | 160.71 | 153.29
564 | 11 | 34 | 66076.1492 | 13130.2464 | 7466.1383 | 5361.5367 | 4128.17 | 2188.9854 | 1929.1194 | 1277.85 | 104.85 | 127.61 | 115 | 26.3252 | 144.1 | 151.29 | 150.29 | 146 | 153.67 | 150.06
565 | 11 | 35 | 65419.7368 | 13855.6725 | 7366.7844 | 5273.0469 | 4076.4504 | 2188.9854 | 1903.1863 | 1277.85 | 101.95 | 124.89 | 119 | 25.2332 | 142.01 | 149.06 | 148.44 | 147.25 | 154.76 | 150.95
566 | 11 | 36 | 66305.6668 | 13485.8805 | 7568.3361 | 5428.2526 | 4138.5024 | 2188.9854 | 1936.0118 | 1277.85 | 111.59 | 139.39 | 140 | 32.3013 | 159.51 | 168.18 | 165.45 | 146.89 | 155.36 | 150.91
567 | 11 | 37 | 65560.138 | 13690.8394 | 7379.2058 | 5269.1789 | 4059.4917 | 2374.9656 | 2184.5771 | 1307.2811 | 107.96 | 136.37 | 130 | 31.013 | 157.31 | 168.76 | 160.22 | 150 | 158.24 | 151.65
568 | 11 | 38 | 65125.4125 | 12933.2821 | 7312.8611 | 5239.3105 | 4055.8278 | 2188.9854 | 1929.1194 | 1277.85 | 96.48 | 116.39 | 93 | 20.3757 | 132.45 | 137.05 | 139.26 | 149.08 | 159.61 | 151.95
569 | 11 | 39 | 65884.1043 | 13262.97 | 7436.1115 | 5340.3703 | 4091.7789 | 2374.9656 | 1929.1194 | 1307.2811 | 105.52 | 128.89 | 142 | 26.8555 | 146.74 | 152.94 | 153.94 | 146.57 | 152.52 | 151.34
570 | 11 | 40 | 66108.0541 | 13855.6725 | 7479.115 | 5382.0438 | 4119.6204 | 2188.9854 | 1903.1863 | 1277.85 | 108.97 | 135.2 | 134 | 30.5086 | 152.63 | 162.5 | 159.59 | 144.81 | 150.93 | 150.73
571 | 11 | 41 | 66471.4381 | 13130.2464 | 7533.1906 | 5418.0414 | 4169.1658 | 2188.9854 | 1929.1194 | 1277.85 | 101.19 | 122.05 | 142 | 21.2635 | 137.83 | 142.38 | 141.8 | 151.41 | 159.24 | 153.02
572 | 11 | 42 | 65379.6008 | 13126.1105 | 7350.7933 | 5266.8514 | 4073.4626 | 2188.9854 | 1929.1194 | 1277.85 | 104.99 | 126.89 | 131 | 28.3104 | 142.72 | 147.17 | 149.37 | 143.55 | 144.98 | 147.83
573 | 11 | 43 | 66187.7042 | 13262.97 | 7522.7026 | 5397.539 | 4113.5359 | 2374.9656 | 2166.0285 | 1307.2811 | 118.79 | 152.41 | 152 | 39.2559 | 171.1 | 189.19 | 173.65 | 145.54 | 147.64 | 148.89
574 | 11 | 44 | 65409.8873 | 13690.8394 | 7303.2972 | 5234.4531 | 4045.9644 | 2374.9656 | 2184.5771 | 1307.2811 | 100.15 | 122.63 | 95 | 24.2223 | 135.81 | 148.03 | 140.55 | 150.57 | 155.42 | 153.92
575 | 11 | 45 | 66037.5846 | 13544 | 7447.7707 | 5346.482 | 4097.1642 | 2374.9656 | 1903.1863 | 1307.2811 | 111.01 | 138.31 | 105 | 32.5685 | 156.51 | 167.73 | 162.3 | 143.62 | 150.1 | 148.45
576 | 11 | 46 | 65715.3355 | 13485.8805 | 7386.6443 | 5305.5334 | 4103.5379 | 2374.9656 | 1936.0118 | 1307.2811 | 101.74 | 123.09 | 100 | 24.3773 | 139.6 | 145.1 | 146.47 | 147.07 | 154.07 | 150.85
577 | 11 | 47 | 66474.4112 | 13690.8394 | 7525.7143 | 5449.1828 | 4116.843 | 2191.0204 | 2184.5771 | 1206.2368 | 129.48 | 166.89 | 194 | 48.2438 | 192.96 | 210.94 | 196.59 | 141.96 | 145.14 | 146.4
578 | 11 | 48 | 66347.0372 | 13855.6725 | 7537.3575 | 5450.3215 | 4140.3928 | 2374.9656 | 2184.5771 | 1307.2811 | 132.82 | 174.36 | 187 | 52.2861 | 203.48 | 222.77 | 207.33 | 143.05 | 144.99 | 148.19
579 | 11 | 49 | 66616.4155 | 13690.8394 | 7557.9601 | 5508.7672 | 4157.4195 | 2374.9656 | 2184.5771 | 1307.2811 | 144.59 | 190.21 | 184 | 63.3857 | 220.3 | 242.47 | 220.77 | 136.97 | 129.57 | 140.86
580 | 11 | 50 | 65752.2957 | 14632.5397 | 7420.9643 | 5349.1876 | 4076.6154 | 2453.8988 | 2184.5771 | 1258.424 | 127.84 | 168.6 | 173 | 48.818 | 200.05 | 218.72 | 198.81 | 147.84 | 152.32 | 147.34
581 | 11 | 51 | 65820.3226 | 13690.8394 | 7447.9614 | 5346.7824 | 4094.0195 | 2191.0204 | 2184.5771 | 1277.85 | 97.08 | 116.06 | 104 | 19.5455 | 129.1 | 134.65 | 136.34 | 148.93 | 156.81 | 153.39
582 | 11 | 52 | 66240.6911 | 13855.6725 | 7579.5452 | 5394.8996 | 4127.8793 | 2187.3375 | 2166.0285 | 1277.85 | 97.31 | 116.76 | 102 | 18.0517 | 128.05 | 135.93 | 133.14 | 151.32 | 160.96 | 154.56
583 | 11 | 53 | 65939.311 | 14632.5397 | 7364.6406 | 5379.3765 | 4104.4067 | 2453.8988 | 2184.5771 | 1307.2811 | 116.5 | 148.64 | 148 | 37.306 | 171.5 | 183.88 | 170.81 | 149.71 | 147.65 | 150.07

## SA
Summary of results for 583 market simulations for 2024-25 - South Australia
Simulation number | Unplanned outage set | Weather set | Energy and demand (as generated) | [5 empty] | Spot Price (nominal at the regional reference node) | [5 empty] | Hedged price (nominal at the regional reference node)
|  |  | Annual regional energy (GWh) | Annual regional peak demand (MW) | Annual energy - SAPN (incl adjusted NSLP) (GWh) | Annual peak demand - SAPN (incl adjusted NSLP) (MW) | Annual energy - SAPN (incl unadjusted NSLP) (GWh) | Annual peak demand - SAPN (incl unadjusted NSLP) (MW) | Annual regional time weighted spot price ($/MWh) | Annual regional Demand weighted spot price ($/MWh) | Number of hours spot prices above $300 | Contribution of spot prices above $300 to annual average spot price ($/MWh) | Annual Demand weighted spot price - SAPN (incl adjusted NSLP) ($/MWh) | Annual Demand weighted spot price - SAPN (incl unadjusted NSLP) ($/MWh) | Annual hedged price - SAPN (incl adjusted NSLP) ($/MWh) | Annual hedged price - SAPN (incl unadjusted NSLP) ($/MWh)
1 | 1 | 1 | 11436.1533 | 3471.7567 | 4461.7084 | 1802.0327 | 11286.7461 | 3033.5818 | 81.96 | 118.68 | 109 | 17.0917 | 137.03 | 113.11 | 165.82 | 135.23
2 | 1 | 2 | 11412.6773 | 2945.929 | 4442.5238 | 1539.3652 | 11245.5616 | 2720.0188 | 81.79 | 116.53 | 124 | 17.9094 | 134.52 | 111.57 | 163.1 | 134.16
3 | 1 | 3 | 11465.4794 | 3471.7567 | 4502.3148 | 1802.0327 | 11332.6362 | 3033.5818 | 88.55 | 132.69 | 123 | 26.8074 | 158.17 | 129.07 | 162.91 | 134.33
4 | 1 | 4 | 11673.0991 | 2941 | 4701.1029 | 1625.8261 | 11688.3132 | 2957.3298 | 79.9 | 108.51 | 87 | 12.6173 | 121.31 | 104.52 | 160.05 | 133.3
5 | 1 | 5 | 11422.3577 | 3016.3641 | 4423.1954 | 1549.1195 | 11202.8813 | 2720.0188 | 79.95 | 113.75 | 124 | 15.3658 | 128.82 | 107.95 | 164.36 | 134.97
6 | 1 | 6 | 11408.3715 | 3471.7567 | 4451.7682 | 1802.0327 | 11301.2708 | 3033.5818 | 82.16 | 121.13 | 78 | 19.1125 | 137.96 | 113.59 | 163.52 | 133.51
7 | 1 | 7 | 11396.7271 | 2945.929 | 4517.4293 | 1534.4962 | 11383.3453 | 2825.66 | 84.33 | 120.34 | 136 | 18.5263 | 136.04 | 113.7 | 160.29 | 132.37
8 | 1 | 8 | 11257.0282 | 2735.9272 | 4353.7182 | 1475.6628 | 11148.2414 | 2719.1771 | 78.89 | 111.48 | 92 | 16.3977 | 127.73 | 107.11 | 164.32 | 135.08
9 | 1 | 9 | 11527.6163 | 2945.929 | 4499.7054 | 1518.6154 | 11341.9933 | 2795.8977 | 82.58 | 113.71 | 105 | 16.3042 | 130.44 | 109.18 | 160.1 | 132.25
10 | 1 | 10 | 11378.3243 | 3090.5052 | 4415.4526 | 1656.0073 | 11267.2438 | 2848.8163 | 69.93 | 93.81 | 99 | 7.9589 | 103.51 | 89.26 | 164.17 | 134.72
11 | 1 | 11 | 11644.7345 | 2945.929 | 4600.1308 | 1539.3652 | 11504.2745 | 2825.66 | 93.17 | 136.02 | 128 | 26.9418 | 156.55 | 130.21 | 156.55 | 130.61
12 | 1 | 12 | 11599.6121 | 2945.929 | 4618.2749 | 1552.8633 | 11557.8869 | 2844.8339 | 84.4 | 117.33 | 160 | 16.2009 | 132.3 | 112.21 | 161.92 | 133.9
13 | 1 | 13 | 11457.4305 | 2945.929 | 4501.8882 | 1483.5082 | 11364.7847 | 2706.6177 | 82.71 | 119.4 | 101 | 16.555 | 134.08 | 111.62 | 163.59 | 133.7
14 | 1 | 14 | 11342.0881 | 2835.1362 | 4361.6961 | 1625.8261 | 11105.306 | 2957.3298 | 76.62 | 107.82 | 84 | 14.8421 | 124.83 | 104.75 | 166.24 | 136.32
15 | 1 | 15 | 11517.415 | 2945.929 | 4507.7446 | 1483.5082 | 11379.0771 | 2720.0188 | 85.14 | 118.07 | 114 | 19.0018 | 131.67 | 111.69 | 155.88 | 130.23
16 | 1 | 16 | 11340.0091 | 3016.3641 | 4404.1115 | 1549.1195 | 11205.6981 | 2756.045 | 79.86 | 110.54 | 77 | 16.336 | 122.26 | 103.72 | 158.24 | 130.61
17 | 1 | 17 | 11243.956 | 3016.3641 | 4375.741 | 1549.1195 | 11194.7427 | 2719.1771 | 69.88 | 96.28 | 67 | 8.4087 | 107.27 | 91.38 | 167.43 | 136.58
18 | 1 | 18 | 11433.5256 | 3016.3641 | 4427.9143 | 1625.8261 | 11211.8346 | 2957.3298 | 78.85 | 111.31 | 100 | 15.5163 | 128.91 | 108.02 | 164.42 | 135.5
19 | 1 | 19 | 11541.5568 | 2945.929 | 4517.0304 | 1625.8261 | 11413.966 | 2957.3298 | 87.45 | 127.34 | 104 | 23.6477 | 147.56 | 122.41 | 159.82 | 132.06
20 | 1 | 20 | 11496.2269 | 2835.1362 | 4535.8974 | 1625.8261 | 11426.6435 | 2957.3298 | 73.05 | 99.02 | 89 | 8.3962 | 110.89 | 95.02 | 164.9 | 135.83
21 | 1 | 21 | 11320.2323 | 2770.7186 | 4422.2022 | 1534.4962 | 11255.7433 | 2825.66 | 68.75 | 91.16 | 69 | 6.5716 | 101.48 | 87.44 | 164.95 | 135.46
22 | 1 | 22 | 11351.6024 | 3471.7567 | 4357.197 | 1802.0327 | 11113.7968 | 3033.5818 | 73.6 | 104.09 | 104 | 11.2366 | 119.49 | 99.83 | 170.56 | 138.6
23 | 1 | 23 | 11362.4208 | 2945.929 | 4446.7835 | 1552.8633 | 11222.0811 | 2844.8339 | 85.98 | 122.43 | 96 | 21.683 | 139.39 | 116.33 | 157.97 | 131.31
24 | 1 | 24 | 11400.5488 | 2691.4636 | 4442.5563 | 1518.6154 | 11267.9094 | 2795.8977 | 71.37 | 96.63 | 76 | 9.415 | 107.65 | 92.45 | 164.25 | 135.19
25 | 1 | 25 | 11524.0568 | 2941 | 4517.3177 | 1552.8633 | 11377.5301 | 2844.8339 | 80.06 | 111.64 | 93 | 15.8209 | 128.23 | 108.33 | 161.38 | 134.04
26 | 1 | 26 | 11357.1849 | 2680.6359 | 4345.7463 | 1474.9668 | 11120.983 | 2756.045 | 72.67 | 97.63 | 96 | 9.8767 | 109.54 | 93.7 | 165.56 | 135.66
27 | 1 | 27 | 11525.4724 | 3471.7567 | 4507.1474 | 1802.0327 | 11354.723 | 3033.5818 | 77.71 | 108.44 | 108 | 11.2345 | 121.44 | 103.07 | 166.2 | 136.24
28 | 1 | 28 | 11390.5577 | 2945.929 | 4457.698 | 1625.8261 | 11277.3121 | 2957.3298 | 79.18 | 109.31 | 119 | 15.4378 | 124.19 | 104.73 | 161.1 | 133.38
29 | 1 | 29 | 11641.8968 | 3471.7567 | 4539.2775 | 1802.0327 | 11391.4116 | 3033.5818 | 87.32 | 125.96 | 132 | 22.682 | 143.77 | 119.22 | 157.65 | 130.26
30 | 1 | 30 | 11694.121 | 2945.929 | 4598.2659 | 1625.8261 | 11456.617 | 2957.3298 | 112.86 | 179.9 | 99 | 47.1865 | 215.24 | 171.72 | 154.55 | 127.56
31 | 1 | 31 | 11647.9987 | 3471.7567 | 4598.6824 | 1802.0327 | 11434.7358 | 3033.5818 | 84.89 | 121.88 | 113 | 18.7109 | 137.78 | 115.18 | 160.8 | 132.72
32 | 1 | 32 | 11240.7183 | 2945.929 | 4298.5817 | 1483.5082 | 11041.4262 | 2720.0188 | 71.28 | 98.53 | 75 | 11.2209 | 112.12 | 94.3 | 166.82 | 136.08
33 | 1 | 33 | 11417.6658 | 2941 | 4506.5054 | 1625.8261 | 11341.2323 | 2957.3298 | 71.74 | 98.16 | 58 | 10.8087 | 110.11 | 94.47 | 162.14 | 134.38
34 | 1 | 34 | 11386.0479 | 2945.929 | 4499.5837 | 1534.4962 | 11324.8183 | 2825.66 | 82.48 | 120.1 | 101 | 19.1756 | 135.81 | 113.32 | 160.5 | 132.84
35 | 1 | 35 | 11271.8947 | 2945.929 | 4377.3581 | 1483.5082 | 11141.3433 | 2720.0188 | 73.12 | 102.54 | 111 | 10.9321 | 116.2 | 97.58 | 167.16 | 136.3
36 | 1 | 36 | 11548.7336 | 2835.1362 | 4614.1515 | 1625.8261 | 11569.6622 | 2957.3298 | 82.63 | 115.77 | 126 | 16.2314 | 130.63 | 110.88 | 162.3 | 134.01
37 | 1 | 37 | 11601.6129 | 3016.3641 | 4537.8863 | 1625.8261 | 11436.3532 | 2957.3298 | 101.26 | 151.32 | 121 | 36.2112 | 177.55 | 145.02 | 152.77 | 127.6
38 | 1 | 38 | 11547.5031 | 3471.7567 | 4577.3807 | 1802.0327 | 11429.8321 | 3033.5818 | 90.42 | 135.97 | 132 | 26.7583 | 157.83 | 129.23 | 159.76 | 131.99
39 | 1 | 39 | 11524.6648 | 2945.929 | 4498.1797 | 1552.8633 | 11330.2852 | 2844.8339 | 81.26 | 113.51 | 97 | 17.9812 | 128.62 | 107.9 | 157.23 | 130.63
40 | 1 | 40 | 11636.1386 | 2945.929 | 4614.8433 | 1552.8633 | 11528.4614 | 2844.8339 | 100.71 | 152.12 | 173 | 35.6862 | 176.02 | 143.93 | 152.34 | 127.1
41 | 1 | 41 | 11537.8628 | 3471.7567 | 4583.9776 | 1802.0327 | 11439.2938 | 3033.5818 | 75.58 | 103.75 | 78 | 10.8553 | 116.3 | 99.24 | 162.99 | 134.98
42 | 1 | 42 | 11500.0902 | 2945.929 | 4475.2378 | 1625.8261 | 11273.5698 | 2957.3298 | 89.52 | 130.1 | 121 | 24.4586 | 151.96 | 125.5 | 161.27 | 133.02
43 | 1 | 43 | 11647.5572 | 2945.929 | 4597.7731 | 1625.8261 | 11526.7626 | 2957.3298 | 99.14 | 148.04 | 115 | 33.4447 | 172.55 | 140.86 | 153.54 | 127.85
44 | 1 | 44 | 11473.1244 | 3471.7567 | 4474.2789 | 1802.0327 | 11295.9362 | 3033.5818 | 81.86 | 121.83 | 102 | 20.4477 | 136.89 | 112.47 | 161.14 | 131.61
45 | 1 | 45 | 11448.1942 | 2945.929 | 4469.7784 | 1552.8633 | 11305.9133 | 2844.8339 | 89.48 | 130.32 | 113 | 26.2444 | 148.8 | 123.34 | 154.84 | 128.72
46 | 1 | 46 | 11532.3399 | 3090.5052 | 4561.594 | 1656.0073 | 11432.6851 | 2848.8163 | 91.23 | 136.03 | 116 | 28.0332 | 160.31 | 132.12 | 157.09 | 131.34
47 | 1 | 47 | 11536.9426 | 3090.5052 | 4528.962 | 1656.0073 | 11364.9265 | 2957.3298 | 98.12 | 144.08 | 152 | 33.4773 | 167.83 | 138.65 | 152.49 | 127.97
48 | 1 | 48 | 11664.8314 | 3090.5052 | 4664.2101 | 1656.0073 | 11609.5382 | 2957.3298 | 99.13 | 149.02 | 124 | 34.0019 | 172.51 | 141.45 | 152.95 | 127.75
49 | 1 | 49 | 11558.3735 | 2945.929 | 4536.4837 | 1534.4962 | 11379.468 | 2825.66 | 93.25 | 139.42 | 136 | 29.0792 | 163.01 | 133.86 | 158.14 | 131.28
50 | 1 | 50 | 11501.2016 | 2770.7186 | 4478.9858 | 1534.4962 | 11317.467 | 2825.66 | 85.27 | 118.83 | 108 | 21.5681 | 134.15 | 114.02 | 154.58 | 129.33
51 | 1 | 51 | 11441.0719 | 3471.7567 | 4471.6381 | 1802.0327 | 11319.6962 | 3033.5818 | 90.22 | 137.28 | 117 | 27.3007 | 160.41 | 129.7 | 162.02 | 132.32
52 | 1 | 52 | 11768.1132 | 2921.7188 | 4812.5929 | 1625.8261 | 12064.3381 | 2957.3298 | 79.66 | 106.55 | 90 | 11.1165 | 114.48 | 99.72 | 155.99 | 129.74
53 | 1 | 53 | 11450.2613 | 3471.7567 | 4255.293 | 1802.0327 | 10648.1369 | 3033.5818 | 71.21 | 98.04 | 70 | 8.9637 | 112 | 95.28 | 170.57 | 140.18
54 | 2 | 1 | 11436.1533 | 3471.7567 | 4461.7084 | 1802.0327 | 11286.7461 | 3033.5818 | 90.5 | 133.64 | 116 | 25.4824 | 157.34 | 128.51 | 162.53 | 133.38
55 | 2 | 2 | 11412.6773 | 2945.929 | 4442.5238 | 1539.3652 | 11245.5616 | 2720.0188 | 91.28 | 131.84 | 148 | 26.9515 | 154.33 | 127.13 | 157.94 | 130.84
56 | 2 | 3 | 11465.4794 | 3471.7567 | 4502.3148 | 1802.0327 | 11332.6362 | 3033.5818 | 85.83 | 125.95 | 134 | 23.625 | 148.61 | 122.33 | 162.32 | 134.17
57 | 2 | 4 | 11673.0991 | 2941 | 4701.1029 | 1625.8261 | 11688.3132 | 2957.3298 | 88.36 | 122.5 | 101 | 20.6173 | 139.11 | 118.52 | 155.78 | 130.48
58 | 2 | 5 | 11422.3577 | 3016.3641 | 4423.1954 | 1549.1195 | 11202.8813 | 2720.0188 | 85.6 | 124.17 | 109 | 21.1299 | 142.87 | 118.27 | 162.29 | 133.44
59 | 2 | 6 | 11408.3715 | 3471.7567 | 4451.7682 | 1802.0327 | 11301.2708 | 3033.5818 | 88.77 | 132.87 | 90 | 25.6853 | 155.31 | 126.25 | 162.58 | 132.82
60 | 2 | 7 | 11396.7271 | 2945.929 | 4517.4293 | 1534.4962 | 11383.3453 | 2825.66 | 91.63 | 133.6 | 151 | 25.8663 | 154.63 | 127.43 | 157.92 | 130.95
61 | 2 | 8 | 11257.0282 | 2735.9272 | 4353.7182 | 1475.6628 | 11148.2414 | 2719.1771 | 76.95 | 108.9 | 100 | 14.0305 | 122.95 | 103.67 | 165.08 | 135.33
62 | 2 | 9 | 11527.6163 | 2945.929 | 4499.7054 | 1518.6154 | 11341.9933 | 2795.8977 | 85.85 | 120.5 | 97 | 19.9236 | 139.24 | 115.37 | 158.66 | 131.15
63 | 2 | 10 | 11378.3243 | 3090.5052 | 4415.4526 | 1656.0073 | 11267.2438 | 2848.8163 | 72.57 | 99.94 | 101 | 10.1595 | 114.18 | 96.7 | 167.06 | 136.65
64 | 2 | 11 | 11644.7345 | 2945.929 | 4600.1308 | 1539.3652 | 11504.2745 | 2825.66 | 103.34 | 152.78 | 159 | 36.8617 | 178.96 | 148.35 | 151.91 | 128.03
65 | 2 | 12 | 11599.6121 | 2945.929 | 4618.2749 | 1552.8633 | 11557.8869 | 2844.8339 | 87.87 | 123.86 | 141 | 19.7971 | 141.3 | 119.03 | 161.37 | 133.51
66 | 2 | 13 | 11457.4305 | 2945.929 | 4501.8882 | 1483.5082 | 11364.7847 | 2706.6177 | 84.95 | 121.19 | 145 | 18.6181 | 137.25 | 114.76 | 161.97 | 133.11
67 | 2 | 14 | 11342.0881 | 2835.1362 | 4361.6961 | 1625.8261 | 11105.306 | 2957.3298 | 77.63 | 108.91 | 92 | 15.7859 | 126.1 | 105.6 | 164.78 | 135.64
68 | 2 | 15 | 11517.415 | 2945.929 | 4507.7446 | 1483.5082 | 11379.0771 | 2720.0188 | 84.49 | 117.72 | 124 | 18.8496 | 131.75 | 111.5 | 157.11 | 130.49
69 | 2 | 16 | 11340.0091 | 3016.3641 | 4404.1115 | 1549.1195 | 11205.6981 | 2756.045 | 76.37 | 103.99 | 85 | 12.6816 | 115.97 | 98.73 | 161.86 | 133.26
70 | 2 | 17 | 11243.956 | 3016.3641 | 4375.741 | 1549.1195 | 11194.7427 | 2719.1771 | 76.94 | 107.94 | 72 | 14.8147 | 120.56 | 102.07 | 162.09 | 133.43
71 | 2 | 18 | 11433.5256 | 3016.3641 | 4427.9143 | 1625.8261 | 11211.8346 | 2957.3298 | 80.69 | 114.45 | 120 | 17.4026 | 134.36 | 112.15 | 165.08 | 136.07
72 | 2 | 19 | 11541.5568 | 2945.929 | 4517.0304 | 1625.8261 | 11413.966 | 2957.3298 | 89.47 | 130.27 | 117 | 26.2884 | 150.07 | 124.22 | 156.75 | 129.67
73 | 2 | 20 | 11496.2269 | 2835.1362 | 4535.8974 | 1625.8261 | 11426.6435 | 2957.3298 | 84.4 | 118.12 | 103 | 19.4883 | 135.03 | 113.4 | 157.66 | 131.32
74 | 2 | 21 | 11320.2323 | 2770.7186 | 4422.2022 | 1534.4962 | 11255.7433 | 2825.66 | 73.29 | 99.19 | 61 | 10.999 | 112.69 | 95.72 | 163.42 | 134.55
75 | 2 | 22 | 11351.6024 | 3471.7567 | 4357.197 | 1802.0327 | 11113.7968 | 3033.5818 | 79.57 | 112.52 | 120 | 16.7263 | 128.79 | 107.92 | 164.04 | 134.88
76 | 2 | 23 | 11362.4208 | 2945.929 | 4446.7835 | 1552.8633 | 11222.0811 | 2844.8339 | 81.54 | 115.86 | 89 | 16.9326 | 131.69 | 110.32 | 162.75 | 134.17
77 | 2 | 24 | 11400.5488 | 2691.4636 | 4442.5563 | 1518.6154 | 11267.9094 | 2795.8977 | 70.01 | 94.63 | 85 | 7.5536 | 105.31 | 90.77 | 166.16 | 136.35
78 | 2 | 25 | 11524.0568 | 2941 | 4517.3177 | 1552.8633 | 11377.5301 | 2844.8339 | 84.46 | 118.82 | 93 | 19.3841 | 137.94 | 115.74 | 160.04 | 133.25
79 | 2 | 26 | 11357.1849 | 2680.6359 | 4345.7463 | 1474.9668 | 11120.983 | 2756.045 | 74.77 | 101.74 | 99 | 12.4005 | 114.9 | 97.84 | 164.22 | 134.79
80 | 2 | 27 | 11525.4724 | 3471.7567 | 4507.1474 | 1802.0327 | 11354.723 | 3033.5818 | 83.54 | 118.12 | 100 | 17.1808 | 134.88 | 112.88 | 163.04 | 134.35
81 | 2 | 28 | 11390.5577 | 2945.929 | 4457.698 | 1625.8261 | 11277.3121 | 2957.3298 | 83.03 | 116.52 | 114 | 18.6927 | 134.39 | 112.82 | 161.83 | 133.83
82 | 2 | 29 | 11641.8968 | 3471.7567 | 4539.2775 | 1802.0327 | 11391.4116 | 3033.5818 | 102.37 | 152.92 | 160 | 37.1547 | 175.85 | 144.29 | 148.42 | 124.85
83 | 2 | 30 | 11694.121 | 2945.929 | 4598.2659 | 1625.8261 | 11456.617 | 2957.3298 | 105.61 | 165.39 | 119 | 39.3549 | 194.86 | 156.57 | 156.24 | 128.62
84 | 2 | 31 | 11647.9987 | 3471.7567 | 4598.6824 | 1802.0327 | 11434.7358 | 3033.5818 | 86.81 | 127.17 | 112 | 20.3626 | 143.81 | 119.48 | 161.14 | 132.69
85 | 2 | 32 | 11240.7183 | 2945.929 | 4298.5817 | 1483.5082 | 11041.4262 | 2720.0188 | 68.07 | 92.48 | 77 | 8.0776 | 103.69 | 88.16 | 167.66 | 136.61
86 | 2 | 33 | 11417.6658 | 2941 | 4506.5054 | 1625.8261 | 11341.2323 | 2957.3298 | 73.71 | 102.03 | 71 | 12.5226 | 115.22 | 98.34 | 161.78 | 134.15
87 | 2 | 34 | 11386.0479 | 2945.929 | 4499.5837 | 1534.4962 | 11324.8183 | 2825.66 | 86.99 | 128.17 | 105 | 23.4158 | 147.54 | 122.12 | 159.86 | 132.44
88 | 2 | 35 | 11271.8947 | 2945.929 | 4377.3581 | 1483.5082 | 11141.3433 | 2720.0188 | 84.3 | 120.96 | 117 | 22.0863 | 140.6 | 115.95 | 160.02 | 132.14
89 | 2 | 36 | 11548.7336 | 2835.1362 | 4614.1515 | 1625.8261 | 11569.6622 | 2957.3298 | 89.33 | 127.07 | 114 | 22.5021 | 144.98 | 121.96 | 158.93 | 131.95
90 | 2 | 37 | 11601.6129 | 3016.3641 | 4537.8863 | 1625.8261 | 11436.3532 | 2957.3298 | 96.06 | 142.56 | 126 | 30.7515 | 168.95 | 138.54 | 158.95 | 131.53
91 | 2 | 38 | 11547.5031 | 3471.7567 | 4577.3807 | 1802.0327 | 11429.8321 | 3033.5818 | 97.18 | 149.9 | 147 | 33.6736 | 176.39 | 142.67 | 158.77 | 131.03
92 | 2 | 39 | 11524.6648 | 2945.929 | 4498.1797 | 1552.8633 | 11330.2852 | 2844.8339 | 81.68 | 115.54 | 96 | 18.0041 | 131.08 | 109.49 | 158.49 | 131.19
93 | 2 | 40 | 11636.1386 | 2945.929 | 4614.8433 | 1552.8633 | 11528.4614 | 2844.8339 | 102.58 | 157.3 | 148 | 37.2171 | 183.99 | 149.06 | 154.86 | 128.17
94 | 2 | 41 | 11537.8628 | 3471.7567 | 4583.9776 | 1802.0327 | 11439.2938 | 3033.5818 | 79.05 | 109.8 | 108 | 14.0478 | 123.66 | 105.14 | 161.45 | 134.06
95 | 2 | 42 | 11500.0902 | 2945.929 | 4475.2378 | 1625.8261 | 11273.5698 | 2957.3298 | 97.69 | 147 | 122 | 33.2499 | 174.52 | 141.67 | 158.81 | 130.96
96 | 2 | 43 | 11647.5572 | 2945.929 | 4597.7731 | 1625.8261 | 11526.7626 | 2957.3298 | 97.74 | 144.76 | 146 | 32.6708 | 168.61 | 138.22 | 153.33 | 127.67
97 | 2 | 44 | 11473.1244 | 3471.7567 | 4474.2789 | 1802.0327 | 11295.9362 | 3033.5818 | 81.11 | 120.24 | 95 | 19.7885 | 134.72 | 110.97 | 160.95 | 131.56
98 | 2 | 45 | 11448.1942 | 2945.929 | 4469.7784 | 1552.8633 | 11305.9133 | 2844.8339 | 83.36 | 121.17 | 120 | 19.7795 | 135.83 | 112.86 | 158.92 | 130.74
99 | 2 | 46 | 11532.3399 | 3090.5052 | 4561.594 | 1656.0073 | 11432.6851 | 2848.8163 | 102.19 | 155.76 | 114 | 39.0306 | 185.86 | 150.91 | 152.29 | 128.08
100 | 2 | 47 | 11536.9426 | 3090.5052 | 4528.962 | 1656.0073 | 11364.9265 | 2957.3298 | 103.06 | 154.58 | 165 | 38.9907 | 181.63 | 148.94 | 151.38 | 127.09
101 | 2 | 48 | 11664.8314 | 3090.5052 | 4664.2101 | 1656.0073 | 11609.5382 | 2957.3298 | 113.76 | 175.53 | 139 | 48.7066 | 207.69 | 167.74 | 147.57 | 123.88
102 | 2 | 49 | 11558.3735 | 2945.929 | 4536.4837 | 1534.4962 | 11379.468 | 2825.66 | 101.41 | 152 | 156 | 36.5496 | 178.42 | 146.05 | 152.16 | 127.64
103 | 2 | 50 | 11501.2016 | 2770.7186 | 4478.9858 | 1534.4962 | 11317.467 | 2825.66 | 86.01 | 120.94 | 108 | 21.7606 | 138.32 | 116.81 | 156.8 | 130.8
104 | 2 | 51 | 11441.0719 | 3471.7567 | 4471.6381 | 1802.0327 | 11319.6962 | 3033.5818 | 89.33 | 134.48 | 112 | 25.8148 | 157.09 | 127.52 | 162.44 | 132.76
105 | 2 | 52 | 11768.1132 | 2921.7188 | 4812.5929 | 1625.8261 | 12064.3381 | 2957.3298 | 80.9 | 108.66 | 106 | 12.269 | 118.49 | 102.45 | 156.5 | 130.12
106 | 2 | 53 | 11450.2613 | 3471.7567 | 4255.293 | 1802.0327 | 10648.1369 | 3033.5818 | 79.02 | 111.11 | 69 | 17.1434 | 130.3 | 109.12 | 165.73 | 137.25
107 | 3 | 1 | 11436.1533 | 3471.7567 | 4461.7084 | 1802.0327 | 11286.7461 | 3033.5818 | 89.08 | 130.95 | 141 | 24.2536 | 153.95 | 125.62 | 161.95 | 132.92
108 | 3 | 2 | 11412.6773 | 2945.929 | 4442.5238 | 1539.3652 | 11245.5616 | 2720.0188 | 89.48 | 128.85 | 142 | 25.5298 | 151.03 | 124.26 | 158.14 | 131.07
109 | 3 | 3 | 11465.4794 | 3471.7567 | 4502.3148 | 1802.0327 | 11332.6362 | 3033.5818 | 81.79 | 119.54 | 130 | 19.389 | 139.82 | 115.48 | 164.48 | 135.43
110 | 3 | 4 | 11673.0991 | 2941 | 4701.1029 | 1625.8261 | 11688.3132 | 2957.3298 | 80.1 | 109.5 | 96 | 13.1288 | 123.54 | 105.99 | 160.63 | 133.63
111 | 3 | 5 | 11422.3577 | 3016.3641 | 4423.1954 | 1549.1195 | 11202.8813 | 2720.0188 | 83.91 | 123.02 | 105 | 19.7015 | 141.79 | 116.42 | 163.76 | 133.78
112 | 3 | 6 | 11408.3715 | 3471.7567 | 4451.7682 | 1802.0327 | 11301.2708 | 3033.5818 | 83.41 | 122.38 | 94 | 20.1948 | 139.91 | 115.42 | 162.5 | 132.97
113 | 3 | 7 | 11396.7271 | 2945.929 | 4517.4293 | 1534.4962 | 11383.3453 | 2825.66 | 84.91 | 120.39 | 118 | 19.7615 | 138.25 | 115.26 | 160.06 | 132.41
114 | 3 | 8 | 11257.0282 | 2735.9272 | 4353.7182 | 1475.6628 | 11148.2414 | 2719.1771 | 72.84 | 102.29 | 100 | 11.0901 | 114.77 | 96.93 | 166.66 | 136.27
115 | 3 | 9 | 11527.6163 | 2945.929 | 4499.7054 | 1518.6154 | 11341.9933 | 2795.8977 | 87.51 | 119.69 | 97 | 21.4651 | 139.62 | 116.43 | 156.17 | 130.31
116 | 3 | 10 | 11378.3243 | 3090.5052 | 4415.4526 | 1656.0073 | 11267.2438 | 2848.8163 | 71.66 | 97.16 | 91 | 9.6956 | 109.13 | 93.13 | 164.55 | 135.16
117 | 3 | 11 | 11644.7345 | 2945.929 | 4600.1308 | 1539.3652 | 11504.2745 | 2825.66 | 99.97 | 145.93 | 131 | 33.5118 | 171.15 | 141.5 | 153.52 | 129.07
118 | 3 | 12 | 11599.6121 | 2945.929 | 4618.2749 | 1552.8633 | 11557.8869 | 2844.8339 | 94.83 | 136.07 | 147 | 26.5901 | 156.97 | 130.39 | 157.36 | 130.66
119 | 3 | 13 | 11457.4305 | 2945.929 | 4501.8882 | 1483.5082 | 11364.7847 | 2706.6177 | 87.59 | 129.05 | 115 | 21.6649 | 147.07 | 120.84 | 161.69 | 132.27
120 | 3 | 14 | 11342.0881 | 2835.1362 | 4361.6961 | 1625.8261 | 11105.306 | 2957.3298 | 71.51 | 98.84 | 98 | 9.6496 | 111.79 | 94.86 | 167.4 | 136.96
121 | 3 | 15 | 11517.415 | 2945.929 | 4507.7446 | 1483.5082 | 11379.0771 | 2720.0188 | 89.88 | 126.81 | 108 | 24.423 | 144.08 | 120.52 | 153.75 | 128.8
122 | 3 | 16 | 11340.0091 | 3016.3641 | 4404.1115 | 1549.1195 | 11205.6981 | 2756.045 | 69.99 | 93.25 | 72 | 6.6025 | 102.79 | 88.63 | 165.63 | 135.7
123 | 3 | 17 | 11243.956 | 3016.3641 | 4375.741 | 1549.1195 | 11194.7427 | 2719.1771 | 68.73 | 93.95 | 68 | 7.5068 | 105.89 | 89.96 | 168.72 | 137.36
124 | 3 | 18 | 11433.5256 | 3016.3641 | 4427.9143 | 1625.8261 | 11211.8346 | 2957.3298 | 83.16 | 117.64 | 126 | 19.8243 | 137.34 | 114.34 | 161.58 | 134.03
125 | 3 | 19 | 11541.5568 | 2945.929 | 4517.0304 | 1625.8261 | 11413.966 | 2957.3298 | 95.43 | 142.22 | 103 | 32.0458 | 167.13 | 136.49 | 156.25 | 129.44
126 | 3 | 20 | 11496.2269 | 2835.1362 | 4535.8974 | 1625.8261 | 11426.6435 | 2957.3298 | 81.4 | 111.87 | 115 | 16.7679 | 127.96 | 107.97 | 159.52 | 132.75
127 | 3 | 21 | 11320.2323 | 2770.7186 | 4422.2022 | 1534.4962 | 11255.7433 | 2825.66 | 73.26 | 99.07 | 62 | 11.1325 | 112.74 | 95.67 | 163.1 | 134.41
128 | 3 | 22 | 11351.6024 | 3471.7567 | 4357.197 | 1802.0327 | 11113.7968 | 3033.5818 | 72.74 | 102.37 | 116 | 10.1615 | 116.96 | 97.82 | 170.38 | 138.48
129 | 3 | 23 | 11362.4208 | 2945.929 | 4446.7835 | 1552.8633 | 11222.0811 | 2844.8339 | 84.13 | 118.89 | 82 | 19.4122 | 135.47 | 113.39 | 160.07 | 132.95
130 | 3 | 24 | 11400.5488 | 2691.4636 | 4442.5563 | 1518.6154 | 11267.9094 | 2795.8977 | 66.85 | 88.25 | 69 | 3.9387 | 96.54 | 84.28 | 167.49 | 137.15
131 | 3 | 25 | 11524.0568 | 2941 | 4517.3177 | 1552.8633 | 11377.5301 | 2844.8339 | 74.41 | 101.15 | 94 | 9.9198 | 113.52 | 97.4 | 163.12 | 135.03
132 | 3 | 26 | 11357.1849 | 2680.6359 | 4345.7463 | 1474.9668 | 11120.983 | 2756.045 | 75.14 | 102.24 | 108 | 12.4116 | 116.46 | 98.59 | 165.07 | 135.53
133 | 3 | 27 | 11525.4724 | 3471.7567 | 4507.1474 | 1802.0327 | 11354.723 | 3033.5818 | 74.58 | 103.32 | 106 | 8.79 | 115.01 | 97.89 | 166.9 | 136.63
134 | 3 | 28 | 11390.5577 | 2945.929 | 4457.698 | 1625.8261 | 11277.3121 | 2957.3298 | 78.03 | 108.2 | 121 | 14.0157 | 123.62 | 104.29 | 164.03 | 135.15
135 | 3 | 29 | 11641.8968 | 3471.7567 | 4539.2775 | 1802.0327 | 11391.4116 | 3033.5818 | 96.03 | 141.78 | 156 | 31.2616 | 166.81 | 136.52 | 155.43 | 129.19
136 | 3 | 30 | 11694.121 | 2945.929 | 4598.2659 | 1625.8261 | 11456.617 | 2957.3298 | 108.05 | 169.71 | 120 | 41.9438 | 201.57 | 161.72 | 155.5 | 128.3
137 | 3 | 31 | 11647.9987 | 3471.7567 | 4598.6824 | 1802.0327 | 11434.7358 | 3033.5818 | 90.52 | 133.48 | 108 | 24.1211 | 152.29 | 125.59 | 158.94 | 131.06
138 | 3 | 32 | 11240.7183 | 2945.929 | 4298.5817 | 1483.5082 | 11041.4262 | 2720.0188 | 72.12 | 99.27 | 68 | 12.2567 | 113.32 | 95.18 | 165.15 | 135.21
139 | 3 | 33 | 11417.6658 | 2941 | 4506.5054 | 1625.8261 | 11341.2323 | 2957.3298 | 78.83 | 110.37 | 64 | 17.3641 | 126.82 | 107.09 | 159.44 | 132.8
140 | 3 | 34 | 11386.0479 | 2945.929 | 4499.5837 | 1534.4962 | 11324.8183 | 2825.66 | 89.97 | 131.65 | 105 | 26.8855 | 152.86 | 126.25 | 156.73 | 130.81
141 | 3 | 35 | 11271.8947 | 2945.929 | 4377.3581 | 1483.5082 | 11141.3433 | 2720.0188 | 76.2 | 109.32 | 129 | 14.4166 | 124.55 | 103.52 | 165.27 | 134.93
142 | 3 | 36 | 11548.7336 | 2835.1362 | 4614.1515 | 1625.8261 | 11569.6622 | 2957.3298 | 81.05 | 112.51 | 118 | 14.9576 | 126.03 | 107.27 | 161.01 | 133.2
143 | 3 | 37 | 11601.6129 | 3016.3641 | 4537.8863 | 1625.8261 | 11436.3532 | 2957.3298 | 95.57 | 140.78 | 118 | 30.7174 | 165.86 | 135.64 | 157.05 | 130.51
144 | 3 | 38 | 11547.5031 | 3471.7567 | 4577.3807 | 1802.0327 | 11429.8321 | 3033.5818 | 103.23 | 159.28 | 148 | 39.4383 | 189.13 | 152.66 | 154.99 | 129.26
145 | 3 | 39 | 11524.6648 | 2945.929 | 4498.1797 | 1552.8633 | 11330.2852 | 2844.8339 | 81.53 | 114.6 | 109 | 17.935 | 130.73 | 108.96 | 158.11 | 130.82
146 | 3 | 40 | 11636.1386 | 2945.929 | 4614.8433 | 1552.8633 | 11528.4614 | 2844.8339 | 95.81 | 145.03 | 150 | 30.4979 | 167.82 | 137.05 | 157.04 | 129.72
147 | 3 | 41 | 11537.8628 | 3471.7567 | 4583.9776 | 1802.0327 | 11439.2938 | 3033.5818 | 81.29 | 114.05 | 101 | 16.9233 | 130.03 | 109.46 | 160.27 | 133.25
148 | 3 | 42 | 11500.0902 | 2945.929 | 4475.2378 | 1625.8261 | 11273.5698 | 2957.3298 | 87.26 | 127.61 | 117 | 23.0131 | 148.7 | 122.45 | 161.98 | 133.3
149 | 3 | 43 | 11647.5572 | 2945.929 | 4597.7731 | 1625.8261 | 11526.7626 | 2957.3298 | 99.93 | 149.85 | 133 | 34.6936 | 174.45 | 142.12 | 151.71 | 126.46
150 | 3 | 44 | 11473.1244 | 3471.7567 | 4474.2789 | 1802.0327 | 11295.9362 | 3033.5818 | 78.48 | 115.11 | 118 | 16.7215 | 129.02 | 106.78 | 163.14 | 133.2
151 | 3 | 45 | 11448.1942 | 2945.929 | 4469.7784 | 1552.8633 | 11305.9133 | 2844.8339 | 86.88 | 129.02 | 86 | 24.8838 | 147.44 | 120.62 | 156.86 | 129.22
152 | 3 | 46 | 11532.3399 | 3090.5052 | 4561.594 | 1656.0073 | 11432.6851 | 2848.8163 | 89.97 | 133.58 | 115 | 25.9254 | 156.91 | 129.26 | 159.25 | 132.33
153 | 3 | 47 | 11536.9426 | 3090.5052 | 4528.962 | 1656.0073 | 11364.9265 | 2957.3298 | 105.09 | 159.15 | 155 | 41.0515 | 186.75 | 152.08 | 148.76 | 125.18
154 | 3 | 48 | 11664.8314 | 3090.5052 | 4664.2101 | 1656.0073 | 11609.5382 | 2957.3298 | 122.97 | 192.68 | 126 | 58.1619 | 229.55 | 183.43 | 143.37 | 120.94
155 | 3 | 49 | 11558.3735 | 2945.929 | 4536.4837 | 1534.4962 | 11379.468 | 2825.66 | 102.38 | 154.79 | 165 | 37.5458 | 182.22 | 148.34 | 152.56 | 127.52
156 | 3 | 50 | 11501.2016 | 2770.7186 | 4478.9858 | 1534.4962 | 11317.467 | 2825.66 | 78.54 | 107.35 | 92 | 15.0808 | 121.33 | 103.7 | 159.73 | 132.54
157 | 3 | 51 | 11441.0719 | 3471.7567 | 4471.6381 | 1802.0327 | 11319.6962 | 3033.5818 | 89.98 | 133.59 | 124 | 27.2147 | 155.8 | 127.16 | 158.71 | 130.87
158 | 3 | 52 | 11768.1132 | 2921.7188 | 4812.5929 | 1625.8261 | 12064.3381 | 2957.3298 | 80.33 | 107.62 | 89 | 12.4721 | 116.77 | 101.16 | 155.02 | 129.17
159 | 3 | 53 | 11450.2613 | 3471.7567 | 4255.293 | 1802.0327 | 10648.1369 | 3033.5818 | 75.3 | 106.04 | 79 | 12.5043 | 123.99 | 103.76 | 170.9 | 140.06
160 | 4 | 1 | 11436.1533 | 3471.7567 | 4461.7084 | 1802.0327 | 11286.7461 | 3033.5818 | 87.64 | 127.31 | 102 | 22.9806 | 148.86 | 121.79 | 161.27 | 132.57
161 | 4 | 2 | 11412.6773 | 2945.929 | 4442.5238 | 1539.3652 | 11245.5616 | 2720.0188 | 78.91 | 108.78 | 120 | 15.2232 | 124.95 | 104.93 | 162.06 | 133.9
162 | 4 | 3 | 11465.4794 | 3471.7567 | 4502.3148 | 1802.0327 | 11332.6362 | 3033.5818 | 84.3 | 122.09 | 113 | 21.75 | 143.57 | 118.64 | 162.38 | 134.25
163 | 4 | 4 | 11673.0991 | 2941 | 4701.1029 | 1625.8261 | 11688.3132 | 2957.3298 | 91.21 | 126.84 | 96 | 24.4432 | 146.81 | 123.84 | 154.41 | 130
164 | 4 | 5 | 11422.3577 | 3016.3641 | 4423.1954 | 1549.1195 | 11202.8813 | 2720.0188 | 81.76 | 117.85 | 93 | 17.5523 | 135.68 | 112.26 | 164.35 | 134.82
165 | 4 | 6 | 11408.3715 | 3471.7567 | 4451.7682 | 1802.0327 | 11301.2708 | 3033.5818 | 88.58 | 131.6 | 92 | 25.4373 | 152.34 | 124.38 | 159.88 | 131.36
166 | 4 | 7 | 11396.7271 | 2945.929 | 4517.4293 | 1534.4962 | 11383.3453 | 2825.66 | 91.17 | 133.11 | 119 | 26.1455 | 153.15 | 126.27 | 156.86 | 130.4
167 | 4 | 8 | 11257.0282 | 2735.9272 | 4353.7182 | 1475.6628 | 11148.2414 | 2719.1771 | 71 | 98.74 | 100 | 8.9586 | 110.6 | 93.8 | 168.04 | 137.11
168 | 4 | 9 | 11527.6163 | 2945.929 | 4499.7054 | 1518.6154 | 11341.9933 | 2795.8977 | 85.47 | 120.21 | 104 | 19.4759 | 139.05 | 115.19 | 159.26 | 131.5
169 | 4 | 10 | 11378.3243 | 3090.5052 | 4415.4526 | 1656.0073 | 11267.2438 | 2848.8163 | 68.75 | 92.83 | 73 | 7.3862 | 104.08 | 89.06 | 166.4 | 136.18
170 | 4 | 11 | 11644.7345 | 2945.929 | 4600.1308 | 1539.3652 | 11504.2745 | 2825.66 | 99 | 144.43 | 132 | 32.579 | 167.27 | 138.67 | 152.28 | 128.13
171 | 4 | 12 | 11599.6121 | 2945.929 | 4618.2749 | 1552.8633 | 11557.8869 | 2844.8339 | 84.23 | 118.46 | 126 | 16.2074 | 133.53 | 112.63 | 162.45 | 134.01
172 | 4 | 13 | 11457.4305 | 2945.929 | 4501.8882 | 1483.5082 | 11364.7847 | 2706.6177 | 83.35 | 119.82 | 114 | 17.0377 | 135.32 | 112.64 | 163.58 | 133.85
173 | 4 | 14 | 11342.0881 | 2835.1362 | 4361.6961 | 1625.8261 | 11105.306 | 2957.3298 | 75.04 | 103.97 | 95 | 13.062 | 119.13 | 100.42 | 165.58 | 136.07
174 | 4 | 15 | 11517.415 | 2945.929 | 4507.7446 | 1483.5082 | 11379.0771 | 2720.0188 | 81.69 | 114.33 | 110 | 16.1217 | 127.62 | 107.64 | 159.26 | 131.68
175 | 4 | 16 | 11340.0091 | 3016.3641 | 4404.1115 | 1549.1195 | 11205.6981 | 2756.045 | 69.83 | 92.95 | 76 | 5.928 | 102.14 | 88.23 | 166.3 | 136.02
176 | 4 | 17 | 11243.956 | 3016.3641 | 4375.741 | 1549.1195 | 11194.7427 | 2719.1771 | 67.49 | 91.89 | 66 | 5.9114 | 101.98 | 87.31 | 168.97 | 137.43
177 | 4 | 18 | 11433.5256 | 3016.3641 | 4427.9143 | 1625.8261 | 11211.8346 | 2957.3298 | 75.81 | 105.06 | 111 | 12.7906 | 120.82 | 101.92 | 165.01 | 135.94
178 | 4 | 19 | 11541.5568 | 2945.929 | 4517.0304 | 1625.8261 | 11413.966 | 2957.3298 | 79.62 | 112.66 | 94 | 16.0598 | 127.67 | 107.43 | 161.89 | 133.43
179 | 4 | 20 | 11496.2269 | 2835.1362 | 4535.8974 | 1625.8261 | 11426.6435 | 2957.3298 | 73.7 | 100.04 | 104 | 9.8066 | 112.35 | 96 | 162.92 | 134.63
180 | 4 | 21 | 11320.2323 | 2770.7186 | 4422.2022 | 1534.4962 | 11255.7433 | 2825.66 | 78.1 | 107.73 | 71 | 16.2183 | 125.07 | 104.78 | 160.79 | 133.08
181 | 4 | 22 | 11351.6024 | 3471.7567 | 4357.197 | 1802.0327 | 11113.7968 | 3033.5818 | 71.49 | 100.11 | 96 | 9.486 | 112.98 | 95.17 | 169.28 | 137.85
182 | 4 | 23 | 11362.4208 | 2945.929 | 4446.7835 | 1552.8633 | 11222.0811 | 2844.8339 | 83.14 | 121.49 | 78 | 18.4976 | 138.17 | 114.31 | 163.1 | 133.87
183 | 4 | 24 | 11400.5488 | 2691.4636 | 4442.5563 | 1518.6154 | 11267.9094 | 2795.8977 | 65.58 | 86.2 | 53 | 3.3176 | 94.11 | 82.29 | 167.39 | 137.07
184 | 4 | 25 | 11524.0568 | 2941 | 4517.3177 | 1552.8633 | 11377.5301 | 2844.8339 | 78.44 | 107.97 | 87 | 14.0307 | 123.39 | 104.75 | 161.71 | 134.22
185 | 4 | 26 | 11357.1849 | 2680.6359 | 4345.7463 | 1474.9668 | 11120.983 | 2756.045 | 73.88 | 99.78 | 98 | 11.7297 | 112.71 | 95.91 | 163.99 | 134.6
186 | 4 | 27 | 11525.4724 | 3471.7567 | 4507.1474 | 1802.0327 | 11354.723 | 3033.5818 | 85.46 | 122.49 | 104 | 19.4954 | 140.9 | 117.1 | 162.94 | 134.34
187 | 4 | 28 | 11390.5577 | 2945.929 | 4457.698 | 1625.8261 | 11277.3121 | 2957.3298 | 71.99 | 98.88 | 99 | 8.8917 | 111.21 | 94.56 | 166.14 | 136.37
188 | 4 | 29 | 11641.8968 | 3471.7567 | 4539.2775 | 1802.0327 | 11391.4116 | 3033.5818 | 98.98 | 148.49 | 119 | 34.0654 | 173.88 | 141.2 | 154.35 | 128.13
189 | 4 | 30 | 11694.121 | 2945.929 | 4598.2659 | 1625.8261 | 11456.617 | 2957.3298 | 100.06 | 154.32 | 89 | 34.3868 | 181.92 | 147.27 | 158.35 | 130.56
190 | 4 | 31 | 11647.9987 | 3471.7567 | 4598.6824 | 1802.0327 | 11434.7358 | 3033.5818 | 92.66 | 138.28 | 99 | 26.7635 | 158.3 | 130.07 | 157.67 | 130.24
191 | 4 | 32 | 11240.7183 | 2945.929 | 4298.5817 | 1483.5082 | 11041.4262 | 2720.0188 | 63.92 | 85.71 | 59 | 4.3733 | 94.9 | 81.53 | 169.99 | 138.02
192 | 4 | 33 | 11417.6658 | 2941 | 4506.5054 | 1625.8261 | 11341.2323 | 2957.3298 | 71.42 | 97.28 | 61 | 11.0856 | 109.56 | 93.87 | 161.48 | 134.01
193 | 4 | 34 | 11386.0479 | 2945.929 | 4499.5837 | 1534.4962 | 11324.8183 | 2825.66 | 86.84 | 127.04 | 91 | 23.2344 | 145.85 | 120.83 | 158.61 | 131.74
194 | 4 | 35 | 11271.8947 | 2945.929 | 4377.3581 | 1483.5082 | 11141.3433 | 2720.0188 | 86.3 | 124.83 | 101 | 24.3297 | 146.62 | 120.18 | 159.34 | 131.78
195 | 4 | 36 | 11548.7336 | 2835.1362 | 4614.1515 | 1625.8261 | 11569.6622 | 2957.3298 | 89.23 | 126.65 | 103 | 22.7658 | 144.95 | 121.64 | 158.57 | 132.06
196 | 4 | 37 | 11601.6129 | 3016.3641 | 4537.8863 | 1625.8261 | 11436.3532 | 2957.3298 | 85.93 | 123.86 | 116 | 20.7637 | 143.23 | 119.11 | 161.59 | 133.16
197 | 4 | 38 | 11547.5031 | 3471.7567 | 4577.3807 | 1802.0327 | 11429.8321 | 3033.5818 | 107.16 | 170.27 | 127 | 44.1857 | 204.2 | 162.98 | 156.02 | 129.3
198 | 4 | 39 | 11524.6648 | 2945.929 | 4498.1797 | 1552.8633 | 11330.2852 | 2844.8339 | 80.83 | 114.87 | 92 | 16.8899 | 130.44 | 108.61 | 160 | 131.88
199 | 4 | 40 | 11636.1386 | 2945.929 | 4614.8433 | 1552.8633 | 11528.4614 | 2844.8339 | 98.59 | 147.69 | 145 | 32.8311 | 171.62 | 140.6 | 155.21 | 129.17
200 | 4 | 41 | 11537.8628 | 3471.7567 | 4583.9776 | 1802.0327 | 11439.2938 | 3033.5818 | 86.11 | 121.76 | 95 | 21.815 | 139.47 | 117.03 | 156.56 | 131.15
201 | 4 | 42 | 11500.0902 | 2945.929 | 4475.2378 | 1625.8261 | 11273.5698 | 2957.3298 | 85.11 | 124.24 | 106 | 21.0272 | 144.24 | 119.09 | 162.87 | 133.92
202 | 4 | 43 | 11647.5572 | 2945.929 | 4597.7731 | 1625.8261 | 11526.7626 | 2957.3298 | 90.76 | 131.75 | 124 | 25.0742 | 151.55 | 125.4 | 156.21 | 129.64
203 | 4 | 44 | 11473.1244 | 3471.7567 | 4474.2789 | 1802.0327 | 11295.9362 | 3033.5818 | 85.1 | 128.95 | 108 | 23.4974 | 147.31 | 119.62 | 161.44 | 131.62
204 | 4 | 45 | 11448.1942 | 2945.929 | 4469.7784 | 1552.8633 | 11305.9133 | 2844.8339 | 81.75 | 118.66 | 86 | 18.9609 | 133.34 | 110.85 | 159.29 | 131.1
205 | 4 | 46 | 11532.3399 | 3090.5052 | 4561.594 | 1656.0073 | 11432.6851 | 2848.8163 | 97.38 | 145.95 | 113 | 34.1675 | 173.61 | 141.85 | 154.54 | 129.87
206 | 4 | 47 | 11536.9426 | 3090.5052 | 4528.962 | 1656.0073 | 11364.9265 | 2957.3298 | 91.8 | 135.36 | 133 | 27.2624 | 155.89 | 129.06 | 156.5 | 130.27
207 | 4 | 48 | 11664.8314 | 3090.5052 | 4664.2101 | 1656.0073 | 11609.5382 | 2957.3298 | 112.16 | 172.54 | 139 | 47.0724 | 204.05 | 164.36 | 147.71 | 124.02
208 | 4 | 49 | 11558.3735 | 2945.929 | 4536.4837 | 1534.4962 | 11379.468 | 2825.66 | 98.01 | 149.91 | 119 | 33.8844 | 174.76 | 142.01 | 155.41 | 128.86
209 | 4 | 50 | 11501.2016 | 2770.7186 | 4478.9858 | 1534.4962 | 11317.467 | 2825.66 | 76.17 | 103.77 | 84 | 12.3561 | 116.31 | 99.72 | 161.35 | 133.52
210 | 4 | 51 | 11441.0719 | 3471.7567 | 4471.6381 | 1802.0327 | 11319.6962 | 3033.5818 | 91.36 | 138.28 | 96 | 28.6861 | 162.72 | 131.62 | 160.6 | 131.75
211 | 4 | 52 | 11768.1132 | 2921.7188 | 4812.5929 | 1625.8261 | 12064.3381 | 2957.3298 | 77.95 | 104.76 | 95 | 9.9492 | 114.13 | 98.78 | 158.24 | 131.09
212 | 4 | 53 | 11450.2613 | 3471.7567 | 4255.293 | 1802.0327 | 10648.1369 | 3033.5818 | 72.87 | 98.92 | 85 | 10.4318 | 112.88 | 96.59 | 167.55 | 138.67
213 | 5 | 1 | 11436.1533 | 3471.7567 | 4461.7084 | 1802.0327 | 11286.7461 | 3033.5818 | 81.78 | 118.36 | 111 | 16.8787 | 136.67 | 112.82 | 166.01 | 135.34
214 | 5 | 2 | 11412.6773 | 2945.929 | 4442.5238 | 1539.3652 | 11245.5616 | 2720.0188 | 81.85 | 116.63 | 121 | 18.0043 | 134.67 | 111.68 | 163.03 | 134.12
215 | 5 | 3 | 11465.4794 | 3471.7567 | 4502.3148 | 1802.0327 | 11332.6362 | 3033.5818 | 88.32 | 132.31 | 122 | 26.5928 | 157.65 | 128.68 | 163 | 134.37
216 | 5 | 4 | 11673.0991 | 2941 | 4701.1029 | 1625.8261 | 11688.3132 | 2957.3298 | 79.85 | 108.44 | 87 | 12.6195 | 121.21 | 104.44 | 160.01 | 133.28
217 | 5 | 5 | 11422.3577 | 3016.3641 | 4423.1954 | 1549.1195 | 11202.8813 | 2720.0188 | 79.92 | 113.68 | 120 | 15.3668 | 128.7 | 107.86 | 164.29 | 134.94
218 | 5 | 6 | 11408.3715 | 3471.7567 | 4451.7682 | 1802.0327 | 11301.2708 | 3033.5818 | 82.63 | 122.13 | 78 | 19.6155 | 139.31 | 114.57 | 163.39 | 133.43
219 | 5 | 7 | 11396.7271 | 2945.929 | 4517.4293 | 1534.4962 | 11383.3453 | 2825.66 | 84.38 | 120.4 | 133 | 18.5357 | 136.07 | 113.74 | 160.25 | 132.34
220 | 5 | 8 | 11257.0282 | 2735.9272 | 4353.7182 | 1475.6628 | 11148.2414 | 2719.1771 | 78.89 | 111.38 | 92 | 16.2981 | 127.48 | 106.97 | 164.29 | 135.06
221 | 5 | 9 | 11527.6163 | 2945.929 | 4499.7054 | 1518.6154 | 11341.9933 | 2795.8977 | 82.16 | 113.02 | 103 | 15.9374 | 129.49 | 108.47 | 160.25 | 132.34
222 | 5 | 10 | 11378.3243 | 3090.5052 | 4415.4526 | 1656.0073 | 11267.2438 | 2848.8163 | 69.94 | 93.83 | 99 | 7.9921 | 103.57 | 89.3 | 164.16 | 134.72
223 | 5 | 11 | 11644.7345 | 2945.929 | 4600.1308 | 1539.3652 | 11504.2745 | 2825.66 | 93.45 | 136.51 | 128 | 27.2598 | 157.08 | 130.63 | 156.27 | 130.43
224 | 5 | 12 | 11599.6121 | 2945.929 | 4618.2749 | 1552.8633 | 11557.8869 | 2844.8339 | 84.28 | 117.04 | 156 | 16.0522 | 131.95 | 111.95 | 162.02 | 133.96
225 | 5 | 13 | 11457.4305 | 2945.929 | 4501.8882 | 1483.5082 | 11364.7847 | 2706.6177 | 82.52 | 119.01 | 101 | 16.3838 | 133.6 | 111.27 | 163.64 | 133.75
226 | 5 | 14 | 11342.0881 | 2835.1362 | 4361.6961 | 1625.8261 | 11105.306 | 2957.3298 | 76.64 | 107.83 | 85 | 14.8777 | 124.83 | 104.76 | 166.16 | 136.27
227 | 5 | 15 | 11517.415 | 2945.929 | 4507.7446 | 1483.5082 | 11379.0771 | 2720.0188 | 84.98 | 117.86 | 114 | 18.9332 | 131.42 | 111.48 | 155.94 | 130.26
228 | 5 | 16 | 11340.0091 | 3016.3641 | 4404.1115 | 1549.1195 | 11205.6981 | 2756.045 | 79.77 | 110.42 | 77 | 16.336 | 122.15 | 103.62 | 158.21 | 130.59
229 | 5 | 17 | 11243.956 | 3016.3641 | 4375.741 | 1549.1195 | 11194.7427 | 2719.1771 | 70.28 | 96.96 | 65 | 8.7823 | 107.95 | 91.95 | 167.04 | 136.35
230 | 5 | 18 | 11433.5256 | 3016.3641 | 4427.9143 | 1625.8261 | 11211.8346 | 2957.3298 | 78.73 | 111.12 | 98 | 15.4406 | 128.66 | 107.83 | 164.43 | 135.5
231 | 5 | 19 | 11541.5568 | 2945.929 | 4517.0304 | 1625.8261 | 11413.966 | 2957.3298 | 87.76 | 127.75 | 103 | 23.7848 | 148.02 | 122.82 | 159.75 | 132.02
232 | 5 | 20 | 11496.2269 | 2835.1362 | 4535.8974 | 1625.8261 | 11426.6435 | 2957.3298 | 72.64 | 98.18 | 92 | 7.9773 | 109.8 | 94.21 | 165.05 | 135.92
233 | 5 | 21 | 11320.2323 | 2770.7186 | 4422.2022 | 1534.4962 | 11255.7433 | 2825.66 | 68.68 | 91.08 | 69 | 6.5716 | 101.4 | 87.37 | 164.94 | 135.45
234 | 5 | 22 | 11351.6024 | 3471.7567 | 4357.197 | 1802.0327 | 11113.7968 | 3033.5818 | 73.79 | 104.29 | 102 | 11.4149 | 119.78 | 100.07 | 170.33 | 138.48
235 | 5 | 23 | 11362.4208 | 2945.929 | 4446.7835 | 1552.8633 | 11222.0811 | 2844.8339 | 85.84 | 122.2 | 96 | 21.5956 | 139.11 | 116.11 | 157.99 | 131.33
236 | 5 | 24 | 11400.5488 | 2691.4636 | 4442.5563 | 1518.6154 | 11267.9094 | 2795.8977 | 71.08 | 96.21 | 74 | 9.1538 | 107.2 | 92.06 | 164.55 | 135.37
237 | 5 | 25 | 11524.0568 | 2941 | 4517.3177 | 1552.8633 | 11377.5301 | 2844.8339 | 80.05 | 111.64 | 96 | 15.859 | 128.24 | 108.33 | 161.34 | 134.02
238 | 5 | 26 | 11357.1849 | 2680.6359 | 4345.7463 | 1474.9668 | 11120.983 | 2756.045 | 72.58 | 97.53 | 96 | 9.8837 | 109.44 | 93.61 | 165.53 | 135.64
239 | 5 | 27 | 11525.4724 | 3471.7567 | 4507.1474 | 1802.0327 | 11354.723 | 3033.5818 | 77.17 | 107.42 | 103 | 10.708 | 120.24 | 102.18 | 166.48 | 136.44
240 | 5 | 28 | 11390.5577 | 2945.929 | 4457.698 | 1625.8261 | 11277.3121 | 2957.3298 | 79.23 | 109.38 | 120 | 15.4321 | 124.22 | 104.78 | 161.09 | 133.38
241 | 5 | 29 | 11641.8968 | 3471.7567 | 4539.2775 | 1802.0327 | 11391.4116 | 3033.5818 | 87.08 | 125.61 | 133 | 22.4676 | 143.3 | 118.85 | 157.78 | 130.34
242 | 5 | 30 | 11694.121 | 2945.929 | 4598.2659 | 1625.8261 | 11456.617 | 2957.3298 | 113.35 | 180.78 | 103 | 47.5631 | 216.3 | 172.55 | 154.39 | 127.45
243 | 5 | 31 | 11647.9987 | 3471.7567 | 4598.6824 | 1802.0327 | 11434.7358 | 3033.5818 | 85.2 | 122.41 | 110 | 19.1168 | 138.55 | 115.74 | 160.57 | 132.59
244 | 5 | 32 | 11240.7183 | 2945.929 | 4298.5817 | 1483.5082 | 11041.4262 | 2720.0188 | 71.21 | 98.46 | 75 | 11.208 | 112.12 | 94.26 | 166.9 | 136.12
245 | 5 | 33 | 11417.6658 | 2941 | 4506.5054 | 1625.8261 | 11341.2323 | 2957.3298 | 72.01 | 98.58 | 58 | 11.023 | 110.61 | 94.87 | 162.02 | 134.3
246 | 5 | 34 | 11386.0479 | 2945.929 | 4499.5837 | 1534.4962 | 11324.8183 | 2825.66 | 82.53 | 120.16 | 101 | 19.1754 | 135.88 | 113.38 | 160.52 | 132.85
247 | 5 | 35 | 11271.8947 | 2945.929 | 4377.3581 | 1483.5082 | 11141.3433 | 2720.0188 | 73.39 | 103.06 | 110 | 11.1607 | 116.88 | 98.09 | 167.09 | 136.26
248 | 5 | 36 | 11548.7336 | 2835.1362 | 4614.1515 | 1625.8261 | 11569.6622 | 2957.3298 | 83.05 | 116.48 | 126 | 16.5355 | 131.56 | 111.61 | 162.31 | 134.02
249 | 5 | 37 | 11601.6129 | 3016.3641 | 4537.8863 | 1625.8261 | 11436.3532 | 2957.3298 | 101.45 | 151.53 | 125 | 36.1221 | 177.73 | 145.21 | 152.93 | 127.7
250 | 5 | 38 | 11547.5031 | 3471.7567 | 4577.3807 | 1802.0327 | 11429.8321 | 3033.5818 | 90.37 | 135.85 | 131 | 26.7165 | 157.69 | 129.13 | 159.77 | 132
251 | 5 | 39 | 11524.6648 | 2945.929 | 4498.1797 | 1552.8633 | 11330.2852 | 2844.8339 | 80.59 | 112.47 | 96 | 17.361 | 127.21 | 106.82 | 157.6 | 130.84
252 | 5 | 40 | 11636.1386 | 2945.929 | 4614.8433 | 1552.8633 | 11528.4614 | 2844.8339 | 101.44 | 153.6 | 171 | 36.3592 | 177.88 | 145.25 | 152.15 | 126.91
253 | 5 | 41 | 11537.8628 | 3471.7567 | 4583.9776 | 1802.0327 | 11439.2938 | 3033.5818 | 75.12 | 102.92 | 78 | 10.367 | 115.17 | 98.4 | 163.15 | 135.07
254 | 5 | 42 | 11500.0902 | 2945.929 | 4475.2378 | 1625.8261 | 11273.5698 | 2957.3298 | 89.52 | 130.1 | 121 | 24.4583 | 151.95 | 125.49 | 161.26 | 133.02
255 | 5 | 43 | 11647.5572 | 2945.929 | 4597.7731 | 1625.8261 | 11526.7626 | 2957.3298 | 99.44 | 148.59 | 116 | 33.7153 | 173.28 | 141.44 | 153.44 | 127.81
256 | 5 | 44 | 11473.1244 | 3471.7567 | 4474.2789 | 1802.0327 | 11295.9362 | 3033.5818 | 81.81 | 121.68 | 102 | 20.373 | 136.69 | 112.34 | 161.15 | 131.63
257 | 5 | 45 | 11448.1942 | 2945.929 | 4469.7784 | 1552.8633 | 11305.9133 | 2844.8339 | 89.33 | 130.16 | 109 | 26.0927 | 148.71 | 123.23 | 155.17 | 128.92
258 | 5 | 46 | 11532.3399 | 3090.5052 | 4561.594 | 1656.0073 | 11432.6851 | 2848.8163 | 91.89 | 137.38 | 117 | 28.751 | 162.12 | 133.47 | 156.85 | 131.19
259 | 5 | 47 | 11536.9426 | 3090.5052 | 4528.962 | 1656.0073 | 11364.9265 | 2957.3298 | 98.38 | 144.67 | 148 | 33.7609 | 168.58 | 139.17 | 152.4 | 127.88
260 | 5 | 48 | 11664.8314 | 3090.5052 | 4664.2101 | 1656.0073 | 11609.5382 | 2957.3298 | 99.2 | 149.08 | 125 | 34.0388 | 172.61 | 141.52 | 152.92 | 127.72
261 | 5 | 49 | 11558.3735 | 2945.929 | 4536.4837 | 1534.4962 | 11379.468 | 2825.66 | 92.52 | 137.87 | 135 | 28.3261 | 160.99 | 132.37 | 158.4 | 131.44
262 | 5 | 50 | 11501.2016 | 2770.7186 | 4478.9858 | 1534.4962 | 11317.467 | 2825.66 | 85.13 | 118.67 | 107 | 21.6024 | 134.11 | 113.95 | 154.61 | 129.36
263 | 5 | 51 | 11441.0719 | 3471.7567 | 4471.6381 | 1802.0327 | 11319.6962 | 3033.5818 | 90.25 | 137.31 | 117 | 27.3092 | 160.45 | 129.73 | 162.02 | 132.32
264 | 5 | 52 | 11768.1132 | 2921.7188 | 4812.5929 | 1625.8261 | 12064.3381 | 2957.3298 | 79.54 | 106.44 | 89 | 11.1188 | 114.41 | 99.63 | 156.03 | 129.76
265 | 5 | 53 | 11450.2613 | 3471.7567 | 4255.293 | 1802.0327 | 10648.1369 | 3033.5818 | 71.06 | 97.66 | 65 | 8.803 | 111.42 | 94.91 | 170.49 | 140.17
266 | 6 | 1 | 11436.1533 | 3471.7567 | 4461.7084 | 1802.0327 | 11286.7461 | 3033.5818 | 81.26 | 118.45 | 111 | 16.7849 | 136.95 | 112.65 | 166.39 | 135.56
267 | 6 | 2 | 11412.6773 | 2945.929 | 4442.5238 | 1539.3652 | 11245.5616 | 2720.0188 | 81.42 | 113.04 | 137 | 17.0715 | 130.35 | 109.42 | 162.04 | 134.04
268 | 6 | 3 | 11465.4794 | 3471.7567 | 4502.3148 | 1802.0327 | 11332.6362 | 3033.5818 | 85.68 | 123.19 | 129 | 23.1763 | 144.75 | 120.04 | 160.01 | 132.98
269 | 6 | 4 | 11673.0991 | 2941 | 4701.1029 | 1625.8261 | 11688.3132 | 2957.3298 | 82.31 | 112.36 | 87 | 14.54 | 126.61 | 108.67 | 159.3 | 132.85
270 | 6 | 5 | 11422.3577 | 3016.3641 | 4423.1954 | 1549.1195 | 11202.8813 | 2720.0188 | 81.71 | 118.97 | 107 | 17.1846 | 136.3 | 112.41 | 165.39 | 135.05
271 | 6 | 6 | 11408.3715 | 3471.7567 | 4451.7682 | 1802.0327 | 11301.2708 | 3033.5818 | 86.4 | 128.77 | 79 | 23.3337 | 146.3 | 120.15 | 160.07 | 131.37
272 | 6 | 7 | 11396.7271 | 2945.929 | 4517.4293 | 1534.4962 | 11383.3453 | 2825.66 | 87.72 | 126.5 | 136 | 22.2386 | 141.63 | 118.4 | 155.89 | 129.75
273 | 6 | 8 | 11257.0282 | 2735.9272 | 4353.7182 | 1475.6628 | 11148.2414 | 2719.1771 | 77.25 | 109.44 | 91 | 14.9386 | 124.16 | 104.19 | 164.33 | 135.05
274 | 6 | 9 | 11527.6163 | 2945.929 | 4499.7054 | 1518.6154 | 11341.9933 | 2795.8977 | 86.99 | 122.37 | 96 | 20.5002 | 141.45 | 117.08 | 158.48 | 130.94
275 | 6 | 10 | 11378.3243 | 3090.5052 | 4415.4526 | 1656.0073 | 11267.2438 | 2848.8163 | 69.66 | 93.67 | 58 | 7.3321 | 104.3 | 89.59 | 166.05 | 135.95
276 | 6 | 11 | 11644.7345 | 2945.929 | 4600.1308 | 1539.3652 | 11504.2745 | 2825.66 | 103.88 | 154.94 | 147 | 36.9717 | 181.35 | 149.38 | 152.56 | 127.99
277 | 6 | 12 | 11599.6121 | 2945.929 | 4618.2749 | 1552.8633 | 11557.8869 | 2844.8339 | 84.33 | 118.81 | 139 | 16.0588 | 133.69 | 112.89 | 162.67 | 133.99
278 | 6 | 13 | 11457.4305 | 2945.929 | 4501.8882 | 1483.5082 | 11364.7847 | 2706.6177 | 87.04 | 126.96 | 126 | 20.4343 | 144.11 | 119.11 | 161.81 | 132.63
279 | 6 | 14 | 11342.0881 | 2835.1362 | 4361.6961 | 1625.8261 | 11105.306 | 2957.3298 | 75.01 | 104.16 | 89 | 13.0566 | 119.45 | 100.81 | 165.74 | 136.07
280 | 6 | 15 | 11517.415 | 2945.929 | 4507.7446 | 1483.5082 | 11379.0771 | 2720.0188 | 78.61 | 107.35 | 120 | 12.6562 | 119.29 | 101.85 | 161.12 | 133.28
281 | 6 | 16 | 11340.0091 | 3016.3641 | 4404.1115 | 1549.1195 | 11205.6981 | 2756.045 | 78.81 | 107.7 | 82 | 14.9613 | 120.28 | 102.2 | 159.38 | 131.8
282 | 6 | 17 | 11243.956 | 3016.3641 | 4375.741 | 1549.1195 | 11194.7427 | 2719.1771 | 73.02 | 101.61 | 71 | 11.4205 | 115.56 | 97.41 | 166.95 | 136.33
283 | 6 | 18 | 11433.5256 | 3016.3641 | 4427.9143 | 1625.8261 | 11211.8346 | 2957.3298 | 76.74 | 107.21 | 101 | 13.3012 | 123.37 | 103.86 | 165.36 | 136.07
284 | 6 | 19 | 11541.5568 | 2945.929 | 4517.0304 | 1625.8261 | 11413.966 | 2957.3298 | 88.04 | 126.8 | 114 | 24.3753 | 147.18 | 122.59 | 158.77 | 131.52
285 | 6 | 20 | 11496.2269 | 2835.1362 | 4535.8974 | 1625.8261 | 11426.6435 | 2957.3298 | 78.58 | 108.53 | 100 | 13.7413 | 123.72 | 104.72 | 162.23 | 134.3
286 | 6 | 21 | 11320.2323 | 2770.7186 | 4422.2022 | 1534.4962 | 11255.7433 | 2825.66 | 69.35 | 92.5 | 78 | 6.8185 | 103.11 | 88.68 | 165.29 | 135.63
287 | 6 | 22 | 11351.6024 | 3471.7567 | 4357.197 | 1802.0327 | 11113.7968 | 3033.5818 | 73.18 | 101.88 | 110 | 10.3537 | 115.97 | 97.73 | 169.45 | 138.09
288 | 6 | 23 | 11362.4208 | 2945.929 | 4446.7835 | 1552.8633 | 11222.0811 | 2844.8339 | 79.99 | 114.33 | 99 | 15.1889 | 127.94 | 107.27 | 163.05 | 134.01
289 | 6 | 24 | 11400.5488 | 2691.4636 | 4442.5563 | 1518.6154 | 11267.9094 | 2795.8977 | 74.79 | 101.75 | 88 | 12.651 | 113.54 | 97.3 | 160.94 | 133.17
290 | 6 | 25 | 11524.0568 | 2941 | 4517.3177 | 1552.8633 | 11377.5301 | 2844.8339 | 79.46 | 108.98 | 86 | 14.8344 | 124.48 | 105.78 | 160.73 | 133.72
291 | 6 | 26 | 11357.1849 | 2680.6359 | 4345.7463 | 1474.9668 | 11120.983 | 2756.045 | 70.98 | 94.83 | 107 | 8.1502 | 105.65 | 90.8 | 166.43 | 136.14
292 | 6 | 27 | 11525.4724 | 3471.7567 | 4507.1474 | 1802.0327 | 11354.723 | 3033.5818 | 80.79 | 114.05 | 89 | 14.7213 | 129.07 | 108.39 | 164.01 | 134.77
293 | 6 | 28 | 11390.5577 | 2945.929 | 4457.698 | 1625.8261 | 11277.3121 | 2957.3298 | 72.61 | 98.47 | 111 | 8.6584 | 109.95 | 94.07 | 165.58 | 136.19
294 | 6 | 29 | 11641.8968 | 3471.7567 | 4539.2775 | 1802.0327 | 11391.4116 | 3033.5818 | 88.95 | 130.47 | 164 | 24.6788 | 149.69 | 123.34 | 157.85 | 130.29
295 | 6 | 30 | 11694.121 | 2945.929 | 4598.2659 | 1625.8261 | 11456.617 | 2957.3298 | 109.79 | 173.33 | 93 | 44.0559 | 205.99 | 165.14 | 154.33 | 127.63
296 | 6 | 31 | 11647.9987 | 3471.7567 | 4598.6824 | 1802.0327 | 11434.7358 | 3033.5818 | 87.74 | 129.12 | 106 | 21.6189 | 145.29 | 120.4 | 159.5 | 131.36
297 | 6 | 32 | 11240.7183 | 2945.929 | 4298.5817 | 1483.5082 | 11041.4262 | 2720.0188 | 64.74 | 87.84 | 68 | 5.4464 | 97.8 | 83.54 | 169.52 | 137.64
298 | 6 | 33 | 11417.6658 | 2941 | 4506.5054 | 1625.8261 | 11341.2323 | 2957.3298 | 74.33 | 102.92 | 62 | 13.4293 | 116.62 | 99.41 | 161.1 | 133.75
299 | 6 | 34 | 11386.0479 | 2945.929 | 4499.5837 | 1534.4962 | 11324.8183 | 2825.66 | 84.29 | 122.08 | 90 | 21.0903 | 140.12 | 116.64 | 159.97 | 132.66
300 | 6 | 35 | 11271.8947 | 2945.929 | 4377.3581 | 1483.5082 | 11141.3433 | 2720.0188 | 81.26 | 115.55 | 121 | 18.9955 | 133.26 | 110.65 | 161.19 | 132.84
301 | 6 | 36 | 11548.7336 | 2835.1362 | 4614.1515 | 1625.8261 | 11569.6622 | 2957.3298 | 84.74 | 119.15 | 118 | 17.7854 | 134.84 | 114.16 | 161.28 | 133.42
302 | 6 | 37 | 11601.6129 | 3016.3641 | 4537.8863 | 1625.8261 | 11436.3532 | 2957.3298 | 90.28 | 132.95 | 112 | 24.7842 | 154.87 | 127.51 | 160.49 | 132.31
303 | 6 | 38 | 11547.5031 | 3471.7567 | 4577.3807 | 1802.0327 | 11429.8321 | 3033.5818 | 91.51 | 139.11 | 130 | 28.4509 | 163.02 | 132.72 | 160.1 | 132.16
304 | 6 | 39 | 11524.6648 | 2945.929 | 4498.1797 | 1552.8633 | 11330.2852 | 2844.8339 | 80.08 | 113.04 | 94 | 16.6093 | 128 | 106.99 | 159.25 | 131.62
305 | 6 | 40 | 11636.1386 | 2945.929 | 4614.8433 | 1552.8633 | 11528.4614 | 2844.8339 | 100.77 | 153.23 | 134 | 35.3547 | 177.47 | 144.61 | 153.74 | 127.77
306 | 6 | 41 | 11537.8628 | 3471.7567 | 4583.9776 | 1802.0327 | 11439.2938 | 3033.5818 | 81.4 | 116.83 | 115 | 17.1745 | 133.47 | 111.24 | 162.45 | 134.09
307 | 6 | 42 | 11500.0902 | 2945.929 | 4475.2378 | 1625.8261 | 11273.5698 | 2957.3298 | 81.35 | 116.13 | 123 | 16.5029 | 132.81 | 110.77 | 164.39 | 134.88
308 | 6 | 43 | 11647.5572 | 2945.929 | 4597.7731 | 1625.8261 | 11526.7626 | 2957.3298 | 101.33 | 152.55 | 154 | 35.4712 | 178.62 | 145.62 | 152.8 | 127.53
309 | 6 | 44 | 11473.1244 | 3471.7567 | 4474.2789 | 1802.0327 | 11295.9362 | 3033.5818 | 79.94 | 117.22 | 94 | 18.184 | 131.49 | 108.69 | 162.05 | 132.46
310 | 6 | 45 | 11448.1942 | 2945.929 | 4469.7784 | 1552.8633 | 11305.9133 | 2844.8339 | 86.96 | 127.22 | 83 | 24.0059 | 144.24 | 119.4 | 156.24 | 129.39
311 | 6 | 46 | 11532.3399 | 3090.5052 | 4561.594 | 1656.0073 | 11432.6851 | 2848.8163 | 92.09 | 137.12 | 100 | 28.2752 | 161.85 | 132.99 | 157.95 | 131.64
312 | 6 | 47 | 11536.9426 | 3090.5052 | 4528.962 | 1656.0073 | 11364.9265 | 2957.3298 | 89.74 | 130.79 | 151 | 25.6273 | 150.78 | 125.54 | 157.27 | 130.97
313 | 6 | 48 | 11664.8314 | 3090.5052 | 4664.2101 | 1656.0073 | 11609.5382 | 2957.3298 | 108.62 | 165.27 | 155 | 43.5508 | 194.53 | 157.87 | 148.1 | 124.66
314 | 6 | 49 | 11558.3735 | 2945.929 | 4536.4837 | 1534.4962 | 11379.468 | 2825.66 | 101.66 | 153.59 | 152 | 37.0075 | 182.56 | 148.65 | 154.13 | 128.97
315 | 6 | 50 | 11501.2016 | 2770.7186 | 4478.9858 | 1534.4962 | 11317.467 | 2825.66 | 78.68 | 107.19 | 104 | 15.0174 | 120.39 | 103.09 | 158.82 | 131.87
316 | 6 | 51 | 11441.0719 | 3471.7567 | 4471.6381 | 1802.0327 | 11319.6962 | 3033.5818 | 91.65 | 138.78 | 123 | 28.5614 | 162.21 | 131.44 | 160.18 | 131.38
317 | 6 | 52 | 11768.1132 | 2921.7188 | 4812.5929 | 1625.8261 | 12064.3381 | 2957.3298 | 82.38 | 110.15 | 99 | 14.2801 | 119.48 | 103.67 | 153.04 | 128.05
318 | 6 | 53 | 11450.2613 | 3471.7567 | 4255.293 | 1802.0327 | 10648.1369 | 3033.5818 | 69.11 | 93.09 | 55 | 6.2844 | 105.18 | 90.6 | 171.44 | 141
319 | 7 | 1 | 11436.1533 | 3471.7567 | 4461.7084 | 1802.0327 | 11286.7461 | 3033.5818 | 91.36 | 136.71 | 133 | 27.1334 | 159.92 | 129.28 | 159.99 | 131.14
320 | 7 | 2 | 11412.6773 | 2945.929 | 4442.5238 | 1539.3652 | 11245.5616 | 2720.0188 | 83.88 | 117.64 | 150 | 19.7224 | 137.14 | 114.07 | 161.18 | 133.29
321 | 7 | 3 | 11465.4794 | 3471.7567 | 4502.3148 | 1802.0327 | 11332.6362 | 3033.5818 | 96.1 | 143.72 | 142 | 33.4574 | 171.83 | 140.17 | 156.98 | 130.89
322 | 7 | 4 | 11673.0991 | 2941 | 4701.1029 | 1625.8261 | 11688.3132 | 2957.3298 | 87.01 | 120.32 | 100 | 19.0306 | 137.24 | 116.98 | 157.91 | 132.04
323 | 7 | 5 | 11422.3577 | 3016.3641 | 4423.1954 | 1549.1195 | 11202.8813 | 2720.0188 | 84.17 | 123.1 | 119 | 20.2782 | 141.98 | 116.93 | 163.44 | 133.93
324 | 7 | 6 | 11408.3715 | 3471.7567 | 4451.7682 | 1802.0327 | 11301.2708 | 3033.5818 | 88.47 | 131.01 | 110 | 25.2942 | 149.24 | 122.64 | 157.33 | 129.72
325 | 7 | 7 | 11396.7271 | 2945.929 | 4517.4293 | 1534.4962 | 11383.3453 | 2825.66 | 102.48 | 153.98 | 156 | 36.9715 | 177.14 | 144.56 | 149.71 | 125.26
326 | 7 | 8 | 11257.0282 | 2735.9272 | 4353.7182 | 1475.6628 | 11148.2414 | 2719.1771 | 82.2 | 118.44 | 78 | 19.9036 | 131.36 | 110.73 | 157.28 | 130.73
327 | 7 | 9 | 11527.6163 | 2945.929 | 4499.7054 | 1518.6154 | 11341.9933 | 2795.8977 | 90.5 | 128.07 | 109 | 24.6331 | 149.64 | 123.11 | 155.94 | 129.5
328 | 7 | 10 | 11378.3243 | 3090.5052 | 4415.4526 | 1656.0073 | 11267.2438 | 2848.8163 | 69.23 | 93.48 | 104 | 7.1019 | 104.86 | 89.84 | 167.2 | 136.69
329 | 7 | 11 | 11644.7345 | 2945.929 | 4600.1308 | 1539.3652 | 11504.2745 | 2825.66 | 104.57 | 156.22 | 145 | 37.9562 | 180.85 | 149.21 | 149.44 | 126.19
330 | 7 | 12 | 11599.6121 | 2945.929 | 4618.2749 | 1552.8633 | 11557.8869 | 2844.8339 | 82.97 | 114.5 | 153 | 14.9065 | 128.88 | 109.66 | 162.33 | 134.3
331 | 7 | 13 | 11457.4305 | 2945.929 | 4501.8882 | 1483.5082 | 11364.7847 | 2706.6177 | 86.29 | 124.43 | 112 | 20.3959 | 141.53 | 117.51 | 161.08 | 132.56
332 | 7 | 14 | 11342.0881 | 2835.1362 | 4361.6961 | 1625.8261 | 11105.306 | 2957.3298 | 83.61 | 119.21 | 106 | 21.8319 | 140.36 | 116.47 | 162.19 | 134.13
333 | 7 | 15 | 11517.415 | 2945.929 | 4507.7446 | 1483.5082 | 11379.0771 | 2720.0188 | 78.38 | 107.91 | 108 | 13.1115 | 120.14 | 102.08 | 161.09 | 132.93
334 | 7 | 16 | 11340.0091 | 3016.3641 | 4404.1115 | 1549.1195 | 11205.6981 | 2756.045 | 77.6 | 105.46 | 96 | 14.0475 | 119.46 | 101.35 | 161.5 | 133.42
335 | 7 | 17 | 11243.956 | 3016.3641 | 4375.741 | 1549.1195 | 11194.7427 | 2719.1771 | 74.1 | 103.96 | 78 | 12.1608 | 117.22 | 98.82 | 165.41 | 135.38
336 | 7 | 18 | 11433.5256 | 3016.3641 | 4427.9143 | 1625.8261 | 11211.8346 | 2957.3298 | 81.65 | 116.12 | 118 | 18.8978 | 133.96 | 111.86 | 161.2 | 133.25
337 | 7 | 19 | 11541.5568 | 2945.929 | 4517.0304 | 1625.8261 | 11413.966 | 2957.3298 | 82.71 | 117.52 | 115 | 18.7861 | 134.1 | 112.54 | 160.68 | 132.68
338 | 7 | 20 | 11496.2269 | 2835.1362 | 4535.8974 | 1625.8261 | 11426.6435 | 2957.3298 | 77.16 | 105.98 | 107 | 12.7667 | 119.55 | 101.69 | 161.54 | 133.81
339 | 7 | 21 | 11320.2323 | 2770.7186 | 4422.2022 | 1534.4962 | 11255.7433 | 2825.66 | 77.19 | 105.85 | 69 | 15.1041 | 121.62 | 102.34 | 160.35 | 132.71
340 | 7 | 22 | 11351.6024 | 3471.7567 | 4357.197 | 1802.0327 | 11113.7968 | 3033.5818 | 75.03 | 105.48 | 123 | 12.5341 | 119.94 | 100.65 | 167.26 | 136.74
341 | 7 | 23 | 11362.4208 | 2945.929 | 4446.7835 | 1552.8633 | 11222.0811 | 2844.8339 | 82.12 | 117.85 | 101 | 17.6054 | 133.54 | 111.52 | 162.23 | 133.71
342 | 7 | 24 | 11400.5488 | 2691.4636 | 4442.5563 | 1518.6154 | 11267.9094 | 2795.8977 | 72.22 | 97.56 | 90 | 9.7455 | 108.8 | 93.67 | 164.28 | 135.29
343 | 7 | 25 | 11524.0568 | 2941 | 4517.3177 | 1552.8633 | 11377.5301 | 2844.8339 | 81.92 | 114.23 | 92 | 17.3128 | 131.74 | 111.16 | 160.63 | 133.58
344 | 7 | 26 | 11357.1849 | 2680.6359 | 4345.7463 | 1474.9668 | 11120.983 | 2756.045 | 77 | 105.23 | 97 | 14.6631 | 120.83 | 101.84 | 163.6 | 134.62
345 | 7 | 27 | 11525.4724 | 3471.7567 | 4507.1474 | 1802.0327 | 11354.723 | 3033.5818 | 82.71 | 117.72 | 84 | 16.9878 | 134 | 112.05 | 163.08 | 134.29
346 | 7 | 28 | 11390.5577 | 2945.929 | 4457.698 | 1625.8261 | 11277.3121 | 2957.3298 | 73.94 | 101.2 | 118 | 10.1534 | 113.09 | 96.29 | 164.38 | 135.14
347 | 7 | 29 | 11641.8968 | 3471.7567 | 4539.2775 | 1802.0327 | 11391.4116 | 3033.5818 | 92.75 | 135.31 | 172 | 28.253 | 155.86 | 128.65 | 154.75 | 128.83
348 | 7 | 30 | 11694.121 | 2945.929 | 4598.2659 | 1625.8261 | 11456.617 | 2957.3298 | 116.32 | 185.84 | 119 | 50.5207 | 221.82 | 176.65 | 151.28 | 125.18
349 | 7 | 31 | 11647.9987 | 3471.7567 | 4598.6824 | 1802.0327 | 11434.7358 | 3033.5818 | 90.1 | 134.04 | 119 | 24.2342 | 153.77 | 126.55 | 160.63 | 132.24
350 | 7 | 32 | 11240.7183 | 2945.929 | 4298.5817 | 1483.5082 | 11041.4262 | 2720.0188 | 68.74 | 94.58 | 60 | 8.9516 | 106.67 | 90.18 | 168.16 | 136.84
351 | 7 | 33 | 11417.6658 | 2941 | 4506.5054 | 1625.8261 | 11341.2323 | 2957.3298 | 73.78 | 102.3 | 56 | 13.1746 | 116.34 | 98.99 | 161.76 | 134.17
352 | 7 | 34 | 11386.0479 | 2945.929 | 4499.5837 | 1534.4962 | 11324.8183 | 2825.66 | 89.32 | 130.47 | 98 | 25.7032 | 151.39 | 125.11 | 157.61 | 131.34
353 | 7 | 35 | 11271.8947 | 2945.929 | 4377.3581 | 1483.5082 | 11141.3433 | 2720.0188 | 88.29 | 128.09 | 126 | 26.88 | 148.78 | 122.27 | 155.7 | 129.37
354 | 7 | 36 | 11548.7336 | 2835.1362 | 4614.1515 | 1625.8261 | 11569.6622 | 2957.3298 | 88.33 | 124.2 | 131 | 21.1878 | 140.01 | 118.33 | 156.9 | 130.69
355 | 7 | 37 | 11601.6129 | 3016.3641 | 4537.8863 | 1625.8261 | 11436.3532 | 2957.3298 | 96.84 | 146.32 | 125 | 31.6836 | 173.27 | 140.96 | 159.48 | 131.43
356 | 7 | 38 | 11547.5031 | 3471.7567 | 4577.3807 | 1802.0327 | 11429.8321 | 3033.5818 | 103.2 | 161.37 | 143 | 40.5036 | 191.18 | 153.56 | 154.45 | 128.35
357 | 7 | 39 | 11524.6648 | 2945.929 | 4498.1797 | 1552.8633 | 11330.2852 | 2844.8339 | 72.65 | 98.79 | 113 | 9.0833 | 109.57 | 93.67 | 162.49 | 133.95
358 | 7 | 40 | 11636.1386 | 2945.929 | 4614.8433 | 1552.8633 | 11528.4614 | 2844.8339 | 104.4 | 159.41 | 178 | 38.4177 | 187.6 | 152.71 | 154.72 | 128.7
359 | 7 | 41 | 11537.8628 | 3471.7567 | 4583.9776 | 1802.0327 | 11439.2938 | 3033.5818 | 85.54 | 121.27 | 95 | 20.6544 | 139.56 | 116.94 | 158.86 | 132.47
360 | 7 | 42 | 11500.0902 | 2945.929 | 4475.2378 | 1625.8261 | 11273.5698 | 2957.3298 | 88.44 | 130.26 | 106 | 24.0182 | 151.53 | 124.63 | 161.27 | 132.75
361 | 7 | 43 | 11647.5572 | 2945.929 | 4597.7731 | 1625.8261 | 11526.7626 | 2957.3298 | 106.99 | 162.35 | 138 | 41.1552 | 189.85 | 153.85 | 148.77 | 124.32
362 | 7 | 44 | 11473.1244 | 3471.7567 | 4474.2789 | 1802.0327 | 11295.9362 | 3033.5818 | 83.64 | 125.07 | 112 | 21.892 | 140.39 | 115.2 | 159.5 | 130.56
363 | 7 | 45 | 11448.1942 | 2945.929 | 4469.7784 | 1552.8633 | 11305.9133 | 2844.8339 | 88.81 | 129.34 | 104 | 25.4219 | 147.93 | 122.36 | 155.55 | 129.13
364 | 7 | 46 | 11532.3399 | 3090.5052 | 4561.594 | 1656.0073 | 11432.6851 | 2848.8163 | 94.21 | 141.68 | 132 | 31.1115 | 168.38 | 137.62 | 157.18 | 131.22
365 | 7 | 47 | 11536.9426 | 3090.5052 | 4528.962 | 1656.0073 | 11364.9265 | 2957.3298 | 100.9 | 151.79 | 152 | 36.2286 | 177.82 | 145.88 | 153.02 | 128.15
366 | 7 | 48 | 11664.8314 | 3090.5052 | 4664.2101 | 1656.0073 | 11609.5382 | 2957.3298 | 107.76 | 162.29 | 133 | 43.3654 | 191.39 | 155.61 | 146.96 | 124.21
367 | 7 | 49 | 11558.3735 | 2945.929 | 4536.4837 | 1534.4962 | 11379.468 | 2825.66 | 101.69 | 153.95 | 163 | 36.8988 | 178.33 | 146.26 | 150.72 | 126.69
368 | 7 | 50 | 11501.2016 | 2770.7186 | 4478.9858 | 1534.4962 | 11317.467 | 2825.66 | 82.53 | 114.94 | 101 | 18.9782 | 131.19 | 111.14 | 158.05 | 131.49
369 | 7 | 51 | 11441.0719 | 3471.7567 | 4471.6381 | 1802.0327 | 11319.6962 | 3033.5818 | 97.78 | 152.74 | 118 | 35.1926 | 180.47 | 144.1 | 159.43 | 130.41
370 | 7 | 52 | 11768.1132 | 2921.7188 | 4812.5929 | 1625.8261 | 12064.3381 | 2957.3298 | 82.3 | 111.5 | 85 | 13.8556 | 122.76 | 105.57 | 156.6 | 130.16
371 | 7 | 53 | 11450.2613 | 3471.7567 | 4255.293 | 1802.0327 | 10648.1369 | 3033.5818 | 72.29 | 98.7 | 76 | 9.9126 | 113.1 | 96.5 | 169.22 | 139.67
372 | 8 | 1 | 11436.1533 | 3471.7567 | 4461.7084 | 1802.0327 | 11286.7461 | 3033.5818 | 86.14 | 126.81 | 108 | 21.3171 | 148.67 | 121.51 | 165.36 | 135
373 | 8 | 2 | 11412.6773 | 2945.929 | 4442.5238 | 1539.3652 | 11245.5616 | 2720.0188 | 80.76 | 113.25 | 130 | 17.6031 | 131.52 | 109.86 | 162.72 | 134.25
374 | 8 | 3 | 11465.4794 | 3471.7567 | 4502.3148 | 1802.0327 | 11332.6362 | 3033.5818 | 81.87 | 119.3 | 132 | 20.1625 | 139.74 | 115.61 | 163.52 | 135.03
375 | 8 | 4 | 11673.0991 | 2941 | 4701.1029 | 1625.8261 | 11688.3132 | 2957.3298 | 80.6 | 109.61 | 71 | 13.3927 | 123.27 | 106.03 | 160.3 | 133.4
376 | 8 | 5 | 11422.3577 | 3016.3641 | 4423.1954 | 1549.1195 | 11202.8813 | 2720.0188 | 84.11 | 120.98 | 107 | 19.861 | 137.58 | 114.69 | 160.93 | 132.62
377 | 8 | 6 | 11408.3715 | 3471.7567 | 4451.7682 | 1802.0327 | 11301.2708 | 3033.5818 | 86.22 | 127.73 | 99 | 23.0682 | 146.74 | 120.62 | 161.15 | 132.27
378 | 8 | 7 | 11396.7271 | 2945.929 | 4517.4293 | 1534.4962 | 11383.3453 | 2825.66 | 86.99 | 126.3 | 132 | 21.23 | 144.37 | 119.51 | 160.53 | 132.22
379 | 8 | 8 | 11257.0282 | 2735.9272 | 4353.7182 | 1475.6628 | 11148.2414 | 2719.1771 | 82.53 | 118.68 | 112 | 20.6566 | 137.81 | 114.37 | 162.6 | 134.06
380 | 8 | 9 | 11527.6163 | 2945.929 | 4499.7054 | 1518.6154 | 11341.9933 | 2795.8977 | 88.91 | 123.81 | 96 | 22.8156 | 144.58 | 119.83 | 156.78 | 130.42
381 | 8 | 10 | 11378.3243 | 3090.5052 | 4415.4526 | 1656.0073 | 11267.2438 | 2848.8163 | 74.44 | 102.37 | 95 | 12.5209 | 116.43 | 98.68 | 164.09 | 134.92
382 | 8 | 11 | 11644.7345 | 2945.929 | 4600.1308 | 1539.3652 | 11504.2745 | 2825.66 | 97.81 | 143.95 | 145 | 30.9974 | 168.98 | 139.83 | 156.7 | 130.92
383 | 8 | 12 | 11599.6121 | 2945.929 | 4618.2749 | 1552.8633 | 11557.8869 | 2844.8339 | 90.03 | 127.55 | 133 | 22.581 | 146.74 | 122.99 | 159.44 | 132.51
384 | 8 | 13 | 11457.4305 | 2945.929 | 4501.8882 | 1483.5082 | 11364.7847 | 2706.6177 | 88.06 | 127.54 | 129 | 21.506 | 145.3 | 120.33 | 161 | 132.48
385 | 8 | 14 | 11342.0881 | 2835.1362 | 4361.6961 | 1625.8261 | 11105.306 | 2957.3298 | 71.12 | 97.64 | 86 | 9.6376 | 110.79 | 94.13 | 167.61 | 137.19
386 | 8 | 15 | 11517.415 | 2945.929 | 4507.7446 | 1483.5082 | 11379.0771 | 2720.0188 | 78.57 | 107.64 | 104 | 12.8877 | 118.59 | 101.58 | 160.21 | 132.47
387 | 8 | 16 | 11340.0091 | 3016.3641 | 4404.1115 | 1549.1195 | 11205.6981 | 2756.045 | 71.2 | 95.05 | 83 | 7.4644 | 104.86 | 90.45 | 165.19 | 135.41
388 | 8 | 17 | 11243.956 | 3016.3641 | 4375.741 | 1549.1195 | 11194.7427 | 2719.1771 | 78.2 | 110.31 | 57 | 15.6203 | 125.06 | 105.03 | 163.3 | 134.17
389 | 8 | 18 | 11433.5256 | 3016.3641 | 4427.9143 | 1625.8261 | 11211.8346 | 2957.3298 | 76.61 | 107.32 | 106 | 13.3888 | 124.12 | 104.22 | 165.98 | 136.49
390 | 8 | 19 | 11541.5568 | 2945.929 | 4517.0304 | 1625.8261 | 11413.966 | 2957.3298 | 79.95 | 112.26 | 105 | 16.0972 | 126.92 | 107.15 | 161.23 | 132.97
391 | 8 | 20 | 11496.2269 | 2835.1362 | 4535.8974 | 1625.8261 | 11426.6435 | 2957.3298 | 72.24 | 98.04 | 97 | 7.2983 | 109.75 | 94.12 | 165.78 | 136.36
392 | 8 | 21 | 11320.2323 | 2770.7186 | 4422.2022 | 1534.4962 | 11255.7433 | 2825.66 | 78.31 | 107.11 | 68 | 15.8102 | 122.92 | 103.52 | 159.84 | 132.57
393 | 8 | 22 | 11351.6024 | 3471.7567 | 4357.197 | 1802.0327 | 11113.7968 | 3033.5818 | 74.58 | 104.69 | 118 | 11.7102 | 120.52 | 100.7 | 169.85 | 138.39
394 | 8 | 23 | 11362.4208 | 2945.929 | 4446.7835 | 1552.8633 | 11222.0811 | 2844.8339 | 83.78 | 121.78 | 91 | 18.8677 | 138.55 | 114.57 | 162.39 | 133.26
395 | 8 | 24 | 11400.5488 | 2691.4636 | 4442.5563 | 1518.6154 | 11267.9094 | 2795.8977 | 69.08 | 92.13 | 88 | 6.485 | 101.52 | 88.02 | 165.74 | 136
396 | 8 | 25 | 11524.0568 | 2941 | 4517.3177 | 1552.8633 | 11377.5301 | 2844.8339 | 85.35 | 119.54 | 99 | 20.3188 | 137.68 | 115.85 | 158.23 | 132.25
397 | 8 | 26 | 11357.1849 | 2680.6359 | 4345.7463 | 1474.9668 | 11120.983 | 2756.045 | 69.56 | 93.3 | 98 | 7.63 | 104.77 | 89.65 | 167.92 | 136.94
398 | 8 | 27 | 11525.4724 | 3471.7567 | 4507.1474 | 1802.0327 | 11354.723 | 3033.5818 | 79.78 | 112.8 | 90 | 13.8177 | 128.17 | 107.75 | 165.9 | 136.1
399 | 8 | 28 | 11390.5577 | 2945.929 | 4457.698 | 1625.8261 | 11277.3121 | 2957.3298 | 77.56 | 108.06 | 101 | 13.8606 | 123.05 | 103.6 | 164.02 | 135.05
400 | 8 | 29 | 11641.8968 | 3471.7567 | 4539.2775 | 1802.0327 | 11391.4116 | 3033.5818 | 93.16 | 136.14 | 138 | 28.0474 | 156.78 | 129.13 | 155.22 | 128.98
401 | 8 | 30 | 11694.121 | 2945.929 | 4598.2659 | 1625.8261 | 11456.617 | 2957.3298 | 107.45 | 168.58 | 115 | 41.2107 | 199.79 | 160.55 | 155.89 | 128.68
402 | 8 | 31 | 11647.9987 | 3471.7567 | 4598.6824 | 1802.0327 | 11434.7358 | 3033.5818 | 93.8 | 140.92 | 117 | 27.156 | 160.89 | 131.88 | 158.43 | 130.5
403 | 8 | 32 | 11240.7183 | 2945.929 | 4298.5817 | 1483.5082 | 11041.4262 | 2720.0188 | 70.47 | 97.15 | 66 | 11.0578 | 110.73 | 93.16 | 166.58 | 135.97
404 | 8 | 33 | 11417.6658 | 2941 | 4506.5054 | 1625.8261 | 11341.2323 | 2957.3298 | 78.95 | 112.08 | 61 | 17.8917 | 128.76 | 108.4 | 159.48 | 132.79
405 | 8 | 34 | 11386.0479 | 2945.929 | 4499.5837 | 1534.4962 | 11324.8183 | 2825.66 | 92.7 | 138.24 | 82 | 28.9419 | 160.79 | 132.25 | 157 | 130.84
406 | 8 | 35 | 11271.8947 | 2945.929 | 4377.3581 | 1483.5082 | 11141.3433 | 2720.0188 | 76.46 | 108.05 | 101 | 15.0151 | 123.7 | 103.1 | 163.74 | 134.35
407 | 8 | 36 | 11548.7336 | 2835.1362 | 4614.1515 | 1625.8261 | 11569.6622 | 2957.3298 | 86.66 | 122.7 | 119 | 19.3917 | 139.53 | 117.66 | 160.84 | 133.15
408 | 8 | 37 | 11601.6129 | 3016.3641 | 4537.8863 | 1625.8261 | 11436.3532 | 2957.3298 | 92.84 | 137.72 | 114 | 27.3302 | 161.33 | 132.41 | 160.05 | 131.99
409 | 8 | 38 | 11547.5031 | 3471.7567 | 4577.3807 | 1802.0327 | 11429.8321 | 3033.5818 | 85.76 | 127.2 | 139 | 21.7651 | 147.22 | 121.46 | 162.41 | 133.89
410 | 8 | 39 | 11524.6648 | 2945.929 | 4498.1797 | 1552.8633 | 11330.2852 | 2844.8339 | 81.68 | 115.07 | 104 | 17.9236 | 131.05 | 109.4 | 158.64 | 131.34
411 | 8 | 40 | 11636.1386 | 2945.929 | 4614.8433 | 1552.8633 | 11528.4614 | 2844.8339 | 97.47 | 146.82 | 161 | 31.7398 | 170.29 | 139.49 | 156.4 | 129.74
412 | 8 | 41 | 11537.8628 | 3471.7567 | 4583.9776 | 1802.0327 | 11439.2938 | 3033.5818 | 82.76 | 116.88 | 116 | 18.1903 | 133.23 | 112.13 | 160.02 | 133.03
413 | 8 | 42 | 11500.0902 | 2945.929 | 4475.2378 | 1625.8261 | 11273.5698 | 2957.3298 | 92.22 | 134.07 | 138 | 26.6209 | 157.53 | 129.72 | 160.44 | 132.61
414 | 8 | 43 | 11647.5572 | 2945.929 | 4597.7731 | 1625.8261 | 11526.7626 | 2957.3298 | 99.92 | 148.82 | 136 | 34.4828 | 172.48 | 141.2 | 151.21 | 126.17
415 | 8 | 44 | 11473.1244 | 3471.7567 | 4474.2789 | 1802.0327 | 11295.9362 | 3033.5818 | 79.46 | 117.49 | 104 | 18.0637 | 132.14 | 108.91 | 162.6 | 132.74
416 | 8 | 45 | 11448.1942 | 2945.929 | 4469.7784 | 1552.8633 | 11305.9133 | 2844.8339 | 83.34 | 119.53 | 98 | 20.6312 | 135.11 | 112.8 | 157.61 | 130.4
417 | 8 | 46 | 11532.3399 | 3090.5052 | 4561.594 | 1656.0073 | 11432.6851 | 2848.8163 | 96.13 | 144.79 | 106 | 32.7193 | 171.79 | 140.46 | 155.65 | 130.29
418 | 8 | 47 | 11536.9426 | 3090.5052 | 4528.962 | 1656.0073 | 11364.9265 | 2957.3298 | 93.89 | 136.83 | 156 | 29.5152 | 159.17 | 131.86 | 154.58 | 129.41
419 | 8 | 48 | 11664.8314 | 3090.5052 | 4664.2101 | 1656.0073 | 11609.5382 | 2957.3298 | 96.83 | 145.69 | 127 | 32.5155 | 168.49 | 138.01 | 152.85 | 127.58
420 | 8 | 49 | 11558.3735 | 2945.929 | 4536.4837 | 1534.4962 | 11379.468 | 2825.66 | 90.06 | 133.34 | 149 | 25.3917 | 154.46 | 127.34 | 159.42 | 131.92
421 | 8 | 50 | 11501.2016 | 2770.7186 | 4478.9858 | 1534.4962 | 11317.467 | 2825.66 | 82.71 | 115.91 | 95 | 19.5176 | 131.67 | 111.59 | 157.16 | 131.04
422 | 8 | 51 | 11441.0719 | 3471.7567 | 4471.6381 | 1802.0327 | 11319.6962 | 3033.5818 | 91.73 | 137.96 | 101 | 29.1534 | 159.8 | 130.05 | 157.36 | 129.81
423 | 8 | 52 | 11768.1132 | 2921.7188 | 4812.5929 | 1625.8261 | 12064.3381 | 2957.3298 | 78.08 | 104.81 | 108 | 10.0782 | 113.99 | 98.8 | 158 | 130.97
424 | 8 | 53 | 11450.2613 | 3471.7567 | 4255.293 | 1802.0327 | 10648.1369 | 3033.5818 | 72 | 96.7 | 71 | 9.5291 | 110.4 | 94.87 | 168.11 | 139.12
425 | 9 | 1 | 11436.1533 | 3471.7567 | 4461.7084 | 1802.0327 | 11286.7461 | 3033.5818 | 81.35 | 117.96 | 105 | 16.5887 | 135.58 | 111.83 | 165.25 | 134.75
426 | 9 | 2 | 11412.6773 | 2945.929 | 4442.5238 | 1539.3652 | 11245.5616 | 2720.0188 | 83.24 | 116.49 | 141 | 18.5014 | 134.45 | 112.03 | 160.72 | 132.87
427 | 9 | 3 | 11465.4794 | 3471.7567 | 4502.3148 | 1802.0327 | 11332.6362 | 3033.5818 | 81.28 | 117.91 | 113 | 19.2962 | 137.72 | 113.92 | 163.68 | 134.92
428 | 9 | 4 | 11673.0991 | 2941 | 4701.1029 | 1625.8261 | 11688.3132 | 2957.3298 | 85.35 | 118.43 | 115 | 17.7775 | 134.32 | 114.42 | 158.08 | 132.07
429 | 9 | 5 | 11422.3577 | 3016.3641 | 4423.1954 | 1549.1195 | 11202.8813 | 2720.0188 | 83.41 | 119.2 | 110 | 19.5091 | 136.5 | 113.46 | 160.84 | 132.95
430 | 9 | 6 | 11408.3715 | 3471.7567 | 4451.7682 | 1802.0327 | 11301.2708 | 3033.5818 | 88.56 | 131.26 | 119 | 24.8149 | 150.9 | 123.59 | 159.48 | 131.1
431 | 9 | 7 | 11396.7271 | 2945.929 | 4517.4293 | 1534.4962 | 11383.3453 | 2825.66 | 93.39 | 136.8 | 136 | 27.7645 | 157.59 | 129.44 | 155.19 | 129.04
432 | 9 | 8 | 11257.0282 | 2735.9272 | 4353.7182 | 1475.6628 | 11148.2414 | 2719.1771 | 73.49 | 102.39 | 94 | 10.5887 | 113.86 | 96.69 | 166.02 | 135.85
433 | 9 | 9 | 11527.6163 | 2945.929 | 4499.7054 | 1518.6154 | 11341.9933 | 2795.8977 | 84.25 | 116.34 | 102 | 18.006 | 133.65 | 111.62 | 158.63 | 131.35
434 | 9 | 10 | 11378.3243 | 3090.5052 | 4415.4526 | 1656.0073 | 11267.2438 | 2848.8163 | 81.69 | 113.82 | 93 | 19.8999 | 133.54 | 111.48 | 159.91 | 132.57
435 | 9 | 11 | 11644.7345 | 2945.929 | 4600.1308 | 1539.3652 | 11504.2745 | 2825.66 | 97.76 | 143.53 | 142 | 30.8913 | 165.79 | 137.4 | 154.16 | 129.06
436 | 9 | 12 | 11599.6121 | 2945.929 | 4618.2749 | 1552.8633 | 11557.8869 | 2844.8339 | 83.75 | 116.13 | 127 | 16.386 | 130.92 | 111.26 | 160.76 | 133.24
437 | 9 | 13 | 11457.4305 | 2945.929 | 4501.8882 | 1483.5082 | 11364.7847 | 2706.6177 | 85.48 | 123.41 | 121 | 18.9871 | 139.86 | 116.28 | 162.36 | 133.29
438 | 9 | 14 | 11342.0881 | 2835.1362 | 4361.6961 | 1625.8261 | 11105.306 | 2957.3298 | 76.92 | 107.37 | 91 | 14.708 | 123.7 | 104.01 | 164.91 | 135.62
439 | 9 | 15 | 11517.415 | 2945.929 | 4507.7446 | 1483.5082 | 11379.0771 | 2720.0188 | 77.62 | 107.17 | 105 | 12.1883 | 118.66 | 100.85 | 161.53 | 133.06
440 | 9 | 16 | 11340.0091 | 3016.3641 | 4404.1115 | 1549.1195 | 11205.6981 | 2756.045 | 72.1 | 96.12 | 98 | 8.239 | 106.74 | 91.72 | 164.6 | 135.14
441 | 9 | 17 | 11243.956 | 3016.3641 | 4375.741 | 1549.1195 | 11194.7427 | 2719.1771 | 66.04 | 89.31 | 88 | 3.926 | 99.35 | 85.12 | 171.02 | 138.62
442 | 9 | 18 | 11433.5256 | 3016.3641 | 4427.9143 | 1625.8261 | 11211.8346 | 2957.3298 | 78.94 | 109.58 | 103 | 15.1184 | 126.72 | 106.53 | 163.62 | 135.11
443 | 9 | 19 | 11541.5568 | 2945.929 | 4517.0304 | 1625.8261 | 11413.966 | 2957.3298 | 85.79 | 123.48 | 90 | 22.1823 | 141.68 | 118.16 | 158.35 | 131.11
444 | 9 | 20 | 11496.2269 | 2835.1362 | 4535.8974 | 1625.8261 | 11426.6435 | 2957.3298 | 74.97 | 100.85 | 77 | 10.6833 | 113.55 | 97.1 | 162.24 | 134.27
445 | 9 | 21 | 11320.2323 | 2770.7186 | 4422.2022 | 1534.4962 | 11255.7433 | 2825.66 | 77.12 | 104.54 | 77 | 15.2675 | 120.12 | 101.31 | 159.47 | 132.3
446 | 9 | 22 | 11351.6024 | 3471.7567 | 4357.197 | 1802.0327 | 11113.7968 | 3033.5818 | 72.82 | 101.82 | 123 | 10.5175 | 116.59 | 97.68 | 169.71 | 138.21
447 | 9 | 23 | 11362.4208 | 2945.929 | 4446.7835 | 1552.8633 | 11222.0811 | 2844.8339 | 78.56 | 110.94 | 95 | 13.659 | 124.78 | 104.94 | 164.5 | 135.08
448 | 9 | 24 | 11400.5488 | 2691.4636 | 4442.5563 | 1518.6154 | 11267.9094 | 2795.8977 | 69.67 | 93.61 | 67 | 7.9462 | 104.42 | 89.88 | 165.38 | 135.95
449 | 9 | 25 | 11524.0568 | 2941 | 4517.3177 | 1552.8633 | 11377.5301 | 2844.8339 | 88.76 | 122.91 | 87 | 23.6917 | 143.19 | 120.56 | 154.6 | 130.15
450 | 9 | 26 | 11357.1849 | 2680.6359 | 4345.7463 | 1474.9668 | 11120.983 | 2756.045 | 81.84 | 111.95 | 101 | 19.2081 | 130.08 | 108.9 | 159.69 | 132.37
451 | 9 | 27 | 11525.4724 | 3471.7567 | 4507.1474 | 1802.0327 | 11354.723 | 3033.5818 | 82.45 | 118.17 | 98 | 16.3394 | 134.55 | 112.12 | 164.69 | 135.02
452 | 9 | 28 | 11390.5577 | 2945.929 | 4457.698 | 1625.8261 | 11277.3121 | 2957.3298 | 72.38 | 98.12 | 97 | 8.6652 | 110.03 | 94 | 165.79 | 136.23
453 | 9 | 29 | 11641.8968 | 3471.7567 | 4539.2775 | 1802.0327 | 11391.4116 | 3033.5818 | 91.15 | 133.7 | 144 | 25.8973 | 155.33 | 127.9 | 158.52 | 131.08
454 | 9 | 30 | 11694.121 | 2945.929 | 4598.2659 | 1625.8261 | 11456.617 | 2957.3298 | 101.99 | 158.01 | 108 | 36.0023 | 185.61 | 149.86 | 156.99 | 129.36
455 | 9 | 31 | 11647.9987 | 3471.7567 | 4598.6824 | 1802.0327 | 11434.7358 | 3033.5818 | 90.02 | 132.47 | 129 | 23.2651 | 150.02 | 124.28 | 158.9 | 131.1
456 | 9 | 32 | 11240.7183 | 2945.929 | 4298.5817 | 1483.5082 | 11041.4262 | 2720.0188 | 67.77 | 91.26 | 63 | 7.4277 | 102.15 | 87.16 | 167.62 | 136.64
457 | 9 | 33 | 11417.6658 | 2941 | 4506.5054 | 1625.8261 | 11341.2323 | 2957.3298 | 78.52 | 108.98 | 72 | 17.1083 | 124.24 | 105.29 | 157.78 | 131.79
458 | 9 | 34 | 11386.0479 | 2945.929 | 4499.5837 | 1534.4962 | 11324.8183 | 2825.66 | 84.1 | 121.57 | 98 | 20.0608 | 138.43 | 115.39 | 159.93 | 132.55
459 | 9 | 35 | 11271.8947 | 2945.929 | 4377.3581 | 1483.5082 | 11141.3433 | 2720.0188 | 83.68 | 120.4 | 132 | 22.0901 | 140.67 | 115.68 | 160.54 | 132.38
460 | 9 | 36 | 11548.7336 | 2835.1362 | 4614.1515 | 1625.8261 | 11569.6622 | 2957.3298 | 82.09 | 114.42 | 123 | 15.9915 | 128.72 | 109.2 | 160.94 | 133.25
461 | 9 | 37 | 11601.6129 | 3016.3641 | 4537.8863 | 1625.8261 | 11436.3532 | 2957.3298 | 91.41 | 135.54 | 147 | 26.1628 | 158.77 | 130.03 | 161.01 | 132.48
462 | 9 | 38 | 11547.5031 | 3471.7567 | 4577.3807 | 1802.0327 | 11429.8321 | 3033.5818 | 96.53 | 148.74 | 140 | 32.6751 | 175.99 | 142.42 | 159.85 | 131.93
463 | 9 | 39 | 11524.6648 | 2945.929 | 4498.1797 | 1552.8633 | 11330.2852 | 2844.8339 | 80.05 | 111.37 | 97 | 16.7092 | 126.41 | 106.09 | 158.08 | 131.15
464 | 9 | 40 | 11636.1386 | 2945.929 | 4614.8433 | 1552.8633 | 11528.4614 | 2844.8339 | 95.95 | 145.61 | 144 | 30.8012 | 168.44 | 137.41 | 157.02 | 129.73
465 | 9 | 41 | 11537.8628 | 3471.7567 | 4583.9776 | 1802.0327 | 11439.2938 | 3033.5818 | 83.26 | 117.88 | 112 | 18.2625 | 133.79 | 112.46 | 159.62 | 132.74
466 | 9 | 42 | 11500.0902 | 2945.929 | 4475.2378 | 1625.8261 | 11273.5698 | 2957.3298 | 88.09 | 128.82 | 118 | 23.0062 | 150.08 | 123.57 | 162.36 | 133.42
467 | 9 | 43 | 11647.5572 | 2945.929 | 4597.7731 | 1625.8261 | 11526.7626 | 2957.3298 | 92.09 | 136.46 | 128 | 26.694 | 157.76 | 129.4 | 157.07 | 129.87
468 | 9 | 44 | 11473.1244 | 3471.7567 | 4474.2789 | 1802.0327 | 11295.9362 | 3033.5818 | 79.12 | 115.69 | 123 | 17.0502 | 129.65 | 107.59 | 162.44 | 132.96
469 | 9 | 45 | 11448.1942 | 2945.929 | 4469.7784 | 1552.8633 | 11305.9133 | 2844.8339 | 84.07 | 121.05 | 106 | 21.5134 | 136.47 | 113.59 | 156.32 | 129.51
470 | 9 | 46 | 11532.3399 | 3090.5052 | 4561.594 | 1656.0073 | 11432.6851 | 2848.8163 | 97.47 | 144.89 | 107 | 33.6856 | 172.13 | 141.46 | 153.68 | 129.19
471 | 9 | 47 | 11536.9426 | 3090.5052 | 4528.962 | 1656.0073 | 11364.9265 | 2957.3298 | 94.6 | 138.99 | 146 | 30.5137 | 160.13 | 132.84 | 152.92 | 128.26
472 | 9 | 48 | 11664.8314 | 3090.5052 | 4664.2101 | 1656.0073 | 11609.5382 | 2957.3298 | 101.76 | 152.72 | 117 | 36.0047 | 177.73 | 145.18 | 151.92 | 126.92
473 | 9 | 49 | 11558.3735 | 2945.929 | 4536.4837 | 1534.4962 | 11379.468 | 2825.66 | 99.11 | 149.82 | 141 | 35.2473 | 175.72 | 143.27 | 153.51 | 128.19
474 | 9 | 50 | 11501.2016 | 2770.7186 | 4478.9858 | 1534.4962 | 11317.467 | 2825.66 | 77.04 | 105.9 | 84 | 13.8555 | 119.94 | 102.3 | 161.51 | 133.65
475 | 9 | 51 | 11441.0719 | 3471.7567 | 4471.6381 | 1802.0327 | 11319.6962 | 3033.5818 | 93.74 | 143.74 | 100 | 31.2345 | 170.74 | 136.74 | 161.56 | 131.97
476 | 9 | 52 | 11768.1132 | 2921.7188 | 4812.5929 | 1625.8261 | 12064.3381 | 2957.3298 | 83.79 | 114.08 | 89 | 15.9181 | 125.76 | 107.85 | 154.72 | 129.03
477 | 9 | 53 | 11450.2613 | 3471.7567 | 4255.293 | 1802.0327 | 10648.1369 | 3033.5818 | 72.47 | 97.54 | 72 | 10.341 | 111.07 | 95.43 | 166.77 | 138.21
478 | 10 | 1 | 11436.1533 | 3471.7567 | 4461.7084 | 1802.0327 | 11286.7461 | 3033.5818 | 89.44 | 133.98 | 112 | 25.3144 | 157.42 | 127.75 | 162.54 | 133.12
479 | 10 | 2 | 11412.6773 | 2945.929 | 4442.5238 | 1539.3652 | 11245.5616 | 2720.0188 | 84.52 | 118.82 | 149 | 20.5118 | 138.89 | 115.65 | 161.19 | 133.36
480 | 10 | 3 | 11465.4794 | 3471.7567 | 4502.3148 | 1802.0327 | 11332.6362 | 3033.5818 | 99.4 | 150.27 | 145 | 36.9565 | 181.76 | 147.05 | 157.67 | 131.56
481 | 10 | 4 | 11673.0991 | 2941 | 4701.1029 | 1625.8261 | 11688.3132 | 2957.3298 | 83.43 | 114.16 | 95 | 15.6305 | 128.94 | 110.62 | 159.24 | 132.79
482 | 10 | 5 | 11422.3577 | 3016.3641 | 4423.1954 | 1549.1195 | 11202.8813 | 2720.0188 | 82.6 | 119.77 | 102 | 18.4938 | 137.31 | 113.62 | 163.9 | 134.46
483 | 10 | 6 | 11408.3715 | 3471.7567 | 4451.7682 | 1802.0327 | 11301.2708 | 3033.5818 | 82.89 | 121.45 | 86 | 19.7755 | 138.28 | 114.58 | 161.74 | 132.86
484 | 10 | 7 | 11396.7271 | 2945.929 | 4517.4293 | 1534.4962 | 11383.3453 | 2825.66 | 90.5 | 130.65 | 119 | 25.4592 | 150.68 | 124.25 | 156.48 | 130.17
485 | 10 | 8 | 11257.0282 | 2735.9272 | 4353.7182 | 1475.6628 | 11148.2414 | 2719.1771 | 75.23 | 105.88 | 99 | 12.7792 | 118.77 | 100.36 | 164.92 | 135.15
486 | 10 | 9 | 11527.6163 | 2945.929 | 4499.7054 | 1518.6154 | 11341.9933 | 2795.8977 | 92.42 | 132.27 | 100 | 26.7237 | 155.11 | 126.96 | 155.63 | 129.25
487 | 10 | 10 | 11378.3243 | 3090.5052 | 4415.4526 | 1656.0073 | 11267.2438 | 2848.8163 | 76.25 | 105.04 | 98 | 14.1899 | 120.68 | 101.59 | 163.67 | 134.81
488 | 10 | 11 | 11644.7345 | 2945.929 | 4600.1308 | 1539.3652 | 11504.2745 | 2825.66 | 101.22 | 150.6 | 143 | 34.8097 | 176.96 | 145.37 | 154.81 | 129.44
489 | 10 | 12 | 11599.6121 | 2945.929 | 4618.2749 | 1552.8633 | 11557.8869 | 2844.8339 | 94.95 | 136.71 | 140 | 26.7513 | 156.89 | 130.52 | 157.11 | 130.63
490 | 10 | 13 | 11457.4305 | 2945.929 | 4501.8882 | 1483.5082 | 11364.7847 | 2706.6177 | 103.47 | 157.05 | 129 | 36.9846 | 182.8 | 147.68 | 154.37 | 127.74
491 | 10 | 14 | 11342.0881 | 2835.1362 | 4361.6961 | 1625.8261 | 11105.306 | 2957.3298 | 83.72 | 120.58 | 81 | 21.754 | 142.14 | 117.61 | 162.43 | 134.21
492 | 10 | 15 | 11517.415 | 2945.929 | 4507.7446 | 1483.5082 | 11379.0771 | 2720.0188 | 75.39 | 102.2 | 111 | 9.2138 | 111.55 | 96.27 | 162.52 | 134.04
493 | 10 | 16 | 11340.0091 | 3016.3641 | 4404.1115 | 1549.1195 | 11205.6981 | 2756.045 | 70.43 | 93.77 | 78 | 7.1808 | 103.62 | 89.48 | 165.34 | 135.58
494 | 10 | 17 | 11243.956 | 3016.3641 | 4375.741 | 1549.1195 | 11194.7427 | 2719.1771 | 83.06 | 119.3 | 83 | 20.8372 | 139.69 | 115.29 | 163.79 | 134.62
495 | 10 | 18 | 11433.5256 | 3016.3641 | 4427.9143 | 1625.8261 | 11211.8346 | 2957.3298 | 74.51 | 103.5 | 117 | 11.1927 | 118.18 | 99.97 | 166.3 | 136.62
496 | 10 | 19 | 11541.5568 | 2945.929 | 4517.0304 | 1625.8261 | 11413.966 | 2957.3298 | 90.6 | 133.63 | 119 | 26.4996 | 154.45 | 127.14 | 158.05 | 130.41
497 | 10 | 20 | 11496.2269 | 2835.1362 | 4535.8974 | 1625.8261 | 11426.6435 | 2957.3298 | 77.64 | 105.77 | 118 | 13.2474 | 119.47 | 101.66 | 160.62 | 133.29
498 | 10 | 21 | 11320.2323 | 2770.7186 | 4422.2022 | 1534.4962 | 11255.7433 | 2825.66 | 73.32 | 98.81 | 86 | 10.9215 | 111.67 | 95.11 | 162.52 | 134.06
499 | 10 | 22 | 11351.6024 | 3471.7567 | 4357.197 | 1802.0327 | 11113.7968 | 3033.5818 | 76.58 | 110.95 | 127 | 13.9333 | 127.58 | 105.4 | 169.76 | 137.71
500 | 10 | 23 | 11362.4208 | 2945.929 | 4446.7835 | 1552.8633 | 11222.0811 | 2844.8339 | 86.13 | 124.3 | 83 | 21.0555 | 142.44 | 118.01 | 161.11 | 133.02
501 | 10 | 24 | 11400.5488 | 2691.4636 | 4442.5563 | 1518.6154 | 11267.9094 | 2795.8977 | 68.15 | 90.7 | 71 | 5.9266 | 100.06 | 86.73 | 166.46 | 136.58
502 | 10 | 25 | 11524.0568 | 2941 | 4517.3177 | 1552.8633 | 11377.5301 | 2844.8339 | 81.65 | 114.13 | 94 | 17.1104 | 131.83 | 111.28 | 161.11 | 133.89
503 | 10 | 26 | 11357.1849 | 2680.6359 | 4345.7463 | 1474.9668 | 11120.983 | 2756.045 | 82.98 | 115.72 | 109 | 20.4879 | 133.91 | 111.83 | 160.16 | 132.36
504 | 10 | 27 | 11525.4724 | 3471.7567 | 4507.1474 | 1802.0327 | 11354.723 | 3033.5818 | 78.6 | 109.86 | 98 | 12.1746 | 123.72 | 104.6 | 165.7 | 135.9
505 | 10 | 28 | 11390.5577 | 2945.929 | 4457.698 | 1625.8261 | 11277.3121 | 2957.3298 | 74.32 | 102.16 | 98 | 10.6307 | 115.23 | 97.59 | 165.17 | 135.69
506 | 10 | 29 | 11641.8968 | 3471.7567 | 4539.2775 | 1802.0327 | 11391.4116 | 3033.5818 | 93.81 | 138.48 | 160 | 28.9474 | 160.72 | 131.85 | 156.04 | 129.22
507 | 10 | 30 | 11694.121 | 2945.929 | 4598.2659 | 1625.8261 | 11456.617 | 2957.3298 | 108.19 | 170.85 | 90 | 42.3485 | 203.52 | 163.23 | 156.41 | 129.11
508 | 10 | 31 | 11647.9987 | 3471.7567 | 4598.6824 | 1802.0327 | 11434.7358 | 3033.5818 | 89.74 | 131.43 | 121 | 23.4331 | 148.99 | 123.66 | 158.1 | 130.87
509 | 10 | 32 | 11240.7183 | 2945.929 | 4298.5817 | 1483.5082 | 11041.4262 | 2720.0188 | 70.86 | 97.76 | 69 | 10.9547 | 110.3 | 93.07 | 165.95 | 135.42
510 | 10 | 33 | 11417.6658 | 2941 | 4506.5054 | 1625.8261 | 11341.2323 | 2957.3298 | 72.59 | 99.6 | 54 | 11.3488 | 112 | 95.91 | 161.92 | 134.22
511 | 10 | 34 | 11386.0479 | 2945.929 | 4499.5837 | 1534.4962 | 11324.8183 | 2825.66 | 85.9 | 125.19 | 108 | 21.887 | 141.42 | 117.92 | 158.15 | 131.21
512 | 10 | 35 | 11271.8947 | 2945.929 | 4377.3581 | 1483.5082 | 11141.3433 | 2720.0188 | 82.64 | 119.82 | 120 | 20.4607 | 138 | 113.61 | 160.97 | 132.29
513 | 10 | 36 | 11548.7336 | 2835.1362 | 4614.1515 | 1625.8261 | 11569.6622 | 2957.3298 | 82.76 | 115.49 | 124 | 16.0662 | 130.61 | 110.9 | 162.41 | 134.15
514 | 10 | 37 | 11601.6129 | 3016.3641 | 4537.8863 | 1625.8261 | 11436.3532 | 2957.3298 | 94.04 | 139.75 | 137 | 28.2342 | 164.58 | 134.6 | 160.94 | 132.29
515 | 10 | 38 | 11547.5031 | 3471.7567 | 4577.3807 | 1802.0327 | 11429.8321 | 3033.5818 | 87.4 | 130.51 | 153 | 23.7588 | 151.39 | 124.41 | 161.3 | 133.06
516 | 10 | 39 | 11524.6648 | 2945.929 | 4498.1797 | 1552.8633 | 11330.2852 | 2844.8339 | 83.06 | 118.22 | 89 | 19.2241 | 134.59 | 111.93 | 158.35 | 131.04
517 | 10 | 40 | 11636.1386 | 2945.929 | 4614.8433 | 1552.8633 | 11528.4614 | 2844.8339 | 100.22 | 152.41 | 148 | 35.1522 | 178.76 | 145.79 | 155.68 | 129.23
518 | 10 | 41 | 11537.8628 | 3471.7567 | 4583.9776 | 1802.0327 | 11439.2938 | 3033.5818 | 85.82 | 121.03 | 97 | 21.1516 | 136.54 | 115.33 | 155.72 | 130.49
519 | 10 | 42 | 11500.0902 | 2945.929 | 4475.2378 | 1625.8261 | 11273.5698 | 2957.3298 | 97.38 | 146.58 | 125 | 31.6844 | 172.91 | 140.56 | 158.76 | 131.14
520 | 10 | 43 | 11647.5572 | 2945.929 | 4597.7731 | 1625.8261 | 11526.7626 | 2957.3298 | 101.1 | 152.43 | 128 | 35.5235 | 177.84 | 144.48 | 152.68 | 126.8
521 | 10 | 44 | 11473.1244 | 3471.7567 | 4474.2789 | 1802.0327 | 11295.9362 | 3033.5818 | 81.02 | 117.25 | 122 | 19.4171 | 132.53 | 109.92 | 160.71 | 132.13
522 | 10 | 45 | 11448.1942 | 2945.929 | 4469.7784 | 1552.8633 | 11305.9133 | 2844.8339 | 91.32 | 136.73 | 116 | 28.3763 | 155.85 | 127.41 | 154.63 | 127.73
523 | 10 | 46 | 11532.3399 | 3090.5052 | 4561.594 | 1656.0073 | 11432.6851 | 2848.8163 | 106.61 | 164.3 | 126 | 43.68 | 196.96 | 159.52 | 150.46 | 127.01
524 | 10 | 47 | 11536.9426 | 3090.5052 | 4528.962 | 1656.0073 | 11364.9265 | 2957.3298 | 110.61 | 168.34 | 130 | 46.1835 | 199.01 | 161.51 | 146.56 | 123.79
525 | 10 | 48 | 11664.8314 | 3090.5052 | 4664.2101 | 1656.0073 | 11609.5382 | 2957.3298 | 106.74 | 161.69 | 161 | 41.0254 | 188.45 | 153.25 | 149.02 | 125.03
526 | 10 | 49 | 11558.3735 | 2945.929 | 4536.4837 | 1534.4962 | 11379.468 | 2825.66 | 105.11 | 162.66 | 148 | 40.5415 | 193.7 | 156.33 | 154.32 | 128.43
527 | 10 | 50 | 11501.2016 | 2770.7186 | 4478.9858 | 1534.4962 | 11317.467 | 2825.66 | 78.26 | 107.39 | 104 | 14.4023 | 120.49 | 103.13 | 159.99 | 132.74
528 | 10 | 51 | 11441.0719 | 3471.7567 | 4471.6381 | 1802.0327 | 11319.6962 | 3033.5818 | 98.29 | 148.48 | 130 | 34.9457 | 174.8 | 141.19 | 155.37 | 128.47
529 | 10 | 52 | 11768.1132 | 2921.7188 | 4812.5929 | 1625.8261 | 12064.3381 | 2957.3298 | 81.18 | 108.94 | 94 | 12.5872 | 118.98 | 102.88 | 155.92 | 129.77
530 | 10 | 53 | 11450.2613 | 3471.7567 | 4255.293 | 1802.0327 | 10648.1369 | 3033.5818 | 73.14 | 101.77 | 78 | 10.8209 | 116.83 | 98.84 | 169.63 | 139.52
531 | 11 | 1 | 11436.1533 | 3471.7567 | 4461.7084 | 1802.0327 | 11286.7461 | 3033.5818 | 90.21 | 131.46 | 120 | 25.4852 | 155.22 | 126.93 | 160.39 | 132.37
532 | 11 | 2 | 11412.6773 | 2945.929 | 4442.5238 | 1539.3652 | 11245.5616 | 2720.0188 | 86.66 | 123.12 | 121 | 22.3351 | 143.31 | 118.57 | 159.38 | 132.02
533 | 11 | 3 | 11465.4794 | 3471.7567 | 4502.3148 | 1802.0327 | 11332.6362 | 3033.5818 | 86.71 | 125.73 | 116 | 24.237 | 148.12 | 122.02 | 160.18 | 132.94
534 | 11 | 4 | 11673.0991 | 2941 | 4701.1029 | 1625.8261 | 11688.3132 | 2957.3298 | 81.8 | 111.5 | 87 | 14.5282 | 125.82 | 107.94 | 159.1 | 132.73
535 | 11 | 5 | 11422.3577 | 3016.3641 | 4423.1954 | 1549.1195 | 11202.8813 | 2720.0188 | 84.43 | 121.4 | 105 | 20.2366 | 140.12 | 116 | 162.12 | 133.61
536 | 11 | 6 | 11408.3715 | 3471.7567 | 4451.7682 | 1802.0327 | 11301.2708 | 3033.5818 | 83.51 | 122.21 | 91 | 20.0074 | 141 | 115.88 | 163.73 | 133.75
537 | 11 | 7 | 11396.7271 | 2945.929 | 4517.4293 | 1534.4962 | 11383.3453 | 2825.66 | 86.25 | 122.63 | 125 | 21.0796 | 140.27 | 116.66 | 158.36 | 131.32
538 | 11 | 8 | 11257.0282 | 2735.9272 | 4353.7182 | 1475.6628 | 11148.2414 | 2719.1771 | 79.33 | 112.43 | 88 | 16.4527 | 128.19 | 107.39 | 163.89 | 134.72
539 | 11 | 9 | 11527.6163 | 2945.929 | 4499.7054 | 1518.6154 | 11341.9933 | 2795.8977 | 98.98 | 139.69 | 110 | 32.9095 | 166 | 136.05 | 150.36 | 126.79
540 | 11 | 10 | 11378.3243 | 3090.5052 | 4415.4526 | 1656.0073 | 11267.2438 | 2848.8163 | 76.86 | 104.99 | 80 | 13.9609 | 121.06 | 101.86 | 163.39 | 134.55
541 | 11 | 11 | 11644.7345 | 2945.929 | 4600.1308 | 1539.3652 | 11504.2745 | 2825.66 | 94.38 | 137.71 | 122 | 27.3691 | 159.98 | 133.01 | 157.45 | 131.3
542 | 11 | 12 | 11599.6121 | 2945.929 | 4618.2749 | 1552.8633 | 11557.8869 | 2844.8339 | 88.01 | 123.81 | 131 | 20.0035 | 140.32 | 118.16 | 159.3 | 132.29
543 | 11 | 13 | 11457.4305 | 2945.929 | 4501.8882 | 1483.5082 | 11364.7847 | 2706.6177 | 83.81 | 121.05 | 131 | 17.643 | 136.65 | 113.53 | 163.03 | 133.46
544 | 11 | 14 | 11342.0881 | 2835.1362 | 4361.6961 | 1625.8261 | 11105.306 | 2957.3298 | 74.08 | 102.35 | 87 | 11.8914 | 116.82 | 98.84 | 166.43 | 136.58
545 | 11 | 15 | 11517.415 | 2945.929 | 4507.7446 | 1483.5082 | 11379.0771 | 2720.0188 | 82.88 | 114.69 | 108 | 17.4996 | 128.94 | 109.02 | 157.95 | 131.38
546 | 11 | 16 | 11340.0091 | 3016.3641 | 4404.1115 | 1549.1195 | 11205.6981 | 2756.045 | 81.46 | 110.8 | 86 | 17.2625 | 126.26 | 106.56 | 158.65 | 131.63
547 | 11 | 17 | 11243.956 | 3016.3641 | 4375.741 | 1549.1195 | 11194.7427 | 2719.1771 | 66.02 | 89 | 79 | 3.6744 | 98.24 | 84.46 | 170.72 | 138.46
548 | 11 | 18 | 11433.5256 | 3016.3641 | 4427.9143 | 1625.8261 | 11211.8346 | 2957.3298 | 82.18 | 115.11 | 111 | 18.067 | 133.7 | 111.83 | 162.1 | 134.15
549 | 11 | 19 | 11541.5568 | 2945.929 | 4517.0304 | 1625.8261 | 11413.966 | 2957.3298 | 83.21 | 119.24 | 88 | 19.2256 | 135.35 | 113.04 | 159.89 | 131.89
550 | 11 | 20 | 11496.2269 | 2835.1362 | 4535.8974 | 1625.8261 | 11426.6435 | 2957.3298 | 71.87 | 96.66 | 95 | 6.8119 | 107.51 | 92.56 | 165.31 | 136.1
551 | 11 | 21 | 11320.2323 | 2770.7186 | 4422.2022 | 1534.4962 | 11255.7433 | 2825.66 | 82.82 | 113.7 | 80 | 19.8746 | 132.04 | 110.4 | 157.54 | 131.31
552 | 11 | 22 | 11351.6024 | 3471.7567 | 4357.197 | 1802.0327 | 11113.7968 | 3033.5818 | 75.49 | 106.34 | 120 | 12.5822 | 121.82 | 101.78 | 168.1 | 137.11
553 | 11 | 23 | 11362.4208 | 2945.929 | 4446.7835 | 1552.8633 | 11222.0811 | 2844.8339 | 79.84 | 113.55 | 75 | 14.8533 | 128.07 | 107.31 | 164.01 | 134.71
554 | 11 | 24 | 11400.5488 | 2691.4636 | 4442.5563 | 1518.6154 | 11267.9094 | 2795.8977 | 66.47 | 86.99 | 67 | 2.9696 | 94.55 | 82.93 | 167.83 | 137.33
555 | 11 | 25 | 11524.0568 | 2941 | 4517.3177 | 1552.8633 | 11377.5301 | 2844.8339 | 88.86 | 125 | 94 | 24.1381 | 146.59 | 122.33 | 156.41 | 131.17
556 | 11 | 26 | 11357.1849 | 2680.6359 | 4345.7463 | 1474.9668 | 11120.983 | 2756.045 | 70.03 | 93.07 | 91 | 7.6466 | 103.99 | 89.44 | 166.71 | 136.35
557 | 11 | 27 | 11525.4724 | 3471.7567 | 4507.1474 | 1802.0327 | 11354.723 | 3033.5818 | 79.89 | 110.97 | 101 | 14.1455 | 126.02 | 106.43 | 163.72 | 135.04
558 | 11 | 28 | 11390.5577 | 2945.929 | 4457.698 | 1625.8261 | 11277.3121 | 2957.3298 | 79.91 | 110.82 | 121 | 15.6134 | 126.05 | 106.19 | 161.69 | 133.94
559 | 11 | 29 | 11641.8968 | 3471.7567 | 4539.2775 | 1802.0327 | 11391.4116 | 3033.5818 | 97.06 | 143.81 | 157 | 32.3832 | 168.95 | 137.93 | 154.9 | 128.94
560 | 11 | 30 | 11694.121 | 2945.929 | 4598.2659 | 1625.8261 | 11456.617 | 2957.3298 | 109.4 | 171.58 | 99 | 42.619 | 204.48 | 164.34 | 155.73 | 128.74
561 | 11 | 31 | 11647.9987 | 3471.7567 | 4598.6824 | 1802.0327 | 11434.7358 | 3033.5818 | 85.09 | 123.72 | 98 | 19.032 | 140.97 | 117.05 | 162.21 | 133.46
562 | 11 | 32 | 11240.7183 | 2945.929 | 4298.5817 | 1483.5082 | 11041.4262 | 2720.0188 | 73.53 | 101.8 | 66 | 12.7518 | 116.34 | 97.59 | 165.74 | 135.45
563 | 11 | 33 | 11417.6658 | 2941 | 4506.5054 | 1625.8261 | 11341.2323 | 2957.3298 | 73.69 | 101.14 | 67 | 12.6155 | 114.23 | 97.53 | 160.93 | 133.67
564 | 11 | 34 | 11386.0479 | 2945.929 | 4499.5837 | 1534.4962 | 11324.8183 | 2825.66 | 92.44 | 136.14 | 104 | 28.3641 | 157.26 | 129.64 | 155.57 | 130
565 | 11 | 35 | 11271.8947 | 2945.929 | 4377.3581 | 1483.5082 | 11141.3433 | 2720.0188 | 86.55 | 125.2 | 116 | 24.7634 | 146.69 | 120.24 | 158.45 | 131.18
566 | 11 | 36 | 11548.7336 | 2835.1362 | 4614.1515 | 1625.8261 | 11569.6622 | 2957.3298 | 81.84 | 113.18 | 103 | 15.3622 | 127.41 | 108.4 | 161.59 | 133.7
567 | 11 | 37 | 11601.6129 | 3016.3641 | 4537.8863 | 1625.8261 | 11436.3532 | 2957.3298 | 86.38 | 125.43 | 108 | 20.997 | 144.85 | 120.13 | 162.06 | 133.26
568 | 11 | 38 | 11547.5031 | 3471.7567 | 4577.3807 | 1802.0327 | 11429.8321 | 3033.5818 | 92.5 | 139.49 | 148 | 28.9103 | 163.4 | 133.51 | 158.89 | 131.66
569 | 11 | 39 | 11524.6648 | 2945.929 | 4498.1797 | 1552.8633 | 11330.2852 | 2844.8339 | 86.11 | 123.08 | 99 | 22.5336 | 141.86 | 117.3 | 156.43 | 129.95
570 | 11 | 40 | 11636.1386 | 2945.929 | 4614.8433 | 1552.8633 | 11528.4614 | 2844.8339 | 94.25 | 141.83 | 142 | 29.2081 | 164.18 | 134.41 | 157.63 | 130.3
571 | 11 | 41 | 11537.8628 | 3471.7567 | 4583.9776 | 1802.0327 | 11439.2938 | 3033.5818 | 82.32 | 113.98 | 99 | 17.5604 | 129.63 | 109.59 | 158.46 | 132.45
572 | 11 | 42 | 11500.0902 | 2945.929 | 4475.2378 | 1625.8261 | 11273.5698 | 2957.3298 | 89.32 | 129.35 | 109 | 24.5433 | 150.94 | 124.41 | 160.24 | 132.34
573 | 11 | 43 | 11647.5572 | 2945.929 | 4597.7731 | 1625.8261 | 11526.7626 | 2957.3298 | 96.1 | 142.78 | 143 | 29.8779 | 165.47 | 135.49 | 155.1 | 128.58
574 | 11 | 44 | 11473.1244 | 3471.7567 | 4474.2789 | 1802.0327 | 11295.9362 | 3033.5818 | 76.94 | 111.39 | 111 | 14.5853 | 124.03 | 103.36 | 164.13 | 133.92
575 | 11 | 45 | 11448.1942 | 2945.929 | 4469.7784 | 1552.8633 | 11305.9133 | 2844.8339 | 91.82 | 134.16 | 92 | 28.2279 | 153.57 | 126.53 | 153.53 | 127.65
576 | 11 | 46 | 11532.3399 | 3090.5052 | 4561.594 | 1656.0073 | 11432.6851 | 2848.8163 | 94.77 | 139.66 | 121 | 30.5568 | 164.64 | 135.57 | 154.87 | 129.93
577 | 11 | 47 | 11536.9426 | 3090.5052 | 4528.962 | 1656.0073 | 11364.9265 | 2957.3298 | 91.92 | 132.95 | 140 | 27.6476 | 153.69 | 127.76 | 155.08 | 129.7
578 | 11 | 48 | 11664.8314 | 3090.5052 | 4664.2101 | 1656.0073 | 11609.5382 | 2957.3298 | 104.55 | 158.6 | 137 | 39.0556 | 185.4 | 150.84 | 150.7 | 126.24
579 | 11 | 49 | 11558.3735 | 2945.929 | 4536.4837 | 1534.4962 | 11379.468 | 2825.66 | 103.48 | 156.45 | 148 | 38.6582 | 186.07 | 151.49 | 153.19 | 128.42
580 | 11 | 50 | 11501.2016 | 2770.7186 | 4478.9858 | 1534.4962 | 11317.467 | 2825.66 | 78.43 | 107.53 | 97 | 14.5838 | 121.76 | 103.91 | 160.77 | 133.15
581 | 11 | 51 | 11441.0719 | 3471.7567 | 4471.6381 | 1802.0327 | 11319.6962 | 3033.5818 | 96.69 | 144.57 | 115 | 33.5121 | 171.29 | 138.84 | 156.28 | 129.67
582 | 11 | 52 | 11768.1132 | 2921.7188 | 4812.5929 | 1625.8261 | 12064.3381 | 2957.3298 | 75.79 | 100.37 | 84 | 7.9173 | 108.12 | 94.37 | 158.42 | 131.19
583 | 11 | 53 | 11450.2613 | 3471.7567 | 4255.293 | 1802.0327 | 10648.1369 | 3033.5818 | 69.47 | 92.85 | 75 | 6.3088 | 104.92 | 90.62 | 171.06 | 140.82