## ReadMe
Electricity Network Economic Benchmarking 2024
Overview of Workbook
1. Basic structure
| Input sheets | Formatted Outputs
2. Discussion
3. Input sheets
4. Cross-checking sheets sheets
5. Tables sheets
6. Charts
Results from Shazam programs runs
Results from Stata program runs
Tables for report
Cross-checks
Charts for Report
This workbook has the purpose of taking the basic outputs from Shazam programs and reformatting, and making calculations as necessary, to produce tables reading to be copied into the DNSP benchmarking report. The design of the workbook is intended to facilitate the easy updating of tables and charts if data is revised etc. If an additional year of data becomes available, changes will need to be made to the tables and to the formulas, and cell-ranges of series in the charts.
The workbook also takes the outputs from Stata programs which duplicate the Shazam results. This provides for cross-checking of programs. Some results are not duplicated, such as the calculation of average growth rates using regression of log variables against time is undertaken in Shazam alone (see sheet: 4.Shazam-Reg-Trends).
The first four input worksheets are where the results from running Shazam are copied. They are copied from the Shazam text output files using the Excel option: 'Data>Text to Columns…', and using Space delimited. THE DATA NEEDS TO BE COPIED ONTO THE CORRECT CELLS. IT IS CRUCIAL TO AVOID CUT-AND-PASTE OR MOVING CELLS OR COLUMNS to avoid disrupt the links in the workbook. It is recommended that the data be first be copied into some spare place (e/g/ on a temnporaty worksheet) and then--after parsing the numbers into Excel cells--COPYING into the relevant places in the input sheet.
'1.Shazam DNSP&State': For pasting the index and growth contributions results from the Shazam programs for individual DNSPs and the aggregated DNSP industry and for each of the States and Territories. This data is read by the worksheets: (a) 'Index Tables' ; (b) 'Individ-O&I Tables'; and (c) 'Growth Contrib.'.
'2.Shazam-pooled': For pasting the index results from the Shazam program for the multilaterial analysis jointly for all DNSPs. This data is used by the 'Index Tables' worksheet, rows 627 to 719.
'3.Shazam State-pooled': For pasting the index results from the Shazam program for the multilaterial analysis jointly for all States. This data is used by the 'Index Tables' worksheet, rows 724 to 816.
'4.Shazam-Reg-Trends': For pasting the econometric results from the same Shazam programs for individual DNSPs and the aggregated DNSP industry as used in 1 above. This data is read by the worksheet 'Appendix C Table'.
The next two input worksheets are where results from Stata programs are copied. These results are in files that are readable by Excel, and do not need to be parsed from text to numerical input. That said, the same instructions above apply. That is, the results must be copied onto the appropriate cell in a way that does not break the links whereby tables in other worksheets read the data.
'5.Stata-DNSP&State': For pasting the index outputs from the Stata programs for individual DNSPs and the aggregated DNSP industry and for each of the States and Territories. This is read by the worksheets 'Index Tables check' and 'I&O Tables checks', and 'Contrib. checks'.
'6.Stata-pooled': For pasting the index results from the Stata program for joint multilaterial TFP analysis. This data is read by the worksheet 'Index Tables check'.
'7.Stata-Weights': For pasting the weights results from the Stata program. This data is read by the worksheet `Appendix A Tables - Weights'.
The charts in this workbook are labelled with the Figure no. in the report. The charts are copied and pasted in PDF format into the document.
The Tables sheets serve the following functions:
(i) calculates growth rates
(ii) presents data in table formats for copying and pasting into Word.
(iii) assemble data to be read by charts.
'Index Tables': Includes the following tables used in the report:
- Aggregate industry indexes: Table 2.1; and Figure 2.1.
- Pooled results: Tables and figures in section 3.1.
- State index tables: Tables in section 4.1 plus tables 4.3, 4.5, 4.7, 4.9, 4.11 and 4.13. Figures 4.1, 4.2, 4.3, 4.7, 4.11, 4.15, 4.19, 4.23;
- Individual firm index tables: Tables 5.1, 5.3, 5.5, 5.7, 5.9, 5.11, 5.13, 5.15, 5.17 and 5.19. Figures 5.1, 5.5, 5.9, 5.13, 5.17, 5.21, 5.25, 5.29, 5.33, 5.37.
'Individ-O&I Tables': Tables are used in charts and in other Tables worksheets. Other tables worksheets reading from this sheet include 'Growth Contrib.' and 'Growth Rates Tables'. Various charts read from this sheet, including figures
2.2, 2.3& 2.4; 4.4, 4.5, 4.8, 4.9, 4.12, 4.13, 4.16, 4.17, 4.20, 4.21, 4.24, 4.25, 5.2, 5.3, 5.6, 5.7, 5.10, 5.11, 5.14, 5.15, 5.18, 5.19, 5.22, 5.23, 5.26, 5.27, 5.30, 5.31, 5.34, 5.35, 5.38, 5.39;
'Growth Contrib.': Includes the following tables used in the report:
- Industry-level growth rates and contributions of inputs and outputs average by period and by year: Report tables 2.2, 2.3 & 2.4
- State-level contributions of inputs and outputs average by period: Tables 4.4, 4.6, 4.8, 4.10, 4.12, 4.14
- DNSP-level contributions of inputs and outputs average by period: Tables 5.2, 5.4, 5.6, 5.8, 510, 5.12, 5.14, 5.16, 5.18, 5.20.
'Contributions ranked': For report figures 2.5, 2.6 & 2.7 the average contributions for industry data over the relevant period need to be sorted from highest to lowest. Similarly, for report figures 4.6, 4.10, 4.14, 4.18, 4.22 & 4.26 relating to States, and figures 5.4, 5.8, 5.12, 5.16, 5.20, 5.24, 5.28, 5.32, 5.36, and 5.40 relating to individual TNSPs.
'Growth Rates Tables': Tables used in Appendix D of the report.
'Appendix C Table': Table copied into report Appendix B.
There are three worksheets in which the results from the Stata programs are used to cross-check the results from the Shazam programs.
'Index Tables check': Involves cross-checking results for MTFP and MPFP that appear later in the 'Index Tables' worksheet.
'I&O Tables checks': Involves cross-checking results relating to individual inputs and outputs indexes and growth rates that appear later in the 'Individ-I&O Tables' worksheet.
'Contrib. checks': Involves cross-checking results relating to contributions to TFP growth of individual inputs and outputs that appear later in the 'Growth Contrib.' worksheet.

## Labels & Codes
Variable Labels & Codes
Key to acronyms used in sheet: "1.Shazam DNSP&State"
EVO | Evoenergy
AGD | Ausgrid
CIT | Citipower
END | Endeaviour Energy
ENX | Energex
ERG | Ergon Energy
ESS | Essential Energy
JEN | Jemena
PCR | Powercor
SAP | SA Power Networks
AND | AusNet Distribution
TND | TasNetworks Distribution
UED | United Energy
DIND | DNSP industry (NEM-wide)
DACT | DNSP industry in ACT
DNSW | DNSP industry in NSW
DVIC | DNSP industry in VIC
DQLD | DNSP industry in QLD
DSA | DNSP industry in SA
DTAS | DNSP industry in TAS
IDYEAR | Year
OUTIND | Output Index
INPIND | Input Index
PRODIND | TFP Index
PP1 | Opex PFP Index
PPK | Capital PFP Index
PP2 | Partial productivity of input 2
PP3 | Partial productivity of input 3
PP4 | Partial productivity of input 4
PP5 | Partial productivity of input 5
PP6 | Partial productivity of input 6
QB1 | Quantity index for output 1
QB2 | Quantity index for output 2
QB3 | Quantity index for output 3
QB4 | Quantity index for output 4
QB5 | Quantity index for output 5
MDINDEX | Index for Maximum Demand
OUTIND | Output Index
XB1 | Quantity index for input 1
XB2 | Quantity index for input 2
XB3 | Quantity index for input 3
XB4 | Quantity index for input 4
XB5 | Quantity index for input 5
XB6 | Quantity index for input 6
KIND | Index for capital inputs
OC1 | Contribution to TFP change of output 1
OC2 | Contribution to TFP change of output 2
OC3 | Contribution to TFP change of output 3
OC4 | Contribution to TFP change of output 4
OC5 | Contribution to TFP change of output 5
IC1 | Contribution to TFP change of input 1
IC2 | Contribution to TFP change of input 2
IC3 | Contribution to TFP change of input 3
IC4 | Contribution to TFP change of input 4
IC5 | Contribution to TFP change of input 5
IC6 | Contribution to TFP change of input 6
Output numeric codes |  |  | Input numeric codes
1 | Energy (GWh) |  | 1 | Opex
2 | Ratcheted Max Demand |  | 2 | O/H Subtransmission Lines
3 | Customer Numbers |  | 3 | O/H Distribution Lines
4 | Circuit Length |  | 4 | U/G Subtransmission
5 | CMOS |  | 5 | U/G Distribution Cables
|  |  | 6 | Transformers
Key to acronyms used in sheet: "Shazam MTFP Index Results"
CCDOI | Output index
CCDII | Input index
CCDTFP | TFP index
PPK | Capital partial factor productivity (PFP)
PP1 | Opex partial factor productivity (PFP)
PP2 | Partial productivity of input 2
PP3 | Partial productivity of input 3
PP4 | Partial productivity of input 4
PP5 | Partial productivity of input 5
PP6 | Partial productivity of input 6
DB numeric codes
1 | EVO | Evoenergy
2 | AGD | Ausgrid
3 | CIT | Citipower
4 | END | Endeaviour Energy
5 | ENX | Energex
6 | ERG | Ergon Energy
7 | ESS | Essential Energy
8 | JEN | Jemena
9 | PCR | Powercor
10 | SAP | SA Power Networks
11 | AND | AusNet Distribution
12 | TND | TasNetworks Distribution
13 | UED | United Energy
Key to Stata variable names
dnsp | DNSP code
year | Year
outx | Output index
inx | Input index
tfpx | TFP index
opinx | Opex input index
kinx | Capital input index
opfpx | Opex PFP index
kpfpx | Capital PFP index
tfpdelta | TFP growth rate (log-difference)
outdelta | Output growth rate
indelta | Input growth rate
outdelta1 | Contribution of output 1 to TFP change
outdelta2 | Contribution of output 2 to TFP change
outdelta3 | Contribution of output 3 to TFP change
outdelta4 | Contribution of output 4 to TFP change
outdelta5 | Contribution of output 5 to TFP change
indelta1 | Contribution of input 1 to TFP change
indelta2 | Contribution of input 2 to TFP change
indelta3 | Contribution of input 3 to TFP change
indelta4 | Contribution of input 4 to TFP change
indelta5 | Contribution of input 5 to TFP change
indelta6 | Contribution of input 6 to TFP change
odelta | Contribution of non-capital inputs to TFP change
kdelta | Contribution of capital inputs to TFP change
q1x | Quantity index of output 1
q2x | Quantity index of output 2
q3x | Quantity index of output 3
q4x | Quantity index of output 4
q5x | Quantity index of output 5
mdindex | Qunatity index of Max. demand
x1x | Quantity index of input 1
x2x | Quantity index of input 2
x3x | Quantity index of input 3
x4x | Quantity index of input 4
x5x | Quantity index of input 5
x6x | Quantity index of input 6
outgrth1 | Growth rate of output 1
outgrth2 | Growth rate of output 2
outgrth3 | Growth rate of output 3
outgrth4 | Growth rate of output 4
outgrth5 | Growth rate of output 5
ingrth1 | Growth rate of input 1
ingrth2 | Growth rate of input 2
ingrth3 | Growth rate of input 3
ingrth4 | Growth rate of input 4
ingrth5 | Growth rate of input 5
ingrth6 | Growth rate of input 6
cs1 | Cost share weights of input 1
cs2 | Cost share weights of input 2
cs3 | Cost share weights of input 3
cs4 | Cost share weights of input 4
cs5 | Cost share weights of input 5
cs6 | Cost share weights of input 6
vs1 | Cost share weights of output 1
vs2 | Cost share weights of output 2
vs3 | Cost share weights of output 3
vs4 | Cost share weights of output 4
vs5 | Cost share weights of output 5
gvs1 | Cost share of gross revenue of output 1
gvs2 | Cost share of gross revenue of output 2
gvs3 | Cost share of gross revenue of output 3
gvs4 | Cost share of gross revenue of output 4
gvs5 | Cost share of gross revenue of output 5

## 1.Shazam DNSP&State
Shazam MTFP Index Results for Individual DNSPs and Industry Average
1 | EVO | [5 empty] | Output, Input & PFP Indexes | [21 empty] | Contributions
| IDYEAR | OUTIND | INPIND | PRODIND | PP1 | PPK | IDYEAR | PP1 | PPK | PP2 | PP3 | PP4 | PP5 | PP6 | QB1 | QB2 | QB3 | QB4 | QB5 | MDINDEX | OUTIND | XB1 | XB2 | XB3 | XB4 | XB5 | XB6 | KIND | IDYEAR | OC1 | OC2 | OC3 | OC4 | OC5 | IC1 | IC2 | IC3 | IC4 | IC5 | IC6
| 2006 | 1 | 1 | 1 | 1 | 1 | 2006 | 1 | 1 | 1 | 1 | 1 | 1 | 1 | 1 | 1 | 1 | 1 | 1 | 1 | 1 | 1 | 1 | 1 | 1 | 1 | 1 | 1
| 2007 | 0.99518 | 1.0102 | 0.98513 | 0.9885 | 0.98127 | 2007 | 0.9885 | 0.98127 | 0.99518 | 0.99887 | 0.99518 | 0.97982 | 0.97267 | 1.0227 | 1 | 1.012 | 1.0049 | 1.2809 | 0.96915 | 0.99518 | 1.0068 | 1 | 0.9963 | 1 | 1.0157 | 1.0231 | 1.0142 | 2007 | 0.0019939 | -0.00027203 | 0.0021346 | 0.0017912 | -0.010483 | -0.0011826 | -8.0493e-05 | 0.00044251 | -1.8337e-05 | -0.0035782 | -0.0057267
| 2008 | 1.0186 | 1.0425 | 0.97712 | 0.95209 | 0.99578 | 2008 | 0.95209 | 0.99578 | 1.0186 | 1.028 | 1.0186 | 1.001 | 0.97541 | 1.0323 | 1 | 1.0255 | 1.0028 | 0.7501 | 0.99208 | 1.0186 | 1.0699 | 1 | 0.99089 | 1 | 1.0176 | 1.0443 | 1.0229 | 2008 | 0.00084629 | 0.00056921 | 0.0028807 | -0.00042673 | 0.019415 | -0.026243 | -8.3551e-05 | 0.00059127 | -1.2634e-05 | -0.00069642 | -0.0050111
| 2009 | 1.0239 | 1.0583 | 0.96749 | 0.95337 | 0.97865 | 2009 | 0.95337 | 0.97865 | 1.0239 | 1.0362 | 1.0239 | 0.97089 | 0.95444 | 1.0416 | 1 | 1.0426 | 1.0196 | 0.89068 | 0.97627 | 1.0239 | 1.0739 | 1 | 0.98807 | 1 | 1.0546 | 1.0727 | 1.0462 | 2009 | 0.00079484 | -9.383e-05 | 0.0031172 | 0.0066836 | -0.0053743 | -0.0038092 | -5.5803e-06 | 0.00025368 | 3.1182e-06 | -0.0056605 | -0.0058112
| 2010 | 1.0398 | 1.14 | 0.91206 | 0.83872 | 0.97471 | 2010 | 0.83872 | 0.97471 | 1.0398 | 1.0516 | 1.0398 | 0.9495 | 0.95312 | 1.0501 | 1 | 1.0672 | 1.0369 | 0.78671 | 0.98038 | 1.0398 | 1.2397 | 1 | 0.98871 | 1 | 1.0951 | 1.0909 | 1.0667 | 2010 | 0.0007223 | 0.00018075 | 0.0045526 | 0.0069078 | 0.0030545 | -0.06156 | -0.00016117 | -1.8219e-05 | -3.0203e-05 | -0.0079361 | -0.0047115
| 2011 | 1.0284 | 1.2103 | 0.84969 | 0.74591 | 0.94278 | 2011 | 0.74591 | 0.94278 | 1.0284 | 1.0379 | 1.0284 | 0.90791 | 0.91796 | 1.055 | 1 | 1.0934 | 1.0566 | 1.4901 | 0.98523 | 1.0284 | 1.3787 | 1 | 0.99089 | 1 | 1.1327 | 1.1203 | 1.0908 | 2011 | 0.00042015 | -0.00043043 | 0.0044988 | 0.0074278 | -0.022893 | -0.047917 | 0.00014276 | -0.00023685 | -1.4823e-05 | -0.0061917 | -0.0056446
| 2012 | 1.095 | 1.2616 | 0.86797 | 0.74023 | 0.98664 | 2012 | 0.74023 | 0.98664 | 0.98104 | 1.1206 | 1.095 | 0.93285 | 0.97112 | 1.0482 | 1.1136 | 1.1209 | 1.0736 | 1.0408 | 1.1136 | 1.095 | 1.4793 | 1.1162 | 0.97717 | 1 | 1.1739 | 1.1276 | 1.1099 | 2012 | -0.00058157 | 0.03791 | 0.00486 | 0.006598 | 0.013981 | -0.031921 | -0.0033871 | 0.0015996 | -1.9167e-05 | -0.0064265 | -0.0013161
| 2013 | 1.1102 | 1.3197 | 0.84122 | 0.70277 | 0.98278 | 2013 | 0.70277 | 0.98278 | 0.9946 | 1.1434 | 1.1102 | 0.91386 | 0.96547 | 1.0528 | 1.1136 | 1.1472 | 1.0893 | 0.94071 | 1.1074 | 1.1102 | 1.5797 | 1.1162 | 0.97096 | 1 | 1.2148 | 1.1499 | 1.1296 | 2013 | 0.00038928 | 3.0709e-05 | 0.0044607 | 0.0058962 | 0.0029536 | -0.035061 | 1.5019e-05 | 0.00069523 | -3.0653e-05 | -0.0059783 | -0.0046825
| 2014 | 1.1168 | 1.4137 | 0.78998 | 0.63612 | 0.96703 | 2014 | 0.63612 | 0.96703 | 1.0002 | 1.1628 | 0.28952 | 0.8872 | 0.94415 | 1.0259 | 1.1136 | 1.1566 | 1.1027 | 0.88584 | 1.0631 | 1.1168 | 1.7556 | 1.1165 | 0.96046 | 3.8573 | 1.2588 | 1.1828 | 1.1548 | 2014 | -0.002289 | 9.9996e-06 | 0.0015652 | 0.0049382 | 0.0017037 | -0.057349 | 2.3562e-05 | 0.0010556 | -0.0006139 | -0.0054169 | -0.0064717
| 2015 | 1.1412 | 1.387 | 0.82274 | 0.67502 | 0.97704 | 2015 | 0.67502 | 0.97704 | 1.0224 | 1.2189 | 0.29476 | 0.87632 | 0.95122 | 1.0355 | 1.1628 | 1.177 | 1.1274 | 1.1053 | 1.1628 | 1.1412 | 1.6906 | 1.1161 | 0.93621 | 3.8715 | 1.3022 | 1.1997 | 1.168 | 2015 | 0.00081527 | 0.015063 | 0.0033218 | 0.0089681 | -0.006567 | 0.025159 | 1.4499e-06 | 0.0026192 | 9.0989e-07 | -0.0051438 | -0.0036046
| 2016 | 1.146 | 1.112 | 1.0306 | 1.1199 | 0.97221 | 2016 | 1.1199 | 0.97221 | 1.0219 | 1.2103 | 0.297 | 0.87185 | 0.94685 | 1.0427 | 1.1628 | 1.1971 | 1.1371 | 1.2004 | 1.0621 | 1.146 | 1.0234 | 1.1214 | 0.94688 | 3.8587 | 1.3145 | 1.2104 | 1.1788 | 2016 | 0.00062296 | 6.2269e-06 | 0.003267 | 0.0035459 | -0.003175 | 0.22744 | -0.00019101 | -0.00084118 | -2.1807e-05 | -0.0023661 | -0.0030083
| 2017 | 1.1493 | 1.1523 | 0.99745 | 1.0353 | 0.96869 | 2017 | 1.0353 | 0.96869 | 1.061 | 1.1964 | 0.29408 | 0.86441 | 0.9447 | 1.0565 | 1.1628 | 1.2393 | 1.1417 | 1.3986 | 1.0926 | 1.1493 | 1.1101 | 1.0833 | 0.96063 | 3.9083 | 1.3296 | 1.2166 | 1.1865 | 2017 | 0.0011717 | 2.5472e-06 | 0.0066983 | 0.0016613 | -0.0066701 | -0.032373 | 0.0010853 | -0.001641 | 2.1749e-06 | -0.0016273 | -0.0010289
| 2018 | 1.2111 | 1.2586 | 0.96229 | 0.90401 | 1.0105 | 2018 | 0.90401 | 1.0105 | 1.117 | 1.2525 | 0.30866 | 0.90057 | 0.98355 | 1.034 | 1.2883 | 1.2785 | 1.1527 | 1.147 | 1.2883 | 1.2111 | 1.3398 | 1.0843 | 0.96698 | 3.9239 | 1.3449 | 1.2314 | 1.1986 | 2018 | -0.001923 | 0.035974 | 0.0059638 | 0.0038459 | 0.0085279 | -0.083648 | -3.5772e-05 | -0.00076165 | 1.0788e-05 | -0.0012898 | -0.0025459
| 2019 | 1.217 | 1.2503 | 0.97338 | 0.94296 | 0.99584 | 2019 | 0.94296 | 0.99584 | 1.1224 | 1.2567 | 0.31015 | 0.89153 | 0.95653 | 1.0464 | 1.2883 | 1.3148 | 1.1636 | 1.3127 | 1.0958 | 1.217 | 1.2906 | 1.0843 | 0.9684 | 3.9239 | 1.3651 | 1.2723 | 1.2221 | 2019 | 0.0010658 | 8.8628e-05 | 0.0054501 | 0.0038805 | -0.0056544 | 0.017267 | 5.1923e-06 | -0.00014408 | -8.2802e-06 | -0.0025647 | -0.0079309
| 2020 | 1.2355 | 1.2364 | 0.99931 | 1.0052 | 0.99016 | 2020 | 1.0052 | 0.99016 | 1.0523 | 1.2715 | 0.3109 | 0.87784 | 0.95749 | 1.0351 | 1.2883 | 1.3413 | 1.201 | 1.334 | 1.2359 | 1.2355 | 1.2291 | 1.1741 | 0.97174 | 3.974 | 1.4075 | 1.2904 | 1.2478 | 2020 | -0.00097523 | 5.0814e-06 | 0.0038411 | 0.012933 | -0.00069794 | 0.022368 | -0.0024042 | -0.00037664 | -3.4741e-05 | -0.0043875 | -0.0039782
| 2021 | 1.2597 | 1.2118 | 1.0395 | 1.0841 | 0.99642 | 2021 | 1.0841 | 0.99642 | 1.0518 | 1.2948 | 0.31737 | 0.87571 | 0.96474 | 1.0336 | 1.34 | 1.3753 | 1.2171 | 1.4849 | 1.34 | 1.2597 | 1.162 | 1.1976 | 0.97283 | 3.969 | 1.4385 | 1.3057 | 1.2642 | 2021 | -0.00012396 | 0.013863 | 0.0048652 | 0.0054449 | -0.0047049 | 0.026357 | -0.00050738 | -0.0001215 | 1.1987e-05 | -0.0025782 | -0.0030636
| 2022 | 1.2637 | 1.2501 | 1.0109 | 1.0302 | 0.98745 | 2022 | 1.0302 | 0.98745 | 0.98229 | 1.2931 | 0.3184 | 0.86805 | 0.95968 | 1.0507 | 1.3823 | 1.4041 | 1.2252 | 1.9383 | 1.3823 | 1.2637 | 1.2266 | 1.2865 | 0.97729 | 3.969 | 1.4558 | 1.3168 | 1.2798 | 2022 | 0.0014724 | 0.011652 | 0.0043708 | 0.0031717 | -0.017447 | -0.025188 | -0.0019624 | -0.00046113 | -2.8261e-05 | -0.0015096 | -0.0019507
| 2023 | 1.3635 | 1.2288 | 1.1096 | 1.1709 | 1.0618 | 2023 | 1.1709 | 1.0618 | 1.0465 | 1.3966 | 0.3435 | 0.92846 | 1.035 | 1.0808 | 1.6338 | 1.4331 | 1.2295 | 1.6655 | 1.6338 | 1.3635 | 1.1644 | 1.3029 | 0.9763 | 3.9694 | 1.4685 | 1.3174 | 1.2841 | 2023 | 0.002553 | 0.059441 | 0.0039652 | 0.0014201 | 0.0085937 | 0.022451 | -0.00057643 | 8.9169e-05 | -1.0714e-05 | -0.0033315 | -0.0014559
2 | AGD
| IDYEAR | OUTIND | INPIND | PRODIND | PP1 | PPK | IDYEAR | PP1 | PPK | PP2 | PP3 | PP4 | PP5 | PP6 | QB1 | QB2 | QB3 | QB4 | QB5 | MDINDEX | OUTIND | XB1 | XB2 | XB3 | XB4 | XB5 | XB6 | KIND | IDYEAR | OC1 | OC2 | OC3 | OC4 | OC5 | IC1 | IC2 | IC3 | IC4 | IC5 | IC6
| 2006 | 1 | 1 | 1 | 1 | 1 | 2006 | 1 | 1 | 1 | 1 | 1 | 1 | 1 | 1 | 1 | 1 | 1 | 1 | 1 | 1 | 1 | 1 | 1 | 1 | 1 | 1 | 1
| 2007 | 1.0057 | 0.95025 | 1.0584 | 1.184 | 0.98136 | 2007 | 1.184 | 0.98136 | 1.0604 | 1.0078 | 1.0084 | 0.97582 | 0.96232 | 1.0107 | 1 | 1.01 | 1.0034 | 0.99267 | 0.98521 | 1.0057 | 0.8494 | 0.94844 | 0.99794 | 0.99733 | 1.0306 | 1.0451 | 1.0248 | 2007 | 0.0010101 | 3.8999e-05 | 0.0021022 | 0.001553 | 0.00098845 | 0.062999 | 0.0022332 | 0.00015953 | 0.00019068 | -0.0036353 | -0.010919
| 2008 | 1.0037 | 1.1132 | 0.90167 | 0.83307 | 0.95631 | 2008 | 0.83307 | 0.95631 | 1.0578 | 1.0053 | 1.0157 | 0.95431 | 0.9228 | 1.0144 | 1.0279 | 1.0182 | 1.0124 | 1.1357 | 1.0279 | 1.0037 | 1.2049 | 0.94887 | 0.9985 | 0.98821 | 1.0518 | 1.0877 | 1.0496 | 2008 | 0.00042621 | 0.010422 | 0.0016256 | 0.0038377 | -0.018261 | -0.14027 | -9.6338e-05 | -0.00014457 | 0.00034772 | -0.0038063 | -0.014304
| 2009 | 0.99939 | 1.0789 | 0.92629 | 0.91587 | 0.92582 | 2009 | 0.91587 | 0.92582 | 1.0399 | 1.0002 | 1.0397 | 0.92684 | 0.87658 | 1.0195 | 1.043 | 1.0258 | 1.0186 | 1.2559 | 1.043 | 0.99939 | 1.0912 | 0.96104 | 0.99916 | 0.96119 | 1.0783 | 1.1401 | 1.0795 | 2009 | 0.00052793 | 0.0055746 | 0.001534 | 0.0026303 | -0.014625 | 0.044576 | -0.00046154 | 5.3435e-05 | 0.0015596 | -0.0022981 | -0.012131
| 2010 | 1.0442 | 1.1615 | 0.89904 | 0.84073 | 0.93816 | 2010 | 0.84073 | 0.93816 | 1.0722 | 1.0487 | 1.0539 | 0.94938 | 0.87564 | 1.0137 | 1.043 | 1.0328 | 1.0259 | 0.93722 | 1.032 | 1.0442 | 1.242 | 0.97392 | 0.99575 | 0.99079 | 1.0999 | 1.1925 | 1.113 | 2010 | -0.00088064 | 0.00016073 | 0.0016787 | 0.0035657 | 0.039348 | -0.053504 | -0.00062401 | 0.00023159 | -0.0017781 | -0.0031931 | -0.014867
| 2011 | 1.0484 | 1.1468 | 0.91424 | 0.88046 | 0.92485 | 2011 | 0.88046 | 0.92485 | 1.0534 | 1.055 | 1.0396 | 0.92592 | 0.86432 | 1.0149 | 1.0729 | 1.0404 | 1.0395 | 1.0684 | 1.0729 | 1.0484 | 1.1908 | 0.99524 | 0.99374 | 1.0085 | 1.1323 | 1.213 | 1.1336 | 2011 | 8.9387e-05 | 0.010552 | 0.0015292 | 0.0057255 | -0.013859 | 0.022596 | -0.00081416 | 0.00024163 | -0.00080297 | -0.0037804 | -0.0047102
| 2012 | 1.062 | 1.2099 | 0.87781 | 0.80989 | 0.90839 | 2012 | 0.80989 | 0.90839 | 1.0582 | 1.0738 | 1.0353 | 0.90869 | 0.83949 | 0.97425 | 1.0729 | 1.0488 | 1.0486 | 0.95573 | 0.97519 | 1.062 | 1.3113 | 1.0036 | 0.98908 | 1.0258 | 1.1688 | 1.2651 | 1.1691 | 2012 | -0.0039679 | -6.0131e-05 | 0.001705 | 0.0038281 | 0.011385 | -0.034013 | -0.0003158 | 0.00025398 | -0.00093052 | -0.0044638 | -0.014085
| 2013 | 1.0689 | 1.1299 | 0.94595 | 1.0323 | 0.88971 | 2013 | 1.0323 | 0.88971 | 1.0527 | 1.0845 | 1.014 | 0.89039 | 0.81629 | 0.87443 | 1.0729 | 1.0575 | 1.0573 | 0.822 | 0.98282 | 1.0689 | 1.0354 | 1.0153 | 0.98555 | 1.0541 | 1.2005 | 1.3094 | 1.2014 | 2013 | -0.01009 | -6.4143e-05 | 0.0017133 | 0.0035331 | 0.011327 | 0.086104 | -0.00043521 | 0.00026116 | -0.001588 | -0.0037649 | -0.012236
| 2014 | 1.0604 | 1.1941 | 0.88804 | 0.9218 | 0.86055 | 2014 | 0.9218 | 0.86055 | 1.0883 | 1.0563 | 0.95802 | 0.86121 | 0.7859 | 0.84738 | 1.0729 | 1.0679 | 1.0653 | 0.93936 | 0.84544 | 1.0604 | 1.1504 | 0.97436 | 1.0039 | 1.1069 | 1.2313 | 1.3493 | 1.2322 | 2014 | -0.0029253 | 1.815e-05 | 0.0019491 | 0.0031702 | -0.010165 | -0.039692 | 0.0015432 | -0.0012407 | -0.0028637 | -0.0034921 | -0.0094766
| 2015 | 1.0688 | 1.2735 | 0.83923 | 0.79047 | 0.86347 | 2015 | 0.79047 | 0.86347 | 1.0521 | 1.0526 | 1.0474 | 0.85946 | 0.78134 | 0.85092 | 1.0729 | 1.0798 | 1.0666 | 0.88627 | 0.87849 | 1.0688 | 1.3521 | 1.0158 | 1.0154 | 1.0204 | 1.2436 | 1.3679 | 1.2378 | 2015 | 0.00038692 | -1.1369e-07 | 0.0022194 | 0.00053387 | 0.0047356 | -0.062032 | -0.0015389 | -0.00071388 | 0.0048083 | -0.0013625 | -0.0035739
| 2016 | 1.0666 | 1.23 | 0.86718 | 0.8863 | 0.84939 | 2016 | 0.8863 | 0.84939 | 1.0674 | 1.0338 | 0.99281 | 0.84832 | 0.77066 | 0.85051 | 1.0729 | 1.0919 | 1.07 | 0.95403 | 0.94903 | 1.0666 | 1.2034 | 0.99926 | 1.0317 | 1.0743 | 1.2573 | 1.384 | 1.2557 | 2016 | -0.00011211 | 6.2281e-05 | 0.0022667 | 0.0013888 | -0.0056421 | 0.043786 | 0.00061991 | -0.0010194 | -0.0030963 | -0.0014426 | -0.0040427
| 2017 | 1.0663 | 1.1643 | 0.91581 | 1.0001 | 0.86162 | 2017 | 1.0001 | 0.86162 | 1.0423 | 1.0192 | 0.97083 | 0.83548 | 0.80517 | 0.85221 | 1.0729 | 1.1039 | 1.0749 | 1.0021 | 1.0191 | 1.0663 | 1.0662 | 1.023 | 1.0462 | 1.0983 | 1.2762 | 1.3243 | 1.2375 | 2017 | 0.00018179 | 5.3438e-06 | 0.0022315 | 0.0019583 | -0.004708 | 0.046305 | -0.00088801 | -0.00081385 | -0.0013825 | -0.0024507 | 0.014122
| 2018 | 1.0814 | 1.1043 | 0.97927 | 1.1812 | 0.87202 | 2018 | 1.1812 | 0.87202 | 1.0998 | 1.0387 | 1.0215 | 0.8373 | 0.80726 | 0.84285 | 1.0729 | 1.1171 | 1.0801 | 0.89368 | 0.9439 | 1.0814 | 0.91554 | 0.98331 | 1.0411 | 1.0587 | 1.2916 | 1.3397 | 1.2402 | 2018 | -0.0010178 | -1.652e-05 | 0.0023859 | 0.0020743 | 0.010707 | 0.054821 | 0.0014755 | 0.00025744 | 0.0021738 | -0.0021462 | -0.0037177
| 2019 | 1.0777 | 1.0886 | 0.99004 | 1.2417 | 0.86451 | 2019 | 1.2417 | 0.86451 | 1.0964 | 0.97633 | 1.0469 | 0.82425 | 0.80514 | 0.84408 | 1.0729 | 1.1294 | 1.0843 | 0.96919 | 0.97074 | 1.0777 | 0.86794 | 0.98299 | 1.1038 | 1.0295 | 1.3075 | 1.3385 | 1.2466 | 2019 | 0.0001182 | 1.4998e-05 | 0.0022405 | 0.0016647 | -0.0074919 | 0.018101 | 1.2184e-05 | -0.0036932 | 0.0018038 | -0.0020739 | 0.0002429
| 2020 | 1.0546 | 1.0449 | 1.0093 | 1.3748 | 0.84005 | 2020 | 1.3748 | 0.84005 | 1.0914 | 1.0146 | 0.97572 | 0.79476 | 0.77903 | 0.82782 | 1.0729 | 1.1396 | 1.0917 | 1.2075 | 0.98384 | 1.0546 | 0.76712 | 0.96634 | 1.0394 | 1.0809 | 1.327 | 1.3538 | 1.2555 | 2020 | -0.0019602 | 8.1516e-05 | 0.0020158 | 0.0031514 | -0.024928 | 0.045018 | 0.00068593 | 0.0037756 | -0.003196 | -0.0027248 | -0.0026524
| 2021 | 1.0868 | 1.0194 | 1.0661 | 1.506 | 0.86138 | 2021 | 1.506 | 0.86138 | 1.1236 | 1.0354 | 1.018 | 0.81139 | 0.79861 | 0.81198 | 1.0729 | 1.1475 | 1.0966 | 0.93219 | 0.92704 | 1.0868 | 0.72163 | 0.96721 | 1.0496 | 1.0676 | 1.3394 | 1.3608 | 1.2617 | 2021 | -0.0017125 | -6.8316e-05 | 0.0012392 | 0.0017423 | 0.028812 | 0.026817 | -6.3958e-05 | -0.00052998 | 0.00088476 | -0.00065302 | -0.0016922
| 2022 | 1.0826 | 0.97281 | 1.1129 | 1.7088 | 0.86778 | 2022 | 1.7088 | 0.86778 | 1.1378 | 0.9671 | 1.009 | 0.80108 | 0.82577 | 0.80461 | 1.0729 | 1.1532 | 1.1025 | 0.99349 | 0.91296 | 1.0826 | 0.63355 | 0.9515 | 1.1195 | 1.073 | 1.3515 | 1.3111 | 1.2476 | 2022 | -0.0008861 | 1.2289e-05 | 0.0010467 | 0.0023604 | -0.0063467 | 0.040726 | 0.00064931 | -0.00397 | -0.00035887 | -0.0017069 | 0.011401
| 2023 | 1.1114 | 1.0157 | 1.0942 | 1.5905 | 0.89184 | 2023 | 1.5905 | 0.89184 | 1.1569 | 0.9841 | 1.0914 | 0.81596 | 0.84756 | 0.8156 | 1.0729 | 1.1594 | 1.108 | 0.79458 | 0.93555 | 1.1114 | 0.69878 | 0.96065 | 1.1294 | 1.0183 | 1.3621 | 1.3113 | 1.2462 | 2023 | 0.0013195 | -1.9788e-05 | 0.0010422 | 0.0020654 | 0.021817 | -0.042584 | -0.00033801 | -0.0011147 | 0.0033952 | -0.0023231 | -0.00021229
3 | CIT
| IDYEAR | OUTIND | INPIND | PRODIND | PP1 | PPK | IDYEAR | PP1 | PPK | PP2 | PP3 | PP4 | PP5 | PP6 | QB1 | QB2 | QB3 | QB4 | QB5 | MDINDEX | OUTIND | XB1 | XB2 | XB3 | XB4 | XB5 | XB6 | KIND | IDYEAR | OC1 | OC2 | OC3 | OC4 | OC5 | IC1 | IC2 | IC3 | IC4 | IC5 | IC6
| 2006 | 1 | 1 | 1 | 1 | 1 | 2006 | 1 | 1 | 1 | 1 | 1 | 1 | 1 | 1 | 1 | 1 | 1 | 1 | 1 | 1 | 1 | 1 | 1 | 1 | 1 | 1 | 1
| 2007 | 1.0318 | 1.0329 | 0.99889 | 1.0004 | 0.99611 | 2007 | 1.0004 | 0.99611 | 1.0177 | 1.0177 | 0.97774 | 0.97929 | 1.018 | 1.0175 | 1.028 | 1.0169 | 1.0314 | 0.90093 | 1.028 | 1.0318 | 1.0314 | 1.0138 | 1.0138 | 1.0553 | 1.0536 | 1.0136 | 1.0358 | 2007 | 0.0015396 | 0.0097688 | 0.0032678 | 0.012685 | 0.004042 | -0.0069475 | -6.8882e-05 | -0.00093925 | -0.0027418 | -0.014932 | -0.0067868
| 2008 | 1.0563 | 1.042 | 1.0138 | 1.0502 | 0.99365 | 2008 | 1.0502 | 0.99365 | 1.089 | 1.089 | 0.96858 | 0.96999 | 1.0045 | 1.0209 | 1.0755 | 1.0277 | 1.0214 | 0.69003 | 1.0755 | 1.0563 | 1.0059 | 0.96999 | 0.96999 | 1.0906 | 1.089 | 1.0516 | 1.0631 | 2008 | 0.00028194 | 0.015913 | 0.0020969 | -0.0038387 | 0.0090506 | 0.0080605 | 0.00023245 | 0.0027164 | -0.0012875 | -0.0090469 | -0.0093544
| 2009 | 1.0466 | 1.1141 | 0.93942 | 0.88146 | 0.97 | 2009 | 0.88146 | 0.97 | 1.0795 | 1.0795 | 0.94224 | 0.94292 | 0.9829 | 1.0203 | 1.1043 | 1.0373 | 1.0299 | 1.2426 | 1.1043 | 1.0466 | 1.1874 | 0.96954 | 0.96954 | 1.1108 | 1.11 | 1.0648 | 1.079 | 2009 | 8.1147e-07 | 0.0092222 | 0.0016496 | 0.0030258 | -0.023133 | -0.055523 | 1.6425e-06 | 3.514e-05 | -0.0012598 | -0.0064077 | -0.0038161
| 2010 | 1.0527 | 1.1501 | 0.91535 | 0.84414 | 0.95505 | 2010 | 0.84414 | 0.95505 | 1.0891 | 1.0891 | 0.93033 | 0.92831 | 0.95702 | 1.0393 | 1.1043 | 1.0515 | 1.0374 | 1.2768 | 1.0589 | 1.0527 | 1.2471 | 0.96657 | 0.96657 | 1.1315 | 1.134 | 1.1 | 1.1023 | 2010 | 0.0016597 | -2.8114e-06 | 0.0026321 | 0.0029578 | -0.0014459 | -0.017592 | 1.4651e-05 | 0.00020538 | -0.0013048 | -0.0071743 | -0.0059003
| 2011 | 1.0868 | 1.1678 | 0.93061 | 0.89943 | 0.94524 | 2011 | 0.89943 | 0.94524 | 1.1035 | 1.1056 | 0.99538 | 0.88748 | 0.97282 | 1.0218 | 1.1043 | 1.066 | 1.0841 | 0.97912 | 1.0919 | 1.0868 | 1.2083 | 0.9848 | 0.98295 | 1.0918 | 1.2245 | 1.1171 | 1.1497 | 2011 | -0.0015482 | 1.4913e-05 | 0.0026827 | 0.018114 | 0.012557 | 0.01083 | -9.5698e-05 | -0.0011217 | 0.002622 | -0.025185 | -0.0023388
| 2012 | 1.0776 | 1.2732 | 0.84642 | 0.73937 | 0.91408 | 2012 | 0.73937 | 0.91408 | 1.0943 | 1.0922 | 0.79654 | 0.88198 | 0.94978 | 1.0184 | 1.1043 | 1.0802 | 1.0889 | 1.2733 | 1.0357 | 1.0776 | 1.4575 | 0.9848 | 0.98664 | 1.3529 | 1.2218 | 1.1346 | 1.1789 | 2012 | -0.00027459 | -1.5865e-05 | 0.0025485 | 0.0017827 | -0.012474 | -0.070263 | -5.7939e-06 | -0.00013367 | -0.0142 | 0.00103 | -0.0028209
| 2013 | 1.0872 | 1.2738 | 0.85351 | 0.76485 | 0.90939 | 2013 | 0.76485 | 0.90939 | 1.104 | 1.1016 | 0.78974 | 0.87652 | 0.94238 | 1.0011 | 1.1043 | 1.0941 | 1.1001 | 1.1914 | 1.1036 | 1.0872 | 1.4214 | 0.9848 | 0.98689 | 1.3766 | 1.2403 | 1.1537 | 1.1955 | 2013 | -0.0015583 | 1.3866e-05 | 0.0024877 | 0.0041843 | 0.0036927 | 0.0078885 | -3.5957e-06 | 5.5072e-05 | -0.0011555 | -0.0044001 | -0.0028633
| 2014 | 1.0872 | 1.3164 | 0.82585 | 0.72735 | 0.89176 | 2014 | 0.72735 | 0.89176 | 1.0577 | 1.1402 | 0.73476 | 0.86277 | 0.91849 | 0.9907 | 1.1043 | 1.1049 | 1.1341 | 1.542 | 1.0971 | 1.0872 | 1.4947 | 1.0279 | 0.95347 | 1.4796 | 1.2601 | 1.1837 | 1.2191 | 2014 | -0.00092596 | -1.7167e-05 | 0.001898 | 0.012515 | -0.013465 | -0.021501 | -0.00020956 | 0.0020792 | -0.004326 | -0.0048084 | -0.0041791
| 2015 | 1.1066 | 1.3018 | 0.85008 | 0.76872 | 0.90023 | 2015 | 0.76872 | 0.90023 | 1.0734 | 1.1593 | 0.73413 | 0.8693 | 0.93068 | 0.99484 | 1.1043 | 1.1117 | 1.1402 | 1.1861 | 0.94833 | 1.1066 | 1.4395 | 1.0309 | 0.95451 | 1.5073 | 1.273 | 1.189 | 1.2292 | 2015 | 0.00035953 | 3.0425e-05 | 0.0011745 | 0.0020824 | 0.014052 | 0.016521 | -1.4333e-05 | -6.5753e-05 | -0.0011152 | -0.0031173 | -0.00099419
| 2016 | 1.1166 | 1.3148 | 0.84925 | 0.77378 | 0.89536 | 2016 | 0.77378 | 0.89536 | 1.0828 | 1.1835 | 0.67982 | 0.87089 | 0.92689 | 0.98343 | 1.1043 | 1.1393 | 1.1492 | 1.1289 | 1.0465 | 1.1166 | 1.443 | 1.0312 | 0.94348 | 1.6424 | 1.2821 | 1.2046 | 1.2471 | 2016 | -0.0010311 | 2.7988e-06 | 0.0047362 | 0.0032049 | 0.0020677 | -0.0015692 | 1.9553e-06 | 0.0006826 | -0.004917 | -0.0016284 | -0.0025264
| 2017 | 1.1355 | 1.3048 | 0.87025 | 0.80686 | 0.90569 | 2017 | 0.80686 | 0.90569 | 1.1043 | 1.1904 | 0.69195 | 0.8788 | 0.93891 | 0.99035 | 1.1266 | 1.1506 | 1.1513 | 0.94941 | 1.1266 | 1.1355 | 1.4073 | 1.0283 | 0.95385 | 1.641 | 1.2921 | 1.2094 | 1.2537 | 2017 | 0.00062135 | 0.0069981 | 0.0018788 | 0.00070244 | 0.0066168 | 0.012108 | 1.3716e-05 | -0.00064129 | 6.5552e-05 | -0.0022667 | -0.0016676
| 2018 | 1.1385 | 1.2454 | 0.9142 | 0.89559 | 0.92053 | 2018 | 0.89559 | 0.92053 | 1.1168 | 1.226 | 0.68176 | 0.90604 | 0.9392 | 0.97469 | 1.1645 | 1.1617 | 1.1479 | 1.1755 | 1.1645 | 1.1385 | 1.2713 | 1.0194 | 0.92867 | 1.67 | 1.2566 | 1.2122 | 1.2368 | 2018 | -0.0014182 | 0.011646 | 0.0018698 | -0.0011659 | -0.008265 | 0.03885 | 4.0547e-05 | 0.0015747 | -0.0010638 | 0.008184 | -0.0009852
| 2019 | 1.1482 | 1.2922 | 0.88853 | 0.82509 | 0.92373 | 2019 | 0.82509 | 0.92373 | 1.1263 | 1.2372 | 0.68753 | 0.91278 | 0.93429 | 0.97289 | 1.1645 | 1.1696 | 1.1533 | 1.0234 | 1.1311 | 1.1482 | 1.3916 | 1.0194 | 0.92803 | 1.67 | 1.2579 | 1.2289 | 1.243 | 2019 | -0.00016502 | -4.2608e-05 | 0.0012809 | 0.0018788 | 0.0054635 | -0.034347 | 1.1013e-06 | 1.7972e-05 | 0.00013048 | -0.00010481 | -0.0025906
| 2020 | 1.1307 | 1.2797 | 0.88353 | 0.84266 | 0.90342 | 2020 | 0.84266 | 0.90342 | 1.108 | 1.2466 | 0.60839 | 0.91242 | 0.90409 | 0.86678 | 1.1753 | 1.1746 | 1.1563 | 1.3244 | 1.1753 | 1.1307 | 1.3418 | 1.0205 | 0.90705 | 1.8585 | 1.2392 | 1.2507 | 1.2516 | 2020 | -0.010307 | 0.003292 | 0.00084055 | 0.0010815 | -0.010233 | 0.013395 | -2.8052e-06 | 0.0012337 | -0.0056872 | 0.0046753 | -0.00393
| 2021 | 1.1418 | 1.2333 | 0.9258 | 0.94062 | 0.90902 | 2021 | 0.94062 | 0.90902 | 1.12 | 1.2566 | 0.60892 | 0.90701 | 0.92545 | 0.85757 | 1.1753 | 1.1759 | 1.1597 | 1.0481 | 0.97259 | 1.1418 | 1.2138 | 1.0194 | 0.9086 | 1.875 | 1.2588 | 1.2337 | 1.256 | 2021 | -0.00092718 | -4.1756e-05 | 0.00018808 | 0.0011637 | 0.0093432 | 0.039103 | 4.153e-06 | -7.0331e-05 | -0.00063441 | -0.0045747 | 0.0031788
| 2022 | 1.1506 | 1.2448 | 0.92434 | 0.91819 | 0.92079 | 2022 | 0.91819 | 0.92079 | 1.1275 | 1.2585 | 0.61363 | 0.93295 | 0.92074 | 0.879 | 1.1753 | 1.1808 | 1.1586 | 0.89696 | 1.0193 | 1.1506 | 1.2531 | 1.0205 | 0.91425 | 1.875 | 1.2333 | 1.2496 | 1.2496 | 2022 | 0.0022281 | -6.2574e-05 | 0.00075757 | -0.0004614 | 0.0052489 | -0.012438 | -6.2485e-06 | -0.00029711 | -0.00034888 | 0.0056981 | -0.0018966
| 2023 | 1.1574 | 1.2821 | 0.9028 | 0.86854 | 0.91901 | 2023 | 0.86854 | 0.91901 | 1.1342 | 1.2681 | 0.60851 | 0.9313 | 0.91789 | 0.90713 | 1.1753 | 1.1855 | 1.1628 | 0.87599 | 1.0412 | 1.1574 | 1.3326 | 1.0205 | 0.91276 | 1.9021 | 1.2428 | 1.261 | 1.2594 | 2023 | 0.0027932 | 6.4045e-06 | 0.00076542 | 0.0014901 | 0.00088613 | -0.022866 | -2.7488e-06 | 0.00019973 | -0.0015002 | -0.0026741 | -0.0026864
4 | END | [27 empty] | END
| IDYEAR | OUTIND | INPIND | PRODIND | PP1 | PPK | IDYEAR | PP1 | PPK | PP2 | PP3 | PP4 | PP5 | PP6 | QB1 | QB2 | QB3 | QB4 | QB5 | MDINDEX | OUTIND | XB1 | XB2 | XB3 | XB4 | XB5 | XB6 | KIND | IDYEAR | OC1 | OC2 | OC3 | OC4 | OC5 | IC1 | IC2 | IC3 | IC4 | IC5 | IC6
| 2006 | 1 | 1 | 1 | 1 | 1 | 2006 | 1 | 1 | 1 | 1 | 1 | 1 | 1 | 1 | 1 | 1 | 1 | 1 | 1 | 1 | 1 | 1 | 1 | 1 | 1 | 1 | 1
| 2007 | 1.0139 | 1.0617 | 0.95494 | 0.95202 | 0.95936 | 2007 | 0.95202 | 0.95936 | 1.0049 | 1.0126 | 0.92251 | 0.93558 | 0.95529 | 1.0167 | 1 | 1.012 | 1.0123 | 0.97835 | 0.98025 | 1.0139 | 1.065 | 1.0089 | 1.0012 | 1.099 | 1.0837 | 1.0613 | 1.0568 | 2007 | 0.0016457 | 9.2369e-05 | 0.0026311 | 0.005705 | 0.0036976 | -0.026086 | -0.00031981 | -8.9985e-05 | -0.0018737 | -0.014844 | -0.016669
| 2008 | 1.0152 | 1.1876 | 0.85484 | 0.78581 | 0.92108 | 2008 | 0.78581 | 0.92108 | 0.98815 | 1.0118 | 0.87198 | 0.8655 | 0.92342 | 1.0533 | 1 | 1.0237 | 1.0267 | 1.0484 | 0.97647 | 1.0152 | 1.2919 | 1.0274 | 1.0034 | 1.1643 | 1.173 | 1.0994 | 1.1022 | 2008 | 0.0035218 | 5.2227e-05 | 0.0025061 | 0.0064868 | -0.011244 | -0.085786 | -0.00064073 | -0.00016318 | -0.0010535 | -0.013784 | -0.010631
| 2009 | 1.0493 | 1.1495 | 0.91283 | 0.89729 | 0.92347 | 2009 | 0.89729 | 0.92347 | 1.0169 | 1.0462 | 0.83887 | 0.84945 | 0.92806 | 1.0134 | 1.0596 | 1.0342 | 1.0354 | 1.003 | 1.0596 | 1.0493 | 1.1694 | 1.0319 | 1.0029 | 1.2508 | 1.2352 | 1.1306 | 1.1362 | 2009 | -0.0038827 | 0.022851 | 0.0023686 | 0.0040887 | 0.0075898 | 0.045256 | -0.00015304 | -5.2646e-05 | -0.001169 | -0.0055942 | -0.0056655
| 2010 | 1.082 | 1.1567 | 0.93543 | 0.95043 | 0.92248 | 2010 | 0.95043 | 0.92248 | 1.0457 | 1.0796 | 0.8593 | 0.82808 | 0.92692 | 1.0125 | 1.0596 | 1.043 | 1.0427 | 0.83397 | 1.0396 | 1.082 | 1.1385 | 1.0348 | 1.0023 | 1.2592 | 1.3067 | 1.1674 | 1.173 | 2010 | -0.00015129 | 0.00025981 | 0.002107 | 0.0037065 | 0.024823 | 0.011206 | -0.00010365 | 2.266e-05 | -0.00011538 | -0.0094276 | -0.0078703
| 2011 | 1.108 | 1.1912 | 0.93013 | 0.94121 | 0.91974 | 2011 | 0.94121 | 0.91974 | 1.0706 | 1.1057 | 0.83401 | 0.79409 | 0.93321 | 1.0177 | 1.1014 | 1.0536 | 1.0537 | 0.81593 | 1.1014 | 1.108 | 1.1772 | 1.0349 | 1.0021 | 1.3285 | 1.3953 | 1.1873 | 1.2047 | 2011 | 0.000475 | 0.014738 | 0.002217 | 0.004777 | 0.0014753 | -0.013811 | -2.8543e-06 | 1.2535e-05 | -0.0011772 | -0.0093121 | -0.0050738
| 2012 | 1.0822 | 1.2622 | 0.85737 | 0.84029 | 0.86868 | 2012 | 0.84029 | 0.86868 | 1.0331 | 1.0804 | 0.68413 | 0.73038 | 0.88703 | 0.95986 | 1.1014 | 1.0638 | 1.0659 | 0.99952 | 0.8937 | 1.0822 | 1.2879 | 1.0475 | 1.0016 | 1.5818 | 1.4817 | 1.22 | 1.2458 | 2012 | -0.0056436 | 4.1345e-06 | 0.0019676 | 0.0050116 | -0.024911 | -0.037856 | -0.0003921 | 0.00011009 | -0.0028227 | -0.0091644 | -0.0077493
| 2013 | 1.071 | 1.2192 | 0.8785 | 0.95517 | 0.8257 | 2013 | 0.95517 | 0.8257 | 1.0024 | 1.0724 | 0.61064 | 0.68064 | 0.84178 | 0.9305 | 1.1014 | 1.0822 | 1.0801 | 1.1367 | 1.0122 | 1.071 | 1.1213 | 1.0685 | 0.99871 | 1.7539 | 1.5736 | 1.2723 | 1.2971 | 2013 | -0.0030153 | 4.3205e-06 | 0.0035521 | 0.0058023 | -0.016691 | 0.058128 | -0.00064937 | 0.00024132 | -0.0014 | -0.0099107 | -0.011725
| 2014 | 1.1092 | 1.3318 | 0.83283 | 0.85224 | 0.82202 | 2014 | 0.85224 | 0.82202 | 1.058 | 1.1178 | 0.57092 | 0.67047 | 0.82729 | 0.90934 | 1.1014 | 1.1065 | 1.0944 | 0.92042 | 0.88942 | 1.1092 | 1.3015 | 1.0484 | 0.99227 | 1.9428 | 1.6543 | 1.3407 | 1.3493 | 2014 | -0.0021573 | -1.4263e-05 | 0.004675 | 0.0058552 | 0.026643 | -0.06624 | 0.00063428 | 0.00062636 | -0.0013005 | -0.0078785 | -0.014226
| 2015 | 1.1073 | 1.339 | 0.82699 | 0.85665 | 0.8076 | 2015 | 0.85665 | 0.8076 | 1.0329 | 1.1324 | 0.55376 | 0.63862 | 0.82157 | 0.93786 | 1.1014 | 1.1251 | 1.1102 | 1.0347 | 0.95076 | 1.1073 | 1.2926 | 1.0721 | 0.97789 | 1.9996 | 1.7339 | 1.3478 | 1.3711 | 2015 | 0.0029301 | 1.1178e-05 | 0.0034529 | 0.0062878 | -0.014361 | 0.0036409 | -0.0007875 | 0.0012748 | -0.00078267 | -0.0075311 | -0.0011765
| 2016 | 1.1253 | 1.3788 | 0.81617 | 0.83997 | 0.80325 | 2016 | 0.83997 | 0.80325 | 1.053 | 1.1581 | 0.55815 | 0.62169 | 0.81676 | 0.96797 | 1.1014 | 1.1398 | 1.1244 | 0.99534 | 1.0841 | 1.1253 | 1.3397 | 1.0687 | 0.97169 | 2.0162 | 1.8101 | 1.3778 | 1.401 | 2016 | 0.0030463 | 1.1233e-05 | 0.0027388 | 0.0056821 | 0.0046578 | -0.018396 | 9.8954e-05 | 0.00051433 | -4.132e-05 | -0.0062818 | -0.0052014
| 2017 | 1.1773 | 1.329 | 0.88589 | 0.97602 | 0.82318 | 2017 | 0.97602 | 0.82318 | 1.1013 | 1.2115 | 0.55 | 0.62232 | 0.84153 | 0.9721 | 1.1495 | 1.1585 | 1.1406 | 0.85676 | 1.1495 | 1.1773 | 1.2062 | 1.069 | 0.97175 | 2.1406 | 1.8918 | 1.399 | 1.4302 | 2017 | 0.00041988 | 0.016227 | 0.003356 | 0.0062252 | 0.018931 | 0.048985 | -6.0219e-05 | 7.0023e-05 | -0.00082591 | -0.0074153 | -0.0039377
| 2018 | 1.1927 | 1.3061 | 0.91317 | 1.0545 | 0.81772 | 2018 | 1.0545 | 0.81772 | 1.1594 | 1.227 | 0.55024 | 0.60298 | 0.83501 | 0.96763 | 1.1495 | 1.1836 | 1.1576 | 0.8414 | 1.0604 | 1.1927 | 1.131 | 1.0287 | 0.97206 | 2.1676 | 1.978 | 1.4284 | 1.4585 | 2018 | -0.00044526 | 1.8622e-05 | 0.0044757 | 0.0065145 | 0.0024119 | 0.028806 | 0.001384 | -5.1077e-05 | -0.0015585 | -0.0055994 | -0.0056299
| 2019 | 1.1913 | 1.3337 | 0.89328 | 1.0298 | 0.801 | 2019 | 1.0298 | 0.801 | 1.1558 | 1.2283 | 0.52586 | 0.57427 | 0.8235 | 0.97458 | 1.1495 | 1.2096 | 1.1804 | 0.95079 | 1.1007 | 1.1913 | 1.1568 | 1.0307 | 0.96988 | 2.2655 | 2.0746 | 1.4467 | 1.4873 | 2019 | 0.00068948 | 8.2629e-05 | 0.0045871 | 0.0087426 | -0.015229 | -0.010006 | -8.0278e-05 | 0.00022478 | -0.00082165 | -0.0069695 | -0.0032379
| 2020 | 1.1793 | 1.2672 | 0.93068 | 1.1669 | 0.7832 | 2020 | 1.1669 | 0.7832 | 1.152 | 1.2237 | 0.51861 | 0.55024 | 0.80333 | 0.96019 | 1.1495 | 1.235 | 1.194 | 1.0869 | 1.1275 | 1.1793 | 1.0107 | 1.0238 | 0.96377 | 2.274 | 2.1433 | 1.4681 | 1.5058 | 2020 | -0.0014618 | 0.00017963 | 0.0045514 | 0.0054011 | -0.018794 | 0.058935 | 0.00031524 | 0.00058306 | -0.00020223 | -0.0045962 | -0.0038937
| 2021 | 1.2317 | 1.2898 | 0.95502 | 1.1793 | 0.80486 | 2021 | 1.1793 | 0.80486 | 1.2443 | 1.2779 | 0.53653 | 0.55019 | 0.82523 | 0.97214 | 1.1495 | 1.2564 | 1.207 | 0.83357 | 1.0135 | 1.2317 | 1.0444 | 0.98995 | 0.9639 | 2.2958 | 2.2388 | 1.4926 | 1.5304 | 2021 | 0.0012217 | -0.00027992 | 0.0032665 | 0.0042377 | 0.035027 | -0.012018 | 0.0015363 | -0.00011048 | -0.00024021 | -0.0041255 | -0.002695
| 2022 | 1.1861 | 1.2887 | 0.92035 | 1.1444 | 0.77161 | 2022 | 1.1444 | 0.77161 | 1.2 | 1.2307 | 0.48786 | 0.51079 | 0.80616 | 0.97182 | 1.1495 | 1.2747 | 1.2217 | 1.1766 | 0.97683 | 1.1861 | 1.0365 | 0.98838 | 0.96372 | 2.4312 | 2.3221 | 1.4713 | 1.5371 | 2022 | -4.7497e-05 | 0.00043271 | 0.003658 | 0.0063736 | -0.048202 | 0.0033901 | -2.4309e-05 | 7.6144e-06 | -0.00098417 | -0.0041828 | 0.0025975
| 2023 | 1.2242 | 1.3215 | 0.92637 | 1.1689 | 0.77868 | 2023 | 1.1689 | 0.77868 | 1.2396 | 1.2711 | 0.50426 | 0.51369 | 0.80367 | 0.98178 | 1.1495 | 1.2947 | 1.2337 | 1.0084 | 1.0695 | 1.2242 | 1.0472 | 0.98756 | 0.96308 | 2.4276 | 2.3831 | 1.5232 | 1.5721 | 2023 | 0.0010039 | -0.00019285 | 0.002992 | 0.0038881 | 0.02392 | -0.0076214 | -5.852e-05 | 0.00023341 | 0.00039592 | -0.0061005 | -0.011942
5 | ENX
| IDYEAR | OUTIND | INPIND | PRODIND | PP1 | PPK | IDYEAR | PP1 | PPK | PP2 | PP3 | PP4 | PP5 | PP6 | QB1 | QB2 | QB3 | QB4 | QB5 | MDINDEX | OUTIND | XB1 | XB2 | XB3 | XB4 | XB5 | XB6 | KIND | IDYEAR | OC1 | OC2 | OC3 | OC4 | OC5 | IC1 | IC2 | IC3 | IC4 | IC5 | IC6
| 2006 | 1 | 1 | 1 | 1 | 1 | 2006 | 1 | 1 | 1 | 1 | 1 | 1 | 1 | 1 | 1 | 1 | 1 | 1 | 1 | 1 | 1 | 1 | 1 | 1 | 1 | 1 | 1
| 2007 | 1.1207 | 1.1017 | 1.0172 | 0.9723 | 1.0492 | 2007 | 0.9723 | 1.0492 | 1.0779 | 1.1134 | 0.97612 | 1.0176 | 1.0431 | 1.0043 | 1.0929 | 1.0198 | 1.0212 | 0.70167 | 1.0929 | 1.1207 | 1.1526 | 1.0397 | 1.0065 | 1.1481 | 1.1012 | 1.0743 | 1.0682 | 2007 | 0.00052351 | 0.036687 | 0.0051431 | 0.010995 | 0.060572 | -0.053757 | -0.0013224 | -0.00084552 | -0.0060868 | -0.012511 | -0.022322
| 2008 | 1.1292 | 1.1603 | 0.97319 | 0.92201 | 1.0102 | 2008 | 0.92201 | 1.0102 | 1.0872 | 1.1176 | 0.84793 | 0.95066 | 1.0079 | 1.026 | 1.1352 | 1.0427 | 1.0392 | 0.81597 | 1.1352 | 1.1292 | 1.2247 | 1.0387 | 1.0104 | 1.3317 | 1.1878 | 1.1204 | 1.1178 | 2008 | 0.0020762 | 0.014342 | 0.0045194 | 0.0075643 | -0.020897 | -0.024772 | 1.4148e-05 | -0.00045157 | -0.0059267 | -0.007963 | -0.012757
| 2009 | 1.1839 | 1.2031 | 0.98409 | 0.94185 | 1.0135 | 2009 | 0.94185 | 1.0135 | 1.1148 | 1.1674 | 0.83638 | 0.92785 | 1.0055 | 1.0667 | 1.1898 | 1.0622 | 1.0593 | 0.75209 | 1.1898 | 1.1839 | 1.257 | 1.0621 | 1.0142 | 1.4156 | 1.276 | 1.1775 | 1.1682 | 2009 | 0.0037546 | 0.018224 | 0.004146 | 0.0088959 | 0.012299 | -0.011247 | -0.00060604 | -0.00040139 | -0.0022687 | -0.0069312 | -0.014727
| 2010 | 1.2234 | 1.2186 | 1.0039 | 0.98991 | 1.0132 | 2010 | 0.98991 | 1.0132 | 1.1246 | 1.2031 | 0.81378 | 0.90748 | 1.0055 | 1.0764 | 1.2538 | 1.0788 | 1.0741 | 0.73765 | 1.2538 | 1.2234 | 1.2358 | 1.0878 | 1.0169 | 1.5033 | 1.3481 | 1.2166 | 1.2074 | 2010 | 0.00084633 | 0.019803 | 0.0032948 | 0.0061845 | 0.0026402 | 0.0070766 | -0.00076325 | -0.00030008 | -0.0025375 | -0.0067506 | -0.0095791
| 2011 | 1.243 | 1.2906 | 0.96313 | 0.91246 | 0.99815 | 2011 | 0.91246 | 0.99815 | 1.1197 | 1.2192 | 0.76012 | 0.88253 | 0.9917 | 1.0405 | 1.2538 | 1.0945 | 1.0882 | 0.67243 | 1.1949 | 1.243 | 1.3623 | 1.1101 | 1.0196 | 1.6353 | 1.4085 | 1.2534 | 1.2453 | 2011 | -0.0032525 | -6.3593e-05 | 0.0030643 | 0.005757 | 0.010422 | -0.039407 | -0.00059222 | -0.00029175 | -0.0037342 | -0.0047709 | -0.0085764
| 2012 | 1.273 | 1.3494 | 0.94332 | 0.86615 | 0.99912 | 2012 | 0.86615 | 0.99912 | 1.1022 | 1.2449 | 0.76624 | 0.87142 | 0.99147 | 1.0287 | 1.2538 | 1.1087 | 1.1004 | 0.5549 | 1.0966 | 1.273 | 1.4697 | 1.155 | 1.0225 | 1.6613 | 1.4608 | 1.2839 | 1.2741 | 2012 | -0.0010847 | -0.0001105 | 0.0027607 | 0.0049411 | 0.017297 | -0.030729 | -0.0013801 | -0.00032406 | -0.00073408 | -0.004283 | -0.0071391
| 2013 | 1.272 | 1.409 | 0.90278 | 0.81223 | 0.97671 | 2013 | 0.81223 | 0.97671 | 1.0985 | 1.2421 | 0.7165 | 0.84398 | 0.9699 | 1.0212 | 1.2538 | 1.1218 | 1.1098 | 0.58883 | 1.109 | 1.272 | 1.5661 | 1.1579 | 1.0241 | 1.7753 | 1.5072 | 1.3115 | 1.3023 | 2013 | -0.00068599 | -2.0802e-05 | 0.0023877 | 0.0036525 | -0.006077 | -0.030129 | -7.3573e-05 | -0.00015692 | -0.0029734 | -0.0037088 | -0.0061468
| 2014 | 1.2706 | 1.381 | 0.92003 | 0.86998 | 0.95914 | 2014 | 0.86998 | 0.95914 | 1.0769 | 1.2405 | 0.69968 | 0.81883 | 0.95176 | 1.0107 | 1.2538 | 1.1357 | 1.1166 | 0.62037 | 1.0693 | 1.2706 | 1.4605 | 1.1799 | 1.0243 | 1.816 | 1.5517 | 1.335 | 1.3247 | 2014 | -0.00096335 | -2.6379e-05 | 0.0024854 | 0.0025994 | -0.0052092 | 0.02969 | -0.00060747 | -3.0754e-05 | -0.0010175 | -0.0031522 | -0.0048322
| 2015 | 1.2585 | 1.4366 | 0.87601 | 0.81521 | 0.92447 | 2015 | 0.81521 | 0.92447 | 1.0803 | 1.2271 | 0.665 | 0.79436 | 0.90327 | 1.026 | 1.2538 | 1.1527 | 1.1266 | 0.75933 | 1.1228 | 1.2585 | 1.5438 | 1.1649 | 1.0256 | 1.8925 | 1.5843 | 1.3933 | 1.3613 | 2015 | 0.0014054 | 1.2168e-05 | 0.0030081 | 0.0038093 | -0.017805 | -0.024018 | 0.00044596 | -0.00013005 | -0.0015651 | -0.0022792 | -0.01191
| 2016 | 1.2825 | 1.3818 | 0.92815 | 0.92386 | 0.92996 | 2016 | 0.92386 | 0.92996 | 1.0902 | 1.2491 | 0.68175 | 0.77921 | 0.91044 | 1.0252 | 1.2538 | 1.1728 | 1.1403 | 0.67734 | 1.1378 | 1.2825 | 1.3882 | 1.1765 | 1.0268 | 1.8812 | 1.6459 | 1.4087 | 1.3791 | 2016 | -7.381e-05 | 2.3011e-05 | 0.0034935 | 0.0051608 | 0.010315 | 0.045574 | -0.00033091 | -0.00011581 | 0.00020796 | -0.0042017 | -0.0022407
| 2017 | 1.3112 | 1.3794 | 0.95054 | 0.96715 | 0.93582 | 2017 | 0.96715 | 0.93582 | 1.0924 | 1.2764 | 0.69009 | 0.77384 | 0.91441 | 1.0357 | 1.2538 | 1.1949 | 1.1522 | 0.58167 | 1.1945 | 1.3112 | 1.3557 | 1.2003 | 1.0272 | 1.9001 | 1.6944 | 1.434 | 1.4011 | 2017 | 0.00095318 | -3.6622e-05 | 0.0037329 | 0.0043786 | 0.013091 | 0.010561 | -0.00063044 | -5.7879e-05 | -0.00039168 | -0.0029721 | -0.0047863
| 2018 | 1.3103 | 1.396 | 0.93864 | 0.95115 | 0.92709 | 2018 | 0.95115 | 0.92709 | 1.0952 | 1.2759 | 0.68938 | 0.75207 | 0.9062 | 1.0312 | 1.2538 | 1.2159 | 1.1631 | 0.64071 | 1.2032 | 1.3103 | 1.3776 | 1.1965 | 1.027 | 1.9007 | 1.7423 | 1.4459 | 1.4134 | 2018 | -0.00040581 | 3.5637e-05 | 0.0035719 | 0.0040856 | -0.0079756 | -0.0071485 | 0.00010766 | 1.7014e-05 | 4.5536e-05 | -0.0027576 | -0.0021744
| 2019 | 1.3168 | 1.3679 | 0.96267 | 1.0133 | 0.9238 | 2019 | 1.0133 | 0.9238 | 1.1077 | 1.2825 | 0.69819 | 0.73587 | 0.90129 | 1.0392 | 1.2538 | 1.2345 | 1.174 | 0.66392 | 1.2345 | 1.3168 | 1.2995 | 1.1888 | 1.0268 | 1.8861 | 1.7895 | 1.4611 | 1.4255 | 2019 | 0.00072737 | 3.2623e-05 | 0.0031233 | 0.0040908 | -0.0030072 | 0.025831 | 0.00018598 | -4.7652e-06 | 0.00027591 | -0.0030036 | -0.0029738
| 2020 | 1.3173 | 1.3554 | 0.97186 | 1.0505 | 0.91152 | 2020 | 1.0505 | 0.91152 | 1.086 | 1.2834 | 0.66622 | 0.71995 | 0.89122 | 1.0254 | 1.2628 | 1.2509 | 1.1829 | 0.71456 | 1.2628 | 1.3173 | 1.254 | 1.2129 | 1.0264 | 1.9772 | 1.8297 | 1.478 | 1.4451 | 2020 | -0.0012657 | 0.0026961 | 0.0027279 | 0.0032919 | -0.0071246 | 0.016047 | -0.00060533 | 4.486e-05 | -0.0018673 | -0.0016829 | -0.0027689
| 2021 | 1.3208 | 1.3705 | 0.96373 | 1.0274 | 0.90686 | 2021 | 1.0274 | 0.90686 | 1.0792 | 1.2865 | 0.67003 | 0.70981 | 0.88465 | 1.025 | 1.2628 | 1.2668 | 1.1902 | 0.73366 | 1.145 | 1.3208 | 1.2856 | 1.2238 | 1.0267 | 1.9712 | 1.8607 | 1.493 | 1.4564 | 2021 | -3.9414e-05 | 6.8394e-05 | 0.0026863 | 0.0028138 | -0.0028859 | -0.010084 | -0.00013553 | 1.0258e-05 | 0.00065649 | 0.00021133 | -0.0016962
| 2022 | 1.3233 | 1.4053 | 0.94161 | 0.98321 | 0.90122 | 2022 | 0.98321 | 0.90122 | 1.0526 | 1.2886 | 0.67591 | 0.69935 | 0.87768 | 1.0328 | 1.3196 | 1.2951 | 1.1978 | 0.89168 | 1.3196 | 1.3233 | 1.3459 | 1.2572 | 1.0269 | 1.9578 | 1.8922 | 1.5077 | 1.4683 | 2022 | 0.00072443 | 0.016713 | 0.0047817 | 0.0030821 | -0.023386 | -0.021933 | -0.00077567 | -2.8124e-05 | 0.00031306 | -0.0014376 | -0.0012774
| 2023 | 1.3637 | 1.4666 | 0.92984 | 0.93675 | 0.92239 | 2023 | 0.93675 | 0.92239 | 1.0864 | 1.3281 | 0.69489 | 0.70834 | 0.89761 | 1.0532 | 1.3196 | 1.3218 | 1.2061 | 0.74536 | 1.2993 | 1.3637 | 1.4558 | 1.2552 | 1.0268 | 1.9625 | 1.9253 | 1.5193 | 1.4785 | 2023 | 0.001871 | -0.00010589 | 0.0041147 | 0.0029064 | 0.021325 | -0.035194 | -0.00018359 | -3.3785e-05 | -0.00027078 | -0.0030719 | -0.0039283
6 | ERG
| IDYEAR | OUTIND | INPIND | PRODIND | PP1 | PPK | IDYEAR | PP1 | PPK | PP2 | PP3 | PP4 | PP5 | PP6 | QB1 | QB2 | QB3 | QB4 | QB5 | MDINDEX | OUTIND | XB1 | XB2 | XB3 | XB4 | XB5 | XB6 | KIND | IDYEAR | OC1 | OC2 | OC3 | OC4 | OC5 | IC1 | IC2 | IC3 | IC4 | IC5 | IC6
| 2006 | 1 | 1 | 1 | 1 | 1 | 2006 | 1 | 1 | 1 | 1 | 1 | 1 | 1 | 1 | 1 | 1 | 1 | 1 | 1 | 1 | 1 | 1 | 1 | 1 | 1 | 1 | 1
| 2007 | 1.145 | 0.97349 | 1.1761 | 1.2514 | 1.1173 | 2007 | 1.2514 | 1.1173 | 1.1205 | 1.135 | 1.0838 | 1.0267 | 1.114 | 1.0067 | 1.0169 | 1.0176 | 1.0124 | 0.70624 | 1.0169 | 1.145 | 0.91494 | 1.0218 | 1.0087 | 1.0564 | 1.1152 | 1.0277 | 1.0248 | 2007 | 0.00080331 | 0.010008 | 0.0057951 | 0.0068747 | 0.11188 | 0.039556 | -0.0019116 | -0.0012716 | -0.00017908 | -0.0034955 | -0.0058303
| 2008 | 1.1245 | 1.0176 | 1.105 | 1.1405 | 1.0776 | 2008 | 1.1405 | 1.0776 | 1.0852 | 1.1039 | 1.0409 | 0.87446 | 1.0818 | 1.0243 | 1.0978 | 1.0378 | 1.0159 | 0.86374 | 1.0978 | 1.1245 | 0.98594 | 1.0362 | 1.0187 | 1.0803 | 1.2859 | 1.0395 | 1.0436 | 2008 | 0.0019442 | 0.033225 | 0.0043142 | 0.0016803 | -0.059185 | -0.033282 | -0.0012297 | -0.0020367 | -5.7707e-05 | -0.0035027 | -0.0042434
| 2009 | 1.0901 | 1.0097 | 1.0797 | 1.1493 | 1.023 | 2009 | 1.1493 | 1.023 | 1.0224 | 1.0573 | 0.99469 | 0.76567 | 1.0331 | 1.0477 | 1.0978 | 1.0626 | 1.0234 | 0.98324 | 1.0844 | 1.0901 | 0.94851 | 1.0662 | 1.0311 | 1.0959 | 1.4237 | 1.0552 | 1.0656 | 2009 | 0.0026019 | -0.00014845 | 0.0055536 | 0.0037656 | -0.042837 | 0.017398 | -0.0027403 | -0.0019484 | 0.00017285 | -0.002397 | -0.0026274
| 2010 | 1.1178 | 1.028 | 1.0873 | 1.1841 | 1.0133 | 2010 | 1.1841 | 1.0133 | 1.0366 | 1.0765 | 0.84958 | 0.7286 | 0.99723 | 1.0571 | 1.1547 | 1.0846 | 1.0289 | 1.0041 | 1.1547 | 1.1178 | 0.94395 | 1.0783 | 1.0383 | 1.3157 | 1.5341 | 1.1209 | 1.1031 | 2010 | 0.0010051 | 0.022651 | 0.0050819 | 0.0027659 | -0.0064625 | 0.002088 | -0.00092634 | -0.0017225 | -0.00071047 | -0.0023215 | -0.014416
| 2011 | 1.1423 | 1.1189 | 1.0209 | 1.0263 | 1.0141 | 2011 | 1.0263 | 1.0141 | 1.0502 | 1.0843 | 0.80795 | 0.70449 | 0.99306 | 0.98079 | 1.1547 | 1.1039 | 1.0299 | 0.94278 | 1.0903 | 1.1423 | 1.113 | 1.0877 | 1.0534 | 1.4138 | 1.6214 | 1.1502 | 1.1264 | 2011 | -0.0083976 | -0.00035557 | 0.0046552 | 0.00043012 | 0.025363 | -0.072615 | -0.00083094 | -0.0031849 | -0.00027762 | -0.0015092 | -0.0062984
| 2012 | 1.1801 | 1.1566 | 1.0203 | 1.0137 | 1.0226 | 2012 | 1.0137 | 1.0226 | 1.0676 | 1.1064 | 0.80989 | 0.69001 | 0.99199 | 1.0152 | 1.1547 | 1.1204 | 1.0367 | 0.87102 | 1.1456 | 1.1801 | 1.1641 | 1.1054 | 1.0666 | 1.4571 | 1.7102 | 1.1896 | 1.154 | 2012 | 0.0037736 | -0.00011567 | 0.0035725 | 0.0032501 | 0.022079 | -0.019679 | -0.0012816 | -0.0023158 | -0.00013761 | -0.001667 | -0.0080755
| 2013 | 1.1972 | 1.051 | 1.1392 | 1.2667 | 1.0448 | 2013 | 1.2667 | 1.0448 | 1.2584 | 1.1111 | 0.86058 | 0.66486 | 0.98251 | 1.0007 | 1.1547 | 1.1383 | 1.0147 | 0.7901 | 1.1231 | 1.1972 | 0.94517 | 0.95138 | 1.0775 | 1.3912 | 1.8007 | 1.2185 | 1.1459 | 2013 | -0.0015337 | -0.00019708 | 0.0037217 | -0.010494 | 0.022928 | 0.091739 | 0.013173 | -0.0018567 | 0.00020938 | -0.0016131 | -0.0058476
| 2014 | 1.2379 | 1.0845 | 1.1415 | 1.2948 | 1.0307 | 2014 | 1.2948 | 1.0307 | 1.302 | 1.1278 | 0.87762 | 0.6594 | 0.93361 | 1.0171 | 1.1547 | 1.1567 | 1.019 | 0.6933 | 1.0995 | 1.2379 | 0.95608 | 0.95081 | 1.0976 | 1.4106 | 1.8774 | 1.326 | 1.2011 | 2014 | 0.0017044 | -0.00013273 | 0.0036221 | 0.0021267 | 0.026128 | -0.0051426 | -0.00025633 | -0.0034614 | -6.644e-05 | -0.0012185 | -0.021232
| 2015 | 1.1889 | 1.1411 | 1.0419 | 1.1399 | 0.96934 | 2015 | 1.1399 | 0.96934 | 1.2467 | 1.0313 | 0.86033 | 0.59632 | 0.89457 | 1.0126 | 1.1547 | 1.1669 | 1.0281 | 0.86194 | 1.1101 | 1.1889 | 1.043 | 0.95362 | 1.1528 | 1.3819 | 1.9938 | 1.329 | 1.2265 | 2015 | -0.00045597 | 5.7806e-05 | 0.0019993 | 0.004188 | -0.046198 | -0.03958 | -0.00021913 | -0.0089693 | 8.6974e-05 | -0.0019104 | -0.0003595
| 2016 | 1.1895 | 1.1343 | 1.0487 | 1.183 | 0.95123 | 2016 | 1.183 | 0.95123 | 1.2547 | 1.0407 | 0.80433 | 0.58628 | 0.85584 | 1.0194 | 1.1547 | 1.1846 | 1.0267 | 0.87328 | 1.0912 | 1.1895 | 1.0055 | 0.94804 | 1.143 | 1.4789 | 2.029 | 1.3899 | 1.2505 | 2016 | 0.00071226 | 0.0001545 | 0.0035501 | -0.00063452 | -0.0032515 | 0.016231 | 0.0001416 | 0.0018815 | -0.00026996 | -9.4261e-05 | -0.011846
| 2017 | 1.2531 | 1.0891 | 1.1506 | 1.3926 | 0.98288 | 2017 | 1.3926 | 0.98288 | 1.2467 | 1.1118 | 0.72474 | 0.60524 | 0.87286 | 0.98857 | 1.1547 | 1.1945 | 1.0283 | 0.68278 | 1.1243 | 1.2531 | 0.89981 | 1.0051 | 1.1271 | 1.729 | 2.0704 | 1.4356 | 1.2749 | 2017 | -0.0032145 | -0.00020143 | 0.0016749 | 0.00072793 | 0.053048 | 0.051159 | -0.0044872 | 0.0022106 | -0.00058472 | -0.00075861 | -0.0068898
| 2018 | 1.2332 | 1.0962 | 1.125 | 1.3688 | 0.95631 | 2018 | 1.3688 | 0.95631 | 1.2191 | 1.0634 | 0.70822 | 0.61525 | 0.85363 | 0.98198 | 1.1547 | 1.2051 | 1.0248 | 0.74403 | 1.1024 | 1.2332 | 0.90098 | 1.0115 | 1.1596 | 1.7413 | 2.0044 | 1.4447 | 1.2896 | 2018 | -0.00073905 | 0.0001191 | 0.0021573 | -0.0016145 | -0.015901 | -0.00049061 | -0.00050984 | -0.0053876 | -2.1003e-05 | 0.0009518 | -0.0010212
| 2019 | 1.191 | 1.1018 | 1.081 | 1.2968 | 0.92981 | 2019 | 1.2968 | 0.92981 | 1.1777 | 1.0542 | 0.67716 | 0.58607 | 0.82113 | 1.0013 | 1.1547 | 1.2141 | 1.0268 | 0.88221 | 1.1084 | 1.191 | 0.91838 | 1.0113 | 1.1298 | 1.7588 | 2.0321 | 1.4504 | 1.2809 | 2019 | 0.0020362 | 0.00018832 | 0.001983 | 0.00097118 | -0.040022 | -0.0088081 | 1.2562e-05 | 0.0048152 | -2.7969e-05 | -0.0003741 | -0.00072593
| 2020 | 1.1999 | 1.1271 | 1.0647 | 1.2413 | 0.93664 | 2020 | 1.2413 | 0.93664 | 1.174 | 1.0546 | 0.68408 | 0.5862 | 0.83509 | 1.006 | 1.1547 | 1.2214 | 1.031 | 0.86997 | 1.0613 | 1.1999 | 0.96667 | 1.0221 | 1.1378 | 1.7541 | 2.047 | 1.4369 | 1.2811 | 2020 | 0.00050293 | -1.018e-05 | 0.001385 | 0.0019877 | 0.0036186 | -0.024115 | -0.00080679 | -0.0011151 | 4.3217e-05 | 5.4469e-05 | 0.0032564
| 2021 | 1.2096 | 1.021 | 1.1847 | 1.5716 | 0.92958 | 2021 | 1.5716 | 0.92958 | 1.1829 | 1.0471 | 0.68943 | 0.58367 | 0.82632 | 0.99932 | 1.1547 | 1.2298 | 1.0371 | 0.85707 | 1.0563 | 1.2096 | 0.7697 | 1.0226 | 1.1552 | 1.7546 | 2.0725 | 1.4639 | 1.3013 | 2021 | -0.00073522 | 0.00012047 | 0.0018371 | 0.0029673 | 0.0038638 | 0.1078 | -3.3697e-05 | -0.002746 | -8.6304e-05 | -9.7898e-05 | -0.0060337
| 2022 | 1.1526 | 1.025 | 1.1245 | 1.4814 | 0.88891 | 2022 | 1.4814 | 0.88891 | 1.1213 | 0.99105 | 0.65693 | 0.54789 | 0.80033 | 1.0218 | 1.1547 | 1.2442 | 1.0396 | 1.0278 | 1.0862 | 1.1526 | 0.77801 | 1.0279 | 1.163 | 1.7545 | 2.1037 | 1.4401 | 1.2966 | 2022 | 0.0024586 | 0.00023245 | 0.0032518 | 0.0013984 | -0.055662 | -0.005555 | -0.0003728 | -0.0012964 | 2.8543e-06 | -0.00034661 | 0.0036691
| 2023 | 1.1983 | 1.1092 | 1.0803 | 1.3585 | 0.8974 | 2023 | 1.3585 | 0.8974 | 1.1624 | 1.0149 | 0.68364 | 0.55759 | 0.79049 | 1.0283 | 1.1547 | 1.2602 | 1.0414 | 0.92241 | 1.0474 | 1.1983 | 0.88204 | 1.0309 | 1.1807 | 1.7528 | 2.149 | 1.5159 | 1.3353 | 2023 | 0.00067625 | -0.00018403 | 0.0026214 | 0.00070906 | 0.035073 | -0.060574 | -0.00024447 | -0.0037821 | -7.9616e-06 | -0.00088852 | -0.013429
7 | ESS
| IDYEAR | OUTIND | INPIND | PRODIND | PP1 | PPK | IDYEAR | PP1 | PPK | PP2 | PP3 | PP4 | PP5 | PP6 | QB1 | QB2 | QB3 | QB4 | QB5 | MDINDEX | OUTIND | XB1 | XB2 | XB3 | XB4 | XB5 | XB6 | KIND | IDYEAR | OC1 | OC2 | OC3 | OC4 | OC5 | IC1 | IC2 | IC3 | IC4 | IC5 | IC6
| 2006 | 1 | 1 | 1 | 1 | 1 | 2006 | 1 | 1 | 1 | 1 | 1 | 1 | 1 | 1 | 1 | 1 | 1 | 1 | 1 | 1 | 1 | 1 | 1 | 1 | 1 | 1 | 1
| 2007 | 1.0748 | 1.0923 | 0.98398 | 0.90798 | 1.0623 | 2007 | 0.90798 | 1.0623 | 1.0653 | 1.1878 | 1.0748 | 0.95346 | 1.0019 | 1.0008 | 1.0455 | 1.0077 | 0.94939 | 0.75426 | 1.0455 | 1.0748 | 1.1838 | 1.0089 | 0.90492 | 1 | 1.1273 | 1.0729 | 1.0118 | 2007 | 0.00018217 | 0.020601 | 0.0025158 | -0.025831 | 0.074707 | -0.079739 | -0.00088581 | 0.015996 | -1.174e-05 | -0.0038417 | -0.019841
| 2008 | 1.0695 | 1.1705 | 0.91374 | 0.78779 | 1.0578 | 2008 | 0.78779 | 1.0578 | 1.0989 | 1.175 | 2.4617 | 1.4217 | 0.94048 | 1.006 | 1.0455 | 1.0198 | 0.93124 | 0.74993 | 1.0341 | 1.0695 | 1.3576 | 0.97326 | 0.91023 | 0.43447 | 0.7523 | 1.1372 | 1.011 | 2008 | 0.0005611 | 0.00015913 | 0.0027913 | -0.0092381 | 0.00077296 | -0.068965 | 0.0019889 | -0.00094228 | 0.00142 | 0.012115 | -0.014725
| 2009 | 1.0313 | 1.1309 | 0.91196 | 0.82692 | 0.99605 | 2009 | 0.82692 | 0.99605 | 1.0541 | 1.127 | 1.794 | 1.2864 | 0.87748 | 1.0131 | 1.0466 | 1.0282 | 0.94086 | 0.90359 | 1.0466 | 1.0313 | 1.2472 | 0.97834 | 0.91505 | 0.57485 | 0.8017 | 1.1753 | 1.0354 | 2009 | 0.00072031 | -1.6374e-05 | 0.0016859 | 0.0048001 | -0.043585 | 0.043734 | -0.0001105 | -0.00056835 | -0.00044208 | -0.0012713 | -0.0068995
| 2010 | 1.0997 | 1.2029 | 0.91418 | 0.80752 | 1.024 | 2010 | 0.80752 | 1.024 | 1.0938 | 1.197 | 1.8956 | 1.2858 | 0.88548 | 1.0116 | 1.047 | 1.0328 | 0.94529 | 0.6833 | 1.047 | 1.0997 | 1.3618 | 1.0054 | 0.9187 | 0.58012 | 0.85523 | 1.2419 | 1.0739 | 2010 | -0.00010874 | 0.0014352 | 0.0014637 | 0.0025646 | 0.058814 | -0.04222 | -0.0018478 | -0.00069517 | -8.2714e-05 | -0.0021647 | -0.014727
| 2011 | 1.0773 | 1.2142 | 0.88726 | 0.78179 | 0.99064 | 2011 | 0.78179 | 0.99064 | 1.0769 | 1.1657 | 1.623 | 1.1467 | 0.85749 | 0.9982 | 1.047 | 1.0443 | 0.9551 | 0.78234 | 1.0275 | 1.0773 | 1.3781 | 1.0004 | 0.92423 | 0.66381 | 0.93951 | 1.2564 | 1.0875 | 2011 | -0.0013697 | -3.7438e-05 | 0.0024447 | 0.0048285 | -0.026358 | -0.0033472 | 0.00041441 | -0.00090272 | -9.8437e-05 | -0.0024434 | -0.0030211
| 2012 | 1.0641 | 1.3582 | 0.78346 | 0.62695 | 0.96649 | 2012 | 0.62695 | 0.96649 | 1.0807 | 1.1473 | 1.3237 | 1.0556 | 0.83247 | 0.99068 | 1.047 | 1.0493 | 0.95624 | 0.83905 | 0.99562 | 1.0641 | 1.6973 | 0.98464 | 0.9275 | 0.80386 | 1.0081 | 1.2782 | 1.101 | 2012 | -0.00074765 | 0.00027839 | 0.0011177 | 0.00057161 | -0.013609 | -0.10495 | 0.00099731 | -0.00057331 | -0.00039693 | -0.0025178 | -0.0045943
| 2013 | 1.0736 | 1.287 | 0.83416 | 0.71438 | 0.96365 | 2013 | 0.71438 | 0.96365 | 1.0288 | 1.1543 | 1.0966 | 1.0436 | 0.83681 | 1.0273 | 1.047 | 1.0566 | 0.95769 | 0.82713 | 1.036 | 1.0736 | 1.5028 | 1.0435 | 0.93003 | 0.979 | 1.0287 | 1.283 | 1.1141 | 2013 | 0.0036898 | 0.00023736 | 0.0015754 | 0.0007072 | 0.0026758 | 0.059878 | -0.0035315 | -0.00045999 | -0.00036779 | -0.00075314 | -0.00093744
| 2014 | 1.1796 | 1.2625 | 0.9344 | 0.81744 | 1.0536 | 2014 | 0.81744 | 1.0536 | 1.1018 | 1.2647 | 0.90709 | 1.1175 | 0.92313 | 1.0054 | 1.1997 | 1.0691 | 0.95793 | 0.65225 | 1.1997 | 1.1796 | 1.4431 | 1.0706 | 0.93274 | 1.3005 | 1.0556 | 1.2779 | 1.1196 | 2014 | -0.0021551 | 0.053953 | 0.002597 | 0.00012564 | 0.039693 | 0.021819 | -0.0015181 | -0.00053305 | -0.00042337 | -0.00096727 | 0.00088781
| 2015 | 1.1454 | 1.1982 | 0.95596 | 0.90155 | 1.0083 | 2015 | 0.90155 | 1.0083 | 1.0449 | 1.223 | 0.80641 | 1.0448 | 0.88082 | 1.0256 | 1.1997 | 1.0851 | 0.95953 | 0.80949 | 1.1012 | 1.1454 | 1.2705 | 1.0962 | 0.9365 | 1.4203 | 1.0963 | 1.3004 | 1.1359 | 2015 | 0.0019875 | 0.00031018 | 0.0032029 | 0.00076164 | -0.03574 | 0.059844 | -0.0015508 | -0.00062783 | -0.00018673 | -0.0011912 | -0.0040044
| 2016 | 1.158 | 1.0954 | 1.0572 | 1.1227 | 1.0062 | 2016 | 1.1227 | 1.0062 | 1.0318 | 1.2341 | 0.80911 | 1.0135 | 0.87766 | 1.0291 | 1.1997 | 1.1002 | 0.96189 | 0.79326 | 1.1512 | 1.158 | 1.0314 | 1.1224 | 0.93834 | 1.4312 | 1.1426 | 1.3194 | 1.1508 | 2016 | 0.00037103 | 0.00081154 | 0.0031284 | 0.0011758 | 0.0054867 | 0.096926 | -0.0015352 | -0.00036125 | -6.1039e-07 | -0.0014691 | -0.0038936
| 2017 | 1.134 | 1.0802 | 1.0498 | 1.1427 | 0.97987 | 2017 | 1.1427 | 0.97987 | 1.0074 | 1.2045 | 0.8238 | 0.962 | 0.85494 | 1.0354 | 1.1997 | 1.1163 | 0.96266 | 0.88667 | 1.1984 | 1.134 | 0.99237 | 1.1257 | 0.94147 | 1.3765 | 1.1788 | 1.3264 | 1.1573 | 2017 | 0.00064261 | 1.8329e-05 | 0.0033071 | 0.00038768 | -0.025315 | 0.01706 | -0.00015674 | -0.00063613 | 6.0673e-05 | -0.0010043 | -0.0013985
| 2018 | 1.1629 | 1.1008 | 1.0564 | 1.1268 | 1.0004 | 2018 | 1.1268 | 1.0004 | 1.0479 | 1.2289 | 0.83207 | 0.96116 | 0.87098 | 1.0475 | 1.1997 | 1.1338 | 0.96316 | 0.80975 | 1.1986 | 1.1629 | 1.032 | 1.1098 | 0.94632 | 1.3976 | 1.2099 | 1.3352 | 1.1624 | 2018 | 0.001199 | -0.00019262 | 0.0034694 | 0.00023645 | 0.02046 | -0.016756 | 0.00092598 | -0.0010103 | -2.3714e-05 | -0.00080812 | -0.0012153
| 2019 | 1.1475 | 1.1764 | 0.97548 | 0.98104 | 0.97028 | 2019 | 0.98104 | 0.97028 | 1.0289 | 1.2069 | 0.78605 | 0.92379 | 0.83444 | 1.064 | 1.2252 | 1.147 | 0.96484 | 0.91295 | 1.2252 | 1.1475 | 1.1697 | 1.1153 | 0.9508 | 1.4599 | 1.2422 | 1.3752 | 1.1827 | 2019 | 0.0016858 | 0.0090599 | 0.0027572 | 0.00086195 | -0.02767 | -0.057802 | -0.00021203 | -0.00087943 | -6.4296e-05 | -0.00073099 | -0.0066797
| 2020 | 1.1372 | 1.1558 | 0.9839 | 1.0108 | 0.95517 | 2020 | 1.0108 | 0.95517 | 1.0115 | 1.1958 | 0.75682 | 0.88747 | 0.81851 | 1.0406 | 1.2252 | 1.1589 | 0.96558 | 0.94873 | 1.2103 | 1.1372 | 1.1251 | 1.1242 | 0.95096 | 1.5026 | 1.2814 | 1.3894 | 1.1906 | 2020 | -0.0023462 | 0.00012103 | 0.0024102 | 0.00037995 | -0.0096152 | 0.019976 | -0.00041787 | -2.0305e-05 | -5.7066e-05 | -0.0008899 | -0.00094404
| 2021 | 1.1708 | 1.1404 | 1.0266 | 1.0715 | 0.97649 | 2021 | 1.0715 | 0.97649 | 1.041 | 1.2283 | 0.77464 | 0.88537 | 0.837 | 1.0397 | 1.2252 | 1.1704 | 0.96657 | 0.84809 | 1.2172 | 1.1708 | 1.0927 | 1.1247 | 0.95317 | 1.5114 | 1.3224 | 1.3988 | 1.199 | 2021 | -0.00010649 | -0.00035522 | 0.0020811 | 0.00045817 | 0.027048 | 0.015974 | 0.00024888 | -0.0002282 | 2.7694e-05 | -0.00049595 | -0.0021266
| 2022 | 1.1756 | 1.1166 | 1.0529 | 1.1355 | 0.97361 | 2022 | 1.1355 | 0.97361 | 1.046 | 1.2301 | 0.77812 | 0.86641 | 0.83275 | 1.0406 | 1.2451 | 1.1832 | 0.96777 | 0.86977 | 1.2451 | 1.1756 | 1.0353 | 1.1239 | 0.95575 | 1.5109 | 1.3569 | 1.4117 | 1.2075 | 2022 | 9.5338e-05 | 0.0066844 | 0.0024912 | 0.00060374 | -0.0057545 | 0.025544 | 2.9232e-05 | -0.00053075 | -3.925e-06 | -0.00084753 | -0.0030545
| 2023 | 1.1734 | 1.1695 | 1.0033 | 1.0491 | 0.9654 | 2023 | 1.0491 | 0.9654 | 1.0446 | 1.2258 | 0.73659 | 0.84133 | 0.82153 | 1.0569 | 1.2451 | 1.1867 | 0.96904 | 0.88774 | 1.2277 | 1.1734 | 1.1185 | 1.1233 | 0.95728 | 1.5931 | 1.3947 | 1.4283 | 1.2155 | 2023 | 0.0016617 | 0.0003552 | 0.00086447 | 0.00067109 | -0.0054362 | -0.040746 | -0.00016963 | -0.00064955 | -0.00014212 | -0.0013186 | -0.0033168
8 | JEN
| IDYEAR | OUTIND | INPIND | PRODIND | PP1 | PPK | IDYEAR | PP1 | PPK | PP2 | PP3 | PP4 | PP5 | PP6 | QB1 | QB2 | QB3 | QB4 | QB5 | MDINDEX | OUTIND | XB1 | XB2 | XB3 | XB4 | XB5 | XB6 | KIND | IDYEAR | OC1 | OC2 | OC3 | OC4 | OC5 | IC1 | IC2 | IC3 | IC4 | IC5 | IC6
| 2006 | 1 | 1 | 1 | 1 | 1 | 2006 | 1 | 1 | 1 | 1 | 1 | 1 | 1 | 1 | 1 | 1 | 1 | 1 | 1 | 1 | 1 | 1 | 1 | 1 | 1 | 1 | 1
| 2007 | 1.0386 | 1.0273 | 1.011 | 0.98372 | 1.0338 | 2007 | 0.98372 | 1.0338 | 1.037 | 1.0331 | 1.1506 | 0.99971 | 1.0315 | 1.0233 | 1.0773 | 1.0203 | 1.0089 | 1.0024 | 1.0773 | 1.0386 | 1.0558 | 1.0016 | 1.0054 | 0.9027 | 1.0389 | 1.0069 | 1.0047 | 2007 | 0.002169 | 0.027681 | 0.0041167 | 0.0038855 | 4.694e-05 | -0.023957 | -4.0184e-05 | -0.0016252 | 0.00017346 | -0.0010262 | -0.00045883
| 2008 | 1.082 | 0.95693 | 1.1307 | 1.2691 | 1.0444 | 2008 | 1.2691 | 1.0444 | 1.075 | 1.0629 | 1.199 | 0.96421 | 1.011 | 1.0493 | 1.145 | 1.0322 | 1.0261 | 0.94037 | 1.145 | 1.082 | 0.85254 | 1.0065 | 1.0179 | 0.90237 | 1.1221 | 1.0702 | 1.036 | 2008 | 0.0023447 | 0.022562 | 0.0024018 | 0.0072932 | 0.0062902 | 0.085232 | 0.00010775 | -0.0037663 | 3.1353e-05 | -0.0012206 | -0.009427
| 2009 | 1.0967 | 1.0027 | 1.0938 | 1.1786 | 1.0385 | 2009 | 1.1786 | 1.0385 | 1.0397 | 1.0795 | 1.2154 | 0.93953 | 0.98357 | 1.0225 | 1.2183 | 1.0412 | 1.0364 | 1.0752 | 1.2183 | 1.0967 | 0.93051 | 1.0548 | 1.0159 | 0.90237 | 1.1673 | 1.1151 | 1.0561 | 2009 | -0.0024264 | 0.02291 | 0.0017215 | 0.0042265 | -0.012876 | -0.035252 | -0.0022475 | 0.00060711 | 7.081e-06 | -0.00090108 | -0.0088891
| 2010 | 1.1183 | 1.0701 | 1.045 | 1.025 | 1.0622 | 2010 | 1.025 | 1.0622 | 1.0547 | 1.103 | 1.2389 | 0.91901 | 1.0117 | 1.0401 | 1.2183 | 1.056 | 1.0441 | 0.9539 | 1.1869 | 1.1183 | 1.091 | 1.0604 | 1.0139 | 0.9027 | 1.2169 | 1.1054 | 1.0528 | 2010 | 0.0015934 | -1.6081e-05 | 0.0029166 | 0.0032514 | 0.011725 | -0.065807 | -0.0002744 | 0.00071795 | -6.3625e-06 | -0.0011842 | 0.0014481
| 2011 | 1.1346 | 1.1273 | 1.0065 | 0.95315 | 1.0519 | 2011 | 0.95315 | 1.0519 | 1.0804 | 1.1319 | 1.2349 | 0.8924 | 0.94312 | 1.0317 | 1.2183 | 1.0478 | 1.0565 | 0.83857 | 1.2151 | 1.1346 | 1.1904 | 1.0502 | 1.0024 | 0.91875 | 1.2714 | 1.203 | 1.0786 | 2011 | -0.00077606 | -4.1883e-05 | -0.0014532 | 0.0051501 | 0.011568 | -0.039018 | 0.00051915 | 0.0033383 | -2.214e-05 | -0.0008653 | -0.016017
| 2012 | 1.149 | 1.2325 | 0.93224 | 0.79509 | 1.0658 | 2012 | 0.79509 | 1.0658 | 1.0851 | 1.1622 | 1.1774 | 0.85979 | 0.94368 | 1.02 | 1.2183 | 1.0671 | 1.0671 | 0.77674 | 1.0663 | 1.149 | 1.4451 | 1.0589 | 0.98862 | 0.97588 | 1.3364 | 1.2176 | 1.078 | 2012 | -0.0010755 | -3.076e-05 | 0.0037252 | 0.0043153 | 0.005685 | -0.088854 | -0.00047141 | 0.0037017 | -0.0001273 | -0.0012169 | -0.0022561
| 2013 | 1.1363 | 1.2239 | 0.92847 | 0.80623 | 1.0479 | 2013 | 0.80623 | 1.0479 | 1.0604 | 1.1578 | 1.1678 | 0.81968 | 0.91532 | 0.99412 | 1.2183 | 1.0901 | 1.0728 | 0.94433 | 1.1673 | 1.1363 | 1.4094 | 1.0716 | 0.9815 | 0.97308 | 1.3863 | 1.2415 | 1.0844 | 2013 | -0.0023737 | 8.6679e-06 | 0.0042457 | 0.0022171 | -0.015166 | 0.010352 | -0.00058977 | 0.0016024 | -4.3392e-06 | -0.00081678 | -0.0035323
| 2014 | 1.1403 | 1.206 | 0.94547 | 0.84458 | 1.038 | 2014 | 0.84458 | 1.038 | 1.0931 | 1.1476 | 1.2757 | 0.76813 | 0.90196 | 0.9665 | 1.2183 | 1.1117 | 1.0773 | 0.9442 | 1.2106 | 1.1403 | 1.3501 | 1.0431 | 0.99363 | 0.89384 | 1.4845 | 1.2642 | 1.0985 | 2014 | -0.0025965 | -1.8371e-05 | 0.0039347 | 0.0017926 | 0.00034355 | 0.02143 | 0.0012579 | -0.0031558 | 0.00015574 | -0.0012852 | -0.0037127
| 2015 | 1.1698 | 1.2244 | 0.95546 | 0.86127 | 1.0409 | 2015 | 0.86127 | 1.0409 | 1.1161 | 1.1799 | 1.3084 | 0.73775 | 0.87666 | 0.98438 | 1.2183 | 1.1333 | 1.0923 | 0.77089 | 1.0471 | 1.1698 | 1.3582 | 1.0482 | 0.99146 | 0.89405 | 1.5857 | 1.3344 | 1.1239 | 2015 | 0.0017014 | -3.8453e-05 | 0.0038339 | 0.0058255 | 0.014251 | -0.0026157 | -0.00021186 | 0.00056774 | 2.1946e-06 | -0.0012588 | -0.011549
| 2016 | 1.179 | 1.2645 | 0.93237 | 0.82337 | 1.0344 | 2016 | 0.82337 | 1.0344 | 1.121 | 1.1783 | 1.3151 | 0.71976 | 0.87051 | 0.9785 | 1.2183 | 1.1579 | 1.1018 | 0.76492 | 1.1792 | 1.179 | 1.4319 | 1.0517 | 1.0006 | 0.89647 | 1.638 | 1.3543 | 1.1397 | 2016 | -0.00054687 | -1.9735e-06 | 0.004234 | 0.0036336 | 0.00046972 | -0.024719 | -0.00022419 | -0.0025615 | -2.2277e-05 | -0.00051817 | -0.004197
| 2017 | 1.1979 | 1.2924 | 0.92685 | 0.80651 | 1.0482 | 2017 | 0.80651 | 1.0482 | 1.1474 | 1.1909 | 1.2656 | 0.70675 | 0.88023 | 0.99662 | 1.2183 | 1.1832 | 1.1207 | 0.72641 | 1.1428 | 1.1979 | 1.4853 | 1.044 | 1.0059 | 0.94651 | 1.6949 | 1.3609 | 1.1428 | 2017 | 0.0016791 | -1.3413e-05 | 0.004248 | 0.0070742 | 0.0029457 | -0.020909 | 0.00035153 | -0.0012956 | -8.8246e-05 | -0.00066422 | 0.00073362
| 2018 | 1.2112 | 1.2603 | 0.96108 | 0.88066 | 1.0335 | 2018 | 0.88066 | 1.0335 | 1.0277 | 1.2022 | 1.0915 | 0.65745 | 0.86751 | 0.98594 | 1.2183 | 1.2065 | 1.1484 | 0.75503 | 1.1742 | 1.2112 | 1.3754 | 1.1785 | 1.0075 | 1.1097 | 1.8423 | 1.3962 | 1.172 | 2018 | -0.00098649 | 1.4007e-05 | 0.0038816 | 0.01023 | -0.0020645 | 0.039388 | -0.0056388 | -0.00041019 | -0.00027701 | -0.0016132 | -0.0062649
| 2019 | 1.2143 | 1.2769 | 0.95094 | 0.88126 | 1.0126 | 2019 | 0.88126 | 1.0126 | 1.0366 | 1.1737 | 0.93836 | 0.64151 | 0.85052 | 0.98826 | 1.2259 | 1.2294 | 1.159 | 0.84674 | 1.2259 | 1.2143 | 1.3779 | 1.1714 | 1.0346 | 1.294 | 1.8928 | 1.4277 | 1.1991 | 2019 | 0.0002129 | 0.0022612 | 0.0037424 | 0.0038672 | -0.00758 | -0.00048318 | 0.00021324 | -0.0068517 | -0.00028436 | -0.00047137 | -0.0052286
| 2020 | 1.2257 | 1.2156 | 1.0084 | 0.9995 | 1.0151 | 2020 | 0.9995 | 1.0151 | 1.0516 | 1.2136 | 0.81694 | 0.6231 | 0.82788 | 0.95974 | 1.255 | 1.2513 | 1.1713 | 0.90117 | 1.255 | 1.2257 | 1.2263 | 1.1656 | 1.01 | 1.5004 | 1.9672 | 1.4806 | 1.2075 | 2020 | -0.0026786 | 0.0084455 | 0.0034521 | 0.0043857 | -0.0042072 | 0.053014 | 0.00038463 | 0.0062204 | -0.0002476 | -0.0005722 | -0.0095717
| 2021 | 1.2371 | 1.1609 | 1.0656 | 1.1217 | 1.0187 | 2021 | 1.1217 | 1.0187 | 1.0648 | 1.2059 | 0.7794 | 0.61645 | 0.8362 | 0.96019 | 1.255 | 1.2598 | 1.1814 | 0.84603 | 1.1325 | 1.2371 | 1.1029 | 1.1618 | 1.0258 | 1.5873 | 2.0068 | 1.4794 | 1.2144 | 2021 | 3.9435e-05 | 1.4519e-05 | 0.0013561 | 0.0035806 | 0.0042418 | 0.048658 | 0.00011283 | -0.0039744 | -0.00010717 | -0.00045134 | 0.0017688
| 2022 | 1.2481 | 1.1485 | 1.0867 | 1.1724 | 1.0212 | 2022 | 1.1724 | 1.0212 | 1.0772 | 1.2127 | 0.74275 | 0.59802 | 0.83013 | 0.99471 | 1.255 | 1.277 | 1.1922 | 0.85856 | 1.1869 | 1.2481 | 1.0646 | 1.1586 | 1.0292 | 1.6804 | 2.0871 | 1.5035 | 1.2222 | 2022 | 0.0032354 | 2.2166e-05 | 0.0027223 | 0.0038646 | -0.00098564 | 0.015125 | -0.00012519 | -0.0011179 | -0.00016379 | -0.0010539 | -0.001906
| 2023 | 1.2737 | 1.1953 | 1.0657 | 1.1176 | 1.0337 | 2023 | 1.1176 | 1.0337 | 1.1048 | 1.2315 | 0.75799 | 0.58149 | 0.83475 | 1.0222 | 1.255 | 1.2924 | 1.2063 | 0.73246 | 1.224 | 1.2737 | 1.1397 | 1.1529 | 1.0343 | 1.6804 | 2.1905 | 1.5259 | 1.2322 | 2023 | 0.0024992 | -2.9193e-05 | 0.0023186 | 0.0048512 | 0.010681 | -0.032301 | -0.00013699 | -0.0017804 | -0.00010189 | -0.0014076 | -0.0041809
9 | PCR
| IDYEAR | OUTIND | INPIND | PRODIND | PP1 | PPK | IDYEAR | PP1 | PPK | PP2 | PP3 | PP4 | PP5 | PP6 | QB1 | QB2 | QB3 | QB4 | QB5 | MDINDEX | OUTIND | XB1 | XB2 | XB3 | XB4 | XB5 | XB6 | KIND | IDYEAR | OC1 | OC2 | OC3 | OC4 | OC5 | IC1 | IC2 | IC3 | IC4 | IC5 | IC6
| 2006 | 1 | 1 | 1 | 1 | 1 | 2006 | 1 | 1 | 1 | 1 | 1 | 1 | 1 | 1 | 1 | 1 | 1 | 1 | 1 | 1 | 1 | 1 | 1 | 1 | 1 | 1 | 1
| 2007 | 0.99687 | 0.95879 | 1.0397 | 1.116 | 0.97488 | 2007 | 1.116 | 0.97488 | 0.9957 | 0.99623 | 0.94734 | 0.94706 | 0.96343 | 1.0149 | 1.055 | 1.0179 | 1.0035 | 1.1813 | 1.055 | 0.99687 | 0.89326 | 1.0012 | 1.0006 | 1.0523 | 1.0526 | 1.0347 | 1.0226 | 2007 | 0.0014621 | 0.020643 | 0.0034444 | 0.0014156 | -0.030101 | 0.052265 | -3.8136e-05 | -8.6956e-05 | -3.6194e-05 | -0.0043734 | -0.0056526
| 2008 | 1.0579 | 0.97317 | 1.087 | 1.1701 | 1.017 | 2008 | 1.1701 | 1.017 | 1.0541 | 1.0539 | 0.99707 | 0.99672 | 0.98067 | 1.0357 | 1.1179 | 1.0367 | 1.0062 | 1.0175 | 1.1179 | 1.0579 | 0.90407 | 1.0035 | 1.0038 | 1.061 | 1.0613 | 1.0787 | 1.0401 | 2008 | 0.0021092 | 0.023906 | 0.0044102 | 0.0014106 | 0.027549 | -0.0065311 | -8.3202e-05 | -0.00063562 | 6.2135e-07 | -0.0001789 | -0.0074517
| 2009 | 1.021 | 1.0529 | 0.9697 | 1.0219 | 0.92418 | 2009 | 1.0219 | 0.92418 | 1.0207 | 1.0205 | 0.74334 | 0.74307 | 0.92141 | 1.0338 | 1.216 | 1.0558 | 1.0176 | 1.4838 | 1.216 | 1.021 | 0.99912 | 1.0002 | 1.0005 | 1.3735 | 1.374 | 1.1081 | 1.1047 | 2009 | -0.00022895 | 0.033804 | 0.0033519 | 0.0049927 | -0.077418 | -0.045708 | 0.00011655 | 0.00066639 | -0.00025745 | -0.028276 | -0.0052553
| 2010 | 1.0569 | 1.0641 | 0.99322 | 1.0707 | 0.9272 | 2010 | 1.0707 | 0.9272 | 1.0564 | 1.0561 | 0.68786 | 0.68761 | 0.92949 | 1.0523 | 1.216 | 1.0772 | 1.0254 | 1.3332 | 1.1821 | 1.0569 | 0.98704 | 1.0005 | 1.0007 | 1.5364 | 1.537 | 1.137 | 1.1398 | 2010 | 0.001857 | -6.1542e-07 | 0.0046493 | 0.0036898 | 0.024358 | 0.0059527 | -9.5908e-06 | -6.5279e-05 | -0.00011007 | -0.01205 | -0.0043134
| 2011 | 1.0931 | 1.0622 | 1.029 | 1.1047 | 0.96459 | 2011 | 1.1047 | 0.96459 | 1.0926 | 1.0894 | 0.76669 | 0.76723 | 0.93678 | 1.0318 | 1.216 | 1.1014 | 1.0203 | 1.1374 | 1.1516 | 1.0931 | 0.9895 | 1.0004 | 1.0034 | 1.4257 | 1.4247 | 1.1668 | 1.1332 | 2011 | -0.0020252 | -1.8869e-06 | 0.0052314 | -0.0022469 | 0.03273 | -0.0015568 | 2.5703e-06 | -0.00054218 | 7.3652e-05 | 0.0081537 | -0.0043847
| 2012 | 1.092 | 1.163 | 0.93898 | 0.92827 | 0.95357 | 2012 | 0.92827 | 0.95357 | 1.084 | 1.0866 | 0.76596 | 0.76487 | 0.91064 | 1.0587 | 1.216 | 1.1199 | 1.0268 | 1.1974 | 1.0953 | 1.092 | 1.1764 | 1.0074 | 1.005 | 1.4257 | 1.4277 | 1.1992 | 1.1452 | 2012 | 0.0026476 | -1.0059e-07 | 0.0037058 | 0.0029718 | -0.010271 | -0.083708 | -0.00024504 | -0.00040568 | -1.7805e-05 | -0.0011981 | -0.0050646
| 2013 | 1.0774 | 1.2155 | 0.88639 | 0.8653 | 0.91827 | 2013 | 0.8653 | 0.91827 | 1.0705 | 1.0683 | 0.7557 | 0.71331 | 0.86806 | 1.0402 | 1.216 | 1.1355 | 1.0309 | 1.3041 | 1.1661 | 1.0774 | 1.2451 | 1.0065 | 1.0085 | 1.4257 | 1.5104 | 1.2412 | 1.1733 | 2013 | -0.00181 | -5.7352e-07 | 0.0031016 | 0.0018723 | -0.016655 | -0.031369 | 3.3395e-05 | -0.0007116 | -1.4182e-05 | -0.0061238 | -0.00596
| 2014 | 1.0484 | 1.1895 | 0.88132 | 0.89286 | 0.87646 | 2014 | 0.89286 | 0.87646 | 1.0673 | 1.0323 | 0.61581 | 0.66686 | 0.81865 | 1.0182 | 1.2424 | 1.1525 | 1.0349 | 1.5813 | 1.2424 | 1.0484 | 1.1742 | 0.98223 | 1.0155 | 1.7024 | 1.5721 | 1.2806 | 1.1961 | 2014 | -0.0022031 | 0.0087012 | 0.003265 | 0.0018327 | -0.038917 | 0.0308 | 0.00081256 | -0.0013395 | -0.00014716 | -0.0035669 | -0.0049803
| 2015 | 1.101 | 1.2318 | 0.89385 | 0.89251 | 0.90229 | 2015 | 0.89251 | 0.90229 | 1.1223 | 1.0832 | 0.64482 | 0.64713 | 0.85143 | 1.0557 | 1.2424 | 1.1705 | 1.0387 | 1.2984 | 1.112 | 1.101 | 1.2336 | 0.98104 | 1.0165 | 1.7075 | 1.7014 | 1.2931 | 1.2202 | 2015 | 0.0036995 | -0.00018455 | 0.0034449 | 0.0017034 | 0.040333 | -0.025292 | 2.9907e-05 | -0.00017031 | -4.0814e-06 | -0.0078289 | -0.001614
| 2016 | 1.1101 | 1.1572 | 0.95936 | 1.0335 | 0.89412 | 2016 | 1.0335 | 0.89412 | 1.1091 | 1.0902 | 0.63135 | 0.62644 | 0.84114 | 1.0502 | 1.2424 | 1.2042 | 1.0418 | 1.2891 | 1.2195 | 1.1101 | 1.0741 | 1.001 | 1.0183 | 1.7584 | 1.7722 | 1.3198 | 1.2416 | 2016 | -0.00052476 | 1.438e-05 | 0.0061882 | 0.0013804 | 0.0012058 | 0.0713 | -0.00066156 | -0.00036204 | -2.5162e-05 | -0.004071 | -0.0037087
| 2017 | 1.1621 | 1.2095 | 0.96077 | 1.0137 | 0.91446 | 2017 | 1.0137 | 0.91446 | 1.1428 | 1.1431 | 0.69076 | 0.6146 | 0.85591 | 1.0564 | 1.2424 | 1.2295 | 1.048 | 1.0158 | 1.2103 | 1.1621 | 1.1464 | 1.0169 | 1.0166 | 1.6823 | 1.8908 | 1.3577 | 1.2708 | 2017 | 0.00058466 | -0.00013787 | 0.0043713 | 0.0026707 | 0.038241 | -0.032487 | -0.00052109 | 0.00033612 | 3.7965e-05 | -0.0062568 | -0.0053759
| 2018 | 1.1177 | 1.2353 | 0.90474 | 0.95152 | 0.86384 | 2018 | 0.95152 | 0.86384 | 1.1051 | 1.099 | 0.67223 | 0.56261 | 0.80445 | 1.0596 | 1.2631 | 1.2588 | 1.0521 | 1.3991 | 1.2631 | 1.1177 | 1.1746 | 1.0113 | 1.017 | 1.6626 | 1.9865 | 1.3893 | 1.2938 | 2018 | 0.0003238 | 0.006778 | 0.0053644 | 0.0018832 | -0.053341 | -0.011557 | 0.0001812 | -6.481e-05 | 9.898e-06 | -0.004766 | -0.0048903
| 2019 | 1.132 | 1.2352 | 0.91648 | 0.9857 | 0.85723 | 2019 | 0.9857 | 0.85723 | 1.1179 | 1.1125 | 0.29962 | 0.53803 | 0.79883 | 1.0724 | 1.2688 | 1.2859 | 1.0577 | 1.3809 | 1.2688 | 1.132 | 1.1484 | 1.0126 | 1.0176 | 3.7781 | 2.104 | 1.4171 | 1.3205 | 2019 | 0.0012045 | 0.0017436 | 0.0045946 | 0.0024369 | 0.0027842 | 0.011643 | -3.9982e-05 | -0.00010159 | -0.00072149 | -0.0055498 | -0.0051085
| 2020 | 1.1477 | 1.2247 | 0.93708 | 1.0458 | 0.84561 | 2020 | 1.0458 | 0.84561 | 1.1335 | 1.1278 | 0.28887 | 0.50561 | 0.78373 | 1.0494 | 1.2944 | 1.3004 | 1.0646 | 1.3636 | 1.2944 | 1.1477 | 1.0974 | 1.0125 | 1.0176 | 3.973 | 2.2699 | 1.4644 | 1.3572 | 2020 | -0.00219 | 0.0077513 | 0.0022704 | 0.0028872 | 0.0030288 | 0.021703 | 1.1712e-05 | 3.7533e-05 | -2.0126e-05 | -0.0062234 | -0.0070224
| 2021 | 1.1937 | 1.231 | 0.96971 | 1.0782 | 0.87569 | 2021 | 1.0782 | 0.87569 | 1.1787 | 1.1725 | 0.27909 | 0.51079 | 0.81765 | 1.0619 | 1.2944 | 1.3223 | 1.0679 | 1.1116 | 1.1349 | 1.1937 | 1.1071 | 1.0127 | 1.0181 | 4.2771 | 2.3369 | 1.4599 | 1.3632 | 2021 | 0.0011794 | -0.00017636 | 0.0034278 | 0.0013356 | 0.033544 | -0.0044631 | -1.241e-06 | -5.1522e-05 | -4.802e-05 | -0.0020404 | 0.0015166
| 2022 | 1.1788 | 1.2651 | 0.93181 | 1.0314 | 0.84697 | 2022 | 1.0314 | 0.84697 | 1.1552 | 1.1568 | 0.24804 | 0.48512 | 0.78021 | 1.0803 | 1.2944 | 1.3588 | 1.0743 | 1.2832 | 1.2277 | 1.1788 | 1.1429 | 1.0204 | 1.019 | 4.7523 | 2.4299 | 1.5109 | 1.3918 | 2022 | 0.001729 | 0.0001234 | 0.0060236 | 0.0027652 | -0.023208 | -0.015453 | -0.00025535 | -0.00023399 | -0.00012207 | -0.0052152 | -0.0060254
| 2023 | 1.171 | 1.3524 | 0.86588 | 0.91392 | 0.82416 | 2023 | 0.91392 | 0.82416 | 1.1363 | 1.1494 | 0.25042 | 0.45847 | 0.75205 | 1.0866 | 1.2944 | 1.3865 | 1.0804 | 1.3936 | 1.2461 | 1.171 | 1.2813 | 1.0306 | 1.0188 | 4.6763 | 2.5542 | 1.5571 | 1.4209 | 2023 | 0.00061099 | 0.00023557 | 0.0047051 | 0.0027675 | -0.01492 | -0.051756 | -0.00037219 | -6.56e-05 | -3.7675e-05 | -0.0075795 | -0.0069669
10 | SAP
| IDYEAR | OUTIND | INPIND | PRODIND | PP1 | PPK | IDYEAR | PP1 | PPK | PP2 | PP3 | PP4 | PP5 | PP6 | QB1 | QB2 | QB3 | QB4 | QB5 | MDINDEX | OUTIND | XB1 | XB2 | XB3 | XB4 | XB5 | XB6 | KIND | IDYEAR | OC1 | OC2 | OC3 | OC4 | OC5 | IC1 | IC2 | IC3 | IC4 | IC5 | IC6
| 2006 | 1 | 1 | 1 | 1 | 1 | 2006 | 1 | 1 | 1 | 1 | 1 | 1 | 1 | 1 | 1 | 1 | 1 | 1 | 1 | 1 | 1 | 1 | 1 | 1 | 1 | 1 | 1
| 2007 | 0.97454 | 1.0007 | 0.97387 | 1.0492 | 0.94022 | 2007 | 1.0492 | 0.94022 | 0.96583 | 0.97449 | 0.95425 | 0.93681 | 0.92668 | 1.0278 | 1 | 1.0008 | 1.0058 | 1.153 | 0.99303 | 0.97454 | 0.92882 | 1.009 | 1.0001 | 1.0213 | 1.0403 | 1.0517 | 1.0365 | 2007 | 0.0029113 | -0.00080418 | -0.00017229 | 0.0024893 | -0.030213 | 0.022679 | -0.00019523 | 2.4651e-05 | -7.84e-05 | -0.0090219 | -0.014096
| 2008 | 1.0727 | 1.0507 | 1.0209 | 1.0356 | 1.0123 | 2008 | 1.0356 | 1.0123 | 1.0537 | 1.0725 | 1.0289 | 0.99269 | 0.99815 | 1.0356 | 1.0704 | 1.0029 | 1.0117 | 0.83106 | 1.0704 | 1.0727 | 1.0358 | 1.018 | 1.0001 | 1.0425 | 1.0806 | 1.0747 | 1.0596 | 2008 | 0.00055789 | 0.028572 | 0.0011343 | 0.0031249 | 0.062546 | -0.032706 | -0.00019162 | 3.0321e-05 | -7.6463e-05 | -0.0084114 | -0.0074439
| 2009 | 1.1016 | 1.1037 | 0.99816 | 0.97165 | 1.0106 | 2009 | 0.97165 | 1.0106 | 1.0655 | 1.1005 | 0.98515 | 0.97413 | 0.99641 | 1.0285 | 1.1546 | 1.0457 | 1.0212 | 0.91202 | 1.1546 | 1.1016 | 1.1338 | 1.0339 | 1.001 | 1.1182 | 1.1309 | 1.1056 | 1.09 | 2009 | -0.00067996 | 0.030077 | 0.0090843 | 0.004271 | -0.016105 | -0.030422 | -0.00031585 | -9.8437e-05 | -0.00024094 | -0.0089859 | -0.0090829
| 2010 | 1.0483 | 1.1273 | 0.92991 | 0.92376 | 0.93113 | 2010 | 0.92376 | 0.93113 | 0.99471 | 1.047 | 0.94041 | 0.89724 | 0.90629 | 1.0501 | 1.1546 | 1.0618 | 1.028 | 1.2261 | 1.1197 | 1.0483 | 1.1348 | 1.0538 | 1.0012 | 1.1147 | 1.1683 | 1.1567 | 1.1258 | 2010 | 0.0023149 | 0.00019773 | 0.0031299 | 0.0029922 | -0.058291 | 0.00063606 | -0.00039904 | 3.1444e-05 | 8.4822e-06 | -0.0069588 | -0.014487
| 2011 | 1.0725 | 1.232 | 0.87058 | 0.75867 | 0.93477 | 2011 | 0.75867 | 0.93477 | 1.0513 | 1.0703 | 1.0742 | 0.89929 | 0.90209 | 1.0278 | 1.1546 | 1.0735 | 1.0279 | 1.1098 | 1.1197 | 1.0725 | 1.4137 | 1.0202 | 1.0021 | 0.9985 | 1.1927 | 1.189 | 1.1474 | 2011 | -0.002356 | -0.00016191 | 0.0025531 | 6.8031e-06 | 0.022859 | -0.075267 | 0.00069326 | -8.8954e-05 | 0.00040574 | -0.0043171 | -0.010255
| 2012 | 1.1121 | 1.2687 | 0.87658 | 0.76102 | 0.94306 | 2012 | 0.76102 | 0.94306 | 1.0769 | 1.1154 | 0.97854 | 0.91344 | 0.897 | 1.0059 | 1.1546 | 1.0839 | 1.0332 | 0.9016 | 1.0011 | 1.1121 | 1.4613 | 1.0327 | 0.99702 | 1.1365 | 1.2175 | 1.2398 | 1.1793 | 2012 | -0.002317 | -0.00023798 | 0.0022104 | 0.0024626 | 0.034108 | -0.011907 | -0.0002612 | 0.0005814 | -0.00046841 | -0.0039273 | -0.01338
| 2013 | 1.0979 | 1.3091 | 0.83869 | 0.71372 | 0.91596 | 2013 | 0.71372 | 0.91596 | 1.0592 | 1.1007 | 0.95946 | 0.88977 | 0.86521 | 1.0049 | 1.1546 | 1.0885 | 1.036 | 0.99733 | 1.0495 | 1.0979 | 1.5383 | 1.0366 | 0.9975 | 1.1443 | 1.2339 | 1.269 | 1.1986 | 2013 | -7.6997e-05 | 3.2507e-05 | 0.00089864 | 0.0011984 | -0.014904 | -0.020901 | -9.5287e-05 | 1.0207e-05 | -3.0653e-05 | -0.002687 | -0.0076281
| 2014 | 1.0681 | 1.3195 | 0.80947 | 0.69772 | 0.87807 | 2014 | 0.69772 | 0.87807 | 1.0333 | 1.0815 | 0.9106 | 0.85268 | 0.8231 | 0.96794 | 1.1546 | 1.0936 | 1.0383 | 1.172 | 1.1026 | 1.0681 | 1.5309 | 1.0337 | 0.98766 | 1.173 | 1.2527 | 1.2977 | 1.2164 | 2014 | -0.0037044 | 5.4919e-05 | 0.00099611 | 0.0010302 | -0.025895 | 0.0011003 | 4.6358e-05 | 0.0010008 | -8.2881e-05 | -0.0025895 | -0.0074197
| 2015 | 1.1151 | 1.3473 | 0.8276 | 0.70106 | 0.90612 | 2015 | 0.70106 | 0.90612 | 1.0606 | 1.1631 | 0.91546 | 0.87787 | 0.84172 | 0.94413 | 1.1546 | 1.0964 | 1.0397 | 0.86719 | 0.99318 | 1.1151 | 1.5905 | 1.0513 | 0.95872 | 1.218 | 1.2702 | 1.3247 | 1.2306 | 2015 | -0.0024326 | -0.00018117 | 0.00056566 | 0.00058845 | 0.044473 | -0.013626 | -0.00032776 | 0.0028457 | -0.00012122 | -0.0022882 | -0.0073495
| 2016 | 1.1029 | 1.2683 | 0.86959 | 0.82684 | 0.88721 | 2016 | 0.82684 | 0.88721 | 1.0573 | 1.1437 | 0.90956 | 0.84926 | 0.82544 | 0.94528 | 1.1546 | 1.1025 | 1.0469 | 0.97961 | 1.0039 | 1.1029 | 1.3339 | 1.0432 | 0.96436 | 1.2126 | 1.2987 | 1.3362 | 1.2431 | 2016 | 7.0352e-05 | 0.00019406 | 0.001165 | 0.0031453 | -0.015529 | 0.066621 | 0.00014468 | -0.00047246 | 3.2732e-05 | -0.0037845 | -0.0020968
| 2017 | 1.0884 | 1.3466 | 0.80831 | 0.7084 | 0.867 | 2017 | 0.7084 | 0.867 | 1.0285 | 1.1288 | 0.89819 | 0.82584 | 0.81103 | 0.93246 | 1.1546 | 1.1277 | 1.0488 | 1.0917 | 1.0629 | 1.0884 | 1.5365 | 1.0582 | 0.96427 | 1.2118 | 1.318 | 1.342 | 1.2554 | 2017 | -0.0013587 | -1.0653e-05 | 0.0048673 | 0.00082812 | -0.017543 | -0.053695 | -0.00022822 | -0.00030414 | 1.2883e-05 | -0.0019881 | -0.0036591
| 2018 | 1.1148 | 1.3445 | 0.82918 | 0.74047 | 0.87913 | 2018 | 0.74047 | 0.87913 | 1.046 | 1.1447 | 0.8861 | 0.83512 | 0.82264 | 0.92691 | 1.1546 | 1.1484 | 1.0528 | 0.96686 | 1.0081 | 1.1148 | 1.5055 | 1.0658 | 0.97391 | 1.2581 | 1.3349 | 1.3551 | 1.2681 | 2018 | -0.00055418 | -8.1176e-05 | 0.0038125 | 0.0016658 | 0.019089 | 0.0079037 | -0.00011258 | -0.00081 | -9.0943e-05 | -0.0020101 | -0.0033198
| 2019 | 1.0966 | 1.3662 | 0.80267 | 0.70989 | 0.85618 | 2019 | 0.70989 | 0.85618 | 1.0331 | 1.1177 | 0.86683 | 0.79819 | 0.80647 | 0.91752 | 1.1546 | 1.1635 | 1.0527 | 1.0888 | 1.1276 | 1.0966 | 1.5448 | 1.0615 | 0.98113 | 1.2651 | 1.3739 | 1.3598 | 1.2808 | 2019 | -0.0010338 | 4.6581e-05 | 0.0028611 | -2.6809e-05 | -0.018279 | -0.0098727 | 6.53e-05 | -0.00066091 | -1.1318e-05 | -0.0045852 | -0.00099544
| 2020 | 1.128 | 1.3202 | 0.8544 | 0.81933 | 0.86823 | 2020 | 0.81933 | 0.86823 | 1.0587 | 1.1346 | 0.87347 | 0.80097 | 0.82061 | 0.89914 | 1.1546 | 1.1743 | 1.0541 | 0.90026 | 1.0658 | 1.128 | 1.3767 | 1.0654 | 0.99421 | 1.2914 | 1.4083 | 1.3746 | 1.2992 | 2020 | -0.0019134 | -0.00010685 | 0.0017885 | 0.00050084 | 0.027935 | 0.04378 | -5.6726e-05 | -0.0012245 | -4.2337e-05 | -0.0040035 | -0.0041943
| 2021 | 1.1194 | 1.3568 | 0.82504 | 0.79748 | 0.83283 | 2021 | 0.79748 | 0.83283 | 1.0435 | 1.1287 | 0.86485 | 0.71151 | 0.80558 | 0.88239 | 1.1546 | 1.1823 | 1.0563 | 0.95584 | 0.96663 | 1.1194 | 1.4037 | 1.0727 | 0.99172 | 1.2943 | 1.5733 | 1.3895 | 1.3441 | 2021 | -0.0018617 | 1.9212e-05 | 0.0014735 | 0.00097743 | -0.0082729 | -0.007819 | -8.4342e-05 | 0.00025404 | 7.3519e-06 | -0.016317 | -0.0033534
| 2022 | 1.1121 | 1.402 | 0.79326 | 0.74174 | 0.8176 | 2022 | 0.74174 | 0.8176 | 1.0202 | 1.1229 | 0.84262 | 0.69569 | 0.78871 | 0.89227 | 1.1546 | 1.1925 | 1.061 | 1.0347 | 0.91499 | 1.1121 | 1.4994 | 1.0901 | 0.9904 | 1.3198 | 1.5986 | 1.4101 | 1.3602 | 2022 | 0.00103 | 6.388e-05 | 0.0019459 | 0.0020655 | -0.011607 | -0.026231 | -0.00022917 | 0.00011632 | -3.9653e-05 | -0.0016905 | -0.004699
| 2023 | 1.1056 | 1.4965 | 0.73877 | 0.63392 | 0.80473 | 2023 | 0.63392 | 0.80473 | 1.0154 | 1.1189 | 0.83037 | 0.67727 | 0.77652 | 0.89539 | 1.1546 | 1.2026 | 1.0646 | 1.0975 | 1.0267 | 1.1056 | 1.7441 | 1.0888 | 0.9881 | 1.3315 | 1.6324 | 1.4238 | 1.3739 | 2023 | 0.00028114 | 6.8176e-05 | 0.0019802 | 0.0016273 | -0.0098415 | -0.058793 | -3.0466e-05 | 0.00020988 | -3.8796e-05 | -0.0031567 | -0.0034709
11 | AND
| IDYEAR | OUTIND | INPIND | PRODIND | PP1 | PPK | IDYEAR | PP1 | PPK | PP2 | PP3 | PP4 | PP5 | PP6 | QB1 | QB2 | QB3 | QB4 | QB5 | MDINDEX | OUTIND | XB1 | XB2 | XB3 | XB4 | XB5 | XB6 | KIND | IDYEAR | OC1 | OC2 | OC3 | OC4 | OC5 | IC1 | IC2 | IC3 | IC4 | IC5 | IC6
| 2006 | 1 | 1 | 1 | 1 | 1 | 2006 | 1 | 1 | 1 | 1 | 1 | 1 | 1 | 1 | 1 | 1 | 1 | 1 | 1 | 1 | 1 | 1 | 1 | 1 | 1 | 1 | 1
| 2007 | 1.0385 | 1.0926 | 0.95043 | 0.88362 | 0.99895 | 2007 | 0.88362 | 0.99895 | 1.0325 | 1.0354 | 1.0066 | 0.96347 | 0.97643 | 1.0138 | 1.0448 | 1.0185 | 1.0079 | 0.95214 | 1.0448 | 1.0385 | 1.1752 | 1.0058 | 1.003 | 1.0316 | 1.0778 | 1.0635 | 1.0395 | 2007 | 0.0014191 | 0.018221 | 0.0043196 | 0.0039301 | 0.0098463 | -0.063677 | -0.00017102 | -0.00072419 | -0.0001584 | -0.010954 | -0.012894
| 2008 | 1.1296 | 1.1422 | 0.98899 | 0.88286 | 1.0721 | 2008 | 0.88286 | 1.0721 | 1.1164 | 1.1225 | 1.1296 | 1.0172 | 1.0462 | 1.066 | 1.1142 | 1.0366 | 1.0145 | 0.72248 | 1.1142 | 1.1296 | 1.2795 | 1.0118 | 1.0063 | 1 | 1.1105 | 1.0797 | 1.0536 | 2008 | 0.0050272 | 0.026246 | 0.0043086 | 0.0034341 | 0.04511 | -0.037199 | -0.00011276 | -0.00072737 | 9.8352e-06 | -0.0029155 | -0.0034088
| 2009 | 1.1093 | 1.2417 | 0.89338 | 0.76724 | 0.99707 | 2009 | 0.76724 | 0.99707 | 1.0708 | 1.0982 | 1.0968 | 0.93105 | 0.92579 | 1.0476 | 1.1944 | 1.0548 | 1.029 | 0.99131 | 1.1944 | 1.1093 | 1.4459 | 1.036 | 1.0102 | 1.0114 | 1.1915 | 1.1983 | 1.1126 | 2009 | -0.0016868 | 0.027193 | 0.0032705 | 0.0060756 | -0.052945 | -0.052219 | -0.00053342 | -0.00085031 | -0.00017928 | -0.008385 | -0.021413
| 2010 | 1.1762 | 1.2327 | 0.95415 | 0.83409 | 1.0507 | 2010 | 0.83409 | 1.0507 | 1.1107 | 1.1624 | 1.1721 | 0.94769 | 0.99319 | 1.0691 | 1.1985 | 1.0665 | 1.0352 | 0.73073 | 1.1985 | 1.1762 | 1.4101 | 1.0589 | 1.0118 | 1.0035 | 1.2411 | 1.1842 | 1.1194 | 2010 | 0.0019484 | 0.0014138 | 0.0029949 | 0.0031855 | 0.048938 | 0.010354 | -0.00050747 | -0.00037486 | -4.8032e-05 | -0.0046088 | 0.0025148
| 2011 | 1.1561 | 1.2615 | 0.91647 | 0.80463 | 1.0061 | 2011 | 0.80463 | 1.0061 | 1.0906 | 1.1424 | 1.01 | 0.89162 | 0.93281 | 1.0313 | 1.1985 | 1.0813 | 1.0411 | 0.82988 | 1.1371 | 1.1561 | 1.4368 | 1.0601 | 1.012 | 1.1446 | 1.2966 | 1.2394 | 1.1491 | 2011 | -0.0035577 | -1.3506e-06 | 0.0029045 | 0.0025457 | -0.019099 | -0.0095009 | -4.149e-05 | -4.6898e-05 | -0.00016944 | -0.0048601 | -0.0084673
| 2012 | 1.1855 | 1.3142 | 0.90207 | 0.76777 | 1.0125 | 2012 | 0.76777 | 1.0125 | 1.1025 | 1.1608 | 1.0358 | 0.86352 | 0.94849 | 1.0266 | 1.1985 | 1.1045 | 1.0529 | 0.73193 | 1.1092 | 1.1855 | 1.5441 | 1.0753 | 1.0213 | 1.1446 | 1.3729 | 1.2499 | 1.1709 | 2012 | -0.0004508 | 7.9749e-06 | 0.0046769 | 0.0051354 | 0.015787 | -0.028866 | -0.00033151 | -0.0021003 | -5.1714e-06 | -0.0071418 | -0.0025417
| 2013 | 1.1768 | 1.3615 | 0.86436 | 0.72035 | 0.98763 | 2013 | 0.72035 | 0.98763 | 1.1231 | 1.1523 | 0.43083 | 0.82759 | 0.91999 | 1.0139 | 1.1985 | 1.1254 | 1.0552 | 0.79037 | 1.1637 | 1.1768 | 1.6337 | 1.0478 | 1.0212 | 2.7315 | 1.422 | 1.2792 | 1.1916 | 2013 | -0.0012114 | 1.2935e-06 | 0.0039511 | 0.001004 | -0.01113 | -0.024851 | 0.00060398 | 0.00017672 | -0.0014831 | -0.0051112 | -0.0046625
| 2014 | 1.1561 | 1.3879 | 0.83296 | 0.69056 | 0.95533 | 2014 | 0.69056 | 0.95533 | 1.034 | 1.1298 | 0.36986 | 0.77263 | 0.90427 | 1.0067 | 1.2018 | 1.1318 | 1.0657 | 0.93921 | 1.2018 | 1.1561 | 1.6741 | 1.1181 | 1.0232 | 3.1257 | 1.4963 | 1.2785 | 1.2101 | 2014 | -0.00070111 | 0.0010399 | 0.0011903 | 0.0043822 | -0.023682 | -0.010508 | -0.0016829 | -0.00068818 | -0.00026779 | -0.0061221 | 4.3419e-05
| 2015 | 1.1848 | 1.4436 | 0.82073 | 0.66049 | 0.96433 | 2015 | 0.66049 | 0.96433 | 1.0918 | 1.1601 | 0.40894 | 0.75364 | 0.90233 | 1.039 | 1.2018 | 1.1669 | 1.0679 | 0.84193 | 1.1237 | 1.1848 | 1.7938 | 1.0851 | 1.0212 | 2.8972 | 1.572 | 1.313 | 1.2286 | 2015 | 0.003071 | -4.7837e-06 | 0.0064199 | 0.00092576 | 0.014089 | -0.030788 | 0.00082843 | 0.00019004 | 0.00019212 | -0.0048846 | -0.0048363
| 2016 | 1.1531 | 1.5045 | 0.76647 | 0.59955 | 0.92148 | 2016 | 0.59955 | 0.92148 | 1.0108 | 1.1309 | 0.39825 | 0.69786 | 0.85249 | 1.0219 | 1.2072 | 1.1773 | 1.0765 | 1.0645 | 1.2072 | 1.1531 | 1.9233 | 1.1408 | 1.0196 | 2.8955 | 1.6524 | 1.3527 | 1.2514 | 2016 | -0.0016135 | 0.0017684 | 0.001937 | 0.0036148 | -0.03277 | -0.031022 | -0.0014379 | 0.00024724 | 5.3443e-05 | -0.0048035 | -0.004376
| 2017 | 1.2146 | 1.4284 | 0.85027 | 0.72203 | 0.95731 | 2017 | 0.72203 | 0.95731 | 1.0699 | 1.1932 | 0.42006 | 0.69449 | 0.88839 | 1.0372 | 1.2072 | 1.2135 | 1.0814 | 0.77644 | 1.2012 | 1.2146 | 1.6822 | 1.1352 | 1.0179 | 2.8914 | 1.7489 | 1.3672 | 1.2687 | 2017 | 0.0014488 | -4.7529e-05 | 0.0062092 | 0.0018768 | 0.042422 | 0.059981 | 0.0001002 | 0.00062157 | -6.3921e-05 | -0.0053983 | -0.0033834
| 2018 | 1.1654 | 1.3878 | 0.83972 | 0.76192 | 0.90093 | 2018 | 0.76192 | 0.90093 | 1.0728 | 1.1489 | 0.38419 | 0.62043 | 0.8266 | 1.0233 | 1.2072 | 1.2253 | 1.0864 | 1.0828 | 1.2012 | 1.1654 | 1.5295 | 1.0862 | 1.0143 | 3.0333 | 1.8783 | 1.4098 | 1.2935 | 2018 | -0.0013121 | 4.2778e-05 | 0.0022665 | 0.0022221 | -0.044584 | 0.041223 | 0.0013132 | 0.00087648 | -0.00014266 | -0.0079577 | -0.0064406
| 2019 | 1.1786 | 1.4078 | 0.83719 | 0.74818 | 0.9077 | 2019 | 0.74818 | 0.9077 | 1.0868 | 1.1746 | 0.38308 | 0.60482 | 0.8334 | 1.0352 | 1.2537 | 1.2593 | 1.0955 | 1.1911 | 1.2537 | 1.1786 | 1.5752 | 1.0844 | 1.0034 | 3.0765 | 1.9486 | 1.4142 | 1.2984 | 2019 | 0.001137 | 0.014624 | 0.0058082 | 0.0037636 | -0.01407 | -0.01218 | 5.5116e-05 | 0.0028115 | -1.7051e-05 | -0.0044271 | -0.000521
| 2020 | 1.2073 | 1.4466 | 0.83458 | 0.73452 | 0.91448 | 2020 | 0.73452 | 0.91448 | 1.0829 | 1.2021 | 0.36936 | 0.58914 | 0.84516 | 1.0084 | 1.3081 | 1.2832 | 1.1013 | 1.17 | 1.3081 | 1.2073 | 1.6437 | 1.1149 | 1.0044 | 3.2687 | 2.0493 | 1.4285 | 1.3202 | 2020 | -0.0025641 | 0.016235 | 0.0038493 | 0.0022615 | 0.0043368 | -0.019357 | -0.0007222 | -0.00036052 | -0.00019015 | -0.0041702 | -0.0024368
| 2021 | 1.2611 | 1.4638 | 0.86152 | 0.75399 | 0.94814 | 2021 | 0.75399 | 0.94814 | 1.1287 | 1.2584 | 0.38587 | 0.60279 | 0.87422 | 1.0091 | 1.3081 | 1.2954 | 1.1048 | 0.86518 | 1.1607 | 1.2611 | 1.6726 | 1.1173 | 1.0021 | 3.2682 | 2.0921 | 1.4426 | 1.3301 | 2021 | 8.8614e-05 | -0.00040552 | 0.0017035 | 0.0011966 | 0.041012 | -0.0089856 | 3.6413e-06 | 0.00046212 | -2.3846e-05 | -0.001333 | -0.0019518
| 2022 | 1.2335 | 1.4648 | 0.84209 | 0.75617 | 0.9104 | 2022 | 0.75617 | 0.9104 | 1.0892 | 1.2341 | 0.38085 | 0.57173 | 0.83149 | 1.031 | 1.3081 | 1.3158 | 1.1093 | 1.0829 | 1.2299 | 1.2335 | 1.6313 | 1.1325 | 0.99952 | 3.2389 | 2.1575 | 1.4835 | 1.3549 | 2022 | 0.0020721 | 0.00039397 | 0.0035887 | 0.0020104 | -0.030181 | 0.014236 | -0.00025284 | 0.00053108 | 0.00013348 | -0.0024227 | -0.012913
| 2023 | 1.2223 | 1.4363 | 0.85102 | 0.78722 | 0.90526 | 2023 | 0.78722 | 0.90526 | 1.0496 | 1.2536 | 0.40046 | 0.54936 | 0.81945 | 1.0311 | 1.3081 | 1.3389 | 1.116 | 1.2058 | 1.2612 | 1.2223 | 1.5527 | 1.1646 | 0.97506 | 3.0523 | 2.225 | 1.4917 | 1.3503 | 2023 | 8.3999e-06 | 8.7952e-05 | 0.0037453 | 0.0027537 | -0.015711 | 0.020828 | -0.00084196 | 0.0064606 | 0.00020553 | -0.0078995 | 0.00090201
12 | TND
| IDYEAR | OUTIND | INPIND | PRODIND | PP1 | PPK | IDYEAR | PP1 | PPK | PP2 | PP3 | PP4 | PP5 | PP6 | QB1 | QB2 | QB3 | QB4 | QB5 | MDINDEX | OUTIND | XB1 | XB2 | XB3 | XB4 | XB5 | XB6 | KIND | IDYEAR | OC1 | OC2 | OC3 | OC4 | OC5 | IC1 | IC2 | IC3 | IC4 | IC5 | IC6
| 2006 | 1 | 1 | 1 | 1 | 1 | 2006 | 1 | 1 | 1 | 1 | 1 | 1 | 1 | 1 | 1 | 1 | 1 | 1 | 1 | 1 | 1 | 1 | 1 | 1 | 1 | 1 | 1
| 2007 | 0.97676 | 1.0074 | 0.96954 | 0.97859 | 0.96402 | 2007 | 0.97859 | 0.96402 | 0.97676 | 0.97676 | 0.97676 | 0.97651 | 0.94173 | 0.9929 | 1.08 | 1.0193 | 1 | 1.3359 | 1.08 | 0.97676 | 0.99813 | 1 | 1 | 1 | 1.0003 | 1.0372 | 1.0132 | 2007 | -0.00071462 | 0.031134 | 0.0038052 | -0.00046911 | -0.05727 | 0.00018568 | -3.8375e-07 | -9.8521e-05 | 3.5115e-06 | -0.00042802 | -0.0070848
| 2008 | 0.97802 | 1.0241 | 0.95496 | 0.97031 | 0.94572 | 2008 | 0.97031 | 0.94572 | 0.97802 | 0.97802 | 0.97802 | 0.97776 | 0.89911 | 0.99829 | 1.0856 | 1.039 | 1 | 1.3775 | 1.0856 | 0.97802 | 1.0079 | 1 | 1 | 1 | 1.0003 | 1.0878 | 1.0341 | 2008 | 0.00054045 | 0.0021162 | 0.0046702 | 0.00043913 | -0.0064787 | -0.0038189 | -3.4686e-07 | 0.00027959 | 6.0653e-05 | 0.00020469 | -0.013164
| 2009 | 0.9518 | 1.0813 | 0.88025 | 0.84719 | 0.90216 | 2009 | 0.84719 | 0.90216 | 0.94546 | 0.9527 | 0.65542 | 0.94895 | 0.84034 | 1.0309 | 1.0856 | 1.0591 | 1.0027 | 1.6128 | 1.0668 | 0.9518 | 1.1235 | 1.0067 | 0.99905 | 1.4522 | 1.003 | 1.1326 | 1.055 | 2009 | 0.0033976 | 3.6322e-05 | 0.0040425 | 0.00089714 | -0.035547 | -0.041303 | -3.0025e-05 | 0.00079148 | -0.0013323 | 0.00062609 | -0.013044
| 2010 | 0.95749 | 1.1823 | 0.80986 | 0.71809 | 0.87979 | 2010 | 0.71809 | 0.87979 | 0.95111 | 0.94014 | 0.6563 | 0.91711 | 0.81026 | 1.0217 | 1.0856 | 1.0796 | 1.0199 | 1.6767 | 1.0452 | 0.95749 | 1.3334 | 1.0067 | 1.0185 | 1.4589 | 1.044 | 1.1817 | 1.0883 | 2010 | -0.00098185 | -2.2516e-05 | 0.004433 | 0.0082653 | -0.0057344 | -0.069281 | 3.3689e-06 | -0.005441 | -6.3091e-05 | -0.0052135 | -0.0093015
| 2011 | 1.0393 | 1.183 | 0.87853 | 0.80743 | 0.9265 | 2011 | 0.80743 | 0.9265 | 1.0324 | 1.0105 | 0.61346 | 0.95588 | 0.83848 | 0.99913 | 1.0856 | 1.1006 | 1.0385 | 1.1589 | 1.0179 | 1.0393 | 1.2872 | 1.0067 | 1.0285 | 1.6942 | 1.0873 | 1.2395 | 1.1218 | 2011 | -0.0023658 | -6.2655e-05 | 0.0044082 | 0.0087033 | 0.071341 | 0.016691 | -1.4953e-08 | -0.0023056 | -0.00051655 | -0.0043855 | -0.010121
| 2012 | 1.0162 | 1.2467 | 0.81514 | 0.70879 | 0.89198 | 2012 | 0.70879 | 0.89198 | 1.0095 | 0.98141 | 0.5836 | 0.92238 | 0.79809 | 0.97063 | 1.0856 | 1.1107 | 1.0477 | 1.3463 | 0.98024 | 1.0162 | 1.4337 | 1.0067 | 1.0355 | 1.7413 | 1.1017 | 1.2733 | 1.1393 | 2012 | -0.0029149 | 8.6083e-06 | 0.0019819 | 0.00404 | -0.025601 | -0.042815 | 1.3259e-06 | -0.0018257 | -9.3031e-05 | -0.0015711 | -0.0061063
| 2013 | 1.0425 | 1.1319 | 0.92106 | 0.94009 | 0.91001 | 2013 | 0.94009 | 0.91001 | 1.0356 | 1.0034 | 0.60103 | 0.94019 | 0.81234 | 0.95482 | 1.0856 | 1.1166 | 1.0531 | 1.1589 | 0.96143 | 1.0425 | 1.109 | 1.0067 | 1.039 | 1.7346 | 1.1089 | 1.2834 | 1.1456 | 2013 | -0.0016116 | -2.8447e-05 | 0.0011546 | 0.0023161 | 0.023723 | 0.09995 | -9.1605e-07 | -0.00080057 | 1.4445e-05 | -0.00074513 | -0.0017983
| 2014 | 0.99152 | 1.1482 | 0.86356 | 0.8805 | 0.85271 | 2014 | 0.8805 | 0.85271 | 0.98526 | 0.94925 | 0.51862 | 0.87405 | 0.75648 | 0.92426 | 1.0856 | 1.1201 | 1.0606 | 1.5685 | 0.98999 | 0.99152 | 1.1261 | 1.0064 | 1.0445 | 1.9118 | 1.1344 | 1.3107 | 1.1628 | 2014 | -0.0033361 | 3.0916e-05 | 0.0006835 | 0.0033291 | -0.050873 | -0.0052394 | 1.3836e-06 | -0.0014532 | -0.00030731 | -0.0025533 | -0.0047508
| 2015 | 1.0427 | 1.0764 | 0.9687 | 1.1283 | 0.88889 | 2015 | 1.1283 | 0.88889 | 1.0361 | 0.99339 | 0.54369 | 0.91271 | 0.78431 | 0.94089 | 1.0856 | 1.1293 | 1.0669 | 1.2085 | 0.98236 | 1.0427 | 0.92416 | 1.0064 | 1.0497 | 1.9178 | 1.1424 | 1.3295 | 1.1731 | 2015 | 0.0018771 | -3.155e-05 | 0.0017491 | 0.0025866 | 0.044164 | 0.070506 | -2.4107e-06 | -0.0012603 | -2.9819e-05 | -0.00089262 | -0.0037695
| 2016 | 1.0354 | 1.1122 | 0.93096 | 1.0252 | 0.87702 | 2016 | 1.0252 | 0.87702 | 1.0307 | 0.98004 | 0.51245 | 0.89973 | 0.77437 | 0.95384 | 1.0856 | 1.1384 | 1.0694 | 1.2971 | 1.0113 | 1.0354 | 1.0099 | 1.0045 | 1.0565 | 2.0205 | 1.1508 | 1.3371 | 1.1806 | 2016 | 0.0013543 | 2.4693e-06 | 0.001716 | 0.0010497 | -0.011147 | -0.029168 | 9.3958e-06 | -0.0017514 | -0.00013322 | -0.00064501 | -0.0010266
| 2017 | 1.0509 | 1.2535 | 0.83838 | 0.78611 | 0.87865 | 2017 | 0.78611 | 0.87865 | 1.0468 | 0.98358 | 0.51319 | 0.90919 | 0.7702 | 0.94247 | 1.0856 | 1.1477 | 1.0714 | 1.1877 | 1.0012 | 1.0509 | 1.3368 | 1.0039 | 1.0684 | 2.0477 | 1.1558 | 1.3644 | 1.196 | 2017 | -0.0011747 | -8.1736e-06 | 0.0017201 | 0.0008346 | 0.01345 | -0.11319 | 4.058e-06 | -0.0027731 | 3.7644e-07 | -0.00024158 | -0.0033583
| 2018 | 1.0315 | 1.2416 | 0.83084 | 0.79924 | 0.85476 | 2018 | 0.79924 | 0.85476 | 1.0322 | 0.94865 | 0.51369 | 0.87693 | 0.75796 | 0.96502 | 1.0856 | 1.1488 | 1.0734 | 1.3694 | 1.0016 | 1.0315 | 1.2906 | 0.99938 | 1.0874 | 2.0081 | 1.1763 | 1.3609 | 1.2068 | 2018 | 0.0022914 | 4.8811e-05 | 0.00036381 | 0.0011237 | -0.02241 | 0.014474 | 1.6804e-05 | -0.0048077 | 4.1423e-05 | -0.0019672 | 0.0017806
| 2019 | 1.0333 | 1.208 | 0.85542 | 0.87346 | 0.84356 | 2019 | 0.87346 | 0.84356 | 1.0392 | 0.94205 | 0.51387 | 0.86673 | 0.74387 | 0.97125 | 1.0856 | 1.1588 | 1.0779 | 1.3896 | 0.96558 | 1.0333 | 1.183 | 0.99435 | 1.0969 | 2.0109 | 1.1922 | 1.3891 | 1.225 | 2019 | 0.00065044 | 5.6677e-06 | 0.0019278 | 0.0019705 | -0.0028018 | 0.037819 | 1.997e-05 | -0.0021997 | 1.4216e-05 | -0.0012831 | -0.0069578
| 2020 | 1.0454 | 1.2431 | 0.84092 | 0.83328 | 0.84599 | 2020 | 0.83328 | 0.84599 | 1.0497 | 0.95083 | 0.4974 | 0.87012 | 0.73919 | 0.98931 | 1.0856 | 1.1728 | 1.0802 | 1.3451 | 1.0154 | 1.0454 | 1.2545 | 0.99591 | 1.0995 | 2.1017 | 1.2014 | 1.4142 | 1.2357 | 2020 | 0.0018779 | -4.0131e-06 | 0.0026165 | 0.00097526 | 0.0061229 | -0.024796 | -6.5669e-06 | -0.0005531 | -9.7241e-05 | -0.00045882 | -0.0027735
| 2021 | 1.0298 | 1.27 | 0.81082 | 0.78775 | 0.82881 | 2021 | 0.78775 | 0.82881 | 1.0537 | 0.93407 | 0.49741 | 0.85888 | 0.71848 | 1.0076 | 1.0856 | 1.1876 | 1.0682 | 1.4506 | 1.0316 | 1.0298 | 1.3072 | 0.97733 | 1.1025 | 2.0703 | 1.199 | 1.4332 | 1.2425 | 2021 | 0.0018864 | 1.6156e-05 | 0.0028634 | -0.0051081 | -0.014713 | -0.020399 | 6.5956e-05 | -0.00024045 | 7.9393e-05 | 0.00072202 | -0.0016244
| 2022 | 1.0045 | 1.2696 | 0.79119 | 0.77594 | 0.80271 | 2022 | 0.77594 | 0.80271 | 1.0283 | 0.91337 | 0.54443 | 0.8174 | 0.69116 | 1.0297 | 1.0856 | 1.2012 | 1.063 | 1.65 | 1.01 | 1.0045 | 1.2945 | 0.97684 | 1.0997 | 1.845 | 1.2289 | 1.4533 | 1.2513 | 2022 | 0.0022697 | 1.975e-05 | 0.0026818 | -0.0022539 | -0.027591 | 0.0041888 | 2.0706e-06 | 0.00057043 | 0.000302 | -0.0022719 | -0.0024328
| 2023 | 1.0389 | 1.2384 | 0.83888 | 0.86621 | 0.81968 | 2023 | 0.86621 | 0.81968 | 1.066 | 0.93863 | 0.56344 | 0.82982 | 0.70008 | 1.0409 | 1.0856 | 1.2142 | 1.0708 | 1.4528 | 1.0473 | 1.0389 | 1.1993 | 0.97454 | 1.1068 | 1.8438 | 1.2519 | 1.4839 | 1.2674 | 2023 | 0.0010879 | -1.0118e-05 | 0.0023262 | 0.0034056 | 0.026869 | 0.035158 | 1.6988e-05 | -0.0025775 | -2.2304e-05 | -0.0029083 | -0.004817
13 | UED
| IDYEAR | OUTIND | INPIND | PRODIND | PP1 | PPK | IDYEAR | PP1 | PPK | PP2 | PP3 | PP4 | PP5 | PP6 | QB1 | QB2 | QB3 | QB4 | QB5 | MDINDEX | OUTIND | XB1 | XB2 | XB3 | XB4 | XB5 | XB6 | KIND | IDYEAR | OC1 | OC2 | OC3 | OC4 | OC5 | IC1 | IC2 | IC3 | IC4 | IC5 | IC6
| 2006 | 1 | 1 | 1 | 1 | 1 | 2006 | 1 | 1 | 1 | 1 | 1 | 1 | 1 | 1 | 1 | 1 | 1 | 1 | 1 | 1 | 1 | 1 | 1 | 1 | 1 | 1 | 1
| 2007 | 1.0076 | 0.99366 | 1.014 | 1.0688 | 0.98053 | 2007 | 1.0688 | 0.98053 | 1.0058 | 0.98402 | 0.99109 | 0.96567 | 0.9781 | 1.0073 | 1.0555 | 1.009 | 1.0075 | 1.2106 | 1.0555 | 1.0076 | 0.94278 | 1.0018 | 1.024 | 1.0167 | 1.0434 | 1.0302 | 1.0276 | 2007 | 0.00068682 | 0.019416 | 0.0017001 | 0.0030336 | -0.017256 | 0.022259 | 0.00015995 | -0.0047718 | -0.0001742 | -0.0034929 | -0.0076172
| 2008 | 1.0339 | 1.0159 | 1.0177 | 1.0925 | 0.97289 | 2008 | 1.0925 | 0.97289 | 0.99779 | 0.99839 | 0.80045 | 0.94546 | 0.97316 | 0.99754 | 1.1307 | 1.0186 | 1.016 | 1.2623 | 1.1307 | 1.0339 | 0.94641 | 1.0362 | 1.0356 | 1.2917 | 1.0936 | 1.0624 | 1.0627 | 2008 | -0.00090763 | 0.025377 | 0.0018848 | 0.003613 | -0.0041901 | -0.002179 | -0.0016614 | -0.0023369 | -0.0039825 | -0.0040242 | -0.0079844
| 2009 | 1.0718 | 1.0304 | 1.0401 | 1.1134 | 0.99617 | 2009 | 1.1134 | 0.99617 | 1.0441 | 1.0571 | 0.85105 | 0.97035 | 0.96108 | 1.0124 | 1.2394 | 1.0251 | 1.0124 | 1.247 | 1.2394 | 1.0718 | 0.96266 | 1.0265 | 1.0139 | 1.2594 | 1.1045 | 1.1152 | 1.0759 | 2009 | 0.0013929 | 0.033961 | 0.0012864 | -0.001567 | 0.00090445 | -0.0061918 | 0.00091237 | 0.0046467 | 0.00042261 | -0.00029906 | -0.01367
| 2010 | 1.0873 | 1.0693 | 1.0169 | 1.0816 | 0.97795 | 2010 | 1.0816 | 0.97795 | 0.99264 | 1.0569 | 0.82845 | 0.94132 | 0.94283 | 1.0313 | 1.2394 | 1.0344 | 1.021 | 1.1606 | 1.1826 | 1.0873 | 1.0053 | 1.0954 | 1.0288 | 1.3125 | 1.1551 | 1.1533 | 1.1119 | 2010 | 0.0017352 | -2.0398e-05 | 0.0018573 | 0.0036708 | 0.0071535 | -0.015949 | -0.0043608 | -0.0032061 | -0.00075506 | -0.0044182 | -0.0083151
| 2011 | 1.0818 | 1.1771 | 0.91904 | 0.8783 | 0.95234 | 2011 | 0.8783 | 0.95234 | 0.97209 | 1.0487 | 0.75476 | 0.89643 | 0.92307 | 1.0135 | 1.2394 | 1.0464 | 1.0276 | 1.2621 | 1.1457 | 1.0818 | 1.2317 | 1.1129 | 1.0316 | 1.4333 | 1.2068 | 1.172 | 1.136 | 2011 | -0.0016257 | 2.949e-05 | 0.0023017 | 0.0027095 | -0.0084967 | -0.082245 | -0.00052337 | -0.00058798 | -0.0021459 | -0.0042527 | -0.0063375
| 2012 | 1.0544 | 1.2017 | 0.87746 | 0.85071 | 0.89919 | 2012 | 0.85071 | 0.89919 | 0.8898 | 1.0084 | 0.66267 | 0.85937 | 0.85933 | 1.0259 | 1.2394 | 1.0574 | 1.035 | 1.6452 | 1.0527 | 1.0544 | 1.2394 | 1.185 | 1.0457 | 1.5911 | 1.2269 | 1.227 | 1.1726 | 2012 | 0.0011928 | 0.00011869 | 0.0020726 | 0.003037 | -0.032093 | -0.001801 | -0.005003 | -0.0029247 | -0.0019398 | -0.0018737 | -0.0070758
| 2013 | 1.0642 | 1.1536 | 0.9225 | 0.96374 | 0.89843 | 2013 | 0.96374 | 0.89843 | 0.92652 | 1.0241 | 0.69855 | 0.83207 | 0.83736 | 0.99254 | 1.2394 | 1.0715 | 1.0364 | 1.5592 | 1.1816 | 1.0642 | 1.1042 | 1.1486 | 1.0392 | 1.5234 | 1.279 | 1.2709 | 1.1845 | 2013 | -0.0031635 | -6.9295e-05 | 0.0027404 | 0.00061505 | 0.0091211 | 0.04687 | 0.0023759 | 0.001341 | 0.00095084 | -0.0040225 | -0.0067105
| 2014 | 1.0556 | 1.1715 | 0.90111 | 0.93475 | 0.88137 | 2014 | 0.93475 | 0.88137 | 0.84461 | 1.0217 | 0.82807 | 0.80708 | 0.81814 | 0.97233 | 1.2428 | 1.0746 | 1.0355 | 1.6569 | 1.2428 | 1.0556 | 1.1293 | 1.2498 | 1.0332 | 1.2748 | 1.308 | 1.2903 | 1.1977 | 2014 | -0.0019524 | 0.0010452 | 0.00059936 | -0.00039116 | -0.0073916 | -0.0086525 | -0.0063292 | 0.0012199 | 0.0035937 | -0.0021188 | -0.0030786
| 2015 | 1.0801 | 1.1523 | 0.9373 | 1.0079 | 0.89526 | 2015 | 1.0079 | 0.89526 | 0.86324 | 1.0443 | 0.84749 | 0.80041 | 0.83213 | 0.96067 | 1.2428 | 1.0846 | 1.0395 | 1.4225 | 1.058 | 1.0801 | 1.0717 | 1.2512 | 1.0343 | 1.2745 | 1.3494 | 1.298 | 1.2064 | 2015 | -0.001109 | -0.00014329 | 0.0018824 | 0.0017249 | 0.020557 | 0.021221 | -6.0377e-05 | -0.0002194 | 8.4054e-06 | -0.0030348 | -0.0014506
| 2016 | 1.1067 | 1.2133 | 0.91216 | 0.89381 | 0.92673 | 2016 | 0.89381 | 0.92673 | 0.90149 | 1.0694 | 1.5235 | 0.79831 | 0.84265 | 1.0193 | 1.2428 | 1.0932 | 1.0397 | 1.1824 | 1.1651 | 1.1067 | 1.2382 | 1.2276 | 1.0349 | 0.72641 | 1.3863 | 1.3134 | 1.1942 | 2016 | 0.0055354 | -2.9994e-05 | 0.0015922 | 8.3811e-05 | 0.01715 | -0.058068 | 0.0017756 | -0.00013726 | 0.010281 | -0.002108 | -0.0032631
| 2017 | 1.1437 | 1.2079 | 0.94685 | 0.98025 | 0.92832 | 2017 | 0.98025 | 0.92832 | 0.93915 | 1.1034 | 0.81493 | 0.79794 | 0.85316 | 0.99099 | 1.2428 | 1.1046 | 1.0774 | 0.93826 | 1.1541 | 1.1437 | 1.1668 | 1.2178 | 1.0366 | 1.4035 | 1.4334 | 1.3406 | 1.2321 | 2017 | -0.0026313 | -0.00011119 | 0.0020428 | 0.015029 | 0.018594 | 0.022831 | 0.00041075 | -0.00033185 | -0.012067 | -0.0034256 | -0.0030098
| 2018 | 1.1383 | 1.1109 | 1.0247 | 1.2299 | 0.91725 | 2018 | 1.2299 | 0.91725 | 0.92692 | 1.0954 | 0.94985 | 0.78205 | 0.83035 | 0.96857 | 1.2428 | 1.118 | 1.0806 | 1.0216 | 1.195 | 1.1383 | 0.92552 | 1.228 | 1.0391 | 1.1984 | 1.4555 | 1.3708 | 1.2409 | 2018 | -0.0021137 | 1.2203e-05 | 0.0024126 | 0.0012623 | -0.0063728 | 0.089932 | -0.0010279 | -0.0005282 | 0.0030363 | -0.001722 | -0.0059271
| 2019 | 1.1473 | 1.1188 | 1.0254 | 1.2364 | 0.91533 | 2019 | 1.2364 | 0.91533 | 0.93383 | 1.1026 | 0.91215 | 0.77259 | 0.82577 | 0.97191 | 1.2428 | 1.1385 | 1.0827 | 0.97646 | 1.2203 | 1.1473 | 0.92786 | 1.2285 | 1.0405 | 1.2577 | 1.4849 | 1.3893 | 1.2534 | 2019 | 0.00032161 | -2.6155e-05 | 0.0036001 | 0.00078185 | 0.0031919 | -0.00089497 | -1.336e-05 | -0.00027175 | -0.0010144 | -0.0018704 | -0.0030836
| 2020 | 1.1644 | 1.14 | 1.0214 | 1.197 | 0.92261 | 2020 | 1.197 | 0.92261 | 0.93725 | 1.1181 | 0.95774 | 0.76765 | 0.83169 | 0.94778 | 1.2428 | 1.1475 | 1.0842 | 0.75628 | 1.2198 | 1.1644 | 0.97282 | 1.2424 | 1.0415 | 1.2158 | 1.5169 | 1.4001 | 1.2621 | 2020 | -0.0022818 | -9.2773e-05 | 0.0014596 | 0.00043903 | 0.015348 | -0.016003 | -0.00062071 | -0.00015572 | 0.00070157 | -0.0013762 | -0.0013048
| 2021 | 1.1826 | 1.1453 | 1.0326 | 1.2209 | 0.92478 | 2021 | 1.2209 | 0.92478 | 0.95156 | 1.133 | 0.96529 | 0.77468 | 0.81748 | 0.94588 | 1.2428 | 1.1512 | 1.0863 | 0.59491 | 1.0429 | 1.1826 | 0.96863 | 1.2428 | 1.0438 | 1.2251 | 1.5266 | 1.4467 | 1.2788 | 2021 | -0.00017599 | -1.6827e-05 | 0.00060807 | 0.00078914 | 0.014296 | 0.0024887 | 1.7571e-05 | -0.00043962 | -0.00015202 | -0.00046803 | -0.0060211
| 2022 | 1.1712 | 1.1669 | 1.0037 | 1.1729 | 0.90663 | 2022 | 1.1729 | 0.90663 | 0.94439 | 1.1071 | 0.99308 | 0.74608 | 0.79927 | 0.95902 | 1.2428 | 1.1592 | 1.0881 | 0.76508 | 1.0952 | 1.1712 | 0.99855 | 1.2402 | 1.0579 | 1.1794 | 1.5698 | 1.4654 | 1.2918 | 2022 | 0.0012399 | 6.4153e-05 | 0.0014592 | 0.00079514 | -0.013248 | -0.012419 | -8.6653e-06 | -0.0028496 | 0.00077671 | -0.0030676 | -0.0011216
| 2023 | 1.1846 | 1.1834 | 1.001 | 1.1761 | 0.90856 | 2023 | 1.1761 | 0.90856 | 0.95583 | 1.1177 | 1.0139 | 0.74415 | 0.79488 | 0.96105 | 1.2428 | 1.168 | 1.0897 | 0.64655 | 1.1048 | 1.1846 | 1.0072 | 1.2394 | 1.0598 | 1.1684 | 1.5919 | 1.4903 | 1.3038 | 2023 | 0.00020416 | -4.3567e-05 | 0.0014205 | 0.00056329 | 0.0092183 | -0.004724 | -0.00017583 | -0.00058602 | 0.00023603 | -0.0021061 | -0.006709
40 | DIND
| IDYEAR | OUTIND | INPIND | PRODIND | PP1 | PPK | IDYEAR | PP1 | PPK | PP2 | PP3 | PP4 | PP5 | PP6 | QB1 | QB2 | QB3 | QB4 | QB5 | MDINDEX | OUTIND | XB1 | XB2 | XB3 | XB4 | XB5 | XB6 | KIND | IDYEAR | OC1 | OC2 | OC3 | OC4 | OC5 | IC1 | IC2 | IC3 | IC4 | IC5 | IC6
| 2006 | 1 | 1 | 1 | 1 | 1 | 2006 | 1 | 1 | 1 | 1 | 1 | 1 | 1 | 1 | 1 | 1 | 1 | 1 | 1 | 1 | 1 | 1 | 1 | 1 | 1 | 1 | 1
| 2007 | 1.0351 | 1.018 | 1.0168 | 1.0348 | 1.0042 | 2007 | 1.0348 | 1.0042 | 1.0315 | 1.05 | 1.0033 | 0.97863 | 0.98593 | 1.0112 | 1.0325 | 1.0131 | 0.99245 | 0.89706 | 1.026 | 1.0351 | 1.0003 | 1.0034 | 0.9858 | 1.0317 | 1.0577 | 1.0499 | 1.0308 | 2007 | 0.0011012 | 0.013392 | 0.0031591 | -0.0033228 | 0.02016 | 0.00016584 | -0.00019001 | 0.0020262 | -0.00064115 | -0.0066136 | -0.012568
| 2008 | 1.0557 | 1.0888 | 0.96962 | 0.92661 | 1.0037 | 2008 | 0.92661 | 1.0037 | 1.0532 | 1.0665 | 1.0046 | 0.98814 | 0.96945 | 1.0267 | 1.0729 | 1.0266 | 0.99199 | 0.89549 | 1.069 | 1.0557 | 1.1393 | 1.0024 | 0.98985 | 1.0509 | 1.0684 | 1.089 | 1.0518 | 2008 | 0.0015238 | 0.015245 | 0.0029118 | -0.00018814 | 0.00023847 | -0.054453 | 2.6562e-05 | -0.00062637 | -0.00038869 | -0.0013658 | -0.010447
| 2009 | 1.0566 | 1.0977 | 0.96256 | 0.94464 | 0.97482 | 2009 | 0.94464 | 0.97482 | 1.0406 | 1.0659 | 0.99424 | 0.93526 | 0.93279 | 1.031 | 1.1175 | 1.0428 | 1.0017 | 1.022 | 1.1152 | 1.0566 | 1.1185 | 1.0154 | 0.99122 | 1.0627 | 1.1297 | 1.1327 | 1.0839 | 2009 | 0.00045313 | 0.01611 | 0.0033179 | 0.0043993 | -0.023487 | 0.007462 | -0.00050921 | -0.00011676 | -0.00013239 | -0.0052192 | -0.0095839
| 2010 | 1.087 | 1.1379 | 0.95522 | 0.92906 | 0.97461 | 2010 | 0.92906 | 0.97461 | 1.0536 | 1.0923 | 0.98809 | 0.92013 | 0.92484 | 1.038 | 1.1315 | 1.0558 | 1.0086 | 0.93198 | 1.114 | 1.087 | 1.17 | 1.0316 | 0.99515 | 1.1001 | 1.1813 | 1.1753 | 1.1153 | 2010 | 0.00060699 | 0.0049715 | 0.0028782 | 0.0032935 | 0.016616 | -0.018623 | -0.00075785 | -0.00060094 | -0.00077392 | -0.0053592 | -0.0098994
| 2011 | 1.0975 | 1.1784 | 0.93138 | 0.88545 | 0.96401 | 2011 | 0.88545 | 0.96401 | 1.0593 | 1.0979 | 0.96438 | 0.89559 | 0.91126 | 1.0183 | 1.1423 | 1.0689 | 1.0147 | 0.91779 | 1.1083 | 1.0975 | 1.2395 | 1.0361 | 0.99965 | 1.1381 | 1.2255 | 1.2044 | 1.1385 | 2011 | -0.0019459 | 0.0037356 | 0.0027542 | 0.0027925 | 0.0023592 | -0.023432 | -0.00017207 | -0.00063289 | -0.00058962 | -0.0038226 | -0.0063225
| 2012 | 1.1073 | 1.2478 | 0.8874 | 0.80621 | 0.9502 | 2012 | 0.80621 | 0.9502 | 1.055 | 1.1034 | 0.93207 | 0.87171 | 0.89338 | 1.0033 | 1.1446 | 1.0816 | 1.0209 | 0.88973 | 1.0278 | 1.1073 | 1.3735 | 1.0496 | 1.0036 | 1.188 | 1.2703 | 1.2395 | 1.1654 | 2012 | -0.0014823 | 0.00076017 | 0.0026017 | 0.0027711 | 0.0042314 | -0.043296 | -0.00058873 | -0.00057906 | -0.0009197 | -0.0040649 | -0.0078119
| 2013 | 1.1064 | 1.2148 | 0.91078 | 0.88349 | 0.93126 | 2013 | 0.88349 | 0.93126 | 1.0653 | 1.0998 | 0.88947 | 0.84315 | 0.87039 | 0.97438 | 1.1446 | 1.0947 | 1.0197 | 0.88726 | 1.0699 | 1.1064 | 1.2524 | 1.0386 | 1.0061 | 1.2439 | 1.3123 | 1.2712 | 1.1881 | 2013 | -0.0028496 | -1.1842e-05 | 0.0025722 | -0.00049733 | -1.7308e-05 | 0.038112 | 0.00046397 | -0.00035928 | -0.000998 | -0.0036488 | -0.0067619
| 2014 | 1.112 | 1.2407 | 0.89626 | 0.87251 | 0.91527 | 2014 | 0.87251 | 0.91527 | 1.0687 | 1.0999 | 0.84595 | 0.82007 | 0.85084 | 0.95626 | 1.1587 | 1.1071 | 1.0241 | 0.90128 | 1.0499 | 1.112 | 1.2744 | 1.0404 | 1.011 | 1.3145 | 1.3559 | 1.3069 | 1.2149 | 2014 | -0.0018155 | 0.0046722 | 0.0023723 | 0.0018801 | -0.0021344 | -0.0082517 | -8.3217e-05 | -0.0006716 | -0.0011764 | -0.0034741 | -0.007379
| 2015 | 1.1183 | 1.2682 | 0.88184 | 0.8505 | 0.90673 | 2015 | 0.8505 | 0.90673 | 1.061 | 1.1002 | 0.87428 | 0.79914 | 0.84043 | 0.96686 | 1.1597 | 1.122 | 1.0291 | 0.90568 | 1.0229 | 1.1183 | 1.3149 | 1.054 | 1.0165 | 1.2791 | 1.3994 | 1.3307 | 1.2334 | 2015 | 0.0010686 | 0.00032254 | 0.0027917 | 0.0021659 | -0.00063854 | -0.013285 | -0.00055319 | -0.00076909 | 0.00055208 | -0.0033248 | -0.0045539
| 2016 | 1.1215 | 1.2354 | 0.90774 | 0.92429 | 0.89629 | 2016 | 0.92429 | 0.89629 | 1.0583 | 1.1021 | 0.85191 | 0.78023 | 0.82863 | 0.97299 | 1.16 | 1.1379 | 1.0331 | 0.92548 | 1.0817 | 1.1215 | 1.2133 | 1.0597 | 1.0176 | 1.3164 | 1.4373 | 1.3534 | 1.2512 | 2016 | 0.00059583 | 0.00017428 | 0.0029862 | 0.0017639 | -0.0027333 | 0.034285 | -0.00021754 | -0.00015307 | -0.0006051 | -0.0027485 | -0.0043971
| 2017 | 1.143 | 1.2198 | 0.93706 | 0.98284 | 0.90501 | 2017 | 0.98284 | 0.90501 | 1.0618 | 1.1234 | 0.84704 | 0.77293 | 0.84119 | 0.97242 | 1.1667 | 1.1569 | 1.0375 | 0.84845 | 1.1238 | 1.143 | 1.163 | 1.0765 | 1.0174 | 1.3494 | 1.4788 | 1.3588 | 1.263 | 2017 | -4.6642e-05 | 0.0021611 | 0.0034533 | 0.0018574 | 0.011609 | 0.018265 | -0.00066145 | 3.0059e-05 | -0.00053601 | -0.0030703 | -0.0012744
| 2018 | 1.1428 | 1.2064 | 0.94732 | 1.0235 | 0.89561 | 2018 | 1.0235 | 0.89561 | 1.0754 | 1.1158 | 0.85939 | 0.75337 | 0.83042 | 0.96695 | 1.1722 | 1.1748 | 1.0403 | 0.88802 | 1.1049 | 1.1428 | 1.1166 | 1.0627 | 1.0242 | 1.3298 | 1.517 | 1.3762 | 1.276 | 2018 | -0.00055656 | 0.0018335 | 0.0032638 | 0.0012052 | -0.0058966 | 0.017232 | 0.00052367 | -0.00097769 | 0.00025406 | -0.002719 | -0.0032783
| 2019 | 1.1368 | 1.2169 | 0.93417 | 1.0108 | 0.88239 | 2019 | 1.0108 | 0.88239 | 1.0694 | 1.1096 | 0.86009 | 0.73028 | 0.81694 | 0.97362 | 1.1771 | 1.1932 | 1.0446 | 0.97242 | 1.1317 | 1.1368 | 1.1246 | 1.063 | 1.0245 | 1.3217 | 1.5567 | 1.3915 | 1.2883 | 2019 | 0.0006636 | 0.0017085 | 0.0033607 | 0.0018963 | -0.01292 | -0.0030416 | -8.0748e-06 | -4.6303e-05 | 0.00014219 | -0.0027656 | -0.0029632
| 2020 | 1.1388 | 1.2019 | 0.94756 | 1.057 | 0.87311 | 2020 | 1.057 | 0.87311 | 1.0646 | 1.1123 | 0.82662 | 0.71168 | 0.80863 | 0.95481 | 1.1841 | 1.2076 | 1.0489 | 0.99186 | 1.1421 | 1.1388 | 1.0775 | 1.0697 | 1.0239 | 1.3777 | 1.6002 | 1.4084 | 1.3044 | 2020 | -0.0019239 | 0.0022983 | 0.0025687 | 0.0018713 | -0.0030165 | 0.018684 | -0.0002585 | 0.0001153 | -0.00086891 | -0.0026532 | -0.0025824
| 2021 | 1.1621 | 1.1846 | 0.98099 | 1.1225 | 0.88221 | 2021 | 1.1225 | 0.88221 | 1.0883 | 1.1315 | 0.84747 | 0.70684 | 0.81738 | 0.95194 | 1.1851 | 1.2198 | 1.0525 | 0.88509 | 1.0559 | 1.1621 | 1.0353 | 1.0678 | 1.027 | 1.3713 | 1.6441 | 1.4218 | 1.3173 | 2021 | -0.00028433 | 0.00028849 | 0.0020814 | 0.0014908 | 0.016654 | 0.018664 | 0.00011627 | -0.00035393 | 0.00020725 | -0.001931 | -0.002266
| 2022 | 1.1479 | 1.1854 | 0.96832 | 1.1182 | 0.86677 | 2022 | 1.1182 | 0.86677 | 1.0693 | 1.1131 | 0.82897 | 0.68352 | 0.80739 | 0.96029 | 1.1952 | 1.2361 | 1.0563 | 1.0192 | 1.0887 | 1.1479 | 1.0265 | 1.0735 | 1.0312 | 1.3847 | 1.6793 | 1.4217 | 1.3243 | 2022 | 0.00083111 | 0.0034479 | 0.003032 | 0.0017581 | -0.021406 | 0.0030171 | -0.00021195 | -0.00060805 | -0.00018112 | -0.002154 | -0.00052423
| 2023 | 1.166 | 1.2344 | 0.94459 | 1.059 | 0.87139 | 2023 | 1.059 | 0.87139 | 1.0822 | 1.1296 | 0.8625 | 0.67924 | 0.80714 | 0.9721 | 1.2002 | 1.2512 | 1.0603 | 0.96507 | 1.118 | 1.166 | 1.101 | 1.0774 | 1.0322 | 1.3518 | 1.7166 | 1.4446 | 1.338 | 2023 | 0.0012139 | 0.0016106 | 0.0025577 | 0.0016763 | 0.0085732 | -0.03177 | -0.00021186 | -0.00035724 | 0.00042612 | -0.00359 | -0.0049435
41 | DACT
| IDYEAR | OUTIND | INPIND | PRODIND | PP1 | PPK | IDYEAR | PP1 | PPK | PP2 | PP3 | PP4 | PP5 | PP6 | QB1 | QB2 | QB3 | QB4 | QB5 | MDINDEX | OUTIND | XB1 | XB2 | XB3 | XB4 | XB5 | XB6 | KIND | IDYEAR | OC1 | OC2 | OC3 | OC4 | OC5 | IC1 | IC2 | IC3 | IC4 | IC5 | IC6
| 2006 | 1 | 1 | 1 | 1 | 1 | 2006 | 1 | 1 | 1 | 1 | 1 | 1 | 1 | 1 | 1 | 1 | 1 | 1 | 1 | 1 | 1 | 1 | 1 | 1 | 1 | 1 | 1
| 2007 | 0.99518 | 1.0102 | 0.98513 | 0.9885 | 0.98127 | 2007 | 0.9885 | 0.98127 | 0.99518 | 0.99887 | 0.99518 | 0.97982 | 0.97267 | 1.0227 | 1 | 1.012 | 1.0049 | 1.2809 | 0.96915 | 0.99518 | 1.0068 | 1 | 0.9963 | 1 | 1.0157 | 1.0231 | 1.0142 | 2007 | 0.0019939 | -0.00027203 | 0.0021346 | 0.0017912 | -0.010483 | -0.0011826 | -8.0493e-05 | 0.00044251 | -1.8337e-05 | -0.0035782 | -0.0057267
| 2008 | 1.0186 | 1.0425 | 0.97712 | 0.95209 | 0.99578 | 2008 | 0.95209 | 0.99578 | 1.0186 | 1.028 | 1.0186 | 1.001 | 0.97541 | 1.0323 | 1 | 1.0255 | 1.0028 | 0.7501 | 0.99208 | 1.0186 | 1.0699 | 1 | 0.99089 | 1 | 1.0176 | 1.0443 | 1.0229 | 2008 | 0.00084629 | 0.00056921 | 0.0028807 | -0.00042673 | 0.019415 | -0.026243 | -8.3551e-05 | 0.00059127 | -1.2634e-05 | -0.00069642 | -0.0050111
| 2009 | 1.0239 | 1.0583 | 0.96749 | 0.95337 | 0.97865 | 2009 | 0.95337 | 0.97865 | 1.0239 | 1.0362 | 1.0239 | 0.97089 | 0.95444 | 1.0416 | 1 | 1.0426 | 1.0196 | 0.89068 | 0.97627 | 1.0239 | 1.0739 | 1 | 0.98807 | 1 | 1.0546 | 1.0727 | 1.0462 | 2009 | 0.00079484 | -9.383e-05 | 0.0031172 | 0.0066836 | -0.0053743 | -0.0038092 | -5.5803e-06 | 0.00025368 | 3.1182e-06 | -0.0056605 | -0.0058112
| 2010 | 1.0398 | 1.14 | 0.91206 | 0.83872 | 0.97471 | 2010 | 0.83872 | 0.97471 | 1.0398 | 1.0516 | 1.0398 | 0.9495 | 0.95312 | 1.0501 | 1 | 1.0672 | 1.0369 | 0.78671 | 0.98038 | 1.0398 | 1.2397 | 1 | 0.98871 | 1 | 1.0951 | 1.0909 | 1.0667 | 2010 | 0.0007223 | 0.00018075 | 0.0045526 | 0.0069078 | 0.0030545 | -0.06156 | -0.00016117 | -1.8219e-05 | -3.0203e-05 | -0.0079361 | -0.0047115
| 2011 | 1.0284 | 1.2103 | 0.84969 | 0.74591 | 0.94278 | 2011 | 0.74591 | 0.94278 | 1.0284 | 1.0379 | 1.0284 | 0.90791 | 0.91796 | 1.055 | 1 | 1.0934 | 1.0566 | 1.4901 | 0.98523 | 1.0284 | 1.3787 | 1 | 0.99089 | 1 | 1.1327 | 1.1203 | 1.0908 | 2011 | 0.00042015 | -0.00043043 | 0.0044988 | 0.0074278 | -0.022893 | -0.047917 | 0.00014276 | -0.00023685 | -1.4823e-05 | -0.0061917 | -0.0056446
| 2012 | 1.095 | 1.2616 | 0.86797 | 0.74023 | 0.98664 | 2012 | 0.74023 | 0.98664 | 0.98104 | 1.1206 | 1.095 | 0.93285 | 0.97112 | 1.0482 | 1.1136 | 1.1209 | 1.0736 | 1.0408 | 1.1136 | 1.095 | 1.4793 | 1.1162 | 0.97717 | 1 | 1.1739 | 1.1276 | 1.1099 | 2012 | -0.00058157 | 0.03791 | 0.00486 | 0.006598 | 0.013981 | -0.031921 | -0.0033871 | 0.0015996 | -1.9167e-05 | -0.0064265 | -0.0013161
| 2013 | 1.1102 | 1.3197 | 0.84122 | 0.70277 | 0.98278 | 2013 | 0.70277 | 0.98278 | 0.9946 | 1.1434 | 1.1102 | 0.91386 | 0.96547 | 1.0528 | 1.1136 | 1.1472 | 1.0893 | 0.94071 | 1.1074 | 1.1102 | 1.5797 | 1.1162 | 0.97096 | 1 | 1.2148 | 1.1499 | 1.1296 | 2013 | 0.00038928 | 3.0709e-05 | 0.0044607 | 0.0058962 | 0.0029536 | -0.035061 | 1.5019e-05 | 0.00069523 | -3.0653e-05 | -0.0059783 | -0.0046825
| 2014 | 1.1168 | 1.4137 | 0.78998 | 0.63612 | 0.96703 | 2014 | 0.63612 | 0.96703 | 1.0002 | 1.1628 | 0.28952 | 0.8872 | 0.94415 | 1.0259 | 1.1136 | 1.1566 | 1.1027 | 0.88584 | 1.0631 | 1.1168 | 1.7556 | 1.1165 | 0.96046 | 3.8573 | 1.2588 | 1.1828 | 1.1548 | 2014 | -0.002289 | 9.9996e-06 | 0.0015652 | 0.0049382 | 0.0017037 | -0.057349 | 2.3562e-05 | 0.0010556 | -0.0006139 | -0.0054169 | -0.0064717
| 2015 | 1.1412 | 1.387 | 0.82274 | 0.67502 | 0.97704 | 2015 | 0.67502 | 0.97704 | 1.0224 | 1.2189 | 0.29476 | 0.87632 | 0.95122 | 1.0355 | 1.1628 | 1.177 | 1.1274 | 1.1053 | 1.1628 | 1.1412 | 1.6906 | 1.1161 | 0.93621 | 3.8715 | 1.3022 | 1.1997 | 1.168 | 2015 | 0.00081527 | 0.015063 | 0.0033218 | 0.0089681 | -0.006567 | 0.025159 | 1.4499e-06 | 0.0026192 | 9.0989e-07 | -0.0051438 | -0.0036046
| 2016 | 1.146 | 1.112 | 1.0306 | 1.1199 | 0.97221 | 2016 | 1.1199 | 0.97221 | 1.0219 | 1.2103 | 0.297 | 0.87185 | 0.94685 | 1.0427 | 1.1628 | 1.1971 | 1.1371 | 1.2004 | 1.0621 | 1.146 | 1.0234 | 1.1214 | 0.94688 | 3.8587 | 1.3145 | 1.2104 | 1.1788 | 2016 | 0.00062296 | 6.2269e-06 | 0.003267 | 0.0035459 | -0.003175 | 0.22744 | -0.00019101 | -0.00084118 | -2.1807e-05 | -0.0023661 | -0.0030083
| 2017 | 1.1493 | 1.1523 | 0.99745 | 1.0353 | 0.96869 | 2017 | 1.0353 | 0.96869 | 1.061 | 1.1964 | 0.29408 | 0.86441 | 0.9447 | 1.0565 | 1.1628 | 1.2393 | 1.1417 | 1.3986 | 1.0926 | 1.1493 | 1.1101 | 1.0833 | 0.96063 | 3.9083 | 1.3296 | 1.2166 | 1.1865 | 2017 | 0.0011717 | 2.5472e-06 | 0.0066983 | 0.0016613 | -0.0066701 | -0.032373 | 0.0010853 | -0.001641 | 2.1749e-06 | -0.0016273 | -0.0010289
| 2018 | 1.2111 | 1.2586 | 0.96229 | 0.90401 | 1.0105 | 2018 | 0.90401 | 1.0105 | 1.117 | 1.2525 | 0.30866 | 0.90057 | 0.98355 | 1.034 | 1.2883 | 1.2785 | 1.1527 | 1.147 | 1.2883 | 1.2111 | 1.3398 | 1.0843 | 0.96698 | 3.9239 | 1.3449 | 1.2314 | 1.1986 | 2018 | -0.001923 | 0.035974 | 0.0059638 | 0.0038459 | 0.0085279 | -0.083648 | -3.5772e-05 | -0.00076165 | 1.0788e-05 | -0.0012898 | -0.0025459
| 2019 | 1.217 | 1.2503 | 0.97338 | 0.94296 | 0.99584 | 2019 | 0.94296 | 0.99584 | 1.1224 | 1.2567 | 0.31015 | 0.89153 | 0.95653 | 1.0464 | 1.2883 | 1.3148 | 1.1636 | 1.3127 | 1.0958 | 1.217 | 1.2906 | 1.0843 | 0.9684 | 3.9239 | 1.3651 | 1.2723 | 1.2221 | 2019 | 0.0010658 | 8.8628e-05 | 0.0054501 | 0.0038805 | -0.0056544 | 0.017267 | 5.1923e-06 | -0.00014408 | -8.2802e-06 | -0.0025647 | -0.0079309
| 2020 | 1.2355 | 1.2364 | 0.99931 | 1.0052 | 0.99016 | 2020 | 1.0052 | 0.99016 | 1.0523 | 1.2715 | 0.3109 | 0.87784 | 0.95749 | 1.0351 | 1.2883 | 1.3413 | 1.201 | 1.334 | 1.2359 | 1.2355 | 1.2291 | 1.1741 | 0.97174 | 3.974 | 1.4075 | 1.2904 | 1.2478 | 2020 | -0.00097523 | 5.0814e-06 | 0.0038411 | 0.012933 | -0.00069794 | 0.022368 | -0.0024042 | -0.00037664 | -3.4741e-05 | -0.0043875 | -0.0039782
| 2021 | 1.2597 | 1.2118 | 1.0395 | 1.0841 | 0.99642 | 2021 | 1.0841 | 0.99642 | 1.0518 | 1.2948 | 0.31737 | 0.87571 | 0.96474 | 1.0336 | 1.34 | 1.3753 | 1.2171 | 1.4849 | 1.34 | 1.2597 | 1.162 | 1.1976 | 0.97283 | 3.969 | 1.4385 | 1.3057 | 1.2642 | 2021 | -0.00012396 | 0.013863 | 0.0048652 | 0.0054449 | -0.0047049 | 0.026357 | -0.00050738 | -0.0001215 | 1.1987e-05 | -0.0025782 | -0.0030636
| 2022 | 1.2637 | 1.2501 | 1.0109 | 1.0302 | 0.98745 | 2022 | 1.0302 | 0.98745 | 0.98229 | 1.2931 | 0.3184 | 0.86805 | 0.95968 | 1.0507 | 1.3823 | 1.4041 | 1.2252 | 1.9383 | 1.3823 | 1.2637 | 1.2266 | 1.2865 | 0.97729 | 3.969 | 1.4558 | 1.3168 | 1.2798 | 2022 | 0.0014724 | 0.011652 | 0.0043708 | 0.0031717 | -0.017447 | -0.025188 | -0.0019624 | -0.00046113 | -2.8261e-05 | -0.0015096 | -0.0019507
| 2023 | 1.3635 | 1.2288 | 1.1096 | 1.1709 | 1.0618 | 2023 | 1.1709 | 1.0618 | 1.0465 | 1.3966 | 0.3435 | 0.92846 | 1.035 | 1.0808 | 1.6338 | 1.4331 | 1.2295 | 1.6655 | 1.6338 | 1.3635 | 1.1644 | 1.3029 | 0.9763 | 3.9694 | 1.4685 | 1.3174 | 1.2841 | 2023 | 0.002553 | 0.059441 | 0.0039652 | 0.0014201 | 0.0085937 | 0.022451 | -0.00057643 | 8.9169e-05 | -1.0714e-05 | -0.0033315 | -0.0014559
42 | DNSW
| IDYEAR | OUTIND | INPIND | PRODIND | PP1 | PPK | IDYEAR | PP1 | PPK | PP2 | PP3 | PP4 | PP5 | PP6 | QB1 | QB2 | QB3 | QB4 | QB5 | MDINDEX | OUTIND | XB1 | XB2 | XB3 | XB4 | XB5 | XB6 | KIND | IDYEAR | OC1 | OC2 | OC3 | OC4 | OC5 | IC1 | IC2 | IC3 | IC4 | IC5 | IC6
| 2006 | 1 | 1 | 1 | 1 | 1 | 2006 | 1 | 1 | 1 | 1 | 1 | 1 | 1 | 1 | 1 | 1 | 1 | 1 | 1 | 1 | 1 | 1 | 1 | 1 | 1 | 1 | 1
| 2007 | 1.0167 | 1.0173 | 0.99936 | 1.0105 | 0.9911 | 2007 | 1.0105 | 0.9911 | 1.0268 | 1.0901 | 1.0081 | 0.96027 | 0.96189 | 1.0104 | 1.0091 | 1.0099 | 0.96466 | 0.86599 | 0.99575 | 1.0167 | 1.0061 | 0.99011 | 0.93261 | 1.0085 | 1.0587 | 1.057 | 1.0258 | 2007 | 0.00096792 | 0.0039979 | 0.0023902 | -0.016485 | 0.025665 | -0.0024402 | 0.00043783 | 0.0069059 | -0.00029968 | -0.0065092 | -0.015272
| 2008 | 1.0105 | 1.1404 | 0.88615 | 0.79323 | 0.97263 | 2008 | 0.79323 | 0.97263 | 1.0314 | 1.0788 | 1.0185 | 0.99681 | 0.91502 | 1.024 | 1.0229 | 1.0201 | 0.9543 | 0.91887 | 1.0134 | 1.0105 | 1.274 | 0.97979 | 0.93677 | 0.99216 | 1.0138 | 1.1044 | 1.039 | 2008 | 0.0013422 | 0.0053337 | 0.0021446 | -0.0049475 | -0.0099198 | -0.1048 | 0.00039125 | -0.00050661 | 0.00034024 | 0.0038246 | -0.013427
| 2009 | 1.0066 | 1.1036 | 0.91213 | 0.86823 | 0.94337 | 2009 | 0.86823 | 0.94337 | 1.02 | 1.0706 | 1.0249 | 0.95786 | 0.87735 | 1.0164 | 1.0488 | 1.0287 | 0.96331 | 1.0258 | 1.0488 | 1.0066 | 1.1594 | 0.98692 | 0.94021 | 0.98219 | 1.0509 | 1.1473 | 1.067 | 2009 | -0.00072033 | 0.0098191 | 0.0017718 | 0.0042498 | -0.019014 | 0.044119 | -0.00021789 | -0.00024543 | 0.00038841 | -0.0025311 | -0.0087253
| 2010 | 1.0536 | 1.166 | 0.90359 | 0.83711 | 0.95604 | 2010 | 0.83711 | 0.95604 | 1.0502 | 1.1182 | 1.0444 | 0.96897 | 0.87831 | 1.0129 | 1.0489 | 1.0355 | 0.9685 | 0.78603 | 1.0373 | 1.0536 | 1.2586 | 1.0033 | 0.9422 | 1.0088 | 1.0873 | 1.1996 | 1.1021 | 2010 | -0.00053598 | 0.00042499 | 0.001773 | 0.0027767 | 0.041184 | -0.035559 | -0.00088159 | -0.00020639 | -0.00094539 | -0.0042315 | -0.013204
| 2011 | 1.0558 | 1.1707 | 0.90184 | 0.8452 | 0.94016 | 2011 | 0.8452 | 0.94016 | 1.0476 | 1.1163 | 1.0211 | 0.92645 | 0.86662 | 1.0124 | 1.0764 | 1.0449 | 0.97899 | 0.87291 | 1.0725 | 1.0558 | 1.2492 | 1.0078 | 0.94579 | 1.034 | 1.1396 | 1.2183 | 1.123 | 2011 | -7.1435e-05 | 0.0099658 | 0.0019315 | 0.0048142 | -0.014568 | 0.005795 | -0.00016473 | -0.00034505 | -0.00053754 | -0.0046619 | -0.004097
| 2012 | 1.0505 | 1.26 | 0.83368 | 0.73323 | 0.91095 | 2012 | 0.73323 | 0.91095 | 1.0432 | 1.1088 | 0.9722 | 0.88203 | 0.83568 | 0.97339 | 1.0764 | 1.0529 | 0.98259 | 0.90313 | 0.95437 | 1.0505 | 1.4326 | 1.0069 | 0.94736 | 1.0805 | 1.1909 | 1.257 | 1.1531 | 2012 | -0.0038406 | 2.4039e-05 | 0.001657 | 0.0016629 | -0.0045715 | -0.057645 | 2.5361e-05 | -0.00018578 | -0.0012965 | -0.0048573 | -0.0095693
| 2013 | 1.052 | 1.1907 | 0.88355 | 0.87135 | 0.88935 | 2013 | 0.87135 | 0.88935 | 1.0103 | 1.1095 | 0.93218 | 0.85472 | 0.81393 | 0.92154 | 1.0764 | 1.0638 | 0.98661 | 0.88286 | 1.0024 | 1.052 | 1.2073 | 1.0413 | 0.94822 | 1.1286 | 1.2308 | 1.2925 | 1.1829 | 2013 | -0.0052709 | 2.7615e-05 | 0.0021988 | 0.0018158 | 0.0027063 | 0.071603 | -0.0014801 | -8.1416e-05 | -0.0013187 | -0.0036893 | -0.0084033
| 2014 | 1.079 | 1.238 | 0.87157 | 0.8434 | 0.89113 | 2014 | 0.8434 | 0.89113 | 1.0426 | 1.1336 | 0.89643 | 0.84994 | 0.81285 | 0.89725 | 1.107 | 1.0785 | 0.98964 | 0.7865 | 0.92978 | 1.079 | 1.2793 | 1.0349 | 0.95183 | 1.2036 | 1.2695 | 1.3274 | 1.2108 | 2014 | -0.0025439 | 0.010545 | 0.0028369 | 0.0013443 | 0.013123 | -0.025465 | 0.00028088 | -0.00041939 | -0.0019661 | -0.0033588 | -0.0080258
| 2015 | 1.0725 | 1.2584 | 0.85222 | 0.81721 | 0.87758 | 2015 | 0.81721 | 0.87758 | 1.0071 | 1.1241 | 0.94197 | 0.82568 | 0.79792 | 0.91139 | 1.107 | 1.0932 | 0.9929 | 0.87378 | 0.94514 | 1.0725 | 1.3123 | 1.0649 | 0.95404 | 1.1385 | 1.2989 | 1.3441 | 1.2221 | 2015 | 0.00147 | 4.5509e-05 | 0.0027951 | 0.0014409 | -0.011804 | -0.011111 | -0.0012803 | -0.00022323 | 0.0016575 | -0.0025973 | -0.0028482
| 2016 | 1.0782 | 1.2127 | 0.88903 | 0.91612 | 0.86877 | 2016 | 0.91612 | 0.86877 | 1.0075 | 1.1269 | 0.90817 | 0.81079 | 0.79009 | 0.92063 | 1.107 | 1.1067 | 0.99683 | 0.87804 | 1.0308 | 1.0782 | 1.1769 | 1.0701 | 0.95678 | 1.1872 | 1.3298 | 1.3646 | 1.241 | 2016 | 0.00092185 | 0.00012214 | 0.0026052 | 0.00177 | -0.00011552 | 0.045927 | -0.0002082 | -0.00029942 | -0.0013835 | -0.0025383 | -0.0045189
| 2017 | 1.0823 | 1.1674 | 0.92714 | 1.0091 | 0.87186 | 2017 | 1.0091 | 0.87186 | 1.0031 | 1.1262 | 0.8872 | 0.79417 | 0.80516 | 0.92396 | 1.1217 | 1.1215 | 1 | 0.91517 | 1.0948 | 1.0823 | 1.0726 | 1.079 | 0.9611 | 1.22 | 1.3629 | 1.3443 | 1.2414 | 2017 | 0.00035497 | 0.0050757 | 0.0028066 | 0.0014316 | -0.0057941 | 0.038751 | -0.00039248 | -0.00046997 | -0.00091806 | -0.0030062 | 0.0041352
| 2018 | 1.0996 | 1.14 | 0.9646 | 1.0988 | 0.87953 | 2018 | 1.0988 | 0.87953 | 1.0479 | 1.1409 | 0.92459 | 0.78913 | 0.8077 | 0.92035 | 1.1217 | 1.139 | 1.0032 | 0.84035 | 1.0305 | 1.0996 | 1.0008 | 1.0493 | 0.96385 | 1.1893 | 1.3935 | 1.3614 | 1.2503 | 2018 | -0.00037397 | -3.9209e-05 | 0.0032299 | 0.0013901 | 0.011639 | 0.028155 | 0.0012052 | -0.00031562 | 0.00070973 | -0.0025503 | -0.0034446
| 2019 | 1.0915 | 1.1611 | 0.94006 | 1.0597 | 0.86294 | 2019 | 1.0597 | 0.86294 | 1.0374 | 1.1186 | 0.92771 | 0.76515 | 0.7928 | 0.92632 | 1.1268 | 1.1551 | 1.0078 | 0.93653 | 1.0614 | 1.0915 | 1.03 | 1.0521 | 0.97577 | 1.1765 | 1.4265 | 1.3767 | 1.2648 | 2019 | 0.0006154 | 0.0018316 | 0.0030316 | 0.0020638 | -0.015 | -0.011584 | -0.00011676 | -0.0013461 | 0.0003903 | -0.0026507 | -0.0030014
| 2020 | 1.0742 | 1.1212 | 0.95807 | 1.1456 | 0.84099 | 2020 | 1.1456 | 0.84099 | 1.0241 | 1.1124 | 0.87834 | 0.73662 | 0.77101 | 0.90916 | 1.1268 | 1.1698 | 1.011 | 1.0506 | 1.0731 | 1.0742 | 0.93765 | 1.049 | 0.96565 | 1.223 | 1.4583 | 1.3933 | 1.2773 | 2020 | -0.0018855 | 0.00017456 | 0.0028504 | 0.0015395 | -0.018607 | 0.039971 | 0.00011353 | 0.0011284 | -0.0013598 | -0.0026951 | -0.0022491
| 2021 | 1.1087 | 1.1089 | 0.99989 | 1.2134 | 0.86086 | 2021 | 1.2134 | 0.86086 | 1.0655 | 1.1446 | 0.9132 | 0.74384 | 0.78886 | 0.9044 | 1.1268 | 1.1822 | 1.014 | 0.8702 | 1.0115 | 1.1087 | 0.91377 | 1.0406 | 0.96872 | 1.2141 | 1.4906 | 1.4055 | 1.288 | 2021 | -0.00045666 | -0.00019329 | 0.0020267 | 0.0012013 | 0.029063 | 0.014264 | 0.00040907 | -0.00027382 | 0.00038282 | -0.0014036 | -0.0022998
| 2022 | 1.0975 | 1.0789 | 1.0172 | 1.2862 | 0.85422 | 2022 | 1.2862 | 0.85422 | 1.0604 | 1.1192 | 0.88968 | 0.72237 | 0.79506 | 0.90075 | 1.1308 | 1.193 | 1.0175 | 0.963 | 0.99894 | 1.0975 | 0.85327 | 1.035 | 0.98063 | 1.2336 | 1.5193 | 1.3804 | 1.2848 | 2022 | -0.00043565 | 0.0014733 | 0.0020738 | 0.001626 | -0.014936 | 0.027014 | 0.00024792 | -0.0013025 | -0.00054921 | -0.0021695 | 0.0041633
| 2023 | 1.1167 | 1.1238 | 0.99373 | 1.2238 | 0.86252 | 2023 | 1.2238 | 0.86252 | 1.0765 | 1.136 | 0.93976 | 0.72331 | 0.79848 | 0.9125 | 1.1308 | 1.2022 | 1.0206 | 0.88259 | 1.0349 | 1.1167 | 0.91248 | 1.0373 | 0.98305 | 1.1883 | 1.5439 | 1.3986 | 1.2947 | 2023 | 0.0012824 | -1.1416e-05 | 0.0016243 | 0.0013858 | 0.013093 | -0.03376 | -0.00011431 | -0.00051849 | 0.0012054 | -0.0031088 | -0.0044606
43 | DVIC
| IDYEAR | OUTIND | INPIND | PRODIND | PP1 | PPK | IDYEAR | PP1 | PPK | PP2 | PP3 | PP4 | PP5 | PP6 | QB1 | QB2 | QB3 | QB4 | QB5 | MDINDEX | OUTIND | XB1 | XB2 | XB3 | XB4 | XB5 | XB6 | KIND | IDYEAR | OC1 | OC2 | OC3 | OC4 | OC5 | IC1 | IC2 | IC3 | IC4 | IC5 | IC6
| 2006 | 1 | 1 | 1 | 1 | 1 | 2006 | 1 | 1 | 1 | 1 | 1 | 1 | 1 | 1 | 1 | 1 | 1 | 1 | 1 | 1 | 1 | 1 | 1 | 1 | 1 | 1 | 1
| 2007 | 1.0183 | 1.0153 | 1.003 | 1.0164 | 0.99316 | 2007 | 1.0164 | 0.99316 | 1.0155 | 1.0148 | 1.0188 | 0.96333 | 0.98588 | 1.0144 | 1.0507 | 1.016 | 1.0063 | 1.0608 | 1.0507 | 1.0183 | 1.0019 | 1.0028 | 1.0034 | 0.99951 | 1.0571 | 1.0329 | 1.0253 | 2007 | 0.0013966 | 0.018824 | 0.003264 | 0.0027259 | -0.0080459 | -0.00028896 | -7.2982e-05 | -0.00069583 | 1.9081e-05 | -0.0067624 | -0.0074004
| 2008 | 1.0721 | 1.0303 | 1.0406 | 1.0679 | 1.0219 | 2008 | 1.0679 | 1.0219 | 1.0613 | 1.0642 | 1.0329 | 0.97798 | 1.0026 | 1.0327 | 1.1156 | 1.0306 | 1.0109 | 0.90295 | 1.1156 | 1.0721 | 1.0039 | 1.0101 | 1.0074 | 1.038 | 1.0962 | 1.0693 | 1.0491 | 2008 | 0.0017275 | 0.023285 | 0.0031735 | 0.0022009 | 0.02106 | -0.0023322 | -0.00018545 | -0.00078154 | -0.00035661 | -0.003553 | -0.0073941
| 2009 | 1.0667 | 1.0945 | 0.97462 | 0.96513 | 0.98164 | 2009 | 0.96513 | 0.98164 | 1.0476 | 1.0621 | 1.0117 | 0.89282 | 0.95091 | 1.0283 | 1.1976 | 1.044 | 1.0218 | 1.1933 | 1.1976 | 1.0667 | 1.1052 | 1.0182 | 1.0043 | 1.0544 | 1.1947 | 1.1217 | 1.0866 | 2009 | -0.00038548 | 0.027077 | 0.0024207 | 0.0045107 | -0.038688 | -0.039248 | -0.0002746 | 0.00065103 | -0.00022152 | -0.010779 | -0.010577
| 2010 | 1.1024 | 1.1159 | 0.98785 | 0.97849 | 0.99476 | 2010 | 0.97849 | 0.99476 | 1.065 | 1.0957 | 1.0272 | 0.87275 | 0.96695 | 1.0475 | 1.1985 | 1.0584 | 1.0292 | 1.0097 | 1.1649 | 1.1024 | 1.1266 | 1.0351 | 1.0061 | 1.0732 | 1.2631 | 1.14 | 1.1082 | 2010 | 0.0017887 | 0.00026654 | 0.0030647 | 0.003333 | 0.024449 | -0.0077731 | -0.00059907 | -0.00037241 | -0.00023263 | -0.0071127 | -0.0033333
| 2011 | 1.1068 | 1.1525 | 0.96037 | 0.93042 | 0.98265 | 2011 | 0.93042 | 0.98265 | 1.0669 | 1.0983 | 1.0337 | 0.8581 | 0.93945 | 1.026 | 1.1985 | 1.0722 | 1.0308 | 0.98863 | 1.1438 | 1.1068 | 1.1896 | 1.0374 | 1.0077 | 1.0707 | 1.2898 | 1.1781 | 1.1263 | 2011 | -0.0020316 | -9.4066e-06 | 0.002791 | 0.00073028 | 0.0025348 | -0.023367 | -3.3133e-05 | -0.00033239 | 0.0002009 | -0.0024284 | -0.0062644
| 2012 | 1.1109 | 1.2262 | 0.90591 | 0.83264 | 0.96683 | 2012 | 0.83264 | 0.96683 | 1.0518 | 1.098 | 0.89811 | 0.83642 | 0.92153 | 1.0334 | 1.1985 | 1.0896 | 1.0391 | 1.0182 | 1.075 | 1.1109 | 1.3342 | 1.0562 | 1.0118 | 1.2369 | 1.3281 | 1.2055 | 1.149 | 2012 | 0.00070089 | -2.834e-06 | 0.0033869 | 0.0035688 | -0.0039781 | -0.049762 | -0.000706 | -0.00084146 | -0.0019377 | -0.0042605 | -0.00454
| 2013 | 1.1058 | 1.2444 | 0.88865 | 0.82395 | 0.94473 | 2013 | 0.82395 | 0.94473 | 1.0591 | 1.0915 | 0.84408 | 0.80115 | 0.8929 | 1.0121 | 1.1985 | 1.1068 | 1.0426 | 1.0771 | 1.1584 | 1.1058 | 1.3421 | 1.0441 | 1.0132 | 1.3101 | 1.3803 | 1.2385 | 1.1705 | 2013 | -0.0020207 | -7.0865e-06 | 0.0032934 | 0.0015326 | -0.007331 | -0.0040014 | 0.00041783 | -0.00027776 | -0.00072448 | -0.0051043 | -0.0050186
| 2014 | 1.0903 | 1.2528 | 0.87036 | 0.8182 | 0.91435 | 2014 | 0.8182 | 0.91435 | 1.0239 | 1.0712 | 0.81326 | 0.75774 | 0.86455 | 0.99487 | 1.2071 | 1.1176 | 1.0491 | 1.2533 | 1.205 | 1.0903 | 1.3326 | 1.0649 | 1.0178 | 1.3407 | 1.4389 | 1.2612 | 1.1925 | 2014 | -0.0016696 | 0.0027686 | 0.0020168 | 0.0027253 | -0.019953 | 0.0035045 | -0.00073367 | -0.00093975 | -0.00027675 | -0.0048589 | -0.0033839
| 2015 | 1.1214 | 1.2763 | 0.87866 | 0.82206 | 0.92617 | 2015 | 0.82206 | 0.92617 | 1.0618 | 1.1016 | 0.83349 | 0.74109 | 0.8744 | 1.0124 | 1.2071 | 1.1369 | 1.053 | 1.0663 | 1.0666 | 1.1214 | 1.3642 | 1.0561 | 1.018 | 1.3455 | 1.5132 | 1.2825 | 1.2108 | 2015 | 0.0016984 | -6.5776e-05 | 0.0035718 | 0.0016209 | 0.021282 | -0.010123 | 0.00031723 | -7.2636e-05 | -4.2715e-05 | -0.0056214 | -0.0030689
| 2016 | 1.121 | 1.2958 | 0.86513 | 0.80993 | 0.91147 | 2016 | 0.80993 | 0.91147 | 1.0405 | 1.1001 | 0.81577 | 0.71441 | 0.85786 | 1.0177 | 1.2083 | 1.1568 | 1.0579 | 1.1287 | 1.17 | 1.121 | 1.3841 | 1.0774 | 1.0191 | 1.3742 | 1.5692 | 1.3068 | 1.2299 | 2016 | 0.00050069 | 0.00038933 | 0.0036209 | 0.0020635 | -0.0069155 | -0.0064803 | -0.0007427 | -0.00022476 | -0.00023883 | -0.0038616 | -0.0036275
| 2017 | 1.1633 | 1.2886 | 0.90275 | 0.86773 | 0.93107 | 2017 | 0.86773 | 0.93107 | 1.0759 | 1.1427 | 0.80711 | 0.70819 | 0.87641 | 1.0197 | 1.2122 | 1.1797 | 1.0671 | 0.87389 | 1.1735 | 1.1633 | 1.3406 | 1.0812 | 1.018 | 1.4413 | 1.6426 | 1.3273 | 1.2494 | 2017 | 0.00018013 | 0.0011221 | 0.0039471 | 0.0036731 | 0.028044 | 0.014375 | -0.00013873 | 0.00025752 | -0.00056337 | -0.0051754 | -0.0031617
| 2018 | 1.138 | 1.2569 | 0.90538 | 0.91954 | 0.89502 | 2018 | 0.91954 | 0.89502 | 1.0545 | 1.1185 | 0.7582 | 0.66016 | 0.83934 | 1.0089 | 1.2244 | 1.1979 | 1.0721 | 1.1505 | 1.2074 | 1.138 | 1.2376 | 1.0791 | 1.0175 | 1.5009 | 1.7238 | 1.3558 | 1.2715 | 2018 | -0.0010187 | 0.0038828 | 0.003279 | 0.0021563 | -0.030266 | 0.035808 | 3.2561e-05 | 8.2262e-05 | -0.00050193 | -0.0056349 | -0.0049098
| 2019 | 1.1464 | 1.2726 | 0.90085 | 0.91591 | 0.88996 | 2019 | 0.91591 | 0.88996 | 1.0628 | 1.1281 | 0.7058 | 0.64303 | 0.83393 | 1.0157 | 1.2368 | 1.2222 | 1.0787 | 1.1901 | 1.2259 | 1.1464 | 1.2516 | 1.0786 | 1.0162 | 1.6242 | 1.7828 | 1.3747 | 1.2881 | 2019 | 0.00064521 | 0.0037765 | 0.004154 | 0.0026682 | -0.0038921 | -0.0047613 | 2.8732e-05 | 0.00026401 | -0.00092098 | -0.0038595 | -0.003121
| 2020 | 1.1602 | 1.2789 | 0.90719 | 0.938 | 0.88348 | 2020 | 0.938 | 0.88348 | 1.066 | 1.1423 | 0.64415 | 0.623 | 0.82711 | 0.9771 | 1.2605 | 1.2374 | 1.0848 | 1.1587 | 1.2553 | 1.1602 | 1.2369 | 1.0884 | 1.0156 | 1.8011 | 1.8622 | 1.4027 | 1.3132 | 2020 | -0.0036968 | 0.0070613 | 0.0024505 | 0.002409 | 0.0037379 | 0.0047646 | -0.00028406 | 0.0001529 | -0.0011105 | -0.0039572 | -0.004507
| 2021 | 1.1945 | 1.2743 | 0.9374 | 0.97989 | 0.90335 | 2021 | 0.97989 | 0.90335 | 1.0971 | 1.1756 | 0.64653 | 0.62889 | 0.84669 | 0.97889 | 1.2605 | 1.2483 | 1.0884 | 0.91004 | 1.091 | 1.1945 | 1.219 | 1.0888 | 1.0161 | 1.8476 | 1.8994 | 1.4108 | 1.3223 | 2021 | 0.00019348 | -0.00012178 | 0.0016987 | 0.0013338 | 0.02606 | 0.0063213 | 9.7805e-06 | -7.7473e-05 | -0.00026761 | -0.0018137 | -0.0005826
| 2022 | 1.1819 | 1.2916 | 0.91506 | 0.96309 | 0.88003 | 2022 | 0.96309 | 0.88003 | 1.0785 | 1.1616 | 0.6265 | 0.60441 | 0.81907 | 0.99928 | 1.2605 | 1.2678 | 1.0937 | 1.0803 | 1.1573 | 1.1819 | 1.2272 | 1.0959 | 1.0175 | 1.8865 | 1.9555 | 1.443 | 1.343 | 2022 | 0.0019484 | 0.00012669 | 0.0033076 | 0.0022162 | -0.018218 | -0.0028082 | -0.00024724 | -0.00027334 | -0.00023347 | -0.0036013 | -0.0063371
| 2023 | 1.1817 | 1.3239 | 0.89264 | 0.92715 | 0.87079 | 2023 | 0.92715 | 0.87079 | 1.0659 | 1.1679 | 0.62535 | 0.58444 | 0.80562 | 1.0095 | 1.2605 | 1.2855 | 1.0999 | 1.1435 | 1.1791 | 1.1817 | 1.2746 | 1.1086 | 1.0118 | 1.8897 | 2.022 | 1.4668 | 1.3571 | 2023 | 0.00097202 | 5.2543e-05 | 0.0029123 | 0.0025033 | -0.006584 | -0.014928 | -0.00056611 | 0.0010999 | -0.00018811 | -0.0063586 | -0.0037186
44 | DQLD
| IDYEAR | OUTIND | INPIND | PRODIND | PP1 | PPK | IDYEAR | PP1 | PPK | PP2 | PP3 | PP4 | PP5 | PP6 | QB1 | QB2 | QB3 | QB4 | QB5 | MDINDEX | OUTIND | XB1 | XB2 | XB3 | XB4 | XB5 | XB6 | KIND | IDYEAR | OC1 | OC2 | OC3 | OC4 | OC5 | IC1 | IC2 | IC3 | IC4 | IC5 | IC6
| 2006 | 1 | 1 | 1 | 1 | 1 | 2006 | 1 | 1 | 1 | 1 | 1 | 1 | 1 | 1 | 1 | 1 | 1 | 1 | 1 | 1 | 1 | 1 | 1 | 1 | 1 | 1 | 1
| 2007 | 1.138 | 1.0304 | 1.1044 | 1.1314 | 1.0854 | 2007 | 1.1314 | 1.0854 | 1.107 | 1.129 | 0.99718 | 1.029 | 1.0759 | 1.0053 | 1.0626 | 1.0191 | 1.0145 | 0.70443 | 1.0626 | 1.138 | 1.0058 | 1.028 | 1.008 | 1.1412 | 1.1059 | 1.0577 | 1.0485 | 2007 | 0.00065434 | 0.028043 | 0.0056356 | 0.0078251 | 0.087085 | -0.0022062 | -0.0018129 | -0.001317 | -0.0026755 | -0.0072327 | -0.014717
| 2008 | 1.1282 | 1.0825 | 1.0422 | 1.0473 | 1.0402 | 2008 | 1.0473 | 1.0402 | 1.0879 | 1.1107 | 0.85942 | 0.9244 | 1.0337 | 1.0253 | 1.1203 | 1.041 | 1.0215 | 0.84484 | 1.1203 | 1.1282 | 1.0773 | 1.0371 | 1.0158 | 1.3128 | 1.2205 | 1.0915 | 1.0847 | 2008 | 0.0020628 | 0.021392 | 0.0045256 | 0.0031232 | -0.03968 | -0.029235 | -0.00053755 | -0.0013084 | -0.002838 | -0.0061309 | -0.009301
| 2009 | 1.143 | 1.0983 | 1.0407 | 1.0717 | 1.0175 | 2009 | 1.0717 | 1.0175 | 1.0735 | 1.1149 | 0.82145 | 0.8625 | 1.0082 | 1.0592 | 1.1531 | 1.0623 | 1.032 | 0.89181 | 1.1478 | 1.143 | 1.0665 | 1.0648 | 1.0253 | 1.3915 | 1.3252 | 1.1337 | 1.1233 | 2009 | 0.0034177 | 0.012007 | 0.0046575 | 0.0049447 | -0.012022 | 0.0039398 | -0.0016174 | -0.0012508 | -0.0010145 | -0.004759 | -0.0097222
| 2010 | 1.1764 | 1.1145 | 1.0555 | 1.1144 | 1.0139 | 2010 | 1.1144 | 1.0139 | 1.0877 | 1.1411 | 0.78994 | 0.83425 | 0.99492 | 1.0688 | 1.2143 | 1.0808 | 1.0397 | 0.89872 | 1.2143 | 1.1764 | 1.0556 | 1.0816 | 1.031 | 1.4892 | 1.4101 | 1.1824 | 1.1603 | 2010 | 0.00092021 | 0.02132 | 0.0039742 | 0.0035803 | -0.0010254 | 0.004465 | -0.00098879 | -0.0010069 | -0.0014966 | -0.0046027 | -0.011077
| 2011 | 1.1969 | 1.1979 | 0.9992 | 0.99056 | 1.0047 | 2011 | 0.99056 | 1.0047 | 1.0926 | 1.149 | 0.73948 | 0.80904 | 0.98389 | 1.0169 | 1.2143 | 1.0977 | 1.0438 | 0.83584 | 1.1531 | 1.1969 | 1.2083 | 1.0955 | 1.0417 | 1.6186 | 1.4794 | 1.2165 | 1.1913 | 2011 | -0.0051879 | -0.00018764 | 0.003716 | 0.0019283 | 0.017042 | -0.05692 | -0.00084464 | -0.001751 | -0.0019182 | -0.0031557 | -0.0075187
| 2012 | 1.231 | 1.2451 | 0.98871 | 0.96098 | 1.0092 | 2012 | 0.96098 | 1.0092 | 1.0967 | 1.1708 | 0.74791 | 0.79732 | 0.98467 | 1.0234 | 1.2143 | 1.1127 | 1.052 | 0.74597 | 1.1162 | 1.231 | 1.281 | 1.1225 | 1.0514 | 1.6459 | 1.5439 | 1.2502 | 1.2197 | 2012 | 0.00064934 | -0.00011994 | 0.0031024 | 0.0036088 | 0.02084 | -0.0249 | -0.0015279 | -0.0013987 | -0.00040986 | -0.0030698 | -0.0073239
| 2013 | 1.2338 | 1.2114 | 1.0185 | 1.0432 | 1.0021 | 2013 | 1.0432 | 1.0021 | 1.2064 | 1.1649 | 0.70646 | 0.76869 | 0.96519 | 1.0131 | 1.2143 | 1.1274 | 1.0374 | 0.71049 | 1.1146 | 1.2338 | 1.1827 | 1.0227 | 1.0591 | 1.7464 | 1.605 | 1.2782 | 1.2311 | 2013 | -0.0010075 | -0.000112 | 0.0029147 | -0.0063539 | 0.0067876 | 0.032887 | 0.0058013 | -0.0011147 | -0.0014342 | -0.0027532 | -0.0059692
| 2014 | 1.2508 | 1.2159 | 1.0287 | 1.0886 | 0.98755 | 2014 | 1.0886 | 0.98755 | 1.2144 | 1.1663 | 0.70053 | 0.75335 | 0.93917 | 1.0132 | 1.2143 | 1.1428 | 1.0424 | 0.66445 | 1.0814 | 1.2508 | 1.149 | 1.0299 | 1.0724 | 1.7854 | 1.6603 | 1.3318 | 1.2665 | 2014 | 2.1129e-05 | -8.5e-05 | 0.0029273 | 0.0021906 | 0.0086352 | 0.012152 | -0.00050221 | -0.0018474 | -0.00051387 | -0.002298 | -0.010721
| 2015 | 1.2207 | 1.275 | 0.95738 | 0.98878 | 0.9373 | 2015 | 0.98878 | 0.9373 | 1.189 | 1.1007 | 0.65839 | 0.70937 | 0.89081 | 1.0207 | 1.2143 | 1.1575 | 1.0516 | 0.82135 | 1.1178 | 1.2207 | 1.2345 | 1.0266 | 1.109 | 1.854 | 1.7208 | 1.3703 | 1.3023 | 2015 | 0.00072782 | 3.2343e-05 | 0.0027356 | 0.0039859 | -0.031835 | -0.032017 | 0.00016202 | -0.004905 | -0.0007663 | -0.0024797 | -0.0074478
| 2016 | 1.2327 | 1.2453 | 0.98989 | 1.0701 | 0.93418 | 2016 | 1.0701 | 0.93418 | 1.2004 | 1.1176 | 0.66598 | 0.69502 | 0.87925 | 1.0229 | 1.2143 | 1.1768 | 1.0539 | 0.79577 | 1.1192 | 1.2327 | 1.1519 | 1.0269 | 1.103 | 1.8509 | 1.7736 | 1.402 | 1.3195 | 2016 | 0.00021222 | 8.8625e-05 | 0.0035858 | 0.00097859 | 0.0049339 | 0.030352 | -6.8155e-05 | 0.00090877 | 0.00010882 | -0.0018388 | -0.0058676
| 2017 | 1.278 | 1.2172 | 1.05 | 1.1898 | 0.95306 | 2017 | 1.1898 | 0.95306 | 1.1916 | 1.1696 | 0.67722 | 0.70232 | 0.8909 | 1.0171 | 1.2143 | 1.1947 | 1.0579 | 0.64279 | 1.1665 | 1.278 | 1.0742 | 1.0725 | 1.0927 | 1.8872 | 1.8197 | 1.4345 | 1.341 | 2017 | -0.00056345 | -0.00011713 | 0.003142 | 0.0016958 | 0.031976 | 0.031682 | -0.0024284 | 0.0012337 | -0.00047611 | -0.0017751 | -0.0054479
| 2018 | 1.2661 | 1.228 | 1.031 | 1.1687 | 0.93527 | 2018 | 1.1687 | 0.93527 | 1.1773 | 1.1366 | 0.67033 | 0.69197 | 0.87587 | 1.0118 | 1.2143 | 1.2123 | 1.0579 | 0.70316 | 1.163 | 1.2661 | 1.0833 | 1.0754 | 1.1139 | 1.8887 | 1.8296 | 1.4455 | 1.3537 | 2018 | -0.00052755 | 7.2582e-05 | 0.0032044 | 2.3203e-05 | -0.01219 | -0.0037969 | -0.00014645 | -0.0029168 | 1.3836e-06 | -0.00026634 | -0.0017033
| 2019 | 1.2489 | 1.219 | 1.0245 | 1.1736 | 0.92199 | 2019 | 1.1736 | 0.92199 | 1.1643 | 1.1413 | 0.66555 | 0.66772 | 0.85701 | 1.0242 | 1.2143 | 1.2276 | 1.0621 | 0.79587 | 1.1842 | 1.2489 | 1.0641 | 1.0726 | 1.0943 | 1.8765 | 1.8704 | 1.4573 | 1.3546 | 2019 | 0.001222 | 0.00011443 | 0.0028907 | 0.0018721 | -0.019757 | 0.0079906 | 0.00014474 | 0.0025765 | 0.00014371 | -0.001475 | -0.0020499
| 2020 | 1.2527 | 1.229 | 1.0192 | 1.1636 | 0.91728 | 2020 | 1.1636 | 0.91728 | 1.1514 | 1.1394 | 0.63898 | 0.65857 | 0.85604 | 1.0177 | 1.2197 | 1.2409 | 1.0673 | 0.8085 | 1.1824 | 1.2527 | 1.0766 | 1.088 | 1.0994 | 1.9604 | 1.9021 | 1.4633 | 1.3656 | 2020 | -0.00064681 | 0.0017881 | 0.0023688 | 0.0022932 | -0.0027844 | -0.004987 | -0.00075141 | -0.00064047 | -0.00085738 | -0.00057397 | -0.00036545
| 2021 | 1.2591 | 1.1737 | 1.0728 | 1.302 | 0.91181 | 2021 | 1.302 | 0.91181 | 1.1529 | 1.1334 | 0.64407 | 0.65193 | 0.84925 | 1.0148 | 1.2197 | 1.2542 | 1.0737 | 0.80825 | 1.1096 | 1.2591 | 0.967 | 1.0921 | 1.1109 | 1.9549 | 1.9313 | 1.4826 | 1.3808 | 2021 | -0.00029376 | 9.7585e-05 | 0.0025125 | 0.0028488 | -6.4189e-05 | 0.051067 | -0.00014784 | -0.0013866 | 0.00021952 | -6.8853e-05 | -0.003574
| 2022 | 1.2339 | 1.1916 | 1.0356 | 1.2399 | 0.88996 | 2022 | 1.2399 | 0.88996 | 1.1146 | 1.1056 | 0.63524 | 0.62871 | 0.83175 | 1.0285 | 1.2538 | 1.2778 | 1.0775 | 0.97395 | 1.2265 | 1.2339 | 0.99521 | 1.1071 | 1.1161 | 1.9425 | 1.9627 | 1.4835 | 1.3865 | 2022 | 0.0013685 | 0.011467 | 0.0045291 | 0.0018662 | -0.039395 | -0.013318 | -0.00069378 | -0.0007268 | 0.00016415 | -0.00084617 | 0.00028588
| 2023 | 1.278 | 1.2649 | 1.0103 | 1.1602 | 0.90748 | 2023 | 1.1602 | 0.90748 | 1.153 | 1.1333 | 0.65648 | 0.63904 | 0.84184 | 1.0434 | 1.2538 | 1.3009 | 1.0808 | 0.85238 | 1.1988 | 1.278 | 1.1015 | 1.1084 | 1.1277 | 1.9467 | 1.9999 | 1.5181 | 1.4083 | 2023 | 0.0014779 | -0.00020562 | 0.0037465 | 0.0013256 | 0.028726 | -0.048311 | -0.00017097 | -0.0020691 | -0.00012512 | -0.0019308 | -0.0071398
45 | DSA
| IDYEAR | OUTIND | INPIND | PRODIND | PP1 | PPK | IDYEAR | PP1 | PPK | PP2 | PP3 | PP4 | PP5 | PP6 | QB1 | QB2 | QB3 | QB4 | QB5 | MDINDEX | OUTIND | XB1 | XB2 | XB3 | XB4 | XB5 | XB6 | KIND | IDYEAR | OC1 | OC2 | OC3 | OC4 | OC5 | IC1 | IC2 | IC3 | IC4 | IC5 | IC6
| 2006 | 1 | 1 | 1 | 1 | 1 | 2006 | 1 | 1 | 1 | 1 | 1 | 1 | 1 | 1 | 1 | 1 | 1 | 1 | 1 | 1 | 1 | 1 | 1 | 1 | 1 | 1 | 1
| 2007 | 0.97454 | 1.0007 | 0.97387 | 1.0492 | 0.94022 | 2007 | 1.0492 | 0.94022 | 0.96583 | 0.97449 | 0.95425 | 0.93681 | 0.92668 | 1.0278 | 1 | 1.0008 | 1.0058 | 1.153 | 0.99303 | 0.97454 | 0.92882 | 1.009 | 1.0001 | 1.0213 | 1.0403 | 1.0517 | 1.0365 | 2007 | 0.0029113 | -0.00080418 | -0.00017229 | 0.0024893 | -0.030213 | 0.022679 | -0.00019523 | 2.4651e-05 | -7.84e-05 | -0.0090219 | -0.014096
| 2008 | 1.0727 | 1.0507 | 1.0209 | 1.0356 | 1.0123 | 2008 | 1.0356 | 1.0123 | 1.0537 | 1.0725 | 1.0289 | 0.99269 | 0.99815 | 1.0356 | 1.0704 | 1.0029 | 1.0117 | 0.83106 | 1.0704 | 1.0727 | 1.0358 | 1.018 | 1.0001 | 1.0425 | 1.0806 | 1.0747 | 1.0596 | 2008 | 0.00055789 | 0.028572 | 0.0011343 | 0.0031249 | 0.062546 | -0.032706 | -0.00019162 | 3.0321e-05 | -7.6463e-05 | -0.0084114 | -0.0074439
| 2009 | 1.1016 | 1.1037 | 0.99816 | 0.97165 | 1.0106 | 2009 | 0.97165 | 1.0106 | 1.0655 | 1.1005 | 0.98515 | 0.97413 | 0.99641 | 1.0285 | 1.1546 | 1.0457 | 1.0212 | 0.91202 | 1.1546 | 1.1016 | 1.1338 | 1.0339 | 1.001 | 1.1182 | 1.1309 | 1.1056 | 1.09 | 2009 | -0.00067996 | 0.030077 | 0.0090843 | 0.004271 | -0.016105 | -0.030422 | -0.00031585 | -9.8437e-05 | -0.00024094 | -0.0089859 | -0.0090829
| 2010 | 1.0483 | 1.1273 | 0.92991 | 0.92376 | 0.93113 | 2010 | 0.92376 | 0.93113 | 0.99471 | 1.047 | 0.94041 | 0.89724 | 0.90629 | 1.0501 | 1.1546 | 1.0618 | 1.028 | 1.2261 | 1.1197 | 1.0483 | 1.1348 | 1.0538 | 1.0012 | 1.1147 | 1.1683 | 1.1567 | 1.1258 | 2010 | 0.0023149 | 0.00019773 | 0.0031299 | 0.0029922 | -0.058291 | 0.00063606 | -0.00039904 | 3.1444e-05 | 8.4822e-06 | -0.0069588 | -0.014487
| 2011 | 1.0725 | 1.232 | 0.87058 | 0.75867 | 0.93477 | 2011 | 0.75867 | 0.93477 | 1.0513 | 1.0703 | 1.0742 | 0.89929 | 0.90209 | 1.0278 | 1.1546 | 1.0735 | 1.0279 | 1.1098 | 1.1197 | 1.0725 | 1.4137 | 1.0202 | 1.0021 | 0.9985 | 1.1927 | 1.189 | 1.1474 | 2011 | -0.002356 | -0.00016191 | 0.0025531 | 6.8031e-06 | 0.022859 | -0.075267 | 0.00069326 | -8.8954e-05 | 0.00040574 | -0.0043171 | -0.010255
| 2012 | 1.1121 | 1.2687 | 0.87658 | 0.76102 | 0.94306 | 2012 | 0.76102 | 0.94306 | 1.0769 | 1.1154 | 0.97854 | 0.91344 | 0.897 | 1.0059 | 1.1546 | 1.0839 | 1.0332 | 0.9016 | 1.0011 | 1.1121 | 1.4613 | 1.0327 | 0.99702 | 1.1365 | 1.2175 | 1.2398 | 1.1793 | 2012 | -0.002317 | -0.00023798 | 0.0022104 | 0.0024626 | 0.034108 | -0.011907 | -0.0002612 | 0.0005814 | -0.00046841 | -0.0039273 | -0.01338
| 2013 | 1.0979 | 1.3091 | 0.83869 | 0.71372 | 0.91596 | 2013 | 0.71372 | 0.91596 | 1.0592 | 1.1007 | 0.95946 | 0.88977 | 0.86521 | 1.0049 | 1.1546 | 1.0885 | 1.036 | 0.99733 | 1.0495 | 1.0979 | 1.5383 | 1.0366 | 0.9975 | 1.1443 | 1.2339 | 1.269 | 1.1986 | 2013 | -7.6997e-05 | 3.2507e-05 | 0.00089864 | 0.0011984 | -0.014904 | -0.020901 | -9.5287e-05 | 1.0207e-05 | -3.0653e-05 | -0.002687 | -0.0076281
| 2014 | 1.0681 | 1.3195 | 0.80947 | 0.69772 | 0.87807 | 2014 | 0.69772 | 0.87807 | 1.0333 | 1.0815 | 0.9106 | 0.85268 | 0.8231 | 0.96794 | 1.1546 | 1.0936 | 1.0383 | 1.172 | 1.1026 | 1.0681 | 1.5309 | 1.0337 | 0.98766 | 1.173 | 1.2527 | 1.2977 | 1.2164 | 2014 | -0.0037044 | 5.4919e-05 | 0.00099611 | 0.0010302 | -0.025895 | 0.0011003 | 4.6358e-05 | 0.0010008 | -8.2881e-05 | -0.0025895 | -0.0074197
| 2015 | 1.1151 | 1.3473 | 0.8276 | 0.70106 | 0.90612 | 2015 | 0.70106 | 0.90612 | 1.0606 | 1.1631 | 0.91546 | 0.87787 | 0.84172 | 0.94413 | 1.1546 | 1.0964 | 1.0397 | 0.86719 | 0.99318 | 1.1151 | 1.5905 | 1.0513 | 0.95872 | 1.218 | 1.2702 | 1.3247 | 1.2306 | 2015 | -0.0024326 | -0.00018117 | 0.00056566 | 0.00058845 | 0.044473 | -0.013626 | -0.00032776 | 0.0028457 | -0.00012122 | -0.0022882 | -0.0073495
| 2016 | 1.1029 | 1.2683 | 0.86959 | 0.82684 | 0.88721 | 2016 | 0.82684 | 0.88721 | 1.0573 | 1.1437 | 0.90956 | 0.84926 | 0.82544 | 0.94528 | 1.1546 | 1.1025 | 1.0469 | 0.97961 | 1.0039 | 1.1029 | 1.3339 | 1.0432 | 0.96436 | 1.2126 | 1.2987 | 1.3362 | 1.2431 | 2016 | 7.0352e-05 | 0.00019406 | 0.001165 | 0.0031453 | -0.015529 | 0.066621 | 0.00014468 | -0.00047246 | 3.2732e-05 | -0.0037845 | -0.0020968
| 2017 | 1.0884 | 1.3466 | 0.80831 | 0.7084 | 0.867 | 2017 | 0.7084 | 0.867 | 1.0285 | 1.1288 | 0.89819 | 0.82584 | 0.81103 | 0.93246 | 1.1546 | 1.1277 | 1.0488 | 1.0917 | 1.0629 | 1.0884 | 1.5365 | 1.0582 | 0.96427 | 1.2118 | 1.318 | 1.342 | 1.2554 | 2017 | -0.0013587 | -1.0653e-05 | 0.0048673 | 0.00082812 | -0.017543 | -0.053695 | -0.00022822 | -0.00030414 | 1.2883e-05 | -0.0019881 | -0.0036591
| 2018 | 1.1148 | 1.3445 | 0.82918 | 0.74047 | 0.87913 | 2018 | 0.74047 | 0.87913 | 1.046 | 1.1447 | 0.8861 | 0.83512 | 0.82264 | 0.92691 | 1.1546 | 1.1484 | 1.0528 | 0.96686 | 1.0081 | 1.1148 | 1.5055 | 1.0658 | 0.97391 | 1.2581 | 1.3349 | 1.3551 | 1.2681 | 2018 | -0.00055418 | -8.1176e-05 | 0.0038125 | 0.0016658 | 0.019089 | 0.0079037 | -0.00011258 | -0.00081 | -9.0943e-05 | -0.0020101 | -0.0033198
| 2019 | 1.0966 | 1.3662 | 0.80267 | 0.70989 | 0.85618 | 2019 | 0.70989 | 0.85618 | 1.0331 | 1.1177 | 0.86683 | 0.79819 | 0.80647 | 0.91752 | 1.1546 | 1.1635 | 1.0527 | 1.0888 | 1.1276 | 1.0966 | 1.5448 | 1.0615 | 0.98113 | 1.2651 | 1.3739 | 1.3598 | 1.2808 | 2019 | -0.0010338 | 4.6581e-05 | 0.0028611 | -2.6809e-05 | -0.018279 | -0.0098727 | 6.53e-05 | -0.00066091 | -1.1318e-05 | -0.0045852 | -0.00099544
| 2020 | 1.128 | 1.3202 | 0.8544 | 0.81933 | 0.86823 | 2020 | 0.81933 | 0.86823 | 1.0587 | 1.1346 | 0.87347 | 0.80097 | 0.82061 | 0.89914 | 1.1546 | 1.1743 | 1.0541 | 0.90026 | 1.0658 | 1.128 | 1.3767 | 1.0654 | 0.99421 | 1.2914 | 1.4083 | 1.3746 | 1.2992 | 2020 | -0.0019134 | -0.00010685 | 0.0017885 | 0.00050084 | 0.027935 | 0.04378 | -5.6726e-05 | -0.0012245 | -4.2337e-05 | -0.0040035 | -0.0041943
| 2021 | 1.1194 | 1.3568 | 0.82504 | 0.79748 | 0.83283 | 2021 | 0.79748 | 0.83283 | 1.0435 | 1.1287 | 0.86485 | 0.71151 | 0.80558 | 0.88239 | 1.1546 | 1.1823 | 1.0563 | 0.95584 | 0.96663 | 1.1194 | 1.4037 | 1.0727 | 0.99172 | 1.2943 | 1.5733 | 1.3895 | 1.3441 | 2021 | -0.0018617 | 1.9212e-05 | 0.0014735 | 0.00097743 | -0.0082729 | -0.007819 | -8.4342e-05 | 0.00025404 | 7.3519e-06 | -0.016317 | -0.0033534
| 2022 | 1.1121 | 1.402 | 0.79326 | 0.74174 | 0.8176 | 2022 | 0.74174 | 0.8176 | 1.0202 | 1.1229 | 0.84262 | 0.69569 | 0.78871 | 0.89227 | 1.1546 | 1.1925 | 1.061 | 1.0347 | 0.91499 | 1.1121 | 1.4994 | 1.0901 | 0.9904 | 1.3198 | 1.5986 | 1.4101 | 1.3602 | 2022 | 0.00103 | 6.388e-05 | 0.0019459 | 0.0020655 | -0.011607 | -0.026231 | -0.00022917 | 0.00011632 | -3.9653e-05 | -0.0016905 | -0.004699
| 2023 | 1.1056 | 1.4965 | 0.73877 | 0.63392 | 0.80473 | 2023 | 0.63392 | 0.80473 | 1.0154 | 1.1189 | 0.83037 | 0.67727 | 0.77652 | 0.89539 | 1.1546 | 1.2026 | 1.0646 | 1.0975 | 1.0267 | 1.1056 | 1.7441 | 1.0888 | 0.9881 | 1.3315 | 1.6324 | 1.4238 | 1.3739 | 2023 | 0.00028114 | 6.8176e-05 | 0.0019802 | 0.0016273 | -0.0098415 | -0.058793 | -3.0466e-05 | 0.00020988 | -3.8796e-05 | -0.0031567 | -0.0034709
46 | DTAS
| IDYEAR | OUTIND | INPIND | PRODIND | PP1 | PPK | IDYEAR | PP1 | PPK | PP2 | PP3 | PP4 | PP5 | PP6 | QB1 | QB2 | QB3 | QB4 | QB5 | MDINDEX | OUTIND | XB1 | XB2 | XB3 | XB4 | XB5 | XB6 | KIND | IDYEAR | OC1 | OC2 | OC3 | OC4 | OC5 | IC1 | IC2 | IC3 | IC4 | IC5 | IC6
| 2006 | 1 | 1 | 1 | 1 | 1 | 2006 | 1 | 1 | 1 | 1 | 1 | 1 | 1 | 1 | 1 | 1 | 1 | 1 | 1 | 1 | 1 | 1 | 1 | 1 | 1 | 1 | 1
| 2007 | 0.97676 | 1.0074 | 0.96954 | 0.97859 | 0.96402 | 2007 | 0.97859 | 0.96402 | 0.97676 | 0.97676 | 0.97676 | 0.97651 | 0.94173 | 0.9929 | 1.08 | 1.0193 | 1 | 1.3359 | 1.08 | 0.97676 | 0.99813 | 1 | 1 | 1 | 1.0003 | 1.0372 | 1.0132 | 2007 | -0.00071462 | 0.031134 | 0.0038052 | -0.00046911 | -0.05727 | 0.00018568 | -3.8375e-07 | -9.8521e-05 | 3.5115e-06 | -0.00042802 | -0.0070848
| 2008 | 0.97802 | 1.0241 | 0.95496 | 0.97031 | 0.94572 | 2008 | 0.97031 | 0.94572 | 0.97802 | 0.97802 | 0.97802 | 0.97776 | 0.89911 | 0.99829 | 1.0856 | 1.039 | 1 | 1.3775 | 1.0856 | 0.97802 | 1.0079 | 1 | 1 | 1 | 1.0003 | 1.0878 | 1.0341 | 2008 | 0.00054045 | 0.0021162 | 0.0046702 | 0.00043913 | -0.0064787 | -0.0038189 | -3.4686e-07 | 0.00027959 | 6.0653e-05 | 0.00020469 | -0.013164
| 2009 | 0.9518 | 1.0813 | 0.88025 | 0.84719 | 0.90216 | 2009 | 0.84719 | 0.90216 | 0.94546 | 0.9527 | 0.65542 | 0.94895 | 0.84034 | 1.0309 | 1.0856 | 1.0591 | 1.0027 | 1.6128 | 1.0668 | 0.9518 | 1.1235 | 1.0067 | 0.99905 | 1.4522 | 1.003 | 1.1326 | 1.055 | 2009 | 0.0033976 | 3.6322e-05 | 0.0040425 | 0.00089714 | -0.035547 | -0.041303 | -3.0025e-05 | 0.00079148 | -0.0013323 | 0.00062609 | -0.013044
| 2010 | 0.95749 | 1.1823 | 0.80986 | 0.71809 | 0.87979 | 2010 | 0.71809 | 0.87979 | 0.95111 | 0.94014 | 0.6563 | 0.91711 | 0.81026 | 1.0217 | 1.0856 | 1.0796 | 1.0199 | 1.6767 | 1.0452 | 0.95749 | 1.3334 | 1.0067 | 1.0185 | 1.4589 | 1.044 | 1.1817 | 1.0883 | 2010 | -0.00098185 | -2.2516e-05 | 0.004433 | 0.0082653 | -0.0057344 | -0.069281 | 3.3689e-06 | -0.005441 | -6.3091e-05 | -0.0052135 | -0.0093015
| 2011 | 1.0393 | 1.183 | 0.87853 | 0.80743 | 0.9265 | 2011 | 0.80743 | 0.9265 | 1.0324 | 1.0105 | 0.61346 | 0.95588 | 0.83848 | 0.99913 | 1.0856 | 1.1006 | 1.0385 | 1.1589 | 1.0179 | 1.0393 | 1.2872 | 1.0067 | 1.0285 | 1.6942 | 1.0873 | 1.2395 | 1.1218 | 2011 | -0.0023658 | -6.2655e-05 | 0.0044082 | 0.0087033 | 0.071341 | 0.016691 | -1.4953e-08 | -0.0023056 | -0.00051655 | -0.0043855 | -0.010121
| 2012 | 1.0162 | 1.2467 | 0.81514 | 0.70879 | 0.89198 | 2012 | 0.70879 | 0.89198 | 1.0095 | 0.98141 | 0.5836 | 0.92238 | 0.79809 | 0.97063 | 1.0856 | 1.1107 | 1.0477 | 1.3463 | 0.98024 | 1.0162 | 1.4337 | 1.0067 | 1.0355 | 1.7413 | 1.1017 | 1.2733 | 1.1393 | 2012 | -0.0029149 | 8.6083e-06 | 0.0019819 | 0.00404 | -0.025601 | -0.042815 | 1.3259e-06 | -0.0018257 | -9.3031e-05 | -0.0015711 | -0.0061063
| 2013 | 1.0425 | 1.1319 | 0.92106 | 0.94009 | 0.91001 | 2013 | 0.94009 | 0.91001 | 1.0356 | 1.0034 | 0.60103 | 0.94019 | 0.81234 | 0.95482 | 1.0856 | 1.1166 | 1.0531 | 1.1589 | 0.96143 | 1.0425 | 1.109 | 1.0067 | 1.039 | 1.7346 | 1.1089 | 1.2834 | 1.1456 | 2013 | -0.0016116 | -2.8447e-05 | 0.0011546 | 0.0023161 | 0.023723 | 0.09995 | -9.1605e-07 | -0.00080057 | 1.4445e-05 | -0.00074513 | -0.0017983
| 2014 | 0.99152 | 1.1482 | 0.86356 | 0.8805 | 0.85271 | 2014 | 0.8805 | 0.85271 | 0.98526 | 0.94925 | 0.51862 | 0.87405 | 0.75648 | 0.92426 | 1.0856 | 1.1201 | 1.0606 | 1.5685 | 0.98999 | 0.99152 | 1.1261 | 1.0064 | 1.0445 | 1.9118 | 1.1344 | 1.3107 | 1.1628 | 2014 | -0.0033361 | 3.0916e-05 | 0.0006835 | 0.0033291 | -0.050873 | -0.0052394 | 1.3836e-06 | -0.0014532 | -0.00030731 | -0.0025533 | -0.0047508
| 2015 | 1.0427 | 1.0764 | 0.9687 | 1.1283 | 0.88889 | 2015 | 1.1283 | 0.88889 | 1.0361 | 0.99339 | 0.54369 | 0.91271 | 0.78431 | 0.94089 | 1.0856 | 1.1293 | 1.0669 | 1.2085 | 0.98236 | 1.0427 | 0.92416 | 1.0064 | 1.0497 | 1.9178 | 1.1424 | 1.3295 | 1.1731 | 2015 | 0.0018771 | -3.155e-05 | 0.0017491 | 0.0025866 | 0.044164 | 0.070506 | -2.4107e-06 | -0.0012603 | -2.9819e-05 | -0.00089262 | -0.0037695
| 2016 | 1.0354 | 1.1122 | 0.93096 | 1.0252 | 0.87702 | 2016 | 1.0252 | 0.87702 | 1.0307 | 0.98004 | 0.51245 | 0.89973 | 0.77437 | 0.95384 | 1.0856 | 1.1384 | 1.0694 | 1.2971 | 1.0113 | 1.0354 | 1.0099 | 1.0045 | 1.0565 | 2.0205 | 1.1508 | 1.3371 | 1.1806 | 2016 | 0.0013543 | 2.4693e-06 | 0.001716 | 0.0010497 | -0.011147 | -0.029168 | 9.3958e-06 | -0.0017514 | -0.00013322 | -0.00064501 | -0.0010266
| 2017 | 1.0509 | 1.2535 | 0.83838 | 0.78611 | 0.87865 | 2017 | 0.78611 | 0.87865 | 1.0468 | 0.98358 | 0.51319 | 0.90919 | 0.7702 | 0.94247 | 1.0856 | 1.1477 | 1.0714 | 1.1877 | 1.0012 | 1.0509 | 1.3368 | 1.0039 | 1.0684 | 2.0477 | 1.1558 | 1.3644 | 1.196 | 2017 | -0.0011747 | -8.1736e-06 | 0.0017201 | 0.0008346 | 0.01345 | -0.11319 | 4.058e-06 | -0.0027731 | 3.7644e-07 | -0.00024158 | -0.0033583
| 2018 | 1.0315 | 1.2416 | 0.83084 | 0.79924 | 0.85476 | 2018 | 0.79924 | 0.85476 | 1.0322 | 0.94865 | 0.51369 | 0.87693 | 0.75796 | 0.96502 | 1.0856 | 1.1488 | 1.0734 | 1.3694 | 1.0016 | 1.0315 | 1.2906 | 0.99938 | 1.0874 | 2.0081 | 1.1763 | 1.3609 | 1.2068 | 2018 | 0.0022914 | 4.8811e-05 | 0.00036381 | 0.0011237 | -0.02241 | 0.014474 | 1.6804e-05 | -0.0048077 | 4.1423e-05 | -0.0019672 | 0.0017806
| 2019 | 1.0333 | 1.208 | 0.85542 | 0.87346 | 0.84356 | 2019 | 0.87346 | 0.84356 | 1.0392 | 0.94205 | 0.51387 | 0.86673 | 0.74387 | 0.97125 | 1.0856 | 1.1588 | 1.0779 | 1.3896 | 0.96558 | 1.0333 | 1.183 | 0.99435 | 1.0969 | 2.0109 | 1.1922 | 1.3891 | 1.225 | 2019 | 0.00065044 | 5.6677e-06 | 0.0019278 | 0.0019705 | -0.0028018 | 0.037819 | 1.997e-05 | -0.0021997 | 1.4216e-05 | -0.0012831 | -0.0069578
| 2020 | 1.0454 | 1.2431 | 0.84092 | 0.83328 | 0.84599 | 2020 | 0.83328 | 0.84599 | 1.0497 | 0.95083 | 0.4974 | 0.87012 | 0.73919 | 0.98931 | 1.0856 | 1.1728 | 1.0802 | 1.3451 | 1.0154 | 1.0454 | 1.2545 | 0.99591 | 1.0995 | 2.1017 | 1.2014 | 1.4142 | 1.2357 | 2020 | 0.0018779 | -4.0131e-06 | 0.0026165 | 0.00097526 | 0.0061229 | -0.024796 | -6.5669e-06 | -0.0005531 | -9.7241e-05 | -0.00045882 | -0.0027735
| 2021 | 1.0298 | 1.27 | 0.81082 | 0.78775 | 0.82881 | 2021 | 0.78775 | 0.82881 | 1.0537 | 0.93407 | 0.49741 | 0.85888 | 0.71848 | 1.0076 | 1.0856 | 1.1876 | 1.0682 | 1.4506 | 1.0316 | 1.0298 | 1.3072 | 0.97733 | 1.1025 | 2.0703 | 1.199 | 1.4332 | 1.2425 | 2021 | 0.0018864 | 1.6156e-05 | 0.0028634 | -0.0051081 | -0.014713 | -0.020399 | 6.5956e-05 | -0.00024045 | 7.9393e-05 | 0.00072202 | -0.0016244
| 2022 | 1.0045 | 1.2696 | 0.79119 | 0.77594 | 0.80271 | 2022 | 0.77594 | 0.80271 | 1.0283 | 0.91337 | 0.54443 | 0.8174 | 0.69116 | 1.0297 | 1.0856 | 1.2012 | 1.063 | 1.65 | 1.01 | 1.0045 | 1.2945 | 0.97684 | 1.0997 | 1.845 | 1.2289 | 1.4533 | 1.2513 | 2022 | 0.0022697 | 1.975e-05 | 0.0026818 | -0.0022539 | -0.027591 | 0.0041888 | 2.0706e-06 | 0.00057043 | 0.000302 | -0.0022719 | -0.0024328
| 2023 | 1.0389 | 1.2384 | 0.83888 | 0.86621 | 0.81968 | 2023 | 0.86621 | 0.81968 | 1.066 | 0.93863 | 0.56344 | 0.82982 | 0.70008 | 1.0409 | 1.0856 | 1.2142 | 1.0708 | 1.4528 | 1.0473 | 1.0389 | 1.1993 | 0.97454 | 1.1068 | 1.8438 | 1.2519 | 1.4839 | 1.2674 | 2023 | 0.0010879 | -1.0118e-05 | 0.0023262 | 0.0034056 | 0.026869 | 0.035158 | 1.6988e-05 | -0.0025775 | -2.2304e-05 | -0.0029083 | -0.004817

## 2.Shazam-pooled
Shazam Pooled MTFP Index Results
| Output, Input & TFP Indexes |  |  |  | PFP Indexes
| IDYEAR | CCDOI | CCDII | CCDTFP | IDYEAR | PPK | PP1 | PP2 | PP3 | PP4 | PP5 | PP6
| 106 | 1 | 1 | 1 | 106 | 1 | bar: PP1 to PP6
| 107 | 0.98805 | 1.0078 | 0.98039 | 107 | 0.97781 | 0.98142 | 0.98805 | 0.99172 | 0.98805 | 0.9728 | 0.9657
| 108 | 1.0282 | 1.0358 | 0.99266 | 108 | 1.0144 | 0.96108 | 1.0282 | 1.0377 | 1.0282 | 1.0105 | 0.98463
| 109 | 1.0271 | 1.0483 | 0.97974 | 109 | 0.99732 | 0.95639 | 1.0271 | 1.0395 | 1.0271 | 0.97397 | 0.95747
| 110 | 1.0468 | 1.1239 | 0.93145 | 110 | 1.0012 | 0.8444 | 1.0468 | 1.0588 | 1.0468 | 0.95593 | 0.95957
| 111 | 1.0117 | 1.1906 | 0.84975 | 111 | 0.9481 | 0.73379 | 1.0117 | 1.021 | 1.0117 | 0.89316 | 0.90304
| 112 | 1.0922 | 1.2377 | 0.88246 | 112 | 1.0094 | 0.73832 | 0.97851 | 1.1177 | 1.0922 | 0.93044 | 0.96862
| 113 | 1.1112 | 1.2908 | 0.86084 | 113 | 1.0125 | 0.70341 | 0.99551 | 1.1444 | 1.1112 | 0.91469 | 0.96635
| 114 | 1.1206 | 1.3923 | 0.80483 | 114 | 0.98556 | 0.63828 | 1.0036 | 1.1667 | 0.2905 | 0.89021 | 0.94736
| 115 | 1.1397 | 1.3636 | 0.83578 | 115 | 0.99627 | 0.67416 | 1.0211 | 1.2174 | 0.29438 | 0.8752 | 0.95001
| 116 | 1.1447 | 1.1009 | 1.0398 | 116 | 0.99274 | 1.1185 | 1.0207 | 1.2089 | 0.29664 | 0.8708 | 0.9457
| 117 | 1.1418 | 1.139 | 1.0024 | 117 | 0.98451 | 1.0285 | 1.054 | 1.1885 | 0.29214 | 0.85871 | 0.93848
| 118 | 1.2137 | 1.2414 | 0.97765 | 118 | 1.035 | 0.9059 | 1.1193 | 1.2551 | 0.3093 | 0.90245 | 0.9856
| 119 | 1.2147 | 1.2339 | 0.98443 | 119 | 1.0165 | 0.94114 | 1.1203 | 1.2543 | 0.30955 | 0.8898 | 0.95468
| 120 | 1.2332 | 1.2204 | 1.0105 | 120 | 1.0121 | 1.0034 | 1.0503 | 1.2691 | 0.31032 | 0.87621 | 0.95571
| 121 | 1.2529 | 1.195 | 1.0484 | 121 | 1.0185 | 1.0783 | 1.0462 | 1.2879 | 0.31568 | 0.87103 | 0.95959
| 122 | 1.2539 | 1.2318 | 1.0179 | 122 | 1.0072 | 1.0222 | 0.97465 | 1.283 | 0.31592 | 0.8613 | 0.95222
| 123 | 1.3661 | 1.2141 | 1.1252 | 123 | 1.0901 | 1.1732 | 1.0485 | 1.3993 | 0.34416 | 0.93025 | 1.037
| 206 | 8.4196 | 8.5841 | 0.98083 | 206 | 1.0428 | 0.90276 | 1.5158 | 1.4626 | 0.019351 | 1.592 | 1.0433
| 207 | 8.4707 | 8.1378 | 1.0409 | 207 | 1.0277 | 1.0693 | 1.6079 | 1.4745 | 0.019521 | 1.554 | 1.0043
| 208 | 8.4331 | 9.5185 | 0.88597 | 208 | 1.0046 | 0.75046 | 1.6 | 1.4672 | 0.019613 | 1.516 | 0.96067
| 209 | 8.381 | 9.2308 | 0.90794 | 209 | 0.97889 | 0.82353 | 1.57 | 1.4571 | 0.02004 | 1.4696 | 0.91087
| 210 | 8.8229 | 9.8196 | 0.8985 | 210 | 1.0166 | 0.76167 | 1.6309 | 1.5392 | 0.020467 | 1.5167 | 0.91676
| 211 | 8.8438 | 9.7669 | 0.90548 | 211 | 0.99695 | 0.79632 | 1.5997 | 1.546 | 0.020155 | 1.4768 | 0.90339
| 212 | 8.9851 | 10.3511 | 0.86804 | 212 | 0.97993 | 0.73467 | 1.6117 | 1.5781 | 0.020131 | 1.4536 | 0.88005
| 213 | 9.0754 | 9.6748 | 0.93804 | 213 | 0.95805 | 0.93978 | 1.6091 | 1.5997 | 0.019788 | 1.4294 | 0.8588
| 214 | 8.9812 | 10.2034 | 0.88022 | 214 | 0.92231 | 0.83711 | 1.6594 | 1.5542 | 0.018649 | 1.3792 | 0.82477
| 215 | 9.0613 | 10.9646 | 0.82641 | 215 | 0.91806 | 0.71856 | 1.6059 | 1.5502 | 0.02041 | 1.3777 | 0.82081
| 216 | 9.0219 | 10.5483 | 0.8553 | 216 | 0.90151 | 0.80381 | 1.6254 | 1.5191 | 0.019301 | 1.3567 | 0.80771
| 217 | 9.0114 | 10.0736 | 0.89456 | 217 | 0.90068 | 0.90624 | 1.5859 | 1.4963 | 0.018858 | 1.3351 | 0.84318
| 218 | 9.16 | 9.5817 | 0.956 | 218 | 0.90838 | 1.0728 | 1.677 | 1.5284 | 0.019886 | 1.341 | 0.84724
| 219 | 9.1144 | 9.487 | 0.96073 | 219 | 0.89267 | 1.126 | 1.6692 | 1.4344 | 0.020348 | 1.318 | 0.84372
| 220 | 8.8743 | 9.0332 | 0.98241 | 220 | 0.86689 | 1.2404 | 1.6533 | 1.4831 | 0.01887 | 1.2645 | 0.81224
| 221 | 9.1952 | 8.7714 | 1.0483 | 221 | 0.89079 | 1.3662 | 1.7115 | 1.5219 | 0.019796 | 1.2981 | 0.83726
| 222 | 9.1489 | 8.4018 | 1.0889 | 222 | 0.89326 | 1.5484 | 1.731 | 1.4197 | 0.019597 | 1.28 | 0.86467
| 223 | 9.4304 | 8.8183 | 1.0694 | 223 | 0.92706 | 1.447 | 1.7673 | 1.4506 | 0.021284 | 1.3091 | 0.8911
| 306 | 1.4562 | 1.0121 | 1.4388 | 306 | 1.4481 | 1.5191 | 12.3125 | 4.1593 | 0.15409 | 2.0855 | 0.74509
| 307 | 1.5087 | 1.024 | 1.4733 | 307 | 1.4853 | 1.5259 | 12.5817 | 4.2502 | 0.15128 | 2.0506 | 0.76157
| 308 | 1.5597 | 1.016 | 1.5351 | 308 | 1.5336 | 1.6175 | 13.5951 | 4.5926 | 0.15133 | 2.0511 | 0.75884
| 309 | 1.5199 | 1.0767 | 1.4116 | 309 | 1.4925 | 1.3353 | 13.255 | 4.4777 | 0.14479 | 1.961 | 0.73033
| 310 | 1.5285 | 1.107 | 1.3807 | 310 | 1.4768 | 1.2786 | 13.3706 | 4.5168 | 0.14294 | 1.9303 | 0.71098
| 311 | 1.5927 | 1.1236 | 1.4175 | 311 | 1.4805 | 1.3751 | 13.6745 | 4.6281 | 0.15436 | 1.8627 | 0.7295
| 312 | 1.5669 | 1.2211 | 1.2832 | 312 | 1.4254 | 1.1215 | 13.4531 | 4.5361 | 0.12256 | 1.8366 | 0.70662
| 313 | 1.5801 | 1.2176 | 1.2977 | 313 | 1.4158 | 1.1596 | 13.5663 | 4.5731 | 0.12146 | 1.8245 | 0.7008
| 314 | 1.5693 | 1.2488 | 1.2566 | 314 | 1.3952 | 1.0952 | 12.9083 | 4.701 | 0.11223 | 1.7835 | 0.67835
| 315 | 1.604 | 1.2395 | 1.2941 | 315 | 1.407 | 1.1624 | 13.156 | 4.7999 | 0.1126 | 1.8046 | 0.69025
| 316 | 1.6216 | 1.2533 | 1.2938 | 316 | 1.3963 | 1.1723 | 13.2959 | 4.909 | 0.10447 | 1.8113 | 0.68874
| 317 | 1.6591 | 1.2596 | 1.3172 | 317 | 1.4003 | 1.2298 | 13.6428 | 4.9682 | 0.10699 | 1.8389 | 0.70194
| 318 | 1.6523 | 1.2086 | 1.3671 | 318 | 1.4041 | 1.3558 | 13.7036 | 5.0818 | 0.10469 | 1.8831 | 0.69739
| 319 | 1.6729 | 1.253 | 1.3351 | 319 | 1.4149 | 1.2541 | 13.8757 | 5.1489 | 0.106 | 1.9047 | 0.69653
| 320 | 1.6311 | 1.2403 | 1.3151 | 320 | 1.3638 | 1.268 | 13.5141 | 5.1361 | 0.092866 | 1.885 | 0.66729
| 321 | 1.6618 | 1.1865 | 1.4005 | 321 | 1.3951 | 1.4282 | 13.7829 | 5.224 | 0.093781 | 1.8906 | 0.68918
| 322 | 1.6818 | 1.1951 | 1.4072 | 322 | 1.426 | 1.4 | 13.9342 | 5.2541 | 0.094909 | 1.9529 | 0.68859
| 323 | 1.6946 | 1.2408 | 1.3657 | 323 | 1.4258 | 1.3266 | 14.0409 | 5.303 | 0.094275 | 1.9528 | 0.68762
| 406 | 5.751 | 4.0746 | 1.4114 | 406 | 1.511 | 1.28 | 1.2342 | 0.97909 | 0.10432 | 3.9978 | 1.2759
| 407 | 5.8299 | 4.3155 | 1.3509 | 407 | 1.4552 | 1.2184 | 1.24 | 0.99131 | 0.096223 | 3.7397 | 1.2187
| 408 | 5.8373 | 4.8123 | 1.213 | 408 | 1.4017 | 1.0056 | 1.2193 | 0.99041 | 0.090947 | 3.4593 | 1.178
| 409 | 6.03 | 4.6541 | 1.2956 | 409 | 1.4103 | 1.1476 | 1.2541 | 1.0236 | 0.087448 | 3.3934 | 1.1833
| 410 | 6.2112 | 4.6795 | 1.3273 | 410 | 1.4108 | 1.2142 | 1.2882 | 1.055 | 0.089476 | 3.3043 | 1.1805
| 411 | 6.3575 | 4.7939 | 1.3262 | 411 | 1.4185 | 1.202 | 1.3183 | 1.0801 | 0.086808 | 3.1674 | 1.188
| 412 | 6.2109 | 5.0499 | 1.2299 | 412 | 1.3528 | 1.0734 | 1.2724 | 1.0557 | 0.071225 | 2.914 | 1.1295
| 413 | 6.1483 | 4.8707 | 1.2623 | 413 | 1.2922 | 1.2204 | 1.2349 | 1.0481 | 0.063587 | 2.7161 | 1.0721
| 414 | 6.3633 | 5.3105 | 1.1983 | 414 | 1.289 | 1.0882 | 1.3026 | 1.0918 | 0.059414 | 2.6738 | 1.053
| 415 | 6.3556 | 5.3642 | 1.1848 | 415 | 1.2564 | 1.0943 | 1.2722 | 1.1065 | 0.057655 | 2.548 | 1.0462
| 416 | 6.4616 | 5.5155 | 1.1715 | 416 | 1.2527 | 1.0734 | 1.2975 | 1.1321 | 0.058135 | 2.4815 | 1.0405
| 417 | 6.756 | 5.2961 | 1.2757 | 417 | 1.2945 | 1.2466 | 1.3562 | 1.1836 | 0.057252 | 2.4825 | 1.0714
| 418 | 6.8445 | 5.2912 | 1.2936 | 418 | 1.2496 | 1.3469 | 1.4278 | 1.1987 | 0.057279 | 2.4054 | 1.0631
| 419 | 6.8388 | 5.3857 | 1.2698 | 419 | 1.2315 | 1.3157 | 1.4239 | 1.2004 | 0.054758 | 2.2916 | 1.0488
| 420 | 6.774 | 5.1397 | 1.318 | 420 | 1.1984 | 1.4917 | 1.4199 | 1.1966 | 0.054035 | 2.197 | 1.0237
| 421 | 7.0682 | 5.2364 | 1.3498 | 421 | 1.2236 | 1.5062 | 1.5322 | 1.2484 | 0.055848 | 2.1947 | 1.0506
| 422 | 6.816 | 5.2238 | 1.3048 | 422 | 1.1789 | 1.4636 | 1.4799 | 1.2041 | 0.050856 | 2.0405 | 1.0278
| 423 | 7.0303 | 5.3161 | 1.3224 | 423 | 1.21 | 1.4941 | 1.5277 | 1.2428 | 0.052532 | 2.0507 | 1.024
| 506 | 6.9904 | 5.4697 | 1.278 | 506 | 1.2518 | 1.3243 | 2.1207 | 0.69398 | 0.065403 | 3.8651 | 1.0851
| 507 | 7.8573 | 6.0136 | 1.3066 | 507 | 1.3173 | 1.2915 | 2.2928 | 0.77502 | 0.064032 | 3.9451 | 1.1353
| 508 | 7.9069 | 6.3272 | 1.2497 | 508 | 1.2688 | 1.2231 | 2.3094 | 0.77691 | 0.05555 | 3.6806 | 1.0955
| 509 | 8.2947 | 6.5601 | 1.2644 | 509 | 1.2767 | 1.2501 | 2.3693 | 0.81195 | 0.054824 | 3.5943 | 1.0935
| 510 | 8.5733 | 6.6582 | 1.2876 | 510 | 1.2724 | 1.3142 | 2.3909 | 0.837 | 0.053357 | 3.5163 | 1.0938
| 511 | 8.718 | 7.0628 | 1.2344 | 511 | 1.2539 | 1.2124 | 2.3824 | 0.8489 | 0.049879 | 3.4225 | 1.0796
| 512 | 8.9442 | 7.3817 | 1.2117 | 512 | 1.2564 | 1.1529 | 2.3493 | 0.8684 | 0.050372 | 3.3855 | 1.0814
| 513 | 8.9292 | 7.6715 | 1.164 | 513 | 1.2277 | 1.0801 | 2.3394 | 0.86564 | 0.047058 | 3.2758 | 1.0568
| 514 | 8.9113 | 7.5038 | 1.1876 | 514 | 1.2082 | 1.1559 | 2.2913 | 0.86371 | 0.045913 | 3.1754 | 1.0361
| 515 | 8.8036 | 7.7735 | 1.1325 | 515 | 1.1701 | 1.0803 | 2.2926 | 0.85217 | 0.043524 | 3.0725 | 0.98082
| 516 | 8.9887 | 7.4711 | 1.2031 | 516 | 1.1783 | 1.2266 | 2.3179 | 0.86908 | 0.044704 | 3.0196 | 0.99047
| 517 | 9.2073 | 7.4541 | 1.2352 | 517 | 1.1897 | 1.2866 | 2.3271 | 0.88983 | 0.045338 | 3.0045 | 0.99669
| 518 | 9.1923 | 7.5346 | 1.22 | 518 | 1.1797 | 1.2641 | 2.3307 | 0.88861 | 0.045248 | 2.9172 | 0.98681
| 519 | 9.237 | 7.3821 | 1.2513 | 519 | 1.1788 | 1.3466 | 2.3572 | 0.8931 | 0.045822 | 2.8541 | 0.98134
| 520 | 9.2332 | 7.3021 | 1.2645 | 520 | 1.1639 | 1.3949 | 2.3094 | 0.89308 | 0.043691 | 2.7903 | 0.96967
| 521 | 9.2589 | 7.3586 | 1.2582 | 521 | 1.1562 | 1.3644 | 2.2952 | 0.89532 | 0.043947 | 2.7513 | 0.96264
| 522 | 9.261 | 7.5253 | 1.2307 | 522 | 1.1503 | 1.3036 | 2.2348 | 0.89534 | 0.044258 | 2.7062 | 0.95346
| 523 | 9.5663 | 7.864 | 1.2165 | 523 | 1.186 | 1.2449 | 2.312 | 0.92491 | 0.045607 | 2.7474 | 0.97738
| 606 | 7.2171 | 6.2645 | 1.1521 | 606 | 1.4411 | 0.84681 | 1.1551 | 0.37667 | 0.82866 | 7.9824 | 2.0118
| 607 | 8.3102 | 6.1302 | 1.3556 | 607 | 1.6078 | 1.0657 | 1.3016 | 0.42997 | 0.90321 | 8.2423 | 2.254
| 608 | 8.172 | 6.4584 | 1.2653 | 608 | 1.5318 | 0.97254 | 1.2622 | 0.4187 | 0.86854 | 7.0289 | 2.1914
| 609 | 7.9321 | 6.4294 | 1.2337 | 609 | 1.4454 | 0.98124 | 1.1906 | 0.40151 | 0.83104 | 6.1622 | 2.0955
| 610 | 8.1433 | 6.5515 | 1.243 | 610 | 1.4345 | 1.0122 | 1.2087 | 0.40931 | 0.71068 | 5.8711 | 2.0253
| 611 | 8.4869 | 7.098 | 1.1957 | 611 | 1.4726 | 0.89474 | 1.2488 | 0.42048 | 0.68926 | 5.7894 | 2.0568
| 612 | 8.7837 | 7.3238 | 1.1993 | 612 | 1.4918 | 0.88532 | 1.2718 | 0.42981 | 0.69217 | 5.6807 | 2.0583
| 613 | 8.9741 | 6.6885 | 1.3417 | 613 | 1.5283 | 1.1141 | 1.5097 | 0.43468 | 0.74067 | 5.5122 | 2.053
| 614 | 9.2759 | 6.9059 | 1.3432 | 614 | 1.512 | 1.1384 | 1.5614 | 0.44105 | 0.75505 | 5.4649 | 1.9501
| 615 | 9.0026 | 7.2858 | 1.2356 | 615 | 1.4296 | 1.0128 | 1.5109 | 0.40757 | 0.748 | 4.9943 | 1.8883
| 616 | 8.9213 | 7.2082 | 1.2377 | 616 | 1.4067 | 1.041 | 1.5061 | 0.40735 | 0.69263 | 4.8632 | 1.7892
| 617 | 9.3684 | 6.9951 | 1.3393 | 617 | 1.4249 | 1.2216 | 1.4918 | 0.43381 | 0.62213 | 5.0048 | 1.8191
| 618 | 9.2003 | 7.0447 | 1.306 | 618 | 1.3825 | 1.1982 | 1.4557 | 0.41407 | 0.60666 | 5.0768 | 1.7753
| 619 | 8.8735 | 7.0944 | 1.2508 | 619 | 1.3373 | 1.1337 | 1.4043 | 0.40991 | 0.57929 | 4.8296 | 1.7054
| 620 | 8.9359 | 7.2722 | 1.2288 | 620 | 1.3457 | 1.0846 | 1.3993 | 0.40988 | 0.58493 | 4.8284 | 1.7336
| 621 | 8.9253 | 6.5675 | 1.359 | 621 | 1.3369 | 1.3606 | 1.3969 | 0.40325 | 0.58408 | 4.7633 | 1.6996
| 622 | 8.4738 | 6.5874 | 1.2864 | 622 | 1.2748 | 1.278 | 1.3193 | 0.38028 | 0.55456 | 4.4553 | 1.6402
| 623 | 8.8517 | 7.1252 | 1.2423 | 623 | 1.283 | 1.1775 | 1.3742 | 0.39128 | 0.57984 | 4.5557 | 1.6278
| 706 | 8.5606 | 6.6647 | 1.2845 | 706 | 1.2783 | 1.2713 | 1.1183 | 0.30427 | 0.6147 | 5.2039 | 1.7885
| 707 | 9.2574 | 7.2621 | 1.2748 | 707 | 1.3604 | 1.1613 | 1.1986 | 0.36361 | 0.66474 | 4.9919 | 1.8028
| 708 | 9.2299 | 7.5617 | 1.2206 | 708 | 1.4153 | 1.0096 | 1.2388 | 0.36042 | 1.5254 | 7.4581 | 1.6957
| 709 | 8.9114 | 7.359 | 1.2109 | 709 | 1.3276 | 1.0611 | 1.1898 | 0.34614 | 1.1131 | 6.757 | 1.5841
| 710 | 9.5512 | 7.8021 | 1.2242 | 710 | 1.3766 | 1.0416 | 1.241 | 0.36953 | 1.1822 | 6.7889 | 1.6069
| 711 | 9.4027 | 7.9056 | 1.1894 | 711 | 1.3309 | 1.0133 | 1.2277 | 0.3616 | 1.0171 | 6.0837 | 1.5636
| 712 | 9.3465 | 8.9189 | 1.0479 | 712 | 1.2716 | 0.81779 | 1.24 | 0.35817 | 0.83489 | 5.6361 | 1.5277
| 713 | 9.4514 | 8.4915 | 1.113 | 713 | 1.2692 | 0.93396 | 1.1831 | 0.3612 | 0.69323 | 5.5849 | 1.5391
| 714 | 10.3043 | 8.294 | 1.2424 | 714 | 1.3937 | 1.0604 | 1.2572 | 0.39266 | 0.56896 | 5.9337 | 1.6847
| 715 | 10.0329 | 8.0674 | 1.2436 | 715 | 1.2862 | 1.1727 | 1.1956 | 0.38078 | 0.50722 | 5.5633 | 1.612
| 716 | 9.9816 | 7.4218 | 1.3449 | 716 | 1.2665 | 1.4371 | 1.1617 | 0.37809 | 0.50079 | 5.3102 | 1.5805
| 717 | 9.8141 | 7.3469 | 1.3358 | 717 | 1.2335 | 1.4686 | 1.1389 | 0.37051 | 0.51194 | 5.061 | 1.5458
| 718 | 10.0616 | 7.5216 | 1.3377 | 718 | 1.245 | 1.4478 | 1.1843 | 0.37791 | 0.51695 | 5.0552 | 1.5744
| 719 | 9.9174 | 8.0174 | 1.237 | 719 | 1.2023 | 1.2591 | 1.1616 | 0.37074 | 0.4878 | 4.8532 | 1.5067
| 720 | 9.8272 | 7.9272 | 1.2397 | 720 | 1.1666 | 1.2971 | 1.1419 | 0.3673 | 0.46962 | 4.662 | 1.4778
| 721 | 10.1192 | 7.7599 | 1.304 | 721 | 1.2118 | 1.3753 | 1.1753 | 0.37734 | 0.48076 | 4.6517 | 1.5114
| 722 | 10.1618 | 7.6063 | 1.336 | 722 | 1.2133 | 1.4575 | 1.1811 | 0.37791 | 0.48295 | 4.5524 | 1.5039
| 723 | 10.1099 | 8.0292 | 1.2591 | 723 | 1.1839 | 1.3423 | 1.1757 | 0.37537 | 0.4557 | 4.4063 | 1.4788
| 806 | 1.2688 | 1.1152 | 1.1378 | 806 | 1.1881 | 1.0728 | 2.4074 | 0.61203 | 0.20416 | 1.7261 | 1.1632
| 807 | 1.3188 | 1.1483 | 1.1485 | 807 | 1.2244 | 1.0562 | 2.4982 | 0.63274 | 0.23508 | 1.7269 | 1.2007
| 808 | 1.3774 | 1.0711 | 1.286 | 808 | 1.2314 | 1.3661 | 2.5966 | 0.65272 | 0.24562 | 1.6699 | 1.1799
| 809 | 1.3919 | 1.1242 | 1.2381 | 809 | 1.2172 | 1.2648 | 2.5036 | 0.66087 | 0.2482 | 1.6221 | 1.1444
| 810 | 1.424 | 1.2056 | 1.1811 | 810 | 1.2419 | 1.1036 | 2.5481 | 0.67752 | 0.25384 | 1.5921 | 1.181
| 811 | 1.449 | 1.2728 | 1.1384 | 811 | 1.2245 | 1.0293 | 2.6178 | 0.69728 | 0.25377 | 1.5505 | 1.1042
| 812 | 1.4699 | 1.4009 | 1.0492 | 812 | 1.2303 | 0.86007 | 2.6339 | 0.7172 | 0.24237 | 1.4964 | 1.1068
| 813 | 1.4458 | 1.4008 | 1.0321 | 813 | 1.1912 | 0.86737 | 2.5599 | 0.71056 | 0.23908 | 1.4188 | 1.0677
| 814 | 1.4503 | 1.3828 | 1.0488 | 814 | 1.1739 | 0.90832 | 2.638 | 0.70408 | 0.26109 | 1.3291 | 1.0517
| 815 | 1.496 | 1.4101 | 1.0609 | 815 | 1.1747 | 0.93129 | 2.708 | 0.72782 | 0.26924 | 1.2835 | 1.0278
| 816 | 1.5082 | 1.4642 | 1.0301 | 816 | 1.1566 | 0.89065 | 2.721 | 0.72712 | 0.27072 | 1.2527 | 1.021
| 817 | 1.5349 | 1.4964 | 1.0257 | 817 | 1.1798 | 0.87379 | 2.7895 | 0.73606 | 0.26094 | 1.232 | 1.034
| 818 | 1.5513 | 1.4652 | 1.0587 | 818 | 1.1514 | 0.95369 | 2.4974 | 0.7427 | 0.22495 | 1.1455 | 1.0186
| 819 | 1.5507 | 1.4873 | 1.0426 | 819 | 1.1211 | 0.95162 | 2.5119 | 0.72302 | 0.19283 | 1.1146 | 0.99579
| 820 | 1.5627 | 1.4282 | 1.0942 | 820 | 1.108 | 1.0775 | 2.5437 | 0.74634 | 0.16759 | 1.0807 | 0.96765
| 821 | 1.5806 | 1.365 | 1.158 | 821 | 1.1174 | 1.2118 | 2.5812 | 0.74321 | 0.16023 | 1.0715 | 0.97944
| 822 | 1.5946 | 1.3487 | 1.1823 | 822 | 1.1216 | 1.2666 | 2.6113 | 0.74739 | 0.1527 | 1.0394 | 0.97233
| 823 | 1.6351 | 1.3983 | 1.1694 | 823 | 1.138 | 1.2131 | 2.691 | 0.76255 | 0.15657 | 1.0155 | 0.98239
| 906 | 5.9081 | 4.048 | 1.4595 | 906 | 1.243 | 1.7382 | 2.2218 | 0.1493 | 12.5177 | 5.8856 | 2.2645
| 907 | 5.8981 | 3.9303 | 1.5007 | 907 | 1.2081 | 1.9427 | 2.2154 | 0.14895 | 11.8757 | 5.582 | 2.1849
| 908 | 6.2423 | 4.0144 | 1.555 | 908 | 1.2501 | 2.0315 | 2.3392 | 0.15715 | 12.4658 | 5.8591 | 2.2181
| 909 | 6.0505 | 4.3318 | 1.3968 | 909 | 1.1325 | 1.7817 | 2.2748 | 0.15282 | 9.3335 | 4.3868 | 2.093
| 910 | 6.2501 | 4.3779 | 1.4276 | 910 | 1.1349 | 1.863 | 2.3493 | 0.15783 | 8.6188 | 4.0509 | 2.1069
| 911 | 6.4539 | 4.3782 | 1.4741 | 911 | 1.1793 | 1.919 | 2.426 | 0.16254 | 9.5911 | 4.5127 | 2.12
| 912 | 6.4557 | 4.6727 | 1.3816 | 912 | 1.1745 | 1.6145 | 2.4098 | 0.16233 | 9.5938 | 4.5044 | 2.0634
| 913 | 6.387 | 4.8029 | 1.3298 | 913 | 1.1367 | 1.5092 | 2.3865 | 0.16005 | 9.4917 | 4.2125 | 1.9724
| 914 | 6.2369 | 4.7969 | 1.3002 | 914 | 1.0508 | 1.5628 | 2.3879 | 0.1552 | 7.7621 | 3.9521 | 1.8668
| 915 | 6.5371 | 4.9398 | 1.3234 | 915 | 1.0964 | 1.5591 | 2.5059 | 0.16252 | 8.1117 | 3.8276 | 1.9377
| 916 | 6.5876 | 4.6777 | 1.4083 | 916 | 1.1025 | 1.8044 | 2.4749 | 0.16348 | 7.9377 | 3.7031 | 1.9132
| 917 | 6.8698 | 4.8598 | 1.4136 | 917 | 1.1399 | 1.763 | 2.5405 | 0.17076 | 8.6518 | 3.6194 | 1.9394
| 918 | 6.6381 | 4.9541 | 1.3399 | 918 | 1.095 | 1.6627 | 2.4683 | 0.16494 | 8.4593 | 3.3288 | 1.8314
| 919 | 6.7232 | 4.9849 | 1.3487 | 919 | 1.0923 | 1.7224 | 2.4969 | 0.16697 | 3.7703 | 3.1832 | 1.8185
| 920 | 6.8205 | 4.8991 | 1.3922 | 920 | 1.0921 | 1.8285 | 2.5333 | 0.16937 | 3.6373 | 2.9933 | 1.7852
| 921 | 7.0642 | 4.8973 | 1.4425 | 921 | 1.1236 | 1.8772 | 2.6233 | 0.17535 | 3.4994 | 3.0113 | 1.8547
| 922 | 6.9944 | 5.1128 | 1.368 | 922 | 1.067 | 1.8006 | 2.5777 | 0.17346 | 3.1183 | 2.8675 | 1.7745
| 923 | 6.952 | 5.5668 | 1.2488 | 923 | 1.0271 | 1.5963 | 2.5368 | 0.17243 | 3.1498 | 2.7114 | 1.7113
| 1006 | 6.9403 | 3.5974 | 1.9292 | 1006 | 1.7465 | 2.2998 | 3.4846 | 0.59307 | 0.26854 | 3.6002 | 1.9437
| 1007 | 6.7554 | 3.5792 | 1.8874 | 1007 | 1.6488 | 2.4101 | 3.3615 | 0.57725 | 0.25594 | 3.3686 | 1.799
| 1008 | 7.4442 | 3.7561 | 1.9819 | 1008 | 1.7819 | 2.3814 | 3.6714 | 0.63607 | 0.27629 | 3.5737 | 1.94
| 1009 | 7.6486 | 3.9483 | 1.9372 | 1009 | 1.7839 | 2.2354 | 3.7144 | 0.65293 | 0.26465 | 3.5084 | 1.9375
| 1010 | 7.2735 | 4.0139 | 1.8121 | 1010 | 1.6504 | 2.1239 | 3.4653 | 0.62077 | 0.25247 | 3.2295 | 1.7611
| 1011 | 7.4606 | 4.3914 | 1.6989 | 1011 | 1.6648 | 1.7487 | 3.6716 | 0.63622 | 0.28911 | 3.245 | 1.7573
| 1012 | 7.7573 | 4.516 | 1.7177 | 1012 | 1.6891 | 1.759 | 3.7716 | 0.66487 | 0.2641 | 3.3051 | 1.7523
| 1013 | 7.6632 | 4.6412 | 1.6511 | 1013 | 1.6472 | 1.6507 | 3.7118 | 0.65649 | 0.25912 | 3.2216 | 1.6913
| 1014 | 7.4628 | 4.6618 | 1.6008 | 1014 | 1.5863 | 1.6154 | 3.6247 | 0.6457 | 0.24617 | 3.0904 | 1.6106
| 1015 | 7.7913 | 4.7581 | 1.6375 | 1015 | 1.6437 | 1.6232 | 3.7209 | 0.69447 | 0.2475 | 3.182 | 1.6471
| 1016 | 7.6832 | 4.4523 | 1.7257 | 1016 | 1.6042 | 1.9087 | 3.698 | 0.68082 | 0.24517 | 3.069 | 1.6104
| 1017 | 7.5958 | 4.7287 | 1.6063 | 1017 | 1.5811 | 1.6382 | 3.6039 | 0.67314 | 0.24253 | 2.9896 | 1.5851
| 1018 | 7.781 | 4.7226 | 1.6476 | 1018 | 1.601 | 1.7126 | 3.6656 | 0.68273 | 0.2393 | 3.0237 | 1.608
| 1019 | 7.6585 | 4.7995 | 1.5957 | 1019 | 1.5607 | 1.6428 | 3.6225 | 0.66704 | 0.23423 | 2.8916 | 1.5773
| 1020 | 7.8763 | 4.6272 | 1.7022 | 1020 | 1.5817 | 1.8958 | 3.7118 | 0.67699 | 0.23599 | 2.9012 | 1.6047
| 1021 | 7.8193 | 4.7253 | 1.6548 | 1021 | 1.5266 | 1.8459 | 3.66 | 0.67377 | 0.23375 | 2.5782 | 1.576
| 1022 | 7.7649 | 4.8858 | 1.5893 | 1022 | 1.4981 | 1.7161 | 3.5765 | 0.66998 | 0.22764 | 2.5197 | 1.5422
| 1023 | 7.7128 | 5.2372 | 1.4727 | 1023 | 1.4745 | 1.4654 | 3.5566 | 0.66702 | 0.22414 | 2.4509 | 1.5171
| 1106 | 3.6814 | 2.8643 | 1.2853 | 1106 | 1.0974 | 1.5904 | 2.4018 | 0.24686 | 4.7343 | 2.1972 | 1.6809
| 1107 | 3.8442 | 3.1132 | 1.2348 | 1107 | 1.1052 | 1.4131 | 2.4935 | 0.25701 | 4.7921 | 2.1287 | 1.6504
| 1108 | 4.2212 | 3.2658 | 1.2926 | 1108 | 1.1921 | 1.4253 | 2.7218 | 0.28128 | 5.4286 | 2.2688 | 1.785
| 1109 | 4.0916 | 3.5639 | 1.1481 | 1109 | 1.0863 | 1.2225 | 2.5767 | 0.27161 | 5.2024 | 2.0496 | 1.5591
| 1110 | 4.4152 | 3.5446 | 1.2456 | 1110 | 1.1645 | 1.3527 | 2.7203 | 0.2926 | 5.6584 | 2.1233 | 1.7023
| 1111 | 4.3375 | 3.6337 | 1.1937 | 1111 | 1.1256 | 1.3042 | 2.6695 | 0.28741 | 4.8734 | 1.9966 | 1.598
| 1112 | 4.48 | 3.8043 | 1.1776 | 1112 | 1.1206 | 1.2534 | 2.7181 | 0.29415 | 5.0335 | 1.9476 | 1.6365
| 1113 | 4.455 | 3.9053 | 1.1407 | 1113 | 1.1041 | 1.1781 | 2.7739 | 0.29252 | 2.0974 | 1.8699 | 1.5902
| 1114 | 4.3754 | 4.0471 | 1.0811 | 1114 | 1.0376 | 1.1291 | 2.5531 | 0.28673 | 1.8002 | 1.7453 | 1.5626
| 1115 | 4.5086 | 4.2787 | 1.0537 | 1115 | 1.0193 | 1.0859 | 2.7108 | 0.29604 | 2.0013 | 1.7117 | 1.5678
| 1116 | 4.3475 | 4.5423 | 0.95711 | 1116 | 0.93175 | 0.97653 | 2.4863 | 0.28592 | 1.9309 | 1.5703 | 1.4675
| 1117 | 4.6283 | 4.2272 | 1.0949 | 1117 | 1.0212 | 1.1887 | 2.66 | 0.3049 | 2.0585 | 1.5795 | 1.5457
| 1118 | 4.3993 | 4.1334 | 1.0644 | 1118 | 0.95345 | 1.2426 | 2.6423 | 0.29085 | 1.8652 | 1.3979 | 1.4248
| 1119 | 4.4499 | 4.1916 | 1.0616 | 1119 | 0.9602 | 1.2204 | 2.6771 | 0.29739 | 1.8601 | 1.363 | 1.4367
| 1120 | 4.5752 | 4.2334 | 1.0807 | 1120 | 0.98819 | 1.2025 | 2.6773 | 0.30546 | 1.8 | 1.3325 | 1.4623
| 1121 | 4.8043 | 4.2476 | 1.1311 | 1121 | 1.0382 | 1.2409 | 2.8054 | 0.32148 | 1.8905 | 1.3706 | 1.5206
| 1122 | 4.6728 | 4.1884 | 1.1157 | 1122 | 1.0356 | 1.2375 | 2.6919 | 0.31349 | 1.8554 | 1.2927 | 1.4382
| 1123 | 4.6262 | 4.2351 | 1.0923 | 1123 | 0.99058 | 1.2871 | 2.5917 | 0.31815 | 1.9491 | 1.2409 | 1.416
| 1206 | 2.2531 | 1.7112 | 1.3167 | 1206 | 1.1426 | 1.6424 | 39.359 | 0.16758 | 0.65041 | 2.1293 | 2.1181
| 1207 | 2.1974 | 1.7141 | 1.282 | 1207 | 1.1126 | 1.6048 | 38.385 | 0.16344 | 0.63432 | 2.0761 | 1.9916
| 1208 | 2.2185 | 1.7601 | 1.2604 | 1208 | 1.0834 | 1.6044 | 38.7534 | 0.16501 | 0.6404 | 2.096 | 1.9173
| 1209 | 2.1522 | 1.909 | 1.1274 | 1209 | 0.9821 | 1.3964 | 37.3455 | 0.16023 | 0.42782 | 2.0278 | 1.7863
| 1210 | 2.1761 | 2.0549 | 1.059 | 1210 | 0.97097 | 1.1897 | 37.7607 | 0.15892 | 0.43058 | 1.9698 | 1.7312
| 1211 | 2.3678 | 2.0854 | 1.1354 | 1211 | 1.0249 | 1.3409 | 41.0868 | 0.17123 | 0.40344 | 2.058 | 1.7958
| 1212 | 2.32 | 2.1908 | 1.059 | 1212 | 0.98914 | 1.1796 | 40.2582 | 0.16665 | 0.38462 | 1.9901 | 1.7129
| 1213 | 2.3839 | 1.9999 | 1.192 | 1213 | 1.0085 | 1.567 | 41.3665 | 0.17066 | 0.39674 | 2.0318 | 1.7463
| 1214 | 2.2713 | 2.0121 | 1.1288 | 1214 | 0.94466 | 1.4703 | 39.4263 | 0.16173 | 0.34295 | 1.8922 | 1.6291
| 1215 | 2.3868 | 1.9178 | 1.2446 | 1215 | 0.98601 | 1.8827 | 41.4282 | 0.16913 | 0.35926 | 1.9744 | 1.6878
| 1216 | 2.3731 | 1.9646 | 1.2079 | 1216 | 0.9689 | 1.7128 | 41.2675 | 0.16707 | 0.33904 | 1.9488 | 1.6684
| 1217 | 2.4068 | 2.1767 | 1.1057 | 1217 | 0.95915 | 1.3124 | 41.8819 | 0.16755 | 0.33929 | 1.9679 | 1.6583
| 1218 | 2.3487 | 2.194 | 1.0705 | 1218 | 0.89196 | 1.3266 | 41.0547 | 0.16066 | 0.33764 | 1.887 | 1.6224
| 1219 | 2.3509 | 2.1118 | 1.1133 | 1219 | 0.92761 | 1.4486 | 41.301 | 0.15941 | 0.33748 | 1.8635 | 1.591
| 1220 | 2.3779 | 2.1735 | 1.0941 | 1220 | 0.91153 | 1.3817 | 41.7094 | 0.16087 | 0.32661 | 1.8705 | 1.5807
| 1221 | 2.3396 | 2.188 | 1.0693 | 1221 | 0.88516 | 1.3047 | 41.8184 | 0.15785 | 0.32623 | 1.8442 | 1.5346
| 1222 | 2.2809 | 2.1907 | 1.0412 | 1222 | 0.85157 | 1.2844 | 40.7889 | 0.15426 | 0.35687 | 1.7541 | 1.4754
| 1223 | 2.3556 | 2.1996 | 1.0709 | 1223 | 0.85893 | 1.4317 | 42.2237 | 0.1583 | 0.36879 | 1.7782 | 1.4923
| 1306 | 2.7172 | 2.0594 | 1.3194 | 1306 | 1.3358 | 1.2906 | 3.2619 | 0.50323 | 1.8928 | 2.5724 | 1.3261
| 1307 | 2.728 | 2.0452 | 1.3339 | 1307 | 1.3049 | 1.3744 | 3.269 | 0.49341 | 1.8692 | 2.4752 | 1.2924
| 1308 | 2.7986 | 2.0894 | 1.3394 | 1308 | 1.2974 | 1.4045 | 3.2422 | 0.5005 | 1.5093 | 2.4228 | 1.2856
| 1309 | 2.9047 | 2.1204 | 1.3699 | 1309 | 1.3282 | 1.4332 | 3.3969 | 0.53057 | 1.6067 | 2.4897 | 1.2712
| 1310 | 2.9521 | 2.1962 | 1.3442 | 1310 | 1.3076 | 1.3948 | 3.2353 | 0.53142 | 1.5668 | 2.4195 | 1.2493
| 1311 | 2.932 | 2.3987 | 1.2223 | 1311 | 1.2895 | 1.1306 | 3.1627 | 0.52637 | 1.425 | 2.3001 | 1.221
| 1312 | 2.8422 | 2.4548 | 1.1578 | 1312 | 1.2057 | 1.0892 | 2.8793 | 0.50341 | 1.2443 | 2.1931 | 1.1305
| 1313 | 2.8707 | 2.3584 | 1.2172 | 1313 | 1.2003 | 1.2348 | 3.0003 | 0.51162 | 1.3127 | 2.125 | 1.1024
| 1314 | 2.8437 | 2.3974 | 1.1862 | 1314 | 1.1751 | 1.196 | 2.7314 | 0.50974 | 1.5539 | 2.0583 | 1.0757
| 1315 | 2.9175 | 2.3643 | 1.234 | 1315 | 1.1934 | 1.2931 | 2.7992 | 0.52242 | 1.5947 | 2.0469 | 1.097
| 1316 | 3.003 | 2.4991 | 1.2016 | 1316 | 1.2336 | 1.152 | 2.9366 | 0.53741 | 2.8798 | 2.0508 | 1.116
| 1317 | 3.1198 | 2.4794 | 1.2583 | 1317 | 1.2448 | 1.27 | 3.0753 | 0.5574 | 1.5485 | 2.0606 | 1.1358
| 1318 | 3.0987 | 2.2764 | 1.3612 | 1318 | 1.231 | 1.5902 | 3.0292 | 0.55228 | 1.8013 | 2.0155 | 1.1032
| 1319 | 3.1263 | 2.2939 | 1.3629 | 1319 | 1.2284 | 1.6004 | 3.0549 | 0.5565 | 1.7315 | 1.9932 | 1.0983
| 1320 | 3.1911 | 2.3342 | 1.3671 | 1320 | 1.2437 | 1.558 | 3.0834 | 0.56747 | 1.8284 | 1.9916 | 1.1124
| 1321 | 3.2602 | 2.342 | 1.392 | 1321 | 1.2532 | 1.5986 | 3.149 | 0.57845 | 1.8537 | 2.0218 | 1.0999
| 1322 | 3.2104 | 2.3864 | 1.3453 | 1322 | 1.2227 | 1.527 | 3.1075 | 0.56203 | 1.8962 | 1.9361 | 1.0693
| 1323 | 3.2598 | 2.4339 | 1.3393 | 1323 | 1.2276 | 1.5372 | 3.1575 | 0.56964 | 1.9436 | 1.9386 | 1.0676

## 3.Shazam State-pooled
Shazam Pooled MTFP Index Results
| Output, Input & TFP Indexes |  |  |  | PFP Indexes
| IDYEAR | CCDOI | CCDII | CCDTFP | IDYEAR | PPK | PP1 | PP2 | PP3 | PP4 | PP5 | PP6
| 4106 | 1 | 1 | 1 | 4106 | 1 | bar: PP1 to PP6
| 4107 | 0.98736 | 1.0084 | 0.9791 | 4107 | 0.97702 | 0.98074 | 0.98736 | 0.99103 | 0.98736 | 0.97213 | 0.96503
| 4108 | 1.0291 | 1.0361 | 0.99325 | 4108 | 1.016 | 0.9619 | 1.0291 | 1.0386 | 1.0291 | 1.0113 | 0.98546
| 4109 | 1.0275 | 1.0471 | 0.98131 | 4109 | 0.99918 | 0.95677 | 1.0275 | 1.0399 | 1.0275 | 0.97435 | 0.95784
| 4110 | 1.0476 | 1.1238 | 0.9322 | 4110 | 1.0041 | 0.84506 | 1.0476 | 1.0596 | 1.0476 | 0.95668 | 0.96032
| 4111 | 1.0107 | 1.1916 | 0.84819 | 4111 | 0.94658 | 0.73306 | 1.0107 | 1.02 | 1.0107 | 0.89226 | 0.90214
| 4112 | 1.0924 | 1.2397 | 0.88117 | 4112 | 1.0073 | 0.73843 | 0.97866 | 1.1179 | 1.0924 | 0.93059 | 0.96877
| 4113 | 1.1117 | 1.2963 | 0.85762 | 4113 | 1.0084 | 0.70374 | 0.99598 | 1.145 | 1.1117 | 0.91513 | 0.96681
| 4114 | 1.1213 | 1.3978 | 0.80218 | 4114 | 0.98263 | 0.6387 | 1.0043 | 1.1675 | 0.29069 | 0.8908 | 0.94798
| 4115 | 1.1398 | 1.3693 | 0.83242 | 4115 | 0.99013 | 0.67422 | 1.0212 | 1.2175 | 0.29441 | 0.87528 | 0.9501
| 4116 | 1.1445 | 1.1034 | 1.0373 | 4116 | 0.98683 | 1.1184 | 1.0206 | 1.2087 | 0.2966 | 0.87069 | 0.94558
| 4117 | 1.1411 | 1.1419 | 0.99931 | 4117 | 0.97884 | 1.0279 | 1.0534 | 1.1879 | 0.29198 | 0.85825 | 0.93797
| 4118 | 1.2139 | 1.2459 | 0.97428 | 4118 | 1.0295 | 0.90603 | 1.1195 | 1.2553 | 0.30935 | 0.90259 | 0.98575
| 4119 | 1.2144 | 1.2378 | 0.98106 | 4119 | 1.0115 | 0.94094 | 1.12 | 1.254 | 0.30949 | 0.88962 | 0.95448
| 4120 | 1.233 | 1.2258 | 1.0058 | 4120 | 1.0053 | 1.0031 | 1.0501 | 1.2688 | 0.31026 | 0.87602 | 0.9555
| 4121 | 1.2524 | 1.2021 | 1.0418 | 4121 | 1.0098 | 1.0778 | 1.0457 | 1.2874 | 0.31554 | 0.87064 | 0.95916
| 4122 | 1.2524 | 1.2393 | 1.0106 | 4122 | 0.99778 | 1.021 | 0.9735 | 1.2815 | 0.31555 | 0.86029 | 0.95109
| 4123 | 1.3653 | 1.219 | 1.1201 | 4123 | 1.0818 | 1.1725 | 1.0479 | 1.3985 | 0.34397 | 0.92972 | 1.0364
| 4206 | 27.349 | 19.7871 | 1.3822 | 4206 | 1.4194 | 1.3306 | 1.5305 | 0.68776 | 0.054248 | 3.2666 | 1.575
| 4207 | 27.8189 | 20.072 | 1.386 | 4207 | 1.4145 | 1.3453 | 1.5723 | 0.75014 | 0.054713 | 3.1383 | 1.5158
| 4208 | 27.6522 | 22.4578 | 1.2313 | 4208 | 1.3916 | 1.0561 | 1.5793 | 0.74233 | 0.055282 | 3.2579 | 1.442
| 4209 | 27.5431 | 21.7159 | 1.2683 | 4209 | 1.3536 | 1.1558 | 1.5617 | 0.73669 | 0.055624 | 3.1304 | 1.3825
| 4210 | 28.8616 | 22.8181 | 1.2649 | 4210 | 1.3862 | 1.1157 | 1.6099 | 0.77033 | 0.056749 | 3.1703 | 1.3856
| 4211 | 28.9283 | 22.9503 | 1.2605 | 4211 | 1.3598 | 1.1267 | 1.6063 | 0.76918 | 0.055495 | 3.0319 | 1.3675
| 4212 | 28.7931 | 24.6928 | 1.1661 | 4212 | 1.3187 | 0.97784 | 1.6002 | 0.76431 | 0.052857 | 2.8877 | 1.3192
| 4213 | 28.8463 | 23.3614 | 1.2348 | 4213 | 1.2858 | 1.1625 | 1.5503 | 0.76503 | 0.0507 | 2.7993 | 1.2853
| 4214 | 29.5859 | 24.2709 | 1.219 | 4214 | 1.2895 | 1.1252 | 1.5998 | 0.78167 | 0.048757 | 2.7836 | 1.2836
| 4215 | 29.4019 | 24.7482 | 1.188 | 4215 | 1.2629 | 1.09 | 1.545 | 0.77501 | 0.051224 | 2.7037 | 1.2598
| 4216 | 29.5342 | 23.8384 | 1.2389 | 4216 | 1.2503 | 1.221 | 1.5445 | 0.77627 | 0.049345 | 2.6528 | 1.2464
| 4217 | 29.6511 | 22.9447 | 1.2923 | 4217 | 1.2556 | 1.345 | 1.5378 | 0.77584 | 0.04821 | 2.5986 | 1.2703
| 4218 | 30.1261 | 22.4908 | 1.3395 | 4218 | 1.2591 | 1.4646 | 1.6066 | 0.78602 | 0.050244 | 2.5822 | 1.2744
| 4219 | 29.8966 | 22.8921 | 1.306 | 4219 | 1.2362 | 1.4123 | 1.5902 | 0.7705 | 0.050404 | 2.5033 | 1.2506
| 4220 | 29.4103 | 22.0869 | 1.3316 | 4220 | 1.2055 | 1.5261 | 1.569 | 0.76591 | 0.047699 | 2.4088 | 1.2157
| 4221 | 30.3692 | 21.8609 | 1.3892 | 4221 | 1.2314 | 1.617 | 1.6331 | 0.78838 | 0.049614 | 2.4335 | 1.2444
| 4222 | 30.0531 | 21.2667 | 1.4132 | 4222 | 1.223 | 1.7136 | 1.6249 | 0.7707 | 0.048324 | 2.3626 | 1.2538
| 4223 | 30.5777 | 22.0807 | 1.3848 | 4223 | 1.2429 | 1.6304 | 1.6495 | 0.78222 | 0.05104 | 2.3655 | 1.2591
| 4306 | 16.3317 | 11.671 | 1.3993 | 4306 | 1.2495 | 1.6397 | 2.8803 | 0.26212 | 0.89001 | 3.1596 | 1.6508
| 4307 | 16.6202 | 11.863 | 1.401 | 4307 | 1.2367 | 1.6656 | 2.9229 | 0.26583 | 0.90618 | 3.0418 | 1.6264
| 4308 | 17.5417 | 12.0894 | 1.451 | 4308 | 1.271 | 1.7542 | 3.0625 | 0.27946 | 0.92097 | 3.0958 | 1.6582
| 4309 | 17.3834 | 12.861 | 1.3516 | 4309 | 1.2085 | 1.5791 | 3.0109 | 0.2778 | 0.89847 | 2.815 | 1.5664
| 4310 | 18.0125 | 13.1049 | 1.3745 | 4310 | 1.2268 | 1.6052 | 3.069 | 0.28735 | 0.91466 | 2.759 | 1.597
| 4311 | 18.0975 | 13.5718 | 1.3335 | 4311 | 1.2113 | 1.5274 | 3.0767 | 0.28823 | 0.92109 | 2.7145 | 1.5527
| 4312 | 18.1634 | 14.3626 | 1.2646 | 4312 | 1.1907 | 1.3668 | 3.0329 | 0.28813 | 0.80025 | 2.6458 | 1.523
| 4313 | 18.0796 | 14.4963 | 1.2472 | 4313 | 1.1672 | 1.3525 | 3.0538 | 0.2864 | 0.75204 | 2.534 | 1.4756
| 4314 | 17.7968 | 14.6877 | 1.2117 | 4314 | 1.1166 | 1.3408 | 2.9474 | 0.28063 | 0.72339 | 2.3928 | 1.4264
| 4315 | 18.3582 | 15.0457 | 1.2202 | 4315 | 1.1248 | 1.3511 | 3.0655 | 0.28943 | 0.74357 | 2.3471 | 1.4469
| 4316 | 18.3343 | 15.2929 | 1.1989 | 4316 | 1.1036 | 1.3299 | 3.0011 | 0.28875 | 0.72706 | 2.2604 | 1.4181
| 4317 | 19.0964 | 15.1664 | 1.2591 | 4317 | 1.1389 | 1.4302 | 3.115 | 0.30108 | 0.72205 | 2.2492 | 1.4543
| 4318 | 18.6129 | 14.8662 | 1.252 | 4318 | 1.0926 | 1.51 | 3.0419 | 0.2936 | 0.6758 | 2.0889 | 1.3876
| 4319 | 18.749 | 15.0457 | 1.2461 | 4319 | 1.0879 | 1.5039 | 3.0655 | 0.29611 | 0.62906 | 2.0346 | 1.3786
| 4320 | 18.9923 | 15.0171 | 1.2647 | 4320 | 1.0869 | 1.5416 | 3.0776 | 0.30012 | 0.57465 | 1.9731 | 1.3686
| 4321 | 19.6081 | 14.9213 | 1.3141 | 4321 | 1.1145 | 1.6149 | 3.1761 | 0.30971 | 0.57836 | 1.9972 | 1.4049
| 4322 | 19.3607 | 15.1873 | 1.2748 | 4322 | 1.0846 | 1.5839 | 3.1157 | 0.3054 | 0.55928 | 1.9155 | 1.3562
| 4323 | 19.3441 | 15.7585 | 1.2275 | 4323 | 1.0642 | 1.5237 | 3.0772 | 0.30684 | 0.55785 | 1.8509 | 1.333
| 4406 | 15.6401 | 11.6952 | 1.3373 | 4406 | 1.5001 | 1.1332 | 1.6386 | 0.53501 | 0.13531 | 5.7656 | 1.5594
| 4407 | 17.8067 | 12.0746 | 1.4747 | 4407 | 1.6259 | 1.2827 | 1.8149 | 0.60432 | 0.13499 | 5.9358 | 1.6786
| 4408 | 17.6753 | 12.7056 | 1.3911 | 4408 | 1.5562 | 1.1888 | 1.7857 | 0.59522 | 0.11648 | 5.3385 | 1.6146
| 4409 | 17.9308 | 12.8945 | 1.3906 | 4409 | 1.5207 | 1.2182 | 1.7643 | 0.59826 | 0.11148 | 4.9878 | 1.5769
| 4410 | 18.4668 | 13.1266 | 1.4068 | 4410 | 1.5109 | 1.2676 | 1.7889 | 0.61274 | 0.10728 | 4.8277 | 1.5572
| 4411 | 18.8426 | 14.1113 | 1.3353 | 4411 | 1.4975 | 1.1299 | 1.8022 | 0.61873 | 0.10071 | 4.6951 | 1.5443
| 4412 | 19.3804 | 14.6678 | 1.3213 | 4412 | 1.5036 | 1.0962 | 1.8089 | 0.63054 | 0.10187 | 4.6274 | 1.5456
| 4413 | 19.4558 | 14.3259 | 1.3581 | 4413 | 1.4916 | 1.192 | 1.9932 | 0.62841 | 0.096381 | 4.4686 | 1.5176
| 4414 | 19.7312 | 14.3887 | 1.3713 | 4414 | 1.4728 | 1.2443 | 2.0072 | 0.62941 | 0.095607 | 4.3811 | 1.4772
| 4415 | 19.336 | 15.0673 | 1.2833 | 4415 | 1.4065 | 1.1349 | 1.9734 | 0.59643 | 0.090226 | 4.1423 | 1.4069
| 4416 | 19.4677 | 14.7597 | 1.319 | 4416 | 1.3952 | 1.2246 | 1.9862 | 0.60377 | 0.090992 | 4.0463 | 1.3845
| 4417 | 20.1369 | 14.432 | 1.3953 | 4417 | 1.4215 | 1.3583 | 1.9671 | 0.63041 | 0.092312 | 4.0793 | 1.3996
| 4418 | 19.9546 | 14.5583 | 1.3707 | 4418 | 1.3963 | 1.3347 | 1.9441 | 0.61278 | 0.091402 | 4.0205 | 1.3764
| 4419 | 19.6849 | 14.4512 | 1.3622 | 4419 | 1.3763 | 1.3403 | 1.9228 | 0.61535 | 0.090754 | 3.8798 | 1.3468
| 4420 | 19.7451 | 14.5957 | 1.3528 | 4420 | 1.3689 | 1.3289 | 1.9014 | 0.61435 | 0.087134 | 3.8267 | 1.3453
| 4421 | 19.805 | 13.9926 | 1.4154 | 4421 | 1.3541 | 1.484 | 1.9 | 0.60985 | 0.087646 | 3.7803 | 1.3319
| 4422 | 19.4147 | 14.2062 | 1.3666 | 4422 | 1.3224 | 1.4135 | 1.8373 | 0.59505 | 0.086468 | 3.6466 | 1.3048
| 4423 | 20.0813 | 15.0048 | 1.3383 | 4423 | 1.3491 | 1.321 | 1.8982 | 0.60916 | 0.089241 | 3.7016 | 1.3189
| 4506 | 6.9177 | 3.5573 | 1.9446 | 4506 | 1.7677 | 2.2923 | 3.4733 | 0.59115 | 0.26767 | 3.5885 | 1.9374
| 4507 | 6.7305 | 3.5469 | 1.8975 | 4507 | 1.6628 | 2.4012 | 3.3491 | 0.57512 | 0.255 | 3.3562 | 1.7923
| 4508 | 7.4249 | 3.7264 | 1.9925 | 4508 | 1.797 | 2.3752 | 3.6619 | 0.63442 | 0.27557 | 3.5644 | 1.9349
| 4509 | 7.6276 | 3.9179 | 1.9469 | 4509 | 1.7973 | 2.2293 | 3.7042 | 0.65114 | 0.26393 | 3.4988 | 1.9321
| 4510 | 7.2469 | 3.9927 | 1.8151 | 4510 | 1.6562 | 2.1162 | 3.4527 | 0.61851 | 0.25155 | 3.2177 | 1.7547
| 4511 | 7.436 | 4.3682 | 1.7023 | 4511 | 1.6731 | 1.7429 | 3.6595 | 0.63412 | 0.28815 | 3.2343 | 1.7515
| 4512 | 7.7371 | 4.498 | 1.7201 | 4512 | 1.695 | 1.7544 | 3.7618 | 0.66314 | 0.26341 | 3.2965 | 1.7477
| 4513 | 7.641 | 4.6358 | 1.6483 | 4513 | 1.6474 | 1.6459 | 3.701 | 0.65459 | 0.25837 | 3.2122 | 1.6863
| 4514 | 7.4376 | 4.664 | 1.5947 | 4514 | 1.5821 | 1.6099 | 3.6125 | 0.64352 | 0.24534 | 3.08 | 1.6052
| 4515 | 7.7722 | 4.7649 | 1.6311 | 4515 | 1.6371 | 1.6192 | 3.7117 | 0.69276 | 0.2469 | 3.1741 | 1.6431
| 4516 | 7.6611 | 4.4519 | 1.7208 | 4516 | 1.6028 | 1.9032 | 3.6874 | 0.67887 | 0.24446 | 3.0601 | 1.6058
| 4517 | 7.5718 | 4.7555 | 1.5922 | 4517 | 1.5631 | 1.633 | 3.5925 | 0.67102 | 0.24177 | 2.9802 | 1.5801
| 4518 | 7.7594 | 4.7442 | 1.6356 | 4518 | 1.5862 | 1.7078 | 3.6554 | 0.68084 | 0.23864 | 3.0153 | 1.6036
| 4519 | 7.6346 | 4.8196 | 1.5841 | 4519 | 1.5467 | 1.6377 | 3.6112 | 0.66496 | 0.2335 | 2.8826 | 1.5724
| 4520 | 7.8563 | 4.6439 | 1.6917 | 4520 | 1.5699 | 1.8909 | 3.7023 | 0.67527 | 0.23539 | 2.8939 | 1.6006
| 4521 | 7.798 | 4.7525 | 1.6408 | 4521 | 1.511 | 1.8409 | 3.65 | 0.67193 | 0.23312 | 2.5712 | 1.5717
| 4522 | 7.742 | 4.9121 | 1.5761 | 4522 | 1.4835 | 1.711 | 3.566 | 0.668 | 0.22696 | 2.5123 | 1.5377
| 4523 | 7.6885 | 5.2623 | 1.4611 | 4523 | 1.46 | 1.4608 | 3.5455 | 0.66493 | 0.22343 | 2.4432 | 1.5123
| 4606 | 2.2468 | 1.6828 | 1.3351 | 4606 | 1.1734 | 1.6378 | 39.2486 | 0.16711 | 0.64859 | 2.1233 | 2.1122
| 4607 | 2.1894 | 1.6882 | 1.2969 | 4607 | 1.1384 | 1.599 | 38.2463 | 0.16285 | 0.63203 | 2.0686 | 1.9844
| 4608 | 2.2104 | 1.7306 | 1.2773 | 4608 | 1.1114 | 1.5986 | 38.6135 | 0.16441 | 0.63809 | 2.0884 | 1.9103
| 4609 | 2.1434 | 1.8665 | 1.1484 | 4609 | 1.0167 | 1.3907 | 37.1925 | 0.15957 | 0.42606 | 2.0195 | 1.779
| 4610 | 2.1671 | 2.0166 | 1.0747 | 4610 | 1.0025 | 1.1847 | 37.6044 | 0.15827 | 0.4288 | 1.9617 | 1.724
| 4611 | 2.3608 | 2.0415 | 1.1564 | 4611 | 1.0586 | 1.3369 | 40.9648 | 0.17073 | 0.40224 | 2.0519 | 1.7904
| 4612 | 2.3122 | 2.1465 | 1.0772 | 4612 | 1.0207 | 1.1756 | 40.1215 | 0.16608 | 0.38331 | 1.9833 | 1.707
| 4613 | 2.3769 | 1.9578 | 1.2141 | 4613 | 1.0414 | 1.5624 | 41.2457 | 0.17016 | 0.39558 | 2.0258 | 1.7412
| 4614 | 2.2626 | 1.9735 | 1.1465 | 4614 | 0.9746 | 1.4647 | 39.2756 | 0.16112 | 0.34164 | 1.885 | 1.6228
| 4615 | 2.3796 | 1.8749 | 1.2692 | 4615 | 1.0175 | 1.877 | 41.3031 | 0.16862 | 0.35818 | 1.9685 | 1.6827
| 4616 | 2.3655 | 1.9243 | 1.2293 | 4616 | 1.0005 | 1.7073 | 41.1349 | 0.16653 | 0.33795 | 1.9425 | 1.6631
| 4617 | 2.3997 | 2.1393 | 1.1217 | 4617 | 0.99281 | 1.3085 | 41.7584 | 0.16706 | 0.33829 | 1.9621 | 1.6534
| 4618 | 2.3407 | 2.1481 | 1.0896 | 4618 | 0.93066 | 1.322 | 40.9141 | 0.16011 | 0.33648 | 1.8805 | 1.6169
| 4619 | 2.3428 | 2.0729 | 1.1302 | 4619 | 0.95691 | 1.4436 | 41.1578 | 0.15886 | 0.33631 | 1.8571 | 1.5854
| 4620 | 2.3699 | 2.134 | 1.1106 | 4620 | 0.94378 | 1.3771 | 41.5695 | 0.16033 | 0.32552 | 1.8642 | 1.5754
| 4621 | 2.3312 | 2.1551 | 1.0817 | 4621 | 0.91727 | 1.3 | 41.668 | 0.15728 | 0.32506 | 1.8375 | 1.5291
| 4622 | 2.2718 | 2.1578 | 1.0528 | 4622 | 0.88273 | 1.2793 | 40.6263 | 0.15365 | 0.35545 | 1.7471 | 1.4695
| 4623 | 2.3471 | 2.154 | 1.0896 | 4623 | 0.8927 | 1.4266 | 42.0719 | 0.15773 | 0.36747 | 1.7718 | 1.4869

## 4.Shazam-Reg-Trends
EVO
| ¦_OLS | LQO | T | PERIOD | 2006-2023
|  | ESTIMATED | STANDARD
| VARIABLE | COEFFICIENT | ERROR | T-RATIO
| T | 0.017134 | 0.0008054 | 21.27
| CONSTANT | -0.041001 | 0.008718 | -4.703
| ¦_OLS | LQI | T | PERIOD | 2006-2023
|  | ESTIMATED | STANDARD
| VARIABLE | COEFFICIENT | ERROR | T-RATIO
| T | 0.010819 | 0.003893 | 2.779
| CONSTANT | 0.072116 | 0.04214 | 1.711
| ¦_OLS | LTFP | T | PERIOD | 2006-2023
|  | ESTIMATED | STANDARD
| VARIABLE | COEFFICIENT | ERROR | T-RATIO
| T | 0.0063145 | 0.00403 | 1.567
| CONSTANT | -0.11312 | 0.04362 | -2.593
| ¦_OLS | LPP1 | T | PERIOD | 2006-2023
|  | ESTIMATED | STANDARD
| VARIABLE | COEFFICIENT | ERROR | T-RATIO
| T | 0.011463 | 0.008104 | 1.415
| CONSTANT | -0.20971 | 0.08772 | -2.391
| ¦_OLS | LPPK | T | PERIOD | 2006-2023
|  | ESTIMATED | STANDARD
| VARIABLE | COEFFICIENT | ERROR | T-RATIO
| T | 0.0018731 | 0.001022 | 1.832
| CONSTANT | -0.030944 | 0.01106 | -2.797
| ¦_OLS | LQO | T | PERIOD | 2006-2012
|  | ESTIMATED | STANDARD
| VARIABLE | COEFFICIENT | ERROR | T-RATIO
| T | 0.012808 | 0.00321 | 3.99
| CONSTANT | -0.023374 | 0.01436 | -1.628
| ¦_OLS | LQI | T | PERIOD | 2006-2012
|  | ESTIMATED | STANDARD
| VARIABLE | COEFFICIENT | ERROR | T-RATIO
| T | 0.041004 | 0.004506 | 9.1
| CONSTANT | -0.069343 | 0.02015 | -3.441
| ¦_OLS | LTFP | T | PERIOD | 2006-2012
|  | ESTIMATED | STANDARD
| VARIABLE | COEFFICIENT | ERROR | T-RATIO
| T | -0.028196 | 0.004925 | -5.725
| CONSTANT | 0.045969 | 0.02202 | 2.087
| ¦_OLS | LPP1 | T | PERIOD | 2006-2012
|  | ESTIMATED | STANDARD
| VARIABLE | COEFFICIENT | ERROR | T-RATIO
| T | -0.056869 | 0.009036 | -6.293
| CONSTANT | 0.10201 | 0.04041 | 2.524
| ¦_OLS | LPPK | T | PERIOD | 2006-2012
|  | ESTIMATED | STANDARD
| VARIABLE | COEFFICIENT | ERROR | T-RATIO
| T | -0.0050627 | 0.003298 | -1.535
| CONSTANT | -0.00013527 | 0.01475 | -0.9171
| ¦_OLS | LQO | T | PERIOD | 2012-2023
|  | ESTIMATED | STANDARD
| VARIABLE | COEFFICIENT | ERROR | T-RATIO
| T | 0.017659 | 0.001485 | 11.89
| CONSTANT | -0.046762 | 0.01926 | -2.428
| ¦_OLS | LQI | T | PERIOD | 2012-2023
|  | ESTIMATED | STANDARD
| VARIABLE | COEFFICIENT | ERROR | T-RATIO
| T | -0.0069638 | 0.005526 | -1.26
| CONSTANT | 0.31354 | 0.07166 | 4.375
| ¦_OLS | LTFP | T | PERIOD | 2012-2023
|  | ESTIMATED | STANDARD
| VARIABLE | COEFFICIENT | ERROR | T-RATIO
| T | 0.024623 | 0.005246 | 4.693
| CONSTANT | -0.3603 | 0.06803 | -5.296
| ¦_OLS | LPP1 | T | PERIOD | 2012-2023
|  | ESTIMATED | STANDARD
| VARIABLE | COEFFICIENT | ERROR | T-RATIO
| T | 0.047407 | 0.01138 | 4.167
| CONSTANT | -0.69568 | 0.1475 | -4.716
| ¦_OLS | LPP1 | T | PERIOD | 2012-2023
|  | ESTIMATED | STANDARD
| VARIABLE | COEFFICIENT | ERROR | T-RATIO
| T | 0.0043383 | 0.001732 | 2.505
| CONSTANT | -0.063182 | 0.02246 | -2.813
AGD
| ¦_OLS | LQO | T | PERIOD | 2006-2023
|  | ESTIMATED | STANDARD
| VARIABLE | COEFFICIENT | ERROR | T-RATIO
| T | 0.0052105 | 0.0006744 | 7.726
| CONSTANT | 0.003532 | 0.0073 | 0.4838
| ¦_OLS | LQI | T | PERIOD | 2006-2023
|  | ESTIMATED | STANDARD
| VARIABLE | COEFFICIENT | ERROR | T-RATIO
| T | -0.0016514 | 0.003902 | -0.4232
| CONSTANT | 0.11263 | 0.04224 | 2.667
| ¦_OLS | LTFP | T | PERIOD | 2006-2023
|  | ESTIMATED | STANDARD
| VARIABLE | COEFFICIENT | ERROR | T-RATIO
| T | 0.0068618 | 0.003571 | 1.922
| CONSTANT | -0.1091 | 0.03865 | -2.823
| ¦_OLS | LPP1 | T | PERIOD | 2006-2023
|  | ESTIMATED | STANDARD
| VARIABLE | COEFFICIENT | ERROR | T-RATIO
| T | 0.032578 | 0.008059 | 4.043
| CONSTANT | -0.24882 | 0.08723 | -2.852
| ¦_OLS | LPPK | T | PERIOD | 2006-2023
|  | ESTIMATED | STANDARD
| VARIABLE | COEFFICIENT | ERROR | T-RATIO
| T | -0.0080155 | 0.001345 | -5.958
| CONSTANT | -0.033129 | 0.01456 | -2.275
| ¦_OLS | LQO | T | PERIOD | 2006-2012
|  | ESTIMATED | STANDARD
| VARIABLE | COEFFICIENT | ERROR | T-RATIO
| T | 0.010831 | 0.002472 | 4.382
| CONSTANT | -0.020531 | 0.01105 | -1.857
| ¦_OLS | LQI | T | PERIOD | 2006-2012
|  | ESTIMATED | STANDARD
| VARIABLE | COEFFICIENT | ERROR | T-RATIO
| T | 0.035355 | 0.008147 | 4.339
| CONSTANT | -0.054373 | 0.03644 | -1.492
| ¦_OLS | LTFP | T | PERIOD | 2006-2012
|  | ESTIMATED | STANDARD
| VARIABLE | COEFFICIENT | ERROR | T-RATIO
| T | -0.024523 | 0.008621 | -2.844
| CONSTANT | 0.033842 | 0.03856 | 0.8777
| ¦_OLS | LPP1 | T | PERIOD | 2006-2012
|  | ESTIMATED | STANDARD
| VARIABLE | COEFFICIENT | ERROR | T-RATIO
| T | -0.043424 | 0.01961 | -2.214
| CONSTANT | 0.086089 | 0.08771 | 0.9815
| ¦_OLS | LPPK | T | PERIOD | 2006-2012
|  | ESTIMATED | STANDARD
| VARIABLE | COEFFICIENT | ERROR | T-RATIO
| T | -0.015216 | 0.002301 | -6.614
| CONSTANT | 0.0067737 | 0.01029 | 0.6584
| ¦_OLS | LQO | T | PERIOD | 2012-2023
|  | ESTIMATED | STANDARD
| VARIABLE | COEFFICIENT | ERROR | T-RATIO
| T | 0.0026764 | 0.0009069 | 2.951
| CONSTANT | 0.037811 | 0.01176 | 3.215
| ¦_OLS | LQI | T | PERIOD | 2012-2023
|  | ESTIMATED | STANDARD
| VARIABLE | COEFFICIENT | ERROR | T-RATIO
| T | -0.020236 | 0.003954 | -5.118
| CONSTANT | 0.36347 | 0.05127 | 7.089
| ¦_OLS | LTFP | T | PERIOD | 2012-2023
|  | ESTIMATED | STANDARD
| VARIABLE | COEFFICIENT | ERROR | T-RATIO
| T | 0.022912 | 0.004066 | 5.635
| CONSTANT | -0.32566 | 0.05273 | -6.177
| ¦_OLS | LPP1 | T | PERIOD | 2012-2023
|  | ESTIMATED | STANDARD
| VARIABLE | COEFFICIENT | ERROR | T-RATIO
| T | 0.067628 | 0.009456 | 7.152
| CONSTANT | -0.72081 | 0.1226 | -5.878
| ¦_OLS | LPPK | T | PERIOD | 2012-2023
|  | ESTIMATED | STANDARD
| VARIABLE | COEFFICIENT | ERROR | T-RATIO
| T | -0.0017226 | 0.001825 | -0.9438
| CONSTANT | -0.11884 | 0.02367 | -5.021
CIT
| ¦_OLS | LQO | T | PERIOD | 2006-2023
|  | ESTIMATED | STANDARD
| VARIABLE | COEFFICIENT | ERROR | T-RATIO
| T | 0.0076857 | 0.0005456 | 14.09
| CONSTANT | 0.01902 | 0.005906 | 3.22
| ¦_OLS | LQI | T | PERIOD | 2006-2023
|  | ESTIMATED | STANDARD
| VARIABLE | COEFFICIENT | ERROR | T-RATIO
| T | 0.012842 | 0.002725 | 4.713
| CONSTANT | 0.068996 | 0.02949 | 2.34
| ¦_OLS | LTFP | T | PERIOD | 2006-2023
|  | ESTIMATED | STANDARD
| VARIABLE | COEFFICIENT | ERROR | T-RATIO
| T | -0.0051561 | 0.002534 | -2.035
| CONSTANT | -0.049976 | 0.02743 | -1.822
| ¦_OLS | LPP1 | T | PERIOD | 2006-2023
|  | ESTIMATED | STANDARD
| VARIABLE | COEFFICIENT | ERROR | T-RATIO
| T | -0.0054877 | 0.004852 | -1.131
| CONSTANT | -0.099867 | 0.05252 | -1.901
| ¦_OLS | LPPK | T | PERIOD | 2006-2023
|  | ESTIMATED | STANDARD
| VARIABLE | COEFFICIENT | ERROR | T-RATIO
| T | -0.005287 | 0.001194 | -4.428
| CONSTANT | -0.02106 | 0.01292 | -1.63
| ¦_OLS | LQO | T | PERIOD | 2006-2012
|  | ESTIMATED | STANDARD
| VARIABLE | COEFFICIENT | ERROR | T-RATIO
| T | 0.011594 | 0.00244 | 4.751
| CONSTANT | 0.0023398 | 0.01091 | 0.2144
| ¦_OLS | LQI | T | PERIOD | 2006-2012
|  | ESTIMATED | STANDARD
| VARIABLE | COEFFICIENT | ERROR | T-RATIO
| T | 0.038164 | 0.003701 | 10.31
| CONSTANT | -0.050086 | 0.01655 | -3.026
| ¦_OLS | LTFP | T | PERIOD | 2006-2012
|  | ESTIMATED | STANDARD
| VARIABLE | COEFFICIENT | ERROR | T-RATIO
| T | -0.02657 | 0.005867 | -4.529
| CONSTANT | 0.052426 | 0.02624 | 1.998
| ¦_OLS | LPP1 | T | PERIOD | 2006-2012
|  | ESTIMATED | STANDARD
| VARIABLE | COEFFICIENT | ERROR | T-RATIO
| T | -0.047751 | 0.01321 | -3.614
| CONSTANT | 0.09754 | 0.0591 | 1.65
| ¦_OLS | LPPK | T | PERIOD | 2006-2012
|  | ESTIMATED | STANDARD
| VARIABLE | COEFFICIENT | ERROR | T-RATIO
| T | -0.014784 | 0.001839 | -8.039
| CONSTANT | 0.025867 | 0.008224 | 3.145
| ¦_OLS | LQO | T | PERIOD | 2012-2023
|  | ESTIMATED | STANDARD
| VARIABLE | COEFFICIENT | ERROR | T-RATIO
| T | 0.00641 | 0.0007492 | 8.556
| CONSTANT | 0.035739 | 0.009715 | 3.679
| ¦_OLS | LQI | T | PERIOD | 2012-2023
|  | ESTIMATED | STANDARD
| VARIABLE | COEFFICIENT | ERROR | T-RATIO
| T | -0.0026967 | 0.001709 | -1.578
| CONSTANT | 0.28049 | 0.02217 | 12.65
| ¦_OLS | LTFP | T | PERIOD | 2012-2023
|  | ESTIMATED | STANDARD
| VARIABLE | COEFFICIENT | ERROR | T-RATIO
| T | 0.0091066 | 0.001734 | 5.25
| CONSTANT | -0.24475 | 0.02249 | -10.88
| ¦_OLS | LPP1 | T | PERIOD | 2012-2023
|  | ESTIMATED | STANDARD
| VARIABLE | COEFFICIENT | ERROR | T-RATIO
| T | 0.02088 | 0.003633 | 5.747
| CONSTANT | -0.45965 | 0.04711 | -9.756
| ¦_OLS | LPPK | T | PERIOD | 2012-2023
|  | ESTIMATED | STANDARD
| VARIABLE | COEFFICIENT | ERROR | T-RATIO
| T | 0.0015142 | 0.0008949 | 1.692
| CONSTANT | -0.11394 | 0.0116 | -9.818
END
| ¦_OLS | LQO | T | PERIOD | 2006-2023
|  | ESTIMATED | STANDARD
| VARIABLE | COEFFICIENT | ERROR | T-RATIO
| T | 0.011909 | 0.0008574 | 13.89
| CONSTANT | -0.0025601 | 0.009281 | -0.2758
| ¦_OLS | LQI | T | PERIOD | 2006-2023
|  | ESTIMATED | STANDARD
| VARIABLE | COEFFICIENT | ERROR | T-RATIO
| T | 0.012743 | 0.002513 | 5.071
| CONSTANT | 0.0948 | 0.0272 | 3.485
| ¦_OLS | LTFP | T | PERIOD | 2006-2023
|  | ESTIMATED | STANDARD
| VARIABLE | COEFFICIENT | ERROR | T-RATIO
| T | -0.00083346 | 0.002587 | -0.3222
| CONSTANT | -0.09736 | 0.028 | -3.477
| ¦_OLS | LPP1 | T | PERIOD | 2006-2023
|  | ESTIMATED | STANDARD
| VARIABLE | COEFFICIENT | ERROR | T-RATIO
| T | 0.015963 | 0.004375 | 3.649
| CONSTANT | -0.18223 | 0.04736 | -3.848
| ¦_OLS | LPPK | T | PERIOD | 2006-2023
|  | ESTIMATED | STANDARD
| VARIABLE | COEFFICIENT | ERROR | T-RATIO
| T | -0.013982 | 0.001325 | -10.56
| CONSTANT | -0.029246 | 0.01434 | -2.04
| ¦_OLS | LQO | T | PERIOD | 2006-2012
|  | ESTIMATED | STANDARD
| VARIABLE | COEFFICIENT | ERROR | T-RATIO
| T | 0.017078 | 0.00302 | 5.655
| CONSTANT | -0.020122 | 0.01351 | -1.49
| ¦_OLS | LQI | T | PERIOD | 2006-2012
|  | ESTIMATED | STANDARD
| VARIABLE | COEFFICIENT | ERROR | T-RATIO
| T | 0.032228 | 0.007267 | 4.435
| CONSTANT | 0.0031691 | 0.0325 | 0.9751
| ¦_OLS | LTFP | T | PERIOD | 2006-2012
|  | ESTIMATED | STANDARD
| VARIABLE | COEFFICIENT | ERROR | T-RATIO
| T | -0.01515 | 0.009539 | -1.588
| CONSTANT | -0.023291 | 0.04266 | -0.546
| ¦_OLS | LPP1 | T | PERIOD | 2006-2012
|  | ESTIMATED | STANDARD
| VARIABLE | COEFFICIENT | ERROR | T-RATIO
| T | -0.012667 | 0.01636 | -0.7744
| CONSTANT | -0.04705 | 0.07316 | -0.6431
| ¦_OLS | LPPK | T | PERIOD | 2006-2012
|  | ESTIMATED | STANDARD
| VARIABLE | COEFFICIENT | ERROR | T-RATIO
| T | -0.018042 | 0.003875 | -4.656
| CONSTANT | -0.00046656 | 0.01733 | -0.2692
| ¦_OLS | LQO | T | PERIOD | 2012-2023
|  | ESTIMATED | STANDARD
| VARIABLE | COEFFICIENT | ERROR | T-RATIO
| T | 0.012263 | 0.001575 | 7.788
| CONSTANT | -0.0089532 | 0.02042 | -0.4385
| ¦_OLS | LQI | T | PERIOD | 2012-2023
|  | ESTIMATED | STANDARD
| VARIABLE | COEFFICIENT | ERROR | T-RATIO
| T | 0.0013526 | 0.002861 | 0.4728
| CONSTANT | 0.24924 | 0.0371 | 6.718
| ¦_OLS | LTFP | T | PERIOD | 2012-2023
|  | ESTIMATED | STANDARD
| VARIABLE | COEFFICIENT | ERROR | T-RATIO
| T | 0.010911 | 0.002885 | 3.782
| CONSTANT | -0.25819 | 0.03741 | -6.901
| ¦_OLS | LPP1 | T | PERIOD | 2012-2023
|  | ESTIMATED | STANDARD
| VARIABLE | COEFFICIENT | ERROR | T-RATIO
| T | 0.034145 | 0.005502 | 6.206
| CONSTANT | -0.43018 | 0.07135 | -6.029
| ¦_OLS | LPPK | T | PERIOD | 2012-2023
|  | ESTIMATED | STANDARD
| VARIABLE | COEFFICIENT | ERROR | T-RATIO
| T | -0.0074445 | 0.001485 | -5.012
| CONSTANT | -0.11942 | 0.01926 | -6.199
ENX
| ¦_OLS | LQO | T | PERIOD | 2006-2023
|  | ESTIMATED | STANDARD
| VARIABLE | COEFFICIENT | ERROR | T-RATIO
| T | 0.012562 | 0.001775 | 7.078
| CONSTANT | 0.10201 | 0.01921 | 5.31
| ¦_OLS | LQI | T | PERIOD | 2006-2023
|  | ESTIMATED | STANDARD
| VARIABLE | COEFFICIENT | ERROR | T-RATIO
| T | 0.015808 | 0.00276 | 5.727
| CONSTANT | 0.11902 | 0.02988 | 3.984
| ¦_OLS | LTFP | T | PERIOD | 2006-2023
|  | ESTIMATED | STANDARD
| VARIABLE | COEFFICIENT | ERROR | T-RATIO
| T | -0.0032458 | 0.001583 | -2.051
| CONSTANT | -0.017009 | 0.01713 | -0.9928
| ¦_OLS | LPP1 | T | PERIOD | 2006-2023
|  | ESTIMATED | STANDARD
| VARIABLE | COEFFICIENT | ERROR | T-RATIO
| T | 0.0031351 | 0.003362 | 0.9324
| CONSTANT | -0.092098 | 0.03639 | -2.531
| ¦_OLS | LPPK | T | PERIOD | 2006-2023
|  | ESTIMATED | STANDARD
| VARIABLE | COEFFICIENT | ERROR | T-RATIO
| T | -0.0083404 | 0.0008032 | -10.38
| CONSTANT | 0.038622 | 0.008695 | 4.442
| ¦_OLS | LQO | T | PERIOD | 2006-2012
|  | ESTIMATED | STANDARD
| VARIABLE | COEFFICIENT | ERROR | T-RATIO
| T | 0.036121 | 0.005329 | 6.778
| CONSTANT | 0.0076324 | 0.02383 | 0.3203
| ¦_OLS | LQI | T | PERIOD | 2006-2012
|  | ESTIMATED | STANDARD
| VARIABLE | COEFFICIENT | ERROR | T-RATIO
| T | 0.045166 | 0.004338 | 10.41
| CONSTANT | -0.011669 | 0.0194 | -0.6015
| ¦_OLS | LTFP | T | PERIOD | 2006-2012
|  | ESTIMATED | STANDARD
| VARIABLE | COEFFICIENT | ERROR | T-RATIO
| T | -0.0090454 | 0.003618 | -2.5
| CONSTANT | 0.019302 | 0.01618 | 1.193
| ¦_OLS | LPP1 | T | PERIOD | 2006-2012
|  | ESTIMATED | STANDARD
| VARIABLE | COEFFICIENT | ERROR | T-RATIO
| T | -0.017396 | 0.007112 | -2.446
| CONSTANT | 0.010349 | 0.0318 | 0.3254
| ¦_OLS | LPPK | T | PERIOD | 2006-2012
|  | ESTIMATED | STANDARD
| VARIABLE | COEFFICIENT | ERROR | T-RATIO
| T | -0.0035487 | 0.003218 | -1.103
| CONSTANT | 0.025894 | 0.01439 | 1.799
| ¦_OLS | LQO | T | PERIOD | 2012-2023
|  | ESTIMATED | STANDARD
| VARIABLE | COEFFICIENT | ERROR | T-RATIO
| T | 0.0059128 | 0.0008343 | 7.087
| CONSTANT | 0.18949 | 0.01082 | 17.52
| ¦_OLS | LQI | T | PERIOD | 2012-2023
|  | ESTIMATED | STANDARD
| VARIABLE | COEFFICIENT | ERROR | T-RATIO
| T | 0.0018511 | 0.002031 | 0.9116
| CONSTANT | 0.30704 | 0.02633 | 11.66
| ¦_OLS | LTFP | T | PERIOD | 2012-2023
|  | ESTIMATED | STANDARD
| VARIABLE | COEFFICIENT | ERROR | T-RATIO
| T | 0.0040617 | 0.002234 | 1.818
| CONSTANT | -0.11755 | 0.02897 | -4.058
| ¦_OLS | LPP1 | T | PERIOD | 2012-2023
|  | ESTIMATED | STANDARD
| VARIABLE | COEFFICIENT | ERROR | T-RATIO
| T | 0.01844 | 0.004868 | 3.788
| CONSTANT | -0.30139 | 0.06313 | -4.774
| ¦_OLS | LPPK | T | PERIOD | 2012-2023
|  | ESTIMATED | STANDARD
| VARIABLE | COEFFICIENT | ERROR | T-RATIO
| T | -0.0073255 | 0.001392 | -5.263
| CONSTANT | 0.023752 | 0.01805 | 1.316
ERG
| ¦_OLS | LQO | T | PERIOD | 2006-2023
|  | ESTIMATED | STANDARD
| VARIABLE | COEFFICIENT | ERROR | T-RATIO
| T | 0.0067361 | 0.001865 | 3.611
| CONSTANT | 0.091254 | 0.02019 | 4.52
| ¦_OLS | LQI | T | PERIOD | 2006-2023
|  | ESTIMATED | STANDARD
| VARIABLE | COEFFICIENT | ERROR | T-RATIO
| T | 0.004383 | 0.002202 | 1.991
| CONSTANT | 0.025994 | 0.02383 | 1.091
| ¦_OLS | LTFP | T | PERIOD | 2006-2023
|  | ESTIMATED | STANDARD
| VARIABLE | COEFFICIENT | ERROR | T-RATIO
| T | 0.002353 | 0.00226 | 1.041
| CONSTANT | 0.06526 | 0.02446 | 2.668
| ¦_OLS | LPP1 | T | PERIOD | 2006-2023
|  | ESTIMATED | STANDARD
| VARIABLE | COEFFICIENT | ERROR | T-RATIO
| T | 0.017383 | 0.003994 | 4.353
| CONSTANT | 0.044304 | 0.04323 | 1.025
| ¦_OLS | LPPK | T | PERIOD | 2006-2023
|  | ESTIMATED | STANDARD
| VARIABLE | COEFFICIENT | ERROR | T-RATIO
| T | -0.010202 | 0.001368 | -7.458
| CONSTANT | 0.08312 | 0.01481 | 5.613
| ¦_OLS | LQO | T | PERIOD | 2006-2012
|  | ESTIMATED | STANDARD
| VARIABLE | COEFFICIENT | ERROR | T-RATIO
| T | 0.017357 | 0.007783 | 2.23
| CONSTANT | 0.037556 | 0.03481 | 1.079
| ¦_OLS | LQI | T | PERIOD | 2006-2012
|  | ESTIMATED | STANDARD
| VARIABLE | COEFFICIENT | ERROR | T-RATIO
| T | 0.025897 | 0.006116 | 4.234
| CONSTANT | -0.062768 | 0.02735 | -2.295
| ¦_OLS | LTFP | T | PERIOD | 2006-2012
|  | ESTIMATED | STANDARD
| VARIABLE | COEFFICIENT | ERROR | T-RATIO
| T | -0.00854 | 0.01112 | -0.768
| CONSTANT | 0.10032 | 0.04973 | 2.017
| ¦_OLS | LPP1 | T | PERIOD | 2006-2012
|  | ESTIMATED | STANDARD
| VARIABLE | COEFFICIENT | ERROR | T-RATIO
| T | -0.011366 | 0.01733 | -0.6558
| CONSTANT | 0.14596 | 0.07751 | 1.883
| ¦_OLS | LPPK | T | PERIOD | 2006-2012
|  | ESTIMATED | STANDARD
| VARIABLE | COEFFICIENT | ERROR | T-RATIO
| T | -0.006725 | 0.007793 | -0.863
| CONSTANT | 0.063736 | 0.03485 | 1.829
| ¦_OLS | LQO | T | PERIOD | 2012-2023
|  | ESTIMATED | STANDARD
| VARIABLE | COEFFICIENT | ERROR | T-RATIO
| T | -0.0010544 | 0.001976 | -0.5337
| CONSTANT | 0.19744 | 0.02562 | 7.707
| ¦_OLS | LQI | T | PERIOD | 2012-2023
|  | ESTIMATED | STANDARD
| VARIABLE | COEFFICIENT | ERROR | T-RATIO
| T | -0.0043721 | 0.003271 | -1.337
| CONSTANT | 0.14442 | 0.04242 | 3.405
| ¦_OLS | LTFP | T | PERIOD | 2012-2023
|  | ESTIMATED | STANDARD
| VARIABLE | COEFFICIENT | ERROR | T-RATIO
| T | 0.0033177 | 0.003933 | 0.8436
| CONSTANT | 0.053025 | 0.051 | 1.04
| ¦_OLS | LPP1 | T | PERIOD | 2012-2023
|  | ESTIMATED | STANDARD
| VARIABLE | COEFFICIENT | ERROR | T-RATIO
| T | 0.023324 | 0.007246 | 3.219
| CONSTANT | -0.034883 | 0.09396 | -0.3712
| ¦_OLS | LPPK | T | PERIOD | 2012-2023
|  | ESTIMATED | STANDARD
| VARIABLE | COEFFICIENT | ERROR | T-RATIO
| T | -0.013571 | 0.001619 | -8.382
| CONSTANT | 0.12931 | 0.021 | 6.159
ESS
| ¦_OLS | LQO | T | PERIOD | 2006-2023
|  | ESTIMATED | STANDARD
| VARIABLE | COEFFICIENT | ERROR | T-RATIO
| T | 0.0079969 | 0.001213 | 6.592
| CONSTANT | 0.031962 | 0.01313 | 2.434
| ¦_OLS | LQI | T | PERIOD | 2006-2023
|  | ESTIMATED | STANDARD
| VARIABLE | COEFFICIENT | ERROR | T-RATIO
| T | 0.00033556 | 0.003344 | 0.1003
| CONSTANT | 0.14625 | 0.0362 | 4.04
| ¦_OLS | LTFP | T | PERIOD | 2006-2023
|  | ESTIMATED | STANDARD
| VARIABLE | COEFFICIENT | ERROR | T-RATIO
| T | 0.0076614 | 0.003437 | 2.229
| CONSTANT | -0.11428 | 0.0372 | -3.072
| ¦_OLS | LPP1 | T | PERIOD | 2006-2023
|  | ESTIMATED | STANDARD
| VARIABLE | COEFFICIENT | ERROR | T-RATIO
| T | 0.019754 | 0.0067 | 2.948
| CONSTANT | -0.27041 | 0.07252 | -3.729
| ¦_OLS | LPPK | T | PERIOD | 2006-2023
|  | ESTIMATED | STANDARD
| VARIABLE | COEFFICIENT | ERROR | T-RATIO
| T | -0.0037868 | 0.001226 | -3.088
| CONSTANT | 0.032691 | 0.01327 | 2.463
| ¦_OLS | LQO | T | PERIOD | 2006-2012
|  | ESTIMATED | STANDARD
| VARIABLE | COEFFICIENT | ERROR | T-RATIO
| T | 0.0078134 | 0.005564 | 1.404
| CONSTANT | 0.026151 | 0.02488 | 1.051
| ¦_OLS | LQI | T | PERIOD | 2006-2012
|  | ESTIMATED | STANDARD
| VARIABLE | COEFFICIENT | ERROR | T-RATIO
| T | 0.041334 | 0.006962 | 5.937
| CONSTANT | -0.014802 | 0.03113 | -0.4754
| ¦_OLS | LTFP | T | PERIOD | 2006-2012
|  | ESTIMATED | STANDARD
| VARIABLE | COEFFICIENT | ERROR | T-RATIO
| T | -0.033521 | 0.006884 | -4.87
| CONSTANT | 0.040953 | 0.03078 | 1.33
| ¦_OLS | LPP1 | T | PERIOD | 2006-2012
|  | ESTIMATED | STANDARD
| VARIABLE | COEFFICIENT | ERROR | T-RATIO
| T | -0.05983 | 0.01342 | -4.457
| CONSTANT | 0.031896 | 0.06004 | 0.5313
| ¦_OLS | LPPK | T | PERIOD | 2006-2012
|  | ESTIMATED | STANDARD
| VARIABLE | COEFFICIENT | ERROR | T-RATIO
| T | -0.0098044 | 0.005805 | -1.689
| CONSTANT | 0.05249 | 0.02596 | 2.022
| ¦_OLS | LQO | T | PERIOD | 2012-2023
|  | ESTIMATED | STANDARD
| VARIABLE | COEFFICIENT | ERROR | T-RATIO
| T | 0.0063031 | 0.002212 | 2.85
| CONSTANT | 0.0548 | 0.02868 | 1.91
| ¦_OLS | LQI | T | PERIOD | 2012-2023
|  | ESTIMATED | STANDARD
| VARIABLE | COEFFICIENT | ERROR | T-RATIO
| T | -0.012526 | 0.004761 | -2.631
| CONSTANT | 0.31842 | 0.06174 | 5.158
| ¦_OLS | LTFP | T | PERIOD | 2012-2023
|  | ESTIMATED | STANDARD
| VARIABLE | COEFFICIENT | ERROR | T-RATIO
| T | 0.018829 | 0.006 | 3.138
| CONSTANT | -0.26362 | 0.07781 | -3.388
| ¦_OLS | LPP1 | T | PERIOD | 2012-2023
|  | ESTIMATED | STANDARD
| VARIABLE | COEFFICIENT | ERROR | T-RATIO
| T | 0.041542 | 0.01133 | 3.665
| CONSTANT | -0.56129 | 0.147 | -3.819
| ¦_OLS | LPPK | T | PERIOD | 2012-2023
|  | ESTIMATED | STANDARD
| VARIABLE | COEFFICIENT | ERROR | T-RATIO
| T | -0.0028368 | 0.002257 | -1.257
| CONSTANT | 0.019952 | 0.02926 | 0.6818
JEN
| ¦_OLS | LQO | T | PERIOD | 2006-2023
|  | ESTIMATED | STANDARD
| VARIABLE | COEFFICIENT | ERROR | T-RATIO
| T | 0.011741 | 0.0007626 | 15.4
| CONSTANT | 0.033615 | 0.008255 | 4.072
| ¦_OLS | LQI | T | PERIOD | 2006-2023
|  | ESTIMATED | STANDARD
| VARIABLE | COEFFICIENT | ERROR | T-RATIO
| T | 0.012442 | 0.003142 | 3.96
| CONSTANT | 0.026366 | 0.03401 | 0.7753
| ¦_OLS | LTFP | T | PERIOD | 2006-2023
|  | ESTIMATED | STANDARD
| VARIABLE | COEFFICIENT | ERROR | T-RATIO
| T | -0.00070092 | 0.003015 | -0.2324
| CONSTANT | 0.0072487 | 0.03264 | 0.2221
| ¦_OLS | LPP1 | T | PERIOD | 2006-2023
|  | ESTIMATED | STANDARD
| VARIABLE | COEFFICIENT | ERROR | T-RATIO
| T | -0.00067588 | 0.006983 | -0.9679
| CONSTANT | -0.031255 | 0.07559 | -0.4135
| ¦_OLS | LPPK | T | PERIOD | 2006-2023
|  | ESTIMATED | STANDARD
| VARIABLE | COEFFICIENT | ERROR | T-RATIO
| T | -0.00089534 | 0.000747 | -1.199
| CONSTANT | 0.043366 | 0.008086 | 5.363
| ¦_OLS | LQO | T | PERIOD | 2006-2012
|  | ESTIMATED | STANDARD
| VARIABLE | COEFFICIENT | ERROR | T-RATIO
| T | 0.022372 | 0.002444 | 9.155
| CONSTANT | -0.0057722 | 0.01093 | -0.5282
| ¦_OLS | LQI | T | PERIOD | 2006-2012
|  | ESTIMATED | STANDARD
| VARIABLE | COEFFICIENT | ERROR | T-RATIO
| T | 0.033025 | 0.009969 | 3.313
| CONSTANT | -0.077501 | 0.04458 | -1.738
| ¦_OLS | LTFP | T | PERIOD | 2006-2012
|  | ESTIMATED | STANDARD
| VARIABLE | COEFFICIENT | ERROR | T-RATIO
| T | -0.010653 | 0.01226 | -0.869
| CONSTANT | 0.071729 | 0.05483 | 1.308
| ¦_OLS | LPP1 | T | PERIOD | 2006-2012
|  | ESTIMATED | STANDARD
| VARIABLE | COEFFICIENT | ERROR | T-RATIO
| T | -0.034452 | 0.02723 | -1.265
| CONSTANT | 0.15691 | 0.1218 | 1.289
| ¦_OLS | LPPK | T | PERIOD | 2006-2012
|  | ESTIMATED | STANDARD
| VARIABLE | COEFFICIENT | ERROR | T-RATIO
| T | 0.0086693 | 0.002129 | 4.071
| CONSTANT | 0.006627 | 0.009523 | 0.6959
| ¦_OLS | LQO | T | PERIOD | 2012-2023
|  | ESTIMATED | STANDARD
| VARIABLE | COEFFICIENT | ERROR | T-RATIO
| T | 0.010076 | 0.0006343 | 15.88
| CONSTANT | 0.054523 | 0.008226 | 6.628
| ¦_OLS | LQI | T | PERIOD | 2012-2023
|  | ESTIMATED | STANDARD
| VARIABLE | COEFFICIENT | ERROR | T-RATIO
| T | -0.0042253 | 0.002878 | -1.468
| CONSTANT | 0.25524 | 0.03732 | 6.84
| ¦_OLS | LTFP | T | PERIOD | 2012-2023
|  | ESTIMATED | STANDARD
| VARIABLE | COEFFICIENT | ERROR | T-RATIO
| T | 0.014301 | 0.002707 | 5.284
| CONSTANT | -0.20071 | 0.0351 | -5.719
| ¦_OLS | LPP1 | T | PERIOD | 2012-2023
|  | ESTIMATED | STANDARD
| VARIABLE | COEFFICIENT | ERROR | T-RATIO
| T | 0.035449 | 0.00572 | 6.197
| CONSTANT | -0.52987 | 0.07418 | -7.144
| ¦_OLS | LPPK | T | PERIOD | 2012-2023
|  | ESTIMATED | STANDARD
| VARIABLE | COEFFICIENT | ERROR | T-RATIO
| T | -0.00316 | 0.000864 | -3.658
| CONSTANT | 0.073006 | 0.0112 | 6.516
PCR
| ¦_OLS | LQO | T | PERIOD | 2006-2023
|  | ESTIMATED | STANDARD
| VARIABLE | COEFFICIENT | ERROR | T-RATIO
| T | 0.0095762 | 0.00095 | 10.08
| CONSTANT | 0.00076618 | 0.01028 | 0.7451
| ¦_OLS | LQI | T | PERIOD | 2006-2023
|  | ESTIMATED | STANDARD
| VARIABLE | COEFFICIENT | ERROR | T-RATIO
| T | 0.017018 | 0.001834 | 9.277
| CONSTANT | -0.020608 | 0.01986 | -1.038
| ¦_OLS | LTFP | T | PERIOD | 2006-2023
|  | ESTIMATED | STANDARD
| VARIABLE | COEFFICIENT | ERROR | T-RATIO
| T | -0.0074422 | 0.002231 | -3.336
| CONSTANT | 0.021374 | 0.02414 | 0.8852
| ¦_OLS | LPP1 | T | PERIOD | 2006-2023
|  | ESTIMATED | STANDARD
| VARIABLE | COEFFICIENT | ERROR | T-RATIO
| T | -0.0044773 | 0.003849 | -1.163
| CONSTANT | 0.045513 | 0.04166 | 1.092
| ¦_OLS | LPPK | T | PERIOD | 2006-2023
|  | ESTIMATED | STANDARD
| VARIABLE | COEFFICIENT | ERROR | T-RATIO
| T | -0.01038 | 0.001131 | -9.174
| CONSTANT | 0.0026011 | 0.01225 | 0.2124
| ¦_OLS | LQO | T | PERIOD | 2006-2012
|  | ESTIMATED | STANDARD
| VARIABLE | COEFFICIENT | ERROR | T-RATIO
| T | 0.01598 | 0.003575 | 4.47
| CONSTANT | -0.020178 | 0.01599 | -1.262
| ¦_OLS | LQI | T | PERIOD | 2006-2012
|  | ESTIMATED | STANDARD
| VARIABLE | COEFFICIENT | ERROR | T-RATIO
| T | 0.026686 | 0.006647 | 4.014
| CONSTANT | -0.070213 | 0.02973 | -2.362
| ¦_OLS | LTFP | T | PERIOD | 2006-2012
|  | ESTIMATED | STANDARD
| VARIABLE | COEFFICIENT | ERROR | T-RATIO
| T | -0.010706 | 0.008735 | -1.226
| CONSTANT | 0.050035 | 0.03907 | 1.281
| ¦_OLS | LPP1 | T | PERIOD | 2006-2012
|  | ESTIMATED | STANDARD
| VARIABLE | COEFFICIENT | ERROR | T-RATIO
| T | -0.011873 | 0.01524 | -0.779
| CONSTANT | 0.10205 | 0.06817 | 1.497
| ¦_OLS | LPPK | T | PERIOD | 2006-2012
|  | ESTIMATED | STANDARD
| VARIABLE | COEFFICIENT | ERROR | T-RATIO
| T | -0.0091543 | 0.006205 | -1.475
| CONSTANT | 0.0013899 | 0.02775 | 0.5009
| ¦_OLS | LQO | T | PERIOD | 2012-2023
|  | ESTIMATED | STANDARD
| VARIABLE | COEFFICIENT | ERROR | T-RATIO
| T | 0.0094876 | 0.001734 | 5.47
| CONSTANT | 0.00083515 | 0.02249 | 0.3713
| ¦_OLS | LQI | T | PERIOD | 2012-2023
|  | ESTIMATED | STANDARD
| VARIABLE | COEFFICIENT | ERROR | T-RATIO
| T | 0.0085572 | 0.002302 | 3.718
| CONSTANT | 0.095909 | 0.02985 | 3.213
| ¦_OLS | LTFP | T | PERIOD | 2012-2023
|  | ESTIMATED | STANDARD
| VARIABLE | COEFFICIENT | ERROR | T-RATIO
| T | 0.0009304 | 0.003264 | 0.2851
| CONSTANT | -0.095074 | 0.04232 | -2.246
| ¦_OLS | LPP1 | T | PERIOD | 2012-2023
|  | ESTIMATED | STANDARD
| VARIABLE | COEFFICIENT | ERROR | T-RATIO
| T | 0.011595 | 0.005301 | 2.188
| CONSTANT | -0.17851 | 0.06874 | -2.597
| ¦_OLS | LPPK | T | PERIOD | 2012-2023
|  | ESTIMATED | STANDARD
| VARIABLE | COEFFICIENT | ERROR | T-RATIO
| T | -0.0099498 | 0.001846 | -5.389
| CONSTANT | -0.0030578 | 0.02394 | -0.1277
SAP
| ¦_OLS | LQO | T | PERIOD | 2006-2023
|  | ESTIMATED | STANDARD
| VARIABLE | COEFFICIENT | ERROR | T-RATIO
| T | 0.0052912 | 0.001275 | 4.149
| CONSTANT | 0.030639 | 0.0138 | 2.22
| ¦_OLS | LQI | T | PERIOD | 2006-2023
|  | ESTIMATED | STANDARD
| VARIABLE | COEFFICIENT | ERROR | T-RATIO
| T | 0.020403 | 0.002251 | 9.066
| CONSTANT | 0.0299 | 0.02436 | 1.227
| ¦_OLS | LTFP | T | PERIOD | 2006-2023
|  | ESTIMATED | STANDARD
| VARIABLE | COEFFICIENT | ERROR | T-RATIO
| T | -0.015112 | 0.002027 | -7.456
| CONSTANT | 0.00073812 | 0.02194 | 0.3365
| ¦_OLS | LPP1 | T | PERIOD | 2006-2023
|  | ESTIMATED | STANDARD
| VARIABLE | COEFFICIENT | ERROR | T-RATIO
| T | -0.021337 | 0.004803 | -4.442
| CONSTANT | -0.018687 | 0.05199 | -0.3594
| ¦_OLS | LPPK | T | PERIOD | 2006-2023
|  | ESTIMATED | STANDARD
| VARIABLE | COEFFICIENT | ERROR | T-RATIO
| T | -0.01204 | 0.001096 | -10.98
| CONSTANT | 0.01205 | 0.01187 | 1.015
| ¦_OLS | LQO | T | PERIOD | 2006-2012
|  | ESTIMATED | STANDARD
| VARIABLE | COEFFICIENT | ERROR | T-RATIO
| T | 0.017409 | 0.006491 | 2.682
| CONSTANT | -0.01755 | 0.02903 | -0.6046
| ¦_OLS | LQI | T | PERIOD | 2006-2012
|  | ESTIMATED | STANDARD
| VARIABLE | COEFFICIENT | ERROR | T-RATIO
| T | 0.042864 | 0.003941 | 10.88
| CONSTANT | -0.069278 | 0.01762 | -3.931
| ¦_OLS | LTFP | T | PERIOD | 2006-2012
|  | ESTIMATED | STANDARD
| VARIABLE | COEFFICIENT | ERROR | T-RATIO
| T | -0.025455 | 0.007203 | -3.534
| CONSTANT | 0.051728 | 0.03221 | 1.606
| ¦_OLS | LPP1 | T | PERIOD | 2006-2012
|  | ESTIMATED | STANDARD
| VARIABLE | COEFFICIENT | ERROR | T-RATIO
| T | -0.0565 | 0.01336 | -4.228
| CONSTANT | 0.14395 | 0.05976 | 2.409
| ¦_OLS | LPPK | T | PERIOD | 2006-2012
|  | ESTIMATED | STANDARD
| VARIABLE | COEFFICIENT | ERROR | T-RATIO
| T | -0.0096826 | 0.006836 | -1.416
| CONSTANT | 0.0049823 | 0.03057 | 0.163
| ¦_OLS | LQO | T | PERIOD | 2012-2023
|  | ESTIMATED | STANDARD
| VARIABLE | COEFFICIENT | ERROR | T-RATIO
| T | 0.0015516 | 0.001175 | 1.321
| CONSTANT | 0.080436 | 0.01523 | 5.28
| ¦_OLS | LQI | T | PERIOD | 2012-2023
|  | ESTIMATED | STANDARD
| VARIABLE | COEFFICIENT | ERROR | T-RATIO
| T | 0.00961 | 0.002443 | 3.933
| CONSTANT | 0.1757 | 0.03168 | 5.546
| ¦_OLS | LTFP | T | PERIOD | 2012-2023
|  | ESTIMATED | STANDARD
| VARIABLE | COEFFICIENT | ERROR | T-RATIO
| T | -0.0080584 | 0.003106 | -2.595
| CONSTANT | -0.095268 | 0.04028 | -2.365
| ¦_OLS | LPP1 | T | PERIOD | 2012-2023
|  | ESTIMATED | STANDARD
| VARIABLE | COEFFICIENT | ERROR | T-RATIO
| T | -0.0012649 | 0.006674 | -0.1895
| CONSTANT | -0.29116 | 0.08655 | -3.364
| ¦_OLS | LPPK | T | PERIOD | 2012-2023
|  | ESTIMATED | STANDARD
| VARIABLE | COEFFICIENT | ERROR | T-RATIO
| T | -0.012042 | 0.001391 | -8.66
| CONSTANT | 0.011829 | 0.01803 | 0.656
AND
| ¦_OLS | LQO | T | PERIOD | 2006-2023
|  | ESTIMATED | STANDARD
| VARIABLE | COEFFICIENT | ERROR | T-RATIO
| T | 0.0087893 | 0.001539 | 5.711
| CONSTANT | 0.066696 | 0.01666 | 4.004
| ¦_OLS | LQI | T | PERIOD | 2006-2023
|  | ESTIMATED | STANDARD
| VARIABLE | COEFFICIENT | ERROR | T-RATIO
| T | 0.018656 | 0.002633 | 7.086
| CONSTANT | 0.10527 | 0.0285 | 3.694
| ¦_OLS | LTFP | T | PERIOD | 2006-2023
|  | ESTIMATED | STANDARD
| VARIABLE | COEFFICIENT | ERROR | T-RATIO
| T | -0.0098667 | 0.002181 | -4.524
| CONSTANT | -0.038578 | 0.02361 | -1.634
| ¦_OLS | LPP1 | T | PERIOD | 2006-2023
|  | ESTIMATED | STANDARD
| VARIABLE | COEFFICIENT | ERROR | T-RATIO
| T | -0.011555 | 0.004545 | -2.542
| CONSTANT | -0.1568 | 0.0492 | -3.187
| ¦_OLS | LPPK | T | PERIOD | 2006-2023
|  | ESTIMATED | STANDARD
| VARIABLE | COEFFICIENT | ERROR | T-RATIO
| T | -0.0084641 | 0.001303 | -6.497
| CONSTANT | 0.045774 | 0.0141 | 3.246
| ¦_OLS | LQO | T | PERIOD | 2006-2012
|  | ESTIMATED | STANDARD
| VARIABLE | COEFFICIENT | ERROR | T-RATIO
| T | 0.027343 | 0.005364 | 5.097
| CONSTANT | -0.0035339 | 0.02399 | -0.1473
| ¦_OLS | LQI | T | PERIOD | 2006-2012
|  | ESTIMATED | STANDARD
| VARIABLE | COEFFICIENT | ERROR | T-RATIO
| T | 0.042264 | 0.005933 | 7.124
| CONSTANT | -0.0043814 | 0.02653 | -0.1651
| ¦_OLS | LTFP | T | PERIOD | 2006-2012
|  | ESTIMATED | STANDARD
| VARIABLE | COEFFICIENT | ERROR | T-RATIO
| T | -0.014922 | 0.0062 | -2.407
| CONSTANT | 0.00084751 | 0.02773 | 0.3056
| ¦_OLS | LPP1 | T | PERIOD | 2006-2012
|  | ESTIMATED | STANDARD
| VARIABLE | COEFFICIENT | ERROR | T-RATIO
| T | -0.037032 | 0.01034 | -3.583
| CONSTANT | -0.019919 | 0.04622 | -0.4309
| ¦_OLS | LPPK | T | PERIOD | 2006-2012
|  | ESTIMATED | STANDARD
| VARIABLE | COEFFICIENT | ERROR | T-RATIO
| T | 0.0011232 | 0.005923 | 0.1896
| CONSTANT | 0.014601 | 0.02649 | 0.5513
| ¦_OLS | LQO | T | PERIOD | 2012-2023
|  | ESTIMATED | STANDARD
| VARIABLE | COEFFICIENT | ERROR | T-RATIO
| T | 0.0051994 | 0.001771 | 2.936
| CONSTANT | 0.11274 | 0.02296 | 4.91
| ¦_OLS | LQI | T | PERIOD | 2012-2023
|  | ESTIMATED | STANDARD
| VARIABLE | COEFFICIENT | ERROR | T-RATIO
| T | 0.0062618 | 0.002549 | 2.457
| CONSTANT | 0.2722 | 0.03305 | 8.236
| ¦_OLS | LTFP | T | PERIOD | 2012-2023
|  | ESTIMATED | STANDARD
| VARIABLE | COEFFICIENT | ERROR | T-RATIO
| T | -0.0010624 | 0.003316 | -0.3204
| CONSTANT | -0.15945 | 0.043 | -3.708
| ¦_OLS | LPP1 | T | PERIOD | 2012-2023
|  | ESTIMATED | STANDARD
| VARIABLE | COEFFICIENT | ERROR | T-RATIO
| T | 0.0090088 | 0.006062 | 1.486
| CONSTANT | -0.43646 | 0.07861 | -5.553
| ¦_OLS | LPPK | T | PERIOD | 2012-2023
|  | ESTIMATED | STANDARD
| VARIABLE | COEFFICIENT | ERROR | T-RATIO
| T | -0.008353 | 0.002037 | -4.101
| CONSTANT | 0.042361 | 0.02641 | 1.604
TND
| ¦_OLS | LQO | T | PERIOD | 2006-2023
|  | ESTIMATED | STANDARD
| VARIABLE | COEFFICIENT | ERROR | T-RATIO
| T | 0.0037159 | 0.001157 | 3.212
| CONSTANT | -0.021099 | 0.01252 | -1.685
| ¦_OLS | LQI | T | PERIOD | 2006-2023
|  | ESTIMATED | STANDARD
| VARIABLE | COEFFICIENT | ERROR | T-RATIO
| T | 0.012257 | 0.002307 | 5.314
| CONSTANT | 0.030665 | 0.02497 | 1.228
| ¦_OLS | LTFP | T | PERIOD | 2006-2023
|  | ESTIMATED | STANDARD
| VARIABLE | COEFFICIENT | ERROR | T-RATIO
| T | -0.0085411 | 0.002615 | -3.266
| CONSTANT | -0.051764 | 0.02831 | -1.828
| ¦_OLS | LPP1 | T | PERIOD | 2006-2023
|  | ESTIMATED | STANDARD
| VARIABLE | COEFFICIENT | ERROR | T-RATIO
| T | -0.0062918 | 0.005722 | -1.1
| CONSTANT | -0.082928 | 0.06194 | -1.339
| ¦_OLS | LPPK | T | PERIOD | 2006-2023
|  | ESTIMATED | STANDARD
| VARIABLE | COEFFICIENT | ERROR | T-RATIO
| T | -0.0099451 | 0.001061 | -9.377
| CONSTANT | -0.030346 | 0.01148 | -2.643
| ¦_OLS | LQO | T | PERIOD | 2006-2012
|  | ESTIMATED | STANDARD
| VARIABLE | COEFFICIENT | ERROR | T-RATIO
| T | 0.0054025 | 0.006152 | 0.8781
| CONSTANT | -0.033597 | 0.02751 | -1.221
| ¦_OLS | LQI | T | PERIOD | 2006-2012
|  | ESTIMATED | STANDARD
| VARIABLE | COEFFICIENT | ERROR | T-RATIO
| T | 0.040229 | 0.004679 | 8.597
| CONSTANT | -0.065848 | 0.02093 | -3.147
| ¦_OLS | LTFP | T | PERIOD | 2006-2012
|  | ESTIMATED | STANDARD
| VARIABLE | COEFFICIENT | ERROR | T-RATIO
| T | -0.034826 | 0.00765 | -4.552
| CONSTANT | 0.032251 | 0.03421 | 0.9427
| ¦_OLS | LPP1 | T | PERIOD | 2006-2012
|  | ESTIMATED | STANDARD
| VARIABLE | COEFFICIENT | ERROR | T-RATIO
| T | -0.061361 | 0.01263 | -4.86
| CONSTANT | 0.087319 | 0.05647 | 1.546
| ¦_OLS | LPPK | T | PERIOD | 2006-2012
|  | ESTIMATED | STANDARD
| VARIABLE | COEFFICIENT | ERROR | T-RATIO
| T | -0.017664 | 0.005249 | -3.365
| CONSTANT | -0.0027932 | 0.02347 | -0.119
| ¦_OLS | LQO | T | PERIOD | 2012-2023
|  | ESTIMATED | STANDARD
| VARIABLE | COEFFICIENT | ERROR | T-RATIO
| T | 0.00056223 | 0.001507 | 0.373
| CONSTANT | 0.02261 | 0.01955 | 1.157
| ¦_OLS | LQI | T | PERIOD | 2012-2023
|  | ESTIMATED | STANDARD
| VARIABLE | COEFFICIENT | ERROR | T-RATIO
| T | 0.0091756 | 0.004104 | 2.236
| CONSTANT | 0.068883 | 0.05322 | 1.294
| ¦_OLS | LTFP | T | PERIOD | 2012-2023
|  | ESTIMATED | STANDARD
| VARIABLE | COEFFICIENT | ERROR | T-RATIO
| T | -0.0086134 | 0.004636 | -1.858
| CONSTANT | -0.046274 | 0.06012 | -0.7697
| ¦_OLS | LPP1 | T | PERIOD | 2012-2023
|  | ESTIMATED | STANDARD
| VARIABLE | COEFFICIENT | ERROR | T-RATIO
| T | -0.0079703 | 0.01104 | -0.7217
| CONSTANT | -0.050866 | 0.1432 | -0.3552
| ¦_OLS | LPPK | T | PERIOD | 2012-2023
|  | ESTIMATED | STANDARD
| VARIABLE | COEFFICIENT | ERROR | T-RATIO
| T | -0.0092639 | 0.001508 | -6.144
| CONSTANT | -0.038118 | 0.01955 | -1.949
UED
| ¦_OLS | LQO | T | PERIOD | 2006-2023
|  | ESTIMATED | STANDARD
| VARIABLE | COEFFICIENT | ERROR | T-RATIO
| T | 0.0094754 | 0.0008354 | 11.34
| CONSTANT | 0.0027071 | 0.009043 | 0.2994
| ¦_OLS | LQI | T | PERIOD | 2006-2023
|  | ESTIMATED | STANDARD
| VARIABLE | COEFFICIENT | ERROR | T-RATIO
| T | 0.0083645 | 0.002288 | 3.655
| CONSTANT | 0.036382 | 0.02477 | 1.469
| ¦_OLS | LTFP | T | PERIOD | 2006-2023
|  | ESTIMATED | STANDARD
| VARIABLE | COEFFICIENT | ERROR | T-RATIO
| T | 0.0011109 | 0.002591 | 0.4288
| CONSTANT | -0.033674 | 0.02804 | -1.201
| ¦_OLS | LPP1 | T | PERIOD | 2006-2023
|  | ESTIMATED | STANDARD
| VARIABLE | COEFFICIENT | ERROR | T-RATIO
| T | 0.010849 | 0.005047 | 2.15
| CONSTANT | -0.050798 | 0.05463 | -0.9298
| ¦_OLS | LPPK | T | PERIOD | 2006-2023
|  | ESTIMATED | STANDARD
| VARIABLE | COEFFICIENT | ERROR | T-RATIO
| T | -0.0050558 | 0.001332 | -3.795
| CONSTANT | -0.021436 | 0.01442 | -1.486
| ¦_OLS | LQO | T | PERIOD | 2006-2012
|  | ESTIMATED | STANDARD
| VARIABLE | COEFFICIENT | ERROR | T-RATIO
| T | 0.012552 | 0.004159 | 3.018
| CONSTANT | -0.0036877 | 0.0186 | -0.1983
| ¦_OLS | LQI | T | PERIOD | 2006-2012
|  | ESTIMATED | STANDARD
| VARIABLE | COEFFICIENT | ERROR | T-RATIO
| T | 0.033613 | 0.006001 | 5.602
| CONSTANT | -0.06971 | 0.02684 | -2.598
| ¦_OLS | LTFP | T | PERIOD | 2006-2012
|  | ESTIMATED | STANDARD
| VARIABLE | COEFFICIENT | ERROR | T-RATIO
| T | -0.021061 | 0.009182 | -2.294
| CONSTANT | 0.066023 | 0.04106 | 1.608
| ¦_OLS | LPP1 | T | PERIOD | 2006-2012
|  | ESTIMATED | STANDARD
| VARIABLE | COEFFICIENT | ERROR | T-RATIO
| T | -0.031699 | 0.01782 | -1.779
| CONSTANT | 0.13385 | 0.07968 | 1.68
| ¦_OLS | LPPK | T | PERIOD | 2006-2012
|  | ESTIMATED | STANDARD
| VARIABLE | COEFFICIENT | ERROR | T-RATIO
| T | -0.013282 | 0.004581 | -2.899
| CONSTANT | 0.020505 | 0.02049 | 1.001
| ¦_OLS | LQO | T | PERIOD | 2012-2023
|  | ESTIMATED | STANDARD
| VARIABLE | COEFFICIENT | ERROR | T-RATIO
| T | 0.01195 | 0.001053 | 11.35
| CONSTANT | -0.03301 | 0.01366 | -2.417
| ¦_OLS | LQI | T | PERIOD | 2012-2023
|  | ESTIMATED | STANDARD
| VARIABLE | COEFFICIENT | ERROR | T-RATIO
| T | -0.0021142 | 0.002425 | -0.8719
| CONSTANT | 0.17773 | 0.03144 | 5.652
| ¦_OLS | LTFP | T | PERIOD | 2012-2023
|  | ESTIMATED | STANDARD
| VARIABLE | COEFFICIENT | ERROR | T-RATIO
| T | 0.014064 | 0.002624 | 5.36
| CONSTANT | -0.21074 | 0.03403 | -6.194
| ¦_OLS | LPP1 | T | PERIOD | 2012-2023
|  | ESTIMATED | STANDARD
| VARIABLE | COEFFICIENT | ERROR | T-RATIO
| T | 0.03238 | 0.006616 | 4.894
| CONSTANT | -0.34393 | 0.08579 | -4.009
| ¦_OLS | LPPK | T | PERIOD | 2012-2023
|  | ESTIMATED | STANDARD
| VARIABLE | COEFFICIENT | ERROR | T-RATIO
| T | 0.002215 | 0.001236 | 1.793
| CONSTANT | -0.12171 | 0.01602 | -7.596
DIND
| ¦_OLS | LQO | T | PERIOD | 2006-2023
|  | ESTIMATED | STANDARD
| VARIABLE | COEFFICIENT | ERROR | T-RATIO
| T | 0.007354 | 0.0006891 | 10.67
| CONSTANT | 0.031413 | 0.007459 | 4.211
| ¦_OLS | LQI | T | PERIOD | 2006-2023
|  | ESTIMATED | STANDARD
| VARIABLE | COEFFICIENT | ERROR | T-RATIO
| T | 0.0089629 | 0.002315 | 3.871
| CONSTANT | 0.075223 | 0.02506 | 3.001
| ¦_OLS | LTFP | T | PERIOD | 2006-2023
|  | ESTIMATED | STANDARD
| VARIABLE | COEFFICIENT | ERROR | T-RATIO
| T | -0.0016089 | 0.001805 | -0.8914
| CONSTANT | -0.04381 | 0.01954 | -2.242
| ¦_OLS | LPP1 | T | PERIOD | 2006-2023
|  | ESTIMATED | STANDARD
| VARIABLE | COEFFICIENT | ERROR | T-RATIO
| T | 0.0090194 | 0.003821 | 2.36
| CONSTANT | -0.12201 | 0.04136 | -2.95
| ¦_OLS | LPPK | T | PERIOD | 2006-2023
|  | ESTIMATED | STANDARD
| VARIABLE | COEFFICIENT | ERROR | T-RATIO
| T | -0.0095095 | 0.0005336 | -17.82
| CONSTANT | 0.013948 | 0.005776 | 2.415
| ¦_OLS | LQO | T | PERIOD | 2006-2012
|  | ESTIMATED | STANDARD
| VARIABLE | COEFFICIENT | ERROR | T-RATIO
| T | 0.01615 | 0.001704 | 9.48
| CONSTANT | -0.0042954 | 0.007618 | -0.5638
| ¦_OLS | LQI | T | PERIOD | 2006-2012
|  | ESTIMATED | STANDARD
| VARIABLE | COEFFICIENT | ERROR | T-RATIO
| T | 0.035752 | 0.002574 | 13.89
| CONSTANT | -0.041459 | 0.01151 | -3.601
| ¦_OLS | LTFP | T | PERIOD | 2006-2012
|  | ESTIMATED | STANDARD
| VARIABLE | COEFFICIENT | ERROR | T-RATIO
| T | -0.019602 | 0.003211 | -6.105
| CONSTANT | 0.037163 | 0.01436 | 2.588
| ¦_OLS | LPP1 | T | PERIOD | 2006-2012
|  | ESTIMATED | STANDARD
| VARIABLE | COEFFICIENT | ERROR | T-RATIO
| T | -0.03412 | 0.007144 | -4.776
| CONSTANT | 0.063679 | 0.03195 | 1.993
| ¦_OLS | LPPK | T | PERIOD | 2006-2012
|  | ESTIMATED | STANDARD
| VARIABLE | COEFFICIENT | ERROR | T-RATIO
| T | -0.0094401 | 0.001574 | -5.999
| CONSTANT | 0.019036 | 0.007038 | 2.705
| ¦_OLS | LQO | T | PERIOD | 2012-2023
|  | ESTIMATED | STANDARD
| VARIABLE | COEFFICIENT | ERROR | T-RATIO
| T | 0.0046803 | 0.0005322 | 8.794
| CONSTANT | 0.06673 | 0.006902 | 9.668
| ¦_OLS | LQI | T | PERIOD | 2012-2023
|  | ESTIMATED | STANDARD
| VARIABLE | COEFFICIENT | ERROR | T-RATIO
| T | -0.0034562 | 0.001432 | -2.413
| CONSTANT | 0.24297 | 0.01858 | 13.08
| ¦_OLS | LTFP | T | PERIOD | 2012-2023
|  | ESTIMATED | STANDARD
| VARIABLE | COEFFICIENT | ERROR | T-RATIO
| T | 0.0081365 | 0.00154 | 5.284
| CONSTANT | -0.17624 | 0.01997 | -8.827
| ¦_OLS | LPP1 | T | PERIOD | 2012-2023
|  | ESTIMATED | STANDARD
| VARIABLE | COEFFICIENT | ERROR | T-RATIO
| T | 0.02895 | 0.003269 | 8.856
| CONSTANT | -0.39184 | 0.04239 | -9.243
| ¦_OLS | LPPK | T | PERIOD | 2012-2023
|  | ESTIMATED | STANDARD
| VARIABLE | COEFFICIENT | ERROR | T-RATIO
| T | -0.0073499 | 0.0007874 | -9.335
| CONSTANT | -0.016049 | 0.01021 | -1.572

## 5.Stata-DNSP&State
dnsp | year | outx | inx | tfpx | opinx | kinx | opfpx | kpfpx | tfpdelta | outdelta | indelta | outdelta1 | outdelta2 | outdelta3 | outdelta4 | outdelta5 | indelta1 | indelta2 | indelta3 | indelta4 | indelta5 | indelta6 | odelta | kdelta | q1x | q2x | q3x | q4x | q5x | x1x | x2x | x3x | x4x | x5x | x6x | outgrth1 | outgrth2 | outgrth3 | outgrth4 | outgrth5 | ingrth1 | ingrth2 | ingrth3 | ingrth4 | ingrth5 | ingrth6 | mdindex
1.ACT: Evoenergy | 2006 | 1 | 1 | 1 | 1 | 1 | 1 | 1 | [38 empty] | 1 | bar: q1x to x6x
1.ACT: Evoenergy | 2007 | 0.99518 | 1.0102 | 0.98513 | 1.0068 | 1.0142 | 0.98849 | 0.98127 | -0.01498 | -0.0048354 | -0.010144 | 0.0019939 | -0.00027203 | 0.0021346 | 0.0017911 | -0.010483 | -0.0011828 | -8.0493e-05 | 0.00044248 | -1.8337e-05 | -0.0035782 | -0.0057267 | 0.0067368 | 0.014075 | 1.0227 | 1 | 1.012 | 1.0049 | 1.2809 | 1.0068 | 1 | 0.9963 | 1 | 1.0157 | 1.0231 | 0.022434 | 0 | 0.011902 | 0.0049118 | 0.24754 | 0.0067363 | 0 | -0.0037053 | 0 | 0.01555 | 0.022877 | 0.96915
1.ACT: Evoenergy | 2008 | 1.0186 | 1.0425 | 0.97712 | 1.0699 | 1.0229 | 0.95209 | 0.99578 | -0.0081707 | 0.023285 | -0.031456 | 0.00084629 | 0.00056921 | 0.0028807 | -0.00042666 | 0.019415 | -0.026243 | -8.3551e-05 | 0.00059121 | -1.2634e-05 | -0.00069647 | -0.0050111 | 0.060809 | 0.0086037 | 1.0323 | 1 | 1.0255 | 1.0028 | 0.7501 | 1.0699 | 1 | 0.99089 | 1 | 1.0176 | 1.0443 | 0.009338 | 0 | 0.01331 | -0.0021326 | -0.53508 | 0.060809 | 0 | -0.0054469 | 0 | 0.0019051 | 0.020468 | 0.99208
1.ACT: Evoenergy | 2009 | 1.0239 | 1.0583 | 0.96749 | 1.0739 | 1.0462 | 0.95337 | 0.97865 | -0.0099021 | 0.0051275 | -0.01503 | 0.00079484 | -9.3829e-05 | 0.0031173 | 0.0066835 | -0.0053743 | -0.0038092 | -5.5804e-06 | 0.00025369 | 3.1182e-06 | -0.0056605 | -0.0058111 | 0.0037823 | 0.022477 | 1.0416 | 1 | 1.0426 | 1.0196 | 0.89068 | 1.0739 | 1 | 0.98807 | 1 | 1.0546 | 1.0727 | 0.0089564 | 0 | 0.016505 | 0.016662 | 0.17177 | 0.0037822 | 0 | -0.0028523 | 0 | 0.035665 | 0.02686 | 0.97627
1.ACT: Evoenergy | 2010 | 1.0398 | 1.14 | 0.91206 | 1.2397 | 1.0667 | 0.83872 | 0.97471 | -0.058999 | 0.015418 | -0.074417 | 0.0007223 | 0.00018075 | 0.0045527 | 0.0069078 | 0.0030545 | -0.06156 | -0.00016117 | -1.8147e-05 | -3.0203e-05 | -0.0079362 | -0.0047116 | 0.14354 | 0.019455 | 1.0501 | 1 | 1.0672 | 1.0369 | 0.78671 | 1.2397 | 1 | 0.98871 | 1 | 1.0951 | 1.0909 | 0.0081549 | 0 | 0.023364 | 0.016802 | -0.12412 | 0.14354 | 0 | 0.00065102 | 0 | 0.037695 | 0.016807 | 0.98038
1.ACT: Evoenergy | 2011 | 1.0284 | 1.2103 | 0.84968 | 1.3787 | 1.0908 | 0.74591 | 0.94278 | -0.070838 | -0.010976 | -0.059862 | 0.00042014 | -0.00043043 | 0.0044987 | 0.0074279 | -0.022893 | -0.047917 | 0.00014276 | -0.00023693 | -1.4823e-05 | -0.0061918 | -0.0056446 | 0.10629 | 0.022326 | 1.055 | 1 | 1.0934 | 1.0566 | 1.4901 | 1.3787 | 1 | 0.99089 | 1 | 1.1327 | 1.1203 | 0.004632 | 0 | 0.024187 | 0.018776 | 0.63874 | 0.10629 | 0 | 0.0022013 | 0 | 0.033813 | 0.026612 | 0.98523
1.ACT: Evoenergy | 2012 | 1.095 | 1.2616 | 0.86797 | 1.4793 | 1.1099 | 0.74023 | 0.98664 | 0.021297 | 0.062767 | -0.04147 | -0.00058155 | 0.037909 | 0.00486 | 0.0065982 | 0.013981 | -0.031921 | -0.0033871 | 0.0015997 | -1.9167e-05 | -0.0064265 | -0.0013162 | 0.07042 | 0.0173 | 1.0482 | 1.1136 | 1.1209 | 1.0736 | 1.0408 | 1.4793 | 1.1162 | 0.97717 | 1 | 1.1739 | 1.1276 | -0.0064647 | 0.10758 | 0.02484 | 0.01598 | -0.35885 | 0.070421 | 0.10993 | -0.013947 | 0 | 0.035673 | 0.0064706 | 1.1136
1.ACT: Evoenergy | 2013 | 1.1102 | 1.3197 | 0.84122 | 1.5797 | 1.1296 | 0.70277 | 0.98278 | -0.031313 | 0.01373 | -0.045043 | 0.00038927 | 3.071e-05 | 0.0044606 | 0.0058961 | 0.0029536 | -0.035062 | 1.5019e-05 | 0.00069516 | -3.0653e-05 | -0.0059782 | -0.0046824 | 0.06566 | 0.017646 | 1.0528 | 1.1136 | 1.1472 | 1.0893 | 0.94071 | 1.5797 | 1.1162 | 0.97096 | 1 | 1.2148 | 1.1499 | 0.0044124 | 0 | 0.023223 | 0.014531 | -0.10112 | 0.065659 | 0 | -0.006376 | 0 | 0.034295 | 0.019567 | 1.1074
1.ACT: Evoenergy | 2014 | 1.1168 | 1.4137 | 0.78998 | 1.7556 | 1.1548 | 0.63612 | 0.96703 | -0.062844 | 0.0059282 | -0.068772 | -0.002289 | 9.9989e-06 | 0.0015652 | 0.0049383 | 0.0017036 | -0.057349 | 2.3552e-05 | 0.0010557 | -0.0006139 | -0.005417 | -0.0064718 | 0.10557 | 0.022086 | 1.0259 | 1.1136 | 1.1566 | 1.1027 | 0.88584 | 1.7556 | 1.1165 | 0.96046 | 3.8573 | 1.2588 | 1.1828 | -0.025867 | 0 | 0.008175 | 0.012225 | -0.060096 | 0.10557 | 0.00026674 | -0.010872 | 1.35 | 0.035534 | 0.028252 | 1.0631
1.ACT: Evoenergy | 2015 | 1.1412 | 1.387 | 0.82274 | 1.6906 | 1.168 | 0.67502 | 0.97704 | 0.040633 | 0.021601 | 0.019032 | 0.00081526 | 0.015063 | 0.0033219 | 0.0089682 | -0.006567 | 0.025159 | 1.4592e-06 | 0.0026192 | 9.1e-07 | -0.0051439 | -0.0036045 | -0.037754 | 0.011302 | 1.0355 | 1.1628 | 1.177 | 1.1274 | 1.1053 | 1.6906 | 1.1161 | 0.93621 | 3.8715 | 1.3022 | 1.1997 | 0.0092469 | 0.043251 | 0.017423 | 0.022123 | 0.22136 | -0.037754 | -0.00032676 | -0.025567 | 0.0036648 | 0.033939 | 0.014137 | 1.1628
1.ACT: Evoenergy | 2016 | 1.146 | 1.112 | 1.0306 | 1.0234 | 1.1788 | 1.1198 | 0.97221 | 0.22528 | 0.0042668 | 0.22102 | 0.00062299 | 6.227e-06 | 0.003267 | 0.0035456 | -0.0031751 | 0.22744 | -0.00019101 | -0.00084117 | -2.1807e-05 | -0.0023661 | -0.0030084 | -0.50194 | 0.0092265 | 1.0427 | 1.1628 | 1.1971 | 1.1371 | 1.2004 | 1.0234 | 1.1214 | 0.94688 | 3.8587 | 1.3145 | 1.2104 | 0.0069963 | 0 | 0.01696 | 0.008621 | 0.082491 | -0.50194 | 0.0047407 | 0.011332 | -0.0033045 | 0.0093759 | 0.0088765 | 1.0621
1.ACT: Evoenergy | 2017 | 1.1493 | 1.1523 | 0.99745 | 1.1101 | 1.1865 | 1.0353 | 0.96869 | -0.032718 | 0.0028637 | -0.035582 | 0.0011717 | 2.5471e-06 | 0.0066983 | 0.0016612 | -0.0066701 | -0.032372 | 0.0010852 | -0.001641 | 2.1747e-06 | -0.0016273 | -0.0010288 | 0.081349 | 0.0064916 | 1.0565 | 1.1628 | 1.2393 | 1.1417 | 1.3986 | 1.1101 | 1.0833 | 0.96063 | 3.9083 | 1.3296 | 1.2166 | 0.013087 | 0 | 0.034646 | 0.0040208 | 0.15285 | 0.08135 | -0.034646 | 0.014421 | 0.012757 | 0.011437 | 0.005134 | 1.0926
1.ACT: Evoenergy | 2018 | 1.2111 | 1.2586 | 0.96229 | 1.3398 | 1.1986 | 0.90401 | 1.0105 | -0.035882 | 0.052388 | -0.088271 | -0.001923 | 0.035974 | 0.0059637 | 0.0038462 | 0.0085279 | -0.083648 | -3.5773e-05 | -0.00076166 | 1.0788e-05 | -0.0012898 | -0.002546 | 0.18802 | 0.010142 | 1.034 | 1.2883 | 1.2785 | 1.1527 | 1.147 | 1.3398 | 1.0843 | 0.96698 | 3.9239 | 1.3449 | 1.2314 | -0.021506 | 0.1025 | 0.031132 | 0.0095551 | -0.19836 | 0.18802 | 0.00094025 | 0.0065812 | 0.0039899 | 0.011412 | 0.012095 | 1.2883
1.ACT: Evoenergy | 2019 | 1.217 | 1.2503 | 0.97338 | 1.2906 | 1.2221 | 0.94296 | 0.99584 | 0.011455 | 0.0048307 | 0.0066239 | 0.0010658 | 8.8627e-05 | 0.0054502 | 0.0038805 | -0.0056544 | 0.017267 | 5.2096e-06 | -0.0001441 | -8.2802e-06 | -0.0025647 | -0.0079308 | -0.037362 | 0.019429 | 1.0464 | 1.2883 | 1.3148 | 1.1636 | 1.3127 | 1.2906 | 1.0843 | 0.9684 | 3.9239 | 1.3651 | 1.2723 | 0.011936 | 0 | 0.028053 | 0.0094186 | 0.13497 | -0.037362 | -2.2501e-06 | 0.0014695 | 0 | 0.014919 | 0.032685 | 1.0958
1.ACT: Evoenergy | 2020 | 1.2355 | 1.2364 | 0.99931 | 1.2291 | 1.2478 | 1.0052 | 0.99016 | 0.026293 | 0.015106 | 0.011187 | -0.00097525 | 5.0828e-06 | 0.0038411 | 0.012933 | -0.00069793 | 0.022368 | -0.0024042 | -0.00037664 | -3.4741e-05 | -0.0043875 | -0.0039782 | -0.048834 | 0.020831 | 1.0351 | 1.2883 | 1.3413 | 1.201 | 1.334 | 1.2291 | 1.1741 | 0.97174 | 3.974 | 1.4075 | 1.2904 | -0.010906 | 0 | 0.019884 | 0.031695 | 0.016094 | -0.048834 | 0.079614 | 0.0034418 | 0.01269 | 0.030575 | 0.014097 | 1.2359
1.ACT: Evoenergy | 2021 | 1.2597 | 1.2118 | 1.0395 | 1.162 | 1.2642 | 1.0841 | 0.99642 | 0.039444 | 0.019345 | 0.020099 | -0.00012393 | 0.013863 | 0.0048653 | 0.0054451 | -0.004705 | 0.026358 | -0.00050738 | -0.00012145 | 1.1987e-05 | -0.0025782 | -0.0030634 | -0.056157 | 0.013039 | 1.0336 | 1.34 | 1.3753 | 1.2171 | 1.4849 | 1.162 | 1.1976 | 0.97283 | 3.969 | 1.4385 | 1.3057 | -0.0013813 | 0.039299 | 0.025102 | 0.013283 | 0.10718 | -0.056157 | 0.019813 | 0.0011201 | -0.0012553 | 0.021781 | 0.011803 | 1.34
1.ACT: Evoenergy | 2022 | 1.2637 | 1.2501 | 1.0109 | 1.2266 | 1.2798 | 1.0302 | 0.98745 | -0.027881 | 0.0032193 | -0.0311 | 0.0014724 | 0.011651 | 0.0043708 | 0.0031716 | -0.017447 | -0.025188 | -0.0019624 | -0.00046111 | -2.8261e-05 | -0.0015095 | -0.0019508 | 0.054152 | 0.012262 | 1.0507 | 1.3823 | 1.4041 | 1.2252 | 1.9383 | 1.2266 | 1.2865 | 0.97729 | 3.969 | 1.4558 | 1.3168 | 0.016351 | 0.031096 | 0.020692 | 0.0066301 | 0.26642 | 0.054152 | 0.071604 | 0.004576 | 0 | 0.012003 | 0.0084824 | 1.3823
1.ACT: Evoenergy | 2023 | 1.3635 | 1.2288 | 1.1096 | 1.1644 | 1.2841 | 1.1709 | 1.0618 | 0.093138 | 0.075973 | 0.017165 | 0.002553 | 0.059441 | 0.0039653 | 0.0014201 | 0.0085937 | 0.022451 | -0.00057642 | 8.9169e-05 | -1.0713e-05 | -0.0033315 | -0.001456 | -0.052036 | 0.0033852 | 1.0808 | 1.6338 | 1.4331 | 1.2295 | 1.6655 | 1.1644 | 1.3029 | 0.9763 | 3.9694 | 1.4685 | 1.3174 | 0.028238 | 0.16719 | 0.020444 | 0.0035191 | -0.15169 | -0.052036 | 0.012661 | -0.0010081 | 8.7608e-05 | 0.0086965 | 0.00043745 | 1.6338
dnsp | year | outx | inx | tfpx | opinx | kinx | opfpx | kpfpx | tfpdelta | outdelta | indelta | outdelta1 | outdelta2 | outdelta3 | outdelta4 | outdelta5 | indelta1 | indelta2 | indelta3 | indelta4 | indelta5 | indelta6 | odelta | kdelta | q1x | q2x | q3x | q4x | q5x | x1x | x2x | x3x | x4x | x5x | x6x | outgrth1 | outgrth2 | outgrth3 | outgrth4 | outgrth5 | ingrth1 | ingrth2 | ingrth3 | ingrth4 | ingrth5 | ingrth6 | mdindex
2.AGD: Ausgrid | 2006 | 1 | 1 | 1 | 1 | 1 | 1 | 1 | [38 empty] | 1 | bar: q1x to x6x
2.AGD: Ausgrid | 2007 | 1.0057 | 0.95025 | 1.0584 | 0.8494 | 1.0248 | 1.184 | 0.98136 | 0.05672 | 0.0056924 | 0.051028 | 0.0010101 | 3.8997e-05 | 0.0021021 | 0.0015529 | 0.00098834 | 0.062999 | 0.0022332 | 0.00015953 | 0.00019068 | -0.0036353 | -0.010919 | -0.16322 | 0.02451 | 1.0107 | 1 | 1.01 | 1.0034 | 0.99267 | 0.8494 | 0.94844 | 0.99794 | 0.99733 | 1.0306 | 1.0451 | 0.01062 | 0 | 0.0099232 | 0.0034154 | -0.0073536 | -0.16322 | -0.052942 | -0.0020656 | -0.0026712 | 0.030169 | 0.044103 | 0.98521
2.AGD: Ausgrid | 2008 | 1.0037 | 1.1132 | 0.90167 | 1.2049 | 1.0496 | 0.83307 | 0.95631 | -0.16023 | -0.0019497 | -0.15828 | 0.00042619 | 0.010422 | 0.0016257 | 0.0038378 | -0.018261 | -0.14027 | -9.6323e-05 | -0.00014459 | 0.00034776 | -0.0038062 | -0.014304 | 0.3496 | 0.023908 | 1.0144 | 1.0279 | 1.0182 | 1.0124 | 1.1357 | 1.2049 | 0.94887 | 0.9985 | 0.98821 | 1.0518 | 1.0877 | 0.0037196 | 0.027523 | 0.0081023 | 0.0089366 | 0.13461 | 0.3496 | 0.00045818 | 0.00056806 | -0.0091909 | 0.020345 | 0.039984 | 1.0279
2.AGD: Ausgrid | 2009 | 0.99938 | 1.0789 | 0.92629 | 1.0912 | 1.0795 | 0.91587 | 0.92582 | 0.026941 | -0.004358 | 0.031299 | 0.00052798 | 0.0055747 | 0.0015339 | 0.0026304 | -0.014625 | 0.044576 | -0.00046154 | 5.3468e-05 | 0.0015596 | -0.0022981 | -0.012131 | -0.09911 | 0.028046 | 1.0195 | 1.043 | 1.0258 | 1.0186 | 1.2559 | 1.0912 | 0.96104 | 0.99916 | 0.96119 | 1.0783 | 1.1401 | 0.0049614 | 0.014603 | 0.00748 | 0.0060595 | 0.1006 | -0.099109 | 0.012745 | 0.00065758 | -0.027722 | 0.024846 | 0.047024 | 1.043
2.AGD: Ausgrid | 2010 | 1.0442 | 1.1615 | 0.89904 | 1.242 | 1.113 | 0.84073 | 0.93816 | -0.029862 | 0.043873 | -0.073734 | -0.00088063 | 0.00016073 | 0.0016788 | 0.0035657 | 0.039348 | -0.053504 | -0.00062403 | 0.00023154 | -0.0017781 | -0.0031931 | -0.014867 | 0.12947 | 0.030633 | 1.0137 | 1.043 | 1.0328 | 1.0259 | 0.93722 | 1.242 | 0.97392 | 0.99575 | 0.99079 | 1.0999 | 1.1925 | -0.0056773 | 0 | 0.0067606 | 0.0071451 | -0.2927 | 0.12947 | 0.013312 | -0.0034168 | 0.030331 | 0.019845 | 0.044946 | 1.032
2.AGD: Ausgrid | 2011 | 1.0484 | 1.1468 | 0.91424 | 1.1908 | 1.1336 | 0.88046 | 0.92485 | 0.016767 | 0.0040372 | 0.01273 | 8.9393e-05 | 0.010552 | 0.0015292 | 0.0057255 | -0.013859 | 0.022596 | -0.00081413 | 0.00024162 | -0.00080294 | -0.0037804 | -0.0047103 | -0.042132 | 0.018323 | 1.0149 | 1.0729 | 1.0404 | 1.0395 | 1.0684 | 1.1908 | 0.99524 | 0.99375 | 1.0085 | 1.1323 | 1.213 | 0.0011854 | 0.028254 | 0.0073852 | 0.013176 | 0.13103 | -0.042132 | 0.021661 | -0.002018 | 0.017714 | 0.029055 | 0.017049 | 1.0729
2.AGD: Ausgrid | 2012 | 1.062 | 1.2099 | 0.87781 | 1.3113 | 1.1691 | 0.80989 | 0.90839 | -0.040664 | 0.012891 | -0.053555 | -0.003968 | -6.0131e-05 | 0.001705 | 0.0038283 | 0.011385 | -0.034013 | -0.00031581 | 0.00025401 | -0.00093055 | -0.0044637 | -0.014085 | 0.096436 | 0.030853 | 0.97425 | 1.0729 | 1.0488 | 1.0486 | 0.95573 | 1.3113 | 1.0036 | 0.98908 | 1.0258 | 1.1688 | 1.2651 | -0.040894 | 0 | 0.0080015 | 0.0087486 | -0.11148 | 0.096435 | 0.0083969 | -0.0047088 | 0.017042 | 0.031679 | 0.042036 | 0.97519
2.AGD: Ausgrid | 2013 | 1.0689 | 1.1299 | 0.94595 | 1.0354 | 1.2014 | 1.0323 | 0.88971 | 0.074761 | 0.0064194 | 0.068342 | -0.01009 | -6.4142e-05 | 0.0017133 | 0.0035329 | 0.011327 | 0.086104 | -0.0004352 | 0.00026118 | -0.0015881 | -0.0037649 | -0.012236 | -0.23623 | 0.027197 | 0.87443 | 1.0729 | 1.0575 | 1.0573 | 0.822 | 1.0354 | 1.0153 | 0.98555 | 1.0541 | 1.2005 | 1.3094 | -0.1081 | 0 | 0.0082255 | 0.0082662 | -0.15073 | -0.23623 | 0.01159 | -0.003575 | 0.027184 | 0.026762 | 0.034443 | 0.98282
2.AGD: Ausgrid | 2014 | 1.0604 | 1.1941 | 0.88804 | 1.1504 | 1.2322 | 0.9218 | 0.86054 | -0.063175 | -0.007953 | -0.055222 | -0.0029252 | 1.8149e-05 | 0.0019491 | 0.0031701 | -0.010165 | -0.039692 | 0.0015432 | -0.0012408 | -0.0028637 | -0.0034921 | -0.0094766 | 0.10526 | 0.025372 | 0.84738 | 1.0729 | 1.0679 | 1.0653 | 0.93936 | 1.1504 | 0.97436 | 1.0039 | 1.1069 | 1.2313 | 1.3493 | -0.031419 | 0 | 0.0098029 | 0.0074903 | 0.13345 | 0.10526 | -0.04119 | 0.01842 | 0.048848 | 0.025365 | 0.029997 | 0.84544
2.AGD: Ausgrid | 2015 | 1.0688 | 1.2735 | 0.83923 | 1.3521 | 1.2378 | 0.79047 | 0.86347 | -0.056536 | 0.007876 | -0.064412 | 0.00038691 | -1.1371e-07 | 0.0022195 | 0.00053397 | 0.0047357 | -0.062032 | -0.0015389 | -0.00071383 | 0.0048083 | -0.0013625 | -0.0035738 | 0.16158 | 0.0044819 | 0.85092 | 1.0729 | 1.0798 | 1.0666 | 0.88627 | 1.3521 | 1.0158 | 1.0154 | 1.0204 | 1.2436 | 1.3679 | 0.0041687 | 0 | 0.011081 | 0.0012614 | -0.058173 | 0.16158 | 0.041665 | 0.011428 | -0.081346 | 0.0099193 | 0.013687 | 0.87849
2.AGD: Ausgrid | 2016 | 1.0666 | 1.23 | 0.86718 | 1.2034 | 1.2557 | 0.8863 | 0.84939 | 0.032769 | -0.0020365 | 0.034805 | -0.00011213 | 6.2281e-05 | 0.0022667 | 0.0013888 | -0.0056422 | 0.043786 | 0.00061989 | -0.0010194 | -0.0030963 | -0.0014426 | -0.0040427 | -0.11647 | 0.014399 | 0.85051 | 1.0729 | 1.0919 | 1.07 | 0.95403 | 1.2034 | 0.99926 | 1.0317 | 1.0743 | 1.2573 | 1.384 | -0.00048432 | 0 | 0.011152 | 0.003132 | 0.073678 | -0.11647 | -0.016433 | 0.015926 | 0.051515 | 0.011003 | 0.011737 | 0.94903
2.AGD: Ausgrid | 2017 | 1.0663 | 1.1643 | 0.91581 | 1.0662 | 1.2375 | 1.0001 | 0.86163 | 0.054561 | -0.00033079 | 0.054892 | 0.00018174 | 5.3438e-06 | 0.0022316 | 0.0019584 | -0.0047079 | 0.046305 | -0.000888 | -0.00081387 | -0.0013825 | -0.0024506 | 0.014122 | -0.1211 | -0.014627 | 0.85221 | 1.0729 | 1.1039 | 1.0749 | 1.0021 | 1.0662 | 1.023 | 1.0462 | 1.0983 | 1.2762 | 1.3243 | 0.0019937 | 0 | 0.010975 | 0.0045506 | 0.049136 | -0.1211 | 0.023452 | 0.013953 | 0.022057 | 0.014926 | -0.044141 | 1.0191
2.AGD: Ausgrid | 2018 | 1.0814 | 1.1043 | 0.97927 | 0.91554 | 1.2402 | 1.1812 | 0.87202 | 0.066996 | 0.014133 | 0.052863 | -0.0010177 | -1.652e-05 | 0.0023857 | 0.0020741 | 0.010707 | 0.054821 | 0.0014755 | 0.00025745 | 0.0021738 | -0.0021462 | -0.003718 | -0.15233 | 0.0021377 | 0.84285 | 1.0729 | 1.1171 | 1.0801 | 0.89368 | 0.91554 | 0.98331 | 1.0411 | 1.0587 | 1.2916 | 1.3397 | -0.011038 | 0 | 0.011869 | 0.0049042 | -0.11449 | -0.15233 | -0.039541 | -0.004857 | -0.036714 | 0.011948 | 0.011543 | 0.9439
2.AGD: Ausgrid | 2019 | 1.0777 | 1.0886 | 0.99004 | 0.86794 | 1.2466 | 1.2417 | 0.86451 | 0.01094 | -0.0034533 | 0.014393 | 0.00011819 | 1.4998e-05 | 0.0022407 | 0.0016649 | -0.0074921 | 0.018101 | 1.2187e-05 | -0.0036932 | 0.0018038 | -0.002074 | 0.00024289 | -0.05339 | 0.0052007 | 0.84408 | 1.0729 | 1.1294 | 1.0843 | 0.96919 | 0.86794 | 0.98299 | 1.1038 | 1.0295 | 1.3075 | 1.3385 | 0.0014564 | 0 | 0.010928 | 0.0038162 | 0.081118 | -0.053389 | -0.00033092 | 0.058484 | -0.028008 | 0.012258 | -0.0008259 | 0.97074
2.AGD: Ausgrid | 2020 | 1.0546 | 1.0449 | 1.0093 | 0.76712 | 1.2555 | 1.3748 | 0.84004 | 0.019267 | -0.02164 | 0.040907 | -0.0019602 | 8.1516e-05 | 0.0020157 | 0.0031512 | -0.024928 | 0.045018 | 0.00068595 | 0.0037756 | -0.003196 | -0.0027248 | -0.0026523 | -0.12348 | 0.0070664 | 0.82782 | 1.0729 | 1.1396 | 1.0917 | 1.2075 | 0.76712 | 0.96634 | 1.0394 | 1.0809 | 1.327 | 1.3538 | -0.019461 | 0 | 0.00901 | 0.0068212 | 0.21988 | -0.12348 | -0.017083 | -0.060139 | 0.048745 | 0.0148 | 0.011319 | 0.98384
2.AGD: Ausgrid | 2021 | 1.0868 | 1.0194 | 1.0661 | 0.72163 | 1.2617 | 1.506 | 0.86138 | 0.054776 | 0.030013 | 0.024763 | -0.0017125 | -6.8316e-05 | 0.0012393 | 0.0017424 | 0.028812 | 0.026817 | -6.3953e-05 | -0.00053 | 0.00088477 | -0.00065296 | -0.0016922 | -0.06113 | 0.0049329 | 0.81198 | 1.0729 | 1.1475 | 1.0966 | 0.93219 | 0.72163 | 0.96721 | 1.0496 | 1.0676 | 1.3394 | 1.3608 | -0.019316 | 0 | 0.0068575 | 0.0044886 | -0.2588 | -0.061129 | 0.00089948 | 0.0097635 | -0.012391 | 0.0092978 | 0.0051907 | 0.92704
2.AGD: Ausgrid | 2022 | 1.0826 | 0.97281 | 1.1129 | 0.63355 | 1.2476 | 1.7088 | 0.86778 | 0.042927 | -0.0038136 | 0.046741 | -0.00088605 | 1.2289e-05 | 0.0010466 | 0.0023602 | -0.0063467 | 0.040726 | 0.00064931 | -0.00397 | -0.00035886 | -0.001707 | 0.011401 | -0.13018 | -0.011213 | 0.80461 | 1.0729 | 1.1532 | 1.1025 | 0.99349 | 0.63355 | 0.9515 | 1.1195 | 1.073 | 1.3515 | 1.3111 | -0.0091186 | 0 | 0.0049746 | 0.0053839 | 0.063683 | -0.13018 | -0.016374 | 0.064435 | 0.005043 | 0.0089726 | -0.037258 | 0.91296
2.AGD: Ausgrid | 2023 | 1.1114 | 1.0157 | 1.0942 | 0.69878 | 1.2462 | 1.5905 | 0.89184 | -0.016952 | 0.026225 | -0.043177 | 0.0013195 | -1.9789e-05 | 0.0010422 | 0.0020658 | 0.021817 | -0.042584 | -0.00033803 | -0.0011147 | 0.0033952 | -0.0023231 | -0.00021244 | 0.098005 | -0.0011238 | 0.8156 | 1.0729 | 1.1594 | 1.108 | 0.79458 | 0.69878 | 0.96065 | 1.1294 | 1.0183 | 1.3621 | 1.3113 | 0.013566 | 0 | 0.0053986 | 0.0049754 | -0.22341 | 0.098006 | 0.0095669 | 0.008793 | -0.052261 | 0.0078282 | 0.00018744 | 0.93555
dnsp | year | outx | inx | tfpx | opinx | kinx | opfpx | kpfpx | tfpdelta | outdelta | indelta | outdelta1 | outdelta2 | outdelta3 | outdelta4 | outdelta5 | indelta1 | indelta2 | indelta3 | indelta4 | indelta5 | indelta6 | odelta | kdelta | q1x | q2x | q3x | q4x | q5x | x1x | x2x | x3x | x4x | x5x | x6x | outgrth1 | outgrth2 | outgrth3 | outgrth4 | outgrth5 | ingrth1 | ingrth2 | ingrth3 | ingrth4 | ingrth5 | ingrth6 | mdindex
3.CIT: CitiPower | 2006 | 1 | 1 | 1 | 1 | 1 | 1 | 1 | [38 empty] | 1 | bar: q1x to x6x
3.CIT: CitiPower | 2007 | 1.0318 | 1.0329 | 0.99889 | 1.0314 | 1.0358 | 1.0004 | 0.99611 | -0.0011135 | 0.031303 | -0.032416 | 0.0015396 | 0.0097688 | 0.0032678 | 0.012685 | 0.004042 | -0.0069475 | -6.8883e-05 | -0.00093926 | -0.0027418 | -0.014932 | -0.0067868 | 0.030916 | 0.035205 | 1.0175 | 1.028 | 1.0169 | 1.0314 | 0.90093 | 1.0314 | 1.0138 | 1.0138 | 1.0553 | 1.0536 | 1.0136 | 0.017306 | 0.027575 | 0.016741 | 0.030934 | -0.10433 | 0.030916 | 0.013754 | 0.013754 | 0.053816 | 0.052229 | 0.013499 | 1.028
3.CIT: CitiPower | 2008 | 1.0563 | 1.042 | 1.0138 | 1.0059 | 1.0631 | 1.0502 | 0.99365 | 0.014825 | 0.023504 | -0.0086794 | 0.00028191 | 0.015913 | 0.0020969 | -0.0038386 | 0.0090507 | 0.0080603 | 0.00023245 | 0.0027164 | -0.0012875 | -0.0090468 | -0.0093543 | -0.025046 | 0.025974 | 1.0209 | 1.0755 | 1.0277 | 1.0214 | 0.69003 | 1.0059 | 0.96999 | 0.96999 | 1.0906 | 1.089 | 1.0516 | 0.0033334 | 0.045174 | 0.010614 | -0.0097162 | -0.26669 | -0.025047 | -0.044222 | -0.044222 | 0.03292 | 0.033051 | 0.036835 | 1.0755
3.CIT: CitiPower | 2009 | 1.0466 | 1.1141 | 0.93942 | 1.1874 | 1.079 | 0.88146 | 0.97 | -0.076205 | -0.0092348 | -0.06697 | 8.401e-07 | 0.0092223 | 0.0016495 | 0.0030257 | -0.023133 | -0.055523 | 1.6459e-06 | 3.512e-05 | -0.0012598 | -0.0064075 | -0.0038161 | 0.16588 | 0.014852 | 1.0203 | 1.1043 | 1.0373 | 1.0299 | 1.2426 | 1.1874 | 0.96954 | 0.96954 | 1.1108 | 1.11 | 1.0648 | -0.00051238 | 0.026465 | 0.0093023 | 0.0082381 | 0.58824 | 0.16588 | -0.00046854 | -0.00046848 | 0.01833 | 0.019071 | 0.012488 | 1.1043
3.CIT: CitiPower | 2010 | 1.0527 | 1.1501 | 0.91535 | 1.2471 | 1.1023 | 0.84414 | 0.95505 | -0.025951 | 0.0058011 | -0.031752 | 0.0016597 | -2.8114e-06 | 0.0026321 | 0.002958 | -0.0014459 | -0.017592 | 1.4651e-05 | 0.0002054 | -0.0013048 | -0.0071746 | -0.0059004 | 0.049062 | 0.021334 | 1.0393 | 1.1043 | 1.0515 | 1.0374 | 1.2768 | 1.2471 | 0.96657 | 0.96657 | 1.1315 | 1.134 | 1.1 | 0.018404 | 0 | 0.013601 | 0.0072609 | 0.027097 | 0.049061 | -0.0030642 | -0.0030643 | 0.018521 | 0.021415 | 0.032483 | 1.0589
3.CIT: CitiPower | 2011 | 1.0868 | 1.1678 | 0.93061 | 1.2083 | 1.1497 | 0.89943 | 0.94524 | 0.016531 | 0.031821 | -0.01529 | -0.0015482 | 1.4913e-05 | 0.0026827 | 0.018114 | 0.012557 | 0.01083 | -9.5698e-05 | -0.0011217 | 0.002622 | -0.025185 | -0.0023387 | -0.031618 | 0.042142 | 1.0218 | 1.1043 | 1.066 | 1.0841 | 0.97912 | 1.2083 | 0.9848 | 0.98295 | 1.0918 | 1.2245 | 1.1171 | -0.016998 | 0 | 0.013656 | 0.044044 | -0.26542 | -0.031618 | 0.018681 | 0.016804 | -0.035759 | 0.076794 | 0.015442 | 1.0919
3.CIT: CitiPower | 2012 | 1.0776 | 1.2732 | 0.84642 | 1.4575 | 1.1789 | 0.73936 | 0.91408 | -0.094826 | -0.0084335 | -0.086393 | -0.00027458 | -1.5865e-05 | 0.0025485 | 0.0017826 | -0.012474 | -0.070263 | -5.794e-06 | -0.00013365 | -0.0142 | 0.00103 | -0.002821 | 0.18753 | 0.025089 | 1.0184 | 1.1043 | 1.0803 | 1.0889 | 1.2733 | 1.4575 | 0.9848 | 0.98664 | 1.3529 | 1.2218 | 1.1346 | -0.0032684 | 0 | 0.01328 | 0.0044253 | 0.26274 | 0.18753 | 0 | 0.0037492 | 0.21441 | -0.0022086 | 0.015538 | 1.0357
3.CIT: CitiPower | 2013 | 1.0872 | 1.2738 | 0.85351 | 1.4214 | 1.1955 | 0.76485 | 0.90939 | 0.0083416 | 0.0088204 | -0.00047882 | -0.0015583 | 1.3866e-05 | 0.0024877 | 0.0041844 | 0.0036927 | 0.0078885 | -3.5958e-06 | 5.5047e-05 | -0.0011556 | -0.0044 | -0.0028632 | -0.025065 | 0.01397 | 1.0011 | 1.1043 | 1.0941 | 1.1001 | 1.1914 | 1.4214 | 0.9848 | 0.98689 | 1.3766 | 1.2403 | 1.1537 | -0.017201 | 0 | 0.012762 | 0.010173 | -0.066515 | -0.025065 | 0 | 0.00024949 | 0.017392 | 0.015023 | 0.016647 | 1.1036
3.CIT: CitiPower | 2014 | 1.0872 | 1.3164 | 0.82585 | 1.4947 | 1.2191 | 0.72736 | 0.89176 | -0.032941 | 4.4951e-06 | -0.032945 | -0.00092598 | -1.7167e-05 | 0.0018981 | 0.012515 | -0.013465 | -0.021501 | -0.00020956 | 0.0020793 | -0.004326 | -0.0048086 | -0.0041791 | 0.050267 | 0.019577 | 0.9907 | 1.1043 | 1.1049 | 1.1341 | 1.542 | 1.4947 | 1.0279 | 0.95347 | 1.4796 | 1.2601 | 1.1837 | -0.010412 | 0 | 0.0098092 | 0.030466 | 0.25797 | 0.050268 | 0.042838 | -0.034452 | 0.072168 | 0.015815 | 0.025674 | 1.0971
3.CIT: CitiPower | 2015 | 1.1066 | 1.3018 | 0.85008 | 1.4395 | 1.2292 | 0.76872 | 0.90023 | 0.028913 | 0.017699 | 0.011214 | 0.00035952 | 3.0425e-05 | 0.0011745 | 0.0020826 | 0.014052 | 0.016521 | -1.4332e-05 | -6.5754e-05 | -0.0011152 | -0.0031171 | -0.00099423 | -0.037614 | 0.0082422 | 0.99484 | 1.1043 | 1.1117 | 1.1402 | 1.1861 | 1.4395 | 1.0309 | 0.95451 | 1.5073 | 1.273 | 1.189 | 0.0041762 | 0 | 0.0060874 | 0.0053417 | -0.26245 | -0.037615 | 0.0029023 | 0.00109 | 0.01855 | 0.010159 | 0.0045211 | 0.94833
3.CIT: CitiPower | 2016 | 1.1166 | 1.3148 | 0.84925 | 1.443 | 1.2471 | 0.77378 | 0.89536 | -0.00097578 | 0.0089806 | -0.0099564 | -0.001031 | 2.7987e-06 | 0.0047362 | 0.003205 | 0.0020677 | -0.001569 | 1.9557e-06 | 0.00068257 | -0.004917 | -0.0016286 | -0.0025264 | 0.0024204 | 0.014404 | 0.98343 | 1.1043 | 1.1393 | 1.1492 | 1.1289 | 1.443 | 1.0312 | 0.94348 | 1.6424 | 1.2821 | 1.2046 | -0.011535 | 0 | 0.024589 | 0.0078973 | -0.049372 | 0.0024211 | 0.00028524 | -0.011615 | 0.08584 | 0.0071521 | 0.013059 | 1.0465
3.CIT: CitiPower | 2017 | 1.1355 | 1.3048 | 0.87025 | 1.4073 | 1.2537 | 0.80686 | 0.90569 | 0.024429 | 0.016817 | 0.0076116 | 0.00062129 | 0.0069981 | 0.0018788 | 0.00070233 | 0.0066168 | 0.012108 | 1.3715e-05 | -0.00064127 | 6.5576e-05 | -0.0022667 | -0.0016675 | -0.025043 | 0.0053472 | 0.99035 | 1.1266 | 1.1506 | 1.1513 | 0.94941 | 1.4073 | 1.0283 | 0.95385 | 1.641 | 1.2921 | 1.2094 | 0.0070074 | 0.019954 | 0.0098599 | 0.0018369 | -0.17319 | -0.025044 | -0.0028414 | 0.010927 | -0.00086745 | 0.0077764 | 0.0039294 | 1.1266
3.CIT: CitiPower | 2018 | 1.1385 | 1.2454 | 0.9142 | 1.2713 | 1.2368 | 0.89559 | 0.92053 | 0.049267 | 0.0026669 | 0.0466 | -0.0014182 | 0.011646 | 0.0018697 | -0.001166 | -0.008265 | 0.03885 | 4.0547e-05 | 0.0015747 | -0.0010638 | 0.008184 | -0.00098518 | -0.10166 | -0.013587 | 0.97469 | 1.1645 | 1.1617 | 1.1479 | 1.1755 | 1.2713 | 1.0195 | 0.92867 | 1.67 | 1.2566 | 1.2122 | -0.015936 | 0.033126 | 0.0095856 | -0.0029848 | 0.2136 | -0.10166 | -0.0086002 | -0.026749 | 0.017507 | -0.027862 | 0.0023567 | 1.1645
3.CIT: CitiPower | 2019 | 1.1482 | 1.2922 | 0.88853 | 1.3916 | 1.243 | 0.82509 | 0.92373 | -0.028477 | 0.0084156 | -0.036893 | -0.00016496 | -4.2608e-05 | 0.0012808 | 0.0018788 | 0.0054635 | -0.034347 | 1.102e-06 | 1.7967e-05 | 0.00013049 | -0.00010492 | -0.0025907 | 0.090406 | 0.0049509 | 0.97289 | 1.1645 | 1.1696 | 1.1533 | 1.0234 | 1.3916 | 1.0194 | 0.92803 | 1.67 | 1.2579 | 1.2289 | -0.0018509 | 0 | 0.0068055 | 0.0047351 | -0.1386 | 0.090407 | -4.2794e-05 | -0.0006962 | -1.5152e-05 | 0.0010115 | 0.013657 | 1.1311
3.CIT: CitiPower | 2020 | 1.1307 | 1.2797 | 0.88353 | 1.3418 | 1.2516 | 0.84266 | 0.90342 | -0.0056429 | -0.015326 | 0.0096836 | -0.010307 | 0.0032919 | 0.00084056 | 0.0010814 | -0.010233 | 0.013394 | -2.8031e-06 | 0.0012338 | -0.0056872 | 0.0046754 | -0.0039299 | -0.036404 | 0.0069003 | 0.86678 | 1.1753 | 1.1746 | 1.1563 | 1.3244 | 1.3418 | 1.0205 | 0.90705 | 1.8585 | 1.2392 | 1.2507 | -0.11548 | 0.0092646 | 0.00422 | 0.0025466 | 0.25785 | -0.036404 | 0.0010495 | -0.022859 | 0.10696 | -0.014937 | 0.017537 | 1.1753
3.CIT: CitiPower | 2021 | 1.1418 | 1.2333 | 0.9258 | 1.2138 | 1.256 | 0.94062 | 0.90902 | 0.046733 | 0.0097265 | 0.037007 | -0.00092716 | -4.1756e-05 | 0.00018815 | 0.001164 | 0.0093432 | 0.039104 | 4.1514e-06 | -7.0343e-05 | -0.00063444 | -0.0045748 | 0.0031788 | -0.10025 | 0.0035505 | 0.85757 | 1.1753 | 1.1759 | 1.1597 | 1.0481 | 1.2138 | 1.0194 | 0.9086 | 1.875 | 1.2588 | 1.2337 | -0.010677 | 0 | 0.0011164 | 0.002969 | -0.23396 | -0.10025 | -0.0010332 | 0.0016993 | 0.0088619 | 0.015672 | -0.013622 | 0.97259
3.CIT: CitiPower | 2022 | 1.1506 | 1.2448 | 0.92434 | 1.2531 | 1.2496 | 0.91819 | 0.92079 | -0.0015779 | 0.0077103 | -0.0092882 | 0.0022281 | -6.2573e-05 | 0.00075751 | -0.00046169 | 0.0052489 | -0.012437 | -6.2468e-06 | -0.00029711 | -0.00034888 | 0.005698 | -0.0018966 | 0.031844 | -0.0051527 | 0.879 | 1.1753 | 1.1808 | 1.1586 | 0.89696 | 1.2531 | 1.0205 | 0.91425 | 1.875 | 1.2333 | 1.2496 | 0.024674 | 0 | 0.004166 | -0.00097305 | -0.15573 | 0.031845 | 0.0010332 | 0.006207 | 0 | -0.020486 | 0.012813 | 1.0193
3.CIT: CitiPower | 2023 | 1.1574 | 1.2821 | 0.9028 | 1.3326 | 1.2594 | 0.86854 | 0.91901 | -0.023589 | 0.0059413 | -0.02953 | 0.0027932 | 6.4037e-06 | 0.00076537 | 0.0014902 | 0.00088612 | -0.022866 | -2.7488e-06 | 0.00019975 | -0.0015002 | -0.0026739 | -0.0026863 | 0.061536 | 0.0078726 | 0.90713 | 1.1753 | 1.1855 | 1.1628 | 0.87599 | 1.3326 | 1.0205 | 0.91276 | 1.9021 | 1.2428 | 1.261 | 0.0315 | 0 | 0.0039714 | 0.0036627 | -0.023653 | 0.061535 | 0 | -0.0016392 | 0.014327 | 0.0077131 | 0.0090413 | 1.0412
dnsp | year | outx | inx | tfpx | opinx | kinx | opfpx | kpfpx | tfpdelta | outdelta | indelta | outdelta1 | outdelta2 | outdelta3 | outdelta4 | outdelta5 | indelta1 | indelta2 | indelta3 | indelta4 | indelta5 | indelta6 | odelta | kdelta | q1x | q2x | q3x | q4x | q5x | x1x | x2x | x3x | x4x | x5x | x6x | outgrth1 | outgrth2 | outgrth3 | outgrth4 | outgrth5 | ingrth1 | ingrth2 | ingrth3 | ingrth4 | ingrth5 | ingrth6 | mdindex
4.END: Endeavour Energy | 2006 | 1 | 1 | 1 | 1 | 1 | 1 | 1 | [38 empty] | 1 | bar: q1x to x6x
4.END: Endeavour Energy | 2007 | 1.0139 | 1.0617 | 0.95494 | 1.065 | 1.0568 | 0.95202 | 0.95936 | -0.046111 | 0.013772 | -0.059883 | 0.0016457 | 9.2369e-05 | 0.0026311 | 0.0057048 | 0.0036979 | -0.026086 | -0.00031981 | -8.9974e-05 | -0.0018738 | -0.014844 | -0.016669 | 0.062943 | 0.055258 | 1.0167 | 1 | 1.012 | 1.0123 | 0.97835 | 1.065 | 1.0089 | 1.0012 | 1.099 | 1.0837 | 1.0613 | 0.016527 | 0 | 0.011905 | 0.012258 | -0.021893 | 0.062942 | 0.0088701 | 0.0012084 | 0.09443 | 0.080356 | 0.059508 | 0.98026
4.END: Endeavour Energy | 2008 | 1.0152 | 1.1876 | 0.85484 | 1.2919 | 1.1022 | 0.78581 | 0.92108 | -0.11073 | 0.0013228 | -0.11206 | 0.0035218 | 5.2227e-05 | 0.0025061 | 0.0064869 | -0.011244 | -0.085786 | -0.00064073 | -0.00016321 | -0.0010535 | -0.013784 | -0.010631 | 0.19319 | 0.042049 | 1.0533 | 1 | 1.0237 | 1.0267 | 1.0484 | 1.2919 | 1.0274 | 1.0034 | 1.1643 | 1.173 | 1.0994 | 0.035354 | 0 | 0.011487 | 0.014124 | 0.069166 | 0.19319 | 0.018148 | 0.0021826 | 0.057657 | 0.079192 | 0.035254 | 0.97647
4.END: Endeavour Energy | 2009 | 1.0493 | 1.1495 | 0.91283 | 1.1694 | 1.1362 | 0.89729 | 0.92347 | 0.065636 | 0.033015 | 0.032621 | -0.0038827 | 0.02285 | 0.0023685 | 0.004089 | 0.0075898 | 0.045256 | -0.00015305 | -5.2659e-05 | -0.001169 | -0.0055943 | -0.0056654 | -0.099648 | 0.03042 | 1.0134 | 1.0596 | 1.0342 | 1.0354 | 1.003 | 1.1694 | 1.0319 | 1.0029 | 1.2508 | 1.2352 | 1.1306 | -0.038597 | 0.057892 | 0.010248 | 0.0083735 | -0.044311 | -0.099647 | 0.0043533 | -0.00046551 | 0.071722 | 0.051722 | 0.028003 | 1.0596
4.END: Endeavour Energy | 2010 | 1.082 | 1.1567 | 0.93543 | 1.1385 | 1.173 | 0.95043 | 0.92248 | 0.024456 | 0.030745 | -0.0062887 | -0.00015126 | 0.00025981 | 0.002107 | 0.0037062 | 0.024823 | 0.011206 | -0.00010364 | 2.2699e-05 | -0.00011538 | -0.0094277 | -0.0078702 | -0.026789 | 0.031813 | 1.0125 | 1.0596 | 1.043 | 1.0427 | 0.83397 | 1.1385 | 1.0348 | 1.0023 | 1.2592 | 1.3067 | 1.1674 | -0.00087204 | 0 | 0.0084459 | 0.0070628 | -0.18452 | -0.026789 | 0.0027983 | -0.00061667 | 0.006679 | 0.056232 | 0.031982 | 1.0396
4.END: Endeavour Energy | 2011 | 1.108 | 1.1912 | 0.93013 | 1.1772 | 1.2047 | 0.94121 | 0.91974 | -0.0056817 | 0.023683 | -0.029364 | 0.00047499 | 0.014738 | 0.002217 | 0.0047773 | 0.0014751 | -0.013811 | -2.8819e-06 | 1.2497e-05 | -0.0011773 | -0.009312 | -0.0050739 | 0.033431 | 0.026666 | 1.0177 | 1.1014 | 1.0536 | 1.0537 | 0.81593 | 1.1772 | 1.0349 | 1.0021 | 1.3285 | 1.3953 | 1.1873 | 0.0051794 | 0.038651 | 0.010133 | 0.010443 | -0.02186 | 0.033431 | 0.00012613 | -0.00023312 | 0.053554 | 0.06559 | 0.016911 | 1.1014
4.END: Endeavour Energy | 2012 | 1.0822 | 1.2622 | 0.85737 | 1.2879 | 1.2458 | 0.84029 | 0.86868 | -0.081446 | -0.023572 | -0.057874 | -0.0056437 | 4.1344e-06 | 0.0019675 | 0.0050114 | -0.024911 | -0.037855 | -0.00039208 | 0.00011006 | -0.0028227 | -0.0091645 | -0.0077494 | 0.089849 | 0.033543 | 0.95986 | 1.1014 | 1.0638 | 1.0659 | 0.99952 | 1.2879 | 1.0475 | 1.0016 | 1.5818 | 1.4817 | 1.22 | -0.058557 | 0 | 0.0096268 | 0.011522 | 0.20294 | 0.08985 | 0.012132 | -0.00045421 | 0.17453 | 0.060066 | 0.027186 | 0.8937
4.END: Endeavour Energy | 2013 | 1.071 | 1.2192 | 0.8785 | 1.1213 | 1.2971 | 0.95517 | 0.8257 | 0.024337 | -0.010347 | 0.034684 | -0.0030153 | 4.3204e-06 | 0.0035521 | 0.0058025 | -0.016691 | 0.058128 | -0.00064938 | 0.00024136 | -0.0014 | -0.0099107 | -0.011725 | -0.1385 | 0.040388 | 0.9305 | 1.1014 | 1.0822 | 1.0801 | 1.1367 | 1.1213 | 1.0685 | 0.99871 | 1.7539 | 1.5736 | 1.2723 | -0.031073 | 0 | 0.017156 | 0.013248 | 0.12861 | -0.1385 | 0.019814 | -0.0029082 | 0.1033 | 0.060186 | 0.042017 | 1.0122
4.END: Endeavour Energy | 2014 | 1.1092 | 1.3318 | 0.83283 | 1.3015 | 1.3493 | 0.85224 | 0.82202 | -0.053384 | 0.035001 | -0.088385 | -0.0021572 | -1.4262e-05 | 0.0046752 | 0.005855 | 0.026643 | -0.066241 | 0.00063428 | 0.00062632 | -0.0013005 | -0.0078785 | -0.014226 | 0.14902 | 0.039473 | 0.90934 | 1.1014 | 1.1065 | 1.0944 | 0.92042 | 1.3015 | 1.0484 | 0.99227 | 1.9428 | 1.6543 | 1.3407 | -0.023002 | 0 | 0.022205 | 0.013131 | -0.21106 | 0.14902 | -0.01901 | -0.0064711 | 0.10226 | 0.050058 | 0.052363 | 0.88942
4.END: Endeavour Energy | 2015 | 1.1073 | 1.339 | 0.82699 | 1.2926 | 1.3711 | 0.85665 | 0.8076 | -0.0070405 | -0.0016788 | -0.0053617 | 0.00293 | 1.1178e-05 | 0.0034529 | 0.0062878 | -0.014361 | 0.0036409 | -0.00078749 | 0.0012749 | -0.00078266 | -0.007531 | -0.0011763 | -0.0068378 | 0.016013 | 0.93786 | 1.1014 | 1.1251 | 1.1102 | 1.0347 | 1.2926 | 1.0721 | 0.97789 | 1.9996 | 1.7339 | 1.3478 | 0.030889 | 0 | 0.016672 | 0.014356 | 0.11705 | -0.0068377 | 0.022368 | -0.014604 | 0.028843 | 0.046986 | 0.0052602 | 0.95076
4.END: Endeavour Energy | 2016 | 1.1253 | 1.3788 | 0.81617 | 1.3397 | 1.401 | 0.83997 | 0.80325 | -0.013171 | 0.016136 | -0.029307 | 0.0030463 | 1.1232e-05 | 0.0027388 | 0.0056823 | 0.0046578 | -0.018396 | 9.895e-05 | 0.0005143 | -4.1314e-05 | -0.0062818 | -0.0052014 | 0.0358 | 0.021547 | 0.96797 | 1.1014 | 1.1398 | 1.1244 | 0.99534 | 1.3397 | 1.0687 | 0.97169 | 2.0162 | 1.8101 | 1.3778 | 0.031602 | 0 | 0.013016 | 0.012768 | -0.038793 | 0.0358 | -0.0031367 | -0.0063613 | 0.0082354 | 0.043002 | 0.022009 | 1.0841
4.END: Endeavour Energy | 2017 | 1.1773 | 1.329 | 0.88589 | 1.2062 | 1.4302 | 0.97602 | 0.82318 | 0.081974 | 0.045159 | 0.036815 | 0.00041985 | 0.016227 | 0.0033558 | 0.0062252 | 0.01893 | 0.048984 | -6.023e-05 | 7.0018e-05 | -0.00082591 | -0.0074154 | -0.0039379 | -0.10496 | 0.020652 | 0.9721 | 1.1495 | 1.1585 | 1.1406 | 0.85676 | 1.2062 | 1.069 | 0.97175 | 2.1406 | 1.8918 | 1.399 | 0.004248 | 0.042795 | 0.016261 | 0.014298 | -0.14993 | -0.10496 | 0.00028669 | 6.4877e-05 | 0.05987 | 0.04415 | 0.015275 | 1.1495
4.END: Endeavour Energy | 2018 | 1.1927 | 1.3061 | 0.91317 | 1.131 | 1.4585 | 1.0545 | 0.81772 | 0.030327 | 0.012976 | 0.017351 | -0.00044522 | 1.8623e-05 | 0.0044758 | 0.0065145 | 0.0024119 | 0.028806 | 0.001384 | -5.1016e-05 | -0.0015585 | -0.0055993 | -0.0056299 | -0.064401 | 0.01962 | 0.96763 | 1.1495 | 1.1836 | 1.1576 | 0.8414 | 1.131 | 1.0287 | 0.97206 | 2.1676 | 1.978 | 1.4284 | -0.0046048 | 0 | 0.021443 | 0.014759 | -0.018087 | -0.0644 | -0.038409 | 0.00032304 | 0.012543 | 0.044549 | 0.02076 | 1.0604
4.END: Endeavour Energy | 2019 | 1.1913 | 1.3337 | 0.89328 | 1.1568 | 1.4873 | 1.0298 | 0.801 | -0.022018 | -0.0011266 | -0.020891 | 0.00068948 | 8.2629e-05 | 0.0045871 | 0.0087427 | -0.015229 | -0.010007 | -8.0308e-05 | 0.00022478 | -0.00082167 | -0.0069696 | -0.0032379 | 0.022593 | 0.019541 | 0.97458 | 1.1495 | 1.2096 | 1.1804 | 0.95079 | 1.1568 | 1.0307 | 0.96988 | 2.2655 | 2.0746 | 1.4467 | 0.0071583 | 0 | 0.021665 | 0.019551 | 0.12223 | 0.022593 | 0.0019304 | -0.0022487 | 0.044186 | 0.047658 | 0.012755 | 1.1007
4.END: Endeavour Energy | 2020 | 1.1793 | 1.2672 | 0.93068 | 1.0107 | 1.5058 | 1.1669 | 0.7832 | 0.041016 | -0.010125 | 0.051141 | -0.0014619 | 0.00017963 | 0.0045512 | 0.0054009 | -0.018795 | 0.058935 | 0.00031527 | 0.00058306 | -0.00020222 | -0.0045962 | -0.0038938 | -0.13505 | 0.012348 | 0.96019 | 1.1495 | 1.235 | 1.194 | 1.0869 | 1.0107 | 1.0238 | 0.96377 | 2.274 | 2.1433 | 1.4681 | -0.014881 | 0 | 0.020782 | 0.011446 | 0.13374 | -0.13505 | -0.0067694 | -0.0063191 | 0.0037558 | 0.032612 | 0.014666 | 1.1275
4.END: Endeavour Energy | 2021 | 1.2317 | 1.2898 | 0.95502 | 1.0444 | 1.5304 | 1.1793 | 0.80486 | 0.02582 | 0.043473 | -0.017653 | 0.0012217 | -0.00027992 | 0.0032665 | 0.0042378 | 0.035027 | -0.012018 | 0.0015363 | -0.00011049 | -0.0002402 | -0.0041255 | -0.0026949 | 0.032844 | 0.016188 | 0.97214 | 1.1495 | 1.2564 | 1.207 | 0.83357 | 1.0444 | 0.98995 | 0.9639 | 2.2958 | 2.2388 | 1.4926 | 0.01237 | 0 | 0.017184 | 0.010821 | -0.26532 | 0.032844 | -0.033605 | 0.00013438 | 0.0095026 | 0.043561 | 0.01658 | 1.0135
4.END: Endeavour Energy | 2022 | 1.1861 | 1.2887 | 0.92035 | 1.0365 | 1.5371 | 1.1444 | 0.77161 | -0.036981 | -0.037785 | 0.00080398 | -4.7509e-05 | 0.00043271 | 0.003658 | 0.0063736 | -0.048202 | 0.0033903 | -2.4344e-05 | 7.5753e-06 | -0.00098417 | -0.0041827 | 0.0025973 | -0.0076809 | 0.004409 | 0.97182 | 1.1495 | 1.2747 | 1.2217 | 1.1766 | 1.0365 | 0.98838 | 0.96372 | 2.4312 | 2.3221 | 1.4713 | -0.0003307 | 0 | 0.014482 | 0.012083 | 0.3447 | -0.0076805 | -0.0015849 | -0.00018453 | 0.057315 | 0.036534 | -0.014408 | 0.97683
4.END: Endeavour Energy | 2023 | 1.2242 | 1.3215 | 0.92637 | 1.0472 | 1.5721 | 1.169 | 0.77868 | 0.0065187 | 0.031612 | -0.025093 | 0.001004 | -0.00019285 | 0.002992 | 0.0038883 | 0.02392 | -0.0076213 | -5.8519e-05 | 0.00023341 | 0.00039592 | -0.0061005 | -0.011942 | 0.010346 | 0.022493 | 0.98178 | 1.1495 | 1.2947 | 1.2337 | 1.0084 | 1.0472 | 0.98756 | 0.96308 | 2.4276 | 2.3831 | 1.5232 | 0.010197 | 0 | 0.015535 | 0.0097738 | -0.15429 | 0.010346 | -0.00083059 | -0.00066755 | -0.0014593 | 0.025943 | 0.034709 | 1.0695
dnsp | year | outx | inx | tfpx | opinx | kinx | opfpx | kpfpx | tfpdelta | outdelta | indelta | outdelta1 | outdelta2 | outdelta3 | outdelta4 | outdelta5 | indelta1 | indelta2 | indelta3 | indelta4 | indelta5 | indelta6 | odelta | kdelta | q1x | q2x | q3x | q4x | q5x | x1x | x2x | x3x | x4x | x5x | x6x | outgrth1 | outgrth2 | outgrth3 | outgrth4 | outgrth5 | ingrth1 | ingrth2 | ingrth3 | ingrth4 | ingrth5 | ingrth6 | mdindex
5.ENX: Energex | 2006 | 1 | 1 | 1 | 1 | 1 | 1 | 1 | [38 empty] | 1 | bar: q1x to x6x
5.ENX: Energex | 2007 | 1.1207 | 1.1017 | 1.0172 | 1.1526 | 1.0682 | 0.9723 | 1.0492 | 0.017078 | 0.11392 | -0.096844 | 0.00052345 | 0.036688 | 0.0051432 | 0.010995 | 0.060572 | -0.053757 | -0.0013224 | -0.00084543 | -0.0060868 | -0.012511 | -0.022322 | 0.14201 | 0.065937 | 1.0043 | 1.0929 | 1.0198 | 1.0212 | 0.70167 | 1.1526 | 1.0397 | 1.0065 | 1.1481 | 1.1012 | 1.0743 | 0.0043073 | 0.088851 | 0.019638 | 0.020933 | -0.35429 | 0.14201 | 0.038886 | 0.0064752 | 0.1381 | 0.09643 | 0.07171 | 1.0929
5.ENX: Energex | 2008 | 1.1292 | 1.1603 | 0.97319 | 1.2247 | 1.1178 | 0.92201 | 1.0102 | -0.044251 | 0.0076052 | -0.051856 | 0.0020762 | 0.014342 | 0.0045194 | 0.0075642 | -0.020897 | -0.024772 | 1.4149e-05 | -0.00045157 | -0.0059268 | -0.0079631 | -0.012757 | 0.060715 | 0.045428 | 1.026 | 1.1352 | 1.0427 | 1.0392 | 0.81597 | 1.2247 | 1.0387 | 1.0104 | 1.3317 | 1.1878 | 1.1204 | 0.021404 | 0.037979 | 0.022132 | 0.017497 | 0.1509 | 0.060715 | -0.00093938 | 0.0038614 | 0.14839 | 0.075692 | 0.041956 | 1.1352
5.ENX: Energex | 2009 | 1.1839 | 1.2031 | 0.98409 | 1.257 | 1.1682 | 0.94185 | 1.0135 | 0.011139 | 0.04732 | -0.036181 | 0.0037546 | 0.018224 | 0.004146 | 0.0088962 | 0.0123 | -0.011247 | -0.00060602 | -0.00040141 | -0.0022687 | -0.0069312 | -0.014726 | 0.026032 | 0.04411 | 1.0667 | 1.1898 | 1.0622 | 1.0593 | 0.75209 | 1.257 | 1.0621 | 1.0142 | 1.4156 | 1.276 | 1.1775 | 0.038893 | 0.046984 | 0.018559 | 0.019222 | -0.081518 | 0.026032 | 0.022265 | 0.0037573 | 0.061033 | 0.07161 | 0.049702 | 1.1898
5.ENX: Energex | 2010 | 1.2234 | 1.2186 | 1.0039 | 1.2358 | 1.2074 | 0.98991 | 1.0132 | 0.019916 | 0.03277 | -0.012854 | 0.00084635 | 0.019804 | 0.0032947 | 0.0061845 | 0.0026404 | 0.0070767 | -0.00076326 | -0.0003001 | -0.0025375 | -0.0067507 | -0.0095791 | -0.016997 | 0.033026 | 1.0764 | 1.2538 | 1.0788 | 1.0741 | 0.73765 | 1.2358 | 1.0878 | 1.0169 | 1.5033 | 1.3481 | 1.2166 | 0.0090072 | 0.05235 | 0.015506 | 0.013863 | -0.019393 | -0.016997 | 0.02395 | 0.002653 | 0.060165 | 0.054967 | 0.032727 | 1.2538
5.ENX: Energex | 2011 | 1.243 | 1.2906 | 0.96313 | 1.3623 | 1.2453 | 0.91246 | 0.99815 | -0.041445 | 0.015927 | -0.057372 | -0.0032525 | -6.3594e-05 | 0.0030644 | 0.0057566 | 0.010422 | -0.039407 | -0.0005922 | -0.00029178 | -0.0037342 | -0.0047709 | -0.0085765 | 0.097399 | 0.030896 | 1.0405 | 1.2538 | 1.0945 | 1.0882 | 0.67243 | 1.3623 | 1.1101 | 1.0196 | 1.6353 | 1.4085 | 1.2534 | -0.033866 | 0 | 0.014433 | 0.012965 | -0.092565 | 0.097399 | 0.020306 | 0.0026224 | 0.084138 | 0.043804 | 0.02978 | 1.1949
5.ENX: Energex | 2012 | 1.273 | 1.3494 | 0.94332 | 1.4697 | 1.2741 | 0.86615 | 0.99912 | -0.020785 | 0.023804 | -0.044589 | -0.0010847 | -0.0001105 | 0.0027607 | 0.0049415 | 0.017297 | -0.030729 | -0.0013801 | -0.000324 | -0.00073411 | -0.0042829 | -0.007139 | 0.075888 | 0.02283 | 1.0287 | 1.2538 | 1.1087 | 1.1004 | 0.5549 | 1.4697 | 1.155 | 1.0225 | 1.6613 | 1.4608 | 1.2839 | -0.011438 | 0 | 0.012958 | 0.011184 | -0.19212 | 0.075887 | 0.039596 | 0.0028987 | 0.015782 | 0.036477 | 0.024035 | 1.0966
5.ENX: Energex | 2013 | 1.272 | 1.409 | 0.90278 | 1.5661 | 1.3023 | 0.81223 | 0.97671 | -0.043933 | -0.00074421 | -0.043189 | -0.00068599 | -2.0802e-05 | 0.0023876 | 0.0036522 | -0.0060771 | -0.030129 | -7.3571e-05 | -0.00015691 | -0.0029733 | -0.0037088 | -0.006147 | 0.063535 | 0.021938 | 1.0212 | 1.2538 | 1.1218 | 1.1098 | 0.58883 | 1.5661 | 1.1579 | 1.0241 | 1.7753 | 1.5072 | 1.3115 | -0.0073347 | 0 | 0.011723 | 0.0085142 | 0.059363 | 0.063535 | 0.0025598 | 0.0015068 | 0.066377 | 0.031252 | 0.021259 | 1.109
5.ENX: Energex | 2014 | 1.2706 | 1.381 | 0.92003 | 1.4605 | 1.3247 | 0.86998 | 0.95914 | 0.018936 | -0.0011139 | 0.02005 | -0.00096329 | -2.6379e-05 | 0.0024854 | 0.0025996 | -0.0052092 | 0.02969 | -0.00060747 | -3.0764e-05 | -0.0010175 | -0.0031523 | -0.0048322 | -0.069799 | 0.017045 | 1.0107 | 1.2538 | 1.1357 | 1.1166 | 0.62037 | 1.4605 | 1.1799 | 1.0243 | 1.816 | 1.5517 | 1.335 | -0.010357 | 0 | 0.012259 | 0.0060848 | 0.052177 | -0.069799 | 0.018797 | 0.00022983 | 0.022643 | 0.029138 | 0.017764 | 1.0693
5.ENX: Energex | 2015 | 1.2585 | 1.4366 | 0.87602 | 1.5438 | 1.3613 | 0.81521 | 0.92447 | -0.049027 | -0.0095705 | -0.039456 | 0.0014053 | 1.2168e-05 | 0.0030082 | 0.0038093 | -0.017806 | -0.024018 | 0.00044596 | -0.00013004 | -0.0015651 | -0.0022793 | -0.01191 | 0.055448 | 0.02724 | 1.026 | 1.2538 | 1.1527 | 1.1266 | 0.75933 | 1.5438 | 1.1649 | 1.0256 | 1.8925 | 1.5843 | 1.3933 | 0.01507 | 0 | 0.014932 | 0.0089369 | 0.20211 | 0.055447 | -0.012756 | 0.001297 | 0.041263 | 0.020773 | 0.04272 | 1.1228
5.ENX: Energex | 2016 | 1.2825 | 1.3818 | 0.92815 | 1.3882 | 1.3791 | 0.92386 | 0.92996 | 0.057811 | 0.018918 | 0.038893 | -7.3776e-05 | 2.3011e-05 | 0.0034934 | 0.0051608 | 0.010315 | 0.045574 | -0.00033092 | -0.00011586 | 0.00020796 | -0.0042017 | -0.0022406 | -0.1062 | 0.013001 | 1.0252 | 1.2538 | 1.1728 | 1.1403 | 0.67734 | 1.3882 | 1.1765 | 1.0268 | 1.8812 | 1.6459 | 1.4087 | -0.0007728 | 0 | 0.017264 | 0.012049 | -0.11426 | -0.1062 | 0.0098482 | 0.0011515 | -0.0059576 | 0.038174 | 0.011011 | 1.1378
5.ENX: Energex | 2017 | 1.3112 | 1.3794 | 0.95054 | 1.3557 | 1.4011 | 0.96716 | 0.93582 | 0.023841 | 0.022119 | 0.0017224 | 0.00095318 | -3.6622e-05 | 0.003733 | 0.0043784 | 0.013091 | 0.010561 | -0.00063043 | -5.7866e-05 | -0.00039167 | -0.0029721 | -0.0047864 | -0.023675 | 0.015833 | 1.0357 | 1.2538 | 1.1949 | 1.1521 | 0.58167 | 1.3557 | 1.2003 | 1.0272 | 1.9001 | 1.6944 | 1.434 | 0.01019 | 0 | 0.018626 | 0.01038 | -0.15227 | -0.023674 | 0.020058 | 0.00043116 | 0.0099587 | 0.029033 | 0.017772 | 1.1945
5.ENX: Energex | 2018 | 1.3103 | 1.396 | 0.93864 | 1.3776 | 1.4134 | 0.95115 | 0.92709 | -0.012599 | -0.00068823 | -0.01191 | -0.00040578 | 3.5637e-05 | 0.0035719 | 0.0040857 | -0.0079756 | -0.0071487 | 0.00010764 | 1.6991e-05 | 4.5517e-05 | -0.0027576 | -0.0021743 | 0.015995 | 0.0086919 | 1.0312 | 1.2538 | 1.2159 | 1.1631 | 0.64071 | 1.3776 | 1.1965 | 1.027 | 1.9007 | 1.7423 | 1.4459 | -0.0043491 | 0 | 0.017494 | 0.009424 | 0.096668 | 0.015995 | -0.0032003 | -0.00025954 | 0.00034574 | 0.027845 | 0.0083296 | 1.2032
5.ENX: Energex | 2019 | 1.3168 | 1.3679 | 0.96267 | 1.2995 | 1.4255 | 1.0133 | 0.9238 | 0.025278 | 0.004967 | 0.020311 | 0.00072737 | 3.2623e-05 | 0.0031234 | 0.0040909 | -0.0030073 | 0.025831 | 0.000186 | -4.6848e-06 | 0.00027595 | -0.0030036 | -0.0029738 | -0.058368 | 0.0085124 | 1.0392 | 1.2538 | 1.2345 | 1.174 | 0.66392 | 1.2995 | 1.1888 | 1.0268 | 1.8861 | 1.7895 | 1.4611 | 0.0077324 | 0 | 0.015159 | 0.0093725 | 0.035596 | -0.058368 | -0.0064195 | -0.00019288 | -0.0077392 | 0.026735 | 0.010398 | 1.2345
5.ENX: Energex | 2020 | 1.3173 | 1.3554 | 0.97186 | 1.254 | 1.4451 | 1.0505 | 0.91152 | 0.0094925 | 0.00032528 | 0.0091672 | -0.0012658 | 0.002696 | 0.0027279 | 0.0032918 | -0.0071246 | 0.016047 | -0.00060534 | 4.4768e-05 | -0.0018673 | -0.0016829 | -0.0027688 | -0.035641 | 0.013715 | 1.0254 | 1.2628 | 1.2509 | 1.1829 | 0.71456 | 1.254 | 1.2129 | 1.0264 | 1.9772 | 1.8297 | 1.478 | -0.013438 | 0.0072017 | 0.013199 | 0.0075114 | 0.073498 | -0.035641 | 0.020067 | -0.00038707 | 0.047206 | 0.022203 | 0.011558 | 1.2628
5.ENX: Energex | 2021 | 1.3208 | 1.3705 | 0.96373 | 1.2856 | 1.4564 | 1.0274 | 0.90686 | -0.0083935 | 0.0026434 | -0.011037 | -3.9335e-05 | 6.8393e-05 | 0.0026864 | 0.0028138 | -0.0028859 | -0.010083 | -0.00013553 | 1.0342e-05 | 0.00065647 | 0.00021133 | -0.0016961 | 0.024851 | 0.0077677 | 1.025 | 1.2628 | 1.2668 | 1.1901 | 0.73366 | 1.2856 | 1.2238 | 1.0267 | 1.9712 | 1.8607 | 1.493 | -0.00037848 | 0 | 0.012585 | 0.0061416 | 0.026373 | 0.024851 | 0.0089397 | 0.00026968 | -0.0030588 | 0.016833 | 0.010052 | 1.145
5.ENX: Energex | 2022 | 1.3233 | 1.4053 | 0.94161 | 1.3459 | 1.4683 | 0.98321 | 0.90122 | -0.023224 | 0.0019154 | -0.025139 | 0.00072441 | 0.016713 | 0.0047816 | 0.0030822 | -0.023386 | -0.021933 | -0.00077568 | -2.8209e-05 | 0.00031307 | -0.0014376 | -0.0012774 | 0.045861 | 0.0081488 | 1.0328 | 1.3196 | 1.2951 | 1.1978 | 0.89168 | 1.3459 | 1.2572 | 1.0269 | 1.9578 | 1.8922 | 1.5077 | 0.0076172 | 0.043995 | 0.022125 | 0.0064084 | 0.19507 | 0.045861 | 0.026912 | 0.00021287 | -0.0068252 | 0.016754 | 0.0098159 | 1.3196
5.ENX: Energex | 2023 | 1.3637 | 1.4666 | 0.92985 | 1.4558 | 1.4785 | 0.93675 | 0.92239 | -0.012572 | 0.030111 | -0.042683 | 0.0018709 | -0.00010589 | 0.0041147 | 0.0029062 | 0.021325 | -0.035194 | -0.00018359 | -3.3694e-05 | -0.00027079 | -0.0030719 | -0.0039285 | 0.078519 | 0.0068912 | 1.0532 | 1.3196 | 1.3218 | 1.2061 | 0.74536 | 1.4558 | 1.2552 | 1.0268 | 1.9625 | 1.9253 | 1.5193 | 0.01959 | 0 | 0.020411 | 0.0069364 | -0.17923 | 0.078518 | -0.0015372 | -6.1187e-05 | 0.0024145 | 0.017347 | 0.0076624 | 1.2993
dnsp | year | outx | inx | tfpx | opinx | kinx | opfpx | kpfpx | tfpdelta | outdelta | indelta | outdelta1 | outdelta2 | outdelta3 | outdelta4 | outdelta5 | indelta1 | indelta2 | indelta3 | indelta4 | indelta5 | indelta6 | odelta | kdelta | q1x | q2x | q3x | q4x | q5x | x1x | x2x | x3x | x4x | x5x | x6x | outgrth1 | outgrth2 | outgrth3 | outgrth4 | outgrth5 | ingrth1 | ingrth2 | ingrth3 | ingrth4 | ingrth5 | ingrth6 | mdindex
6.ERG: Ergon Energy | 2006 | 1 | 1 | 1 | 1 | 1 | 1 | 1 | [38 empty] | 1 | bar: q1x to x6x
6.ERG: Ergon Energy | 2007 | 1.145 | 0.97349 | 1.1761 | 0.91494 | 1.0248 | 1.2514 | 1.1173 | 0.16223 | 0.13536 | 0.026868 | 0.00080329 | 0.010008 | 0.005795 | 0.0068748 | 0.11188 | 0.039556 | -0.0019116 | -0.0012717 | -0.00017908 | -0.0034955 | -0.0058301 | -0.088896 | 0.024454 | 1.0067 | 1.0169 | 1.0176 | 1.0124 | 0.70624 | 0.91494 | 1.0218 | 1.0087 | 1.0564 | 1.1152 | 1.0277 | 0.0066712 | 0.016757 | 0.01746 | 0.012308 | -0.3478 | -0.088896 | 0.02159 | 0.0086885 | 0.054896 | 0.109 | 0.027362 | 1.0169
6.ERG: Ergon Energy | 2008 | 1.1245 | 1.0176 | 1.105 | 0.98594 | 1.0436 | 1.1405 | 1.0776 | -0.062375 | -0.018022 | -0.044353 | 0.0019441 | 0.033224 | 0.0043141 | 0.0016803 | -0.059185 | -0.033283 | -0.0012298 | -0.0020366 | -5.7707e-05 | -0.0035027 | -0.0042434 | 0.074733 | 0.018185 | 1.0243 | 1.0978 | 1.0378 | 1.0159 | 0.86374 | 0.98594 | 1.0362 | 1.0187 | 1.0803 | 1.2859 | 1.0395 | 0.017307 | 0.076594 | 0.019654 | 0.0034818 | 0.20131 | 0.074732 | 0.014002 | 0.0097927 | 0.022374 | 0.14249 | 0.011398 | 1.0978
6.ERG: Ergon Energy | 2009 | 1.0901 | 1.0097 | 1.0797 | 0.94851 | 1.0656 | 1.1493 | 1.023 | -0.023207 | -0.031064 | 0.007857 | 0.002602 | -0.00014845 | 0.0055535 | 0.0037658 | -0.042837 | 0.017398 | -0.0027403 | -0.0019485 | 0.00017285 | -0.002397 | -0.0026276 | -0.038703 | 0.020925 | 1.0477 | 1.0978 | 1.0626 | 1.0234 | 0.98324 | 0.94851 | 1.0662 | 1.0311 | 1.0959 | 1.4237 | 1.0552 | 0.022663 | 0 | 0.023628 | 0.007341 | 0.12959 | -0.038703 | 0.028531 | 0.012114 | 0.014329 | 0.10179 | 0.01494 | 1.0844
6.ERG: Ergon Energy | 2010 | 1.1178 | 1.028 | 1.0873 | 0.94395 | 1.1031 | 1.1841 | 1.0133 | 0.0070334 | 0.025042 | -0.018008 | 0.0010051 | 0.022651 | 0.005082 | 0.0027659 | -0.0064622 | 0.0020882 | -0.00092633 | -0.0017225 | -0.00071047 | -0.0023215 | -0.014416 | -0.0048189 | 0.034552 | 1.0571 | 1.1547 | 1.0846 | 1.0289 | 1.0041 | 0.94395 | 1.0783 | 1.0383 | 1.3157 | 1.5341 | 1.1209 | 0.0089095 | 0.050496 | 0.020511 | 0.0053205 | 0.021025 | -0.0048184 | 0.011243 | 0.0070363 | 0.18274 | 0.074675 | 0.060393 | 1.1547
6.ERG: Ergon Energy | 2011 | 1.1423 | 1.1189 | 1.0209 | 1.113 | 1.1264 | 1.0263 | 1.0141 | -0.063021 | 0.021695 | -0.084716 | -0.0083975 | -0.00035557 | 0.0046552 | 0.00042987 | 0.025363 | -0.072615 | -0.00083095 | -0.0031849 | -0.00027763 | -0.0015092 | -0.0062983 | 0.16471 | 0.020938 | 0.98079 | 1.1547 | 1.1039 | 1.0299 | 0.94278 | 1.113 | 1.0877 | 1.0534 | 1.4138 | 1.6214 | 1.1502 | -0.074943 | 0 | 0.01757 | 0.0009819 | -0.063046 | 0.16471 | 0.0087127 | 0.014403 | 0.071932 | 0.055339 | 0.025885 | 1.0903
6.ERG: Ergon Energy | 2012 | 1.1801 | 1.1566 | 1.0203 | 1.1641 | 1.154 | 1.0137 | 1.0226 | -0.00059729 | 0.032559 | -0.033156 | 0.0037735 | -0.00011567 | 0.0035725 | 0.0032499 | 0.022079 | -0.019679 | -0.0012816 | -0.0023158 | -0.0001376 | -0.001667 | -0.0080755 | 0.044947 | 0.024154 | 1.0152 | 1.1547 | 1.1204 | 1.0367 | 0.87102 | 1.1641 | 1.1054 | 1.0666 | 1.4571 | 1.7102 | 1.1896 | 0.03452 | 0 | 0.014847 | 0.0066464 | -0.079174 | 0.044947 | 0.016104 | 0.012438 | 0.030159 | 0.053327 | 0.033632 | 1.1456
6.ERG: Ergon Energy | 2013 | 1.1972 | 1.051 | 1.1392 | 0.94517 | 1.1459 | 1.2667 | 1.0448 | 0.11023 | 0.014426 | 0.095804 | -0.0015337 | -0.00019708 | 0.0037217 | -0.010494 | 0.022928 | 0.091739 | 0.013173 | -0.0018566 | 0.00020938 | -0.0016131 | -0.0058476 | -0.20837 | -0.0070453 | 1.0007 | 1.1547 | 1.1383 | 1.0147 | 0.7901 | 0.94517 | 0.95138 | 1.0775 | 1.3912 | 1.8007 | 1.2185 | -0.014433 | 0 | 0.015843 | -0.021534 | -0.0975 | -0.20837 | -0.15002 | 0.010172 | -0.046281 | 0.051559 | 0.024031 | 1.1231
6.ERG: Ergon Energy | 2014 | 1.2379 | 1.0845 | 1.1415 | 0.95608 | 1.2011 | 1.2948 | 1.0307 | 0.0020712 | 0.033449 | -0.031378 | 0.0017044 | -0.00013273 | 0.003622 | 0.0021265 | 0.026129 | -0.0051428 | -0.00025636 | -0.0034613 | -6.6439e-05 | -0.0012185 | -0.021232 | 0.011477 | 0.047045 | 1.0171 | 1.1547 | 1.1567 | 1.019 | 0.6933 | 0.95608 | 0.95081 | 1.0976 | 1.4106 | 1.8774 | 1.326 | 0.016223 | 0 | 0.016056 | 0.0043119 | -0.1307 | 0.011477 | -0.0005973 | 0.018526 | 0.013844 | 0.041691 | 0.084506 | 1.0995
6.ERG: Ergon Energy | 2015 | 1.1889 | 1.1411 | 1.0419 | 1.043 | 1.2265 | 1.1399 | 0.96934 | -0.09136 | -0.040409 | -0.050951 | -0.00045587 | 5.7806e-05 | 0.0019993 | 0.0041881 | -0.046198 | -0.03958 | -0.00021914 | -0.0089693 | 8.6975e-05 | -0.0019104 | -0.00035951 | 0.086991 | 0.020969 | 1.0126 | 1.1547 | 1.1669 | 1.0281 | 0.86194 | 1.043 | 0.95362 | 1.1528 | 1.3819 | 1.9938 | 1.329 | -0.0043926 | 0 | 0.0087718 | 0.0088128 | 0.21772 | 0.086991 | 0.0029525 | 0.049039 | -0.020515 | 0.060152 | 0.0023003 | 1.1101
6.ERG: Ergon Energy | 2016 | 1.1895 | 1.1343 | 1.0487 | 1.0055 | 1.2505 | 1.183 | 0.95123 | 0.0065741 | 0.0005308 | 0.0060433 | 0.00071217 | 0.0001545 | 0.0035502 | -0.00063455 | -0.0032516 | 0.016231 | 0.00014159 | 0.0018814 | -0.00026996 | -9.4261e-05 | -0.011846 | -0.036562 | 0.019392 | 1.0194 | 1.1547 | 1.1846 | 1.0267 | 0.87328 | 1.0055 | 0.94804 | 1.143 | 1.4789 | 2.029 | 1.3899 | 0.0066603 | 0 | 0.015076 | -0.0013446 | 0.013078 | -0.036562 | -0.00587 | -0.0085351 | 0.067839 | 0.017512 | 0.044793 | 1.0912
6.ERG: Ergon Energy | 2017 | 1.2531 | 1.0891 | 1.1506 | 0.89981 | 1.2749 | 1.3926 | 0.98288 | 0.092684 | 0.052035 | 0.040649 | -0.0032144 | -0.00020143 | 0.0016748 | 0.00072787 | 0.053048 | 0.051159 | -0.0044872 | 0.0022107 | -0.00058472 | -0.00075862 | -0.0068899 | -0.11109 | 0.019304 | 0.98857 | 1.1547 | 1.1945 | 1.0283 | 0.68278 | 0.89981 | 1.0051 | 1.1271 | 1.729 | 2.0704 | 1.4356 | -0.030684 | 0 | 0.0082803 | 0.0015537 | -0.24608 | -0.11109 | 0.05844 | -0.014041 | 0.15623 | 0.020204 | 0.032346 | 1.1243
6.ERG: Ergon Energy | 2018 | 1.2332 | 1.0962 | 1.125 | 0.90098 | 1.2896 | 1.3688 | 0.95631 | -0.022457 | -0.015978 | -0.0064788 | -0.00073908 | 0.0001191 | 0.0021573 | -0.0016144 | -0.015901 | -0.00049085 | -0.00050986 | -0.0053877 | -2.1003e-05 | 0.00095178 | -0.0010212 | 0.0013018 | 0.01143 | 0.98198 | 1.1547 | 1.2051 | 1.0248 | 0.74403 | 0.90098 | 1.0115 | 1.1596 | 1.7413 | 2.0044 | 1.4447 | -0.0066821 | 0 | 0.0088673 | -0.0033856 | 0.085906 | 0.0013012 | 0.0063961 | 0.028484 | 0.0070754 | -0.032385 | 0.0062913 | 1.1024
6.ERG: Ergon Energy | 2019 | 1.191 | 1.1018 | 1.081 | 0.91838 | 1.2809 | 1.2968 | 0.9298 | -0.039951 | -0.034843 | -0.0051079 | 0.0020362 | 0.00018832 | 0.0019831 | 0.00097121 | -0.040022 | -0.0088078 | 1.2602e-05 | 0.0048152 | -2.797e-05 | -0.00037408 | -0.00072589 | 0.019128 | -0.0067385 | 1.0013 | 1.1547 | 1.2141 | 1.0268 | 0.88221 | 0.91838 | 1.0113 | 1.1298 | 1.7588 | 2.0321 | 1.4504 | 0.019504 | 0 | 0.007398 | 0.0019932 | 0.17035 | 0.019129 | -0.00021786 | -0.026075 | 0.01001 | 0.013742 | 0.0039789 | 1.1084
6.ERG: Ergon Energy | 2020 | 1.1999 | 1.1271 | 1.0647 | 0.96667 | 1.2811 | 1.2413 | 0.93664 | -0.015199 | 0.0074839 | -0.022683 | 0.00050298 | -1.0181e-05 | 0.0013851 | 0.0019876 | 0.0036185 | -0.024116 | -0.00080679 | -0.0011151 | 4.3219e-05 | 5.447e-05 | 0.0032565 | 0.05125 | 0.00015673 | 1.006 | 1.1547 | 1.2214 | 1.031 | 0.86997 | 0.96667 | 1.0221 | 1.1378 | 1.7541 | 2.047 | 1.4369 | 0.0046544 | 0 | 0.0060223 | 0.0040437 | -0.01397 | 0.051249 | 0.010568 | 0.0070782 | -0.0026859 | 0.0072728 | -0.0093694 | 1.0613
6.ERG: Ergon Energy | 2021 | 1.2096 | 1.021 | 1.1847 | 0.7697 | 1.3013 | 1.5716 | 0.92958 | 0.10686 | 0.0080537 | 0.098806 | -0.0007353 | 0.00012048 | 0.0018369 | 0.0029674 | 0.0038642 | 0.1078 | -3.3728e-05 | -0.002746 | -8.6304e-05 | -9.7901e-05 | -0.0060339 | -0.22785 | 0.015627 | 0.99932 | 1.1547 | 1.2298 | 1.0371 | 0.85707 | 0.7697 | 1.0226 | 1.1552 | 1.7546 | 2.0725 | 1.4639 | -0.0066558 | 0 | 0.0069025 | 0.0058841 | -0.014943 | -0.22785 | 0.00053371 | 0.015134 | 0.00026779 | 0.012369 | 0.018605 | 1.0563
6.ERG: Ergon Energy | 2022 | 1.1526 | 1.025 | 1.1245 | 0.77801 | 1.2966 | 1.4814 | 0.88891 | -0.05222 | -0.048322 | -0.0038988 | 0.0024586 | 0.00023246 | 0.0032519 | 0.0013983 | -0.055663 | -0.0055552 | -0.00037277 | -0.0012962 | 2.8553e-06 | -0.00034661 | 0.0036692 | 0.010739 | -0.0035861 | 1.0218 | 1.1547 | 1.2442 | 1.0396 | 1.0278 | 0.77801 | 1.0279 | 1.163 | 1.7545 | 2.1037 | 1.4401 | 0.022234 | 0 | 0.011593 | 0.002454 | 0.18164 | 0.010739 | 0.0051913 | 0.0067402 | -4.0735e-05 | 0.014952 | -0.01636 | 1.0862
6.ERG: Ergon Energy | 2023 | 1.1983 | 1.1092 | 1.0803 | 0.88204 | 1.3353 | 1.3585 | 0.8974 | -0.040031 | 0.038896 | -0.078926 | 0.00067625 | -0.00018403 | 0.0026215 | 0.00070916 | 0.035073 | -0.060574 | -0.00024451 | -0.0037821 | -7.9623e-06 | -0.00088852 | -0.013429 | 0.12549 | 0.029382 | 1.0283 | 1.1547 | 1.2602 | 1.0414 | 0.92241 | 0.88204 | 1.0309 | 1.1807 | 1.7528 | 2.149 | 1.5159 | 0.0063658 | 0 | 0.012783 | 0.0016916 | -0.10817 | 0.12549 | 0.0028901 | 0.015108 | -0.00095481 | 0.021334 | 0.051266 | 1.0474
dnsp | year | outx | inx | tfpx | opinx | kinx | opfpx | kpfpx | tfpdelta | outdelta | indelta | outdelta1 | outdelta2 | outdelta3 | outdelta4 | outdelta5 | indelta1 | indelta2 | indelta3 | indelta4 | indelta5 | indelta6 | odelta | kdelta | q1x | q2x | q3x | q4x | q5x | x1x | x2x | x3x | x4x | x5x | x6x | outgrth1 | outgrth2 | outgrth3 | outgrth4 | outgrth5 | ingrth1 | ingrth2 | ingrth3 | ingrth4 | ingrth5 | ingrth6 | mdindex
7.ESS: Essential Energy | 2006 | 1 | 1 | 1 | 1 | 1 | 1 | 1 | [38 empty] | 1 | bar: q1x to x6x
7.ESS: Essential Energy | 2007 | 1.0748 | 1.0923 | 0.98398 | 1.1838 | 1.0118 | 0.90798 | 1.0623 | -0.016149 | 0.072174 | -0.088323 | 0.00018218 | 0.020601 | 0.0025157 | -0.025831 | 0.074707 | -0.079739 | -0.00088579 | 0.015996 | -1.174e-05 | -0.0038417 | -0.019841 | 0.1687 | 0.011727 | 1.0008 | 1.0455 | 1.0077 | 0.94939 | 0.75426 | 1.1838 | 1.0089 | 0.90492 | 1 | 1.1273 | 1.0729 | 0.00077533 | 0.044456 | 0.0076823 | -0.051934 | -0.28202 | 0.1687 | 0.0088724 | -0.099912 | 0 | 0.11984 | 0.070321 | 1.0455
7.ESS: Essential Energy | 2008 | 1.0695 | 1.1705 | 0.91374 | 1.3576 | 1.011 | 0.78779 | 1.0578 | -0.074062 | -0.0049539 | -0.069108 | 0.00056107 | 0.00015913 | 0.0027914 | -0.0092382 | 0.00077275 | -0.068965 | 0.0019889 | -0.00094241 | 0.00142 | 0.012115 | -0.014725 | 0.13704 | -0.00073783 | 1.006 | 1.0455 | 1.0198 | 0.93124 | 0.74993 | 1.3576 | 0.97326 | 0.91023 | 0.43447 | 0.7523 | 1.1372 | 0.0052293 | 0 | 0.011944 | -0.019309 | -0.0057555 | 0.13704 | -0.035976 | 0.0058509 | -0.83362 | -0.40445 | 0.058262 | 1.0341
7.ESS: Essential Energy | 2009 | 1.0313 | 1.1309 | 0.91196 | 1.2472 | 1.0354 | 0.82692 | 0.99605 | -0.0019527 | -0.036395 | 0.034442 | 0.00072031 | -1.6418e-05 | 0.0016859 | 0.0048002 | -0.043585 | 0.043734 | -0.00011045 | -0.00056822 | -0.00044208 | -0.0012713 | -0.0068995 | -0.084871 | 0.023795 | 1.0131 | 1.0466 | 1.0282 | 0.94086 | 0.90359 | 1.2472 | 0.97834 | 0.91505 | 0.57485 | 0.8017 | 1.1753 | 0.0069981 | 0.0010988 | 0.0082044 | 0.010284 | 0.1864 | -0.084872 | 0.0052078 | 0.005288 | 0.27997 | 0.063593 | 0.032944 | 1.0466
7.ESS: Essential Energy | 2010 | 1.0997 | 1.2029 | 0.91418 | 1.3618 | 1.0739 | 0.80752 | 1.024 | 0.0024315 | 0.064169 | -0.061737 | -0.00010869 | 0.0014353 | 0.0014636 | 0.0025648 | 0.058814 | -0.04222 | -0.0018478 | -0.00069526 | -8.2714e-05 | -0.0021646 | -0.014727 | 0.087904 | 0.036526 | 1.0116 | 1.047 | 1.0328 | 0.94529 | 0.6833 | 1.3618 | 1.0054 | 0.9187 | 0.58012 | 0.85523 | 1.2419 | -0.0014787 | 0.00033988 | 0.0044171 | 0.0046973 | -0.27944 | 0.087904 | 0.027237 | 0.0039743 | 0.0091271 | 0.064643 | 0.05509 | 1.047
7.ESS: Essential Energy | 2011 | 1.0773 | 1.2142 | 0.88726 | 1.3781 | 1.0875 | 0.78179 | 0.99064 | -0.02989 | -0.020492 | -0.0093986 | -0.0013697 | -3.7439e-05 | 0.0024447 | 0.0048285 | -0.026358 | -0.0033473 | 0.00041437 | -0.00090266 | -9.8437e-05 | -0.0024434 | -0.0030212 | 0.011891 | 0.012601 | 0.9982 | 1.047 | 1.0443 | 0.9551 | 0.78234 | 1.3781 | 1.0004 | 0.92423 | 0.66381 | 0.93951 | 1.2564 | -0.013326 | 0 | 0.011089 | 0.010326 | 0.13535 | 0.011891 | -0.0049055 | 0.0060037 | 0.13476 | 0.093991 | 0.01163 | 1.0275
7.ESS: Essential Energy | 2012 | 1.0641 | 1.3582 | 0.78346 | 1.6973 | 1.101 | 0.62695 | 0.96649 | -0.12442 | -0.012389 | -0.11203 | -0.0007477 | 0.00027839 | 0.0011178 | 0.00057155 | -0.013609 | -0.10495 | 0.00099735 | -0.00057339 | -0.00039693 | -0.0025178 | -0.0045944 | 0.20834 | 0.012291 | 0.99068 | 1.047 | 1.0493 | 0.95624 | 0.83905 | 1.6973 | 0.98464 | 0.9275 | 0.80386 | 1.0081 | 1.2782 | -0.0075632 | 0 | 0.0047441 | 0.0011903 | 0.069985 | 0.20834 | -0.015918 | 0.0035311 | 0.19144 | 0.070433 | 0.017222 | 0.99562
7.ESS: Essential Energy | 2013 | 1.0736 | 1.287 | 0.83416 | 1.5028 | 1.1141 | 0.71438 | 0.96365 | 0.062713 | 0.0088857 | 0.053828 | 0.0036898 | 0.00023736 | 0.0015754 | 0.00070746 | 0.0026757 | 0.059878 | -0.0035316 | -0.00045993 | -0.00036779 | -0.00075313 | -0.00093747 | -0.12167 | 0.011827 | 1.0273 | 1.047 | 1.0566 | 0.95769 | 0.82713 | 1.5028 | 1.0435 | 0.93003 | 0.979 | 1.0287 | 1.283 | 0.036272 | 0 | 0.0069641 | 0.0015081 | -0.014313 | -0.12167 | 0.058089 | 0.0027307 | 0.1971 | 0.020293 | 0.0036944 | 1.036
7.ESS: Essential Energy | 2014 | 1.1796 | 1.2625 | 0.9344 | 1.4431 | 1.1196 | 0.81744 | 1.0536 | 0.11348 | 0.094213 | 0.019265 | -0.0021551 | 0.053953 | 0.0025971 | 0.00012555 | 0.039693 | 0.021819 | -0.0015181 | -0.00053308 | -0.00042337 | -0.00096729 | 0.00088778 | -0.040547 | 0.004942 | 1.0054 | 1.1997 | 1.0691 | 0.95793 | 0.65225 | 1.4431 | 1.0706 | 0.93274 | 1.3005 | 1.0556 | 1.2779 | -0.021492 | 0.1362 | 0.01176 | 0.00025678 | -0.23753 | -0.040547 | 0.025644 | 0.0029038 | 0.28396 | 0.02581 | -0.0039674 | 1.1997
7.ESS: Essential Energy | 2015 | 1.1454 | 1.1982 | 0.95596 | 1.2704 | 1.1359 | 0.90155 | 1.0083 | 0.022806 | -0.029478 | 0.052284 | 0.0019874 | 0.00031018 | 0.0032029 | 0.00076137 | -0.035739 | 0.059844 | -0.0015508 | -0.00062781 | -0.00018673 | -0.0011912 | -0.0040042 | -0.12742 | 0.014473 | 1.0256 | 1.1997 | 1.0851 | 0.95953 | 0.80949 | 1.2705 | 1.0962 | 0.9365 | 1.4203 | 1.0963 | 1.3004 | 0.019824 | 0 | 0.014838 | 0.0016685 | 0.21597 | -0.12742 | 0.023596 | 0.0040266 | 0.08817 | 0.037771 | 0.01744 | 1.1012
7.ESS: Essential Energy | 2016 | 1.158 | 1.0954 | 1.0572 | 1.0314 | 1.1508 | 1.1227 | 1.0062 | 0.10064 | 0.010973 | 0.089666 | 0.00037104 | 0.00081154 | 0.0031283 | 0.0011759 | 0.0054867 | 0.096926 | -0.0015351 | -0.0003613 | -6.1027e-07 | -0.0014691 | -0.0038937 | -0.20844 | 0.013044 | 1.0291 | 1.1997 | 1.1002 | 0.96189 | 0.79326 | 1.0314 | 1.1224 | 0.93834 | 1.4312 | 1.1426 | 1.3194 | 0.0034646 | 0 | 0.013818 | 0.0024518 | -0.020245 | -0.20844 | 0.023584 | 0.0019604 | 0.0076342 | 0.041419 | 0.014569 | 1.1512
7.ESS: Essential Energy | 2017 | 1.134 | 1.0802 | 1.0498 | 0.99237 | 1.1573 | 1.1427 | 0.97987 | -0.0070341 | -0.020959 | 0.013925 | 0.00064269 | 1.833e-05 | 0.0033072 | 0.0003877 | -0.025315 | 0.01706 | -0.00015675 | -0.00063615 | 6.0672e-05 | -0.0010043 | -0.0013984 | -0.038591 | 0.0055971 | 1.0354 | 1.1997 | 1.1163 | 0.96266 | 0.88667 | 0.99237 | 1.1257 | 0.94147 | 1.3765 | 1.1788 | 1.3264 | 0.0060961 | 0 | 0.014534 | 0.00080484 | 0.11132 | -0.038592 | 0.0029505 | 0.0033263 | -0.038956 | 0.031161 | 0.0052685 | 1.1984
7.ESS: Essential Energy | 2018 | 1.1629 | 1.1008 | 1.0564 | 1.032 | 1.1624 | 1.1268 | 1.0004 | 0.0062844 | 0.025171 | -0.018887 | 0.001199 | -0.00019263 | 0.0034694 | 0.00023631 | 0.020459 | -0.016756 | 0.00092597 | -0.0010102 | -2.3713e-05 | -0.00080814 | -0.0012153 | 0.039166 | 0.0044439 | 1.0475 | 1.1997 | 1.1338 | 0.96316 | 0.80975 | 1.032 | 1.1098 | 0.94632 | 1.3976 | 1.2099 | 1.3352 | 0.011573 | 0 | 0.015613 | 0.00052287 | -0.090746 | 0.039167 | -0.014235 | 0.0051436 | 0.015189 | 0.026041 | 0.0065842 | 1.1986
7.ESS: Essential Energy | 2019 | 1.1475 | 1.1764 | 0.97548 | 1.1697 | 1.1827 | 0.98104 | 0.97028 | -0.079674 | -0.013305 | -0.066369 | 0.0016858 | 0.0090601 | 0.0027571 | 0.0008622 | -0.02767 | -0.057802 | -0.00021202 | -0.00087951 | -6.4296e-05 | -0.00073098 | -0.0066798 | 0.12525 | 0.017263 | 1.064 | 1.2252 | 1.147 | 0.96484 | 0.91295 | 1.1697 | 1.1153 | 0.9508 | 1.4599 | 1.2422 | 1.3752 | 0.015636 | 0.021043 | 0.011524 | 0.001738 | 0.11995 | 0.12525 | 0.004945 | 0.0047231 | 0.043585 | 0.026345 | 0.02956 | 1.2252
7.ESS: Essential Energy | 2020 | 1.1372 | 1.1558 | 0.9839 | 1.1251 | 1.1906 | 1.0108 | 0.95517 | 0.0085975 | -0.0090497 | 0.017647 | -0.0023461 | 0.00012103 | 0.0024104 | 0.0003801 | -0.0096151 | 0.019976 | -0.00041787 | -2.0311e-05 | -5.7067e-05 | -0.00088988 | -0.00094396 | -0.038888 | 0.0066457 | 1.0406 | 1.2252 | 1.1589 | 0.96558 | 0.94873 | 1.1251 | 1.1242 | 0.95096 | 1.5026 | 1.2814 | 1.3894 | -0.022232 | 0 | 0.010308 | 0.00076361 | 0.038437 | -0.038888 | 0.0080022 | 0.00016207 | 0.028843 | 0.031063 | 0.010225 | 1.2103
7.ESS: Essential Energy | 2021 | 1.1708 | 1.1404 | 1.0266 | 1.0927 | 1.199 | 1.0715 | 0.97649 | 0.042525 | 0.029125 | 0.0134 | -0.00010649 | -0.00035522 | 0.0020809 | 0.00045799 | 0.027048 | 0.015974 | 0.00024886 | -0.00022819 | 2.7695e-05 | -0.00049598 | -0.0021268 | -0.029218 | 0.0070425 | 1.0397 | 1.2252 | 1.1704 | 0.96657 | 0.84809 | 1.0927 | 1.1247 | 0.95317 | 1.5114 | 1.3224 | 1.3988 | -0.00083162 | 0 | 0.0098999 | 0.0010255 | -0.11214 | -0.029217 | 0.00044783 | 0.002328 | 0.005855 | 0.031491 | 0.0067819 | 1.2172
7.ESS: Essential Energy | 2022 | 1.1756 | 1.1166 | 1.0529 | 1.0353 | 1.2075 | 1.1355 | 0.97361 | 0.025257 | 0.0041204 | 0.021137 | 9.5259e-05 | 0.0066843 | 0.0024913 | 0.00060366 | -0.0057542 | 0.025544 | 2.9258e-05 | -0.00053075 | -3.925e-06 | -0.00084752 | -0.0030544 | -0.053923 | 0.007075 | 1.0406 | 1.2451 | 1.1832 | 0.96777 | 0.86977 | 1.0353 | 1.1239 | 0.95575 | 1.5109 | 1.3569 | 1.4117 | 0.00088385 | 0.016037 | 0.010863 | 0.0012476 | 0.025247 | -0.053922 | -0.00072338 | 0.0026979 | -0.0003623 | 0.025774 | 0.0092053 | 1.2451
7.ESS: Essential Energy | 2023 | 1.1734 | 1.1695 | 1.0033 | 1.1185 | 1.2155 | 1.0491 | 0.9654 | -0.048226 | -0.0018837 | -0.046343 | 0.0016618 | 0.0003552 | 0.00086439 | 0.00067135 | -0.0054364 | -0.040746 | -0.00016965 | -0.00064951 | -0.00014212 | -0.0013186 | -0.0033167 | 0.077282 | 0.0065894 | 1.0569 | 1.2451 | 1.1867 | 0.96904 | 0.88774 | 1.1185 | 1.1233 | 0.95728 | 1.5931 | 1.3947 | 1.4283 | 0.015501 | 0 | 0.0029911 | 0.0013079 | 0.020452 | 0.077282 | -0.0005401 | 0.0016033 | 0.052965 | 0.027491 | 0.011684 | 1.2277
dnsp | year | outx | inx | tfpx | opinx | kinx | opfpx | kpfpx | tfpdelta | outdelta | indelta | outdelta1 | outdelta2 | outdelta3 | outdelta4 | outdelta5 | indelta1 | indelta2 | indelta3 | indelta4 | indelta5 | indelta6 | odelta | kdelta | q1x | q2x | q3x | q4x | q5x | x1x | x2x | x3x | x4x | x5x | x6x | outgrth1 | outgrth2 | outgrth3 | outgrth4 | outgrth5 | ingrth1 | ingrth2 | ingrth3 | ingrth4 | ingrth5 | ingrth6 | mdindex
8.JEN: Jemena | 2006 | 1 | 1 | 1 | 1 | 1 | 1 | 1 | [38 empty] | 1 | bar: q1x to x6x
8.JEN: Jemena | 2007 | 1.0386 | 1.0273 | 1.011 | 1.0558 | 1.0047 | 0.98372 | 1.0338 | 0.010964 | 0.037899 | -0.026934 | 0.002169 | 0.027681 | 0.0041166 | 0.0038854 | 4.6924e-05 | -0.023957 | -4.0182e-05 | -0.0016252 | 0.00017346 | -0.0010263 | -0.00045883 | 0.05431 | 0.0046508 | 1.0233 | 1.0773 | 1.0203 | 1.0089 | 1.0024 | 1.0558 | 1.0016 | 1.0054 | 0.9027 | 1.0389 | 1.0069 | 0.023068 | 0.074504 | 0.020068 | 0.0088999 | 0.0023802 | 0.05431 | 0.0015832 | 0.0053624 | -0.10237 | 0.038189 | 0.0068941 | 1.0773
8.JEN: Jemena | 2008 | 1.082 | 0.95693 | 1.1307 | 0.85254 | 1.036 | 1.2691 | 1.0444 | 0.11185 | 0.040892 | 0.070957 | 0.0023446 | 0.022562 | 0.002402 | 0.0072933 | 0.0062902 | 0.085232 | 0.00010778 | -0.0037665 | 3.1352e-05 | -0.0012206 | -0.0094269 | -0.21384 | 0.03067 | 1.0493 | 1.145 | 1.0322 | 1.0261 | 0.94037 | 0.85254 | 1.0065 | 1.0179 | 0.90237 | 1.1221 | 1.0702 | 0.025025 | 0.060897 | 0.011663 | 0.016882 | -0.063864 | -0.21384 | 0.0048729 | 0.012384 | -0.00036368 | 0.07705 | 0.060957 | 1.145
8.JEN: Jemena | 2009 | 1.0967 | 1.0027 | 1.0938 | 0.93051 | 1.0561 | 1.1786 | 1.0385 | -0.03312 | 0.013556 | -0.046675 | -0.0024264 | 0.02291 | 0.0017214 | 0.0042266 | -0.012876 | -0.035252 | -0.0022475 | 0.00060721 | 7.081e-06 | -0.00090108 | -0.0088891 | 0.087513 | 0.019267 | 1.0225 | 1.2183 | 1.0412 | 1.0364 | 1.0752 | 0.93051 | 1.0548 | 1.0159 | 0.90237 | 1.1673 | 1.1151 | -0.025882 | 0.062022 | 0.0086055 | 0.0099437 | 0.13401 | 0.087513 | 0.046922 | -0.0019357 | 0 | 0.039488 | 0.041063 | 1.2183
8.JEN: Jemena | 2010 | 1.1183 | 1.0701 | 1.045 | 1.091 | 1.0528 | 1.025 | 1.0622 | -0.045636 | 0.01947 | -0.065106 | 0.0015934 | -1.6081e-05 | 0.0029167 | 0.0032513 | 0.011725 | -0.065807 | -0.00027438 | 0.00071805 | -6.3619e-06 | -0.0011842 | 0.0014481 | 0.15914 | -0.0030963 | 1.0401 | 1.2183 | 1.056 | 1.0441 | 0.9539 | 1.091 | 1.0604 | 1.0139 | 0.9027 | 1.2169 | 1.1054 | 0.017074 | 0 | 0.014167 | 0.0074371 | -0.11973 | 0.15914 | 0.0052274 | -0.0020481 | 0.00036368 | 0.04155 | -0.0086978 | 1.1869
8.JEN: Jemena | 2011 | 1.1346 | 1.1273 | 1.0065 | 1.1904 | 1.0786 | 0.95315 | 1.0519 | -0.037618 | 0.014447 | -0.052065 | -0.00077603 | -4.1883e-05 | -0.0014532 | 0.00515 | 0.011568 | -0.039018 | 0.00051917 | 0.0033383 | -2.2141e-05 | -0.00086529 | -0.016017 | 0.087126 | 0.024175 | 1.0317 | 1.2183 | 1.0478 | 1.0565 | 0.83857 | 1.1904 | 1.0502 | 1.0024 | 0.91875 | 1.2714 | 1.203 | -0.0080407 | 0 | -0.007805 | 0.011758 | -0.12885 | 0.087126 | -0.0096423 | -0.011395 | 0.017624 | 0.043829 | 0.084609 | 1.2151
8.JEN: Jemena | 2012 | 1.149 | 1.2325 | 0.93224 | 1.4451 | 1.0781 | 0.79509 | 1.0658 | -0.076604 | 0.01262 | -0.089224 | -0.0010755 | -3.076e-05 | 0.0037252 | 0.0043155 | 0.0056851 | -0.088854 | -0.00047144 | 0.0037016 | -0.0001273 | -0.0012169 | -0.002256 | 0.19393 | -0.00051244 | 1.02 | 1.2183 | 1.0671 | 1.0671 | 0.77674 | 1.4451 | 1.0589 | 0.98862 | 0.97588 | 1.3364 | 1.2176 | -0.011459 | 0 | 0.018219 | 0.010021 | -0.076594 | 0.19393 | 0.0082211 | -0.013814 | 0.060333 | 0.049839 | 0.012026 | 1.0663
8.JEN: Jemena | 2013 | 1.1363 | 1.2239 | 0.92847 | 1.4094 | 1.0844 | 0.80623 | 1.0479 | -0.0040566 | -0.011068 | 0.0070117 | -0.0023738 | 8.6679e-06 | 0.0042456 | 0.0022169 | -0.015166 | 0.010352 | -0.00058978 | 0.0016024 | -4.3396e-06 | -0.00081678 | -0.0035323 | -0.024981 | 0.0058495 | 0.99412 | 1.2183 | 1.0901 | 1.0728 | 0.94433 | 1.4094 | 1.0716 | 0.9815 | 0.97308 | 1.3863 | 1.2415 | -0.025681 | 0 | 0.021353 | 0.0052962 | 0.19537 | -0.024981 | 0.011967 | -0.0072257 | -0.0028807 | 0.036714 | 0.01944 | 1.1673
8.JEN: Jemena | 2014 | 1.1403 | 1.206 | 0.94547 | 1.3501 | 1.0985 | 0.84458 | 1.038 | 0.018146 | 0.0034561 | 0.01469 | -0.0025965 | -1.8371e-05 | 0.0039347 | 0.0017929 | 0.00034347 | 0.02143 | 0.0012579 | -0.003156 | 0.00015574 | -0.0012852 | -0.0037127 | -0.043016 | 0.012929 | 0.9665 | 1.2183 | 1.1117 | 1.0773 | 0.9442 | 1.3501 | 1.0431 | 0.99363 | 0.89384 | 1.4845 | 1.2642 | -0.028179 | 0 | 0.019631 | 0.004185 | -0.00013461 | -0.043017 | -0.026925 | 0.01228 | -0.084929 | 0.068415 | 0.018163 | 1.2106
8.JEN: Jemena | 2015 | 1.1698 | 1.2244 | 0.95546 | 1.3582 | 1.1239 | 0.86127 | 1.0409 | 0.010508 | 0.025574 | -0.015065 | 0.0017015 | -3.8452e-05 | 0.003834 | 0.0058254 | 0.014251 | -0.0026155 | -0.00021188 | 0.00056795 | 2.1949e-06 | -0.0012588 | -0.011549 | 0.006012 | 0.022843 | 0.98438 | 1.2183 | 1.1333 | 1.0923 | 0.77089 | 1.3582 | 1.0482 | 0.99146 | 0.89405 | 1.5857 | 1.3344 | 0.018328 | 0 | 0.019265 | 0.013822 | -0.20279 | 0.0060124 | 0.0048108 | -0.002187 | 0.00022958 | 0.065928 | 0.054027 | 1.0471
8.JEN: Jemena | 2016 | 1.179 | 1.2645 | 0.93237 | 1.4319 | 1.1397 | 0.82337 | 1.0344 | -0.024454 | 0.0077884 | -0.032243 | -0.0005469 | -1.9736e-06 | 0.0042339 | 0.0036337 | 0.00046964 | -0.024719 | -0.00022421 | -0.0025617 | -2.2277e-05 | -0.00051818 | -0.0041971 | 0.052786 | 0.013999 | 0.9785 | 1.2183 | 1.1579 | 1.1018 | 0.76492 | 1.4319 | 1.0517 | 1.0006 | 0.89647 | 1.638 | 1.3543 | -0.0059831 | 0 | 0.021438 | 0.0087041 | -0.0077812 | 0.052785 | 0.003367 | 0.0091451 | 0.0027053 | 0.032469 | 0.014829 | 1.1792
8.JEN: Jemena | 2017 | 1.1979 | 1.2924 | 0.92685 | 1.4853 | 1.1428 | 0.80651 | 1.0482 | -0.0059383 | 0.015933 | -0.021872 | 0.0016791 | -1.3413e-05 | 0.0042478 | 0.0070741 | 0.0029457 | -0.020909 | 0.00035156 | -0.0012956 | -8.8245e-05 | -0.00066421 | 0.00073374 | 0.036628 | 0.0026998 | 0.99662 | 1.2183 | 1.1832 | 1.1207 | 0.72641 | 1.4853 | 1.044 | 1.0059 | 0.94651 | 1.6949 | 1.3609 | 0.01834 | 0 | 0.021622 | 0.017006 | -0.051658 | 0.036629 | -0.007337 | 0.0052901 | 0.054314 | 0.034171 | 0.0048262 | 1.1428
8.JEN: Jemena | 2018 | 1.2112 | 1.2603 | 0.96108 | 1.3754 | 1.172 | 0.88066 | 1.0335 | 0.036259 | 0.011075 | 0.025184 | -0.00098656 | 1.4007e-05 | 0.0038816 | 0.01023 | -0.0020645 | 0.039388 | -0.0056388 | -0.00041005 | -0.00027701 | -0.0016132 | -0.006265 | -0.076883 | 0.025219 | 0.98594 | 1.2183 | 1.2065 | 1.1484 | 0.75503 | 1.3754 | 1.1785 | 1.0075 | 1.1097 | 1.8423 | 1.3962 | -0.010769 | 0 | 0.019532 | 0.024447 | 0.038646 | -0.076883 | 0.12121 | 0.001638 | 0.15903 | 0.083388 | 0.025635 | 1.1742
8.JEN: Jemena | 2019 | 1.2143 | 1.2769 | 0.95094 | 1.3779 | 1.1991 | 0.88126 | 1.0126 | -0.010603 | 0.0025037 | -0.013106 | 0.00021293 | 0.0022612 | 0.0037423 | 0.0038673 | -0.0075801 | -0.00048353 | 0.00021323 | -0.0068517 | -0.00028436 | -0.00047137 | -0.0052286 | 0.0018225 | 0.022914 | 0.98826 | 1.2259 | 1.2294 | 1.159 | 0.84674 | 1.3779 | 1.1714 | 1.0346 | 1.294 | 1.8928 | 1.4277 | 0.0023534 | 0.0062356 | 0.018769 | 0.0091436 | 0.11464 | 0.0018217 | -0.0061162 | 0.026511 | 0.15372 | 0.027044 | 0.02228 | 1.2259
8.JEN: Jemena | 2020 | 1.2257 | 1.2156 | 1.0084 | 1.2263 | 1.2075 | 0.9995 | 1.0151 | 0.058626 | 0.0093978 | 0.049228 | -0.0026786 | 0.0084456 | 0.0034523 | 0.0043855 | -0.0042071 | 0.053014 | 0.00038463 | 0.0062203 | -0.0002476 | -0.0005722 | -0.0095717 | -0.11651 | 0.006924 | 0.95974 | 1.255 | 1.2513 | 1.1713 | 0.90117 | 1.2263 | 1.1656 | 1.01 | 1.5004 | 1.9672 | 1.4806 | -0.029287 | 0.023488 | 0.017628 | 0.010609 | 0.062303 | -0.1165 | -0.0048904 | -0.02404 | 0.14797 | 0.038522 | 0.036376 | 1.255
8.JEN: Jemena | 2021 | 1.2371 | 1.1609 | 1.0656 | 1.1029 | 1.2144 | 1.1217 | 1.0187 | 0.055239 | 0.0092323 | 0.046006 | 3.94e-05 | 1.452e-05 | 0.0013559 | 0.0035807 | 0.0042418 | 0.048658 | 0.00011284 | -0.0039743 | -0.00010717 | -0.00045133 | 0.0017688 | -0.10612 | 0.0056926 | 0.96019 | 1.255 | 1.2598 | 1.1814 | 0.84603 | 1.1029 | 1.1618 | 1.0258 | 1.5873 | 2.0068 | 1.4794 | 0.0004686 | 0 | 0.0067661 | 0.0085065 | -0.063146 | -0.10613 | -0.0032662 | 0.015547 | 0.056276 | 0.019957 | -0.0007638 | 1.1325
8.JEN: Jemena | 2022 | 1.2481 | 1.1485 | 1.0867 | 1.0646 | 1.2222 | 1.1724 | 1.0212 | 0.019617 | 0.008859 | 0.010758 | 0.0032355 | 2.2167e-05 | 0.0027224 | 0.0038647 | -0.00098562 | 0.015125 | -0.0001252 | -0.001118 | -0.00016379 | -0.0010539 | -0.001906 | -0.035362 | 0.0064175 | 0.99471 | 1.255 | 1.277 | 1.1922 | 0.85856 | 1.0646 | 1.1586 | 1.0292 | 1.6804 | 2.0871 | 1.5035 | 0.035322 | 0 | 0.013598 | 0.0091293 | 0.014704 | -0.035362 | -0.0027477 | 0.0032584 | 0.057022 | 0.039216 | 0.016143 | 1.1869
8.JEN: Jemena | 2023 | 1.2737 | 1.1953 | 1.0657 | 1.1397 | 1.2322 | 1.1176 | 1.0337 | -0.019589 | 0.02032 | -0.039909 | 0.0024991 | -2.9193e-05 | 0.0023186 | 0.0048509 | 0.010681 | -0.032301 | -0.00013698 | -0.0017803 | -0.00010189 | -0.0014076 | -0.004181 | 0.068172 | 0.0081726 | 1.0222 | 1.255 | 1.2924 | 1.2063 | 0.73246 | 1.1397 | 1.1529 | 1.0343 | 1.6804 | 2.1905 | 1.5259 | 0.027279 | 0 | 0.011951 | 0.011767 | -0.15884 | 0.068173 | -0.0049828 | 0.0049813 | -2.6219e-07 | 0.048352 | 0.014771 | 1.224
dnsp | year | outx | inx | tfpx | opinx | kinx | opfpx | kpfpx | tfpdelta | outdelta | indelta | outdelta1 | outdelta2 | outdelta3 | outdelta4 | outdelta5 | indelta1 | indelta2 | indelta3 | indelta4 | indelta5 | indelta6 | odelta | kdelta | q1x | q2x | q3x | q4x | q5x | x1x | x2x | x3x | x4x | x5x | x6x | outgrth1 | outgrth2 | outgrth3 | outgrth4 | outgrth5 | ingrth1 | ingrth2 | ingrth3 | ingrth4 | ingrth5 | ingrth6 | mdindex
9.PCR: Powercor | 2006 | 1 | 1 | 1 | 1 | 1 | 1 | 1 | [38 empty] | 1 | bar: q1x to x6x
9.PCR: Powercor | 2007 | 0.99687 | 0.95879 | 1.0397 | 0.89326 | 1.0226 | 1.116 | 0.97488 | 0.038942 | -0.0031361 | 0.042078 | 0.0014621 | 0.020643 | 0.0034443 | 0.0014156 | -0.030101 | 0.052266 | -3.8144e-05 | -8.6814e-05 | -3.6195e-05 | -0.0043734 | -0.0056528 | -0.11288 | 0.022308 | 1.0149 | 1.055 | 1.0179 | 1.0035 | 1.1813 | 0.89326 | 1.0012 | 1.0006 | 1.0523 | 1.0526 | 1.0347 | 0.014809 | 0.053548 | 0.017698 | 0.0035324 | 0.16659 | -0.11288 | 0.0011767 | 0.0006368 | 0.050957 | 0.05126 | 0.034121 | 1.055
9.PCR: Powercor | 2008 | 1.0579 | 0.97317 | 1.087 | 0.90407 | 1.0401 | 1.1701 | 1.017 | 0.044504 | 0.059384 | -0.01488 | 0.0021092 | 0.023905 | 0.0044104 | 0.0014106 | 0.027549 | -0.0065314 | -8.3182e-05 | -0.00063578 | 6.2156e-07 | -0.00017887 | -0.0074517 | 0.012023 | 0.017054 | 1.0357 | 1.1179 | 1.0367 | 1.0062 | 1.0175 | 0.90407 | 1.0035 | 1.0038 | 1.061 | 1.0613 | 1.0787 | 0.020292 | 0.057866 | 0.018378 | 0.002638 | -0.14926 | 0.012022 | 0.0023504 | 0.0031358 | 0.0082223 | 0.0082772 | 0.041642 | 1.1179
9.PCR: Powercor | 2009 | 1.021 | 1.0529 | 0.9697 | 0.99912 | 1.1047 | 1.0219 | 0.92418 | -0.11421 | -0.035498 | -0.078714 | -0.00022892 | 0.033804 | 0.0033519 | 0.0049928 | -0.077418 | -0.045708 | 0.00011656 | 0.00066641 | -0.00025745 | -0.028276 | -0.0052552 | 0.09997 | 0.060238 | 1.0338 | 1.216 | 1.0558 | 1.0176 | 1.4838 | 0.99912 | 1.0002 | 1.0005 | 1.3735 | 1.374 | 1.1081 | -0.0018676 | 0.084127 | 0.018208 | 0.011288 | 0.37724 | 0.09997 | -0.0032787 | -0.0032786 | 0.25818 | 0.25818 | 0.026843 | 1.216
9.PCR: Powercor | 2010 | 1.0569 | 1.0641 | 0.99322 | 0.98704 | 1.1398 | 1.0707 | 0.9272 | 0.023957 | 0.034553 | -0.010596 | 0.001857 | -6.1543e-07 | 0.0046492 | 0.0036896 | 0.024358 | 0.0059524 | -9.5904e-06 | -6.5277e-05 | -0.00011007 | -0.01205 | -0.0043134 | -0.012157 | 0.031294 | 1.0523 | 1.216 | 1.0772 | 1.0254 | 1.3332 | 0.98704 | 1.0005 | 1.0007 | 1.5364 | 1.537 | 1.137 | 0.017705 | 0 | 0.020075 | 0.0076385 | -0.107 | -0.012158 | 0.00022418 | 0.00022422 | 0.11212 | 0.11212 | 0.025813 | 1.1821
9.PCR: Powercor | 2011 | 1.0931 | 1.0622 | 1.029 | 0.9895 | 1.1332 | 1.1047 | 0.96459 | 0.035434 | 0.033687 | 0.0017467 | -0.0020251 | -1.887e-06 | 0.0052315 | -0.0022466 | 0.03273 | -0.0015565 | 2.5572e-06 | -0.00054207 | 7.3652e-05 | 0.0081538 | -0.0043847 | 0.0024872 | -0.0058533 | 1.0318 | 1.216 | 1.1014 | 1.0203 | 1.1374 | 0.9895 | 1.0004 | 1.0034 | 1.4257 | 1.4247 | 1.1668 | -0.019617 | 0 | 0.022209 | -0.0049854 | -0.15885 | 0.0024878 | -3.5691e-05 | 0.0026603 | -0.074807 | -0.075872 | 0.025879 | 1.1516
9.PCR: Powercor | 2012 | 1.092 | 1.163 | 0.93898 | 1.1764 | 1.1452 | 0.92827 | 0.95357 | -0.091585 | -0.00094593 | -0.090639 | 0.0026475 | -1.0059e-07 | 0.0037058 | 0.0029719 | -0.010271 | -0.083708 | -0.00024503 | -0.00040579 | -1.7805e-05 | -0.0011981 | -0.0050645 | 0.17303 | 0.010549 | 1.0587 | 1.216 | 1.1199 | 1.0268 | 1.1974 | 1.1764 | 1.0074 | 1.005 | 1.4257 | 1.4277 | 1.1992 | 0.025751 | 0 | 0.016653 | 0.0063246 | 0.051439 | 0.17303 | 0.0069554 | 0.0015749 | 0 | 0.0021283 | 0.027357 | 1.0953
9.PCR: Powercor | 2013 | 1.0774 | 1.2155 | 0.88639 | 1.2451 | 1.1733 | 0.8653 | 0.91827 | -0.057637 | -0.013492 | -0.044145 | -0.0018099 | -5.7353e-07 | 0.0031015 | 0.0018722 | -0.016655 | -0.031369 | 3.3377e-05 | -0.00071157 | -1.4182e-05 | -0.0061238 | -0.00596 | 0.056748 | 0.024225 | 1.0402 | 1.216 | 1.1355 | 1.0309 | 1.3041 | 1.2451 | 1.0065 | 1.0085 | 1.4257 | 1.5104 | 1.2412 | -0.017646 | 0 | 0.013826 | 0.0039597 | 0.085366 | 0.056748 | -0.00094563 | 0.0034906 | 0 | 0.056303 | 0.034392 | 1.1661
9.PCR: Powercor | 2014 | 1.0484 | 1.1895 | 0.88132 | 1.1742 | 1.1961 | 0.89286 | 0.87646 | -0.0057428 | -0.027321 | 0.021578 | -0.0022031 | 0.0087012 | 0.0032651 | 0.0018327 | -0.038917 | 0.0308 | 0.00081257 | -0.0013395 | -0.00014716 | -0.0035668 | -0.0049802 | -0.058666 | 0.019281 | 1.0182 | 1.2424 | 1.1525 | 1.0349 | 1.5813 | 1.1742 | 0.98223 | 1.0155 | 1.7024 | 1.5721 | 1.2806 | -0.021344 | 0.021471 | 0.014913 | 0.00395 | 0.1927 | -0.058667 | -0.024381 | 0.0069674 | 0.17738 | 0.040011 | 0.031282 | 1.2424
9.PCR: Powercor | 2015 | 1.101 | 1.2318 | 0.89385 | 1.2336 | 1.2202 | 0.89251 | 0.90229 | 0.014117 | 0.048997 | -0.034879 | 0.0036995 | -0.00018455 | 0.0034449 | 0.0017033 | 0.040334 | -0.025292 | 2.991e-05 | -0.00017033 | -4.0816e-06 | -0.0078289 | -0.001614 | 0.049381 | 0.019956 | 1.0557 | 1.2424 | 1.1705 | 1.0387 | 1.2984 | 1.2336 | 0.98104 | 1.0165 | 1.7075 | 1.7014 | 1.2931 | 0.036087 | 0 | 0.015457 | 0.0036376 | -0.1971 | 0.049382 | -0.001212 | 0.00094212 | 0.0029686 | 0.079042 | 0.0097322 | 1.112
9.PCR: Powercor | 2016 | 1.1101 | 1.1572 | 0.95936 | 1.0741 | 1.2416 | 1.0335 | 0.89412 | 0.070735 | 0.008264 | 0.062471 | -0.00052478 | 1.438e-05 | 0.0061882 | 0.0013805 | 0.0012057 | 0.0713 | -0.00066155 | -0.00036202 | -2.5162e-05 | -0.004071 | -0.0037089 | -0.13842 | 0.017355 | 1.0502 | 1.2424 | 1.2042 | 1.0418 | 1.2891 | 1.0741 | 1.001 | 1.0183 | 1.7584 | 1.7722 | 1.3198 | -0.0052088 | 0 | 0.028389 | 0.0029951 | -0.0071856 | -0.13842 | 0.020123 | 0.0018006 | 0.029373 | 0.040751 | 0.020423 | 1.2195
9.PCR: Powercor | 2017 | 1.1621 | 1.2095 | 0.96077 | 1.1464 | 1.2708 | 1.0137 | 0.91446 | 0.0014632 | 0.04573 | -0.044267 | 0.00058468 | -0.00013787 | 0.0043713 | 0.0026706 | 0.038241 | -0.032487 | -0.00052109 | 0.00033624 | 3.7965e-05 | -0.0062569 | -0.005376 | 0.065125 | 0.023241 | 1.0564 | 1.2424 | 1.2295 | 1.048 | 1.0158 | 1.1464 | 1.0169 | 1.0166 | 1.6823 | 1.8908 | 1.3577 | 0.005925 | 0 | 0.020805 | 0.0059482 | -0.23829 | 0.065126 | 0.015796 | -0.0016502 | -0.044206 | 0.064804 | 0.028323 | 1.2103
9.PCR: Powercor | 2018 | 1.1177 | 1.2353 | 0.90475 | 1.1746 | 1.2938 | 0.95152 | 0.86384 | -0.06008 | -0.038992 | -0.021088 | 0.00032372 | 0.0067779 | 0.0053644 | 0.0018832 | -0.053341 | -0.011558 | 0.00018121 | -6.49e-05 | 9.898e-06 | -0.0047659 | -0.0048902 | 0.024277 | 0.017948 | 1.0596 | 1.2631 | 1.2588 | 1.0521 | 1.3991 | 1.1746 | 1.0113 | 1.017 | 1.6626 | 1.9865 | 1.3893 | 0.0030163 | 0.016531 | 0.023525 | 0.0038737 | 0.32018 | 0.024276 | -0.0054911 | 0.00036097 | -0.011792 | 0.049398 | 0.023019 | 1.2631
9.PCR: Powercor | 2019 | 1.132 | 1.2352 | 0.91648 | 1.1484 | 1.3205 | 0.9857 | 0.85723 | 0.012886 | 0.012764 | 0.00012232 | 0.0012045 | 0.0017436 | 0.0045946 | 0.0024368 | 0.002784 | 0.011644 | -4.0003e-05 | -0.00010165 | -0.00072149 | -0.0055498 | -0.0051085 | -0.022525 | 0.02045 | 1.0724 | 1.2688 | 1.2859 | 1.0577 | 1.3809 | 1.1484 | 1.0126 | 1.0176 | 3.7781 | 2.104 | 1.4171 | 0.011952 | 0.0045151 | 0.021296 | 0.0053294 | -0.013106 | -0.022524 | 0.0012372 | 0.00054523 | 0.82084 | 0.057444 | 0.019775 | 1.2688
9.PCR: Powercor | 2020 | 1.1477 | 1.2247 | 0.93708 | 1.0974 | 1.3572 | 1.0458 | 0.84561 | 0.022234 | 0.013748 | 0.0084867 | -0.0021901 | 0.0077513 | 0.0022705 | 0.0028871 | 0.0030289 | 0.021703 | 1.1716e-05 | 3.7675e-05 | -2.0125e-05 | -0.0062234 | -0.0070224 | -0.045432 | 0.02739 | 1.0494 | 1.2944 | 1.3004 | 1.0646 | 1.3636 | 1.0974 | 1.0125 | 1.0176 | 3.973 | 2.2699 | 1.4644 | -0.021644 | 0.019982 | 0.011224 | 0.0064596 | -0.012599 | -0.045433 | -9.7174e-05 | 5.328e-05 | 0.050287 | 0.075886 | 0.03283 | 1.2944
9.PCR: Powercor | 2021 | 1.1937 | 1.231 | 0.96971 | 1.1071 | 1.3631 | 1.0782 | 0.87569 | 0.034223 | 0.039311 | -0.0050877 | 0.0011795 | -0.00017636 | 0.0034277 | 0.0013358 | 0.033544 | -0.004463 | -1.2497e-06 | -5.159e-05 | -4.802e-05 | -0.0020404 | 0.0015165 | 0.0088091 | 0.0043616 | 1.0619 | 1.2944 | 1.3223 | 1.0679 | 1.1116 | 1.1071 | 1.0127 | 1.0181 | 4.2771 | 2.3369 | 1.4599 | 0.011855 | 0 | 0.016685 | 0.0031202 | -0.20429 | 0.0088093 | 0.00019042 | 0.00042971 | 0.073766 | 0.029117 | -0.0030559 | 1.1349
9.PCR: Powercor | 2022 | 1.1788 | 1.2651 | 0.93181 | 1.1429 | 1.3918 | 1.0314 | 0.84697 | -0.039872 | -0.012567 | -0.027305 | 0.0017289 | 0.0001234 | 0.0060237 | 0.0027652 | -0.023208 | -0.015453 | -0.00025535 | -0.000234 | -0.00012207 | -0.0052152 | -0.0060255 | 0.031786 | 0.020783 | 1.0803 | 1.2944 | 1.3588 | 1.0743 | 1.2832 | 1.1429 | 1.0204 | 1.019 | 4.7523 | 2.4299 | 1.5108 | 0.017205 | 0 | 0.02728 | 0.0059146 | 0.14351 | 0.031786 | 0.007616 | 0.00092888 | 0.10536 | 0.039005 | 0.034296 | 1.2277
9.PCR: Powercor | 2023 | 1.171 | 1.3524 | 0.86588 | 1.2813 | 1.4209 | 0.91392 | 0.82416 | -0.073379 | -0.0066009 | -0.066779 | 0.00061097 | 0.00023557 | 0.0047051 | 0.0027675 | -0.01492 | -0.051757 | -0.00037218 | -6.5691e-05 | -3.7675e-05 | -0.0075795 | -0.0069668 | 0.11434 | 0.020691 | 1.0866 | 1.2944 | 1.3865 | 1.0804 | 1.3936 | 1.2813 | 1.0306 | 1.0188 | 4.6763 | 2.5542 | 1.5571 | 0.0057546 | 0 | 0.020181 | 0.005681 | 0.082542 | 0.11434 | 0.0099041 | -0.000175 | -0.016129 | 0.049886 | 0.030167 | 1.2461
dnsp | year | outx | inx | tfpx | opinx | kinx | opfpx | kpfpx | tfpdelta | outdelta | indelta | outdelta1 | outdelta2 | outdelta3 | outdelta4 | outdelta5 | indelta1 | indelta2 | indelta3 | indelta4 | indelta5 | indelta6 | odelta | kdelta | q1x | q2x | q3x | q4x | q5x | x1x | x2x | x3x | x4x | x5x | x6x | outgrth1 | outgrth2 | outgrth3 | outgrth4 | outgrth5 | ingrth1 | ingrth2 | ingrth3 | ingrth4 | ingrth5 | ingrth6 | mdindex
10.SAP: SA Power Networks | 2006 | 1 | 1 | 1 | 1 | 1 | 1 | 1 | [38 empty] | 1 | bar: q1x to x6x
10.SAP: SA Power Networks | 2007 | 0.97454 | 1.0007 | 0.97387 | 0.92882 | 1.0365 | 1.0492 | 0.94022 | -0.026477 | -0.025789 | -0.00068816 | 0.0029113 | -0.00080418 | -0.00017229 | 0.002489 | -0.030213 | 0.022679 | -0.00019523 | 2.4682e-05 | -7.84e-05 | -0.0090218 | -0.014096 | -0.07384 | 0.035852 | 1.0278 | 1 | 1.0008 | 1.0058 | 1.153 | 0.92882 | 1.009 | 1.0001 | 1.0213 | 1.0403 | 1.0517 | 0.027382 | 0 | 0.0007534 | 0.0058265 | 0.1424 | -0.07384 | 0.0089769 | 5.3697e-05 | 0.021036 | 0.039491 | 0.050361 | 0.99303
10.SAP: SA Power Networks | 2008 | 1.0727 | 1.0507 | 1.0209 | 1.0358 | 1.0596 | 1.0356 | 1.0123 | 0.047137 | 0.095935 | -0.048799 | 0.00055784 | 0.028572 | 0.0011343 | 0.0031252 | 0.062546 | -0.032706 | -0.00019161 | 3.035e-05 | -7.6462e-05 | -0.0084114 | -0.0074438 | 0.10905 | 0.022038 | 1.0356 | 1.0704 | 1.0029 | 1.0117 | 0.83106 | 1.0358 | 1.018 | 1.0001 | 1.0425 | 1.0806 | 1.0747 | 0.0075832 | 0.068013 | 0.0021582 | 0.0057929 | -0.32746 | 0.10905 | 0.008897 | 5.3598e-05 | 0.020603 | 0.037991 | 0.02164 | 1.0704
10.SAP: SA Power Networks | 2009 | 1.1016 | 1.1037 | 0.99816 | 1.1338 | 1.09 | 0.97165 | 1.0106 | -0.022498 | 0.026648 | -0.049146 | -0.00067993 | 0.030077 | 0.0090845 | 0.004271 | -0.016105 | -0.030422 | -0.00031584 | -9.845e-05 | -0.00024094 | -0.008986 | -0.009083 | 0.09034 | 0.02832 | 1.0285 | 1.1546 | 1.0457 | 1.0212 | 0.91202 | 1.1338 | 1.0339 | 1.001 | 1.1182 | 1.1309 | 1.1056 | -0.0068639 | 0.075738 | 0.041818 | 0.0093117 | 0.092957 | 0.09034 | 0.015446 | 0.00092404 | 0.070118 | 0.045524 | 0.028389 | 1.1546
10.SAP: SA Power Networks | 2010 | 1.0483 | 1.1273 | 0.92991 | 1.1348 | 1.1258 | 0.92376 | 0.93113 | -0.070825 | -0.049656 | -0.021169 | 0.0023148 | 0.00019774 | 0.0031299 | 0.002992 | -0.058291 | 0.00063592 | -0.00039904 | 3.1443e-05 | 8.4806e-06 | -0.0069587 | -0.014487 | 0.0008955 | 0.032287 | 1.0501 | 1.1546 | 1.0618 | 1.028 | 1.2261 | 1.1348 | 1.0538 | 1.0012 | 1.1147 | 1.1683 | 1.1567 | 0.0208 | 0 | 0.015227 | 0.0067172 | 0.29592 | 0.00089507 | 0.019123 | 0.00021263 | -0.0031828 | 0.03256 | 0.045139 | 1.1197
10.SAP: SA Power Networks | 2011 | 1.0726 | 1.232 | 0.87058 | 1.4137 | 1.1474 | 0.75867 | 0.93477 | -0.065928 | 0.0229 | -0.088828 | -0.002356 | -0.00016192 | 0.002553 | 6.7176e-06 | 0.022858 | -0.075267 | 0.00069326 | -8.8972e-05 | 0.00040574 | -0.004317 | -0.010255 | 0.21978 | 0.018994 | 1.0278 | 1.1546 | 1.0735 | 1.0279 | 1.1098 | 1.4137 | 1.0202 | 1.0021 | 0.9985 | 1.1927 | 1.189 | -0.021492 | 0 | 0.010933 | -0.00017058 | -0.099609 | 0.21978 | -0.032421 | 0.0008296 | -0.11008 | 0.020619 | 0.02755 | 1.1197
10.SAP: SA Power Networks | 2012 | 1.1121 | 1.2687 | 0.87658 | 1.4613 | 1.1793 | 0.76102 | 0.94306 | 0.0068629 | 0.036226 | -0.029363 | -0.0023171 | -0.00023798 | 0.0022102 | 0.0024627 | 0.034108 | -0.011907 | -0.00026121 | 0.00058141 | -0.00046841 | -0.0039274 | -0.013381 | 0.033129 | 0.027399 | 1.0059 | 1.1546 | 1.0839 | 1.0332 | 0.9016 | 1.4613 | 1.0327 | 0.99702 | 1.1365 | 1.2175 | 1.2398 | -0.021574 | 0 | 0.0096394 | 0.0051935 | -0.2078 | 0.033129 | 0.012125 | -0.0050601 | 0.12947 | 0.02062 | 0.041883 | 1.0011
10.SAP: SA Power Networks | 2013 | 1.0979 | 1.3091 | 0.83869 | 1.5383 | 1.1986 | 0.71372 | 0.91597 | -0.044182 | -0.012851 | -0.031331 | -7.6931e-05 | 3.2507e-05 | 0.00089877 | 0.0011986 | -0.014904 | -0.020901 | -9.5281e-05 | 1.0195e-05 | -3.0651e-05 | -0.002687 | -0.0076278 | 0.051324 | 0.016301 | 1.0049 | 1.1546 | 1.0885 | 1.036 | 0.99733 | 1.5383 | 1.0366 | 0.9975 | 1.1443 | 1.2339 | 1.269 | -0.00095339 | 0 | 0.0042709 | 0.0026728 | 0.10091 | 0.051323 | 0.0037931 | 0.00048721 | 0.0068394 | 0.013401 | 0.023235 | 1.0495
10.SAP: SA Power Networks | 2014 | 1.0681 | 1.3195 | 0.80947 | 1.5309 | 1.2164 | 0.69772 | 0.87807 | -0.035463 | -0.027518 | -0.007945 | -0.0037045 | 5.492e-05 | 0.00099601 | 0.0010302 | -0.025895 | 0.0011003 | 4.6347e-05 | 0.0010008 | -8.2881e-05 | -0.0025896 | -0.00742 | -0.0048428 | 0.014738 | 0.96794 | 1.1546 | 1.0936 | 1.0383 | 1.172 | 1.5309 | 1.0337 | 0.98766 | 1.173 | 1.2527 | 1.2977 | -0.037471 | 0 | 0.0047078 | 0.0022774 | 0.16135 | -0.0048427 | -0.0027567 | -0.0099192 | 0.024747 | 0.015059 | 0.022371 | 1.1026
10.SAP: SA Power Networks | 2015 | 1.1151 | 1.3473 | 0.8276 | 1.5905 | 1.2306 | 0.70106 | 0.90613 | 0.022147 | 0.043013 | -0.020866 | -0.0024326 | -0.00018117 | 0.00056565 | 0.00058843 | 0.044473 | -0.013626 | -0.00032775 | 0.0028457 | -0.00012122 | -0.0022882 | -0.0073492 | 0.038237 | 0.011557 | 0.94413 | 1.1546 | 1.0964 | 1.0397 | 0.86719 | 1.5905 | 1.0513 | 0.95872 | 1.218 | 1.2702 | 1.3247 | -0.024899 | 0 | 0.0025473 | 0.0013428 | -0.30117 | 0.038237 | 0.01689 | -0.029741 | 0.037686 | 0.013899 | 0.020652 | 0.99318
10.SAP: SA Power Networks | 2016 | 1.1029 | 1.2683 | 0.86959 | 1.3339 | 1.2431 | 0.82684 | 0.88721 | 0.04949 | -0.010954 | 0.060445 | 7.0378e-05 | 0.00019406 | 0.001165 | 0.0031451 | -0.015529 | 0.066621 | 0.00014469 | -0.00047241 | 3.2732e-05 | -0.0037846 | -0.002097 | -0.17598 | 0.010143 | 0.94528 | 1.1546 | 1.1025 | 1.0469 | 0.97961 | 1.3339 | 1.0432 | 0.96436 | 1.2126 | 1.2987 | 1.3362 | 0.0012196 | 0 | 0.0054975 | 0.0068584 | 0.1219 | -0.17598 | -0.0078177 | 0.0058675 | -0.0044889 | 0.022179 | 0.0085738 | 1.0039
10.SAP: SA Power Networks | 2017 | 1.0884 | 1.3466 | 0.80831 | 1.5365 | 1.2554 | 0.7084 | 0.867 | -0.073079 | -0.013217 | -0.059861 | -0.0013587 | -1.0653e-05 | 0.0048673 | 0.0008282 | -0.017543 | -0.053695 | -0.00022822 | -0.00030417 | 1.2883e-05 | -0.001988 | -0.0036591 | 0.14139 | 0.0098207 | 0.93246 | 1.1546 | 1.1277 | 1.0488 | 1.0917 | 1.5365 | 1.0582 | 0.96427 | 1.2118 | 1.318 | 1.342 | -0.013661 | 0 | 0.02263 | 0.0018337 | 0.10836 | 0.14139 | 0.014349 | -9.2875e-05 | -0.00063229 | 0.01475 | 0.004389 | 1.0629
10.SAP: SA Power Networks | 2018 | 1.1148 | 1.3445 | 0.82918 | 1.5055 | 1.2681 | 0.74047 | 0.87913 | 0.025493 | 0.023932 | 0.0015603 | -0.00055416 | -8.1176e-05 | 0.0038125 | 0.001666 | 0.019089 | 0.0079038 | -0.00011258 | -0.00081001 | -9.0942e-05 | -0.00201 | -0.0033199 | -0.020341 | 0.010045 | 0.92691 | 1.1546 | 1.1484 | 1.0528 | 0.96686 | 1.5055 | 1.0658 | 0.97391 | 1.2581 | 1.3349 | 1.3551 | -0.0059654 | 0 | 0.018162 | 0.0038142 | -0.12145 | -0.020341 | 0.0071131 | 0.0099438 | 0.037485 | 0.01276 | 0.0097196 | 1.0081
10.SAP: SA Power Networks | 2019 | 1.0966 | 1.3662 | 0.80267 | 1.5448 | 1.2808 | 0.70989 | 0.85618 | -0.032492 | -0.016432 | -0.01606 | -0.0010338 | 4.6581e-05 | 0.0028611 | -2.6964e-05 | -0.018279 | -0.0098727 | 6.5295e-05 | -0.00066084 | -1.1318e-05 | -0.0045853 | -0.00099532 | 0.025733 | 0.010021 | 0.91752 | 1.1546 | 1.1635 | 1.0527 | 1.0888 | 1.5448 | 1.0615 | 0.98113 | 1.2651 | 1.3739 | 1.3598 | -0.010186 | 0 | 0.013108 | -0.00014557 | 0.1188 | 0.025733 | -0.0040372 | 0.007386 | 0.0055503 | 0.028793 | 0.0034202 | 1.1275
10.SAP: SA Power Networks | 2020 | 1.128 | 1.3202 | 0.8544 | 1.3767 | 1.2992 | 0.81933 | 0.86824 | 0.062463 | 0.028204 | 0.034259 | -0.0019134 | -0.00010685 | 0.0017884 | 0.00050097 | 0.027935 | 0.04378 | -5.6723e-05 | -0.0012245 | -4.2337e-05 | -0.0040035 | -0.0041943 | -0.11517 | 0.014219 | 0.89914 | 1.1546 | 1.1743 | 1.0541 | 0.90026 | 1.3767 | 1.0654 | 0.99421 | 1.2914 | 1.4083 | 1.3746 | -0.020232 | 0 | 0.0092328 | 0.0013205 | -0.19018 | -0.11517 | 0.0036986 | 0.013244 | 0.020571 | 0.02473 | 0.010821 | 1.0658
10.SAP: SA Power Networks | 2021 | 1.1194 | 1.3568 | 0.82504 | 1.4037 | 1.3441 | 0.79748 | 0.83283 | -0.034977 | -0.0076646 | -0.027312 | -0.0018617 | 1.9212e-05 | 0.0014736 | 0.00097737 | -0.008273 | -0.0078191 | -8.4337e-05 | 0.00025399 | 7.353e-06 | -0.016317 | -0.0033535 | 0.019372 | 0.033973 | 0.88239 | 1.1546 | 1.1823 | 1.0563 | 0.95584 | 1.4037 | 1.0727 | 0.99172 | 1.2943 | 1.5733 | 1.3895 | -0.018802 | 0 | 0.0067973 | 0.002145 | 0.059907 | 0.019372 | 0.0067838 | -0.0024992 | 0.0022502 | 0.11077 | 0.010826 | 0.96663
10.SAP: SA Power Networks | 2022 | 1.1121 | 1.402 | 0.79326 | 1.4994 | 1.3602 | 0.74174 | 0.8176 | -0.039274 | -0.0065014 | -0.032772 | 0.00103 | 6.388e-05 | 0.0019459 | 0.0020655 | -0.011607 | -0.02623 | -0.00022917 | 0.00011638 | -3.9655e-05 | -0.0016904 | -0.004699 | 0.065952 | 0.01195 | 0.89227 | 1.1546 | 1.1925 | 1.061 | 1.0347 | 1.4994 | 1.0901 | 0.9904 | 1.3198 | 1.5986 | 1.4101 | 0.011133 | 0 | 0.0085296 | 0.0044317 | 0.079297 | 0.065953 | 0.016087 | -0.0013373 | 0.019547 | 0.015979 | 0.014661 | 0.91499
10.SAP: SA Power Networks | 2023 | 1.1056 | 1.4965 | 0.73877 | 1.7441 | 1.3739 | 0.63392 | 0.80473 | -0.071165 | -0.0058847 | -0.06528 | 0.00028115 | 6.8176e-05 | 0.0019801 | 0.0016272 | -0.0098414 | -0.058793 | -3.047e-05 | 0.00020989 | -3.8796e-05 | -0.0031568 | -0.003471 | 0.15119 | 0.0099758 | 0.89539 | 1.1546 | 1.2026 | 1.0646 | 1.0975 | 1.7441 | 1.0888 | 0.9881 | 1.3315 | 1.6324 | 1.4238 | 0.0034847 | 0 | 0.0085034 | 0.0033829 | 0.05893 | 0.15119 | -0.0011599 | -0.0023193 | 0.0087579 | 0.020947 | 0.0096938 | 1.0267
dnsp | year | outx | inx | tfpx | opinx | kinx | opfpx | kpfpx | tfpdelta | outdelta | indelta | outdelta1 | outdelta2 | outdelta3 | outdelta4 | outdelta5 | indelta1 | indelta2 | indelta3 | indelta4 | indelta5 | indelta6 | odelta | kdelta | q1x | q2x | q3x | q4x | q5x | x1x | x2x | x3x | x4x | x5x | x6x | outgrth1 | outgrth2 | outgrth3 | outgrth4 | outgrth5 | ingrth1 | ingrth2 | ingrth3 | ingrth4 | ingrth5 | ingrth6 | mdindex
11.AND: AusNet Dist. | 2006 | 1 | 1 | 1 | 1 | 1 | 1 | 1 | [38 empty] | 1 | bar: q1x to x6x
11.AND: AusNet Dist. | 2007 | 1.0385 | 1.0926 | 0.95043 | 1.1752 | 1.0396 | 0.88362 | 0.99895 | -0.050843 | 0.037736 | -0.088578 | 0.0014192 | 0.018221 | 0.0043196 | 0.00393 | 0.0098463 | -0.063677 | -0.00017102 | -0.00072425 | -0.0001584 | -0.010954 | -0.012894 | 0.16147 | 0.038788 | 1.0138 | 1.0448 | 1.0185 | 1.0079 | 0.95214 | 1.1752 | 1.0058 | 1.003 | 1.0316 | 1.0778 | 1.0635 | 0.013705 | 0.043824 | 0.018294 | 0.0078909 | -0.049047 | 0.16147 | 0.0057812 | 0.0029647 | 0.031142 | 0.074945 | 0.061586 | 1.0448
11.AND: AusNet Dist. | 2008 | 1.1296 | 1.1422 | 0.98899 | 1.2795 | 1.0536 | 0.88286 | 1.0721 | 0.039773 | 0.084126 | -0.044354 | 0.0050272 | 0.026246 | 0.0043086 | 0.0034342 | 0.04511 | -0.037199 | -0.00011274 | -0.00072739 | 9.8354e-06 | -0.0029156 | -0.0034087 | 0.084984 | 0.01342 | 1.066 | 1.1142 | 1.0366 | 1.0145 | 0.72248 | 1.2795 | 1.0118 | 1.0063 | 1 | 1.1105 | 1.0797 | 0.050179 | 0.064308 | 0.01763 | 0.0065506 | -0.27602 | 0.084984 | 0.0059724 | 0.0033416 | -0.031142 | 0.029832 | 0.015124 | 1.1142
11.AND: AusNet Dist. | 2009 | 1.1093 | 1.2417 | 0.89338 | 1.4459 | 1.1126 | 0.76724 | 0.99707 | -0.10167 | -0.018093 | -0.083581 | -0.0016868 | 0.027193 | 0.0032705 | 0.0060753 | -0.052945 | -0.052219 | -0.00053342 | -0.00085022 | -0.00017928 | -0.0083849 | -0.021413 | 0.12228 | 0.054494 | 1.0476 | 1.1944 | 1.0548 | 1.029 | 0.99131 | 1.4459 | 1.036 | 1.0102 | 1.0114 | 1.1915 | 1.1983 | -0.017388 | 0.069473 | 0.017472 | 0.014164 | 0.31634 | 0.12228 | 0.023605 | 0.0038132 | 0.011365 | 0.070436 | 0.10416 | 1.1944
11.AND: AusNet Dist. | 2010 | 1.1762 | 1.2327 | 0.95415 | 1.4101 | 1.1194 | 0.83409 | 1.0507 | 0.06581 | 0.05848 | 0.0073296 | 0.0019485 | 0.0014138 | 0.0029948 | 0.0031855 | 0.048937 | 0.010354 | -0.00050747 | -0.00037487 | -4.8031e-05 | -0.0046088 | 0.0025147 | -0.025071 | 0.0061056 | 1.0691 | 1.1985 | 1.0665 | 1.0352 | 0.73073 | 1.4101 | 1.0589 | 1.0118 | 1.0035 | 1.2411 | 1.1842 | 0.020317 | 0.0034699 | 0.011027 | 0.0060034 | -0.30498 | -0.025071 | 0.021883 | 0.0016555 | -0.0079156 | 0.040767 | -0.011793 | 1.1985
11.AND: AusNet Dist. | 2011 | 1.1561 | 1.2615 | 0.91647 | 1.4368 | 1.1491 | 0.80463 | 1.0061 | -0.040294 | -0.017208 | -0.023086 | -0.0035578 | -1.3506e-06 | 0.0029045 | 0.0025457 | -0.019099 | -0.0095007 | -4.1503e-05 | -4.7026e-05 | -0.00016944 | -0.0048602 | -0.0084674 | 0.018761 | 0.026148 | 1.0313 | 1.1985 | 1.0813 | 1.0411 | 0.82988 | 1.4368 | 1.0601 | 1.012 | 1.1446 | 1.2966 | 1.2394 | -0.035987 | 0 | 0.013761 | 0.0056906 | 0.12723 | 0.018761 | 0.0010895 | 0.00015296 | 0.13161 | 0.043777 | 0.045516 | 1.1371
11.AND: AusNet Dist. | 2012 | 1.1855 | 1.3142 | 0.90207 | 1.5441 | 1.1709 | 0.76777 | 1.0125 | -0.01583 | 0.025156 | -0.040987 | -0.00045071 | 7.9751e-06 | 0.004677 | 0.0051355 | 0.015787 | -0.028866 | -0.00033151 | -0.0021002 | -5.1714e-06 | -0.0071417 | -0.0025417 | 0.072043 | 0.01878 | 1.0266 | 1.1985 | 1.1045 | 1.0529 | 0.73193 | 1.5441 | 1.0753 | 1.0213 | 1.1446 | 1.3729 | 1.2499 | -0.0045699 | 0 | 0.021253 | 0.011234 | -0.12559 | 0.072043 | 0.014275 | 0.0091501 | 0 | 0.057183 | 0.0084899 | 1.1092
11.AND: AusNet Dist. | 2013 | 1.1768 | 1.3615 | 0.86436 | 1.6337 | 1.1916 | 0.72035 | 0.98763 | -0.042712 | -0.0073847 | -0.035327 | -0.0012115 | 1.2936e-06 | 0.0039511 | 0.0010041 | -0.01113 | -0.024851 | 0.00060398 | 0.00017672 | -0.0014831 | -0.0051112 | -0.0046625 | 0.056369 | 0.017523 | 1.0139 | 1.1985 | 1.1254 | 1.0552 | 0.79037 | 1.6337 | 1.0478 | 1.0212 | 2.7315 | 1.422 | 1.2792 | -0.01242 | 0 | 0.018661 | 0.0022352 | 0.076818 | 0.056368 | -0.025909 | -5.629e-05 | 0.8698 | 0.035108 | 0.023119 | 1.1637
11.AND: AusNet Dist. | 2014 | 1.1561 | 1.3879 | 0.83296 | 1.6741 | 1.2101 | 0.69056 | 0.95533 | -0.036996 | -0.017771 | -0.019225 | -0.00070115 | 0.0010398 | 0.0011902 | 0.0043822 | -0.023682 | -0.010508 | -0.0016829 | -0.00068817 | -0.00026779 | -0.0061222 | 4.3386e-05 | 0.024469 | 0.015479 | 1.0067 | 1.2018 | 1.1318 | 1.0657 | 0.93921 | 1.6741 | 1.1181 | 1.0232 | 3.1257 | 1.4963 | 1.2785 | -0.0071379 | 0.0027062 | 0.0057007 | 0.0098401 | 0.17253 | 0.024469 | 0.064914 | 0.0019541 | 0.13481 | 0.050947 | -0.00053136 | 1.2018
11.AND: AusNet Dist. | 2015 | 1.1848 | 1.4436 | 0.82073 | 1.7938 | 1.2286 | 0.66049 | 0.96433 | -0.014797 | 0.024501 | -0.039298 | 0.0030711 | -4.7829e-06 | 0.00642 | 0.00092588 | 0.014089 | -0.030788 | 0.00082842 | 0.00018984 | 0.00019212 | -0.0048845 | -0.0048363 | 0.069018 | 0.015132 | 1.039 | 1.2018 | 1.1669 | 1.0679 | 0.84193 | 1.7938 | 1.0851 | 1.0212 | 2.8972 | 1.572 | 1.313 | 0.031515 | 0 | 0.030514 | 0.0021264 | -0.10934 | 0.069019 | -0.029932 | -0.0019653 | -0.07593 | 0.049386 | 0.026648 | 1.1237
11.AND: AusNet Dist. | 2016 | 1.1531 | 1.5045 | 0.76647 | 1.9233 | 1.2514 | 0.59955 | 0.92148 | -0.068401 | -0.027063 | -0.041338 | -0.0016135 | 0.0017685 | 0.001937 | 0.0036147 | -0.03277 | -0.031022 | -0.0014379 | 0.00024735 | 5.3444e-05 | -0.0048035 | -0.0043758 | 0.069729 | 0.018382 | 1.0219 | 1.2072 | 1.1773 | 1.0765 | 1.0645 | 1.9233 | 1.1408 | 1.0196 | 2.8955 | 1.6524 | 1.3527 | -0.016562 | 0.0045396 | 0.008939 | 0.0079539 | 0.23453 | 0.069729 | 0.050052 | -0.0015874 | -0.00058396 | 0.049833 | 0.029753 | 1.2072
11.AND: AusNet Dist. | 2017 | 1.2146 | 1.4284 | 0.85027 | 1.6822 | 1.2687 | 0.72203 | 0.95731 | 0.10377 | 0.051909 | 0.051857 | 0.0014488 | -4.753e-05 | 0.0062093 | 0.0018769 | 0.042421 | 0.059981 | 0.00010019 | 0.0006217 | -6.392e-05 | -0.0053983 | -0.0033835 | -0.13397 | 0.013762 | 1.0372 | 1.2072 | 1.2135 | 1.0814 | 0.77644 | 1.6822 | 1.1352 | 1.0179 | 2.8914 | 1.7489 | 1.3672 | 0.01489 | 0 | 0.030231 | 0.0045469 | -0.31551 | -0.13397 | -0.0049497 | -0.0016675 | -0.0013994 | 0.056757 | 0.010659 | 1.2012
11.AND: AusNet Dist. | 2018 | 1.1654 | 1.3878 | 0.83972 | 1.5295 | 1.2935 | 0.76192 | 0.90093 | -0.012493 | -0.041364 | 0.028871 | -0.001312 | 4.2779e-05 | 0.0022666 | 0.0022221 | -0.044584 | 0.041222 | 0.0013132 | 0.00087627 | -0.00014266 | -0.0079577 | -0.0064405 | -0.095142 | 0.019336 | 1.0233 | 1.2072 | 1.2253 | 1.0864 | 1.0828 | 1.5295 | 1.0862 | 1.0143 | 3.0333 | 1.8783 | 1.4098 | -0.013512 | 0 | 0.0097422 | 0.0046185 | 0.33261 | -0.095143 | -0.044053 | -0.0035742 | 0.047893 | 0.071392 | 0.030724 | 1.2012
11.AND: AusNet Dist. | 2019 | 1.1786 | 1.4078 | 0.83719 | 1.5752 | 1.2984 | 0.74818 | 0.9077 | -0.0030147 | 0.011263 | -0.014278 | 0.001137 | 0.014624 | 0.0058081 | 0.0037636 | -0.01407 | -0.012179 | 5.5119e-05 | 0.0028117 | -1.7051e-05 | -0.0044272 | -0.00052107 | 0.029469 | 0.0037766 | 1.0352 | 1.2537 | 1.2593 | 1.0955 | 1.1911 | 1.5752 | 1.0844 | 1.0034 | 3.0765 | 1.9486 | 1.4142 | 0.01156 | 0.037776 | 0.02732 | 0.0083742 | 0.095302 | 0.02947 | -0.0016573 | -0.010826 | 0.014151 | 0.036752 | 0.0030733 | 1.2537
11.AND: AusNet Dist. | 2020 | 1.2073 | 1.4466 | 0.83458 | 1.6437 | 1.3202 | 0.73452 | 0.91448 | -0.0031189 | 0.024118 | -0.027237 | -0.0025641 | 0.016235 | 0.0038492 | 0.0022612 | 0.004337 | -0.019357 | -0.0007222 | -0.00036071 | -0.00019015 | -0.0041702 | -0.0024367 | 0.042542 | 0.016679 | 1.0084 | 1.3081 | 1.2832 | 1.1013 | 1.17 | 1.6437 | 1.1149 | 1.0044 | 3.2687 | 2.0493 | 1.4285 | -0.026189 | 0.042499 | 0.018805 | 0.0052707 | -0.017857 | 0.042542 | 0.027686 | 0.001014 | 0.060599 | 0.050389 | 0.010105 | 1.3081
11.AND: AusNet Dist. | 2021 | 1.2611 | 1.4638 | 0.86152 | 1.6726 | 1.3301 | 0.75399 | 0.94814 | 0.031767 | 0.043595 | -0.011829 | 8.8577e-05 | -0.00040552 | 0.0017036 | 0.0011968 | 0.041012 | -0.0089857 | 3.6325e-06 | 0.00046214 | -2.3846e-05 | -0.001333 | -0.0019519 | 0.017428 | 0.0074517 | 1.0091 | 1.3081 | 1.2954 | 1.1048 | 0.86518 | 1.6726 | 1.1173 | 1.0021 | 3.2682 | 2.0921 | 1.4426 | 0.00067653 | 0 | 0.0094697 | 0.0031589 | -0.30184 | 0.017428 | 0.0021359 | -0.0022478 | -0.00014499 | 0.020682 | 0.009795 | 1.1607
11.AND: AusNet Dist. | 2022 | 1.2335 | 1.4648 | 0.84209 | 1.6313 | 1.3549 | 0.75617 | 0.9104 | -0.022803 | -0.022116 | -0.0006878 | 0.0020721 | 0.00039397 | 0.0035887 | 0.0020103 | -0.030181 | 0.014236 | -0.00025283 | 0.00053122 | 0.00013348 | -0.0024227 | -0.012913 | -0.024997 | 0.018501 | 1.031 | 1.3081 | 1.3158 | 1.1093 | 1.0829 | 1.6313 | 1.1325 | 0.99952 | 3.2389 | 2.1575 | 1.4835 | 0.021431 | 0 | 0.01566 | 0.0040487 | 0.22445 | -0.024997 | 0.013552 | -0.0025971 | -0.0090215 | 0.03078 | 0.027991 | 1.2299
11.AND: AusNet Dist. | 2023 | 1.2223 | 1.4363 | 0.85102 | 1.5527 | 1.3503 | 0.78722 | 0.90526 | 0.010539 | -0.0091154 | 0.019655 | 8.448e-06 | 8.7953e-05 | 0.0037452 | 0.0027537 | -0.015711 | 0.020828 | -0.00084195 | 0.0064605 | 0.00020553 | -0.0078995 | 0.00090184 | -0.049363 | -0.0034528 | 1.0311 | 1.3081 | 1.3389 | 1.116 | 1.2058 | 1.5527 | 1.1646 | 0.97506 | 3.0523 | 2.225 | 1.4917 | 7.8677e-05 | 0 | 0.017368 | 0.006048 | 0.10752 | -0.049363 | 0.027914 | -0.024779 | -0.059323 | 0.030801 | 0.0054724 | 1.2612
dnsp | year | outx | inx | tfpx | opinx | kinx | opfpx | kpfpx | tfpdelta | outdelta | indelta | outdelta1 | outdelta2 | outdelta3 | outdelta4 | outdelta5 | indelta1 | indelta2 | indelta3 | indelta4 | indelta5 | indelta6 | odelta | kdelta | q1x | q2x | q3x | q4x | q5x | x1x | x2x | x3x | x4x | x5x | x6x | outgrth1 | outgrth2 | outgrth3 | outgrth4 | outgrth5 | ingrth1 | ingrth2 | ingrth3 | ingrth4 | ingrth5 | ingrth6 | mdindex
12.TND: TasNetworks Dist. | 2006 | 1 | 1 | 1 | 1 | 1 | 1 | 1 | [38 empty] | 1 | bar: q1x to x6x
12.TND: TasNetworks Dist. | 2007 | 0.97676 | 1.0075 | 0.96954 | 0.99813 | 1.0132 | 0.97859 | 0.96402 | -0.030938 | -0.023515 | -0.0074226 | -0.00071468 | 0.031134 | 0.0038052 | -0.00046906 | -0.05727 | 0.00018555 | -3.8369e-07 | -9.8522e-05 | 3.5115e-06 | -0.00042804 | -0.0070847 | -0.0018682 | 0.013133 | 0.9929 | 1.08 | 1.0193 | 1 | 1.3359 | 0.99813 | 1 | 1 | 1 | 1.0003 | 1.0372 | -0.0071282 | 0.076926 | 0.019134 | 9.3927e-06 | 0.28962 | -0.0018686 | 0 | 0 | 0 | 0.0002582 | 0.036524 | 1.08
12.TND: TasNetworks Dist. | 2008 | 0.97802 | 1.0241 | 0.95496 | 1.0079 | 1.0341 | 0.97031 | 0.94572 | -0.015151 | 0.0012875 | -0.016439 | 0.00054052 | 0.0021164 | 0.0046702 | 0.00043914 | -0.0064788 | -0.0038187 | -3.4681e-07 | 0.00027959 | 6.0653e-05 | 0.00020469 | -0.013164 | 0.009778 | 0.020444 | 0.99829 | 1.0856 | 1.039 | 1 | 1.3775 | 1.0079 | 1 | 1 | 1 | 1.0003 | 1.0878 | 0.0054134 | 0.0052129 | 0.019151 | 0 | 0.030645 | 0.0097784 | 0 | 0 | 0 | 0 | 0.047598 | 1.0856
12.TND: TasNetworks Dist. | 2009 | 0.9518 | 1.0813 | 0.88025 | 1.1235 | 1.055 | 0.84719 | 0.90216 | -0.081466 | -0.027173 | -0.054292 | 0.0033975 | 3.6322e-05 | 0.0040426 | 0.00089729 | -0.035547 | -0.041303 | -3.0027e-05 | 0.00079129 | -0.0013323 | 0.00062606 | -0.013045 | 0.10852 | 0.019985 | 1.0309 | 1.0856 | 1.0591 | 1.0027 | 1.6128 | 1.1235 | 1.0067 | 0.99905 | 1.4522 | 1.003 | 1.1326 | 0.032128 | 0 | 0.019168 | 0.0027168 | 0.15769 | 0.10852 | 0.0066801 | -0.00094957 | 0.37308 | 0.0027416 | 0.040427 | 1.0668
12.TND: TasNetworks Dist. | 2010 | 0.95749 | 1.1823 | 0.80986 | 1.3334 | 1.0883 | 0.71809 | 0.8798 | -0.083337 | 0.0059597 | -0.089296 | -0.00098186 | -2.2516e-05 | 0.0044329 | 0.0082654 | -0.0057343 | -0.069281 | 3.3689e-06 | -0.0054409 | -6.3092e-05 | -0.0052135 | -0.0093014 | 0.17129 | 0.031063 | 1.0217 | 1.0856 | 1.0796 | 1.0199 | 1.6767 | 1.3334 | 1.0067 | 1.0185 | 1.4589 | 1.044 | 1.1817 | -0.0089416 | 0 | 0.019184 | 0.016966 | 0.038889 | 0.17129 | 0 | 0.019232 | 0.0046189 | 0.040083 | 0.042412 | 1.0452
12.TND: TasNetworks Dist. | 2011 | 1.0393 | 1.183 | 0.87853 | 1.2872 | 1.1218 | 0.80743 | 0.9265 | 0.081386 | 0.082024 | -0.00063779 | -0.0023657 | -6.2655e-05 | 0.0044081 | 0.008703 | 0.071341 | 0.016691 | -1.4954e-08 | -0.0023056 | -0.00051655 | -0.0043855 | -0.010121 | -0.035242 | 0.030297 | 0.99913 | 1.0856 | 1.1006 | 1.0385 | 1.1589 | 1.2872 | 1.0067 | 1.0285 | 1.6942 | 1.0873 | 1.2395 | -0.022339 | 0 | 0.0192 | 0.018114 | -0.36934 | -0.035242 | 0 | 0.0098125 | 0.14953 | 0.040622 | 0.047782 | 1.0179
12.TND: TasNetworks Dist. | 2012 | 1.0162 | 1.2467 | 0.81514 | 1.4337 | 1.1393 | 0.70879 | 0.89198 | -0.074895 | -0.022485 | -0.05241 | -0.002915 | 8.6082e-06 | 0.0019819 | 0.00404 | -0.025601 | -0.042815 | 1.3259e-06 | -0.0018257 | -9.3031e-05 | -0.001571 | -0.0061063 | 0.10781 | 0.015488 | 0.97063 | 1.0856 | 1.1107 | 1.0477 | 1.3463 | 1.4337 | 1.0067 | 1.0355 | 1.7413 | 1.1017 | 1.2733 | -0.028947 | 0 | 0.0091657 | 0.0088138 | 0.14987 | 0.10781 | 0 | 0.0067672 | 0.027399 | 0.013187 | 0.026888 | 0.98024
12.TND: TasNetworks Dist. | 2013 | 1.0425 | 1.1319 | 0.92106 | 1.109 | 1.1456 | 0.94009 | 0.91001 | 0.12217 | 0.025554 | 0.09662 | -0.0016116 | -2.8447e-05 | 0.0011546 | 0.002316 | 0.023723 | 0.09995 | -9.1607e-07 | -0.00080057 | 1.4445e-05 | -0.00074519 | -0.0017984 | -0.25686 | 0.0055455 | 0.95482 | 1.0856 | 1.1166 | 1.0531 | 1.1589 | 1.109 | 1.0067 | 1.039 | 1.7346 | 1.1089 | 1.2834 | -0.016422 | 0 | 0.0052879 | 0.005108 | -0.14991 | -0.25686 | 0 | 0.0033655 | -0.0038685 | 0.0064349 | 0.0078524 | 0.96143
12.TND: TasNetworks Dist. | 2014 | 0.99152 | 1.1482 | 0.86356 | 1.1261 | 1.1628 | 0.8805 | 0.85271 | -0.064468 | -0.050166 | -0.014303 | -0.0033361 | 3.0916e-05 | 0.00068343 | 0.0033293 | -0.050873 | -0.0052397 | 1.3847e-06 | -0.0014531 | -0.00030731 | -0.0025532 | -0.0047507 | 0.015317 | 0.014869 | 0.92426 | 1.0856 | 1.1201 | 1.0606 | 1.5685 | 1.1261 | 1.0064 | 1.0445 | 1.9118 | 1.1344 | 1.3107 | -0.032521 | 0 | 0.0031465 | 0.0071378 | 0.30267 | 0.015316 | -0.00034689 | 0.0053399 | 0.097302 | 0.022778 | 0.021077 | 0.98999
12.TND: TasNetworks Dist. | 2015 | 1.0427 | 1.0764 | 0.9687 | 0.92416 | 1.1731 | 1.1283 | 0.88889 | 0.1149 | 0.050345 | 0.064551 | 0.0018771 | -3.155e-05 | 0.0017491 | 0.0025865 | 0.044164 | 0.070506 | -2.4101e-06 | -0.0012604 | -2.9819e-05 | -0.00089261 | -0.0037695 | -0.19761 | 0.0087859 | 0.94089 | 1.0856 | 1.1293 | 1.0669 | 1.2085 | 0.92416 | 1.0064 | 1.0497 | 1.9178 | 1.1424 | 1.3295 | 0.017832 | 0 | 0.0081908 | 0.00591 | -0.26072 | -0.19761 | 8.026e-05 | 0.0048987 | 0.0031409 | 0.0070678 | 0.014221 | 0.98236
12.TND: TasNetworks Dist. | 2016 | 1.0354 | 1.1122 | 0.93096 | 1.0099 | 1.1806 | 1.0252 | 0.87702 | -0.039739 | -0.0070247 | -0.032715 | 0.0013543 | 2.4694e-06 | 0.001716 | 0.0010496 | -0.011147 | -0.029168 | 9.3945e-06 | -0.0017514 | -0.00013322 | -0.00064503 | -0.0010267 | 0.088762 | 0.0064245 | 0.95384 | 1.0856 | 1.1384 | 1.0694 | 1.2971 | 1.0099 | 1.0045 | 1.0565 | 2.0205 | 1.1508 | 1.3371 | 0.013666 | 0 | 0.0079735 | 0.0022881 | 0.070724 | 0.088762 | -0.0018914 | 0.0065014 | 0.052153 | 0.0072916 | 0.005736 | 1.0113
12.TND: TasNetworks Dist. | 2017 | 1.0509 | 1.2535 | 0.83838 | 1.3368 | 1.196 | 0.78611 | 0.87865 | -0.10474 | 0.014822 | -0.11956 | -0.0011747 | -8.1736e-06 | 0.00172 | 0.00083461 | 0.01345 | -0.11319 | 4.056e-06 | -0.0027731 | 3.7586e-07 | -0.00024161 | -0.0033582 | 0.28039 | 0.012963 | 0.94247 | 1.0856 | 1.1477 | 1.0714 | 1.1877 | 1.3368 | 1.0039 | 1.0684 | 2.0477 | 1.1558 | 1.3644 | -0.011991 | 0 | 0.0081208 | 0.0019351 | -0.088131 | 0.28039 | -0.00067094 | 0.01122 | 0.013382 | 0.0043637 | 0.02021 | 1.0012
12.TND: TasNetworks Dist. | 2018 | 1.0315 | 1.2416 | 0.83084 | 1.2906 | 1.2068 | 0.79924 | 0.85476 | -0.0090447 | -0.018583 | 0.0095378 | 0.0022914 | 4.8811e-05 | 0.00036389 | 0.0011236 | -0.02241 | 0.014474 | 1.6805e-05 | -0.0048075 | 4.1423e-05 | -0.0019671 | 0.0017806 | -0.035144 | 0.0089777 | 0.96502 | 1.0856 | 1.1488 | 1.0734 | 1.3694 | 1.2906 | 0.99938 | 1.0874 | 2.0081 | 1.1763 | 1.3609 | 0.02364 | 0 | 0.00098856 | 0.0018569 | 0.14236 | -0.035145 | -0.0044744 | 0.01757 | -0.019553 | 0.01754 | -0.0025524 | 1.0016
12.TND: TasNetworks Dist. | 2019 | 1.0333 | 1.208 | 0.85542 | 1.183 | 1.225 | 0.87346 | 0.84356 | 0.029166 | 0.001753 | 0.027413 | 0.00065044 | 5.6678e-06 | 0.0019278 | 0.0019709 | -0.0028017 | 0.037819 | 1.9972e-05 | -0.0021998 | 1.4217e-05 | -0.0012831 | -0.0069578 | -0.087053 | 0.014949 | 0.97125 | 1.0856 | 1.1588 | 1.0779 | 1.3896 | 1.183 | 0.99435 | 1.0969 | 2.0109 | 1.1922 | 1.3891 | 0.0064383 | 0 | 0.0086794 | 0.0041659 | 0.014671 | -0.087053 | -0.0050426 | 0.0087346 | 0.0014031 | 0.013454 | 0.020517 | 0.96558
12.TND: TasNetworks Dist. | 2020 | 1.0454 | 1.2431 | 0.84092 | 1.2545 | 1.2357 | 0.83328 | 0.84599 | -0.017097 | 0.011588 | -0.028685 | 0.0018778 | -4.0131e-06 | 0.0026165 | 0.00097522 | 0.0061227 | -0.024796 | -6.5664e-06 | -0.00055311 | -9.7242e-05 | -0.00045891 | -0.0027735 | 0.058684 | 0.0087115 | 0.98931 | 1.0856 | 1.1728 | 1.0802 | 1.3451 | 1.2545 | 0.99591 | 1.0995 | 2.1017 | 1.2014 | 1.4142 | 0.018428 | 0 | 0.011989 | 0.0021602 | -0.032603 | 0.058684 | 0.001568 | 0.0023183 | 0.044152 | 0.0076848 | 0.017902 | 1.0154
12.TND: TasNetworks Dist. | 2021 | 1.0298 | 1.27 | 0.81082 | 1.3072 | 1.2425 | 0.78775 | 0.82881 | -0.036451 | -0.015055 | -0.021396 | 0.0018864 | 1.6156e-05 | 0.0028634 | -0.0051084 | -0.014712 | -0.020399 | 6.5955e-05 | -0.00024047 | 7.9393e-05 | 0.00072205 | -0.0016242 | 0.041141 | 0.0054558 | 1.0076 | 1.0856 | 1.1876 | 1.0682 | 1.4506 | 1.3072 | 0.97733 | 1.1025 | 2.0703 | 1.199 | 1.4332 | 0.018348 | 0 | 0.012532 | -0.011168 | 0.07551 | 0.04114 | -0.018835 | 0.0027255 | -0.015063 | -0.0020511 | 0.01335 | 1.0316
12.TND: TasNetworks Dist. | 2022 | 1.0045 | 1.2696 | 0.79119 | 1.2945 | 1.2513 | 0.77594 | 0.80271 | -0.024515 | -0.024874 | 0.0003586 | 0.0022697 | 1.975e-05 | 0.0026817 | -0.0022539 | -0.027591 | 0.004189 | 2.0714e-06 | 0.00057033 | 0.000302 | -0.0022719 | -0.0024329 | -0.009778 | 0.0071244 | 1.0297 | 1.0856 | 1.2012 | 1.063 | 1.65 | 1.2945 | 0.97683 | 1.0997 | 1.845 | 1.2289 | 1.4533 | 0.021672 | 0 | 0.011383 | -0.0049629 | 0.1288 | -0.0097777 | -0.00050522 | -0.0024618 | -0.1152 | 0.024631 | 0.013902 | 1.01
12.TND: TasNetworks Dist. | 2023 | 1.0389 | 1.2384 | 0.83888 | 1.1993 | 1.2674 | 0.86621 | 0.81968 | 0.058529 | 0.033679 | 0.02485 | 0.0010879 | -1.0118e-05 | 0.0023264 | 0.0034058 | 0.026869 | 0.035158 | 1.6987e-05 | -0.0025774 | -2.2305e-05 | -0.0029083 | -0.004817 | -0.07637 | 0.012767 | 1.0409 | 1.0856 | 1.2142 | 1.0708 | 1.4528 | 1.1993 | 0.97454 | 1.1068 | 1.8438 | 1.2519 | 1.4839 | 0.010782 | 0 | 0.010824 | 0.0073162 | -0.12723 | -0.07637 | -0.002352 | 0.0064017 | -0.00064502 | 0.018596 | 0.020851 | 1.0473
dnsp | year | outx | inx | tfpx | opinx | kinx | opfpx | kpfpx | tfpdelta | outdelta | indelta | outdelta1 | outdelta2 | outdelta3 | outdelta4 | outdelta5 | indelta1 | indelta2 | indelta3 | indelta4 | indelta5 | indelta6 | odelta | kdelta | q1x | q2x | q3x | q4x | q5x | x1x | x2x | x3x | x4x | x5x | x6x | outgrth1 | outgrth2 | outgrth3 | outgrth4 | outgrth5 | ingrth1 | ingrth2 | ingrth3 | ingrth4 | ingrth5 | ingrth6 | mdindex
13.UED: United Energy | 2006 | 1 | 1 | 1 | 1 | 1 | 1 | 1 | [38 empty] | 1 | bar: q1x to x6x
13.UED: United Energy | 2007 | 1.0076 | 0.99366 | 1.014 | 0.94278 | 1.0276 | 1.0688 | 0.98053 | 0.013944 | 0.0075811 | 0.006363 | 0.00068687 | 0.019416 | 0.0017002 | 0.0030335 | -0.017256 | 0.022259 | 0.00015991 | -0.0047717 | -0.00017419 | -0.0034929 | -0.007617 | -0.058928 | 0.027247 | 1.0073 | 1.0555 | 1.009 | 1.0075 | 1.2106 | 0.94278 | 1.0018 | 1.024 | 1.0167 | 1.0434 | 1.0302 | 0.0072264 | 0.053983 | 0.0089718 | 0.0074255 | 0.19115 | -0.058927 | 0.0017752 | 0.023689 | 0.016529 | 0.042511 | 0.029725 | 1.0555
13.UED: United Energy | 2008 | 1.0339 | 1.0159 | 1.0177 | 0.94641 | 1.0627 | 1.0925 | 0.97289 | 0.0036081 | 0.025777 | -0.022169 | -0.0009077 | 0.025377 | 0.0018848 | 0.0036128 | -0.0041902 | -0.002179 | -0.0016614 | -0.002337 | -0.0039825 | -0.0040242 | -0.0079846 | 0.0038443 | 0.033599 | 0.99754 | 1.1307 | 1.0185 | 1.016 | 1.2623 | 0.94641 | 1.0362 | 1.0356 | 1.2917 | 1.0936 | 1.0624 | -0.0096905 | 0.06885 | 0.0094081 | 0.008492 | 0.041751 | 0.0038442 | 0.0338 | 0.011283 | 0.2394 | 0.046928 | 0.030843 | 1.1307
13.UED: United Energy | 2009 | 1.0718 | 1.0304 | 1.0401 | 0.96266 | 1.0759 | 1.1134 | 0.99617 | 0.021799 | 0.035978 | -0.014179 | 0.0013929 | 0.033961 | 0.0012864 | -0.0015668 | 0.00090458 | -0.0061918 | 0.00091235 | 0.0046468 | 0.00042261 | -0.00029908 | -0.01367 | 0.01703 | 0.012325 | 1.0124 | 1.2394 | 1.0251 | 1.0124 | 1.247 | 0.96266 | 1.0265 | 1.0139 | 1.2594 | 1.1045 | 1.1152 | 0.014778 | 0.091791 | 0.0064302 | -0.0035987 | -0.012166 | 0.01703 | -0.0094035 | -0.021126 | -0.025318 | 0.0099953 | 0.048465 | 1.2394
13.UED: United Energy | 2010 | 1.0873 | 1.0693 | 1.0169 | 1.0053 | 1.1119 | 1.0816 | 0.97795 | -0.022608 | 0.014396 | -0.037004 | 0.0017351 | -2.0398e-05 | 0.0018572 | 0.0036709 | 0.0071533 | -0.015949 | -0.0043608 | -0.0032062 | -0.00075506 | -0.0044182 | -0.0083152 | 0.043301 | 0.032861 | 1.0313 | 1.2394 | 1.0344 | 1.021 | 1.1606 | 1.0053 | 1.0954 | 1.0288 | 1.3125 | 1.1551 | 1.1533 | 0.01853 | 0 | 0.0090385 | 0.0084903 | -0.071792 | 0.043301 | 0.064943 | 0.014576 | 0.041318 | 0.044773 | 0.033574 | 1.1826
13.UED: United Energy | 2011 | 1.0818 | 1.1771 | 0.91904 | 1.2317 | 1.136 | 0.8783 | 0.95234 | -0.10117 | -0.0050819 | -0.096092 | -0.0016257 | 2.949e-05 | 0.0023017 | 0.0027092 | -0.0084966 | -0.082245 | -0.00052337 | -0.00058793 | -0.0021459 | -0.0042526 | -0.0063375 | 0.20317 | 0.021448 | 1.0135 | 1.2394 | 1.0464 | 1.0276 | 1.2621 | 1.2317 | 1.1129 | 1.0316 | 1.4333 | 1.2068 | 1.172 | -0.017393 | 0 | 0.011462 | 0.0063856 | 0.083863 | 0.20317 | 0.015841 | 0.0027068 | 0.088069 | 0.043777 | 0.016098 | 1.1457
13.UED: United Energy | 2012 | 1.0544 | 1.2017 | 0.87746 | 1.2394 | 1.1726 | 0.85071 | 0.89919 | -0.04629 | -0.025672 | -0.020618 | 0.0011928 | 0.00011869 | 0.0020726 | 0.0030371 | -0.032093 | -0.001801 | -0.005003 | -0.0029247 | -0.0019398 | -0.0018737 | -0.0070758 | 0.0062456 | 0.031756 | 1.0259 | 1.2394 | 1.0574 | 1.035 | 1.6452 | 1.2394 | 1.185 | 1.0457 | 1.5911 | 1.2269 | 1.227 | 0.012154 | 0 | 0.010492 | 0.0072192 | 0.26506 | 0.0062456 | 0.062785 | 0.013524 | 0.10445 | 0.016546 | 0.045875 | 1.0527
13.UED: United Energy | 2013 | 1.0642 | 1.1536 | 0.9225 | 1.1042 | 1.1845 | 0.96374 | 0.89843 | 0.050049 | 0.0092437 | 0.040805 | -0.0031635 | -6.9294e-05 | 0.0027403 | 0.00061506 | 0.0091211 | 0.04687 | 0.0023759 | 0.001341 | 0.00095083 | -0.0040225 | -0.0067105 | -0.11551 | 0.010091 | 0.99254 | 1.2394 | 1.0715 | 1.0364 | 1.5592 | 1.1042 | 1.1486 | 1.0392 | 1.5234 | 1.279 | 1.2709 | -0.033096 | 0 | 0.013223 | 0.0013333 | -0.053698 | -0.11551 | -0.031197 | -0.0062075 | -0.043485 | 0.041532 | 0.035141 | 1.1816
13.UED: United Energy | 2014 | 1.0556 | 1.1715 | 0.90111 | 1.1293 | 1.1977 | 0.93475 | 0.88137 | -0.023456 | -0.0080901 | -0.015366 | -0.0019524 | 0.0010454 | 0.00059952 | -0.000391 | -0.0073915 | -0.0086529 | -0.0063292 | 0.0012198 | 0.0035937 | -0.0021188 | -0.0030786 | 0.022451 | 0.011079 | 0.97233 | 1.2428 | 1.0746 | 1.0355 | 1.6569 | 1.1293 | 1.2498 | 1.0332 | 1.2748 | 1.308 | 1.2903 | -0.020571 | 0.002743 | 0.0029461 | -0.00087966 | 0.060786 | 0.02245 | 0.084474 | -0.0057814 | -0.17818 | 0.022405 | 0.015134 | 1.2428
13.UED: United Energy | 2015 | 1.0801 | 1.1523 | 0.9373 | 1.0717 | 1.2064 | 1.0079 | 0.89526 | 0.039376 | 0.022912 | 0.016464 | -0.001109 | -0.00014329 | 0.0018824 | 0.001725 | 0.020557 | 0.021221 | -6.0362e-05 | -0.00021932 | 8.4081e-06 | -0.0030349 | -0.0014506 | -0.052398 | 0.0072749 | 0.96067 | 1.2428 | 1.0846 | 1.0395 | 1.4225 | 1.0717 | 1.2512 | 1.0343 | 1.2745 | 1.3494 | 1.298 | -0.012064 | 0 | 0.0092155 | 0.0038765 | -0.15251 | -0.052398 | 0.0010893 | 0.0010609 | -0.00027022 | 0.031208 | 0.0059566 | 1.058
13.UED: United Energy | 2016 | 1.1067 | 1.2133 | 0.91216 | 1.2382 | 1.1942 | 0.89381 | 0.92673 | -0.027188 | 0.024331 | -0.05152 | 0.0055354 | -2.9995e-05 | 0.0015921 | 8.3865e-05 | 0.01715 | -0.058067 | 0.0017756 | -0.00013731 | 0.010281 | -0.002108 | -0.0032631 | 0.14443 | -0.010214 | 1.0193 | 1.2428 | 1.0932 | 1.0397 | 1.1824 | 1.2382 | 1.2276 | 1.0349 | 0.72641 | 1.3863 | 1.3134 | 0.05922 | 0 | 0.0079094 | 0.00017439 | -0.18494 | 0.14443 | -0.019021 | 0.00058523 | -0.56216 | 0.026963 | 0.011772 | 1.1651
13.UED: United Energy | 2017 | 1.1437 | 1.2079 | 0.94685 | 1.1668 | 1.2321 | 0.98025 | 0.92832 | 0.037331 | 0.032923 | 0.0044073 | -0.0026312 | -0.00011119 | 0.0020429 | 0.015029 | 0.018594 | 0.022831 | 0.00041069 | -0.00033181 | -0.012067 | -0.0034255 | -0.0030096 | -0.059389 | 0.031214 | 0.99099 | 1.2428 | 1.1046 | 1.0774 | 0.93826 | 1.1668 | 1.2178 | 1.0366 | 1.4035 | 1.4334 | 1.3406 | -0.028148 | 0 | 0.010368 | 0.035612 | -0.23124 | -0.059389 | -0.008006 | 0.0016214 | 0.65859 | 0.033386 | 0.020525 | 1.1541
13.UED: United Energy | 2018 | 1.1383 | 1.1109 | 1.0247 | 0.92552 | 1.2409 | 1.2299 | 0.91725 | 0.078963 | -0.0047993 | 0.083763 | -0.0021137 | 1.2203e-05 | 0.0024127 | 0.0012623 | -0.0063728 | 0.089932 | -0.0010279 | -0.0005283 | 0.0030363 | -0.001722 | -0.0059273 | -0.23164 | 0.0071915 | 0.96857 | 1.2428 | 1.118 | 1.0806 | 1.0216 | 0.92552 | 1.228 | 1.0391 | 1.1984 | 1.4555 | 1.3708 | -0.022876 | 0 | 0.012069 | 0.0029591 | 0.085114 | -0.23164 | 0.0083041 | 0.0024343 | -0.15799 | 0.015316 | 0.0223 | 1.195
13.UED: United Energy | 2019 | 1.1473 | 1.1188 | 1.0254 | 0.92786 | 1.2534 | 1.2364 | 0.91533 | 0.00072094 | 0.0078693 | -0.0071484 | 0.00032157 | -2.6155e-05 | 0.0036001 | 0.00078189 | 0.0031919 | -0.00089506 | -1.3334e-05 | -0.00027171 | -0.0010144 | -0.0018704 | -0.0030835 | 0.0025272 | 0.0099684 | 0.97191 | 1.2428 | 1.1385 | 1.0827 | 0.97646 | 0.92786 | 1.2285 | 1.0405 | 1.2578 | 1.4849 | 1.3893 | 0.0034384 | 0 | 0.018182 | 0.0019425 | -0.045204 | 0.0025271 | 0.00044667 | 0.0012895 | 0.04837 | 0.020029 | 0.013401 | 1.2203
13.UED: United Energy | 2020 | 1.1644 | 1.14 | 1.0214 | 0.97282 | 1.2621 | 1.197 | 0.92261 | -0.0038864 | 0.014872 | -0.018759 | -0.0022818 | -9.2773e-05 | 0.0014596 | 0.00043925 | 0.015348 | -0.016003 | -0.00062072 | -0.0001556 | 0.00070157 | -0.0013762 | -0.0013048 | 0.04731 | 0.0069526 | 0.94778 | 1.2428 | 1.1475 | 1.0842 | 0.75628 | 0.97282 | 1.2424 | 1.0415 | 1.2158 | 1.5169 | 1.4001 | -0.025141 | 0 | 0.0078889 | 0.00137 | -0.25553 | 0.04731 | 0.01122 | 0.00099621 | -0.033902 | 0.021297 | 0.0077264 | 1.2198
13.UED: United Energy | 2021 | 1.1826 | 1.1453 | 1.0326 | 0.96863 | 1.2788 | 1.2209 | 0.92478 | 0.010925 | 0.0155 | -0.0045748 | -0.00017602 | -1.6827e-05 | 0.00060804 | 0.00078883 | 0.014296 | 0.0024885 | 1.7559e-05 | -0.00043964 | -0.00015203 | -0.00046808 | -0.0060211 | -0.0043173 | 0.013144 | 0.94589 | 1.2428 | 1.1512 | 1.0863 | 0.59491 | 0.96863 | 1.2428 | 1.0438 | 1.2252 | 1.5266 | 1.4467 | -0.0020015 | 0 | 0.0031921 | 0.0019577 | -0.24 | -0.0043177 | 0.00034602 | 0.0022238 | 0.0076407 | 0.0063823 | 0.032734 | 1.0429
13.UED: United Energy | 2022 | 1.1712 | 1.1669 | 1.0037 | 0.99855 | 1.2918 | 1.1729 | 0.90663 | -0.028379 | -0.0096891 | -0.01869 | 0.00124 | 6.4153e-05 | 0.0014592 | 0.00079537 | -0.013248 | -0.012419 | -8.6516e-06 | -0.0028496 | 0.00077671 | -0.0030676 | -0.0011217 | 0.03043 | 0.010135 | 0.95902 | 1.2428 | 1.1592 | 1.0881 | 0.76508 | 0.99855 | 1.2402 | 1.0579 | 1.1794 | 1.5698 | 1.4654 | 0.013795 | 0 | 0.0069635 | 0.0016608 | 0.25158 | 0.03043 | -0.0021275 | 0.013424 | -0.038072 | 0.027919 | 0.012837 | 1.0952
13.UED: United Energy | 2023 | 1.1846 | 1.1834 | 1.001 | 1.0072 | 1.3038 | 1.1761 | 0.90856 | -0.0027026 | 0.011362 | -0.014065 | 0.00020409 | -4.3567e-05 | 0.0014205 | 0.00056314 | 0.0092182 | -0.0047241 | -0.00017583 | -0.00058615 | 0.00023603 | -0.0021061 | -0.0067088 | 0.0086374 | 0.0092396 | 0.96105 | 1.2428 | 1.168 | 1.0897 | 0.64655 | 1.0072 | 1.2394 | 1.0598 | 1.1684 | 1.5919 | 1.4903 | 0.0021055 | 0 | 0.0075122 | 0.0015224 | -0.16834 | 0.0086372 | -0.0006771 | 0.0018113 | -0.0093939 | 0.013962 | 0.016868 | 1.1048
industry | year | outx | inx | tfpx | opinx | kinx | opfpx | kpfpx | tfpdelta | outdelta | indelta | outdelta1 | outdelta2 | outdelta3 | outdelta4 | outdelta5 | indelta1 | indelta2 | indelta3 | indelta4 | indelta5 | indelta6 | odelta | kdelta | q1x | q2x | q3x | q4x | q5x | x1x | x2x | x3x | x4x | x5x | x6x | outgrth1 | outgrth2 | outgrth3 | outgrth4 | outgrth5 | ingrth1 | ingrth2 | ingrth3 | ingrth4 | ingrth5 | ingrth6 | mdindex
14.Total Industry | 2006 | 1 | 1 | 1 | 1 | 1 | 1 | 1 | [38 empty] | 1 | bar: q1x to x6x
14.Total Industry | 2007 | 1.0351 | 1.018 | 1.0168 | 1.0003 | 1.0308 | 1.0348 | 1.0042 | 0.016668 | 0.034489 | -0.017821 | 0.0011012 | 0.013392 | 0.003159 | -0.0033226 | 0.02016 | 0.00016618 | -0.00019 | 0.002026 | -0.00064115 | -0.0066136 | -0.012569 | 0.00026417 | 0.030333 | 1.0112 | 1.0325 | 1.0131 | 0.99245 | 0.89706 | 1.0003 | 1.0034 | 0.9858 | 1.0317 | 1.0577 | 1.0499 | 0.011121 | 0.031982 | 0.012988 | -0.0075803 | -0.10864 | 0.00026497 | 0.0034344 | -0.014299 | 0.031164 | 0.056091 | 0.048659 | 1.026
14.Total Industry | 2008 | 1.0557 | 1.0888 | 0.96962 | 1.1393 | 1.0518 | 0.92661 | 1.0037 | -0.047523 | 0.019731 | -0.067253 | 0.0015237 | 0.015245 | 0.0029116 | -0.00018821 | 0.00023823 | -0.054453 | 2.6549e-05 | -0.00062627 | -0.0003887 | -0.0013658 | -0.010447 | 0.13018 | 0.020156 | 1.0267 | 1.0729 | 1.0266 | 0.99199 | 0.89549 | 1.1393 | 1.0024 | 0.98985 | 1.0509 | 1.0684 | 1.089 | 0.015182 | 0.038347 | 0.013249 | -0.0004624 | -0.0017505 | 0.13018 | -0.0010503 | 0.0041015 | 0.018454 | 0.010062 | 0.036593 | 1.069
14.Total Industry | 2009 | 1.0566 | 1.0977 | 0.96256 | 1.1185 | 1.0839 | 0.94464 | 0.97482 | -0.007306 | 0.00079386 | -0.0080999 | 0.00045312 | 0.01611 | 0.003318 | 0.0043991 | -0.023487 | 0.0074617 | -0.00050921 | -0.00011681 | -0.00013239 | -0.0052192 | -0.0095839 | -0.018471 | 0.030031 | 1.031 | 1.1175 | 1.0428 | 1.0017 | 1.022 | 1.1185 | 1.0154 | 0.99122 | 1.0627 | 1.1297 | 1.1327 | 0.0042478 | 0.040799 | 0.015676 | 0.0097212 | 0.13219 | -0.018472 | 0.012879 | 0.0013748 | 0.011169 | 0.055793 | 0.039337 | 1.1152
14.Total Industry | 2010 | 1.087 | 1.1379 | 0.95522 | 1.17 | 1.1153 | 0.92906 | 0.97461 | -0.0076479 | 0.028366 | -0.036014 | 0.000607 | 0.0049713 | 0.0028782 | 0.0032937 | 0.016616 | -0.018622 | -0.00075784 | -0.00060096 | -0.00077392 | -0.0053592 | -0.0098996 | 0.044992 | 0.028575 | 1.038 | 1.1315 | 1.0558 | 1.0086 | 0.93198 | 1.17 | 1.0316 | 0.99515 | 1.1001 | 1.1813 | 1.1753 | 0.0067147 | 0.012379 | 0.012367 | 0.0068927 | -0.092249 | 0.044993 | 0.015884 | 0.0039567 | 0.034574 | 0.044679 | 0.036928 | 1.114
14.Total Industry | 2011 | 1.0975 | 1.1784 | 0.93138 | 1.2395 | 1.1385 | 0.88545 | 0.96401 | -0.025276 | 0.0096954 | -0.034971 | -0.0019458 | 0.0037358 | 0.002754 | 0.0027925 | 0.0023589 | -0.023432 | -0.00017207 | -0.00063286 | -0.00058963 | -0.0038226 | -0.0063225 | 0.057768 | 0.020638 | 1.0183 | 1.1423 | 1.0689 | 1.0147 | 0.91779 | 1.2395 | 1.0361 | 0.99965 | 1.1381 | 1.2255 | 1.2044 | -0.019165 | 0.0095332 | 0.012314 | 0.0060177 | -0.015341 | 0.057768 | 0.004283 | 0.0045206 | 0.033981 | 0.036718 | 0.024482 | 1.1083
14.Total Industry | 2012 | 1.1073 | 1.2478 | 0.8874 | 1.3735 | 1.1654 | 0.80621 | 0.9502 | -0.048378 | 0.0088817 | -0.05726 | -0.0014823 | 0.00075995 | 0.0026018 | 0.0027708 | 0.0042314 | -0.043296 | -0.00058874 | -0.00057903 | -0.0009197 | -0.0040649 | -0.0078119 | 0.10264 | 0.023307 | 1.0033 | 1.1446 | 1.0816 | 1.0209 | 0.88973 | 1.3735 | 1.0496 | 1.0036 | 1.188 | 1.2703 | 1.2395 | -0.014843 | 0.0019929 | 0.011886 | 0.0061013 | -0.031047 | 0.10264 | 0.01301 | 0.0039045 | 0.042963 | 0.035917 | 0.028696 | 1.0278
14.Total Industry | 2013 | 1.1064 | 1.2148 | 0.91078 | 1.2524 | 1.1881 | 0.88349 | 0.93126 | 0.026004 | -0.00080357 | 0.026808 | -0.0028496 | -1.1842e-05 | 0.0025721 | -0.00049709 | -1.7148e-05 | 0.038112 | 0.00046397 | -0.00035934 | -0.00099799 | -0.0036488 | -0.0067619 | -0.09234 | 0.019328 | 0.97438 | 1.1446 | 1.0947 | 1.0197 | 0.88726 | 1.2524 | 1.0386 | 1.0061 | 1.2439 | 1.3123 | 1.2712 | -0.029213 | 0 | 0.012007 | -0.001164 | -0.0027779 | -0.09234 | -0.010587 | 0.0024867 | 0.045977 | 0.032507 | 0.025272 | 1.0699
14.Total Industry | 2014 | 1.112 | 1.2407 | 0.89626 | 1.2744 | 1.2149 | 0.87251 | 0.91527 | -0.016062 | 0.0049744 | -0.021036 | -0.0018155 | 0.0046723 | 0.0023722 | 0.0018799 | -0.0021345 | -0.0082518 | -8.3217e-05 | -0.00067159 | -0.0011764 | -0.0034742 | -0.007379 | 0.017475 | 0.022296 | 0.95626 | 1.1587 | 1.1071 | 1.0241 | 0.90128 | 1.2744 | 1.0404 | 1.011 | 1.3145 | 1.3559 | 1.3069 | -0.018764 | 0.012265 | 0.011297 | 0.0042406 | 0.015676 | 0.017475 | 0.001792 | 0.0048561 | 0.055142 | 0.032723 | 0.027687 | 1.0499
14.Total Industry | 2015 | 1.1183 | 1.2682 | 0.88184 | 1.3149 | 1.2334 | 0.8505 | 0.90673 | -0.016223 | 0.0057104 | -0.021934 | 0.0010686 | 0.00032246 | 0.0027919 | 0.002166 | -0.00063848 | -0.013285 | -0.00055319 | -0.00076901 | 0.00055209 | -0.0033248 | -0.004554 | 0.03126 | 0.015086 | 0.96686 | 1.1597 | 1.122 | 1.0291 | 0.90568 | 1.3149 | 1.054 | 1.0165 | 1.2791 | 1.3994 | 1.3307 | 0.011024 | 0.00085184 | 0.013351 | 0.0049016 | 0.0048699 | 0.031261 | 0.012946 | 0.0054756 | -0.027238 | 0.031563 | 0.018029 | 1.0229
14.Total Industry | 2016 | 1.1215 | 1.2354 | 0.90774 | 1.2133 | 1.2512 | 0.92429 | 0.89629 | 0.02895 | 0.0027866 | 0.026164 | 0.00059584 | 0.00017412 | 0.0029861 | 0.001764 | -0.0027334 | 0.034285 | -0.00021755 | -0.00015314 | -0.00060509 | -0.0027485 | -0.0043971 | -0.080412 | 0.014362 | 0.97299 | 1.16 | 1.1379 | 1.0331 | 0.92548 | 1.2133 | 1.0597 | 1.0176 | 1.3164 | 1.4373 | 1.3534 | 0.0063142 | 0.00024265 | 0.014077 | 0.0039099 | 0.021623 | -0.080412 | 0.0053767 | 0.0010533 | 0.028715 | 0.026734 | 0.016917 | 1.0817
14.Total Industry | 2017 | 1.143 | 1.2198 | 0.93706 | 1.163 | 1.263 | 0.98284 | 0.90501 | 0.031788 | 0.019035 | 0.012753 | -4.6633e-05 | 0.0021614 | 0.0034536 | 0.0018572 | 0.011609 | 0.018265 | -0.00066145 | 3.0116e-05 | -0.00053601 | -0.0030702 | -0.0012744 | -0.042385 | 0.0093522 | 0.97242 | 1.1667 | 1.1569 | 1.0375 | 0.84845 | 1.163 | 1.0765 | 1.0174 | 1.3494 | 1.4788 | 1.3588 | -0.00058086 | 0.0057795 | 0.016574 | 0.0042366 | -0.086897 | -0.042386 | 0.015718 | -0.00015118 | 0.024769 | 0.028437 | 0.0039929 | 1.1238
14.Total Industry | 2018 | 1.1428 | 1.2064 | 0.94732 | 1.1166 | 1.276 | 1.0235 | 0.89561 | 0.010884 | -0.00015064 | 0.011034 | -0.00055656 | 0.0018334 | 0.0032638 | 0.0012053 | -0.0058966 | 0.017232 | 0.00052364 | -0.00097781 | 0.00025407 | -0.002719 | -0.0032783 | -0.040671 | 0.010297 | 0.96695 | 1.1722 | 1.1748 | 1.0403 | 0.88802 | 1.1166 | 1.0627 | 1.0242 | 1.3298 | 1.517 | 1.3762 | -0.005641 | 0.0046752 | 0.015341 | 0.0026595 | 0.045582 | -0.040671 | -0.012881 | 0.0066749 | -0.014627 | 0.025484 | 0.012743 | 1.1049
14.Total Industry | 2019 | 1.1368 | 1.2169 | 0.93417 | 1.1246 | 1.2883 | 1.0108 | 0.88239 | -0.013974 | -0.0052916 | -0.0086823 | 0.00066365 | 0.0017086 | 0.0033607 | 0.0018961 | -0.012921 | -0.0030414 | -8.0378e-06 | -4.6246e-05 | 0.00014217 | -0.0027656 | -0.0029632 | 0.0071335 | 0.009572 | 0.97362 | 1.1771 | 1.1932 | 1.0446 | 0.97243 | 1.1246 | 1.063 | 1.0245 | 1.3217 | 1.5567 | 1.3915 | 0.0068716 | 0.0042407 | 0.015528 | 0.0041423 | 0.090798 | 0.0071342 | 0.00029559 | 0.00022742 | -0.0061129 | 0.025843 | 0.011072 | 1.1317
14.Total Industry | 2020 | 1.1388 | 1.2019 | 0.94756 | 1.0775 | 1.3044 | 1.057 | 0.87311 | 0.014234 | 0.0017977 | 0.012436 | -0.001924 | 0.0022982 | 0.0025685 | 0.0018714 | -0.0030164 | 0.018684 | -0.00025851 | 0.00011526 | -0.00086889 | -0.0026532 | -0.0025824 | -0.042831 | 0.012373 | 0.95481 | 1.1841 | 1.2076 | 1.0489 | 0.99186 | 1.0775 | 1.0697 | 1.0239 | 1.3777 | 1.6002 | 1.4084 | -0.019514 | 0.0058759 | 0.011973 | 0.004135 | 0.019791 | -0.042832 | 0.0063092 | -0.000604 | 0.041498 | 0.027598 | 0.012025 | 1.1421
14.Total Industry | 2021 | 1.1621 | 1.1846 | 0.98099 | 1.0353 | 1.3173 | 1.1225 | 0.88221 | 0.034667 | 0.020231 | 0.014437 | -0.00028432 | 0.0002885 | 0.0020814 | 0.0014907 | 0.016654 | 0.018664 | 0.00011626 | -0.00035384 | 0.00020724 | -0.001931 | -0.002266 | -0.039888 | 0.0098666 | 0.95194 | 1.1851 | 1.2198 | 1.0525 | 0.88509 | 1.0353 | 1.0678 | 1.027 | 1.3713 | 1.6441 | 1.4218 | -0.0030042 | 0.00087451 | 0.01008 | 0.0034029 | -0.11389 | -0.039888 | -0.0018226 | 0.0030905 | -0.0046792 | 0.027049 | 0.009467 | 1.0559
14.Total Industry | 2022 | 1.1479 | 1.1854 | 0.96832 | 1.0265 | 1.3243 | 1.1182 | 0.86677 | -0.012998 | -0.012336 | -0.00066227 | 0.00083105 | 0.003448 | 0.003032 | 0.0017583 | -0.021406 | 0.0030171 | -0.00021196 | -0.00060805 | -0.00018112 | -0.002154 | -0.00052426 | -0.0085297 | 0.0053231 | 0.96029 | 1.1952 | 1.2361 | 1.0563 | 1.0192 | 1.0265 | 1.0735 | 1.0312 | 1.3847 | 1.6793 | 1.4217 | 0.0087353 | 0.0084444 | 0.013292 | 0.003631 | 0.1411 | -0.0085297 | 0.0053306 | 0.0040836 | 0.009736 | 0.021204 | -3.8259e-05 | 1.0887
14.Total Industry | 2023 | 1.166 | 1.2344 | 0.94459 | 1.101 | 1.338 | 1.059 | 0.87139 | -0.024815 | 0.015632 | -0.040447 | 0.001214 | 0.0016106 | 0.0025576 | 0.0016765 | 0.0085732 | -0.031771 | -0.00021185 | -0.00035735 | 0.00042612 | -0.00359 | -0.0049434 | 0.070038 | 0.010307 | 0.9721 | 1.2002 | 1.2512 | 1.0603 | 0.96507 | 1.101 | 1.0774 | 1.0322 | 1.3518 | 1.7166 | 1.4446 | 0.012219 | 0.0042133 | 0.012135 | 0.00376 | -0.054587 | 0.070037 | 0.0036212 | 0.00092718 | -0.024031 | 0.021919 | 0.01594 | 1.118
state | year | outx | inx | tfpx | opinx | kinx | opfpx | kpfpx | tfpdelta | outdelta | indelta | outdelta1 | outdelta2 | outdelta3 | outdelta4 | outdelta5 | indelta1 | indelta2 | indelta3 | indelta4 | indelta5 | indelta6 | odelta | kdelta | q1x | q2x | q3x | q4x | q5x | x1x | x2x | x3x | x4x | x5x | x6x | outgrth1 | outgrth2 | outgrth3 | outgrth4 | outgrth5 | ingrth1 | ingrth2 | ingrth3 | ingrth4 | ingrth5 | ingrth6 | mdindex
ACT | 2006 | 1 | 1 | 1 | 1 | 1 | 1 | 1 | [38 empty] | 1 | bar: q1x to x6x
ACT | 2007 | 0.99518 | 1.0102 | 0.98513 | 1.0068 | 1.0142 | 0.98849 | 0.98127 | -0.01498 | -0.0048354 | -0.010144 | 0.0019939 | -0.00027203 | 0.0021346 | 0.0017911 | -0.010483 | -0.0011828 | -8.0493e-05 | 0.00044248 | -1.8337e-05 | -0.0035782 | -0.0057267 | 0.0067368 | 0.014075 | 1.0227 | 1 | 1.012 | 1.0049 | 1.2809 | 1.0068 | 1 | 0.9963 | 1 | 1.0157 | 1.0231 | 0.022434 | 0 | 0.011902 | 0.0049118 | 0.24754 | 0.0067363 | 0 | -0.0037053 | 0 | 0.01555 | 0.022877 | 0.96915
ACT | 2008 | 1.0186 | 1.0425 | 0.97712 | 1.0699 | 1.0229 | 0.95209 | 0.99578 | -0.0081707 | 0.023285 | -0.031456 | 0.00084629 | 0.00056921 | 0.0028807 | -0.00042666 | 0.019415 | -0.026243 | -8.3551e-05 | 0.00059121 | -1.2634e-05 | -0.00069647 | -0.0050111 | 0.060809 | 0.0086037 | 1.0323 | 1 | 1.0255 | 1.0028 | 0.7501 | 1.0699 | 1 | 0.99089 | 1 | 1.0176 | 1.0443 | 0.009338 | 0 | 0.01331 | -0.0021326 | -0.53508 | 0.060809 | 0 | -0.0054469 | 0 | 0.0019051 | 0.020468 | 0.99208
ACT | 2009 | 1.0239 | 1.0583 | 0.96749 | 1.0739 | 1.0462 | 0.95337 | 0.97865 | -0.0099021 | 0.0051275 | -0.01503 | 0.00079484 | -9.3829e-05 | 0.0031173 | 0.0066835 | -0.0053743 | -0.0038092 | -5.5804e-06 | 0.00025369 | 3.1182e-06 | -0.0056605 | -0.0058111 | 0.0037823 | 0.022477 | 1.0416 | 1 | 1.0426 | 1.0196 | 0.89068 | 1.0739 | 1 | 0.98807 | 1 | 1.0546 | 1.0727 | 0.0089564 | 0 | 0.016505 | 0.016662 | 0.17177 | 0.0037822 | 0 | -0.0028523 | 0 | 0.035665 | 0.02686 | 0.97627
ACT | 2010 | 1.0398 | 1.14 | 0.91206 | 1.2397 | 1.0667 | 0.83872 | 0.97471 | -0.058999 | 0.015418 | -0.074417 | 0.0007223 | 0.00018075 | 0.0045527 | 0.0069078 | 0.0030545 | -0.06156 | -0.00016117 | -1.8147e-05 | -3.0203e-05 | -0.0079362 | -0.0047116 | 0.14354 | 0.019455 | 1.0501 | 1 | 1.0672 | 1.0369 | 0.78671 | 1.2397 | 1 | 0.98871 | 1 | 1.0951 | 1.0909 | 0.0081549 | 0 | 0.023364 | 0.016802 | -0.12412 | 0.14354 | 0 | 0.00065102 | 0 | 0.037695 | 0.016807 | 0.98038
ACT | 2011 | 1.0284 | 1.2103 | 0.84968 | 1.3787 | 1.0908 | 0.74591 | 0.94278 | -0.070838 | -0.010976 | -0.059862 | 0.00042014 | -0.00043043 | 0.0044987 | 0.0074279 | -0.022893 | -0.047917 | 0.00014276 | -0.00023693 | -1.4823e-05 | -0.0061918 | -0.0056446 | 0.10629 | 0.022326 | 1.055 | 1 | 1.0934 | 1.0566 | 1.4901 | 1.3787 | 1 | 0.99089 | 1 | 1.1327 | 1.1203 | 0.004632 | 0 | 0.024187 | 0.018776 | 0.63874 | 0.10629 | 0 | 0.0022013 | 0 | 0.033813 | 0.026612 | 0.98523
ACT | 2012 | 1.095 | 1.2616 | 0.86797 | 1.4793 | 1.1099 | 0.74023 | 0.98664 | 0.021297 | 0.062767 | -0.04147 | -0.00058155 | 0.037909 | 0.00486 | 0.0065982 | 0.013981 | -0.031921 | -0.0033871 | 0.0015997 | -1.9167e-05 | -0.0064265 | -0.0013162 | 0.07042 | 0.0173 | 1.0482 | 1.1136 | 1.1209 | 1.0736 | 1.0408 | 1.4793 | 1.1162 | 0.97717 | 1 | 1.1739 | 1.1276 | -0.0064647 | 0.10758 | 0.02484 | 0.01598 | -0.35885 | 0.070421 | 0.10993 | -0.013947 | 0 | 0.035673 | 0.0064706 | 1.1136
ACT | 2013 | 1.1102 | 1.3197 | 0.84122 | 1.5797 | 1.1296 | 0.70277 | 0.98278 | -0.031313 | 0.01373 | -0.045043 | 0.00038927 | 3.071e-05 | 0.0044606 | 0.0058961 | 0.0029536 | -0.035062 | 1.5019e-05 | 0.00069516 | -3.0653e-05 | -0.0059782 | -0.0046824 | 0.06566 | 0.017646 | 1.0528 | 1.1136 | 1.1472 | 1.0893 | 0.94071 | 1.5797 | 1.1162 | 0.97096 | 1 | 1.2148 | 1.1499 | 0.0044124 | 0 | 0.023223 | 0.014531 | -0.10112 | 0.065659 | 0 | -0.006376 | 0 | 0.034295 | 0.019567 | 1.1074
ACT | 2014 | 1.1168 | 1.4137 | 0.78998 | 1.7556 | 1.1548 | 0.63612 | 0.96703 | -0.062844 | 0.0059282 | -0.068772 | -0.002289 | 9.9989e-06 | 0.0015652 | 0.0049383 | 0.0017036 | -0.057349 | 2.3552e-05 | 0.0010557 | -0.0006139 | -0.005417 | -0.0064718 | 0.10557 | 0.022086 | 1.0259 | 1.1136 | 1.1566 | 1.1027 | 0.88584 | 1.7556 | 1.1165 | 0.96046 | 3.8573 | 1.2588 | 1.1828 | -0.025867 | 0 | 0.008175 | 0.012225 | -0.060096 | 0.10557 | 0.00026674 | -0.010872 | 1.35 | 0.035534 | 0.028252 | 1.0631
ACT | 2015 | 1.1412 | 1.387 | 0.82274 | 1.6906 | 1.168 | 0.67502 | 0.97704 | 0.040633 | 0.021601 | 0.019032 | 0.00081526 | 0.015063 | 0.0033219 | 0.0089682 | -0.006567 | 0.025159 | 1.4592e-06 | 0.0026192 | 9.1e-07 | -0.0051439 | -0.0036045 | -0.037754 | 0.011302 | 1.0355 | 1.1628 | 1.177 | 1.1274 | 1.1053 | 1.6906 | 1.1161 | 0.93621 | 3.8715 | 1.3022 | 1.1997 | 0.0092469 | 0.043251 | 0.017423 | 0.022123 | 0.22136 | -0.037754 | -0.00032676 | -0.025567 | 0.0036648 | 0.033939 | 0.014137 | 1.1628
ACT | 2016 | 1.146 | 1.112 | 1.0306 | 1.0234 | 1.1788 | 1.1198 | 0.97221 | 0.22528 | 0.0042668 | 0.22102 | 0.00062299 | 6.227e-06 | 0.003267 | 0.0035456 | -0.0031751 | 0.22744 | -0.00019101 | -0.00084117 | -2.1807e-05 | -0.0023661 | -0.0030084 | -0.50194 | 0.0092265 | 1.0427 | 1.1628 | 1.1971 | 1.1371 | 1.2004 | 1.0234 | 1.1214 | 0.94688 | 3.8587 | 1.3145 | 1.2104 | 0.0069963 | 0 | 0.01696 | 0.008621 | 0.082491 | -0.50194 | 0.0047407 | 0.011332 | -0.0033045 | 0.0093759 | 0.0088765 | 1.0621
ACT | 2017 | 1.1493 | 1.1523 | 0.99745 | 1.1101 | 1.1865 | 1.0353 | 0.96869 | -0.032718 | 0.0028637 | -0.035582 | 0.0011717 | 2.5471e-06 | 0.0066983 | 0.0016612 | -0.0066701 | -0.032372 | 0.0010852 | -0.001641 | 2.1747e-06 | -0.0016273 | -0.0010288 | 0.081349 | 0.0064916 | 1.0565 | 1.1628 | 1.2393 | 1.1417 | 1.3986 | 1.1101 | 1.0833 | 0.96063 | 3.9083 | 1.3296 | 1.2166 | 0.013087 | 0 | 0.034646 | 0.0040208 | 0.15285 | 0.08135 | -0.034646 | 0.014421 | 0.012757 | 0.011437 | 0.005134 | 1.0926
ACT | 2018 | 1.2111 | 1.2586 | 0.96229 | 1.3398 | 1.1986 | 0.90401 | 1.0105 | -0.035882 | 0.052388 | -0.088271 | -0.001923 | 0.035974 | 0.0059637 | 0.0038462 | 0.0085279 | -0.083648 | -3.5773e-05 | -0.00076166 | 1.0788e-05 | -0.0012898 | -0.002546 | 0.18802 | 0.010142 | 1.034 | 1.2883 | 1.2785 | 1.1527 | 1.147 | 1.3398 | 1.0843 | 0.96698 | 3.9239 | 1.3449 | 1.2314 | -0.021506 | 0.1025 | 0.031132 | 0.0095551 | -0.19836 | 0.18802 | 0.00094025 | 0.0065812 | 0.0039899 | 0.011412 | 0.012095 | 1.2883
ACT | 2019 | 1.217 | 1.2503 | 0.97338 | 1.2906 | 1.2221 | 0.94296 | 0.99584 | 0.011455 | 0.0048307 | 0.0066239 | 0.0010658 | 8.8627e-05 | 0.0054502 | 0.0038805 | -0.0056544 | 0.017267 | 5.2096e-06 | -0.0001441 | -8.2802e-06 | -0.0025647 | -0.0079308 | -0.037362 | 0.019429 | 1.0464 | 1.2883 | 1.3148 | 1.1636 | 1.3127 | 1.2906 | 1.0843 | 0.9684 | 3.9239 | 1.3651 | 1.2723 | 0.011936 | 0 | 0.028053 | 0.0094186 | 0.13497 | -0.037362 | -2.2501e-06 | 0.0014695 | 0 | 0.014919 | 0.032685 | 1.0958
ACT | 2020 | 1.2355 | 1.2364 | 0.99931 | 1.2291 | 1.2478 | 1.0052 | 0.99016 | 0.026293 | 0.015106 | 0.011187 | -0.00097525 | 5.0828e-06 | 0.0038411 | 0.012933 | -0.00069793 | 0.022368 | -0.0024042 | -0.00037664 | -3.4741e-05 | -0.0043875 | -0.0039782 | -0.048834 | 0.020831 | 1.0351 | 1.2883 | 1.3413 | 1.201 | 1.334 | 1.2291 | 1.1741 | 0.97174 | 3.974 | 1.4075 | 1.2904 | -0.010906 | 0 | 0.019884 | 0.031695 | 0.016094 | -0.048834 | 0.079614 | 0.0034418 | 0.01269 | 0.030575 | 0.014097 | 1.2359
ACT | 2021 | 1.2597 | 1.2118 | 1.0395 | 1.162 | 1.2642 | 1.0841 | 0.99642 | 0.039444 | 0.019345 | 0.020099 | -0.00012393 | 0.013863 | 0.0048653 | 0.0054451 | -0.004705 | 0.026358 | -0.00050738 | -0.00012145 | 1.1987e-05 | -0.0025782 | -0.0030634 | -0.056157 | 0.013039 | 1.0336 | 1.34 | 1.3753 | 1.2171 | 1.4849 | 1.162 | 1.1976 | 0.97283 | 3.969 | 1.4385 | 1.3057 | -0.0013813 | 0.039299 | 0.025102 | 0.013283 | 0.10718 | -0.056157 | 0.019813 | 0.0011201 | -0.0012553 | 0.021781 | 0.011803 | 1.34
ACT | 2022 | 1.2637 | 1.2501 | 1.0109 | 1.2266 | 1.2798 | 1.0302 | 0.98745 | -0.027881 | 0.0032193 | -0.0311 | 0.0014724 | 0.011651 | 0.0043708 | 0.0031716 | -0.017447 | -0.025188 | -0.0019624 | -0.00046111 | -2.8261e-05 | -0.0015095 | -0.0019508 | 0.054152 | 0.012262 | 1.0507 | 1.3823 | 1.4041 | 1.2252 | 1.9383 | 1.2266 | 1.2865 | 0.97729 | 3.969 | 1.4558 | 1.3168 | 0.016351 | 0.031096 | 0.020692 | 0.0066301 | 0.26642 | 0.054152 | 0.071604 | 0.004576 | 0 | 0.012003 | 0.0084824 | 1.3823
ACT | 2023 | 1.3635 | 1.2288 | 1.1096 | 1.1644 | 1.2841 | 1.1709 | 1.0618 | 0.093138 | 0.075973 | 0.017165 | 0.002553 | 0.059441 | 0.0039653 | 0.0014201 | 0.0085937 | 0.022451 | -0.00057642 | 8.9169e-05 | -1.0713e-05 | -0.0033315 | -0.001456 | -0.052036 | 0.0033852 | 1.0808 | 1.6338 | 1.4331 | 1.2295 | 1.6655 | 1.1644 | 1.3029 | 0.9763 | 3.9694 | 1.4685 | 1.3174 | 0.028238 | 0.16719 | 0.020444 | 0.0035191 | -0.15169 | -0.052036 | 0.012661 | -0.0010081 | 8.7608e-05 | 0.0086965 | 0.00043745 | 1.6338
state | year | outx | inx | tfpx | opinx | kinx | opfpx | kpfpx | tfpdelta | outdelta | indelta | outdelta1 | outdelta2 | outdelta3 | outdelta4 | outdelta5 | indelta1 | indelta2 | indelta3 | indelta4 | indelta5 | indelta6 | odelta | kdelta | q1x | q2x | q3x | q4x | q5x | x1x | x2x | x3x | x4x | x5x | x6x | outgrth1 | outgrth2 | outgrth3 | outgrth4 | outgrth5 | ingrth1 | ingrth2 | ingrth3 | ingrth4 | ingrth5 | ingrth6 | mdindex
NSW | 2006 | 1 | 1 | 1 | 1 | 1 | 1 | 1 | [38 empty] | 1 | bar: q1x to x6x
NSW | 2007 | 1.0167 | 1.0173 | 0.99936 | 1.0061 | 1.0258 | 1.0105 | 0.9911 | -0.0006409 | 0.016536 | -0.017177 | 0.00096796 | 0.0039979 | 0.0023901 | -0.016485 | 0.025665 | -0.0024402 | 0.00043786 | 0.006906 | -0.00029968 | -0.0065092 | -0.015272 | 0.0060539 | 0.025477 | 1.0104 | 1.0091 | 1.0099 | 0.96466 | 0.86599 | 1.0061 | 0.99011 | 0.93261 | 1.0085 | 1.0587 | 1.057 | 0.010361 | 0.0090554 | 0.0098908 | -0.035976 | -0.14388 | 0.0060539 | -0.0099368 | -0.069772 | 0.0084906 | 0.057079 | 0.055391 | 0.99575
NSW | 2008 | 1.0105 | 1.1404 | 0.88615 | 1.274 | 1.039 | 0.79323 | 0.97264 | -0.12022 | -0.0060465 | -0.11418 | 0.0013422 | 0.0053339 | 0.0021447 | -0.0049473 | -0.0099199 | -0.1048 | 0.00039124 | -0.00050666 | 0.00034024 | 0.0038247 | -0.013427 | 0.23607 | 0.012759 | 1.024 | 1.0229 | 1.0201 | 0.9543 | 0.91887 | 1.274 | 0.97979 | 0.93677 | 0.99216 | 1.0138 | 1.1044 | 0.013356 | 0.013574 | 0.0099644 | -0.010807 | 0.059268 | 0.23607 | -0.010477 | 0.0044531 | -0.016358 | -0.043391 | 0.043907 | 1.0134
NSW | 2009 | 1.0066 | 1.1036 | 0.91213 | 1.1594 | 1.067 | 0.86823 | 0.94337 | 0.028894 | -0.0038935 | 0.032787 | -0.00072027 | 0.0098189 | 0.0017717 | 0.0042497 | -0.019014 | 0.044119 | -0.0002179 | -0.00024541 | 0.00038839 | -0.0025312 | -0.0087255 | -0.094234 | 0.026654 | 1.0164 | 1.0488 | 1.0287 | 0.96331 | 1.0258 | 1.1594 | 0.98692 | 0.94021 | 0.98219 | 1.0509 | 1.1473 | -0.0074279 | 0.025026 | 0.0084004 | 0.0093979 | 0.11013 | -0.094234 | 0.0072496 | 0.0036661 | -0.010104 | 0.03596 | 0.038147 | 1.0488
NSW | 2010 | 1.0536 | 1.166 | 0.90359 | 1.2586 | 1.1021 | 0.83711 | 0.95604 | -0.0094052 | 0.045623 | -0.055028 | -0.00053604 | 0.00042494 | 0.001773 | 0.0027768 | 0.041184 | -0.035559 | -0.0008816 | -0.00020639 | -0.00094537 | -0.0042316 | -0.013204 | 0.082121 | 0.032285 | 1.0129 | 1.0489 | 1.0355 | 0.9685 | 0.78603 | 1.2586 | 1.0033 | 0.9422 | 1.0088 | 1.0873 | 1.1996 | -0.0034403 | 6.7858e-05 | 0.0066263 | 0.0053729 | -0.26628 | 0.082121 | 0.016411 | 0.0021181 | 0.02673 | 0.034094 | 0.04453 | 1.0373
NSW | 2011 | 1.0558 | 1.1707 | 0.90184 | 1.2492 | 1.123 | 0.8452 | 0.94015 | -0.0019386 | 0.0020725 | -0.0040111 | -7.1445e-05 | 0.009966 | 0.0019315 | 0.0048141 | -0.014568 | 0.005795 | -0.00016471 | -0.00034508 | -0.00053754 | -0.0046618 | -0.0040969 | -0.0075397 | 0.018826 | 1.0124 | 1.0764 | 1.0449 | 0.97899 | 0.87291 | 1.2492 | 1.0078 | 0.94579 | 1.034 | 1.1396 | 1.2183 | -0.00055967 | 0.025915 | 0.0090464 | 0.010774 | 0.10483 | -0.0075397 | 0.0045305 | 0.003802 | 0.024643 | 0.046945 | 0.015471 | 1.0725
NSW | 2012 | 1.0505 | 1.26 | 0.83368 | 1.4326 | 1.1531 | 0.73323 | 0.91095 | -0.078596 | -0.0050677 | -0.073529 | -0.0038405 | 2.4039e-05 | 0.001657 | 0.001663 | -0.0045712 | -0.057645 | 2.5365e-05 | -0.00018575 | -0.0012965 | -0.0048574 | -0.0095692 | 0.13704 | 0.026489 | 0.97339 | 1.0764 | 1.0529 | 0.98259 | 0.90313 | 1.4326 | 1.0069 | 0.94736 | 1.0805 | 1.1909 | 1.257 | -0.039256 | 0 | 0.0076247 | 0.0036789 | 0.034036 | 0.13704 | -0.00085917 | 0.0016586 | 0.044017 | 0.04406 | 0.031283 | 0.95437
NSW | 2013 | 1.052 | 1.1907 | 0.88355 | 1.2073 | 1.1829 | 0.87135 | 0.88935 | 0.058108 | 0.0014776 | 0.05663 | -0.0052709 | 2.7614e-05 | 0.0021989 | 0.0018158 | 0.0027061 | 0.071603 | -0.0014801 | -8.1358e-05 | -0.0013187 | -0.0036894 | -0.0084034 | -0.17111 | 0.025472 | 0.92154 | 1.0764 | 1.0638 | 0.98661 | 0.88286 | 1.2073 | 1.0413 | 0.94822 | 1.1286 | 1.2308 | 1.2925 | -0.05474 | 0 | 0.010319 | 0.004075 | -0.022693 | -0.17111 | 0.033526 | 0.00090082 | 0.043516 | 0.032936 | 0.027849 | 1.0024
NSW | 2014 | 1.079 | 1.238 | 0.87157 | 1.2793 | 1.2108 | 0.8434 | 0.89113 | -0.01365 | 0.025304 | -0.038954 | -0.002544 | 0.010545 | 0.0028368 | 0.0013442 | 0.013123 | -0.025465 | 0.00028089 | -0.00041946 | -0.0019661 | -0.0033588 | -0.0080256 | 0.057908 | 0.02331 | 0.89725 | 1.107 | 1.0785 | 0.98964 | 0.7865 | 1.2793 | 1.0349 | 0.95183 | 1.2036 | 1.2695 | 1.3274 | -0.02671 | 0.028003 | 0.013658 | 0.0030655 | -0.11558 | 0.057907 | -0.0061368 | 0.0038045 | 0.064401 | 0.030914 | 0.026634 | 0.92978
NSW | 2015 | 1.0725 | 1.2584 | 0.85222 | 1.3123 | 1.2221 | 0.81721 | 0.87758 | -0.022455 | -0.0060525 | -0.016402 | 0.00147 | 4.5508e-05 | 0.0027951 | 0.0014409 | -0.011804 | -0.011111 | -0.0012803 | -0.0002232 | 0.0016576 | -0.0025973 | -0.0028484 | 0.025498 | 0.0092671 | 0.91139 | 1.107 | 1.0932 | 0.9929 | 0.87378 | 1.3123 | 1.0649 | 0.95404 | 1.1385 | 1.2989 | 1.3441 | 0.015632 | 0 | 0.013541 | 0.0032959 | 0.10524 | 0.025499 | 0.028595 | 0.0023169 | -0.055606 | 0.022905 | 0.012484 | 0.94514
NSW | 2016 | 1.0782 | 1.2127 | 0.88903 | 1.1769 | 1.241 | 0.91612 | 0.86877 | 0.042283 | 0.005304 | 0.036979 | 0.0009219 | 0.00012214 | 0.0026053 | 0.00177 | -0.00011532 | 0.045927 | -0.00020817 | -0.00029945 | -0.0013835 | -0.0025383 | -0.0045189 | -0.10895 | 0.015394 | 0.92063 | 1.107 | 1.1067 | 0.99683 | 0.87804 | 1.1769 | 1.0701 | 0.95678 | 1.1872 | 1.3298 | 1.3646 | 0.010091 | 0 | 0.012325 | 0.0039443 | 0.0048634 | -0.10895 | 0.0048567 | 0.0028722 | 0.041855 | 0.023504 | 0.015175 | 1.0308
NSW | 2017 | 1.0823 | 1.1674 | 0.92714 | 1.0726 | 1.2414 | 1.0091 | 0.87186 | 0.041975 | 0.0038749 | 0.0381 | 0.00035493 | 0.0050757 | 0.0028065 | 0.0014319 | -0.0057942 | 0.038751 | -0.00039248 | -0.00046991 | -0.00091807 | -0.0030062 | 0.0041354 | -0.092763 | 0.00032685 | 0.92396 | 1.1217 | 1.1215 | 1 | 0.91517 | 1.0726 | 1.079 | 0.9611 | 1.22 | 1.3629 | 1.3443 | 0.0036081 | 0.01321 | 0.013311 | 0.0032141 | 0.04142 | -0.092763 | 0.0082558 | 0.0045048 | 0.027229 | 0.024579 | -0.015025 | 1.0948
NSW | 2018 | 1.0996 | 1.14 | 0.9646 | 1.0008 | 1.2503 | 1.0988 | 0.87953 | 0.039604 | 0.015845 | 0.023759 | -0.00037398 | -3.9209e-05 | 0.0032299 | 0.0013901 | 0.011638 | 0.028154 | 0.0012052 | -0.00031568 | 0.00070975 | -0.0025502 | -0.0034448 | -0.069304 | 0.0070832 | 0.92035 | 1.1217 | 1.139 | 1.0032 | 0.84035 | 1.0008 | 1.0493 | 0.96385 | 1.1893 | 1.3935 | 1.3614 | -0.0039215 | 0 | 0.015439 | 0.003154 | -0.08529 | -0.069305 | -0.027862 | 0.0028548 | -0.02543 | 0.022211 | 0.012699 | 1.0305
NSW | 2019 | 1.0915 | 1.1611 | 0.94006 | 1.03 | 1.2648 | 1.0597 | 0.86294 | -0.025766 | -0.0074573 | -0.018308 | 0.00061546 | 0.0018317 | 0.0030315 | 0.0020635 | -0.015 | -0.011583 | -0.00011679 | -0.0013461 | 0.00039029 | -0.0026508 | -0.0030014 | 0.028728 | 0.011591 | 0.92632 | 1.1268 | 1.1551 | 1.0078 | 0.93653 | 1.03 | 1.0521 | 0.97577 | 1.1765 | 1.4265 | 1.3767 | 0.0064683 | 0.0045411 | 0.014055 | 0.004539 | 0.10837 | 0.028728 | 0.0026401 | 0.012296 | -0.010827 | 0.023405 | 0.011166 | 1.0614
NSW | 2020 | 1.0742 | 1.1212 | 0.95807 | 0.93765 | 1.2773 | 1.1456 | 0.84099 | 0.018982 | -0.015928 | 0.034909 | -0.0018856 | 0.00017456 | 0.0028505 | 0.0015396 | -0.018607 | 0.039971 | 0.00011356 | 0.0011284 | -0.0013598 | -0.0026951 | -0.0022491 | -0.093902 | 0.0098346 | 0.90916 | 1.1268 | 1.1698 | 1.011 | 1.0506 | 0.93765 | 1.049 | 0.96565 | 1.223 | 1.4583 | 1.3933 | -0.018702 | 0 | 0.012623 | 0.0032031 | 0.11491 | -0.093902 | -0.0029986 | -0.010425 | 0.038757 | 0.02207 | 0.011932 | 1.0731
NSW | 2021 | 1.1087 | 1.1089 | 0.99989 | 0.91377 | 1.288 | 1.2134 | 0.86086 | 0.042719 | 0.031641 | 0.011078 | -0.00045659 | -0.00019329 | 0.0020265 | 0.0012013 | 0.029063 | 0.014263 | 0.00040904 | -0.00027389 | 0.00038281 | -0.0014035 | -0.0022997 | -0.025795 | 0.0082897 | 0.9044 | 1.1268 | 1.1822 | 1.014 | 0.8702 | 0.91377 | 1.0406 | 0.96872 | 1.2141 | 1.4906 | 1.4055 | -0.0052431 | 0 | 0.01052 | 0.0029526 | -0.18837 | -0.025796 | -0.0079791 | 0.0031675 | -0.0072786 | 0.021895 | 0.0087552 | 1.0115
NSW | 2022 | 1.0975 | 1.0789 | 1.0172 | 0.85327 | 1.2848 | 1.2862 | 0.85422 | 0.017207 | -0.010198 | 0.027405 | -0.00043571 | 0.0014734 | 0.0020739 | 0.0016259 | -0.014936 | 0.027015 | 0.00024794 | -0.0013024 | -0.00054918 | -0.0021696 | 0.0041633 | -0.068513 | -0.0024542 | 0.90075 | 1.1308 | 1.193 | 1.0175 | 0.963 | 0.85327 | 1.035 | 0.98063 | 1.2336 | 1.5193 | 1.3804 | -0.0040469 | 0.0035113 | 0.0091279 | 0.0034402 | 0.10133 | -0.068512 | -0.0054345 | 0.012218 | 0.015894 | 0.019086 | -0.018025 | 0.99894
NSW | 2023 | 1.1167 | 1.1238 | 0.99373 | 0.91248 | 1.2947 | 1.2238 | 0.86252 | -0.023383 | 0.017375 | -0.040757 | 0.0012825 | -1.1417e-05 | 0.0016243 | 0.0013861 | 0.013093 | -0.03376 | -0.00011433 | -0.0005185 | 0.0012054 | -0.0031088 | -0.0044607 | 0.067093 | 0.0077043 | 0.9125 | 1.1308 | 1.2022 | 1.0206 | 0.88259 | 0.91248 | 1.0373 | 0.98305 | 1.1883 | 1.5439 | 1.3986 | 0.012965 | 0 | 0.0076942 | 0.003099 | -0.087193 | 0.067093 | 0.0022865 | 0.0024661 | -0.037387 | 0.016079 | 0.013081 | 1.0349
state | year | outx | inx | tfpx | opinx | kinx | opfpx | kpfpx | tfpdelta | outdelta | indelta | outdelta1 | outdelta2 | outdelta3 | outdelta4 | outdelta5 | indelta1 | indelta2 | indelta3 | indelta4 | indelta5 | indelta6 | odelta | kdelta | q1x | q2x | q3x | q4x | q5x | x1x | x2x | x3x | x4x | x5x | x6x | outgrth1 | outgrth2 | outgrth3 | outgrth4 | outgrth5 | ingrth1 | ingrth2 | ingrth3 | ingrth4 | ingrth5 | ingrth6 | mdindex
VIC | 2006 | 1 | 1 | 1 | 1 | 1 | 1 | 1 | [38 empty] | 1 | bar: q1x to x6x
VIC | 2007 | 1.0183 | 1.0153 | 1.003 | 1.0019 | 1.0253 | 1.0164 | 0.99316 | 0.0029629 | 0.018164 | -0.015201 | 0.0013966 | 0.018824 | 0.003264 | 0.0027258 | -0.008046 | -0.00028887 | -7.3007e-05 | -0.0006959 | 1.9082e-05 | -0.0067624 | -0.0074003 | 0.0018511 | 0.025028 | 1.0144 | 1.0507 | 1.016 | 1.0063 | 1.0608 | 1.0019 | 1.0028 | 1.0034 | 0.99951 | 1.0571 | 1.0329 | 0.014318 | 0.049464 | 0.015855 | 0.0062658 | 0.059024 | 0.0018513 | 0.0028126 | 0.0034434 | -0.00049103 | 0.055524 | 0.032382 | 1.0507
VIC | 2008 | 1.0721 | 1.0303 | 1.0406 | 1.0039 | 1.0491 | 1.0679 | 1.0219 | 0.036844 | 0.051447 | -0.014603 | 0.0017276 | 0.023285 | 0.0031736 | 0.0022012 | 0.02106 | -0.0023322 | -0.00018543 | -0.00078146 | -0.00035661 | -0.003553 | -0.0073942 | 0.0020828 | 0.022949 | 1.0327 | 1.1156 | 1.0306 | 1.0109 | 0.90295 | 1.0039 | 1.0101 | 1.0074 | 1.038 | 1.0962 | 1.0693 | 0.017821 | 0.059971 | 0.014264 | 0.0046199 | -0.16111 | 0.0020828 | 0.0072857 | 0.0039553 | 0.03777 | 0.036357 | 0.0346 | 1.1156
VIC | 2009 | 1.0667 | 1.0945 | 0.97462 | 1.1052 | 1.0866 | 0.96513 | 0.98164 | -0.065515 | -0.0050646 | -0.06045 | -0.0003855 | 0.027077 | 0.0024208 | 0.0045104 | -0.038688 | -0.039249 | -0.0002746 | 0.0006509 | -0.00022152 | -0.010779 | -0.010577 | 0.096106 | 0.035102 | 1.0283 | 1.1976 | 1.044 | 1.0218 | 1.1933 | 1.1052 | 1.0182 | 1.0043 | 1.0544 | 1.1947 | 1.1217 | -0.0042341 | 0.070852 | 0.012951 | 0.010667 | 0.27879 | 0.096105 | 0.0079403 | -0.0030924 | 0.015664 | 0.086033 | 0.047899 | 1.1976
VIC | 2010 | 1.1024 | 1.1159 | 0.98785 | 1.1266 | 1.1082 | 0.97849 | 0.99476 | 0.013479 | 0.032902 | -0.019423 | 0.0017887 | 0.00026685 | 0.0030647 | 0.0033329 | 0.024449 | -0.0077731 | -0.00059908 | -0.00037226 | -0.00023262 | -0.0071128 | -0.0033333 | 0.019152 | 0.019623 | 1.0475 | 1.1984 | 1.0584 | 1.0292 | 1.0097 | 1.1266 | 1.0351 | 1.0061 | 1.0732 | 1.2631 | 1.14 | 0.018478 | 0.00074114 | 0.013688 | 0.0071909 | -0.16708 | 0.019152 | 0.016434 | 0.0017383 | 0.017687 | 0.055636 | 0.01618 | 1.1649
VIC | 2011 | 1.1068 | 1.1525 | 0.96037 | 1.1896 | 1.1263 | 0.93042 | 0.98265 | -0.028209 | 0.0040151 | -0.032224 | -0.0020316 | -9.4075e-06 | 0.0027909 | 0.00073052 | 0.0025347 | -0.023367 | -3.3114e-05 | -0.00033255 | 0.0002009 | -0.0024283 | -0.0062643 | 0.054391 | 0.016269 | 1.026 | 1.1984 | 1.0722 | 1.0308 | 0.98863 | 1.1896 | 1.0374 | 1.0077 | 1.0707 | 1.2898 | 1.1781 | -0.020744 | 0 | 0.012986 | 0.0015502 | -0.021058 | 0.054392 | 0.0022187 | 0.0016701 | -0.0022845 | 0.020947 | 0.032863 | 1.1438
VIC | 2012 | 1.1109 | 1.2262 | 0.90591 | 1.3342 | 1.149 | 0.83264 | 0.96683 | -0.058372 | 0.0036758 | -0.062048 | 0.00070091 | -2.8343e-06 | 0.003387 | 0.0035688 | -0.0039781 | -0.049762 | -0.00070603 | -0.00084135 | -0.0019377 | -0.0042605 | -0.0045401 | 0.11472 | 0.019904 | 1.0334 | 1.1984 | 1.0896 | 1.0391 | 1.0182 | 1.3342 | 1.0562 | 1.0118 | 1.2369 | 1.3281 | 1.2055 | 0.0072393 | 0 | 0.016088 | 0.0080327 | 0.029442 | 0.11472 | 0.017955 | 0.0039725 | 0.14425 | 0.029271 | 0.022931 | 1.075
VIC | 2013 | 1.1058 | 1.2444 | 0.88865 | 1.3421 | 1.1705 | 0.82395 | 0.94473 | -0.019242 | -0.0045328 | -0.014709 | -0.0020206 | -7.087e-06 | 0.0032934 | 0.0015325 | -0.007331 | -0.0040016 | 0.00041785 | -0.00027785 | -0.00072449 | -0.0051042 | -0.0050185 | 0.0059509 | 0.018592 | 1.0121 | 1.1984 | 1.1068 | 1.0426 | 1.0771 | 1.3421 | 1.0441 | 1.0132 | 1.3101 | 1.3803 | 1.2385 | -0.020819 | 0 | 0.015636 | 0.0034334 | 0.056265 | 0.0059507 | -0.011468 | 0.0014044 | 0.057513 | 0.03855 | 0.027027 | 1.1584
VIC | 2014 | 1.0903 | 1.2528 | 0.87036 | 1.3326 | 1.1925 | 0.8182 | 0.91435 | -0.0208 | -0.014112 | -0.0066881 | -0.0016696 | 0.0027684 | 0.0020167 | 0.0027253 | -0.019953 | 0.0035048 | -0.00073367 | -0.00093969 | -0.00027674 | -0.0048589 | -0.0033839 | -0.0071039 | 0.018569 | 0.99487 | 1.2071 | 1.1176 | 1.0491 | 1.2533 | 1.3326 | 1.0649 | 1.0178 | 1.3407 | 1.4389 | 1.2612 | -0.017199 | 0.0072302 | 0.0097099 | 0.0061826 | 0.15151 | -0.0071033 | 0.019682 | 0.0045817 | 0.023083 | 0.04159 | 0.018163 | 1.205
VIC | 2015 | 1.1214 | 1.2763 | 0.87866 | 1.3642 | 1.2108 | 0.82206 | 0.92617 | 0.0094958 | 0.028108 | -0.018612 | 0.0016983 | -6.5776e-05 | 0.0035719 | 0.001621 | 0.021282 | -0.010123 | 0.00031722 | -7.2754e-05 | -4.2724e-05 | -0.0056213 | -0.003069 | 0.023402 | 0.015262 | 1.0124 | 1.2071 | 1.1369 | 1.053 | 1.0663 | 1.3642 | 1.0561 | 1.018 | 1.3455 | 1.5132 | 1.2825 | 0.017496 | 0 | 0.017086 | 0.0036867 | -0.16156 | 0.023402 | -0.0082419 | 0.00015301 | 0.0035403 | 0.050323 | 0.016779 | 1.0666
VIC | 2016 | 1.121 | 1.2958 | 0.86513 | 1.3841 | 1.2299 | 0.80992 | 0.91147 | -0.015517 | -0.00034115 | -0.015176 | 0.00050077 | 0.00038921 | 0.0036209 | 0.0020635 | -0.0069155 | -0.0064805 | -0.00074267 | -0.00022477 | -0.00023882 | -0.0038615 | -0.0036275 | 0.014528 | 0.015655 | 1.0177 | 1.2083 | 1.1568 | 1.0579 | 1.1287 | 1.3841 | 1.0774 | 1.0191 | 1.3742 | 1.5692 | 1.3068 | 0.0052054 | 0.00096824 | 0.017424 | 0.0046931 | 0.056874 | 0.014528 | 0.019947 | 0.00105 | 0.021153 | 0.036334 | 0.018757 | 1.17
VIC | 2017 | 1.1633 | 1.2886 | 0.90275 | 1.3406 | 1.2494 | 0.86773 | 0.93107 | 0.04256 | 0.036966 | 0.0055938 | 0.00018011 | 0.0011222 | 0.003947 | 0.0036731 | 0.028044 | 0.014375 | -0.00013873 | 0.00025755 | -0.00056338 | -0.0051754 | -0.0031616 | -0.031978 | 0.015692 | 1.0197 | 1.2122 | 1.1797 | 1.0671 | 0.87389 | 1.3406 | 1.0812 | 1.018 | 1.4413 | 1.6426 | 1.3273 | 0.0019685 | 0.0031917 | 0.01955 | 0.0085763 | -0.2559 | -0.031977 | 0.0034628 | -0.0010727 | 0.047639 | 0.045707 | 0.015571 | 1.1735
VIC | 2018 | 1.138 | 1.2569 | 0.90538 | 1.2376 | 1.2715 | 0.91954 | 0.89502 | 0.0029095 | -0.021966 | 0.024876 | -0.0010187 | 0.0038829 | 0.003279 | 0.0021563 | -0.030266 | 0.035808 | 3.2557e-05 | 8.2247e-05 | -0.00050193 | -0.0056349 | -0.0049098 | -0.079949 | 0.017524 | 1.0089 | 1.2244 | 1.1979 | 1.0721 | 1.1505 | 1.2376 | 1.0791 | 1.0175 | 1.5009 | 1.7238 | 1.3558 | -0.010689 | 0.010059 | 0.015308 | 0.0047283 | 0.27501 | -0.07995 | -0.0018732 | -0.00049506 | 0.040545 | 0.048269 | 0.021246 | 1.2074
VIC | 2019 | 1.1464 | 1.2726 | 0.90084 | 1.2516 | 1.2881 | 0.9159 | 0.88996 | -0.0050188 | 0.0073515 | -0.01237 | 0.00064517 | 0.0037764 | 0.004154 | 0.0026681 | -0.0038922 | -0.0047615 | 2.8708e-05 | 0.0002641 | -0.00092098 | -0.0038596 | -0.003121 | 0.011308 | 0.013018 | 1.0157 | 1.2368 | 1.2222 | 1.0787 | 1.1901 | 1.2516 | 1.0786 | 1.0162 | 1.6242 | 1.7828 | 1.3747 | 0.006718 | 0.010035 | 0.020123 | 0.00612 | 0.033794 | 0.011307 | -0.00045166 | -0.0012279 | 0.078963 | 0.033639 | 0.013822 | 1.2258
VIC | 2020 | 1.1602 | 1.2789 | 0.90719 | 1.2369 | 1.3132 | 0.938 | 0.88348 | 0.0070207 | 0.011962 | -0.0049411 | -0.0036967 | 0.0070612 | 0.0024505 | 0.0024087 | 0.003738 | 0.0047647 | -0.00028406 | 0.00015293 | -0.0011105 | -0.0039571 | -0.0045071 | -0.011875 | 0.019277 | 0.9771 | 1.2605 | 1.2374 | 1.0848 | 1.1587 | 1.2369 | 1.0884 | 1.0156 | 1.8011 | 1.8622 | 1.4027 | -0.038728 | 0.019028 | 0.012345 | 0.0056891 | -0.026666 | -0.011875 | 0.0089626 | -0.00055876 | 0.10336 | 0.043596 | 0.020171 | 1.2553
VIC | 2021 | 1.1945 | 1.2743 | 0.9374 | 1.219 | 1.3223 | 0.97989 | 0.90335 | 0.032753 | 0.029164 | 0.0035897 | 0.00019343 | -0.00012178 | 0.0016986 | 0.001334 | 0.026059 | 0.0063214 | 9.7871e-06 | -7.7569e-05 | -0.00026761 | -0.0018138 | -0.0005825 | -0.014526 | 0.0069202 | 0.97889 | 1.2605 | 1.2483 | 1.0884 | 0.91004 | 1.219 | 1.0888 | 1.0161 | 1.8476 | 1.8994 | 1.4108 | 0.0018315 | 0 | 0.0088086 | 0.0032679 | -0.2416 | -0.014526 | 0.00038834 | 0.00046681 | 0.025473 | 0.019765 | 0.0057692 | 1.091
VIC | 2022 | 1.1819 | 1.2916 | 0.91506 | 1.2272 | 1.343 | 0.96309 | 0.88003 | -0.02412 | -0.010619 | -0.013501 | 0.0019484 | 0.00012669 | 0.0033077 | 0.002216 | -0.018218 | -0.0028084 | -0.00024723 | -0.00027327 | -0.00023347 | -0.0036013 | -0.0063371 | 0.0066738 | 0.01553 | 0.99928 | 1.2605 | 1.2678 | 1.0937 | 1.0803 | 1.2272 | 1.0959 | 1.0175 | 1.8865 | 1.9555 | 1.443 | 0.020622 | 0 | 0.015475 | 0.0048794 | 0.17154 | 0.0066733 | 0.00649 | 0.0013222 | 0.020859 | 0.029082 | 0.022544 | 1.1573
VIC | 2023 | 1.1817 | 1.3239 | 0.89264 | 1.2746 | 1.3571 | 0.92715 | 0.87078 | -0.024804 | -0.00014372 | -0.02466 | 0.00097209 | 5.2543e-05 | 0.0029124 | 0.0025033 | -0.006584 | -0.014928 | -0.00056612 | 0.0010999 | -0.0001881 | -0.0063586 | -0.0037187 | 0.037886 | 0.01042 | 1.0095 | 1.2605 | 1.2855 | 1.0999 | 1.1435 | 1.2746 | 1.1086 | 1.0118 | 1.8897 | 2.022 | 1.4668 | 0.010193 | 0 | 0.013823 | 0.0056362 | 0.056816 | 0.037886 | 0.011586 | -0.005558 | 0.0017007 | 0.033451 | 0.016411 | 1.1791
state | year | outx | inx | tfpx | opinx | kinx | opfpx | kpfpx | tfpdelta | outdelta | indelta | outdelta1 | outdelta2 | outdelta3 | outdelta4 | outdelta5 | indelta1 | indelta2 | indelta3 | indelta4 | indelta5 | indelta6 | odelta | kdelta | q1x | q2x | q3x | q4x | q5x | x1x | x2x | x3x | x4x | x5x | x6x | outgrth1 | outgrth2 | outgrth3 | outgrth4 | outgrth5 | ingrth1 | ingrth2 | ingrth3 | ingrth4 | ingrth5 | ingrth6 | mdindex
QLD | 2006 | 1 | 1 | 1 | 1 | 1 | 1 | 1 | [38 empty] | 1 | bar: q1x to x6x
QLD | 2007 | 1.138 | 1.0304 | 1.1044 | 1.0058 | 1.0485 | 1.1314 | 1.0854 | 0.099281 | 0.12924 | -0.029962 | 0.0006544 | 0.028043 | 0.0056356 | 0.0078249 | 0.087085 | -0.0022062 | -0.0018129 | -0.0013171 | -0.0026754 | -0.0072327 | -0.014717 | 0.0058174 | 0.047323 | 1.0053 | 1.0626 | 1.0191 | 1.0145 | 0.70443 | 1.0058 | 1.028 | 1.008 | 1.1412 | 1.1059 | 1.0577 | 0.0052428 | 0.060712 | 0.018898 | 0.014379 | -0.35036 | 0.0058174 | 0.027597 | 0.0079264 | 0.13206 | 0.10064 | 0.056073 | 1.0626
QLD | 2008 | 1.1282 | 1.0825 | 1.0422 | 1.0773 | 1.0847 | 1.0473 | 1.0402 | -0.057927 | -0.008576 | -0.049351 | 0.0020627 | 0.021392 | 0.0045257 | 0.0031236 | -0.03968 | -0.029235 | -0.00053752 | -0.0013083 | -0.002838 | -0.0061309 | -0.0093012 | 0.068613 | 0.03396 | 1.0253 | 1.1203 | 1.041 | 1.0215 | 0.84484 | 1.0773 | 1.0371 | 1.0158 | 1.3128 | 1.2205 | 1.0915 | 0.019784 | 0.052897 | 0.021291 | 0.0068762 | 0.18175 | 0.068613 | 0.0088086 | 0.0077559 | 0.1401 | 0.098644 | 0.031441 | 1.1203
QLD | 2009 | 1.143 | 1.0983 | 1.0407 | 1.0665 | 1.1233 | 1.0717 | 1.0175 | -0.0014198 | 0.013004 | -0.014424 | 0.0034178 | 0.012007 | 0.0046573 | 0.0049446 | -0.012023 | 0.0039399 | -0.0016175 | -0.0012508 | -0.0010145 | -0.004759 | -0.0097222 | -0.010038 | 0.035025 | 1.0592 | 1.1531 | 1.0623 | 1.032 | 0.89181 | 1.0665 | 1.0648 | 1.0253 | 1.3915 | 1.3252 | 1.1337 | 0.032513 | 0.028879 | 0.020279 | 0.010247 | 0.0541 | -0.010038 | 0.026368 | 0.0092577 | 0.0582 | 0.08231 | 0.037995 | 1.1478
QLD | 2010 | 1.1764 | 1.1145 | 1.0555 | 1.0556 | 1.1603 | 1.1144 | 1.0139 | 0.014062 | 0.02877 | -0.014707 | 0.00092024 | 0.02132 | 0.0039742 | 0.0035804 | -0.0010254 | 0.004465 | -0.00098877 | -0.001007 | -0.0014966 | -0.0046028 | -0.011077 | -0.01029 | 0.032359 | 1.0688 | 1.2143 | 1.0808 | 1.0397 | 0.89872 | 1.0556 | 1.0816 | 1.031 | 1.4892 | 1.4101 | 1.1824 | 0.008969 | 0.051646 | 0.017211 | 0.007426 | 0.0077229 | -0.01029 | 0.015639 | 0.0055444 | 0.067873 | 0.062069 | 0.042022 | 1.2143
QLD | 2011 | 1.1969 | 1.1979 | 0.9992 | 1.2083 | 1.1913 | 0.99056 | 1.0047 | -0.054798 | 0.017311 | -0.072108 | -0.0051879 | -0.00018764 | 0.0037159 | 0.0019281 | 0.017042 | -0.05692 | -0.00084467 | -0.001751 | -0.0019181 | -0.0031557 | -0.0075188 | 0.13513 | 0.026347 | 1.0169 | 1.2143 | 1.0977 | 1.0438 | 0.83584 | 1.2083 | 1.0955 | 1.0417 | 1.6186 | 1.4794 | 1.2165 | -0.049732 | 0 | 0.015504 | 0.0039582 | -0.072535 | 0.13513 | 0.012755 | 0.010414 | 0.08333 | 0.048002 | 0.028461 | 1.1531
QLD | 2012 | 1.231 | 1.2451 | 0.98871 | 1.281 | 1.2197 | 0.96098 | 1.0092 | -0.01055 | 0.02808 | -0.03863 | 0.00064935 | -0.00011994 | 0.0031025 | 0.0036087 | 0.02084 | -0.0249 | -0.001528 | -0.0013986 | -0.00040988 | -0.0030699 | -0.007324 | 0.058406 | 0.023632 | 1.0234 | 1.2143 | 1.1127 | 1.052 | 0.74597 | 1.281 | 1.1225 | 1.0514 | 1.6459 | 1.5439 | 1.2502 | 0.0063399 | 0 | 0.013604 | 0.0077803 | -0.11375 | 0.058406 | 0.024389 | 0.0092311 | 0.016734 | 0.042665 | 0.027291 | 1.1162
QLD | 2013 | 1.2338 | 1.2114 | 1.0185 | 1.1827 | 1.2311 | 1.0432 | 1.0021 | 0.029646 | 0.0022292 | 0.027417 | -0.0010076 | -0.000112 | 0.0029146 | -0.0063537 | 0.0067879 | 0.032887 | 0.0058013 | -0.0011149 | -0.0014342 | -0.0027532 | -0.0059691 | -0.079878 | 0.0092828 | 1.0131 | 1.2143 | 1.1274 | 1.0374 | 0.71049 | 1.1827 | 1.0227 | 1.0591 | 1.7464 | 1.605 | 1.2782 | -0.010113 | 0 | 0.013135 | -0.013927 | -0.048735 | -0.079878 | -0.0931 | 0.0072768 | 0.059245 | 0.038797 | 0.022203 | 1.1146
QLD | 2014 | 1.2508 | 1.2159 | 1.0287 | 1.149 | 1.2665 | 1.0886 | 0.98755 | 0.0099588 | 0.013689 | -0.0037306 | 2.1144e-05 | -8.5e-05 | 0.0029274 | 0.0021908 | 0.0086351 | 0.012152 | -0.00050222 | -0.0018474 | -0.00051387 | -0.002298 | -0.010721 | -0.028862 | 0.028347 | 1.0132 | 1.2143 | 1.1428 | 1.0424 | 0.66445 | 1.149 | 1.0299 | 1.0724 | 1.7854 | 1.6603 | 1.3318 | 0.00010955 | 0 | 0.013564 | 0.0047661 | -0.066989 | -0.028862 | 0.007031 | 0.012468 | 0.022117 | 0.033851 | 0.041025 | 1.0814
QLD | 2015 | 1.2207 | 1.275 | 0.95738 | 1.2345 | 1.3023 | 0.98878 | 0.9373 | -0.071807 | -0.024353 | -0.047454 | 0.00072777 | 3.2343e-05 | 0.0027355 | 0.0039858 | -0.031834 | -0.032017 | 0.00016206 | -0.0049049 | -0.00076631 | -0.0024797 | -0.0074477 | 0.07178 | 0.027871 | 1.0207 | 1.2143 | 1.1575 | 1.0516 | 0.82135 | 1.2345 | 1.0266 | 1.109 | 1.854 | 1.7208 | 1.3703 | 0.0073895 | 0 | 0.012817 | 0.0088445 | 0.21199 | 0.07178 | -0.0032333 | 0.033576 | 0.037691 | 0.035797 | 0.028512 | 1.1178
QLD | 2016 | 1.2327 | 1.2453 | 0.98989 | 1.1519 | 1.3195 | 1.0701 | 0.93418 | 0.033393 | 0.0097987 | 0.023595 | 0.0002122 | 8.8626e-05 | 0.0035859 | 0.00097829 | 0.0049336 | 0.030352 | -6.8158e-05 | 0.00090873 | 0.00010883 | -0.0018388 | -0.0058676 | -0.069264 | 0.013132 | 1.0229 | 1.2143 | 1.1768 | 1.0539 | 0.79577 | 1.1519 | 1.0269 | 1.103 | 1.8509 | 1.7736 | 1.402 | 0.0021497 | 0 | 0.016515 | 0.0021064 | -0.031629 | -0.069265 | 0.00031952 | -0.0054381 | -0.0016656 | 0.030245 | 0.02286 | 1.1192
QLD | 2017 | 1.278 | 1.2172 | 1.05 | 1.0742 | 1.341 | 1.1898 | 0.95306 | 0.058922 | 0.036133 | 0.022789 | -0.00056343 | -0.00011713 | 0.0031419 | 0.001696 | 0.031976 | 0.031682 | -0.0024284 | 0.0012338 | -0.00047611 | -0.0017751 | -0.0054479 | -0.069844 | 0.016125 | 1.0171 | 1.2143 | 1.1947 | 1.0579 | 0.64279 | 1.0742 | 1.0725 | 1.0927 | 1.8872 | 1.8197 | 1.4345 | -0.0057183 | 0 | 0.015098 | 0.0038467 | -0.2135 | -0.069844 | 0.04343 | -0.009376 | 0.019397 | 0.025676 | 0.022964 | 1.1665
QLD | 2018 | 1.2661 | 1.228 | 1.031 | 1.0833 | 1.3537 | 1.1687 | 0.93527 | -0.018246 | -0.0094181 | -0.0088282 | -0.00052756 | 7.2582e-05 | 0.0032044 | 2.3004e-05 | -0.012191 | -0.0037968 | -0.00014645 | -0.0029169 | 1.3875e-06 | -0.00026633 | -0.0017031 | 0.0084209 | 0.0094266 | 1.0118 | 1.2143 | 1.2123 | 1.0579 | 0.70316 | 1.0833 | 1.0754 | 1.1139 | 1.8887 | 1.8296 | 1.4455 | -0.0052452 | 0 | 0.01457 | -3.1061e-05 | 0.089772 | 0.0084211 | 0.0026979 | 0.019263 | 0.00081169 | 0.0054304 | 0.0076005 | 1.163
QLD | 2019 | 1.2489 | 1.219 | 1.0245 | 1.0641 | 1.3546 | 1.1736 | 0.92199 | -0.0063273 | -0.013658 | 0.0073304 | 0.001222 | 0.00011443 | 0.0028908 | 0.0018723 | -0.019757 | 0.0079906 | 0.00014472 | 0.0025764 | 0.00014369 | -0.001475 | -0.00205 | -0.017816 | 0.00063994 | 1.0242 | 1.2143 | 1.2276 | 1.0621 | 0.79587 | 1.0641 | 1.0726 | 1.0943 | 1.8765 | 1.8704 | 1.4573 | 0.012267 | 0 | 0.012543 | 0.0039401 | 0.12385 | -0.017816 | -0.0025963 | -0.01778 | -0.006496 | 0.02201 | 0.008108 | 1.1842
QLD | 2020 | 1.2527 | 1.229 | 1.0192 | 1.0766 | 1.3656 | 1.1636 | 0.91728 | -0.005157 | 0.0030188 | -0.0081758 | -0.00064685 | 0.001788 | 0.0023689 | 0.002293 | -0.0027844 | -0.004987 | -0.00075142 | -0.00064053 | -0.00085736 | -0.00057397 | -0.00036545 | 0.011603 | 0.0081405 | 1.0177 | 1.2197 | 1.2409 | 1.0673 | 0.8085 | 1.0766 | 1.088 | 1.0994 | 1.9604 | 1.9021 | 1.4633 | -0.0064045 | 0.0044758 | 0.010792 | 0.0049622 | 0.015747 | 0.011603 | 0.014214 | 0.0046707 | 0.043763 | 0.016822 | 0.004158 | 1.1824
QLD | 2021 | 1.2591 | 1.1737 | 1.0728 | 0.967 | 1.3808 | 1.302 | 0.91181 | 0.05121 | 0.0051009 | 0.046109 | -0.00029377 | 9.7584e-05 | 0.0025123 | 0.002849 | -6.4214e-05 | 0.051067 | -0.00014783 | -0.0013866 | 0.0002195 | -6.8832e-05 | -0.0035741 | -0.10733 | 0.011085 | 1.0148 | 1.2197 | 1.2542 | 1.0737 | 0.80825 | 0.967 | 1.0921 | 1.1109 | 1.9549 | 1.9313 | 1.4826 | -0.0028276 | 0 | 0.010687 | 0.0059524 | -0.00030348 | -0.10733 | 0.0037785 | 0.010376 | -0.0028342 | 0.015234 | 0.013064 | 1.1096
QLD | 2022 | 1.2339 | 1.1916 | 1.0356 | 0.99521 | 1.3865 | 1.2399 | 0.88996 | -0.035298 | -0.020163 | -0.015135 | 0.0013685 | 0.011467 | 0.0045291 | 0.0018663 | -0.039395 | -0.013318 | -0.00069376 | -0.0007268 | 0.00016417 | -0.0008462 | 0.00028592 | 0.028751 | 0.0040866 | 1.0285 | 1.2538 | 1.2778 | 1.0775 | 0.97395 | 0.99521 | 1.1071 | 1.1161 | 1.9425 | 1.9627 | 1.4835 | 0.013334 | 0.027607 | 0.018627 | 0.0035046 | 0.18648 | 0.028752 | 0.013653 | 0.0046663 | -0.0063649 | 0.01611 | 0.00064964 | 1.2265
QLD | 2023 | 1.278 | 1.2649 | 1.0103 | 1.1015 | 1.4083 | 1.1602 | 0.90748 | -0.024676 | 0.03507 | -0.059746 | 0.0014779 | -0.00020562 | 0.0037466 | 0.0013252 | 0.028726 | -0.048311 | -0.00017096 | -0.002069 | -0.00012512 | -0.0019308 | -0.0071397 | 0.10147 | 0.015583 | 1.0434 | 1.2538 | 1.3009 | 1.0808 | 0.85238 | 1.1015 | 1.1084 | 1.1277 | 1.9467 | 1.9999 | 1.5181 | 0.014415 | 0 | 0.017893 | 0.0030897 | -0.13333 | 0.10147 | 0.0011562 | 0.010324 | 0.0021856 | 0.018773 | 0.023018 | 1.1988
state | year | outx | inx | tfpx | opinx | kinx | opfpx | kpfpx | tfpdelta | outdelta | indelta | outdelta1 | outdelta2 | outdelta3 | outdelta4 | outdelta5 | indelta1 | indelta2 | indelta3 | indelta4 | indelta5 | indelta6 | odelta | kdelta | q1x | q2x | q3x | q4x | q5x | x1x | x2x | x3x | x4x | x5x | x6x | outgrth1 | outgrth2 | outgrth3 | outgrth4 | outgrth5 | ingrth1 | ingrth2 | ingrth3 | ingrth4 | ingrth5 | ingrth6 | mdindex
SA | 2006 | 1 | 1 | 1 | 1 | 1 | 1 | 1 | [38 empty] | 1 | bar: q1x to x6x
SA | 2007 | 0.97454 | 1.0007 | 0.97387 | 0.92882 | 1.0365 | 1.0492 | 0.94022 | -0.026477 | -0.025789 | -0.00068816 | 0.0029113 | -0.00080418 | -0.00017229 | 0.002489 | -0.030213 | 0.022679 | -0.00019523 | 2.4682e-05 | -7.84e-05 | -0.0090218 | -0.014096 | -0.07384 | 0.035852 | 1.0278 | 1 | 1.0008 | 1.0058 | 1.153 | 0.92882 | 1.009 | 1.0001 | 1.0213 | 1.0403 | 1.0517 | 0.027382 | 0 | 0.0007534 | 0.0058265 | 0.1424 | -0.07384 | 0.0089769 | 5.3697e-05 | 0.021036 | 0.039491 | 0.050361 | 0.99303
SA | 2008 | 1.0727 | 1.0507 | 1.0209 | 1.0358 | 1.0596 | 1.0356 | 1.0123 | 0.047137 | 0.095935 | -0.048799 | 0.00055784 | 0.028572 | 0.0011343 | 0.0031252 | 0.062546 | -0.032706 | -0.00019161 | 3.035e-05 | -7.6462e-05 | -0.0084114 | -0.0074438 | 0.10905 | 0.022038 | 1.0356 | 1.0704 | 1.0029 | 1.0117 | 0.83106 | 1.0358 | 1.018 | 1.0001 | 1.0425 | 1.0806 | 1.0747 | 0.0075832 | 0.068013 | 0.0021582 | 0.0057929 | -0.32746 | 0.10905 | 0.008897 | 5.3598e-05 | 0.020603 | 0.037991 | 0.02164 | 1.0704
SA | 2009 | 1.1016 | 1.1037 | 0.99816 | 1.1338 | 1.09 | 0.97165 | 1.0106 | -0.022498 | 0.026648 | -0.049146 | -0.00067993 | 0.030077 | 0.0090845 | 0.004271 | -0.016105 | -0.030422 | -0.00031584 | -9.845e-05 | -0.00024094 | -0.008986 | -0.009083 | 0.09034 | 0.02832 | 1.0285 | 1.1546 | 1.0457 | 1.0212 | 0.91202 | 1.1338 | 1.0339 | 1.001 | 1.1182 | 1.1309 | 1.1056 | -0.0068639 | 0.075738 | 0.041818 | 0.0093117 | 0.092957 | 0.09034 | 0.015446 | 0.00092404 | 0.070118 | 0.045524 | 0.028389 | 1.1546
SA | 2010 | 1.0483 | 1.1273 | 0.92991 | 1.1348 | 1.1258 | 0.92376 | 0.93113 | -0.070825 | -0.049656 | -0.021169 | 0.0023148 | 0.00019774 | 0.0031299 | 0.002992 | -0.058291 | 0.00063592 | -0.00039904 | 3.1443e-05 | 8.4806e-06 | -0.0069587 | -0.014487 | 0.0008955 | 0.032287 | 1.0501 | 1.1546 | 1.0618 | 1.028 | 1.2261 | 1.1348 | 1.0538 | 1.0012 | 1.1147 | 1.1683 | 1.1567 | 0.0208 | 0 | 0.015227 | 0.0067172 | 0.29592 | 0.00089507 | 0.019123 | 0.00021263 | -0.0031828 | 0.03256 | 0.045139 | 1.1197
SA | 2011 | 1.0726 | 1.232 | 0.87058 | 1.4137 | 1.1474 | 0.75867 | 0.93477 | -0.065928 | 0.0229 | -0.088828 | -0.002356 | -0.00016192 | 0.002553 | 6.7176e-06 | 0.022858 | -0.075267 | 0.00069326 | -8.8972e-05 | 0.00040574 | -0.004317 | -0.010255 | 0.21978 | 0.018994 | 1.0278 | 1.1546 | 1.0735 | 1.0279 | 1.1098 | 1.4137 | 1.0202 | 1.0021 | 0.9985 | 1.1927 | 1.189 | -0.021492 | 0 | 0.010933 | -0.00017058 | -0.099609 | 0.21978 | -0.032421 | 0.0008296 | -0.11008 | 0.020619 | 0.02755 | 1.1197
SA | 2012 | 1.1121 | 1.2687 | 0.87658 | 1.4613 | 1.1793 | 0.76102 | 0.94306 | 0.0068629 | 0.036226 | -0.029363 | -0.0023171 | -0.00023798 | 0.0022102 | 0.0024627 | 0.034108 | -0.011907 | -0.00026121 | 0.00058141 | -0.00046841 | -0.0039274 | -0.013381 | 0.033129 | 0.027399 | 1.0059 | 1.1546 | 1.0839 | 1.0332 | 0.9016 | 1.4613 | 1.0327 | 0.99702 | 1.1365 | 1.2175 | 1.2398 | -0.021574 | 0 | 0.0096394 | 0.0051935 | -0.2078 | 0.033129 | 0.012125 | -0.0050601 | 0.12947 | 0.02062 | 0.041883 | 1.0011
SA | 2013 | 1.0979 | 1.3091 | 0.83869 | 1.5383 | 1.1986 | 0.71372 | 0.91597 | -0.044182 | -0.012851 | -0.031331 | -7.6931e-05 | 3.2507e-05 | 0.00089877 | 0.0011986 | -0.014904 | -0.020901 | -9.5281e-05 | 1.0195e-05 | -3.0651e-05 | -0.002687 | -0.0076278 | 0.051324 | 0.016301 | 1.0049 | 1.1546 | 1.0885 | 1.036 | 0.99733 | 1.5383 | 1.0366 | 0.9975 | 1.1443 | 1.2339 | 1.269 | -0.00095339 | 0 | 0.0042709 | 0.0026728 | 0.10091 | 0.051323 | 0.0037931 | 0.00048721 | 0.0068394 | 0.013401 | 0.023235 | 1.0495
SA | 2014 | 1.0681 | 1.3195 | 0.80947 | 1.5309 | 1.2164 | 0.69772 | 0.87807 | -0.035463 | -0.027518 | -0.007945 | -0.0037045 | 5.492e-05 | 0.00099601 | 0.0010302 | -0.025895 | 0.0011003 | 4.6347e-05 | 0.0010008 | -8.2881e-05 | -0.0025896 | -0.00742 | -0.0048428 | 0.014738 | 0.96794 | 1.1546 | 1.0936 | 1.0383 | 1.172 | 1.5309 | 1.0337 | 0.98766 | 1.173 | 1.2527 | 1.2977 | -0.037471 | 0 | 0.0047078 | 0.0022774 | 0.16135 | -0.0048427 | -0.0027567 | -0.0099192 | 0.024747 | 0.015059 | 0.022371 | 1.1026
SA | 2015 | 1.1151 | 1.3473 | 0.8276 | 1.5905 | 1.2306 | 0.70106 | 0.90613 | 0.022147 | 0.043013 | -0.020866 | -0.0024326 | -0.00018117 | 0.00056565 | 0.00058843 | 0.044473 | -0.013626 | -0.00032775 | 0.0028457 | -0.00012122 | -0.0022882 | -0.0073492 | 0.038237 | 0.011557 | 0.94413 | 1.1546 | 1.0964 | 1.0397 | 0.86719 | 1.5905 | 1.0513 | 0.95872 | 1.218 | 1.2702 | 1.3247 | -0.024899 | 0 | 0.0025473 | 0.0013428 | -0.30117 | 0.038237 | 0.01689 | -0.029741 | 0.037686 | 0.013899 | 0.020652 | 0.99318
SA | 2016 | 1.1029 | 1.2683 | 0.86959 | 1.3339 | 1.2431 | 0.82684 | 0.88721 | 0.04949 | -0.010954 | 0.060445 | 7.0378e-05 | 0.00019406 | 0.001165 | 0.0031451 | -0.015529 | 0.066621 | 0.00014469 | -0.00047241 | 3.2732e-05 | -0.0037846 | -0.002097 | -0.17598 | 0.010143 | 0.94528 | 1.1546 | 1.1025 | 1.0469 | 0.97961 | 1.3339 | 1.0432 | 0.96436 | 1.2126 | 1.2987 | 1.3362 | 0.0012196 | 0 | 0.0054975 | 0.0068584 | 0.1219 | -0.17598 | -0.0078177 | 0.0058675 | -0.0044889 | 0.022179 | 0.0085738 | 1.0039
SA | 2017 | 1.0884 | 1.3466 | 0.80831 | 1.5365 | 1.2554 | 0.7084 | 0.867 | -0.073079 | -0.013217 | -0.059861 | -0.0013587 | -1.0653e-05 | 0.0048673 | 0.0008282 | -0.017543 | -0.053695 | -0.00022822 | -0.00030417 | 1.2883e-05 | -0.001988 | -0.0036591 | 0.14139 | 0.0098207 | 0.93246 | 1.1546 | 1.1277 | 1.0488 | 1.0917 | 1.5365 | 1.0582 | 0.96427 | 1.2118 | 1.318 | 1.342 | -0.013661 | 0 | 0.02263 | 0.0018337 | 0.10836 | 0.14139 | 0.014349 | -9.2875e-05 | -0.00063229 | 0.01475 | 0.004389 | 1.0629
SA | 2018 | 1.1148 | 1.3445 | 0.82918 | 1.5055 | 1.2681 | 0.74047 | 0.87913 | 0.025493 | 0.023932 | 0.0015603 | -0.00055416 | -8.1176e-05 | 0.0038125 | 0.001666 | 0.019089 | 0.0079038 | -0.00011258 | -0.00081001 | -9.0942e-05 | -0.00201 | -0.0033199 | -0.020341 | 0.010045 | 0.92691 | 1.1546 | 1.1484 | 1.0528 | 0.96686 | 1.5055 | 1.0658 | 0.97391 | 1.2581 | 1.3349 | 1.3551 | -0.0059654 | 0 | 0.018162 | 0.0038142 | -0.12145 | -0.020341 | 0.0071131 | 0.0099438 | 0.037485 | 0.01276 | 0.0097196 | 1.0081
SA | 2019 | 1.0966 | 1.3662 | 0.80267 | 1.5448 | 1.2808 | 0.70989 | 0.85618 | -0.032492 | -0.016432 | -0.01606 | -0.0010338 | 4.6581e-05 | 0.0028611 | -2.6964e-05 | -0.018279 | -0.0098727 | 6.5295e-05 | -0.00066084 | -1.1318e-05 | -0.0045853 | -0.00099532 | 0.025733 | 0.010021 | 0.91752 | 1.1546 | 1.1635 | 1.0527 | 1.0888 | 1.5448 | 1.0615 | 0.98113 | 1.2651 | 1.3739 | 1.3598 | -0.010186 | 0 | 0.013108 | -0.00014557 | 0.1188 | 0.025733 | -0.0040372 | 0.007386 | 0.0055503 | 0.028793 | 0.0034202 | 1.1275
SA | 2020 | 1.128 | 1.3202 | 0.8544 | 1.3767 | 1.2992 | 0.81933 | 0.86824 | 0.062463 | 0.028204 | 0.034259 | -0.0019134 | -0.00010685 | 0.0017884 | 0.00050097 | 0.027935 | 0.04378 | -5.6723e-05 | -0.0012245 | -4.2337e-05 | -0.0040035 | -0.0041943 | -0.11517 | 0.014219 | 0.89914 | 1.1546 | 1.1743 | 1.0541 | 0.90026 | 1.3767 | 1.0654 | 0.99421 | 1.2914 | 1.4083 | 1.3746 | -0.020232 | 0 | 0.0092328 | 0.0013205 | -0.19018 | -0.11517 | 0.0036986 | 0.013244 | 0.020571 | 0.02473 | 0.010821 | 1.0658
SA | 2021 | 1.1194 | 1.3568 | 0.82504 | 1.4037 | 1.3441 | 0.79748 | 0.83283 | -0.034977 | -0.0076646 | -0.027312 | -0.0018617 | 1.9212e-05 | 0.0014736 | 0.00097737 | -0.008273 | -0.0078191 | -8.4337e-05 | 0.00025399 | 7.353e-06 | -0.016317 | -0.0033535 | 0.019372 | 0.033973 | 0.88239 | 1.1546 | 1.1823 | 1.0563 | 0.95584 | 1.4037 | 1.0727 | 0.99172 | 1.2943 | 1.5733 | 1.3895 | -0.018802 | 0 | 0.0067973 | 0.002145 | 0.059907 | 0.019372 | 0.0067838 | -0.0024992 | 0.0022502 | 0.11077 | 0.010826 | 0.96663
SA | 2022 | 1.1121 | 1.402 | 0.79326 | 1.4994 | 1.3602 | 0.74174 | 0.8176 | -0.039274 | -0.0065014 | -0.032772 | 0.00103 | 6.388e-05 | 0.0019459 | 0.0020655 | -0.011607 | -0.02623 | -0.00022917 | 0.00011638 | -3.9655e-05 | -0.0016904 | -0.004699 | 0.065952 | 0.01195 | 0.89227 | 1.1546 | 1.1925 | 1.061 | 1.0347 | 1.4994 | 1.0901 | 0.9904 | 1.3198 | 1.5986 | 1.4101 | 0.011133 | 0 | 0.0085296 | 0.0044317 | 0.079297 | 0.065953 | 0.016087 | -0.0013373 | 0.019547 | 0.015979 | 0.014661 | 0.91499
SA | 2023 | 1.1056 | 1.4965 | 0.73877 | 1.7441 | 1.3739 | 0.63392 | 0.80473 | -0.071165 | -0.0058847 | -0.06528 | 0.00028115 | 6.8176e-05 | 0.0019801 | 0.0016272 | -0.0098414 | -0.058793 | -3.047e-05 | 0.00020989 | -3.8796e-05 | -0.0031568 | -0.003471 | 0.15119 | 0.0099758 | 0.89539 | 1.1546 | 1.2026 | 1.0646 | 1.0975 | 1.7441 | 1.0888 | 0.9881 | 1.3315 | 1.6324 | 1.4238 | 0.0034847 | 0 | 0.0085034 | 0.0033829 | 0.05893 | 0.15119 | -0.0011599 | -0.0023193 | 0.0087579 | 0.020947 | 0.0096938 | 1.0267
state | year | outx | inx | tfpx | opinx | kinx | opfpx | kpfpx | tfpdelta | outdelta | indelta | outdelta1 | outdelta2 | outdelta3 | outdelta4 | outdelta5 | indelta1 | indelta2 | indelta3 | indelta4 | indelta5 | indelta6 | odelta | kdelta | q1x | q2x | q3x | q4x | q5x | x1x | x2x | x3x | x4x | x5x | x6x | outgrth1 | outgrth2 | outgrth3 | outgrth4 | outgrth5 | ingrth1 | ingrth2 | ingrth3 | ingrth4 | ingrth5 | ingrth6 | mdindex
TAS | 2006 | 1 | 1 | 1 | 1 | 1 | 1 | 1 | [38 empty] | 1 | bar: q1x to x6x
TAS | 2007 | 0.97676 | 1.0075 | 0.96954 | 0.99813 | 1.0132 | 0.97859 | 0.96402 | -0.030938 | -0.023515 | -0.0074226 | -0.00071468 | 0.031134 | 0.0038052 | -0.00046906 | -0.05727 | 0.00018555 | -3.8369e-07 | -9.8522e-05 | 3.5115e-06 | -0.00042804 | -0.0070847 | -0.0018682 | 0.013133 | 0.9929 | 1.08 | 1.0193 | 1 | 1.3359 | 0.99813 | 1 | 1 | 1 | 1.0003 | 1.0372 | -0.0071282 | 0.076926 | 0.019134 | 9.3927e-06 | 0.28962 | -0.0018686 | 0 | 0 | 0 | 0.0002582 | 0.036524 | 1.08
TAS | 2008 | 0.97802 | 1.0241 | 0.95496 | 1.0079 | 1.0341 | 0.97031 | 0.94572 | -0.015151 | 0.0012875 | -0.016439 | 0.00054052 | 0.0021164 | 0.0046702 | 0.00043914 | -0.0064788 | -0.0038187 | -3.4681e-07 | 0.00027959 | 6.0653e-05 | 0.00020469 | -0.013164 | 0.009778 | 0.020444 | 0.99829 | 1.0856 | 1.039 | 1 | 1.3775 | 1.0079 | 1 | 1 | 1 | 1.0003 | 1.0878 | 0.0054134 | 0.0052129 | 0.019151 | 0 | 0.030645 | 0.0097784 | 0 | 0 | 0 | 0 | 0.047598 | 1.0856
TAS | 2009 | 0.9518 | 1.0813 | 0.88025 | 1.1235 | 1.055 | 0.84719 | 0.90216 | -0.081466 | -0.027173 | -0.054292 | 0.0033975 | 3.6322e-05 | 0.0040426 | 0.00089729 | -0.035547 | -0.041303 | -3.0027e-05 | 0.00079129 | -0.0013323 | 0.00062606 | -0.013045 | 0.10852 | 0.019985 | 1.0309 | 1.0856 | 1.0591 | 1.0027 | 1.6128 | 1.1235 | 1.0067 | 0.99905 | 1.4522 | 1.003 | 1.1326 | 0.032128 | 0 | 0.019168 | 0.0027168 | 0.15769 | 0.10852 | 0.0066801 | -0.00094957 | 0.37308 | 0.0027416 | 0.040427 | 1.0668
TAS | 2010 | 0.95749 | 1.1823 | 0.80986 | 1.3334 | 1.0883 | 0.71809 | 0.8798 | -0.083337 | 0.0059597 | -0.089296 | -0.00098186 | -2.2516e-05 | 0.0044329 | 0.0082654 | -0.0057343 | -0.069281 | 3.3689e-06 | -0.0054409 | -6.3092e-05 | -0.0052135 | -0.0093014 | 0.17129 | 0.031063 | 1.0217 | 1.0856 | 1.0796 | 1.0199 | 1.6767 | 1.3334 | 1.0067 | 1.0185 | 1.4589 | 1.044 | 1.1817 | -0.0089416 | 0 | 0.019184 | 0.016966 | 0.038889 | 0.17129 | 0 | 0.019232 | 0.0046189 | 0.040083 | 0.042412 | 1.0452
TAS | 2011 | 1.0393 | 1.183 | 0.87853 | 1.2872 | 1.1218 | 0.80743 | 0.9265 | 0.081386 | 0.082024 | -0.00063779 | -0.0023657 | -6.2655e-05 | 0.0044081 | 0.008703 | 0.071341 | 0.016691 | -1.4954e-08 | -0.0023056 | -0.00051655 | -0.0043855 | -0.010121 | -0.035242 | 0.030297 | 0.99913 | 1.0856 | 1.1006 | 1.0385 | 1.1589 | 1.2872 | 1.0067 | 1.0285 | 1.6942 | 1.0873 | 1.2395 | -0.022339 | 0 | 0.0192 | 0.018114 | -0.36934 | -0.035242 | 0 | 0.0098125 | 0.14953 | 0.040622 | 0.047782 | 1.0179
TAS | 2012 | 1.0162 | 1.2467 | 0.81514 | 1.4337 | 1.1393 | 0.70879 | 0.89198 | -0.074895 | -0.022485 | -0.05241 | -0.002915 | 8.6082e-06 | 0.0019819 | 0.00404 | -0.025601 | -0.042815 | 1.3259e-06 | -0.0018257 | -9.3031e-05 | -0.001571 | -0.0061063 | 0.10781 | 0.015488 | 0.97063 | 1.0856 | 1.1107 | 1.0477 | 1.3463 | 1.4337 | 1.0067 | 1.0355 | 1.7413 | 1.1017 | 1.2733 | -0.028947 | 0 | 0.0091657 | 0.0088138 | 0.14987 | 0.10781 | 0 | 0.0067672 | 0.027399 | 0.013187 | 0.026888 | 0.98024
TAS | 2013 | 1.0425 | 1.1319 | 0.92106 | 1.109 | 1.1456 | 0.94009 | 0.91001 | 0.12217 | 0.025554 | 0.09662 | -0.0016116 | -2.8447e-05 | 0.0011546 | 0.002316 | 0.023723 | 0.09995 | -9.1607e-07 | -0.00080057 | 1.4445e-05 | -0.00074519 | -0.0017984 | -0.25686 | 0.0055455 | 0.95482 | 1.0856 | 1.1166 | 1.0531 | 1.1589 | 1.109 | 1.0067 | 1.039 | 1.7346 | 1.1089 | 1.2834 | -0.016422 | 0 | 0.0052879 | 0.005108 | -0.14991 | -0.25686 | 0 | 0.0033655 | -0.0038685 | 0.0064349 | 0.0078524 | 0.96143
TAS | 2014 | 0.99152 | 1.1482 | 0.86356 | 1.1261 | 1.1628 | 0.8805 | 0.85271 | -0.064468 | -0.050166 | -0.014303 | -0.0033361 | 3.0916e-05 | 0.00068343 | 0.0033293 | -0.050873 | -0.0052397 | 1.3847e-06 | -0.0014531 | -0.00030731 | -0.0025532 | -0.0047507 | 0.015317 | 0.014869 | 0.92426 | 1.0856 | 1.1201 | 1.0606 | 1.5685 | 1.1261 | 1.0064 | 1.0445 | 1.9118 | 1.1344 | 1.3107 | -0.032521 | 0 | 0.0031465 | 0.0071378 | 0.30267 | 0.015316 | -0.00034689 | 0.0053399 | 0.097302 | 0.022778 | 0.021077 | 0.98999
TAS | 2015 | 1.0427 | 1.0764 | 0.9687 | 0.92416 | 1.1731 | 1.1283 | 0.88889 | 0.1149 | 0.050345 | 0.064551 | 0.0018771 | -3.155e-05 | 0.0017491 | 0.0025865 | 0.044164 | 0.070506 | -2.4101e-06 | -0.0012604 | -2.9819e-05 | -0.00089261 | -0.0037695 | -0.19761 | 0.0087859 | 0.94089 | 1.0856 | 1.1293 | 1.0669 | 1.2085 | 0.92416 | 1.0064 | 1.0497 | 1.9178 | 1.1424 | 1.3295 | 0.017832 | 0 | 0.0081908 | 0.00591 | -0.26072 | -0.19761 | 8.026e-05 | 0.0048987 | 0.0031409 | 0.0070678 | 0.014221 | 0.98236
TAS | 2016 | 1.0354 | 1.1122 | 0.93096 | 1.0099 | 1.1806 | 1.0252 | 0.87702 | -0.039739 | -0.0070247 | -0.032715 | 0.0013543 | 2.4694e-06 | 0.001716 | 0.0010496 | -0.011147 | -0.029168 | 9.3945e-06 | -0.0017514 | -0.00013322 | -0.00064503 | -0.0010267 | 0.088762 | 0.0064245 | 0.95384 | 1.0856 | 1.1384 | 1.0694 | 1.2971 | 1.0099 | 1.0045 | 1.0565 | 2.0205 | 1.1508 | 1.3371 | 0.013666 | 0 | 0.0079735 | 0.0022881 | 0.070724 | 0.088762 | -0.0018914 | 0.0065014 | 0.052153 | 0.0072916 | 0.005736 | 1.0113
TAS | 2017 | 1.0509 | 1.2535 | 0.83838 | 1.3368 | 1.196 | 0.78611 | 0.87865 | -0.10474 | 0.014822 | -0.11956 | -0.0011747 | -8.1736e-06 | 0.00172 | 0.00083461 | 0.01345 | -0.11319 | 4.056e-06 | -0.0027731 | 3.7586e-07 | -0.00024161 | -0.0033582 | 0.28039 | 0.012963 | 0.94247 | 1.0856 | 1.1477 | 1.0714 | 1.1877 | 1.3368 | 1.0039 | 1.0684 | 2.0477 | 1.1558 | 1.3644 | -0.011991 | 0 | 0.0081208 | 0.0019351 | -0.088131 | 0.28039 | -0.00067094 | 0.01122 | 0.013382 | 0.0043637 | 0.02021 | 1.0012
TAS | 2018 | 1.0315 | 1.2416 | 0.83084 | 1.2906 | 1.2068 | 0.79924 | 0.85476 | -0.0090447 | -0.018583 | 0.0095378 | 0.0022914 | 4.8811e-05 | 0.00036389 | 0.0011236 | -0.02241 | 0.014474 | 1.6805e-05 | -0.0048075 | 4.1423e-05 | -0.0019671 | 0.0017806 | -0.035144 | 0.0089777 | 0.96502 | 1.0856 | 1.1488 | 1.0734 | 1.3694 | 1.2906 | 0.99938 | 1.0874 | 2.0081 | 1.1763 | 1.3609 | 0.02364 | 0 | 0.00098856 | 0.0018569 | 0.14236 | -0.035145 | -0.0044744 | 0.01757 | -0.019553 | 0.01754 | -0.0025524 | 1.0016
TAS | 2019 | 1.0333 | 1.208 | 0.85542 | 1.183 | 1.225 | 0.87346 | 0.84356 | 0.029166 | 0.001753 | 0.027413 | 0.00065044 | 5.6678e-06 | 0.0019278 | 0.0019709 | -0.0028017 | 0.037819 | 1.9972e-05 | -0.0021998 | 1.4217e-05 | -0.0012831 | -0.0069578 | -0.087053 | 0.014949 | 0.97125 | 1.0856 | 1.1588 | 1.0779 | 1.3896 | 1.183 | 0.99435 | 1.0969 | 2.0109 | 1.1922 | 1.3891 | 0.0064383 | 0 | 0.0086794 | 0.0041659 | 0.014671 | -0.087053 | -0.0050426 | 0.0087346 | 0.0014031 | 0.013454 | 0.020517 | 0.96558
TAS | 2020 | 1.0454 | 1.2431 | 0.84092 | 1.2545 | 1.2357 | 0.83328 | 0.84599 | -0.017097 | 0.011588 | -0.028685 | 0.0018778 | -4.0131e-06 | 0.0026165 | 0.00097522 | 0.0061227 | -0.024796 | -6.5664e-06 | -0.00055311 | -9.7242e-05 | -0.00045891 | -0.0027735 | 0.058684 | 0.0087115 | 0.98931 | 1.0856 | 1.1728 | 1.0802 | 1.3451 | 1.2545 | 0.99591 | 1.0995 | 2.1017 | 1.2014 | 1.4142 | 0.018428 | 0 | 0.011989 | 0.0021602 | -0.032603 | 0.058684 | 0.001568 | 0.0023183 | 0.044152 | 0.0076848 | 0.017902 | 1.0154
TAS | 2021 | 1.0298 | 1.27 | 0.81082 | 1.3072 | 1.2425 | 0.78775 | 0.82881 | -0.036451 | -0.015055 | -0.021396 | 0.0018864 | 1.6156e-05 | 0.0028634 | -0.0051084 | -0.014712 | -0.020399 | 6.5955e-05 | -0.00024047 | 7.9393e-05 | 0.00072205 | -0.0016242 | 0.041141 | 0.0054558 | 1.0076 | 1.0856 | 1.1876 | 1.0682 | 1.4506 | 1.3072 | 0.97733 | 1.1025 | 2.0703 | 1.199 | 1.4332 | 0.018348 | 0 | 0.012532 | -0.011168 | 0.07551 | 0.04114 | -0.018835 | 0.0027255 | -0.015063 | -0.0020511 | 0.01335 | 1.0316
TAS | 2022 | 1.0045 | 1.2696 | 0.79119 | 1.2945 | 1.2513 | 0.77594 | 0.80271 | -0.024515 | -0.024874 | 0.0003586 | 0.0022697 | 1.975e-05 | 0.0026817 | -0.0022539 | -0.027591 | 0.004189 | 2.0714e-06 | 0.00057033 | 0.000302 | -0.0022719 | -0.0024329 | -0.009778 | 0.0071244 | 1.0297 | 1.0856 | 1.2012 | 1.063 | 1.65 | 1.2945 | 0.97683 | 1.0997 | 1.845 | 1.2289 | 1.4533 | 0.021672 | 0 | 0.011383 | -0.0049629 | 0.1288 | -0.0097777 | -0.00050522 | -0.0024618 | -0.1152 | 0.024631 | 0.013902 | 1.01
TAS | 2023 | 1.0389 | 1.2384 | 0.83888 | 1.1993 | 1.2674 | 0.86621 | 0.81968 | 0.058529 | 0.033679 | 0.02485 | 0.0010879 | -1.0118e-05 | 0.0023264 | 0.0034058 | 0.026869 | 0.035158 | 1.6987e-05 | -0.0025774 | -2.2305e-05 | -0.0029083 | -0.004817 | -0.07637 | 0.012767 | 1.0409 | 1.0856 | 1.2142 | 1.0708 | 1.4528 | 1.1993 | 0.97454 | 1.1068 | 1.8438 | 1.2519 | 1.4839 | 0.010782 | 0 | 0.010824 | 0.0073162 | -0.12723 | -0.07637 | -0.002352 | 0.0064017 | -0.00064502 | 0.018596 | 0.020851 | 1.0473

## 6.Stata-pooled
dnsp | year | outx | inx | tfpx | opinx | kinx | opfpx | kpfpx | tfpdelta | outdelta | indelta | outdelta1 | outdelta2 | outdelta3 | outdelta4 | outdelta5 | indelta1 | indelta2 | indelta3 | indelta4 | indelta5 | indelta6 | odelta | kdelta | q1x | q2x | q3x | q4x | q5x | x1x | x2x | x3x | x4x | x5x | x6x
1.ACT: Evoenergy | 2006 | 1 | 1 | 1 | 1 | 1 | 1 | 1 | bar: q1x to x6x
1.ACT: Evoenergy | 2007 | 0.98805 | 1.0078 | 0.98039 | 1.0068 | 1.0105 | 0.98142 | 0.97781 | -0.019801 | -0.012023 | 0.0077783 | 0.0015381 | -0.0023939 | 0.00098579 | -0.0019755 | -0.010177 | -0.0070109 | 0.00035502 | 0.0012914 | 6.0226e-05 | 0.0045971 | 0.0084856 | 0.0067368 | 0.010417 | 1.0227 | 1 | 1.012 | 1.0049 | 1.2809 | 1.0068 | 1 | 0.9963 | 1 | 1.0157 | 1.0231
1.ACT: Evoenergy | 2008 | 1.0282 | 1.0358 | 0.99266 | 1.0699 | 1.0136 | 0.96108 | 1.0144 | 0.012432 | 0.039873 | 0.027441 | 0.0020322 | 0.0050092 | 0.0056249 | 0.0076081 | 0.019599 | 0.02175 | 0.0003685 | -0.0034419 | 4.1493e-05 | 0.0013506 | 0.0073722 | 0.060809 | 0.0031053 | 1.0323 | 1 | 1.0255 | 1.0028 | 0.7501 | 1.0699 | 1 | 0.99089 | 1 | 1.0176 | 1.0443
1.ACT: Evoenergy | 2009 | 1.0271 | 1.0483 | 0.97974 | 1.0739 | 1.0299 | 0.95639 | 0.99732 | -0.013095 | -0.0011099 | 0.011985 | 0.00064268 | -0.00082571 | 0.0028315 | 0.0056661 | -0.0094245 | 0.017956 | 2.4613e-05 | -0.010391 | -1.0241e-05 | 0.0029971 | 0.0014085 | 0.0037823 | 0.015904 | 1.0416 | 1 | 1.0426 | 1.0196 | 0.89068 | 1.0739 | 1 | 0.98807 | 1 | 1.0546 | 1.0727
1.ACT: Evoenergy | 2010 | 1.0468 | 1.1238 | 0.93145 | 1.2397 | 1.0455 | 0.8444 | 1.0012 | -0.050552 | 0.019004 | 0.069556 | 0.0011203 | 0.0015907 | 0.0055946 | 0.0097883 | 0.00090987 | 0.034407 | 0.00071083 | 0.0079647 | 9.9196e-05 | 0.010207 | 0.016166 | 0.14354 | 0.015094 | 1.0501 | 1 | 1.0672 | 1.0369 | 0.78671 | 1.2397 | 1 | 0.98871 | 1 | 1.0951 | 1.0909
1.ACT: Evoenergy | 2011 | 1.0117 | 1.1906 | 0.84975 | 1.3787 | 1.0671 | 0.73379 | 0.9481 | -0.091795 | -0.034106 | 0.057689 | -0.00042837 | -0.0037879 | 0.0027286 | 0.0016753 | -0.034294 | 0.051011 | -0.00062964 | 0.0022664 | 4.8683e-05 | 0.0064201 | -0.0014276 | 0.10629 | 0.02041 | 1.055 | 1 | 1.0934 | 1.0566 | 1.4901 | 1.3787 | 1 | 0.99089 | 1 | 1.1327 | 1.1203
1.ACT: Evoenergy | 2012 | 1.0922 | 1.2377 | 0.88246 | 1.4793 | 1.0821 | 0.73832 | 1.0094 | 0.037773 | 0.076568 | 0.038795 | 9.7876e-05 | 0.042389 | 0.0066972 | 0.011868 | 0.015516 | 0.029711 | 0.0035834 | 0.001534 | 6.2951e-05 | 0.0073308 | -0.0034273 | 0.07042 | 0.013947 | 1.0482 | 1.1136 | 1.1209 | 1.0736 | 1.0408 | 1.4793 | 1.1162 | 0.97717 | 1 | 1.1739 | 1.1276
1.ACT: Evoenergy | 2013 | 1.1112 | 1.2908 | 0.86084 | 1.5797 | 1.0975 | 0.70341 | 1.0125 | -0.024812 | 0.017222 | 0.042033 | 0.00063916 | 0.00092728 | 0.0051977 | 0.0078002 | 0.0026574 | 0.01086 | 0.00024557 | 0.011605 | 0.00010068 | 0.0093774 | 0.0098452 | 0.06566 | 0.014128 | 1.0528 | 1.1136 | 1.1472 | 1.0893 | 0.94071 | 1.5797 | 1.1162 | 0.97096 | 1 | 1.2148 | 1.1499
1.ACT: Evoenergy | 2014 | 1.1206 | 1.3923 | 0.80483 | 1.7556 | 1.137 | 0.63828 | 0.98556 | -0.067275 | 0.0084058 | 0.075681 | -0.0023203 | 0.00030191 | 0.0018107 | 0.0056994 | 0.0029142 | 0.034353 | 0.00051942 | 0.01203 | 0.011525 | 0.0087114 | 0.0085421 | 0.10557 | 0.035373 | 1.0259 | 1.1136 | 1.1566 | 1.1027 | 0.88584 | 1.7556 | 1.1165 | 0.96046 | 3.8573 | 1.2588 | 1.1828
1.ACT: Evoenergy | 2015 | 1.1397 | 1.3636 | 0.83578 | 1.6906 | 1.144 | 0.67416 | 0.99627 | 0.037734 | 0.01693 | -0.020805 | 0.00027596 | 0.01353 | 0.0021556 | 0.0053206 | -0.0043529 | -0.003148 | -0.00014116 | -0.007217 | 3.5854e-05 | 0.003451 | -0.013785 | -0.037754 | 0.0061194 | 1.0355 | 1.1628 | 1.177 | 1.1274 | 1.1053 | 1.6906 | 1.1161 | 0.93621 | 3.8715 | 1.3022 | 1.1997
1.ACT: Evoenergy | 2016 | 1.1447 | 1.1009 | 1.0398 | 1.0234 | 1.153 | 1.1185 | 0.99274 | 0.21837 | 0.004337 | -0.21404 | 0.00019428 | -0.0017645 | 0.0023709 | 0.00048757 | 0.0030487 | -0.16545 | -0.00051455 | -0.019798 | -7.2921e-05 | -0.0036552 | -0.024544 | -0.50194 | 0.0078863 | 1.0427 | 1.1628 | 1.1971 | 1.1371 | 1.2004 | 1.0234 | 1.1214 | 0.94688 | 3.8587 | 1.3145 | 1.2104
1.ACT: Evoenergy | 2017 | 1.1417 | 1.139 | 1.0024 | 1.1101 | 1.1597 | 1.0285 | 0.98451 | -0.036566 | -0.0025388 | 0.034027 | 0.0010385 | -0.00072176 | 0.0065786 | 0.00041956 | -0.0098538 | 0.015555 | -0.0010189 | 0.005488 | 0.00012385 | 0.0027143 | 0.011165 | 0.081349 | 0.0057875 | 1.0565 | 1.1628 | 1.2393 | 1.1417 | 1.3986 | 1.1101 | 1.0833 | 0.96063 | 3.9083 | 1.3296 | 1.2166
1.ACT: Evoenergy | 2018 | 1.2137 | 1.2414 | 0.97765 | 1.3398 | 1.1727 | 0.9059 | 1.035 | -0.025027 | 0.061093 | 0.08612 | -0.0016563 | 0.039013 | 0.0070543 | 0.0065273 | 0.010154 | 0.056633 | 0.00023049 | 0.01018 | 5.7264e-05 | 0.0035044 | 0.015515 | 0.18802 | 0.011112 | 1.034 | 1.2883 | 1.2785 | 1.1527 | 1.147 | 1.3398 | 1.0843 | 0.96698 | 3.9239 | 1.3449 | 1.2314
1.ACT: Evoenergy | 2019 | 1.2147 | 1.2339 | 0.98443 | 1.2906 | 1.195 | 0.94114 | 1.0165 | 0.0069122 | 0.00080343 | -0.0061088 | 0.00086892 | -0.00086408 | 0.0051367 | 0.0023251 | -0.0066632 | -0.014271 | -0.00015157 | -0.0033135 | -1.5347e-05 | 0.0012826 | 0.01036 | -0.037362 | 0.018858 | 1.0464 | 1.2883 | 1.3148 | 1.1636 | 1.3127 | 1.2906 | 1.0843 | 0.9684 | 3.9239 | 1.3651 | 1.2723
1.ACT: Evoenergy | 2020 | 1.2332 | 1.2204 | 1.0105 | 1.2291 | 1.2184 | 1.0034 | 1.0121 | 0.026147 | 0.015175 | -0.010973 | -0.0010344 | -4.9556e-05 | 0.003986 | 0.01343 | -0.0011577 | -0.023055 | 0.0029036 | 0.0057769 | 5.5588e-05 | 0.0049566 | -0.0016104 | -0.048834 | 0.019431 | 1.0351 | 1.2883 | 1.3413 | 1.201 | 1.334 | 1.2291 | 1.1741 | 0.97174 | 3.974 | 1.4075 | 1.2904
1.ACT: Evoenergy | 2021 | 1.2529 | 1.195 | 1.0484 | 1.162 | 1.2301 | 1.0783 | 1.0185 | 0.036857 | 0.015859 | -0.020998 | -0.00019942 | 0.014231 | 0.0049292 | 0.005204 | -0.0083063 | -0.033663 | 0.00089456 | 0.0055951 | 9.7522e-06 | 0.0040433 | 0.0021228 | -0.056157 | 0.0095582 | 1.0336 | 1.34 | 1.3753 | 1.2171 | 1.4849 | 1.162 | 1.1976 | 0.97283 | 3.969 | 1.4385 | 1.3057
1.ACT: Evoenergy | 2022 | 1.2539 | 1.2318 | 1.0179 | 1.2266 | 1.245 | 1.0222 | 1.0072 | -0.029557 | 0.00077066 | 0.030327 | 0.00036555 | 0.0076122 | 0.0018678 | -0.0049682 | -0.0041067 | 0.018762 | 0.0024585 | 0.0035967 | -5.0891e-05 | 0.00189 | 0.0036713 | 0.054152 | 0.012 | 1.0507 | 1.3823 | 1.4041 | 1.2252 | 1.9383 | 1.2266 | 1.2865 | 0.97729 | 3.969 | 1.4558 | 1.3168
1.ACT: Evoenergy | 2023 | 1.3661 | 1.2141 | 1.1252 | 1.1644 | 1.2532 | 1.1732 | 1.0901 | 0.10022 | 0.085705 | -0.014516 | 0.0027494 | 0.062465 | 0.0043301 | 0.0020482 | 0.014113 | 0.0090311 | 0.00022748 | -0.011655 | -1.8459e-05 | -0.0013806 | -0.01072 | -0.052036 | 0.0065691 | 1.0808 | 1.6338 | 1.4331 | 1.2295 | 1.6655 | 1.1644 | 1.3029 | 0.9763 | 3.9694 | 1.4685 | 1.3174
2.AGD: Ausgrid | 2006 | 8.4196 | 8.5842 | 0.98083 | 9.3265 | 8.0741 | 0.90276 | 1.0428 | -0.13733 | 1.8186 | 1.9559 | 0.22326 | 0.67738 | 0.40414 | 0.82722 | -0.31341 | 0.89434 | 0.057746 | 0.23752 | 0.13194 | 0.16145 | 0.47293 | 2.0806 | 1.863 | bar: q1x to x6x
2.AGD: Ausgrid | 2007 | 8.4707 | 8.1378 | 1.0409 | 7.9219 | 8.2424 | 1.0693 | 1.0277 | 0.059448 | 0.0060495 | -0.053398 | 0.00083713 | -0.00066986 | 0.0017659 | 0.0013582 | 0.0027582 | -0.087008 | -0.0002444 | -0.00041629 | 0.0039204 | 0.0071993 | 0.02315 | -0.16322 | 0.020634 | 1.0107 | 1 | 1.01 | 1.0034 | 0.99267 | 0.8494 | 0.94844 | 0.99794 | 0.99733 | 1.0306 | 1.0451
2.AGD: Ausgrid | 2008 | 8.4331 | 9.5185 | 0.88597 | 11.2373 | 8.3943 | 0.75046 | 1.0046 | -0.16116 | -0.0044449 | 0.15672 | 0.0010279 | 0.012825 | 0.0028131 | 0.0045824 | -0.025693 | 0.17886 | -0.00284 | 0.0006981 | -0.013586 | -0.005484 | -0.00093105 | 0.3496 | 0.018259 | 1.0144 | 1.0279 | 1.0182 | 1.0124 | 1.1357 | 1.2049 | 0.94887 | 0.9985 | 0.98821 | 1.0518 | 1.0877
2.AGD: Ausgrid | 2009 | 8.381 | 9.2308 | 0.90794 | 10.177 | 8.5617 | 0.82353 | 0.97889 | 0.024493 | -0.0061998 | -0.030693 | 0.00092313 | 0.0071206 | 0.0023134 | 0.0031166 | -0.019674 | -0.084188 | 0.0037645 | -0.00047465 | 0.0033918 | 0.013422 | 0.033392 | -0.09911 | 0.01975 | 1.0195 | 1.043 | 1.0258 | 1.0186 | 1.2559 | 1.0912 | 0.96104 | 0.99916 | 0.96119 | 1.0783 | 1.1401
2.AGD: Ausgrid | 2010 | 8.8229 | 9.8196 | 0.8985 | 11.5837 | 8.6787 | 0.76167 | 1.0166 | -0.010445 | 0.051387 | 0.061833 | -0.0038482 | -0.011013 | -0.0040716 | 0.00019891 | 0.070122 | 0.077793 | -0.0080274 | -0.00048778 | -0.0097931 | -0.0024368 | 0.0047842 | 0.12947 | 0.013573 | 1.0137 | 1.043 | 1.0328 | 1.0259 | 0.93722 | 1.242 | 0.97392 | 0.99575 | 0.99079 | 1.0999 | 1.1925
2.AGD: Ausgrid | 2011 | 8.8438 | 9.7669 | 0.90548 | 11.1058 | 8.8708 | 0.79632 | 0.99695 | 0.0077379 | 0.002359 | -0.0053788 | -0.0001179 | 0.009918 | 0.001144 | 0.0055684 | -0.014154 | -0.055537 | 0.0033528 | -0.00082064 | 0.014661 | 0.0077845 | 0.02518 | -0.042132 | 0.021894 | 1.0149 | 1.0729 | 1.0404 | 1.0395 | 1.0684 | 1.1908 | 0.99524 | 0.99375 | 1.0085 | 1.1323 | 1.213
2.AGD: Ausgrid | 2012 | 8.9851 | 10.3511 | 0.86804 | 12.2301 | 9.1691 | 0.73467 | 0.97993 | -0.042235 | 0.015854 | 0.058089 | -0.0052629 | -0.0047336 | -0.00068446 | 0.0024568 | 0.024078 | 0.032103 | -1.9582e-05 | -0.00027949 | 0.0041064 | 0.0039378 | 0.018241 | 0.096436 | 0.033078 | 0.97425 | 1.0729 | 1.0488 | 1.0486 | 0.95573 | 1.3113 | 1.0036 | 0.98908 | 1.0258 | 1.1688 | 1.2651
2.AGD: Ausgrid | 2013 | 9.0754 | 9.6748 | 0.93804 | 9.6569 | 9.4728 | 0.93978 | 0.95805 | 0.077562 | 0.01 | -0.067561 | -0.011561 | -0.0050494 | -0.00083647 | 0.0020631 | 0.025384 | -0.10985 | 0.00021404 | -0.00053975 | 0.013698 | 0.003999 | 0.024917 | -0.23623 | 0.032582 | 0.87443 | 1.0729 | 1.0575 | 1.0573 | 0.822 | 1.0354 | 1.0153 | 0.98555 | 1.0541 | 1.2005 | 1.3094
2.AGD: Ausgrid | 2014 | 8.9812 | 10.2034 | 0.88022 | 10.7288 | 9.7377 | 0.83711 | 0.92231 | -0.063626 | -0.010431 | 0.053196 | -0.0025954 | 0.0014287 | 0.0027071 | 0.0036485 | -0.01562 | 0.066006 | -0.004477 | 0.002385 | -0.00085704 | -0.0015645 | -0.0082966 | 0.10526 | 0.027585 | 0.84738 | 1.0729 | 1.0679 | 1.0653 | 0.93936 | 1.1504 | 0.97436 | 1.0039 | 1.1069 | 1.2313 | 1.3493
2.AGD: Ausgrid | 2015 | 9.0613 | 10.9646 | 0.82641 | 12.6103 | 9.87 | 0.71856 | 0.91806 | -0.063075 | 0.0088716 | 0.071947 | 0.00039039 | -8.9511e-06 | 0.0022483 | 0.00053931 | 0.0057026 | 0.07494 | 0.0036374 | 0.0011616 | 0.0012608 | 0.0012246 | -0.010277 | 0.16158 | 0.013493 | 0.85092 | 1.0729 | 1.0798 | 1.0666 | 0.88627 | 1.3521 | 1.0158 | 1.0154 | 1.0204 | 1.2436 | 1.3679
2.AGD: Ausgrid | 2016 | 9.0219 | 10.5483 | 0.8553 | 11.2239 | 10.0076 | 0.80381 | 0.90151 | 0.034354 | -0.0043499 | -0.038704 | 0.0011693 | 0.0049028 | 0.0048002 | 0.0028869 | -0.018109 | -0.046889 | -0.0011994 | 0.0018557 | 0.0020727 | -0.00064706 | 0.0061028 | -0.11647 | 0.013843 | 0.85051 | 1.0729 | 1.0919 | 1.07 | 0.95403 | 1.2034 | 0.99926 | 1.0317 | 1.0743 | 1.2573 | 1.384
2.AGD: Ausgrid | 2017 | 9.0114 | 10.0736 | 0.89456 | 9.9438 | 10.0051 | 0.90624 | 0.90068 | 0.04488 | -0.0011654 | -0.046045 | 0.00029453 | 0.00042067 | 0.0024792 | 0.0021142 | -0.006474 | -0.059959 | 0.0016761 | 0.0021449 | 0.0043886 | 0.011223 | -0.0055192 | -0.1211 | -0.00024622 | 0.85221 | 1.0729 | 1.1039 | 1.0749 | 1.0021 | 1.0662 | 1.023 | 1.0462 | 1.0983 | 1.2762 | 1.3243
2.AGD: Ausgrid | 2018 | 9.16 | 9.5817 | 0.956 | 8.5387 | 10.0839 | 1.0728 | 0.90838 | 0.066427 | 0.016357 | -0.05007 | -0.0013732 | -0.0013004 | 0.0017584 | 0.0017133 | 0.015559 | -0.070164 | 0.00045008 | -0.00086556 | 0.0097945 | 0.0097171 | 0.00099769 | -0.15233 | 0.0078418 | 0.84285 | 1.0729 | 1.1171 | 1.0801 | 0.89368 | 0.91554 | 0.98331 | 1.0411 | 1.0587 | 1.2916 | 1.3397
2.AGD: Ausgrid | 2019 | 9.1144 | 9.487 | 0.96073 | 8.0948 | 10.2103 | 1.126 | 0.89267 | 0.0049388 | -0.0049948 | -0.0099336 | 0.00042896 | 0.0011806 | 0.0028756 | 0.0020452 | -0.011525 | -0.025723 | 0.00053787 | 0.0063624 | 0.0029506 | 0.0056202 | 0.00031872 | -0.05339 | 0.012456 | 0.84408 | 1.0729 | 1.1294 | 1.0843 | 0.96919 | 0.86794 | 0.98299 | 1.1038 | 1.0295 | 1.3075 | 1.3385
2.AGD: Ausgrid | 2020 | 8.8743 | 9.0332 | 0.98241 | 7.1545 | 10.2369 | 1.2404 | 0.86689 | 0.02231 | -0.026702 | -0.049012 | -0.00030933 | 0.006417 | 0.0053148 | 0.0051293 | -0.043253 | -0.040695 | 0.00056154 | -0.0068104 | 0.0031868 | 0.0085978 | -0.013853 | -0.12348 | 0.0026042 | 0.82782 | 1.0729 | 1.1396 | 1.0917 | 1.2075 | 0.76712 | 0.96634 | 1.0394 | 1.0809 | 1.327 | 1.3538
2.AGD: Ausgrid | 2021 | 9.1952 | 8.7714 | 1.0483 | 6.7303 | 10.3225 | 1.3662 | 0.89079 | 0.064937 | 0.035526 | -0.029411 | -0.0031458 | -0.0053779 | -0.0014821 | 0.00014958 | 0.045382 | -0.012761 | -0.00239 | 0.0016786 | -0.0091517 | -0.0088668 | 0.0020804 | -0.06113 | 0.0083221 | 0.81198 | 1.0729 | 1.1475 | 1.0966 | 0.93219 | 0.72163 | 0.96721 | 1.0496 | 1.0676 | 1.3394 | 1.3608
2.AGD: Ausgrid | 2022 | 9.1489 | 8.4018 | 1.0889 | 5.9088 | 10.2421 | 1.5484 | 0.89326 | 0.038007 | -0.0050434 | -0.04305 | -0.0006458 | 0.00096741 | 0.0015549 | 0.0026862 | -0.0096061 | -0.061348 | 0.00025823 | 0.0068156 | 0.0043168 | 0.0055412 | 0.0013663 | -0.13018 | -0.0078124 | 0.80461 | 1.0729 | 1.1532 | 1.1025 | 0.99349 | 0.63355 | 0.9515 | 1.1195 | 1.073 | 1.3515 | 1.3111
2.AGD: Ausgrid | 2023 | 9.4304 | 8.8183 | 1.0694 | 6.5172 | 10.1723 | 1.447 | 0.92706 | -0.018083 | 0.030297 | 0.04838 | 0.00093104 | -0.0015578 | 0.00026419 | 0.0016278 | 0.029032 | 0.02316 | 0.0024678 | 0.0006392 | 0.0045116 | 0.013622 | 0.0039791 | 0.098005 | -0.006844 | 0.8156 | 1.0729 | 1.1594 | 1.108 | 0.79458 | 0.69878 | 0.96065 | 1.1294 | 1.0183 | 1.3621 | 1.3113
3.CIT: CitiPower | 2006 | 1.4562 | 1.0121 | 1.4388 | 0.9586 | 1.0056 | 1.5191 | 1.4481 | 0.29671 | -1.8681 | -2.1648 | -0.13421 | -0.60038 | -0.36889 | -1.0207 | 0.25605 | -0.68337 | -0.10484 | -0.32212 | -0.17079 | -0.40883 | -0.47485 | -1.9167 | -2.3141 | bar: q1x to x6x
3.CIT: CitiPower | 2007 | 1.5087 | 1.024 | 1.4733 | 0.9887 | 1.0157 | 1.5259 | 1.4853 | 0.023689 | 0.035379 | 0.01169 | 0.0016996 | 0.010556 | 0.0036915 | 0.015013 | 0.004419 | -0.0080819 | -5.4319e-05 | -0.003495 | 0.001748 | 0.0034173 | 0.018156 | 0.030916 | 0.01006 | 1.0175 | 1.028 | 1.0169 | 1.0314 | 0.90093 | 1.0314 | 1.0138 | 1.0138 | 1.0553 | 1.0536 | 1.0136
3.CIT: CitiPower | 2008 | 1.5597 | 1.016 | 1.5351 | 0.96425 | 1.017 | 1.6175 | 1.5336 | 0.041096 | 0.033248 | -0.0078479 | 0.00044682 | 0.01722 | 0.0026571 | -0.0010574 | 0.013981 | -0.006085 | -0.0015354 | -0.013434 | 0.00087301 | -0.005055 | 0.017388 | -0.025046 | 0.0012321 | 1.0209 | 1.0755 | 1.0277 | 1.0214 | 0.69003 | 1.0059 | 0.96999 | 0.96999 | 1.0906 | 1.089 | 1.0516
3.CIT: CitiPower | 2009 | 1.5199 | 1.0767 | 1.4116 | 1.1382 | 1.0184 | 1.3353 | 1.4925 | -0.083885 | -0.025805 | 0.05808 | -0.00045583 | 0.0078922 | 0.00032855 | -0.0057164 | -0.027853 | 0.039566 | 4.8316e-05 | 0.00078882 | 0.00082847 | 0.0057022 | 0.011146 | 0.16588 | 0.0013595 | 1.0203 | 1.1043 | 1.0373 | 1.0299 | 1.2426 | 1.1874 | 0.96954 | 0.96954 | 1.1108 | 1.11 | 1.0648
3.CIT: CitiPower | 2010 | 1.5285 | 1.107 | 1.3807 | 1.1955 | 1.035 | 1.2786 | 1.4768 | -0.02213 | 0.0056217 | 0.027752 | 0.0017014 | -0.00013047 | 0.0026494 | 0.0024453 | -0.001044 | 0.010027 | 3.0976e-05 | 0.0010497 | 0.00084921 | 0.0069698 | 0.0088251 | 0.049062 | 0.016208 | 1.0393 | 1.1043 | 1.0515 | 1.0374 | 1.2768 | 1.2471 | 0.96657 | 0.96657 | 1.1315 | 1.134 | 1.1
3.CIT: CitiPower | 2011 | 1.5927 | 1.1236 | 1.4175 | 1.1583 | 1.0758 | 1.3751 | 1.4805 | 0.026289 | 0.041156 | 0.014866 | -0.0014419 | 0.00069207 | 0.0033442 | 0.022366 | 0.016195 | 0.0053797 | 0.00014894 | -0.0017516 | -0.001707 | 0.013173 | -0.00037618 | -0.031618 | 0.038655 | 1.0218 | 1.1043 | 1.066 | 1.0841 | 0.97912 | 1.2083 | 0.9848 | 0.98295 | 1.0918 | 1.2245 | 1.1171
3.CIT: CitiPower | 2012 | 1.5669 | 1.2211 | 1.2832 | 1.3972 | 1.0993 | 1.1215 | 1.4254 | -0.099517 | -0.016325 | 0.083192 | -0.00047461 | -0.00073627 | 0.0020889 | -0.0017891 | -0.015414 | 0.045656 | 0.00069545 | 0.010457 | 0.0091463 | 0.012243 | 0.0049946 | 0.18753 | 0.021568 | 1.0184 | 1.1043 | 1.0803 | 1.0889 | 1.2733 | 1.4575 | 0.9848 | 0.98664 | 1.3529 | 1.2218 | 1.1346
3.CIT: CitiPower | 2013 | 1.5801 | 1.2176 | 1.2977 | 1.3626 | 1.116 | 1.1596 | 1.4158 | 0.011208 | 0.0083763 | -0.0028321 | -0.001465 | 0.00064346 | 0.0031033 | 0.0075665 | -0.0014719 | -0.024867 | 0.0004316 | 0.0062486 | 0.00054963 | 0.011092 | 0.003713 | -0.025065 | 0.015118 | 1.0011 | 1.1043 | 1.0941 | 1.1001 | 1.1914 | 1.4214 | 0.9848 | 0.98689 | 1.3766 | 1.2403 | 1.1537
3.CIT: CitiPower | 2014 | 1.5693 | 1.2488 | 1.2566 | 1.4328 | 1.1247 | 1.0952 | 1.3952 | -0.032144 | -0.0068775 | 0.025267 | -0.0011704 | -0.00079665 | 0.0013608 | 0.0091266 | -0.015398 | 0.013256 | 0.00092382 | -0.0035818 | 0.0027401 | 0.0035825 | 0.0083459 | 0.050267 | 0.007783 | 0.9907 | 1.1043 | 1.1049 | 1.1341 | 1.542 | 1.4947 | 1.0279 | 0.95347 | 1.4796 | 1.2601 | 1.1837
3.CIT: CitiPower | 2015 | 1.604 | 1.2395 | 1.2941 | 1.3799 | 1.14 | 1.1624 | 1.407 | 0.029369 | 0.021911 | -0.0074578 | 0.00073459 | 0.0014119 | 0.0023329 | 0.0091886 | 0.0082428 | -0.0073996 | 4.6917e-05 | -9.8582e-05 | 0.00071725 | 0.0018784 | -0.0026022 | -0.037614 | 0.013509 | 0.99484 | 1.1043 | 1.1117 | 1.1402 | 1.1861 | 1.4395 | 1.0309 | 0.95451 | 1.5073 | 1.273 | 1.189
3.CIT: CitiPower | 2016 | 1.6216 | 1.2533 | 1.2938 | 1.3833 | 1.1614 | 1.1723 | 1.3963 | -0.00019346 | 0.010864 | 0.011058 | -0.001045 | 0.00012988 | 0.0050537 | 0.0039961 | 0.0027296 | -0.0034492 | 0.00034603 | 0.0037883 | 0.0028585 | 0.0074584 | 5.5672e-05 | 0.0024204 | 0.018524 | 0.98343 | 1.1043 | 1.1393 | 1.1492 | 1.1289 | 1.443 | 1.0312 | 0.94348 | 1.6424 | 1.2821 | 1.2046
3.CIT: CitiPower | 2017 | 1.6591 | 1.2596 | 1.3172 | 1.3491 | 1.1849 | 1.2298 | 1.4003 | 0.017889 | 0.022915 | 0.0050253 | 0.0007599 | 0.0077423 | 0.0023051 | 0.0028908 | 0.0092164 | 0.008473 | -3.7856e-05 | 0.0015106 | -5.8343e-05 | 0.0019564 | -0.0068185 | -0.025043 | 0.020033 | 0.99035 | 1.1266 | 1.1506 | 1.1513 | 0.94941 | 1.4073 | 1.0283 | 0.95385 | 1.641 | 1.2921 | 1.2094
3.CIT: CitiPower | 2018 | 1.6523 | 1.2086 | 1.3671 | 1.2187 | 1.1767 | 1.3558 | 1.4041 | 0.037215 | -0.0041517 | -0.041367 | -0.001603 | 0.011714 | 0.0015837 | -0.0035692 | -0.012277 | -0.028089 | -0.00024033 | -0.0037705 | 0.0007121 | -0.0066799 | -0.0032988 | -0.10166 | -0.0068701 | 0.97469 | 1.1645 | 1.1617 | 1.1479 | 1.1755 | 1.2713 | 1.0195 | 0.92867 | 1.67 | 1.2566 | 1.2122
3.CIT: CitiPower | 2019 | 1.6729 | 1.253 | 1.3351 | 1.334 | 1.1824 | 1.2541 | 1.4149 | -0.023703 | 0.01243 | 0.036133 | -5.753e-05 | 0.00040088 | 0.0016953 | 0.004216 | 0.0061755 | 0.025648 | 0.00016973 | 0.0024689 | -0.00022053 | 0.003259 | 0.0048077 | 0.090406 | 0.0047639 | 0.97289 | 1.1645 | 1.1696 | 1.1533 | 1.0234 | 1.3916 | 1.0194 | 0.92803 | 1.67 | 1.2579 | 1.2289
3.CIT: CitiPower | 2020 | 1.6311 | 1.2403 | 1.3151 | 1.2863 | 1.1959 | 1.268 | 1.3638 | -0.015125 | -0.025354 | -0.01023 | -0.010881 | 0.0030397 | 0.00055732 | -0.00090255 | -0.017168 | -0.023614 | 0.00039808 | 0.0031913 | 0.0031483 | 0.0038951 | 0.0027509 | -0.036404 | 0.011413 | 0.86678 | 1.1753 | 1.1746 | 1.1563 | 1.3244 | 1.3418 | 1.0205 | 0.90705 | 1.8585 | 1.2392 | 1.2507
3.CIT: CitiPower | 2021 | 1.6618 | 1.1865 | 1.4005 | 1.1636 | 1.1911 | 1.4282 | 1.3951 | 0.062973 | 0.018665 | -0.044308 | -0.00087784 | 0.00031609 | 0.00048417 | 0.0030342 | 0.015709 | -0.0428 | -0.0001271 | -0.0014046 | 0.00049647 | 0.0010887 | -0.0015612 | -0.10025 | -0.0040301 | 0.85757 | 1.1753 | 1.1759 | 1.1597 | 1.0481 | 1.2138 | 1.0194 | 0.9086 | 1.875 | 1.2588 | 1.2337
3.CIT: CitiPower | 2022 | 1.6818 | 1.1951 | 1.4072 | 1.2012 | 1.1794 | 1.4 | 1.426 | 0.0047481 | 0.011952 | 0.0072038 | 0.0024675 | 0.00047368 | 0.001223 | 0.0022401 | 0.0055477 | 0.01305 | -0.00024206 | -0.0032933 | 0.0004886 | -0.0087912 | 0.0059915 | 0.031844 | -0.0099206 | 0.879 | 1.1753 | 1.1808 | 1.1586 | 0.89696 | 1.2531 | 1.0205 | 0.91425 | 1.875 | 1.2333 | 1.2496
3.CIT: CitiPower | 2023 | 1.6946 | 1.2408 | 1.3657 | 1.2775 | 1.1886 | 1.3266 | 1.4258 | -0.029913 | 0.0076276 | 0.037541 | 0.0029071 | -4.8476e-05 | 0.00075634 | 0.0012798 | 0.0027328 | 0.052619 | -0.00048427 | -0.0074398 | 0.0014435 | -0.0072788 | -0.0013183 | 0.061536 | 0.0077922 | 0.90713 | 1.1753 | 1.1855 | 1.1628 | 0.87599 | 1.3326 | 1.0205 | 0.91276 | 1.9021 | 1.2428 | 1.261
4.END: Endeavour Energy | 2006 | 5.751 | 4.0746 | 1.4114 | 4.4931 | 3.8061 | 1.28 | 1.511 | 0.032906 | 1.2219 | 1.189 | 0.11175 | 0.34178 | 0.18264 | 0.82895 | -0.24322 | 0.49635 | 0.093631 | 0.31765 | 0.010676 | 0.12247 | 0.14823 | 1.2577 | 1.1638 | bar: q1x to x6x
4.END: Endeavour Energy | 2007 | 5.8299 | 4.3155 | 1.3509 | 4.785 | 4.0061 | 1.2184 | 1.4552 | -0.043807 | 0.013618 | 0.057425 | 0.0014925 | -0.00049705 | 0.0024014 | 0.0055394 | 0.004682 | 0.02956 | 2.1372e-05 | 0.00032364 | 0.00071721 | 0.012167 | 0.014636 | 0.062943 | 0.051212 | 1.0167 | 1 | 1.012 | 1.0123 | 0.97835 | 1.065 | 1.0089 | 1.0012 | 1.099 | 1.0837 | 1.0613
4.END: Endeavour Energy | 2008 | 5.8373 | 4.8123 | 1.213 | 5.8048 | 4.1644 | 1.0056 | 1.4017 | -0.10771 | 0.0012678 | 0.10897 | 0.0034343 | -0.00028104 | 0.0023759 | 0.0063922 | -0.010654 | 0.090461 | -0.00015742 | 0.00051814 | 0.00055335 | 0.011191 | 0.0064091 | 0.19319 | 0.038738 | 1.0533 | 1 | 1.0237 | 1.0267 | 1.0484 | 1.2919 | 1.0274 | 1.0034 | 1.1643 | 1.173 | 1.0994
4.END: Endeavour Energy | 2009 | 6.03 | 4.6541 | 1.2956 | 5.2542 | 4.2756 | 1.1476 | 1.4103 | 0.065916 | 0.032485 | -0.033431 | -0.0044256 | 0.02074 | 0.0015518 | 0.003505 | 0.011114 | -0.056183 | 0.0034263 | -0.00081328 | 0.0012077 | 0.0066988 | 0.012233 | -0.099648 | 0.026356 | 1.0134 | 1.0596 | 1.0342 | 1.0354 | 1.003 | 1.1694 | 1.0319 | 1.0029 | 1.2508 | 1.2352 | 1.1306
4.END: Endeavour Energy | 2010 | 6.2112 | 4.6795 | 1.3273 | 5.1153 | 4.4027 | 1.2142 | 1.4108 | 0.024165 | 0.029613 | 0.005448 | -0.0012924 | -0.0041474 | 0.00039577 | 0.0024836 | 0.032173 | -0.014405 | -0.00012467 | -0.00036787 | 7.7724e-05 | 0.0077612 | 0.012507 | -0.026789 | 0.029292 | 1.0125 | 1.0596 | 1.043 | 1.0427 | 0.83397 | 1.1385 | 1.0348 | 1.0023 | 1.2592 | 1.3067 | 1.1674
4.END: Endeavour Energy | 2011 | 6.3575 | 4.7939 | 1.3262 | 5.2892 | 4.4819 | 1.202 | 1.4185 | -0.00086309 | 0.023282 | 0.024145 | 5.8776e-05 | 0.013126 | 0.0015926 | 0.0043303 | 0.0041737 | 0.013287 | -0.00053517 | -0.00011097 | -0.0011694 | 0.0095008 | 0.003173 | 0.033431 | 0.017831 | 1.0177 | 1.1014 | 1.0536 | 1.0537 | 0.81593 | 1.1772 | 1.0349 | 1.0021 | 1.3285 | 1.3953 | 1.1873
4.END: Endeavour Energy | 2012 | 6.2109 | 5.0499 | 1.2299 | 5.7865 | 4.5911 | 1.0734 | 1.3528 | -0.075361 | -0.023331 | 0.052031 | -0.0054722 | 0.00065833 | 0.0022206 | 0.0051908 | -0.025928 | 0.040086 | -0.0034116 | 0.00052915 | -0.00079409 | 0.0091593 | 0.0064617 | 0.089849 | 0.024083 | 0.95986 | 1.1014 | 1.0638 | 1.0659 | 0.99952 | 1.2879 | 1.0475 | 1.0016 | 1.5818 | 1.4817 | 1.22
4.END: Endeavour Energy | 2013 | 6.1483 | 4.8707 | 1.2623 | 5.0381 | 4.7581 | 1.2204 | 1.2922 | 0.026006 | -0.010132 | -0.036138 | -0.0028372 | 0.00068794 | 0.0038161 | 0.0059898 | -0.017789 | -0.057143 | 0.00025681 | -0.00062025 | 0.0012679 | 0.0081555 | 0.011946 | -0.1385 | 0.035726 | 0.9305 | 1.1014 | 1.0822 | 1.0801 | 1.1367 | 1.1213 | 1.0685 | 0.99871 | 1.7539 | 1.5736 | 1.2723
4.END: Endeavour Energy | 2014 | 6.3633 | 5.3105 | 1.1983 | 5.8477 | 4.9366 | 1.0882 | 1.289 | -0.05208 | 0.034371 | 0.086451 | -0.0027408 | -0.002271 | 0.0037976 | 0.0052274 | 0.030358 | 0.077638 | -0.0010532 | -0.00028726 | -0.00014444 | 0.0037027 | 0.0065946 | 0.14902 | 0.036833 | 0.90934 | 1.1014 | 1.1065 | 1.0944 | 0.92042 | 1.3015 | 1.0484 | 0.99227 | 1.9428 | 1.6543 | 1.3407
4.END: Endeavour Energy | 2015 | 6.3556 | 5.3642 | 1.1848 | 5.8079 | 5.0585 | 1.0943 | 1.2564 | -0.011279 | -0.001212 | 0.010067 | 0.0033869 | 0.0017799 | 0.0041381 | 0.0067756 | -0.017292 | -0.0056127 | 0.0024592 | -0.0010319 | 0.0066076 | 0.0095175 | -0.0018728 | -0.0068378 | 0.024377 | 0.93786 | 1.1014 | 1.1251 | 1.1102 | 1.0347 | 1.2926 | 1.0721 | 0.97789 | 1.9996 | 1.7339 | 1.3478
4.END: Endeavour Energy | 2016 | 6.4616 | 5.5155 | 1.1715 | 6.0195 | 5.1583 | 1.0734 | 1.2527 | -0.011274 | 0.01654 | 0.027815 | 0.0035054 | 0.0017885 | 0.0034276 | 0.0061727 | 0.0016461 | 0.024885 | 0.00016161 | -0.00040739 | -0.0011305 | 0.0042194 | 8.6688e-05 | 0.0358 | 0.01954 | 0.96797 | 1.1014 | 1.1398 | 1.1244 | 0.99534 | 1.3397 | 1.0687 | 0.97169 | 2.0162 | 1.8101 | 1.3778
4.END: Endeavour Energy | 2017 | 6.756 | 5.2961 | 1.2757 | 5.4197 | 5.2191 | 1.2466 | 1.2945 | 0.08515 | 0.044551 | -0.040599 | -0.00016018 | 0.013982 | 0.0024854 | 0.0056022 | 0.022642 | -0.053371 | 0.001671 | -0.0010525 | 7.2797e-05 | 0.0078796 | 0.0042013 | -0.10496 | 0.011719 | 0.9721 | 1.1495 | 1.1585 | 1.1406 | 0.85676 | 1.2062 | 1.069 | 0.97175 | 2.1406 | 1.8918 | 1.399
4.END: Endeavour Energy | 2018 | 6.8445 | 5.2912 | 1.2936 | 5.0817 | 5.4776 | 1.3469 | 1.2496 | 0.013945 | 0.013021 | -0.00092424 | -0.00038369 | 0.00025559 | 0.0045661 | 0.0065777 | 0.002005 | -0.030917 | 0.0054157 | 0.00036268 | 0.014056 | 0.0028781 | 0.007281 | -0.064401 | 0.048343 | 0.96763 | 1.1495 | 1.1836 | 1.1576 | 0.8414 | 1.131 | 1.0287 | 0.97206 | 2.1676 | 1.978 | 1.4284
4.END: Endeavour Energy | 2019 | 6.8388 | 5.3857 | 1.2698 | 5.1978 | 5.5533 | 1.3157 | 1.2315 | -0.018528 | -0.00082938 | 0.017698 | 0.00096147 | 0.001134 | 0.0049935 | 0.0090309 | -0.016949 | 0.0098739 | -0.00042598 | -0.00063691 | 7.7162e-05 | 0.0059649 | 0.0028452 | 0.022593 | 0.01373 | 0.97458 | 1.1495 | 1.2096 | 1.1804 | 0.95079 | 1.1568 | 1.0307 | 0.96988 | 2.2655 | 2.0746 | 1.4467
4.END: Endeavour Energy | 2020 | 6.774 | 5.1397 | 1.318 | 4.5412 | 5.6524 | 1.4917 | 1.1984 | 0.037216 | -0.0095257 | -0.046742 | -0.00086947 | 0.0024653 | 0.0054367 | 0.0060325 | -0.022591 | -0.060862 | 0.005943 | -0.00097558 | 0.0011441 | 0.0037804 | 0.0042281 | -0.13505 | 0.017691 | 0.96019 | 1.1495 | 1.235 | 1.194 | 1.0869 | 1.0107 | 1.0238 | 0.96377 | 2.274 | 2.1433 | 1.4681
4.END: Endeavour Energy | 2021 | 7.0682 | 5.2364 | 1.3498 | 4.6928 | 5.7764 | 1.5062 | 1.2236 | 0.02387 | 0.042508 | 0.018638 | 0.00029895 | -0.0038417 | 0.0018828 | 0.0032488 | 0.040919 | 0.021543 | -0.0023001 | 0.00090595 | 0.00054151 | 0.0014308 | -0.0034833 | 0.032844 | 0.021697 | 0.97214 | 1.1495 | 1.2564 | 1.207 | 0.83357 | 1.0444 | 0.98995 | 0.9639 | 2.2958 | 2.2388 | 1.4926
4.END: Endeavour Energy | 2022 | 6.816 | 5.2238 | 1.3048 | 4.6569 | 5.7817 | 1.4636 | 1.1789 | -0.033917 | -0.036329 | -0.0024111 | 0.0013782 | 0.0059387 | 0.0057939 | 0.0078976 | -0.057337 | -0.0038938 | -0.0026612 | 5.0571e-05 | -0.0003635 | 0.0028423 | 0.0016145 | -0.0076809 | 0.00090657 | 0.97182 | 1.1495 | 1.2747 | 1.2217 | 1.1766 | 1.0365 | 0.98838 | 0.96372 | 2.4312 | 2.3221 | 1.4713
4.END: Endeavour Energy | 2023 | 7.0303 | 5.3161 | 1.3224 | 4.7053 | 5.8102 | 1.4941 | 1.21 | 0.013436 | 0.030958 | 0.017521 | 0.00036817 | -0.0026468 | 0.0020384 | 0.0032066 | 0.027991 | -0.0049293 | -0.002513 | -0.0016222 | -0.0026171 | 0.0074248 | 0.021778 | 0.010346 | 0.0049217 | 0.98178 | 1.1495 | 1.2947 | 1.2337 | 1.0084 | 1.0472 | 0.98756 | 0.96308 | 2.4276 | 2.3831 | 1.5232
5.ENX: Energex | 2006 | 6.9904 | 5.4697 | 1.278 | 5.2786 | 5.5844 | 1.3243 | 1.2518 | -0.034168 | -0.0056991 | 0.028469 | 0.022752 | -0.0010626 | 0.026151 | 0.075849 | -0.12939 | 0.035354 | -0.018732 | 0.07945 | 0.017296 | -0.081725 | -0.0031742 | 0.11496 | -0.039642 | bar: q1x to x6x
5.ENX: Energex | 2007 | 7.8573 | 6.0136 | 1.3066 | 6.0841 | 5.9646 | 1.2915 | 1.3173 | 0.022105 | 0.11692 | 0.094812 | -0.0023185 | 0.026204 | -0.00065659 | 0.0031405 | 0.090548 | 0.06486 | 0.00075205 | -0.0013405 | 0.0022315 | 0.011081 | 0.017227 | 0.14201 | 0.065876 | 1.0043 | 1.0929 | 1.0198 | 1.0212 | 0.70167 | 1.1526 | 1.0397 | 1.0065 | 1.1481 | 1.1012 | 1.0743
5.ENX: Energex | 2008 | 7.9069 | 6.3272 | 1.2497 | 6.4649 | 6.232 | 1.2231 | 1.2688 | -0.044539 | 0.0062905 | 0.05083 | 0.0025803 | 0.016352 | 0.0055597 | 0.0089986 | -0.0272 | 0.026091 | -0.00015884 | -0.00018761 | 0.0062685 | 0.0089243 | 0.0098925 | 0.060715 | 0.043852 | 1.026 | 1.1352 | 1.0427 | 1.0392 | 0.81597 | 1.2247 | 1.0387 | 1.0104 | 1.3317 | 1.1878 | 1.1204
5.ENX: Energex | 2009 | 8.2947 | 6.5601 | 1.2644 | 6.6354 | 6.4968 | 1.2501 | 1.2767 | 0.011732 | 0.047875 | 0.036142 | 0.0026682 | 0.014108 | 0.0018665 | 0.0058307 | 0.023401 | 0.0046886 | 0.0017364 | 0.0012743 | 0.0063254 | 0.0097322 | 0.012386 | 0.026032 | 0.041618 | 1.0667 | 1.1898 | 1.0622 | 1.0593 | 0.75209 | 1.257 | 1.0621 | 1.0142 | 1.4156 | 1.276 | 1.1775
5.ENX: Energex | 2010 | 8.5733 | 6.6582 | 1.2876 | 6.5236 | 6.7377 | 1.3142 | 1.2724 | 0.018196 | 0.033038 | 0.014842 | 0.00043389 | 0.018428 | 0.002465 | 0.0050753 | 0.0066355 | -0.0049174 | 0.0010495 | 0.00011392 | 0.0043565 | 0.0058804 | 0.0083591 | -0.016997 | 0.036405 | 1.0764 | 1.2538 | 1.0788 | 1.0741 | 0.73765 | 1.2358 | 1.0878 | 1.0169 | 1.5033 | 1.3481 | 1.2166
5.ENX: Energex | 2011 | 8.718 | 7.0628 | 1.2344 | 7.1909 | 6.9529 | 1.2124 | 1.2539 | -0.042262 | 0.01674 | 0.059002 | -0.0039045 | -0.0024056 | 0.0018443 | 0.0041146 | 0.017091 | 0.032907 | 0.0025973 | 0.00057791 | 0.0074515 | 0.0062299 | 0.0092384 | 0.097399 | 0.03144 | 1.0405 | 1.2538 | 1.0945 | 1.0882 | 0.67243 | 1.3623 | 1.1101 | 1.0196 | 1.6353 | 1.4085 | 1.2534
5.ENX: Energex | 2012 | 8.9442 | 7.3817 | 1.2117 | 7.7579 | 7.1188 | 1.1529 | 1.2564 | -0.018541 | 0.025613 | 0.044154 | -0.0021613 | -0.0041801 | 0.00060948 | 0.0020268 | 0.029318 | 0.034073 | 0.0021847 | 0.00015406 | 0.0013591 | 0.0042907 | 0.0020918 | 0.075888 | 0.023578 | 1.0287 | 1.2538 | 1.1087 | 1.1004 | 0.5549 | 1.4697 | 1.155 | 1.0225 | 1.6613 | 1.4608 | 1.2839
5.ENX: Energex | 2013 | 8.9292 | 7.6715 | 1.164 | 8.2668 | 7.2734 | 1.0801 | 1.2277 | -0.040184 | -0.001673 | 0.038511 | -0.00089482 | -0.00078689 | 0.0020064 | 0.0031382 | -0.0051358 | 0.049493 | -0.0017601 | -0.0013145 | -0.0042347 | 0.00020872 | -0.0038818 | 0.063535 | 0.021481 | 1.0212 | 1.2538 | 1.1218 | 1.1098 | 0.58883 | 1.5661 | 1.1579 | 1.0241 | 1.7753 | 1.5072 | 1.3115
5.ENX: Energex | 2014 | 8.9113 | 7.5038 | 1.1876 | 7.7094 | 7.3755 | 1.1559 | 1.2082 | 0.020099 | -0.0020054 | -0.022104 | -0.0012293 | -0.00099784 | 0.0019954 | 0.0019223 | -0.0036959 | -0.026719 | -8.5699e-05 | 0.00079236 | 0.00098279 | 0.003573 | -0.0006474 | -0.069799 | 0.013945 | 1.0107 | 1.2538 | 1.1357 | 1.1166 | 0.62037 | 1.4605 | 1.1799 | 1.0243 | 1.816 | 1.5517 | 1.335
5.ENX: Energex | 2015 | 8.8036 | 7.7735 | 1.1325 | 8.149 | 7.5238 | 1.0803 | 1.1701 | -0.047477 | -0.012159 | 0.035317 | 0.0015403 | 0.00046029 | 0.003287 | 0.0041853 | -0.021632 | 0.023508 | -0.0023029 | -0.00093323 | -0.0050027 | 0.002669 | 0.017379 | 0.055448 | 0.019909 | 1.026 | 1.2538 | 1.1527 | 1.1266 | 0.75933 | 1.5438 | 1.1649 | 1.0256 | 1.8925 | 1.5843 | 1.3933
5.ENX: Energex | 2016 | 8.9887 | 7.4711 | 1.2031 | 7.3279 | 7.6288 | 1.2266 | 1.1783 | 0.060488 | 0.020801 | -0.039687 | 0.00014668 | 0.00087046 | 0.0039925 | 0.0058456 | 0.0099458 | -0.036955 | 0.0014267 | -0.00038323 | 0.00089024 | 0.0046079 | -0.0092734 | -0.1062 | 0.013865 | 1.0252 | 1.2538 | 1.1728 | 1.1403 | 0.67734 | 1.3882 | 1.1765 | 1.0268 | 1.8812 | 1.6459 | 1.4087
5.ENX: Energex | 2017 | 9.2073 | 7.4541 | 1.2352 | 7.1565 | 7.7393 | 1.2866 | 1.1897 | 0.026305 | 0.024033 | -0.0022725 | 0.00061296 | -0.0013853 | 0.0030568 | 0.0034486 | 0.0183 | -0.010948 | 0.00050194 | 0.00088932 | -0.0004663 | 0.0023338 | 0.0054173 | -0.023675 | 0.014382 | 1.0357 | 1.2538 | 1.1949 | 1.1521 | 0.58167 | 1.3557 | 1.2003 | 1.0272 | 1.9001 | 1.6944 | 1.434
5.ENX: Energex | 2018 | 9.1923 | 7.5346 | 1.22 | 7.2718 | 7.7919 | 1.2641 | 1.1797 | -0.012381 | -0.001635 | 0.010746 | -6.8087e-05 | 0.0013481 | 0.0043211 | 0.0050962 | -0.012332 | 0.0077426 | -0.00025716 | 0.00073794 | -0.0013106 | 0.002178 | 0.0016556 | 0.015995 | 0.0067711 | 1.0312 | 1.2538 | 1.2159 | 1.1631 | 0.64071 | 1.3776 | 1.1965 | 1.027 | 1.9007 | 1.7423 | 1.4459
5.ENX: Energex | 2019 | 9.237 | 7.3821 | 1.2513 | 6.8596 | 7.8357 | 1.3466 | 1.1788 | 0.025304 | 0.0048478 | -0.020456 | 0.0010504 | 0.0012341 | 0.0038071 | 0.00502 | -0.0062638 | -0.031819 | 0.00022918 | 0.0018634 | 0.00093217 | 0.003583 | 0.0047545 | -0.058368 | 0.0055989 | 1.0392 | 1.2538 | 1.2345 | 1.174 | 0.66392 | 1.2995 | 1.1888 | 1.0268 | 1.8861 | 1.7895 | 1.4611
5.ENX: Energex | 2020 | 9.2332 | 7.3021 | 1.2645 | 6.6194 | 7.9327 | 1.3949 | 1.1639 | 0.010482 | -0.00040682 | -0.010889 | -0.0010616 | 0.0035723 | 0.003214 | 0.0039486 | -0.01008 | -0.010097 | 4.6073e-05 | -0.00010712 | -0.0009637 | 0.00025278 | -1.994e-05 | -0.035641 | 0.0123 | 1.0254 | 1.2628 | 1.2509 | 1.1829 | 0.71456 | 1.254 | 1.2129 | 1.0264 | 1.9772 | 1.8297 | 1.478
5.ENX: Energex | 2021 | 9.2589 | 7.3586 | 1.2582 | 6.7859 | 8.0083 | 1.3644 | 1.1562 | -0.0049239 | 0.0027777 | 0.0077016 | 0.00045665 | 0.0019688 | 0.0037387 | 0.0042364 | -0.0076229 | 0.03165 | -0.0019288 | -0.0030172 | -0.0092443 | -0.0041217 | -0.0056363 | 0.024851 | 0.0094959 | 1.025 | 1.2628 | 1.2668 | 1.1901 | 0.73366 | 1.2856 | 1.2238 | 1.0267 | 1.9712 | 1.8607 | 1.493
5.ENX: Energex | 2022 | 9.261 | 7.5253 | 1.2307 | 7.1044 | 8.0507 | 1.3036 | 1.1503 | -0.02217 | 0.00023123 | 0.022402 | 0.0015437 | 0.02002 | 0.0065031 | 0.0053845 | -0.03322 | 0.028464 | 0.00078464 | 0.0004183 | -0.0010844 | 0.0012773 | -0.007458 | 0.045861 | 0.0052692 | 1.0328 | 1.3196 | 1.2951 | 1.1978 | 0.89168 | 1.3459 | 1.2572 | 1.0269 | 1.9578 | 1.8922 | 1.5077
5.ENX: Energex | 2023 | 9.5663 | 7.864 | 1.2165 | 7.6847 | 8.0659 | 1.2449 | 1.186 | -0.011589 | 0.032435 | 0.044024 | 0.0015867 | -0.0012828 | 0.0035353 | 0.0020833 | 0.026513 | 0.012538 | 0.0025418 | 0.0029193 | 0.0032334 | 0.0057245 | 0.017066 | 0.078519 | 0.001894 | 1.0532 | 1.3196 | 1.3218 | 1.2061 | 0.74536 | 1.4558 | 1.2552 | 1.0268 | 1.9625 | 1.9253 | 1.5193
6.ERG: Ergon Energy | 2006 | 7.2171 | 6.2645 | 1.1521 | 8.5226 | 5.0081 | 0.84681 | 1.4411 | -0.054403 | -0.2818 | -0.2274 | -0.040715 | -0.25049 | -0.19699 | 0.52724 | -0.32084 | 0.031239 | 0.059817 | 0.12487 | -0.077991 | -0.11873 | -0.24661 | 0.10349 | -0.47659 | bar: q1x to x6x
6.ERG: Ergon Energy | 2007 | 8.3102 | 6.1302 | 1.3556 | 7.7977 | 5.1686 | 1.0657 | 1.6078 | 0.1627 | 0.14104 | -0.021661 | -0.0014207 | 0.0025447 | 0.0040369 | -0.033584 | 0.16946 | -0.043405 | -0.00069675 | 0.0064593 | 0.00052777 | 0.0085346 | 0.0069192 | -0.088896 | 0.031555 | 1.0067 | 1.0169 | 1.0176 | 1.0124 | 0.70624 | 0.91494 | 1.0218 | 1.0087 | 1.0564 | 1.1152 | 1.0277
6.ERG: Ergon Energy | 2008 | 8.172 | 6.4584 | 1.2653 | 8.4028 | 5.3348 | 0.97254 | 1.5318 | -0.068915 | -0.016766 | 0.052149 | 0.0025803 | 0.033867 | 0.0045875 | 0.015111 | -0.072911 | 0.038655 | 0.0014143 | 7.848e-05 | 0.0002015 | 0.0097333 | 0.0020666 | 0.074733 | 0.031635 | 1.0243 | 1.0978 | 1.0378 | 1.0159 | 0.86374 | 0.98594 | 1.0362 | 1.0187 | 1.0803 | 1.2859 | 1.0395
6.ERG: Ergon Energy | 2009 | 7.9321 | 6.4294 | 1.2337 | 8.0838 | 5.488 | 0.98124 | 1.4454 | -0.025302 | -0.0298 | -0.0044976 | 0.0029687 | 0.0014648 | 0.0056093 | 0.012715 | -0.052557 | -0.033929 | 0.0094177 | 0.009314 | -5.4942e-05 | 0.0066298 | 0.0041253 | -0.038703 | 0.028316 | 1.0477 | 1.0978 | 1.0626 | 1.0234 | 0.98324 | 0.94851 | 1.0662 | 1.0311 | 1.0959 | 1.4237 | 1.0552
6.ERG: Ergon Energy | 2010 | 8.1433 | 6.5515 | 1.243 | 8.0449 | 5.6767 | 1.0122 | 1.4345 | 0.0074577 | 0.026272 | 0.018815 | 0.00085111 | 0.021169 | 0.0047536 | 0.00074403 | -0.001246 | 0.0032194 | -0.0022279 | -0.0048459 | 0.0018766 | 0.0057609 | 0.015031 | -0.0048189 | 0.033807 | 1.0571 | 1.1547 | 1.0846 | 1.0289 | 1.0041 | 0.94395 | 1.0783 | 1.0383 | 1.3157 | 1.5341 | 1.1209
6.ERG: Ergon Energy | 2011 | 8.4869 | 7.098 | 1.1957 | 9.4854 | 5.7631 | 0.89474 | 1.4726 | -0.03878 | 0.041334 | 0.080114 | -0.0096856 | -0.0059345 | 0.0032225 | -0.031215 | 0.084946 | 0.075438 | 0.0015002 | -0.0077459 | 0.00075561 | 0.0037175 | 0.0064486 | 0.16471 | 0.015106 | 0.98079 | 1.1547 | 1.1039 | 1.0299 | 0.94278 | 1.113 | 1.0877 | 1.0534 | 1.4138 | 1.6214 | 1.1502
6.ERG: Ergon Energy | 2012 | 8.7837 | 7.3238 | 1.1993 | 9.9215 | 5.888 | 0.88532 | 1.4918 | 0.0030553 | 0.034371 | 0.031315 | 0.0030138 | -0.0019305 | 0.0029924 | -0.0072111 | 0.037506 | 0.018465 | -0.0023863 | 0.0018839 | 0.00032748 | 0.0040391 | 0.0089858 | 0.044947 | 0.021448 | 1.0152 | 1.1547 | 1.1204 | 1.0367 | 0.87102 | 1.1641 | 1.1054 | 1.0666 | 1.4571 | 1.7102 | 1.1896
6.ERG: Ergon Energy | 2013 | 8.9741 | 6.6885 | 1.3417 | 8.0553 | 5.8718 | 1.1141 | 1.5283 | 0.11218 | 0.021443 | -0.090734 | -0.0024044 | -0.0032893 | 0.0028514 | -0.02745 | 0.051735 | -0.09091 | -0.013939 | 0.0037805 | -0.00050428 | 0.0039463 | 0.0068931 | -0.20837 | -0.0027655 | 1.0007 | 1.1547 | 1.1383 | 1.0147 | 0.7901 | 0.94517 | 0.95138 | 1.0775 | 1.3912 | 1.8007 | 1.2185
6.ERG: Ergon Energy | 2014 | 9.2758 | 6.9059 | 1.3432 | 8.1483 | 6.1348 | 1.1384 | 1.512 | 0.0010984 | 0.033075 | 0.031977 | 0.00096787 | -0.0022153 | 0.0029686 | -0.0097901 | 0.041144 | 0.015779 | -0.0063022 | -0.0011924 | 0.00014772 | 0.0032381 | 0.020306 | 0.011477 | 0.04382 | 1.0171 | 1.1547 | 1.1567 | 1.019 | 0.6933 | 0.95608 | 0.95081 | 1.0976 | 1.4106 | 1.8774 | 1.326
6.ERG: Ergon Energy | 2015 | 9.0026 | 7.2858 | 1.2356 | 8.8889 | 6.2972 | 1.0128 | 1.4296 | -0.083449 | -0.029898 | 0.053551 | -0.00015057 | 0.00096481 | 0.0020871 | 0.0090959 | -0.041895 | 0.041855 | 0.00064385 | 0.007753 | -0.00021895 | 0.0045104 | -0.00099267 | 0.086991 | 0.026127 | 1.0126 | 1.1547 | 1.1669 | 1.0281 | 0.86194 | 1.043 | 0.95362 | 1.1528 | 1.3819 | 1.9938 | 1.329
6.ERG: Ergon Energy | 2016 | 8.9213 | 7.2082 | 1.2377 | 8.5697 | 6.3418 | 1.041 | 1.4067 | 0.0016309 | -0.0090777 | -0.010709 | 0.0014217 | 0.0025787 | 0.0038892 | 0.01314 | -0.030107 | -0.010143 | -0.0069642 | -0.010138 | 0.00067891 | 0.0012895 | 0.014568 | -0.036562 | 0.0070626 | 1.0194 | 1.1547 | 1.1846 | 1.0267 | 0.87328 | 1.0055 | 0.94804 | 1.143 | 1.4789 | 2.029 | 1.3899
6.ERG: Ergon Energy | 2017 | 9.3684 | 6.9951 | 1.3393 | 7.6687 | 6.5746 | 1.2216 | 1.4249 | 0.078909 | 0.048902 | -0.030007 | -0.0040122 | -0.0033619 | 0.00088402 | -0.017225 | 0.072617 | -0.050616 | 0.0060382 | 0.00783 | 0.0015843 | 0.0015078 | 0.0036486 | -0.11109 | 0.036046 | 0.98857 | 1.1547 | 1.1945 | 1.0283 | 0.68278 | 0.89981 | 1.0051 | 1.1271 | 1.729 | 2.0704 | 1.4356
6.ERG: Ergon Energy | 2018 | 9.2003 | 7.0447 | 1.306 | 7.6787 | 6.6549 | 1.1982 | 1.3825 | -0.025177 | -0.018108 | 0.007069 | -0.00012374 | 0.0019878 | 0.002453 | 0.0090658 | -0.03149 | 0.0023181 | -0.00049455 | 0.0077245 | 6.5147e-05 | -0.002395 | -0.00014922 | 0.0013018 | 0.012144 | 0.98198 | 1.1547 | 1.2051 | 1.0248 | 0.74403 | 0.90098 | 1.0115 | 1.1596 | 1.7413 | 2.0044 | 1.4447
6.ERG: Ergon Energy | 2019 | 8.8735 | 7.0944 | 1.2508 | 7.827 | 6.6353 | 1.1337 | 1.3373 | -0.043195 | -0.036168 | 0.0070271 | 0.0028352 | 0.0031431 | 0.0025333 | 0.017664 | -0.062344 | 0.0093838 | -0.0011142 | -0.0025643 | 9.0246e-05 | 0.0010132 | 0.00021849 | 0.019128 | -0.0029526 | 1.0013 | 1.1547 | 1.2141 | 1.0268 | 0.88221 | 0.91838 | 1.0113 | 1.1298 | 1.7588 | 2.0321 | 1.4504
6.ERG: Ergon Energy | 2020 | 8.9359 | 7.2723 | 1.2288 | 8.2386 | 6.6404 | 1.0846 | 1.3457 | -0.017752 | 0.0070117 | 0.024764 | 0.00042675 | -0.00016992 | 0.0012751 | 0.00097556 | 0.0045042 | 0.039668 | -0.0042919 | -0.0053725 | -6.5888e-05 | 0.00050222 | -0.0056768 | 0.05125 | 0.00077281 | 1.006 | 1.1547 | 1.2214 | 1.031 | 0.86997 | 0.96667 | 1.0221 | 1.1378 | 1.7541 | 2.047 | 1.4369
6.ERG: Ergon Energy | 2021 | 8.9253 | 6.5675 | 1.359 | 6.5599 | 6.6759 | 1.3606 | 1.3369 | 0.10075 | -0.0011879 | -0.10194 | -0.00011345 | 0.0020108 | 0.0021618 | 0.013525 | -0.018772 | -0.11301 | -0.0016699 | 0.0021504 | 0.00010219 | 0.00084737 | 0.0096384 | -0.22785 | 0.0053272 | 0.99932 | 1.1547 | 1.2298 | 1.0371 | 0.85707 | 0.7697 | 1.0226 | 1.1552 | 1.7546 | 2.0725 | 1.4639
6.ERG: Ergon Energy | 2022 | 8.4738 | 6.5874 | 1.2864 | 6.6307 | 6.6473 | 1.278 | 1.2748 | -0.054934 | -0.051908 | 0.0030266 | 0.0034555 | 0.0038798 | 0.0039003 | 0.022004 | -0.085147 | 0.0033013 | -0.00080634 | 0.002459 | -3.5643e-06 | 0.0010485 | -0.0029724 | 0.010739 | -0.0042941 | 1.0218 | 1.1547 | 1.2442 | 1.0396 | 1.0278 | 0.77801 | 1.0279 | 1.163 | 1.7545 | 2.1037 | 1.4401
6.ERG: Ergon Energy | 2023 | 8.8517 | 7.1252 | 1.2423 | 7.5173 | 6.8993 | 1.1775 | 1.283 | -0.034858 | 0.043629 | 0.078487 | -0.00025166 | -0.0030716 | 0.0018338 | -0.0157 | 0.060818 | 0.039402 | 0.0039795 | 0.018613 | 3.8323e-06 | 0.0016161 | 0.014872 | 0.12549 | 0.037213 | 1.0283 | 1.1547 | 1.2602 | 1.0414 | 0.92241 | 0.88204 | 1.0309 | 1.1807 | 1.7528 | 2.149 | 1.5159
7.ESS: Essential Energy | 2006 | 8.5606 | 6.6647 | 1.2845 | 6.7338 | 6.6971 | 1.2713 | 1.2783 | 0.033373 | -0.033443 | -0.066816 | -0.014746 | -0.10955 | 0.0047645 | 0.14155 | -0.055465 | -0.037846 | 0.013854 | -0.00062283 | -0.0010677 | -0.012354 | -0.028779 | -0.11006 | -0.029748 | bar: q1x to x6x
7.ESS: Essential Energy | 2007 | 9.2574 | 7.2621 | 1.2748 | 7.9713 | 6.8049 | 1.1613 | 1.3604 | -0.00759 | 0.078259 | 0.085849 | -0.0010401 | 0.016601 | -0.00052282 | -0.060292 | 0.12351 | 0.095073 | -0.0089527 | -0.023574 | -2.6383e-05 | 0.0090277 | 0.014302 | 0.1687 | 0.015972 | 1.0008 | 1.0455 | 1.0077 | 0.94939 | 0.75426 | 1.1838 | 1.0089 | 0.90492 | 1 | 1.1273 | 1.0729
7.ESS: Essential Energy | 2008 | 9.2299 | 7.5617 | 1.2206 | 9.1421 | 6.5216 | 1.0096 | 1.4153 | -0.043404 | -0.0029768 | 0.040427 | 0.00040172 | -0.00023307 | 0.0023566 | -0.013015 | 0.0075126 | 0.069717 | -0.0058164 | -0.00038165 | -0.0076605 | -0.029503 | 0.014072 | 0.13704 | -0.042526 | 1.006 | 1.0455 | 1.0198 | 0.93124 | 0.74993 | 1.3576 | 0.97326 | 0.91023 | 0.43447 | 0.7523 | 1.1372
7.ESS: Essential Energy | 2009 | 8.9113 | 7.359 | 1.2109 | 8.3982 | 6.7123 | 1.0611 | 1.3276 | -0.007948 | -0.035122 | -0.027174 | 0.0011193 | 0.0011451 | 0.0026589 | 0.016886 | -0.056931 | -0.068686 | 0.0041229 | 0.014086 | 0.0025432 | 0.0039748 | 0.016786 | -0.084871 | 0.028826 | 1.0131 | 1.0466 | 1.0282 | 0.94086 | 0.90359 | 1.2472 | 0.97834 | 0.91505 | 0.57485 | 0.8017 | 1.1753
7.ESS: Essential Energy | 2010 | 9.5512 | 7.8021 | 1.2242 | 9.1699 | 6.9381 | 1.0416 | 1.3766 | 0.010882 | 0.069343 | 0.058461 | -0.0012704 | -0.0018122 | -0.0014215 | -0.031272 | 0.10512 | 0.044774 | -0.0041173 | -0.0017918 | 0.00012861 | 0.0049525 | 0.014515 | 0.087904 | 0.033088 | 1.0116 | 1.047 | 1.0328 | 0.94529 | 0.6833 | 1.3618 | 1.0054 | 0.9187 | 0.58012 | 0.85523 | 1.2419
7.ESS: Essential Energy | 2011 | 9.4027 | 7.9056 | 1.1894 | 9.2796 | 7.0648 | 1.0133 | 1.3309 | -0.028856 | -0.015675 | 0.013181 | -0.0012895 | 5.6483e-05 | 0.0024438 | 0.0056421 | -0.022528 | -0.012579 | 0.003388 | 0.00785 | 0.0011577 | 0.0064303 | 0.0069346 | 0.011891 | 0.018097 | 0.9982 | 1.047 | 1.0443 | 0.9551 | 0.78234 | 1.3781 | 1.0004 | 0.92423 | 0.66381 | 0.93951 | 1.2564
7.ESS: Essential Energy | 2012 | 9.3465 | 8.9189 | 1.0479 | 11.429 | 7.3501 | 0.81779 | 1.2716 | -0.12659 | -0.0059905 | 0.1206 | -0.00097263 | -0.00042 | 0.00046787 | -0.0067186 | 0.0016529 | 0.1223 | 0.00010858 | 0.0031108 | 0.0018051 | 0.005557 | -0.01228 | 0.20834 | 0.039586 | 0.99068 | 1.047 | 1.0493 | 0.95624 | 0.83905 | 1.6973 | 0.98464 | 0.9275 | 0.80386 | 1.0081 | 1.2782
7.ESS: Essential Energy | 2013 | 9.4514 | 8.4915 | 1.113 | 10.1197 | 7.4469 | 0.93396 | 1.2692 | 0.060263 | 0.011156 | -0.049107 | 0.0033491 | -0.0003581 | 0.00099929 | -0.0055162 | 0.012682 | -0.058966 | 0.0018981 | 0.0012951 | 0.0018199 | 0.0016415 | 0.0032041 | -0.12167 | 0.013079 | 1.0273 | 1.047 | 1.0566 | 0.95769 | 0.82713 | 1.5028 | 1.0435 | 0.93003 | 0.979 | 1.0287 | 1.283
7.ESS: Essential Energy | 2014 | 10.3043 | 8.294 | 1.2424 | 9.7176 | 7.3935 | 1.0604 | 1.3937 | 0.10993 | 0.086399 | -0.023531 | -0.0023413 | 0.051359 | 0.0018705 | -0.0074334 | 0.042944 | -0.031443 | -0.0029296 | -0.0076625 | 0.0024719 | 0.0021369 | 0.013895 | -0.040547 | -0.0071944 | 1.0054 | 1.1997 | 1.0691 | 0.95793 | 0.65225 | 1.4431 | 1.0706 | 0.93274 | 1.3005 | 1.0556 | 1.2779
7.ESS: Essential Energy | 2015 | 10.0329 | 8.0674 | 1.2436 | 8.555 | 7.8002 | 1.1727 | 1.2862 | 0.0010097 | -0.026691 | -0.0277 | 0.0023238 | 0.001437 | 0.0040822 | 0.012467 | -0.047 | -0.051506 | 0.011237 | 0.026395 | 0.0008897 | 0.00273 | -0.017445 | -0.12742 | 0.053548 | 1.0256 | 1.1997 | 1.0851 | 0.95953 | 0.80949 | 1.2705 | 1.0962 | 0.9365 | 1.4203 | 1.0963 | 1.3004
7.ESS: Essential Energy | 2016 | 9.9816 | 7.4218 | 1.3449 | 6.9454 | 7.8812 | 1.4371 | 1.2665 | 0.078283 | -0.0051283 | -0.083411 | 0.0014198 | 0.0037597 | 0.005617 | 0.031832 | -0.047756 | -0.10502 | 0.002402 | 0.0050795 | 4.9578e-05 | 0.00325 | 0.010824 | -0.20844 | 0.010339 | 1.0291 | 1.1997 | 1.1002 | 0.96189 | 0.79326 | 1.0314 | 1.1224 | 0.93834 | 1.4312 | 1.1426 | 1.3194
7.ESS: Essential Energy | 2017 | 9.8141 | 7.3469 | 1.3358 | 6.6825 | 7.9563 | 1.4686 | 1.2335 | -0.0067754 | -0.016921 | -0.010145 | 0.0006454 | 8.492e-05 | 0.0032564 | 0.0010682 | -0.021976 | -0.019222 | -0.00080889 | 0.0053151 | -0.00035089 | 0.0023637 | 0.0025574 | -0.038591 | 0.0094722 | 1.0354 | 1.1997 | 1.1163 | 0.96266 | 0.88667 | 0.99237 | 1.1257 | 0.94147 | 1.3765 | 1.1788 | 1.3264
7.ESS: Essential Energy | 2018 | 10.0616 | 7.5216 | 1.3377 | 6.9494 | 8.0814 | 1.4478 | 1.245 | 0.001402 | 0.024908 | 0.023506 | 0.00090687 | -0.00089241 | 0.0027365 | -0.0070576 | 0.029215 | 0.021999 | -0.0015342 | 0.0052205 | 0.00013689 | 0.0019406 | -0.004257 | 0.039166 | 0.015609 | 1.0475 | 1.1997 | 1.1338 | 0.96316 | 0.80975 | 1.032 | 1.1098 | 0.94632 | 1.3976 | 1.2099 | 1.3352
7.ESS: Essential Energy | 2019 | 9.9174 | 8.0174 | 1.237 | 7.8767 | 8.2486 | 1.2591 | 1.2023 | -0.078267 | -0.014439 | 0.063829 | 0.0020205 | 0.0098533 | 0.0036219 | 0.012098 | -0.042033 | 0.065048 | -0.0032484 | -0.0030936 | 0.00038676 | 0.0018819 | 0.0028535 | 0.12525 | 0.020471 | 1.064 | 1.2252 | 1.147 | 0.96484 | 0.91295 | 1.1697 | 1.1153 | 0.9508 | 1.4599 | 1.2422 | 1.3752
7.ESS: Essential Energy | 2020 | 9.8272 | 7.9272 | 1.2397 | 7.5763 | 8.4238 | 1.2971 | 1.1666 | 0.0021774 | -0.0091368 | -0.011314 | -0.0021538 | 0.00044005 | 0.0026134 | 0.0036894 | -0.013726 | -0.002022 | -0.0017617 | -0.0010621 | 0.00027937 | 0.0022373 | -0.008985 | -0.038888 | 0.021025 | 1.0406 | 1.2252 | 1.1589 | 0.96558 | 0.94873 | 1.1251 | 1.1242 | 0.95096 | 1.5026 | 1.2814 | 1.3894
7.ESS: Essential Energy | 2021 | 10.1192 | 7.7599 | 1.304 | 7.3581 | 8.3509 | 1.3752 | 1.2118 | 0.050614 | 0.029284 | -0.021329 | -0.00044049 | -0.0012915 | 0.001183 | -0.0093066 | 0.03914 | -0.0027497 | -0.0082539 | -0.018303 | -5.3924e-06 | 0.0018905 | 0.0060919 | -0.029218 | -0.0086974 | 1.0397 | 1.2252 | 1.1704 | 0.96657 | 0.84809 | 1.0927 | 1.1247 | 0.95317 | 1.5114 | 1.3224 | 1.3988
7.ESS: Essential Energy | 2022 | 10.1618 | 7.6063 | 1.336 | 6.9718 | 8.375 | 1.4575 | 1.2133 | 0.024191 | 0.0041978 | -0.019993 | 0.00013593 | 0.006586 | 0.0025165 | 0.0018496 | -0.0068902 | -0.03522 | 0.00029275 | 0.004423 | 3.8014e-06 | 0.0019497 | 0.0085577 | -0.053923 | 0.0028855 | 1.0406 | 1.2451 | 1.1832 | 0.96777 | 0.86977 | 1.0353 | 1.1239 | 0.95575 | 1.5109 | 1.3569 | 1.4117
7.ESS: Essential Energy | 2023 | 10.1099 | 8.0292 | 1.2591 | 7.532 | 8.5396 | 1.3423 | 1.1839 | -0.059227 | -0.0051222 | 0.054105 | 0.0018863 | 0.0011295 | 0.0015228 | 0.0087121 | -0.018373 | 0.013821 | 0.0060937 | 0.024986 | 0.00056872 | 0.0024701 | 0.0061661 | 0.077282 | 0.019467 | 1.0569 | 1.2451 | 1.1867 | 0.96904 | 0.88774 | 1.1185 | 1.1233 | 0.95728 | 1.5931 | 1.3947 | 1.4283
8.JEN: Jemena | 2006 | 1.2688 | 1.1152 | 1.1378 | 1.1827 | 1.0679 | 1.0728 | 1.1881 | -0.10135 | -2.0754 | -1.9741 | -0.10671 | -0.50277 | -0.25037 | -1.6032 | 0.38758 | -0.81471 | -0.12317 | -0.54761 | -0.01156 | -0.0815 | -0.39553 | -1.8514 | -2.079 | bar: q1x to x6x
8.JEN: Jemena | 2007 | 1.3188 | 1.1483 | 1.1485 | 1.2487 | 1.0771 | 1.0562 | 1.2244 | 0.0093679 | 0.038629 | 0.029261 | 0.0023522 | 0.028953 | 0.0044506 | 0.0051807 | -0.0023077 | 0.019372 | -0.00033428 | 0.01047 | -0.00093802 | 0.0031833 | -0.0024914 | 0.05431 | 0.0085924 | 1.0233 | 1.0773 | 1.0203 | 1.0089 | 1.0024 | 1.0558 | 1.0016 | 1.0054 | 0.9027 | 1.0389 | 1.0069
8.JEN: Jemena | 2008 | 1.3774 | 1.0711 | 1.286 | 1.0083 | 1.1185 | 1.3661 | 1.2314 | 0.1131 | 0.043482 | -0.069613 | 0.0025413 | 0.023735 | 0.0027053 | 0.0087631 | 0.0057375 | -0.05091 | -0.0045216 | -0.018799 | -0.00013712 | 0.0043704 | 0.00038506 | -0.21384 | 0.037726 | 1.0493 | 1.145 | 1.0322 | 1.0261 | 0.94037 | 0.85254 | 1.0065 | 1.0179 | 0.90237 | 1.1221 | 1.0702
8.JEN: Jemena | 2009 | 1.3919 | 1.1242 | 1.2381 | 1.1005 | 1.1435 | 1.2648 | 1.2172 | -0.037997 | 0.010466 | 0.048463 | -0.0025836 | 0.023141 | 0.001604 | 0.0034663 | -0.015162 | 0.028901 | 0.0010063 | 0.00098469 | -3.0825e-05 | 0.0028935 | 0.014709 | 0.087513 | 0.022115 | 1.0225 | 1.2183 | 1.0412 | 1.0364 | 1.0752 | 0.93051 | 1.0548 | 1.0159 | 0.90237 | 1.1673 | 1.1151
8.JEN: Jemena | 2010 | 1.424 | 1.2056 | 1.1811 | 1.2903 | 1.1467 | 1.1036 | 1.2419 | -0.047062 | 0.022842 | 0.069904 | 0.0018555 | 0.00091216 | 0.0033876 | 0.0054303 | 0.011256 | 0.045379 | 0.0010605 | 0.019756 | 2.8104e-05 | 0.0038412 | -0.00016111 | 0.15914 | 0.0027332 | 1.0401 | 1.2183 | 1.056 | 1.0441 | 0.9539 | 1.091 | 1.0604 | 1.0139 | 0.9027 | 1.2169 | 1.1054
8.JEN: Jemena | 2011 | 1.449 | 1.2728 | 1.1384 | 1.4078 | 1.1833 | 1.0293 | 1.2245 | -0.036829 | 0.01735 | 0.054179 | -0.00022662 | 0.0023758 | -0.00047153 | 0.010737 | 0.0049352 | 0.045761 | -0.0021796 | -0.0076671 | 0.00011219 | 0.0028791 | 0.015273 | 0.087126 | 0.031482 | 1.0317 | 1.2183 | 1.0478 | 1.0565 | 0.83857 | 1.1904 | 1.0502 | 1.0024 | 0.91875 | 1.2714 | 1.203
8.JEN: Jemena | 2012 | 1.4699 | 1.4009 | 1.0492 | 1.7091 | 1.1948 | 0.86007 | 1.2303 | -0.081603 | 0.014352 | 0.095955 | -0.00068607 | 0.0017448 | 0.0045773 | 0.0084349 | 0.00028076 | 0.067834 | 0.0031628 | 0.018996 | 0.00063696 | 0.0043291 | 0.00099572 | 0.19393 | 0.0096135 | 1.02 | 1.2183 | 1.0671 | 1.0671 | 0.77674 | 1.4451 | 1.0589 | 0.98862 | 0.97588 | 1.3364 | 1.2176
8.JEN: Jemena | 2013 | 1.4458 | 1.4008 | 1.0321 | 1.6669 | 1.2138 | 0.86737 | 1.1912 | -0.016432 | -0.01653 | -9.7458e-05 | -0.0025568 | -0.00049167 | 0.0041505 | 0.00115 | -0.018782 | -0.016169 | 0.0029221 | 0.015944 | 3.921e-05 | 0.003139 | -0.0059729 | -0.024981 | 0.015777 | 0.99412 | 1.2183 | 1.0901 | 1.0728 | 0.94433 | 1.4094 | 1.0716 | 0.9815 | 0.97308 | 1.3863 | 1.2415
8.JEN: Jemena | 2014 | 1.4503 | 1.3829 | 1.0488 | 1.5967 | 1.2354 | 0.90832 | 1.1739 | 0.016017 | 0.0031148 | -0.012902 | -0.0024181 | 0.0010421 | 0.0044915 | 0.0042324 | -0.0042331 | -0.010511 | -0.0023156 | -0.0023296 | -0.00081083 | 0.0045182 | -0.0014534 | -0.043016 | 0.017689 | 0.9665 | 1.2183 | 1.1117 | 1.0773 | 0.9442 | 1.3501 | 1.0431 | 0.99363 | 0.89384 | 1.4845 | 1.2642
8.JEN: Jemena | 2015 | 1.496 | 1.4101 | 1.0609 | 1.6063 | 1.2734 | 0.93128 | 1.1747 | 0.011463 | 0.030983 | 0.01952 | 0.0022711 | 0.0021811 | 0.00488 | 0.01099 | 0.010661 | 0.0033653 | -0.00016487 | 0.00051464 | -8.7939e-06 | 0.0045401 | 0.011273 | 0.006012 | 0.030303 | 0.98438 | 1.2183 | 1.1333 | 1.0923 | 0.77089 | 1.3582 | 1.0482 | 0.99146 | 0.89405 | 1.5857 | 1.3344
8.JEN: Jemena | 2016 | 1.5082 | 1.4642 | 1.0301 | 1.6934 | 1.304 | 0.89065 | 1.1566 | -0.029472 | 0.0081753 | 0.037647 | -0.00053523 | 0.00011195 | 0.0043996 | 0.0039913 | 0.00020766 | 0.020104 | 0.0026079 | 0.022067 | 9.8614e-05 | 0.0027175 | -0.009948 | 0.052786 | 0.023698 | 0.9785 | 1.2183 | 1.1579 | 1.1018 | 0.76492 | 1.4319 | 1.0517 | 1.0006 | 0.89647 | 1.638 | 1.3543
8.JEN: Jemena | 2017 | 1.5349 | 1.4964 | 1.0257 | 1.7566 | 1.301 | 0.87379 | 1.1798 | -0.004232 | 0.017509 | 0.021741 | 0.0019081 | 0.00076082 | 0.0046943 | 0.0090167 | 0.001129 | 0.0033024 | -0.0010779 | -0.0065394 | 0.00047142 | 0.0021255 | 0.023459 | 0.036628 | -0.0022991 | 0.99662 | 1.2183 | 1.1832 | 1.1207 | 0.72641 | 1.4853 | 1.044 | 1.0059 | 0.94651 | 1.6949 | 1.3609
8.JEN: Jemena | 2018 | 1.5513 | 1.4652 | 1.0587 | 1.6266 | 1.3473 | 0.95369 | 1.1514 | 0.031658 | 0.010623 | -0.021036 | -0.0012044 | -0.00079454 | 0.003646 | 0.0086903 | 0.00028522 | -0.02095 | 0.0030079 | -0.0066844 | 0.0014035 | 0.0055187 | -0.003332 | -0.076883 | 0.034973 | 0.98594 | 1.2183 | 1.2065 | 1.1484 | 0.75503 | 1.3754 | 1.1785 | 1.0075 | 1.1097 | 1.8423 | 1.3962
8.JEN: Jemena | 2019 | 1.5507 | 1.4873 | 1.0426 | 1.6296 | 1.3832 | 0.95162 | 1.1211 | -0.015314 | -0.00034996 | 0.014964 | 6.7958e-05 | 0.001683 | 0.0035738 | 0.0025291 | -0.0082039 | 0.0027006 | -0.0010818 | 0.0079044 | 0.0013984 | 0.0018824 | 0.0021603 | 0.0018225 | 0.026284 | 0.98826 | 1.2259 | 1.2294 | 1.159 | 0.84674 | 1.3779 | 1.1714 | 1.0346 | 1.294 | 1.8928 | 1.4277
8.JEN: Jemena | 2020 | 1.5627 | 1.4282 | 1.0942 | 1.4504 | 1.4104 | 1.0775 | 1.108 | 0.048251 | 0.0077066 | -0.040544 | -0.0026202 | 0.0092435 | 0.0037875 | 0.0057785 | -0.0084826 | -0.050984 | 0.0015495 | 0.004065 | 0.0013851 | 0.0027383 | 0.00070185 | -0.11651 | 0.019468 | 0.95974 | 1.255 | 1.2513 | 1.1713 | 0.90117 | 1.2263 | 1.1656 | 1.01 | 1.5004 | 1.9672 | 1.4806
8.JEN: Jemena | 2021 | 1.5806 | 1.365 | 1.158 | 1.3043 | 1.4145 | 1.2118 | 1.1174 | 0.056661 | 0.011347 | -0.045314 | -2.3551e-05 | -0.0002576 | 0.0012777 | 0.0030656 | 0.0072845 | -0.05192 | -0.00059905 | -0.0021608 | 0.00051095 | 0.0012796 | 0.0075745 | -0.10612 | 0.0029103 | 0.96019 | 1.255 | 1.2598 | 1.1814 | 0.84603 | 1.1029 | 1.1618 | 1.0258 | 1.5873 | 2.0068 | 1.4794
8.JEN: Jemena | 2022 | 1.5946 | 1.3487 | 1.1823 | 1.259 | 1.4218 | 1.2666 | 1.1216 | 0.020827 | 0.0088624 | -0.011965 | 0.0032272 | -0.00039327 | 0.0026208 | 0.0030336 | 0.00037404 | -0.0064275 | -0.0033715 | -0.015954 | 0.00050244 | 0.0024853 | 0.0108 | -0.035362 | 0.0051505 | 0.99471 | 1.255 | 1.277 | 1.1922 | 0.85856 | 1.0646 | 1.1586 | 1.0292 | 1.6804 | 2.0871 | 1.5035
8.JEN: Jemena | 2023 | 1.6351 | 1.3983 | 1.1694 | 1.3478 | 1.4369 | 1.2131 | 1.138 | -0.011015 | 0.025066 | 0.036081 | 0.0026973 | 0.00051793 | 0.0026159 | 0.0062206 | 0.013015 | 0.058671 | -0.0056185 | -0.019216 | -3.3822e-05 | 0.0031756 | -0.00089676 | 0.068172 | 0.010562 | 1.0222 | 1.255 | 1.2924 | 1.2063 | 0.73246 | 1.1397 | 1.1529 | 1.0343 | 1.6804 | 2.1905 | 1.5259
9.PCR: Powercor | 2006 | 5.9081 | 4.048 | 1.4595 | 3.3989 | 4.7531 | 1.7382 | 1.243 | 0.22164 | 1.2846 | 1.063 | 0.079751 | 0.2489 | 0.11463 | 1.0261 | -0.18481 | 0.37569 | 0.067568 | 0.59415 | -0.027095 | -0.058831 | 0.11149 | 0.92496 | 1.1963 | bar: q1x to x6x
9.PCR: Powercor | 2007 | 5.8981 | 3.9303 | 1.5007 | 3.0361 | 4.8822 | 1.9427 | 1.2081 | 0.027794 | -0.0016913 | -0.029485 | 0.0016405 | 0.020721 | 0.0040391 | 0.007164 | -0.035256 | -0.049332 | 0.00046369 | 0.0076307 | 0.00038479 | 0.0046506 | 0.0067168 | -0.11288 | 0.026796 | 1.0149 | 1.055 | 1.0179 | 1.0035 | 1.1813 | 0.89326 | 1.0012 | 1.0006 | 1.0523 | 1.0526 | 1.0347
9.PCR: Powercor | 2008 | 6.2423 | 4.0144 | 1.555 | 3.0728 | 4.9936 | 2.0315 | 1.2501 | 0.035549 | 0.056719 | 0.02117 | 0.0018959 | 0.022988 | 0.0037789 | -0.0032826 | 0.031339 | 0.0057687 | 0.00039477 | 0.0060577 | 2.6905e-05 | 0.00011956 | 0.0088025 | 0.012023 | 0.022573 | 1.0357 | 1.1179 | 1.0367 | 1.0062 | 1.0175 | 0.90407 | 1.0035 | 1.0038 | 1.061 | 1.0613 | 1.0787
9.PCR: Powercor | 2009 | 6.0505 | 4.3318 | 1.3968 | 3.3959 | 5.3428 | 1.7817 | 1.1325 | -0.1073 | -0.031207 | 0.076091 | 0.00019578 | 0.034155 | 0.0046217 | 0.016453 | -0.086632 | 0.043209 | -0.00042209 | -0.0059451 | 0.0023177 | 0.030732 | 0.0061995 | 0.09997 | 0.067577 | 1.0338 | 1.216 | 1.0558 | 1.0176 | 1.4838 | 0.99912 | 1.0002 | 1.0005 | 1.3735 | 1.374 | 1.1081
9.PCR: Powercor | 2010 | 6.2501 | 4.3779 | 1.4276 | 3.3549 | 5.5074 | 1.863 | 1.1349 | 0.02187 | 0.032448 | 0.010578 | 0.0017417 | -0.00019548 | 0.0043076 | 0.0014915 | 0.025103 | -0.0054129 | -0.00016747 | -0.0031077 | 0.0010105 | 0.013137 | 0.0051183 | -0.012157 | 0.030342 | 1.0523 | 1.216 | 1.0772 | 1.0254 | 1.3332 | 0.98704 | 1.0005 | 1.0007 | 1.5364 | 1.537 | 1.137
9.PCR: Powercor | 2011 | 6.4539 | 4.3782 | 1.4741 | 3.3632 | 5.4728 | 1.919 | 1.1793 | 0.032027 | 0.032091 | 6.3131e-05 | -0.0022196 | -0.00059937 | 0.0043667 | -0.0087075 | 0.03925 | 0.001174 | 0.00014525 | 0.0031323 | -0.00067797 | -0.0089017 | 0.0051912 | 0.0024872 | -0.0063006 | 1.0318 | 1.216 | 1.1014 | 1.0203 | 1.1374 | 0.9895 | 1.0004 | 1.0034 | 1.4257 | 1.4247 | 1.1668
9.PCR: Powercor | 2012 | 6.4557 | 4.6727 | 1.3816 | 3.9985 | 5.4967 | 1.6145 | 1.1745 | -0.064835 | 0.000275 | 0.06511 | 0.0025796 | -3.1952e-05 | 0.003588 | 0.0025629 | -0.0084235 | 0.080274 | -0.0010031 | -0.022148 | 0.00016962 | 0.0017674 | 0.0060513 | 0.17303 | 0.0043589 | 1.0587 | 1.216 | 1.1199 | 1.0268 | 1.1974 | 1.1764 | 1.0074 | 1.005 | 1.4257 | 1.4277 | 1.1992
9.PCR: Powercor | 2013 | 6.387 | 4.8029 | 1.3298 | 4.232 | 5.6189 | 1.5092 | 1.1367 | -0.038177 | -0.010692 | 0.027485 | -0.001844 | -0.00018218 | 0.0028058 | -0.00014517 | -0.011327 | 0.031421 | -0.0010402 | -0.017295 | 0.0001351 | 0.0070692 | 0.007195 | 0.056748 | 0.02199 | 1.0402 | 1.216 | 1.1355 | 1.0309 | 1.3041 | 1.2451 | 1.0065 | 1.0085 | 1.4257 | 1.5104 | 1.2412
9.PCR: Powercor | 2014 | 6.2369 | 4.7969 | 1.3002 | 3.9909 | 5.9355 | 1.5628 | 1.0508 | -0.022526 | -0.023786 | -0.0012606 | -0.0020537 | 0.0087811 | 0.0035293 | 0.0046417 | -0.038685 | -0.029075 | 7.522e-07 | 0.01658 | 0.0014343 | 0.0035518 | 0.0062471 | -0.058666 | 0.054817 | 1.0182 | 1.2424 | 1.1525 | 1.0349 | 1.5813 | 1.1742 | 0.98223 | 1.0155 | 1.7024 | 1.5721 | 1.2806
9.PCR: Powercor | 2015 | 6.5371 | 4.9398 | 1.3234 | 4.1929 | 5.9625 | 1.5591 | 1.0964 | 0.017656 | 0.047019 | 0.029364 | 0.0033111 | -0.0009694 | 0.0023724 | -0.0068836 | 0.049189 | 0.02343 | -0.00027962 | -0.0042628 | 5.7119e-05 | 0.0086487 | 0.0017702 | 0.049381 | 0.0045416 | 1.0557 | 1.2424 | 1.1705 | 1.0387 | 1.2984 | 1.2336 | 0.98104 | 1.0165 | 1.7075 | 1.7014 | 1.2931
9.PCR: Powercor | 2016 | 6.5876 | 4.6777 | 1.4083 | 3.6509 | 5.9749 | 1.8044 | 1.1025 | 0.062219 | 0.0076895 | -0.054529 | -0.00048936 | 7.5533e-05 | 0.0061345 | 0.0020175 | -4.8678e-05 | -0.068074 | 0.00090335 | 0.0039424 | 0.0002311 | 0.0043498 | 0.0041173 | -0.13842 | 0.0020817 | 1.0502 | 1.2424 | 1.2042 | 1.0418 | 1.2891 | 1.0741 | 1.001 | 1.0183 | 1.7584 | 1.7722 | 1.3198
9.PCR: Powercor | 2017 | 6.8698 | 4.8598 | 1.4136 | 3.8966 | 6.0268 | 1.763 | 1.1399 | 0.0037409 | 0.041944 | 0.038203 | 0.00033969 | -0.00072421 | 0.0035272 | -0.003776 | 0.042577 | 0.03008 | 0.00029528 | -0.0048881 | -0.00035368 | 0.0069526 | 0.006117 | 0.065125 | 0.0086451 | 1.0564 | 1.2424 | 1.2295 | 1.048 | 1.0158 | 1.1464 | 1.0169 | 1.0166 | 1.6823 | 1.8908 | 1.3577
9.PCR: Powercor | 2018 | 6.6381 | 4.9542 | 1.3399 | 3.9923 | 6.0623 | 1.6627 | 1.095 | -0.053524 | -0.0343 | 0.019224 | 0.0006172 | 0.0073954 | 0.0062208 | 0.010095 | -0.058629 | 0.010185 | -0.00026775 | -0.0012951 | -9.3234e-05 | 0.0052439 | 0.0054514 | 0.024277 | 0.0058744 | 1.0596 | 1.2631 | 1.2588 | 1.0521 | 1.3991 | 1.1746 | 1.0113 | 1.017 | 1.6626 | 1.9865 | 1.3893
9.PCR: Powercor | 2019 | 6.7232 | 4.9849 | 1.3487 | 3.9034 | 6.155 | 1.7224 | 1.0923 | 0.0065531 | 0.012731 | 0.0061784 | 0.0011283 | 0.0015779 | 0.0043331 | 0.00099435 | 0.0046978 | -0.011883 | -5.6171e-08 | -0.00066691 | 0.0071624 | 0.0060857 | 0.0054802 | -0.022525 | 0.01517 | 1.0724 | 1.2688 | 1.2859 | 1.0577 | 1.3809 | 1.1484 | 1.0126 | 1.0176 | 3.7781 | 2.104 | 1.4171
9.PCR: Powercor | 2020 | 6.8205 | 4.8991 | 1.3922 | 3.73 | 6.2453 | 1.8285 | 1.0921 | 0.031715 | 0.014367 | -0.017348 | -0.0022597 | 0.0072894 | 0.0018449 | -0.00036802 | 0.0078608 | -0.019515 | -0.00072865 | -0.012834 | 0.00050063 | 0.0072194 | 0.00801 | -0.045432 | 0.014564 | 1.0494 | 1.2944 | 1.3004 | 1.0646 | 1.3636 | 1.0974 | 1.0125 | 1.0176 | 3.973 | 2.2699 | 1.4644
9.PCR: Powercor | 2021 | 7.0642 | 4.8973 | 1.4425 | 3.763 | 6.2871 | 1.8772 | 1.1236 | 0.035475 | 0.035103 | -0.00037189 | 0.0010511 | -0.0004363 | 0.0030188 | -0.001527 | 0.032997 | 0.0052239 | -0.00038576 | -0.006872 | 0.000673 | 0.0024716 | -0.0014826 | 0.0088091 | 0.0066702 | 1.0619 | 1.2944 | 1.3223 | 1.0679 | 1.1116 | 1.1071 | 1.0127 | 1.0181 | 4.2771 | 2.3369 | 1.4599
9.PCR: Powercor | 2022 | 6.9944 | 5.1128 | 1.368 | 3.8846 | 6.5552 | 1.8006 | 1.067 | -0.052994 | -0.0099234 | 0.043071 | 0.001764 | 0.00030529 | 0.0061291 | 0.0046891 | -0.022811 | 0.01361 | 0.0011036 | 0.015093 | 0.00084788 | 0.0052031 | 0.0072125 | 0.031786 | 0.041759 | 1.0803 | 1.2944 | 1.3588 | 1.0743 | 1.2832 | 1.1429 | 1.0204 | 1.019 | 4.7523 | 2.4299 | 1.5108
9.PCR: Powercor | 2023 | 6.952 | 5.5668 | 1.2488 | 4.3551 | 6.7686 | 1.5963 | 1.0271 | -0.091154 | -0.0060862 | 0.085067 | 0.00073615 | 0.00058279 | 0.0050543 | 0.0064949 | -0.018954 | 0.045886 | 0.0016466 | 0.022474 | -0.0002398 | 0.0074816 | 0.0078191 | 0.11434 | 0.032041 | 1.0866 | 1.2944 | 1.3865 | 1.0804 | 1.3936 | 1.2813 | 1.0306 | 1.0188 | 4.6763 | 2.5542 | 1.5571
10.SAP: SA Power Networks | 2006 | 6.9403 | 3.5974 | 1.9292 | 3.0178 | 3.9739 | 2.2998 | 1.7465 | 0.43492 | -0.0016844 | -0.43661 | -0.00024178 | 0.014042 | -0.034624 | 0.051715 | -0.032576 | -0.14878 | -0.013189 | -0.24244 | 0.022765 | -0.027568 | -0.027387 | -0.36682 | -0.53255 | bar: q1x to x6x
10.SAP: SA Power Networks | 2007 | 6.7554 | 3.5792 | 1.8874 | 2.803 | 4.0972 | 2.41 | 1.6488 | -0.021923 | -0.026998 | -0.0050749 | 0.0031053 | 0.0012173 | 0.00093621 | 0.010285 | -0.042542 | -0.025582 | 0.00022564 | -0.0014204 | 0.00019474 | 0.0065917 | 0.014915 | -0.07384 | 0.030555 | 1.0278 | 1 | 1.0008 | 1.0058 | 1.153 | 0.92882 | 1.009 | 1.0001 | 1.0213 | 1.0403 | 1.0517
10.SAP: SA Power Networks | 2008 | 7.4442 | 3.7561 | 1.9819 | 3.126 | 4.1776 | 2.3814 | 1.7819 | 0.048852 | 0.097087 | 0.048234 | 0.0001012 | 0.024276 | -0.0010485 | -0.012256 | 0.086014 | 0.037651 | 0.00020796 | -0.0016662 | 0.00018344 | 0.0059436 | 0.0059147 | 0.10905 | 0.019442 | 1.0356 | 1.0704 | 1.0029 | 1.0117 | 0.83106 | 1.0358 | 1.018 | 1.0001 | 1.0425 | 1.0806 | 1.0747
10.SAP: SA Power Networks | 2009 | 7.6486 | 3.9483 | 1.9372 | 3.4215 | 4.2876 | 2.2354 | 1.7839 | -0.022803 | 0.027096 | 0.049899 | -0.00064478 | 0.029942 | 0.0091014 | 0.0051306 | -0.016433 | 0.032836 | 0.00056612 | -0.00022984 | 0.00076746 | 0.0076068 | 0.0083529 | 0.09034 | 0.025979 | 1.0285 | 1.1546 | 1.0457 | 1.0212 | 0.91202 | 1.1338 | 1.0339 | 1.001 | 1.1182 | 1.1309 | 1.1056
10.SAP: SA Power Networks | 2010 | 7.2735 | 4.0139 | 1.8121 | 3.4246 | 4.4071 | 2.1239 | 1.6504 | -0.066786 | -0.050293 | 0.016493 | 0.0026324 | 0.0032413 | 0.004761 | 0.014742 | -0.075671 | 0.00032097 | 0.00047581 | -0.0023004 | -8.1744e-05 | 0.0039797 | 0.014099 | 0.0008955 | 0.027501 | 1.0501 | 1.1546 | 1.0618 | 1.028 | 1.2261 | 1.1348 | 1.0538 | 1.0012 | 1.1147 | 1.1683 | 1.1567
10.SAP: SA Power Networks | 2011 | 7.4606 | 4.3914 | 1.6989 | 4.2664 | 4.4813 | 1.7487 | 1.6648 | -0.064462 | 0.025407 | 0.089869 | -0.0026105 | -0.0026542 | 0.0011544 | -0.0096454 | 0.039163 | 0.085788 | -0.00070024 | -2.027e-07 | -0.0010169 | 0.0017564 | 0.0040418 | 0.21978 | 0.016691 | 1.0278 | 1.1546 | 1.0735 | 1.0279 | 1.1098 | 1.4137 | 1.0202 | 1.0021 | 0.9985 | 1.1927 | 1.189
10.SAP: SA Power Networks | 2012 | 7.7573 | 4.516 | 1.7177 | 4.4101 | 4.5925 | 1.759 | 1.6891 | 0.010999 | 0.038993 | 0.027993 | -0.0027036 | -0.003901 | 0.00017194 | -0.011755 | 0.05718 | 0.012772 | 0.00039357 | -0.0020487 | 0.0013555 | 0.0021662 | 0.013355 | 0.033129 | 0.024516 | 1.0059 | 1.1546 | 1.0839 | 1.0332 | 0.9016 | 1.4613 | 1.0327 | 0.99702 | 1.1365 | 1.2175 | 1.2398
10.SAP: SA Power Networks | 2013 | 7.6632 | 4.6412 | 1.6511 | 4.6423 | 4.6522 | 1.6507 | 1.6472 | -0.03955 | -0.012205 | 0.027346 | -1.928e-05 | 0.00053286 | 0.0011622 | 0.0031214 | -0.017002 | 0.025704 | -0.00034399 | -0.0036005 | -0.00016317 | -0.00063957 | 0.0063887 | 0.051324 | 0.012897 | 1.0049 | 1.1546 | 1.0885 | 1.036 | 0.99733 | 1.5383 | 1.0366 | 0.9975 | 1.1443 | 1.2339 | 1.269
10.SAP: SA Power Networks | 2014 | 7.4628 | 4.6618 | 1.6008 | 4.6199 | 4.7045 | 1.6154 | 1.5863 | -0.030926 | -0.026495 | 0.0044305 | -0.0035624 | 0.00090026 | 0.0014478 | 0.0042914 | -0.029573 | -0.00020017 | -0.00033068 | -0.0032455 | 0.00012603 | 0.0010847 | 0.0069961 | -0.0048428 | 0.011194 | 0.96794 | 1.1546 | 1.0936 | 1.0383 | 1.172 | 1.5309 | 1.0337 | 0.98766 | 1.173 | 1.2527 | 1.2977
10.SAP: SA Power Networks | 2015 | 7.7913 | 4.7581 | 1.6375 | 4.8 | 4.74 | 1.6232 | 1.6437 | 0.02263 | 0.043081 | 0.020451 | -0.0027162 | -0.0029698 | -0.00097322 | -0.01022 | 0.05996 | 0.013567 | 0.00048412 | -0.0046197 | 0.00036996 | 0.0015947 | 0.0090553 | 0.038237 | 0.0075086 | 0.94413 | 1.1546 | 1.0964 | 1.0397 | 0.86719 | 1.5905 | 1.0513 | 0.95872 | 1.218 | 1.2702 | 1.3247
10.SAP: SA Power Networks | 2016 | 7.6832 | 4.4523 | 1.7257 | 4.0254 | 4.7895 | 1.9087 | 1.6042 | 0.052451 | -0.01398 | -0.066431 | 0.00040593 | 0.003181 | 0.0027912 | 0.014675 | -0.035033 | -0.071052 | -0.0010316 | 0.0025399 | -0.00053335 | 0.0056072 | -0.0019608 | -0.17598 | 0.010402 | 0.94528 | 1.1546 | 1.1025 | 1.0469 | 0.97961 | 1.3339 | 1.0432 | 0.96436 | 1.2126 | 1.2987 | 1.3362
10.SAP: SA Power Networks | 2017 | 7.5958 | 4.7287 | 1.6063 | 4.6368 | 4.8042 | 1.6382 | 1.5811 | -0.071665 | -0.011437 | 0.060228 | -0.0013602 | -0.00017463 | 0.0047164 | 0.00018265 | -0.014801 | 0.057321 | -5.0443e-05 | -0.0063327 | -0.00030952 | -0.0031029 | 0.012702 | 0.14139 | 0.0030491 | 0.93246 | 1.1546 | 1.1277 | 1.0488 | 1.0917 | 1.5365 | 1.0582 | 0.96427 | 1.2118 | 1.318 | 1.342
10.SAP: SA Power Networks | 2018 | 7.781 | 4.7226 | 1.6476 | 4.5434 | 4.86 | 1.7126 | 1.601 | 0.025384 | 0.024088 | -0.001296 | -0.00068772 | -0.0013307 | 0.0030772 | -0.0031952 | 0.026224 | -0.0088074 | 0.0002023 | 0.0029406 | 0.000366 | 0.0018024 | 0.0022001 | -0.020341 | 0.011557 | 0.92691 | 1.1546 | 1.1484 | 1.0528 | 0.96686 | 1.5055 | 1.0658 | 0.97391 | 1.2581 | 1.3349 | 1.3551
10.SAP: SA Power Networks | 2019 | 7.6585 | 4.7995 | 1.5957 | 4.6619 | 4.9072 | 1.6428 | 1.5607 | -0.032017 | -0.015866 | 0.016151 | -0.00094016 | 0.00076358 | 0.0032197 | 0.002751 | -0.02166 | 0.010833 | -0.00014523 | 0.0012518 | 2.523e-05 | 0.0041495 | 3.61e-05 | 0.025733 | 0.009661 | 0.91752 | 1.1546 | 1.1635 | 1.0527 | 1.0888 | 1.5448 | 1.0615 | 0.98113 | 1.2651 | 1.3739 | 1.3598
10.SAP: SA Power Networks | 2020 | 7.8763 | 4.6272 | 1.7022 | 4.1547 | 4.9797 | 1.8958 | 1.5817 | 0.064604 | 0.028045 | -0.03656 | -0.0020738 | -0.0017516 | 0.00086005 | -0.0058769 | 0.036887 | -0.048638 | 7.506e-05 | 0.0034456 | 0.00012097 | 0.0036745 | 0.0047623 | -0.11517 | 0.014668 | 0.89914 | 1.1546 | 1.1743 | 1.0541 | 0.90026 | 1.3767 | 1.0654 | 0.99421 | 1.2914 | 1.4083 | 1.3746
10.SAP: SA Power Networks | 2021 | 7.8193 | 4.7253 | 1.6548 | 4.236 | 5.1222 | 1.8459 | 1.5266 | -0.028261 | -0.0072708 | 0.02099 | -0.0018049 | 0.00031494 | 0.0016177 | 0.0021106 | -0.0095091 | 0.011444 | -0.00012696 | -0.0031731 | -0.00010602 | 0.011579 | 0.0013733 | 0.019372 | 0.028208 | 0.88239 | 1.1546 | 1.1823 | 1.0563 | 0.95584 | 1.4037 | 1.0727 | 0.99172 | 1.2943 | 1.5733 | 1.3895
10.SAP: SA Power Networks | 2022 | 7.7649 | 4.8858 | 1.5893 | 4.5248 | 5.1831 | 1.7161 | 1.4981 | -0.040364 | -0.0069721 | 0.033392 | 0.001127 | 0.0010471 | 0.0024631 | 0.0058488 | -0.017458 | 0.029273 | 0.00032505 | 0.00055285 | 0.00014906 | 0.00026629 | 0.0028259 | 0.065952 | 0.011819 | 0.89227 | 1.1546 | 1.1925 | 1.061 | 1.0347 | 1.4994 | 1.0901 | 0.9904 | 1.3198 | 1.5986 | 1.4101
10.SAP: SA Power Networks | 2023 | 7.7128 | 5.2372 | 1.4727 | 5.2633 | 5.2306 | 1.4654 | 1.4745 | -0.076189 | -0.0067406 | 0.069449 | 0.00039523 | 0.0011176 | 0.0025338 | 0.0056725 | -0.01646 | 0.062691 | 0.00040801 | 0.00028962 | 0.00023921 | 0.0026318 | 0.0031889 | 0.15119 | 0.0091321 | 0.89539 | 1.1546 | 1.2026 | 1.0646 | 1.0975 | 1.7441 | 1.0888 | 0.9881 | 1.3315 | 1.6324 | 1.4238
11.AND: AusNet Dist. | 2006 | 3.6814 | 2.8643 | 1.2853 | 2.3147 | 3.3548 | 1.5904 | 1.0974 | -0.13613 | -0.73959 | -0.60346 | -0.028541 | -0.26854 | -0.093088 | -0.34493 | -0.0044927 | -0.34429 | -0.0087012 | 0.084072 | -0.035164 | -0.077797 | -0.22159 | -0.82147 | -0.44415 | bar: q1x to x6x
11.AND: AusNet Dist. | 2007 | 3.8442 | 3.1132 | 1.2348 | 2.7204 | 3.4782 | 1.4131 | 1.1052 | -0.040046 | 0.043273 | 0.083319 | 0.0015999 | 0.018774 | 0.0040656 | 0.0023433 | 0.01649 | 0.064145 | 0.00015543 | -0.0055565 | 0.00068387 | 0.0095987 | 0.014292 | 0.16147 | 0.036137 | 1.0138 | 1.0448 | 1.0185 | 1.0079 | 0.95214 | 1.1752 | 1.0058 | 1.003 | 1.0316 | 1.0778 | 1.0635
11.AND: AusNet Dist. | 2008 | 4.2212 | 3.2658 | 1.2926 | 2.9617 | 3.541 | 1.4253 | 1.1921 | 0.045703 | 0.093559 | 0.047857 | 0.0053581 | 0.027344 | 0.0038453 | 0.00043146 | 0.05658 | 0.037181 | 0.00018404 | 0.0028451 | -9.8552e-05 | 0.0037214 | 0.0040235 | 0.084984 | 0.017883 | 1.066 | 1.1142 | 1.0366 | 1.0145 | 0.72248 | 1.2795 | 1.0118 | 1.0063 | 1 | 1.1105 | 1.0797
11.AND: AusNet Dist. | 2009 | 4.0916 | 3.5639 | 1.1481 | 3.3469 | 3.7665 | 1.2225 | 1.0863 | -0.11855 | -0.031189 | 0.087361 | -0.0021464 | 0.025419 | 0.0038271 | 0.0099423 | -0.06823 | 0.05235 | 0.00070952 | 0.00081533 | 0.00073816 | 0.0088309 | 0.023917 | 0.12228 | 0.061739 | 1.0476 | 1.1944 | 1.0548 | 1.029 | 0.99131 | 1.4459 | 1.036 | 1.0102 | 1.0114 | 1.1915 | 1.1983
11.AND: AusNet Dist. | 2010 | 4.4151 | 3.5446 | 1.2456 | 3.264 | 3.7914 | 1.3527 | 1.1645 | 0.081552 | 0.07611 | -0.0054415 | 0.0025541 | 0.0035375 | 0.0022219 | -0.0019615 | 0.069759 | -0.01051 | 0.00068654 | 0.0019635 | 0.00016792 | 0.0053032 | -0.0030527 | -0.025071 | 0.0065896 | 1.0691 | 1.1985 | 1.0665 | 1.0352 | 0.73073 | 1.4101 | 1.0589 | 1.0118 | 1.0035 | 1.2411 | 1.1842
11.AND: AusNet Dist. | 2011 | 4.3375 | 3.6337 | 1.1937 | 3.3258 | 3.8535 | 1.3042 | 1.1256 | -0.042581 | -0.017749 | 0.024833 | -0.0035803 | -0.00014896 | 0.0029405 | 0.0028866 | -0.019847 | 0.0088161 | -2.973e-05 | 0.0035649 | 0.0010542 | 0.0060579 | 0.0053691 | 0.018761 | 0.01624 | 1.0313 | 1.1985 | 1.0813 | 1.0411 | 0.82988 | 1.4368 | 1.0601 | 1.012 | 1.1446 | 1.2966 | 1.2394
11.AND: AusNet Dist. | 2012 | 4.48 | 3.8043 | 1.1776 | 3.5743 | 3.9978 | 1.2534 | 1.1206 | -0.013546 | 0.032328 | 0.045874 | -0.00019582 | 0.00087956 | 0.0043407 | 0.0030082 | 0.024296 | 0.029468 | 0.00046631 | 0.0016627 | 2.4029e-05 | 0.0073909 | 0.0068617 | 0.072043 | 0.036767 | 1.0266 | 1.1985 | 1.1045 | 1.0529 | 0.73193 | 1.5441 | 1.0753 | 1.0213 | 1.1446 | 1.3729 | 1.2499
11.AND: AusNet Dist. | 2013 | 4.455 | 3.9053 | 1.1407 | 3.7815 | 4.0349 | 1.1781 | 1.1041 | -0.031815 | -0.0055984 | 0.026216 | -0.0011636 | 0.00014267 | 0.0038781 | 0.00065796 | -0.0091135 | 0.025327 | -0.00080639 | -0.011034 | 0.0066222 | 0.0019637 | 0.0041437 | 0.056369 | 0.0092397 | 1.0139 | 1.1985 | 1.1254 | 1.0552 | 0.79037 | 1.6337 | 1.0478 | 1.0212 | 2.7315 | 1.422 | 1.2792
11.AND: AusNet Dist. | 2014 | 4.3754 | 4.0471 | 1.0811 | 3.8752 | 4.2169 | 1.1291 | 1.0376 | -0.053692 | -0.018029 | 0.035662 | -0.00073959 | 0.00088723 | 0.0012355 | 0.00471 | -0.024123 | 0.01049 | 0.0025417 | 0.015785 | 0.0013284 | 0.0031254 | 0.0023918 | 0.024469 | 0.04413 | 1.0067 | 1.2018 | 1.1318 | 1.0657 | 0.93921 | 1.6741 | 1.1181 | 1.0232 | 3.1257 | 1.4963 | 1.2785
11.AND: AusNet Dist. | 2015 | 4.5086 | 4.2787 | 1.0537 | 4.1521 | 4.4234 | 1.0859 | 1.0193 | -0.025651 | 0.02999 | 0.055641 | 0.0032499 | 0.0006739 | 0.0061411 | -0.00071368 | 0.020639 | 0.030963 | -0.00057997 | 0.017929 | -0.00055263 | -0.00045927 | 0.0083413 | 0.069018 | 0.04779 | 1.039 | 1.2018 | 1.1669 | 1.0679 | 0.84193 | 1.7938 | 1.0851 | 1.0212 | 2.8972 | 1.572 | 1.313
11.AND: AusNet Dist. | 2016 | 4.3475 | 4.5423 | 0.95711 | 4.452 | 4.6659 | 0.97653 | 0.93175 | -0.096179 | -0.036393 | 0.059786 | -0.001944 | 0.00058499 | 0.0023443 | 0.0064198 | -0.043798 | 0.031117 | 0.0013833 | 0.012245 | 0.00023466 | 0.0065217 | 0.0082849 | 0.069729 | 0.05338 | 1.0219 | 1.2072 | 1.1773 | 1.0765 | 1.0645 | 1.9233 | 1.1408 | 1.0196 | 2.8955 | 1.6524 | 1.3527
11.AND: AusNet Dist. | 2017 | 4.6283 | 4.2272 | 1.0949 | 3.8937 | 4.5321 | 1.1887 | 1.0212 | 0.13449 | 0.062608 | -0.071884 | 0.0018426 | 0.0013413 | 0.0056777 | -0.0014789 | 0.055225 | -0.060305 | -4.097e-05 | -0.015653 | -0.00031948 | 0.0057625 | -0.0013283 | -0.13397 | -0.029091 | 1.0372 | 1.2072 | 1.2135 | 1.0814 | 0.77644 | 1.6822 | 1.1352 | 1.0179 | 2.8914 | 1.7489 | 1.3672
11.AND: AusNet Dist. | 2018 | 4.3993 | 4.1334 | 1.0643 | 3.5404 | 4.6142 | 1.2426 | 0.95345 | -0.02829 | -0.050743 | -0.022453 | -0.0016663 | -0.0012073 | 0.0027003 | 0.0052201 | -0.05579 | -0.041802 | -0.0015044 | 0.0044941 | 0.0002638 | 0.010388 | 0.0057067 | -0.095142 | 0.017943 | 1.0233 | 1.2072 | 1.2253 | 1.0864 | 1.0828 | 1.5295 | 1.0862 | 1.0143 | 3.0333 | 1.8783 | 1.4098
11.AND: AusNet Dist. | 2019 | 4.4499 | 4.1916 | 1.0616 | 3.6462 | 4.6343 | 1.2204 | 0.9602 | -0.0025658 | 0.011418 | 0.013984 | 0.0011203 | 0.014506 | 0.0057875 | 0.0038268 | -0.013822 | 0.012251 | -0.00020035 | -0.0046573 | 0.00018316 | 0.0056777 | 0.00072997 | 0.029469 | 0.0043554 | 1.0352 | 1.2537 | 1.2593 | 1.0955 | 1.1911 | 1.5752 | 1.0844 | 1.0034 | 3.0765 | 1.9486 | 1.4142
11.AND: AusNet Dist. | 2020 | 4.5752 | 4.2334 | 1.0807 | 3.8047 | 4.6298 | 1.2025 | 0.98819 | 0.01784 | 0.027768 | 0.0099274 | -0.0024276 | 0.016562 | 0.0036766 | 0.0012353 | 0.0087219 | 0.019938 | 0.00060793 | -0.015916 | 0.00036863 | 0.0031117 | 0.0018167 | 0.042542 | -0.00096143 | 1.0084 | 1.3081 | 1.2832 | 1.1013 | 1.17 | 1.6437 | 1.1149 | 1.0044 | 3.2687 | 2.0493 | 1.4285
11.AND: AusNet Dist. | 2021 | 4.8043 | 4.2476 | 1.1311 | 3.8716 | 4.6275 | 1.2409 | 1.0382 | 0.045516 | 0.048873 | 0.0033571 | 0.00031628 | 0.00038233 | 0.0014114 | -0.00070823 | 0.047471 | 0.0093501 | -0.00017183 | -0.0084661 | -7.8779e-05 | 0.00058883 | 0.0021349 | 0.017428 | -0.00050672 | 1.0091 | 1.3081 | 1.2954 | 1.1048 | 0.86518 | 1.6726 | 1.1173 | 1.0021 | 3.2682 | 2.0921 | 1.4426
11.AND: AusNet Dist. | 2022 | 4.6728 | 4.1884 | 1.1156 | 3.776 | 4.5123 | 1.2375 | 1.0356 | -0.013719 | -0.027754 | -0.014035 | 0.0018385 | -0.00037144 | 0.0038425 | 0.0038429 | -0.036906 | -0.015266 | 0.00015992 | -0.005309 | 0.00028407 | 0.001961 | 0.0041345 | -0.024997 | -0.025209 | 1.031 | 1.3081 | 1.3158 | 1.1093 | 1.0829 | 1.6313 | 1.1325 | 0.99952 | 3.2389 | 2.1575 | 1.4835
11.AND: AusNet Dist. | 2023 | 4.6262 | 4.2351 | 1.0923 | 3.5942 | 4.6702 | 1.2871 | 0.99058 | -0.021114 | -0.010026 | 0.011088 | -4.1065e-05 | -8.2923e-05 | 0.003785 | 0.0031497 | -0.016836 | -0.021578 | 0.0012765 | 0.016884 | -0.00022647 | 0.01275 | 0.0019818 | -0.049363 | 0.034394 | 1.0311 | 1.3081 | 1.3389 | 1.116 | 1.2058 | 1.5527 | 1.1646 | 0.97506 | 3.0523 | 2.225 | 1.4917
12.TND: TasNetworks Dist. | 2006 | 2.2531 | 1.7112 | 1.3167 | 1.3718 | 1.9719 | 1.6424 | 1.1426 | 0.18682 | -0.71942 | -0.90624 | -0.054892 | -0.27354 | -0.25325 | -0.35284 | 0.2151 | -0.3827 | -0.072986 | -0.023509 | 0.0022024 | -0.14533 | -0.28392 | -0.96317 | -0.86222 | bar: q1x to x6x
12.TND: TasNetworks Dist. | 2007 | 2.1974 | 1.7141 | 1.282 | 1.3693 | 1.9749 | 1.6048 | 1.1126 | -0.026745 | -0.025058 | 0.0016866 | -0.0023567 | 0.024389 | -0.00017747 | -0.0039214 | -0.042992 | 0.0023611 | -0.00080487 | -0.0013335 | -8.6024e-06 | 0.0019557 | -0.00048332 | -0.0018682 | 0.0015312 | 0.9929 | 1.08 | 1.0193 | 1 | 1.3359 | 0.99813 | 1 | 1 | 1 | 1.0003 | 1.0372
12.TND: TasNetworks Dist. | 2008 | 2.2184 | 1.7601 | 1.2604 | 1.3827 | 2.0477 | 1.6044 | 1.0834 | -0.016961 | 0.009552 | 0.026513 | 0.0020659 | 0.0077084 | 0.0081884 | 0.0036406 | -0.012051 | 0.0042739 | -0.0007275 | 0.0037843 | -0.00014859 | -0.00098737 | 0.020318 | 0.009778 | 0.036186 | 0.99829 | 1.0856 | 1.039 | 1 | 1.3775 | 1.0079 | 1 | 1 | 1 | 1.0003 | 1.0878
12.TND: TasNetworks Dist. | 2009 | 2.1522 | 1.909 | 1.1274 | 1.5412 | 2.1914 | 1.3964 | 0.9821 | -0.11151 | -0.030326 | 0.081188 | 0.001915 | -0.0051409 | 0.00063692 | -0.0020702 | -0.025667 | 0.037365 | -0.00031514 | 0.0071015 | 0.0037101 | -0.004248 | 0.037575 | 0.10852 | 0.067845 | 1.0309 | 1.0856 | 1.0591 | 1.0027 | 1.6128 | 1.1235 | 1.0067 | 0.99905 | 1.4522 | 1.003 | 1.1326
12.TND: TasNetworks Dist. | 2010 | 2.1761 | 2.0549 | 1.059 | 1.8292 | 2.2412 | 1.1897 | 0.97097 | -0.062619 | 0.011057 | 0.073676 | -8.7005e-05 | 0.0031868 | 0.0063966 | 0.0099179 | -0.0083574 | 0.056801 | 0.0013329 | -0.0033968 | 0.00034777 | 0.0082997 | 0.010291 | 0.17129 | 0.022449 | 1.0217 | 1.0856 | 1.0796 | 1.0199 | 1.6767 | 1.3334 | 1.0067 | 1.0185 | 1.4589 | 1.044 | 1.1817
12.TND: TasNetworks Dist. | 2011 | 2.3678 | 2.0854 | 1.1354 | 1.7658 | 2.3102 | 1.3409 | 1.0249 | 0.069683 | 0.084418 | 0.014736 | 0.00011882 | 0.008868 | 0.010035 | 0.013593 | 0.051803 | 0.00099886 | -5.9162e-06 | 0.0081039 | 0.0014474 | 0.0022145 | 0.0019769 | -0.035242 | 0.03034 | 0.99913 | 1.0856 | 1.1006 | 1.0385 | 1.1589 | 1.2872 | 1.0067 | 1.0285 | 1.6942 | 1.0873 | 1.2395
12.TND: TasNetworks Dist. | 2012 | 2.32 | 2.1908 | 1.059 | 1.9668 | 2.3455 | 1.1796 | 0.98913 | -0.069666 | -0.020373 | 0.049293 | -0.0031859 | -0.0012184 | 0.0011528 | 0.0032548 | -0.020376 | 0.039191 | 0.00052456 | -0.00077451 | 0.00034184 | 0.0022919 | 0.0077183 | 0.10781 | 0.015174 | 0.97063 | 1.0856 | 1.1107 | 1.0477 | 1.3463 | 1.4337 | 1.0067 | 1.0355 | 1.7413 | 1.1017 | 1.2733
12.TND: TasNetworks Dist. | 2013 | 2.3839 | 1.9999 | 1.192 | 1.5213 | 2.3639 | 1.567 | 1.0085 | 0.11831 | 0.027158 | -0.091154 | -0.00046972 | 0.0040264 | 0.0037256 | 0.0045676 | 0.015308 | -0.094275 | -0.00036243 | 0.005232 | -1.9903e-05 | 0.0007416 | -0.0024701 | -0.25686 | 0.0078016 | 0.95482 | 1.0856 | 1.1166 | 1.0531 | 1.1589 | 1.109 | 1.0067 | 1.039 | 1.7346 | 1.1089 | 1.2834
12.TND: TasNetworks Dist. | 2014 | 2.2713 | 2.0121 | 1.1288 | 1.5448 | 2.4044 | 1.4703 | 0.94466 | -0.054473 | -0.048386 | 0.0060863 | -0.0044663 | -0.0043758 | -0.0021529 | 0.00075505 | -0.038147 | -0.0061904 | -9.5709e-06 | -0.0025419 | 0.0010959 | 0.0052923 | 0.00844 | 0.015317 | 0.016975 | 0.92426 | 1.0856 | 1.1201 | 1.0606 | 1.5685 | 1.1261 | 1.0064 | 1.0445 | 1.9118 | 1.1344 | 1.3107
12.TND: TasNetworks Dist. | 2015 | 2.3868 | 1.9178 | 1.2446 | 1.2678 | 2.4207 | 1.8827 | 0.98601 | 0.097649 | 0.049611 | -0.048038 | 0.0030642 | 0.0044655 | 0.0045895 | 0.0050812 | 0.03241 | -0.048127 | -0.00085264 | 0.010633 | -5.2804e-05 | -0.0013627 | -0.0082757 | -0.19761 | 0.0067719 | 0.94089 | 1.0856 | 1.1293 | 1.0669 | 1.2085 | 0.92416 | 1.0064 | 1.0497 | 1.9178 | 1.1424 | 1.3295
12.TND: TasNetworks Dist. | 2016 | 2.3731 | 1.9646 | 1.2079 | 1.3855 | 2.4492 | 1.7128 | 0.9689 | -0.029919 | -0.0057792 | 0.02414 | 0.0012283 | -0.00034951 | 0.0014528 | 0.00082672 | -0.0089376 | 0.014393 | 0.00066996 | -0.0030144 | 0.00064642 | 0.0035674 | 0.0078775 | 0.088762 | 0.01172 | 0.95384 | 1.0856 | 1.1384 | 1.0694 | 1.2971 | 1.0099 | 1.0045 | 1.0565 | 2.0205 | 1.1508 | 1.3371
12.TND: TasNetworks Dist. | 2017 | 2.4068 | 2.1767 | 1.1057 | 1.8339 | 2.5093 | 1.3124 | 0.95915 | -0.0884 | 0.014108 | 0.10251 | -0.00083062 | 0.0011569 | 0.0024274 | 0.0014768 | 0.0098776 | 0.084676 | 0.00079444 | -0.0081912 | 0.00024211 | 0.0032367 | 0.02175 | 0.28039 | 0.024227 | 0.94247 | 1.0856 | 1.1477 | 1.0714 | 1.1877 | 1.3368 | 1.0039 | 1.0684 | 2.0477 | 1.1558 | 1.3644
12.TND: TasNetworks Dist. | 2018 | 2.3487 | 2.194 | 1.0705 | 1.7705 | 2.6332 | 1.3266 | 0.89196 | -0.032345 | -0.024423 | 0.0079218 | 0.00034211 | -0.0069086 | -0.0040952 | -0.0028463 | -0.010915 | -0.018603 | -0.00082458 | 0.011385 | -0.00023643 | 0.00049549 | 0.015705 | -0.035144 | 0.048203 | 0.96502 | 1.0856 | 1.1488 | 1.0734 | 1.3694 | 1.2906 | 0.99938 | 1.0874 | 2.0081 | 1.1763 | 1.3609
12.TND: TasNetworks Dist. | 2019 | 2.3509 | 2.1118 | 1.1133 | 1.6229 | 2.5344 | 1.4486 | 0.92761 | 0.039147 | 0.00093881 | -0.038208 | 0.00041598 | -0.0008022 | 0.0013694 | 0.0014703 | -0.0015146 | -0.015668 | 0.00016102 | -4.5526e-05 | 6.7973e-05 | 0.0022313 | -0.024955 | -0.087053 | -0.03825 | 0.97125 | 1.0856 | 1.1588 | 1.0779 | 1.3896 | 1.183 | 0.99435 | 1.0969 | 2.0109 | 1.1922 | 1.3891
12.TND: TasNetworks Dist. | 2020 | 2.3779 | 2.1735 | 1.0941 | 1.721 | 2.6087 | 1.3817 | 0.91153 | -0.017393 | 0.011408 | 0.0288 | 0.0019933 | 0.00056801 | 0.0029258 | 0.0012784 | 0.0046421 | 0.011118 | 0.00052249 | -0.00042001 | 0.00049565 | 0.0024769 | 0.014607 | 0.058684 | 0.028894 | 0.98931 | 1.0856 | 1.1728 | 1.0802 | 1.3451 | 1.2545 | 0.99591 | 1.0995 | 2.1017 | 1.2014 | 1.4142
12.TND: TasNetworks Dist. | 2021 | 2.3396 | 2.188 | 1.0693 | 1.7933 | 2.6432 | 1.3047 | 0.88516 | -0.022888 | -0.016223 | 0.0066645 | 0.0012181 | -0.0022867 | 0.0013295 | -0.0063042 | -0.01018 | -0.0007574 | 0.0004624 | -0.0070174 | -5.2853e-05 | 0.002437 | 0.011593 | 0.041141 | 0.013133 | 1.0076 | 1.0856 | 1.1876 | 1.0682 | 1.4506 | 1.3072 | 0.97733 | 1.1025 | 2.0703 | 1.199 | 1.4332
12.TND: TasNetworks Dist. | 2022 | 2.2809 | 2.1907 | 1.0412 | 1.7758 | 2.6785 | 1.2844 | 0.85157 | -0.026657 | -0.025434 | 0.0012236 | 0.0014543 | -0.0027954 | 0.00082529 | -0.0038029 | -0.021115 | -0.0056924 | -5.294e-05 | 0.00029409 | -0.0010737 | 0.0022727 | 0.0054759 | -0.009778 | 0.013257 | 1.0297 | 1.0856 | 1.2012 | 1.063 | 1.65 | 1.2945 | 0.97683 | 1.0997 | 1.845 | 1.2289 | 1.4533
12.TND: TasNetworks Dist. | 2023 | 2.3556 | 2.1996 | 1.0709 | 1.6453 | 2.7424 | 1.4317 | 0.85893 | 0.028175 | 0.032222 | 0.0040463 | 0.0014575 | 0.0014321 | 0.0031984 | 0.0041515 | 0.021982 | -0.010173 | -0.0012212 | 0.015818 | -0.00015776 | -0.0015452 | 0.0013247 | -0.07637 | 0.023608 | 1.0409 | 1.0856 | 1.2142 | 1.0708 | 1.4528 | 1.1993 | 0.97454 | 1.1068 | 1.8438 | 1.2519 | 1.4839
13.UED: United Energy | 2006 | 2.7172 | 2.0594 | 1.3194 | 2.1054 | 2.0341 | 1.2906 | 1.3358 | 0.20866 | 0.14281 | -0.065859 | 0.054939 | 0.16567 | 0.1527 | -0.2555 | 0.025003 | 0.11563 | 0.043369 | -0.21315 | -0.024928 | -0.021947 | 0.035171 | 0.24661 | -0.29879 | bar: q1x to x6x
13.UED: United Energy | 2007 | 2.728 | 2.0452 | 1.3339 | 1.9849 | 2.0906 | 1.3744 | 1.3049 | 0.010906 | 0.0039791 | -0.0069266 | 0.00059024 | 0.019615 | 0.0018224 | 0.00035843 | -0.018407 | -0.020707 | -0.00097885 | 0.0033849 | -0.00077228 | 0.0035254 | 0.0086215 | -0.058928 | 0.027376 | 1.0073 | 1.0555 | 1.009 | 1.0075 | 1.2106 | 0.94278 | 1.0018 | 1.024 | 1.0167 | 1.0434 | 1.0302
13.UED: United Energy | 2008 | 2.7986 | 2.0894 | 1.3394 | 1.9926 | 2.1571 | 1.4045 | 1.2974 | 0.0041546 | 0.025556 | 0.021402 | -0.00095428 | 0.0259 | 0.0019469 | 0.0030645 | -0.0044002 | 0.0055731 | -0.00053554 | 0.0011834 | 0.0017657 | 0.0040575 | 0.0093577 | 0.0038443 | 0.031327 | 0.99754 | 1.1307 | 1.0185 | 1.016 | 1.2623 | 0.94641 | 1.0362 | 1.0356 | 1.2917 | 1.0936 | 1.0624
13.UED: United Energy | 2009 | 2.9047 | 2.1204 | 1.3699 | 2.0268 | 2.187 | 1.4332 | 1.3282 | 0.022483 | 0.037219 | 0.014735 | 0.0013993 | 0.034678 | 0.0013345 | -0.0022239 | 0.002031 | 0.0054563 | -0.0018096 | -0.0058626 | -0.0016337 | -0.00064331 | 0.019228 | 0.01703 | 0.013765 | 1.0124 | 1.2394 | 1.0251 | 1.0124 | 1.247 | 0.96266 | 1.0265 | 1.0139 | 1.2594 | 1.1045 | 1.1152
13.UED: United Energy | 2010 | 2.9521 | 2.1962 | 1.3442 | 2.1165 | 2.2576 | 1.3948 | 1.3076 | -0.018945 | 0.016173 | 0.035119 | 0.0018096 | 5.9145e-05 | 0.0018742 | 0.0046034 | 0.0078271 | 0.012182 | 0.002996 | 0.0028194 | 0.00042944 | 0.0049395 | 0.011753 | 0.043301 | 0.031761 | 1.0313 | 1.2394 | 1.0344 | 1.021 | 1.1606 | 1.0053 | 1.0954 | 1.0288 | 1.3125 | 1.1551 | 1.1533
13.UED: United Energy | 2011 | 2.932 | 2.3987 | 1.2223 | 2.5933 | 2.2738 | 1.1306 | 1.2895 | -0.095049 | -0.0068359 | 0.088213 | -0.0017132 | -8.5506e-05 | 0.0023909 | 0.0015438 | -0.008972 | 0.076017 | -0.0054539 | 0.00010407 | -0.0046692 | 0.0045197 | 0.017695 | 0.20317 | 0.0071697 | 1.0135 | 1.2394 | 1.0464 | 1.0276 | 1.2621 | 1.2317 | 1.1129 | 1.0316 | 1.4333 | 1.2068 | 1.172
13.UED: United Energy | 2012 | 2.8422 | 2.4548 | 1.1578 | 2.6096 | 2.3572 | 1.0892 | 1.2057 | -0.054194 | -0.031088 | 0.023106 | 0.0010172 | -0.00034413 | 0.0022663 | -0.0018342 | -0.032193 | 0.0038354 | 0.0059266 | 0.0042147 | 0.004169 | 0.0030567 | 0.0019041 | 0.0062456 | 0.036038 | 1.0259 | 1.2394 | 1.0574 | 1.035 | 1.6452 | 1.2394 | 1.185 | 1.0457 | 1.5911 | 1.2269 | 1.227
13.UED: United Energy | 2013 | 2.8707 | 2.3584 | 1.2172 | 2.3249 | 2.3917 | 1.2348 | 1.2003 | 0.050045 | 0.0099655 | -0.04008 | -0.0031168 | 0.00020092 | 0.0027169 | 0.0035135 | 0.006651 | -0.047592 | -0.0013585 | -0.00047351 | -0.00033425 | 0.0049403 | 0.0047385 | -0.11551 | 0.01452 | 0.99254 | 1.2394 | 1.0715 | 1.0364 | 1.5592 | 1.1042 | 1.1486 | 1.0392 | 1.5234 | 1.279 | 1.2709
13.UED: United Energy | 2014 | 2.8437 | 2.3974 | 1.1862 | 2.3777 | 2.4199 | 1.196 | 1.1751 | -0.025864 | -0.0094436 | 0.01642 | -0.0020311 | 0.00098925 | 0.00063803 | -0.0012461 | -0.0077937 | 0.01102 | 0.0051273 | -0.0013168 | -0.0030242 | 0.002235 | 0.0023789 | 0.022451 | 0.011723 | 0.97233 | 1.2428 | 1.0746 | 1.0355 | 1.6569 | 1.1293 | 1.2498 | 1.0332 | 1.2748 | 1.308 | 1.2903
13.UED: United Energy | 2015 | 2.9175 | 2.3643 | 1.234 | 2.2563 | 2.4448 | 1.2931 | 1.1934 | 0.039518 | 0.025621 | -0.013897 | -0.00091594 | 0.00035906 | 0.0017676 | 0.0071271 | 0.017283 | -0.015597 | 0.00016589 | -0.00073265 | 0.00013898 | 0.0028458 | -0.00071794 | -0.052398 | 0.010221 | 0.96067 | 1.2428 | 1.0846 | 1.0395 | 1.4225 | 1.0717 | 1.2512 | 1.0343 | 1.2745 | 1.3494 | 1.298
13.UED: United Energy | 2016 | 3.003 | 2.4991 | 1.2016 | 2.6069 | 2.4343 | 1.152 | 1.2336 | -0.026575 | 0.028881 | 0.055456 | 0.0057084 | 7.516e-05 | 0.0015958 | 0.0012084 | 0.020293 | 0.053242 | 0.0013852 | 0.0039533 | -0.0061806 | 0.0047372 | -0.0016807 | 0.14443 | -0.0042837 | 1.0193 | 1.2428 | 1.0932 | 1.0397 | 1.1824 | 1.2382 | 1.2276 | 1.0349 | 0.72641 | 1.3863 | 1.3134
13.UED: United Energy | 2017 | 3.1198 | 2.4794 | 1.2583 | 2.4566 | 2.5063 | 1.27 | 1.2448 | 0.046055 | 0.038144 | -0.0079113 | -0.0025218 | 0.00027863 | 0.0019687 | 0.01954 | 0.018878 | -0.027215 | -0.0015148 | -0.0019626 | 0.0096946 | 0.0024612 | 0.010625 | -0.059389 | 0.029114 | 0.99099 | 1.2428 | 1.1046 | 1.0774 | 0.93826 | 1.1668 | 1.2178 | 1.0366 | 1.4035 | 1.4334 | 1.3406
13.UED: United Energy | 2018 | 3.0986 | 2.2764 | 1.3612 | 1.9486 | 2.5171 | 1.5902 | 1.231 | 0.078637 | -0.0067942 | -0.085432 | -0.0021815 | -3.0577e-05 | 0.0024821 | 0.0008345 | -0.0078987 | -0.078152 | -0.0025707 | -0.00073117 | -0.0068776 | 0.0011817 | 0.0017179 | -0.23164 | 0.0043258 | 0.96857 | 1.2428 | 1.118 | 1.0806 | 1.0216 | 0.92552 | 1.228 | 1.0391 | 1.1984 | 1.4555 | 1.3708
13.UED: United Energy | 2019 | 3.1263 | 2.2939 | 1.3629 | 1.9535 | 2.545 | 1.6004 | 1.2284 | 0.0012639 | 0.008899 | 0.0076351 | 0.00036891 | 6.5538e-05 | 0.0036556 | 0.00178 | 0.0030289 | 0.00077622 | 0.00017611 | 0.00044077 | 0.0011477 | 0.002229 | 0.0028653 | 0.0025272 | 0.011009 | 0.97191 | 1.2428 | 1.1385 | 1.0827 | 0.97646 | 0.92786 | 1.2285 | 1.0405 | 1.2578 | 1.4849 | 1.3893
13.UED: United Energy | 2020 | 3.1911 | 2.3342 | 1.3671 | 2.0482 | 2.5657 | 1.558 | 1.2437 | 0.0030746 | 0.02051 | 0.017435 | -0.002194 | 0.00023247 | 0.0013942 | 0.0039256 | 0.017152 | 0.0066001 | 0.0021119 | 0.0021298 | 0.0013269 | 0.0028339 | 0.0024326 | 0.04731 | 0.0081242 | 0.94778 | 1.2428 | 1.1475 | 1.0842 | 0.75628 | 0.97282 | 1.2424 | 1.0415 | 1.2158 | 1.5169 | 1.4001
13.UED: United Energy | 2021 | 3.2602 | 2.342 | 1.392 | 2.0394 | 2.6015 | 1.5986 | 1.2532 | 0.018046 | 0.021398 | 0.0033523 | -0.00015461 | 4.2163e-05 | 0.00060434 | 0.0014379 | 0.019468 | -0.0074241 | 0.00025721 | 0.00071536 | 0.00047124 | 0.00074423 | 0.0085884 | -0.0043173 | 0.013843 | 0.94589 | 1.2428 | 1.1512 | 1.0863 | 0.59491 | 0.96863 | 1.2428 | 1.0438 | 1.2252 | 1.5266 | 1.4467
13.UED: United Energy | 2022 | 3.2104 | 2.3864 | 1.3453 | 2.1024 | 2.6257 | 1.527 | 1.2227 | -0.034148 | -0.015386 | 0.018763 | 0.0011716 | -0.00016075 | 0.001562 | -0.0015899 | -0.016369 | 0.013969 | -0.0010635 | 0.0011901 | -0.0020268 | 0.0026046 | 0.0040889 | 0.03043 | 0.0092492 | 0.95902 | 1.2428 | 1.1592 | 1.0881 | 0.76508 | 0.99855 | 1.2402 | 1.0579 | 1.1794 | 1.5698 | 1.4654
13.UED: United Energy | 2023 | 3.2598 | 2.4339 | 1.3393 | 2.1206 | 2.6555 | 1.5372 | 1.2276 | -0.0044262 | 0.015275 | 0.019702 | 0.00027517 | 0.00010917 | 0.0014074 | 0.0022089 | 0.011275 | 0.021603 | -0.0013495 | -0.0012822 | -0.0020283 | 0.0011723 | 0.0015867 | 0.0086374 | 0.011291 | 0.96105 | 1.2428 | 1.168 | 1.0897 | 0.64655 | 1.0072 | 1.2394 | 1.0598 | 1.1684 | 1.5919 | 1.4903

## 7. Stata - Weights
DNSP | cs1 | cs2 | cs3 | cs4 | cs5 | cs6 | vs1 | vs2 | vs3 | vs4 | vs5 | gvs1 | gvs2 | gvs3 | gvs4 | gvs5
1 | 0.45361 | 0.030385 | 0.10873 | 0.0005119 | 0.16436 | 0.24239 | 0.089253 | 0.35119 | 0.19265 | 0.40715 | -0.040242
2 | 0.3697 | 0.03896 | 0.062629 | 0.059488 | 0.14364 | 0.32558 | 0.094716 | 0.37268 | 0.20445 | 0.43207 | -0.10392
3 | 0.3759 | 0.0049239 | 0.060713 | 0.060335 | 0.30691 | 0.19122 | 0.089371 | 0.35165 | 0.19291 | 0.40769 | -0.041619
4 | 0.43738 | 0.037746 | 0.089276 | 0.017032 | 0.1523 | 0.26627 | 0.097579 | 0.38395 | 0.21063 | 0.44513 | -0.13729
5 | 0.43123 | 0.031942 | 0.11065 | 0.042597 | 0.10795 | 0.27563 | 0.095134 | 0.37433 | 0.20535 | 0.43398 | -0.10878
6 | 0.45238 | 0.082559 | 0.18793 | 0.0038508 | 0.028819 | 0.24446 | 0.10908 | 0.42919 | 0.23545 | 0.49759 | -0.27131
7 | 0.48035 | 0.060528 | 0.17622 | 0.001665 | 0.032394 | 0.24885 | 0.10448 | 0.4111 | 0.22552 | 0.47661 | -0.21771
8 | 0.45013 | 0.047422 | 0.27472 | 0.001819 | 0.019769 | 0.20614 | 0.092433 | 0.3637 | 0.19952 | 0.42166 | -0.077307
9 | 0.48921 | 0.033707 | 0.19719 | 0.0009069 | 0.10043 | 0.17856 | 0.1018 | 0.40057 | 0.21974 | 0.46441 | -0.18653
10 | 0.36569 | 0.018384 | 0.10154 | 0.0029672 | 0.17182 | 0.33959 | 0.1 | 0.39347 | 0.21585 | 0.45618 | -0.1655
11 | 0.42317 | 0.025948 | 0.2373 | 0.0018965 | 0.10901 | 0.20268 | 0.09863 | 0.38808 | 0.21289 | 0.44993 | -0.14954
12 | 0.40215 | 0.0039794 | 0.25983 | 0.0032147 | 0.10755 | 0.22327 | 0.1019 | 0.40097 | 0.21996 | 0.46487 | -0.1877
13 | 0.38968 | 0.072561 | 0.2112 | 0.019358 | 0.094813 | 0.21239 | 0.093214 | 0.36677 | 0.2012 | 0.42522 | -0.086405
14 | 0.42337 | 0.04323 | 0.14161 | 0.021323 | 0.1063 | 0.26416 | 0.098788 | 0.3887 | 0.21323 | 0.45065 | -0.15137
ind_pooled | 0.42466 | 0.037619 | 0.15984 | 0.016588 | 0.11845 | 0.24285 | 0.097507 | 0.38367 | 0.21047 | 0.44481 | -0.13645 | 0.0858 | 0.3376 | 0.1852 | 0.3914 | -0.11608
STATES | cs1 | cs2 | cs3 | cs4 | cs5 | cs6 | vs1 | vs2 | vs3 | vs4 | vs5
1 ACT | 0.45361 | 0.030385 | 0.10873 | 0.0005119 | 0.16436 | 0.24239 | 0.089253 | 0.35119 | 0.19265 | 0.40715 | -0.040242
2 NSW | 0.41972 | 0.045409 | 0.104 | 0.032026 | 0.11025 | 0.28859 | 0.098193 | 0.38636 | 0.21195 | 0.44793 | -0.14444
3 VIC | 0.43141 | 0.037304 | 0.20488 | 0.011961 | 0.11666 | 0.19778 | 0.096497 | 0.37969 | 0.20829 | 0.4402 | -0.12468
4 QLD | 0.4427 | 0.058465 | 0.151 | 0.022348 | 0.066506 | 0.25899 | 0.10209 | 0.40169 | 0.22036 | 0.4657 | -0.18983
5 SA | 0.36569 | 0.018384 | 0.10154 | 0.0029672 | 0.17182 | 0.33959 | 0.1 | 0.39347 | 0.21585 | 0.45618 | -0.1655
6 TAS | 0.40215 | 0.0039794 | 0.25983 | 0.0032147 | 0.10755 | 0.22327 | 0.1019 | 0.40097 | 0.21996 | 0.46487 | -0.1877

## 8.Stata State-pooled
state | year | outx | inx | tfpx | opinx | kinx | opfpx | kpfpx | tfpdelta | outdelta | indelta | outdelta1 | outdelta2 | outdelta3 | outdelta4 | outdelta5 | indelta1 | indelta2 | indelta3 | indelta4 | indelta5 | indelta6 | odelta | kdelta | q1x | q2x | q3x | q4x | q5x | x1x | x2x | x3x | x4x | x5x | x6x | outgrth1 | outgrth2 | outgrth3 | outgrth4 | outgrth5 | ingrth1 | ingrth2 | ingrth3 | ingrth4 | ingrth5 | ingrth6 | mdindex
ACT | 2006 | 1 | 1 | 1 | 1 | 1 | 1 | 1 | [38 empty] | 1 | bar: q1x to x6x
ACT | 2007 | 0.98736 | 1.0084 | 0.9791 | 1.0068 | 1.0106 | 0.98073 | 0.97702 | -0.021121 | -0.012717 | -0.0084039 | 0.0013282 | -0.0032901 | 0.00053614 | -0.0035641 | -0.0077271 | 0.011099 | -0.00072764 | -0.0020431 | -8.3391e-05 | -0.0067549 | -0.0098936 | 0.0067368 | 0.01053 | 1.0227 | 1 | 1.012 | 1.0049 | 1.2809 | 1.0068 | 1 | 0.9963 | 1 | 1.0157 | 1.0231 | 0.022434 | 0 | 0.011902 | 0.0049118 | 0.24754 | 0.0067363 | 0 | -0.0037053 | 0 | 0.01555 | 0.022877 | 0.96915
ACT | 2008 | 1.0291 | 1.0361 | 0.99325 | 1.0699 | 1.0129 | 0.9619 | 1.016 | 0.014349 | 0.041416 | -0.027068 | 0.002485 | 0.0068844 | 0.0065857 | 0.010941 | 0.01452 | -0.019769 | -0.00075528 | 0.0045301 | -5.7453e-05 | -0.002432 | -0.008584 | 0.060809 | 0.0022589 | 1.0323 | 1 | 1.0255 | 1.0028 | 0.7501 | 1.0699 | 1 | 0.99089 | 1 | 1.0176 | 1.0443 | 0.009338 | 0 | 0.01331 | -0.0021326 | -0.53508 | 0.060809 | 0 | -0.0054469 | 0 | 0.0019051 | 0.020468 | 0.99208
ACT | 2009 | 1.0275 | 1.0471 | 0.98131 | 1.0739 | 1.0284 | 0.95677 | 0.99918 | -0.012095 | -0.0015687 | -0.010526 | 0.00057056 | -0.0011348 | 0.0026829 | 0.0051346 | -0.0088219 | -0.025084 | -5.0446e-05 | 0.014472 | 1.418e-05 | -0.00022891 | 0.00035093 | 0.0037823 | 0.015167 | 1.0416 | 1 | 1.0426 | 1.0196 | 0.89068 | 1.0739 | 1 | 0.98807 | 1 | 1.0546 | 1.0727 | 0.0089564 | 0 | 0.016505 | 0.016662 | 0.17177 | 0.0037822 | 0 | -0.0028523 | 0 | 0.035665 | 0.02686 | 0.97627
ACT | 2010 | 1.0476 | 1.1238 | 0.9322 | 1.2397 | 1.0434 | 0.84506 | 1.0041 | -0.051339 | 0.019396 | -0.070734 | 0.0012654 | 0.0021861 | 0.0059097 | 0.010866 | -0.00083156 | -0.021413 | -0.0014569 | -0.011184 | -0.00013735 | -0.015132 | -0.021411 | 0.14354 | 0.014513 | 1.0501 | 1 | 1.0672 | 1.0369 | 0.78671 | 1.2397 | 1 | 0.98871 | 1 | 1.0951 | 1.0909 | 0.0081549 | 0 | 0.023364 | 0.016802 | -0.12412 | 0.14354 | 0 | 0.00065102 | 0 | 0.037695 | 0.016807 | 0.98038
ACT | 2011 | 1.0107 | 1.1916 | 0.84819 | 1.3787 | 1.0677 | 0.73306 | 0.94658 | -0.094445 | -0.035891 | -0.058554 | -0.00076798 | -0.0052059 | 0.0020199 | -0.00082632 | -0.03111 | -0.05305 | 0.0012905 | -0.0030626 | -6.7409e-05 | -0.0080455 | 0.0043812 | 0.10629 | 0.02307 | 1.055 | 1 | 1.0934 | 1.0566 | 1.4901 | 1.3787 | 1 | 0.99089 | 1 | 1.1327 | 1.1203 | 0.004632 | 0 | 0.024187 | 0.018776 | 0.63874 | 0.10629 | 0 | 0.0022013 | 0 | 0.033813 | 0.026612 | 0.98523
ACT | 2012 | 1.0924 | 1.2397 | 0.88117 | 1.4793 | 1.0845 | 0.73843 | 1.0073 | 0.038141 | 0.077727 | -0.039586 | 0.00037362 | 0.043645 | 0.0072971 | 0.013939 | 0.012473 | -0.028921 | -0.0030189 | -0.0029855 | -8.7165e-05 | -0.010069 | 0.0054958 | 0.07042 | 0.015585 | 1.0482 | 1.1136 | 1.1209 | 1.0736 | 1.0408 | 1.4793 | 1.1162 | 0.97717 | 1 | 1.1739 | 1.1276 | -0.0064647 | 0.10758 | 0.02484 | 0.01598 | -0.35885 | 0.070421 | 0.10993 | -0.013947 | 0 | 0.035673 | 0.0064706 | 1.1136
ACT | 2013 | 1.1117 | 1.2963 | 0.85762 | 1.5797 | 1.1025 | 0.70374 | 1.0084 | -0.02709 | 0.017542 | -0.044632 | 0.00073121 | 0.001306 | 0.0054024 | 0.0084897 | 0.0016124 | 0.0010057 | -0.00059928 | -0.016682 | -0.0001394 | -0.015915 | -0.012301 | 0.06566 | 0.016432 | 1.0528 | 1.1136 | 1.1472 | 1.0893 | 0.94071 | 1.5797 | 1.1162 | 0.97096 | 1 | 1.2148 | 1.1499 | 0.0044124 | 0 | 0.023223 | 0.014531 | -0.10112 | 0.065659 | 0 | -0.006376 | 0 | 0.034295 | 0.019567 | 1.1074
ACT | 2014 | 1.1213 | 1.3978 | 0.80218 | 1.7556 | 1.1411 | 0.6387 | 0.98262 | -0.066821 | 0.0085882 | -0.075409 | -0.0022969 | 0.0004252 | 0.0018777 | 0.0059321 | 0.0026502 | -0.023275 | -0.0012544 | -0.017484 | -0.0085777 | -0.015134 | -0.009684 | 0.10557 | 0.034465 | 1.0259 | 1.1136 | 1.1566 | 1.1027 | 0.88584 | 1.7556 | 1.1165 | 0.96046 | 3.8573 | 1.2588 | 1.1828 | -0.025867 | 0 | 0.008175 | 0.012225 | -0.060096 | 0.10557 | 0.00026674 | -0.010872 | 1.35 | 0.035534 | 0.028252 | 1.0631
ACT | 2015 | 1.1398 | 1.3693 | 0.83242 | 1.6906 | 1.1512 | 0.67422 | 0.99013 | 0.037005 | 0.016368 | 0.020637 | 5.1407e-05 | 0.012628 | 0.0016846 | 0.0036662 | -0.001662 | -0.0077435 | 0.00032832 | 0.0087573 | -3.1804e-05 | -0.0021157 | 0.021442 | -0.037754 | 0.0087633 | 1.0355 | 1.1628 | 1.177 | 1.1274 | 1.1053 | 1.6906 | 1.1161 | 0.93621 | 3.8715 | 1.3022 | 1.1997 | 0.0092469 | 0.043251 | 0.017423 | 0.022123 | 0.22136 | -0.037754 | -0.00032676 | -0.025567 | 0.0036648 | 0.033939 | 0.014137 | 1.1628
ACT | 2016 | 1.1445 | 1.1034 | 1.0373 | 1.0234 | 1.1598 | 1.1184 | 0.98683 | 0.22001 | 0.0041119 | 0.21589 | 1.6261e-05 | -0.0025124 | 0.0019993 | -0.00083317 | 0.0054419 | 0.13658 | 0.0015081 | 0.028327 | 0.00010332 | 0.012596 | 0.036781 | -0.50194 | 0.0074449 | 1.0427 | 1.1628 | 1.1971 | 1.1371 | 1.2004 | 1.0234 | 1.1214 | 0.94688 | 3.8587 | 1.3145 | 1.2104 | 0.0069963 | 0 | 0.01696 | 0.008621 | 0.082491 | -0.50194 | 0.0047407 | 0.011332 | -0.0033045 | 0.0093759 | 0.0088765 | 1.0621
ACT | 2017 | 1.1411 | 1.1419 | 0.99931 | 1.1101 | 1.1658 | 1.0279 | 0.97884 | -0.037282 | -0.0029479 | -0.034334 | 0.0009682 | -0.0010277 | 0.006441 | -0.00012016 | -0.0092093 | -0.0074722 | 0.00066697 | -0.006866 | -0.00010866 | -0.0048227 | -0.015731 | 0.081349 | 0.0051796 | 1.0565 | 1.1628 | 1.2393 | 1.1417 | 1.3986 | 1.1101 | 1.0833 | 0.96063 | 3.9083 | 1.3296 | 1.2166 | 0.013087 | 0 | 0.034646 | 0.0040208 | 0.15285 | 0.08135 | -0.034646 | 0.014421 | 0.012757 | 0.011437 | 0.005134 | 1.0926
ACT | 2018 | 1.2139 | 1.2459 | 0.97428 | 1.3398 | 1.1791 | 0.90603 | 1.0295 | -0.025361 | 0.061779 | -0.087139 | -0.0015219 | 0.039691 | 0.007366 | 0.007571 | 0.0086722 | -0.04391 | -0.00048768 | -0.013921 | -6.8353e-05 | -0.007352 | -0.0214 | 0.18802 | 0.011337 | 1.034 | 1.2883 | 1.2785 | 1.1527 | 1.147 | 1.3398 | 1.0843 | 0.96698 | 3.9239 | 1.3449 | 1.2314 | -0.021506 | 0.1025 | 0.031132 | 0.0095551 | -0.19836 | 0.18802 | 0.00094025 | 0.0065812 | 0.0039899 | 0.011412 | 0.012095 | 1.2883
ACT | 2019 | 1.2144 | 1.2378 | 0.98106 | 1.2906 | 1.2006 | 0.94094 | 1.0115 | 0.0069341 | 0.00044505 | 0.0064891 | 0.00077511 | -0.0012665 | 0.0049466 | 0.0016198 | -0.00563 | 0.012936 | 0.00035022 | 0.0047368 | 2.8413e-05 | 0.00013449 | -0.011697 | -0.037362 | 0.018118 | 1.0464 | 1.2883 | 1.3148 | 1.1636 | 1.3127 | 1.2906 | 1.0843 | 0.9684 | 3.9239 | 1.3651 | 1.2723 | 0.011936 | 0 | 0.028053 | 0.0094186 | 0.13497 | -0.037362 | -2.2501e-06 | 0.0014695 | 0 | 0.014919 | 0.032685 | 1.0958
ACT | 2020 | 1.233 | 1.2258 | 1.0058 | 1.2291 | 1.2265 | 1.0031 | 1.0053 | 0.024917 | 0.015171 | 0.0097454 | -0.0010425 | -7.2633e-05 | 0.0039846 | 0.013424 | -0.0011219 | 0.023622 | -0.0029799 | -0.0079264 | 1.7315e-05 | -0.0069858 | 0.0039977 | -0.048834 | 0.021273 | 1.0351 | 1.2883 | 1.3413 | 1.201 | 1.334 | 1.2291 | 1.1741 | 0.97174 | 3.974 | 1.4075 | 1.2904 | -0.010906 | 0 | 0.019884 | 0.031695 | 0.016094 | -0.048834 | 0.079614 | 0.0034418 | 0.01269 | 0.030575 | 0.014097 | 1.2359
ACT | 2021 | 1.2524 | 1.2021 | 1.0418 | 1.162 | 1.2402 | 1.0778 | 1.0098 | 0.035189 | 0.015621 | 0.019569 | -0.00022716 | 0.014155 | 0.0048842 | 0.0050158 | -0.008207 | 0.037591 | -0.0012704 | -0.0078041 | -3.0125e-05 | -0.0071245 | -0.0017936 | -0.056157 | 0.01111 | 1.0336 | 1.34 | 1.3753 | 1.2171 | 1.4849 | 1.162 | 1.1976 | 0.97283 | 3.969 | 1.4385 | 1.3057 | -0.0013813 | 0.039299 | 0.025102 | 0.013283 | 0.10718 | -0.056157 | 0.019813 | 0.0011201 | -0.0012553 | 0.021781 | 0.011803 | 1.34
ACT | 2022 | 1.2524 | 1.2393 | 1.0106 | 1.2266 | 1.2552 | 1.021 | 0.99778 | -0.030481 | 3.9534e-05 | -0.03052 | -9.1686e-05 | 0.0057224 | 0.00090229 | -0.0083747 | 0.0018812 | -0.015778 | -0.0025907 | -0.0048118 | 9.4665e-05 | -0.0029291 | -0.0045048 | 0.054152 | 0.012052 | 1.0507 | 1.3823 | 1.4041 | 1.2252 | 1.9383 | 1.2266 | 1.2865 | 0.97729 | 3.969 | 1.4558 | 1.3168 | 0.016351 | 0.031096 | 0.020692 | 0.0066301 | 0.26642 | 0.054152 | 0.071604 | 0.004576 | 0 | 0.012003 | 0.0084824 | 1.3823
ACT | 2023 | 1.3653 | 1.219 | 1.1201 | 1.1644 | 1.2621 | 1.1725 | 1.0818 | 0.10289 | 0.086313 | 0.01658 | 0.0027875 | 0.062754 | 0.0044071 | 0.0022841 | 0.014081 | -0.024618 | 0.00034186 | 0.01634 | 3.5172e-05 | 0.0083259 | 0.016154 | -0.052036 | 0.005482 | 1.0808 | 1.6338 | 1.4331 | 1.2295 | 1.6655 | 1.1644 | 1.3029 | 0.9763 | 3.9694 | 1.4685 | 1.3174 | 0.028238 | 0.16719 | 0.020444 | 0.0035191 | -0.15169 | -0.052036 | 0.012661 | -0.0010081 | 8.7608e-05 | 0.0086965 | 0.00043745 | 1.6338
NSW | 2006 | 27.349 | 19.7871 | 1.3822 | 20.5534 | 19.2683 | 1.3306 | 1.4194 | 0.21025 | 2.9973 | -2.787 | 0.29267 | 0.95815 | 0.56286 | 1.7088 | -0.52516 | -1.2282 | -0.10214 | -0.47491 | -0.0695 | -0.21961 | -0.69268 | 2.8708 | 2.7257 | [22 empty] | 1 | bar: q1x to x6x
NSW | 2007 | 27.8189 | 20.072 | 1.386 | 20.6782 | 19.667 | 1.3453 | 1.4145 | 0.0027392 | 0.017038 | -0.014299 | -0.0008233 | -0.0026877 | -0.0012298 | -0.024984 | 0.046763 | -0.0050244 | 0.002424 | 0.0093363 | 0.00097428 | -0.0050015 | -0.017008 | 0.0060539 | 0.020479 | 1.0104 | 1.0091 | 1.0099 | 0.96466 | 0.86599 | 1.0061 | 0.99011 | 0.93261 | 1.0085 | 1.0587 | 1.057 | 0.010361 | 0.0090554 | 0.0098908 | -0.035976 | -0.14388 | 0.0060539 | -0.0099368 | -0.069772 | 0.0084906 | 0.057079 | 0.055391 | 0.99575
NSW | 2008 | 27.6522 | 22.4579 | 1.2313 | 26.1842 | 19.8715 | 1.0561 | 1.3916 | -0.11832 | -0.0060115 | -0.11231 | 0.0014255 | 0.0056445 | 0.0023136 | -0.0045395 | -0.010856 | -0.12843 | 0.0045767 | 0.0021192 | 0.0037213 | 0.0086745 | -0.0029691 | 0.23607 | 0.010346 | 1.024 | 1.0229 | 1.0201 | 0.9543 | 0.91887 | 1.274 | 0.97979 | 0.93677 | 0.99216 | 1.0138 | 1.1044 | 0.013356 | 0.013574 | 0.0099644 | -0.010807 | 0.059268 | 0.23607 | -0.010477 | 0.0044531 | -0.016358 | -0.043391 | 0.043907 | 1.0134
NSW | 2009 | 27.5431 | 21.7159 | 1.2683 | 23.8294 | 20.3485 | 1.1558 | 1.3536 | 0.029641 | -0.0039524 | 0.033594 | -0.00024941 | 0.011564 | 0.0027199 | 0.0064814 | -0.024468 | 0.090388 | -0.0055235 | -0.0053947 | -0.0019101 | -0.010543 | -0.033424 | -0.094234 | 0.02372 | 1.0164 | 1.0488 | 1.0287 | 0.96331 | 1.0258 | 1.1594 | 0.98692 | 0.94021 | 0.98219 | 1.0509 | 1.1473 | -0.0074279 | 0.025026 | 0.0084004 | 0.0093979 | 0.11013 | -0.094234 | 0.0072496 | 0.0036661 | -0.010104 | 0.03596 | 0.038147 | 1.0488
NSW | 2010 | 28.8616 | 22.8181 | 1.2649 | 25.8689 | 20.8203 | 1.1157 | 1.3862 | -0.0027512 | 0.046758 | -0.049509 | -0.0044625 | -0.014232 | -0.006164 | -0.015905 | 0.087521 | -0.049216 | 0.0077394 | -0.00067468 | 0.0037826 | -0.00068538 | -0.010454 | 0.082121 | 0.022923 | 1.0129 | 1.0489 | 1.0355 | 0.9685 | 0.78603 | 1.2586 | 1.0033 | 0.9422 | 1.0088 | 1.0873 | 1.1996 | -0.0034403 | 6.7858e-05 | 0.0066263 | 0.0053729 | -0.26628 | 0.082121 | 0.016411 | 0.0021181 | 0.02673 | 0.034094 | 0.04453 | 1.0373
NSW | 2011 | 28.9283 | 22.9503 | 1.2605 | 25.6746 | 21.2734 | 1.1267 | 1.3598 | -0.0034685 | 0.0023092 | -0.0057777 | -0.00042111 | 0.0086503 | 0.0012228 | 0.0031456 | -0.010288 | 0.034516 | -0.0033011 | -0.0032876 | -0.0056964 | -0.0093133 | -0.018696 | -0.0075397 | 0.021529 | 1.0124 | 1.0764 | 1.0449 | 0.97899 | 0.87291 | 1.2492 | 1.0078 | 0.94579 | 1.034 | 1.1396 | 1.2183 | -0.00055967 | 0.025915 | 0.0090464 | 0.010774 | 0.10483 | -0.0075397 | 0.0045305 | 0.003802 | 0.024643 | 0.046945 | 0.015471 | 1.0725
NSW | 2012 | 28.7931 | 24.6928 | 1.1661 | 29.4456 | 21.8344 | 0.97784 | 1.3187 | -0.077863 | -0.0046846 | -0.073178 | -0.0047601 | -0.0034232 | -0.00021108 | -0.0027319 | 0.0064418 | -0.068035 | 0.0012884 | 0.00075138 | -0.0017329 | -0.0057269 | 0.00027619 | 0.13704 | 0.026029 | 0.97339 | 1.0764 | 1.0529 | 0.98259 | 0.90313 | 1.4326 | 1.0069 | 0.94736 | 1.0805 | 1.1909 | 1.257 | -0.039256 | 0 | 0.0076247 | 0.0036789 | 0.034036 | 0.13704 | -0.00085917 | 0.0016586 | 0.044017 | 0.04406 | 0.031283 | 0.95437
NSW | 2013 | 28.8463 | 23.3614 | 1.2348 | 24.8147 | 22.4346 | 1.1625 | 1.2858 | 0.05727 | 0.0018451 | 0.055425 | -0.0063262 | -0.0039324 | 5.2624e-05 | -0.0032328 | 0.015284 | 0.083796 | -0.00072471 | -0.0011257 | -0.0053589 | -0.0027621 | -0.018399 | -0.17111 | 0.027118 | 0.92154 | 1.0764 | 1.0638 | 0.98661 | 0.88286 | 1.2073 | 1.0413 | 0.94822 | 1.1286 | 1.2308 | 1.2925 | -0.05474 | 0 | 0.010319 | 0.004075 | -0.022693 | -0.17111 | 0.033526 | 0.00090082 | 0.043516 | 0.032936 | 0.027849 | 1.0024
NSW | 2014 | 29.5859 | 24.2709 | 1.219 | 26.2941 | 22.9431 | 1.1252 | 1.2895 | -0.012875 | 0.025317 | -0.038193 | -0.0029817 | 0.0088894 | 0.0019437 | -0.00075233 | 0.018218 | -0.044295 | 0.0041897 | 0.0023362 | 0.0012672 | 0.0032943 | -0.0049847 | 0.057908 | 0.022413 | 0.89725 | 1.107 | 1.0785 | 0.98964 | 0.7865 | 1.2793 | 1.0349 | 0.95183 | 1.2036 | 1.2695 | 1.3274 | -0.02671 | 0.028003 | 0.013658 | 0.0030655 | -0.11558 | 0.057907 | -0.0061368 | 0.0038045 | 0.064401 | 0.030914 | 0.026634 | 0.92978
NSW | 2015 | 29.4019 | 24.7482 | 1.188 | 26.9732 | 23.2819 | 1.09 | 1.2629 | -0.025713 | -0.0062379 | -0.019475 | 0.0022898 | 0.0031112 | 0.004452 | 0.0053463 | -0.021437 | -0.014592 | -0.0057476 | -0.0027015 | -0.0066424 | -0.010104 | 0.020312 | 0.025498 | 0.014658 | 0.91139 | 1.107 | 1.0932 | 0.9929 | 0.87378 | 1.3123 | 1.0649 | 0.95404 | 1.1385 | 1.2989 | 1.3441 | 0.015632 | 0 | 0.013541 | 0.0032959 | 0.10524 | 0.025499 | 0.028595 | 0.0023169 | -0.055606 | 0.022905 | 0.012484 | 0.94514
NSW | 2016 | 29.5341 | 23.8385 | 1.2389 | 24.1889 | 23.6214 | 1.221 | 1.2503 | 0.041942 | 0.0044877 | 0.037454 | 0.0031252 | 0.0083499 | 0.0070573 | 0.012254 | -0.026298 | 0.046881 | 0.00019791 | -0.00023628 | -0.00039234 | -0.0012802 | -0.0077155 | -0.10895 | 0.014476 | 0.92063 | 1.107 | 1.1067 | 0.99683 | 0.87804 | 1.1769 | 1.0701 | 0.95678 | 1.1872 | 1.3298 | 1.3646 | 0.010091 | 0 | 0.012325 | 0.0039443 | 0.0048634 | -0.10895 | 0.0048567 | 0.0028722 | 0.041855 | 0.023504 | 0.015175 | 1.0308
NSW | 2017 | 29.6511 | 22.9447 | 1.2923 | 22.046 | 23.6142 | 1.345 | 1.2556 | 0.042163 | 0.0039513 | 0.038212 | 0.00025357 | 0.0046935 | 0.0025995 | 0.00094996 | -0.0045452 | 0.050774 | -0.0015677 | -0.0010561 | -0.0011738 | -0.0076915 | -0.0010726 | -0.092763 | -0.0003028 | 0.92396 | 1.1217 | 1.1215 | 1 | 0.91517 | 1.0726 | 1.079 | 0.9611 | 1.22 | 1.3629 | 1.3443 | 0.0036081 | 0.01321 | 0.013311 | 0.0032141 | 0.04142 | -0.092763 | 0.0082558 | 0.0045048 | 0.027229 | 0.024579 | -0.015025 | 1.0948
NSW | 2018 | 30.1261 | 22.4908 | 1.3395 | 20.5698 | 23.9265 | 1.4646 | 1.2591 | 0.035875 | 0.015894 | 0.019981 | -0.00079149 | -0.0015991 | 0.002382 | -0.00059926 | 0.016502 | 0.033489 | -0.0033429 | -0.0032131 | -0.0060406 | -0.0030196 | 0.0021083 | -0.069304 | 0.013137 | 0.92035 | 1.1217 | 1.139 | 1.0032 | 0.84035 | 1.0008 | 1.0493 | 0.96385 | 1.1893 | 1.3935 | 1.3614 | -0.0039215 | 0 | 0.015439 | 0.003154 | -0.08529 | -0.069305 | -0.027862 | 0.0028548 | -0.02543 | 0.022211 | 0.012699 | 1.0305
NSW | 2019 | 29.8966 | 22.8921 | 1.306 | 21.1693 | 24.1835 | 1.4123 | 1.2362 | -0.025334 | -0.0076491 | -0.017685 | 0.0014592 | 0.0049816 | 0.0047348 | 0.006078 | -0.024903 | -0.014231 | 0.0005433 | -0.00286 | 0.00057759 | -0.0026799 | 0.00096548 | 0.028728 | 0.010684 | 0.92632 | 1.1268 | 1.1551 | 1.0078 | 0.93653 | 1.03 | 1.0521 | 0.97577 | 1.1765 | 1.4265 | 1.3767 | 0.0064683 | 0.0045411 | 0.014055 | 0.004539 | 0.10837 | 0.028728 | 0.0026401 | 0.012296 | -0.010827 | 0.023405 | 0.011166 | 1.0614
NSW | 2020 | 29.4103 | 22.0869 | 1.3316 | 19.2719 | 24.3962 | 1.5261 | 1.2055 | 0.019408 | -0.016398 | 0.035806 | -0.00025266 | 0.0062623 | 0.0061437 | 0.0092963 | -0.037847 | 0.027253 | -0.0027115 | 0.00056979 | -0.00049094 | -0.0043008 | 0.015486 | -0.093902 | 0.0087584 | 0.90916 | 1.1268 | 1.1698 | 1.011 | 1.0506 | 0.93765 | 1.049 | 0.96565 | 1.223 | 1.4583 | 1.3933 | -0.018702 | 0 | 0.012623 | 0.0032031 | 0.11491 | -0.093902 | -0.0029986 | -0.010425 | 0.038757 | 0.02207 | 0.011932 | 1.0731
NSW | 2021 | 30.3692 | 21.8609 | 1.3892 | 18.7812 | 24.6616 | 1.617 | 1.2314 | 0.042369 | 0.032083 | 0.010286 | -0.002262 | -0.0069339 | -0.0016252 | -0.0073903 | 0.050295 | -0.011078 | 0.0053549 | 0.0060391 | 0.004752 | 0.0061153 | -0.00089722 | -0.025795 | 0.010819 | 0.9044 | 1.1268 | 1.1822 | 1.014 | 0.8702 | 0.91377 | 1.0406 | 0.96872 | 1.2141 | 1.4906 | 1.4055 | -0.0052431 | 0 | 0.01052 | 0.0029526 | -0.18837 | -0.025796 | -0.0079791 | 0.0031675 | -0.0072786 | 0.021895 | 0.0087552 | 1.0115
NSW | 2022 | 30.0531 | 21.2667 | 1.4132 | 17.5375 | 24.5743 | 1.7136 | 1.223 | 0.017096 | -0.010462 | 0.027558 | 0.0005892 | 0.0052959 | 0.0041423 | 0.0064975 | -0.026987 | 0.042819 | 0.00050509 | -0.0034633 | -0.00076353 | -0.0029116 | -0.0086274 | -0.068513 | -0.0035459 | 0.90075 | 1.1308 | 1.193 | 1.0175 | 0.963 | 0.85327 | 1.035 | 0.98063 | 1.2336 | 1.5193 | 1.3804 | -0.0040469 | 0.0035113 | 0.0091279 | 0.0034402 | 0.10133 | -0.068512 | -0.0054345 | 0.012218 | 0.015894 | 0.019086 | -0.018025 | 0.99894
NSW | 2023 | 30.5777 | 22.0807 | 1.3848 | 18.7545 | 24.602 | 1.6304 | 1.2429 | -0.02026 | 0.017303 | -0.037563 | 0.0011838 | -0.00037488 | 0.0014259 | 0.00092142 | 0.014147 | 0.0040206 | -0.0028274 | -0.010052 | -0.0021227 | -0.010943 | -0.015638 | 0.067093 | 0.0011286 | 0.9125 | 1.1308 | 1.2022 | 1.0206 | 0.88259 | 0.91248 | 1.0373 | 0.98305 | 1.1883 | 1.5439 | 1.3986 | 0.012965 | 0 | 0.0076942 | 0.003099 | -0.087193 | 0.067093 | 0.0022865 | 0.0024661 | -0.037387 | 0.016079 | 0.013081 | 1.0349
VIC | 2006 | 16.3317 | 11.671 | 1.3993 | 9.9603 | 13.0708 | 1.6397 | 1.2495 | 0.010436 | -0.62716 | 0.6376 | -0.041156 | -0.23912 | -0.094422 | -0.32206 | 0.069597 | 0.24307 | 0.055032 | -0.11862 | 0.080132 | 0.10984 | 0.26814 | -0.63283 | -0.63245 | [22 empty] | 1 | bar: q1x to x6x
VIC | 2007 | 16.6202 | 11.863 | 1.401 | 9.9788 | 13.4396 | 1.6656 | 1.2367 | 0.0011942 | 0.017509 | -0.016315 | 0.0016876 | 0.020039 | 0.0039843 | 0.0038343 | -0.012036 | -0.0021966 | -0.00049711 | -0.0011442 | 3.0017e-05 | -0.0070823 | -0.0054248 | 0.0018511 | 0.027828 | 1.0144 | 1.0507 | 1.016 | 1.0063 | 1.0608 | 1.0019 | 1.0028 | 1.0034 | 0.99951 | 1.0571 | 1.0329 | 0.014318 | 0.049464 | 0.015855 | 0.0062658 | 0.059024 | 0.0018513 | 0.0028126 | 0.0034434 | -0.00049103 | 0.055524 | 0.032382 | 1.0507
VIC | 2008 | 17.5417 | 12.0894 | 1.451 | 9.9996 | 13.8011 | 1.7542 | 1.271 | 0.035058 | 0.053959 | -0.018901 | 0.0010226 | 0.020718 | 0.0014161 | -0.00056906 | 0.031372 | 0.0034365 | -0.0016137 | -0.0074993 | -0.00026613 | -0.0063121 | -0.0066466 | 0.0020828 | 0.026541 | 1.0327 | 1.1156 | 1.0306 | 1.0109 | 0.90295 | 1.0039 | 1.0101 | 1.0074 | 1.038 | 1.0962 | 1.0693 | 0.017821 | 0.059971 | 0.014264 | 0.0046199 | -0.16111 | 0.0020828 | 0.0072857 | 0.0039553 | 0.03777 | 0.036357 | 0.0346 | 1.1156
VIC | 2009 | 17.3834 | 12.861 | 1.3516 | 11.0083 | 14.3843 | 1.5791 | 1.2085 | -0.070937 | -0.0090634 | -0.061873 | 0.0011052 | 0.032991 | 0.0061446 | 0.010341 | -0.059646 | -0.043943 | -0.00059176 | -0.0007359 | -0.00024959 | -0.01135 | -0.0050025 | 0.096106 | 0.041386 | 1.0283 | 1.1976 | 1.044 | 1.0218 | 1.1933 | 1.1052 | 1.0182 | 1.0043 | 1.0544 | 1.1947 | 1.1217 | -0.0042341 | 0.070852 | 0.012951 | 0.010667 | 0.27879 | 0.096105 | 0.0079403 | -0.0030924 | 0.015664 | 0.086033 | 0.047899 | 1.1976
VIC | 2010 | 18.0125 | 13.1049 | 1.3745 | 11.2211 | 14.6824 | 1.6052 | 1.2268 | 0.016761 | 0.035549 | -0.018788 | 0.00088198 | -0.0032469 | 0.00080498 | -0.00021305 | 0.037322 | -0.010816 | -0.00064135 | 0.0017404 | -0.00024971 | -0.0068733 | -0.0019486 | 0.019152 | 0.020516 | 1.0475 | 1.1984 | 1.0584 | 1.0292 | 1.0097 | 1.1266 | 1.0351 | 1.0061 | 1.0732 | 1.2631 | 1.14 | 0.018478 | 0.00074114 | 0.013688 | 0.0071909 | -0.16708 | 0.019152 | 0.016434 | 0.0017383 | 0.017687 | 0.055636 | 0.01618 | 1.1649
VIC | 2011 | 18.0975 | 13.5718 | 1.3335 | 11.8484 | 14.9403 | 1.5274 | 1.2113 | -0.030298 | 0.0047119 | -0.03501 | -0.002456 | -0.0015715 | 0.0017981 | -0.00085051 | 0.0077919 | -0.016674 | -0.0025814 | -0.0048608 | 0.00038691 | -0.0038694 | -0.007411 | 0.054391 | 0.017411 | 1.026 | 1.1984 | 1.0722 | 1.0308 | 0.98863 | 1.1896 | 1.0374 | 1.0077 | 1.0707 | 1.2898 | 1.1781 | -0.020744 | 0 | 0.012986 | 0.0015502 | -0.021058 | 0.054392 | 0.0022187 | 0.0016701 | -0.0022845 | 0.020947 | 0.032863 | 1.1438
VIC | 2012 | 18.1634 | 14.3626 | 1.2646 | 13.2886 | 15.2537 | 1.3668 | 1.1907 | -0.052999 | 0.0036301 | -0.056629 | 0.00058309 | -0.00047347 | 0.0031075 | 0.0031182 | -0.0027053 | -0.063549 | 0.0007917 | 0.0097405 | -0.0021123 | 5.2292e-05 | -0.0015524 | 0.11472 | 0.020764 | 1.0334 | 1.1984 | 1.0896 | 1.0391 | 1.0182 | 1.3342 | 1.0562 | 1.0118 | 1.2369 | 1.3281 | 1.2055 | 0.0072393 | 0 | 0.016088 | 0.0080327 | 0.029442 | 0.11472 | 0.017955 | 0.0039725 | 0.14425 | 0.029271 | 0.022931 | 1.075
VIC | 2013 | 18.0796 | 14.4963 | 1.2472 | 13.3679 | 15.4895 | 1.3525 | 1.1672 | -0.013891 | -0.0046217 | -0.0092694 | -0.0023443 | -0.0011839 | 0.0025548 | 0.00034912 | -0.0039975 | -0.014495 | 0.0016781 | 0.012801 | -0.00083083 | 4.8398e-05 | -0.0084713 | 0.0059509 | 0.015335 | 1.0121 | 1.1984 | 1.1068 | 1.0426 | 1.0771 | 1.3421 | 1.0441 | 1.0132 | 1.3101 | 1.3803 | 1.2385 | -0.020819 | 0 | 0.015636 | 0.0034334 | 0.056265 | 0.0059507 | -0.011468 | 0.0014044 | 0.057513 | 0.03855 | 0.027027 | 1.1584
VIC | 2014 | 17.7968 | 14.6877 | 1.2117 | 13.2733 | 15.9388 | 1.3408 | 1.1166 | -0.028881 | -0.015765 | -0.013116 | -0.0013725 | 0.0039734 | 0.0028006 | 0.0039485 | -0.025115 | 0.0058874 | -0.0026182 | -0.01369 | -0.00026738 | -0.0037875 | 0.0013603 | -0.0071039 | 0.028598 | 0.99487 | 1.2071 | 1.1176 | 1.0491 | 1.2533 | 1.3326 | 1.0649 | 1.0178 | 1.3407 | 1.4389 | 1.2612 | -0.017199 | 0.0072302 | 0.0097099 | 0.0061826 | 0.15151 | -0.0071033 | 0.019682 | 0.0045817 | 0.023083 | 0.04159 | 0.018163 | 1.205
VIC | 2015 | 18.3582 | 15.0457 | 1.2202 | 13.5876 | 16.3212 | 1.3511 | 1.1248 | 0.0069734 | 0.031057 | -0.024084 | 0.00049814 | -0.0046999 | 0.00059208 | -0.0030724 | 0.037739 | -0.0076505 | -0.00080026 | -0.010631 | -8.2892e-05 | -0.0016147 | -0.0033041 | 0.023402 | 0.023708 | 1.0124 | 1.2071 | 1.1369 | 1.053 | 1.0663 | 1.3642 | 1.0561 | 1.018 | 1.3455 | 1.5132 | 1.2825 | 0.017496 | 0 | 0.017086 | 0.0036867 | -0.16156 | 0.023402 | -0.0082419 | 0.00015301 | 0.0035403 | 0.050323 | 0.016779 | 1.0666
VIC | 2016 | 18.3343 | 15.2929 | 1.1989 | 13.7864 | 16.6127 | 1.3299 | 1.1036 | -0.017595 | -0.0013025 | -0.016293 | 0.00092554 | 0.0019996 | 0.0046923 | 0.0037119 | -0.012632 | -0.0064913 | 0.001606 | -0.00093944 | -0.00039006 | -0.0023848 | -0.007693 | 0.014528 | 0.017699 | 1.0177 | 1.2083 | 1.1568 | 1.0579 | 1.1287 | 1.3841 | 1.0774 | 1.0191 | 1.3742 | 1.5692 | 1.3068 | 0.0052054 | 0.00096824 | 0.017424 | 0.0046931 | 0.056874 | 0.014528 | 0.019947 | 0.00105 | 0.021153 | 0.036334 | 0.018757 | 1.17
VIC | 2017 | 19.0964 | 15.1664 | 1.2591 | 13.3525 | 16.7674 | 1.4302 | 1.1389 | 0.049036 | 0.040728 | 0.0083079 | -0.0010099 | -0.0034195 | 0.001025 | -0.00091929 | 0.045052 | 0.015285 | -0.0005377 | 0.0081101 | -0.00047438 | -0.0071432 | -0.0069325 | -0.031978 | 0.0092713 | 1.0197 | 1.2122 | 1.1797 | 1.0671 | 0.87389 | 1.3406 | 1.0812 | 1.018 | 1.4413 | 1.6426 | 1.3273 | 0.0019685 | 0.0031917 | 0.01955 | 0.0085763 | -0.2559 | -0.031977 | 0.0034628 | -0.0010727 | 0.047639 | 0.045707 | 0.015571 | 1.1735
VIC | 2018 | 18.6129 | 14.8662 | 1.252 | 12.3266 | 17.035 | 1.51 | 1.0926 | -0.0056561 | -0.025647 | 0.019991 | 7.2645e-05 | 0.0081114 | 0.0060286 | 0.0064364 | -0.046296 | 0.049005 | -0.0016762 | -0.0054232 | -0.00044026 | -0.0074708 | -0.014004 | -0.079949 | 0.015832 | 1.0089 | 1.2244 | 1.1979 | 1.0721 | 1.1505 | 1.2376 | 1.0791 | 1.0175 | 1.5009 | 1.7238 | 1.3558 | -0.010689 | 0.010059 | 0.015308 | 0.0047283 | 0.27501 | -0.07995 | -0.0018732 | -0.00049506 | 0.040545 | 0.048269 | 0.021246 | 1.2074
VIC | 2019 | 18.749 | 15.0457 | 1.2461 | 12.4667 | 17.2335 | 1.5039 | 1.0879 | -0.0047178 | 0.0072832 | -0.012001 | 0.00053812 | 0.0033778 | 0.0039086 | 0.0022543 | -0.0027956 | -0.003486 | 0.00052905 | 0.0026727 | -0.0009566 | -0.0043528 | -0.0064073 | 0.011308 | 0.011584 | 1.0157 | 1.2368 | 1.2222 | 1.0787 | 1.1901 | 1.2516 | 1.0786 | 1.0162 | 1.6242 | 1.7828 | 1.3747 | 0.006718 | 0.010035 | 0.020123 | 0.00612 | 0.033794 | 0.011307 | -0.00045166 | -0.0012279 | 0.078963 | 0.033639 | 0.013822 | 1.2258
VIC | 2020 | 18.9923 | 15.0171 | 1.2647 | 12.3196 | 17.4732 | 1.5416 | 1.0869 | 0.014796 | 0.012894 | 0.0019021 | -0.004241 | 0.0051484 | 0.0011928 | 0.00042895 | 0.010364 | -0.0061917 | 0.00181 | 0.01599 | -0.001215 | -0.0007484 | -0.0077427 | -0.011875 | 0.013816 | 0.9771 | 1.2605 | 1.2374 | 1.0848 | 1.1587 | 1.2369 | 1.0884 | 1.0156 | 1.8011 | 1.8622 | 1.4027 | -0.038728 | 0.019028 | 0.012345 | 0.0056891 | -0.026666 | -0.011875 | 0.0089626 | -0.00055876 | 0.10336 | 0.043596 | 0.020171 | 1.2553
VIC | 2021 | 19.6081 | 14.9213 | 1.3141 | 12.1419 | 17.5938 | 1.6149 | 1.1145 | 0.038312 | 0.031912 | 0.0064004 | -0.00031036 | -0.0020513 | 0.00046063 | -0.00061426 | 0.034427 | -0.0020874 | 0.00077313 | 0.0053803 | -0.0002887 | -0.00079533 | 0.0034184 | -0.014526 | 0.0068785 | 0.97889 | 1.2605 | 1.2483 | 1.0884 | 0.91004 | 1.219 | 1.0888 | 1.0161 | 1.8476 | 1.8994 | 1.4108 | 0.0018315 | 0 | 0.0088086 | 0.0032679 | -0.2416 | -0.014526 | 0.00038834 | 0.00046681 | 0.025473 | 0.019765 | 0.0057692 | 1.091
VIC | 2022 | 19.3607 | 15.1873 | 1.2748 | 12.2232 | 17.8499 | 1.5839 | 1.0846 | -0.030374 | -0.0127 | -0.017674 | 0.0024893 | 0.002134 | 0.0046353 | 0.004271 | -0.02623 | 0.010617 | -0.00059668 | -0.0053279 | -0.00023822 | -0.0051029 | -0.017025 | 0.0066738 | 0.01445 | 0.99928 | 1.2605 | 1.2678 | 1.0937 | 1.0803 | 1.2272 | 1.0959 | 1.0175 | 1.8865 | 1.9555 | 1.443 | 0.020622 | 0 | 0.015475 | 0.0048794 | 0.17154 | 0.0066733 | 0.00649 | 0.0013222 | 0.020859 | 0.029082 | 0.022544 | 1.1573
VIC | 2023 | 19.3441 | 15.7585 | 1.2275 | 12.6952 | 18.1764 | 1.5237 | 1.0642 | -0.037776 | -0.00085664 | -0.03692 | 0.0011976 | 0.00088504 | 0.0034749 | 0.0033678 | -0.009782 | 0.0073295 | -0.0034221 | -0.022022 | -6.5872e-05 | -0.013578 | -0.0051614 | 0.037886 | 0.018126 | 1.0095 | 1.2605 | 1.2855 | 1.0999 | 1.1435 | 1.2746 | 1.1086 | 1.0118 | 1.8897 | 2.022 | 1.4668 | 0.010193 | 0 | 0.013823 | 0.0056362 | 0.056816 | 0.037886 | 0.011586 | -0.005558 | 0.0017007 | 0.033451 | 0.016411 | 1.1791
QLD | 2006 | 15.6401 | 11.6952 | 1.3373 | 13.8012 | 10.4258 | 1.1332 | 1.5001 | 0.085655 | -0.21255 | 0.2982 | 0.0034603 | -0.0895 | -0.10004 | 0.17047 | -0.19694 | -0.04753 | -0.034314 | 0.16273 | -0.019285 | 0.15776 | 0.078844 | 0.083537 | -0.55584 | [22 empty] | 1 | bar: q1x to x6x
QLD | 2007 | 17.8067 | 12.0746 | 1.4747 | 13.8818 | 10.9519 | 1.2827 | 1.6259 | 0.097806 | 0.12973 | -0.031929 | -0.0034324 | 0.012743 | -0.0021073 | -0.016457 | 0.13899 | -0.005135 | 0.0015823 | -0.00051539 | -0.0023586 | -0.009695 | -0.015807 | 0.0058174 | 0.049233 | 1.0053 | 1.0626 | 1.0191 | 1.0145 | 0.70443 | 1.0058 | 1.028 | 1.008 | 1.1412 | 1.1059 | 1.0577 | 0.0052428 | 0.060712 | 0.018898 | 0.014379 | -0.35036 | 0.0058174 | 0.027597 | 0.0079264 | 0.13206 | 0.10064 | 0.056073 | 1.0626
QLD | 2008 | 17.6753 | 12.7056 | 1.3911 | 14.8677 | 11.3577 | 1.1888 | 1.5562 | -0.058339 | -0.0074063 | -0.050933 | 0.0031054 | 0.024902 | 0.006467 | 0.0094767 | -0.051357 | -0.033259 | -0.00048558 | -5.2236e-06 | -0.0029476 | -0.0092666 | -0.0049688 | 0.068613 | 0.036384 | 1.0253 | 1.1203 | 1.041 | 1.0215 | 0.84484 | 1.0773 | 1.0371 | 1.0158 | 1.3128 | 1.2205 | 1.0915 | 0.019784 | 0.052897 | 0.021291 | 0.0068762 | 0.18175 | 0.068613 | 0.0088086 | 0.0077559 | 0.1401 | 0.098644 | 0.031441 | 1.1203
QLD | 2009 | 17.9308 | 12.8945 | 1.3906 | 14.7192 | 11.7915 | 1.2182 | 1.5207 | -0.00040772 | 0.014352 | -0.014759 | 0.0031214 | 0.010939 | 0.0041358 | 0.0034873 | -0.0073324 | 0.01841 | -0.0058702 | -0.0043724 | -0.0031654 | -0.0082106 | -0.01155 | -0.010038 | 0.037482 | 1.0592 | 1.1531 | 1.0623 | 1.032 | 0.89181 | 1.0665 | 1.0648 | 1.0253 | 1.3915 | 1.3252 | 1.1337 | 0.032513 | 0.028879 | 0.020279 | 0.010247 | 0.0541 | -0.010038 | 0.026368 | 0.0092577 | 0.0582 | 0.08231 | 0.037995 | 1.1478
QLD | 2010 | 18.4668 | 13.1266 | 1.4068 | 14.5685 | 12.2227 | 1.2676 | 1.5109 | 0.011612 | 0.029456 | -0.017844 | 0.00044144 | 0.019231 | 0.0030329 | 0.00078327 | 0.0059674 | -0.00016665 | 0.000662 | 0.0014382 | -0.0020559 | -0.0059062 | -0.011815 | -0.01029 | 0.035919 | 1.0688 | 1.2143 | 1.0808 | 1.0397 | 0.89872 | 1.0556 | 1.0816 | 1.031 | 1.4892 | 1.4101 | 1.1824 | 0.008969 | 0.051646 | 0.017211 | 0.007426 | 0.0077229 | -0.01029 | 0.015639 | 0.0055444 | 0.067873 | 0.062069 | 0.042022 | 1.2143
QLD | 2011 | 18.8426 | 14.1113 | 1.3353 | 16.6763 | 12.5827 | 1.1299 | 1.4975 | -0.052188 | 0.020145 | -0.072334 | -0.0070311 | -0.0072553 | -7.696e-06 | -0.0096323 | 0.044072 | -0.054404 | -0.0025381 | 0.0017788 | -0.0036489 | -0.005182 | -0.0083393 | 0.13513 | 0.029023 | 1.0169 | 1.2143 | 1.0977 | 1.0438 | 0.83584 | 1.2083 | 1.0955 | 1.0417 | 1.6186 | 1.4794 | 1.2165 | -0.049732 | 0 | 0.015504 | 0.0039582 | -0.072535 | 0.13513 | 0.012755 | 0.010414 | 0.08333 | 0.048002 | 0.028461 | 1.1531
QLD | 2012 | 19.3804 | 14.6678 | 1.3213 | 17.6793 | 12.8892 | 1.0962 | 1.5036 | -0.010537 | 0.028139 | -0.038676 | -0.00060695 | -0.0046376 | 0.00070596 | -0.0038299 | 0.036508 | -0.026167 | 7.2101e-05 | -0.0011218 | -0.00053011 | -0.0042343 | -0.0066949 | 0.058406 | 0.024067 | 1.0234 | 1.2143 | 1.1127 | 1.052 | 0.74597 | 1.281 | 1.1225 | 1.0514 | 1.6459 | 1.5439 | 1.2502 | 0.0063399 | 0 | 0.013604 | 0.0077803 | -0.11375 | 0.058406 | 0.024389 | 0.0092311 | 0.016734 | 0.042665 | 0.027291 | 1.1162
QLD | 2013 | 19.4558 | 14.3259 | 1.3581 | 16.3221 | 13.0437 | 1.192 | 1.4916 | 0.027466 | 0.0038864 | 0.02358 | -0.0021479 | -0.0043308 | 0.00067478 | -0.013102 | 0.022792 | 0.020491 | 0.009498 | 0.00035734 | -0.00028563 | -0.0029982 | -0.0034829 | -0.079878 | 0.011914 | 1.0131 | 1.2143 | 1.1274 | 1.0374 | 0.71049 | 1.1827 | 1.0227 | 1.0591 | 1.7464 | 1.605 | 1.2782 | -0.010113 | 0 | 0.013135 | -0.013927 | -0.048735 | -0.079878 | -0.0931 | 0.0072768 | 0.059245 | 0.038797 | 0.022203 | 1.1146
QLD | 2014 | 19.7312 | 14.3887 | 1.3713 | 15.8577 | 13.3967 | 1.2443 | 1.4728 | 0.0096818 | 0.014055 | -0.0043735 | -0.00086021 | -0.0032866 | 0.0012116 | -0.0030739 | 0.020064 | 0.0037543 | 0.0031957 | -0.0013958 | 8.5658e-05 | -0.0030906 | -0.0069226 | -0.028862 | 0.026706 | 1.0132 | 1.2143 | 1.1428 | 1.0424 | 0.66445 | 1.149 | 1.0299 | 1.0724 | 1.7854 | 1.6603 | 1.3318 | 0.00010955 | 0 | 0.013564 | 0.0047661 | -0.066989 | -0.028862 | 0.007031 | 0.012468 | 0.022117 | 0.033851 | 0.041025 | 1.0814
QLD | 2015 | 19.336 | 15.0673 | 1.2833 | 17.0378 | 13.7479 | 1.1349 | 1.4065 | -0.066311 | -0.020233 | -0.046078 | 0.0010479 | 0.0012506 | 0.0033088 | 0.0058894 | -0.031729 | -0.032997 | 0.0011924 | -0.0039124 | 0.0015454 | -0.0036401 | -0.0082666 | 0.07178 | 0.025875 | 1.0207 | 1.2143 | 1.1575 | 1.0516 | 0.82135 | 1.2345 | 1.0266 | 1.109 | 1.854 | 1.7208 | 1.3703 | 0.0073895 | 0 | 0.012817 | 0.0088445 | 0.21199 | 0.07178 | -0.0032333 | 0.033576 | 0.037691 | 0.035797 | 0.028512 | 1.1178
QLD | 2016 | 19.4677 | 14.7597 | 1.319 | 15.8977 | 13.953 | 1.2246 | 1.3952 | 0.027414 | 0.0067874 | 0.020626 | 0.0011265 | 0.0034268 | 0.0052393 | 0.0064014 | -0.0094066 | 0.02065 | 0.0020605 | 0.0036307 | 0.001236 | -0.0020969 | -0.0048542 | -0.069264 | 0.014809 | 1.0229 | 1.2143 | 1.1768 | 1.0539 | 0.79577 | 1.1519 | 1.0269 | 1.103 | 1.8509 | 1.7736 | 1.402 | 0.0021497 | 0 | 0.016515 | 0.0021064 | -0.031629 | -0.069265 | 0.00031952 | -0.0054381 | -0.0016656 | 0.030245 | 0.02286 | 1.1192
QLD | 2017 | 20.1369 | 14.432 | 1.3953 | 14.8252 | 14.1655 | 1.3583 | 1.4215 | 0.056244 | 0.033796 | 0.022448 | -0.0017659 | -0.0045289 | 0.00079362 | -0.005533 | 0.04483 | 0.031858 | -0.0025936 | -0.0022549 | -0.0010273 | -0.0026392 | -0.0008955 | -0.069844 | 0.01512 | 1.0171 | 1.2143 | 1.1947 | 1.0579 | 0.64279 | 1.0742 | 1.0725 | 1.0927 | 1.8872 | 1.8197 | 1.4345 | -0.0057183 | 0 | 0.015098 | 0.0038467 | -0.2135 | -0.069844 | 0.04343 | -0.009376 | 0.019397 | 0.025676 | 0.022964 | 1.1665
QLD | 2018 | 19.9545 | 14.5583 | 1.3707 | 14.9505 | 14.2914 | 1.3347 | 1.3963 | -0.017808 | -0.0090956 | -0.0087129 | 0.00023559 | 0.0028065 | 0.0045538 | 0.0044807 | -0.021172 | -0.0051787 | 0.00061399 | -0.0043897 | 0.00027149 | -0.00022888 | 0.00019883 | 0.0084209 | 0.0088485 | 1.0118 | 1.2143 | 1.2123 | 1.0579 | 0.70316 | 1.0833 | 1.0754 | 1.1139 | 1.8887 | 1.8296 | 1.4455 | -0.0052452 | 0 | 0.01457 | -3.1061e-05 | 0.089772 | 0.0084211 | 0.0026979 | 0.019263 | 0.00081169 | 0.0054304 | 0.0076005 | 1.163
QLD | 2019 | 19.6849 | 14.4512 | 1.3622 | 14.6866 | 14.3029 | 1.3403 | 1.3763 | -0.006216 | -0.013605 | 0.0073889 | 0.0023831 | 0.0044245 | 0.0050643 | 0.0088628 | -0.03434 | 0.011318 | 7.8399e-05 | 0.00012401 | 9.3813e-05 | -0.0021231 | -0.0021025 | -0.017816 | 0.00080019 | 1.0242 | 1.2143 | 1.2276 | 1.0621 | 0.79587 | 1.0641 | 1.0726 | 1.0943 | 1.8765 | 1.8704 | 1.4573 | 0.012267 | 0 | 0.012543 | 0.0039401 | 0.12385 | -0.017816 | -0.0025963 | -0.01778 | -0.006496 | 0.02201 | 0.008108 | 1.1842
QLD | 2020 | 19.7451 | 14.5957 | 1.3528 | 14.858 | 14.4244 | 1.3289 | 1.3689 | -0.0069007 | 0.0030511 | -0.0099517 | -0.00053726 | 0.0021024 | 0.0025025 | 0.0028181 | -0.0038347 | -0.018569 | 0.0021934 | 0.0012859 | 0.0006267 | -0.00021571 | 0.0047273 | 0.011603 | 0.0084574 | 1.0177 | 1.2197 | 1.2409 | 1.0673 | 0.8085 | 1.0766 | 1.088 | 1.0994 | 1.9604 | 1.9021 | 1.4633 | -0.0064045 | 0.0044758 | 0.010792 | 0.0049622 | 0.015747 | 0.011603 | 0.014214 | 0.0046707 | 0.043763 | 0.016822 | 0.004158 | 1.1824
QLD | 2021 | 19.805 | 13.9926 | 1.4154 | 13.3458 | 14.6256 | 1.484 | 1.3541 | 0.045227 | 0.0030294 | 0.042197 | 0.00054916 | 0.0031394 | 0.0040381 | 0.0077528 | -0.01245 | 0.040576 | 0.0030384 | 0.0018739 | 0.0019096 | 0.00076921 | -0.0059701 | -0.10733 | 0.013854 | 1.0148 | 1.2197 | 1.2542 | 1.0737 | 0.80825 | 0.967 | 1.0921 | 1.1109 | 1.9549 | 1.9313 | 1.4826 | -0.0028276 | 0 | 0.010687 | 0.0059524 | -0.00030348 | -0.10733 | 0.0037785 | 0.010376 | -0.0028342 | 0.015234 | 0.013064 | 1.1096
QLD | 2022 | 19.4147 | 14.2062 | 1.3666 | 13.7351 | 14.6819 | 1.4135 | 1.3224 | -0.03505 | -0.019902 | -0.015148 | 0.0029698 | 0.017163 | 0.0075071 | 0.011482 | -0.059023 | -0.016217 | 2.1814e-05 | -0.0015577 | 0.00049696 | -0.0011694 | 0.0032773 | 0.028751 | 0.0038435 | 1.0285 | 1.2538 | 1.2778 | 1.0775 | 0.97395 | 0.99521 | 1.1071 | 1.1161 | 1.9425 | 1.9627 | 1.4835 | 0.013334 | 0.027607 | 0.018627 | 0.0035046 | 0.18648 | 0.028752 | 0.013653 | 0.0046663 | -0.0063649 | 0.01611 | 0.00064964 | 1.2265
QLD | 2023 | 20.0813 | 15.0048 | 1.3383 | 15.202 | 14.885 | 1.321 | 1.3491 | -0.020939 | 0.033757 | -0.054696 | 0.00059361 | -0.0033114 | 0.0020613 | -0.0037674 | 0.038181 | -0.020729 | -0.0041544 | -0.0097535 | -0.0010021 | -0.0034636 | -0.015594 | 0.10147 | 0.013742 | 1.0434 | 1.2538 | 1.3009 | 1.0808 | 0.85238 | 1.1015 | 1.1084 | 1.1277 | 1.9467 | 1.9999 | 1.5181 | 0.014415 | 0 | 0.017893 | 0.0030897 | -0.13333 | 0.10147 | 0.0011562 | 0.010324 | 0.0021856 | 0.018773 | 0.023018 | 1.1988
SA | 2006 | 6.9177 | 3.5573 | 1.9446 | 3.0178 | 3.9134 | 2.2923 | 1.7677 | 0.37366 | -1.0657 | 1.4394 | -0.11894 | -0.46052 | -0.24416 | -0.41756 | 0.17548 | 0.65637 | 0.066838 | 0.16208 | 0.032789 | 0.1413 | 0.37999 | -1.6169 | -1.336 | [22 empty] | 1 | bar: q1x to x6x
SA | 2007 | 6.7305 | 3.547 | 1.8975 | 2.803 | 4.0477 | 2.4012 | 1.6628 | -0.02452 | -0.027441 | 0.0029211 | 0.0023556 | -0.0019304 | -0.00066437 | 0.0046933 | -0.031895 | 0.02328 | -0.00027419 | -0.0006921 | -0.00017649 | -0.0093635 | -0.0098521 | -0.07384 | 0.033745 | 1.0278 | 1 | 1.0008 | 1.0058 | 1.153 | 0.92882 | 1.009 | 1.0001 | 1.0213 | 1.0403 | 1.0517 | 0.027382 | 0 | 0.0007534 | 0.0058265 | 0.1424 | -0.07384 | 0.0089769 | 5.3697e-05 | 0.021036 | 0.039491 | 0.050361 | 0.99303
SA | 2008 | 7.4249 | 3.7264 | 1.9925 | 3.126 | 4.1319 | 2.3752 | 1.797 | 0.048831 | 0.098191 | -0.04936 | 0.0015857 | 0.030511 | 0.0020911 | -0.0012751 | 0.065278 | -0.032348 | -0.00027392 | -0.00080937 | -0.00017286 | -0.0088638 | -0.0068917 | 0.10905 | 0.020588 | 1.0356 | 1.0704 | 1.0029 | 1.0117 | 0.83106 | 1.0358 | 1.018 | 1.0001 | 1.0425 | 1.0806 | 1.0747 | 0.0075832 | 0.068013 | 0.0021582 | 0.0057929 | -0.32746 | 0.10905 | 0.008897 | 5.3598e-05 | 0.020603 | 0.037991 | 0.02164 | 1.0704
SA | 2009 | 7.6276 | 3.9179 | 1.9469 | 3.4215 | 4.244 | 2.2293 | 1.7973 | -0.023165 | 0.026931 | -0.050096 | -0.00073459 | 0.029647 | 0.0089366 | 0.0044883 | -0.015406 | -0.033312 | -0.00039362 | -0.00030501 | -0.0005613 | -0.0080276 | -0.0074964 | 0.09034 | 0.026779 | 1.0285 | 1.1546 | 1.0457 | 1.0212 | 0.91202 | 1.1338 | 1.0339 | 1.001 | 1.1182 | 1.1309 | 1.1056 | -0.0068639 | 0.075738 | 0.041818 | 0.0093117 | 0.092957 | 0.09034 | 0.015446 | 0.00092404 | 0.070118 | 0.045524 | 0.028389 | 1.1546
SA | 2010 | 7.2469 | 3.9927 | 1.8151 | 3.4246 | 4.3756 | 2.1161 | 1.6562 | -0.070107 | -0.051189 | -0.018918 | 0.0014986 | -0.0014979 | 0.0023584 | 0.0063205 | -0.059869 | 0.0023744 | -0.00056373 | -0.001139 | 2.067e-05 | -0.0081681 | -0.011442 | 0.0008955 | 0.030549 | 1.0501 | 1.1546 | 1.0618 | 1.028 | 1.2261 | 1.1348 | 1.0538 | 1.0012 | 1.1147 | 1.1683 | 1.1567 | 0.0208 | 0 | 0.015227 | 0.0067172 | 0.29592 | 0.00089507 | 0.019123 | 0.00021263 | -0.0031828 | 0.03256 | 0.045139 | 1.1197
SA | 2011 | 7.436 | 4.3682 | 1.7023 | 4.2664 | 4.4444 | 1.7429 | 1.6731 | -0.064138 | 0.025757 | -0.089895 | -0.0016832 | 0.0012266 | 0.003134 | -0.0027432 | 0.025823 | -0.073494 | 0.0010086 | -0.00016918 | 0.00091893 | -0.0057239 | -0.012436 | 0.21978 | 0.015582 | 1.0278 | 1.1546 | 1.0735 | 1.0279 | 1.1098 | 1.4137 | 1.0202 | 1.0021 | 0.9985 | 1.1927 | 1.189 | -0.021492 | 0 | 0.010933 | -0.00017058 | -0.099609 | 0.21978 | -0.032421 | 0.0008296 | -0.11008 | 0.020619 | 0.02755 | 1.1197
SA | 2012 | 7.7371 | 4.498 | 1.7201 | 4.4101 | 4.5648 | 1.7544 | 1.695 | 0.010411 | 0.039684 | -0.029273 | -0.0013383 | 0.0018028 | 0.0030781 | -0.001604 | 0.037746 | -0.013006 | -0.00034108 | 4.0993e-05 | -0.001064 | -0.0045739 | -0.010329 | 0.033129 | 0.026729 | 1.0059 | 1.1546 | 1.0839 | 1.0332 | 0.9016 | 1.4613 | 1.0327 | 0.99702 | 1.1365 | 1.2175 | 1.2398 | -0.021574 | 0 | 0.0096394 | 0.0051935 | -0.2078 | 0.033129 | 0.012125 | -0.0050601 | 0.12947 | 0.02062 | 0.041883 | 1.0011
SA | 2013 | 7.641 | 4.6358 | 1.6483 | 4.6423 | 4.6382 | 1.6459 | 1.6474 | -0.042668 | -0.012497 | -0.030171 | -0.00020671 | -0.00024625 | 0.00076811 | 0.0017386 | -0.014551 | -0.016042 | -0.00026128 | -0.0018481 | -7.3573e-05 | -0.0051822 | -0.0067629 | 0.051324 | 0.015963 | 1.0049 | 1.1546 | 1.0885 | 1.036 | 0.99733 | 1.5383 | 1.0366 | 0.9975 | 1.1443 | 1.2339 | 1.269 | -0.00095339 | 0 | 0.0042709 | 0.0026728 | 0.10091 | 0.051323 | 0.0037931 | 0.00048721 | 0.0068394 | 0.013401 | 0.023235 | 1.0495
SA | 2014 | 7.4376 | 4.664 | 1.5947 | 4.6199 | 4.701 | 1.6099 | 1.5821 | -0.033056 | -0.026976 | -0.0060795 | -0.0038877 | -0.00041604 | 0.0007807 | 0.0019527 | -0.025406 | 0.0032053 | -1.0089e-05 | 0.00026481 | -0.00020274 | -0.0032696 | -0.0060672 | -0.0048428 | 0.013438 | 0.96794 | 1.1546 | 1.0936 | 1.0383 | 1.172 | 1.5309 | 1.0337 | 0.98766 | 1.173 | 1.2527 | 1.2977 | -0.037471 | 0 | 0.0047078 | 0.0022774 | 0.16135 | -0.0048427 | -0.0027567 | -0.0099192 | 0.024747 | 0.015059 | 0.022371 | 1.1026
SA | 2015 | 7.7722 | 4.7649 | 1.6311 | 4.8 | 4.7476 | 1.6192 | 1.6371 | 0.022602 | 0.044001 | -0.0214 | -0.0016789 | 0.0013725 | 0.0012367 | -0.0024956 | 0.045566 | -0.016896 | -0.00044723 | 0.0031762 | -0.00029503 | -0.0022547 | -0.0046829 | 0.038237 | 0.0098622 | 0.94413 | 1.1546 | 1.0964 | 1.0397 | 0.86719 | 1.5905 | 1.0513 | 0.95872 | 1.218 | 1.2702 | 1.3247 | -0.024899 | 0 | 0.0025473 | 0.0013428 | -0.30117 | 0.038237 | 0.01689 | -0.029741 | 0.037686 | 0.013899 | 0.020652 | 0.99318
SA | 2016 | 7.6611 | 4.4519 | 1.7208 | 4.0254 | 4.7797 | 1.9032 | 1.6028 | 0.053549 | -0.014395 | 0.067944 | -0.00071133 | -0.0014701 | 0.0004284 | 0.0064104 | -0.019052 | 0.072767 | -3.8967e-05 | 0.00034169 | 3.1006e-05 | -0.00094547 | -0.0042115 | -0.17598 | 0.0067496 | 0.94528 | 1.1546 | 1.1025 | 1.0469 | 0.97961 | 1.3339 | 1.0432 | 0.96436 | 1.2126 | 1.2987 | 1.3362 | 0.0012196 | 0 | 0.0054975 | 0.0068584 | 0.1219 | -0.17598 | -0.0078177 | 0.0058675 | -0.0044889 | 0.022179 | 0.0085738 | 1.0039
SA | 2017 | 7.5718 | 4.7555 | 1.5922 | 4.6368 | 4.8442 | 1.633 | 1.5631 | -0.077698 | -0.011726 | -0.065971 | -0.0013022 | 8.0702e-05 | 0.004858 | 0.00063881 | -0.016002 | -0.058506 | -0.00045045 | -0.0036981 | 1.8715e-06 | -0.0060936 | 0.0027748 | 0.14139 | 0.013409 | 0.93246 | 1.1546 | 1.1277 | 1.0488 | 1.0917 | 1.5365 | 1.0582 | 0.96427 | 1.2118 | 1.318 | 1.342 | -0.013661 | 0 | 0.02263 | 0.0018337 | 0.10836 | 0.14139 | 0.014349 | -9.2875e-05 | -0.00063229 | 0.01475 | 0.004389 | 1.0629
SA | 2018 | 7.7594 | 4.7442 | 1.6356 | 4.5434 | 4.8917 | 1.7078 | 1.5862 | 0.026861 | 0.024476 | 0.0023848 | -0.00022168 | 0.00061494 | 0.0040762 | 0.00026947 | 0.019737 | 0.0078725 | -0.0001559 | -0.00013342 | -0.00026251 | -0.0015712 | -0.0033646 | -0.020341 | 0.0097438 | 0.92691 | 1.1546 | 1.1484 | 1.0528 | 0.96686 | 1.5055 | 1.0658 | 0.97391 | 1.2581 | 1.3349 | 1.3551 | -0.0059654 | 0 | 0.018162 | 0.0038142 | -0.12145 | -0.020341 | 0.0071131 | 0.0099438 | 0.037485 | 0.01276 | 0.0097196 | 1.0081
SA | 2019 | 7.6346 | 4.8196 | 1.5841 | 4.6619 | 4.9362 | 1.6377 | 1.5467 | -0.031974 | -0.016216 | -0.015758 | -0.0012109 | -0.00035287 | 0.0026587 | 0.00076506 | -0.018076 | -0.010179 | 8.1366e-05 | -0.0006659 | -3.7999e-05 | -0.003564 | -0.0013931 | 0.025733 | 0.0090612 | 0.91752 | 1.1546 | 1.1635 | 1.0527 | 1.0888 | 1.5448 | 1.0615 | 0.98113 | 1.2651 | 1.3739 | 1.3598 | -0.010186 | 0 | 0.013108 | -0.00014557 | 0.1188 | 0.025733 | -0.0040372 | 0.007386 | 0.0055503 | 0.028793 | 0.0034202 | 1.1275
SA | 2020 | 7.8563 | 4.6439 | 1.6917 | 4.1547 | 5.0043 | 1.8909 | 1.5699 | 0.065752 | 0.028626 | 0.037126 | -0.0014633 | 0.00080945 | 0.0021674 | -0.0013204 | 0.028433 | 0.044093 | -8.755e-05 | -0.00063899 | -0.00013993 | -0.0030833 | -0.0030175 | -0.11517 | 0.01371 | 0.89914 | 1.1546 | 1.1743 | 1.0541 | 0.90026 | 1.3767 | 1.0654 | 0.99421 | 1.2914 | 1.4083 | 1.3746 | -0.020232 | 0 | 0.0092328 | 0.0013205 | -0.19018 | -0.11517 | 0.0036986 | 0.013244 | 0.020571 | 0.02473 | 0.010821 | 1.0658
SA | 2021 | 7.798 | 4.7525 | 1.6408 | 4.236 | 5.1609 | 1.8409 | 1.511 | -0.030553 | -0.0074459 | -0.023107 | -0.00192 | -0.00014554 | 0.0013871 | 0.0012939 | -0.0080613 | -0.0025528 | -0.00021274 | -0.0011364 | -8.4289e-06 | -0.015298 | -0.0038986 | 0.019372 | 0.03081 | 0.88239 | 1.1546 | 1.1823 | 1.0563 | 0.95584 | 1.4037 | 1.0727 | 0.99172 | 1.2943 | 1.5733 | 1.3895 | -0.018802 | 0 | 0.0067973 | 0.002145 | 0.059907 | 0.019372 | 0.0067838 | -0.0024992 | 0.0022502 | 0.11077 | 0.010826 | 0.96663
SA | 2022 | 7.742 | 4.9121 | 1.5761 | 4.5248 | 5.2186 | 1.711 | 1.4835 | -0.040239 | -0.0072103 | -0.033029 | 0.00076185 | -0.00048392 | 0.0016888 | 0.0031305 | -0.012307 | -0.025916 | -0.00035854 | 0.00051472 | -0.00013074 | -0.0022479 | -0.0048909 | 0.065952 | 0.011115 | 0.89227 | 1.1546 | 1.1925 | 1.061 | 1.0347 | 1.4994 | 1.0901 | 0.9904 | 1.3198 | 1.5986 | 1.4101 | 0.011133 | 0 | 0.0085296 | 0.0044317 | 0.079297 | 0.065953 | 0.016087 | -0.0013373 | 0.019547 | 0.015979 | 0.014661 | 0.91499
SA | 2023 | 7.6885 | 5.2623 | 1.4611 | 5.2633 | 5.2661 | 1.4608 | 1.46 | -0.075807 | -0.0069265 | -0.06888 | 3.4479e-06 | -0.00051646 | 0.0017071 | 0.0027699 | -0.01089 | -0.063899 | 9.1641e-05 | 0.00056221 | -7.2395e-05 | -0.0026116 | -0.0029513 | 0.15119 | 0.0090665 | 0.89539 | 1.1546 | 1.2026 | 1.0646 | 1.0975 | 1.7441 | 1.0888 | 0.9881 | 1.3315 | 1.6324 | 1.4238 | 0.0034847 | 0 | 0.0085034 | 0.0033829 | 0.05893 | 0.15119 | -0.0011599 | -0.0023193 | 0.0087579 | 0.020947 | 0.0096938 | 1.0267
TAS | 2006 | 2.2468 | 1.6828 | 1.3351 | 1.3718 | 1.9148 | 1.6378 | 1.1734 | -0.090141 | -1.2302 | 1.1401 | -0.080628 | -0.43798 | -0.28737 | -0.66379 | 0.23954 | 0.53009 | 0.065244 | -0.008387 | 0.018235 | 0.12993 | 0.40498 | -1.3446 | -1.0117 | [22 empty] | 1 | bar: q1x to x6x
TAS | 2007 | 2.1894 | 1.6882 | 1.2969 | 1.3693 | 1.9233 | 1.599 | 1.1384 | -0.029029 | -0.025867 | -0.0031626 | -0.0033797 | 0.020212 | -0.0023294 | -0.011481 | -0.028888 | -0.004083 | 0.00090969 | -0.00023289 | 1.5197e-05 | -0.0040798 | 0.0043082 | -0.0018682 | 0.0044152 | 0.9929 | 1.08 | 1.0193 | 1 | 1.3359 | 0.99813 | 1 | 1 | 1 | 1.0003 | 1.0372 | -0.0071282 | 0.076926 | 0.019134 | 9.3927e-06 | 0.28962 | -0.0018686 | 0 | 0 | 0 | 0.0002582 | 0.036524 | 1.08
TAS | 2008 | 2.2104 | 1.7306 | 1.2773 | 1.3827 | 1.989 | 1.5986 | 1.1114 | -0.01526 | 0.009553 | -0.024813 | 0.0030143 | 0.011655 | 0.010203 | 0.010651 | -0.025971 | -0.0044781 | 0.00082224 | 0.00066092 | 0.00026249 | 0.0020763 | -0.024157 | 0.009778 | 0.033586 | 0.99829 | 1.0856 | 1.039 | 1 | 1.3775 | 1.0079 | 1 | 1 | 1 | 1.0003 | 1.0878 | 0.0054134 | 0.0052129 | 0.019151 | 0 | 0.030645 | 0.0097784 | 0 | 0 | 0 | 0 | 0.047598 | 1.0856
TAS | 2009 | 2.1434 | 1.8665 | 1.1484 | 1.5412 | 2.1081 | 1.3907 | 1.0167 | -0.1064 | -0.030813 | -0.075587 | 0.001053 | -0.008761 | -0.0011944 | -0.008506 | -0.013405 | -0.033619 | 0.00039239 | 0.0014777 | -0.0027349 | 0.0093018 | -0.050405 | 0.10852 | 0.058165 | 1.0309 | 1.0856 | 1.0591 | 1.0027 | 1.6128 | 1.1235 | 1.0067 | 0.99905 | 1.4522 | 1.003 | 1.1326 | 0.032128 | 0 | 0.019168 | 0.0027168 | 0.15769 | 0.10852 | 0.0066801 | -0.00094957 | 0.37308 | 0.0027416 | 0.040427 | 1.0668
TAS | 2010 | 2.1671 | 2.0166 | 1.0747 | 1.8292 | 2.1617 | 1.1847 | 1.0025 | -0.06633 | 0.011015 | -0.077345 | 0.00045004 | 0.0054309 | 0.007548 | 0.013928 | -0.016342 | -0.046702 | -0.0015068 | -0.0051719 | -0.00066633 | -0.012378 | -0.01092 | 0.17129 | 0.025105 | 1.0217 | 1.0856 | 1.0796 | 1.0199 | 1.6767 | 1.3334 | 1.0067 | 1.0185 | 1.4589 | 1.044 | 1.1817 | -0.0089416 | 0 | 0.019184 | 0.016966 | 0.038889 | 0.17129 | 0 | 0.019232 | 0.0046189 | 0.040083 | 0.042412 | 1.0452
TAS | 2011 | 2.3608 | 2.0415 | 1.1564 | 1.7658 | 2.23 | 1.3369 | 1.0586 | 0.073322 | 0.085592 | -0.01227 | 0.0016139 | 0.015113 | 0.013221 | 0.02472 | 0.030925 | -0.013187 | 6.6883e-06 | -0.0012012 | -0.0010279 | 0.0010241 | 0.0021161 | -0.035242 | 0.031116 | 0.99913 | 1.0856 | 1.1006 | 1.0385 | 1.1589 | 1.2872 | 1.0067 | 1.0285 | 1.6942 | 1.0873 | 1.2395 | -0.022339 | 0 | 0.0192 | 0.018114 | -0.36934 | -0.035242 | 0 | 0.0098125 | 0.14953 | 0.040622 | 0.047782 | 1.0179
TAS | 2012 | 2.3122 | 2.1465 | 1.0772 | 1.9668 | 2.2653 | 1.1756 | 1.0207 | -0.070959 | -0.020802 | -0.050158 | -0.003399 | -0.0020763 | 0.00072119 | 0.0017385 | -0.017786 | -0.035664 | -0.00059302 | -0.0016833 | -0.00036633 | -0.003224 | -0.0086273 | 0.10781 | 0.015702 | 0.97063 | 1.0856 | 1.1107 | 1.0477 | 1.3463 | 1.4337 | 1.0067 | 1.0355 | 1.7413 | 1.1017 | 1.2733 | -0.028947 | 0 | 0.0091657 | 0.0088138 | 0.14987 | 0.10781 | 0 | 0.0067672 | 0.027399 | 0.013187 | 0.026888 | 0.98024
TAS | 2013 | 2.3769 | 1.9578 | 1.2141 | 1.5213 | 2.2825 | 1.5624 | 1.0414 | 0.11965 | 0.027634 | 0.092011 | 0.00020757 | 0.0068616 | 0.0051704 | 0.0096161 | 0.0057788 | 0.087849 | 0.00040973 | -0.00019256 | -1.5077e-05 | -0.00070205 | 0.0046621 | -0.25686 | 0.0075823 | 0.95482 | 1.0856 | 1.1166 | 1.0531 | 1.1589 | 1.109 | 1.0067 | 1.039 | 1.7346 | 1.1089 | 1.2834 | -0.016422 | 0 | 0.0052879 | 0.005108 | -0.14991 | -0.25686 | 0 | 0.0033655 | -0.0038685 | 0.0064349 | 0.0078524 | 0.96143
TAS | 2014 | 2.2626 | 1.9735 | 1.1465 | 1.5448 | 2.3216 | 1.4647 | 0.9746 | -0.057266 | -0.04929 | -0.0079755 | -0.0052145 | -0.0074571 | -0.0037185 | -0.0047176 | -0.028182 | 0.013989 | 8.957e-06 | -0.0015231 | -0.0010596 | -0.008981 | -0.01041 | 0.015317 | 0.016974 | 0.92426 | 1.0856 | 1.1201 | 1.0606 | 1.5685 | 1.1261 | 1.0064 | 1.0445 | 1.9118 | 1.1344 | 1.3107 | -0.032521 | 0 | 0.0031465 | 0.0071378 | 0.30267 | 0.015316 | -0.00034689 | 0.0053399 | 0.097302 | 0.022778 | 0.021077 | 0.98999
TAS | 2015 | 2.3796 | 1.8749 | 1.2692 | 1.2678 | 2.3387 | 1.877 | 1.0175 | 0.10163 | 0.050414 | 0.051218 | 0.0038241 | 0.00761 | 0.0061931 | 0.010681 | 0.022107 | 0.031139 | 0.00096433 | -0.00010122 | 0.00019397 | 0.0045385 | 0.014483 | -0.19761 | 0.0073413 | 0.94089 | 1.0856 | 1.1293 | 1.0669 | 1.2085 | 0.92416 | 1.0064 | 1.0497 | 1.9178 | 1.1424 | 1.3295 | 0.017832 | 0 | 0.0081908 | 0.00591 | -0.26072 | -0.19761 | 8.026e-05 | 0.0048987 | 0.0031409 | 0.0070678 | 0.014221 | 0.98236
TAS | 2016 | 2.3655 | 1.9243 | 1.2293 | 1.3855 | 2.3643 | 1.7073 | 1.0005 | -0.031956 | -0.0059723 | -0.025983 | 0.0011725 | -0.00059562 | 0.0013318 | 0.00039151 | -0.0082724 | -0.0036046 | -0.00076755 | -0.0018273 | -0.00074431 | -0.0075942 | -0.011445 | 0.088762 | 0.010875 | 0.95384 | 1.0856 | 1.1384 | 1.0694 | 1.2971 | 1.0099 | 1.0045 | 1.0565 | 2.0205 | 1.1508 | 1.3371 | 0.013666 | 0 | 0.0079735 | 0.0022881 | 0.070724 | 0.088762 | -0.0018914 | 0.0065014 | 0.052153 | 0.0072916 | 0.005736 | 1.0113
TAS | 2017 | 2.3997 | 2.1393 | 1.1217 | 1.8339 | 2.4171 | 1.3085 | 0.99281 | -0.091558 | 0.014374 | -0.10593 | -0.00063777 | 0.0019715 | 0.0028459 | 0.0029279 | 0.007266 | -0.062736 | -0.00090163 | -0.0031612 | -0.00041076 | -0.0073802 | -0.031342 | 0.28039 | 0.022091 | 0.94247 | 1.0856 | 1.1477 | 1.0714 | 1.1877 | 1.3368 | 1.0039 | 1.0684 | 2.0477 | 1.1558 | 1.3644 | -0.011991 | 0 | 0.0081208 | 0.0019351 | -0.088131 | 0.28039 | -0.00067094 | 0.01122 | 0.013382 | 0.0043637 | 0.02021 | 1.0012
TAS | 2018 | 2.3407 | 2.1481 | 1.0896 | 1.7705 | 2.5151 | 1.322 | 0.93066 | -0.02902 | -0.024902 | -0.0041184 | -0.00082111 | -0.011773 | -0.0065691 | -0.011497 | 0.0057589 | 0.021003 | 0.00090808 | -0.003187 | 0.0002765 | 0.0016461 | -0.024765 | -0.035144 | 0.039741 | 0.96502 | 1.0856 | 1.1488 | 1.0734 | 1.3694 | 1.2906 | 0.99938 | 1.0874 | 2.0081 | 1.1763 | 1.3609 | 0.02364 | 0 | 0.00098856 | 0.0018569 | 0.14236 | -0.035145 | -0.0044744 | 0.01757 | -0.019553 | 0.01754 | -0.0025524 | 1.0016
TAS | 2019 | 2.3428 | 2.0729 | 1.1302 | 1.6229 | 2.4483 | 1.4436 | 0.95691 | 0.036552 | 0.0008981 | 0.035654 | 0.0002818 | -0.0013671 | 0.0010866 | 0.00047014 | 0.00042669 | -3.4577e-05 | -0.00020898 | -0.0019116 | -0.00015919 | -0.0034782 | 0.041446 | -0.087053 | -0.026912 | 0.97125 | 1.0856 | 1.1588 | 1.0779 | 1.3896 | 1.183 | 0.99435 | 1.0969 | 2.0109 | 1.1922 | 1.3891 | 0.0064383 | 0 | 0.0086794 | 0.0041659 | 0.014671 | -0.087053 | -0.0050426 | 0.0087346 | 0.0014031 | 0.013454 | 0.020517 | 0.96558
TAS | 2020 | 2.3699 | 2.134 | 1.1106 | 1.721 | 2.5111 | 1.3771 | 0.94378 | -0.017513 | 0.011519 | -0.029033 | 0.0020938 | 0.00096798 | 0.0031355 | 0.0019922 | 0.0033299 | -0.001372 | -0.00058207 | -0.00051203 | -0.0005318 | -0.0052432 | -0.020792 | 0.058684 | 0.02533 | 0.98931 | 1.0856 | 1.1728 | 1.0802 | 1.3451 | 1.2545 | 0.99591 | 1.0995 | 2.1017 | 1.2014 | 1.4142 | 0.018428 | 0 | 0.011989 | 0.0021602 | -0.032603 | 0.058684 | 0.001568 | 0.0023183 | 0.044152 | 0.0076848 | 0.017902 | 1.0154
TAS | 2021 | 2.3312 | 2.1551 | 1.0817 | 1.7933 | 2.5415 | 1.3 | 0.91727 | -0.026316 | -0.016466 | -0.0098504 | 0.00083562 | -0.0038969 | 0.00051703 | -0.0091804 | -0.004741 | 0.015324 | -0.00062231 | -0.00076584 | -0.00014527 | -0.0068431 | -0.016798 | 0.041141 | 0.012026 | 1.0076 | 1.0856 | 1.1876 | 1.0682 | 1.4506 | 1.3072 | 0.97733 | 1.1025 | 2.0703 | 1.199 | 1.4332 | 0.018348 | 0 | 0.012532 | -0.011168 | 0.07551 | 0.04114 | -0.018835 | 0.0027255 | -0.015063 | -0.0020511 | 0.01335 | 1.0316
TAS | 2022 | 2.2718 | 2.1578 | 1.0528 | 1.7758 | 2.5736 | 1.2793 | 0.88273 | -0.027072 | -0.025825 | -0.0012464 | 0.00098658 | -0.0047639 | -0.00017 | -0.0073095 | -0.014568 | 0.0065974 | 5.7117e-05 | 0.00051088 | 0.00082128 | -0.0021417 | -0.0070915 | -0.009778 | 0.012558 | 1.0297 | 1.0856 | 1.2012 | 1.063 | 1.65 | 1.2945 | 0.97683 | 1.0997 | 1.845 | 1.2289 | 1.4533 | 0.021672 | 0 | 0.011383 | -0.0049629 | 0.1288 | -0.0097777 | -0.00050522 | -0.0024618 | -0.1152 | 0.024631 | 0.013902 | 1.01
TAS | 2023 | 2.3471 | 2.154 | 1.0896 | 1.6453 | 2.6292 | 1.4266 | 0.8927 | 0.03435 | 0.032613 | 0.0017369 | 0.0017024 | 0.0024405 | 0.0037169 | 0.0059531 | 0.0188 | -0.0073148 | 0.0013666 | -0.00096937 | 0.00038401 | 0.007841 | 0.00042938 | -0.07637 | 0.021377 | 1.0409 | 1.0856 | 1.2142 | 1.0708 | 1.4528 | 1.1993 | 0.97454 | 1.1068 | 1.8438 | 1.2519 | 1.4839 | 0.010782 | 0 | 0.010824 | 0.0073162 | -0.12723 | -0.07637 | -0.002352 | 0.0064017 | -0.00064502 | 0.018596 | 0.020851 | 1.0473

## Index Tables check
TFP Results by DNSP | [13 empty] | TFP Results by DNSP
1.EVO productivity indexes 2006-2023 | [13 empty] | 1.EVO productivity indexes 2006-2023
| Output | Input | TFP | PFP Index | [10 empty] | Output | Input | TFP | PFP Index
Year | Index | Index | Index | Opex | Capital | [8 empty] | Year | Index | Index | Index | Opex | Capital
2006 | 1 | 1 | 1 | 1 | 1 | [8 empty] | 2006 | 0 | 0 | 0 | 0 | 0
2007 | 0.99518 | 1.0102 | 0.98513 | 0.98849 | 0.98127 | [8 empty] | 2007 | -2.443e-07 | -2.6788e-07 | -4.6141e-07 | -6.8458e-07 | -3.6499e-07
2008 | 1.0186 | 1.0425 | 0.97712 | 0.95209 | 0.99578 | [8 empty] | 2008 | -2.7055e-07 | 1.3089e-07 | -4.285e-07 | -2.9031e-07 | -4.8569e-07
2009 | 1.0239 | 1.0583 | 0.96749 | 0.95337 | 0.97865 | [8 empty] | 2009 | 1.167e-07 | 4.2106e-07 | -3.2835e-07 | -3.7124e-07 | -3.2076e-07
2010 | 1.0398 | 1.14 | 0.91206 | 0.83872 | 0.97471 | [8 empty] | 2010 | 3.5797e-07 | 7.2811e-07 | -4.8499e-07 | -5.9218e-07 | -3.488e-07
2011 | 1.0284 | 1.2103 | 0.84968 | 0.74591 | 0.94278 | [8 empty] | 2011 | -3.5324e-08 | 4.869e-07 | -5.6552e-07 | -5.9049e-07 | -5.2705e-07
2012 | 1.095 | 1.2616 | 0.86797 | 0.74023 | 0.98664 | [8 empty] | 2012 | 1.2247e-07 | -2.011e-07 | -2.2067e-07 | 1.114e-08 | -2.7322e-07
2013 | 1.1102 | 1.3197 | 0.84122 | 0.70277 | 0.98278 | [8 empty] | 2013 | -1.3223e-07 | 8.1797e-07 | -5.8017e-07 | -7.4905e-07 | -2.5532e-07
2014 | 1.1168 | 1.4137 | 0.78998 | 0.63612 | 0.96703 | [8 empty] | 2014 | -2.7544e-07 | 5.4665e-07 | -3.574e-07 | -2.2301e-07 | -3.1123e-07
2015 | 1.1412 | 1.387 | 0.82274 | 0.67502 | 0.97704 | [8 empty] | 2015 | -3.4634e-07 | -1.2054e-07 | -1.3531e-07 | -2.4566e-07 | -5.3516e-08
2016 | 1.146 | 1.112 | 1.0306 | 1.1198 | 0.97221 | [8 empty] | 2016 | 1.283e-07 | 1.3372e-07 | -6.5668e-07 | -1.0334e-06 | -3.306e-07
2017 | 1.1493 | 1.1523 | 0.99745 | 1.0353 | 0.96869 | [8 empty] | 2017 | -2.7158e-07 | 4.5311e-08 | -4.3105e-07 | -4.5983e-07 | -2.5776e-07
2018 | 1.2111 | 1.2586 | 0.96229 | 0.90401 | 1.0105 | [8 empty] | 2018 | 1.8235e-07 | 3.2764e-07 | -5.5987e-07 | -6.4934e-07 | -2.7801e-07
2019 | 1.217 | 1.2503 | 0.97338 | 0.94296 | 0.99584 | [8 empty] | 2019 | 4.0977e-08 | -3.6682e-08 | -4.9396e-07 | -6.8063e-07 | -1.2595e-07
2020 | 1.2355 | 1.2364 | 0.99931 | 1.0052 | 0.99016 | [8 empty] | 2020 | -3.8515e-07 | 7.4262e-07 | -6.4353e-07 | -1.1032e-06 | -3.3815e-07
2021 | 1.2597 | 1.2118 | 1.0395 | 1.0841 | 0.99642 | [8 empty] | 2021 | 2.971e-07 | -1.9372e-07 | -5.9735e-07 | 2.6573e-08 | 1.391e-07
2022 | 1.2637 | 1.2501 | 1.0109 | 1.0302 | 0.98745 | [8 empty] | 2022 | -3.9825e-09 | 2.6678e-07 | -8.1266e-07 | -1.4677e-07 | -3.2349e-07
2023 | 1.3635 | 1.2288 | 1.1096 | 1.1709 | 1.0618 | [8 empty] | 2023 | -2.0044e-07 | 5.8092e-07 | -7.8026e-08 | 1.3359e-07 | -7.9188e-07
2.AGD productivity indexes, 2006-2023 | [13 empty] | 2.AGD productivity indexes, 2006-2023
| Output | Input | TFP | PFP Index | [10 empty] | Output | Input | TFP | PFP Index
Year | Index | Index | Index | Opex | Capital | [8 empty] | Year | Index | Index | Index | Opex | Capital
2006 | 1 | 1 | 1 | 1 | 1 | [8 empty] | 2006 | 0 | 0 | 0 | 0 | 0
2007 | 1.0057 | 0.95025 | 1.0584 | 1.184 | 0.98136 | [8 empty] | 2007 | -3.0554e-07 | 1.5726e-08 | -1.3863e-07 | -7.1916e-07 | -2.6989e-07
2008 | 1.0037 | 1.1132 | 0.90167 | 0.83307 | 0.95631 | [8 empty] | 2008 | -2.718e-07 | 2.7415e-07 | -4.8446e-07 | -6.7946e-07 | -3.3316e-07
2009 | 0.99938 | 1.0789 | 0.92629 | 0.91587 | 0.92582 | [8 empty] | 2009 | -1.6033e-07 | -3.1813e-07 | -2.0962e-08 | -3.5752e-07 | 7.4368e-08
2010 | 1.0442 | 1.1615 | 0.89904 | 0.84073 | 0.93816 | [8 empty] | 2010 | -2.6153e-07 | 7.906e-07 | -4.0099e-07 | -7.117e-07 | -2.7207e-07
2011 | 1.0484 | 1.1468 | 0.91424 | 0.88046 | 0.92485 | [8 empty] | 2011 | -8.0353e-08 | 8.0132e-08 | -2.516e-07 | -1.1398e-07 | -3.0902e-07
2012 | 1.062 | 1.2099 | 0.87781 | 0.80989 | 0.90839 | [8 empty] | 2012 | 2.9563e-07 | -3.1072e-07 | -8.5348e-08 | -1.1395e-07 | -2.3206e-08
2013 | 1.0689 | 1.1299 | 0.94595 | 1.0323 | 0.88971 | [8 empty] | 2013 | -1.9059e-07 | 6.0924e-07 | -6.2493e-07 | -1.4153e-06 | -4.2283e-07
2014 | 1.0604 | 1.1941 | 0.88804 | 0.9218 | 0.86054 | [8 empty] | 2014 | -2.688e-07 | 8.8409e-08 | -5.7858e-07 | -8.349e-07 | -4.1845e-07
2015 | 1.0688 | 1.2735 | 0.83923 | 0.79047 | 0.86347 | [8 empty] | 2015 | -5.6421e-07 | -1.9187e-07 | -3.8864e-08 | -2.5299e-07 | 7.5538e-08
2016 | 1.0666 | 1.23 | 0.86718 | 0.8863 | 0.84939 | [8 empty] | 2016 | 5.835e-08 | -4.386e-07 | -1.0877e-07 | -7.6583e-08 | -8.0535e-08
2017 | 1.0663 | 1.1643 | 0.91581 | 1.0001 | 0.86163 | [8 empty] | 2017 | 3.1806e-07 | 4.4114e-07 | 5.7906e-08 | -5.2075e-07 | 1.7534e-07
2018 | 1.0814 | 1.1043 | 0.97927 | 1.1812 | 0.87202 | [8 empty] | 2018 | -3.857e-07 | 2.8152e-07 | -5.1466e-07 | -9.1263e-07 | -4.1161e-07
2019 | 1.0777 | 1.0886 | 0.99004 | 1.2417 | 0.86451 | [8 empty] | 2019 | -4.1782e-07 | 5.9418e-07 | -2.8247e-07 | -1.7223e-07 | -3.5195e-07
2020 | 1.0546 | 1.0449 | 1.0093 | 1.3748 | 0.84004 | [8 empty] | 2020 | -4.6846e-07 | -5.7907e-09 | -1.172e-06 | -1.7151e-06 | -5.2274e-07
2021 | 1.0868 | 1.0194 | 1.0661 | 1.506 | 0.86138 | [8 empty] | 2021 | 1.5712e-07 | 2.3779e-07 | -5.0764e-07 | 3.0015e-07 | -1.554e-07
2022 | 1.0826 | 0.97281 | 1.1129 | 1.7088 | 0.86778 | [8 empty] | 2022 | -5.2444e-07 | 2.9836e-07 | -1.6042e-07 | -1.6959e-06 | -2.0809e-07
2023 | 1.1114 | 1.0157 | 1.0942 | 1.5905 | 0.89184 | [8 empty] | 2023 | 2.9974e-07 | 2.4883e-07 | 4.1023e-08 | 1.1575e-07 | -5.8758e-08
3.CIT productivity indexes 2006-2023 | [13 empty] | 3.CIT productivity indexes 2006-2023
| Output | Input | TFP | PFP Index | [10 empty] | Output | Input | TFP | PFP Index
Year | Index | Index | Index | Opex | Capital | [8 empty] | Year | Index | Index | Index | Opex | Capital
2006 | 1 | 1 | 1 | 1 | 1 | [8 empty] | 2006 | 0 | 0 | 0 | 0 | 0
2007 | 1.0318 | 1.0329 | 0.99889 | 1.0004 | 0.99611 | [8 empty] | 2007 | -1.1411e-07 | 4.2107e-07 | -7.8323e-08 | -4.0427e-07 | -2.463e-07
2008 | 1.0563 | 1.042 | 1.0138 | 1.0502 | 0.99365 | [8 empty] | 2008 | -3.5869e-07 | -2.2445e-07 | -3.7218e-07 | -7.9086e-07 | 3.3006e-08
2009 | 1.0466 | 1.1141 | 0.93942 | 0.88146 | 0.97 | [8 empty] | 2009 | -5.5137e-07 | -3.9739e-07 | 2.9166e-08 | -4.0692e-08 | 9.0192e-08
2010 | 1.0527 | 1.1501 | 0.91535 | 0.84414 | 0.95505 | [8 empty] | 2010 | -3.4086e-07 | -8.4534e-09 | -1.8656e-07 | -2.2206e-07 | -1.8325e-07
2011 | 1.0868 | 1.1678 | 0.93061 | 0.89943 | 0.94524 | [8 empty] | 2011 | -3.4688e-07 | 2.6035e-07 | -7.0378e-08 | -1.9538e-07 | -1.7981e-07
2012 | 1.0776 | 1.2732 | 0.84642 | 0.73936 | 0.91408 | [8 empty] | 2012 | 1.0912e-07 | -4.0341e-07 | -1.3112e-07 | -1.7795e-07 | -2.477e-07
2013 | 1.0872 | 1.2738 | 0.85351 | 0.76485 | 0.90939 | [8 empty] | 2013 | 3.427e-07 | 3.521e-07 | 1.0098e-07 | -6.7731e-08 | -5.5687e-09
2014 | 1.0872 | 1.3164 | 0.82585 | 0.72736 | 0.89176 | [8 empty] | 2014 | 2.3029e-07 | -1.9289e-07 | -9.8495e-09 | 1.0336e-07 | -2.9112e-07
2015 | 1.1066 | 1.3018 | 0.85008 | 0.76872 | 0.90023 | [8 empty] | 2015 | 1.0546e-07 | -3.4006e-07 | 7.881e-08 | -1.7119e-07 | 2.2834e-07
2016 | 1.1166 | 1.3148 | 0.84925 | 0.77378 | 0.89536 | [8 empty] | 2016 | -3.0863e-07 | 1.8217e-07 | 1.782e-07 | 3.6908e-07 | -5.3903e-08
2017 | 1.1355 | 1.3048 | 0.87025 | 0.80686 | 0.90569 | [8 empty] | 2017 | 2.0622e-07 | 5.9008e-07 | -2.5212e-08 | -2.7963e-07 | 5.4199e-08
2018 | 1.1385 | 1.2454 | 0.9142 | 0.89559 | 0.92053 | [8 empty] | 2018 | -4.6708e-07 | 3.2933e-07 | -9.4061e-08 | -4.0344e-07 | -1.0438e-08
2019 | 1.1482 | 1.2922 | 0.88853 | 0.82509 | 0.92373 | [8 empty] | 2019 | -4.8927e-07 | 5.1901e-07 | -1.4817e-07 | 6.114e-08 | -2.4187e-07
2020 | 1.1307 | 1.2797 | 0.88353 | 0.84266 | 0.90342 | [8 empty] | 2020 | -5.7731e-07 | 7.9742e-07 | -4.0498e-07 | -6.133e-07 | -2.7937e-07
2021 | 1.1418 | 1.2333 | 0.9258 | 0.94062 | 0.90902 | [8 empty] | 2021 | -1.6091e-07 | -9.0485e-08 | -2.3398e-08 | 8.9317e-08 | -1.2244e-07
2022 | 1.1506 | 1.2448 | 0.92434 | 0.91819 | 0.92079 | [8 empty] | 2022 | 6.2141e-08 | -1.0251e-07 | -1.8154e-07 | 1.807e-07 | -5.0058e-07
2023 | 1.1574 | 1.2821 | 0.9028 | 0.86854 | 0.91901 | [8 empty] | 2023 | -6.1557e-07 | -2.706e-07 | -8.9165e-08 | -3.8982e-07 | 2.3376e-08
4.END productivity indexes, 2006-2023 | [13 empty] | 4.END productivity indexes, 2006-2023
| Output | Input | TFP | PFP Index | [10 empty] | Output | Input | TFP | PFP Index
Year | Index | Index | Index | Opex | Capital | [8 empty] | Year | Index | Index | Index | Opex | Capital
2006 | 1 | 1 | 1 | 1 | 1 | [8 empty] | 2006 | 0 | 0 | 0 | 0 | 0
2007 | 1.0139 | 1.0617 | 0.95494 | 0.95202 | 0.95936 | [8 empty] | 2007 | 1.3982e-07 | 1.4581e-07 | -9.1682e-08 | 1.8584e-08 | -1.3551e-07
2008 | 1.0152 | 1.1876 | 0.85484 | 0.78581 | 0.92108 | [8 empty] | 2008 | 1.98e-07 | 2.8836e-07 | 1.4867e-07 | 2.09e-07 | 1.3816e-07
2009 | 1.0493 | 1.1495 | 0.91283 | 0.89729 | 0.92347 | [8 empty] | 2009 | 6.5025e-07 | -4.7508e-08 | 3.4006e-07 | 5.7612e-07 | 1.0306e-07
2010 | 1.082 | 1.1567 | 0.93543 | 0.95043 | 0.92248 | [8 empty] | 2010 | -3.72e-07 | -4.2722e-07 | 7.9548e-08 | 2.5338e-07 | -7.6972e-08
2011 | 1.108 | 1.1912 | 0.93013 | 0.94121 | 0.91974 | [8 empty] | 2011 | 3.4396e-07 | 3.6937e-07 | -1.0784e-07 | -5.07e-08 | -1.8951e-07
2012 | 1.0822 | 1.2622 | 0.85737 | 0.84029 | 0.86868 | [8 empty] | 2012 | -8.9828e-08 | 4.8093e-07 | -1.0872e-07 | 3.1646e-07 | -5.4349e-07
2013 | 1.071 | 1.2192 | 0.8785 | 0.95517 | 0.8257 | [8 empty] | 2013 | -3.6347e-07 | -1.5846e-07 | 3.2767e-07 | 6.1955e-07 | -4.229e-09
2014 | 1.1092 | 1.3318 | 0.83283 | 0.85224 | 0.82202 | [8 empty] | 2014 | -2.1849e-07 | 4.8798e-07 | 1.1777e-07 | 3.6979e-07 | -3.0574e-07
2015 | 1.1073 | 1.339 | 0.82699 | 0.85665 | 0.8076 | [8 empty] | 2015 | 2.8213e-07 | -5.6367e-07 | 1.9366e-07 | 2.909e-07 | -1.4868e-07
2016 | 1.1253 | 1.3788 | 0.81617 | 0.83997 | 0.80325 | [8 empty] | 2016 | 4.0182e-07 | 1.4755e-08 | 1.6644e-07 | 2.5027e-07 | -4.6241e-08
2017 | 1.1773 | 1.329 | 0.88589 | 0.97602 | 0.82318 | [8 empty] | 2017 | -3.2806e-09 | 1.8707e-07 | -2.6389e-07 | -7.2314e-08 | -5.9089e-07
2018 | 1.1927 | 1.3061 | 0.91317 | 1.0545 | 0.81772 | [8 empty] | 2018 | -3.1487e-08 | -3.3997e-07 | 2.2298e-07 | 4.4885e-07 | -1.5289e-07
2019 | 1.1913 | 1.3337 | 0.89328 | 1.0298 | 0.801 | [8 empty] | 2019 | -4.3343e-08 | -1.1208e-07 | 1.6772e-07 | -1.4706e-07 | 3.6047e-08
2020 | 1.1793 | 1.2672 | 0.93068 | 1.1669 | 0.7832 | [8 empty] | 2020 | -3.1936e-07 | -6.7902e-10 | -6.0978e-07 | -7.3086e-07 | -7.2021e-07
2021 | 1.2317 | 1.2898 | 0.95502 | 1.1793 | 0.80486 | [8 empty] | 2021 | -6.1116e-07 | 3.4439e-07 | 4.2401e-08 | -3.1996e-07 | -9.6809e-08
2022 | 1.1861 | 1.2887 | 0.92035 | 1.1444 | 0.77161 | [8 empty] | 2022 | -1.0073e-07 | -1.8038e-07 | -1.1393e-07 | -6.0539e-08 | -5.2418e-07
2023 | 1.2242 | 1.3215 | 0.92637 | 1.169 | 0.77868 | [8 empty] | 2023 | -3.683e-07 | -2.6933e-07 | 1.0152e-07 | 5.5771e-07 | -3.4777e-07
5.ENX productivity indexes, 2006-2023 | [13 empty] | 5.ENX productivity indexes, 2006-2023
| Output | Input | TFP | PFP Index | [10 empty] | Output | Input | TFP | PFP Index
Year | Index | Index | Index | Opex | Capital | [8 empty] | Year | Index | Index | Index | Opex | Capital
2006 | 1 | 1 | 1 | 1 | 1 | [8 empty] | 2006 | 0 | 0 | 0 | 0 | 0
2007 | 1.1207 | 1.1017 | 1.0172 | 0.9723 | 1.0492 | [8 empty] | 2007 | 4.7735e-07 | -3.7657e-07 | 3.1183e-07 | 2.4813e-07 | 2.8162e-07
2008 | 1.1292 | 1.1603 | 0.97319 | 0.92201 | 1.0102 | [8 empty] | 2008 | -1.1036e-07 | -7.1123e-07 | 2.1299e-07 | 4.0792e-07 | -5.057e-07
2009 | 1.1839 | 1.2031 | 0.98409 | 0.94185 | 1.0135 | [8 empty] | 2009 | -1.3911e-07 | 2.8973e-07 | 1.8529e-07 | -1.4606e-08 | 1.1298e-07
2010 | 1.2234 | 1.2186 | 1.0039 | 0.98991 | 1.0132 | [8 empty] | 2010 | 6.5829e-07 | 2.5457e-07 | 8.3862e-08 | 5.5285e-07 | 7.5989e-07
2011 | 1.243 | 1.2906 | 0.96313 | 0.91246 | 0.99815 | [8 empty] | 2011 | -1.8074e-07 | -2.9621e-07 | 5.4323e-08 | 3.4494e-07 | -7.3941e-08
2012 | 1.273 | 1.3494 | 0.94332 | 0.86615 | 0.99912 | [8 empty] | 2012 | 1.0007e-06 | -6.7675e-07 | 5.0486e-07 | 1.4076e-07 | 6.6991e-07
2013 | 1.272 | 1.409 | 0.90278 | 0.81223 | 0.97671 | [8 empty] | 2013 | 2.1057e-09 | -2.8518e-07 | -1.5474e-07 | -3.0651e-07 | -1.6183e-07
2014 | 1.2706 | 1.381 | 0.92003 | 0.86998 | 0.95914 | [8 empty] | 2014 | -8.5045e-08 | 5.9289e-07 | 1.741e-07 | 8.805e-08 | 9.7356e-08
2015 | 1.2585 | 1.4366 | 0.87602 | 0.81521 | 0.92447 | [8 empty] | 2015 | 6.6867e-07 | 7.3205e-07 | 6.7101e-08 | 3.8454e-08 | 1.4528e-07
2016 | 1.2825 | 1.3818 | 0.92815 | 0.92386 | 0.92996 | [8 empty] | 2016 | 3.2578e-09 | 6.256e-07 | 1.7305e-07 | -5.6562e-08 | 3.1441e-07
2017 | 1.3112 | 1.3794 | 0.95054 | 0.96716 | 0.93582 | [8 empty] | 2017 | -2.1512e-07 | -3.6131e-07 | 9.5718e-08 | 3.5852e-07 | -1.5747e-07
2018 | 1.3103 | 1.396 | 0.93864 | 0.95115 | 0.92709 | [8 empty] | 2018 | -2.7181e-07 | 6.4906e-07 | 5.1552e-08 | -4.4167e-09 | -4.4721e-08
2019 | 1.3168 | 1.3679 | 0.96267 | 1.0133 | 0.9238 | [8 empty] | 2019 | 2.9102e-07 | 4.1788e-07 | 1.6607e-07 | 4.5341e-07 | 1.984e-07
2020 | 1.3173 | 1.3554 | 0.97186 | 1.0505 | 0.91152 | [8 empty] | 2020 | -2.7079e-07 | -1.0604e-07 | -1.5564e-07 | -2.908e-07 | -2.011e-07
2021 | 1.3208 | 1.3705 | 0.96373 | 1.0274 | 0.90686 | [8 empty] | 2021 | 4.8172e-07 | -5.6263e-07 | 4.8496e-07 | 1.6182e-08 | 3.6145e-07
2022 | 1.3233 | 1.4053 | 0.94161 | 0.98321 | 0.90122 | [8 empty] | 2022 | 7.2545e-07 | 1.8172e-07 | 6.2896e-07 | 8.0406e-07 | 3.5952e-07
2023 | 1.3637 | 1.4666 | 0.92985 | 0.93675 | 0.92239 | [8 empty] | 2023 | 6.0972e-07 | 5.4878e-08 | 1.3508e-07 | -2.0501e-08 | 9.0921e-08
6.ERG productivity indexes, 2006-2023 | [13 empty] | 6.ERG productivity indexes, 2006-2023
| Output | Input | TFP | PFP Index | [10 empty] | Output | Input | TFP | PFP Index
Year | Index | Index | Index | Opex | Capital | [8 empty] | Year | Index | Index | Index | Opex | Capital
2006 | 1 | 1 | 1 | 1 | 1 | [8 empty] | 2006 | 0 | 0 | 0 | 0 | 0
2007 | 1.145 | 0.97349 | 1.1761 | 1.2514 | 1.1173 | [8 empty] | 2007 | 3.7009e-07 | -2.1944e-07 | 7.9819e-07 | 9.4078e-07 | 7.1548e-07
2008 | 1.1245 | 1.0176 | 1.105 | 1.1405 | 1.0776 | [8 empty] | 2008 | -2.9854e-08 | 4.0947e-08 | -3.4474e-07 | -1.4199e-06 | -5.9496e-07
2009 | 1.0901 | 1.0097 | 1.0797 | 1.1493 | 1.023 | [8 empty] | 2009 | 3.483e-07 | 7.8752e-07 | -8.0719e-09 | -5.1121e-07 | -4.6255e-07
2010 | 1.1178 | 1.028 | 1.0873 | 1.1841 | 1.0133 | [8 empty] | 2010 | 1.944e-07 | 5.0858e-08 | 4.4576e-07 | 5.4264e-07 | 2.3974e-07
2011 | 1.1423 | 1.1189 | 1.0209 | 1.0263 | 1.0141 | [8 empty] | 2011 | 3.9271e-07 | 2.1321e-07 | 3.6697e-09 | -3.2356e-08 | 3.5152e-07
2012 | 1.1801 | 1.1566 | 1.0203 | 1.0137 | 1.0226 | [8 empty] | 2012 | -4.3423e-07 | 1.2657e-08 | -5.1343e-07 | -3.8258e-07 | -7.7912e-07
2013 | 1.1972 | 1.051 | 1.1392 | 1.2667 | 1.0448 | [8 empty] | 2013 | 1.5314e-07 | 2.5603e-07 | 3.749e-07 | -1.5034e-07 | 1.2957e-07
2014 | 1.2379 | 1.0845 | 1.1415 | 1.2948 | 1.0307 | [8 empty] | 2014 | 1.297e-10 | -1.4547e-07 | 2.6855e-07 | -5.128e-07 | 4.7173e-07
2015 | 1.1889 | 1.1411 | 1.0419 | 1.1399 | 0.96934 | [8 empty] | 2015 | 2.7245e-07 | 2.559e-07 | 3.6179e-07 | -3.7434e-07 | 1.2977e-07
2016 | 1.1895 | 1.1343 | 1.0487 | 1.183 | 0.95123 | [8 empty] | 2016 | -5.1436e-07 | -2.5909e-07 | 1.8129e-07 | -2.631e-07 | 2.2017e-08
2017 | 1.2531 | 1.0891 | 1.1506 | 1.3926 | 0.98288 | [8 empty] | 2017 | -4.6642e-07 | -8.3221e-08 | 3.5307e-07 | 4.3072e-07 | -4.6072e-08
2018 | 1.2332 | 1.0962 | 1.125 | 1.3688 | 0.95631 | [8 empty] | 2018 | -1.1825e-07 | 8.0281e-07 | -1.2375e-08 | -9.244e-07 | -4.5039e-07
2019 | 1.191 | 1.1018 | 1.081 | 1.2968 | 0.9298 | [8 empty] | 2019 | -4.1302e-07 | 2.4905e-07 | -1.2342e-07 | 4.512e-08 | -1.1925e-07
2020 | 1.1999 | 1.1271 | 1.0647 | 1.2413 | 0.93664 | [8 empty] | 2020 | -7.5584e-07 | -1.7151e-08 | -4.6883e-08 | -7.6795e-07 | -7.4397e-08
2021 | 1.2096 | 1.021 | 1.1847 | 1.5716 | 0.92958 | [8 empty] | 2021 | 1.6507e-07 | 5.1189e-07 | 2.9137e-07 | 3.6308e-07 | -3.4148e-07
2022 | 1.1526 | 1.025 | 1.1245 | 1.4814 | 0.88891 | [8 empty] | 2022 | -7.4556e-07 | 1.6296e-08 | -3.1641e-07 | -9.6606e-07 | -2.6744e-07
2023 | 1.1983 | 1.1092 | 1.0803 | 1.3585 | 0.8974 | [8 empty] | 2023 | -2.0167e-07 | -1.7835e-07 | 2.7242e-07 | 6.8074e-07 | 3.032e-08
7.ESS productivity indexes 2006-2023 | [13 empty] | 7.ESS productivity indexes 2006-2023
| Output | Input | TFP | PFP Index | [10 empty] | Output | Input | TFP | PFP Index
Year | Index | Index | Index | Opex | Capital | [8 empty] | Year | Index | Index | Index | Opex | Capital
2006 | 1 | 1 | 1 | 1 | 1 | [8 empty] | 2006 | 0 | 0 | 0 | 0 | 0
2007 | 1.0748 | 1.0923 | 0.98398 | 0.90798 | 1.0623 | [8 empty] | 2007 | -1.8937e-07 | -6.9617e-07 | 1.3448e-07 | 1.9319e-07 | 2.4537e-07
2008 | 1.0695 | 1.1705 | 0.91374 | 0.78779 | 1.0578 | [8 empty] | 2008 | -6.7847e-07 | 1.5926e-07 | -1.1283e-07 | -4.5329e-08 | -1.4931e-07
2009 | 1.0313 | 1.1309 | 0.91196 | 0.82692 | 0.99605 | [8 empty] | 2009 | -9.0843e-08 | 1.3039e-07 | 5.0668e-08 | -1.1327e-07 | 1.0217e-07
2010 | 1.0997 | 1.2029 | 0.91418 | 0.80752 | 1.024 | [8 empty] | 2010 | -1.1361e-07 | -7.9597e-07 | 4.4872e-08 | 7.9673e-08 | 2.7664e-08
2011 | 1.0773 | 1.2142 | 0.88726 | 0.78179 | 0.99064 | [8 empty] | 2011 | -4.101e-07 | -5.8029e-08 | 8.7849e-08 | 9.2942e-08 | 9.1096e-08
2012 | 1.0641 | 1.3582 | 0.78346 | 0.62695 | 0.96649 | [8 empty] | 2012 | 1.7225e-07 | 3.9894e-08 | 1.6988e-07 | 2.7442e-07 | -2.0757e-07
2013 | 1.0736 | 1.287 | 0.83416 | 0.71438 | 0.96365 | [8 empty] | 2013 | 3.3793e-07 | -5.3536e-07 | 7.5655e-08 | 2.0468e-07 | -1.768e-07
2014 | 1.1796 | 1.2625 | 0.9344 | 0.81744 | 1.0536 | [8 empty] | 2014 | -5.7716e-08 | -5.2963e-08 | -4.5482e-08 | 4.0866e-08 | -4.0956e-07
2015 | 1.1454 | 1.1982 | 0.95596 | 0.90155 | 1.0083 | [8 empty] | 2015 | -5.759e-07 | -1.2682e-07 | 3.8221e-07 | 5.2885e-07 | 2.9204e-07
2016 | 1.158 | 1.0954 | 1.0572 | 1.1227 | 1.0062 | [8 empty] | 2016 | -6.0307e-07 | -6.9994e-07 | 3.9108e-07 | 2.755e-07 | -2.7448e-07
2017 | 1.134 | 1.0802 | 1.0498 | 1.1427 | 0.97987 | [8 empty] | 2017 | 3.4769e-07 | -2.832e-08 | 2.2243e-07 | -2.8092e-07 | 9.6204e-08
2018 | 1.1629 | 1.1008 | 1.0564 | 1.1268 | 1.0004 | [8 empty] | 2018 | 5.0682e-08 | -4.049e-07 | 6.9351e-09 | -2.2327e-07 | 1.5224e-07
2019 | 1.1475 | 1.1764 | 0.97548 | 0.98104 | 0.97028 | [8 empty] | 2019 | 3.9352e-08 | -6.2388e-07 | 1.4674e-08 | 1.9554e-07 | -3.1912e-07
2020 | 1.1372 | 1.1558 | 0.9839 | 1.0108 | 0.95517 | [8 empty] | 2020 | -2.8656e-08 | -4.1223e-07 | 3.6624e-07 | 3.6662e-07 | 2.6501e-07
2021 | 1.1708 | 1.1404 | 1.0266 | 1.0715 | 0.97649 | [8 empty] | 2021 | 4.0793e-07 | 2.7132e-07 | -3.6616e-07 | 9.8267e-07 | -3.9902e-07
2022 | 1.1756 | 1.1166 | 1.0529 | 1.1355 | 0.97361 | [8 empty] | 2022 | 5.8304e-07 | -4.8096e-07 | 8.9061e-07 | 1.0605e-06 | 7.0084e-08
2023 | 1.1734 | 1.1695 | 1.0033 | 1.0491 | 0.9654 | [8 empty] | 2023 | 5.8624e-08 | -5.8586e-08 | 3.036e-07 | 9.679e-07 | 3.1755e-07
8.JEN productivity indexes, 2006-2023 | [13 empty] | 8.JEN productivity indexes, 2006-2023
| Output | Input | TFP | PFP Index | [10 empty] | Output | Input | TFP | PFP Index
Year | Index | Index | Index | Opex | Capital | [8 empty] | Year | Index | Index | Index | Opex | Capital
2006 | 1 | 1 | 1 | 1 | 1 | [8 empty] | 2006 | 0 | 0 | 0 | 0 | 0
2007 | 1.0386 | 1.0273 | 1.011 | 0.98372 | 1.0338 | [8 empty] | 2007 | -1.6363e-07 | 1.194e-07 | -1.6727e-07 | 8.6768e-08 | -3.1837e-07
2008 | 1.082 | 0.95693 | 1.1307 | 1.2691 | 1.0444 | [8 empty] | 2008 | -3.6552e-08 | 2.0629e-07 | -4.7228e-07 | -4.9889e-07 | -2.9383e-07
2009 | 1.0967 | 1.0027 | 1.0938 | 1.1786 | 1.0385 | [8 empty] | 2009 | -1.0502e-07 | 2.2139e-07 | -5.9303e-07 | -2.6998e-07 | -2.9144e-09
2010 | 1.1183 | 1.0701 | 1.045 | 1.025 | 1.0622 | [8 empty] | 2010 | 3.0574e-07 | -1.6815e-08 | -6.5073e-07 | -4.7412e-07 | -4.5434e-07
2011 | 1.1346 | 1.1273 | 1.0065 | 0.95315 | 1.0519 | [8 empty] | 2011 | 3.2744e-07 | 1.1668e-07 | -3.3334e-07 | -4.9261e-07 | -1.6291e-07
2012 | 1.149 | 1.2325 | 0.93224 | 0.79509 | 1.0658 | [8 empty] | 2012 | 3.5057e-08 | 2.9494e-07 | 4.3773e-08 | -5.5716e-08 | 5.2783e-07
2013 | 1.1363 | 1.2239 | 0.92847 | 0.80623 | 1.0479 | [8 empty] | 2013 | -1.1689e-07 | -3.8413e-07 | -2.0313e-07 | -2.2444e-07 | 2.8017e-07
2014 | 1.1403 | 1.206 | 0.94547 | 0.84458 | 1.038 | [8 empty] | 2014 | 2.8084e-08 | 5.5471e-07 | -3.9346e-07 | -4.7141e-07 | 9.5039e-08
2015 | 1.1698 | 1.2244 | 0.95546 | 0.86127 | 1.0409 | [8 empty] | 2015 | 1.098e-07 | 4.061e-07 | 7.8053e-08 | 1.4352e-07 | 1.106e-07
2016 | 1.179 | 1.2645 | 0.93237 | 0.82337 | 1.0344 | [8 empty] | 2016 | -3.1904e-07 | 9.3487e-07 | -4.034e-07 | -3.1477e-07 | -1.0518e-07
2017 | 1.1979 | 1.2924 | 0.92685 | 0.80651 | 1.0482 | [8 empty] | 2017 | -1.1549e-07 | -2.8785e-07 | -1.4718e-07 | 1.6427e-07 | 1.3107e-07
2018 | 1.2112 | 1.2603 | 0.96108 | 0.88066 | 1.0335 | [8 empty] | 2018 | 3.5769e-07 | 1.922e-07 | 7.357e-09 | 2.3391e-07 | 1.4143e-07
2019 | 1.2143 | 1.2769 | 0.95094 | 0.88126 | 1.0126 | [8 empty] | 2019 | -2.625e-07 | 6.6944e-07 | -3.7972e-07 | -4.6653e-07 | -6.0405e-07
2020 | 1.2257 | 1.2156 | 1.0084 | 0.9995 | 1.0151 | [8 empty] | 2020 | 4.8553e-08 | -3.9986e-08 | 1.2092e-07 | 3.4557e-07 | 4.4019e-07
2021 | 1.2371 | 1.1609 | 1.0656 | 1.1217 | 1.0187 | [8 empty] | 2021 | -8.0711e-08 | 5.0076e-07 | -2.1322e-07 | -5.0392e-08 | 8.39e-08
2022 | 1.2481 | 1.1485 | 1.0867 | 1.1724 | 1.0212 | [8 empty] | 2022 | 1.8192e-07 | 6.5437e-07 | 2.0224e-07 | -2.9262e-07 | 3.6596e-07
2023 | 1.2737 | 1.1953 | 1.0657 | 1.1176 | 1.0337 | [8 empty] | 2023 | 2.3848e-07 | -3.5604e-07 | -5.3011e-07 | 7.8369e-08 | 1.0174e-07
9.PCR productivity indexes 2006-2023 | [13 empty] | 9.PCR productivity indexes 2006-2023
| Output | Input | TFP | PFP Index | [10 empty] | Output | Input | TFP | PFP Index
Year | Index | Index | Index | Opex | Capital | [8 empty] | Year | Index | Index | Index | Opex | Capital
2006 | 1 | 1 | 1 | 1 | 1 | [8 empty] | 2006 | 0 | 0 | 0 | 0 | 0
2007 | 0.99687 | 0.95879 | 1.0397 | 1.116 | 0.97488 | [8 empty] | 2007 | -5.1199e-08 | -2.8698e-07 | 4.0249e-07 | 7.7771e-07 | 4.025e-08
2008 | 1.0579 | 0.97317 | 1.087 | 1.1701 | 1.017 | [8 empty] | 2008 | 4.9366e-07 | 1.5192e-07 | -4.6303e-08 | 2.7879e-07 | -2.3773e-07
2009 | 1.021 | 1.0529 | 0.9697 | 1.0219 | 0.92418 | [8 empty] | 2009 | 4.8352e-07 | -3.7557e-07 | 4.7629e-07 | 1.421e-06 | 2.3478e-07
2010 | 1.0569 | 1.0641 | 0.99322 | 1.0707 | 0.9272 | [8 empty] | 2010 | -1.2256e-07 | 3.1123e-07 | -1.9671e-07 | 2.4048e-08 | -1.7613e-07
2011 | 1.0931 | 1.0622 | 1.029 | 1.1047 | 0.96459 | [8 empty] | 2011 | 3.4151e-07 | -7.3109e-07 | 9.7898e-07 | 9.0199e-07 | 2.1445e-07
2012 | 1.092 | 1.163 | 0.93898 | 0.92827 | 0.95357 | [8 empty] | 2012 | 9.1618e-07 | 6.0486e-08 | 5.4633e-07 | 9.9025e-07 | 1.5856e-07
2013 | 1.0774 | 1.2155 | 0.88639 | 0.8653 | 0.91827 | [8 empty] | 2013 | 5.4538e-07 | 2.4854e-07 | 2.9338e-07 | 5.5085e-07 | 9.1316e-08
2014 | 1.0484 | 1.1895 | 0.88132 | 0.89286 | 0.87646 | [8 empty] | 2014 | 1.0698e-06 | -2.0306e-07 | 4.8104e-07 | 4.9592e-07 | 4.6747e-07
2015 | 1.101 | 1.2318 | 0.89385 | 0.89251 | 0.90229 | [8 empty] | 2015 | 7.5308e-07 | -5.84e-07 | 6.0986e-07 | 8.7317e-07 | 5.2559e-07
2016 | 1.1101 | 1.1572 | 0.95936 | 1.0335 | 0.89412 | [8 empty] | 2016 | 1.1915e-06 | -2.7377e-07 | 5.4331e-07 | 1.1025e-06 | 4.0846e-07
2017 | 1.1621 | 1.2095 | 0.96077 | 1.0137 | 0.91446 | [8 empty] | 2017 | 8.7779e-07 | -3.1478e-07 | 8.6518e-07 | 1.5835e-06 | 4.8275e-07
2018 | 1.1177 | 1.2353 | 0.90475 | 0.95152 | 0.86384 | [8 empty] | 2018 | 8.4674e-07 | 2.6357e-07 | 3.0193e-07 | 1.9861e-07 | 4.4496e-07
2019 | 1.132 | 1.2352 | 0.91648 | 0.9857 | 0.85723 | [8 empty] | 2019 | 4.599e-07 | -7.746e-07 | 4.319e-07 | 8.6351e-07 | 1.407e-07
2020 | 1.1477 | 1.2247 | 0.93708 | 1.0458 | 0.84561 | [8 empty] | 2020 | 5.2101e-07 | 2.1591e-08 | 3.9602e-07 | 2.2202e-07 | 3.6436e-07
2021 | 1.1937 | 1.231 | 0.96971 | 1.0782 | 0.87569 | [8 empty] | 2021 | 3.0678e-07 | 6.5201e-08 | 4.1557e-07 | 2.2046e-07 | 9.1275e-08
2022 | 1.1788 | 1.2651 | 0.93181 | 1.0314 | 0.84697 | [8 empty] | 2022 | 1.0659e-06 | -5.5543e-07 | 3.2987e-07 | 7.6022e-07 | 1.8584e-07
2023 | 1.171 | 1.3524 | 0.86588 | 0.91392 | 0.82416 | [8 empty] | 2023 | 5.4795e-07 | -4.3153e-07 | 2.6081e-07 | 3.3755e-07 | 2.561e-07
10.SAP productivity indexes, 2006-2023 | [13 empty] | 10.SAP productivity indexes, 2006-2023
| Output | Input | TFP | PFP Index | [10 empty] | Output | Input | TFP | PFP Index
Year | Index | Index | Index | Opex | Capital | [8 empty] | Year | Index | Index | Index | Opex | Capital
2006 | 1 | 1 | 1 | 1 | 1 | [8 empty] | 2006 | 0 | 0 | 0 | 0 | 0
2007 | 0.97454 | 1.0007 | 0.97387 | 1.0492 | 0.94022 | [8 empty] | 2007 | 8.4724e-09 | 4.3365e-07 | -1.2457e-07 | -3.849e-07 | 3.4801e-08
2008 | 1.0727 | 1.0507 | 1.0209 | 1.0356 | 1.0123 | [8 empty] | 2008 | -3.0862e-07 | 1.3577e-07 | 5.0027e-07 | 5.7456e-07 | 7.2417e-07
2009 | 1.1016 | 1.1037 | 0.99816 | 0.97165 | 1.0106 | [8 empty] | 2009 | 5.0241e-07 | 1.7954e-07 | 4.8089e-07 | 7.575e-07 | 9.8022e-08
2010 | 1.0483 | 1.1273 | 0.92991 | 0.92376 | 0.93113 | [8 empty] | 2010 | 6.0292e-07 | -4.4043e-07 | 4.9765e-07 | 2.418e-07 | 6.4624e-07
2011 | 1.0726 | 1.232 | 0.87058 | 0.75867 | 0.93477 | [8 empty] | 2011 | 1.7757e-07 | -6.163e-07 | 1.9187e-07 | 4.7839e-08 | 3.3185e-07
2012 | 1.1121 | 1.2687 | 0.87658 | 0.76102 | 0.94306 | [8 empty] | 2012 | -6.7131e-08 | -4.2702e-08 | 2.5063e-08 | 1.9684e-07 | -1.2111e-07
2013 | 1.0979 | 1.3091 | 0.83869 | 0.71372 | 0.91597 | [8 empty] | 2013 | 8.4151e-07 | 4.8153e-07 | 3.0154e-07 | -2.566e-07 | 5.2066e-07
2014 | 1.0681 | 1.3195 | 0.80947 | 0.69772 | 0.87807 | [8 empty] | 2014 | 7.1121e-07 | 5.0004e-07 | -1.2001e-08 | -9.6374e-08 | 2.4509e-08
2015 | 1.1151 | 1.3473 | 0.8276 | 0.70106 | 0.90613 | [8 empty] | 2015 | 9.2548e-07 | 3.5217e-07 | 4.1217e-07 | -1.3662e-08 | 5.4748e-07
2016 | 1.1029 | 1.2683 | 0.86959 | 0.82684 | 0.88721 | [8 empty] | 2016 | 6.6441e-07 | -6.2149e-08 | 2.0418e-07 | 2.12e-07 | 1.9389e-08
2017 | 1.0884 | 1.3466 | 0.80831 | 0.7084 | 0.867 | [8 empty] | 2017 | 2.3913e-07 | 7.6295e-07 | 1.2312e-07 | -3.6681e-08 | 4.2834e-08
2018 | 1.1148 | 1.3445 | 0.82918 | 0.74047 | 0.87913 | [8 empty] | 2018 | 1.3509e-07 | 3.6816e-07 | 2.087e-07 | 1.1984e-07 | 2.6007e-07
2019 | 1.0966 | 1.3662 | 0.80267 | 0.70989 | 0.85618 | [8 empty] | 2019 | 4.4727e-07 | 3.0754e-08 | 3.0057e-07 | 1.0741e-07 | 1.9358e-07
2020 | 1.128 | 1.3202 | 0.8544 | 0.81933 | 0.86824 | [8 empty] | 2020 | 1.334e-07 | 3.9075e-07 | 2.9777e-07 | 2.6517e-07 | 2.5163e-07
2021 | 1.1194 | 1.3568 | 0.82504 | 0.79748 | 0.83283 | [8 empty] | 2021 | 6.1986e-07 | 8.493e-08 | 1.3166e-07 | 4.9284e-08 | 3.952e-08
2022 | 1.1121 | 1.402 | 0.79326 | 0.74174 | 0.8176 | [8 empty] | 2022 | 7.3459e-07 | 1.4809e-07 | 3.6841e-07 | 3.4793e-07 | 2.7341e-07
2023 | 1.1056 | 1.4965 | 0.73877 | 0.63392 | 0.80473 | [8 empty] | 2023 | 4.565e-07 | 1.2419e-06 | -1.9029e-08 | -3.2056e-07 | -7.1935e-08
11.AND productivity indexes, 2006-2023 | [13 empty] | 11.AND productivity indexes, 2006-2023
| Output | Input | TFP | PFP Index | [10 empty] | Output | Input | TFP | PFP Index
Year | Index | Index | Index | Opex | Capital | [8 empty] | Year | Index | Index | Index | Opex | Capital
2006 | 1 | 1 | 1 | 1 | 1 | [8 empty] | 2006 | 0 | 0 | 0 | 0 | 0
2007 | 1.0385 | 1.0926 | 0.95043 | 0.88362 | 0.99895 | [8 empty] | 2007 | -2.024e-07 | -1.0406e-07 | 2.8242e-08 | 2.1101e-07 | -1.4119e-07
2008 | 1.1296 | 1.1422 | 0.98899 | 0.88286 | 1.0721 | [8 empty] | 2008 | 4.9834e-07 | -4.25e-07 | 2.9007e-09 | 3.3995e-08 | -3.5945e-07
2009 | 1.1093 | 1.2417 | 0.89338 | 0.76724 | 0.99707 | [8 empty] | 2009 | -3.9837e-07 | -8.4557e-08 | -1.5213e-07 | -2.8843e-07 | 1.0855e-07
2010 | 1.1762 | 1.2327 | 0.95415 | 0.83409 | 1.0507 | [8 empty] | 2010 | -5.786e-07 | -2.16e-07 | -3.809e-07 | -4.1206e-07 | -3.8241e-07
2011 | 1.1561 | 1.2615 | 0.91647 | 0.80463 | 1.0061 | [8 empty] | 2011 | -4.8226e-07 | -4.11e-07 | -4.7575e-07 | 4.7611e-08 | -3.6517e-07
2012 | 1.1855 | 1.3142 | 0.90207 | 0.76777 | 1.0125 | [8 empty] | 2012 | -5.1598e-07 | -1.2065e-07 | 3.7006e-08 | 2.4998e-07 | -2.5562e-07
2013 | 1.1768 | 1.3615 | 0.86436 | 0.72035 | 0.98763 | [8 empty] | 2013 | -1.789e-07 | -3.3962e-07 | -4.1813e-08 | 7.8751e-09 | -1.9442e-08
2014 | 1.1561 | 1.3879 | 0.83296 | 0.69056 | 0.95533 | [8 empty] | 2014 | -5.2859e-07 | 2.243e-09 | -3.294e-07 | -2.2947e-07 | -2.0554e-07
2015 | 1.1848 | 1.4436 | 0.82073 | 0.66049 | 0.96433 | [8 empty] | 2015 | -5.6845e-07 | -1.02e-07 | -3.1523e-07 | 7.476e-09 | -3.9318e-07
2016 | 1.1531 | 1.5045 | 0.76647 | 0.59955 | 0.92148 | [8 empty] | 2016 | -6.4735e-08 | -4.8805e-08 | -1.8858e-08 | 7.7145e-08 | -7.7377e-08
2017 | 1.2146 | 1.4284 | 0.85027 | 0.72203 | 0.95731 | [8 empty] | 2017 | 4.9575e-07 | -1.1108e-07 | 1.4023e-07 | 2.3569e-07 | 2.2037e-07
2018 | 1.1654 | 1.3878 | 0.83972 | 0.76192 | 0.90093 | [8 empty] | 2018 | 5.3661e-07 | -1.9407e-07 | 1.4239e-07 | 3.7077e-07 | 1.6964e-07
2019 | 1.1786 | 1.4078 | 0.83719 | 0.74818 | 0.9077 | [8 empty] | 2019 | 4.6203e-07 | -1.2849e-07 | -1.1785e-08 | 2.6878e-07 | -1.7574e-08
2020 | 1.2073 | 1.4466 | 0.83458 | 0.73452 | 0.91448 | [8 empty] | 2020 | -3.2961e-07 | 8.6929e-08 | -5.9343e-08 | 2.3929e-07 | -2.7342e-07
2021 | 1.2611 | 1.4638 | 0.86152 | 0.75399 | 0.94814 | [8 empty] | 2021 | 5.1146e-07 | 3.1229e-07 | -9.3811e-08 | 1.3041e-07 | -1.2063e-07
2022 | 1.2335 | 1.4648 | 0.84209 | 0.75617 | 0.9104 | [8 empty] | 2022 | 1.9711e-07 | -4.8842e-07 | -2.4019e-07 | -1.5966e-07 | -2.4631e-08
2023 | 1.2223 | 1.4363 | 0.85102 | 0.78722 | 0.90526 | [8 empty] | 2023 | 1.6008e-07 | 7.7552e-07 | -3.1894e-07 | -5.2681e-09 | -2.8682e-07
12.TND productivity indexes, 2006-2023 | [13 empty] | 12.TND productivity indexes, 2006-2023
| Output | Input | TFP | PFP Index | [10 empty] | Output | Input | TFP | PFP Index
Year | Index | Index | Index | Opex | Capital | [8 empty] | Year | Index | Index | Index | Opex | Capital
2006 | 1 | 1 | 1 | 1 | 1 | [8 empty] | 2006 | 0 | 0 | 0 | 0 | 0
2007 | 0.97676 | 1.0075 | 0.96954 | 0.97859 | 0.96402 | [8 empty] | 2007 | -2.4309e-07 | 2.2297e-07 | -2.9157e-07 | -5.1836e-07 | -5.4562e-08
2008 | 0.97802 | 1.0241 | 0.95496 | 0.97031 | 0.94572 | [8 empty] | 2008 | -6.983e-08 | 1.0658e-07 | 4.8757e-08 | 3.9716e-08 | 2.1244e-07
2009 | 0.9518 | 1.0813 | 0.88025 | 0.84719 | 0.90216 | [8 empty] | 2009 | 2.3507e-07 | 6.9534e-07 | -2.1047e-07 | -1.5097e-07 | -2.3231e-07
2010 | 0.95749 | 1.1823 | 0.80986 | 0.71809 | 0.8798 | [8 empty] | 2010 | 4.1763e-07 | -9.5116e-08 | 1.1763e-07 | 2.2908e-08 | 2.3407e-07
2011 | 1.0393 | 1.183 | 0.87853 | 0.80743 | 0.9265 | [8 empty] | 2011 | -3.389e-08 | 1.4206e-07 | -1.7254e-07 | -8.0849e-09 | -3.2589e-07
2012 | 1.0162 | 1.2467 | 0.81514 | 0.70879 | 0.89198 | [8 empty] | 2012 | 1.2612e-07 | 5.9138e-07 | -3.634e-07 | -3.1551e-07 | -2.7852e-07
2013 | 1.0425 | 1.1319 | 0.92106 | 0.94009 | 0.91001 | [8 empty] | 2013 | 2.9823e-07 | 1.8391e-07 | -3.9408e-07 | 4.3002e-08 | -5.0936e-07
2014 | 0.99152 | 1.1482 | 0.86356 | 0.8805 | 0.85271 | [8 empty] | 2014 | 1.9889e-07 | 3.9212e-07 | -8.0495e-08 | -3.9722e-07 | 1.8799e-07
2015 | 1.0427 | 1.0764 | 0.9687 | 1.1283 | 0.88889 | [8 empty] | 2015 | 5.7603e-07 | 4.3256e-07 | 8.1819e-08 | 2.6225e-07 | 3.7325e-08
2016 | 1.0354 | 1.1122 | 0.93096 | 1.0252 | 0.87702 | [8 empty] | 2016 | 5.1044e-07 | 3.1328e-07 | -1.4479e-07 | 1.3595e-07 | -2.1724e-07
2017 | 1.0509 | 1.2535 | 0.83838 | 0.78611 | 0.87865 | [8 empty] | 2017 | -2.8313e-07 | 6.1912e-07 | -1.2736e-07 | 4.8898e-08 | -2.2286e-07
2018 | 1.0315 | 1.2416 | 0.83084 | 0.79924 | 0.85476 | [8 empty] | 2018 | 4.9179e-08 | 2.2072e-07 | -1.768e-07 | -4.0493e-07 | 8.6657e-08
2019 | 1.0333 | 1.208 | 0.85542 | 0.87346 | 0.84356 | [8 empty] | 2019 | 8.8461e-07 | -9.5451e-08 | 3.4652e-07 | 3.8633e-07 | 4.4988e-07
2020 | 1.0454 | 1.2431 | 0.84092 | 0.83328 | 0.84599 | [8 empty] | 2020 | 1.9518e-07 | 1.7432e-07 | 9.0117e-08 | 1.594e-07 | -4.9542e-08
2021 | 1.0298 | 1.27 | 0.81082 | 0.78775 | 0.82881 | [8 empty] | 2021 | -1.5565e-07 | 8.7761e-08 | 1.6569e-07 | 5.2606e-08 | 2.7207e-07
2022 | 1.0045 | 1.2696 | 0.79119 | 0.77594 | 0.80271 | [8 empty] | 2022 | -2.7425e-07 | -2.9173e-07 | -1.7125e-07 | 9.6499e-08 | -3.2307e-07
2023 | 1.0389 | 1.2384 | 0.83888 | 0.86621 | 0.81968 | [8 empty] | 2023 | 6.7249e-07 | 1.8813e-07 | 2.4741e-07 | 2.9117e-07 | 1.9725e-07
13.UED productivity indexes, 2006-2023 | [13 empty] | 13.UED productivity indexes, 2006-2023
| Output | Input | TFP | PFP Index | [10 empty] | Output | Input | TFP | PFP Index
Year | Index | Index | Index | Opex | Capital | [8 empty] | Year | Index | Index | Index | Opex | Capital
2006 | 1 | 1 | 1 | 1 | 1 | [8 empty] | 2006 | 0 | 0 | 0 | 0 | 0
2007 | 1.0076 | 0.99366 | 1.014 | 1.0688 | 0.98053 | [8 empty] | 2007 | -1.5579e-07 | -2.6867e-07 | 6.6222e-07 | 1.7021e-07 | 4.4927e-07
2008 | 1.0339 | 1.0159 | 1.0177 | 1.0925 | 0.97289 | [8 empty] | 2008 | -5.927e-07 | 3.6787e-07 | -9.758e-09 | -6.9351e-08 | -4.9528e-07
2009 | 1.0718 | 1.0304 | 1.0401 | 1.1134 | 0.99617 | [8 empty] | 2009 | 5.9608e-08 | -2.1922e-07 | 6.2202e-07 | 5.5753e-07 | 3.3208e-07
2010 | 1.0873 | 1.0693 | 1.0169 | 1.0816 | 0.97795 | [8 empty] | 2010 | -5.061e-07 | -1.5696e-07 | -3.0693e-08 | -8.075e-08 | -1.8015e-07
2011 | 1.0818 | 1.1771 | 0.91904 | 0.8783 | 0.95234 | [8 empty] | 2011 | -1.4761e-07 | 3.6809e-07 | -6.33e-08 | -2.7303e-07 | -1.1492e-07
2012 | 1.0544 | 1.2017 | 0.87746 | 0.85071 | 0.89919 | [8 empty] | 2012 | 2.3896e-07 | 5.5341e-07 | -1.6869e-08 | -2.6902e-07 | -2.131e-07
2013 | 1.0642 | 1.1536 | 0.9225 | 0.96374 | 0.89843 | [8 empty] | 2013 | -2.9205e-08 | 8.3725e-08 | 1.1882e-07 | 4.217e-07 | -3.2007e-07
2014 | 1.0556 | 1.1715 | 0.90111 | 0.93475 | 0.88137 | [8 empty] | 2014 | 2.466e-07 | 1.1893e-07 | 2.1267e-07 | -7.4124e-08 | 1.8822e-07
2015 | 1.0801 | 1.1523 | 0.9373 | 1.0079 | 0.89526 | [8 empty] | 2015 | -1.9249e-07 | -2.7656e-07 | 3.4563e-07 | -3.7898e-07 | 2.7385e-07
2016 | 1.1067 | 1.2133 | 0.91216 | 0.89381 | 0.92673 | [8 empty] | 2016 | 1.9494e-07 | -1.0416e-07 | 2.1974e-07 | 5.6403e-08 | 9.2387e-08
2017 | 1.1437 | 1.2079 | 0.94685 | 0.98025 | 0.92832 | [8 empty] | 2017 | -4.2568e-07 | 4.4567e-07 | 1.49e-07 | -4.0498e-07 | 1.5871e-07
2018 | 1.1383 | 1.1109 | 1.0247 | 1.2299 | 0.91725 | [8 empty] | 2018 | -4.2361e-07 | -3.737e-07 | 7.7126e-08 | 5.3741e-07 | -1.4953e-07
2019 | 1.1473 | 1.1188 | 1.0254 | 1.2364 | 0.91533 | [8 empty] | 2019 | 2.4836e-07 | 5.7297e-09 | 5.5511e-08 | 4.2755e-08 | 1.6819e-07
2020 | 1.1644 | 1.14 | 1.0214 | 1.197 | 0.92261 | [8 empty] | 2020 | 1.087e-07 | 2.383e-07 | 7.5677e-07 | 4.035e-07 | 4.7413e-07
2021 | 1.1826 | 1.1453 | 1.0326 | 1.2209 | 0.92478 | [8 empty] | 2021 | 6.2103e-08 | 5.6564e-07 | 7.3511e-07 | -5.8242e-07 | -1.5939e-08
2022 | 1.1712 | 1.1669 | 1.0037 | 1.1729 | 0.90663 | [8 empty] | 2022 | 7.3988e-07 | 2.957e-07 | 7.4118e-07 | 3.2649e-07 | 3.4712e-07
2023 | 1.1846 | 1.1834 | 1.001 | 1.1761 | 0.90856 | [8 empty] | 2023 | -5.1397e-07 | 6.765e-08 | 7.1008e-07 | -1.425e-07 | 1.4806e-07
40.DIND productivity indexes, 2006-2023 | [13 empty] | 40.DIND productivity indexes, 2006-2023
| Output | Input | TFP | PFP Index | [10 empty] | Output | Input | TFP | PFP Index
Year | Index | Index | Index | Opex | Capital | [8 empty] | Year | Index | Index | Index | Opex | Capital
2006 | 1 | 1 | 1 | 1 | 1 | [8 empty] | 2006 | 0 | 0 | 0 | 0 | 0
2007 | 1.0351 | 1.018 | 1.0168 | 1.0348 | 1.0042 | [8 empty] | 2007 | -7.6691e-08 | -1.8602e-07 | -8.622e-08 | 1.5764e-06 | 5.3368e-08
2008 | 1.0557 | 1.0888 | 0.96962 | 0.92661 | 1.0037 | [8 empty] | 2008 | -1.2778e-07 | -8.3468e-07 | 1.114e-08 | 5.7519e-07 | -7.3517e-08
2009 | 1.0566 | 1.0977 | 0.96256 | 0.94464 | 0.97482 | [8 empty] | 2009 | 2.7115e-07 | 3.1349e-08 | 1.0792e-07 | 2.8333e-07 | 4.3513e-08
2010 | 1.087 | 1.1379 | 0.95522 | 0.92906 | 0.97461 | [8 empty] | 2010 | 5.9366e-07 | 1.6718e-07 | 1.9084e-07 | 8.9953e-07 | -1.8714e-07
2011 | 1.0975 | 1.1784 | 0.93138 | 0.88545 | 0.96401 | [8 empty] | 2011 | 3.1248e-07 | -5.2979e-08 | 1.5017e-07 | 8.143e-07 | -1.5486e-07
2012 | 1.1073 | 1.2478 | 0.8874 | 0.80621 | 0.9502 | [8 empty] | 2012 | -1.9411e-07 | -5.1582e-07 | 8.4854e-09 | 5.8342e-07 | -2.7676e-07
2013 | 1.1064 | 1.2148 | 0.91078 | 0.88349 | 0.93126 | [8 empty] | 2013 | 3.8538e-07 | -3.76e-07 | 1.1712e-07 | 5.4718e-07 | -1.0291e-07
2014 | 1.112 | 1.2407 | 0.89626 | 0.87251 | 0.91527 | [8 empty] | 2014 | -1.265e-08 | -1.6026e-07 | -2.4693e-07 | 2.671e-07 | -3.4634e-07
2015 | 1.1183 | 1.2682 | 0.88184 | 0.8505 | 0.90673 | [8 empty] | 2015 | -9.082e-08 | 1.0535e-07 | 1.6152e-07 | 7.8111e-07 | -5.3516e-08
2016 | 1.1215 | 1.2354 | 0.90774 | 0.92429 | 0.89629 | [8 empty] | 2016 | -3.1083e-07 | -5.4751e-07 | -6.9183e-08 | 5.1072e-07 | -3.7907e-07
2017 | 1.143 | 1.2198 | 0.93706 | 0.98284 | 0.90501 | [8 empty] | 2017 | -1.7863e-07 | 2.9254e-07 | 1.0191e-07 | 3.3407e-07 | 9.7691e-08
2018 | 1.1428 | 1.2064 | 0.94732 | 1.0235 | 0.89561 | [8 empty] | 2018 | 6.8316e-07 | 1.1588e-07 | 1.6579e-07 | 4.6846e-07 | 7.9079e-09
2019 | 1.1368 | 1.2169 | 0.93417 | 1.0108 | 0.88239 | [8 empty] | 2019 | 2.8915e-07 | -2.1942e-08 | 2.4019e-07 | 1.2572e-06 | -2.4777e-07
2020 | 1.1388 | 1.2019 | 0.94756 | 1.057 | 0.87311 | [8 empty] | 2020 | -1.9865e-07 | 1.7646e-07 | -2.0743e-07 | 3.2515e-07 | -3.195e-07
2021 | 1.1621 | 1.1846 | 0.98099 | 1.1225 | 0.88221 | [8 empty] | 2021 | -1.3458e-07 | -2.8114e-07 | -1.571e-07 | 9.0883e-07 | -3.5268e-07
2022 | 1.1479 | 1.1854 | 0.96832 | 1.1182 | 0.86677 | [8 empty] | 2022 | 7.3271e-07 | -5.2638e-07 | 4.9486e-07 | 1.3157e-06 | 2.1635e-07
2023 | 1.166 | 1.2344 | 0.94459 | 1.059 | 0.87139 | [8 empty] | 2023 | 1.0204e-06 | 5.2256e-07 | 2.9819e-07 | 2.2712e-07 | 1.9978e-07
41.DACT productivity indexes, 2006-2023 | [13 empty] | 41.DACT productivity indexes, 2006-2023
| Output | Input | TFP | PFP Index | [10 empty] | Output | Input | TFP | PFP Index
Year | Index | Index | Index | Opex | Capital | [8 empty] | Year | Index | Index | Index | Opex | Capital
2006 | 1 | 1 | 1 | 1 | 1 | [8 empty] | 2006 | 0 | 0 | 0 | 0 | 0
2007 | 0.99518 | 1.0102 | 0.98513 | 0.98849 | 0.98127 | [8 empty] | 2007 | -2.443e-07 | -2.6788e-07 | -4.6141e-07 | -6.8458e-07 | -3.6499e-07
2008 | 1.0186 | 1.0425 | 0.97712 | 0.95209 | 0.99578 | [8 empty] | 2008 | -2.7055e-07 | 1.3089e-07 | -4.285e-07 | -2.9031e-07 | -4.8569e-07
2009 | 1.0239 | 1.0583 | 0.96749 | 0.95337 | 0.97865 | [8 empty] | 2009 | 1.167e-07 | 4.2106e-07 | -3.2835e-07 | -3.7124e-07 | -3.2076e-07
2010 | 1.0398 | 1.14 | 0.91206 | 0.83872 | 0.97471 | [8 empty] | 2010 | 3.5797e-07 | 7.2811e-07 | -4.8499e-07 | -5.9218e-07 | -3.488e-07
2011 | 1.0284 | 1.2103 | 0.84968 | 0.74591 | 0.94278 | [8 empty] | 2011 | -3.5324e-08 | 4.869e-07 | -5.6552e-07 | -5.9049e-07 | -5.2705e-07
2012 | 1.095 | 1.2616 | 0.86797 | 0.74023 | 0.98664 | [8 empty] | 2012 | 1.2247e-07 | -2.011e-07 | -2.2067e-07 | 1.114e-08 | -2.7322e-07
2013 | 1.1102 | 1.3197 | 0.84122 | 0.70277 | 0.98278 | [8 empty] | 2013 | -1.3223e-07 | 8.1797e-07 | -5.8017e-07 | -7.4905e-07 | -2.5532e-07
2014 | 1.1168 | 1.4137 | 0.78998 | 0.63612 | 0.96703 | [8 empty] | 2014 | -2.7544e-07 | 5.4665e-07 | -3.574e-07 | -2.2301e-07 | -3.1123e-07
2015 | 1.1412 | 1.387 | 0.82274 | 0.67502 | 0.97704 | [8 empty] | 2015 | -3.4634e-07 | -1.2054e-07 | -1.3531e-07 | -2.4566e-07 | -5.3516e-08
2016 | 1.146 | 1.112 | 1.0306 | 1.1198 | 0.97221 | [8 empty] | 2016 | 1.283e-07 | 1.3372e-07 | -6.5668e-07 | -1.0334e-06 | -3.306e-07
2017 | 1.1493 | 1.1523 | 0.99745 | 1.0353 | 0.96869 | [8 empty] | 2017 | -2.7158e-07 | 4.5311e-08 | -4.3105e-07 | -4.5983e-07 | -2.5776e-07
2018 | 1.2111 | 1.2586 | 0.96229 | 0.90401 | 1.0105 | [8 empty] | 2018 | 1.8235e-07 | 3.2764e-07 | -5.5987e-07 | -6.4934e-07 | -2.7801e-07
2019 | 1.217 | 1.2503 | 0.97338 | 0.94296 | 0.99584 | [8 empty] | 2019 | 4.0977e-08 | -3.6682e-08 | -4.9396e-07 | -6.8063e-07 | -1.2595e-07
2020 | 1.2355 | 1.2364 | 0.99931 | 1.0052 | 0.99016 | [8 empty] | 2020 | -3.8515e-07 | 7.4262e-07 | -6.4353e-07 | -1.1032e-06 | -3.3815e-07
2021 | 1.2597 | 1.2118 | 1.0395 | 1.0841 | 0.99642 | [8 empty] | 2021 | 2.971e-07 | -1.9372e-07 | -5.9735e-07 | 2.6573e-08 | 1.391e-07
2022 | 1.2637 | 1.2501 | 1.0109 | 1.0302 | 0.98745 | [8 empty] | 2022 | -3.9825e-09 | 2.6678e-07 | -8.1266e-07 | -1.4677e-07 | -3.2349e-07
2023 | 1.3635 | 1.2288 | 1.1096 | 1.1709 | 1.0618 | [8 empty] | 2023 | -2.0044e-07 | 5.8092e-07 | -7.8026e-08 | 1.3359e-07 | -7.9188e-07
42.DNSW productivity indexes, 2006-2023 | [13 empty] | 42.DNSW productivity indexes, 2006-2023
| Output | Input | TFP | PFP Index | [10 empty] | Output | Input | TFP | PFP Index
Year | Index | Index | Index | Opex | Capital | [8 empty] | Year | Index | Index | Index | Opex | Capital
2006 | 1 | 1 | 1 | 1 | 1 | [8 empty] | 2006 | 0 | 0 | 0 | 0 | 0
2007 | 1.0167 | 1.0173 | 0.99936 | 1.0105 | 0.9911 | [8 empty] | 2007 | -4.3509e-07 | 2.821e-07 | -1.9033e-07 | 2.6673e-07 | -1.9805e-07
2008 | 1.0105 | 1.1404 | 0.88615 | 0.79323 | 0.97264 | [8 empty] | 2008 | -2.2308e-07 | -3.1974e-07 | 1.7678e-07 | 1.3502e-07 | 2.3075e-07
2009 | 1.0066 | 1.1036 | 0.91213 | 0.86823 | 0.94337 | [8 empty] | 2009 | -9.6291e-08 | 3.4267e-07 | -3.3286e-07 | -3.5911e-07 | -3.9079e-07
2010 | 1.0536 | 1.166 | 0.90359 | 0.83711 | 0.95604 | [8 empty] | 2010 | 2.7174e-07 | 4.8602e-07 | -4.3665e-07 | -4.1759e-07 | -4.8654e-07
2011 | 1.0558 | 1.1707 | 0.90184 | 0.8452 | 0.94015 | [8 empty] | 2011 | 9.3277e-08 | -3.9177e-08 | -3.2902e-07 | -5.0713e-07 | -3.4952e-07
2012 | 1.0505 | 1.26 | 0.83368 | 0.73323 | 0.91095 | [8 empty] | 2012 | 2.1259e-07 | 7.753e-08 | 3.4413e-07 | 3.041e-07 | 8.7822e-08
2013 | 1.052 | 1.1907 | 0.88355 | 0.87135 | 0.88935 | [8 empty] | 2013 | -4.9036e-07 | 3.0436e-07 | 1.6455e-07 | 3.3416e-07 | -1.3798e-07
2014 | 1.079 | 1.238 | 0.87157 | 0.8434 | 0.89113 | [8 empty] | 2014 | -7.1349e-07 | -5.2383e-08 | -2.5973e-07 | -4.852e-07 | -3.1166e-07
2015 | 1.0725 | 1.2584 | 0.85222 | 0.81721 | 0.87758 | [8 empty] | 2015 | -4.4804e-07 | -4.0662e-07 | -3.7263e-07 | -4.1725e-07 | -5.7058e-07
2016 | 1.0782 | 1.2127 | 0.88903 | 0.91612 | 0.86877 | [8 empty] | 2016 | 1.2054e-09 | 6.3667e-08 | -7.3969e-08 | -1.6687e-07 | -2.351e-07
2017 | 1.0823 | 1.1674 | 0.92714 | 1.0091 | 0.87186 | [8 empty] | 2017 | -2.0301e-07 | -6.3614e-08 | 3.9748e-07 | 7.5405e-07 | 2.4313e-07
2018 | 1.0996 | 1.14 | 0.9646 | 1.0988 | 0.87953 | [8 empty] | 2018 | -5.4472e-07 | -1.403e-07 | 9.8631e-08 | 2.858e-08 | -1.0555e-08
2019 | 1.0915 | 1.1611 | 0.94006 | 1.0597 | 0.86294 | [8 empty] | 2019 | -3.1496e-07 | 3.0669e-07 | 1.6384e-07 | 4.2974e-07 | -7.8126e-08
2020 | 1.0742 | 1.1212 | 0.95807 | 1.1456 | 0.84099 | [8 empty] | 2020 | -1.5735e-07 | -2.8532e-07 | 3.7563e-07 | 9.7607e-07 | 1.572e-07
2021 | 1.1087 | 1.1089 | 0.99989 | 1.2134 | 0.86086 | [8 empty] | 2021 | -3.7193e-07 | 3.6731e-07 | -3.95e-08 | -3.3896e-07 | 1.2514e-07
2022 | 1.0975 | 1.0789 | 1.0172 | 1.2862 | 0.85422 | [8 empty] | 2022 | -3.3379e-08 | -4.0459e-07 | -4.5197e-08 | 9.407e-08 | 2.5246e-07
2023 | 1.1167 | 1.1238 | 0.99373 | 1.2238 | 0.86252 | [8 empty] | 2023 | 4.5837e-07 | -6.0753e-08 | 3.1397e-07 | 6.542e-07 | 1.3371e-07
43.DVIC productivity indexes, 2006-2023 | [13 empty] | 43.DVIC productivity indexes, 2006-2023
| Output | Input | TFP | PFP Index | [10 empty] | Output | Input | TFP | PFP Index
Year | Index | Index | Index | Opex | Capital | [8 empty] | Year | Index | Index | Index | Opex | Capital
2006 | 1 | 1 | 1 | 1 | 1 | [8 empty] | 2006 | 0 | 0 | 0 | 0 | 0
2007 | 1.0183 | 1.0153 | 1.003 | 1.0164 | 0.99316 | [8 empty] | 2007 | 9.7198e-08 | -5.5997e-07 | 2.3843e-07 | -1.7116e-07 | 1.7097e-07
2008 | 1.0721 | 1.0303 | 1.0406 | 1.0679 | 1.0219 | [8 empty] | 2008 | 3.4102e-07 | -1.8571e-07 | -4.4212e-08 | 6.1005e-08 | 2.5547e-07
2009 | 1.0667 | 1.0945 | 0.97462 | 0.96513 | 0.98164 | [8 empty] | 2009 | 4.2458e-07 | 6.1955e-07 | -2.7498e-07 | -6.2652e-07 | 1.0363e-08
2010 | 1.1024 | 1.1159 | 0.98785 | 0.97849 | 0.99476 | [8 empty] | 2010 | -2.3506e-07 | 1.5948e-07 | -1.9558e-08 | -3.7844e-07 | 2.3251e-07
2011 | 1.1068 | 1.1525 | 0.96037 | 0.93042 | 0.98265 | [8 empty] | 2011 | -1.7265e-07 | -5.6387e-07 | 2.3327e-07 | 1.9674e-07 | 2.3084e-07
2012 | 1.1109 | 1.2262 | 0.90591 | 0.83264 | 0.96683 | [8 empty] | 2012 | 7.1217e-07 | -4.182e-07 | 2.4506e-07 | 7.5563e-08 | 3.5021e-07
2013 | 1.1058 | 1.2444 | 0.88865 | 0.82395 | 0.94473 | [8 empty] | 2013 | 7.5587e-07 | 3.4251e-07 | 8.0886e-08 | -1.8672e-07 | 4.2674e-07
2014 | 1.0903 | 1.2528 | 0.87036 | 0.8182 | 0.91435 | [8 empty] | 2014 | -1.4047e-07 | -4.6761e-08 | 2.5778e-07 | 2.5969e-07 | 3.6529e-07
2015 | 1.1214 | 1.2763 | 0.87866 | 0.82206 | 0.92617 | [8 empty] | 2015 | 5.3601e-07 | 3.7039e-07 | 1.1728e-07 | 3.4321e-07 | 3.726e-08
2016 | 1.121 | 1.2958 | 0.86513 | 0.80992 | 0.91147 | [8 empty] | 2016 | -6.5994e-09 | -1.6156e-07 | -1.2578e-07 | -2.7828e-07 | 4.7115e-08
2017 | 1.1633 | 1.2886 | 0.90275 | 0.86773 | 0.93107 | [8 empty] | 2017 | 5.3278e-07 | -4.1683e-07 | 2.3503e-07 | 1.938e-07 | 1.9076e-07
2018 | 1.138 | 1.2569 | 0.90538 | 0.91954 | 0.89502 | [8 empty] | 2018 | 6.1368e-07 | 4.5689e-07 | 8.8e-08 | -6.1121e-08 | 3.2334e-07
2019 | 1.1464 | 1.2726 | 0.90084 | 0.9159 | 0.88996 | [8 empty] | 2019 | 3.5841e-07 | 4.8405e-07 | -3.28e-07 | -5.5885e-07 | -2.879e-08
2020 | 1.1602 | 1.2789 | 0.90719 | 0.938 | 0.88348 | [8 empty] | 2020 | -5.0419e-07 | -8.6349e-08 | -3.0622e-07 | -4.9189e-07 | -1.0426e-07
2021 | 1.1945 | 1.2743 | 0.9374 | 0.97989 | 0.90335 | [8 empty] | 2021 | -1.5591e-07 | 3.8935e-07 | -2.988e-07 | -3.2438e-07 | -2.3292e-07
2022 | 1.1819 | 1.2916 | 0.91506 | 0.96309 | 0.88003 | [8 empty] | 2022 | 1.3683e-07 | -2.1613e-07 | -3.6204e-07 | -7.9351e-07 | -2.0237e-08
2023 | 1.1817 | 1.3239 | 0.89264 | 0.92715 | 0.87078 | [8 empty] | 2023 | 2.636e-07 | -1.4964e-07 | -4.2656e-07 | -7.1803e-07 | -2.0206e-07
44.DQLD productivity indexes, 2006-2023 | [13 empty] | 44.DQLD productivity indexes, 2006-2023
| Output | Input | TFP | PFP Index | [10 empty] | Output | Input | TFP | PFP Index
Year | Index | Index | Index | Opex | Capital | [8 empty] | Year | Index | Index | Index | Opex | Capital
2006 | 1 | 1 | 1 | 1 | 1 | [8 empty] | 2006 | 0 | 0 | 0 | 0 | 0
2007 | 1.138 | 1.0304 | 1.1044 | 1.1314 | 1.0854 | [8 empty] | 2007 | -3.2083e-07 | -1.8028e-07 | -6.8393e-07 | -5.8403e-08 | -7.2436e-07
2008 | 1.1282 | 1.0825 | 1.0422 | 1.0473 | 1.0402 | [8 empty] | 2008 | 2.1472e-07 | 5.3864e-07 | 7.1171e-07 | 3.1958e-07 | 7.1588e-07
2009 | 1.143 | 1.0983 | 1.0407 | 1.0717 | 1.0175 | [8 empty] | 2009 | 2.1914e-07 | 4.1626e-07 | 3.968e-08 | -3.3318e-07 | 6.3286e-08
2010 | 1.1764 | 1.1145 | 1.0555 | 1.1144 | 1.0139 | [8 empty] | 2010 | -1.0751e-07 | 1.2666e-07 | -1.6218e-07 | -4.137e-07 | -1.9125e-07
2011 | 1.1969 | 1.1979 | 0.9992 | 0.99056 | 1.0047 | [8 empty] | 2011 | -1.5482e-07 | -5.2004e-07 | -8.6426e-08 | -1.7487e-07 | -1.3206e-08
2012 | 1.231 | 1.2451 | 0.98871 | 0.96098 | 1.0092 | [8 empty] | 2012 | -1.6582e-07 | 5.9692e-08 | -2.1237e-07 | -1.7421e-07 | -6.0494e-07
2013 | 1.2338 | 1.2114 | 1.0185 | 1.0432 | 1.0021 | [8 empty] | 2013 | 1.2253e-08 | 8.4557e-08 | 1.3477e-07 | -5.2012e-07 | -2.7293e-07
2014 | 1.2508 | 1.2159 | 1.0287 | 1.0886 | 0.98755 | [8 empty] | 2014 | 4.5583e-07 | 6.5337e-07 | 4.827e-07 | 4.0888e-07 | -1.1481e-07
2015 | 1.2207 | 1.275 | 0.95738 | 0.98878 | 0.9373 | [8 empty] | 2015 | -3.0672e-07 | 5.0611e-07 | 1.465e-07 | -1.5573e-07 | 7.2184e-08
2016 | 1.2327 | 1.2453 | 0.98989 | 1.0701 | 0.93418 | [8 empty] | 2016 | -5.5326e-07 | 2.3246e-07 | -5.1131e-07 | -6.2524e-07 | -3.7927e-07
2017 | 1.278 | 1.2172 | 1.05 | 1.1898 | 0.95306 | [8 empty] | 2017 | -2.3328e-07 | -1.0435e-07 | 5.0762e-07 | -2.5513e-07 | -4.0863e-09
2018 | 1.2661 | 1.228 | 1.031 | 1.1687 | 0.93527 | [8 empty] | 2018 | -4.0926e-07 | -6.5685e-07 | 1.8984e-07 | -4.032e-07 | -1.9055e-07
2019 | 1.2489 | 1.219 | 1.0245 | 1.1736 | 0.92199 | [8 empty] | 2019 | 5.8524e-07 | 3.9383e-07 | 4.4231e-07 | 5.7861e-08 | 9.6011e-08
2020 | 1.2527 | 1.229 | 1.0192 | 1.1636 | 0.91728 | [8 empty] | 2020 | 4.2027e-07 | -1.0552e-07 | -2.0434e-07 | 2.3852e-07 | -1.4183e-07
2021 | 1.2591 | 1.1737 | 1.0728 | 1.302 | 0.91181 | [8 empty] | 2021 | 3.6987e-07 | -1.454e-07 | 6.1532e-07 | -6.134e-09 | -4.2294e-08
2022 | 1.2339 | 1.1916 | 1.0356 | 1.2399 | 0.88996 | [8 empty] | 2022 | 3.5614e-07 | -6.2668e-08 | 4.4238e-07 | 9.1267e-07 | 1.7856e-07
2023 | 1.278 | 1.2649 | 1.0103 | 1.1602 | 0.90748 | [8 empty] | 2023 | -7.7184e-07 | 9.5703e-08 | 3.0582e-07 | -2.1145e-07 | -8.4713e-08
45.DSA productivity indexes, 2006-2023 | [13 empty] | 45.DSA productivity indexes, 2006-2023
| Output | Input | TFP | PFP Index | [10 empty] | Output | Input | TFP | PFP Index
Year | Index | Index | Index | Opex | Capital | [8 empty] | Year | Index | Index | Index | Opex | Capital
2006 | 1 | 1 | 1 | 1 | 1 | [8 empty] | 2006 | 0 | 0 | 0 | 0 | 0
2007 | 0.97454 | 1.0007 | 0.97387 | 1.0492 | 0.94022 | [8 empty] | 2007 | 8.4724e-09 | 4.3365e-07 | -1.2457e-07 | -3.849e-07 | 3.4801e-08
2008 | 1.0727 | 1.0507 | 1.0209 | 1.0356 | 1.0123 | [8 empty] | 2008 | -3.0862e-07 | 1.3577e-07 | 5.0027e-07 | 5.7456e-07 | 7.2417e-07
2009 | 1.1016 | 1.1037 | 0.99816 | 0.97165 | 1.0106 | [8 empty] | 2009 | 5.0241e-07 | 1.7954e-07 | 4.8089e-07 | 7.575e-07 | 9.8022e-08
2010 | 1.0483 | 1.1273 | 0.92991 | 0.92376 | 0.93113 | [8 empty] | 2010 | 6.0292e-07 | -4.4043e-07 | 4.9765e-07 | 2.418e-07 | 6.4624e-07
2011 | 1.0726 | 1.232 | 0.87058 | 0.75867 | 0.93477 | [8 empty] | 2011 | 1.7757e-07 | -6.163e-07 | 1.9187e-07 | 4.7839e-08 | 3.3185e-07
2012 | 1.1121 | 1.2687 | 0.87658 | 0.76102 | 0.94306 | [8 empty] | 2012 | -6.7131e-08 | -4.2702e-08 | 2.5063e-08 | 1.9684e-07 | -1.2111e-07
2013 | 1.0979 | 1.3091 | 0.83869 | 0.71372 | 0.91597 | [8 empty] | 2013 | 8.4151e-07 | 4.8153e-07 | 3.0154e-07 | -2.566e-07 | 5.2066e-07
2014 | 1.0681 | 1.3195 | 0.80947 | 0.69772 | 0.87807 | [8 empty] | 2014 | 7.1121e-07 | 5.0004e-07 | -1.2001e-08 | -9.6374e-08 | 2.4509e-08
2015 | 1.1151 | 1.3473 | 0.8276 | 0.70106 | 0.90613 | [8 empty] | 2015 | 9.2548e-07 | 3.5217e-07 | 4.1217e-07 | -1.3662e-08 | 5.4748e-07
2016 | 1.1029 | 1.2683 | 0.86959 | 0.82684 | 0.88721 | [8 empty] | 2016 | 6.6441e-07 | -6.2149e-08 | 2.0418e-07 | 2.12e-07 | 1.9389e-08
2017 | 1.0884 | 1.3466 | 0.80831 | 0.7084 | 0.867 | [8 empty] | 2017 | 2.3913e-07 | 7.6295e-07 | 1.2312e-07 | -3.6681e-08 | 4.2834e-08
2018 | 1.1148 | 1.3445 | 0.82918 | 0.74047 | 0.87913 | [8 empty] | 2018 | 1.3509e-07 | 3.6816e-07 | 2.087e-07 | 1.1984e-07 | 2.6007e-07
2019 | 1.0966 | 1.3662 | 0.80267 | 0.70989 | 0.85618 | [8 empty] | 2019 | 4.4727e-07 | 3.0754e-08 | 3.0057e-07 | 1.0741e-07 | 1.9358e-07
2020 | 1.128 | 1.3202 | 0.8544 | 0.81933 | 0.86824 | [8 empty] | 2020 | 1.334e-07 | 3.9075e-07 | 2.9777e-07 | 2.6517e-07 | 2.5163e-07
2021 | 1.1194 | 1.3568 | 0.82504 | 0.79748 | 0.83283 | [8 empty] | 2021 | 6.1986e-07 | 8.493e-08 | 1.3166e-07 | 4.9284e-08 | 3.952e-08
2022 | 1.1121 | 1.402 | 0.79326 | 0.74174 | 0.8176 | [8 empty] | 2022 | 7.3459e-07 | 1.4809e-07 | 3.6841e-07 | 3.4793e-07 | 2.7341e-07
2023 | 1.1056 | 1.4965 | 0.73877 | 0.63392 | 0.80473 | [8 empty] | 2023 | 4.565e-07 | 1.2419e-06 | -1.9029e-08 | -3.2056e-07 | -7.1935e-08
46.DTAS productivity indexes, 2006-2023 | [13 empty] | 46.DTAS productivity indexes, 2006-2023
| Output | Input | TFP | PFP Index | [10 empty] | Output | Input | TFP | PFP Index
Year | Index | Index | Index | Opex | Capital | [8 empty] | Year | Index | Index | Index | Opex | Capital
2006 | 1 | 1 | 1 | 1 | 1 | [8 empty] | 2006 | 0 | 0 | 0 | 0 | 0
2007 | 0.97676 | 1.0075 | 0.96954 | 0.97859 | 0.96402 | [8 empty] | 2007 | -2.4309e-07 | 2.2297e-07 | -2.9157e-07 | -5.1836e-07 | -5.4562e-08
2008 | 0.97802 | 1.0241 | 0.95496 | 0.97031 | 0.94572 | [8 empty] | 2008 | -6.983e-08 | 1.0658e-07 | 4.8757e-08 | 3.9716e-08 | 2.1244e-07
2009 | 0.9518 | 1.0813 | 0.88025 | 0.84719 | 0.90216 | [8 empty] | 2009 | 2.3507e-07 | 6.9534e-07 | -2.1047e-07 | -1.5097e-07 | -2.3231e-07
2010 | 0.95749 | 1.1823 | 0.80986 | 0.71809 | 0.8798 | [8 empty] | 2010 | 4.1763e-07 | -9.5116e-08 | 1.1763e-07 | 2.2908e-08 | 2.3407e-07
2011 | 1.0393 | 1.183 | 0.87853 | 0.80743 | 0.9265 | [8 empty] | 2011 | -3.389e-08 | 1.4206e-07 | -1.7254e-07 | -8.0849e-09 | -3.2589e-07
2012 | 1.0162 | 1.2467 | 0.81514 | 0.70879 | 0.89198 | [8 empty] | 2012 | 1.2612e-07 | 5.9138e-07 | -3.634e-07 | -3.1551e-07 | -2.7852e-07
2013 | 1.0425 | 1.1319 | 0.92106 | 0.94009 | 0.91001 | [8 empty] | 2013 | 2.9823e-07 | 1.8391e-07 | -3.9408e-07 | 4.3002e-08 | -5.0936e-07
2014 | 0.99152 | 1.1482 | 0.86356 | 0.8805 | 0.85271 | [8 empty] | 2014 | 1.9889e-07 | 3.9212e-07 | -8.0495e-08 | -3.9722e-07 | 1.8799e-07
2015 | 1.0427 | 1.0764 | 0.9687 | 1.1283 | 0.88889 | [8 empty] | 2015 | 5.7603e-07 | 4.3256e-07 | 8.1819e-08 | 2.6225e-07 | 3.7325e-08
2016 | 1.0354 | 1.1122 | 0.93096 | 1.0252 | 0.87702 | [8 empty] | 2016 | 5.1044e-07 | 3.1328e-07 | -1.4479e-07 | 1.3595e-07 | -2.1724e-07
2017 | 1.0509 | 1.2535 | 0.83838 | 0.78611 | 0.87865 | [8 empty] | 2017 | -2.8313e-07 | 6.1912e-07 | -1.2736e-07 | 4.8898e-08 | -2.2286e-07
2018 | 1.0315 | 1.2416 | 0.83084 | 0.79924 | 0.85476 | [8 empty] | 2018 | 4.9179e-08 | 2.2072e-07 | -1.768e-07 | -4.0493e-07 | 8.6657e-08
2019 | 1.0333 | 1.208 | 0.85542 | 0.87346 | 0.84356 | [8 empty] | 2019 | 8.8461e-07 | -9.5451e-08 | 3.4652e-07 | 3.8633e-07 | 4.4988e-07
2020 | 1.0454 | 1.2431 | 0.84092 | 0.83328 | 0.84599 | [8 empty] | 2020 | 1.9518e-07 | 1.7432e-07 | 9.0117e-08 | 1.594e-07 | -4.9542e-08
2021 | 1.0298 | 1.27 | 0.81082 | 0.78775 | 0.82881 | [8 empty] | 2021 | -1.5565e-07 | 8.7761e-08 | 1.6569e-07 | 5.2606e-08 | 2.7207e-07
2022 | 1.0045 | 1.2696 | 0.79119 | 0.77594 | 0.80271 | [8 empty] | 2022 | -2.7425e-07 | -2.9173e-07 | -1.7125e-07 | 9.6499e-08 | -3.2307e-07
2023 | 1.0389 | 1.2384 | 0.83888 | 0.86621 | 0.81968 | [8 empty] | 2023 | 6.7249e-07 | 1.8813e-07 | 2.4741e-07 | 2.9117e-07 | 1.9725e-07
Pooled MTFP Output, Input & TFP Indexes
DNSP Multilateral TFP indexes, 2006-2023 | [13 empty] | DNSP Multilateral TFP indexes, 2006-2023
Year | EVO | AGD | CIT | END | ENX | ERG | ESS | JEN | PCR | SAP | AND | TND | UED | Year | EVO | AGD | CIT | END | ENX | ERG | ESS | JEN | PCR | SAP | AND | TND | UED
2006 | 1 | 0.98083 | 1.4388 | 1.4114 | 1.278 | 1.1521 | 1.2845 | 1.1378 | 1.4595 | 1.9292 | 1.2853 | 1.3167 | 1.3194 | 2006 | 0 | -1.9416e-07 | -3.5316e-07 | -7.5414e-07 | -1.0684e-06 | -8.6867e-07 | -1.7599e-06 | -1.2342e-06 | -2.5143e-06 | -1.7337e-06 | -1.839e-06 | -1.6403e-06 | -2.0465e-06
2007 | 0.98039 | 1.0409 | 1.4733 | 1.3509 | 1.3066 | 1.3556 | 1.2748 | 1.1485 | 1.5007 | 1.8874 | 1.2348 | 1.282 | 1.3339 | 2007 | -5.5185e-07 | -3.7862e-07 | -1.291e-06 | -7.7309e-07 | -7.8076e-07 | -5.8304e-07 | -9.7916e-07 | -1.5445e-06 | -1.68e-06 | -2.6113e-06 | -1.429e-06 | -1.433e-06 | -9.7266e-07
2008 | 0.99266 | 0.88597 | 1.5351 | 1.213 | 1.2497 | 1.2653 | 1.2206 | 1.286 | 1.555 | 1.9819 | 1.2926 | 1.2604 | 1.3394 | 2008 | -4.4252e-07 | -6.4592e-07 | -1.3009e-06 | -1.1336e-06 | -9.7131e-07 | -1.6322e-06 | -2.0306e-06 | -9.0018e-07 | -1.7689e-06 | -1.9374e-06 | -1.6413e-06 | -1.5059e-06 | -2.6079e-06
2009 | 0.97974 | 0.90794 | 1.4116 | 1.2956 | 1.2644 | 1.2337 | 1.2109 | 1.2381 | 1.3968 | 1.9372 | 1.1481 | 1.1274 | 1.3699 | 2009 | -3.6367e-07 | -2.1765e-07 | -4.3681e-07 | -3.7945e-07 | -1.2325e-06 | -1.6974e-06 | -8.9716e-07 | -2.0222e-06 | -8.4759e-07 | -7.249e-07 | -1.3934e-06 | -1.5221e-06 | -1.4226e-06
2010 | 0.93145 | 0.8985 | 1.3807 | 1.3273 | 1.2876 | 1.243 | 1.2242 | 1.1811 | 1.4276 | 1.8121 | 1.2456 | 1.059 | 1.3442 | 2010 | -5.7286e-07 | -6.2161e-07 | -1.1468e-06 | -1.2588e-06 | -4.352e-07 | -6.7297e-07 | -1.4999e-06 | -1.1399e-06 | -2.0585e-06 | -7.8963e-07 | -1.2397e-06 | -1.2571e-06 | -2.4556e-06
2011 | 0.84975 | 0.90548 | 1.4175 | 1.3262 | 1.2344 | 1.1957 | 1.1894 | 1.1384 | 1.4741 | 1.6989 | 1.1937 | 1.1354 | 1.2223 | 2011 | -5.5267e-07 | -5.5613e-07 | -9.8153e-07 | -1.3832e-06 | -6.0344e-07 | -1.3156e-06 | -1.2949e-06 | -1.3713e-06 | -1.2114e-06 | -1.9681e-06 | -1.6142e-06 | -1.3737e-06 | -2.5101e-06
2012 | 0.88246 | 0.86804 | 1.2832 | 1.2299 | 1.2117 | 1.1993 | 1.0479 | 1.0492 | 1.3816 | 1.7177 | 1.1776 | 1.059 | 1.1578 | 2012 | -2.4875e-07 | -3.5104e-07 | -6.0323e-07 | -1.6331e-06 | -1.1177e-06 | -1.6633e-06 | -1.2158e-06 | -7.623e-07 | -1.1444e-06 | -2.0807e-06 | -1.0857e-06 | -1.9718e-06 | -2.5035e-06
2013 | 0.86084 | 0.93804 | 1.2977 | 1.2623 | 1.164 | 1.3417 | 1.113 | 1.0321 | 1.3298 | 1.6511 | 1.1407 | 1.192 | 1.2172 | 2013 | -5.4439e-07 | -7.9971e-07 | -9.4013e-07 | -5.6797e-07 | -1.6031e-06 | -1.3399e-06 | -1.4601e-06 | -1.0965e-06 | -1.5659e-06 | -1.6554e-06 | -9.2969e-07 | -2.068e-06 | -2.302e-06
2014 | 0.80483 | 0.88022 | 1.2566 | 1.1983 | 1.1876 | 1.3432 | 1.2424 | 1.0488 | 1.3002 | 1.6008 | 1.0811 | 1.1288 | 1.1862 | 2014 | -3.6609e-07 | -8.8821e-07 | -4.2057e-07 | -1.1102e-06 | -9.8401e-07 | -1.721e-06 | -1.4143e-06 | -1.5915e-06 | -7.3654e-07 | -1.584e-06 | -1.3039e-06 | -1.7005e-06 | -1.8791e-06
2015 | 0.83578 | 0.82641 | 1.2941 | 1.1848 | 1.1325 | 1.2356 | 1.2436 | 1.0609 | 1.3234 | 1.6375 | 1.0537 | 1.2446 | 1.234 | 2015 | -1.9666e-07 | -2.7986e-07 | -9.6124e-07 | -1.1695e-06 | -9.0062e-07 | -1.5866e-06 | -1.3789e-06 | -1.074e-06 | -8.7498e-07 | -1.3705e-06 | -1.2206e-06 | -1.0752e-06 | -1.4635e-06
2016 | 1.0398 | 0.8553 | 1.2938 | 1.1715 | 1.2031 | 1.2377 | 1.3449 | 1.0301 | 1.4083 | 1.7257 | 0.95711 | 1.2079 | 1.2016 | 2016 | -1.2517e-06 | -3.4782e-07 | -3.0074e-07 | -1.0646e-06 | -1.2248e-06 | -8.0384e-07 | -1.8756e-06 | -9.5332e-07 | -6.8608e-07 | -2.1398e-06 | -1.1236e-06 | -1.3035e-06 | -1.2557e-06
2017 | 1.0024 | 0.89456 | 1.3172 | 1.2757 | 1.2352 | 1.3393 | 1.3358 | 1.0257 | 1.4136 | 1.6063 | 1.0949 | 1.1057 | 1.2583 | 2017 | -2.4864e-08 | -2.1803e-07 | -4.8566e-07 | -1.2072e-06 | -1.3762e-06 | -1.3218e-06 | -1.2392e-06 | -1.0195e-06 | -4.5637e-07 | -1.394e-06 | -1.24e-06 | -1.8049e-06 | -2.1143e-06
2018 | 0.97765 | 0.956 | 1.3671 | 1.2936 | 1.22 | 1.306 | 1.3377 | 1.0587 | 1.3399 | 1.6476 | 1.0643 | 1.0705 | 1.3612 | 2018 | -5.2202e-07 | -7.694e-07 | -1.3499e-06 | -6.2727e-07 | -6.7986e-07 | -1.8606e-06 | -2.0308e-06 | -7.7573e-07 | -1.0357e-06 | -1.7927e-06 | -1.3487e-06 | -1.46e-06 | -1.7934e-06
2019 | 0.98443 | 0.96073 | 1.3351 | 1.2698 | 1.2513 | 1.2508 | 1.237 | 1.0426 | 1.3487 | 1.5957 | 1.0616 | 1.1133 | 1.3629 | 2019 | -4.208e-07 | -6.2416e-07 | -1.1374e-06 | -7.6012e-07 | -4.2107e-07 | -1.047e-06 | -1.82e-06 | -1.692e-06 | -1.5884e-06 | -1.6767e-06 | -7.38e-07 | -1.0224e-06 | -1.292e-06
2020 | 1.0105 | 0.98241 | 1.3151 | 1.318 | 1.2645 | 1.2288 | 1.2397 | 1.0942 | 1.3922 | 1.7022 | 1.0807 | 1.0941 | 1.3671 | 2020 | -1.0853e-06 | -1.1739e-06 | -1.0071e-06 | -1.7241e-06 | -1.8736e-06 | -1.7507e-06 | -5.4424e-07 | -8.4037e-07 | -9.8091e-07 | -9.9181e-07 | -1.1313e-06 | -1.1022e-06 | -1.4098e-06
2021 | 1.0484 | 1.0483 | 1.4005 | 1.3498 | 1.2582 | 1.359 | 1.304 | 1.158 | 1.4425 | 1.6548 | 1.1311 | 1.0693 | 1.392 | 2021 | -2.5208e-07 | -8.789e-07 | -4.8939e-07 | -1.1879e-06 | -5.5842e-07 | -8.1996e-07 | -9.9854e-07 | -1.2145e-06 | -1.728e-06 | -2.2952e-06 | -1.3071e-06 | -1.4145e-06 | -1.8146e-06
2022 | 1.0179 | 1.0889 | 1.4072 | 1.3048 | 1.2307 | 1.2864 | 1.336 | 1.1823 | 1.368 | 1.5893 | 1.1156 | 1.0412 | 1.3453 | 2022 | -3.5397e-07 | -1.1615e-06 | -7.8275e-07 | -1.5693e-06 | -4.0272e-07 | -1.5039e-06 | -5.5191e-07 | -1.3787e-06 | -1.413e-06 | -8.845e-07 | -1.9688e-06 | -1.5617e-06 | -8.8268e-07
2023 | 1.1252 | 1.0694 | 1.3657 | 1.3224 | 1.2165 | 1.2423 | 1.2591 | 1.1694 | 1.2488 | 1.4727 | 1.0923 | 1.0709 | 1.3393 | 2023 | -5.6905e-07 | -3.646e-07 | -1.4296e-06 | -1.5611e-06 | -8.7087e-07 | -1.3636e-06 | -7.9326e-07 | -1.468e-06 | -1.6686e-06 | -2.0731e-06 | -1.8419e-06 | -9.4955e-07 | -2.1545e-06
DNSP Multilateral Output indexes, 2006-2023 | [13 empty] | DNSP Multilateral Output indexes, 2006-2023
Year | EVO | AGD | CIT | END | ENX | ERG | ESS | JEN | PCR | SAP | AND | TND | UED | Year | EVO | AGD | CIT | END | ENX | ERG | ESS | JEN | PCR | SAP | AND | TND | UED
2006 | 1 | 8.4196 | 1.4562 | 5.751 | 6.9904 | 7.2171 | 8.5606 | 1.2688 | 5.9081 | 6.9403 | 3.6814 | 2.2531 | 2.7172 | 2006 | 0 | -1.6059e-06 | -7.4438e-07 | -2.2578e-06 | -3.4157e-06 | -4.6194e-06 | -4.7736e-06 | -1.0854e-06 | -3.9317e-06 | -4.2518e-06 | -1.8275e-06 | -1.6771e-06 | -2.4836e-06
2007 | 0.98805 | 8.4707 | 1.5087 | 5.8299 | 7.8573 | 8.3102 | 9.2574 | 1.3188 | 5.8981 | 6.7554 | 3.8442 | 2.1974 | 2.728 | 2007 | -2.9088e-07 | -2.3191e-06 | -3.8581e-07 | -2.2201e-06 | -3.2336e-06 | -4.4014e-06 | -6.8579e-06 | -1.1473e-06 | -3.9482e-06 | -4.7729e-06 | -2.3697e-06 | -2.6765e-06 | -1.9817e-06
2008 | 1.0282 | 8.4331 | 1.5597 | 5.8373 | 7.9069 | 8.172 | 9.2299 | 1.3774 | 6.2423 | 7.4442 | 4.2212 | 2.2184 | 2.7986 | 2008 | 1.1121e-07 | -3.4114e-06 | -8.8337e-07 | -4.7577e-07 | -4.2291e-06 | -7.9217e-06 | -9.223e-06 | -2.577e-07 | -2.9529e-06 | -4.0753e-06 | -2.057e-06 | -1.8842e-06 | -2.498e-06
2009 | 1.0271 | 8.381 | 1.5199 | 6.03 | 8.2947 | 7.9321 | 8.9113 | 1.3919 | 6.0505 | 7.6486 | 4.0916 | 2.1522 | 2.9047 | 2009 | -4.8328e-07 | -2.5275e-06 | -8.6274e-07 | -1.4196e-06 | -3.034e-06 | -5.9819e-06 | -6.6571e-06 | -9.3804e-07 | -1.8715e-06 | -2.1629e-06 | -3.0859e-06 | -8.978e-07 | -1.8122e-06
2010 | 1.0468 | 8.8229 | 1.5285 | 6.2112 | 8.5733 | 8.1433 | 9.5512 | 1.424 | 6.2501 | 7.2735 | 4.4151 | 2.1761 | 2.9521 | 2010 | -6.8504e-08 | -3.0346e-06 | -2.1822e-07 | -2.6293e-06 | -1.0361e-06 | -2.0905e-06 | -7.8282e-06 | -8.48e-07 | -5.1965e-06 | -1.857e-06 | -3.7881e-06 | -1.2555e-06 | -2.4383e-06
2011 | 1.0117 | 8.8438 | 1.5927 | 6.3575 | 8.718 | 8.4869 | 9.4027 | 1.449 | 6.4539 | 7.4606 | 4.3375 | 2.3678 | 2.932 | 2011 | -4.0935e-07 | -3.2508e-06 | -4.5868e-07 | -2.0219e-06 | -4.1439e-06 | -5.18e-06 | -5.9081e-06 | -1.0003e-06 | -3.0142e-06 | -4.5967e-06 | -3.7928e-06 | -2.0626e-06 | -2.9991e-06
2012 | 1.0922 | 8.9851 | 1.5669 | 6.2109 | 8.9442 | 8.7837 | 9.3465 | 1.4699 | 6.4557 | 7.7573 | 4.48 | 2.32 | 2.8422 | 2012 | -3.6932e-07 | -1.3928e-06 | -1.0772e-06 | -3.3283e-06 | 1.6431e-07 | -7.0842e-06 | -5.9276e-06 | -9.2808e-07 | -2.7495e-06 | -5.8955e-06 | -3.0408e-06 | -1.774e-06 | -2.9512e-06
2013 | 1.1112 | 9.0754 | 1.5801 | 6.1483 | 8.9292 | 8.9741 | 9.4514 | 1.4458 | 6.387 | 7.6632 | 4.455 | 2.3839 | 2.8707 | 2013 | -6.1485e-07 | -3.1108e-06 | -9.4049e-07 | -1.9082e-06 | -4.588e-06 | -4.9414e-06 | -6.2512e-06 | -1.4899e-06 | -3.1477e-06 | -2.9403e-06 | -2.6266e-06 | -2.1519e-06 | -2.9649e-06
2014 | 1.1206 | 8.9812 | 1.5693 | 6.3633 | 8.9113 | 9.2758 | 10.3043 | 1.4503 | 6.2369 | 7.4628 | 4.3754 | 2.2713 | 2.8437 | 2014 | -7.5111e-07 | -4.6348e-06 | -7.4682e-07 | -1.524e-06 | -1.6108e-06 | -5.426e-06 | -5.9314e-06 | -9.6803e-07 | -1.8965e-06 | -3.113e-06 | -3.4376e-06 | -1.1011e-06 | -2.2724e-06
2015 | 1.1397 | 9.0613 | 1.604 | 6.3556 | 8.8036 | 9.0026 | 10.0329 | 1.496 | 6.5371 | 7.7913 | 4.5086 | 2.3868 | 2.9175 | 2015 | -2.5618e-07 | -2.2862e-06 | -4.1064e-07 | -4.1198e-06 | -1.9124e-06 | -4.1177e-06 | -4.939e-06 | -5.2599e-07 | -7.3682e-07 | -2.7088e-06 | -2.0238e-06 | -7.6276e-07 | -1.9007e-06
2016 | 1.1447 | 9.0219 | 1.6216 | 6.4616 | 8.9887 | 8.9213 | 9.9816 | 1.5082 | 6.5876 | 7.6832 | 4.3475 | 2.3731 | 3.003 | 2016 | -6.3336e-07 | -2.815e-06 | -7.9084e-07 | -2.6037e-06 | -2.5311e-06 | -4.3052e-06 | -8.015e-06 | -5.3865e-07 | -9.2139e-07 | -4.1119e-06 | -2.929e-06 | -2.1306e-06 | -2.6739e-06
2017 | 1.1417 | 9.0114 | 1.6591 | 6.756 | 9.2073 | 9.3684 | 9.8141 | 1.5349 | 6.8698 | 7.5958 | 4.6283 | 2.4068 | 3.1198 | 2017 | -2.1935e-08 | -3.5229e-07 | -6.9789e-07 | -4.462e-06 | -3.2499e-06 | -5.1292e-06 | -5.7153e-06 | -1.3619e-06 | -3.6688e-07 | -3.3686e-06 | -2.3252e-06 | -2.452e-06 | -3.1353e-06
2018 | 1.2137 | 9.16 | 1.6523 | 6.8445 | 9.1923 | 9.2003 | 10.0616 | 1.5513 | 6.6381 | 7.781 | 4.3993 | 2.3487 | 3.0986 | 2018 | 1.6789e-07 | -3.1446e-06 | -6.6315e-07 | -3.5238e-06 | -2.5549e-06 | -6.9303e-06 | -1.0269e-05 | -1.2038e-06 | -1.7521e-06 | -3.1215e-06 | -1.5557e-06 | -2.4427e-06 | -2.7366e-06
2019 | 1.2147 | 9.1144 | 1.6729 | 6.8388 | 9.237 | 8.8735 | 9.9174 | 1.5507 | 6.7232 | 7.6585 | 4.4499 | 2.3509 | 3.1263 | 2019 | -3.4249e-07 | -1.229e-06 | -4.2151e-07 | -1.886e-06 | -1.45e-06 | -4.8134e-06 | -6.1111e-06 | -9.6367e-07 | -3.3082e-06 | -3.0371e-06 | -3.1357e-06 | -1.3556e-06 | -2.935e-06
2020 | 1.2332 | 8.8743 | 1.6311 | 6.774 | 9.2332 | 8.9359 | 9.8272 | 1.5627 | 6.8205 | 7.8763 | 4.5752 | 2.3779 | 3.1911 | 2020 | -1.2016e-08 | -4.7733e-06 | -5.3251e-07 | -6.4344e-06 | -5.9268e-06 | -6.7559e-06 | -2.5353e-06 | -8.5998e-07 | -2.8849e-06 | -2.9622e-06 | -3.404e-06 | -1.3001e-06 | -1.8387e-06
2021 | 1.2529 | 9.1952 | 1.6618 | 7.0682 | 9.2589 | 8.9253 | 10.1192 | 1.5806 | 7.0642 | 7.8193 | 4.8043 | 2.3396 | 3.2602 | 2021 | -3.718e-07 | -2.385e-06 | -7.6185e-07 | -3.7904e-06 | -3.4774e-06 | -5.429e-06 | -2.6178e-06 | -1.2231e-06 | -3.514e-06 | -4.2502e-06 | -2.8172e-06 | -1.7205e-06 | -2.8058e-06
2022 | 1.2539 | 9.1489 | 1.6818 | 6.816 | 9.261 | 8.4738 | 10.1618 | 1.5946 | 6.9944 | 7.7649 | 4.6728 | 2.2809 | 3.2104 | 2022 | -4.1893e-07 | -4.3114e-06 | -1.0928e-06 | -3.9689e-06 | -1.4786e-06 | -7.8041e-06 | -4.411e-06 | -4.2754e-07 | -1.6377e-06 | -3.2613e-06 | -3.876e-06 | -2.1183e-06 | -1.4063e-06
2023 | 1.3661 | 9.4304 | 1.6946 | 7.0303 | 9.5663 | 8.8517 | 10.1099 | 1.6351 | 6.952 | 7.7128 | 4.6262 | 2.3556 | 3.2598 | 2023 | -3.2768e-08 | -9.743e-07 | -1.2246e-06 | -3.6607e-06 | -4.0439e-06 | -4.8929e-06 | -2.4408e-06 | -8.6694e-07 | -1.5753e-06 | -3.8159e-06 | -3.0461e-06 | -1.5379e-06 | -3.1026e-06
DNSP Multilateral Input indexes, 2006-2023 | [13 empty] | DNSP Multilateral Input indexes, 2006-2023
Year | EVO | AGD | CIT | END | ENX | ERG | ESS | JEN | PCR | SAP | AND | TND | UED | Year | EVO | AGD | CIT | END | ENX | ERG | ESS | JEN | PCR | SAP | AND | TND | UED
2006 | 1 | 8.5842 | 1.0121 | 4.0746 | 5.4697 | 6.2645 | 6.6647 | 1.1152 | 4.048 | 3.5974 | 2.8643 | 1.7112 | 2.0594 | 2006 | 0 | 3.2217e-06 | 8.6829e-07 | 1.7373e-06 | 2.0505e-06 | 1.1467e-06 | 2.8787e-06 | -8.448e-08 | 1.7582e-06 | 1.5467e-06 | 2.1448e-06 | 1.309e-06 | 1.7494e-06
2007 | 1.0078 | 8.1378 | 1.024 | 4.3155 | 6.0136 | 6.1302 | 7.2621 | 1.1483 | 3.9303 | 3.5792 | 3.1132 | 1.7141 | 2.0452 | 2007 | 6.853e-07 | 2.4483e-06 | 5.3166e-07 | 1.9271e-06 | 1.1221e-07 | -7.1219e-07 | 1.5384e-06 | -8.1703e-08 | 1.3963e-06 | 2.1356e-06 | 1.8091e-06 | 7.5004e-07 | 5.1842e-07
2008 | 1.0358 | 9.5185 | 1.016 | 4.8123 | 6.3272 | 6.4584 | 7.5617 | 1.0711 | 4.0144 | 3.7561 | 3.2658 | 1.7601 | 2.0894 | 2008 | 6.7833e-08 | 5.4479e-06 | 8.6629e-07 | 1.6629e-06 | 4.2145e-08 | 1.68e-06 | 2.4312e-06 | 4.8518e-07 | 2.4902e-06 | 8.6586e-07 | 2.2037e-06 | 2.0594e-07 | 1.1852e-06
2009 | 1.0483 | 9.2308 | 1.0767 | 4.6541 | 6.5601 | 6.4294 | 7.359 | 1.1242 | 4.3318 | 3.9483 | 3.5639 | 1.909 | 2.1204 | 2009 | 5.0589e-07 | 2.2581e-06 | 3.5754e-07 | 8.486e-07 | 1.4684e-06 | 3.5175e-06 | 2.4648e-06 | 5.905e-07 | 1.3027e-06 | 2.0226e-06 | 2.5306e-06 | 2.2565e-06 | 1.2966e-06
2010 | 1.1238 | 9.8196 | 1.107 | 4.6795 | 6.6582 | 6.5515 | 7.8021 | 1.2056 | 4.3779 | 4.0139 | 3.5446 | 2.0549 | 2.1962 | 2010 | -1.2016e-08 | 5.7075e-06 | 3.7872e-07 | 3.2904e-07 | 6.4017e-07 | 1.3148e-06 | 1.4515e-06 | 5.8099e-07 | 2.5869e-06 | 8.7665e-07 | 2.0155e-06 | 1.3423e-06 | 1.5098e-06
2011 | 1.1906 | 9.7669 | 1.1236 | 4.7939 | 7.0628 | 7.098 | 7.9056 | 1.2728 | 4.3782 | 4.3914 | 3.6337 | 2.0854 | 2.3987 | 2011 | 2.6241e-07 | 4.5067e-06 | 7.959e-08 | 2.6152e-06 | 1.1566e-06 | 1.8857e-07 | 2.3217e-06 | 2.7882e-07 | 1.1524e-06 | 7.4615e-07 | 2.7877e-06 | 1.0458e-06 | 1.6159e-06
2012 | 1.2377 | 10.3511 | 1.2211 | 5.0499 | 7.3817 | 7.3238 | 8.9189 | 1.4009 | 4.6727 | 4.516 | 3.8043 | 2.1908 | 2.4548 | 2012 | 5.1485e-07 | 8.4967e-06 | 6.5463e-07 | 2.1284e-06 | 1.2761e-06 | 5.9656e-07 | 3.8141e-06 | 3.5215e-07 | 1.6176e-06 | 1.4833e-06 | 1.2144e-06 | 1.4284e-06 | 1.1357e-06
2013 | 1.2908 | 9.6748 | 1.2176 | 4.8707 | 7.6715 | 6.6885 | 8.4915 | 1.4008 | 4.8029 | 4.6412 | 3.9053 | 1.9999 | 2.3584 | 2013 | 6.4493e-07 | 6.0661e-06 | 2.8072e-07 | 6.2372e-07 | 3.5167e-06 | 9.6826e-07 | 5.1324e-06 | -1.4249e-07 | 1.9246e-06 | 2.3707e-06 | 2.4986e-06 | 9.7782e-07 | 6.7471e-07
2014 | 1.3923 | 10.2034 | 1.2488 | 5.3105 | 7.5038 | 6.9059 | 8.294 | 1.3829 | 4.7969 | 4.6618 | 4.0471 | 2.0121 | 2.3974 | 2014 | 7.9787e-07 | 1.1129e-05 | 1.3194e-07 | 1.8534e-06 | 2.7819e-06 | 2.6693e-06 | 5.9307e-06 | 6.4697e-07 | 1.861e-06 | 3.2727e-06 | 3.3587e-06 | 1.274e-06 | 1.3396e-06
2015 | 1.3636 | 10.9646 | 1.2395 | 5.3642 | 7.7735 | 7.2858 | 8.0674 | 1.4101 | 4.9398 | 4.7581 | 4.2787 | 1.9178 | 2.3643 | 2015 | 8.2475e-07 | 7.2632e-08 | 4.7689e-07 | 3.4125e-07 | 3.516e-06 | 2.9258e-06 | 1.9595e-06 | 8.047e-07 | 1.8128e-06 | 2.3787e-06 | 3.7415e-06 | 7.3658e-07 | 1.3245e-06
2016 | 1.1009 | 10.5483 | 1.2533 | 5.5155 | 7.4711 | 7.2082 | 7.4218 | 1.4642 | 4.6777 | 4.4523 | 4.5423 | 1.9646 | 2.4991 | 2016 | 1.1794e-06 | 7.7026e-07 | 8.589e-07 | 1.341e-06 | 2.5077e-06 | 2.1089e-06 | 2.6733e-06 | 1.1724e-06 | 2.6641e-06 | 2.6819e-06 | 2.7666e-06 | 1.332e-06 | 1.3553e-06
2017 | 1.139 | 10.0736 | 1.2596 | 5.2961 | 7.4541 | 6.9951 | 7.3469 | 1.4964 | 4.8598 | 4.7287 | 4.2272 | 2.1767 | 2.4794 | 2017 | 7.1352e-07 | 2.2403e-06 | 8.9813e-07 | 1.7882e-06 | 2.271e-06 | 8.4164e-07 | 4.3569e-06 | -8.7799e-08 | 1.1806e-06 | 2.6187e-06 | 1.489e-06 | 1.4926e-06 | 9.8062e-07
2018 | 1.2414 | 9.5817 | 1.2086 | 5.2912 | 7.5346 | 7.0447 | 7.5216 | 1.4652 | 4.9542 | 4.7226 | 4.1334 | 2.194 | 2.2764 | 2018 | 3.2892e-07 | 6.0391e-06 | 9.8374e-07 | -3.7903e-08 | 4.1133e-06 | 4.331e-06 | 3.5787e-06 | -2.3674e-07 | 3.5841e-06 | 3.1222e-06 | 2.7238e-06 | 1.304e-06 | 9.7066e-07
2019 | 1.2339 | 9.487 | 1.253 | 5.3857 | 7.3821 | 7.0944 | 8.0174 | 1.4873 | 4.9849 | 4.7995 | 4.1916 | 2.1118 | 2.2939 | 2019 | 8.3736e-07 | 5.6427e-06 | 1.1482e-06 | 2.5693e-06 | 2.6804e-06 | 6.5668e-07 | 3.5754e-06 | 9.1354e-07 | 2.1287e-06 | 2.4518e-06 | 1.7588e-06 | 8.084e-07 | 1.2039e-06
2020 | 1.2204 | 9.0332 | 1.2403 | 5.1397 | 7.3021 | 7.2723 | 7.9272 | 1.4282 | 4.8991 | 4.6272 | 4.2334 | 2.1735 | 2.3342 | 2020 | 9.0968e-07 | 5.6346e-06 | 1.0192e-06 | 2.9767e-06 | 2.5929e-06 | 3.1755e-06 | 3.5818e-06 | 5.7718e-07 | 1.576e-06 | 2.0204e-06 | 2.3776e-06 | 1.4903e-06 | 9.1898e-07
2021 | 1.195 | 8.7714 | 1.1865 | 5.2364 | 7.3586 | 6.5675 | 7.7599 | 1.365 | 4.8973 | 4.7253 | 4.2476 | 2.188 | 2.342 | 2021 | 2.3277e-07 | 3.0539e-06 | 9.7424e-07 | 1.1546e-06 | 2.5143e-07 | 1.7223e-06 | 3.8015e-06 | 4.7838e-07 | 3.0581e-06 | 3.1347e-06 | 3.351e-06 | 7.7167e-07 | 1.1682e-06
2022 | 1.2318 | 8.4018 | 1.1951 | 5.2238 | 7.5253 | 6.5874 | 7.6063 | 1.3487 | 5.1128 | 4.8858 | 4.1884 | 2.1907 | 2.3864 | 2022 | 9.9469e-07 | 4.5262e-06 | 3.9393e-07 | 1.7191e-06 | 1.383e-06 | 1.7199e-06 | 1.2478e-06 | 1.997e-07 | 3.0367e-06 | 1.4543e-06 | 2.4946e-06 | 6.4282e-07 | 7.0641e-07
2023 | 1.2141 | 8.8183 | 1.2408 | 5.3161 | 7.864 | 7.1252 | 8.0292 | 1.3983 | 5.5668 | 5.2372 | 4.2351 | 2.1996 | 2.4339 | 2023 | 6.2546e-08 | 3.8686e-06 | 8.254e-07 | 9.8956e-07 | 2.0944e-06 | 1.0999e-06 | 2.129e-06 | 7.5955e-07 | 3.8994e-06 | 4.6499e-06 | 3.449e-06 | 6.8857e-07 | 7.2011e-07
DNSP Multilateral Opex PFP indexes, 2006-2023 | [13 empty] | DNSP Multilateral Opex PFP indexes, 2006-2023
Year | EVO | AGD | CIT | END | ENX | ERG | ESS | JEN | PCR | SAP | AND | TND | UED | Year | EVO | AGD | CIT | END | ENX | ERG | ESS | JEN | PCR | SAP | AND | TND | UED
2006 | 1 | 0.90276 | 1.5191 | 1.28 | 1.3243 | 0.84681 | 1.2713 | 1.0728 | 1.7382 | 2.2998 | 1.5904 | 1.6424 | 1.2906 | 2006 | 0 | -2.7765e-07 | -3.673e-07 | -1.1756e-06 | -1.3804e-06 | -5.4584e-07 | -1.8373e-06 | -8.2576e-07 | -1.8574e-06 | -1.5657e-06 | -1.2177e-06 | -1.3702e-06 | -1.6353e-06
2007 | 0.98142 | 1.0693 | 1.5259 | 1.2184 | 1.2915 | 1.0657 | 1.1613 | 1.0562 | 1.9427 | 2.41 | 1.4131 | 1.6048 | 1.3744 | 2007 | -7.6864e-07 | -2.4342e-07 | -9.1463e-07 | -1.4567e-06 | -2.4072e-07 | -2.2318e-07 | -1.2599e-06 | -6.2969e-07 | -9.5981e-07 | -2.2305e-06 | -1.8729e-07 | -2.2402e-06 | -8.2961e-07
2008 | 0.96108 | 0.75046 | 1.6175 | 1.0056 | 1.2231 | 0.97254 | 1.0096 | 1.3661 | 2.0315 | 2.3814 | 1.4253 | 1.6044 | 1.4045 | 2008 | -4.2032e-07 | -7.8661e-07 | -1.6954e-06 | -1.051e-06 | 1.5084e-07 | -1.2579e-06 | -1.003e-06 | -1.1192e-06 | -1.6753e-06 | -6.7361e-07 | -7.533e-07 | -8.7482e-07 | -2.3228e-06
2009 | 0.95639 | 0.82353 | 1.3353 | 1.1476 | 1.2501 | 0.98124 | 1.0611 | 1.2648 | 1.7817 | 2.2354 | 1.2225 | 1.3964 | 1.4332 | 2009 | -4.0982e-07 | -5.1558e-07 | -1.1425e-06 | -5.4629e-07 | -6.7331e-07 | -1.1673e-06 | -1.4244e-06 | -1.4317e-06 | -8.7191e-07 | 6.8472e-07 | -1.2317e-06 | -1.0178e-06 | -1.2379e-06
2010 | 0.8444 | 0.76167 | 1.2786 | 1.2142 | 1.3142 | 1.0122 | 1.0416 | 1.1036 | 1.863 | 2.1239 | 1.3527 | 1.1897 | 1.3948 | 2010 | -6.4835e-07 | -8.3909e-07 | -1.5796e-06 | -1.0716e-06 | -2.6083e-07 | 1.9739e-07 | -1.0314e-06 | -5.4311e-07 | -1.8393e-06 | -4.0797e-07 | -1.1248e-06 | -1.0067e-06 | -1.4692e-06
2011 | 0.73379 | 0.79632 | 1.3751 | 1.202 | 1.2124 | 0.89474 | 1.0133 | 1.0293 | 1.919 | 1.7487 | 1.3042 | 1.3409 | 1.1306 | 2011 | -5.6845e-07 | -3.5031e-07 | -1.2088e-06 | -1.4623e-06 | -1.6085e-07 | -3.0211e-07 | -7.0156e-07 | -1.3714e-06 | -5.2136e-07 | -3.3493e-07 | -1.179e-06 | -1.228e-06 | -1.9052e-06
2012 | 0.73832 | 0.73467 | 1.1215 | 1.0734 | 1.1529 | 0.88532 | 0.81779 | 0.86007 | 1.6145 | 1.759 | 1.2534 | 1.1796 | 1.0892 | 2012 | -1.6263e-07 | -2.5899e-07 | -1.2034e-06 | -4.247e-07 | -9.4597e-07 | -5.0604e-07 | -3.9512e-07 | -4.5561e-07 | -4.5083e-07 | -1.4952e-07 | -3.0981e-07 | -1.1528e-06 | -1.8554e-06
2013 | 0.70341 | 0.93978 | 1.1596 | 1.2204 | 1.0801 | 1.1141 | 0.93396 | 0.86737 | 1.5092 | 1.6507 | 1.1781 | 1.567 | 1.2348 | 2013 | -7.6466e-07 | -1.1938e-06 | -2.1776e-07 | -2.8362e-07 | -1.4359e-06 | -2.4725e-07 | -7.4981e-07 | -5.5555e-07 | -1.0095e-06 | -1.1986e-06 | -8.0504e-07 | -7.6286e-07 | -1.4766e-06
2014 | 0.63828 | 0.83711 | 1.0952 | 1.0882 | 1.1559 | 1.1384 | 1.0604 | 0.90832 | 1.5628 | 1.6154 | 1.1291 | 1.4703 | 1.196 | 2014 | -3.7187e-07 | -9.4075e-07 | -3.5453e-07 | -2.0661e-07 | -1.3493e-06 | -1.1414e-06 | -6.474e-07 | -7.9566e-07 | -1.0966e-06 | -1.5084e-06 | -1.3073e-06 | -1.6832e-06 | -1.3307e-06
2015 | 0.67416 | 0.71856 | 1.1624 | 1.0943 | 1.0803 | 1.0128 | 1.1727 | 0.93128 | 1.5591 | 1.6232 | 1.0859 | 1.8827 | 1.2931 | 2015 | -1.938e-07 | -3.5605e-07 | -1.0656e-06 | -1.0474e-06 | -4.9535e-07 | -1.2404e-06 | -5.9986e-07 | -2.5512e-07 | -7.6308e-07 | -6.5632e-07 | -3.7022e-07 | -8.0933e-07 | -1.5249e-06
2016 | 1.1185 | 0.80381 | 1.1723 | 1.0734 | 1.2266 | 1.041 | 1.4371 | 0.89065 | 1.8044 | 1.9087 | 0.97653 | 1.7128 | 1.152 | 2016 | -1.2046e-06 | -1.4646e-07 | -3.6474e-07 | -3.0927e-07 | -4.4447e-07 | -1.2756e-06 | -7.1373e-07 | -7.8384e-07 | -5.4359e-07 | -6.8761e-07 | -5.7267e-07 | -7.3444e-07 | -1.2627e-06
2017 | 1.0285 | 0.90624 | 1.2298 | 1.2466 | 1.2866 | 1.2216 | 1.4686 | 0.87379 | 1.763 | 1.6382 | 1.1887 | 1.3124 | 1.27 | 2017 | -8.3403e-07 | -2.5793e-07 | -1.4298e-06 | -7.9763e-07 | -7.7527e-07 | -7.3124e-07 | -1.0635e-06 | -1.8899e-07 | 1.9116e-07 | -1.0826e-06 | -4.7101e-07 | -6.1204e-07 | -1.7813e-06
2018 | 0.9059 | 1.0728 | 1.3558 | 1.3469 | 1.2641 | 1.1982 | 1.4478 | 0.95369 | 1.6627 | 1.7126 | 1.2426 | 1.3266 | 1.5902 | 2018 | -9.595e-07 | -1.0073e-06 | -1.4306e-06 | -8.5499e-07 | -1.3625e-06 | -1.1731e-06 | -1.7133e-06 | -1.6576e-07 | -1.9621e-06 | -3.6548e-07 | -6.1772e-07 | -1.5225e-06 | -4.0408e-07
2019 | 0.94114 | 1.126 | 1.2541 | 1.3157 | 1.3466 | 1.1337 | 1.2591 | 0.95162 | 1.7224 | 1.6428 | 1.2204 | 1.4486 | 1.6004 | 2019 | -8.9999e-07 | -3.4149e-08 | -5.5128e-07 | -1.4289e-06 | -1.1568e-06 | -6.0944e-07 | -8.2841e-07 | -9.5823e-07 | -8.5169e-07 | -8.3442e-07 | -4.0841e-07 | -8.5416e-07 | -7.8559e-07
2020 | 1.0034 | 1.2404 | 1.268 | 1.4917 | 1.3949 | 1.0846 | 1.2971 | 1.0775 | 1.8285 | 1.8958 | 1.2025 | 1.3817 | 1.558 | 2020 | -9.8055e-07 | -2.0112e-06 | -1.8927e-06 | -1.8282e-06 | -1.0696e-06 | -1.762e-06 | -9.063e-07 | 1.5063e-07 | -9.5339e-07 | -4.0085e-08 | -8.951e-07 | -3.323e-07 | -5.6022e-07
2021 | 1.0783 | 1.3662 | 1.4282 | 1.5062 | 1.3644 | 1.3606 | 1.3752 | 1.2118 | 1.8772 | 1.8459 | 1.2409 | 1.3047 | 1.5986 | 2021 | -1.8048e-07 | -2.0706e-07 | -2.597e-07 | -1.2306e-06 | -8.2634e-08 | -2.4436e-07 | -9.7179e-07 | -3.4567e-07 | -8.1224e-07 | -1.3248e-06 | -1.3241e-06 | -1.0837e-06 | -2.5192e-06
2022 | 1.0222 | 1.5484 | 1.4 | 1.4636 | 1.3036 | 1.278 | 1.4575 | 1.2666 | 1.8006 | 1.7161 | 1.2375 | 1.2844 | 1.527 | 2022 | -9.5792e-07 | -2.2681e-06 | 1.1634e-07 | -1.2508e-06 | 3.564e-07 | -1.3419e-06 | -4.5457e-07 | -7.494e-07 | -1.1019e-06 | 4.9387e-07 | -1.7432e-06 | -3.7815e-07 | -3.9304e-07
2023 | 1.1732 | 1.447 | 1.3266 | 1.4941 | 1.2449 | 1.1775 | 1.3423 | 1.2131 | 1.5963 | 1.4654 | 1.2871 | 1.4317 | 1.5372 | 2023 | -7.5093e-07 | -6.6879e-07 | -8.869e-07 | -9.8523e-07 | -6.2266e-07 | -4.9767e-08 | 1.1551e-07 | -2.2079e-07 | -9.0883e-07 | -1.2782e-06 | -1.6701e-06 | -1.0477e-06 | -1.2909e-06
DNSP Multilateral Capital PFP indexes, 2006-2023 | [13 empty] | DNSP Multilateral Capital PFP indexes, 2006-2023
Year | EVO | AGD | CIT | END | ENX | ERG | ESS | JEN | PCR | SAP | AND | TND | UED | Year | EVO | AGD | CIT | END | ENX | ERG | ESS | JEN | PCR | SAP | AND | TND | UED
2006 | 1 | 1.0428 | 1.4481 | 1.511 | 1.2518 | 1.4411 | 1.2783 | 1.1881 | 1.243 | 1.7465 | 1.0974 | 1.1426 | 1.3358 | 2006 | 0 | -3.1533e-07 | -2.0709e-07 | -6.0578e-07 | -3.3131e-07 | -8.535e-07 | -6.368e-07 | -1.7719e-07 | -6.3841e-07 | -1.1119e-06 | -1.1642e-08 | 1.2002e-07 | -7.5622e-07
2007 | 0.97781 | 1.0277 | 1.4853 | 1.4552 | 1.3173 | 1.6078 | 1.3604 | 1.2244 | 1.2081 | 1.6488 | 1.1052 | 1.1126 | 1.3049 | 2007 | -4.3637e-07 | -7.679e-07 | -5.134e-07 | -1.0685e-06 | -1.6954e-07 | -2.1118e-07 | -5.3513e-07 | -1.0436e-06 | -4.8281e-07 | -9.1227e-07 | -1.3923e-07 | -4.9314e-07 | 1.8295e-07
2008 | 1.0144 | 1.0046 | 1.5336 | 1.4017 | 1.2688 | 1.5318 | 1.4153 | 1.2314 | 1.2501 | 1.7819 | 1.1921 | 1.0834 | 1.2974 | 2008 | -2.8499e-07 | -2.6882e-07 | -5.0471e-07 | 4.0207e-08 | -2.9229e-07 | -9.7332e-07 | -9.1608e-07 | -5.2876e-07 | -5.0159e-07 | -1.7838e-08 | -6.4063e-07 | -8.7051e-09 | -9.7573e-07
2009 | 0.99732 | 0.97889 | 1.4925 | 1.4103 | 1.2767 | 1.4454 | 1.3276 | 1.2172 | 1.1325 | 1.7839 | 1.0863 | 0.9821 | 1.3282 | 2009 | -4.5534e-07 | -1.7025e-07 | -6.2254e-07 | -4.8579e-07 | -7.5412e-07 | -1.0281e-06 | -8.3836e-07 | -3.7053e-07 | -5.8434e-07 | 1.3493e-07 | -3.7064e-08 | -4.3585e-07 | -1.9647e-07
2010 | 1.0012 | 1.0166 | 1.4768 | 1.4108 | 1.2724 | 1.4345 | 1.3766 | 1.2419 | 1.1349 | 1.6504 | 1.1645 | 0.97097 | 1.3076 | 2010 | -6.4771e-07 | -8.4085e-07 | -8.9053e-07 | -9.6732e-07 | -5.2696e-07 | -2.1926e-07 | 4.1267e-08 | -7.215e-07 | -5.8385e-07 | 5.3854e-07 | -4.7135e-07 | -4.8727e-08 | -5.6503e-08
2011 | 0.9481 | 0.99695 | 1.4805 | 1.4185 | 1.2539 | 1.4726 | 1.3309 | 1.2245 | 1.1793 | 1.6648 | 1.1256 | 1.0249 | 1.2895 | 2011 | -5.3369e-07 | -6.3379e-07 | -8.9916e-07 | -3.9127e-07 | -3.2748e-07 | -6.8451e-07 | 6.6864e-08 | -2.1229e-07 | -8.7149e-07 | -1.3004e-07 | -5.8234e-07 | -1.0263e-06 | -7.4493e-07
2012 | 1.0094 | 0.97993 | 1.4254 | 1.3528 | 1.2564 | 1.4918 | 1.2716 | 1.2303 | 1.1745 | 1.6891 | 1.1206 | 0.98913 | 1.2057 | 2012 | 6.881e-08 | -2.1441e-07 | -3.1857e-07 | -1.6172e-06 | -3.0037e-08 | -8.5112e-07 | -5.4111e-07 | -5.871e-07 | -1.0324e-06 | -1.3503e-06 | -3.1879e-07 | -5.4991e-07 | -2.3009e-07
2013 | 1.0125 | 0.95805 | 1.4158 | 1.2922 | 1.2277 | 1.5283 | 1.2692 | 1.1912 | 1.1367 | 1.6472 | 1.1041 | 1.0085 | 1.2003 | 2013 | 1.2057e-07 | -5.4504e-07 | -1.8893e-07 | -3.7596e-07 | -2.9091e-07 | -8.722e-07 | -4.9708e-07 | -7.2449e-07 | -3.8958e-07 | -3.7485e-07 | -3.2176e-07 | -5.6416e-07 | -8.9043e-08
2014 | 0.98556 | 0.92231 | 1.3952 | 1.289 | 1.2082 | 1.512 | 1.3937 | 1.1739 | 1.0508 | 1.5863 | 1.0376 | 0.94466 | 1.1751 | 2014 | -4.7152e-07 | -7.1914e-07 | -5.1463e-07 | -4.9562e-07 | -2.3278e-07 | -4.5222e-07 | -6.9186e-07 | -2.8831e-07 | 3.6242e-07 | -7.1957e-07 | -2.3193e-07 | 2.5186e-08 | -6.3232e-08
2015 | 0.99627 | 0.91806 | 1.407 | 1.2564 | 1.1701 | 1.4296 | 1.2862 | 1.1747 | 1.0964 | 1.6437 | 1.0193 | 0.98601 | 1.1934 | 2015 | -1.2476e-07 | -2.145e-07 | -1.9334e-07 | -6.125e-07 | -4.6981e-07 | -4.6227e-07 | -2.37e-07 | -4.6687e-07 | -3.9563e-07 | 1.841e-08 | -5.336e-07 | -1.7115e-07 | 5.7388e-07
2016 | 0.99274 | 0.90151 | 1.3963 | 1.2527 | 1.1783 | 1.4067 | 1.2665 | 1.1566 | 1.1025 | 1.6042 | 0.93175 | 0.9689 | 1.2336 | 2016 | -5.7143e-07 | -2.9384e-07 | -4.2037e-07 | 6.9435e-08 | -9.1148e-08 | -8.3796e-07 | -8.914e-07 | -1.0065e-06 | 1.0883e-07 | -1.0093e-06 | -1.4736e-07 | -4.412e-07 | 5.3757e-08
2017 | 0.98451 | 0.90068 | 1.4003 | 1.2945 | 1.1897 | 1.4249 | 1.2335 | 1.1798 | 1.1399 | 1.5811 | 1.0212 | 0.95915 | 1.2448 | 2017 | -3.5169e-07 | 4.0015e-08 | -5.0401e-07 | -1.1796e-06 | -2.847e-07 | -3.6758e-07 | -3.9335e-07 | -6.4894e-07 | 3.3231e-07 | -8.2148e-07 | 5.8521e-07 | -3.9895e-07 | -1.2786e-07
2018 | 1.035 | 0.90838 | 1.4041 | 1.2496 | 1.1797 | 1.3825 | 1.245 | 1.1514 | 1.095 | 1.601 | 0.95345 | 0.89196 | 1.231 | 2018 | -1.9333e-07 | -5.8621e-07 | 2.1302e-07 | -1.0772e-07 | -9.0954e-07 | -1.0476e-06 | -9.5449e-07 | -7.5818e-07 | 2.201e-07 | -8.2938e-07 | 1.518e-07 | -1.52e-07 | -7.0136e-07
2019 | 1.0165 | 0.89267 | 1.4149 | 1.2315 | 1.1788 | 1.3373 | 1.2023 | 1.1211 | 1.0923 | 1.5607 | 0.9602 | 0.92761 | 1.2284 | 2019 | 1.2038e-07 | -4.508e-07 | -1.1801e-06 | -2.6876e-07 | 2.4623e-07 | -4.6717e-07 | -4.774e-07 | -6.3238e-07 | -6.1092e-07 | -5.4688e-08 | -1.9278e-07 | 2.9394e-07 | -1.2601e-07
2020 | 1.0121 | 0.86689 | 1.3638 | 1.1984 | 1.1639 | 1.3457 | 1.1666 | 1.108 | 1.0921 | 1.5817 | 0.98819 | 0.91153 | 1.2437 | 2020 | -4.4044e-08 | -7.882e-07 | -8.5732e-07 | -1.4686e-06 | -5.8329e-07 | -1.0214e-06 | 2.6689e-07 | -7.2032e-07 | 1.6999e-07 | 1.9897e-08 | -3.2194e-07 | -1.895e-07 | 4.4621e-07
2021 | 1.0185 | 0.89079 | 1.3951 | 1.2236 | 1.1562 | 1.3369 | 1.2118 | 1.1174 | 1.1236 | 1.5266 | 1.0382 | 0.88516 | 1.2532 | 2021 | 3.2248e-07 | -3.9767e-07 | -3.5211e-07 | -7.4401e-07 | -9.8038e-09 | -8.9676e-07 | -1.009e-06 | -4.6561e-07 | -4.7073e-07 | -2.4996e-07 | -2.5037e-07 | 1.2159e-07 | -8.3401e-07
2022 | 1.0072 | 0.89326 | 1.426 | 1.1789 | 1.1503 | 1.2748 | 1.2133 | 1.1216 | 1.067 | 1.4981 | 1.0356 | 0.85157 | 1.2227 | 2022 | -7.8209e-08 | -3.8119e-07 | -9.8798e-07 | -8.508e-07 | -3.2158e-08 | -6.8024e-07 | -6.8421e-07 | -6.8192e-08 | -4.3858e-07 | -5.9882e-07 | 2.9042e-07 | -3.966e-07 | 4.7604e-07
2023 | 1.0901 | 0.92706 | 1.4258 | 1.21 | 1.186 | 1.283 | 1.1839 | 1.138 | 1.0271 | 1.4745 | 0.99058 | 0.85893 | 1.2276 | 2023 | -3.8054e-07 | -3.1963e-07 | -7.1107e-07 | -9.1553e-07 | -3.4096e-07 | -1.0088e-07 | 3.7598e-08 | -5.5925e-07 | -3.5788e-07 | -3.5564e-07 | -3.9094e-07 | 7.9861e-08 | -2.2758e-08
State - Pooled MTFP Output, Input & TFP Indexes
DNSP Multilateral TFP indexes, 2006-2023 | [13 empty] | DNSP Multilateral TFP indexes, 2006-2023 | bar: EVO to ERG
Year | EVO: ACT; AGD: NSW; CIT: VIC; END: QLD; ENX: SA; ERG: TAS | Year | ACT | NSW | VIC | QLD | SA | TAS
2006 | EVO: 1; AGD: 1.3822; CIT: 1.3993; END: 1.3373; ENX: 1.9446; ERG: 1.3351 | 2006 | 0 | -7.1419e-08 | -3.7042e-07 | 3.4074e-07 | -4.2965e-07 | 3.4009e-07
2007 | EVO: 0.9791; AGD: 1.386; CIT: 1.401; END: 1.4747; ENX: 1.8975; ERG: 1.2969 | 2007 | -6.1502e-07 | -8.5838e-07 | -3.4093e-07 | -4.7562e-07 | -5.2335e-07 | -2.7675e-07
2008 | EVO: 0.99325; AGD: 1.2313; CIT: 1.451; END: 1.3911; ENX: 1.9925; ERG: 1.2773 | 2008 | -5.5314e-07 | -4.4093e-07 | -1.44e-07 | 4.9432e-07 | 4.2439e-07 | 6.815e-07
2009 | EVO: 0.98131; AGD: 1.2683; CIT: 1.3516; END: 1.3906; ENX: 1.9469; ERG: 1.1484 | 2009 | -3.9004e-07 | -1.2271e-06 | -2.3261e-07 | -5.8427e-07 | 1.0225e-06 | 2.1903e-07
2010 | EVO: 0.9322; AGD: 1.2649; CIT: 1.3745; END: 1.4068; ENX: 1.8151; ERG: 1.0747 | 2010 | -5.5885e-07 | -9.5303e-07 | -8.4515e-07 | -3.9146e-07 | 1.185e-06 | -2.553e-07
2011 | EVO: 0.84819; AGD: 1.2605; CIT: 1.3335; END: 1.3353; ENX: 1.7023; ERG: 1.1564 | 2011 | -5.1159e-07 | -4.6391e-07 | -4.0406e-07 | -5.1651e-08 | 7.1409e-07 | -3.0588e-07
2012 | EVO: 0.88117; AGD: 1.1661; CIT: 1.2646; END: 1.3213; ENX: 1.7201; ERG: 1.0772 | 2012 | -1.995e-07 | -1.3538e-07 | 7.9269e-08 | 6.25e-08 | 6.5575e-08 | -5.2116e-07
2013 | EVO: 0.85762; AGD: 1.2348; CIT: 1.2472; END: 1.3581; ENX: 1.6483; ERG: 1.2141 | 2013 | -6.3109e-07 | 1.4605e-07 | -6.0421e-07 | -2.287e-07 | 7.1941e-07 | -7.5155e-07
2014 | EVO: 0.80218; AGD: 1.219; CIT: 1.2117; END: 1.3713; ENX: 1.5947; ERG: 1.1465 | 2014 | -4.5808e-07 | -1.2769e-06 | 5.4665e-08 | 3.3291e-07 | -2.7377e-07 | 5.8716e-08
2015 | EVO: 0.83242; AGD: 1.188; CIT: 1.2202; END: 1.2833; ENX: 1.6311; ERG: 1.2692 | 2015 | -2.4353e-07 | -5.0508e-07 | 1.7301e-07 | -3.2166e-07 | 3.7725e-07 | 7.5492e-07
2016 | EVO: 1.0373; AGD: 1.2389; CIT: 1.1989; END: 1.319; ENX: 1.7208; ERG: 1.2293 | 2016 | -6.7269e-07 | -8.4751e-07 | 1.6906e-07 | -1.2599e-06 | -1.2836e-07 | 3.5878e-07
2017 | EVO: 0.99931; AGD: 1.2923; CIT: 1.2591; END: 1.3953; ENX: 1.5922; ERG: 1.1217 | 2017 | -4.9269e-07 | 1.7738e-07 | 4.3158e-07 | 2.5555e-07 | -1.1793e-07 | 2.1458e-07
2018 | EVO: 0.97428; AGD: 1.3395; CIT: 1.252; END: 1.3707; ENX: 1.6356; ERG: 1.0896 | 2018 | -6.4715e-07 | -2.355e-07 | -2.2343e-07 | -7.8763e-07 | 8.3682e-07 | -4.8886e-07
2019 | EVO: 0.98106; AGD: 1.306; CIT: 1.2461; END: 1.3622; ENX: 1.5841; ERG: 1.1302 | 2019 | -4.3406e-07 | -2.9786e-07 | -9.6237e-08 | 5.5049e-07 | 8.2211e-07 | 4.0582e-07
2020 | EVO: 1.0058; AGD: 1.3316; CIT: 1.2647; END: 1.3528; ENX: 1.6917; ERG: 1.1106 | 2020 | -4.9402e-07 | -3.0181e-07 | -3.8158e-07 | 8.4518e-08 | 7.315e-07 | 2.7201e-07
2021 | EVO: 1.0418; AGD: 1.3892; CIT: 1.3141; END: 1.4154; ENX: 1.6408; ERG: 1.0817 | 2021 | 3.6119e-07 | -7.4173e-08 | -1.3166e-07 | 4.6493e-07 | -4.5883e-08 | 4.3864e-07
2022 | EVO: 1.0106; AGD: 1.4132; CIT: 1.2748; END: 1.3666; ENX: 1.5761; ERG: 1.0528 | 2022 | -4.609e-07 | -4.0321e-08 | -1.6326e-07 | 1.8359e-07 | 4.4947e-07 | 1.1364e-07
2023 | EVO: 1.1201; AGD: 1.3848; CIT: 1.2275; END: 1.3383; ENX: 1.4611; ERG: 1.0896 | 2023 | -4.8264e-07 | 4.7425e-07 | -6.5955e-07 | -6.9839e-07 | 3.0534e-07 | 7.0323e-07
DNSP Multilateral Output indexes, 2006-2023 | [13 empty] | DNSP Multilateral Output indexes, 2006-2023 | bar: EVO to ERG
Year | EVO: EVO; AGD: AGD; CIT: CIT; END: END; ENX: ENX; ERG: ERG | Year | EVO | AGD | CIT | END | ENX | ERG
2006 | EVO: 1; AGD: 27.349; CIT: 16.3317; END: 15.6401; ENX: 6.9177; ERG: 2.2468 | 2006 | 0 | 8.7646e-07 | -2.4817e-06 | 5.0629e-07 | -9.0021e-07 | 5.6165e-07
2007 | EVO: 0.98736; AGD: 27.8189; CIT: 16.6202; END: 17.8067; ENX: 6.7305; ERG: 2.1894 | 2007 | -2.8272e-07 | -8.4204e-06 | -1.2598e-06 | -9.7839e-06 | -1.2228e-06 | 2.3003e-07
2008 | EVO: 1.0291; AGD: 27.6522; CIT: 17.5417; END: 17.6753; ENX: 7.4249; ERG: 2.2104 | 2008 | -7.9996e-07 | -1.2085e-06 | -3.5059e-06 | 6.7834e-06 | 3.3289e-07 | -1.259e-07
2009 | EVO: 1.0275; AGD: 27.5431; CIT: 17.3834; END: 17.9308; ENX: 7.6276; ERG: 2.1434 | 2009 | 5.9937e-08 | -6.7548e-06 | -3.3881e-06 | -6.2378e-06 | 3.2449e-06 | 7.2101e-07
2010 | EVO: 1.0476; AGD: 28.8616; CIT: 18.0125; END: 18.4668; ENX: 7.2469; ERG: 2.1671 | 2010 | -4.5831e-07 | -1.4901e-05 | 2.616e-06 | 2.1338e-06 | 2.3812e-06 | 3.4367e-07
2011 | EVO: 1.0107; AGD: 28.9283; CIT: 18.0975; END: 18.8426; ENX: 7.436; ERG: 2.3608 | 2011 | -6.4198e-07 | -1.2031e-05 | -3.913e-06 | -6.3165e-06 | 4.8053e-07 | -2.1178e-07
2012 | EVO: 1.0924; AGD: 28.7931; CIT: 18.1634; END: 19.3804; ENX: 7.7371; ERG: 2.3122 | 2012 | -6.6162e-07 | -2.5311e-06 | 1.059e-06 | -9.8871e-06 | -1.2885e-07 | 3.5297e-07
2013 | EVO: 1.1117; AGD: 28.8463; CIT: 18.0796; END: 19.4558; ENX: 7.641; ERG: 2.3769 | 2013 | -4.4481e-07 | -5.6512e-06 | -6.1951e-07 | -3.7311e-06 | 2.4617e-06 | -2.1286e-07
2014 | EVO: 1.1213; AGD: 29.5859; CIT: 17.7968; END: 19.7312; ENX: 7.4376; ERG: 2.2626 | 2014 | -6.0719e-07 | -1.7813e-05 | -3.6646e-06 | 4.9866e-06 | 2.3211e-06 | 2.2423e-07
2015 | EVO: 1.1398; AGD: 29.4019; CIT: 18.3582; END: 19.336; ENX: 7.7722; ERG: 2.3796 | 2015 | -1.068e-07 | -1.8755e-05 | 7.3242e-08 | 2.3499e-06 | 3.2521e-06 | 8.8992e-07
2016 | EVO: 1.1445; AGD: 29.5341; CIT: 18.3343; END: 19.4677; ENX: 7.6611; ERG: 2.3655 | 2016 | -6.1842e-07 | -6.5521e-06 | -5.1904e-06 | -1.0486e-05 | 1.9435e-06 | 4.3535e-07
2017 | EVO: 1.1411; AGD: 29.6511; CIT: 19.0964; END: 20.1369; ENX: 7.5718; ERG: 2.3997 | 2017 | -5.9215e-07 | 3.4558e-06 | -2.5458e-06 | -5.6946e-07 | 1.8669e-06 | 1.6479e-07
2018 | EVO: 1.2139; AGD: 30.1261; CIT: 18.6129; END: 19.9545; ENX: 7.7594; ERG: 2.3407 | 2018 | -4.6845e-07 | -6.5717e-06 | 1.6876e-06 | -5.9326e-06 | 3.2615e-06 | 3.1447e-07
2019 | EVO: 1.2144; AGD: 29.8966; CIT: 18.749; END: 19.6849; ENX: 7.6346; ERG: 2.3428 | 2019 | -9.2743e-08 | -5.5164e-06 | -1.4124e-06 | 2.1912e-06 | 2.4732e-06 | 1.4048e-06
2020 | EVO: 1.233; AGD: 29.4103; CIT: 18.9923; END: 19.7451; ENX: 7.8563; ERG: 2.3699 | 2020 | -3.9166e-07 | 4.0967e-06 | -2.3914e-06 | -5.755e-06 | 1.7709e-06 | 8.8315e-07
2021 | EVO: 1.2524; AGD: 30.3692; CIT: 19.6081; END: 19.805; ENX: 7.798; ERG: 2.3312 | 2021 | 3.3775e-07 | -8.3398e-06 | -8.1281e-06 | 2.5085e-07 | 1.7798e-06 | 9.1837e-07
2022 | EVO: 1.2524; AGD: 30.0531; CIT: 19.3607; END: 19.4147; ENX: 7.742; ERG: 2.2718 | 2022 | -1.904e-07 | -3.1744e-06 | -6.0956e-06 | -2.3529e-06 | 2.1821e-06 | -3.0345e-07
2023 | EVO: 1.3653; AGD: 30.5777; CIT: 19.3441; END: 20.0813; ENX: 7.6885; ERG: 2.3471 | 2023 | -4.2989e-07 | -8.5632e-07 | -4.7699e-06 | -5.5042e-06 | 2.0417e-06 | 5.9573e-07
DNSP Multilateral Input indexes, 2006-2023 | [13 empty] | DNSP Multilateral Input indexes, 2006-2023 | bar: EVO to ERG
Year | EVO: EVO; AGD: AGD; CIT: CIT; END: END; ENX: ENX; ERG: ERG | Year | EVO | AGD | CIT | END | ENX | ERG
2006 | EVO: 1; AGD: 19.7871; CIT: 11.671; END: 11.6952; ENX: 3.5573; ERG: 1.6828 | 2006 | 0 | 8.8574e-06 | 6.2299e-06 | 2.337e-06 | 1.0321e-06 | -9.6199e-08
2007 | EVO: 1.0084; AGD: 20.072; CIT: 11.863; END: 12.0746; ENX: 3.547; ERG: 1.6882 | 2007 | 3.0244e-07 | 8.1873e-06 | -8.3923e-08 | 1.691e-06 | 8.1711e-07 | 4.6639e-07
2008 | EVO: 1.0361; AGD: 22.4579; CIT: 12.0894; END: 12.7056; ENX: 3.7264; ERG: 1.7306 | 2008 | 1.3618e-07 | 1.141e-05 | 2.3712e-07 | 4.9622e-06 | -8.8222e-07 | -4.1811e-07
2009 | EVO: 1.0471; AGD: 21.7159; CIT: 12.861; END: 12.8945; ENX: 3.9179; ERG: 1.8665 | 2009 | -6.6254e-08 | 1.429e-05 | 3.3853e-06 | 2.1484e-07 | 5.475e-07 | 8.8663e-07
2010 | EVO: 1.1238; AGD: 22.8181; CIT: 13.1049; END: 13.1266; ENX: 3.9927; ERG: 2.0166 | 2010 | 2.7831e-07 | 1.2401e-05 | 1.1804e-05 | 2.2e-06 | -3.114e-07 | 6.5395e-07
2011 | EVO: 1.1916; AGD: 22.9503; CIT: 13.5718; END: 14.1113; ENX: 4.3682; ERG: 2.0415 | 2011 | 9.0492e-08 | 9.8077e-06 | -6.6742e-07 | 1.4221e-06 | -4.2551e-07 | 3.683e-07
2012 | EVO: 1.2397; AGD: 24.6928; CIT: 14.3626; END: 14.6678; ENX: 4.498; ERG: 2.1465 | 2012 | 2.9762e-07 | -1.3855e-06 | 3.1604e-06 | 2.7563e-06 | -2.0648e-07 | 1.3478e-06
2013 | EVO: 1.2963; AGD: 23.3614; CIT: 14.4963; END: 14.3259; ENX: 4.6358; ERG: 1.9578 | 2013 | 4.6374e-07 | 6.8439e-06 | 5.0296e-06 | 5.8542e-06 | 2.6099e-07 | 5.2671e-07
2014 | EVO: 1.3978; AGD: 24.2709; CIT: 14.6877; END: 14.3887; ENX: 4.664; ERG: 1.9735 | 2014 | -1.9621e-07 | 7.4292e-06 | 4.5767e-06 | 7.6785e-06 | 1.5519e-06 | 1.2635e-06
2015 | EVO: 1.3693; AGD: 24.7482; CIT: 15.0457; END: 15.0673; ENX: 4.7649; ERG: 1.8749 | 2015 | 7.021e-07 | 7.6099e-06 | 5.8496e-06 | -2.1149e-07 | 1.0358e-06 | 1.3657e-07
2016 | EVO: 1.1034; AGD: 23.8385; CIT: 15.2929; END: 14.7597; ENX: 4.4519; ERG: 1.9243 | 2016 | 2.1004e-07 | 1.1385e-05 | 8.6414e-06 | 1.0721e-05 | 4.1669e-07 | 2.8584e-07
2017 | EVO: 1.1419; AGD: 22.9447; CIT: 15.1664; END: 14.432; ENX: 4.7555; ERG: 2.1393 | 2017 | 2.886e-07 | 5.0366e-06 | 2.7625e-06 | 2.5851e-06 | 1.5427e-06 | 8.8312e-07
2018 | EVO: 1.2459; AGD: 22.4908; CIT: 14.8662; END: 14.5583; ENX: 4.7442; ERG: 2.1481 | 2018 | 1.0547e-06 | 9.931e-06 | 7.0956e-06 | -3.2788e-06 | 7.9913e-07 | 5.231e-07
2019 | EVO: 1.2378; AGD: 22.8921; CIT: 15.0457; END: 14.4512; ENX: 4.8196; ERG: 2.0729 | 2019 | 5.067e-07 | 1.2878e-06 | 1.0509e-05 | 2.8015e-06 | 9.4473e-07 | 6.2633e-07
2020 | EVO: 1.2258; AGD: 22.0869; CIT: 15.0171; END: 14.5957; ENX: 4.6439; ERG: 2.134 | 2020 | 8.9282e-07 | 1.2286e-06 | 8.3997e-06 | 5.0052e-06 | 3.0179e-07 | 6.3123e-07
2021 | EVO: 1.2021; AGD: 21.8609; CIT: 14.9213; END: 13.9926; ENX: 4.7525; ERG: 2.1551 | 2021 | 2.9611e-07 | 8.045e-06 | -5.8319e-07 | -5.127e-07 | 1.4797e-06 | -2.4425e-07
2022 | EVO: 1.2393; AGD: 21.2667; CIT: 15.1873; END: 14.2062; ENX: 4.9121; ERG: 2.1578 | 2022 | 5.5672e-07 | 7.4463e-07 | 6.4313e-06 | 4.8505e-06 | 2.0087e-07 | 6.8681e-07
2023 | EVO: 1.219; AGD: 22.0807; CIT: 15.7585; END: 15.0048; ENX: 5.2623; ERG: 2.154 | 2023 | 4.4393e-07 | 4.2529e-06 | 4.4043e-06 | 1.8045e-06 | 2.5648e-06 | 8.461e-08
DNSP Multilateral Opex PFP indexes, 2006-2023 | [13 empty] | DNSP Multilateral Opex PFP indexes, 2006-2023 | bar: EVO to ERG
Year | EVO: EVO; AGD: AGD; CIT: CIT; END: END; ENX: ENX; ERG: ERG | Year | EVO | AGD | CIT | END | ENX | ERG
2006 | EVO: 1; AGD: 1.3306; CIT: 1.6397; END: 1.1332; ENX: 2.2923; ERG: 1.6378 | 2006 | 0 | -8.4334e-07 | -8.2627e-07 | -1.1347e-06 | -1.3588e-06 | -1.5245e-06
2007 | EVO: 0.98073; AGD: 1.3453; CIT: 1.6656; END: 1.2827; ENX: 2.4012; ERG: 1.599 | 2007 | -7.1131e-07 | -1.2453e-06 | -6.6183e-07 | -1.4799e-06 | -2.1903e-06 | -1.9574e-06
2008 | EVO: 0.9619; AGD: 1.0561; CIT: 1.7542; END: 1.1888; ENX: 2.3752; ERG: 1.5986 | 2008 | -3.5392e-07 | -2.0219e-07 | -4.1427e-07 | -2.5312e-07 | -8.4021e-07 | -8.5024e-07
2009 | EVO: 0.95677; AGD: 1.1558; CIT: 1.5791; END: 1.2182; ENX: 2.2293; ERG: 1.3907 | 2009 | -4.4434e-07 | -1.0732e-06 | -1.1985e-06 | -1.065e-06 | 1.012e-07 | -1.6795e-06
2010 | EVO: 0.84506; AGD: 1.1157; CIT: 1.6052; END: 1.2676; ENX: 2.1161; ERG: 1.1847 | 2010 | -7.2888e-07 | -1.3715e-06 | -1.4833e-06 | -1.0072e-06 | -1.2897e-06 | -1.112e-06
2011 | EVO: 0.73306; AGD: 1.1267; CIT: 1.5274; END: 1.1299; ENX: 1.7429; ERG: 1.3369 | 2011 | -6.4937e-07 | -1.7766e-06 | -1.3457e-07 | -1.3524e-06 | -1.0114e-06 | -7.4541e-07
2012 | EVO: 0.73843; AGD: 0.97784; CIT: 1.3668; END: 1.0962; ENX: 1.7544; ERG: 1.1756 | 2012 | -1.0844e-07 | -2.3207e-07 | -6.6401e-07 | -1.3943e-06 | -9.6535e-07 | -9.4254e-07
2013 | EVO: 0.70374; AGD: 1.1625; CIT: 1.3525; END: 1.192; ENX: 1.6459; ERG: 1.5624 | 2013 | -8.2695e-07 | -7.8527e-07 | -5.1619e-07 | -1.3329e-06 | -2.094e-06 | -1.2804e-06
2014 | EVO: 0.6387; AGD: 1.1252; CIT: 1.3408; END: 1.2443; ENX: 1.6099; ERG: 1.4647 | 2014 | -3.611e-07 | -1.8612e-06 | 4.6921e-08 | -4.4366e-07 | -1.0288e-06 | -1.7323e-06
2015 | EVO: 0.67422; AGD: 1.09; CIT: 1.3511; END: 1.1349; ENX: 1.6192; ERG: 1.877 | 2015 | -3.4593e-07 | -1.601e-06 | 4.2503e-07 | -4.9678e-07 | -8.8277e-07 | -9.2691e-07
2016 | EVO: 1.1184; AGD: 1.221; CIT: 1.3299; END: 1.2246; ENX: 1.9032; ERG: 1.7073 | 2016 | -1.8518e-06 | -6.4052e-07 | -1.1398e-06 | -1.5206e-06 | -5.3358e-07 | -1.5081e-06
2017 | EVO: 1.0279; AGD: 1.345; CIT: 1.4302; END: 1.3583; ENX: 1.633; ERG: 1.3085 | 2017 | -6.0751e-07 | -3.4999e-07 | -5.3005e-07 | -1.1887e-06 | -1.6336e-06 | -1.2648e-06
2018 | EVO: 0.90603; AGD: 1.4646; CIT: 1.51; END: 1.3347; ENX: 1.7078; ERG: 1.322 | 2018 | -1.0318e-06 | -6.562e-07 | -1.1028e-06 | -1.5082e-06 | -4.3195e-07 | -1.1382e-06
2019 | EVO: 0.94094; AGD: 1.4123; CIT: 1.5039; END: 1.3403; ENX: 1.6377; ERG: 1.4436 | 2019 | -8.7018e-07 | -8.2525e-07 | -1.8754e-06 | -7.0377e-07 | -6.288e-07 | -3.0707e-07
2020 | EVO: 1.0031; AGD: 1.5261; CIT: 1.5416; END: 1.3289; ENX: 1.8909; ERG: 1.3771 | 2020 | -6.0359e-07 | 4.5067e-08 | -1.4404e-06 | -7.5483e-07 | -1.0824e-06 | -1.0239e-06
2021 | EVO: 1.0778; AGD: 1.617; CIT: 1.6149; END: 1.484; ENX: 1.8409; ERG: 1.3 | 2021 | -7.928e-07 | -1.7049e-06 | -1.1788e-06 | -1.4172e-06 | -9.896e-07 | -1.2805e-06
2022 | EVO: 1.021; AGD: 1.7136; CIT: 1.5839; END: 1.4135; ENX: 1.711; ERG: 1.2793 | 2022 | -1.0249e-06 | -1.1576e-06 | -2.011e-06 | -7.7687e-07 | -7.6875e-07 | -4.1714e-07
2023 | EVO: 1.1725; AGD: 1.6304; CIT: 1.5237; END: 1.321; ENX: 1.4608; ERG: 1.4266 | 2023 | -4.0263e-07 | -2.7565e-07 | -1.5231e-06 | -1.5975e-06 | -1.7371e-06 | -6.9692e-07
DNSP Multilateral Capital PFP indexes, 2006-2023 | [13 empty] | DNSP Multilateral Capital PFP indexes, 2006-2023 | bar: EVO to ERG
Year | EVO: EVO; AGD: AGD; CIT: CIT; END: END; ENX: ENX; ERG: ERG | Year | EVO | AGD | CIT | END | ENX | ERG
2006 | EVO: 1; AGD: 1.4194; CIT: 1.2495; END: 1.5001; ENX: 1.7677; ERG: 1.1734 | 2006 | 0 | -4.6117e-07 | -9.3781e-07 | -1.2138e-06 | -9.3627e-07 | -1.3467e-07
2007 | EVO: 0.97702; AGD: 1.4145; CIT: 1.2367; END: 1.6259; ENX: 1.6628; ERG: 1.1384 | 2007 | -4.2107e-07 | -1.1211e-06 | -8.5736e-07 | -8.7721e-07 | -7.0094e-07 | -2.205e-07
2008 | EVO: 1.016; AGD: 1.3916; CIT: 1.271; END: 1.5562; ENX: 1.797; ERG: 1.1114 | 2008 | -4.1665e-07 | -5.7829e-07 | -3.09e-07 | -2.0975e-07 | -5.3931e-07 | -7.2678e-08
2009 | EVO: 0.99918; AGD: 1.3536; CIT: 1.2085; END: 1.5207; ENX: 1.7973; ERG: 1.0167 | 2009 | -4.6868e-07 | -1.3003e-06 | -4.9551e-07 | -1.5866e-06 | -5.5004e-07 | -4.1291e-07
2010 | EVO: 1.0041; AGD: 1.3862; CIT: 1.2268; END: 1.5109; ENX: 1.6562; ERG: 1.0025 | 2010 | -4.8639e-07 | -1.664e-06 | 9.0904e-08 | -8.4842e-07 | -2.1576e-08 | 1.0415e-07
2011 | EVO: 0.94658; AGD: 1.3598; CIT: 1.2113; END: 1.4975; ENX: 1.6731; ERG: 1.0586 | 2011 | -6.6628e-07 | -9.5158e-07 | -1.4269e-07 | -1.1962e-06 | -1.6967e-07 | -5.1317e-07
2012 | EVO: 1.0073; AGD: 1.3187; CIT: 1.1907; END: 1.5036; ENX: 1.695; ERG: 1.0207 | 2012 | -6.7064e-07 | -7.7908e-07 | -6.9263e-07 | -1.0512e-06 | -1.1544e-06 | -4.0631e-07
2013 | EVO: 1.0084; AGD: 1.2858; CIT: 1.1672; END: 1.4916; ENX: 1.6474; ERG: 1.0414 | 2013 | -6.0671e-07 | -2.916e-07 | 2.0831e-07 | -5.9277e-07 | -1.7733e-07 | -6.5448e-07
2014 | EVO: 0.98262; AGD: 1.2895; CIT: 1.1166; END: 1.4728; ENX: 1.5821; ERG: 0.9746 | 2014 | -6.5e-07 | -1.2922e-06 | -5.5384e-07 | -3.7955e-07 | -1.3356e-06 | -2.9677e-07
2015 | EVO: 0.99013; AGD: 1.2629; CIT: 1.1248; END: 1.4065; ENX: 1.6371; ERG: 1.0175 | 2015 | -3.4387e-07 | -1.6951e-06 | -8.6086e-07 | -2.4416e-07 | 1.4053e-08 | -5.0681e-07
2016 | EVO: 0.98683; AGD: 1.2503; CIT: 1.1036; END: 1.3952; ENX: 1.6028; ERG: 1.0005 | 2016 | -8.3101e-07 | -5.2589e-07 | -5.9622e-07 | -1.6734e-06 | -9.1428e-07 | -9.1703e-07
2017 | EVO: 0.97884; AGD: 1.2556; CIT: 1.1389; END: 1.4215; ENX: 1.5631; ERG: 0.99281 | 2017 | -5.4748e-07 | -2.0172e-07 | -1.7028e-07 | -5.7415e-07 | -8.9545e-07 | -7.6e-07
2018 | EVO: 1.0295; AGD: 1.2591; CIT: 1.0926; END: 1.3963; ENX: 1.5862; ERG: 0.93066 | 2018 | -3.7037e-07 | -7.6112e-07 | -3.5546e-07 | -1.2882e-06 | -8.8692e-07 | -5.1576e-07
2019 | EVO: 1.0115; AGD: 1.2362; CIT: 1.0879; END: 1.3763; ENX: 1.5467; ERG: 0.95691 | 2019 | -4.709e-07 | -3.2829e-07 | -8.1049e-07 | -3.9391e-07 | -6.2984e-07 | -1.3501e-07
2020 | EVO: 1.0053; AGD: 1.2055; CIT: 1.0869; END: 1.3689; ENX: 1.5699; ERG: 0.94378 | 2020 | -3.3917e-07 | -5.023e-07 | -8.3746e-07 | -1.053e-06 | -4.4098e-07 | -5.5858e-07
2021 | EVO: 1.0098; AGD: 1.2314; CIT: 1.1145; END: 1.3541; ENX: 1.511; ERG: 0.91727 | 2021 | -3.658e-07 | -1.9769e-07 | -6.3673e-07 | -1.063e-06 | -1.1623e-06 | -2.5486e-07
2022 | EVO: 0.99778; AGD: 1.223; CIT: 1.0846; END: 1.3224; ENX: 1.4835; ERG: 0.88273 | 2022 | -5.6227e-07 | -5.4147e-07 | -4.773e-07 | -7.7594e-07 | -7.7633e-07 | -8.5046e-07
2023 | EVO: 1.0818; AGD: 1.2429; CIT: 1.0642; END: 1.3491; ENX: 1.46; ERG: 0.8927 | 2023 | -6.7876e-07 | -3.3073e-07 | -7.5623e-07 | -9.0067e-07 | -1.1737e-06 | -2.5157e-07

## I&O Tables checks
Individual Outputs & Inputs Indexes
DIND: individual output & input indexes, 2006-2023
| Output Indexes | [6 empty] | Input Indexes | [6 empty] | Partial Productivity Indexes | [7 empty] | Output Indexes | [6 empty] | Input Indexes | [6 empty] | Partial Productivity Indexes
Year | Energy | Rat. max demand | Customers | Circuit length | CMOS | Max Demand | Total Output | Real Opex | O/H Sub-tran. lines | O/H Distr. lines | U/G Sub-tran. lines | U/G Distr. lines | Trans-formers | Total Input | Real Opex | O/H Sub-tran. lines | O/H Distr. lines | U/G Sub-tran. lines | U/G Distr. lines | Trans-formers | Capital | Year | Energy | Rat. max demand | Customers | Circuit length | CMOS | Max Demand | Total Output | Real Opex | O/H Sub-tran. lines | O/H Distr. lines | U/G Sub-tran. lines | U/G Distr. lines | Trans-formers | Total Input | Real Opex | O/H Sub-tran. lines | O/H Distr. lines | U/G Sub-tran. lines | U/G Distr. lines | Trans-formers | Capital
2006 | 1 | 1 | 1 | 1 | 1 |  | 1 | 1 | 1 | 1 | 1 | 1 | 1 | 1 | 1 | 1 | 1 | 1 | 1 | 1 | 1 | 2006 | 0 | 0 | 0 | 0 | 0 |  | 0 | 0 | 0 | 0 | 0 | 0 | 0 | 0 | 0 | 0 | 0 | 0 | 0 | 0 | 0
2007 | 1.0112 | 1.0325 | 1.0131 | 0.99245 | 0.89706 |  | 1.0351 | 1.0003 | 1.0034 | 0.9858 | 1.0317 | 1.0577 | 1.0499 | 1.018 | 1.0348 | 1.0315 | 1.05 | 1.0033 | 0.97863 | 0.98593 | 1.0042 | 2007 | -9.5757e-08 | -5.2111e-07 | 2.0595e-07 | -7.0074e-08 | -2.2387e-08 |  | -7.6691e-08 | 2.2507e-09 | 2.6089e-07 | -2.8362e-08 | -4.6043e-08 | 4.8145e-07 | 2.6559e-07 | -1.8602e-07 | 6.9456e-07 | 1.492e-07 | 3.0401e-07 | 5.4122e-07 | 2.3239e-07 | 2.0936e-07 | 0
2008 | 1.0267 | 1.0729 | 1.0266 | 0.99199 | 0.89549 |  | 1.0557 | 1.1393 | 1.0024 | 0.98985 | 1.0509 | 1.0684 | 1.089 | 1.0888 | 0.92661 | 1.0532 | 1.0665 | 1.0046 | 0.98814 | 0.96944 | 1.0037 | 2008 | -3.7914e-07 | -4.3808e-08 | -1.7128e-08 | -4.7025e-08 | -3.5847e-08 |  | -1.2778e-07 | 2.6791e-07 | -7.2395e-08 | -2.6337e-09 | -1.775e-07 | 1.31e-07 | 1.6516e-07 | -8.3468e-07 | -2.9835e-07 | -4.6987e-08 | -1.3849e-07 | -5.8312e-07 | -3.1408e-07 | -3.5417e-07 | 0
2009 | 1.031 | 1.1175 | 1.0428 | 1.0017 | 1.022 |  | 1.0566 | 1.1185 | 1.0154 | 0.99122 | 1.0627 | 1.1297 | 1.1327 | 1.0977 | 0.94464 | 1.0406 | 1.0659 | 0.99424 | 0.93526 | 0.93279 | 0.97482 | 2009 | -4.7371e-08 | 2.1373e-07 | 2.4118e-07 | -1.0269e-07 | 5.5824e-08 |  | 2.7115e-07 | 2.9819e-07 | -3.3272e-07 | 4.429e-08 | 3.3031e-07 | -3.7264e-07 | -8.0498e-08 | 3.1349e-08 | 6.2512e-08 | -7.1304e-08 | 3.5738e-07 | 6.5877e-08 | 1.3778e-07 | 7.4102e-08 | 0
2010 | 1.038 | 1.1315 | 1.0558 | 1.0086 | 0.93198 |  | 1.087 | 1.17 | 1.0316 | 0.99515 | 1.1001 | 1.1813 | 1.1753 | 1.1379 | 0.92906 | 1.0536 | 1.0923 | 0.98809 | 0.92013 | 0.92484 | 0.97461 | 2010 | 2.7793e-07 | -3.599e-07 | -4.7002e-07 | 1.028e-07 | 2.429e-08 |  | 5.9366e-07 | 4.389e-07 | 3.5731e-07 | 7.852e-08 | -3.5175e-07 | 2.4973e-07 | 8.7959e-08 | 1.6718e-07 | 8.1034e-08 | -1.6324e-07 | -2.4089e-07 | 5.464e-08 | 1.9098e-07 | 1.5111e-07 | 0
2011 | 1.0183 | 1.1423 | 1.0689 | 1.0147 | 0.91779 |  | 1.0975 | 1.2395 | 1.0361 | 0.99965 | 1.1381 | 1.2255 | 1.2044 | 1.1784 | 0.88545 | 1.0593 | 1.0979 | 0.96438 | 0.89559 | 0.91126 | 0.96401 | 2011 | -2.2949e-07 | -3.2813e-07 | 3.1899e-07 | -1.172e-07 | -2.6934e-08 |  | 3.1248e-07 | 3.447e-07 | 2.6716e-07 | 1.3148e-07 | 2.393e-07 | 3.1188e-07 | -2.4135e-07 | -5.2979e-08 | -7.2991e-09 | -8.0059e-09 | -3.8948e-07 | -1.1096e-07 | 8.1938e-08 | -5.8423e-08 | 0
2012 | 1.0033 | 1.1446 | 1.0816 | 1.0209 | 0.88973 |  | 1.1073 | 1.3735 | 1.0496 | 1.0036 | 1.188 | 1.2703 | 1.2395 | 1.2478 | 0.80621 | 1.055 | 1.1034 | 0.93207 | 0.87171 | 0.89338 | 0.9502 | 2012 | -7.621e-08 | 3.5744e-07 | -4.9149e-07 | -2.6689e-07 | 1.5073e-08 |  | -1.9411e-07 | -2.3533e-07 | 3.5719e-07 | 3.1143e-07 | -2.8244e-08 | -2.8595e-08 | -2.1301e-07 | -5.1582e-07 | -1.9317e-07 | -8.0784e-08 | -1.6528e-07 | -2.9848e-07 | -1.152e-07 | -2.5732e-07 | 0
2013 | 0.97438 | 1.1446 | 1.0947 | 1.0197 | 0.88726 |  | 1.1064 | 1.2524 | 1.0386 | 1.0061 | 1.2439 | 1.3123 | 1.2712 | 1.2148 | 0.88349 | 1.0653 | 1.0998 | 0.88947 | 0.84315 | 0.87039 | 0.93126 | 2013 | 7.056e-08 | 3.5744e-07 | 4.4269e-07 | 5.0957e-08 | 5.9418e-09 |  | 3.8538e-07 | -3.7132e-07 | -2.0497e-07 | -6.1859e-08 | 6.8446e-07 | 1.2535e-08 | -2.3688e-07 | -3.76e-07 | 4.2875e-08 | 6.2314e-07 | 4.0324e-07 | -1.0408e-07 | 1.4694e-07 | 5.5194e-09 | 0
2014 | 0.95626 | 1.1587 | 1.1071 | 1.0241 | 0.90128 |  | 1.112 | 1.2744 | 1.0404 | 1.011 | 1.3145 | 1.3559 | 1.3069 | 1.2407 | 0.87251 | 1.0687 | 1.0999 | 0.84595 | 0.82007 | 0.85084 | 0.91527 | 2014 | 1.1308e-07 | -2.491e-07 | -9.4505e-08 | 4.2784e-07 | -3.7258e-08 |  | -1.265e-08 | -1.6853e-07 | -4.4061e-07 | 4.1338e-07 | -2.7216e-07 | 7.0183e-08 | -3.1345e-07 | -1.6026e-07 | -9.2331e-08 | -5.9384e-07 | -5.5286e-07 | -3.0566e-07 | -8.3569e-08 | -2.3123e-07 | 0
2015 | 0.96686 | 1.1597 | 1.122 | 1.0291 | 0.90568 |  | 1.1183 | 1.3149 | 1.054 | 1.0165 | 1.2791 | 1.3994 | 1.3307 | 1.2682 | 0.8505 | 1.061 | 1.1002 | 0.87428 | 0.79914 | 0.84043 | 0.90673 | 2015 | 4.5481e-08 | 1.6145e-07 | -5.5652e-07 | 2.5195e-07 | 5.841e-08 |  | -9.082e-08 | 2.3951e-07 | -6.5308e-09 | 2.7474e-07 | 1.6111e-07 | -2.488e-07 | 5.0252e-07 | 1.0535e-07 | -4.1998e-08 | -1.3107e-08 | -3.2865e-07 | -2.1287e-07 | 1.8122e-08 | -9.4355e-08 | 0
2016 | 0.97299 | 1.16 | 1.1379 | 1.0331 | 0.92548 |  | 1.1215 | 1.2133 | 1.0597 | 1.0176 | 1.3164 | 1.4373 | 1.3534 | 1.2354 | 0.92429 | 1.0583 | 1.1021 | 0.85191 | 0.78023 | 0.82863 | 0.89629 | 2016 | 6.3127e-08 | -3.8542e-07 | -4.6101e-07 | -2.0908e-07 | 4.9079e-08 |  | -3.1083e-07 | -3.2779e-07 | 2.2346e-07 | -3.9137e-07 | 5.5451e-07 | -1.8454e-07 | 4.3488e-07 | -5.4751e-07 | -4.0466e-07 | -5.0321e-07 | -7.5307e-07 | -3.9504e-07 | -1.8476e-07 | -2.5586e-07 | 0
2017 | 0.97242 | 1.1667 | 1.1569 | 1.0375 | 0.84845 |  | 1.143 | 1.163 | 1.0765 | 1.0174 | 1.3494 | 1.4788 | 1.3588 | 1.2198 | 0.98284 | 1.0618 | 1.1234 | 0.84704 | 0.77293 | 0.84119 | 0.90501 | 2017 | 7.0699e-08 | 1.8509e-08 | -3.6068e-07 | -2.2484e-08 | -2.2062e-08 |  | -1.7863e-07 | 2.1803e-07 | -6.0517e-07 | -1.7136e-07 | 4.2149e-07 | -1.4731e-07 | 1.5923e-07 | 2.9254e-07 | 4.5712e-08 | -2.1487e-08 | -2.4475e-07 | -1.8086e-08 | 2.0295e-07 | 1.0156e-07 | 0
2018 | 0.96695 | 1.1722 | 1.1748 | 1.0403 | 0.88802 |  | 1.1428 | 1.1166 | 1.0627 | 1.0242 | 1.3298 | 1.517 | 1.3762 | 1.2064 | 1.0235 | 1.0754 | 1.1158 | 0.85939 | 0.75337 | 0.83042 | 0.89561 | 2018 | 9.2844e-08 | 3.1416e-07 | -2.7176e-07 | -1.0878e-07 | 7.7023e-08 |  | 6.8316e-07 | 9.6527e-08 | 2.5803e-07 | -2.8757e-07 | 6.3293e-07 | -1.6726e-07 | 2.9238e-07 | 1.1588e-07 | 1.2413e-07 | 7.1959e-07 | 9.2413e-09 | 4.1379e-08 | 2.6852e-07 | 1.4895e-07 | 0
2019 | 0.97362 | 1.1771 | 1.1932 | 1.0446 | 0.97243 |  | 1.1368 | 1.1246 | 1.063 | 1.0245 | 1.3217 | 1.5567 | 1.3915 | 1.2169 | 1.0108 | 1.0694 | 1.1096 | 0.86009 | 0.73028 | 0.81694 | 0.88239 | 2019 | 1.2801e-07 | -2.8726e-07 | -2.1908e-07 | -1.0989e-07 | 1.4358e-07 |  | 2.8915e-07 | -3.7089e-07 | -6.255e-07 | -3.5262e-07 | 4.278e-07 | -3.077e-07 | 2.6237e-07 | -2.1942e-08 | 2.9671e-07 | 2.3484e-08 | 2.1629e-08 | -1.606e-07 | 1.3155e-07 | 5.9272e-08 | 0
2020 | 0.95481 | 1.1841 | 1.2076 | 1.0489 | 0.99186 |  | 1.1388 | 1.0775 | 1.0697 | 1.0239 | 1.3777 | 1.6002 | 1.4084 | 1.2019 | 1.057 | 1.0646 | 1.1123 | 0.82662 | 0.71168 | 0.80863 | 0.87311 | 2020 | 6.6238e-08 | -1.4108e-07 | -5.1266e-07 | 1.4099e-07 | 9.7058e-08 |  | -1.9865e-07 | 4.6751e-07 | -6.9161e-07 | 7.0374e-08 | -7.4524e-08 | -2.333e-07 | -4.786e-07 | 1.7646e-07 | 6.661e-08 | 2.1312e-07 | 2.7232e-07 | -2.6073e-07 | 3.6664e-08 | -9.44e-08 | 0
2021 | 0.95194 | 1.1851 | 1.2198 | 1.0525 | 0.88509 |  | 1.1621 | 1.0353 | 1.0678 | 1.027 | 1.3713 | 1.6441 | 1.4218 | 1.1846 | 1.1225 | 1.0883 | 1.1315 | 0.84747 | 0.70684 | 0.81738 | 0.88221 | 2021 | -1.5757e-08 | -2.1235e-07 | 5.5931e-08 | -4.1479e-07 | 1.4715e-07 |  | -1.3458e-07 | -7.5645e-08 | -5.714e-07 | 2.4934e-07 | 3.4589e-07 | -7.7744e-07 | -9.6268e-08 | -2.8114e-07 | 1.6289e-07 | -1.0685e-07 | -4.8124e-07 | -3.6196e-07 | -3.7541e-08 | -2.3954e-07 | 0
2022 | 0.96029 | 1.1952 | 1.2361 | 1.0563 | 1.0192 |  | 1.1479 | 1.0265 | 1.0735 | 1.0312 | 1.3847 | 1.6793 | 1.4217 | 1.1854 | 1.1182 | 1.0693 | 1.1131 | 0.82897 | 0.68352 | 0.80739 | 0.86677 | 2022 | 6.2782e-09 | -2.7319e-07 | 3.1107e-07 | 1.1076e-07 | -1.049e-07 |  | 7.3271e-07 | -4.2968e-07 | -4.2667e-07 | -1.4637e-07 | 3.9775e-07 | 3.1622e-07 | -4.557e-07 | -5.2638e-07 | 4.7056e-07 | 1.0701e-06 | 4.8638e-07 | 1.8038e-07 | 2.7591e-07 | 2.1724e-07 | 0
2023 | 0.9721 | 1.2002 | 1.2512 | 1.0603 | 0.96507 |  | 1.166 | 1.101 | 1.0774 | 1.0322 | 1.3518 | 1.7166 | 1.4446 | 1.2344 | 1.059 | 1.0822 | 1.1296 | 0.86251 | 0.67924 | 0.80714 | 0.87139 | 2023 | 4.0641e-08 | -1.4397e-07 | -4.3525e-07 | 3.1684e-07 | 1.3184e-07 |  | 1.0204e-06 | 3.5532e-07 | -9.7595e-08 | 3.8897e-07 | -1.2035e-07 | -2.5883e-07 | 1.4362e-07 | 5.2256e-07 | -8.6218e-08 | 3.5056e-07 | 3.2915e-07 | 2.238e-07 | 3.8078e-07 | 3.8816e-07 | 0
1.EVO: individual output & input indexes, 2006-2023
| Output Indexes | [6 empty] | Input Indexes | [6 empty] | Partial Productivity Indexes | [7 empty] | Output Indexes | [6 empty] | Input Indexes | [6 empty] | Partial Productivity Indexes
Year | Energy | Rat. max demand | Customers | Circuit length | CMOS | Max Demand | Total Output | Real Opex | O/H Sub-tran. lines | O/H Distr. lines | U/G Sub-tran. lines | U/G Distr. lines | Trans-formers | Total Input | Real Opex | O/H Sub-tran. lines | O/H Distr. lines | U/G Sub-tran. lines | U/G Distr. lines | Trans-formers | Capital | Year | Energy | Rat. max demand | Customers | Circuit length | CMOS | Max Demand | Total Output | Real Opex | O/H Sub-tran. lines | O/H Distr. lines | U/G Sub-tran. lines | U/G Distr. lines | Trans-formers | Total Input | Real Opex | O/H Sub-tran. lines | O/H Distr. lines | U/G Sub-tran. lines | U/G Distr. lines | Trans-formers | Capital
2006 | 1 | 1 | 1 | 1 | 1 |  | 1 | 1 | 1 | 1 | 1 | 1 | 1 | 1 | 1 | 1 | 1 | 1 | 1 | 1 | 1 | 2006 | 0 | 0 | 0 | 0 | 0 |  | 0 | 0 | 0 | 0 | 0 | 0 | 0 | 0 | 0 | 0 | 0 | 0 | 0 | 0 | 0
2007 | 1.0227 | 1 | 1.012 | 1.0049 | 1.2809 |  | 0.99518 | 1.0068 | 1 | 0.9963 | 1 | 1.0157 | 1.0231 | 1.0102 | 0.98849 | 0.99518 | 0.99887 | 0.99518 | 0.97982 | 0.97267 | 0.98127 | 2007 | -3.2643e-07 | 0 | 3.8104e-07 | -6.0295e-08 | 1.2632e-07 |  | -2.443e-07 | 4.7508e-08 | 0 | 3.1792e-08 | 0 | 1.34e-07 | 5.4966e-07 | -2.6788e-07 | -2.2877e-07 | -2.443e-07 | -2.5334e-07 | -2.443e-07 | -3.5587e-07 | -3.206e-07 | 0
2008 | 1.0323 | 1 | 1.0255 | 1.0028 | 0.7501 |  | 1.0186 | 1.0699 | 1 | 0.99089 | 1 | 1.0176 | 1.0443 | 1.0425 | 0.95209 | 1.0186 | 1.028 | 1.0186 | 1.001 | 0.97541 | 0.99578 | 2008 | 2.3324e-07 | 0 | 3.6485e-07 | 6.0074e-08 | 5.2477e-08 |  | -2.7055e-07 | 2.9344e-07 | 0 | 4.9255e-08 | 0 | -7.2678e-08 | -4.2405e-07 | 1.3089e-07 | -2.0478e-07 | -2.7055e-07 | 1.466e-07 | -2.7055e-07 | 2.7735e-07 | -1.7223e-07 | 0
2009 | 1.0416 | 1 | 1.0426 | 1.0196 | 0.89068 |  | 1.0239 | 1.0739 | 1 | 0.98807 | 1 | 1.0546 | 1.0727 | 1.0583 | 0.95337 | 1.0239 | 1.0362 | 1.0239 | 0.97089 | 0.95444 | 0.97865 | 2009 | 3.5215e-07 | 0 | 2.012e-07 | 2.6659e-07 | 3.0901e-08 |  | 1.167e-07 | 4.8217e-07 | 0 | 9.7206e-09 | 0 | 5.3532e-07 | 3.2258e-07 | 4.2106e-07 | -2.2656e-07 | 1.167e-07 | 1.3816e-07 | 1.167e-07 | -3.911e-07 | -2.6947e-07 | 0
2010 | 1.0501 | 1 | 1.0672 | 1.0369 | 0.78671 |  | 1.0398 | 1.2397 | 1 | 0.98871 | 1 | 1.0951 | 1.0909 | 1.14 | 0.83872 | 1.0398 | 1.0516 | 1.0398 | 0.9495 | 0.95312 | 0.97471 | 2010 | -5.7648e-08 | 0 | -1.1265e-07 | -2.0791e-07 | 3.1229e-08 |  | 3.5797e-07 | -3.2499e-07 | 0 | 1.0147e-07 | 0 | 1.8977e-07 | 1.2342e-07 | 7.2811e-07 | -8.976e-08 | 3.5797e-07 | -3.9111e-07 | 3.5797e-07 | -9.0148e-08 | -8.3598e-08 | 0
2011 | 1.055 | 1 | 1.0934 | 1.0566 | 1.4901 |  | 1.0284 | 1.3787 | 1 | 0.99089 | 1 | 1.1327 | 1.1203 | 1.2103 | 0.74591 | 1.0284 | 1.0379 | 1.0284 | 0.90791 | 0.91796 | 0.94278 | 2011 | 2.4467e-07 | 0 | -2.974e-07 | -4.8364e-07 | -2.4503e-07 |  | -3.5324e-08 | 4.4286e-07 | 0 | 4.9255e-08 | 0 | 2.6536e-07 | -4.2787e-07 | 4.869e-07 | -1.2862e-07 | -3.5324e-08 | -5.6787e-07 | -3.5324e-08 | -3.1163e-07 | -9.1274e-08 | 0
2012 | 1.0482 | 1.1136 | 1.1209 | 1.0736 | 1.0408 |  | 1.095 | 1.4793 | 1.1162 | 0.97717 | 1 | 1.1739 | 1.1276 | 1.2616 | 0.74023 | 0.98104 | 1.1206 | 1.095 | 0.93285 | 0.97112 | 0.98664 | 2012 | 9.6512e-08 | -2.4315e-07 | 4.9756e-07 | 2.6627e-08 | 2.2739e-07 |  | 1.2247e-07 | 3.4082e-07 | 3.5443e-07 | -2.0204e-08 | 0 | -2.7775e-07 | 2.9247e-07 | -2.011e-07 | -4.6716e-08 | -1.1121e-08 | -1.0342e-07 | 1.2247e-07 | -1.5667e-07 | -3.574e-08 | 0
2013 | 1.0528 | 1.1136 | 1.1472 | 1.0893 | 0.94071 |  | 1.1102 | 1.5797 | 1.1162 | 0.97096 | 1 | 1.2148 | 1.1499 | 1.3197 | 0.70277 | 0.9946 | 1.1434 | 1.1102 | 0.91386 | 0.96546 | 0.98278 | 2013 | 1.9211e-07 | -2.4315e-07 | 3.7934e-07 | -2.8166e-07 | 6.7749e-08 |  | -1.3223e-07 | 6.5588e-07 | 3.5443e-07 | 1.4229e-08 | 0 | 2.6577e-07 | 2.2394e-07 | 8.1797e-07 | -3.2627e-07 | -1.8636e-07 | -6.0689e-07 | -1.3223e-07 | -3.8865e-07 | -1.9087e-07 | 0
2014 | 1.0259 | 1.1136 | 1.1566 | 1.1027 | 0.88584 |  | 1.1168 | 1.7556 | 1.1165 | 0.96046 | 3.8573 | 1.2588 | 1.1828 | 1.4137 | 0.63612 | 1.0002 | 1.1628 | 0.28952 | 0.8872 | 0.94415 | 0.96703 | 2014 | 3.5155e-07 | -2.4315e-07 | 1.9796e-07 | 8.0185e-09 | 1.2528e-07 |  | -2.7544e-07 | 3.3321e-07 | 1.3924e-07 | 3.4866e-08 | 8.3847e-08 | 4.325e-07 | 3.8683e-07 | 5.4665e-07 | -1.9335e-07 | 3.8321e-08 | -1.4499e-07 | -1.2478e-07 | -3.4757e-07 | -2.6042e-07 | 0
2015 | 1.0355 | 1.1628 | 1.177 | 1.1274 | 1.1053 |  | 1.1412 | 1.6906 | 1.1161 | 0.93621 | 3.8715 | 1.3022 | 1.1997 | 1.387 | 0.67502 | 1.0224 | 1.2189 | 0.29476 | 0.87632 | 0.95122 | 0.97704 | 2015 | 1.5038e-08 | 4.3804e-07 | -4.1893e-08 | -3.25e-07 | 1.0155e-08 |  | -3.4634e-07 | 6.1884e-07 | 3.5881e-07 | 8.5999e-08 | 1.4745e-07 | 7.9567e-08 | 3.679e-07 | -1.2054e-07 | -1.2759e-07 | 4.8391e-07 | 1.2492e-07 | -5.4312e-08 | -7.2048e-08 | 2.4096e-09 | 0
2016 | 1.0427 | 1.1628 | 1.1971 | 1.1371 | 1.2004 |  | 1.146 | 1.0234 | 1.1214 | 0.94688 | 3.8587 | 1.3145 | 1.2104 | 1.112 | 1.1198 | 1.0219 | 1.2103 | 0.297 | 0.87185 | 0.94685 | 0.97221 | 2016 | -1.2565e-07 | 4.3804e-07 | 3.0767e-07 | -3.4916e-07 | 4.1118e-07 |  | 1.283e-07 | 5.9763e-07 | 9.9312e-08 | -1.796e-09 | 6.4163e-08 | -4.612e-08 | -3.4017e-07 | 1.3372e-07 | -3.4499e-07 | 1.2565e-07 | 6.9666e-08 | -8.9377e-08 | -3.7575e-07 | -2.7343e-07 | 0
2017 | 1.0565 | 1.1628 | 1.2393 | 1.1417 | 1.3986 |  | 1.1493 | 1.1101 | 1.0833 | 0.96063 | 3.9083 | 1.3296 | 1.2166 | 1.1523 | 1.0353 | 1.061 | 1.1964 | 0.29408 | 0.86441 | 0.9447 | 0.96869 | 2017 | 3.1586e-09 | 4.3804e-07 | 4.6906e-07 | -1.6953e-08 | 2.744e-07 |  | -2.7158e-07 | 1.0439e-07 | 3.5708e-07 | 7.1963e-08 | 2.9913e-07 | 5.0649e-07 | -2.2428e-07 | 4.5311e-08 | -5.067e-07 | -6.5699e-07 | -5.2195e-08 | -1.3106e-07 | -3.7245e-07 | -3.5417e-07 | 0
2018 | 1.034 | 1.2883 | 1.2785 | 1.1527 | 1.147 |  | 1.2111 | 1.3398 | 1.0843 | 0.96698 | 3.9239 | 1.3449 | 1.2314 | 1.2586 | 0.90401 | 1.117 | 1.2525 | 0.30866 | 0.90057 | 0.98354 | 1.0105 | 2018 | 1.873e-08 | -3.9252e-07 | -1.4594e-07 | -6.0357e-07 | -1.5166e-07 |  | 1.8235e-07 | -1.1404e-07 | 3.5809e-07 | 1.9446e-08 | 6.0715e-08 | 2.4923e-07 | 1.976e-08 | 3.2764e-07 | -1.9044e-07 | 2.4477e-07 | -5.4568e-07 | -4.4057e-08 | -2.4669e-07 | -1.5507e-07 | 0
2019 | 1.0464 | 1.2883 | 1.3148 | 1.1636 | 1.3127 |  | 1.217 | 1.2906 | 1.0843 | 0.9684 | 3.9239 | 1.3651 | 1.2723 | 1.2503 | 0.94296 | 1.1224 | 1.2567 | 0.31015 | 0.89153 | 0.95653 | 0.99584 | 2019 | -2.1455e-07 | -3.9252e-07 | -1.2672e-07 | 1.6563e-07 | 5.7672e-07 |  | 4.0977e-08 | 5.3886e-07 | -2.61e-08 | 7.4562e-09 | 6.0715e-08 | 1.6451e-07 | 7.8445e-08 | -3.6682e-08 | -2.2868e-07 | -2.5002e-07 | -4.6855e-07 | -8.8367e-08 | -2.5527e-07 | -1.0098e-07 | 0
2020 | 1.0351 | 1.2883 | 1.3413 | 1.201 | 1.334 |  | 1.2355 | 1.2291 | 1.1741 | 0.97174 | 3.974 | 1.4075 | 1.2904 | 1.2364 | 1.0052 | 1.0523 | 1.2715 | 0.3109 | 0.87784 | 0.95749 | 0.99016 | 2020 | 2.2662e-07 | -3.9252e-07 | -7.6988e-08 | -3.281e-07 | -1.3398e-07 |  | -3.8515e-07 | -9.6924e-08 | -1.6987e-07 | -3.8367e-08 | 8.3134e-07 | 5.2401e-07 | -9.1583e-08 | 7.4262e-07 | -6.7529e-07 | -3.2269e-07 | -6.729e-08 | -1.037e-07 | -2.3837e-07 | -9.8045e-08 | 0
2021 | 1.0336 | 1.34 | 1.3753 | 1.2171 | 1.4849 |  | 1.2597 | 1.162 | 1.1976 | 0.97283 | 3.969 | 1.4385 | 1.3057 | 1.2118 | 1.0841 | 1.0518 | 1.2948 | 0.31737 | 0.87571 | 0.96474 | 0.99642 | 2021 | -4.9672e-07 | -1.4694e-07 | -1.4729e-07 | -9.4986e-08 | 5.6841e-07 |  | 2.971e-07 | 3.5101e-07 | 3.1217e-07 | -4.2297e-08 | 2.6044e-07 | 5.5511e-07 | -7.5272e-08 | -1.9372e-07 | 1.8196e-07 | 3.2548e-07 | 2.9168e-07 | -4.4155e-08 | -8.7358e-08 | 5.0387e-08 | 0
2022 | 1.0507 | 1.3823 | 1.4041 | 1.2252 | 1.9383 |  | 1.2637 | 1.2266 | 1.2865 | 0.97729 | 3.969 | 1.4558 | 1.3168 | 1.2501 | 1.0302 | 0.98229 | 1.2931 | 0.3184 | 0.86805 | 0.95968 | 0.98745 | 2022 | 2.7913e-07 | 4.1582e-07 | 2.7911e-07 | 2.4233e-07 | 4.1629e-07 |  | -3.9825e-09 | 7.0808e-07 | -1.4828e-07 | -1.7403e-08 | 2.6044e-07 | 3.0227e-07 | 6.2828e-07 | 2.6678e-07 | 1.2085e-08 | -1.0887e-07 | -2.7118e-07 | -9.158e-08 | -3.7644e-07 | -3.663e-07 | 0
2023 | 1.0808 | 1.6338 | 1.4331 | 1.2295 | 1.6655 |  | 1.3635 | 1.1644 | 1.3029 | 0.9763 | 3.9694 | 1.4685 | 1.3174 | 1.2288 | 1.1709 | 1.0465 | 1.3966 | 0.3435 | 0.92846 | 1.035 | 1.0618 | 2023 | -3.1596e-07 | -2.3462e-07 | -3.6572e-07 | -5.6669e-07 | -2.2815e-07 |  | -2.0044e-07 | 1.4205e-07 | 2.0191e-07 | -4.574e-08 | -1.2527e-07 | 1.1877e-07 | -2.3322e-07 | 5.8092e-07 | 1.555e-07 | -1.2455e-07 | -1.8149e-07 | -2.8035e-08 | -2.4467e-07 | -5.895e-07 | 0
2.AGD: individual output & input indexes, 2006-2023
| Output Indexes | [6 empty] | Input Indexes | [6 empty] | Partial Productivity Indexes | [7 empty] | Output Indexes | [6 empty] | Input Indexes | [6 empty] | Partial Productivity Indexes
Year | Energy | Rat. max demand | Customers | Circuit length | CMOS | Max Demand | Total Output | Real Opex | O/H Sub-tran. lines | O/H Distr. lines | U/G Sub-tran. lines | U/G Distr. lines | Trans-formers | Total Input | Real Opex | O/H Sub-tran. lines | O/H Distr. lines | U/G Sub-tran. lines | U/G Distr. lines | Trans-formers | Capital | Year | Energy | Rat. max demand | Customers | Circuit length | CMOS | Max Demand | Total Output | Real Opex | O/H Sub-tran. lines | O/H Distr. lines | U/G Sub-tran. lines | U/G Distr. lines | Trans-formers | Total Input | Real Opex | O/H Sub-tran. lines | O/H Distr. lines | U/G Sub-tran. lines | U/G Distr. lines | Trans-formers | Capital
2006 | 1 | 1 | 1 | 1 | 1 |  | 1 | 1 | 1 | 1 | 1 | 1 | 1 | 1 | 1 | 1 | 1 | 1 | 1 | 1 | 1 | 2006 | 0 | 0 | 0 | 0 | 0 |  | 0 | 0 | 0 | 0 | 0 | 0 | 0 | 0 | 0 | 0 | 0 | 0 | 0 | 0 | 0
2007 | 1.0107 | 1 | 1.01 | 1.0034 | 0.99267 |  | 1.0057 | 0.8494 | 0.94844 | 0.99794 | 0.99733 | 1.0306 | 1.0451 | 0.95025 | 1.184 | 1.0604 | 1.0078 | 1.0084 | 0.97582 | 0.96232 | 0.98136 | 2007 | -3.7761e-07 | 0 | -4.2767e-07 | 1.874e-07 | 9.7064e-08 |  | -3.0554e-07 | -2.6001e-08 | 8.5258e-09 | -5.3197e-08 | -6.5482e-08 | -1.9961e-07 | -1.5911e-07 | 1.5726e-08 | -5.7474e-07 | -4.2951e-07 | 2.1828e-07 | -2.3496e-07 | -1.1635e-07 | -2.6798e-07 | 0
2008 | 1.0144 | 1.0279 | 1.0182 | 1.0124 | 1.1357 |  | 1.0037 | 1.2049 | 0.94887 | 0.9985 | 0.98821 | 1.0518 | 1.0877 | 1.1132 | 0.83307 | 1.0578 | 1.0053 | 1.0157 | 0.95431 | 0.9228 | 0.95631 | 2008 | -7.9315e-08 | -1.2665e-08 | -1.6581e-07 | -4.7789e-07 | -1.9789e-07 |  | -2.718e-07 | -1.2005e-07 | 4.5596e-08 | 1.2539e-07 | -4.1084e-09 | 2.1826e-07 | 4.9358e-07 | 2.7415e-07 | -2.2933e-07 | -6.7444e-07 | -3.5291e-08 | 1.8737e-07 | -2.2686e-07 | -3.8975e-07 | 0
2009 | 1.0195 | 1.043 | 1.0258 | 1.0186 | 1.2559 |  | 0.99938 | 1.0912 | 0.96104 | 0.99916 | 0.96119 | 1.0783 | 1.1401 | 1.0789 | 0.91587 | 1.0399 | 1.0002 | 1.0397 | 0.92684 | 0.87658 | 0.92582 | 2009 | -4.2693e-07 | 8.9668e-08 | 3.683e-07 | -1.3573e-08 | -1.4168e-08 |  | -1.6033e-07 | -1.1214e-07 | 5.8408e-08 | 6.8578e-08 | -2.8004e-08 | -4.9178e-07 | -1.9659e-07 | -3.1813e-07 | -1.5892e-07 | 1.4151e-07 | -3.403e-07 | 2.5001e-07 | -8.6721e-09 | -2.7249e-07 | 0
2010 | 1.0137 | 1.043 | 1.0328 | 1.0259 | 0.93722 |  | 1.0442 | 1.242 | 0.97392 | 0.99575 | 0.99079 | 1.0999 | 1.1925 | 1.1615 | 0.84073 | 1.0722 | 1.0487 | 1.0539 | 0.94938 | 0.87564 | 0.93816 | 2010 | 5.5321e-08 | 8.9668e-08 | 9.137e-08 | -6.0402e-08 | -1.076e-08 |  | -2.6153e-07 | 3.9513e-07 | 7.44e-08 | 9.4199e-08 | 5.3848e-08 | 1.9874e-07 | 1.2123e-07 | 7.906e-07 | -1.9341e-07 | 3.2539e-08 | 3.7176e-08 | -3.2902e-08 | -1.389e-07 | -2.9676e-07 | 0
2011 | 1.0149 | 1.0729 | 1.0404 | 1.0395 | 1.0684 |  | 1.0484 | 1.1908 | 0.99524 | 0.99375 | 1.0085 | 1.1323 | 1.213 | 1.1468 | 0.88046 | 1.0534 | 1.055 | 1.0396 | 0.92592 | 0.86432 | 0.92485 | 2011 | 4.0022e-07 | 3.8851e-07 | -2.8806e-07 | 3.687e-07 | 4.3053e-07 |  | -8.0353e-08 | -1.2193e-07 | 4.144e-08 | 1.2897e-07 | -3.5789e-07 | -3.9767e-07 | -2.1204e-07 | 8.0132e-08 | -1.6943e-07 | -6.9935e-07 | 1.0237e-07 | -1.7105e-07 | -9.8272e-08 | -3.1667e-07 | 0
2012 | 0.97425 | 1.0729 | 1.0488 | 1.0486 | 0.95573 |  | 1.062 | 1.3113 | 1.0036 | 0.98908 | 1.0258 | 1.1688 | 1.2651 | 1.2099 | 0.80989 | 1.0582 | 1.0738 | 1.0353 | 0.90869 | 0.83949 | 0.90839 | 2012 | -1.8404e-08 | 3.8851e-07 | 3.097e-07 | 3.0367e-07 | 2.693e-08 |  | 2.9563e-07 | -3.4369e-07 | -1.6299e-07 | 7.3985e-08 | 3.8807e-07 | -3.7604e-07 | 2.0057e-07 | -3.1072e-07 | -7.3674e-08 | -1.5019e-07 | -6.4814e-07 | 3.1909e-07 | -2.7741e-08 | -1.2029e-07 | 0
2013 | 0.87443 | 1.0729 | 1.0575 | 1.0573 | 0.822 |  | 1.0689 | 1.0354 | 1.0153 | 0.98555 | 1.0541 | 1.2005 | 1.3094 | 1.1299 | 1.0323 | 1.0527 | 1.0845 | 1.014 | 0.89039 | 0.81629 | 0.88971 | 2013 | -2.6334e-08 | 3.8851e-07 | -1.0886e-07 | 3.6995e-07 | 6.9351e-09 |  | -1.9059e-07 | 2.1951e-07 | -2.4806e-07 | 1.6573e-07 | 4.4057e-07 | -1.2255e-07 | 3.4721e-07 | 6.0924e-07 | -7.3833e-07 | -6.0944e-07 | -2.9389e-07 | -8.433e-07 | -3.3232e-07 | -3.6117e-07 | 0
2014 | 0.84738 | 1.0729 | 1.0679 | 1.0653 | 0.93936 |  | 1.0604 | 1.1504 | 0.97436 | 1.0039 | 1.1069 | 1.2313 | 1.3493 | 1.1941 | 0.9218 | 1.0883 | 1.0563 | 0.95802 | 0.86121 | 0.7859 | 0.86055 | 2014 | 1.0448e-08 | 3.8851e-07 | 1.1412e-07 | -1.5858e-07 | 4.4289e-08 |  | -2.688e-07 | 4.1872e-07 | -1.2128e-07 | 5.3354e-07 | -4.9452e-07 | -2.7539e-07 | 6.6429e-08 | 8.8409e-08 | -4.6121e-07 | -1.1458e-07 | -7.2778e-07 | -4.7867e-07 | -3.508e-07 | -5.17e-07 | 0
2015 | 0.85092 | 1.0729 | 1.0798 | 1.0666 | 0.88627 |  | 1.0688 | 1.3521 | 1.0158 | 1.0154 | 1.0204 | 1.2436 | 1.3679 | 1.2735 | 0.79047 | 1.0521 | 1.0526 | 1.0474 | 0.85946 | 0.78134 | 0.86347 | 2015 | 7.0696e-08 | 3.8851e-07 | -2.9539e-07 | 4.03e-07 | 6.149e-08 |  | -5.6421e-07 | -3.8927e-07 | 3.1114e-07 | 2.0463e-07 | 2.0605e-07 | 1.0911e-07 | 4.043e-07 | -1.9187e-07 | -1.5328e-07 | 2.0757e-07 | -7.7527e-07 | -4.6114e-08 | -2.2525e-07 | -2.7417e-07 | 0
2016 | 0.85051 | 1.0729 | 1.0919 | 1.07 | 0.95403 |  | 1.0666 | 1.2034 | 0.99926 | 1.0317 | 1.0743 | 1.2573 | 1.384 | 1.23 | 0.8863 | 1.0674 | 1.0338 | 0.99281 | 0.84832 | 0.77065 | 0.84939 | 2016 | 2.3787e-08 | 3.8851e-07 | -1.5755e-08 | 3.6934e-07 | -1.5888e-08 |  | 5.835e-08 | -5.3887e-07 | -9.4559e-09 | 1.213e-07 | -2.7913e-07 | 5.3215e-08 | -3.1325e-07 | -4.386e-07 | -2.2341e-07 | 6.4722e-08 | 8.9915e-08 | -3.6983e-07 | -2.5428e-07 | -3.9926e-07 | 0
2017 | 0.85221 | 1.0729 | 1.1039 | 1.0749 | 1.0021 |  | 1.0663 | 1.0662 | 1.023 | 1.0462 | 1.0983 | 1.2762 | 1.3243 | 1.1643 | 1.0001 | 1.0423 | 1.0192 | 0.97083 | 0.83548 | 0.80517 | 0.86162 | 2017 | -1.4744e-08 | 3.8851e-07 | 1.6861e-08 | 4.4003e-07 | 5.3996e-07 |  | 3.1806e-07 | -1.6798e-07 | 2.527e-07 | 4.4775e-07 | -4.0402e-07 | 1.9626e-07 | -3.4084e-07 | 4.4114e-07 | -3.2408e-07 | -1.3303e-07 | -7.2272e-09 | -1.1176e-08 | -2.8541e-08 | 3.1359e-09 | 0
2018 | 0.84285 | 1.0729 | 1.1171 | 1.0801 | 0.89368 |  | 1.0814 | 0.91554 | 0.98331 | 1.0411 | 1.0587 | 1.2916 | 1.3397 | 1.1043 | 1.1812 | 1.0998 | 1.0387 | 1.0215 | 0.8373 | 0.80726 | 0.87202 | 2018 | -2.1599e-09 | 3.8851e-07 | 1.0722e-07 | -3.698e-07 | 4.8487e-08 |  | -3.857e-07 | 7.6096e-09 | -3.0724e-09 | 4.3034e-07 | 2.8357e-07 | -1.9078e-07 | 3.4904e-08 | 2.8152e-07 | -4.7733e-07 | -3.8612e-07 | -2.4091e-07 | -2.5437e-07 | -2.859e-07 | -3.8248e-07 | 0
2019 | 0.84408 | 1.0729 | 1.1294 | 1.0843 | 0.96919 |  | 1.0777 | 0.86794 | 0.98299 | 1.1038 | 1.0295 | 1.3075 | 1.3385 | 1.0886 | 1.2417 | 1.0964 | 0.97633 | 1.0469 | 0.82425 | 0.80514 | 0.86451 | 2019 | -1.0036e-08 | 3.8851e-07 | 4.4539e-07 | 5.1683e-07 | 4.386e-08 |  | -4.1782e-07 | -3.7127e-08 | -2.5224e-08 | 4.2399e-07 | -2.0544e-07 | 5.0816e-07 | 1.3033e-07 | 5.9418e-07 | 9.3736e-08 | 4.3838e-08 | -2.3512e-07 | -1.2321e-07 | -1.8101e-07 | -1.6797e-07 | 0
2020 | 0.82782 | 1.0729 | 1.1396 | 1.0917 | 1.2075 |  | 1.0546 | 0.76712 | 0.96634 | 1.0394 | 1.0809 | 1.327 | 1.3538 | 1.0449 | 1.3748 | 1.0914 | 1.0146 | 0.97571 | 0.79476 | 0.77903 | 0.84005 | 2020 | -4.4153e-08 | 3.8851e-07 | 2.8434e-07 | -1.0885e-07 | -6.4194e-08 |  | -4.6846e-07 | -8.8393e-08 | -9.8579e-09 | 4.0582e-07 | 1.7868e-07 | 2.8012e-07 | -1.8066e-07 | -5.7907e-09 | -7.1385e-07 | -9.4196e-07 | -2.4621e-07 | -5.12e-07 | -3.8381e-07 | -4.3335e-07 | 0
2021 | 0.81198 | 1.0729 | 1.1475 | 1.0966 | 0.93219 |  | 1.0868 | 0.72163 | 0.96721 | 1.0496 | 1.0676 | 1.3394 | 1.3608 | 1.0194 | 1.506 | 1.1236 | 1.0354 | 1.018 | 0.81139 | 0.79861 | 0.86138 | 2021 | -8.1037e-08 | 3.8851e-07 | 1.0983e-07 | 7.5462e-08 | 4.2825e-08 |  | 1.5712e-07 | -2.4751e-08 | 6.2305e-08 | 5.2213e-07 | -3.7296e-07 | -9.9533e-08 | 2.0757e-07 | 2.3779e-07 | 1.7666e-07 | -1.3474e-07 | -8.5398e-07 | -4.5339e-07 | -1.4699e-07 | -2.389e-07 | 0
2022 | 0.80461 | 1.0729 | 1.1532 | 1.1025 | 0.99349 |  | 1.0826 | 0.63355 | 0.9515 | 1.1195 | 1.073 | 1.3515 | 1.3111 | 0.97281 | 1.7088 | 1.1378 | 0.9671 | 1.009 | 0.80108 | 0.82577 | 0.86778 | 2022 | -5.2991e-08 | 3.8851e-07 | 5.1335e-07 | 8.7814e-09 | 3.2954e-08 |  | -5.2444e-07 | 1.7363e-08 | 5.2244e-08 | 3.5789e-07 | 6.604e-08 | -1.3241e-07 | -1.211e-07 | 2.9836e-07 | -8.6027e-07 | -3.5514e-07 | -6.5457e-07 | -5.6199e-07 | -3.0073e-07 | -4.1801e-07 | 0
2023 | 0.8156 | 1.0729 | 1.1594 | 1.108 | 0.79458 |  | 1.1114 | 0.69878 | 0.96065 | 1.1294 | 1.0183 | 1.3621 | 1.3113 | 1.0157 | 1.5905 | 1.1569 | 0.9841 | 1.0914 | 0.81596 | 0.84756 | 0.89184 | 2023 | -4.4634e-08 | 3.8851e-07 | -9.2201e-08 | 1.3331e-07 | 5.8176e-08 |  | 2.9974e-07 | -6.9837e-08 | 8.3008e-08 | 3.3795e-07 | 1.8127e-08 | -6.1546e-08 | 6.8845e-07 | 2.4883e-07 | 1.1825e-07 | -6.146e-07 | -2.8532e-07 | 7.6536e-08 | -5.4034e-08 | -1.9079e-07 | 0
3.CIT: individual output & input indexes, 2006-2023
| Output Indexes | [6 empty] | Input Indexes | [6 empty] | Partial Productivity Indexes | [7 empty] | Output Indexes | [6 empty] | Input Indexes | [6 empty] | Partial Productivity Indexes
Year | Energy | Rat. max demand | Customers | Circuit length | CMOS | Max Demand | Total Output | Real Opex | O/H Sub-tran. lines | O/H Distr. lines | U/G Sub-tran. lines | U/G Distr. lines | Trans-formers | Total Input | Real Opex | O/H Sub-tran. lines | O/H Distr. lines | U/G Sub-tran. lines | U/G Distr. lines | Trans-formers | Capital | Year | Energy | Rat. max demand | Customers | Circuit length | CMOS | Max Demand | Total Output | Real Opex | O/H Sub-tran. lines | O/H Distr. lines | U/G Sub-tran. lines | U/G Distr. lines | Trans-formers | Total Input | Real Opex | O/H Sub-tran. lines | O/H Distr. lines | U/G Sub-tran. lines | U/G Distr. lines | Trans-formers | Capital
2006 | 1 | 1 | 1 | 1 | 1 |  | 1 | 1 | 1 | 1 | 1 | 1 | 1 | 1 | 1 | 1 | 1 | 1 | 1 | 1 | 1 | 2006 | 0 | 0 | 0 | 0 | 0 |  | 0 | 0 | 0 | 0 | 0 | 0 | 0 | 0 | 0 | 0 | 0 | 0 | 0 | 0 | 0
2007 | 1.0175 | 1.028 | 1.0169 | 1.0314 | 0.90093 |  | 1.0318 | 1.0314 | 1.0138 | 1.0138 | 1.0553 | 1.0536 | 1.0136 | 1.0329 | 1.0004 | 1.0177 | 1.0177 | 0.97774 | 0.97929 | 1.018 | 0.99611 | 2007 | 8.3618e-09 | 1.5468e-07 | -2.9567e-07 | 1.3142e-07 | 7.0953e-10 |  | -1.1411e-07 | 1.3082e-07 | -2.1841e-07 | -3.3762e-07 | -4.202e-07 | -3.5705e-07 | -1.8732e-07 | 4.2107e-07 | -3.8432e-07 | -7.3502e-08 | 4.616e-08 | -1.2471e-07 | -4.0022e-08 | -5.7771e-08 | 0
2008 | 1.0209 | 1.0755 | 1.0277 | 1.0214 | 0.69003 |  | 1.0563 | 1.0059 | 0.96999 | 0.96999 | 1.0906 | 1.089 | 1.0516 | 1.042 | 1.0502 | 1.089 | 1.089 | 0.96858 | 0.96999 | 1.0045 | 0.99365 | 2008 | 2.347e-07 | -4.0051e-07 | 1.4656e-08 | 2.0147e-07 | 4.91e-08 |  | -3.5869e-07 | -2.0686e-07 | -1.2086e-08 | -1.313e-07 | -4.032e-07 | 8.6693e-08 | -1.3206e-08 | -2.2445e-07 | -4.0157e-07 | -1.4771e-07 | -1.387e-08 | -1.5202e-08 | 1.6333e-08 | 2.6653e-07 | 0
2009 | 1.0203 | 1.1043 | 1.0373 | 1.0299 | 1.2426 |  | 1.0466 | 1.1874 | 0.96954 | 0.96954 | 1.1108 | 1.11 | 1.0648 | 1.1141 | 0.88146 | 1.0795 | 1.0795 | 0.94224 | 0.94292 | 0.9829 | 0.97 | 2009 | 2.6354e-07 | 4.8683e-08 | -1.7368e-07 | -3.633e-07 | 5.2126e-07 |  | -5.5137e-07 | 7.5455e-08 | 2.1706e-08 | -3.7898e-08 | -3.0383e-07 | 2.8547e-07 | 1.7101e-07 | -3.9739e-07 | -1.4134e-07 | -7.9307e-08 | -1.2942e-08 | -1.427e-07 | -1.8781e-07 | -2.0761e-07 | 0
2010 | 1.0393 | 1.1043 | 1.0515 | 1.0374 | 1.2768 |  | 1.0527 | 1.2471 | 0.96657 | 0.96657 | 1.1315 | 1.134 | 1.1 | 1.1501 | 0.84414 | 1.0891 | 1.0891 | 0.93033 | 0.92831 | 0.95702 | 0.95505 | 2010 | 3.9481e-07 | 4.8683e-08 | -4.3315e-07 | -1.8484e-07 | -2.3654e-07 |  | -3.4086e-07 | 2.4022e-07 | -2.265e-08 | -8.2255e-08 | -5.9531e-07 | 3.6987e-08 | -1.0216e-07 | -8.4534e-09 | 4.7893e-08 | -3.1357e-07 | -2.4641e-07 | 1.7234e-07 | 5.8981e-08 | -1.2545e-07 | 0
2011 | 1.0218 | 1.1043 | 1.066 | 1.0841 | 0.97912 |  | 1.0868 | 1.2083 | 0.9848 | 0.98295 | 1.0918 | 1.2245 | 1.1171 | 1.1678 | 0.89943 | 1.1035 | 1.1056 | 0.99538 | 0.88748 | 0.97282 | 0.94524 | 2011 | 2.0226e-08 | 4.8683e-08 | 3.8869e-07 | -2.4734e-08 | -3.0786e-08 |  | -3.4688e-07 | -1.1237e-07 | -1.4371e-08 | -4.9033e-08 | -5.4872e-07 | 4.8501e-07 | 3.9815e-07 | 2.6035e-07 | -2.4542e-07 | -5.8566e-07 | 1.7664e-08 | -7.0645e-08 | -1.7341e-07 | -3.8333e-07 | 0
2012 | 1.0184 | 1.1043 | 1.0803 | 1.0889 | 1.2733 |  | 1.0776 | 1.4575 | 0.9848 | 0.98664 | 1.3529 | 1.2218 | 1.1346 | 1.2732 | 0.73936 | 1.0943 | 1.0922 | 0.79654 | 0.88198 | 0.94978 | 0.91408 | 2012 | -2.5185e-08 | 4.8683e-08 | 2.6321e-07 | 1.6275e-07 | 3.9075e-07 |  | 1.0912e-07 | 3.6511e-07 | -1.4371e-08 | -3.9313e-08 | 2.1972e-07 | -3.5912e-08 | 2.8851e-07 | -4.0341e-07 | -1.8718e-07 | -2.9223e-08 | -4.6977e-07 | -1.2355e-07 | -2.7217e-07 | -3.8463e-07 | 0
2013 | 1.0011 | 1.1043 | 1.0941 | 1.1001 | 1.1914 |  | 1.0872 | 1.4214 | 0.9848 | 0.98689 | 1.3766 | 1.2403 | 1.1537 | 1.2738 | 0.76485 | 1.104 | 1.1016 | 0.78974 | 0.87652 | 0.94238 | 0.90939 | 2013 | -2.2263e-07 | 4.8683e-08 | -2.0599e-07 | -2.1277e-07 | 3.8219e-07 |  | 3.427e-07 | -3.2637e-07 | -1.4371e-08 | 2.787e-08 | 2.7687e-08 | -3.1068e-07 | -1.2014e-07 | 3.521e-07 | -9.684e-08 | -4.0129e-07 | 1.6547e-07 | -5.1143e-09 | -2.5242e-08 | -1.1761e-07 | 0
2014 | 0.9907 | 1.1043 | 1.1049 | 1.1341 | 1.542 |  | 1.0872 | 1.4947 | 1.0279 | 0.95347 | 1.4796 | 1.2601 | 1.1837 | 1.3164 | 0.72735 | 1.0577 | 1.1402 | 0.73476 | 0.86277 | 0.91849 | 0.89176 | 2014 | -1.2544e-07 | 4.8683e-08 | 1.606e-08 | 1.0549e-07 | -1.5594e-07 |  | 2.3029e-07 | 3.855e-07 | -1.3866e-07 | -5.013e-08 | -6.6191e-07 | -2.5792e-07 | -1.6852e-07 | -1.9289e-07 | -9.8008e-08 | 4.0067e-07 | -4.2613e-07 | 3.5667e-08 | -6.2648e-08 | -3.0153e-07 | 0
2015 | 0.99484 | 1.1043 | 1.1117 | 1.1402 | 1.1861 |  | 1.1066 | 1.4395 | 1.0309 | 0.95451 | 1.5073 | 1.273 | 1.189 | 1.3018 | 0.76872 | 1.0734 | 1.1593 | 0.73413 | 0.8693 | 0.93068 | 0.90023 | 2015 | -8.5959e-08 | 4.8683e-08 | -4.5341e-07 | 2.9563e-07 | 5.8797e-07 |  | 1.0546e-07 | 1.0085e-07 | -5.1545e-07 | -8.7497e-08 | 1.4647e-07 | -2.8404e-07 | 4.1505e-07 | -3.4006e-07 | 1.3033e-07 | 3.8654e-07 | 4.879e-07 | 1.7782e-07 | 1.6077e-07 | -4.6528e-08 | 0
2016 | 0.98343 | 1.1043 | 1.1393 | 1.1492 | 1.1289 |  | 1.1166 | 1.443 | 1.0312 | 0.94348 | 1.6424 | 1.2821 | 1.2046 | 1.3148 | 0.77378 | 1.0828 | 1.1835 | 0.67982 | 0.87089 | 0.92689 | 0.89536 | 2016 | -8.5876e-08 | 4.8683e-08 | -2.0893e-07 | 1.7448e-07 | -1.861e-07 |  | -3.0863e-07 | 5.9518e-07 | -4.2613e-07 | -7.4455e-08 | -4.0917e-07 | -2.4963e-07 | 3.4895e-07 | 1.8217e-07 | 8.7995e-08 | -2.7766e-08 | 4.7014e-07 | 2.2608e-07 | 9.6302e-08 | -9.9416e-08 | 0
2017 | 0.99035 | 1.1266 | 1.1506 | 1.1513 | 0.94941 |  | 1.1355 | 1.4073 | 1.0283 | 0.95385 | 1.641 | 1.2921 | 1.2094 | 1.3048 | 0.80686 | 1.1043 | 1.1904 | 0.69195 | 0.8788 | 0.93891 | 0.90569 | 2017 | -1.3578e-07 | -2.1933e-07 | 2.9999e-08 | 1.5913e-07 | 1.134e-07 |  | 2.0622e-07 | 2.8756e-07 | -2.9893e-07 | -3.2659e-08 | -4.8335e-07 | -3.1847e-07 | 2.0975e-07 | 5.9008e-07 | -1.7905e-08 | 2.3121e-07 | -2.5981e-07 | 1.2768e-07 | -1.5631e-08 | -2.6396e-07 | 0
2018 | 0.97469 | 1.1645 | 1.1617 | 1.1479 | 1.1755 |  | 1.1385 | 1.2713 | 1.0195 | 0.92867 | 1.67 | 1.2566 | 1.2122 | 1.2454 | 0.89559 | 1.1168 | 1.226 | 0.68176 | 0.90604 | 0.9392 | 0.92053 | 2018 | -1.0308e-07 | -9.4559e-08 | 4.4081e-07 | -1.6106e-07 | 1.9403e-07 |  | -4.6708e-07 | 4.3446e-07 | 4.261e-07 | -7.6984e-08 | 3.215e-07 | 4.1329e-07 | 7.2251e-07 | 3.2933e-07 | -1.7103e-07 | -9.0204e-08 | 4.0495e-07 | 2.3314e-08 | -6.3292e-08 | -4.618e-07 | 0
2019 | 0.97289 | 1.1645 | 1.1696 | 1.1533 | 1.0234 |  | 1.1482 | 1.3916 | 1.0194 | 0.92803 | 1.67 | 1.2579 | 1.2289 | 1.2922 | 0.82509 | 1.1263 | 1.2372 | 0.68753 | 0.91278 | 0.93429 | 0.92373 | 2019 | -2.8327e-08 | -9.4559e-08 | 4.614e-07 | 6.1104e-08 | 1.3962e-08 |  | -4.8927e-07 | -3.1271e-07 | -2.045e-07 | 2.9852e-08 | 4.9133e-08 | 1.3799e-07 | -1.2332e-07 | 5.1901e-07 | -1.0522e-07 | 5.106e-07 | 4.0389e-07 | -2.7195e-08 | -1.1501e-07 | -3.9237e-07 | 0
2020 | 0.86678 | 1.1753 | 1.1746 | 1.1563 | 1.3244 |  | 1.1307 | 1.3418 | 1.0205 | 0.90705 | 1.8585 | 1.2392 | 1.2507 | 1.2797 | 0.84266 | 1.108 | 1.2466 | 0.60839 | 0.91242 | 0.90409 | 0.90342 | 2020 | -3.2212e-08 | -2.2832e-07 | -3.0676e-07 | -4.5723e-08 | 6.6727e-08 |  | -5.7731e-07 | -3.7579e-07 | 1.7571e-07 | 3.0998e-09 | -5.1256e-07 | -4.401e-07 | 7.4374e-07 | 7.9742e-07 | -2.2792e-07 | -5.4308e-07 | -2.112e-07 | -6.4826e-08 | -2.0494e-07 | -4.9551e-07 | 0
2021 | 0.85757 | 1.1753 | 1.1759 | 1.1597 | 1.0481 |  | 1.1418 | 1.2138 | 1.0194 | 0.9086 | 1.875 | 1.2588 | 1.2337 | 1.2333 | 0.94062 | 1.12 | 1.2566 | 0.60892 | 0.90701 | 0.92545 | 0.90902 | 2021 | -7.5528e-08 | -2.2832e-07 | -2.8931e-07 | 6.9397e-08 | 3.3252e-07 |  | -1.6091e-07 | -2.2445e-07 | -6.3441e-07 | 3.0911e-08 | -4.8182e-07 | 1.292e-07 | 5.8114e-07 | -9.0485e-08 | 2.5182e-07 | 6.9497e-07 | 5.2031e-07 | 1.909e-07 | 2.1778e-07 | -1.3501e-07 | 0
2022 | 0.879 | 1.1753 | 1.1808 | 1.1586 | 0.89696 |  | 1.1506 | 1.2531 | 1.0205 | 0.91425 | 1.875 | 1.2333 | 1.2496 | 1.2448 | 0.91819 | 1.1275 | 1.2585 | 0.61363 | 0.93295 | 0.92074 | 0.92079 | 2022 | -5.094e-08 | -2.2832e-07 | -3.6998e-07 | 2.3031e-07 | 2.2601e-08 |  | 6.2141e-08 | -3.3982e-07 | 1.7571e-07 | 2.6956e-08 | -4.8182e-07 | -3.2151e-07 | 5.3767e-07 | -1.0251e-07 | -1.2292e-07 | 5.4593e-09 | -5.298e-08 | -4.5426e-08 | -2.3879e-07 | -6.1092e-07 | 0
2023 | 0.90713 | 1.1753 | 1.1855 | 1.1628 | 0.87599 |  | 1.1574 | 1.3326 | 1.0205 | 0.91276 | 1.9021 | 1.2428 | 1.261 | 1.2821 | 0.86854 | 1.1342 | 1.2681 | 0.60851 | 0.9313 | 0.91789 | 0.91901 | 2023 | -8.8559e-08 | -2.2832e-07 | 3.8338e-07 | 5.912e-07 | 1.5917e-08 |  | -6.1557e-07 | 3.298e-07 | 1.7571e-07 | -2.0535e-08 | -8.3411e-07 | -1.8058e-07 | 9.6497e-08 | -2.706e-07 | -7.7214e-08 | -2.531e-07 | 2.7628e-07 | -2.8358e-08 | -1.7784e-07 | -5.535e-07 | 0
4.END: individual output & input indexes, 2006-2023
| Output Indexes | [6 empty] | Input Indexes | [6 empty] | Partial Productivity Indexes | [7 empty] | Output Indexes | [6 empty] | Input Indexes | [6 empty] | Partial Productivity Indexes
Year | Energy | Rat. max demand | Customers | Circuit length | CMOS | Max Demand | Total Output | Real Opex | O/H Sub-tran. lines | O/H Distr. lines | U/G Sub-tran. lines | U/G Distr. lines | Trans-formers | Total Input | Real Opex | O/H Sub-tran. lines | O/H Distr. lines | U/G Sub-tran. lines | U/G Distr. lines | Trans-formers | Capital | Year | Energy | Rat. max demand | Customers | Circuit length | CMOS | Max Demand | Total Output | Real Opex | O/H Sub-tran. lines | O/H Distr. lines | U/G Sub-tran. lines | U/G Distr. lines | Trans-formers | Total Input | Real Opex | O/H Sub-tran. lines | O/H Distr. lines | U/G Sub-tran. lines | U/G Distr. lines | Trans-formers | Capital
2006 | 1 | 1 | 1 | 1 | 1 |  | 1 | 1 | 1 | 1 | 1 | 1 | 1 | 1 | 1 | 1 | 1 | 1 | 1 | 1 | 1 | 2006 | 0 | 0 | 0 | 0 | 0 |  | 0 | 0 | 0 | 0 | 0 | 0 | 0 | 0 | 0 | 0 | 0 | 0 | 0 | 0 | 0
2007 | 1.0167 | 1 | 1.012 | 1.0123 | 0.97835 |  | 1.0139 | 1.065 | 1.0089 | 1.0012 | 1.099 | 1.0837 | 1.0613 | 1.0617 | 0.95202 | 1.0049 | 1.0126 | 0.92251 | 0.93558 | 0.95529 | 0.95936 | 2007 | 2.6659e-07 | 0 | -2.3477e-07 | 5.1231e-07 | 1.5321e-08 |  | 1.3982e-07 | -3.9426e-07 | -4.1691e-07 | 1.3982e-07 | -1.9401e-07 | 3.3569e-10 | 2.252e-07 | 1.4581e-07 | 7.0233e-08 | -2.2298e-07 | -2.8682e-07 | 1.7078e-07 | 2.1797e-07 | 2.2673e-07 | 0
2008 | 1.0533 | 1 | 1.0237 | 1.0267 | 1.0484 |  | 1.0152 | 1.2919 | 1.0274 | 1.0034 | 1.1643 | 1.173 | 1.0994 | 1.1876 | 0.78581 | 0.98815 | 1.0118 | 0.87198 | 0.8655 | 0.92342 | 0.92108 | 2008 | -4.4878e-07 | 0 | -2.2118e-08 | -7.84e-08 | 1.5067e-07 |  | 1.98e-07 | 2.6344e-08 | -2.1545e-07 | -2.505e-07 | 1.0268e-07 | 1.8932e-07 | -1.7516e-07 | 2.8836e-07 | 1.2483e-07 | 3.2823e-07 | 4.604e-07 | 2.5292e-07 | 3.0448e-07 | 2.0391e-07 | 0
2009 | 1.0134 | 1.0596 | 1.0342 | 1.0354 | 1.003 |  | 1.0493 | 1.1694 | 1.0319 | 1.0029 | 1.2508 | 1.2352 | 1.1306 | 1.1495 | 0.89729 | 1.0169 | 1.0462 | 0.83887 | 0.84946 | 0.92806 | 0.92347 | 2009 | 1.7311e-08 | 2.3403e-07 | -7.9666e-08 | 4.1598e-07 | -7.2876e-08 |  | 6.5025e-07 | -3.148e-07 | 5.3841e-08 | -1.9329e-07 | 8.0841e-08 | -4.1456e-07 | -5.4697e-07 | -4.7508e-08 | 9.9281e-08 | 6.8858e-07 | 4.2663e-07 | 1.14e-07 | 2.9024e-07 | 2.3948e-07 | 0
2010 | 1.0125 | 1.0596 | 1.043 | 1.0427 | 0.83397 |  | 1.082 | 1.1385 | 1.0348 | 1.0023 | 1.2592 | 1.3067 | 1.1674 | 1.1567 | 0.95043 | 1.0457 | 1.0796 | 0.8593 | 0.82808 | 0.92692 | 0.92248 | 2010 | -3.2352e-07 | 2.3403e-07 | -1.833e-07 | -1.7937e-07 | 3.5979e-08 |  | -3.72e-07 | -1.6438e-07 | -4.0563e-07 | -5.3188e-07 | 2.8204e-07 | 2.9574e-07 | -1.4449e-07 | -4.2722e-07 | -1.8684e-07 | -4.4069e-07 | 2.7963e-07 | -8.5863e-08 | 3.2254e-08 | -8.8978e-08 | 0
2011 | 1.0177 | 1.1014 | 1.0536 | 1.0537 | 0.81593 |  | 1.108 | 1.1772 | 1.0349 | 1.0021 | 1.3285 | 1.3953 | 1.1873 | 1.1912 | 0.94121 | 1.0706 | 1.1057 | 0.83401 | 0.79409 | 0.93321 | 0.91974 | 2011 | -5.9781e-07 | -1.3602e-07 | -1.5877e-07 | -1.4398e-07 | 6.3981e-08 |  | 3.4396e-07 | 5.1566e-07 | 1.2854e-07 | -1.8208e-07 | -1.7325e-07 | 1.8885e-07 | -1.0452e-09 | 3.6937e-07 | -1.6834e-07 | 9.5906e-08 | -5.9704e-08 | -5.2119e-08 | 9.0661e-08 | 5.876e-08 | 0
2012 | 0.95986 | 1.1014 | 1.0638 | 1.0659 | 0.99952 |  | 1.0822 | 1.2879 | 1.0475 | 1.0016 | 1.5818 | 1.4817 | 1.22 | 1.2622 | 0.84029 | 1.0331 | 1.0804 | 0.68413 | 0.73038 | 0.88703 | 0.86868 | 2012 | -9.0955e-08 | -1.3602e-07 | -3.6056e-07 | -1.329e-08 | 5.0121e-08 |  | -8.9828e-08 | 2.212e-07 | 2.6012e-07 | -2.0394e-07 | 2.4277e-07 | -2.6334e-07 | 8.7914e-08 | 4.8093e-07 | -1.989e-07 | -3.7425e-08 | -3.8079e-07 | -2.2244e-07 | 3.4652e-08 | -1.6275e-07 | 0
2013 | 0.9305 | 1.1014 | 1.0822 | 1.0801 | 1.1367 |  | 1.071 | 1.1213 | 1.0685 | 0.99871 | 1.7539 | 1.5736 | 1.2723 | 1.2192 | 0.95517 | 1.0024 | 1.0724 | 0.61064 | 0.68064 | 0.84178 | 0.8257 | 2013 | -1.0141e-07 | -1.3602e-07 | 2.2268e-07 | 3.8319e-07 | 1.0023e-07 |  | -3.6347e-07 | 1.8714e-07 | 3.3289e-07 | -1.0606e-08 | -3.1149e-07 | 2.4467e-07 | 1.5872e-07 | -1.5846e-07 | 4.1367e-09 | 4.1473e-07 | -3.4438e-07 | 5.2835e-08 | 1.7773e-07 | 6.5591e-08 | 0
2014 | 0.90934 | 1.1014 | 1.1065 | 1.0944 | 0.92042 |  | 1.1092 | 1.3015 | 1.0484 | 0.99227 | 1.9428 | 1.6543 | 1.3407 | 1.3318 | 0.85224 | 1.058 | 1.1178 | 0.57092 | 0.67047 | 0.82729 | 0.82202 | 2014 | -5.2284e-08 | -1.3602e-07 | -1.5574e-07 | 5.3238e-08 | 6.304e-08 |  | -2.1849e-07 | 2.7351e-07 | -4.5337e-07 | -1.7998e-09 | 2.7664e-07 | 2.8763e-08 | -1.2721e-07 | 4.8798e-07 | -4.3503e-08 | -3.4663e-07 | 5.0121e-08 | 2.3144e-08 | 1.2405e-07 | 4.2942e-08 | 0
2015 | 0.93786 | 1.1014 | 1.1251 | 1.1102 | 1.0347 |  | 1.1073 | 1.2926 | 1.0721 | 0.97789 | 1.9996 | 1.7339 | 1.3478 | 1.339 | 0.85665 | 1.0329 | 1.1324 | 0.55376 | 0.63862 | 0.82157 | 0.8076 | 2015 | -9.0481e-08 | -1.3602e-07 | -3.0769e-07 | -3.4409e-07 | -4.3022e-08 |  | 2.8213e-07 | 4.5999e-07 | -3.8782e-07 | -3.8467e-08 | 3.7892e-07 | 1.7702e-07 | 1.2943e-07 | -5.6367e-07 | -2.1879e-07 | -5.1087e-07 | 3.1968e-07 | -1.2578e-07 | -5.3353e-08 | -2.7629e-07 | 0
2016 | 0.96797 | 1.1014 | 1.1398 | 1.1244 | 0.99534 |  | 1.1253 | 1.3397 | 1.0687 | 0.97169 | 2.0162 | 1.8101 | 1.3778 | 1.3788 | 0.83997 | 1.053 | 1.1581 | 0.55815 | 0.62169 | 0.81676 | 0.80325 | 2016 | -5.8405e-08 | -1.3602e-07 | 3.2492e-07 | -2.1078e-07 | 4.3336e-08 |  | 4.0182e-07 | -2.2202e-09 | 8.2542e-08 | -4.8082e-08 | 3.7631e-07 | -2.0256e-08 | 5.9063e-07 | 1.4755e-08 | -4.3623e-08 | 1.825e-07 | -3.8824e-07 | -6.9415e-08 | 6.3538e-08 | -9.6006e-08 | 0
2017 | 0.9721 | 1.1495 | 1.1585 | 1.1406 | 0.85676 |  | 1.1773 | 1.2062 | 1.069 | 0.97175 | 2.1406 | 1.8918 | 1.399 | 1.329 | 0.97602 | 1.1013 | 1.2115 | 0.55 | 0.62232 | 0.84153 | 0.82318 | 2017 | -1.5089e-07 | -2.3221e-07 | -2.6131e-07 | 5.9906e-08 | 4.4327e-10 |  | -3.2806e-09 | 2.8957e-07 | 5.6963e-07 | 1.3632e-08 | -2.0688e-07 | -4.2348e-07 | 6.385e-07 | 1.8707e-07 | -3.647e-07 | -7.9898e-07 | -6.173e-07 | -2.0315e-07 | -1.2975e-07 | -4.2024e-07 | 0
2018 | 0.96763 | 1.1495 | 1.1836 | 1.1576 | 0.8414 |  | 1.1927 | 1.131 | 1.0287 | 0.97206 | 2.1676 | 1.978 | 1.4284 | 1.3061 | 1.0545 | 1.1594 | 1.227 | 0.55024 | 0.60298 | 0.83501 | 0.81772 | 2018 | -4.8112e-08 | -2.3221e-07 | 1.0265e-07 | -2.7289e-07 | -3.826e-08 |  | -3.1487e-08 | -5.069e-08 | -8.3778e-08 | -4.8704e-08 | -1.3666e-07 | -4.1039e-08 | 4.6219e-07 | -3.3997e-07 | -3.1045e-07 | -2.655e-07 | -6.7541e-09 | -1.1985e-07 | 2.3572e-08 | -2.1116e-07 | 0
2019 | 0.97458 | 1.1495 | 1.2096 | 1.1804 | 0.95079 |  | 1.1913 | 1.1568 | 1.0307 | 0.96988 | 2.2655 | 2.0746 | 1.4467 | 1.3337 | 1.0298 | 1.1558 | 1.2283 | 0.52586 | 0.57427 | 0.8235 | 0.801 | 2019 | -9.6811e-08 | -2.3221e-07 | -1.6841e-07 | 5.321e-07 | 3.918e-08 |  | -4.3343e-08 | 9.2773e-08 | -2.6888e-07 | 1.3949e-08 | 5.7266e-07 | -1.7245e-07 | 4.4697e-07 | -1.1208e-07 | -3.5448e-08 | -1.0507e-07 | 4.8547e-07 | -2.2509e-08 | 1.4368e-07 | 2.9627e-08 | 0
2020 | 0.96019 | 1.1495 | 1.235 | 1.194 | 1.0869 |  | 1.1793 | 1.0107 | 1.0238 | 0.96377 | 2.274 | 2.1433 | 1.4681 | 1.2672 | 1.1669 | 1.152 | 1.2237 | 0.51861 | 0.55024 | 0.80333 | 0.7832 | 2020 | -1.5497e-07 | -2.3221e-07 | 3.5096e-07 | 7.9811e-08 | -1.1842e-07 |  | -3.1936e-07 | -2.2445e-07 | -2.2357e-07 | -2.536e-09 | 2.2896e-07 | -2.4066e-07 | 7.6538e-08 | -6.7902e-10 | -7.8478e-07 | -7.6606e-07 | -3.5117e-07 | -3.0388e-07 | -2.0346e-07 | -5.2721e-07 | 0
2021 | 0.97214 | 1.1495 | 1.2564 | 1.207 | 0.83357 |  | 1.2317 | 1.0444 | 0.98995 | 0.9639 | 2.2958 | 2.2388 | 1.4926 | 1.2898 | 1.1793 | 1.2443 | 1.2779 | 0.53653 | 0.55019 | 0.82523 | 0.80486 | 2021 | -1.2567e-07 | -2.3221e-07 | 2.1336e-07 | 3.1349e-08 | 6.2556e-08 |  | -6.1116e-07 | 2.5649e-07 | 1.0915e-07 | -8.1643e-08 | -2.2946e-07 | -2.9703e-07 | 7.7164e-08 | 3.4439e-07 | -6.9802e-07 | -3.8056e-07 | -4.8685e-07 | -1.5197e-07 | -4.6352e-08 | -2.395e-07 | 0
2022 | 0.97182 | 1.1495 | 1.2747 | 1.2217 | 1.1766 |  | 1.1861 | 1.0365 | 0.98838 | 0.96372 | 2.4312 | 2.3221 | 1.4713 | 1.2887 | 1.1444 | 1.2 | 1.2307 | 0.48786 | 0.51079 | 0.80616 | 0.77161 | 2022 | -7.3515e-08 | -2.3221e-07 | -2.7298e-08 | 1.4517e-07 | 4.84e-07 |  | -1.0073e-07 | 6.1768e-08 | 8.778e-08 | -4.1903e-08 | 3.8449e-07 | -3.6865e-07 | 2.1657e-07 | -1.8038e-07 | -8.8923e-07 | -2.11e-07 | -5.0854e-07 | -2.2654e-07 | -1.1126e-07 | -4.1784e-07 | 0
2023 | 0.98178 | 1.1495 | 1.2947 | 1.2337 | 1.0084 |  | 1.2242 | 1.0472 | 0.98756 | 0.96308 | 2.4276 | 2.3831 | 1.5232 | 1.3215 | 1.1689 | 1.2396 | 1.2711 | 0.50426 | 0.51369 | 0.80367 | 0.77868 | 2023 | -1.2212e-07 | -2.3221e-07 | 1.5749e-07 | 3.9463e-07 | -1.8858e-07 |  | -3.683e-07 | 4.4257e-07 | 1.1064e-07 | -7.602e-08 | 1.0022e-07 | 6.5552e-08 | 4.73e-07 | -2.6933e-07 | -3.8944e-07 | -5.4579e-07 | -5.1935e-07 | -8.53e-08 | -3.0614e-09 | -8.8016e-08 | 0
5.ENX: individual output & input indexes, 2006-2023
| Output Indexes | [6 empty] | Input Indexes | [6 empty] | Partial Productivity Indexes | [7 empty] | Output Indexes | [6 empty] | Input Indexes | [6 empty] | Partial Productivity Indexes
Year | Energy | Rat. max demand | Customers | Circuit length | CMOS | Max Demand | Total Output | Real Opex | O/H Sub-tran. lines | O/H Distr. lines | U/G Sub-tran. lines | U/G Distr. lines | Trans-formers | Total Input | Real Opex | O/H Sub-tran. lines | O/H Distr. lines | U/G Sub-tran. lines | U/G Distr. lines | Trans-formers | Capital | Year | Energy | Rat. max demand | Customers | Circuit length | CMOS | Max Demand | Total Output | Real Opex | O/H Sub-tran. lines | O/H Distr. lines | U/G Sub-tran. lines | U/G Distr. lines | Trans-formers | Total Input | Real Opex | O/H Sub-tran. lines | O/H Distr. lines | U/G Sub-tran. lines | U/G Distr. lines | Trans-formers | Capital
2006 | 1 | 1 | 1 | 1 | 1 |  | 1 | 1 | 1 | 1 | 1 | 1 | 1 | 1 | 1 | 1 | 1 | 1 | 1 | 1 | 1 | 2006 | 0 | 0 | 0 | 0 | 0 |  | 0 | 0 | 0 | 0 | 0 | 0 | 0 | 0 | 0 | 0 | 0 | 0 | 0 | 0 | 0
2007 | 1.0043 | 1.0929 | 1.0198 | 1.0212 | 0.70167 |  | 1.1207 | 1.1526 | 1.0397 | 1.0065 | 1.1481 | 1.1012 | 1.0743 | 1.1017 | 0.9723 | 1.0779 | 1.1134 | 0.97612 | 1.0176 | 1.0431 | 1.0492 | 2007 | -4.3163e-07 | 3.8368e-08 | -1.0417e-07 | -7.3151e-08 | 1.8993e-08 |  | 4.7735e-07 | -6.3049e-08 | 1.0915e-07 | 1.9102e-07 | 2.3655e-07 | -2.3289e-07 | -4.3787e-07 | -3.7657e-07 | 1.4272e-07 | -4.262e-07 | 4.1419e-07 | 9.4582e-08 | 4.1596e-07 | 5.5154e-07 | 0
2008 | 1.026 | 1.1352 | 1.0427 | 1.0392 | 0.81597 |  | 1.1292 | 1.2247 | 1.0387 | 1.0104 | 1.3317 | 1.1878 | 1.1204 | 1.1603 | 0.92201 | 1.0872 | 1.1176 | 0.84793 | 0.95066 | 1.0079 | 1.0102 | 2008 | 2.0321e-07 | -4.1924e-07 | 1.5668e-07 | -2.7094e-07 | 2.5349e-08 |  | -1.1036e-07 | 4.2554e-07 | -9.5726e-08 | 1.6247e-07 | -5.0146e-07 | -4.1966e-07 | 3.0217e-07 | -7.1123e-07 | -5.7154e-08 | -4.9027e-07 | -2.366e-07 | -2.6006e-08 | -3.2251e-08 | -4.9142e-07 | 0
2009 | 1.0667 | 1.1898 | 1.0622 | 1.0593 | 0.75209 |  | 1.1839 | 1.257 | 1.0621 | 1.0142 | 1.4156 | 1.276 | 1.1775 | 1.2031 | 0.94185 | 1.1148 | 1.1674 | 0.83638 | 0.92785 | 1.0055 | 1.0135 | 2009 | -2.2897e-07 | -5.2448e-07 | 4.9057e-08 | -2.0492e-07 | 1.9637e-08 |  | -1.3911e-07 | 1.7014e-08 | -5.7098e-07 | -3.4594e-07 | -5.0309e-07 | 1.6866e-07 | 1.3433e-07 | 2.8973e-07 | 1.4217e-07 | 5.3912e-07 | 6.2034e-07 | 1.3844e-07 | 9.4911e-08 | -3.9604e-07 | 0
2010 | 1.0764 | 1.2538 | 1.0788 | 1.0741 | 0.73765 |  | 1.2234 | 1.2358 | 1.0878 | 1.0169 | 1.5033 | 1.3481 | 1.2166 | 1.2186 | 0.98991 | 1.1246 | 1.2031 | 0.81378 | 0.90748 | 1.0055 | 1.0132 | 2010 | -4.4884e-07 | 4.3787e-07 | -2.4947e-07 | 3.035e-07 | 8.8356e-09 |  | 6.5829e-07 | -1.4267e-07 | 1.5194e-07 | -9.6786e-08 | -2.6589e-07 | -2.3833e-07 | 1.4134e-07 | 2.5457e-07 | 3.0732e-07 | 3.22e-07 | 4.7259e-07 | 2.0239e-07 | 3.8052e-07 | -2.5138e-08 | 0
2011 | 1.0405 | 1.2538 | 1.0945 | 1.0882 | 0.67243 |  | 1.243 | 1.3623 | 1.1101 | 1.0196 | 1.6353 | 1.4085 | 1.2534 | 1.2906 | 0.91246 | 1.1197 | 1.2192 | 0.76012 | 0.88253 | 0.9917 | 0.99815 | 2011 | 1.3249e-07 | 4.3787e-07 | 4.3877e-08 | 1.7018e-07 | -1.9432e-09 |  | -1.8074e-07 | 3.8857e-07 | 1.7727e-07 | 7.209e-08 | 1.9899e-07 | -3.9591e-07 | -1.9678e-07 | -2.9621e-07 | -9.4378e-08 | 4.4576e-07 | 1.0467e-07 | -4.4497e-09 | 5.565e-08 | -9.5895e-08 | 0
2012 | 1.0287 | 1.2538 | 1.1087 | 1.1004 | 0.5549 |  | 1.273 | 1.4697 | 1.155 | 1.0225 | 1.6613 | 1.4608 | 1.2839 | 1.3494 | 0.86615 | 1.1022 | 1.2449 | 0.76624 | 0.87142 | 0.99147 | 0.99912 | 2012 | -1.3131e-07 | 4.3787e-07 | 4.4998e-08 | 1.9585e-07 | 4.1396e-08 |  | 1.0007e-06 | 1.9009e-07 | -5.1344e-07 | -1.9967e-07 | -2.6115e-07 | -3.8561e-07 | -5.5996e-07 | -6.7675e-07 | 3.4297e-07 | 9.4865e-07 | 8.9537e-07 | 3.0345e-07 | 3.7238e-07 | 5.1326e-07 | 0
2013 | 1.0212 | 1.2538 | 1.1218 | 1.1098 | 0.58883 |  | 1.272 | 1.5661 | 1.1579 | 1.0241 | 1.7753 | 1.5072 | 1.3115 | 1.409 | 0.81223 | 1.0985 | 1.2421 | 0.7165 | 0.84398 | 0.9699 | 0.97671 | 2013 | 1.7326e-07 | 4.3787e-07 | 4.4304e-07 | 1.4665e-07 | 3.4039e-08 |  | 2.1057e-09 | -1.8457e-07 | -3.0836e-07 | -3.4672e-07 | 5.2994e-07 | 2.2012e-07 | -9.9846e-08 | -2.8518e-07 | -1.5896e-08 | 4.1139e-07 | -2.5696e-07 | -8.877e-08 | -1.9248e-08 | -8.9449e-08 | 0
2014 | 1.0107 | 1.2538 | 1.1357 | 1.1166 | 0.62037 |  | 1.2706 | 1.4605 | 1.1799 | 1.0243 | 1.816 | 1.5517 | 1.335 | 1.381 | 0.86998 | 1.0769 | 1.2405 | 0.69968 | 0.81883 | 0.95176 | 0.95914 | 2014 | -3.5784e-07 | 4.3787e-07 | 5.4211e-07 | -3.8152e-07 | 9.538e-08 |  | -8.5045e-08 | -2.0995e-07 | -8.2626e-08 | 9.1629e-08 | 5.2707e-07 | 3.2148e-07 | -1.7371e-07 | 5.9289e-07 | 2.9579e-07 | -1.0099e-07 | -2.6515e-07 | 8.0562e-08 | 1.6544e-07 | 1.8297e-07 | 0
2015 | 1.026 | 1.2538 | 1.1527 | 1.1266 | 0.75933 |  | 1.2585 | 1.5438 | 1.1649 | 1.0256 | 1.8925 | 1.5843 | 1.3933 | 1.4366 | 0.81521 | 1.0803 | 1.2271 | 0.665 | 0.79436 | 0.90327 | 0.92447 | 2015 | -3.0758e-07 | 4.3787e-07 | 4.9828e-07 | -2.6031e-08 | 8.707e-08 |  | 6.6867e-07 | 7.4844e-08 | 2.7753e-07 | 3.9442e-07 | 4.1971e-07 | 1.6041e-07 | 5.8521e-07 | 7.3205e-07 | 3.087e-07 | 3.1312e-07 | 9.9213e-08 | 1.2315e-07 | 2.0858e-07 | 8.4514e-08 | 0
2016 | 1.0252 | 1.2538 | 1.1728 | 1.1403 | 0.67734 |  | 1.2825 | 1.3882 | 1.1765 | 1.0268 | 1.8812 | 1.6459 | 1.4087 | 1.3818 | 0.92386 | 1.0902 | 1.2491 | 0.68175 | 0.77921 | 0.91044 | 0.92996 | 2016 | 6.9855e-08 | 4.3787e-07 | 5.0818e-07 | 1.1334e-07 | 1.0948e-07 |  | 3.2578e-09 | -1.4069e-08 | -5.1524e-07 | 1.161e-07 | 2.2212e-07 | 5.2406e-08 | 2.6727e-07 | 6.256e-07 | 1.687e-07 | 4.851e-07 | -2.2368e-07 | 1.1778e-07 | 1.5369e-07 | 9.9845e-08 | 0
2017 | 1.0357 | 1.2538 | 1.1949 | 1.1521 | 0.58167 |  | 1.3112 | 1.3557 | 1.2003 | 1.0272 | 1.9001 | 1.6944 | 1.434 | 1.3794 | 0.96715 | 1.0924 | 1.2764 | 0.69009 | 0.77384 | 0.91441 | 0.93582 | 2017 | 6.2012e-07 | 4.3787e-07 | -3.0321e-07 | -2.0351e-07 | 6.3085e-08 |  | -2.1512e-07 | 4.6132e-07 | -6.1779e-07 | -2.1385e-08 | 4.9494e-07 | -4.5906e-08 | 2.8522e-07 | -3.6131e-07 | 8.857e-08 | -5.2436e-08 | 2.0211e-07 | 7.2293e-08 | 1.2428e-07 | 1.0198e-07 | 0
2018 | 1.0312 | 1.2538 | 1.2159 | 1.1631 | 0.64071 |  | 1.3103 | 1.3776 | 1.1965 | 1.027 | 1.9007 | 1.7423 | 1.4459 | 1.396 | 0.95115 | 1.0952 | 1.2759 | 0.68938 | 0.75207 | 0.9062 | 0.92709 | 2018 | -4.6928e-08 | 4.3787e-07 | 3.1975e-08 | -3.7994e-09 | 3.5201e-08 |  | -2.7181e-07 | -4.8888e-07 | 1.8095e-07 | 4.2664e-07 | 5.7655e-07 | 3.6404e-07 | 4.0868e-07 | 6.4906e-07 | 1.4372e-07 | 6.7001e-07 | 1.4298e-07 | 1.2154e-07 | 8.8621e-08 | 1.4577e-07 | 0
2019 | 1.0392 | 1.2538 | 1.2345 | 1.174 | 0.66392 |  | 1.3168 | 1.2995 | 1.1888 | 1.0268 | 1.8861 | 1.7895 | 1.4611 | 1.3679 | 1.0133 | 1.1077 | 1.2825 | 0.69819 | 0.73588 | 0.90129 | 0.9238 | 2019 | -2.6234e-07 | 4.3787e-07 | 3.1612e-07 | -7.9498e-09 | 5.3666e-08 |  | 2.9102e-07 | 4.6539e-07 | 8.3534e-08 | 3.008e-07 | 2.5146e-07 | -3.2679e-07 | 4.0478e-07 | 4.1788e-07 | 4.5473e-07 | -3.8266e-08 | 7.0109e-07 | 1.9914e-07 | 1.7526e-07 | 2.9312e-07 | 0
2020 | 1.0254 | 1.2628 | 1.2509 | 1.1829 | 0.71456 |  | 1.3173 | 1.254 | 1.2129 | 1.0264 | 1.9772 | 1.8297 | 1.478 | 1.3554 | 1.0505 | 1.086 | 1.2834 | 0.66622 | 0.71995 | 0.89122 | 0.91152 | 2020 | 3.063e-07 | 3.7044e-07 | -8.168e-08 | -3.6057e-07 | 9.3472e-08 |  | -2.7079e-07 | -2.1703e-07 | -3.083e-07 | -2.3758e-08 | -4.6412e-07 | 3.4956e-07 | 3.4435e-07 | -1.0604e-07 | -1.2381e-07 | -2.8583e-07 | -4.1081e-07 | -1.0511e-07 | -7.2081e-08 | -1.1065e-07 | 0
2021 | 1.025 | 1.2628 | 1.2668 | 1.1901 | 0.73366 |  | 1.3208 | 1.2856 | 1.2238 | 1.0267 | 1.9712 | 1.8607 | 1.493 | 1.3705 | 1.0274 | 1.0792 | 1.2865 | 0.67003 | 0.70981 | 0.88465 | 0.90686 | 2021 | 2.8007e-07 | 3.7044e-07 | 3.5606e-07 | -3.3512e-07 | 5.0751e-08 |  | 4.8172e-07 | -1.1414e-07 | 2.4844e-07 | -2.1979e-07 | -1.2989e-07 | 3.2995e-07 | -2.6162e-07 | -5.6263e-07 | -3.6407e-07 | 2.485e-07 | -2.3863e-07 | 6.1095e-08 | 7.5874e-08 | 1.275e-07 | 0
2022 | 1.0328 | 1.3196 | 1.2951 | 1.1978 | 0.89168 |  | 1.3233 | 1.3459 | 1.2572 | 1.0269 | 1.9578 | 1.8922 | 1.5077 | 1.4053 | 0.98321 | 1.0526 | 1.2886 | 0.67591 | 0.69935 | 0.87768 | 0.90122 | 2022 | -4.244e-07 | -9.8579e-08 | 4.5731e-07 | 1.1313e-07 | 6.1661e-09 |  | 7.2545e-07 | -8.0833e-08 | -2.8947e-07 | 2.9084e-07 | -7.5523e-08 | 4.8853e-07 | -1.4599e-07 | 1.8172e-07 | 4.5906e-07 | 1.054e-06 | 9.697e-07 | 3.5608e-07 | 3.2497e-07 | 3.3463e-07 | 0
2023 | 1.0532 | 1.3196 | 1.3218 | 1.2061 | 0.74536 |  | 1.3637 | 1.4558 | 1.2552 | 1.0268 | 1.9625 | 1.9253 | 1.5193 | 1.4666 | 0.93675 | 1.0864 | 1.3281 | 0.69489 | 0.70834 | 0.89761 | 0.92239 | 2023 | -7.1381e-08 | -9.8579e-08 | 1.9919e-07 | 3.7242e-07 | 9.1125e-08 |  | 6.0972e-07 | 1.565e-07 | -3.6075e-07 | 4.6754e-07 | -3.4752e-07 | -3.2339e-07 | -2.2788e-07 | 5.4878e-08 | 1.1021e-07 | 5.9605e-07 | 1.3487e-07 | 1.3513e-07 | 1.6082e-07 | 1.3793e-07 | 0
6.ERG: individual output & input indexes, 2006-2023
| Output Indexes | [6 empty] | Input Indexes | [6 empty] | Partial Productivity Indexes | [7 empty] | Output Indexes | [6 empty] | Input Indexes | [6 empty] | Partial Productivity Indexes
Year | Energy | Rat. max demand | Customers | Circuit length | CMOS | Max Demand | Total Output | Real Opex | O/H Sub-tran. lines | O/H Distr. lines | U/G Sub-tran. lines | U/G Distr. lines | Trans-formers | Total Input | Real Opex | O/H Sub-tran. lines | O/H Distr. lines | U/G Sub-tran. lines | U/G Distr. lines | Trans-formers | Capital | Year | Energy | Rat. max demand | Customers | Circuit length | CMOS | Max Demand | Total Output | Real Opex | O/H Sub-tran. lines | O/H Distr. lines | U/G Sub-tran. lines | U/G Distr. lines | Trans-formers | Total Input | Real Opex | O/H Sub-tran. lines | O/H Distr. lines | U/G Sub-tran. lines | U/G Distr. lines | Trans-formers | Capital
2006 | 1 | 1 | 1 | 1 | 1 |  | 1 | 1 | 1 | 1 | 1 | 1 | 1 | 1 | 1 | 1 | 1 | 1 | 1 | 1 | 1 | 2006 | 0 | 0 | 0 | 0 | 0 |  | 0 | 0 | 0 | 0 | 0 | 0 | 0 | 0 | 0 | 0 | 0 | 0 | 0 | 0 | 0
2007 | 1.0067 | 1.0169 | 1.0176 | 1.0124 | 0.70624 |  | 1.145 | 0.91494 | 1.0218 | 1.0087 | 1.0564 | 1.1152 | 1.0277 | 0.97349 | 1.2514 | 1.1205 | 1.135 | 1.0838 | 1.0267 | 1.1141 | 1.1173 | 2007 | 4.824e-07 | -3.6795e-07 | 2.9174e-07 | -6.2164e-08 | -5.6129e-09 |  | 3.7009e-07 | -2.7536e-08 | 3.5989e-07 | 3.5841e-07 | -3.0256e-07 | 4.4547e-07 | -3.5595e-07 | -2.1944e-07 | 7.5056e-07 | 1.9246e-07 | 5.2981e-07 | 1.1245e-07 | 5.0531e-07 | 1.911e-08 | 0
2008 | 1.0243 | 1.0978 | 1.0378 | 1.0159 | 0.86374 |  | 1.1245 | 0.98594 | 1.0362 | 1.0187 | 1.0803 | 1.2859 | 1.0395 | 1.0176 | 1.1405 | 1.0852 | 1.1039 | 1.0409 | 0.87446 | 1.0818 | 1.0776 | 2008 | -2.073e-07 | 2.2328e-07 | 4.0878e-08 | 3.6201e-08 | 2.7509e-08 |  | -2.9854e-08 | 4.367e-08 | -4.0932e-07 | 3.5164e-08 | -2.9028e-07 | -2.7999e-07 | 2.1735e-07 | 4.0947e-08 | -8.0831e-07 | -9.0487e-08 | -3.5131e-07 | -2.4402e-07 | -3.8706e-07 | -1.787e-07 | 0
2009 | 1.0477 | 1.0978 | 1.0626 | 1.0234 | 0.98324 |  | 1.0901 | 0.94851 | 1.0662 | 1.0311 | 1.0959 | 1.4237 | 1.0552 | 1.0097 | 1.1493 | 1.0224 | 1.0573 | 0.99469 | 0.76567 | 1.0331 | 1.023 | 2009 | 3.4702e-07 | 2.2328e-07 | -1.8787e-07 | 3.067e-07 | -7.46e-09 |  | 3.483e-07 | -6.59e-08 | -2.131e-07 | 8.6624e-08 | 9.2697e-08 | 8.9645e-09 | -3.7131e-07 | 7.8752e-07 | 2.8858e-07 | -2.5981e-08 | 2.3364e-07 | -9.8823e-08 | -1.1165e-07 | -1.2734e-07 | 0
2010 | 1.0571 | 1.1547 | 1.0846 | 1.0289 | 1.0041 |  | 1.1178 | 0.94395 | 1.0783 | 1.0383 | 1.3157 | 1.5341 | 1.1209 | 1.028 | 1.1841 | 1.0366 | 1.0765 | 0.84958 | 0.7286 | 0.99723 | 1.0133 | 2010 | -1.271e-07 | 1.4705e-07 | -1.3265e-07 | -1.4626e-07 | 2.9737e-07 |  | 1.944e-07 | -4.4389e-08 | -5.4482e-08 | -4.4444e-07 | -2.9169e-07 | 4.5346e-07 | 4.7719e-07 | 5.0858e-08 | 6.8897e-07 | 6.0268e-07 | 8.3254e-08 | 4.3728e-07 | 2.0559e-07 | 2.4716e-07 | 0
2011 | 0.98079 | 1.1547 | 1.1039 | 1.0299 | 0.94278 |  | 1.1423 | 1.113 | 1.0877 | 1.0534 | 1.4138 | 1.6214 | 1.1502 | 1.1189 | 1.0263 | 1.0502 | 1.0843 | 0.80795 | 0.70449 | 0.99306 | 1.0141 | 2011 | -8.5477e-08 | 1.4705e-07 | -1.2108e-08 | -3.7069e-07 | -1.344e-07 |  | 3.9271e-07 | -4.8908e-07 | -2.8159e-07 | -3.9703e-07 | -7.2342e-08 | 5.4839e-07 | 3.6199e-07 | 2.1321e-07 | -2.227e-07 | 5.2236e-07 | -4.5469e-07 | -2.0134e-08 | -8.3101e-08 | -1.0753e-07 | 0
2012 | 1.0152 | 1.1547 | 1.1204 | 1.0367 | 0.87102 |  | 1.1801 | 1.1641 | 1.1054 | 1.0666 | 1.4571 | 1.7102 | 1.1896 | 1.1566 | 1.0137 | 1.0676 | 1.1064 | 0.80989 | 0.69001 | 0.99199 | 1.0226 | 2012 | -2.5787e-07 | 1.4705e-07 | -4.8668e-08 | 2.7648e-07 | 4.3571e-09 |  | -4.3423e-07 | -2.6596e-07 | 3.0968e-07 | -4.4565e-07 | -3.3539e-08 | -3.3881e-07 | -2.8092e-07 | 1.2657e-08 | -5.1258e-07 | -4.4192e-07 | -2.1574e-08 | -2.1229e-07 | -2.5451e-07 | -2.897e-07 | 0
2013 | 1.0007 | 1.1547 | 1.1383 | 1.0147 | 0.7901 |  | 1.1972 | 0.94517 | 0.95138 | 1.0775 | 1.3912 | 1.8007 | 1.2185 | 1.051 | 1.2667 | 1.2584 | 1.1111 | 0.86058 | 0.66486 | 0.98251 | 1.0448 | 2013 | -3.2114e-07 | 1.4705e-07 | 7.3601e-08 | 2.9852e-07 | -4.6693e-08 |  | 1.5314e-07 | 5.1388e-08 | 3.9559e-08 | -5.3747e-07 | -3.3276e-07 | 5.7187e-07 | 5.7449e-09 | 2.5603e-07 | -1.7422e-07 | -4.5544e-07 | 1.5992e-09 | 1.5887e-08 | -1.2177e-07 | -1.2142e-07 | 0
2014 | 1.0171 | 1.1547 | 1.1567 | 1.019 | 0.6933 |  | 1.2379 | 0.95608 | 0.95081 | 1.0976 | 1.4106 | 1.8774 | 1.326 | 1.0845 | 1.2948 | 1.302 | 1.1278 | 0.87762 | 0.6594 | 0.93361 | 1.0307 | 2014 | -1.9699e-07 | 1.4705e-07 | 1.0772e-07 | -1.8381e-07 | -1.1185e-07 |  | 1.297e-10 | -3.5619e-08 | 4.769e-08 | -2.6019e-07 | -1.2711e-07 | -3.3463e-08 | 5.8363e-07 | -1.4547e-07 | -2.0821e-08 | 4.6088e-10 | -2.0509e-07 | -2.4608e-08 | -7.8603e-08 | -1.1536e-07 | 0
2015 | 1.0126 | 1.1547 | 1.1669 | 1.0281 | 0.86194 |  | 1.1889 | 1.043 | 0.95362 | 1.1528 | 1.3819 | 1.9938 | 1.329 | 1.1411 | 1.1399 | 1.2467 | 1.0313 | 0.86033 | 0.59632 | 0.89457 | 0.96934 | 2015 | 9.0836e-08 | 1.4705e-07 | 7.1465e-08 | 2.5505e-08 | -9.4344e-08 |  | 2.7245e-07 | 2.534e-07 | 7.9575e-08 | -1.5466e-07 | -3.7758e-07 | 1.7504e-07 | 2.4879e-07 | 2.559e-07 | 1.3185e-07 | -4.8976e-07 | -2.5991e-07 | 8.1337e-08 | -1.1829e-08 | -8.7613e-08 | 0
2016 | 1.0194 | 1.1547 | 1.1846 | 1.0267 | 0.87328 |  | 1.1895 | 1.0055 | 0.94804 | 1.143 | 1.4789 | 2.029 | 1.3899 | 1.1343 | 1.183 | 1.2547 | 1.0407 | 0.80433 | 0.58628 | 0.85584 | 0.95123 | 2016 | -1.1305e-07 | 1.4705e-07 | -4.6085e-07 | -3.7174e-07 | -7.7328e-08 |  | -5.1436e-07 | -9.9709e-08 | 6.3782e-10 | 2.7225e-07 | 1.0212e-07 | 6.3034e-08 | 4.8608e-07 | -2.5909e-07 | 1.3422e-07 | 1.7471e-07 | 1.9818e-09 | -1.1176e-07 | -3.4302e-08 | -1.3625e-07 | 0
2017 | 0.98857 | 1.1547 | 1.1945 | 1.0283 | 0.68278 |  | 1.2531 | 0.89981 | 1.0051 | 1.1271 | 1.729 | 2.0704 | 1.4356 | 1.0891 | 1.3926 | 1.2467 | 1.1118 | 0.72474 | 0.60524 | 0.87286 | 0.98288 | 2017 | -2.7426e-07 | 1.4705e-07 | 2.067e-07 | -4.0146e-08 | -2.8534e-10 |  | -4.6642e-07 | -1.9728e-08 | 7.7919e-08 | -5.6084e-08 | -1.864e-07 | 4.6288e-07 | -1.164e-07 | -8.3221e-08 | 1.8931e-07 | 1.2013e-07 | -1.1215e-08 | -8.0839e-08 | -1.3406e-07 | -2.8086e-07 | 0
2018 | 0.98198 | 1.1547 | 1.2051 | 1.0248 | 0.74403 |  | 1.2332 | 0.90098 | 1.0115 | 1.1596 | 1.7413 | 2.0044 | 1.4447 | 1.0962 | 1.3688 | 1.2191 | 1.0634 | 0.70822 | 0.61525 | 0.85363 | 0.95631 | 2018 | -2.053e-07 | 1.4705e-07 | 3.9742e-08 | -4.6777e-07 | -4.0198e-08 |  | -1.1825e-07 | -1.3083e-07 | 3.0048e-07 | 1.8001e-07 | 4.6307e-07 | 3.1999e-07 | 1.4723e-07 | 8.0281e-07 | -3.5235e-07 | -4.735e-07 | -4.6432e-07 | -1.6007e-07 | -3.1538e-07 | -3.8789e-07 | 0
2019 | 1.0013 | 1.1547 | 1.2141 | 1.0268 | 0.88221 |  | 1.191 | 0.91838 | 1.0113 | 1.1298 | 1.7588 | 2.0321 | 1.4504 | 1.1018 | 1.2968 | 1.1777 | 1.0542 | 0.67716 | 0.58607 | 0.82113 | 0.92981 | 2019 | -2.074e-07 | 1.4705e-07 | -5.1494e-07 | 2.0996e-07 | 3.0948e-08 |  | -4.1302e-07 | -1.0649e-07 | 1.7166e-09 | -2.0349e-07 | 4.3371e-07 | 7.6462e-08 | -2.5594e-07 | 2.4905e-07 | -3.0753e-07 | -3.0912e-07 | 1.4934e-07 | 1.0078e-08 | -1.5842e-07 | -1.4765e-07 | 0
2020 | 1.006 | 1.1547 | 1.2214 | 1.031 | 0.86997 |  | 1.1999 | 0.96667 | 1.0221 | 1.1378 | 1.7541 | 2.047 | 1.4369 | 1.1271 | 1.2413 | 1.174 | 1.0546 | 0.68408 | 0.5862 | 0.83509 | 0.93664 | 2020 | 2.4703e-07 | 1.4705e-07 | -1.1707e-07 | -1.4742e-07 | -7.9964e-09 |  | -7.5584e-07 | -6.9614e-08 | -2.2644e-08 | 8.5091e-08 | -1.5472e-07 | 2.8836e-07 | 6.6202e-07 | -1.7151e-08 | -1.8802e-07 | -2.8079e-07 | -6.8367e-08 | -1.9661e-07 | -3.0891e-07 | -3.8068e-07 | 0
2021 | 0.99932 | 1.1547 | 1.2298 | 1.0371 | 0.85707 |  | 1.2096 | 0.7697 | 1.0226 | 1.1552 | 1.7546 | 2.0725 | 1.4639 | 1.021 | 1.5716 | 1.1829 | 1.0471 | 0.68943 | 0.58367 | 0.82632 | 0.92958 | 2021 | -2.6781e-07 | 1.4705e-07 | -3.1063e-07 | 2.9472e-07 | -6.1893e-08 |  | 1.6507e-07 | -7.1391e-08 | -4.0173e-07 | -4.7965e-07 | -3.5091e-07 | 7.4405e-07 | 6.8471e-07 | 5.1189e-07 | -1.3921e-07 | -3.4152e-07 | -1.3187e-07 | -2.5486e-08 | -2.0541e-07 | -1.8991e-07 | 0
2022 | 1.0218 | 1.1547 | 1.2442 | 1.0396 | 1.0278 |  | 1.1526 | 0.77801 | 1.0279 | 1.163 | 1.7545 | 2.1037 | 1.4401 | 1.025 | 1.4814 | 1.1213 | 0.99105 | 0.65693 | 0.54789 | 0.80033 | 0.88891 | 2022 | 1.666e-07 | 1.4705e-07 | -3.8677e-07 | 5.125e-07 | 2.8144e-07 |  | -7.4556e-07 | -1.13e-07 | 5.4634e-08 | 2.0348e-08 | 1.2352e-07 | 7.0331e-07 | 6.8404e-07 | 1.6296e-08 | -6.7582e-07 | -1.9068e-07 | -4.1146e-07 | -2.6281e-07 | -3.0672e-07 | -5.3819e-07 | 0
2023 | 1.0283 | 1.1547 | 1.2602 | 1.0414 | 0.92241 |  | 1.1983 | 0.88204 | 1.0309 | 1.1807 | 1.7528 | 2.149 | 1.5159 | 1.1092 | 1.3585 | 1.1624 | 1.0149 | 0.68364 | 0.55759 | 0.79049 | 0.8974 | 2023 | -6.7452e-07 | 1.4705e-07 | -1.5546e-07 | 6.3766e-07 | -1.548e-07 |  | -2.0167e-07 | -1.358e-07 | 1.6087e-07 | -2.0806e-07 | -2.9016e-07 | 6.5268e-07 | 8.8112e-08 | -1.7835e-07 | 5.2298e-07 | -1.9318e-07 | 1.2003e-07 | 9.9023e-10 | -1.301e-07 | -7.1316e-08 | 0
7.ESS: individual output & input indexes, 2006-2023
| Output Indexes | [6 empty] | Input Indexes | [6 empty] | Partial Productivity Indexes | [7 empty] | Output Indexes | [6 empty] | Input Indexes | [6 empty] | Partial Productivity Indexes
Year | Energy | Rat. max demand | Customers | Circuit length | CMOS | Max Demand | Total Output | Real Opex | O/H Sub-tran. lines | O/H Distr. lines | U/G Sub-tran. lines | U/G Distr. lines | Trans-formers | Total Input | Real Opex | O/H Sub-tran. lines | O/H Distr. lines | U/G Sub-tran. lines | U/G Distr. lines | Trans-formers | Capital | Year | Energy | Rat. max demand | Customers | Circuit length | CMOS | Max Demand | Total Output | Real Opex | O/H Sub-tran. lines | O/H Distr. lines | U/G Sub-tran. lines | U/G Distr. lines | Trans-formers | Total Input | Real Opex | O/H Sub-tran. lines | O/H Distr. lines | U/G Sub-tran. lines | U/G Distr. lines | Trans-formers | Capital
2006 | 1 | 1 | 1 | 1 | 1 |  | 1 | 1 | 1 | 1 | 1 | 1 | 1 | 1 | 1 | 1 | 1 | 1 | 1 | 1 | 1 | 2006 | 0 | 0 | 0 | 0 | 0 |  | 0 | 0 | 0 | 0 | 0 | 0 | 0 | 0 | 0 | 0 | 0 | 0 | 0 | 0 | 0
2007 | 1.0008 | 1.0455 | 1.0077 | 0.94939 | 0.75426 |  | 1.0748 | 1.1838 | 1.0089 | 0.90492 | 1 | 1.1273 | 1.0729 | 1.0923 | 0.90798 | 1.0653 | 1.1878 | 1.0748 | 0.95346 | 1.0019 | 1.0623 | 2007 | -4.2436e-07 | -3.2557e-07 | -1.1264e-07 | -3.4949e-08 | -1.7061e-08 |  | -1.8937e-07 | -8.5228e-08 | -1.5193e-07 | 6.3306e-08 | 0 | -8.7128e-09 | -2.6925e-07 | -6.9617e-07 | -1.9088e-07 | -4.1411e-07 | -1.4079e-07 | -1.8937e-07 | -7.3966e-08 | -5.773e-08 | 0
2008 | 1.006 | 1.0455 | 1.0198 | 0.93124 | 0.74993 |  | 1.0695 | 1.3576 | 0.97326 | 0.91023 | 0.43447 | 0.7523 | 1.1372 | 1.1705 | 0.78779 | 1.0989 | 1.175 | 2.4617 | 1.4217 | 0.94048 | 1.0578 | 2008 | -3.0827e-07 | -3.2557e-07 | 3.3253e-07 | 1.1439e-08 | -2.5574e-08 |  | -6.7847e-07 | 1.9353e-07 | -3.7716e-08 | 8.1504e-08 | 3.1789e-08 | -2.0316e-08 | 3.2957e-07 | 1.5926e-07 | -3.0031e-07 | -1.7739e-07 | -8.109e-07 | -1.2811e-06 | -3.4703e-07 | -4.4645e-07 | 0
2009 | 1.0131 | 1.0466 | 1.0282 | 0.94086 | 0.90359 |  | 1.0313 | 1.2472 | 0.97834 | 0.91505 | 0.57485 | 0.8017 | 1.1753 | 1.1309 | 0.82692 | 1.0541 | 1.127 | 1.794 | 1.2864 | 0.87748 | 0.99605 | 2009 | -3.6973e-07 | -2.8809e-08 | -1.5437e-07 | 3.8407e-08 | 3.1425e-08 |  | -9.0843e-08 | -5.7825e-07 | -5.307e-09 | 9.0778e-08 | 5.7258e-08 | -5.7121e-08 | 1.7442e-07 | 1.3039e-07 | -8.6449e-08 | 7.7681e-08 | 1.3537e-07 | -1.6987e-07 | 2.9906e-07 | -1.9814e-07 | 0
2010 | 1.0116 | 1.047 | 1.0328 | 0.94529 | 0.6833 |  | 1.0997 | 1.3618 | 1.0054 | 0.9187 | 0.58012 | 0.85523 | 1.2419 | 1.2029 | 0.80752 | 1.0938 | 1.197 | 1.8956 | 1.2858 | 0.88548 | 1.024 | 2010 | -3.9999e-07 | -1.8908e-07 | -3.8607e-07 | -2.5184e-08 | 2.0287e-08 |  | -1.1361e-07 | -3.5714e-07 | -4.0346e-07 | 2.0736e-08 | -2.3214e-08 | -1.1886e-07 | -3.8485e-07 | -7.9597e-07 | -9.8508e-08 | -3.8125e-08 | -6.159e-07 | -8.4837e-08 | 1.1433e-08 | -2.3191e-07 | 0
2011 | 0.9982 | 1.047 | 1.0443 | 0.9551 | 0.78234 |  | 1.0773 | 1.3781 | 1.0004 | 0.92423 | 0.66381 | 0.93951 | 1.2564 | 1.2142 | 0.78179 | 1.0769 | 1.1657 | 1.623 | 1.1467 | 0.85749 | 0.99064 | 2011 | 6.4867e-08 | -1.8908e-07 | 6.5765e-08 | 3.1834e-08 | 2.2888e-11 |  | -4.101e-07 | 4.7307e-07 | -5.1628e-08 | 2.5841e-08 | -1.974e-08 | -6.4983e-08 | -3.0241e-07 | -5.8029e-08 | -1.2815e-08 | 1.262e-07 | -2.5031e-07 | 3.4698e-07 | 2.5259e-07 | -1.3297e-07 | 0
2012 | 0.99068 | 1.047 | 1.0493 | 0.95624 | 0.83905 |  | 1.0641 | 1.6973 | 0.98464 | 0.9275 | 0.80386 | 1.0081 | 1.2782 | 1.3582 | 0.62695 | 1.0807 | 1.1473 | 1.3237 | 1.0556 | 0.83247 | 0.96649 | 2012 | 3.158e-08 | -1.8908e-07 | 8.6349e-08 | -1.352e-08 | 4.2709e-09 |  | 1.7225e-07 | -3.2249e-07 | -1.8377e-08 | -1.8998e-08 | -1.6982e-08 | 4.0281e-07 | -3.4647e-07 | 3.9894e-08 | 2.3797e-08 | -3.266e-07 | -3.1063e-07 | -1.1951e-07 | 1.4636e-07 | -7.7143e-09 | 0
2013 | 1.0273 | 1.047 | 1.0566 | 0.95769 | 0.82713 |  | 1.0736 | 1.5028 | 1.0435 | 0.93003 | 0.979 | 1.0287 | 1.283 | 1.287 | 0.71438 | 1.0288 | 1.1543 | 1.0966 | 1.0436 | 0.83681 | 0.96365 | 2013 | -3.7162e-07 | -1.8908e-07 | -2.3104e-07 | 5.3349e-08 | 3.5479e-08 |  | 3.3793e-07 | 2.4658e-07 | 1.2631e-07 | 5.8637e-08 | -9.8656e-09 | -3.0922e-07 | -2.8739e-07 | -5.3536e-07 | 1.2116e-07 | -3.9592e-07 | -2.3576e-07 | 1.8652e-07 | -8.4796e-08 | 2.4937e-08 | 0
2014 | 1.0054 | 1.1997 | 1.0691 | 0.95793 | 0.65225 |  | 1.1796 | 1.4431 | 1.0706 | 0.93274 | 1.3005 | 1.0556 | 1.2779 | 1.2625 | 0.81744 | 1.1018 | 1.2647 | 0.90709 | 1.1175 | 0.92313 | 1.0536 | 2014 | 5.063e-07 | -1.9978e-07 | -2.5624e-07 | 8.2113e-08 | 4.1615e-08 |  | -5.7716e-08 | -9.7298e-08 | 5.378e-08 | -4.0211e-08 | 5.245e-07 | -1.1722e-07 | -1.5285e-07 | -5.2963e-08 | -6.446e-08 | 2.8925e-08 | -3.005e-07 | -1.1787e-07 | 2.6866e-07 | -1.7094e-07 | 0
2015 | 1.0256 | 1.1997 | 1.0851 | 0.95953 | 0.80949 |  | 1.1454 | 1.2705 | 1.0962 | 0.9365 | 1.4203 | 1.0963 | 1.3004 | 1.1982 | 0.90155 | 1.0449 | 1.223 | 0.80641 | 1.0448 | 0.88082 | 1.0083 | 2015 | -3.3623e-07 | -1.9978e-07 | -3.4363e-07 | 5.1569e-08 | 7.3904e-08 |  | -5.759e-07 | 1.8809e-07 | -4.2142e-07 | -2.2149e-08 | -2.4332e-07 | 1.1094e-07 | -6.8977e-08 | -1.2682e-07 | -1.2913e-07 | -2.3509e-07 | -3.4363e-07 | -1.8925e-07 | -1.7884e-07 | -1.3485e-07 | 0
2016 | 1.0291 | 1.1997 | 1.1002 | 0.96189 | 0.79326 |  | 1.158 | 1.0314 | 1.1224 | 0.93834 | 1.4312 | 1.1426 | 1.3194 | 1.0954 | 1.1227 | 1.0318 | 1.2341 | 0.80911 | 1.0135 | 0.87766 | 1.0062 | 2016 | 1.474e-08 | -1.9978e-07 | 3.9368e-07 | 7.9216e-09 | 4.1294e-08 |  | -6.0307e-07 | -3.4541e-07 | 4.6112e-07 | -3.2137e-08 | 5.1849e-07 | 1.2681e-07 | 3.1172e-07 | -6.9994e-07 | -4.7985e-07 | 1.9012e-07 | -2.9759e-07 | -2.3168e-07 | -2.3758e-07 | -2.0002e-07 | 0
2017 | 1.0354 | 1.1997 | 1.1163 | 0.96266 | 0.88667 |  | 1.134 | 0.99237 | 1.1257 | 0.94147 | 1.3765 | 1.1788 | 1.3264 | 1.0802 | 1.1427 | 1.0074 | 1.2045 | 0.8238 | 0.962 | 0.85494 | 0.97987 | 2017 | -1.6528e-07 | -1.9978e-07 | 4.7605e-07 | 1.1068e-07 | 1.3182e-07 |  | 3.4769e-07 | 7.4455e-09 | -1.3644e-07 | -4.9309e-08 | 4.2923e-07 | 7.9491e-08 | 1.2125e-07 | -2.832e-08 | -6.5799e-08 | -2.0993e-07 | 1.9483e-07 | 8.8519e-08 | 2.6333e-07 | 8.0439e-08 | 0
2018 | 1.0475 | 1.1997 | 1.1338 | 0.96316 | 0.80975 |  | 1.1629 | 1.032 | 1.1098 | 0.94632 | 1.3976 | 1.2099 | 1.3352 | 1.1008 | 1.1268 | 1.0479 | 1.2289 | 0.83207 | 0.96116 | 0.87098 | 1.0004 | 2018 | 4.8994e-07 | -1.9978e-07 | 2.0329e-07 | -8.8898e-09 | 2.9829e-08 |  | 5.0682e-08 | 2.4397e-07 | -1.6586e-07 | -1.2573e-08 | 2.8697e-07 | -5.1331e-08 | 2.4245e-07 | -4.049e-07 | -1.4511e-07 | -5.2422e-08 | -3.759e-08 | -3.1951e-07 | -2.4947e-07 | -3.901e-07 | 0
2019 | 1.064 | 1.2252 | 1.147 | 0.96484 | 0.91295 |  | 1.1475 | 1.1697 | 1.1153 | 0.9508 | 1.4599 | 1.2422 | 1.3752 | 1.1764 | 0.98104 | 1.0289 | 1.2069 | 0.78605 | 0.92379 | 0.83444 | 0.97028 | 2019 | -2.4211e-07 | 4.4921e-07 | -1.6463e-07 | 7.7675e-08 | 7.1398e-08 |  | 3.9352e-08 | -2.8419e-07 | 1.0444e-07 | -8.9053e-08 | -2.9714e-07 | -1.2879e-07 | 3.5188e-07 | -6.2388e-07 | -3.4374e-08 | -4.9208e-07 | 2.7753e-07 | 9.0303e-09 | -1.5183e-08 | -8.5692e-08 | 0
2020 | 1.0406 | 1.2252 | 1.1589 | 0.96558 | 0.94873 |  | 1.1372 | 1.1251 | 1.1242 | 0.95096 | 1.5026 | 1.2814 | 1.3894 | 1.1558 | 1.0108 | 1.0115 | 1.1958 | 0.75682 | 0.88747 | 0.81851 | 0.95517 | 2020 | 1.2691e-07 | 4.4921e-07 | -3.0977e-07 | 1.4871e-07 | 2.1564e-08 |  | -2.8656e-08 | -4.3369e-07 | 4.7069e-07 | -5.1442e-08 | -2.6405e-07 | -5.7146e-07 | -4.3317e-07 | -4.1223e-07 | 3.8938e-07 | 8.5553e-07 | 4.1253e-07 | 3.033e-07 | 3.7899e-07 | 3.3594e-07 | 0
2021 | 1.0397 | 1.2252 | 1.1704 | 0.96657 | 0.84809 |  | 1.1708 | 1.0927 | 1.1247 | 0.95317 | 1.5114 | 1.3224 | 1.3988 | 1.1404 | 1.0715 | 1.041 | 1.2283 | 0.77464 | 0.88537 | 0.837 | 0.97649 | 2021 | 1.443e-07 | 4.4921e-07 | 3.743e-07 | 9.7118e-08 | -4.486e-08 |  | 4.0793e-07 | -3.4626e-07 | 1.0727e-08 | -5.2726e-08 | 3.6915e-07 | 3.1113e-07 | 1.748e-07 | 2.7132e-07 | 6.306e-07 | 4.057e-07 | 2.9056e-07 | 2.3458e-08 | 1.3179e-07 | 4.1534e-08 | 0
2022 | 1.0406 | 1.2451 | 1.1832 | 0.96777 | 0.86977 |  | 1.1756 | 1.0353 | 1.1239 | 0.95575 | 1.5109 | 1.3569 | 1.4117 | 1.1166 | 1.1355 | 1.046 | 1.2301 | 0.77812 | 0.86641 | 0.83276 | 0.97361 | 2022 | 4.8634e-07 | 2.6344e-08 | 4.2484e-07 | 1.3355e-07 | -3.4695e-08 |  | 5.8304e-07 | -2.3379e-07 | -3.5426e-07 | -1.1286e-07 | -1.5912e-07 | -1.7522e-07 | 5.1643e-08 | -4.8096e-07 | 4.724e-07 | 9.4276e-07 | 8.5542e-07 | 2.3773e-07 | 4.1335e-07 | 3.3679e-07 | 0
2023 | 1.0569 | 1.2451 | 1.1867 | 0.96904 | 0.88774 |  | 1.1734 | 1.1185 | 1.1233 | 0.95728 | 1.5931 | 1.3947 | 1.4283 | 1.1695 | 1.0491 | 1.0446 | 1.2258 | 0.73659 | 0.84133 | 0.82153 | 0.9654 | 2023 | 2.9558e-07 | 2.6344e-08 | 7.5543e-07 | 1.3225e-07 | 4.2542e-08 |  | 5.8624e-08 | -2.034e-07 | -2.4875e-07 | -8.5352e-08 | -1.8225e-07 | -2.3997e-07 | 4.8135e-07 | -5.8586e-08 | 7.3275e-07 | 4.3037e-07 | 9.3418e-07 | 2.4337e-07 | 3.4348e-07 | 3.2765e-07 | 0
8.JEN: individual output & input indexes, 2006-2023
| Output Indexes | [6 empty] | Input Indexes | [6 empty] | Partial Productivity Indexes | [7 empty] | Output Indexes | [6 empty] | Input Indexes | [6 empty] | Partial Productivity Indexes
Year | Energy | Rat. max demand | Customers | Circuit length | CMOS | Max Demand | Total Output | Real Opex | O/H Sub-tran. lines | O/H Distr. lines | U/G Sub-tran. lines | U/G Distr. lines | Trans-formers | Total Input | Real Opex | O/H Sub-tran. lines | O/H Distr. lines | U/G Sub-tran. lines | U/G Distr. lines | Trans-formers | Capital | Year | Energy | Rat. max demand | Customers | Circuit length | CMOS | Max Demand | Total Output | Real Opex | O/H Sub-tran. lines | O/H Distr. lines | U/G Sub-tran. lines | U/G Distr. lines | Trans-formers | Total Input | Real Opex | O/H Sub-tran. lines | O/H Distr. lines | U/G Sub-tran. lines | U/G Distr. lines | Trans-formers | Capital
2006 | 1 | 1 | 1 | 1 | 1 |  | 1 | 1 | 1 | 1 | 1 | 1 | 1 | 1 | 1 | 1 | 1 | 1 | 1 | 1 | 1 | 2006 | 0 | 0 | 0 | 0 | 0 |  | 0 | 0 | 0 | 0 | 0 | 0 | 0 | 0 | 0 | 0 | 0 | 0 | 0 | 0 | 0
2007 | 1.0233 | 1.0773 | 1.0203 | 1.0089 | 1.0024 |  | 1.0386 | 1.0558 | 1.0016 | 1.0054 | 0.9027 | 1.0389 | 1.0069 | 1.0273 | 0.98372 | 1.037 | 1.0331 | 1.1506 | 0.99971 | 1.0315 | 1.0338 | 2007 | -4.2394e-07 | 4.2436e-07 | 1.8206e-07 | -3.7617e-07 | 1.1291e-07 |  | -1.6363e-07 | -1.1798e-07 | 4.1067e-07 | -1.842e-07 | 3.859e-08 | 1.9746e-07 | -4.6509e-08 | 1.194e-07 | -1.6416e-07 | -1.7028e-07 | 2.0281e-07 | 4.5053e-08 | -2.6949e-07 | 3.6275e-08 | 0
2008 | 1.0493 | 1.145 | 1.0322 | 1.0261 | 0.94037 |  | 1.082 | 0.85254 | 1.0065 | 1.0179 | 0.90237 | 1.1221 | 1.0702 | 0.95693 | 1.2691 | 1.075 | 1.0629 | 1.199 | 0.96421 | 1.011 | 1.0444 | 2008 | -3.5035e-07 | -3.1061e-07 | 1.5236e-07 | -3.2799e-08 | 3.3134e-08 |  | -3.6552e-08 | 6.1942e-08 | -1.6708e-09 | 4.0083e-07 | -4.1885e-09 | -4.0034e-07 | 1.6531e-07 | 2.0629e-07 | -4.0481e-07 | 9.249e-08 | 5.4249e-07 | 2.5635e-07 | 4.984e-08 | 5.6113e-07 | 0
2009 | 1.0225 | 1.2183 | 1.0412 | 1.0364 | 1.0752 |  | 1.0967 | 0.93051 | 1.0548 | 1.0159 | 0.90237 | 1.1673 | 1.1151 | 1.0027 | 1.1786 | 1.0397 | 1.0795 | 1.2154 | 0.93953 | 0.98357 | 1.0385 | 2009 | 1.4936e-07 | -4.2702e-07 | 4.1796e-07 | 2.3108e-07 | 4.7245e-07 |  | -1.0502e-07 | 1.0907e-07 | -3.562e-07 | 1.7036e-08 | -4.1885e-09 | -2.711e-07 | -1.1405e-07 | 2.2139e-07 | 3.0514e-07 | -5.0194e-07 | 3.0633e-07 | -8.0933e-08 | 3.5839e-08 | 6.7765e-09 | 0
2010 | 1.0401 | 1.2183 | 1.056 | 1.0441 | 0.9539 |  | 1.1183 | 1.091 | 1.0604 | 1.0139 | 0.9027 | 1.2169 | 1.1054 | 1.0701 | 1.025 | 1.0547 | 1.103 | 1.2389 | 0.91901 | 1.0117 | 1.0622 | 2010 | -4.0015e-07 | -4.2702e-07 | -3.1677e-08 | -4.4366e-07 | 4.5685e-08 |  | 3.0574e-07 | 3.5927e-07 | 9.3811e-08 | 3.6465e-07 | 3.859e-08 | -8.3054e-08 | 3.3745e-07 | -1.6815e-08 | 4.9767e-09 | -4.5675e-07 | 3.0952e-07 | -2.2606e-07 | 7.3901e-08 | 3.6615e-08 | 0
2011 | 1.0317 | 1.2183 | 1.0478 | 1.0565 | 0.83857 |  | 1.1346 | 1.1904 | 1.0502 | 1.0024 | 0.91875 | 1.2714 | 1.203 | 1.1273 | 0.95315 | 1.0804 | 1.1319 | 1.2349 | 0.8924 | 0.94312 | 1.0519 | 2011 | 2.0837e-07 | -4.2702e-07 | -9.4658e-08 | -3.1493e-07 | 1.0411e-07 |  | 3.2744e-07 | 2.4779e-07 | -1.5099e-08 | -2.3853e-07 | -4.1874e-08 | 4.0473e-07 | -2.2906e-07 | 1.1668e-07 | -1.5026e-07 | -6.0279e-07 | -3.1888e-09 | -4.4347e-07 | -6.19e-08 | -5.3209e-08 | 0
2012 | 1.02 | 1.2183 | 1.0671 | 1.0671 | 0.77674 |  | 1.149 | 1.4451 | 1.0589 | 0.98862 | 0.97588 | 1.3364 | 1.2176 | 1.2325 | 0.79509 | 1.0851 | 1.1622 | 1.1774 | 0.8598 | 0.94368 | 1.0658 | 2012 | -1.3889e-07 | -4.2702e-07 | -1.5821e-07 | 3.5258e-07 | -3.1773e-08 |  | 3.5057e-08 | 2.1481e-07 | 2.4207e-07 | -1.4336e-07 | -8.8997e-08 | 4.2121e-07 | -1.3243e-07 | 2.9494e-07 | 1.7081e-07 | -1.4581e-07 | 4.5592e-07 | 7.4044e-07 | 1.3387e-07 | 2.7806e-07 | 0
2013 | 0.99412 | 1.2183 | 1.0901 | 1.0728 | 0.94433 |  | 1.1363 | 1.4094 | 1.0716 | 0.9815 | 0.97308 | 1.3863 | 1.2415 | 1.2239 | 0.80623 | 1.0604 | 1.1578 | 1.1678 | 0.81968 | 0.91532 | 1.0479 | 2013 | -8.6905e-08 | -4.2702e-07 | 3.6127e-07 | -3.3844e-08 | 9.4268e-08 |  | -1.1689e-07 | 1.0049e-07 | 2.914e-07 | -9.1622e-08 | 1.1048e-08 | -4.9489e-07 | -3.8513e-07 | -3.8413e-07 | -2.5965e-07 | -2.8505e-07 | 2.2451e-07 | -7.4537e-07 | -7.6044e-08 | -1.7633e-07 | 0
2014 | 0.9665 | 1.2183 | 1.1117 | 1.0773 | 0.9442 |  | 1.1403 | 1.3501 | 1.0431 | 0.99363 | 0.89384 | 1.4845 | 1.2642 | 1.206 | 0.84458 | 1.0931 | 1.1476 | 1.2757 | 0.76813 | 0.90196 | 1.038 | 2014 | -4.6247e-08 | -4.2702e-07 | -6.7413e-08 | -7.5256e-08 | 1.7165e-08 |  | 2.8084e-08 | 4.5118e-07 | 1.5938e-07 | -1.0743e-07 | 2.5154e-09 | 1.3641e-07 | 1.6485e-07 | 5.5471e-07 | -9.6106e-08 | 1.5047e-07 | -2.5279e-07 | -2.261e-08 | 9.6925e-08 | 1.0938e-08 | 0
2015 | 0.98438 | 1.2183 | 1.1333 | 1.0923 | 0.77089 |  | 1.1698 | 1.3582 | 1.0482 | 0.99146 | 0.89405 | 1.5857 | 1.3344 | 1.2244 | 0.86127 | 1.1161 | 1.1799 | 1.3084 | 0.73775 | 0.87666 | 1.0409 | 2015 | -1.2712e-07 | -4.2702e-07 | 2.1297e-07 | -3.7003e-09 | 2.5459e-08 |  | 1.098e-07 | 3.2645e-07 | 5.5298e-07 | -2.9782e-08 | 2.1307e-08 | 1.7287e-07 | 1.77e-07 | 4.061e-07 | 1.0936e-07 | -1.4272e-07 | 8.1225e-07 | 5.4463e-07 | 2.2026e-07 | 1.3866e-07 | 0
2016 | 0.9785 | 1.2183 | 1.1579 | 1.1018 | 0.76492 |  | 1.179 | 1.4319 | 1.0517 | 1.0006 | 0.89647 | 1.638 | 1.3543 | 1.2645 | 0.82337 | 1.121 | 1.1783 | 1.3151 | 0.71976 | 0.87051 | 1.0344 | 2016 | -1.383e-07 | -4.2702e-07 | -1.2366e-07 | -3.3961e-07 | 3.8634e-08 |  | -3.1904e-07 | -1.6209e-07 | 7.0446e-07 | -1.8639e-07 | -6.3161e-08 | 3.0917e-07 | -2.1509e-07 | 9.3487e-07 | 5.5589e-08 | 3.1473e-07 | 1.6381e-07 | 4.9541e-07 | 1.3436e-07 | 1.0279e-07 | 0
2017 | 0.99662 | 1.2183 | 1.1832 | 1.1207 | 0.72641 |  | 1.1979 | 1.4853 | 1.044 | 1.0059 | 0.94651 | 1.6949 | 1.3609 | 1.2924 | 0.80651 | 1.1474 | 1.1909 | 1.2656 | 0.70675 | 0.88023 | 1.0482 | 2017 | -1.2857e-07 | -4.2702e-07 | -3.7819e-08 | 3.1302e-07 | -1.8402e-08 |  | -1.1549e-07 | 5.4711e-07 | 6.5896e-07 | -1.0802e-07 | -1.9524e-08 | -1.6182e-07 | -2.3412e-07 | -2.8785e-07 | -1.7236e-07 | -5.6646e-07 | 3.0565e-08 | 1.179e-07 | -9.4074e-09 | 9.7614e-09 | 0
2018 | 0.98594 | 1.2183 | 1.2065 | 1.1484 | 0.75503 |  | 1.2112 | 1.3754 | 1.1785 | 1.0075 | 1.1097 | 1.8423 | 1.3962 | 1.2603 | 0.88066 | 1.0277 | 1.2022 | 1.0915 | 0.65745 | 0.86751 | 1.0335 | 2018 | -8.2028e-08 | -4.2702e-07 | -4.352e-07 | 4.2712e-07 | 5.3205e-08 |  | 3.5769e-07 | 2.4429e-07 | 4.8798e-07 | -8.5922e-08 | -2.8189e-07 | -3.5892e-07 | -4.2837e-07 | 1.922e-07 | -1.863e-07 | -7.0548e-07 | -2.4576e-07 | -4.6814e-07 | -1.5536e-09 | -5.489e-08 | 0
2019 | 0.98826 | 1.2259 | 1.2294 | 1.159 | 0.84674 |  | 1.2143 | 1.3779 | 1.1714 | 1.0346 | 1.294 | 1.8928 | 1.4277 | 1.2769 | 0.88126 | 1.0366 | 1.1737 | 0.93836 | 0.64151 | 0.85052 | 1.0126 | 2019 | -1.506e-07 | -9.2392e-08 | -3.85e-07 | 3.7636e-07 | -6.4065e-08 |  | -2.625e-07 | 5.011e-08 | 3.1359e-07 | -3.0543e-07 | 1.1002e-08 | -3.434e-07 | 2.8054e-07 | 6.6944e-07 | -1.6865e-07 | -3.4343e-07 | -2.105e-07 | -1.2056e-07 | -6.276e-09 | -1.6843e-08 | 0
2020 | 0.95974 | 1.255 | 1.2513 | 1.1713 | 0.90117 |  | 1.2257 | 1.2263 | 1.1656 | 1.01 | 1.5004 | 1.9672 | 1.4806 | 1.2156 | 0.9995 | 1.0516 | 1.2136 | 0.81694 | 0.6231 | 0.82788 | 1.0151 | 2020 | -7.2569e-08 | -5.8044e-07 | -3.2841e-07 | 5.4522e-07 | 4.7265e-08 |  | 4.8553e-08 | 4.73e-07 | -1.0291e-07 | 1.7637e-07 | -1.9485e-08 | -5.0332e-07 | 2.2366e-07 | -3.9986e-08 | 1.2724e-07 | -2.1669e-07 | -5.6187e-09 | 2.474e-07 | 1.5715e-07 | 1.9411e-07 | 0
2021 | 0.96019 | 1.255 | 1.2598 | 1.1814 | 0.84603 |  | 1.2371 | 1.1029 | 1.1618 | 1.0258 | 1.5873 | 2.0068 | 1.4794 | 1.1609 | 1.1217 | 1.0648 | 1.2059 | 0.7794 | 0.61645 | 0.8362 | 1.0187 | 2021 | -3.6315e-08 | -5.8044e-07 | 5.2556e-07 | 9.2194e-08 | 8.7326e-09 |  | -8.0711e-08 | -5.8838e-08 | -9.111e-08 | -4.3282e-07 | -2.2377e-07 | 4.4029e-07 | -2.3803e-07 | 5.0076e-07 | 3.765e-08 | 2.6614e-07 | -1.9828e-07 | 3.4092e-08 | 2.5257e-08 | 1.5748e-07 | 0
2022 | 0.99471 | 1.255 | 1.277 | 1.1922 | 0.85856 |  | 1.2481 | 1.0646 | 1.1586 | 1.0292 | 1.6804 | 2.0871 | 1.5035 | 1.1485 | 1.1724 | 1.0772 | 1.2127 | 0.74275 | 0.59802 | 0.83013 | 1.0212 | 2022 | -4.1317e-08 | -5.8044e-07 | -1.5522e-07 | 4.2847e-07 | -5.5099e-08 |  | 1.8192e-07 | 1.8792e-07 | -1.0514e-07 | -4.3992e-07 | 3.5178e-07 | -1.3715e-07 | -1.3387e-07 | 6.5437e-07 | 1.2318e-07 | -2.3677e-08 | 8.7684e-07 | 1.7705e-07 | 1.8819e-07 | 4.3064e-07 | 0
2023 | 1.0222 | 1.255 | 1.2924 | 1.2063 | 0.73246 |  | 1.2737 | 1.1397 | 1.1529 | 1.0343 | 1.6804 | 2.1905 | 1.5259 | 1.1953 | 1.1176 | 1.1048 | 1.2315 | 0.75799 | 0.58149 | 0.83475 | 1.0337 | 2023 | 1.3474e-07 | -5.8044e-07 | 4.5155e-07 | -5.2666e-08 | -1.7004e-08 |  | 2.3848e-07 | -3.3706e-07 | -1.0592e-07 | 3.0182e-08 | -1.2505e-07 | 4.1754e-07 | -4.5757e-07 | -3.5604e-07 | 9.5468e-08 | -6.7245e-07 | -2.5467e-07 | -3.9606e-08 | -7.7493e-08 | 6.8486e-08 | 0
9.PCR: individual output & input indexes, 2006-2023
| Output Indexes | [6 empty] | Input Indexes | [6 empty] | Partial Productivity Indexes | [7 empty] | Output Indexes | [6 empty] | Input Indexes | [6 empty] | Partial Productivity Indexes
Year | Energy | Rat. max demand | Customers | Circuit length | CMOS | Max Demand | Total Output | Real Opex | O/H Sub-tran. lines | O/H Distr. lines | U/G Sub-tran. lines | U/G Distr. lines | Trans-formers | Total Input | Real Opex | O/H Sub-tran. lines | O/H Distr. lines | U/G Sub-tran. lines | U/G Distr. lines | Trans-formers | Capital | Year | Energy | Rat. max demand | Customers | Circuit length | CMOS | Max Demand | Total Output | Real Opex | O/H Sub-tran. lines | O/H Distr. lines | U/G Sub-tran. lines | U/G Distr. lines | Trans-formers | Total Input | Real Opex | O/H Sub-tran. lines | O/H Distr. lines | U/G Sub-tran. lines | U/G Distr. lines | Trans-formers | Capital
2006 | 1 | 1 | 1 | 1 | 1 |  | 1 | 1 | 1 | 1 | 1 | 1 | 1 | 1 | 1 | 1 | 1 | 1 | 1 | 1 | 1 | 2006 | 0 | 0 | 0 | 0 | 0 |  | 0 | 0 | 0 | 0 | 0 | 0 | 0 | 0 | 0 | 0 | 0 | 0 | 0 | 0 | 0
2007 | 1.0149 | 1.055 | 1.0179 | 1.0035 | 1.1813 |  | 0.99687 | 0.89326 | 1.0012 | 1.0006 | 1.0523 | 1.0526 | 1.0347 | 0.95879 | 1.116 | 0.9957 | 0.99623 | 0.94734 | 0.94706 | 0.96343 | 0.97488 | 2007 | -3.6137e-07 | 5.7694e-07 | 4.818e-08 | -2.7224e-07 | 2.9485e-07 |  | -5.1199e-08 | -3.091e-08 | 3.1094e-07 | 5.4443e-08 | 8.8165e-08 | -4.3094e-07 | -4.2721e-07 | -2.8698e-07 | 1.1609e-07 | 4.2919e-09 | -1.0662e-07 | 3.9988e-08 | -9.5103e-08 | 5.1878e-08 | 0
2008 | 1.0357 | 1.1179 | 1.0367 | 1.0062 | 1.0175 |  | 1.0579 | 0.90407 | 1.0035 | 1.0038 | 1.061 | 1.0613 | 1.0787 | 0.97317 | 1.1701 | 1.0541 | 1.0539 | 0.99707 | 0.99672 | 0.98067 | 1.017 | 2008 | -2.409e-07 | -3.0537e-07 | -1.3426e-07 | 4.6552e-07 | 2.7771e-09 |  | 4.9366e-07 | -3.3394e-08 | 2.4413e-07 | -2.3106e-07 | -1.7723e-07 | 2.1961e-07 | -2.5867e-07 | 1.5192e-07 | 2.7566e-07 | -2.6085e-08 | 8.1796e-08 | 3.5086e-07 | 2.8945e-07 | 2.7761e-07 | 0
2009 | 1.0338 | 1.216 | 1.0558 | 1.0176 | 1.4838 |  | 1.021 | 0.99912 | 1.0002 | 1.0005 | 1.3735 | 1.374 | 1.1081 | 1.0529 | 1.0219 | 1.0207 | 1.0205 | 0.74334 | 0.74307 | 0.92141 | 0.92418 | 2009 | 2.5731e-07 | 6.0886e-07 | 1.5258e-07 | -1.9562e-08 | 3.8346e-07 |  | 4.8352e-07 | 1.0862e-08 | 4.3216e-07 | 1.2251e-07 | 1.4146e-07 | -2.8575e-07 | 1.6107e-07 | -3.7557e-07 | 8.6295e-07 | -9.4639e-08 | 2.4966e-07 | 3.9126e-07 | 2.0419e-07 | 3.574e-07 | 0
2010 | 1.0523 | 1.216 | 1.0772 | 1.0254 | 1.3332 |  | 1.0569 | 0.98704 | 1.0005 | 1.0007 | 1.5364 | 1.537 | 1.137 | 1.0641 | 1.0707 | 1.0564 | 1.0561 | 0.68786 | 0.68761 | 0.92949 | 0.9272 | 2010 | 2.531e-07 | 6.0886e-07 | -4.5506e-07 | -1.7551e-07 | 1.8295e-07 |  | -1.2256e-07 | -1.0401e-07 | -3.3517e-07 | 4.7439e-07 | -2.3656e-07 | -2.5122e-07 | -3.0585e-07 | 3.1123e-07 | 2.0704e-07 | -4.28e-07 | 9.4417e-08 | 9.8055e-08 | 1.2881e-08 | 6.4719e-08 | 0
2011 | 1.0318 | 1.216 | 1.1014 | 1.0203 | 1.1374 |  | 1.0931 | 0.9895 | 1.0004 | 1.0034 | 1.4257 | 1.4247 | 1.1668 | 1.0622 | 1.1047 | 1.0926 | 1.0894 | 0.76669 | 0.76723 | 0.93678 | 0.96459 | 2011 | 4.3622e-07 | 6.0886e-07 | 2.0923e-07 | 4.0871e-07 | -3.2714e-07 |  | 3.4151e-07 | -7.2015e-08 | -9.7954e-08 | 2.3252e-07 | 2.408e-07 | -2.4323e-07 | 4.0752e-07 | -7.3109e-07 | 3.3502e-07 | 9.8497e-07 | 6.1069e-07 | 3.074e-07 | 2.3803e-07 | 3.9262e-07 | 0
2012 | 1.0587 | 1.216 | 1.1199 | 1.0268 | 1.1974 |  | 1.092 | 1.1764 | 1.0074 | 1.005 | 1.4257 | 1.4277 | 1.1992 | 1.163 | 0.92827 | 1.084 | 1.0866 | 0.76596 | 0.76488 | 0.91064 | 0.95357 | 2012 | -4.9039e-07 | 6.0886e-07 | 1.7287e-07 | -5.0034e-08 | -5.4869e-07 |  | 9.1618e-07 | -1.9836e-08 | -2.9461e-07 | -2.1783e-07 | 2.408e-07 | 1.8291e-07 | -3.2349e-07 | 6.0486e-08 | 4.148e-07 | 9.9269e-07 | -1.1073e-07 | 4.5487e-07 | 3.4874e-07 | 4.3493e-07 | 0
2013 | 1.0402 | 1.216 | 1.1355 | 1.0309 | 1.3041 |  | 1.0774 | 1.2451 | 1.0065 | 1.0085 | 1.4257 | 1.5104 | 1.2412 | 1.2155 | 0.8653 | 1.0705 | 1.0683 | 0.7557 | 0.71331 | 0.86806 | 0.91827 | 2013 | -2.9589e-07 | 6.0886e-07 | 1.9823e-07 | -1.9177e-07 | -3.7971e-07 |  | 5.4538e-07 | 5.1857e-07 | -5.3841e-07 | -1.664e-07 | 2.408e-07 | -1.4763e-07 | 1.5434e-07 | 2.4854e-07 | 2.8569e-07 | 2.5545e-07 | 1.6463e-07 | 3.9381e-07 | 2.8494e-07 | 3.6119e-07 | 0
2014 | 1.0182 | 1.2424 | 1.1525 | 1.0349 | 1.5813 |  | 1.0484 | 1.1742 | 0.98223 | 1.0155 | 1.7024 | 1.5721 | 1.2806 | 1.1895 | 0.89286 | 1.0673 | 1.0323 | 0.61581 | 0.66686 | 0.81865 | 0.87646 | 2014 | -4.6851e-07 | -7.7042e-08 | 2.3965e-07 | -2.5384e-07 | -2.6711e-08 |  | 1.0698e-06 | 2.5566e-07 | -7.9932e-08 | -1.7534e-07 | -3.7495e-07 | -4.0759e-07 | 7.0953e-08 | -2.0306e-07 | 5.4706e-07 | 8.7232e-07 | 8.5648e-08 | 4.5367e-07 | 3.7444e-07 | 6.0343e-07 | 0
2015 | 1.0557 | 1.2424 | 1.1705 | 1.0387 | 1.2984 |  | 1.101 | 1.2336 | 0.98104 | 1.0165 | 1.7075 | 1.7014 | 1.2931 | 1.2318 | 0.89251 | 1.1223 | 1.0832 | 0.64482 | 0.64713 | 0.85144 | 0.90229 | 2015 | -1.2959e-07 | -7.7042e-08 | -7.2213e-07 | 2.8967e-07 | -2.7984e-07 |  | 7.5308e-07 | 7.431e-09 | -1.4825e-07 | 7.5256e-08 | -1.0614e-07 | -4.754e-07 | -3.9505e-08 | -5.84e-07 | 7.6169e-07 | 6.9619e-07 | 6.5066e-07 | 6.1746e-07 | 4.9419e-07 | 7.8291e-07 | 0
2016 | 1.0502 | 1.2424 | 1.2042 | 1.0418 | 1.2891 |  | 1.1101 | 1.0741 | 1.001 | 1.0183 | 1.7584 | 1.7722 | 1.3198 | 1.1572 | 1.0335 | 1.1091 | 1.0902 | 0.63135 | 0.62644 | 0.84115 | 0.89412 | 2016 | 4.0862e-07 | -7.7042e-08 | -7.2602e-07 | 6.2866e-08 | 3.0293e-07 |  | 1.1915e-06 | -1.8632e-07 | -5.5671e-07 | -3.5591e-08 | -5.0787e-07 | -3.8405e-07 | 1.4526e-07 | -2.7377e-07 | 1.103e-06 | 1.2521e-06 | 1.2022e-06 | 5.7615e-07 | 4.5816e-07 | 7.2473e-07 | 0
2017 | 1.0564 | 1.2424 | 1.2295 | 1.048 | 1.0158 |  | 1.1621 | 1.1464 | 1.0169 | 1.0166 | 1.6823 | 1.8908 | 1.3577 | 1.2095 | 1.0137 | 1.1428 | 1.1431 | 0.69076 | 0.6146 | 0.85592 | 0.91446 | 2017 | 1.3414e-07 | -7.7042e-08 | -7.2604e-07 | 5.1601e-07 | -3.5899e-07 |  | 8.7779e-07 | -3.9518e-07 | -6.2836e-08 | -9.8434e-08 | -1.5321e-07 | -2.3918e-07 | -5.0573e-07 | -3.1478e-07 | 1.0647e-06 | 1.3424e-06 | 1.127e-06 | 6.7401e-07 | 5.1337e-07 | 6.9842e-07 | 0
2018 | 1.0596 | 1.2631 | 1.2588 | 1.0521 | 1.3991 |  | 1.1177 | 1.1746 | 1.0113 | 1.017 | 1.6626 | 1.9865 | 1.3893 | 1.2353 | 0.95152 | 1.1051 | 1.099 | 0.67223 | 0.56261 | 0.80445 | 0.86384 | 2018 | 4.8603e-07 | 2.4548e-07 | -1.302e-07 | 2.946e-07 | -1.4603e-07 |  | 8.4674e-07 | -4.5192e-07 | 3.1362e-07 | -5.3032e-08 | 2.1955e-07 | 1.1246e-07 | -1.7558e-07 | 2.6357e-07 | 5.8077e-07 | 1.0523e-06 | 7.4663e-07 | 5.278e-07 | 2.9662e-07 | 6.2318e-07 | 0
2019 | 1.0724 | 1.2688 | 1.2859 | 1.0577 | 1.3809 |  | 1.132 | 1.1484 | 1.0126 | 1.0176 | 3.7781 | 2.104 | 1.4171 | 1.2352 | 0.9857 | 1.1179 | 1.1125 | 0.29962 | 0.53803 | 0.79883 | 0.85723 | 2019 | -2.5957e-07 | -2.6711e-08 | -4.084e-07 | 4.4312e-07 | 1.7113e-07 |  | 4.599e-07 | -2.8814e-07 | -6.3121e-07 | -3.7221e-07 | -7.738e-07 | -2.8584e-07 | 5.1537e-08 | -7.746e-07 | 4.1752e-07 | 6.1874e-07 | 5.1912e-07 | 1.8461e-07 | 1.9107e-07 | 3.8804e-07 | 0
2020 | 1.0494 | 1.2944 | 1.3004 | 1.0646 | 1.3636 |  | 1.1477 | 1.0974 | 1.0125 | 1.0176 | 3.973 | 2.2699 | 1.4644 | 1.2247 | 1.0458 | 1.1335 | 1.1278 | 0.28887 | 0.50561 | 0.78373 | 0.84561 | 2020 | 7.7591e-08 | 5.592e-07 | -8.1352e-08 | 9.6474e-08 | 9.4528e-09 |  | 5.2101e-07 | -2.2788e-07 | 2.1126e-08 | -1.3198e-07 | -3.8213e-07 | -2.2836e-07 | -3.7809e-07 | 2.1591e-08 | 3.4822e-07 | 8.4108e-07 | 5.7556e-09 | 1.2079e-07 | 1.8916e-07 | 4.2173e-07 | 0
2021 | 1.0619 | 1.2944 | 1.3223 | 1.0679 | 1.1116 |  | 1.1937 | 1.1071 | 1.0127 | 1.0181 | 4.2771 | 2.3369 | 1.4599 | 1.231 | 1.0782 | 1.1787 | 1.1725 | 0.27909 | 0.51079 | 0.81765 | 0.87569 | 2021 | 1.4565e-07 | 5.592e-07 | -4.3945e-09 | -1.0674e-08 | -1.5569e-07 |  | 3.0678e-07 | 8.4007e-08 | -2.1745e-07 | 2.469e-07 | -3.9185e-08 | -4.6625e-07 | 4.1932e-07 | 6.5201e-08 | 2.8243e-08 | 1.2217e-06 | 2.2874e-07 | 1.2985e-07 | 2.5154e-07 | 3.7329e-07 | 0
2022 | 1.0803 | 1.2944 | 1.3588 | 1.0743 | 1.2832 |  | 1.1788 | 1.1429 | 1.0204 | 1.019 | 4.7523 | 2.4299 | 1.5108 | 1.2651 | 1.0314 | 1.1552 | 1.1568 | 0.24804 | 0.48512 | 0.78022 | 0.84697 | 2022 | -2.4396e-07 | 5.592e-07 | 1.6043e-07 | 9.3918e-09 | -7.3883e-08 |  | 1.0659e-06 | -5.6643e-07 | -5.0934e-08 | 2.9182e-07 | -5.3833e-08 | 1.6937e-07 | -2.8572e-07 | -5.5543e-07 | 8.0599e-07 | 1.2451e-06 | 3.6931e-07 | 9.9704e-08 | 2.994e-07 | 5.0187e-07 | 0
2023 | 1.0866 | 1.2944 | 1.3865 | 1.0804 | 1.3936 |  | 1.171 | 1.2813 | 1.0306 | 1.0188 | 4.6763 | 2.5542 | 1.5571 | 1.3524 | 0.91392 | 1.1363 | 1.1494 | 0.25042 | 0.45847 | 0.75205 | 0.82416 | 2023 | -4.789e-07 | 5.592e-07 | -1.0407e-07 | 2.1432e-07 | 4.0456e-07 |  | 5.4795e-07 | -3.4164e-07 | -3.0025e-07 | -4.5273e-08 | 5.3925e-07 | 6.6193e-08 | 1.1132e-07 | -4.3153e-07 | 5.757e-07 | 2.5952e-07 | 6.1918e-07 | 1.4605e-07 | 2.4176e-07 | 5.7053e-07 | 0
10.SAP: individual output & input indexes, 2006-2023
| Output Indexes | [6 empty] | Input Indexes | [6 empty] | Partial Productivity Indexes | [7 empty] | Output Indexes | [6 empty] | Input Indexes | [6 empty] | Partial Productivity Indexes
Year | Energy | Rat. max demand | Customers | Circuit length | CMOS | Max Demand | Total Output | Real Opex | O/H Sub-tran. lines | O/H Distr. lines | U/G Sub-tran. lines | U/G Distr. lines | Trans-formers | Total Input | Real Opex | O/H Sub-tran. lines | O/H Distr. lines | U/G Sub-tran. lines | U/G Distr. lines | Trans-formers | Capital | Year | Energy | Rat. max demand | Customers | Circuit length | CMOS | Max Demand | Total Output | Real Opex | O/H Sub-tran. lines | O/H Distr. lines | U/G Sub-tran. lines | U/G Distr. lines | Trans-formers | Total Input | Real Opex | O/H Sub-tran. lines | O/H Distr. lines | U/G Sub-tran. lines | U/G Distr. lines | Trans-formers | Capital
2006 | 1 | 1 | 1 | 1 | 1 |  | 1 | 1 | 1 | 1 | 1 | 1 | 1 | 1 | 1 | 1 | 1 | 1 | 1 | 1 | 1 | 2006 | 0 | 0 | 0 | 0 | 0 |  | 0 | 0 | 0 | 0 | 0 | 0 | 0 | 0 | 0 | 0 | 0 | 0 | 0 | 0 | 0
2007 | 1.0278 | 1 | 1.0008 | 1.0058 | 1.153 |  | 0.97454 | 0.92882 | 1.009 | 1.0001 | 1.0213 | 1.0403 | 1.0517 | 1.0007 | 1.0492 | 0.96583 | 0.97449 | 0.95425 | 0.93681 | 0.92668 | 0.94022 | 2007 | 2.6726e-07 | 0 | -3.5887e-07 | -4.7984e-07 | 3.1644e-07 |  | 8.4724e-09 | 5.4395e-08 | 3.4829e-07 | -3.5582e-07 | -4.9767e-08 | 4.1499e-07 | -1.1823e-07 | 4.3365e-07 | -1.1647e-07 | -3.296e-08 | 3.2823e-08 | -4.1693e-08 | -2.9367e-08 | 8.3808e-09 | 0
2008 | 1.0356 | 1.0704 | 1.0029 | 1.0117 | 0.83106 |  | 1.0727 | 1.0358 | 1.018 | 1.0001 | 1.0425 | 1.0806 | 1.0747 | 1.0507 | 1.0356 | 1.0537 | 1.0726 | 1.0289 | 0.99269 | 0.99815 | 1.0123 | 2008 | -5.0391e-07 | 3.7641e-07 | -1.4078e-07 | 1.5954e-07 | 6.7174e-08 |  | -3.0862e-07 | 1.2714e-07 | -4.2263e-07 | 2.8836e-07 | -2.1874e-07 | -1.7003e-07 | -1.5586e-07 | 1.3577e-07 | 3.9708e-07 | 3.1873e-07 | 6.1918e-07 | 3.6538e-07 | 2.433e-07 | 1.7342e-07 | 0
2009 | 1.0285 | 1.1546 | 1.0457 | 1.0212 | 0.91202 |  | 1.1016 | 1.1338 | 1.0339 | 1.001 | 1.1182 | 1.1309 | 1.1056 | 1.1037 | 0.97165 | 1.0655 | 1.1005 | 0.98515 | 0.97413 | 0.99641 | 1.0106 | 2009 | -2.7752e-07 | 3.2874e-07 | 1.5144e-08 | -2.1892e-07 | 6.0684e-08 |  | 5.0241e-07 | -5.0759e-07 | 4.2586e-07 | -1.2439e-07 | -4.0514e-07 | 8.4671e-08 | 2.5986e-08 | 1.7954e-07 | 6.3391e-07 | 7.3408e-07 | 9.2441e-07 | 6.036e-07 | 6.1986e-07 | 5.3605e-07 | 0
2010 | 1.0501 | 1.1546 | 1.0618 | 1.028 | 1.2261 |  | 1.0483 | 1.1348 | 1.0538 | 1.0012 | 1.1147 | 1.1683 | 1.1567 | 1.1273 | 0.92376 | 0.99471 | 1.047 | 0.94041 | 0.89724 | 0.9063 | 0.93113 | 2010 | 4.1979e-07 | 3.2874e-07 | -2.9527e-07 | 2.1021e-07 | 1.5945e-07 |  | 6.0292e-07 | -2.0207e-07 | -3.3624e-07 | -2.166e-07 | 8.5152e-08 | -4.8994e-07 | 1.3926e-07 | -4.4043e-07 | 4.9865e-07 | 4.7876e-07 | 3.5906e-07 | 5.3542e-07 | 6.1015e-07 | 3.9655e-07 | 0
2011 | 1.0278 | 1.1546 | 1.0735 | 1.0279 | 1.1098 |  | 1.0726 | 1.4137 | 1.0202 | 1.0021 | 0.9985 | 1.1927 | 1.189 | 1.232 | 0.75867 | 1.0513 | 1.0703 | 1.0742 | 0.89929 | 0.90209 | 0.93477 | 2011 | -3.1461e-07 | 3.2874e-07 | 2.0152e-07 | -1.4666e-07 | 2.7386e-07 |  | 1.7757e-07 | 5.9478e-07 | -1.4403e-07 | -2.0864e-07 | -2.1793e-08 | -5.246e-08 | 4.3301e-07 | -6.163e-07 | 6.8981e-08 | 5.9059e-08 | 3.9913e-07 | -1.5834e-07 | 3.3463e-07 | 1.2379e-07 | 0
2012 | 1.0059 | 1.1546 | 1.0839 | 1.0332 | 0.9016 |  | 1.1121 | 1.4613 | 1.0327 | 0.99702 | 1.1365 | 1.2175 | 1.2398 | 1.2687 | 0.76102 | 1.0769 | 1.1154 | 0.97854 | 0.91344 | 0.897 | 0.94306 | 2012 | 3.8798e-07 | 3.2874e-07 | -2.4503e-07 | -1.264e-07 | 6.087e-08 |  | -6.7131e-08 | 5.3363e-07 | 6.7383e-08 | 1.3923e-07 | 4.1092e-08 | -1.8736e-07 | 2.3514e-07 | -4.2702e-08 | 7.1557e-09 | 4.8753e-07 | 1.4056e-07 | 1.08e-07 | 2.0503e-07 | 5.1087e-08 | 0
2013 | 1.0049 | 1.1546 | 1.0885 | 1.036 | 0.99733 |  | 1.0979 | 1.5383 | 1.0366 | 0.9975 | 1.1443 | 1.2339 | 1.269 | 1.3091 | 0.71372 | 1.0592 | 1.1007 | 0.95946 | 0.88977 | 0.86521 | 0.91596 | 2013 | -1.7392e-07 | 3.2874e-07 | -3.3474e-07 | 1.7149e-07 | 1.0654e-07 |  | 8.4151e-07 | 4.2836e-07 | 4.3719e-07 | 1.3629e-07 | -2.143e-07 | -4.5856e-07 | -3.5854e-07 | 4.8153e-07 | 1.4117e-07 | 5.8823e-07 | 1.694e-07 | 3.2871e-07 | 3.755e-07 | 3.1287e-07 | 0
2014 | 0.96794 | 1.1546 | 1.0936 | 1.0383 | 1.172 |  | 1.0681 | 1.5309 | 1.0337 | 0.98766 | 1.173 | 1.2527 | 1.2977 | 1.3195 | 0.69772 | 1.0333 | 1.0815 | 0.9106 | 0.85268 | 0.8231 | 0.87807 | 2014 | -1.3589e-07 | 3.2874e-07 | 1.5513e-07 | 1.8436e-07 | -3.7125e-08 |  | 7.1121e-07 | -1.9796e-07 | -1.9478e-07 | 8.1462e-08 | -6.8863e-08 | 1.9483e-07 | -1.9806e-08 | 5.0004e-07 | 2.579e-07 | -7.4963e-08 | 7.1146e-07 | 3.2957e-07 | 4.216e-07 | 2.0466e-07 | 0
2015 | 0.94413 | 1.1546 | 1.0964 | 1.0397 | 0.86719 |  | 1.1151 | 1.5905 | 1.0513 | 0.95872 | 1.218 | 1.2702 | 1.3247 | 1.3473 | 0.70106 | 1.0606 | 1.1631 | 0.91546 | 0.87787 | 0.84172 | 0.90612 | 2015 | -1.2959e-07 | 3.2874e-07 | -4.6671e-07 | 4.0988e-07 | 1.3107e-07 |  | 9.2548e-07 | 5.825e-08 | -3.8667e-07 | 1.2698e-07 | 4.064e-07 | -6.9495e-07 | -3.4494e-07 | 3.5217e-07 | 2.5485e-07 | 5.6635e-07 | -7.5106e-08 | 4.5511e-07 | 5.4765e-07 | 3.9014e-07 | 0
2016 | 0.94528 | 1.1546 | 1.1025 | 1.0469 | 0.97961 |  | 1.1029 | 1.3339 | 1.0432 | 0.96436 | 1.2126 | 1.2987 | 1.3362 | 1.2683 | 0.82684 | 1.0573 | 1.1437 | 0.90956 | 0.84926 | 0.82544 | 0.88721 | 2016 | -7.1811e-08 | 3.2874e-07 | -1.981e-07 | -1.7172e-07 | 9.7906e-08 |  | 6.6441e-07 | 1.4655e-07 | 5.5775e-07 | 1.4503e-07 | 3.1685e-08 | -2.047e-07 | -3.2723e-07 | -6.2149e-08 | 1.8156e-07 | -1.247e-07 | 3.0896e-07 | 2.5683e-07 | 3.9087e-07 | 2.0355e-07 | 0
2017 | 0.93246 | 1.1546 | 1.1277 | 1.0488 | 1.0917 |  | 1.0884 | 1.5365 | 1.0582 | 0.96427 | 1.2118 | 1.318 | 1.342 | 1.3466 | 0.7084 | 1.0285 | 1.1288 | 0.89819 | 0.82584 | 0.81103 | 0.867 | 2017 | -1.0125e-07 | 3.2874e-07 | -4.5252e-07 | 3.6282e-07 | -8.1085e-08 |  | 2.3913e-07 | -2.094e-07 | -4.3404e-08 | 5.9248e-08 | -4.8405e-07 | -8.1749e-08 | -7.0839e-08 | 7.6295e-07 | 1.4443e-07 | -3.7095e-07 | 5.3488e-07 | 2.4041e-07 | 3.123e-07 | 1.0639e-07 | 0
2018 | 0.92691 | 1.1546 | 1.1484 | 1.0528 | 0.96686 |  | 1.1148 | 1.5055 | 1.0658 | 0.97391 | 1.2581 | 1.3349 | 1.3551 | 1.3445 | 0.74047 | 1.046 | 1.1447 | 0.8861 | 0.83512 | 0.82264 | 0.87913 | 2018 | -1.1542e-07 | 3.2874e-07 | 1.7331e-07 | 4.1755e-07 | 1.839e-07 |  | 1.3509e-07 | 4.7657e-07 | 1.3007e-07 | 4.2168e-08 | -4.2426e-07 | -2.2366e-07 | -4.1341e-07 | 3.6816e-07 | 3.0347e-07 | 5.6718e-08 | 2.7369e-07 | 4.3445e-07 | 5.099e-07 | 2.6788e-07 | 0
2019 | 0.91752 | 1.1546 | 1.1635 | 1.0527 | 1.0888 |  | 1.0966 | 1.5448 | 1.0615 | 0.98113 | 1.2651 | 1.3739 | 1.3598 | 1.3662 | 0.70989 | 1.0331 | 1.1177 | 0.86683 | 0.79819 | 0.80647 | 0.85618 | 2019 | -1.0546e-07 | 3.2874e-07 | -4.452e-07 | 1.144e-07 | 2.076e-08 |  | 4.4727e-07 | 1.2836e-07 | -2.6962e-08 | 5.279e-08 | -1.898e-07 | -3.1532e-07 | 4.3079e-07 | 3.0754e-08 | 2.5704e-07 | 3.3435e-07 | 7.1501e-07 | 3.7798e-07 | 4.2016e-07 | 2.4396e-07 | 0
2020 | 0.89914 | 1.1546 | 1.1743 | 1.0541 | 0.90026 |  | 1.128 | 1.3767 | 1.0654 | 0.99421 | 1.2914 | 1.4083 | 1.3746 | 1.3202 | 0.81933 | 1.0587 | 1.1346 | 0.87347 | 0.80097 | 0.82061 | 0.86823 | 2020 | -7.3099e-08 | 3.2874e-07 | -7.0587e-08 | 1.676e-07 | 9.8735e-08 |  | 1.334e-07 | -3.2632e-07 | 2.8355e-07 | 1.5367e-07 | 3.2635e-07 | -5.6747e-07 | -1.0033e-07 | 3.9075e-07 | 3.066e-07 | 6.1266e-07 | 2.204e-07 | 3.7381e-07 | 3.5791e-07 | 2.0116e-07 | 0
2021 | 0.88239 | 1.1546 | 1.1823 | 1.0563 | 0.95584 |  | 1.1194 | 1.4037 | 1.0727 | 0.99172 | 1.2943 | 1.5733 | 1.3895 | 1.3568 | 0.79748 | 1.0435 | 1.1287 | 0.86485 | 0.71151 | 0.80558 | 0.83283 | 2021 | -6.3025e-08 | 3.2874e-07 | 2.4395e-07 | 4.7517e-07 | 1.379e-07 |  | 6.1986e-07 | 2.906e-07 | 4.9989e-07 | 1.4282e-08 | -4.9014e-07 | 8.8661e-08 | -1.424e-07 | 8.493e-08 | 2.6441e-07 | -1.7278e-07 | -7.7077e-08 | 4.0407e-07 | 2.8418e-07 | 1.532e-07 | 0
2022 | 0.89227 | 1.1546 | 1.1925 | 1.061 | 1.0347 |  | 1.1121 | 1.4994 | 1.0901 | 0.9904 | 1.3198 | 1.5986 | 1.4101 | 1.402 | 0.74174 | 1.0202 | 1.1229 | 0.84262 | 0.69569 | 0.78871 | 0.8176 | 2022 | -2.2762e-07 | 3.2874e-07 | 1.4598e-07 | 1.9518e-07 | 6.321e-08 |  | 7.3459e-07 | 2.6305e-07 | 4.7309e-07 | 4.5401e-08 | -3.2043e-08 | -6.3898e-07 | -3.8241e-07 | 1.4809e-07 | 2.5247e-07 | 1.4141e-07 | 1.9354e-07 | 4.4108e-07 | 4.0042e-07 | 2.945e-07 | 0
2023 | 0.89539 | 1.1546 | 1.2026 | 1.0646 | 1.0975 |  | 1.1056 | 1.7441 | 1.0888 | 0.9881 | 1.3315 | 1.6324 | 1.4238 | 1.4965 | 0.63392 | 1.0154 | 1.1189 | 0.83037 | 0.67727 | 0.77652 | 0.80473 | 2023 | -1.273e-07 | 3.2874e-07 | 2.4191e-07 | 5.4736e-07 | -3.0394e-07 |  | 4.565e-07 | 5.9891e-08 | -2.6459e-07 | -1.619e-08 | -1.2012e-07 | -7.7084e-07 | -8.8066e-08 | 1.2419e-06 | 1.5284e-07 | 2.6329e-07 | 7.3675e-07 | 3.361e-07 | 3.5048e-07 | 3.0327e-07 | 0
11.AND: individual output & input indexes, 2006-2023
| Output Indexes | [6 empty] | Input Indexes | [6 empty] | Partial Productivity Indexes | [7 empty] | Output Indexes | [6 empty] | Input Indexes | [6 empty] | Partial Productivity Indexes
Year | Energy | Rat. max demand | Customers | Circuit length | CMOS | Max Demand | Total Output | Real Opex | O/H Sub-tran. lines | O/H Distr. lines | U/G Sub-tran. lines | U/G Distr. lines | Trans-formers | Total Input | Real Opex | O/H Sub-tran. lines | O/H Distr. lines | U/G Sub-tran. lines | U/G Distr. lines | Trans-formers | Capital | Year | Energy | Rat. max demand | Customers | Circuit length | CMOS | Max Demand | Total Output | Real Opex | O/H Sub-tran. lines | O/H Distr. lines | U/G Sub-tran. lines | U/G Distr. lines | Trans-formers | Total Input | Real Opex | O/H Sub-tran. lines | O/H Distr. lines | U/G Sub-tran. lines | U/G Distr. lines | Trans-formers | Capital
2006 | 1 | 1 | 1 | 1 | 1 |  | 1 | 1 | 1 | 1 | 1 | 1 | 1 | 1 | 1 | 1 | 1 | 1 | 1 | 1 | 1 | 2006 | 0 | 0 | 0 | 0 | 0 |  | 0 | 0 | 0 | 0 | 0 | 0 | 0 | 0 | 0 | 0 | 0 | 0 | 0 | 0 | 0
2007 | 1.0138 | 1.0448 | 1.0185 | 1.0079 | 0.95214 |  | 1.0385 | 1.1752 | 1.0058 | 1.003 | 1.0316 | 1.0778 | 1.0635 | 1.0926 | 0.88362 | 1.0325 | 1.0354 | 1.0066 | 0.96347 | 0.97643 | 0.99895 | 2007 | -1.6711e-07 | -2.682e-07 | -2.2286e-07 | 1.7255e-07 | 3.9734e-08 |  | -2.024e-07 | -3.7092e-07 | -1.7784e-08 | 1.4577e-07 | 6.5773e-08 | -4.0741e-07 | 2.1966e-07 | -1.0406e-07 | 1.2299e-07 | -4.483e-07 | -4.0426e-07 | 4.7082e-07 | -3.3569e-08 | -1.0652e-08 | 0
2008 | 1.066 | 1.1142 | 1.0366 | 1.0145 | 0.72248 |  | 1.1296 | 1.2795 | 1.0118 | 1.0063 | 1 | 1.1105 | 1.0797 | 1.1422 | 0.88286 | 1.1164 | 1.1225 | 1.1296 | 1.0172 | 1.0462 | 1.0721 | 2008 | -2.0177e-07 | 6.3158e-07 | -1.7922e-07 | 2.7514e-07 | 4.9957e-09 |  | 4.9834e-07 | 7.312e-08 | -6.1081e-08 | 3.1779e-07 | 0 | 3.0793e-07 | -3.2375e-07 | -4.25e-07 | 2.1726e-07 | 3.767e-07 | 2.2419e-07 | 4.9834e-07 | -3.661e-07 | 3.9572e-07 | 0
2009 | 1.0476 | 1.1944 | 1.0548 | 1.029 | 0.99131 |  | 1.1093 | 1.4459 | 1.036 | 1.0102 | 1.0114 | 1.1915 | 1.1983 | 1.2417 | 0.76724 | 1.0708 | 1.0982 | 1.0968 | 0.93105 | 0.92579 | 0.99707 | 2009 | -3.6008e-07 | 4.6127e-07 | 1.9412e-07 | 1.6368e-07 | 7.528e-08 |  | -3.9837e-07 | 1.4868e-07 | -4.5051e-07 | -6.3416e-08 | 1.4431e-07 | 4.7166e-07 | 4.9126e-08 | -8.4557e-08 | 8.2813e-09 | -3.1807e-07 | 1.32e-07 | -7.1275e-08 | -2.372e-08 | -1.1656e-07 | 0
2010 | 1.0691 | 1.1985 | 1.0665 | 1.0352 | 0.73073 |  | 1.1762 | 1.4101 | 1.0589 | 1.0118 | 1.0035 | 1.2411 | 1.1842 | 1.2327 | 0.83409 | 1.1107 | 1.1624 | 1.1721 | 0.94769 | 0.99319 | 1.0507 | 2010 | 3.0027e-07 | -7.5226e-08 | 4.1357e-07 | 3.0492e-07 | 9.66e-08 |  | -5.786e-07 | -3.5464e-07 | 3.8803e-08 | -3.6499e-07 | -3.6111e-07 | -1.7295e-07 | 4.7277e-07 | -2.16e-07 | -2.0846e-07 | -2.8277e-07 | -6.0929e-07 | 5.6502e-08 | -2.5686e-07 | -3.8736e-07 | 0
2011 | 1.0313 | 1.1985 | 1.0813 | 1.0411 | 0.82988 |  | 1.1561 | 1.4368 | 1.0601 | 1.012 | 1.1446 | 1.2966 | 1.2394 | 1.2615 | 0.80463 | 1.0906 | 1.1424 | 1.01 | 0.89162 | 0.93281 | 1.0061 | 2011 | -2.8294e-07 | -7.5226e-08 | 7.3936e-08 | 7.8896e-08 | 4.6045e-08 |  | -4.8226e-07 | -4.4723e-07 | 3.4235e-07 | 3.6867e-07 | -3.2333e-08 | -3.0676e-07 | 2.1328e-07 | -4.11e-07 | -2.5645e-07 | -6.5465e-07 | -3.1723e-07 | -2.2849e-07 | -2.7023e-07 | -4.6682e-07 | 0
2012 | 1.0266 | 1.1985 | 1.1045 | 1.0529 | 0.73193 |  | 1.1855 | 1.5441 | 1.0753 | 1.0213 | 1.1446 | 1.3729 | 1.2499 | 1.3142 | 0.76777 | 1.1025 | 1.1608 | 1.0358 | 0.86352 | 0.94849 | 1.0125 | 2012 | -4.9336e-07 | -7.5226e-08 | 4.0796e-07 | -1.7342e-08 | 5.9843e-08 |  | -5.1598e-07 | -5.7524e-07 | -1.076e-07 | -2.5363e-07 | -3.2333e-08 | -3.942e-07 | 4.3915e-08 | -1.2065e-07 | 6.5302e-09 | -3.1975e-07 | 1.5786e-07 | -8.7316e-08 | -2.3852e-08 | -1.5447e-07 | 0
2013 | 1.0139 | 1.1985 | 1.1254 | 1.0552 | 0.79037 |  | 1.1768 | 1.6337 | 1.0478 | 1.0212 | 2.7315 | 1.422 | 1.2792 | 1.3615 | 0.72035 | 1.1231 | 1.1523 | 0.43083 | 0.82759 | 0.91999 | 0.98763 | 2013 | -2.0242e-07 | -7.5226e-08 | 2.4368e-07 | 3.5057e-08 | 7.6675e-10 |  | -1.789e-07 | -2.1288e-07 | 1.172e-07 | 2.8749e-07 | -1.0202e-07 | -2.2182e-07 | -1.428e-07 | -3.3962e-07 | 4.4021e-08 | -2.6116e-07 | 2.5834e-07 | -7.286e-08 | 1.5409e-08 | -2.3035e-07 | 0
2014 | 1.0067 | 1.2018 | 1.1318 | 1.0657 | 0.93921 |  | 1.1561 | 1.6741 | 1.1181 | 1.0232 | 3.1257 | 1.4963 | 1.2785 | 1.3879 | 0.69056 | 1.034 | 1.1298 | 0.36986 | 0.77263 | 0.90427 | 0.95533 | 2014 | 2.3161e-07 | -2.1813e-07 | -3.096e-08 | -9.8991e-08 | 3.4654e-08 |  | -5.2859e-07 | -7.122e-07 | -7.9491e-08 | -1.2244e-07 | 2.2978e-07 | 7.4722e-08 | 3.6425e-07 | 2.243e-09 | -4.2661e-09 | 2.5923e-07 | 1.2132e-07 | -1.3441e-07 | -1.3395e-07 | -3.2847e-07 | 0
2015 | 1.039 | 1.2018 | 1.1669 | 1.0679 | 0.84193 |  | 1.1848 | 1.7938 | 1.0851 | 1.0212 | 2.8972 | 1.572 | 1.313 | 1.4436 | 0.66049 | 1.0918 | 1.1601 | 0.40894 | 0.75364 | 0.90233 | 0.96433 | 2015 | -4.8385e-07 | -2.1813e-07 | 2.8891e-07 | 3.3458e-07 | 6.1428e-08 |  | -5.6845e-07 | 1.9608e-09 | 2.5362e-07 | -1.566e-07 | 4.646e-07 | -2.4605e-08 | 6.6604e-07 | -1.02e-07 | -3.9853e-09 | -6.0376e-08 | -4.3898e-07 | -7.7795e-08 | -5.396e-08 | -2.0126e-07 | 0
2016 | 1.0219 | 1.2072 | 1.1773 | 1.0765 | 1.0645 |  | 1.1531 | 1.9233 | 1.1408 | 1.0196 | 2.8955 | 1.6524 | 1.3527 | 1.5045 | 0.59955 | 1.0108 | 1.1309 | 0.39825 | 0.69786 | 0.85249 | 0.92148 | 2016 | 2.2952e-07 | 5.5435e-07 | 4.7416e-07 | -4.3285e-07 | 4.2332e-07 |  | -6.4735e-08 | -3.6253e-07 | -7.6294e-10 | 2.7573e-08 | 1.232e-07 | 2.2125e-07 | 1.3603e-08 | -4.8805e-08 | 1.5635e-09 | 1.487e-07 | -3.9099e-07 | -9.4353e-08 | -6.4529e-08 | -2.3861e-07 | 0
2017 | 1.0372 | 1.2072 | 1.2135 | 1.0814 | 0.77644 |  | 1.2146 | 1.6822 | 1.1352 | 1.0179 | 2.8914 | 1.7489 | 1.3672 | 1.4284 | 0.72203 | 1.0699 | 1.1932 | 0.42006 | 0.69449 | 0.88839 | 0.95731 | 2017 | -1.711e-07 | 5.5435e-07 | 3.861e-07 | 3.8705e-07 | -1.2066e-08 |  | 4.9575e-07 | -3.9087e-07 | 3.6031e-07 | 1.7599e-07 | 6.0471e-08 | -1.5039e-07 | -9.0462e-08 | -1.1108e-07 | -5.1478e-10 | -3.6638e-07 | 4.1886e-07 | -8.5417e-08 | -5.6404e-08 | -7.295e-08 | 0
2018 | 1.0233 | 1.2072 | 1.2253 | 1.0864 | 1.0828 |  | 1.1654 | 1.5295 | 1.0862 | 1.0143 | 3.0333 | 1.8783 | 1.4098 | 1.3878 | 0.76192 | 1.0728 | 1.1489 | 0.38419 | 0.62043 | 0.8266 | 0.90093 | 2018 | 1.6411e-07 | 5.5435e-07 | -5.0568e-08 | 3.4274e-07 | -2.0032e-07 |  | 5.3661e-07 | -4.3646e-07 | 2.9839e-07 | 4.6498e-07 | 2.9355e-07 | 1.3007e-07 | 9.2781e-08 | -1.9407e-07 | 3.6807e-07 | 2.3188e-07 | 7.872e-07 | 8.2501e-08 | 1.594e-07 | 2.2914e-07 | 0
2019 | 1.0352 | 1.2537 | 1.2593 | 1.0955 | 1.1911 |  | 1.1786 | 1.5752 | 1.0844 | 1.0034 | 3.0765 | 1.9486 | 1.4142 | 1.4078 | 0.74818 | 1.0868 | 1.1746 | 0.38308 | 0.60482 | 0.8334 | 0.9077 | 2019 | -3.3539e-08 | 3.7697e-08 | 4.0366e-07 | 6.5857e-08 | 1.1375e-07 |  | 4.6203e-07 | -2.5578e-07 | -4.5058e-07 | -2.5171e-07 | 1.5822e-07 | 2.5267e-07 | 5.4934e-07 | -1.2849e-07 | 1.5116e-07 | -2.5312e-07 | -9.2767e-08 | 1.4429e-08 | -1.977e-08 | -1.0568e-08 | 0
2020 | 1.0084 | 1.3081 | 1.2832 | 1.1013 | 1.17 |  | 1.2073 | 1.6437 | 1.1149 | 1.0044 | 3.2687 | 2.0493 | 1.4285 | 1.4466 | 0.73452 | 1.0829 | 1.2021 | 0.36936 | 0.58914 | 0.84516 | 0.91448 | 2020 | -1.8118e-07 | -1.4646e-07 | -3.4348e-08 | -5.35e-07 | 5.0062e-07 |  | -3.2961e-07 | -3.4103e-07 | -2.0638e-08 | -3.2359e-07 | -4.2099e-08 | 3.9946e-07 | 4.0771e-07 | 8.6929e-08 | -4.2274e-08 | 3.5216e-07 | 2.3758e-07 | -7.0631e-08 | -1.3174e-07 | -2.0485e-07 | 0
2021 | 1.0091 | 1.3081 | 1.2954 | 1.1048 | 0.86518 |  | 1.2611 | 1.6726 | 1.1173 | 1.0021 | 3.2682 | 2.0921 | 1.4426 | 1.4638 | 0.75399 | 1.1287 | 1.2584 | 0.38587 | 0.60279 | 0.87422 | 0.94814 | 2021 | 2.92e-07 | -1.4646e-07 | 1.4267e-07 | -4.7462e-08 | -9.0172e-09 |  | 5.1146e-07 | 6.3644e-08 | -1.9247e-07 | -4.0572e-07 | -1.8234e-08 | -3.7852e-07 | 3.8183e-07 | 3.1229e-07 | 1.3709e-07 | -1.6246e-07 | 7.6194e-08 | 6.8929e-08 | 8.4148e-08 | 3.4613e-08 | 0
2022 | 1.031 | 1.3081 | 1.3158 | 1.1093 | 1.0829 |  | 1.2335 | 1.6313 | 1.1325 | 0.99952 | 3.2389 | 2.1575 | 1.4835 | 1.4648 | 0.75617 | 1.0892 | 1.2341 | 0.38085 | 0.57173 | 0.83149 | 0.9104 | 2022 | 1.7626e-07 | -1.4646e-07 | -1.5287e-07 | -1.6594e-08 | -1.386e-07 |  | 1.9711e-07 | -4.1165e-07 | 1.7226e-07 | -4.67e-09 | 2.7049e-07 | 1.2247e-07 | 5.6093e-07 | -4.8842e-07 | 2.5526e-08 | -4.0935e-07 | 2.7579e-07 | -5.0417e-08 | -1.6623e-07 | -1.833e-07 | 0
2023 | 1.0311 | 1.3081 | 1.3389 | 1.116 | 1.2058 |  | 1.2223 | 1.5527 | 1.1646 | 0.97506 | 3.0523 | 2.225 | 1.4917 | 1.4363 | 0.78722 | 1.0496 | 1.2536 | 0.40046 | 0.54936 | 0.81945 | 0.90526 | 2023 | 2.3858e-07 | -1.4646e-07 | -1.0283e-07 | 2.2859e-07 | -4.5992e-07 |  | 1.6008e-07 | -1.3519e-07 | -2.3112e-07 | -4.5601e-09 | 2.6909e-07 | 7.756e-08 | 2.441e-07 | 7.7552e-07 | 1.9749e-07 | -2.36e-07 | 1.2164e-07 | 2.5811e-09 | 1.0783e-08 | -1.9576e-08 | 0
12.TND: individual output & input indexes, 2006-2023
| Output Indexes | [6 empty] | Input Indexes | [6 empty] | Partial Productivity Indexes | [7 empty] | Output Indexes | [6 empty] | Input Indexes | [6 empty] | Partial Productivity Indexes
Year | Energy | Rat. max demand | Customers | Circuit length | CMOS | Max Demand | Total Output | Real Opex | O/H Sub-tran. lines | O/H Distr. lines | U/G Sub-tran. lines | U/G Distr. lines | Trans-formers | Total Input | Real Opex | O/H Sub-tran. lines | O/H Distr. lines | U/G Sub-tran. lines | U/G Distr. lines | Trans-formers | Capital | Year | Energy | Rat. max demand | Customers | Circuit length | CMOS | Max Demand | Total Output | Real Opex | O/H Sub-tran. lines | O/H Distr. lines | U/G Sub-tran. lines | U/G Distr. lines | Trans-formers | Total Input | Real Opex | O/H Sub-tran. lines | O/H Distr. lines | U/G Sub-tran. lines | U/G Distr. lines | Trans-formers | Capital
2006 | 1 | 1 | 1 | 1 | 1 |  | 1 | 1 | 1 | 1 | 1 | 1 | 1 | 1 | 1 | 1 | 1 | 1 | 1 | 1 | 1 | 2006 | 0 | 0 | 0 | 0 | 0 |  | 0 | 0 | 0 | 0 | 0 | 0 | 0 | 0 | 0 | 0 | 0 | 0 | 0 | 0 | 0
2007 | 0.9929 | 1.08 | 1.0193 | 1 | 1.3359 |  | 0.97676 | 0.99813 | 1 | 1 | 1 | 1.0003 | 1.0372 | 1.0075 | 0.97859 | 0.97676 | 0.97676 | 0.97676 | 0.97651 | 0.94173 | 0.96402 | 2007 | 5.2901e-08 | 3.7278e-07 | -2.5384e-07 | 4.1753e-07 | 2.935e-08 |  | -2.4309e-07 | 2.2921e-08 | 0 | 0 | 0 | 2.0732e-07 | 2.588e-07 | 2.2297e-07 | -1.4359e-07 | -2.4309e-07 | -2.4309e-07 | -2.4309e-07 | -1.843e-07 | -1.0421e-07 | 0
2008 | 0.99829 | 1.0856 | 1.039 | 1 | 1.3775 |  | 0.97802 | 1.0079 | 1 | 1 | 1 | 1.0003 | 1.0878 | 1.0241 | 0.97031 | 0.97802 | 0.97802 | 0.97802 | 0.97776 | 0.89911 | 0.94572 | 2008 | 6.4486e-08 | -1.8657e-07 | -3.82e-07 | 4.1753e-07 | 3.1541e-07 |  | -6.983e-08 | 2.4603e-07 | 0 | 0 | 0 | 2.0732e-07 | -2.4024e-07 | 1.0658e-07 | -5.4921e-08 | -6.983e-08 | -6.983e-08 | -6.983e-08 | 6.4123e-08 | 6.6105e-08 | 0
2009 | 1.0309 | 1.0856 | 1.0591 | 1.0027 | 1.6128 |  | 0.9518 | 1.1235 | 1.0067 | 0.99905 | 1.4522 | 1.003 | 1.1326 | 1.0813 | 0.84719 | 0.94546 | 0.9527 | 0.65542 | 0.94895 | 0.84034 | 0.90216 | 2009 | -1.9117e-07 | -1.8657e-07 | 3.6413e-07 | -1.0727e-07 | -1.7762e-07 |  | 2.3507e-07 | 4.7872e-07 | 4.231e-07 | 5.5637e-08 | -2.5618e-07 | 3.1252e-07 | 1.4314e-07 | 6.9534e-07 | 1.9564e-07 | 2.4774e-07 | 1.8803e-07 | 1.6621e-07 | 1.9842e-07 | 2.8597e-07 | 0
2010 | 1.0217 | 1.0856 | 1.0796 | 1.0199 | 1.6767 |  | 0.95749 | 1.3334 | 1.0067 | 1.0185 | 1.4589 | 1.044 | 1.1817 | 1.1823 | 0.71809 | 0.95111 | 0.94014 | 0.6563 | 0.91711 | 0.81026 | 0.87979 | 2010 | 1.9693e-07 | -1.8657e-07 | 2.0998e-07 | -1.4869e-07 | 1.0178e-08 |  | 4.1763e-07 | 3.2176e-07 | 4.231e-07 | 3.7937e-07 | -9.0668e-08 | -1.2858e-07 | -1.4096e-07 | -9.5116e-08 | 1.911e-07 | 4.5152e-07 | 4.3307e-07 | 3.0755e-07 | 3.2952e-07 | 4.4485e-07 | 0
2011 | 0.99913 | 1.0856 | 1.1006 | 1.0385 | 1.1589 |  | 1.0393 | 1.2872 | 1.0067 | 1.0285 | 1.6942 | 1.0873 | 1.2395 | 1.183 | 0.80743 | 1.0324 | 1.0105 | 0.61346 | 0.95588 | 0.83848 | 0.9265 | 2011 | 8.886e-08 | -1.8657e-07 | 2.6178e-07 | 1.5764e-07 | 4.1469e-07 |  | -3.389e-08 | -5.8685e-08 | 4.231e-07 | 4.6761e-08 | -1.3221e-07 | -3.0843e-07 | -5.1572e-07 | 1.4206e-07 | -8.622e-08 | 2.7542e-07 | 5.3053e-07 | 6.4064e-08 | -3.3389e-08 | 3.6699e-08 | 0
2012 | 0.97063 | 1.0856 | 1.1107 | 1.0477 | 1.3463 |  | 1.0162 | 1.4337 | 1.0067 | 1.0355 | 1.7413 | 1.1017 | 1.2733 | 1.2467 | 0.70879 | 1.0095 | 0.98141 | 0.5836 | 0.92238 | 0.79809 | 0.89198 | 2012 | 1.9753e-08 | -1.8657e-07 | 2.4348e-07 | -6.4323e-08 | 1.9861e-07 |  | 1.2612e-07 | -1.1918e-07 | 4.231e-07 | -3.1543e-07 | -9.2834e-08 | -1.629e-07 | 1.7829e-07 | 5.9138e-07 | -1.5465e-07 | 2.8946e-07 | 5.4724e-08 | -4.6243e-09 | -1.0236e-07 | 9.5364e-08 | 0
2013 | 0.95482 | 1.0856 | 1.1166 | 1.0531 | 1.1589 |  | 1.0425 | 1.109 | 1.0067 | 1.039 | 1.7346 | 1.1089 | 1.2834 | 1.1319 | 0.94009 | 1.0356 | 1.0034 | 0.60103 | 0.94019 | 0.81234 | 0.91001 | 2013 | 1.6456e-07 | -1.8657e-07 | 6.3179e-08 | 4.2659e-07 | -2.4247e-07 |  | 2.9823e-07 | 3.3079e-07 | 4.231e-07 | -5.098e-07 | -2.5835e-07 | 3.4015e-07 | 1.9652e-07 | 1.8391e-07 | -2.1313e-07 | 3.4032e-07 | 1.8144e-07 | -8.2026e-08 | -2.759e-07 | -6.5907e-08 | 0
2014 | 0.92426 | 1.0856 | 1.1201 | 1.0606 | 1.5685 |  | 0.99152 | 1.1261 | 1.0064 | 1.0445 | 1.9118 | 1.1344 | 1.3107 | 1.1482 | 0.8805 | 0.98526 | 0.94925 | 0.51862 | 0.87405 | 0.75648 | 0.85271 | 2014 | 3.2977e-08 | -1.8657e-07 | 2.1973e-09 | 1.0964e-07 | -8.9622e-08 |  | 1.9889e-07 | 1.6216e-07 | 2.5909e-07 | 2.7248e-07 | -7.1342e-08 | -2.7464e-07 | -4.4446e-07 | 3.9212e-07 | 1.4258e-07 | 2.7619e-07 | 1.9775e-07 | 1.0272e-07 | 1.4097e-07 | 2.7138e-07 | 0
2015 | 0.94089 | 1.0856 | 1.1293 | 1.0669 | 1.2085 |  | 1.0427 | 0.92416 | 1.0064 | 1.0497 | 1.9178 | 1.1424 | 1.3295 | 1.0764 | 1.1283 | 1.0361 | 0.99339 | 0.54369 | 0.91271 | 0.78431 | 0.88889 | 2015 | 9.045e-08 | -1.8657e-07 | -6.2312e-07 | -3.0846e-08 | -2.0277e-07 |  | 5.7603e-07 | 1.031e-07 | 8.2985e-08 | -2.71e-07 | 2.7573e-07 | -1.2443e-07 | 3.8414e-08 | 4.3256e-07 | 6.2292e-08 | 5.3448e-07 | 2.8244e-07 | 1.6368e-07 | 1.2559e-07 | 2.9968e-07 | 0
2016 | 0.95384 | 1.0856 | 1.1384 | 1.0694 | 1.2971 |  | 1.0354 | 1.0099 | 1.0045 | 1.0565 | 2.0205 | 1.1508 | 1.3371 | 1.1122 | 1.0252 | 1.0307 | 0.98004 | 0.51245 | 0.89973 | 0.77437 | 0.87702 | 2016 | 1.1534e-07 | -1.8657e-07 | 9.0195e-08 | -1.9913e-09 | 4.1179e-07 |  | 5.1044e-07 | -4.4186e-07 | 3.3719e-07 | 2.7613e-07 | -1.6713e-07 | 6.1909e-07 | -2.0882e-07 | 3.1328e-07 | 1.1951e-07 | -1.817e-07 | 9.4252e-08 | 8.4318e-08 | -3.9439e-08 | 1.6631e-07 | 0
2017 | 0.94247 | 1.0856 | 1.1477 | 1.0714 | 1.1877 |  | 1.0509 | 1.3368 | 1.0039 | 1.0684 | 2.0477 | 1.1558 | 1.3644 | 1.2535 | 0.78611 | 1.0468 | 0.98358 | 0.51319 | 0.90919 | 0.7702 | 0.87865 | 2017 | 1.6579e-07 | -1.8657e-07 | 2.0232e-07 | 2.5941e-07 | 1.3203e-07 |  | -2.8313e-07 | 1.7809e-07 | -4.3372e-07 | -1.5254e-07 | -2.027e-07 | 3.9688e-07 | -3.544e-07 | 6.1912e-07 | 5.329e-08 | 4.1375e-07 | -3.3639e-08 | 6.1179e-08 | -7.3532e-08 | 1.7402e-07 | 0
2018 | 0.96502 | 1.0856 | 1.1488 | 1.0734 | 1.3694 |  | 1.0315 | 1.2906 | 0.99938 | 1.0874 | 2.0081 | 1.1763 | 1.3609 | 1.2416 | 0.79924 | 1.0322 | 0.94865 | 0.51369 | 0.87693 | 0.75796 | 0.85476 | 2018 | 3.9912e-08 | -1.8657e-07 | 3.1317e-07 | -3.494e-07 | -4.7898e-07 |  | 4.9179e-08 | -2.8822e-07 | 5.2648e-08 | 2.6966e-07 | -4.045e-07 | 2.539e-07 | -5.2384e-07 | 2.2072e-07 | 1.8412e-07 | 1.4317e-07 | 1.4619e-07 | 1.3624e-07 | -7.4201e-08 | 1.7249e-07 | 0
2019 | 0.97125 | 1.0856 | 1.1588 | 1.0779 | 1.3896 |  | 1.0333 | 1.183 | 0.99435 | 1.0969 | 2.0109 | 1.1922 | 1.3891 | 1.208 | 0.87346 | 1.0392 | 0.94205 | 0.51387 | 0.86673 | 0.74387 | 0.84356 | 2019 | 1.3603e-07 | -1.8657e-07 | -3.9125e-07 | -2.7221e-07 | -4.8343e-07 |  | 8.8461e-07 | 3.5392e-07 | -5.069e-09 | 5.1622e-07 | 1.3362e-07 | 6.9466e-07 | -2.4152e-07 | -9.5451e-08 | 4.9884e-07 | 2.3683e-07 | 4.2139e-07 | 2.9273e-07 | 2.4589e-07 | 4.1035e-07 | 0
2020 | 0.98931 | 1.0856 | 1.1728 | 1.0802 | 1.3451 |  | 1.0454 | 1.2545 | 0.99591 | 1.0995 | 2.1017 | 1.2014 | 1.4142 | 1.2431 | 0.83328 | 1.0497 | 0.95083 | 0.4974 | 0.87012 | 0.73919 | 0.84599 | 2020 | 7.5331e-08 | -1.8657e-07 | -2.9414e-07 | -2.5376e-07 | -4.1307e-07 |  | 1.9518e-07 | -2.4528e-07 | -1.5073e-08 | 4.6902e-07 | -1.3815e-07 | 4.8973e-08 | 3.6026e-07 | 1.7432e-07 | 3.0869e-07 | 7.6736e-07 | 1.9416e-07 | 2.2874e-07 | 5.9215e-09 | 2.6077e-07 | 0
2021 | 1.0076 | 1.0856 | 1.1876 | 1.0682 | 1.4506 |  | 1.0298 | 1.3072 | 0.97733 | 1.1025 | 2.0703 | 1.199 | 1.4332 | 1.27 | 0.78775 | 1.0537 | 0.93407 | 0.49741 | 0.85888 | 0.71848 | 0.82881 | 2021 | -3.6026e-07 | -1.8657e-07 | -3.5522e-07 | -1.1903e-07 | -3.3759e-07 |  | -1.5565e-07 | -5.2744e-07 | -1.5007e-09 | 2.0525e-07 | -5.6111e-07 | 3.7714e-07 | -6.722e-07 | 8.7761e-08 | 3.054e-07 | 6.4927e-07 | 2.1703e-07 | 1.5861e-07 | -1.8011e-08 | 2.9859e-07 | 0
2022 | 1.0297 | 1.0856 | 1.2012 | 1.063 | 1.65 |  | 1.0045 | 1.2945 | 0.97683 | 1.0997 | 1.845 | 1.2289 | 1.4533 | 1.2696 | 0.77594 | 1.0283 | 0.91337 | 0.54443 | 0.8174 | 0.69116 | 0.80271 | 2022 | 5.3123e-07 | -1.8657e-07 | -2.51e-07 | 3.9925e-07 | -5.3523e-07 |  | -2.7425e-07 | 7.9788e-08 | -4.7169e-08 | 5.0522e-07 | -5.1432e-07 | 1.8617e-07 | -3.1825e-07 | -2.9173e-07 | 1.0681e-07 | 6.7337e-08 | -1.5457e-07 | 2.3067e-08 | -2.4282e-07 | 1.1451e-07 | 0
2023 | 1.0409 | 1.0856 | 1.2142 | 1.0708 | 1.4528 |  | 1.0389 | 1.1993 | 0.97454 | 1.1068 | 1.8438 | 1.2519 | 1.4839 | 1.2384 | 0.86621 | 1.066 | 0.93863 | 0.56344 | 0.82982 | 0.70008 | 0.81968 | 2023 | 5.069e-08 | -1.8657e-07 | 1.2048e-07 | -3.7251e-07 | 2.0222e-07 |  | 6.7249e-07 | -3.8536e-07 | 1.4403e-08 | 2.98e-07 | -2.2303e-07 | 1.1082e-07 | -2.8046e-08 | 1.8813e-07 | 3.7359e-07 | 2.7395e-07 | 1.8571e-07 | 2.173e-07 | 4.0174e-08 | 2.6521e-07 | 0
13.UED: individual output & input indexes, 2006-2023
| Output Indexes | [6 empty] | Input Indexes | [6 empty] | Partial Productivity Indexes | [7 empty] | Output Indexes | [6 empty] | Input Indexes | [6 empty] | Partial Productivity Indexes
Year | Energy | Rat. max demand | Customers | Circuit length | CMOS | Max Demand | Total Output | Real Opex | O/H Sub-tran. lines | O/H Distr. lines | U/G Sub-tran. lines | U/G Distr. lines | Trans-formers | Total Input | Real Opex | O/H Sub-tran. lines | O/H Distr. lines | U/G Sub-tran. lines | U/G Distr. lines | Trans-formers | Capital | Year | Energy | Rat. max demand | Customers | Circuit length | CMOS | Max Demand | Total Output | Real Opex | O/H Sub-tran. lines | O/H Distr. lines | U/G Sub-tran. lines | U/G Distr. lines | Trans-formers | Total Input | Real Opex | O/H Sub-tran. lines | O/H Distr. lines | U/G Sub-tran. lines | U/G Distr. lines | Trans-formers | Capital
2006 | 1 | 1 | 1 | 1 | 1 |  | 1 | 1 | 1 | 1 | 1 | 1 | 1 | 1 | 1 | 1 | 1 | 1 | 1 | 1 | 1 | 2006 | 0 | 0 | 0 | 0 | 0 |  | 0 | 0 | 0 | 0 | 0 | 0 | 0 | 0 | 0 | 0 | 0 | 0 | 0 | 0 | 0
2007 | 1.0073 | 1.0555 | 1.009 | 1.0075 | 1.2106 |  | 1.0076 | 0.94278 | 1.0018 | 1.024 | 1.0167 | 1.0434 | 1.0302 | 0.99366 | 1.0688 | 1.0058 | 0.98402 | 0.99109 | 0.96567 | 0.9781 | 0.98053 | 2007 | -4.2603e-07 | 1.7508e-07 | 1.0308e-07 | 2.032e-07 | 5.5645e-07 |  | -1.5579e-07 | 2.8295e-08 | -3.0475e-07 | 2.7287e-07 | -3.4923e-07 | -2.9424e-07 | 3.672e-08 | -2.6867e-07 | -2.6548e-07 | -1.9639e-07 | 1.3308e-07 | 1.6554e-07 | 8.6239e-08 | 1.6628e-07 | 0
2008 | 0.99754 | 1.1307 | 1.0185 | 1.016 | 1.2623 |  | 1.0339 | 0.94641 | 1.0362 | 1.0356 | 1.2917 | 1.0936 | 1.0624 | 1.0159 | 1.0925 | 0.99778 | 0.99839 | 0.80045 | 0.94546 | 0.97316 | 0.97289 | 2008 | 2.4217e-08 | -4.9145e-07 | -2.0008e-07 | -2.5673e-08 | -3.2457e-07 |  | -5.927e-07 | 1.0286e-07 | -3.3704e-07 | 2.447e-07 | -3.7307e-07 | -4.2356e-07 | 5.6089e-07 | 3.6787e-07 | -4.3758e-07 | -2.3664e-07 | -2.1399e-07 | -1.665e-07 | -2.9986e-07 | -3.8326e-07 | 0
2009 | 1.0124 | 1.2394 | 1.0251 | 1.0124 | 1.247 |  | 1.0718 | 0.96266 | 1.0265 | 1.0139 | 1.2594 | 1.1045 | 1.1152 | 1.0304 | 1.1134 | 1.0441 | 1.0571 | 0.85105 | 0.97035 | 0.96108 | 0.99617 | 2009 | 2.5593e-07 | 2.6081e-07 | 3.7754e-07 | 1.4351e-07 | 4.7562e-07 |  | 5.9608e-08 | 2.3955e-08 | 2.72e-07 | -4.007e-07 | -2.3842e-08 | -1.6832e-07 | 4.93e-07 | -2.1922e-07 | 3.8989e-07 | 1.3372e-07 | -7.5467e-08 | 1.5923e-07 | 1.1072e-07 | 7.9155e-08 | 0
2010 | 1.0313 | 1.2394 | 1.0344 | 1.021 | 1.1606 |  | 1.0873 | 1.0053 | 1.0954 | 1.0288 | 1.3125 | 1.1551 | 1.1533 | 1.0693 | 1.0816 | 0.99264 | 1.0569 | 0.82845 | 0.94132 | 0.94283 | 0.97795 | 2010 | 3.866e-07 | 2.6081e-07 | -1.1876e-07 | 3.2658e-07 | 3.344e-08 |  | -5.061e-07 | 3.0199e-07 | 3.7294e-07 | -1.87e-07 | 0 | 3.53e-07 | 2.5139e-07 | -1.5696e-07 | -3.7565e-07 | -3.136e-08 | 1.8184e-07 | 1.4397e-08 | -8.8234e-08 | -4.5337e-08 | 0
2011 | 1.0135 | 1.2394 | 1.0464 | 1.0276 | 1.2621 |  | 1.0818 | 1.2317 | 1.1129 | 1.0316 | 1.4333 | 1.2068 | 1.172 | 1.1771 | 0.8783 | 0.97209 | 1.0487 | 0.75476 | 0.89643 | 0.92307 | 0.95234 | 2011 | -3.0154e-07 | 2.6081e-07 | -1.3669e-07 | -1.7326e-08 | -4.1465e-07 |  | -1.4761e-07 | 3.4191e-07 | 1.6386e-07 | 4.7591e-07 | 3.9691e-07 | 1.6988e-07 | -9.3613e-09 | 3.6809e-07 | -2.6002e-07 | -1.4628e-07 | -4.4893e-07 | -2.1088e-07 | -2.1831e-07 | -2.0321e-07 | 0
2012 | 1.0259 | 1.2394 | 1.0574 | 1.035 | 1.6452 |  | 1.0544 | 1.2394 | 1.185 | 1.0457 | 1.5911 | 1.2269 | 1.227 | 1.2017 | 0.85071 | 0.8898 | 1.0084 | 0.66267 | 0.85937 | 0.85933 | 0.89919 | 2012 | -3.5013e-07 | 2.6081e-07 | 1.4013e-07 | -3.9566e-08 | -9.1515e-08 |  | 2.3896e-07 | 2.3606e-07 | -1.5666e-07 | -2.1271e-07 | -1.2693e-07 | 4.9968e-07 | -2.9963e-07 | 5.5341e-07 | -1.5527e-07 | -9.135e-08 | -3.3626e-07 | -6.3913e-08 | -1.2683e-07 | -9.0255e-08 | 0
2013 | 0.99254 | 1.2394 | 1.0715 | 1.0364 | 1.5592 |  | 1.0642 | 1.1042 | 1.1486 | 1.0392 | 1.5234 | 1.279 | 1.2709 | 1.1536 | 0.96374 | 0.92652 | 1.0241 | 0.69855 | 0.83207 | 0.83736 | 0.89843 | 2013 | 9.8474e-08 | 2.6081e-07 | -5.7472e-08 | -1.1916e-07 | -1.2388e-07 |  | -2.9205e-08 | -8.5915e-08 | 3.8622e-07 | -1.3136e-07 | -5e-07 | -3.4092e-07 | -1.8782e-07 | 8.3725e-08 | -3.4482e-07 | -2.6013e-07 | 1.8563e-08 | -1.8071e-07 | -2.7769e-07 | -1.8119e-07 | 0
2014 | 0.97233 | 1.2428 | 1.0746 | 1.0355 | 1.6569 |  | 1.0556 | 1.1293 | 1.2498 | 1.0332 | 1.2748 | 1.308 | 1.2903 | 1.1715 | 0.93475 | 0.84461 | 1.0217 | 0.82807 | 0.80708 | 0.81814 | 0.88137 | 2014 | 5.2444e-09 | -3.603e-07 | 2.5368e-07 | 6.4503e-07 | -1.9635e-07 |  | 2.466e-07 | -6.102e-08 | 4.0532e-07 | 2.4421e-07 | -2.8866e-07 | 2.4528e-07 | -9.52e-08 | 1.1893e-07 | 1.0491e-07 | 8.1593e-08 | 4.7618e-07 | 2.1864e-07 | 1.403e-07 | 2.5443e-07 | 0
2015 | 0.96067 | 1.2428 | 1.0846 | 1.0395 | 1.4225 |  | 1.0801 | 1.0717 | 1.2512 | 1.0343 | 1.2745 | 1.3494 | 1.298 | 1.1523 | 1.0079 | 0.86324 | 1.0443 | 0.84749 | 0.80041 | 0.83213 | 0.89526 | 2015 | 1.0424e-07 | -3.603e-07 | 2.2256e-07 | 5.2805e-07 | 1.2853e-07 |  | -1.9249e-07 | 2.0734e-07 | 6.0987e-07 | -3.0327e-08 | 3.157e-07 | 2.4323e-08 | -5.457e-07 | -2.7656e-07 | -1.3327e-07 | 1.5211e-07 | 3.3248e-07 | 1.8703e-07 | 1.9653e-07 | 3.4407e-07 | 0
2016 | 1.0193 | 1.2428 | 1.0932 | 1.0397 | 1.1824 |  | 1.1067 | 1.2382 | 1.2276 | 1.0349 | 0.72641 | 1.3863 | 1.3134 | 1.2133 | 0.89381 | 0.90149 | 1.0694 | 1.5235 | 0.79831 | 0.84265 | 0.92673 | 2016 | -1.8895e-07 | -3.603e-07 | -5.0231e-07 | -1.5462e-07 | -3.7745e-07 |  | 1.9494e-07 | 1.4694e-07 | 3.7682e-07 | -5.6635e-07 | 8.1558e-09 | -3.2234e-08 | 2.2721e-07 | -1.0416e-07 | 9.4218e-08 | 8.6355e-08 | 5.2747e-07 | -3.5133e-08 | 4.2091e-08 | 2.0919e-07 | 0
2017 | 0.99099 | 1.2428 | 1.1046 | 1.0774 | 0.93826 |  | 1.1437 | 1.1668 | 1.2178 | 1.0366 | 1.4035 | 1.4334 | 1.3406 | 1.2079 | 0.98025 | 0.93915 | 1.1034 | 0.81493 | 0.79794 | 0.85316 | 0.92832 | 2017 | 2.0087e-07 | -3.603e-07 | -1.9367e-07 | 2.7301e-07 | 1.4872e-08 |  | -4.2568e-07 | 1.3394e-07 | 2.6759e-07 | -1.4587e-07 | 4.8965e-07 | -8.551e-08 | 1.3913e-07 | 4.4567e-07 | -1.9544e-07 | -1.6393e-07 | 1.6391e-08 | -1.2627e-07 | -1.7037e-07 | 4.1064e-08 | 0
2018 | 0.96857 | 1.2428 | 1.118 | 1.0806 | 1.0216 |  | 1.1383 | 0.92552 | 1.228 | 1.0391 | 1.1984 | 1.4555 | 1.3708 | 1.1109 | 1.2299 | 0.92692 | 1.0954 | 0.94985 | 0.78205 | 0.83035 | 0.91725 | 2018 | 2.4511e-07 | -3.603e-07 | -7.5714e-08 | 5.5412e-08 | -4.219e-07 |  | -4.2361e-07 | 4.2603e-09 | 4.6854e-07 | 3.7581e-07 | -3.1847e-07 | -1.0635e-07 | -1.003e-07 | -3.737e-07 | -2.9393e-07 | -6.9559e-08 | 3.7403e-07 | -2.3894e-09 | -9.1683e-11 | 5.1397e-08 | 0
2019 | 0.97191 | 1.2428 | 1.1385 | 1.0827 | 0.97646 |  | 1.1473 | 0.92786 | 1.2285 | 1.0405 | 1.2578 | 1.4849 | 1.3893 | 1.1188 | 1.2364 | 0.93383 | 1.1026 | 0.91215 | 0.77259 | 0.82577 | 0.91533 | 2019 | 2.1708e-07 | -3.603e-07 | 1.012e-07 | 1.1914e-07 | 5.4313e-08 |  | 2.4836e-07 | 1.1115e-07 | 6.9695e-08 | 1.2269e-07 | 3.4332e-08 | 3.7631e-07 | 3.1363e-07 | 5.7297e-09 | -4.9042e-07 | -9.1467e-09 | -1.5701e-07 | -2.9522e-08 | -7.4782e-08 | 4.4409e-08 | 0
2020 | 0.94778 | 1.2428 | 1.1475 | 1.0842 | 0.75628 |  | 1.1644 | 0.97282 | 1.2424 | 1.0415 | 1.2158 | 1.5169 | 1.4001 | 1.14 | 1.197 | 0.93725 | 1.1181 | 0.95774 | 0.76765 | 0.83169 | 0.92261 | 2020 | 1.7269e-07 | -3.603e-07 | 2.1107e-07 | 3.94e-07 | -3.8812e-08 |  | 1.087e-07 | 5.7037e-09 | -3.9333e-07 | 1.243e-07 | -3.8338e-08 | -2.0242e-07 | 2.3736e-07 | 2.383e-07 | -6.0518e-08 | 2.9136e-07 | 2.6237e-08 | 3.5845e-07 | 1.8366e-07 | 3.2436e-07 | 0
2021 | 0.94589 | 1.2428 | 1.1512 | 1.0863 | 0.59491 |  | 1.1826 | 0.96863 | 1.2428 | 1.0438 | 1.2252 | 1.5266 | 1.4467 | 1.1453 | 1.2209 | 0.95156 | 1.133 | 0.96529 | 0.77468 | 0.81748 | 0.92478 | 2021 | 2.0261e-07 | -3.603e-07 | -3.83e-09 | -1.7725e-07 | -4.531e-08 |  | 6.2103e-08 | 2.6292e-08 | -4.0542e-07 | -2.5502e-07 | 3.4676e-07 | 1.6823e-08 | 2.5427e-07 | 5.6564e-07 | -5.7814e-07 | -1.3854e-07 | 5.9659e-08 | -1.7689e-07 | -1.4185e-07 | -9.971e-08 | 0
2022 | 0.95902 | 1.2428 | 1.1592 | 1.0881 | 0.76508 |  | 1.1712 | 0.99855 | 1.2402 | 1.0579 | 1.1794 | 1.5698 | 1.4654 | 1.1669 | 1.1729 | 0.94439 | 1.1071 | 0.99308 | 0.74608 | 0.79927 | 0.90663 | 2022 | 1.7169e-07 | -3.603e-07 | 3.5824e-07 | 3.6665e-07 | -4.2442e-09 |  | 7.3988e-07 | 3.1713e-08 | 2.7435e-07 | 3.7626e-07 | 1.5868e-07 | -1.5186e-07 | 1.9799e-07 | 2.957e-07 | -1.3356e-07 | 2.7172e-07 | 2.0105e-07 | 2.6545e-07 | 1.0084e-07 | 2.4223e-07 | 0
2023 | 0.96105 | 1.2428 | 1.168 | 1.0897 | 0.64655 |  | 1.1846 | 1.0072 | 1.2394 | 1.0598 | 1.1684 | 1.5919 | 1.4903 | 1.1834 | 1.1761 | 0.95583 | 1.1177 | 1.0139 | 0.74415 | 0.79488 | 0.90856 | 2023 | 1.4401e-07 | -3.603e-07 | -3.8219e-07 | 9.1034e-08 | -3.6812e-09 |  | -5.1397e-07 | -2.3285e-08 | -1.9746e-07 | 3.3452e-07 | 6.0982e-08 | 9.0477e-08 | 5.2528e-08 | 6.765e-08 | -3.9452e-07 | -9.6977e-08 | -1.4017e-07 | 2.1871e-07 | -1.3756e-07 | -9.5735e-09 | 0
41.ACT: individual output & input indexes, 2006-2023
| Output Indexes | [6 empty] | Input Indexes | [6 empty] | Partial Productivity Indexes | [7 empty] | Output Indexes | [6 empty] | Input Indexes | [6 empty] | Partial Productivity Indexes
Year | Energy | Rat. max demand | Customers | Circuit length | CMOS | Max Demand | Total Output | Real Opex | O/H Sub-tran. lines | O/H Distr. lines | U/G Sub-tran. lines | U/G Distr. lines | Trans-formers | Total Input | Real Opex | O/H Sub-tran. lines | O/H Distr. lines | U/G Sub-tran. lines | U/G Distr. lines | Trans-formers | Capital | Year | Energy | Rat. max demand | Customers | Circuit length | CMOS | Max Demand | Total Output | Real Opex | O/H Sub-tran. lines | O/H Distr. lines | U/G Sub-tran. lines | U/G Distr. lines | Trans-formers | Total Input | Real Opex | O/H Sub-tran. lines | O/H Distr. lines | U/G Sub-tran. lines | U/G Distr. lines | Trans-formers | Capital
2006 | 1 | 1 | 1 | 1 | 1 |  | 1 | 1 | 1 | 1 | 1 | 1 | 1 | 1 | 1 | 1 | 1 | 1 | 1 | 1 | 1 | 2006 | 0 | 0 | 0 | 0 | 0 |  | 0 | 0 | 0 | 0 | 0 | 0 | 0 | 0 | 0 | 0 | 0 | 0 | 0 | 0 | 0
2007 | 1.0227 | 1 | 1.012 | 1.0049 | 1.2809 |  | 0.99518 | 1.0068 | 1 | 0.9963 | 1 | 1.0157 | 1.0231 | 1.0102 | 0.98849 | 0.99518 | 0.99887 | 0.99518 | 0.97982 | 0.97267 | 0.98127 | 2007 | -3.2643e-07 | 0 | 3.8104e-07 | -6.0295e-08 | 1.2632e-07 |  | -2.443e-07 | 4.7508e-08 | 0 | 3.1792e-08 | 0 | 1.34e-07 | 5.4966e-07 | -2.6788e-07 | -2.2877e-07 | -2.443e-07 | -2.5334e-07 | -2.443e-07 | -3.5587e-07 | -3.206e-07 | -3.6499e-07
2008 | 1.0323 | 1 | 1.0255 | 1.0028 | 0.7501 |  | 1.0186 | 1.0699 | 1 | 0.99089 | 1 | 1.0176 | 1.0443 | 1.0425 | 0.95209 | 1.0186 | 1.028 | 1.0186 | 1.001 | 0.97541 | 0.99578 | 2008 | 2.3324e-07 | 0 | 3.6485e-07 | 6.0074e-08 | 5.2477e-08 |  | -2.7055e-07 | 2.9344e-07 | 0 | 4.9255e-08 | 0 | -7.2678e-08 | -4.2405e-07 | 1.3089e-07 | -2.0478e-07 | -2.7055e-07 | 1.466e-07 | -2.7055e-07 | 2.7735e-07 | -1.7223e-07 | -4.8569e-07
2009 | 1.0416 | 1 | 1.0426 | 1.0196 | 0.89068 |  | 1.0239 | 1.0739 | 1 | 0.98807 | 1 | 1.0546 | 1.0727 | 1.0583 | 0.95337 | 1.0239 | 1.0362 | 1.0239 | 0.97089 | 0.95444 | 0.97865 | 2009 | 3.5215e-07 | 0 | 2.012e-07 | 2.6659e-07 | 3.0901e-08 |  | 1.167e-07 | 4.8217e-07 | 0 | 9.7206e-09 | 0 | 5.3532e-07 | 3.2258e-07 | 4.2106e-07 | -2.2656e-07 | 1.167e-07 | 1.3816e-07 | 1.167e-07 | -3.911e-07 | -2.6947e-07 | -3.2076e-07
2010 | 1.0501 | 1 | 1.0672 | 1.0369 | 0.78671 |  | 1.0398 | 1.2397 | 1 | 0.98871 | 1 | 1.0951 | 1.0909 | 1.14 | 0.83872 | 1.0398 | 1.0516 | 1.0398 | 0.9495 | 0.95312 | 0.97471 | 2010 | -5.7648e-08 | 0 | -1.1265e-07 | -2.0791e-07 | 3.1229e-08 |  | 3.5797e-07 | -3.2499e-07 | 0 | 1.0147e-07 | 0 | 1.8977e-07 | 1.2342e-07 | 7.2811e-07 | -8.976e-08 | 3.5797e-07 | -3.9111e-07 | 3.5797e-07 | -9.0148e-08 | -8.3598e-08 | -3.488e-07
2011 | 1.055 | 1 | 1.0934 | 1.0566 | 1.4901 |  | 1.0284 | 1.3787 | 1 | 0.99089 | 1 | 1.1327 | 1.1203 | 1.2103 | 0.74591 | 1.0284 | 1.0379 | 1.0284 | 0.90791 | 0.91796 | 0.94278 | 2011 | 2.4467e-07 | 0 | -2.974e-07 | -4.8364e-07 | -2.4503e-07 |  | -3.5324e-08 | 4.4286e-07 | 0 | 4.9255e-08 | 0 | 2.6536e-07 | -4.2787e-07 | 4.869e-07 | -1.2862e-07 | -3.5324e-08 | -5.6787e-07 | -3.5324e-08 | -3.1163e-07 | -9.1274e-08 | -5.2705e-07
2012 | 1.0482 | 1.1136 | 1.1209 | 1.0736 | 1.0408 |  | 1.095 | 1.4793 | 1.1162 | 0.97717 | 1 | 1.1739 | 1.1276 | 1.2616 | 0.74023 | 0.98104 | 1.1206 | 1.095 | 0.93285 | 0.97112 | 0.98664 | 2012 | 9.6512e-08 | -2.4315e-07 | 4.9756e-07 | 2.6627e-08 | 2.2739e-07 |  | 1.2247e-07 | 3.4082e-07 | 3.5443e-07 | -2.0204e-08 | 0 | -2.7775e-07 | 2.9247e-07 | -2.011e-07 | -4.6716e-08 | -1.1121e-08 | -1.0342e-07 | 1.2247e-07 | -1.5667e-07 | -3.574e-08 | -2.7322e-07
2013 | 1.0528 | 1.1136 | 1.1472 | 1.0893 | 0.94071 |  | 1.1102 | 1.5797 | 1.1162 | 0.97096 | 1 | 1.2148 | 1.1499 | 1.3197 | 0.70277 | 0.9946 | 1.1434 | 1.1102 | 0.91386 | 0.96546 | 0.98278 | 2013 | 1.9211e-07 | -2.4315e-07 | 3.7934e-07 | -2.8166e-07 | 6.7749e-08 |  | -1.3223e-07 | 6.5588e-07 | 3.5443e-07 | 1.4229e-08 | 0 | 2.6577e-07 | 2.2394e-07 | 8.1797e-07 | -3.2627e-07 | -1.8636e-07 | -6.0689e-07 | -1.3223e-07 | -3.8865e-07 | -1.9087e-07 | -2.5532e-07
2014 | 1.0259 | 1.1136 | 1.1566 | 1.1027 | 0.88584 |  | 1.1168 | 1.7556 | 1.1165 | 0.96046 | 3.8573 | 1.2588 | 1.1828 | 1.4137 | 0.63612 | 1.0002 | 1.1628 | 0.28952 | 0.8872 | 0.94415 | 0.96703 | 2014 | 3.5155e-07 | -2.4315e-07 | 1.9796e-07 | 8.0185e-09 | 1.2528e-07 |  | -2.7544e-07 | 3.3321e-07 | 1.3924e-07 | 3.4866e-08 | 8.3847e-08 | 4.325e-07 | 3.8683e-07 | 5.4665e-07 | -1.9335e-07 | 3.8321e-08 | -1.4499e-07 | -1.2478e-07 | -3.4757e-07 | -2.6042e-07 | -3.1123e-07
2015 | 1.0355 | 1.1628 | 1.177 | 1.1274 | 1.1053 |  | 1.1412 | 1.6906 | 1.1161 | 0.93621 | 3.8715 | 1.3022 | 1.1997 | 1.387 | 0.67502 | 1.0224 | 1.2189 | 0.29476 | 0.87632 | 0.95122 | 0.97704 | 2015 | 1.5038e-08 | 4.3804e-07 | -4.1893e-08 | -3.25e-07 | 1.0155e-08 |  | -3.4634e-07 | 6.1884e-07 | 3.5881e-07 | 8.5999e-08 | 1.4745e-07 | 7.9567e-08 | 3.679e-07 | -1.2054e-07 | -1.2759e-07 | 4.8391e-07 | 1.2492e-07 | -5.4312e-08 | -7.2048e-08 | 2.4096e-09 | -5.3516e-08
2016 | 1.0427 | 1.1628 | 1.1971 | 1.1371 | 1.2004 |  | 1.146 | 1.0234 | 1.1214 | 0.94688 | 3.8587 | 1.3145 | 1.2104 | 1.112 | 1.1198 | 1.0219 | 1.2103 | 0.297 | 0.87185 | 0.94685 | 0.97221 | 2016 | -1.2565e-07 | 4.3804e-07 | 3.0767e-07 | -3.4916e-07 | 4.1118e-07 |  | 1.283e-07 | 5.9763e-07 | 9.9312e-08 | -1.796e-09 | 6.4163e-08 | -4.612e-08 | -3.4017e-07 | 1.3372e-07 | -3.4499e-07 | 1.2565e-07 | 6.9666e-08 | -8.9377e-08 | -3.7575e-07 | -2.7343e-07 | -3.306e-07
2017 | 1.0565 | 1.1628 | 1.2393 | 1.1417 | 1.3986 |  | 1.1493 | 1.1101 | 1.0833 | 0.96063 | 3.9083 | 1.3296 | 1.2166 | 1.1523 | 1.0353 | 1.061 | 1.1964 | 0.29408 | 0.86441 | 0.9447 | 0.96869 | 2017 | 3.1586e-09 | 4.3804e-07 | 4.6906e-07 | -1.6953e-08 | 2.744e-07 |  | -2.7158e-07 | 1.0439e-07 | 3.5708e-07 | 7.1963e-08 | 2.9913e-07 | 5.0649e-07 | -2.2428e-07 | 4.5311e-08 | -5.067e-07 | -6.5699e-07 | -5.2195e-08 | -1.3106e-07 | -3.7245e-07 | -3.5417e-07 | -2.5776e-07
2018 | 1.034 | 1.2883 | 1.2785 | 1.1527 | 1.147 |  | 1.2111 | 1.3398 | 1.0843 | 0.96698 | 3.9239 | 1.3449 | 1.2314 | 1.2586 | 0.90401 | 1.117 | 1.2525 | 0.30866 | 0.90057 | 0.98354 | 1.0105 | 2018 | 1.873e-08 | -3.9252e-07 | -1.4594e-07 | -6.0357e-07 | -1.5166e-07 |  | 1.8235e-07 | -1.1404e-07 | 3.5809e-07 | 1.9446e-08 | 6.0715e-08 | 2.4923e-07 | 1.976e-08 | 3.2764e-07 | -1.9044e-07 | 2.4477e-07 | -5.4568e-07 | -4.4057e-08 | -2.4669e-07 | -1.5507e-07 | -2.7801e-07
2019 | 1.0464 | 1.2883 | 1.3148 | 1.1636 | 1.3127 |  | 1.217 | 1.2906 | 1.0843 | 0.9684 | 3.9239 | 1.3651 | 1.2723 | 1.2503 | 0.94296 | 1.1224 | 1.2567 | 0.31015 | 0.89153 | 0.95653 | 0.99584 | 2019 | -2.1455e-07 | -3.9252e-07 | -1.2672e-07 | 1.6563e-07 | 5.7672e-07 |  | 4.0977e-08 | 5.3886e-07 | -2.61e-08 | 7.4562e-09 | 6.0715e-08 | 1.6451e-07 | 7.8445e-08 | -3.6682e-08 | -2.2868e-07 | -2.5002e-07 | -4.6855e-07 | -8.8367e-08 | -2.5527e-07 | -1.0098e-07 | -1.2595e-07
2020 | 1.0351 | 1.2883 | 1.3413 | 1.201 | 1.334 |  | 1.2355 | 1.2291 | 1.1741 | 0.97174 | 3.974 | 1.4075 | 1.2904 | 1.2364 | 1.0052 | 1.0523 | 1.2715 | 0.3109 | 0.87784 | 0.95749 | 0.99016 | 2020 | 2.2662e-07 | -3.9252e-07 | -7.6988e-08 | -3.281e-07 | -1.3398e-07 |  | -3.8515e-07 | -9.6924e-08 | -1.6987e-07 | -3.8367e-08 | 8.3134e-07 | 5.2401e-07 | -9.1583e-08 | 7.4262e-07 | -6.7529e-07 | -3.2269e-07 | -6.729e-08 | -1.037e-07 | -2.3837e-07 | -9.8045e-08 | -3.3815e-07
2021 | 1.0336 | 1.34 | 1.3753 | 1.2171 | 1.4849 |  | 1.2597 | 1.162 | 1.1976 | 0.97283 | 3.969 | 1.4385 | 1.3057 | 1.2118 | 1.0841 | 1.0518 | 1.2948 | 0.31737 | 0.87571 | 0.96474 | 0.99642 | 2021 | -4.9672e-07 | -1.4694e-07 | -1.4729e-07 | -9.4986e-08 | 5.6841e-07 |  | 2.971e-07 | 3.5101e-07 | 3.1217e-07 | -4.2297e-08 | 2.6044e-07 | 5.5511e-07 | -7.5272e-08 | -1.9372e-07 | 1.8196e-07 | 3.2548e-07 | 2.9168e-07 | -4.4155e-08 | -8.7358e-08 | 5.0387e-08 | 1.391e-07
2022 | 1.0507 | 1.3823 | 1.4041 | 1.2252 | 1.9383 |  | 1.2637 | 1.2266 | 1.2865 | 0.97729 | 3.969 | 1.4558 | 1.3168 | 1.2501 | 1.0302 | 0.98229 | 1.2931 | 0.3184 | 0.86805 | 0.95968 | 0.98745 | 2022 | 2.7913e-07 | 4.1582e-07 | 2.7911e-07 | 2.4233e-07 | 4.1629e-07 |  | -3.9825e-09 | 7.0808e-07 | -1.4828e-07 | -1.7403e-08 | 2.6044e-07 | 3.0227e-07 | 6.2828e-07 | 2.6678e-07 | 1.2085e-08 | -1.0887e-07 | -2.7118e-07 | -9.158e-08 | -3.7644e-07 | -3.663e-07 | -3.2349e-07
2023 | 1.0808 | 1.6338 | 1.4331 | 1.2295 | 1.6655 |  | 1.3635 | 1.1644 | 1.3029 | 0.9763 | 3.9694 | 1.4685 | 1.3174 | 1.2288 | 1.1709 | 1.0465 | 1.3966 | 0.3435 | 0.92846 | 1.035 | 1.0618 | 2023 | -3.1596e-07 | -2.3462e-07 | -3.6572e-07 | -5.6669e-07 | -2.2815e-07 |  | -2.0044e-07 | 1.4205e-07 | 2.0191e-07 | -4.574e-08 | -1.2527e-07 | 1.1877e-07 | -2.3322e-07 | 5.8092e-07 | 1.555e-07 | -1.2455e-07 | -1.8149e-07 | -2.8035e-08 | -2.4467e-07 | -5.895e-07 | -7.9188e-07
42.NSW: individual output & input indexes, 2006-2023
| Output Indexes | [6 empty] | Input Indexes | [6 empty] | Partial Productivity Indexes | [7 empty] | Output Indexes | [6 empty] | Input Indexes | [6 empty] | Partial Productivity Indexes
Year | Energy | Rat. max demand | Customers | Circuit length | CMOS | Max Demand | Total Output | Real Opex | O/H Sub-tran. lines | O/H Distr. lines | U/G Sub-tran. lines | U/G Distr. lines | Trans-formers | Total Input | Real Opex | O/H Sub-tran. lines | O/H Distr. lines | U/G Sub-tran. lines | U/G Distr. lines | Trans-formers | Capital | Year | Energy | Rat. max demand | Customers | Circuit length | CMOS | Max Demand | Total Output | Real Opex | O/H Sub-tran. lines | O/H Distr. lines | U/G Sub-tran. lines | U/G Distr. lines | Trans-formers | Total Input | Real Opex | O/H Sub-tran. lines | O/H Distr. lines | U/G Sub-tran. lines | U/G Distr. lines | Trans-formers | Capital
2006 | 1 | 1 | 1 | 1 | 1 |  | 1 | 1 | 1 | 1 | 1 | 1 | 1 | 1 | 1 | 1 | 1 | 1 | 1 | 1 | 1 | 2006 | 0 | 0 | 0 | 0 | 0 |  | 0 | 0 | 0 | 0 | 0 | 0 | 0 | 0 | 0 | 0 | 0 | 0 | 0 | 0 | 0
2007 | 1.0104 | 1.0091 | 1.0099 | 0.96466 | 0.86599 |  | 1.0167 | 1.0061 | 0.99011 | 0.93261 | 1.0085 | 1.0587 | 1.057 | 1.0173 | 1.0105 | 1.0268 | 1.0901 | 1.0081 | 0.96027 | 0.96189 | 0.9911 | 2007 | 1.9642e-07 | 5.0326e-07 | -2.1023e-07 | -3.4841e-08 | 5.1453e-08 |  | -4.3509e-07 | 2.8279e-07 | -7.6103e-08 | -2.015e-08 | -3.1715e-07 | 4.2375e-07 | 2.6222e-08 | 2.821e-07 | 2.9667e-07 | -6.1102e-07 | -6.8928e-07 | 3.4834e-09 | -2.2272e-07 | -2.4642e-07 | -1.9805e-07
2008 | 1.024 | 1.0229 | 1.0201 | 0.9543 | 0.91887 |  | 1.0105 | 1.274 | 0.97979 | 0.93677 | 0.99216 | 1.0138 | 1.1044 | 1.1404 | 0.79323 | 1.0314 | 1.0788 | 1.0185 | 0.99681 | 0.91502 | 0.97264 | 2008 | -3.5532e-07 | -4.1245e-07 | -3.7489e-07 | -6.0823e-08 | 3.7206e-08 |  | -2.2308e-07 | -3.4354e-07 | -4.7462e-08 | 3.1799e-08 | -5.7114e-08 | -3.3324e-07 | 1.0481e-07 | -3.1974e-07 | 4.8396e-08 | 4.3653e-08 | 1.0955e-07 | 3.1434e-08 | 1.3459e-08 | 1.2917e-07 | 2.3075e-07
2009 | 1.0164 | 1.0488 | 1.0287 | 0.96331 | 1.0258 |  | 1.0066 | 1.1594 | 0.98692 | 0.94021 | 0.98219 | 1.0509 | 1.1473 | 1.1036 | 0.86823 | 1.02 | 1.0706 | 1.0249 | 0.95786 | 0.87735 | 0.94337 | 2009 | -3.7064e-07 | 2.8993e-07 | -4.9075e-07 | -4.7858e-08 | -4.4579e-07 |  | -9.6291e-08 | -2.6573e-07 | -9.3529e-08 | -9.2903e-09 | -1.3877e-07 | 4.5929e-07 | -1.7914e-07 | 3.4267e-07 | -1.7653e-07 | -3.2923e-09 | -3.7753e-08 | 1.4621e-07 | -2.2597e-07 | -9.9756e-08 | -3.9079e-07
2010 | 1.0129 | 1.0489 | 1.0355 | 0.9685 | 0.78603 |  | 1.0536 | 1.2586 | 1.0033 | 0.9422 | 1.0088 | 1.0873 | 1.1996 | 1.166 | 0.83711 | 1.0502 | 1.1182 | 1.0444 | 0.96897 | 0.87831 | 0.95604 | 2010 | -1.7627e-07 | 4.5788e-07 | 3.0778e-07 | 9.3529e-09 | -4.7884e-08 |  | 2.7174e-07 | 4.7401e-07 | -5.6663e-07 | -7.2341e-08 | -6.9687e-08 | 1.0352e-07 | 4.3777e-07 | 4.8602e-07 | -1.9402e-07 | -3.5641e-07 | -5.415e-07 | -4.0585e-07 | -2.0605e-07 | -1.4555e-07 | -4.8654e-07
2011 | 1.0124 | 1.0764 | 1.0449 | 0.97899 | 0.87291 |  | 1.0558 | 1.2492 | 1.0078 | 0.94579 | 1.034 | 1.1396 | 1.2183 | 1.1707 | 0.8452 | 1.0476 | 1.1163 | 1.0211 | 0.92645 | 0.86662 | 0.94015 | 2011 | 1.0277e-07 | -3.0701e-08 | 3.3147e-07 | 3.6705e-09 | 6.1713e-08 |  | 9.3277e-08 | -5.3791e-07 | -1.0284e-07 | 2.1344e-08 | -4.1238e-07 | 1.2499e-07 | 1.8321e-07 | -3.9177e-08 | -2.6898e-07 | -5.1745e-07 | 6.9552e-08 | -4.9121e-07 | -3.5587e-07 | -1.6656e-07 | -3.4952e-07
2012 | 0.97339 | 1.0764 | 1.0529 | 0.98259 | 0.90313 |  | 1.0505 | 1.4326 | 1.0069 | 0.94736 | 1.0805 | 1.1909 | 1.257 | 1.26 | 0.73323 | 1.0432 | 1.1088 | 0.9722 | 0.88203 | 0.83568 | 0.91095 | 2012 | 7.8665e-08 | -3.0701e-08 | -3.6507e-08 | -6.9553e-08 | -3.9596e-08 |  | 2.1259e-07 | 1.6833e-07 | -5.6228e-07 | -3.2708e-08 | -4.7695e-07 | 3.8689e-07 | -3.9597e-09 | 7.753e-08 | 4.6066e-08 | -1.9109e-07 | -3.7677e-07 | 1.537e-07 | 4.6647e-08 | 1.1077e-07 | 8.7822e-08
2013 | 0.92154 | 1.0764 | 1.0638 | 0.98661 | 0.88286 |  | 1.052 | 1.2073 | 1.0413 | 0.94822 | 1.1286 | 1.2308 | 1.2925 | 1.1907 | 0.87135 | 1.0103 | 1.1095 | 0.93218 | 0.85472 | 0.81393 | 0.88935 | 2013 | 4.6478e-08 | -3.0701e-08 | 2.0335e-07 | -1.4249e-07 | 5.2087e-08 |  | -4.9036e-07 | -8.4404e-08 | -3.5977e-07 | 4.4224e-08 | -2.7843e-07 | 4.0009e-08 | -2.1935e-07 | 3.0436e-07 | -6.3247e-08 | 3.3467e-07 | 3.625e-07 | 1.6475e-08 | 4.5735e-08 | 1.2102e-07 | -1.3798e-07
2014 | 0.89725 | 1.107 | 1.0785 | 0.98964 | 0.7865 |  | 1.079 | 1.2793 | 1.0349 | 0.95183 | 1.2036 | 1.2695 | 1.3274 | 1.238 | 0.8434 | 1.0426 | 1.1336 | 0.89643 | 0.84994 | 0.81285 | 0.89113 | 2014 | 4.9778e-08 | -7.3372e-08 | -3.1343e-07 | -3.4447e-08 | 4.3205e-08 |  | -7.1349e-07 | 5.4115e-08 | 2.15e-07 | 1.0278e-08 | 1.7562e-07 | 4.7303e-07 | -3.8234e-07 | -5.2383e-08 | -2.8022e-07 | -6.2619e-08 | -4.2063e-07 | -2.7495e-07 | -2.8246e-07 | -3.3727e-07 | -3.1166e-07
2015 | 0.91139 | 1.107 | 1.0932 | 0.9929 | 0.87378 |  | 1.0725 | 1.3123 | 1.0649 | 0.95404 | 1.1385 | 1.2989 | 1.3441 | 1.2584 | 0.81721 | 1.0071 | 1.1241 | 0.94197 | 0.82568 | 0.79792 | 0.87758 | 2015 | -1.6621e-08 | -7.3372e-08 | -2.7808e-07 | -6.5449e-08 | 9.348e-08 |  | -4.4804e-07 | 1.0081e-07 | -3.0961e-07 | 2.5925e-08 | 1.9446e-07 | -1.3817e-07 | -3.8692e-07 | -4.0662e-07 | -4.6145e-07 | -4.99e-07 | -1.1184e-07 | -3.3459e-07 | -4.1055e-07 | -3.9117e-07 | -5.7058e-07
2016 | 0.92063 | 1.107 | 1.1067 | 0.99683 | 0.87804 |  | 1.0782 | 1.1769 | 1.0701 | 0.95678 | 1.1872 | 1.3298 | 1.3646 | 1.2127 | 0.91612 | 1.0075 | 1.1269 | 0.90817 | 0.81079 | 0.79009 | 0.86877 | 2016 | 1.1011e-07 | -7.3372e-08 | -1.553e-07 | 6.34e-09 | 1.8233e-08 |  | 1.2054e-09 | 4.9863e-07 | 3.4081e-07 | 4.5616e-09 | -1.8936e-07 | -4.3497e-07 | 5.6183e-08 | 6.3667e-08 | -1.1091e-07 | 3.0414e-08 | -5.9205e-08 | 1.473e-09 | -6.3798e-08 | -9.091e-08 | -2.351e-07
2017 | 0.92396 | 1.1217 | 1.1215 | 1 | 0.91517 |  | 1.0823 | 1.0726 | 1.079 | 0.9611 | 1.22 | 1.3629 | 1.3443 | 1.1674 | 1.0091 | 1.0031 | 1.1262 | 0.8872 | 0.79417 | 0.80516 | 0.87186 | 2017 | 9.7032e-08 | 3.6654e-07 | 3.6111e-07 | 1.2041e-07 | 1.2577e-07 |  | -2.0301e-07 | -3.4997e-07 | -4.6149e-07 | -4.8808e-08 | -5.0934e-07 | -1.5484e-07 | 3.6153e-07 | -6.3614e-08 | 4.7069e-07 | 7.1035e-07 | 2.6043e-07 | 3.0081e-07 | 2.3925e-08 | 8.2353e-08 | 2.4313e-07
2018 | 0.92035 | 1.1217 | 1.139 | 1.0032 | 0.84035 |  | 1.0996 | 1.0008 | 1.0493 | 0.96385 | 1.1893 | 1.3935 | 1.3614 | 1.14 | 1.0988 | 1.0479 | 1.1409 | 0.92459 | 0.78913 | 0.8077 | 0.87953 | 2018 | 4.2838e-08 | 3.6654e-07 | 3.3613e-07 | 1.6659e-07 | 3.5806e-08 |  | -5.4472e-07 | -2.5143e-07 | -2.8864e-07 | 6.5711e-08 | -5.2838e-07 | -1.4319e-07 | 3.7383e-07 | -1.403e-07 | -7.6483e-08 | -6.8358e-08 | -1.2194e-07 | 4.2844e-08 | -1.4179e-07 | -1.4308e-08 | -1.0555e-08
2019 | 0.92632 | 1.1268 | 1.1551 | 1.0078 | 0.93653 |  | 1.0915 | 1.03 | 1.0521 | 0.97577 | 1.1765 | 1.4265 | 1.3767 | 1.1611 | 1.0597 | 1.0374 | 1.1186 | 0.92771 | 0.76515 | 0.7928 | 0.86294 | 2019 | 6.864e-08 | -2.5722e-07 | -2.7639e-07 | 9.4238e-08 | 2.4522e-08 |  | -3.1496e-07 | 5.1991e-07 | -2.8847e-07 | 9.3636e-09 | -2.5524e-07 | 6.1043e-08 | 5.7861e-08 | 3.0669e-07 | -4.4756e-08 | -2.5069e-07 | -1.5811e-07 | 1.1253e-07 | -1.0821e-07 | 9.9601e-09 | -7.8126e-08
2020 | 0.90916 | 1.1268 | 1.1698 | 1.011 | 1.0506 |  | 1.0742 | 0.93765 | 1.049 | 0.96565 | 1.223 | 1.4583 | 1.3933 | 1.1212 | 1.1456 | 1.0241 | 1.1124 | 0.87834 | 0.73662 | 0.77101 | 0.84099 | 2020 | 1.496e-07 | -2.5722e-07 | -4.4731e-07 | 1.6938e-07 | -3.3291e-07 |  | -1.5735e-07 | 1.1053e-08 | -5.1315e-07 | 1.3475e-07 | -2.0181e-07 | 5.6396e-07 | -7.7538e-08 | -2.8532e-07 | 4.1581e-07 | 3.6693e-07 | 7.721e-09 | 2.4161e-07 | 9.7431e-08 | 1.6851e-07 | 1.572e-07
2021 | 0.9044 | 1.1268 | 1.1822 | 1.014 | 0.8702 |  | 1.1087 | 0.91377 | 1.0406 | 0.96872 | 1.2141 | 1.4906 | 1.4055 | 1.1089 | 1.2134 | 1.0655 | 1.1446 | 0.9132 | 0.74384 | 0.78886 | 0.86086 | 2021 | 1.4471e-07 | -2.5722e-07 | 3.775e-07 | -4.1927e-07 | 6.8468e-08 |  | -3.7193e-07 | 7.3124e-08 | 6.2019e-08 | 3.4678e-08 | -6.1137e-07 | 3.2036e-07 | -3.428e-07 | 3.6731e-07 | -8.1131e-08 | 2.1169e-07 | -1.6077e-08 | 1.2466e-07 | -4.0277e-08 | 3.2708e-08 | 1.2514e-07
2022 | 0.90075 | 1.1308 | 1.193 | 1.0175 | 0.963 |  | 1.0975 | 0.85327 | 1.035 | 0.98063 | 1.2336 | 1.5193 | 1.3804 | 1.0789 | 1.2862 | 1.0604 | 1.1192 | 0.88968 | 0.72237 | 0.79506 | 0.85422 | 2022 | 1.1247e-07 | 3.3245e-07 | 4.3583e-07 | -1.5657e-07 | -5.8487e-09 |  | -3.3379e-08 | 1.4312e-07 | 1.5132e-07 | 6.2622e-09 | -2.3159e-07 | 8.342e-08 | 3.5049e-08 | -4.0459e-07 | -1.9672e-07 | -1.7377e-07 | -1.0286e-07 | 1.5527e-07 | 5.7046e-08 | 1.1063e-07 | 2.5246e-07
2023 | 0.9125 | 1.1308 | 1.2022 | 1.0206 | 0.88259 |  | 1.1167 | 0.91248 | 1.0373 | 0.98305 | 1.1883 | 1.5439 | 1.3986 | 1.1238 | 1.2238 | 1.0765 | 1.136 | 0.93976 | 0.72331 | 0.79848 | 0.86252 | 2023 | 1.0803e-07 | 3.3245e-07 | 7.5493e-08 | -6.4072e-08 | 3.0885e-08 |  | 4.5837e-07 | 7.0123e-08 | 3.1674e-07 | -3.3858e-08 | -4.8246e-07 | -3.0392e-07 | -2.4378e-07 | -6.0753e-08 | 2.2698e-07 | -4.6771e-08 | 5.4094e-07 | 3.6884e-07 | 1.954e-07 | 2.3417e-07 | 1.3371e-07
43.VIC: individual output & input indexes, 2006-2023
| Output Indexes | [6 empty] | Input Indexes | [6 empty] | Partial Productivity Indexes | [7 empty] | Output Indexes | [6 empty] | Input Indexes | [6 empty] | Partial Productivity Indexes
Year | Energy | Rat. max demand | Customers | Circuit length | CMOS | Max Demand | Total Output | Real Opex | O/H Sub-tran. lines | O/H Distr. lines | U/G Sub-tran. lines | U/G Distr. lines | Trans-formers | Total Input | Real Opex | O/H Sub-tran. lines | O/H Distr. lines | U/G Sub-tran. lines | U/G Distr. lines | Trans-formers | Capital | Year | Energy | Rat. max demand | Customers | Circuit length | CMOS | Max Demand | Total Output | Real Opex | O/H Sub-tran. lines | O/H Distr. lines | U/G Sub-tran. lines | U/G Distr. lines | Trans-formers | Total Input | Real Opex | O/H Sub-tran. lines | O/H Distr. lines | U/G Sub-tran. lines | U/G Distr. lines | Trans-formers | Capital
2006 | 1 | 1 | 1 | 1 | 1 |  | 1 | 1 | 1 | 1 | 1 | 1 | 1 | 1 | 1 | 1 | 1 | 1 | 1 | 1 | 1 | 2006 | 0 | 0 | 0 | 0 | 0 |  | 0 | 0 | 0 | 0 | 0 | 0 | 0 | 0 | 0 | 0 | 0 | 0 | 0 | 0 | 0
2007 | 1.0144 | 1.0507 | 1.016 | 1.0063 | 1.0608 |  | 1.0183 | 1.0019 | 1.0028 | 1.0034 | 0.99951 | 1.0571 | 1.0329 | 1.0153 | 1.0164 | 1.0155 | 1.0148 | 1.0188 | 0.96333 | 0.98588 | 0.99316 | 2007 | 1.0538e-07 | -6.3713e-08 | 1.9736e-07 | 4.29e-07 | -2.0921e-07 |  | 9.7198e-08 | -1.0803e-08 | -4.4212e-07 | 3.2079e-07 | -3.8544e-09 | 3.3556e-07 | 1.5915e-08 | -5.5997e-07 | -3.6743e-07 | -3.2744e-08 | -3.7573e-07 | 2.4489e-07 | -1.5726e-07 | -1.9024e-07 | 1.7097e-07
2008 | 1.0327 | 1.1156 | 1.0306 | 1.0109 | 0.90295 |  | 1.0721 | 1.0039 | 1.0101 | 1.0074 | 1.038 | 1.0962 | 1.0693 | 1.0303 | 1.0679 | 1.0613 | 1.0642 | 1.0329 | 0.97798 | 1.0026 | 1.0219 | 2008 | 8.036e-08 | 1.5044e-07 | -5.5649e-08 | 2.0092e-07 | -7.9228e-08 |  | 3.4102e-07 | -2.2563e-07 | 4.7891e-07 | 1.4269e-07 | 5.9883e-08 | -3.6034e-08 | 5.7127e-07 | -1.8571e-07 | -8.8424e-09 | 5.0112e-07 | -4.7482e-07 | 1.5201e-07 | 6.0672e-08 | 4.057e-07 | 2.5547e-07
2009 | 1.0283 | 1.1976 | 1.044 | 1.0218 | 1.1933 |  | 1.0667 | 1.1052 | 1.0182 | 1.0043 | 1.0544 | 1.1947 | 1.1217 | 1.0945 | 0.96513 | 1.0476 | 1.0621 | 1.0117 | 0.89282 | 0.95091 | 0.98164 | 2009 | 2.0363e-08 | -1.3992e-07 | 2.8156e-07 | 1.666e-07 | -9.127e-08 |  | 4.2458e-07 | -1.1946e-07 | 3.0484e-07 | 4.9549e-07 | -7.3547e-08 | 4.1402e-07 | 1.0277e-07 | 6.1955e-07 | 1.8537e-08 | -4.2957e-07 | -2.8538e-08 | -5.0541e-08 | 1.1443e-08 | -1.2405e-07 | 1.0363e-08
2010 | 1.0475 | 1.1984 | 1.0584 | 1.0292 | 1.0097 |  | 1.1024 | 1.1266 | 1.0351 | 1.0061 | 1.0732 | 1.2631 | 1.14 | 1.1159 | 0.97849 | 1.065 | 1.0957 | 1.0272 | 0.87275 | 0.96695 | 0.99476 | 2010 | 9.9564e-08 | -2.6913e-07 | 2.0044e-07 | 2.1483e-07 | -5.769e-07 |  | -2.3506e-07 | -3.5091e-07 | -4.4098e-09 | -2.5395e-07 | 4.902e-07 | -4.0987e-07 | 2.982e-07 | 1.5948e-07 | 2.2e-07 | -7.2883e-08 | -2.571e-07 | 4.3894e-08 | 1.8901e-07 | 2.7704e-08 | 2.3251e-07
2011 | 1.026 | 1.1984 | 1.0722 | 1.0308 | 0.98863 |  | 1.1068 | 1.1896 | 1.0374 | 1.0077 | 1.0707 | 1.2898 | 1.1781 | 1.1525 | 0.93042 | 1.0669 | 1.0983 | 1.0337 | 0.8581 | 0.93945 | 0.98265 | 2011 | -1.7853e-08 | -2.6913e-07 | -3.8345e-08 | -2.1516e-07 | -4.3619e-08 |  | -1.7265e-07 | -6.132e-07 | 6.5948e-08 | 4.315e-07 | -4.2623e-07 | 3.2643e-07 | -9.5367e-08 | -5.6387e-07 | 2.6759e-07 | -9.1272e-08 | 2.4029e-07 | 4.1592e-07 | 1.4985e-07 | 1.2738e-07 | 2.3084e-07
2012 | 1.0334 | 1.1984 | 1.0896 | 1.0391 | 1.0182 |  | 1.1109 | 1.3342 | 1.0562 | 1.0118 | 1.2369 | 1.3281 | 1.2055 | 1.2262 | 0.83264 | 1.0518 | 1.098 | 0.89811 | 0.83642 | 0.92153 | 0.96683 | 2012 | 1.3902e-07 | -2.6913e-07 | 1.3993e-07 | -1.5535e-07 | -1.2009e-07 |  | 7.1217e-07 | -1.0939e-07 | 3.6412e-07 | -2.9512e-07 | -1.6083e-07 | 4.0395e-07 | 1.5742e-07 | -4.182e-07 | 4.6445e-07 | 4.7002e-07 | 4.3681e-07 | 3.8483e-07 | 4.1159e-07 | 3.0318e-07 | 3.5021e-07
2013 | 1.0121 | 1.1984 | 1.1068 | 1.0426 | 1.0771 |  | 1.1058 | 1.3421 | 1.0441 | 1.0132 | 1.3101 | 1.3803 | 1.2385 | 1.2444 | 0.82395 | 1.0591 | 1.0915 | 0.84408 | 0.80115 | 0.8929 | 0.94473 | 2013 | -3.0902e-07 | -2.6913e-07 | 4.5998e-08 | -4.9927e-07 | -8.0681e-08 |  | 7.5587e-07 | -2.8648e-07 | 7.225e-09 | -3.6671e-07 | -4.8828e-10 | -1.8601e-07 | -1.2756e-07 | 3.4251e-07 | 3.943e-07 | 5.9638e-07 | -8.9403e-08 | 3.4665e-07 | 2.988e-07 | 1.4802e-07 | 4.2674e-07
2014 | 0.99487 | 1.2071 | 1.1176 | 1.0491 | 1.2533 |  | 1.0903 | 1.3326 | 1.0649 | 1.0178 | 1.3407 | 1.4389 | 1.2612 | 1.2528 | 0.8182 | 1.0239 | 1.0712 | 0.81326 | 0.75774 | 0.86455 | 0.91435 | 2014 | -1.4706e-08 | 1.6776e-07 | 2.1554e-07 | -2.2977e-07 | 1.4365e-07 |  | -1.4047e-07 | 4.4449e-08 | -2.5151e-07 | 3.7186e-07 | -3.6684e-07 | -5.2127e-07 | -2.9464e-07 | -4.6761e-08 | 3.4475e-07 | 4.6466e-07 | 1.5998e-07 | 2.8239e-07 | 2.2858e-07 | 6.2754e-08 | 3.6529e-07
2015 | 1.0124 | 1.2071 | 1.1369 | 1.053 | 1.0663 |  | 1.1214 | 1.3642 | 1.0561 | 1.018 | 1.3455 | 1.5132 | 1.2825 | 1.2763 | 0.82206 | 1.0618 | 1.1016 | 0.83349 | 0.74109 | 0.8744 | 0.92617 | 2015 | 4.5602e-07 | 1.6776e-07 | -9.3224e-08 | -3.3182e-07 | 3.6001e-07 |  | 5.3601e-07 | 2.8137e-08 | 2.0417e-07 | 5.9189e-08 | -4.659e-07 | -1.1411e-07 | -4.3671e-08 | 3.7039e-07 | 3.7462e-07 | -6.6394e-08 | -1.5579e-07 | 2.2905e-07 | 2.237e-07 | 7.4828e-08 | 3.726e-08
2016 | 1.0177 | 1.2083 | 1.1568 | 1.0579 | 1.1287 |  | 1.121 | 1.3841 | 1.0774 | 1.0191 | 1.3742 | 1.5692 | 1.3068 | 1.2958 | 0.80993 | 1.0405 | 1.1001 | 0.81577 | 0.71441 | 0.85786 | 0.91147 | 2016 | 2.8857e-07 | -5.0832e-07 | -6.3606e-07 | 5.2582e-08 | -7.4234e-09 |  | -6.5994e-09 | 5.4184e-08 | 3.471e-07 | 4.8573e-07 | 3.0515e-07 | 3.6998e-07 | 7.8201e-09 | -1.6156e-07 | 1.5863e-07 | -2.6747e-07 | 3.8914e-07 | 1.5718e-07 | 6.7408e-08 | -4.4374e-08 | 4.7115e-08
2017 | 1.0197 | 1.2122 | 1.1797 | 1.0671 | 0.87389 |  | 1.1633 | 1.3406 | 1.0812 | 1.018 | 1.4413 | 1.6426 | 1.3273 | 1.2886 | 0.86773 | 1.0759 | 1.1427 | 0.80711 | 0.70819 | 0.87641 | 0.93107 | 2017 | -3.7276e-07 | 2.3029e-07 | -4.3533e-08 | 2.9147e-07 | -8.2835e-08 |  | 5.3278e-07 | -4.5073e-07 | -2.0325e-07 | -6.7413e-08 | 7.3456e-08 | -4.8402e-07 | 3.4348e-07 | -4.1683e-07 | 2.1228e-07 | -4.5716e-07 | -3.33e-07 | 1.8275e-07 | 2.2803e-07 | -3.5355e-08 | 1.9076e-07
2018 | 1.0089 | 1.2244 | 1.1979 | 1.0721 | 1.1505 |  | 1.138 | 1.2376 | 1.0791 | 1.0175 | 1.5009 | 1.7238 | 1.3558 | 1.2569 | 0.91954 | 1.0545 | 1.1185 | 0.7582 | 0.66016 | 0.83934 | 0.89502 | 2018 | 4.2314e-07 | 6.4461e-08 | -2.6865e-07 | -3.7363e-07 | -3.7078e-07 |  | 6.1368e-07 | -5.7523e-07 | 4.5747e-07 | 1.5413e-07 | -2.2377e-08 | -1.2836e-07 | -2.6688e-08 | 4.5689e-07 | 4.4984e-07 | 2.57e-07 | 2.4389e-07 | 3.2607e-07 | 2.4647e-07 | 1.4633e-07 | 3.2334e-07
2019 | 1.0157 | 1.2368 | 1.2222 | 1.0787 | 1.1901 |  | 1.1464 | 1.2516 | 1.0786 | 1.0162 | 1.6242 | 1.7828 | 1.3747 | 1.2726 | 0.91591 | 1.0628 | 1.1281 | 0.7058 | 0.64303 | 0.83393 | 0.88996 | 2019 | -4.4518e-08 | -1.6444e-07 | 2.2874e-07 | 5.2032e-08 | -4.3079e-07 |  | 3.5841e-07 | -4.4176e-07 | 1.299e-07 | 5.5603e-07 | -1.2337e-08 | 1.8486e-08 | 4.9255e-07 | 4.8405e-07 | 2.0979e-07 | 2.4737e-07 | 2.7433e-07 | 1.3702e-07 | 9.6438e-08 | -1.2886e-07 | -2.879e-08
2020 | 0.9771 | 1.2605 | 1.2374 | 1.0848 | 1.1587 |  | 1.1602 | 1.2369 | 1.0884 | 1.0156 | 1.8011 | 1.8622 | 1.4027 | 1.2789 | 0.938 | 1.066 | 1.1423 | 0.64415 | 0.623 | 0.82711 | 0.88348 | 2020 | 1.192e-07 | -1.5699e-07 | 1.2782e-07 | 3.5081e-07 | -6.8459e-07 |  | -5.0419e-07 | -7.1794e-07 | 3.7834e-08 | -1.1861e-07 | 2.9359e-07 | -4.3412e-07 | 3.8406e-07 | -8.6349e-08 | 8.7813e-08 | -4.494e-07 | -5.3136e-07 | 5.7663e-08 | 2.2016e-08 | -2.4084e-07 | -1.0426e-07
2021 | 0.97889 | 1.2605 | 1.2483 | 1.0884 | 0.91004 |  | 1.1945 | 1.219 | 1.0888 | 1.0161 | 1.8476 | 1.8994 | 1.4108 | 1.2743 | 0.97989 | 1.0971 | 1.1756 | 0.64653 | 0.62889 | 0.84669 | 0.90335 | 2021 | 9.8379e-08 | -1.5699e-07 | -4.866e-08 | 2.3792e-07 | -9.4872e-08 |  | -1.5591e-07 | -5.271e-07 | -2.4603e-07 | 9.5947e-08 | -3.2929e-07 | -6.861e-07 | 2.717e-07 | 3.8935e-07 | -9.2619e-08 | -4.1883e-07 | 1.3194e-07 | 1.1538e-08 | -2.3241e-08 | -3.2634e-07 | -2.3292e-07
2022 | 0.99928 | 1.2605 | 1.2678 | 1.0937 | 1.0803 |  | 1.1819 | 1.2272 | 1.0959 | 1.0175 | 1.8865 | 1.9555 | 1.443 | 1.2916 | 0.96309 | 1.0785 | 1.1616 | 0.6265 | 0.60441 | 0.81907 | 0.88003 | 2022 | 5.4147e-08 | -1.5699e-07 | 2.5883e-07 | -1.1362e-07 | 2.6623e-07 |  | 1.3683e-07 | -3.8625e-07 | -1.0799e-07 | 4.1911e-07 | -6.3463e-07 | 6.4774e-08 | -2.4728e-07 | -2.1613e-07 | -9.5175e-08 | -5.7354e-07 | -2.5272e-07 | -5.1562e-08 | -4.605e-08 | -3.4988e-07 | -2.0237e-08
2023 | 1.0095 | 1.2605 | 1.2855 | 1.0999 | 1.1435 |  | 1.1817 | 1.2746 | 1.1086 | 1.0118 | 1.8897 | 2.022 | 1.4668 | 1.3239 | 0.92715 | 1.0659 | 1.1679 | 0.62535 | 0.58444 | 0.80562 | 0.87078 | 2023 | 2.4596e-07 | -1.5699e-07 | 2.868e-07 | -2.775e-07 | 6.3087e-08 |  | 2.636e-07 | -6.4733e-07 | 4.2557e-07 | -1.4755e-08 | -6.132e-07 | -1.0533e-07 | 6.2111e-08 | -1.4964e-07 | 3.8256e-08 | -2.5104e-07 | 1.5243e-07 | 1.4713e-09 | -6.0923e-09 | -2.1845e-07 | -2.0206e-07
44.QLD: individual output & input indexes, 2006-2023
| Output Indexes | [6 empty] | Input Indexes | [6 empty] | Partial Productivity Indexes | [7 empty] | Output Indexes | [6 empty] | Input Indexes | [6 empty] | Partial Productivity Indexes
Year | Energy | Rat. max demand | Customers | Circuit length | CMOS | Max Demand | Total Output | Real Opex | O/H Sub-tran. lines | O/H Distr. lines | U/G Sub-tran. lines | U/G Distr. lines | Trans-formers | Total Input | Real Opex | O/H Sub-tran. lines | O/H Distr. lines | U/G Sub-tran. lines | U/G Distr. lines | Trans-formers | Capital | Year | Energy | Rat. max demand | Customers | Circuit length | CMOS | Max Demand | Total Output | Real Opex | O/H Sub-tran. lines | O/H Distr. lines | U/G Sub-tran. lines | U/G Distr. lines | Trans-formers | Total Input | Real Opex | O/H Sub-tran. lines | O/H Distr. lines | U/G Sub-tran. lines | U/G Distr. lines | Trans-formers | Capital
2006 | 1 | 1 | 1 | 1 | 1 |  | 1 | 1 | 1 | 1 | 1 | 1 | 1 | 1 | 1 | 1 | 1 | 1 | 1 | 1 | 1 | 2006 | 0 | 0 | 0 | 0 | 0 |  | 0 | 0 | 0 | 0 | 0 | 0 | 0 | 0 | 0 | 0 | 0 | 0 | 0 | 0 | 0
2007 | 1.0053 | 1.0626 | 1.0191 | 1.0145 | 0.70443 |  | 1.138 | 1.0058 | 1.028 | 1.008 | 1.1412 | 1.1059 | 1.0577 | 1.0304 | 1.1314 | 1.107 | 1.129 | 0.99718 | 1.029 | 1.0759 | 1.0854 | 2007 | -4.6638e-07 | -2.5517e-07 | -2.2214e-07 | -2.6341e-07 | -4.5559e-08 |  | -3.2083e-07 | 3.4105e-07 | 4.0049e-07 | -6.4667e-08 | 4.4241e-07 | -2.6949e-07 | -3.5362e-07 | -1.8028e-07 | -8.957e-08 | -4.6629e-07 | -6.8116e-07 | -4.7695e-07 | -3.1947e-07 | -2.105e-07 | -7.2436e-07
2008 | 1.0253 | 1.1203 | 1.041 | 1.0215 | 0.84484 |  | 1.1282 | 1.0773 | 1.0371 | 1.0158 | 1.3128 | 1.2205 | 1.0915 | 1.0825 | 1.0473 | 1.0879 | 1.1107 | 0.85942 | 0.9244 | 1.0337 | 1.0402 | 2008 | 2.2603e-07 | 1.2125e-07 | -1.236e-07 | -5.3235e-07 | -1.3815e-08 |  | 2.1472e-07 | 2.6939e-07 | 4.7324e-07 | -4.0298e-08 | 2.3224e-08 | 2.6321e-08 | 1.2852e-07 | 5.3864e-07 | 4.0743e-07 | 2.6475e-07 | 6.5143e-07 | 2.4236e-07 | 3.054e-07 | 2.2842e-07 | 7.1588e-07
2009 | 1.0592 | 1.1531 | 1.0623 | 1.032 | 0.89181 |  | 1.143 | 1.0665 | 1.0648 | 1.0253 | 1.3915 | 1.3252 | 1.1337 | 1.0983 | 1.0717 | 1.0735 | 1.1149 | 0.82145 | 0.8625 | 1.0082 | 1.0175 | 2009 | 3.4737e-07 | 3.528e-07 | 4.183e-07 | 4.5082e-08 | 2.7618e-08 |  | 2.1914e-07 | 4.3892e-07 | -2.8108e-07 | -3.4647e-07 | -4.4556e-08 | 1.5496e-07 | -4.7605e-07 | 4.1626e-07 | -3.2453e-07 | -3.4874e-07 | -1.1659e-07 | -1.695e-07 | -1.2405e-07 | -1.636e-07 | 6.3286e-08
2010 | 1.0688 | 1.2143 | 1.0808 | 1.0397 | 0.89872 |  | 1.1764 | 1.0556 | 1.0816 | 1.031 | 1.4892 | 1.4101 | 1.1824 | 1.1145 | 1.1144 | 1.0877 | 1.1411 | 0.78994 | 0.83425 | 0.99492 | 1.0139 | 2010 | 2.8942e-07 | -4.9473e-07 | 2.146e-07 | 2.6291e-07 | -1.2402e-08 |  | -1.0751e-07 | 1.793e-07 | 3.6033e-07 | -1.1588e-07 | 1.2818e-07 | 2.6796e-07 | 5.8362e-07 | 1.2666e-07 | -3.997e-07 | 3.0628e-07 | -2.7607e-07 | -3.173e-08 | 2.8381e-08 | 3.2838e-08 | -1.9125e-07
2011 | 1.0169 | 1.2143 | 1.0977 | 1.0438 | 0.83584 |  | 1.1969 | 1.2083 | 1.0955 | 1.0417 | 1.6186 | 1.4794 | 1.2165 | 1.1979 | 0.99056 | 1.0926 | 1.149 | 0.73948 | 0.80904 | 0.98389 | 1.0047 | 2011 | 1.8237e-07 | -4.9473e-07 | 4.0256e-07 | -2.8777e-07 | 9.964e-09 |  | -1.5482e-07 | 2.1629e-08 | 7.0236e-08 | -2.6443e-07 | 6.3988e-08 | -2.9115e-07 | -7.4738e-08 | -5.2004e-07 | -2.6032e-07 | -5.1898e-07 | -2.2428e-07 | -2.0843e-07 | -1.7626e-07 | -3.0254e-07 | -1.3206e-08
2012 | 1.0234 | 1.2143 | 1.1127 | 1.052 | 0.74597 |  | 1.231 | 1.281 | 1.1225 | 1.0514 | 1.6459 | 1.5439 | 1.2502 | 1.2451 | 0.96098 | 1.0967 | 1.1708 | 0.74791 | 0.79732 | 0.98467 | 1.0092 | 2012 | -1.1762e-07 | -4.9473e-07 | -2.7947e-07 | -3.2603e-07 | -2.5215e-09 |  | -1.6582e-07 | -3.463e-07 | 4.3938e-07 | -1.8597e-07 | 1.3087e-07 | -2.6438e-07 | -7.6294e-10 | 5.9692e-08 | -2.2183e-07 | 5.106e-08 | -2.4445e-07 | -2.3012e-07 | -2.9335e-07 | -2.853e-07 | -6.0494e-07
2013 | 1.0131 | 1.2143 | 1.1274 | 1.0374 | 0.71049 |  | 1.2338 | 1.1827 | 1.0227 | 1.0591 | 1.7464 | 1.605 | 1.2782 | 1.2114 | 1.0432 | 1.2064 | 1.1649 | 0.70646 | 0.76869 | 0.96519 | 1.0021 | 2013 | -1.21e-08 | -4.9473e-07 | -3.0342e-07 | 4.1859e-07 | 5.6397e-08 |  | 1.2253e-08 | 1.6215e-07 | -3.4294e-08 | -4.388e-07 | 2.7602e-07 | -3.8488e-07 | 6.488e-08 | 8.4557e-08 | -2.7393e-07 | -2.8467e-07 | -1.5458e-07 | 2.4504e-08 | 4.7922e-08 | -1.0338e-08 | -2.7293e-07
2014 | 1.0132 | 1.2143 | 1.1428 | 1.0424 | 0.66445 |  | 1.2508 | 1.149 | 1.0299 | 1.0724 | 1.7854 | 1.6603 | 1.3318 | 1.2159 | 1.0886 | 1.2144 | 1.1663 | 0.70053 | 0.75335 | 0.93917 | 0.98755 | 2014 | -2.8252e-08 | -4.9473e-07 | -6.6048e-08 | -2.1677e-07 | 6.6633e-08 |  | 4.5583e-07 | -5.8694e-07 | 6.163e-08 | 3.902e-07 | -1.8913e-08 | -8.4244e-08 | 4.2679e-08 | 6.5337e-07 | 6.2612e-07 | -1.9643e-07 | 1.0634e-07 | 1.2324e-07 | 1.3672e-07 | 1.2213e-07 | -1.1481e-07
2015 | 1.0207 | 1.2143 | 1.1575 | 1.0516 | 0.82135 |  | 1.2207 | 1.2345 | 1.0266 | 1.109 | 1.854 | 1.7208 | 1.3703 | 1.275 | 0.98878 | 1.189 | 1.1007 | 0.65839 | 0.70937 | 0.89081 | 0.9373 | 2015 | -3.1306e-07 | -4.9473e-07 | -4.0688e-07 | -3.9162e-08 | 1.7424e-08 |  | -3.0672e-07 | 2.8278e-07 | 4.3375e-07 | 1.4609e-07 | -4.1803e-07 | 1.6695e-07 | 5.9069e-07 | 5.0611e-07 | 1.5626e-07 | -3.5954e-07 | 2.2342e-07 | 7.7453e-08 | 3.2376e-08 | -4.2934e-08 | 7.2184e-08
2016 | 1.0229 | 1.2143 | 1.1768 | 1.0539 | 0.79577 |  | 1.2327 | 1.1519 | 1.0269 | 1.103 | 1.8509 | 1.7736 | 1.402 | 1.2453 | 1.0701 | 1.2004 | 1.1176 | 0.66598 | 0.69502 | 0.87925 | 0.93418 | 2016 | 3.5652e-07 | -4.9473e-07 | 3.7761e-07 | 4.9204e-07 | 9.6281e-08 |  | -5.5326e-07 | 2.1856e-07 | 4.9772e-07 | -3.202e-07 | -3.1281e-08 | -2.4258e-07 | 5.8539e-07 | 2.3246e-07 | 6.9698e-08 | -6.5445e-07 | -1.7011e-07 | -2.2278e-07 | -2.655e-07 | -4.5892e-07 | -3.7927e-07
2017 | 1.0171 | 1.2143 | 1.1947 | 1.0579 | 0.64279 |  | 1.278 | 1.0742 | 1.0725 | 1.0927 | 1.8872 | 1.8197 | 1.4345 | 1.2172 | 1.1898 | 1.1916 | 1.1696 | 0.67722 | 0.70232 | 0.8909 | 0.95306 | 2017 | -3.156e-07 | -4.9473e-07 | -1.2891e-07 | 1.9096e-07 | -3.9534e-08 |  | -2.3328e-07 | -5.4893e-07 | -2.0782e-07 | 4.3449e-07 | -4.1344e-07 | 1.0332e-07 | 4.4408e-07 | -1.0435e-07 | 3.6988e-09 | 3.0047e-07 | -2.0298e-08 | -2.9067e-08 | -2.0932e-08 | -1.2989e-07 | -4.0863e-09
2018 | 1.0118 | 1.2143 | 1.2123 | 1.0579 | 0.70316 |  | 1.2661 | 1.0833 | 1.0754 | 1.1139 | 1.8887 | 1.8296 | 1.4455 | 1.228 | 1.1687 | 1.1773 | 1.1366 | 0.67033 | 0.69197 | 0.87587 | 0.93527 | 2018 | -1.0303e-07 | -4.9473e-07 | 8.0742e-08 | 2.8919e-07 | 2.4368e-08 |  | -4.0926e-07 | -5.6264e-07 | 2.9317e-07 | -1.7179e-07 | 2.1973e-08 | -1.0133e-07 | 1.6817e-07 | -6.5685e-07 | -2.2548e-07 | -4.5392e-07 | -8.9572e-07 | -2.5195e-07 | -3.7315e-07 | -5.0483e-07 | -1.9055e-07
2019 | 1.0242 | 1.2143 | 1.2276 | 1.0621 | 0.79587 |  | 1.2489 | 1.0641 | 1.0726 | 1.0943 | 1.8765 | 1.8704 | 1.4573 | 1.219 | 1.1736 | 1.1643 | 1.1413 | 0.66555 | 0.66772 | 0.85701 | 0.92199 | 2019 | 1.8926e-07 | -4.9473e-07 | -2.1485e-07 | -3.3256e-07 | 1.455e-08 |  | 5.8524e-07 | 1.1475e-07 | -1.3132e-07 | -3.1918e-07 | -3.0141e-07 | -2.6113e-07 | -2.0602e-07 | 3.9383e-07 | 3.1849e-07 | -2.0141e-07 | 3.8856e-07 | 1.5885e-07 | -5.9305e-09 | 1.7647e-08 | 9.6011e-08
2020 | 1.0177 | 1.2197 | 1.2409 | 1.0673 | 0.8085 |  | 1.2527 | 1.0766 | 1.088 | 1.0994 | 1.9604 | 1.9021 | 1.4633 | 1.229 | 1.1636 | 1.1514 | 1.1394 | 0.63898 | 0.65857 | 0.85604 | 0.91728 | 2020 | 4.4052e-07 | -4.6466e-07 | -2.4567e-07 | 2.3155e-08 | 6.7313e-08 |  | 4.2027e-07 | -3.0383e-07 | 4.5569e-07 | -1.8075e-07 | -6.9599e-07 | -3.9787e-08 | -2.8086e-07 | -1.0552e-07 | 5.8802e-07 | 5.1897e-08 | -3.1848e-07 | 5.3344e-08 | -3.5469e-08 | -1.5613e-07 | -1.4183e-07
2021 | 1.0148 | 1.2197 | 1.2542 | 1.0737 | 0.80825 |  | 1.2591 | 0.967 | 1.0921 | 1.1109 | 1.9549 | 1.9313 | 1.4826 | 1.1737 | 1.302 | 1.1529 | 1.1334 | 0.64407 | 0.65193 | 0.84925 | 0.91181 | 2021 | -9.9403e-08 | -4.6466e-07 | -2.8268e-07 | 2.3652e-07 | 3.4595e-08 |  | 3.6987e-07 | -1.8898e-07 | 1.3664e-07 | 2.7607e-07 | 6.5254e-08 | 8.3595e-08 | 2.4424e-07 | -1.454e-07 | 1.6177e-07 | -4.29e-07 | -3.0598e-07 | 7.1339e-08 | -9.4265e-08 | -4.7422e-08 | -4.2294e-08
2022 | 1.0285 | 1.2538 | 1.2778 | 1.0775 | 0.97395 |  | 1.2339 | 0.99521 | 1.1071 | 1.1161 | 1.9425 | 1.9627 | 1.4835 | 1.1916 | 1.2399 | 1.1146 | 1.1056 | 0.63524 | 0.62871 | 0.83175 | 0.88996 | 2022 | -4.5784e-07 | -1.6255e-07 | 1.0293e-07 | -2.4654e-07 | -3.8534e-08 |  | 3.5614e-07 | -2.2135e-07 | 1.1615e-07 | 1.3216e-07 | -6.5277e-08 | -2.3707e-07 | -3.0628e-07 | -6.2668e-08 | 6.2674e-07 | 2.3081e-07 | 5.6061e-07 | 2.075e-07 | 1.0812e-07 | 2.2861e-08 | 1.7856e-07
2023 | 1.0434 | 1.2538 | 1.3009 | 1.0808 | 0.85238 |  | 1.278 | 1.1015 | 1.1084 | 1.1277 | 1.9467 | 1.9999 | 1.5181 | 1.2649 | 1.1602 | 1.153 | 1.1333 | 0.65648 | 0.63904 | 0.84184 | 0.90748 | 2023 | 4.1302e-07 | -1.6255e-07 | 7.8049e-09 | 3.7292e-08 | 2.6006e-08 |  | -7.7184e-07 | -2.572e-07 | -9.9243e-08 | 1.4911e-07 | -1.5686e-08 | 1.8048e-07 | 4.2435e-08 | 9.5703e-08 | -1.4757e-07 | -6.463e-07 | -8.1557e-08 | -1.406e-07 | -3.5493e-07 | -4.0263e-07 | -8.4713e-08
45.SA: individual output & input indexes, 2006-2023
| Output Indexes | [6 empty] | Input Indexes | [6 empty] | Partial Productivity Indexes | [7 empty] | Output Indexes | [6 empty] | Input Indexes | [6 empty] | Partial Productivity Indexes
Year | Energy | Rat. max demand | Customers | Circuit length | CMOS | Max Demand | Total Output | Real Opex | O/H Sub-tran. lines | O/H Distr. lines | U/G Sub-tran. lines | U/G Distr. lines | Trans-formers | Total Input | Real Opex | O/H Sub-tran. lines | O/H Distr. lines | U/G Sub-tran. lines | U/G Distr. lines | Trans-formers | Capital | Year | Energy | Rat. max demand | Customers | Circuit length | CMOS | Max Demand | Total Output | Real Opex | O/H Sub-tran. lines | O/H Distr. lines | U/G Sub-tran. lines | U/G Distr. lines | Trans-formers | Total Input | Real Opex | O/H Sub-tran. lines | O/H Distr. lines | U/G Sub-tran. lines | U/G Distr. lines | Trans-formers | Capital
2006 | 1 | 1 | 1 | 1 | 1 |  | 1 | 1 | 1 | 1 | 1 | 1 | 1 | 1 | 1 | 1 | 1 | 1 | 1 | 1 | 1 | 2006 | 0 | 0 | 0 | 0 | 0 |  | 0 | 0 | 0 | 0 | 0 | 0 | 0 | 0 | 0 | 0 | 0 | 0 | 0 | 0 | 0
2007 | 1.0278 | 1 | 1.0008 | 1.0058 | 1.153 |  | 0.97454 | 0.92882 | 1.009 | 1.0001 | 1.0213 | 1.0403 | 1.0517 | 1.0007 | 1.0492 | 0.96583 | 0.97449 | 0.95425 | 0.93681 | 0.92668 | 0.94022 | 2007 | 2.6726e-07 | 0 | -3.5887e-07 | -4.7984e-07 | 3.1644e-07 |  | 8.4724e-09 | 5.4395e-08 | 3.4829e-07 | -3.5582e-07 | -4.9767e-08 | 4.1499e-07 | -1.1823e-07 | 4.3365e-07 | -1.1647e-07 | -3.296e-08 | 3.2823e-08 | -4.1693e-08 | -2.9367e-08 | 8.3808e-09 | 3.4801e-08
2008 | 1.0356 | 1.0704 | 1.0029 | 1.0117 | 0.83106 |  | 1.0727 | 1.0358 | 1.018 | 1.0001 | 1.0425 | 1.0806 | 1.0747 | 1.0507 | 1.0356 | 1.0537 | 1.0726 | 1.0289 | 0.99269 | 0.99815 | 1.0123 | 2008 | -5.0391e-07 | 3.7641e-07 | -1.4078e-07 | 1.5954e-07 | 6.7174e-08 |  | -3.0862e-07 | 1.2714e-07 | -4.2263e-07 | 2.8836e-07 | -2.1874e-07 | -1.7003e-07 | -1.5586e-07 | 1.3577e-07 | 3.9708e-07 | 3.1873e-07 | 6.1918e-07 | 3.6538e-07 | 2.433e-07 | 1.7342e-07 | 7.2417e-07
2009 | 1.0285 | 1.1546 | 1.0457 | 1.0212 | 0.91202 |  | 1.1016 | 1.1338 | 1.0339 | 1.001 | 1.1182 | 1.1309 | 1.1056 | 1.1037 | 0.97165 | 1.0655 | 1.1005 | 0.98515 | 0.97413 | 0.99641 | 1.0106 | 2009 | -2.7752e-07 | 3.2874e-07 | 1.5144e-08 | -2.1892e-07 | 6.0684e-08 |  | 5.0241e-07 | -5.0759e-07 | 4.2586e-07 | -1.2439e-07 | -4.0514e-07 | 8.4671e-08 | 2.5986e-08 | 1.7954e-07 | 6.3391e-07 | 7.3408e-07 | 9.2441e-07 | 6.036e-07 | 6.1986e-07 | 5.3605e-07 | 9.8022e-08
2010 | 1.0501 | 1.1546 | 1.0618 | 1.028 | 1.2261 |  | 1.0483 | 1.1348 | 1.0538 | 1.0012 | 1.1147 | 1.1683 | 1.1567 | 1.1273 | 0.92376 | 0.99471 | 1.047 | 0.94041 | 0.89724 | 0.9063 | 0.93113 | 2010 | 4.1979e-07 | 3.2874e-07 | -2.9527e-07 | 2.1021e-07 | 1.5945e-07 |  | 6.0292e-07 | -2.0207e-07 | -3.3624e-07 | -2.166e-07 | 8.5152e-08 | -4.8994e-07 | 1.3926e-07 | -4.4043e-07 | 4.9865e-07 | 4.7876e-07 | 3.5906e-07 | 5.3542e-07 | 6.1015e-07 | 3.9655e-07 | 6.4624e-07
2011 | 1.0278 | 1.1546 | 1.0735 | 1.0279 | 1.1098 |  | 1.0726 | 1.4137 | 1.0202 | 1.0021 | 0.9985 | 1.1927 | 1.189 | 1.232 | 0.75867 | 1.0513 | 1.0703 | 1.0742 | 0.89929 | 0.90209 | 0.93477 | 2011 | -3.1461e-07 | 3.2874e-07 | 2.0152e-07 | -1.4666e-07 | 2.7386e-07 |  | 1.7757e-07 | 5.9478e-07 | -1.4403e-07 | -2.0864e-07 | -2.1793e-08 | -5.246e-08 | 4.3301e-07 | -6.163e-07 | 6.8981e-08 | 5.9059e-08 | 3.9913e-07 | -1.5834e-07 | 3.3463e-07 | 1.2379e-07 | 3.3185e-07
2012 | 1.0059 | 1.1546 | 1.0839 | 1.0332 | 0.9016 |  | 1.1121 | 1.4613 | 1.0327 | 0.99702 | 1.1365 | 1.2175 | 1.2398 | 1.2687 | 0.76102 | 1.0769 | 1.1154 | 0.97854 | 0.91344 | 0.897 | 0.94306 | 2012 | 3.8798e-07 | 3.2874e-07 | -2.4503e-07 | -1.264e-07 | 6.087e-08 |  | -6.7131e-08 | 5.3363e-07 | 6.7383e-08 | 1.3923e-07 | 4.1092e-08 | -1.8736e-07 | 2.3514e-07 | -4.2702e-08 | 7.1557e-09 | 4.8753e-07 | 1.4056e-07 | 1.08e-07 | 2.0503e-07 | 5.1087e-08 | -1.2111e-07
2013 | 1.0049 | 1.1546 | 1.0885 | 1.036 | 0.99733 |  | 1.0979 | 1.5383 | 1.0366 | 0.9975 | 1.1443 | 1.2339 | 1.269 | 1.3091 | 0.71372 | 1.0592 | 1.1007 | 0.95946 | 0.88977 | 0.86521 | 0.91597 | 2013 | -1.7392e-07 | 3.2874e-07 | -3.3474e-07 | 1.7149e-07 | 1.0654e-07 |  | 8.4151e-07 | 4.2836e-07 | 4.3719e-07 | 1.3629e-07 | -2.143e-07 | -4.5856e-07 | -3.5854e-07 | 4.8153e-07 | 1.4117e-07 | 5.8823e-07 | 1.694e-07 | 3.2871e-07 | 3.755e-07 | 3.1287e-07 | 5.2066e-07
2014 | 0.96794 | 1.1546 | 1.0936 | 1.0383 | 1.172 |  | 1.0681 | 1.5309 | 1.0337 | 0.98766 | 1.173 | 1.2527 | 1.2977 | 1.3195 | 0.69772 | 1.0333 | 1.0815 | 0.9106 | 0.85268 | 0.8231 | 0.87807 | 2014 | -1.3589e-07 | 3.2874e-07 | 1.5513e-07 | 1.8436e-07 | -3.7125e-08 |  | 7.1121e-07 | -1.9796e-07 | -1.9478e-07 | 8.1462e-08 | -6.8863e-08 | 1.9483e-07 | -1.9806e-08 | 5.0004e-07 | 2.579e-07 | -7.4963e-08 | 7.1146e-07 | 3.2957e-07 | 4.216e-07 | 2.0466e-07 | 2.4509e-08
2015 | 0.94413 | 1.1546 | 1.0964 | 1.0397 | 0.86719 |  | 1.1151 | 1.5905 | 1.0513 | 0.95872 | 1.218 | 1.2702 | 1.3247 | 1.3473 | 0.70106 | 1.0606 | 1.1631 | 0.91546 | 0.87787 | 0.84172 | 0.90613 | 2015 | -1.2959e-07 | 3.2874e-07 | -4.6671e-07 | 4.0988e-07 | 1.3107e-07 |  | 9.2548e-07 | 5.825e-08 | -3.8667e-07 | 1.2698e-07 | 4.064e-07 | -6.9495e-07 | -3.4494e-07 | 3.5217e-07 | 2.5485e-07 | 5.6635e-07 | -7.5106e-08 | 4.5511e-07 | 5.4765e-07 | 3.9014e-07 | 5.4748e-07
2016 | 0.94528 | 1.1546 | 1.1025 | 1.0469 | 0.97961 |  | 1.1029 | 1.3339 | 1.0432 | 0.96436 | 1.2126 | 1.2987 | 1.3362 | 1.2683 | 0.82684 | 1.0573 | 1.1437 | 0.90956 | 0.84926 | 0.82544 | 0.88721 | 2016 | -7.1811e-08 | 3.2874e-07 | -1.981e-07 | -1.7172e-07 | 9.7906e-08 |  | 6.6441e-07 | 1.4655e-07 | 5.5775e-07 | 1.4503e-07 | 3.1685e-08 | -2.047e-07 | -3.2723e-07 | -6.2149e-08 | 1.8156e-07 | -1.247e-07 | 3.0896e-07 | 2.5683e-07 | 3.9087e-07 | 2.0355e-07 | 1.9389e-08
2017 | 0.93246 | 1.1546 | 1.1277 | 1.0488 | 1.0917 |  | 1.0884 | 1.5365 | 1.0582 | 0.96427 | 1.2118 | 1.318 | 1.342 | 1.3466 | 0.7084 | 1.0285 | 1.1288 | 0.89819 | 0.82584 | 0.81103 | 0.867 | 2017 | -1.0125e-07 | 3.2874e-07 | -4.5252e-07 | 3.6282e-07 | -8.1085e-08 |  | 2.3913e-07 | -2.094e-07 | -4.3404e-08 | 5.9248e-08 | -4.8405e-07 | -8.1749e-08 | -7.0839e-08 | 7.6295e-07 | 1.4443e-07 | -3.7095e-07 | 5.3488e-07 | 2.4041e-07 | 3.123e-07 | 1.0639e-07 | 4.2834e-08
2018 | 0.92691 | 1.1546 | 1.1484 | 1.0528 | 0.96686 |  | 1.1148 | 1.5055 | 1.0658 | 0.97391 | 1.2581 | 1.3349 | 1.3551 | 1.3445 | 0.74047 | 1.046 | 1.1447 | 0.8861 | 0.83512 | 0.82264 | 0.87913 | 2018 | -1.1542e-07 | 3.2874e-07 | 1.7331e-07 | 4.1755e-07 | 1.839e-07 |  | 1.3509e-07 | 4.7657e-07 | 1.3007e-07 | 4.2168e-08 | -4.2426e-07 | -2.2366e-07 | -4.1341e-07 | 3.6816e-07 | 3.0347e-07 | 5.6718e-08 | 2.7369e-07 | 4.3445e-07 | 5.099e-07 | 2.6788e-07 | 2.6007e-07
2019 | 0.91752 | 1.1546 | 1.1635 | 1.0527 | 1.0888 |  | 1.0966 | 1.5448 | 1.0615 | 0.98113 | 1.2651 | 1.3739 | 1.3598 | 1.3662 | 0.70989 | 1.0331 | 1.1177 | 0.86683 | 0.79819 | 0.80647 | 0.85618 | 2019 | -1.0546e-07 | 3.2874e-07 | -4.452e-07 | 1.144e-07 | 2.076e-08 |  | 4.4727e-07 | 1.2836e-07 | -2.6962e-08 | 5.279e-08 | -1.898e-07 | -3.1532e-07 | 4.3079e-07 | 3.0754e-08 | 2.5704e-07 | 3.3435e-07 | 7.1501e-07 | 3.7798e-07 | 4.2016e-07 | 2.4396e-07 | 1.9358e-07
2020 | 0.89914 | 1.1546 | 1.1743 | 1.0541 | 0.90026 |  | 1.128 | 1.3767 | 1.0654 | 0.99421 | 1.2914 | 1.4083 | 1.3746 | 1.3202 | 0.81933 | 1.0587 | 1.1346 | 0.87347 | 0.80097 | 0.82061 | 0.86824 | 2020 | -7.3099e-08 | 3.2874e-07 | -7.0587e-08 | 1.676e-07 | 9.8735e-08 |  | 1.334e-07 | -3.2632e-07 | 2.8355e-07 | 1.5367e-07 | 3.2635e-07 | -5.6747e-07 | -1.0033e-07 | 3.9075e-07 | 3.066e-07 | 6.1266e-07 | 2.204e-07 | 3.7381e-07 | 3.5791e-07 | 2.0116e-07 | 2.5163e-07
2021 | 0.88239 | 1.1546 | 1.1823 | 1.0563 | 0.95584 |  | 1.1194 | 1.4037 | 1.0727 | 0.99172 | 1.2943 | 1.5733 | 1.3895 | 1.3568 | 0.79748 | 1.0435 | 1.1287 | 0.86485 | 0.71151 | 0.80558 | 0.83283 | 2021 | -6.3025e-08 | 3.2874e-07 | 2.4395e-07 | 4.7517e-07 | 1.379e-07 |  | 6.1986e-07 | 2.906e-07 | 4.9989e-07 | 1.4282e-08 | -4.9014e-07 | 8.8661e-08 | -1.424e-07 | 8.493e-08 | 2.6441e-07 | -1.7278e-07 | -7.7077e-08 | 4.0407e-07 | 2.8418e-07 | 1.532e-07 | 3.952e-08
2022 | 0.89227 | 1.1546 | 1.1925 | 1.061 | 1.0347 |  | 1.1121 | 1.4994 | 1.0901 | 0.9904 | 1.3198 | 1.5986 | 1.4101 | 1.402 | 0.74174 | 1.0202 | 1.1229 | 0.84262 | 0.69569 | 0.78871 | 0.8176 | 2022 | -2.2762e-07 | 3.2874e-07 | 1.4598e-07 | 1.9518e-07 | 6.321e-08 |  | 7.3459e-07 | 2.6305e-07 | 4.7309e-07 | 4.5401e-08 | -3.2043e-08 | -6.3898e-07 | -3.8241e-07 | 1.4809e-07 | 2.5247e-07 | 1.4141e-07 | 1.9354e-07 | 4.4108e-07 | 4.0042e-07 | 2.945e-07 | 2.7341e-07
2023 | 0.89539 | 1.1546 | 1.2026 | 1.0646 | 1.0975 |  | 1.1056 | 1.7441 | 1.0888 | 0.9881 | 1.3315 | 1.6324 | 1.4238 | 1.4965 | 0.63392 | 1.0154 | 1.1189 | 0.83037 | 0.67727 | 0.77652 | 0.80473 | 2023 | -1.273e-07 | 3.2874e-07 | 2.4191e-07 | 5.4736e-07 | -3.0394e-07 |  | 4.565e-07 | 5.9891e-08 | -2.6459e-07 | -1.619e-08 | -1.2012e-07 | -7.7084e-07 | -8.8066e-08 | 1.2419e-06 | 1.5284e-07 | 2.6329e-07 | 7.3675e-07 | 3.361e-07 | 3.5048e-07 | 3.0327e-07 | -7.1935e-08
46.TAS: individual output & input indexes, 2006-2023
| Output Indexes | [6 empty] | Input Indexes | [6 empty] | Partial Productivity Indexes | [7 empty] | Output Indexes | [6 empty] | Input Indexes | [6 empty] | Partial Productivity Indexes
Year | Energy | Rat. max demand | Customers | Circuit length | CMOS | Max Demand | Total Output | Real Opex | O/H Sub-tran. lines | O/H Distr. lines | U/G Sub-tran. lines | U/G Distr. lines | Trans-formers | Total Input | Real Opex | O/H Sub-tran. lines | O/H Distr. lines | U/G Sub-tran. lines | U/G Distr. lines | Trans-formers | Capital | Year | Energy | Rat. max demand | Customers | Circuit length | CMOS | Max Demand | Total Output | Real Opex | O/H Sub-tran. lines | O/H Distr. lines | U/G Sub-tran. lines | U/G Distr. lines | Trans-formers | Total Input | Real Opex | O/H Sub-tran. lines | O/H Distr. lines | U/G Sub-tran. lines | U/G Distr. lines | Trans-formers | Capital
2006 | 1 | 1 | 1 | 1 | 1 |  | 1 | 1 | 1 | 1 | 1 | 1 | 1 | 1 | 1 | 1 | 1 | 1 | 1 | 1 | 1 | 2006 | 0 | 0 | 0 | 0 | 0 |  | 0 | 0 | 0 | 0 | 0 | 0 | 0 | 0 | 0 | 0 | 0 | 0 | 0 | 0 | 0
2007 | 0.9929 | 1.08 | 1.0193 | 1 | 1.3359 |  | 0.97676 | 0.99813 | 1 | 1 | 1 | 1.0003 | 1.0372 | 1.0075 | 0.97859 | 0.97676 | 0.97676 | 0.97676 | 0.97651 | 0.94173 | 0.96402 | 2007 | 5.2901e-08 | 3.7278e-07 | -2.5384e-07 | 4.1753e-07 | 2.935e-08 |  | -2.4309e-07 | 2.2921e-08 | 0 | 0 | 0 | 2.0732e-07 | 2.588e-07 | 2.2297e-07 | -1.4359e-07 | -2.4309e-07 | -2.4309e-07 | -2.4309e-07 | -1.843e-07 | -1.0421e-07 | -5.4562e-08
2008 | 0.99829 | 1.0856 | 1.039 | 1 | 1.3775 |  | 0.97802 | 1.0079 | 1 | 1 | 1 | 1.0003 | 1.0878 | 1.0241 | 0.97031 | 0.97802 | 0.97802 | 0.97802 | 0.97776 | 0.89911 | 0.94572 | 2008 | 6.4486e-08 | -1.8657e-07 | -3.82e-07 | 4.1753e-07 | 3.1541e-07 |  | -6.983e-08 | 2.4603e-07 | 0 | 0 | 0 | 2.0732e-07 | -2.4024e-07 | 1.0658e-07 | -5.4921e-08 | -6.983e-08 | -6.983e-08 | -6.983e-08 | 6.4123e-08 | 6.6105e-08 | 2.1244e-07
2009 | 1.0309 | 1.0856 | 1.0591 | 1.0027 | 1.6128 |  | 0.9518 | 1.1235 | 1.0067 | 0.99905 | 1.4522 | 1.003 | 1.1326 | 1.0813 | 0.84719 | 0.94546 | 0.9527 | 0.65542 | 0.94895 | 0.84034 | 0.90216 | 2009 | -1.9117e-07 | -1.8657e-07 | 3.6413e-07 | -1.0727e-07 | -1.7762e-07 |  | 2.3507e-07 | 4.7872e-07 | 4.231e-07 | 5.5637e-08 | -2.5618e-07 | 3.1252e-07 | 1.4314e-07 | 6.9534e-07 | 1.9564e-07 | 2.4774e-07 | 1.8803e-07 | 1.6621e-07 | 1.9842e-07 | 2.8597e-07 | -2.3231e-07
2010 | 1.0217 | 1.0856 | 1.0796 | 1.0199 | 1.6767 |  | 0.95749 | 1.3334 | 1.0067 | 1.0185 | 1.4589 | 1.044 | 1.1817 | 1.1823 | 0.71809 | 0.95111 | 0.94014 | 0.6563 | 0.91711 | 0.81026 | 0.8798 | 2010 | 1.9693e-07 | -1.8657e-07 | 2.0998e-07 | -1.4869e-07 | 1.0178e-08 |  | 4.1763e-07 | 3.2176e-07 | 4.231e-07 | 3.7937e-07 | -9.0668e-08 | -1.2858e-07 | -1.4096e-07 | -9.5116e-08 | 1.911e-07 | 4.5152e-07 | 4.3307e-07 | 3.0755e-07 | 3.2952e-07 | 4.4485e-07 | 2.3407e-07
2011 | 0.99913 | 1.0856 | 1.1006 | 1.0385 | 1.1589 |  | 1.0393 | 1.2872 | 1.0067 | 1.0285 | 1.6942 | 1.0873 | 1.2395 | 1.183 | 0.80743 | 1.0324 | 1.0105 | 0.61346 | 0.95588 | 0.83848 | 0.9265 | 2011 | 8.886e-08 | -1.8657e-07 | 2.6178e-07 | 1.5764e-07 | 4.1469e-07 |  | -3.389e-08 | -5.8685e-08 | 4.231e-07 | 4.6761e-08 | -1.3221e-07 | -3.0843e-07 | -5.1572e-07 | 1.4206e-07 | -8.622e-08 | 2.7542e-07 | 5.3053e-07 | 6.4064e-08 | -3.3389e-08 | 3.6699e-08 | -3.2589e-07
2012 | 0.97063 | 1.0856 | 1.1107 | 1.0477 | 1.3463 |  | 1.0162 | 1.4337 | 1.0067 | 1.0355 | 1.7413 | 1.1017 | 1.2733 | 1.2467 | 0.70879 | 1.0095 | 0.98141 | 0.5836 | 0.92238 | 0.79809 | 0.89198 | 2012 | 1.9753e-08 | -1.8657e-07 | 2.4348e-07 | -6.4323e-08 | 1.9861e-07 |  | 1.2612e-07 | -1.1918e-07 | 4.231e-07 | -3.1543e-07 | -9.2834e-08 | -1.629e-07 | 1.7829e-07 | 5.9138e-07 | -1.5465e-07 | 2.8946e-07 | 5.4724e-08 | -4.6243e-09 | -1.0236e-07 | 9.5364e-08 | -2.7852e-07
2013 | 0.95482 | 1.0856 | 1.1166 | 1.0531 | 1.1589 |  | 1.0425 | 1.109 | 1.0067 | 1.039 | 1.7346 | 1.1089 | 1.2834 | 1.1319 | 0.94009 | 1.0356 | 1.0034 | 0.60103 | 0.94019 | 0.81234 | 0.91001 | 2013 | 1.6456e-07 | -1.8657e-07 | 6.3179e-08 | 4.2659e-07 | -2.4247e-07 |  | 2.9823e-07 | 3.3079e-07 | 4.231e-07 | -5.098e-07 | -2.5835e-07 | 3.4015e-07 | 1.9652e-07 | 1.8391e-07 | -2.1313e-07 | 3.4032e-07 | 1.8144e-07 | -8.2026e-08 | -2.759e-07 | -6.5907e-08 | -5.0936e-07
2014 | 0.92426 | 1.0856 | 1.1201 | 1.0606 | 1.5685 |  | 0.99152 | 1.1261 | 1.0064 | 1.0445 | 1.9118 | 1.1344 | 1.3107 | 1.1482 | 0.8805 | 0.98526 | 0.94925 | 0.51862 | 0.87405 | 0.75648 | 0.85271 | 2014 | 3.2977e-08 | -1.8657e-07 | 2.1973e-09 | 1.0964e-07 | -8.9622e-08 |  | 1.9889e-07 | 1.6216e-07 | 2.5909e-07 | 2.7248e-07 | -7.1342e-08 | -2.7464e-07 | -4.4446e-07 | 3.9212e-07 | 1.4258e-07 | 2.7619e-07 | 1.9775e-07 | 1.0272e-07 | 1.4097e-07 | 2.7138e-07 | 1.8799e-07
2015 | 0.94089 | 1.0856 | 1.1293 | 1.0669 | 1.2085 |  | 1.0427 | 0.92416 | 1.0064 | 1.0497 | 1.9178 | 1.1424 | 1.3295 | 1.0764 | 1.1283 | 1.0361 | 0.99339 | 0.54369 | 0.91271 | 0.78431 | 0.88889 | 2015 | 9.045e-08 | -1.8657e-07 | -6.2312e-07 | -3.0846e-08 | -2.0277e-07 |  | 5.7603e-07 | 1.031e-07 | 8.2985e-08 | -2.71e-07 | 2.7573e-07 | -1.2443e-07 | 3.8414e-08 | 4.3256e-07 | 6.2292e-08 | 5.3448e-07 | 2.8244e-07 | 1.6368e-07 | 1.2559e-07 | 2.9968e-07 | 3.7325e-08
2016 | 0.95384 | 1.0856 | 1.1384 | 1.0694 | 1.2971 |  | 1.0354 | 1.0099 | 1.0045 | 1.0565 | 2.0205 | 1.1508 | 1.3371 | 1.1122 | 1.0252 | 1.0307 | 0.98004 | 0.51245 | 0.89973 | 0.77437 | 0.87702 | 2016 | 1.1534e-07 | -1.8657e-07 | 9.0195e-08 | -1.9913e-09 | 4.1179e-07 |  | 5.1044e-07 | -4.4186e-07 | 3.3719e-07 | 2.7613e-07 | -1.6713e-07 | 6.1909e-07 | -2.0882e-07 | 3.1328e-07 | 1.1951e-07 | -1.817e-07 | 9.4252e-08 | 8.4318e-08 | -3.9439e-08 | 1.6631e-07 | -2.1724e-07
2017 | 0.94247 | 1.0856 | 1.1477 | 1.0714 | 1.1877 |  | 1.0509 | 1.3368 | 1.0039 | 1.0684 | 2.0477 | 1.1558 | 1.3644 | 1.2535 | 0.78611 | 1.0468 | 0.98358 | 0.51319 | 0.90919 | 0.7702 | 0.87865 | 2017 | 1.6579e-07 | -1.8657e-07 | 2.0232e-07 | 2.5941e-07 | 1.3203e-07 |  | -2.8313e-07 | 1.7809e-07 | -4.3372e-07 | -1.5254e-07 | -2.027e-07 | 3.9688e-07 | -3.544e-07 | 6.1912e-07 | 5.329e-08 | 4.1375e-07 | -3.3639e-08 | 6.1179e-08 | -7.3532e-08 | 1.7402e-07 | -2.2286e-07
2018 | 0.96502 | 1.0856 | 1.1488 | 1.0734 | 1.3694 |  | 1.0315 | 1.2906 | 0.99938 | 1.0874 | 2.0081 | 1.1763 | 1.3609 | 1.2416 | 0.79924 | 1.0322 | 0.94865 | 0.51369 | 0.87693 | 0.75796 | 0.85476 | 2018 | 3.9912e-08 | -1.8657e-07 | 3.1317e-07 | -3.494e-07 | -4.7898e-07 |  | 4.9179e-08 | -2.8822e-07 | 5.2648e-08 | 2.6966e-07 | -4.045e-07 | 2.539e-07 | -5.2384e-07 | 2.2072e-07 | 1.8412e-07 | 1.4317e-07 | 1.4619e-07 | 1.3624e-07 | -7.4201e-08 | 1.7249e-07 | 8.6657e-08
2019 | 0.97125 | 1.0856 | 1.1588 | 1.0779 | 1.3896 |  | 1.0333 | 1.183 | 0.99435 | 1.0969 | 2.0109 | 1.1922 | 1.3891 | 1.208 | 0.87346 | 1.0392 | 0.94205 | 0.51387 | 0.86673 | 0.74387 | 0.84356 | 2019 | 1.3603e-07 | -1.8657e-07 | -3.9125e-07 | -2.7221e-07 | -4.8343e-07 |  | 8.8461e-07 | 3.5392e-07 | -5.069e-09 | 5.1622e-07 | 1.3362e-07 | 6.9466e-07 | -2.4152e-07 | -9.5451e-08 | 4.9884e-07 | 2.3683e-07 | 4.2139e-07 | 2.9273e-07 | 2.4589e-07 | 4.1035e-07 | 4.4988e-07
2020 | 0.98931 | 1.0856 | 1.1728 | 1.0802 | 1.3451 |  | 1.0454 | 1.2545 | 0.99591 | 1.0995 | 2.1017 | 1.2014 | 1.4142 | 1.2431 | 0.83328 | 1.0497 | 0.95083 | 0.4974 | 0.87012 | 0.73919 | 0.84599 | 2020 | 7.5331e-08 | -1.8657e-07 | -2.9414e-07 | -2.5376e-07 | -4.1307e-07 |  | 1.9518e-07 | -2.4528e-07 | -1.5073e-08 | 4.6902e-07 | -1.3815e-07 | 4.8973e-08 | 3.6026e-07 | 1.7432e-07 | 3.0869e-07 | 7.6736e-07 | 1.9416e-07 | 2.2874e-07 | 5.9215e-09 | 2.6077e-07 | -4.9542e-08
2021 | 1.0076 | 1.0856 | 1.1876 | 1.0682 | 1.4506 |  | 1.0298 | 1.3072 | 0.97733 | 1.1025 | 2.0703 | 1.199 | 1.4332 | 1.27 | 0.78775 | 1.0537 | 0.93407 | 0.49741 | 0.85888 | 0.71848 | 0.82881 | 2021 | -3.6026e-07 | -1.8657e-07 | -3.5522e-07 | -1.1903e-07 | -3.3759e-07 |  | -1.5565e-07 | -5.2744e-07 | -1.5007e-09 | 2.0525e-07 | -5.6111e-07 | 3.7714e-07 | -6.722e-07 | 8.7761e-08 | 3.054e-07 | 6.4927e-07 | 2.1703e-07 | 1.5861e-07 | -1.8011e-08 | 2.9859e-07 | 2.7207e-07
2022 | 1.0297 | 1.0856 | 1.2012 | 1.063 | 1.65 |  | 1.0045 | 1.2945 | 0.97683 | 1.0997 | 1.845 | 1.2289 | 1.4533 | 1.2696 | 0.77594 | 1.0283 | 0.91337 | 0.54443 | 0.8174 | 0.69116 | 0.80271 | 2022 | 5.3123e-07 | -1.8657e-07 | -2.51e-07 | 3.9925e-07 | -5.3523e-07 |  | -2.7425e-07 | 7.9788e-08 | -4.7169e-08 | 5.0522e-07 | -5.1432e-07 | 1.8617e-07 | -3.1825e-07 | -2.9173e-07 | 1.0681e-07 | 6.7337e-08 | -1.5457e-07 | 2.3067e-08 | -2.4282e-07 | 1.1451e-07 | -3.2307e-07
2023 | 1.0409 | 1.0856 | 1.2142 | 1.0708 | 1.4528 |  | 1.0389 | 1.1993 | 0.97454 | 1.1068 | 1.8438 | 1.2519 | 1.4839 | 1.2384 | 0.86621 | 1.066 | 0.93863 | 0.56344 | 0.82982 | 0.70008 | 0.81968 | 2023 | 5.069e-08 | -1.8657e-07 | 1.2048e-07 | -3.7251e-07 | 2.0222e-07 |  | 6.7249e-07 | -3.8536e-07 | 1.4403e-08 | 2.98e-07 | -2.2303e-07 | 1.1082e-07 | -2.8046e-08 | 1.8813e-07 | 3.7359e-07 | 2.7395e-07 | 1.8571e-07 | 2.173e-07 | 4.0174e-08 | 2.6521e-07 | 1.9725e-07

## Contrib. checks
Contributions of outputs and inputs to TFP growth | [17 empty] | Contributions of outputs and inputs to TFP growth
DIND: Output and input growth rates | [17 empty] | DIND: Output and input growth rates
Year | 2007 | 2008 | 2009 | 2010 | 2011 | 2012 | 2013 | 2014 | 2015 | 2016 | 2017 | 2018 | 2019 | 2020 | 2021 | 2022 | 2023 | Year | 2007 | 2008 | 2009 | 2010 | 2011 | 2012 | 2013 | 2014 | 2015 | 2016 | 2017 | 2018 | 2019 | 2020 | 2021 | 2022 | 2023
Energy (GWh) | 1.112% | 1.518% | 0.4248% | 0.6715% | -1.917% | -1.484% | -2.921% | -1.876% | 1.102% | 0.6314% | -0.05809% | -0.5641% | 0.6872% | -1.951% | -0.3428% | 0.8735% | 1.222% | Energy (GWh) | -9.724e-06% | -2.449e-05% | 2.964e-05% | 2.785e-05% | -5.427e-05% | 1.487e-05% | 1.286e-05% | 4.416e-06% | -4.508e-06% | 3.784e-07% | -2.102e-07% | 3.864e-06% | 4.977e-06% | -3.36e-06% | -7.479e-06% | 5.21e-06% | 1.917e-06%
Ratcheted Max Demand | 3.198% | 3.835% | 4.08% | 1.238% | 0.9533% | 0.1993% | 0% | 1.226% | 0.08518% | 0.02427% | 0.5779% | 0.4675% | 0.4241% | 0.5876% | 0.09978% | 0.8444% | 0.4213% | Ratcheted Max Demand | -4.676e-05% | 4.246e-05% | 1.952e-05% | -4.743e-05% | 3.288e-07% | 6.176e-05% | 0% | -5.033e-05% | 3.826e-05% | -4.881e-05% | 3.836e-05% | 2.159e-05% | -5.394e-05% | 8.722e-06% | -5.269e-06% | -7.22e-06% | 1.339e-05%
Customer Numbers | 1.299% | 1.325% | 1.568% | 1.237% | 1.231% | 1.189% | 1.201% | 1.13% | 1.335% | 1.408% | 1.657% | 1.534% | 1.553% | 1.197% | 1.15% | 1.329% | 1.214% | Customer Numbers | 1.493e-05% | -1.688e-05% | 2.946e-05% | -6.476e-05% | 7.41e-05% | -7.074e-05% | 8.239e-05% | -4.821e-05% | -3.632e-05% | 1.192e-05% | 4.881e-06% | 1.116e-05% | 5.034e-06% | -2.33e-05% | 5.63e-05% | 1.907e-05% | -6.304e-05%
Circuit Length | -0.758% | -0.04624% | 0.9721% | 0.6893% | 0.6018% | 0.6101% | -0.1164% | 0.4241% | 0.4902% | 0.391% | 0.4237% | 0.266% | 0.4142% | 0.4135% | 0.3883% | 0.3631% | 0.376% | Circuit Length | -5.707e-06% | -4.663e-07% | 3.34e-07% | 1.766e-05% | -2.297e-05% | -1.5e-05% | 3.184e-05% | 3.413e-05% | -1.652e-05% | -4.94e-05% | 2.141e-05% | -6.952e-06% | -1.859e-06% | 2.445e-05% | -6.414e-05% | 4.978e-05% | 2.206e-05%
CMOS | -10.86% | -0.175% | 13.22% | -9.225% | -1.534% | -3.105% | -0.2778% | 1.568% | 0.487% | 2.162% | -8.69% | 4.558% | 9.08% | 1.979% | -12.99% | 14.11% | -5.459% | CMOS | -5.125e-06% | 9.834e-07% | 1.097e-05% | 4.174e-07% | -5.092e-06% | 2.064e-06% | -1.678e-06% | -7.74e-06% | 9.938e-06% | -3.238e-06% | -7.548e-06% | 1.031e-05% | 4.196e-06% | -7.526e-06% | 1.011e-05% | -3.175e-05% | 2.178e-05%
Opex | 0.0265% | 13.02% | -1.847% | 4.499% | 5.777% | 10.26% | -9.234% | 1.747% | 3.126% | -8.041% | -4.239% | -4.067% | 0.7134% | -4.283% | -4.551% | -0.853% | 7.004% | Opex | 2.636e-07% | 2.149e-05% | -3.104e-07% | 1.271e-05% | -5.627e-06% | -4.909e-05% | -1.225e-05% | 1.989e-05% | 2.958e-05% | -4.965e-05% | 4.491e-05% | -6.512e-06% | -3.703e-05% | 7.302e-05% | -5.374e-05% | -3.674e-05% | 6.905e-05%
O/H Subtransmission Lines | 0.3434% | -0.105% | 1.288% | 1.588% | 0.4283% | 1.301% | -1.059% | 0.1792% | 1.295% | 0.5377% | 1.572% | -1.288% | 0.02956% | 0.6309% | -0.208% | 0.5331% | 0.3621% | O/H Subtransmission Lines | 2.707e-05% | -3.245e-05% | -2.674e-05% | 6.335e-05% | -3.865e-06% | 9.13e-06% | -5.29e-05% | -1.973e-05% | 3.898e-05% | 2.66e-05% | -7.268e-05% | 8.536e-05% | -7.865e-05% | -9.177e-06% | 6.958e-06% | 1.493e-05% | 3.255e-05%
O/H Distribution Lines | -1.43% | 0.4102% | 0.1375% | 0.3957% | 0.4521% | 0.3905% | 0.2487% | 0.4856% | 0.5476% | 0.1053% | -0.01512% | 0.6675% | 0.02274% | -0.0604% | 0.3526% | 0.4084% | 0.09272% | O/H Distribution Lines | -2.758e-06% | 1.497e-06% | 2.722e-06% | 1.95e-06% | 6.374e-06% | 1.899e-05% | -3.206e-05% | 4.637e-05% | -1.553e-05% | -7.024e-05% | 1.742e-05% | -7.293e-06% | -4.134e-06% | 3.928e-05% | 1.755e-05% | -4.015e-05% | 5.565e-05%
U/G Subtransmission | 3.116% | 1.845% | 1.117% | 3.457% | 3.398% | 4.296% | 4.598% | 5.514% | -2.724% | 2.872% | 2.477% | -1.463% | -0.6113% | 4.15% | -0.5339% | 0.9736% | -2.403% | U/G Subtransmission | -3.709e-06% | -1.318e-05% | 4.369e-05% | -6.37e-05% | 4.793e-05% | -2.584e-05% | 5.3e-05% | -7.331e-05% | 3.12e-05% | 3.119e-05% | -1.306e-05% | 1.93e-05% | -1.716e-05% | -3.577e-05% | 3.494e-05% | 5.324e-06% | -3.748e-05%
U/G Distribution Cables | 5.609% | 1.006% | 5.579% | 4.468% | 3.672% | 3.592% | 3.251% | 3.272% | 3.156% | 2.673% | 2.844% | 2.548% | 2.584% | 2.76% | 3.086% | 2.12% | 2.192% | U/G Distribution Cables | 4.796e-05% | -3.191e-05% | -4.818e-05% | 5.782e-05% | 8.835e-06% | -2.724e-05% | 4.347e-07% | 6.084e-06% | -2.386e-05% | 2.563e-06% | 6.125e-06% | -3.919e-06% | -5.185e-06% | 7.367e-06% | -3.666e-05% | 6.324e-05% | -3.621e-05%
Transformers | 4.866% | 3.659% | 3.934% | 3.693% | 2.448% | 2.87% | 2.527% | 2.769% | 1.803% | 1.692% | 0.3993% | 1.274% | 1.107% | 1.203% | 1.08% | -0.003826% | 1.594% | Transformers | 2.326e-05% | -1.529e-05% | -2.047e-05% | 1.142e-05% | -2.584e-05% | 4.646e-06% | 1.342e-06% | -9.338e-06% | 6.28e-05% | -2.833e-06% | -2.086e-05% | 1.183e-05% | -2.785e-06% | -4.875e-05% | 2.883e-05% | -2.779e-05% | 4.553e-05%
DIND: Output and input contributions | [17 empty] | DIND: Output and input contributions
Year | 2007 | 2008 | 2009 | 2010 | 2011 | 2012 | 2013 | 2014 | 2015 | 2016 | 2017 | 2018 | 2019 | 2020 | 2021 | 2022 | 2023 | Year | 2007 | 2008 | 2009 | 2010 | 2011 | 2012 | 2013 | 2014 | 2015 | 2016 | 2017 | 2018 | 2019 | 2020 | 2021 | 2022 | 2023
Energy (GWh) | 0.1101% | 0.1524% | 0.04531% | 0.0607% | -0.1946% | -0.1482% | -0.285% | -0.1816% | 0.1069% | 0.05958% | -0.004663% | -0.05566% | 0.06637% | -0.1924% | -0.03244% | 0.08311% | 0.1214% | Energy (GWh) | -8.596e-07% | -2.88e-06% | -1.764e-06% | 1.366e-06% | 3.339e-06% | 3.734e-06% | -2.887e-06% | -2.325e-06% | -1.082e-06% | 1.144e-06% | 9.256e-07% | -9.899e-08% | 5.058e-06% | -3.38e-06% | 1.366e-06% | -6.006e-06% | 7.83e-06%
Ratcheted Max Demand | 1.339% | 1.525% | 1.611% | 0.4971% | 0.3736% | 0.07599% | -0.001184% | 0.4672% | 0.03225% | 0.01741% | 0.2161% | 0.1833% | 0.1709% | 0.2298% | 0.03292% | 0.3448% | 0.1611% | Ratcheted Max Demand | -6.413e-06% | 1.993e-06% | 2.932e-05% | -2.906e-05% | 2.586e-05% | -2.214e-05% | 5.935e-08% | 1.229e-05% | -7.147e-06% | -1.663e-05% | 2.914e-05% | -1.059e-05% | 9.928e-06% | -1.093e-05% | 1.15e-06% | 1.661e-05% | 2.691e-06%
Customer Numbers | 0.3159% | 0.2912% | 0.3318% | 0.2878% | 0.2754% | 0.2602% | 0.2572% | 0.2372% | 0.2792% | 0.2986% | 0.3454% | 0.3264% | 0.3361% | 0.2569% | 0.2375% | 0.3032% | 0.2558% | Customer Numbers | -5.443e-06% | -1.976e-05% | 1.56e-05% | 7.111e-06% | -1.363e-05% | 1.334e-05% | -1.064e-05% | -4.19e-06% | 1.123e-05% | -1.113e-05% | 2.333e-05% | 3.459e-06% | -4.012e-06% | -1.761e-05% | -4.251e-06% | 6.637e-06% | -1.15e-05%
Circuit Length | -0.3323% | -0.01882% | 0.4399% | 0.3294% | 0.2793% | 0.2771% | -0.04971% | 0.188% | 0.2166% | 0.1764% | 0.1857% | 0.1205% | 0.1896% | 0.1871% | 0.1701% | 0.1758% | 0.1676% | Circuit Length | 2.262e-05% | -6.817e-06% | -1.972e-05% | 1.877e-05% | -8.692e-07% | -2.603e-05% | 2.435e-05% | -2.226e-05% | 1.079e-05% | 5.83e-06% | -1.51e-05% | 1.108e-05% | -2.106e-05% | 9.074e-06% | -1.01e-05% | 2.576e-05% | 1.532e-05%
CMOS | 2.016% | 0.02382% | -2.349% | 1.662% | 0.2359% | 0.4231% | -0.001715% | -0.2134% | -0.06385% | -0.2733% | 1.161% | -0.5897% | -1.292% | -0.3016% | 1.9% | -2.141% | 0.8573% | CMOS | 1.508e-05% | -2.484e-05% | 2.214e-05% | 4.38e-06% | -2.674e-05% | 4.944e-06% | 1.598e-05% | -5.917e-06% | 5.685e-06% | -1.29e-05% | 3.769e-06% | 3.546e-06% | -1.331e-05% | 8.919e-06% | -6.29e-06% | 2.143e-05% | -2.256e-06%
Opex | 0.01662% | -5.445% | 0.7462% | -1.862% | -2.343% | -4.33% | 3.811% | -0.8252% | -1.328% | 3.428% | 1.826% | 1.723% | -0.3041% | 1.868% | 2.13% | 0.3017% | -3.177% | Opex | 3.442e-05% | 1.151e-06% | -3.415e-05% | 2.956e-05% | 2.576e-06% | -2.059e-07% | -1.421e-05% | -5.768e-06% | 1.864e-05% | 3.423e-07% | -2.773e-05% | 6.899e-06% | 2.608e-05% | -2.915e-05% | 1.844e-05% | 1.868e-06% | -2.256e-05%
O/H Subtransmission Lines | -0.019% | 0.002655% | -0.05092% | -0.07578% | -0.01721% | -0.05887% | 0.0464% | -0.008322% | -0.05532% | -0.02176% | -0.06614% | 0.05236% | -0.0008038% | -0.02585% | 0.01326% | -0.0212% | -0.02119% | O/H Subtransmission Lines | 9.707e-07% | -1.23e-06% | 2.457e-07% | 9.175e-07% | 2.002e-07% | -9.146e-07% | 6.929e-08% | 2.42e-08% | 6.581e-07% | -6.532e-07% | 4.412e-07% | -2.791e-06% | 3.701e-06% | -1.032e-06% | -1.013e-06% | -1.367e-06% | 1.947e-07%
O/H Distribution Lines | 0.2026% | -0.06263% | -0.01168% | -0.0601% | -0.06329% | -0.0579% | -0.03593% | -0.06716% | -0.0769% | -0.01531% | 0.003012% | -0.09778% | -0.004625% | 0.01153% | -0.04037% | -0.0608% | -0.03574% | O/H Distribution Lines | -1.185e-05% | 1.01e-05% | -4.797e-06% | -1.846e-06% | 2.721e-06% | 3.065e-06% | -6.355e-06% | 8.259e-07% | 8.335e-06% | -7.517e-06% | 5.701e-06% | -1.13e-05% | 5.738e-06% | -4.076e-06% | 1.022e-05% | 4.579e-08% | -1.129e-05%
U/G Subtransmission | -0.06411% | -0.03887% | -0.01324% | -0.07739% | -0.05896% | -0.09197% | -0.0998% | -0.1176% | 0.05521% | -0.06051% | -0.0536% | 0.02541% | 0.01422% | -0.08689% | 0.02365% | -0.01811% | 0.04261% | U/G Subtransmission | 1.718e-07% | -1.241e-06% | 1.021e-07% | 7.178e-07% | -3.571e-07% | -3.794e-07% | 6.803e-07% | -2.919e-07% | 4.669e-07% | 5.215e-07% | -5.694e-08% | 1.539e-07% | -1.811e-06% | 1.651e-06% | -1.106e-06% | -8.184e-08% | 2.943e-07%
U/G Distribution Cables | -0.6614% | -0.1366% | -0.5219% | -0.5359% | -0.3823% | -0.4065% | -0.3649% | -0.3474% | -0.3325% | -0.2749% | -0.307% | -0.2719% | -0.2766% | -0.2653% | -0.2203% | -0.2154% | -0.359% | U/G Distribution Cables | 2.502e-06% | 1.956e-06% | -3.198e-06% | -8.272e-07% | 1.517e-06% | 3.695e-06% | -2.612e-06% | -4.438e-06% | 8.368e-09% | 3.446e-06% | 3.868e-06% | 4.479e-07% | -5.055e-06% | 4.547e-06% | -2.774e-07% | 6.151e-08% | 1.089e-06%
Transformers | -1.257% | -1.045% | -0.9584% | -0.99% | -0.6322% | -0.7812% | -0.6762% | -0.7379% | -0.4554% | -0.4397% | -0.1274% | -0.3278% | -0.2963% | -0.2582% | -0.2585% | -0.05243% | -0.4943% | Transformers | -1.057e-05% | 8.346e-06% | 4.467e-06% | -1.72e-05% | 6.094e-06% | 4.567e-06% | 1.478e-06% | 1.249e-06% | -3.719e-06% | 4.346e-06% | -2.38e-06% | 4.468e-06% | -5.36e-06% | 2.626e-06% | -3.882e-06% | -2.67e-06% | 5.723e-06%
TFP Change | 1.667% | -4.752% | -0.7306% | -0.7648% | -2.528% | -4.838% | 2.6% | -1.606% | -1.622% | 2.895% | 3.179% | 1.088% | -1.397% | 1.423% | 3.955% | -1.3% | -2.482% | TFP Change
check | 1.667% | -4.752% | -0.7306% | -0.7648% | -2.528% | -4.838% | 2.6% | -1.606% | -1.622% | 2.895% | 3.179% | 1.088% | -1.397% | 1.423% | 3.955% | -1.3% | -2.482%
check | -2.4302e-09 | 3.487e-09 | -7.276e-12 | 2.2701e-09 | -4.3656e-10 | 2.3283e-10 | -7.185e-11 | -2.4738e-10 | 1.135e-09 | -1.7462e-09 | -1.8008e-10 | 4.0745e-10 | 2.5193e-10 | -1.7462e-10 | -1.735e-09 | 6.9849e-10 | -2.1246e-09
| 1 | 1 | 1 | 1 | 1 | 1 | 1 | 1 | 1 | 1 | 1 | 1 | 1 | 1 | 0.87646 | 1 | 1
DIND: contributions to TFP growth | [17 empty] | DIND: contributions to TFP growth | bar: 2007 to 2010
Year | 2007: 2006 to 2023; 2008: 2006 to 2012; 2009: 2012 to 2023; 2010: 2023 | Year | 2006 to 2023 | 2006 to 2012 | 2012 to 2023 | 2023
Energy (GWh) | 2007: -0.01698%; 2008: 0.004282%; 2009: -0.02858%; 2010: 0.1214% | Energy (GWh) | 2.048e-07% | 4.892e-07% | 4.961e-08% | 7.83e-06%
Ratcheted Max Demand | 2007: 0.428%; 2008: 0.9036%; 2009: 0.1686%; 2010: 0.1611% | Ratcheted Max Demand | 1.536e-06% | -7.462e-08% | 2.415e-06% | 2.691e-06%
Customer Numbers | 2007: 0.288%; 2008: 0.2937%; 2009: 0.2848%; 2010: 0.2558% | Customer Numbers | -1.262e-06% | -4.641e-07% | -1.697e-06% | -1.15e-05%
Circuit Length | 2007: 0.159%; 2008: 0.1624%; 2009: 0.1571%; 2010: 0.1676% | Circuit Length | 1.273e-06% | -2.007e-06% | 3.061e-06% | 1.532e-05%
CMOS | 2007: 0.062%; 2008: 0.3353%; 2009: -0.08708%; 2010: 0.8573% | CMOS | 8.009e-07% | -8.404e-07% | 1.696e-06% | -2.256e-06%
Opex | 2007: -0.2214%; 2008: -2.203%; 2009: 0.8595%; 2010: -3.177% | Opex | 3.65e-07% | 5.559e-06% | -2.468e-06% | -2.256e-05%
O/H Subtransmission Lines | 2007: -0.01928%; 2008: -0.03652%; 2009: -0.009868%; 2010: -0.02119% | O/H Subtransmission Lines | -9.284e-08% | 3.165e-08% | -1.608e-07% | 1.947e-07%
O/H Distribution Lines | 2007: -0.02783%; 2008: -0.008831%; 2009: -0.03819%; 2010: -0.03574% | O/H Distribution Lines | -7.221e-07% | -4.344e-07% | -8.79e-07% | -1.129e-05%
U/G Subtransmission | 2007: -0.03647%; 2008: -0.05742%; 2009: -0.02504%; 2010: 0.04261% | U/G Subtransmission | -3.33e-08% | -1.643e-07% | 3.815e-08% | 2.943e-07%
U/G Distribution Cables | 2007: -0.3459%; 2008: -0.4408%; 2009: -0.2941%; 2010: -0.359% | U/G Distribution Cables | 3.958e-07% | 9.408e-07% | 9.85e-08% | 1.089e-06%
Transformers | 2007: -0.5757%; 2008: -0.9439%; 2009: -0.3749%; 2010: -0.4943% | Transformers | -1.423e-07% | -7.165e-07% | 1.708e-07% | 5.723e-06%
TFP Change | 2007: -0.3066%; 2008: -1.991%; 2009: 0.6122%; 2010: -2.482% | TFP Change | 2.323e-06% | 2.32e-06% | 2.325e-06% | -1.447e-05%
1.ACT/EVO: Output and input growth rates | [17 empty] | 1.ACT/EVO: Output and input growth rates
Year | 2007 | 2008 | 2009 | 2010 | 2011 | 2012 | 2013 | 2014 | 2015 | 2016 | 2017 | 2018 | 2019 | 2020 | 2021 | 2022 | 2023 | Year | 2007 | 2008 | 2009 | 2010 | 2011 | 2012 | 2013 | 2014 | 2015 | 2016 | 2017 | 2018 | 2019 | 2020 | 2021 | 2022 | 2023
Energy (GWh) | 2.243% | 0.9338% | 0.8956% | 0.8155% | 0.4632% | -0.6465% | 0.4412% | -2.587% | 0.9247% | 0.6996% | 1.309% | -2.151% | 1.194% | -1.091% | -0.1381% | 1.635% | 2.824% | Energy (GWh) | -3.658e-05% | 5.685e-05% | 8.497e-06% | -3.576e-05% | 3.412e-05% | -1.107e-05% | 1.292e-05% | 1.753e-05% | -3.16e-05% | -1.918e-05% | 1.649e-05% | 6.175e-06% | -2.47e-05% | 3.759e-05% | -6.585e-05% | 6.993e-05% | -5.335e-05%
Ratcheted Max Demand | 0% | 0% | 0% | 0% | 0% | 10.76% | 0% | 0% | 4.325% | 0% | 0% | 10.25% | 0% | 0% | 3.93% | 3.11% | 16.72% | Ratcheted Max Demand | 0% | 0% | 0% | 0% | 0% | -2.281e-05% | 0% | 0% | 6.196e-05% | 0% | 0% | -6.847e-05% | 0% | 0% | 1.684e-05% | 4.107e-05% | -4.237e-05%
Customer Numbers | 1.19% | 1.331% | 1.65% | 2.336% | 2.419% | 2.484% | 2.322% | 0.8175% | 1.742% | 1.696% | 3.465% | 3.113% | 2.805% | 1.988% | 2.51% | 2.069% | 2.044% | Customer Numbers | 3.308e-05% | -1.09e-06% | -1.419e-05% | -3.279e-05% | -2.165e-05% | 7.569e-05% | -1.269e-05% | -1.182e-05% | -1.877e-05% | 3.207e-05% | 1.116e-05% | -4.805e-05% | 4.023e-06% | 4.393e-06% | -8.688e-06% | 3.005e-05% | -4.505e-05%
Circuit Length | 0.4912% | -0.2133% | 1.666% | 1.68% | 1.878% | 1.598% | 1.453% | 1.222% | 2.212% | 0.8621% | 0.4021% | 0.9555% | 0.9419% | 3.169% | 1.328% | 0.663% | 0.3519% | Circuit Length | -1.057e-05% | 1.759e-05% | 2.106e-05% | -5.002e-05% | -2.638e-05% | 5.158e-05% | -2.51e-05% | 3.061e-05% | -2.536e-05% | -6.777e-06% | 2.995e-05% | -5.466e-05% | 6.451e-05% | -3.956e-05% | 2.094e-05% | 2.835e-05% | -6.728e-05%
CMOS | 24.75% | -53.51% | 17.18% | -12.41% | 63.87% | -35.89% | -10.11% | -6.01% | 22.14% | 8.249% | 15.29% | -19.84% | 13.5% | 1.609% | 10.72% | 26.64% | -15.17% | CMOS | 8.098e-06% | 4.619e-07% | -3.723e-06% | -1.549e-06% | -2.057e-05% | 3.421e-05% | -1.309e-05% | 9.357e-06% | -9.371e-06% | 3.046e-05% | -1.602e-05% | -3.556e-05% | 5.786e-05% | -5.32e-05% | 5.008e-05% | -2.087e-05% | -3.207e-05%
Opex | 0.6736% | 6.081% | 0.3782% | 14.35% | 10.63% | 7.042% | 6.566% | 10.56% | -3.775% | -50.19% | 8.135% | 18.8% | -3.736% | -4.883% | -5.616% | 5.415% | -5.204% | Opex | 4.657e-06% | 1.992e-05% | 1.585e-05% | -7.534e-05% | 6.024e-05% | -1.143e-05% | 1.494e-05% | -2.326e-05% | 1.553e-05% | 1.921e-05% | -4.956e-05% | -1.891e-05% | 5.149e-05% | -5.109e-05% | 3.572e-05% | 2.874e-05% | -4.464e-05%
O/H Subtransmission Lines | 0% | 0% | 0% | 0% | 0% | 10.99% | 0% | 0.02667% | -0.03268% | 0.4741% | -3.465% | 0.09402% | -0.000225% | 7.961% | 1.981% | 7.16% | 1.266% | O/H Subtransmission Lines | 0% | 0% | 0% | 0% | 0% | 3.48e-05% | 0% | -2.009e-05% | 2.072e-05% | -1.934e-05% | 2.82e-05% | 4.302e-07% | -4.055e-05% | -1.179e-05% | 4.048e-05% | -3.342e-05% | 2.354e-05%
O/H Distribution Lines | -0.3705% | -0.5447% | -0.2852% | 0.0651% | 0.2201% | -1.395% | -0.6376% | -1.087% | -2.557% | 1.133% | 1.442% | 0.6581% | 0.1469% | 0.3442% | 0.112% | 0.4576% | -0.1008% | O/H Distribution Lines | 9.405e-07% | 4.073e-06% | -2.937e-06% | 6.341e-06% | -3.398e-06% | -5.641e-06% | 4.631e-06% | -7.744e-07% | 2.893e-06% | -6.605e-06% | 8.459e-06% | -3.733e-06% | -4.245e-09% | -1.811e-06% | -1.792e-06% | 9.186e-07% | -2.654e-06%
U/G Subtransmission | 0% | 0% | 0% | 0% | 0% | 0% | 0% | 135% | 0.3665% | -0.3304% | 1.276% | 0.399% | 0% | 1.269% | -0.1255% | 0% | 0.008761% | U/G Subtransmission | 0% | 0% | 0% | 0% | 0% | 0% | 0% | -5.981e-07% | 2.29e-06% | -1.896e-06% | 7.646e-06% | -8.663e-06% | 0% | 1.823e-05% | -1.323e-05% | 0% | -6.755e-06%
U/G Distribution Cables | 1.555% | 0.1905% | 3.566% | 3.77% | 3.381% | 3.567% | 3.429% | 3.553% | 3.394% | 0.9376% | 1.144% | 1.141% | 1.492% | 3.058% | 2.178% | 1.2% | 0.8697% | U/G Distribution Cables | 1.065e-05% | -1.757e-05% | 5.423e-05% | -3.394e-05% | 2.652e-06% | -4.815e-05% | 4.966e-05% | 9.53e-06% | -3.077e-05% | -1.127e-05% | 4.044e-05% | -2.241e-05% | -8.774e-06% | 2.897e-05% | -2.128e-06% | -1.721e-05% | -1.309e-05%
Transformers | 2.288% | 2.047% | 2.686% | 1.681% | 2.661% | 0.6471% | 1.957% | 2.825% | 1.414% | 0.8876% | 0.5134% | 1.21% | 3.269% | 1.41% | 1.18% | 0.8482% | 0.04375% | Transformers | 4.84e-05% | -9.446e-05% | 7.141e-05% | -1.708e-05% | -4.603e-05% | 6.474e-05% | -4.082e-06% | 8.386e-06% | -2.692e-06% | -6.104e-05% | 5.515e-06% | 2.336e-05% | 1.057e-06% | -1.12e-05% | -1.857e-06% | 4.898e-05% | -6.288e-05%
1.ACT/EVO: Output and input contributions | [17 empty] | 1.ACT/EVO: Output and input contributions
Year | 2007 | 2008 | 2009 | 2010 | 2011 | 2012 | 2013 | 2014 | 2015 | 2016 | 2017 | 2018 | 2019 | 2020 | 2021 | 2022 | 2023 | Year | 2007 | 2008 | 2009 | 2010 | 2011 | 2012 | 2013 | 2014 | 2015 | 2016 | 2017 | 2018 | 2019 | 2020 | 2021 | 2022 | 2023
Energy (GWh) | 0.1994% | 0.08463% | 0.07948% | 0.07223% | 0.04201% | -0.05815% | 0.03893% | -0.2289% | 0.08153% | 0.0623% | 0.1172% | -0.1923% | 0.1066% | -0.09752% | -0.01239% | 0.1472% | 0.2553% | Energy (GWh) | 1.069e-06% | -4.709e-07% | -3.082e-07% | 8.194e-08% | -9.118e-07% | 2.589e-06% | -1.294e-06% | -4.478e-07% | -7.407e-07% | 2.81e-06% | -5.496e-07% | -8.859e-07% | 5.861e-07% | -1.492e-06% | 2.841e-06% | -2.632e-06% | 2.972e-06%
Ratcheted Max Demand | -0.0272% | 0.05692% | -0.009383% | 0.01808% | -0.04304% | 3.791% | 0.003071% | 0.0009999% | 1.506% | 0.0006227% | 0.0002547% | 3.597% | 0.008863% | 0.0005083% | 1.386% | 1.165% | 5.944% | Ratcheted Max Demand | -1.232e-07% | -1.118e-07% | 4.622e-08% | -1.914e-07% | 1.666e-07% | -9.538e-06% | 8.282e-08% | -7.204e-08% | 7.351e-06% | 1.083e-08% | -1.006e-08% | 3.497e-06% | -6.927e-08% | 1.394e-07% | 6.493e-07% | -9.967e-06% | 6.652e-06%
Customer Numbers | 0.2135% | 0.2881% | 0.3117% | 0.4553% | 0.4499% | 0.486% | 0.4461% | 0.1565% | 0.3322% | 0.3267% | 0.6698% | 0.5964% | 0.545% | 0.3841% | 0.4865% | 0.4371% | 0.3965% | Customer Numbers | -6.957e-06% | -2.312e-06% | 4.875e-06% | 8.911e-06% | -9.598e-06% | 1.097e-06% | -5.569e-06% | -2.098e-06% | 6.531e-06% | 2.354e-06% | -1.546e-06% | -6.78e-06% | 2.13e-06% | 2.428e-06% | 3.166e-06% | -6.096e-06% | 1.131e-05%
Circuit Length | 0.1791% | -0.04267% | 0.6683% | 0.6908% | 0.7428% | 0.6598% | 0.5896% | 0.4938% | 0.8968% | 0.3546% | 0.1661% | 0.3846% | 0.388% | 1.293% | 0.5445% | 0.3172% | 0.142% | Circuit Length | -1.593e-05% | 7.77e-06% | -1.18e-05% | -1.422e-06% | 3.169e-06% | 2.59e-05% | -1.66e-05% | 6.266e-06% | 1.091e-05% | -2.627e-05% | -5.472e-06% | 2.701e-05% | -2.985e-06% | -7.088e-06% | 1.491e-05% | -7.185e-06% | -1.606e-06%
CMOS | -1.048% | 1.942% | -0.5374% | 0.3054% | -2.289% | 1.398% | 0.2954% | 0.1704% | -0.6567% | -0.3175% | -0.667% | 0.8528% | -0.5654% | -0.06979% | -0.4705% | -1.745% | 0.8594% | CMOS | -3.239e-06% | 9.257e-07% | 2.608e-07% | 9.393e-07% | 1.311e-06% | -2.559e-06% | 7.741e-07% | -1.878e-06% | 1.996e-06% | -1.775e-06% | 2.814e-07% | -9.259e-07% | 1.772e-06% | 1.043e-06% | -2.321e-06% | -3.351e-06% | 1.775e-06%
Opex | -0.1183% | -2.624% | -0.3809% | -6.156% | -4.792% | -3.192% | -3.506% | -5.735% | 2.516% | 22.74% | -3.237% | -8.365% | 1.727% | 2.237% | 2.636% | -2.519% | 2.245% | Opex | -1.915e-05% | 1.48e-05% | -1.446e-06% | -1.73e-05% | -1.019e-06% | 2.66e-05% | -3.67e-05% | 3.102e-05% | -1.015e-05% | -1.645e-05% | 2.577e-05% | -2.587e-05% | 2.319e-06% | 1.599e-06% | 8.155e-06% | -4.015e-07% | 9.735e-06%
O/H Subtransmission Lines | -0.008049% | -0.008355% | -0.000558% | -0.01612% | 0.01428% | -0.3387% | 0.001502% | 0.002355% | 0.0001459% | -0.0191% | 0.1085% | -0.003577% | 0.000521% | -0.2404% | -0.05074% | -0.1962% | -0.05764% | O/H Subtransmission Lines | -5.075e-10% | 1.528e-08% | -1.186e-08% | -2.708e-09% | 1.155e-08% | 7.895e-07% | -2.51e-08% | -9.806e-07% | 9.307e-07% | 6.754e-09% | -2.053e-06% | -1.382e-07% | 1.738e-06% | 2.913e-07% | 3.533e-07% | -2.555e-06% | 4.468e-07%
O/H Distribution Lines | 0.04425% | 0.05912% | 0.02537% | -0.001815% | -0.02369% | 0.16% | 0.06952% | 0.1056% | 0.2619% | -0.08412% | -0.1641% | -0.07617% | -0.01441% | -0.03766% | -0.01215% | -0.04611% | 0.008917% | O/H Distribution Lines | -3.678e-06% | -5.339e-06% | 8.246e-07% | 7.234e-06% | -8.067e-06% | 6.686e-06% | -7.496e-06% | 7e-06% | -4.111e-06% | 3.563e-07% | 5.299e-07% | -1.175e-06% | -1.39e-06% | 1.935e-07% | 5.31e-06% | 1.986e-06% | -6.158e-08%
U/G Subtransmission | -0.001834% | -0.001263% | 0.0003118% | -0.00302% | -0.001482% | -0.001917% | -0.003065% | -0.06139% | 9.1e-05% | -0.002181% | 0.0002175% | 0.001079% | -0.000828% | -0.003474% | 0.001199% | -0.002826% | -0.001071% | U/G Subtransmission | -3.401e-09% | 2.01e-09% | -3.612e-10% | 2.623e-10% | 6.309e-10% | -4.151e-09% | 1.351e-09% | -1.254e-08% | 1.163e-08% | 4.684e-10% | -1.162e-08% | 7.05e-09% | 1.171e-09% | -9.479e-10% | -1.282e-08% | -3.607e-10% | 2.09e-08%
U/G Distribution Cables | -0.3578% | -0.06965% | -0.566% | -0.7936% | -0.6192% | -0.6426% | -0.5978% | -0.5417% | -0.5144% | -0.2366% | -0.1627% | -0.129% | -0.2565% | -0.4388% | -0.2578% | -0.151% | -0.3331% | U/G Distribution Cables | -3.289e-06% | -4.36e-06% | 1.669e-07% | -7.009e-06% | -2.415e-06% | 2.03e-06% | 9.042e-06% | -3.737e-06% | -1.804e-06% | 3.981e-06% | 2.51e-06% | -2.927e-06% | 1.571e-06% | -6.443e-06% | -2.515e-06% | 1.273e-06% | -9.452e-07%
Transformers | -0.5727% | -0.5011% | -0.5811% | -0.4712% | -0.5645% | -0.1316% | -0.4682% | -0.6472% | -0.3605% | -0.3008% | -0.1029% | -0.2546% | -0.7931% | -0.3978% | -0.3063% | -0.1951% | -0.1456% | Transformers | 1.755e-06% | -3.374e-06% | 1.272e-05% | -1.005e-05% | 3.159e-06% | -1.71e-06% | 8.712e-06% | -8.05e-06% | 6.783e-06% | -1.008e-05% | 1.115e-05% | -8.147e-06% | 4.54e-06% | -6.939e-06% | 1.548e-05% | -1.25e-05% | -6.891e-06%
TFP Change | -1.498% | -0.8171% | -0.9902% | -5.9% | -7.084% | 2.13% | -3.131% | -6.284% | 4.063% | 22.53% | -3.272% | -3.588% | 1.145% | 2.629% | 3.944% | -2.788% | 9.314% | TFP Change
check | -1.498% | -0.8171% | -0.9902% | -5.9% | -7.084% | 2.13% | -3.131% | -6.284% | 4.063% | 22.53% | -3.272% | -3.588% | 1.145% | 2.629% | 3.944% | -2.788% | 9.314% | check
check | 6.13e-10 | 1.8235e-09 | 4.0836e-10 | -1.9554e-09 | 2.352e-09 | 2.9231e-09 | 2.2419e-09 | -4.8776e-09 | 1.4953e-09 | 7.436e-09 | -8.7857e-10 | 3.9563e-10 | 3.7699e-10 | -8.2446e-10 | 7.0577e-10 | 2.3647e-11 | 1.7508e-09 | check
1.ACT/EVO: Contributions to TFP growth | [17 empty] | 1.ACT/EVO: Contributions to TFP growth | bar: 2007 to 2010
Year | 2007: 2006 to 2023; 2008: 2006 to 2012; 2009: 2012 to 2023; 2010: 2023 | Year | 2006 to 2023 | 2006 to 2012 | 2012 to 2023 | 2023
Energy (GWh) | 2007: 0.04103%; 2008: 0.06993%; 2009: 0.02527%; 2010: 0.2553% | Energy (GWh) | 1.892e-07% | 3.414e-07% | 1.062e-07% | 2.972e-06%
Ratcheted Max Demand | 2007: 1.024%; 2008: 0.6311%; 2009: 1.238%; 2010: 5.944% | Ratcheted Max Demand | -8.759e-08% | -1.625e-06% | 7.511e-07% | 6.652e-06%
Customer Numbers | 2007: 0.4107%; 2008: 0.3674%; 2009: 0.4343%; 2010: 0.3965% | Customer Numbers | 1.082e-07% | -6.64e-07% | 5.294e-07% | 1.131e-05%
Circuit Length | 2007: 0.4982%; 2008: 0.483%; 2009: 0.5064%; 2010: 0.142% | Circuit Length | -2.458e-08% | 1.282e-06% | -7.374e-07% | -1.606e-06%
CMOS | 2007: -0.1496%; 2008: -0.03832%; 2009: -0.2103%; 2010: 0.8594% | CMOS | -2.924e-07% | -3.936e-07% | -2.372e-07% | 1.775e-06%
Opex | 2007: -0.3836%; 2008: -2.877%; 2009: 0.9766%; 2010: 2.245% | Opex | -4.997e-07% | 4.14e-07% | -9.98e-07% | 9.735e-06%
O/H Subtransmission Lines | 2007: -0.04778%; 2008: -0.05959%; 2009: -0.04133%; 2010: -0.05764% | O/H Subtransmission Lines | -6.959e-08% | 1.335e-07% | -1.804e-07% | 4.468e-07%
O/H Distribution Lines | 2007: 0.01614%; 2008: 0.04387%; 2009: 0.001019%; 2010: 0.008917% | O/H Distribution Lines | -7.04e-08% | -3.899e-07% | 1.039e-07% | -6.158e-08%
U/G Subtransmission | 2007: -0.004791%; 2008: -0.001534%; 2009: -0.006568%; 2010: -0.001071% | U/G Subtransmission | -4.278e-11% | -8.352e-10% | 3.894e-10% | 2.09e-08%
U/G Distribution Cables | 2007: -0.3923%; 2008: -0.5082%; 2009: -0.329%; 2010: -0.3331% | U/G Distribution Cables | -8.747e-07% | -2.479e-06% | 5.271e-10% | -9.452e-07%
Transformers | 2007: -0.3997%; 2008: -0.4704%; 2009: -0.3611%; 2010: -0.1456% | Transformers | -2.024e-07% | 4.165e-07% | -5.4e-07% | -6.891e-06%
TFP Change | 2007: 0.6118%; 2008: -2.36%; 2009: 2.233%; 2010: 9.314% | TFP Change | -1.824e-06% | -2.965e-06% | -1.202e-06% | 2.34e-05%
2.AGD: Output and input growth rates | [17 empty] | 2.AGD: Output and input growth rates
Year | 2007 | 2008 | 2009 | 2010 | 2011 | 2012 | 2013 | 2014 | 2015 | 2016 | 2017 | 2018 | 2019 | 2020 | 2021 | 2022 | 2023 | Year | 2007 | 2008 | 2009 | 2010 | 2011 | 2012 | 2013 | 2014 | 2015 | 2016 | 2017 | 2018 | 2019 | 2020 | 2021 | 2022 | 2023
Energy (GWh) | 1.062% | 0.372% | 0.4961% | -0.5677% | 0.1185% | -4.089% | -10.81% | -3.142% | 0.4169% | -0.04843% | 0.1994% | -1.104% | 0.1456% | -1.946% | -1.932% | -0.9119% | 1.357% | Energy (GWh) | -3.271e-05% | 2.803e-05% | -3.97e-05% | 4.646e-05% | 3.368e-05% | -4.027e-05% | 1.069e-06% | 2.955e-06% | 5.542e-06% | -2.384e-06% | -4.374e-06% | -9.659e-07% | 1.103e-06% | -2.834e-06% | -2.603e-06% | 5.408e-06% | -2.029e-06%
Ratcheted Max Demand | 0% | 2.752% | 1.46% | 0% | 2.825% | 0% | 0% | 0% | 0% | 0% | 0% | 0% | 0% | 0% | 0% | 0% | 0% | Ratcheted Max Demand | 0% | 3.342e-06% | 7.692e-06% | 0% | 2.604e-05% | 0% | 0% | 0% | 0% | 0% | 0% | 0% | 0% | 0% | 0% | 0% | 0%
Customer Numbers | 0.9923% | 0.8102% | 0.748% | 0.6761% | 0.7385% | 0.8002% | 0.8226% | 0.9803% | 1.108% | 1.115% | 1.098% | 1.187% | 1.093% | 0.901% | 0.6858% | 0.4975% | 0.5399% | Customer Numbers | -4.471e-05% | 2.993e-05% | 5.616e-05% | -2.957e-05% | -4.143e-05% | 5.617e-05% | -4.199e-05% | 1.784e-05% | -4.285e-05% | 2.301e-05% | 6.371e-06% | 6.549e-06% | 2.655e-05% | -1.152e-05% | -1.457e-05% | 3.788e-05% | -4.993e-05%
Circuit Length | 0.3415% | 0.8937% | 0.6059% | 0.7145% | 1.318% | 0.8749% | 0.8266% | 0.749% | 0.1261% | 0.3132% | 0.4551% | 0.4904% | 0.3816% | 0.6821% | 0.4489% | 0.5384% | 0.4975% | Circuit Length | 2.352e-05% | -6.81e-05% | 4.202e-05% | -4.517e-06% | 3.861e-05% | -5.077e-06% | 2.332e-06% | -5.249e-05% | 5.804e-05% | -7.699e-06% | 8.345e-06% | -7.403e-05% | 7.788e-05% | -6.299e-05% | 1.335e-05% | -7.954e-06% | 1.488e-05%
CMOS | -0.7354% | 13.46% | 10.06% | -29.27% | 13.1% | -11.15% | -15.07% | 13.35% | -5.817% | 7.368% | 4.914% | -11.45% | 8.112% | 21.99% | -25.88% | 6.368% | -22.34% | CMOS | 7.85e-06% | -2.87e-05% | 2.04e-05% | 2.07e-06% | 3.795e-05% | -3.508e-05% | -8.725e-08% | 3.68e-07% | 2.287e-06% | -1.01e-05% | 5.492e-05% | -4.9e-05% | -1.425e-06% | -7.842e-06% | 1.131e-05% | -2.71e-06% | 5.012e-06%
Opex | -16.32% | 34.96% | -9.911% | 12.95% | -4.213% | 9.644% | -23.62% | 10.53% | 16.16% | -11.65% | -12.11% | -15.23% | -5.339% | -12.35% | -6.113% | -13.02% | 9.801% | Opex | -4.596e-06% | -9.596e-06% | 3.054e-06% | 4.177e-05% | -4.569e-05% | -1.176e-05% | 4.696e-05% | 1.9e-05% | -6.131e-05% | -1.837e-05% | 2.4e-05% | 1.824e-05% | -4.13e-06% | -3.831e-06% | 5.215e-06% | 1.315e-06% | -1.073e-05%
O/H Subtransmission Lines | -5.294% | 0.04582% | 1.274% | 1.331% | 2.166% | 0.8397% | 1.159% | -4.119% | 4.167% | -1.643% | 2.345% | -3.954% | -0.03309% | -1.708% | 0.08995% | -1.637% | 0.9567% | O/H Subtransmission Lines | -2.01e-06% | 5.669e-06% | -9.534e-07% | 4.389e-06% | -3.682e-06% | -1.675e-05% | -5.181e-06% | 1.218e-05% | 3.877e-05% | -3.288e-05% | 2.588e-05% | -2.347e-05% | -5.017e-06% | -1.125e-06% | 9.565e-06% | -3.504e-06% | 2.833e-06%
O/H Distribution Lines | -0.2066% | 0.05681% | 0.06576% | -0.3417% | -0.2018% | -0.4709% | -0.3575% | 1.842% | 1.143% | 1.593% | 1.395% | -0.4857% | 5.848% | -6.014% | 0.9764% | 6.443% | 0.8793% | O/H Distribution Lines | -3.253e-06% | 1.518e-05% | -8.323e-06% | 4.014e-06% | 1.034e-06% | -8.117e-06% | 1.026e-05% | 3.504e-05% | -2.84e-05% | -6.922e-06% | 2.551e-05% | -5.535e-06% | -3.134e-06% | -6.12e-07% | 5.399e-06% | -2.213e-05% | -4.409e-06%
U/G Subtransmission | -0.2671% | -0.9191% | -2.772% | 3.033% | 1.771% | 1.704% | 2.718% | 4.885% | -8.135% | 5.152% | 2.206% | -3.671% | -2.801% | 4.874% | -1.239% | 0.5043% | -5.226% | U/G Subtransmission | -8.18e-06% | 3.2e-06% | -2.099e-06% | 8.03e-06% | -3.92e-05% | 7.422e-05% | 1.038e-06% | -8.241e-05% | 6.329e-05% | -4.489e-05% | -1.174e-05% | 6.19e-05% | -4.997e-05% | 3.772e-05% | -5.144e-05% | 4.25e-05% | -4.577e-06%
U/G Distribution Cables | 3.017% | 2.034% | 2.485% | 1.984% | 2.905% | 3.168% | 2.676% | 2.536% | 0.9919% | 1.1% | 1.493% | 1.195% | 1.226% | 1.48% | 0.9298% | 0.8973% | 0.7828% | U/G Distribution Cables | -1.586e-05% | 4.384e-05% | -6.15e-05% | 6.228e-05% | -5.609e-05% | 2.849e-08% | 2.372e-05% | -1.591e-05% | 2.791e-05% | -4.565e-06% | 9.217e-06% | -3.081e-05% | 5.128e-05% | -1.644e-05% | -2.808e-05% | -2.098e-06% | 4.411e-06%
Transformers | 4.41% | 3.998% | 4.702% | 4.495% | 1.705% | 4.204% | 3.444% | 3% | 1.369% | 1.174% | -4.414% | 1.154% | -0.08259% | 1.132% | 0.5191% | -3.726% | 0.01874% | Transformers | -2.032e-05% | 5.703e-05% | -6.152e-05% | 2.469e-05% | -2.528e-05% | 3.493e-05% | 1.167e-05% | -1.974e-05% | 2.173e-05% | -5.223e-05% | 9.599e-07% | 2.496e-05% | 2.696e-06% | -2.034e-05% | 2.947e-05% | -2.832e-05% | 5.871e-05%
2.AGD: Output and input contributions | [17 empty] | 2.AGD: Output and input contributions
Year | 2007 | 2008 | 2009 | 2010 | 2011 | 2012 | 2013 | 2014 | 2015 | 2016 | 2017 | 2018 | 2019 | 2020 | 2021 | 2022 | 2023 | Year | 2007 | 2008 | 2009 | 2010 | 2011 | 2012 | 2013 | 2014 | 2015 | 2016 | 2017 | 2018 | 2019 | 2020 | 2021 | 2022 | 2023
Energy (GWh) | 0.101% | 0.04262% | 0.0528% | -0.08806% | 0.008939% | -0.3968% | -1.009% | -0.2925% | 0.03869% | -0.01121% | 0.01817% | -0.1018% | 0.01182% | -0.196% | -0.1713% | -0.08861% | 0.1319% | Energy (GWh) | 4.009e-07% | -2.228e-06% | 4.977e-06% | 2.903e-07% | 5.858e-07% | -5.824e-06% | 2.138e-07% | 6.427e-06% | -9.825e-07% | -1.634e-06% | -4.633e-06% | 3.966e-06% | -1.077e-06% | -3.394e-06% | 1.337e-06% | 4.973e-06% | -4.114e-06%
Ratcheted Max Demand | 0.0039% | 1.042% | 0.5575% | 0.01607% | 1.055% | -0.006013% | -0.006414% | 0.001815% | -1.137e-05% | 0.006228% | 0.0005344% | -0.001652% | 0.0015% | 0.008152% | -0.006832% | 0.001229% | -0.001979% | Ratcheted Max Demand | -1.685e-07% | -2.776e-05% | 7.907e-06% | 1.784e-07% | 5.439e-06% | -1.612e-08% | 2.915e-08% | -2.685e-08% | -1.409e-09% | 1.668e-08% | 4.652e-09% | -2.977e-09% | -6.956e-09% | 1.009e-09% | 1.04e-08% | -2.112e-08% | -9.561e-09%
Customer Numbers | 0.2102% | 0.1626% | 0.1534% | 0.1679% | 0.1529% | 0.1705% | 0.1713% | 0.1949% | 0.2219% | 0.2267% | 0.2232% | 0.2386% | 0.2241% | 0.2016% | 0.1239% | 0.1047% | 0.1042% | Customer Numbers | -3.696e-06% | 3.31e-06% | -6.372e-06% | 9.904e-07% | 1.882e-06% | -4.442e-06% | -1.632e-06% | -7.794e-07% | 4.863e-06% | 4.271e-06% | 7.058e-06% | -1.575e-05% | 1.526e-05% | -1.275e-05% | 7.475e-06% | -5.393e-06% | 3.137e-06%
Circuit Length | 0.1553% | 0.3838% | 0.263% | 0.3566% | 0.5725% | 0.3828% | 0.3533% | 0.317% | 0.0534% | 0.1389% | 0.1958% | 0.2074% | 0.1665% | 0.3151% | 0.1742% | 0.236% | 0.2066% | Circuit Length | -1.095e-05% | 1.333e-05% | 5.26e-06% | -4.818e-06% | 2.794e-08% | 2.063e-05% | -2.6e-05% | -7.123e-06% | 9.849e-06% | -4.1e-06% | 1.645e-05% | -1.831e-05% | 1.896e-05% | -2.497e-05% | 1.49e-05% | -1.693e-05% | 3.699e-05%
CMOS | 0.09883% | -1.826% | -1.462% | 3.935% | -1.386% | 1.139% | 1.133% | -1.017% | 0.4736% | -0.5642% | -0.4708% | 1.071% | -0.7492% | -2.493% | 2.881% | -0.6347% | 2.182% | CMOS | -1.056e-05% | 9.43e-06% | -4.043e-06% | -3.984e-06% | -4.327e-06% | 8.828e-06% | -1.927e-06% | -2.4e-06% | 1.062e-05% | -9.366e-06% | 1.024e-05% | -6.607e-07% | -1.455e-05% | 2.469e-06% | 3.896e-06% | -6.447e-07% | 1.046e-06%
Opex | 6.3% | -14.03% | 4.458% | -5.35% | 2.26% | -3.401% | 8.61% | -3.969% | -6.203% | 4.379% | 4.63% | 5.482% | 1.81% | 4.502% | 2.682% | 4.073% | -4.258% | Opex | -3.068e-06% | -1.538e-05% | 1.587e-05% | -1.661e-05% | 2.408e-05% | -6.27e-06% | -2.037e-05% | 8.024e-06% | 1.133e-05% | 1.126e-05% | -1.449e-05% | -6.93e-06% | 7.409e-06% | -1.541e-05% | 2.669e-05% | -2.293e-05% | 1.578e-05%
O/H Subtransmission Lines | 0.2233% | -0.009632% | -0.04615% | -0.0624% | -0.08141% | -0.03158% | -0.04352% | 0.1543% | -0.1539% | 0.06199% | -0.0888% | 0.1475% | 0.001219% | 0.0686% | -0.006395% | 0.06493% | -0.0338% | O/H Subtransmission Lines | 9.427e-07% | 1.477e-06% | 1.21e-08% | -2.151e-06% | 2.787e-06% | -9.846e-07% | 4.748e-07% | 4.953e-07% | 3.136e-07% | -1.139e-06% | 2.625e-07% | -2.825e-06% | 2.513e-07% | 1.775e-06% | 4.989e-07% | -6.317e-07% | -1.526e-06%
O/H Distribution Lines | 0.01595% | -0.01446% | 0.005347% | 0.02315% | 0.02416% | 0.0254% | 0.02612% | -0.1241% | -0.07138% | -0.1019% | -0.08139% | 0.02574% | -0.3693% | 0.3776% | -0.053% | -0.397% | -0.1115% | O/H Distribution Lines | 5.32e-07% | -2.379e-06% | 3.265e-06% | -4.447e-06% | -4.2e-07% | 3.079e-06% | 2.026e-06% | -4.419e-06% | 4.731e-06% | -1.318e-06% | -1.578e-06% | 6.667e-07% | 1.975e-06% | -8.224e-07% | -1.042e-06% | 3.307e-06% | -4.989e-06%
U/G Subtransmission | 0.01907% | 0.03478% | 0.156% | -0.1778% | -0.08029% | -0.09306% | -0.1588% | -0.2864% | 0.4808% | -0.3096% | -0.1382% | 0.2174% | 0.1804% | -0.3196% | 0.08848% | -0.03589% | 0.3395% | U/G Subtransmission | 2.001e-07% | 3.519e-06% | 1.09e-06% | -3.762e-06% | 2.672e-06% | -2.708e-06% | -8.954e-07% | -1.673e-07% | 4.079e-06% | -1.48e-06% | 2.214e-06% | -3.342e-07% | -1.186e-06% | -1.28e-06% | 1.139e-06% | 2.088e-07% | 4.798e-07%
U/G Distribution Cables | -0.3635% | -0.3806% | -0.2298% | -0.3193% | -0.378% | -0.4464% | -0.3765% | -0.3492% | -0.1363% | -0.1443% | -0.2451% | -0.2146% | -0.2074% | -0.2725% | -0.0653% | -0.1707% | -0.2323% | U/G Distribution Cables | -4.249e-06% | 9.977e-06% | -3.88e-06% | -5.036e-06% | -1.662e-06% | 2.669e-06% | -3.104e-06% | 2.95e-07% | 1.634e-06% | 1.463e-07% | 6.813e-06% | 2.414e-06% | -6.657e-06% | -3.163e-06% | 6.221e-06% | -7.758e-06% | 7.201e-06%
Transformers | -1.092% | -1.43% | -1.213% | -1.487% | -0.471% | -1.409% | -1.224% | -0.9477% | -0.3574% | -0.4043% | 1.412% | -0.3718% | 0.02429% | -0.2652% | -0.1692% | 1.14% | -0.02124% | Transformers | 3.899e-06% | -1.894e-05% | 2.31e-05% | -1.573e-06% | -1.419e-05% | 8.145e-06% | -5.76e-06% | 3.03e-06% | 8.904e-06% | -8.734e-07% | -2.82e-07% | -2.473e-05% | -7.493e-07% | 1.146e-05% | -3.329e-06% | 1.469e-05% | -1.426e-05%
TFP Change | 5.672% | -16.02% | 2.694% | -2.986% | 1.677% | -4.066% | 7.476% | -6.317% | -5.654% | 3.277% | 5.456% | 6.7% | 1.094% | 1.927% | 5.478% | 4.293% | -1.695% | TFP Change
check | 5.672% | -16.02% | 2.694% | -2.986% | 1.677% | -4.066% | 7.476% | -6.317% | -5.654% | 3.277% | 5.456% | 6.7% | 1.094% | 1.927% | 5.478% | 4.293% | -1.695% | check
check | -8.622e-10 | -1.0506e-08 | 4.6202e-10 | -2.532e-09 | -6.6939e-10 | -1.6989e-09 | -1.2733e-09 | -2.2719e-09 | 1.8647e-09 | 2.8813e-09 | 1.5134e-09 | 1.1096e-10 | 2.6012e-10 | 4.3656e-10 | -7.3487e-10 | 1.3924e-09 | -1.8936e-09 | check
2.AGD: Contributions to TFP growth | [17 empty] | 2.AGD: Contributions to TFP growth | bar: 2007 to 2010
Year | 2007: 2006 to 2023; 2008: 2006 to 2012; 2009: 2012 to 2023; 2010: 2023 | Year | 2006 to 2023 | 2006 to 2012 | 2012 to 2023 | 2023
Energy (GWh) | 2007: -0.1147%; 2008: -0.04658%; 2009: -0.1518%; 2010: 0.1319% | Energy (GWh) | -4.224e-08% | -2.998e-07% | 9.826e-08% | -4.114e-06%
Ratcheted Max Demand | 2007: 0.1571%; 2008: 0.4448%; 2009: 0.0002336%; 2010: -0.001979% | Ratcheted Max Demand | -8.485e-07% | -2.403e-06% | -6.357e-10% | -9.561e-09%
Customer Numbers | 2007: 0.1796%; 2008: 0.1696%; 2009: 0.185%; 2010: 0.1042% | Customer Numbers | -1.508e-07% | -1.388e-06% | 5.241e-07% | 3.137e-06%
Circuit Length | 2007: 0.2634%; 2008: 0.3523%; 2009: 0.2149%; 2010: 0.2066% | Circuit Length | 1.364e-06% | 3.914e-06% | -2.7e-08% | 3.699e-05%
CMOS | 2007: 0.1359%; 2008: 0.08295%; 2009: 0.1647%; 2010: 2.182% | CMOS | -3.485e-07% | -7.751e-07% | -1.158e-07% | 1.046e-06%
Opex | 2007: 0.7044%; 2008: -1.627%; 2009: 1.976%; 2010: -4.258% | Opex | -5.914e-08% | -2.289e-07% | 3.347e-08% | 1.578e-05%
O/H Subtransmission Lines | 2007: 0.009666%; 2008: -0.001311%; 2009: 0.01565%; 2010: -0.0338% | O/H Subtransmission Lines | 1.948e-09% | 3.473e-07% | -1.864e-07% | -1.526e-06%
O/H Distribution Lines | 2007: -0.04709%; 2008: 0.01326%; 2009: -0.08001%; 2010: -0.1115% | O/H Distribution Lines | -1.078e-07% | -6.145e-08% | -1.33e-07% | -4.989e-06%
U/G Subtransmission | 2007: -0.0049%; 2008: -0.02356%; 2009: 0.005277%; 2010: 0.3395% | U/G Subtransmission | 2.229e-07% | 1.686e-07% | 2.524e-07% | 4.798e-07%
U/G Distribution Cables | 2007: -0.2666%; 2008: -0.3529%; 2009: -0.2195%; 2010: -0.2323% | U/G Distribution Cables | 1.095e-07% | -3.635e-07% | 3.674e-07% | 7.201e-06%
Transformers | 2007: -0.4874%; 2008: -1.184%; 2009: -0.1076%; 2010: -0.02124% | Transformers | -6.738e-07% | 7.182e-08% | -1.08e-06% | -1.426e-05%
TFP Change | 2007: 0.5295%; 2008: -2.172%; 2009: 2.003%; 2010: -1.695% | TFP Change | -5.326e-07% | -1.018e-06% | -2.678e-07% | 3.974e-05%
3.CIT: Output and input growth rates | [17 empty] | 3.CIT: Output and input growth rates
Year | 2007 | 2008 | 2009 | 2010 | 2011 | 2012 | 2013 | 2014 | 2015 | 2016 | 2017 | 2018 | 2019 | 2020 | 2021 | 2022 | 2023 | Year | 2007 | 2008 | 2009 | 2010 | 2011 | 2012 | 2013 | 2014 | 2015 | 2016 | 2017 | 2018 | 2019 | 2020 | 2021 | 2022 | 2023
Energy (GWh) | 1.731% | 0.3333% | -0.05124% | 1.84% | -1.7% | -0.3268% | -1.72% | -1.041% | 0.4176% | -1.154% | 0.7007% | -1.594% | -0.1851% | -11.55% | -2.135% | 2.467% | 3.15% | Energy (GWh) | 3.65e-06% | 2.113e-05% | 6.728e-06% | 1.08e-05% | -3.513e-05% | -4.463e-06% | -2.049e-05% | 1.174e-05% | 2.419e-06% | 3.498e-07% | -3.98e-06% | 4.699e-06% | 4.877e-06% | -1.913e-06% | -7.569e-06% | 2.338e-06% | -2.51e-06%
Ratcheted Max Demand | 2.757% | 4.517% | 2.647% | 0% | 0% | 0% | 0% | 0% | 0% | 0% | 1.995% | 3.313% | 0% | 0.9265% | 0% | 0% | 0% | Ratcheted Max Demand | 2.048e-05% | -5.591e-05% | 3.815e-05% | 0% | 0% | 0% | 0% | 0% | 0% | 0% | -2.312e-05% | 1.441e-05% | 0% | -1.555e-05% | 0% | 0% | 0%
Customer Numbers | 1.674% | 1.061% | 0.9302% | 1.36% | 1.366% | 1.328% | 1.276% | 0.9809% | 0.6087% | 2.459% | 0.986% | 0.9586% | 0.6806% | 0.422% | 0.2233% | 0.4166% | 0.3971% | Customer Numbers | -2.876e-05% | 2.956e-05% | -1.519e-05% | -2.311e-05% | 8.037e-05% | -1.542e-05% | -4.307e-05% | 2.303e-05% | -4.351e-05% | 1.927e-05% | 1.933e-05% | 3.624e-05% | -3.221e-06% | -6.503e-05% | -1.564e-06% | -4.409e-06% | 6.395e-05%
Circuit Length | 3.093% | -0.9716% | 0.8238% | 0.7261% | 4.404% | 0.4425% | 1.017% | 3.047% | 0.5342% | 0.7897% | 0.1837% | -0.2985% | 0.4735% | 0.2547% | 0.5938% | -0.0973% | 0.3663% | Circuit Length | 1.156e-05% | 3.462e-06% | -5.106e-05% | 1.304e-05% | 1.393e-05% | 1.365e-05% | -3.108e-05% | 2.961e-05% | 1.681e-05% | -1.169e-05% | -3.859e-06% | -2.326e-05% | 1.859e-05% | -1.392e-05% | 1.099e-05% | 8.774e-06% | 3.147e-05%
CMOS | -10.43% | -26.67% | 58.82% | 2.71% | -26.54% | 26.27% | -6.652% | 25.8% | -26.24% | -4.937% | -17.32% | 21.36% | -13.86% | 25.79% | -46.79% | -15.57% | -2.365% | CMOS | 2.244e-06% | 3.711e-06% | 3.31e-05% | -6.185e-05% | 1.619e-05% | 3.407e-05% | -8.25e-07% | -4.518e-05% | 6.096e-05% | -6.55e-05% | 2.614e-05% | 5.092e-06% | -2.007e-05% | 6.597e-06% | 5.987e-05% | -2.695e-05% | 1.03e-07%
Opex | 3.092% | -2.505% | 16.59% | 4.906% | -3.162% | 18.75% | -2.507% | 5.027% | -3.761% | 0.2421% | -2.504% | -10.17% | 9.041% | -3.64% | -20.05% | 3.184% | 6.154% | Opex | 1.536e-05% | -3.851e-05% | 3.112e-05% | 8.82e-06% | -3.208e-05% | 3.548e-05% | -5.11e-05% | 5.13e-05% | -2.133e-05% | 3.548e-05% | -2.501e-05% | 1.764e-05% | -5.676e-05% | -2.347e-06% | 2.819e-05% | -8.84e-06% | 4.859e-05%
O/H Subtransmission Lines | 1.375% | -4.422% | -0.04685% | -0.3064% | 1.868% | 0% | 0% | 4.284% | 0.2902% | 0.02852% | -0.2841% | -0.86% | -0.004279% | 0.105% | -0.2066% | 0.1033% | 0% | O/H Subtransmission Lines | -2.295e-05% | 2.042e-05% | 2.522e-06% | -3.467e-06% | -4.797e-07% | 0% | 0% | -1.128e-05% | -3.308e-05% | 8.711e-06% | 1.506e-05% | 7.152e-05% | -6.137e-05% | 4.222e-05% | -0.000152% | 7.599e-05% | 0%
O/H Distribution Lines | 1.375% | -4.422% | -0.04685% | -0.3064% | 1.68% | 0.3749% | 0.02495% | -3.445% | 0.109% | -1.162% | 1.093% | -2.675% | -0.06962% | -2.286% | 0.3399% | 0.6207% | -0.1639% | O/H Distribution Lines | -2.788e-05% | 2.005e-05% | 8.689e-06% | -7.565e-06% | 6.706e-07% | 1.706e-06% | 8.903e-06% | -5.288e-06% | -6.472e-06% | 3.593e-06% | 3.296e-06% | -6.816e-06% | 8.807e-06% | -4.418e-06% | 6.665e-06% | 1.359e-06% | -6.466e-06%
U/G Subtransmission | 5.382% | 3.292% | 1.833% | 1.852% | -3.576% | 21.44% | 1.739% | 7.217% | 1.855% | 8.584% | -0.08675% | 1.751% | -0.001515% | 10.7% | 1.772% | 0% | 1.433% | U/G Subtransmission | -3.776e-05% | 7.071e-06% | 1.466e-05% | -2.099e-05% | 2.243e-06% | 6.282e-05% | -1.525e-05% | -4.321e-05% | 5.758e-05% | -3.407e-05% | -7.707e-06% | 5e-05% | -1.816e-05% | -2.77e-05% | 9.038e-06% | 0% | -1.94e-05%
U/G Distribution Cables | 5.223% | 3.305% | 1.907% | 2.141% | 7.679% | -0.2209% | 1.502% | 1.582% | 1.016% | 0.7152% | 0.7776% | -2.786% | 0.1012% | -1.494% | 3.134% | -2.049% | 0.7713% | U/G Distribution Cables | -3.545e-05% | 4.719e-05% | 1.448e-05% | -2.326e-05% | 3.444e-05% | -4.06e-05% | -2.297e-05% | 2.364e-06% | -2.221e-06% | 1.039e-06% | -3.085e-06% | 5.795e-05% | -2.146e-05% | -4.327e-05% | 9.196e-05% | -4.078e-05% | 1.146e-05%
Transformers | 1.35% | 3.684% | 1.249% | 3.248% | 1.544% | 1.554% | 1.665% | 2.567% | 0.4521% | 1.306% | 0.3929% | 0.2357% | 1.366% | 1.754% | -2.724% | 1.281% | 0.9041% | Transformers | -2.313e-05% | 1.283e-05% | 2.161e-05% | -3.018e-05% | 3.979e-05% | -9.501e-06% | -3.581e-05% | -8.894e-06% | 4.732e-05% | -6.672e-06% | -1.541e-05% | 4.002e-05% | -7.015e-05% | 6.632e-05% | -3.299e-05% | -7.98e-06% | -3.152e-05%
3.CIT: Output and input contributions | [17 empty] | 3.CIT: Output and input contributions
Year | 2007 | 2008 | 2009 | 2010 | 2011 | 2012 | 2013 | 2014 | 2015 | 2016 | 2017 | 2018 | 2019 | 2020 | 2021 | 2022 | 2023 | Year | 2007 | 2008 | 2009 | 2010 | 2011 | 2012 | 2013 | 2014 | 2015 | 2016 | 2017 | 2018 | 2019 | 2020 | 2021 | 2022 | 2023
Energy (GWh) | 0.154% | 0.02819% | 8.401e-05% | 0.166% | -0.1548% | -0.02746% | -0.1558% | -0.0926% | 0.03595% | -0.1031% | 0.06213% | -0.1418% | -0.0165% | -1.031% | -0.1854% | 0.2228% | 0.2793% | Energy (GWh) | -6.252e-07% | -2.844e-06% | 2.863e-06% | -1.044e-06% | -2.839e-06% | 3.201e-07% | 4.682e-06% | -2.416e-06% | -9.551e-07% | 4.19e-06% | -6.593e-06% | 9.56e-07% | 6.466e-06% | -3.349e-06% | 4.001e-06% | -9.811e-07% | 7.899e-07%
Ratcheted Max Demand | 0.9769% | 1.591% | 0.9222% | -0.0002811% | 0.001491% | -0.001587% | 0.001387% | -0.001717% | 0.003042% | 0.0002799% | 0.6998% | 1.165% | -0.004261% | 0.3292% | -0.008351% | -0.006257% | 0.0006404% | Ratcheted Max Demand | 2.363e-06% | -2.822e-07% | 3.885e-06% | 3.574e-09% | -8.62e-09% | 3.42e-10% | -5.401e-09% | 8.213e-09% | -6.042e-09% | -1.187e-08% | 3.279e-07% | 1.28e-06% | 2.542e-08% | -4.707e-06% | -4.098e-08% | 7.62e-08% | -8.615e-08%
Customer Numbers | 0.3268% | 0.2097% | 0.165% | 0.2632% | 0.2683% | 0.2548% | 0.2488% | 0.1898% | 0.1174% | 0.4736% | 0.1879% | 0.187% | 0.1281% | 0.08406% | 0.03763% | 0.07575% | 0.07654% | Customer Numbers | -6.98e-07% | -2.539e-06% | -4.03e-06% | -3.038e-06% | 2.605e-06% | -1.283e-06% | 6.433e-07% | 7.027e-06% | -9.331e-07% | -6.174e-06% | 2.981e-06% | -4.529e-06% | -2.217e-06% | 9.027e-07% | 1.498e-05% | -6.015e-06% | -5.769e-06%
Circuit Length | 1.268% | -0.3839% | 0.3026% | 0.2958% | 1.811% | 0.1783% | 0.4184% | 1.251% | 0.2083% | 0.3205% | 0.07023% | -0.1166% | 0.1879% | 0.1081% | 0.2328% | -0.04617% | 0.149% | Circuit Length | -1.099e-05% | 7.644e-06% | -9.459e-06% | 1.866e-05% | -1.239e-05% | -1.036e-05% | 1.233e-05% | -7.957e-06% | 2.834e-05% | 4.047e-06% | -1.043e-05% | -9.093e-06% | -3.035e-06% | -1.206e-05% | 6.199e-05% | -2.837e-05% | 1.099e-05%
CMOS | 0.4042% | 0.9051% | -2.313% | -0.1446% | 1.256% | -1.247% | 0.3693% | -1.347% | 1.405% | 0.2068% | 0.6617% | -0.8265% | 0.5464% | -1.023% | 1.869% | 0.5249% | 0.08861% | CMOS | -1.511e-06% | 7.453e-07% | -5.339e-06% | 7.704e-06% | -4.112e-06% | 2.455e-06% | -9.163e-07% | 1.95e-06% | -1.243e-06% | -1.47e-06% | 1.77e-06% | -4.584e-07% | 3.996e-07% | 5.48e-07% | -6.176e-06% | 1.402e-06% | -8.892e-07%
Opex | -0.6947% | 0.806% | -5.552% | -1.759% | 1.083% | -7.026% | 0.7888% | -2.15% | 1.652% | -0.1569% | 1.211% | 3.885% | -3.435% | 1.339% | 7.821% | -1.244% | -2.287% | Opex | 5.135e-06% | -1.765e-05% | 2.039e-05% | -1.885e-05% | 9.242e-06% | 2.342e-06% | 2.865e-06% | 1.221e-05% | -2.952e-05% | 2.785e-05% | -2.805e-05% | 1.317e-06% | 1.842e-05% | -2.189e-05% | 3.16e-05% | 1.968e-05% | -2.984e-05%
O/H Subtransmission Lines | -0.006888% | 0.02325% | 0.0001646% | 0.001465% | -0.00957% | -0.0005794% | -0.0003596% | -0.02096% | -0.001433% | 0.0001956% | 0.001371% | 0.004055% | 0.0001102% | -0.0002803% | 0.0008303% | -0.0006247% | -0.0002749% | O/H Subtransmission Lines | -6.487e-08% | -1.443e-07% | 3.439e-07% | -3.882e-08% | 7.209e-08% | -9.992e-09% | -6.48e-09% | -3.876e-07% | 1.482e-07% | 4.042e-08% | -1.928e-07% | 1.373e-08% | 7.079e-08% | 2.133e-07% | -3.305e-07% | 1.682e-07% | 3.479e-09%
O/H Distribution Lines | -0.09393% | 0.2716% | 0.003512% | 0.02054% | -0.1122% | -0.01336% | 0.005505% | 0.2079% | -0.006575% | 0.06826% | -0.06413% | 0.1575% | 0.001797% | 0.1234% | -0.01407% | -0.02971% | 0.01997% | O/H Distribution Lines | -8.312e-07% | 1.237e-06% | -1.967e-06% | 2.627e-06% | -2.351e-06% | 2.126e-06% | -2.53e-06% | 3.081e-06% | -1.789e-07% | -2.834e-06% | 2.344e-06% | -8.068e-07% | -5.049e-07% | 1.373e-06% | -2.235e-06% | 5.633e-08% | 1.121e-06%
U/G Subtransmission | -0.2742% | -0.1287% | -0.126% | -0.1305% | 0.2622% | -1.42% | -0.1156% | -0.4326% | -0.1115% | -0.4917% | 0.006558% | -0.1064% | 0.01305% | -0.5687% | -0.1269% | -0.03489% | -0.15% | U/G Subtransmission | 1.591e-06% | -6.273e-07% | -7.298e-07% | -6.471e-07% | 9.747e-07% | 3.706e-07% | -2.551e-06% | 3.421e-06% | -2.192e-06% | 5.755e-07% | 2.458e-06% | 7.481e-08% | 7.215e-07% | -1.525e-06% | -6.287e-06% | -5.079e-08% | 1.106e-06%
U/G Distribution Cables | -1.493% | -0.9047% | -0.6408% | -0.7175% | -2.519% | 0.103% | -0.44% | -0.4809% | -0.3117% | -0.1629% | -0.2267% | 0.8184% | -0.01049% | 0.4675% | -0.915% | 0.5698% | -0.2674% | U/G Distribution Cables | -8.522e-06% | 1.997e-06% | 1.666e-05% | -2.575e-05% | 2.977e-06% | 4.886e-06% | 8.075e-06% | -1.543e-05% | 2.406e-05% | -1.42e-05% | 3.788e-06% | 3.671e-06% | -1.132e-05% | 7.374e-06% | -1.402e-05% | -4.391e-06% | 2.297e-05%
Transformers | -0.6787% | -0.9354% | -0.3816% | -0.59% | -0.2339% | -0.2821% | -0.2863% | -0.4179% | -0.09942% | -0.2526% | -0.1668% | -0.09852% | -0.2591% | -0.393% | 0.6358% | -0.1897% | -0.2686% | Transformers | -5.013e-07% | 1.197e-05% | -3.251e-06% | -7.972e-06% | 1.004e-05% | -8.906e-06% | 7.451e-06% | -6.703e-06% | -4.111e-06% | 1.874e-06% | 4.28e-06% | 2.581e-06% | -1.154e-05% | 2.45e-06% | 1.662e-06% | -2.295e-06% | 8.843e-06%
TFP Change | -0.1114% | 1.482% | -7.62% | -2.595% | 1.653% | -9.483% | 0.8342% | -3.294% | 2.891% | -0.09758% | 2.443% | 4.927% | -2.848% | -0.5643% | 9.347% | -0.1578% | -2.359% | TFP Change
check | -0.1114% | 1.482% | -7.62% | -2.595% | 1.653% | -9.483% | 0.8342% | -3.294% | 2.891% | -0.09758% | 2.443% | 4.927% | -2.848% | -0.5643% | 9.347% | -0.1578% | -2.359% | check
check | 2.1828e-11 | 8.4401e-10 | 4.0401e-09 | 2.2801e-09 | -1.3024e-09 | 1.467e-09 | 3.2287e-10 | 6.5484e-11 | -5.9481e-10 | 7.6147e-10 | 9.7498e-10 | -2.1391e-09 | 2.7546e-10 | 5.0136e-10 | -4.12e-10 | -2.874e-10 | 6.3801e-10 | check
| 1 | 1 | 1 | 1 | 1 | 1 | 1 | 1 | 1 | 1 | 1 | 1 | 1 | 1 | 0.5 | 1 | 1
3.CIT: Contributions to TFP growth | [17 empty] | 3.CIT: Contributions to TFP growth | bar: 2007 to 2010
Year | 2007: 2006 to 2023; 2008: 2006 to 2012; 2009: 2012 to 2023; 2010: 2023 | Year | 2006 to 2023 | 2006 to 2012 | 2012 to 2023 | 2023
Energy (GWh) | 2007: -0.05646%; 2008: 0.02765%; 2009: -0.1023%; 2010: 0.2793% | Energy (GWh) | 1.542e-07% | -6.95e-07% | 6.174e-07% | 7.899e-07%
Ratcheted Max Demand | 2007: 0.3334%; 2008: 0.5817%; 2009: 0.198%; 2010: 0.0006404% | Ratcheted Max Demand | 1.66e-07% | 9.936e-07% | -2.854e-07% | -8.615e-08%
Customer Numbers | 2007: 0.1938%; 2008: 0.248%; 2009: 0.1642%; 2010: 0.07654% | Customer Numbers | -4.759e-07% | -1.497e-06% | 8.117e-08% | -5.769e-06%
Circuit Length | 2007: 0.368%; 2008: 0.5788%; 2009: 0.2531%; 2010: 0.149% | Circuit Length | 1.756e-06% | -2.814e-06% | 4.248e-06% | 1.099e-05%
CMOS | 2007: 0.07851%; 2008: -0.1901%; 2009: 0.225%; 2010: 0.08861% | CMOS | -3.025e-07% | -9.626e-09% | -4.622e-07% | -8.892e-07%
Opex | 2007: -0.3364%; 2008: -2.191%; 2009: 0.675%; 2010: -2.287% | Opex | 3.085e-07% | 1.004e-07% | 4.22e-07% | -2.984e-05%
O/H Subtransmission Lines | 2007: -0.0005606%; 2008: 0.001306%; 2009: -0.001579%; 2010: -0.0002749% | O/H Subtransmission Lines | -5.96e-09% | 2.632e-08% | -2.357e-08% | 3.479e-09%
O/H Distribution Lines | 2007: 0.03212%; 2008: 0.01271%; 2009: 0.04271%; 2010: 0.01997% | O/H Distribution Lines | -1.603e-08% | 1.402e-07% | -1.013e-07% | 1.121e-06%
U/G Subtransmission | 2007: -0.2315%; 2008: -0.3029%; 2009: -0.1926%; 2010: -0.15% | U/G Subtransmission | -1.95e-07% | 1.554e-07% | -3.862e-07% | 1.106e-06%
U/G Distribution Cables | 2007: -0.4195%; 2008: -1.029%; 2009: -0.0872%; 2010: -0.2674% | U/G Distribution Cables | 1.669e-07% | -1.291e-06% | 9.624e-07% | 2.297e-05%
Transformers | 2007: -0.2881%; 2008: -0.517%; 2009: -0.1633%; 2010: -0.2686% | Transformers | 3.45e-07% | 2.285e-07% | 4.086e-07% | 8.843e-06%
TFP Change | 2007: -0.3266%; 2008: -2.779%; 2009: 1.011%; 2010: -2.359% | TFP Change | 1.901e-06% | -4.663e-06% | 5.481e-06% | 9.237e-06%
4.END: Output and input growth rates | [17 empty] | 4.END: Output and input growth rates
Year | 2007 | 2008 | 2009 | 2010 | 2011 | 2012 | 2013 | 2014 | 2015 | 2016 | 2017 | 2018 | 2019 | 2020 | 2021 | 2022 | 2022 | Year | 2007 | 2008 | 2009 | 2010 | 2011 | 2012 | 2013 | 2014 | 2015 | 2016 | 2017 | 2018 | 2019 | 2020 | 2021 | 2022 | 2023
Energy (GWh) | 1.653% | 3.535% | -3.86% | -0.0872% | 0.5179% | -5.856% | -3.107% | -2.3% | 3.089% | 3.16% | 0.4248% | -0.4605% | 0.7158% | -1.488% | 1.237% | -0.03307% | 1.02% | Energy (GWh) | 2.548e-05% | -6.357e-05% | 4.289e-05% | -3.092e-05% | -2.532e-05% | 5.217e-05% | 2.247e-07% | 3.752e-06% | -3.123e-06% | 1.565e-06% | -1.139e-05% | 1.306e-05% | -5.295e-06% | -4.218e-06% | 2.229e-06% | 7.002e-06% | -5.951e-06%
Ratcheted Max Demand | 0% | 0% | 5.789% | 0% | 3.865% | 0% | 0% | 0% | 0% | 0% | 4.28% | 0% | 0% | 0% | 0% | 0% | 0% | Ratcheted Max Demand | 0% | 0% | 2.146e-05% | 0% | -3.271e-05% | 0% | 0% | 0% | 0% | 0% | -1.038e-05% | 0% | 0% | 0% | 0% | 0% | 0%
Customer Numbers | 1.19% | 1.149% | 1.025% | 0.8446% | 1.013% | 0.9627% | 1.716% | 2.221% | 1.667% | 1.302% | 1.626% | 2.144% | 2.167% | 2.078% | 1.718% | 1.448% | 1.554% | Customer Numbers | -2.216e-05% | 2.104e-05% | -1.392e-06% | -1.271e-05% | 4.091e-06% | -1.744e-05% | 5.374e-05% | -3.64e-05% | -1.529e-05% | 5.272e-05% | -5.217e-05% | 3.461e-05% | -1.873e-05% | 4.536e-05% | -8.339e-06% | -1.623e-05% | 1.704e-05%
Circuit Length | 1.226% | 1.412% | 0.8374% | 0.7063% | 1.044% | 1.152% | 1.325% | 1.313% | 1.436% | 1.277% | 1.43% | 1.476% | 1.955% | 1.145% | 1.082% | 1.208% | 0.9774% | Circuit Length | 4.922e-05% | -6.312e-05% | 4.347e-05% | -5.477e-05% | -1.669e-06% | 1.557e-05% | 3.314e-05% | -3.11e-05% | -3.474e-05% | 1.368e-05% | 2.29e-05% | -3.072e-05% | 6.779e-05% | -3.99e-05% | 4.21e-07% | 1.068e-05% | 2.144e-05%
CMOS | -2.189% | 6.917% | -4.431% | -18.45% | -2.186% | 20.29% | 12.86% | -21.11% | 11.71% | -3.879% | -14.99% | -1.809% | 12.22% | 13.37% | -26.53% | 34.47% | -15.43% | CMOS | 2.427e-06% | 1.328e-05% | -2.098e-05% | 1.055e-05% | -9.066e-08% | -3.134e-06% | 5.912e-07% | 1.932e-07% | -8.126e-06% | 8.716e-06% | -6.554e-06% | -3.082e-06% | 6.895e-06% | -1.177e-05% | 1.875e-05% | 3.513e-05% | -6.173e-05%
Opex | 6.294% | 19.32% | -9.965% | -2.679% | 3.343% | 8.985% | -13.85% | 14.9% | -0.6838% | 3.58% | -10.5% | -6.44% | 2.259% | -13.51% | 3.284% | -0.7681% | 1.035% | Opex | -3.912e-05% | 3.782e-05% | -2.783e-05% | 9.002e-06% | 5.384e-05% | -2.681e-05% | 2.696e-06% | 5.354e-06% | 1.593e-05% | -3.27e-05% | 2.688e-05% | -3.275e-05% | 1.516e-05% | -3.196e-05% | 4.398e-05% | -1.575e-05% | 3.354e-05%
O/H Subtransmission Lines | 0.887% | 1.815% | 0.4353% | 0.2798% | 0.01261% | 1.213% | 1.981% | -1.901% | 2.237% | -0.3137% | 0.02867% | -3.841% | 0.193% | -0.6769% | -3.361% | -0.1585% | -0.08306% | O/H Subtransmission Lines | -4.144e-05% | 2.097e-05% | 2.36e-05% | -4.595e-05% | 5.046e-05% | 1.177e-05% | 1.033e-06% | -7.334e-05% | 6.51e-06% | 3.933e-05% | 4.102e-05% | -6.259e-05% | -1.632e-05% | 9.489e-06% | 3.124e-05% | -3.824e-06% | -3.085e-07%
O/H Distribution Lines | 0.1208% | 0.2183% | -0.04655% | -0.06167% | -0.02331% | -0.04542% | -0.2908% | -0.6471% | -1.46% | -0.6361% | 0.006488% | 0.0323% | -0.2249% | -0.6319% | 0.01344% | -0.01845% | -0.06676% | O/H Distribution Lines | 1.597e-05% | -3.548e-05% | 1.332e-06% | -2.862e-05% | 3.626e-05% | -4.681e-06% | 1.916e-05% | -1.17e-06% | -2.368e-06% | -2.119e-06% | 4.297e-06% | -3.393e-06% | 6.015e-06% | -1.459e-06% | -8.077e-06% | 4.756e-06% | -2.219e-06%
U/G Subtransmission | 9.443% | 5.766% | 7.172% | 0.6679% | 5.355% | 17.45% | 10.33% | 10.23% | 2.884% | 0.8235% | 5.987% | 1.254% | 4.419% | 0.3756% | 0.9503% | 5.731% | -0.1459% | U/G Subtransmission | -1.802e-05% | 2.56e-05% | -5.771e-06% | 2.018e-05% | -3.717e-05% | 2.672e-05% | -3.396e-05% | 3.051e-05% | 6.235e-06% | -4.692e-06% | -2.309e-05% | -1.558e-06% | 3.389e-05% | -1.033e-05% | -2.472e-05% | 2.706e-05% | -1.315e-05%
U/G Distribution Cables | 8.036% | 7.919% | 5.172% | 5.623% | 6.559% | 6.007% | 6.019% | 5.006% | 4.699% | 4.3% | 4.415% | 4.455% | 4.766% | 3.261% | 4.356% | 3.653% | 2.594% | U/G Distribution Cables | 3.583e-06% | 1.986e-05% | -4.785e-05% | 5.704e-05% | -4.968e-06% | -2.793e-05% | 3e-05% | -1.611e-05% | 8.396e-06% | -1.235e-05% | -2.275e-05% | 1.903e-05% | -9.189e-06% | -4.926e-06% | -6.313e-06% | -3.012e-07% | 1.624e-05%
Transformers | 5.951% | 3.525% | 2.8% | 3.198% | 1.691% | 2.719% | 4.202% | 5.236% | 0.526% | 2.201% | 1.528% | 2.076% | 1.275% | 1.467% | 1.658% | -1.441% | 3.471% | Year | 2.626e-05% | -3.81e-05% | -2.758e-05% | 3.182e-05% | 8.373e-06% | 5.497e-06% | 3.932e-06% | -2.613e-05% | 1.479e-05% | 3.372e-05% | 1.023e-07% | -1.185e-05% | 2.596e-07% | -2.73e-05% | -5.84e-07% | 1.159e-05% | 1.777e-05%
4.END: Output and input contributions | [17 empty] | 4.END: Output and input contributions
Year | 2007 | 2008 | 2009 | 2010 | 2011 | 2012 | 2013 | 2014 | 2015 | 2016 | 2017 | 2018 | 2019 | 2020 | 2021 | 2022 | 2023 | Year | 2007 | 2008 | 2009 | 2010 | 2011 | 2012 | 2013 | 2014 | 2015 | 2016 | 2017 | 2018 | 2019 | 2020 | 2021 | 2022 | 2023
Energy (GWh) | 0.1646% | 0.3522% | -0.3883% | -0.01513% | 0.0475% | -0.5644% | -0.3015% | -0.2157% | 0.293% | 0.3046% | 0.04198% | -0.04452% | 0.06895% | -0.1462% | 0.1222% | -0.004751% | 0.1004% | Energy (GWh) | 1.983e-06% | 4.191e-06% | -3.017e-06% | 3.39e-06% | -1.087e-06% | -6.609e-06% | 4.798e-07% | 7.091e-06% | -5.807e-06% | 1.317e-06% | -3.478e-06% | 4.433e-06% | -2.398e-07% | -4.792e-06% | 3.024e-06% | -1.184e-06% | 1.973e-06%
Ratcheted Max Demand | 0.009237% | 0.005223% | 2.285% | 0.02598% | 1.474% | 0.0004134% | 0.000432% | -0.001426% | 0.001118% | 0.001123% | 1.623% | 0.001862% | 0.008263% | 0.01796% | -0.02799% | 0.04327% | -0.01929% | Ratcheted Max Demand | -5.252e-08% | -7.718e-08% | -2.946e-05% | 1.356e-07% | 4.909e-06% | -6.442e-09% | -1.068e-08% | 3.561e-08% | -1.962e-08% | -3.531e-08% | -4.388e-07% | 6.781e-08% | -2.766e-08% | -4.8e-08% | 5.855e-08% | -1.243e-07% | 2.595e-09%
Customer Numbers | 0.2631% | 0.2506% | 0.2369% | 0.2107% | 0.2217% | 0.1967% | 0.3552% | 0.4675% | 0.3453% | 0.2739% | 0.3356% | 0.4476% | 0.4587% | 0.4551% | 0.3267% | 0.3658% | 0.2992% | Customer Numbers | 1.594e-06% | 8.348e-06% | -7.36e-06% | -3.26e-06% | -7.554e-07% | -7.944e-06% | -4.245e-07% | 1.844e-05% | -7.421e-06% | 4.123e-06% | -1.5e-05% | 1.251e-05% | 5.984e-06% | -1.569e-05% | 8.245e-06% | -3.447e-06% | 5.635e-06%
Circuit Length | 0.5705% | 0.6487% | 0.4089% | 0.3706% | 0.4777% | 0.5011% | 0.5803% | 0.5855% | 0.6288% | 0.5682% | 0.6225% | 0.6514% | 0.8743% | 0.5401% | 0.4238% | 0.6374% | 0.3888% | Circuit Length | -2.214e-05% | 9.188e-06% | 3.209e-05% | -3.61e-05% | 3.21e-05% | -2.044e-05% | 2.447e-05% | -2.351e-05% | -8.535e-06% | 1.131e-05% | 8.554e-07% | -4.404e-06% | 1.33e-05% | -2.596e-05% | 1.146e-05% | -4.173e-06% | 1.726e-05%
CMOS | 0.3698% | -1.124% | 0.759% | 2.482% | 0.1475% | -2.491% | -1.669% | 2.664% | -1.436% | 0.4658% | 1.893% | 0.2412% | -1.523% | -1.879% | 3.503% | -4.82% | 2.392% | CMOS | 2.861e-05% | -7.262e-06% | 1.428e-06% | 5.163e-06% | -1.845e-05% | 1.3e-05% | 1.806e-06% | -6.454e-06% | -5.476e-06% | 7.227e-06% | -1.506e-05% | 5.498e-06% | 1.184e-05% | -1.846e-05% | 2.103e-05% | -6.605e-06% | -7.571e-06%
Opex | -2.609% | -8.579% | 4.526% | 1.121% | -1.381% | -3.786% | 5.813% | -6.624% | 0.3641% | -1.84% | 4.898% | 2.881% | -1.001% | 5.893% | -1.202% | 0.339% | -0.7621% | Opex | -3.789e-06% | 4.734e-06% | 2.055e-05% | -4.045e-06% | -1.843e-05% | 2.476e-05% | 2.678e-06% | -5.674e-06% | 5.797e-06% | -9.062e-06% | -2.339e-06% | 1.494e-05% | -3.478e-05% | 2.738e-06% | 1.029e-05% | 1.803e-05% | 1.463e-06%
O/H Subtransmission Lines | -0.03198% | -0.06407% | -0.01531% | -0.01036% | -0.0002882% | -0.03921% | -0.06494% | 0.06343% | -0.07875% | 0.009895% | -0.006023% | 0.1384% | -0.008031% | 0.03153% | 0.1536% | -0.002434% | -0.005852% | O/H Subtransmission Lines | 1.979e-08% | -1.124e-08% | -1.157e-06% | 1.025e-06% | -2.759e-06% | 2.418e-06% | -3.592e-07% | -3.235e-07% | 1.614e-06% | -3.766e-07% | -1.158e-06% | 1.385e-06% | -3.049e-06% | 2.794e-06% | 5.273e-07% | -3.475e-06% | 1.81e-07%
O/H Distribution Lines | -0.008997% | -0.01632% | -0.005266% | 0.00227% | 0.00125% | 0.01101% | 0.02414% | 0.06263% | 0.1275% | 0.05143% | 0.007002% | -0.005102% | 0.02248% | 0.05831% | -0.01105% | 0.0007575% | 0.02334% | O/H Distribution Lines | 1.094e-06% | -3.375e-06% | -1.305e-06% | 3.893e-06% | -3.808e-06% | -2.634e-06% | 4.404e-06% | -3.887e-06% | 1.931e-06% | -2.548e-06% | -4.939e-07% | 6.086e-06% | 2.694e-07% | 4.169e-07% | -1.039e-06% | -3.905e-06% | -2.165e-07%
U/G Subtransmission | -0.1874% | -0.1054% | -0.1169% | -0.01154% | -0.1177% | -0.2823% | -0.14% | -0.13% | -0.07827% | -0.004131% | -0.08259% | -0.1558% | -0.08217% | -0.02022% | -0.02402% | -0.09842% | 0.03959% | U/G Subtransmission | -6.616e-07% | -3.735e-07% | 3.46e-07% | 8.381e-07% | -8.339e-07% | -1.291e-08% | 4.017e-07% | -6.202e-07% | 1.2e-07% | 6.319e-07% | -3.616e-07% | 3.836e-07% | -1.499e-06% | 5.595e-07% | 3.671e-07% | -2.677e-07% | -3.477e-07%
U/G Distribution Cables | -1.484% | -1.378% | -0.5594% | -0.9428% | -0.9312% | -0.9164% | -0.9911% | -0.7878% | -0.7531% | -0.6282% | -0.7415% | -0.5599% | -0.697% | -0.4596% | -0.4126% | -0.4183% | -0.6101% | U/G Distribution Cables | -4.777e-06% | 5.126e-06% | -5.658e-06% | -2.884e-06% | 6.978e-06% | -6.156e-06% | 3.598e-06% | -2.093e-06% | 8.533e-06% | -1.337e-06% | -3.389e-07% | 1.239e-06% | -3.216e-06% | -3.105e-06% | -3.793e-07% | 9.366e-07% | 3.136e-06%
Transformers | -1.667% | -1.063% | -0.5665% | -0.787% | -0.5074% | -0.7749% | -1.172% | -1.423% | -0.1176% | -0.5201% | -0.3938% | -0.563% | -0.3238% | -0.3894% | -0.2695% | 0.2597% | -1.194% | Transformers | -7.515e-06% | 4.108e-06% | 1.064e-05% | 3.031e-06% | -1.43e-05% | -6.34e-06% | 1.592e-05% | -1.378e-05% | 1.709e-05% | -4.42e-06% | -1.674e-05% | 8.22e-06% | 6.365e-06% | -1.533e-05% | 1.914e-05% | -1.235e-05% | -3.513e-06%
TFP Change | -4.611% | -11.07% | 6.564% | 2.446% | -0.5682% | -8.145% | 2.434% | -5.338% | -0.704% | -1.317% | 8.197% | 3.033% | -2.202% | 4.102% | 2.582% | -3.698% | 0.6519% | TFP Change
check | -4.611% | -11.07% | 6.564% | 2.446% | -0.5682% | -8.145% | 2.434% | -5.338% | -0.704% | -1.317% | 8.197% | 3.033% | -2.202% | 4.102% | 2.582% | -3.698% | 0.6519% | check
check | -4.5111e-10 | 1.1569e-09 | -1.8117e-09 | -1.3733e-09 | -1.181e-09 | -4.4133e-09 | 1.1323e-10 | -1.0741e-09 | 2.6921e-10 | 1.4952e-09 | -6.4756e-10 | 3.4925e-10 | 1.528e-10 | -2.2701e-09 | -1.7099e-09 | 1.2346e-09 | -1.3824e-09 | check
4.END: Contributions to TFP growth | [17 empty] | 4.END: Contributions to TFP growth | bar: 2007 to 2010
Year | 2007: 2006 to 2023; 2008: 2006 to 2012; 2009: 2012 to 2023; 2010: 2023 | Year | 2006 to 2023 | 2006 to 2012 | 2012 to 2023 | 2023
Energy (GWh) | 2007: -0.01089%; 2008: -0.06725%; 2009: 0.01986%; 2010: 0.1004% | Energy (GWh) | 9.815e-08% | -1.914e-07% | 2.561e-07% | 1.973e-06%
Ratcheted Max Demand | 2007: 0.3205%; 2008: 0.6333%; 2009: 0.1498%; 2010: -0.01929% | Ratcheted Max Demand | -1.476e-06% | -4.091e-06% | -4.907e-08% | 2.595e-09%
Customer Numbers | 2007: 0.3241%; 2008: 0.23%; 2009: 0.3755%; 2010: 0.2992% | Customer Numbers | 2.102e-07% | -1.563e-06% | 1.177e-06% | 5.635e-06%
Circuit Length | 2007: 0.5576%; 2008: 0.4963%; 2009: 0.591%; 2010: 0.3888% | Circuit Length | 3.985e-07% | -8.841e-07% | 1.098e-06% | 1.726e-05%
CMOS | 2007: -0.001503%; 2008: 0.02384%; 2009: -0.01533%; 2010: 2.392% | CMOS | 6.037e-07% | 3.749e-06% | -1.112e-06% | -7.571e-06%
Opex | 2007: -0.1146%; 2008: -1.785%; 2009: 0.7964%; 2010: -0.7621% | Opex | 1.639e-06% | 3.964e-06% | 3.707e-07% | 1.463e-06%
O/H Subtransmission Lines | 2007: 0.004097%; 2008: -0.02687%; 2009: 0.02099%; 2010: -0.005852% | O/H Subtransmission Lines | -1.591e-07% | -7.738e-08% | -2.037e-07% | 1.81e-07%
O/H Distribution Lines | 2007: 0.02032%; 2008: -0.002676%; 2009: 0.03286%; 2010: 0.02334% | O/H Distribution Lines | -3.01e-07% | -1.022e-06% | 9.252e-08% | -2.165e-07%
U/G Subtransmission | 2007: -0.09396%; 2008: -0.1369%; 2009: -0.07056%; 2010: 0.03959% | U/G Subtransmission | -7.825e-08% | -1.163e-07% | -5.75e-08% | -3.477e-07%
U/G Distribution Cables | 2007: -0.7807%; 2008: -1.035%; 2009: -0.6417%; 2010: -0.6101% | U/G Distribution Cables | -2.346e-08% | -1.229e-06% | 6.339e-07% | 3.136e-06%
Transformers | 2007: -0.6749%; 2008: -0.8943%; 2009: -0.5552%; 2010: -1.194% | Transformers | -5.746e-07% | -1.728e-06% | 5.453e-08% | -3.513e-06%
TFP Change | 2007: -0.4499%; 2008: -2.565%; 2009: 0.7036%; 2010: 0.6519% | TFP Change | 3.373e-07% | -3.189e-06% | 2.261e-06% | 1.8e-05%
5.ENX: Output and input growth rates | [17 empty] | 5.ENX: Output and input growth rates
Year | 2007 | 2008 | 2009 | 2010 | 2011 | 2012 | 2013 | 2014 | 2015 | 2016 | 2017 | 2018 | 2019 | 2020 | 2021 | 2022 | 2023 | Year | 2007 | 2008 | 2009 | 2010 | 2011 | 2012 | 2013 | 2014 | 2015 | 2016 | 2017 | 2018 | 2019 | 2020 | 2021 | 2022 | 2023
Energy (GWh) | 0.4307% | 2.14% | 3.889% | 0.9007% | -3.387% | -1.144% | -0.7335% | -1.036% | 1.507% | -0.07728% | 1.019% | -0.4349% | 0.7732% | -1.344% | -0.03785% | 0.7617% | 1.959% | Energy (GWh) | -3.816e-05% | 5.799e-05% | -3.831e-05% | -2.206e-05% | 4.963e-05% | -3.099e-05% | 2.894e-05% | -5.569e-05% | 2.924e-06% | 3.912e-05% | 5.153e-05% | -6.841e-05% | -1.905e-05% | 6.04e-05% | -1.016e-06% | -6.607e-05% | 3.066e-05%
Ratcheted Max Demand | 8.885% | 3.798% | 4.698% | 5.235% | 0% | 0% | 0% | 0% | 0% | 0% | 0% | 0% | 0% | 0.7202% | 0% | 4.4% | 0% | Ratcheted Max Demand | 8.955e-06% | -4.517e-05% | -3.165e-06% | 8.111e-05% | 0% | 0% | 0% | 0% | 0% | 0% | 0% | 0% | 0% | -7.848e-06% | 0% | -3.515e-05% | 0%
Customer Numbers | 1.964% | 2.213% | 1.856% | 1.551% | 1.443% | 1.296% | 1.172% | 1.226% | 1.493% | 1.726% | 1.863% | 1.749% | 1.516% | 1.32% | 1.259% | 2.213% | 2.041% | Customer Numbers | -1.164e-05% | 2.298e-05% | -1.468e-05% | -2.225e-05% | 2.551e-05% | 4.306e-07% | 3.543e-05% | 1.249e-05% | -8.239e-06% | 1.964e-06% | -6.986e-05% | 2.952e-05% | 2.298e-05% | -3.182e-05% | 3.198e-05% | 7.154e-06% | -2.355e-05%
Circuit Length | 2.093% | 1.75% | 1.922% | 1.386% | 1.297% | 1.118% | 0.8514% | 0.6085% | 0.8937% | 1.205% | 1.038% | 0.9424% | 0.9373% | 0.7511% | 0.6142% | 0.6408% | 0.6936% | Circuit Length | -6.938e-06% | -2.144e-05% | 3.574e-06% | 4.328e-05% | -1.047e-05% | -1.303e-06% | -9.979e-06% | -4.266e-05% | 3.609e-05% | 1.202e-05% | -2.938e-05% | 1.479e-05% | 3.048e-06% | -3.003e-05% | 5.934e-06% | 3.538e-05% | 2.176e-05%
CMOS | -35.43% | 15.09% | -8.152% | -1.939% | -9.256% | -19.21% | 5.936% | 5.218% | 20.21% | -11.43% | -15.23% | 9.667% | 3.56% | 7.35% | 2.637% | 19.51% | -17.92% | CMOS | 4.958e-06% | 2.649e-06% | -3.409e-06% | -4.93e-06% | 2.3e-06% | 4.374e-06% | -1.191e-06% | 7.056e-06% | -7.402e-06% | 4.077e-06% | -5.597e-06% | -2.37e-06% | 1.913e-06% | 8.204e-06% | -4.577e-06% | -5.589e-06% | 1.272e-05%
Opex | 14.2% | 6.072% | 2.603% | -1.7% | 9.74% | 7.589% | 6.353% | -6.98% | 5.545% | -10.62% | -2.367% | 1.599% | -5.837% | -3.564% | 2.485% | 4.586% | 7.852% | Opex | -2.086e-06% | 3.94e-05% | -2.98e-05% | -1.449e-05% | 3.648e-05% | -1.31e-05% | -2.28e-05% | -2.555e-06% | 2.096e-05% | -9.01e-06% | 3.524e-05% | -7.225e-05% | 6.95e-05% | -5.115e-05% | 5.619e-06% | 6.119e-06% | 1.847e-05%
O/H Subtransmission Lines | 3.889% | -0.09394% | 2.227% | 2.395% | 2.031% | 3.96% | 0.256% | 1.88% | -1.276% | 0.9848% | 2.006% | -0.32% | -0.642% | 2.007% | 0.894% | 2.691% | -0.1537% | O/H Subtransmission Lines | 6.201e-06% | -1.664e-05% | -3.904e-05% | 6.367e-05% | 6.3e-06% | -5.764e-05% | 1.773e-05% | 2.175e-05% | 3.362e-05% | -6.473e-05% | -7.64e-06% | 7.014e-05% | -1.293e-05% | -3.437e-05% | 4.988e-05% | -3.974e-05% | -4.946e-06%
O/H Distribution Lines | 0.6475% | 0.3861% | 0.3757% | 0.2653% | 0.2622% | 0.2899% | 0.1507% | 0.02298% | 0.1297% | 0.1152% | 0.04312% | -0.02595% | -0.01929% | -0.03871% | 0.02697% | 0.02129% | -0.006119% | O/H Distribution Lines | 2.02e-05% | 3.128e-08% | -5.601e-05% | 2.161e-05% | 1.537e-05% | -3.072e-05% | -1.04e-05% | 3.799e-05% | 3.326e-05% | -2.579e-05% | -1.786e-05% | 4.078e-05% | -6.805e-06% | -3.558e-05% | -1.655e-05% | 5.528e-05% | 1.657e-05%
U/G Subtransmission | 13.81% | 14.84% | 6.103% | 6.016% | 8.414% | 1.578% | 6.638% | 2.264% | 4.126% | -0.5958% | 0.9959% | 0.03457% | -0.7739% | 4.721% | -0.3059% | -0.6825% | 0.2414% | U/G Subtransmission | 1.909e-05% | -5.697e-05% | 5.667e-06% | 1.877e-05% | 2.977e-05% | -3.05e-05% | 4.683e-05% | -6.063e-07% | -9.864e-06% | -8.3e-06% | 1.123e-05% | 2.164e-06% | -1.527e-05% | -3.371e-05% | 1.723e-05% | 3.395e-06% | -1.15e-05%
U/G Distribution Cables | 9.643% | 7.569% | 7.161% | 5.497% | 4.38% | 3.648% | 3.125% | 2.914% | 2.077% | 3.817% | 2.903% | 2.784% | 2.674% | 2.22% | 1.683% | 1.675% | 1.735% | U/G Distribution Cables | -1.893e-05% | -1.78e-05% | 5.16e-05% | -2.92e-05% | -8.48e-06% | -2.257e-06% | 4.017e-05% | 8.255e-06% | -8.016e-06% | -9.058e-06% | -7.294e-06% | 2.067e-05% | -4.03e-05% | 3.829e-05% | 9.986e-07% | 7.618e-06% | -4.482e-05%
Transformers | 7.171% | 4.196% | 4.97% | 3.273% | 2.978% | 2.403% | 2.126% | 1.776% | 4.272% | 1.101% | 1.777% | 0.833% | 1.04% | 1.156% | 1.005% | 0.9816% | 0.7662% | Transformers | -4.609e-05% | 7.09e-05% | -1.702e-05% | 3.518e-06% | -3.024e-05% | -2.49e-05% | 3.359e-05% | -9.4e-06% | 5.269e-05% | -1.9e-05% | 4.205e-06% | 8.208e-06% | 2.701e-06% | -7.265e-06% | -4.425e-05% | 5.929e-06% | -3.865e-06%
5.ENX: Output and input contributions | [17 empty] | 5.ENX: Output and input contributions
Year | 2007 | 2008 | 2009 | 2010 | 2011 | 2012 | 2013 | 2014 | 2015 | 2016 | 2017 | 2018 | 2019 | 2020 | 2021 | 2022 | 2023 | Year | 2007 | 2008 | 2009 | 2010 | 2011 | 2012 | 2013 | 2014 | 2015 | 2016 | 2017 | 2018 | 2019 | 2020 | 2021 | 2022 | 2023
Energy (GWh) | 0.05235% | 0.2076% | 0.3755% | 0.08464% | -0.3252% | -0.1085% | -0.0686% | -0.09633% | 0.1405% | -0.007378% | 0.09532% | -0.04058% | 0.07274% | -0.1266% | -0.003934% | 0.07244% | 0.1871% | Energy (GWh) | -5.238e-06% | 7.259e-06% | -6.444e-06% | 2.111e-06% | -1.07e-06% | -2.352e-07% | -1.329e-08% | 6.012e-06% | -7.531e-06% | 3.399e-06% | -5.056e-07% | 2.94e-06% | 1.526e-07% | -6.602e-06% | 7.837e-06% | -2.384e-06% | -5.297e-06%
Ratcheted Max Demand | 3.669% | 1.434% | 1.822% | 1.98% | -0.006359% | -0.01105% | -0.00208% | -0.002638% | 0.001217% | 0.002301% | -0.003662% | 0.003564% | 0.003262% | 0.2696% | 0.006839% | 1.671% | -0.01059% | Ratcheted Max Demand | 2.727e-05% | -5.356e-06% | -1.67e-06% | 6.568e-06% | -8.205e-08% | -7.245e-08% | -7.415e-10% | -4.512e-09% | -3.134e-09% | 3.964e-08% | -1.564e-08% | -2.426e-09% | 2.139e-08% | -1.834e-05% | -1.032e-07% | 1.832e-05% | 5.787e-09%
Customer Numbers | 0.5143% | 0.4519% | 0.4146% | 0.3295% | 0.3064% | 0.2761% | 0.2388% | 0.2485% | 0.3008% | 0.3493% | 0.3733% | 0.3572% | 0.3123% | 0.2728% | 0.2686% | 0.4782% | 0.4115% | Customer Numbers | 7.3e-06% | 5.084e-06% | -3.387e-06% | -5.895e-06% | 1.169e-05% | -1.718e-06% | -1.136e-05% | 6.707e-06% | 1.081e-05% | -1.865e-05% | 9.678e-06% | -7.736e-06% | 6.958e-06% | -5.694e-06% | 1.222e-05% | -3.97e-06% | -4.478e-06%
Circuit Length | 1.1% | 0.7564% | 0.8896% | 0.6185% | 0.5757% | 0.4942% | 0.3652% | 0.26% | 0.3809% | 0.5161% | 0.4378% | 0.4086% | 0.4091% | 0.3292% | 0.2814% | 0.3082% | 0.2906% | Circuit Length | -6.667e-06% | -1.522e-05% | 2.324e-05% | 5.332e-06% | -3.493e-05% | 3.829e-05% | -3.014e-05% | 2.264e-05% | 2.266e-06% | -1.288e-06% | -1.56e-05% | 9.505e-06% | 8.216e-06% | -1.032e-05% | 1.139e-06% | 1.351e-05% | -1.26e-05%
CMOS | 6.057% | -2.09% | 1.23% | 0.264% | 1.042% | 1.73% | -0.6077% | -0.5209% | -1.781% | 1.031% | 1.309% | -0.7976% | -0.3007% | -0.7125% | -0.2886% | -2.339% | 2.133% | CMOS | -1.554e-05% | -1.879e-06% | 1.251e-06% | 1.569e-05% | -1.296e-05% | 9.233e-06% | -1.137e-05% | -2.76e-06% | -9.269e-07% | 1.324e-05% | -1.797e-06% | 1.513e-06% | -4.256e-06% | 6.626e-07% | 3.969e-06% | 3.899e-06% | -6.902e-06%
Opex | -5.376% | -2.477% | -1.125% | 0.7077% | -3.941% | -3.073% | -3.013% | 2.969% | -2.402% | 4.557% | 1.056% | -0.7149% | 2.583% | 1.605% | -1.008% | -2.193% | -3.519% | Opex | 7.847e-06% | 1.425e-05% | -2.625e-05% | 1.701e-05% | 5.651e-06% | -2.7e-05% | -5.601e-06% | 5.694e-06% | -3.854e-06% | -3.111e-07% | 2.137e-05% | -1.805e-05% | 3.254e-06% | -5.45e-06% | 2.267e-05% | 2.693e-06% | -2.291e-05%
O/H Subtransmission Lines | -0.1322% | 0.001415% | -0.0606% | -0.07633% | -0.05922% | -0.138% | -0.007357% | -0.06075% | 0.0446% | -0.03309% | -0.06304% | 0.01076% | 0.0186% | -0.06053% | -0.01355% | -0.07757% | -0.01836% | O/H Subtransmission Lines | 5.813e-08% | 1.089e-07% | 1.993e-06% | -1.093e-06% | 2.16e-06% | -1.409e-06% | 2.247e-07% | 2.22e-07% | -4.062e-07% | -9.842e-07% | 1.413e-06% | -2.199e-06% | 1.759e-06% | -1.066e-06% | -2.53e-07% | -2.43e-07% | 3.24e-07%
O/H Distribution Lines | -0.08454% | -0.04516% | -0.04014% | -0.03001% | -0.02918% | -0.0324% | -0.01569% | -0.003076% | -0.013% | -0.01159% | -0.005787% | 0.001699% | -0.0004685% | 0.004477% | 0.001034% | -0.002821% | -0.003369% | O/H Distribution Lines | 8.613e-06% | 1.183e-07% | -2.454e-06% | -1.82e-06% | -3.268e-06% | 5.856e-06% | 4.214e-07% | -9.549e-07% | 6.353e-07% | -5.546e-06% | 1.36e-06% | -2.323e-06% | 8.043e-06% | -9.193e-06% | 8.374e-06% | -8.55e-06% | 9.029e-06%
U/G Subtransmission | -0.6087% | -0.5927% | -0.2269% | -0.2538% | -0.3734% | -0.07341% | -0.2973% | -0.1018% | -0.1565% | 0.0208% | -0.03917% | 0.004552% | 0.02759% | -0.1867% | 0.06565% | 0.03131% | -0.02708% | U/G Subtransmission | 2.519e-06% | -2.079e-06% | -3.018e-07% | 2.394e-07% | 1.635e-06% | -2.886e-06% | 3.457e-06% | -2.519e-06% | -8.801e-07% | -1.002e-08% | 1.615e-06% | -1.86e-06% | 3.611e-06% | -6.663e-07% | -1.457e-06% | 1.137e-06% | -7.292e-07%
U/G Distribution Cables | -1.251% | -0.7963% | -0.6931% | -0.6751% | -0.4771% | -0.4283% | -0.3709% | -0.3152% | -0.2279% | -0.4202% | -0.2972% | -0.2758% | -0.3004% | -0.1683% | 0.02113% | -0.1438% | -0.3072% | U/G Distribution Cables | 4.547e-06% | -6.278e-06% | 7.166e-06% | -9.012e-06% | -1.311e-06% | 7.181e-06% | 1.335e-06% | -4.655e-06% | -1.924e-06% | 1.175e-06% | -3.031e-06% | 4.472e-06% | -2.563e-06% | 1.658e-06% | 3.718e-07% | -1.952e-06% | 3.649e-06%
Transformers | -2.232% | -1.276% | -1.473% | -0.9579% | -0.8576% | -0.7139% | -0.6147% | -0.4832% | -1.191% | -0.2241% | -0.4786% | -0.2174% | -0.2974% | -0.2769% | -0.1696% | -0.1277% | -0.3928% | Transformers | 5.924e-06% | -9.051e-06% | 4.463e-06% | 4.743e-06% | -7.166e-06% | 1.068e-05% | -1.89e-05% | 4.734e-06% | -2.142e-06% | 1.712e-05% | -1.856e-05% | 4.711e-06% | -3.604e-06% | 1.132e-05% | 8.635e-06% | -7.09e-06% | -1.065e-05%
TFP Change | 1.708% | -4.425% | 1.114% | 1.992% | -4.144% | -2.078% | -4.393% | 1.894% | -4.903% | 5.781% | 2.384% | -1.26% | 2.528% | 0.9492% | -0.8394% | -2.322% | -1.257% | TFP Change
check | 1.708% | -4.425% | 1.114% | 1.992% | -4.144% | -2.078% | -4.393% | 1.894% | -4.903% | 5.781% | 2.384% | -1.26% | 2.528% | 0.9492% | -0.8394% | -2.322% | -1.257% | check
check | 1.3388e-09 | 1.1823e-10 | 1.5134e-09 | -2.9686e-09 | 2.2119e-09 | -5.9663e-10 | 4.2382e-10 | 4.0018e-11 | 1.3806e-09 | 3.165e-10 | 1.1023e-09 | -1.9463e-10 | 6.6575e-10 | -7.276e-11 | 1.6098e-10 | 3.5834e-10 | 1.3533e-09 | check
5.ENX: Contributions to TFP growth | [17 empty] | 5.ENX: Contributions to TFP growth | bar: 2007 to 2010
Year | 2007: 2006 to 2023; 2008: 2006 to 2012; 2009: 2012 to 2023; 2010: 2023 | Year | 2006 to 2023 | 2006 to 2012 | 2012 to 2023 | 2023
Energy (GWh) | 2007: 0.03006%; 2008: 0.04772%; 2009: 0.02043%; 2010: 0.1871% | Energy (GWh) | -3.3e-07% | -6.029e-07% | -1.812e-07% | -5.297e-06%
Ratcheted Max Demand | 2007: 0.6369%; 2008: 1.481%; 2009: 0.1763%; 2010: -0.01059% | Ratcheted Max Demand | 1.563e-06% | 4.443e-06% | -7.854e-09% | 5.787e-09%
Customer Numbers | 2007: 0.3473%; 2008: 0.3821%; 2009: 0.3283%; 2010: 0.4115% | Customer Numbers | 4.445e-07% | 2.179e-06% | -5.014e-07% | -4.478e-06%
Circuit Length | 2007: 0.4953%; 2008: 0.739%; 2009: 0.3625%; 2010: 0.2906% | Circuit Length | -1.54e-07% | 1.674e-06% | -1.151e-06% | -1.26e-05%
CMOS | 2007: 0.3153%; 2008: 1.372%; 2009: -0.2613%; 2010: 2.133% | CMOS | -5.251e-07% | -6.996e-07% | -4.299e-07% | -6.902e-06%
Opex | 2007: -0.9038%; 2008: -2.547%; 2009: -0.007318%; 2010: -3.519% | Opex | -5.285e-07% | -1.415e-06% | -4.473e-08% | -2.291e-05%
O/H Subtransmission Lines | 2007: -0.04266%; 2008: -0.0775%; 2009: -0.02366%; 2010: -0.01836% | O/H Subtransmission Lines | 3.591e-08% | 3.03e-07% | -1.098e-07% | 3.24e-07%
O/H Distribution Lines | 2007: -0.01824%; 2008: -0.04357%; 2009: -0.004418%; 2010: -0.003369% | O/H Distribution Lines | 4.907e-07% | 1.174e-06% | 1.179e-07% | 9.029e-06%
U/G Subtransmission | 2007: -0.164%; 2008: -0.3548%; 2009: -0.05988%; 2010: -0.02708% | U/G Subtransmission | 4.853e-08% | -1.456e-07% | 1.544e-07% | -7.292e-07%
U/G Distribution Cables | 2007: -0.4192%; 2008: -0.7202%; 2009: -0.2551%; 2010: -0.3072% | U/G Distribution Cables | 4.867e-08% | 3.821e-07% | -1.332e-07% | 3.649e-06%
Transformers | 2007: -0.7049%; 2008: -1.252%; 2009: -0.4067%; 2010: -0.3928% | Transformers | -2.84e-07% | 1.599e-06% | -1.311e-06% | -1.065e-05%
TFP Change | 2007: -0.4279%; 2008: -0.9725%; 2009: -0.1308%; 2010: -1.257% | TFP Change | 8.099e-07% | 8.891e-06% | -3.598e-06% | -5.055e-05%
6.ERG: Output and input growth rates | [17 empty] | 6.ERG: Output and input growth rates
Year | 2007 | 2008 | 2009 | 2010 | 2011 | 2012 | 2013 | 2014 | 2015 | 2016 | 2017 | 2018 | 2019 | 2020 | 2021 | 2022 | 2023 | Year | 2007 | 2008 | 2009 | 2010 | 2011 | 2012 | 2013 | 2014 | 2015 | 2016 | 2017 | 2018 | 2019 | 2020 | 2021 | 2022 | 2023
Energy (GWh) | 0.6671% | 1.731% | 2.266% | 0.8909% | -7.494% | 3.452% | -1.443% | 1.622% | -0.4393% | 0.666% | -3.068% | -0.6682% | 1.95% | 0.4654% | -0.6656% | 2.223% | 0.6366% | Energy (GWh) | 4.852e-05% | -6.381e-05% | 5.853e-05% | -4.049e-05% | 1.627e-06% | -1.507e-05% | -3.493e-06% | 1.574e-05% | 3.05e-05% | -2.282e-05% | -1.433e-05% | 6.139e-06% | 2.483e-06% | 4.49e-05% | -5.002e-05% | 4.511e-05% | -7.781e-05%
Ratcheted Max Demand | 1.676% | 7.659% | 0% | 5.05% | 0% | 0% | 0% | 0% | 0% | 0% | 0% | 0% | 0% | 0% | 0% | 0% | 0% | Ratcheted Max Demand | -4.109e-05% | 5.084e-05% | 0% | -1.096e-05% | 0% | 0% | 0% | 0% | 0% | 0% | 0% | 0% | 0% | 0% | 0% | 0% | 0%
Customer Numbers | 1.746% | 1.965% | 2.363% | 2.051% | 1.757% | 1.485% | 1.584% | 1.606% | 0.8772% | 1.508% | 0.828% | 0.8867% | 0.7398% | 0.6022% | 0.6903% | 1.159% | 1.278% | Customer Numbers | 3.13e-05% | -2.796e-05% | -2.449e-05% | 5.318e-06% | 1.487e-05% | -1.503e-06% | 9.381e-06% | 3.897e-06% | -1.326e-06% | -4.459e-05% | 5.982e-05% | -1.604e-05% | -4.486e-05% | 3.363e-05% | -1.821e-05% | -2.871e-06% | 2.255e-05%
Circuit Length | 1.231% | 0.3482% | 0.7341% | 0.5321% | 0.09819% | 0.6646% | -2.153% | 0.4312% | 0.8813% | -0.1345% | 0.1554% | -0.3386% | 0.1993% | 0.4044% | 0.5884% | 0.2454% | 0.1692% | Circuit Length | -1.135e-05% | 8.734e-06% | 3.016e-05% | -4.668e-05% | -2.584e-05% | 6.581e-05% | 5.429e-06% | -4.75e-05% | 2.124e-05% | -3.855e-05% | 3.248e-05% | -4.465e-05% | 6.311e-05% | -3.654e-05% | 4.072e-05% | 1.632e-05% | 1.634e-05%
CMOS | -34.78% | 20.13% | 12.96% | 2.103% | -6.305% | -7.917% | -9.75% | -13.07% | 21.77% | 1.308% | -24.61% | 8.591% | 17.03% | -1.397% | -1.494% | 18.16% | -10.82% | CMOS | 5.197e-07% | 3.784e-06% | -3.159e-06% | 3.547e-05% | -4.116e-05% | 1.407e-05% | -4.955e-06% | -8.985e-06% | 3.563e-06% | 3.063e-06% | 4.882e-06% | -7.687e-06% | 7.923e-06% | -1.822e-06% | -4.641e-06% | 3.743e-05% | -4.387e-05%
Opex | -8.89% | 7.473% | -3.87% | -0.4818% | 16.47% | 4.495% | -20.84% | 1.148% | 8.699% | -3.656% | -11.11% | 0.1301% | 1.913% | 5.125% | -22.79% | 1.074% | 12.55% | Opex | -9.201e-07% | 4.602e-06% | -1.06e-05% | 1.647e-06% | -3.604e-05% | 2.018e-05% | 2.523e-05% | -8.566e-06% | 2.772e-05% | -3.471e-05% | 1.099e-05% | -1.121e-05% | 5.431e-06% | 4.02e-06% | 8.759e-07% | -3.128e-06% | -3.89e-06%
O/H Subtransmission Lines | 2.159% | 1.4% | 2.853% | 1.124% | 0.8713% | 1.61% | -15% | -0.05973% | 0.2952% | -0.587% | 5.844% | 0.6396% | -0.02179% | 1.057% | 0.05337% | 0.5191% | 0.289% | O/H Subtransmission Lines | 3.768e-05% | -7.704e-05% | 2.455e-05% | 1.223e-05% | -2.038e-05% | 4.986e-05% | -2.393e-05% | 8.583e-07% | 1.782e-06% | -8.622e-06% | 5.858e-06% | 2.616e-05% | -3.437e-05% | 1.879e-06% | -3.57e-05% | 4.421e-05% | 1.126e-05%
O/H Distribution Lines | 0.8688% | 0.9793% | 1.211% | 0.7036% | 1.44% | 1.244% | 1.017% | 1.853% | 4.904% | -0.8535% | -1.404% | 2.848% | -2.608% | 0.7078% | 1.513% | 0.674% | 1.511% | O/H Distribution Lines | 3.107e-05% | -3.491e-05% | 4.304e-06% | -5.024e-05% | 8.922e-06% | -1.814e-07% | -8.369e-06% | 2.135e-05% | 8.616e-06% | 3.729e-05% | -2.939e-05% | 2.267e-05% | -3.578e-05% | 2.646e-05% | -4.414e-05% | 4.126e-05% | -2.112e-05%
U/G Subtransmission | 5.49% | 2.237% | 1.433% | 18.27% | 7.193% | 3.016% | -4.628% | 1.384% | -2.052% | 6.784% | 15.62% | 0.7075% | 1.001% | -0.2686% | 0.02678% | -0.004073% | -0.09548% | U/G Subtransmission | -3.234e-05% | 6.455e-06% | 4.062e-05% | -3.078e-05% | 1.599e-05% | -3.778e-07% | -1.893e-05% | 1.113e-05% | -2.251e-05% | 3.243e-05% | -1.421e-05% | 4.064e-05% | 1.315e-06% | -3.472e-05% | -1.191e-05% | 3.024e-05% | -2.26e-05%
U/G Distribution Cables | 10.9% | 14.25% | 10.18% | 7.468% | 5.534% | 5.333% | 5.156% | 4.169% | 6.015% | 1.751% | 2.02% | -3.239% | 1.374% | 0.7273% | 1.237% | 1.495% | 2.133% | U/G Distribution Cables | 3.834e-05% | -6.585e-05% | 2.091e-05% | 2.934e-05% | 6.321e-06% | -5.22e-05% | 4.965e-05% | -3.187e-05% | 8.322e-06% | -6.823e-06% | 1.478e-05% | -1.027e-05% | -1.238e-05% | 1.065e-05% | 2.001e-05% | 7.514e-08% | -8.232e-06%
Transformers | 2.736% | 1.14% | 1.494% | 6.039% | 2.588% | 3.363% | 2.403% | 8.451% | 0.23% | 4.479% | 3.235% | 0.6291% | 0.3979% | -0.9369% | 1.86% | -1.636% | 5.127% | Transformers | -4.028e-05% | 5.067e-05% | -5.595e-05% | 7.394e-05% | -6.415e-06% | -5.35e-05% | 2.073e-05% | 4.294e-05% | -2.876e-05% | 1.426e-05% | -4.163e-05% | 1.709e-05% | -2.775e-05% | 6.147e-05% | 1.019e-06% | -8.4e-08% | -3.849e-05%
6.ERG: Output and input contributions | [17 empty] | 6.ERG: Output and input contributions
Year | 2007 | 2008 | 2009 | 2010 | 2011 | 2012 | 2013 | 2014 | 2015 | 2016 | 2017 | 2018 | 2019 | 2020 | 2021 | 2022 | 2023 | Year | 2007 | 2008 | 2009 | 2010 | 2011 | 2012 | 2013 | 2014 | 2015 | 2016 | 2017 | 2018 | 2019 | 2020 | 2021 | 2022 | 2023
Energy (GWh) | 0.08033% | 0.1944% | 0.2602% | 0.1005% | -0.8397% | 0.3774% | -0.1534% | 0.1704% | -0.04559% | 0.07122% | -0.3214% | -0.07391% | 0.2036% | 0.0503% | -0.07353% | 0.2459% | 0.06763% | Energy (GWh) | -2.362e-06% | -6.367e-06% | 5.786e-06% | -2.861e-06% | 6.09e-06% | -8.12e-06% | 4.586e-06% | -5.426e-06% | 9.292e-06% | -8.581e-06% | 6.94e-06% | -3.358e-06% | 5.89e-07% | 4.827e-06% | -8.698e-06% | 2.481e-06% | 1.651e-07%
Ratcheted Max Demand | 1.001% | 3.322% | -0.01484% | 2.265% | -0.03556% | -0.01157% | -0.01971% | -0.01327% | 0.005781% | 0.01545% | -0.02014% | 0.01191% | 0.01883% | -0.001018% | 0.01205% | 0.02325% | -0.0184% | Ratcheted Max Demand | 7.931e-06% | -1.616e-05% | -2.571e-07% | 2.883e-05% | -2.056e-07% | -3.916e-08% | -1.152e-07% | -6.098e-08% | 2.946e-08% | 9.157e-08% | -1.059e-07% | 5.884e-08% | 9.387e-08% | -3.818e-08% | 9.845e-08% | 1.437e-07% | -1.213e-07%
Customer Numbers | 0.5795% | 0.4314% | 0.5554% | 0.5082% | 0.4655% | 0.3573% | 0.3722% | 0.3622% | 0.1999% | 0.355% | 0.1675% | 0.2157% | 0.1983% | 0.1385% | 0.1837% | 0.3252% | 0.2621% | Customer Numbers | -3.565e-06% | -9.528e-06% | -2.357e-06% | 4.042e-06% | -7.179e-07% | 4.899e-06% | -1.972e-06% | -6.579e-06% | 1.575e-06% | 1.123e-05% | -1.19e-05% | -1.539e-06% | 1.315e-05% | 4.213e-06% | -1.785e-05% | 8.118e-06% | 5.191e-06%
Circuit Length | 0.6875% | 0.168% | 0.3766% | 0.2766% | 0.04299% | 0.325% | -1.049% | 0.2126% | 0.4188% | -0.06346% | 0.07279% | -0.1614% | 0.09712% | 0.1988% | 0.2967% | 0.1398% | 0.07092% | Circuit Length | 1.335e-05% | 1.218e-06% | 2.085e-05% | -7.178e-07% | -2.493e-05% | -1.233e-05% | 2.684e-05% | -1.725e-05% | 6.176e-06% | -3.285e-06% | -5.726e-06% | 2.178e-06% | 2.504e-06% | -8.832e-06% | 2.977e-06% | -8.503e-06% | 9.813e-06%
CMOS | 11.19% | -5.918% | -4.284% | -0.6462% | 2.536% | 2.208% | 2.293% | 2.613% | -4.62% | -0.3252% | 5.305% | -1.59% | -4.002% | 0.3618% | 0.3864% | -5.566% | 3.507% | CMOS | 6.99e-07% | -2.114e-05% | 6.488e-06% | 2.39e-05% | -1.796e-05% | -9.709e-06% | -4.572e-06% | 2.535e-05% | -4.16e-06% | -5.24e-06% | 7.995e-06% | -1.39e-05% | 2.639e-06% | -1.933e-05% | 3.668e-05% | -4.379e-05% | 3.315e-05%
Opex | 3.956% | -3.328% | 1.74% | 0.2088% | -7.261% | -1.968% | 9.174% | -0.5143% | -3.958% | 1.623% | 5.116% | -0.04908% | -0.8808% | -2.412% | 10.78% | -0.5555% | -6.057% | Opex | 1.059e-05% | -3.201e-05% | -3.825e-06% | 2.054e-05% | 1.318e-05% | -2.316e-06% | -1.04e-05% | -1.853e-05% | -6.943e-07% | -1.573e-06% | 2.178e-05% | -2.383e-05% | 3.443e-05% | -3.516e-05% | 3.992e-05% | -2.367e-05% | 1.461e-05%
O/H Subtransmission Lines | -0.1912% | -0.123% | -0.274% | -0.09263% | -0.08309% | -0.1282% | 1.317% | -0.02564% | -0.02191% | 0.01416% | -0.4487% | -0.05099% | 0.00126% | -0.08068% | -0.003373% | -0.03728% | -0.02445% | O/H Subtransmission Lines | 3.244e-06% | -7.513e-06% | 5.58e-06% | 1.07e-06% | -5.836e-07% | -4.85e-06% | 5.888e-06% | -2.474e-06% | -8.234e-07% | -6.764e-07% | 1.394e-06% | -1.673e-06% | 4.062e-06% | 3.274e-07% | -3.074e-06% | 3.303e-06% | -3.986e-06%
O/H Distribution Lines | -0.1272% | -0.2037% | -0.1948% | -0.1722% | -0.3185% | -0.2316% | -0.1857% | -0.3461% | -0.8969% | 0.1881% | 0.2211% | -0.5388% | 0.4815% | -0.1115% | -0.2746% | -0.1296% | -0.3782% | O/H Distribution Lines | -9.206e-06% | 7.05e-06% | -1.035e-05% | 3.223e-06% | 3.087e-06% | 1.653e-07% | 4.432e-06% | 5.143e-06% | -7.839e-07% | -1.264e-05% | 1.168e-05% | -1.077e-05% | 1.17e-06% | -2.623e-07% | -2.524e-06% | 1.267e-05% | -3.641e-06%
U/G Subtransmission | -0.01791% | -0.005771% | 0.01729% | -0.07105% | -0.02776% | -0.01376% | 0.02094% | -0.006644% | 0.008698% | -0.027% | -0.05847% | -0.0021% | -0.002797% | 0.004322% | -0.00863% | 0.0002855% | -0.0007962% | U/G Subtransmission | 7.773e-10% | -1.651e-08% | -3.17e-08% | -9.588e-09% | -1.741e-07% | 2.068e-07% | -1.576e-07% | 1.511e-07% | 7.402e-08% | -6.136e-08% | -1.106e-07% | 2.098e-08% | -9.416e-08% | 2.345e-07% | -5.516e-08% | 9.629e-08% | -6.598e-08%
U/G Distribution Cables | -0.3495% | -0.3503% | -0.2397% | -0.2321% | -0.1509% | -0.1667% | -0.1613% | -0.1219% | -0.191% | -0.009426% | -0.07586% | 0.09518% | -0.03741% | 0.005447% | -0.00979% | -0.03466% | -0.08885% | U/G Distribution Cables | -5.205e-07% | -4.245e-07% | -9.446e-07% | 2.273e-06% | -2.632e-06% | 2.621e-06% | 1.274e-07% | -1.59e-06% | 5.962e-07% | 8.298e-08% | -3.331e-07% | -1.495e-06% | 1.47e-06% | 5.577e-08% | -3.109e-07% | 6.016e-07% | -6.919e-07%
Transformers | -0.583% | -0.4243% | -0.2628% | -1.442% | -0.6298% | -0.8075% | -0.5848% | -2.123% | -0.03595% | -1.185% | -0.689% | -0.1021% | -0.07259% | 0.3256% | -0.6034% | 0.3669% | -1.343% | Transformers | 2.287e-05% | -1.47e-06% | -2.045e-05% | -1.292e-08% | 4.018e-06% | 5.269e-07% | 4.219e-06% | -4.813e-06% | -8.324e-07% | 1.463e-05% | -1.419e-05% | -2.058e-06% | 3.701e-06% | 9.791e-06% | -1.645e-05% | 1.073e-05% | 2.492e-06%
TFP Change | 16.22% | -6.237% | -2.321% | 0.7033% | -6.302% | -0.05973% | 11.02% | 0.2071% | -9.136% | 0.6574% | 9.268% | -2.246% | -3.995% | -1.52% | 10.69% | -5.222% | -4.003% | TFP Change
check | 16.22% | -6.237% | -2.321% | 0.7033% | -6.302% | -0.05973% | 11.02% | 0.2071% | -9.136% | 0.6574% | 9.268% | -2.246% | -3.995% | -1.52% | 10.69% | -5.222% | -4.003% | check
check | 3.0122e-09 | 1.0805e-09 | -8.8767e-10 | -2.9104e-10 | 3.5216e-09 | 2.0009e-09 | -2.0082e-09 | -1.4697e-09 | -3.6343e-09 | 5.0932e-11 | -6.3155e-09 | -1.4734e-10 | -3.2278e-09 | 9.0949e-12 | 2.3756e-09 | 2.442e-10 | -9.5952e-10 | check
6.ERG: Contributions to TFP growth | [17 empty] | 6.ERG: Contributions to TFP growth | bar: 2007 to 2010
Year | 2007: 2006 to 2023; 2008: 2006 to 2012; 2009: 2012 to 2023; 2010: 2023 | Year | 2006 to 2023 | 2006 to 2012 | 2012 to 2023 | 2023
Energy (GWh) | 2007: 0.01849%; 2008: 0.02884%; 2009: 0.01284%; 2010: 0.06763% | Energy (GWh) | -2.951e-07% | -1.305e-06% | 2.56e-07% | 1.651e-07%
Ratcheted Max Demand | 2007: 0.3848%; 2008: 1.088%; 2009: 0.001338%; 2010: -0.0184% | Ratcheted Max Demand | 1.186e-06% | 3.349e-06% | 6.755e-09% | -1.213e-07%
Customer Numbers | 2007: 0.334%; 2008: 0.4829%; 2009: 0.2528%; 2010: 0.2621% | Customer Numbers | -2.108e-07% | -1.205e-06% | 3.312e-07% | 5.191e-06%
Circuit Length | 2007: 0.1241%; 2008: 0.3128%; 2009: 0.02121%; 2010: 0.07092% | Circuit Length | 2.551e-07% | -4.27e-07% | 6.272e-07% | 9.813e-06%
CMOS | 2007: 0.2027%; 2008: 0.8473%; 2009: -0.1489%; 2010: 3.507% | CMOS | -1.702e-07% | -2.954e-06% | 1.348e-06% | 3.315e-05%
Opex | 2007: 0.3302%; 2008: -1.109%; 2009: 1.115%; 2010: -6.057% | Opex | 1.778e-07% | 1.025e-06% | -2.844e-07% | 1.461e-05%
O/H Subtransmission Lines | 2007: -0.01485%; 2008: -0.1487%; 2009: 0.05815%; 2010: -0.02445% | O/H Subtransmission Lines | -4.617e-08% | -5.088e-07% | 2.062e-07% | -3.986e-06%
O/H Distribution Lines | 2007: -0.1893%; 2008: -0.208%; 2009: -0.1792%; 2010: -0.3782% | O/H Distribution Lines | -9.123e-08% | -1.005e-06% | 4.069e-07% | -3.641e-06%
U/G Subtransmission | 2007: -0.01124%; 2008: -0.01983%; 2009: -0.006563%; 2010: -0.0007962% | U/G Subtransmission | 4.544e-10% | -4.059e-09% | 2.916e-09% | -6.598e-08%
U/G Distribution Cables | 2007: -0.1246%; 2008: -0.2482%; 2009: -0.05723%; 2010: -0.08885% | U/G Distribution Cables | -6.564e-08% | 6.198e-08% | -1.352e-07% | -6.919e-07%
Transformers | 2007: -0.5997%; 2008: -0.6915%; 2009: -0.5496%; 2010: -1.343% | Transformers | 7.471e-07% | 9.14e-07% | 6.56e-07% | 2.492e-06%
TFP Change | 2007: 0.4545%; 2008: 0.3344%; 2009: 0.52%; 2010: -4.003% | TFP Change | 1.488e-06% | -2.058e-06% | 3.422e-06% | 5.691e-05%
7.ESS: Output and input growth rates | [17 empty] | 7.ESS: Output and input growth rates
Year | 2007 | 2008 | 2009 | 2010 | 2011 | 2012 | 2013 | 2014 | 2015 | 2016 | 2017 | 2018 | 2019 | 2020 | 2021 | 2022 | 2023 | Year | 2007 | 2008 | 2009 | 2010 | 2011 | 2012 | 2013 | 2014 | 2015 | 2016 | 2017 | 2018 | 2019 | 2020 | 2021 | 2022 | 2023
Energy (GWh) | 0.07753% | 0.5229% | 0.6998% | -0.1479% | -1.333% | -0.7563% | 3.627% | -2.149% | 1.982% | 0.3465% | 0.6096% | 1.157% | 1.564% | -2.223% | -0.08316% | 0.08839% | 1.55% | Energy (GWh) | -3.71e-05% | 6.518e-06% | -1.07e-05% | 1.854e-06% | 4.449e-05% | -6.021e-06% | -3.429e-05% | 8.324e-05% | -7.997e-05% | 3.299e-05% | -2.215e-05% | 6.218e-05% | -6.931e-05% | 3.223e-05% | -1.815e-07% | 3.463e-05% | -2.139e-05%
Ratcheted Max Demand | 4.446% | 0% | 0.1099% | 0.03399% | 0% | 0% | 0% | 13.62% | 0% | 0% | 0% | 0% | 2.104% | 0% | 0% | 1.604% | 0% | Ratcheted Max Demand | -3.424e-05% | 0% | 3.372e-05% | -2.1e-05% | 0% | 0% | 0% | 2.34e-06% | 0% | 0% | 0% | 0% | 5.212e-05% | 0% | 0% | -3.028e-05% | 0%
Customer Numbers | 0.7682% | 1.194% | 0.8204% | 0.4417% | 1.109% | 0.4744% | 0.6964% | 1.176% | 1.484% | 1.382% | 1.453% | 1.561% | 1.152% | 1.031% | 0.99% | 1.086% | 0.2991% | Customer Numbers | -1.293e-05% | 4.547e-05% | -5.302e-05% | -2.118e-05% | 4.766e-05% | 3.17e-06% | -3.23e-05% | -5.664e-06% | -7.114e-06% | 6.584e-05% | 5.885e-06% | -2.548e-05% | -3.567e-05% | -1.579e-05% | 5.452e-05% | 2.498e-06% | 2.576e-05%
Circuit Length | -5.193% | -1.931% | 1.028% | 0.4697% | 1.033% | 0.119% | 0.1508% | 0.02568% | 0.1669% | 0.2452% | 0.08048% | 0.05229% | 0.1738% | 0.07636% | 0.1026% | 0.1248% | 0.1308% | Circuit Length | -1.786e-06% | 4.322e-06% | 1.254e-06% | -5.8e-06% | 2.986e-06% | -4.837e-06% | 4.189e-06% | 4.464e-06% | -1.566e-06% | -5.815e-06% | 7.59e-06% | -1.308e-05% | 8.323e-06% | 4.689e-06% | -6.228e-06% | 1.567e-06% | -6.687e-07%
CMOS | -28.2% | -0.5755% | 18.64% | -27.94% | 13.54% | 6.998% | -1.431% | -23.75% | 21.6% | -2.024% | 11.13% | -9.075% | 12% | 3.844% | -11.21% | 2.525% | 2.045% | CMOS | 1.811e-06% | -3.489e-06% | 7.782e-06% | -2.311e-06% | -2.575e-06% | -2.057e-06% | 2.082e-06% | -1.916e-06% | 5.702e-06% | -5.767e-06% | 1.191e-05% | -8.716e-06% | 3.15e-06% | -2.759e-06% | -5.057e-06% | 2.9e-06% | 7.13e-06%
Opex | 16.87% | 13.7% | -8.487% | 8.79% | 1.189% | 20.83% | -12.17% | -4.055% | -12.74% | -20.84% | -3.859% | 3.917% | 12.53% | -3.889% | -2.922% | -5.392% | 7.728% | Opex | -7.324e-06% | 2.268e-05% | -5.889e-05% | 1.99e-05% | 5.722e-05% | -5.293e-05% | 3.669e-05% | -2.468e-05% | 1.906e-05% | -4.878e-05% | 3.691e-05% | 1.894e-05% | -4.61e-05% | -1.085e-05% | 8.289e-06% | 1.088e-05% | 8.42e-06%
O/H Subtransmission Lines | 0.8872% | -3.598% | 0.5208% | 2.724% | -0.4905% | -1.592% | 5.809% | 2.564% | 2.36% | 2.358% | 0.2951% | -1.423% | 0.4945% | 0.8002% | 0.04478% | -0.07234% | -0.05401% | O/H Subtransmission Lines | -1.364e-05% | 1.232e-05% | 1.264e-06% | -3.481e-05% | 3.241e-05% | 3.874e-07% | 1.059e-05% | -1.033e-05% | -4.416e-05% | 7.857e-05% | -5.178e-05% | -4.187e-06% | 2.856e-05% | 3.306e-05% | -3.813e-05% | -2.738e-05% | 1.221e-05%
O/H Distribution Lines | -9.991% | 0.5851% | 0.5288% | 0.3974% | 0.6004% | 0.3531% | 0.2731% | 0.2904% | 0.4027% | 0.196% | 0.3326% | 0.5144% | 0.4723% | 0.01621% | 0.2328% | 0.2698% | 0.1603% | O/H Distribution Lines | 6.066e-06% | 1.882e-06% | 9.497e-07% | -7.056e-06% | -1.119e-06% | -3.476e-06% | 1.131e-05% | -9.197e-06% | 5.059e-06% | -4.092e-06% | 4.586e-07% | 4.691e-06% | -6.619e-06% | 1.122e-06% | 1.843e-06% | -5.028e-06% | 8.945e-07%
U/G Subtransmission | 0% | -83.36% | 28% | 0.9127% | 13.48% | 19.14% | 19.71% | 28.4% | 8.817% | 0.7634% | -3.896% | 1.519% | 4.359% | 2.884% | 0.5855% | -0.03623% | 5.297% | U/G Subtransmission | 0% | 1.086e-05% | 1.421e-06% | -1.544e-05% | 1.988e-06% | -2.94e-06% | -1.246e-06% | 3.961e-05% | -5.736e-05% | 4.929e-05% | -1.791e-06% | -7.324e-06% | -3.703e-05% | 3.543e-06% | 3.834e-05% | -3.258e-05% | 2.822e-07%
U/G Distribution Cables | 11.98% | -40.45% | 6.359% | 6.464% | 9.399% | 7.043% | 2.029% | 2.581% | 3.777% | 4.142% | 3.116% | 2.604% | 2.635% | 3.106% | 3.149% | 2.577% | 2.749% | U/G Distribution Cables | 3.218e-06% | -1.883e-07% | -3.714e-06% | -6.696e-06% | 5.603e-06% | 4.086e-05% | -6.709e-05% | 2.119e-05% | 2.608e-05% | 2.991e-06% | -7.243e-06% | -1.356e-05% | -9.473e-06% | -3.576e-05% | 6.512e-05% | -3.301e-05% | -4.827e-06%
Transformers | 7.032% | 5.826% | 3.294% | 5.509% | 1.163% | 1.722% | 0.3694% | -0.3967% | 1.744% | 1.457% | 0.5268% | 0.6584% | 2.956% | 1.022% | 0.6782% | 0.9205% | 1.168% | Transformers | -2.753e-05% | 5.399e-05% | -1.316e-05% | -4.764e-05% | 2.246e-06% | 6.146e-07% | 4.182e-06% | 8.359e-06% | 1.048e-05% | 2.933e-05% | -1.697e-05% | 9.863e-06% | 8.03e-06% | -5.324e-05% | 3.956e-05% | -4.944e-06% | 3.23e-05%
7.ESS: Output and input contributions | [17 empty] | 7.ESS: Output and input contributions
Year | 2007 | 2008 | 2009 | 2010 | 2011 | 2012 | 2013 | 2014 | 2015 | 2016 | 2017 | 2018 | 2019 | 2020 | 2021 | 2022 | 2023 | Year | 2007 | 2008 | 2009 | 2010 | 2011 | 2012 | 2013 | 2014 | 2015 | 2016 | 2017 | 2018 | 2019 | 2020 | 2021 | 2022 | 2023
Energy (GWh) | 0.01822% | 0.05611% | 0.07203% | -0.01087% | -0.137% | -0.07477% | 0.369% | -0.2155% | 0.1987% | 0.0371% | 0.06427% | 0.1199% | 0.1686% | -0.2346% | -0.01065% | 0.009526% | 0.1662% | Energy (GWh) | 3.263e-07% | -2.964e-06% | 7.668e-08% | 4.908e-06% | -1.941e-06% | -4.44e-06% | 3.565e-07% | 5.27e-06% | -6.191e-06% | 7.912e-07% | 7.639e-06% | -3.55e-06% | 6.187e-07% | 3.55e-06% | 4.01e-07% | -7.887e-06% | 7.472e-06%
Ratcheted Max Demand | 2.06% | 0.01591% | -0.001642% | 0.1435% | -0.003744% | 0.02784% | 0.02374% | 5.395% | 0.03102% | 0.08115% | 0.001833% | -0.01926% | 0.906% | 0.0121% | -0.03552% | 0.6684% | 0.03552% | Ratcheted Max Demand | -9.64e-06% | -1.933e-07% | -4.431e-06% | 6.13e-06% | -1.075e-07% | -9.113e-09% | 6.619e-08% | -6.922e-06% | -8.107e-08% | -3.826e-07% | 4.389e-08% | -1.095e-07% | 2.46e-05% | -1.596e-08% | -2.48e-07% | -4.616e-07% | 1.595e-07%
Customer Numbers | 0.2516% | 0.2791% | 0.1686% | 0.1464% | 0.2445% | 0.1118% | 0.1575% | 0.2597% | 0.3203% | 0.3128% | 0.3307% | 0.3469% | 0.2757% | 0.241% | 0.2081% | 0.2491% | 0.08644% | Customer Numbers | -1.023e-05% | 1.345e-05% | 8.467e-07% | -1.371e-05% | 7.081e-08% | 8.445e-06% | -8.736e-06% | 1.342e-05% | -5.689e-06% | -8.045e-06% | 1.194e-05% | 1.303e-06% | -9.907e-06% | 1.437e-05% | -1.749e-05% | 1.224e-05% | -8.632e-06%
Circuit Length | -2.583% | -0.9238% | 0.48% | 0.2565% | 0.4829% | 0.05715% | 0.07075% | 0.01255% | 0.07614% | 0.1176% | 0.03877% | 0.02363% | 0.08622% | 0.03801% | 0.0458% | 0.06037% | 0.06713% | Circuit Length | -3.953e-06% | -1.17e-05% | 1.11e-06% | 2.224e-05% | -7.585e-08% | -6.15e-06% | 2.616e-05% | -9.643e-06% | -2.656e-05% | 5e-06% | 2.253e-06% | -1.37e-05% | 2.493e-05% | 1.56e-05% | -1.799e-05% | -7.657e-06% | 2.548e-05%
CMOS | 7.471% | 0.07727% | -4.358% | 5.881% | -2.636% | -1.361% | 0.2676% | 3.969% | -3.574% | 0.5487% | -2.531% | 2.046% | -2.767% | -0.9615% | 2.705% | -0.5754% | -0.5436% | CMOS | 1.058e-05% | -2.103e-05% | 2.252e-05% | -2.049e-05% | 1.75e-05% | 4.332e-06% | -9.828e-06% | -1.475e-05% | 2.919e-05% | -2.471e-06% | 6.377e-06% | -3.295e-05% | -8.375e-06% | 6.111e-06% | 6.017e-06% | 2.642e-05% | -2.242e-05%
Opex | -7.974% | -6.896% | 4.373% | -4.222% | -0.3347% | -10.49% | 5.988% | 2.182% | 5.984% | 9.693% | 1.706% | -1.676% | -5.78% | 1.998% | 1.597% | 2.554% | -4.075% | Opex | 1.784e-05% | -3.586e-06% | -1.271e-05% | 9.786e-06% | -4.293e-06% | 1.917e-05% | -1.377e-05% | -2.843e-06% | 3.237e-05% | -1.747e-06% | -3.337e-05% | 2.519e-06% | 1.377e-05% | -1.442e-05% | 1.971e-05% | 1.185e-05% | -1.577e-05%
O/H Subtransmission Lines | -0.08858% | 0.1989% | -0.01105% | -0.1848% | 0.04144% | 0.09973% | -0.3532% | -0.1518% | -0.1551% | -0.1535% | -0.01568% | 0.0926% | -0.0212% | -0.04179% | 0.02489% | 0.002926% | -0.01696% | O/H Subtransmission Lines | 2.537e-06% | -2.919e-06% | 4.749e-06% | 5.277e-07% | -4.268e-06% | 4.036e-06% | -4.085e-06% | 1.801e-06% | -1.999e-06% | 3.32e-06% | -8.317e-07% | -6.412e-07% | 9.019e-07% | -3.496e-07% | -2.384e-06% | 2.591e-06% | -2.022e-06%
O/H Distribution Lines | 1.6% | -0.09424% | -0.05682% | -0.06953% | -0.09027% | -0.05734% | -0.04599% | -0.05331% | -0.06278% | -0.03613% | -0.06362% | -0.101% | -0.08795% | -0.002031% | -0.02282% | -0.05307% | -0.06495% | O/H Distribution Lines | 4.547e-06% | -1.327e-05% | 1.293e-05% | -9.077e-06% | 5.914e-06% | -7.362e-06% | 5.89e-06% | -2.484e-06% | 2.409e-06% | -5.273e-06% | -2.008e-06% | 9.495e-06% | -8.697e-06% | -6.584e-07% | 1.173e-06% | 1.066e-07% | 3.788e-06%
U/G Subtransmission | -0.001174% | 0.142% | -0.04421% | -0.008271% | -0.009844% | -0.03969% | -0.03678% | -0.04234% | -0.01867% | -6.103e-05% | 0.006067% | -0.002371% | -0.00643% | -0.005707% | 0.002769% | -0.0003925% | -0.01421% | U/G Subtransmission | 3.136e-09% | 7.807e-09% | -5.453e-08% | -4.828e-10% | -4.881e-09% | 5.493e-08% | 3.162e-08% | -1.397e-08% | -4.005e-08% | 1.169e-08% | -6.313e-08% | 1.098e-07% | -6.205e-08% | -6.755e-08% | 7.203e-08% | 9.024e-09% | 2.43e-08%
U/G Distribution Cables | -0.3842% | 1.212% | -0.1271% | -0.2165% | -0.2443% | -0.2518% | -0.07531% | -0.09673% | -0.1191% | -0.1469% | -0.1004% | -0.08081% | -0.0731% | -0.08899% | -0.0496% | -0.08475% | -0.1319% | U/G Distribution Cables | 1.098e-06% | 2.947e-08% | 1.243e-06% | 1.093e-06% | -7.26e-07% | -5.202e-07% | 7.293e-07% | -1.31e-06% | -1.244e-07% | 2.046e-07% | 1.535e-06% | -1.825e-06% | 6.686e-07% | 1.338e-06% | -2.631e-06% | 1.333e-06% | -4.864e-07%
Transformers | -1.984% | -1.472% | -0.69% | -1.473% | -0.3021% | -0.4594% | -0.09375% | 0.08878% | -0.4004% | -0.3894% | -0.1398% | -0.1215% | -0.668% | -0.0944% | -0.2127% | -0.3054% | -0.3317% | Transformers | 2.213e-06% | 1.004e-05% | -6.557e-06% | 6.793e-06% | -6.197e-06% | -1.105e-05% | -2.302e-06% | -2.866e-06% | 2.045e-05% | -1.081e-05% | 1.038e-05% | 7.898e-07% | -1.267e-05% | 7.591e-06% | -1.425e-05% | 9.847e-06% | 9.796e-06%
TFP Change | -1.615% | -7.406% | -0.1953% | 0.2431% | -2.989% | -12.44% | 6.271% | 11.35% | 2.281% | 10.06% | -0.7034% | 0.6284% | -7.967% | 0.8598% | 4.253% | 2.526% | -4.823% | TFP Change
check | -1.615% | -7.406% | -0.1953% | 0.2432% | -2.989% | -12.44% | 6.271% | 11.35% | 2.281% | 10.06% | -0.7034% | 0.6284% | -7.967% | 0.8598% | 4.253% | 2.526% | -4.823% | check
check | -8.049e-10 | -2.8231e-09 | 1.0514e-09 | -1.6516e-09 | 9.8225e-10 | -3.0268e-09 | -2.4593e-09 | 6.1409e-09 | -9.7498e-10 | -6.4846e-09 | -8.4037e-10 | -1.0004e-10 | 1.6298e-09 | -3.3288e-10 | -5.2205e-10 | -4.3565e-10 | -2.4593e-09 | check
7.ESS: Contributions to TFP growth | [17 empty] | 7.ESS: Contributions to TFP growth | bar: 2007 to 2010
Year | 2007: 2006 to 2023; 2008: 2006 to 2012; 2009: 2012 to 2023; 2010: 2023 | Year | 2006 to 2023 | 2006 to 2012 | 2012 to 2023 | 2023
Energy (GWh) | 2007: 0.03507%; 2008: -0.01271%; 2009: 0.06114%; 2010: 0.1662% | Energy (GWh) | 2.61e-07% | -6.723e-07% | 7.701e-07% | 7.472e-06%
Ratcheted Max Demand | 2007: 0.5495%; 2008: 0.3737%; 2009: 0.6455%; 2010: 0.03552% | Ratcheted Max Demand | 4.942e-07% | -1.375e-06% | 1.514e-06% | 1.595e-07%
Customer Numbers | 2007: 0.2347%; 2008: 0.2003%; 2009: 0.2535%; 2010: 0.08644% | Customer Numbers | -3.743e-07% | -1.88e-07% | -4.759e-07% | -8.632e-06%
Circuit Length | 2007: -0.09373%; 2008: -0.3717%; 2009: 0.05791%; 2010: 0.06713% | Circuit Length | 1.491e-06% | 2.443e-07% | 2.171e-06% | 2.548e-05%
CMOS | 2007: 0.2151%; 2008: 0.8457%; 2009: -0.1288%; 2010: -0.5436% | CMOS | -1.928e-07% | 2.235e-06% | -1.517e-06% | -2.242e-05%
Opex | 2007: -0.3163%; 2008: -4.258%; 2009: 1.834%; 2010: -4.075% | Opex | 1.441e-06% | 4.367e-06% | -1.543e-07% | -1.577e-05%
O/H Subtransmission Lines | 2007: -0.04313%; 2008: 0.009275%; 2009: -0.07171%; 2010: -0.01696% | O/H Subtransmission Lines | 5.666e-08% | 7.771e-07% | -3.363e-07% | -2.022e-06%
O/H Distribution Lines | 2007: 0.03752%; 2008: 0.2052%; 2009: -0.05397%; 2010: -0.06495% | O/H Distribution Lines | -1.519e-07% | -1.054e-06% | 3.401e-07% | 3.788e-06%
U/G Subtransmission | 2007: -0.004665%; 2008: 0.006469%; 2009: -0.01074%; 2010: -0.01421% | U/G Subtransmission | 1.042e-09% | 9.963e-10% | 1.066e-09% | 2.43e-08%
U/G Distribution Cables | 2007: -0.06235%; 2008: -0.00206%; 2009: -0.09524%; 2010: -0.1319% | U/G Distribution Cables | 9.7e-08% | 3.695e-07% | -5.164e-08% | -4.864e-07%
Transformers | 2007: -0.5323%; 2008: -1.063%; 2009: -0.2426%; 2010: -0.3317% | Transformers | 6.584e-07% | -7.927e-07% | 1.45e-06% | 9.796e-06%
TFP Change | 2007: 0.01956%; 2008: -4.067%; 2009: 2.249%; 2010: -4.823% | TFP Change | 3.782e-06% | 3.912e-06% | 3.711e-06% | -2.611e-06%
8.JEN: Output and input growth rates | [17 empty] | 8.JEN: Output and input growth rates
Year | 2007 | 2008 | 2009 | 2010 | 2011 | 2012 | 2013 | 2014 | 2015 | 2016 | 2017 | 2018 | 2019 | 2020 | 2021 | 2022 | 2023 | Year | 2007 | 2008 | 2009 | 2010 | 2011 | 2012 | 2013 | 2014 | 2015 | 2016 | 2017 | 2018 | 2019 | 2020 | 2021 | 2022 | 2023
Energy (GWh) | 2.307% | 2.502% | -2.588% | 1.707% | -0.8041% | -1.146% | -2.568% | -2.818% | 1.833% | -0.5983% | 1.834% | -1.077% | 0.2353% | -2.929% | 0.09372% | 3.532% | 2.728% | Energy (GWh) | -3.69e-05% | 7.531e-06% | 5.099e-05% | -5.66e-05% | 6.435e-05% | -3.827e-05% | 7.774e-06% | 9.562e-07% | -7.687e-06% | 8.243e-07% | 1.855e-06% | 4.186e-06% | -7.145e-06% | 4.633e-06% | 8.224e-06% | -2.884e-06% | 1.739e-05%
Ratcheted Max Demand | 7.45% | 6.09% | 6.202% | 0% | 0% | 0% | 0% | 0% | 0% | 0% | 0% | 0% | 0.6236% | 2.349% | 0% | 0% | 0% | Ratcheted Max Demand | 4.525e-05% | -6.153e-05% | -5.732e-06% | 0% | 0% | 0% | 0% | 0% | 0% | 0% | 0% | 0% | 2.815e-05% | -4.073e-05% | 0% | 0% | 0%
Customer Numbers | 2.007% | 1.166% | 0.8606% | 1.417% | -0.7805% | 1.822% | 2.135% | 1.963% | 1.927% | 2.144% | 2.162% | 1.953% | 1.877% | 1.763% | 1.353% | 1.36% | 1.195% | Customer Numbers | 1.325e-05% | -5.948e-06% | 2.659e-05% | -3.987e-05% | -9.528e-06% | -8.018e-06% | 5.308e-05% | -3.4e-05% | 2.403e-05% | -2.904e-05% | 6.274e-06% | -3.668e-05% | 2.965e-06% | 3.692e-06% | 0.0001452% | -5.157e-05% | 4.494e-05%
Circuit Length | 0.89% | 1.688% | 0.9944% | 0.7437% | 1.176% | 1.002% | 0.5296% | 0.4185% | 1.382% | 0.8704% | 1.701% | 2.445% | 0.9144% | 1.061% | 1.701% | 0.9129% | 1.177% | Circuit Length | -3.346e-05% | 3.044e-05% | 2.907e-05% | -6.122e-05% | 1.618e-05% | 5.955e-05% | -3.764e-05% | -8.959e-06% | 1.2e-05% | -3.524e-05% | 5.403e-05% | 4.492e-06% | -4.05e-06% | 1.006e-05% | -8.186e-05% | 2.57e-05% | -3.728e-05%
CMOS | 0.238% | -6.386% | 13.4% | -11.97% | -12.89% | -7.659% | 19.54% | -0.01346% | -20.28% | -0.7781% | -5.166% | 3.865% | 11.46% | 6.23% | -12.63% | 1.47% | -15.88% | CMOS | 5.483e-06% | -8.515e-06% | 4.154e-05% | -4.09e-05% | 9.476e-06% | -1.76e-05% | 1.465e-05% | -1.103e-05% | 2.509e-06% | 2.449e-06% | -4.516e-06% | 8.466e-06% | -1.288e-05% | 1.303e-05% | -2.203e-06% | -9.549e-06% | 2.549e-06%
Opex | 5.431% | -21.38% | 8.751% | 15.91% | 8.713% | 19.39% | -2.498% | -4.302% | 0.6012% | 5.279% | 3.663% | -7.688% | 0.1822% | -11.65% | -21.23% | -3.536% | 6.817% | Opex | -1.414e-05% | 1.807e-05% | 1.722e-06% | 2.43e-05% | -1.275e-05% | -9.12e-06% | -1.115e-05% | 2.326e-05% | -1.027e-05% | -3.2e-05% | 4.55e-05% | -2.188e-05% | -1.411e-05% | 3.895e-05% | -7.775e-05% | 2.33e-05% | -4.517e-05%
O/H Subtransmission Lines | 0.1583% | 0.4873% | 4.692% | 0.5227% | -0.9642% | 0.8221% | 1.197% | -2.693% | 0.4811% | 0.3367% | -0.7337% | 12.12% | -0.6116% | -0.489% | -0.6532% | -0.2748% | -0.4983% | O/H Subtransmission Lines | 4.299e-05% | -4.62e-05% | -2.951e-05% | 3.776e-05% | -1.528e-05% | 2.228e-05% | 4.828e-07% | -1.343e-05% | 3.276e-05% | 1.082e-05% | -6.913e-06% | -1.687e-05% | -1.739e-05% | -3.724e-05% | -5.735e-06% | -3.404e-07% | 2.183e-06%
O/H Distribution Lines | 0.5362% | 1.238% | -0.1936% | -0.2048% | -1.14% | -1.381% | -0.7226% | 1.228% | -0.2187% | 0.9145% | 0.529% | 0.1638% | 2.651% | -2.404% | 3.109% | 0.3258% | 0.4981% | O/H Distribution Lines | -1.92e-05% | 6.289e-05% | -4.011e-05% | 3.698e-05% | -5.75e-05% | 1.034e-05% | 5.494e-06% | -1.015e-06% | 5.881e-06% | -1.511e-05% | 1.18e-05% | -1.044e-06% | -1.958e-05% | 4.337e-05% | -0.000115% | 4.655e-06% | 4.452e-05%
U/G Subtransmission | -10.24% | -0.03637% | 0% | 0.03637% | 1.762% | 6.033% | -0.2881% | -8.493% | 0.02296% | 0.2705% | 5.431% | 15.9% | 15.37% | 14.8% | 11.26% | 5.702% | -2.622e-05% | U/G Subtransmission | 3.213e-06% | -3.46e-06% | 0% | 3.46e-06% | -9.511e-06% | -1.628e-06% | 8.041e-06% | -2.032e-06% | 4.062e-06% | -7.21e-06% | 2.479e-06% | -2.605e-05% | 2.453e-05% | 1.371e-06% | -2.904e-05% | 3.146e-05% | -2.622e-05%
U/G Distribution Cables | 3.819% | 7.705% | 3.949% | 4.155% | 4.383% | 4.984% | 3.671% | 6.842% | 6.593% | 3.247% | 3.417% | 8.339% | 2.704% | 3.852% | 3.991% | 3.922% | 4.835% | U/G Distribution Cables | 2.051e-05% | -5.286e-05% | 1.074e-05% | 1.905e-05% | 4.037e-05% | -4.333e-06% | -6.482e-05% | 4.87e-05% | 1.56e-07% | 9.582e-06% | -3.086e-05% | -1.006e-05% | -1.378e-06% | -6.254e-06% | 8.632e-05% | -3.113e-05% | 2.194e-05%
Transformers | 0.6894% | 6.096% | 4.106% | -0.8698% | 8.461% | 1.203% | 1.944% | 1.816% | 5.403% | 1.483% | 0.4826% | 2.564% | 2.228% | 3.638% | -0.1528% | 1.614% | 1.477% | Transformers | -8.649e-06% | 2.019e-05% | -2.394e-05% | 4.219e-05% | -4.754e-05% | 7.666e-06% | -2.282e-05% | 4.197e-05% | -3.129e-06% | -2.788e-05% | 2.217e-06% | -1.133e-05% | 5.127e-05% | -6.325e-06% | -5.82e-05% | 1.003e-05% | -2.488e-05%
8.JEN: Output and input contributions | [17 empty] | 8.JEN: Output and input contributions
Year | 2007 | 2008 | 2009 | 2010 | 2011 | 2012 | 2013 | 2014 | 2015 | 2016 | 2017 | 2018 | 2019 | 2020 | 2021 | 2022 | 2023 | Year | 2007 | 2008 | 2009 | 2010 | 2011 | 2012 | 2013 | 2014 | 2015 | 2016 | 2017 | 2018 | 2019 | 2020 | 2021 | 2022 | 2023
Energy (GWh) | 0.2169% | 0.2345% | -0.2426% | 0.1593% | -0.0776% | -0.1075% | -0.2374% | -0.2597% | 0.1701% | -0.05469% | 0.1679% | -0.09866% | 0.02129% | -0.2679% | 0.00788% | 0.3235% | 0.2499% | Energy (GWh) | -9.314e-08% | -5.356e-06% | 3.718e-08% | 4.595e-06% | 2.237e-06% | -1.043e-06% | -5.788e-06% | 2.627e-06% | 3.462e-06% | -2.703e-06% | 2.914e-06% | -7.097e-06% | 2.23e-06% | 1.281e-06% | -7.075e-06% | 7.231e-06% | -5.021e-06%
Ratcheted Max Demand | 2.768% | 2.256% | 2.291% | -0.001608% | -0.004188% | -0.003076% | 0.0008668% | -0.001837% | -0.003845% | -0.0001974% | -0.001341% | 0.001401% | 0.2261% | 0.8446% | 0.002904% | 0.002217% | -0.002919% | Ratcheted Max Demand | 2.339e-06% | 8.384e-06% | -7.855e-06% | 2.169e-08% | 2.568e-08% | 2.254e-08% | -2.633e-09% | -1.254e-08% | 5.455e-08% | -1.205e-08% | 3.778e-08% | -1.085e-08% | 5.473e-07% | 1.145e-05% | 6.055e-08% | 1.096e-08% | -2.009e-08%
Customer Numbers | 0.4117% | 0.2402% | 0.1721% | 0.2917% | -0.1453% | 0.3725% | 0.4246% | 0.3935% | 0.3834% | 0.4234% | 0.4248% | 0.3882% | 0.3742% | 0.3452% | 0.2712% | 0.2722% | 0.2319% | Customer Numbers | -4.987e-06% | 1.167e-05% | -1.019e-05% | 6.644e-06% | 2.209e-06% | 2.136e-07% | -1.2e-05% | 2.377e-07% | 1.375e-05% | -4.61e-06% | -1.249e-05% | 3.923e-06% | -3.767e-06% | 1.376e-05% | -2.908e-05% | 7.01e-06% | -1.957e-06%
Circuit Length | 0.3885% | 0.7293% | 0.4227% | 0.3251% | 0.515% | 0.4315% | 0.2217% | 0.1793% | 0.5825% | 0.3634% | 0.7074% | 1.023% | 0.3867% | 0.4386% | 0.7161% | 0.3865% | 0.4851% | Circuit Length | -1.057e-05% | 7.932e-06% | 8.807e-06% | -1.392e-05% | -1.251e-05% | 2.28e-05% | -2.007e-05% | 2.812e-05% | -1.067e-05% | 5.1e-06% | -7.912e-06% | -7.313e-06% | 9.398e-06% | -1.192e-05% | 2.318e-05% | 8.732e-06% | -3.012e-05%
CMOS | 0.004692% | 0.629% | -1.288% | 1.173% | 1.157% | 0.5685% | -1.517% | 0.03435% | 1.425% | 0.04696% | 0.2946% | -0.2064% | -0.758% | -0.4207% | 0.8484% | -0.09856% | 1.068% | CMOS | -1.663e-06% | 1.254e-06% | -3.061e-06% | 8.588e-06% | -1.06e-05% | 1.268e-05% | -4.396e-06% | -7.939e-06% | 1.163e-05% | -7.497e-06% | 2.664e-06% | 5.244e-06% | -1.058e-05% | 8.103e-06% | -1.673e-05% | 2.165e-06% | -1.84e-07%
Opex | -2.396% | 8.523% | -3.525% | -6.581% | -3.902% | -8.885% | 1.035% | 2.143% | -0.2615% | -2.472% | -2.091% | 3.939% | -0.04835% | 5.301% | 9.732% | 1.512% | -3.23% | Opex | 7.866e-06% | -1.384e-05% | -1.466e-05% | 4.374e-06% | 2.508e-06% | 3.216e-06% | 1.204e-05% | -2.376e-05% | 2.16e-05% | -2.255e-05% | 3.543e-05% | 4.82e-06% | -3.519e-05% | 2.976e-05% | -1.356e-05% | -1.39e-05% | 1.705e-05%
O/H Subtransmission Lines | -0.004018% | 0.01078% | -0.2248% | -0.02744% | 0.05192% | -0.04714% | -0.05898% | 0.1258% | -0.02119% | -0.02242% | 0.03516% | -0.5639% | 0.02132% | 0.03846% | 0.02257% | -0.01252% | -0.0137% | O/H Subtransmission Lines | 1.716e-07% | 2.862e-06% | -2.473e-06% | 1.489e-06% | 1.686e-06% | -2.667e-06% | -3.308e-07% | 3.271e-06% | -2.258e-06% | -1.928e-06% | 2.545e-06% | 9.934e-07% | -1.141e-06% | -1.278e-07% | 9.592e-07% | -7.046e-07% | 3.376e-07%
O/H Distribution Lines | -0.1625% | -0.3767% | 0.06072% | 0.07181% | 0.3338% | 0.3702% | 0.1602% | -0.3156% | 0.05679% | -0.2562% | -0.1296% | -0.041% | -0.6852% | 0.622% | -0.7949% | -0.1118% | -0.178% | O/H Distribution Lines | -3.662e-06% | -2.329e-05% | 1.021e-05% | 9.976e-06% | 7.107e-06% | -8.121e-06% | 5.18e-06% | -2.408e-05% | 2.089e-05% | -1.523e-05% | 2.662e-07% | 1.452e-05% | 4.209e-07% | -8.868e-06% | 1.246e-05% | -9.159e-06% | 6.778e-06%
U/G Subtransmission | 0.01735% | 0.003135% | 0.0007081% | -0.0006362% | -0.002214% | -0.01273% | -0.000434% | 0.01557% | 0.0002195% | -0.002228% | -0.008825% | -0.0277% | -0.02844% | -0.02476% | -0.02143% | -0.01638% | -0.01019% | U/G Subtransmission | 7.907e-08% | -6.294e-08% | 1.524e-09% | 6.653e-08% | -5.036e-08% | 4.955e-08% | -4.289e-08% | -1.765e-08% | 3.425e-08% | -4.406e-08% | 3.004e-08% | 3.26e-08% | -5.307e-08% | 4.586e-08% | 1.107e-08% | -1.323e-08% | -3.552e-08%
U/G Distribution Cables | -0.1026% | -0.1221% | -0.09011% | -0.1184% | -0.08653% | -0.1217% | -0.08168% | -0.1285% | -0.1259% | -0.05182% | -0.06642% | -0.1613% | -0.04714% | -0.05722% | -0.09027% | -0.1054% | -0.1408% | U/G Distribution Cables | -7.12e-07% | 3.766e-07% | -5.004e-07% | -2.262e-07% | 1.126e-06% | -2.851e-07% | 1.387e-07% | -7.624e-07% | 1.107e-06% | -1.003e-06% | 9.719e-07% | -8.298e-07% | 5.059e-07% | 1.176e-07% | 8.236e-07% | -5.863e-07% | -1.146e-06%
Transformers | -0.04588% | -0.9427% | -0.8889% | 0.1448% | -1.602% | -0.2256% | -0.3532% | -0.3713% | -1.155% | -0.4197% | 0.07337% | -0.6265% | -0.5229% | -0.9572% | 0.3538% | -0.1906% | -0.4181% | Transformers | 9.421e-08% | 4.718e-06% | -3.779e-06% | -5.948e-06% | 2.622e-06% | 8.377e-06% | 1.384e-06% | 1.936e-06% | -7.385e-06% | -7.435e-06% | 1.172e-05% | -8.328e-06% | 1.266e-06% | 5.927e-06% | 3.394e-06% | -3.867e-07% | -6.227e-06%
TFP Change | 1.096% | 11.18% | -3.312% | -4.564% | -3.762% | -7.66% | -0.4057% | 1.815% | 1.051% | -2.445% | -0.5938% | 3.626% | -1.06% | 5.863% | 11.05% | 1.962% | -1.959% | TFP Change
check | 1.096% | 11.18% | -3.312% | -4.564% | -3.762% | -7.66% | -0.4057% | 1.815% | 1.051% | -2.445% | -0.5938% | 3.626% | -1.06% | 5.863% | 11.05% | 1.962% | -1.959% | check
check | 9.2405e-10 | -2.5648e-09 | -1.4711e-09 | 9.0358e-10 | 1.2187e-09 | 3.4852e-09 | -8.6402e-12 | 3.2014e-10 | -1.3074e-10 | 7.4283e-10 | 6.3756e-10 | 1.3642e-10 | 4.5111e-10 | -4.9477e-10 | -1.4443e-09 | 1.1096e-10 | -5.3114e-10 | check
| 1 | 1 | 1 | 1 | 1 | 1 | 1 | 1 | 1 | 1 | 1 | 1 | 1 | 1 | 0.5 | 1 | 1
8.JEN: Contributions to TFP growth | [17 empty] | 8.JEN: Contributions to TFP growth | bar: 2007 to 2010
Year | 2007: 2006 to 2023; 2008: 2006 to 2012; 2009: 2012 to 2023; 2010: 2023 | Year | 2006 to 2023 | 2006 to 2012 | 2012 to 2023 | 2023
Energy (GWh) | 2007: 0.01208%; 2008: 0.03049%; 2009: 0.002041%; 2010: 0.2499% | Energy (GWh) | -4.448e-07% | 6.287e-08% | -7.217e-07% | -5.021e-06%
Ratcheted Max Demand | 2007: 0.4926%; 2008: 1.218%; 2009: 0.09708%; 2010: -0.002919% | Ratcheted Max Demand | 8.85e-07% | 4.897e-07% | 1.101e-06% | -2.009e-08%
Customer Numbers | 2007: 0.3103%; 2008: 0.2238%; 2009: 0.3575%; 2010: 0.2319% | Customer Numbers | -1.157e-06% | 9.268e-07% | -2.293e-06% | -1.957e-06%
Circuit Length | 2007: 0.4884%; 2008: 0.4687%; 2009: 0.4991%; 2010: 0.4851% | Circuit Length | -6.436e-07% | 4.228e-07% | -1.225e-06% | -3.012e-05%
CMOS | 2007: 0.1742%; 2008: 0.374%; 2009: 0.06519%; 2010: 1.068% | CMOS | -6.072e-07% | 1.199e-06% | -1.592e-06% | -1.84e-07%
Opex | 2007: -0.07094%; 2008: -2.794%; 2009: 1.415%; 2010: -3.23% | Opex | 7.055e-08% | -1.757e-06% | 1.067e-06% | 1.705e-05%
O/H Subtransmission Lines | 2007: -0.04059%; 2008: -0.04011%; 2009: -0.04085%; 2010: -0.0137% | O/H Subtransmission Lines | 1.578e-07% | 1.779e-07% | 1.469e-07% | 3.376e-07%
O/H Distribution Lines | 2007: -0.08093%; 2008: 0.04956%; 2009: -0.1521%; 2010: -0.178% | O/H Distribution Lines | -2.709e-07% | -1.298e-06% | 2.891e-07% | 6.778e-06%
U/G Subtransmission | 2007: -0.006999%; 2008: 0.0009348%; 2009: -0.01133%; 2010: -0.01019% | U/G Subtransmission | 1.812e-09% | 1.39e-08% | -4.781e-09% | -3.552e-08%
U/G Distribution Cables | 2007: -0.09987%; 2008: -0.1069%; 2009: -0.09604%; 2010: -0.1408% | U/G Distribution Cables | -5.203e-08% | -3.693e-08% | -6.027e-08% | -1.146e-06%
Transformers | 2007: -0.4792%; 2008: -0.5933%; 2009: -0.417%; 2010: -0.4181% | Transformers | 1.144e-07% | 1.014e-06% | -3.763e-07% | -6.227e-06%
TFP Change | 2007: 0.699%; 2008: -1.169%; 2009: 1.718%; 2010: -1.959% | TFP Change | -1.945e-06% | 1.216e-06% | -3.67e-06% | -2.055e-05%
9.PCR: Output and input growth rates | [17 empty] | 9.PCR: Output and input growth rates
Year | 2007 | 2008 | 2009 | 2010 | 2011 | 2012 | 2013 | 2014 | 2015 | 2016 | 2017 | 2018 | 2019 | 2020 | 2021 | 2022 | 2023 | Year | 2007 | 2008 | 2009 | 2010 | 2011 | 2012 | 2013 | 2014 | 2015 | 2016 | 2017 | 2018 | 2019 | 2020 | 2021 | 2022 | 2023
Energy (GWh) | 1.481% | 2.029% | -0.1868% | 1.77% | -1.962% | 2.575% | -1.765% | -2.134% | 3.609% | -0.5209% | 0.5925% | 0.3016% | 1.195% | -2.164% | 2.371% | 1.72% | 0.5755% | Energy (GWh) | -3.695e-05% | 1.018e-05% | 5.091e-05% | -6.111e-06% | 2.397e-05% | -8.747e-05% | 2.089e-05% | -2.208e-05% | 3.246e-05% | 5.067e-05% | -2.206e-05% | 2.913e-05% | -7.367e-05% | 3.338e-05% | 5.135e-06% | -3.352e-05% | -1.797e-05%
Ratcheted Max Demand | 5.355% | 5.787% | 8.413% | 0% | 0% | 0% | 0% | 2.147% | 0% | 0% | 0% | 1.653% | 0.4515% | 1.998% | 0% | 0% | 0% | Ratcheted Max Demand | 5.205e-05% | -8.519e-05% | 7.392e-05% | 0% | 0% | 0% | 0% | -5.268e-05% | 0% | 0% | 0% | 2.932e-05% | -2.182e-05% | 4.462e-05% | 0% | 0% | 0%
Customer Numbers | 1.77% | 1.838% | 1.821% | 2.008% | 2.221% | 1.665% | 1.383% | 1.491% | 1.546% | 2.839% | 2.081% | 2.352% | 2.13% | 1.122% | 3.337% | 2.728% | 2.018% | Customer Numbers | 1.009e-05% | -2.145e-05% | 3.288e-05% | -5.571e-05% | 6.45e-05% | -8.294e-06% | 4.716e-06% | 5.629e-06% | -7.797e-05% | 2.874e-06% | 4.285e-06% | 4.392e-05% | -1.987e-05% | 2.238e-05% | 1.787e-05% | 8.113e-06% | -2.193e-05%
Circuit Length | 0.3532% | 0.2638% | 1.129% | 0.7639% | -0.4985% | 0.6325% | 0.396% | 0.395% | 0.3638% | 0.2995% | 0.5948% | 0.3874% | 0.5329% | 0.646% | 0.624% | 0.5915% | 0.5681% | Circuit Length | -3.307e-05% | 7.817e-05% | -5.284e-05% | -1.803e-05% | 6.027e-05% | -4.912e-05% | -1.552e-05% | -5.372e-06% | 5.721e-05% | -2.279e-05% | 4.81e-05% | -2.532e-05% | 1.208e-05% | -3.239e-05% | -2.083e-05% | -3.3e-06% | 2.24e-05%
CMOS | 16.66% | -14.93% | 37.72% | -10.7% | -15.88% | 5.144% | 8.537% | 19.27% | -19.71% | -0.7186% | -23.83% | 32.02% | -1.311% | -1.26% | -40.86% | 14.35% | 8.254% | CMOS | 2.879e-05% | -2.871e-05% | 2.348e-05% | -1.163e-05% | -3.903e-05% | -1.593e-05% | 1.566e-05% | 2.874e-05% | -2.133e-05% | 4.779e-05% | -6.174e-05% | 2.675e-05% | 1.856e-05% | -1.372e-05% | -3.455e-05% | 5.053e-06% | 3.215e-05%
Opex | -11.29% | 1.202% | 9.997% | -1.216% | 0.2488% | 17.3% | 5.675% | -5.867% | 4.938% | -13.84% | 6.513% | 2.428% | -2.252% | -4.543% | 1.762% | 3.179% | 11.43% | Opex | -1.664e-06% | 1.853e-07% | 6.661e-06% | -9.041e-06% | 4.363e-06% | 3.175e-06% | 4.093e-05% | -1.77e-05% | -1.658e-05% | -1.794e-05% | -1.855e-05% | -4.031e-06% | 1.034e-05% | 8.529e-06% | 5.033e-05% | -5.302e-05% | 2.391e-05%
O/H Subtransmission Lines | 0.1177% | 0.235% | -0.3279% | 0.02242% | -0.003569% | 0.6955% | -0.09456% | -2.438% | -0.1212% | 2.012% | 1.58% | -0.5491% | 0.1237% | -0.009717% | 0.03808% | 0.7616% | 0.9904% | O/H Subtransmission Lines | 3.46e-05% | -1.85e-06% | 1.349e-05% | -7.386e-05% | 2.926e-05% | -2.527e-05% | -1.916e-05% | 4.701e-05% | -4.562e-06% | -4.04e-05% | 5.271e-05% | 3.56e-05% | -9.545e-05% | 5.992e-05% | -3.575e-05% | 1.174e-05% | -2.717e-05%
O/H Distribution Lines | 0.06368% | 0.3136% | -0.3279% | 0.02242% | 0.266% | 0.1575% | 0.3491% | 0.6967% | 0.09421% | 0.1801% | -0.165% | 0.0361% | 0.05452% | 0.005328% | 0.08594% | 0.09289% | -0.0175% | O/H Distribution Lines | 9.534e-08% | -3.018e-05% | 3.85e-05% | 3.565e-05% | -2.6e-05% | -4.977e-05% | 5.473e-06% | 2.137e-06% | 1.998e-05% | -5.4e-06% | -4.596e-06% | 4.613e-06% | -3.403e-05% | 2.139e-05% | 7.291e-05% | 8.535e-06% | -3.001e-05%
U/G Subtransmission | 5.096% | 0.8222% | 25.82% | 11.21% | -7.481% | 0% | 0% | 17.74% | 0.2969% | 2.937% | -4.421% | -1.179% | 82.08% | 5.029% | 14.75% | 10.54% | -1.613% | U/G Subtransmission | 1.373e-05% | -1.999e-05% | 2.949e-05% | -2.456e-05% | 2.979e-05% | 0% | 0% | -3.788e-05% | 1.821e-05% | -2.259e-05% | 2.23e-05% | 1.913e-05% | -3.632e-05% | 8.254e-06% | 9.865e-06% | -4.7e-06% | 1.333e-05%
U/G Distribution Cables | 5.126% | 0.8277% | 25.82% | 11.21% | -7.587% | 0.2128% | 5.63% | 4.001% | 7.904% | 4.075% | 6.48% | 4.94% | 5.744% | 7.589% | 5.823% | 3.901% | 4.989% | U/G Distribution Cables | -3.86e-05% | 6.518e-05% | -4.505e-05% | 7.485e-06% | -6.826e-07% | 3.031e-05% | -2.43e-05% | -1.416e-05% | -1.24e-06% | 8.243e-06% | 1.036e-05% | 1.996e-05% | -1.984e-05% | 3.407e-06% | -2.946e-05% | 2.209e-05% | -8.437e-06%
Transformers | 3.412% | 4.164% | 2.684% | 2.581% | 2.588% | 2.736% | 3.439% | 3.128% | 0.9732% | 2.042% | 2.832% | 2.302% | 1.978% | 3.283% | -0.6112% | 3.43% | 3.017% | Transformers | -3.924e-05% | 1.288e-05% | 4.225e-05% | -4.354e-05% | 6.516e-05% | -6.25e-05% | 4.048e-05% | -7.187e-06% | -4.846e-06% | 1.829e-05% | -5.08e-05% | 2.587e-05% | 1.753e-05% | -3.29e-05% | 0.0001041% | -4.677e-05% | 2.915e-05%
9.PCR: Output and input contributions | [17 empty] | 9.PCR: Output and input contributions
Year | 2007 | 2008 | 2009 | 2010 | 2011 | 2012 | 2013 | 2014 | 2015 | 2016 | 2017 | 2018 | 2019 | 2020 | 2021 | 2022 | 2023 | Year | 2007 | 2008 | 2009 | 2010 | 2011 | 2012 | 2013 | 2014 | 2015 | 2016 | 2017 | 2018 | 2019 | 2020 | 2021 | 2022 | 2023
Energy (GWh) | 0.1462% | 0.2109% | -0.02289% | 0.1857% | -0.2025% | 0.2648% | -0.181% | -0.2203% | 0.37% | -0.05248% | 0.05847% | 0.03237% | 0.1205% | -0.219% | 0.2359% | 0.1729% | 0.0611% | Energy (GWh) | 1.587e-06% | 2.975e-06% | 2.737e-06% | -7.141e-06% | 7.275e-06% | -6.288e-06% | 4.112e-06% | 6.594e-07% | 1.73e-06% | -1.283e-06% | 1.892e-06% | -8.073e-06% | 6.233e-06% | -5.426e-06% | 1.27e-05% | -2.375e-06% | -1.707e-06%
Ratcheted Max Demand | 2.064% | 2.391% | 3.38% | -6.154e-05% | -0.0001887% | -1.006e-05% | -5.735e-05% | 0.8701% | -0.01846% | 0.001438% | -0.01379% | 0.6778% | 0.1744% | 0.7751% | -0.03527% | 0.01234% | 0.02356% | Ratcheted Max Demand | -1.408e-07% | -4.109e-06% | 4.824e-06% | -1.277e-09% | -3.344e-09% | -1.605e-10% | -1.627e-09% | 2.908e-06% | -5.381e-08% | 1.533e-08% | -6.723e-08% | -9.681e-06% | 5.103e-06% | 1.855e-06% | -4.496e-08% | -4.854e-08% | 1.651e-07%
Customer Numbers | 0.3444% | 0.441% | 0.3352% | 0.4649% | 0.5232% | 0.3706% | 0.3101% | 0.3265% | 0.3445% | 0.6188% | 0.4371% | 0.5364% | 0.4595% | 0.227% | 0.6855% | 0.6024% | 0.4705% | Customer Numbers | -6.81e-06% | 1.346e-05% | -9.377e-07% | -1.251e-05% | 9.498e-06% | 1.518e-06% | -1.347e-05% | 1.357e-05% | 1.732e-06% | -8.344e-07% | -8.568e-07% | -8.063e-06% | 2.448e-06% | 8.738e-06% | -2.916e-05% | 1.118e-05% | 3.939e-06%
Circuit Length | 0.1416% | 0.1411% | 0.4993% | 0.369% | -0.2247% | 0.2972% | 0.1872% | 0.1833% | 0.1703% | 0.1381% | 0.2671% | 0.1883% | 0.2437% | 0.2887% | 0.2672% | 0.2765% | 0.2768% | Circuit Length | 8.162e-07% | -4.194e-06% | 1.593e-05% | -2.354e-05% | 2.599e-05% | 9.613e-06% | -2.298e-06% | 5.399e-06% | -1.134e-05% | 1.454e-05% | -8.717e-06% | 6.024e-06% | -1.635e-05% | -1.631e-05% | 2.818e-05% | 4.521e-06% | -5.581e-07%
CMOS | -3.01% | 2.755% | -7.742% | 2.436% | 3.273% | -1.027% | -1.665% | -3.892% | 4.033% | 0.1206% | 3.824% | -5.334% | 0.2784% | 0.3029% | 6.709% | -2.321% | -1.492% | CMOS | 5.079e-06% | 1.423e-05% | -1.613e-05% | 3.128e-06% | -4.723e-06% | -3.332e-06% | 6.095e-06% | -5.623e-06% | 2.094e-05% | -1.098e-05% | 1.186e-05% | 5.696e-06% | -1.678e-05% | 1.175e-05% | -7.014e-06% | 4.985e-06% | 1.174e-06%
Opex | 5.227% | -0.6531% | -4.571% | 0.5952% | -0.1556% | -8.371% | -3.137% | 3.08% | -2.529% | 7.13% | -3.249% | -1.156% | 1.164% | 2.17% | -0.8926% | -1.545% | -5.176% | Opex | 2.652e-05% | -2.346e-05% | 2.709e-05% | -2.782e-05% | 3.021e-05% | 4.112e-06% | -1.297e-05% | -1.596e-05% | 1.293e-05% | -4.886e-06% | 2.474e-05% | -4.948e-05% | 4.006e-05% | -1.914e-05% | 1.506e-05% | -1.048e-05% | -1.118e-05%
O/H Subtransmission Lines | -0.003814% | -0.008318% | 0.01166% | -0.000959% | 0.0002557% | -0.0245% | 0.003338% | 0.08126% | 0.002991% | -0.06616% | -0.05211% | 0.01812% | -0.004% | 0.001172% | -0.0002499% | -0.02554% | -0.03722% | O/H Subtransmission Lines | -7.297e-07% | 2.033e-06% | 4.1e-07% | 3.174e-08% | -1.309e-06% | 1.028e-06% | -1.757e-06% | 8.739e-07% | 2.912e-07% | 8.006e-07% | -4.556e-07% | 5.518e-07% | -2.056e-06% | 3.464e-07% | -1.738e-06% | -2.318e-07% | 6.755e-07%
O/H Distribution Lines | -0.008681% | -0.06358% | 0.06664% | -0.006528% | -0.05421% | -0.04058% | -0.07116% | -0.1339% | -0.01703% | -0.0362% | 0.03362% | -0.00649% | -0.01016% | 0.003767% | -0.01032% | -0.0234% | -0.006569% | O/H Distribution Lines | 1.418e-05% | -1.634e-05% | 2.54e-06% | 2.669e-07% | 1.142e-05% | -1.116e-05% | 3.045e-06% | -3.103e-06% | -2.497e-06% | 1.961e-06% | 1.186e-05% | -9.016e-06% | -5.415e-06% | 1.416e-05% | -1.356e-05% | -3.165e-07% | -9.075e-06%
U/G Subtransmission | -0.003619% | 6.216e-05% | -0.02575% | -0.01101% | 0.007365% | -0.001781% | -0.001418% | -0.01472% | -0.0004082% | -0.002516% | 0.003797% | 0.0009898% | -0.07215% | -0.002013% | -0.009604% | -0.01221% | -0.003767% | U/G Subtransmission | -2.422e-08% | 2.076e-08% | -1.492e-08% | 1.088e-08% | -7.773e-09% | 9.464e-10% | -2.855e-12% | 1.186e-08% | -1.843e-08% | -1.934e-09% | 4.47e-09% | 4.42e-09% | -1.628e-08% | 1.675e-08% | -1.539e-08% | 5.848e-09% | 4.165e-09%
U/G Distribution Cables | -0.4373% | -0.01789% | -2.828% | -1.205% | 0.8154% | -0.1198% | -0.6124% | -0.3567% | -0.7829% | -0.4071% | -0.6257% | -0.4766% | -0.555% | -0.6223% | -0.4081% | -0.5215% | -0.758% | U/G Distribution Cables | -2.755e-07% | 3.202e-06% | -2.125e-06% | 5.334e-07% | 4.423e-06% | -2.411e-06% | -1.051e-06% | 4.665e-06% | -1.703e-06% | -2.942e-07% | -6.145e-06% | 5.793e-06% | -4.994e-07% | -4.703e-07% | -2.194e-06% | 1.05e-06% | -3.551e-07%
Transformers | -0.5653% | -0.7452% | -0.5255% | -0.4313% | -0.4385% | -0.5065% | -0.596% | -0.498% | -0.1614% | -0.3709% | -0.5376% | -0.489% | -0.5108% | -0.7022% | 0.3033% | -0.6025% | -0.6967% | Transformers | -1.259e-05% | -2.884e-06% | 1.049e-05% | -2.338e-06% | -8.446e-06% | 7.492e-06% | -3.637e-06% | 1.205e-05% | 3.833e-07% | -1.188e-05% | -3.136e-06% | 1.004e-05% | 1.329e-06% | 2.853e-06% | -1.64e-05% | -4.709e-06% | 1.047e-05%
TFP Change | 3.894% | 4.45% | -11.42% | 2.396% | 3.543% | -9.158% | -5.764% | -0.5743% | 1.412% | 7.074% | 0.1463% | -6.008% | 1.289% | 2.223% | 6.845% | -3.987% | -7.338% | TFP Change
check | 3.894% | 4.45% | -11.42% | 2.396% | 3.543% | -9.158% | -5.764% | -0.5743% | 1.412% | 7.074% | 0.1463% | -6.008% | 1.289% | 2.223% | 6.845% | -3.987% | -7.338% | check
check | -6.2209e-10 | -1.044e-09 | 2.4811e-09 | 7.0906e-10 | -2.2465e-10 | -2.9135e-09 | -1.1856e-09 | -4.6566e-10 | -1.0814e-09 | 8.3855e-10 | 2.5466e-11 | 2.1691e-09 | -4.0018e-10 | -5.1205e-10 | 7.2578e-10 | -2.4011e-09 | 3.296e-09 | check
| 1 | 1 | 1 | 1 | 1 | 1 | 1 | 1 | 1 | 1 | 1 | 1 | 1 | 1 | 0.5 | 1 | 1
9.PCR: Contributions to TFP growth | [17 empty] | 9.PCR: Contributions to TFP growth | bar: 2007 to 2010
Year | 2007: 2006 to 2023; 2008: 2006 to 2012; 2009: 2012 to 2023; 2010: 2023 | Year | 2006 to 2023 | 2006 to 2012 | 2012 to 2023 | 2023
Energy (GWh) | 2007: 0.0565%; 2008: 0.09703%; 2009: 0.0344%; 2010: 0.0611% | Energy (GWh) | 5.653e-07% | 1.91e-07% | 7.695e-07% | -1.707e-06%
Ratcheted Max Demand | 2007: 0.606%; 2008: 1.306%; 2009: 0.2243%; 2010: 0.02356% | Ratcheted Max Demand | 4.224e-08% | 9.481e-08% | 1.356e-08% | 1.651e-07%
Customer Numbers | 2007: 0.441%; 2008: 0.4132%; 2009: 0.4562%; 2010: 0.4705% | Customer Numbers | -3.861e-07% | 7.035e-07% | -9.804e-07% | 3.939e-06%
Circuit Length | 2007: 0.2183%; 2008: 0.2039%; 2009: 0.2261%; 2010: 0.2768% | Circuit Length | 1.63e-06% | 4.103e-06% | 2.812e-07% | -5.581e-07%
CMOS | 2007: -0.1618%; 2008: -0.5526%; 2009: 0.05128%; 2010: -1.492% | CMOS | 1.198e-06% | -2.906e-07% | 2.009e-06% | 1.174e-06%
Opex | 2007: -0.7099%; 2008: -1.321%; 2009: -0.3763%; 2010: -5.176% | Opex | 3.153e-07% | 6.11e-06% | -2.845e-06% | -1.118e-05%
O/H Subtransmission Lines | 2007: -0.006122%; 2008: -0.004281%; 2009: -0.007126%; 2010: -0.03722% | O/H Subtransmission Lines | -7.263e-08% | 2.44e-07% | -2.454e-07% | 6.755e-07%
O/H Distribution Lines | 2007: -0.02264%; 2008: -0.01782%; 2009: -0.02526%; 2010: -0.006569% | O/H Distribution Lines | -6.494e-07% | 1.527e-07% | -1.087e-06% | -9.075e-06%
U/G Subtransmission | 2007: -0.008749%; 2008: -0.005788%; 2009: -0.01036%; 2010: -0.003767% | U/G Subtransmission | -1.108e-09% | -2.387e-09% | -4.109e-10% | 4.165e-09%
U/G Distribution Cables | 2007: -0.5834%; 2008: -0.632%; 2009: -0.5569%; 2010: -0.758% | U/G Distribution Cables | 1.26e-07% | 5.576e-07% | -1.094e-07% | -3.551e-07%
Transformers | 2007: -0.475%; 2008: -0.5354%; 2009: -0.442%; 2010: -0.6967% | Transformers | -6.415e-07% | -1.381e-06% | -2.383e-07% | 1.047e-05%
TFP Change | 2007: -0.6458%; 2008: -1.049%; 2009: -0.4257%; 2010: -7.338% | TFP Change | 2.126e-06% | 1.048e-05% | -2.432e-06% | -6.443e-06%
10.SAP: Output and input growth rates | [17 empty] | 10.SAP: Output and input growth rates
Year | 2007 | 2008 | 2009 | 2010 | 2011 | 2012 | 2013 | 2014 | 2015 | 2016 | 2017 | 2018 | 2019 | 2020 | 2021 | 2022 | 2023 | Year | 2007 | 2008 | 2009 | 2010 | 2011 | 2012 | 2013 | 2014 | 2015 | 2016 | 2017 | 2018 | 2019 | 2020 | 2021 | 2022 | 2023
Energy (GWh) | 2.738% | 0.7583% | -0.6864% | 2.08% | -2.149% | -2.157% | -0.09534% | -3.747% | -2.49% | 0.122% | -1.366% | -0.5965% | -1.019% | -2.023% | -1.88% | 1.113% | 0.3485% | Energy (GWh) | 2.389e-05% | -6.905e-05% | 1.803e-05% | 6.432e-05% | -6.609e-05% | 7.268e-05% | -5.073e-05% | 4.225e-06% | 3.103e-06% | 4.006e-06% | -2.386e-06% | -3.626e-06% | 3.202e-06% | 5.674e-07% | 3.96e-06% | -1.531e-05% | 1.26e-05%
Ratcheted Max Demand | 0% | 6.801% | 7.574% | 0% | 0% | 0% | 0% | 0% | 0% | 0% | 0% | 0% | 0% | 0% | 0% | 0% | 0% | Ratcheted Max Demand | 0% | 3.85e-05% | -1.123e-05% | 0% | 0% | 0% | 0% | 0% | 0% | 0% | 0% | 0% | 0% | 0% | 0% | 0% | 0%
Customer Numbers | 0.07534% | 0.2158% | 4.182% | 1.523% | 1.093% | 0.9639% | 0.4271% | 0.4708% | 0.2547% | 0.5498% | 2.263% | 1.816% | 1.311% | 0.9233% | 0.6797% | 0.853% | 0.8503% | Customer Numbers | -3.138e-05% | 1.928e-05% | 1.325e-05% | -3.032e-05% | 4.711e-05% | -4.378e-05% | -3.936e-06% | 4.512e-05% | -5.4e-05% | 2.317e-05% | -2.507e-05% | 5.16e-05% | -5.186e-05% | 2.987e-05% | 3.033e-05% | -8.95e-06% | 8.754e-06%
Circuit Length | 0.5827% | 0.5793% | 0.9312% | 0.6717% | -0.01706% | 0.5193% | 0.2673% | 0.2277% | 0.1343% | 0.6858% | 0.1834% | 0.3814% | -0.01456% | 0.1321% | 0.2145% | 0.4432% | 0.3383% | Circuit Length | -4.447e-05% | 6.397e-05% | -4.288e-05% | 3.808e-05% | -3.403e-05% | 3.849e-06% | 2.513e-05% | -2.545e-06% | 2.375e-05% | -5.247e-05% | 4.589e-05% | -3.911e-07% | -2.345e-05% | 1.016e-06% | 3.213e-05% | -2.712e-05% | 3.84e-05%
CMOS | 14.24% | -32.75% | 9.296% | 29.59% | -9.961% | -20.78% | 10.09% | 16.13% | -30.12% | 12.19% | 10.84% | -12.15% | 11.88% | -19.02% | 5.991% | 7.93% | 5.893% | CMOS | 2.482e-05% | -1.859e-05% | -2.667e-06% | 7.607e-06% | 7.413e-06% | -2.162e-05% | 1.919e-06% | -1.232e-05% | 1.883e-05% | -5.658e-06% | -1.951e-05% | 2.718e-05% | -1.871e-05% | 7.979e-06% | 4.286e-06% | -3.048e-06% | -3.465e-05%
Opex | -7.384% | 10.91% | 9.034% | 0.08951% | 21.98% | 3.313% | 5.132% | -0.4843% | 3.824% | -17.6% | 14.14% | -2.034% | 2.573% | -11.52% | 1.937% | 6.595% | 15.12% | Opex | 3.617e-06% | 6.563e-06% | -5.426e-05% | 2.34e-05% | 5.779e-05% | -6.294e-06% | -8.133e-06% | -3.739e-05% | 1.926e-05% | 5.772e-06% | -2.703e-05% | 4.575e-05% | -2.063e-05% | -2.927e-05% | 4.176e-05% | -4.339e-06% | -1.507e-05%
O/H Subtransmission Lines | 0.8977% | 0.8897% | 1.545% | 1.912% | -3.242% | 1.212% | 0.3793% | -0.2757% | 1.689% | -0.7818% | 1.435% | 0.7113% | -0.4037% | 0.3699% | 0.6784% | 1.609% | -0.116% | O/H Subtransmission Lines | 3.495e-05% | -7.035e-05% | 7.921e-05% | -7.154e-05% | 1.372e-05% | 1.567e-05% | 3.941e-05% | -6.468e-05% | -1.596e-05% | 8.577e-05% | -6.18e-05% | 1.578e-05% | -1.365e-05% | 2.645e-05% | 2.166e-05% | 3.434e-07% | -6.286e-05%
O/H Distribution Lines | 0.00537% | 0.00536% | 0.0924% | 0.02126% | 0.08296% | -0.506% | 0.04872% | -0.9919% | -2.974% | 0.5868% | -0.009287% | 0.9944% | 0.7386% | 1.324% | -0.2499% | -0.1337% | -0.2319% | O/H Distribution Lines | -3.019e-05% | 6.021e-05% | -4.345e-05% | -1.254e-05% | -2.249e-06% | 3.188e-05% | -2.867e-06% | -3.699e-06% | 6.555e-06% | 4.406e-06% | -6.291e-06% | 5.619e-07% | -6.112e-07% | 8.075e-06% | -1.174e-05% | 1.733e-06% | -4.532e-06%
U/G Subtransmission | 2.104% | 2.06% | 7.012% | -0.3183% | -11.01% | 12.95% | 0.6839% | 2.475% | 3.769% | -0.4489% | -0.06323% | 3.749% | 0.555% | 2.057% | 0.225% | 1.955% | 0.8758% | U/G Subtransmission | -5.044e-06% | -1.174e-05% | -1.058e-05% | 4.22e-05% | -1.204e-05% | 3.358e-06% | -2.534e-05% | 1.664e-05% | 4.205e-05% | -2.792e-05% | -3.794e-05% | 5.249e-06% | 1.946e-05% | 4.305e-05% | -6.304e-05% | 3.263e-05% | -7.446e-06%
U/G Distribution Cables | 3.949% | 3.799% | 4.552% | 3.256% | 2.062% | 2.062% | 1.34% | 1.506% | 1.39% | 2.218% | 1.475% | 1.276% | 2.879% | 2.473% | 11.08% | 1.598% | 2.095% | U/G Distribution Cables | 4.529e-05% | -5.055e-05% | 2.808e-05% | -4.643e-05% | 3.544e-05% | -1.38e-05% | -2.225e-05% | 5.434e-05% | -6.99e-05% | 4.114e-05% | 9.69e-06% | -1.266e-05% | -9.887e-06% | -1.83e-05% | 4.692e-05% | -4.347e-05% | -6.417e-06%
Transformers | 5.036% | 2.164% | 2.839% | 4.514% | 2.755% | 4.188% | 2.324% | 2.237% | 2.065% | 0.8574% | 0.4389% | 0.972% | 0.342% | 1.082% | 1.083% | 1.466% | 0.9694% | Transformers | -1.463e-05% | -8.08e-06% | 1.661e-05% | 1.441e-05% | 2.496e-05% | -1.928e-05% | -4.303e-05% | 2.507e-05% | -2.542e-05% | -9.92e-07% | 1.962e-05% | -2.826e-05% | 5.817e-05% | -3.625e-05% | -3.642e-06% | -1.569e-05% | 2.419e-05%
10.SAP: Output and input contributions | [17 empty] | 10.SAP: Output and input contributions
Year | 2007 | 2008 | 2009 | 2010 | 2011 | 2012 | 2013 | 2014 | 2015 | 2016 | 2017 | 2018 | 2019 | 2020 | 2021 | 2022 | 2023 | Year | 2007 | 2008 | 2009 | 2010 | 2011 | 2012 | 2013 | 2014 | 2015 | 2016 | 2017 | 2018 | 2019 | 2020 | 2021 | 2022 | 2023
Energy (GWh) | 0.2911% | 0.05578% | -0.06799% | 0.2315% | -0.2356% | -0.2317% | -0.007693% | -0.3704% | -0.2433% | 0.007038% | -0.1359% | -0.05542% | -0.1034% | -0.1913% | -0.1862% | 0.103% | 0.02812% | Energy (GWh) | -5.33e-07% | -4.853e-06% | 3.527e-06% | -2.291e-06% | 4.147e-06% | -7.977e-06% | 6.585e-06% | -7.647e-06% | 6.458e-06% | 2.53e-06% | -7.242e-06% | 1.972e-06% | 1.372e-06% | -1.116e-06% | -8.347e-07% | 9.753e-08% | 9.545e-07%
Ratcheted Max Demand | -0.08042% | 2.857% | 3.008% | 0.01977% | -0.01619% | -0.0238% | 0.003251% | 0.005492% | -0.01812% | 0.01941% | -0.001065% | -0.008118% | 0.004658% | -0.01069% | 0.001921% | 0.006388% | 0.006818% | Ratcheted Max Demand | -1.756e-07% | 3.152e-06% | 1.336e-05% | 9.005e-08% | -2.463e-08% | -1.032e-07% | 5.951e-09% | 2.039e-08% | -4.304e-08% | 6.745e-08% | -5.88e-09% | -2.838e-08% | 2.082e-08% | -7.361e-08% | 4.344e-08% | 1.765e-09% | 2.148e-08%
Customer Numbers | -0.01723% | 0.1134% | 0.9085% | 0.313% | 0.2553% | 0.221% | 0.08988% | 0.0996% | 0.05657% | 0.1165% | 0.4867% | 0.3812% | 0.2861% | 0.1788% | 0.1474% | 0.1946% | 0.198% | Customer Numbers | -1.149e-08% | -1.334e-06% | 1.504e-05% | 1.643e-06% | -7.181e-06% | -1.229e-05% | 1.301e-05% | -9.376e-06% | -1.364e-06% | 8.105e-06% | 7.611e-06% | -6.994e-06% | -4.808e-06% | -6.242e-06% | 1.059e-05% | 1.315e-06% | -8.758e-06%
Circuit Length | 0.2489% | 0.3125% | 0.4271% | 0.2992% | 0.0006718% | 0.2463% | 0.1199% | 0.103% | 0.05884% | 0.3145% | 0.08282% | 0.1666% | -0.002696% | 0.0501% | 0.09774% | 0.2066% | 0.1627% | Circuit Length | -2.819e-05% | 3.431e-05% | -2.722e-06% | -2.128e-05% | -8.55e-06% | 1.143e-05% | 1.831e-05% | -2.085e-06% | -1.473e-06% | -2.545e-05% | 8.097e-06% | 2.308e-05% | -1.543e-05% | 1.31e-05% | -6.744e-06% | -4.01e-07% | -1.137e-05%
CMOS | -3.021% | 6.255% | -1.61% | -5.829% | 2.286% | 3.411% | -1.49% | -2.59% | 4.447% | -1.553% | -1.754% | 1.909% | -1.828% | 2.794% | -0.8273% | -1.161% | -0.9841% | CMOS | 2.522e-05% | -1.53e-05% | 6.585e-06% | 1.469e-05% | -2.373e-05% | -4.359e-07% | -6.64e-06% | 1.818e-05% | 7.244e-06% | -3.98e-06% | -7.324e-06% | -4.353e-06% | 1.603e-05% | -8.682e-06% | -1.133e-05% | 8.889e-06% | 1.095e-05%
Opex | 2.268% | -3.271% | -3.042% | 0.06359% | -7.527% | -1.191% | -2.09% | 0.11% | -1.363% | 6.662% | -5.369% | 0.7904% | -0.9873% | 4.378% | -0.7819% | -2.623% | -5.879% | Opex | -7.388e-06% | 1.507e-05% | 2.937e-06% | -1.423e-05% | 3.72e-06% | 1.155e-05% | -3.088e-05% | 4.318e-06% | 4.962e-06% | 1.614e-05% | -1.38e-05% | 4.764e-06% | 1.081e-06% | 6.371e-06% | -9.041e-06% | 1.765e-05% | -3.352e-05%
O/H Subtransmission Lines | -0.01952% | -0.01916% | -0.03158% | -0.0399% | 0.06933% | -0.02612% | -0.009528% | 0.004635% | -0.03278% | 0.01447% | -0.02282% | -0.01126% | 0.00653% | -0.005672% | -0.008434% | -0.02292% | -0.003047% | O/H Subtransmission Lines | -4.537e-08% | 4.492e-07% | 9.601e-07% | -4.597e-08% | -6.826e-08% | -6.707e-07% | 5.745e-07% | -1.16e-06% | 2.43e-07% | 8.479e-07% | 1.863e-07% | -5.676e-07% | -4.723e-07% | 3.116e-07% | 4.453e-07% | -4.509e-07% | -4.291e-07%
O/H Distribution Lines | 0.002468% | 0.003035% | -0.009845% | 0.003144% | -0.008897% | 0.05814% | 0.001019% | 0.1001% | 0.2846% | -0.04724% | -0.03042% | -0.081% | -0.06608% | -0.1224% | 0.0254% | 0.01164% | 0.02099% | O/H Distribution Lines | 3.104e-06% | 2.944e-06% | -1.315e-06% | -1.155e-07% | -1.785e-06% | 1.314e-06% | -1.202e-06% | 5.242e-08% | -3.477e-06% | 4.874e-06% | -3.031e-06% | -1.686e-06% | 6.639e-06% | -1.996e-06% | -4.828e-06% | 6.323e-06% | 6.924e-07%
U/G Subtransmission | -0.00784% | -0.007646% | -0.02409% | 0.0008481% | 0.04057% | -0.04684% | -0.003065% | -0.008288% | -0.01212% | 0.003273% | 0.001288% | -0.009094% | -0.001132% | -0.004234% | 0.0007353% | -0.003965% | -0.00388% | U/G Subtransmission | -1.632e-08% | 1.562e-07% | -3.278e-08% | -1.598e-07% | 2.731e-07% | -2.44e-07% | 2.145e-07% | -7.9e-08% | -1.21e-07% | 2.149e-08% | -5.38e-09% | 2.884e-08% | -2.776e-08% | 8.717e-09% | 1.136e-07% | -1.367e-07% | 7.676e-08%
U/G Distribution Cables | -0.9022% | -0.8411% | -0.8986% | -0.6959% | -0.4317% | -0.3927% | -0.2687% | -0.259% | -0.2288% | -0.3785% | -0.1988% | -0.201% | -0.4585% | -0.4004% | -1.632% | -0.169% | -0.3157% | U/G Distribution Cables | 1.278e-05% | 4.743e-06% | -1.435e-05% | 6.613e-06% | 7.242e-06% | -7.409e-06% | 2.119e-07% | -3.437e-06% | 1.845e-06% | -6.511e-06% | 4.61e-06% | 1.02e-05% | -1.463e-05% | 2.004e-06% | 2.387e-06% | 6.37e-06% | -8.437e-06%
Transformers | -1.41% | -0.7444% | -0.9083% | -1.449% | -1.025% | -1.338% | -0.7628% | -0.742% | -0.7349% | -0.2097% | -0.3659% | -0.332% | -0.09953% | -0.4194% | -0.3353% | -0.4699% | -0.3471% | Transformers | -1.33e-05% | 1.015e-05% | -1.209e-05% | 1.784e-05% | -6.429e-06% | -1.725e-05% | 2.331e-05% | -2.782e-05% | 2.837e-05% | -2.347e-05% | 6.372e-06% | -6.976e-06% | 1.241e-05% | -2.053e-06% | -5.101e-06% | -1.111e-06% | -1.028e-05%
TFP Change | -2.648% | 4.714% | -2.25% | -7.083% | -6.593% | 0.6863% | -4.418% | -3.546% | 2.215% | 4.949% | -7.308% | 2.549% | -3.249% | 6.246% | -3.498% | -3.927% | -7.116% | TFP Change
check | -2.648% | 4.714% | -2.25% | -7.083% | -6.593% | 0.6863% | -4.418% | -3.546% | 2.215% | 4.949% | -7.308% | 2.549% | -3.249% | 6.246% | -3.498% | -3.927% | -7.116% | check
check | -9.1313e-10 | -1.0823e-09 | -1.6589e-09 | -3.9117e-09 | -5.135e-09 | 5.0932e-10 | 6.0299e-10 | 8.1855e-10 | -1.6735e-10 | -6.3665e-10 | 1.7108e-09 | -9.5315e-10 | -2.151e-09 | -2.9104e-11 | -2.311e-09 | -1.5061e-09 | -1.6425e-09 | check
10.SAP: Contributions to TFP growth | [17 empty] | 10.SAP: Contributions to TFP growth | bar: 2007 to 2010
Year | 2007: 2006 to 2023; 2008: 2006 to 2012; 2009: 2012 to 2023; 2010: 2023 | Year | 2006 to 2023 | 2006 to 2012 | 2012 to 2023 | 2023
Energy (GWh) | 2007: -0.06543%; 2008: 0.007182%; 2009: -0.105%; 2010: 0.02812% | Energy (GWh) | -2.855e-07% | -1.33e-06% | 2.844e-07% | 9.545e-07%
Ratcheted Max Demand | 2007: 0.3397%; 2008: 0.9607%; 2009: 0.0009044%; 2010: 0.006818% | Ratcheted Max Demand | 9.606e-07% | 2.717e-06% | 2.762e-09% | 2.148e-08%
Customer Numbers | 2007: 0.237%; 2008: 0.299%; 2009: 0.2032%; 2010: 0.198% | Customer Numbers | -6.118e-08% | -6.889e-07% | 2.812e-07% | -8.758e-06%
Circuit Length | 2007: 0.1703%; 2008: 0.2558%; 2009: 0.1236%; 2010: 0.1627% | Circuit Length | -9.043e-07% | -2.5e-06% | -3.374e-08% | -1.137e-05%
CMOS | 2007: -0.091%; 2008: 0.2484%; 2009: -0.2761%; 2010: -0.9841% | CMOS | 1.529e-06% | 1.17e-06% | 1.725e-06% | 1.095e-05%
Opex | 2007: -1.168%; 2008: -2.116%; 2009: -0.6503%; 2010: -5.879% | Opex | -1.193e-06% | 1.944e-06% | -2.904e-06% | -3.352e-05%
O/H Subtransmission Lines | 2007: -0.009282%; 2008: -0.01116%; 2009: -0.008256%; 2010: -0.003047% | O/H Subtransmission Lines | 6.341e-09% | 9.652e-08% | -4.285e-08% | -4.291e-07%
O/H Distribution Lines | 2007: 0.008503%; 2008: 0.008008%; 2009: 0.008773%; 2010: 0.02099% | O/H Distribution Lines | 3.828e-07% | 6.911e-07% | 2.147e-07% | 6.924e-07%
U/G Subtransmission | 2007: -0.005028%; 2008: -0.0075%; 2009: -0.00368%; 2010: -0.00388% | U/G Subtransmission | 4.146e-09% | -3.93e-09% | 8.551e-09% | 7.676e-08%
U/G Distribution Cables | 2007: -0.5101%; 2008: -0.6937%; 2009: -0.41%; 2010: -0.3157% | U/G Distribution Cables | 2.485e-07% | 1.602e-06% | -4.898e-07% | -8.437e-06%
Transformers | 2007: -0.6878%; 2008: -1.146%; 2009: -0.4381%; 2010: -0.3471% | Transformers | -1.614e-06% | -3.514e-06% | -5.78e-07% | -1.028e-05%
TFP Change | 2007: -1.781%; 2008: -2.195%; 2009: -1.555%; 2010: -7.116% | TFP Change | -9.269e-07% | 1.83e-07% | -1.532e-06% | -6.011e-05%
11.AND: Output and input growth rates | [17 empty] | 11.AND: Output and input growth rates
Year | 2007 | 2008 | 2009 | 2010 | 2011 | 2012 | 2013 | 2014 | 2015 | 2016 | 2017 | 2018 | 2019 | 2020 | 2021 | 2022 | 2023 | Year | 2007 | 2008 | 2009 | 2010 | 2011 | 2012 | 2013 | 2014 | 2015 | 2016 | 2017 | 2018 | 2019 | 2020 | 2021 | 2022 | 2023
Energy (GWh) | 1.37% | 5.018% | -1.739% | 2.032% | -3.599% | -0.457% | -1.242% | -0.7138% | 3.152% | -1.656% | 1.489% | -1.351% | 1.156% | -2.619% | 0.1353% | 2.143% | 0.007868% | Energy (GWh) | -1.559e-05% | -2.49e-06% | -1.126e-05% | 6.704e-05% | -5.983e-05% | -1.993e-05% | 3.349e-05% | 3.843e-05% | -6.807e-05% | 7.447e-05% | -4.211e-05% | 3.091e-05% | -1.541e-05% | -1.869e-05% | 9.198e-05% | -1.639e-05% | 1.133e-05%
Ratcheted Max Demand | 4.382% | 6.431% | 6.947% | 0.347% | 0% | 0% | 0% | 0.2706% | 0% | 0.454% | 0% | 0% | 3.778% | 4.25% | 0% | 0% | 0% | Ratcheted Max Demand | -3.005e-05% | 8.044e-05% | -1.58e-05% | -4.69e-05% | 0% | 0% | 0% | -1.468e-05% | 0% | 6.877e-05% | 0% | 0% | -4.706e-05% | -1.331e-05% | 0% | 0% | 0%
Customer Numbers | 1.829% | 1.763% | 1.747% | 1.103% | 1.376% | 2.125% | 1.866% | 0.5701% | 3.051% | 0.8939% | 3.023% | 0.9742% | 2.732% | 1.88% | 1.894% | 1.566% | 1.737% | Customer Numbers | -2.397e-05% | 5.785e-06% | 3.091e-05% | 2.276e-05% | -3.404e-05% | 2.812e-05% | -1.796e-05% | -2.852e-05% | 2.287e-05% | 1.966e-05% | -3.922e-06% | -3.355e-05% | 3.564e-05% | -3.627e-05% | 1.905e-05% | -2.146e-05% | 3.996e-06%
Circuit Length | 0.7891% | 0.6551% | 1.416% | 0.6003% | 0.5691% | 1.123% | 0.2235% | 0.984% | 0.2126% | 0.7954% | 0.4547% | 0.4619% | 0.8374% | 0.5271% | 0.6318% | 0.4049% | 0.6048% | Circuit Length | 1.242e-05% | 1.507e-05% | -6.96e-06% | 1.336e-05% | -2.084e-05% | -7.078e-06% | 5.252e-06% | -1.185e-05% | 4.109e-05% | -7.488e-05% | 7.33e-05% | -7.144e-06% | -2.086e-05% | -5.511e-05% | 7.997e-05% | 1.037e-06% | 2.466e-05%
CMOS | -4.905% | -27.6% | 31.63% | -30.5% | 12.72% | -12.56% | 7.682% | 17.25% | -10.93% | 23.45% | -31.55% | 33.26% | 9.53% | -1.786% | -60.37% | 22.44% | 10.75% | CMOS | 3.892e-06% | -6.45e-06% | 3.775e-06% | 3.596e-06% | -3.977e-06% | 3.745e-06% | -7.95e-06% | 5.674e-06% | 2.458e-06% | 3.672e-05% | -3.979e-05% | -2.076e-05% | 2.299e-05% | 3.597e-05% | -8.329e-05% | -8.166e-06% | -2.456e-05%
Opex | 16.15% | 8.498% | 12.23% | -2.507% | 1.876% | 7.204% | 5.637% | 2.447% | 6.902% | 6.973% | -13.4% | -9.514% | 2.947% | 4.254% | 3.486% | -2.5% | -4.936% | Opex | -3.385e-05% | 4.059e-05% | 7.211e-06% | -3.152e-05% | -9.101e-06% | -6.557e-06% | 2.618e-05% | -2.906e-05% | 4.048e-05% | -1.869e-05% | -8.333e-06% | -4.378e-06% | 1.581e-05% | -6.176e-06% | 5.522e-05% | -2.67e-05% | 1.37e-05%
O/H Subtransmission Lines | 0.5781% | 0.5972% | 2.361% | 2.188% | 0.1089% | 1.427% | -2.591% | 6.491% | -2.993% | 5.005% | -0.495% | -4.405% | -0.1657% | 2.769% | 0.4272% | 1.355% | 2.791% | O/H Subtransmission Lines | -1.133e-06% | -4.389e-06% | -3.332e-05% | 4.854e-05% | 2.645e-05% | -4.422e-05% | 2.049e-05% | -1.364e-05% | 3.273e-05% | -2.842e-05% | 3.312e-05% | 1.239e-07% | -7.263e-05% | 4.249e-05% | -2.792e-05% | 2.802e-05% | -3.09e-05%
O/H Distribution Lines | 0.2965% | 0.3342% | 0.3813% | 0.1656% | 0.0153% | 0.915% | -0.005629% | 0.1954% | -0.1965% | -0.1587% | -0.1668% | -0.3574% | -1.083% | 0.1014% | -0.4496% | -0.2597% | -2.478% | O/H Distribution Lines | 1.012e-05% | 1.399e-05% | -3.424e-05% | -2.42e-05% | 7.703e-05% | -5.742e-05% | 5.02e-05% | -4.551e-05% | -4.684e-06% | 1.919e-05% | 1.852e-05% | 2.857e-05% | -7.621e-05% | -8.186e-06% | -2.002e-05% | 4.28e-05% | 2.468e-06%
U/G Subtransmission | 3.114% | -3.114% | 1.137% | -0.7916% | 13.16% | 0% | 86.98% | 13.48% | -7.593% | -0.0584% | -0.1399% | 4.789% | 1.415% | 6.06% | -0.029% | -0.9021% | -5.932% | U/G Subtransmission | 7.706e-06% | -7.706e-06% | 9.544e-06% | -4.802e-05% | 3.387e-05% | 0% | -6.122e-06% | 9.154e-06% | 6.074e-06% | -1.201e-05% | -2.852e-06% | 7.483e-06% | -5.028e-06% | -7.304e-06% | 6.462e-06% | 5.733e-06% | 4.12e-07%
U/G Distribution Cables | 7.494% | 2.983% | 7.044% | 4.077% | 4.378% | 5.718% | 3.511% | 5.095% | 4.939% | 4.983% | 5.676% | 7.139% | 3.675% | 5.039% | 4.136% | 3.078% | 3.08% | U/G Distribution Cables | -4.169e-05% | 6.879e-05% | 1.24e-05% | -5.003e-05% | -5.761e-06% | -1.562e-06% | 1.042e-05% | 1.69e-05% | -1.014e-05% | 1.211e-05% | -2.079e-05% | 1.381e-05% | 6.872e-06% | 1.511e-06% | -6.964e-05% | 2.058e-05% | -1.765e-06%
Transformers | 6.159% | 1.512% | 10.42% | -1.179% | 4.552% | 0.849% | 2.312% | -0.05314% | 2.665% | 2.975% | 1.066% | 3.072% | 0.3073% | 1.01% | 1.959% | 2.799% | 0.5472% | Transformers | 1.705e-05% | -5.353e-05% | 3.52e-05% | 3.409e-05% | -2.534e-05% | -1.218e-05% | -1.564e-05% | 3.781e-05% | 1.822e-05% | -4.818e-05% | -5.351e-06% | 1.736e-05% | 3.333e-05% | -1.281e-05% | -3.375e-06% | 1.456e-05% | -2.456e-05%
11.AND: Output and input contributions | [17 empty] | 11.AND: Output and input contributions
Year | 2007 | 2008 | 2009 | 2010 | 2011 | 2012 | 2013 | 2014 | 2015 | 2016 | 2017 | 2018 | 2019 | 2020 | 2021 | 2022 | 2023 | Year | 2007 | 2008 | 2009 | 2010 | 2011 | 2012 | 2013 | 2014 | 2015 | 2016 | 2017 | 2018 | 2019 | 2020 | 2021 | 2022 | 2023
Energy (GWh) | 0.1419% | 0.5027% | -0.1687% | 0.1948% | -0.3558% | -0.04507% | -0.1211% | -0.07011% | 0.3071% | -0.1614% | 0.1449% | -0.1312% | 0.1137% | -0.2564% | 0.01772% | 0.2072% | 0.0008448% | Energy (GWh) | 7.627e-06% | -1.217e-06% | -6.497e-07% | 3.576e-07% | -7.351e-06% | 8.786e-06% | -5.614e-06% | -3.069e-06% | 7.38e-06% | -6.267e-06% | -7.41e-07% | 3.955e-06% | -3.819e-06% | 5.288e-06% | -7.504e-06% | -5.434e-07% | 4.805e-06%
Ratcheted Max Demand | 1.822% | 2.625% | 2.719% | 0.1414% | -0.0001351% | 0.0007975% | 0.0001294% | 0.104% | -0.0004783% | 0.1769% | -0.004753% | 0.004278% | 1.462% | 1.623% | -0.0811% | 0.0394% | 0.008795% | Ratcheted Max Demand | 8.856e-07% | -1.341e-05% | 1.984e-06% | 2.947e-06% | -4.098e-09% | 2.79e-08% | 4.38e-09% | -5.211e-06% | 7.649e-08% | 1.394e-05% | -1.424e-07% | 1.285e-07% | -5.062e-06% | -1.292e-06% | 2.287e-07% | -7.933e-08% | 5.478e-08%
Customer Numbers | 0.432% | 0.4309% | 0.3271% | 0.2995% | 0.2905% | 0.4677% | 0.3951% | 0.119% | 0.642% | 0.1937% | 0.6209% | 0.2267% | 0.5808% | 0.3849% | 0.3407% | 0.3589% | 0.3745% | Customer Numbers | -1.124e-06% | 5.366e-06% | 4.013e-06% | -1.473e-05% | 1.137e-06% | 1.201e-05% | 5.201e-06% | -1.329e-05% | 3.215e-06% | -3.505e-06% | 6.868e-07% | 1.212e-05% | -1.258e-05% | -2.943e-06% | 1.315e-05% | 4.605e-06% | -1.071e-05%
Circuit Length | 0.393% | 0.3434% | 0.6075% | 0.3186% | 0.2546% | 0.5136% | 0.1004% | 0.4382% | 0.09259% | 0.3615% | 0.1877% | 0.2222% | 0.3764% | 0.2261% | 0.2394% | 0.201% | 0.2754% | Circuit Length | -8.405e-06% | 8.391e-06% | -3.014e-05% | 1.428e-06% | -2.424e-06% | 1.537e-05% | 5.719e-06% | 4.164e-07% | 1.199e-05% | -1.027e-05% | 8.889e-06% | 3.845e-06% | 5.547e-07% | -3.023e-05% | 5.242e-05% | -1.299e-05% | 6.386e-06%
CMOS | 0.9846% | 4.511% | -5.295% | 4.894% | -1.91% | 1.579% | -1.113% | -2.368% | 1.409% | -3.277% | 4.242% | -4.458% | -1.407% | 0.4337% | 8.202% | -3.018% | -1.571% | CMOS | 1.778e-06% | 1.092e-05% | 2.023e-06% | -9.733e-06% | 4.298e-06% | -7.642e-06% | -5.273e-06% | 1.147e-05% | -4.413e-06% | 4.861e-06% | -7.005e-06% | 8.569e-06% | -1.079e-05% | 2.06e-05% | -1.272e-05% | -1.532e-05% | 1.453e-05%
Opex | -6.368% | -3.72% | -5.222% | 1.035% | -0.9501% | -2.887% | -2.485% | -1.051% | -3.079% | -3.102% | 5.998% | 4.122% | -1.218% | -1.936% | -1.797% | 1.424% | 2.083% | Opex | 8.728e-06% | -9.88e-06% | -6.97e-06% | 3.274e-06% | 2.341e-05% | -1.849e-06% | -1.365e-05% | -1.316e-05% | 8.716e-06% | 6.666e-06% | 7.93e-06% | -1.067e-05% | 8.913e-06% | 6.674e-06% | -3.523e-05% | -5.762e-06% | -2.139e-07%
O/H Subtransmission Lines | -0.0171% | -0.01127% | -0.05334% | -0.05075% | -0.00415% | -0.03315% | 0.0604% | -0.1683% | 0.08284% | -0.1438% | 0.01002% | 0.1313% | 0.005512% | -0.07222% | 0.0007265% | -0.02528% | -0.0842% | O/H Subtransmission Lines | 1.315e-07% | 1.097e-06% | 2.558e-07% | -8.367e-08% | -1.358e-06% | 6.588e-08% | -7.929e-08% | 1.835e-06% | -5.524e-07% | 3.193e-07% | -8.361e-08% | 2.585e-07% | 3.464e-07% | -4.09e-07% | -1.762e-06% | 6.671e-07% | 2.232e-07%
O/H Distribution Lines | -0.07242% | -0.07274% | -0.08502% | -0.03749% | -0.004703% | -0.21% | 0.01767% | -0.06882% | 0.01898% | 0.02473% | 0.06217% | 0.08763% | 0.2812% | -0.03607% | 0.09243% | 0.05312% | 0.646% | O/H Distribution Lines | -5.665e-06% | -2.291e-06% | 9.293e-06% | -8.776e-07% | -1.283e-05% | 1.254e-05% | -8.561e-08% | 7.125e-07% | -1.945e-05% | 1.071e-05% | 1.322e-05% | -2.106e-05% | 1.916e-05% | -1.858e-05% | 4.224e-06% | 1.416e-05% | -9.776e-06%
U/G Subtransmission | -0.01584% | 0.0009835% | -0.01793% | -0.004803% | -0.01694% | -0.0005171% | -0.1483% | -0.02678% | 0.01921% | 0.005344% | -0.006392% | -0.01427% | -0.001705% | -0.01901% | -0.004769% | 0.01335% | 0.02055% | U/G Subtransmission | -3.057e-08% | 2.014e-08% | -2.546e-08% | 5.354e-08% | -6.197e-08% | -3.883e-10% | 1.073e-08% | 5.239e-08% | -9.008e-08% | 4.813e-08% | 1.919e-08% | -4.613e-08% | 4.353e-08% | -2.581e-08% | -1.449e-08% | 5.244e-08% | -4.896e-08%
U/G Distribution Cables | -1.095% | -0.2916% | -0.8385% | -0.4609% | -0.486% | -0.7142% | -0.5111% | -0.6122% | -0.4885% | -0.4803% | -0.5398% | -0.7958% | -0.4427% | -0.417% | -0.2666% | -0.2423% | -0.7899% | U/G Distribution Cables | 2.448e-06% | -2.224e-06% | 7.855e-06% | 1.64e-06% | -9.559e-06% | 6.508e-06% | 1.835e-06% | -8.038e-06% | 3.752e-06% | -8.046e-07% | 5.489e-06% | -2.807e-07% | -6.572e-06% | 1.257e-06% | -5.716e-06% | 1.76e-06% | 1.265e-06%
Transformers | -1.289% | -0.3409% | -2.141% | 0.2515% | -0.8467% | -0.2542% | -0.4662% | 0.004339% | -0.4836% | -0.4376% | -0.3383% | -0.6441% | -0.05211% | -0.2437% | -0.3904% | -1.291% | 0.09018% | Transformers | -4.065e-06% | 2.568e-06% | 1.914e-06% | -4.888e-06% | -9.345e-06% | 7.435e-06% | 6.765e-07% | -3.279e-06% | -5.084e-06% | 1.394e-05% | -4.4e-06% | 4.908e-06% | -7.2e-06% | 6.859e-06% | -5.864e-06% | 3.03e-06% | -1.735e-05%
TFP Change | -5.084% | 3.977% | -10.17% | 6.581% | -4.029% | -1.583% | -4.271% | -3.7% | -1.48% | -6.84% | 10.38% | -1.249% | -0.3015% | -0.3119% | 6.353% | -2.28% | 1.054% | TFP Change
check | -5.084% | 3.977% | -10.17% | 6.581% | -4.029% | -1.583% | -4.271% | -3.7% | -1.48% | -6.84% | 10.38% | -1.249% | -0.3015% | -0.3119% | 6.353% | -2.28% | 1.054% | check
check | -1.4115e-09 | -8.0854e-10 | -4.2783e-09 | 3.4779e-09 | 1.3716e-09 | 1.6144e-09 | 1.9702e-10 | 1.1532e-09 | 4.7294e-10 | 4.0018e-11 | 4.6384e-09 | 1.3169e-09 | 3.3651e-10 | 8.2946e-10 | -8.6948e-10 | 7.858e-10 | 7.3851e-10 | check
| 1 | 1 | 1 | 1 | 1 | 1 | 1 | 1 | 1 | 1 | 1 | 1 | 1 | 1 | 0.5 | 1 | 1
11.AND: Contributions to TFP growth | [17 empty] | 11.AND: Contributions to TFP growth | bar: 2007 to 2010
Year | 2007: 2006 to 2023; 2008: 2006 to 2012; 2009: 2012 to 2023; 2010: 2023 | Year | 2006 to 2023 | 2006 to 2012 | 2012 to 2023 | 2023
Energy (GWh) | 2007: 0.01889%; 2008: 0.04499%; 2009: 0.004659%; 2010: 0.0008448% | Energy (GWh) | 8.378e-08% | 1.259e-06% | -5.571e-07% | 4.805e-06%
Ratcheted Max Demand | 2007: 0.6259%; 2008: 1.218%; 2009: 0.303%; 2010: 0.008795% | Ratcheted Max Demand | -2.901e-07% | -1.262e-06% | 2.402e-07% | 5.478e-08%
Customer Numbers | 2007: 0.3815%; 2008: 0.3746%; 2009: 0.3852%; 2010: 0.3745% | Customer Numbers | 1.546e-07% | 1.113e-06% | -3.679e-07% | -1.071e-05%
Circuit Length | 2007: 0.303%; 2008: 0.4051%; 2009: 0.2473%; 2010: 0.2754% | Circuit Length | 1.232e-06% | -2.631e-06% | 3.339e-06% | 6.386e-06%
CMOS | 2007: 0.1081%; 2008: 0.7939%; 2009: -0.266%; 2010: -1.571% | CMOS | 3.616e-07% | 2.74e-07% | 4.094e-07% | 1.453e-05%
Opex | 2007: -1.127%; 2008: -3.018%; 2009: -0.09463%; 2010: 2.083% | Opex | -1.357e-06% | 2.785e-06% | -3.617e-06% | -2.139e-07%
O/H Subtransmission Lines | 2007: -0.02192%; 2008: -0.02829%; 2009: -0.01845%; 2010: -0.0842% | O/H Subtransmission Lines | 5.128e-08% | 1.809e-08% | 6.938e-08% | 2.232e-07%
O/H Distribution Lines | 2007: 0.04098%; 2008: -0.0804%; 2009: 0.1072%; 2010: 0.646% | O/H Distribution Lines | -3.875e-07% | 2.781e-08% | -6.14e-07% | -9.776e-06%
U/G Subtransmission | 2007: -0.01281%; 2008: -0.009175%; 2009: -0.0148%; 2010: 0.02055% | U/G Subtransmission | -2.574e-09% | -7.452e-09% | 8.713e-11% | -4.896e-08%
U/G Distribution Cables | 2007: -0.5572%; 2008: -0.6477%; 2009: -0.5078%; 2010: -0.7899% | U/G Distribution Cables | 3.609e-08% | 1.111e-06% | -5.503e-07% | 1.265e-06%
Transformers | 2007: -0.522%; 2008: -0.7702%; 2009: -0.3866%; 2010: 0.09018% | Transformers | -1.185e-06% | -1.064e-06% | -1.252e-06% | -1.735e-05%
TFP Change | 2007: -0.7621%; 2008: -1.718%; 2009: -0.2409%; 2010: 1.054% | TFP Change | -1.304e-06% | 1.624e-06% | -2.901e-06% | -1.084e-05%
12.TND: Output and input growth rates | [17 empty] | 12.TND: Output and input growth rates
Year | 2007 | 2008 | 2009 | 2010 | 2011 | 2012 | 2013 | 2014 | 2015 | 2016 | 2017 | 2018 | 2019 | 2020 | 2021 | 2022 | 2023 | Year | 2007 | 2008 | 2009 | 2010 | 2011 | 2012 | 2013 | 2014 | 2015 | 2016 | 2017 | 2018 | 2019 | 2020 | 2021 | 2022 | 2023
Energy (GWh) | -0.7128% | 0.5413% | 3.213% | -0.8942% | -2.234% | -2.895% | -1.642% | -3.252% | 1.783% | 1.367% | -1.199% | 2.364% | 0.6438% | 1.843% | 1.835% | 2.167% | 1.078% | Energy (GWh) | 7.406e-06% | -1.012e-06% | -2.859e-05% | 3.789e-05% | -1.23e-05% | -8.596e-06% | 1.351e-05% | -1.191e-05% | 6.319e-06% | 1.889e-06% | 5.963e-06% | -1.044e-05% | 1e-05% | -5.729e-06% | -4.331e-05% | 8.953e-05% | -5.063e-05%
Ratcheted Max Demand | 7.693% | 0.5213% | 0% | 0% | 0% | 0% | 0% | 0% | 0% | 0% | 0% | 0% | 0% | 0% | 0% | 0% | 0% | Ratcheted Max Demand | 3.463e-05% | -5.523e-05% | 0% | 0% | 0% | 0% | 0% | 0% | 0% | 0% | 0% | 0% | 0% | 0% | 0% | 0% | 0%
Customer Numbers | 1.913% | 1.915% | 1.917% | 1.918% | 1.92% | 0.9166% | 0.5288% | 0.3147% | 0.8191% | 0.7974% | 0.8121% | 0.09886% | 0.8679% | 1.199% | 1.253% | 1.138% | 1.082% | Customer Numbers | -2.084e-05% | -1.453e-05% | 7.222e-05% | -1.001e-05% | 6.855e-06% | -4.411e-06% | -1.224e-05% | -4.001e-06% | -6.001e-05% | 6.747e-05% | 1.237e-05% | 7.166e-06% | -6.403e-05% | 7.055e-06% | -7.933e-07% | 5.082e-06% | 3.331e-05%
Circuit Length | 0.0009393% | 0% | 0.2717% | 1.697% | 1.811% | 0.8814% | 0.5108% | 0.7138% | 0.591% | 0.2288% | 0.1935% | 0.1857% | 0.4166% | 0.216% | -1.117% | -0.4963% | 0.7316% | Circuit Length | 3.927e-05% | 0% | -5.167e-05% | 9.676e-07% | 2.487e-05% | -1.731e-05% | 4.332e-05% | -3.359e-05% | -1.283e-05% | 3.958e-06% | 2.613e-05% | -5.205e-05% | 6.27e-06% | -3.552e-06% | 1.738e-05% | 4.96e-05% | -6.922e-05%
CMOS | 28.96% | 3.065% | 15.77% | 3.889% | -36.93% | 14.99% | -14.99% | 30.27% | -26.07% | 7.072% | -8.813% | 14.24% | 1.467% | -3.26% | 7.551% | 12.88% | -12.72% | CMOS | 7.323e-06% | 1.96e-05% | -3.078e-05% | 8.62e-06% | 3.305e-05% | -2.363e-05% | -3.63e-05% | 1.611e-05% | -9.965e-06% | 5.076e-05% | -1.793e-05% | -4.824e-05% | 1.422e-06% | 3.698e-07% | 7.045e-06% | -7.385e-06% | 4.664e-05%
Opex | -0.1869% | 0.9778% | 10.85% | 17.13% | -3.524% | 10.78% | -25.69% | 1.532% | -19.76% | 8.876% | 28.04% | -3.514% | -8.705% | 5.868% | 4.114% | -0.9778% | -7.637% | Opex | 9.53e-07% | 1.636e-05% | 1.895e-05% | -2.288e-05% | -3.232e-05% | -6.557e-06% | 3.869e-05% | -1.047e-05% | -4.04e-07% | -4.96e-05% | 5.955e-05% | -3.639e-05% | 5.478e-05% | -4.583e-05% | -1.717e-05% | 4.489e-05% | -4.009e-05%
O/H Subtransmission Lines | 0% | 0% | 0.668% | 0% | 0% | 0% | 0% | -0.03469% | 0.008026% | -0.1891% | -0.06709% | -0.4474% | -0.5043% | 0.1568% | -1.883% | -0.05052% | -0.2352% | O/H Subtransmission Lines | 0% | 0% | 4.555e-05% | 0% | 0% | 0% | 0% | -1.527e-05% | -2.252e-05% | 2.264e-05% | -7.559e-05% | 4.743e-05% | -3.598e-06% | -6.16e-07% | 3.2e-06% | -3.969e-06% | 6.067e-06%
O/H Distribution Lines | 0% | 0% | -0.09496% | 1.923% | 0.9812% | 0.6767% | 0.3365% | 0.534% | 0.4899% | 0.6501% | 1.122% | 1.757% | 0.8735% | 0.2318% | 0.2726% | -0.2462% | 0.6402% | O/H Distribution Lines | 0% | 0% | 7.859e-06% | 3.619e-05% | -2.694e-05% | -3.667e-05% | -2.232e-05% | 7.46e-05% | -5.294e-05% | 4.696e-05% | -4.506e-05% | 4.127e-05% | 2.617e-05% | -8.978e-06% | -2.886e-05% | 3.141e-05% | -2.35e-05%
U/G Subtransmission | 0% | 0% | 37.31% | 0.4619% | 14.95% | 2.74% | -0.3868% | 9.73% | 0.3141% | 5.215% | 1.338% | -1.955% | 0.1403% | 4.415% | -1.506% | -11.52% | -0.0645% | U/G Subtransmission | 0% | 0% | -1.363e-05% | 8.361e-06% | -5.661e-06% | -7.935e-07% | -7.043e-06% | 1.12e-05% | 2.079e-05% | -1.725e-05% | -5.082e-06% | -8.14e-06% | 2.388e-05% | -8.035e-06% | -2.24e-05% | -9.24e-08% | 1.734e-05%
U/G Distribution Cables | 0.02582% | 0% | 0.2742% | 4.008% | 4.062% | 1.319% | 0.6435% | 2.278% | 0.7068% | 0.7292% | 0.4364% | 1.754% | 1.345% | 0.7685% | -0.2051% | 2.463% | 1.86% | U/G Distribution Cables | 2.34e-05% | 0% | 5.171e-06% | -3.956e-05% | -2.009e-05% | 9.181e-06% | 4.386e-05% | -5.093e-05% | 8.977e-06% | 6.012e-05% | -1.971e-05% | -1.497e-05% | 3.297e-05% | -5.618e-05% | 2.458e-05% | -1.718e-05% | -2.145e-06%
Transformers | 3.652% | 4.76% | 4.043% | 4.241% | 4.778% | 2.689% | 0.7852% | 2.108% | 1.422% | 0.5736% | 2.021% | -0.2552% | 2.052% | 1.79% | 1.335% | 1.39% | 2.085% | Transformers | 3.027e-05% | -4.926e-05% | 3.844e-05% | -2.087e-05% | -3.42e-05% | 6.01e-05% | 1.547e-07% | -5.047e-05% | 4.024e-05% | -1.981e-05% | -1.444e-05% | -8.86e-06% | 1.774e-05% | 4.685e-05% | -7.197e-05% | 2.289e-05% | 2.015e-05%
12.TND: Output and input contributions | [17 empty] | 12.TND: Output and input contributions
Year | 2007 | 2008 | 2009 | 2010 | 2011 | 2012 | 2013 | 2014 | 2015 | 2016 | 2017 | 2018 | 2019 | 2020 | 2021 | 2022 | 2023 | Year | 2007 | 2008 | 2009 | 2010 | 2011 | 2012 | 2013 | 2014 | 2015 | 2016 | 2017 | 2018 | 2019 | 2020 | 2021 | 2022 | 2023
Energy (GWh) | -0.07147% | 0.05405% | 0.3398% | -0.09819% | -0.2366% | -0.2915% | -0.1612% | -0.3336% | 0.1877% | 0.1354% | -0.1175% | 0.2291% | 0.06504% | 0.1878% | 0.1886% | 0.227% | 0.1088% | Energy (GWh) | -5.103e-06% | 6.947e-06% | -7.318e-07% | -1.052e-06% | 3.147e-06% | -4.193e-06% | 3.012e-07% | 2.342e-06% | -3.196e-06% | -1.567e-08% | 2.719e-06% | 1.459e-06% | 1.57e-07% | -5.312e-06% | 2.804e-06% | 9.158e-07% | 2.322e-06%
Ratcheted Max Demand | 3.113% | 0.2116% | 0.003632% | -0.002252% | -0.006266% | 0.0008608% | -0.002845% | 0.003092% | -0.003155% | 0.0002469% | -0.0008174% | 0.004881% | 0.0005668% | -0.0004013% | 0.001616% | 0.001975% | -0.001012% | Ratcheted Max Demand | -1.808e-05% | 1.612e-05% | 1.944e-08% | -3.096e-09% | -2.838e-08% | -3.77e-09% | -7.542e-09% | 1.488e-08% | -1.793e-08% | 3.343e-09% | -2.271e-09% | 1.929e-08% | 8.555e-09% | -7.764e-09% | 8.656e-09% | 3.688e-09% | -8.945e-09%
Customer Numbers | 0.3805% | 0.467% | 0.4043% | 0.4433% | 0.4408% | 0.1982% | 0.1155% | 0.06834% | 0.1749% | 0.1716% | 0.172% | 0.03639% | 0.1928% | 0.2616% | 0.2863% | 0.2682% | 0.2326% | Customer Numbers | -2.764e-07% | -9.032e-07% | 5.294e-06% | -2.942e-06% | -4.1e-06% | 1.37e-06% | 5.481e-06% | -7.817e-06% | 7.589e-06% | 3.099e-06% | -5.617e-06% | 8.859e-06% | -1.101e-06% | 5.981e-07% | 1.384e-06% | -1.434e-05% | 1.925e-05%
Circuit Length | -0.04691% | 0.04391% | 0.08973% | 0.8265% | 0.8703% | 0.404% | 0.2316% | 0.3329% | 0.2587% | 0.105% | 0.08346% | 0.1124% | 0.1971% | 0.09752% | -0.5108% | -0.2254% | 0.3406% | Circuit Length | 4.869e-06% | 1.449e-07% | 1.471e-05% | 1.068e-05% | -2.559e-05% | 3.723e-06% | -3.623e-06% | 1.98e-05% | -4.977e-06% | -1.216e-05% | 1.043e-06% | -8.12e-06% | 3.578e-05% | -4.177e-06% | -2.845e-05% | -4.535e-07% | 1.961e-05%
CMOS | -5.727% | -0.6479% | -3.555% | -0.5734% | 7.134% | -2.56% | 2.372% | -5.087% | 4.416% | -1.115% | 1.345% | -2.241% | -0.2802% | 0.6123% | -1.471% | -2.759% | 2.687% | CMOS | -4.93e-07% | -4.687e-06% | 7.823e-06% | 7.458e-06% | -8.361e-06% | -9.01e-06% | -1.167e-05% | 2.047e-05% | 8.822e-06% | -1.008e-05% | -5.452e-06% | 2.439e-06% | 1.054e-06% | -1.688e-05% | 3.013e-05% | -2.356e-05% | -7.778e-06%
Opex | 0.01855% | -0.3819% | -4.13% | -6.928% | 1.669% | -4.282% | 9.995% | -0.524% | 7.051% | -2.917% | -11.32% | 1.447% | 3.782% | -2.48% | -2.04% | 0.4189% | 3.516% | Opex | -1.363e-05% | 1.631e-05% | -1.925e-05% | 7.64e-06% | 9.663e-06% | -1.19e-05% | 1.851e-05% | -3.196e-05% | 3.218e-05% | -4.682e-06% | 2.494e-06% | -2.685e-05% | 2.179e-05% | 3.407e-06% | -7.325e-06% | 1.84e-05% | -7.615e-06%
O/H Subtransmission Lines | -3.837e-05% | -3.468e-05% | -0.003003% | 0.0003369% | -1.495e-06% | 0.0001326% | -9.161e-05% | 0.0001385% | -0.000241% | 0.0009395% | 0.0004056% | 0.001681% | 0.001997% | -0.0006566% | 0.006595% | 0.0002071% | 0.001699% | O/H Subtransmission Lines | 5.703e-09% | 5.159e-09% | -1.687e-07% | 6.195e-09% | -1.134e-10% | 2.514e-09% | -1.851e-09% | 1.09e-07% | 6.256e-08% | -1.22e-07% | -1.994e-07% | 9.956e-08% | 1.952e-07% | 5.269e-08% | -1.567e-07% | 8.128e-08% | -1.007e-07%
O/H Distribution Lines | -0.009852% | 0.02796% | 0.07913% | -0.5441% | -0.2306% | -0.1826% | -0.08006% | -0.1453% | -0.126% | -0.1751% | -0.2773% | -0.4808% | -0.22% | -0.05531% | -0.02405% | 0.05703% | -0.2577% | O/H Distribution Lines | -8.869e-08% | 2.6e-07% | -1.921e-05% | 4.22e-06% | 2.91e-06% | -2.656e-06% | 2.312e-07% | 5.62e-06% | -8.033e-06% | 5.655e-06% | -4.471e-06% | 1.954e-05% | -3.541e-06% | -1.454e-06% | -1.817e-06% | -9.863e-06% | 1.698e-05%
U/G Subtransmission | 0.0003512% | 0.006065% | -0.1332% | -0.006309% | -0.05166% | -0.009303% | 0.001444% | -0.03073% | -0.002982% | -0.01332% | 3.759e-05% | 0.004142% | 0.001422% | -0.009724% | 0.007939% | 0.0302% | -0.002231% | U/G Subtransmission | 4.566e-09% | -1.253e-09% | -1.549e-08% | -6.222e-08% | 1.332e-07% | -3.236e-08% | 3.477e-08% | -1.545e-07% | -3.784e-09% | 1.287e-07% | -5.816e-08% | -7.028e-09% | 5.901e-08% | -9.63e-08% | 6.959e-08% | 3.168e-08% | -9.547e-08%
U/G Distribution Cables | -0.0428% | 0.02047% | 0.06261% | -0.5213% | -0.4386% | -0.1571% | -0.07452% | -0.2553% | -0.08926% | -0.0645% | -0.02416% | -0.1967% | -0.1283% | -0.04589% | 0.0722% | -0.2272% | -0.2908% | U/G Distribution Cables | -2.374e-06% | 2.951e-08% | -3.271e-06% | 6.963e-06% | -6.059e-06% | 4.689e-06% | -5.662e-06% | 6.291e-06% | 1.229e-06% | -2.424e-06% | -2.723e-06% | 4.599e-06% | 2.189e-06% | -8.804e-06% | 2.898e-06% | 7.39e-07% | 4.825e-06%
Transformers | -0.7085% | -1.316% | -1.304% | -0.9301% | -1.012% | -0.6106% | -0.1798% | -0.4751% | -0.377% | -0.1027% | -0.3358% | 0.1781% | -0.6958% | -0.2774% | -0.1624% | -0.2433% | -0.4817% | Transformers | 8.132e-06% | 4.38e-06% | -1.676e-05% | 7.002e-06% | -8.559e-06% | 8.508e-07% | -5.297e-06% | 1.643e-05% | -6.769e-06% | -7.835e-06% | 1.167e-05% | -8.241e-06% | 4.718e-06% | -5.666e-06% | 1.534e-05% | -1.108e-05% | -1.529e-06%
TFP Change | -3.094% | -1.515% | -8.147% | -8.334% | 8.139% | -7.489% | 12.22% | -6.447% | 11.49% | -3.974% | -10.47% | -0.9045% | 2.917% | -1.71% | -3.645% | -2.452% | 5.853% | TFP Change
check | -3.094% | -1.515% | -8.147% | -8.334% | 8.139% | -7.489% | 12.22% | -6.447% | 11.49% | -3.974% | -10.47% | -0.9045% | 2.917% | -1.71% | -3.645% | -2.452% | 5.853% | check
check | 1.4882e-10 | 2.9155e-10 | -1.528e-10 | -4.5923e-09 | 4.0579e-10 | 5.2443e-09 | 4.0575e-10 | -3.5999e-09 | -1.7826e-09 | -1.1487e-09 | -7.0591e-10 | -5.0568e-10 | 6.0254e-10 | 1.1278e-09 | -3.4743e-10 | -2.9968e-10 | -5.7389e-10 | check
12.TND: Contributions to TFP growth | [17 empty] | 12.TND: Contributions to TFP growth | bar: 2007 to 2010
Year | 2007: 2006 to 2023; 2008: 2006 to 2012; 2009: 2012 to 2023; 2010: 2023 | Year | 2006 to 2023 | 2006 to 2012 | 2012 to 2023 | 2023
Energy (GWh) | 2007: 0.02431%; 2008: -0.05065%; 2009: 0.06521%; 2010: 0.1088% | Energy (GWh) | 2.065e-07% | -1.644e-07% | 4.087e-07% | 2.322e-06%
Ratcheted Max Demand | 2007: 0.1956%; 2008: 0.5535%; 2009: 0.000377%; 2010: -0.001012% | Ratcheted Max Demand | -1.155e-07% | -3.296e-07% | 1.269e-09% | -8.945e-09%
Customer Numbers | 2007: 0.2538%; 2008: 0.389%; 2009: 0.18%; 2010: 0.2326% | Customer Numbers | 9.31e-07% | -2.597e-07% | 1.58e-06% | 1.925e-05%
Circuit Length | 2007: 0.1889%; 2008: 0.3646%; 2009: 0.09299%; 2010: 0.3406% | Circuit Length | 1.342e-06% | 1.422e-06% | 1.298e-06% | 1.961e-05%
CMOS | 2007: -0.4382%; 2008: -0.9882%; 2009: -0.1382%; 2010: 2.687% | CMOS | -1.163e-06% | -1.212e-06% | -1.137e-06% | -7.778e-06%
Opex | 2007: -0.4179%; 2008: -2.339%; 2009: 0.63%; 2010: 3.516% | Opex | 4.23e-07% | -1.861e-06% | 1.669e-06% | -7.615e-06%
O/H Subtransmission Lines | 2007: 0.0005921%; 2008: -0.0004346%; 2009: 0.001152%; 2010: 0.001699% | O/H Subtransmission Lines | -7.618e-09% | -2.487e-08% | 1.791e-09% | -1.007e-07%
O/H Distribution Lines | 2007: -0.1556%; 2008: -0.1433%; 2009: -0.1622%; 2010: -0.2577% | O/H Distribution Lines | 2.521e-07% | -2.428e-06% | 1.714e-06% | 1.698e-05%
U/G Subtransmission | 2007: -0.01223%; 2008: -0.03235%; 2009: -0.001255%; 2010: -0.002231% | U/G Subtransmission | -3.825e-09% | 4.414e-09% | -8.319e-09% | -9.547e-08%
U/G Distribution Cables | 2007: -0.1412%; 2008: -0.1795%; 2009: -0.1204%; 2010: -0.2908% | U/G Distribution Cables | 1.843e-07% | -3.738e-09% | 2.869e-07% | 4.825e-06%
Transformers | 2007: -0.5315%; 2008: -0.9804%; 2009: -0.2866%; 2010: -0.4817% | Transformers | -1.893e-07% | -8.261e-07% | 1.58e-07% | -1.529e-06%
TFP Change | 2007: -1.033%; 2008: -3.407%; 2009: 0.261%; 2010: 5.853% | TFP Change | 1.859e-06% | -5.682e-06% | 5.973e-06% | 4.587e-05%
13.UED: Output and input growth rates | [17 empty] | 13.UED: Output and input growth rates
Year | 2007 | 2008 | 2009 | 2010 | 2011 | 2012 | 2013 | 2014 | 2015 | 2016 | 2017 | 2018 | 2019 | 2020 | 2021 | 2022 | 2023 | Year | 2007 | 2008 | 2009 | 2010 | 2011 | 2012 | 2013 | 2014 | 2015 | 2016 | 2017 | 2018 | 2019 | 2020 | 2021 | 2022 | 2023
Energy (GWh) | 0.7226% | -0.969% | 1.478% | 1.853% | -1.739% | 1.215% | -3.31% | -2.057% | -1.206% | 5.922% | -2.815% | -2.288% | 0.3438% | -2.514% | -0.4003% | 1.38% | 0.2106% | Energy (GWh) | -4.039e-05% | 4.627e-05% | 2.75e-05% | 6.544e-06% | -7.134e-05% | -7.903e-06% | 4.125e-05% | -6.622e-06% | 7.402e-06% | -3.478e-05% | 3.595e-05% | 3.533e-06% | -1.535e-06% | -6.105e-06% | 9.648e-06% | -5.925e-06% | -8.829e-07%
Ratcheted Max Demand | 5.398% | 6.885% | 9.179% | 0% | 0% | 0% | 0% | 0.2743% | 0% | 0% | 0% | 0% | 0% | 0% | 0% | 0% | 0% | Ratcheted Max Demand | 1.43e-05% | -5.785e-05% | 6.188e-05% | 0% | 0% | 0% | 0% | -5.362e-05% | 0% | 0% | 0% | 0% | 0% | 0% | 0% | 0% | 0%
Customer Numbers | 0.8972% | 0.9408% | 0.643% | 0.9039% | 1.146% | 1.049% | 1.322% | 0.2946% | 0.9215% | 0.7909% | 1.037% | 1.207% | 1.818% | 0.7889% | 0.6384% | 0.6964% | 0.7512% | Customer Numbers | 1.537e-05% | -3.218e-05% | 6.013e-05% | -4.338e-05% | -4.939e-06% | 2.838e-05% | -2.265e-05% | 2.533e-05% | -4.925e-06% | -6.379e-05% | 2.85e-05% | 1.356e-05% | 1.576e-05% | 4.393e-06% | -2.82e-05% | 3.035e-05% | -6.567e-05%
Circuit Length | 0.7426% | 0.8492% | -0.3599% | 0.849% | 0.6386% | 0.7219% | 0.1333% | -0.08797% | 0.3877% | 0.01744% | 3.561% | 0.2959% | 0.1943% | 0.137% | 0.3915% | 0.1661% | 0.1522% | Circuit Length | 1.486e-05% | -2.345e-05% | 1.118e-05% | 1.347e-05% | -2.951e-05% | 2.751e-06% | -1.338e-05% | 7.057e-05% | -1.421e-05% | -6.813e-05% | 4.238e-05% | -1.551e-05% | 5.588e-06% | 2.238e-05% | -9.566e-05% | 5.372e-05% | -2.504e-05%
CMOS | 19.12% | 4.175% | -1.217% | -7.179% | 8.386% | 26.51% | -5.37% | 6.079% | -15.25% | -18.49% | -23.12% | 8.511% | -4.52% | -25.55% | -48% | 25.16% | -16.83% | CMOS | 4.446e-05% | -7.465e-05% | 6.717e-05% | -3.734e-05% | -3.169e-05% | 2.528e-05% | -4.792e-06% | -1.305e-06% | 2.337e-05% | -4.235e-05% | 3.564e-05% | -4.756e-05% | 4.729e-05% | -8.076e-06% | 5.015e-06% | 5.886e-06% | -1.293e-06%
Opex | -5.893% | 0.3844% | 1.703% | 4.33% | 20.32% | 0.6246% | -11.55% | 2.245% | -5.24% | 14.44% | -5.939% | -23.16% | 0.2527% | 4.731% | -0.8635% | 3.043% | 0.8637% | Opex | 1.119e-06% | 8.273e-06% | -6.101e-06% | 2.413e-05% | -4.557e-06% | -6.947e-06% | -3.204e-05% | 4.369e-06% | 2.871e-05% | -2.852e-06% | -3.454e-06% | -1.448e-05% | 1.425e-05% | -1.418e-05% | 7.149e-06% | 3.485e-07% | -5.531e-06%
O/H Subtransmission Lines | 0.1775% | 3.38% | -0.9403% | 6.494% | 1.584% | 6.279% | -3.12% | 8.447% | 0.1089% | -1.902% | -0.8006% | 0.8304% | 0.04467% | 1.122% | 0.0692% | -0.2127% | -0.06771% | O/H Subtransmission Lines | -2.656e-05% | -6.446e-06% | 6.372e-05% | 3.071e-06% | -1.679e-05% | -3.248e-05% | 4.491e-05% | -5.814e-06% | 1.55e-05% | -1.702e-05% | -1.086e-05% | 1.87e-05% | -3.015e-05% | -3.635e-05% | -4e-06% | 5.838e-05% | -3.618e-05%
O/H Distribution Lines | 2.369% | 1.128% | -2.113% | 1.458% | 0.2707% | 1.352% | -0.6208% | -0.5781% | 0.1061% | 0.05852% | 0.1621% | 0.2434% | 0.1289% | 0.09962% | 0.4448% | 1.342% | 0.1811% | O/H Distribution Lines | 2.626e-05% | 1.694e-06% | -6.174e-05% | 2.004e-05% | 6.165e-05% | -6.185e-05% | 9.753e-06% | 3.622e-05% | -3.221e-05% | -4.984e-05% | 3.82e-05% | 4.53e-05% | -2.386e-05% | 2.185e-06% | -6.71e-05% | 5.969e-05% | -2.638e-06%
U/G Subtransmission | 1.653% | 23.94% | -2.532% | 4.132% | 8.807% | 10.45% | -4.349% | -17.82% | -0.02702% | -56.22% | 65.86% | -15.8% | 4.837% | -3.39% | 1.528% | -3.807% | -0.9394% | U/G Subtransmission | -3.435e-05% | 7.992e-06% | 2.705e-05% | -1.213e-06% | 2.804e-05% | -3.833e-05% | -2.24e-05% | 6.857e-06% | 4.429e-05% | -2.005e-05% | 3.675e-05% | -5.831e-05% | 2.938e-05% | -2.8e-06% | 5.639e-05% | -1.137e-05% | -8.201e-06%
U/G Distribution Cables | 4.251% | 4.693% | 0.9995% | 4.477% | 4.378% | 1.655% | 4.153% | 2.24% | 3.121% | 2.696% | 3.339% | 1.532% | 2.003% | 2.13% | 1.276% | 2.792% | 1.396% | U/G Distribution Cables | -3.299e-05% | -7.255e-06% | 2.328e-05% | 4.447e-05% | -1.313e-05% | 2.432e-05% | -6.769e-05% | 4.657e-05% | -1.7e-05% | -5.761e-06% | -2.933e-06% | -4.07e-07% | 3.099e-05% | -4.152e-05% | 3.47e-05% | -9.834e-06% | 1.474e-05%
Transformers | 2.972% | 3.084% | 4.846% | 3.357% | 1.61% | 4.588% | 3.514% | 1.513% | 0.5957% | 1.177% | 2.052% | 2.23% | 1.34% | 0.7726% | 6.547% | 1.284% | 1.687% | Transformers | 2.288e-06% | 4.457e-05% | -6.236e-06% | -1.893e-05% | -2.46e-05% | -2.039e-05% | 1.069e-05% | 1.178e-05% | -3.171e-05% | 6.361e-05% | -9.852e-06% | -1.952e-05% | 2.847e-05% | -6.965e-06% | 2.198e-06% | -1.81e-06% | -9.11e-06%
13.UED: Output and input contributions | [17 empty] | 13.UED: Output and input contributions
Year | 2007 | 2008 | 2009 | 2010 | 2011 | 2012 | 2013 | 2014 | 2015 | 2016 | 2017 | 2018 | 2019 | 2020 | 2021 | 2022 | 2023 | Year | 2007 | 2008 | 2009 | 2010 | 2011 | 2012 | 2013 | 2014 | 2015 | 2016 | 2017 | 2018 | 2019 | 2020 | 2021 | 2022 | 2023
Energy (GWh) | 0.06869% | -0.09077% | 0.1393% | 0.1735% | -0.1626% | 0.1193% | -0.3164% | -0.1952% | -0.1109% | 0.5535% | -0.2631% | -0.2114% | 0.03216% | -0.2282% | -0.0352% | 0.124% | 0.02041% | Energy (GWh) | 5.102e-06% | -6.774e-06% | 7.356e-06% | -6.328e-06% | -9.758e-07% | 4.072e-06% | 1.279e-06% | -4.273e-06% | 1.563e-06% | 1.318e-06% | 2.488e-06% | -1.964e-06% | -4.078e-06% | 3.717e-06% | -5.352e-06% | 6.447e-06% | -7.164e-06%
Ratcheted Max Demand | 1.942% | 2.538% | 3.396% | -0.00204% | 0.002949% | 0.01187% | -0.006929% | 0.1045% | -0.01433% | -0.002999% | -0.01112% | 0.00122% | -0.002616% | -0.009277% | -0.003365% | 0.006415% | -0.004357% | Ratcheted Max Demand | 7.607e-06% | 7.493e-07% | -1.302e-05% | 2.502e-08% | -7.447e-08% | -5.591e-08% | 4.06e-08% | 1.084e-05% | 3.053e-08% | -4.37e-08% | -2.441e-08% | 1.214e-08% | -4.277e-08% | -1.734e-08% | -1.933e-09% | -1.276e-08% | -1.552e-08%
Customer Numbers | 0.17% | 0.1885% | 0.1286% | 0.1857% | 0.2302% | 0.2073% | 0.274% | 0.05995% | 0.1882% | 0.1592% | 0.2043% | 0.2413% | 0.36% | 0.146% | 0.1216% | 0.1459% | 0.142% | Customer Numbers | 7.699e-06% | -1.943e-06% | 8.005e-06% | -1.078e-05% | 1.081e-06% | 4.072e-06% | -7.289e-06% | 1.586e-05% | -2.414e-06% | -1.095e-05% | 3.563e-06% | 1.031e-05% | -2.741e-06% | -1.774e-06% | -5.276e-06% | 3.563e-06% | -2.694e-06%
Circuit Length | 0.3034% | 0.3613% | -0.1567% | 0.3671% | 0.2709% | 0.3037% | 0.06151% | -0.0391% | 0.1725% | 0.008387% | 1.503% | 0.1262% | 0.07819% | 0.04392% | 0.1578% | 0.07954% | 0.05631% | Circuit Length | -9.332e-06% | -2.115e-05% | 2.094e-05% | 1.225e-05% | -3.075e-05% | 3.473e-06% | 1.072e-06% | 1.542e-05% | 6.751e-06% | 5.465e-06% | -3.448e-05% | 4.861e-06% | 3.789e-06% | 2.199e-05% | -6.216e-05% | 2.229e-05% | -1.47e-05%
CMOS | -1.726% | -0.419% | 0.09046% | 0.7153% | -0.8497% | -3.209% | 0.9121% | -0.7392% | 2.056% | 1.715% | 1.859% | -0.6373% | 0.3192% | 1.535% | 2.859% | -1.325% | 0.9218% | CMOS | 9.888e-06% | -1.248e-05% | 1.313e-05% | -1.279e-05% | 1.059e-05% | -6.282e-06% | -1.52e-06% | 6.427e-06% | 1.889e-06% | -7.046e-06% | 5.285e-06% | 1.898e-06% | 2.239e-06% | 1.128e-06% | -9.978e-06% | 5.71e-06% | -4.616e-06%
Opex | 2.226% | -0.2179% | -0.6192% | -1.595% | -8.224% | -0.1801% | 4.687% | -0.8653% | 2.122% | -5.807% | 2.283% | 8.993% | -0.08951% | -1.6% | 0.4977% | -1.242% | -0.4724% | Opex | 1.248e-05% | -3.81e-06% | -2.303e-06% | 5.944e-06% | -1.034e-05% | -1.612e-07% | 2.987e-05% | -3.761e-05% | 3.316e-06% | 6.313e-06% | -7.96e-06% | 3.255e-05% | -8.411e-06% | 1.881e-06% | -3.444e-05% | 1.366e-05% | -1.142e-05%
O/H Subtransmission Lines | 0.01599% | -0.1661% | 0.09124% | -0.4361% | -0.05234% | -0.5003% | 0.2376% | -0.6329% | -0.006036% | 0.1776% | 0.04107% | -0.1028% | -0.001333% | -0.06207% | 0.003512% | -0.0008652% | -0.01758% | O/H Subtransmission Lines | -3.484e-06% | 1.919e-08% | -1.381e-06% | 1.814e-06% | -1.335e-07% | -7.549e-07% | -1.711e-06% | 4.009e-06% | 1.491e-06% | 3.194e-07% | -5.824e-06% | 3.464e-06% | 2.639e-06% | -1.628e-06% | -2.408e-06% | 1.372e-06% | -1.47e-08%
O/H Distribution Lines | -0.4772% | -0.2337% | 0.4647% | -0.3206% | -0.05879% | -0.2925% | 0.1341% | 0.122% | -0.02193% | -0.01373% | -0.03318% | -0.05283% | -0.02717% | -0.01556% | -0.08793% | -0.285% | -0.05862% | O/H Distribution Lines | 3.852e-06% | -1.552e-05% | 1.051e-05% | -3.79e-06% | 5.429e-06% | -1.089e-06% | -5.655e-07% | -5.253e-06% | 7.695e-06% | -5.566e-06% | 3.79e-06% | -9.521e-06% | 3.2e-06% | 1.113e-05% | -4.973e-06% | 2.981e-06% | -1.354e-05%
U/G Subtransmission | -0.01742% | -0.3982% | 0.04226% | -0.07551% | -0.2146% | -0.194% | 0.09508% | 0.3594% | 0.0008408% | 1.028% | -1.207% | 0.3036% | -0.1014% | 0.07016% | -0.03041% | 0.07767% | 0.0236% | U/G Subtransmission | 3.656e-07% | -1.463e-07% | -2.505e-07% | 3.819e-07% | 1.698e-07% | 3.986e-08% | -8.534e-07% | 1.514e-07% | 2.659e-07% | 4.079e-07% | -4.652e-08% | 4.864e-07% | -5.449e-08% | 2.728e-07% | -6.29e-07% | 3.272e-07% | -3.409e-07%
U/G Distribution Cables | -0.3493% | -0.4024% | -0.02991% | -0.4418% | -0.4253% | -0.1874% | -0.4022% | -0.2119% | -0.3035% | -0.2108% | -0.3426% | -0.1722% | -0.187% | -0.1376% | -0.09362% | -0.3068% | -0.2106% | U/G Distribution Cables | 9.084e-07% | 3.891e-06% | -1.558e-06% | -2.579e-06% | 3.539e-06% | -4.401e-07% | -1.455e-06% | 8.31e-07% | -6.905e-06% | 3.801e-06% | 4.511e-06% | -4.465e-06% | 2.584e-06% | -2.273e-07% | -1.146e-05% | 5.134e-07% | -6.095e-07%
Transformers | -0.7617% | -0.7985% | -1.367% | -0.8315% | -0.6338% | -0.7076% | -0.671% | -0.3079% | -0.1451% | -0.3263% | -0.301% | -0.5927% | -0.3083% | -0.1305% | -1.204% | -0.1122% | -0.6709% | Transformers | 1.727e-05% | -2.12e-05% | 1.965e-05% | -1.163e-05% | 8.563e-07% | -5.22e-06% | 3.728e-06% | 4.975e-06% | -4.541e-07% | -9.455e-06% | 1.776e-05% | -1.806e-05% | 1.09e-05% | -6.769e-06% | 1.075e-05% | -3.737e-06% | 1.393e-05%
TFP Change | 1.394% | 0.3608% | 2.18% | -2.261% | -10.12% | -4.629% | 5.005% | -2.346% | 3.938% | -2.719% | 3.733% | 7.896% | 0.07209% | -0.3886% | 2.185% | -2.838% | -0.2703% | TFP Change
check | 1.394% | 0.3608% | 2.18% | -2.261% | -10.12% | -4.629% | 5.005% | -2.346% | 3.938% | -2.719% | 3.733% | 7.896% | 0.07209% | -0.3886% | 2.185% | -2.838% | -0.2703% | check
check | -1.8917e-10 | 5.2387e-10 | -1.8335e-09 | -2.5102e-10 | 6.1045e-09 | -2.4229e-09 | -2.7285e-09 | 4.0745e-10 | 1.3551e-09 | 9.2405e-10 | -1.7681e-09 | 2.9195e-10 | -1.0186e-10 | -5.8208e-11 | -8.1127e-10 | -5.075e-10 | 1.0914e-10 | check
| 1 | 1 | 1 | 1 | 1 | 1 | 1 | 1 | 1 | 1 | 1 | 1 | 1 | 1 | 0.5 | 1 | 1
13.UED: Contributions to TFP growth | [17 empty] | 13.UED: Contributions to TFP growth | bar: 2007 to 2010
Year | 2007: 2006 to 2023; 2008: 2006 to 2012; 2009: 2012 to 2023; 2010: 2023 | Year | 2006 to 2023 | 2006 to 2012 | 2012 to 2023 | 2023
Energy (GWh) | 2007: -0.02252%; 2008: 0.04124%; 2009: -0.0573%; 2010: 0.02041% | Energy (GWh) | -2.098e-07% | 4.086e-07% | -5.472e-07% | -7.164e-06%
Ratcheted Max Demand | 2007: 0.4674%; 2008: 1.315%; 2009: 0.005198%; 2010: -0.004357% | Ratcheted Max Demand | 3.527e-07% | -7.942e-07% | 9.783e-07% | -1.552e-08%
Customer Numbers | 2007: 0.1855%; 2008: 0.1851%; 2009: 0.1857%; 2010: 0.142% | Customer Numbers | 4.881e-07% | 1.356e-06% | 1.473e-08% | -2.694e-06%
Circuit Length | 2007: 0.2175%; 2008: 0.2416%; 2009: 0.2044%; 2010: 0.05631% | Circuit Length | -3.192e-06% | -4.095e-06% | -2.7e-06% | -1.47e-05%
CMOS | 2007: 0.2399%; 2008: -0.8996%; 2009: 0.8614%; 2010: 0.9218% | CMOS | 2.038e-07% | 3.414e-07% | 1.287e-07% | -4.616e-06%
Opex | 2007: -0.006102%; 2008: -1.435%; 2009: 0.7734%; 2010: -0.4724% | Opex | -6.143e-07% | 3.012e-07% | -1.114e-06% | -1.142e-05%
O/H Subtransmission Lines | 2007: -0.08303%; 2008: -0.1746%; 2009: -0.03308%; 2010: -0.01758% | O/H Subtransmission Lines | -1.301e-07% | -6.534e-07% | 1.553e-07% | -1.47e-08%
O/H Distribution Lines | 2007: -0.07399%; 2008: -0.153%; 2009: -0.03089%; 2010: -0.05862% | O/H Distribution Lines | -6.606e-07% | -1.012e-07% | -9.658e-07% | -1.354e-05%
U/G Subtransmission | 2007: -0.01398%; 2008: -0.1429%; 2009: 0.05635%; 2010: 0.0236% | U/G Subtransmission | 3.222e-08% | 9.339e-08% | -1.145e-09% | -3.409e-07%
U/G Distribution Cables | 2007: -0.2597%; 2008: -0.306%; 2009: -0.2344%; 2010: -0.2106% | U/G Distribution Cables | -5.367e-07% | 6.268e-07% | -1.171e-06% | -6.095e-07%
Transformers | 2007: -0.5806%; 2008: -0.85%; 2009: -0.4336%; 2010: -0.6709% | Transformers | 1.37e-06% | -4.488e-08% | 2.142e-06% | 1.393e-05%
TFP Change | 2007: 0.07033%; 2008: -2.179%; 2009: 1.297%; 2010: -0.2703% | TFP Change | -2.897e-06% | -2.561e-06% | -3.08e-06% | -4.119e-05%
41.ACT: Output and input growth rates | [17 empty] | 41.ACT: Output and input growth rates
Year | 2007 | 2008 | 2009 | 2010 | 2011 | 2012 | 2013 | 2014 | 2015 | 2016 | 2017 | 2018 | 2019 | 2020 | 2021 | 2022 | 2023 | Year | 2007 | 2008 | 2009 | 2010 | 2011 | 2012 | 2013 | 2014 | 2015 | 2016 | 2017 | 2018 | 2019 | 2020 | 2021 | 2022 | 2023
Energy (GWh) | 2.243% | 0.9338% | 0.8956% | 0.8155% | 0.4632% | -0.6465% | 0.4412% | -2.587% | 0.9247% | 0.6996% | 1.309% | -2.151% | 1.194% | -1.091% | -0.1381% | 1.635% | 2.824% | Energy (GWh) | -3.658e-05% | 5.685e-05% | 8.497e-06% | -3.576e-05% | 3.412e-05% | -1.107e-05% | 1.292e-05% | 1.753e-05% | -3.16e-05% | -1.918e-05% | 1.649e-05% | 6.175e-06% | -2.47e-05% | 3.759e-05% | -6.585e-05% | 6.993e-05% | -5.335e-05%
Ratcheted Max Demand | 0% | 0% | 0% | 0% | 0% | 10.76% | 0% | 0% | 4.325% | 0% | 0% | 10.25% | 0% | 0% | 3.93% | 3.11% | 16.72% | Ratcheted Max Demand | 0% | 0% | 0% | 0% | 0% | -2.281e-05% | 0% | 0% | 6.196e-05% | 0% | 0% | -6.847e-05% | 0% | 0% | 1.684e-05% | 4.107e-05% | -4.237e-05%
Customer Numbers | 1.19% | 1.331% | 1.65% | 2.336% | 2.419% | 2.484% | 2.322% | 0.8175% | 1.742% | 1.696% | 3.465% | 3.113% | 2.805% | 1.988% | 2.51% | 2.069% | 2.044% | Customer Numbers | 3.308e-05% | -1.09e-06% | -1.419e-05% | -3.279e-05% | -2.165e-05% | 7.569e-05% | -1.269e-05% | -1.182e-05% | -1.877e-05% | 3.207e-05% | 1.116e-05% | -4.805e-05% | 4.023e-06% | 4.393e-06% | -8.688e-06% | 3.005e-05% | -4.505e-05%
Circuit Length | 0.4912% | -0.2133% | 1.666% | 1.68% | 1.878% | 1.598% | 1.453% | 1.222% | 2.212% | 0.8621% | 0.4021% | 0.9555% | 0.9419% | 3.169% | 1.328% | 0.663% | 0.3519% | Circuit Length | -1.057e-05% | 1.759e-05% | 2.106e-05% | -5.002e-05% | -2.638e-05% | 5.158e-05% | -2.51e-05% | 3.061e-05% | -2.536e-05% | -6.777e-06% | 2.995e-05% | -5.466e-05% | 6.451e-05% | -3.956e-05% | 2.094e-05% | 2.835e-05% | -6.728e-05%
CMOS | 24.75% | -53.51% | 17.18% | -12.41% | 63.87% | -35.89% | -10.11% | -6.01% | 22.14% | 8.249% | 15.29% | -19.84% | 13.5% | 1.609% | 10.72% | 26.64% | -15.17% | CMOS | 8.098e-06% | 4.619e-07% | -3.723e-06% | -1.549e-06% | -2.057e-05% | 3.421e-05% | -1.309e-05% | 9.357e-06% | -9.371e-06% | 3.046e-05% | -1.602e-05% | -3.556e-05% | 5.786e-05% | -5.32e-05% | 5.008e-05% | -2.087e-05% | -3.207e-05%
Opex | 0.6736% | 6.081% | 0.3782% | 14.35% | 10.63% | 7.042% | 6.566% | 10.56% | -3.775% | -50.19% | 8.135% | 18.8% | -3.736% | -4.883% | -5.616% | 5.415% | -5.204% | Opex | 4.657e-06% | 1.992e-05% | 1.585e-05% | -7.534e-05% | 6.024e-05% | -1.143e-05% | 1.494e-05% | -2.326e-05% | 1.553e-05% | 1.921e-05% | -4.956e-05% | -1.891e-05% | 5.149e-05% | -5.109e-05% | 3.572e-05% | 2.874e-05% | -4.464e-05%
O/H Subtransmission Lines | 0% | 0% | 0% | 0% | 0% | 10.99% | 0% | 0.02667% | -0.03268% | 0.4741% | -3.465% | 0.09402% | -0.000225% | 7.961% | 1.981% | 7.16% | 1.266% | O/H Subtransmission Lines | 0% | 0% | 0% | 0% | 0% | 3.48e-05% | 0% | -2.009e-05% | 2.072e-05% | -1.934e-05% | 2.82e-05% | 4.302e-07% | -4.055e-05% | -1.179e-05% | 4.048e-05% | -3.342e-05% | 2.354e-05%
O/H Distribution Lines | -0.3705% | -0.5447% | -0.2852% | 0.0651% | 0.2201% | -1.395% | -0.6376% | -1.087% | -2.557% | 1.133% | 1.442% | 0.6581% | 0.1469% | 0.3442% | 0.112% | 0.4576% | -0.1008% | O/H Distribution Lines | 9.405e-07% | 4.073e-06% | -2.937e-06% | 6.341e-06% | -3.398e-06% | -5.641e-06% | 4.631e-06% | -7.744e-07% | 2.893e-06% | -6.605e-06% | 8.459e-06% | -3.733e-06% | -4.245e-09% | -1.811e-06% | -1.792e-06% | 9.186e-07% | -2.654e-06%
U/G Subtransmission | 0% | 0% | 0% | 0% | 0% | 0% | 0% | 135% | 0.3665% | -0.3304% | 1.276% | 0.399% | 0% | 1.269% | -0.1255% | 0% | 0.008761% | U/G Subtransmission | 0% | 0% | 0% | 0% | 0% | 0% | 0% | -5.981e-07% | 2.29e-06% | -1.896e-06% | 7.646e-06% | -8.663e-06% | 0% | 1.823e-05% | -1.323e-05% | 0% | -6.755e-06%
U/G Distribution Cables | 1.555% | 0.1905% | 3.566% | 3.77% | 3.381% | 3.567% | 3.429% | 3.553% | 3.394% | 0.9376% | 1.144% | 1.141% | 1.492% | 3.058% | 2.178% | 1.2% | 0.8697% | U/G Distribution Cables | 1.065e-05% | -1.757e-05% | 5.423e-05% | -3.394e-05% | 2.652e-06% | -4.815e-05% | 4.966e-05% | 9.53e-06% | -3.077e-05% | -1.127e-05% | 4.044e-05% | -2.241e-05% | -8.774e-06% | 2.897e-05% | -2.128e-06% | -1.721e-05% | -1.309e-05%
Transformers | 2.288% | 2.047% | 2.686% | 1.681% | 2.661% | 0.6471% | 1.957% | 2.825% | 1.414% | 0.8876% | 0.5134% | 1.21% | 3.269% | 1.41% | 1.18% | 0.8482% | 0.04375% | Transformers | 4.84e-05% | -9.446e-05% | 7.141e-05% | -1.708e-05% | -4.603e-05% | 6.474e-05% | -4.082e-06% | 8.386e-06% | -2.692e-06% | -6.104e-05% | 5.515e-06% | 2.336e-05% | 1.057e-06% | -1.12e-05% | -1.857e-06% | 4.898e-05% | -6.288e-05%
41.ACT: Output and input contributions | [17 empty] | 41.ACT: Output and input contributions
Year | 2007 | 2008 | 2009 | 2010 | 2011 | 2012 | 2013 | 2014 | 2015 | 2016 | 2017 | 2018 | 2019 | 2020 | 2021 | 2022 | 2023 | Year | 2007 | 2008 | 2009 | 2010 | 2011 | 2012 | 2013 | 2014 | 2015 | 2016 | 2017 | 2018 | 2019 | 2020 | 2021 | 2022 | 2023
Energy (GWh) | 0.1994% | 0.08463% | 0.07948% | 0.07223% | 0.04201% | -0.05815% | 0.03893% | -0.2289% | 0.08153% | 0.0623% | 0.1172% | -0.1923% | 0.1066% | -0.09752% | -0.01239% | 0.1472% | 0.2553% | Energy (GWh) | 1.069e-06% | -4.709e-07% | -3.082e-07% | 8.194e-08% | -9.118e-07% | 2.589e-06% | -1.294e-06% | -4.478e-07% | -7.407e-07% | 2.81e-06% | -5.496e-07% | -8.859e-07% | 5.861e-07% | -1.492e-06% | 2.841e-06% | -2.632e-06% | 2.972e-06%
Ratcheted Max Demand | -0.0272% | 0.05692% | -0.009383% | 0.01808% | -0.04304% | 3.791% | 0.003071% | 0.0009999% | 1.506% | 0.0006227% | 0.0002547% | 3.597% | 0.008863% | 0.0005083% | 1.386% | 1.165% | 5.944% | Ratcheted Max Demand | -1.232e-07% | -1.118e-07% | 4.622e-08% | -1.914e-07% | 1.666e-07% | -9.538e-06% | 8.282e-08% | -7.204e-08% | 7.351e-06% | 1.083e-08% | -1.006e-08% | 3.497e-06% | -6.927e-08% | 1.394e-07% | 6.493e-07% | -9.967e-06% | 6.652e-06%
Customer Numbers | 0.2135% | 0.2881% | 0.3117% | 0.4553% | 0.4499% | 0.486% | 0.4461% | 0.1565% | 0.3322% | 0.3267% | 0.6698% | 0.5964% | 0.545% | 0.3841% | 0.4865% | 0.4371% | 0.3965% | Customer Numbers | -6.957e-06% | -2.312e-06% | 4.875e-06% | 8.911e-06% | -9.598e-06% | 1.097e-06% | -5.569e-06% | -2.098e-06% | 6.531e-06% | 2.354e-06% | -1.546e-06% | -6.78e-06% | 2.13e-06% | 2.428e-06% | 3.166e-06% | -6.096e-06% | 1.131e-05%
Circuit Length | 0.1791% | -0.04267% | 0.6683% | 0.6908% | 0.7428% | 0.6598% | 0.5896% | 0.4938% | 0.8968% | 0.3546% | 0.1661% | 0.3846% | 0.388% | 1.293% | 0.5445% | 0.3172% | 0.142% | Circuit Length | -1.593e-05% | 7.77e-06% | -1.18e-05% | -1.422e-06% | 3.169e-06% | 2.59e-05% | -1.66e-05% | 6.266e-06% | 1.091e-05% | -2.627e-05% | -5.472e-06% | 2.701e-05% | -2.985e-06% | -7.088e-06% | 1.491e-05% | -7.185e-06% | -1.606e-06%
CMOS | -1.048% | 1.942% | -0.5374% | 0.3054% | -2.289% | 1.398% | 0.2954% | 0.1704% | -0.6567% | -0.3175% | -0.667% | 0.8528% | -0.5654% | -0.06979% | -0.4705% | -1.745% | 0.8594% | CMOS | -3.239e-06% | 9.257e-07% | 2.608e-07% | 9.393e-07% | 1.311e-06% | -2.559e-06% | 7.741e-07% | -1.878e-06% | 1.996e-06% | -1.775e-06% | 2.814e-07% | -9.259e-07% | 1.772e-06% | 1.043e-06% | -2.321e-06% | -3.351e-06% | 1.775e-06%
Opex | -0.1183% | -2.624% | -0.3809% | -6.156% | -4.792% | -3.192% | -3.506% | -5.735% | 2.516% | 22.74% | -3.237% | -8.365% | 1.727% | 2.237% | 2.636% | -2.519% | 2.245% | Opex | -1.915e-05% | 1.48e-05% | -1.446e-06% | -1.73e-05% | -1.019e-06% | 2.66e-05% | -3.67e-05% | 3.102e-05% | -1.015e-05% | -1.645e-05% | 2.577e-05% | -2.587e-05% | 2.319e-06% | 1.599e-06% | 8.155e-06% | -4.015e-07% | 9.735e-06%
O/H Subtransmission Lines | -0.008049% | -0.008355% | -0.000558% | -0.01612% | 0.01428% | -0.3387% | 0.001502% | 0.002355% | 0.0001459% | -0.0191% | 0.1085% | -0.003577% | 0.000521% | -0.2404% | -0.05074% | -0.1962% | -0.05764% | O/H Subtransmission Lines | -5.075e-10% | 1.528e-08% | -1.186e-08% | -2.708e-09% | 1.155e-08% | 7.895e-07% | -2.51e-08% | -9.806e-07% | 9.307e-07% | 6.754e-09% | -2.053e-06% | -1.382e-07% | 1.738e-06% | 2.913e-07% | 3.533e-07% | -2.555e-06% | 4.468e-07%
O/H Distribution Lines | 0.04425% | 0.05912% | 0.02537% | -0.001815% | -0.02369% | 0.16% | 0.06952% | 0.1056% | 0.2619% | -0.08412% | -0.1641% | -0.07617% | -0.01441% | -0.03766% | -0.01215% | -0.04611% | 0.008917% | O/H Distribution Lines | -3.678e-06% | -5.339e-06% | 8.246e-07% | 7.234e-06% | -8.067e-06% | 6.686e-06% | -7.496e-06% | 7e-06% | -4.111e-06% | 3.563e-07% | 5.299e-07% | -1.175e-06% | -1.39e-06% | 1.935e-07% | 5.31e-06% | 1.986e-06% | -6.158e-08%
U/G Subtransmission | -0.001834% | -0.001263% | 0.0003118% | -0.00302% | -0.001482% | -0.001917% | -0.003065% | -0.06139% | 9.1e-05% | -0.002181% | 0.0002175% | 0.001079% | -0.000828% | -0.003474% | 0.001199% | -0.002826% | -0.001071% | U/G Subtransmission | -3.401e-09% | 2.01e-09% | -3.612e-10% | 2.623e-10% | 6.309e-10% | -4.151e-09% | 1.351e-09% | -1.254e-08% | 1.163e-08% | 4.684e-10% | -1.162e-08% | 7.05e-09% | 1.171e-09% | -9.479e-10% | -1.282e-08% | -3.607e-10% | 2.09e-08%
U/G Distribution Cables | -0.3578% | -0.06965% | -0.566% | -0.7936% | -0.6192% | -0.6426% | -0.5978% | -0.5417% | -0.5144% | -0.2366% | -0.1627% | -0.129% | -0.2565% | -0.4388% | -0.2578% | -0.151% | -0.3331% | U/G Distribution Cables | -3.289e-06% | -4.36e-06% | 1.669e-07% | -7.009e-06% | -2.415e-06% | 2.03e-06% | 9.042e-06% | -3.737e-06% | -1.804e-06% | 3.981e-06% | 2.51e-06% | -2.927e-06% | 1.571e-06% | -6.443e-06% | -2.515e-06% | 1.273e-06% | -9.452e-07%
Transformers | -0.5727% | -0.5011% | -0.5811% | -0.4712% | -0.5645% | -0.1316% | -0.4682% | -0.6472% | -0.3605% | -0.3008% | -0.1029% | -0.2546% | -0.7931% | -0.3978% | -0.3063% | -0.1951% | -0.1456% | Transformers | 1.755e-06% | -3.374e-06% | 1.272e-05% | -1.005e-05% | 3.159e-06% | -1.71e-06% | 8.712e-06% | -8.05e-06% | 6.783e-06% | -1.008e-05% | 1.115e-05% | -8.147e-06% | 4.54e-06% | -6.939e-06% | 1.548e-05% | -1.25e-05% | -6.891e-06%
TFP Change | -1.498% | -0.8171% | -0.9902% | -5.9% | -7.084% | 2.13% | -3.131% | -6.284% | 4.063% | 22.53% | -3.272% | -3.588% | 1.145% | 2.629% | 3.944% | -2.788% | 9.314% | TFP Change
check | -1.498% | -0.8171% | -0.9902% | -5.9% | -7.084% | 2.13% | -3.131% | -6.284% | 4.063% | 22.53% | -3.272% | -3.588% | 1.145% | 2.629% | 3.944% | -2.788% | 9.314% | check
check | 6.13e-10 | 1.8235e-09 | 4.0836e-10 | -1.9554e-09 | 2.352e-09 | 2.9231e-09 | 2.2419e-09 | -4.8776e-09 | 1.4953e-09 | 7.436e-09 | -8.7857e-10 | 3.9563e-10 | 3.7699e-10 | -8.2446e-10 | 7.0577e-10 | 2.3647e-11 | 1.7508e-09 | check
41.ACT: Contributions to TFP growth | [17 empty] | 41.ACT: Contributions to TFP growth | bar: 2007 to 2010
Year | 2007: 2006 to 2023; 2008: 2006 to 2012; 2009: 2012 to 2023; 2010: 2023 | Year | 2006 to 2023 | 2006 to 2012 | 2012 to 2023 | 2023
Energy (GWh) | 2007: 0.04103%; 2008: 0.06993%; 2009: 0.02527%; 2010: 0.2553% | Energy (GWh) | 1.892e-07% | 3.414e-07% | 1.062e-07% | 2.972e-06%
Ratcheted Max Demand | 2007: 1.024%; 2008: 0.6311%; 2009: 1.238%; 2010: 5.944% | Ratcheted Max Demand | -8.759e-08% | -1.625e-06% | 7.511e-07% | 6.652e-06%
Customer Numbers | 2007: 0.4107%; 2008: 0.3674%; 2009: 0.4343%; 2010: 0.3965% | Customer Numbers | 1.082e-07% | -6.64e-07% | 5.294e-07% | 1.131e-05%
Circuit Length | 2007: 0.4982%; 2008: 0.483%; 2009: 0.5064%; 2010: 0.142% | Circuit Length | -2.458e-08% | 1.282e-06% | -7.374e-07% | -1.606e-06%
CMOS | 2007: -0.1496%; 2008: -0.03832%; 2009: -0.2103%; 2010: 0.8594% | CMOS | -2.924e-07% | -3.936e-07% | -2.372e-07% | 1.775e-06%
Opex | 2007: -0.3836%; 2008: -2.877%; 2009: 0.9766%; 2010: 2.245% | Opex | -4.997e-07% | 4.14e-07% | -9.98e-07% | 9.735e-06%
O/H Subtransmission Lines | 2007: -0.04778%; 2008: -0.05959%; 2009: -0.04133%; 2010: -0.05764% | O/H Subtransmission Lines | -6.959e-08% | 1.335e-07% | -1.804e-07% | 4.468e-07%
O/H Distribution Lines | 2007: 0.01614%; 2008: 0.04387%; 2009: 0.001019%; 2010: 0.008917% | O/H Distribution Lines | -7.04e-08% | -3.899e-07% | 1.039e-07% | -6.158e-08%
U/G Subtransmission | 2007: -0.004791%; 2008: -0.001534%; 2009: -0.006568%; 2010: -0.001071% | U/G Subtransmission | -4.278e-11% | -8.352e-10% | 3.894e-10% | 2.09e-08%
U/G Distribution Cables | 2007: -0.3923%; 2008: -0.5082%; 2009: -0.329%; 2010: -0.3331% | U/G Distribution Cables | -8.747e-07% | -2.479e-06% | 5.271e-10% | -9.452e-07%
Transformers | 2007: -0.3997%; 2008: -0.4704%; 2009: -0.3611%; 2010: -0.1456% | Transformers | -2.024e-07% | 4.165e-07% | -5.4e-07% | -6.891e-06%
TFP Change | 2007: 0.6118%; 2008: -2.36%; 2009: 2.233%; 2010: 9.314% | TFP Change | -1.824e-06% | -2.965e-06% | -1.202e-06% | 2.34e-05%
42.NSW: Output and input growth rates | [17 empty] | 42.NSW: Output and input growth rates
Year | 2007 | 2008 | 2009 | 2010 | 2011 | 2012 | 2013 | 2014 | 2015 | 2016 | 2017 | 2018 | 2019 | 2020 | 2021 | 2022 | 2023 | Year | 2007 | 2008 | 2009 | 2010 | 2011 | 2012 | 2013 | 2014 | 2015 | 2016 | 2017 | 2018 | 2019 | 2020 | 2021 | 2022 | 2023
Energy (GWh) | 1.036% | 1.336% | -0.7428% | -0.344% | -0.05597% | -3.926% | -5.474% | -2.671% | 1.563% | 1.009% | 0.3608% | -0.3921% | 0.6468% | -1.87% | -0.5243% | -0.4047% | 1.296% | Energy (GWh) | 1.548e-05% | -5.554e-05% | 2.434e-06% | 2.119e-05% | 2.452e-05% | -3.868e-06% | -4.947e-06% | 1.933e-06% | -6.874e-06% | 1.078e-05% | -4.001e-06% | -8.673e-06% | 4.418e-06% | 7.293e-06% | 5.24e-07% | -2.093e-06% | 1.793e-06%
Ratcheted Max Demand | 0.9055% | 1.357% | 2.503% | 0.006786% | 2.591% | 0% | 0% | 2.8% | 0% | 0% | 1.321% | 0% | 0.4541% | 0% | 0% | 0.3511% | 0% | Ratcheted Max Demand | 4.787e-05% | -9.253e-05% | 7.338e-05% | 1.65e-05% | -4.383e-05% | 0% | 0% | 1.541e-06% | 0% | 0% | 3.719e-05% | 0% | -5.855e-05% | 0% | 0% | 5.065e-05% | 0%
Customer Numbers | 0.9891% | 0.9964% | 0.84% | 0.6626% | 0.9046% | 0.7625% | 1.032% | 1.366% | 1.354% | 1.232% | 1.331% | 1.544% | 1.405% | 1.262% | 1.052% | 0.9128% | 0.7694% | Customer Numbers | -1.619e-05% | -2.011e-05% | -7.386e-06% | 8.062e-05% | 5.847e-06% | -3.828e-05% | 2.667e-05% | -5.112e-05% | 8.479e-06% | 1.256e-05% | 4.169e-05% | -7.485e-06% | -5.725e-05% | -1.487e-05% | 7.149e-05% | 4.54e-06% | -3.449e-05%
Circuit Length | -3.598% | -1.081% | 0.9398% | 0.5373% | 1.077% | 0.3679% | 0.4075% | 0.3066% | 0.3296% | 0.3944% | 0.3214% | 0.3154% | 0.4539% | 0.3203% | 0.2953% | 0.344% | 0.3099% | Circuit Length | -3.029e-06% | -5.791e-06% | 3.068e-06% | 4.672e-06% | 1.146e-06% | -5.546e-06% | -4.757e-06% | 1.319e-05% | -5.245e-06% | 6.408e-06% | 8.642e-06% | 1.044e-05% | -1.047e-05% | 9.464e-06% | -5.706e-05% | 3.114e-05% | 6.485e-06%
CMOS | -14.39% | 5.927% | 11.01% | -26.63% | 10.48% | 3.404% | -2.269% | -11.56% | 10.52% | 0.4863% | 4.142% | -8.529% | 10.84% | 11.49% | -18.84% | 10.13% | -8.719% | CMOS | 8.696e-06% | -3.505e-06% | -4.734e-05% | 3.861e-05% | 9.983e-06% | -8.836e-06% | 8.127e-06% | -3.099e-06% | 7.59e-06% | -6.883e-06% | 8.729e-06% | -1.2e-05% | -1.772e-06% | -3.231e-05% | 4.103e-05% | -7.196e-06% | 3.635e-06%
Opex | 0.6054% | 23.61% | -9.423% | 8.212% | -0.754% | 13.7% | -17.11% | 5.791% | 2.55% | -10.9% | -9.276% | -6.93% | 2.873% | -9.39% | -2.58% | -6.851% | 6.709% | Opex | 3.054e-05% | -5.965e-05% | 7.094e-06% | 5.767e-05% | -7.836e-05% | 5.144e-05% | -2.141e-05% | 1.445e-05% | 1.351e-06% | 3.453e-05% | -7.034e-05% | 5.48e-06% | 7.032e-05% | -4.741e-05% | 4.208e-06% | 5.312e-06% | -1.202e-05%
O/H Subtransmission Lines | -0.9937% | -1.048% | 0.725% | 1.641% | 0.453% | -0.08592% | 3.353% | -0.6137% | 2.86% | 0.4857% | 0.8256% | -2.786% | 0.264% | -0.2999% | -0.7979% | -0.5435% | 0.2287% | O/H Subtransmission Lines | -5.889e-06% | 1.729e-06% | -6.614e-06% | -4.157e-05% | 5.119e-05% | -4.981e-05% | 2.539e-05% | 5.114e-05% | -4.725e-05% | 5.857e-05% | -7.315e-05% | 1.266e-05% | -2.429e-06% | -1.588e-05% | 5.299e-05% | 6.899e-06% | 1.993e-05%
O/H Distribution Lines | -6.977% | 0.4453% | 0.3666% | 0.2118% | 0.3802% | 0.1659% | 0.09008% | 0.3804% | 0.2317% | 0.2872% | 0.4505% | 0.2855% | 1.23% | -1.043% | 0.3167% | 1.222% | 0.2466% | O/H Distribution Lines | -4.457e-06% | 5.378e-06% | -1.459e-06% | -6.977e-06% | 7.744e-06% | -7.509e-06% | 8.793e-06% | -4.551e-06% | 2.809e-06% | -6.565e-07% | -8.023e-06% | 1.101e-05% | -5.369e-06% | 1.071e-05% | -7.366e-06% | -6.529e-07% | -2.792e-06%
U/G Subtransmission | 0.8491% | -1.636% | -1.01% | 2.673% | 2.464% | 4.402% | 4.352% | 6.44% | -5.561% | 4.185% | 2.723% | -2.543% | -1.083% | 3.876% | -0.7279% | 1.589% | -3.739% | U/G Subtransmission | -2.778e-05% | 2.823e-05% | -8.073e-06% | 1.014e-05% | -3.689e-05% | -1.417e-07% | 1.899e-05% | 4.221e-05% | 5.98e-06% | -3.354e-05% | -2.286e-05% | -6.873e-06% | 2.597e-05% | 5.741e-06% | -3.612e-05% | 3.515e-05% | -1.848e-05%
U/G Distribution Cables | 5.708% | -4.339% | 3.596% | 3.409% | 4.695% | 4.406% | 3.294% | 3.091% | 2.29% | 2.35% | 2.458% | 2.221% | 2.34% | 2.207% | 2.19% | 1.909% | 1.608% | U/G Distribution Cables | 4.361e-05% | -7.882e-05% | 7.844e-05% | -3.039e-05% | 9.319e-07% | 2.42e-05% | -2.814e-05% | 3.219e-05% | -4.848e-05% | -2.189e-05% | 1.835e-05% | -2.25e-06% | 1.321e-05% | 3.439e-05% | -1.335e-05% | -1.666e-05% | -2.531e-05%
Transformers | 5.539% | 4.391% | 3.815% | 4.453% | 1.547% | 3.128% | 2.785% | 2.663% | 1.248% | 1.517% | -1.503% | 1.27% | 1.117% | 1.193% | 0.8755% | -1.803% | 1.308% | Transformers | 3.942e-06% | 7.091e-06% | -2.245e-05% | 5.23e-05% | -1.672e-05% | -1.622e-05% | -1.681e-05% | -1.602e-05% | -3.128e-06% | 3.183e-05% | 2.715e-05% | 7.339e-07% | -2.485e-05% | -5.706e-06% | -1.92e-05% | 2.714e-05% | -2.248e-05%
42.NSW: Output and input contributions | [17 empty] | 42.NSW: Output and input contributions
Year | 2007 | 2008 | 2009 | 2010 | 2011 | 2012 | 2013 | 2014 | 2015 | 2016 | 2017 | 2018 | 2019 | 2020 | 2021 | 2022 | 2023 | Year | 2007 | 2008 | 2009 | 2010 | 2011 | 2012 | 2013 | 2014 | 2015 | 2016 | 2017 | 2018 | 2019 | 2020 | 2021 | 2022 | 2023
Energy (GWh) | 0.0968% | 0.1342% | -0.07203% | -0.0536% | -0.007145% | -0.3841% | -0.5271% | -0.2544% | 0.147% | 0.09219% | 0.03549% | -0.0374% | 0.06155% | -0.1886% | -0.04566% | -0.04357% | 0.1282% | Energy (GWh) | 3.587e-06% | -5.482e-06% | 6.497e-06% | -5.459e-06% | -1.021e-06% | 7.997e-06% | -5.815e-07% | -8.401e-06% | 2.13e-06% | 4.988e-06% | -4.207e-06% | -6.298e-07% | 5.434e-06% | -5.766e-06% | 7.093e-06% | -5.277e-06% | 3.649e-06%
Ratcheted Max Demand | 0.3998% | 0.5334% | 0.9819% | 0.04249% | 0.9966% | 0.002404% | 0.002761% | 1.054% | 0.004551% | 0.01221% | 0.5076% | -0.003921% | 0.1832% | 0.01746% | -0.01933% | 0.1473% | -0.001142% | Ratcheted Max Demand | -7.052e-06% | 1.559e-05% | -2.399e-05% | -5.686e-06% | 2.296e-05% | 7.16e-10% | -4.091e-08% | -1.18e-05% | -8.301e-08% | -1.657e-07% | 7.477e-06% | 9.289e-10% | 1.144e-05% | 1.419e-07% | -1.575e-07% | 3.585e-06% | -2.469e-08%
Customer Numbers | 0.239% | 0.2145% | 0.1772% | 0.1773% | 0.1932% | 0.1657% | 0.2199% | 0.2837% | 0.2795% | 0.2605% | 0.2807% | 0.323% | 0.3031% | 0.2851% | 0.2027% | 0.2074% | 0.1624% | Customer Numbers | -4.489e-06% | 1.089e-05% | -8.3e-06% | -4.025e-06% | 2.579e-06% | -1.891e-06% | 1.187e-05% | -9.117e-06% | -3.002e-06% | 1.408e-05% | -2.824e-06% | 8.065e-09% | -1.018e-05% | 9.846e-06% | -1.512e-05% | 1.386e-05% | 5.753e-07%
Circuit Length | -1.649% | -0.4947% | 0.425% | 0.2777% | 0.4814% | 0.1663% | 0.1816% | 0.1344% | 0.1441% | 0.177% | 0.1432% | 0.139% | 0.2064% | 0.154% | 0.1201% | 0.1626% | 0.1386% | Circuit Length | -2.733e-05% | 2.167e-05% | -1.628e-05% | 5.863e-06% | -1.053e-05% | 1.134e-05% | 2.649e-06% | -1.594e-05% | -2.804e-06% | 3.989e-06% | 2.943e-05% | -7.017e-06% | -2.309e-05% | 1.228e-05% | 2.526e-06% | -1.538e-05% | 2.073e-05%
CMOS | 2.567% | -0.992% | -1.901% | 4.118% | -1.457% | -0.4571% | 0.2706% | 1.312% | -1.18% | -0.01153% | -0.5794% | 1.164% | -1.5% | -1.861% | 2.906% | -1.494% | 1.309% | CMOS | 9.281e-06% | -1.191e-05% | 1.404e-05% | 1.067e-06% | -2.519e-05% | 2.264e-05% | -2.053e-05% | 9.026e-06% | -8.405e-06% | 2.017e-05% | -6.131e-06% | -1.53e-05% | 1.656e-05% | 6.167e-06% | -1.45e-05% | 5.296e-06% | -6.371e-06%
Opex | -0.244% | -10.48% | 4.412% | -3.556% | 0.5795% | -5.765% | 7.16% | -2.547% | -1.111% | 4.593% | 3.875% | 2.815% | -1.158% | 3.997% | 1.426% | 2.701% | -3.376% | Opex | 1.881e-06% | 6.313e-06% | -9.701e-06% | -5.473e-07% | 1.236e-06% | 2.571e-05% | 1.722e-06% | -2.73e-05% | 1.08e-05% | -7.092e-06% | 1.24e-05% | -5.556e-06% | 1.034e-05% | 4.083e-06% | -3.266e-05% | 1.921e-05% | 4.765e-06%
O/H Subtransmission Lines | 0.04379% | 0.03912% | -0.02179% | -0.08816% | -0.01647% | 0.002537% | -0.148% | 0.02809% | -0.128% | -0.02082% | -0.03925% | 0.1205% | -0.01168% | 0.01136% | 0.0409% | 0.02479% | -0.01143% | O/H Subtransmission Lines | 2.571e-06% | -7.577e-07% | -8.617e-07% | -1.015e-06% | 2.013e-06% | 4.676e-07% | -6.374e-07% | 5.839e-07% | -2.969e-06% | 2.763e-06% | -4.323e-07% | 1.2e-06% | -3.038e-06% | 3.052e-06% | -3.201e-06% | 2.206e-06% | -1.976e-06%
O/H Distribution Lines | 0.6906% | -0.05067% | -0.02454% | -0.02064% | -0.03451% | -0.01858% | -0.008136% | -0.04195% | -0.02232% | -0.02994% | -0.04699% | -0.03157% | -0.1346% | 0.1128% | -0.02739% | -0.1302% | -0.05185% | O/H Distribution Lines | 5.668e-06% | -5.646e-06% | 1.893e-06% | -5.944e-07% | -3.395e-06% | 2.246e-06% | 5.839e-06% | -6.495e-06% | 3.756e-06% | -3.12e-06% | 6.225e-06% | -5.718e-06% | 4.361e-06% | 1.376e-06% | -6.387e-06% | 5.907e-06% | -6.042e-07%
U/G Subtransmission | -0.02997% | 0.03402% | 0.03884% | -0.09454% | -0.05375% | -0.1296% | -0.1319% | -0.1966% | 0.1658% | -0.1383% | -0.09181% | 0.07098% | 0.03903% | -0.136% | 0.03828% | -0.05492% | 0.1205% | U/G Subtransmission | -1.215e-07% | 5.783e-08% | -1.799e-06% | 1.844e-06% | 1.86e-07% | -1.211e-06% | 4.086e-07% | -1.267e-06% | 2.461e-06% | -9.577e-07% | -1.523e-06% | 2.894e-06% | -8.047e-07% | -1.968e-06% | -5.21e-07% | 2.728e-06% | -1.704e-06%
U/G Distribution Cables | -0.6509% | 0.3825% | -0.2531% | -0.4232% | -0.4662% | -0.4857% | -0.3689% | -0.3359% | -0.2597% | -0.2538% | -0.3006% | -0.255% | -0.2651% | -0.2695% | -0.1404% | -0.217% | -0.3109% | U/G Distribution Cables | -3.274e-06% | 7.164e-06% | -4.032e-06% | -4.041e-06% | 7.617e-06% | -4.025e-06% | -4.175e-06% | 1.002e-06% | 3.464e-06% | -1.423e-06% | -1.915e-06% | 8.965e-06% | -6.018e-06% | -3.41e-06% | 7.319e-06% | -6.183e-06% | 2.474e-06%
Transformers | -1.527% | -1.343% | -0.8725% | -1.32% | -0.4097% | -0.9569% | -0.8403% | -0.8026% | -0.2848% | -0.4519% | 0.4135% | -0.3445% | -0.3001% | -0.2249% | -0.23% | 0.4163% | -0.4461% | Transformers | -2.371e-06% | 9.122e-06% | -1.548e-05% | 4.182e-07% | 8.684e-06% | 7.988e-06% | -1.345e-05% | 1.552e-05% | -1.459e-05% | -2.422e-06% | 1.782e-05% | -1.571e-05% | 2.831e-06% | -6.718e-07% | 1.066e-05% | 5.105e-06% | -1.343e-05%
TFP Change | -0.06409% | -12.02% | 2.889% | -0.9405% | -0.1939% | -7.86% | 5.811% | -1.365% | -2.245% | 4.228% | 4.197% | 3.96% | -2.577% | 1.898% | 4.272% | 1.721% | -2.338% | TFP Change
check | -0.06409% | -12.02% | 2.889% | -0.9405% | -0.1939% | -7.86% | 5.811% | -1.365% | -2.245% | 4.228% | 4.197% | 3.96% | -2.577% | 1.898% | 4.272% | 1.721% | -2.338% | check
check | -8.1491e-10 | -4.3947e-09 | -2.7358e-09 | 1.688e-09 | 1.3097e-10 | 6.1664e-10 | 1.5498e-09 | 2.6193e-10 | -1.7426e-09 | -1.2005e-09 | 9.8953e-10 | -6.039e-10 | 8.7311e-11 | -7.1304e-10 | 1.4697e-09 | -6.4028e-10 | 1.7526e-09 | check
42.NSW: Contributions to TFP growth | [17 empty] | 42.NSW: Contributions to TFP growth | bar: 2007 to 2010
Year | 2007: 2006 to 2023; 2008: 2006 to 2012; 2009: 2012 to 2023; 2010: 2023 | Year | 2006 to 2023 | 2006 to 2012 | 2012 to 2023 | 2023
Energy (GWh) | 2007: -0.054%; 2008: -0.04764%; 2009: -0.05747%; 2010: 0.1282% | Energy (GWh) | 2.678e-07% | 1.02e-06% | -1.425e-07% | 3.649e-06%
Ratcheted Max Demand | 2007: 0.286%; 2008: 0.4928%; 2009: 0.1732%; 2010: -0.001142% | Ratcheted Max Demand | 7.17e-07% | 3.04e-07% | 9.423e-07% | -2.469e-08%
Customer Numbers | 2007: 0.2338%; 2008: 0.1945%; 2009: 0.2553%; 2010: 0.1624% | Customer Numbers | 2.8e-07% | -8.733e-07% | 9.091e-07% | 5.753e-07%
Circuit Length | 2007: 0.05341%; 2008: -0.1321%; 2009: 0.1546%; 2010: 0.1386% | Circuit Length | -4.652e-07% | -2.547e-06% | 6.703e-07% | 2.073e-05%
CMOS | 2007: 0.1303%; 2008: 0.3129%; 2009: 0.03062%; 2010: 1.309% | CMOS | -2.412e-07% | 1.654e-06% | -1.275e-06% | -6.371e-06%
Opex | 2007: 0.1955%; 2008: -2.509%; 2009: 1.671%; 2010: -3.376% | Opex | 9.172e-07% | 4.149e-06% | -8.458e-07% | 4.765e-06%
O/H Subtransmission Lines | 2007: -0.01027%; 2008: -0.006829%; 2009: -0.01214%; 2010: -0.01143% | O/H Subtransmission Lines | -1.955e-09% | 4.028e-07% | -2.227e-07% | -1.976e-06%
O/H Distribution Lines | 2007: 0.007619%; 2008: 0.09028%; 2009: -0.03747%; 2010: -0.05185% | O/H Distribution Lines | 3.123e-07% | 2.852e-08% | 4.671e-07% | -6.042e-07%
U/G Subtransmission | 2007: -0.03235%; 2008: -0.03917%; 2009: -0.02863%; 2010: 0.1205% | U/G Subtransmission | -7.634e-08% | -1.739e-07% | -2.314e-08% | -1.704e-06%
U/G Distribution Cables | 2007: -0.2867%; 2008: -0.3161%; 2009: -0.2706%; 2010: -0.3109% | U/G Distribution Cables | -2.882e-08% | -9.851e-08% | 9.196e-09% | 2.474e-06%
Transformers | 2007: -0.5603%; 2008: -1.072%; 2009: -0.2814%; 2010: -0.4461% | Transformers | 1.865e-09% | 1.394e-06% | -7.573e-07% | -1.343e-05%
TFP Change | 2007: -0.03699%; 2008: -3.032%; 2009: 1.597%; 2010: -2.338% | TFP Change | 1.683e-06% | 5.26e-06% | -2.687e-07% | 8.079e-06%
43.VIC: Output and input growth rates | [17 empty] | 43.VIC: Output and input growth rates
Year | 2007 | 2008 | 2009 | 2010 | 2011 | 2012 | 2013 | 2014 | 2015 | 2016 | 2017 | 2018 | 2019 | 2020 | 2021 | 2022 | 2023 | Year | 2007 | 2008 | 2009 | 2010 | 2011 | 2012 | 2013 | 2014 | 2015 | 2016 | 2017 | 2018 | 2019 | 2020 | 2021 | 2022 | 2023
Energy (GWh) | 1.432% | 1.782% | -0.4234% | 1.848% | -2.074% | 0.7239% | -2.082% | -1.72% | 1.75% | 0.5205% | 0.1969% | -1.069% | 0.6718% | -3.873% | 0.3663% | 2.062% | 1.019% | Energy (GWh) | 4.723e-06% | 2.274e-06% | -1.04e-05% | 2.209e-06% | -1.341e-05% | 2.012e-05% | -3.999e-05% | 2.932e-05% | 4.721e-05% | -1.898e-05% | -6.341e-05% | 7.353e-05% | -5.097e-05% | 1.757e-05% | 3.02e-07% | -3.34e-06% | 1.67e-05%
Ratcheted Max Demand | 4.946% | 5.997% | 7.085% | 0.07411% | 0% | 0% | 0% | 0.723% | 0% | 0.09682% | 0.3192% | 1.006% | 1.003% | 1.903% | 0% | 0% | 0% | Ratcheted Max Demand | -6.022e-06% | 2.463e-05% | -2.014e-05% | -9.522e-06% | 0% | 0% | 0% | 3.737e-05% | 0% | -5.14e-05% | 6.19e-05% | -1.335e-05% | -1.984e-05% | -8.602e-07% | 0% | 0% | 0%
Customer Numbers | 1.585% | 1.426% | 1.295% | 1.369% | 1.299% | 1.609% | 1.564% | 0.971% | 1.709% | 1.742% | 1.955% | 1.531% | 2.012% | 1.235% | 1.762% | 1.547% | 1.382% | Customer Numbers | 1.761e-05% | -2.038e-05% | 3.447e-05% | -6.966e-06% | -2.609e-05% | 2.163e-05% | -5.912e-06% | 1.888e-05% | -2.743e-05% | -4.362e-05% | 5.03e-05% | -2.05e-05% | 4.529e-05% | -1.12e-05% | -1.94e-05% | 2.15e-05% | -2.981e-07%
Circuit Length | 0.6266% | 0.462% | 1.067% | 0.7191% | 0.155% | 0.8033% | 0.3433% | 0.6183% | 0.3687% | 0.4693% | 0.8576% | 0.4728% | 0.612% | 0.5689% | 0.6536% | 0.4879% | 0.5636% | Circuit Length | 4.3e-05% | -2.841e-05% | -2.744e-06% | 1.904e-06% | -3.853e-05% | 1.018e-05% | -3.171e-05% | 2.394e-05% | -1.195e-05% | 3.882e-05% | 2.546e-05% | -6.762e-05% | 4.087e-05% | 2.752e-05% | -1.709e-05% | -2.71e-05% | -1.847e-05%
CMOS | 5.902% | -16.11% | 27.88% | -16.71% | -2.106% | 2.944% | 5.627% | 15.15% | -16.16% | 5.687% | -25.59% | 27.5% | 3.379% | -2.667% | -48.32% | 17.15% | 5.682% | CMOS | -1.466e-05% | 7.893e-06% | 1.226e-06% | -4.424e-05% | 4.974e-05% | -1.13e-05% | 5.65e-06% | 2.118e-05% | 2.296e-05% | -3.105e-05% | -5.892e-06% | -2.325e-05% | -5.517e-06% | -2.14e-05% | 9.227e-05% | 3.425e-05% | -1.972e-05%
Opex | 0.1851% | 0.2083% | 9.61% | 1.915% | 5.439% | 11.47% | 0.5951% | -0.7103% | 2.34% | 1.453% | -3.198% | -7.995% | 1.131% | -1.187% | -2.905% | 0.6673% | 3.789% | Opex | -1.219e-06% | -1.649e-05% | 1.669e-05% | -1.913e-05% | -2.027e-05% | 4.782e-05% | -1.675e-05% | 2.649e-05% | 2.243e-06% | 2.016e-06% | -4.099e-05% | -1.239e-05% | 1.101e-05% | -1.801e-05% | 2.689e-05% | 1.244e-05% | -1.949e-05%
O/H Subtransmission Lines | 0.2813% | 0.7286% | 0.794% | 1.643% | 0.2219% | 1.796% | -1.147% | 1.968% | -0.8242% | 1.995% | 0.3463% | -0.1873% | -0.04517% | 0.8963% | 0.07767% | 0.649% | 1.159% | O/H Subtransmission Lines | -4.197e-05% | 9.049e-05% | -2.222e-05% | -3.334e-05% | 5.087e-06% | 2.947e-05% | -2.877e-05% | -2.715e-05% | 4.248e-05% | 1.108e-05% | -5.643e-05% | 6.375e-05% | -2.702e-05% | -1.358e-05% | -4.982e-05% | 1.592e-05% | 4.706e-05%
O/H Distribution Lines | 0.3443% | 0.3955% | -0.3092% | 0.1738% | 0.167% | 0.3973% | 0.1404% | 0.4582% | 0.0153% | 0.105% | -0.1073% | -0.04951% | -0.1228% | -0.05588% | 0.09336% | 0.1322% | -0.5558% | O/H Distribution Lines | 3.08e-05% | -2.307e-05% | 4.107e-05% | -7.221e-05% | 6.434e-05% | -7.183e-05% | -1.179e-05% | 7.593e-05% | -2.501e-05% | 3.921e-05% | -5.847e-05% | 1.654e-05% | 4.357e-05% | -6.467e-05% | 4.414e-05% | 3.611e-05% | -3.921e-05%
U/G Subtransmission | -0.0491% | 3.777% | 1.566% | 1.769% | -0.2284% | 14.43% | 5.751% | 2.308% | 0.354% | 2.115% | 4.764% | 4.055% | 7.896% | 10.34% | 5.095% | 2.086% | 0.1701% | U/G Subtransmission | -7.422e-07% | 1.145e-06% | -1.35e-05% | 5.017e-05% | -8.089e-05% | 3.055e-05% | 1.609e-05% | -2.776e-05% | -8.2e-06% | 5.839e-05% | -1.611e-05% | -4.193e-06% | 6.571e-07% | 2.061e-05% | -6.719e-05% | -1.377e-05% | 2.256e-06%
U/G Distribution Cables | 5.552% | 3.636% | 8.603% | 5.564% | 2.095% | 2.927% | 3.855% | 4.159% | 5.032% | 3.633% | 4.571% | 4.827% | 3.364% | 4.36% | 3.953% | 2.908% | 3.345% | U/G Distribution Cables | 2.981e-05% | -3.033e-05% | 3.796e-05% | -6.612e-05% | 5.612e-05% | 9.31e-06% | -4.517e-05% | -2.437e-05% | 2.502e-05% | 3.433e-05% | -5.088e-05% | 2.059e-05% | 1.155e-05% | -2.479e-05% | -2.04e-05% | 3.825e-05% | -5.609e-06%
Transformers | 3.238% | 3.46% | 4.79% | 1.618% | 3.286% | 2.293% | 2.703% | 1.816% | 1.678% | 1.876% | 1.557% | 2.125% | 1.382% | 2.017% | 1.154% | 2.254% | 1.641% | Transformers | -3.848e-06% | 5.313e-05% | -4.755e-05% | 2.133e-05% | -3.708e-05% | 1.662e-05% | -2.505e-05% | -9.193e-06% | 1.547e-05% | 2.463e-06% | 2.33e-05% | -2.79e-05% | 3.436e-05% | -5.116e-06% | -2.336e-05% | -3.27e-05% | 2.17e-05%
43.VIC: Output and input contributions | [17 empty] | 43.VIC: Output and input contributions
Year | 2007 | 2008 | 2009 | 2010 | 2011 | 2012 | 2013 | 2014 | 2015 | 2016 | 2017 | 2018 | 2019 | 2020 | 2021 | 2022 | 2023 | Year | 2007 | 2008 | 2009 | 2010 | 2011 | 2012 | 2013 | 2014 | 2015 | 2016 | 2017 | 2018 | 2019 | 2020 | 2021 | 2022 | 2023
Energy (GWh) | 0.1397% | 0.1728% | -0.03855% | 0.1789% | -0.2032% | 0.07009% | -0.2021% | -0.167% | 0.1698% | 0.05008% | 0.01801% | -0.1019% | 0.06452% | -0.3697% | 0.03869% | 0.1948% | 0.09721% | Energy (GWh) | 4.012e-06% | 3.319e-06% | -2.12e-06% | -5.899e-07% | -2.761e-06% | 1.495e-06% | 2.026e-06% | 5.422e-08% | -5.07e-06% | 7.341e-06% | -1.642e-06% | -1.345e-06% | -4.048e-06% | 5.767e-06% | -9.358e-06% | -2.54e-06% | 6.743e-06%
Ratcheted Max Demand | 1.882% | 2.329% | 2.708% | 0.02669% | -0.0009407% | -0.0002834% | -0.0007087% | 0.2768% | -0.006578% | 0.03892% | 0.1122% | 0.3883% | 0.3776% | 0.7061% | -0.02436% | 0.01267% | 0.005254% | Ratcheted Max Demand | 2.532e-06% | -2.355e-05% | 3.93e-06% | 3.166e-05% | -8.013e-08% | -2.911e-08% | -4.733e-08% | -1.426e-05% | -1.522e-08% | -1.192e-05% | 9.99e-06% | 1.115e-05% | -7.12e-06% | -1.386e-05% | 4.266e-08% | -4.835e-08% | 2.932e-08%
Customer Numbers | 0.3264% | 0.3174% | 0.2421% | 0.3065% | 0.2791% | 0.3387% | 0.3293% | 0.2017% | 0.3572% | 0.3621% | 0.3947% | 0.3279% | 0.4154% | 0.2451% | 0.3397% | 0.3308% | 0.2912% | Customer Numbers | 1.431e-06% | 1.653e-06% | 6.518e-06% | -2.54e-06% | -1.087e-05% | 1.653e-05% | -5.234e-06% | -1.091e-05% | 1.193e-05% | 4.36e-06% | -1.214e-05% | 1.052e-06% | -3.494e-06% | 5.622e-06% | -1.779e-05% | 8.417e-06% | 6.082e-06%
Circuit Length | 0.2726% | 0.2201% | 0.451% | 0.3333% | 0.07305% | 0.3569% | 0.1532% | 0.2725% | 0.1621% | 0.2063% | 0.3673% | 0.2156% | 0.2668% | 0.2409% | 0.2668% | 0.2216% | 0.2503% | Circuit Length | -6.093e-06% | 2.766e-05% | -2.846e-05% | -1.079e-05% | 2.371e-05% | 6.233e-06% | -8.789e-06% | 4.628e-06% | 6.962e-06% | -1.533e-06% | -1.089e-06% | 3.027e-06% | -1.096e-05% | -2.436e-05% | 4.111e-05% | -1.802e-05% | -6.072e-07%
CMOS | -0.8046% | 2.106% | -3.869% | 2.445% | 0.2535% | -0.3978% | -0.7331% | -1.995% | 2.128% | -0.6916% | 2.804% | -3.027% | -0.3892% | 0.3738% | 5.212% | -1.822% | -0.6584% | CMOS | -8.274e-06% | 6.436e-06% | 9.517e-06% | -6.91e-07% | -1.321e-05% | -2.567e-07% | 7.118e-06% | 7.007e-06% | -8.15e-06% | -9.728e-06% | 1.276e-05% | -1.487e-06% | -4.54e-06% | 1.301e-05% | -3.826e-05% | 8.767e-06% | -6.903e-07%
Opex | -0.02889% | -0.2332% | -3.925% | -0.7773% | -2.337% | -4.976% | -0.4002% | 0.3505% | -1.012% | -0.6481% | 1.438% | 3.581% | -0.4761% | 0.4765% | 1.264% | -0.2808% | -1.493% | Opex | 8.942e-06% | -1.934e-06% | -3.124e-05% | 3.517e-06% | 2.743e-05% | -1.533e-05% | -1.272e-05% | 3.013e-05% | 7.376e-07% | -2.434e-05% | 2.249e-05% | -2.108e-05% | -1.185e-05% | 1.094e-05% | 2.94e-05% | -2.05e-05% | -4.429e-06%
O/H Subtransmission Lines | -0.007301% | -0.01854% | -0.02746% | -0.05991% | -0.003311% | -0.0706% | 0.04179% | -0.07337% | 0.03172% | -0.07427% | -0.01387% | 0.003256% | 0.002871% | -0.02841% | 0.001957% | -0.02472% | -0.05661% | O/H Subtransmission Lines | -2.521e-06% | 2.07e-06% | -6.574e-08% | -1.529e-06% | 1.848e-06% | -2.85e-06% | 1.865e-06% | -7.389e-07% | -8.537e-07% | 2.9e-06% | 3.598e-08% | -4.582e-07% | -2.441e-06% | -1.548e-07% | 1.316e-06% | 1.168e-06% | -6.809e-07%
O/H Distribution Lines | -0.06959% | -0.07815% | 0.06509% | -0.03723% | -0.03325% | -0.08414% | -0.02778% | -0.09397% | -0.007275% | -0.02248% | 0.02575% | 0.008225% | 0.02641% | 0.01529% | -0.01551% | -0.02733% | 0.11% | O/H Distribution Lines | -6.897e-06% | 8.077e-06% | -1.364e-05% | 1.45e-05% | -1.61e-05% | 1.117e-05% | -8.23e-06% | 6.031e-06% | -1.177e-05% | -8.793e-07% | 3.19e-06% | -1.531e-06% | 8.209e-06% | 2.425e-06% | -1.911e-05% | 7.314e-06% | -4.926e-07%
U/G Subtransmission | 0.001908% | -0.03566% | -0.02215% | -0.02326% | 0.02009% | -0.1938% | -0.07245% | -0.02767% | -0.004272% | -0.02388% | -0.05634% | -0.05019% | -0.0921% | -0.111% | -0.05352% | -0.02335% | -0.01881% | U/G Subtransmission | 1.416e-07% | 2.88e-07% | -3.159e-07% | 1.75e-07% | -5.558e-07% | 6.678e-07% | -6.934e-07% | 8.374e-07% | -8.838e-07% | 6.643e-07% | -3.938e-07% | -1.367e-07% | 4.074e-08% | 6.556e-07% | -1.504e-06% | 7.992e-08% | 2.601e-07%
U/G Distribution Cables | -0.6762% | -0.3553% | -1.078% | -0.7113% | -0.2428% | -0.426% | -0.5104% | -0.4859% | -0.5621% | -0.3862% | -0.5175% | -0.5635% | -0.386% | -0.3957% | -0.3628% | -0.3601% | -0.6359% | U/G Distribution Cables | 3.082e-07% | -2.22e-06% | 5.13e-06% | -6.877e-06% | 5.852e-06% | -8.404e-07% | 2.556e-06% | -3.33e-06% | 1.474e-06% | 4.215e-06% | -4.755e-07% | 1.714e-06% | -8.844e-06% | 7.674e-06% | -1.142e-05% | 2.214e-06% | -3.691e-06%
Transformers | -0.74% | -0.7394% | -1.058% | -0.3333% | -0.6264% | -0.454% | -0.5019% | -0.3384% | -0.3069% | -0.3628% | -0.3162% | -0.491% | -0.3121% | -0.4507% | -0.1165% | -0.6337% | -0.3719% | Transformers | 1.793e-05% | -1.83e-05% | 1.09e-05% | -3.71e-06% | 9.722e-06% | -1.197e-05% | 8.743e-06% | 3.556e-06% | -1.078e-05% | -3.284e-07% | 5.764e-06% | -6.342e-07% | -7.287e-07% | -6.528e-06% | 1.944e-05% | 4.664e-06% | -1.181e-05%
TFP Change | 0.2963% | 3.684% | -6.551% | 1.348% | -2.821% | -5.837% | -1.924% | -2.08% | 0.9496% | -1.552% | 4.256% | 0.291% | -0.5019% | 0.7021% | 6.551% | -2.412% | -2.48% | TFP Change
check | 0.2963% | 3.684% | -6.551% | 1.348% | -2.821% | -5.837% | -1.924% | -2.08% | 0.9496% | -1.552% | 4.256% | 0.291% | -0.5019% | 0.7021% | 6.551% | -2.412% | -2.48% | check
check | -4.3656e-11 | -3.638e-10 | -1.9063e-09 | -1.1642e-09 | 6.5756e-10 | 5.2637e-10 | 4.0563e-10 | 2.0373e-10 | 8.2218e-10 | -1.8917e-10 | -1.5862e-09 | 2.4011e-10 | 4.1291e-10 | 3.4925e-10 | 2.974e-09 | 1.8917e-10 | -1.6626e-09 | check
| 1 | 1 | 1 | 1 | 1 | 1 | 1 | 1 | 1 | 1 | 1 | 1 | 1 | 1 | 0.5 | 1 | 1
43.VIC: Contributions to TFP growth | [17 empty] | 43.VIC: Contributions to TFP growth | bar: 2007 to 2010
Year | 2007: 2006 to 2023; 2008: 2006 to 2012; 2009: 2012 to 2023; 2010: 2023 | Year | 2006 to 2023 | 2006 to 2012 | 2012 to 2023 | 2023
Energy (GWh) | 2007: 0.006605%; 2008: 0.05328%; 2009: -0.01885%; 2010: 0.09721% | Energy (GWh) | 7.554e-08% | 5.591e-07% | -1.882e-07% | 6.743e-06%
Ratcheted Max Demand | 2007: 0.5194%; 2008: 1.157%; 2009: 0.1715%; 2010: 0.005254% | Ratcheted Max Demand | -6.824e-07% | 2.411e-06% | -2.37e-06% | 2.932e-08%
Customer Numbers | 2007: 0.318%; 2008: 0.3017%; 2009: 0.3268%; 2010: 0.2912% | Customer Numbers | 3.688e-08% | 2.12e-06% | -1.1e-06% | 6.082e-06%
Circuit Length | 2007: 0.2547%; 2008: 0.2845%; 2009: 0.2385%; 2010: 0.2503% | Circuit Length | 1.542e-07% | 2.043e-06% | -8.76e-07% | -6.072e-07%
CMOS | 2007: 0.05503%; 2008: -0.04448%; 2009: 0.1093%; 2010: -0.6584% | CMOS | -1.215e-06% | -1.079e-06% | -1.29e-06% | -6.903e-07%
Opex | 2007: -0.5575%; 2008: -2.046%; 2009: 0.2545%; 2010: -1.493% | Opex | -5.78e-07% | -1.434e-06% | -1.108e-07% | -4.429e-06%
O/H Subtransmission Lines | 2007: -0.02216%; 2008: -0.03119%; 2009: -0.01724%; 2010: -0.05661% | O/H Subtransmission Lines | -6.413e-08% | -5.078e-07% | 1.779e-07% | -6.809e-07%
O/H Distribution Lines | 2007: -0.01447%; 2008: -0.03954%; 2009: -0.0007886%; 2010: 0.11% | O/H Distribution Lines | -1.043e-06% | -4.811e-07% | -1.349e-06% | -4.926e-07%
U/G Subtransmission | 2007: -0.04626%; 2008: -0.04214%; 2009: -0.04851%; 2010: -0.01881% | U/G Subtransmission | -3.958e-08% | 6.677e-08% | -9.759e-08% | 2.601e-07%
U/G Distribution Cables | 2007: -0.5092%; 2008: -0.5816%; 2009: -0.4696%; 2010: -0.6359% | U/G Distribution Cables | -3.861e-07% | 2.255e-07% | -7.197e-07% | -3.691e-06%
Transformers | 2007: -0.4796%; 2008: -0.6585%; 2009: -0.382%; 2010: -0.3719% | Transformers | 9.372e-07% | 7.623e-07% | 1.033e-06% | -1.181e-05%
TFP Change | 2007: -0.4754%; 2008: -1.647%; 2009: 0.1636%; 2010: -2.48% | TFP Change | -2.805e-06% | 4.685e-06% | -6.89e-06% | -9.282e-06%
44.QLD: Output and input growth rates | [17 empty] | 44.QLD: Output and input growth rates
Year | 2007 | 2008 | 2009 | 2010 | 2011 | 2012 | 2013 | 2014 | 2015 | 2016 | 2017 | 2018 | 2019 | 2020 | 2021 | 2022 | 2023 | Year | 2007 | 2008 | 2009 | 2010 | 2011 | 2012 | 2013 | 2014 | 2015 | 2016 | 2017 | 2018 | 2019 | 2020 | 2021 | 2022 | 2023
Energy (GWh) | 0.5243% | 1.978% | 3.251% | 0.8969% | -4.973% | 0.634% | -1.011% | 0.01095% | 0.739% | 0.215% | -0.5718% | -0.5245% | 1.227% | -0.6404% | -0.2828% | 1.333% | 1.442% | Energy (GWh) | -4.695e-05% | 7.388e-05% | 1.354e-05% | -8.513e-06% | -1.414e-05% | -3.327e-05% | 1.591e-05% | -1.178e-06% | -2.211e-05% | 6.112e-05% | -6.448e-05% | 2.121e-05% | 2.408e-05% | 2.082e-05% | -5.396e-05% | -3.203e-05% | 8.485e-05%
Ratcheted Max Demand | 6.071% | 5.29% | 2.888% | 5.165% | 0% | 0% | 0% | 0% | 0% | 0% | 0% | 0% | 0% | 0.4476% | 0% | 2.761% | 0% | Ratcheted Max Demand | -2.16e-05% | 3.815e-05% | 1.823e-05% | -6.745e-05% | 0% | 0% | 0% | 0% | 0% | 0% | 0% | 0% | 0% | -1.905e-06% | 0% | 2.956e-05% | 0%
Customer Numbers | 1.89% | 2.129% | 2.028% | 1.721% | 1.55% | 1.36% | 1.314% | 1.356% | 1.282% | 1.652% | 1.51% | 1.457% | 1.254% | 1.079% | 1.069% | 1.863% | 1.789% | Customer Numbers | -2.14e-05% | 1.492e-05% | 4.947e-05% | -1.737e-05% | 1.572e-05% | -5.784e-05% | -3.595e-06% | 2.243e-05% | -3.126e-05% | 6.387e-05% | -4.032e-05% | 1.564e-05% | -1.937e-05% | -4.202e-06% | 1.536e-06% | 3.099e-05% | -6.623e-06%
Circuit Length | 1.438% | 0.6876% | 1.025% | 0.7426% | 0.3958% | 0.778% | -1.393% | 0.4766% | 0.8845% | 0.2106% | 0.3847% | -0.003106% | 0.394% | 0.4962% | 0.5952% | 0.3505% | 0.309% | Circuit Length | -2.234e-05% | -2.071e-05% | 5.841e-05% | 1.603e-05% | -5.483e-05% | -6.775e-06% | 7.525e-05% | -6.683e-05% | 2.138e-05% | 4.536e-05% | -2.698e-05% | 1.325e-05% | -5.61e-05% | 2.835e-05% | 2.27e-05% | -4.609e-05% | 2.149e-05%
CMOS | -35.04% | 18.18% | 5.41% | 0.7723% | -7.253% | -11.38% | -4.874% | -6.699% | 21.2% | -3.163% | -21.35% | 8.977% | 12.38% | 1.575% | -0.03035% | 18.65% | -13.33% | CMOS | -5.059e-06% | 3.47e-06% | 3.967e-06% | -2.735e-06% | 1.971e-07% | -3.145e-06% | 8.569e-06% | 5.048e-08% | -6.576e-06% | 8.654e-06% | -1.685e-05% | 1.341e-05% | -5.295e-06% | 8.1e-06% | -2.721e-06% | -1.031e-05% | 5.316e-06%
Opex | 0.5817% | 6.861% | -1.004% | -1.029% | 13.51% | 5.841% | -7.988% | -2.886% | 7.178% | -6.926% | -6.984% | 0.8421% | -1.782% | 1.16% | -10.73% | 2.875% | 10.15% | Opex | 3.647e-05% | -1.266e-05% | 1.777e-05% | -1.979e-05% | -1.538e-05% | -2.71e-05% | 4.32e-05% | -6.021e-05% | 7.46e-05% | 2.811e-07% | -6.577e-05% | 3.781e-06% | 6.075e-05% | -3.688e-05% | 9.438e-06% | -5.025e-06% | -4.755e-06%
O/H Subtransmission Lines | 2.76% | 0.8809% | 2.637% | 1.564% | 1.275% | 2.439% | -9.31% | 0.7031% | -0.3233% | 0.03195% | 4.343% | 0.2698% | -0.2596% | 1.421% | 0.3778% | 1.365% | 0.1156% | O/H Subtransmission Lines | 3.854e-05% | 4.039e-06% | -7.075e-05% | 6.028e-05% | -2.28e-05% | 3.402e-05% | -4.517e-05% | 5.814e-06% | 3.183e-05% | 6.613e-06% | -6.382e-05% | 4.239e-05% | -4.355e-05% | 4.894e-05% | -3.247e-05% | -1.608e-06% | -2.078e-05%
O/H Distribution Lines | 0.7926% | 0.7756% | 0.9258% | 0.5544% | 1.041% | 0.9231% | 0.7277% | 1.247% | 3.358% | -0.5438% | -0.9376% | 1.926% | -1.778% | 0.4671% | 1.038% | 0.4666% | 1.032% | O/H Distribution Lines | -1.088e-05% | 3.264e-06% | -3.051e-05% | 2.362e-05% | -1.438e-05% | 3.131e-06% | -2.296e-05% | 8.192e-05% | -2.775e-05% | -4.169e-05% | 7.01e-05% | -5.782e-05% | -1.292e-05% | 7.914e-06% | 4.556e-05% | -1.237e-05% | -3.033e-06%
U/G Subtransmission | 13.21% | 14.01% | 5.82% | 6.787% | 8.333% | 1.673% | 5.924% | 2.212% | 3.769% | -0.1666% | 1.94% | 0.08117% | -0.6496% | 4.376% | -0.2834% | -0.6365% | 0.2186% | U/G Subtransmission | 3.625e-05% | -3.91e-05% | -7.029e-06% | 1.194e-05% | -4.003e-06% | 5.88e-06% | 9.141e-06% | -1.46e-05% | -1.904e-05% | 2.379e-05% | -1.782e-05% | 2.226e-05% | -1.562e-05% | -1.722e-05% | 3.595e-05% | -6.546e-06% | 4.987e-06%
U/G Distribution Cables | 10.06% | 9.864% | 8.231% | 6.207% | 4.8% | 4.266% | 3.88% | 3.385% | 3.58% | 3.025% | 2.568% | 0.543% | 2.201% | 1.682% | 1.523% | 1.611% | 1.877% | U/G Distribution Cables | -2.185e-05% | 2.284e-05% | 1.389e-05% | 4.159e-06% | -3.741e-05% | 1.836e-06% | -7.152e-06% | 2.008e-05% | 1.14e-05% | -2.6e-05% | 1.968e-05% | -1.22e-05% | -1.043e-05% | 1.405e-05% | 4.762e-06% | -1.792e-05% | 1.994e-05%
Transformers | 5.607% | 3.144% | 3.8% | 4.202% | 2.846% | 2.729% | 2.22% | 4.102% | 2.851% | 2.286% | 2.296% | 0.76% | 0.8108% | 0.4158% | 1.306% | 0.06496% | 2.302% | Transformers | -3.649e-05% | 4.821e-05% | -5.577e-05% | 8.718e-05% | -5.947e-05% | 9.149e-06% | 1.649e-06% | -1.08e-06% | 3.642e-05% | 1.258e-06% | -9.528e-06% | -1.726e-05% | -2.733e-05% | -6.307e-06% | 3.478e-05% | -3.74e-05% | 2.26e-05%
44.QLD: Output and input contributions | [17 empty] | 44.QLD: Output and input contributions
Year | 2007 | 2008 | 2009 | 2010 | 2011 | 2012 | 2013 | 2014 | 2015 | 2016 | 2017 | 2018 | 2019 | 2020 | 2021 | 2022 | 2023 | Year | 2007 | 2008 | 2009 | 2010 | 2011 | 2012 | 2013 | 2014 | 2015 | 2016 | 2017 | 2018 | 2019 | 2020 | 2021 | 2022 | 2023
Energy (GWh) | 0.06544% | 0.2063% | 0.3418% | 0.09202% | -0.5188% | 0.06494% | -0.1008% | 0.002114% | 0.07278% | 0.02122% | -0.05634% | -0.05276% | 0.1222% | -0.06468% | -0.02938% | 0.1368% | 0.1478% | Energy (GWh) | 5.849e-06% | -8.324e-06% | 3.744e-06% | 3.244e-06% | -1.094e-06% | 1.399e-06% | -2.696e-06% | 1.516e-06% | -4.719e-06% | -1.845e-06% | 2.033e-06% | -8.289e-07% | 5.261e-06% | -4.01e-06% | -9.736e-07% | -5.1e-08% | 4.241e-06%
Ratcheted Max Demand | 2.804% | 2.139% | 1.201% | 2.132% | -0.01876% | -0.01199% | -0.0112% | -0.0085% | 0.003234% | 0.008863% | -0.01171% | 0.007258% | 0.01144% | 0.1788% | 0.009758% | 1.147% | -0.02056% | Ratcheted Max Demand | -4.468e-07% | 8.505e-06% | 8.059e-06% | -5.314e-06% | -5.265e-08% | -1.409e-08% | -4.72e-08% | -2.024e-08% | 7.876e-09% | 4.93e-08% | -7.03e-08% | 1.827e-08% | 7.268e-08% | -9.134e-06% | -5.733e-08% | 4.555e-06% | 3.669e-08%
Customer Numbers | 0.5636% | 0.4526% | 0.4657% | 0.3974% | 0.3716% | 0.3102% | 0.2915% | 0.2927% | 0.2736% | 0.3586% | 0.3142% | 0.3204% | 0.2891% | 0.2369% | 0.2512% | 0.4529% | 0.3747% | Customer Numbers | -6.92e-07% | 9.566e-06% | -1.191e-05% | 5.752e-06% | -8.193e-06% | 9.181e-06% | -6.101e-06% | 4.487e-06% | -1.266e-05% | 1.36e-05% | -8.868e-06% | -5.639e-06% | 3.767e-06% | 9.9e-06% | -1.299e-05% | 5.399e-07% | 4.567e-06%
Circuit Length | 0.7825% | 0.3124% | 0.4945% | 0.358% | 0.1928% | 0.3609% | -0.6354% | 0.2191% | 0.3986% | 0.09783% | 0.1696% | 0.0023% | 0.1872% | 0.2293% | 0.2849% | 0.1866% | 0.1325% | Circuit Length | -1.778e-05% | 3.677e-05% | -1.687e-05% | 1.117e-05% | -1.609e-05% | -1.348e-05% | 2.183e-05% | 1.491e-05% | -9.054e-06% | -2.918e-05% | 1.845e-05% | -1.989e-05% | 2.362e-05% | -1.501e-05% | 1.931e-05% | 1.177e-05% | -3.388e-05%
CMOS | 8.708% | -3.968% | -1.202% | -0.1025% | 1.704% | 2.084% | 0.6788% | 0.8635% | -3.183% | 0.4934% | 3.198% | -1.219% | -1.976% | -0.2784% | -0.006421% | -3.939% | 2.873% | CMOS | -2.359e-05% | 3.059e-05% | -3.451e-05% | 1.851e-06% | -1.496e-06% | -1.618e-06% | 2.438e-05% | -9.755e-06% | 1.437e-05% | -2.857e-05% | 2.53e-05% | -1.787e-05% | 1.861e-05% | 4.359e-06% | -2.521e-06% | 7.077e-06% | -3.072e-05%
Opex | -0.2206% | -2.924% | 0.394% | 0.4465% | -5.692% | -2.49% | 3.289% | 1.215% | -3.202% | 3.035% | 3.168% | -0.3797% | 0.7991% | -0.4987% | 5.107% | -1.332% | -4.831% | Opex | -3.17e-06% | -6.41e-06% | 7.697e-06% | 4.719e-07% | 4.235e-06% | -1.751e-06% | -1.29e-05% | 3.876e-06% | -2.804e-06% | -1.228e-05% | 1.74e-05% | 4.212e-06% | 2.582e-08% | 1.092e-06% | 4.701e-06% | 1.159e-05% | -1.818e-05%
O/H Subtransmission Lines | -0.1813% | -0.05375% | -0.1617% | -0.09888% | -0.08447% | -0.1528% | 0.5801% | -0.05022% | 0.01621% | -0.006816% | -0.2428% | -0.01464% | 0.01447% | -0.07514% | -0.01478% | -0.06938% | -0.0171% | O/H Subtransmission Lines | -2.468e-06% | 2.579e-06% | -1.231e-06% | 1.576e-06% | -2.462e-06% | -2.191e-06% | 2.092e-06% | -1.926e-06% | 3.761e-06% | -2.038e-07% | -1.289e-06% | -2.21e-07% | -1.946e-06% | -6.233e-07% | 1.813e-07% | 2.783e-06% | 1.502e-06%
O/H Distribution Lines | -0.1317% | -0.1308% | -0.1251% | -0.1007% | -0.1751% | -0.1399% | -0.1115% | -0.1847% | -0.4905% | 0.09087% | 0.1234% | -0.2917% | 0.2576% | -0.06405% | -0.1387% | -0.07268% | -0.2069% | O/H Distribution Lines | -8.467e-06% | 9.701e-06% | -8.126e-06% | -3.507e-06% | 4.259e-06% | 7.826e-06% | -1.094e-05% | 2.597e-06% | 5.118e-06% | -4.162e-06% | 7.049e-06% | -4.109e-06% | -1.247e-06% | -6.073e-06% | 6.04e-06% | -2.527e-07% | 3.851e-06%
U/G Subtransmission | -0.2675% | -0.2838% | -0.1015% | -0.1497% | -0.1918% | -0.04099% | -0.1434% | -0.05139% | -0.07663% | 0.01088% | -0.04761% | 0.0001387% | 0.01437% | -0.08574% | 0.02195% | 0.01642% | -0.01251% | U/G Subtransmission | 7.757e-07% | -2.858e-07% | 5.741e-08% | 1.535e-07% | 5.867e-07% | -1.968e-06% | 9.914e-07% | -2.988e-07% | -6.402e-07% | 9.82e-07% | 1.335e-07% | 3.926e-07% | -1.219e-06% | 1.551e-06% | -1.706e-06% | 1.782e-06% | -4.792e-07%
U/G Distribution Cables | -0.7233% | -0.6131% | -0.4759% | -0.4603% | -0.3156% | -0.307% | -0.2753% | -0.2298% | -0.248% | -0.1839% | -0.1775% | -0.02663% | -0.1475% | -0.0574% | -0.006883% | -0.08462% | -0.1931% | U/G Distribution Cables | 8.259e-07% | 1.209e-06% | -1.78e-06% | -2.23e-06% | 5.463e-06% | -4.548e-06% | -1.77e-06% | -2.602e-07% | 3.009e-06% | -1.709e-06% | 3.143e-06% | 7.798e-07% | -2.234e-06% | 2.906e-07% | 2.11e-06% | -3.484e-06% | 2.82e-07%
Transformers | -1.472% | -0.9301% | -0.9722% | -1.108% | -0.7519% | -0.7324% | -0.5969% | -1.072% | -0.7448% | -0.5868% | -0.5448% | -0.1703% | -0.205% | -0.03654% | -0.3574% | 0.02859% | -0.714% | Transformers | 1.309e-05% | -1.961e-05% | 2.341e-06% | 1.592e-05% | -1.009e-05% | -9.642e-06% | 1.35e-05% | -1.442e-05% | 7.968e-06% | -1.349e-07% | -5.892e-06% | 1.634e-05% | -4.848e-06% | -2.738e-08% | -5.952e-06% | 4.196e-06% | 8.804e-06%
TFP Change | 9.928% | -5.793% | -0.142% | 1.406% | -5.48% | -1.055% | 2.965% | 0.9959% | -7.181% | 3.339% | 5.892% | -1.825% | -0.6327% | -0.5157% | 5.121% | -3.53% | -2.468% | TFP Change
check | 9.928% | -5.793% | -0.142% | 1.406% | -5.48% | -1.055% | 2.965% | 0.9959% | -7.181% | 3.339% | 5.892% | -1.825% | -0.6327% | -0.5157% | 5.121% | -3.53% | -2.468% | check
check | -1.3388e-09 | 6.4028e-10 | -1.1642e-10 | -4.6566e-10 | -1.4406e-09 | 1.2369e-09 | -8.2218e-10 | -4.3656e-11 | 2.8886e-09 | 1.3097e-10 | 8.7311e-11 | -2.2715e-10 | -1.1642e-10 | 2.3283e-10 | -9.5315e-10 | 4.6566e-10 | -3.4925e-10 | check
44.QLD: Contributions to TFP growth | [17 empty] | 44.QLD: Contributions to TFP growth | bar: 2007 to 2010
Year | 2007: 2006 to 2023; 2008: 2006 to 2012; 2009: 2012 to 2023; 2010: 2023 | Year | 2006 to 2023 | 2006 to 2012 | 2012 to 2023 | 2023
Energy (GWh) | 2007: 0.02651%; 2008: 0.04194%; 2009: 0.01809%; 2010: 0.1478% | Energy (GWh) | 1.616e-07% | 8.033e-07% | -1.885e-07% | 4.241e-06%
Ratcheted Max Demand | 2007: 0.5623%; 2008: 1.374%; 2009: 0.1195%; 2010: -0.02056% | Ratcheted Max Demand | 3.616e-07% | 1.789e-06% | -4.172e-07% | 3.669e-08%
Customer Numbers | 2007: 0.3539%; 2008: 0.4269%; 2009: 0.3142%; 2010: 0.3747% | Customer Numbers | -3.346e-07% | 6.165e-07% | -8.535e-07% | 4.567e-06%
Circuit Length | 2007: 0.222%; 2008: 0.4168%; 2009: 0.1157%; 2010: 0.1325% | Circuit Length | -7.884e-07% | -2.714e-06% | 2.618e-07% | -3.388e-05%
CMOS | 2007: 0.2781%; 2008: 1.204%; 2009: -0.227%; 2010: 2.873% | CMOS | -1.418e-06% | -4.795e-06% | 4.242e-07% | -3.072e-05%
Opex | 2007: -0.2421%; 2008: -1.748%; 2009: 0.5791%; 2010: -4.831% | Opex | -1.287e-07% | 1.787e-07% | -2.963e-07% | -1.818e-05%
O/H Subtransmission Lines | 2007: -0.03606%; 2008: -0.1222%; 2009: 0.0109%; 2010: -0.0171% | O/H Subtransmission Lines | -5.126e-09% | -6.996e-07% | 3.737e-07% | 1.502e-06%
O/H Distribution Lines | 2007: -0.1113%; 2008: -0.1339%; 2009: -0.09898%; 2010: -0.2069% | O/H Distribution Lines | -2.615e-08% | 2.811e-07% | -1.937e-07% | 3.851e-06%
U/G Subtransmission | 2007: -0.08169%; 2008: -0.1725%; 2009: -0.03214%; 2010: -0.01251% | U/G Subtransmission | 4.753e-08% | -1.134e-07% | 1.353e-07% | -4.792e-07%
U/G Distribution Cables | 2007: -0.2662%; 2008: -0.4825%; 2009: -0.1482%; 2010: -0.1931% | U/G Distribution Cables | -5.303e-08% | -1.765e-07% | 1.433e-08% | 2.82e-07%
Transformers | 2007: -0.6451%; 2008: -0.9943%; 2009: -0.4545%; 2010: -0.714% | Transformers | 6.796e-07% | -1.331e-06% | 1.776e-06% | 8.804e-06%
TFP Change | 2007: 0.0604%; 2008: -0.1892%; 2009: 0.1965%; 2010: -2.468% | TFP Change | -1.503e-06% | -6.159e-06% | 1.036e-06% | -5.997e-05%
45.SA: Output and input growth rates | [17 empty] | 45.SA: Output and input growth rates
Year | 2007 | 2008 | 2009 | 2010 | 2011 | 2012 | 2013 | 2014 | 2015 | 2016 | 2017 | 2018 | 2019 | 2020 | 2021 | 2022 | 2023 | Year | 2007 | 2008 | 2009 | 2010 | 2011 | 2012 | 2013 | 2014 | 2015 | 2016 | 2017 | 2018 | 2019 | 2020 | 2021 | 2022 | 2023
Energy (GWh) | 2.738% | 0.7583% | -0.6864% | 2.08% | -2.149% | -2.157% | -0.09534% | -3.747% | -2.49% | 0.122% | -1.366% | -0.5965% | -1.019% | -2.023% | -1.88% | 1.113% | 0.3485% | Energy (GWh) | 2.389e-05% | -6.905e-05% | 1.803e-05% | 6.432e-05% | -6.609e-05% | 7.268e-05% | -5.073e-05% | 4.225e-06% | 3.103e-06% | 4.006e-06% | -2.386e-06% | -3.626e-06% | 3.202e-06% | 5.674e-07% | 3.96e-06% | -1.531e-05% | 1.26e-05%
Ratcheted Max Demand | 0% | 6.801% | 7.574% | 0% | 0% | 0% | 0% | 0% | 0% | 0% | 0% | 0% | 0% | 0% | 0% | 0% | 0% | Ratcheted Max Demand | 0% | 3.85e-05% | -1.123e-05% | 0% | 0% | 0% | 0% | 0% | 0% | 0% | 0% | 0% | 0% | 0% | 0% | 0% | 0%
Customer Numbers | 0.07534% | 0.2158% | 4.182% | 1.523% | 1.093% | 0.9639% | 0.4271% | 0.4708% | 0.2547% | 0.5498% | 2.263% | 1.816% | 1.311% | 0.9233% | 0.6797% | 0.853% | 0.8503% | Customer Numbers | -3.138e-05% | 1.928e-05% | 1.325e-05% | -3.032e-05% | 4.711e-05% | -4.378e-05% | -3.936e-06% | 4.512e-05% | -5.4e-05% | 2.317e-05% | -2.507e-05% | 5.16e-05% | -5.186e-05% | 2.987e-05% | 3.033e-05% | -8.95e-06% | 8.754e-06%
Circuit Length | 0.5827% | 0.5793% | 0.9312% | 0.6717% | -0.01706% | 0.5193% | 0.2673% | 0.2277% | 0.1343% | 0.6858% | 0.1834% | 0.3814% | -0.01456% | 0.1321% | 0.2145% | 0.4432% | 0.3383% | Circuit Length | -4.447e-05% | 6.397e-05% | -4.288e-05% | 3.808e-05% | -3.403e-05% | 3.849e-06% | 2.513e-05% | -2.545e-06% | 2.375e-05% | -5.247e-05% | 4.589e-05% | -3.911e-07% | -2.345e-05% | 1.016e-06% | 3.213e-05% | -2.712e-05% | 3.84e-05%
CMOS | 14.24% | -32.75% | 9.296% | 29.59% | -9.961% | -20.78% | 10.09% | 16.13% | -30.12% | 12.19% | 10.84% | -12.15% | 11.88% | -19.02% | 5.991% | 7.93% | 5.893% | CMOS | 2.482e-05% | -1.859e-05% | -2.667e-06% | 7.607e-06% | 7.413e-06% | -2.162e-05% | 1.919e-06% | -1.232e-05% | 1.883e-05% | -5.658e-06% | -1.951e-05% | 2.718e-05% | -1.871e-05% | 7.979e-06% | 4.286e-06% | -3.048e-06% | -3.465e-05%
Opex | -7.384% | 10.91% | 9.034% | 0.08951% | 21.98% | 3.313% | 5.132% | -0.4843% | 3.824% | -17.6% | 14.14% | -2.034% | 2.573% | -11.52% | 1.937% | 6.595% | 15.12% | Opex | 3.617e-06% | 6.563e-06% | -5.426e-05% | 2.34e-05% | 5.779e-05% | -6.294e-06% | -8.133e-06% | -3.739e-05% | 1.926e-05% | 5.772e-06% | -2.703e-05% | 4.575e-05% | -2.063e-05% | -2.927e-05% | 4.176e-05% | -4.339e-06% | -1.507e-05%
O/H Subtransmission Lines | 0.8977% | 0.8897% | 1.545% | 1.912% | -3.242% | 1.212% | 0.3793% | -0.2757% | 1.689% | -0.7818% | 1.435% | 0.7113% | -0.4037% | 0.3699% | 0.6784% | 1.609% | -0.116% | O/H Subtransmission Lines | 3.495e-05% | -7.035e-05% | 7.921e-05% | -7.154e-05% | 1.372e-05% | 1.567e-05% | 3.941e-05% | -6.468e-05% | -1.596e-05% | 8.577e-05% | -6.18e-05% | 1.578e-05% | -1.365e-05% | 2.645e-05% | 2.166e-05% | 3.434e-07% | -6.286e-05%
O/H Distribution Lines | 0.00537% | 0.00536% | 0.0924% | 0.02126% | 0.08296% | -0.506% | 0.04872% | -0.9919% | -2.974% | 0.5868% | -0.009287% | 0.9944% | 0.7386% | 1.324% | -0.2499% | -0.1337% | -0.2319% | O/H Distribution Lines | -3.019e-05% | 6.021e-05% | -4.345e-05% | -1.254e-05% | -2.249e-06% | 3.188e-05% | -2.867e-06% | -3.699e-06% | 6.555e-06% | 4.406e-06% | -6.291e-06% | 5.619e-07% | -6.112e-07% | 8.075e-06% | -1.174e-05% | 1.733e-06% | -4.532e-06%
U/G Subtransmission | 2.104% | 2.06% | 7.012% | -0.3183% | -11.01% | 12.95% | 0.6839% | 2.475% | 3.769% | -0.4489% | -0.06323% | 3.749% | 0.555% | 2.057% | 0.225% | 1.955% | 0.8758% | U/G Subtransmission | -5.044e-06% | -1.174e-05% | -1.058e-05% | 4.22e-05% | -1.204e-05% | 3.358e-06% | -2.534e-05% | 1.664e-05% | 4.205e-05% | -2.792e-05% | -3.794e-05% | 5.249e-06% | 1.946e-05% | 4.305e-05% | -6.304e-05% | 3.263e-05% | -7.446e-06%
U/G Distribution Cables | 3.949% | 3.799% | 4.552% | 3.256% | 2.062% | 2.062% | 1.34% | 1.506% | 1.39% | 2.218% | 1.475% | 1.276% | 2.879% | 2.473% | 11.08% | 1.598% | 2.095% | U/G Distribution Cables | 4.529e-05% | -5.055e-05% | 2.808e-05% | -4.643e-05% | 3.544e-05% | -1.38e-05% | -2.225e-05% | 5.434e-05% | -6.99e-05% | 4.114e-05% | 9.69e-06% | -1.266e-05% | -9.887e-06% | -1.83e-05% | 4.692e-05% | -4.347e-05% | -6.417e-06%
Transformers | 5.036% | 2.164% | 2.839% | 4.514% | 2.755% | 4.188% | 2.324% | 2.237% | 2.065% | 0.8574% | 0.4389% | 0.972% | 0.342% | 1.082% | 1.083% | 1.466% | 0.9694% | Transformers | -1.463e-05% | -8.08e-06% | 1.661e-05% | 1.441e-05% | 2.496e-05% | -1.928e-05% | -4.303e-05% | 2.507e-05% | -2.542e-05% | -9.92e-07% | 1.962e-05% | -2.826e-05% | 5.817e-05% | -3.625e-05% | -3.642e-06% | -1.569e-05% | 2.419e-05%
45.SA: Output and input contributions | [17 empty] | 45.SA: Output and input contributions
Year | 2007 | 2008 | 2009 | 2010 | 2011 | 2012 | 2013 | 2014 | 2015 | 2016 | 2017 | 2018 | 2019 | 2020 | 2021 | 2022 | 2023 | Year | 2007 | 2008 | 2009 | 2010 | 2011 | 2012 | 2013 | 2014 | 2015 | 2016 | 2017 | 2018 | 2019 | 2020 | 2021 | 2022 | 2023
Energy (GWh) | 0.2911% | 0.05578% | -0.06799% | 0.2315% | -0.2356% | -0.2317% | -0.007693% | -0.3704% | -0.2433% | 0.007038% | -0.1359% | -0.05542% | -0.1034% | -0.1913% | -0.1862% | 0.103% | 0.02812% | Energy (GWh) | -5.33e-07% | -4.853e-06% | 3.527e-06% | -2.291e-06% | 4.147e-06% | -7.977e-06% | 6.585e-06% | -7.647e-06% | 6.458e-06% | 2.53e-06% | -7.242e-06% | 1.972e-06% | 1.372e-06% | -1.116e-06% | -8.347e-07% | 9.753e-08% | 9.545e-07%
Ratcheted Max Demand | -0.08042% | 2.857% | 3.008% | 0.01977% | -0.01619% | -0.0238% | 0.003251% | 0.005492% | -0.01812% | 0.01941% | -0.001065% | -0.008118% | 0.004658% | -0.01069% | 0.001921% | 0.006388% | 0.006818% | Ratcheted Max Demand | -1.756e-07% | 3.152e-06% | 1.336e-05% | 9.005e-08% | -2.463e-08% | -1.032e-07% | 5.951e-09% | 2.039e-08% | -4.304e-08% | 6.745e-08% | -5.88e-09% | -2.838e-08% | 2.082e-08% | -7.361e-08% | 4.344e-08% | 1.765e-09% | 2.148e-08%
Customer Numbers | -0.01723% | 0.1134% | 0.9085% | 0.313% | 0.2553% | 0.221% | 0.08988% | 0.0996% | 0.05657% | 0.1165% | 0.4867% | 0.3812% | 0.2861% | 0.1788% | 0.1474% | 0.1946% | 0.198% | Customer Numbers | -1.149e-08% | -1.334e-06% | 1.504e-05% | 1.643e-06% | -7.181e-06% | -1.229e-05% | 1.301e-05% | -9.376e-06% | -1.364e-06% | 8.105e-06% | 7.611e-06% | -6.994e-06% | -4.808e-06% | -6.242e-06% | 1.059e-05% | 1.315e-06% | -8.758e-06%
Circuit Length | 0.2489% | 0.3125% | 0.4271% | 0.2992% | 0.0006718% | 0.2463% | 0.1199% | 0.103% | 0.05884% | 0.3145% | 0.08282% | 0.1666% | -0.002696% | 0.0501% | 0.09774% | 0.2066% | 0.1627% | Circuit Length | -2.819e-05% | 3.431e-05% | -2.722e-06% | -2.128e-05% | -8.55e-06% | 1.143e-05% | 1.831e-05% | -2.085e-06% | -1.473e-06% | -2.545e-05% | 8.097e-06% | 2.308e-05% | -1.543e-05% | 1.31e-05% | -6.744e-06% | -4.01e-07% | -1.137e-05%
CMOS | -3.021% | 6.255% | -1.61% | -5.829% | 2.286% | 3.411% | -1.49% | -2.59% | 4.447% | -1.553% | -1.754% | 1.909% | -1.828% | 2.794% | -0.8273% | -1.161% | -0.9841% | CMOS | 2.522e-05% | -1.53e-05% | 6.585e-06% | 1.469e-05% | -2.373e-05% | -4.359e-07% | -6.64e-06% | 1.818e-05% | 7.244e-06% | -3.98e-06% | -7.324e-06% | -4.353e-06% | 1.603e-05% | -8.682e-06% | -1.133e-05% | 8.889e-06% | 1.095e-05%
Opex | 2.268% | -3.271% | -3.042% | 0.06359% | -7.527% | -1.191% | -2.09% | 0.11% | -1.363% | 6.662% | -5.369% | 0.7904% | -0.9873% | 4.378% | -0.7819% | -2.623% | -5.879% | Opex | -7.388e-06% | 1.507e-05% | 2.937e-06% | -1.423e-05% | 3.72e-06% | 1.155e-05% | -3.088e-05% | 4.318e-06% | 4.962e-06% | 1.614e-05% | -1.38e-05% | 4.764e-06% | 1.081e-06% | 6.371e-06% | -9.041e-06% | 1.765e-05% | -3.352e-05%
O/H Subtransmission Lines | -0.01952% | -0.01916% | -0.03158% | -0.0399% | 0.06933% | -0.02612% | -0.009528% | 0.004635% | -0.03278% | 0.01447% | -0.02282% | -0.01126% | 0.00653% | -0.005672% | -0.008434% | -0.02292% | -0.003047% | O/H Subtransmission Lines | -4.537e-08% | 4.492e-07% | 9.601e-07% | -4.597e-08% | -6.826e-08% | -6.707e-07% | 5.745e-07% | -1.16e-06% | 2.43e-07% | 8.479e-07% | 1.863e-07% | -5.676e-07% | -4.723e-07% | 3.116e-07% | 4.453e-07% | -4.509e-07% | -4.291e-07%
O/H Distribution Lines | 0.002468% | 0.003035% | -0.009845% | 0.003144% | -0.008897% | 0.05814% | 0.001019% | 0.1001% | 0.2846% | -0.04724% | -0.03042% | -0.081% | -0.06608% | -0.1224% | 0.0254% | 0.01164% | 0.02099% | O/H Distribution Lines | 3.104e-06% | 2.944e-06% | -1.315e-06% | -1.155e-07% | -1.785e-06% | 1.314e-06% | -1.202e-06% | 5.242e-08% | -3.477e-06% | 4.874e-06% | -3.031e-06% | -1.686e-06% | 6.639e-06% | -1.996e-06% | -4.828e-06% | 6.323e-06% | 6.924e-07%
U/G Subtransmission | -0.00784% | -0.007646% | -0.02409% | 0.0008481% | 0.04057% | -0.04684% | -0.003065% | -0.008288% | -0.01212% | 0.003273% | 0.001288% | -0.009094% | -0.001132% | -0.004234% | 0.0007353% | -0.003965% | -0.00388% | U/G Subtransmission | -1.632e-08% | 1.562e-07% | -3.278e-08% | -1.598e-07% | 2.731e-07% | -2.44e-07% | 2.145e-07% | -7.9e-08% | -1.21e-07% | 2.149e-08% | -5.38e-09% | 2.884e-08% | -2.776e-08% | 8.717e-09% | 1.136e-07% | -1.367e-07% | 7.676e-08%
U/G Distribution Cables | -0.9022% | -0.8411% | -0.8986% | -0.6959% | -0.4317% | -0.3927% | -0.2687% | -0.259% | -0.2288% | -0.3785% | -0.1988% | -0.201% | -0.4585% | -0.4004% | -1.632% | -0.169% | -0.3157% | U/G Distribution Cables | 1.278e-05% | 4.743e-06% | -1.435e-05% | 6.613e-06% | 7.242e-06% | -7.409e-06% | 2.119e-07% | -3.437e-06% | 1.845e-06% | -6.511e-06% | 4.61e-06% | 1.02e-05% | -1.463e-05% | 2.004e-06% | 2.387e-06% | 6.37e-06% | -8.437e-06%
Transformers | -1.41% | -0.7444% | -0.9083% | -1.449% | -1.025% | -1.338% | -0.7628% | -0.742% | -0.7349% | -0.2097% | -0.3659% | -0.332% | -0.09953% | -0.4194% | -0.3353% | -0.4699% | -0.3471% | Transformers | -1.33e-05% | 1.015e-05% | -1.209e-05% | 1.784e-05% | -6.429e-06% | -1.725e-05% | 2.331e-05% | -2.782e-05% | 2.837e-05% | -2.347e-05% | 6.372e-06% | -6.976e-06% | 1.241e-05% | -2.053e-06% | -5.101e-06% | -1.111e-06% | -1.028e-05%
TFP Change | -2.648% | 4.714% | -2.25% | -7.083% | -6.593% | 0.6863% | -4.418% | -3.546% | 2.215% | 4.949% | -7.308% | 2.549% | -3.249% | 6.246% | -3.498% | -3.927% | -7.116% | TFP Change
check | -2.648% | 4.714% | -2.25% | -7.083% | -6.593% | 0.6863% | -4.418% | -3.546% | 2.215% | 4.949% | -7.308% | 2.549% | -3.249% | 6.246% | -3.498% | -3.927% | -7.116% | check
check | -9.1313e-10 | -1.0823e-09 | -1.6589e-09 | -3.9117e-09 | -5.135e-09 | 5.0932e-10 | 6.0299e-10 | 8.1855e-10 | -1.6735e-10 | -6.3665e-10 | 1.7108e-09 | -9.5315e-10 | -2.151e-09 | -2.9104e-11 | -2.311e-09 | -1.5061e-09 | -1.6425e-09 | check
45.SA: Contributions to TFP growth | [17 empty] | 45.SA: Contributions to TFP growth | bar: 2007 to 2010
Year | 2007: 2006 to 2023; 2008: 2006 to 2012; 2009: 2012 to 2023; 2010: 2023 | Year | 2006 to 2023 | 2006 to 2012 | 2012 to 2023 | 2023
Energy (GWh) | 2007: -0.06543%; 2008: 0.007182%; 2009: -0.105%; 2010: 0.02812% | Energy (GWh) | -2.855e-07% | -1.33e-06% | 2.844e-07% | 9.545e-07%
Ratcheted Max Demand | 2007: 0.3397%; 2008: 0.9607%; 2009: 0.0009044%; 2010: 0.006818% | Ratcheted Max Demand | 9.606e-07% | 2.717e-06% | 2.762e-09% | 2.148e-08%
Customer Numbers | 2007: 0.237%; 2008: 0.299%; 2009: 0.2032%; 2010: 0.198% | Customer Numbers | -6.118e-08% | -6.889e-07% | 2.812e-07% | -8.758e-06%
Circuit Length | 2007: 0.1703%; 2008: 0.2558%; 2009: 0.1236%; 2010: 0.1627% | Circuit Length | -9.043e-07% | -2.5e-06% | -3.374e-08% | -1.137e-05%
CMOS | 2007: -0.091%; 2008: 0.2484%; 2009: -0.2761%; 2010: -0.9841% | CMOS | 1.529e-06% | 1.17e-06% | 1.725e-06% | 1.095e-05%
Opex | 2007: -1.168%; 2008: -2.116%; 2009: -0.6503%; 2010: -5.879% | Opex | -1.193e-06% | 1.944e-06% | -2.904e-06% | -3.352e-05%
O/H Subtransmission Lines | 2007: -0.009282%; 2008: -0.01116%; 2009: -0.008256%; 2010: -0.003047% | O/H Subtransmission Lines | 6.341e-09% | 9.652e-08% | -4.285e-08% | -4.291e-07%
O/H Distribution Lines | 2007: 0.008503%; 2008: 0.008008%; 2009: 0.008773%; 2010: 0.02099% | O/H Distribution Lines | 3.828e-07% | 6.911e-07% | 2.147e-07% | 6.924e-07%
U/G Subtransmission | 2007: -0.005028%; 2008: -0.0075%; 2009: -0.00368%; 2010: -0.00388% | U/G Subtransmission | 4.146e-09% | -3.93e-09% | 8.551e-09% | 7.676e-08%
U/G Distribution Cables | 2007: -0.5101%; 2008: -0.6937%; 2009: -0.41%; 2010: -0.3157% | U/G Distribution Cables | 2.485e-07% | 1.602e-06% | -4.898e-07% | -8.437e-06%
Transformers | 2007: -0.6878%; 2008: -1.146%; 2009: -0.4381%; 2010: -0.3471% | Transformers | -1.614e-06% | -3.514e-06% | -5.78e-07% | -1.028e-05%
TFP Change | 2007: -1.781%; 2008: -2.195%; 2009: -1.555%; 2010: -7.116% | TFP Change | -9.269e-07% | 1.83e-07% | -1.532e-06% | -6.011e-05%
46.TAS: Output and input growth rates | [17 empty] | 46.TAS: Output and input growth rates
Year | 2007 | 2008 | 2009 | 2010 | 2011 | 2012 | 2013 | 2014 | 2015 | 2016 | 2017 | 2018 | 2019 | 2020 | 2021 | 2022 | 2023 | Year | 2007 | 2008 | 2009 | 2010 | 2011 | 2012 | 2013 | 2014 | 2015 | 2016 | 2017 | 2018 | 2019 | 2020 | 2021 | 2022 | 2023
Energy (GWh) | -0.7128% | 0.5413% | 3.213% | -0.8942% | -2.234% | -2.895% | -1.642% | -3.252% | 1.783% | 1.367% | -1.199% | 2.364% | 0.6438% | 1.843% | 1.835% | 2.167% | 1.078% | Energy (GWh) | 7.406e-06% | -1.012e-06% | -2.859e-05% | 3.789e-05% | -1.23e-05% | -8.596e-06% | 1.351e-05% | -1.191e-05% | 6.319e-06% | 1.889e-06% | 5.963e-06% | -1.044e-05% | 1e-05% | -5.729e-06% | -4.331e-05% | 8.953e-05% | -5.063e-05%
Ratcheted Max Demand | 7.693% | 0.5213% | 0% | 0% | 0% | 0% | 0% | 0% | 0% | 0% | 0% | 0% | 0% | 0% | 0% | 0% | 0% | Ratcheted Max Demand | 3.463e-05% | -5.523e-05% | 0% | 0% | 0% | 0% | 0% | 0% | 0% | 0% | 0% | 0% | 0% | 0% | 0% | 0% | 0%
Customer Numbers | 1.913% | 1.915% | 1.917% | 1.918% | 1.92% | 0.9166% | 0.5288% | 0.3147% | 0.8191% | 0.7974% | 0.8121% | 0.09886% | 0.8679% | 1.199% | 1.253% | 1.138% | 1.082% | Customer Numbers | -2.084e-05% | -1.453e-05% | 7.222e-05% | -1.001e-05% | 6.855e-06% | -4.411e-06% | -1.224e-05% | -4.001e-06% | -6.001e-05% | 6.747e-05% | 1.237e-05% | 7.166e-06% | -6.403e-05% | 7.055e-06% | -7.933e-07% | 5.082e-06% | 3.331e-05%
Circuit Length | 0.0009393% | 0% | 0.2717% | 1.697% | 1.811% | 0.8814% | 0.5108% | 0.7138% | 0.591% | 0.2288% | 0.1935% | 0.1857% | 0.4166% | 0.216% | -1.117% | -0.4963% | 0.7316% | Circuit Length | 3.927e-05% | 0% | -5.167e-05% | 9.676e-07% | 2.487e-05% | -1.731e-05% | 4.332e-05% | -3.359e-05% | -1.283e-05% | 3.958e-06% | 2.613e-05% | -5.205e-05% | 6.27e-06% | -3.552e-06% | 1.738e-05% | 4.96e-05% | -6.922e-05%
CMOS | 28.96% | 3.065% | 15.77% | 3.889% | -36.93% | 14.99% | -14.99% | 30.27% | -26.07% | 7.072% | -8.813% | 14.24% | 1.467% | -3.26% | 7.551% | 12.88% | -12.72% | CMOS | 7.323e-06% | 1.96e-05% | -3.078e-05% | 8.62e-06% | 3.305e-05% | -2.363e-05% | -3.63e-05% | 1.611e-05% | -9.965e-06% | 5.076e-05% | -1.793e-05% | -4.824e-05% | 1.422e-06% | 3.698e-07% | 7.045e-06% | -7.385e-06% | 4.664e-05%
Opex | -0.1869% | 0.9778% | 10.85% | 17.13% | -3.524% | 10.78% | -25.69% | 1.532% | -19.76% | 8.876% | 28.04% | -3.514% | -8.705% | 5.868% | 4.114% | -0.9778% | -7.637% | Opex | 9.53e-07% | 1.636e-05% | 1.895e-05% | -2.288e-05% | -3.232e-05% | -6.557e-06% | 3.869e-05% | -1.047e-05% | -4.04e-07% | -4.96e-05% | 5.955e-05% | -3.639e-05% | 5.478e-05% | -4.583e-05% | -1.717e-05% | 4.489e-05% | -4.009e-05%
O/H Subtransmission Lines | 0% | 0% | 0.668% | 0% | 0% | 0% | 0% | -0.03469% | 0.008026% | -0.1891% | -0.06709% | -0.4474% | -0.5043% | 0.1568% | -1.883% | -0.05052% | -0.2352% | O/H Subtransmission Lines | 0% | 0% | 4.555e-05% | 0% | 0% | 0% | 0% | -1.527e-05% | -2.252e-05% | 2.264e-05% | -7.559e-05% | 4.743e-05% | -3.598e-06% | -6.16e-07% | 3.2e-06% | -3.969e-06% | 6.067e-06%
O/H Distribution Lines | 0% | 0% | -0.09496% | 1.923% | 0.9812% | 0.6767% | 0.3365% | 0.534% | 0.4899% | 0.6501% | 1.122% | 1.757% | 0.8735% | 0.2318% | 0.2726% | -0.2462% | 0.6402% | O/H Distribution Lines | 0% | 0% | 7.859e-06% | 3.619e-05% | -2.694e-05% | -3.667e-05% | -2.232e-05% | 7.46e-05% | -5.294e-05% | 4.696e-05% | -4.506e-05% | 4.127e-05% | 2.617e-05% | -8.978e-06% | -2.886e-05% | 3.141e-05% | -2.35e-05%
U/G Subtransmission | 0% | 0% | 37.31% | 0.4619% | 14.95% | 2.74% | -0.3868% | 9.73% | 0.3141% | 5.215% | 1.338% | -1.955% | 0.1403% | 4.415% | -1.506% | -11.52% | -0.0645% | U/G Subtransmission | 0% | 0% | -1.363e-05% | 8.361e-06% | -5.661e-06% | -7.935e-07% | -7.043e-06% | 1.12e-05% | 2.079e-05% | -1.725e-05% | -5.082e-06% | -8.14e-06% | 2.388e-05% | -8.035e-06% | -2.24e-05% | -9.24e-08% | 1.734e-05%
U/G Distribution Cables | 0.02582% | 0% | 0.2742% | 4.008% | 4.062% | 1.319% | 0.6435% | 2.278% | 0.7068% | 0.7292% | 0.4364% | 1.754% | 1.345% | 0.7685% | -0.2051% | 2.463% | 1.86% | U/G Distribution Cables | 2.34e-05% | 0% | 5.171e-06% | -3.956e-05% | -2.009e-05% | 9.181e-06% | 4.386e-05% | -5.093e-05% | 8.977e-06% | 6.012e-05% | -1.971e-05% | -1.497e-05% | 3.297e-05% | -5.618e-05% | 2.458e-05% | -1.718e-05% | -2.145e-06%
Transformers | 3.652% | 4.76% | 4.043% | 4.241% | 4.778% | 2.689% | 0.7852% | 2.108% | 1.422% | 0.5736% | 2.021% | -0.2552% | 2.052% | 1.79% | 1.335% | 1.39% | 2.085% | Transformers | 3.027e-05% | -4.926e-05% | 3.844e-05% | -2.087e-05% | -3.42e-05% | 6.01e-05% | 1.547e-07% | -5.047e-05% | 4.024e-05% | -1.981e-05% | -1.444e-05% | -8.86e-06% | 1.774e-05% | 4.685e-05% | -7.197e-05% | 2.289e-05% | 2.015e-05%
46.TAS: Output and input contributions | [17 empty] | 46.TAS: Output and input contributions
Year | 2007 | 2008 | 2009 | 2010 | 2011 | 2012 | 2013 | 2014 | 2015 | 2016 | 2017 | 2018 | 2019 | 2020 | 2021 | 2022 | 2023 | Year | 2007 | 2008 | 2009 | 2010 | 2011 | 2012 | 2013 | 2014 | 2015 | 2016 | 2017 | 2018 | 2019 | 2020 | 2021 | 2022 | 2023
Energy (GWh) | -0.07147% | 0.05405% | 0.3398% | -0.09819% | -0.2366% | -0.2915% | -0.1612% | -0.3336% | 0.1877% | 0.1354% | -0.1175% | 0.2291% | 0.06504% | 0.1878% | 0.1886% | 0.227% | 0.1088% | Energy (GWh) | -5.103e-06% | 6.947e-06% | -7.318e-07% | -1.052e-06% | 3.147e-06% | -4.193e-06% | 3.012e-07% | 2.342e-06% | -3.196e-06% | -1.567e-08% | 2.719e-06% | 1.459e-06% | 1.57e-07% | -5.312e-06% | 2.804e-06% | 9.158e-07% | 2.322e-06%
Ratcheted Max Demand | 3.113% | 0.2116% | 0.003632% | -0.002252% | -0.006266% | 0.0008608% | -0.002845% | 0.003092% | -0.003155% | 0.0002469% | -0.0008174% | 0.004881% | 0.0005668% | -0.0004013% | 0.001616% | 0.001975% | -0.001012% | Ratcheted Max Demand | -1.808e-05% | 1.612e-05% | 1.944e-08% | -3.096e-09% | -2.838e-08% | -3.77e-09% | -7.542e-09% | 1.488e-08% | -1.793e-08% | 3.343e-09% | -2.271e-09% | 1.929e-08% | 8.555e-09% | -7.764e-09% | 8.656e-09% | 3.688e-09% | -8.945e-09%
Customer Numbers | 0.3805% | 0.467% | 0.4043% | 0.4433% | 0.4408% | 0.1982% | 0.1155% | 0.06834% | 0.1749% | 0.1716% | 0.172% | 0.03639% | 0.1928% | 0.2616% | 0.2863% | 0.2682% | 0.2326% | Customer Numbers | -2.764e-07% | -9.032e-07% | 5.294e-06% | -2.942e-06% | -4.1e-06% | 1.37e-06% | 5.481e-06% | -7.817e-06% | 7.589e-06% | 3.099e-06% | -5.617e-06% | 8.859e-06% | -1.101e-06% | 5.981e-07% | 1.384e-06% | -1.434e-05% | 1.925e-05%
Circuit Length | -0.04691% | 0.04391% | 0.08973% | 0.8265% | 0.8703% | 0.404% | 0.2316% | 0.3329% | 0.2587% | 0.105% | 0.08346% | 0.1124% | 0.1971% | 0.09752% | -0.5108% | -0.2254% | 0.3406% | Circuit Length | 4.869e-06% | 1.449e-07% | 1.471e-05% | 1.068e-05% | -2.559e-05% | 3.723e-06% | -3.623e-06% | 1.98e-05% | -4.977e-06% | -1.216e-05% | 1.043e-06% | -8.12e-06% | 3.578e-05% | -4.177e-06% | -2.845e-05% | -4.535e-07% | 1.961e-05%
CMOS | -5.727% | -0.6479% | -3.555% | -0.5734% | 7.134% | -2.56% | 2.372% | -5.087% | 4.416% | -1.115% | 1.345% | -2.241% | -0.2802% | 0.6123% | -1.471% | -2.759% | 2.687% | CMOS | -4.93e-07% | -4.687e-06% | 7.823e-06% | 7.458e-06% | -8.361e-06% | -9.01e-06% | -1.167e-05% | 2.047e-05% | 8.822e-06% | -1.008e-05% | -5.452e-06% | 2.439e-06% | 1.054e-06% | -1.688e-05% | 3.013e-05% | -2.356e-05% | -7.778e-06%
Opex | 0.01855% | -0.3819% | -4.13% | -6.928% | 1.669% | -4.282% | 9.995% | -0.524% | 7.051% | -2.917% | -11.32% | 1.447% | 3.782% | -2.48% | -2.04% | 0.4189% | 3.516% | Opex | -1.363e-05% | 1.631e-05% | -1.925e-05% | 7.64e-06% | 9.663e-06% | -1.19e-05% | 1.851e-05% | -3.196e-05% | 3.218e-05% | -4.682e-06% | 2.494e-06% | -2.685e-05% | 2.179e-05% | 3.407e-06% | -7.325e-06% | 1.84e-05% | -7.615e-06%
O/H Subtransmission Lines | -3.837e-05% | -3.468e-05% | -0.003003% | 0.0003369% | -1.495e-06% | 0.0001326% | -9.161e-05% | 0.0001385% | -0.000241% | 0.0009395% | 0.0004056% | 0.001681% | 0.001997% | -0.0006566% | 0.006595% | 0.0002071% | 0.001699% | O/H Subtransmission Lines | 5.703e-09% | 5.159e-09% | -1.687e-07% | 6.195e-09% | -1.134e-10% | 2.514e-09% | -1.851e-09% | 1.09e-07% | 6.256e-08% | -1.22e-07% | -1.994e-07% | 9.956e-08% | 1.952e-07% | 5.269e-08% | -1.567e-07% | 8.128e-08% | -1.007e-07%
O/H Distribution Lines | -0.009852% | 0.02796% | 0.07913% | -0.5441% | -0.2306% | -0.1826% | -0.08006% | -0.1453% | -0.126% | -0.1751% | -0.2773% | -0.4808% | -0.22% | -0.05531% | -0.02405% | 0.05703% | -0.2577% | O/H Distribution Lines | -8.869e-08% | 2.6e-07% | -1.921e-05% | 4.22e-06% | 2.91e-06% | -2.656e-06% | 2.312e-07% | 5.62e-06% | -8.033e-06% | 5.655e-06% | -4.471e-06% | 1.954e-05% | -3.541e-06% | -1.454e-06% | -1.817e-06% | -9.863e-06% | 1.698e-05%
U/G Subtransmission | 0.0003512% | 0.006065% | -0.1332% | -0.006309% | -0.05166% | -0.009303% | 0.001444% | -0.03073% | -0.002982% | -0.01332% | 3.759e-05% | 0.004142% | 0.001422% | -0.009724% | 0.007939% | 0.0302% | -0.002231% | U/G Subtransmission | 4.566e-09% | -1.253e-09% | -1.549e-08% | -6.222e-08% | 1.332e-07% | -3.236e-08% | 3.477e-08% | -1.545e-07% | -3.784e-09% | 1.287e-07% | -5.816e-08% | -7.028e-09% | 5.901e-08% | -9.63e-08% | 6.959e-08% | 3.168e-08% | -9.547e-08%
U/G Distribution Cables | -0.0428% | 0.02047% | 0.06261% | -0.5213% | -0.4386% | -0.1571% | -0.07452% | -0.2553% | -0.08926% | -0.0645% | -0.02416% | -0.1967% | -0.1283% | -0.04589% | 0.0722% | -0.2272% | -0.2908% | U/G Distribution Cables | -2.374e-06% | 2.951e-08% | -3.271e-06% | 6.963e-06% | -6.059e-06% | 4.689e-06% | -5.662e-06% | 6.291e-06% | 1.229e-06% | -2.424e-06% | -2.723e-06% | 4.599e-06% | 2.189e-06% | -8.804e-06% | 2.898e-06% | 7.39e-07% | 4.825e-06%
Transformers | -0.7085% | -1.316% | -1.304% | -0.9301% | -1.012% | -0.6106% | -0.1798% | -0.4751% | -0.377% | -0.1027% | -0.3358% | 0.1781% | -0.6958% | -0.2774% | -0.1624% | -0.2433% | -0.4817% | Transformers | 8.132e-06% | 4.38e-06% | -1.676e-05% | 7.002e-06% | -8.559e-06% | 8.508e-07% | -5.297e-06% | 1.643e-05% | -6.769e-06% | -7.835e-06% | 1.167e-05% | -8.241e-06% | 4.718e-06% | -5.666e-06% | 1.534e-05% | -1.108e-05% | -1.529e-06%
TFP Change | -3.094% | -1.515% | -8.147% | -8.334% | 8.139% | -7.489% | 12.22% | -6.447% | 11.49% | -3.974% | -10.47% | -0.9045% | 2.917% | -1.71% | -3.645% | -2.452% | 5.853% | TFP Change
check | -3.094% | -1.515% | -8.147% | -8.334% | 8.139% | -7.489% | 12.22% | -6.447% | 11.49% | -3.974% | -10.47% | -0.9045% | 2.917% | -1.71% | -3.645% | -2.452% | 5.853% | check
check | 1.4882e-10 | 2.9155e-10 | -1.528e-10 | -4.5923e-09 | 4.0579e-10 | 5.2443e-09 | 4.0575e-10 | -3.5999e-09 | -1.7826e-09 | -1.1487e-09 | -7.0591e-10 | -5.0568e-10 | 6.0254e-10 | 1.1278e-09 | -3.4743e-10 | -2.9968e-10 | -5.7389e-10 | check
46.TAS: Contributions to TFP growth | [17 empty] | 46.TAS: Contributions to TFP growth | bar: 2007 to 2010
Year | 2007: 2006 to 2023; 2008: 2006 to 2012; 2009: 2012 to 2023; 2010: 2023 | Year | 2006 to 2023 | 2006 to 2012 | 2012 to 2023 | 2023
Energy (GWh) | 2007: 0.02431%; 2008: -0.05065%; 2009: 0.06521%; 2010: 0.1088% | Energy (GWh) | 2.065e-07% | -1.644e-07% | 4.087e-07% | 2.322e-06%
Ratcheted Max Demand | 2007: 0.1956%; 2008: 0.5535%; 2009: 0.000377%; 2010: -0.001012% | Ratcheted Max Demand | -1.155e-07% | -3.296e-07% | 1.269e-09% | -8.945e-09%
Customer Numbers | 2007: 0.2538%; 2008: 0.389%; 2009: 0.18%; 2010: 0.2326% | Customer Numbers | 9.31e-07% | -2.597e-07% | 1.58e-06% | 1.925e-05%
Circuit Length | 2007: 0.1889%; 2008: 0.3646%; 2009: 0.09299%; 2010: 0.3406% | Circuit Length | 1.342e-06% | 1.422e-06% | 1.298e-06% | 1.961e-05%
CMOS | 2007: -0.4382%; 2008: -0.9882%; 2009: -0.1382%; 2010: 2.687% | CMOS | -1.163e-06% | -1.212e-06% | -1.137e-06% | -7.778e-06%
Opex | 2007: -0.4179%; 2008: -2.339%; 2009: 0.63%; 2010: 3.516% | Opex | 4.23e-07% | -1.861e-06% | 1.669e-06% | -7.615e-06%
O/H Subtransmission Lines | 2007: 0.0005921%; 2008: -0.0004346%; 2009: 0.001152%; 2010: 0.001699% | O/H Subtransmission Lines | -7.618e-09% | -2.487e-08% | 1.791e-09% | -1.007e-07%
O/H Distribution Lines | 2007: -0.1556%; 2008: -0.1433%; 2009: -0.1622%; 2010: -0.2577% | O/H Distribution Lines | 2.521e-07% | -2.428e-06% | 1.714e-06% | 1.698e-05%
U/G Subtransmission | 2007: -0.01223%; 2008: -0.03235%; 2009: -0.001255%; 2010: -0.002231% | U/G Subtransmission | -3.825e-09% | 4.414e-09% | -8.319e-09% | -9.547e-08%
U/G Distribution Cables | 2007: -0.1412%; 2008: -0.1795%; 2009: -0.1204%; 2010: -0.2908% | U/G Distribution Cables | 1.843e-07% | -3.738e-09% | 2.869e-07% | 4.825e-06%
Transformers | 2007: -0.5315%; 2008: -0.9804%; 2009: -0.2866%; 2010: -0.4817% | Transformers | -1.893e-07% | -8.261e-07% | 1.58e-07% | -1.529e-06%
TFP Change | 2007: -1.033%; 2008: -3.407%; 2009: 0.261%; 2010: 5.853% | TFP Change | 1.859e-06% | -5.682e-06% | 5.973e-06% | 4.587e-05%

## Index Tables
TFP Results by DNSP
1.EVO productivity indexes 2006-2023
| Output | Input | TFP | PFP Index
Year | Index | Index | Index | Opex | Capital
2006 | 1 | 1 | 1 | 1 | 1
2007 | 0.99518 | 1.0102 | 0.98513 | 0.9885 | 0.98127
2008 | 1.0186 | 1.0425 | 0.97712 | 0.95209 | 0.99578
2009 | 1.0239 | 1.0583 | 0.96749 | 0.95337 | 0.97865
2010 | 1.0398 | 1.14 | 0.91206 | 0.83872 | 0.97471
2011 | 1.0284 | 1.2103 | 0.84969 | 0.74591 | 0.94278
2012 | 1.095 | 1.2616 | 0.86797 | 0.74023 | 0.98664
2013 | 1.1102 | 1.3197 | 0.84122 | 0.70277 | 0.98278
2014 | 1.1168 | 1.4137 | 0.78998 | 0.63612 | 0.96703
2015 | 1.1412 | 1.387 | 0.82274 | 0.67502 | 0.97704
2016 | 1.146 | 1.112 | 1.0306 | 1.1199 | 0.97221
2017 | 1.1493 | 1.1523 | 0.99745 | 1.0353 | 0.96869
2018 | 1.2111 | 1.2586 | 0.96229 | 0.90401 | 1.0105
2019 | 1.217 | 1.2503 | 0.97338 | 0.94296 | 0.99584
2020 | 1.2355 | 1.2364 | 0.99931 | 1.0052 | 0.99016
2021 | 1.2597 | 1.2118 | 1.0395 | 1.0841 | 0.99642
2022 | 1.2637 | 1.2501 | 1.0109 | 1.0302 | 0.98745
2023 | 1.3635 | 1.2288 | 1.1096 | 1.1709 | 1.0618
Growth Rate 2006-2023 | 1.824% | 1.212% | 0.6118% | 0.9282% | 0.3527% | 17 | yrs
Growth Rate 2006-2012 | 1.513% | 3.873% | -2.36% | -5.013% | -0.2242% | 6 | yrs
Growth Rate 2012-2023 | 1.993% | -0.2396% | 2.233% | 4.169% | 0.6674% | 11 | yrs
Growth Rate 2023 | 7.597% | -1.717% | 9.314% | 12.8% | 7.259%
2.AGD productivity indexes, 2006-2023
| Output | Input | TFP | PFP Index
Year | Index | Index | Index | Opex | Capital
2006 | 1 | 1 | 1 | 1 | 1
2007 | 1.0057 | 0.95025 | 1.0584 | 1.184 | 0.98136
2008 | 1.0037 | 1.1132 | 0.90167 | 0.83307 | 0.95631
2009 | 0.99939 | 1.0789 | 0.92629 | 0.91587 | 0.92582
2010 | 1.0442 | 1.1615 | 0.89904 | 0.84073 | 0.93816
2011 | 1.0484 | 1.1468 | 0.91424 | 0.88046 | 0.92485
2012 | 1.062 | 1.2099 | 0.87781 | 0.80989 | 0.90839
2013 | 1.0689 | 1.1299 | 0.94595 | 1.0323 | 0.88971
2014 | 1.0604 | 1.1941 | 0.88804 | 0.9218 | 0.86055
2015 | 1.0688 | 1.2735 | 0.83923 | 0.79047 | 0.86347
2016 | 1.0666 | 1.23 | 0.86718 | 0.8863 | 0.84939
2017 | 1.0663 | 1.1643 | 0.91581 | 1.0001 | 0.86162
2018 | 1.0814 | 1.1043 | 0.97927 | 1.1812 | 0.87202
2019 | 1.0777 | 1.0886 | 0.99004 | 1.2417 | 0.86451
2020 | 1.0546 | 1.0449 | 1.0093 | 1.3748 | 0.84005
2021 | 1.0868 | 1.0194 | 1.0661 | 1.506 | 0.86138
2022 | 1.0826 | 0.97281 | 1.1129 | 1.7088 | 0.86778
2023 | 1.1114 | 1.0157 | 1.0942 | 1.5905 | 0.89184
Growth Rate 2006-2023 | 0.6213% | 0.09186% | 0.5295% | 2.73% | -0.6734% | 17 | yrs
Growth Rate 2006-2012 | 1.003% | 3.175% | -2.172% | -3.514% | -1.601% | 6 | yrs
Growth Rate 2012-2023 | 0.4131% | -1.59% | 2.003% | 6.135% | -0.1671% | 11 | yrs
Growth Rate 2023 | 2.622% | 4.318% | -1.695% | -7.178% | 2.735%
3.CIT productivity indexes 2006-2023
| Output | Input | TFP | PFP Index
Year | Index | Index | Index | Opex | Capital
2006 | 1 | 1 | 1 | 1 | 1
2007 | 1.0318 | 1.0329 | 0.99889 | 1.0004 | 0.99611
2008 | 1.0563 | 1.042 | 1.0138 | 1.0502 | 0.99365
2009 | 1.0466 | 1.1141 | 0.93942 | 0.88146 | 0.97
2010 | 1.0527 | 1.1501 | 0.91535 | 0.84414 | 0.95505
2011 | 1.0868 | 1.1678 | 0.93061 | 0.89943 | 0.94524
2012 | 1.0776 | 1.2732 | 0.84642 | 0.73937 | 0.91408
2013 | 1.0872 | 1.2738 | 0.85351 | 0.76485 | 0.90939
2014 | 1.0872 | 1.3164 | 0.82585 | 0.72735 | 0.89176
2015 | 1.1066 | 1.3018 | 0.85008 | 0.76872 | 0.90023
2016 | 1.1166 | 1.3148 | 0.84925 | 0.77378 | 0.89536
2017 | 1.1355 | 1.3048 | 0.87025 | 0.80686 | 0.90569
2018 | 1.1385 | 1.2454 | 0.9142 | 0.89559 | 0.92053
2019 | 1.1482 | 1.2922 | 0.88853 | 0.82509 | 0.92373
2020 | 1.1307 | 1.2797 | 0.88353 | 0.84266 | 0.90342
2021 | 1.1418 | 1.2333 | 0.9258 | 0.94062 | 0.90902
2022 | 1.1506 | 1.2448 | 0.92434 | 0.91819 | 0.92079
2023 | 1.1574 | 1.2821 | 0.9028 | 0.86854 | 0.91901
Growth Rate 2006-2023 | 0.8862% | 1.506% | -0.6197% | -0.8542% | -0.5118% | 16.5 | yrs
Growth Rate 2006-2012 | 1.246% | 4.025% | -2.779% | -5.033% | -1.497% | 6 | yrs
Growth Rate 2012-2023 | 0.6805% | 0.06643% | 0.6141% | 1.534% | 0.05124% | 10.5 | yrs
Growth Rate 2023 | 0.5942% | 2.953% | -2.359% | -5.559% | -0.1932% | 1 | yrs
4.END productivity indexes, 2006-2023
| Output | Input | TFP | PFP Index
Year | Index | Index | Index | Opex | Capital
2006 | 1 | 1 | 1 | 1 | 1
2007 | 1.0139 | 1.0617 | 0.95494 | 0.95202 | 0.95936
2008 | 1.0152 | 1.1876 | 0.85484 | 0.78581 | 0.92108
2009 | 1.0493 | 1.1495 | 0.91283 | 0.89729 | 0.92347
2010 | 1.082 | 1.1567 | 0.93543 | 0.95043 | 0.92248
2011 | 1.108 | 1.1912 | 0.93013 | 0.94121 | 0.91974
2012 | 1.0822 | 1.2622 | 0.85737 | 0.84029 | 0.86868
2013 | 1.071 | 1.2192 | 0.8785 | 0.95517 | 0.8257
2014 | 1.1092 | 1.3318 | 0.83283 | 0.85224 | 0.82202
2015 | 1.1073 | 1.339 | 0.82699 | 0.85665 | 0.8076
2016 | 1.1253 | 1.3788 | 0.81617 | 0.83997 | 0.80325
2017 | 1.1773 | 1.329 | 0.88589 | 0.97602 | 0.82318
2018 | 1.1927 | 1.3061 | 0.91317 | 1.0545 | 0.81772
2019 | 1.1913 | 1.3337 | 0.89328 | 1.0298 | 0.801
2020 | 1.1793 | 1.2672 | 0.93068 | 1.1669 | 0.7832
2021 | 1.2317 | 1.2898 | 0.95502 | 1.1793 | 0.80486
2022 | 1.1861 | 1.2887 | 0.92035 | 1.1444 | 0.77161
2023 | 1.2242 | 1.3215 | 0.92637 | 1.1689 | 0.77868
Growth Rate 2006-2023 | 1.19% | 1.64% | -0.4499% | 0.9183% | -1.472% | 17 | yrs
Growth Rate 2006-2012 | 1.316% | 3.881% | -2.565% | -2.9% | -2.346% | 6 | yrs
Growth Rate 2012-2023 | 1.121% | 0.4172% | 0.7036% | 3.001% | -0.9943% | 11 | yrs
Growth Rate 2023 | 3.161% | 2.509% | 0.6518% | 2.126% | 0.9119%
5.ENX productivity indexes, 2006-2023
| Output | Input | TFP | PFP Index
Year | Index | Index | Index | Opex | Capital
2006 | 1 | 1 | 1 | 1 | 1
2007 | 1.1207 | 1.1017 | 1.0172 | 0.9723 | 1.0492
2008 | 1.1292 | 1.1603 | 0.97319 | 0.92201 | 1.0102
2009 | 1.1839 | 1.2031 | 0.98409 | 0.94185 | 1.0135
2010 | 1.2234 | 1.2186 | 1.0039 | 0.98991 | 1.0132
2011 | 1.243 | 1.2906 | 0.96313 | 0.91246 | 0.99815
2012 | 1.273 | 1.3494 | 0.94332 | 0.86615 | 0.99912
2013 | 1.272 | 1.409 | 0.90278 | 0.81223 | 0.97671
2014 | 1.2706 | 1.381 | 0.92003 | 0.86998 | 0.95914
2015 | 1.2585 | 1.4366 | 0.87601 | 0.81521 | 0.92447
2016 | 1.2825 | 1.3818 | 0.92815 | 0.92386 | 0.92996
2017 | 1.3112 | 1.3794 | 0.95054 | 0.96715 | 0.93582
2018 | 1.3103 | 1.396 | 0.93864 | 0.95115 | 0.92709
2019 | 1.3168 | 1.3679 | 0.96267 | 1.0133 | 0.9238
2020 | 1.3173 | 1.3554 | 0.97186 | 1.0505 | 0.91152
2021 | 1.3208 | 1.3705 | 0.96373 | 1.0274 | 0.90686
2022 | 1.3233 | 1.4053 | 0.94161 | 0.98321 | 0.90122
2023 | 1.3637 | 1.4666 | 0.92984 | 0.93675 | 0.92239
Growth Rate 2006-2023 | 1.825% | 2.253% | -0.4279% | -0.3844% | -0.4752% | 17 | yrs
Growth Rate 2006-2012 | 4.022% | 4.995% | -0.9725% | -2.395% | -0.01467% | 6 | yrs
Growth Rate 2012-2023 | 0.6262% | 0.757% | -0.1308% | 0.7123% | -0.7264% | 11 | yrs
Growth Rate 2023 | 3.011% | 4.268% | -1.257% | -4.841% | 2.322%
6.ERG productivity indexes, 2006-2023
| Output | Input | TFP | PFP Index
Year | Index | Index | Index | Opex | Capital
2006 | 1 | 1 | 1 | 1 | 1
2007 | 1.145 | 0.97349 | 1.1761 | 1.2514 | 1.1173
2008 | 1.1245 | 1.0176 | 1.105 | 1.1405 | 1.0776
2009 | 1.0901 | 1.0097 | 1.0797 | 1.1493 | 1.023
2010 | 1.1178 | 1.028 | 1.0873 | 1.1841 | 1.0133
2011 | 1.1423 | 1.1189 | 1.0209 | 1.0263 | 1.0141
2012 | 1.1801 | 1.1566 | 1.0203 | 1.0137 | 1.0226
2013 | 1.1972 | 1.051 | 1.1392 | 1.2667 | 1.0448
2014 | 1.2379 | 1.0845 | 1.1415 | 1.2948 | 1.0307
2015 | 1.1889 | 1.1411 | 1.0419 | 1.1399 | 0.96934
2016 | 1.1895 | 1.1343 | 1.0487 | 1.183 | 0.95123
2017 | 1.2531 | 1.0891 | 1.1506 | 1.3926 | 0.98288
2018 | 1.2332 | 1.0962 | 1.125 | 1.3688 | 0.95631
2019 | 1.191 | 1.1018 | 1.081 | 1.2968 | 0.92981
2020 | 1.1999 | 1.1271 | 1.0647 | 1.2413 | 0.93664
2021 | 1.2096 | 1.021 | 1.1847 | 1.5716 | 0.92958
2022 | 1.1526 | 1.025 | 1.1245 | 1.4814 | 0.88891
2023 | 1.1983 | 1.1092 | 1.0803 | 1.3585 | 0.8974
Growth Rate 2006-2023 | 1.064% | 0.6096% | 0.4545% | 1.802% | -0.6368% | 17 | yrs
Growth Rate 2006-2012 | 2.76% | 2.425% | 0.3344% | 0.2267% | 0.3728% | 6 | yrs
Growth Rate 2012-2023 | 0.1393% | -0.3807% | 0.52% | 2.662% | -1.187% | 11 | yrs
Growth Rate 2023 | 3.89% | 7.893% | -4.003% | -8.66% | 0.9514%
7.ESS productivity indexes 2006-2023
| Output | Input | TFP | PFP Index
Year | Index | Index | Index | Opex | Capital
2006 | 1 | 1 | 1 | 1 | 1
2007 | 1.0748 | 1.0923 | 0.98398 | 0.90798 | 1.0623
2008 | 1.0695 | 1.1705 | 0.91374 | 0.78779 | 1.0578
2009 | 1.0313 | 1.1309 | 0.91196 | 0.82692 | 0.99605
2010 | 1.0997 | 1.2029 | 0.91418 | 0.80752 | 1.024
2011 | 1.0773 | 1.2142 | 0.88726 | 0.78179 | 0.99064
2012 | 1.0641 | 1.3582 | 0.78346 | 0.62695 | 0.96649
2013 | 1.0736 | 1.287 | 0.83416 | 0.71438 | 0.96365
2014 | 1.1796 | 1.2625 | 0.9344 | 0.81744 | 1.0536
2015 | 1.1454 | 1.1982 | 0.95596 | 0.90155 | 1.0083
2016 | 1.158 | 1.0954 | 1.0572 | 1.1227 | 1.0062
2017 | 1.134 | 1.0802 | 1.0498 | 1.1427 | 0.97987
2018 | 1.1629 | 1.1008 | 1.0564 | 1.1268 | 1.0004
2019 | 1.1475 | 1.1764 | 0.97548 | 0.98104 | 0.97028
2020 | 1.1372 | 1.1558 | 0.9839 | 1.0108 | 0.95517
2021 | 1.1708 | 1.1404 | 1.0266 | 1.0715 | 0.97649
2022 | 1.1756 | 1.1166 | 1.0529 | 1.1355 | 0.97361
2023 | 1.1734 | 1.1695 | 1.0033 | 1.0491 | 0.9654
Growth Rate 2006-2023 | 0.9408% | 0.9212% | 0.01956% | 0.2818% | -0.2072% | 17 | yrs
Growth Rate 2006-2012 | 1.035% | 5.103% | -4.067% | -7.782% | -0.5681% | 6 | yrs
Growth Rate 2012-2023 | 0.8892% | -1.36% | 2.249% | 4.68% | -0.01026% | 11 | yrs
Growth Rate 2023 | -0.1883% | 4.634% | -4.823% | -7.917% | -0.8473%
8.JEN productivity indexes, 2006-2023
| Output | Input | TFP | PFP Index
Year | Index | Index | Index | Opex | Capital
2006 | 1 | 1 | 1 | 1 | 1
2007 | 1.0386 | 1.0273 | 1.011 | 0.98372 | 1.0338
2008 | 1.082 | 0.95693 | 1.1307 | 1.2691 | 1.0444
2009 | 1.0967 | 1.0027 | 1.0938 | 1.1786 | 1.0385
2010 | 1.1183 | 1.0701 | 1.045 | 1.025 | 1.0622
2011 | 1.1346 | 1.1273 | 1.0065 | 0.95315 | 1.0519
2012 | 1.149 | 1.2325 | 0.93224 | 0.79509 | 1.0658
2013 | 1.1363 | 1.2239 | 0.92847 | 0.80623 | 1.0479
2014 | 1.1403 | 1.206 | 0.94547 | 0.84458 | 1.038
2015 | 1.1698 | 1.2244 | 0.95546 | 0.86127 | 1.0409
2016 | 1.179 | 1.2645 | 0.93237 | 0.82337 | 1.0344
2017 | 1.1979 | 1.2924 | 0.92685 | 0.80651 | 1.0482
2018 | 1.2112 | 1.2603 | 0.96108 | 0.88066 | 1.0335
2019 | 1.2143 | 1.2769 | 0.95094 | 0.88126 | 1.0126
2020 | 1.2257 | 1.2156 | 1.0084 | 0.9995 | 1.0151
2021 | 1.2371 | 1.1609 | 1.0656 | 1.1217 | 1.0187
2022 | 1.2481 | 1.1485 | 1.0867 | 1.1724 | 1.0212
2023 | 1.2737 | 1.1953 | 1.0657 | 1.1176 | 1.0337
Growth Rate 2006-2023 | 1.466% | 1.081% | 0.3854% | 0.6741% | 0.2008% | 16.5 | yrs
Growth Rate 2006-2012 | 2.315% | 3.484% | -1.169% | -3.822% | 1.062% | 6 | yrs
Growth Rate 2012-2023 | 0.9816% | -0.2922% | 1.274% | 3.243% | -0.2913% | 10.5 | yrs
Growth Rate 2023 | 2.032% | 3.991% | -1.959% | -4.785% | 1.215% | 1 | yrs
9.PCR productivity indexes 2006-2023
| Output | Input | TFP | PFP Index
Year | Index | Index | Index | Opex | Capital
2006 | 1 | 1 | 1 | 1 | 1
2007 | 0.99687 | 0.95879 | 1.0397 | 1.116 | 0.97488
2008 | 1.0579 | 0.97317 | 1.087 | 1.1701 | 1.017
2009 | 1.021 | 1.0529 | 0.9697 | 1.0219 | 0.92418
2010 | 1.0569 | 1.0641 | 0.99322 | 1.0707 | 0.9272
2011 | 1.0931 | 1.0622 | 1.029 | 1.1047 | 0.96459
2012 | 1.092 | 1.163 | 0.93898 | 0.92827 | 0.95357
2013 | 1.0774 | 1.2155 | 0.88639 | 0.8653 | 0.91827
2014 | 1.0484 | 1.1895 | 0.88132 | 0.89286 | 0.87646
2015 | 1.101 | 1.2318 | 0.89385 | 0.89251 | 0.90229
2016 | 1.1101 | 1.1572 | 0.95936 | 1.0335 | 0.89412
2017 | 1.1621 | 1.2095 | 0.96077 | 1.0137 | 0.91446
2018 | 1.1177 | 1.2353 | 0.90474 | 0.95152 | 0.86384
2019 | 1.132 | 1.2352 | 0.91648 | 0.9857 | 0.85723
2020 | 1.1477 | 1.2247 | 0.93708 | 1.0458 | 0.84561
2021 | 1.1937 | 1.231 | 0.96971 | 1.0782 | 0.87569
2022 | 1.1788 | 1.2651 | 0.93181 | 1.0314 | 0.84697
2023 | 1.171 | 1.3524 | 0.86588 | 0.91392 | 0.82416
Growth Rate 2006-2023 | 0.9569% | 1.83% | -0.8728% | -0.5455% | -1.172% | 16.5 | yrs
Growth Rate 2006-2012 | 1.467% | 2.517% | -1.049% | -1.241% | -0.7924% | 6 | yrs
Growth Rate 2012-2023 | 0.6651% | 1.437% | -0.7719% | -0.1484% | -1.389% | 10.5 | yrs
Growth Rate 2023 | -0.6601% | 6.678% | -7.338% | -12.09% | -2.729% | 1 | yrs
10.SAP productivity indexes, 2006-2023
| Output | Input | TFP | PFP Index
Year | Index | Index | Index | Opex | Capital
2006 | 1 | 1 | 1 | 1 | 1
2007 | 0.97454 | 1.0007 | 0.97387 | 1.0492 | 0.94022
2008 | 1.0727 | 1.0507 | 1.0209 | 1.0356 | 1.0123
2009 | 1.1016 | 1.1037 | 0.99816 | 0.97165 | 1.0106
2010 | 1.0483 | 1.1273 | 0.92991 | 0.92376 | 0.93113
2011 | 1.0725 | 1.232 | 0.87058 | 0.75867 | 0.93477
2012 | 1.1121 | 1.2687 | 0.87658 | 0.76102 | 0.94306
2013 | 1.0979 | 1.3091 | 0.83869 | 0.71372 | 0.91596
2014 | 1.0681 | 1.3195 | 0.80947 | 0.69772 | 0.87807
2015 | 1.1151 | 1.3473 | 0.8276 | 0.70106 | 0.90612
2016 | 1.1029 | 1.2683 | 0.86959 | 0.82684 | 0.88721
2017 | 1.0884 | 1.3466 | 0.80831 | 0.7084 | 0.867
2018 | 1.1148 | 1.3445 | 0.82918 | 0.74047 | 0.87913
2019 | 1.0966 | 1.3662 | 0.80267 | 0.70989 | 0.85618
2020 | 1.128 | 1.3202 | 0.8544 | 0.81933 | 0.86823
2021 | 1.1194 | 1.3568 | 0.82504 | 0.79748 | 0.83283
2022 | 1.1121 | 1.402 | 0.79326 | 0.74174 | 0.8176
2023 | 1.1056 | 1.4965 | 0.73877 | 0.63392 | 0.80473
Growth Rate 2006-2023 | 0.5905% | 2.372% | -1.781% | -2.681% | -1.278% | 17 | yrs
Growth Rate 2006-2012 | 1.771% | 3.967% | -2.195% | -4.552% | -0.9771% | 6 | yrs
Growth Rate 2012-2023 | -0.0534% | 1.501% | -1.555% | -1.661% | -1.442% | 11 | yrs
Growth Rate 2023 | -0.5884% | 6.528% | -7.116% | -15.71% | -1.586%
11.AND productivity indexes, 2006-2023
| Output | Input | TFP | PFP Index
Year | Index | Index | Index | Opex | Capital
2006 | 1 | 1 | 1 | 1 | 1
2007 | 1.0385 | 1.0926 | 0.95043 | 0.88362 | 0.99895
2008 | 1.1296 | 1.1422 | 0.98899 | 0.88286 | 1.0721
2009 | 1.1093 | 1.2417 | 0.89338 | 0.76724 | 0.99707
2010 | 1.1762 | 1.2327 | 0.95415 | 0.83409 | 1.0507
2011 | 1.1561 | 1.2615 | 0.91647 | 0.80463 | 1.0061
2012 | 1.1855 | 1.3142 | 0.90207 | 0.76777 | 1.0125
2013 | 1.1768 | 1.3615 | 0.86436 | 0.72035 | 0.98763
2014 | 1.1561 | 1.3879 | 0.83296 | 0.69056 | 0.95533
2015 | 1.1848 | 1.4436 | 0.82073 | 0.66049 | 0.96433
2016 | 1.1531 | 1.5045 | 0.76647 | 0.59955 | 0.92148
2017 | 1.2146 | 1.4284 | 0.85027 | 0.72203 | 0.95731
2018 | 1.1654 | 1.3878 | 0.83972 | 0.76192 | 0.90093
2019 | 1.1786 | 1.4078 | 0.83719 | 0.74818 | 0.9077
2020 | 1.2073 | 1.4466 | 0.83458 | 0.73452 | 0.91448
2021 | 1.2611 | 1.4638 | 0.86152 | 0.75399 | 0.94814
2022 | 1.2335 | 1.4648 | 0.84209 | 0.75617 | 0.9104
2023 | 1.2223 | 1.4363 | 0.85102 | 0.78722 | 0.90526
Growth Rate 2006-2023 | 1.217% | 2.195% | -0.9777% | -1.45% | -0.6032% | 16.5 | yrs
Growth Rate 2006-2012 | 2.837% | 4.554% | -1.718% | -4.404% | 0.2077% | 6 | yrs
Growth Rate 2012-2023 | 0.2912% | 0.8461% | -0.5549% | 0.2383% | -1.067% | 10.5 | yrs
Growth Rate 2023 | -0.9115% | -1.966% | 1.054% | 4.025% | -0.5662% | 1 | yrs
12.TAS/TND productivity indexes, 2006-2023
| Output | Input | TFP | PFP Index
Year | Index | Index | Index | Opex | Capital
2006 | 1 | 1 | 1 | 1 | 1
2007 | 0.97676 | 1.0074 | 0.96954 | 0.97859 | 0.96402
2008 | 0.97802 | 1.0241 | 0.95496 | 0.97031 | 0.94572
2009 | 0.9518 | 1.0813 | 0.88025 | 0.84719 | 0.90216
2010 | 0.95749 | 1.1823 | 0.80986 | 0.71809 | 0.87979
2011 | 1.0393 | 1.183 | 0.87853 | 0.80743 | 0.9265
2012 | 1.0162 | 1.2467 | 0.81514 | 0.70879 | 0.89198
2013 | 1.0425 | 1.1319 | 0.92106 | 0.94009 | 0.91001
2014 | 0.99152 | 1.1482 | 0.86356 | 0.8805 | 0.85271
2015 | 1.0427 | 1.0764 | 0.9687 | 1.1283 | 0.88889
2016 | 1.0354 | 1.1122 | 0.93096 | 1.0252 | 0.87702
2017 | 1.0509 | 1.2535 | 0.83838 | 0.78611 | 0.87865
2018 | 1.0315 | 1.2416 | 0.83084 | 0.79924 | 0.85476
2019 | 1.0333 | 1.208 | 0.85542 | 0.87346 | 0.84356
2020 | 1.0454 | 1.2431 | 0.84092 | 0.83328 | 0.84599
2021 | 1.0298 | 1.27 | 0.81082 | 0.78775 | 0.82881
2022 | 1.0045 | 1.2696 | 0.79119 | 0.77594 | 0.80271
2023 | 1.0389 | 1.2384 | 0.83888 | 0.86621 | 0.81968
Growth Rate 2006-2023 | 0.2243% | 1.258% | -1.033% | -0.8449% | -1.17% | 17 | yrs
Growth Rate 2006-2012 | 0.2683% | 3.675% | -3.407% | -5.737% | -1.905% | 6 | yrs
Growth Rate 2012-2023 | 0.2004% | -0.06062% | 0.261% | 1.823% | -0.7685% | 11 | yrs
Growth Rate 2023 | 3.368% | -2.485% | 5.853% | 11% | 2.091%
13.UED productivity indexes, 2006-2023
| Output | Input | TFP | PFP Index
Year | Index | Index | Index | Opex | Capital
2006 | 1 | 1 | 1 | 1 | 1
2007 | 1.0076 | 0.99366 | 1.014 | 1.0688 | 0.98053
2008 | 1.0339 | 1.0159 | 1.0177 | 1.0925 | 0.97289
2009 | 1.0718 | 1.0304 | 1.0401 | 1.1134 | 0.99617
2010 | 1.0873 | 1.0693 | 1.0169 | 1.0816 | 0.97795
2011 | 1.0818 | 1.1771 | 0.91904 | 0.8783 | 0.95234
2012 | 1.0544 | 1.2017 | 0.87746 | 0.85071 | 0.89919
2013 | 1.0642 | 1.1536 | 0.9225 | 0.96374 | 0.89843
2014 | 1.0556 | 1.1715 | 0.90111 | 0.93475 | 0.88137
2015 | 1.0801 | 1.1523 | 0.9373 | 1.0079 | 0.89526
2016 | 1.1067 | 1.2133 | 0.91216 | 0.89381 | 0.92673
2017 | 1.1437 | 1.2079 | 0.94685 | 0.98025 | 0.92832
2018 | 1.1383 | 1.1109 | 1.0247 | 1.2299 | 0.91725
2019 | 1.1473 | 1.1188 | 1.0254 | 1.2364 | 0.91533
2020 | 1.1644 | 1.14 | 1.0214 | 1.197 | 0.92261
2021 | 1.1826 | 1.1453 | 1.0326 | 1.2209 | 0.92478
2022 | 1.1712 | 1.1669 | 1.0037 | 1.1729 | 0.90663
2023 | 1.1846 | 1.1834 | 1.001 | 1.1761 | 0.90856
Growth Rate 2006-2023 | 1.027% | 1.02% | 0.006251% | 0.9832% | -0.5812% | 16.5 | yrs
Growth Rate 2006-2012 | 0.883% | 3.062% | -2.179% | -2.695% | -1.771% | 6 | yrs
Growth Rate 2012-2023 | 1.109% | -0.1459% | 1.255% | 3.085% | 0.09864% | 10.5 | yrs
Growth Rate 2023 | 1.136% | 1.407% | -0.2703% | 0.2725% | 0.2123% | 1 | yrs
40.DIND productivity indexes, 2006-2023
| Output | Input | TFP | PFP Index
Year | Index | Index | Index | Opex | Capital
2006 | 1 | 1 | 1 | 1 | 1
2007 | 1.0351 | 1.018 | 1.0168 | 1.0348 | 1.0042 |  |  |  | 1.667%
2008 | 1.0557 | 1.0888 | 0.96962 | 0.92661 | 1.0037 |  |  |  | -4.752%
2009 | 1.0566 | 1.0977 | 0.96256 | 0.94464 | 0.97482 |  |  |  | -0.7306%
2010 | 1.087 | 1.1379 | 0.95522 | 0.92906 | 0.97461 |  |  |  | -0.7648%
2011 | 1.0975 | 1.1784 | 0.93138 | 0.88545 | 0.96401 |  |  |  | -2.528%
2012 | 1.1073 | 1.2478 | 0.8874 | 0.80621 | 0.9502 |  |  |  | -4.838%
2013 | 1.1064 | 1.2148 | 0.91078 | 0.88349 | 0.93126 |  |  |  | 2.6%
2014 | 1.112 | 1.2407 | 0.89626 | 0.87251 | 0.91527 |  |  |  | -1.606%
2015 | 1.1183 | 1.2682 | 0.88184 | 0.8505 | 0.90673 |  |  |  | -1.622%
2016 | 1.1215 | 1.2354 | 0.90774 | 0.92429 | 0.89629 |  |  |  | 2.895%
2017 | 1.143 | 1.2198 | 0.93706 | 0.98284 | 0.90501 |  |  |  | 3.179%
2018 | 1.1428 | 1.2064 | 0.94732 | 1.0235 | 0.89561 |  |  |  | 1.088%
2019 | 1.1368 | 1.2169 | 0.93417 | 1.0108 | 0.88239 |  |  |  | -1.397%
2020 | 1.1388 | 1.2019 | 0.94756 | 1.057 | 0.87311 |  |  |  | 1.423%
2021 | 1.1621 | 1.1846 | 0.98099 | 1.1225 | 0.88221 |  |  |  | 3.467%
2022 | 1.1479 | 1.1854 | 0.96832 | 1.1182 | 0.86677 |  |  |  | -1.3%
2023 | 1.166 | 1.2344 | 0.94459 | 1.059 | 0.87139 |  |  |  | -2.482%
Growth Rate 2006-2023 | 0.9098% | 1.248% | -0.3378% | 0.3397% | -0.8157% | 16.8765 | yrs
Growth Rate 2006-2012 | 1.699% | 3.69% | -1.991% | -3.59% | -0.8514% | 6 | yrs
Growth Rate 2012-2023 | 0.4743% | -0.09994% | 0.5742% | 2.508% | -0.796% | 10.8765 | yrs
Growth Rate 2023 | 1.563% | 4.045% | -2.482% | -5.441% | 0.5325% | 1
Growth Rate 2021-2022 | -1.234% | 0.06624% | -1.3% | -0.3807% | -1.766% | 1 | years
41.DACT productivity indexes, 2006-2023
| Output | Input | TFP | PFP Index
Year | Index | Index | Index | Opex | Capital
2006 | 1 | 1 | 1 | 1 | 1
2007 | 0.99518 | 1.0102 | 0.98513 | 0.9885 | 0.98127
2008 | 1.0186 | 1.0425 | 0.97712 | 0.95209 | 0.99578
2009 | 1.0239 | 1.0583 | 0.96749 | 0.95337 | 0.97865
2010 | 1.0398 | 1.14 | 0.91206 | 0.83872 | 0.97471
2011 | 1.0284 | 1.2103 | 0.84969 | 0.74591 | 0.94278
2012 | 1.095 | 1.2616 | 0.86797 | 0.74023 | 0.98664
2013 | 1.1102 | 1.3197 | 0.84122 | 0.70277 | 0.98278
2014 | 1.1168 | 1.4137 | 0.78998 | 0.63612 | 0.96703
2015 | 1.1412 | 1.387 | 0.82274 | 0.67502 | 0.97704
2016 | 1.146 | 1.112 | 1.0306 | 1.1199 | 0.97221
2017 | 1.1493 | 1.1523 | 0.99745 | 1.0353 | 0.96869
2018 | 1.2111 | 1.2586 | 0.96229 | 0.90401 | 1.0105
2019 | 1.217 | 1.2503 | 0.97338 | 0.94296 | 0.99584
2020 | 1.2355 | 1.2364 | 0.99931 | 1.0052 | 0.99016
2021 | 1.2597 | 1.2118 | 1.0395 | 1.0841 | 0.99642
2022 | 1.2637 | 1.2501 | 1.0109 | 1.0302 | 0.98745
2023 | 1.3635 | 1.2288 | 1.1096 | 1.1709 | 1.0618
Growth Rate 2006-2023 | 1.824% | 1.212% | 0.6118% | 0.9282% | 0.3527% | 17 | yrs
Growth Rate 2006-2012 | 1.513% | 3.873% | -2.36% | -5.013% | -0.2242% | 6 | yrs
Growth Rate 2012-2023 | 1.993% | -0.2396% | 2.233% | 4.169% | 0.6674% | 11 | yrs
Growth Rate 2023 | 7.597% | -1.717% | 9.314% | 12.8% | 7.259%
42.DNSW productivity indexes, 2006-2023
| Output | Input | TFP | PFP Index
Year | Index | Index | Index | Opex | Capital
2006 | 1 | 1 | 1 | 1 | 1
2007 | 1.0167 | 1.0173 | 0.99936 | 1.0105 | 0.9911
2008 | 1.0105 | 1.1404 | 0.88615 | 0.79323 | 0.97263
2009 | 1.0066 | 1.1036 | 0.91213 | 0.86823 | 0.94337
2010 | 1.0536 | 1.166 | 0.90359 | 0.83711 | 0.95604
2011 | 1.0558 | 1.1707 | 0.90184 | 0.8452 | 0.94016
2012 | 1.0505 | 1.26 | 0.83368 | 0.73323 | 0.91095
2013 | 1.052 | 1.1907 | 0.88355 | 0.87135 | 0.88935
2014 | 1.079 | 1.238 | 0.87157 | 0.8434 | 0.89113
2015 | 1.0725 | 1.2584 | 0.85222 | 0.81721 | 0.87758
2016 | 1.0782 | 1.2127 | 0.88903 | 0.91612 | 0.86877
2017 | 1.0823 | 1.1674 | 0.92714 | 1.0091 | 0.87186
2018 | 1.0996 | 1.14 | 0.9646 | 1.0988 | 0.87953
2019 | 1.0915 | 1.1611 | 0.94006 | 1.0597 | 0.86294
2020 | 1.0742 | 1.1212 | 0.95807 | 1.1456 | 0.84099
2021 | 1.1087 | 1.1089 | 0.99989 | 1.2134 | 0.86086
2022 | 1.0975 | 1.0789 | 1.0172 | 1.2862 | 0.85422
2023 | 1.1167 | 1.1238 | 0.99373 | 1.2238 | 0.86252
Growth Rate 2006-2023 | 0.6495% | 0.6865% | -0.03699% | 1.188% | -0.87% | 17 | yrs
Growth Rate 2006-2012 | 0.8204% | 3.852% | -3.032% | -5.172% | -1.554% | 6 | yrs
Growth Rate 2012-2023 | 0.5562% | -1.04% | 1.597% | 4.657% | -0.4967% | 11 | yrs
Growth Rate 2023 | 1.737% | 4.076% | -2.338% | -4.972% | 0.9671%
43.DVIC productivity indexes, 2006-2023
| Output | Input | TFP | PFP Index
Year | Index | Index | Index | Opex | Capital
2006 | 1 | 1 | 1 | 1 | 1
2007 | 1.0183 | 1.0153 | 1.003 | 1.0164 | 0.99316
2008 | 1.0721 | 1.0303 | 1.0406 | 1.0679 | 1.0219
2009 | 1.0667 | 1.0945 | 0.97462 | 0.96513 | 0.98164
2010 | 1.1024 | 1.1159 | 0.98785 | 0.97849 | 0.99476
2011 | 1.1068 | 1.1525 | 0.96037 | 0.93042 | 0.98265
2012 | 1.1109 | 1.2262 | 0.90591 | 0.83264 | 0.96683
2013 | 1.1058 | 1.2444 | 0.88865 | 0.82395 | 0.94473
2014 | 1.0903 | 1.2528 | 0.87036 | 0.8182 | 0.91435
2015 | 1.1214 | 1.2763 | 0.87866 | 0.82206 | 0.92617
2016 | 1.121 | 1.2958 | 0.86513 | 0.80993 | 0.91147
2017 | 1.1633 | 1.2886 | 0.90275 | 0.86773 | 0.93107
2018 | 1.138 | 1.2569 | 0.90538 | 0.91954 | 0.89502
2019 | 1.1464 | 1.2726 | 0.90085 | 0.91591 | 0.88996
2020 | 1.1602 | 1.2789 | 0.90719 | 0.938 | 0.88348
2021 | 1.1945 | 1.2743 | 0.9374 | 0.97989 | 0.90335
2022 | 1.1819 | 1.2916 | 0.91506 | 0.96309 | 0.88003
2023 | 1.1817 | 1.3239 | 0.89264 | 0.92715 | 0.87079
Growth Rate 2006-2023 | 1.012% | 1.7% | -0.6883% | -0.4584% | -0.8385% | 16.5 | yrs
Growth Rate 2006-2012 | 1.752% | 3.399% | -1.647% | -3.053% | -0.5623% | 6 | yrs
Growth Rate 2012-2023 | 0.5889% | 0.7295% | -0.1406% | 1.024% | -0.9964% | 10.5 | yrs
Growth Rate 2023 | -0.01438% | 2.466% | -2.48% | -3.803% | -1.056% | 1 | yrs
44.DQLD productivity indexes, 2006-2023
| Output | Input | TFP | PFP Index
Year | Index | Index | Index | Opex | Capital
2006 | 1 | 1 | 1 | 1 | 1
2007 | 1.138 | 1.0304 | 1.1044 | 1.1314 | 1.0854
2008 | 1.1282 | 1.0825 | 1.0422 | 1.0473 | 1.0402
2009 | 1.143 | 1.0983 | 1.0407 | 1.0717 | 1.0175
2010 | 1.1764 | 1.1145 | 1.0555 | 1.1144 | 1.0139
2011 | 1.1969 | 1.1979 | 0.9992 | 0.99056 | 1.0047
2012 | 1.231 | 1.2451 | 0.98871 | 0.96098 | 1.0092
2013 | 1.2338 | 1.2114 | 1.0185 | 1.0432 | 1.0021
2014 | 1.2508 | 1.2159 | 1.0287 | 1.0886 | 0.98755
2015 | 1.2207 | 1.275 | 0.95738 | 0.98878 | 0.9373
2016 | 1.2327 | 1.2453 | 0.98989 | 1.0701 | 0.93418
2017 | 1.278 | 1.2172 | 1.05 | 1.1898 | 0.95306
2018 | 1.2661 | 1.228 | 1.031 | 1.1687 | 0.93527
2019 | 1.2489 | 1.219 | 1.0245 | 1.1736 | 0.92199
2020 | 1.2527 | 1.229 | 1.0192 | 1.1636 | 0.91728
2021 | 1.2591 | 1.1737 | 1.0728 | 1.302 | 0.91181
2022 | 1.2339 | 1.1916 | 1.0356 | 1.2399 | 0.88996
2023 | 1.278 | 1.2649 | 1.0103 | 1.1602 | 0.90748
Growth Rate 2006-2023 | 1.443% | 1.382% | 0.06039% | 0.8742% | -0.5711% | 17 | yrs
Growth Rate 2006-2012 | 3.464% | 3.653% | -0.1892% | -0.6634% | 0.1531% | 6 | yrs
Growth Rate 2012-2023 | 0.3404% | 0.1439% | 0.1965% | 1.713% | -0.9661% | 11 | yrs
Growth Rate 2023 | 3.507% | 5.975% | -2.468% | -6.64% | 1.949%
45.DSA productivity indexes, 2006-2023
| Output | Input | TFP | PFP Index
Year | Index | Index | Index | Opex | Capital
2006 | 1 | 1 | 1 | 1 | 1
2007 | 0.97454 | 1.0007 | 0.97387 | 1.0492 | 0.94022
2008 | 1.0727 | 1.0507 | 1.0209 | 1.0356 | 1.0123
2009 | 1.1016 | 1.1037 | 0.99816 | 0.97165 | 1.0106
2010 | 1.0483 | 1.1273 | 0.92991 | 0.92376 | 0.93113
2011 | 1.0725 | 1.232 | 0.87058 | 0.75867 | 0.93477
2012 | 1.1121 | 1.2687 | 0.87658 | 0.76102 | 0.94306
2013 | 1.0979 | 1.3091 | 0.83869 | 0.71372 | 0.91596
2014 | 1.0681 | 1.3195 | 0.80947 | 0.69772 | 0.87807
2015 | 1.1151 | 1.3473 | 0.8276 | 0.70106 | 0.90612
2016 | 1.1029 | 1.2683 | 0.86959 | 0.82684 | 0.88721
2017 | 1.0884 | 1.3466 | 0.80831 | 0.7084 | 0.867
2018 | 1.1148 | 1.3445 | 0.82918 | 0.74047 | 0.87913
2019 | 1.0966 | 1.3662 | 0.80267 | 0.70989 | 0.85618
2020 | 1.128 | 1.3202 | 0.8544 | 0.81933 | 0.86823
2021 | 1.1194 | 1.3568 | 0.82504 | 0.79748 | 0.83283
2022 | 1.1121 | 1.402 | 0.79326 | 0.74174 | 0.8176
2023 | 1.1056 | 1.4965 | 0.73877 | 0.63392 | 0.80473
Growth Rate 2006-2023 | 0.5905% | 2.372% | -1.781% | -2.681% | -1.278% | 17 | yrs
Growth Rate 2006-2012 | 1.771% | 3.967% | -2.195% | -4.552% | -0.9771% | 6 | yrs
Growth Rate 2012-2023 | -0.0534% | 1.501% | -1.555% | -1.661% | -1.442% | 11 | yrs
Growth Rate 2023 | -0.5884% | 6.528% | -7.116% | -15.71% | -1.586%
46.DTAS productivity indexes, 2006-2023
| Output | Input | TFP | PFP Index
Year | Index | Index | Index | Opex | Capital
2006 | 1 | 1 | 1 | 1 | 1
2007 | 0.97676 | 1.0074 | 0.96954 | 0.97859 | 0.96402
2008 | 0.97802 | 1.0241 | 0.95496 | 0.97031 | 0.94572
2009 | 0.9518 | 1.0813 | 0.88025 | 0.84719 | 0.90216
2010 | 0.95749 | 1.1823 | 0.80986 | 0.71809 | 0.87979
2011 | 1.0393 | 1.183 | 0.87853 | 0.80743 | 0.9265
2012 | 1.0162 | 1.2467 | 0.81514 | 0.70879 | 0.89198
2013 | 1.0425 | 1.1319 | 0.92106 | 0.94009 | 0.91001
2014 | 0.99152 | 1.1482 | 0.86356 | 0.8805 | 0.85271
2015 | 1.0427 | 1.0764 | 0.9687 | 1.1283 | 0.88889
2016 | 1.0354 | 1.1122 | 0.93096 | 1.0252 | 0.87702
2017 | 1.0509 | 1.2535 | 0.83838 | 0.78611 | 0.87865
2018 | 1.0315 | 1.2416 | 0.83084 | 0.79924 | 0.85476
2019 | 1.0333 | 1.208 | 0.85542 | 0.87346 | 0.84356
2020 | 1.0454 | 1.2431 | 0.84092 | 0.83328 | 0.84599
2021 | 1.0298 | 1.27 | 0.81082 | 0.78775 | 0.82881
2022 | 1.0045 | 1.2696 | 0.79119 | 0.77594 | 0.80271
2023 | 1.0389 | 1.2384 | 0.83888 | 0.86621 | 0.81968
Growth Rate 2006-2023 | 0.2243% | 1.258% | -1.033% | -0.8449% | -1.17% | 17 | yrs
Growth Rate 2006-2012 | 0.2683% | 3.675% | -3.407% | -5.737% | -1.905% | 6 | yrs
Growth Rate 2012-2023 | 0.2004% | -0.06062% | 0.261% | 1.823% | -0.7685% | 11 | yrs
Growth Rate 2023 | 3.368% | -2.485% | 5.853% | 11% | 2.091%
Individual MTFP Results - Side-by-side
DNSP Multilateral TFP indexes, 2006-2023
Year | EVO | AGD | CIT | END | ENX | ERG | ESS | JEN | PCR | SAP | AND | TND | UED
2006 | bar: EVO to UED
2007 | 0.98513 | 1.0584 | 0.99889 | 0.95494 | 1.0172 | 1.1761 | 0.98398 | 1.011 | 1.0397 | 0.97387 | 0.95043 | 0.96954 | 1.014
2008 | 0.97712 | 0.90167 | 1.0138 | 0.85484 | 0.97319 | 1.105 | 0.91374 | 1.1307 | 1.087 | 1.0209 | 0.98899 | 0.95496 | 1.0177
2009 | 0.96749 | 0.92629 | 0.93942 | 0.91283 | 0.98409 | 1.0797 | 0.91196 | 1.0938 | 0.9697 | 0.99816 | 0.89338 | 0.88025 | 1.0401
2010 | 0.91206 | 0.89904 | 0.91535 | 0.93543 | 1.0039 | 1.0873 | 0.91418 | 1.045 | 0.99322 | 0.92991 | 0.95415 | 0.80986 | 1.0169
2011 | 0.84969 | 0.91424 | 0.93061 | 0.93013 | 0.96313 | 1.0209 | 0.88726 | 1.0065 | 1.029 | 0.87058 | 0.91647 | 0.87853 | 0.91904
2012 | 0.86797 | 0.87781 | 0.84642 | 0.85737 | 0.94332 | 1.0203 | 0.78346 | 0.93224 | 0.93898 | 0.87658 | 0.90207 | 0.81514 | 0.87746
2013 | 0.84122 | 0.94595 | 0.85351 | 0.8785 | 0.90278 | 1.1392 | 0.83416 | 0.92847 | 0.88639 | 0.83869 | 0.86436 | 0.92106 | 0.9225
2014 | 0.78998 | 0.88804 | 0.82585 | 0.83283 | 0.92003 | 1.1415 | 0.9344 | 0.94547 | 0.88132 | 0.80947 | 0.83296 | 0.86356 | 0.90111
2015 | 0.82274 | 0.83923 | 0.85008 | 0.82699 | 0.87601 | 1.0419 | 0.95596 | 0.95546 | 0.89385 | 0.8276 | 0.82073 | 0.9687 | 0.9373
2016 | 1.0306 | 0.86718 | 0.84925 | 0.81617 | 0.92815 | 1.0487 | 1.0572 | 0.93237 | 0.95936 | 0.86959 | 0.76647 | 0.93096 | 0.91216
2017 | 0.99745 | 0.91581 | 0.87025 | 0.88589 | 0.95054 | 1.1506 | 1.0498 | 0.92685 | 0.96077 | 0.80831 | 0.85027 | 0.83838 | 0.94685
2018 | 0.96229 | 0.97927 | 0.9142 | 0.91317 | 0.93864 | 1.125 | 1.0564 | 0.96108 | 0.90474 | 0.82918 | 0.83972 | 0.83084 | 1.0247
2019 | 0.97338 | 0.99004 | 0.88853 | 0.89328 | 0.96267 | 1.081 | 0.97548 | 0.95094 | 0.91648 | 0.80267 | 0.83719 | 0.85542 | 1.0254
2020 | 0.99931 | 1.0093 | 0.88353 | 0.93068 | 0.97186 | 1.0647 | 0.9839 | 1.0084 | 0.93708 | 0.8544 | 0.83458 | 0.84092 | 1.0214
2021 | 1.0395 | 1.0661 | 0.9258 | 0.95502 | 0.96373 | 1.1847 | 1.0266 | 1.0656 | 0.96971 | 0.82504 | 0.86152 | 0.81082 | 1.0326
2022 | 1.0109 | 1.1129 | 0.92434 | 0.92035 | 0.94161 | 1.1245 | 1.0529 | 1.0867 | 0.93181 | 0.79326 | 0.84209 | 0.79119 | 1.0037
2023 | 1.1096 | 1.0942 | 0.9028 | 0.92637 | 0.92984 | 1.0803 | 1.0033 | 1.0657 | 0.86588 | 0.73877 | 0.85102 | 0.83888 | 1.001
Growth Rate 2006-2023 | 0.6118% | 0.5295% | -0.6197% | -0.4499% | -0.4279% | 0.4545% | 0.01956% | 0.3854% | -0.8728% | -1.781% | -0.9777% | -1.033% | 0.006251%
Growth Rate 2006-2012 | -2.36% | -2.172% | -2.779% | -2.565% | -0.9725% | 0.3344% | -4.067% | -1.169% | -1.049% | -2.195% | -1.718% | -3.407% | -2.179%
Growth Rate 2012-2023 | 2.233% | 2.003% | 0.6141% | 0.7036% | -0.1308% | 0.52% | 2.249% | 1.274% | -0.7719% | -1.555% | -0.5549% | 0.261% | 1.255%
Growth Rate 2023 | 9.314% | -1.695% | -2.359% | 0.6518% | -1.257% | -4.003% | -4.823% | -1.959% | -7.338% | -7.116% | 1.054% | 5.853% | -0.2703%
DNSP Multilateral Capital PFP indexes, 2006-2023
Year | EVO | AGD | CIT | END | ENX | ERG | ESS | JEN | PCR | SAP | AND | TND | UED
2006 | bar: EVO to UED
2007 | 0.98127 | 0.98136 | 0.99611 | 0.95936 | 1.0492 | 1.1173 | 1.0623 | 1.0338 | 0.97488 | 0.94022 | 0.99895 | 0.96402 | 0.98053
2008 | 0.99578 | 0.95631 | 0.99365 | 0.92108 | 1.0102 | 1.0776 | 1.0578 | 1.0444 | 1.017 | 1.0123 | 1.0721 | 0.94572 | 0.97289
2009 | 0.97865 | 0.92582 | 0.97 | 0.92347 | 1.0135 | 1.023 | 0.99605 | 1.0385 | 0.92418 | 1.0106 | 0.99707 | 0.90216 | 0.99617
2010 | 0.97471 | 0.93816 | 0.95505 | 0.92248 | 1.0132 | 1.0133 | 1.024 | 1.0622 | 0.9272 | 0.93113 | 1.0507 | 0.87979 | 0.97795
2011 | 0.94278 | 0.92485 | 0.94524 | 0.91974 | 0.99815 | 1.0141 | 0.99064 | 1.0519 | 0.96459 | 0.93477 | 1.0061 | 0.9265 | 0.95234
2012 | 0.98664 | 0.90839 | 0.91408 | 0.86868 | 0.99912 | 1.0226 | 0.96649 | 1.0658 | 0.95357 | 0.94306 | 1.0125 | 0.89198 | 0.89919
2013 | 0.98278 | 0.88971 | 0.90939 | 0.8257 | 0.97671 | 1.0448 | 0.96365 | 1.0479 | 0.91827 | 0.91596 | 0.98763 | 0.91001 | 0.89843
2014 | 0.96703 | 0.86055 | 0.89176 | 0.82202 | 0.95914 | 1.0307 | 1.0536 | 1.038 | 0.87646 | 0.87807 | 0.95533 | 0.85271 | 0.88137
2015 | 0.97704 | 0.86347 | 0.90023 | 0.8076 | 0.92447 | 0.96934 | 1.0083 | 1.0409 | 0.90229 | 0.90612 | 0.96433 | 0.88889 | 0.89526
2016 | 0.97221 | 0.84939 | 0.89536 | 0.80325 | 0.92996 | 0.95123 | 1.0062 | 1.0344 | 0.89412 | 0.88721 | 0.92148 | 0.87702 | 0.92673
2017 | 0.96869 | 0.86162 | 0.90569 | 0.82318 | 0.93582 | 0.98288 | 0.97987 | 1.0482 | 0.91446 | 0.867 | 0.95731 | 0.87865 | 0.92832
2018 | 1.0105 | 0.87202 | 0.92053 | 0.81772 | 0.92709 | 0.95631 | 1.0004 | 1.0335 | 0.86384 | 0.87913 | 0.90093 | 0.85476 | 0.91725
2019 | 0.99584 | 0.86451 | 0.92373 | 0.801 | 0.9238 | 0.92981 | 0.97028 | 1.0126 | 0.85723 | 0.85618 | 0.9077 | 0.84356 | 0.91533
2020 | 0.99016 | 0.84005 | 0.90342 | 0.7832 | 0.91152 | 0.93664 | 0.95517 | 1.0151 | 0.84561 | 0.86823 | 0.91448 | 0.84599 | 0.92261
2021 | 0.99642 | 0.86138 | 0.90902 | 0.80486 | 0.90686 | 0.92958 | 0.97649 | 1.0187 | 0.87569 | 0.83283 | 0.94814 | 0.82881 | 0.92478
2022 | 0.98745 | 0.86778 | 0.92079 | 0.77161 | 0.90122 | 0.88891 | 0.97361 | 1.0212 | 0.84697 | 0.8176 | 0.9104 | 0.80271 | 0.90663
2023 | 1.0618 | 0.89184 | 0.91901 | 0.77868 | 0.92239 | 0.8974 | 0.9654 | 1.0337 | 0.82416 | 0.80473 | 0.90526 | 0.81968 | 0.90856
Growth Rate 2006-2023 | 0.3527% | -0.6734% | -0.5118% | -1.472% | -0.4752% | -0.6368% | -0.2072% | 0.2008% | -1.172% | -1.278% | -0.6032% | -1.17% | -0.5812%
Growth Rate 2006-2012 | -0.2242% | -1.601% | -1.497% | -2.346% | -0.01467% | 0.3728% | -0.5681% | 1.062% | -0.7924% | -0.9771% | 0.2077% | -1.905% | -1.771%
Growth Rate 2012-2023 | 0.6674% | -0.1671% | 0.05124% | -0.9943% | -0.7264% | -1.187% | -0.01026% | -0.2913% | -1.389% | -1.442% | -1.067% | -0.7685% | 0.09864%
Growth Rate 2023 | 7.259% | 2.735% | -0.1932% | 0.9119% | 2.322% | 0.9514% | -0.8473% | 1.215% | -2.729% | -1.586% | -0.5662% | 2.091% | 0.2123%
DNSP Multilateral Opex PFP indexes, 2006-2023
Year | EVO | AGD | CIT | END | ENX | ERG | ESS | JEN | PCR | SAP | AND | TND | UED
2006 | bar: EVO to UED
2007 | 0.9885 | 1.184 | 1.0004 | 0.95202 | 0.9723 | 1.2514 | 0.90798 | 0.98372 | 1.116 | 1.0492 | 0.88362 | 0.97859 | 1.0688
2008 | 0.95209 | 0.83307 | 1.0502 | 0.78581 | 0.92201 | 1.1405 | 0.78779 | 1.2691 | 1.1701 | 1.0356 | 0.88286 | 0.97031 | 1.0925
2009 | 0.95337 | 0.91587 | 0.88146 | 0.89729 | 0.94185 | 1.1493 | 0.82692 | 1.1786 | 1.0219 | 0.97165 | 0.76724 | 0.84719 | 1.1134
2010 | 0.83872 | 0.84073 | 0.84414 | 0.95043 | 0.98991 | 1.1841 | 0.80752 | 1.025 | 1.0707 | 0.92376 | 0.83409 | 0.71809 | 1.0816
2011 | 0.74591 | 0.88046 | 0.89943 | 0.94121 | 0.91246 | 1.0263 | 0.78179 | 0.95315 | 1.1047 | 0.75867 | 0.80463 | 0.80743 | 0.8783
2012 | 0.74023 | 0.80989 | 0.73937 | 0.84029 | 0.86615 | 1.0137 | 0.62695 | 0.79509 | 0.92827 | 0.76102 | 0.76777 | 0.70879 | 0.85071
2013 | 0.70277 | 1.0323 | 0.76485 | 0.95517 | 0.81223 | 1.2667 | 0.71438 | 0.80623 | 0.8653 | 0.71372 | 0.72035 | 0.94009 | 0.96374
2014 | 0.63612 | 0.9218 | 0.72735 | 0.85224 | 0.86998 | 1.2948 | 0.81744 | 0.84458 | 0.89286 | 0.69772 | 0.69056 | 0.8805 | 0.93475
2015 | 0.67502 | 0.79047 | 0.76872 | 0.85665 | 0.81521 | 1.1399 | 0.90155 | 0.86127 | 0.89251 | 0.70106 | 0.66049 | 1.1283 | 1.0079
2016 | 1.1199 | 0.8863 | 0.77378 | 0.83997 | 0.92386 | 1.183 | 1.1227 | 0.82337 | 1.0335 | 0.82684 | 0.59955 | 1.0252 | 0.89381
2017 | 1.0353 | 1.0001 | 0.80686 | 0.97602 | 0.96715 | 1.3926 | 1.1427 | 0.80651 | 1.0137 | 0.7084 | 0.72203 | 0.78611 | 0.98025
2018 | 0.90401 | 1.1812 | 0.89559 | 1.0545 | 0.95115 | 1.3688 | 1.1268 | 0.88066 | 0.95152 | 0.74047 | 0.76192 | 0.79924 | 1.2299
2019 | 0.94296 | 1.2417 | 0.82509 | 1.0298 | 1.0133 | 1.2968 | 0.98104 | 0.88126 | 0.9857 | 0.70989 | 0.74818 | 0.87346 | 1.2364
2020 | 1.0052 | 1.3748 | 0.84266 | 1.1669 | 1.0505 | 1.2413 | 1.0108 | 0.9995 | 1.0458 | 0.81933 | 0.73452 | 0.83328 | 1.197
2021 | 1.0841 | 1.506 | 0.94062 | 1.1793 | 1.0274 | 1.5716 | 1.0715 | 1.1217 | 1.0782 | 0.79748 | 0.75399 | 0.78775 | 1.2209
2022 | 1.0302 | 1.7088 | 0.91819 | 1.1444 | 0.98321 | 1.4814 | 1.1355 | 1.1724 | 1.0314 | 0.74174 | 0.75617 | 0.77594 | 1.1729
2023 | 1.1709 | 1.5905 | 0.86854 | 1.1689 | 0.93675 | 1.3585 | 1.0491 | 1.1176 | 0.91392 | 0.63392 | 0.78722 | 0.86621 | 1.1761
Growth Rate 2006-2023 | 0.9282% | 2.73% | -0.8542% | 0.9183% | -0.3844% | 1.802% | 0.2818% | 0.6741% | -0.5455% | -2.681% | -1.45% | -0.8449% | 0.9832%
Growth Rate 2006-2012 | -5.013% | -3.514% | -5.033% | -2.9% | -2.395% | 0.2267% | -7.782% | -3.822% | -1.241% | -4.552% | -4.404% | -5.737% | -2.695%
Growth Rate 2012-2023 | 4.169% | 6.135% | 1.534% | 3.001% | 0.7123% | 2.662% | 4.68% | 3.243% | -0.1484% | -1.661% | 0.2383% | 1.823% | 3.085%
Growth Rate 2023 | 12.8% | -7.178% | -5.559% | 2.126% | -4.841% | -8.66% | -7.917% | -4.785% | -12.09% | -15.71% | 4.025% | 11% | 0.2725%
DNSP Multilateral TFP indexes, States & Industry, 2006-2023 | bar: EVO to ESS
Year | EVO: ACT; AGD: NSW; CIT: VIC; END: QLD; ENX: SA; ERG: TAS; ESS: IND
2006 | bar: EVO to ESS
2007 | EVO: 0.98513; AGD: 0.99936; CIT: 1.003; END: 1.1044; ENX: 0.97387; ERG: 0.96954; ESS: 1.0168
2008 | EVO: 0.97712; AGD: 0.88615; CIT: 1.0406; END: 1.0422; ENX: 1.0209; ERG: 0.95496; ESS: 0.96962
2009 | EVO: 0.96749; AGD: 0.91213; CIT: 0.97462; END: 1.0407; ENX: 0.99816; ERG: 0.88025; ESS: 0.96256
2010 | EVO: 0.91206; AGD: 0.90359; CIT: 0.98785; END: 1.0555; ENX: 0.92991; ERG: 0.80986; ESS: 0.95522
2011 | EVO: 0.84969; AGD: 0.90184; CIT: 0.96037; END: 0.9992; ENX: 0.87058; ERG: 0.87853; ESS: 0.93138
2012 | EVO: 0.86797; AGD: 0.83368; CIT: 0.90591; END: 0.98871; ENX: 0.87658; ERG: 0.81514; ESS: 0.8874
2013 | EVO: 0.84122; AGD: 0.88355; CIT: 0.88865; END: 1.0185; ENX: 0.83869; ERG: 0.92106; ESS: 0.91078
2014 | EVO: 0.78998; AGD: 0.87157; CIT: 0.87036; END: 1.0287; ENX: 0.80947; ERG: 0.86356; ESS: 0.89626
2015 | EVO: 0.82274; AGD: 0.85222; CIT: 0.87866; END: 0.95738; ENX: 0.8276; ERG: 0.9687; ESS: 0.88184
2016 | EVO: 1.0306; AGD: 0.88903; CIT: 0.86513; END: 0.98989; ENX: 0.86959; ERG: 0.93096; ESS: 0.90774
2017 | EVO: 0.99745; AGD: 0.92714; CIT: 0.90275; END: 1.05; ENX: 0.80831; ERG: 0.83838; ESS: 0.93706
2018 | EVO: 0.96229; AGD: 0.9646; CIT: 0.90538; END: 1.031; ENX: 0.82918; ERG: 0.83084; ESS: 0.94732
2019 | EVO: 0.97338; AGD: 0.94006; CIT: 0.90085; END: 1.0245; ENX: 0.80267; ERG: 0.85542; ESS: 0.93417
2020 | EVO: 0.99931; AGD: 0.95807; CIT: 0.90719; END: 1.0192; ENX: 0.8544; ERG: 0.84092; ESS: 0.94756
2021 | EVO: 1.0395; AGD: 0.99989; CIT: 0.9374; END: 1.0728; ENX: 0.82504; ERG: 0.81082; ESS: 0.98099
2022 | EVO: 1.0109; AGD: 1.0172; CIT: 0.91506; END: 1.0356; ENX: 0.79326; ERG: 0.79119; ESS: 0.96832
2023 | EVO: 1.1096; AGD: 0.99373; CIT: 0.89264; END: 1.0103; ENX: 0.73877; ERG: 0.83888; ESS: 0.94459
Growth Rate 2006-2023 | EVO: 0.6118%; AGD: -0.03699%; CIT: -0.6883%; END: 0.06039%; ENX: -1.781%; ERG: -1.033%; ESS: -0.3378%
Growth Rate 2006-2012 | EVO: -2.36%; AGD: -3.032%; CIT: -1.647%; END: -0.1892%; ENX: -2.195%; ERG: -3.407%; ESS: -1.991%
Growth Rate 2012-2023 | EVO: 2.233%; AGD: 1.597%; CIT: -0.1406%; END: 0.1965%; ENX: -1.555%; ERG: 0.261%; ESS: 0.5742%
Growth Rate 2023 | EVO: 9.314%; AGD: -2.338%; CIT: -2.48%; END: -2.468%; ENX: -7.116%; ERG: 5.853%; ESS: -2.482%
DNSP Multilateral Capital PFP indexes, States & Industry, 2006-2023 | bar: EVO to ESS
Year | EVO: ACT; AGD: NSW; CIT: VIC; END: QLD; ENX: SA; ERG: TAS; ESS: IND
2006 | bar: EVO to ESS
2007 | EVO: 0.98127; AGD: 0.9911; CIT: 0.99316; END: 1.0854; ENX: 0.94022; ERG: 0.96402; ESS: 1.0042
2008 | EVO: 0.99578; AGD: 0.97263; CIT: 1.0219; END: 1.0402; ENX: 1.0123; ERG: 0.94572; ESS: 1.0037
2009 | EVO: 0.97865; AGD: 0.94337; CIT: 0.98164; END: 1.0175; ENX: 1.0106; ERG: 0.90216; ESS: 0.97482
2010 | EVO: 0.97471; AGD: 0.95604; CIT: 0.99476; END: 1.0139; ENX: 0.93113; ERG: 0.87979; ESS: 0.97461
2011 | EVO: 0.94278; AGD: 0.94016; CIT: 0.98265; END: 1.0047; ENX: 0.93477; ERG: 0.9265; ESS: 0.96401
2012 | EVO: 0.98664; AGD: 0.91095; CIT: 0.96683; END: 1.0092; ENX: 0.94306; ERG: 0.89198; ESS: 0.9502
2013 | EVO: 0.98278; AGD: 0.88935; CIT: 0.94473; END: 1.0021; ENX: 0.91596; ERG: 0.91001; ESS: 0.93126
2014 | EVO: 0.96703; AGD: 0.89113; CIT: 0.91435; END: 0.98755; ENX: 0.87807; ERG: 0.85271; ESS: 0.91527
2015 | EVO: 0.97704; AGD: 0.87758; CIT: 0.92617; END: 0.9373; ENX: 0.90612; ERG: 0.88889; ESS: 0.90673
2016 | EVO: 0.97221; AGD: 0.86877; CIT: 0.91147; END: 0.93418; ENX: 0.88721; ERG: 0.87702; ESS: 0.89629
2017 | EVO: 0.96869; AGD: 0.87186; CIT: 0.93107; END: 0.95306; ENX: 0.867; ERG: 0.87865; ESS: 0.90501
2018 | EVO: 1.0105; AGD: 0.87953; CIT: 0.89502; END: 0.93527; ENX: 0.87913; ERG: 0.85476; ESS: 0.89561
2019 | EVO: 0.99584; AGD: 0.86294; CIT: 0.88996; END: 0.92199; ENX: 0.85618; ERG: 0.84356; ESS: 0.88239
2020 | EVO: 0.99016; AGD: 0.84099; CIT: 0.88348; END: 0.91728; ENX: 0.86823; ERG: 0.84599; ESS: 0.87311
2021 | EVO: 0.99642; AGD: 0.86086; CIT: 0.90335; END: 0.91181; ENX: 0.83283; ERG: 0.82881; ESS: 0.88221
2022 | EVO: 0.98745; AGD: 0.85422; CIT: 0.88003; END: 0.88996; ENX: 0.8176; ERG: 0.80271; ESS: 0.86677
2023 | EVO: 1.0618; AGD: 0.86252; CIT: 0.87079; END: 0.90748; ENX: 0.80473; ERG: 0.81968; ESS: 0.87139
Growth Rate 2006-2023 | EVO: 0.3527%; AGD: -0.87%; CIT: -0.8385%; END: -0.5711%; ENX: -1.278%; ERG: -1.17%; ESS: -0.8157%
Growth Rate 2006-2012 | EVO: -0.2242%; AGD: -1.554%; CIT: -0.5623%; END: 0.1531%; ENX: -0.9771%; ERG: -1.905%; ESS: -0.8514%
Growth Rate 2012-2023 | EVO: 0.6674%; AGD: -0.4967%; CIT: -0.9964%; END: -0.9661%; ENX: -1.442%; ERG: -0.7685%; ESS: -0.796%
Growth Rate 2023 | EVO: 7.259%; AGD: 0.9671%; CIT: -1.056%; END: 1.949%; ENX: -1.586%; ERG: 2.091%; ESS: 0.5325%
DNSP Multilateral Opex PFP indexes, States & Industry, 2006-2023 | bar: EVO to ESS
Year | EVO: ACT; AGD: NSW; CIT: VIC; END: QLD; ENX: SA; ERG: TAS; ESS: IND
2006 | bar: EVO to ESS
2007 | EVO: 0.9885; AGD: 1.0105; CIT: 1.0164; END: 1.1314; ENX: 1.0492; ERG: 0.97859; ESS: 1.0348
2008 | EVO: 0.95209; AGD: 0.79323; CIT: 1.0679; END: 1.0473; ENX: 1.0356; ERG: 0.97031; ESS: 0.92661
2009 | EVO: 0.95337; AGD: 0.86823; CIT: 0.96513; END: 1.0717; ENX: 0.97165; ERG: 0.84719; ESS: 0.94464
2010 | EVO: 0.83872; AGD: 0.83711; CIT: 0.97849; END: 1.1144; ENX: 0.92376; ERG: 0.71809; ESS: 0.92906
2011 | EVO: 0.74591; AGD: 0.8452; CIT: 0.93042; END: 0.99056; ENX: 0.75867; ERG: 0.80743; ESS: 0.88545
2012 | EVO: 0.74023; AGD: 0.73323; CIT: 0.83264; END: 0.96098; ENX: 0.76102; ERG: 0.70879; ESS: 0.80621
2013 | EVO: 0.70277; AGD: 0.87135; CIT: 0.82395; END: 1.0432; ENX: 0.71372; ERG: 0.94009; ESS: 0.88349
2014 | EVO: 0.63612; AGD: 0.8434; CIT: 0.8182; END: 1.0886; ENX: 0.69772; ERG: 0.8805; ESS: 0.87251
2015 | EVO: 0.67502; AGD: 0.81721; CIT: 0.82206; END: 0.98878; ENX: 0.70106; ERG: 1.1283; ESS: 0.8505
2016 | EVO: 1.1199; AGD: 0.91612; CIT: 0.80993; END: 1.0701; ENX: 0.82684; ERG: 1.0252; ESS: 0.92429
2017 | EVO: 1.0353; AGD: 1.0091; CIT: 0.86773; END: 1.1898; ENX: 0.7084; ERG: 0.78611; ESS: 0.98284
2018 | EVO: 0.90401; AGD: 1.0988; CIT: 0.91954; END: 1.1687; ENX: 0.74047; ERG: 0.79924; ESS: 1.0235
2019 | EVO: 0.94296; AGD: 1.0597; CIT: 0.91591; END: 1.1736; ENX: 0.70989; ERG: 0.87346; ESS: 1.0108
2020 | EVO: 1.0052; AGD: 1.1456; CIT: 0.938; END: 1.1636; ENX: 0.81933; ERG: 0.83328; ESS: 1.057
2021 | EVO: 1.0841; AGD: 1.2134; CIT: 0.97989; END: 1.302; ENX: 0.79748; ERG: 0.78775; ESS: 1.1225
2022 | EVO: 1.0302; AGD: 1.2862; CIT: 0.96309; END: 1.2399; ENX: 0.74174; ERG: 0.77594; ESS: 1.1182
2023 | EVO: 1.1709; AGD: 1.2238; CIT: 0.92715; END: 1.1602; ENX: 0.63392; ERG: 0.86621; ESS: 1.059
Growth Rate 2006-2023 | EVO: 0.9282%; AGD: 1.188%; CIT: -0.4584%; END: 0.8742%; ENX: -2.681%; ERG: -0.8449%; ESS: 0.3397%
Growth Rate 2006-2012 | EVO: -5.013%; AGD: -5.172%; CIT: -3.053%; END: -0.6634%; ENX: -4.552%; ERG: -5.737%; ESS: -3.59%
Growth Rate 2012-2023 | EVO: 4.169%; AGD: 4.657%; CIT: 1.024%; END: 1.713%; ENX: -1.661%; ERG: 1.823%; ESS: 2.508%
Growth Rate 2023 | EVO: 12.8%; AGD: -4.972%; CIT: -3.803%; END: -6.64%; ENX: -15.71%; ERG: 11%; ESS: -5.441%
Pooled MTFP Output, Input & TFP Indexes
DNSP Multilateral TFP indexes, 2006-2023
Year | EVO | AGD | CIT | END | ENX | ERG | ESS | JEN | PCR | SAP | AND | TND | UED | AVG | max - min
2006 | 1 | 0.98083 | 1.4388 | 1.4114 | 1.278 | 1.1521 | 1.2845 | 1.1378 | 1.4595 | 1.9292 | 1.2853 | 1.3167 | 1.3194 | 1.3072 | 0.9484
2007 | 0.98039 | 1.0409 | 1.4733 | 1.3509 | 1.3066 | 1.3556 | 1.2748 | 1.1485 | 1.5007 | 1.8874 | 1.2348 | 1.282 | 1.3339 | 1.3207 | 0.90701
2008 | 0.99266 | 0.88597 | 1.5351 | 1.213 | 1.2497 | 1.2653 | 1.2206 | 1.286 | 1.555 | 1.9819 | 1.2926 | 1.2604 | 1.3394 | 1.3137 | 1.0959
2009 | 0.97974 | 0.90794 | 1.4116 | 1.2956 | 1.2644 | 1.2337 | 1.2109 | 1.2381 | 1.3968 | 1.9372 | 1.1481 | 1.1274 | 1.3699 | 1.2709 | 1.0293
2010 | 0.93145 | 0.8985 | 1.3807 | 1.3273 | 1.2876 | 1.243 | 1.2242 | 1.1811 | 1.4276 | 1.8121 | 1.2456 | 1.059 | 1.3442 | 1.2586 | 0.91355
2011 | 0.84975 | 0.90548 | 1.4175 | 1.3262 | 1.2344 | 1.1957 | 1.1894 | 1.1384 | 1.4741 | 1.6989 | 1.1937 | 1.1354 | 1.2223 | 1.2293 | 0.84918
2012 | 0.88246 | 0.86804 | 1.2832 | 1.2299 | 1.2117 | 1.1993 | 1.0479 | 1.0492 | 1.3816 | 1.7177 | 1.1776 | 1.059 | 1.1578 | 1.1743 | 0.84969
2013 | 0.86084 | 0.93804 | 1.2977 | 1.2623 | 1.164 | 1.3417 | 1.113 | 1.0321 | 1.3298 | 1.6511 | 1.1407 | 1.192 | 1.2172 | 1.1954 | 0.79028
2014 | 0.80483 | 0.88022 | 1.2566 | 1.1983 | 1.1876 | 1.3432 | 1.2424 | 1.0488 | 1.3002 | 1.6008 | 1.0811 | 1.1288 | 1.1862 | 1.1738 | 0.796
2015 | 0.83578 | 0.82641 | 1.2941 | 1.1848 | 1.1325 | 1.2356 | 1.2436 | 1.0609 | 1.3234 | 1.6375 | 1.0537 | 1.2446 | 1.234 | 1.1775 | 0.81106
2016 | 1.0398 | 0.8553 | 1.2938 | 1.1715 | 1.2031 | 1.2377 | 1.3449 | 1.0301 | 1.4083 | 1.7257 | 0.95711 | 1.2079 | 1.2016 | 1.2059 | 0.87036
2017 | 1.0024 | 0.89456 | 1.3172 | 1.2757 | 1.2352 | 1.3393 | 1.3358 | 1.0257 | 1.4136 | 1.6063 | 1.0949 | 1.1057 | 1.2583 | 1.2234 | 0.71176
2018 | 0.97765 | 0.956 | 1.3671 | 1.2936 | 1.22 | 1.306 | 1.3377 | 1.0587 | 1.3399 | 1.6476 | 1.0644 | 1.0705 | 1.3612 | 1.2308 | 0.69161
2019 | 0.98443 | 0.96073 | 1.3351 | 1.2698 | 1.2513 | 1.2508 | 1.237 | 1.0426 | 1.3487 | 1.5957 | 1.0616 | 1.1133 | 1.3629 | 1.2165 | 0.63496
2020 | 1.0105 | 0.98241 | 1.3151 | 1.318 | 1.2645 | 1.2288 | 1.2397 | 1.0942 | 1.3922 | 1.7022 | 1.0807 | 1.0941 | 1.3671 | 1.2376 | 0.71978
2021 | 1.0484 | 1.0483 | 1.4005 | 1.3498 | 1.2582 | 1.359 | 1.304 | 1.158 | 1.4425 | 1.6548 | 1.1311 | 1.0693 | 1.392 | 1.2782 | 0.60644
2022 | 1.0179 | 1.0889 | 1.4072 | 1.3048 | 1.2307 | 1.2864 | 1.336 | 1.1823 | 1.368 | 1.5893 | 1.1157 | 1.0412 | 1.3453 | 1.2549 | 0.57138
2023 | 1.1252 | 1.0694 | 1.3657 | 1.3224 | 1.2165 | 1.2423 | 1.2591 | 1.1694 | 1.2488 | 1.4727 | 1.0923 | 1.0709 | 1.3393 | 1.2303 | 0.40329
rank 23 | 10 | 13 | 2 | 4 | 8 | 7 | 5 | 9 | 6 | 1 | 11 | 12 | 3
rank 22 | 13 | 11 | 2 | 6 | 8 | 7 | 5 | 9 | 3 | 1 | 10 | 12 | 4
rank 06 | 12 | 13 | 3 | 4 | 9 | 10 | 8 | 11 | 2 | 1 | 7 | 6 | 5
2023 - 2022 | 3 | -2 | 0 | 2 | 0 | 0 | 0 | 0 | -3 | 0 | -1 | 0 | 1
2023 - 2006 | 2 | 0 | 1 | 0 | 1 | 3 | 3 | 2 | -4 | 0 | -4 | -6 | 2
DNSP Multilateral Output indexes, 2006-2023
Year | EVO | AGD | CIT | END | ENX | ERG | ESS | JEN | PCR | SAP | AND | TND | UED |  |  |  | Output | VIC DNSP Output
2006 | 1 | 8.4196 | 1.4562 | 5.751 | 6.9904 | 7.2171 | 8.5606 | 1.2688 | 5.9081 | 6.9403 | 3.6814 | 2.2531 | 2.7172 |  |  | DNSP
2007 | 0.98805 | 8.4707 | 1.5087 | 5.8299 | 7.8573 | 8.3102 | 9.2574 | 1.3188 | 5.8981 | 6.7554 | 3.8442 | 2.1974 | 2.728 |  |  |  | 2021 | 2021
2008 | 1.0282 | 8.4331 | 1.5597 | 5.8373 | 7.9069 | 8.172 | 9.2299 | 1.3774 | 6.2423 | 7.4442 | 4.2212 | 2.2185 | 2.7986 |  |  | EVO | 1.2529
2009 | 1.0271 | 8.381 | 1.5199 | 6.03 | 8.2947 | 7.9321 | 8.9114 | 1.3919 | 6.0505 | 7.6486 | 4.0916 | 2.1522 | 2.9047 |  |  | AGD | 9.1952
2010 | 1.0468 | 8.8229 | 1.5285 | 6.2112 | 8.5733 | 8.1433 | 9.5512 | 1.424 | 6.2501 | 7.2735 | 4.4152 | 2.1761 | 2.9521 |  |  | CIT | 1.6618 | 1.6618
2011 | 1.0117 | 8.8438 | 1.5927 | 6.3575 | 8.718 | 8.4869 | 9.4027 | 1.449 | 6.4539 | 7.4606 | 4.3375 | 2.3678 | 2.932 |  |  | END | 7.0682
2012 | 1.0922 | 8.9851 | 1.5669 | 6.2109 | 8.9442 | 8.7837 | 9.3465 | 1.4699 | 6.4557 | 7.7573 | 4.48 | 2.32 | 2.8422 |  |  | ENX | 9.2589
2013 | 1.1112 | 9.0754 | 1.5801 | 6.1483 | 8.9292 | 8.9741 | 9.4514 | 1.4458 | 6.387 | 7.6632 | 4.455 | 2.3839 | 2.8707 |  |  | ERG | 8.9253
2014 | 1.1206 | 8.9812 | 1.5693 | 6.3633 | 8.9113 | 9.2759 | 10.3043 | 1.4503 | 6.2369 | 7.4628 | 4.3754 | 2.2713 | 2.8437 |  |  | ESS | 10.1192
2015 | 1.1397 | 9.0613 | 1.604 | 6.3556 | 8.8036 | 9.0026 | 10.0329 | 1.496 | 6.5371 | 7.7913 | 4.5086 | 2.3868 | 2.9175 |  |  | JEN | 1.5806 | 1.5806
2016 | 1.1447 | 9.0219 | 1.6216 | 6.4616 | 8.9887 | 8.9213 | 9.9816 | 1.5082 | 6.5876 | 7.6832 | 4.3475 | 2.3731 | 3.003 |  |  | PCR | 7.0642 | 7.0642
2017 | 1.1418 | 9.0114 | 1.6591 | 6.756 | 9.2073 | 9.3684 | 9.8141 | 1.5349 | 6.8698 | 7.5958 | 4.6283 | 2.4068 | 3.1198 |  |  | SAP | 7.8193
2018 | 1.2137 | 9.16 | 1.6523 | 6.8445 | 9.1923 | 9.2003 | 10.0616 | 1.5513 | 6.6381 | 7.781 | 4.3993 | 2.3487 | 3.0987 |  |  | AND | 4.8043 | 4.8043
2019 | 1.2147 | 9.1144 | 1.6729 | 6.8388 | 9.237 | 8.8735 | 9.9174 | 1.5507 | 6.7232 | 7.6585 | 4.4499 | 2.3509 | 3.1263 |  |  | TND | 2.3396
2020 | 1.2332 | 8.8743 | 1.6311 | 6.774 | 9.2332 | 8.9359 | 9.8272 | 1.5627 | 6.8205 | 7.8763 | 4.5752 | 2.3779 | 3.1911 |  |  | UED | 3.2602 | 3.2602
2021 | 1.2529 | 9.1952 | 1.6618 | 7.0682 | 9.2589 | 8.9253 | 10.1192 | 1.5806 | 7.0642 | 7.8193 | 4.8043 | 2.3396 | 3.2602 |  |  | Total | 74.3496 | 18.371 | 24.71%
2022 | 1.2539 | 9.1489 | 1.6818 | 6.816 | 9.261 | 8.4738 | 10.1618 | 1.5946 | 6.9944 | 7.7649 | 4.6728 | 2.2809 | 3.2104
2023 | 1.3661 | 9.4304 | 1.6946 | 7.0303 | 9.5663 | 8.8517 | 10.1099 | 1.6351 | 6.952 | 7.7128 | 4.6262 | 2.3556 | 3.2598
DNSP Multilateral Input indexes, 2006-2023
Year | EVO | AGD | CIT | END | ENX | ERG | ESS | JEN | PCR | SAP | AND | TND | UED
2006 | 1 | 8.5841 | 1.0121 | 4.0746 | 5.4697 | 6.2645 | 6.6647 | 1.1152 | 4.048 | 3.5974 | 2.8643 | 1.7112 | 2.0594
2007 | 1.0078 | 8.1378 | 1.024 | 4.3155 | 6.0136 | 6.1302 | 7.2621 | 1.1483 | 3.9303 | 3.5792 | 3.1132 | 1.7141 | 2.0452
2008 | 1.0358 | 9.5185 | 1.016 | 4.8123 | 6.3272 | 6.4584 | 7.5617 | 1.0711 | 4.0144 | 3.7561 | 3.2658 | 1.7601 | 2.0894
2009 | 1.0483 | 9.2308 | 1.0767 | 4.6541 | 6.5601 | 6.4294 | 7.359 | 1.1242 | 4.3318 | 3.9483 | 3.5639 | 1.909 | 2.1204
2010 | 1.1239 | 9.8196 | 1.107 | 4.6795 | 6.6582 | 6.5515 | 7.8021 | 1.2056 | 4.3779 | 4.0139 | 3.5446 | 2.0549 | 2.1962
2011 | 1.1906 | 9.7669 | 1.1236 | 4.7939 | 7.0628 | 7.098 | 7.9056 | 1.2728 | 4.3782 | 4.3914 | 3.6337 | 2.0854 | 2.3987
2012 | 1.2377 | 10.3511 | 1.2211 | 5.0499 | 7.3817 | 7.3238 | 8.9189 | 1.4009 | 4.6727 | 4.516 | 3.8043 | 2.1908 | 2.4548
2013 | 1.2908 | 9.6748 | 1.2176 | 4.8707 | 7.6715 | 6.6885 | 8.4915 | 1.4008 | 4.8029 | 4.6412 | 3.9053 | 1.9999 | 2.3584
2014 | 1.3923 | 10.2034 | 1.2488 | 5.3105 | 7.5038 | 6.9059 | 8.294 | 1.3828 | 4.7969 | 4.6618 | 4.0471 | 2.0121 | 2.3974
2015 | 1.3636 | 10.9646 | 1.2395 | 5.3642 | 7.7735 | 7.2858 | 8.0674 | 1.4101 | 4.9398 | 4.7581 | 4.2787 | 1.9178 | 2.3643
2016 | 1.1009 | 10.5483 | 1.2533 | 5.5155 | 7.4711 | 7.2082 | 7.4218 | 1.4642 | 4.6777 | 4.4523 | 4.5423 | 1.9646 | 2.4991
2017 | 1.139 | 10.0736 | 1.2596 | 5.2961 | 7.4541 | 6.9951 | 7.3469 | 1.4964 | 4.8598 | 4.7287 | 4.2272 | 2.1767 | 2.4794
2018 | 1.2414 | 9.5817 | 1.2086 | 5.2912 | 7.5346 | 7.0447 | 7.5216 | 1.4652 | 4.9541 | 4.7226 | 4.1334 | 2.194 | 2.2764
2019 | 1.2339 | 9.487 | 1.253 | 5.3857 | 7.3821 | 7.0944 | 8.0174 | 1.4873 | 4.9849 | 4.7995 | 4.1916 | 2.1118 | 2.2939
2020 | 1.2204 | 9.0332 | 1.2403 | 5.1397 | 7.3021 | 7.2722 | 7.9272 | 1.4282 | 4.8991 | 4.6272 | 4.2334 | 2.1735 | 2.3342
2021 | 1.195 | 8.7714 | 1.1865 | 5.2364 | 7.3586 | 6.5675 | 7.7599 | 1.365 | 4.8973 | 4.7253 | 4.2476 | 2.188 | 2.342
2022 | 1.2318 | 8.4018 | 1.1951 | 5.2238 | 7.5253 | 6.5874 | 7.6063 | 1.3487 | 5.1128 | 4.8858 | 4.1884 | 2.1907 | 2.3864
2023 | 1.2141 | 8.8183 | 1.2408 | 5.3161 | 7.864 | 7.1252 | 8.0292 | 1.3983 | 5.5668 | 5.2372 | 4.2351 | 2.1996 | 2.4339
DNSP Multilateral Opex PFP indexes, 2006-2023
Year | EVO | AGD | CIT | END | ENX | ERG | ESS | JEN | PCR | SAP | AND | TND | UED | AVG |  |  | Av. Opex MPFP | Scaled Opex MPFP
2006 | 1 | 0.90276 | 1.5191 | 1.28 | 1.3243 | 0.84681 | 1.2713 | 1.0728 | 1.7382 | 2.2998 | 1.5904 | 1.6424 | 1.2906 | 1.3676 |  | DNSP
2007 | 0.98142 | 1.0693 | 1.5259 | 1.2184 | 1.2915 | 1.0657 | 1.1613 | 1.0562 | 1.9427 | 2.4101 | 1.4131 | 1.6048 | 1.3744 | 1.3934 |  |  | 2006-2023 | 2006-2023
2008 | 0.96108 | 0.75046 | 1.6175 | 1.0056 | 1.2231 | 0.97254 | 1.0096 | 1.3661 | 2.0315 | 2.3814 | 1.4253 | 1.6044 | 1.4045 | 1.3656 |  | EVO | 0.9168 | 0.49008
2009 | 0.95639 | 0.82353 | 1.3353 | 1.1476 | 1.2501 | 0.98124 | 1.0611 | 1.2648 | 1.7817 | 2.2354 | 1.2225 | 1.3964 | 1.4332 | 1.2992 |  | AGD | 0.99138 | 0.52995
2010 | 0.8444 | 0.76167 | 1.2786 | 1.2142 | 1.3142 | 1.0122 | 1.0416 | 1.1036 | 1.863 | 2.1239 | 1.3527 | 1.1897 | 1.3948 | 1.2688 |  | CIT | 1.3125 | 0.70161
2011 | 0.73379 | 0.79632 | 1.3751 | 1.202 | 1.2124 | 0.89474 | 1.0133 | 1.0293 | 1.919 | 1.7487 | 1.3042 | 1.3409 | 1.1306 | 1.2077 |  | END | 1.249 | 0.66767
2012 | 0.73832 | 0.73467 | 1.1215 | 1.0734 | 1.1529 | 0.88532 | 0.81779 | 0.86007 | 1.6145 | 1.759 | 1.2534 | 1.1796 | 1.0892 | 1.0984 |  | ENX | 1.2509 | 0.66868
2013 | 0.70341 | 0.93978 | 1.1596 | 1.2204 | 1.0801 | 1.1141 | 0.93396 | 0.86737 | 1.5092 | 1.6507 | 1.1781 | 1.567 | 1.2348 | 1.166 |  | ERG | 1.0788 | 0.5767
2014 | 0.63828 | 0.83711 | 1.0952 | 1.0882 | 1.1559 | 1.1384 | 1.0604 | 0.90832 | 1.5628 | 1.6154 | 1.1291 | 1.4703 | 1.196 | 1.1458 |  | ESS | 1.2016 | 0.6423
2015 | 0.67416 | 0.71856 | 1.1624 | 1.0943 | 1.0803 | 1.0128 | 1.1727 | 0.93129 | 1.5591 | 1.6232 | 1.0859 | 1.8827 | 1.2931 | 1.1762 |  | JEN | 1.0499 | 0.56124
2016 | 1.1185 | 0.80381 | 1.1723 | 1.0734 | 1.2266 | 1.041 | 1.4371 | 0.89065 | 1.8044 | 1.9087 | 0.97653 | 1.7128 | 1.152 | 1.2552 |  | PCR | 1.7543 | 0.93775
2017 | 1.0285 | 0.90624 | 1.2298 | 1.2466 | 1.2866 | 1.2216 | 1.4686 | 0.87379 | 1.763 | 1.6382 | 1.1887 | 1.3124 | 1.27 | 1.2642 |  | SAP | 1.8707 | 1
2018 | 0.9059 | 1.0728 | 1.3558 | 1.3469 | 1.2641 | 1.1982 | 1.4478 | 0.95369 | 1.6627 | 1.7126 | 1.2426 | 1.3266 | 1.5902 | 1.3138 |  | AND | 1.2528 | 0.66971
2019 | 0.94114 | 1.126 | 1.2541 | 1.3157 | 1.3466 | 1.1337 | 1.2591 | 0.95162 | 1.7224 | 1.6428 | 1.2204 | 1.4486 | 1.6004 | 1.3048 |  | TND | 1.4489 | 0.77454
2020 | 1.0034 | 1.2404 | 1.268 | 1.4917 | 1.3949 | 1.0846 | 1.2971 | 1.0775 | 1.8285 | 1.8958 | 1.2025 | 1.3817 | 1.558 | 1.3634 |  | UED | 1.3708 | 0.73277
2021 | 1.0783 | 1.3662 | 1.4282 | 1.5062 | 1.3644 | 1.3606 | 1.3753 | 1.2118 | 1.8772 | 1.8459 | 1.2409 | 1.3047 | 1.5986 | 1.4276
2022 | 1.0222 | 1.5484 | 1.4 | 1.4636 | 1.3036 | 1.278 | 1.4575 | 1.2666 | 1.8006 | 1.7161 | 1.2375 | 1.2844 | 1.527 | 1.4081
2023 | 1.1732 | 1.447 | 1.3266 | 1.4941 | 1.2449 | 1.1775 | 1.3423 | 1.2131 | 1.5963 | 1.4654 | 1.2871 | 1.4317 | 1.5372 | 1.3643
Average | 0.9168 | 0.99138 | 1.3125 | 1.249 | 1.2509 | 1.0788 | 1.2016 | 1.0499 | 1.7543 | 1.8707 | 1.2528 | 1.4489 | 1.3708
increase 2023 | 13.77% | -6.771% | -5.391% | 2.061% | -4.608% | -8.187% | -8.24% | -4.311% | -12.04% | -15.79% | 3.934% | 10.86% | 0.6639%
RANK 22 | 13 | 3 | 7 | 5 | 8 | 10 | 6 | 11 | 1 | 2 | 12 | 9 | 4
rank 23 | 13 | 5 | 8 | 3 | 10 | 12 | 7 | 11 | 1 | 4 | 9 | 6 | 2
| 0 | -2 | -1 | 2 | -2 | -2 | -1 | 0 | 0 | -2 | 3 | 3 | 2
DNSP Multilateral Capital PFP indexes, 2006-2023
Year | EVO | AGD | CIT | END | ENX | ERG | ESS | JEN | PCR | SAP | AND | TND | UED | AVG
2006 | 1 | 1.0428 | 1.4481 | 1.511 | 1.2518 | 1.4411 | 1.2783 | 1.1881 | 1.243 | 1.7465 | 1.0974 | 1.1426 | 1.3358 | 1.2866
2007 | 0.97781 | 1.0277 | 1.4853 | 1.4552 | 1.3173 | 1.6078 | 1.3604 | 1.2244 | 1.2081 | 1.6488 | 1.1052 | 1.1126 | 1.3049 | 1.295
2008 | 1.0144 | 1.0046 | 1.5336 | 1.4017 | 1.2688 | 1.5318 | 1.4153 | 1.2314 | 1.2501 | 1.7819 | 1.1921 | 1.0834 | 1.2974 | 1.3082
2009 | 0.99732 | 0.97889 | 1.4925 | 1.4103 | 1.2767 | 1.4454 | 1.3276 | 1.2172 | 1.1325 | 1.7839 | 1.0863 | 0.9821 | 1.3282 | 1.2661
2010 | 1.0012 | 1.0166 | 1.4768 | 1.4108 | 1.2724 | 1.4345 | 1.3766 | 1.2419 | 1.1349 | 1.6504 | 1.1645 | 0.97097 | 1.3076 | 1.2661
2011 | 0.9481 | 0.99695 | 1.4805 | 1.4185 | 1.2539 | 1.4726 | 1.3309 | 1.2245 | 1.1793 | 1.6648 | 1.1256 | 1.0249 | 1.2895 | 1.2623
2012 | 1.0094 | 0.97993 | 1.4254 | 1.3528 | 1.2564 | 1.4918 | 1.2716 | 1.2303 | 1.1745 | 1.6891 | 1.1206 | 0.98914 | 1.2057 | 1.2459
2013 | 1.0125 | 0.95805 | 1.4158 | 1.2922 | 1.2277 | 1.5283 | 1.2692 | 1.1912 | 1.1367 | 1.6472 | 1.1041 | 1.0085 | 1.2003 | 1.2301
2014 | 0.98556 | 0.92231 | 1.3952 | 1.289 | 1.2082 | 1.512 | 1.3937 | 1.1739 | 1.0508 | 1.5863 | 1.0376 | 0.94466 | 1.1751 | 1.2057
2015 | 0.99627 | 0.91806 | 1.407 | 1.2564 | 1.1701 | 1.4296 | 1.2862 | 1.1747 | 1.0964 | 1.6437 | 1.0193 | 0.98601 | 1.1934 | 1.1982
2016 | 0.99274 | 0.90151 | 1.3963 | 1.2527 | 1.1783 | 1.4067 | 1.2665 | 1.1566 | 1.1025 | 1.6042 | 0.93175 | 0.9689 | 1.2336 | 1.184
2017 | 0.98451 | 0.90068 | 1.4003 | 1.2945 | 1.1897 | 1.4249 | 1.2335 | 1.1798 | 1.1399 | 1.5811 | 1.0212 | 0.95915 | 1.2448 | 1.1965
2018 | 1.035 | 0.90838 | 1.4041 | 1.2496 | 1.1797 | 1.3825 | 1.245 | 1.1514 | 1.095 | 1.601 | 0.95345 | 0.89196 | 1.231 | 1.1791
2019 | 1.0165 | 0.89267 | 1.4149 | 1.2315 | 1.1788 | 1.3373 | 1.2023 | 1.1211 | 1.0923 | 1.5607 | 0.9602 | 0.92761 | 1.2284 | 1.1665
2020 | 1.0121 | 0.86689 | 1.3638 | 1.1984 | 1.1639 | 1.3457 | 1.1666 | 1.108 | 1.0921 | 1.5817 | 0.98819 | 0.91153 | 1.2437 | 1.1571
2021 | 1.0185 | 0.89079 | 1.3951 | 1.2236 | 1.1562 | 1.3369 | 1.2118 | 1.1174 | 1.1236 | 1.5266 | 1.0382 | 0.88516 | 1.2532 | 1.1675
2022 | 1.0072 | 0.89326 | 1.426 | 1.1789 | 1.1503 | 1.2748 | 1.2133 | 1.1216 | 1.067 | 1.4981 | 1.0356 | 0.85157 | 1.2227 | 1.1493
2023 | 1.0901 | 0.92706 | 1.4258 | 1.21 | 1.186 | 1.283 | 1.1839 | 1.138 | 1.0271 | 1.4745 | 0.99058 | 0.85893 | 1.2276 | 1.1556
Average | 1.0055 | 0.94596 | 1.4326 | 1.3132 | 1.2159 | 1.427 | 1.2796 | 1.1773 | 1.1303 | 1.6261 | 1.054 | 0.97221 | 1.2513
Increase 2023 | 7.914% | 3.714% | -0.01648% | 2.604% | 3.054% | 0.6415% | -2.459% | 1.45% | -3.813% | -1.587% | -4.442% | 0.8613% | 0.3985%
Pooled MTFP Output, Input & TFP Indexes by State | bar: EVO to ERG
DNSP Multilateral TFP indexes, 2006-2023 | bar: EVO to ERG
Year | EVO: ACT; AGD: NSW; CIT: VIC; END: QLD; ENX: SA; ERG: TAS
2006 | EVO: 1; AGD: 1.3822; CIT: 1.3993; END: 1.3373; ENX: 1.9446; ERG: 1.3351
2007 | EVO: 0.9791; AGD: 1.386; CIT: 1.401; END: 1.4747; ENX: 1.8975; ERG: 1.2969
2008 | EVO: 0.99325; AGD: 1.2313; CIT: 1.451; END: 1.3911; ENX: 1.9925; ERG: 1.2773
2009 | EVO: 0.98131; AGD: 1.2683; CIT: 1.3516; END: 1.3906; ENX: 1.9469; ERG: 1.1484
2010 | EVO: 0.9322; AGD: 1.2649; CIT: 1.3745; END: 1.4068; ENX: 1.8151; ERG: 1.0747
2011 | EVO: 0.84819; AGD: 1.2605; CIT: 1.3335; END: 1.3353; ENX: 1.7023; ERG: 1.1564
2012 | EVO: 0.88117; AGD: 1.1661; CIT: 1.2646; END: 1.3213; ENX: 1.7201; ERG: 1.0772
2013 | EVO: 0.85762; AGD: 1.2348; CIT: 1.2472; END: 1.3581; ENX: 1.6483; ERG: 1.2141
2014 | EVO: 0.80218; AGD: 1.219; CIT: 1.2117; END: 1.3713; ENX: 1.5947; ERG: 1.1465
2015 | EVO: 0.83242; AGD: 1.188; CIT: 1.2202; END: 1.2833; ENX: 1.6311; ERG: 1.2692
2016 | EVO: 1.0373; AGD: 1.2389; CIT: 1.1989; END: 1.319; ENX: 1.7208; ERG: 1.2293
2017 | EVO: 0.99931; AGD: 1.2923; CIT: 1.2591; END: 1.3953; ENX: 1.5922; ERG: 1.1217
2018 | EVO: 0.97428; AGD: 1.3395; CIT: 1.252; END: 1.3707; ENX: 1.6356; ERG: 1.0896
2019 | EVO: 0.98106; AGD: 1.306; CIT: 1.2461; END: 1.3622; ENX: 1.5841; ERG: 1.1302
2020 | EVO: 1.0058; AGD: 1.3316; CIT: 1.2647; END: 1.3528; ENX: 1.6917; ERG: 1.1106
2021 | EVO: 1.0418; AGD: 1.3892; CIT: 1.3141; END: 1.4154; ENX: 1.6408; ERG: 1.0817
2022 | EVO: 1.0106; AGD: 1.4132; CIT: 1.2748; END: 1.3666; ENX: 1.5761; ERG: 1.0528; ESS: 1.2824
2023 | EVO: 1.1201; AGD: 1.3848; CIT: 1.2275; END: 1.3383; ENX: 1.4611; ERG: 1.0896
Increase 2023 | EVO: 10.29%; AGD: -2.026%; CIT: -3.778%; END: -2.094%; ENX: -7.581%; ERG: 3.435%
| 1 | 1 | 1 | 1 | 1 | 1
rank 2023 | EVO: 5; AGD: 2; CIT: 4; END: 3; ENX: 1; ERG: 6
DNSP Multilateral Output indexes, 2006-2023 | bar: EVO to ERG
Year | EVO: ACT; AGD: NSW; CIT: VIC; END: QLD; ENX: SA; ERG: TAS
2006 | EVO: 1; AGD: 27.349; CIT: 16.3317; END: 15.6401; ENX: 6.9177; ERG: 2.2468
2007 | EVO: 0.98736; AGD: 27.8189; CIT: 16.6202; END: 17.8067; ENX: 6.7305; ERG: 2.1894
2008 | EVO: 1.0291; AGD: 27.6522; CIT: 17.5417; END: 17.6753; ENX: 7.4249; ERG: 2.2104
2009 | EVO: 1.0275; AGD: 27.5431; CIT: 17.3834; END: 17.9308; ENX: 7.6276; ERG: 2.1434
2010 | EVO: 1.0476; AGD: 28.8616; CIT: 18.0125; END: 18.4668; ENX: 7.2469; ERG: 2.1671
2011 | EVO: 1.0107; AGD: 28.9283; CIT: 18.0975; END: 18.8426; ENX: 7.436; ERG: 2.3608
2012 | EVO: 1.0924; AGD: 28.7931; CIT: 18.1634; END: 19.3804; ENX: 7.7371; ERG: 2.3122
2013 | EVO: 1.1117; AGD: 28.8463; CIT: 18.0796; END: 19.4558; ENX: 7.641; ERG: 2.3769
2014 | EVO: 1.1213; AGD: 29.5859; CIT: 17.7968; END: 19.7312; ENX: 7.4376; ERG: 2.2626
2015 | EVO: 1.1398; AGD: 29.4019; CIT: 18.3582; END: 19.336; ENX: 7.7722; ERG: 2.3796
2016 | EVO: 1.1445; AGD: 29.5342; CIT: 18.3343; END: 19.4677; ENX: 7.6611; ERG: 2.3655
2017 | EVO: 1.1411; AGD: 29.6511; CIT: 19.0964; END: 20.1369; ENX: 7.5718; ERG: 2.3997
2018 | EVO: 1.2139; AGD: 30.1261; CIT: 18.6129; END: 19.9546; ENX: 7.7594; ERG: 2.3407
2019 | EVO: 1.2144; AGD: 29.8966; CIT: 18.749; END: 19.6849; ENX: 7.6346; ERG: 2.3428
2020 | EVO: 1.233; AGD: 29.4103; CIT: 18.9923; END: 19.7451; ENX: 7.8563; ERG: 2.3699
2021 | EVO: 1.2524; AGD: 30.3692; CIT: 19.6081; END: 19.805; ENX: 7.798; ERG: 2.3312
2022 | EVO: 1.2524; AGD: 30.0531; CIT: 19.3607; END: 19.4147; ENX: 7.742; ERG: 2.2718
2023 | EVO: 1.3653; AGD: 30.5777; CIT: 19.3441; END: 20.0813; ENX: 7.6885; ERG: 2.3471
Increase 2023 | EVO: 8.631%; AGD: 1.73%; CIT: -0.08567%; END: 3.376%; ENX: -0.6926%; ERG: 3.261%
| 1 | 1 | 1 | 1 | 1 | 1
DNSP Multilateral Input indexes, 2006-2023 | bar: EVO to ERG
Year | EVO: ACT; AGD: NSW; CIT: VIC; END: QLD; ENX: SA; ERG: TAS
2006 | EVO: 1; AGD: 19.7871; CIT: 11.671; END: 11.6952; ENX: 3.5573; ERG: 1.6828
2007 | EVO: 1.0084; AGD: 20.072; CIT: 11.863; END: 12.0746; ENX: 3.5469; ERG: 1.6882
2008 | EVO: 1.0361; AGD: 22.4578; CIT: 12.0894; END: 12.7056; ENX: 3.7264; ERG: 1.7306
2009 | EVO: 1.0471; AGD: 21.7159; CIT: 12.861; END: 12.8945; ENX: 3.9179; ERG: 1.8665
2010 | EVO: 1.1238; AGD: 22.8181; CIT: 13.1049; END: 13.1266; ENX: 3.9927; ERG: 2.0166
2011 | EVO: 1.1916; AGD: 22.9503; CIT: 13.5718; END: 14.1113; ENX: 4.3682; ERG: 2.0415
2012 | EVO: 1.2397; AGD: 24.6928; CIT: 14.3626; END: 14.6678; ENX: 4.498; ERG: 2.1465
2013 | EVO: 1.2963; AGD: 23.3614; CIT: 14.4963; END: 14.3259; ENX: 4.6358; ERG: 1.9578
2014 | EVO: 1.3978; AGD: 24.2709; CIT: 14.6877; END: 14.3887; ENX: 4.664; ERG: 1.9735
2015 | EVO: 1.3693; AGD: 24.7482; CIT: 15.0457; END: 15.0673; ENX: 4.7649; ERG: 1.8749
2016 | EVO: 1.1034; AGD: 23.8384; CIT: 15.2929; END: 14.7597; ENX: 4.4519; ERG: 1.9243
2017 | EVO: 1.1419; AGD: 22.9447; CIT: 15.1664; END: 14.432; ENX: 4.7555; ERG: 2.1393
2018 | EVO: 1.2459; AGD: 22.4908; CIT: 14.8662; END: 14.5583; ENX: 4.7442; ERG: 2.1481
2019 | EVO: 1.2378; AGD: 22.8921; CIT: 15.0457; END: 14.4512; ENX: 4.8196; ERG: 2.0729
2020 | EVO: 1.2258; AGD: 22.0869; CIT: 15.0171; END: 14.5957; ENX: 4.6439; ERG: 2.134
2021 | EVO: 1.2021; AGD: 21.8609; CIT: 14.9213; END: 13.9926; ENX: 4.7525; ERG: 2.1551
2022 | EVO: 1.2393; AGD: 21.2667; CIT: 15.1873; END: 14.2062; ENX: 4.9121; ERG: 2.1578
2023 | EVO: 1.219; AGD: 22.0807; CIT: 15.7585; END: 15.0048; ENX: 5.2623; ERG: 2.154
Increase 2023 | EVO: -1.658%; AGD: 3.756%; CIT: 3.692%; END: 5.47%; ENX: 6.888%; ERG: -0.1737%
| 1 | 1 | 1 | 1 | 1 | 1
DNSP Multilateral Opex PFP indexes, 2006-2023 | bar: EVO to ERG
Year | EVO: ACT; AGD: NSW; CIT: VIC; END: QLD; ENX: SA; ERG: TAS
2006 | EVO: 1; AGD: 1.3306; CIT: 1.6397; END: 1.1332; ENX: 2.2923; ERG: 1.6378; JEN: 1
2007 | EVO: 0.98074; AGD: 1.3453; CIT: 1.6656; END: 1.2827; ENX: 2.4012; ERG: 1.599; JEN: 1
2008 | EVO: 0.9619; AGD: 1.0561; CIT: 1.7542; END: 1.1888; ENX: 2.3752; ERG: 1.5986; JEN: 1
2009 | EVO: 0.95677; AGD: 1.1558; CIT: 1.5791; END: 1.2182; ENX: 2.2293; ERG: 1.3907; JEN: 1
2010 | EVO: 0.84506; AGD: 1.1157; CIT: 1.6052; END: 1.2676; ENX: 2.1162; ERG: 1.1847; JEN: 1
2011 | EVO: 0.73306; AGD: 1.1267; CIT: 1.5274; END: 1.1299; ENX: 1.7429; ERG: 1.3369; JEN: 1
2012 | EVO: 0.73843; AGD: 0.97784; CIT: 1.3668; END: 1.0962; ENX: 1.7544; ERG: 1.1756; JEN: 1
2013 | EVO: 0.70374; AGD: 1.1625; CIT: 1.3525; END: 1.192; ENX: 1.6459; ERG: 1.5624; JEN: 1
2014 | EVO: 0.6387; AGD: 1.1252; CIT: 1.3408; END: 1.2443; ENX: 1.6099; ERG: 1.4647; JEN: 1
2015 | EVO: 0.67422; AGD: 1.09; CIT: 1.3511; END: 1.1349; ENX: 1.6192; ERG: 1.877; JEN: 2
2016 | EVO: 1.1184; AGD: 1.221; CIT: 1.3299; END: 1.2246; ENX: 1.9032; ERG: 1.7073; JEN: 1
2017 | EVO: 1.0279; AGD: 1.345; CIT: 1.4302; END: 1.3583; ENX: 1.633; ERG: 1.3085; JEN: 1
2018 | EVO: 0.90603; AGD: 1.4646; CIT: 1.51; END: 1.3347; ENX: 1.7078; ERG: 1.322; JEN: 1
2019 | EVO: 0.94094; AGD: 1.4123; CIT: 1.5039; END: 1.3403; ENX: 1.6377; ERG: 1.4436; JEN: 1
2020 | EVO: 1.0031; AGD: 1.5261; CIT: 1.5416; END: 1.3289; ENX: 1.8909; ERG: 1.3771; JEN: 1
2021 | EVO: 1.0778; AGD: 1.617; CIT: 1.6149; END: 1.484; ENX: 1.8409; ERG: 1.3; JEN: 1
2022 | EVO: 1.021; AGD: 1.7136; CIT: 1.5839; END: 1.4135; ENX: 1.711; ERG: 1.2793; ESS: 1.4537; JEN: 2
2023 | EVO: 1.1725; AGD: 1.6304; CIT: 1.5237; END: 1.321; ENX: 1.4608; ERG: 1.4266; ESS: 1.4225; JEN: 3
Increase 2023 | EVO: 13.83%; AGD: -4.979%; CIT: -3.874%; END: -6.771%; ENX: -15.81%; ERG: 10.9%
RANK 2023 | EVO: 6; AGD: 1; CIT: 2; END: 5; ENX: 3; ERG: 4
rank 2022 | EVO: 6; AGD: 1; CIT: 3; END: 4; ENX: 2; ERG: 5
DNSP Multilateral Capital PFP indexes, 2006-2023 | bar: EVO to ERG
Year | EVO: ACT; AGD: NSW; CIT: VIC; END: QLD; ENX: SA; ERG: TAS
2006 | EVO: 1; AGD: 1.4194; CIT: 1.2495; END: 1.5001; ENX: 1.7677; ERG: 1.1734
2007 | EVO: 0.97702; AGD: 1.4145; CIT: 1.2367; END: 1.6259; ENX: 1.6628; ERG: 1.1384
2008 | EVO: 1.016; AGD: 1.3916; CIT: 1.271; END: 1.5562; ENX: 1.797; ERG: 1.1114
2009 | EVO: 0.99918; AGD: 1.3536; CIT: 1.2085; END: 1.5207; ENX: 1.7973; ERG: 1.0167
2010 | EVO: 1.0041; AGD: 1.3862; CIT: 1.2268; END: 1.5109; ENX: 1.6562; ERG: 1.0025
2011 | EVO: 0.94658; AGD: 1.3598; CIT: 1.2113; END: 1.4975; ENX: 1.6731; ERG: 1.0586
2012 | EVO: 1.0073; AGD: 1.3187; CIT: 1.1907; END: 1.5036; ENX: 1.695; ERG: 1.0207
2013 | EVO: 1.0084; AGD: 1.2858; CIT: 1.1672; END: 1.4916; ENX: 1.6474; ERG: 1.0414
2014 | EVO: 0.98263; AGD: 1.2895; CIT: 1.1166; END: 1.4728; ENX: 1.5821; ERG: 0.9746
2015 | EVO: 0.99013; AGD: 1.2629; CIT: 1.1248; END: 1.4065; ENX: 1.6371; ERG: 1.0175
2016 | EVO: 0.98683; AGD: 1.2503; CIT: 1.1036; END: 1.3952; ENX: 1.6028; ERG: 1.0005
2017 | EVO: 0.97884; AGD: 1.2556; CIT: 1.1389; END: 1.4215; ENX: 1.5631; ERG: 0.99281
2018 | EVO: 1.0295; AGD: 1.2591; CIT: 1.0926; END: 1.3963; ENX: 1.5862; ERG: 0.93066
2019 | EVO: 1.0115; AGD: 1.2362; CIT: 1.0879; END: 1.3763; ENX: 1.5467; ERG: 0.95691
2020 | EVO: 1.0053; AGD: 1.2055; CIT: 1.0869; END: 1.3689; ENX: 1.5699; ERG: 0.94378
2021 | EVO: 1.0098; AGD: 1.2314; CIT: 1.1145; END: 1.3541; ENX: 1.511; ERG: 0.91727
2022 | EVO: 0.99778; AGD: 1.223; CIT: 1.0846; END: 1.3224; ENX: 1.4835; ERG: 0.88273
2023 | EVO: 1.0818; AGD: 1.2429; CIT: 1.0642; END: 1.3491; ENX: 1.46; ERG: 0.8927
Increase 2023 | EVO: 8.083%; AGD: 1.617%; CIT: -1.898%; END: 2.002%; ENX: -1.599%; ERG: 1.124%
| 1 | 1 | 1 | 1 | 1 | 1

## Individ-I&O Tables
Individual Outputs & Inputs Indexes | [24 empty] | Growth Rates
DIND: individual output & input indexes, 2006-2023 | [24 empty] | IND
| Output Indexes | [6 empty] | Input Indexes | [7 empty] | Partial Productivity Indexes | [9 empty] | Output | [6 empty] | Input | [7 empty] | Partial productivity indexes
Year | Energy | Rat. max demand | Customers | Circuit length | CMOS | Max Demand | Total Output | Real Opex | O/H Sub-tran. lines | O/H Distr. lines | U/G Sub-tran. lines | U/G Distr. lines | Trans-formers | Capital | Total Input | Real Opex | O/H Sub-tran. lines | O/H Distr. lines | U/G Sub-tran. lines | U/G Distr. lines | Trans-formers | Capital |  |  | Year | Energy | Rat. max demand | Customers | Circuit length | CMOS | Max Demand | Total Output | Real Opex | O/H Sub-tran. lines | O/H Distr. lines | U/G Sub-tran. lines | U/G Distr. lines | Trans-formers | Capital inputs | Total Input | Real Opex | O/H Sub-tran. lines | O/H Distr. lines | U/G Sub-tran. lines | U/G Distr. lines | Trans-formers | Capital
2006 | 1 | 1 | 1 | 1 | 1 | 1 | 1 | 1 | 1 | 1 | 1 | 1 | 1 | 1 | 1 | 1 | 1 | 1 | 1 | 1 | 1 | 1 |  |  | 2006
2007 | 1.0112 | 1.0325 | 1.0131 | 0.99245 | 0.89706 | 1.026 | 1.0351 | 1.0003 | 1.0034 | 0.9858 | 1.0317 | 1.0577 | 1.0499 | 1.0308 | 1.018 | 1.0348 | 1.0315 | 1.05 | 1.0033 | 0.97863 | 0.98593 | 1.0042 | -10.86% |  | 2007 | 0.011121 | 0.031982 | 0.012988 | -0.0075803 | -0.10864 | 0.025681 | 0.034489 | 0.00026496 | 0.0034341 | -0.014299 | 0.031164 | 0.05609 | 0.048659 | 0.030332 | 0.017821 | 0.034224 | 0.031055 | 0.048788 | 0.0033245 | -0.021602 | -0.01417 | 0.0041564
2008 | 1.0267 | 1.0729 | 1.0266 | 0.99199 | 0.89549 | 1.069 | 1.0557 | 1.1393 | 1.0024 | 0.98985 | 1.0509 | 1.0684 | 1.089 | 1.0518 | 1.0888 | 0.92661 | 1.0532 | 1.0665 | 1.0046 | 0.98814 | 0.96945 | 1.0037 | -0.175% |  | 2008 | 0.015182 | 0.038347 | 0.013249 | -0.0004624 | -0.0017505 | 0.041023 | 0.019731 | 0.13018 | -0.0010499 | 0.0041015 | 0.018454 | 0.010063 | 0.036593 | 0.020156 | 0.067254 | -0.11044 | 0.020781 | 0.01563 | 0.0012779 | 0.0096689 | -0.016861 | -0.00042532
2009 | 1.031 | 1.1175 | 1.0428 | 1.0017 | 1.022 | 1.1152 | 1.0566 | 1.1185 | 1.0154 | 0.99122 | 1.0627 | 1.1297 | 1.1327 | 1.0839 | 1.0977 | 0.94464 | 1.0406 | 1.0659 | 0.99424 | 0.93526 | 0.93279 | 0.97482 | 13.22% |  | 2009 | 0.0042475 | 0.040799 | 0.015675 | 0.0097212 | 0.13219 | 0.042351 | 0.00079346 | -0.018472 | 0.012879 | 0.0013748 | 0.011169 | 0.055794 | 0.039338 | 0.030032 | 0.008099 | 0.019265 | -0.012085 | -0.00058149 | -0.010376 | -0.055 | -0.038544 | -0.029237
2010 | 1.038 | 1.1315 | 1.0558 | 1.0086 | 0.93198 | 1.114 | 1.087 | 1.17 | 1.0316 | 0.99515 | 1.1001 | 1.1813 | 1.1753 | 1.1153 | 1.1379 | 0.92906 | 1.0536 | 1.0923 | 0.98809 | 0.92013 | 0.92484 | 0.97461 | -9.225% |  | 2010 | 0.0067144 | 0.01238 | 0.012368 | 0.0068926 | -0.092249 | -0.0011143 | 0.028366 | 0.044993 | 0.015883 | 0.0039567 | 0.034575 | 0.044678 | 0.036928 | 0.028574 | 0.036014 | -0.016627 | 0.012482 | 0.02441 | -0.006208 | -0.016313 | -0.0085626 | -0.00020847
2011 | 1.0183 | 1.1423 | 1.0689 | 1.0147 | 0.91779 | 1.1083 | 1.0975 | 1.2395 | 1.0361 | 0.99965 | 1.1381 | 1.2255 | 1.2044 | 1.1385 | 1.1784 | 0.88545 | 1.0593 | 1.0979 | 0.96438 | 0.89559 | 0.91126 | 0.96401 | -1.534% |  | 2011 | -0.019165 | 0.0095332 | 0.012314 | 0.0060179 | -0.015341 | -0.0051308 | 0.0096957 | 0.057768 | 0.004283 | 0.0045206 | 0.033981 | 0.036718 | 0.024482 | 0.020638 | 0.034971 | -0.048072 | 0.0054123 | 0.0051749 | -0.024286 | -0.027023 | -0.014786 | -0.010942
2012 | 1.0033 | 1.1446 | 1.0816 | 1.0209 | 0.88973 | 1.0278 | 1.1073 | 1.3735 | 1.0496 | 1.0036 | 1.188 | 1.2703 | 1.2395 | 1.1654 | 1.2478 | 0.80621 | 1.055 | 1.1034 | 0.93207 | 0.87171 | 0.89338 | 0.9502 | -3.105% |  | 2012 | -0.014844 | 0.0019922 | 0.011887 | 0.0061014 | -0.031048 | -0.075394 | 0.0088822 | 0.10264 | 0.01301 | 0.0039043 | 0.042963 | 0.035917 | 0.028696 | 0.023308 | 0.05726 | -0.093757 | -0.0041281 | 0.004977 | -0.034081 | -0.027035 | -0.019814 | -0.014425
2013 | 0.97438 | 1.1446 | 1.0947 | 1.0197 | 0.88726 | 1.0699 | 1.1064 | 1.2524 | 1.0386 | 1.0061 | 1.2439 | 1.3123 | 1.2712 | 1.1881 | 1.2148 | 0.88349 | 1.0653 | 1.0998 | 0.88947 | 0.84315 | 0.87039 | 0.93126 | -0.2778% |  | 2013 | -0.029213 | 0 | 0.012006 | -0.0011643 | -0.0027778 | 0.04019 | -0.00080405 | -0.09234 | -0.010586 | 0.002487 | 0.045976 | 0.032507 | 0.025272 | 0.019328 | -0.026808 | 0.091536 | 0.0097825 | -0.0032907 | -0.046781 | -0.033311 | -0.026076 | -0.020132
2014 | 0.95626 | 1.1587 | 1.1071 | 1.0241 | 0.90128 | 1.0499 | 1.112 | 1.2744 | 1.0404 | 1.011 | 1.3145 | 1.3559 | 1.3069 | 1.2149 | 1.2407 | 0.87251 | 1.0687 | 1.0999 | 0.84595 | 0.82007 | 0.85084 | 0.91527 | 1.568% |  | 2014 | -0.018764 | 0.012265 | 0.011298 | 0.0042402 | 0.015676 | -0.018928 | 0.0049747 | 0.017475 | 0.0017922 | 0.0048557 | 0.055143 | 0.032723 | 0.027687 | 0.022296 | 0.021036 | -0.0125 | 0.0031836 | 0.00011911 | -0.050168 | -0.027748 | -0.022712 | -0.017322
2015 | 0.96686 | 1.1597 | 1.122 | 1.0291 | 0.90568 | 1.0229 | 1.1183 | 1.3149 | 1.054 | 1.0165 | 1.2791 | 1.3994 | 1.3307 | 1.2334 | 1.2682 | 0.8505 | 1.061 | 1.1002 | 0.87428 | 0.79914 | 0.84043 | 0.90673 | 0.487% |  | 2015 | 0.011024 | 0.00085145 | 0.013351 | 0.0049018 | 0.0048698 | -0.02608 | 0.0057105 | 0.031261 | 0.012946 | 0.0054758 | -0.027238 | 0.031563 | 0.018028 | 0.015086 | 0.021934 | -0.025551 | -0.0072365 | 0.00023454 | 0.032948 | -0.025853 | -0.012319 | -0.0093759
2016 | 0.97299 | 1.16 | 1.1379 | 1.0331 | 0.92548 | 1.0817 | 1.1215 | 1.2133 | 1.0597 | 1.0176 | 1.3164 | 1.4373 | 1.3534 | 1.2512 | 1.2354 | 0.92429 | 1.0583 | 1.1021 | 0.85191 | 0.78023 | 0.82863 | 0.89629 | 2.162% |  | 2016 | 0.0063142 | 0.00024314 | 0.014077 | 0.0039104 | 0.021623 | 0.055905 | 0.0027869 | -0.080411 | 0.0053764 | 0.001054 | 0.028715 | 0.026734 | 0.016917 | 0.014362 | -0.026163 | 0.083199 | -0.0025895 | 0.0017337 | -0.025928 | -0.023947 | -0.01413 | -0.011575
2017 | 0.97242 | 1.1667 | 1.1569 | 1.0375 | 0.84845 | 1.1238 | 1.143 | 1.163 | 1.0765 | 1.0174 | 1.3494 | 1.4788 | 1.3588 | 1.263 | 1.2198 | 0.98284 | 1.0618 | 1.1234 | 0.84704 | 0.77293 | 0.84119 | 0.90501 | -8.69% |  | 2017 | -0.00058085 | 0.0057791 | 0.016574 | 0.0042364 | -0.086897 | 0.038213 | 0.019035 | -0.042386 | 0.015718 | -0.00015135 | 0.024769 | 0.028437 | 0.0039931 | 0.0093526 | -0.012754 | 0.06142 | 0.0033168 | 0.019186 | -0.0057344 | -0.0094027 | 0.015041 | 0.009682
2018 | 0.96695 | 1.1722 | 1.1748 | 1.0403 | 0.88802 | 1.1049 | 1.1428 | 1.1166 | 1.0627 | 1.0242 | 1.3298 | 1.517 | 1.3762 | 1.276 | 1.2064 | 1.0235 | 1.0754 | 1.1158 | 0.85939 | 0.75337 | 0.83042 | 0.89561 | 4.558% |  | 2018 | -0.005641 | 0.004675 | 0.01534 | 0.0026596 | 0.045582 | -0.016943 | -0.00015137 | -0.040671 | -0.012882 | 0.0066749 | -0.014628 | 0.025484 | 0.012743 | 0.010297 | -0.011034 | 0.040521 | 0.01273 | -0.0068257 | 0.014477 | -0.025635 | -0.012894 | -0.010448
2019 | 0.97362 | 1.1771 | 1.1932 | 1.0446 | 0.97242 | 1.1317 | 1.1368 | 1.1246 | 1.063 | 1.0245 | 1.3217 | 1.5567 | 1.3915 | 1.2883 | 1.2169 | 1.0108 | 1.0694 | 1.1096 | 0.86009 | 0.73028 | 0.81694 | 0.88239 | 9.08% |  | 2019 | 0.0068716 | 0.0042413 | 0.015528 | 0.0041423 | 0.090798 | 0.023975 | -0.0052912 | 0.0071346 | 0.00029637 | 0.00022746 | -0.0061127 | 0.025843 | 0.011072 | 0.0095721 | 0.0086824 | -0.012426 | -0.0055865 | -0.005519 | 0.00082153 | -0.031134 | -0.016363 | -0.014863
2020 | 0.95481 | 1.1841 | 1.2076 | 1.0489 | 0.99186 | 1.1421 | 1.1388 | 1.0775 | 1.0697 | 1.0239 | 1.3777 | 1.6002 | 1.4084 | 1.3044 | 1.2019 | 1.057 | 1.0646 | 1.1123 | 0.82662 | 0.71168 | 0.80863 | 0.87311 | 1.979% |  | 2020 | -0.019514 | 0.0058758 | 0.011974 | 0.0041347 | 0.019791 | 0.0090941 | 0.0017982 | -0.042833 | 0.0063093 | -0.00060439 | 0.041498 | 0.027598 | 0.012026 | 0.012373 | -0.012436 | 0.04463 | -0.0045117 | 0.0024015 | -0.0397 | -0.0258 | -0.010227 | -0.010575
2021 | 0.95194 | 1.1851 | 1.2198 | 1.0525 | 0.88509 | 1.0559 | 1.1621 | 1.0353 | 1.0678 | 1.027 | 1.3713 | 1.6441 | 1.4218 | 1.3173 | 1.1846 | 1.1225 | 1.0883 | 1.1315 | 0.84747 | 0.70684 | 0.81738 | 0.88221 | -11.39% |  | 2021 | -0.0034276 | 0.00099784 | 0.011501 | 0.0038832 | -0.12995 | -0.089483 | 0.023082 | -0.04551 | -0.0020796 | 0.003526 | -0.0053391 | 0.030862 | 0.010801 | 0.011257 | -0.016471 | 0.068593 | 0.025162 | 0.019557 | 0.028421 | -0.0077795 | 0.012281 | 0.011825
2022 | 0.96029 | 1.1952 | 1.2361 | 1.0563 | 1.0192 | 1.0887 | 1.1479 | 1.0265 | 1.0735 | 1.0312 | 1.3847 | 1.6793 | 1.4217 | 1.3243 | 1.1854 | 1.1182 | 1.0693 | 1.1131 | 0.82897 | 0.68352 | 0.80739 | 0.86677 | 14.11% |  | 2022 | 0.0087353 | 0.0084444 | 0.013292 | 0.0036305 | 0.1411 | 0.030528 | -0.012337 | -0.0085293 | 0.0053305 | 0.004084 | 0.009736 | 0.021203 | -3.7982e-05 | 0.0053233 | 0.00066243 | -0.0038069 | -0.017668 | -0.016421 | -0.022073 | -0.033541 | -0.012299 | -0.01766
2023 | 0.9721 | 1.2002 | 1.2512 | 1.0603 | 0.96507 | 1.118 | 1.166 | 1.101 | 1.0774 | 1.0322 | 1.3518 | 1.7166 | 1.4446 | 1.338 | 1.2344 | 1.059 | 1.0822 | 1.1296 | 0.8625 | 0.67924 | 0.80714 | 0.87139 | -5.459% |  | 2023 | 1.222% | 0.0042131 | 0.012136 | 0.0037598 | -0.054587 | 0.026608 | 0.015632 | 0.070037 | 0.0036209 | 0.00092662 | -0.02403 | 0.02192 | 0.01594 | 0.010306 | 0.040446 | -0.054405 | 0.012011 | 0.014705 | 0.039662 | -0.0062877 | -0.00030833 | 0.0053251
Growth Rate 2006-2023 | -0.1677% | 1.081% | 1.328% | 0.3469% | -0.2107% | 0.661% | 0.9098% | 0.5701% | 0.4417% | 0.1877% | 1.786% | 3.202% | 2.179% | 1.725% | 1.248% | 0.3397% | 0.4681% | 0.7221% | -0.8765% | -2.292% | -1.27% | -0.8157% | 16.8765 | yrs
Growth Rate 2006-2012 | 0.05428% | 2.251% | 1.308% | 0.3448% | -1.947% | 0.4569% | 1.699% | 5.289% | 0.8073% | 0.05931% | 2.872% | 3.988% | 3.578% | 2.551% | 3.69% | -3.59% | 0.892% | 1.64% | -1.172% | -2.288% | -1.879% | -0.8514% | 6 | yrs
Growth Rate 2012-2023 | -0.2901% | 0.4364% | 1.339% | 0.348% | 0.7473% | 0.7735% | 0.4743% | -2.033% | 0.24% | 0.2585% | 1.187% | 2.768% | 1.408% | 1.27% | -0.09994% | 2.508% | 0.2343% | 0.2157% | -0.7132% | -2.294% | -0.9334% | -0.796% | 10.8765 | yrs
Growth Rate 2023 | 1.222% | 0.4213% | 1.214% | 0.376% | -5.459% | 2.661% | 1.563% | 7.004% | 0.3621% | 0.09266% | -2.403% | 2.192% | 1.594% | 1.031% | 4.045% | -5.441% | 1.201% | 1.47% | 3.966% | -0.6288% | -0.03083% | 0.5325%
1.EVO: individual output & input indexes, 2006-2023 | [24 empty] | EVO
| Output Indexes | [6 empty] | Input Indexes | [7 empty] | Partial Productivity Indexes | [9 empty] | Output | [6 empty] | Input | [7 empty] | Partial productivity indexes
Year | Energy | Rat. max demand | Customers | Circuit length | CMOS | Max Demand | Total Output | Real Opex | O/H Sub-tran. lines | O/H Distr. lines | U/G Sub-tran. lines | U/G Distr. lines | Trans-formers | Capital | Total Input | Real Opex | O/H Sub-tran. lines | O/H Distr. lines | U/G Sub-tran. lines | U/G Distr. lines | Trans-formers | Capital |  |  | Year | Energy | Rat. max demand | Customers | Circuit length | CMOS | Max Demand | Total Output | Real Opex | O/H Sub-tran. lines | O/H Distr. lines | U/G Sub-tran. lines | U/G Distr. lines | Trans-formers | Capital inputs | Total Input | Real Opex | O/H Sub-tran. lines | O/H Distr. lines | U/G Sub-tran. lines | U/G Distr. lines | Trans-formers | Capital
2006 | 1 | 1 | 1 | 1 | 1 | 1 | 1 | 1 | 1 | 1 | 1 | 1 | 1 | 1 | 1 | 1 | 1 | 1 | 1 | 1 | 1 | 1 |  |  | 2006
2007 | 1.0227 | 1 | 1.012 | 1.0049 | 1.2809 | 0.96915 | 0.99518 | 1.0068 | 1 | 0.9963 | 1 | 1.0157 | 1.0231 | 1.0142 | 1.0102 | 0.9885 | 0.99518 | 0.99887 | 0.99518 | 0.97982 | 0.97267 | 0.98127 |  |  | 2007 | 0.022434 | 0 | 0.011902 | 0.0049119 | 0.24754 | -0.031337 | -0.0048352 | 0.0067363 | 0 | -0.0037054 | 0 | 0.015549 | 0.022876 | 0.014075 | 0.010144 | -0.011571 | -0.0048352 | -0.0011298 | -0.0048352 | -0.020385 | -0.027712 | -0.01891
2008 | 1.0323 | 1 | 1.0255 | 1.0028 | 0.7501 | 0.99208 | 1.0186 | 1.0699 | 1 | 0.99089 | 1 | 1.0176 | 1.0443 | 1.0229 | 1.0425 | 0.95209 | 1.0186 | 1.028 | 1.0186 | 1.001 | 0.97541 | 0.99578 |  |  | 2008 | 0.0093374 | 0 | 0.01331 | -0.0021328 | -0.53508 | 0.023383 | 0.023285 | 0.060809 | 0 | -0.0054469 | 0 | 0.0019053 | 0.020469 | 0.0086034 | 0.031455 | -0.037525 | 0.023285 | 0.028731 | 0.023285 | 0.021379 | 0.0028171 | 0.014681
2009 | 1.0416 | 1 | 1.0426 | 1.0196 | 0.89068 | 0.97627 | 1.0239 | 1.0739 | 1 | 0.98807 | 1 | 1.0546 | 1.0727 | 1.0462 | 1.0583 | 0.95337 | 1.0239 | 1.0362 | 1.0239 | 0.97089 | 0.95444 | 0.97865 |  |  | 2009 | 0.0089563 | 0 | 0.016505 | 0.016662 | 0.17177 | -0.016061 | 0.0051271 | 0.0037821 | 0 | -0.0028523 | 0 | 0.035664 | 0.026859 | 0.022477 | 0.015029 | 0.0013453 | 0.0051271 | 0.0079799 | 0.0051271 | -0.030537 | -0.021732 | -0.01735
2010 | 1.0501 | 1 | 1.0672 | 1.0369 | 0.78671 | 0.98038 | 1.0398 | 1.2397 | 1 | 0.98871 | 1 | 1.0951 | 1.0909 | 1.0667 | 1.14 | 0.83872 | 1.0398 | 1.0516 | 1.0398 | 0.9495 | 0.95312 | 0.97471 |  |  | 2010 | 0.0081553 | 0 | 0.023364 | 0.016802 | -0.12412 | 0.0042046 | 0.015418 | 0.14354 | 0 | 0.00065096 | 0 | 0.037696 | 0.016807 | 0.019455 | 0.074417 | -0.12812 | 0.015418 | 0.014768 | 0.015418 | -0.022278 | -0.0013892 | -0.0040368
2011 | 1.055 | 1 | 1.0934 | 1.0566 | 1.4901 | 0.98523 | 1.0284 | 1.3787 | 1 | 0.99089 | 1 | 1.1327 | 1.1203 | 1.0908 | 1.2103 | 0.74591 | 1.0284 | 1.0379 | 1.0284 | 0.90791 | 0.91796 | 0.94278 |  |  | 2011 | 0.0046317 | 0 | 0.024187 | 0.018776 | 0.63874 | 0.0049251 | -0.010976 | 0.10629 | 0 | 0.0022014 | 0 | 0.033813 | 0.026613 | 0.022326 | 0.059862 | -0.11727 | -0.010976 | -0.013177 | -0.010976 | -0.044789 | -0.037589 | -0.033302
2012 | 1.0482 | 1.1136 | 1.1209 | 1.0736 | 1.0408 | 1.1136 | 1.095 | 1.4793 | 1.1162 | 0.97717 | 1 | 1.1739 | 1.1276 | 1.1099 | 1.2616 | 0.74023 | 0.98104 | 1.1206 | 1.095 | 0.93285 | 0.97112 | 0.98664 |  |  | 2012 | -0.0064646 | 0.10758 | 0.02484 | 0.01598 | -0.35885 | 0.12247 | 0.062767 | 0.070421 | 0.10993 | -0.013947 | 0 | 0.035674 | 0.00647 | 0.0173 | 0.04147 | -0.0076542 | -0.047165 | 0.076713 | 0.062767 | 0.027093 | 0.056296 | 0.045466
2013 | 1.0528 | 1.1136 | 1.1472 | 1.0893 | 0.94071 | 1.1074 | 1.1102 | 1.5797 | 1.1162 | 0.97096 | 1 | 1.2148 | 1.1499 | 1.1296 | 1.3197 | 0.70277 | 0.9946 | 1.1434 | 1.1102 | 0.91386 | 0.96547 | 0.98278 |  |  | 2013 | 0.0044122 | 0 | 0.023223 | 0.014531 | -0.10112 | -0.0055579 | 0.01373 | 0.065659 | 0 | -0.006376 | 0 | 0.034294 | 0.019567 | 0.017646 | 0.045042 | -0.051928 | 0.01373 | 0.020107 | 0.01373 | -0.020564 | -0.0058365 | -0.0039161
2014 | 1.0259 | 1.1136 | 1.1566 | 1.1027 | 0.88584 | 1.0631 | 1.1168 | 1.7556 | 1.1165 | 0.96046 | 3.8573 | 1.2588 | 1.1828 | 1.1548 | 1.4137 | 0.63612 | 1.0002 | 1.1628 | 0.28952 | 0.8872 | 0.94415 | 0.96703 |  |  | 2014 | -0.025867 | 0 | 0.0081751 | 0.012225 | -0.060096 | -0.040808 | 0.0059283 | 0.10557 | 0.00026694 | -0.010872 | 1.35 | 0.035534 | 0.028252 | 0.022087 | 0.068772 | -0.099639 | 0.0056612 | 0.0168 | -1.344 | -0.029606 | -0.022324 | -0.016158
2015 | 1.0355 | 1.1628 | 1.177 | 1.1274 | 1.1053 | 1.1628 | 1.1412 | 1.6906 | 1.1161 | 0.93621 | 3.8715 | 1.3022 | 1.1997 | 1.168 | 1.387 | 0.67502 | 1.0224 | 1.2189 | 0.29476 | 0.87632 | 0.95122 | 0.97704 |  |  | 2015 | 0.0092473 | 0.043251 | 0.017423 | 0.022123 | 0.22136 | 0.089617 | 0.021601 | -0.037754 | -0.00032697 | -0.025567 | 0.0036647 | 0.033939 | 0.014137 | 0.011302 | -0.019032 | 0.059355 | 0.021927 | 0.047167 | 0.017936 | -0.012338 | 0.0074642 | 0.010299
2016 | 1.0427 | 1.1628 | 1.1971 | 1.1371 | 1.2004 | 1.0621 | 1.146 | 1.0234 | 1.1214 | 0.94688 | 3.8587 | 1.3145 | 1.2104 | 1.1788 | 1.112 | 1.1199 | 1.0219 | 1.2103 | 0.297 | 0.87185 | 0.94685 | 0.97221 |  |  | 2016 | 0.0069965 | 0 | 0.01696 | 0.008621 | 0.082491 | -0.0906 | 0.0042664 | -0.50194 | 0.0047409 | 0.011332 | -0.0033044 | 0.009376 | 0.0088771 | 0.0092263 | -0.22102 | 0.50621 | -0.0004735 | -0.0070648 | 0.0075714 | -0.0051088 | -0.0046094 | -0.0049595
2017 | 1.0565 | 1.1628 | 1.2393 | 1.1417 | 1.3986 | 1.0926 | 1.1493 | 1.1101 | 1.0833 | 0.96063 | 3.9083 | 1.3296 | 1.2166 | 1.1865 | 1.1523 | 1.0353 | 1.061 | 1.1964 | 0.29408 | 0.86441 | 0.9447 | 0.96869 |  |  | 2017 | 0.013087 | 0 | 0.034646 | 0.0040205 | 0.15286 | 0.028334 | 0.002864 | 0.08135 | -0.034646 | 0.01442 | 0.012757 | 0.011436 | 0.005134 | 0.0064923 | 0.035582 | -0.078486 | 0.03751 | -0.011557 | -0.0098932 | -0.0085729 | -0.0022703 | -0.003628
2018 | 1.034 | 1.2883 | 1.2785 | 1.1527 | 1.147 | 1.2883 | 1.2111 | 1.3398 | 1.0843 | 0.96698 | 3.9239 | 1.3449 | 1.2314 | 1.1986 | 1.2586 | 0.90401 | 1.117 | 1.2525 | 0.30866 | 0.90057 | 0.98355 | 1.0105 |  |  | 2018 | -0.021506 | 0.1025 | 0.031133 | 0.0095557 | -0.19836 | 0.16477 | 0.052388 | 0.18802 | 0.00094024 | 0.0065812 | 0.00399 | 0.011412 | 0.012095 | 0.010142 | 0.088271 | -0.13563 | 0.051447 | 0.045808 | 0.048398 | 0.040977 | 0.040293 | 0.042247
2019 | 1.0464 | 1.2883 | 1.3148 | 1.1636 | 1.3127 | 1.0958 | 1.217 | 1.2906 | 1.0843 | 0.9684 | 3.9239 | 1.3651 | 1.2723 | 1.2221 | 1.2503 | 0.94296 | 1.1224 | 1.2567 | 0.31015 | 0.89153 | 0.95653 | 0.99584 |  |  | 2019 | 0.011936 | 0 | 0.028053 | 0.0094179 | 0.13497 | -0.16182 | 0.0048308 | -0.037363 | -1.8446e-06 | 0.0014695 | 0 | 0.014919 | 0.032685 | 0.019428 | -0.0066237 | 0.042193 | 0.0048334 | 0.0033612 | 0.0048309 | -0.010089 | -0.027855 | -0.014598
2020 | 1.0351 | 1.2883 | 1.3413 | 1.201 | 1.334 | 1.2359 | 1.2355 | 1.2291 | 1.1741 | 0.97174 | 3.974 | 1.4075 | 1.2904 | 1.2478 | 1.2364 | 1.0052 | 1.0523 | 1.2715 | 0.3109 | 0.87784 | 0.95749 | 0.99016 |  |  | 2020 | -0.010906 | 0 | 0.019884 | 0.031695 | 0.016095 | 0.1203 | 0.015106 | -0.048833 | 0.079614 | 0.0034418 | 0.01269 | 0.030575 | 0.014097 | 0.020831 | -0.011188 | 0.06394 | -0.064508 | 0.011664 | 0.0024159 | -0.015469 | 0.001009 | -0.0057248
2021 | 1.0336 | 1.34 | 1.3753 | 1.2171 | 1.4849 | 1.34 | 1.2597 | 1.162 | 1.1976 | 0.97283 | 3.969 | 1.4385 | 1.3057 | 1.2642 | 1.2118 | 1.0841 | 1.0518 | 1.2948 | 0.31737 | 0.87571 | 0.96474 | 0.99642 |  |  | 2021 | -0.0013806 | 0.039299 | 0.025103 | 0.013283 | 0.10718 | 0.080819 | 0.019344 | -0.056157 | 0.019812 | 0.0011201 | -0.0012552 | 0.021781 | 0.011803 | 0.01304 | -0.020098 | 0.075501 | -0.00046861 | 0.018224 | 0.0206 | -0.0024363 | 0.0075413 | 0.0063049
2022 | 1.0507 | 1.3823 | 1.4041 | 1.2252 | 1.9383 | 1.3823 | 1.2637 | 1.2266 | 1.2865 | 0.97729 | 3.969 | 1.4558 | 1.3168 | 1.2798 | 1.2501 | 1.0302 | 0.98229 | 1.2931 | 0.3184 | 0.86805 | 0.95968 | 0.98745 |  |  | 2022 | 0.01635 | 0.031095 | 0.020692 | 0.0066299 | 0.26642 | 0.031095 | 0.0032195 | 0.054152 | 0.071604 | 0.0045759 | 0 | 0.012003 | 0.0084819 | 0.012262 | 0.0311 | -0.050933 | -0.068384 | -0.0013563 | 0.0032194 | -0.0087834 | -0.0052628 | -0.0090425
2023 | 1.0808 | 1.6338 | 1.4331 | 1.2295 | 1.6655 | 1.6338 | 1.3635 | 1.1644 | 1.3029 | 0.9763 | 3.9694 | 1.4685 | 1.3174 | 1.2841 | 1.2288 | 1.1709 | 1.0465 | 1.3966 | 0.3435 | 0.92846 | 1.035 | 1.0618 |  |  | 2023 | 0.028239 | 0.16719 | 0.020445 | 0.0035198 | -0.15169 | 0.16719 | 0.075973 | -0.052036 | 0.012661 | -0.0010081 | 8.7675e-05 | 0.0086967 | 0.00043808 | 0.0033847 | -0.017166 | 0.12801 | 0.063311 | 0.076981 | 0.075885 | 0.067276 | 0.075535 | 0.072588
Growth Rate 2006-2023 | 0.4568% | 2.888% | 2.117% | 1.215% | 3.001% | 2.888% | 1.824% | 0.8956% | 1.556% | -0.1411% | 8.109% | 2.26% | 1.622% | 1.471% | 1.212% | 0.9282% | 0.2673% | 1.965% | -6.286% | -0.4367% | 0.2022% | 0.3527% | 17 | yrs
Growth Rate 2006-2012 | 0.7842% | 1.793% | 1.902% | 1.183% | 0.6667% | 1.793% | 1.513% | 6.526% | 1.832% | -0.385% | 0% | 2.672% | 2.002% | 1.737% | 3.873% | -5.013% | -0.3191% | 1.898% | 1.513% | -1.159% | -0.4885% | -0.2242% | 6 | yrs
Growth Rate 2012-2023 | 0.2783% | 3.485% | 2.234% | 1.233% | 4.274% | 3.485% | 1.993% | -2.176% | 1.406% | -0.008018% | 12.53% | 2.036% | 1.414% | 1.326% | -0.2396% | 4.169% | 0.5872% | 2.001% | -10.54% | -0.04286% | 0.579% | 0.6674% | 11 | yrs
Growth Rate 2023 | 2.824% | 16.72% | 2.044% | 0.352% | -15.17% | 16.72% | 7.597% | -5.204% | 1.266% | -0.1008% | 0.008768% | 0.8697% | 0.04381% | 0.3385% | -1.717% | 12.8% | 6.331% | 7.698% | 7.588% | 6.728% | 7.554% | 7.259%
0.30529
2.AGD: individual output & input indexes, 2006-2023 | [24 empty] | AGD
| Output Indexes | [6 empty] | Input Indexes | [7 empty] | Partial Productivity Indexes | [9 empty] | Output | [6 empty] | Input | [7 empty] | Partial productivity indexes
Year | Energy | Rat. max demand | Customers | Circuit length | CMOS | Max Demand | Total Output | Real Opex | O/H Sub-tran. lines | O/H Distr. lines | U/G Sub-tran. lines | U/G Distr. lines | Trans-formers | Capital | Total Input | Real Opex | O/H Sub-tran. lines | O/H Distr. lines | U/G Sub-tran. lines | U/G Distr. lines | Trans-formers | Capital |  |  | Year | Energy | Rat. max demand | Customers | Circuit length | CMOS | Max Demand | Total Output | Real Opex | O/H Sub-tran. lines | O/H Distr. lines | U/G Sub-tran. lines | U/G Distr. lines | Trans-formers | Capital inputs | Total Input | Real Opex | O/H Sub-tran. lines | O/H Distr. lines | U/G Sub-tran. lines | U/G Distr. lines | Trans-formers | Capital
2006 | 1 | 1 | 1 | 1 | 1 | 1 | 1 | 1 | 1 | 1 | 1 | 1 | 1 | 1 | 1 | 1 | 1 | 1 | 1 | 1 | 1 | 1 |  |  | 2006
2007 | 1.0107 | 1 | 1.01 | 1.0034 | 0.99267 | 0.98521 | 1.0057 | 0.8494 | 0.94844 | 0.99794 | 0.99733 | 1.0306 | 1.0451 | 1.0248 | 0.95025 | 1.184 | 1.0604 | 1.0078 | 1.0084 | 0.97582 | 0.96232 | 0.98136 |  |  | 2007 | 0.01062 | 0 | 0.0099236 | 0.0034152 | -0.0073537 | -0.014899 | 0.0056928 | -0.16322 | -0.052942 | -0.0020655 | -0.0026712 | 0.030169 | 0.044103 | 0.02451 | -0.051028 | 0.16892 | 0.058635 | 0.0077578 | 0.0083639 | -0.024477 | -0.03841 | -0.018817
2008 | 1.0144 | 1.0279 | 1.0182 | 1.0124 | 1.1357 | 1.0279 | 1.0037 | 1.2049 | 0.94887 | 0.9985 | 0.98821 | 1.0518 | 1.0877 | 1.0496 | 1.1132 | 0.83307 | 1.0578 | 1.0053 | 1.0157 | 0.95431 | 0.9228 | 0.95631 |  |  | 2008 | 0.0037193 | 0.027523 | 0.008102 | 0.0089372 | 0.13461 | 0.042422 | -0.0019498 | 0.3496 | 0.00045812 | 0.00056791 | -0.0091909 | 0.020344 | 0.039984 | 0.023908 | 0.15828 | -0.35155 | -0.0024077 | -0.0025176 | 0.0072407 | -0.022294 | -0.041934 | -0.025857
2009 | 1.0195 | 1.043 | 1.0258 | 1.0186 | 1.2559 | 1.043 | 0.99939 | 1.0912 | 0.96104 | 0.99916 | 0.96119 | 1.0783 | 1.1401 | 1.0795 | 1.0789 | 0.91587 | 1.0399 | 1.0002 | 1.0397 | 0.92684 | 0.87658 | 0.92582 |  |  | 2009 | 0.0049618 | 0.014603 | 0.0074794 | 0.0060591 | 0.1006 | 0.014603 | -0.0043581 | -0.099109 | 0.012745 | 0.00065767 | -0.027722 | 0.024846 | 0.047024 | 0.028046 | -0.031298 | 0.094751 | -0.017104 | -0.0050153 | 0.023364 | -0.029204 | -0.051382 | -0.032404
2010 | 1.0137 | 1.043 | 1.0328 | 1.0259 | 0.93722 | 1.032 | 1.0442 | 1.242 | 0.97392 | 0.99575 | 0.99079 | 1.0999 | 1.1925 | 1.113 | 1.1615 | 0.84073 | 1.0722 | 1.0487 | 1.0539 | 0.94938 | 0.87564 | 0.93816 |  |  | 2010 | -0.0056777 | 0 | 0.0067608 | 0.0071452 | -0.2927 | -0.010655 | 0.043873 | 0.12947 | 0.013312 | -0.0034168 | 0.030331 | 0.019844 | 0.044945 | 0.030633 | 0.073734 | -0.085598 | 0.030561 | 0.047289 | 0.013542 | 0.024028 | -0.0010729 | 0.01324
2011 | 1.0149 | 1.0729 | 1.0404 | 1.0395 | 1.0684 | 1.0729 | 1.0484 | 1.1908 | 0.99524 | 0.99374 | 1.0085 | 1.1323 | 1.213 | 1.1336 | 1.1468 | 0.88046 | 1.0534 | 1.055 | 1.0396 | 0.92592 | 0.86432 | 0.92485 |  |  | 2011 | 0.001185 | 0.028254 | 0.0073856 | 0.013176 | 0.13103 | 0.03891 | 0.004037 | -0.042131 | 0.021661 | -0.002018 | 0.017714 | 0.029055 | 0.01705 | 0.018322 | -0.012729 | 0.046169 | -0.017623 | 0.0060551 | -0.013677 | -0.025017 | -0.013012 | -0.014285
2012 | 0.97425 | 1.0729 | 1.0488 | 1.0486 | 0.95573 | 0.97519 | 1.062 | 1.3113 | 1.0036 | 0.98908 | 1.0258 | 1.1688 | 1.2651 | 1.1691 | 1.2099 | 0.80989 | 1.0582 | 1.0738 | 1.0353 | 0.90869 | 0.83949 | 0.90839 |  |  | 2012 | -0.040893 | 0 | 0.008001 | 0.0087486 | -0.11148 | -0.095508 | 0.01289 | 0.096436 | 0.008397 | -0.0047088 | 0.017041 | 0.031679 | 0.042036 | 0.030853 | 0.053555 | -0.083545 | 0.0044932 | 0.0176 | -0.0041516 | -0.018789 | -0.029146 | -0.017963
2013 | 0.87443 | 1.0729 | 1.0575 | 1.0573 | 0.822 | 0.98282 | 1.0689 | 1.0354 | 1.0153 | 0.98555 | 1.0541 | 1.2005 | 1.3094 | 1.2014 | 1.1299 | 1.0323 | 1.0527 | 1.0845 | 1.014 | 0.89039 | 0.81629 | 0.88971 |  |  | 2013 | -0.1081 | 0 | 0.0082259 | 0.0082661 | -0.15073 | 0.0077969 | 0.0064198 | -0.23623 | 0.01159 | -0.0035751 | 0.027184 | 0.026762 | 0.034443 | 0.027197 | -0.068342 | 0.24265 | -0.0051703 | 0.009994 | -0.020764 | -0.020342 | -0.028023 | -0.020777
2014 | 0.84738 | 1.0729 | 1.0679 | 1.0653 | 0.93936 | 0.84544 | 1.0604 | 1.1504 | 0.97436 | 1.0039 | 1.1069 | 1.2313 | 1.3493 | 1.2322 | 1.1941 | 0.9218 | 1.0883 | 1.0563 | 0.95802 | 0.86121 | 0.7859 | 0.86055 |  |  | 2014 | -0.031419 | 0 | 0.0098027 | 0.0074908 | 0.13345 | -0.15057 | -0.007953 | 0.10526 | -0.04119 | 0.01842 | 0.048849 | 0.025365 | 0.029997 | 0.025372 | 0.055222 | -0.11321 | 0.033237 | -0.026373 | -0.056801 | -0.033318 | -0.03795 | -0.033325
2015 | 0.85092 | 1.0729 | 1.0798 | 1.0666 | 0.88627 | 0.87849 | 1.0688 | 1.3521 | 1.0158 | 1.0154 | 1.0204 | 1.2436 | 1.3679 | 1.2378 | 1.2735 | 0.79047 | 1.0521 | 1.0526 | 1.0474 | 0.85946 | 0.78134 | 0.86347 |  |  | 2015 | 0.0041686 | 0 | 0.011082 | 0.0012608 | -0.058173 | 0.03834 | 0.0078762 | 0.16158 | 0.041665 | 0.011428 | -0.081346 | 0.009919 | 0.013687 | 0.0044825 | 0.064413 | -0.15371 | -0.03379 | -0.0035516 | 0.089221 | -0.0020435 | -0.0058118 | 0.0033935
2016 | 0.85051 | 1.0729 | 1.0919 | 1.07 | 0.95403 | 0.94903 | 1.0666 | 1.2034 | 0.99926 | 1.0317 | 1.0743 | 1.2573 | 1.384 | 1.2557 | 1.23 | 0.8863 | 1.0674 | 1.0338 | 0.99281 | 0.84832 | 0.77066 | 0.84939 |  |  | 2016 | -0.0004843 | 0 | 0.011152 | 0.0031321 | 0.073678 | 0.07724 | -0.0020371 | -0.11647 | -0.016433 | 0.015926 | 0.051516 | 0.011003 | 0.011737 | 0.014399 | -0.034805 | 0.11443 | 0.014397 | -0.017963 | -0.053552 | -0.013039 | -0.013773 | -0.016436
2017 | 0.85221 | 1.0729 | 1.1039 | 1.0749 | 1.0021 | 1.0191 | 1.0663 | 1.0662 | 1.023 | 1.0462 | 1.0983 | 1.2762 | 1.3243 | 1.2375 | 1.1643 | 1.0001 | 1.0423 | 1.0192 | 0.97083 | 0.83548 | 0.80517 | 0.86162 |  |  | 2017 | 0.0019937 | 0 | 0.010975 | 0.0045505 | 0.049136 | 0.071232 | -0.00033101 | -0.1211 | 0.023452 | 0.013953 | 0.022057 | 0.014926 | -0.044141 | -0.014627 | -0.054893 | 0.12077 | -0.023782 | -0.014284 | -0.022388 | -0.015257 | 0.04381 | 0.014296
2018 | 0.84285 | 1.0729 | 1.1171 | 1.0801 | 0.89368 | 0.9439 | 1.0814 | 0.91554 | 0.98331 | 1.0411 | 1.0587 | 1.2916 | 1.3397 | 1.2402 | 1.1043 | 1.1812 | 1.0998 | 1.0387 | 1.0215 | 0.8373 | 0.80726 | 0.87202 |  |  | 2018 | -0.011038 | 0 | 0.011869 | 0.0049049 | -0.11449 | -0.076652 | 0.014133 | -0.15233 | -0.039541 | -0.0048569 | -0.036714 | 0.011948 | 0.011543 | 0.0021375 | -0.052863 | 0.16647 | 0.053674 | 0.01899 | 0.050847 | 0.0021853 | 0.0025898 | 0.011996
2019 | 0.84408 | 1.0729 | 1.1294 | 1.0843 | 0.96919 | 0.97074 | 1.0777 | 0.86794 | 0.98299 | 1.1038 | 1.0295 | 1.3075 | 1.3385 | 1.2466 | 1.0886 | 1.2417 | 1.0964 | 0.97633 | 1.0469 | 0.82425 | 0.80514 | 0.86451 |  |  | 2019 | 0.0014564 | 0 | 0.010928 | 0.0038154 | 0.081118 | 0.028041 | -0.0034532 | -0.053389 | -0.00033087 | 0.058484 | -0.028007 | 0.012258 | -0.00082593 | 0.0052003 | -0.014393 | 0.049936 | -0.0031227 | -0.061938 | 0.024554 | -0.015711 | -0.0026276 | -0.0086541
2020 | 0.82782 | 1.0729 | 1.1396 | 1.0917 | 1.2075 | 0.98384 | 1.0546 | 0.76712 | 0.96634 | 1.0394 | 1.0809 | 1.327 | 1.3538 | 1.2555 | 1.0449 | 1.3748 | 1.0914 | 1.0146 | 0.97572 | 0.79476 | 0.77903 | 0.84005 |  |  | 2020 | -0.019461 | 0 | 0.0090101 | 0.0068219 | 0.21988 | 0.013398 | -0.02164 | -0.12348 | -0.017083 | -0.060139 | 0.048745 | 0.0148 | 0.01132 | 0.007067 | -0.040906 | 0.10184 | -0.0045563 | 0.038499 | -0.070384 | -0.03644 | -0.032959 | -0.028706
2021 | 0.81198 | 1.0729 | 1.1475 | 1.0966 | 0.93219 | 0.92704 | 1.0868 | 0.72163 | 0.96721 | 1.0496 | 1.0676 | 1.3394 | 1.3608 | 1.2617 | 1.0194 | 1.506 | 1.1236 | 1.0354 | 1.018 | 0.81139 | 0.79861 | 0.86138 |  |  | 2021 | -0.019316 | 0 | 0.0068577 | 0.0044885 | -0.2588 | -0.059461 | 0.030012 | -0.061129 | 0.00089938 | 0.0097635 | -0.01239 | 0.009298 | 0.0051904 | 0.0049326 | -0.024763 | 0.091141 | 0.029113 | 0.02025 | 0.042404 | 0.020715 | 0.024822 | 0.02508
2022 | 0.80461 | 1.0729 | 1.1532 | 1.1025 | 0.99349 | 0.91296 | 1.0826 | 0.63355 | 0.9515 | 1.1195 | 1.073 | 1.3515 | 1.3111 | 1.2476 | 0.97281 | 1.7088 | 1.1378 | 0.9671 | 1.009 | 0.80108 | 0.82577 | 0.86778 |  |  | 2022 | -0.0091187 | 0 | 0.0049743 | 0.005384 | 0.063683 | -0.0153 | -0.003813 | -0.13018 | -0.016374 | 0.064435 | 0.0050426 | 0.0089727 | -0.037257 | -0.011213 | -0.046741 | 0.12636 | 0.01256 | -0.068248 | -0.0088566 | -0.012786 | 0.033444 | 0.0073994
2023 | 0.8156 | 1.0729 | 1.1594 | 1.108 | 0.79458 | 0.93555 | 1.1114 | 0.69878 | 0.96065 | 1.1294 | 1.0183 | 1.3621 | 1.3113 | 1.2462 | 1.0157 | 1.5905 | 1.1569 | 0.9841 | 1.0914 | 0.81596 | 0.84756 | 0.89184 |  |  | 2023 | 0.013566 | 0 | 0.0053991 | 0.0049753 | -0.22341 | 0.024439 | 0.026224 | 0.098006 | 0.0095669 | 0.0087931 | -0.052261 | 0.0078282 | 0.00018685 | -0.0011236 | 0.043177 | -0.071781 | 0.016658 | 0.017432 | 0.078486 | 0.018397 | 0.026037 | 0.027349
Growth Rate 2006-2023 | -1.199% | 0.414% | 0.8702% | 0.6034% | -1.353% | -0.3919% | 0.6213% | -2.108% | -0.2362% | 0.7156% | 0.1069% | 1.818% | 1.594% | 1.295% | 0.09186% | 2.73% | 0.8575% | -0.09426% | 0.5144% | -1.196% | -0.9729% | -0.6734% | 17 | yrs
Growth Rate 2006-2012 | -0.4347% | 1.173% | 0.7942% | 0.7913% | -0.7547% | -0.4188% | 1.003% | 4.517% | 0.06051% | -0.1831% | 0.425% | 2.599% | 3.919% | 2.605% | 3.175% | -3.514% | 0.9426% | 1.186% | 0.578% | -1.596% | -2.916% | -1.601% | 6 | yrs
Growth Rate 2012-2023 | -1.616% | 0% | 0.9116% | 0.5008% | -1.679% | -0.3772% | 0.4131% | -5.722% | -0.398% | 1.206% | -0.0666% | 1.392% | 0.3262% | 0.5802% | -1.59% | 6.135% | 0.8111% | -0.7927% | 0.4797% | -0.9785% | 0.08689% | -0.1671% | 11 | yrs
Growth Rate 2023 | 1.357% | 0% | 0.5399% | 0.4975% | -22.34% | 2.444% | 2.622% | 9.801% | 0.9567% | 0.8793% | -5.226% | 0.7828% | 0.01869% | -0.1124% | 4.318% | -7.178% | 1.666% | 1.743% | 7.849% | 1.84% | 2.604% | 2.735%
3.CIT: individual output & input indexes, 2006-2023 | [24 empty] | CIT
| Output Indexes | [6 empty] | Input Indexes | [7 empty] | Partial Productivity Indexes | [9 empty] | Output | [6 empty] | Input | [7 empty] | Partial productivity indexes
Year | Energy | Rat. max demand | Customers | Circuit length | CMOS | Max Demand | Total Output | Real Opex | O/H Sub-tran. lines | O/H Distr. lines | U/G Sub-tran. lines | U/G Distr. lines | Trans-formers | Capital | Total Input | Real Opex | O/H Sub-tran. lines | O/H Distr. lines | U/G Sub-tran. lines | U/G Distr. lines | Trans-formers | Capital |  |  | Year | Energy | Rat. max demand | Customers | Circuit length | CMOS | Max Demand | Total Output | Real Opex | O/H Sub-tran. lines | O/H Distr. lines | U/G Sub-tran. lines | U/G Distr. lines | Trans-formers | Capital inputs | Total Input | Real Opex | O/H Sub-tran. lines | O/H Distr. lines | U/G Sub-tran. lines | U/G Distr. lines | Trans-formers | Capital
2006 | 1 | 1 | 1 | 1 | 1 | 1 | 1 | 1 | 1 | 1 | 1 | 1 | 1 | 1 | 1 | 1 | 1 | 1 | 1 | 1 | 1 | 1 |  |  | 2006
2007 | 1.0175 | 1.028 | 1.0169 | 1.0314 | 0.90093 | 1.028 | 1.0318 | 1.0314 | 1.0138 | 1.0138 | 1.0553 | 1.0536 | 1.0136 | 1.0358 | 1.0329 | 1.0004 | 1.0177 | 1.0177 | 0.97774 | 0.97929 | 1.018 | 0.99611 |  |  | 2007 | 0.017306 | 0.027574 | 0.016741 | 0.030934 | -0.10433 | 0.027574 | 0.031303 | 0.030916 | 0.013754 | 0.013754 | 0.053817 | 0.052229 | 0.013499 | 0.035205 | 0.032416 | 0.00038693 | 0.017549 | 0.017549 | -0.022513 | -0.020926 | 0.017804 | -0.0039021
2008 | 1.0209 | 1.0755 | 1.0277 | 1.0214 | 0.69003 | 1.0755 | 1.0563 | 1.0059 | 0.96999 | 0.96999 | 1.0906 | 1.089 | 1.0516 | 1.0631 | 1.042 | 1.0502 | 1.089 | 1.089 | 0.96858 | 0.96999 | 1.0045 | 0.99365 |  |  | 2008 | 0.0033332 | 0.045174 | 0.010613 | -0.0097163 | -0.26669 | 0.045174 | 0.023504 | -0.025046 | -0.044222 | -0.044222 | 0.03292 | 0.03305 | 0.036835 | 0.025975 | 0.00868 | 0.048551 | 0.067726 | 0.067726 | -0.0094157 | -0.0095465 | -0.013332 | -0.0024703
2009 | 1.0203 | 1.1043 | 1.0373 | 1.0299 | 1.2426 | 1.1043 | 1.0466 | 1.1874 | 0.96954 | 0.96954 | 1.1108 | 1.11 | 1.0648 | 1.079 | 1.1141 | 0.88146 | 1.0795 | 1.0795 | 0.94224 | 0.94292 | 0.9829 | 0.97 |  |  | 2009 | -0.00051245 | 0.026465 | 0.0093024 | 0.0082386 | 0.58824 | 0.026465 | -0.0092347 | 0.16588 | -0.00046857 | -0.00046857 | 0.01833 | 0.019071 | 0.012488 | 0.014852 | 0.06697 | -0.17511 | -0.0087664 | -0.0087664 | -0.027565 | -0.028306 | -0.021723 | -0.024087
2010 | 1.0393 | 1.1043 | 1.0515 | 1.0374 | 1.2768 | 1.0589 | 1.0527 | 1.2471 | 0.96657 | 0.96657 | 1.1315 | 1.134 | 1.1 | 1.1023 | 1.1501 | 0.84414 | 1.0891 | 1.0891 | 0.93033 | 0.92831 | 0.95702 | 0.95505 |  |  | 2010 | 0.018404 | 0 | 0.013601 | 0.0072607 | 0.027098 | -0.042007 | 0.0058009 | 0.049061 | -0.0030642 | -0.0030642 | 0.018521 | 0.021415 | 0.032483 | 0.021333 | 0.031752 | -0.04326 | 0.0088655 | 0.0088655 | -0.01272 | -0.015614 | -0.026682 | -0.015533
2011 | 1.0218 | 1.1043 | 1.066 | 1.0841 | 0.97912 | 1.0919 | 1.0868 | 1.2083 | 0.9848 | 0.98295 | 1.0918 | 1.2245 | 1.1171 | 1.1497 | 1.1678 | 0.89943 | 1.1035 | 1.1056 | 0.99538 | 0.88748 | 0.97282 | 0.94524 |  |  | 2011 | -0.016998 | 0 | 0.013655 | 0.044044 | -0.26542 | 0.030693 | 0.031821 | -0.031618 | 0.018681 | 0.016804 | -0.035759 | 0.076793 | 0.015441 | 0.042142 | 0.015289 | 0.063439 | 0.01314 | 0.015016 | 0.06758 | -0.044973 | 0.01638 | -0.010321
2012 | 1.0184 | 1.1043 | 1.0802 | 1.0889 | 1.2733 | 1.0357 | 1.0776 | 1.4575 | 0.9848 | 0.98664 | 1.3529 | 1.2218 | 1.1346 | 1.1789 | 1.2732 | 0.73937 | 1.0943 | 1.0922 | 0.79654 | 0.88198 | 0.94978 | 0.91408 |  |  | 2012 | -0.0032683 | 0 | 0.01328 | 0.0044252 | 0.26274 | -0.05282 | -0.0084339 | 0.18753 | 0 | 0.0037492 | 0.21441 | -0.0022082 | 0.015538 | 0.025089 | 0.086393 | -0.19596 | -0.008434 | -0.012182 | -0.22284 | -0.0062247 | -0.023971 | -0.033522
2013 | 1.0011 | 1.1043 | 1.0941 | 1.1001 | 1.1914 | 1.1036 | 1.0872 | 1.4214 | 0.9848 | 0.98689 | 1.3766 | 1.2403 | 1.1537 | 1.1955 | 1.2738 | 0.76485 | 1.104 | 1.1016 | 0.78974 | 0.87652 | 0.94238 | 0.90939 |  |  | 2013 | -0.017201 | 0 | 0.012762 | 0.010174 | -0.066515 | 0.063513 | 0.0088203 | -0.025065 | 0 | 0.0002494 | 0.017392 | 0.015024 | 0.016647 | 0.01397 | 0.00047822 | 0.033886 | 0.0088208 | 0.0085704 | -0.0085714 | -0.0062033 | -0.0078266 | -0.0051499
2014 | 0.9907 | 1.1043 | 1.1049 | 1.1341 | 1.542 | 1.0971 | 1.0872 | 1.4947 | 1.0279 | 0.95347 | 1.4796 | 1.2601 | 1.1837 | 1.2191 | 1.3164 | 0.72735 | 1.0577 | 1.1402 | 0.73476 | 0.86277 | 0.91849 | 0.89176 |  |  | 2014 | -0.010412 | 0 | 0.0098089 | 0.030466 | 0.25797 | -0.0059436 | 4.5991e-06 | 0.050267 | 0.042838 | -0.034452 | 0.072168 | 0.015815 | 0.025675 | 0.019577 | 0.032946 | -0.050263 | -0.042834 | 0.034457 | -0.072163 | -0.015811 | -0.02567 | -0.019573
2015 | 0.99484 | 1.1043 | 1.1117 | 1.1402 | 1.1861 | 0.94833 | 1.1066 | 1.4395 | 1.0309 | 0.95451 | 1.5073 | 1.273 | 1.189 | 1.2292 | 1.3018 | 0.76872 | 1.0734 | 1.1593 | 0.73413 | 0.8693 | 0.93068 | 0.90023 |  |  | 2015 | 0.0041762 | 0 | 0.0060878 | 0.0053416 | -0.26245 | -0.1457 | 0.017699 | -0.037614 | 0.0029027 | 0.0010901 | 0.018549 | 0.010159 | 0.0045207 | 0.0082423 | -0.011214 | 0.055313 | 0.014796 | 0.016608 | -0.00085112 | 0.0075391 | 0.013177 | 0.0094559
2016 | 0.98343 | 1.1043 | 1.1393 | 1.1492 | 1.1289 | 1.0465 | 1.1166 | 1.443 | 1.0312 | 0.94348 | 1.6424 | 1.2821 | 1.2046 | 1.2471 | 1.3148 | 0.77378 | 1.0828 | 1.1835 | 0.67982 | 0.87089 | 0.92689 | 0.89536 |  |  | 2016 | -0.011535 | 0 | 0.024589 | 0.0078975 | -0.049371 | 0.098532 | 0.008981 | 0.0024208 | 0.00028515 | -0.011615 | 0.085841 | 0.0071521 | 0.013059 | 0.014404 | 0.009956 | 0.0065595 | 0.0086957 | 0.020596 | -0.07686 | 0.0018285 | -0.0040781 | -0.0054233
2017 | 0.99035 | 1.1266 | 1.1506 | 1.1513 | 0.94941 | 1.1266 | 1.1355 | 1.4073 | 1.0283 | 0.95385 | 1.641 | 1.2921 | 1.2094 | 1.2537 | 1.3048 | 0.80686 | 1.1043 | 1.1904 | 0.69195 | 0.8788 | 0.93891 | 0.90569 |  |  | 2017 | 0.0070074 | 0.019954 | 0.0098597 | 0.001837 | -0.17319 | 0.073692 | 0.016817 | -0.025044 | -0.0028416 | 0.010927 | -0.00086737 | 0.0077764 | 0.0039295 | 0.0053471 | -0.0076119 | 0.041862 | 0.019658 | 0.0058907 | 0.017685 | 0.0090411 | 0.012888 | 0.01147
2018 | 0.97469 | 1.1645 | 1.1617 | 1.1479 | 1.1755 | 1.1645 | 1.1385 | 1.2713 | 1.0194 | 0.92867 | 1.67 | 1.2566 | 1.2122 | 1.2368 | 1.2454 | 0.89559 | 1.1168 | 1.226 | 0.68176 | 0.90604 | 0.9392 | 0.92053 |  |  | 2018 | -0.015936 | 0.033126 | 0.0095853 | -0.0029845 | 0.2136 | 0.033126 | 0.0026675 | -0.10166 | -0.0086009 | -0.026749 | 0.017506 | -0.027862 | 0.0023563 | -0.013587 | -0.0466 | 0.10433 | 0.011267 | 0.029416 | -0.01484 | 0.030528 | 0.00031042 | 0.016254
2019 | 0.97289 | 1.1645 | 1.1696 | 1.1533 | 1.0234 | 1.1311 | 1.1482 | 1.3916 | 1.0194 | 0.92803 | 1.67 | 1.2579 | 1.2289 | 1.243 | 1.2922 | 0.82509 | 1.1263 | 1.2372 | 0.68753 | 0.91278 | 0.93429 | 0.92373 |  |  | 2019 | -0.0018509 | 0 | 0.0068056 | 0.0047349 | -0.1386 | -0.029075 | 0.0084156 | 0.090407 | -4.218e-05 | -0.00069629 | -1.497e-05 | 0.0010117 | 0.013658 | 0.0049512 | 0.036893 | -0.081991 | 0.0084579 | 0.0091118 | 0.0084308 | 0.0074042 | -0.0052414 | 0.0034649
2020 | 0.86678 | 1.1753 | 1.1746 | 1.1563 | 1.3244 | 1.1753 | 1.1307 | 1.3418 | 1.0205 | 0.90705 | 1.8585 | 1.2392 | 1.2507 | 1.2516 | 1.2797 | 0.84266 | 1.108 | 1.2466 | 0.60839 | 0.91242 | 0.90409 | 0.90342 |  |  | 2020 | -0.11548 | 0.0092648 | 0.0042206 | 0.0025468 | 0.25785 | 0.038339 | -0.015326 | -0.036404 | 0.0010491 | -0.022859 | 0.10696 | -0.014937 | 0.017537 | 0.0068999 | -0.0096838 | 0.021078 | -0.016375 | 0.0075329 | -0.12229 | -0.00038911 | -0.032864 | -0.022227
2021 | 0.85757 | 1.1753 | 1.1759 | 1.1597 | 1.0481 | 0.97259 | 1.1418 | 1.2138 | 1.0194 | 0.9086 | 1.875 | 1.2588 | 1.2337 | 1.256 | 1.2333 | 0.94062 | 1.12 | 1.2566 | 0.60892 | 0.90701 | 0.92545 | 0.90902 |  |  | 2021 | -0.021353 | 0 | 0.0022327 | 0.0059379 | -0.46793 | -0.3787 | 0.019452 | -0.2005 | -0.0020648 | 0.0033984 | 0.017724 | 0.031342 | -0.027244 | 0.0071016 | -0.074012 | 0.21995 | 0.021517 | 0.016053 | 0.0017284 | -0.011891 | 0.046697 | 0.012352
2022 | 0.879 | 1.1753 | 1.1808 | 1.1586 | 0.89696 | 1.0193 | 1.1506 | 1.2531 | 1.0205 | 0.91425 | 1.875 | 1.2333 | 1.2496 | 1.2496 | 1.2448 | 0.91819 | 1.1275 | 1.2585 | 0.61363 | 0.93295 | 0.92074 | 0.92079 |  |  | 2022 | 0.024674 | 0 | 0.004166 | -0.00097313 | -0.15573 | 0.0469 | 0.0077101 | 0.031845 | 0.0010324 | 0.006207 | 0 | -0.020486 | 0.012813 | -0.0051533 | 0.0092881 | -0.024134 | 0.0066777 | 0.0015037 | 0.0077106 | 0.028197 | -0.0051018 | 0.012863
2023 | 0.90713 | 1.1753 | 1.1855 | 1.1628 | 0.87599 | 1.0412 | 1.1574 | 1.3326 | 1.0205 | 0.91276 | 1.9021 | 1.2428 | 1.261 | 1.2594 | 1.2821 | 0.86854 | 1.1342 | 1.2681 | 0.60851 | 0.9313 | 0.91789 | 0.91901 |  |  | 2023 | 0.0315 | 0 | 0.0039708 | 0.0036624 | -0.023653 | 0.021256 | 0.0059419 | 0.061535 | 0 | -0.0016392 | 0.014327 | 0.007713 | 0.0090416 | 0.0078733 | 0.02953 | -0.055594 | 0.0059415 | 0.0075802 | -0.008386 | -0.0017719 | -0.0031 | -0.0019318
Growth Rate 2006-2023 | -0.5908% | 0.9791% | 1.031% | 0.9143% | -0.8024% | 0.2446% | 0.8862% | 1.74% | 0.1228% | -0.5532% | 3.897% | 1.318% | 1.405% | 1.398% | 1.506% | -0.8542% | 0.7633% | 1.439% | -3.011% | -0.4313% | -0.5193% | -0.5118% | 16.5 | yrs
Growth Rate 2006-2012 | 0.3044% | 1.654% | 1.287% | 1.42% | 4.027% | 0.5847% | 1.246% | 6.279% | -0.2553% | -0.2241% | 5.037% | 3.339% | 2.105% | 2.743% | 4.025% | -5.033% | 1.501% | 1.47% | -3.791% | -2.093% | -0.8587% | -1.497% | 6 | yrs
Growth Rate 2012-2023 | -1.102% | 0.5938% | 0.8854% | 0.6254% | -3.562% | 0.05033% | 0.6805% | -0.853% | 0.339% | -0.7413% | 3.245% | 0.1623% | 1.006% | 0.6293% | 0.06643% | 1.534% | 0.3416% | 1.422% | -2.564% | 0.5183% | -0.3253% | 0.05124% | 10.5 | yrs
Growth Rate 2023 | 3.15% | 0% | 0.3971% | 0.3662% | -2.365% | 2.126% | 0.5942% | 6.153% | 0% | -0.1639% | 1.433% | 0.7713% | 0.9042% | 0.7873% | 2.953% | -5.559% | 0.5942% | 0.758% | -0.8386% | -0.1772% | -0.31% | -0.1932% |  | yrs
4.END: individual output & input indexes, 2006-2023 | [24 empty] | END
| Output Indexes | [6 empty] | Input Indexes | [7 empty] | Partial Productivity Indexes | [9 empty] | Output | [6 empty] | Input | [7 empty] | Partial productivity indexes
Year | Energy | Rat. max demand | Customers | Circuit length | CMOS | Max Demand | Total Output | Real Opex | O/H Sub-tran. lines | O/H Distr. lines | U/G Sub-tran. lines | U/G Distr. lines | Trans-formers | Capital | Total Input | Real Opex | O/H Sub-tran. lines | O/H Distr. lines | U/G Sub-tran. lines | U/G Distr. lines | Trans-formers | Capital |  |  | Year | Energy | Rat. max demand | Customers | Circuit length | CMOS | Max Demand | Total Output | Real Opex | O/H Sub-tran. lines | O/H Distr. lines | U/G Sub-tran. lines | U/G Distr. lines | Trans-formers | Capital inputs | Total Input | Real Opex | O/H Sub-tran. lines | O/H Distr. lines | U/G Sub-tran. lines | U/G Distr. lines | Trans-formers | Capital
2006 | 1 | 1 | 1 | 1 | 1 | 1 | 1 | 1 | 1 | 1 | 1 | 1 | 1 | 1 | 1 | 1 | 1 | 1 | 1 | 1 | 1 | 1 |  |  | 2006
2007 | 1.0167 | 1 | 1.012 | 1.0123 | 0.97835 | 0.98025 | 1.0139 | 1.065 | 1.0089 | 1.0012 | 1.099 | 1.0837 | 1.0613 | 1.0568 | 1.0617 | 0.95202 | 1.0049 | 1.0126 | 0.92251 | 0.93558 | 0.95529 | 0.95936 |  |  | 2007 | 0.016527 | 0 | 0.011905 | 0.012258 | -0.021893 | -0.019943 | 0.013772 | 0.062943 | 0.0088705 | 0.0012083 | 0.09443 | 0.080356 | 0.059508 | 0.055258 | 0.059883 | -0.049171 | 0.004902 | 0.012564 | -0.080658 | -0.066585 | -0.045736 | -0.041486
2008 | 1.0533 | 1 | 1.0237 | 1.0267 | 1.0484 | 0.97647 | 1.0152 | 1.2919 | 1.0274 | 1.0034 | 1.1643 | 1.173 | 1.0994 | 1.1022 | 1.1876 | 0.78581 | 0.98815 | 1.0118 | 0.87198 | 0.8655 | 0.92342 | 0.92108 |  |  | 2008 | 0.035355 | 0 | 0.011486 | 0.014124 | 0.069166 | -0.0038637 | 0.0013228 | 0.19319 | 0.018148 | 0.002183 | 0.057657 | 0.079191 | 0.035254 | 0.042049 | 0.11206 | -0.19187 | -0.016826 | -0.0008605 | -0.056334 | -0.077869 | -0.033931 | -0.040727
2009 | 1.0134 | 1.0596 | 1.0342 | 1.0354 | 1.003 | 1.0596 | 1.0493 | 1.1694 | 1.0319 | 1.0029 | 1.2508 | 1.2352 | 1.1306 | 1.1362 | 1.1495 | 0.89729 | 1.0169 | 1.0462 | 0.83887 | 0.84945 | 0.92806 | 0.92347 |  |  | 2009 | -0.038597 | 0.057891 | 0.010248 | 0.0083731 | -0.044311 | 0.081698 | 0.033014 | -0.099647 | 0.004353 | -0.00046553 | 0.071722 | 0.051723 | 0.028003 | 0.03042 | -0.032621 | 0.13266 | 0.028661 | 0.03348 | -0.038707 | -0.018707 | 0.0050118 | 0.0025951
2010 | 1.0125 | 1.0596 | 1.043 | 1.0427 | 0.83397 | 1.0396 | 1.082 | 1.1385 | 1.0348 | 1.0023 | 1.2592 | 1.3067 | 1.1674 | 1.173 | 1.1567 | 0.95043 | 1.0457 | 1.0796 | 0.8593 | 0.82808 | 0.92692 | 0.92248 |  |  | 2010 | -0.00087173 | 0 | 0.0084461 | 0.0070633 | -0.18452 | -0.019084 | 0.030746 | -0.026789 | 0.0027988 | -0.00061638 | 0.0066788 | 0.056232 | 0.031981 | 0.031813 | 0.0062891 | 0.057534 | 0.027947 | 0.031362 | 0.024066 | -0.025487 | -0.0012366 | -0.0010681
2011 | 1.0177 | 1.1014 | 1.0536 | 1.0537 | 0.81593 | 1.1014 | 1.108 | 1.1772 | 1.0349 | 1.0021 | 1.3285 | 1.3953 | 1.1873 | 1.2047 | 1.1912 | 0.94121 | 1.0706 | 1.1057 | 0.83401 | 0.79409 | 0.93321 | 0.91974 |  |  | 2011 | 0.0051797 | 0.038652 | 0.010133 | 0.010443 | -0.02186 | 0.057736 | 0.023682 | 0.03343 | 0.00012562 | -0.00023349 | 0.053554 | 0.06559 | 0.016911 | 0.026666 | 0.029364 | -0.0097479 | 0.023556 | 0.023916 | -0.029871 | -0.041908 | 0.0067716 | -0.0029833
2012 | 0.95986 | 1.1014 | 1.0638 | 1.0659 | 0.99952 | 0.8937 | 1.0822 | 1.2879 | 1.0475 | 1.0016 | 1.5818 | 1.4817 | 1.22 | 1.2458 | 1.2622 | 0.84029 | 1.0331 | 1.0804 | 0.68413 | 0.73038 | 0.88703 | 0.86868 |  |  | 2012 | -0.058557 | 0 | 0.009627 | 0.011522 | 0.20294 | -0.20893 | -0.023571 | 0.08985 | 0.012132 | -0.00045416 | 0.17453 | 0.060066 | 0.027186 | 0.033543 | 0.057874 | -0.11342 | -0.035704 | -0.023117 | -0.1981 | -0.083637 | -0.050758 | -0.057114
2013 | 0.9305 | 1.1014 | 1.0822 | 1.0801 | 1.1367 | 1.0122 | 1.071 | 1.1213 | 1.0685 | 0.99871 | 1.7539 | 1.5736 | 1.2723 | 1.2971 | 1.2192 | 0.95517 | 1.0024 | 1.0724 | 0.61064 | 0.68064 | 0.84178 | 0.8257 |  |  | 2013 | -0.031073 | 0 | 0.017155 | 0.013248 | 0.12861 | 0.12448 | -0.010347 | -0.1385 | 0.019814 | -0.0029084 | 0.1033 | 0.060185 | 0.042017 | 0.040389 | -0.034684 | 0.12815 | -0.030162 | -0.0074386 | -0.11364 | -0.070533 | -0.052364 | -0.050736
2014 | 0.90934 | 1.1014 | 1.1065 | 1.0944 | 0.92042 | 0.88942 | 1.1092 | 1.3015 | 1.0484 | 0.99227 | 1.9428 | 1.6543 | 1.3407 | 1.3493 | 1.3318 | 0.85224 | 1.058 | 1.1178 | 0.57092 | 0.67047 | 0.82729 | 0.82202 |  |  | 2014 | -0.023002 | 0 | 0.022206 | 0.013131 | -0.21106 | -0.12928 | 0.035001 | 0.14902 | -0.019009 | -0.0064711 | 0.10226 | 0.050058 | 0.052363 | 0.039472 | 0.088384 | -0.11402 | 0.054012 | 0.041472 | -0.067257 | -0.015057 | -0.017362 | -0.0044717
2015 | 0.93786 | 1.1014 | 1.1251 | 1.1102 | 1.0347 | 0.95076 | 1.1073 | 1.2926 | 1.0721 | 0.97789 | 1.9996 | 1.7339 | 1.3478 | 1.3711 | 1.339 | 0.85665 | 1.0329 | 1.1324 | 0.55376 | 0.63862 | 0.82157 | 0.8076 |  |  | 2015 | 0.030889 | 0 | 0.016673 | 0.014356 | 0.11705 | 0.066691 | -0.0016792 | -0.0068379 | 0.022368 | -0.014604 | 0.028843 | 0.046986 | 0.0052601 | 0.016015 | 0.0053624 | 0.0051591 | -0.024047 | 0.012925 | -0.030522 | -0.048665 | -0.0069387 | -0.017692
2016 | 0.96797 | 1.1014 | 1.1398 | 1.1244 | 0.99534 | 1.0841 | 1.1253 | 1.3397 | 1.0687 | 0.97169 | 2.0162 | 1.8101 | 1.3778 | 1.401 | 1.3788 | 0.83997 | 1.053 | 1.1581 | 0.55815 | 0.62169 | 0.81676 | 0.80325 |  |  | 2016 | 0.031602 | 0 | 0.013015 | 0.012768 | -0.038793 | 0.13122 | 0.016136 | 0.0358 | -0.0031371 | -0.0063613 | 0.0082355 | 0.043002 | 0.022008 | 0.021546 | 0.029307 | -0.019663 | 0.019272 | 0.022498 | 0.0079009 | -0.026866 | -0.0058725 | -0.0054102
2017 | 0.9721 | 1.1495 | 1.1585 | 1.1406 | 0.85676 | 1.1495 | 1.1773 | 1.2062 | 1.069 | 0.97175 | 2.1406 | 1.8918 | 1.399 | 1.4302 | 1.329 | 0.97602 | 1.1013 | 1.2115 | 0.55 | 0.62232 | 0.84153 | 0.82318 |  |  | 2017 | 0.0042481 | 0.042795 | 0.016261 | 0.014298 | -0.14993 | 0.058612 | 0.045159 | -0.10496 | 0.00028628 | 6.4834e-05 | 0.05987 | 0.044151 | 0.015275 | 0.020651 | -0.036815 | 0.15012 | 0.044873 | 0.045094 | -0.01471 | 0.0010088 | 0.029884 | 0.024508
2018 | 0.96763 | 1.1495 | 1.1836 | 1.1576 | 0.8414 | 1.0604 | 1.1927 | 1.131 | 1.0287 | 0.97206 | 2.1676 | 1.978 | 1.4284 | 1.4585 | 1.3061 | 1.0545 | 1.1594 | 1.227 | 0.55024 | 0.60298 | 0.83501 | 0.81772 |  |  | 2018 | -0.0046049 | 0 | 0.021442 | 0.014759 | -0.018087 | -0.080712 | 0.012976 | -0.0644 | -0.038408 | 0.00032308 | 0.012543 | 0.044549 | 0.02076 | 0.01962 | -0.017351 | 0.077376 | 0.051384 | 0.012652 | 0.00043263 | -0.031574 | -0.0077844 | -0.0066448
2019 | 0.97458 | 1.1495 | 1.2096 | 1.1804 | 0.95079 | 1.1007 | 1.1913 | 1.1568 | 1.0307 | 0.96988 | 2.2655 | 2.0746 | 1.4467 | 1.4873 | 1.3337 | 1.0298 | 1.1558 | 1.2283 | 0.52586 | 0.57427 | 0.8235 | 0.801 |  |  | 2019 | 0.0071584 | 0 | 0.021665 | 0.01955 | 0.12223 | 0.037298 | -0.0011267 | 0.022593 | 0.0019306 | -0.0022488 | 0.044186 | 0.047658 | 0.012755 | 0.01954 | 0.020891 | -0.02372 | -0.0030572 | 0.0011216 | -0.045313 | -0.048785 | -0.013882 | -0.020668
2020 | 0.96019 | 1.1495 | 1.235 | 1.194 | 1.0869 | 1.1275 | 1.1793 | 1.0107 | 1.0238 | 0.96377 | 2.274 | 2.1433 | 1.4681 | 1.5058 | 1.2672 | 1.1669 | 1.152 | 1.2237 | 0.51861 | 0.55024 | 0.80333 | 0.7832 |  |  | 2020 | -0.014881 | 0 | 0.020782 | 0.011446 | 0.13374 | 0.024061 | -0.010125 | -0.13505 | -0.0067695 | -0.0063191 | 0.0037559 | 0.032612 | 0.014666 | 0.012348 | -0.051141 | 0.12493 | -0.0033547 | -0.003805 | -0.01388 | -0.042736 | -0.02479 | -0.022471
2021 | 0.97214 | 1.1495 | 1.2564 | 1.207 | 0.83357 | 1.0135 | 1.2317 | 1.0444 | 0.98995 | 0.9639 | 2.2958 | 2.2388 | 1.4926 | 1.5304 | 1.2898 | 1.1793 | 1.2443 | 1.2779 | 0.53653 | 0.55019 | 0.82523 | 0.80486 |  |  | 2021 | 0.01237 | 0 | 0.017184 | 0.010821 | -0.26532 | -0.10655 | 0.043473 | 0.032843 | -0.033606 | 0.00013446 | 0.0095029 | 0.043561 | 0.01658 | 0.016188 | 0.017653 | 0.010629 | 0.077078 | 0.043339 | 0.03397 | -8.8147e-05 | 0.026892 | 0.027285
2022 | 0.97182 | 1.1495 | 1.2747 | 1.2217 | 1.1766 | 0.97683 | 1.1861 | 1.0365 | 0.98838 | 0.96372 | 2.4312 | 2.3221 | 1.4713 | 1.5371 | 1.2887 | 1.1444 | 1.2 | 1.2307 | 0.48786 | 0.51079 | 0.80616 | 0.77161 |  |  | 2022 | -0.00033077 | 0 | 0.014482 | 0.012083 | 0.3447 | -0.036873 | -0.037786 | -0.0076803 | -0.0015849 | -0.00018458 | 0.057314 | 0.036534 | -0.014408 | 0.0044081 | -0.00080358 | -0.030104 | -0.0362 | -0.037601 | -0.0951 | -0.074319 | -0.023377 | -0.042194
2023 | 0.98178 | 1.1495 | 1.2947 | 1.2337 | 1.0084 | 1.0695 | 1.2242 | 1.0472 | 0.98756 | 0.96308 | 2.4276 | 2.3831 | 1.5232 | 1.5721 | 1.3215 | 1.1689 | 1.2396 | 1.2711 | 0.50426 | 0.51369 | 0.80367 | 0.77868 |  |  | 2023 | 0.010197 | 0 | 0.015535 | 0.0097736 | -0.15429 | 0.090601 | 0.031612 | 0.010346 | -0.00083059 | -0.00066753 | -0.0014592 | 0.025943 | 0.034709 | 0.022493 | 0.025093 | 0.021265 | 0.032443 | 0.032279 | 0.033071 | 0.0056685 | -0.0030975 | 0.0091185
Growth Rate 2006-2023 | -0.1082% | 0.8196% | 1.519% | 1.235% | 0.04927% | 0.3951% | 1.19% | 0.2715% | -0.07363% | -0.2213% | 5.217% | 5.108% | 2.475% | 2.661% | 1.64% | 0.9183% | 1.263% | 1.411% | -4.027% | -3.918% | -1.286% | -1.472% | 17 | yrs
Growth Rate 2006-2012 | -0.6827% | 1.609% | 1.031% | 1.063% | -0.008019% | -1.873% | 1.316% | 4.216% | 0.7738% | 0.02703% | 7.643% | 6.553% | 3.314% | 3.662% | 3.881% | -2.9% | 0.5423% | 1.289% | -6.327% | -5.237% | -1.998% | -2.346% | 6 | yrs
Growth Rate 2012-2023 | 0.2052% | 0.389% | 1.785% | 1.329% | 0.08052% | 1.632% | 1.121% | -1.88% | -0.5359% | -0.3568% | 3.894% | 4.32% | 2.018% | 2.115% | 0.4172% | 3.001% | 1.657% | 1.478% | -2.773% | -3.199% | -0.8972% | -0.9943% | 11 | yrs
Growth Rate 2023 | 1.02% | 0% | 1.553% | 0.9774% | -15.43% | 9.06% | 3.161% | 1.035% | -0.08306% | -0.06675% | -0.1459% | 2.594% | 3.471% | 2.249% | 2.509% | 2.126% | 3.244% | 3.228% | 3.307% | 0.5668% | -0.3097% | 0.9119%
5.ENX: individual output & input indexes, 2006-2023 | [24 empty] | ENX
| Output Indexes | [6 empty] | Input Indexes | [7 empty] | Partial Productivity Indexes | [9 empty] | Output | [6 empty] | Input | [7 empty] | Partial productivity indexes
Year | Energy | Rat. max demand | Customers | Circuit length | CMOS | Max Demand | Total Output | Real Opex | O/H Sub-tran. lines | O/H Distr. lines | U/G Sub-tran. lines | U/G Distr. lines | Trans-formers | Capital | Total Input | Real Opex | O/H Sub-tran. lines | O/H Distr. lines | U/G Sub-tran. lines | U/G Distr. lines | Trans-formers | Capital |  |  | Year | Energy | Rat. max demand | Customers | Circuit length | CMOS | Max Demand | Total Output | Real Opex | O/H Sub-tran. lines | O/H Distr. lines | U/G Sub-tran. lines | U/G Distr. lines | Trans-formers | Capital inputs | Total Input | Real Opex | O/H Sub-tran. lines | O/H Distr. lines | U/G Sub-tran. lines | U/G Distr. lines | Trans-formers | Capital
2006 | 1 | 1 | 1 | 1 | 1 | 1 | 1 | 1 | 1 | 1 | 1 | 1 | 1 | 1 | 1 | 1 | 1 | 1 | 1 | 1 | 1 | 1 |  |  | 2006
2007 | 1.0043 | 1.0929 | 1.0198 | 1.0212 | 0.70167 | 1.0929 | 1.1207 | 1.1526 | 1.0397 | 1.0065 | 1.1481 | 1.1012 | 1.0743 | 1.0682 | 1.1017 | 0.9723 | 1.0779 | 1.1134 | 0.97612 | 1.0176 | 1.0431 | 1.0492 |  |  | 2007 | 0.0043077 | 0.088851 | 0.019638 | 0.020933 | -0.35429 | 0.088851 | 0.11392 | 0.14201 | 0.038886 | 0.006475 | 0.1381 | 0.09643 | 0.07171 | 0.065938 | 0.096844 | -0.028087 | 0.075036 | 0.10745 | -0.024174 | 0.017491 | 0.042211 | 0.047984
2008 | 1.026 | 1.1352 | 1.0427 | 1.0392 | 0.81597 | 1.1352 | 1.1292 | 1.2247 | 1.0387 | 1.0104 | 1.3317 | 1.1878 | 1.1204 | 1.1178 | 1.1603 | 0.92201 | 1.0872 | 1.1176 | 0.84793 | 0.95066 | 1.0079 | 1.0102 |  |  | 2008 | 0.021404 | 0.03798 | 0.022131 | 0.017498 | 0.1509 | 0.03798 | 0.0076058 | 0.060715 | -0.00093922 | 0.0038614 | 0.14839 | 0.075692 | 0.041955 | 0.045428 | 0.051857 | -0.05311 | 0.0085447 | 0.0037444 | -0.14079 | -0.068086 | -0.034349 | -0.037822
2009 | 1.0667 | 1.1898 | 1.0622 | 1.0593 | 0.75209 | 1.1898 | 1.1839 | 1.257 | 1.0621 | 1.0142 | 1.4156 | 1.276 | 1.1775 | 1.1682 | 1.2031 | 0.94185 | 1.1148 | 1.1674 | 0.83638 | 0.92785 | 1.0055 | 1.0135 |  |  | 2009 | 0.038894 | 0.046984 | 0.018559 | 0.019222 | -0.081518 | 0.046984 | 0.04732 | 0.026032 | 0.022265 | 0.0037578 | 0.061033 | 0.07161 | 0.049702 | 0.044111 | 0.03618 | 0.021288 | 0.025054 | 0.043562 | -0.013714 | -0.02429 | -0.0023821 | 0.003209
2010 | 1.0764 | 1.2538 | 1.0788 | 1.0741 | 0.73765 | 1.2538 | 1.2234 | 1.2358 | 1.0878 | 1.0169 | 1.5033 | 1.3481 | 1.2166 | 1.2074 | 1.2186 | 0.98991 | 1.1246 | 1.2031 | 0.81378 | 0.90748 | 1.0055 | 1.0132 |  |  | 2010 | 0.0090075 | 0.052349 | 0.015506 | 0.013863 | -0.019393 | 0.05235 | 0.032769 | -0.016997 | 0.02395 | 0.0026528 | 0.060164 | 0.054967 | 0.032727 | 0.033026 | 0.012854 | 0.049766 | 0.0088194 | 0.030117 | -0.027395 | -0.022198 | 4.177e-05 | -0.00025757
2011 | 1.0405 | 1.2538 | 1.0945 | 1.0882 | 0.67243 | 1.1949 | 1.243 | 1.3623 | 1.1101 | 1.0196 | 1.6353 | 1.4085 | 1.2534 | 1.2453 | 1.2906 | 0.91246 | 1.1197 | 1.2192 | 0.76012 | 0.88253 | 0.9917 | 0.99815 |  |  | 2011 | -0.033866 | 0 | 0.014433 | 0.012965 | -0.092565 | -0.048131 | 0.015928 | 0.097399 | 0.020306 | 0.0026222 | 0.084138 | 0.043804 | 0.02978 | 0.030895 | 0.057373 | -0.081471 | -0.004379 | 0.013305 | -0.068211 | -0.027876 | -0.013853 | -0.014968
2012 | 1.0287 | 1.2538 | 1.1087 | 1.1004 | 0.5549 | 1.0966 | 1.273 | 1.4697 | 1.155 | 1.0225 | 1.6613 | 1.4608 | 1.2839 | 1.2741 | 1.3494 | 0.86615 | 1.1022 | 1.2449 | 0.76624 | 0.87142 | 0.99147 | 0.99912 |  |  | 2012 | -0.011438 | 0 | 0.012958 | 0.011184 | -0.19212 | -0.08578 | 0.023803 | 0.075887 | 0.039597 | 0.002899 | 0.015782 | 0.036477 | 0.024035 | 0.02283 | 0.044589 | -0.052083 | -0.015792 | 0.020905 | 0.0080221 | -0.012673 | -0.00023114 | 0.00097393
2013 | 1.0212 | 1.2538 | 1.1218 | 1.1098 | 0.58883 | 1.109 | 1.272 | 1.5661 | 1.1579 | 1.0241 | 1.7753 | 1.5072 | 1.3115 | 1.3023 | 1.409 | 0.81223 | 1.0985 | 1.2421 | 0.7165 | 0.84398 | 0.9699 | 0.97671 |  |  | 2013 | -0.007335 | 0 | 0.011723 | 0.0085143 | 0.059363 | 0.011191 | -0.00074342 | 0.063535 | 0.0025596 | 0.0015069 | 0.066376 | 0.031252 | 0.021258 | 0.021938 | 0.043189 | -0.064278 | -0.0033035 | -0.00225 | -0.06712 | -0.031996 | -0.022002 | -0.022682
2014 | 1.0107 | 1.2538 | 1.1357 | 1.1166 | 0.62037 | 1.0693 | 1.2706 | 1.4605 | 1.1799 | 1.0243 | 1.816 | 1.5517 | 1.335 | 1.3247 | 1.381 | 0.86998 | 1.0769 | 1.2405 | 0.69968 | 0.81883 | 0.95176 | 0.95914 |  |  | 2014 | -0.010356 | 0 | 0.012259 | 0.0060853 | 0.052177 | -0.036433 | -0.0011138 | -0.069799 | 0.018797 | 0.00022945 | 0.022643 | 0.029138 | 0.017764 | 0.017044 | -0.020051 | 0.068685 | -0.01991 | -0.0013438 | -0.023758 | -0.030252 | -0.018878 | -0.018159
2015 | 1.026 | 1.2538 | 1.1527 | 1.1266 | 0.75933 | 1.1228 | 1.2585 | 1.5438 | 1.1649 | 1.0256 | 1.8925 | 1.5843 | 1.3933 | 1.3613 | 1.4366 | 0.81521 | 1.0803 | 1.2271 | 0.665 | 0.79436 | 0.90327 | 0.92447 |  |  | 2015 | 0.01507 | 0 | 0.014932 | 0.0089365 | 0.20211 | 0.048834 | -0.0095711 | 0.055447 | -0.012757 | 0.0012966 | 0.041263 | 0.020773 | 0.042719 | 0.02724 | 0.039456 | -0.065018 | 0.0031856 | -0.010868 | -0.050834 | -0.030343 | -0.05229 | -0.036811
2016 | 1.0252 | 1.2538 | 1.1728 | 1.1403 | 0.67734 | 1.1378 | 1.2825 | 1.3882 | 1.1765 | 1.0268 | 1.8812 | 1.6459 | 1.4087 | 1.3791 | 1.3818 | 0.92386 | 1.0902 | 1.2491 | 0.68175 | 0.77921 | 0.91044 | 0.92996 |  |  | 2016 | -0.00077319 | 0 | 0.017264 | 0.012049 | -0.11426 | 0.013211 | 0.018919 | -0.1062 | 0.0098489 | 0.0011518 | -0.0059575 | 0.038174 | 0.011011 | 0.013002 | -0.038892 | 0.12512 | 0.00907 | 0.017767 | 0.024876 | -0.019255 | 0.0079076 | 0.0059169
2017 | 1.0357 | 1.2538 | 1.1949 | 1.1522 | 0.58167 | 1.1945 | 1.3112 | 1.3557 | 1.2003 | 1.0272 | 1.9001 | 1.6944 | 1.434 | 1.4011 | 1.3794 | 0.96715 | 1.0924 | 1.2764 | 0.69009 | 0.77384 | 0.91441 | 0.93582 |  |  | 2017 | 0.01019 | 0 | 0.018626 | 0.01038 | -0.15227 | 0.04867 | 0.022119 | -0.023675 | 0.020058 | 0.00043134 | 0.0099586 | 0.029033 | 0.017772 | 0.015833 | -0.0017217 | 0.045793 | 0.0020609 | 0.021687 | 0.01216 | -0.0069148 | 0.0043466 | 0.0062857
2018 | 1.0312 | 1.2538 | 1.2159 | 1.1631 | 0.64071 | 1.2032 | 1.3103 | 1.3776 | 1.1965 | 1.027 | 1.9007 | 1.7423 | 1.4459 | 1.4134 | 1.396 | 0.95115 | 1.0952 | 1.2759 | 0.68938 | 0.75207 | 0.9062 | 0.92709 |  |  | 2018 | -0.0043484 | 0 | 0.017493 | 0.0094238 | 0.096668 | 0.0072454 | -0.00068815 | 0.015995 | -0.003201 | -0.00025995 | 0.00034572 | 0.027845 | 0.0083295 | 0.0086922 | 0.01191 | -0.016683 | 0.0025115 | -0.00042863 | -0.001034 | -0.028533 | -0.0090178 | -0.0093802
2019 | 1.0392 | 1.2538 | 1.2345 | 1.174 | 0.66392 | 1.2345 | 1.3168 | 1.2995 | 1.1888 | 1.0268 | 1.8861 | 1.7895 | 1.4611 | 1.4255 | 1.3679 | 1.0133 | 1.1077 | 1.2825 | 0.69819 | 0.73587 | 0.90129 | 0.9238 |  |  | 2019 | 0.0077326 | 0 | 0.015159 | 0.0093725 | 0.035596 | 0.025696 | 0.0049666 | -0.058368 | -0.0064194 | -0.00019282 | -0.007739 | 0.026736 | 0.010398 | 0.0085127 | -0.020311 | 0.063334 | 0.011387 | 0.0051595 | 0.012706 | -0.021768 | -0.0054309 | -0.0035456
2020 | 1.0254 | 1.2628 | 1.2509 | 1.1829 | 0.71456 | 1.2628 | 1.3173 | 1.254 | 1.2129 | 1.0264 | 1.9772 | 1.8297 | 1.478 | 1.4451 | 1.3554 | 1.0505 | 1.086 | 1.2834 | 0.66622 | 0.71995 | 0.89122 | 0.91152 |  |  | 2020 | -0.013438 | 0.0072017 | 0.013199 | 0.0075117 | 0.073498 | 0.022697 | 0.00032573 | -0.03564 | 0.020067 | -0.00038672 | 0.047206 | 0.022202 | 0.011558 | 0.013715 | -0.0091668 | 0.035967 | -0.019741 | 0.0007132 | -0.04688 | -0.021877 | -0.011232 | -0.013389
2021 | 1.025 | 1.2628 | 1.2668 | 1.1902 | 0.73366 | 1.145 | 1.3208 | 1.2856 | 1.2238 | 1.0267 | 1.9712 | 1.8607 | 1.493 | 1.4564 | 1.3705 | 1.0274 | 1.0792 | 1.2865 | 0.67003 | 0.70981 | 0.88465 | 0.90686 |  |  | 2021 | -0.00037847 | 0 | 0.012585 | 0.0061416 | 0.026373 | -0.097975 | 0.0026429 | 0.024851 | 0.0089392 | 0.00026984 | -0.0030589 | 0.016833 | 0.010053 | 0.0077676 | 0.011037 | -0.022208 | -0.0062967 | 0.0023737 | 0.005702 | -0.01419 | -0.0074089 | -0.0051249
2022 | 1.0328 | 1.3196 | 1.2951 | 1.1978 | 0.89168 | 1.3196 | 1.3233 | 1.3459 | 1.2572 | 1.0269 | 1.9578 | 1.8922 | 1.5077 | 1.4683 | 1.4053 | 0.98321 | 1.0526 | 1.2886 | 0.67591 | 0.69935 | 0.87768 | 0.90122 |  |  | 2022 | 0.0076179 | 0.043996 | 0.022125 | 0.006408 | 0.19507 | 0.14197 | 0.0019153 | 0.045861 | 0.026912 | 0.00021232 | -0.0068252 | 0.016754 | 0.0098158 | 0.0081485 | 0.025139 | -0.043947 | -0.024997 | 0.0017017 | 0.0087402 | -0.014839 | -0.0079007 | -0.0062334
2023 | 1.0532 | 1.3196 | 1.3218 | 1.2061 | 0.74536 | 1.2993 | 1.3637 | 1.4558 | 1.2552 | 1.0268 | 1.9625 | 1.9253 | 1.5193 | 1.4785 | 1.4666 | 0.93675 | 1.0864 | 1.3281 | 0.69489 | 0.70834 | 0.89761 | 0.92239 |  |  | 2023 | 0.01959 | 0 | 0.020411 | 0.0069361 | -0.17923 | -0.015543 | 0.030111 | 0.078518 | -0.0015372 | -6.1353e-05 | 0.0024146 | 0.017347 | 0.0076624 | 0.0068916 | 0.042683 | -0.048407 | 0.031649 | 0.030173 | 0.027697 | 0.012765 | 0.022449 | 0.02322
Growth Rate 2006-2023 | 0.3052% | 1.632% | 1.641% | 1.102% | -1.729% | 1.54% | 1.825% | 2.209% | 1.337% | 0.1557% | 3.966% | 3.853% | 2.46% | 2.3% | 2.253% | -0.3844% | 0.4876% | 1.669% | -2.141% | -2.028% | -0.6354% | -0.4752% | 17 | yrs
Growth Rate 2006-2012 | 0.4718% | 3.769% | 1.72% | 1.594% | -9.816% | 1.538% | 4.022% | 6.417% | 2.401% | 0.3711% | 8.46% | 6.316% | 4.165% | 4.037% | 4.995% | -2.395% | 1.621% | 3.651% | -4.438% | -2.294% | -0.1427% | -0.01467% | 6 | yrs
Growth Rate 2012-2023 | 0.2143% | 0.4654% | 1.598% | 0.8342% | 2.683% | 1.541% | 0.6262% | -0.08613% | 0.757% | 0.03816% | 1.515% | 2.51% | 1.53% | 1.353% | 0.757% | 0.7123% | -0.1308% | 0.588% | -0.8886% | -1.884% | -0.9042% | -0.7264% | 11 | yrs
Growth Rate 2023 | 1.959% | 0% | 2.041% | 0.6936% | -17.92% | -1.554% | 3.011% | 7.852% | -0.1537% | -0.006135% | 0.2415% | 1.735% | 0.7662% | 0.6892% | 4.268% | -4.841% | 3.165% | 3.017% | 2.77% | 1.276% | 2.245% | 2.322%
6.ERG: individual output & input indexes, 2006-2023 | [24 empty] | ERG
| Output Indexes | [6 empty] | Input Indexes | [7 empty] | Partial Productivity Indexes | [9 empty] | Output | [6 empty] | Input | [7 empty] | Partial productivity indexes
Year | Energy | Rat. max demand | Customers | Circuit length | CMOS | Max Demand | Total Output | Real Opex | O/H Sub-tran. lines | O/H Distr. lines | U/G Sub-tran. lines | U/G Distr. lines | Trans-formers | Capital | Total Input | Real Opex | O/H Sub-tran. lines | O/H Distr. lines | U/G Sub-tran. lines | U/G Distr. lines | Trans-formers | Capital |  |  | Year | Energy | Rat. max demand | Customers | Circuit length | CMOS | Max Demand | Total Output | Real Opex | O/H Sub-tran. lines | O/H Distr. lines | U/G Sub-tran. lines | U/G Distr. lines | Trans-formers | Capital inputs | Total Input | Real Opex | O/H Sub-tran. lines | O/H Distr. lines | U/G Sub-tran. lines | U/G Distr. lines | Trans-formers | Capital
2006 | 1 | 1 | 1 | 1 | 1 | 1 | 1 | 1 | 1 | 1 | 1 | 1 | 1 | 1 | 1 | 1 | 1 | 1 | 1 | 1 | 1 | 1 |  |  | 2006
2007 | 1.0067 | 1.0169 | 1.0176 | 1.0124 | 0.70624 | 1.0169 | 1.145 | 0.91494 | 1.0218 | 1.0087 | 1.0564 | 1.1152 | 1.0277 | 1.0248 | 0.97349 | 1.2514 | 1.1205 | 1.135 | 1.0838 | 1.0267 | 1.114 | 1.1173 |  |  | 2007 | 0.0066707 | 0.016758 | 0.01746 | 0.012308 | -0.3478 | 0.016758 | 0.13536 | -0.088896 | 0.021589 | 0.0086881 | 0.054896 | 0.109 | 0.027362 | 0.024455 | -0.026868 | 0.22426 | 0.11377 | 0.12667 | 0.080468 | 0.026362 | 0.108 | 0.11091
2008 | 1.0243 | 1.0978 | 1.0378 | 1.0159 | 0.86374 | 1.0978 | 1.1245 | 0.98594 | 1.0362 | 1.0187 | 1.0803 | 1.2859 | 1.0395 | 1.0436 | 1.0176 | 1.1405 | 1.0852 | 1.1039 | 1.0409 | 0.87446 | 1.0818 | 1.0776 |  |  | 2008 | 0.017308 | 0.076593 | 0.019654 | 0.0034817 | 0.20131 | 0.076593 | -0.018022 | 0.074732 | 0.014003 | 0.009793 | 0.022374 | 0.14249 | 0.011398 | 0.018185 | 0.044353 | -0.092753 | -0.032024 | -0.027814 | -0.040396 | -0.16051 | -0.02942 | -0.036206
2009 | 1.0477 | 1.0978 | 1.0626 | 1.0234 | 0.98324 | 1.0844 | 1.0901 | 0.94851 | 1.0662 | 1.0311 | 1.0959 | 1.4237 | 1.0552 | 1.0656 | 1.0097 | 1.1493 | 1.0224 | 1.0573 | 0.99469 | 0.76567 | 1.0331 | 1.023 |  |  | 2009 | 0.022662 | 0 | 0.023629 | 0.0073407 | 0.12959 | -0.012332 | -0.031064 | -0.038703 | 0.02853 | 0.012114 | 0.014329 | 0.10179 | 0.014941 | 0.020924 | -0.0078577 | 0.0076381 | -0.059595 | -0.043179 | -0.045393 | -0.13285 | -0.046004 | -0.051989
2010 | 1.0571 | 1.1547 | 1.0846 | 1.0289 | 1.0041 | 1.1547 | 1.1178 | 0.94395 | 1.0783 | 1.0383 | 1.3157 | 1.5341 | 1.1209 | 1.1031 | 1.028 | 1.1841 | 1.0366 | 1.0765 | 0.84958 | 0.7286 | 0.99723 | 1.0133 |  |  | 2010 | 0.0089099 | 0.050497 | 0.020511 | 0.005321 | 0.021025 | 0.062828 | 0.025042 | -0.0048184 | 0.011243 | 0.0070368 | 0.18274 | 0.074675 | 0.060393 | 0.034552 | 0.018009 | 0.02986 | 0.013798 | 0.018006 | -0.1577 | -0.049634 | -0.035352 | -0.0095106
2011 | 0.98079 | 1.1547 | 1.1039 | 1.0299 | 0.94278 | 1.0903 | 1.1423 | 1.113 | 1.0877 | 1.0534 | 1.4138 | 1.6214 | 1.1502 | 1.1264 | 1.1189 | 1.0263 | 1.0502 | 1.0843 | 0.80795 | 0.70449 | 0.99306 | 1.0141 |  |  | 2011 | -0.074943 | 0 | 0.017569 | 0.00098216 | -0.063046 | -0.057417 | 0.021694 | 0.16471 | 0.0087129 | 0.014402 | 0.071932 | 0.055339 | 0.025885 | 0.020938 | 0.084716 | -0.14302 | 0.012982 | 0.0072926 | -0.050237 | -0.033644 | -0.0041897 | 0.00075665
2012 | 1.0152 | 1.1547 | 1.1204 | 1.0367 | 0.87102 | 1.1456 | 1.1801 | 1.1641 | 1.1054 | 1.0666 | 1.4571 | 1.7102 | 1.1896 | 1.154 | 1.1566 | 1.0137 | 1.0676 | 1.1064 | 0.80989 | 0.69001 | 0.99199 | 1.0226 |  |  | 2012 | 0.03452 | 0 | 0.014847 | 0.0066457 | -0.079175 | 0.049524 | 0.03256 | 0.044946 | 0.016104 | 0.012438 | 0.030159 | 0.053328 | 0.033633 | 0.024154 | 0.033157 | -0.012387 | 0.016456 | 0.020121 | 0.0024007 | -0.020768 | -0.001073 | 0.0084059
2013 | 1.0007 | 1.1547 | 1.1383 | 1.0147 | 0.7901 | 1.1231 | 1.1972 | 0.94517 | 0.95138 | 1.0775 | 1.3912 | 1.8007 | 1.2185 | 1.1459 | 1.051 | 1.2667 | 1.2584 | 1.1111 | 0.86058 | 0.66486 | 0.98251 | 1.0448 |  |  | 2013 | -0.014433 | 0 | 0.015843 | -0.021535 | -0.0975 | -0.019837 | 0.014425 | -0.20837 | -0.15002 | 0.010172 | -0.046281 | 0.051558 | 0.024031 | -0.0070449 | -0.095804 | 0.22279 | 0.16445 | 0.0042535 | 0.060707 | -0.037133 | -0.0096055 | 0.02147
2014 | 1.0171 | 1.1547 | 1.1567 | 1.019 | 0.6933 | 1.0995 | 1.2379 | 0.95608 | 0.95081 | 1.0976 | 1.4106 | 1.8774 | 1.326 | 1.2011 | 1.0845 | 1.2948 | 1.302 | 1.1278 | 0.87762 | 0.6594 | 0.93361 | 1.0307 |  |  | 2014 | 0.016222 | 0 | 0.016056 | 0.0043124 | -0.1307 | -0.021218 | 0.033449 | 0.011477 | -0.00059731 | 0.018526 | 0.013844 | 0.041692 | 0.084505 | 0.047044 | 0.031378 | 0.021972 | 0.034046 | 0.014923 | 0.019605 | -0.0082424 | -0.051057 | -0.013596
2015 | 1.0126 | 1.1547 | 1.1669 | 1.0281 | 0.86194 | 1.1101 | 1.1889 | 1.043 | 0.95362 | 1.1528 | 1.3819 | 1.9938 | 1.329 | 1.2265 | 1.1411 | 1.1399 | 1.2467 | 1.0313 | 0.86033 | 0.59632 | 0.89457 | 0.96934 |  |  | 2015 | -0.0043929 | 0 | 0.0087718 | 0.0088126 | 0.21772 | 0.0095671 | -0.040409 | 0.086991 | 0.0029525 | 0.049039 | -0.020515 | 0.060152 | 0.0023006 | 0.020969 | 0.050951 | -0.1274 | -0.043361 | -0.089448 | -0.019894 | -0.10056 | -0.042709 | -0.061377
2016 | 1.0194 | 1.1547 | 1.1846 | 1.0267 | 0.87328 | 1.0912 | 1.1895 | 1.0055 | 0.94804 | 1.143 | 1.4789 | 2.029 | 1.3899 | 1.2505 | 1.1343 | 1.183 | 1.2547 | 1.0407 | 0.80433 | 0.58628 | 0.85584 | 0.95123 |  |  | 2016 | 0.0066606 | 0 | 0.015077 | -0.0013442 | 0.013078 | -0.017143 | 0.00053144 | -0.036562 | -0.0058699 | -0.0085355 | 0.067838 | 0.017512 | 0.044793 | 0.019392 | -0.0060429 | 0.037093 | 0.0064003 | 0.0090656 | -0.067308 | -0.016982 | -0.044262 | -0.018861
2017 | 0.98857 | 1.1547 | 1.1945 | 1.0283 | 0.68278 | 1.1243 | 1.2531 | 0.89981 | 1.0051 | 1.1271 | 1.729 | 2.0704 | 1.4356 | 1.2749 | 1.0891 | 1.3926 | 1.2467 | 1.1118 | 0.72474 | 0.60524 | 0.87286 | 0.98288 |  |  | 2017 | -0.030684 | 0 | 0.0082797 | 0.0015533 | -0.24608 | 0.029877 | 0.052034 | -0.11109 | 0.05844 | -0.014041 | 0.15623 | 0.020204 | 0.032347 | 0.019304 | -0.040649 | 0.16312 | -0.0064059 | 0.066076 | -0.1042 | 0.03183 | 0.019689 | 0.03273
2018 | 0.98198 | 1.1547 | 1.2051 | 1.0248 | 0.74403 | 1.1024 | 1.2332 | 0.90098 | 1.0115 | 1.1596 | 1.7413 | 2.0044 | 1.4447 | 1.2896 | 1.0962 | 1.3688 | 1.2191 | 1.0634 | 0.70822 | 0.61525 | 0.85363 | 0.95631 |  |  | 2018 | -0.0066821 | 0 | 0.0088675 | -0.0033852 | 0.085906 | -0.019711 | -0.015978 | 0.0013013 | 0.0063958 | 0.028484 | 0.0070749 | -0.032385 | 0.0062911 | 0.011429 | 0.006478 | -0.017279 | -0.022374 | -0.044461 | -0.023053 | 0.016408 | -0.022269 | -0.027407
2019 | 1.0013 | 1.1547 | 1.2141 | 1.0268 | 0.88221 | 1.1084 | 1.191 | 0.91838 | 1.0113 | 1.1298 | 1.7588 | 2.0321 | 1.4504 | 1.2809 | 1.1018 | 1.2968 | 1.1777 | 1.0542 | 0.67716 | 0.58607 | 0.82113 | 0.92981 |  |  | 2019 | 0.019504 | 0 | 0.0073985 | 0.0019926 | 0.17035 | 0.0054568 | -0.034843 | 0.019129 | -0.00021751 | -0.026075 | 0.01001 | 0.013742 | 0.0039792 | -0.0067389 | 0.0051084 | -0.053972 | -0.034626 | -0.0087685 | -0.044853 | -0.048585 | -0.038822 | -0.028105
2020 | 1.006 | 1.1547 | 1.2214 | 1.031 | 0.86997 | 1.0613 | 1.1999 | 0.96667 | 1.0221 | 1.1378 | 1.7541 | 2.047 | 1.4369 | 1.2811 | 1.1271 | 1.2413 | 1.174 | 1.0546 | 0.68408 | 0.5862 | 0.83509 | 0.93664 |  |  | 2020 | 0.004654 | 0 | 0.0060219 | 0.004044 | -0.01397 | -0.043488 | 0.0074842 | 0.051249 | 0.010568 | 0.0070779 | -0.0026855 | 0.0072727 | -0.00937 | 0.00015691 | 0.022684 | -0.043765 | -0.0030838 | 0.00040593 | 0.01017 | 0.00021138 | 0.016854 | 0.0073271
2021 | 0.99932 | 1.1547 | 1.2298 | 1.0371 | 0.85707 | 1.0563 | 1.2096 | 0.7697 | 1.0226 | 1.1552 | 1.7546 | 2.0725 | 1.4639 | 1.3013 | 1.021 | 1.5716 | 1.1829 | 1.0471 | 0.68943 | 0.58367 | 0.82632 | 0.92958 |  |  | 2021 | -0.0066553 | 0 | 0.0069027 | 0.0058837 | -0.014943 | -0.0047159 | 0.0080529 | -0.22785 | 0.00053407 | 0.015134 | 0.00026791 | 0.012369 | 0.018604 | 0.015627 | -0.098807 | 0.23591 | 0.00752 | -0.0070799 | 0.0077856 | -0.0043155 | -0.010551 | -0.007573
2022 | 1.0218 | 1.1547 | 1.2442 | 1.0396 | 1.0278 | 1.0862 | 1.1526 | 0.77801 | 1.0279 | 1.163 | 1.7545 | 2.1037 | 1.4401 | 1.2966 | 1.025 | 1.4814 | 1.1213 | 0.99105 | 0.65693 | 0.54789 | 0.80033 | 0.88891 |  |  | 2022 | 0.022233 | 0 | 0.011593 | 0.0024539 | 0.18164 | 0.027965 | -0.048321 | 0.010739 | 0.0051908 | 0.0067398 | -4.1037e-05 | 0.014952 | -0.01636 | -0.003586 | 0.0038993 | -0.05906 | -0.053513 | -0.055062 | -0.048281 | -0.063273 | -0.031961 | -0.044736
2023 | 1.0283 | 1.1547 | 1.2602 | 1.0414 | 0.92241 | 1.0474 | 1.1983 | 0.88204 | 1.0309 | 1.1807 | 1.7528 | 2.149 | 1.5159 | 1.3353 | 1.1092 | 1.3585 | 1.1624 | 1.0149 | 0.68364 | 0.55759 | 0.79049 | 0.8974 |  |  | 2023 | 0.0063665 | 0 | 0.012783 | 0.0016915 | -0.10817 | -0.036441 | 0.038895 | 0.12549 | 0.00289 | 0.015108 | -0.00095458 | 0.021334 | 0.051266 | 0.029382 | 0.078927 | -0.086598 | 0.036006 | 0.023787 | 0.03985 | 0.017561 | -0.012371 | 0.0095135
Growth Rate 2006-2023 | 0.1642% | 0.8462% | 1.36% | 0.2386% | -0.4751% | 0.2722% | 1.064% | -0.7383% | 0.1791% | 0.9771% | 3.301% | 4.5% | 2.447% | 1.701% | 0.6096% | 1.802% | 0.885% | 0.08702% | -2.237% | -3.436% | -1.383% | -0.6368% | 17 | yrs
Growth Rate 2006-2012 | 0.2521% | 2.397% | 1.894% | 0.6013% | -2.302% | 2.266% | 2.76% | 2.533% | 1.67% | 1.075% | 6.274% | 8.944% | 2.894% | 2.387% | 2.425% | 0.2267% | 1.09% | 1.685% | -3.514% | -6.184% | -0.134% | 0.3728% | 6 | yrs
Growth Rate 2012-2023 | 0.1163% | 0% | 1.069% | 0.04073% | 0.5212% | -0.8154% | 0.1393% | -2.523% | -0.634% | 0.9239% | 1.68% | 2.076% | 2.204% | 1.327% | -0.3807% | 2.662% | 0.7733% | -0.7846% | -1.541% | -1.937% | -2.064% | -1.187% | 11 | yrs
Growth Rate 2023 | 0.6367% | 0% | 1.278% | 0.1691% | -10.82% | -3.644% | 3.89% | 12.55% | 0.289% | 1.511% | -0.09546% | 2.133% | 5.127% | 2.938% | 7.893% | -8.66% | 3.601% | 2.379% | 3.985% | 1.756% | -1.237% | 0.9514%
7.ESS: individual output & input indexes, 2006-2023 | [24 empty] | ESS
| Output Indexes | [6 empty] | Input Indexes | [7 empty] | Partial Productivity Indexes | [9 empty] | Output | [6 empty] | Input | [7 empty] | Partial productivity indexes
Year | Energy | Rat. max demand | Customers | Circuit length | CMOS | Max Demand | Total Output | Real Opex | O/H Sub-tran. lines | O/H Distr. lines | U/G Sub-tran. lines | U/G Distr. lines | Trans-formers | Capital | Total Input | Real Opex | O/H Sub-tran. lines | O/H Distr. lines | U/G Sub-tran. lines | U/G Distr. lines | Trans-formers | Capital |  |  | Year | Energy | Rat. max demand | Customers | Circuit length | CMOS | Max Demand | Total Output | Real Opex | O/H Sub-tran. lines | O/H Distr. lines | U/G Sub-tran. lines | U/G Distr. lines | Trans-formers | Capital inputs | Total Input | Real Opex | O/H Sub-tran. lines | O/H Distr. lines | U/G Sub-tran. lines | U/G Distr. lines | Trans-formers | Capital
2006 | 1 | 1 | 1 | 1 | 1 | 1 | 1 | 1 | 1 | 1 | 1 | 1 | 1 | 1 | 1 | 1 | 1 | 1 | 1 | 1 | 1 | 1 |  |  | 2006
2007 | 1.0008 | 1.0455 | 1.0077 | 0.94939 | 0.75426 | 1.0455 | 1.0748 | 1.1838 | 1.0089 | 0.90492 | 1 | 1.1273 | 1.0729 | 1.0118 | 1.0923 | 0.90798 | 1.0653 | 1.1878 | 1.0748 | 0.95346 | 1.0019 | 1.0623 |  |  | 2007 | 0.0007757 | 0.044456 | 0.0076824 | -0.051934 | -0.28202 | 0.044456 | 0.072175 | 0.1687 | 0.0088725 | -0.099912 | 0 | 0.11984 | 0.070321 | 0.011727 | 0.088324 | -0.096528 | 0.063302 | 0.17209 | 0.072175 | -0.047661 | 0.0018533 | 0.060448
2008 | 1.006 | 1.0455 | 1.0198 | 0.93124 | 0.74993 | 1.0341 | 1.0695 | 1.3576 | 0.97326 | 0.91023 | 0.43447 | 0.7523 | 1.1372 | 1.011 | 1.1705 | 0.78779 | 1.0989 | 1.175 | 2.4617 | 1.4217 | 0.94048 | 1.0578 |  |  | 2008 | 0.0052292 | 0 | 0.011944 | -0.019309 | -0.0057554 | -0.0109 | -0.0049534 | 0.13704 | -0.035976 | 0.0058509 | -0.83362 | -0.40445 | 0.058262 | -0.00073856 | 0.069107 | -0.142 | 0.031022 | -0.010804 | 0.82867 | 0.3995 | -0.063216 | -0.0042157
2009 | 1.0131 | 1.0466 | 1.0282 | 0.94086 | 0.90359 | 1.0466 | 1.0313 | 1.2472 | 0.97834 | 0.91505 | 0.57485 | 0.8017 | 1.1753 | 1.0354 | 1.1309 | 0.82692 | 1.0541 | 1.127 | 1.794 | 1.2864 | 0.87748 | 0.99605 |  |  | 2009 | 0.0069982 | 0.0010984 | 0.008205 | 0.010284 | 0.1864 | 0.011999 | -0.036395 | -0.084871 | 0.0052078 | 0.005288 | 0.27997 | 0.063593 | 0.032944 | 0.023796 | -0.034442 | 0.048477 | -0.041603 | -0.041683 | -0.31637 | -0.099988 | -0.069338 | -0.06019
2010 | 1.0116 | 1.047 | 1.0328 | 0.94529 | 0.6833 | 1.047 | 1.0997 | 1.3618 | 1.0054 | 0.9187 | 0.58012 | 0.85523 | 1.2419 | 1.0739 | 1.2029 | 0.80752 | 1.0938 | 1.197 | 1.8956 | 1.2858 | 0.88548 | 1.024 |  |  | 2010 | -0.0014788 | 0.00034009 | 0.0044173 | 0.0046974 | -0.27944 | 0.00034009 | 0.064169 | 0.087904 | 0.027237 | 0.0039744 | 0.0091272 | 0.064643 | 0.055091 | 0.036527 | 0.061738 | -0.023735 | 0.036932 | 0.060195 | 0.055042 | -0.0004743 | 0.0090785 | 0.027643
2011 | 0.9982 | 1.047 | 1.0443 | 0.9551 | 0.78234 | 1.0275 | 1.0773 | 1.3781 | 1.0004 | 0.92423 | 0.66381 | 0.93951 | 1.2564 | 1.0875 | 1.2142 | 0.78179 | 1.0769 | 1.1657 | 1.623 | 1.1467 | 0.85749 | 0.99064 |  |  | 2011 | -0.013327 | 0 | 0.011089 | 0.010326 | 0.13535 | -0.01878 | -0.020491 | 0.011891 | -0.0049058 | 0.0060037 | 0.13476 | 0.093991 | 0.01163 | 0.0126 | 0.009398 | -0.032383 | -0.015586 | -0.026496 | -0.15525 | -0.11448 | -0.032122 | -0.033093
2012 | 0.99068 | 1.047 | 1.0493 | 0.95624 | 0.83905 | 0.99562 | 1.0641 | 1.6973 | 0.98464 | 0.9275 | 0.80386 | 1.0081 | 1.2782 | 1.101 | 1.3582 | 0.62695 | 1.0807 | 1.1473 | 1.3237 | 1.0556 | 0.83247 | 0.96649 |  |  | 2012 | -0.0075631 | 0 | 0.0047441 | 0.0011904 | 0.069985 | -0.031501 | -0.012389 | 0.20834 | -0.015918 | 0.0035311 | 0.19144 | 0.070433 | 0.017222 | 0.012291 | 0.11203 | -0.22073 | 0.0035299 | -0.015919 | -0.20382 | -0.082822 | -0.029611 | -0.024679
2013 | 1.0273 | 1.047 | 1.0566 | 0.95769 | 0.82713 | 1.036 | 1.0736 | 1.5028 | 1.0435 | 0.93003 | 0.979 | 1.0287 | 1.283 | 1.1141 | 1.287 | 0.71438 | 1.0288 | 1.1543 | 1.0966 | 1.0436 | 0.83681 | 0.96365 |  |  | 2013 | 0.036272 | 0 | 0.0069645 | 0.0015081 | -0.014313 | 0.039761 | 0.0088855 | -0.12167 | 0.058088 | 0.0027306 | 0.1971 | 0.020293 | 0.0036944 | 0.011827 | -0.053827 | 0.13056 | -0.049203 | 0.0061548 | -0.18821 | -0.011407 | 0.0051911 | -0.0029418
2014 | 1.0054 | 1.1997 | 1.0691 | 0.95793 | 0.65225 | 1.1997 | 1.1796 | 1.4431 | 1.0706 | 0.93274 | 1.3005 | 1.0556 | 1.2779 | 1.1196 | 1.2625 | 0.81744 | 1.1018 | 1.2647 | 0.90709 | 1.1175 | 0.92313 | 1.0536 |  |  | 2014 | -0.021492 | 0.1362 | 0.01176 | 0.00025673 | -0.23753 | 0.14672 | 0.094214 | -0.040547 | 0.025644 | 0.0029038 | 0.28396 | 0.02581 | -0.0039675 | 0.0049425 | -0.019265 | 0.13476 | 0.068569 | 0.09131 | -0.18974 | 0.068403 | 0.098181 | 0.089272
2015 | 1.0256 | 1.1997 | 1.0851 | 0.95953 | 0.80949 | 1.1012 | 1.1454 | 1.2705 | 1.0962 | 0.9365 | 1.4203 | 1.0963 | 1.3004 | 1.1359 | 1.1982 | 0.90155 | 1.0449 | 1.223 | 0.80641 | 1.0448 | 0.88082 | 1.0083 |  |  | 2015 | 0.019824 | 0 | 0.014839 | 0.0016686 | 0.21597 | -0.085723 | -0.029477 | -0.12742 | 0.023596 | 0.0040266 | 0.08817 | 0.037771 | 0.01744 | 0.014472 | -0.052283 | 0.097943 | -0.053073 | -0.033504 | -0.11765 | -0.067248 | -0.046917 | -0.043951
2016 | 1.0291 | 1.1997 | 1.1002 | 0.96189 | 0.79326 | 1.1512 | 1.158 | 1.0314 | 1.1224 | 0.93834 | 1.4312 | 1.1426 | 1.3194 | 1.1508 | 1.0954 | 1.1227 | 1.0318 | 1.2341 | 0.80911 | 1.0135 | 0.87766 | 1.0062 |  |  | 2016 | 0.0034643 | 0 | 0.013817 | 0.0024518 | -0.020245 | 0.044413 | 0.010973 | -0.20844 | 0.023583 | 0.0019605 | 0.0076337 | 0.041419 | 0.014569 | 0.013044 | -0.089665 | 0.21941 | -0.012611 | 0.0090129 | 0.0033392 | -0.030446 | -0.0035954 | -0.0020699
2017 | 1.0354 | 1.1997 | 1.1163 | 0.96266 | 0.88667 | 1.1984 | 1.134 | 0.99237 | 1.1257 | 0.94147 | 1.3765 | 1.1788 | 1.3264 | 1.1573 | 1.0802 | 1.1427 | 1.0074 | 1.2045 | 0.8238 | 0.962 | 0.85494 | 0.97987 |  |  | 2017 | 0.0060963 | 0 | 0.014534 | 0.00080476 | 0.11132 | 0.04023 | -0.02096 | -0.038593 | 0.002951 | 0.0033263 | -0.038956 | 0.031161 | 0.0052687 | 0.0055976 | -0.013925 | 0.017633 | -0.023909 | -0.024285 | 0.017997 | -0.05212 | -0.026228 | -0.026556
2018 | 1.0475 | 1.1997 | 1.1338 | 0.96316 | 0.80975 | 1.1986 | 1.1629 | 1.032 | 1.1098 | 0.94632 | 1.3976 | 1.2099 | 1.3352 | 1.1624 | 1.1008 | 1.1268 | 1.0479 | 1.2289 | 0.83207 | 0.96116 | 0.87098 | 1.0004 |  |  | 2018 | 0.011573 | 0 | 0.015614 | 0.000523 | -0.090745 | 0.00010847 | 0.025172 | 0.039166 | -0.014235 | 0.0051436 | 0.015189 | 0.026042 | 0.0065841 | 0.0044436 | 0.018887 | -0.013995 | 0.039406 | 0.020028 | 0.009983 | -0.00086951 | 0.018588 | 0.020728
2019 | 1.064 | 1.2252 | 1.147 | 0.96484 | 0.91295 | 1.2252 | 1.1475 | 1.1697 | 1.1153 | 0.9508 | 1.4599 | 1.2422 | 1.3752 | 1.1827 | 1.1764 | 0.98104 | 1.0289 | 1.2069 | 0.78605 | 0.92379 | 0.83444 | 0.97028 |  |  | 2019 | 0.015637 | 0.021043 | 0.011524 | 0.001738 | 0.11995 | 0.022015 | -0.013305 | 0.12525 | 0.0049447 | 0.0047232 | 0.043586 | 0.026346 | 0.02956 | 0.017263 | 0.066369 | -0.13856 | -0.01825 | -0.018028 | -0.056891 | -0.039651 | -0.042865 | -0.030568
2020 | 1.0406 | 1.2252 | 1.1589 | 0.96558 | 0.94873 | 1.2103 | 1.1372 | 1.1251 | 1.1242 | 0.95096 | 1.5026 | 1.2814 | 1.3894 | 1.1906 | 1.1558 | 1.0108 | 1.0115 | 1.1958 | 0.75682 | 0.88747 | 0.81851 | 0.95517 |  |  | 2020 | -0.022233 | 0 | 0.010308 | 0.00076357 | 0.038437 | -0.012282 | -0.0090497 | -0.038888 | 0.0080019 | 0.00016206 | 0.028843 | 0.031064 | 0.010225 | 0.0066466 | -0.017647 | 0.029838 | -0.017053 | -0.009212 | -0.037894 | -0.040114 | -0.019275 | -0.015696
2021 | 1.0397 | 1.2252 | 1.1704 | 0.96657 | 0.84809 | 1.2172 | 1.1708 | 1.0927 | 1.1247 | 0.95317 | 1.5114 | 1.3224 | 1.3988 | 1.199 | 1.1404 | 1.0715 | 1.041 | 1.2283 | 0.77464 | 0.88537 | 0.837 | 0.97649 |  |  | 2021 | -0.00083161 | 0 | 0.0098994 | 0.0010256 | -0.11214 | 0.0056628 | 0.029125 | -0.029217 | 0.00044821 | 0.002328 | 0.0058547 | 0.031491 | 0.0067815 | 0.0070415 | -0.0134 | 0.058343 | 0.028678 | 0.026798 | 0.023271 | -0.0023657 | 0.022344 | 0.022084
2022 | 1.0406 | 1.2451 | 1.1832 | 0.96777 | 0.86977 | 1.2451 | 1.1756 | 1.0353 | 1.1239 | 0.95575 | 1.5109 | 1.3569 | 1.4117 | 1.2075 | 1.1166 | 1.1355 | 1.046 | 1.2301 | 0.77812 | 0.86641 | 0.83275 | 0.97361 |  |  | 2022 | 0.00088351 | 0.016037 | 0.010863 | 0.0012476 | 0.025247 | 0.022657 | 0.0041203 | -0.053923 | -0.0007231 | 0.002698 | -0.00036198 | 0.025774 | 0.0092053 | 0.0070759 | -0.021136 | 0.058043 | 0.0048433 | 0.0014221 | 0.0044825 | -0.021653 | -0.0050852 | -0.0029551
2023 | 1.0569 | 1.2451 | 1.1867 | 0.96904 | 0.88774 | 1.2277 | 1.1734 | 1.1185 | 1.1233 | 0.95728 | 1.5931 | 1.3947 | 1.4283 | 1.2155 | 1.1695 | 1.0491 | 1.0446 | 1.2258 | 0.73659 | 0.84133 | 0.82153 | 0.9654 |  |  | 2023 | 0.015501 | 0 | 0.0029908 | 0.0013079 | 0.020451 | -0.014059 | -0.0018833 | 0.077282 | -0.00054022 | 0.0016033 | 0.052965 | 0.027491 | 0.011684 | 0.0065894 | 0.046342 | -0.079166 | -0.0013431 | -0.0034872 | -0.054849 | -0.029375 | -0.013568 | -0.0084733
Growth Rate 2006-2023 | 0.3255% | 1.289% | 1.007% | -0.185% | -0.7004% | 1.207% | 0.9408% | 0.6589% | 0.684% | -0.2568% | 2.739% | 1.957% | 2.097% | 1.148% | 0.9212% | 0.2818% | 0.2568% | 1.198% | -1.798% | -1.016% | -1.156% | -0.2072% | 17 | yrs
Growth Rate 2006-2012 | -0.1561% | 0.7649% | 0.8014% | -0.7457% | -2.925% | -0.07311% | 1.035% | 8.817% | -0.258% | -1.254% | -3.639% | 0.134% | 4.091% | 1.603% | 5.103% | -7.782% | 1.293% | 2.29% | 4.674% | 0.9012% | -3.056% | -0.5681% | 6 | yrs
Growth Rate 2012-2023 | 0.5881% | 1.575% | 1.119% | 0.1209% | 0.5128% | 1.905% | 0.8892% | -3.791% | 1.198% | 0.2873% | 6.218% | 2.951% | 1.009% | 0.8995% | -1.36% | 4.68% | -0.3086% | 0.6019% | -5.329% | -2.062% | -0.1203% | -0.01026% | 11 | yrs
Growth Rate 2023 | 1.55% | 0% | 0.2991% | 0.1308% | 2.045% | -1.406% | -0.1883% | 7.728% | -0.05402% | 0.1603% | 5.297% | 2.749% | 1.168% | 0.6589% | 4.634% | -7.917% | -0.1343% | -0.3487% | -5.485% | -2.938% | -1.357% | -0.8473%
8.JEN: individual output & input indexes, 2006-2023 | [24 empty] | JEN
| Output Indexes | [6 empty] | Input Indexes | [7 empty] | Partial Productivity Indexes | [9 empty] | Output | [6 empty] | Input | [7 empty] | Partial productivity indexes
Year | Energy | Rat. max demand | Customers | Circuit length | CMOS | Max Demand | Total Output | Real Opex | O/H Sub-tran. lines | O/H Distr. lines | U/G Sub-tran. lines | U/G Distr. lines | Trans-formers | Capital | Total Input | Real Opex | O/H Sub-tran. lines | O/H Distr. lines | U/G Sub-tran. lines | U/G Distr. lines | Trans-formers | Capital |  |  | Year | Energy | Rat. max demand | Customers | Circuit length | CMOS | Max Demand | Total Output | Real Opex | O/H Sub-tran. lines | O/H Distr. lines | U/G Sub-tran. lines | U/G Distr. lines | Trans-formers | Capital inputs | Total Input | Real Opex | O/H Sub-tran. lines | O/H Distr. lines | U/G Sub-tran. lines | U/G Distr. lines | Trans-formers | Capital
2006 | 1 | 1 | 1 | 1 | 1 | 1 | 1 | 1 | 1 | 1 | 1 | 1 | 1 | 1 | 1 | 1 | 1 | 1 | 1 | 1 | 1 | 1 |  |  | 2006
2007 | 1.0233 | 1.0773 | 1.0203 | 1.0089 | 1.0024 | 1.0773 | 1.0386 | 1.0558 | 1.0016 | 1.0054 | 0.9027 | 1.0389 | 1.0069 | 1.0047 | 1.0273 | 0.98372 | 1.037 | 1.0331 | 1.1506 | 0.99971 | 1.0315 | 1.0338 |  |  | 2007 | 0.023068 | 0.074503 | 0.020068 | 0.0089003 | 0.0023802 | 0.074503 | 0.037899 | 0.05431 | 0.0015827 | 0.0053626 | -0.10237 | 0.038188 | 0.0068942 | 0.0046512 | 0.026934 | -0.016411 | 0.036316 | 0.032536 | 0.14027 | -0.00028984 | 0.031004 | 0.033248
2008 | 1.0493 | 1.145 | 1.0322 | 1.0261 | 0.94037 | 1.145 | 1.082 | 0.85254 | 1.0065 | 1.0179 | 0.90237 | 1.1221 | 1.0702 | 1.036 | 0.95693 | 1.2691 | 1.075 | 1.0629 | 1.199 | 0.96421 | 1.011 | 1.0444 |  |  | 2008 | 0.025025 | 0.060898 | 0.011663 | 0.016882 | -0.063864 | 0.060898 | 0.040892 | -0.21384 | 0.0048734 | 0.012383 | -0.00036364 | 0.077051 | 0.060957 | 0.03067 | -0.070957 | 0.25474 | 0.036019 | 0.028508 | 0.041256 | -0.036158 | -0.020065 | 0.010222
2009 | 1.0225 | 1.2183 | 1.0412 | 1.0364 | 1.0752 | 1.2183 | 1.0967 | 0.93051 | 1.0548 | 1.0159 | 0.90237 | 1.1673 | 1.1151 | 1.0561 | 1.0027 | 1.1786 | 1.0397 | 1.0795 | 1.2154 | 0.93953 | 0.98357 | 1.0385 |  |  | 2009 | -0.025882 | 0.062022 | 0.0086052 | 0.0099434 | 0.13401 | 0.062022 | 0.013556 | 0.087513 | 0.046923 | -0.0019353 | 0 | 0.039487 | 0.041063 | 0.019267 | 0.046675 | -0.073957 | -0.033366 | 0.015492 | 0.013556 | -0.025932 | -0.027507 | -0.0057113
2010 | 1.0401 | 1.2183 | 1.056 | 1.0441 | 0.9539 | 1.1869 | 1.1183 | 1.091 | 1.0604 | 1.0139 | 0.9027 | 1.2169 | 1.1054 | 1.0528 | 1.0701 | 1.025 | 1.0547 | 1.103 | 1.2389 | 0.91901 | 1.0117 | 1.0622 |  |  | 2010 | 0.017075 | 0 | 0.014167 | 0.0074377 | -0.11973 | -0.02604 | 0.01947 | 0.15914 | 0.005227 | -0.0020485 | 0.00036364 | 0.041549 | -0.0086982 | -0.0030963 | 0.065106 | -0.13967 | 0.014243 | 0.021519 | 0.019107 | -0.022079 | 0.028168 | 0.022567
2011 | 1.0317 | 1.2183 | 1.0478 | 1.0565 | 0.83857 | 1.2151 | 1.1346 | 1.1904 | 1.0502 | 1.0024 | 0.91875 | 1.2714 | 1.203 | 1.0786 | 1.1273 | 0.95315 | 1.0804 | 1.1319 | 1.2349 | 0.8924 | 0.94312 | 1.0519 |  |  | 2011 | -0.0080413 | 0 | -0.0078049 | 0.011758 | -0.12885 | 0.023463 | 0.014447 | 0.087126 | -0.0096422 | -0.011395 | 0.017624 | 0.043829 | 0.08461 | 0.024175 | 0.052065 | -0.072679 | 0.024089 | 0.025842 | -0.0031773 | -0.029383 | -0.070162 | -0.0097291
2012 | 1.02 | 1.2183 | 1.0671 | 1.0671 | 0.77674 | 1.0663 | 1.149 | 1.4451 | 1.0589 | 0.98862 | 0.97588 | 1.3364 | 1.2176 | 1.078 | 1.2325 | 0.79509 | 1.0851 | 1.1622 | 1.1774 | 0.85979 | 0.94368 | 1.0658 |  |  | 2012 | -0.011459 | 0 | 0.018219 | 0.01002 | -0.076594 | -0.13068 | 0.01262 | 0.19393 | 0.0082209 | -0.013814 | 0.060333 | 0.049839 | 0.012026 | -0.00051283 | 0.089223 | -0.18131 | 0.0043981 | 0.026433 | -0.047714 | -0.03722 | 0.00059296 | 0.013131
2013 | 0.99412 | 1.2183 | 1.0901 | 1.0728 | 0.94433 | 1.1673 | 1.1363 | 1.4094 | 1.0716 | 0.9815 | 0.97308 | 1.3863 | 1.2415 | 1.0844 | 1.2239 | 0.80623 | 1.0604 | 1.1578 | 1.1678 | 0.81968 | 0.91532 | 1.0479 |  |  | 2013 | -0.025681 | 0 | 0.021353 | 0.0052966 | 0.19537 | 0.090517 | -0.011068 | -0.024981 | 0.011967 | -0.0072258 | -0.0028808 | 0.036714 | 0.01944 | 0.0058499 | -0.0070111 | 0.013913 | -0.023035 | -0.0038423 | -0.0081862 | -0.047782 | -0.030508 | -0.016917
2014 | 0.9665 | 1.2183 | 1.1117 | 1.0773 | 0.9442 | 1.2106 | 1.1403 | 1.3501 | 1.0431 | 0.99363 | 0.89384 | 1.4845 | 1.2642 | 1.0985 | 1.206 | 0.84458 | 1.0931 | 1.1476 | 1.2757 | 0.76813 | 0.90196 | 1.038 |  |  | 2014 | -0.028179 | 0 | 0.019632 | 0.0041851 | -0.0001345 | 0.036474 | 0.003456 | -0.043017 | -0.026925 | 0.01228 | -0.084929 | 0.068415 | 0.018162 | 0.012929 | -0.01469 | 0.046473 | 0.030381 | -0.008823 | 0.088385 | -0.064959 | -0.014707 | -0.0094729
2015 | 0.98438 | 1.2183 | 1.1333 | 1.0923 | 0.77089 | 1.0471 | 1.1698 | 1.3582 | 1.0482 | 0.99146 | 0.89405 | 1.5857 | 1.3344 | 1.1239 | 1.2244 | 0.86127 | 1.1161 | 1.1799 | 1.3084 | 0.73775 | 0.87666 | 1.0409 |  |  | 2015 | 0.018328 | 0 | 0.019265 | 0.013822 | -0.20279 | -0.1451 | 0.025574 | 0.0060125 | 0.0048104 | -0.002187 | 0.00022954 | 0.065928 | 0.054027 | 0.022843 | 0.015065 | 0.019561 | 0.020763 | 0.02776 | 0.025344 | -0.040355 | -0.028454 | 0.0027303
2016 | 0.9785 | 1.2183 | 1.1579 | 1.1018 | 0.76492 | 1.1792 | 1.179 | 1.4319 | 1.0517 | 1.0006 | 0.89647 | 1.638 | 1.3543 | 1.1397 | 1.2645 | 0.82337 | 1.121 | 1.1783 | 1.3151 | 0.71976 | 0.87051 | 1.0344 |  |  | 2016 | -0.0059831 | 0 | 0.021438 | 0.0087045 | -0.0077812 | 0.11882 | 0.0077888 | 0.052786 | 0.0033669 | 0.0091452 | 0.0027054 | 0.032469 | 0.01483 | 0.013998 | 0.032242 | -0.044997 | 0.004421 | -0.0013561 | 0.0050832 | -0.024681 | -0.0070408 | -0.0062101
2017 | 0.99662 | 1.2183 | 1.1832 | 1.1207 | 0.72641 | 1.1428 | 1.1979 | 1.4853 | 1.044 | 1.0059 | 0.94651 | 1.6949 | 1.3609 | 1.1428 | 1.2924 | 0.80651 | 1.1474 | 1.1909 | 1.2656 | 0.70675 | 0.88023 | 1.0482 |  |  | 2017 | 0.01834 | 0 | 0.021622 | 0.017006 | -0.051658 | -0.031357 | 0.015933 | 0.036628 | -0.007337 | 0.00529 | 0.054314 | 0.034171 | 0.0048261 | 0.0026997 | 0.021873 | -0.020695 | 0.023271 | 0.010643 | -0.03838 | -0.018237 | 0.011107 | 0.013233
2018 | 0.98594 | 1.2183 | 1.2065 | 1.1484 | 0.75503 | 1.1742 | 1.2112 | 1.3754 | 1.1785 | 1.0075 | 1.1097 | 1.8423 | 1.3962 | 1.172 | 1.2603 | 0.88066 | 1.0277 | 1.2022 | 1.0915 | 0.65745 | 0.86751 | 1.0335 |  |  | 2018 | -0.010769 | 0 | 0.019532 | 0.024447 | 0.038645 | 0.027095 | 0.011075 | -0.076883 | 0.12121 | 0.001638 | 0.15903 | 0.083388 | 0.025635 | 0.025219 | -0.025185 | 0.087958 | -0.11013 | 0.0094372 | -0.14795 | -0.072313 | -0.01456 | -0.014144
2019 | 0.98826 | 1.2259 | 1.2294 | 1.159 | 0.84674 | 1.2259 | 1.2143 | 1.3779 | 1.1714 | 1.0346 | 1.294 | 1.8928 | 1.4277 | 1.1991 | 1.2769 | 0.88126 | 1.0366 | 1.1737 | 0.93836 | 0.64151 | 0.85052 | 1.0126 |  |  | 2019 | 0.0023535 | 0.0062353 | 0.018769 | 0.0091436 | 0.11464 | 0.043052 | 0.0025042 | 0.0018218 | -0.0061161 | 0.026511 | 0.15372 | 0.027044 | 0.022279 | 0.022914 | 0.013106 | 0.00068198 | 0.0086196 | -0.024007 | -0.15121 | -0.02454 | -0.019776 | -0.020409
2020 | 0.95974 | 1.255 | 1.2513 | 1.1713 | 0.90117 | 1.255 | 1.2257 | 1.2263 | 1.1656 | 1.01 | 1.5004 | 1.9672 | 1.4806 | 1.2075 | 1.2156 | 0.9995 | 1.0516 | 1.2136 | 0.81694 | 0.6231 | 0.82788 | 1.0151 |  |  | 2020 | -0.029287 | 0.023489 | 0.017628 | 0.010609 | 0.062303 | 0.023488 | 0.0093976 | -0.11651 | -0.0048901 | -0.02404 | 0.14797 | 0.038522 | 0.036376 | 0.0069234 | -0.049227 | 0.1259 | 0.014288 | 0.033437 | -0.13857 | -0.029124 | -0.026979 | 0.0024727
2021 | 0.96019 | 1.255 | 1.2598 | 1.1814 | 0.84603 | 1.1325 | 1.2371 | 1.1029 | 1.1618 | 1.0258 | 1.5873 | 2.0068 | 1.4794 | 1.2144 | 1.1609 | 1.1217 | 1.0648 | 1.2059 | 0.7794 | 0.61645 | 0.8362 | 1.0187 |  |  | 2021 | 0.00093712 | 0 | 0.013531 | 0.017014 | -0.12629 | -0.20544 | 0.018465 | -0.21225 | -0.0065324 | 0.031095 | 0.11255 | 0.039913 | -0.001527 | 0.011386 | -0.092014 | 0.23072 | 0.024996 | -0.012629 | -0.094086 | -0.021449 | 0.019992 | 0.0070802
2022 | 0.99471 | 1.255 | 1.277 | 1.1922 | 0.85856 | 1.1869 | 1.2481 | 1.0646 | 1.1586 | 1.0292 | 1.6804 | 2.0871 | 1.5035 | 1.2222 | 1.1485 | 1.1724 | 1.0772 | 1.2127 | 0.74275 | 0.59802 | 0.83013 | 1.0212 |  |  | 2022 | 0.035322 | 0 | 0.013599 | 0.009129 | 0.014704 | 0.046938 | 0.0088588 | -0.035363 | -0.0027477 | 0.0032584 | 0.057021 | 0.039216 | 0.016143 | 0.0064173 | -0.010758 | 0.044221 | 0.011607 | 0.0055998 | -0.048163 | -0.030357 | -0.0072841 | 0.0024413
2023 | 1.0222 | 1.255 | 1.2924 | 1.2063 | 0.73246 | 1.224 | 1.2737 | 1.1397 | 1.1529 | 1.0343 | 1.6804 | 2.1905 | 1.5259 | 1.2322 | 1.1953 | 1.1176 | 1.1048 | 1.2315 | 0.75799 | 0.58149 | 0.83475 | 1.0337 |  |  | 2023 | 0.027279 | 0 | 0.01195 | 0.011768 | -0.15884 | 0.030725 | 0.02032 | 0.068173 | -0.0049828 | 0.0049808 | 0 | 0.048351 | 0.014771 | 0.0081723 | 0.03991 | -0.047853 | 0.025303 | 0.01534 | 0.020321 | -0.028031 | 0.0055491 | 0.012148
Growth Rate 2006-2023 | 0.1332% | 1.377% | 1.554% | 1.137% | -1.887% | 1.225% | 1.466% | 0.7923% | 0.8622% | 0.2046% | 3.146% | 4.752% | 2.561% | 1.266% | 1.081% | 0.6741% | 0.6041% | 1.262% | -1.679% | -3.286% | -1.095% | 0.2008% | 16.5 | yrs
Growth Rate 2006-2012 | 0.3297% | 3.29% | 1.082% | 1.082% | -4.211% | 1.069% | 2.315% | 6.136% | 0.9531% | -0.1908% | -0.4069% | 4.832% | 3.281% | 1.253% | 3.484% | -3.822% | 1.362% | 2.506% | 2.722% | -2.518% | -0.9662% | 1.062% | 6 | yrs
Growth Rate 2012-2023 | 0.02087% | 0.2831% | 1.824% | 1.168% | -0.559% | 1.314% | 0.9816% | -2.261% | 0.8103% | 0.4305% | 5.176% | 4.706% | 2.15% | 1.273% | -0.2922% | 3.243% | 0.1713% | 0.5512% | -4.194% | -3.725% | -1.168% | -0.2913% | 10.5 | yrs
Growth Rate 2023 | 2.728% | 0% | 1.195% | 1.177% | -15.88% | 3.072% | 2.032% | 6.817% | -0.4983% | 0.4981% | 0% | 4.835% | 1.477% | 0.8172% | 3.991% | -4.785% | 2.53% | 1.534% | 2.032% | -2.803% | 0.5549% | 1.215%
9.PCR: individual output & input indexes, 2006-2023 | [24 empty] | PCR
| Output Indexes | [6 empty] | Input Indexes | [7 empty] | Partial Productivity Indexes | [9 empty] | Output | [6 empty] | Input | [7 empty] | Partial productivity indexes
Year | Energy | Rat. max demand | Customers | Circuit length | CMOS | Max Demand | Total Output | Real Opex | O/H Sub-tran. lines | O/H Distr. lines | U/G Sub-tran. lines | U/G Distr. lines | Trans-formers | Capital | Total Input | Real Opex | O/H Sub-tran. lines | O/H Distr. lines | U/G Sub-tran. lines | U/G Distr. lines | Trans-formers | Capital |  |  | Year | Energy | Rat. max demand | Customers | Circuit length | CMOS | Max Demand | Total Output | Real Opex | O/H Sub-tran. lines | O/H Distr. lines | U/G Sub-tran. lines | U/G Distr. lines | Trans-formers | Capital inputs | Total Input | Real Opex | O/H Sub-tran. lines | O/H Distr. lines | U/G Sub-tran. lines | U/G Distr. lines | Trans-formers | Capital
2006 | 1 | 1 | 1 | 1 | 1 | 1 | 1 | 1 | 1 | 1 | 1 | 1 | 1 | 1 | 1 | 1 | 1 | 1 | 1 | 1 | 1 | 1 |  |  | 2006
2007 | 1.0149 | 1.055 | 1.0179 | 1.0035 | 1.1813 | 1.055 | 0.99687 | 0.89326 | 1.0012 | 1.0006 | 1.0523 | 1.0526 | 1.0347 | 1.0226 | 0.95879 | 1.116 | 0.9957 | 0.99623 | 0.94734 | 0.94706 | 0.96343 | 0.97488 |  |  | 2007 | 0.01481 | 0.053547 | 0.017697 | 0.0035328 | 0.16659 | 0.053547 | -0.003136 | -0.11288 | 0.0011763 | 0.0006368 | 0.050956 | 0.05126 | 0.034121 | 0.022308 | -0.042078 | 0.10974 | -0.0043127 | -0.0037728 | -0.054093 | -0.054396 | -0.037257 | -0.025444
2008 | 1.0357 | 1.1179 | 1.0367 | 1.0062 | 1.0175 | 1.1179 | 1.0579 | 0.90407 | 1.0035 | 1.0038 | 1.061 | 1.0613 | 1.0787 | 1.0401 | 0.97317 | 1.1701 | 1.0541 | 1.0539 | 0.99707 | 0.99672 | 0.98067 | 1.017 |  |  | 2008 | 0.020292 | 0.057867 | 0.018378 | 0.0026372 | -0.14926 | 0.057867 | 0.059384 | 0.012022 | 0.0023505 | 0.0031361 | 0.0082225 | 0.0082765 | 0.041642 | 0.017054 | 0.01488 | 0.047362 | 0.057034 | 0.056249 | 0.051162 | 0.051107 | 0.017742 | 0.042331
2009 | 1.0338 | 1.216 | 1.0558 | 1.0176 | 1.4838 | 1.216 | 1.021 | 0.99912 | 1.0002 | 1.0005 | 1.3735 | 1.374 | 1.1081 | 1.1047 | 1.0529 | 1.0219 | 1.0207 | 1.0205 | 0.74334 | 0.74307 | 0.92141 | 0.92418 |  |  | 2009 | -0.0018681 | 0.084126 | 0.018207 | 0.011289 | 0.37724 | 0.084126 | -0.035498 | 0.09997 | -0.0032788 | -0.003279 | 0.25818 | 0.25818 | 0.026842 | 0.060238 | 0.078714 | -0.13547 | -0.032219 | -0.032219 | -0.29367 | -0.29367 | -0.06234 | -0.095736
2010 | 1.0523 | 1.216 | 1.0772 | 1.0254 | 1.3332 | 1.1821 | 1.0569 | 0.98704 | 1.0005 | 1.0007 | 1.5364 | 1.537 | 1.137 | 1.1398 | 1.0641 | 1.0707 | 1.0564 | 1.0561 | 0.68786 | 0.68761 | 0.92949 | 0.9272 |  |  | 2010 | 0.017705 | 0 | 0.020076 | 0.0076387 | -0.107 | -0.028228 | 0.034554 | -0.012158 | 0.00022492 | 0.00022386 | 0.11212 | 0.11212 | 0.025813 | 0.031294 | 0.010596 | 0.046712 | 0.034329 | 0.034329 | -0.077565 | -0.077565 | 0.0087407 | 0.0032595
2011 | 1.0318 | 1.216 | 1.1014 | 1.0203 | 1.1374 | 1.1516 | 1.0931 | 0.9895 | 1.0004 | 1.0034 | 1.4257 | 1.4247 | 1.1668 | 1.1332 | 1.0622 | 1.1047 | 1.0926 | 1.0894 | 0.76669 | 0.76723 | 0.93678 | 0.96459 |  |  | 2011 | -0.019617 | 0 | 0.022208 | -0.004986 | -0.15885 | -0.026154 | 0.033687 | 0.0024878 | -3.5984e-05 | 0.0026605 | -0.074808 | -0.075872 | 0.025879 | -0.0058538 | -0.0017458 | 0.0312 | 0.033722 | 0.031027 | 0.10849 | 0.10956 | 0.0078077 | 0.03954
2012 | 1.0587 | 1.216 | 1.1199 | 1.0268 | 1.1974 | 1.0953 | 1.092 | 1.1764 | 1.0074 | 1.005 | 1.4257 | 1.4277 | 1.1992 | 1.1452 | 1.163 | 0.92827 | 1.084 | 1.0866 | 0.76596 | 0.76487 | 0.91064 | 0.95357 |  |  | 2012 | 0.025752 | 0 | 0.016653 | 0.0063251 | 0.051439 | -0.050091 | -0.00094641 | 0.17303 | 0.0069557 | 0.0015754 | 0 | 0.002128 | 0.027357 | 0.01055 | 0.090638 | -0.17398 | -0.0079014 | -0.0025202 | -0.00094607 | -0.0030743 | -0.028302 | -0.011495
2013 | 1.0402 | 1.216 | 1.1355 | 1.0309 | 1.3041 | 1.1661 | 1.0774 | 1.2451 | 1.0065 | 1.0085 | 1.4257 | 1.5104 | 1.2412 | 1.1733 | 1.2155 | 0.8653 | 1.0705 | 1.0683 | 0.7557 | 0.71331 | 0.86806 | 0.91827 |  |  | 2013 | -0.017646 | 0 | 0.013826 | 0.0039599 | 0.085365 | 0.062599 | -0.013491 | 0.056748 | -0.00094543 | 0.0034905 | 0 | 0.056303 | 0.034392 | 0.024225 | 0.044145 | -0.07024 | -0.012545 | -0.016982 | -0.013492 | -0.069794 | -0.047884 | -0.037716
2014 | 1.0182 | 1.2424 | 1.1525 | 1.0349 | 1.5813 | 1.2424 | 1.0484 | 1.1742 | 0.98223 | 1.0155 | 1.7024 | 1.5721 | 1.2806 | 1.1961 | 1.1895 | 0.89286 | 1.0673 | 1.0323 | 0.61581 | 0.66686 | 0.81865 | 0.87646 |  |  | 2014 | -0.021344 | 0.021472 | 0.014913 | 0.00395 | 0.1927 | 0.063346 | -0.027322 | -0.058666 | -0.024382 | 0.0069674 | 0.17738 | 0.040011 | 0.031282 | 0.019281 | -0.021578 | 0.031345 | -0.0029404 | -0.034288 | -0.2047 | -0.067332 | -0.058604 | -0.046603
2015 | 1.0557 | 1.2424 | 1.1705 | 1.0387 | 1.2984 | 1.112 | 1.101 | 1.2336 | 0.98104 | 1.0165 | 1.7075 | 1.7014 | 1.2931 | 1.2202 | 1.2318 | 0.89251 | 1.1223 | 1.0832 | 0.64482 | 0.64713 | 0.85143 | 0.90229 |  |  | 2015 | 0.036086 | 0 | 0.015458 | 0.0036371 | -0.1971 | -0.11088 | 0.048997 | 0.049382 | -0.001212 | 0.00094192 | 0.0029684 | 0.079042 | 0.0097323 | 0.019956 | 0.03488 | -0.00038502 | 0.050209 | 0.048054 | 0.046028 | -0.030046 | 0.039264 | 0.02904
2016 | 1.0502 | 1.2424 | 1.2042 | 1.0418 | 1.2891 | 1.2195 | 1.1101 | 1.0741 | 1.001 | 1.0183 | 1.7584 | 1.7722 | 1.3198 | 1.2416 | 1.1572 | 1.0335 | 1.1091 | 1.0902 | 0.63135 | 0.62644 | 0.84114 | 0.89412 |  |  | 2016 | -0.0052093 | 0 | 0.028389 | 0.0029954 | -0.0071861 | 0.09231 | 0.0082636 | -0.13842 | 0.020123 | 0.0018007 | 0.029373 | 0.040751 | 0.020423 | 0.017355 | -0.062471 | 0.14668 | -0.011859 | 0.0064629 | -0.021109 | -0.032487 | -0.012159 | -0.0090911
2017 | 1.0564 | 1.2424 | 1.2295 | 1.048 | 1.0158 | 1.2103 | 1.1621 | 1.1464 | 1.0169 | 1.0166 | 1.6823 | 1.8908 | 1.3577 | 1.2708 | 1.2095 | 1.0137 | 1.1428 | 1.1431 | 0.69076 | 0.6146 | 0.85591 | 0.91446 |  |  | 2017 | 0.0059252 | 0 | 0.020805 | 0.0059477 | -0.23829 | -0.0075562 | 0.04573 | 0.065126 | 0.015795 | -0.0016502 | -0.044206 | 0.064804 | 0.028324 | 0.023242 | 0.044267 | -0.019396 | 0.029934 | 0.04738 | 0.089936 | -0.019075 | 0.017407 | 0.022489
2018 | 1.0596 | 1.2631 | 1.2588 | 1.0521 | 1.3991 | 1.2631 | 1.1177 | 1.1746 | 1.0113 | 1.017 | 1.6626 | 1.9865 | 1.3893 | 1.2938 | 1.2353 | 0.95152 | 1.1051 | 1.099 | 0.67223 | 0.56261 | 0.80445 | 0.86384 |  |  | 2018 | 0.003016 | 0.016531 | 0.023524 | 0.003874 | 0.32018 | 0.042658 | -0.038992 | 0.024276 | -0.0054914 | 0.00036093 | -0.011792 | 0.049398 | 0.023019 | 0.017948 | 0.021087 | -0.063267 | -0.0335 | -0.039352 | -0.027199 | -0.08839 | -0.062011 | -0.05694
2019 | 1.0724 | 1.2688 | 1.2859 | 1.0577 | 1.3809 | 1.2688 | 1.132 | 1.1484 | 1.0126 | 1.0176 | 3.7781 | 2.104 | 1.4171 | 1.3205 | 1.2352 | 0.9857 | 1.1179 | 1.1125 | 0.29962 | 0.53803 | 0.79883 | 0.85723 |  |  | 2019 | 0.011953 | 0.0045153 | 0.021297 | 0.0053293 | -0.013107 | 0.0045153 | 0.012764 | -0.022524 | 0.0012382 | 0.00054557 | 0.82084 | 0.057444 | 0.019775 | 0.02045 | -0.00012143 | 0.035288 | 0.011527 | 0.012218 | -0.80807 | -0.04468 | -0.0070117 | -0.0076865
2020 | 1.0494 | 1.2944 | 1.3004 | 1.0646 | 1.3636 | 1.2944 | 1.1477 | 1.0974 | 1.0125 | 1.0176 | 3.973 | 2.2699 | 1.4644 | 1.3572 | 1.2247 | 1.0458 | 1.1335 | 1.1278 | 0.28887 | 0.50561 | 0.78373 | 0.84561 |  |  | 2020 | -0.021644 | 0.019981 | 0.011224 | 0.0064599 | -0.012599 | 0.019982 | 0.013748 | -0.045433 | -9.7773e-05 | 5.3067e-05 | 0.050286 | 0.075886 | 0.032831 | 0.027391 | -0.0084874 | 0.05918 | 0.013845 | 0.013695 | -0.036539 | -0.062138 | -0.019083 | -0.013643
2021 | 1.0619 | 1.2944 | 1.3223 | 1.0679 | 1.1116 | 1.1349 | 1.1937 | 1.1071 | 1.0127 | 1.0181 | 4.2771 | 2.3369 | 1.4599 | 1.3632 | 1.231 | 1.0782 | 1.1787 | 1.1725 | 0.27909 | 0.51079 | 0.81765 | 0.87569 |  |  | 2021 | 0.023711 | 0 | 0.03337 | 0.0062405 | -0.40859 | -0.26291 | 0.078622 | 0.017618 | 0.0003812 | 0.00085868 | 0.14753 | 0.058235 | -0.0061129 | 0.0087224 | 0.010175 | 0.061004 | 0.07824 | 0.077762 | -0.068911 | 0.020387 | 0.084734 | 0.069899
2022 | 1.0803 | 1.2944 | 1.3588 | 1.0743 | 1.2832 | 1.2277 | 1.1788 | 1.1429 | 1.0204 | 1.019 | 4.7523 | 2.4299 | 1.5109 | 1.3918 | 1.2651 | 1.0314 | 1.1552 | 1.1568 | 0.24804 | 0.48512 | 0.78021 | 0.84697 |  |  | 2022 | 0.017205 | 0 | 0.02728 | 0.0059146 | 0.14351 | 0.078525 | -0.012568 | 0.031786 | 0.0076159 | 0.00092879 | 0.10536 | 0.039005 | 0.034296 | 0.020782 | 0.027306 | -0.044353 | -0.020183 | -0.013496 | -0.11793 | -0.051572 | -0.046863 | -0.03335
2023 | 1.0866 | 1.2944 | 1.3865 | 1.0804 | 1.3936 | 1.2461 | 1.171 | 1.2813 | 1.0306 | 1.0188 | 4.6763 | 2.5542 | 1.5571 | 1.4209 | 1.3524 | 0.91392 | 1.1363 | 1.1494 | 0.25042 | 0.45847 | 0.75205 | 0.82416 |  |  | 2023 | 0.0057548 | 0 | 0.020182 | 0.0056808 | 0.082542 | 0.014887 | -0.0066005 | 0.11434 | 0.0099044 | -0.0001747 | -0.016129 | 0.049886 | 0.030167 | 0.020692 | 0.066778 | -0.12094 | -0.016504 | -0.0064262 | 0.0095282 | -0.056487 | -0.036768 | -0.027292
Growth Rate 2006-2023 | 0.5032% | 1.564% | 1.981% | 0.4685% | 2.011% | 1.333% | 0.9569% | 1.502% | 0.1826% | 0.113% | 9.349% | 5.683% | 2.684% | 2.129% | 1.83% | -0.5455% | 0.7743% | 0.8439% | -8.392% | -4.726% | -1.727% | -1.172% | 16.5 | yrs
Growth Rate 2006-2012 | 0.9512% | 3.259% | 1.887% | 0.4406% | 3.003% | 1.518% | 1.467% | 2.708% | 0.1232% | 0.08256% | 5.911% | 5.935% | 3.028% | 2.26% | 2.517% | -1.241% | 1.344% | 1.385% | -4.444% | -4.467% | -1.56% | -0.7924% | 6 | yrs
Growth Rate 2012-2023 | 0.2472% | 0.5952% | 2.034% | 0.4845% | 1.445% | 1.228% | 0.6651% | 0.8135% | 0.2166% | 0.1304% | 11.31% | 5.54% | 2.487% | 2.054% | 1.437% | -0.1484% | 0.4486% | 0.5347% | -10.65% | -4.874% | -1.822% | -1.389% | 10.5 | yrs
Growth Rate 2023 | 0.5755% | 0% | 2.018% | 0.5681% | 8.254% | 1.489% | -0.6601% | 11.43% | 0.9904% | -0.01747% | -1.613% | 4.989% | 3.017% | 2.069% | 6.678% | -12.09% | -1.65% | -0.6426% | 0.9528% | -5.649% | -3.677% | -2.729%
10.SAP: individual output & input indexes, 2006-2023 | [24 empty] | SAP
| Output Indexes | [6 empty] | Input Indexes | [7 empty] | Partial Productivity Indexes | [9 empty] | Output | [6 empty] | Input | [7 empty] | Partial productivity indexes
Year | Energy | Rat. max demand | Customers | Circuit length | CMOS | Max Demand | Total Output | Real Opex | O/H Sub-tran. lines | O/H Distr. lines | U/G Sub-tran. lines | U/G Distr. lines | Trans-formers | Capital | Total Input | Real Opex | O/H Sub-tran. lines | O/H Distr. lines | U/G Sub-tran. lines | U/G Distr. lines | Trans-formers | Capital |  |  | Year | Energy | Rat. max demand | Customers | Circuit length | CMOS | Max Demand | Total Output | Real Opex | O/H Sub-tran. lines | O/H Distr. lines | U/G Sub-tran. lines | U/G Distr. lines | Trans-formers | Capital inputs | Total Input | Real Opex | O/H Sub-tran. lines | O/H Distr. lines | U/G Sub-tran. lines | U/G Distr. lines | Trans-formers | Capital
2006 | 1 | 1 | 1 | 1 | 1 | 1 | 1 | 1 | 1 | 1 | 1 | 1 | 1 | 1 | 1 | 1 | 1 | 1 | 1 | 1 | 1 | 1 |  |  | 2006
2007 | 1.0278 | 1 | 1.0008 | 1.0058 | 1.153 | 0.99303 | 0.97454 | 0.92882 | 1.009 | 1.0001 | 1.0213 | 1.0403 | 1.0517 | 1.0365 | 1.0007 | 1.0492 | 0.96583 | 0.97449 | 0.95425 | 0.93681 | 0.92668 | 0.94022 |  |  | 2007 | 0.027382 | 0 | 0.00075372 | 0.005827 | 0.1424 | -0.0069896 | -0.025789 | -0.07384 | 0.0089766 | 5.3999e-05 | 0.021036 | 0.039491 | 0.050361 | 0.035853 | 0.00068776 | 0.048052 | -0.034766 | -0.025842 | -0.046825 | -0.06528 | -0.07615 | -0.061641
2008 | 1.0356 | 1.0704 | 1.0029 | 1.0117 | 0.83106 | 1.0704 | 1.0727 | 1.0358 | 1.018 | 1.0001 | 1.0425 | 1.0806 | 1.0747 | 1.0596 | 1.0507 | 1.0356 | 1.0537 | 1.0725 | 1.0289 | 0.99269 | 0.99815 | 1.0123 |  |  | 2008 | 0.0075838 | 0.068013 | 0.002158 | 0.0057922 | -0.32746 | 0.075002 | 0.095936 | 0.10905 | 0.0088977 | 5.2996e-05 | 0.020603 | 0.037991 | 0.02164 | 0.022038 | 0.048799 | -0.013116 | 0.087038 | 0.095881 | 0.075333 | 0.057944 | 0.074295 | 0.073896
2009 | 1.0285 | 1.1546 | 1.0457 | 1.0212 | 0.91202 | 1.1546 | 1.1016 | 1.1338 | 1.0339 | 1.001 | 1.1182 | 1.1309 | 1.1056 | 1.09 | 1.1037 | 0.97165 | 1.0655 | 1.1005 | 0.98515 | 0.97413 | 0.99641 | 1.0106 |  |  | 2009 | -0.0068641 | 0.075738 | 0.041818 | 0.0093122 | 0.092957 | 0.075738 | 0.026647 | 0.09034 | 0.015445 | 0.00092447 | 0.070118 | 0.045524 | 0.028388 | 0.028319 | 0.049146 | -0.063692 | 0.011202 | 0.025724 | -0.04347 | -0.018876 | -0.0017408 | -0.0016708
2010 | 1.0501 | 1.1546 | 1.0618 | 1.028 | 1.2261 | 1.1197 | 1.0483 | 1.1348 | 1.0538 | 1.0012 | 1.1147 | 1.1683 | 1.1567 | 1.1258 | 1.1273 | 0.92376 | 0.99471 | 1.047 | 0.94041 | 0.89724 | 0.90629 | 0.93113 |  |  | 2010 | 0.020799 | 0 | 0.015228 | 0.0067168 | 0.29592 | -0.030697 | -0.049656 | 0.00089484 | 0.019124 | 0.00021276 | -0.0031833 | 0.03256 | 0.045139 | 0.032288 | 0.021169 | -0.050551 | -0.068779 | -0.049868 | -0.046473 | -0.082216 | -0.094795 | -0.081944
2011 | 1.0278 | 1.1546 | 1.0735 | 1.0279 | 1.1098 | 1.1197 | 1.0725 | 1.4137 | 1.0202 | 1.0021 | 0.9985 | 1.1927 | 1.189 | 1.1474 | 1.232 | 0.75867 | 1.0513 | 1.0703 | 1.0742 | 0.89929 | 0.90209 | 0.93477 |  |  | 2011 | -0.021492 | 0 | 0.010933 | -0.00017024 | -0.099609 | 2.2327e-05 | 0.022901 | 0.21978 | -0.032421 | 0.00082962 | -0.11008 | 0.020618 | 0.02755 | 0.018994 | 0.088828 | -0.19688 | 0.055322 | 0.022071 | 0.13298 | 0.0022817 | -0.0046499 | 0.0039069
2012 | 1.0059 | 1.1546 | 1.0839 | 1.0332 | 0.9016 | 1.0011 | 1.1121 | 1.4613 | 1.0327 | 0.99702 | 1.1365 | 1.2175 | 1.2398 | 1.1793 | 1.2687 | 0.76102 | 1.0769 | 1.1154 | 0.97854 | 0.91344 | 0.897 | 0.94306 |  |  | 2012 | -0.021575 | 0 | 0.0096398 | 0.0051934 | -0.2078 | -0.11202 | 0.036226 | 0.033129 | 0.012125 | -0.0050604 | 0.12947 | 0.02062 | 0.041883 | 0.027399 | 0.029363 | 0.0030972 | 0.024101 | 0.041286 | -0.09324 | 0.015606 | -0.0056568 | 0.0088276
2013 | 1.0049 | 1.1546 | 1.0885 | 1.036 | 0.99733 | 1.0495 | 1.0979 | 1.5383 | 1.0366 | 0.9975 | 1.1443 | 1.2339 | 1.269 | 1.1986 | 1.3091 | 0.71372 | 1.0592 | 1.1007 | 0.95946 | 0.88977 | 0.86521 | 0.91596 |  |  | 2013 | -0.00095288 | 0 | 0.0042709 | 0.0026725 | 0.10091 | 0.047278 | -0.012852 | 0.051323 | 0.0037927 | 0.00048723 | 0.0068397 | 0.013401 | 0.023235 | 0.016301 | 0.031331 | -0.064174 | -0.016644 | -0.013338 | -0.01969 | -0.026252 | -0.036086 | -0.029153
2014 | 0.96794 | 1.1546 | 1.0936 | 1.0383 | 1.172 | 1.1026 | 1.0681 | 1.5309 | 1.0337 | 0.98766 | 1.173 | 1.2527 | 1.2977 | 1.2164 | 1.3195 | 0.69772 | 1.0333 | 1.0815 | 0.9106 | 0.85268 | 0.8231 | 0.87807 |  |  | 2014 | -0.037471 | 0 | 0.0047073 | 0.0022774 | 0.16135 | 0.049324 | -0.027518 | -0.0048423 | -0.0027561 | -0.0099192 | 0.024746 | 0.015059 | 0.022371 | 0.014738 | 0.0079449 | -0.022676 | -0.024761 | -0.0176 | -0.052265 | -0.042578 | -0.04989 | -0.042256
2015 | 0.94413 | 1.1546 | 1.0964 | 1.0397 | 0.86719 | 0.99318 | 1.1151 | 1.5905 | 1.0513 | 0.95872 | 1.218 | 1.2702 | 1.3247 | 1.2306 | 1.3473 | 0.70106 | 1.0606 | 1.1631 | 0.91546 | 0.87787 | 0.84172 | 0.90612 |  |  | 2015 | -0.024899 | 0 | 0.0025479 | 0.0013426 | -0.30117 | -0.1045 | 0.043013 | 0.038237 | 0.01689 | -0.029741 | 0.037686 | 0.0139 | 0.020652 | 0.011558 | 0.020866 | 0.0047762 | 0.026123 | 0.072754 | 0.0053269 | 0.029114 | 0.022361 | 0.031455
2016 | 0.94528 | 1.1546 | 1.1025 | 1.0469 | 0.97961 | 1.0039 | 1.1029 | 1.3339 | 1.0432 | 0.96436 | 1.2126 | 1.2987 | 1.3362 | 1.2431 | 1.2683 | 0.82684 | 1.0573 | 1.1437 | 0.90956 | 0.84926 | 0.82544 | 0.88721 |  |  | 2016 | 0.0012195 | 0 | 0.0054973 | 0.006859 | 0.1219 | 0.010694 | -0.010954 | -0.17598 | -0.0078186 | 0.0058675 | -0.0044886 | 0.022179 | 0.0085738 | 0.010142 | -0.060444 | 0.16503 | -0.0031362 | -0.016822 | -0.0064654 | -0.033134 | -0.019528 | -0.021097
2017 | 0.93246 | 1.1546 | 1.1277 | 1.0488 | 1.0917 | 1.0629 | 1.0884 | 1.5365 | 1.0582 | 0.96427 | 1.2118 | 1.318 | 1.342 | 1.2554 | 1.3466 | 0.7084 | 1.0285 | 1.1288 | 0.89819 | 0.82584 | 0.81103 | 0.867 |  |  | 2017 | -0.013661 | 0 | 0.022631 | 0.0018333 | 0.10836 | 0.057187 | -0.013217 | 0.14139 | 0.01435 | -9.2812e-05 | -0.00063191 | 0.01475 | 0.0043888 | 0.0098211 | 0.059861 | -0.15461 | -0.027566 | -0.013124 | -0.012585 | -0.027967 | -0.017606 | -0.023038
2018 | 0.92691 | 1.1546 | 1.1484 | 1.0528 | 0.96686 | 1.0081 | 1.1148 | 1.5055 | 1.0658 | 0.97391 | 1.2581 | 1.3349 | 1.3551 | 1.2681 | 1.3445 | 0.74047 | 1.046 | 1.1447 | 0.8861 | 0.83512 | 0.82264 | 0.87913 |  |  | 2018 | -0.0059654 | 0 | 0.018162 | 0.0038142 | -0.12145 | -0.053015 | 0.023932 | -0.020341 | 0.0071129 | 0.0099438 | 0.037485 | 0.01276 | 0.0097199 | 0.010044 | -0.00156 | 0.044273 | 0.016819 | 0.013989 | -0.013553 | 0.011172 | 0.014212 | 0.013887
2019 | 0.91752 | 1.1546 | 1.1635 | 1.0527 | 1.0888 | 1.1276 | 1.0966 | 1.5448 | 1.0615 | 0.98113 | 1.2651 | 1.3739 | 1.3598 | 1.2808 | 1.3662 | 0.70989 | 1.0331 | 1.1177 | 0.86683 | 0.79819 | 0.80647 | 0.85618 |  |  | 2019 | -0.010186 | 0 | 0.013108 | -0.00014533 | 0.1188 | 0.11202 | -0.016432 | 0.025733 | -0.0040371 | 0.007386 | 0.0055501 | 0.028793 | 0.0034196 | 0.010022 | 0.01606 | -0.042165 | -0.012395 | -0.023818 | -0.021982 | -0.045225 | -0.019852 | -0.026453
2020 | 0.89914 | 1.1546 | 1.1743 | 1.0541 | 0.90026 | 1.0658 | 1.128 | 1.3767 | 1.0654 | 0.99421 | 1.2914 | 1.4083 | 1.3746 | 1.2992 | 1.3202 | 0.81933 | 1.0587 | 1.1346 | 0.87347 | 0.80097 | 0.82061 | 0.86823 |  |  | 2020 | -0.020232 | 0 | 0.0092325 | 0.0013205 | -0.19018 | -0.056351 | 0.028204 | -0.11517 | 0.0036983 | 0.013243 | 0.02057 | 0.02473 | 0.010822 | 0.014219 | -0.034259 | 0.14337 | 0.024505 | 0.014961 | 0.0076334 | 0.0034743 | 0.017383 | 0.013986
2021 | 0.88239 | 1.1546 | 1.1823 | 1.0563 | 0.95584 | 0.96663 | 1.1194 | 1.4037 | 1.0727 | 0.99172 | 1.2943 | 1.5733 | 1.3895 | 1.3441 | 1.3568 | 0.79748 | 1.0435 | 1.1287 | 0.86485 | 0.71151 | 0.80558 | 0.83283 |  |  | 2021 | -0.018803 | 0 | 0.006797 | 0.0021446 | 0.059907 | -0.097639 | -0.007665 | 0.019371 | 0.0067836 | -0.0024991 | 0.0022508 | 0.11077 | 0.010826 | 0.033973 | 0.027312 | -0.027036 | -0.014448 | -0.0051651 | -0.0099148 | -0.11844 | -0.01849 | -0.041638
2022 | 0.89227 | 1.1546 | 1.1925 | 1.061 | 1.0347 | 0.91499 | 1.1121 | 1.4994 | 1.0901 | 0.9904 | 1.3198 | 1.5986 | 1.4101 | 1.3602 | 1.402 | 0.74174 | 1.0202 | 1.1229 | 0.84262 | 0.69569 | 0.78871 | 0.8176 |  |  | 2022 | 0.011133 | 0 | 0.0085297 | 0.004432 | 0.079297 | -0.054898 | -0.0065015 | 0.065953 | 0.016087 | -0.0013374 | 0.019547 | 0.01598 | 0.014661 | 0.011951 | 0.032772 | -0.072454 | -0.022589 | -0.0051643 | -0.026048 | -0.022481 | -0.021162 | -0.018452
2023 | 0.89539 | 1.1546 | 1.2026 | 1.0646 | 1.0975 | 1.0267 | 1.1056 | 1.7441 | 1.0888 | 0.9881 | 1.3315 | 1.6324 | 1.4238 | 1.3739 | 1.4965 | 0.63392 | 1.0154 | 1.1189 | 0.83037 | 0.67727 | 0.77652 | 0.80473 |  |  | 2023 | 0.0034846 | 0 | 0.0085033 | 0.0033826 | 0.05893 | 0.11522 | -0.0058844 | 0.15119 | -0.0011593 | -0.0023192 | 0.008758 | 0.020947 | 0.0096936 | 0.0099755 | 0.065279 | -0.15708 | -0.0047248 | -0.0035659 | -0.014642 | -0.026832 | -0.015578 | -0.01586
Growth Rate 2006-2023 | -0.65% | 0.8456% | 1.085% | 0.3683% | 0.5474% | 0.1552% | 0.5905% | 3.272% | 0.5005% | -0.07039% | 1.684% | 2.883% | 2.078% | 1.868% | 2.372% | -2.681% | 0.09001% | 0.6609% | -1.093% | -2.292% | -1.488% | -1.278% | 17 | yrs
Growth Rate 2006-2012 | 0.09723% | 2.396% | 1.342% | 0.5445% | -1.726% | 0.01764% | 1.771% | 6.323% | 0.5358% | -0.04978% | 2.133% | 3.28% | 3.583% | 2.748% | 3.967% | -4.552% | 1.235% | 1.821% | -0.3616% | -1.509% | -1.812% | -0.9771% | 6 | yrs
Growth Rate 2012-2023 | -1.058% | 0% | 0.9453% | 0.2721% | 1.788% | 0.2302% | -0.0534% | 1.608% | 0.4813% | -0.08164% | 1.439% | 2.666% | 1.258% | 1.389% | 1.501% | -1.661% | -0.5347% | 0.02824% | -1.493% | -2.719% | -1.311% | -1.442% | 11 | yrs
Growth Rate 2023 | 0.3485% | 0% | 0.8503% | 0.3383% | 5.893% | 11.52% | -0.5884% | 15.12% | -0.1159% | -0.2319% | 0.8758% | 2.095% | 0.9694% | 0.9976% | 6.528% | -15.71% | -0.4725% | -0.3566% | -1.464% | -2.683% | -1.558% | -1.586%
11.AND: individual output & input indexes, 2006-2023 | [24 empty] | AND
| Output Indexes | [6 empty] | Input Indexes | [7 empty] | Partial Productivity Indexes | [9 empty] | Output | [6 empty] | Input | [7 empty] | Partial productivity indexes
Year | Energy | Rat. max demand | Customers | Circuit length | CMOS | Max Demand | Total Output | Real Opex | O/H Sub-tran. lines | O/H Distr. lines | U/G Sub-tran. lines | U/G Distr. lines | Trans-formers | Capital | Total Input | Real Opex | O/H Sub-tran. lines | O/H Distr. lines | U/G Sub-tran. lines | U/G Distr. lines | Trans-formers | Capital |  |  | Year | Energy | Rat. max demand | Customers | Circuit length | CMOS | Max Demand | Total Output | Real Opex | O/H Sub-tran. lines | O/H Distr. lines | U/G Sub-tran. lines | U/G Distr. lines | Trans-formers | Capital inputs | Total Input | Real Opex | O/H Sub-tran. lines | O/H Distr. lines | U/G Sub-tran. lines | U/G Distr. lines | Trans-formers | Capital
2006 | 1 | 1 | 1 | 1 | 1 | 1 | 1 | 1 | 1 | 1 | 1 | 1 | 1 | 1 | 1 | 1 | 1 | 1 | 1 | 1 | 1 | 1 |  |  | 2006
2007 | 1.0138 | 1.0448 | 1.0185 | 1.0079 | 0.95214 | 1.0448 | 1.0385 | 1.1752 | 1.0058 | 1.003 | 1.0316 | 1.0778 | 1.0635 | 1.0395 | 1.0926 | 0.88362 | 1.0325 | 1.0354 | 1.0066 | 0.96347 | 0.97643 | 0.99895 |  |  | 2007 | 0.013705 | 0.043825 | 0.018295 | 0.0078908 | -0.049047 | 0.043825 | 0.037736 | 0.16147 | 0.0057813 | 0.0029646 | 0.031142 | 0.074945 | 0.061586 | 0.038788 | 0.088578 | -0.12373 | 0.031955 | 0.034771 | 0.0065932 | -0.037209 | -0.02385 | -0.0010526
2008 | 1.066 | 1.1142 | 1.0366 | 1.0145 | 0.72248 | 1.1142 | 1.1296 | 1.2795 | 1.0118 | 1.0063 | 1 | 1.1105 | 1.0797 | 1.0536 | 1.1422 | 0.88286 | 1.1164 | 1.1225 | 1.1296 | 1.0172 | 1.0462 | 1.0721 |  |  | 2008 | 0.050179 | 0.064307 | 0.01763 | 0.0065504 | -0.27602 | 0.064308 | 0.084126 | 0.084983 | 0.0059724 | 0.0033415 | -0.031142 | 0.029831 | 0.015125 | 0.01342 | 0.044354 | -0.00085719 | 0.078153 | 0.080784 | 0.11527 | 0.054295 | 0.069002 | 0.070706
2009 | 1.0476 | 1.1944 | 1.0548 | 1.029 | 0.99131 | 1.1944 | 1.1093 | 1.4459 | 1.036 | 1.0102 | 1.0114 | 1.1915 | 1.1983 | 1.1126 | 1.2417 | 0.76724 | 1.0708 | 1.0982 | 1.0968 | 0.93105 | 0.92579 | 0.99707 |  |  | 2009 | -0.017388 | 0.069473 | 0.017472 | 0.014164 | 0.31634 | 0.069472 | -0.018092 | 0.12228 | 0.023606 | 0.0038135 | 0.011365 | 0.070436 | 0.10416 | 0.054495 | 0.08358 | -0.14037 | -0.041698 | -0.021906 | -0.029458 | -0.088529 | -0.12225 | -0.072587
2010 | 1.0691 | 1.1985 | 1.0665 | 1.0352 | 0.73073 | 1.1985 | 1.1762 | 1.4101 | 1.0589 | 1.0118 | 1.0035 | 1.2411 | 1.1842 | 1.1194 | 1.2327 | 0.83409 | 1.1107 | 1.1624 | 1.1721 | 0.94769 | 0.99319 | 1.0507 |  |  | 2010 | 0.020316 | 0.0034703 | 0.011027 | 0.0060032 | -0.30498 | 0.0034703 | 0.05848 | -0.025071 | 0.021883 | 0.0016558 | -0.0079151 | 0.040767 | -0.011794 | 0.0061048 | -0.0073295 | 0.083551 | 0.036597 | 0.056825 | 0.066395 | 0.017713 | 0.070274 | 0.052375
2011 | 1.0313 | 1.1985 | 1.0813 | 1.0411 | 0.82988 | 1.1371 | 1.1561 | 1.4368 | 1.0601 | 1.012 | 1.1446 | 1.2966 | 1.2394 | 1.1491 | 1.2615 | 0.80463 | 1.0906 | 1.1424 | 1.01 | 0.89162 | 0.93281 | 1.0061 |  |  | 2011 | -0.035987 | 0 | 0.013761 | 0.0056908 | 0.12723 | -0.052569 | -0.017208 | 0.018761 | 0.0010892 | 0.00015219 | 0.13161 | 0.043777 | 0.045516 | 0.026148 | 0.023086 | -0.035969 | -0.018297 | -0.017361 | -0.14882 | -0.060984 | -0.062723 | -0.043356
2012 | 1.0266 | 1.1985 | 1.1045 | 1.0529 | 0.73193 | 1.1092 | 1.1855 | 1.5441 | 1.0753 | 1.0213 | 1.1446 | 1.3729 | 1.2499 | 1.1709 | 1.3142 | 0.76777 | 1.1025 | 1.1608 | 1.0358 | 0.86352 | 0.94849 | 1.0125 |  |  | 2012 | -0.0045697 | 0 | 0.021253 | 0.011234 | -0.12559 | -0.024902 | 0.025156 | 0.072043 | 0.014275 | 0.0091507 | 0 | 0.057183 | 0.00849 | 0.01878 | 0.040986 | -0.046887 | 0.010882 | 0.016006 | 0.025156 | -0.032027 | 0.016666 | 0.0063766
2013 | 1.0139 | 1.1985 | 1.1254 | 1.0552 | 0.79037 | 1.1637 | 1.1768 | 1.6337 | 1.0478 | 1.0212 | 2.7315 | 1.422 | 1.2792 | 1.1916 | 1.3615 | 0.72035 | 1.1231 | 1.1523 | 0.43083 | 0.82759 | 0.91999 | 0.98763 |  |  | 2013 | -0.01242 | 0 | 0.018661 | 0.0022352 | 0.076818 | 0.047991 | -0.007385 | 0.056368 | -0.02591 | -5.6792e-05 | 0.8698 | 0.035108 | 0.023119 | 0.017523 | 0.035327 | -0.063753 | 0.018525 | -0.0073286 | -0.87719 | -0.042493 | -0.030504 | -0.024908
2014 | 1.0067 | 1.2018 | 1.1318 | 1.0657 | 0.93921 | 1.2018 | 1.1561 | 1.6741 | 1.1181 | 1.0232 | 3.1257 | 1.4963 | 1.2785 | 1.2101 | 1.3879 | 0.69056 | 1.034 | 1.1298 | 0.36986 | 0.77263 | 0.90427 | 0.95533 |  |  | 2014 | -0.0071383 | 0.0027064 | 0.005701 | 0.0098402 | 0.17253 | 0.032186 | -0.017771 | 0.024469 | 0.064914 | 0.0019545 | 0.13481 | 0.050947 | -0.00053174 | 0.015479 | 0.019225 | -0.04224 | -0.082685 | -0.019725 | -0.15258 | -0.068718 | -0.017239 | -0.033249
2015 | 1.039 | 1.2018 | 1.1669 | 1.0679 | 0.84193 | 1.1237 | 1.1848 | 1.7938 | 1.0851 | 1.0212 | 2.8972 | 1.572 | 1.313 | 1.2286 | 1.4436 | 0.66049 | 1.0918 | 1.1601 | 0.40894 | 0.75364 | 0.90233 | 0.96433 |  |  | 2015 | 0.031516 | 0 | 0.030513 | 0.002126 | -0.10934 | -0.067156 | 0.024501 | 0.069018 | -0.029933 | -0.0019653 | -0.07593 | 0.049386 | 0.026648 | 0.015131 | 0.039298 | -0.044518 | 0.054433 | 0.026467 | 0.10043 | -0.024886 | -0.0021476 | 0.0093692
2016 | 1.0219 | 1.2072 | 1.1773 | 1.0765 | 1.0645 | 1.2072 | 1.1531 | 1.9233 | 1.1408 | 1.0196 | 2.8955 | 1.6524 | 1.3527 | 1.2514 | 1.5045 | 0.59955 | 1.0108 | 1.1309 | 0.39825 | 0.69786 | 0.85249 | 0.92148 |  |  | 2016 | -0.016563 | 0.0045389 | 0.0089388 | 0.0079547 | 0.23453 | 0.071696 | -0.027064 | 0.069729 | 0.050052 | -0.0015876 | -0.00058384 | 0.049833 | 0.029753 | 0.018382 | 0.041338 | -0.096792 | -0.077115 | -0.025476 | -0.026479 | -0.076896 | -0.056816 | -0.045445
2017 | 1.0372 | 1.2072 | 1.2135 | 1.0814 | 0.77644 | 1.2012 | 1.2146 | 1.6822 | 1.1352 | 1.0179 | 2.8914 | 1.7489 | 1.3672 | 1.2687 | 1.4284 | 0.72203 | 1.0699 | 1.1932 | 0.42006 | 0.69449 | 0.88839 | 0.95731 |  |  | 2017 | 0.01489 | 0 | 0.030231 | 0.0045462 | -0.31551 | -0.004995 | 0.051908 | -0.13397 | -0.00495 | -0.0016677 | -0.0013994 | 0.056757 | 0.010659 | 0.013763 | -0.051857 | 0.18588 | 0.056859 | 0.053576 | 0.053308 | -0.0048476 | 0.04125 | 0.038146
2018 | 1.0233 | 1.2072 | 1.2253 | 1.0864 | 1.0828 | 1.2012 | 1.1654 | 1.5295 | 1.0862 | 1.0143 | 3.0333 | 1.8783 | 1.4098 | 1.2935 | 1.3878 | 0.76192 | 1.0728 | 1.1489 | 0.38419 | 0.62043 | 0.8266 | 0.90093 |  |  | 2018 | -0.013512 | 0 | 0.0097425 | 0.0046186 | 0.33261 | 1.665e-05 | -0.041364 | -0.095143 | -0.044053 | -0.0035745 | 0.047893 | 0.071392 | 0.030724 | 0.019335 | -0.028871 | 0.053778 | 0.0026881 | -0.037791 | -0.089258 | -0.11276 | -0.072089 | -0.0607
2019 | 1.0352 | 1.2537 | 1.2593 | 1.0955 | 1.1911 | 1.2537 | 1.1786 | 1.5752 | 1.0844 | 1.0034 | 3.0765 | 1.9486 | 1.4142 | 1.2984 | 1.4078 | 0.74818 | 1.0868 | 1.1746 | 0.38308 | 0.60482 | 0.8334 | 0.9077 |  |  | 2019 | 0.01156 | 0.037777 | 0.027319 | 0.0083744 | 0.095302 | 0.042754 | 0.011263 | 0.02947 | -0.0016566 | -0.010826 | 0.014151 | 0.036752 | 0.003073 | 0.0037764 | 0.014278 | -0.018206 | 0.012921 | 0.02209 | -0.0028874 | -0.025488 | 0.0081903 | 0.0074869
2020 | 1.0084 | 1.3081 | 1.2832 | 1.1013 | 1.17 | 1.3081 | 1.2073 | 1.6437 | 1.1149 | 1.0044 | 3.2687 | 2.0493 | 1.4285 | 1.3202 | 1.4466 | 0.73452 | 1.0829 | 1.2021 | 0.36936 | 0.58914 | 0.84516 | 0.91448 |  |  | 2020 | -0.026189 | 0.042499 | 0.018805 | 0.0052712 | -0.017857 | 0.042499 | 0.024119 | 0.042542 | 0.027686 | 0.0010141 | 0.060599 | 0.050389 | 0.010105 | 0.016679 | 0.027237 | -0.018423 | -0.0035683 | 0.023104 | -0.03648 | -0.026271 | 0.014014 | 0.0074393
2021 | 1.0091 | 1.3081 | 1.2954 | 1.1048 | 0.86518 | 1.1607 | 1.2611 | 1.6726 | 1.1173 | 1.0021 | 3.2682 | 2.0921 | 1.4426 | 1.3301 | 1.4638 | 0.75399 | 1.1287 | 1.2584 | 0.38587 | 0.60279 | 0.87422 | 0.94814 |  |  | 2021 | 0.0013521 | 0 | 0.018939 | 0.006317 | -0.60367 | -0.2391 | 0.087189 | 0.034856 | 0.0042721 | -0.0044954 | -0.00029004 | 0.041365 | 0.01959 | 0.014902 | 0.023657 | 0.052334 | 0.08292 | 0.091687 | 0.08748 | 0.045826 | 0.0676 | 0.072287
2022 | 1.031 | 1.3081 | 1.3158 | 1.1093 | 1.0829 | 1.2299 | 1.2335 | 1.6313 | 1.1325 | 0.99952 | 3.2389 | 2.1575 | 1.4835 | 1.3549 | 1.4648 | 0.75617 | 1.0892 | 1.2341 | 0.38085 | 0.57173 | 0.83149 | 0.9104 |  |  | 2022 | 0.021431 | 0 | 0.01566 | 0.0040487 | 0.22445 | 0.057903 | -0.022115 | -0.024997 | 0.013552 | -0.0025976 | -0.0090215 | 0.03078 | 0.027991 | 0.018501 | 0.00068836 | 0.0028815 | -0.035667 | -0.019519 | -0.013094 | -0.052895 | -0.050107 | -0.040616
2023 | 1.0311 | 1.3081 | 1.3389 | 1.116 | 1.2058 | 1.2612 | 1.2223 | 1.5527 | 1.1646 | 0.97506 | 3.0523 | 2.225 | 1.4917 | 1.3503 | 1.4363 | 0.78722 | 1.0496 | 1.2536 | 0.40046 | 0.54936 | 0.81945 | 0.90526 |  |  | 2023 | 7.8563e-05 | 0 | 0.017368 | 0.0060478 | 0.10752 | 0.025116 | -0.0091153 | -0.049363 | 0.027914 | -0.024779 | -0.059323 | 0.030801 | 0.0054726 | -0.0034526 | -0.019655 | 0.040248 | -0.03703 | 0.015664 | 0.050208 | -0.039917 | -0.014588 | -0.0056623
Growth Rate 2006-2023 | 0.1854% | 1.628% | 1.769% | 0.6652% | 1.134% | 1.406% | 1.217% | 2.667% | 0.9234% | -0.1531% | 6.763% | 4.847% | 2.424% | 1.82% | 2.195% | -1.45% | 0.2934% | 1.37% | -5.546% | -3.63% | -1.207% | -0.6032% | 16.5 | yrs
Growth Rate 2006-2012 | 0.4376% | 3.018% | 1.657% | 0.8589% | -5.201% | 1.727% | 2.837% | 7.241% | 1.21% | 0.3513% | 2.251% | 5.282% | 3.718% | 2.629% | 4.554% | -4.404% | 1.627% | 2.485% | 0.5857% | -2.446% | -0.8815% | 0.2077% | 6 | yrs
Growth Rate 2012-2023 | 0.04123% | 0.8335% | 1.832% | 0.5545% | 4.754% | 1.223% | 0.2912% | 0.05285% | 0.7595% | -0.4413% | 9.341% | 4.598% | 1.684% | 1.358% | 0.8461% | 0.2383% | -0.4684% | 0.7324% | -9.05% | -4.307% | -1.393% | -1.067% | 10.5 | yrs
Growth Rate 2023 | 0.007856% | 0% | 1.737% | 0.6048% | 10.75% | 2.512% | -0.9115% | -4.936% | 2.791% | -2.478% | -5.932% | 3.08% | 0.5473% | -0.3453% | -1.966% | 4.025% | -3.703% | 1.566% | 5.021% | -3.992% | -1.459% | -0.5662%
12.TND: individual output & input indexes, 2006-2023 | [24 empty] | TND
| Output Indexes | [6 empty] | Input Indexes | [7 empty] | Partial Productivity Indexes | [9 empty] | Output | [6 empty] | Input | [7 empty] | Partial productivity indexes
Year | Energy | Rat. max demand | Customers | Circuit length | CMOS | Max Demand | Total Output | Real Opex | O/H Sub-tran. lines | O/H Distr. lines | U/G Sub-tran. lines | U/G Distr. lines | Trans-formers | Capital | Total Input | Real Opex | O/H Sub-tran. lines | O/H Distr. lines | U/G Sub-tran. lines | U/G Distr. lines | Trans-formers | Capital |  |  | Year | Energy | Rat. max demand | Customers | Circuit length | CMOS | Max Demand | Total Output | Real Opex | O/H Sub-tran. lines | O/H Distr. lines | U/G Sub-tran. lines | U/G Distr. lines | Trans-formers | Capital inputs | Total Input | Real Opex | O/H Sub-tran. lines | O/H Distr. lines | U/G Sub-tran. lines | U/G Distr. lines | Trans-formers | Capital
2006 | 1 | 1 | 1 | 1 | 1 | 1 | 1 | 1 | 1 | 1 | 1 | 1 | 1 | 1 | 1 | 1 | 1 | 1 | 1 | 1 | 1 | 1 |  |  | 2006
2007 | 0.9929 | 1.08 | 1.0193 | 1 | 1.3359 | 1.08 | 0.97676 | 0.99813 | 1 | 1 | 1 | 1.0003 | 1.0372 | 1.0132 | 1.0074 | 0.97859 | 0.97676 | 0.97676 | 0.97676 | 0.97651 | 0.94173 | 0.96402 |  |  | 2007 | -0.0071282 | 0.076926 | 0.019134 | 9e-06 | 0.28962 | 0.076926 | -0.023515 | -0.0018686 | 0 | 0 | 0 | 0.00025797 | 0.036524 | 0.013133 | 0.0074224 | -0.021647 | -0.023515 | -0.023515 | -0.023515 | -0.023773 | -0.060039 | -0.036648
2008 | 0.99829 | 1.0856 | 1.039 | 1 | 1.3775 | 1.0856 | 0.97802 | 1.0079 | 1 | 1 | 1 | 1.0003 | 1.0878 | 1.0341 | 1.0241 | 0.97031 | 0.97802 | 0.97802 | 0.97802 | 0.97776 | 0.89911 | 0.94572 |  |  | 2008 | 0.0054134 | 0.0052134 | 0.019151 | 0 | 0.030645 | 0.0052134 | 0.0012873 | 0.0097783 | 0 | 0 | 0 | 0 | 0.047599 | 0.020444 | 0.016439 | -0.0084911 | 0.0012873 | 0.0012873 | 0.0012873 | 0.0012872 | -0.046311 | -0.019157
2009 | 1.0309 | 1.0856 | 1.0591 | 1.0027 | 1.6128 | 1.0668 | 0.9518 | 1.1235 | 1.0067 | 0.99905 | 1.4522 | 1.003 | 1.1326 | 1.055 | 1.0813 | 0.84719 | 0.94546 | 0.9527 | 0.65542 | 0.94895 | 0.84034 | 0.90216 |  |  | 2009 | 0.032129 | 0 | 0.019167 | 0.0027173 | 0.15769 | -0.017483 | -0.027174 | 0.10852 | 0.0066796 | -0.00094965 | 0.37308 | 0.0027415 | 0.040426 | 0.019985 | 0.054292 | -0.13569 | -0.033854 | -0.026224 | -0.40025 | -0.029915 | -0.0676 | -0.047158
2010 | 1.0217 | 1.0856 | 1.0796 | 1.0199 | 1.6767 | 1.0452 | 0.95749 | 1.3334 | 1.0067 | 1.0185 | 1.4589 | 1.044 | 1.1817 | 1.0883 | 1.1823 | 0.71809 | 0.95111 | 0.94014 | 0.6563 | 0.91711 | 0.81026 | 0.87979 |  |  | 2010 | -0.008942 | 0 | 0.019184 | 0.016966 | 0.038889 | -0.020491 | 0.0059595 | 0.17129 | 0 | 0.019232 | 0.0046188 | 0.040083 | 0.042412 | 0.031063 | 0.089297 | -0.16533 | 0.0059595 | -0.013272 | 0.0013405 | -0.034123 | -0.036453 | -0.025104
2011 | 0.99913 | 1.0856 | 1.1006 | 1.0385 | 1.1589 | 1.0179 | 1.0393 | 1.2872 | 1.0067 | 1.0285 | 1.6942 | 1.0873 | 1.2395 | 1.1218 | 1.183 | 0.80743 | 1.0324 | 1.0105 | 0.61346 | 0.95588 | 0.83848 | 0.9265 |  |  | 2011 | -0.022339 | 0 | 0.0192 | 0.018113 | -0.36934 | -0.026449 | 0.082024 | -0.035241 | 0 | 0.0098128 | 0.14953 | 0.040622 | 0.047782 | 0.030297 | 0.00063754 | 0.11727 | 0.082024 | 0.072211 | -0.067508 | 0.041402 | 0.034243 | 0.051727
2012 | 0.97063 | 1.0856 | 1.1107 | 1.0477 | 1.3463 | 0.98024 | 1.0162 | 1.4337 | 1.0067 | 1.0355 | 1.7413 | 1.1017 | 1.2733 | 1.1393 | 1.2467 | 0.70879 | 1.0095 | 0.98141 | 0.5836 | 0.92238 | 0.79809 | 0.89198 |  |  | 2012 | -0.028947 | 0 | 0.0091657 | 0.0088139 | 0.14987 | -0.037669 | -0.022485 | 0.10781 | 0 | 0.0067676 | 0.027399 | 0.013187 | 0.026887 | 0.015488 | 0.052409 | -0.1303 | -0.022485 | -0.029252 | -0.049884 | -0.035672 | -0.049373 | -0.037973
2013 | 0.95482 | 1.0856 | 1.1166 | 1.0531 | 1.1589 | 0.96143 | 1.0425 | 1.109 | 1.0067 | 1.039 | 1.7346 | 1.1089 | 1.2834 | 1.1456 | 1.1319 | 0.94009 | 1.0356 | 1.0034 | 0.60103 | 0.94019 | 0.81234 | 0.91001 |  |  | 2013 | -0.016422 | 0 | 0.005288 | 0.0051076 | -0.1499 | -0.01938 | 0.025554 | -0.25686 | 0 | 0.0033657 | -0.0038684 | 0.0064345 | 0.0078524 | 0.0055451 | -0.09662 | 0.28241 | 0.025554 | 0.022188 | 0.029422 | 0.019119 | 0.017702 | 0.020009
2014 | 0.92426 | 1.0856 | 1.1201 | 1.0606 | 1.5685 | 0.98999 | 0.99152 | 1.1261 | 1.0064 | 1.0445 | 1.9118 | 1.1344 | 1.3107 | 1.1628 | 1.1482 | 0.8805 | 0.98526 | 0.94925 | 0.51862 | 0.87405 | 0.75648 | 0.85271 |  |  | 2014 | -0.03252 | 0 | 0.0031466 | 0.0071382 | 0.30267 | 0.029273 | -0.050166 | 0.015316 | -0.00034674 | 0.0053391 | 0.097302 | 0.022779 | 0.021077 | 0.014869 | 0.014303 | -0.065482 | -0.049819 | -0.055505 | -0.14747 | -0.072944 | -0.071243 | -0.065035
2015 | 0.94089 | 1.0856 | 1.1293 | 1.0669 | 1.2085 | 0.98236 | 1.0427 | 0.92416 | 1.0064 | 1.0497 | 1.9178 | 1.1424 | 1.3295 | 1.1731 | 1.0764 | 1.1283 | 1.0361 | 0.99339 | 0.54369 | 0.91271 | 0.78431 | 0.88889 |  |  | 2015 | 0.017832 | 0 | 0.0081914 | 0.0059101 | -0.26072 | -0.0077349 | 0.050345 | -0.19761 | 8.0485e-05 | 0.0048993 | 0.0031407 | 0.0070677 | 0.014221 | 0.0087857 | -0.064551 | 0.24796 | 0.050265 | 0.045446 | 0.047204 | 0.043277 | 0.036124 | 0.041559
2016 | 0.95384 | 1.0856 | 1.1384 | 1.0694 | 1.2971 | 1.0113 | 1.0354 | 1.0099 | 1.0045 | 1.0565 | 2.0205 | 1.1508 | 1.3371 | 1.1806 | 1.1122 | 1.0252 | 1.0307 | 0.98004 | 0.51245 | 0.89973 | 0.77437 | 0.87702 |  |  | 2016 | 0.013666 | 0 | 0.0079729 | 0.0022881 | 0.070723 | 0.029057 | -0.0070246 | 0.088763 | -0.0018916 | 0.0065009 | 0.052153 | 0.007291 | 0.0057362 | 0.0064249 | 0.032715 | -0.095787 | -0.0051326 | -0.013526 | -0.059177 | -0.014316 | -0.01276 | -0.013449
2017 | 0.94247 | 1.0856 | 1.1477 | 1.0714 | 1.1877 | 1.0012 | 1.0509 | 1.3368 | 1.0039 | 1.0684 | 2.0477 | 1.1558 | 1.3644 | 1.196 | 1.2535 | 0.78611 | 1.0468 | 0.98358 | 0.51319 | 0.90919 | 0.7702 | 0.87865 |  |  | 2017 | -0.011991 | 0 | 0.0081207 | 0.0019348 | -0.088131 | -0.010069 | 0.014823 | 0.28039 | -0.00067019 | 0.01122 | 0.013382 | 0.0043639 | 0.02021 | 0.012962 | 0.11956 | -0.26557 | 0.015492 | 0.0036022 | 0.0014397 | 0.010458 | -0.0053879 | 0.0018592
2018 | 0.96502 | 1.0856 | 1.1488 | 1.0734 | 1.3694 | 1.0016 | 1.0315 | 1.2906 | 0.99938 | 1.0874 | 2.0081 | 1.1763 | 1.3609 | 1.2068 | 1.2416 | 0.79924 | 1.0322 | 0.94865 | 0.51369 | 0.87693 | 0.75796 | 0.85476 |  |  | 2018 | 0.023641 | 0 | 0.00098848 | 0.0018575 | 0.14237 | 0.0004264 | -0.018583 | -0.035144 | -0.0044749 | 0.01757 | -0.019553 | 0.017541 | -0.0025523 | 0.0089787 | -0.0095375 | 0.016562 | -0.014108 | -0.036153 | 0.00097013 | -0.036123 | -0.01603 | -0.027561
2019 | 0.97125 | 1.0856 | 1.1588 | 1.0779 | 1.3896 | 0.96558 | 1.0333 | 1.183 | 0.99435 | 1.0969 | 2.0109 | 1.1922 | 1.3891 | 1.225 | 1.208 | 0.87346 | 1.0392 | 0.94205 | 0.51387 | 0.86673 | 0.74387 | 0.84356 |  |  | 2019 | 0.0064382 | 0 | 0.0086801 | 0.0041658 | 0.014671 | -0.036641 | 0.0017522 | -0.087053 | -0.0050425 | 0.0087343 | 0.0014028 | 0.013453 | 0.020516 | 0.014948 | -0.027412 | 0.088805 | 0.0067955 | -0.0069819 | 0.00034957 | -0.011701 | -0.018764 | -0.013196
2020 | 0.98931 | 1.0856 | 1.1728 | 1.0802 | 1.3451 | 1.0154 | 1.0454 | 1.2545 | 0.99591 | 1.0995 | 2.1017 | 1.2014 | 1.4142 | 1.2357 | 1.2431 | 0.83328 | 1.0497 | 0.95083 | 0.4974 | 0.87012 | 0.73919 | 0.84599 |  |  | 2020 | 0.018428 | 0 | 0.011989 | 0.0021602 | -0.032603 | 0.050317 | 0.011589 | 0.058685 | 0.001568 | 0.0023184 | 0.044152 | 0.0076854 | 0.017902 | 0.0087115 | 0.028685 | -0.047096 | 0.01002 | 0.0092702 | -0.032564 | 0.0039037 | -0.0063136 | 0.0028773
2021 | 1.0076 | 1.0856 | 1.1876 | 1.0682 | 1.4506 | 1.0316 | 1.0298 | 1.3072 | 0.97733 | 1.1025 | 2.0703 | 1.199 | 1.4332 | 1.2425 | 1.27 | 0.78775 | 1.0537 | 0.93407 | 0.49741 | 0.85888 | 0.71848 | 0.82881 |  |  | 2021 | 0.018349 | 0 | 0.012532 | -0.011168 | 0.07551 | 0.015807 | -0.015055 | 0.041141 | -0.018835 | 0.0027258 | -0.015063 | -0.0020513 | 0.013351 | 0.0054565 | 0.021396 | -0.056195 | 0.0037797 | -0.017781 | 8.6449e-06 | -0.013004 | -0.028405 | -0.020511
2022 | 1.0297 | 1.0856 | 1.2012 | 1.063 | 1.65 | 1.01 | 1.0045 | 1.2945 | 0.97684 | 1.0997 | 1.845 | 1.2289 | 1.4533 | 1.2513 | 1.2696 | 0.77594 | 1.0283 | 0.91337 | 0.54443 | 0.8174 | 0.69116 | 0.80271 |  |  | 2022 | 0.021671 | 0 | 0.011383 | -0.0049634 | 0.1288 | -0.021173 | -0.024874 | -0.0097781 | -0.00050518 | -0.0024621 | -0.1152 | 0.024631 | 0.013902 | 0.0071241 | -0.00035832 | -0.015096 | -0.024368 | -0.022411 | 0.090323 | -0.049504 | -0.038776 | -0.031997
2023 | 1.0409 | 1.0856 | 1.2142 | 1.0708 | 1.4528 | 1.0473 | 1.0389 | 1.1993 | 0.97454 | 1.1068 | 1.8438 | 1.2519 | 1.4839 | 1.2674 | 1.2384 | 0.86621 | 1.066 | 0.93863 | 0.56344 | 0.82982 | 0.70008 | 0.81968 |  |  | 2023 | 0.010783 | 0 | 0.010824 | 0.0073169 | -0.12723 | 0.036292 | 0.033678 | -0.07637 | -0.0023521 | 0.0064019 | -0.00064519 | 0.018596 | 0.020851 | 0.012767 | -0.02485 | 0.11005 | 0.036031 | 0.027277 | 0.034324 | 0.015083 | 0.012828 | 0.020912
Growth Rate 2006-2023 | 0.2356% | 0.4832% | 1.142% | 0.4022% | 2.197% | 0.2719% | 0.2243% | 1.069% | -0.1517% | 0.5969% | 3.599% | 1.322% | 2.322% | 1.394% | 1.258% | -0.8449% | 0.376% | -0.3726% | -3.375% | -1.097% | -2.097% | -1.17% | 17 | yrs
Growth Rate 2006-2012 | -0.4969% | 1.369% | 1.75% | 0.777% | 4.956% | -0.3326% | 0.2683% | 6.005% | 0.1113% | 0.581% | 9.244% | 1.615% | 4.027% | 2.173% | 3.675% | -5.737% | 0.1569% | -0.3128% | -8.976% | -1.347% | -3.759% | -1.905% | 6 | yrs
Growth Rate 2012-2023 | 0.6352% | 0% | 0.8101% | 0.1977% | 0.6922% | 0.6016% | 0.2004% | -1.623% | -0.2952% | 0.6056% | 0.5201% | 1.162% | 1.392% | 0.9688% | -0.06062% | 1.823% | 0.4955% | -0.4052% | -0.3197% | -0.9614% | -1.191% | -0.7685% | 11 | yrs
Growth Rate 2023 | 1.078% | 0% | 1.082% | 0.7317% | -12.72% | 3.629% | 3.368% | -7.637% | -0.2352% | 0.6402% | -0.06452% | 1.86% | 2.085% | 1.277% | -2.485% | 11% | 3.603% | 2.728% | 3.432% | 1.508% | 1.283% | 2.091%
13.UED: individual output & input indexes, 2006-2023 | [24 empty] | UED
| Output Indexes | [6 empty] | Input Indexes | [7 empty] | Partial Productivity Indexes | [9 empty] | Output | [6 empty] | Input | [7 empty] | Partial productivity indexes
Year | Energy | Rat. max demand | Customers | Circuit length | CMOS | Max Demand | Total Output | Real Opex | O/H Sub-tran. lines | O/H Distr. lines | U/G Sub-tran. lines | U/G Distr. lines | Trans-formers | Capital | Total Input | Real Opex | O/H Sub-tran. lines | O/H Distr. lines | U/G Sub-tran. lines | U/G Distr. lines | Trans-formers | Capital |  |  | Year | Energy | Rat. max demand | Customers | Circuit length | CMOS | Max Demand | Total Output | Real Opex | O/H Sub-tran. lines | O/H Distr. lines | U/G Sub-tran. lines | U/G Distr. lines | Trans-formers | Capital inputs | Total Input | Real Opex | O/H Sub-tran. lines | O/H Distr. lines | U/G Sub-tran. lines | U/G Distr. lines | Trans-formers | Capital
2006 | 1 | 1 | 1 | 1 | 1 | 1 | 1 | 1 | 1 | 1 | 1 | 1 | 1 | 1 | 1 | 1 | 1 | 1 | 1 | 1 | 1 | 1 |  |  | 2006
2007 | 1.0073 | 1.0555 | 1.009 | 1.0075 | 1.2106 | 1.0555 | 1.0076 | 0.94278 | 1.0018 | 1.024 | 1.0167 | 1.0434 | 1.0302 | 1.0276 | 0.99366 | 1.0688 | 1.0058 | 0.98402 | 0.99109 | 0.96567 | 0.9781 | 0.98053 |  |  | 2007 | 0.0072268 | 0.053982 | 0.0089716 | 0.0074254 | 0.19115 | 0.053982 | 0.0075812 | -0.058927 | 0.0017754 | 0.023689 | 0.01653 | 0.042511 | 0.029725 | 0.027247 | -0.0063627 | 0.066508 | 0.0058061 | -0.016109 | -0.0089484 | -0.03493 | -0.022144 | -0.019666
2008 | 0.99754 | 1.1307 | 1.0186 | 1.016 | 1.2623 | 1.1307 | 1.0339 | 0.94641 | 1.0362 | 1.0356 | 1.2917 | 1.0936 | 1.0624 | 1.0627 | 1.0159 | 1.0925 | 0.99779 | 0.99839 | 0.80045 | 0.94546 | 0.97316 | 0.97289 |  |  | 2008 | -0.009691 | 0.06885 | 0.0094084 | 0.0084923 | 0.041751 | 0.06885 | 0.025777 | 0.0038441 | 0.0338 | 0.011283 | 0.2394 | 0.046928 | 0.030842 | 0.033598 | 0.022168 | 0.021933 | -0.0080234 | 0.014494 | -0.21363 | -0.021151 | -0.0050656 | -0.0078212
2009 | 1.0124 | 1.2394 | 1.0251 | 1.0124 | 1.247 | 1.2394 | 1.0718 | 0.96266 | 1.0265 | 1.0139 | 1.2594 | 1.1045 | 1.1152 | 1.0759 | 1.0304 | 1.1134 | 1.0441 | 1.0571 | 0.85105 | 0.97035 | 0.96108 | 0.99617 |  |  | 2009 | 0.014778 | 0.091791 | 0.0064296 | -0.0035988 | -0.012166 | 0.091791 | 0.035977 | 0.01703 | -0.0094041 | -0.021126 | -0.025318 | 0.009995 | 0.048465 | 0.012326 | 0.014179 | 0.018948 | 0.045381 | 0.057104 | 0.061295 | 0.025982 | -0.012487 | 0.023652
2010 | 1.0313 | 1.2394 | 1.0344 | 1.021 | 1.1606 | 1.1826 | 1.0873 | 1.0053 | 1.0954 | 1.0288 | 1.3125 | 1.1551 | 1.1533 | 1.1119 | 1.0693 | 1.0816 | 0.99264 | 1.0569 | 0.82845 | 0.94132 | 0.94283 | 0.97795 |  |  | 2010 | 0.01853 | 0 | 0.0090389 | 0.0084902 | -0.071792 | -0.046935 | 0.014397 | 0.043301 | 0.064943 | 0.014576 | 0.041318 | 0.044772 | 0.033574 | 0.032861 | 0.037004 | -0.028904 | -0.050546 | -0.00017976 | -0.026922 | -0.030376 | -0.019177 | -0.018464
2011 | 1.0135 | 1.2394 | 1.0464 | 1.0276 | 1.2621 | 1.1457 | 1.0818 | 1.2317 | 1.1129 | 1.0316 | 1.4333 | 1.2068 | 1.172 | 1.136 | 1.1771 | 0.8783 | 0.97209 | 1.0487 | 0.75476 | 0.89643 | 0.92307 | 0.95234 |  |  | 2011 | -0.017392 | 0 | 0.011462 | 0.0063859 | 0.083864 | -0.031655 | -0.0050822 | 0.20317 | 0.015841 | 0.0027062 | 0.088069 | 0.043777 | 0.016098 | 0.021447 | 0.096092 | -0.20825 | -0.020922 | -0.0077881 | -0.093151 | -0.048859 | -0.02118 | -0.026529
2012 | 1.0259 | 1.2394 | 1.0574 | 1.035 | 1.6452 | 1.0527 | 1.0544 | 1.2394 | 1.185 | 1.0457 | 1.5911 | 1.2269 | 1.227 | 1.1726 | 1.2017 | 0.85071 | 0.8898 | 1.0084 | 0.66267 | 0.85937 | 0.85933 | 0.89919 |  |  | 2012 | 0.012154 | 0 | 0.010492 | 0.0072191 | 0.26506 | -0.08469 | -0.025672 | 0.0062456 | 0.062785 | 0.013525 | 0.10445 | 0.016546 | 0.045875 | 0.031756 | 0.020618 | -0.031917 | -0.088457 | -0.039196 | -0.13012 | -0.042218 | -0.071547 | -0.057427
2013 | 0.99254 | 1.2394 | 1.0715 | 1.0364 | 1.5592 | 1.1816 | 1.0642 | 1.1042 | 1.1486 | 1.0392 | 1.5234 | 1.279 | 1.2709 | 1.1845 | 1.1536 | 0.96374 | 0.92652 | 1.0241 | 0.69855 | 0.83207 | 0.83736 | 0.89843 |  |  | 2013 | -0.033096 | 0 | 0.013223 | 0.0013334 | -0.053698 | 0.1155 | 0.0092439 | -0.11551 | -0.031197 | -0.0062076 | -0.043485 | 0.041533 | 0.035141 | 0.010091 | -0.040805 | 0.12475 | 0.040441 | 0.015451 | 0.052729 | -0.032289 | -0.025897 | -0.00084745
2014 | 0.97233 | 1.2428 | 1.0746 | 1.0355 | 1.6569 | 1.2428 | 1.0556 | 1.1293 | 1.2498 | 1.0332 | 1.2748 | 1.308 | 1.2903 | 1.1977 | 1.1715 | 0.93475 | 0.84461 | 1.0217 | 0.82807 | 0.80708 | 0.81814 | 0.88137 |  |  | 2014 | -0.020571 | 0.0027435 | 0.0029458 | -0.00088036 | 0.060786 | 0.050525 | -0.0080903 | 0.02245 | 0.084474 | -0.0057817 | -0.17818 | 0.022404 | 0.015134 | 0.011079 | 0.015366 | -0.030541 | -0.092565 | -0.0023092 | 0.17009 | -0.030495 | -0.023225 | -0.01917
2015 | 0.96067 | 1.2428 | 1.0846 | 1.0395 | 1.4225 | 1.058 | 1.0801 | 1.0717 | 1.2512 | 1.0343 | 1.2745 | 1.3494 | 1.298 | 1.2064 | 1.1523 | 1.0079 | 0.86324 | 1.0443 | 0.84749 | 0.80041 | 0.83213 | 0.89526 |  |  | 2015 | -0.012064 | 0 | 0.0092155 | 0.0038767 | -0.15251 | -0.161 | 0.022912 | -0.052398 | 0.0010891 | 0.0010612 | -0.00027067 | 0.031208 | 0.0059569 | 0.0072749 | -0.016464 | 0.07531 | 0.021823 | 0.021851 | 0.023182 | -0.0082965 | 0.016955 | 0.015637
2016 | 1.0193 | 1.2428 | 1.0932 | 1.0397 | 1.1824 | 1.1651 | 1.1067 | 1.2382 | 1.2276 | 1.0349 | 0.72641 | 1.3863 | 1.3134 | 1.1942 | 1.2133 | 0.89381 | 0.90149 | 1.0694 | 1.5235 | 0.79831 | 0.84265 | 0.92673 |  |  | 2016 | 0.059221 | 0 | 0.00791 | 0.00017507 | -0.18494 | 0.096464 | 0.024331 | 0.14443 | -0.019021 | 0.00058573 | -0.56216 | 0.026963 | 0.011771 | -0.010213 | 0.05152 | -0.1201 | 0.043352 | 0.023746 | 0.58649 | -0.0026311 | 0.01256 | 0.034545
2017 | 0.99099 | 1.2428 | 1.1046 | 1.0774 | 0.93826 | 1.1541 | 1.1437 | 1.1668 | 1.2178 | 1.0366 | 1.4035 | 1.4334 | 1.3406 | 1.2321 | 1.2079 | 0.98025 | 0.93915 | 1.1034 | 0.81493 | 0.79794 | 0.85316 | 0.92832 |  |  | 2017 | -0.028148 | 0 | 0.010368 | 0.035612 | -0.23124 | -0.0095344 | 0.032924 | -0.059389 | -0.0080059 | 0.0016211 | 0.65859 | 0.033386 | 0.020525 | 0.031215 | -0.0044077 | 0.092313 | 0.04093 | 0.031302 | -0.62566 | -0.00046221 | 0.012399 | 0.0017089
2018 | 0.96857 | 1.2428 | 1.118 | 1.0806 | 1.0216 | 1.195 | 1.1383 | 0.92552 | 1.228 | 1.0391 | 1.1984 | 1.4555 | 1.3708 | 1.2409 | 1.1109 | 1.2299 | 0.92692 | 1.0954 | 0.94985 | 0.78205 | 0.83035 | 0.91725 |  |  | 2018 | -0.022877 | 0 | 0.012069 | 0.0029593 | 0.085114 | 0.034826 | -0.0047993 | -0.23164 | 0.008304 | 0.0024339 | -0.15799 | 0.015316 | 0.0223 | 0.0071905 | -0.083762 | 0.22684 | -0.013104 | -0.007234 | 0.15319 | -0.020116 | -0.027099 | -0.01199
2019 | 0.97191 | 1.2428 | 1.1385 | 1.0827 | 0.97646 | 1.2203 | 1.1473 | 0.92786 | 1.2285 | 1.0405 | 1.2577 | 1.4849 | 1.3893 | 1.2534 | 1.1188 | 1.2364 | 0.93383 | 1.1026 | 0.91215 | 0.77259 | 0.82577 | 0.91533 |  |  | 2019 | 0.0034384 | 0 | 0.018182 | 0.0019425 | -0.045204 | 0.02094 | 0.0078687 | 0.0025269 | 0.00044697 | 0.0012897 | 0.04837 | 0.020029 | 0.0134 | 0.0099691 | 0.007148 | 0.0053424 | 0.0074226 | 0.0065804 | -0.040501 | -0.01216 | -0.0055313 | -0.0020994
2020 | 0.94778 | 1.2428 | 1.1475 | 1.0842 | 0.75628 | 1.2198 | 1.1644 | 0.97282 | 1.2424 | 1.0415 | 1.2158 | 1.5169 | 1.4001 | 1.2621 | 1.14 | 1.197 | 0.93725 | 1.1181 | 0.95774 | 0.76765 | 0.83169 | 0.92261 |  |  | 2020 | -0.025141 | 0 | 0.0078888 | 0.0013697 | -0.25553 | -0.00038114 | 0.014872 | 0.04731 | 0.01122 | 0.00099619 | -0.033902 | 0.021298 | 0.0077264 | 0.0069529 | 0.018759 | -0.032438 | 0.0036523 | 0.013876 | 0.048774 | -0.0064254 | 0.0071457 | 0.0079194
2021 | 0.94588 | 1.2428 | 1.1512 | 1.0863 | 0.59491 | 1.0429 | 1.1826 | 0.96863 | 1.2428 | 1.0438 | 1.2251 | 1.5266 | 1.4467 | 1.2788 | 1.1453 | 1.2209 | 0.95156 | 1.133 | 0.96529 | 0.77468 | 0.81748 | 0.92478 |  |  | 2021 | -0.004003 | 0 | 0.0063844 | 0.0039163 | -0.48 | -0.31336 | 0.030999 | -0.0086354 | 0.00069208 | 0.0044483 | 0.015281 | 0.012764 | 0.065468 | 0.026288 | 0.009149 | 0.039635 | 0.030308 | 0.026552 | 0.015719 | 0.018235 | -0.034468 | 0.0047115
2022 | 0.95902 | 1.2428 | 1.1592 | 1.0881 | 0.76508 | 1.0952 | 1.1712 | 0.99855 | 1.2402 | 1.0579 | 1.1794 | 1.5698 | 1.4654 | 1.2918 | 1.1669 | 1.1729 | 0.94439 | 1.1071 | 0.99308 | 0.74608 | 0.79927 | 0.90663 |  |  | 2022 | 0.013795 | 0 | 0.0069632 | 0.0016603 | 0.25158 | 0.048978 | -0.0096897 | 0.03043 | -0.002128 | 0.013423 | -0.038072 | 0.027919 | 0.012837 | 0.010134 | 0.01869 | -0.04012 | -0.0075621 | -0.023113 | 0.028382 | -0.037608 | -0.022527 | -0.019824
2023 | 0.96105 | 1.2428 | 1.168 | 1.0897 | 0.64655 | 1.1048 | 1.1846 | 1.0072 | 1.2394 | 1.0598 | 1.1684 | 1.5919 | 1.4903 | 1.3038 | 1.1834 | 1.1761 | 0.95583 | 1.1177 | 1.0139 | 0.74415 | 0.79488 | 0.90856 |  |  | 2023 | 0.0021055 | 0 | 0.0075129 | 0.0015226 | -0.16834 | 0.0086618 | 0.011363 | 0.0086372 | -0.00067674 | 0.0018114 | -0.0093938 | 0.013962 | 0.016868 | 0.00924 | 0.014065 | 0.0027254 | 0.01204 | 0.0095513 | 0.020756 | -0.0025991 | -0.0055056 | 0.002123
Growth Rate 2006-2023 | -0.2408% | 1.317% | 0.941% | 0.5209% | -2.643% | 0.6039% | 1.027% | 0.04358% | 1.301% | 0.3522% | 0.943% | 2.818% | 2.418% | 1.608% | 1.02% | 0.9832% | -0.2738% | 0.6746% | 0.08373% | -1.791% | -1.391% | -0.5812% | 16.5 | yrs
Growth Rate 2006-2012 | 0.4268% | 3.577% | 0.93% | 0.5736% | 8.298% | 0.8557% | 0.883% | 3.578% | 2.829% | 0.7442% | 7.741% | 3.409% | 3.41% | 2.654% | 3.062% | -2.695% | -1.946% | 0.1388% | -6.858% | -2.526% | -2.527% | -1.771% | 6 | yrs
Growth Rate 2012-2023 | -0.6223% | 0.02613% | 0.9473% | 0.4908% | -8.895% | 0.46% | 1.109% | -1.976% | 0.4272% | 0.1282% | -2.941% | 2.48% | 1.851% | 1.01% | -0.1459% | 3.085% | 0.6817% | 0.9807% | 4.05% | -1.371% | -0.7425% | 0.09864% | 10.5 | yrs
Growth Rate 2023 | 0.2106% | 0% | 0.7513% | 0.1523% | -16.83% | 0.8662% | 1.136% | 0.8637% | -0.06767% | 0.1811% | -0.9394% | 1.396% | 1.687% | 0.924% | 1.407% | 0.2725% | 1.204% | 0.9551% | 2.076% | -0.2599% | -0.5506% | 0.2123%
41.ACT: individual output & input indexes, 2006-2023 | [24 empty] | ACT
| Output Indexes | [6 empty] | Input Indexes | [7 empty] | Partial Productivity Indexes | [9 empty] | Output | [6 empty] | Input | [7 empty] | Partial productivity indexes
Year | Energy | Rat. max demand | Customers | Circuit length | CMOS | Max Demand | Total Output | Real Opex | O/H Sub-tran. lines | O/H Distr. lines | U/G Sub-tran. lines | U/G Distr. lines | Trans-formers | Capital | Total Input | Real Opex | O/H Sub-tran. lines | O/H Distr. lines | U/G Sub-tran. lines | U/G Distr. lines | Trans-formers | Capital |  |  | Year | Energy | Rat. max demand | Customers | Circuit length | CMOS | Max Demand | Total Output | Real Opex | O/H Sub-tran. lines | O/H Distr. lines | U/G Sub-tran. lines | U/G Distr. lines | Trans-formers | Capital inputs | Total Input | Real Opex | O/H Sub-tran. lines | O/H Distr. lines | U/G Sub-tran. lines | U/G Distr. lines | Trans-formers | Capital
2006 | 1 | 1 | 1 | 1 | 1 | 1 | 1 | 1 | 1 | 1 | 1 | 1 | 1 | 1 | 1 | 1 | 1 | 1 | 1 | 1 | 1 | 1 |  |  | 2006
2007 | 1.0227 | 1 | 1.012 | 1.0049 | 1.2809 | 0.96915 | 0.99518 | 1.0068 | 1 | 0.9963 | 1 | 1.0157 | 1.0231 | 1.0142 | 1.0102 | 0.9885 | 0.99518 | 0.99887 | 0.99518 | 0.97982 | 0.97267 | 0.98127 |  |  | 2007 | 0.022434 | 0 | 0.011902 | 0.0049119 | 0.24754 | -0.031337 | -0.0048352 | 0.0067363 | 0 | -0.0037054 | 0 | 0.015549 | 0.022876 | 0.014075 | 0.010144 | -0.011571 | -0.0048352 | -0.0011298 | -0.0048352 | -0.020385 | -0.027712 | -0.01891
2008 | 1.0323 | 1 | 1.0255 | 1.0028 | 0.7501 | 0.99208 | 1.0186 | 1.0699 | 1 | 0.99089 | 1 | 1.0176 | 1.0443 | 1.0229 | 1.0425 | 0.95209 | 1.0186 | 1.028 | 1.0186 | 1.001 | 0.97541 | 0.99578 |  |  | 2008 | 0.0093374 | 0 | 0.01331 | -0.0021328 | -0.53508 | 0.023383 | 0.023285 | 0.060809 | 0 | -0.0054469 | 0 | 0.0019053 | 0.020469 | 0.0086034 | 0.031455 | -0.037525 | 0.023285 | 0.028731 | 0.023285 | 0.021379 | 0.0028171 | 0.014681
2009 | 1.0416 | 1 | 1.0426 | 1.0196 | 0.89068 | 0.97627 | 1.0239 | 1.0739 | 1 | 0.98807 | 1 | 1.0546 | 1.0727 | 1.0462 | 1.0583 | 0.95337 | 1.0239 | 1.0362 | 1.0239 | 0.97089 | 0.95444 | 0.97865 |  |  | 2009 | 0.0089563 | 0 | 0.016505 | 0.016662 | 0.17177 | -0.016061 | 0.0051271 | 0.0037821 | 0 | -0.0028523 | 0 | 0.035664 | 0.026859 | 0.022477 | 0.015029 | 0.0013453 | 0.0051271 | 0.0079799 | 0.0051271 | -0.030537 | -0.021732 | -0.01735
2010 | 1.0501 | 1 | 1.0672 | 1.0369 | 0.78671 | 0.98038 | 1.0398 | 1.2397 | 1 | 0.98871 | 1 | 1.0951 | 1.0909 | 1.0667 | 1.14 | 0.83872 | 1.0398 | 1.0516 | 1.0398 | 0.9495 | 0.95312 | 0.97471 |  |  | 2010 | 0.0081553 | 0 | 0.023364 | 0.016802 | -0.12412 | 0.0042046 | 0.015418 | 0.14354 | 0 | 0.00065096 | 0 | 0.037696 | 0.016807 | 0.019455 | 0.074417 | -0.12812 | 0.015418 | 0.014768 | 0.015418 | -0.022278 | -0.0013892 | -0.0040368
2011 | 1.055 | 1 | 1.0934 | 1.0566 | 1.4901 | 0.98523 | 1.0284 | 1.3787 | 1 | 0.99089 | 1 | 1.1327 | 1.1203 | 1.0908 | 1.2103 | 0.74591 | 1.0284 | 1.0379 | 1.0284 | 0.90791 | 0.91796 | 0.94278 |  |  | 2011 | 0.0046317 | 0 | 0.024187 | 0.018776 | 0.63874 | 0.004925 | -0.010976 | 0.10629 | 0 | 0.0022014 | 0 | 0.033813 | 0.026613 | 0.022326 | 0.059862 | -0.11727 | -0.010976 | -0.013177 | -0.010976 | -0.044789 | -0.037589 | -0.033302
2012 | 1.0482 | 1.1136 | 1.1209 | 1.0736 | 1.0408 | 1.1136 | 1.095 | 1.4793 | 1.1162 | 0.97717 | 1 | 1.1739 | 1.1276 | 1.1099 | 1.2616 | 0.74023 | 0.98104 | 1.1206 | 1.095 | 0.93285 | 0.97112 | 0.98664 |  |  | 2012 | -0.0064646 | 0.10758 | 0.02484 | 0.01598 | -0.35885 | 0.12247 | 0.062767 | 0.070421 | 0.10993 | -0.013947 | 0 | 0.035674 | 0.00647 | 0.0173 | 0.04147 | -0.0076542 | -0.047165 | 0.076713 | 0.062767 | 0.027093 | 0.056296 | 0.045466
2013 | 1.0528 | 1.1136 | 1.1472 | 1.0893 | 0.94071 | 1.1074 | 1.1102 | 1.5797 | 1.1162 | 0.97096 | 1 | 1.2148 | 1.1499 | 1.1296 | 1.3197 | 0.70277 | 0.9946 | 1.1434 | 1.1102 | 0.91386 | 0.96547 | 0.98278 |  |  | 2013 | 0.0044122 | 0 | 0.023223 | 0.014531 | -0.10112 | -0.0055579 | 0.01373 | 0.065659 | 0 | -0.006376 | 0 | 0.034294 | 0.019567 | 0.017646 | 0.045042 | -0.051928 | 0.01373 | 0.020107 | 0.01373 | -0.020564 | -0.0058365 | -0.0039161
2014 | 1.0259 | 1.1136 | 1.1566 | 1.1027 | 0.88584 | 1.0631 | 1.1168 | 1.7556 | 1.1165 | 0.96046 | 3.8573 | 1.2588 | 1.1828 | 1.1548 | 1.4137 | 0.63612 | 1.0002 | 1.1628 | 0.28952 | 0.8872 | 0.94415 | 0.96703 |  |  | 2014 | -0.025867 | 0 | 0.0081751 | 0.012225 | -0.060096 | -0.040808 | 0.0059283 | 0.10557 | 0.00026694 | -0.010872 | 1.35 | 0.035534 | 0.028252 | 0.022087 | 0.068772 | -0.099639 | 0.0056612 | 0.0168 | -1.344 | -0.029606 | -0.022324 | -0.016158
2015 | 1.0355 | 1.1628 | 1.177 | 1.1274 | 1.1053 | 1.1628 | 1.1412 | 1.6906 | 1.1161 | 0.93621 | 3.8715 | 1.3022 | 1.1997 | 1.168 | 1.387 | 0.67502 | 1.0224 | 1.2189 | 0.29476 | 0.87632 | 0.95122 | 0.97704 |  |  | 2015 | 0.0092473 | 0.043251 | 0.017423 | 0.022123 | 0.22136 | 0.089617 | 0.021601 | -0.037754 | -0.00032697 | -0.025567 | 0.0036647 | 0.033939 | 0.014137 | 0.011302 | -0.019032 | 0.059355 | 0.021927 | 0.047167 | 0.017936 | -0.012338 | 0.0074642 | 0.010299
2016 | 1.0427 | 1.1628 | 1.1971 | 1.1371 | 1.2004 | 1.0621 | 1.146 | 1.0234 | 1.1214 | 0.94688 | 3.8587 | 1.3145 | 1.2104 | 1.1788 | 1.112 | 1.1199 | 1.0219 | 1.2103 | 0.297 | 0.87185 | 0.94685 | 0.97221 |  |  | 2016 | 0.0069965 | 0 | 0.01696 | 0.008621 | 0.082491 | -0.0906 | 0.0042664 | -0.50194 | 0.0047409 | 0.011332 | -0.0033044 | 0.009376 | 0.0088771 | 0.0092263 | -0.22102 | 0.50621 | -0.0004735 | -0.0070648 | 0.0075714 | -0.0051088 | -0.0046094 | -0.0049595
2017 | 1.0565 | 1.1628 | 1.2393 | 1.1417 | 1.3986 | 1.0926 | 1.1493 | 1.1101 | 1.0833 | 0.96063 | 3.9083 | 1.3296 | 1.2166 | 1.1865 | 1.1523 | 1.0353 | 1.061 | 1.1964 | 0.29408 | 0.86441 | 0.9447 | 0.96869 |  |  | 2017 | 0.013087 | 0 | 0.034646 | 0.0040205 | 0.15286 | 0.028334 | 0.002864 | 0.08135 | -0.034646 | 0.01442 | 0.012757 | 0.011436 | 0.005134 | 0.0064923 | 0.035582 | -0.078486 | 0.03751 | -0.011557 | -0.0098932 | -0.0085729 | -0.0022703 | -0.003628
2018 | 1.034 | 1.2883 | 1.2785 | 1.1527 | 1.147 | 1.2883 | 1.2111 | 1.3398 | 1.0843 | 0.96698 | 3.9239 | 1.3449 | 1.2314 | 1.1986 | 1.2586 | 0.90401 | 1.117 | 1.2525 | 0.30866 | 0.90057 | 0.98355 | 1.0105 |  |  | 2018 | -0.021506 | 0.1025 | 0.031133 | 0.0095557 | -0.19836 | 0.16477 | 0.052388 | 0.18802 | 0.00094024 | 0.0065812 | 0.00399 | 0.011412 | 0.012095 | 0.010142 | 0.088271 | -0.13563 | 0.051447 | 0.045808 | 0.048398 | 0.040977 | 0.040293 | 0.042247
2019 | 1.0464 | 1.2883 | 1.3148 | 1.1636 | 1.3127 | 1.0958 | 1.217 | 1.2906 | 1.0843 | 0.9684 | 3.9239 | 1.3651 | 1.2723 | 1.2221 | 1.2503 | 0.94296 | 1.1224 | 1.2567 | 0.31015 | 0.89153 | 0.95653 | 0.99584 |  |  | 2019 | 0.011936 | 0 | 0.028053 | 0.0094179 | 0.13497 | -0.16182 | 0.0048308 | -0.037363 | -1.8446e-06 | 0.0014695 | 0 | 0.014919 | 0.032685 | 0.019428 | -0.0066237 | 0.042193 | 0.0048334 | 0.0033612 | 0.0048309 | -0.010089 | -0.027855 | -0.014598
2020 | 1.0351 | 1.2883 | 1.3413 | 1.201 | 1.334 | 1.2359 | 1.2355 | 1.2291 | 1.1741 | 0.97174 | 3.974 | 1.4075 | 1.2904 | 1.2478 | 1.2364 | 1.0052 | 1.0523 | 1.2715 | 0.3109 | 0.87784 | 0.95749 | 0.99016 |  |  | 2020 | -0.010906 | 0 | 0.019884 | 0.031695 | 0.016095 | 0.1203 | 0.015106 | -0.048833 | 0.079614 | 0.0034418 | 0.01269 | 0.030575 | 0.014097 | 0.020831 | -0.011188 | 0.06394 | -0.064508 | 0.011664 | 0.0024159 | -0.015469 | 0.001009 | -0.0057248
2021 | 1.0336 | 1.34 | 1.3753 | 1.2171 | 1.4849 | 1.34 | 1.2597 | 1.162 | 1.1976 | 0.97283 | 3.969 | 1.4385 | 1.3057 | 1.2642 | 1.2118 | 1.0841 | 1.0518 | 1.2948 | 0.31737 | 0.87571 | 0.96474 | 0.99642 |  |  | 2021 | -0.0013806 | 0.039299 | 0.025103 | 0.013283 | 0.10718 | 0.080819 | 0.019344 | -0.056157 | 0.019812 | 0.0011201 | -0.0012552 | 0.021781 | 0.011803 | 0.01304 | -0.020098 | 0.075501 | -0.00046861 | 0.018224 | 0.0206 | -0.0024363 | 0.0075413 | 0.0063049
2022 | 1.0507 | 1.3823 | 1.4041 | 1.2252 | 1.9383 | 1.3823 | 1.2637 | 1.2266 | 1.2865 | 0.97729 | 3.969 | 1.4558 | 1.3168 | 1.2798 | 1.2501 | 1.0302 | 0.98229 | 1.2931 | 0.3184 | 0.86805 | 0.95968 | 0.98745 |  |  | 2022 | 0.01635 | 0.031095 | 0.020692 | 0.0066299 | 0.26642 | 0.031095 | 0.0032195 | 0.054152 | 0.071604 | 0.0045759 | 0 | 0.012003 | 0.0084819 | 0.012262 | 0.0311 | -0.050933 | -0.068384 | -0.0013563 | 0.0032194 | -0.0087834 | -0.0052628 | -0.0090425
2023 | 1.0808 | 1.6338 | 1.4331 | 1.2295 | 1.6655 | 1.6338 | 1.3635 | 1.1644 | 1.3029 | 0.9763 | 3.9694 | 1.4685 | 1.3174 | 1.2841 | 1.2288 | 1.1709 | 1.0465 | 1.3966 | 0.3435 | 0.92846 | 1.035 | 1.0618 |  |  | 2023 | 0.028239 | 0.16719 | 0.020445 | 0.0035198 | -0.15169 | 0.16719 | 0.075973 | -0.052036 | 0.012661 | -0.0010081 | 8.7675e-05 | 0.0086967 | 0.00043808 | 0.0033847 | -0.017166 | 0.12801 | 0.063311 | 0.076981 | 0.075885 | 0.067276 | 0.075535 | 0.072588
Growth Rate 2006-2023 | 0.4568% | 2.888% | 2.117% | 1.215% | 3.001% | 2.888% | 1.824% | 0.8956% | 1.556% | -0.1411% | 8.109% | 2.26% | 1.622% | 1.471% | 1.212% | 0.9282% | 0.2673% | 1.965% | -6.286% | -0.4367% | 0.2022% | 0.3527% | 17 | yrs
Growth Rate 2006-2012 | 0.7842% | 1.793% | 1.902% | 1.183% | 0.6667% | 1.793% | 1.513% | 6.526% | 1.832% | -0.385% | 0% | 2.672% | 2.002% | 1.737% | 3.873% | -5.013% | -0.3191% | 1.898% | 1.513% | -1.159% | -0.4885% | -0.2242% | 6 | yrs
Growth Rate 2012-2023 | 0.2783% | 3.485% | 2.234% | 1.233% | 4.274% | 3.485% | 1.993% | -2.176% | 1.406% | -0.008018% | 12.53% | 2.036% | 1.414% | 1.326% | -0.2396% | 4.169% | 0.5872% | 2.001% | -10.54% | -0.04286% | 0.579% | 0.6674% | 11 | yrs
Growth Rate 2023 | 2.824% | 16.72% | 2.044% | 0.352% | -15.17% | 16.72% | 7.597% | -5.204% | 1.266% | -0.1008% | 0.008768% | 0.8697% | 0.04381% | 0.3385% | -1.717% | 12.8% | 6.331% | 7.698% | 7.588% | 6.728% | 7.554% | 7.259%
0.054152
42.NSW: individual output & input indexes, 2006-2023 | [24 empty] | NSW
| Output Indexes | [6 empty] | Input Indexes | [7 empty] | Partial Productivity Indexes | [9 empty] | Output | [6 empty] | Input | [7 empty] | Partial productivity indexes
Year | Energy | Rat. max demand | Customers | Circuit length | CMOS | Max Demand | Total Output | Real Opex | O/H Sub-tran. lines | O/H Distr. lines | U/G Sub-tran. lines | U/G Distr. lines | Trans-formers | Capital | Total Input | Real Opex | O/H Sub-tran. lines | O/H Distr. lines | U/G Sub-tran. lines | U/G Distr. lines | Trans-formers | Capital |  |  | Year | Energy | Rat. max demand | Customers | Circuit length | CMOS | Max Demand | Total Output | Real Opex | O/H Sub-tran. lines | O/H Distr. lines | U/G Sub-tran. lines | U/G Distr. lines | Trans-formers | Capital inputs | Total Input | Real Opex | O/H Sub-tran. lines | O/H Distr. lines | U/G Sub-tran. lines | U/G Distr. lines | Trans-formers | Capital
2006 | 1 | 1 | 1 | 1 | 1 | 1 | 1 | 1 | 1 | 1 | 1 | 1 | 1 | 1 | 1 | 1 | 1 | 1 | 1 | 1 | 1 | 1 |  |  | 2006
2007 | 1.0104 | 1.0091 | 1.0099 | 0.96466 | 0.86599 | 0.99575 | 1.0167 | 1.0061 | 0.99011 | 0.93261 | 1.0085 | 1.0587 | 1.057 | 1.0258 | 1.0173 | 1.0105 | 1.0268 | 1.0901 | 1.0081 | 0.96027 | 0.96189 | 0.9911 |  |  | 2007 | 0.010361 | 0.0090549 | 0.0098909 | -0.035976 | -0.14388 | -0.004257 | 0.016537 | 0.0060536 | -0.0099367 | -0.069772 | 0.0084909 | 0.057079 | 0.055391 | 0.025478 | 0.017177 | 0.010482 | 0.026473 | 0.086309 | 0.0080455 | -0.040543 | -0.038855 | -0.008941
2008 | 1.024 | 1.0229 | 1.0201 | 0.9543 | 0.91887 | 1.0134 | 1.0105 | 1.274 | 0.97979 | 0.93677 | 0.99216 | 1.0138 | 1.1044 | 1.039 | 1.1404 | 0.79323 | 1.0314 | 1.0788 | 1.0185 | 0.99681 | 0.91502 | 0.97263 |  |  | 2008 | 0.013356 | 0.013575 | 0.0099646 | -0.010806 | 0.059268 | 0.017596 | -0.0060467 | 0.23607 | -0.010477 | 0.004453 | -0.016359 | -0.043391 | 0.043907 | 0.012759 | 0.11418 | -0.24212 | 0.0044301 | -0.0105 | 0.010312 | 0.037345 | -0.049954 | -0.018806
2009 | 1.0164 | 1.0488 | 1.0287 | 0.96331 | 1.0258 | 1.0488 | 1.0066 | 1.1594 | 0.98692 | 0.94021 | 0.98219 | 1.0509 | 1.1473 | 1.067 | 1.1036 | 0.86823 | 1.02 | 1.0706 | 1.0249 | 0.95786 | 0.87735 | 0.94337 |  |  | 2009 | -0.0074279 | 0.025025 | 0.0084004 | 0.0093979 | 0.11013 | 0.034317 | -0.0038936 | -0.094234 | 0.0072497 | 0.0036661 | -0.010104 | 0.035959 | 0.038148 | 0.026654 | -0.032788 | 0.090341 | -0.011143 | -0.0075594 | 0.0062103 | -0.039853 | -0.042041 | -0.030547
2010 | 1.0129 | 1.0489 | 1.0355 | 0.9685 | 0.78603 | 1.0373 | 1.0536 | 1.2586 | 1.0033 | 0.9422 | 1.0088 | 1.0873 | 1.1996 | 1.1021 | 1.166 | 0.83711 | 1.0502 | 1.1182 | 1.0444 | 0.96897 | 0.87831 | 0.95604 |  |  | 2010 | -0.0034405 | 6.7694e-05 | 0.0066255 | 0.0053728 | -0.26628 | -0.01104 | 0.045622 | 0.08212 | 0.016411 | 0.0021181 | 0.02673 | 0.034095 | 0.044529 | 0.032285 | 0.055028 | -0.036498 | 0.029213 | 0.043505 | 0.018893 | 0.011528 | 0.0010928 | 0.013337
2011 | 1.0124 | 1.0764 | 1.0449 | 0.97899 | 0.87291 | 1.0725 | 1.0558 | 1.2492 | 1.0078 | 0.94579 | 1.034 | 1.1396 | 1.2183 | 1.123 | 1.1707 | 0.8452 | 1.0476 | 1.1163 | 1.0211 | 0.92645 | 0.86662 | 0.94016 |  |  | 2011 | -0.00055992 | 0.025915 | 0.0090464 | 0.010774 | 0.10483 | 0.033395 | 0.0020726 | -0.007539 | 0.00453 | 0.0038019 | 0.024643 | 0.046945 | 0.015471 | 0.018826 | 0.0040116 | 0.0096123 | -0.0024578 | -0.0017301 | -0.02257 | -0.044873 | -0.013398 | -0.016754
2012 | 0.97339 | 1.0764 | 1.0529 | 0.98259 | 0.90313 | 0.95437 | 1.0505 | 1.4326 | 1.0069 | 0.94736 | 1.0805 | 1.1909 | 1.257 | 1.1531 | 1.26 | 0.73323 | 1.0432 | 1.1088 | 0.9722 | 0.88203 | 0.83568 | 0.91095 |  |  | 2012 | -0.039256 | 0 | 0.0076251 | 0.003679 | 0.034036 | -0.11672 | -0.0050678 | 0.13704 | -0.00085867 | 0.0016587 | 0.044017 | 0.04406 | 0.031283 | 0.026489 | 0.073529 | -0.14211 | -0.0042089 | -0.0067259 | -0.049086 | -0.049128 | -0.036351 | -0.031558
2013 | 0.92154 | 1.0764 | 1.0638 | 0.98661 | 0.88286 | 1.0024 | 1.052 | 1.2073 | 1.0413 | 0.94822 | 1.1286 | 1.2308 | 1.2925 | 1.1829 | 1.1907 | 0.87135 | 1.0103 | 1.1095 | 0.93218 | 0.85472 | 0.81393 | 0.88935 |  |  | 2013 | -0.05474 | 0 | 0.010319 | 0.0040751 | -0.022693 | 0.049138 | 0.0014783 | -0.17111 | 0.033526 | 0.00090073 | 0.043516 | 0.032936 | 0.027849 | 0.025472 | -0.05663 | 0.17258 | -0.032049 | 0.00057612 | -0.042039 | -0.031458 | -0.026371 | -0.023994
2014 | 0.89725 | 1.107 | 1.0785 | 0.98964 | 0.7865 | 0.92978 | 1.079 | 1.2793 | 1.0349 | 0.95183 | 1.2036 | 1.2695 | 1.3274 | 1.2108 | 1.238 | 0.8434 | 1.0426 | 1.1336 | 0.89643 | 0.84994 | 0.81285 | 0.89113 |  |  | 2014 | -0.02671 | 0.028003 | 0.013659 | 0.0030654 | -0.11558 | -0.075237 | 0.025304 | 0.057907 | -0.0061373 | 0.0038045 | 0.064401 | 0.030914 | 0.026634 | 0.02331 | 0.038955 | -0.032603 | 0.031441 | 0.0215 | -0.039097 | -0.0056099 | -0.0013292 | 0.0019941
2015 | 0.91139 | 1.107 | 1.0932 | 0.9929 | 0.87378 | 0.94514 | 1.0725 | 1.3123 | 1.0649 | 0.95404 | 1.1385 | 1.2989 | 1.3441 | 1.2221 | 1.2584 | 0.81721 | 1.0071 | 1.1241 | 0.94197 | 0.82568 | 0.79792 | 0.87758 |  |  | 2015 | 0.015632 | 0 | 0.013541 | 0.003296 | 0.10524 | 0.016384 | -0.0060527 | 0.025499 | 0.028596 | 0.0023168 | -0.055606 | 0.022905 | 0.012484 | 0.0092674 | 0.016403 | -0.031551 | -0.034647 | -0.0083696 | 0.049554 | -0.028957 | -0.018536 | -0.015319
2016 | 0.92063 | 1.107 | 1.1067 | 0.99683 | 0.87804 | 1.0308 | 1.0782 | 1.1769 | 1.0701 | 0.95678 | 1.1872 | 1.3298 | 1.3646 | 1.241 | 1.2127 | 0.91612 | 1.0075 | 1.1269 | 0.90817 | 0.81079 | 0.79009 | 0.86877 |  |  | 2016 | 0.010091 | 0 | 0.012324 | 0.0039443 | 0.0048634 | 0.08672 | 0.0053036 | -0.10895 | 0.0048561 | 0.0028722 | 0.041855 | 0.023504 | 0.015174 | 0.015393 | -0.036979 | 0.11426 | 0.00044674 | 0.0024318 | -0.036551 | -0.018201 | -0.0098712 | -0.01009
2017 | 0.92396 | 1.1217 | 1.1215 | 1 | 0.91517 | 1.0948 | 1.0823 | 1.0726 | 1.079 | 0.9611 | 1.22 | 1.3629 | 1.3443 | 1.2414 | 1.1674 | 1.0091 | 1.0031 | 1.1262 | 0.8872 | 0.79417 | 0.80516 | 0.87186 |  |  | 2017 | 0.0036082 | 0.01321 | 0.01331 | 0.003214 | 0.041419 | 0.060318 | 0.003875 | -0.092762 | 0.0082566 | 0.0045049 | 0.027229 | 0.024579 | -0.015026 | 0.0003271 | -0.0381 | 0.096637 | -0.0043817 | -0.00063027 | -0.023354 | -0.020704 | 0.0189 | 0.0035475
2018 | 0.92035 | 1.1217 | 1.139 | 1.0032 | 0.84035 | 1.0305 | 1.0996 | 1.0008 | 1.0493 | 0.96385 | 1.1893 | 1.3935 | 1.3614 | 1.2503 | 1.14 | 1.0988 | 1.0479 | 1.1409 | 0.92459 | 0.78913 | 0.8077 | 0.87953 |  |  | 2018 | -0.0039214 | 0 | 0.015439 | 0.0031539 | -0.08529 | -0.060606 | 0.015846 | -0.069305 | -0.027862 | 0.0028547 | -0.02543 | 0.022211 | 0.012699 | 0.0070836 | -0.023759 | 0.08515 | 0.043708 | 0.012991 | 0.041275 | -0.0063654 | 0.0031468 | 0.0087624
2019 | 0.92632 | 1.1268 | 1.1551 | 1.0078 | 0.93653 | 1.0614 | 1.0915 | 1.03 | 1.0521 | 0.97577 | 1.1765 | 1.4265 | 1.3767 | 1.2648 | 1.1611 | 1.0597 | 1.0374 | 1.1186 | 0.92771 | 0.76515 | 0.7928 | 0.86294 |  |  | 2019 | 0.0064682 | 0.0045417 | 0.014055 | 0.0045391 | 0.10837 | 0.029567 | -0.0074575 | 0.028727 | 0.0026401 | 0.012296 | -0.010828 | 0.023404 | 0.011166 | 0.01159 | 0.018308 | -0.036185 | -0.010097 | -0.019753 | 0.00337 | -0.030862 | -0.018623 | -0.019048
2020 | 0.90916 | 1.1268 | 1.1698 | 1.011 | 1.0506 | 1.0731 | 1.0742 | 0.93765 | 1.049 | 0.96565 | 1.223 | 1.4583 | 1.3933 | 1.2773 | 1.1212 | 1.1456 | 1.0241 | 1.1124 | 0.87834 | 0.73662 | 0.77101 | 0.84099 |  |  | 2020 | -0.018702 | 0 | 0.012623 | 0.003203 | 0.11491 | 0.010937 | -0.015928 | -0.093901 | -0.0029985 | -0.010426 | 0.038757 | 0.022069 | 0.011932 | 0.0098343 | -0.034909 | 0.077973 | -0.01293 | -0.0055025 | -0.054685 | -0.037998 | -0.02786 | -0.025763
2021 | 0.9044 | 1.1268 | 1.1822 | 1.014 | 0.8702 | 1.0115 | 1.1087 | 0.91377 | 1.0406 | 0.96872 | 1.2141 | 1.4906 | 1.4055 | 1.288 | 1.1089 | 1.2134 | 1.0655 | 1.1446 | 0.9132 | 0.74384 | 0.78886 | 0.86086 |  |  | 2021 | -0.0052431 | 0 | 0.010519 | 0.0029531 | -0.18837 | -0.059049 | 0.031641 | -0.025796 | -0.0079797 | 0.0031675 | -0.0072782 | 0.021895 | 0.0087554 | 0.00829 | -0.011079 | 0.057437 | 0.03962 | 0.028474 | 0.03892 | 0.0097461 | 0.022886 | 0.023351
2022 | 0.90075 | 1.1308 | 1.193 | 1.0175 | 0.963 | 0.99894 | 1.0975 | 0.85327 | 1.035 | 0.98063 | 1.2336 | 1.5193 | 1.3804 | 1.2848 | 1.0789 | 1.2862 | 1.0604 | 1.1192 | 0.88968 | 0.72237 | 0.79506 | 0.85422 |  |  | 2022 | -0.0040469 | 0.0035108 | 0.0091279 | 0.0034399 | 0.10133 | -0.012525 | -0.010198 | -0.068513 | -0.0054346 | 0.012218 | 0.015893 | 0.019086 | -0.018026 | -0.0024534 | -0.027404 | 0.058314 | -0.0047632 | -0.022416 | -0.026092 | -0.029284 | 0.0078271 | -0.0077441
2023 | 0.9125 | 1.1308 | 1.2022 | 1.0206 | 0.88259 | 1.0349 | 1.1167 | 0.91248 | 1.0373 | 0.98305 | 1.1883 | 1.5439 | 1.3986 | 1.2947 | 1.1238 | 1.2238 | 1.0765 | 1.136 | 0.93976 | 0.72331 | 0.79848 | 0.86252 |  |  | 2023 | 0.012965 | 0 | 0.0076945 | 0.003099 | -0.087193 | 0.035406 | 0.017374 | 0.067093 | 0.0022863 | 0.0024661 | -0.037387 | 0.016079 | 0.013081 | 0.0077037 | 0.040757 | -0.049719 | 0.015088 | 0.014908 | 0.054762 | 0.0012954 | 0.0042936 | 0.0096706
Growth Rate 2006-2023 | -0.5386% | 0.723% | 1.083% | 0.1201% | -0.7347% | 0.202% | 0.6495% | -0.5388% | 0.2157% | -0.1006% | 1.015% | 2.555% | 1.973% | 1.519% | 0.6865% | 1.188% | 0.4338% | 0.75% | -0.3655% | -1.905% | -1.324% | -0.87% | 17 | yrs
Growth Rate 2006-2012 | -0.4494% | 1.227% | 0.8592% | -0.2926% | -1.698% | -0.7785% | 0.8204% | 5.992% | 0.1153% | -0.9012% | 1.29% | 2.912% | 3.812% | 2.375% | 3.852% | -5.172% | 0.7051% | 1.722% | -0.4699% | -2.092% | -2.992% | -1.554% | 6 | yrs
Growth Rate 2012-2023 | -0.5873% | 0.4479% | 1.206% | 0.3453% | -0.2092% | 0.7368% | 0.5562% | -4.101% | 0.2704% | 0.3361% | 0.8647% | 2.36% | 0.9702% | 1.053% | -1.04% | 4.657% | 0.2858% | 0.2201% | -0.3085% | -1.804% | -0.414% | -0.4967% | 11 | yrs
Growth Rate 2023 | 1.296% | 0% | 0.7695% | 0.3099% | -8.719% | 3.541% | 1.737% | 6.709% | 0.2286% | 0.2466% | -3.739% | 1.608% | 1.308% | 0.7704% | 4.076% | -4.972% | 1.509% | 1.491% | 5.476% | 0.1295% | 0.4294% | 0.9671%
43.VIC: individual output & input indexes, 2006-2023 | [24 empty] | VIC
| Output Indexes | [6 empty] | Input Indexes | [7 empty] | Partial Productivity Indexes | [9 empty] | Output | [6 empty] | Input | [7 empty] | Partial productivity indexes
Year | Energy | Rat. max demand | Customers | Circuit length | CMOS | Max Demand | Total Output | Real Opex | O/H Sub-tran. lines | O/H Distr. lines | U/G Sub-tran. lines | U/G Distr. lines | Trans-formers | Capital | Total Input | Real Opex | O/H Sub-tran. lines | O/H Distr. lines | U/G Sub-tran. lines | U/G Distr. lines | Trans-formers | Capital |  |  | Year | Energy | Rat. max demand | Customers | Circuit length | CMOS | Max Demand | Total Output | Real Opex | O/H Sub-tran. lines | O/H Distr. lines | U/G Sub-tran. lines | U/G Distr. lines | Trans-formers | Capital inputs | Total Input | Real Opex | O/H Sub-tran. lines | O/H Distr. lines | U/G Sub-tran. lines | U/G Distr. lines | Trans-formers | Capital
2006 | 1 | 1 | 1 | 1 | 1 | 1 | 1 | 1 | 1 | 1 | 1 | 1 | 1 | 1 | 1 | 1 | 1 | 1 | 1 | 1 | 1 | 1 |  |  | 2006
2007 | 1.0144 | 1.0507 | 1.016 | 1.0063 | 1.0608 | 1.0507 | 1.0183 | 1.0019 | 1.0028 | 1.0034 | 0.99951 | 1.0571 | 1.0329 | 1.0253 | 1.0153 | 1.0164 | 1.0155 | 1.0148 | 1.0188 | 0.96333 | 0.98588 | 0.99316 |  |  | 2007 | 0.014318 | 0.049464 | 0.015855 | 0.0062653 | 0.059024 | 0.049464 | 0.018164 | 0.0018513 | 0.002813 | 0.0034431 | -0.00049102 | 0.055524 | 0.032382 | 0.025028 | 0.015202 | 0.016313 | 0.015352 | 0.014721 | 0.018655 | -0.03736 | -0.014218 | -0.0068639
2008 | 1.0327 | 1.1156 | 1.0306 | 1.0109 | 0.90295 | 1.1156 | 1.0721 | 1.0039 | 1.0101 | 1.0074 | 1.038 | 1.0962 | 1.0693 | 1.0491 | 1.0303 | 1.0679 | 1.0613 | 1.0642 | 1.0329 | 0.97798 | 1.0026 | 1.0219 |  |  | 2008 | 0.017821 | 0.059971 | 0.014264 | 0.0046202 | -0.16111 | 0.059971 | 0.051447 | 0.002083 | 0.0072848 | 0.0039555 | 0.03777 | 0.036357 | 0.0346 | 0.022948 | 0.014603 | 0.049364 | 0.044161 | 0.047492 | 0.013677 | 0.01509 | 0.016846 | 0.028498
2009 | 1.0283 | 1.1976 | 1.044 | 1.0218 | 1.1933 | 1.1976 | 1.0667 | 1.1052 | 1.0182 | 1.0043 | 1.0544 | 1.1947 | 1.1217 | 1.0866 | 1.0945 | 0.96513 | 1.0476 | 1.0621 | 1.0117 | 0.89282 | 0.95091 | 0.98164 |  |  | 2009 | -0.004234 | 0.070852 | 0.01295 | 0.010668 | 0.27879 | 0.070852 | -0.0050646 | 0.096105 | 0.0079405 | -0.0030928 | 0.015664 | 0.086033 | 0.047899 | 0.035102 | 0.060449 | -0.10117 | -0.013004 | -0.0019725 | -0.020728 | -0.091098 | -0.052963 | -0.040166
2010 | 1.0475 | 1.1985 | 1.0584 | 1.0292 | 1.0097 | 1.1649 | 1.1024 | 1.1266 | 1.0351 | 1.0061 | 1.0732 | 1.2631 | 1.14 | 1.1082 | 1.1159 | 0.97849 | 1.065 | 1.0957 | 1.0272 | 0.87275 | 0.96695 | 0.99476 |  |  | 2010 | 0.018477 | 0.00074123 | 0.013688 | 0.0071909 | -0.16708 | -0.027677 | 0.032902 | 0.019152 | 0.016435 | 0.001739 | 0.017686 | 0.055636 | 0.01618 | 0.019623 | 0.019424 | 0.01375 | 0.016467 | 0.031164 | 0.015215 | -0.022734 | 0.016722 | 0.013279
2011 | 1.026 | 1.1985 | 1.0722 | 1.0308 | 0.98863 | 1.1438 | 1.1068 | 1.1896 | 1.0374 | 1.0077 | 1.0707 | 1.2898 | 1.1781 | 1.1263 | 1.1525 | 0.93042 | 1.0669 | 1.0983 | 1.0337 | 0.8581 | 0.93945 | 0.98265 |  |  | 2011 | -0.020744 | 0 | 0.012986 | 0.0015505 | -0.021059 | -0.018225 | 0.0040151 | 0.054392 | 0.0022186 | 0.0016695 | -0.0022837 | 0.020946 | 0.032863 | 0.016269 | 0.032225 | -0.050376 | 0.0017965 | 0.0023446 | 0.0062994 | -0.016932 | -0.028848 | -0.012254
2012 | 1.0334 | 1.1985 | 1.0896 | 1.0391 | 1.0182 | 1.075 | 1.1109 | 1.3342 | 1.0562 | 1.0118 | 1.2369 | 1.3281 | 1.2055 | 1.149 | 1.2262 | 0.83264 | 1.0518 | 1.098 | 0.89811 | 0.83642 | 0.92153 | 0.96683 |  |  | 2012 | 0.0072391 | 0 | 0.016087 | 0.0080326 | 0.029442 | -0.062066 | 0.0036751 | 0.11471 | 0.017955 | 0.0039733 | 0.14425 | 0.029271 | 0.022931 | 0.019904 | 0.062048 | -0.11104 | -0.01428 | -0.00029687 | -0.14058 | -0.025595 | -0.019256 | -0.016228
2013 | 1.0121 | 1.1985 | 1.1068 | 1.0426 | 1.0771 | 1.1584 | 1.1058 | 1.3421 | 1.0441 | 1.0132 | 1.3101 | 1.3803 | 1.2385 | 1.1705 | 1.2444 | 0.82395 | 1.0591 | 1.0915 | 0.84408 | 0.80115 | 0.8929 | 0.94473 |  |  | 2013 | -0.020819 | 0 | 0.015636 | 0.0034337 | 0.056265 | 0.074719 | -0.0045329 | 0.0059508 | -0.011468 | 0.0014045 | 0.057512 | 0.03855 | 0.027027 | 0.018592 | 0.014708 | -0.010483 | 0.0069355 | -0.0059368 | -0.062045 | -0.043082 | -0.031559 | -0.023125
2014 | 0.99487 | 1.2071 | 1.1176 | 1.0491 | 1.2533 | 1.205 | 1.0903 | 1.3326 | 1.0649 | 1.0178 | 1.3407 | 1.4389 | 1.2612 | 1.1925 | 1.2528 | 0.8182 | 1.0239 | 1.0712 | 0.81326 | 0.75774 | 0.86455 | 0.91435 |  |  | 2014 | -0.017199 | 0.0072298 | 0.0097097 | 0.0061824 | 0.15151 | 0.039481 | -0.014111 | -0.0071035 | 0.019682 | 0.004581 | 0.023084 | 0.041591 | 0.018163 | 0.018569 | 0.0066884 | -0.0070085 | -0.033793 | -0.018694 | -0.037195 | -0.055702 | -0.032275 | -0.032681
2015 | 1.0124 | 1.2071 | 1.1369 | 1.053 | 1.0663 | 1.0666 | 1.1214 | 1.3642 | 1.0561 | 1.018 | 1.3455 | 1.5132 | 1.2825 | 1.2108 | 1.2763 | 0.82206 | 1.0618 | 1.1016 | 0.83349 | 0.74109 | 0.8744 | 0.92617 |  |  | 2015 | 0.017495 | 0 | 0.017087 | 0.0036868 | -0.16156 | -0.12206 | 0.028107 | 0.023402 | -0.0082423 | 0.00015326 | 0.0035404 | 0.050322 | 0.016779 | 0.015262 | 0.018611 | 0.0047052 | 0.03635 | 0.027955 | 0.024567 | -0.022215 | 0.011328 | 0.012846
2016 | 1.0177 | 1.2083 | 1.1568 | 1.0579 | 1.1287 | 1.17 | 1.121 | 1.3841 | 1.0774 | 1.0191 | 1.3742 | 1.5692 | 1.3068 | 1.2299 | 1.2958 | 0.80993 | 1.0405 | 1.1001 | 0.81577 | 0.71441 | 0.85786 | 0.91147 |  |  | 2016 | 0.0052055 | 0.00096876 | 0.017425 | 0.0046927 | 0.056875 | 0.092538 | -0.0003407 | 0.014528 | 0.019947 | 0.0010496 | 0.021153 | 0.036334 | 0.018757 | 0.015655 | 0.015176 | -0.014869 | -0.020288 | -0.0013917 | -0.021494 | -0.036675 | -0.019098 | -0.015997
2017 | 1.0197 | 1.2122 | 1.1797 | 1.0671 | 0.87389 | 1.1735 | 1.1633 | 1.3406 | 1.0812 | 1.018 | 1.4413 | 1.6426 | 1.3273 | 1.2494 | 1.2886 | 0.86773 | 1.0759 | 1.1427 | 0.80711 | 0.70819 | 0.87641 | 0.93107 |  |  | 2017 | 0.0019691 | 0.0031911 | 0.019549 | 0.0085761 | -0.2559 | 0.0030194 | 0.036966 | -0.031977 | 0.0034634 | -0.0010722 | 0.04764 | 0.045707 | 0.015571 | 0.015693 | -0.0055936 | 0.068944 | 0.033504 | 0.03804 | -0.010673 | -0.0087404 | 0.021396 | 0.021274
2018 | 1.0089 | 1.2244 | 1.1979 | 1.0721 | 1.1505 | 1.2074 | 1.138 | 1.2376 | 1.0791 | 1.0175 | 1.5009 | 1.7238 | 1.3558 | 1.2715 | 1.2569 | 0.91954 | 1.0545 | 1.1185 | 0.7582 | 0.66016 | 0.83934 | 0.89502 |  |  | 2018 | -0.01069 | 0.010059 | 0.015309 | 0.004729 | 0.27501 | 0.028423 | -0.021966 | -0.07995 | -0.0018738 | -0.00049523 | 0.040545 | 0.048269 | 0.021246 | 0.017524 | -0.024877 | 0.057983 | -0.020094 | -0.021472 | -0.062512 | -0.070236 | -0.043212 | -0.039491
2019 | 1.0157 | 1.2368 | 1.2222 | 1.0787 | 1.1901 | 1.2259 | 1.1464 | 1.2516 | 1.0786 | 1.0162 | 1.6242 | 1.7828 | 1.3747 | 1.2881 | 1.2726 | 0.91591 | 1.0628 | 1.1281 | 0.7058 | 0.64303 | 0.83393 | 0.88996 |  |  | 2019 | 0.0067185 | 0.010035 | 0.020122 | 0.0061196 | 0.033794 | 0.015193 | 0.0073517 | 0.011307 | -0.00045139 | -0.0012283 | 0.078963 | 0.033639 | 0.013821 | 0.013019 | 0.01237 | -0.0039557 | 0.0078032 | 0.0085794 | -0.071612 | -0.026287 | -0.0064697 | -0.0056666
2020 | 0.9771 | 1.2605 | 1.2374 | 1.0848 | 1.1587 | 1.2553 | 1.1602 | 1.2369 | 1.0884 | 1.0156 | 1.8011 | 1.8622 | 1.4027 | 1.3132 | 1.2789 | 0.938 | 1.066 | 1.1423 | 0.64415 | 0.623 | 0.82711 | 0.88348 |  |  | 2020 | -0.038729 | 0.019028 | 0.012345 | 0.0056889 | -0.026665 | 0.023735 | 0.011963 | -0.011875 | 0.0089627 | -0.00055811 | 0.10336 | 0.043596 | 0.020171 | 0.019277 | 0.0049415 | 0.023837 | 0.0029998 | 0.012521 | -0.091395 | -0.031634 | -0.0082089 | -0.0073151
2021 | 0.97889 | 1.2605 | 1.2483 | 1.0884 | 0.91004 | 1.091 | 1.1945 | 1.219 | 1.0888 | 1.0161 | 1.8476 | 1.8994 | 1.4108 | 1.3223 | 1.2743 | 0.97989 | 1.0971 | 1.1756 | 0.64653 | 0.62889 | 0.84669 | 0.90335 |  |  | 2021 | 0.003663 | 0 | 0.017617 | 0.0065359 | -0.48321 | -0.28052 | 0.058327 | -0.029052 | 0.00077717 | 0.00093318 | 0.050946 | 0.039531 | 0.011539 | 0.01384 | -0.0071801 | 0.08738 | 0.057551 | 0.057393 | 0.0073818 | 0.018797 | 0.046789 | 0.044487
2022 | 0.99928 | 1.2605 | 1.2678 | 1.0937 | 1.0803 | 1.1573 | 1.1819 | 1.2272 | 1.0959 | 1.0175 | 1.8865 | 1.9555 | 1.443 | 1.343 | 1.2916 | 0.96309 | 1.0785 | 1.1616 | 0.6265 | 0.60441 | 0.81907 | 0.88003 |  |  | 2022 | 0.020622 | 0 | 0.015475 | 0.0048797 | 0.17154 | 0.058953 | -0.010619 | 0.0066732 | 0.0064899 | 0.0013218 | 0.020859 | 0.029081 | 0.022544 | 0.01553 | 0.013501 | -0.017293 | -0.017109 | -0.011941 | -0.031478 | -0.039701 | -0.033163 | -0.02615
2023 | 1.0095 | 1.2605 | 1.2855 | 1.0999 | 1.1435 | 1.1791 | 1.1817 | 1.2746 | 1.1086 | 1.0118 | 1.8897 | 2.022 | 1.4668 | 1.3571 | 1.3239 | 0.92715 | 1.0659 | 1.1679 | 0.62535 | 0.58444 | 0.80562 | 0.87079 |  |  | 2023 | 0.010193 | 0 | 0.013823 | 0.0056364 | 0.056816 | 0.018667 | -0.00014385 | 0.037886 | 0.011586 | -0.0055576 | 0.0017006 | 0.033451 | 0.016411 | 0.01042 | 0.02466 | -0.038029 | -0.01173 | 0.005414 | -0.0018445 | -0.033595 | -0.016555 | -0.010564
Growth Rate 2006-2023 | 0.05743% | 1.403% | 1.522% | 0.5771% | 0.8127% | 0.9984% | 1.012% | 1.47% | 0.625% | 0.07123% | 3.857% | 4.267% | 2.322% | 1.851% | 1.7% | -0.4584% | 0.3869% | 0.9407% | -2.845% | -3.255% | -1.31% | -0.8385% | 16.5 | yrs
Growth Rate 2006-2012 | 0.548% | 3.017% | 1.431% | 0.6388% | 0.3001% | 1.205% | 1.752% | 4.805% | 0.9108% | 0.1948% | 3.543% | 4.729% | 3.114% | 2.315% | 3.399% | -3.053% | 0.8415% | 1.558% | -1.791% | -2.977% | -1.362% | -0.5623% | 6 | yrs
Growth Rate 2012-2023 | -0.2229% | 0.4811% | 1.574% | 0.5418% | 1.106% | 0.8801% | 0.5889% | -0.4351% | 0.4617% | 0.0006212% | 4.036% | 4.003% | 1.869% | 1.585% | 0.7295% | 1.024% | 0.1272% | 0.5883% | -3.448% | -3.414% | -1.28% | -0.9964% | 10.5 | yrs
Growth Rate 2023 | 1.019% | 0% | 1.382% | 0.5636% | 5.682% | 1.867% | -0.01438% | 3.789% | 1.159% | -0.5558% | 0.1701% | 3.345% | 1.641% | 1.042% | 2.466% | -3.803% | -1.173% | 0.5414% | -0.1844% | -3.359% | -1.656% | -1.056% | 1
-0.07168%
44.QLD: individual output & input indexes, 2006-2023 | [24 empty] | QLD
| Output Indexes | [6 empty] | Input Indexes | [7 empty] | Partial Productivity Indexes | [9 empty] | Output | [6 empty] | Input | [7 empty] | Partial productivity indexes
Year | Energy | Rat. max demand | Customers | Circuit length | CMOS | Max Demand | Total Output | Real Opex | O/H Sub-tran. lines | O/H Distr. lines | U/G Sub-tran. lines | U/G Distr. lines | Trans-formers | Capital | Total Input | Real Opex | O/H Sub-tran. lines | O/H Distr. lines | U/G Sub-tran. lines | U/G Distr. lines | Trans-formers | Capital |  |  | Year | Energy | Rat. max demand | Customers | Circuit length | CMOS | Max Demand | Total Output | Real Opex | O/H Sub-tran. lines | O/H Distr. lines | U/G Sub-tran. lines | U/G Distr. lines | Trans-formers | Capital inputs | Total Input | Real Opex | O/H Sub-tran. lines | O/H Distr. lines | U/G Sub-tran. lines | U/G Distr. lines | Trans-formers | Capital
2006 | 1 | 1 | 1 | 1 | 1 | 1 | 1 | 1 | 1 | 1 | 1 | 1 | 1 | 1 | 1 | 1 | 1 | 1 | 1 | 1 | 1 | 1 |  |  | 2006
2007 | 1.0053 | 1.0626 | 1.0191 | 1.0145 | 0.70443 | 1.0626 | 1.138 | 1.0058 | 1.028 | 1.008 | 1.1412 | 1.1059 | 1.0577 | 1.0485 | 1.0304 | 1.1314 | 1.107 | 1.129 | 0.99718 | 1.029 | 1.0759 | 1.0854 |  |  | 2007 | 0.0052432 | 0.060712 | 0.018898 | 0.014379 | -0.35036 | 0.060712 | 0.12924 | 0.005817 | 0.027597 | 0.0079265 | 0.13206 | 0.10064 | 0.056073 | 0.047323 | 0.029962 | 0.12342 | 0.10165 | 0.12132 | -0.0028197 | 0.028605 | 0.07317 | 0.08192
2008 | 1.0253 | 1.1203 | 1.041 | 1.0215 | 0.84484 | 1.1203 | 1.1282 | 1.0773 | 1.0371 | 1.0158 | 1.3128 | 1.2205 | 1.0915 | 1.0847 | 1.0825 | 1.0473 | 1.0879 | 1.1107 | 0.85942 | 0.9244 | 1.0337 | 1.0402 |  |  | 2008 | 0.019783 | 0.052897 | 0.021291 | 0.0068764 | 0.18175 | 0.052897 | -0.0085765 | 0.068613 | 0.0088085 | 0.0077559 | 0.1401 | 0.098643 | 0.03144 | 0.033959 | 0.04935 | -0.077189 | -0.017385 | -0.016333 | -0.14868 | -0.10722 | -0.040017 | -0.042537
2009 | 1.0592 | 1.1531 | 1.0623 | 1.032 | 0.89181 | 1.1478 | 1.143 | 1.0665 | 1.0648 | 1.0253 | 1.3915 | 1.3252 | 1.1337 | 1.1233 | 1.0983 | 1.0717 | 1.0735 | 1.1149 | 0.82145 | 0.8625 | 1.0082 | 1.0175 |  |  | 2009 | 0.032513 | 0.028879 | 0.020279 | 0.010246 | 0.0541 | 0.024214 | 0.013004 | -0.010038 | 0.026369 | 0.009258 | 0.0582 | 0.08231 | 0.037996 | 0.035025 | 0.014424 | 0.023043 | -0.013363 | 0.0037474 | -0.045195 | -0.069305 | -0.024991 | -0.02202
2010 | 1.0688 | 1.2143 | 1.0808 | 1.0397 | 0.89872 | 1.2143 | 1.1764 | 1.0556 | 1.0816 | 1.031 | 1.4892 | 1.4101 | 1.1824 | 1.1603 | 1.1145 | 1.1144 | 1.0877 | 1.1411 | 0.78994 | 0.83425 | 0.99492 | 1.0139 |  |  | 2010 | 0.0089691 | 0.051647 | 0.017211 | 0.0074258 | 0.0077229 | 0.056312 | 0.02877 | -0.01029 | 0.015638 | 0.0055442 | 0.067873 | 0.062069 | 0.042021 | 0.032359 | 0.014707 | 0.03906 | 0.01313 | 0.023225 | -0.039104 | -0.033299 | -0.013253 | -0.0035897
2011 | 1.0169 | 1.2143 | 1.0977 | 1.0438 | 0.83584 | 1.1531 | 1.1969 | 1.2083 | 1.0955 | 1.0417 | 1.6186 | 1.4794 | 1.2165 | 1.1913 | 1.1979 | 0.99056 | 1.0926 | 1.149 | 0.73948 | 0.80904 | 0.98389 | 1.0047 |  |  | 2011 | -0.049732 | 0 | 0.015504 | 0.0039587 | -0.072535 | -0.051644 | 0.017311 | 0.13513 | 0.012755 | 0.010415 | 0.08333 | 0.048002 | 0.028462 | 0.026348 | 0.072109 | -0.11782 | 0.0045563 | 0.0068961 | -0.06602 | -0.030691 | -0.01115 | -0.0090369
2012 | 1.0234 | 1.2143 | 1.1127 | 1.052 | 0.74597 | 1.1162 | 1.231 | 1.281 | 1.1225 | 1.0514 | 1.6459 | 1.5439 | 1.2502 | 1.2197 | 1.2451 | 0.96098 | 1.0967 | 1.1708 | 0.74791 | 0.79732 | 0.98467 | 1.0092 |  |  | 2012 | 0.0063403 | 0 | 0.013604 | 0.0077804 | -0.11375 | -0.032575 | 0.02808 | 0.058406 | 0.024389 | 0.0092311 | 0.016734 | 0.042665 | 0.027291 | 0.023632 | 0.03863 | -0.030326 | 0.0036907 | 0.018849 | 0.011346 | -0.014585 | 0.00078921 | 0.0044489
2013 | 1.0131 | 1.2143 | 1.1274 | 1.0374 | 0.71049 | 1.1146 | 1.2338 | 1.1827 | 1.0227 | 1.0591 | 1.7464 | 1.605 | 1.2782 | 1.2311 | 1.2114 | 1.0432 | 1.2064 | 1.1649 | 0.70646 | 0.76869 | 0.96519 | 1.0021 |  |  | 2013 | -0.010114 | 0 | 0.013135 | -0.013928 | -0.048735 | -0.0013977 | 0.002229 | -0.079879 | -0.0931 | 0.007277 | 0.059245 | 0.038797 | 0.022203 | 0.0092825 | -0.027417 | 0.082107 | 0.09533 | -0.0050477 | -0.057016 | -0.036568 | -0.019974 | -0.007054
2014 | 1.0132 | 1.2143 | 1.1428 | 1.0424 | 0.66445 | 1.0814 | 1.2508 | 1.149 | 1.0299 | 1.0724 | 1.7854 | 1.6603 | 1.3318 | 1.2665 | 1.2159 | 1.0886 | 1.2144 | 1.1663 | 0.70053 | 0.75335 | 0.93917 | 0.98755 |  |  | 2014 | 0.00010956 | 0 | 0.013564 | 0.0047668 | -0.066989 | -0.030289 | 0.013689 | -0.028861 | 0.007031 | 0.012467 | 0.022118 | 0.03385 | 0.041025 | 0.028346 | 0.0037301 | 0.042551 | 0.0066582 | 0.0012217 | -0.0084282 | -0.020161 | -0.027335 | -0.014657
2015 | 1.0207 | 1.2143 | 1.1575 | 1.0516 | 0.82135 | 1.1178 | 1.2207 | 1.2345 | 1.0266 | 1.109 | 1.854 | 1.7208 | 1.3703 | 1.3023 | 1.275 | 0.98878 | 1.189 | 1.1007 | 0.65839 | 0.70937 | 0.89081 | 0.9373 |  |  | 2015 | 0.0073897 | 0 | 0.012817 | 0.0088443 | 0.21199 | 0.033093 | -0.024352 | 0.071779 | -0.0032336 | 0.033577 | 0.037691 | 0.035796 | 0.028512 | 0.027871 | 0.047454 | -0.096133 | -0.02112 | -0.057929 | -0.062044 | -0.060149 | -0.052865 | -0.052224
2016 | 1.0229 | 1.2143 | 1.1768 | 1.0539 | 0.79577 | 1.1192 | 1.2327 | 1.1519 | 1.0269 | 1.103 | 1.8509 | 1.7736 | 1.402 | 1.3195 | 1.2453 | 1.0701 | 1.2004 | 1.1176 | 0.66598 | 0.69502 | 0.87925 | 0.93418 |  |  | 2016 | 0.0021491 | 0 | 0.016514 | 0.0021059 | -0.031629 | 0.0012946 | 0.0097989 | -0.069265 | 0.00031945 | -0.0054377 | -0.0016659 | 0.030246 | 0.02286 | 0.013132 | -0.023595 | 0.079064 | 0.0094795 | 0.015237 | 0.011465 | -0.020446 | -0.01306 | -0.0033328
2017 | 1.0171 | 1.2143 | 1.1947 | 1.0579 | 0.64279 | 1.1665 | 1.278 | 1.0742 | 1.0725 | 1.0927 | 1.8872 | 1.8197 | 1.4345 | 1.341 | 1.2172 | 1.1898 | 1.1916 | 1.1696 | 0.67722 | 0.70232 | 0.8909 | 0.95306 |  |  | 2017 | -0.0057177 | 0 | 0.015098 | 0.003847 | -0.2135 | 0.041402 | 0.036133 | -0.069843 | 0.043431 | -0.0093767 | 0.019397 | 0.025676 | 0.022964 | 0.016125 | -0.022788 | 0.10598 | -0.0072977 | 0.045509 | 0.016736 | 0.010457 | 0.013169 | 0.020007
2018 | 1.0118 | 1.2143 | 1.2123 | 1.0579 | 0.70316 | 1.163 | 1.2661 | 1.0833 | 1.0754 | 1.1139 | 1.8887 | 1.8296 | 1.4455 | 1.3537 | 1.228 | 1.1687 | 1.1773 | 1.1366 | 0.67033 | 0.69197 | 0.87587 | 0.93527 |  |  | 2018 | -0.0052454 | 0 | 0.01457 | -3.1194e-05 | 0.089772 | -0.0030333 | -0.0094179 | 0.008421 | 0.0026975 | 0.019264 | 0.00081146 | 0.0054305 | 0.0076006 | 0.0094268 | 0.0088287 | -0.017839 | -0.012115 | -0.02868 | -0.010229 | -0.014848 | -0.017018 | -0.018844
2019 | 1.0242 | 1.2143 | 1.2276 | 1.0621 | 0.79587 | 1.1842 | 1.2489 | 1.0641 | 1.0726 | 1.0943 | 1.8765 | 1.8704 | 1.4573 | 1.3546 | 1.219 | 1.1736 | 1.1643 | 1.1413 | 0.66555 | 0.66772 | 0.85701 | 0.92199 |  |  | 2019 | 0.012266 | 0 | 0.012544 | 0.0039407 | 0.12385 | 0.018091 | -0.013659 | -0.017816 | -0.0025959 | -0.01778 | -0.0064958 | 0.022011 | 0.0081082 | 0.00064027 | -0.0073313 | 0.0041574 | -0.011062 | 0.0041215 | -0.0071624 | -0.035669 | -0.021766 | -0.014298
2020 | 1.0177 | 1.2197 | 1.2409 | 1.0673 | 0.8085 | 1.1824 | 1.2527 | 1.0766 | 1.088 | 1.0994 | 1.9604 | 1.9021 | 1.4633 | 1.3656 | 1.229 | 1.1636 | 1.1514 | 1.1394 | 0.63898 | 0.65857 | 0.85604 | 0.91728 |  |  | 2020 | -0.0064047 | 0.0044758 | 0.010792 | 0.004962 | 0.015747 | -0.0015059 | 0.0030189 | 0.011604 | 0.014214 | 0.0046706 | 0.043763 | 0.016822 | 0.0041581 | 0.00814 | 0.0081762 | -0.0085848 | -0.011196 | -0.0016513 | -0.040744 | -0.013803 | -0.001139 | -0.0051215
2021 | 1.0148 | 1.2197 | 1.2542 | 1.0737 | 0.80825 | 1.1096 | 1.2591 | 0.967 | 1.0921 | 1.1109 | 1.9549 | 1.9313 | 1.4826 | 1.3808 | 1.1737 | 1.302 | 1.1529 | 1.1334 | 0.64407 | 0.65193 | 0.84925 | 0.91181 |  |  | 2021 | -0.002827 | 0 | 0.010687 | 0.0059522 | -0.00030345 | -0.063577 | 0.0051009 | -0.10733 | 0.0037788 | 0.010376 | -0.0028345 | 0.015234 | 0.013064 | 0.011085 | -0.046109 | 0.11243 | 0.0013228 | -0.0052755 | 0.0079349 | -0.010133 | -0.0079634 | -0.0059841
2022 | 1.0285 | 1.2538 | 1.2778 | 1.0775 | 0.97395 | 1.2265 | 1.2339 | 0.99521 | 1.1071 | 1.1161 | 1.9425 | 1.9627 | 1.4835 | 1.3865 | 1.1916 | 1.2399 | 1.1146 | 1.1056 | 0.63524 | 0.62871 | 0.83175 | 0.88996 |  |  | 2022 | 0.013335 | 0.027607 | 0.018627 | 0.003505 | 0.18648 | 0.10019 | -0.020164 | 0.028752 | 0.013653 | 0.0046664 | -0.0063649 | 0.01611 | 0.00065001 | 0.004087 | 0.015135 | -0.048916 | -0.033817 | -0.024831 | -0.013799 | -0.036274 | -0.020813 | -0.02425
2023 | 1.0434 | 1.2538 | 1.3009 | 1.0808 | 0.85238 | 1.1988 | 1.278 | 1.1015 | 1.1084 | 1.1277 | 1.9467 | 1.9999 | 1.5181 | 1.4083 | 1.2649 | 1.1602 | 1.153 | 1.1333 | 0.65648 | 0.63904 | 0.84184 | 0.90748 |  |  | 2023 | 0.014414 | 0 | 0.017893 | 0.0030895 | -0.13333 | -0.022876 | 0.035071 | 0.10147 | 0.0011564 | 0.010324 | 0.0021855 | 0.018773 | 0.023018 | 0.015583 | 0.059746 | -0.066401 | 0.033915 | 0.024747 | 0.032885 | 0.016298 | 0.012052 | 0.019488
Growth Rate 2006-2023 | 0.2498% | 1.331% | 1.547% | 0.4572% | -0.9396% | 1.067% | 1.443% | 0.5686% | 0.6053% | 0.7068% | 3.919% | 4.077% | 2.456% | 2.014% | 1.382% | 0.8742% | 0.8375% | 0.736% | -2.476% | -2.634% | -1.013% | -0.5711% | 17 | yrs
Growth Rate 2006-2012 | 0.3853% | 3.236% | 1.78% | 0.8444% | -4.885% | 1.832% | 3.464% | 4.127% | 1.926% | 0.8355% | 8.305% | 7.239% | 3.721% | 3.311% | 3.653% | -0.6634% | 1.538% | 2.628% | -4.841% | -3.775% | -0.2575% | 0.1531% | 6 | yrs
Growth Rate 2012-2023 | 0.176% | 0.2917% | 1.42% | 0.2459% | 1.212% | 0.649% | 0.3404% | -1.372% | -0.115% | 0.6366% | 1.526% | 2.352% | 1.765% | 1.307% | 0.1439% | 1.713% | 0.4554% | -0.2962% | -1.185% | -2.012% | -1.425% | -0.9661% | 11 | yrs
Growth Rate 2023 | 1.441% | 0% | 1.789% | 0.3089% | -13.33% | -2.288% | 3.507% | 10.15% | 0.1156% | 1.032% | 0.2186% | 1.877% | 2.302% | 1.558% | 5.975% | -6.64% | 3.391% | 2.475% | 3.288% | 1.63% | 1.205% | 1.949%
45.SA: individual output & input indexes, 2006-2023 | [24 empty] | SA
| Output Indexes | [6 empty] | Input Indexes | [7 empty] | Partial Productivity Indexes | [9 empty] | Output | [6 empty] | Input | [7 empty] | Partial productivity indexes
Year | Energy | Rat. max demand | Customers | Circuit length | CMOS | Max Demand | Total Output | Real Opex | O/H Sub-tran. lines | O/H Distr. lines | U/G Sub-tran. lines | U/G Distr. lines | Trans-formers | Capital | Total Input | Real Opex | O/H Sub-tran. lines | O/H Distr. lines | U/G Sub-tran. lines | U/G Distr. lines | Trans-formers | Capital |  |  | Year | Energy | Rat. max demand | Customers | Circuit length | CMOS | Max Demand | Total Output | Real Opex | O/H Sub-tran. lines | O/H Distr. lines | U/G Sub-tran. lines | U/G Distr. lines | Trans-formers | Capital inputs | Total Input | Real Opex | O/H Sub-tran. lines | O/H Distr. lines | U/G Sub-tran. lines | U/G Distr. lines | Trans-formers | Capital
2006 | 1 | 1 | 1 | 1 | 1 | 1 | 1 | 1 | 1 | 1 | 1 | 1 | 1 | 1 | 1 | 1 | 1 | 1 | 1 | 1 | 1 | 1 |  |  | 2006
2007 | 1.0278 | 1 | 1.0008 | 1.0058 | 1.153 | 0.99303 | 0.97454 | 0.92882 | 1.009 | 1.0001 | 1.0213 | 1.0403 | 1.0517 | 1.0365 | 1.0007 | 1.0492 | 0.96583 | 0.97449 | 0.95425 | 0.93681 | 0.92668 | 0.94022 |  |  | 2007 | 0.027382 | 0 | 0.00075372 | 0.005827 | 0.1424 | -0.0069896 | -0.025789 | -0.07384 | 0.0089766 | 5.3999e-05 | 0.021036 | 0.039491 | 0.050361 | 0.035853 | 0.00068776 | 0.048052 | -0.034766 | -0.025842 | -0.046825 | -0.06528 | -0.07615 | -0.061641
2008 | 1.0356 | 1.0704 | 1.0029 | 1.0117 | 0.83106 | 1.0704 | 1.0727 | 1.0358 | 1.018 | 1.0001 | 1.0425 | 1.0806 | 1.0747 | 1.0596 | 1.0507 | 1.0356 | 1.0537 | 1.0725 | 1.0289 | 0.99269 | 0.99815 | 1.0123 |  |  | 2008 | 0.0075838 | 0.068013 | 0.002158 | 0.0057922 | -0.32746 | 0.075002 | 0.095936 | 0.10905 | 0.0088977 | 5.2996e-05 | 0.020603 | 0.037991 | 0.02164 | 0.022038 | 0.048799 | -0.013116 | 0.087038 | 0.095881 | 0.075333 | 0.057944 | 0.074295 | 0.073896
2009 | 1.0285 | 1.1546 | 1.0457 | 1.0212 | 0.91202 | 1.1546 | 1.1016 | 1.1338 | 1.0339 | 1.001 | 1.1182 | 1.1309 | 1.1056 | 1.09 | 1.1037 | 0.97165 | 1.0655 | 1.1005 | 0.98515 | 0.97413 | 0.99641 | 1.0106 |  |  | 2009 | -0.0068641 | 0.075738 | 0.041818 | 0.0093122 | 0.092957 | 0.075738 | 0.026647 | 0.09034 | 0.015445 | 0.00092447 | 0.070118 | 0.045524 | 0.028388 | 0.028319 | 0.049146 | -0.063692 | 0.011202 | 0.025724 | -0.04347 | -0.018876 | -0.0017408 | -0.0016708
2010 | 1.0501 | 1.1546 | 1.0618 | 1.028 | 1.2261 | 1.1197 | 1.0483 | 1.1348 | 1.0538 | 1.0012 | 1.1147 | 1.1683 | 1.1567 | 1.1258 | 1.1273 | 0.92376 | 0.99471 | 1.047 | 0.94041 | 0.89724 | 0.90629 | 0.93113 |  |  | 2010 | 0.020799 | 0 | 0.015228 | 0.0067168 | 0.29592 | -0.030697 | -0.049656 | 0.00089484 | 0.019124 | 0.00021276 | -0.0031833 | 0.03256 | 0.045139 | 0.032288 | 0.021169 | -0.050551 | -0.068779 | -0.049868 | -0.046473 | -0.082216 | -0.094795 | -0.081944
2011 | 1.0278 | 1.1546 | 1.0735 | 1.0279 | 1.1098 | 1.1197 | 1.0725 | 1.4137 | 1.0202 | 1.0021 | 0.9985 | 1.1927 | 1.189 | 1.1474 | 1.232 | 0.75867 | 1.0513 | 1.0703 | 1.0742 | 0.89929 | 0.90209 | 0.93477 |  |  | 2011 | -0.021492 | 0 | 0.010933 | -0.00017024 | -0.099609 | 2.1434e-05 | 0.022901 | 0.21978 | -0.032421 | 0.00082962 | -0.11008 | 0.020618 | 0.02755 | 0.018994 | 0.088828 | -0.19688 | 0.055322 | 0.022071 | 0.13298 | 0.0022817 | -0.0046499 | 0.0039069
2012 | 1.0059 | 1.1546 | 1.0839 | 1.0332 | 0.9016 | 1.0011 | 1.1121 | 1.4613 | 1.0327 | 0.99702 | 1.1365 | 1.2175 | 1.2398 | 1.1793 | 1.2687 | 0.76102 | 1.0769 | 1.1154 | 0.97854 | 0.91344 | 0.897 | 0.94306 |  |  | 2012 | -0.021575 | 0 | 0.0096398 | 0.0051934 | -0.2078 | -0.11202 | 0.036226 | 0.033129 | 0.012125 | -0.0050604 | 0.12947 | 0.02062 | 0.041883 | 0.027399 | 0.029363 | 0.0030972 | 0.024101 | 0.041286 | -0.09324 | 0.015606 | -0.0056568 | 0.0088276
2013 | 1.0049 | 1.1546 | 1.0885 | 1.036 | 0.99733 | 1.0495 | 1.0979 | 1.5383 | 1.0366 | 0.9975 | 1.1443 | 1.2339 | 1.269 | 1.1986 | 1.3091 | 0.71372 | 1.0592 | 1.1007 | 0.95946 | 0.88977 | 0.86521 | 0.91596 |  |  | 2013 | -0.00095288 | 0 | 0.0042709 | 0.0026725 | 0.10091 | 0.047278 | -0.012852 | 0.051323 | 0.0037927 | 0.00048723 | 0.0068397 | 0.013401 | 0.023235 | 0.016301 | 0.031331 | -0.064174 | -0.016644 | -0.013338 | -0.01969 | -0.026252 | -0.036086 | -0.029153
2014 | 0.96794 | 1.1546 | 1.0936 | 1.0383 | 1.172 | 1.1026 | 1.0681 | 1.5309 | 1.0337 | 0.98766 | 1.173 | 1.2527 | 1.2977 | 1.2164 | 1.3195 | 0.69772 | 1.0333 | 1.0815 | 0.9106 | 0.85268 | 0.8231 | 0.87807 |  |  | 2014 | -0.037471 | 0 | 0.0047073 | 0.0022774 | 0.16135 | 0.049324 | -0.027518 | -0.0048423 | -0.0027561 | -0.0099192 | 0.024746 | 0.015059 | 0.022371 | 0.014738 | 0.0079449 | -0.022676 | -0.024761 | -0.0176 | -0.052265 | -0.042578 | -0.04989 | -0.042256
2015 | 0.94413 | 1.1546 | 1.0964 | 1.0397 | 0.86719 | 0.99318 | 1.1151 | 1.5905 | 1.0513 | 0.95872 | 1.218 | 1.2702 | 1.3247 | 1.2306 | 1.3473 | 0.70106 | 1.0606 | 1.1631 | 0.91546 | 0.87787 | 0.84172 | 0.90612 |  |  | 2015 | -0.024899 | 0 | 0.0025479 | 0.0013426 | -0.30117 | -0.1045 | 0.043013 | 0.038237 | 0.01689 | -0.029741 | 0.037686 | 0.0139 | 0.020652 | 0.011558 | 0.020866 | 0.0047762 | 0.026123 | 0.072754 | 0.0053269 | 0.029114 | 0.022361 | 0.031455
2016 | 0.94528 | 1.1546 | 1.1025 | 1.0469 | 0.97961 | 1.0039 | 1.1029 | 1.3339 | 1.0432 | 0.96436 | 1.2126 | 1.2987 | 1.3362 | 1.2431 | 1.2683 | 0.82684 | 1.0573 | 1.1437 | 0.90956 | 0.84926 | 0.82544 | 0.88721 |  |  | 2016 | 0.0012195 | 0 | 0.0054973 | 0.006859 | 0.1219 | 0.010694 | -0.010954 | -0.17598 | -0.0078186 | 0.0058675 | -0.0044886 | 0.022179 | 0.0085738 | 0.010142 | -0.060444 | 0.16503 | -0.0031362 | -0.016822 | -0.0064654 | -0.033134 | -0.019528 | -0.021097
2017 | 0.93246 | 1.1546 | 1.1277 | 1.0488 | 1.0917 | 1.0629 | 1.0884 | 1.5365 | 1.0582 | 0.96427 | 1.2118 | 1.318 | 1.342 | 1.2554 | 1.3466 | 0.7084 | 1.0285 | 1.1288 | 0.89819 | 0.82584 | 0.81103 | 0.867 |  |  | 2017 | -0.013661 | 0 | 0.022631 | 0.0018333 | 0.10836 | 0.057187 | -0.013217 | 0.14139 | 0.01435 | -9.2812e-05 | -0.00063191 | 0.01475 | 0.0043888 | 0.0098211 | 0.059861 | -0.15461 | -0.027566 | -0.013124 | -0.012585 | -0.027967 | -0.017606 | -0.023038
2018 | 0.92691 | 1.1546 | 1.1484 | 1.0528 | 0.96686 | 1.0081 | 1.1148 | 1.5055 | 1.0658 | 0.97391 | 1.2581 | 1.3349 | 1.3551 | 1.2681 | 1.3445 | 0.74047 | 1.046 | 1.1447 | 0.8861 | 0.83512 | 0.82264 | 0.87913 |  |  | 2018 | -0.0059654 | 0 | 0.018162 | 0.0038142 | -0.12145 | -0.053015 | 0.023932 | -0.020341 | 0.0071129 | 0.0099438 | 0.037485 | 0.01276 | 0.0097199 | 0.010044 | -0.00156 | 0.044273 | 0.016819 | 0.013989 | -0.013553 | 0.011172 | 0.014212 | 0.013887
2019 | 0.91752 | 1.1546 | 1.1635 | 1.0527 | 1.0888 | 1.1276 | 1.0966 | 1.5448 | 1.0615 | 0.98113 | 1.2651 | 1.3739 | 1.3598 | 1.2808 | 1.3662 | 0.70989 | 1.0331 | 1.1177 | 0.86683 | 0.79819 | 0.80647 | 0.85618 |  |  | 2019 | -0.010186 | 0 | 0.013108 | -0.00014533 | 0.1188 | 0.11202 | -0.016432 | 0.025733 | -0.0040371 | 0.007386 | 0.0055501 | 0.028793 | 0.0034196 | 0.010022 | 0.01606 | -0.042165 | -0.012395 | -0.023818 | -0.021982 | -0.045225 | -0.019852 | -0.026453
2020 | 0.89914 | 1.1546 | 1.1743 | 1.0541 | 0.90026 | 1.0658 | 1.128 | 1.3767 | 1.0654 | 0.99421 | 1.2914 | 1.4083 | 1.3746 | 1.2992 | 1.3202 | 0.81933 | 1.0587 | 1.1346 | 0.87347 | 0.80097 | 0.82061 | 0.86823 |  |  | 2020 | -0.020232 | 0 | 0.0092325 | 0.0013205 | -0.19018 | -0.056351 | 0.028204 | -0.11517 | 0.0036983 | 0.013243 | 0.02057 | 0.02473 | 0.010822 | 0.014219 | -0.034259 | 0.14337 | 0.024505 | 0.014961 | 0.0076334 | 0.0034743 | 0.017383 | 0.013986
2021 | 0.88239 | 1.1546 | 1.1823 | 1.0563 | 0.95584 | 0.96663 | 1.1194 | 1.4037 | 1.0727 | 0.99172 | 1.2943 | 1.5733 | 1.3895 | 1.3441 | 1.3568 | 0.79748 | 1.0435 | 1.1287 | 0.86485 | 0.71151 | 0.80558 | 0.83283 |  |  | 2021 | -0.018803 | 0 | 0.006797 | 0.0021446 | 0.059907 | -0.097639 | -0.007665 | 0.019371 | 0.0067836 | -0.0024991 | 0.0022508 | 0.11077 | 0.010826 | 0.033973 | 0.027312 | -0.027036 | -0.014448 | -0.0051651 | -0.0099148 | -0.11844 | -0.01849 | -0.041638
2022 | 0.89227 | 1.1546 | 1.1925 | 1.061 | 1.0347 | 0.91499 | 1.1121 | 1.4994 | 1.0901 | 0.9904 | 1.3198 | 1.5986 | 1.4101 | 1.3602 | 1.402 | 0.74174 | 1.0202 | 1.1229 | 0.84262 | 0.69569 | 0.78871 | 0.8176 |  |  | 2022 | 0.011133 | 0 | 0.0085297 | 0.004432 | 0.079297 | -0.054898 | -0.0065015 | 0.065953 | 0.016087 | -0.0013374 | 0.019547 | 0.01598 | 0.014661 | 0.011951 | 0.032772 | -0.072454 | -0.022589 | -0.0051643 | -0.026048 | -0.022481 | -0.021162 | -0.018452
2023 | 0.89539 | 1.1546 | 1.2026 | 1.0646 | 1.0975 | 1.0267 | 1.1056 | 1.7441 | 1.0888 | 0.9881 | 1.3315 | 1.6324 | 1.4238 | 1.3739 | 1.4965 | 0.63392 | 1.0154 | 1.1189 | 0.83037 | 0.67727 | 0.77652 | 0.80473 |  |  | 2023 | 0.0034846 | 0 | 0.0085033 | 0.0033826 | 0.05893 | 0.11522 | -0.0058844 | 0.15119 | -0.0011593 | -0.0023192 | 0.008758 | 0.020947 | 0.0096936 | 0.0099755 | 0.065279 | -0.15708 | -0.0047248 | -0.0035659 | -0.014642 | -0.026832 | -0.015578 | -0.01586
Growth Rate 2006-2023 | -0.65% | 0.8456% | 1.085% | 0.3683% | 0.5474% | 0.1552% | 0.5905% | 3.272% | 0.5005% | -0.07039% | 1.684% | 2.883% | 2.078% | 1.868% | 2.372% | -2.681% | 0.09001% | 0.6609% | -1.093% | -2.292% | -1.488% | -1.278% | 17 | yrs
Growth Rate 2006-2012 | 0.09723% | 2.396% | 1.342% | 0.5445% | -1.726% | 0.01764% | 1.771% | 6.323% | 0.5358% | -0.04978% | 2.133% | 3.28% | 3.583% | 2.748% | 3.967% | -4.552% | 1.235% | 1.821% | -0.3616% | -1.509% | -1.812% | -0.9771% | 6 | yrs
Growth Rate 2012-2023 | -1.058% | 0% | 0.9453% | 0.2721% | 1.788% | 0.2302% | -0.0534% | 1.608% | 0.4813% | -0.08164% | 1.439% | 2.666% | 1.258% | 1.389% | 1.501% | -1.661% | -0.5347% | 0.02824% | -1.493% | -2.719% | -1.311% | -1.442% | 11 | yrs
Growth Rate 2023 | 0.3485% | 0% | 0.8503% | 0.3383% | 5.893% | 11.52% | -0.5884% | 15.12% | -0.1159% | -0.2319% | 0.8758% | 2.095% | 0.9694% | 0.9976% | 6.528% | -15.71% | -0.4725% | -0.3566% | -1.464% | -2.683% | -1.558% | -1.586%
| -10.46% | [8 empty] | -0.9601%
46.TAS: individual output & input indexes, 2006-2023 | [24 empty] | TAS
| Output Indexes | [6 empty] | Input Indexes | [7 empty] | Partial Productivity Indexes | [9 empty] | Output | [6 empty] | Input | [7 empty] | Partial productivity indexes
Year | Energy | Rat. max demand | Customers | Circuit length | CMOS | Max Demand | Total Output | Real Opex | O/H Sub-tran. lines | O/H Distr. lines | U/G Sub-tran. lines | U/G Distr. lines | Trans-formers | Capital | Total Input | Real Opex | O/H Sub-tran. lines | O/H Distr. lines | U/G Sub-tran. lines | U/G Distr. lines | Trans-formers | Capital |  |  | Year | Energy | Rat. max demand | Customers | Circuit length | CMOS | Max Demand | Total Output | Real Opex | O/H Sub-tran. lines | O/H Distr. lines | U/G Sub-tran. lines | U/G Distr. lines | Trans-formers | Capital inputs | Total Input | Real Opex | O/H Sub-tran. lines | O/H Distr. lines | U/G Sub-tran. lines | U/G Distr. lines | Trans-formers | Capital
2006 | 1 | 1 | 1 | 1 | 1 | 1 | 1 | 1 | 1 | 1 | 1 | 1 | 1 | 1 | 1 | 1 | 1 | 1 | 1 | 1 | 1 | 1 |  |  | 2006
2007 | 0.9929 | 1.08 | 1.0193 | 1 | 1.3359 | 1.08 | 0.97676 | 0.99813 | 1 | 1 | 1 | 1.0003 | 1.0372 | 1.0132 | 1.0074 | 0.97859 | 0.97676 | 0.97676 | 0.97676 | 0.97651 | 0.94173 | 0.96402 |  |  | 2007 | -0.0071282 | 0.076926 | 0.019134 | 9e-06 | 0.28962 | 0.076926 | -0.023515 | -0.0018686 | 0 | 0 | 0 | 0.00025797 | 0.036524 | 0.013133 | 0.0074224 | -0.021647 | -0.023515 | -0.023515 | -0.023515 | -0.023773 | -0.060039 | -0.036648
2008 | 0.99829 | 1.0856 | 1.039 | 1 | 1.3775 | 1.0856 | 0.97802 | 1.0079 | 1 | 1 | 1 | 1.0003 | 1.0878 | 1.0341 | 1.0241 | 0.97031 | 0.97802 | 0.97802 | 0.97802 | 0.97776 | 0.89911 | 0.94572 |  |  | 2008 | 0.0054134 | 0.0052134 | 0.019151 | 0 | 0.030645 | 0.0052134 | 0.0012873 | 0.0097783 | 0 | 0 | 0 | 0 | 0.047599 | 0.020444 | 0.016439 | -0.0084911 | 0.0012873 | 0.0012873 | 0.0012873 | 0.0012872 | -0.046311 | -0.019157
2009 | 1.0309 | 1.0856 | 1.0591 | 1.0027 | 1.6128 | 1.0668 | 0.9518 | 1.1235 | 1.0067 | 0.99905 | 1.4522 | 1.003 | 1.1326 | 1.055 | 1.0813 | 0.84719 | 0.94546 | 0.9527 | 0.65542 | 0.94895 | 0.84034 | 0.90216 |  |  | 2009 | 0.032129 | 0 | 0.019167 | 0.0027173 | 0.15769 | -0.017483 | -0.027174 | 0.10852 | 0.0066796 | -0.00094965 | 0.37308 | 0.0027415 | 0.040426 | 0.019985 | 0.054292 | -0.13569 | -0.033854 | -0.026224 | -0.40025 | -0.029915 | -0.0676 | -0.047158
2010 | 1.0217 | 1.0856 | 1.0796 | 1.0199 | 1.6767 | 1.0452 | 0.95749 | 1.3334 | 1.0067 | 1.0185 | 1.4589 | 1.044 | 1.1817 | 1.0883 | 1.1823 | 0.71809 | 0.95111 | 0.94014 | 0.6563 | 0.91711 | 0.81026 | 0.87979 |  |  | 2010 | -0.008942 | 0 | 0.019184 | 0.016966 | 0.038889 | -0.020491 | 0.0059595 | 0.17129 | 0 | 0.019232 | 0.0046188 | 0.040083 | 0.042412 | 0.031063 | 0.089297 | -0.16533 | 0.0059595 | -0.013272 | 0.0013405 | -0.034123 | -0.036453 | -0.025104
2011 | 0.99913 | 1.0856 | 1.1006 | 1.0385 | 1.1589 | 1.0179 | 1.0393 | 1.2872 | 1.0067 | 1.0285 | 1.6942 | 1.0873 | 1.2395 | 1.1218 | 1.183 | 0.80743 | 1.0324 | 1.0105 | 0.61346 | 0.95588 | 0.83848 | 0.9265 |  |  | 2011 | -0.022339 | 0 | 0.0192 | 0.018113 | -0.36934 | -0.026449 | 0.082024 | -0.035241 | 0 | 0.0098128 | 0.14953 | 0.040622 | 0.047782 | 0.030297 | 0.00063754 | 0.11727 | 0.082024 | 0.072211 | -0.067508 | 0.041402 | 0.034243 | 0.051727
2012 | 0.97063 | 1.0856 | 1.1107 | 1.0477 | 1.3463 | 0.98024 | 1.0162 | 1.4337 | 1.0067 | 1.0355 | 1.7413 | 1.1017 | 1.2733 | 1.1393 | 1.2467 | 0.70879 | 1.0095 | 0.98141 | 0.5836 | 0.92238 | 0.79809 | 0.89198 |  |  | 2012 | -0.028947 | 0 | 0.0091657 | 0.0088139 | 0.14987 | -0.037669 | -0.022485 | 0.10781 | 0 | 0.0067676 | 0.027399 | 0.013187 | 0.026887 | 0.015488 | 0.052409 | -0.1303 | -0.022485 | -0.029252 | -0.049884 | -0.035672 | -0.049373 | -0.037973
2013 | 0.95482 | 1.0856 | 1.1166 | 1.0531 | 1.1589 | 0.96143 | 1.0425 | 1.109 | 1.0067 | 1.039 | 1.7346 | 1.1089 | 1.2834 | 1.1456 | 1.1319 | 0.94009 | 1.0356 | 1.0034 | 0.60103 | 0.94019 | 0.81234 | 0.91001 |  |  | 2013 | -0.016422 | 0 | 0.005288 | 0.0051076 | -0.1499 | -0.01938 | 0.025554 | -0.25686 | 0 | 0.0033657 | -0.0038684 | 0.0064345 | 0.0078524 | 0.0055451 | -0.09662 | 0.28241 | 0.025554 | 0.022188 | 0.029422 | 0.019119 | 0.017702 | 0.020009
2014 | 0.92426 | 1.0856 | 1.1201 | 1.0606 | 1.5685 | 0.98999 | 0.99152 | 1.1261 | 1.0064 | 1.0445 | 1.9118 | 1.1344 | 1.3107 | 1.1628 | 1.1482 | 0.8805 | 0.98526 | 0.94925 | 0.51862 | 0.87405 | 0.75648 | 0.85271 |  |  | 2014 | -0.03252 | 0 | 0.0031466 | 0.0071382 | 0.30267 | 0.029273 | -0.050166 | 0.015316 | -0.00034674 | 0.0053391 | 0.097302 | 0.022779 | 0.021077 | 0.014869 | 0.014303 | -0.065482 | -0.049819 | -0.055505 | -0.14747 | -0.072944 | -0.071243 | -0.065035
2015 | 0.94089 | 1.0856 | 1.1293 | 1.0669 | 1.2085 | 0.98236 | 1.0427 | 0.92416 | 1.0064 | 1.0497 | 1.9178 | 1.1424 | 1.3295 | 1.1731 | 1.0764 | 1.1283 | 1.0361 | 0.99339 | 0.54369 | 0.91271 | 0.78431 | 0.88889 |  |  | 2015 | 0.017832 | 0 | 0.0081914 | 0.0059101 | -0.26072 | -0.0077349 | 0.050345 | -0.19761 | 8.0485e-05 | 0.0048993 | 0.0031407 | 0.0070677 | 0.014221 | 0.0087857 | -0.064551 | 0.24796 | 0.050265 | 0.045446 | 0.047204 | 0.043277 | 0.036124 | 0.041559
2016 | 0.95384 | 1.0856 | 1.1384 | 1.0694 | 1.2971 | 1.0113 | 1.0354 | 1.0099 | 1.0045 | 1.0565 | 2.0205 | 1.1508 | 1.3371 | 1.1806 | 1.1122 | 1.0252 | 1.0307 | 0.98004 | 0.51245 | 0.89973 | 0.77437 | 0.87702 |  |  | 2016 | 0.013666 | 0 | 0.0079729 | 0.0022881 | 0.070723 | 0.029057 | -0.0070246 | 0.088763 | -0.0018916 | 0.0065009 | 0.052153 | 0.007291 | 0.0057362 | 0.0064249 | 0.032715 | -0.095787 | -0.0051326 | -0.013526 | -0.059177 | -0.014316 | -0.01276 | -0.013449
2017 | 0.94247 | 1.0856 | 1.1477 | 1.0714 | 1.1877 | 1.0012 | 1.0509 | 1.3368 | 1.0039 | 1.0684 | 2.0477 | 1.1558 | 1.3644 | 1.196 | 1.2535 | 0.78611 | 1.0468 | 0.98358 | 0.51319 | 0.90919 | 0.7702 | 0.87865 |  |  | 2017 | -0.011991 | 0 | 0.0081207 | 0.0019348 | -0.088131 | -0.010069 | 0.014823 | 0.28039 | -0.00067019 | 0.01122 | 0.013382 | 0.0043639 | 0.02021 | 0.012962 | 0.11956 | -0.26557 | 0.015492 | 0.0036022 | 0.0014397 | 0.010458 | -0.0053879 | 0.0018592
2018 | 0.96502 | 1.0856 | 1.1488 | 1.0734 | 1.3694 | 1.0016 | 1.0315 | 1.2906 | 0.99938 | 1.0874 | 2.0081 | 1.1763 | 1.3609 | 1.2068 | 1.2416 | 0.79924 | 1.0322 | 0.94865 | 0.51369 | 0.87693 | 0.75796 | 0.85476 |  |  | 2018 | 0.023641 | 0 | 0.00098848 | 0.0018575 | 0.14237 | 0.0004264 | -0.018583 | -0.035144 | -0.0044749 | 0.01757 | -0.019553 | 0.017541 | -0.0025523 | 0.0089787 | -0.0095375 | 0.016562 | -0.014108 | -0.036153 | 0.00097013 | -0.036123 | -0.01603 | -0.027561
2019 | 0.97125 | 1.0856 | 1.1588 | 1.0779 | 1.3896 | 0.96558 | 1.0333 | 1.183 | 0.99435 | 1.0969 | 2.0109 | 1.1922 | 1.3891 | 1.225 | 1.208 | 0.87346 | 1.0392 | 0.94205 | 0.51387 | 0.86673 | 0.74387 | 0.84356 |  |  | 2019 | 0.0064382 | 0 | 0.0086801 | 0.0041658 | 0.014671 | -0.036641 | 0.0017522 | -0.087053 | -0.0050425 | 0.0087343 | 0.0014028 | 0.013453 | 0.020516 | 0.014948 | -0.027412 | 0.088805 | 0.0067955 | -0.0069819 | 0.00034957 | -0.011701 | -0.018764 | -0.013196
2020 | 0.98931 | 1.0856 | 1.1728 | 1.0802 | 1.3451 | 1.0154 | 1.0454 | 1.2545 | 0.99591 | 1.0995 | 2.1017 | 1.2014 | 1.4142 | 1.2357 | 1.2431 | 0.83328 | 1.0497 | 0.95083 | 0.4974 | 0.87012 | 0.73919 | 0.84599 |  |  | 2020 | 0.018428 | 0 | 0.011989 | 0.0021602 | -0.032603 | 0.050317 | 0.011589 | 0.058685 | 0.001568 | 0.0023184 | 0.044152 | 0.0076854 | 0.017902 | 0.0087115 | 0.028685 | -0.047096 | 0.01002 | 0.0092702 | -0.032564 | 0.0039037 | -0.0063136 | 0.0028773
2021 | 1.0076 | 1.0856 | 1.1876 | 1.0682 | 1.4506 | 1.0316 | 1.0298 | 1.3072 | 0.97733 | 1.1025 | 2.0703 | 1.199 | 1.4332 | 1.2425 | 1.27 | 0.78775 | 1.0537 | 0.93407 | 0.49741 | 0.85888 | 0.71848 | 0.82881 |  |  | 2021 | 0.018349 | 0 | 0.012532 | -0.011168 | 0.07551 | 0.015807 | -0.015055 | 0.041141 | -0.018835 | 0.0027258 | -0.015063 | -0.0020513 | 0.013351 | 0.0054565 | 0.021396 | -0.056195 | 0.0037797 | -0.017781 | 8.6449e-06 | -0.013004 | -0.028405 | -0.020511
2022 | 1.0297 | 1.0856 | 1.2012 | 1.063 | 1.65 | 1.01 | 1.0045 | 1.2945 | 0.97684 | 1.0997 | 1.845 | 1.2289 | 1.4533 | 1.2513 | 1.2696 | 0.77594 | 1.0283 | 0.91337 | 0.54443 | 0.8174 | 0.69116 | 0.80271 |  |  | 2022 | 0.021671 | 0 | 0.011383 | -0.0049634 | 0.1288 | -0.021173 | -0.024874 | -0.0097781 | -0.00050518 | -0.0024621 | -0.1152 | 0.024631 | 0.013902 | 0.0071241 | -0.00035832 | -0.015096 | -0.024368 | -0.022411 | 0.090323 | -0.049504 | -0.038776 | -0.031997
2023 | 1.0409 | 1.0856 | 1.2142 | 1.0708 | 1.4528 | 1.0473 | 1.0389 | 1.1993 | 0.97454 | 1.1068 | 1.8438 | 1.2519 | 1.4839 | 1.2674 | 1.2384 | 0.86621 | 1.066 | 0.93863 | 0.56344 | 0.82982 | 0.70008 | 0.81968 |  |  | 2023 | 0.010783 | 0 | 0.010824 | 0.0073169 | -0.12723 | 0.036292 | 0.033678 | -0.07637 | -0.0023521 | 0.0064019 | -0.00064519 | 0.018596 | 0.020851 | 0.012767 | -0.02485 | 0.11005 | 0.036031 | 0.027277 | 0.034324 | 0.015083 | 0.012828 | 0.020912
Growth Rate 2006-2023 | 0.2356% | 0.4832% | 1.142% | 0.4022% | 2.197% | 0.2719% | 0.2243% | 1.069% | -0.1517% | 0.5969% | 3.599% | 1.322% | 2.322% | 1.394% | 1.258% | -0.8449% | 0.376% | -0.3726% | -3.375% | -1.097% | -2.097% | -1.17% | 17 | yrs
Growth Rate 2006-2012 | -0.4969% | 1.369% | 1.75% | 0.777% | 4.956% | -0.3326% | 0.2683% | 6.005% | 0.1113% | 0.581% | 9.244% | 1.615% | 4.027% | 2.173% | 3.675% | -5.737% | 0.1569% | -0.3128% | -8.976% | -1.347% | -3.759% | -1.905% | 6 | yrs
Growth Rate 2012-2023 | 0.6352% | 0% | 0.8101% | 0.1977% | 0.6922% | 0.6016% | 0.2004% | -1.623% | -0.2952% | 0.6056% | 0.5201% | 1.162% | 1.392% | 0.9688% | -0.06062% | 1.823% | 0.4955% | -0.4052% | -0.3197% | -0.9614% | -1.191% | -0.7685% | 11 | yrs
Growth Rate 2023 | 1.078% | 0% | 1.082% | 0.7317% | -12.72% | 3.629% | 3.368% | -7.637% | -0.2352% | 0.6402% | -0.06452% | 1.86% | 2.085% | 1.277% | -2.485% | 11% | 3.603% | 2.728% | 3.432% | 1.508% | 1.283% | 2.091%
-2.316%

## Growth Contrib.
Contributions of Outputs and Inputs to TFP growth
DIND: Output and input growth rates | [17 empty] | Check
Year | 2007 | 2008 | 2009 | 2010 | 2011 | 2012 | 2013 | 2014 | 2015 | 2016 | 2017 | 2018 | 2019 | 2020 | 2021 | 2022 | 2023 | Avg | From 'Individ-I&O Tables'
Energy (GWh) | 1.112% | 1.518% | 0.4248% | 0.6714% | -1.916% | -1.484% | -2.921% | -1.876% | 1.102% | 0.6314% | -0.05809% | -0.5641% | 0.6872% | -1.951% | -0.3428% | 0.8735% | 1.222% | -0.1677% | -0.1677%
Ratcheted Max Demand | 3.198% | 3.835% | 4.08% | 1.238% | 0.9533% | 0.1992% | 0% | 1.227% | 0.08515% | 0.02431% | 0.5779% | 0.4675% | 0.4241% | 0.5876% | 0.09978% | 0.8444% | 0.4213% | 1.081% | 1.081%
Customer Numbers | 1.299% | 1.325% | 1.568% | 1.237% | 1.231% | 1.189% | 1.201% | 1.13% | 1.335% | 1.408% | 1.657% | 1.534% | 1.553% | 1.197% | 1.15% | 1.329% | 1.214% | 1.328% | 1.328%
Circuit Length | -0.758% | -0.04624% | 0.9721% | 0.6893% | 0.6018% | 0.6101% | -0.1164% | 0.424% | 0.4902% | 0.391% | 0.4236% | 0.266% | 0.4142% | 0.4135% | 0.3883% | 0.3631% | 0.376% | 0.3469% | 0.3469%
CMOS | -10.86% | -0.175% | 13.22% | -9.225% | -1.534% | -3.105% | -0.2778% | 1.568% | 0.487% | 2.162% | -8.69% | 4.558% | 9.08% | 1.979% | -12.99% | 14.11% | -5.459% | -0.2107% | -0.2107%
Opex | 0.0265% | 13.02% | -1.847% | 4.499% | 5.777% | 10.26% | -9.234% | 1.747% | 3.126% | -8.041% | -4.239% | -4.067% | 0.7135% | -4.283% | -4.551% | -0.8529% | 7.004% | 0.5701% | 0.5701%
O/H Subtransmission Lines | 0.3434% | -0.105% | 1.288% | 1.588% | 0.4283% | 1.301% | -1.059% | 0.1792% | 1.295% | 0.5376% | 1.572% | -1.288% | 0.02964% | 0.6309% | -0.208% | 0.533% | 0.3621% | 0.4417% | 0.4417%
O/H Distribution Lines | -1.43% | 0.4102% | 0.1375% | 0.3957% | 0.4521% | 0.3904% | 0.2487% | 0.4856% | 0.5476% | 0.1054% | -0.01514% | 0.6675% | 0.02275% | -0.06044% | 0.3526% | 0.4084% | 0.09266% | 0.1877% | 0.1877%
U/G Subtransmission | 3.116% | 1.845% | 1.117% | 3.457% | 3.398% | 4.296% | 4.598% | 5.514% | -2.724% | 2.872% | 2.477% | -1.463% | -0.6113% | 4.15% | -0.5339% | 0.9736% | -2.403% | 1.786% | 1.786%
U/G Distribution Cables | 5.609% | 1.006% | 5.579% | 4.468% | 3.672% | 3.592% | 3.251% | 3.272% | 3.156% | 2.673% | 2.844% | 2.548% | 2.584% | 2.76% | 3.086% | 2.12% | 2.192% | 3.202% | 3.202%
Transformers | 4.866% | 3.659% | 3.934% | 3.693% | 2.448% | 2.87% | 2.527% | 2.769% | 1.803% | 1.692% | 0.3993% | 1.274% | 1.107% | 1.203% | 1.08% | -0.003798% | 1.594% | 2.179% | 2.179%
DIND: Output and input contributions
Year | 2007 | 2008 | 2009 | 2010 | 2011 | 2012 | 2013 | 2014 | 2015 | 2016 | 2017 | 2018 | 2019 | 2020 | 2021 | 2022 | 2023
Energy (GWh) | 0.1101% | 0.1524% | 0.04531% | 0.0607% | -0.1946% | -0.1482% | -0.285% | -0.1816% | 0.1069% | 0.05958% | -0.004664% | -0.05566% | 0.06636% | -0.1924% | -0.03244% | 0.08311% | 0.1214%
Ratcheted Max Demand | 1.339% | 1.525% | 1.611% | 0.4972% | 0.3736% | 0.07602% | -0.001184% | 0.4672% | 0.03225% | 0.01743% | 0.2161% | 0.1834% | 0.1709% | 0.2298% | 0.03292% | 0.3448% | 0.1611%
Customer Numbers | 0.3159% | 0.2912% | 0.3318% | 0.2878% | 0.2754% | 0.2602% | 0.2572% | 0.2372% | 0.2792% | 0.2986% | 0.3453% | 0.3264% | 0.3361% | 0.2569% | 0.2375% | 0.3032% | 0.2558%
Circuit Length | -0.3323% | -0.01881% | 0.4399% | 0.3293% | 0.2793% | 0.2771% | -0.04973% | 0.188% | 0.2166% | 0.1764% | 0.1857% | 0.1205% | 0.1896% | 0.1871% | 0.1701% | 0.1758% | 0.1676%
CMOS | 2.016% | 0.02385% | -2.349% | 1.662% | 0.2359% | 0.4231% | -0.001731% | -0.2134% | -0.06385% | -0.2733% | 1.161% | -0.5897% | -1.292% | -0.3017% | 1.9% | -2.141% | 0.8573%
Opex | 0.01658% | -5.445% | 0.7462% | -1.862% | -2.343% | -4.33% | 3.811% | -0.8252% | -1.329% | 3.428% | 1.827% | 1.723% | -0.3042% | 1.868% | 2.129% | 0.3017% | -3.177%
O/H Subtransmission Lines | -0.019% | 0.002656% | -0.05092% | -0.07579% | -0.01721% | -0.05887% | 0.0464% | -0.008322% | -0.05532% | -0.02175% | -0.06615% | 0.05237% | -0.0008075% | -0.02585% | 0.01327% | -0.0212% | -0.02119%
O/H Distribution Lines | 0.2026% | -0.06264% | -0.01168% | -0.06009% | -0.06329% | -0.05791% | -0.03593% | -0.06716% | -0.07691% | -0.01531% | 0.003006% | -0.09777% | -0.00463% | 0.01153% | -0.04038% | -0.0608% | -0.03572%
U/G Subtransmission | -0.06411% | -0.03887% | -0.01324% | -0.07739% | -0.05896% | -0.09197% | -0.0998% | -0.1176% | 0.05521% | -0.06051% | -0.0536% | 0.02541% | 0.01422% | -0.08689% | 0.02365% | -0.01811% | 0.04261%
U/G Distribution Cables | -0.6614% | -0.1366% | -0.5219% | -0.5359% | -0.3823% | -0.4065% | -0.3649% | -0.3474% | -0.3325% | -0.2749% | -0.307% | -0.2719% | -0.2766% | -0.2653% | -0.2203% | -0.2154% | -0.359%
Transformers | -1.257% | -1.045% | -0.9584% | -0.9899% | -0.6323% | -0.7812% | -0.6762% | -0.7379% | -0.4554% | -0.4397% | -0.1274% | -0.3278% | -0.2963% | -0.2582% | -0.2585% | -0.05242% | -0.4943%
TFP Change | 1.667% | -4.752% | -0.7306% | -0.7648% | -2.528% | -4.838% | 2.6% | -1.606% | -1.622% | 2.895% | 3.179% | 1.088% | -1.397% | 1.423% | 3.955% | -1.3% | -2.482%
| 1 | 1 | 1 | 1 | 1 | 1 | 1 | 1 | 1 | 1 | 1 | 1 | 1 | 1 | 0.87646 | 1 | 1 | 16.8765
check | 1.667% | -4.752% | -0.7306% | -0.7648% | -2.528% | -4.838% | 2.6% | -1.606% | -1.622% | 2.895% | 3.179% | 1.088% | -1.397% | 1.423% | 3.955% | -1.3% | -2.482%
check | -4.0869e-07 | 3.3577e-07 | -8.2495e-08 | -1.3667e-07 | -7.5166e-09 | 1.6352e-07 | -5.9194e-08 | 3.0781e-07 | -4.3764e-07 | 3.3027e-07 | -2.1922e-07 | -5.2278e-08 | 1.2503e-09 | 3.934e-07 | -4.4351e-08 | -6.2211e-07 | 1.4257e-07
DIND: Contributions to TFP growth | bar: 2007 to 2010
Year | 2007: 2006 to 2023; 2008: 2006 to 2012; 2009: 2012 to 2023; 2010: 2022 to 2023
Energy (GWh) | 2007: -0.01698%; 2008: 0.004281%; 2009: -0.02858%; 2010: 0.1214%
Ratcheted Max Demand | 2007: 0.428%; 2008: 0.9036%; 2009: 0.1686%; 2010: 0.1611%
Customer Numbers | 2007: 0.288%; 2008: 0.2937%; 2009: 0.2848%; 2010: 0.2558%
Circuit Length | 2007: 0.159%; 2008: 0.1624%; 2009: 0.1571%; 2010: 0.1676%
CMOS | 2007: 0.06199%; 2008: 0.3353%; 2009: -0.08708%; 2010: 0.8573%
Opex | 2007: -0.2214%; 2008: -2.203%; 2009: 0.8595%; 2010: -3.177%
O/H Subtransmission Lines | 2007: -0.01928%; 2008: -0.03652%; 2009: -0.009868%; 2010: -0.02119%
O/H Distribution Lines | 2007: -0.02783%; 2008: -0.008831%; 2009: -0.03819%; 2010: -0.03572%
U/G Subtransmission | 2007: -0.03647%; 2008: -0.05742%; 2009: -0.02504%; 2010: 0.04261%
U/G Distribution Cables | 2007: -0.3459%; 2008: -0.4408%; 2009: -0.2941%; 2010: -0.359%
Transformers | 2007: -0.5757%; 2008: -0.9439%; 2009: -0.3749%; 2010: -0.4943%
TFP Change | 2007: -0.3066%; 2008: -1.991%; 2009: 0.6122%; 2010: -2.482%
1.ACT/EVO: Output and input growth rates
Year | 2007 | 2008 | 2009 | 2010 | 2011 | 2012 | 2013 | 2014 | 2015 | 2016 | 2017 | 2018 | 2019 | 2020 | 2021 | 2022 | 2023
Energy (GWh) | 2.243% | 0.9337% | 0.8956% | 0.8155% | 0.4632% | -0.6465% | 0.4412% | -2.587% | 0.9247% | 0.6997% | 1.309% | -2.151% | 1.194% | -1.091% | -0.1381% | 1.635% | 2.824%
Ratcheted Max Demand | 0% | 0% | 0% | 0% | 0% | 10.76% | 0% | 0% | 4.325% | 0% | 0% | 10.25% | 0% | 0% | 3.93% | 3.11% | 16.72%
Customer Numbers | 1.19% | 1.331% | 1.651% | 2.336% | 2.419% | 2.484% | 2.322% | 0.8175% | 1.742% | 1.696% | 3.465% | 3.113% | 2.805% | 1.988% | 2.51% | 2.069% | 2.044%
Circuit Length | 0.4912% | -0.2133% | 1.666% | 1.68% | 1.878% | 1.598% | 1.453% | 1.222% | 2.212% | 0.8621% | 0.4021% | 0.9556% | 0.9418% | 3.169% | 1.328% | 0.663% | 0.352%
CMOS | 24.75% | -53.51% | 17.18% | -12.41% | 63.87% | -35.89% | -10.11% | -6.01% | 22.14% | 8.249% | 15.29% | -19.84% | 13.5% | 1.609% | 10.72% | 26.64% | -15.17%
Opex | 0.6736% | 6.081% | 0.3782% | 14.35% | 10.63% | 7.042% | 6.566% | 10.56% | -3.775% | -50.19% | 8.135% | 18.8% | -3.736% | -4.883% | -5.616% | 5.415% | -5.204%
O/H Subtransmission Lines | 0% | 0% | 0% | 0% | 0% | 10.99% | 0% | 0.02669% | -0.0327% | 0.4741% | -3.465% | 0.09402% | -0.0001845% | 7.961% | 1.981% | 7.16% | 1.266%
O/H Distribution Lines | -0.3705% | -0.5447% | -0.2852% | 0.0651% | 0.2201% | -1.395% | -0.6376% | -1.087% | -2.557% | 1.133% | 1.442% | 0.6581% | 0.1469% | 0.3442% | 0.112% | 0.4576% | -0.1008%
U/G Subtransmission | 0% | 0% | 0% | 0% | 0% | 0% | 0% | 135% | 0.3665% | -0.3304% | 1.276% | 0.399% | 0% | 1.269% | -0.1255% | 0% | 0.008768%
U/G Distribution Cables | 1.555% | 0.1905% | 3.566% | 3.77% | 3.381% | 3.567% | 3.429% | 3.553% | 3.394% | 0.9376% | 1.144% | 1.141% | 1.492% | 3.058% | 2.178% | 1.2% | 0.8697%
Transformers | 2.288% | 2.047% | 2.686% | 1.681% | 2.661% | 0.647% | 1.957% | 2.825% | 1.414% | 0.8877% | 0.5134% | 1.209% | 3.269% | 1.41% | 1.18% | 0.8482% | 0.04381%
1.ACT/EVO: Output and input contributions
Year | 2007 | 2008 | 2009 | 2010 | 2011 | 2012 | 2013 | 2014 | 2015 | 2016 | 2017 | 2018 | 2019 | 2020 | 2021 | 2022 | 2023
Energy (GWh) | 0.1994% | 0.08463% | 0.07948% | 0.07223% | 0.04202% | -0.05816% | 0.03893% | -0.2289% | 0.08153% | 0.0623% | 0.1172% | -0.1923% | 0.1066% | -0.09752% | -0.0124% | 0.1472% | 0.2553%
Ratcheted Max Demand | -0.0272% | 0.05692% | -0.009383% | 0.01808% | -0.04304% | 3.791% | 0.003071% | 0.001% | 1.506% | 0.0006227% | 0.0002547% | 3.597% | 0.008863% | 0.0005081% | 1.386% | 1.165% | 5.944%
Customer Numbers | 0.2135% | 0.2881% | 0.3117% | 0.4553% | 0.4499% | 0.486% | 0.4461% | 0.1565% | 0.3322% | 0.3267% | 0.6698% | 0.5964% | 0.545% | 0.3841% | 0.4865% | 0.4371% | 0.3965%
Circuit Length | 0.1791% | -0.04267% | 0.6684% | 0.6908% | 0.7428% | 0.6598% | 0.5896% | 0.4938% | 0.8968% | 0.3546% | 0.1661% | 0.3846% | 0.3881% | 1.293% | 0.5445% | 0.3172% | 0.142%
CMOS | -1.048% | 1.942% | -0.5374% | 0.3054% | -2.289% | 1.398% | 0.2954% | 0.1704% | -0.6567% | -0.3175% | -0.667% | 0.8528% | -0.5654% | -0.06979% | -0.4705% | -1.745% | 0.8594%
Opex | -0.1183% | -2.624% | -0.3809% | -6.156% | -4.792% | -3.192% | -3.506% | -5.735% | 2.516% | 22.74% | -3.237% | -8.365% | 1.727% | 2.237% | 2.636% | -2.519% | 2.245%
O/H Subtransmission Lines | -0.008049% | -0.008355% | -0.000558% | -0.01612% | 0.01428% | -0.3387% | 0.001502% | 0.002356% | 0.000145% | -0.0191% | 0.1085% | -0.003577% | 0.0005192% | -0.2404% | -0.05074% | -0.1962% | -0.05764%
O/H Distribution Lines | 0.04425% | 0.05913% | 0.02537% | -0.001822% | -0.02369% | 0.16% | 0.06952% | 0.1056% | 0.2619% | -0.08412% | -0.1641% | -0.07617% | -0.01441% | -0.03766% | -0.01215% | -0.04611% | 0.008917%
U/G Subtransmission | -0.001834% | -0.001263% | 0.0003118% | -0.00302% | -0.001482% | -0.001917% | -0.003065% | -0.06139% | 9.099e-05% | -0.002181% | 0.0002175% | 0.001079% | -0.000828% | -0.003474% | 0.001199% | -0.002826% | -0.001071%
U/G Distribution Cables | -0.3578% | -0.06964% | -0.566% | -0.7936% | -0.6192% | -0.6426% | -0.5978% | -0.5417% | -0.5144% | -0.2366% | -0.1627% | -0.129% | -0.2565% | -0.4387% | -0.2578% | -0.151% | -0.3331%
Transformers | -0.5727% | -0.5011% | -0.5811% | -0.4711% | -0.5645% | -0.1316% | -0.4682% | -0.6472% | -0.3605% | -0.3008% | -0.1029% | -0.2546% | -0.7931% | -0.3978% | -0.3064% | -0.1951% | -0.1456%
TFP Change | -1.498% | -0.8171% | -0.9902% | -5.9% | -7.084% | 2.13% | -3.131% | -6.284% | 4.063% | 22.53% | -3.272% | -3.588% | 1.145% | 2.629% | 3.944% | -2.788% | 9.314%
check | -1.498% | -0.8171% | -0.9902% | -5.9% | -7.084% | 2.13% | -3.131% | -6.284% | 4.063% | 22.53% | -3.272% | -3.588% | 1.145% | 2.629% | 3.944% | -2.788% | 9.314%
check | 4.9605e-07 | -7.3626e-08 | -5.2931e-08 | 1.8615e-07 | 1.4428e-07 | -5.1585e-07 | 4.9298e-07 | -2.7502e-07 | -1.7558e-07 | 4.5803e-07 | -3.0689e-07 | 1.6375e-07 | -1.0175e-07 | 1.6187e-07 | -4.5945e-07 | 4.1435e-07 | -2.3228e-07
1.ACT/EVO: Contributions to TFP growth | bar: 2007 to 2010
Year | 2007: 2006 to 2023; 2008: 2006 to 2012; 2009: 2012 to 2023; 2010: 2022 to 2023
Energy (GWh) | 2007: 0.04103%; 2008: 0.06993%; 2009: 0.02527%; 2010: 0.2553%
Ratcheted Max Demand | 2007: 1.024%; 2008: 0.6311%; 2009: 1.238%; 2010: 5.944%; 2011: 1.932%; 2012: 0.7938%
Customer Numbers | 2007: 0.4107%; 2008: 0.3674%; 2009: 0.4343%; 2010: 0.3965%
Circuit Length | 2007: 0.4982%; 2008: 0.483%; 2009: 0.5064%; 2010: 0.142%
CMOS | 2007: -0.1496%; 2008: -0.03832%; 2009: -0.2103%; 2010: 0.8594%
Opex | 2007: -0.3836%; 2008: -2.877%; 2009: 0.9766%; 2010: 2.245%
O/H Subtransmission Lines | 2007: -0.04778%; 2008: -0.05959%; 2009: -0.04133%; 2010: -0.05764%
O/H Distribution Lines | 2007: 0.01614%; 2008: 0.04387%; 2009: 0.001019%; 2010: 0.008917%; 2011: -0.4287%
U/G Subtransmission | 2007: -0.004791%; 2008: -0.001534%; 2009: -0.006568%; 2010: -0.001071%
U/G Distribution Cables | 2007: -0.3923%; 2008: -0.5082%; 2009: -0.329%; 2010: -0.3331%
Transformers | 2007: -0.3997%; 2008: -0.4704%; 2009: -0.3611%; 2010: -0.1456%; 2012: -0.5364%
TFP Change | 2007: 0.6118%; 2008: -2.36%; 2009: 2.233%; 2010: 9.314%
2.AGD: Output and input growth rates
Year | 2007 | 2008 | 2009 | 2010 | 2011 | 2012 | 2013 | 2014 | 2015 | 2016 | 2017 | 2018 | 2019 | 2020 | 2021 | 2022 | 2023
Energy (GWh) | 1.062% | 0.3719% | 0.4962% | -0.5678% | 0.1185% | -4.089% | -10.81% | -3.142% | 0.4169% | -0.04843% | 0.1994% | -1.104% | 0.1456% | -1.946% | -1.932% | -0.9119% | 1.357%
Ratcheted Max Demand | 0% | 2.752% | 1.46% | 0% | 2.825% | 0% | 0% | 0% | 0% | 0% | 0% | 0% | 0% | 0% | 0% | 0% | 0%
Customer Numbers | 0.9924% | 0.8102% | 0.7479% | 0.6761% | 0.7386% | 0.8001% | 0.8226% | 0.9803% | 1.108% | 1.115% | 1.098% | 1.187% | 1.093% | 0.901% | 0.6858% | 0.4974% | 0.5399%
Circuit Length | 0.3415% | 0.8937% | 0.6059% | 0.7145% | 1.318% | 0.8749% | 0.8266% | 0.7491% | 0.1261% | 0.3132% | 0.4551% | 0.4905% | 0.3815% | 0.6822% | 0.4488% | 0.5384% | 0.4975%
CMOS | -0.7354% | 13.46% | 10.06% | -29.27% | 13.1% | -11.15% | -15.07% | 13.35% | -5.817% | 7.368% | 4.914% | -11.45% | 8.112% | 21.99% | -25.88% | 6.368% | -22.34%
Opex | -16.32% | 34.96% | -9.911% | 12.95% | -4.213% | 9.644% | -23.62% | 10.53% | 16.16% | -11.65% | -12.11% | -15.23% | -5.339% | -12.35% | -6.113% | -13.02% | 9.801%
O/H Subtransmission Lines | -5.294% | 0.04581% | 1.274% | 1.331% | 2.166% | 0.8397% | 1.159% | -4.119% | 4.166% | -1.643% | 2.345% | -3.954% | -0.03309% | -1.708% | 0.08994% | -1.637% | 0.9567%
O/H Distribution Lines | -0.2066% | 0.05679% | 0.06577% | -0.3417% | -0.2018% | -0.4709% | -0.3575% | 1.842% | 1.143% | 1.593% | 1.395% | -0.4857% | 5.848% | -6.014% | 0.9763% | 6.443% | 0.8793%
U/G Subtransmission | -0.2671% | -0.9191% | -2.772% | 3.033% | 1.771% | 1.704% | 2.718% | 4.885% | -8.135% | 5.152% | 2.206% | -3.671% | -2.801% | 4.874% | -1.239% | 0.5043% | -5.226%
U/G Distribution Cables | 3.017% | 2.034% | 2.485% | 1.984% | 2.906% | 3.168% | 2.676% | 2.537% | 0.9919% | 1.1% | 1.493% | 1.195% | 1.226% | 1.48% | 0.9298% | 0.8973% | 0.7828%
Transformers | 4.41% | 3.998% | 4.702% | 4.495% | 1.705% | 4.204% | 3.444% | 3% | 1.369% | 1.174% | -4.414% | 1.154% | -0.08259% | 1.132% | 0.519% | -3.726% | 0.01869%
2.AGD: Output and input contributions
Year | 2007 | 2008 | 2009 | 2010 | 2011 | 2012 | 2013 | 2014 | 2015 | 2016 | 2017 | 2018 | 2019 | 2020 | 2021 | 2022 | 2023
Energy (GWh) | 0.101% | 0.04262% | 0.05279% | -0.08806% | 0.008939% | -0.3968% | -1.009% | -0.2925% | 0.03869% | -0.01121% | 0.01818% | -0.1018% | 0.01182% | -0.196% | -0.1713% | -0.08861% | 0.132%
Ratcheted Max Demand | 0.0039% | 1.042% | 0.5575% | 0.01607% | 1.055% | -0.006013% | -0.006414% | 0.001815% | -1.137e-05% | 0.006228% | 0.0005344% | -0.001652% | 0.0015% | 0.008152% | -0.006832% | 0.001229% | -0.001979%
Customer Numbers | 0.2102% | 0.1626% | 0.1534% | 0.1679% | 0.1529% | 0.1705% | 0.1713% | 0.1949% | 0.2219% | 0.2267% | 0.2232% | 0.2386% | 0.2241% | 0.2016% | 0.1239% | 0.1047% | 0.1042%
Circuit Length | 0.1553% | 0.3838% | 0.263% | 0.3566% | 0.5725% | 0.3828% | 0.3533% | 0.317% | 0.05339% | 0.1389% | 0.1958% | 0.2074% | 0.1665% | 0.3151% | 0.1742% | 0.236% | 0.2065%
CMOS | 0.09884% | -1.826% | -1.462% | 3.935% | -1.386% | 1.139% | 1.133% | -1.017% | 0.4736% | -0.5642% | -0.4708% | 1.071% | -0.7492% | -2.493% | 2.881% | -0.6347% | 2.182%
Opex | 6.3% | -14.03% | 4.458% | -5.35% | 2.26% | -3.401% | 8.61% | -3.969% | -6.203% | 4.379% | 4.631% | 5.482% | 1.81% | 4.502% | 2.682% | 4.073% | -4.258%
O/H Subtransmission Lines | 0.2233% | -0.009634% | -0.04615% | -0.0624% | -0.08142% | -0.03158% | -0.04352% | 0.1543% | -0.1539% | 0.06199% | -0.0888% | 0.1476% | 0.001218% | 0.06859% | -0.006396% | 0.06493% | -0.0338%
O/H Distribution Lines | 0.01595% | -0.01446% | 0.005344% | 0.02316% | 0.02416% | 0.0254% | 0.02612% | -0.1241% | -0.07139% | -0.1019% | -0.08139% | 0.02574% | -0.3693% | 0.3776% | -0.053% | -0.397% | -0.1115%
U/G Subtransmission | 0.01907% | 0.03477% | 0.156% | -0.1778% | -0.0803% | -0.09305% | -0.1588% | -0.2864% | 0.4808% | -0.3096% | -0.1382% | 0.2174% | 0.1804% | -0.3196% | 0.08848% | -0.03589% | 0.3395%
U/G Distribution Cables | -0.3635% | -0.3806% | -0.2298% | -0.3193% | -0.378% | -0.4464% | -0.3765% | -0.3492% | -0.1363% | -0.1443% | -0.2451% | -0.2146% | -0.2074% | -0.2725% | -0.0653% | -0.1707% | -0.2323%
Transformers | -1.092% | -1.43% | -1.213% | -1.487% | -0.471% | -1.409% | -1.224% | -0.9477% | -0.3574% | -0.4043% | 1.412% | -0.3718% | 0.02429% | -0.2652% | -0.1692% | 1.14% | -0.02123%
TFP Change | 5.672% | -16.02% | 2.694% | -2.986% | 1.677% | -4.066% | 7.476% | -6.317% | -5.654% | 3.277% | 5.456% | 6.7% | 1.094% | 1.927% | 5.478% | 4.293% | -1.695%
check | 5.672% | -16.02% | 2.694% | -2.986% | 1.677% | -4.066% | 7.476% | -6.317% | -5.654% | 3.277% | 5.456% | 6.7% | 1.094% | 1.927% | 5.478% | 4.293% | -1.695%
check | 2.6629e-07 | 2.4588e-07 | -4.7132e-07 | 4.0664e-07 | -1.6942e-07 | -2.3279e-07 | 5.6815e-07 | -3.5831e-08 | -5.5156e-07 | 4.5042e-08 | -2.1907e-07 | 6.2506e-07 | -1.9599e-07 | 4.6125e-07 | -5.7866e-07 | 3.1262e-07 | -3.9926e-07
2.AGD: Contributions to TFP growth | bar: 2007 to 2010
Year | 2007: 2006 to 2023; 2008: 2006 to 2012; 2009: 2012 to 2023; 2010: 2022 to 2023
Energy (GWh) | 2007: -0.1147%; 2008: -0.04658%; 2009: -0.1518%; 2010: 0.132%
Ratcheted Max Demand | 2007: 0.1571%; 2008: 0.4448%; 2009: 0.0002336%; 2010: -0.001979%
Customer Numbers | 2007: 0.1796%; 2008: 0.1696%; 2009: 0.185%; 2010: 0.1042%
Circuit Length | 2007: 0.2634%; 2008: 0.3523%; 2009: 0.2149%; 2010: 0.2065%
CMOS | 2007: 0.1359%; 2008: 0.08295%; 2009: 0.1647%; 2010: 2.182%
Opex | 2007: 0.7044%; 2008: -1.627%; 2009: 1.976%; 2010: -4.258%
O/H Subtransmission Lines | 2007: 0.009666%; 2008: -0.001312%; 2009: 0.01565%; 2010: -0.0338%
O/H Distribution Lines | 2007: -0.04709%; 2008: 0.01326%; 2009: -0.08001%; 2010: -0.1115%
U/G Subtransmission | 2007: -0.0049%; 2008: -0.02356%; 2009: 0.005277%; 2010: 0.3395%
U/G Distribution Cables | 2007: -0.2666%; 2008: -0.3529%; 2009: -0.2195%; 2010: -0.2323%
Transformers | 2007: -0.4874%; 2008: -1.184%; 2009: -0.1076%; 2010: -0.02123%
TFP Change | 2007: 0.5295%; 2008: -2.172%; 2009: 2.003%; 2010: -1.695%
3.CIT: Output and input growth rates
Year | 2007 | 2008 | 2009 | 2010 | 2011 | 2012 | 2013 | 2014 | 2015 | 2016 | 2017 | 2018 | 2019 | 2020 | 2021 | 2022 | 2023
Energy (GWh) | 1.731% | 0.3333% | -0.05124% | 1.84% | -1.7% | -0.3268% | -1.72% | -1.041% | 0.4176% | -1.154% | 0.7007% | -1.594% | -0.1851% | -11.55% | -2.135% | 2.467% | 3.15%
Ratcheted Max Demand | 2.757% | 4.517% | 2.646% | 0% | 0% | 0% | 0% | 0% | 0% | 0% | 1.995% | 3.313% | 0% | 0.9265% | 0% | 0% | 0%
Customer Numbers | 1.674% | 1.061% | 0.9302% | 1.36% | 1.365% | 1.328% | 1.276% | 0.9809% | 0.6088% | 2.459% | 0.986% | 0.9585% | 0.6806% | 0.4221% | 0.2233% | 0.4166% | 0.3971%
Circuit Length | 3.093% | -0.9716% | 0.8239% | 0.7261% | 4.404% | 0.4425% | 1.017% | 3.047% | 0.5342% | 0.7897% | 0.1837% | -0.2985% | 0.4735% | 0.2547% | 0.5938% | -0.09731% | 0.3662%
CMOS | -10.43% | -26.67% | 58.82% | 2.71% | -26.54% | 26.27% | -6.652% | 25.8% | -26.24% | -4.937% | -17.32% | 21.36% | -13.86% | 25.79% | -46.79% | -15.57% | -2.365%
Opex | 3.092% | -2.505% | 16.59% | 4.906% | -3.162% | 18.75% | -2.506% | 5.027% | -3.761% | 0.2421% | -2.504% | -10.17% | 9.041% | -3.64% | -20.05% | 3.184% | 6.153%
O/H Subtransmission Lines | 1.375% | -4.422% | -0.04686% | -0.3064% | 1.868% | 0% | 0% | 4.284% | 0.2903% | 0.02852% | -0.2842% | -0.8601% | -0.004218% | 0.1049% | -0.2065% | 0.1032% | 0%
O/H Distribution Lines | 1.375% | -4.422% | -0.04686% | -0.3064% | 1.68% | 0.3749% | 0.02494% | -3.445% | 0.109% | -1.162% | 1.093% | -2.675% | -0.06963% | -2.286% | 0.3398% | 0.6207% | -0.1639%
U/G Subtransmission | 5.382% | 3.292% | 1.833% | 1.852% | -3.576% | 21.44% | 1.739% | 7.217% | 1.855% | 8.584% | -0.08674% | 1.751% | -0.001497% | 10.7% | 1.772% | 0% | 1.433%
U/G Distribution Cables | 5.223% | 3.305% | 1.907% | 2.142% | 7.679% | -0.2208% | 1.502% | 1.582% | 1.016% | 0.7152% | 0.7776% | -2.786% | 0.1012% | -1.494% | 3.134% | -2.049% | 0.7713%
Transformers | 1.35% | 3.684% | 1.249% | 3.248% | 1.544% | 1.554% | 1.665% | 2.567% | 0.4521% | 1.306% | 0.393% | 0.2356% | 1.366% | 1.754% | -2.724% | 1.281% | 0.9042%
3.CIT: Output and input contributions
Year | 2007 | 2008 | 2009 | 2010 | 2011 | 2012 | 2013 | 2014 | 2015 | 2016 | 2017 | 2018 | 2019 | 2020 | 2021 | 2022 | 2023
Energy (GWh) | 0.154% | 0.02819% | 8.115e-05% | 0.166% | -0.1548% | -0.02746% | -0.1558% | -0.0926% | 0.03595% | -0.1031% | 0.06214% | -0.1418% | -0.0165% | -1.031% | -0.1854% | 0.2228% | 0.2793%
Ratcheted Max Demand | 0.9769% | 1.591% | 0.9222% | -0.0002811% | 0.001491% | -0.001587% | 0.001387% | -0.001717% | 0.003042% | 0.0002799% | 0.6998% | 1.165% | -0.004261% | 0.3292% | -0.008351% | -0.006257% | 0.0006405%
Customer Numbers | 0.3268% | 0.2097% | 0.165% | 0.2632% | 0.2683% | 0.2548% | 0.2488% | 0.1898% | 0.1174% | 0.4736% | 0.1879% | 0.187% | 0.1281% | 0.08406% | 0.03762% | 0.07576% | 0.07654%
Circuit Length | 1.268% | -0.3839% | 0.3026% | 0.2958% | 1.811% | 0.1783% | 0.4184% | 1.251% | 0.2082% | 0.3205% | 0.07024% | -0.1166% | 0.1879% | 0.1082% | 0.2327% | -0.04614% | 0.149%
CMOS | 0.4042% | 0.9051% | -2.313% | -0.1446% | 1.256% | -1.247% | 0.3693% | -1.347% | 1.405% | 0.2068% | 0.6617% | -0.8265% | 0.5464% | -1.023% | 1.869% | 0.5249% | 0.08861%
Opex | -0.6948% | 0.8061% | -5.552% | -1.759% | 1.083% | -7.026% | 0.7888% | -2.15% | 1.652% | -0.1569% | 1.211% | 3.885% | -3.435% | 1.339% | 7.821% | -1.244% | -2.287%
O/H Subtransmission Lines | -0.006888% | 0.02325% | 0.0001642% | 0.001465% | -0.00957% | -0.0005794% | -0.0003596% | -0.02096% | -0.001433% | 0.0001955% | 0.001372% | 0.004055% | 0.0001101% | -0.0002805% | 0.0008306% | -0.0006248% | -0.0002749%
O/H Distribution Lines | -0.09393% | 0.2716% | 0.003514% | 0.02054% | -0.1122% | -0.01337% | 0.005507% | 0.2079% | -0.006575% | 0.06826% | -0.06413% | 0.1575% | 0.001797% | 0.1234% | -0.01407% | -0.02971% | 0.01997%
U/G Subtransmission | -0.2742% | -0.1287% | -0.126% | -0.1305% | 0.2622% | -1.42% | -0.1156% | -0.4326% | -0.1115% | -0.4917% | 0.006555% | -0.1064% | 0.01305% | -0.5687% | -0.1269% | -0.03489% | -0.15%
U/G Distribution Cables | -1.493% | -0.9047% | -0.6408% | -0.7174% | -2.519% | 0.103% | -0.44% | -0.4808% | -0.3117% | -0.1628% | -0.2267% | 0.8184% | -0.01048% | 0.4675% | -0.9149% | 0.5698% | -0.2674%
Transformers | -0.6787% | -0.9354% | -0.3816% | -0.59% | -0.2339% | -0.2821% | -0.2863% | -0.4179% | -0.09942% | -0.2526% | -0.1668% | -0.09852% | -0.2591% | -0.393% | 0.6358% | -0.1897% | -0.2686%
TFP Change | -0.1113% | 1.482% | -7.62% | -2.595% | 1.653% | -9.483% | 0.8341% | -3.294% | 2.891% | -0.09759% | 2.443% | 4.927% | -2.848% | -0.5643% | 9.347% | -0.1578% | -2.359%
| 1 | 1 | 1 | 1 | 1 | 1 | 1 | 1 | 1 | 1 | 1 | 1 | 1 | 1 | 0.5 | 1 | 1
check | -0.1114% | 1.482% | -7.62% | -2.595% | 1.653% | -9.483% | 0.8342% | -3.294% | 2.891% | -0.09758% | 2.443% | 4.927% | -2.848% | -0.5643% | 9.347% | -0.1578% | -2.359%
check | 1.4652e-07 | 5.7907e-09 | -1.8963e-07 | 2.8576e-07 | -4.3384e-08 | 8.2074e-08 | -3e-07 | 5.2029e-08 | -1.3459e-07 | -1.3809e-07 | 2.7418e-07 | 4.7799e-08 | 2.5337e-08 | 3.0719e-07 | -8.5185e-07 | 2.069e-07 | -9.173e-08
3.CIT: Contributions to TFP growth | bar: 2007 to 2010
Year | 2007: 2006 to 2023; 2008: 2006 to 2012; 2009: 2012 to 2023; 2010: 2022 to 2023
Energy (GWh) | 2007: -0.05646%; 2008: 0.02765%; 2009: -0.1023%; 2010: 0.2793%
Ratcheted Max Demand | 2007: 0.3334%; 2008: 0.5817%; 2009: 0.198%; 2010: 0.0006405%
Customer Numbers | 2007: 0.1938%; 2008: 0.248%; 2009: 0.1642%; 2010: 0.07654%
Circuit Length | 2007: 0.368%; 2008: 0.5788%; 2009: 0.2531%; 2010: 0.149%
CMOS | 2007: 0.07851%; 2008: -0.1901%; 2009: 0.225%; 2010: 0.08861%
Opex | 2007: -0.3364%; 2008: -2.191%; 2009: 0.675%; 2010: -2.287%
O/H Subtransmission Lines | 2007: -0.0005606%; 2008: 0.001306%; 2009: -0.001579%; 2010: -0.0002749%
O/H Distribution Lines | 2007: 0.03212%; 2008: 0.01271%; 2009: 0.04271%; 2010: 0.01997%
U/G Subtransmission | 2007: -0.2315%; 2008: -0.3029%; 2009: -0.1926%; 2010: -0.15%
U/G Distribution Cables | 2007: -0.4195%; 2008: -1.029%; 2009: -0.0872%; 2010: -0.2674%
Transformers | 2007: -0.2881%; 2008: -0.517%; 2009: -0.1633%; 2010: -0.2686%
TFP Change | 2007: -0.3266%; 2008: -2.779%; 2009: 1.011%; 2010: -2.359%
4.END: Output and input growth rates
Year | 2007 | 2008 | 2009 | 2010 | 2011 | 2012 | 2013 | 2014 | 2015 | 2016 | 2017 | 2018 | 2019 | 2020 | 2021 | 2022 | 2023
Energy (GWh) | 1.653% | 3.535% | -3.86% | -0.08717% | 0.518% | -5.856% | -3.107% | -2.3% | 3.089% | 3.16% | 0.4248% | -0.4605% | 0.7158% | -1.488% | 1.237% | -0.03308% | 1.02%
Ratcheted Max Demand | 0% | 0% | 5.789% | 0% | 3.865% | 0% | 0% | 0% | 0% | 0% | 4.28% | 0% | 0% | 0% | 0% | 0% | 0%
Customer Numbers | 1.19% | 1.149% | 1.025% | 0.8446% | 1.013% | 0.9627% | 1.716% | 2.221% | 1.667% | 1.302% | 1.626% | 2.144% | 2.167% | 2.078% | 1.718% | 1.448% | 1.553%
Circuit Length | 1.226% | 1.412% | 0.8373% | 0.7063% | 1.044% | 1.152% | 1.325% | 1.313% | 1.436% | 1.277% | 1.43% | 1.476% | 1.955% | 1.145% | 1.082% | 1.208% | 0.9774%
CMOS | -2.189% | 6.917% | -4.431% | -18.45% | -2.186% | 20.29% | 12.86% | -21.11% | 11.71% | -3.879% | -14.99% | -1.809% | 12.22% | 13.37% | -26.53% | 34.47% | -15.43%
Opex | 6.294% | 19.32% | -9.965% | -2.679% | 3.343% | 8.985% | -13.85% | 14.9% | -0.6838% | 3.58% | -10.5% | -6.44% | 2.259% | -13.51% | 3.284% | -0.768% | 1.035%
O/H Subtransmission Lines | 0.8871% | 1.815% | 0.4353% | 0.2799% | 0.01256% | 1.213% | 1.981% | -1.901% | 2.237% | -0.3137% | 0.02863% | -3.841% | 0.1931% | -0.6769% | -3.361% | -0.1585% | -0.08306%
O/H Distribution Lines | 0.1208% | 0.2183% | -0.04655% | -0.06164% | -0.02335% | -0.04542% | -0.2908% | -0.6471% | -1.46% | -0.6361% | 0.006483% | 0.03231% | -0.2249% | -0.6319% | 0.01345% | -0.01846% | -0.06675%
U/G Subtransmission | 9.443% | 5.766% | 7.172% | 0.6679% | 5.355% | 17.45% | 10.33% | 10.23% | 2.884% | 0.8235% | 5.987% | 1.254% | 4.419% | 0.3756% | 0.9503% | 5.731% | -0.1459%
U/G Distribution Cables | 8.036% | 7.919% | 5.172% | 5.623% | 6.559% | 6.007% | 6.019% | 5.006% | 4.699% | 4.3% | 4.415% | 4.455% | 4.766% | 3.261% | 4.356% | 3.653% | 2.594%
Transformers | 5.951% | 3.525% | 2.8% | 3.198% | 1.691% | 2.719% | 4.202% | 5.236% | 0.526% | 2.201% | 1.528% | 2.076% | 1.275% | 1.467% | 1.658% | -1.441% | 3.471%
4.END: Output and input contributions
Year | 2007 | 2008 | 2009 | 2010 | 2011 | 2012 | 2013 | 2014 | 2015 | 2016 | 2017 | 2018 | 2019 | 2020 | 2021 | 2022 | 2023
Energy (GWh) | 0.1646% | 0.3522% | -0.3883% | -0.01513% | 0.0475% | -0.5644% | -0.3015% | -0.2157% | 0.293% | 0.3046% | 0.04199% | -0.04453% | 0.06895% | -0.1462% | 0.1222% | -0.00475% | 0.1004%
Ratcheted Max Demand | 0.009237% | 0.005223% | 2.285% | 0.02598% | 1.474% | 0.0004134% | 0.0004321% | -0.001426% | 0.001118% | 0.001123% | 1.623% | 0.001862% | 0.008263% | 0.01796% | -0.02799% | 0.04327% | -0.01929%
Customer Numbers | 0.2631% | 0.2506% | 0.2369% | 0.2107% | 0.2217% | 0.1968% | 0.3552% | 0.4675% | 0.3453% | 0.2739% | 0.3356% | 0.4476% | 0.4587% | 0.4551% | 0.3266% | 0.3658% | 0.2992%
Circuit Length | 0.5705% | 0.6487% | 0.4089% | 0.3707% | 0.4777% | 0.5012% | 0.5802% | 0.5855% | 0.6288% | 0.5682% | 0.6225% | 0.6515% | 0.8743% | 0.5401% | 0.4238% | 0.6374% | 0.3888%
CMOS | 0.3698% | -1.124% | 0.759% | 2.482% | 0.1475% | -2.491% | -1.669% | 2.664% | -1.436% | 0.4658% | 1.893% | 0.2412% | -1.523% | -1.879% | 3.503% | -4.82% | 2.392%
Opex | -2.609% | -8.579% | 4.526% | 1.121% | -1.381% | -3.786% | 5.813% | -6.624% | 0.3641% | -1.84% | 4.898% | 2.881% | -1.001% | 5.893% | -1.202% | 0.339% | -0.7621%
O/H Subtransmission Lines | -0.03198% | -0.06407% | -0.0153% | -0.01036% | -0.0002854% | -0.03921% | -0.06494% | 0.06343% | -0.07875% | 0.009895% | -0.006022% | 0.1384% | -0.008028% | 0.03152% | 0.1536% | -0.002431% | -0.005852%
O/H Distribution Lines | -0.008998% | -0.01632% | -0.005265% | 0.002266% | 0.001253% | 0.01101% | 0.02413% | 0.06264% | 0.1275% | 0.05143% | 0.007002% | -0.005108% | 0.02248% | 0.05831% | -0.01105% | 0.0007614% | 0.02334%
U/G Subtransmission | -0.1874% | -0.1054% | -0.1169% | -0.01154% | -0.1177% | -0.2823% | -0.14% | -0.13% | -0.07827% | -0.004132% | -0.08259% | -0.1558% | -0.08217% | -0.02022% | -0.02402% | -0.09842% | 0.03959%
U/G Distribution Cables | -1.484% | -1.378% | -0.5594% | -0.9428% | -0.9312% | -0.9164% | -0.9911% | -0.7878% | -0.7531% | -0.6282% | -0.7415% | -0.5599% | -0.697% | -0.4596% | -0.4126% | -0.4183% | -0.6101%
Transformers | -1.667% | -1.063% | -0.5665% | -0.787% | -0.5074% | -0.7749% | -1.172% | -1.423% | -0.1176% | -0.5201% | -0.3938% | -0.563% | -0.3238% | -0.3894% | -0.2695% | 0.2597% | -1.194%
TFP Change | -4.611% | -11.07% | 6.564% | 2.446% | -0.5681% | -8.145% | 2.434% | -5.338% | -0.7041% | -1.317% | 8.197% | 3.033% | -2.202% | 4.102% | 2.582% | -3.698% | 0.6519%
check | -4.611% | -11.07% | 6.564% | 2.446% | -0.5682% | -8.145% | 2.434% | -5.338% | -0.704% | -1.317% | 8.197% | 3.033% | -2.202% | 4.102% | 2.582% | -3.698% | 0.6519%
check | 5.5953e-08 | -2.4481e-07 | -1.7287e-07 | 2.8671e-07 | 1.6311e-07 | 9.519e-08 | -5.2957e-07 | 3.0667e-07 | -7.7949e-08 | -6.6785e-08 | 5.449e-07 | -5.0316e-07 | 5.0666e-08 | 7.6656e-07 | -7.2896e-07 | 1.6688e-07 | -1.8142e-07
4.END: Contributions to TFP growth | bar: 2007 to 2010
Year | 2007: 2006 to 2023; 2008: 2006 to 2012; 2009: 2012 to 2023; 2010: 2022 to 2023
Energy (GWh) | 2007: -0.01089%; 2008: -0.06725%; 2009: 0.01986%; 2010: 0.1004%
Ratcheted Max Demand | 2007: 0.3205%; 2008: 0.6333%; 2009: 0.1498%; 2010: -0.01929%
Customer Numbers | 2007: 0.3241%; 2008: 0.23%; 2009: 0.3755%; 2010: 0.2992%
Circuit Length | 2007: 0.5576%; 2008: 0.4963%; 2009: 0.591%; 2010: 0.3888%
CMOS | 2007: -0.001504%; 2008: 0.02384%; 2009: -0.01533%; 2010: 2.392%
Opex | 2007: -0.1146%; 2008: -1.785%; 2009: 0.7964%; 2010: -0.7621%
O/H Subtransmission Lines | 2007: 0.004097%; 2008: -0.02687%; 2009: 0.02099%; 2010: -0.005852%
O/H Distribution Lines | 2007: 0.02032%; 2008: -0.002675%; 2009: 0.03286%; 2010: 0.02334%
U/G Subtransmission | 2007: -0.09396%; 2008: -0.1369%; 2009: -0.07056%; 2010: 0.03959%
U/G Distribution Cables | 2007: -0.7807%; 2008: -1.035%; 2009: -0.6417%; 2010: -0.6101%
Transformers | 2007: -0.6749%; 2008: -0.8943%; 2009: -0.5552%; 2010: -1.194%
TFP Change | 2007: -0.4499%; 2008: -2.565%; 2009: 0.7036%; 2010: 0.6519%
5.ENX: Output and input growth rates
Year | 2007 | 2008 | 2009 | 2010 | 2011 | 2012 | 2013 | 2014 | 2015 | 2016 | 2017 | 2018 | 2019 | 2020 | 2021 | 2022 | 2023
Energy (GWh) | 0.4308% | 2.14% | 3.889% | 0.9007% | -3.387% | -1.144% | -0.7335% | -1.036% | 1.507% | -0.07732% | 1.019% | -0.4348% | 0.7733% | -1.344% | -0.03785% | 0.7618% | 1.959%
Ratcheted Max Demand | 8.885% | 3.798% | 4.698% | 5.235% | 0% | 0% | 0% | 0% | 0% | 0% | 0% | 0% | 0% | 0.7202% | 0% | 4.4% | 0%
Customer Numbers | 1.964% | 2.213% | 1.856% | 1.551% | 1.443% | 1.296% | 1.172% | 1.226% | 1.493% | 1.726% | 1.863% | 1.749% | 1.516% | 1.32% | 1.258% | 2.213% | 2.041%
Circuit Length | 2.093% | 1.75% | 1.922% | 1.386% | 1.297% | 1.118% | 0.8514% | 0.6085% | 0.8937% | 1.205% | 1.038% | 0.9424% | 0.9372% | 0.7512% | 0.6142% | 0.6408% | 0.6936%
CMOS | -35.43% | 15.09% | -8.152% | -1.939% | -9.256% | -19.21% | 5.936% | 5.218% | 20.21% | -11.43% | -15.23% | 9.667% | 3.56% | 7.35% | 2.637% | 19.51% | -17.92%
Opex | 14.2% | 6.071% | 2.603% | -1.7% | 9.74% | 7.589% | 6.353% | -6.98% | 5.545% | -10.62% | -2.367% | 1.6% | -5.837% | -3.564% | 2.485% | 4.586% | 7.852%
O/H Subtransmission Lines | 3.889% | -0.09392% | 2.227% | 2.395% | 2.031% | 3.96% | 0.256% | 1.88% | -1.276% | 0.9849% | 2.006% | -0.3201% | -0.6419% | 2.007% | 0.8939% | 2.691% | -0.1537%
O/H Distribution Lines | 0.6475% | 0.3861% | 0.3758% | 0.2653% | 0.2622% | 0.2899% | 0.1507% | 0.02295% | 0.1297% | 0.1152% | 0.04313% | -0.026% | -0.01928% | -0.03867% | 0.02698% | 0.02123% | -0.006135%
U/G Subtransmission | 13.81% | 14.84% | 6.103% | 6.016% | 8.414% | 1.578% | 6.638% | 2.264% | 4.126% | -0.5958% | 0.9959% | 0.03457% | -0.7739% | 4.721% | -0.3059% | -0.6825% | 0.2415%
U/G Distribution Cables | 9.643% | 7.569% | 7.161% | 5.497% | 4.38% | 3.648% | 3.125% | 2.914% | 2.077% | 3.817% | 2.903% | 2.784% | 2.674% | 2.22% | 1.683% | 1.675% | 1.735%
Transformers | 7.171% | 4.195% | 4.97% | 3.273% | 2.978% | 2.404% | 2.126% | 1.776% | 4.272% | 1.101% | 1.777% | 0.833% | 1.04% | 1.156% | 1.005% | 0.9816% | 0.7662%
5.ENX: Output and input contributions
Year | 2007 | 2008 | 2009 | 2010 | 2011 | 2012 | 2013 | 2014 | 2015 | 2016 | 2017 | 2018 | 2019 | 2020 | 2021 | 2022 | 2023
Energy (GWh) | 0.05235% | 0.2076% | 0.3755% | 0.08463% | -0.3252% | -0.1085% | -0.0686% | -0.09633% | 0.1405% | -0.007381% | 0.09532% | -0.04058% | 0.07274% | -0.1266% | -0.003941% | 0.07244% | 0.1871%
Ratcheted Max Demand | 3.669% | 1.434% | 1.822% | 1.98% | -0.006359% | -0.01105% | -0.00208% | -0.002638% | 0.001217% | 0.002301% | -0.003662% | 0.003564% | 0.003262% | 0.2696% | 0.006839% | 1.671% | -0.01059%
Customer Numbers | 0.5143% | 0.4519% | 0.4146% | 0.3295% | 0.3064% | 0.2761% | 0.2388% | 0.2485% | 0.3008% | 0.3494% | 0.3733% | 0.3572% | 0.3123% | 0.2728% | 0.2686% | 0.4782% | 0.4115%
Circuit Length | 1.1% | 0.7564% | 0.8896% | 0.6184% | 0.5757% | 0.4941% | 0.3652% | 0.2599% | 0.3809% | 0.5161% | 0.4379% | 0.4086% | 0.4091% | 0.3292% | 0.2814% | 0.3082% | 0.2906%
CMOS | 6.057% | -2.09% | 1.23% | 0.264% | 1.042% | 1.73% | -0.6077% | -0.5209% | -1.781% | 1.031% | 1.309% | -0.7976% | -0.3007% | -0.7125% | -0.2886% | -2.339% | 2.133%
Opex | -5.376% | -2.477% | -1.125% | 0.7077% | -3.941% | -3.073% | -3.013% | 2.969% | -2.402% | 4.557% | 1.056% | -0.7149% | 2.583% | 1.605% | -1.008% | -2.193% | -3.519%
O/H Subtransmission Lines | -0.1322% | 0.001415% | -0.0606% | -0.07633% | -0.05922% | -0.138% | -0.007357% | -0.06075% | 0.0446% | -0.03309% | -0.06304% | 0.01077% | 0.0186% | -0.06053% | -0.01355% | -0.07757% | -0.01836%
O/H Distribution Lines | -0.08455% | -0.04516% | -0.04014% | -0.03001% | -0.02917% | -0.03241% | -0.01569% | -0.003075% | -0.01301% | -0.01158% | -0.005788% | 0.001701% | -0.0004765% | 0.004486% | 0.001026% | -0.002812% | -0.003378%
U/G Subtransmission | -0.6087% | -0.5927% | -0.2269% | -0.2538% | -0.3734% | -0.07341% | -0.2973% | -0.1018% | -0.1565% | 0.0208% | -0.03917% | 0.004554% | 0.02759% | -0.1867% | 0.06565% | 0.03131% | -0.02708%
U/G Distribution Cables | -1.251% | -0.7963% | -0.6931% | -0.6751% | -0.4771% | -0.4283% | -0.3709% | -0.3152% | -0.2279% | -0.4202% | -0.2972% | -0.2758% | -0.3004% | -0.1683% | 0.02113% | -0.1438% | -0.3072%
Transformers | -2.232% | -1.276% | -1.473% | -0.9579% | -0.8576% | -0.7139% | -0.6147% | -0.4832% | -1.191% | -0.2241% | -0.4786% | -0.2174% | -0.2974% | -0.2769% | -0.1696% | -0.1277% | -0.3928%
TFP Change | 1.708% | -4.425% | 1.114% | 1.992% | -4.144% | -2.079% | -4.393% | 1.894% | -4.903% | 5.781% | 2.384% | -1.26% | 2.528% | 0.9493% | -0.8394% | -2.322% | -1.257%
check | 1.708% | -4.425% | 1.114% | 1.992% | -4.144% | -2.078% | -4.393% | 1.894% | -4.903% | 5.781% | 2.384% | -1.26% | 2.528% | 0.9492% | -0.8394% | -2.322% | -1.257%
check | -3.6505e-07 | 1.3053e-07 | 2.5406e-08 | -3.4178e-07 | 3.9881e-07 | -3.7974e-07 | 7.1987e-07 | -3.5111e-07 | 4.0989e-08 | -8.1445e-08 | 4.1764e-08 | 9.0031e-08 | -2.1526e-07 | 4.3687e-07 | -6.3392e-07 | -1.5336e-07 | 5.0688e-07
5.ENX: Contributions to TFP growth | bar: 2007 to 2010
Year | 2007: 2006 to 2023; 2008: 2006 to 2012; 2009: 2012 to 2023; 2010: 2022 to 2023
Energy (GWh) | 2007: 0.03006%; 2008: 0.04772%; 2009: 0.02043%; 2010: 0.1871%
Ratcheted Max Demand | 2007: 0.6369%; 2008: 1.481%; 2009: 0.1763%; 2010: -0.01059%
Customer Numbers | 2007: 0.3473%; 2008: 0.3821%; 2009: 0.3283%; 2010: 0.4115%
Circuit Length | 2007: 0.4953%; 2008: 0.739%; 2009: 0.3625%; 2010: 0.2906%
CMOS | 2007: 0.3153%; 2008: 1.372%; 2009: -0.2613%; 2010: 2.133%
Opex | 2007: -0.9038%; 2008: -2.547%; 2009: -0.007318%; 2010: -3.519%
O/H Subtransmission Lines | 2007: -0.04266%; 2008: -0.0775%; 2009: -0.02366%; 2010: -0.01836%
O/H Distribution Lines | 2007: -0.01824%; 2008: -0.04357%; 2009: -0.004418%; 2010: -0.003378%
U/G Subtransmission | 2007: -0.164%; 2008: -0.3548%; 2009: -0.05988%; 2010: -0.02708%
U/G Distribution Cables | 2007: -0.4192%; 2008: -0.7202%; 2009: -0.2551%; 2010: -0.3072%
Transformers | 2007: -0.7049%; 2008: -1.252%; 2009: -0.4067%; 2010: -0.3928%
TFP Change | 2007: -0.4279%; 2008: -0.9725%; 2009: -0.1308%; 2010: -1.257%
6.ERG: Output and input growth rates
Year | 2007 | 2008 | 2009 | 2010 | 2011 | 2012 | 2013 | 2014 | 2015 | 2016 | 2017 | 2018 | 2019 | 2020 | 2021 | 2022 | 2023
Energy (GWh) | 0.6671% | 1.731% | 2.266% | 0.891% | -7.494% | 3.452% | -1.443% | 1.622% | -0.4393% | 0.6661% | -3.068% | -0.6682% | 1.95% | 0.4654% | -0.6655% | 2.223% | 0.6367%
Ratcheted Max Demand | 1.676% | 7.659% | 0% | 5.05% | 0% | 0% | 0% | 0% | 0% | 0% | 0% | 0% | 0% | 0% | 0% | 0% | 0%
Customer Numbers | 1.746% | 1.965% | 2.363% | 2.051% | 1.757% | 1.485% | 1.584% | 1.606% | 0.8772% | 1.508% | 0.828% | 0.8867% | 0.7398% | 0.6022% | 0.6903% | 1.159% | 1.278%
Circuit Length | 1.231% | 0.3482% | 0.7341% | 0.5321% | 0.09822% | 0.6646% | -2.153% | 0.4312% | 0.8813% | -0.1344% | 0.1553% | -0.3385% | 0.1993% | 0.4044% | 0.5884% | 0.2454% | 0.1691%
CMOS | -34.78% | 20.13% | 12.96% | 2.103% | -6.305% | -7.917% | -9.75% | -13.07% | 21.77% | 1.308% | -24.61% | 8.591% | 17.03% | -1.397% | -1.494% | 18.16% | -10.82%
Opex | -8.89% | 7.473% | -3.87% | -0.4818% | 16.47% | 4.495% | -20.84% | 1.148% | 8.699% | -3.656% | -11.11% | 0.1301% | 1.913% | 5.125% | -22.79% | 1.074% | 12.55%
O/H Subtransmission Lines | 2.159% | 1.4% | 2.853% | 1.124% | 0.8713% | 1.61% | -15% | -0.05973% | 0.2952% | -0.587% | 5.844% | 0.6396% | -0.02175% | 1.057% | 0.05341% | 0.5191% | 0.289%
O/H Distribution Lines | 0.8688% | 0.9793% | 1.211% | 0.7037% | 1.44% | 1.244% | 1.017% | 1.853% | 4.904% | -0.8535% | -1.404% | 2.848% | -2.607% | 0.7078% | 1.513% | 0.674% | 1.511%
U/G Subtransmission | 5.49% | 2.237% | 1.433% | 18.27% | 7.193% | 3.016% | -4.628% | 1.384% | -2.052% | 6.784% | 15.62% | 0.7075% | 1.001% | -0.2686% | 0.02679% | -0.004104% | -0.09546%
U/G Distribution Cables | 10.9% | 14.25% | 10.18% | 7.468% | 5.534% | 5.333% | 5.156% | 4.169% | 6.015% | 1.751% | 2.02% | -3.239% | 1.374% | 0.7273% | 1.237% | 1.495% | 2.133%
Transformers | 2.736% | 1.14% | 1.494% | 6.039% | 2.588% | 3.363% | 2.403% | 8.451% | 0.2301% | 4.479% | 3.235% | 0.6291% | 0.3979% | -0.937% | 1.86% | -1.636% | 5.127%
6.ERG: Output and input contributions
Year | 2007 | 2008 | 2009 | 2010 | 2011 | 2012 | 2013 | 2014 | 2015 | 2016 | 2017 | 2018 | 2019 | 2020 | 2021 | 2022 | 2023
Energy (GWh) | 0.08033% | 0.1944% | 0.2602% | 0.1005% | -0.8398% | 0.3774% | -0.1534% | 0.1704% | -0.0456% | 0.07123% | -0.3214% | -0.07391% | 0.2036% | 0.05029% | -0.07352% | 0.2459% | 0.06763%
Ratcheted Max Demand | 1.001% | 3.322% | -0.01484% | 2.265% | -0.03556% | -0.01157% | -0.01971% | -0.01327% | 0.005781% | 0.01545% | -0.02014% | 0.01191% | 0.01883% | -0.001018% | 0.01205% | 0.02325% | -0.0184%
Customer Numbers | 0.5795% | 0.4314% | 0.5554% | 0.5082% | 0.4655% | 0.3572% | 0.3722% | 0.3622% | 0.1999% | 0.355% | 0.1675% | 0.2157% | 0.1983% | 0.1385% | 0.1837% | 0.3252% | 0.2621%
Circuit Length | 0.6875% | 0.168% | 0.3766% | 0.2766% | 0.04301% | 0.325% | -1.049% | 0.2127% | 0.4188% | -0.06345% | 0.07279% | -0.1614% | 0.09712% | 0.1988% | 0.2967% | 0.1398% | 0.07091%
CMOS | 11.19% | -5.918% | -4.284% | -0.6462% | 2.536% | 2.208% | 2.293% | 2.613% | -4.62% | -0.3252% | 5.305% | -1.59% | -4.002% | 0.3619% | 0.3864% | -5.566% | 3.507%
Opex | 3.956% | -3.328% | 1.74% | 0.2088% | -7.262% | -1.968% | 9.174% | -0.5143% | -3.958% | 1.623% | 5.116% | -0.04906% | -0.8808% | -2.412% | 10.78% | -0.5555% | -6.057%
O/H Subtransmission Lines | -0.1912% | -0.123% | -0.274% | -0.09263% | -0.08309% | -0.1282% | 1.317% | -0.02563% | -0.02191% | 0.01416% | -0.4487% | -0.05098% | 0.001256% | -0.08068% | -0.00337% | -0.03728% | -0.02445%
O/H Distribution Lines | -0.1272% | -0.2037% | -0.1948% | -0.1722% | -0.3185% | -0.2316% | -0.1857% | -0.3461% | -0.8969% | 0.1881% | 0.2211% | -0.5388% | 0.4815% | -0.1115% | -0.2746% | -0.1296% | -0.3782%
U/G Subtransmission | -0.01791% | -0.005771% | 0.01729% | -0.07105% | -0.02776% | -0.01376% | 0.02094% | -0.006644% | 0.008697% | -0.027% | -0.05847% | -0.0021% | -0.002797% | 0.004322% | -0.00863% | 0.0002854% | -0.0007962%
U/G Distribution Cables | -0.3495% | -0.3503% | -0.2397% | -0.2322% | -0.1509% | -0.1667% | -0.1613% | -0.1219% | -0.191% | -0.009426% | -0.07586% | 0.09518% | -0.03741% | 0.005447% | -0.00979% | -0.03466% | -0.08885%
Transformers | -0.583% | -0.4243% | -0.2627% | -1.442% | -0.6298% | -0.8075% | -0.5848% | -2.123% | -0.03595% | -1.185% | -0.689% | -0.1021% | -0.07259% | 0.3256% | -0.6034% | 0.3669% | -1.343%
TFP Change | 16.22% | -6.237% | -2.321% | 0.7033% | -6.302% | -0.0597% | 11.02% | 0.2071% | -9.136% | 0.6574% | 9.268% | -2.246% | -3.995% | -1.52% | 10.69% | -5.222% | -4.003%
check | 16.22% | -6.237% | -2.321% | 0.7033% | -6.302% | -0.05973% | 11.02% | 0.2071% | -9.136% | 0.6574% | 9.268% | -2.246% | -3.995% | -1.52% | 10.69% | -5.222% | -4.003%
check | -4.2733e-07 | 8.6477e-07 | -5.7913e-09 | -8.0301e-07 | 2.1182e-07 | 2.9147e-07 | -2.9077e-07 | 2.5929e-07 | -1.0811e-07 | 6.028e-08 | -1.8052e-07 | 5.6352e-07 | -6.4046e-07 | 4.4178e-07 | -3.0475e-07 | 3.7837e-07 | -5.701e-07
6.ERG: Contributions to TFP growth | bar: 2007 to 2010
Year | 2007: 2006 to 2023; 2008: 2006 to 2012; 2009: 2012 to 2023; 2010: 2022 to 2023
Energy (GWh) | 2007: 0.01849%; 2008: 0.02884%; 2009: 0.01284%; 2010: 0.06763%
Ratcheted Max Demand | 2007: 0.3848%; 2008: 1.088%; 2009: 0.001338%; 2010: -0.0184%
Customer Numbers | 2007: 0.334%; 2008: 0.4829%; 2009: 0.2528%; 2010: 0.2621%
Circuit Length | 2007: 0.1241%; 2008: 0.3128%; 2009: 0.02121%; 2010: 0.07091%
CMOS | 2007: 0.2027%; 2008: 0.8473%; 2009: -0.1489%; 2010: 3.507%
Opex | 2007: 0.3302%; 2008: -1.109%; 2009: 1.115%; 2010: -6.057%
O/H Subtransmission Lines | 2007: -0.01485%; 2008: -0.1487%; 2009: 0.05815%; 2010: -0.02445%
O/H Distribution Lines | 2007: -0.1893%; 2008: -0.208%; 2009: -0.1792%; 2010: -0.3782%
U/G Subtransmission | 2007: -0.01124%; 2008: -0.01983%; 2009: -0.006563%; 2010: -0.0007962%
U/G Distribution Cables | 2007: -0.1246%; 2008: -0.2482%; 2009: -0.05723%; 2010: -0.08885%
Transformers | 2007: -0.5997%; 2008: -0.6915%; 2009: -0.5496%; 2010: -1.343%
TFP Change | 2007: 0.4545%; 2008: 0.3344%; 2009: 0.52%; 2010: -4.003%
7.ESS: Output and input growth rates
Year | 2007 | 2008 | 2009 | 2010 | 2011 | 2012 | 2013 | 2014 | 2015 | 2016 | 2017 | 2018 | 2019 | 2020 | 2021 | 2022 | 2023
Energy (GWh) | 0.07757% | 0.5229% | 0.6998% | -0.1479% | -1.333% | -0.7563% | 3.627% | -2.149% | 1.982% | 0.3464% | 0.6096% | 1.157% | 1.564% | -2.223% | -0.08316% | 0.08835% | 1.55%
Ratcheted Max Demand | 4.446% | 0% | 0.1098% | 0.03401% | 0% | 0% | 0% | 13.62% | 0% | 0% | 0% | 0% | 2.104% | 0% | 0% | 1.604% | 0%
Customer Numbers | 0.7682% | 1.194% | 0.8205% | 0.4417% | 1.109% | 0.4744% | 0.6964% | 1.176% | 1.484% | 1.382% | 1.453% | 1.561% | 1.152% | 1.031% | 0.9899% | 1.086% | 0.2991%
Circuit Length | -5.193% | -1.931% | 1.028% | 0.4697% | 1.033% | 0.119% | 0.1508% | 0.02567% | 0.1669% | 0.2452% | 0.08048% | 0.0523% | 0.1738% | 0.07636% | 0.1026% | 0.1248% | 0.1308%
CMOS | -28.2% | -0.5755% | 18.64% | -27.94% | 13.54% | 6.998% | -1.431% | -23.75% | 21.6% | -2.024% | 11.13% | -9.075% | 12% | 3.844% | -11.21% | 2.525% | 2.045%
Opex | 16.87% | 13.7% | -8.487% | 8.79% | 1.189% | 20.83% | -12.17% | -4.055% | -12.74% | -20.84% | -3.859% | 3.917% | 12.53% | -3.889% | -2.922% | -5.392% | 7.728%
O/H Subtransmission Lines | 0.8873% | -3.598% | 0.5208% | 2.724% | -0.4906% | -1.592% | 5.809% | 2.564% | 2.36% | 2.358% | 0.2951% | -1.423% | 0.4945% | 0.8002% | 0.04482% | -0.07231% | -0.05402%
O/H Distribution Lines | -9.991% | 0.5851% | 0.5288% | 0.3974% | 0.6004% | 0.3531% | 0.2731% | 0.2904% | 0.4027% | 0.196% | 0.3326% | 0.5144% | 0.4723% | 0.01621% | 0.2328% | 0.2698% | 0.1603%
U/G Subtransmission | 0% | -83.36% | 28% | 0.9127% | 13.48% | 19.14% | 19.71% | 28.4% | 8.817% | 0.7634% | -3.896% | 1.519% | 4.359% | 2.884% | 0.5855% | -0.0362% | 5.297%
U/G Distribution Cables | 11.98% | -40.45% | 6.359% | 6.464% | 9.399% | 7.043% | 2.029% | 2.581% | 3.777% | 4.142% | 3.116% | 2.604% | 2.635% | 3.106% | 3.149% | 2.577% | 2.749%
Transformers | 7.032% | 5.826% | 3.294% | 5.509% | 1.163% | 1.722% | 0.3694% | -0.3967% | 1.744% | 1.457% | 0.5269% | 0.6584% | 2.956% | 1.023% | 0.6782% | 0.9205% | 1.168%
7.ESS: Output and input contributions
Year | 2007 | 2008 | 2009 | 2010 | 2011 | 2012 | 2013 | 2014 | 2015 | 2016 | 2017 | 2018 | 2019 | 2020 | 2021 | 2022 | 2023
Energy (GWh) | 0.01822% | 0.05611% | 0.07203% | -0.01087% | -0.137% | -0.07477% | 0.369% | -0.2155% | 0.1987% | 0.0371% | 0.06426% | 0.1199% | 0.1686% | -0.2346% | -0.01065% | 0.009534% | 0.1662%
Ratcheted Max Demand | 2.06% | 0.01591% | -0.001637% | 0.1435% | -0.003744% | 0.02784% | 0.02374% | 5.395% | 0.03102% | 0.08115% | 0.001833% | -0.01926% | 0.906% | 0.0121% | -0.03552% | 0.6684% | 0.03552%
Customer Numbers | 0.2516% | 0.2791% | 0.1686% | 0.1464% | 0.2445% | 0.1118% | 0.1575% | 0.2597% | 0.3203% | 0.3128% | 0.3307% | 0.3469% | 0.2757% | 0.241% | 0.2081% | 0.2491% | 0.08645%
Circuit Length | -2.583% | -0.9238% | 0.48% | 0.2565% | 0.4829% | 0.05716% | 0.07072% | 0.01256% | 0.07616% | 0.1176% | 0.03877% | 0.02364% | 0.08619% | 0.03799% | 0.04582% | 0.06037% | 0.06711%
CMOS | 7.471% | 0.0773% | -4.358% | 5.881% | -2.636% | -1.361% | 0.2676% | 3.969% | -3.574% | 0.5487% | -2.531% | 2.046% | -2.767% | -0.9615% | 2.705% | -0.5754% | -0.5436%
Opex | -7.974% | -6.896% | 4.373% | -4.222% | -0.3347% | -10.49% | 5.988% | 2.182% | 5.984% | 9.693% | 1.706% | -1.676% | -5.78% | 1.998% | 1.597% | 2.554% | -4.075%
O/H Subtransmission Lines | -0.08858% | 0.1989% | -0.01105% | -0.1848% | 0.04144% | 0.09973% | -0.3532% | -0.1518% | -0.1551% | -0.1535% | -0.01567% | 0.0926% | -0.0212% | -0.04179% | 0.02489% | 0.002923% | -0.01696%
O/H Distribution Lines | 1.6% | -0.09423% | -0.05684% | -0.06952% | -0.09027% | -0.05733% | -0.046% | -0.05331% | -0.06278% | -0.03613% | -0.06361% | -0.101% | -0.08794% | -0.00203% | -0.02282% | -0.05308% | -0.06496%
U/G Subtransmission | -0.001174% | 0.142% | -0.04421% | -0.008271% | -0.009844% | -0.03969% | -0.03678% | -0.04234% | -0.01867% | -6.104e-05% | 0.006067% | -0.002371% | -0.00643% | -0.005707% | 0.002769% | -0.0003925% | -0.01421%
U/G Distribution Cables | -0.3842% | 1.212% | -0.1271% | -0.2165% | -0.2443% | -0.2518% | -0.07531% | -0.09673% | -0.1191% | -0.1469% | -0.1004% | -0.08081% | -0.0731% | -0.08899% | -0.0496% | -0.08475% | -0.1319%
Transformers | -1.984% | -1.473% | -0.6899% | -1.473% | -0.3021% | -0.4594% | -0.09374% | 0.08878% | -0.4004% | -0.3894% | -0.1399% | -0.1215% | -0.668% | -0.0944% | -0.2127% | -0.3055% | -0.3317%
TFP Change | -1.615% | -7.406% | -0.1953% | 0.2431% | -2.989% | -12.44% | 6.271% | 11.35% | 2.281% | 10.06% | -0.7034% | 0.6285% | -7.967% | 0.8597% | 4.253% | 2.526% | -4.823%
check | -1.615% | -7.406% | -0.1953% | 0.2432% | -2.989% | -12.44% | 6.271% | 11.35% | 2.281% | 10.06% | -0.7034% | 0.6284% | -7.967% | 0.8598% | 4.253% | 2.526% | -4.823%
check | -1.54e-07 | 3.1856e-07 | -1.9614e-07 | -8.3583e-08 | -5.7756e-08 | -6.8089e-08 | 5.2476e-08 | 2.0962e-07 | -4.3831e-07 | 1.8755e-07 | -3.9704e-08 | 3.8547e-07 | -2.5618e-07 | -3.3086e-07 | 2.7563e-07 | -4.8435e-07 | 2.3646e-08
7.ESS: Contributions to TFP growth | bar: 2007 to 2010
Year | 2007: 2006 to 2023; 2008: 2006 to 2012; 2009: 2012 to 2023; 2010: 2022 to 2023
Energy (GWh) | 2007: 0.03507%; 2008: -0.01271%; 2009: 0.06114%; 2010: 0.1662%
Ratcheted Max Demand | 2007: 0.5495%; 2008: 0.3737%; 2009: 0.6455%; 2010: 0.03552%
Customer Numbers | 2007: 0.2347%; 2008: 0.2003%; 2009: 0.2535%; 2010: 0.08645%
Circuit Length | 2007: -0.09373%; 2008: -0.3717%; 2009: 0.0579%; 2010: 0.06711%
CMOS | 2007: 0.2151%; 2008: 0.8457%; 2009: -0.1288%; 2010: -0.5436%
Opex | 2007: -0.3163%; 2008: -4.258%; 2009: 1.834%; 2010: -4.075%
O/H Subtransmission Lines | 2007: -0.04313%; 2008: 0.009274%; 2009: -0.07171%; 2010: -0.01696%
O/H Distribution Lines | 2007: 0.03752%; 2008: 0.2052%; 2009: -0.05397%; 2010: -0.06496%
U/G Subtransmission | 2007: -0.004665%; 2008: 0.006469%; 2009: -0.01074%; 2010: -0.01421%
U/G Distribution Cables | 2007: -0.06235%; 2008: -0.00206%; 2009: -0.09524%; 2010: -0.1319%
Transformers | 2007: -0.5323%; 2008: -1.063%; 2009: -0.2426%; 2010: -0.3317%
TFP Change | 2007: 0.01956%; 2008: -4.067%; 2009: 2.249%; 2010: -4.823%
8.JEN: Output and input growth rates
Year | 2007 | 2008 | 2009 | 2010 | 2011 | 2012 | 2013 | 2014 | 2015 | 2016 | 2017 | 2018 | 2019 | 2020 | 2021 | 2022 | 2023
Energy (GWh) | 2.307% | 2.502% | -2.588% | 1.707% | -0.8041% | -1.146% | -2.568% | -2.818% | 1.833% | -0.5983% | 1.834% | -1.077% | 0.2353% | -2.929% | 0.09371% | 3.532% | 2.728%
Ratcheted Max Demand | 7.45% | 6.09% | 6.202% | 0% | 0% | 0% | 0% | 0% | 0% | 0% | 0% | 0% | 0.6235% | 2.349% | 0% | 0% | 0%
Customer Numbers | 2.007% | 1.166% | 0.8605% | 1.417% | -0.7805% | 1.822% | 2.135% | 1.963% | 1.927% | 2.144% | 2.162% | 1.953% | 1.877% | 1.763% | 1.353% | 1.36% | 1.195%
Circuit Length | 0.89% | 1.688% | 0.9943% | 0.7438% | 1.176% | 1.002% | 0.5297% | 0.4185% | 1.382% | 0.8704% | 1.701% | 2.445% | 0.9144% | 1.061% | 1.701% | 0.9129% | 1.177%
CMOS | 0.238% | -6.386% | 13.4% | -11.97% | -12.89% | -7.659% | 19.54% | -0.01345% | -20.28% | -0.7781% | -5.166% | 3.865% | 11.46% | 6.23% | -12.63% | 1.47% | -15.88%
Opex | 5.431% | -21.38% | 8.751% | 15.91% | 8.713% | 19.39% | -2.498% | -4.302% | 0.6013% | 5.279% | 3.663% | -7.688% | 0.1822% | -11.65% | -21.22% | -3.536% | 6.817%
O/H Subtransmission Lines | 0.1583% | 0.4873% | 4.692% | 0.5227% | -0.9642% | 0.8221% | 1.197% | -2.693% | 0.481% | 0.3367% | -0.7337% | 12.12% | -0.6116% | -0.489% | -0.6532% | -0.2748% | -0.4983%
O/H Distribution Lines | 0.5363% | 1.238% | -0.1935% | -0.2048% | -1.139% | -1.381% | -0.7226% | 1.228% | -0.2187% | 0.9145% | 0.529% | 0.1638% | 2.651% | -2.404% | 3.11% | 0.3258% | 0.4981%
U/G Subtransmission | -10.24% | -0.03636% | 0% | 0.03636% | 1.762% | 6.033% | -0.2881% | -8.493% | 0.02295% | 0.2705% | 5.431% | 15.9% | 15.37% | 14.8% | 11.26% | 5.702% | 0%
U/G Distribution Cables | 3.819% | 7.705% | 3.949% | 4.155% | 4.383% | 4.984% | 3.671% | 6.841% | 6.593% | 3.247% | 3.417% | 8.339% | 2.704% | 3.852% | 3.991% | 3.922% | 4.835%
Transformers | 0.6894% | 6.096% | 4.106% | -0.8698% | 8.461% | 1.203% | 1.944% | 1.816% | 5.403% | 1.483% | 0.4826% | 2.564% | 2.228% | 3.638% | -0.1527% | 1.614% | 1.477%
8.JEN: Output and input contributions
Year | 2007 | 2008 | 2009 | 2010 | 2011 | 2012 | 2013 | 2014 | 2015 | 2016 | 2017 | 2018 | 2019 | 2020 | 2021 | 2022 | 2023
Energy (GWh) | 0.2169% | 0.2345% | -0.2426% | 0.1593% | -0.07761% | -0.1075% | -0.2374% | -0.2597% | 0.1701% | -0.05469% | 0.1679% | -0.09865% | 0.02129% | -0.2679% | 0.007887% | 0.3235% | 0.2499%
Ratcheted Max Demand | 2.768% | 2.256% | 2.291% | -0.001608% | -0.004188% | -0.003076% | 0.0008668% | -0.001837% | -0.003845% | -0.0001973% | -0.001341% | 0.001401% | 0.2261% | 0.8446% | 0.002904% | 0.002217% | -0.002919%
Customer Numbers | 0.4117% | 0.2402% | 0.1722% | 0.2917% | -0.1453% | 0.3725% | 0.4246% | 0.3935% | 0.3834% | 0.4234% | 0.4248% | 0.3882% | 0.3742% | 0.3452% | 0.2712% | 0.2722% | 0.2319%
Circuit Length | 0.3885% | 0.7293% | 0.4227% | 0.3251% | 0.515% | 0.4315% | 0.2217% | 0.1793% | 0.5825% | 0.3634% | 0.7074% | 1.023% | 0.3867% | 0.4386% | 0.7161% | 0.3865% | 0.4851%
CMOS | 0.004694% | 0.629% | -1.288% | 1.173% | 1.157% | 0.5685% | -1.517% | 0.03435% | 1.425% | 0.04697% | 0.2946% | -0.2065% | -0.758% | -0.4207% | 0.8484% | -0.09856% | 1.068%
Opex | -2.396% | 8.523% | -3.525% | -6.581% | -3.902% | -8.885% | 1.035% | 2.143% | -0.2616% | -2.472% | -2.091% | 3.939% | -0.04832% | 5.301% | 9.732% | 1.512% | -3.23%
O/H Subtransmission Lines | -0.004018% | 0.01078% | -0.2248% | -0.02744% | 0.05192% | -0.04714% | -0.05898% | 0.1258% | -0.02119% | -0.02242% | 0.03515% | -0.5639% | 0.02132% | 0.03846% | 0.02257% | -0.01252% | -0.0137%
O/H Distribution Lines | -0.1625% | -0.3766% | 0.06071% | 0.0718% | 0.3338% | 0.3702% | 0.1602% | -0.3156% | 0.05677% | -0.2562% | -0.1296% | -0.04102% | -0.6852% | 0.622% | -0.7949% | -0.1118% | -0.178%
U/G Subtransmission | 0.01735% | 0.003135% | 0.0007081% | -0.0006363% | -0.002214% | -0.01273% | -0.0004339% | 0.01557% | 0.0002195% | -0.002228% | -0.008825% | -0.0277% | -0.02844% | -0.02476% | -0.02143% | -0.01638% | -0.01019%
U/G Distribution Cables | -0.1026% | -0.1221% | -0.09011% | -0.1184% | -0.08653% | -0.1217% | -0.08168% | -0.1285% | -0.1259% | -0.05182% | -0.06642% | -0.1613% | -0.04714% | -0.05722% | -0.09027% | -0.1054% | -0.1408%
Transformers | -0.04588% | -0.9427% | -0.8889% | 0.1448% | -1.602% | -0.2256% | -0.3532% | -0.3713% | -1.155% | -0.4197% | 0.07336% | -0.6265% | -0.5229% | -0.9572% | 0.3538% | -0.1906% | -0.4181%
TFP Change | 1.096% | 11.18% | -3.312% | -4.564% | -3.762% | -7.66% | -0.4056% | 1.815% | 1.051% | -2.445% | -0.5939% | 3.626% | -1.06% | 5.863% | 11.05% | 1.962% | -1.959%
| 1 | 1 | 1 | 1 | 1 | 1 | 1 | 1 | 1 | 1 | 1 | 1 | 1 | 1 | 0.5 | 1 | 1
check | 1.096% | 11.18% | -3.312% | -4.564% | -3.762% | -7.66% | -0.4057% | 1.815% | 1.051% | -2.445% | -0.5938% | 3.626% | -1.06% | 5.863% | 11.05% | 1.962% | -1.959%
check | 1.1228e-07 | 5.0933e-08 | 2.3326e-07 | -1.5566e-07 | 3.761e-08 | -3.4886e-07 | 2.3891e-07 | 2.0404e-07 | -5.223e-07 | 5.7995e-07 | -3.6113e-07 | -5.9414e-08 | 3.6399e-07 | -4.9579e-07 | 2.5412e-07 | -3.858e-09 | 2.0494e-07
8.JEN: Contributions to TFP growth | bar: 2007 to 2010
Year | 2007: 2006 to 2023; 2008: 2006 to 2012; 2009: 2012 to 2023; 2010: 2022 to 2023
Energy (GWh) | 2007: 0.01208%; 2008: 0.03049%; 2009: 0.002042%; 2010: 0.2499%
Ratcheted Max Demand | 2007: 0.4926%; 2008: 1.218%; 2009: 0.09708%; 2010: -0.002919%
Customer Numbers | 2007: 0.3103%; 2008: 0.2238%; 2009: 0.3575%; 2010: 0.2319%
Circuit Length | 2007: 0.4884%; 2008: 0.4687%; 2009: 0.4991%; 2010: 0.4851%
CMOS | 2007: 0.1742%; 2008: 0.374%; 2009: 0.06519%; 2010: 1.068%
Opex | 2007: -0.07094%; 2008: -2.794%; 2009: 1.415%; 2010: -3.23%
O/H Subtransmission Lines | 2007: -0.04059%; 2008: -0.04011%; 2009: -0.04085%; 2010: -0.0137%
O/H Distribution Lines | 2007: -0.08093%; 2008: 0.04956%; 2009: -0.1521%; 2010: -0.178%
U/G Subtransmission | 2007: -0.006999%; 2008: 0.0009348%; 2009: -0.01133%; 2010: -0.01019%
U/G Distribution Cables | 2007: -0.09987%; 2008: -0.1069%; 2009: -0.09604%; 2010: -0.1408%
Transformers | 2007: -0.4792%; 2008: -0.5933%; 2009: -0.417%; 2010: -0.4181%
TFP Change | 2007: 0.699%; 2008: -1.169%; 2009: 1.718%; 2010: -1.959%
9.PCR: Output and input growth rates
Year | 2007 | 2008 | 2009 | 2010 | 2011 | 2012 | 2013 | 2014 | 2015 | 2016 | 2017 | 2018 | 2019 | 2020 | 2021 | 2022 | 2023
Energy (GWh) | 1.481% | 2.029% | -0.1868% | 1.77% | -1.962% | 2.575% | -1.765% | -2.134% | 3.609% | -0.5209% | 0.5925% | 0.3016% | 1.195% | -2.164% | 2.371% | 1.72% | 0.5755%
Ratcheted Max Demand | 5.355% | 5.787% | 8.413% | 0% | 0% | 0% | 0% | 2.147% | 0% | 0% | 0% | 1.653% | 0.4515% | 1.998% | 0% | 0% | 0%
Customer Numbers | 1.77% | 1.838% | 1.821% | 2.008% | 2.221% | 1.665% | 1.383% | 1.491% | 1.546% | 2.839% | 2.081% | 2.352% | 2.13% | 1.122% | 3.337% | 2.728% | 2.018%
Circuit Length | 0.3533% | 0.2637% | 1.129% | 0.7639% | -0.4986% | 0.6325% | 0.396% | 0.395% | 0.3637% | 0.2995% | 0.5948% | 0.3874% | 0.5329% | 0.646% | 0.6241% | 0.5915% | 0.5681%
CMOS | 16.66% | -14.93% | 37.72% | -10.7% | -15.88% | 5.144% | 8.537% | 19.27% | -19.71% | -0.7186% | -23.83% | 32.02% | -1.311% | -1.26% | -40.86% | 14.35% | 8.254%
Opex | -11.29% | 1.202% | 9.997% | -1.216% | 0.2488% | 17.3% | 5.675% | -5.867% | 4.938% | -13.84% | 6.513% | 2.428% | -2.252% | -4.543% | 1.762% | 3.179% | 11.43%
O/H Subtransmission Lines | 0.1176% | 0.235% | -0.3279% | 0.02249% | -0.003598% | 0.6956% | -0.09454% | -2.438% | -0.1212% | 2.012% | 1.58% | -0.5491% | 0.1238% | -0.009777% | 0.03812% | 0.7616% | 0.9904%
O/H Distribution Lines | 0.06368% | 0.3136% | -0.3279% | 0.02239% | 0.2661% | 0.1575% | 0.3491% | 0.6967% | 0.09419% | 0.1801% | -0.165% | 0.03609% | 0.05456% | 0.005307% | 0.08587% | 0.09288% | -0.01747%
U/G Subtransmission | 5.096% | 0.8222% | 25.82% | 11.21% | -7.481% | 0% | 0% | 17.74% | 0.2968% | 2.937% | -4.421% | -1.179% | 82.08% | 5.029% | 14.75% | 10.54% | -1.613%
U/G Distribution Cables | 5.126% | 0.8277% | 25.82% | 11.21% | -7.587% | 0.2128% | 5.63% | 4.001% | 7.904% | 4.075% | 6.48% | 4.94% | 5.744% | 7.589% | 5.824% | 3.901% | 4.989%
Transformers | 3.412% | 4.164% | 2.684% | 2.581% | 2.588% | 2.736% | 3.439% | 3.128% | 0.9732% | 2.042% | 2.832% | 2.302% | 1.978% | 3.283% | -0.6113% | 3.43% | 3.017%
9.PCR: Output and input contributions
Year | 2007 | 2008 | 2009 | 2010 | 2011 | 2012 | 2013 | 2014 | 2015 | 2016 | 2017 | 2018 | 2019 | 2020 | 2021 | 2022 | 2023
Energy (GWh) | 0.1462% | 0.2109% | -0.0229% | 0.1857% | -0.2025% | 0.2648% | -0.181% | -0.2203% | 0.37% | -0.05248% | 0.05847% | 0.03238% | 0.1204% | -0.219% | 0.2359% | 0.1729% | 0.0611%
Ratcheted Max Demand | 2.064% | 2.391% | 3.38% | -6.154e-05% | -0.0001887% | -1.006e-05% | -5.735e-05% | 0.8701% | -0.01846% | 0.001438% | -0.01379% | 0.6778% | 0.1744% | 0.7751% | -0.03527% | 0.01234% | 0.02356%
Customer Numbers | 0.3444% | 0.441% | 0.3352% | 0.4649% | 0.5231% | 0.3706% | 0.3102% | 0.3265% | 0.3445% | 0.6188% | 0.4371% | 0.5364% | 0.4595% | 0.227% | 0.6856% | 0.6024% | 0.4705%
Circuit Length | 0.1416% | 0.1411% | 0.4993% | 0.369% | -0.2247% | 0.2972% | 0.1872% | 0.1833% | 0.1703% | 0.138% | 0.2671% | 0.1883% | 0.2437% | 0.2887% | 0.2671% | 0.2765% | 0.2768%
CMOS | -3.01% | 2.755% | -7.742% | 2.436% | 3.273% | -1.027% | -1.665% | -3.892% | 4.033% | 0.1206% | 3.824% | -5.334% | 0.2784% | 0.3029% | 6.709% | -2.321% | -1.492%
Opex | 5.227% | -0.6531% | -4.571% | 0.5953% | -0.1557% | -8.371% | -3.137% | 3.08% | -2.529% | 7.13% | -3.249% | -1.156% | 1.164% | 2.17% | -0.8926% | -1.545% | -5.176%
O/H Subtransmission Lines | -0.003814% | -0.00832% | 0.01166% | -0.0009591% | 0.000257% | -0.0245% | 0.003339% | 0.08126% | 0.002991% | -0.06616% | -0.05211% | 0.01812% | -0.003998% | 0.001171% | -0.0002482% | -0.02554% | -0.03722%
O/H Distribution Lines | -0.008696% | -0.06356% | 0.06664% | -0.006528% | -0.05422% | -0.04057% | -0.07116% | -0.1339% | -0.01703% | -0.0362% | 0.03361% | -0.006481% | -0.01016% | 0.003753% | -0.0103% | -0.0234% | -0.00656%
U/G Subtransmission | -0.003619% | 6.214e-05% | -0.02575% | -0.01101% | 0.007365% | -0.001781% | -0.001418% | -0.01472% | -0.0004081% | -0.002516% | 0.003797% | 0.0009898% | -0.07215% | -0.002013% | -0.009604% | -0.01221% | -0.003767%
U/G Distribution Cables | -0.4373% | -0.01789% | -2.828% | -1.205% | 0.8154% | -0.1198% | -0.6124% | -0.3567% | -0.7829% | -0.4071% | -0.6257% | -0.4766% | -0.555% | -0.6223% | -0.4081% | -0.5215% | -0.758%
Transformers | -0.5653% | -0.7452% | -0.5255% | -0.4313% | -0.4385% | -0.5065% | -0.596% | -0.498% | -0.1614% | -0.3709% | -0.5376% | -0.489% | -0.5109% | -0.7022% | 0.3033% | -0.6025% | -0.6967%
TFP Change | 3.894% | 4.45% | -11.42% | 2.396% | 3.543% | -9.158% | -5.764% | -0.5743% | 1.412% | 7.074% | 0.1463% | -6.008% | 1.289% | 2.223% | 6.845% | -3.987% | -7.338%
| 1 | 1 | 1 | 1 | 1 | 1 | 1 | 1 | 1 | 1 | 1 | 1 | 1 | 1 | 0.5 | 1 | 1
check | 3.894% | 4.45% | -11.42% | 2.396% | 3.543% | -9.158% | -5.764% | -0.5743% | 1.412% | 7.074% | 0.1463% | -6.008% | 1.289% | 2.223% | 6.845% | -3.987% | -7.338%
check | -2.7679e-07 | 1.4961e-07 | -4.4561e-07 | 6.9444e-07 | -7.4356e-07 | -8.6376e-09 | 2.1817e-07 | -1.5511e-07 | -2.251e-07 | 1.2917e-07 | -3.0968e-07 | 5.6414e-07 | -1.4092e-07 | 1.5813e-08 | 1.4255e-07 | -3.8204e-08 | 6.7727e-08
9.PCR: Contributions to TFP growth | bar: 2007 to 2010
Year | 2007: 2006 to 2023; 2008: 2006 to 2012; 2009: 2012 to 2023; 2010: 2022 to 2023
Energy (GWh) | 2007: 0.0565%; 2008: 0.09703%; 2009: 0.03439%; 2010: 0.0611%
Ratcheted Max Demand | 2007: 0.606%; 2008: 1.306%; 2009: 0.2243%; 2010: 0.02356%
Customer Numbers | 2007: 0.441%; 2008: 0.4132%; 2009: 0.4562%; 2010: 0.4705%
Circuit Length | 2007: 0.2183%; 2008: 0.2039%; 2009: 0.2261%; 2010: 0.2768%
CMOS | 2007: -0.1618%; 2008: -0.5526%; 2009: 0.05128%; 2010: -1.492%
Opex | 2007: -0.7099%; 2008: -1.321%; 2009: -0.3763%; 2010: -5.176%
O/H Subtransmission Lines | 2007: -0.006122%; 2008: -0.004281%; 2009: -0.007126%; 2010: -0.03722%
O/H Distribution Lines | 2007: -0.02264%; 2008: -0.01782%; 2009: -0.02526%; 2010: -0.00656%
U/G Subtransmission | 2007: -0.008749%; 2008: -0.005788%; 2009: -0.01036%; 2010: -0.003767%
U/G Distribution Cables | 2007: -0.5834%; 2008: -0.632%; 2009: -0.5569%; 2010: -0.758%
Transformers | 2007: -0.475%; 2008: -0.5354%; 2009: -0.442%; 2010: -0.6967%
TFP Change | 2007: -0.6458%; 2008: -1.049%; 2009: -0.4257%; 2010: -7.338%
10.SAP: Output and input growth rates
Year | 2007 | 2008 | 2009 | 2010 | 2011 | 2012 | 2013 | 2014 | 2015 | 2016 | 2017 | 2018 | 2019 | 2020 | 2021 | 2022 | 2023
Energy (GWh) | 2.738% | 0.7584% | -0.6864% | 2.08% | -2.149% | -2.157% | -0.09529% | -3.747% | -2.49% | 0.122% | -1.366% | -0.5965% | -1.019% | -2.023% | -1.88% | 1.113% | 0.3485%
Ratcheted Max Demand | 0% | 6.801% | 7.574% | 0% | 0% | 0% | 0% | 0% | 0% | 0% | 0% | 0% | 0% | 0% | 0% | 0% | 0%
Customer Numbers | 0.07537% | 0.2158% | 4.182% | 1.523% | 1.093% | 0.964% | 0.4271% | 0.4707% | 0.2548% | 0.5497% | 2.263% | 1.816% | 1.311% | 0.9233% | 0.6797% | 0.853% | 0.8503%
Circuit Length | 0.5827% | 0.5792% | 0.9312% | 0.6717% | -0.01702% | 0.5193% | 0.2673% | 0.2277% | 0.1343% | 0.6859% | 0.1833% | 0.3814% | -0.01453% | 0.1321% | 0.2145% | 0.4432% | 0.3383%
CMOS | 14.24% | -32.75% | 9.296% | 29.59% | -9.961% | -20.78% | 10.09% | 16.13% | -30.12% | 12.19% | 10.84% | -12.15% | 11.88% | -19.02% | 5.991% | 7.93% | 5.893%
Opex | -7.384% | 10.91% | 9.034% | 0.08948% | 21.98% | 3.313% | 5.132% | -0.4842% | 3.824% | -17.6% | 14.14% | -2.034% | 2.573% | -11.52% | 1.937% | 6.595% | 15.12%
O/H Subtransmission Lines | 0.8977% | 0.8898% | 1.545% | 1.912% | -3.242% | 1.212% | 0.3793% | -0.2756% | 1.689% | -0.7819% | 1.435% | 0.7113% | -0.4037% | 0.3698% | 0.6784% | 1.609% | -0.1159%
O/H Distribution Lines | 0.0054% | 0.0053% | 0.09245% | 0.02128% | 0.08296% | -0.506% | 0.04872% | -0.9919% | -2.974% | 0.5867% | -0.009281% | 0.9944% | 0.7386% | 1.324% | -0.2499% | -0.1337% | -0.2319%
U/G Subtransmission | 2.104% | 2.06% | 7.012% | -0.3183% | -11.01% | 12.95% | 0.684% | 2.475% | 3.769% | -0.4489% | -0.06319% | 3.749% | 0.555% | 2.057% | 0.2251% | 1.955% | 0.8758%
U/G Distribution Cables | 3.949% | 3.799% | 4.552% | 3.256% | 2.062% | 2.062% | 1.34% | 1.506% | 1.39% | 2.218% | 1.475% | 1.276% | 2.879% | 2.473% | 11.08% | 1.598% | 2.095%
Transformers | 5.036% | 2.164% | 2.839% | 4.514% | 2.755% | 4.188% | 2.324% | 2.237% | 2.065% | 0.8574% | 0.4389% | 0.972% | 0.342% | 1.082% | 1.083% | 1.466% | 0.9694%
10.SAP: Output and input contributions
Year | 2007 | 2008 | 2009 | 2010 | 2011 | 2012 | 2013 | 2014 | 2015 | 2016 | 2017 | 2018 | 2019 | 2020 | 2021 | 2022 | 2023
Energy (GWh) | 0.2911% | 0.05579% | -0.068% | 0.2315% | -0.2356% | -0.2317% | -0.0077% | -0.3704% | -0.2433% | 0.007035% | -0.1359% | -0.05542% | -0.1034% | -0.1913% | -0.1862% | 0.103% | 0.02811%
Ratcheted Max Demand | -0.08042% | 2.857% | 3.008% | 0.01977% | -0.01619% | -0.0238% | 0.003251% | 0.005492% | -0.01812% | 0.01941% | -0.001065% | -0.008118% | 0.004658% | -0.01069% | 0.001921% | 0.006388% | 0.006818%
Customer Numbers | -0.01723% | 0.1134% | 0.9084% | 0.313% | 0.2553% | 0.221% | 0.08986% | 0.09961% | 0.05657% | 0.1165% | 0.4867% | 0.3813% | 0.2861% | 0.1789% | 0.1473% | 0.1946% | 0.198%
Circuit Length | 0.2489% | 0.3125% | 0.4271% | 0.2992% | 0.0006803% | 0.2463% | 0.1198% | 0.103% | 0.05884% | 0.3145% | 0.08281% | 0.1666% | -0.002681% | 0.05008% | 0.09774% | 0.2066% | 0.1627%
CMOS | -3.021% | 6.255% | -1.61% | -5.829% | 2.286% | 3.411% | -1.49% | -2.59% | 4.447% | -1.553% | -1.754% | 1.909% | -1.828% | 2.794% | -0.8273% | -1.161% | -0.9841%
Opex | 2.268% | -3.271% | -3.042% | 0.06361% | -7.527% | -1.191% | -2.09% | 0.11% | -1.363% | 6.662% | -5.369% | 0.7904% | -0.9873% | 4.378% | -0.7819% | -2.623% | -5.879%
O/H Subtransmission Lines | -0.01952% | -0.01916% | -0.03158% | -0.0399% | 0.06933% | -0.02612% | -0.009529% | 0.004636% | -0.03278% | 0.01447% | -0.02282% | -0.01126% | 0.00653% | -0.005673% | -0.008434% | -0.02292% | -0.003047%
O/H Distribution Lines | 0.002465% | 0.003032% | -0.009844% | 0.003144% | -0.008895% | 0.05814% | 0.001021% | 0.1001% | 0.2846% | -0.04725% | -0.03041% | -0.081% | -0.06609% | -0.1224% | 0.0254% | 0.01163% | 0.02099%
U/G Subtransmission | -0.00784% | -0.007646% | -0.02409% | 0.0008482% | 0.04057% | -0.04684% | -0.003065% | -0.008288% | -0.01212% | 0.003273% | 0.001288% | -0.009094% | -0.001132% | -0.004234% | 0.0007352% | -0.003965% | -0.00388%
U/G Distribution Cables | -0.9022% | -0.8411% | -0.8986% | -0.6959% | -0.4317% | -0.3927% | -0.2687% | -0.259% | -0.2288% | -0.3784% | -0.1988% | -0.201% | -0.4585% | -0.4004% | -1.632% | -0.169% | -0.3157%
Transformers | -1.41% | -0.7444% | -0.9083% | -1.449% | -1.025% | -1.338% | -0.7628% | -0.742% | -0.735% | -0.2097% | -0.3659% | -0.332% | -0.09954% | -0.4194% | -0.3353% | -0.4699% | -0.3471%
TFP Change | -2.648% | 4.714% | -2.25% | -7.083% | -6.593% | 0.6863% | -4.418% | -3.546% | 2.215% | 4.949% | -7.308% | 2.549% | -3.249% | 6.246% | -3.498% | -3.927% | -7.116%
check | -2.648% | 4.714% | -2.25% | -7.083% | -6.593% | 0.6863% | -4.418% | -3.546% | 2.215% | 4.949% | -7.308% | 2.549% | -3.249% | 6.246% | -3.498% | -3.927% | -7.116%
check | 8.4728e-08 | -4.9589e-07 | -1.2061e-07 | -3.1382e-08 | 3.1868e-07 | 2.213e-07 | -2.3447e-07 | 2.9122e-07 | -4.2658e-07 | 2.6761e-07 | 4.7007e-08 | -1.9536e-07 | -2.3933e-08 | -1.6317e-08 | 2.4067e-07 | -3.87e-07 | 5.9945e-07
10.SAP: Contributions to TFP growth | bar: 2007 to 2010
Year | 2007: 2006 to 2023; 2008: 2006 to 2012; 2009: 2012 to 2023; 2010: 2022 to 2023
Energy (GWh) | 2007: -0.06543%; 2008: 0.007184%; 2009: -0.105%; 2010: 0.02811%
Ratcheted Max Demand | 2007: 0.3397%; 2008: 0.9607%; 2009: 0.0009044%; 2010: 0.006818%
Customer Numbers | 2007: 0.237%; 2008: 0.299%; 2009: 0.2032%; 2010: 0.198%
Circuit Length | 2007: 0.1703%; 2008: 0.2558%; 2009: 0.1236%; 2010: 0.1627%
CMOS | 2007: -0.091%; 2008: 0.2484%; 2009: -0.2761%; 2010: -0.9841%
Opex | 2007: -1.168%; 2008: -2.116%; 2009: -0.6503%; 2010: -5.879%
O/H Subtransmission Lines | 2007: -0.009282%; 2008: -0.01116%; 2009: -0.008256%; 2010: -0.003047%
O/H Distribution Lines | 2007: 0.008503%; 2008: 0.008007%; 2009: 0.008773%; 2010: 0.02099%
U/G Subtransmission | 2007: -0.005028%; 2008: -0.0075%; 2009: -0.00368%; 2010: -0.00388%
U/G Distribution Cables | 2007: -0.5101%; 2008: -0.6937%; 2009: -0.41%; 2010: -0.3157%
Transformers | 2007: -0.6878%; 2008: -1.146%; 2009: -0.4381%; 2010: -0.3471%
TFP Change | 2007: -1.781%; 2008: -2.195%; 2009: -1.555%; 2010: -7.116%
11.AND: Output and input growth rates
Year | 2007 | 2008 | 2009 | 2010 | 2011 | 2012 | 2013 | 2014 | 2015 | 2016 | 2017 | 2018 | 2019 | 2020 | 2021 | 2022 | 2023
Energy (GWh) | 1.37% | 5.018% | -1.739% | 2.032% | -3.599% | -0.457% | -1.242% | -0.7138% | 3.152% | -1.656% | 1.489% | -1.351% | 1.156% | -2.619% | 0.1352% | 2.143% | 0.007856%
Ratcheted Max Demand | 4.382% | 6.431% | 6.947% | 0.347% | 0% | 0% | 0% | 0.2706% | 0% | 0.4539% | 0% | 0% | 3.778% | 4.25% | 0% | 0% | 0%
Customer Numbers | 1.829% | 1.763% | 1.747% | 1.103% | 1.376% | 2.125% | 1.866% | 0.5701% | 3.051% | 0.8939% | 3.023% | 0.9743% | 2.732% | 1.881% | 1.894% | 1.566% | 1.737%
Circuit Length | 0.7891% | 0.655% | 1.416% | 0.6003% | 0.5691% | 1.123% | 0.2235% | 0.984% | 0.2126% | 0.7955% | 0.4546% | 0.4619% | 0.8374% | 0.5271% | 0.6317% | 0.4049% | 0.6048%
CMOS | -4.905% | -27.6% | 31.63% | -30.5% | 12.72% | -12.56% | 7.682% | 17.25% | -10.93% | 23.45% | -31.55% | 33.26% | 9.53% | -1.786% | -60.37% | 22.45% | 10.75%
Opex | 16.15% | 8.498% | 12.23% | -2.507% | 1.876% | 7.204% | 5.637% | 2.447% | 6.902% | 6.973% | -13.4% | -9.514% | 2.947% | 4.254% | 3.486% | -2.5% | -4.936%
O/H Subtransmission Lines | 0.5781% | 0.5972% | 2.361% | 2.188% | 0.1089% | 1.428% | -2.591% | 6.491% | -2.993% | 5.005% | -0.495% | -4.405% | -0.1657% | 2.769% | 0.4272% | 1.355% | 2.791%
O/H Distribution Lines | 0.2965% | 0.3341% | 0.3814% | 0.1656% | 0.01522% | 0.9151% | -0.005679% | 0.1955% | -0.1965% | -0.1588% | -0.1668% | -0.3574% | -1.083% | 0.1014% | -0.4495% | -0.2598% | -2.478%
U/G Subtransmission | 3.114% | -3.114% | 1.137% | -0.7915% | 13.16% | 0% | 86.98% | 13.48% | -7.593% | -0.05838% | -0.1399% | 4.789% | 1.415% | 6.06% | -0.029% | -0.9022% | -5.932%
U/G Distribution Cables | 7.495% | 2.983% | 7.044% | 4.077% | 4.378% | 5.718% | 3.511% | 5.095% | 4.939% | 4.983% | 5.676% | 7.139% | 3.675% | 5.039% | 4.136% | 3.078% | 3.08%
Transformers | 6.159% | 1.512% | 10.42% | -1.179% | 4.552% | 0.849% | 2.312% | -0.05317% | 2.665% | 2.975% | 1.066% | 3.072% | 0.3073% | 1.01% | 1.959% | 2.799% | 0.5473%
11.AND: Output and input contributions
Year | 2007 | 2008 | 2009 | 2010 | 2011 | 2012 | 2013 | 2014 | 2015 | 2016 | 2017 | 2018 | 2019 | 2020 | 2021 | 2022 | 2023
Energy (GWh) | 0.1419% | 0.5027% | -0.1687% | 0.1948% | -0.3558% | -0.04508% | -0.1211% | -0.07011% | 0.3071% | -0.1613% | 0.1449% | -0.1312% | 0.1137% | -0.2564% | 0.01772% | 0.2072% | 0.00084%
Ratcheted Max Demand | 1.822% | 2.625% | 2.719% | 0.1414% | -0.0001351% | 0.0007975% | 0.0001294% | 0.104% | -0.0004784% | 0.1768% | -0.004753% | 0.004278% | 1.462% | 1.623% | -0.0811% | 0.0394% | 0.008795%
Customer Numbers | 0.432% | 0.4309% | 0.327% | 0.2995% | 0.2905% | 0.4677% | 0.3951% | 0.119% | 0.642% | 0.1937% | 0.6209% | 0.2266% | 0.5808% | 0.3849% | 0.3407% | 0.3589% | 0.3745%
Circuit Length | 0.393% | 0.3434% | 0.6076% | 0.3185% | 0.2546% | 0.5135% | 0.1004% | 0.4382% | 0.09258% | 0.3615% | 0.1877% | 0.2222% | 0.3764% | 0.2262% | 0.2393% | 0.201% | 0.2754%
CMOS | 0.9846% | 4.511% | -5.295% | 4.894% | -1.91% | 1.579% | -1.113% | -2.368% | 1.409% | -3.277% | 4.242% | -4.458% | -1.407% | 0.4337% | 8.202% | -3.018% | -1.571%
Opex | -6.368% | -3.72% | -5.222% | 1.035% | -0.9501% | -2.887% | -2.485% | -1.051% | -3.079% | -3.102% | 5.998% | 4.122% | -1.218% | -1.936% | -1.797% | 1.424% | 2.083%
O/H Subtransmission Lines | -0.0171% | -0.01128% | -0.05334% | -0.05075% | -0.004149% | -0.03315% | 0.0604% | -0.1683% | 0.08284% | -0.1438% | 0.01002% | 0.1313% | 0.005512% | -0.07222% | 0.0007283% | -0.02528% | -0.0842%
O/H Distribution Lines | -0.07242% | -0.07274% | -0.08503% | -0.03749% | -0.00469% | -0.21% | 0.01767% | -0.06882% | 0.019% | 0.02472% | 0.06216% | 0.08765% | 0.2811% | -0.03605% | 0.09242% | 0.05311% | 0.6461%
U/G Subtransmission | -0.01584% | 0.0009835% | -0.01793% | -0.004803% | -0.01694% | -0.0005171% | -0.1483% | -0.02678% | 0.01921% | 0.005344% | -0.006392% | -0.01427% | -0.001705% | -0.01901% | -0.004769% | 0.01335% | 0.02055%
U/G Distribution Cables | -1.095% | -0.2916% | -0.8385% | -0.4609% | -0.486% | -0.7142% | -0.5111% | -0.6122% | -0.4885% | -0.4803% | -0.5398% | -0.7958% | -0.4427% | -0.417% | -0.2666% | -0.2423% | -0.7899%
Transformers | -1.289% | -0.3409% | -2.141% | 0.2515% | -0.8467% | -0.2542% | -0.4662% | 0.004342% | -0.4836% | -0.4376% | -0.3383% | -0.6441% | -0.0521% | -0.2437% | -0.3904% | -1.291% | 0.0902%
TFP Change | -5.084% | 3.977% | -10.17% | 6.581% | -4.029% | -1.583% | -4.271% | -3.7% | -1.48% | -6.84% | 10.38% | -1.249% | -0.3015% | -0.3119% | 6.353% | -2.28% | 1.054%
| 1 | 1 | 1 | 1 | 1 | 1 | 1 | 1 | 1 | 1 | 1 | 1 | 1 | 1 | 0.5 | 1 | 1
check | -5.084% | 3.977% | -10.17% | 6.581% | -4.029% | -1.583% | -4.271% | -3.7% | -1.48% | -6.84% | 10.38% | -1.249% | -0.3015% | -0.3119% | 6.353% | -2.28% | 1.054%
check | -2.4486e-08 | 5.8366e-09 | 1.0024e-07 | 2.0958e-07 | 1.4229e-07 | -5.3091e-07 | 1.1276e-07 | 3.1682e-07 | -5.4916e-08 | -2.9626e-07 | -2.3403e-07 | -1.6001e-08 | 1.7038e-07 | 1.2883e-07 | -1.2908e-08 | 1.0489e-07 | 1.0915e-07
11.AND: Contributions to TFP growth | bar: 2007 to 2010
Year | 2007: 2006 to 2023; 2008: 2006 to 2012; 2009: 2012 to 2023; 2010: 2022 to 2023
Energy (GWh) | 2007: 0.01889%; 2008: 0.04499%; 2009: 0.004659%; 2010: 0.00084%
Ratcheted Max Demand | 2007: 0.6259%; 2008: 1.218%; 2009: 0.303%; 2010: 0.008795%
Customer Numbers | 2007: 0.3815%; 2008: 0.3746%; 2009: 0.3852%; 2010: 0.3745%
Circuit Length | 2007: 0.303%; 2008: 0.4051%; 2009: 0.2473%; 2010: 0.2754%
CMOS | 2007: 0.1081%; 2008: 0.7939%; 2009: -0.266%; 2010: -1.571%
Opex | 2007: -1.127%; 2008: -3.018%; 2009: -0.09462%; 2010: 2.083%
O/H Subtransmission Lines | 2007: -0.02193%; 2008: -0.02829%; 2009: -0.01845%; 2010: -0.0842%
O/H Distribution Lines | 2007: 0.04098%; 2008: -0.0804%; 2009: 0.1072%; 2010: 0.6461%
U/G Subtransmission | 2007: -0.01281%; 2008: -0.009175%; 2009: -0.0148%; 2010: 0.02055%
U/G Distribution Cables | 2007: -0.5572%; 2008: -0.6477%; 2009: -0.5078%; 2010: -0.7899%
Transformers | 2007: -0.522%; 2008: -0.7702%; 2009: -0.3866%; 2010: 0.0902%
TFP Change | 2007: -0.7621%; 2008: -1.718%; 2009: -0.2409%; 2010: 1.054%
12.TND: Output and input growth rates
Year | 2007 | 2008 | 2009 | 2010 | 2011 | 2012 | 2013 | 2014 | 2015 | 2016 | 2017 | 2018 | 2019 | 2020 | 2021 | 2022 | 2023
Energy (GWh) | -0.7128% | 0.5413% | 3.213% | -0.8942% | -2.234% | -2.895% | -1.642% | -3.252% | 1.783% | 1.367% | -1.199% | 2.364% | 0.6438% | 1.843% | 1.835% | 2.167% | 1.078%
Ratcheted Max Demand | 7.693% | 0.5213% | 0% | 0% | 0% | 0% | 0% | 0% | 0% | 0% | 0% | 0% | 0% | 0% | 0% | 0% | 0%
Customer Numbers | 1.913% | 1.915% | 1.917% | 1.918% | 1.92% | 0.9166% | 0.5288% | 0.3147% | 0.8191% | 0.7973% | 0.8121% | 0.09885% | 0.868% | 1.199% | 1.253% | 1.138% | 1.082%
Circuit Length | 0.0009% | 0% | 0.2717% | 1.697% | 1.811% | 0.8814% | 0.5108% | 0.7138% | 0.591% | 0.2288% | 0.1935% | 0.1857% | 0.4166% | 0.216% | -1.117% | -0.4963% | 0.7317%
CMOS | 28.96% | 3.064% | 15.77% | 3.889% | -36.93% | 14.99% | -14.99% | 30.27% | -26.07% | 7.072% | -8.813% | 14.24% | 1.467% | -3.26% | 7.551% | 12.88% | -12.72%
Opex | -0.1869% | 0.9778% | 10.85% | 17.13% | -3.524% | 10.78% | -25.69% | 1.532% | -19.76% | 8.876% | 28.04% | -3.514% | -8.705% | 5.868% | 4.114% | -0.9778% | -7.637%
O/H Subtransmission Lines | 0% | 0% | 0.668% | 0% | 0% | 0% | 0% | -0.03467% | 0.008049% | -0.1892% | -0.06702% | -0.4475% | -0.5043% | 0.1568% | -1.883% | -0.05052% | -0.2352%
O/H Distribution Lines | 0% | 0% | -0.09497% | 1.923% | 0.9813% | 0.6768% | 0.3366% | 0.5339% | 0.4899% | 0.6501% | 1.122% | 1.757% | 0.8734% | 0.2318% | 0.2726% | -0.2462% | 0.6402%
U/G Subtransmission | 0% | 0% | 37.31% | 0.4619% | 14.95% | 2.74% | -0.3868% | 9.73% | 0.3141% | 5.215% | 1.338% | -1.955% | 0.1403% | 4.415% | -1.506% | -11.52% | -0.06452%
U/G Distribution Cables | 0.0258% | 0% | 0.2742% | 4.008% | 4.062% | 1.319% | 0.6434% | 2.278% | 0.7068% | 0.7291% | 0.4364% | 1.754% | 1.345% | 0.7685% | -0.2051% | 2.463% | 1.86%
Transformers | 3.652% | 4.76% | 4.043% | 4.241% | 4.778% | 2.689% | 0.7852% | 2.108% | 1.422% | 0.5736% | 2.021% | -0.2552% | 2.052% | 1.79% | 1.335% | 1.39% | 2.085%
12.TND: Output and input contributions
Year | 2007 | 2008 | 2009 | 2010 | 2011 | 2012 | 2013 | 2014 | 2015 | 2016 | 2017 | 2018 | 2019 | 2020 | 2021 | 2022 | 2023
Energy (GWh) | -0.07146% | 0.05404% | 0.3398% | -0.09818% | -0.2366% | -0.2915% | -0.1612% | -0.3336% | 0.1877% | 0.1354% | -0.1175% | 0.2291% | 0.06504% | 0.1878% | 0.1886% | 0.227% | 0.1088%
Ratcheted Max Demand | 3.113% | 0.2116% | 0.003632% | -0.002252% | -0.006266% | 0.0008608% | -0.002845% | 0.003092% | -0.003155% | 0.0002469% | -0.0008174% | 0.004881% | 0.0005668% | -0.0004013% | 0.001616% | 0.001975% | -0.001012%
Customer Numbers | 0.3805% | 0.467% | 0.4043% | 0.4433% | 0.4408% | 0.1982% | 0.1155% | 0.06835% | 0.1749% | 0.1716% | 0.172% | 0.03638% | 0.1928% | 0.2616% | 0.2863% | 0.2682% | 0.2326%
Circuit Length | -0.04691% | 0.04391% | 0.08971% | 0.8265% | 0.8703% | 0.404% | 0.2316% | 0.3329% | 0.2587% | 0.105% | 0.08346% | 0.1124% | 0.1971% | 0.09753% | -0.5108% | -0.2254% | 0.3406%
CMOS | -5.727% | -0.6479% | -3.555% | -0.5734% | 7.134% | -2.56% | 2.372% | -5.087% | 4.416% | -1.115% | 1.345% | -2.241% | -0.2802% | 0.6123% | -1.471% | -2.759% | 2.687%
Opex | 0.01857% | -0.3819% | -4.13% | -6.928% | 1.669% | -4.282% | 9.995% | -0.5239% | 7.051% | -2.917% | -11.32% | 1.447% | 3.782% | -2.48% | -2.04% | 0.4189% | 3.516%
O/H Subtransmission Lines | -3.838e-05% | -3.469e-05% | -0.003002% | 0.0003369% | -1.495e-06% | 0.0001326% | -9.16e-05% | 0.0001384% | -0.0002411% | 0.0009396% | 0.0004058% | 0.00168% | 0.001997% | -0.0006567% | 0.006596% | 0.0002071% | 0.001699%
O/H Distribution Lines | -0.009852% | 0.02796% | 0.07915% | -0.5441% | -0.2306% | -0.1826% | -0.08006% | -0.1453% | -0.126% | -0.1751% | -0.2773% | -0.4808% | -0.22% | -0.05531% | -0.02404% | 0.05704% | -0.2578%
U/G Subtransmission | 0.0003511% | 0.006065% | -0.1332% | -0.006309% | -0.05166% | -0.009303% | 0.001444% | -0.03073% | -0.002982% | -0.01332% | 3.764e-05% | 0.004142% | 0.001422% | -0.009724% | 0.007939% | 0.0302% | -0.00223%
U/G Distribution Cables | -0.0428% | 0.02047% | 0.06261% | -0.5214% | -0.4385% | -0.1571% | -0.07451% | -0.2553% | -0.08926% | -0.0645% | -0.02416% | -0.1967% | -0.1283% | -0.04588% | 0.0722% | -0.2272% | -0.2908%
Transformers | -0.7085% | -1.316% | -1.304% | -0.9301% | -1.012% | -0.6106% | -0.1798% | -0.4751% | -0.3769% | -0.1027% | -0.3358% | 0.1781% | -0.6958% | -0.2773% | -0.1624% | -0.2433% | -0.4817%
TFP Change | -3.094% | -1.515% | -8.147% | -8.334% | 8.139% | -7.489% | 12.22% | -6.447% | 11.49% | -3.974% | -10.47% | -0.9045% | 2.917% | -1.71% | -3.645% | -2.451% | 5.853%
check | -3.094% | -1.515% | -8.147% | -8.334% | 8.139% | -7.489% | 12.22% | -6.447% | 11.49% | -3.974% | -10.47% | -0.9045% | 2.917% | -1.71% | -3.645% | -2.452% | 5.853%
check | 2.7045e-07 | -3.858e-07 | 3.1552e-07 | -4.0371e-07 | 3.689e-07 | 1.7688e-07 | 1.7414e-08 | -3.1511e-07 | -2.7061e-07 | 2.8321e-07 | 5.2876e-09 | 6.1502e-08 | -6.1249e-07 | 3.8453e-07 | -1.4924e-07 | 3.9093e-07 | -4.5925e-07
12.TND: Contributions to TFP growth | bar: 2007 to 2010
Year | 2007: 2006 to 2023; 2008: 2006 to 2012; 2009: 2012 to 2023; 2010: 2022 to 2023
Energy (GWh) | 2007: 0.02431%; 2008: -0.05065%; 2009: 0.06521%; 2010: 0.1088%
Ratcheted Max Demand | 2007: 0.1956%; 2008: 0.5535%; 2009: 0.000377%; 2010: -0.001012%
Customer Numbers | 2007: 0.2538%; 2008: 0.389%; 2009: 0.18%; 2010: 0.2326%
Circuit Length | 2007: 0.1889%; 2008: 0.3646%; 2009: 0.09299%; 2010: 0.3406%
CMOS | 2007: -0.4382%; 2008: -0.9882%; 2009: -0.1382%; 2010: 2.687%
Opex | 2007: -0.4179%; 2008: -2.339%; 2009: 0.63%; 2010: 3.516%
O/H Subtransmission Lines | 2007: 0.0005921%; 2008: -0.0004346%; 2009: 0.001152%; 2010: 0.001699%
O/H Distribution Lines | 2007: -0.1556%; 2008: -0.1433%; 2009: -0.1622%; 2010: -0.2578%
U/G Subtransmission | 2007: -0.01223%; 2008: -0.03235%; 2009: -0.001255%; 2010: -0.00223%
U/G Distribution Cables | 2007: -0.1412%; 2008: -0.1795%; 2009: -0.1204%; 2010: -0.2908%
Transformers | 2007: -0.5315%; 2008: -0.9804%; 2009: -0.2866%; 2010: -0.4817%
TFP Change | 2007: -1.033%; 2008: -3.407%; 2009: 0.261%; 2010: 5.853%
13.UED: Output and input growth rates
Year | 2007 | 2008 | 2009 | 2010 | 2011 | 2012 | 2013 | 2014 | 2015 | 2016 | 2017 | 2018 | 2019 | 2020 | 2021 | 2022 | 2023
Energy (GWh) | 0.7227% | -0.9691% | 1.478% | 1.853% | -1.739% | 1.215% | -3.31% | -2.057% | -1.206% | 5.922% | -2.815% | -2.288% | 0.3438% | -2.514% | -0.4003% | 1.38% | 0.2106%
Ratcheted Max Demand | 5.398% | 6.885% | 9.179% | 0% | 0% | 0% | 0% | 0.2744% | 0% | 0% | 0% | 0% | 0% | 0% | 0% | 0% | 0%
Customer Numbers | 0.8972% | 0.9408% | 0.643% | 0.9039% | 1.146% | 1.049% | 1.322% | 0.2946% | 0.9216% | 0.791% | 1.037% | 1.207% | 1.818% | 0.7889% | 0.6384% | 0.6963% | 0.7513%
Circuit Length | 0.7425% | 0.8492% | -0.3599% | 0.849% | 0.6386% | 0.7219% | 0.1333% | -0.08804% | 0.3877% | 0.01751% | 3.561% | 0.2959% | 0.1942% | 0.137% | 0.3916% | 0.166% | 0.1523%
CMOS | 19.12% | 4.175% | -1.217% | -7.179% | 8.386% | 26.51% | -5.37% | 6.079% | -15.25% | -18.49% | -23.12% | 8.511% | -4.52% | -25.55% | -48% | 25.16% | -16.83%
Opex | -5.893% | 0.3844% | 1.703% | 4.33% | 20.32% | 0.6246% | -11.55% | 2.245% | -5.24% | 14.44% | -5.939% | -23.16% | 0.2527% | 4.731% | -0.8635% | 3.043% | 0.8637%
O/H Subtransmission Lines | 0.1775% | 3.38% | -0.9404% | 6.494% | 1.584% | 6.279% | -3.12% | 8.447% | 0.1089% | -1.902% | -0.8006% | 0.8304% | 0.0447% | 1.122% | 0.06921% | -0.2128% | -0.06767%
O/H Distribution Lines | 2.369% | 1.128% | -2.113% | 1.458% | 0.2706% | 1.352% | -0.6208% | -0.5782% | 0.1061% | 0.05857% | 0.1621% | 0.2434% | 0.129% | 0.09962% | 0.4448% | 1.342% | 0.1811%
U/G Subtransmission | 1.653% | 23.94% | -2.532% | 4.132% | 8.807% | 10.45% | -4.348% | -17.82% | -0.02707% | -56.22% | 65.86% | -15.8% | 4.837% | -3.39% | 1.528% | -3.807% | -0.9394%
U/G Distribution Cables | 4.251% | 4.693% | 0.9995% | 4.477% | 4.378% | 1.655% | 4.153% | 2.24% | 3.121% | 2.696% | 3.339% | 1.532% | 2.003% | 2.13% | 1.276% | 2.792% | 1.396%
Transformers | 2.972% | 3.084% | 4.846% | 3.357% | 1.61% | 4.588% | 3.514% | 1.513% | 0.5957% | 1.177% | 2.052% | 2.23% | 1.34% | 0.7726% | 6.547% | 1.284% | 1.687%
13.UED: Output and input contributions
Year | 2007 | 2008 | 2009 | 2010 | 2011 | 2012 | 2013 | 2014 | 2015 | 2016 | 2017 | 2018 | 2019 | 2020 | 2021 | 2022 | 2023
Energy (GWh) | 0.06868% | -0.09076% | 0.1393% | 0.1735% | -0.1626% | 0.1193% | -0.3164% | -0.1952% | -0.1109% | 0.5535% | -0.2631% | -0.2114% | 0.03216% | -0.2282% | -0.0352% | 0.124% | 0.02042%
Ratcheted Max Demand | 1.942% | 2.538% | 3.396% | -0.00204% | 0.002949% | 0.01187% | -0.006929% | 0.1045% | -0.01433% | -0.002999% | -0.01112% | 0.00122% | -0.002615% | -0.009277% | -0.003365% | 0.006415% | -0.004357%
Customer Numbers | 0.17% | 0.1885% | 0.1286% | 0.1857% | 0.2302% | 0.2073% | 0.274% | 0.05994% | 0.1882% | 0.1592% | 0.2043% | 0.2413% | 0.36% | 0.146% | 0.1216% | 0.1459% | 0.1421%
Circuit Length | 0.3034% | 0.3613% | -0.1567% | 0.3671% | 0.271% | 0.3037% | 0.06151% | -0.03912% | 0.1725% | 0.008381% | 1.503% | 0.1262% | 0.07819% | 0.0439% | 0.1578% | 0.07951% | 0.05633%
CMOS | -1.726% | -0.419% | 0.09044% | 0.7153% | -0.8497% | -3.209% | 0.9121% | -0.7392% | 2.056% | 1.715% | 1.859% | -0.6373% | 0.3192% | 1.535% | 2.859% | -1.325% | 0.9218%
Opex | 2.226% | -0.2179% | -0.6192% | -1.595% | -8.224% | -0.1801% | 4.687% | -0.8653% | 2.122% | -5.807% | 2.283% | 8.993% | -0.0895% | -1.6% | 0.4977% | -1.242% | -0.4724%
O/H Subtransmission Lines | 0.01599% | -0.1661% | 0.09124% | -0.4361% | -0.05234% | -0.5003% | 0.2376% | -0.6329% | -0.006038% | 0.1776% | 0.04107% | -0.1028% | -0.001336% | -0.06207% | 0.003514% | -0.0008665% | -0.01758%
O/H Distribution Lines | -0.4772% | -0.2337% | 0.4647% | -0.3206% | -0.0588% | -0.2925% | 0.1341% | 0.122% | -0.02194% | -0.01373% | -0.03319% | -0.05282% | -0.02717% | -0.01557% | -0.08792% | -0.285% | -0.0586%
U/G Subtransmission | -0.01742% | -0.3982% | 0.04226% | -0.07551% | -0.2146% | -0.194% | 0.09508% | 0.3594% | 0.0008405% | 1.028% | -1.207% | 0.3036% | -0.1014% | 0.07016% | -0.0304% | 0.07767% | 0.0236%
U/G Distribution Cables | -0.3493% | -0.4024% | -0.02991% | -0.4418% | -0.4253% | -0.1874% | -0.4022% | -0.2119% | -0.3035% | -0.2108% | -0.3426% | -0.1722% | -0.187% | -0.1376% | -0.09361% | -0.3068% | -0.2106%
Transformers | -0.7617% | -0.7984% | -1.367% | -0.8315% | -0.6338% | -0.7076% | -0.6711% | -0.3079% | -0.1451% | -0.3263% | -0.301% | -0.5927% | -0.3084% | -0.1305% | -1.204% | -0.1122% | -0.6709%
TFP Change | 1.394% | 0.3609% | 2.18% | -2.261% | -10.12% | -4.629% | 5.005% | -2.346% | 3.938% | -2.719% | 3.733% | 7.896% | 0.07208% | -0.3887% | 2.185% | -2.838% | -0.2702%
| 1 | 1 | 1 | 1 | 1 | 1 | 1 | 1 | 1 | 1 | 1 | 1 | 1 | 1 | 0.5 | 1 | 1
check | 1.394% | 0.3608% | 2.18% | -2.261% | -10.12% | -4.629% | 5.005% | -2.346% | 3.938% | -2.719% | 3.733% | 7.896% | 0.07209% | -0.3886% | 2.185% | -2.838% | -0.2703%
check | -5.2377e-07 | 7.8411e-07 | -6.1265e-07 | 2.7458e-07 | 2.1228e-07 | 2.1033e-08 | -2.2868e-07 | -1.133e-07 | -1.3093e-07 | 1.5524e-07 | 1.0759e-07 | -1.9543e-07 | -1.0033e-07 | -2.9704e-07 | 1.2585e-06 | -5.3165e-07 | 4.1196e-07
13.UED: Contributions to TFP growth | bar: 2007 to 2010
Year | 2007: 2006 to 2023; 2008: 2006 to 2012; 2009: 2012 to 2023; 2010: 2022 to 2023
Energy (GWh) | 2007: -0.02252%; 2008: 0.04124%; 2009: -0.0573%; 2010: 0.02042%
Ratcheted Max Demand | 2007: 0.4674%; 2008: 1.315%; 2009: 0.005197%; 2010: -0.004357%
Customer Numbers | 2007: 0.1855%; 2008: 0.185%; 2009: 0.1857%; 2010: 0.1421%
Circuit Length | 2007: 0.2175%; 2008: 0.2416%; 2009: 0.2044%; 2010: 0.05633%
CMOS | 2007: 0.2399%; 2008: -0.8996%; 2009: 0.8614%; 2010: 0.9218%
Opex | 2007: -0.006101%; 2008: -1.435%; 2009: 0.7734%; 2010: -0.4724%
O/H Subtransmission Lines | 2007: -0.08303%; 2008: -0.1746%; 2009: -0.03308%; 2010: -0.01758%
O/H Distribution Lines | 2007: -0.07399%; 2008: -0.153%; 2009: -0.03089%; 2010: -0.0586%
U/G Subtransmission | 2007: -0.01398%; 2008: -0.1429%; 2009: 0.05635%; 2010: 0.0236%
U/G Distribution Cables | 2007: -0.2597%; 2008: -0.306%; 2009: -0.2344%; 2010: -0.2106%
Transformers | 2007: -0.5806%; 2008: -0.85%; 2009: -0.4336%; 2010: -0.6709%
TFP Change | 2007: 0.07034%; 2008: -2.179%; 2009: 1.297%; 2010: -0.2702%
41.ACT: Output and input growth rates
Year | 2007 | 2008 | 2009 | 2010 | 2011 | 2012 | 2013 | 2014 | 2015 | 2016 | 2017 | 2018 | 2019 | 2020 | 2021 | 2022 | 2023
Energy (GWh) | 2.243% | 0.9337% | 0.8956% | 0.8155% | 0.4632% | -0.6465% | 0.4412% | -2.587% | 0.9247% | 0.6997% | 1.309% | -2.151% | 1.194% | -1.091% | -0.1381% | 1.635% | 2.824%
Ratcheted Max Demand | 0% | 0% | 0% | 0% | 0% | 10.76% | 0% | 0% | 4.325% | 0% | 0% | 10.25% | 0% | 0% | 3.93% | 3.11% | 16.72%
Customer Numbers | 1.19% | 1.331% | 1.651% | 2.336% | 2.419% | 2.484% | 2.322% | 0.8175% | 1.742% | 1.696% | 3.465% | 3.113% | 2.805% | 1.988% | 2.51% | 2.069% | 2.044%
Circuit Length | 0.4912% | -0.2133% | 1.666% | 1.68% | 1.878% | 1.598% | 1.453% | 1.222% | 2.212% | 0.8621% | 0.4021% | 0.9556% | 0.9418% | 3.169% | 1.328% | 0.663% | 0.352%
CMOS | 24.75% | -53.51% | 17.18% | -12.41% | 63.87% | -35.89% | -10.11% | -6.01% | 22.14% | 8.249% | 15.29% | -19.84% | 13.5% | 1.609% | 10.72% | 26.64% | -15.17%
Opex | 0.6736% | 6.081% | 0.3782% | 14.35% | 10.63% | 7.042% | 6.566% | 10.56% | -3.775% | -50.19% | 8.135% | 18.8% | -3.736% | -4.883% | -5.616% | 5.415% | -5.204%
O/H Subtransmission Lines | 0% | 0% | 0% | 0% | 0% | 10.99% | 0% | 0.02669% | -0.0327% | 0.4741% | -3.465% | 0.09402% | -0.0001845% | 7.961% | 1.981% | 7.16% | 1.266%
O/H Distribution Lines | -0.3705% | -0.5447% | -0.2852% | 0.0651% | 0.2201% | -1.395% | -0.6376% | -1.087% | -2.557% | 1.133% | 1.442% | 0.6581% | 0.1469% | 0.3442% | 0.112% | 0.4576% | -0.1008%
U/G Subtransmission | 0% | 0% | 0% | 0% | 0% | 0% | 0% | 135% | 0.3665% | -0.3304% | 1.276% | 0.399% | 0% | 1.269% | -0.1255% | 0% | 0.008768%
U/G Distribution Cables | 1.555% | 0.1905% | 3.566% | 3.77% | 3.381% | 3.567% | 3.429% | 3.553% | 3.394% | 0.9376% | 1.144% | 1.141% | 1.492% | 3.058% | 2.178% | 1.2% | 0.8697%
Transformers | 2.288% | 2.047% | 2.686% | 1.681% | 2.661% | 0.647% | 1.957% | 2.825% | 1.414% | 0.8877% | 0.5134% | 1.209% | 3.269% | 1.41% | 1.18% | 0.8482% | 0.04381%
41.ACT: Output and input contributions
Year | 2007 | 2008 | 2009 | 2010 | 2011 | 2012 | 2013 | 2014 | 2015 | 2016 | 2017 | 2018 | 2019 | 2020 | 2021 | 2022 | 2023
Energy (GWh) | 0.1994% | 0.08463% | 0.07948% | 0.07223% | 0.04202% | -0.05816% | 0.03893% | -0.2289% | 0.08153% | 0.0623% | 0.1172% | -0.1923% | 0.1066% | -0.09752% | -0.0124% | 0.1472% | 0.2553%
Ratcheted Max Demand | -0.0272% | 0.05692% | -0.009383% | 0.01808% | -0.04304% | 3.791% | 0.003071% | 0.001% | 1.506% | 0.0006227% | 0.0002547% | 3.597% | 0.008863% | 0.0005081% | 1.386% | 1.165% | 5.944%
Customer Numbers | 0.2135% | 0.2881% | 0.3117% | 0.4553% | 0.4499% | 0.486% | 0.4461% | 0.1565% | 0.3322% | 0.3267% | 0.6698% | 0.5964% | 0.545% | 0.3841% | 0.4865% | 0.4371% | 0.3965%
Circuit Length | 0.1791% | -0.04267% | 0.6684% | 0.6908% | 0.7428% | 0.6598% | 0.5896% | 0.4938% | 0.8968% | 0.3546% | 0.1661% | 0.3846% | 0.3881% | 1.293% | 0.5445% | 0.3172% | 0.142%
CMOS | -1.048% | 1.942% | -0.5374% | 0.3054% | -2.289% | 1.398% | 0.2954% | 0.1704% | -0.6567% | -0.3175% | -0.667% | 0.8528% | -0.5654% | -0.06979% | -0.4705% | -1.745% | 0.8594%
Opex | -0.1183% | -2.624% | -0.3809% | -6.156% | -4.792% | -3.192% | -3.506% | -5.735% | 2.516% | 22.74% | -3.237% | -8.365% | 1.727% | 2.237% | 2.636% | -2.519% | 2.245%
O/H Subtransmission Lines | -0.008049% | -0.008355% | -0.000558% | -0.01612% | 0.01428% | -0.3387% | 0.001502% | 0.002356% | 0.000145% | -0.0191% | 0.1085% | -0.003577% | 0.0005192% | -0.2404% | -0.05074% | -0.1962% | -0.05764%
O/H Distribution Lines | 0.04425% | 0.05913% | 0.02537% | -0.001822% | -0.02369% | 0.16% | 0.06952% | 0.1056% | 0.2619% | -0.08412% | -0.1641% | -0.07617% | -0.01441% | -0.03766% | -0.01215% | -0.04611% | 0.008917%
U/G Subtransmission | -0.001834% | -0.001263% | 0.0003118% | -0.00302% | -0.001482% | -0.001917% | -0.003065% | -0.06139% | 9.099e-05% | -0.002181% | 0.0002175% | 0.001079% | -0.000828% | -0.003474% | 0.001199% | -0.002826% | -0.001071%
U/G Distribution Cables | -0.3578% | -0.06964% | -0.566% | -0.7936% | -0.6192% | -0.6426% | -0.5978% | -0.5417% | -0.5144% | -0.2366% | -0.1627% | -0.129% | -0.2565% | -0.4387% | -0.2578% | -0.151% | -0.3331%
Transformers | -0.5727% | -0.5011% | -0.5811% | -0.4711% | -0.5645% | -0.1316% | -0.4682% | -0.6472% | -0.3605% | -0.3008% | -0.1029% | -0.2546% | -0.7931% | -0.3978% | -0.3064% | -0.1951% | -0.1456%
TFP Change | -1.498% | -0.8171% | -0.9902% | -5.9% | -7.084% | 2.13% | -3.131% | -6.284% | 4.063% | 22.53% | -3.272% | -3.588% | 1.145% | 2.629% | 3.944% | -2.788% | 9.314%
check | -1.498% | -0.8171% | -0.9902% | -5.9% | -7.084% | 2.13% | -3.131% | -6.284% | 4.063% | 22.53% | -3.272% | -3.588% | 1.145% | 2.629% | 3.944% | -2.788% | 9.314%
check | 4.9605e-07 | -7.3626e-08 | -5.2931e-08 | 1.8615e-07 | 1.4428e-07 | -5.1585e-07 | 4.9298e-07 | -2.7502e-07 | -1.7558e-07 | 4.5803e-07 | -3.0689e-07 | 1.6375e-07 | -1.0175e-07 | 1.6187e-07 | -4.5945e-07 | 4.1435e-07 | -2.3228e-07
41.ACT: Contributions to TFP growth | bar: 2007 to 2010
Year | 2007: 2006 to 2023; 2008: 2006 to 2012; 2009: 2012 to 2023; 2010: 2022 to 2023
Energy (GWh) | 2007: 0.04103%; 2008: 0.06993%; 2009: 0.02527%; 2010: 0.2553%
Ratcheted Max Demand | 2007: 1.024%; 2008: 0.6311%; 2009: 1.238%; 2010: 5.944%
Customer Numbers | 2007: 0.4107%; 2008: 0.3674%; 2009: 0.4343%; 2010: 0.3965%
Circuit Length | 2007: 0.4982%; 2008: 0.483%; 2009: 0.5064%; 2010: 0.142%
CMOS | 2007: -0.1496%; 2008: -0.03832%; 2009: -0.2103%; 2010: 0.8594%
Opex | 2007: -0.3836%; 2008: -2.877%; 2009: 0.9766%; 2010: 2.245%
O/H Subtransmission Lines | 2007: -0.04778%; 2008: -0.05959%; 2009: -0.04133%; 2010: -0.05764%
O/H Distribution Lines | 2007: 0.01614%; 2008: 0.04387%; 2009: 0.001019%; 2010: 0.008917%
U/G Subtransmission | 2007: -0.004791%; 2008: -0.001534%; 2009: -0.006568%; 2010: -0.001071%
U/G Distribution Cables | 2007: -0.3923%; 2008: -0.5082%; 2009: -0.329%; 2010: -0.3331%
Transformers | 2007: -0.3997%; 2008: -0.4704%; 2009: -0.3611%; 2010: -0.1456%
TFP Change | 2007: 0.6118%; 2008: -2.36%; 2009: 2.233%; 2010: 9.314%
42.NSW: Output and input growth rates
Year | 2007 | 2008 | 2009 | 2010 | 2011 | 2012 | 2013 | 2014 | 2015 | 2016 | 2017 | 2018 | 2019 | 2020 | 2021 | 2022 | 2023
Energy (GWh) | 1.036% | 1.336% | -0.7428% | -0.3441% | -0.05599% | -3.926% | -5.474% | -2.671% | 1.563% | 1.009% | 0.3608% | -0.3921% | 0.6468% | -1.87% | -0.5243% | -0.4047% | 1.296%
Ratcheted Max Demand | 0.9055% | 1.358% | 2.503% | 0.006769% | 2.592% | 0% | 0% | 2.8% | 0% | 0% | 1.321% | 0% | 0.4542% | 0% | 0% | 0.3511% | 0%
Customer Numbers | 0.9891% | 0.9965% | 0.84% | 0.6625% | 0.9046% | 0.7625% | 1.032% | 1.366% | 1.354% | 1.232% | 1.331% | 1.544% | 1.406% | 1.262% | 1.052% | 0.9128% | 0.7695%
Circuit Length | -3.598% | -1.081% | 0.9398% | 0.5373% | 1.077% | 0.3679% | 0.4075% | 0.3065% | 0.3296% | 0.3944% | 0.3214% | 0.3154% | 0.4539% | 0.3203% | 0.2953% | 0.344% | 0.3099%
CMOS | -14.39% | 5.927% | 11.01% | -26.63% | 10.48% | 3.404% | -2.269% | -11.56% | 10.52% | 0.4863% | 4.142% | -8.529% | 10.84% | 11.49% | -18.84% | 10.13% | -8.719%
Opex | 0.6054% | 23.61% | -9.423% | 8.212% | -0.7539% | 13.7% | -17.11% | 5.791% | 2.55% | -10.9% | -9.276% | -6.93% | 2.873% | -9.39% | -2.58% | -6.851% | 6.709%
O/H Subtransmission Lines | -0.9937% | -1.048% | 0.725% | 1.641% | 0.453% | -0.08587% | 3.353% | -0.6137% | 2.86% | 0.4856% | 0.8257% | -2.786% | 0.264% | -0.2998% | -0.798% | -0.5435% | 0.2286%
O/H Distribution Lines | -6.977% | 0.4453% | 0.3666% | 0.2118% | 0.3802% | 0.1659% | 0.09007% | 0.3805% | 0.2317% | 0.2872% | 0.4505% | 0.2855% | 1.23% | -1.043% | 0.3168% | 1.222% | 0.2466%
U/G Subtransmission | 0.8491% | -1.636% | -1.01% | 2.673% | 2.464% | 4.402% | 4.352% | 6.44% | -5.561% | 4.185% | 2.723% | -2.543% | -1.083% | 3.876% | -0.7278% | 1.589% | -3.739%
U/G Distribution Cables | 5.708% | -4.339% | 3.596% | 3.409% | 4.695% | 4.406% | 3.294% | 3.091% | 2.291% | 2.35% | 2.458% | 2.221% | 2.34% | 2.207% | 2.19% | 1.909% | 1.608%
Transformers | 5.539% | 4.391% | 3.815% | 4.453% | 1.547% | 3.128% | 2.785% | 2.663% | 1.248% | 1.517% | -1.503% | 1.27% | 1.117% | 1.193% | 0.8755% | -1.803% | 1.308%
42.NSW: Output and input contributions
Year | 2007 | 2008 | 2009 | 2010 | 2011 | 2012 | 2013 | 2014 | 2015 | 2016 | 2017 | 2018 | 2019 | 2020 | 2021 | 2022 | 2023
Energy (GWh) | 0.09679% | 0.1342% | -0.07203% | -0.0536% | -0.007144% | -0.3841% | -0.5271% | -0.2544% | 0.147% | 0.09218% | 0.0355% | -0.0374% | 0.06154% | -0.1885% | -0.04567% | -0.04357% | 0.1282%
Ratcheted Max Demand | 0.3998% | 0.5334% | 0.9819% | 0.0425% | 0.9966% | 0.002404% | 0.002761% | 1.054% | 0.004551% | 0.01221% | 0.5076% | -0.003921% | 0.1832% | 0.01746% | -0.01933% | 0.1473% | -0.001142%
Customer Numbers | 0.239% | 0.2145% | 0.1772% | 0.1773% | 0.1932% | 0.1657% | 0.2199% | 0.2837% | 0.2795% | 0.2605% | 0.2807% | 0.323% | 0.3032% | 0.285% | 0.2027% | 0.2074% | 0.1624%
Circuit Length | -1.648% | -0.4947% | 0.425% | 0.2777% | 0.4814% | 0.1663% | 0.1816% | 0.1344% | 0.1441% | 0.177% | 0.1432% | 0.139% | 0.2064% | 0.1539% | 0.1201% | 0.1626% | 0.1386%
CMOS | 2.567% | -0.992% | -1.901% | 4.118% | -1.457% | -0.4571% | 0.2706% | 1.312% | -1.18% | -0.01155% | -0.5794% | 1.164% | -1.5% | -1.861% | 2.906% | -1.494% | 1.309%
Opex | -0.244% | -10.48% | 4.412% | -3.556% | 0.5795% | -5.765% | 7.16% | -2.547% | -1.111% | 4.593% | 3.875% | 2.815% | -1.158% | 3.997% | 1.426% | 2.701% | -3.376%
O/H Subtransmission Lines | 0.04378% | 0.03913% | -0.02179% | -0.08816% | -0.01647% | 0.002536% | -0.148% | 0.02809% | -0.128% | -0.02082% | -0.03925% | 0.1205% | -0.01168% | 0.01135% | 0.04091% | 0.02479% | -0.01143%
O/H Distribution Lines | 0.6906% | -0.05066% | -0.02454% | -0.02064% | -0.0345% | -0.01858% | -0.008142% | -0.04194% | -0.02232% | -0.02994% | -0.047% | -0.03156% | -0.1346% | 0.1128% | -0.02738% | -0.1302% | -0.05185%
U/G Subtransmission | -0.02997% | 0.03402% | 0.03884% | -0.09454% | -0.05375% | -0.1296% | -0.1319% | -0.1966% | 0.1658% | -0.1383% | -0.09181% | 0.07097% | 0.03903% | -0.136% | 0.03828% | -0.05492% | 0.1205%
U/G Distribution Cables | -0.6509% | 0.3825% | -0.2531% | -0.4232% | -0.4662% | -0.4857% | -0.3689% | -0.3359% | -0.2597% | -0.2538% | -0.3006% | -0.255% | -0.2651% | -0.2695% | -0.1404% | -0.217% | -0.3109%
Transformers | -1.527% | -1.343% | -0.8725% | -1.32% | -0.4097% | -0.9569% | -0.8403% | -0.8026% | -0.2848% | -0.4519% | 0.4135% | -0.3445% | -0.3001% | -0.2249% | -0.23% | 0.4163% | -0.4461%
TFP Change | -0.06407% | -12.02% | 2.889% | -0.9405% | -0.1939% | -7.86% | 5.811% | -1.365% | -2.245% | 4.228% | 4.197% | 3.96% | -2.577% | 1.898% | 4.272% | 1.721% | -2.338%
check | -0.06409% | -12.02% | 2.889% | -0.9405% | -0.1939% | -7.86% | 5.811% | -1.365% | -2.245% | 4.228% | 4.197% | 3.96% | -2.577% | 1.898% | 4.272% | 1.721% | -2.338%
check | 2.1573e-07 | -4.7444e-07 | 5.7744e-07 | 1.2344e-07 | -5.1247e-08 | -7.1204e-07 | 1.7074e-07 | 5.4221e-07 | 9.07e-08 | -3.0927e-07 | -5.6221e-07 | 3.6807e-07 | -7.8173e-08 | -2.52e-07 | 4.5097e-07 | -3.1123e-07 | -7.904e-08
42.NSW: Contributions to TFP growth | bar: 2007 to 2010
Year | 2007: 2006 to 2023; 2008: 2006 to 2012; 2009: 2012 to 2023; 2010: 2022 to 2023
Energy (GWh) | 2007: -0.054%; 2008: -0.04764%; 2009: -0.05747%; 2010: 0.1282%
Ratcheted Max Demand | 2007: 0.286%; 2008: 0.4928%; 2009: 0.1732%; 2010: -0.001142%
Customer Numbers | 2007: 0.2338%; 2008: 0.1945%; 2009: 0.2553%; 2010: 0.1624%
Circuit Length | 2007: 0.05341%; 2008: -0.1321%; 2009: 0.1546%; 2010: 0.1386%
CMOS | 2007: 0.1303%; 2008: 0.3129%; 2009: 0.03062%; 2010: 1.309%
Opex | 2007: 0.1955%; 2008: -2.509%; 2009: 1.671%; 2010: -3.376%
O/H Subtransmission Lines | 2007: -0.01027%; 2008: -0.006829%; 2009: -0.01214%; 2010: -0.01143%
O/H Distribution Lines | 2007: 0.007619%; 2008: 0.09028%; 2009: -0.03747%; 2010: -0.05185%
U/G Subtransmission | 2007: -0.03235%; 2008: -0.03917%; 2009: -0.02863%; 2010: 0.1205%
U/G Distribution Cables | 2007: -0.2867%; 2008: -0.3161%; 2009: -0.2706%; 2010: -0.3109%
Transformers | 2007: -0.5603%; 2008: -1.072%; 2009: -0.2814%; 2010: -0.4461%
TFP Change | 2007: -0.03699%; 2008: -3.032%; 2009: 1.597%; 2010: -2.338%
43.VIC: Output and input growth rates
Year | 2007 | 2008 | 2009 | 2010 | 2011 | 2012 | 2013 | 2014 | 2015 | 2016 | 2017 | 2018 | 2019 | 2020 | 2021 | 2022 | 2023
Energy (GWh) | 1.432% | 1.782% | -0.4234% | 1.848% | -2.074% | 0.7239% | -2.082% | -1.72% | 1.75% | 0.5206% | 0.1969% | -1.069% | 0.6719% | -3.873% | 0.3663% | 2.062% | 1.019%
Ratcheted Max Demand | 4.946% | 5.997% | 7.085% | 0.07412% | 0% | 0% | 0% | 0.723% | 0% | 0.09688% | 0.3191% | 1.006% | 1.003% | 1.903% | 0% | 0% | 0%
Customer Numbers | 1.585% | 1.426% | 1.295% | 1.369% | 1.299% | 1.609% | 1.564% | 0.971% | 1.709% | 1.742% | 1.955% | 1.531% | 2.012% | 1.235% | 1.762% | 1.547% | 1.382%
Circuit Length | 0.6265% | 0.462% | 1.067% | 0.7191% | 0.1551% | 0.8033% | 0.3434% | 0.6182% | 0.3687% | 0.4693% | 0.8576% | 0.4729% | 0.612% | 0.5689% | 0.6536% | 0.488% | 0.5636%
CMOS | 5.902% | -16.11% | 27.88% | -16.71% | -2.106% | 2.944% | 5.627% | 15.15% | -16.16% | 5.687% | -25.59% | 27.5% | 3.379% | -2.667% | -48.32% | 17.15% | 5.682%
Opex | 0.1851% | 0.2083% | 9.61% | 1.915% | 5.439% | 11.47% | 0.5951% | -0.7104% | 2.34% | 1.453% | -3.198% | -7.995% | 1.131% | -1.187% | -2.905% | 0.6673% | 3.789%
O/H Subtransmission Lines | 0.2813% | 0.7285% | 0.794% | 1.643% | 0.2219% | 1.795% | -1.147% | 1.968% | -0.8242% | 1.995% | 0.3463% | -0.1874% | -0.04514% | 0.8963% | 0.07772% | 0.649% | 1.159%
O/H Distribution Lines | 0.3443% | 0.3955% | -0.3093% | 0.1739% | 0.1669% | 0.3973% | 0.1404% | 0.4581% | 0.01533% | 0.105% | -0.1072% | -0.04952% | -0.1228% | -0.05581% | 0.09332% | 0.1322% | -0.5558%
U/G Subtransmission | -0.0491% | 3.777% | 1.566% | 1.769% | -0.2284% | 14.43% | 5.751% | 2.308% | 0.354% | 2.115% | 4.764% | 4.055% | 7.896% | 10.34% | 5.095% | 2.086% | 0.1701%
U/G Distribution Cables | 5.552% | 3.636% | 8.603% | 5.564% | 2.095% | 2.927% | 3.855% | 4.159% | 5.032% | 3.633% | 4.571% | 4.827% | 3.364% | 4.36% | 3.953% | 2.908% | 3.345%
Transformers | 3.238% | 3.46% | 4.79% | 1.618% | 3.286% | 2.293% | 2.703% | 1.816% | 1.678% | 1.876% | 1.557% | 2.125% | 1.382% | 2.017% | 1.154% | 2.254% | 1.641%
43.VIC: Output and input contributions
Year | 2007 | 2008 | 2009 | 2010 | 2011 | 2012 | 2013 | 2014 | 2015 | 2016 | 2017 | 2018 | 2019 | 2020 | 2021 | 2022 | 2023
Energy (GWh) | 0.1397% | 0.1728% | -0.03855% | 0.1789% | -0.2032% | 0.07009% | -0.2021% | -0.167% | 0.1698% | 0.05007% | 0.01801% | -0.1019% | 0.06452% | -0.3697% | 0.0387% | 0.1948% | 0.0972%
Ratcheted Max Demand | 1.882% | 2.329% | 2.708% | 0.02665% | -0.0009407% | -0.0002834% | -0.0007087% | 0.2769% | -0.006578% | 0.03893% | 0.1122% | 0.3883% | 0.3776% | 0.7061% | -0.02436% | 0.01267% | 0.005254%
Customer Numbers | 0.3264% | 0.3174% | 0.2421% | 0.3065% | 0.2791% | 0.3387% | 0.3293% | 0.2017% | 0.3572% | 0.3621% | 0.3947% | 0.3279% | 0.4154% | 0.245% | 0.3397% | 0.3308% | 0.2912%
Circuit Length | 0.2726% | 0.2201% | 0.4511% | 0.3333% | 0.07303% | 0.3569% | 0.1533% | 0.2725% | 0.1621% | 0.2063% | 0.3673% | 0.2156% | 0.2668% | 0.2409% | 0.2668% | 0.2216% | 0.2503%
CMOS | -0.8046% | 2.106% | -3.869% | 2.445% | 0.2535% | -0.3978% | -0.7331% | -1.995% | 2.128% | -0.6915% | 2.804% | -3.027% | -0.3892% | 0.3738% | 5.212% | -1.822% | -0.6584%
Opex | -0.0289% | -0.2332% | -3.925% | -0.7773% | -2.337% | -4.976% | -0.4001% | 0.3504% | -1.012% | -0.648% | 1.438% | 3.581% | -0.4761% | 0.4765% | 1.264% | -0.2808% | -1.493%
O/H Subtransmission Lines | -0.007298% | -0.01854% | -0.02746% | -0.05991% | -0.003313% | -0.0706% | 0.04178% | -0.07337% | 0.03172% | -0.07427% | -0.01387% | 0.003256% | 0.002873% | -0.02841% | 0.001956% | -0.02472% | -0.05661%
O/H Distribution Lines | -0.06958% | -0.07815% | 0.0651% | -0.03724% | -0.03324% | -0.08415% | -0.02778% | -0.09398% | -0.007264% | -0.02248% | 0.02575% | 0.008226% | 0.0264% | 0.01529% | -0.01549% | -0.02733% | 0.11%
U/G Subtransmission | 0.001908% | -0.03566% | -0.02215% | -0.02326% | 0.02009% | -0.1938% | -0.07245% | -0.02767% | -0.004272% | -0.02388% | -0.05634% | -0.05019% | -0.0921% | -0.1111% | -0.05352% | -0.02335% | -0.01881%
U/G Distribution Cables | -0.6762% | -0.3553% | -1.078% | -0.7113% | -0.2428% | -0.426% | -0.5104% | -0.4859% | -0.5621% | -0.3862% | -0.5175% | -0.5635% | -0.386% | -0.3957% | -0.3627% | -0.3601% | -0.6359%
Transformers | -0.74% | -0.7394% | -1.058% | -0.3333% | -0.6264% | -0.454% | -0.5019% | -0.3384% | -0.3069% | -0.3628% | -0.3162% | -0.491% | -0.3121% | -0.4507% | -0.1165% | -0.6337% | -0.3719%
TFP Change | 0.2963% | 3.684% | -6.551% | 1.348% | -2.821% | -5.837% | -1.924% | -2.08% | 0.9496% | -1.552% | 4.256% | 0.291% | -0.5018% | 0.7021% | 6.551% | -2.412% | -2.48%
| 1 | 1 | 1 | 1 | 1 | 1 | 1 | 1 | 1 | 1 | 1 | 1 | 1 | 1 | 0.5 | 1 | 1
check | 0.2963% | 3.684% | -6.551% | 1.348% | -2.821% | -5.837% | -1.924% | -2.08% | 0.9496% | -1.552% | 4.256% | 0.291% | -0.5019% | 0.7021% | 6.551% | -2.412% | -2.48%
check | -1.1515e-07 | -3.536e-08 | 3.9653e-07 | -2.3245e-07 | -2.493e-07 | -4.7677e-08 | 1.3442e-07 | -2.2983e-07 | 1.6504e-07 | 2.9236e-07 | -3.8657e-07 | 9.7567e-08 | 4.582e-07 | -1.1587e-08 | 6.4256e-08 | 8.5068e-08 | 9.1158e-08
43.VIC: Contributions to TFP growth | bar: 2007 to 2010
Year | 2007: 2006 to 2023; 2008: 2006 to 2012; 2009: 2012 to 2023; 2010: 2022 to 2023
Energy (GWh) | 2007: 0.006605%; 2008: 0.05328%; 2009: -0.01885%; 2010: 0.0972%
Ratcheted Max Demand | 2007: 0.5194%; 2008: 1.157%; 2009: 0.1715%; 2010: 0.005254%
Customer Numbers | 2007: 0.318%; 2008: 0.3017%; 2009: 0.3268%; 2010: 0.2912%
Circuit Length | 2007: 0.2547%; 2008: 0.2845%; 2009: 0.2385%; 2010: 0.2503%
CMOS | 2007: 0.05503%; 2008: -0.04447%; 2009: 0.1093%; 2010: -0.6584%
Opex | 2007: -0.5575%; 2008: -2.046%; 2009: 0.2545%; 2010: -1.493%
O/H Subtransmission Lines | 2007: -0.02216%; 2008: -0.03119%; 2009: -0.01724%; 2010: -0.05661%
O/H Distribution Lines | 2007: -0.01447%; 2008: -0.03954%; 2009: -0.0007873%; 2010: 0.11%
U/G Subtransmission | 2007: -0.04626%; 2008: -0.04214%; 2009: -0.04851%; 2010: -0.01881%
U/G Distribution Cables | 2007: -0.5092%; 2008: -0.5816%; 2009: -0.4696%; 2010: -0.6359%
Transformers | 2007: -0.4796%; 2008: -0.6585%; 2009: -0.382%; 2010: -0.3719%
TFP Change | 2007: -0.4754%; 2008: -1.647%; 2009: 0.1636%; 2010: -2.48%
44.QLD: Output and input growth rates
Year | 2007 | 2008 | 2009 | 2010 | 2011 | 2012 | 2013 | 2014 | 2015 | 2016 | 2017 | 2018 | 2019 | 2020 | 2021 | 2022 | 2023
Energy (GWh) | 0.5243% | 1.978% | 3.251% | 0.8969% | -4.973% | 0.634% | -1.011% | 0.01096% | 0.739% | 0.2149% | -0.5718% | -0.5245% | 1.227% | -0.6405% | -0.2827% | 1.333% | 1.441%
Ratcheted Max Demand | 6.071% | 5.29% | 2.888% | 5.165% | 0% | 0% | 0% | 0% | 0% | 0% | 0% | 0% | 0% | 0.4476% | 0% | 2.761% | 0%
Customer Numbers | 1.89% | 2.129% | 2.028% | 1.721% | 1.55% | 1.36% | 1.314% | 1.356% | 1.282% | 1.651% | 1.51% | 1.457% | 1.254% | 1.079% | 1.069% | 1.863% | 1.789%
Circuit Length | 1.438% | 0.6876% | 1.025% | 0.7426% | 0.3959% | 0.778% | -1.393% | 0.4767% | 0.8844% | 0.2106% | 0.3847% | -0.003119% | 0.3941% | 0.4962% | 0.5952% | 0.3505% | 0.3089%
CMOS | -35.04% | 18.18% | 5.41% | 0.7723% | -7.253% | -11.38% | -4.874% | -6.699% | 21.2% | -3.163% | -21.35% | 8.977% | 12.38% | 1.575% | -0.03034% | 18.65% | -13.33%
Opex | 0.5817% | 6.861% | -1.004% | -1.029% | 13.51% | 5.841% | -7.988% | -2.886% | 7.178% | -6.926% | -6.984% | 0.8421% | -1.782% | 1.16% | -10.73% | 2.875% | 10.15%
O/H Subtransmission Lines | 2.76% | 0.8809% | 2.637% | 1.564% | 1.276% | 2.439% | -9.31% | 0.7031% | -0.3234% | 0.03194% | 4.343% | 0.2697% | -0.2596% | 1.421% | 0.3779% | 1.365% | 0.1156%
O/H Distribution Lines | 0.7927% | 0.7756% | 0.9258% | 0.5544% | 1.041% | 0.9231% | 0.7277% | 1.247% | 3.358% | -0.5438% | -0.9377% | 1.926% | -1.778% | 0.4671% | 1.038% | 0.4666% | 1.032%
U/G Subtransmission | 13.21% | 14.01% | 5.82% | 6.787% | 8.333% | 1.673% | 5.924% | 2.212% | 3.769% | -0.1666% | 1.94% | 0.08115% | -0.6496% | 4.376% | -0.2835% | -0.6365% | 0.2186%
U/G Distribution Cables | 10.06% | 9.864% | 8.231% | 6.207% | 4.8% | 4.266% | 3.88% | 3.385% | 3.58% | 3.025% | 2.568% | 0.5431% | 2.201% | 1.682% | 1.523% | 1.611% | 1.877%
Transformers | 5.607% | 3.144% | 3.8% | 4.202% | 2.846% | 2.729% | 2.22% | 4.102% | 2.851% | 2.286% | 2.296% | 0.7601% | 0.8108% | 0.4158% | 1.306% | 0.065% | 2.302%
44.QLD: Output and input contributions
Year | 2007 | 2008 | 2009 | 2010 | 2011 | 2012 | 2013 | 2014 | 2015 | 2016 | 2017 | 2018 | 2019 | 2020 | 2021 | 2022 | 2023
Energy (GWh) | 0.06543% | 0.2063% | 0.3418% | 0.09202% | -0.5188% | 0.06493% | -0.1008% | 0.002113% | 0.07278% | 0.02122% | -0.05635% | -0.05275% | 0.1222% | -0.06468% | -0.02938% | 0.1368% | 0.1478%
Ratcheted Max Demand | 2.804% | 2.139% | 1.201% | 2.132% | -0.01876% | -0.01199% | -0.0112% | -0.0085% | 0.003234% | 0.008863% | -0.01171% | 0.007258% | 0.01144% | 0.1788% | 0.009758% | 1.147% | -0.02056%
Customer Numbers | 0.5636% | 0.4526% | 0.4657% | 0.3974% | 0.3716% | 0.3102% | 0.2915% | 0.2927% | 0.2736% | 0.3586% | 0.3142% | 0.3204% | 0.2891% | 0.2369% | 0.2512% | 0.4529% | 0.3747%
Circuit Length | 0.7825% | 0.3123% | 0.4945% | 0.358% | 0.1928% | 0.3609% | -0.6354% | 0.2191% | 0.3986% | 0.09786% | 0.1696% | 0.00232% | 0.1872% | 0.2293% | 0.2849% | 0.1866% | 0.1326%
CMOS | 8.708% | -3.968% | -1.202% | -0.1025% | 1.704% | 2.084% | 0.6788% | 0.8635% | -3.183% | 0.4934% | 3.198% | -1.219% | -1.976% | -0.2784% | -0.006419% | -3.939% | 2.873%
Opex | -0.2206% | -2.924% | 0.394% | 0.4465% | -5.692% | -2.49% | 3.289% | 1.215% | -3.202% | 3.035% | 3.168% | -0.3797% | 0.7991% | -0.4987% | 5.107% | -1.332% | -4.831%
O/H Subtransmission Lines | -0.1813% | -0.05375% | -0.1617% | -0.09888% | -0.08446% | -0.1528% | 0.5801% | -0.05022% | 0.0162% | -0.006816% | -0.2428% | -0.01464% | 0.01447% | -0.07514% | -0.01478% | -0.06938% | -0.0171%
O/H Distribution Lines | -0.1317% | -0.1308% | -0.1251% | -0.1007% | -0.1751% | -0.1399% | -0.1115% | -0.1847% | -0.4905% | 0.09088% | 0.1234% | -0.2917% | 0.2576% | -0.06405% | -0.1387% | -0.07268% | -0.2069%
U/G Subtransmission | -0.2675% | -0.2838% | -0.1015% | -0.1497% | -0.1918% | -0.04099% | -0.1434% | -0.05139% | -0.07663% | 0.01088% | -0.04761% | 0.0001384% | 0.01437% | -0.08574% | 0.02195% | 0.01642% | -0.01251%
U/G Distribution Cables | -0.7233% | -0.6131% | -0.4759% | -0.4603% | -0.3156% | -0.307% | -0.2753% | -0.2298% | -0.248% | -0.1839% | -0.1775% | -0.02663% | -0.1475% | -0.0574% | -0.006885% | -0.08462% | -0.1931%
Transformers | -1.472% | -0.9301% | -0.9722% | -1.108% | -0.7519% | -0.7324% | -0.5969% | -1.072% | -0.7448% | -0.5868% | -0.5448% | -0.1703% | -0.205% | -0.03654% | -0.3574% | 0.02859% | -0.714%
TFP Change | 9.928% | -5.793% | -0.1419% | 1.406% | -5.48% | -1.055% | 2.965% | 0.9959% | -7.181% | 3.339% | 5.892% | -1.825% | -0.6328% | -0.5157% | 5.121% | -3.53% | -2.468%
check | 9.928% | -5.793% | -0.142% | 1.406% | -5.48% | -1.055% | 2.965% | 0.9959% | -7.181% | 3.339% | 5.892% | -1.825% | -0.6327% | -0.5157% | 5.121% | -3.53% | -2.468%
check | 3.5926e-07 | -6.4218e-07 | 5.252e-07 | -2.9139e-07 | 2.479e-07 | 1.693e-07 | -2.8417e-07 | -7.0667e-09 | -4.07e-08 | 6.346e-07 | -5.7385e-07 | 2.6784e-07 | -3.9882e-07 | 1.771e-07 | -8.2405e-08 | -4.0457e-07 | 5.9936e-07
44.QLD: Contributions to TFP growth | bar: 2007 to 2010
Year | 2007: 2006 to 2023; 2008: 2006 to 2012; 2009: 2012 to 2023; 2010: 2022 to 2023
Energy (GWh) | 2007: 0.02651%; 2008: 0.04194%; 2009: 0.01809%; 2010: 0.1478%
Ratcheted Max Demand | 2007: 0.5623%; 2008: 1.374%; 2009: 0.1195%; 2010: -0.02056%
Customer Numbers | 2007: 0.3539%; 2008: 0.4269%; 2009: 0.3142%; 2010: 0.3747%
Circuit Length | 2007: 0.222%; 2008: 0.4168%; 2009: 0.1157%; 2010: 0.1326%
CMOS | 2007: 0.2781%; 2008: 1.204%; 2009: -0.227%; 2010: 2.873%
Opex | 2007: -0.2421%; 2008: -1.748%; 2009: 0.5791%; 2010: -4.831%
O/H Subtransmission Lines | 2007: -0.03606%; 2008: -0.1222%; 2009: 0.0109%; 2010: -0.0171%
O/H Distribution Lines | 2007: -0.1113%; 2008: -0.1339%; 2009: -0.09898%; 2010: -0.2069%
U/G Subtransmission | 2007: -0.08169%; 2008: -0.1725%; 2009: -0.03214%; 2010: -0.01251%
U/G Distribution Cables | 2007: -0.2662%; 2008: -0.4825%; 2009: -0.1482%; 2010: -0.1931%
Transformers | 2007: -0.6451%; 2008: -0.9943%; 2009: -0.4545%; 2010: -0.714%
TFP Change | 2007: 0.0604%; 2008: -0.1892%; 2009: 0.1965%; 2010: -2.468%
45.SA: Output and input growth rates
Year | 2007 | 2008 | 2009 | 2010 | 2011 | 2012 | 2013 | 2014 | 2015 | 2016 | 2017 | 2018 | 2019 | 2020 | 2021 | 2022 | 2023
Energy (GWh) | 2.738% | 0.7584% | -0.6864% | 2.08% | -2.149% | -2.157% | -0.09529% | -3.747% | -2.49% | 0.122% | -1.366% | -0.5965% | -1.019% | -2.023% | -1.88% | 1.113% | 0.3485%
Ratcheted Max Demand | 0% | 6.801% | 7.574% | 0% | 0% | 0% | 0% | 0% | 0% | 0% | 0% | 0% | 0% | 0% | 0% | 0% | 0%
Customer Numbers | 0.07537% | 0.2158% | 4.182% | 1.523% | 1.093% | 0.964% | 0.4271% | 0.4707% | 0.2548% | 0.5497% | 2.263% | 1.816% | 1.311% | 0.9233% | 0.6797% | 0.853% | 0.8503%
Circuit Length | 0.5827% | 0.5792% | 0.9312% | 0.6717% | -0.01702% | 0.5193% | 0.2673% | 0.2277% | 0.1343% | 0.6859% | 0.1833% | 0.3814% | -0.01453% | 0.1321% | 0.2145% | 0.4432% | 0.3383%
CMOS | 14.24% | -32.75% | 9.296% | 29.59% | -9.961% | -20.78% | 10.09% | 16.13% | -30.12% | 12.19% | 10.84% | -12.15% | 11.88% | -19.02% | 5.991% | 7.93% | 5.893%
Opex | -7.384% | 10.91% | 9.034% | 0.08948% | 21.98% | 3.313% | 5.132% | -0.4842% | 3.824% | -17.6% | 14.14% | -2.034% | 2.573% | -11.52% | 1.937% | 6.595% | 15.12%
O/H Subtransmission Lines | 0.8977% | 0.8898% | 1.545% | 1.912% | -3.242% | 1.212% | 0.3793% | -0.2756% | 1.689% | -0.7819% | 1.435% | 0.7113% | -0.4037% | 0.3698% | 0.6784% | 1.609% | -0.1159%
O/H Distribution Lines | 0.0054% | 0.0053% | 0.09245% | 0.02128% | 0.08296% | -0.506% | 0.04872% | -0.9919% | -2.974% | 0.5867% | -0.009281% | 0.9944% | 0.7386% | 1.324% | -0.2499% | -0.1337% | -0.2319%
U/G Subtransmission | 2.104% | 2.06% | 7.012% | -0.3183% | -11.01% | 12.95% | 0.684% | 2.475% | 3.769% | -0.4489% | -0.06319% | 3.749% | 0.555% | 2.057% | 0.2251% | 1.955% | 0.8758%
U/G Distribution Cables | 3.949% | 3.799% | 4.552% | 3.256% | 2.062% | 2.062% | 1.34% | 1.506% | 1.39% | 2.218% | 1.475% | 1.276% | 2.879% | 2.473% | 11.08% | 1.598% | 2.095%
Transformers | 5.036% | 2.164% | 2.839% | 4.514% | 2.755% | 4.188% | 2.324% | 2.237% | 2.065% | 0.8574% | 0.4389% | 0.972% | 0.342% | 1.082% | 1.083% | 1.466% | 0.9694%
45.SA: Output and input contributions
Year | 2007 | 2008 | 2009 | 2010 | 2011 | 2012 | 2013 | 2014 | 2015 | 2016 | 2017 | 2018 | 2019 | 2020 | 2021 | 2022 | 2023
Energy (GWh) | 0.2911% | 0.05579% | -0.068% | 0.2315% | -0.2356% | -0.2317% | -0.0077% | -0.3704% | -0.2433% | 0.007035% | -0.1359% | -0.05542% | -0.1034% | -0.1913% | -0.1862% | 0.103% | 0.02811%
Ratcheted Max Demand | -0.08042% | 2.857% | 3.008% | 0.01977% | -0.01619% | -0.0238% | 0.003251% | 0.005492% | -0.01812% | 0.01941% | -0.001065% | -0.008118% | 0.004658% | -0.01069% | 0.001921% | 0.006388% | 0.006818%
Customer Numbers | -0.01723% | 0.1134% | 0.9084% | 0.313% | 0.2553% | 0.221% | 0.08986% | 0.09961% | 0.05657% | 0.1165% | 0.4867% | 0.3813% | 0.2861% | 0.1789% | 0.1473% | 0.1946% | 0.198%
Circuit Length | 0.2489% | 0.3125% | 0.4271% | 0.2992% | 0.0006803% | 0.2463% | 0.1198% | 0.103% | 0.05884% | 0.3145% | 0.08281% | 0.1666% | -0.002681% | 0.05008% | 0.09774% | 0.2066% | 0.1627%
CMOS | -3.021% | 6.255% | -1.61% | -5.829% | 2.286% | 3.411% | -1.49% | -2.59% | 4.447% | -1.553% | -1.754% | 1.909% | -1.828% | 2.794% | -0.8273% | -1.161% | -0.9841%
Opex | 2.268% | -3.271% | -3.042% | 0.06361% | -7.527% | -1.191% | -2.09% | 0.11% | -1.363% | 6.662% | -5.369% | 0.7904% | -0.9873% | 4.378% | -0.7819% | -2.623% | -5.879%
O/H Subtransmission Lines | -0.01952% | -0.01916% | -0.03158% | -0.0399% | 0.06933% | -0.02612% | -0.009529% | 0.004636% | -0.03278% | 0.01447% | -0.02282% | -0.01126% | 0.00653% | -0.005673% | -0.008434% | -0.02292% | -0.003047%
O/H Distribution Lines | 0.002465% | 0.003032% | -0.009844% | 0.003144% | -0.008895% | 0.05814% | 0.001021% | 0.1001% | 0.2846% | -0.04725% | -0.03041% | -0.081% | -0.06609% | -0.1224% | 0.0254% | 0.01163% | 0.02099%
U/G Subtransmission | -0.00784% | -0.007646% | -0.02409% | 0.0008482% | 0.04057% | -0.04684% | -0.003065% | -0.008288% | -0.01212% | 0.003273% | 0.001288% | -0.009094% | -0.001132% | -0.004234% | 0.0007352% | -0.003965% | -0.00388%
U/G Distribution Cables | -0.9022% | -0.8411% | -0.8986% | -0.6959% | -0.4317% | -0.3927% | -0.2687% | -0.259% | -0.2288% | -0.3784% | -0.1988% | -0.201% | -0.4585% | -0.4004% | -1.632% | -0.169% | -0.3157%
Transformers | -1.41% | -0.7444% | -0.9083% | -1.449% | -1.025% | -1.338% | -0.7628% | -0.742% | -0.735% | -0.2097% | -0.3659% | -0.332% | -0.09954% | -0.4194% | -0.3353% | -0.4699% | -0.3471%
TFP Change | -2.648% | 4.714% | -2.25% | -7.083% | -6.593% | 0.6863% | -4.418% | -3.546% | 2.215% | 4.949% | -7.308% | 2.549% | -3.249% | 6.246% | -3.498% | -3.927% | -7.116%
check | -2.648% | 4.714% | -2.25% | -7.083% | -6.593% | 0.6863% | -4.418% | -3.546% | 2.215% | 4.949% | -7.308% | 2.549% | -3.249% | 6.246% | -3.498% | -3.927% | -7.116%
check | 8.4728e-08 | -4.9589e-07 | -1.2061e-07 | -3.1382e-08 | 3.1868e-07 | 2.213e-07 | -2.3447e-07 | 2.9122e-07 | -4.2658e-07 | 2.6761e-07 | 4.7007e-08 | -1.9536e-07 | -2.3933e-08 | -1.6317e-08 | 2.4067e-07 | -3.87e-07 | 5.9945e-07
45.SA: Contributions to TFP growth | bar: 2007 to 2010
Year | 2007: 2006 to 2023; 2008: 2006 to 2012; 2009: 2012 to 2023; 2010: 2022 to 2023
Energy (GWh) | 2007: -0.06543%; 2008: 0.007184%; 2009: -0.105%; 2010: 0.02811%
Ratcheted Max Demand | 2007: 0.3397%; 2008: 0.9607%; 2009: 0.0009044%; 2010: 0.006818%
Customer Numbers | 2007: 0.237%; 2008: 0.299%; 2009: 0.2032%; 2010: 0.198%
Circuit Length | 2007: 0.1703%; 2008: 0.2558%; 2009: 0.1236%; 2010: 0.1627%
CMOS | 2007: -0.091%; 2008: 0.2484%; 2009: -0.2761%; 2010: -0.9841%
Opex | 2007: -1.168%; 2008: -2.116%; 2009: -0.6503%; 2010: -5.879%
O/H Subtransmission Lines | 2007: -0.009282%; 2008: -0.01116%; 2009: -0.008256%; 2010: -0.003047%
O/H Distribution Lines | 2007: 0.008503%; 2008: 0.008007%; 2009: 0.008773%; 2010: 0.02099%
U/G Subtransmission | 2007: -0.005028%; 2008: -0.0075%; 2009: -0.00368%; 2010: -0.00388%
U/G Distribution Cables | 2007: -0.5101%; 2008: -0.6937%; 2009: -0.41%; 2010: -0.3157%
Transformers | 2007: -0.6878%; 2008: -1.146%; 2009: -0.4381%; 2010: -0.3471%
TFP Change | 2007: -1.781%; 2008: -2.195%; 2009: -1.555%; 2010: -7.116%
46.TAS: Output and input growth rates
Year | 2007 | 2008 | 2009 | 2010 | 2011 | 2012 | 2013 | 2014 | 2015 | 2016 | 2017 | 2018 | 2019 | 2020 | 2021 | 2022 | 2023
Energy (GWh) | -0.7128% | 0.5413% | 3.213% | -0.8942% | -2.234% | -2.895% | -1.642% | -3.252% | 1.783% | 1.367% | -1.199% | 2.364% | 0.6438% | 1.843% | 1.835% | 2.167% | 1.078%
Ratcheted Max Demand | 7.693% | 0.5213% | 0% | 0% | 0% | 0% | 0% | 0% | 0% | 0% | 0% | 0% | 0% | 0% | 0% | 0% | 0%
Customer Numbers | 1.913% | 1.915% | 1.917% | 1.918% | 1.92% | 0.9166% | 0.5288% | 0.3147% | 0.8191% | 0.7973% | 0.8121% | 0.09885% | 0.868% | 1.199% | 1.253% | 1.138% | 1.082%
Circuit Length | 0.0009% | 0% | 0.2717% | 1.697% | 1.811% | 0.8814% | 0.5108% | 0.7138% | 0.591% | 0.2288% | 0.1935% | 0.1857% | 0.4166% | 0.216% | -1.117% | -0.4963% | 0.7317%
CMOS | 28.96% | 3.064% | 15.77% | 3.889% | -36.93% | 14.99% | -14.99% | 30.27% | -26.07% | 7.072% | -8.813% | 14.24% | 1.467% | -3.26% | 7.551% | 12.88% | -12.72%
Opex | -0.1869% | 0.9778% | 10.85% | 17.13% | -3.524% | 10.78% | -25.69% | 1.532% | -19.76% | 8.876% | 28.04% | -3.514% | -8.705% | 5.868% | 4.114% | -0.9778% | -7.637%
O/H Subtransmission Lines | 0% | 0% | 0.668% | 0% | 0% | 0% | 0% | -0.03467% | 0.008049% | -0.1892% | -0.06702% | -0.4475% | -0.5043% | 0.1568% | -1.883% | -0.05052% | -0.2352%
O/H Distribution Lines | 0% | 0% | -0.09497% | 1.923% | 0.9813% | 0.6768% | 0.3366% | 0.5339% | 0.4899% | 0.6501% | 1.122% | 1.757% | 0.8734% | 0.2318% | 0.2726% | -0.2462% | 0.6402%
U/G Subtransmission | 0% | 0% | 37.31% | 0.4619% | 14.95% | 2.74% | -0.3868% | 9.73% | 0.3141% | 5.215% | 1.338% | -1.955% | 0.1403% | 4.415% | -1.506% | -11.52% | -0.06452%
U/G Distribution Cables | 0.0258% | 0% | 0.2742% | 4.008% | 4.062% | 1.319% | 0.6434% | 2.278% | 0.7068% | 0.7291% | 0.4364% | 1.754% | 1.345% | 0.7685% | -0.2051% | 2.463% | 1.86%
Transformers | 3.652% | 4.76% | 4.043% | 4.241% | 4.778% | 2.689% | 0.7852% | 2.108% | 1.422% | 0.5736% | 2.021% | -0.2552% | 2.052% | 1.79% | 1.335% | 1.39% | 2.085%
46.TAS: Output and input contributions
Year | 2007 | 2008 | 2009 | 2010 | 2011 | 2012 | 2013 | 2014 | 2015 | 2016 | 2017 | 2018 | 2019 | 2020 | 2021 | 2022 | 2023
Energy (GWh) | -0.07146% | 0.05404% | 0.3398% | -0.09818% | -0.2366% | -0.2915% | -0.1612% | -0.3336% | 0.1877% | 0.1354% | -0.1175% | 0.2291% | 0.06504% | 0.1878% | 0.1886% | 0.227% | 0.1088%
Ratcheted Max Demand | 3.113% | 0.2116% | 0.003632% | -0.002252% | -0.006266% | 0.0008608% | -0.002845% | 0.003092% | -0.003155% | 0.0002469% | -0.0008174% | 0.004881% | 0.0005668% | -0.0004013% | 0.001616% | 0.001975% | -0.001012%
Customer Numbers | 0.3805% | 0.467% | 0.4043% | 0.4433% | 0.4408% | 0.1982% | 0.1155% | 0.06835% | 0.1749% | 0.1716% | 0.172% | 0.03638% | 0.1928% | 0.2616% | 0.2863% | 0.2682% | 0.2326%
Circuit Length | -0.04691% | 0.04391% | 0.08971% | 0.8265% | 0.8703% | 0.404% | 0.2316% | 0.3329% | 0.2587% | 0.105% | 0.08346% | 0.1124% | 0.1971% | 0.09753% | -0.5108% | -0.2254% | 0.3406%
CMOS | -5.727% | -0.6479% | -3.555% | -0.5734% | 7.134% | -2.56% | 2.372% | -5.087% | 4.416% | -1.115% | 1.345% | -2.241% | -0.2802% | 0.6123% | -1.471% | -2.759% | 2.687%
Opex | 0.01857% | -0.3819% | -4.13% | -6.928% | 1.669% | -4.282% | 9.995% | -0.5239% | 7.051% | -2.917% | -11.32% | 1.447% | 3.782% | -2.48% | -2.04% | 0.4189% | 3.516%
O/H Subtransmission Lines | -3.838e-05% | -3.469e-05% | -0.003002% | 0.0003369% | -1.495e-06% | 0.0001326% | -9.16e-05% | 0.0001384% | -0.0002411% | 0.0009396% | 0.0004058% | 0.00168% | 0.001997% | -0.0006567% | 0.006596% | 0.0002071% | 0.001699%
O/H Distribution Lines | -0.009852% | 0.02796% | 0.07915% | -0.5441% | -0.2306% | -0.1826% | -0.08006% | -0.1453% | -0.126% | -0.1751% | -0.2773% | -0.4808% | -0.22% | -0.05531% | -0.02404% | 0.05704% | -0.2578%
U/G Subtransmission | 0.0003511% | 0.006065% | -0.1332% | -0.006309% | -0.05166% | -0.009303% | 0.001444% | -0.03073% | -0.002982% | -0.01332% | 3.764e-05% | 0.004142% | 0.001422% | -0.009724% | 0.007939% | 0.0302% | -0.00223%
U/G Distribution Cables | -0.0428% | 0.02047% | 0.06261% | -0.5214% | -0.4385% | -0.1571% | -0.07451% | -0.2553% | -0.08926% | -0.0645% | -0.02416% | -0.1967% | -0.1283% | -0.04588% | 0.0722% | -0.2272% | -0.2908%
Transformers | -0.7085% | -1.316% | -1.304% | -0.9301% | -1.012% | -0.6106% | -0.1798% | -0.4751% | -0.3769% | -0.1027% | -0.3358% | 0.1781% | -0.6958% | -0.2773% | -0.1624% | -0.2433% | -0.4817%
TFP Change | -3.094% | -1.515% | -8.147% | -8.334% | 8.139% | -7.489% | 12.22% | -6.447% | 11.49% | -3.974% | -10.47% | -0.9045% | 2.917% | -1.71% | -3.645% | -2.451% | 5.853%
check | -3.094% | -1.515% | -8.147% | -8.334% | 8.139% | -7.489% | 12.22% | -6.447% | 11.49% | -3.974% | -10.47% | -0.9045% | 2.917% | -1.71% | -3.645% | -2.452% | 5.853%
check | 2.7045e-07 | -3.858e-07 | 3.1552e-07 | -4.0371e-07 | 3.689e-07 | 1.7688e-07 | 1.7414e-08 | -3.1511e-07 | -2.7061e-07 | 2.8321e-07 | 5.2876e-09 | 6.1502e-08 | -6.1249e-07 | 3.8453e-07 | -1.4924e-07 | 3.9093e-07 | -4.5925e-07
46.TAS: Contributions to TFP growth | bar: 2007 to 2010
Year | 2007: 2006 to 2023; 2008: 2006 to 2012; 2009: 2012 to 2023; 2010: 2022 to 2023
Energy (GWh) | 2007: 0.02431%; 2008: -0.05065%; 2009: 0.06521%; 2010: 0.1088%
Ratcheted Max Demand | 2007: 0.1956%; 2008: 0.5535%; 2009: 0.000377%; 2010: -0.001012%
Customer Numbers | 2007: 0.2538%; 2008: 0.389%; 2009: 0.18%; 2010: 0.2326%
Circuit Length | 2007: 0.1889%; 2008: 0.3646%; 2009: 0.09299%; 2010: 0.3406%
CMOS | 2007: -0.4382%; 2008: -0.9882%; 2009: -0.1382%; 2010: 2.687%
Opex | 2007: -0.4179%; 2008: -2.339%; 2009: 0.63%; 2010: 3.516%
O/H Subtransmission Lines | 2007: 0.0005921%; 2008: -0.0004346%; 2009: 0.001152%; 2010: 0.001699%
O/H Distribution Lines | 2007: -0.1556%; 2008: -0.1433%; 2009: -0.1622%; 2010: -0.2578%
U/G Subtransmission | 2007: -0.01223%; 2008: -0.03235%; 2009: -0.001255%; 2010: -0.00223%
U/G Distribution Cables | 2007: -0.1412%; 2008: -0.1795%; 2009: -0.1204%; 2010: -0.2908%
Transformers | 2007: -0.5315%; 2008: -0.9804%; 2009: -0.2866%; 2010: -0.4817%
TFP Change | 2007: -1.033%; 2008: -3.407%; 2009: 0.261%; 2010: 5.853%

## Ranking Contrib.
DIND: contributions to TFP growth
| 2006-2023 |  |  | 2006-2012 |  |  | 2012-2023 |  |  | 2022-2023
| Ratcheted Max Demand | 0.428% |  | Ratcheted Max Demand | 0.9036% |  | Opex | 0.8595% |  | CMOS | 0.8573%
| Customer Numbers | 0.288% |  | CMOS | 0.3353% |  | Customer Numbers | 0.2848% |  | Customer Numbers | 0.2558%
| Circuit Length | 0.159% |  | Customer Numbers | 0.2937% |  | Ratcheted Max Demand | 0.1686% |  | Circuit Length | 0.1676%
| CMOS | 0.06199% |  | Circuit Length | 0.1624% |  | Circuit Length | 0.1571% |  | Ratcheted Max Demand | 0.1611%
| Energy (GWh) | -0.01698% |  | Energy (GWh) | 0.004281% |  | O/H Subtransmission Lines | -0.009868% |  | Energy (GWh) | 0.1214%
| O/H Subtransmission Lines | -0.01928% |  | O/H Distribution Lines | -0.008831% |  | U/G Subtransmission | -0.02504% |  | U/G Subtransmission | 0.04261%
| O/H Distribution Lines | -0.02783% |  | O/H Subtransmission Lines | -0.03652% |  | Energy (GWh) | -0.02858% |  | O/H Subtransmission Lines | -0.02119%
| U/G Subtransmission | -0.03647% |  | U/G Subtransmission | -0.05742% |  | O/H Distribution Lines | -0.03819% |  | O/H Distribution Lines | -0.03572%
| Opex | -0.2214% |  | U/G Distribution Cables | -0.4408% |  | CMOS | -0.08708% |  | U/G Distribution Cables | -0.359%
| U/G Distribution Cables | -0.3459% |  | Transformers | -0.9439% |  | U/G Distribution Cables | -0.2941% |  | Transformers | -0.4943%
| Transformers | -0.5757% |  | Opex | -2.203% |  | Transformers | -0.3749% |  | Opex | -3.177%
| TFP Change |  | -0.3066% | TFP Change |  | -1.991% | TFP Change |  | 0.6122% | TFP Change |  | -2.482%
|  | -0.3066% |  |  | -1.991% |  |  | 0.6122% |  |  | -2.482%
States: contributions to TFP growth
| ACT 2022-2023 |  |  | NSW 2022-2023 |  |  | VIC 2022-2023 |  |  | QLD 2022-2023 |  |  | SA 2022-2023 |  |  | TAS 2022-2023
| Ratcheted Max Demand | 5.944% |  | CMOS | 1.309% |  | Customer Numbers | 0.2912% |  | CMOS | 2.873% |  | Customer Numbers | 0.198% |  | Opex | 3.516%
| Opex | 2.245% |  | Customer Numbers | 0.1624% |  | Circuit Length | 0.2503% |  | Customer Numbers | 0.3747% |  | Circuit Length | 0.1627% |  | CMOS | 2.687%
| CMOS | 0.8594% |  | Circuit Length | 0.1386% |  | O/H Distribution Lines | 0.11% |  | Energy (GWh) | 0.1478% |  | Energy (GWh) | 0.02811% |  | Circuit Length | 0.3406%
| Customer Numbers | 0.3965% |  | Energy (GWh) | 0.1282% |  | Energy (GWh) | 0.0972% |  | Circuit Length | 0.1326% |  | O/H Distribution Lines | 0.02099% |  | Customer Numbers | 0.2326%
| Energy (GWh) | 0.2553% |  | U/G Subtransmission | 0.1205% |  | Ratcheted Max Demand | 0.005254% |  | U/G Subtransmission | -0.01251% |  | Ratcheted Max Demand | 0.006818% |  | Energy (GWh) | 0.1088%
| Circuit Length | 0.142% |  | Ratcheted Max Demand | -0.001142% |  | U/G Subtransmission | -0.01881% |  | O/H Subtransmission Lines | -0.0171% |  | O/H Subtransmission Lines | -0.003047% |  | O/H Subtransmission Lines | 0.001699%
| O/H Distribution Lines | 0.008917% |  | O/H Subtransmission Lines | -0.01143% |  | O/H Subtransmission Lines | -0.05661% |  | Ratcheted Max Demand | -0.02056% |  | U/G Subtransmission | -0.00388% |  | Ratcheted Max Demand | -0.001012%
| U/G Subtransmission | -0.001071% |  | O/H Distribution Lines | -0.05185% |  | Transformers | -0.3719% |  | U/G Distribution Cables | -0.1931% |  | U/G Distribution Cables | -0.3157% |  | U/G Subtransmission | -0.00223%
| O/H Subtransmission Lines | -0.05764% |  | U/G Distribution Cables | -0.3109% |  | U/G Distribution Cables | -0.6359% |  | O/H Distribution Lines | -0.2069% |  | Transformers | -0.3471% |  | O/H Distribution Lines | -0.2578%
| Transformers | -0.1456% |  | Transformers | -0.4461% |  | CMOS | -0.6584% |  | Transformers | -0.714% |  | CMOS | -0.9841% |  | U/G Distribution Cables | -0.2908%
| U/G Distribution Cables | -0.3331% |  | Opex | -3.376% |  | Opex | -1.493% |  | Opex | -4.831% |  | Opex | -5.879% |  | Transformers | -0.4817%
| TFP Change |  | 9.314% | TFP Change |  | -2.338% | TFP Change |  | -2.48% | TFP Change |  | -2.468% | TFP Change |  | -7.116% | TFP Change |  | 5.853%
|  | 9.314% |  |  | -2.338% |  |  | -2.48% |  |  | -2.468% |  |  | -7.116% |  |  | 5.853%
DNSPs: contributions to TFP growth
| AGD 2022-2023 |  |  | CIT 2022-2023 |  |  | END 2022-2023 |  |  | ENX 2022-2023 |  |  | ERG 2021-2023
| CMOS | 2.182% |  | Energy (GWh) | 0.2793% |  | CMOS | 2.392% |  | CMOS | 2.133% |  | CMOS | 3.507%
| U/G Subtransmission | 0.3395% |  | Circuit Length | 0.149% |  | Circuit Length | 0.3888% |  | Customer Numbers | 0.4115% |  | Customer Numbers | 0.2621%
| Circuit Length | 0.2065% |  | CMOS | 0.08861% |  | Customer Numbers | 0.2992% |  | Circuit Length | 0.2906% |  | Circuit Length | 0.07091%
| Energy (GWh) | 0.132% |  | Customer Numbers | 0.07654% |  | Energy (GWh) | 0.1004% |  | Energy (GWh) | 0.1871% |  | Energy (GWh) | 0.06763%
| Customer Numbers | 0.1042% |  | O/H Distribution Lines | 0.01997% |  | U/G Subtransmission | 0.03959% |  | O/H Distribution Lines | -0.003378% |  | U/G Subtransmission | -0.0007962%
| Ratcheted Max Demand | -0.001979% |  | Ratcheted Max Demand | 0.0006405% |  | O/H Distribution Lines | 0.02334% |  | Ratcheted Max Demand | -0.01059% |  | Ratcheted Max Demand | -0.0184%
| Transformers | -0.02123% |  | O/H Subtransmission Lines | -0.0002749% |  | O/H Subtransmission Lines | -0.005852% |  | O/H Subtransmission Lines | -0.01836% |  | O/H Subtransmission Lines | -0.02445%
| O/H Subtransmission Lines | -0.0338% |  | U/G Subtransmission | -0.15% |  | Ratcheted Max Demand | -0.01929% |  | U/G Subtransmission | -0.02708% |  | U/G Distribution Cables | -0.08885%
| O/H Distribution Lines | -0.1115% |  | U/G Distribution Cables | -0.2674% |  | U/G Distribution Cables | -0.6101% |  | U/G Distribution Cables | -0.3072% |  | O/H Distribution Lines | -0.3782%
| U/G Distribution Cables | -0.2323% |  | Transformers | -0.2686% |  | Opex | -0.7621% |  | Transformers | -0.3928% |  | Transformers | -1.343%
| Opex | -4.258% |  | Opex | -2.287% |  | Transformers | -1.194% |  | Opex | -3.519% |  | Opex | -6.057%
| TFP Change |  | -1.695% | TFP Change |  | -2.359% | TFP Change |  | 0.6519% | TFP Change |  | -1.257% | TFP Change |  | -4.003%
|  | -1.695% |  |  | -2.359% |  |  | 0.6519% |  |  | -1.257% |  |  | -4.003%
| ESS 2022-2023 |  |  | JEN 2022-2023 |  |  | PCR 2022-2023 |  |  | AND 2022-2023 |  |  | UED 2022-2023
| Energy (GWh) | 0.1662% |  | CMOS | 1.068% |  | Customer Numbers | 0.4705% |  | Opex | 2.083% |  | CMOS | 0.9218%
| Customer Numbers | 0.08645% |  | Circuit Length | 0.4851% |  | Circuit Length | 0.2768% |  | O/H Distribution Lines | 0.6461% |  | Customer Numbers | 0.1421%
| Circuit Length | 0.06711% |  | Energy (GWh) | 0.2499% |  | Energy (GWh) | 0.0611% |  | Customer Numbers | 0.3745% |  | Circuit Length | 0.05633%
| Ratcheted Max Demand | 0.03552% |  | Customer Numbers | 0.2319% |  | Ratcheted Max Demand | 0.02356% |  | Circuit Length | 0.2754% |  | U/G Subtransmission | 0.0236%
| U/G Subtransmission | -0.01421% |  | Ratcheted Max Demand | -0.002919% |  | U/G Subtransmission | -0.003767% |  | Transformers | 0.0902% |  | Energy (GWh) | 0.02042%
| O/H Subtransmission Lines | -0.01696% |  | U/G Subtransmission | -0.01019% |  | O/H Distribution Lines | -0.00656% |  | U/G Subtransmission | 0.02055% |  | Ratcheted Max Demand | -0.004357%
| O/H Distribution Lines | -0.06496% |  | O/H Subtransmission Lines | -0.0137% |  | O/H Subtransmission Lines | -0.03722% |  | Ratcheted Max Demand | 0.008795% |  | O/H Subtransmission Lines | -0.01758%
| U/G Distribution Cables | -0.1319% |  | U/G Distribution Cables | -0.1408% |  | Transformers | -0.6967% |  | Energy (GWh) | 0.00084% |  | O/H Distribution Lines | -0.0586%
| Transformers | -0.3317% |  | O/H Distribution Lines | -0.178% |  | U/G Distribution Cables | -0.758% |  | O/H Subtransmission Lines | -0.0842% |  | U/G Distribution Cables | -0.2106%
| CMOS | -0.5436% |  | Transformers | -0.4181% |  | CMOS | -1.492% |  | U/G Distribution Cables | -0.7899% |  | Opex | -0.4724%
| Opex | -4.075% |  | Opex | -3.23% |  | Opex | -5.176% |  | CMOS | -1.571% |  | Transformers | -0.6709%
| TFP Change |  | -4.823% | TFP Change |  | -1.959% | TFP Change |  | -7.338% | TFP Change |  | 1.054% | TFP Change |  | -0.2702%
|  | -4.823% |  |  | -1.959% |  |  | -7.338% |  |  | 1.054% |  |  | -0.2702%

## Growth Rates Tables
Output and Input Growth Rates by DNSP
IND output & input growth rates
| 2006-2023 | 2006-2012 | 2012-2023 | 2022-2023
Outputs:
Energy (GWh) | -0.1677% | 0.05428% | -0.2901% | 1.222%
Ratcheted Max Demand (MVA) | 1.081% | 2.251% | 0.4364% | 0.4213%
Customer Numbers | 1.328% | 1.308% | 1.339% | 1.214%
Circuit Length (km) | 0.3469% | 0.3448% | 0.348% | 0.376%
CMOS | -0.2107% | -1.947% | 0.7473% | -5.459%
Inputs:
Real Opex ($'000 2006) | 0.5701% | 5.289% | -2.033% | 7.004%
O/H Sub-tran. Lines (MVA-kms) | 0.4417% | 0.8073% | 0.24% | 0.3621%
O/H Distr. Lines (MVA-kms) | 0.1877% | 0.05931% | 0.2585% | 0.09266%
U/G Sub-tran. Lines (MVA-kms) | 1.786% | 2.872% | 1.187% | -2.403%
U/G Sub-tran. Lines (MVA-kms) | 3.202% | 3.988% | 2.768% | 2.192%
Transformers (MVA) | 2.179% | 3.578% | 1.408% | 1.594%
All Capital inputs | 1.725% | 2.551% | 1.27% | 1.031%
Partial productivity:
Output / Real Opex | 0.3397% | -3.59% | 2.508% | -5.441%
Output / OH Sub-tran. Lines | 0.4681% | 0.892% | 0.2343% | 1.201%
Output / OH Distr. Lines | 0.7221% | 1.64% | 0.2157% | 1.47%
Output / UG Sub-tran. Lines | -0.8765% | -1.172% | -0.7132% | 3.966%
Output / UG Distr. Lines | -2.292% | -2.288% | -2.294% | -0.6288%
Output / Transformers | -1.27% | -1.879% | -0.9334% | -0.03083%
Output / Capital | -0.8157% | -0.8514% | -0.796% | 0.5325%
1.EVO output & input growth rates
| 2006-2023 | 2006-2012 | 2012-2023 | 2022-2023
Outputs:
Energy (GWh) | 0.4568% | 0.7842% | 0.2783% | 2.824%
Ratcheted Max Demand (MVA) | 2.888% | 1.793% | 3.485% | 16.72%
Customer Numbers | 2.117% | 1.902% | 2.234% | 2.044%
Circuit Length (km) | 1.215% | 1.183% | 1.233% | 0.352%
CMOS | 3.001% | 0.6667% | 4.274% | -15.17%
Inputs:
Real Opex ($'000 2006) | 0.8956% | 6.526% | -2.176% | -5.204%
O/H Sub-tran. Lines (MVA-kms) | 1.556% | 1.832% | 1.406% | 1.266%
O/H Distr. Lines (MVA-kms) | -0.1411% | -0.385% | -0.008018% | -0.1008%
U/G Sub-tran. Lines (MVA-kms) | 8.109% | 0% | 12.53% | 0.008768%
U/G Sub-tran. Lines (MVA-kms) | 2.26% | 2.672% | 2.036% | 0.8697%
Transformers (MVA) | 1.622% | 2.002% | 1.414% | 0.04381%
All Capital inputs | 1.471% | 1.737% | 1.326% | 0.3385%
Partial productivity:
Output / Real Opex | 0.9282% | -5.013% | 4.169% | 12.8%
Output / OH Sub-tran. Lines | 0.2673% | -0.3191% | 0.5872% | 6.331%
Output / OH Distr. Lines | 1.965% | 1.898% | 2.001% | 7.698%
Output / UG Sub-tran. Lines | -6.286% | 1.513% | -10.54% | 7.588%
Output / UG Distr. Lines | -0.4367% | -1.159% | -0.04286% | 6.728%
Output / Transformers | 0.2022% | -0.4885% | 0.579% | 7.554%
Output / Capital | 0.3527% | -0.2242% | 0.6674% | 7.259%
2.AGD output & input growth rates
| 2006-2023 | 2006-2012 | 2012-2023 | 2022-2023
Outputs:
Energy (GWh) | -1.199% | -0.4347% | -1.616% | 1.357%
Ratcheted Max Demand (MVA) | 0.414% | 1.173% | 0% | 0%
Customer Numbers | 0.8702% | 0.7942% | 0.9116% | 0.5399%
Circuit Length (km) | 0.6034% | 0.7913% | 0.5008% | 0.4975%
CMOS | -1.353% | -0.7547% | -1.679% | -22.34%
Inputs:
Real Opex ($'000 2006) | -2.108% | 4.517% | -5.722% | 9.801%
O/H Sub-tran. Lines (MVA-kms) | -0.2362% | 0.06051% | -0.398% | 0.9567%
O/H Distr. Lines (MVA-kms) | 0.7156% | -0.1831% | 1.206% | 0.8793%
U/G Sub-tran. Lines (MVA-kms) | 0.1069% | 0.425% | -0.0666% | -5.226%
U/G Sub-tran. Lines (MVA-kms) | 1.818% | 2.599% | 1.392% | 0.7828%
Transformers (MVA) | 1.594% | 3.919% | 0.3262% | 0.01869%
All Capital inputs | 1.295% | 2.605% | 0.5802% | -0.1124%
Partial productivity:
Output / Real Opex | 2.73% | -3.514% | 6.135% | -7.178%
Output / OH Sub-tran. Lines | 0.8575% | 0.9426% | 0.8111% | 1.666%
Output / OH Distr. Lines | -0.09426% | 1.186% | -0.7927% | 1.743%
Output / UG Sub-tran. Lines | 0.5144% | 0.578% | 0.4797% | 7.849%
Output / UG Distr. Lines | -1.196% | -1.596% | -0.9785% | 1.84%
Output / Transformers | -0.9729% | -2.916% | 0.08689% | 2.604%
Output / Capital | -0.6734% | -1.601% | -0.1671% | 2.735%
3.CIT output & input growth rates
| 2006-2023 | 2006-2012 | 2012-2023 | 2022-2023
Outputs:
Energy (GWh) | -0.5908% | 0.3044% | -1.102% | 3.15%
Ratcheted Max Demand (MVA) | 0.9791% | 1.654% | 0.5938% | 0%
Customer Numbers | 1.031% | 1.287% | 0.8854% | 0.3971%
Circuit Length (km) | 0.9143% | 1.42% | 0.6254% | 0.3662%
CMOS | -0.8024% | 4.027% | -3.562% | -2.365%
Inputs:
Real Opex ($'000 2006) | 1.74% | 6.279% | -0.853% | 6.153%
O/H Sub-tran. Lines (MVA-kms) | 0.1228% | -0.2553% | 0.339% | 0%
O/H Distr. Lines (MVA-kms) | -0.5532% | -0.2241% | -0.7413% | -0.1639%
U/G Sub-tran. Lines (MVA-kms) | 3.897% | 5.037% | 3.245% | 1.433%
U/G Sub-tran. Lines (MVA-kms) | 1.318% | 3.339% | 0.1623% | 0.7713%
Transformers (MVA) | 1.405% | 2.105% | 1.006% | 0.9042%
All Capital inputs | 1.398% | 2.743% | 0.6293% | 0.7873%
Partial productivity:
Output / Real Opex | -0.8542% | -5.033% | 1.534% | -5.559%
Output / OH Sub-tran. Lines | 0.7633% | 1.501% | 0.3416% | 0.5942%
Output / OH Distr. Lines | 1.439% | 1.47% | 1.422% | 0.758%
Output / UG Sub-tran. Lines | -3.011% | -3.791% | -2.564% | -0.8386%
Output / UG Distr. Lines | -0.4313% | -2.093% | 0.5183% | -0.1772%
Output / Transformers | -0.5193% | -0.8587% | -0.3253% | -0.31%
Output / Capital | -0.5118% | -1.497% | 0.05124% | -0.1932%
4.END output & input growth rates
| 2006-2023 | 2006-2012 | 2012-2023 | 2022-2023
Outputs:
Energy (GWh) | -0.1082% | -0.6827% | 0.2052% | 1.02%
Ratcheted Max Demand (MVA) | 0.8196% | 1.609% | 0.389% | 0%
Customer Numbers | 1.519% | 1.031% | 1.785% | 1.553%
Circuit Length (km) | 1.235% | 1.063% | 1.329% | 0.9774%
CMOS | 0.04927% | -0.008019% | 0.08052% | -15.43%
Inputs:
Real Opex ($'000 2006) | 0.2715% | 4.216% | -1.88% | 1.035%
O/H Sub-tran. Lines (MVA-kms) | -0.07363% | 0.7738% | -0.5359% | -0.08306%
O/H Distr. Lines (MVA-kms) | -0.2213% | 0.02703% | -0.3568% | -0.06675%
U/G Sub-tran. Lines (MVA-kms) | 5.217% | 7.643% | 3.894% | -0.1459%
U/G Sub-tran. Lines (MVA-kms) | 5.108% | 6.553% | 4.32% | 2.594%
Transformers (MVA) | 2.475% | 3.314% | 2.018% | 3.471%
All Capital inputs | 2.661% | 3.662% | 2.115% | 2.249%
Partial productivity:
Output / Real Opex | 0.9183% | -2.9% | 3.001% | 2.126%
Output / OH Sub-tran. Lines | 1.263% | 0.5423% | 1.657% | 3.244%
Output / OH Distr. Lines | 1.411% | 1.289% | 1.478% | 3.228%
Output / UG Sub-tran. Lines | -4.027% | -6.327% | -2.773% | 3.307%
Output / UG Distr. Lines | -3.918% | -5.237% | -3.199% | 0.5668%
Output / Transformers | -1.286% | -1.998% | -0.8972% | -0.3097%
Output / Capital | -1.472% | -2.346% | -0.9943% | 0.9119%
5.ENX output & input growth rates
| 2006-2023 | 2006-2012 | 2012-2023 | 2022-2023
Outputs:
Energy (GWh) | 0.3052% | 0.4718% | 0.2143% | 1.959%
Ratcheted Max Demand (MVA) | 1.632% | 3.769% | 0.4654% | 0%
Customer Numbers | 1.641% | 1.72% | 1.598% | 2.041%
Circuit Length (km) | 1.102% | 1.594% | 0.8342% | 0.6936%
CMOS | -1.729% | -9.816% | 2.683% | -17.92%
Inputs:
Real Opex ($'000 2006) | 2.209% | 6.417% | -0.08613% | 7.852%
O/H Sub-tran. Lines (MVA-kms) | 1.337% | 2.401% | 0.757% | -0.1537%
O/H Distr. Lines (MVA-kms) | 0.1557% | 0.3711% | 0.03816% | -0.006135%
U/G Sub-tran. Lines (MVA-kms) | 3.966% | 8.46% | 1.515% | 0.2415%
U/G Sub-tran. Lines (MVA-kms) | 3.853% | 6.316% | 2.51% | 1.735%
Transformers (MVA) | 2.46% | 4.165% | 1.53% | 0.7662%
All Capital inputs | 2.3% | 4.037% | 1.353% | 0.6892%
Partial productivity:
Output / Real Opex | -0.3844% | -2.395% | 0.7123% | -4.841%
Output / OH Sub-tran. Lines | 0.4876% | 1.621% | -0.1308% | 3.165%
Output / OH Distr. Lines | 1.669% | 3.651% | 0.588% | 3.017%
Output / UG Sub-tran. Lines | -2.141% | -4.438% | -0.8886% | 2.77%
Output / UG Distr. Lines | -2.028% | -2.294% | -1.884% | 1.276%
Output / Transformers | -0.6354% | -0.1427% | -0.9042% | 2.245%
Output / Capital | -0.4752% | -0.01467% | -0.7264% | 2.322%
6.ERG output & input growth rates
| 2006-2023 | 2006-2012 | 2012-2023 | 2022-2023
Outputs:
Energy (GWh) | 0.1642% | 0.2521% | 0.1163% | 0.6367%
Ratcheted Max Demand (MVA) | 0.8462% | 2.397% | 0% | 0%
Customer Numbers | 1.36% | 1.894% | 1.069% | 1.278%
Circuit Length (km) | 0.2386% | 0.6013% | 0.04073% | 0.1691%
CMOS | -0.4751% | -2.302% | 0.5212% | -10.82%
Inputs:
Real Opex ($'000 2006) | -0.7383% | 2.533% | -2.523% | 12.55%
O/H Sub-tran. Lines (MVA-kms) | 0.1791% | 1.67% | -0.634% | 0.289%
O/H Distr. Lines (MVA-kms) | 0.9771% | 1.075% | 0.9239% | 1.511%
U/G Sub-tran. Lines (MVA-kms) | 3.301% | 6.274% | 1.68% | -0.09546%
U/G Sub-tran. Lines (MVA-kms) | 4.5% | 8.944% | 2.076% | 2.133%
Transformers (MVA) | 2.447% | 2.894% | 2.204% | 5.127%
All Capital inputs | 1.701% | 2.387% | 1.327% | 2.938%
Partial productivity:
Output / Real Opex | 1.802% | 0.2267% | 2.662% | -8.66%
Output / OH Sub-tran. Lines | 0.885% | 1.09% | 0.7733% | 3.601%
Output / OH Distr. Lines | 0.08702% | 1.685% | -0.7846% | 2.379%
Output / UG Sub-tran. Lines | -2.237% | -3.514% | -1.541% | 3.985%
Output / UG Distr. Lines | -3.436% | -6.184% | -1.937% | 1.756%
Output / Transformers | -1.383% | -0.134% | -2.064% | -1.237%
Output / Capital | -0.6368% | 0.3728% | -1.187% | 0.9514%
7.ESS output & input growth rates
| 2006-2023 | 2006-2012 | 2012-2023 | 2022-2023
Outputs:
Energy (GWh) | 0.3255% | -0.1561% | 0.5881% | 1.55%
Ratcheted Max Demand (MVA) | 1.289% | 0.7649% | 1.575% | 0%
Customer Numbers | 1.007% | 0.8014% | 1.119% | 0.2991%
Circuit Length (km) | -0.185% | -0.7457% | 0.1209% | 0.1308%
CMOS | -0.7004% | -2.925% | 0.5128% | 2.045%
Inputs:
Real Opex ($'000 2006) | 0.6589% | 8.817% | -3.791% | 7.728%
O/H Sub-tran. Lines (MVA-kms) | 0.684% | -0.258% | 1.198% | -0.05402%
O/H Distr. Lines (MVA-kms) | -0.2568% | -1.254% | 0.2873% | 0.1603%
U/G Sub-tran. Lines (MVA-kms) | 2.739% | -3.639% | 6.218% | 5.297%
U/G Sub-tran. Lines (MVA-kms) | 1.957% | 0.134% | 2.951% | 2.749%
Transformers (MVA) | 2.097% | 4.091% | 1.009% | 1.168%
All Capital inputs | 1.148% | 1.603% | 0.8995% | 0.6589%
Partial productivity:
Output / Real Opex | 0.2818% | -7.782% | 4.68% | -7.917%
Output / OH Sub-tran. Lines | 0.2568% | 1.293% | -0.3086% | -0.1343%
Output / OH Distr. Lines | 1.198% | 2.29% | 0.6019% | -0.3487%
Output / UG Sub-tran. Lines | -1.798% | 4.674% | -5.329% | -5.485%
Output / UG Distr. Lines | -1.016% | 0.9012% | -2.062% | -2.938%
Output / Transformers | -1.156% | -3.056% | -0.1203% | -1.357%
Output / Capital | -0.2072% | -0.5681% | -0.01026% | -0.8473%
8.JEN output & input growth rates
| 2006-2023 | 2006-2012 | 2012-2023 | 2022-2023
Outputs:
Energy (GWh) | 0.1332% | 0.3297% | 0.02087% | 2.728%
Ratcheted Max Demand (MVA) | 1.377% | 3.29% | 0.2831% | 0%
Customer Numbers | 1.554% | 1.082% | 1.824% | 1.195%
Circuit Length (km) | 1.137% | 1.082% | 1.168% | 1.177%
CMOS | -1.887% | -4.211% | -0.559% | -15.88%
Inputs:
Real Opex ($'000 2006) | 0.7923% | 6.136% | -2.261% | 6.817%
O/H Sub-tran. Lines (MVA-kms) | 0.8622% | 0.9531% | 0.8103% | -0.4983%
O/H Distr. Lines (MVA-kms) | 0.2046% | -0.1908% | 0.4305% | 0.4981%
U/G Sub-tran. Lines (MVA-kms) | 3.146% | -0.4069% | 5.176% | 0%
U/G Sub-tran. Lines (MVA-kms) | 4.752% | 4.832% | 4.706% | 4.835%
Transformers (MVA) | 2.561% | 3.281% | 2.15% | 1.477%
All Capital inputs | 1.266% | 1.253% | 1.273% | 0.8172%
Partial productivity:
Output / Real Opex | 0.6741% | -3.822% | 3.243% | -4.785%
Output / OH Sub-tran. Lines | 0.6041% | 1.362% | 0.1713% | 2.53%
Output / OH Distr. Lines | 1.262% | 2.506% | 0.5512% | 1.534%
Output / UG Sub-tran. Lines | -1.679% | 2.722% | -4.194% | 2.032%
Output / UG Distr. Lines | -3.286% | -2.518% | -3.725% | -2.803%
Output / Transformers | -1.095% | -0.9662% | -1.168% | 0.5549%
Output / Capital | 0.2008% | 1.062% | -0.2913% | 1.215%
9.PCR output & input growth rates
| 2006-2023 | 2006-2012 | 2012-2023 | 2022-2023
Outputs:
Energy (GWh) | 0.5032% | 0.9512% | 0.2472% | 0.5755%
Ratcheted Max Demand (MVA) | 1.564% | 3.259% | 0.5952% | 0%
Customer Numbers | 1.981% | 1.887% | 2.034% | 2.018%
Circuit Length (km) | 0.4685% | 0.4406% | 0.4845% | 0.5681%
CMOS | 2.011% | 3.003% | 1.445% | 8.254%
Inputs:
Real Opex ($'000 2006) | 1.502% | 2.708% | 0.8135% | 11.43%
O/H Sub-tran. Lines (MVA-kms) | 0.1826% | 0.1232% | 0.2166% | 0.9904%
O/H Distr. Lines (MVA-kms) | 0.113% | 0.08256% | 0.1304% | -0.01747%
U/G Sub-tran. Lines (MVA-kms) | 9.349% | 5.911% | 11.31% | -1.613%
U/G Sub-tran. Lines (MVA-kms) | 5.683% | 5.935% | 5.54% | 4.989%
Transformers (MVA) | 2.684% | 3.028% | 2.487% | 3.017%
All Capital inputs | 2.129% | 2.26% | 2.054% | 2.069%
Partial productivity:
Output / Real Opex | -0.5455% | -1.241% | -0.1484% | -12.09%
Output / OH Sub-tran. Lines | 0.7743% | 1.344% | 0.4486% | -1.65%
Output / OH Distr. Lines | 0.8439% | 1.385% | 0.5347% | -0.6426%
Output / UG Sub-tran. Lines | -8.392% | -4.444% | -10.65% | 0.9528%
Output / UG Distr. Lines | -4.726% | -4.467% | -4.874% | -5.649%
Output / Transformers | -1.727% | -1.56% | -1.822% | -3.677%
Output / Capital | -1.172% | -0.7924% | -1.389% | -2.729%
10.SAP output & input growth rates
| 2006-2023 | 2006-2012 | 2012-2023 | 2022-2023
Outputs:
Energy (GWh) | -0.65% | 0.09723% | -1.058% | 0.3485%
Ratcheted Max Demand (MVA) | 0.8456% | 2.396% | 0% | 0%
Customer Numbers | 1.085% | 1.342% | 0.9453% | 0.8503%
Circuit Length (km) | 0.3683% | 0.5445% | 0.2721% | 0.3383%
CMOS | 0.5474% | -1.726% | 1.788% | 5.893%
Inputs:
Real Opex ($'000 2006) | 3.272% | 6.323% | 1.608% | 15.12%
O/H Sub-tran. Lines (MVA-kms) | 0.5005% | 0.5358% | 0.4813% | -0.1159%
O/H Distr. Lines (MVA-kms) | -0.07039% | -0.04978% | -0.08164% | -0.2319%
U/G Sub-tran. Lines (MVA-kms) | 1.684% | 2.133% | 1.439% | 0.8758%
U/G Sub-tran. Lines (MVA-kms) | 2.883% | 3.28% | 2.666% | 2.095%
Transformers (MVA) | 2.078% | 3.583% | 1.258% | 0.9694%
All Capital inputs | 1.868% | 2.748% | 1.389% | 0.9976%
Partial productivity:
Output / Real Opex | -2.681% | -4.552% | -1.661% | -15.71%
Output / OH Sub-tran. Lines | 0.09001% | 1.235% | -0.5347% | -0.4725%
Output / OH Distr. Lines | 0.6609% | 1.821% | 0.02824% | -0.3566%
Output / UG Sub-tran. Lines | -1.093% | -0.3616% | -1.493% | -1.464%
Output / UG Distr. Lines | -2.292% | -1.509% | -2.719% | -2.683%
Output / Transformers | -1.488% | -1.812% | -1.311% | -1.558%
Output / Capital | -1.278% | -0.9771% | -1.442% | -1.586%
11.AND output & input growth rates
| 2006-2023 | 2006-2012 | 2012-2023 | 2022-2023
Outputs:
Energy (GWh) | 0.1854% | 0.4376% | 0.04123% | 0.007856%
Ratcheted Max Demand (MVA) | 1.628% | 3.018% | 0.8335% | 0%
Customer Numbers | 1.769% | 1.657% | 1.832% | 1.737%
Circuit Length (km) | 0.6652% | 0.8589% | 0.5545% | 0.6048%
CMOS | 1.134% | -5.201% | 4.754% | 10.75%
Inputs:
Real Opex ($'000 2006) | 2.667% | 7.241% | 0.05285% | -4.936%
O/H Sub-tran. Lines (MVA-kms) | 0.9234% | 1.21% | 0.7595% | 2.791%
O/H Distr. Lines (MVA-kms) | -0.1531% | 0.3513% | -0.4413% | -2.478%
U/G Sub-tran. Lines (MVA-kms) | 6.763% | 2.251% | 9.341% | -5.932%
U/G Sub-tran. Lines (MVA-kms) | 4.847% | 5.282% | 4.598% | 3.08%
Transformers (MVA) | 2.424% | 3.718% | 1.684% | 0.5473%
All Capital inputs | 1.82% | 2.629% | 1.358% | -0.3453%
Partial productivity:
Output / Real Opex | -1.45% | -4.404% | 0.2383% | 4.025%
Output / OH Sub-tran. Lines | 0.2934% | 1.627% | -0.4684% | -3.703%
Output / OH Distr. Lines | 1.37% | 2.485% | 0.7324% | 1.566%
Output / UG Sub-tran. Lines | -5.546% | 0.5857% | -9.05% | 5.021%
Output / UG Distr. Lines | -3.63% | -2.446% | -4.307% | -3.992%
Output / Transformers | -1.207% | -0.8815% | -1.393% | -1.459%
Output / Capital | -0.6032% | 0.2077% | -1.067% | -0.5662%
12.TND output & input growth rates
| 2006-2023 | 2006-2012 | 2012-2023 | 2022-2023
Outputs:
Energy (GWh) | 0.2356% | -0.4969% | 0.6352% | 1.078%
Ratcheted Max Demand (MVA) | 0.4832% | 1.369% | 0% | 0%
Customer Numbers | 1.142% | 1.75% | 0.8101% | 1.082%
Circuit Length (km) | 0.4022% | 0.777% | 0.1977% | 0.7317%
CMOS | 2.197% | 4.956% | 0.6922% | -12.72%
Inputs:
Real Opex ($'000 2006) | 1.069% | 6.005% | -1.623% | -7.637%
O/H Sub-tran. Lines (MVA-kms) | -0.1517% | 0.1113% | -0.2952% | -0.2352%
O/H Distr. Lines (MVA-kms) | 0.5969% | 0.581% | 0.6056% | 0.6402%
U/G Sub-tran. Lines (MVA-kms) | 3.599% | 9.244% | 0.5201% | -0.06452%
U/G Sub-tran. Lines (MVA-kms) | 1.322% | 1.615% | 1.162% | 1.86%
Transformers (MVA) | 2.322% | 4.027% | 1.392% | 2.085%
All Capital inputs | 1.394% | 2.173% | 0.9688% | 1.277%
Partial productivity:
Output / Real Opex | -0.8449% | -5.737% | 1.823% | 11%
Output / OH Sub-tran. Lines | 0.376% | 0.1569% | 0.4955% | 3.603%
Output / OH Distr. Lines | -0.3726% | -0.3128% | -0.4052% | 2.728%
Output / UG Sub-tran. Lines | -3.375% | -8.976% | -0.3197% | 3.432%
Output / UG Distr. Lines | -1.097% | -1.347% | -0.9614% | 1.508%
Output / Transformers | -2.097% | -3.759% | -1.191% | 1.283%
Output / Capital | -1.17% | -1.905% | -0.7685% | 2.091%
13.UED output & input growth rates
| 2006-2023 | 2006-2012 | 2012-2023 | 2022-2023
Outputs:
Energy (GWh) | -0.2408% | 0.4268% | -0.6223% | 0.2106%
Ratcheted Max Demand (MVA) | 1.317% | 3.577% | 0.02613% | 0%
Customer Numbers | 0.941% | 0.93% | 0.9473% | 0.7513%
Circuit Length (km) | 0.5209% | 0.5736% | 0.4908% | 0.1523%
CMOS | -2.643% | 8.298% | -8.895% | -16.83%
Inputs:
Real Opex ($'000 2006) | 0.04358% | 3.578% | -1.976% | 0.8637%
O/H Sub-tran. Lines (MVA-kms) | 1.301% | 2.829% | 0.4272% | -0.06767%
O/H Distr. Lines (MVA-kms) | 0.3522% | 0.7442% | 0.1282% | 0.1811%
U/G Sub-tran. Lines (MVA-kms) | 0.943% | 7.741% | -2.941% | -0.9394%
U/G Sub-tran. Lines (MVA-kms) | 2.818% | 3.409% | 2.48% | 1.396%
Transformers (MVA) | 2.418% | 3.41% | 1.851% | 1.687%
All Capital inputs | 1.608% | 2.654% | 1.01% | 0.924%
Partial productivity:
Output / Real Opex | 0.9832% | -2.695% | 3.085% | 0.2725%
Output / OH Sub-tran. Lines | -0.2738% | -1.946% | 0.6817% | 1.204%
Output / OH Distr. Lines | 0.6746% | 0.1388% | 0.9807% | 0.9551%
Output / UG Sub-tran. Lines | 0.08373% | -6.858% | 4.05% | 2.076%
Output / UG Distr. Lines | -1.791% | -2.526% | -1.371% | -0.2599%
Output / Transformers | -1.391% | -2.527% | -0.7425% | -0.5506%
Output / Capital | -0.5812% | -1.771% | 0.09864% | 0.2123%

## Appendix A Tables - Weights
Table A.1 | Output cost-based weights (industry
Output | Shares of gross revenue (%) | Shares of revenue (%)
Energy throughput | 8.58 | 9.7507
Ratcheted max. demand | 33.76 | 38.3666
Customer numbers | 18.52 | 21.0471
Circuit length | 39.14 | 44.4807
CMOS | -11.6077 | -13.645
Total |  | 100
Table A.2 | Output cost share weights by DNSP (%, average 2006 to 2022)
Output | EVO | AGD | CIT | END | ENX | ERG | ESS
Energy throughput | 8.9253 | 9.4716 | 8.9371 | 9.7579 | 9.5134 | 10.9078 | 10.448
Ratcheted max. demand | 35.1186 | 37.2682 | 35.1651 | 38.3949 | 37.4325 | 42.9194 | 41.1099
Customer numbers | 19.2653 | 20.4445 | 19.2908 | 21.0626 | 20.5347 | 23.5446 | 22.552
Circuit length | 40.7151 | 43.2073 | 40.769 | 44.5135 | 43.3978 | 49.759 | 47.6612
CMOS | -4.0242 | -10.3917 | -4.1619 | -13.7289 | -10.8783 | -27.1308 | -21.7711
Total | 100 | 100 | 100 | 100 | 100 | 100 | 100
Output | JEN | PCR | SAP | AND | TND | UED | Industry*
Energy throughput | 9.2433 | 10.1804 | 10 | 9.863 | 10.1905 | 9.3214 | 9.8788
Ratcheted max. demand | 36.3699 | 40.0571 | 39.3473 | 38.8084 | 40.0969 | 36.6771 | 38.8703
Customer numbers | 19.9517 | 21.9745 | 21.585 | 21.2895 | 21.9963 | 20.1202 | 21.3234
Circuit length | 42.1658 | 46.4406 | 45.6176 | 44.9929 | 46.4868 | 42.5219 | 45.0647
CMOS | -7.7307 | -18.6526 | -16.5499 | -14.9539 | -18.7704 | -8.6405 | -15.1371
Total | 100 | 100 | 100 | 100 | 100 | 100 | 100
Table A.3 | Input cost share weights by DNSP (%, average 2006 to 2022 )
Input | EVO | AGD | CIT | END | ENX | ERG | ESS
Real opex | 45.3614 | 36.9702 | 37.5896 | 43.7376 | 43.1229 | 45.2383 | 48.0347
O/H Subtrans. lines | 3.0385 | 3.896 | 0.49239 | 3.7746 | 3.1942 | 8.2559 | 6.0528
O/H Distribution lines | 10.8729 | 6.2629 | 6.0713 | 8.9276 | 11.0647 | 18.7926 | 17.6218
U/G Subtrans. cables | 0.05119 | 5.9488 | 6.0335 | 1.7032 | 4.2597 | 0.38508 | 0.1665
U/G Distribution cables | 16.4365 | 14.3645 | 30.6907 | 15.2299 | 10.7952 | 2.8819 | 3.2394
Transformers | 24.2395 | 32.5577 | 19.1224 | 26.6273 | 27.5632 | 24.4462 | 24.8848
Total | 100 | 100 | 100 | 100 | 100 | 100 | 100
Input | JEN | PCR | SAP | AND | TND | UED | Industry*
Real opex | 45.0132 | 48.921 | 36.569 | 42.3166 | 40.2152 | 38.9684 | 42.3374
O/H Subtrans. lines | 4.7422 | 3.3707 | 1.8384 | 2.5948 | 0.39794 | 7.2561 | 4.323
O/H Distribution lines | 27.4721 | 19.7191 | 10.1542 | 23.7297 | 25.9826 | 21.1197 | 14.1614
U/G Subtrans. cables | 0.1819 | 0.09069 | 0.29672 | 0.18965 | 0.32147 | 1.9358 | 2.1323
U/G Distribution cables | 1.9769 | 10.043 | 17.1823 | 10.9015 | 10.7554 | 9.4813 | 10.6299
Transformers | 20.6136 | 17.8555 | 33.9593 | 20.2678 | 22.3273 | 21.2387 | 26.4159
Total | 100 | 100 | 100 | 100 | 100 | 100 | 100
Table A.5 | Input cost share weights by State (%, average 2006 to 2023)
Table A.4 | Output cost share weights by State (%, average 2006 to 2023)
STATES | ACT | NSW | VIC | QLD | SA | TAS
Real opex | 45.3614 | 41.972 | 43.1409 | 44.2695 | 36.569 | 40.2152
O/H Subtrans. lines | 3.0385 | 4.5409 | 3.7304 | 5.8465 | 1.8384 | 0.39794
O/H Distribution lines | 10.8729 | 10.3997 | 20.4882 | 15.0995 | 10.1542 | 25.9826
U/G Subtrans. cables | 0.05119 | 3.2026 | 1.1962 | 2.2348 | 0.29672 | 0.32147
U/G Distribution cables | 16.4365 | 11.0254 | 11.6661 | 6.6506 | 17.1823 | 10.7554
Transformers | 24.2395 | 28.8593 | 19.7783 | 25.8991 | 33.9593 | 22.3273
Energy throughput | 8.9253 | 9.8193 | 9.6497 | 10.2088 | 10 | 10.1905
Ratcheted max. demand | 35.1186 | 38.6363 | 37.9692 | 40.1687 | 39.3473 | 40.0969
Customer numbers | 19.2653 | 21.195 | 20.8291 | 22.0357 | 21.585 | 21.9963
Circuit length | 40.7151 | 44.7934 | 44.02 | 46.57 | 45.6176 | 46.4868
CMOS | -4.0242 | -14.444 | -12.4679 | -18.9831 | -16.5499 | -18.7704
Input cost-based weights on average (used in section 1.4 of the report)
Real opex | 42.466
O/H Subtrans. lines | 3.7619
O/H Distribution lines | 15.9839
U/G Subtrans. cables | 1.6588
U/G Distribution cables | 11.8445
Transformers | 24.2849

## Appendix B Table
DNSP | Output | Input | TFP | PFP Index
Period | Index | Index | Index | Opex | Capital
Industry
Growth Rate 2006–23 | 0.7354% | 0.8963% | -0.1609% | 0.9019% | -0.951%
Growth Rate 2006–12 | 1.615% | 3.575% | -1.96% | -3.412% | -0.944%
Growth Rate 2012–23 | 0.468% | -0.3456% | 0.8136% | 2.895% | -0.735%
EVO/ACT
Growth Rate 2006–23 | 1.713% | 1.082% | 0.6314% | 1.146% | 0.1873%
Growth Rate 2006–12 | 1.281% | 4.1% | -2.82% | -5.687% | -0.5063%
Growth Rate 2012–23 | 1.766% | -0.6964% | 2.462% | 4.741% | 0.4338%
AGD
Growth Rate 2006–23 | 0.5211% | -0.1651% | 0.6862% | 3.258% | -0.8015%
Growth Rate 2006–12 | 1.083% | 3.535% | -2.452% | -4.342% | -1.522%
Growth Rate 2012–23 | 0.2676% | -2.024% | 2.291% | 6.763% | -0.1723%
CIT
Growth Rate 2006–23 | 0.7686% | 1.284% | -0.5156% | -0.5488% | -0.5287%
Growth Rate 2006–12 | 1.159% | 3.816% | -2.657% | -4.775% | -1.478%
Growth Rate 2012–23 | 0.641% | -0.2697% | 0.9107% | 2.088% | 0.1514%
END
Growth Rate 2006–23 | 1.191% | 1.274% | -0.08335% | 1.596% | -1.398%
Growth Rate 2006–12 | 1.708% | 3.223% | -1.515% | -1.267% | -1.804%
Growth Rate 2012–23 | 1.226% | 0.1353% | 1.091% | 3.415% | -0.7444%
ENX
Growth Rate 2006–23 | 1.256% | 1.581% | -0.3246% | 0.3135% | -0.834%
Growth Rate 2006–12 | 3.612% | 4.517% | -0.9045% | -1.74% | -0.3549%
Growth Rate 2012–23 | 0.5913% | 0.1851% | 0.4062% | 1.844% | -0.7326%
ERG
Growth Rate 2006–23 | 0.6736% | 0.4383% | 0.2353% | 1.738% | -1.02%
Growth Rate 2006–12 | 1.736% | 2.59% | -0.854% | -1.137% | -0.6725%
Growth Rate 2012–23 | -0.1054% | -0.4372% | 0.3318% | 2.332% | -1.357%
ESS
Growth Rate 2006–23 | 0.7997% | 0.03356% | 0.7661% | 1.975% | -0.3787%
Growth Rate 2006–12 | 0.7813% | 4.133% | -3.352% | -5.983% | -0.9804%
Growth Rate 2012–23 | 0.6303% | -1.253% | 1.883% | 4.154% | -0.2837%
JEN
Growth Rate 2006–23 | 1.174% | 1.244% | -0.07009% | -0.06759% | -0.08953%
Growth Rate 2006–12 | 2.237% | 3.302% | -1.065% | -3.445% | 0.8669%
Growth Rate 2012–23 | 1.008% | -0.4225% | 1.43% | 3.545% | -0.316%
PCR
Growth Rate 2006–23 | 0.9576% | 1.702% | -0.7442% | -0.4477% | -1.038%
Growth Rate 2006–12 | 1.598% | 2.669% | -1.071% | -1.187% | -0.9154%
Growth Rate 2012–23 | 0.9488% | 0.8557% | 0.09304% | 1.159% | -0.995%
SAP
Growth Rate 2006–23 | 0.5291% | 2.04% | -1.511% | -2.134% | -1.204%
Growth Rate 2006–12 | 1.741% | 4.286% | -2.545% | -5.65% | -0.9683%
Growth Rate 2012–23 | 0.1552% | 0.961% | -0.8058% | -0.1265% | -1.204%
AND
Growth Rate 2006–23 | 0.8789% | 1.866% | -0.9867% | -1.155% | -0.8464%
Growth Rate 2006–12 | 2.734% | 4.226% | -1.492% | -3.703% | 0.1123%
Growth Rate 2012–23 | 0.5199% | 0.6262% | -0.1062% | 0.9009% | -0.8353%
TND/TAS
Growth Rate 2006–23 | 0.3716% | 1.226% | -0.8541% | -0.6292% | -0.9945%
Growth Rate 2006–12 | 0.5403% | 4.023% | -3.483% | -6.136% | -1.766%
Growth Rate 2012–23 | 0.05622% | 0.9176% | -0.8613% | -0.797% | -0.9264%
UED
Growth Rate 2006–23 | 0.9475% | 0.8365% | 0.1111% | 1.085% | -0.5056%
Growth Rate 2006–12 | 1.255% | 3.361% | -2.106% | -3.17% | -1.328%
Growth Rate 2012–23 | 1.195% | -0.2114% | 1.406% | 3.238% | 0.2215%