## Log (hidden)
Date | Tab | Remarkes
2023-05-20 | RIN BackCast (Rosetta) | Source: P:\ALP\CBRM\Weibull Analysis\14 RIN RTS & Defect Analysis\RIN 2.2 Compare 2021-22 (Rosetta) v0.2.xlsx
| 2022-23 Input | Source: P:\ALP\CBRM\Weibull Analysis\14 RIN RTS & Defect Analysis\ERG CA RIN 2_2_1 Reconductor 2022-23YTD Project Analysis v0.2.xlsx Showing the data up to April 2023 and using 1.4 to scale up to full year.
| P1 Defect | 2008/09 - 2017/18 Info Source: P:\ALP\CBRM\Weibull Analysis\14 RIN RTS & Defect Analysis\ERG_Lines_RIN 2008-2019 (Conductor Analysis).xlsx 2018/19 Info Source: P:\ALP\CBRM\Weibull Analysis\14 RIN RTS & Defect Analysis\ERG CA RIN 2_2_1 Reconductor 2018-19 Project Analysis v0.2.xlsx 2019/20 Info Source: P:\ALP\CBRM\Weibull Analysis\14 RIN RTS & Defect Analysis\ERG CA RIN 2_2_1 Reconductor 2019-20 Project Analysis v0.2.xlsx 2020-21 Info Source: P:\ALP\CBRM\Weibull Analysis\14 RIN RTS & Defect Analysis\ERG CA RIN 2_2_1 Reconductor 2020-21 Project Analysis v0.2.xlsx 2021/22 Info Source: P:\ALP\CBRM\Weibull Analysis\14 RIN RTS & Defect Analysis\ERG CA RIN 2_2_1 Reconductor 2021-22 Project Analysis v0.2.xlsx 2022/23 Info Source: getting data from 2022-23 Input tab
This model provides the options of the followings: Including "2022/23" in the analysis (Average Replacement Rate & Agerage Unit Cost Rate) - Cell Z4 and AM4; Forecast Deta% in different increment mode - Step, Linear & compound with % Manual Qty - Hard number input Base Case - options to be apply on the Forecast Deta% - Avg 5 Yr, Avg 3 Yr & Last Yr Unit Cost Rate - options to be apply on the Forecast Unit - Avg 5 Yr, Avg 3 Yr & Last Yr; Escalate % or Manual number
Applied Deta % to match businese cases - Pole, Poletop & Conductor.
| P2 Defect | Same approach to P1 Defect
Applied Deta % to match businese cases - Poletop, Conductor, TDs & Switches Applied Manual Qty to Nail Qty
| RTS | Same approach to P1 Defect
Applied Deta % to match businese cases - Poletop & Conductor.
| Defect (Total) | Sum of P1, P2 and RTS
| Planned | Same approach to P1 Defect
Applied Manual Qty to Poletop & Services
| Reconductor | 2018/19 Info Source: P:\ALP\CBRM\Weibull Analysis\14 RIN RTS & Defect Analysis\ERG CA RIN 2_2_1 Reconductor 2018-19 Project Analysis v0.2.xlsx 2019/20 Info Source: P:\ALP\CBRM\Weibull Analysis\14 RIN RTS & Defect Analysis\ERG CA RIN 2_2_1 Reconductor 2019-20 Project Analysis v0.2.xlsx 2020-21 Info Source: P:\ALP\CBRM\Weibull Analysis\14 RIN RTS & Defect Analysis\ERG CA RIN 2_2_1 Reconductor 2020-21 Project Analysis v0.2.xlsx 2021/22 Info Source: P:\ALP\CBRM\Weibull Analysis\14 RIN RTS & Defect Analysis\ERG CA RIN 2_2_1 Reconductor 2021-22 Project Analysis v0.2.xlsx 2022/23 Info Source: getting data from 2022-23 Input tab
Applied Deta % to match businese cases - Pole, Poletop, Conductor Let TDs and Fuses pass through
| CTGS | Same approach to P1 Defect
Disabled all CTG and CTS qty
2023-05-24 | Substation | No backcast data
Currently recorded substation CapEx Expenditure in F019 only
| Comms | No backcast data
Currently recorded Telco & Comms CapEx Expenditure in I003 only
2023-05-25 | Unit Cost Rate Summary | Provide a summary view of unit cost rate and forecast volume in different program
2023-05-26 | Unit Cost Rate Summary | Added Material, Labour, Contractor and Other Split
| RIN 2.12 2022-23 REPEX | Added RIN 2.12 REPEX Material, Labouur, Contractor and Other table to calculate the % split for each asset class
2023-06-01 | Substation | Added calculated substation Exp and Qty
P:\ALP\Regulatory Compliance\AER Submission 2025-2030\2023 Reset RIN\Ergon\RIN RepEx Forecast 2025-30 v0.1.xlsx
SubT Project info provided by SubT planners P:\ALP\Regulatory Compliance\AER Submission 2025-2030\2023 Reset RIN\Ergon\SubT Repex_List - 2023-05-22.xlsx
| Financial Escalation | Added Fin Escalation provided by Regulatory
| All | Added Escalation finction to all past expenditure
2023-10-23 | RIN BackCast (Rosetta) | 2022/23 need to be updated

## RIN BackCast (Rosetta) (hidden)
|  |  | 2008/09 | 2009/10 | 2010/11 | 2011/12 | 2012/13 | 2013/14 | 2014/15 | 2015/16 | 2016/17 | 2017/18 | 2018/19 | 2019/20 | 2020/21 | 2021/22 | 2022/23 | 2023/24 | 2008/09 | 2009/10 | 2010/11 | 2011/12 | 2012/13 | 2013/14 | 2014/15 | 2015/16 | 2016/17 | 2017/18 | 2018/19 | 2019/20 | 2020/21 | 2021/22 | 2022/23 | 2023/24 | 2008/09 | 2009/10 | 2010/11 | 2011/12 | 2012/13 | 2013/14 | 2014/15 | 2015/16 | 2016/17 | 2017/18 | 2018/19 | 2019/20 | 2020/21 | 2021/22 | 2022/23 | 2023/24 | 2008/09 | 2009/10 | 2010/11 | 2011/12 | 2012/13 | 2013/14 | 2014/15 | 2015/16 | 2016/17 | 2017/18 | 2018/19 | 2019/20 | 2020/21 | 2021/22 | 2022/23 | 2023/24
REPEX Code | ASSET GROUP | ASSET CATEGORY | $ | $ | $ | $ | $ | $ | $ | $ | $ | $ | $ | $ | $ | $ | $ | $ | Rep Qty | Rep Qty | Rep Qty | Rep Qty | Rep Qty | Rep Qty | Rep Qty | Rep Qty | Rep Qty | Rep Qty | Rep Qty | Rep Qty | Rep Qty | Rep Qty | Rep Qty | Rep Qty | Failure Qty | Failure Qty | Failure Qty | Failure Qty | Failure Qty | Failure Qty | Failure Qty | Failure Qty | Failure Qty | Failure Qty | Failure Qty | Failure Qty | Failure Qty | Failure Qty | Failure Qty | Failure Qty | Unit Cost Rate | Unit Cost Rate | Unit Cost Rate | Unit Cost Rate | Unit Cost Rate | Unit Cost Rate | Unit Cost Rate | Unit Cost Rate | Unit Cost Rate | Unit Cost Rate | Unit Cost Rate | Unit Cost Rate | Unit Cost Rate | Unit Cost Rate | Unit Cost Rate | Unit Cost Rate
A001 | POLES BY: HIGHEST OPERATING VOLTAGE ; MATERIAL TYPE; STAKING (IF WOOD) | Staking of a wooden pole | 2874388.522 | 2814378.008 | 4646341.427 | 3604769.385 | 6764679.046 | 3825000 | 2138245.911 | 2649086 | 2307540 | 5297943.3136 | 3694372 | 7932323 | 7371639 | 9045812 | 8954422.36 | 9464302.1 | 2774 | 2794 | 2699 | 2958 | 4061 | 2271 | 1349 | 1873 | 1461 | 1563 | 1101 | 4997 | 4542 | 5172 | 4260 | 6395 | 66 | 115 | 139 | 187 | 259 | 137 | 85 | 117 | 90 | 0 | 0 | 0 | 0 | 0 | 0 |  | 1036.1891 | 1007.2935 | 1721.5048 | 1218.6509 | 1665.7668 | 1684.2801 | 1585.06 | 1414.3545 | 1579.4251 | 3389.599 | 3355.4696 | 1587.4171 | 1622.9941 | 1748.9969 | 2101.9771 | 1479.9534 | A001
A002 |  | < = 1 kV; Wood | 816794.6301 | 1128184.583 | 2472283.201 | 2721425.141 | 3529755.586 | 3488000 | 4551605.409 | 4778141 | 8572772 | 12016645.509 | 15981217 | 29700802.11 | 31189088 | 33585766 | 33333818 | 34387558 | 507 | 637 | 722 | 1028 | 899 | 808 | 1012 | 974 | 1573 | 2258 | 2957 | 5945 | 6319 | 6325 | 5163 | 4676 | 63 | 78 | 70 | 133 | 109 | 73 | 20 | 42 | 114 | 6 | 5 | 17 | 12 | 11 | 5 |  | 1611.0348 | 1771.0904 | 3424.215 | 2647.3007 | 3926.3132 | 4316.8317 | 4497.6338 | 4905.6889 | 5449.9504 | 5321.8093 | 5404.5374 | 4995.9297 | 4935.7633 | 5310.0025 | 6456.2886 | 7354.0543 | A
A003 |  | > 1 kV & < = 11 kV; Wood | 765782.0278 | 1057723.856 | 2317884.571 | 2551463.575 | 3309307.417 | 3270000 | 4574736.097 | 4800567 | 2483620 | 12514760.5506 | 15163178 | 22880398.48 | 26216795 | 21888782 | 26139662 | 33035416 | 357 | 448 | 508 | 723 | 632 | 568 | 712 | 685 | 319 | 1634 | 1971 | 3484 | 4318 | 3703 | 3695 | 3963 | 27 | 33 | 38 | 50 | 46 | 36 | 27 | 88 | 63 | 14 | 19 | 25 | 9 | 17 | 19 |  | 2145.0477 | 2360.9908 | 4562.7649 | 3528.9953 | 5236.2459 | 5757.0423 | 6425.1911 | 7008.127 | 7785.6426 | 7658.9722 | 7693.1395 | 6567.2786 | 6071.5134 | 5911.0942 | 7074.3334 | 8335.9616 | A
A004 |  | > 11 kV & < = 22 kV; Wood | 2425184.222 | 3349749.571 | 7340588.111 | 8080319.152 | 10480365.67 | 10357000 | 15199753.438 | 15953302 | 18246434 | 12514760.5506 | 15163178 | 22880398.48 | 26216795 | 21888782 | 26139662 | 33035416 | 1129 | 1418 | 1608 | 2289 | 2002 | 1800 | 2253 | 2168 | 2232 | 1634 | 1971 | 3484 | 4318 | 3703 | 3695 | 3963 | 124 | 156 | 142 | 285 | 227 | 145 | 7 | 13 | 224 | 31 | 70 | 63 | 68 | 72 | 59 |  | 2148.0817 | 2362.3058 | 4565.0424 | 3530.0652 | 5234.9479 | 5753.8889 | 6746.4507 | 7358.5341 | 8174.9256 | 7658.9722 | 7693.1395 | 6567.2786 | 6071.5134 | 5911.0942 | 7074.3334 | 8335.9616 | A
A005 |  | > 22 kV & < = 66 kV; Wood | 1435065.658 | 1433420.766 | 2669083.299 | 3412789.055 | 5614111.309 | 4814000 | 7409111.57 | 4446818 | 5082090 | 4531095.5368 | 6486921 | 10367822 | 10330814 | 7534581 | 9230787 | 12727991 | 171 | 161 | 191 | 331 | 310 | 248 | 341 | 241 | 232 | 307 | 539 | 758 | 1132 | 780 | 599 | 758 | 16 | 18 | 7 | 21 | 18 | 14 | 20 | 10 | 18 | 3 | 13 | 10 | 9 | 14 | 8 |  | 8392.1968 | 8903.2346 | 13974.2581 | 10310.541 | 18110.0365 | 19411.2903 | 21727.5999 | 18451.527 | 21905.5603 | 14759.2688 | 12035.1039 | 13677.8654 | 9126.1608 | 9659.7192 | 15410.3289 | 16791.5449 | A
A006 |  | > 66 kV & < = 132 kV; Wood | 0 | 0 | 0 | 0 | 0 | 0 | 0 | 0 | 0 | 76769.8991 | 157459 | 503127 | 385307 | 121625 | 148661 | 377704 | 0 | 0 | 0 | 0 | 0 | 0 | 0 | 0 | 0 | 3 | 7 | 27 | 34 | 16 | 5 | 20 | 2 | 0 | 1 | 0 | 1 | 0 | 0 | 1 | 0 | 1 | 0 | 0 | 0 | 0 | 0 | [10 empty] | 25589.9664 | 22494.1429 | 18634.3333 | 11332.5588 | 7601.5625 | 29732.2 | 18885.2 | A
A007 |  | > 132 kV; Wood | 0 | 0 | 0 | 0 | 0 | 0 | 0 | 0 | 0 | 0 | 0 | - | 0 | - | - | - | 0 | 0 | 0 | 0 | 0 | 0 | 0 | 0 | 0 | 0 | 0 | 0 | 0 | 0 | - | - | 0 | 0 | 0 | 0 | 0 | 0 | 0 | 0 | 0 | 0 | 0 | 0 | 0 | 0 | 0 | [17 empty] | A
A008 |  | < = 1 kV; Concrete | 0 | 0 | 0 | 0 | 0 | 0 | 0 | 0 | 0 | 0 | 0 | - | 0 | - | - | - | 0 | 0 | 0 | 0 | 0 | 0 | 0 | 0 | 0 | 0 | 0 | 0 | 0 | 0 | - | - | 0 | 0 | 0 | 0 | 0 | 0 | 0 | 0 | 0 | 0 | 0 | 0 | 0 | 0 | 0 | [17 empty] | A
A009 |  | > 1 kV & < = 11 kV; Concrete | 0 | 0 | 0 | 0 | 0 | 0 | 0 | 0 | 0 | 0 | 0 | - | 169452 | 409726 | - | - | 0 | 0 | 0 | 0 | 0 | 0 | 0 | 0 | 0 | 0 | 0 | 0 | 16 | 53 | - | - | 0 | 0 | 0 | 0 | 0 | 1 | 0 | 0 | 0 | 0 | 0 | 0 | 0 | 0 | 0 | [13 empty] | 10590.75 | 7730.6792 |  |  | A
A010 |  | > 11 kV & < = 22 kV; Concrete | 0 | 6410.903 | 0 | 0 | 18039.6209 | 0 | 8040.966 | 0 | 0 | 0 | 0 | - | 13076 | 51313 | 39 | - | 0 | 1 | 0 | 0 | 2 | 0 | 1 | 0 | 0 | 0 | 0 | 0 | 1 | 2 | - | - | 0 | 0 | 0 | 0 | 0 | 0 | 0 | 0 | 0 | 0 | 0 | 0 | 0 | 0 | 0 |  |  | 6410.903 |  |  | 9019.8105 |  | 8040.966 | [5 empty] | 13076 | 25656.5 |  |  | A
A011 |  | > 22 kV & < = 66 kV; Concrete | 0 | 0 | 0 | 25409.5337 | 2486442.147 | 196000 | 1747511.833 | 77978 | 0 | 0 | 0 | 292151 | 0 | - | - | 9680356 | 0 | 0 | 0 | 1 | 33 | 4 | 25 | 1 | 0 | 0 | 0 | 4 | 0 | 0 | - | 464 | 0 | 0 | 0 | 0 | 0 | 0 | 0 | 0 | 0 | 0 | 0 | 0 | 0 | 0 | 0 |  |  |  |  | 25409.5337 | 75346.7317 | 49000 | 69900.4733 | 77978 |  |  |  | 73037.75 |  |  |  | 20862.8362 | A
A012 |  | > 66 kV & < = 132 kV; Concrete | 0 | 0 | 0 | 0 | 0 | 0 | 0 | 0 | 0 | 0 | 0 | - | 48110 | 143352 | 625 | 2205606 | 0 | 0 | 0 | 0 | 0 | 0 | 0 | 0 | 0 | 0 | 0 | 0 | 0 | 0 | - | - | 0 | 0 | 0 | 0 | 0 | 0 | 0 | 0 | 0 | 0 | 0 | 0 | 0 | 0 | 0 | [17 empty] | A
A013 |  | > 132 kV; Concrete | 0 | 0 | 0 | 0 | 0 | 0 | 0 | 0 | 0 | 0 | 0 | - | 40533 | 193360 | 656005 | - | 0 | 0 | 0 | 0 | 0 | 0 | 0 | 0 | 0 | 0 | 0 | 0 | 0 | 0 | - | - | 0 | 0 | 0 | 0 | 0 | 0 | 0 | 0 | 0 | 0 | 0 | 0 | 0 | 0 | 0 | [17 empty] | A
A014 |  | < = 1 kV; Steel | 0 | 0 | 0 | 0 | 0 | 0 | 0 | 0 | 0 | 0 | 0 | - | 0 | - | - | - | 0 | 0 | 0 | 0 | 0 | 0 | 0 | 0 | 0 | 0 | 0 | 0 | 0 | 0 | - | - | 0 | 0 | 0 | 0 | 0 | 1 | 0 | 0 | 0 | 0 | 0 | 0 | 0 | 0 | 0 | [17 empty] | A
A015 |  | > 1 kV & < = 11 kV; Steel | 0 | 0 | 0 | 0 | 0 | 0 | 0 | 0 | 0 | 0 | 0 | - | 0 | 11943 | - | - | 0 | 0 | 0 | 0 | 0 | 0 | 0 | 0 | 0 | 0 | 0 | 0 | 0 | 0 | - | - | 0 | 0 | 0 | 0 | 0 | 0 | 0 | 0 | 0 | 0 | 0 | 0 | 0 | 0 | 0 | [17 empty] | A
A016 |  | > 11 kV & < = 22 kV; Steel | 0 | 0 | 7245.8043 | 0 | 23521.7138 | 15000 | 0 | 139691 | 0 | 0 | 0 | 15668 | 0 | - | - | - | 0 | 0 | 1 | 0 | 3 | 2 | 0 | 15 | 0 | 0 | 0 | 1 | 0 | 0 | - | - | 0 | 0 | 0 | 0 | 0 | 0 | 0 | 0 | 0 | 0 | 0 | 0 | 0 | 0 | 0 |  |  |  | 7245.8043 |  | 7840.5713 | 7500 |  | 9312.7333 |  |  |  | 15668 |  |  |  |  | A
A017 |  | > 22 kV & < = 66 kV; Steel | 0 | 0 | 0 | 0 | 0 | 0 | 0 | 0 | 0 | 0 | 0 | - | 0 | - | - | - | 0 | 0 | 0 | 0 | 0 | 0 | 0 | 0 | 0 | 0 | 0 | 0 | 0 | 0 | - | - | 0 | 0 | 0 | 0 | 0 | 0 | 0 | 0 | 0 | 0 | 0 | 0 | 0 | 0 | 0 | [17 empty] | A
A018 |  | > 66 kV & < = 132 kV; Steel | 0 | 0 | 0 | 0 | 0 | 0 | 0 | 0 | 0 | 0 | 0 | - | 0 | - | - | - | 0 | 0 | 0 | 0 | 0 | 0 | 0 | 0 | 0 | 0 | 0 | 0 | 0 | 0 | - | - | 0 | 0 | 0 | 0 | 0 | 0 | 0 | 0 | 0 | 0 | 0 | 0 | 0 | 0 | 0 | [17 empty] | A
A019 |  | > 132 kV; Steel | 0 | 0 | 0 | 0 | 0 | 0 | 0 | 0 | 0 | 0 | 0 | - | 0 | - | - | - | 0 | 0 | 0 | 0 | 0 | 0 | 0 | 0 | 0 | 0 | 0 | 0 | 0 | 0 | - | - | 0 | 0 | 0 | 0 | 0 | 0 | 0 | 0 | 0 | 0 | 0 | 0 | 0 | 0 | 0 | [17 empty] | A
|  | Other | 0 | 0 | 0 | 0 | 0 | 0 | 0 | 0 | 0 | 0 | 0 | - | 0 | - | - | - | 0 | 0 | 0 | 0 | 0 | 0 | 0 | 0 | 0 | 0 | 0 | 0 | 0 | 0 | - |  | 0 | 0 | 0 | 0 | 0 | 0 | 0 | 0 | 0 | 0 | 0 | 0 | 0 | 0 | 0
B001 | POLE TOP STRUCTURES BY: HIGHEST OPERATING VOLTAGE | < = 1 kV | 404758.5456 | 566317.9177 | 1241139.461 | 1313271.865 | 1428983.496 | 1196000 | 2485513.854 | 2504131 | 3590746 | 6633430.2763 | 9539953 | 18317091 | 17559589 | 18130027 | 15306271 | 16349199 | 1200 | 1586 | 1821 | 2555 | 1945 | 1532 | 3216 | 2955 | 2544 | 5368 | 5407 | 8211 | 7876 | 7544 | 6079 | 4477 | 60 | 70 | 66 | 56 | 58 | 84 | 49 | 58 | 71 | 50 | 41 | 53 | 90 | 58 | 84 |  | 337.2988 | 357.0731 | 681.5703 | 514.0007 | 734.6959 | 780.6789 | 772.8588 | 847.4217 | 1411.4568 | 1235.7359 | 1764.3708 | 2230.7991 | 2229.506 | 2403.2379 | 2517.8929 | 3651.8202 | B
B002 |  | > 1 kV & < = 11 kV | 2081356.974 | 2912131.462 | 6382211.425 | 6753112.941 | 7348122.927 | 6149000 | 6701544.402 | 6786907 | 11824871 | 10030570.6409 | 13034615 | 20833141 | 24001076 | 21300029 | 26413864 | 22910886 | 2778 | 3634 | 4163 | 5858 | 4591 | 3730 | 3902 | 3604 | 3770 | 6452 | 6555 | 8883 | 10021 | 9462 | 8548 | 7832 | 84 | 73 | 99 | 78 | 61 | 106 | 0 | 68 | 89 | 100 | 89 | 121 | 127 | 147 | 153 |  | 749.2286 | 801.357 | 1533.0799 | 1152.8018 | 1600.5495 | 1648.5255 | 1717.464 | 1883.1595 | 3136.5706 | 1554.6452 | 1988.4996 | 2345.2821 | 2395.0779 | 2251.1128 | 3090.0636 | 2925.2919 | B
B003 |  | > 11 kV & < = 22 kV | 507537.8031 | 710122.2018 | 1556298.337 | 1646744.427 | 1791836.396 | 1499000 | 3402897.233 | 3335735 | 1040714 | 9464621.9984 | 12413913 | 14705845 | 14676075 | 12906682 | 17372181 | 23251071 | 655 | 905 | 1050 | 1455 | 970 | 645 | 1887 | 1687 | 316 | 4291 | 5201 | 6050 | 5843 | 5352 | 5332 | 6715 | 44 | 65 | 52 | 43 | 46 | 51 | 0 | 61 | 70 | 42 | 41 | 45 | 54 | 48 | 51 |  | 774.8669 | 784.6654 | 1482.1889 | 1131.7831 | 1847.254 | 2324.031 | 1803.3372 | 1977.3177 | 3293.3987 | 2205.6914 | 2386.832 | 2430.7182 | 2511.7363 | 2411.5624 | 3258.0985 | 3462.5571 | B
B004 |  | > 22 kV & < = 66 kV | 535031.7289 | 748585.4847 | 1640597.807 | 1735937.752 | 1888881.798 | 1581000 | 1728112.244 | 2020254 | 2828559 | 2470063.5938 | 3394120 | 3400447 | 6067191 | 5276295 | 6764320 | 8850011 | 456 | 655 | 743 | 985 | 734 | 611 | 559 | 596 | 501 | 1406 | 1163 | 1276 | 1565 | 1705 | 1333 | 1282 | 29 | 46 | 23 | 28 | 41 | 62 | 0 | 25 | 28 | 25 | 27 | 32 | 41 | 20 | 29 |  | 1173.3152 | 1142.8786 | 2208.0724 | 1762.3734 | 2573.4084 | 2587.5614 | 3091.4351 | 3389.6879 | 5645.8263 | 1756.802 | 2918.4179 | 2664.9271 | 3876.7994 | 3094.6012 | 5074.5086 | 6903.2847 | B
B005 |  | > 66 kV & < = 132 kV | 123372.9524 | 172611.7831 | 378261.3823 | 400279.1368 | 435531.03 | 364000 | 1879592.566 | 1910654 | 23838 | 8276.6316 | 133291 | 27667 | 87227 | - | 324021 | 668258 | 48 | 63 | 72 | 101 | 80 | 66 | 288 | 267 | 2 | 1 | 31 | 14 | 9 | 0 | 49 | 79 | 3 | 2 | 1 | 0 | 6 | 5 | 0 | 1 | 3 | 0 | 0 | 1 | 1 | 1 | 1 |  | 2570.2698 | 2739.8696 | 5253.6303 | 3963.1598 | 5444.1379 | 5515.1515 | 6526.3631 | 7156.0075 | 11919 | 8276.6316 | 4299.7097 | 1976.2143 | 9691.8889 |  | 6612.6735 | 8458.962 | B
B006 |  | > 132 kV | 0 | 0 | 0 | 0 | 0 | 0 | 0 | 0 | 0 | 0 | 0 | - | 0 | - | - | - | 0 | 0 | 0 | 0 | 0 | 0 | 0 | 0 | 0 | 0 | 0 | 0 | 0 | 0 | - | - | 0 | 0 | 0 | 0 | 0 | 0 | 0 | 0 | 0 | 0 | 0 | 0 | 0 | 0 | 0 | [17 empty] | B
|  | Other | 0 | 0 | 0 | 0 | 0 | 0 | 0 | 0 | 0 | 0 | 0 | - | 0 | - | - | - | 0 | 0 | 0 | 0 | 0 | 0 | 0 | 0 | 0 | 0 | 0 | 0 | 0 | 0 | - | - | 0 | 0 | 0 | 0 | 0 | 0 | 0 | 0 | 0 | 3 | 0 | 0 | 0 | 0 | 0
C001 | OVERHEAD CONDUCTORS BY: HIGHEST OPERATING VOLTAGE; NUMBER OF PHASES (AT HV) | < = 1 kV | 947965.9776 | 569871.0535 | 1700287.501 | 3081235.127 | 1560373.335 | 1058000 | 4745976.238 | 17718343 | 10980478 | 8697093.8705 | 11270653 | 14612561 | 16524543 | 23942040 | 19477768 | 13867245 | 15.179 | 10.355 | 20.181 | 50.084 | 19.88 | 13.068 | 52.782 | 74 | 114 | 136 | 129 | 181.94 | 311.993 | 238.551 | 120.42 | 132.867 | 67 | 52 | 55 | 60 | 42 | 95 | 26 | 22 | 90 | 153 | 156 | 509 | 460 | 464 | 160 |  | 62452.4657 | 55033.419 | 84251.8954 | 61521.3467 | 78489.6044 | 80961.1264 | 89916.567 | 239437.0676 | 96319.9825 | 63949.2196 | 87369.4031 | 80315.2743 | 52964.4672 | 100364.4504 | 161748.6132 | 104369.3694 | C
C002 |  | > 1 kV & < = 11 kV | 6769001.612 | 10114592.84 | 16686274.4 | 21144822.51 | 17562696.87 | 10984000 | 16368891.756 | 6147143 | 7634425 | 3060806.5051 | 1943548 | 2804061 | 5453201 | 11673971 | 19259419 | 10622663 | 61.0613 | 147.0527 | 143.8856 | 244.7202 | 148.9489 | 81.926 | 142.488 | 49 | 50 | 87 | 66 | 82.384 | 130.444 | 297.534 | 189.912 | 289.253 | 218 | 169 | 204 | 194 | 143 | 353 | 0 | 95 | 300 | 214 | 214 | 288 | 249 | 234 | 285 |  | 110855.8255 | 68782.0963 | 115969.0534 | 86404.0845 | 117910.8483 | 134072.2115 | 114879.0899 | 125451.898 | 152688.5 | 35181.684 | 29447.697 | 34036.4755 | 41804.9201 | 39235.7546 | 101412.3331 | 36724.4696 | C
C003 |  | > 11 kV & < = 22 kV ; SWER | 1096290.321 | 1638133.784 | 2702466.649 | 3424561.786 | 2844409.809 | 1779000 | 2916170.579 | 1095133 | 1360097 | 1090743.3549 | 2697369 | 1598942 | 1825867 | 2539932 | 2111571 | 4682127 | 19.7787 | 47.6326 | 46.6067 | 79.2685 | 48.2468 | 26.537 | 46.154 | 16 | 16 | 79 | 148 | 65.058 | 63.74 | 66.192 | 59.721 | 104.761 | 111 | 84 | 60 | 92 | 51 | 79 | 0 | 11 | 103 | 108 | 80 | 81 | 144 | 84 | 100 |  | 55427.9128 | 34391.0481 | 57984.5266 | 43202.0423 | 58955.4242 | 67038.4746 | 63183.4853 | 68445.8125 | 85006.0625 | 13806.8779 | 18225.4662 | 24577.1773 | 28645.5444 | 38372.19 | 35357.2613 | 44693.4164 | C
C004 |  | > 11 kV & < = 22 kV ; Single-Phase | 690772.6813 | 1032188.322 | 1702824.606 | 2157816.851 | 1792263.011 | 1121000 | 1909069.591 | 716928 | 890387 | 0 | 0 | - | 0 | - | - | - | 8.9018 | 21.4381 | 20.9763 | 35.6765 | 21.7145 | 11.944 | 20.773 | 7 | 7 | 0 | 0 | 0 | 0 | 0 | - | - | 0 | 0 | 0 | 0 | 0 | 0 | 0 | 0 | 0 | 0 | 0 | 0 | 0 | 0 | 0 |  | 77599.0779 | 48147.4674 | 81178.3373 | 60482.8592 | 82537.5938 | 93854.6551 | 91901.4871 | 102418.2857 | 127198.1429 | [7 empty] | C
C005 |  | > 11 kV & < = 22 kV ; Multiple-Phase | 2308334.754 | 3449233.359 | 5690278.908 | 7210713.11 | 5989152.594 | 3746000 | 5582046.495 | 2096271 | 2603458 | 440726.1402 | 711221 | 330916 | 893619 | 2091510 | 4173731 | 2189011 | 20.8229 | 50.1473 | 49.0672 | 83.4534 | 50.7939 | 27.938 | 48.591 | 17 | 17 | 25 | 34 | 23.914 | 22.507 | 48.785 | 62.122 | 59.525 | 31 | 37 | 36 | 39 | 39 | 100 | 0 | 17 | 99 | 60 | 54 | 62 | 22 | 69 | 70 |  | 110855.8255 | 68782.0962 | 115969.0533 | 86404.0845 | 117910.8483 | 134082.6115 | 114878.1975 | 123310.0588 | 153144.5882 | 17629.0456 | 20918.2647 | 13837.7519 | 39704.0476 | 42871.9893 | 67186.0372 | 36774.6493 | C
C006 |  | > 22 kV & < = 66 kV | 2129577.021 | 3182124.295 | 5249622.995 | 6652314.582 | 5525351.865 | 3456000 | 6222641.305 | 2336839 | 2902230 | 37923.1486 | 108093 | 231858 | 1363940 | 9195882 | 7216614 | 2862138 | 4.0022 | 9.6383 | 9.4307 | 16.0397 | 9.7626 | 5.37 | 9.339 | 3 | 3 | 1 | 4 | 1.326 | 20.714 | 6.612 | 3.537 | 124.766 | 38 | 20 | 24 | 32 | 18 | 35 | 0 | 9 | 36 | 11 | 14 | 12 | 0 | 14 | 13 |  | 532107.9624 | 330154.062 | 556651.4559 | 414739.6055 | 565972.0719 | 643575.419 | 666307.0248 | 778946.3333 | 967410 | 37923.1486 | 27023.25 | 174855.2036 | 65846.2875 | 1390786.7514 | 2040320.6107 | 22940.0478 | C
C007 |  | > 66 kV & < = 132 kV | 537557.8224 | 803246.7431 | 1325134.465 | 1679208.456 | 1394735.239 | 872000 | 1466934.486 | 550890 | 684176 | 0 | -6955 | - | 82172 | 378512 | 1284158 | 4406300 | 0.84187 | 2.0275 | 1.9838 | 3.374 | 2.0536 | 1.13 | 1.965 | 1 | 1 | 0 | 0 | 1.068 | 1.795 | 0.035 | 0.583 | 0.133 | 0 | 1 | 1 | 0 | 1 | 1 | 0 | 0 | 0 | 0 | 0 | 3 | 0 | 1 | 0 |  | 638529.5552 | 396184.8744 | 667981.7473 | 497687.5268 | 679166.4861 | 771681.4159 | 746531.545 | 550890 | 684176 |  |  |  | 45778.273 | 10814628.5714 | 2202672.3842 | 33130075.188 | C
C008 |  | > 132 kV | 0 | 0 | 0 | 0 | 0 | 0 | 0 | 0 | 0 | 0 | 0 | - | 0 | - | - | - | 0 | 0 | 0 | 0 | 0 | 0 | 0 | 0 | 0 | 0 | 0 | 0 | 0 | 0 | - | - | 0 | 0 | 0 | 0 | 0 | 0 | 0 | 0 | 0 | 1 | 0 | 0 | 0 | 0 | 0 | [17 empty] | C
|  | Other | 0 | 0 | 0 | 0 | 0 | 0 | 0 | 0 | 0 | 0 | 0 | - | 0 | - | - | - | 0 | 0 | 0 | 0 | 0 | 0 | 0 | 0 | 0 | 0 | 0 | 0 | 0 | 0 | - | - | 0 | 0 | 0 | 0 | 0 | 0 | 0 | 0 | 0 | 1 | 0 | 0 | 0 | - | 0
D001 | UNDERGROUND CABLES BY: HIGHEST OPERATING VOLTAGE | < = 1 kV | 68058.3914 | 104671.0416 | 115206.8897 | 133536.6536 | 217882.4808 | 120000 | 557283.889 | 629634 | 329124 | 1607180.7634 | 1562292 | 3159111 | 4374136 | 4439821 | 4788396 | 4286240 | 1.181 | 1.708 | 1.9855 | 2.5165 | 3.0355 | 1.622 | 2.513 | 6 | 2 | 7 | 8 | 7.828 | 15.044 | 16.982 | 17.318 | 10.148 | 0 | 0 | 0 | 0 | 0 | 0 | 0 | 0 | 8 | 128 | 52 | 141 | 144 | 7 | 372 |  | 57627.7658 | 61282.8112 | 58024.1197 | 53064.4362 | 71778.1192 | 73982.7374 | 221760.4015 | 104939 | 164562 | 229597.2519 | 195286.5 | 403565.534 | 290756.1819 | 261442.7629 | 276498.21 | 422372.8814 | D
D002 |  | > 1 kV & < = 11 kV | 1485606.676 | 284066.1525 | 1111712.24 | 987792.5276 | 1003460.783 | 678000 | 1287306.43 | 2065675 | 1517845 | 774558.8452 | 514350 | 249746 | 2367508 | 917274 | 344990 | 3543943 | 4.8497 | 0.76467 | 3.676 | 2.8553 | 3.7967 | 2.107 | 4.562 | 3 | 2 | 3 | 0 | -0.526 | 3.297 | 3.007 | -0.201 | 1.363 | 32 | 50 | 46 | 38 | 40 | 51 | 10 | 14 | 6 | 17 | 0 | 36 | 40 | 11 | 59 |  | 306331.7085 | 371490.1731 | 302424.4396 | 345946.4841 | 264300.4696 | 321784.5278 | 282180.2784 | 688558.3333 | 758922.5 | 258186.2817 |  | -474802.2814 | 718079.4662 | 305046.2255 | -1716368.1592 | 2600104.9156 | D
D003 |  | > 11 kV & < = 22 kV | 45525.8966 | 173405.711 | 109260.9151 | 354105.5798 | 159302.5316 | 0 | 605841.057 | 502966 | 468694 | 3014308.0143 | 128631 | 976875 | 1612271 | 994656 | 968507 | 2473996 | 0.216 | 1.1027 | 0.50633 | 2.1583 | 1.872 | 0 | 2.147 | 1 | 1 | 1 | 0 | 1.473 | 2.004 | 1.395 | 1.081 | 7.444 | 11 | 12 | 14 | 10 | 9 | 17 | 1 | 14 | 5 | 10 | 1 | 5 | 17 | 5 | 28 |  | 210768.04 | 157260.3183 | 215788.5092 | 164064.3613 | 85097.5062 |  | 282180.2781 | 502966 | 468694 | 3014308.0143 |  | 663187.3727 | 804526.4471 | 713015.0538 | 895936.1702 | 332347.6625 | D
D004 |  | > 22 kV & < = 33 kV | 0 | 0 | 0 | 13884.772 | 14637.7901 | 242000 | 743078.089 | 154759 | 83043 | 14476.6209 | 5376 | 392918 | 1767333 | 791911 | 333469 | 292900 | 0 | 0 | 0 | 0.094333 | 0.027 | 0.167 | 0.661 | 0 | 0 | 0 | 0 | 0.327 | 0.667 | -0.117 | 0.017 | 0.207 | 2 | 1 | 2 | 0 | 1 | 6 | 0 | 3 | 0 | 3 | 0 | 1 | 0 | 1 | 3 |  |  |  |  | 147188.396 | 542140.3744 | 1449101.7964 | 1124172.6006 |  |  |  |  | 1201584.0979 | 2649674.6627 | -6768470.0855 | 19615823.5294 | 1414975.8454 | D
D005 |  | > 33 kV & < = 66 kV | 0 | 0 | 0 | 0 | 0 | 0 | 0 | 0 | 0 | 0 | 0 | - | 0 | - | - | - | 0 | 0 | 0 | 0 | 0 | 0 | 0 | 0 | 0 | 0 | 0 | 0 | 0 | 0 | - | 0.167 | 0 | 1 | 2 | 0 | 1 | 4 | 0 | 0 | 1 | 0 | 1 | 0 | 0 | 0 | 1 | [17 empty] | D
D006 |  | > 66 kV & < = 132 kV | 0 | 0 | 0 | 0 | 0 | 0 | 0 | 0 | 0 | 0 | 0 | - | 0 | - | - | - | 0 | 0 | 0 | 0 | 0 | 0 | 0 | 0 | 0 | 0 | 0 | 0 | 0 | 0 | - | - | 0 | 0 | 0 | 0 | 0 | 2 | 2 | 0 | 0 | 0 | 0 | 1 | 0 | 0 | 0 | [17 empty] | D
D007 |  | > 132 kV | 0 | 0 | 0 | 0 | 0 | 0 | 0 | 0 | 0 | 0 | 0 | - | 0 | - | - | - | 0 | 0 | 0 | 0 | 0 | 0 | 0 | 0 | 0 | 0 | 0 | 0 | 0 | 0 | - | - | 0 | 0 | 0 | 0 | 0 | 0 | 0 | 0 | 0 | 0 | 0 | 0 | 0 | 0 | 0 | [17 empty] | D
|  | Other | 0 | 0 | 0 | 0 | 0 | 0 | 0 | 0 | 0 | 0 | 0 | - | 0 | - | - | - | 0 | 0 | 0 | 0 | 0 | 0 | 0 | 0 | 0 | 0 | 0 | 0 | 0 | 0 | - | - | 0 | 0 | 0 | 0 | 0 | 0 | 0 | 0 | 0 | 0 | 0 | 0 | 0 | 0 | 0
E001 | SERVICE LINES BY: CONNECTION VOLTAGE; CUSTOMER TYPE; CONNECTION COMPLEXITY | < = 11 kV ; Residential ; Simple Type | 2074592.855 | 2313003.751 | 5150898.388 | 11238019.8 | 6968360.277 | 6353000 | 14826174.409 | 7678349 | 8262243 | 3498969.4585 | 7115676 | 10123200 | 15053747 | 14560518 | 18439551 | 21967071 | 2087.0909 | 2514.5152 | 3337 | 9070.7273 | 4459.6364 | 4412.879 | 9071.424 | 4578 | 4046 | 5247 | 10987 | 13274 | 14576 | 13766 | 18549 | 13439 | 4019.8788 | 6045.3939 | 7748.1818 | 11155.0606 | 7140.4848 | 6989.679 | 13538 | 5831 | 6719 | 1780 | 2305 | 1303 | 1076 | 1129 | 1623 |  | 994.0117 | 919.8607 | 1543.5716 | 1238.9326 | 1562.54 | 1439.6497 | 1634.3823 | 1677.2278 | 2042.0769 | 666.8514 | 647.645 | 762.6337 | 1032.7763 | 1057.716 | 994.0995 | 1634.5763 | E
E002 |  | < = 11 kV ; Commercial & Industrial ; Simple Type | 560794.4305 | 559895.0257 | 717731.227 | 645497.5626 | 924320.6085 | 781000 | 1718896.454 | 1065365 | 1197881 | 2079843.3001 | 3174258 | 6653527 | 8732459 | 9284156 | 10589460 | 11622044 | 362.7879 | 440.7273 | 316.053 | 381.6515 | 415.803 | 345.682 | 518.023 | 407 | 340 | 1790 | 2312 | 1227 | 1250 | 1324 | 1201 | 1344 | 426.0985 | 493.0303 | 387.803 | 456.1061 | 542.4167 | 507.592 | 627 | 514 | 450 | 0 | 0 | 0 | 0 | 0 | 0 |  | 1545.7915 | 1270.3889 | 2270.9203 | 1691.3271 | 2222.9771 | 2259.3019 | 3318.1856 | 2617.6044 | 3523.1794 | 1161.9236 | 1372.949 | 5422.5974 | 6985.9672 | 7012.2024 | 8817.2023 | 8647.3542 | E
E003 |  | < = 11 kV ; Residential ; Complex Type | 0 | 0 | 0 | 0 | 0 | 0 | 0 | 0 | 0 | 34313.9924 | 0 | 76278 | 26800 | - | - | - | 0 | 0 | 0 | 0 | 0 | 0 | 0 | 0 | 0 | 31 | 0 | 48 | 7 | 73 | 0 | - | 0 | 0 | 0 | 0 | 0 | 0 | 0 | 0 | 0 | 0 | 0 | 0 | 0 | 0 | 0 | [10 empty] | 1106.903 |  | 1589.125 | 3828.5714 |  |  |  | E
E004 |  | < = 11 kV ; Commercial & Industrial ; Complex Type | 0 | 0 | 0 | 0 | 0 | 0 | 0 | 0 | 0 | 0 | 0 | - | 0 | - | - | - | 0 | 0 | 0 | 0 | 0 | 0 | 0 | 0 | 0 | 0 | 0 | 0 | 0 | - | - | - | 0 | 0 | 0 | 0 | 0 | 0 | 0 | 0 | 0 | 0 | 0 | 0 | 0 | 0 | 0 | [17 empty] | E
E005 |  | < = 11 kV ; Subdivision ; Complex Type | 0 | 0 | 0 | 0 | 0 | 0 | 0 | 0 | 0 | 0 | 0 | - | 0 | - | - | - | 0 | 0 | 0 | 0 | 0 | 0 | 0 | 0 | 0 | 0 | 0 | 0 | 0 | - | - | - | 0 | 0 | 0 | 0 | 0 | 0 | 0 | 0 | 0 | 0 | 0 | 0 | 0 | 0 | 0 | [17 empty] | E
E006 |  | > 11 kV & < = 22 kV ; Commercial & Industrial | 0 | 0 | 0 | 0 | 0 | 0 | 0 | 0 | 0 | 0 | 0 | - | 0 | - | - | - | 0 | 0 | 0 | 0 | 0 | 0 | 0 | 0 | 0 | 0 | 0 | 0 | 0 | - | - | - | 0 | 0 | 0 | 0 | 0 | 0 | 0 | 0 | 0 | 0 | 0 | 0 | 0 | 0 | 0 | [17 empty] | E
E007 |  | > 11 kV & < = 22 kV ; Subdivision | 0 | 0 | 0 | 0 | 0 | 0 | 0 | 0 | 0 | 0 | 0 | - | 0 | - | - | - | 0 | 0 | 0 | 0 | 0 | 0 | 0 | 0 | 0 | 0 | 0 | 0 | 0 | - | - | - | 0 | 0 | 0 | 0 | 0 | 0 | 0 | 0 | 0 | 0 | 0 | 0 | 0 | 0 | 0 | [17 empty] | E
E008 |  | > 22 kV & < = 33 kV ; Commercial & Industrial | 0 | 0 | 0 | 0 | 0 | 0 | 0 | 0 | 0 | 0 | 0 | - | 0 | - | - | - | 0 | 0 | 0 | 0 | 0 | 0 | 0 | 0 | 0 | 0 | 0 | 0 | 0 | - | - | - | 0 | 0 | 0 | 0 | 0 | 0 | 0 | 0 | 0 | 0 | 0 | 0 | 0 | 0 | 0 | [17 empty] | E
E009 |  | > 22 kV & < = 33 kV ; Subdivision | 0 | 0 | 0 | 0 | 0 | 0 | 0 | 0 | 0 | 0 | 0 | - | 0 | - | - | - | 0 | 0 | 0 | 0 | 0 | 0 | 0 | 0 | 0 | 0 | 0 | 0 | 0 | - | - | - | 0 | 0 | 0 | 0 | 0 | 0 | 0 | 0 | 0 | 0 | 0 | 0 | 0 | 0 | 0 | [17 empty] | E
E010 |  | > 33 kV & < = 66 kV ; Commercial & Industrial | 0 | 0 | 0 | 0 | 0 | 0 | 0 | 0 | 0 | 0 | 0 | - | 0 | - | - | - | 0 | 0 | 0 | 0 | 0 | 0 | 0 | 0 | 0 | 0 | 0 | 0 | 0 | - | - | - | 0 | 0 | 0 | 0 | 0 | 0 | 0 | 0 | 0 | 0 | 0 | 0 | 0 | 0 | 0 | [17 empty] | E
E011 |  | > 33 kV & < = 66 kV ; Subdivision | 0 | 0 | 0 | 0 | 0 | 0 | 0 | 0 | 0 | 0 | 0 | - | 0 | - | - | - | 0 | 0 | 0 | 0 | 0 | 0 | 0 | 0 | 0 | 0 | 0 | 0 | 0 | - | - | - | 0 | 0 | 0 | 0 | 0 | 0 | 0 | 0 | 0 | 0 | 0 | 0 | 0 | 0 | 0 | [17 empty] | E
E012 |  | > 66 kV & < = 132 kV ; Commercial & Industrial | 0 | 0 | 0 | 0 | 0 | 0 | 0 | 0 | 0 | 0 | 0 | - | 0 | - | - | - | 0 | 0 | 0 | 0 | 0 | 0 | 0 | 0 | 0 | 0 | 0 | 0 | 0 | - | - | - | 0 | 0 | 0 | 0 | 0 | 0 | 0 | 0 | 0 | 0 | 0 | 0 | 0 | 0 | 0 | [17 empty] | E
E013 |  | > 66 kV & < = 132 kV ; Subdivision | 0 | 0 | 0 | 0 | 0 | 0 | 0 | 0 | 0 | 0 | 0 | - | 0 | - | - | - | 0 | 0 | 0 | 0 | 0 | 0 | 0 | 0 | 0 | 0 | 0 | 0 | 0 | - | - | - | 0 | 0 | 0 | 0 | 0 | 0 | 0 | 0 | 0 | 0 | 0 | 0 | 0 | 0 | 0 | [17 empty] | E
E014 |  | > 132 kV ; Commercial & Industrial | 0 | 0 | 0 | 0 | 0 | 0 | 0 | 0 | 0 | 0 | 0 | - | 0 | - | - | - | 0 | 0 | 0 | 0 | 0 | 0 | 0 | 0 | 0 | 0 | 0 | 0 | 0 | - | - | - | 0 | 0 | 0 | 0 | 0 | 0 | 0 | 0 | 0 | 0 | 0 | 0 | 0 | 0 | 0 | [17 empty] | E
E015 |  | > 132 kV ; Subdivision | 0 | 0 | 0 | 0 | 0 | 0 | 0 | 0 | 0 | 0 | 0 | - | 0 | - | - | - | 0 | 0 | 0 | 0 | 0 | 0 | 0 | 0 | 0 | 0 | 0 | 0 | 0 | - | - | - | 0 | 0 | 0 | 0 | 0 | 0 | 0 | 0 | 0 | 0 | 0 | 0 | 0 | 0 | 0 | [17 empty] | E
|  | Other | 0 | 0 | 0 | 0 | 0 | 0 | 0 | 0 | 0 | 0 | 0 | - | 0 | - | - | - | 0 | 0 | 0 | 0 | 0 | 0 | 0 | 0 | 0 | 0 | 0 | 0 | 0 | - | - | - | 0 | 0 | 0 | 0 | 0 | 0 | 0 | 0 | 0 | 4 | 0 | 0 | 0 | 0 | 0
F001 | TRANSFORMERS BY: MOUNTING TYPE; HIGHEST OPERATING VOLTAGE ; AMPERE RATING; NUMBER OF PHASES (AT LV) | Pole Mounted ; < = 22kV ; < = 60 kVA ; Single Phase | 3129903.824 | 3251434.797 | 5667940.844 | 4705662.353 | 5755534.966 | 5177110 | 6155252.391 | 6889211 | 6833682 | 7977147.0288 | 10921631 | 13418092 | 9931850 | 11920492 | 11840265 | 11997007 | 607 | 637 | 639 | 747 | 664 | 596 | 819 | 758 | 601 | 724 | 875 | 968 | 916 | 876 | 573 | 573 | 607 | 637 | 639 | 747 | 664 | 596 | 819 | 758 | 601 | 349 | 8 | 93 | 37 | 92 | 87 |  | 5156.349 | 5104.2932 | 8870.017 | 6299.4141 | 8667.9743 | 8686.4262 | 7515.5707 | 9088.6689 | 11370.5191 | 11018.1589 | 12481.864 | 13861.6653 | 10842.631 | 13607.8676 | 20663.6387 | 20937.185 | F
F002 |  | Pole Mounted ; < = 22kV ; > 60 kVA and < = 600 kVA ; Single Phase | 735133.3004 | 779480.0793 | 672982.9554 | 936439.8367 | 1090741.577 | 1065571 | 780753.229 | 700157 | 517733 | 722891.0197 | 872244 | 1354604 | 1303604 | 1130191 | 1119365 | 1027325 | 22 | 25 | 12 | 24 | 21 | 19 | 36 | 26 | 15 | 15 | 22 | 21 | 24 | 23 | 20 | 13 | 22 | 25 | 12 | 24 | 21 | 19 | 36 | 26 | 15 | 4 | 0 | 4 | 2 | 1 | 0 |  | 33415.15 | 31179.2032 | 56081.913 | 39018.3265 | 51940.0751 | 56082.6842 | 21687.5897 | 26929.1154 | 34515.5333 | 48192.7346 | 39647.4545 | 64504.9524 | 54316.8333 | 49138.7391 | 55968.25 | 79025 | F
F003 |  | Pole Mounted ; < = 22kV ; > 600 kVA ; Single Phase | 0 | 0 | 0 | 0 | 0 | 0 | 0 | 0 | 0 | 60548.1802 | 0 | - | 0 | - | - | - | 0 | 0 | 0 | 0 | 0 | 0 | 0 | 0 | 0 | 0 | 0 | 0 | 0 | - | - | - | 0 | 0 | 0 | 0 | 0 | 0 | 0 | 0 | 0 | 0 | 0 | 0 | 0 | 0 | 0 | [17 empty] | F
F004 |  | Pole Mounted ; < = 22kV ; < = 60 kVA ; Multiple Phase | 1539011.89 | 1364061.761 | 2626309.837 | 1797550.225 | 2080839.56 | 1808913 | 2156968.787 | 1799556 | 1921618 | 3428733.7032 | 4684782 | 7160292 | 5212287 | 5677914 | 6931647 | 9894472 | 184 | 164 | 182 | 197 | 186 | 155 | 287 | 198 | 169 | 193 | 254 | 322 | 331 | 257 | 223 | 191 | 184 | 164 | 182 | 197 | 186 | 155 | 287 | 198 | 169 | 153 | 11 | 28 | 0 | 89 | 62 |  | 8364.1951 | 8317.4498 | 14430.2738 | 9124.6204 | 11187.3095 | 11670.4065 | 7515.5707 | 9088.6667 | 11370.5207 | 17765.4596 | 18444.0236 | 22236.9317 | 15747.0906 | 22093.0506 | 31083.6188 | 51803.5183 | F
F005 |  | Pole Mounted ; < = 22kV ; > 60 kVA and < = 600 kVA ; Multiple Phase | 9368505.751 | 8130170.429 | 13758849.44 | 9751168.924 | 11561122.24 | 11048888 | 11516110.123 | 13249133 | 13426534 | 17443689.7441 | 21432169 | 29430703 | 21487113 | 26724049 | 27124342 | 26818490 | 482 | 431 | 444 | 480 | 483 | 422 | 531 | 492 | 389 | 494 | 557 | 763 | 719 | 661 | 471 | 344 | 482 | 431 | 444 | 480 | 483 | 422 | 531 | 492 | 389 | 103 | 14 | 41 | 58 | 57 | 39 |  | 19436.7339 | 18863.5045 | 30988.3996 | 20314.9353 | 23936.0709 | 26182.1991 | 21687.5897 | 26929.1321 | 34515.5116 | 35311.1128 | 38477.8618 | 38572.3499 | 29884.7191 | 40429.7262 | 57588.8365 | 77960.7267 | F
F006 |  | Pole Mounted ; < = 22kV ; > 600 kVA ; Multiple Phase | 1987090.798 | 2695469.147 | 3361401.036 | 3776296.255 | 3457845.519 | 2685779 | 5077750.112 | 4036507 | 4115540 | 2901063.654 | 3838640 | 4843581 | 4173283 | 4450715 | 3359576 | 3080721 | 49 | 71 | 45 | 78 | 54 | 39 | 83 | 62 | 44 | 39 | 42 | 42 | 65 | 80 | 59 | 69 | 49 | 71 | 45 | 78 | 54 | 39 | 83 | 62 | 44 | 0 | 0 | 0 | 38 | 0 | 0 |  | 40552.8734 | 37964.3542 | 74697.8008 | 48414.0546 | 64034.1763 | 68866.1282 | 61177.7122 | 65104.9516 | 93535 | 74386.2475 | 91396.1905 | 115323.3571 | 64204.3538 | 55633.9375 | 56941.9661 | 44648.1304 | F
F007 |  | Kiosk Mounted ; < = 22kV ; < = 60 kVA ; Single Phase | 0 | 0 | 0 | 0 | 0 | 0 | 0 | 0 | 0 | 0 | 0 | - | 0 | - | - | - | 0 | 0 | 0 | 0 | 0 | 0 | 0 | 0 | 0 | 0 | 0 | 0 | 0 | - | - | - | 0 | 0 | 0 | 0 | 0 | 0 | 0 | 0 | 0 | 0 | 0 | 0 | 0 | 0 | 0 | [17 empty] | F
F008 |  | Kiosk Mounted ; < = 22kV ; > 60 kVA and < = 600 kVA ; Single Phase | 0 | 0 | 0 | 0 | 0 | 0 | 0 | 0 | 0 | 0 | 0 | - | 12999 | 85571 | 174858 | - | 0 | 0 | 0 | 0 | 0 | 0 | 0 | 0 | 0 | 0 | 0 | 0 | 0 | - | - | - | 0 | 0 | 0 | 0 | 0 | 0 | 0 | 0 | 0 | 0 | 0 | 0 | 0 | 0 | 0 | [17 empty] | F
F009 |  | Kiosk Mounted ; < = 22kV ; > 600 kVA ; Single Phase | 0 | 0 | 0 | 0 | 0 | 0 | 0 | 0 | 0 | 0 | 0 | - | 0 | - | - | - | 0 | 0 | 0 | 0 | 0 | 0 | 0 | 0 | 0 | 0 | 0 | 0 | 0 | - | - | - | 0 | 0 | 0 | 0 | 0 | 0 | 0 | 0 | 0 | 0 | 0 | 0 | 0 | 0 | 0 | [17 empty] | F
F010 |  | Kiosk Mounted ; < = 22kV ; < = 60 kVA ; Multiple Phase | 0 | 0 | 0 | 0 | 0 | 0 | 0 | 0 | 0 | 0 | 0 | - | 0 | - | - | - | 0 | 0 | 0 | 0 | 0 | 0 | 0 | 0 | 0 | 0 | 0 | 0 | 0 | - | - | - | 0 | 0 | 0 | 0 | 0 | 0 | 0 | 0 | 0 | 0 | 0 | 0 | 0 | 0 | 0 | [17 empty] | F
F011 |  | Kiosk Mounted ; < = 22kV ; > 60 kVA and < = 600 kVA ; Multiple Phase | 2925961.708 | 1479074.34 | 2640515.479 | 2876705.64 | 3783899.321 | 2501000 | 3023582.435 | 3370478 | 2359824 | 4068182.5555 | 6184663 | 3715364 | 7947848 | 8666352 | 8069279 | 10225596 | 33 | 15 | 16 | 23 | 25 | 16 | 22 | 22 | 10 | 21 | 36 | 28 | 67 | 104 | 97 | 90 | 33 | 15 | 16 | 23 | 25 | 16 | 22 | 22 | 10 | 10 | 1 | 0 | 0 | 0 | 0 |  | 88665.5063 | 98604.956 | 165032.2174 | 125074.1583 | 151355.9728 | 156312.5 | 137435.5652 | 153203.5455 | 235982.4 | 193722.9788 | 171796.1944 | 132691.5714 | 118624.597 | 83330.3077 | 83188.4433 | 113617.7333 | F
F012 |  | Kiosk Mounted ; < = 22kV ; > 600 kVA ; Multiple Phase | 552277.1252 | 1186491.22 | 1373907.197 | 930854.5742 | 1209974.224 | 1240000 | 1178021.558 | 913698 | 1714137 | 1604726.6655 | 1781535 | 991411 | 1377203 | 1186637 | 2029710 | 3237539 | 5 | 9 | 8 | 6 | 7 | 6 | 7 | 5 | 6 | 10 | 10 | 7 | 16 | 9 | 16 | 9 | 5 | 9 | 8 | 6 | 7 | 6 | 7 | 5 | 6 | 7 | 0 | 0 | 0 | 0 | 0 |  | 110455.425 | 131832.3578 | 171738.3996 | 155142.429 | 172853.4606 | 206666.6667 | 168288.794 | 182739.6 | 285689.5 | 160472.6665 | 178153.5 | 141630.1429 | 86075.1875 | 131848.5556 | 126856.875 | 359726.5556 | F
F013 |  | Ground Outdoor / Indoor Chamber Mounted; < 22 kV ; < = 60 kVA ; Single Phase | 0 | 0 | 0 | 0 | 0 | 0 | 0 | 0 | 0 | 0 | 0 | - | 0 | - | - | - | 0 | 0 | 0 | 0 | 0 | 0 | 0 | 0 | 0 | 0 | 0 | 0 | 0 | - | - | - | 0 | 0 | 0 | 0 | 0 | 0 | 0 | 0 | 0 | 0 | 0 | 0 | 0 | 0 | 0 | [17 empty] | F
F014 |  | Ground Outdoor / Indoor Chamber Mounted; < 22 kV ; > 60 kVA and < = 600 kVA ; Single Phase | 0 | 0 | 0 | 0 | 0 | 0 | 0 | 0 | 0 | 0 | 3797 | - | 0 | - | - | - | 0 | 0 | 0 | 0 | 0 | 0 | 0 | 0 | 0 | 0 | 0 | 0 | 0 | - | - | - | 0 | 0 | 0 | 0 | 0 | 0 | 0 | 0 | 0 | 0 | 0 | 0 | 0 | 0 | 0 | [17 empty] | F
F015 |  | Ground Outdoor / Indoor Chamber Mounted; < 22 kV ; > 600 kVA ; Single Phase | 0 | 0 | 0 | 0 | 0 | 0 | 0 | 0 | 0 | 0 | 0 | - | 0 | - | - | - | 0 | 0 | 0 | 0 | 0 | 0 | 0 | 0 | 0 | 0 | 0 | 0 | 0 | - | - | - | 0 | 0 | 0 | 0 | 0 | 0 | 0 | 2 | 0 | 0 | 0 | 0 | 0 | 0 | 0 | [17 empty] | F
F016 |  | Ground Outdoor / Indoor Chamber Mounted; < 22 kV ; < = 60 kVA ; Multiple Phase | 0 | 0 | 0 | 0 | 0 | 0 | 0 | 0 | 0 | 0 | 0 | - | 0 | - | - | - | 0 | 0 | 0 | 0 | 0 | 0 | 0 | 0 | 0 | 0 | 0 | 0 | 0 | - | - | - | 0 | 0 | 0 | 0 | 0 | 0 | 0 | 0 | 0 | 0 | 0 | 0 | 0 | 0 | 0 | [17 empty] | F
F017 |  | Ground Outdoor / Indoor Chamber Mounted; < 22 kV ; > 60 kVA and < = 600 kVA ; Multiple Phase | 115844.56 | 0 | 190944.6332 | 0 | 182207.7306 | 0 | 0 | 272447 | 126687 | 136402.7101 | 214218 | 198749 | 107753 | 52430 | 95340 | 1005 | 2 | 0 | 2 | 0 | 2 | 0 | 0 | 3 | 1 | 1 | 0 | 0 | 2 | 1 | 3 | 1 | 2 | 0 | 2 | 0 | 2 | 0 | 0 | 3 | 1 | 0 | 0 | 0 | 0 | 0 | 3 |  | 57922.28 |  | 95472.3166 |  | 91103.8653 |  |  | 90815.6667 | 126687 | 136402.7101 |  |  | 53876.5 | 52430 | 31780 | 1005 | F
F018 |  | Ground Outdoor / Indoor Chamber Mounted; < 22 kV ; > 600 kVA ; Multiple Phase | 786329.5447 | 0 | 224909.7824 | 60724.8118 | 1908528.921 | 0 | 176508.09 | 112256 | 127084 | 395576.9553 | 430373 | 637871 | 33827 | 115967 | 136859 | 129122 | 9 | 0 | 2 | 1 | 4 | 0 | 2 | 1 | 1 | 2 | 3 | 2 | 1 | 3 | 3 | 1 | 10 | 0 | 2 | 1 | 2 | 0 | 9 | 4 | 1 | 2 | 0 | 0 | 0 | 1 | 0 |  | 87369.9494 |  | 112454.8912 | 60724.8118 | 477132.2303 |  | 88254.045 | 112256 | 127084 | 197788.4776 | 143457.6667 | 318935.5 | 33827 | 38655.6667 | 45619.6667 | 129122 | F
F019 |  | Ground Outdoor / Indoor Chamber Mounted; > = 22 kV & < = 33 kV ; < = 15 MVA | 1433619.28 | 197257.9829 | 733879.767 | 1876235.469 | 3073772.496 | 2611000 | 974322.127 | 224512 | 896925 | 560441.4686 | 792234 | 668791 | 372348 | 82579 | 1279128 | 785694 | 5 | 3 | 2 | 3 | 6 | 2 | 2 | 2 | 1 | 0 | 1 | 0 | 3 | - | - | 1 | 8 | 5 | 12 | 11 | 13 | 22 | 34 | 13 | 1 | 0 | 0 | 1 | 1 | 1 | 1 |  | 286723.856 | 65752.661 | 366939.8835 | 625411.823 | 512295.416 | 1305500 | 487161.0635 | 112256 | 896925 |  | 792234 |  | 124116 |  |  | 785694 | F
F020 |  | Ground Outdoor / Indoor Chamber Mounted; > = 22 kV & < = 33 kV ; > 15 MVA and < = 40 MVA | 0 | 0 | 0 | 0 | 0 | 0 | 0 | 1123656 | 1339204 | 3319395.9076 | 1619648 | 1610665 | 646190 | 687364 | 809356 | 1851757 | 0 | 0 | 0 | 0 | 0 | 0 | 0 | 1 | 1 | 0 | 0 | 0 | 0 | 2 | - | - | 1 | 0 | 1 | 1 | 1 | 3 | 5 | 2 | 0 | 0 | 0 | 0 | 0 | 0 | 0 | [8 empty] | 1123656 | 1339204 |  |  |  |  | 343682 |  |  | F
F021 |  | Ground Outdoor / Indoor Chamber Mounted; > = 22 kV & < = 33 kV ; > 40 MVA | 0 | 0 | 0 | 0 | 0 | 0 | 0 | 0 | 0 | 0 | 0 | - | 0 | - | - | 37728 | 0 | 0 | 0 | 0 | 0 | 0 | 0 | 0 | 0 | 0 | 0 | 0 | 0 | - | - | - | 0 | 0 | 0 | 0 | 0 | 0 | 0 | 0 | 0 | 0 | 0 | 0 | 0 | 0 | 0 | [17 empty] | F
F022 |  | Ground Outdoor / Indoor Chamber Mounted; > 33 kV & < = 66 kV ; < = 15 MVA | 0 | 2570787.206 | 729463.4048 | 0 | 877510.2559 | 3211000 | 886068.082 | 887240 | 0 | 479023.0145 | 2107961 | 5901761 | 1976173 | 1176869 | 781049 | 1916676 | 0 | 2 | 1 | 0 | 1 | 2 | 1 | 1 | 0 | 0 | 0 | 0 | 1 | 3 | 3 | - | 10 | 16 | 18 | 15 | 26 | 50 | 33 | 28 | 45 | 0 | 0 | 0 | 0 | 1 | 3 |  |  | 1285393.603 | 729463.4048 |  | 877510.2559 | 1605500 | 886068.082 | 887240 |  |  |  |  | 1976173 | 392289.6667 | 260349.6667 |  | F
F023 |  | Ground Outdoor / Indoor Chamber Mounted; > 33 kV & < = 66 kV ; > 15 MVA and < = 40 MVA | 2064204.792 | 3643319.681 | 0 | 0 | 0 | 0 | 3519755.854 | 0 | 1339204 | 7510.4195 | 237285 | 359311 | 1730260 | 2005192 | 4118838 | 4559251 | 1 | 2 | 0 | 0 | 0 | 0 | 3 | 0 | 1 | 0 | 0 | 0 | 0 | 2 | 1 | - | 6 | 4 | 12 | 13 | 6 | 19 | 12 | 5 | 12 | 0 | 0 | 0 | 0 | 1 | 1 |  | 2064204.792 | 1821659.8405 |  |  |  |  | 1173251.9513 |  | 1339204 |  |  |  |  | 1002596 | 4118838 |  | F
F024 |  | Ground Outdoor / Indoor Chamber Mounted; > 33 kV & < = 66 kV ; > 40 MVA | 0 | 0 | 0 | 0 | 0 | 0 | 0 | 0 | 0 | 0 | 0 | - | 0 | - | - | 57760 | 0 | 0 | 0 | 0 | 0 | 0 | 0 | 0 | 0 | 0 | 0 | 0 | 0 | - | - | - | 0 | 0 | 0 | 0 | 0 | 0 | 0 | 0 | 0 | 0 | 0 | 0 | 0 | 0 | 0 | [17 empty] | F
F025 |  | Ground Outdoor / Indoor Chamber Mounted; > 66 kV & < = 132 kV ; < = 100 MVA | 4519980.97 | 0 | 2263697.982 | 0 | 8169367.439 | 0 | 0 | 0 | 0 | 15791.5216 | 111634 | 490130 | 1461687 | 351253 | 1528084 | 1935535 | 1 | 0 | 1 | 0 | 3 | 0 | 0 | 0 | 0 | 0 | 0 | 0 | 0 | 2 | - | - | 1 | 0 | 1 | 3 | 0 | 33 | 19 | 6 | 18 | 0 | 0 | 0 | 0 | 0 | 0 |  | 4519980.97 |  | 2263697.982 |  | 2723122.4797 | [8 empty] | 175626.5 |  |  | F
F026 |  | Ground Outdoor / Indoor Chamber Mounted; > 66 kV & < = 132 kV ; > 100 MVA | 0 | 0 | 0 | 0 | 0 | 0 | 0 | 0 | 0 | 0 | 0 | - | 0 | - | - | - | 0 | 0 | 0 | 0 | 0 | 0 | 0 | 0 | 0 | 0 | 0 | 0 | 0 | - | - | - | 0 | 0 | 0 | 0 | 1 | 0 | 0 | 0 | 0 | 0 | 0 | 0 | 0 | 0 | 0 | [17 empty] | F
F027 |  | Ground Outdoor / Indoor Chamber Mounted; > 132 kV ; < = 100 MVA | 0 | 0 | 0 | 0 | 0 | 0 | 0 | 0 | 0 | 0 | 0 | - | 0 | - | - | - | 0 | 0 | 0 | 0 | 0 | 0 | 0 | 0 | 0 | 0 | 0 | 0 | 0 | - | - | - | 0 | 0 | 0 | 0 | 0 | 0 | 1 | 1 | 0 | 0 | 0 | 0 | 0 | 0 | 0 | [17 empty] | F
F028 |  | Ground Outdoor / Indoor Chamber Mounted; > 132 kV ; > 100 MVA | 0 | 0 | 0 | 0 | 0 | 0 | 0 | 0 | 0 | 0 | 0 | - | 0 | - | - | - | 0 | 0 | 0 | 0 | 0 | 0 | 0 | 0 | 0 | 0 | 0 | 0 | 0 | - | - | - | 0 | 0 | 0 | 0 | 0 | 0 | 0 | 0 | 0 | 0 | 0 | 0 | 0 | 0 | 0 | [17 empty] | F
|  | Other | 0 | 0 | 0 | 0 | 0 | 0 | 0 | 0 | 0 | 0 | 59089 | 14753 | 46275 | - | - | - | 0 | 0 | 0 | 0 | 0 | 0 | 0 | 0 | 0 | 0 | 2 | 0 | 3 | - | - | - | 0 | 0 | 0 | 0 | 0 | 0 | 0 | 0 | 0 | 17 | 0 | 17 | 45 | 0 | 0 | [11 empty] | 29544.5 |  | 15425
G001 | SWITCHGEAR BY: HIGHEST OPERATING VOLTAGE ; SWITCH FUNCTION | < = 11 kV ; FUSE | 885453.1947 | 1215318.344 | 2203044.203 | 2834740.734 | 2933531.019 | 2599000 | 1440405.657 | 4047622 | 5542918 | 14822668.0744 | 19270351 | 29309340 | 36015837 | 32390082 | 38953148.3181 | 41033547 | 9243 | 11983 | 11787 | 14900 | 15739 | 14135 | 23832 | 17706 | 19792 | 2227 | 2746 | 3423 | 3347 | 3045 | 2499 | 1995 | 11887 | 16186 | 18643 | 17872 | 19928 | 17519 | 10487 | 21619 | 21611 | 80 | 230 | 0 | 0 | 0 | 0 |  | 95.7972 | 101.4202 | 186.9046 | 190.2511 | 186.3861 | 183.8698 | 60.44 | 228.6017 | 280.0585 | 6655.8905 | 7017.6078 | 8562.4715 | 10760.6325 | 10637.1369 | 15587.4943 | 20568.194 | G
G002 |  | < = 11 kV ; Switch | 4328771.396 | 3690478.852 | 7625323.888 | 12148404.48 | 19099189.38 | 1825000 | 6585825.11 | 1652590 | 1370317 | 5432077.8435 | 7820789 | 6184651 | 8511788 | 8268099 | 8717166.0275 | 9184199 | 326 | 332 | 418 | 833 | 1049 | 98 | 10444 | 125 | 47 | 228 | 279 | 195 | 328 | 328 | 324 | 281 | 30 | 11 | 57 | 41 | 45 | 14 | 17016 | 9 | 12 | 212 | 25 | 27 | 3 | 10 | 12 |  | 13278.4399 | 11115.9002 | 18242.4016 | 14583.9189 | 18207.0442 | 18622.449 | 630.5846 | 13220.72 | 29155.6809 | 23824.9028 | 28031.5018 | 31716.159 | 25950.5732 | 25207.6189 | 26904.8334 | 32683.9822 | G
G003 |  | < = 11 kV ; Circuit Breaker | 668738.3043 | 1425946.223 | 1248871.191 | 1443289.693 | 1769200.412 | 1208000 | 2366564.907 | 1400532 | 3049546 | 2149448.0925 | 3256442 | 2919777 | 3653060 | 3387980 | 3575481.5313 | 8457287 | 13 | 19 | 17 | 15 | 22 | 14 | 20 | 13 | 26 | 9 | 23 | 2 | 11 | 28 | 3 | 3 | 16 | 22 | 23 | 26 | 28 | 21 | 26 | 32 | 40 | 7 | 22 | 3 | 2 | 3 | 23 |  | 51441.408 | 75049.8012 | 73463.0112 | 96219.3129 | 80418.2005 | 86285.7143 | 118328.2454 | 107733.2308 | 117290.2308 | 238827.5658 | 141584.4348 | 1459888.5 | 332096.3636 | 120999.2857 | 1191827.1771 | 2819095.6667 | G
G004 |  | > 11 kV & < = 22 kV ; Switch | 418940.5953 | 2355025.014 | 4491622.239 | 3537815.743 | 5920009.828 | 1901000 | 3477553.792 | 4314238 | 3419676 | 4259026.4373 | 4974646 | 6907043 | 6278050 | 6710080 | 9358476.3771 | 10773131 | 431 | 580 | 579 | 893 | 802 | 562 | 610 | 570 | 601 | 854 | 1069 | 1068 | 1213 | 1338 | 1577 | 1460 | 172 | 207 | 206 | 178 | 280 | 211 | 230 | 136 | 186 | 133 | 7 | 28 | 11 | 5 | 13 |  | 972.0199 | 4060.388 | 7757.5514 | 3961.7198 | 7381.5584 | 3382.5623 | 5700.9079 | 7568.8386 | 5689.9767 | 4987.1504 | 4653.551 | 6467.2687 | 5175.6389 | 5015.0075 | 5934.3541 | 7378.8568 | G
G005 |  | > 11 kV & < = 22 kV ; Circuit Breaker | 1918553.338 | 805986.0495 | 1157843.75 | 1374440.855 | 2246622.583 | 1113000 | 1847831.89 | 2773986 | 844128 | 984068.1019 | 895264 | 1855196 | 1850222 | 2043614 | 1948559.1312 | 1658940 | 85 | 51 | 40 | 54 | 62 | 29 | 53 | 57 | 32 | 44 | 38 | 24 | 61 | 55 | 52 | 22 | 85 | 53 | 43 | 55 | 63 | 36 | 59 | 59 | 46 | 1 | 21 | 3 | 1 | 3 | 8 |  | 22571.2157 | 15803.648 | 28946.0938 | 25452.6084 | 36235.8481 | 38379.3103 | 34864.7526 | 48666.4211 | 26379 | 22365.1841 | 23559.5789 | 77299.8333 | 30331.5082 | 37156.6182 | 37472.291 | 75406.3636 | G
G006 |  | > 22 kV & < = 33 kV ; Switch | 95217.154 | 252087.2922 | 476866.785 | 3574387.42 | 1032567.069 | 735000 | 334915.712 | 186662 | 0 | 273307.9258 | 605668 | 826942 | 460247 | 1624437 | 589960.8495 | 478177 | 1 | 3 | 10 | 26 | 18 | 7 | 4 | 2 | 0 | 20 | 24 | 34 | 24 | 62 | 39 | 44 | 3 | 0 | 0 | 1 | 1 | 0 | 7 | 0 | 4 | 46 | 0 | 2 | 12 | 8 | 2 |  | 95217.154 | 84029.0974 | 47686.6785 | 137476.4392 | 57364.8372 | 105000 | 83728.928 | 93331 |  | 13665.3963 | 25236.1667 | 24321.8235 | 19176.9583 | 26200.5968 | 15127.2013 | 10867.6591 | G
G007 |  | > 22 kV & < = 33 kV ; Circuit Breaker | 204036.7585 | 1620561.164 | 0 | 294592.3698 | 1229246.511 | 1349000 | 2907199.248 | 670845 | 384975 | 817688.7974 | 492994 | 1977127 | 742970 | 503319 | 315428.1908 | 155582 | 1 | 9 | 0 | 1 | 10 | 6 | 13 | 3 | 2 | 16 | 1 | 12 | 15 | 12 | 2 | 2 | 3 | 15 | 3 | 6 | 10 | 25 | 14 | 6 | 14 | 0 | 3 | 2 | 1 | 0 | 9 |  | 204036.7585 | 180062.3516 |  | 294592.3698 | 122924.6511 | 224833.3333 | 223630.7114 | 223615 | 192487.5 | 51105.5498 | 492994 | 164760.5833 | 49531.3333 | 41943.25 | 157714.0954 | 77791 | G
G008 |  | > 33 kV & < = 66 kV ; Switch | 680258.5529 | 1200655.76 | 340687.256 | 327390.3203 | 68305.1311 | 125000 | 609891.361 | 1050015 | 1204401 | 549863.6361 | 2694370 | 3737167 | 1605795 | 2674765 | 1872879.6486 | 2091932 | 6 | 12 | 6 | 2 | 1 | 1 | 6 | 9 | 10 | 4 | 28 | 10 | 23 | 22 | 28 | 6 | 1 | 0 | 1 | 0 | 3 | 4 | 2 | 1 | 6 | 0 | 2 | 2 | 0 | 0 | 1 |  | 113376.4255 | 100054.6467 | 56781.2093 | 163695.1601 | 68305.1311 | 125000 | 101648.5602 | 116668.3333 | 120440.1 | 137465.909 | 96227.5 | 373716.7 | 69817.1739 | 121580.2273 | 66888.5589 | 348655.3333 | G
G009 |  | > 33 kV & < = 66 kV ; Circuit Breaker | 1197015.65 | 528182.8979 | 699404.618 | 576091.7453 | 0 | 440000 | 4877005.596 | 1761298 | 2887311 | 8656793.4269 | 5844020 | 4872498 | 1770647 | 5016131 | 9009866.7746 | 6674064 | 6 | 3 | 7 | 2 | 0 | 2 | 19 | 8 | 15 | 55 | 72 | 24 | 14 | 11 | 16 | 17 | 9 | 18 | 30 | 29 | 20 | 44 | 45 | 41 | 84 | 2 | 1 | 1 | 4 | 0 | 26 |  | 199502.6083 | 176060.966 | 99914.9454 | 288045.8726 |  | 220000 | 256684.5051 | 220162.25 | 192487.4 | 157396.2441 | 81166.9444 | 203020.75 | 126474.7857 | 456011.9091 | 563116.6734 | 392592 | G
G010 |  | > 66 kV & < = 132 kV ; Switch | 0 | 0 | 121771.3397 | 0 | 3076189.394 | 1608000 | 1614646.614 | 1569813 | 0 | 0 | 0 | - | 0 | - | 0 | - | 0 | 0 | 1 | 0 | 21 | 6 | 7 | 6 | 0 | 1 | 0 | 0 | 0 | - | - | - | 0 | 1 | 0 | 1 | 0 | 3 | 2 | 1 | 1 | 0 | 0 | 0 | 0 | 0 | 0 |  |  |  | 121771.3397 |  | 146485.2092 | 268000 | 230663.802 | 261635.5 |  | 0 | [6 empty] | G
G011 |  | > 66 kV & < = 132 kV ; Circuit Breaker | 0 | 0 | 147601.6239 | 0 | 1065346.976 | 0 | 939155.239 | 367544 | 0 | 0 | 3699 | 21391 | 100236 | 155647 | 517172.6157 | 1092589 | 0 | 0 | 1 | 0 | 6 | 0 | 3 | 1 | 0 | 0 | 0 | 0 | 0 | - | 1 | 2 | 1 | 4 | 1 | 6 | 2 | 20 | 7 | 5 | 1 | 0 | 0 | 0 | 0 | 0 | 7 |  |  |  | 147601.6239 |  | 177557.8293 |  | 313051.7463 | 367544 | [6 empty] | 517172.6157 | 546294.5 | G
G012 |  | > 132 kV ; Switch | 0 | 0 | 0 | 0 | 0 | 0 | 0 | 0 | 0 | 0 | 0 | - | 25300 | 120693 | 399246.4848 | 1345327 | 0 | 0 | 0 | 0 | 0 | 0 | 0 | 0 | 0 | 0 | 0 | 0 | 0 | - | - | - | 0 | 0 | 0 | 0 | 0 | 1 | 0 | 0 | 2 | 0 | 0 | 0 | 0 | 0 | 0 | [17 empty] | G
G013 |  | > 132 kV ; Circuit Breaker | 0 | 0 | 0 | 0 | 0 | 0 | 0 | 0 | 0 | 0 | 0 | - | 0 | - | 0 | - | 0 | 0 | 0 | 0 | 0 | 0 | 0 | 0 | 0 | 0 | 0 | 0 | 0 | - | - | - | 0 | 0 | 0 | 0 | 0 | 2 | 1 | 0 | 7 | 0 | 0 | 0 | 0 | 0 | 0 | [17 empty] | G
|  | Other | 0 | 0 | 0 | 0 | 0 | 0 | 0 | 0 | 0 | 0 | 0 | - | 0 | 0 | 0 | 99165 | 0 | 0 | 0 | 0 | 0 | 0 | 0 | 0 | 0 | 0 | 0 | 0 | 0 | - | 1 | - | 0 | 0 | 0 | 0 | 0 | 0 | 0 | 0 | 0 | 0 | 0 | 5 | 0 | 0 | 0 | [15 empty] | 0
H001 | PUBLIC LIGHTING BY: ASSET TYPE ; LIGHTING OBLIGATION | Luminaires ; Major Road | 177123.0283 | 279729.1437 | 0 | 0 | 0 | 0 | 0 | 0 | 505822 | 1166392.3362 | 1195834 | 1275864 | 0 | 0 | 0 | - | 522 | 734 | 0 | 0 | 0 | 0 | 0 | 0 | 0 | 323 | 366 | 474 | 0 | 0 | 0 | - | 181 | 115 | 0 | 0 | 0 | 0 | 0 | 0 | 0 | 8 | 0 | 0 | 0 | 0 | 0 |  | 339.3161 | 381.1024 | [7 empty] | 3611.1218 | 3267.306 | 2691.6962 |  |  |  |  | H
H002 |  | Luminaires ; Minor Road | 237314.0246 | 296715.8235 | 0 | 0 | 0 | 0 | 0 | 0 | 549191 | 1048984.715 | 1554326 | 2917919 | 0 | 0 | 0 | - | 1304 | 1145 | 0 | 0 | 0 | 0 | 0 | 0 | 0 | 587 | 729 | 1119 | 0 | 0 | 0 | - | 141 | 107 | 0 | 0 | 0 | 0 | 0 | 0 | 0 | 30 | 0 | 0 | 0 | 0 | 0 |  | 181.9893 | 259.1405 | [7 empty] | 1787.0268 | 2132.1344 | 2607.613 |  |  |  |  | H
H003 |  | Brackets ; Major Road | 38343.3746 | 66691.7276 | 0 | 0 | 0 | 0 | 0 | 0 | 30329 | 322731.7503 | 413200 | 716795 | 0 | 0 | 0 | - | 83 | 148 | 0 | 0 | 0 | 0 | 0 | 0 | 0 | 130 | 189 | 405 | 0 | 0 | 0 | - | 19 | 16 | 0 | 0 | 0 | 0 | 0 | 0 | 0 | 2 | 0 | 0 | 0 | 0 | 0 |  | 461.9684 | 450.6198 | [7 empty] | 2482.5519 | 2186.2434 | 1769.8642 |  |  |  |  | H
H004 |  | Brackets ; Minor Road | 29578.6791 | 33581.5472 | 0 | 0 | 0 | 0 | 0 | 0 | 36520 | 244614.6783 | 252187 | 549367 | 0 | 0 | 0 | - | 171 | 191 | 0 | 0 | 0 | 0 | 0 | 0 | 0 | 273 | 366 | 909 | 0 | 0 | 0 | - | 43 | 58 | 0 | 0 | 0 | 0 | 0 | 0 | 0 | 5 | 0 | 0 | 0 | 0 | 0 |  | 172.9747 | 175.8196 | [7 empty] | 896.0245 | 689.0355 | 604.3641 |  |  |  |  | H
H005 |  | Lamps ; Major Road | 37509.4789 | 61471.3799 | 0 | 0 | 0 | 0 | 0 | 0 | 36441 | 93074.6836 | 54003 | 113398 | 0 | 0 | 0 | - | 1152 | 1518 | 0 | 0 | 0 | 0 | 0 | 0 | 0 | 393 | 379 | 554 | 0 | 0 | 0 | - | 541 | 516 | 0 | 0 | 0 | 0 | 0 | 0 | 0 | 46 | 0 | 0 | 0 | 0 | 0 |  | 32.5603 | 40.495 | [7 empty] | 236.8313 | 142.4881 | 204.6895 |  |  |  |  | H
H006 |  | Lamps ; Minor Road | 27551.3752 | 24509.3885 | 0 | 0 | 0 | 0 | 0 | 0 | 16016 | 70971.8263 | 33950 | 128163 | 0 | 0 | 0 | - | 4327 | 1760 | 0 | 0 | 0 | 0 | 0 | 0 | 0 | 736 | 835 | 1409 | 0 | 0 | 0 | - | 643 | 512 | 0 | 0 | 0 | 0 | 0 | 0 | 0 | 24 | 0 | 0 | 0 | 0 | 0 |  | 6.3673 | 13.9258 | [7 empty] | 96.4291 | 40.6587 | 90.9603 |  |  |  |  | H
H007 |  | Poles / Columns ; Major Road | 94463.3163 | 125875.2484 | 0 | 0 | 0 | 0 | 0 | 0 | 48038 | 174902.9677 | 246826 | 396111 | 0 | 0 | 0 | - | 27 | 37 | 0 | 0 | 0 | 0 | 0 | 0 | 0 | 31 | 41 | 82 | 0 | 0 | 0 | - | 23 | 11 | 0 | 0 | 0 | 0 | 0 | 0 | 0 | 0 | 0 | 0 | 0 | 0 | 0 |  | 3498.6413 | 3402.0337 | [7 empty] | 5642.0312 | 6020.1463 | 4830.622 |  |  |  |  | H
H008 |  | Poles / Columns ; Minor Road | 276458.2579 | 572840.2634 | 0 | 0 | 0 | 0 | 0 | 0 | 229029 | 284606.7553 | 595692 | 598944 | 0 | 0 | 0 | - | 130 | 225 | 0 | 0 | 0 | 0 | 0 | 0 | 0 | 105 | 190 | 274 | 0 | 0 | 0 | - | 69 | 55 | 0 | 0 | 0 | 0 | 0 | 0 | 0 | 3 | 0 | 0 | 0 | 0 | 0 |  | 2126.602 | 2545.9567 | [7 empty] | 2710.5405 | 3135.2211 | 2185.927 |  |  |  |  | H
|  | Other | 0 | 0 | 0 | 0 | 0 | 0 | 0 | 0 | 0 | 0 | 0 | - | 0 | 0 | 0 | - | 0 | 0 | 0 | 0 | 0 | 0 | 0 | 0 | 0 | 0 | 0 | 0 | 0 | 0 | 0 | - | 0 | 0 | 0 | 0 | 0 | 0 | 0 | 0 | 0 | 0 | 0 | 0 | 0 | 0 | 0
I001 | SCADA, NETWORK CONTROL AND PROTECTION SYSTEMS BY: FUNCTION | Field Devices | 6277530.937 | 6032088.777 | 13613695.16 | 11417909.26 | 6341887.625 | 13860000 | 7669087.243 | 12253242 | 7068179 | 4337894.0584 | 6074542 | 6161464 | 12023526 | 13226078 | 19665974 | 21367527 | 73 | 74 | 300 | 82 | 105 | 129 | 229 | 314 | 175 | 191 | 84 | 49 | 85 | 122 | 97 | 73 | 49 | 35 | 61 | 34 | 21 | 31 | 185 | 185 | 143 | 20 | 71 | 85 | 204 | 43 | 38 |  | 85993.5745 | 81514.7132 | 45378.9839 | 139242.7959 | 60398.9298 | 107441.8605 | 33489.4639 | 39023.0637 | 40389.5943 | 22711.4872 | 72315.9762 | 125744.1633 | 141453.2471 | 108410.4754 | 202742 | 292705.8493 | I
I002 |  | Local Network Wiring Assets | 0 | 0 | 0 | 0 | 0 | 0 | 0 | 0 | 0 | 0 | 0 | - | 0 | - | - | - | 0 | 0 | 0 | 0 | 0 | 0 | 0 | 0 | 0 | 0 | 0 | 0 | 0 | - | - | - | 0 | 0 | 0 | 0 | 0 | 0 | 0 | 0 | 0 | 0 | 0 | 97 | 0 | 0 | 0 | [17 empty] | I
I003 |  | Communications Network Assets | 619954.7494 | 1969883.734 | 4481352.59 | 7814790.99 | 8732539.355 | 880000 | 159278.471 | 639235 | 2531821 | 2430581.6164 | 965784 | 2184817 | 5802340 | 7728332 | 6826213 | 6908407 | 0 | 285 | 705 | 446 | 260 | 35 | 2 | 425 | 123 | 99 | 41 | 33 | 32 | 178 | 118 | 1442 | 242 | 188 | 275 | 316 | 298 | 27 | 276 | 56 | 10 | 39 | 5 | 0 | 7 | 54 | 143 |  |  | 6911.8728 | 6356.5285 | 17521.9529 | 33586.6898 | 25142.8571 | 79639.2355 | 1504.0824 | 20583.9106 | 24551.3295 | 23555.7073 | 66206.5758 | 181323.125 | 43417.5955 | 57849.2627 | 4790.8509 | I
I004 |  | Master Station Assets | 56676.8774 | 275095.2593 | 824582.149 | 40915.6069 | 87071.6279 | 640000 | 47264.82 | 216754 | 164269 | 0 | 0 | - | 147601 | 54984 | 2396 | 16953 | 2 | 11 | 58 | 1 | 5 | 19 | 2 | 7 | 5 | 0 | 0 | 0 | 0 | 1 | - | - | 1 | 9 | 9 | 3 | 12 | 29 | 6 | 26 | 22 | 0 | 0 | 3 | 0 | 4 | 3 |  | 28338.4387 | 25008.6599 | 14216.9336 | 40915.6069 | 17414.3256 | 33684.2105 | 23632.41 | 30964.8571 | 32853.8 |  |  |  |  | 54984 |  |  | I
I005 |  | Communications Site Infrastructure | 286673.9565 | 2351291.723 | 5703177.414 | 4871394.134 | 3894051.863 | 645000 | 2526.08 | 171471 | 1315576 | 544001.2682 | 340419 | 291 | 407353 | 2111484 | 247163 | 1619454 | 0 | 74 | 184 | 117 | 0 | 21 | 1 | 61 | 183 | 56 | 22 | 71 | 73 | 57 | 29 | 7 | 34 | 57 | 37 | 45 | 45 | 11 | 141 | 35 | 37 | 50 | 1 | 5 | 0 | 45 | 2 |  |  | 31774.2125 | 30995.5294 | 41635.8473 |  | 30714.2857 | 2526.08 | 2811 | 7188.9399 | 9714.3084 | 15473.5909 | 4.0986 | 5580.1781 | 37043.5789 | 8522.8621 | 231350.5714 | I
I006 |  | Communications Linear Assets | 355622.4016 | 333661.006 | 508076.1848 | 595659.9196 | 1377400.571 | 60000 | 798.449 | 107477 | 21595 | 0 | 112534 | 29608 | 691383 | 5643421 | 1901554 | 103206 | 8.8998 | 8.3502 | 12.7151 | 14.9069 | 34.4707 | 10 | 0.22 | 7 | 11 | 11 | 15 | 51.52 | 81.006 | 10.05 | 19.534 | 127.95 | 3 | 1 | 6 | 15 | 8 | 1 | 68 | 5 | 3 | 0 | 1 | 3 | 9 | 0 | 0 |  | 39958.596 | 39958.596 | 39958.596 | 39958.596 | 39958.596 | 6000 | 3629.3136 | 15353.8571 | 1963.1818 | 0 | 7502.2667 | 574.6894 | 8534.9604 | 561534.4279 | 97345.8585 | 806.612 | I
I007 |  | AFLC | 212538.2901 | 917817.8197 | 0 | 613734.1037 | 0 | 4426000 | 2369423.746 | 5294207 | 2725629 | 378082.4274 | 55891 | 71336 | 6785 | 11978 | 11619 | 178207 | 1 | 3 | 0 | 2 | 0 | 17 | 12 | 25 | 10 | 0 | 2 | 0 | 1 | 1 | - | - | 7 | 2 | 2 | 3 | 4 | 0 | 54 | 109 | 127 | 0 | 5 | 6 | 46 | 17 | 12 |  | 212538.2901 | 305939.2732 |  | 306867.0518 |  | 260352.9412 | 197451.9788 | 211768.28 | 272562.9 |  | 27945.5 |  | 6785 | 11978 |  |  | I
|  | Other | 0 | 0 | 0 | 0 | 0 | 0 | 0 | 0 | 0 | 0 | 0 | - | 0 | - | - | - | 0 | 0 | 0 | 0 | 0 | 0 | 0 | 0 | 0 | 0 | 0 | 0 | 0 | - | - | - | 0 | 0 | 0 | 0 | 0 | 0 | 0 | 0 | 0 | 0 | 0 | 144 | 0 | 0 | 0
J001 | OTHER BY: DNSP DEFINED | VOLTAGE TRANSFORMERS | 7611024.508 | 1859093.762 | 1361341.131 | 1177387.504 | 2743029.444 | 63000 | 6880614.672 | 4988014 | 1495306 | 1114378.7263 | 3923123 | 3139257 | 3285493 | 2982833 | 2739249 | 2959033 | 112 | 31 | 40 | 12 | 67 | 7 | 78 | 66 | 19 | 43 | 44 | 23 | 38 | 42 | 24 | 16 | 6 | 5 | 5 | 9 | 13 | 13 | 7 | 5 | 0 | 0 | 1 | 0 | 3 | 4 | 4 |  | 67955.576 | 59970.7665 | 34033.5283 | 98115.6253 | 40940.738 | 9000 | 88213.0086 | 75575.9697 | 78700.3158 | 25915.7843 | 89161.8864 | 136489.4348 | 86460.3421 | 71019.8333 | 114135.375 | 184939.5625 | J
J002 |  | CURRENT TRANSFORMER | 408073.517 | 936324.2281 | 817485.9171 | 1296206.427 | 1720945.116 | 20000 | 3696246.036 | 3349862 | 1016321 | 411106.2971 | 2558294 | 2812272 | 3838673 | 3807091 | 4344258 | 6509074 | 5 | 13 | 20 | 11 | 35 | 16 | 46 | 42 | 15 | 12 | 29 | 37 | 40 | 24 | 24 | 21 | 4 | 5 | 9 | 13 | 7 | 7 | 6 | 5 | 5 | 0 | 0 | 0 | 1 | 0 | 1 |  | 81614.7034 | 72024.9406 | 40874.2959 | 117836.9479 | 49169.8605 | 1250 | 80353.1747 | 79758.619 | 67754.7333 | 34258.8581 | 88217.0345 | 76007.3514 | 95966.825 | 158628.7917 | 181010.75 | 309955.9048 | J
J003 |  | CAPACITOR BANK | 0 | 0 | 419813.0804 | 3630850.957 | 1515046.325 | 0 | 461550.002 | 0 | 0 | 2616489.171 | 147088 | 65114 | 34938 | - | - | 11325 | 0 | 0 | 1 | 3 | 3 | 25 | 1 | 0 | 0 | 65 | 3 | 0 | 0 | - | - | - | 7 | 8 | 9 | 16 | 12 | 12 | 12 | 9 | 10 | 0 | 0 | 0 | 0 | 0 | 0 |  |  |  | 419813.0804 | 1210283.6523 | 505015.4417 | 0 | 461550.002 |  |  | 40253.6796 | 49029.3333 | [5 empty] | J
J004 |  | SVC | 0 | 0 | 0 | 8153629.2 | 0 | 0 | 0 | 0 | 0 | 109535.4608 | 64116 | 68530 | 0 | - | - | - | 0 | 0 | 0 | 1 | 0 | 12 | 0 | 0 | 0 | 0 | 0 | 0 | 0 | - | - | - | 120 | 220 | 29 | 34 | 22 | 22 | 0 | 2 | 10 | 0 | 0 | 0 | 0 | 0 | 0 |  |  |  |  | 8153629.2 |  | 0 | [10 empty] | J
J006 |  | Other non AER Asset Categories | 0 | 0 | 0 | 0 | 0 | 0 | 0 | 0 | 0 | 31148.8444 | 5494255 | 8793339 | 8697305 | 12419161 | 9227711 | 19462038 | 0 | 0 | 0 | 0 | 0 | 0 | 0 | 0 | 0 | 0 | 0 | 0 | 0 | 0 | - | 0 | 0 | 0 | 0 | 0 | 0 | 0 | 0 | 0 | 0 | 0 | 0 | 0 | 0 | 0 | 0 | [17 empty] | J
[5 empty] | 153.401 | 183.4043 | 199.08 | 132.7903 | 194.5099 | 172.5558 | 166.1268 | 196.3554 | 249.6189 | 352.4967 | 378.2206 | 408.492
A001 | Nail |  | 2874388.522 | 2814378.008 | 4646341.427 | 3604769.385 | 6764679.046 | 3825000 | 2138245.911 | 2649086 | 2307540 | 5297943.3136 | 3694372 | 7932323 | 7371639 | 9045812 | 8954422.36 | 9464302.1 | 2774 | 2794 | 2699 | 2958 | 4061 | 2271 | 1349 | 1873 | 1461 | 1563 | 1101 | 4997 | 4542 | 5172 | 4260 | 6395 | 66 | 115 | 139 | 187 | 259 | 137 | 85 | 117 | 90 | 0 | 0 | 0 | 0 | 0 | 0 | 0
A | Pole |  | 5442826.5379 | 6975489.679 | 14807084.9863 | 16791406.4567 | 25461543.4638 | 22140000 | 33490759.313 | 30196497 | 34384916 | 41654032.0461 | 52951953 | 86640367.07 | 94609970 | 85829230 | 95649259 | 125450047 | 2164 | 2665 | 3030 | 4372 | 3881 | 3430 | 4344 | 4084 | 4356 | 5836 | 7445 | 13703 | 16138 | 14582 | 13157 | 13844 | 232 | 285 | 258 | 489 | 401 | 270 | 74 | 154 | 419 | 55 | 107 | 115 | 98 | 114 | 91 | 0
B | Poletop |  | 3652058.004 | 5109768.8493 | 11198508.4123 | 11849346.1218 | 12893355.647 | 10789000 | 16197660.299 | 16557681 | 19308728 | 28606963.141 | 38515892 | 57284191 | 62391158 | 57613033 | 66180657 | 72029425 | 5137 | 6843 | 7849 | 10954 | 8320 | 6584 | 9852 | 9109 | 7133 | 17518 | 18357 | 24434 | 25314 | 24063 | 21341 | 20385 | 220 | 256 | 241 | 205 | 212 | 308 | 49 | 213 | 261 | 217 | 198 | 252 | 313 | 274 | 318 | 0
C | Conductor |  | 14479500.1893 | 20789390.3966 | 35056889.524 | 45350672.422 | 36668982.723 | 23016000 | 39211730.45 | 30661547 | 27055251 | 13327293.0193 | 16723929 | 19578338 | 26143342 | 49821847 | 53523261 | 38629484 | 130.5877 | 288.2913 | 292.1313 | 512.6163 | 301.4003 | 167.913 | 322.092 | 167 | 208 | 328 | 381 | 355.69 | 551.193 | 657.709 | 436.295 | 711.305 | 465 | 363 | 380 | 417 | 294 | 663 | 26 | 154 | 628 | 547 | 518 | 955 | 875 | 866 | 628 | 0
D | Underground |  | 1599190.9641 | 562142.9051 | 1336180.0448 | 1489319.533 | 1395283.5855 | 1040000 | 3193509.465 | 3353034 | 2398706 | 5410524.2438 | 2210649 | 4778650 | 10121248 | 7143662 | 6435362 | 10597079 | 6.2467 | 3.5753 | 6.1678 | 7.6245 | 8.7312 | 3.896 | 9.883 | 10 | 5 | 11 | 8 | 9.102 | 21.012 | 21.267 | 18.215 | 19.329 | 45 | 64 | 64 | 48 | 51 | 80 | 13 | 31 | 20 | 158 | 54 | 184 | 201 | 24 | 463 | 0
E | Services |  | 2635387.2855 | 2872898.7767 | 5868629.615 | 11883517.3626 | 7892680.8855 | 7134000 | 16545070.863 | 8743714 | 9460124 | 5613126.751 | 10289934 | 16853005 | 23813006 | 23844674 | 29029011 | 33589115 | 2449.8788 | 2955.2424 | 3653.053 | 9452.3788 | 4875.4394 | 4758.561 | 9589.447 | 4985 | 4386 | 7068 | 13299 | 14549 | 15833 | 15163 | 19750 | 14783 | 4445.9773 | 6538.4242 | 8135.9848 | 11611.1667 | 7682.9015 | 7497.271 | 14165 | 6345 | 7169 | 1780 | 2305 | 1303 | 1076 | 1129 | 1623 | 0
F | Transformer |  | 29157863.5433 | 25297546.6432 | 34244802.3578 | 26711638.0887 | 43151344.2495 | 31349261 | 35445092.788 | 33578851 | 34718172 | 43121124.5482 | 55232814 | 70781325 | 57774425 | 64313575 | 69397696 | 77555678 | 1400 | 1359 | 1354 | 1559 | 1456 | 1257 | 1793 | 1571 | 1239 | 1499 | 1800 | 2153 | 2145 | 2023 | 1469 | 1292 | 1420 | 1377 | 1394 | 1599 | 1491 | 1380 | 1898 | 1627 | 1312 | 628 | 34 | 167 | 136 | 243 | 196 | 0
G | Switchgear |  | 10396984.9437 | 13094241.5966 | 18513036.8936 | 26111153.3604 | 38440208.3031 | 12903000 | 27000995.126 | 19795145 | 18703272 | 37944942.3358 | 45858243 | 58611132 | 61014152 | 62894847 | 75257385.9492 | 82944775 | 10112 | 12992 | 12866 | 16726 | 17730 | 14860 | 35011 | 18500 | 20525 | 3458 | 4280 | 4792 | 5036 | 4901 | 4541 | 3832 | 12207 | 16517 | 19007 | 18215 | 20380 | 17900 | 27896 | 21909 | 22014 | 481 | 311 | 68 | 34 | 29 | 101 | 0
H | Streetlight |  | 918341.535 | 1461414.5223 | 0 | 0 | 0 | 0 | 0 | 0 | 1451386 | 3406279.7127 | 4346018 | 6696561 | 0 | 0 | 0 | 0 | 7716 | 5758 | 0 | 0 | 0 | 0 | 0 | 0 | 0 | 2578 | 3095 | 5226 | 0 | 0 | 0 | 0 | 1660 | 1390 | 0 | 0 | 0 | 0 | 0 | 0 | 0 | 118 | 0 | 0 | 0 | 0 | 0 | 0
I | SCADA |  | 7808997.212 | 11879838.319 | 25130883.4978 | 25354404.0142 | 20432951.0419 | 20511000 | 10248378.809 | 18682386 | 13827069 | 7690559.3704 | 7549170 | 8447516 | 19078988 | 28776277 | 28654919 | 30193754 | 84.8998 | 455.3502 | 1259.7151 | 662.9069 | 404.4707 | 231 | 246.22 | 839 | 507 | 357 | 164 | 204.52 | 272.006 | 369.05 | 263.534 | 1649.95 | 336 | 292 | 390 | 416 | 388 | 99 | 730 | 416 | 342 | 109 | 83 | 199 | 266 | 163 | 198 | 0
J | Others |  | 8019098.025 | 2795417.9901 | 2598640.1285 | 14258074.088 | 5979020.885 | 83000 | 11038410.71 | 8337876 | 2511627 | 4282658.4996 | 12186876 | 14878512 | 15856409 | 19209085 | 16311218 | 28941470 | 117 | 44 | 61 | 27 | 105 | 60 | 125 | 108 | 34 | 120 | 76 | 60 | 78 | 66 | 48 | 37 | 137 | 238 | 52 | 72 | 54 | 54 | 25 | 21 | 25 | 0 | 1 | 0 | 4 | 4 | 5 | 0
|  |  | 86984636.7617 | 93652527.6859 | 153400996.8871 | 183404300.8324 | 199080049.8303 | 132790261 | 194509853.734 | 172555817 | 166126791 | 196355446.9815 | 249559850 | 352481920.07 | 378174337 | 408492042

## RIN 2.12 2022-2023 REPEX (hidden)
2.12.1 - INPUT TABLES
|  |  | DIRECT MATERIAL | DIRECT LABOUR | CONTRACT | OTHER | RELATED PARTY CONTRACT EXPENDITURE | RELATED PARTY CONTRACT MARGIN EXPENDITURE | DIRECT MATERIAL | DIRECT LABOUR | CONTRACT | OTHER | RELATED PARTY CONTRACT EXPENDITURE | RELATED PARTY CONTRACT MARGIN EXPENDITURE
|  |  | EXPENDITURE ($0's) | [5 empty] | EXPENDITURE (%)
|  |  | 2022-23 | 2022-23 | 2022-23 | 2022-23 | 2022-23 | 2022-23 | 2022-23 | 2022-23 | 2022-23 | 2022-23 | 2022-23 | 2022-23
A | REPLACEMENT | Pole | 20223804.02 | 24973117.15 | 49237301.01 | 1163846.65 | 0 | 0 | 21.16% | 26.12% | 51.5% | 1.217% | 0% | 0%
B |  | Pole top structure | 13348918.92 | 22173114.58 | 29580016.15 | 1169643 | 0 | 0 | 20.14% | 33.46% | 44.63% | 1.765% | 0% | 0%
C |  | Overhead conductor | 11443871.01 | 13496808.35 | 27604466.12 | 935083.18 | 0 | 0 | 21.4% | 25.24% | 51.62% | 1.748% | 0% | 0%
D |  | Underground cable | 1268862.97 | 3404904.32 | 1671804.47 | 70906.44 | 0 | 0 | 19.78% | 53.07% | 26.05% | 1.105% | 0% | 0%
E |  | Services | 4971835.93 | 10417761.17 | 13018386.64 | 621026.69 | 0 | 0 | 17.13% | 35.89% | 44.85% | 2.139% | 0% | 0%
F |  | Transformer | 22053848.08 | 25573056.64 | 20788367.95 | 690184.57 | 0 | 0 | 31.91% | 37.01% | 30.08% | 0.9987% | 0% | 0%
G |  | Switchgear | 19008030.52 | 28392824.41 | 26407502.04 | 1429965 | 0 | 0 | 25.26% | 37.74% | 35.1% | 1.901% | 0% | 0%
H |  | Public lighting | 0 | 0 | 0 | 0 | 0 | 0 | #DIV/0! | #DIV/0! | #DIV/0! | #DIV/0! | #DIV/0! | #DIV/0!
I |  | SCADA | 8436111.27 | 10380331.8 | 8227929.02 | 1554319.05 | 0 | 0 | 29.5% | 36.3% | 28.77% | 5.435% | 0% | 0%
J |  | Other | 8010758.66 | 7873105.93 | 15376423.56 | -5605049.11 | 0 | 0 | 31.22% | 30.69% | 59.93% | -21.85% | 0% | 0%
|  |  | 108766041.38 | 146685024.35 | 191912196.96 | 2029925.47 | 0 | 0 | 24.2% | 32.64% | 42.7% | 0.4517% | 0% | 0%

## 2022-23 Input (hidden)
2022-23
1/7/2022 - 30/4/2023
|  |  | 81754132.8573 | 0 | 249391079.2251 | 21656445.5921 | 1301353.084 | 21724646.33
Group | Cat | P2 DEFECTS | ALLOCATED COSTS | [5 empty] | UNITS | [6 empty] | ALLOCATED COSTS (Scaled) | [5 empty] | UNITS (Scaled)
Code | Code | RIN ASSET CATEGORY | Reconductor | P1 | P2 | Lines RTS | CTG/CTS | Planned | Reconductor | P1 | P2 | Lines RTS | CTG/CTS | Planned | Ramp Up Ratio | Reconductor | P1 | P2 | Lines RTS | CTG/CTS | Planned | Reconductor | P1 | P2 | Lines RTS | CTG/CTS | Planned
A1 | A001 | Staking of a wooden pole | 0 | 0 | 7067323.73 | 0 | 0 | 1887098.63 | 0 | 0 | 0 | 0 | 0 | 0 | 1 | 0 | 0 | 7067323.73 | 0 | 0 | 1887098.63 | 0 | 0 | 0 | 0 | 0 | 0
A | A002 | ˂ = 1 kV; Wood | 5484322.0833 | 0 | 13897976.3584 | 6427.0353 | 142916.5805 | 226483.8272 | 738 | 0 | 2517 | 2 | 21 | 37 | 1 | 5484322.0833 | 0 | 13897976.3584 | 6427.0353 | 142916.5805 | 226483.8272 | 738 | 0 | 2517 | 2 | 21 | 37
A | A003 | > 1 kV & < = 11 kV; Wood | 12343302.3979 | 0 | 50158432.6234 | 392036.3494 | 347415.6012 | 487536.5519 | 1536 | 0 | 7499 | 79 | 84 | 38 | 1 | 12343302.3979 | 0 | 50158432.6234 | 392036.3494 | 347415.6012 | 487536.5519 | 1536 | 0 | 7499 | 79 | 84 | 38
A | A004 | ˃ 11 kV & < = 22 kV; Wood | 0 | 0 | 0 | 0 | 0 | 0 | 0 | 0 | 0 | 0 | 0 | 0 | 1 | 0 | 0 | 0 | 0 | 0 | 0 | 0 | 0 | 0 | 0 | 0 | 0
A | A005 | > 22 kV & < = 66 kV; Wood | 1017353.6859 | 0 | 7924083.4069 | 10243.1571 | 124.58 | 48549.2146 | 83 | 0 | 506 | 2 | 7 | 1 | 1 | 1017353.6859 | 0 | 7924083.4069 | 10243.1571 | 124.58 | 48549.2146 | 83 | 0 | 506 | 2 | 7 | 1
A | A006 | > 66 kV & < = 132 kV; Wood | 2463.2818 | 0 | 50954.986 | 0 | 0 | 91531.66 | 0 | 0 | 4 | 0 | 0 | 1 | 1 | 2463.2818 | 0 | 50954.986 | 0 | 0 | 91531.66 | 0 | 0 | 4 | 0 | 0 | 1
A | A007 | > 132 kV; Wood | 0 | 0 | 0 | 0 | 0 | 0 | 0 | 0 | 0 | 0 | 0 | 0 | 1 | 0 | 0 | 0 | 0 | 0 | 0 | 0 | 0 | 0 | 0 | 0 | 0
A | A008 | ˂ = 1 kV; Concrete | 0 | 0 | 0 | 0 | 0 | 0 | 0 | 0 | 0 | 0 | 0 | 0 | 1 | 0 | 0 | 0 | 0 | 0 | 0 | 0 | 0 | 0 | 0 | 0 | 0
A | A009 | > 1 kV & < = 11 kV; Concrete | 0 | 0 | 0 | 0 | 0 | 0 | 0 | 0 | 0 | 0 | 0 | 0 | 1 | 0 | 0 | 0 | 0 | 0 | 0 | 0 | 0 | 0 | 0 | 0 | 0
A | A010 | ˃ 11 kV & < = 22 kV; Concrete | 0 | 0 | 0 | 0 | 0 | 0 | 0 | 0 | 0 | 0 | 0 | 0 | 1 | 0 | 0 | 0 | 0 | 0 | 0 | 0 | 0 | 0 | 0 | 0 | 0
A | A011 | > 22 kV & < = 66 kV; Concrete | 0 | 0 | 0 | 0 | 0 | 0 | 0 | 0 | 0 | 0 | 0 | 0 | 1 | 0 | 0 | 0 | 0 | 0 | 0 | 0 | 0 | 0 | 0 | 0 | 0
A | A012 | > 66 kV & < = 132 kV; Concrete | 0 | 0 | 0 | 0 | 0 | 0 | 0 | 0 | 0 | 0 | 0 | 0 | 1 | 0 | 0 | 0 | 0 | 0 | 0 | 0 | 0 | 0 | 0 | 0 | 0
A | A013 | > 132 kV; Concrete | 0 | 0 | 0 | 0 | 0 | 0 | 0 | 0 | 0 | 0 | 0 | 0 | 1 | 0 | 0 | 0 | 0 | 0 | 0 | 0 | 0 | 0 | 0 | 0 | 0
A | A014 | ˂ = 1 kV; Steel | 0 | 0 | 0 | 0 | 0 | 0 | 0 | 0 | 0 | 0 | 0 | 0 | 1 | 0 | 0 | 0 | 0 | 0 | 0 | 0 | 0 | 0 | 0 | 0 | 0
A | A015 | > 1 kV & < = 11 kV; Steel | 0 | 0 | 0 | 0 | 0 | 0 | 0 | 0 | 0 | 0 | 0 | 0 | 1 | 0 | 0 | 0 | 0 | 0 | 0 | 0 | 0 | 0 | 0 | 0 | 0
A | A016 | ˃ 11 kV & < = 22 kV; Steel | 0 | 0 | 0 | 0 | 0 | 0 | 0 | 0 | 0 | 0 | 0 | 0 | 1 | 0 | 0 | 0 | 0 | 0 | 0 | 0 | 0 | 0 | 0 | 0 | 0
A | A017 | > 22 kV & < = 66 kV; Steel | 0 | 0 | 0 | 0 | 0 | 0 | 0 | 0 | 0 | 0 | 0 | 0 | 1 | 0 | 0 | 0 | 0 | 0 | 0 | 0 | 0 | 0 | 0 | 0 | 0
A | A018 | > 66 kV & < = 132 kV; Steel | 0 | 0 | 0 | 0 | 0 | 0 | 0 | 0 | 0 | 0 | 0 | 0 | 1 | 0 | 0 | 0 | 0 | 0 | 0 | 0 | 0 | 0 | 0 | 0 | 0
A | A019 | > 132 kV; Steel | 0 | 0 | 0 | 0 | 0 | 0 | 0 | 0 | 0 | 0 | 0 | 0 | 1 | 0 | 0 | 0 | 0 | 0 | 0 | 0 | 0 | 0 | 0 | 0 | 0
A | A020 | Poles Other | 0 | 0 | 0 | 0 | 0 | 0 | 0 | 0 | 0 | 0 | 0 | 0 | 1 | 0 | 0 | 0 | 0 | 0 | 0 | 0 | 0 | 0 | 0 | 0 | 0
B | B001 | ˂ = 1 kV | 3452802.8163 | 0 | 11279015.2363 | 13120.7729 | 111338.9741 | 67894.5028 | 1429 | 0 | 4520 | 23 | 50 | 57 | 1 | 3452802.8163 | 0 | 11279015.2363 | 13120.7729 | 111338.9741 | 67894.5028 | 1429 | 0 | 4520 | 23 | 50 | 57
B | B002 | > 1 kV & < = 11 kV | 6531995.7827 | 0 | 18886384.8761 | 210968.6845 | 49021.1614 | 82384.4443 | 2258 | 0 | 6020 | 187 | 45 | 34 | 1 | 6531995.7827 | 0 | 18886384.8761 | 210968.6845 | 49021.1614 | 82384.4443 | 2258 | 0 | 6020 | 187 | 45 | 34
B | B003 | ˃ 11 kV & < = 22 kV | 1352394.8304 | 0 | 15381854.9106 | 142857.6716 | 0 | 38527.1457 | 671 | 0 | 4492 | 78 | 0 | 18 | 1 | 1352394.8304 | 0 | 15381854.9106 | 142857.6716 | 0 | 38527.1457 | 671 | 0 | 4492 | 78 | 0 | 18
B | B004 | ˃ 22 kV & < = 66 kV | 750165.55 | 0 | 5782565.7759 | 27943.5696 | -37.5442 | 34821.1511 | 73 | 0 | 1129 | 121 | 3 | 7 | 1 | 750165.55 | 0 | 5782565.7759 | 27943.5696 | -37.5442 | 34821.1511 | 73 | 0 | 1129 | 121 | 3 | 7
B | B005 | > 66 kV & < = 132 kV | 0 | 0 | 315932.5491 | 0 | 0 | 0 | 0 | 0 | 49 | 0 | 0 | 0 | 1 | 0 | 0 | 315932.5491 | 0 | 0 | 0 | 0 | 0 | 49 | 0 | 0 | 0
B | B006 | > 132 kV | 0 | 0 | 0 | 0 | 0 | 0 | 0 | 0 | 0 | 0 | 0 | 0 | 1 | 0 | 0 | 0 | 0 | 0 | 0 | 0 | 0 | 0 | 0 | 0 | 0
B | B007 | Pole Tops Other | 0 | 0 | 0 | 0 | 0 | 0 | 0 | 0 | 0 | 0 | 0 | 0 | 1 | 0 | 0 | 0 | 0 | 0 | 0 | 0 | 0 | 0 | 0 | 0 | 0
C | C001 | ˂ = 1 kV | 4583838.4444 | 0 | 6749806.9028 | 43286.2932 | 172759.0177 | 0 | 60.7213 | 0 | 32.165 | 0.29267 | 3.805 | 0.215 | 1 | 4583838.4444 | 0 | 6749806.9028 | 43286.2932 | 172759.0177 | 0 | 60.7213 | 0 | 32.165 | 0.29267 | 3.805 | 0.215
C | C002 | > 1 kV & < = 11 kV | 16367621.6394 | 0 | 1700955.7479 | 38195.5974 | 212809.2566 | 0 | 220.8582 | 0 | 19.5487 | 3.1447 | 10.9433 | 0.189 | 1 | 16367621.6394 | 0 | 1700955.7479 | 38195.5974 | 212809.2566 | 0 | 220.8582 | 0 | 19.5487 | 3.1447 | 10.9433 | 0.189
C | C003 | ˃ 11 kV & < = 22 kV ; SWER | 924189.9407 | 0 | 1065377.7817 | 9876.7652 | 59413.7852 | 0 | 28.3717 | 0 | 27.523 | 0 | 3.8267 | 0 | 1 | 924189.9407 | 0 | 1065377.7817 | 9876.7652 | 59413.7852 | 0 | 28.3717 | 0 | 27.523 | 0 | 3.8267 | 0
C | C004 | ˃ 11 kV & < = 22 kV ; Single-Phase | 0 | 0 | 0 | 0 | 0 | 0 | 0 | 0 | 0 | 0 | 0 | 0 | 1 | 0 | 0 | 0 | 0 | 0 | 0 | 0 | 0 | 0 | 0 | 0 | 0
C | C005 | ˃ 11 kV & < = 22 kV ; Multiple-Phase | 1683960.0726 | 0 | 2384634.4434 | 351.7271 | 594.029 | 0 | 54.4493 | 0 | 7.5123 | 0.0033333 | 0 | 0 | 1 | 1683960.0726 | 0 | 2384634.4434 | 351.7271 | 594.029 | 0 | 54.4493 | 0 | 7.5123 | 0.0033333 | 0 | 0
C | C006 | > 22 kV & < = 66 kV | 6223829.404 | 0 | 318594.2897 | 1809.8295 | 0 | 492481.56 | 0.23767 | 0 | 2.9073 | 0 | 0 | 0 | 1 | 6223829.404 | 0 | 318594.2897 | 1809.8295 | 0 | 492481.56 | 0.23767 | 0 | 2.9073 | 0 | 0 | 0
C | C007 | > 66 kV & < = 132 kV | 0 | 0 | 0 | 0 | 0 | 0 | 0 | 0 | 0 | 0 | 0 | 0 | 1 | 0 | 0 | 0 | 0 | 0 | 0 | 0 | 0 | 0 | 0 | 0 | 0
C | C008 | > 132 kV | 0 | 0 | 0 | 0 | 0 | 0 | 0 | 0 | 0 | 0 | 0 | 0 | 1 | 0 | 0 | 0 | 0 | 0 | 0 | 0 | 0 | 0 | 0 | 0 | 0
C | C009 | OH Conductor Other | 0 | 0 | 0 | 0 | 0 | 0 | 0 | 0 | 0 | 0 | 0 | 0 | 1 | 0 | 0 | 0 | 0 | 0 | 0 | 0 | 0 | 0 | 0 | 0 | 0
D | D001 | ˂ = 1 kV | 209535.4891 | 0 | 3572282.8379 | 107372.9294 | 0 | 46312.0358 | 0.80233 | 0 | 5.181 | 0.64333 | 0 | 0.10633 | 1 | 209535.4891 | 0 | 3572282.8379 | 107372.9294 | 0 | 46312.0358 | 0.80233 | 0 | 5.181 | 0.64333 | 0 | 0.10633
D | D002 | > 1 kV & < = 11 kV | 13720.8887 | 0 | 98367.8871 | 245.291 | 0 | 18883.75 | 0.019 | 0 | -0.453 | 0.13167 | 0 | 0 | 1 | 13720.8887 | 0 | 98367.8871 | 245.291 | 0 | 18883.75 | 0.019 | 0 | -0.453 | 0.13167 | 0 | 0
D | D003 | > 11 kV & < = 22 kV | 233813.5934 | 0 | 0 | 190716.9682 | 0 | 413708.5037 | 0.59 | 0 | 0 | 0.491 | 0 | 0 | 1 | 233813.5934 | 0 | 0 | 190716.9682 | 0 | 413708.5037 | 0.59 | 0 | 0 | 0.491 | 0 | 0
D | D004 | > 22 kV & < = 33 kV | 0 | 0 | 0 | 0 | 0 | 0 | 0 | 0 | 0 | 0 | 0 | 0 | 1 | 0 | 0 | 0 | 0 | 0 | 0 | 0 | 0 | 0 | 0 | 0 | 0
D | D005 | > 33 kV & < = 66 kV | 0 | 0 | 0 | 0 | 0 | 0 | 0 | 0 | 0 | 0 | 0 | 0 | 1 | 0 | 0 | 0 | 0 | 0 | 0 | 0 | 0 | 0 | 0 | 0 | 0
D | D006 | > 66 kV & < = 132 kV | 0 | 0 | 0 | 0 | 0 | 0 | 0 | 0 | 0 | 0 | 0 | 0 | 1 | 0 | 0 | 0 | 0 | 0 | 0 | 0 | 0 | 0 | 0 | 0 | 0
D | D007 | > 132 kV | 0 | 0 | 0 | 0 | 0 | 0 | 0 | 0 | 0 | 0 | 0 | 0 | 1 | 0 | 0 | 0 | 0 | 0 | 0 | 0 | 0 | 0 | 0 | 0 | 0
D | D008 | UG Cables Other | 0 | 0 | 0 | 0 | 0 | 0 | 0 | 0 | 0 | 0 | 0 | 0 | 1 | 0 | 0 | 0 | 0 | 0 | 0 | 0 | 0 | 0 | 0 | 0 | 0
E | E001 | ˂ = 11 kV ; Residential ; Simple Type | 1406741.8165 | 0 | 11508930.9305 | 47852.6965 | 0 | 5343037.4932 | 1712.5891 | 0 | 10541.7946 | 66.3 | 0 | 6125.2799 | 1 | 1406741.8165 | 0 | 11508930.9305 | 47852.6965 | 0 | 5343037.4932 | 1712.5891 | 0 | 10541.7946 | 66.3 | 0 | 6125.2799
E | E002 | ˂ = 11 kV ; Commercial & Industrial ; Simple Type | 1098526.0991 | 0 | 9490140.3222 | 95001.995 | 0 | 18198.2165 | 124.2197 | 0 | 1056.514 | 34.9318 | 0 | 9.8409 | 1 | 1098526.0991 | 0 | 9490140.3222 | 95001.995 | 0 | 18198.2165 | 124.2197 | 0 | 1056.514 | 34.9318 | 0 | 9.8409
E | E003 | ˂ = 11 kV ; Residential ; Complex Type | 0 | 0 | 0 | 0 | 0 | 0 | 0 | 0 | 0 | 0 | 0 | 0 | 1 | 0 | 0 | 0 | 0 | 0 | 0 | 0 | 0 | 0 | 0 | 0 | 0
E | E004 | ˂ = 11 kV ; Commercial & Industrial ; Complex Type | 0 | 0 | 0 | 0 | 0 | 0 | 0 | 0 | 0 | 0 | 0 | 0 | 1 | 0 | 0 | 0 | 0 | 0 | 0 | 0 | 0 | 0 | 0 | 0 | 0
E | E005 | ˂ = 11 kV ; Subdivision ; Complex Type | 0 | 0 | 0 | 0 | 0 | 0 | 0 | 0 | 0 | 0 | 0 | 0 | 1 | 0 | 0 | 0 | 0 | 0 | 0 | 0 | 0 | 0 | 0 | 0 | 0
E | E006 | > 11 kV & < = 22 kV ; Commercial & Industrial | 0 | 0 | 0 | 0 | 0 | 0 | 0 | 0 | 0 | 0 | 0 | 0 | 1 | 0 | 0 | 0 | 0 | 0 | 0 | 0 | 0 | 0 | 0 | 0 | 0
E | E007 | > 11 kV & < = 22 kV ; Subdivision | 0 | 0 | 0 | 0 | 0 | 0 | 0 | 0 | 0 | 0 | 0 | 0 | 1 | 0 | 0 | 0 | 0 | 0 | 0 | 0 | 0 | 0 | 0 | 0 | 0
E | E008 | > 22 kV & < = 33 kV ; Commercial & Industrial | 0 | 0 | 0 | 0 | 0 | 0 | 0 | 0 | 0 | 0 | 0 | 0 | 1 | 0 | 0 | 0 | 0 | 0 | 0 | 0 | 0 | 0 | 0 | 0 | 0
E | E009 | > 22 kV & < = 33 kV ; Subdivision | 0 | 0 | 0 | 0 | 0 | 0 | 0 | 0 | 0 | 0 | 0 | 0 | 1 | 0 | 0 | 0 | 0 | 0 | 0 | 0 | 0 | 0 | 0 | 0 | 0
E | E010 | > 33 kV & < = 66 kV ; Commercial & Industrial | 0 | 0 | 0 | 0 | 0 | 0 | 0 | 0 | 0 | 0 | 0 | 0 | 1 | 0 | 0 | 0 | 0 | 0 | 0 | 0 | 0 | 0 | 0 | 0 | 0
E | E011 | > 33 kV & < = 66 kV ; Subdivision | 0 | 0 | 0 | 0 | 0 | 0 | 0 | 0 | 0 | 0 | 0 | 0 | 1 | 0 | 0 | 0 | 0 | 0 | 0 | 0 | 0 | 0 | 0 | 0 | 0
E | E012 | > 66 kV & < = 132 kV ; Commercial & Industrial | 0 | 0 | 0 | 0 | 0 | 0 | 0 | 0 | 0 | 0 | 0 | 0 | 1 | 0 | 0 | 0 | 0 | 0 | 0 | 0 | 0 | 0 | 0 | 0 | 0
E | E013 | > 66 kV & < = 132 kV ; Subdivision | 0 | 0 | 0 | 0 | 0 | 0 | 0 | 0 | 0 | 0 | 0 | 0 | 1 | 0 | 0 | 0 | 0 | 0 | 0 | 0 | 0 | 0 | 0 | 0 | 0
E | E014 | > 132 kV ; Commercial & Industrial | 0 | 0 | 0 | 0 | 0 | 0 | 0 | 0 | 0 | 0 | 0 | 0 | 1 | 0 | 0 | 0 | 0 | 0 | 0 | 0 | 0 | 0 | 0 | 0 | 0
E | E015 | > 132 kV ; Subdivision | 0 | 0 | 0 | 0 | 0 | 0 | 0 | 0 | 0 | 0 | 0 | 0 | 1 | 0 | 0 | 0 | 0 | 0 | 0 | 0 | 0 | 0 | 0 | 0 | 0
E | E016 | Service Lines Other | 0 | 0 | 0 | 0 | 0 | 0 | 0 | 0 | 0 | 0 | 0 | 0 | 1 | 0 | 0 | 0 | 0 | 0 | 0 | 0 | 0 | 0 | 0 | 0 | 0
F | F001 | Pole Mounted ; < = 22kV ; < = 60 kVA ; Single Phase | 1762215.6588 | 0 | 8625915.4409 | 1441980.5165 | -350.1 | 10503.266 | 59 | 0 | 371 | 140 | 2 | 0 | 1 | 1762215.6588 | 0 | 8625915.4409 | 1441980.5165 | -350.1 | 10503.266 | 59 | 0 | 371 | 140 | 2 | 0
F | F002 | Pole Mounted ; < = 22kV ; > 60 kVA and < = 600 kVA ; Single Phase | 31391.6584 | 0 | 576893.3796 | 511080.0822 | 0 | 0 | 1 | 0 | 4 | 15 | 0 | 0 | 1 | 31391.6584 | 0 | 576893.3796 | 511080.0822 | 0 | 0 | 1 | 0 | 4 | 15 | 0 | 0
F | F003 | Pole Mounted ; < = 22kV ; > 600 kVA ; Single Phase | 0 | 0 | 0 | 0 | 0 | 0 | 0 | 0 | 0 | 0 | 0 | 0 | 1 | 0 | 0 | 0 | 0 | 0 | 0 | 0 | 0 | 0 | 0 | 0 | 0
F | F004 | Pole Mounted ; < = 22kV ; < = 60 kVA ; Multiple Phase | 1789912.9518 | 0 | 4462691.5612 | 669691.3048 | 0 | 9351.5953 | 64 | 0 | 114 | 43 | 0 | 1 | 1 | 1789912.9518 | 0 | 4462691.5612 | 669691.3048 | 0 | 9351.5953 | 64 | 0 | 114 | 43 | 0 | 1
F | F005 | Pole Mounted ; < = 22kV ; > 60 kVA and < = 600 kVA ; Multiple Phase | 4337721.2723 | 0 | 19712830.413 | 3045196.1397 | 11912.2015 | 14870.9183 | 94 | 0 | 263 | 109 | 0 | 5 | 1 | 4337721.2723 | 0 | 19712830.413 | 3045196.1397 | 11912.2015 | 14870.9183 | 94 | 0 | 263 | 109 | 0 | 5
F | F006 | Pole Mounted ; < = 22kV ; > 600 kVA ; Multiple Phase | 0 | 0 | 900677.4066 | 2458398.5289 | 0 | 0 | 0 | 0 | 9 | 50 | 0 | 0 | 1 | 0 | 0 | 900677.4066 | 2458398.5289 | 0 | 0 | 0 | 0 | 9 | 50 | 0 | 0
F | F007 | Kiosk Mounted ; < = 22kV ; < = 60 kVA ; Single Phase | 0 | 0 | 0 | 0 | 0 | 0 | 0 | 0 | 0 | 0 | 0 | 0 | 1 | 0 | 0 | 0 | 0 | 0 | 0 | 0 | 0 | 0 | 0 | 0 | 0
F | F008 | Kiosk Mounted ; < = 22kV ; > 60 kVA and < = 600 kVA ; Single Phase | 0 | 0 | 0 | 0 | 0 | 0 | 0 | 0 | 0 | 0 | 0 | 0 | 1 | 0 | 0 | 0 | 0 | 0 | 0 | 0 | 0 | 0 | 0 | 0 | 0
F | F009 | Kiosk Mounted ; < = 22kV ; > 600 kVA ; Single Phase | 0 | 0 | 0 | 0 | 0 | 0 | 0 | 0 | 0 | 0 | 0 | 0 | 1 | 0 | 0 | 0 | 0 | 0 | 0 | 0 | 0 | 0 | 0 | 0 | 0
F | F010 | Kiosk Mounted ; < = 22kV ; < = 60 kVA ; Multiple Phase | 0 | 0 | 0 | 0 | 0 | 0 | 0 | 0 | 0 | 0 | 0 | 0 | 1 | 0 | 0 | 0 | 0 | 0 | 0 | 0 | 0 | 0 | 0 | 0 | 0
F | F011 | Kiosk Mounted ; < = 22kV ; > 60 kVA and < = 600 kVA ; Multiple Phase | 225563.191 | 0 | 2695547.2048 | 2779685.0745 | 0 | 1764536.4666 | 2 | 0 | 21 | 46 | 0 | 27 | 1 | 225563.191 | 0 | 2695547.2048 | 2779685.0745 | 0 | 1764536.4666 | 2 | 0 | 21 | 46 | 0 | 27
F | F012 | Kiosk Mounted ; < = 22kV ; > 600 kVA ; Multiple Phase | 0 | 0 | 1302804.8329 | 654651.8342 | 0 | 64567.4 | 0 | 0 | 7 | 8 | 0 | 1 | 1 | 0 | 0 | 1302804.8329 | 654651.8342 | 0 | 64567.4 | 0 | 0 | 7 | 8 | 0 | 1
F | F013 | Ground Outdoor / Indoor Chamber Mounted; ˂ 22 kV ; < = 60 kVA ; Single Phase | 0 | 0 | 0 | 0 | 0 | 0 | 0 | 0 | 0 | 0 | 0 | 0 | 1 | 0 | 0 | 0 | 0 | 0 | 0 | 0 | 0 | 0 | 0 | 0 | 0
F | F014 | Ground Outdoor / Indoor Chamber Mounted; ˂ 22 kV ; > 60 kVA and < = 600 kVA ; Single Phase | 0 | 0 | 0 | 0 | 0 | 0 | 0 | 0 | 0 | 0 | 0 | 0 | 1 | 0 | 0 | 0 | 0 | 0 | 0 | 0 | 0 | 0 | 0 | 0 | 0
F | F015 | Ground Outdoor / Indoor Chamber Mounted; ˂ 22 kV ; > 600 kVA ; Single Phase | 0 | 0 | 0 | 0 | 0 | 0 | 0 | 0 | 0 | 0 | 0 | 0 | 1 | 0 | 0 | 0 | 0 | 0 | 0 | 0 | 0 | 0 | 0 | 0 | 0
F | F016 | Ground Outdoor / Indoor Chamber Mounted; ˂ 22 kV ; < = 60 kVA ; Multiple Phase | 0 | 0 | 0 | 0 | 0 | 0 | 0 | 0 | 0 | 0 | 0 | 0 | 1 | 0 | 0 | 0 | 0 | 0 | 0 | 0 | 0 | 0 | 0 | 0 | 0
F | F017 | Ground Outdoor / Indoor Chamber Mounted; ˂ 22 kV ; > 60 kVA and < = 600 kVA ; Multiple Phase | 0 | 0 | 56479.13 | 38861.02 | 0 | 0 | 0 | 0 | 2 | 1 | 0 | 0 | 1 | 0 | 0 | 56479.13 | 38861.02 | 0 | 0 | 0 | 0 | 2 | 1 | 0 | 0
F | F018 | Ground Outdoor / Indoor Chamber Mounted; ˂ 22 kV ; > 600 kVA ; Multiple Phase | 0 | 0 | 38306.67 | 98552.3941 | 0 | 0 | 0 | 0 | 1 | 2 | 0 | 0 | 1 | 0 | 0 | 38306.67 | 98552.3941 | 0 | 0 | 0 | 0 | 1 | 2 | 0 | 0
F | F019 | Ground Outdoor / Indoor Chamber Mounted; > = 22 kV & < = 33 kV ; < = 15 MVA | 0 | 0 | 0 | 0 | 0 | 0 | 0 | 0 | 0 | 0 | 0 | 0 | 1 | 0 | 0 | 0 | 0 | 0 | 0 | 0 | 0 | 0 | 0 | 0 | 0
F | F020 | Ground Outdoor / Indoor Chamber Mounted; > = 22 kV & < = 33 kV ; > 15 MVA and < = 40 MVA | 0 | 0 | 0 | 0 | 0 | 0 | 0 | 0 | 0 | 0 | 0 | 0 | 1 | 0 | 0 | 0 | 0 | 0 | 0 | 0 | 0 | 0 | 0 | 0 | 0
F | F021 | Ground Outdoor / Indoor Chamber Mounted; > = 22 kV & < = 33 kV ; > 40 MVA | 0 | 0 | 0 | 0 | 0 | 0 | 0 | 0 | 0 | 0 | 0 | 0 | 1 | 0 | 0 | 0 | 0 | 0 | 0 | 0 | 0 | 0 | 0 | 0 | 0
F | F022 | Ground Outdoor / Indoor Chamber Mounted; > 33 kV & < = 66 kV ; < = 15 MVA | 0 | 0 | 0 | 0 | 0 | 0 | 0 | 0 | 0 | 0 | 0 | 0 | 1 | 0 | 0 | 0 | 0 | 0 | 0 | 0 | 0 | 0 | 0 | 0 | 0
F | F023 | Ground Outdoor / Indoor Chamber Mounted; > 33 kV & < = 66 kV ; > 15 MVA and < = 40 MVA | 0 | 0 | 0 | 0 | 0 | 0 | 0 | 0 | 0 | 0 | 0 | 0 | 1 | 0 | 0 | 0 | 0 | 0 | 0 | 0 | 0 | 0 | 0 | 0 | 0
F | F024 | Ground Outdoor / Indoor Chamber Mounted; > 33 kV & < = 66 kV ; > 40 MVA | 0 | 0 | 0 | 0 | 0 | 0 | 0 | 0 | 0 | 0 | 0 | 0 | 1 | 0 | 0 | 0 | 0 | 0 | 0 | 0 | 0 | 0 | 0 | 0 | 0
F | F025 | Ground Outdoor / Indoor Chamber Mounted; > 66 kV & < = 132 kV ; < = 100 MVA | 0 | 0 | 0 | 0 | 0 | 0 | 0 | 0 | 0 | 0 | 0 | 0 | 1 | 0 | 0 | 0 | 0 | 0 | 0 | 0 | 0 | 0 | 0 | 0 | 0
F | F026 | Ground Outdoor / Indoor Chamber Mounted; > 66 kV & < = 132 kV ; > 100 MVA | 0 | 0 | 0 | 0 | 0 | 0 | 0 | 0 | 0 | 0 | 0 | 0 | 1 | 0 | 0 | 0 | 0 | 0 | 0 | 0 | 0 | 0 | 0 | 0 | 0
F | F027 | Ground Outdoor / Indoor Chamber Mounted; > 132 kV ; < = 100 MVA | 0 | 0 | 0 | 0 | 0 | 0 | 0 | 0 | 0 | 0 | 0 | 0 | 1 | 0 | 0 | 0 | 0 | 0 | 0 | 0 | 0 | 0 | 0 | 0 | 0
F | F028 | Ground Outdoor / Indoor Chamber Mounted; > 132 kV ; > 100 MVA | 0 | 0 | 0 | 0 | 0 | 0 | 0 | 0 | 0 | 0 | 0 | 0 | 1 | 0 | 0 | 0 | 0 | 0 | 0 | 0 | 0 | 0 | 0 | 0 | 0
F | F029 | Transformers Other | 0 | 0 | 0 | 0 | 0 | 0 | 0 | 0 | 0 | 0 | 0 | 0 | 1 | 0 | 0 | 0 | 0 | 0 | 0 | 0 | 0 | 0 | 0 | 0 | 0
G | G001 | ˂ = 11 kV ; FUSE | 4209201.8125 | 0 | 30845037.2301 | 1303552.0151 | 52962.846 | 2512561.5205 | 483 | 0 | 1841 | 121 | 10 | 44 | 1 | 4209201.8125 | 0 | 30845037.2301 | 1303552.0151 | 52962.846 | 2512561.5205 | 483 | 0 | 1841 | 121 | 10 | 44
G | G002 | ˂ = 11 kV ; Switch | 2152466.888 | 0 | 2310714.3462 | 3639398.2955 | 0 | 289656.7598 | 23 | 0 | 64 | 228 | 0 | 9 | 1 | 2152466.888 | 0 | 2310714.3462 | 3639398.2955 | 0 | 289656.7598 | 23 | 0 | 64 | 228 | 0 | 9
G | G003 | ˂ = 11 kV ; Circuit Breaker | 0 | 0 | 0 | 0 | 0 | 0 | 0 | 0 | 0 | 0 | 0 | 0 | 1 | 0 | 0 | 0 | 0 | 0 | 0 | 0 | 0 | 0 | 0 | 0 | 0
G | G004 | > 11 kV & < = 22 kV ; Switch | 1176060.2821 | 0 | 4654162.8698 | 2626543.7956 | 119633.91 | 720427.7641 | 181 | 0 | 845 | 519 | 8 | 23 | 1 | 1176060.2821 | 0 | 4654162.8698 | 2626543.7956 | 119633.91 | 720427.7641 | 181 | 0 | 845 | 519 | 8 | 23
G | G005 | > 11 kV & < = 22 kV ; Circuit Breaker | 129920.3545 | 0 | 261552.4122 | 724027.2645 | 0 | 68892.5232 | 2 | 0 | 2 | 40 | 0 | 3 | 1 | 129920.3545 | 0 | 261552.4122 | 724027.2645 | 0 | 68892.5232 | 2 | 0 | 2 | 40 | 0 | 3
G | G006 | > 22 kV & < = 33 kV ; Switch | 0 | 0 | 164444.5154 | 17616.9577 | 0 | 0 | 0 | 0 | 21 | 18 | 0 | 0 | 1 | 0 | 0 | 164444.5154 | 17616.9577 | 0 | 0 | 0 | 0 | 21 | 18 | 0 | 0
G | G007 | > 22 kV & < = 33 kV ; Circuit Breaker | 0 | 0 | 0 | 0 | 0 | 0 | 0 | 0 | 0 | 0 | 0 | 0 | 1 | 0 | 0 | 0 | 0 | 0 | 0 | 0 | 0 | 0 | 0 | 0 | 0
G | G008 | > 33 kV & < = 66 kV ; Switch | 0 | 0 | 0 | 120828.217 | 0 | 0 | 0 | 0 | 0 | 1 | 0 | 0 | 1 | 0 | 0 | 0 | 120828.217 | 0 | 0 | 0 | 0 | 0 | 1 | 0 | 0
G | G009 | > 33 kV & < = 66 kV ; Circuit Breaker | 0 | 0 | 0 | 0 | 0 | 0 | 0 | 0 | 0 | 0 | 0 | 0 | 1 | 0 | 0 | 0 | 0 | 0 | 0 | 0 | 0 | 0 | 0 | 0 | 0
G | G010 | > 66 kV & < = 132 kV ; Switch | 0 | 0 | 0 | 0 | 0 | 0 | 0 | 0 | 0 | 0 | 0 | 0 | 1 | 0 | 0 | 0 | 0 | 0 | 0 | 0 | 0 | 0 | 0 | 0 | 0
G | G011 | > 66 kV & < = 132 kV ; Circuit Breaker | 0 | 0 | 0 | 0 | 0 | 0 | 0 | 0 | 0 | 0 | 0 | 0 | 1 | 0 | 0 | 0 | 0 | 0 | 0 | 0 | 0 | 0 | 0 | 0 | 0
G | G012 | > 132 kV ; Switch | 0 | 0 | 0 | 0 | 0 | 0 | 0 | 0 | 0 | 0 | 0 | 0 | 1 | 0 | 0 | 0 | 0 | 0 | 0 | 0 | 0 | 0 | 0 | 0 | 0
G | G013 | > 132 kV ; Circuit Breaker | 0 | 0 | 0 | 0 | 0 | 0 | 0 | 0 | 0 | 0 | 0 | 0 | 1 | 0 | 0 | 0 | 0 | 0 | 0 | 0 | 0 | 0 | 0 | 0 | 0
G | G014 | Switchgear Other | 0 | 0 | 0 | 0 | 0 | 0 | 0 | 0 | 0 | 0 | 0 | 0 | 1 | 0 | 0 | 0 | 0 | 0 | 0 | 0 | 0 | 0 | 0 | 0 | 0
H | H001 | Luminaires ; Major Road | 33668.2275 | 0 | 1068490.9118 | 1490.6421 | 3325.0364 | 3186.32 | 39 | 0 | 204 | 2 | 2 | 0 | 1 | 33668.2275 | 0 | 1068490.9118 | 1490.6421 | 3325.0364 | 3186.32 | 39 | 0 | 204 | 2 | 2 | 0
H | H002 | Luminaires ; Minor Road | 8824.4622 | 0 | 1297791.8394 | 1374.1213 | 2863.0983 | 23919.7751 | 4 | 0 | 193 | 1 | 1 | 2 | 1 | 8824.4622 | 0 | 1297791.8394 | 1374.1213 | 2863.0983 | 23919.7751 | 4 | 0 | 193 | 1 | 1 | 2
H | H003 | Brackets ; Major Road | 218421.7488 | 0 | 524884.9085 | 8760.1119 | 4593.018 | 381.1513 | 42 | 0 | 205 | 5 | 2 | 1 | 1 | 218421.7488 | 0 | 524884.9085 | 8760.1119 | 4593.018 | 381.1513 | 42 | 0 | 205 | 5 | 2 | 1
H | H004 | Brackets ; Minor Road | 106325.8029 | 0 | 817522.1581 | 2189.6513 | 1885.8559 | 7369.6604 | 149 | 0 | 590 | 7 | 10 | 15 | 1 | 106325.8029 | 0 | 817522.1581 | 2189.6513 | 1885.8559 | 7369.6604 | 149 | 0 | 590 | 7 | 10 | 15
H | H005 | Lamps ; Major Road | 786.8039 | 0 | 83914.8299 | 143.902 | 84.1052 | 0 | 41 | 0 | 438 | 4 | 1 | 0 | 1 | 786.8039 | 0 | 83914.8299 | 143.902 | 84.1052 | 0 | 41 | 0 | 438 | 4 | 1 | 0
H | H006 | Lamps ; Minor Road | 266.7365 | 0 | 46418.1353 | 0 | 0 | 0 | 8 | 0 | 430 | 0 | 0 | 0 | 1 | 266.7365 | 0 | 46418.1353 | 0 | 0 | 0 | 8 | 0 | 430 | 0 | 0 | 0
H | H007 | Poles / Columns ; Major Road | 0 | 0 | 299780.3468 | 0 | 0 | 0 | 0 | 0 | 24 | 0 | 0 | 0 | 1 | 0 | 0 | 299780.3468 | 0 | 0 | 0 | 0 | 0 | 24 | 0 | 0 | 0
H | H008 | Poles / Columns ; Minor Road | 0 | 0 | 787721.088 | 1276.8227 | 8087.6714 | 7831.9465 | 0 | 0 | 90 | 1 | 1 | 6 | 1 | 0 | 0 | 787721.088 | 1276.8227 | 8087.6714 | 7831.9465 | 0 | 0 | 90 | 1 | 1 | 6
H | H009 | Public Lighting Other | 0 | 0 | 0 | 0 | 0 | 0 | 0 | 0 | 0 | 0 | 0 | 0 | 1 | 0 | 0 | 0 | 0 | 0 | 0 | 0 | 0 | 0 | 0 | 0 | 0
I | I001 | Field Devices | 0 | 0 | 0 | 0 | 0 | 0 | 0 | 0 | 0 | 0 | 0 | 0 | 1 | 0 | 0 | 0 | 0 | 0 | 0 | 0 | 0 | 0 | 0 | 0 | 0
I | I002 | Local Network Wiring Assets | 0 | 0 | 0 | 0 | 0 | 0 | 0 | 0 | 0 | 0 | 0 | 0 | 1 | 0 | 0 | 0 | 0 | 0 | 0 | 0 | 0 | 0 | 0 | 0 | 0
I | I003 | Communications Network Assets | 0 | 0 | 0 | 0 | 0 | 0 | 0 | 0 | 0 | 0 | 0 | 0 | 1 | 0 | 0 | 0 | 0 | 0 | 0 | 0 | 0 | 0 | 0 | 0 | 0
I | I004 | Master Station Assets | 0 | 0 | 0 | 0 | 0 | 0 | 0 | 0 | 0 | 0 | 0 | 0 | 1 | 0 | 0 | 0 | 0 | 0 | 0 | 0 | 0 | 0 | 0 | 0 | 0
I | I005 | Communications Site Infrastructure | 0 | 0 | 0 | 0 | 0 | 0 | 0 | 0 | 0 | 0 | 0 | 0 | 1 | 0 | 0 | 0 | 0 | 0 | 0 | 0 | 0 | 0 | 0 | 0 | 0
I | I006 | Communications Linear Assets | 1885486.8175 | 0 | 0 | -13494.56 | 0 | 0 | 0 | 0 | 0 | 534 | 0 | 0 | 1 | 1885486.8175 | 0 | 0 | -13494.56 | 0 | 0 | 0 | 0 | 0 | 534 | 0 | 0
I | I007 | AFLC | 0 | 0 | 0 | 0 | 0 | 0 | 0 | 0 | 0 | 0 | 0 | 0 | 1 | 0 | 0 | 0 | 0 | 0 | 0 | 0 | 0 | 0 | 0 | 0 | 0
I | I008 | Network Control Other | 0 | 0 | 0 | 0 | 0 | 0 | 0 | 0 | 0 | 0 | 0 | 0 | 1 | 0 | 0 | 0 | 0 | 0 | 0 | 0 | 0 | 0 | 0 | 0 | 0
J | J001 | CURRENT TRANSFORMERS | 0 | 0 | 0 | 0 | 0 | 0 | 0 | 0 | 0 | 0 | 0 | 0 | 1 | 0 | 0 | 0 | 0 | 0 | 0 | 0 | 0 | 0 | 0 | 0 | 0
J | J002 | VOLTAGE TRANSFORMERS | 5320.3725 | 0 | 31573.3088 | 129941.0878 | 0 | 8286.8062 | 1 | 0 | 1 | 22 | 0 | 2 | 1 | 5320.3725 | 0 | 31573.3088 | 129941.0878 | 0 | 8286.8062 | 1 | 0 | 1 | 22 | 0 | 2
J | J003 | CAPACITOR BANKS | 0 | 0 | 0 | 0 | 0 | 0 | 0 | 0 | 0 | 0 | 0 | 0 | 1 | 0 | 0 | 0 | 0 | 0 | 0 | 0 | 0 | 0 | 0 | 0 | 0
J | J004 | STATIC VAR COMPENSATOR | 0 | 0 | 0 | 0 | 0 | 0 | 0 | 0 | 0 | 0 | 0 | 0 | 1 | 0 | 0 | 0 | 0 | 0 | 0 | 0 | 0 | 0 | 0 | 0 | 0
J | J005 | REGULATORS | 0 | 0 | 0 | 11845.6 | 0 | 0 | 0 | 0 | 0 | 2 | 0 | 0 | 1 | 0 | 0 | 0 | 11845.6 | 0 | 0 | 0 | 0 | 0 | 2 | 0 | 0
J | J006 | OTHER | 0 | 0 | 191308.69 | 44547.44 | 0 | 6920853.77 | 1 | 0 | 1433 | 15 | 0 | 2 | 1 | 0 | 0 | 191308.69 | 44547.44 | 0 | 6920853.77 | 1 | 0 | 1433 | 15 | 0 | 2
|  | TOTAL DIRECT COST | 81754132.8573 | 0 | 249391079.2251 | 21656445.5921 | 1301353.084 | 21724646.33
Nailing Rate %
A1 |  | Nails | 0 | 0 | 7067323.73 | 0 | 0 | 1887098.63 | 0 | 0 | 0 | 0 | 0 | 0
A |  | Poles | 18847441.4489 | 0 | 72031447.3747 | 408706.5418 | 490456.7616 | 854101.2537 | 2357 | 0 | 10526 | 83 | 112 | 77
B |  | Pole Tops | 12087358.9794 | 0 | 51645753.348 | 394890.6986 | 160322.5913 | 223627.2438 | 4431 | 0 | 16210 | 409 | 98 | 116
C |  | Conductor | 29783439.501 | 0 | 12219369.1655 | 93520.2124 | 445576.0884 | 492481.56 | 364.6382 | 0 | 89.6563 | 3.4407 | 18.575 | 0.404
D |  | Underground Cables | 457069.9711 | 0 | 3670650.725 | 298335.1886 | 0 | 478904.2895 | 1.4113 | 0 | 4.728 | 1.266 | 0 | 0.10633
E |  | Services | 2505267.9157 | 0 | 20999071.2527 | 142854.6915 | 0 | 5361235.7096 | 1836.8088 | 0 | 11598.3086 | 101.2318 | 0 | 6135.1208
F |  | Transformers | 8146804.7324 | 0 | 38372146.0389 | 11698096.8949 | 11562.1015 | 1863829.6463 | 220 | 0 | 792 | 414 | 2 | 34
G |  | Switchgear | 7667649.337 | 0 | 38235911.3737 | 8431966.5454 | 172596.7561 | 3591538.5677 | 689 | 0 | 2773 | 927 | 18 | 79
H |  | Public Lighting | 368293.7818 | 0 | 4926524.2178 | 15235.2512 | 20838.785 | 42688.8532 | 283 | 0 | 2174 | 20 | 17 | 24
I |  | SCADA, Protection & Control | 1885486.8175 | 0 | 0 | -13494.56 | 0 | 0 | 0 | 0 | 0 | 534 | 0 | 0
J |  | Other | 5320.3725 | 0 | 222881.9988 | 186334.1278 | 0 | 6929140.5762 | 2 | 0 | 1434 | 39 | 0 | 4
|  |  | 81754132.8573 | 0 | 249391079.2251 | 21656445.5921 | 1301353.084 | 21724646.33

## Defect P1
P1 | [12 empty] | 1.0233 | [31 empty] | Base Rates
[14 empty] | Escalation | 2024/25
[14 empty] | Eaclation % | [35 empty] | Escalated to 2024/25 |  | N
[14 empty] | 134.5% | 132.5% | 131.2% | 128.7% | 126.1% | 124.1% | 124.5% | 119.9% | 113% | 106.3% | 102.7% | [11 empty] | Include 2022/23 |  | Y | [11 empty] | Include 2022/23 |  | Y
Group | Cat | P1 DEFECTS | ALLOCATED COSTS | [10 empty] | ESCALATED ALLOCATED COST | [10 empty] | UNITS | [10 empty] | AVERAGE REPLACEMENT UNITS |  |  | UNIT COST RATES | [10 empty] | AVERAGE UNIT RATES |  |  | Deta % |  |  | Starting Yr Logic | [7 empty] | Increment Logic | [7 empty] | Manual Qty | [7 empty] | Base Case |  | Forecast Unit | [7 empty] | UNIT COST RATE | [11 empty] | Remarks
Code | Code | RIN ASSET CATEGORY | 2013/14 | 2014/15 | 2015/16 | 2016/17 | 2017/18 | 2018/19 | 2019/20 | 2020/21 | 2021/22 | 2022/23 | 2023/24 | 2013/14 | 2014/15 | 2015/16 | 2016/17 | 2017/18 | 2018/19 | 2019/20 | 2020/21 | 2021/22 | 2022/23 | 2023/24 | 2013/14 | 2014/15 | 2015/16 | 2016/17 | 2017/18 | 2018/19 | 2019/20 | 2020/21 | 2021/22 | 2022/23 | 2023/24 | Avg 5 Yr | Avg 3 Yr | Last Yr | 2013/14 | 2014/15 | 2015/16 | 2016/17 | 2017/18 | 2018/19 | 2019/20 | 2020/21 | 2021/22 | 2022/23 | 2023/24 | Avg 5 Yr | Avg 3 Yr | Last Yr | Start Yr | Increment | % | 2022/23 | 2023/24 | 2024/25 | 2025/26 | 2026/27 | 2027/28 | 2028/29 | 2029/30 | 2022/23 | 2023/24 | 2024/25 | 2025/26 | 2026/27 | 2027/28 | 2028/29 | 2029/30 | 2022/23 | 2023/24 | 2024/25 | 2025/26 | 2026/27 | 2027/28 | 2028/29 | 2029/30 |  |  | 2022/23 | 2023/24 | 2024/25 | 2025/26 | 2026/27 | 2027/28 | 2028/29 | 2029/30 | Type | Escalate | Manual | APPLIED | 2022/23 | 2023/24 | 2024/25 | 2025/26 | 2026/27 | 2027/28 | 2028/29 | 2029/30
A1 | A001 | Staking of a wooden pole | 40146.3356 | 183118.5505 | 48215.4992 | 82296.815 | 58927.8108 | 0 | 24322.7509 | 0 | 0 | 0 | 0 | 54015.1409 | 242710.9894 | 63259.0121 | 105925.609 | 74303.1844 | 0 | 30293.6937 | 0 | 0 | 0 | 0 | 7 | 29 | 9 | 16 | 11 | 0 | 20 | 0 | 0 | 0 | 0 | 4 | 0 | 0 | 5735.1908 | 6314.4328 | 5357.2777 | 5143.5509 | 5357.0737 |  | 1216.1375 |  |  |  |  | 1216.1375 |  |  | 2025/26 | Step | 0% | 0 | 0 | 0 | 1 | 2 | 3 | 4 | 5 | 100% | 100% | 100% | 100% | 100% | 100% | 100% | 100% | 0 | 0 | 0 | 0 | 0 | 0 | 0 | 0 | Avg 5 Yr | 4 | 0 | 0 | 0 | 0 | 0 | 0 | 0 | 0 | Avg 3 Yr | 5%
A | A002 | ˂ = 1 kV; Wood | 858932.6689 | 1460320.1797 | 1335296.3211 | 2005061.7278 | 1874615.0338 | 795596.9234 | 405772.3534 | 14290.2518 | 0 | 0 | 0 | 1155656.3871 | 1935553.5234 | 1751916.4482 | 2580748.5342 | 2363737.3357 | 987453.7645 | 505384.5863 | 17139.1391 | 0 | 0 | 0 | 179 | 269.2 | 203.6 | 300.6 | 325 | 222 | 91 | 2 | 0 | 0 | 0 | 63 | 0.66667 | 0 | 4798.5065 | 5424.6663 | 6558.4299 | 6670.1987 | 5768.0463 | 3583.7699 | 4459.0369 | 7145.1259 |  |  |  | 3859.2366 | 7145.1259 |  | 2025/26 | Step | 0% | 0 | 0 | 0 | 1 | 2 | 3 | 4 | 5 | 100% | 100% | 100% | 100% | 100% | 100% | 100% | 100% | [8 empty] | Avg 5 Yr | 63 | 63 | 63 | 63 | 63 | 63 | 63 | 63 | 63 | Avg 3 Yr | 5% |  | 7145.1259 | 450142.9325 | 450142.9325 | 450142.9325 | 450142.9325 | 450142.9325 | 450142.9325 | 450142.9325 | 450142.9325
A | A003 | > 1 kV & < = 11 kV; Wood | 719820.3549 | 1067588.5241 | 1142185.7178 | 1840343.6249 | 1908459.5201 | 3625663.7244 | 2643614.1637 | 0 | 0 | 0 | 0 | 968486.8452 | 1415014.8427 | 1498554.2267 | 2368737.105 | 2406412.4847 | 4499986.3478 | 3292589.6483 | 0 | 0 | 0 | 0 | 92 | 104.4 | 111.2 | 167.2 | 196 | 457 | 279 | 0 | 0 | 0 | 0 | 147.2 | 0 | 0 | 7824.1343 | 10225.9437 | 10271.4543 | 11006.8399 | 9737.0384 | 7933.6187 | 9475.3196 |  |  |  |  | 8518.0406 |  |  | 2025/26 | Step | 0% | 0 | 0 | 0 | 1 | 2 | 3 | 4 | 5 | 100% | 100% | 100% | 100% | 100% | 100% | 100% | 100% | [8 empty] | Avg 5 Yr | 147.2 | 147.2 | 147.2 | 147.2 | 147.2 | 147.2 | 147.2 | 147.2 | 147.2 | Avg 3 Yr | 5%
A | A004 | ˃ 11 kV & < = 22 kV; Wood | 719820.3549 | 1067588.5241 | 1142185.7178 | 1840343.6249 | 1908459.5201 | 317373.5582 | 0 | 0 | 0 | 0 | 0 | 968486.8452 | 1415014.8427 | 1498554.2267 | 2368737.105 | 2406412.4847 | 393907.6504 | 0 | 0 | 0 | 0 | 0 | 92 | 104.4 | 111.2 | 167.2 | 196 | 34 | 0 | 0 | 0 | 0 | 0 | 6.8 | 0 | 0 | 7824.1343 | 10225.9437 | 10271.4543 | 11006.8399 | 9737.0384 | 9334.5164 | [5 empty] | 9334.5164 |  |  | 2025/26 | Step | 0% | 0 | 0 | 0 | 1 | 2 | 3 | 4 | 5 | 100% | 100% | 100% | 100% | 100% | 100% | 100% | 100% | [8 empty] | Avg 5 Yr | 6.8 | 6.8 | 6.8 | 6.8 | 6.8 | 6.8 | 6.8 | 6.8 | 6.8 | Avg 5 Yr | 5% |  | 9334.5164 | 63474.7116 | 63474.7116 | 63474.7116 | 63474.7116 | 63474.7116 | 63474.7116 | 63474.7116 | 63474.7116
A | A005 | > 22 kV & < = 66 kV; Wood | 359458.1838 | 648774.1817 | 277676.1401 | 598018.1287 | 423841.8101 | 0 | 449655.9324 | 174.699 | 0 | 0 | 0 | 483635.2849 | 859905.3623 | 364312.6918 | 769719.1502 | 534430.1058 | 0 | 560041.0562 | 209.5268 | 0 | 0 | 0 | 25 | 32 | 16 | 29 | 29 | 0 | 26 | 0 | 0 | 0 | 0 | 5.2 | 0 | 0 | 14378.3274 | 20274.1932 | 17354.7588 | 20621.3148 | 14615.2348 |  | 17294.4589 |  |  |  |  | 17301.1781 |  |  | 2025/26 | Step | 0% | 0 | 0 | 0 | 1 | 2 | 3 | 4 | 5 | 100% | 100% | 100% | 100% | 100% | 100% | 100% | 100% | [8 empty] | Avg 5 Yr | 5.2 | 5.2 | 5.2 | 5.2 | 5.2 | 5.2 | 5.2 | 5.2 | 5.2 | Avg 3 Yr | 5%
A | A006 | > 66 kV & < = 132 kV; Wood | 16997.6766 | 0 | 0 | 0 | 0 | 707310.304 | 20007.729 | 0 | 0 | 0 | 0 | 22869.6313 | 0 | 0 | 0 | 0 | 877876.9774 | 24919.3859 | 0 | 0 | 0 | 0 | 1 | 0 | 0 | 0 | 0 | 0 | 1 | 0 | 0 | 0 | 0 | 0.2 | 0 | 0 | 16997.6766 | [5 empty] | 20007.729 |  |  |  |  | 727318.033 |  |  | 2025/26 | Step | 0% | 0 | 0 | 0 | 1 | 2 | 3 | 4 | 5 | 100% | 100% | 100% | 100% | 100% | 100% | 100% | 100% | [8 empty] | Avg 5 Yr | 0.2 | 0.2 | 0.2 | 0.2 | 0.2 | 0.2 | 0.2 | 0.2 | 0.2 | Avg 3 Yr | 5%
A | A007 | > 132 kV; Wood | 0 | 0 | 0 | 0 | 0 | 0 | 0 | 0 | 0 | 0 | 0 | 0 | 0 | 0 | 0 | 0 | 0 | 0 | 0 | 0 | 0 | 0 | 0 | 0 | 0 | 0 | 0 | 0 | 0 | 0 | 0 | 0 | 0 | 0 | 0 | 0 | [14 empty] | 2025/26 | Step | 0% | 0 | 0 | 0 | 1 | 2 | 3 | 4 | 5 | 100% | 100% | 100% | 100% | 100% | 100% | 100% | 100% | [8 empty] | Avg 5 Yr | 0 | 0 | 0 | 0 | 0 | 0 | 0 | 0 | 0 | Avg 3 Yr | 5%
A | A008 | ˂ = 1 kV; Concrete | 0 | 0 | 0 | 0 | 0 | 0 | 0 | 0 | 0 | 0 | 0 | 0 | 0 | 0 | 0 | 0 | 0 | 0 | 0 | 0 | 0 | 0 | 0 | 0 | 0 | 0 | 0 | 0 | 0 | 0 | 0 | 0 | 0 | 0 | 0 | 0 | [14 empty] | 2025/26 | Step | 0% | 0 | 0 | 0 | 1 | 2 | 3 | 4 | 5 | 100% | 100% | 100% | 100% | 100% | 100% | 100% | 100% | [8 empty] | Avg 5 Yr | 0 | 0 | 0 | 0 | 0 | 0 | 0 | 0 | 0 | Avg 3 Yr | 5%
A | A009 | > 1 kV & < = 11 kV; Concrete | 0 | 0 | 0 | 0 | 0 | 0 | 0 | 0 | 0 | 0 | 0 | 0 | 0 | 0 | 0 | 0 | 0 | 0 | 0 | 0 | 0 | 0 | 0 | 0 | 0 | 0 | 0 | 0 | 0 | 0 | 0 | 0 | 0 | 0 | 0 | 0 | [14 empty] | 2025/26 | Step | 0% | 0 | 0 | 0 | 1 | 2 | 3 | 4 | 5 | 100% | 100% | 100% | 100% | 100% | 100% | 100% | 100% | [8 empty] | Avg 5 Yr | 0 | 0 | 0 | 0 | 0 | 0 | 0 | 0 | 0 | Avg 3 Yr | 5%
A | A010 | ˃ 11 kV & < = 22 kV; Concrete | 0 | 0 | 0 | 0 | 0 | 0 | 0 | 0 | 0 | 0 | 0 | 0 | 0 | 0 | 0 | 0 | 0 | 0 | 0 | 0 | 0 | 0 | 0 | 0 | 0 | 0 | 0 | 0 | 0 | 0 | 0 | 0 | 0 | 0 | 0 | 0 | [14 empty] | 2025/26 | Step | 0% | 0 | 0 | 0 | 1 | 2 | 3 | 4 | 5 | 100% | 100% | 100% | 100% | 100% | 100% | 100% | 100% | [8 empty] | Avg 5 Yr | 0 | 0 | 0 | 0 | 0 | 0 | 0 | 0 | 0 | Avg 3 Yr | 5%
A | A011 | > 22 kV & < = 66 kV; Concrete | 0 | 0 | 0 | 0 | 0 | 0 | 0 | 0 | 0 | 0 | 0 | 0 | 0 | 0 | 0 | 0 | 0 | 0 | 0 | 0 | 0 | 0 | 0 | 0 | 0 | 0 | 0 | 0 | 0 | 0 | 0 | 0 | 0 | 0 | 0 | 0 | [14 empty] | 2025/26 | Step | 0% | 0 | 0 | 0 | 1 | 2 | 3 | 4 | 5 | 100% | 100% | 100% | 100% | 100% | 100% | 100% | 100% | [8 empty] | Avg 5 Yr | 0 | 0 | 0 | 0 | 0 | 0 | 0 | 0 | 0 | Avg 3 Yr | 5%
A | A012 | > 66 kV & < = 132 kV; Concrete | 0 | 0 | 0 | 0 | 0 | 0 | 0 | 0 | 0 | 0 | 0 | 0 | 0 | 0 | 0 | 0 | 0 | 0 | 0 | 0 | 0 | 0 | 0 | 0 | 0 | 0 | 0 | 0 | 0 | 0 | 0 | 0 | 0 | 0 | 0 | 0 | [14 empty] | 2025/26 | Step | 0% | 0 | 0 | 0 | 1 | 2 | 3 | 4 | 5 | 100% | 100% | 100% | 100% | 100% | 100% | 100% | 100% | [8 empty] | Avg 5 Yr | 0 | 0 | 0 | 0 | 0 | 0 | 0 | 0 | 0 | Avg 3 Yr | 5%
A | A013 | > 132 kV; Concrete | 0 | 0 | 0 | 0 | 0 | 0 | 0 | 0 | 0 | 0 | 0 | 0 | 0 | 0 | 0 | 0 | 0 | 0 | 0 | 0 | 0 | 0 | 0 | 0 | 0 | 0 | 0 | 0 | 0 | 0 | 0 | 0 | 0 | 0 | 0 | 0 | [14 empty] | 2025/26 | Step | 0% | 0 | 0 | 0 | 1 | 2 | 3 | 4 | 5 | 100% | 100% | 100% | 100% | 100% | 100% | 100% | 100% | [8 empty] | Avg 5 Yr | 0 | 0 | 0 | 0 | 0 | 0 | 0 | 0 | 0 | Avg 3 Yr | 5%
A | A014 | ˂ = 1 kV; Steel | 0 | 0 | 0 | 0 | 0 | 0 | 0 | 0 | 0 | 0 | 0 | 0 | 0 | 0 | 0 | 0 | 0 | 0 | 0 | 0 | 0 | 0 | 0 | 0 | 0 | 0 | 0 | 0 | 0 | 0 | 0 | 0 | 0 | 0 | 0 | 0 | [14 empty] | 2025/26 | Step | 0% | 0 | 0 | 0 | 1 | 2 | 3 | 4 | 5 | 100% | 100% | 100% | 100% | 100% | 100% | 100% | 100% | [8 empty] | Avg 5 Yr | 0 | 0 | 0 | 0 | 0 | 0 | 0 | 0 | 0 | Avg 3 Yr | 5%
A | A015 | > 1 kV & < = 11 kV; Steel | 0 | 0 | 0 | 0 | 0 | 0 | 0 | 0 | 0 | 0 | 0 | 0 | 0 | 0 | 0 | 0 | 0 | 0 | 0 | 0 | 0 | 0 | 0 | 0 | 0 | 0 | 0 | 0 | 0 | 0 | 0 | 0 | 0 | 0 | 0 | 0 | [14 empty] | 2025/26 | Step | 0% | 0 | 0 | 0 | 1 | 2 | 3 | 4 | 5 | 100% | 100% | 100% | 100% | 100% | 100% | 100% | 100% | [8 empty] | Avg 5 Yr | 0 | 0 | 0 | 0 | 0 | 0 | 0 | 0 | 0 | Avg 3 Yr | 5%
A | A016 | ˃ 11 kV & < = 22 kV; Steel | 0 | 0 | 0 | 0 | 0 | 0 | 0 | 0 | 0 | 0 | 0 | 0 | 0 | 0 | 0 | 0 | 0 | 0 | 0 | 0 | 0 | 0 | 0 | 0 | 0 | 0 | 0 | 0 | 0 | 0 | 0 | 0 | 0 | 0 | 0 | 0 | [14 empty] | 2025/26 | Step | 0% | 0 | 0 | 0 | 1 | 2 | 3 | 4 | 5 | 100% | 100% | 100% | 100% | 100% | 100% | 100% | 100% | [8 empty] | Avg 5 Yr | 0 | 0 | 0 | 0 | 0 | 0 | 0 | 0 | 0 | Avg 3 Yr | 5%
A | A017 | > 22 kV & < = 66 kV; Steel | 0 | 0 | 0 | 0 | 0 | 0 | 0 | 0 | 0 | 0 | 0 | 0 | 0 | 0 | 0 | 0 | 0 | 0 | 0 | 0 | 0 | 0 | 0 | 0 | 0 | 0 | 0 | 0 | 0 | 0 | 0 | 0 | 0 | 0 | 0 | 0 | [14 empty] | 2025/26 | Step | 0% | 0 | 0 | 0 | 1 | 2 | 3 | 4 | 5 | 100% | 100% | 100% | 100% | 100% | 100% | 100% | 100% | [8 empty] | Avg 5 Yr | 0 | 0 | 0 | 0 | 0 | 0 | 0 | 0 | 0 | Avg 3 Yr | 5%
A | A018 | > 66 kV & < = 132 kV; Steel | 0 | 0 | 0 | 0 | 0 | 0 | 0 | 0 | 0 | 0 | 0 | 0 | 0 | 0 | 0 | 0 | 0 | 0 | 0 | 0 | 0 | 0 | 0 | 0 | 0 | 0 | 0 | 0 | 0 | 0 | 0 | 0 | 0 | 0 | 0 | 0 | [14 empty] | 2025/26 | Step | 0% | 0 | 0 | 0 | 1 | 2 | 3 | 4 | 5 | 100% | 100% | 100% | 100% | 100% | 100% | 100% | 100% | [8 empty] | Avg 5 Yr | 0 | 0 | 0 | 0 | 0 | 0 | 0 | 0 | 0 | Avg 3 Yr | 5%
A | A019 | > 132 kV; Steel | 0 | 0 | 0 | 0 | 0 | 0 | 0 | 0 | 0 | 0 | 0 | 0 | 0 | 0 | 0 | 0 | 0 | 0 | 0 | 0 | 0 | 0 | 0 | 0 | 0 | 0 | 0 | 0 | 0 | 0 | 0 | 0 | 0 | 0 | 0 | 0 | [14 empty] | 2025/26 | Step | 0% | 0 | 0 | 0 | 1 | 2 | 3 | 4 | 5 | 100% | 100% | 100% | 100% | 100% | 100% | 100% | 100% | [8 empty] | Avg 5 Yr | 0 | 0 | 0 | 0 | 0 | 0 | 0 | 0 | 0 | Avg 3 Yr | 5%
A | A020 | Poles Other | 0 | 0 | 0 | 0 | 0 | 0 | 0 | 0 | 0 | 0 | 0 | 0 | 0 | 0 | 0 | 0 | 0 | 0 | 0 | 0 | 0 | 0 | 0 | 0 | 0 | 0 | 0 | 0 | 0 | 0 | 0 | 0 | 0 | 0 | 0 | 0 | [14 empty] | 2025/26 | Step | 0% | 0 | 0 | 0 | 1 | 2 | 3 | 4 | 5 | 100% | 100% | 100% | 100% | 100% | 100% | 100% | 100% | [8 empty] | Avg 5 Yr | 0 | 0 | 0 | 0 | 0 | 0 | 0 | 0 | 0 | Avg 3 Yr | 5%
B | B001 | ˂ = 1 kV | 292520.0795 | 512397.5263 | 688436.2492 | 609474.9945 | 472088.3411 | 1878477.2965 | 642212.3766 | 41751.1634 | 0 | 0 | 0 | 393572.9895 | 679147.5262 | 903232.3159 | 784465.474 | 595265.0637 | 2331468.8928 | 799867.7916 | 50074.6248 | 0 | 0 | 0 | 279 | 433 | 461 | 473 | 384 | 888 | 286 | 29 | 0 | 0 | 0 | 240.6 | 9.6667 | 0 | 1048.4591 | 1183.3661 | 1493.3541 | 1288.5306 | 1229.3967 | 2115.4024 | 2245.4978 | 1439.6953 |  |  |  | 2130.0423 | 1439.6953 |  | 2025/26 | Step | 8.992% | 0 | 0 | 0 | 1 | 2 | 3 | 4 | 5 | 100% | 100% | 100% | 109% | 109% | 109% | 109% | 109% | [8 empty] | Avg 5 Yr | 240.6 | 240.6 | 240.6 | 240.6 | 262.2343 | 262.2343 | 262.2343 | 262.2343 | 262.2343 | Avg 3 Yr | 5% |  | 1439.6953 | 346390.6866 | 346390.6866 | 346390.6866 | 377537.5331 | 377537.5331 | 377537.5331 | 377537.5331 | 377537.5331 | Matched defect qty from model
B | B002 | > 1 kV & < = 11 kV | 356628.2271 | 393235.4274 | 493172.045 | 1035914.5962 | 2194460.6686 | 1350160.5304 | 2490556.4824 | 223641.2993 | 0 | 0 | 0 | 479827.7018 | 521206.3955 | 647044.5577 | 1333343.0281 | 2767036.7091 | 1675749.4395 | 3101958.1469 | 268226.158 | 0 | 0 | 0 | 267 | 235 | 247 | 557 | 1078 | 565 | 1004 | 51 | 0 | 0 | 0 | 324 | 17 | 0 | 1335.6862 | 1673.3422 | 1996.648 | 1859.8108 | 2035.6778 | 2389.6647 | 2480.6339 | 4385.1235 |  |  |  | 2508.8632 | 4385.1235 |  | 2025/26 | Step | 8.992% | 0 | 0 | 0 | 1 | 2 | 3 | 4 | 5 | 100% | 100% | 100% | 109% | 109% | 109% | 109% | 109% | [8 empty] | Avg 5 Yr | 324 | 324 | 324 | 324 | 353.1335 | 353.1335 | 353.1335 | 353.1335 | 353.1335 | Avg 3 Yr | 5% |  | 4385.1235 | 1420780.0188 | 1420780.0188 | 1420780.0188 | 1548534.0803 | 1548534.0803 | 1548534.0803 | 1548534.0803 | 1548534.0803 | Included consequential due to pole defect
B | B003 | ˃ 11 kV & < = 22 kV | 637991.6997 | 1050251.8419 | 1793590.5117 | 1223151.3643 | 1338734.1761 | 338944.3795 | 1320351.8706 | 0 | 0 | 0 | 0 | 858389.9639 | 1392036.2681 | 2353201.0604 | 1574338.6085 | 1688035.0886 | 420680.2385 | 1644482.376 | 0 | 0 | 0 | 0 | 288 | 438 | 596 | 453 | 585 | 210 | 494 | 0 | 0 | 0 | 0 | 140.8 | 0 | 0 | 2215.249 | 2397.8353 | 3009.3801 | 2700.1134 | 2288.4345 | 1614.0209 | 2672.7771 |  |  |  |  | 2356.9549 |  |  | 2025/26 | Step | 8.992% | 0 | 0 | 0 | 1 | 2 | 3 | 4 | 5 | 100% | 100% | 100% | 109% | 109% | 109% | 109% | 109% | [8 empty] | Avg 5 Yr | 140.8 | 140.8 | 140.8 | 140.8 | 153.4605 | 153.4605 | 153.4605 | 153.4605 | 153.4605 | Avg 3 Yr | 5%
B | B004 | ˃ 22 kV & < = 66 kV | 183447.662 | 212487.5292 | 253240.6158 | 399976.2658 | 234689.3645 | 0 | 211108.2765 | 41104.7069 | 0 | 0 | 0 | 246820.816 | 281637.5419 | 332253.1435 | 514816.1513 | 295924.2314 | 0 | 262932.8196 | 49299.2915 | 0 | 0 | 0 | 198 | 242 | 186 | 175 | 195 | 0 | 126 | 18 | 0 | 0 | 0 | 28.8 | 6 | 0 | 926.5033 | 878.0476 | 1361.5087 | 2285.5787 | 1203.5352 |  | 1675.4625 | 2283.5948 |  |  |  | 1751.4791 | 2283.5948 |  | 2025/26 | Step | 8.992% | 0 | 0 | 0 | 1 | 2 | 3 | 4 | 5 | 100% | 100% | 100% | 109% | 109% | 109% | 109% | 109% | [8 empty] | Avg 5 Yr | 28.8 | 28.8 | 28.8 | 28.8 | 31.3896 | 31.3896 | 31.3896 | 31.3896 | 31.3896 | Avg 3 Yr | 5% | 4402.2876 | 4402.2876 | 126785.8817 | 126785.8817 | 126785.8817 | 138186.2471 | 138186.2471 | 138186.2471 | 138186.2471 | 138186.2471 | Manual unit cost Rate - Same as P2
B | B005 | > 66 kV & < = 132 kV | 0 | 0 | 0 | 28379.9925 | 0 | 0 | 5714.5269 | 0 | 0 | 0 | 0 | 0 | 0 | 0 | 36528.3637 | 0 | 0 | 7117.3745 | 0 | 0 | 0 | 0 | 0 | 0 | 0 | 3 | 0 | 0 | 1 | 0 | 0 | 0 | 0 | 0.2 | 0 | 0 |  |  |  | 9459.9975 |  |  | 5714.5269 |  |  |  |  | 5714.5269 |  |  | 2025/26 | Step | 8.992% | 0 | 0 | 0 | 1 | 2 | 3 | 4 | 5 | 100% | 100% | 100% | 109% | 109% | 109% | 109% | 109% | [8 empty] | Avg 5 Yr | 0.2 | 0.2 | 0.2 | 0.2 | 0.21798 | 0.21798 | 0.21798 | 0.21798 | 0.21798 | Avg 3 Yr | 5%
B | B006 | > 132 kV | 0 | 0 | 0 | 0 | 0 | 0 | 0 | 0 | 0 | 0 | 0 | 0 | 0 | 0 | 0 | 0 | 0 | 0 | 0 | 0 | 0 | 0 | 0 | 0 | 0 | 0 | 0 | 0 | 0 | 0 | 0 | 0 | 0 | 0 | 0 | 0 | [14 empty] | 2025/26 | Step | 8.992% | 0 | 0 | 0 | 1 | 2 | 3 | 4 | 5 | 100% | 100% | 100% | 109% | 109% | 109% | 109% | 109% | [8 empty] | Avg 5 Yr | 0 | 0 | 0 | 0 | 0 | 0 | 0 | 0 | 0 | Avg 3 Yr | 5%
B | B007 | Pole Tops Other | 0 | 0 | 0 | 0 | 0 | 0 | 0 | 0 | 0 | 0 | 0 | 0 | 0 | 0 | 0 | 0 | 0 | 0 | 0 | 0 | 0 | 0 | 0 | 0 | 0 | 0 | 0 | 0 | 0 | 0 | 0 | 0 | 0 | 0 | 0 | 0 | [14 empty] | 2025/26 | Step | 8.992% | 0 | 0 | 0 | 1 | 2 | 3 | 4 | 5 | 100% | 100% | 100% | 109% | 109% | 109% | 109% | 109% | [8 empty] | Avg 5 Yr | 0 | 0 | 0 | 0 | 0 | 0 | 0 | 0 | 0 | Avg 3 Yr | 5%
C | C001 | ˂ = 1 kV | 122973.2716 | 196361.2525 | 472541.7399 | 50412.7771 | 90800.6233 | 133221.7887 | 101480.9125 | -136.4 | 0 | 0 | 0 | 165455.1653 | 260263.2761 | 619977.4788 | 64887.1298 | 114492.2129 | 165347.9958 | 126393.2561 | -163.5925 | 0 | 0 | 0 | 1 | 3 | 2 | 0 | 2 | 1.3025 | -1.6052 | 0.015 | 0 | 0 | 0 | -0.057528 | 0.005 | 0 | 122973.2716 | 65453.7508 | 236270.87 |  | 45400.3117 | 102279.5115 | -63221.4178 | -9093.3333 |  |  |  | -815485.6098 | -9093.3333 |  | 2025/26 | Step | 156.3% | 0 | 0 | 0 | 1 | 2 | 3 | 4 | 5 | 100% | 100% | 100% | 256.3% | 256.3% | 256.3% | 256.3% | 256.3% | [8 empty] | Avg 5 Yr | -0.057528 | -0.057528 | -0.057528 | -0.057528 | -0.14742 | -0.14742 | -0.14742 | -0.14742 | -0.14742 | Avg 3 Yr | 5% |  | 9093.3333 | -523.1213 | -523.1213 | -523.1213 | -1340.5141 | -1340.5141 | -1340.5141 | -1340.5141 | -1340.5141 | Match P2 unit cost rate
C | C002 | > 1 kV & < = 11 kV | 54779.5013 | 105938.3185 | 90240.9435 | 126830.6762 | 175597.5123 | 32317.4235 | 25042.5135 | -761.8 | 0 | 0 | 0 | 73703.4261 | 140413.9232 | 118396.6365 | 163245.8877 | 221414.2042 | 40110.715 | 31190.1494 | -913.6715 | 0 | 0 | 0 | 0 | 2 | 1 | 2 | 2 | -0.38874 | -0.013333 | -0.12667 | 0 | 0 | 0 | -0.10575 | -0.042222 | 0 |  | 52969.1592 | 90240.9435 | 63415.3381 | 87798.7562 | -83133.7743 | -1878188.5597 | 6014.2105 |  |  |  | -107043.4182 | 6014.2105 |  | 2025/26 | Step | 156.3% | 0 | 0 | 0 | 1 | 2 | 3 | 4 | 5 | 100% | 100% | 100% | 256.3% | 256.3% | 256.3% | 256.3% | 256.3% | [8 empty] | Avg 5 Yr | -0.10575 | -0.10575 | -0.10575 | -0.10575 | -0.27098 | -0.27098 | -0.27098 | -0.27098 | -0.27098 | Avg 3 Yr | 5% |  | 6014.2105 | -635.9907 | -635.9907 | -635.9907 | -1629.7453 | -1629.7453 | -1629.7453 | -1629.7453 | -1629.7453
C | C003 | ˃ 11 kV & < = 22 kV ; SWER | 8876.5246 | 25865.4133 | 45382.4704 | 84552.8177 | 89019.7153 | 38203.0253 | 5956.2243 | -1935.3 | 0 | 0 | 0 | 11942.9761 | 34282.8187 | 59542.0621 | 108829.3479 | 112246.6324 | 47415.6197 | 7418.4057 | -2321.1191 | 0 | 0 | 0 | 1 | 1 | 2 | 4 | 4 | 2.3212 | 0.34667 | -0.99967 | 0 | 0 | 0 | 0.33364 | -0.33322 | 0 | 8876.5246 | 25865.4133 | 22691.2352 | 21138.2044 | 22254.9288 | 16458.1659 | 17181.4162 | 1935.9453 |  |  |  | 25310.7787 | 1935.9453 |  | 2025/26 | Step | 156.3% | 0 | 0 | 0 | 1 | 2 | 3 | 4 | 5 | 100% | 100% | 100% | 256.3% | 256.3% | 256.3% | 256.3% | 256.3% | [8 empty] | Avg 5 Yr | 0.33364 | 0.33364 | 0.33364 | 0.33364 | 0.85497 | 0.85497 | 0.85497 | 0.85497 | 0.85497 | Avg 3 Yr | 5% |  | 1935.9453 | 645.9166 | 645.9166 | 645.9166 | 1655.1806 | 1655.1806 | 1655.1806 | 1655.1806 | 1655.1806
C | C004 | ˃ 11 kV & < = 22 kV ; Single-Phase | 0 | 0 | 0 | 0 | 0 | 0 | 0 | 0 | 0 | 0 | 0 | 0 | 0 | 0 | 0 | 0 | 0 | 0 | 0 | 0 | 0 | 0 | 0 | 0 | 0 | 0 | 0 | 0 | 0 | 0 | 0 | 0 | 0 | 0 | 0 | 0 | [14 empty] | 2025/26 | Step | 156.3% | 0 | 0 | 0 | 1 | 2 | 3 | 4 | 5 | 100% | 100% | 100% | 256.3% | 256.3% | 256.3% | 256.3% | 256.3% | [8 empty] | Avg 5 Yr | 0 | 0 | 0 | 0 | 0 | 0 | 0 | 0 | 0 | Avg 3 Yr | 5%
C | C005 | ˃ 11 kV & < = 22 kV ; Multiple-Phase | 0 | 323.4446 | 0 | 0 | -1164.46 | 9717.9747 | 0 | 0 | 0 | 0 | 0 | 0 | 428.7034 | 0 | 0 | -1468.2895 | 12061.4477 | 0 | 0 | 0 | 0 | 0 | 0 | 0 | 0 | 0 | -1 | 0.14388 | 0 | 0 | 0 | 0 | 0 | 0.028776 | 0 | 0 |  |  |  |  | 1164.46 | 67542.2157 | [5 empty] | 67542.2157 |  |  | 2025/26 | Step | 0% | 0 | 0 | 0 | 1 | 2 | 3 | 4 | 5 | 100% | 100% | 100% | 100% | 100% | 100% | 100% | 100% | [8 empty] | Avg 5 Yr | 0.028776 | 0.028776 | 0.028776 | 0.028776 | 0.028776 | 0.028776 | 0.028776 | 0.028776 | 0.028776 | Avg 3 Yr | 5%
C | C006 | > 22 kV & < = 66 kV | 0 | 351.2664 | 0 | 3960.1884 | 3603.2771 | 48491.7663 | 0 | 0 | 0 | 0 | 0 | 0 | 465.5793 | 0 | 5097.2248 | 4543.4399 | 60185.4731 | 0 | 0 | 0 | 0 | 0 | 0 | 0 | 0 | 0 | 0 | 1.3223 | 0 | 0 | 0 | 0 | 0 | 0.26446 | 0 | 0 | [5 empty] | 36672.0091 | [5 empty] | 36672.0091 |  |  | 2025/26 | Step | 156.3% | 0 | 0 | 0 | 1 | 2 | 3 | 4 | 5 | 100% | 100% | 100% | 256.3% | 256.3% | 256.3% | 256.3% | 256.3% | [8 empty] | Avg 5 Yr | 0.26446 | 0.26446 | 0.26446 | 0.26446 | 0.67769 | 0.67769 | 0.67769 | 0.67769 | 0.67769 | Avg 5 Yr | 5% |  | 36672.0091 | 9698.3533 | 9698.3533 | 9698.3533 | 24852.3212 | 24852.3212 | 24852.3212 | 24852.3212 | 24852.3212
C | C007 | > 66 kV & < = 132 kV | 0 | 0 | 0 | 0 | 0 | 0 | 0 | 0 | 0 | 0 | 0 | 0 | 0 | 0 | 0 | 0 | 0 | 0 | 0 | 0 | 0 | 0 | 0 | 0 | 0 | 0 | 0 | 0 | 0 | 0 | 0 | 0 | 0 | 0 | 0 | 0 | [14 empty] | 2025/26 | Step | 156.3% | 0 | 0 | 0 | 1 | 2 | 3 | 4 | 5 | 100% | 100% | 100% | 256.3% | 256.3% | 256.3% | 256.3% | 256.3% | [8 empty] | Avg 5 Yr | 0 | 0 | 0 | 0 | 0 | 0 | 0 | 0 | 0 | Avg 3 Yr | 5%
C | C008 | > 132 kV | 0 | 0 | 0 | 0 | 0 | 0 | 0 | 0 | 0 | 0 | 0 | 0 | 0 | 0 | 0 | 0 | 0 | 0 | 0 | 0 | 0 | 0 | 0 | 0 | 0 | 0 | 0 | 0 | 0 | 0 | 0 | 0 | 0 | 0 | 0 | 0 | [14 empty] | 2025/26 | Step | 156.3% | 0 | 0 | 0 | 1 | 2 | 3 | 4 | 5 | 100% | 100% | 100% | 256.3% | 256.3% | 256.3% | 256.3% | 256.3% | [8 empty] | Avg 5 Yr | 0 | 0 | 0 | 0 | 0 | 0 | 0 | 0 | 0 | Avg 3 Yr | 5%
C | C009 | OH Conductor Other | 0 | 0 | 0 | 0 | 0 | 0 | 0 | 0 | 0 | 0 | 0 | 0 | 0 | 0 | 0 | 0 | 0 | 0 | 0 | 0 | 0 | 0 | 0 | 0 | 0 | 0 | 0 | 0 | 0 | 0 | 0 | 0 | 0 | 0 | 0 | 0 | [14 empty] | 2025/26 | Step | 156.3% | 0 | 0 | 0 | 1 | 2 | 3 | 4 | 5 | 100% | 100% | 100% | 256.3% | 256.3% | 256.3% | 256.3% | 256.3% | [8 empty] | Avg 5 Yr | 0 | 0 | 0 | 0 | 0 | 0 | 0 | 0 | 0 | Avg 3 Yr | 5%
D | D001 | ˂ = 1 kV | 224798.4171 | 624462.644 | 110857.1932 | 337501.1015 | 97238.6216 | 211712.1954 | 316435.9431 | 69326.9374 | 0 | 0 | 0 | 302456.4508 | 827682.0986 | 145445.2747 | 434403.3208 | 122610.0058 | 262766.2303 | 394117.1616 | 83147.8717 | 0 | 0 | 0 | 0 | 1 | 0 | 2 | 0 | 0.51568 | 1.313 | 0.21533 | 0 | 0 | 0 | 0.4088 | 0.071778 | 0 |  | 624462.644 |  | 168750.5507 |  | 410549.5512 | 241002.2417 | 321951.7216 |  |  |  | 292304.881 | 321951.7216 |  | 2025/26 | Step | 0% | 0 | 0 | 0 | 1 | 2 | 3 | 4 | 5 | 100% | 100% | 100% | 100% | 100% | 100% | 100% | 100% | [8 empty] | Avg 5 Yr | 0.4088 | 0.4088 | 0.4088 | 0.4088 | 0.4088 | 0.4088 | 0.4088 | 0.4088 | 0.4088 | Avg 3 Yr | 5% |  | 321951.7216 | 131614.7227 | 131614.7227 | 131614.7227 | 131614.7227 | 131614.7227 | 131614.7227 | 131614.7227 | 131614.7227
D | D002 | > 1 kV & < = 11 kV | 0 | 0 | 0 | 76207.3609 | 31058.2389 | 151119.0224 | 165783.8646 | 0 | 0 | 0 | 0 | 0 | 0 | 0 | 98087.7707 | 39161.9173 | 187561.1169 | 206481.8097 | 0 | 0 | 0 | 0 | 0 | 0 | 0 | 0 | 0 | 0.09 | 0.271 | 0 | 0 | 0 | 0 | 0.0722 | 0 | 0 | [5 empty] | 1679100.1741 | 611748.578 |  |  |  |  | 877847.3228 |  |  | 2025/26 | Step | 0% | 0 | 0 | 0 | 1 | 2 | 3 | 4 | 5 | 100% | 100% | 100% | 100% | 100% | 100% | 100% | 100% | [8 empty] | Avg 5 Yr | 0.0722 | 0.0722 | 0.0722 | 0.0722 | 0.0722 | 0.0722 | 0.0722 | 0.0722 | 0.0722 | Avg 3 Yr | 5%
D | D003 | > 11 kV & < = 22 kV | 0 | -558.81 | 0 | 0 | 0 | 0 | 39701.1718 | 0 | 0 | 0 | 0 | 0 | -740.6641 | 0 | 0 | 0 | 0 | 49447.332 | 0 | 0 | 0 | 0 | 0 | 0 | 0 | 0 | 0 | 0 | 0.057333 | 0 | 0 | 0 | 0 | 0.011467 | 0 | 0 | [6 empty] | 692462.303 |  |  |  |  | 692462.303 |  |  | 2025/26 | Step | 0% | 0 | 0 | 0 | 1 | 2 | 3 | 4 | 5 | 100% | 100% | 100% | 100% | 100% | 100% | 100% | 100% | [8 empty] | Avg 5 Yr | 0.011467 | 0.011467 | 0.011467 | 0.011467 | 0.011467 | 0.011467 | 0.011467 | 0.011467 | 0.011467 | Avg 3 Yr | 5%
D | D004 | > 22 kV & < = 33 kV | 0 | 0 | 0 | 0 | 0 | 0 | 0 | 0 | 0 | 0 | 0 | 0 | 0 | 0 | 0 | 0 | 0 | 0 | 0 | 0 | 0 | 0 | 0 | 0 | 0 | 0 | 0 | 0 | 0 | 0 | 0 | 0 | 0 | 0 | 0 | 0 | [14 empty] | 2025/26 | Step | 0% | 0 | 0 | 0 | 1 | 2 | 3 | 4 | 5 | 100% | 100% | 100% | 100% | 100% | 100% | 100% | 100% | [8 empty] | Avg 5 Yr | 0 | 0 | 0 | 0 | 0 | 0 | 0 | 0 | 0 | Avg 3 Yr | 5%
D | D005 | > 33 kV & < = 66 kV | 0 | 0 | 0 | 0 | 0 | 0 | 0 | 0 | 0 | 0 | 0 | 0 | 0 | 0 | 0 | 0 | 0 | 0 | 0 | 0 | 0 | 0 | 0 | 0 | 0 | 0 | 0 | 0 | 0 | 0 | 0 | 0 | 0 | 0 | 0 | 0 | [14 empty] | 2025/26 | Step | 0% | 0 | 0 | 0 | 1 | 2 | 3 | 4 | 5 | 100% | 100% | 100% | 100% | 100% | 100% | 100% | 100% | [8 empty] | Avg 5 Yr | 0 | 0 | 0 | 0 | 0 | 0 | 0 | 0 | 0 | Avg 3 Yr | 5%
D | D006 | > 66 kV & < = 132 kV | 0 | 0 | 0 | 0 | 0 | 0 | 0 | 0 | 0 | 0 | 0 | 0 | 0 | 0 | 0 | 0 | 0 | 0 | 0 | 0 | 0 | 0 | 0 | 0 | 0 | 0 | 0 | 0 | 0 | 0 | 0 | 0 | 0 | 0 | 0 | 0 | [14 empty] | 2025/26 | Step | 0% | 0 | 0 | 0 | 1 | 2 | 3 | 4 | 5 | 100% | 100% | 100% | 100% | 100% | 100% | 100% | 100% | [8 empty] | Avg 5 Yr | 0 | 0 | 0 | 0 | 0 | 0 | 0 | 0 | 0 | Avg 3 Yr | 5%
D | D007 | > 132 kV | 0 | 0 | 0 | 0 | 0 | 0 | 0 | 0 | 0 | 0 | 0 | 0 | 0 | 0 | 0 | 0 | 0 | 0 | 0 | 0 | 0 | 0 | 0 | 0 | 0 | 0 | 0 | 0 | 0 | 0 | 0 | 0 | 0 | 0 | 0 | 0 | [14 empty] | 2025/26 | Step | 0% | 0 | 0 | 0 | 1 | 2 | 3 | 4 | 5 | 100% | 100% | 100% | 100% | 100% | 100% | 100% | 100% | [8 empty] | Avg 5 Yr | 0 | 0 | 0 | 0 | 0 | 0 | 0 | 0 | 0 | Avg 3 Yr | 5%
D | D008 | UG Cables Other | 0 | 0 | 0 | 0 | 0 | 0 | 0 | 0 | 0 | 0 | 0 | 0 | 0 | 0 | 0 | 0 | 0 | 0 | 0 | 0 | 0 | 0 | 0 | 0 | 0 | 0 | 0 | 0 | 0 | 0 | 0 | 0 | 0 | 0 | 0 | 0 | [14 empty] | 2025/26 | Step | 0% | 0 | 0 | 0 | 1 | 2 | 3 | 4 | 5 | 100% | 100% | 100% | 100% | 100% | 100% | 100% | 100% | [8 empty] | Avg 5 Yr | 0 | 0 | 0 | 0 | 0 | 0 | 0 | 0 | 0 | Avg 3 Yr | 5%
E | E001 | ˂ = 11 kV ; Residential ; Simple Type | 228302.5208 | 455575.5791 | 464925.4582 | 277659.3899 | 404877.0038 | 285003.0271 | 305940.0601 | 0 | 0 | 0 | 0 | 307171.0693 | 603833.9602 | 609984.8735 | 357380.0515 | 510517.0251 | 353731.021 | 381044.6655 | 0 | 0 | 0 | 0 | 309 | 645 | 482 | 429 | 531 | 528.45 | 445.2997 | 0 | 0 | 0 | 0 | 194.7499 | 0 | 0 | 738.8431 | 706.3187 | 964.5756 | 647.2247 | 762.4802 | 539.3188 | 687.043 |  |  |  |  | 606.8737 |  |  | 2025/26 | Step | 0% | 0 | 0 | 0 | 1 | 2 | 3 | 4 | 5 | 100% | 100% | 100% | 100% | 100% | 100% | 100% | 100% | [8 empty] | Avg 5 Yr | 194.7499 | 194.7499 | 194.7499 | 194.7499 | 194.7499 | 194.7499 | 194.7499 | 194.7499 | 194.7499 | Avg 3 Yr | 5%
E | E002 | ˂ = 11 kV ; Commercial & Industrial ; Simple Type | 182654.6232 | 158293.6187 | 187956.1934 | 289769.131 | 332417.9196 | 0 | 0 | 11790.7295 | 0 | 0 | 0 | 245753.8171 | 209807.2571 | 246599.6061 | 372966.7021 | 419152.0037 | 0 | 0 | 14141.315 | 0 | 0 | 0 | 116 | 114 | 104 | 203 | 241 | 0 | 0 | 1.9848 | 0 | 0 | 0 | 0.39697 | 0.66162 | 0 | 1574.6088 | 1388.5405 | 1807.2711 | 1427.4341 | 1379.3275 |  |  | 5940.3672 |  |  |  | 5940.3672 | 5940.3672 |  | 2025/26 | Step | 0% | 0 | 0 | 0 | 1 | 2 | 3 | 4 | 5 | 100% | 100% | 100% | 100% | 100% | 100% | 100% | 100% | [8 empty] | Avg 5 Yr | 0.39697 | 0.39697 | 0.39697 | 0.39697 | 0.39697 | 0.39697 | 0.39697 | 0.39697 | 0.39697 | Avg 3 Yr | 5% |  | 5940.3672 | 2358.1459 | 2358.1459 | 2358.1459 | 2358.1459 | 2358.1459 | 2358.1459 | 2358.1459 | 2358.1459
E | E003 | ˂ = 11 kV ; Residential ; Complex Type | 0 | 0 | 0 | 44797.4136 | 0 | 0 | 0 | 0 | 0 | 0 | 0 | 0 | 0 | 0 | 57659.5013 | 0 | 0 | 0 | 0 | 0 | 0 | 0 | 0 | 0 | 0 | 15 | 0 | 0 | 0 | 0 | 0 | 0 | 0 | 0 | 0 | 0 |  |  |  | 2986.4942 | [10 empty] | 2025/26 | Step | 0% | 0 | 0 | 0 | 1 | 2 | 3 | 4 | 5 | 100% | 100% | 100% | 100% | 100% | 100% | 100% | 100% | [8 empty] | Avg 5 Yr | 0 | 0 | 0 | 0 | 0 | 0 | 0 | 0 | 0 | Avg 3 Yr | 5%
E | E004 | ˂ = 11 kV ; Commercial & Industrial ; Complex Type | 0 | 0 | 0 | 0 | 0 | 0 | 0 | 0 | 0 | 0 | 0 | 0 | 0 | 0 | 0 | 0 | 0 | 0 | 0 | 0 | 0 | 0 | 0 | 0 | 0 | 0 | 0 | 0 | 0 | 0 | 0 | 0 | 0 | 0 | 0 | 0 | [14 empty] | 2025/26 | Step | 0% | 0 | 0 | 0 | 1 | 2 | 3 | 4 | 5 | 100% | 100% | 100% | 100% | 100% | 100% | 100% | 100% | [8 empty] | Avg 5 Yr | 0 | 0 | 0 | 0 | 0 | 0 | 0 | 0 | 0 | Avg 3 Yr | 5%
E | E005 | ˂ = 11 kV ; Subdivision ; Complex Type | 0 | 0 | 0 | 0 | 0 | 0 | 0 | 0 | 0 | 0 | 0 | 0 | 0 | 0 | 0 | 0 | 0 | 0 | 0 | 0 | 0 | 0 | 0 | 0 | 0 | 0 | 0 | 0 | 0 | 0 | 0 | 0 | 0 | 0 | 0 | 0 | [14 empty] | 2025/26 | Step | 0% | 0 | 0 | 0 | 1 | 2 | 3 | 4 | 5 | 100% | 100% | 100% | 100% | 100% | 100% | 100% | 100% | [8 empty] | Avg 5 Yr | 0 | 0 | 0 | 0 | 0 | 0 | 0 | 0 | 0 | Avg 3 Yr | 5%
E | E006 | > 11 kV & < = 22 kV ; Commercial & Industrial | 0 | 0 | 0 | 0 | 0 | 0 | 0 | 0 | 0 | 0 | 0 | 0 | 0 | 0 | 0 | 0 | 0 | 0 | 0 | 0 | 0 | 0 | 0 | 0 | 0 | 0 | 0 | 0 | 0 | 0 | 0 | 0 | 0 | 0 | 0 | 0 | [14 empty] | 2025/26 | Step | 0% | 0 | 0 | 0 | 1 | 2 | 3 | 4 | 5 | 100% | 100% | 100% | 100% | 100% | 100% | 100% | 100% | [8 empty] | Avg 5 Yr | 0 | 0 | 0 | 0 | 0 | 0 | 0 | 0 | 0 | Avg 3 Yr | 5%
E | E007 | > 11 kV & < = 22 kV ; Subdivision | 0 | 0 | 0 | 0 | 0 | 0 | 0 | 0 | 0 | 0 | 0 | 0 | 0 | 0 | 0 | 0 | 0 | 0 | 0 | 0 | 0 | 0 | 0 | 0 | 0 | 0 | 0 | 0 | 0 | 0 | 0 | 0 | 0 | 0 | 0 | 0 | [14 empty] | 2025/26 | Step | 0% | 0 | 0 | 0 | 1 | 2 | 3 | 4 | 5 | 100% | 100% | 100% | 100% | 100% | 100% | 100% | 100% | [8 empty] | Avg 5 Yr | 0 | 0 | 0 | 0 | 0 | 0 | 0 | 0 | 0 | Avg 3 Yr | 5%
E | E008 | > 22 kV & < = 33 kV ; Commercial & Industrial | 0 | 0 | 0 | 0 | 0 | 0 | 0 | 0 | 0 | 0 | 0 | 0 | 0 | 0 | 0 | 0 | 0 | 0 | 0 | 0 | 0 | 0 | 0 | 0 | 0 | 0 | 0 | 0 | 0 | 0 | 0 | 0 | 0 | 0 | 0 | 0 | [14 empty] | 2025/26 | Step | 0% | 0 | 0 | 0 | 1 | 2 | 3 | 4 | 5 | 100% | 100% | 100% | 100% | 100% | 100% | 100% | 100% | [8 empty] | Avg 5 Yr | 0 | 0 | 0 | 0 | 0 | 0 | 0 | 0 | 0 | Avg 3 Yr | 5%
E | E009 | > 22 kV & < = 33 kV ; Subdivision | 0 | 0 | 0 | 0 | 0 | 0 | 0 | 0 | 0 | 0 | 0 | 0 | 0 | 0 | 0 | 0 | 0 | 0 | 0 | 0 | 0 | 0 | 0 | 0 | 0 | 0 | 0 | 0 | 0 | 0 | 0 | 0 | 0 | 0 | 0 | 0 | [14 empty] | 2025/26 | Step | 0% | 0 | 0 | 0 | 1 | 2 | 3 | 4 | 5 | 100% | 100% | 100% | 100% | 100% | 100% | 100% | 100% | [8 empty] | Avg 5 Yr | 0 | 0 | 0 | 0 | 0 | 0 | 0 | 0 | 0 | Avg 3 Yr | 5%
E | E010 | > 33 kV & < = 66 kV ; Commercial & Industrial | 0 | 0 | 0 | 0 | 0 | 0 | 0 | 0 | 0 | 0 | 0 | 0 | 0 | 0 | 0 | 0 | 0 | 0 | 0 | 0 | 0 | 0 | 0 | 0 | 0 | 0 | 0 | 0 | 0 | 0 | 0 | 0 | 0 | 0 | 0 | 0 | [14 empty] | 2025/26 | Step | 0% | 0 | 0 | 0 | 1 | 2 | 3 | 4 | 5 | 100% | 100% | 100% | 100% | 100% | 100% | 100% | 100% | [8 empty] | Avg 5 Yr | 0 | 0 | 0 | 0 | 0 | 0 | 0 | 0 | 0 | Avg 3 Yr | 5%
E | E011 | > 33 kV & < = 66 kV ; Subdivision | 0 | 0 | 0 | 0 | 0 | 0 | 0 | 0 | 0 | 0 | 0 | 0 | 0 | 0 | 0 | 0 | 0 | 0 | 0 | 0 | 0 | 0 | 0 | 0 | 0 | 0 | 0 | 0 | 0 | 0 | 0 | 0 | 0 | 0 | 0 | 0 | [14 empty] | 2025/26 | Step | 0% | 0 | 0 | 0 | 1 | 2 | 3 | 4 | 5 | 100% | 100% | 100% | 100% | 100% | 100% | 100% | 100% | [8 empty] | Avg 5 Yr | 0 | 0 | 0 | 0 | 0 | 0 | 0 | 0 | 0 | Avg 3 Yr | 5%
E | E012 | > 66 kV & < = 132 kV ; Commercial & Industrial | 0 | 0 | 0 | 0 | 0 | 0 | 0 | 0 | 0 | 0 | 0 | 0 | 0 | 0 | 0 | 0 | 0 | 0 | 0 | 0 | 0 | 0 | 0 | 0 | 0 | 0 | 0 | 0 | 0 | 0 | 0 | 0 | 0 | 0 | 0 | 0 | [14 empty] | 2025/26 | Step | 0% | 0 | 0 | 0 | 1 | 2 | 3 | 4 | 5 | 100% | 100% | 100% | 100% | 100% | 100% | 100% | 100% | [8 empty] | Avg 5 Yr | 0 | 0 | 0 | 0 | 0 | 0 | 0 | 0 | 0 | Avg 3 Yr | 5%
E | E013 | > 66 kV & < = 132 kV ; Subdivision | 0 | 0 | 0 | 0 | 0 | 0 | 0 | 0 | 0 | 0 | 0 | 0 | 0 | 0 | 0 | 0 | 0 | 0 | 0 | 0 | 0 | 0 | 0 | 0 | 0 | 0 | 0 | 0 | 0 | 0 | 0 | 0 | 0 | 0 | 0 | 0 | [14 empty] | 2025/26 | Step | 0% | 0 | 0 | 0 | 1 | 2 | 3 | 4 | 5 | 100% | 100% | 100% | 100% | 100% | 100% | 100% | 100% | [8 empty] | Avg 5 Yr | 0 | 0 | 0 | 0 | 0 | 0 | 0 | 0 | 0 | Avg 3 Yr | 5%
E | E014 | > 132 kV ; Commercial & Industrial | 0 | 0 | 0 | 0 | 0 | 0 | 0 | 0 | 0 | 0 | 0 | 0 | 0 | 0 | 0 | 0 | 0 | 0 | 0 | 0 | 0 | 0 | 0 | 0 | 0 | 0 | 0 | 0 | 0 | 0 | 0 | 0 | 0 | 0 | 0 | 0 | [14 empty] | 2025/26 | Step | 0% | 0 | 0 | 0 | 1 | 2 | 3 | 4 | 5 | 100% | 100% | 100% | 100% | 100% | 100% | 100% | 100% | [8 empty] | Avg 5 Yr | 0 | 0 | 0 | 0 | 0 | 0 | 0 | 0 | 0 | Avg 3 Yr | 5%
E | E015 | > 132 kV ; Subdivision | 0 | 0 | 0 | 0 | 0 | 0 | 0 | 0 | 0 | 0 | 0 | 0 | 0 | 0 | 0 | 0 | 0 | 0 | 0 | 0 | 0 | 0 | 0 | 0 | 0 | 0 | 0 | 0 | 0 | 0 | 0 | 0 | 0 | 0 | 0 | 0 | [14 empty] | 2025/26 | Step | 0% | 0 | 0 | 0 | 1 | 2 | 3 | 4 | 5 | 100% | 100% | 100% | 100% | 100% | 100% | 100% | 100% | [8 empty] | Avg 5 Yr | 0 | 0 | 0 | 0 | 0 | 0 | 0 | 0 | 0 | Avg 3 Yr | 5%
E | E016 | Service Lines Other | 0 | 0 | 0 | 0 | 0 | 0 | 0 | 0 | 0 | 0 | 0 | 0 | 0 | 0 | 0 | 0 | 0 | 0 | 0 | 0 | 0 | 0 | 0 | 0 | 0 | 0 | 0 | 0 | 0 | 0 | 0 | 0 | 0 | 0 | 0 | 0 | [14 empty] | 2025/26 | Step | 0% | 0 | 0 | 0 | 1 | 2 | 3 | 4 | 5 | 100% | 100% | 100% | 100% | 100% | 100% | 100% | 100% | [8 empty] | Avg 5 Yr | 0 | 0 | 0 | 0 | 0 | 0 | 0 | 0 | 0 | Avg 3 Yr | 5%
F | F001 | Pole Mounted ; < = 22kV ; < = 60 kVA ; Single Phase | 184830.0348 | 384213.3938 | 921163.5828 | 628658.4038 | 605119.0299 | 771292.1198 | 624173.0806 | 174.699 | 0 | 0 | 0 | 248680.7383 | 509248.3131 | 1208571.9152 | 809156.7614 | 763005.96 | 957287.899 | 777400.0655 | 209.5268 | 0 | 0 | 0 | 8 | 17 | 33 | 25 | 33 | 54 | 30 | 0 | 0 | 0 | 0 | 16.8 | 0 | 0 | 23103.7543 | 22600.7879 | 27914.048 | 25146.3362 | 18336.9403 | 14283.1874 | 20805.7694 |  |  |  |  | 16614.7607 |  |  | 2025/26 | Step | -12.5% | 0 | 0 | 0 | 1 | 2 | 3 | 4 | 5 | 100% | 100% | 100% | 87.5% | 87.5% | 87.5% | 87.5% | 87.5% | [8 empty] | Avg 5 Yr | 16.8 | 16.8 | 16.8 | 16.8 | 14.7 | 14.7 | 14.7 | 14.7 | 14.7 | Avg 3 Yr | 5%
F | F002 | Pole Mounted ; < = 22kV ; > 60 kVA and < = 600 kVA ; Single Phase | 0 | 0 | 205221.1024 | 0 | 250610.6172 | 0 | 0 | 0 | 0 | 0 | 0 | 0 | 0 | 269251.2659 | 0 | 315999.6383 | 0 | 0 | 0 | 0 | 0 | 0 | 0 | 0 | 1 | 0 | 2 | 0 | 0 | 0 | 0 | 0 | 0 | 0 | 0 | 0 |  |  | 205221.1024 |  | 125305.3086 | [9 empty] | 2025/26 | Step | -12.5% | 0 | 0 | 0 | 1 | 2 | 3 | 4 | 5 | 100% | 100% | 100% | 87.5% | 87.5% | 87.5% | 87.5% | 87.5% | [8 empty] | Avg 5 Yr | 0 | 0 | 0 | 0 | 0 | 0 | 0 | 0 | 0 | Avg 3 Yr | 5%
F | F003 | Pole Mounted ; < = 22kV ; > 600 kVA ; Single Phase | 0 | 0 | 0 | 0 | 0 | 0 | 0 | 0 | 0 | 0 | 0 | 0 | 0 | 0 | 0 | 0 | 0 | 0 | 0 | 0 | 0 | 0 | 0 | 0 | 0 | 0 | 0 | 0 | 0 | 0 | 0 | 0 | 0 | 0 | 0 | 0 | [14 empty] | 2025/26 | Step | -12.5% | 0 | 0 | 0 | 1 | 2 | 3 | 4 | 5 | 100% | 100% | 100% | 87.5% | 87.5% | 87.5% | 87.5% | 87.5% | [8 empty] | Avg 5 Yr | 0 | 0 | 0 | 0 | 0 | 0 | 0 | 0 | 0 | Avg 3 Yr | 5%
F | F004 | Pole Mounted ; < = 22kV ; < = 60 kVA ; Multiple Phase | 175749.9337 | 288078.8875 | 407261.8974 | 523031.7511 | 279608.9876 | 345748.6212 | 518726.1707 | 0 | 0 | 0 | 0 | 236463.8589 | 381828.6658 | 534329.9502 | 673202.9275 | 352564.2286 | 429125.3115 | 646067.2073 | 0 | 0 | 0 | 0 | 5 | 9 | 9 | 14 | 10 | 12 | 19 | 0 | 0 | 0 | 0 | 6.2 | 0 | 0 | 35149.9867 | 32008.7653 | 45251.3219 | 37359.4108 | 27960.8988 | 28812.3851 | 27301.3774 |  |  |  |  | 27886.2836 |  |  | 2025/26 | Step | -12.5% | 0 | 0 | 0 | 1 | 2 | 3 | 4 | 5 | 100% | 100% | 100% | 87.5% | 87.5% | 87.5% | 87.5% | 87.5% | [8 empty] | Avg 5 Yr | 6.2 | 6.2 | 6.2 | 6.2 | 5.425 | 5.425 | 5.425 | 5.425 | 5.425 | Avg 3 Yr | 5%
F | F005 | Pole Mounted ; < = 22kV ; > 60 kVA and < = 600 kVA ; Multiple Phase | 2105958.2405 | 1776901.4044 | 2454879.6527 | 1417011.318 | 2538838.512 | 2589241.2581 | 2574749.4283 | 524.097 | 0 | 0 | 0 | 2833474.8226 | 2355160.0681 | 3220816.2143 | 1823859.002 | 3201269.2055 | 3213632.3715 | 3206819.4485 | 628.5803 | 0 | 0 | 0 | 23 | 22 | 26 | 19 | 41 | 43 | 40 | 0 | 0 | 0 | 0 | 16.6 | 0 | 0 | 91563.4018 | 80768.2457 | 94418.4482 | 74579.5431 | 61922.8905 | 60214.913 | 64368.7357 |  |  |  |  | 62223.0697 |  |  | 2025/26 | Step | -12.5% | 0 | 0 | 0 | 1 | 2 | 3 | 4 | 5 | 100% | 100% | 100% | 87.5% | 87.5% | 87.5% | 87.5% | 87.5% | [8 empty] | Avg 5 Yr | 16.6 | 16.6 | 16.6 | 16.6 | 14.525 | 14.525 | 14.525 | 14.525 | 14.525 | Avg 3 Yr | 5%
F | F006 | Pole Mounted ; < = 22kV ; > 600 kVA ; Multiple Phase | 0 | 0 | 0 | 0 | 0 | 0 | 0 | 0 | 0 | 0 | 0 | 0 | 0 | 0 | 0 | 0 | 0 | 0 | 0 | 0 | 0 | 0 | 0 | 0 | 0 | 0 | 0 | 0 | 0 | 0 | 0 | 0 | 0 | 0 | 0 | 0 | [14 empty] | 2025/26 | Step | -12.5% | 0 | 0 | 0 | 1 | 2 | 3 | 4 | 5 | 100% | 100% | 100% | 87.5% | 87.5% | 87.5% | 87.5% | 87.5% | [8 empty] | Avg 5 Yr | 0 | 0 | 0 | 0 | 0 | 0 | 0 | 0 | 0 | Avg 3 Yr | 5%
F | F007 | Kiosk Mounted ; < = 22kV ; < = 60 kVA ; Single Phase | 0 | 0 | 0 | 0 | 0 | 0 | 0 | 0 | 0 | 0 | 0 | 0 | 0 | 0 | 0 | 0 | 0 | 0 | 0 | 0 | 0 | 0 | 0 | 0 | 0 | 0 | 0 | 0 | 0 | 0 | 0 | 0 | 0 | 0 | 0 | 0 | [14 empty] | 2025/26 | Step | -12.5% | 0 | 0 | 0 | 1 | 2 | 3 | 4 | 5 | 100% | 100% | 100% | 87.5% | 87.5% | 87.5% | 87.5% | 87.5% | [8 empty] | Avg 5 Yr | 0 | 0 | 0 | 0 | 0 | 0 | 0 | 0 | 0 | Avg 3 Yr | 5%
F | F008 | Kiosk Mounted ; < = 22kV ; > 60 kVA and < = 600 kVA ; Single Phase | 0 | 0 | 0 | 0 | 0 | 0 | 0 | 0 | 0 | 0 | 0 | 0 | 0 | 0 | 0 | 0 | 0 | 0 | 0 | 0 | 0 | 0 | 0 | 0 | 0 | 0 | 0 | 0 | 0 | 0 | 0 | 0 | 0 | 0 | 0 | 0 | [14 empty] | 2025/26 | Step | -12.5% | 0 | 0 | 0 | 1 | 2 | 3 | 4 | 5 | 100% | 100% | 100% | 87.5% | 87.5% | 87.5% | 87.5% | 87.5% | [8 empty] | Avg 5 Yr | 0 | 0 | 0 | 0 | 0 | 0 | 0 | 0 | 0 | Avg 3 Yr | 5%
F | F009 | Kiosk Mounted ; < = 22kV ; > 600 kVA ; Single Phase | 0 | 0 | 0 | 0 | 0 | 0 | 0 | 0 | 0 | 0 | 0 | 0 | 0 | 0 | 0 | 0 | 0 | 0 | 0 | 0 | 0 | 0 | 0 | 0 | 0 | 0 | 0 | 0 | 0 | 0 | 0 | 0 | 0 | 0 | 0 | 0 | [14 empty] | 2025/26 | Step | -12.5% | 0 | 0 | 0 | 1 | 2 | 3 | 4 | 5 | 100% | 100% | 100% | 87.5% | 87.5% | 87.5% | 87.5% | 87.5% | [8 empty] | Avg 5 Yr | 0 | 0 | 0 | 0 | 0 | 0 | 0 | 0 | 0 | Avg 3 Yr | 5%
F | F010 | Kiosk Mounted ; < = 22kV ; < = 60 kVA ; Multiple Phase | 0 | 0 | 0 | 0 | 0 | 0 | 0 | 0 | 0 | 0 | 0 | 0 | 0 | 0 | 0 | 0 | 0 | 0 | 0 | 0 | 0 | 0 | 0 | 0 | 0 | 0 | 0 | 0 | 0 | 0 | 0 | 0 | 0 | 0 | 0 | 0 | [14 empty] | 2025/26 | Step | -12.5% | 0 | 0 | 0 | 1 | 2 | 3 | 4 | 5 | 100% | 100% | 100% | 87.5% | 87.5% | 87.5% | 87.5% | 87.5% | [8 empty] | Avg 5 Yr | 0 | 0 | 0 | 0 | 0 | 0 | 0 | 0 | 0 | Avg 3 Yr | 5%
F | F011 | Kiosk Mounted ; < = 22kV ; > 60 kVA and < = 600 kVA ; Multiple Phase | 0 | 0 | 0 | 0 | 0 | 0 | 266334.088 | 0 | 0 | 0 | 0 | 0 | 0 | 0 | 0 | 0 | 0 | 331715.9037 | 0 | 0 | 0 | 0 | 0 | 0 | 0 | 0 | 0 | 0 | 1 | 0 | 0 | 0 | 0 | 0.2 | 0 | 0 | [6 empty] | 266334.088 |  |  |  |  | 266334.088 |  |  | 2025/26 | Step | -12.5% | 0 | 0 | 0 | 1 | 2 | 3 | 4 | 5 | 100% | 100% | 100% | 87.5% | 87.5% | 87.5% | 87.5% | 87.5% | [8 empty] | Avg 5 Yr | 0.2 | 0.2 | 0.2 | 0.2 | 0.175 | 0.175 | 0.175 | 0.175 | 0.175 | Avg 3 Yr | 5%
F | F012 | Kiosk Mounted ; < = 22kV ; > 600 kVA ; Multiple Phase | 0 | 0 | 0 | 0 | 0 | 0 | 0 | 0 | 0 | 0 | 0 | 0 | 0 | 0 | 0 | 0 | 0 | 0 | 0 | 0 | 0 | 0 | 0 | 0 | 0 | 0 | 0 | 0 | 0 | 0 | 0 | 0 | 0 | 0 | 0 | 0 | [14 empty] | 2025/26 | Step | -12.5% | 0 | 0 | 0 | 1 | 2 | 3 | 4 | 5 | 100% | 100% | 100% | 87.5% | 87.5% | 87.5% | 87.5% | 87.5% | [8 empty] | Avg 5 Yr | 0 | 0 | 0 | 0 | 0 | 0 | 0 | 0 | 0 | Avg 3 Yr | 5%
F | F013 | Ground Outdoor / Indoor Chamber Mounted; ˂ 22 kV ; < = 60 kVA ; Single Phase | 0 | 0 | 0 | 0 | 0 | 0 | 0 | 0 | 0 | 0 | 0 | 0 | 0 | 0 | 0 | 0 | 0 | 0 | 0 | 0 | 0 | 0 | 0 | 0 | 0 | 0 | 0 | 0 | 0 | 0 | 0 | 0 | 0 | 0 | 0 | 0 | [14 empty] | 2025/26 | Step | -12.5% | 0 | 0 | 0 | 1 | 2 | 3 | 4 | 5 | 100% | 100% | 100% | 87.5% | 87.5% | 87.5% | 87.5% | 87.5% | [8 empty] | Avg 5 Yr | 0 | 0 | 0 | 0 | 0 | 0 | 0 | 0 | 0 | Avg 3 Yr | 5%
F | F014 | Ground Outdoor / Indoor Chamber Mounted; ˂ 22 kV ; > 60 kVA and < = 600 kVA ; Single Phase | 0 | 0 | 0 | 0 | 0 | 0 | 0 | 0 | 0 | 0 | 0 | 0 | 0 | 0 | 0 | 0 | 0 | 0 | 0 | 0 | 0 | 0 | 0 | 0 | 0 | 0 | 0 | 0 | 0 | 0 | 0 | 0 | 0 | 0 | 0 | 0 | [14 empty] | 2025/26 | Step | -12.5% | 0 | 0 | 0 | 1 | 2 | 3 | 4 | 5 | 100% | 100% | 100% | 87.5% | 87.5% | 87.5% | 87.5% | 87.5% | [8 empty] | Avg 5 Yr | 0 | 0 | 0 | 0 | 0 | 0 | 0 | 0 | 0 | Avg 3 Yr | 5%
F | F015 | Ground Outdoor / Indoor Chamber Mounted; ˂ 22 kV ; > 600 kVA ; Single Phase | 0 | 0 | 0 | 0 | 0 | 0 | 0 | 0 | 0 | 0 | 0 | 0 | 0 | 0 | 0 | 0 | 0 | 0 | 0 | 0 | 0 | 0 | 0 | 0 | 0 | 0 | 0 | 0 | 0 | 0 | 0 | 0 | 0 | 0 | 0 | 0 | [14 empty] | 2025/26 | Step | -12.5% | 0 | 0 | 0 | 1 | 2 | 3 | 4 | 5 | 100% | 100% | 100% | 87.5% | 87.5% | 87.5% | 87.5% | 87.5% | [8 empty] | Avg 5 Yr | 0 | 0 | 0 | 0 | 0 | 0 | 0 | 0 | 0 | Avg 3 Yr | 5%
F | F016 | Ground Outdoor / Indoor Chamber Mounted; ˂ 22 kV ; < = 60 kVA ; Multiple Phase | 0 | 0 | 0 | 0 | 0 | 0 | 0 | 0 | 0 | 0 | 0 | 0 | 0 | 0 | 0 | 0 | 0 | 0 | 0 | 0 | 0 | 0 | 0 | 0 | 0 | 0 | 0 | 0 | 0 | 0 | 0 | 0 | 0 | 0 | 0 | 0 | [14 empty] | 2025/26 | Step | -12.5% | 0 | 0 | 0 | 1 | 2 | 3 | 4 | 5 | 100% | 100% | 100% | 87.5% | 87.5% | 87.5% | 87.5% | 87.5% | [8 empty] | Avg 5 Yr | 0 | 0 | 0 | 0 | 0 | 0 | 0 | 0 | 0 | Avg 3 Yr | 5%
F | F017 | Ground Outdoor / Indoor Chamber Mounted; ˂ 22 kV ; > 60 kVA and < = 600 kVA ; Multiple Phase | 0 | 0 | 0 | 0 | 0 | 0 | 0 | 0 | 0 | 0 | 0 | 0 | 0 | 0 | 0 | 0 | 0 | 0 | 0 | 0 | 0 | 0 | 0 | 0 | 0 | 0 | 0 | 0 | 0 | 0 | 0 | 0 | 0 | 0 | 0 | 0 | [14 empty] | 2025/26 | Step | -12.5% | 0 | 0 | 0 | 1 | 2 | 3 | 4 | 5 | 100% | 100% | 100% | 87.5% | 87.5% | 87.5% | 87.5% | 87.5% | [8 empty] | Avg 5 Yr | 0 | 0 | 0 | 0 | 0 | 0 | 0 | 0 | 0 | Avg 3 Yr | 5%
F | F018 | Ground Outdoor / Indoor Chamber Mounted; ˂ 22 kV ; > 600 kVA ; Multiple Phase | 0 | 0 | 0 | 0 | 0 | 0 | 0 | 0 | 0 | 0 | 0 | 0 | 0 | 0 | 0 | 0 | 0 | 0 | 0 | 0 | 0 | 0 | 0 | 0 | 0 | 0 | 0 | 0 | 0 | 0 | 0 | 0 | 0 | 0 | 0 | 0 | [14 empty] | 2025/26 | Step | -12.5% | 0 | 0 | 0 | 1 | 2 | 3 | 4 | 5 | 100% | 100% | 100% | 87.5% | 87.5% | 87.5% | 87.5% | 87.5% | [8 empty] | Avg 5 Yr | 0 | 0 | 0 | 0 | 0 | 0 | 0 | 0 | 0 | Avg 3 Yr | 5%
F | F019 | Ground Outdoor / Indoor Chamber Mounted; > = 22 kV & < = 33 kV ; < = 15 MVA | 0 | 0 | 0 | 0 | 0 | 0 | 0 | 0 | 0 | 0 | 0 | 0 | 0 | 0 | 0 | 0 | 0 | 0 | 0 | 0 | 0 | 0 | 0 | 0 | 1 | 0 | 0 | 0 | 0 | 0 | 0 | 0 | 0 | 0 | 0 | 0 |  |  | 0 | [11 empty] | 2025/26 | Step | -12.5% | 0 | 0 | 0 | 1 | 2 | 3 | 4 | 5 | 100% | 100% | 100% | 87.5% | 87.5% | 87.5% | 87.5% | 87.5% | [8 empty] | Avg 5 Yr | 0 | 0 | 0 | 0 | 0 | 0 | 0 | 0 | 0 | Avg 3 Yr | 5%
F | F020 | Ground Outdoor / Indoor Chamber Mounted; > = 22 kV & < = 33 kV ; > 15 MVA and < = 40 MVA | 0 | 0 | 0 | 0 | 0 | 0 | 0 | 0 | 0 | 0 | 0 | 0 | 0 | 0 | 0 | 0 | 0 | 0 | 0 | 0 | 0 | 0 | 0 | 0 | 0 | 0 | 0 | 0 | 0 | 0 | 0 | 0 | 0 | 0 | 0 | 0 | [14 empty] | 2025/26 | Step | -12.5% | 0 | 0 | 0 | 1 | 2 | 3 | 4 | 5 | 100% | 100% | 100% | 87.5% | 87.5% | 87.5% | 87.5% | 87.5% | [8 empty] | Avg 5 Yr | 0 | 0 | 0 | 0 | 0 | 0 | 0 | 0 | 0 | Avg 3 Yr | 5%
F | F021 | Ground Outdoor / Indoor Chamber Mounted; > = 22 kV & < = 33 kV ; > 40 MVA | 0 | 0 | 0 | 0 | 0 | 0 | 0 | 0 | 0 | 0 | 0 | 0 | 0 | 0 | 0 | 0 | 0 | 0 | 0 | 0 | 0 | 0 | 0 | 0 | 0 | 0 | 0 | 0 | 0 | 0 | 0 | 0 | 0 | 0 | 0 | 0 | [14 empty] | 2025/26 | Step | -12.5% | 0 | 0 | 0 | 1 | 2 | 3 | 4 | 5 | 100% | 100% | 100% | 87.5% | 87.5% | 87.5% | 87.5% | 87.5% | [8 empty] | Avg 5 Yr | 0 | 0 | 0 | 0 | 0 | 0 | 0 | 0 | 0 | Avg 3 Yr | 5%
F | F022 | Ground Outdoor / Indoor Chamber Mounted; > 33 kV & < = 66 kV ; < = 15 MVA | 0 | 0 | 0 | 0 | 0 | 0 | 0 | 0 | 0 | 0 | 0 | 0 | 0 | 0 | 0 | 0 | 0 | 0 | 0 | 0 | 0 | 0 | 0 | 0 | 0 | 0 | 0 | 0 | 0 | 0 | 0 | 0 | 0 | 0 | 0 | 0 | [14 empty] | 2025/26 | Step | -12.5% | 0 | 0 | 0 | 1 | 2 | 3 | 4 | 5 | 100% | 100% | 100% | 87.5% | 87.5% | 87.5% | 87.5% | 87.5% | [8 empty] | Avg 5 Yr | 0 | 0 | 0 | 0 | 0 | 0 | 0 | 0 | 0 | Avg 3 Yr | 5%
F | F023 | Ground Outdoor / Indoor Chamber Mounted; > 33 kV & < = 66 kV ; > 15 MVA and < = 40 MVA | 0 | 0 | 0 | 0 | 0 | 0 | 0 | 0 | 0 | 0 | 0 | 0 | 0 | 0 | 0 | 0 | 0 | 0 | 0 | 0 | 0 | 0 | 0 | 0 | 0 | 0 | 0 | 0 | 0 | 0 | 0 | 0 | 0 | 0 | 0 | 0 | [14 empty] | 2025/26 | Step | -12.5% | 0 | 0 | 0 | 1 | 2 | 3 | 4 | 5 | 100% | 100% | 100% | 87.5% | 87.5% | 87.5% | 87.5% | 87.5% | [8 empty] | Avg 5 Yr | 0 | 0 | 0 | 0 | 0 | 0 | 0 | 0 | 0 | Avg 3 Yr | 5%
F | F024 | Ground Outdoor / Indoor Chamber Mounted; > 33 kV & < = 66 kV ; > 40 MVA | 0 | 0 | 0 | 0 | 0 | 0 | 0 | 0 | 0 | 0 | 0 | 0 | 0 | 0 | 0 | 0 | 0 | 0 | 0 | 0 | 0 | 0 | 0 | 0 | 0 | 0 | 0 | 0 | 0 | 0 | 0 | 0 | 0 | 0 | 0 | 0 | [14 empty] | 2025/26 | Step | -12.5% | 0 | 0 | 0 | 1 | 2 | 3 | 4 | 5 | 100% | 100% | 100% | 87.5% | 87.5% | 87.5% | 87.5% | 87.5% | [8 empty] | Avg 5 Yr | 0 | 0 | 0 | 0 | 0 | 0 | 0 | 0 | 0 | Avg 3 Yr | 5%
F | F025 | Ground Outdoor / Indoor Chamber Mounted; > 66 kV & < = 132 kV ; < = 100 MVA | 0 | 0 | 0 | 0 | 0 | 0 | 0 | 0 | 0 | 0 | 0 | 0 | 0 | 0 | 0 | 0 | 0 | 0 | 0 | 0 | 0 | 0 | 0 | 0 | 0 | 0 | 0 | 0 | 0 | 0 | 0 | 0 | 0 | 0 | 0 | 0 | [14 empty] | 2025/26 | Step | -12.5% | 0 | 0 | 0 | 1 | 2 | 3 | 4 | 5 | 100% | 100% | 100% | 87.5% | 87.5% | 87.5% | 87.5% | 87.5% | [8 empty] | Avg 5 Yr | 0 | 0 | 0 | 0 | 0 | 0 | 0 | 0 | 0 | Avg 3 Yr | 5%
F | F026 | Ground Outdoor / Indoor Chamber Mounted; > 66 kV & < = 132 kV ; > 100 MVA | 0 | 0 | 0 | 0 | 0 | 0 | 0 | 0 | 0 | 0 | 0 | 0 | 0 | 0 | 0 | 0 | 0 | 0 | 0 | 0 | 0 | 0 | 0 | 0 | 0 | 0 | 0 | 0 | 0 | 0 | 0 | 0 | 0 | 0 | 0 | 0 | [14 empty] | 2025/26 | Step | -12.5% | 0 | 0 | 0 | 1 | 2 | 3 | 4 | 5 | 100% | 100% | 100% | 87.5% | 87.5% | 87.5% | 87.5% | 87.5% | [8 empty] | Avg 5 Yr | 0 | 0 | 0 | 0 | 0 | 0 | 0 | 0 | 0 | Avg 3 Yr | 5%
F | F027 | Ground Outdoor / Indoor Chamber Mounted; > 132 kV ; < = 100 MVA | 0 | 0 | 0 | 0 | 0 | 0 | 0 | 0 | 0 | 0 | 0 | 0 | 0 | 0 | 0 | 0 | 0 | 0 | 0 | 0 | 0 | 0 | 0 | 0 | 0 | 0 | 0 | 0 | 0 | 0 | 0 | 0 | 0 | 0 | 0 | 0 | [14 empty] | 2025/26 | Step | -12.5% | 0 | 0 | 0 | 1 | 2 | 3 | 4 | 5 | 100% | 100% | 100% | 87.5% | 87.5% | 87.5% | 87.5% | 87.5% | [8 empty] | Avg 5 Yr | 0 | 0 | 0 | 0 | 0 | 0 | 0 | 0 | 0 | Avg 3 Yr | 5%
F | F028 | Ground Outdoor / Indoor Chamber Mounted; > 132 kV ; > 100 MVA | 0 | 0 | 0 | 0 | 0 | 0 | 0 | 0 | 0 | 0 | 0 | 0 | 0 | 0 | 0 | 0 | 0 | 0 | 0 | 0 | 0 | 0 | 0 | 0 | 0 | 0 | 0 | 0 | 0 | 0 | 0 | 0 | 0 | 0 | 0 | 0 | [14 empty] | 2025/26 | Step | -12.5% | 0 | 0 | 0 | 1 | 2 | 3 | 4 | 5 | 100% | 100% | 100% | 87.5% | 87.5% | 87.5% | 87.5% | 87.5% | [8 empty] | Avg 5 Yr | 0 | 0 | 0 | 0 | 0 | 0 | 0 | 0 | 0 | Avg 3 Yr | 5%
F | F029 | Transformers Other | 0 | 0 | 0 | 0 | 0 | 0 | 0 | 0 | 0 | 0 | 0 | 0 | 0 | 0 | 0 | 0 | 0 | 0 | 0 | 0 | 0 | 0 | 0 | 0 | 0 | 0 | 0 | 0 | 0 | 0 | 0 | 0 | 0 | 0 | 0 | 0 | [14 empty] | 2025/26 | Step | -12.5% | 0 | 0 | 0 | 1 | 2 | 3 | 4 | 5 | 100% | 100% | 100% | 87.5% | 87.5% | 87.5% | 87.5% | 87.5% | [8 empty] | Avg 5 Yr | 0 | 0 | 0 | 0 | 0 | 0 | 0 | 0 | 0 | Avg 3 Yr | 5%
G | G001 | ˂ = 11 kV ; FUSE | 187471.917 | 236912.0121 | 370621.087 | 284933.9322 | 298762.9597 | 1605404.4858 | 2030803.2915 | 113144.8634 | 0 | 0 | 0 | 252235.2755 | 314010.5069 | 486256.9964 | 366743.2367 | 376715.8321 | 1992545.0395 | 2529341.0767 | 135701.2864 | 0 | 0 | 0 | 110 | 130 | 166 | 143 | 174 | 10204 | 174 | 5 | 0 | 0 | 0 | 2076.6 | 1.6667 | 0 | 1704.2902 | 1822.4001 | 2232.6572 | 1992.545 | 1717.0285 | 157.3309 | 11671.2833 | 22628.9727 |  |  |  | 361.1049 | 22628.9727 |  | 2025/26 | Step | -45.36% | 0 | 0 | 0 | 1 | 2 | 3 | 4 | 5 | 100% | 100% | 100% | 54.64% | 54.64% | 54.64% | 54.64% | 54.64% | [8 empty] | Avg 3 Yr | 1.6667 | 1.6667 | 1.6667 | 1.6667 | 0.91068 | 0.91068 | 0.91068 | 0.91068 | 0.91068 | Avg 3 Yr | 5% |  | 22628.9727 | 37714.9545 | 37714.9545 | 37714.9545 | 20607.7802 | 20607.7802 | 20607.7802 | 20607.7802 | 20607.7802
G | G002 | ˂ = 11 kV ; Switch | 678476.6462 | 222987.9406 | 333093.6819 | 441591.5849 | 304688.2786 | 816787.1297 | 581105.167 | 174.699 | 0 | 0 | 0 | 912860.691 | 295555.1119 | 437020.8252 | 568379.9254 | 384187.1781 | 1013753.9529 | 723759.497 | 209.5268 | 0 | 0 | 0 | 15 | 6 | 5 | 9 | 9 | 22 | 11 | 0 | 0 | 0 | 0 | 6.6 | 0 | 0 | 45231.7764 | 37164.6568 | 66618.7364 | 49065.7317 | 33854.2532 | 37126.6877 | 52827.7425 |  |  |  |  | 42365.6665 |  |  | 2025/26 | Step | -22.18% | 0 | 0 | 0 | 1 | 2 | 3 | 4 | 5 | 100% | 100% | 100% | 77.82% | 77.82% | 77.82% | 77.82% | 77.82% | [8 empty] | Avg 5 Yr | 6.6 | 6.6 | 6.6 | 6.6 | 5.1362 | 5.1362 | 5.1362 | 5.1362 | 5.1362 | Avg 3 Yr | 5%
G | G003 | ˂ = 11 kV ; Circuit Breaker | 0 | 0 | 0 | 0 | 0 | 0 | 0 | 0 | 0 | 0 | 0 | 0 | 0 | 0 | 0 | 0 | 0 | 0 | 0 | 0 | 0 | 0 | 0 | 0 | 0 | 0 | 0 | 0 | 0 | 0 | 0 | 0 | 0 | 0 | 0 | 0 | [14 empty] | 2025/26 | Step | -22.18% | 0 | 0 | 0 | 1 | 2 | 3 | 4 | 5 | 100% | 100% | 100% | 77.82% | 77.82% | 77.82% | 77.82% | 77.82% | [8 empty] | Avg 5 Yr | 0 | 0 | 0 | 0 | 0 | 0 | 0 | 0 | 0 | Avg 3 Yr | 5%
G | G004 | > 11 kV & < = 22 kV ; Switch | 117129.7677 | 232146.314 | 454467.304 | 486003.2649 | 302181.3523 | 301552.1642 | 1444915.9006 | 39744.1641 | 0 | 0 | 0 | 157592.9862 | 307693.9032 | 596263.715 | 625542.9427 | 381026.1475 | 374270.9543 | 1799625.3774 | 47667.5125 | 0 | 0 | 0 | 42 | 49 | 120 | 120 | 111 | 170 | 187 | 14 | 0 | 0 | 0 | 74.2 | 4.6667 | 0 | 2788.804 | 4737.6799 | 3787.2275 | 4050.0272 | 2722.3545 | 1773.8363 | 7726.823 | 2838.8689 |  |  |  | 4814.5882 | 2838.8689 |  | 2025/26 | Step | -22.18% | 0 | 0 | 0 | 1 | 2 | 3 | 4 | 5 | 100% | 100% | 100% | 77.82% | 77.82% | 77.82% | 77.82% | 77.82% | [8 empty] | Avg 5 Yr | 74.2 | 74.2 | 74.2 | 74.2 | 57.7435 | 57.7435 | 57.7435 | 57.7435 | 57.7435 | Avg 3 Yr | 5% |  | 2838.8689 | 210644.0697 | 210644.0697 | 210644.0697 | 163926.2242 | 163926.2242 | 163926.2242 | 163926.2242 | 163926.2242
G | G005 | > 11 kV & < = 22 kV ; Circuit Breaker | 0 | 0 | 55661.2211 | 47727.1384 | 0 | 20457.4385 | 0 | 0 | 0 | 0 | 0 | 0 | 0 | 73027.842 | 61430.3993 | 0 | 25390.7149 | 0 | 0 | 0 | 0 | 0 | 0 | 0 | 1 | 1 | 0 | 1 | 0 | 0 | 0 | 0 | 0 | 0.2 | 0 | 0 |  |  | 55661.2211 | 47727.1384 |  | 20457.4385 | [5 empty] | 20457.4385 |  |  | 2025/26 | Step | -22.18% | 0 | 0 | 0 | 1 | 2 | 3 | 4 | 5 | 100% | 100% | 100% | 77.82% | 77.82% | 77.82% | 77.82% | 77.82% | [8 empty] | Avg 5 Yr | 0.2 | 0.2 | 0.2 | 0.2 | 0.15564 | 0.15564 | 0.15564 | 0.15564 | 0.15564 | Avg 3 Yr | 5%
G | G006 | > 22 kV & < = 33 kV ; Switch | 0 | 0 | 10428.4642 | 9331.4657 | 44024.7188 | 13424.2944 | 21225.2977 | 0 | 0 | 0 | 0 | 0 | 0 | 13682.205 | 12010.6858 | 55511.5955 | 16661.5401 | 26435.853 | 0 | 0 | 0 | 0 | 0 | 0 | 1 | 1 | 6 | 2 | 4 | 0 | 0 | 0 | 0 | 1.2 | 0 | 0 |  |  | 10428.4642 | 9331.4657 | 7337.4531 | 6712.1472 | 5306.3244 |  |  |  |  | 5774.932 |  |  | 2025/26 | Step | -22.18% | 0 | 0 | 0 | 1 | 2 | 3 | 4 | 5 | 100% | 100% | 100% | 77.82% | 77.82% | 77.82% | 77.82% | 77.82% | [8 empty] | Avg 5 Yr | 1.2 | 1.2 | 1.2 | 1.2 | 0.93386 | 0.93386 | 0.93386 | 0.93386 | 0.93386 | Avg 3 Yr | 5%
G | G007 | > 22 kV & < = 33 kV ; Circuit Breaker | 0 | 0 | 0 | 0 | 0 | 0 | 0 | 0 | 0 | 0 | 0 | 0 | 0 | 0 | 0 | 0 | 0 | 0 | 0 | 0 | 0 | 0 | 0 | 0 | 0 | 0 | 0 | 0 | 0 | 0 | 0 | 0 | 0 | 0 | 0 | 0 | [14 empty] | 2025/26 | Step | -22.18% | 0 | 0 | 0 | 1 | 2 | 3 | 4 | 5 | 100% | 100% | 100% | 77.82% | 77.82% | 77.82% | 77.82% | 77.82% | [8 empty] | Avg 5 Yr | 0 | 0 | 0 | 0 | 0 | 0 | 0 | 0 | 0 | Avg 3 Yr | 5%
G | G008 | > 33 kV & < = 66 kV ; Switch | 0 | 0 | 0 | 0 | 0 | 0 | 0 | 0 | 0 | 0 | 0 | 0 | 0 | 0 | 0 | 0 | 0 | 0 | 0 | 0 | 0 | 0 | 0 | 0 | 0 | 0 | 0 | 0 | 0 | 0 | 0 | 0 | 0 | 0 | 0 | 0 | [14 empty] | 2025/26 | Step | -22.18% | 0 | 0 | 0 | 1 | 2 | 3 | 4 | 5 | 100% | 100% | 100% | 77.82% | 77.82% | 77.82% | 77.82% | 77.82% | [8 empty] | Avg 5 Yr | 0 | 0 | 0 | 0 | 0 | 0 | 0 | 0 | 0 | Avg 3 Yr | 5%
G | G009 | > 33 kV & < = 66 kV ; Circuit Breaker | 0 | 0 | 0 | 0 | 0 | 0 | 0 | 0 | 0 | 0 | 0 | 0 | 0 | 0 | 0 | 0 | 0 | 0 | 0 | 0 | 0 | 0 | 0 | 0 | 0 | 0 | 0 | 0 | 0 | 0 | 0 | 0 | 0 | 0 | 0 | 0 | [14 empty] | 2025/26 | Step | -22.18% | 0 | 0 | 0 | 1 | 2 | 3 | 4 | 5 | 100% | 100% | 100% | 77.82% | 77.82% | 77.82% | 77.82% | 77.82% | [8 empty] | Avg 5 Yr | 0 | 0 | 0 | 0 | 0 | 0 | 0 | 0 | 0 | Avg 3 Yr | 5%
G | G010 | > 66 kV & < = 132 kV ; Switch | 0 | 0 | 0 | 0 | 0 | 0 | 0 | 0 | 0 | 0 | 0 | 0 | 0 | 0 | 0 | 0 | 0 | 0 | 0 | 0 | 0 | 0 | 0 | 0 | 0 | 0 | 0 | 0 | 0 | 0 | 0 | 0 | 0 | 0 | 0 | 0 | [14 empty] | 2025/26 | Step | -22.18% | 0 | 0 | 0 | 1 | 2 | 3 | 4 | 5 | 100% | 100% | 100% | 77.82% | 77.82% | 77.82% | 77.82% | 77.82% | [8 empty] | Avg 5 Yr | 0 | 0 | 0 | 0 | 0 | 0 | 0 | 0 | 0 | Avg 3 Yr | 5%
G | G011 | > 66 kV & < = 132 kV ; Circuit Breaker | 0 | 0 | 0 | 0 | 0 | 0 | 0 | 0 | 0 | 0 | 0 | 0 | 0 | 0 | 0 | 0 | 0 | 0 | 0 | 0 | 0 | 0 | 0 | 0 | 0 | 0 | 0 | 0 | 0 | 0 | 0 | 0 | 0 | 0 | 0 | 0 | [14 empty] | 2025/26 | Step | -22.18% | 0 | 0 | 0 | 1 | 2 | 3 | 4 | 5 | 100% | 100% | 100% | 77.82% | 77.82% | 77.82% | 77.82% | 77.82% | [8 empty] | Avg 5 Yr | 0 | 0 | 0 | 0 | 0 | 0 | 0 | 0 | 0 | Avg 3 Yr | 5%
G | G012 | > 132 kV ; Switch | 0 | 0 | 0 | 0 | 0 | 0 | 0 | 0 | 0 | 0 | 0 | 0 | 0 | 0 | 0 | 0 | 0 | 0 | 0 | 0 | 0 | 0 | 0 | 0 | 0 | 0 | 0 | 0 | 0 | 0 | 0 | 0 | 0 | 0 | 0 | 0 | [14 empty] | 2025/26 | Step | -22.18% | 0 | 0 | 0 | 1 | 2 | 3 | 4 | 5 | 100% | 100% | 100% | 77.82% | 77.82% | 77.82% | 77.82% | 77.82% | [8 empty] | Avg 5 Yr | 0 | 0 | 0 | 0 | 0 | 0 | 0 | 0 | 0 | Avg 3 Yr | 5%
G | G013 | > 132 kV ; Circuit Breaker | 0 | 0 | 0 | 0 | 0 | 0 | 0 | 0 | 0 | 0 | 0 | 0 | 0 | 0 | 0 | 0 | 0 | 0 | 0 | 0 | 0 | 0 | 0 | 0 | 0 | 0 | 0 | 0 | 0 | 0 | 0 | 0 | 0 | 0 | 0 | 0 | [14 empty] | 2025/26 | Step | -22.18% | 0 | 0 | 0 | 1 | 2 | 3 | 4 | 5 | 100% | 100% | 100% | 77.82% | 77.82% | 77.82% | 77.82% | 77.82% | [8 empty] | Avg 5 Yr | 0 | 0 | 0 | 0 | 0 | 0 | 0 | 0 | 0 | Avg 3 Yr | 5%
G | G014 | Switchgear Other | 0 | 0 | 0 | 0 | 0 | 0 | 0 | 0 | 0 | 0 | 0 | 0 | 0 | 0 | 0 | 0 | 0 | 0 | 0 | 0 | 0 | 0 | 0 | 0 | 0 | 0 | 0 | 0 | 0 | 0 | 0 | 0 | 0 | 0 | 0 | 0 | [14 empty] | 2025/26 | Step | -22.18% | 0 | 0 | 0 | 1 | 2 | 3 | 4 | 5 | 100% | 100% | 100% | 77.82% | 77.82% | 77.82% | 77.82% | 77.82% | [8 empty] | Avg 5 Yr | 0 | 0 | 0 | 0 | 0 | 0 | 0 | 0 | 0 | Avg 3 Yr | 5%
H | H001 | Luminaires ; Major Road | 48971.87 | 34337.6043 | 473.3033 | 11101.2288 | 66849.4548 | 116221.5127 | 69049.244 | 13000.8106 | 0 | 0 | 0 | 65889.5119 | 45512.1226 | 620.9766 | 14288.5775 | 84291.7342 | 144248.1323 | 86000.003 | 15592.6364 | 0 | 0 | 0 | 15 | 10 | 0 | 3 | 21 | 28 | 21 | 0 | 0 | 0 | 0 | 9.8 | 0 | 0 | 3264.7913 | 3433.7604 |  | 3700.4096 | 3183.3074 | 4150.7683 | 3288.0592 |  |  |  |  | 4046.3585 |  |  | 2025/26 | Step | 0% | 0 | 0 | 0 | 1 | 2 | 3 | 4 | 5 | 100% | 100% | 100% | 100% | 100% | 100% | 100% | 100% | 0 | 0 | 0 | 0 | 0 | 0 | 0 | 0 | Avg 5 Yr | 9.8 | 0 | 0 | 0 | 0 | 0 | 0 | 0 | 0 | Avg 3 Yr | 5%
H | H002 | Luminaires ; Minor Road | 118852.6732 | 226422.6767 | 226728.0529 | 73215.5101 | 120668.0976 | 181674.9698 | 275886.1249 | -723.47 | 0 | 0 | 0 | 159911.0802 | 300107.6174 | 297468.5086 | 94236.9093 | 152152.6726 | 225485.579 | 343612.8506 | -867.7001 | 0 | 0 | 0 | 67 | 113 | 90 | 28 | 58 | 56 | 35 | 8 | 0 | 0 | 0 | 19.8 | 2.6667 | 0 | 1773.9205 | 2003.7405 | 2519.2006 | 2614.8396 | 2080.4844 | 3244.1959 | 7882.4607 | -90.4338 |  |  |  | 4614.5215 | -90.4338 |  | 2025/26 | Step | 0% | 0 | 0 | 0 | 1 | 2 | 3 | 4 | 5 | 100% | 100% | 100% | 100% | 100% | 100% | 100% | 100% | 0 | 0 | 0 | 0 | 0 | 0 | 0 | 0 | Avg 5 Yr | 19.8 | 0 | 0 | 0 | 0 | 0 | 0 | 0 | 0 | Avg 3 Yr | 5% |  | -90.4338 | 0 | 0 | 0 | 0 | 0 | 0 | 0 | 0
H | H003 | Brackets ; Major Road | 12453.9107 | 4352.0635 | 35351.6631 | 28697.9397 | 43512.8781 | 56999.1598 | 12280.0103 | 2540.8939 | 0 | 0 | 0 | 16756.1928 | 5768.3595 | 46381.5851 | 36937.5988 | 54866.206 | 70744.41 | 15294.6051 | 3047.4434 | 0 | 0 | 0 | 4 | 2 | 6 | 13 | 12 | 32 | 6 | 1 | 0 | 0 | 0 | 7.8 | 0.33333 | 0 | 3113.4777 | 2176.0318 | 5891.9438 | 2207.5338 | 3626.0732 | 1781.2237 | 2046.6684 | 2540.8939 |  |  |  | 1841.5401 | 2540.8939 |  | 2025/26 | Step | 0% | 0 | 0 | 0 | 1 | 2 | 3 | 4 | 5 | 100% | 100% | 100% | 100% | 100% | 100% | 100% | 100% | 0 | 0 | 0 | 0 | 0 | 0 | 0 | 0 | Avg 5 Yr | 7.8 | 0 | 0 | 0 | 0 | 0 | 0 | 0 | 0 | Avg 3 Yr | 5% |  | 2540.8939 | 0 | 0 | 0 | 0 | 0 | 0 | 0 | 0
H | H004 | Brackets ; Minor Road | 25314.59 | 50772.0963 | 22502.1982 | 38459.0413 | 15857.8219 | 18530.7925 | 17116.3371 | 1328.2239 | 0 | 0 | 0 | 34059.675 | 67294.9065 | 29523.0134 | 49501.2762 | 19995.4257 | 22999.4615 | 21318.192 | 1593.017 | 0 | 0 | 0 | 23 | 48 | 18 | 32 | 15 | 18 | 16 | 6 | 0 | 0 | 0 | 8 | 2 | 0 | 1100.6343 | 1057.752 | 1250.1221 | 1201.845 | 1057.1881 | 1029.4885 | 1069.7711 | 221.3706 |  |  |  | 924.3838 | 221.3706 |  | 2025/26 | Step | 0% | 0 | 0 | 0 | 1 | 2 | 3 | 4 | 5 | 100% | 100% | 100% | 100% | 100% | 100% | 100% | 100% | 0 | 0 | 0 | 0 | 0 | 0 | 0 | 0 | Avg 5 Yr | 8 | 0 | 0 | 0 | 0 | 0 | 0 | 0 | 0 | Avg 3 Yr | 5% |  | 221.3706 | 0 | 0 | 0 | 0 | 0 | 0 | 0 | 0
H | H005 | Lamps ; Major Road | 7940.8926 | 7813.8303 | 6828.0746 | 5263.7303 | 9793.4733 | 7364.7147 | 1971.1113 | -346.16 | 0 | 0 | 0 | 10684.1242 | 10356.6923 | 8958.4732 | 6775.0354 | 12348.7746 | 9140.703 | 2454.9954 | -415.17 | 0 | 0 | 0 | 54 | 55 | 15 | 28 | 23 | 27 | -30 | -50 | 0 | 0 | 0 | -10.6 | -16.6667 | 0 | 147.0536 | 142.0696 | 455.205 | 187.9904 | 425.8032 | 272.7672 | -65.7037 | 6.9232 |  |  |  | -169.6163 | 6.9232 |  | 2025/26 | Step | 0% | 0 | 0 | 0 | 1 | 2 | 3 | 4 | 5 | 100% | 100% | 100% | 100% | 100% | 100% | 100% | 100% | 0 | 0 | 0 | 0 | 0 | 0 | 0 | 0 | Avg 5 Yr | -10.6 | 0 | 0 | 0 | 0 | 0 | 0 | 0 | 0 | Avg 3 Yr | 5% |  | 6.9232 | 0 | 0 | 0 | 0 | 0 | 0 | 0 | 0
H | H006 | Lamps ; Minor Road | 2076.5059 | 5856.2852 | 4766.197 | 16182.7227 | 3956.1464 | 6853.981 | 3663.776 | 376.1001 | 0 | 0 | 0 | 2793.848 | 7762.1015 | 6253.2778 | 20829.0535 | 4988.3793 | 8506.8068 | 4563.1889 | 451.0789 | 0 | 0 | 0 | 61 | 141 | 54 | 148 | 56 | 8 | 44 | 41 | 0 | 0 | 0 | 18.6 | 13.6667 | 0 | 34.0411 | 41.5339 | 88.2629 | 109.3427 | 70.6455 | 856.7476 | 83.2676 | 9.1732 |  |  |  | 117.1382 | 9.1732 |  | 2025/26 | Step | 0% | 0 | 0 | 0 | 1 | 2 | 3 | 4 | 5 | 100% | 100% | 100% | 100% | 100% | 100% | 100% | 100% | 0 | 0 | 0 | 0 | 0 | 0 | 0 | 0 | Avg 5 Yr | 18.6 | 0 | 0 | 0 | 0 | 0 | 0 | 0 | 0 | Avg 3 Yr | 5% |  | 9.1732 | 0 | 0 | 0 | 0 | 0 | 0 | 0 | 0
H | H007 | Poles / Columns ; Major Road | 15247.8668 | 7295.5015 | 63676.4231 | 38706.4409 | 32447.408 | 40366.3006 | 46282.132 | 9865.5192 | 0 | 0 | 0 | 20515.3387 | 9669.6832 | 83543.8331 | 49819.7084 | 40913.5468 | 50100.5652 | 57643.8388 | 11832.2972 | 0 | 0 | 0 | 2 | 1 | 6 | 4 | 5 | 6 | 7 | 1 | 0 | 0 | 0 | 2.8 | 0.33333 | 0 | 7623.9334 | 7295.5015 | 10612.7372 | 9676.6102 | 6489.4816 | 6727.7168 | 6611.7331 | 9865.5192 |  |  |  | 6893.8537 | 9865.5192 |  | 2025/26 | Step | 0% | 0 | 0 | 0 | 1 | 2 | 3 | 4 | 5 | 100% | 100% | 100% | 100% | 100% | 100% | 100% | 100% | 0 | 0 | 0 | 0 | 0 | 0 | 0 | 0 | Avg 5 Yr | 2.8 | 0 | 0 | 0 | 0 | 0 | 0 | 0 | 0 | Avg 3 Yr | 5% |  | 9865.5192 | 0 | 0 | 0 | 0 | 0 | 0 | 0 | 0
H | H008 | Poles / Columns ; Minor Road | 82107.1797 | 54675.1876 | 102594.0479 | 67371.2467 | 66611.1667 | 99399.5619 | 28539.1325 | 0 | 0 | 0 | 0 | 110471.6237 | 72468.1844 | 134603.9806 | 86714.6601 | 83991.2722 | 123369.5967 | 35545.1463 | 0 | 0 | 0 | 0 | 18 | 14 | 21 | 18 | 17 | 23 | 12 | 0 | 0 | 0 | 0 | 7 | 0 | 0 | 4561.51 | 3905.3705 | 4885.4309 | 3742.847 | 3918.3039 | 4321.7201 | 2378.261 |  |  |  |  | 3655.3913 |  |  | 2025/26 | Step | 0% | 0 | 0 | 0 | 1 | 2 | 3 | 4 | 5 | 100% | 100% | 100% | 100% | 100% | 100% | 100% | 100% | 0 | 0 | 0 | 0 | 0 | 0 | 0 | 0 | Avg 5 Yr | 7 | 0 | 0 | 0 | 0 | 0 | 0 | 0 | 0 | Avg 3 Yr | 5%
H | H009 | Public Lighting Other | 0 | 0 | 0 | 0 | 0 | 0 | 0 | 0 | 0 | 0 | 0 | 0 | 0 | 0 | 0 | 0 | 0 | 0 | 0 | 0 | 0 | 0 | 0 | 0 | 0 | 0 | 0 | 0 | 0 | 0 | 0 | 0 | 0 | 0 | 0 | 0 | [14 empty] | 2025/26 | Step | 0% | 0 | 0 | 0 | 1 | 2 | 3 | 4 | 5 | 100% | 100% | 100% | 100% | 100% | 100% | 100% | 100% | 0 | 0 | 0 | 0 | 0 | 0 | 0 | 0 | Avg 5 Yr | 0 | 0 | 0 | 0 | 0 | 0 | 0 | 0 | 0 | Avg 3 Yr | 5%
I | I001 | Field Devices | 0 | 0 | 0 | 0 | 0 | 0 | 0 | 0 | 0 | 0 | 0 | 0 | 0 | 0 | 0 | 0 | 0 | 0 | 0 | 0 | 0 | 0 | 0 | 0 | 0 | 0 | 0 | 0 | 0 | 0 | 0 | 0 | 0 | 0 | 0 | 0 | [14 empty] | 2025/26 | Step | 0% | 0 | 0 | 0 | 1 | 2 | 3 | 4 | 5 | 100% | 100% | 100% | 100% | 100% | 100% | 100% | 100% | [8 empty] | Avg 5 Yr | 0 | 0 | 0 | 0 | 0 | 0 | 0 | 0 | 0 | Avg 3 Yr | 5%
I | I002 | Local Network Wiring Assets | 0 | 0 | 0 | 0 | 0 | 0 | 0 | 0 | 0 | 0 | 0 | 0 | 0 | 0 | 0 | 0 | 0 | 0 | 0 | 0 | 0 | 0 | 0 | 0 | 0 | 0 | 0 | 0 | 0 | 0 | 0 | 0 | 0 | 0 | 0 | 0 | [14 empty] | 2025/26 | Step | 0% | 0 | 0 | 0 | 1 | 2 | 3 | 4 | 5 | 100% | 100% | 100% | 100% | 100% | 100% | 100% | 100% | [8 empty] | Avg 5 Yr | 0 | 0 | 0 | 0 | 0 | 0 | 0 | 0 | 0 | Avg 3 Yr | 5%
I | I003 | Communications Network Assets | 0 | 0 | 0 | 0 | 0 | 0 | 0 | 0 | 0 | 0 | 0 | 0 | 0 | 0 | 0 | 0 | 0 | 0 | 0 | 0 | 0 | 0 | 0 | 0 | 0 | 0 | 0 | 0 | 0 | 0 | 0 | 0 | 0 | 0 | 0 | 0 | [14 empty] | 2025/26 | Step | 0% | 0 | 0 | 0 | 1 | 2 | 3 | 4 | 5 | 100% | 100% | 100% | 100% | 100% | 100% | 100% | 100% | [8 empty] | Avg 5 Yr | 0 | 0 | 0 | 0 | 0 | 0 | 0 | 0 | 0 | Avg 3 Yr | 5%
I | I004 | Master Station Assets | 0 | 0 | 0 | 0 | 0 | 0 | 0 | 0 | 0 | 0 | 0 | 0 | 0 | 0 | 0 | 0 | 0 | 0 | 0 | 0 | 0 | 0 | 0 | 0 | 0 | 0 | 0 | 0 | 0 | 0 | 0 | 0 | 0 | 0 | 0 | 0 | [14 empty] | 2025/26 | Step | 0% | 0 | 0 | 0 | 1 | 2 | 3 | 4 | 5 | 100% | 100% | 100% | 100% | 100% | 100% | 100% | 100% | [8 empty] | Avg 5 Yr | 0 | 0 | 0 | 0 | 0 | 0 | 0 | 0 | 0 | Avg 3 Yr | 5%
I | I005 | Communications Site Infrastructure | 0 | 0 | 0 | 0 | 0 | 0 | 0 | 0 | 0 | 0 | 0 | 0 | 0 | 0 | 0 | 0 | 0 | 0 | 0 | 0 | 0 | 0 | 0 | 0 | 0 | 0 | 0 | 0 | 0 | 0 | 0 | 0 | 0 | 0 | 0 | 0 | [14 empty] | 2025/26 | Step | 0% | 0 | 0 | 0 | 1 | 2 | 3 | 4 | 5 | 100% | 100% | 100% | 100% | 100% | 100% | 100% | 100% | [8 empty] | Avg 5 Yr | 0 | 0 | 0 | 0 | 0 | 0 | 0 | 0 | 0 | Avg 3 Yr | 5%
I | I006 | Communications Linear Assets | 0 | 0 | 0 | 0 | 0 | 0 | 0 | 0 | 0 | 0 | 0 | 0 | 0 | 0 | 0 | 0 | 0 | 0 | 0 | 0 | 0 | 0 | 0 | 0 | 0 | 0 | 0 | 0 | 0 | 0 | 0 | 0 | 0 | 0 | 0 | 0 | [14 empty] | 2025/26 | Step | 0% | 0 | 0 | 0 | 1 | 2 | 3 | 4 | 5 | 100% | 100% | 100% | 100% | 100% | 100% | 100% | 100% | [8 empty] | Avg 5 Yr | 0 | 0 | 0 | 0 | 0 | 0 | 0 | 0 | 0 | Avg 3 Yr | 5%
I | I007 | AFLC | 0 | 0 | 0 | 0 | 0 | 0 | 0 | 0 | 0 | 0 | 0 | 0 | 0 | 0 | 0 | 0 | 0 | 0 | 0 | 0 | 0 | 0 | 0 | 0 | 0 | 0 | 0 | 0 | 0 | 0 | 0 | 0 | 0 | 0 | 0 | 0 | [14 empty] | 2025/26 | Step | 0% | 0 | 0 | 0 | 1 | 2 | 3 | 4 | 5 | 100% | 100% | 100% | 100% | 100% | 100% | 100% | 100% | [8 empty] | Avg 5 Yr | 0 | 0 | 0 | 0 | 0 | 0 | 0 | 0 | 0 | Avg 3 Yr | 5%
I | I008 | Network Control Other | 0 | 0 | 0 | 0 | 0 | 0 | 0 | 0 | 0 | 0 | 0 | 0 | 0 | 0 | 0 | 0 | 0 | 0 | 0 | 0 | 0 | 0 | 0 | 0 | 0 | 0 | 0 | 0 | 0 | 0 | 0 | 0 | 0 | 0 | 0 | 0 | [14 empty] | 2025/26 | Step | 0% | 0 | 0 | 0 | 1 | 2 | 3 | 4 | 5 | 100% | 100% | 100% | 100% | 100% | 100% | 100% | 100% | [8 empty] | Avg 5 Yr | 0 | 0 | 0 | 0 | 0 | 0 | 0 | 0 | 0 | Avg 3 Yr | 5%
J | J001 | CURRENT TRANSFORMERS | 0 | 0 | 0 | 0 | 0 | 0 | 0 | 0 | 0 | 0 | 0 | 0 | 0 | 0 | 0 | 0 | 0 | 0 | 0 | 0 | 0 | 0 | 0 | 0 | 0 | 0 | 0 | 0 | 0 | 0 | 0 | 0 | 0 | 0 | 0 | 0 | [14 empty] | 2025/26 | Step | 0% | 0 | 0 | 0 | 1 | 2 | 3 | 4 | 5 | 100% | 100% | 100% | 100% | 100% | 100% | 100% | 100% | [8 empty] | Avg 5 Yr | 0 | 0 | 0 | 0 | 0 | 0 | 0 | 0 | 0 | Avg 3 Yr | 5%
J | J002 | VOLTAGE TRANSFORMERS | 0 | 0 | 0 | 0 | 0 | 0 | 0 | 0 | 0 | 0 | 0 | 0 | 0 | 0 | 0 | 0 | 0 | 0 | 0 | 0 | 0 | 0 | 0 | 0 | 0 | 0 | 0 | 0 | 0 | 0 | 0 | 0 | 0 | 0 | 0 | 0 | [14 empty] | 2025/26 | Step | 0% | 0 | 0 | 0 | 1 | 2 | 3 | 4 | 5 | 100% | 100% | 100% | 100% | 100% | 100% | 100% | 100% | [8 empty] | Avg 5 Yr | 0 | 0 | 0 | 0 | 0 | 0 | 0 | 0 | 0 | Avg 3 Yr | 5%
J | J003 | CAPACITOR BANKS | 0 | 0 | 0 | 0 | 0 | 0 | 0 | 0 | 0 | 0 | 0 | 0 | 0 | 0 | 0 | 0 | 0 | 0 | 0 | 0 | 0 | 0 | 0 | 0 | 0 | 0 | 0 | 0 | 0 | 0 | 0 | 0 | 0 | 0 | 0 | 0 | [14 empty] | 2025/26 | Step | 0% | 0 | 0 | 0 | 1 | 2 | 3 | 4 | 5 | 100% | 100% | 100% | 100% | 100% | 100% | 100% | 100% | [8 empty] | Avg 5 Yr | 0 | 0 | 0 | 0 | 0 | 0 | 0 | 0 | 0 | Avg 3 Yr | 5%
J | J004 | STATIC VAR COMPENSATOR | 0 | 0 | 0 | 0 | 0 | 0 | 0 | 0 | 0 | 0 | 0 | 0 | 0 | 0 | 0 | 0 | 0 | 0 | 0 | 0 | 0 | 0 | 0 | 0 | 0 | 0 | 0 | 0 | 0 | 0 | 0 | 0 | 0 | 0 | 0 | 0 | [14 empty] | 2025/26 | Step | 0% | 0 | 0 | 0 | 1 | 2 | 3 | 4 | 5 | 100% | 100% | 100% | 100% | 100% | 100% | 100% | 100% | [8 empty] | Avg 5 Yr | 0 | 0 | 0 | 0 | 0 | 0 | 0 | 0 | 0 | Avg 3 Yr | 5%
J | J005 | REGULATORS | 0 | 0 | 0 | 0 | 0 | 0 | 0 | 0 | 0 | 0 | 0 | 0 | 0 | 0 | 0 | 0 | 0 | 0 | 0 | 0 | 0 | 0 | 0 | 0 | 0 | 0 | 0 | 0 | 0 | 0 | 0 | 0 | 0 | 0 | 0 | 0 | [14 empty] | 2025/26 | Step | 0% | 0 | 0 | 0 | 1 | 2 | 3 | 4 | 5 | 100% | 100% | 100% | 100% | 100% | 100% | 100% | 100% | [8 empty] | Avg 5 Yr | 0 | 0 | 0 | 0 | 0 | 0 | 0 | 0 | 0 | Avg 3 Yr | 5%
J | J006 | OTHER | 0 | 0 | 0 | 0 | 0 | 0 | 0 | 0 | 0 | 0 | 0 | 0 | 0 | 0 | 0 | 0 | 0 | 0 | 0 | 0 | 0 | 0 | 0 | 0 | 0 | 0 | 0 | 419 | 361 | 35 | 0 | 0 | 0 | 163 | 11.6667 | 0 | [5 empty] | 0 | 0 | 0 |  |  |  | 0 | 0 |  | 2025/26 | Step | 0% | 0 | 0 | 0 | 1 | 2 | 3 | 4 | 5 | 100% | 100% | 100% | 100% | 100% | 100% | 100% | 100% | [8 empty] | Avg 5 Yr | 163 | 163 | 163 | 163 | 163 | 163 | 163 | 163 | 163 | Avg 3 Yr | 5% |  | 0 | 0 | 0 | 0 | 0 | 0 | 0 | 0 | 0
|  | TOTAL DIRECT COST | 8770730.13 | 11695140.21 | 14221620.77 | 15071938.71 | 16621255.6 | 16914631.4444 | 17690477.4446 | 579050.7273 | 0 | 0 | 0 | 11800634.2775 | 15501100.4811 | 18658848.1923 | 19399344.7658 | 20958053.6368 | 20993565.9687 | 22033276.9082 | 694489.5794 | 0 | 0 | 0 | [69 empty] | 2799091.2818 | 2799091.2818 | 2799091.2818 | 2919919.62 | 2919919.62 | 2919919.62 | 2919919.62 | 2919919.62
|  | Nailing Rate % | UNITS 2013/14: 1.768%; UNITS 2014/15: 5.38%; UNITS 2015/16: 1.996%; UNITS 2016/17: 2.353%; UNITS 2017/18: 1.453%; UNITS 2018/19: 0%; UNITS 2019/20: 4.796%
A1 |  | Nails | 40146.3356 | 183118.5505 | 48215.4992 | 82296.815 | 58927.8108 | 0 | 24322.7509 | 0 | 0 | 0 | 0 | 54015.1409 | 242710.9894 | 63259.0121 | 105925.609 | 74303.1844 | 0 | 30293.6937 | 0 | 0 | 0 | 0 | 7 | 29 | 9 | 16 | 11 | 0 | 20 | 0 | 0 | 0 | 0 | [46 empty] | 0 | 0 | 0 | 0 | 0 | 0 | 0 | 0 |  |  |  |  | 0 | 0 | 0 | 0 | 0 | 0 | 0 | 0
A |  | Poles | 2675029.2391 | 4244271.4096 | 3897343.8968 | 6283767.1062 | 6115375.8842 | 5445944.5099 | 3519050.1786 | 14464.9508 | 0 | 0 | 0 | 3599134.9938 | 5625488.5711 | 5113337.5935 | 8087941.8943 | 7710992.4108 | 6759224.7402 | 4382934.6767 | 17348.6659 | 0 | 0 | 0 | 389 | 510 | 442 | 664 | 746 | 713 | 397 | 2 | 0 | 0 | 0 | [46 empty] | 222.4 | 222.4 | 222.4 | 222.4 | 222.4 | 222.4 | 222.4 | 222.4 |  |  |  |  | 513617.6441 | 513617.6441 | 513617.6441 | 513617.6441 | 513617.6441 | 513617.6441 | 513617.6441 | 513617.6441
B |  | Pole Tops | 1470587.6683 | 2168372.3249 | 3228439.4217 | 3296897.2133 | 4239972.5504 | 3567582.2064 | 4669943.5329 | 306497.1695 | 0 | 0 | 0 | 1978611.4712 | 2874027.7316 | 4235731.0775 | 4243491.6257 | 5346261.0929 | 4427898.5709 | 5816358.5086 | 367600.0743 | 0 | 0 | 0 | 1032 | 1348 | 1490 | 1661 | 2242 | 1663 | 1911 | 98 | 0 | 0 | 0 | [46 empty] | 734.4 | 734.4 | 734.4 | 800.436 | 800.436 | 800.436 | 800.436 | 800.436 |  |  |  |  | 1893956.5872 | 1893956.5872 | 1893956.5872 | 2064257.8605 | 2064257.8605 | 2064257.8605 | 2064257.8605 | 2064257.8605
C |  | Conductor | 186629.2974 | 328839.6952 | 608165.1538 | 265756.4594 | 357856.6681 | 261951.9785 | 132479.6503 | -2833.5 | 0 | 0 | 0 | 251101.5675 | 435854.3007 | 797916.1774 | 342059.5902 | 451228.1998 | 325121.2513 | 165001.8112 | -3398.3831 | 0 | 0 | 0 | 2 | 6 | 5 | 6 | 7 | 4.7012 | -1.2718 | -1.1113 | 0 | 0 | 0 | [46 empty] | 0.46361 | 0.46361 | 0.46361 | 1.143 | 1.143 | 1.143 | 1.143 | 1.143 |  |  |  |  | 9185.1578 | 9185.1578 | 9185.1578 | 23537.2424 | 23537.2424 | 23537.2424 | 23537.2424 | 23537.2424
D |  | Underground Cables | 224798.4171 | 623903.834 | 110857.1932 | 413708.4624 | 128296.8605 | 362831.2178 | 521920.9795 | 69326.9374 | 0 | 0 | 0 | 302456.4508 | 826941.4345 | 145445.2747 | 532491.0915 | 161771.9231 | 450327.3472 | 650046.3033 | 83147.8717 | 0 | 0 | 0 | 0 | 1 | 0 | 2 | 0 | 0.60568 | 1.6413 | 0.21533 | 0 | 0 | 0 | [46 empty] | 0.49247 | 0.49247 | 0.49247 | 0.49247 | 0.49247 | 0.49247 | 0.49247 | 0.49247 |  |  |  |  | 131614.7227 | 131614.7227 | 131614.7227 | 131614.7227 | 131614.7227 | 131614.7227 | 131614.7227 | 131614.7227
E |  | Services | 410957.144 | 613869.1978 | 652881.6517 | 612225.9345 | 737294.9234 | 285003.0271 | 305940.0601 | 11790.7295 | 0 | 0 | 0 | 552924.8864 | 813641.2173 | 856584.4796 | 788006.2549 | 929669.0288 | 353731.021 | 381044.6655 | 14141.315 | 0 | 0 | 0 | 425 | 759 | 586 | 647 | 772 | 528.45 | 445.2997 | 1.9848 | 0 | 0 | 0 | [46 empty] | 195.1469 | 195.1469 | 195.1469 | 195.1469 | 195.1469 | 195.1469 | 195.1469 | 195.1469 |  |  |  |  | 2358.1459 | 2358.1459 | 2358.1459 | 2358.1459 | 2358.1459 | 2358.1459 | 2358.1459 | 2358.1459
F |  | Transformers | 2466538.2089 | 2449193.6857 | 3988526.2353 | 2568701.4728 | 3674177.1467 | 3706281.999 | 3983982.7676 | 698.796 | 0 | 0 | 0 | 3318619.4198 | 3246237.047 | 5232969.3457 | 3306218.691 | 4632839.0324 | 4600045.5819 | 4962002.6249 | 838.1071 | 0 | 0 | 0 | 36 | 48 | 70 | 58 | 86 | 109 | 90 | 0 | 0 | 0 | 0 | [46 empty] | 39.8 | 39.8 | 39.8 | 34.825 | 34.825 | 34.825 | 34.825 | 34.825 |  |  |  |  | 0 | 0 | 0 | 0 | 0 | 0 | 0 | 0
G |  | Switchgear | 983078.3309 | 692046.2667 | 1224271.7583 | 1269587.3861 | 949657.3093 | 2757625.5127 | 4078049.6567 | 153063.7265 | 0 | 0 | 0 | 1322688.9526 | 917259.522 | 1606251.5837 | 1634107.1899 | 1197440.7532 | 3422622.2018 | 5079161.8041 | 183578.3258 | 0 | 0 | 0 | 167 | 185 | 293 | 274 | 300 | 10399 | 376 | 19 | 0 | 0 | 0 | [46 empty] | 83.8667 | 83.8667 | 83.8667 | 64.8799 | 64.8799 | 64.8799 | 64.8799 | 64.8799 |  |  |  |  | 248359.0241 | 248359.0241 | 248359.0241 | 184534.0044 | 184534.0044 | 184534.0044 | 184534.0044 | 184534.0044
H |  | Public Lighting | 312965.4887 | 391525.2455 | 462919.96 | 278997.8604 | 359696.4468 | 527410.993 | 454787.868 | 26041.9176 | 0 | 0 | 0 | 421081.3944 | 518939.6675 | 607353.6483 | 359102.8193 | 453548.0114 | 654595.2545 | 566432.8202 | 31233.6027 | 0 | 0 | 0 | 244 | 384 | 210 | 274 | 207 | 198 | 111 | 7 | 0 | 0 | 0 | [46 empty] | 0 | 0 | 0 | 0 | 0 | 0 | 0 | 0 |  |  |  |  | 0 | 0 | 0 | 0 | 0 | 0 | 0 | 0
I |  | SCADA, Protection & Control | 0 | 0 | 0 | 0 | 0 | 0 | 0 | 0 | 0 | 0 | 0 | 0 | 0 | 0 | 0 | 0 | 0 | 0 | 0 | 0 | 0 | 0 | 0 | 0 | 0 | 0 | 0 | 0 | 0 | 0 | 0 | 0 | 0 | [46 empty] | 0 | 0 | 0 | 0 | 0 | 0 | 0 | 0 |  |  |  |  | 0 | 0 | 0 | 0 | 0 | 0 | 0 | 0
J |  | Other | 0 | 0 | 0 | 0 | 0 | 0 | 0 | 0 | 0 | 0 | 0 | 0 | 0 | 0 | 0 | 0 | 0 | 0 | 0 | 0 | 0 | 0 | 0 | 0 | 0 | 0 | 0 | 419 | 361 | 35 | 0 | 0 | 0 | [46 empty] | 163 | 163 | 163 | 163 | 163 | 163 | 163 | 163 |  |  |  |  | 0 | 0 | 0 | 0 | 0 | 0 | 0 | 0
|  |  | 8770730.13 | 11695140.21 | 14221620.77 | 15071938.71 | 16621255.6 | 16914631.4444 | 17690477.4446 | 579050.7273 | 0 | 0 | 0 | 11800634.2775 | 15501100.4811 | 18658848.1923 | 19399344.7658 | 20958053.6368 | 20993565.9687 | 22033276.9082 | 694489.5794 | 0 | 0 | 0 | [69 empty] | 2799091.2818 | 2799091.2818 | 2799091.2818 | 2919919.62 | 2919919.62 | 2919919.62 | 2919919.62 | 2919919.62

## Defect P2
P2 | [12 empty] | 1.0233 | [31 empty] | Base Rates
[14 empty] | Escalation | 2024/25 | [39 empty] | -3839.9407
[14 empty] | Eaclation % | [35 empty] | Escalated to 2024/25 |  | N
[14 empty] | 134.5% | 132.5% | 131.2% | 128.7% | 126.1% | 124.1% | 124.5% | 119.9% | 113% | 106.3% | 102.7% | [11 empty] | Include 2022/23 |  | Y | [11 empty] | Include 2022/23 |  | Y |  |  | 77.35%
Group | Cat | P2 DEFECTS | ALLOCATED COSTS | [10 empty] | ESCALATED ALLOCATED COST | [10 empty] | UNITS | [10 empty] | AVERAGE REPLACEMENT UNITS |  |  | UNIT COST RATES | [10 empty] | AVERAGE UNIT COST RATES |  |  | Deta % |  |  | Starting Yr Logic | [7 empty] | Increment Logic | [7 empty] | Manual Qty | [7 empty] | Base Case |  | Forecast Unit | [7 empty] | UNIT COST RATE | [11 empty] | Remarks
Code | Code | RIN ASSET CATEGORY | 2013/14 | 2014/15 | 2015/16 | 2016/17 | 2017/18 | 2018/19 | 2019/20 | 2020/21 | 2021/22 | 2022/23 | 2023/24 | 2013/14 | 2014/15 | 2015/16 | 2016/17 | 2017/18 | 2018/19 | 2019/20 | 2020/21 | 2021/22 | 2022/23 | 2023/24 | 2013/14 | 2014/15 | 2015/16 | 2016/17 | 2017/18 | 2018/19 | 2019/20 | 2020/21 | 2021/22 | 2022/23 | 2023/24 | Avg 5 Yr | Avg 3 Yr | Last Yr | 2013/14 | 2014/15 | 2015/16 | 2016/17 | 2017/18 | 2018/19 | 2019/20 | 2020/21 | 2021/22 | 2022/23 | 2023/24 | Avg 5 Yr | Avg 3 Yr | Last Yr | Start Yr | Increment | % | 2022/23 | 2023/24 | 2024/25 | 2025/26 | 2026/27 | 2027/28 | 2028/29 | 2029/30 | 2022/23 | 2023/24 | 2024/25 | 2025/26 | 2026/27 | 2027/28 | 2028/29 | 2029/30 | 2022/23 | 2023/24 | 2024/25 | 2025/26 | 2026/27 | 2027/28 | 2028/29 | 2029/30 |  |  | 2022/23 | 2023/24 | 2024/25 | 2025/26 | 2026/27 | 2027/28 | 2028/29 | 2029/30 | Type | Escalate | Manual | APPLIED | 2022/23 | 2023/24 | 2024/25 | 2025/26 | 2026/27 | 2027/28 | 2028/29 | 2029/30
A1 | A001 | Staking of a wooden pole | 7846576.7909 | 4131765.6832 | 5957465.6199 | 4088118.4082 | 6362039.3393 | 3689144.5943 | 7909721.9379 | 5804194.29 | 6724282.77 | 7067323.73 | 6456776.91 | 10557226.3274 | 5476370.0024 | 7816229.1352 | 5261885.6784 | 8022014.9982 | 4578775.5213 | 9851463.5499 | 6961311.4382 | 7597950.2308 | 7515822.6389 | 6634328.4563 | 2415 | 1139 | 1478 | 1269 | 1552 | 1101 | 4997 | 4542 | 5172 | 4260 | 4039 | 4014.4 | 4658 | 4260 | 3249.1001 | 3627.5379 | 4030.7616 | 3221.5275 | 4099.2522 | 3350.7217 | 1582.8941 | 1277.8939 | 1300.132 | 1658.9962 | 1598.6078 | 1554.1385 | 1402.3043 | 1658.9962 | 2025/26 | Step | 0% | 0 | 0 | 0 | 1 | 2 | 3 | 4 | 5 | 100% | 100% | 100% | 100% | 100% | 100% | 100% | 100% | [8 empty] | Avg 3 Yr | 4658 | 4658 | 4658 | 4658 | 4658 | 4658 | 4658 | 4658 | 4658 | Avg 3 Yr | 0% | 1800 | 1800 | 8384400 | 8384400 | 8384400 | 8384400 | 8384400 | 8384400 | 8384400 | 8384400 | Matched nail qty from model
A | A002 | ˂ = 1 kV; Wood | 5041546.7056 | 6250344.1073 | 7877052.2531 | 6018617.7534 | 6398562.4175 | 4823495.9979 | 12347346.3237 | 7847046.3249 | 9771894.0008 | 13897976.3584 | 12690594.4863 | 6783180.8737 | 8284399.3581 | 10334737.8313 | 7746663.7211 | 8068067.6341 | 5986673.8311 | 15378471.3547 | 9411423.9821 | 11041529.159 | 14779954.8089 | 13039566.5362 | 955.8 | 1188.4 | 1299.8 | 1135 | 1158.6 | 1054 | 3202 | 2253 | 2816 | 2517 | 2329 | 2368.4 | 2528.6667 | 2517 | 5274.6879 | 5259.4616 | 6060.2033 | 5302.7469 | 5522.6674 | 4576.3719 | 3856.1356 | 3482.9322 | 3470.1328 | 5521.6434 | 5448.9457 | 4111.4473 | 4154.616 | 5521.6434 | 2025/26 | Step | 0% | 0 | 0 | 0 | 1 | 2 | 3 | 4 | 5 | 100% | 100% | 100% | 100% | 100% | 100% | 100% | 100% | [8 empty] | Avg 3 Yr | 2528.6667 | 2528.6667 | 2528.6667 | 2528.6667 | 2528.6667 | 2528.6667 | 2528.6667 | 2528.6667 | 2528.6667 | Avg 3 Yr | 0% |  | 4154.616 | 10505638.8947 | 10505638.8947 | 10505638.8947 | 10505638.8947 | 10505638.8947 | 10505638.8947 | 10505638.8947 | 10505638.8947 | Matched defect qty from model
A | A003 | > 1 kV & < = 11 kV; Wood | 5244638.2501 | 5643247.1271 | 6326075.8219 | 5256280.5161 | 6984178.2172 | 22549166.2781 | 36032968.2002 | 78136259.9268 | 41901129.5936 | 50158432.6234 | 65362508.9045 | 7056431.6756 | 7479734.2474 | 8299847.839 | 6765446.6939 | 8806481.6045 | 27986859.2675 | 44878628.554 | 93713410.1293 | 47345227.462 | 53341533.209 | 67159878.5036 | 607.6 | 678.8 | 721.6 | 676 | 865.2 | 3106 | 6332 | 11776 | 7328 | 7499 | 8151 | 7208.2 | 8867.6667 | 7499 | 8631.7285 | 8313.5638 | 8766.7348 | 7775.5629 | 8072.328 | 7259.8732 | 5690.6141 | 6635.2123 | 5717.9489 | 6688.6828 | 8018.9558 | 6347.7139 | 6397.6176 | 6688.6828 | 2025/26 | Step | 0% | 0 | 0 | 0 | 1 | 2 | 3 | 4 | 5 | 100% | 100% | 100% | 100% | 100% | 100% | 100% | 100% | [8 empty] | Avg 3 Yr | 8867.6667 | 8867.6667 | 8867.6667 | 8867.6667 | 8867.6667 | 8867.6667 | 8867.6667 | 8867.6667 | 8867.6667 | Avg 3 Yr | 0% |  | 6397.6176 | 56731940.7146 | 56731940.7146 | 56731940.7146 | 56731940.7146 | 56731940.7146 | 56731940.7146 | 56731940.7146 | 56731940.7146
A | A004 | ˃ 11 kV & < = 22 kV; Wood | 5244638.2501 | 5643247.1271 | 6326075.8219 | 5256280.5161 | 6984178.2172 | 4605841.8296 | 0 | 0 | 0 | 0 | 0 | 7056431.6756 | 7479734.2474 | 8299847.839 | 6765446.6939 | 8806481.6045 | 5716532.7314 | 0 | 0 | 0 | 0 | 0 | 607.6 | 678.8 | 721.6 | 676 | 865.2 | 356 | 0 | 0 | 0 | 0 | 0 | 71.2 | 0 | 0 | 8631.7285 | 8313.5638 | 8766.7348 | 7775.5629 | 8072.328 | 12937.7579 | [5 empty] | 12937.7579 |  |  | 2025/26 | Step | 0% | 0 | 0 | 0 | 1 | 2 | 3 | 4 | 5 | 100% | 100% | 100% | 100% | 100% | 100% | 100% | 100% | [8 empty] | Avg 3 Yr | 0 | 0 | 0 | 0 | 0 | 0 | 0 | 0 | 0 | Avg 5 Yr | 0% |  | 12937.7579 | 0 | 0 | 0 | 0 | 0 | 0 | 0 | 0
A | A005 | > 22 kV & < = 66 kV; Wood | 1310120.9879 | 2175765.1657 | 2394719.5529 | 1635433.0367 | 1959200.4129 | 89746.4239 | 4430723.867 | 4763818.0465 | 6486281.5747 | 7924083.4069 | 10616809.6425 | 1762710.5622 | 2883826.4314 | 3141885.8176 | 2104993.2547 | 2470392.6302 | 111388.621 | 5518413.2916 | 5713527.0461 | 7329026.1984 | 8426953.0783 | 10908755.7629 | 106 | 146 | 147 | 113 | 129 | 5 | 363 | 597 | 639 | 506 | 604 | 422 | 580.6667 | 506 | 12359.632 | 14902.5011 | 16290.6092 | 14472.8587 | 15187.6001 | 17949.2848 | 12205.8509 | 7979.5947 | 10150.6754 | 15660.2439 | 17577.4994 | 11229.6935 | 11006.9937 | 15660.2439 | 2025/26 | Step | 0% | 0 | 0 | 0 | 1 | 2 | 3 | 4 | 5 | 100% | 100% | 100% | 100% | 100% | 100% | 100% | 100% | [8 empty] | Avg 3 Yr | 580.6667 | 580.6667 | 580.6667 | 580.6667 | 580.6667 | 580.6667 | 580.6667 | 580.6667 | 580.6667 | Avg 3 Yr | 0% |  | 11006.9937 | 6391394.3427 | 6391394.3427 | 6391394.3427 | 6391394.3427 | 6391394.3427 | 6391394.3427 | 6391394.3427 | 6391394.3427
A | A006 | > 66 kV & < = 132 kV; Wood | 24395.1914 | 47440.1644 | 0 | 0 | 22149.0275 | 5990645.1529 | 108789.6423 | 175102.392 | 121625.3393 | 50954.986 | 323665.7109 | 32822.6644 | 62878.6609 | 0 | 0 | 27928.1251 | 7435279.0143 | 135496.1911 | 210010.5929 | 137427.7833 | 54188.6366 | 332566.0258 | 1 | 2 | 0 | 0 | 1 | 7 | 7 | 9 | 13 | 4 | 16 | 8 | 8.6667 | 4 | 24395.1914 | 23720.0822 |  |  | 22149.0275 | 855806.4504 | 15541.3775 | 19455.8213 | 9355.7953 | 12738.7465 | 20229.1069 | 161177.9378 | 13372.4122 | 12738.7465 | 2025/26 | Step | 0% | 0 | 0 | 0 | 1 | 2 | 3 | 4 | 5 | 100% | 100% | 100% | 100% | 100% | 100% | 100% | 100% | [8 empty] | Avg 3 Yr | 8.6667 | 8.6667 | 8.6667 | 8.6667 | 8.6667 | 8.6667 | 8.6667 | 8.6667 | 8.6667 | Avg 3 Yr | 0% |  | 13372.4122 | 115894.2391 | 115894.2391 | 115894.2391 | 115894.2391 | 115894.2391 | 115894.2391 | 115894.2391 | 115894.2391
A | A007 | > 132 kV; Wood | 0 | 0 | 0 | 0 | 0 | 0 | 0 | 0 | 0 | 0 | 0 | 0 | 0 | 0 | 0 | 0 | 0 | 0 | 0 | 0 | 0 | 0 | 0 | 0 | 0 | 0 | 0 | 0 | 0 | 0 | 0 | 0 | 0 | 0 | 0 | 0 | [14 empty] | 2025/26 | Step | 0% | 0 | 0 | 0 | 1 | 2 | 3 | 4 | 5 | 100% | 100% | 100% | 100% | 100% | 100% | 100% | 100% | [8 empty] | Avg 3 Yr | 0 | 0 | 0 | 0 | 0 | 0 | 0 | 0 | 0 | Avg 3 Yr | 0%
A | A008 | ˂ = 1 kV; Concrete | 0 | 0 | 0 | 0 | 0 | 0 | 0 | 0 | 0 | 0 | 0 | 0 | 0 | 0 | 0 | 0 | 0 | 0 | 0 | 0 | 0 | 0 | 0 | 0 | 0 | 0 | 0 | 0 | 0 | 0 | 0 | 0 | 0 | 0 | 0 | 0 | [14 empty] | 2025/26 | Step | 0% | 0 | 0 | 0 | 1 | 2 | 3 | 4 | 5 | 100% | 100% | 100% | 100% | 100% | 100% | 100% | 100% | [8 empty] | Avg 3 Yr | 0 | 0 | 0 | 0 | 0 | 0 | 0 | 0 | 0 | Avg 3 Yr | 0%
A | A009 | > 1 kV & < = 11 kV; Concrete | 0 | 0 | 0 | 0 | 0 | 0 | 0 | 64127.2998 | 107354.7702 | 0 | 0 | 0 | 0 | 0 | 0 | 0 | 0 | 0 | 76911.6407 | 121303.0785 | 0 | 0 | 0 | 0 | 0 | 0 | 0 | 0 | 0 | 12 | 14 | 0 | 0 | 5.2 | 8.6667 | 0 | [7 empty] | 5343.9417 | 7668.1979 |  |  | 6595.4642 | 6595.4642 |  | 2025/26 | Step | 0% | 0 | 0 | 0 | 1 | 2 | 3 | 4 | 5 | 100% | 100% | 100% | 100% | 100% | 100% | 100% | 100% | [8 empty] | Avg 3 Yr | 8.6667 | 8.6667 | 8.6667 | 8.6667 | 8.6667 | 8.6667 | 8.6667 | 8.6667 | 8.6667 | Avg 3 Yr | 0% |  | 6595.4642 | 57160.69 | 57160.69 | 57160.69 | 57160.69 | 57160.69 | 57160.69 | 57160.69 | 57160.69
A | A010 | ˃ 11 kV & < = 22 kV; Concrete | 0 | 0 | 0 | 0 | 0 | 0 | 0 | 0 | 0 | 0 | 0 | 0 | 0 | 0 | 0 | 0 | 0 | 0 | 0 | 0 | 0 | 0 | 0 | 0 | 0 | 0 | 0 | 0 | 0 | 0 | 0 | 0 | 0 | 0 | 0 | 0 | [14 empty] | 2025/26 | Step | 0% | 0 | 0 | 0 | 1 | 2 | 3 | 4 | 5 | 100% | 100% | 100% | 100% | 100% | 100% | 100% | 100% | [8 empty] | Avg 3 Yr | 0 | 0 | 0 | 0 | 0 | 0 | 0 | 0 | 0 | Avg 3 Yr | 0%
A | A011 | > 22 kV & < = 66 kV; Concrete | 163151.5018 | 447309.7233 | 0 | 0 | 0 | 0 | 0 | 0 | 0 | 0 | 0 | 219513.2191 | 592878.1394 | 0 | 0 | 0 | 0 | 0 | 0 | 0 | 0 | 0 | 3 | 8 | 0 | 0 | 0 | 0 | 0 | 0 | 0 | 0 | 0 | 0 | 0 | 0 | 54383.8339 | 55913.7154 | [12 empty] | 2025/26 | Step | 0% | 0 | 0 | 0 | 1 | 2 | 3 | 4 | 5 | 100% | 100% | 100% | 100% | 100% | 100% | 100% | 100% | [8 empty] | Avg 3 Yr | 0 | 0 | 0 | 0 | 0 | 0 | 0 | 0 | 0 | Avg 3 Yr | 0%
A | A012 | > 66 kV & < = 132 kV; Concrete | 0 | 0 | 0 | 0 | 0 | 0 | 0 | 0 | 0 | 0 | 0 | 0 | 0 | 0 | 0 | 0 | 0 | 0 | 0 | 0 | 0 | 0 | 0 | 0 | 0 | 0 | 0 | 0 | 0 | 0 | 0 | 0 | 0 | 0 | 0 | 0 | [14 empty] | 2025/26 | Step | 0% | 0 | 0 | 0 | 1 | 2 | 3 | 4 | 5 | 100% | 100% | 100% | 100% | 100% | 100% | 100% | 100% | [8 empty] | Avg 3 Yr | 0 | 0 | 0 | 0 | 0 | 0 | 0 | 0 | 0 | Avg 3 Yr | 0%
A | A013 | > 132 kV; Concrete | 0 | 0 | 0 | 0 | 0 | 0 | 0 | 0 | 0 | 0 | 0 | 0 | 0 | 0 | 0 | 0 | 0 | 0 | 0 | 0 | 0 | 0 | 0 | 0 | 0 | 0 | 0 | 0 | 0 | 0 | 0 | 0 | 0 | 0 | 0 | 0 | [14 empty] | 2025/26 | Step | 0% | 0 | 0 | 0 | 1 | 2 | 3 | 4 | 5 | 100% | 100% | 100% | 100% | 100% | 100% | 100% | 100% | [8 empty] | Avg 3 Yr | 0 | 0 | 0 | 0 | 0 | 0 | 0 | 0 | 0 | Avg 3 Yr | 0%
A | A014 | ˂ = 1 kV; Steel | 0 | 0 | 0 | 0 | 0 | 0 | 0 | 0 | 0 | 0 | 0 | 0 | 0 | 0 | 0 | 0 | 0 | 0 | 0 | 0 | 0 | 0 | 0 | 0 | 0 | 0 | 0 | 0 | 0 | 0 | 0 | 0 | 0 | 0 | 0 | 0 | [14 empty] | 2025/26 | Step | 0% | 0 | 0 | 0 | 1 | 2 | 3 | 4 | 5 | 100% | 100% | 100% | 100% | 100% | 100% | 100% | 100% | [8 empty] | Avg 3 Yr | 0 | 0 | 0 | 0 | 0 | 0 | 0 | 0 | 0 | Avg 3 Yr | 0%
A | A015 | > 1 kV & < = 11 kV; Steel | 0 | 0 | 0 | 0 | 0 | 0 | 0 | 0 | 0 | 0 | 0 | 0 | 0 | 0 | 0 | 0 | 0 | 0 | 0 | 0 | 0 | 0 | 0 | 0 | 0 | 0 | 0 | 0 | 0 | 0 | 0 | 0 | 0 | 0 | 0 | 0 | [14 empty] | 2025/26 | Step | 0% | 0 | 0 | 0 | 1 | 2 | 3 | 4 | 5 | 100% | 100% | 100% | 100% | 100% | 100% | 100% | 100% | [8 empty] | Avg 3 Yr | 0 | 0 | 0 | 0 | 0 | 0 | 0 | 0 | 0 | Avg 3 Yr | 0%
A | A016 | ˃ 11 kV & < = 22 kV; Steel | 31623.192 | 0 | 282688.3243 | 0 | 0 | 0 | 15674.6995 | 0 | 0 | 0 | 0 | 42547.6235 | 0 | 370888.7063 | 0 | 0 | 0 | 19522.6497 | 0 | 0 | 0 | 0 | 2 | 0 | 15 | 0 | 0 | 0 | 1 | 0 | 0 | 0 | 0 | 0.2 | 0 | 0 | 15811.596 |  | 18845.8883 |  |  |  | 15674.6995 |  |  |  |  | 15674.6995 |  |  | 2025/26 | Step | 0% | 0 | 0 | 0 | 1 | 2 | 3 | 4 | 5 | 100% | 100% | 100% | 100% | 100% | 100% | 100% | 100% | [8 empty] | Avg 3 Yr | 0 | 0 | 0 | 0 | 0 | 0 | 0 | 0 | 0 | Avg 3 Yr | 0%
A | A017 | > 22 kV & < = 66 kV; Steel | 0 | 0 | 0 | 0 | 0 | 0 | 0 | 0 | 0 | 0 | 0 | 0 | 0 | 0 | 0 | 0 | 0 | 0 | 0 | 0 | 0 | 0 | 0 | 0 | 0 | 0 | 0 | 0 | 0 | 0 | 0 | 0 | 0 | 0 | 0 | 0 | [14 empty] | 2025/26 | Step | 0% | 0 | 0 | 0 | 1 | 2 | 3 | 4 | 5 | 100% | 100% | 100% | 100% | 100% | 100% | 100% | 100% | [8 empty] | Avg 3 Yr | 0 | 0 | 0 | 0 | 0 | 0 | 0 | 0 | 0 | Avg 3 Yr | 0%
A | A018 | > 66 kV & < = 132 kV; Steel | 0 | 0 | 0 | 0 | 0 | 0 | 0 | 0 | 0 | 0 | 0 | 0 | 0 | 0 | 0 | 0 | 0 | 0 | 0 | 0 | 0 | 0 | 0 | 0 | 0 | 0 | 0 | 0 | 0 | 0 | 0 | 0 | 0 | 0 | 0 | 0 | [14 empty] | 2025/26 | Step | 0% | 0 | 0 | 0 | 1 | 2 | 3 | 4 | 5 | 100% | 100% | 100% | 100% | 100% | 100% | 100% | 100% | [8 empty] | Avg 3 Yr | 0 | 0 | 0 | 0 | 0 | 0 | 0 | 0 | 0 | Avg 3 Yr | 0%
A | A019 | > 132 kV; Steel | 0 | 0 | 0 | 0 | 0 | 0 | 0 | 0 | 0 | 0 | 0 | 0 | 0 | 0 | 0 | 0 | 0 | 0 | 0 | 0 | 0 | 0 | 0 | 0 | 0 | 0 | 0 | 0 | 0 | 0 | 0 | 0 | 0 | 0 | 0 | 0 | [14 empty] | 2025/26 | Step | 0% | 0 | 0 | 0 | 1 | 2 | 3 | 4 | 5 | 100% | 100% | 100% | 100% | 100% | 100% | 100% | 100% | [8 empty] | Avg 3 Yr | 0 | 0 | 0 | 0 | 0 | 0 | 0 | 0 | 0 | Avg 3 Yr | 0%
A | A020 | Poles Other | 0 | 0 | 0 | 0 | 0 | 0 | 0 | 0 | 0 | 0 | 0 | 0 | 0 | 0 | 0 | 0 | 0 | 0 | 0 | 0 | 0 | 0 | 0 | 0 | 0 | 0 | 0 | 0 | 0 | 0 | 0 | 0 | 0 | 0 | 0 | 0 | [14 empty] | 2025/26 | Step | 0% | 0 | 0 | 0 | 1 | 2 | 3 | 4 | 5 | 100% | 100% | 100% | 100% | 100% | 100% | 100% | 100% | [8 empty] | Avg 3 Yr | 0 | 0 | 0 | 0 | 0 | 0 | 0 | 0 | 0 | Avg 3 Yr | 0%
B | B001 | ˂ = 1 kV | 2313528.4609 | 3001225.0674 | 3874398.3362 | 2950945.2854 | 4704169.6174 | 8919512.7925 | 9980337.226 | 8055759.7877 | 11600878.3195 | 11279015.2363 | 13175702.6695 | 3112751.4874 | 3977916.5107 | 5083232.8862 | 3798211.1046 | 5931575.9008 | 11070438.0898 | 12430389.9895 | 9661746.3083 | 13108148.3512 | 11994791.9886 | 13538014.4569 | 2433 | 2932 | 3045 | 2529 | 3382 | 4811 | 5313 | 3261 | 4694 | 4520 | 3612 | 4519.8 | 4158.3333 | 4520 | 950.8954 | 1023.6102 | 1272.3804 | 1166.8427 | 1390.9431 | 1853.9831 | 1878.4749 | 2470.3342 | 2471.427 | 2495.3574 | 3647.7582 | 2205.2083 | 2479.8119 | 2495.3574 | 2025/26 | Step | 8.931% | 0 | 0 | 0 | 1 | 2 | 3 | 4 | 5 | 100% | 100% | 100% | 108.9% | 108.9% | 108.9% | 108.9% | 108.9% | [8 empty] | Avg 3 Yr | 4158.3333 | 4158.3333 | 4158.3333 | 4158.3333 | 4529.7233 | 4529.7233 | 4529.7233 | 4529.7233 | 4529.7233 | Avg 3 Yr | 0% |  | 2479.8119 | 10311884.4478 | 10311884.4478 | 10311884.4478 | 11232861.7402 | 11232861.7402 | 11232861.7402 | 11232861.7402 | 11232861.7402 | Matched defect qty from model
B | B002 | > 1 kV & < = 11 kV | 2676502.2752 | 4037222.5996 | 6694381.8237 | 3286999.7139 | 6545091.4229 | 9881566.1178 | 13636832.2065 | 16985392.4313 | 16030398.8403 | 18886384.8761 | 18773922.9597 | 3601116.8996 | 5351059.6758 | 8783067.4302 | 4230752.3884 | 8252828.8114 | 12264488.9337 | 16984510.5141 | 20371579.7072 | 18113184.2211 | 20084932.3509 | 19290177.2919 | 2589 | 3354 | 3909 | 2297 | 3923 | 4687 | 5982 | 6547 | 6422 | 6020 | 5322 | 5931.6 | 6329.6667 | 6020 | 1033.7977 | 1203.7038 | 1712.5561 | 1430.9968 | 1668.3894 | 2108.2923 | 2279.6443 | 2594.3779 | 2496.1692 | 3137.2732 | 3527.6067 | 2543.0095 | 2733.2759 | 3137.2732 | 2025/26 | Step | 8.931% | 0 | 0 | 0 | 1 | 2 | 3 | 4 | 5 | 100% | 100% | 100% | 108.9% | 108.9% | 108.9% | 108.9% | 108.9% | [8 empty] | Avg 3 Yr | 6329.6667 | 6329.6667 | 6329.6667 | 6329.6667 | 6894.9832 | 6894.9832 | 6894.9832 | 6894.9832 | 6894.9832 | Avg 3 Yr | 0% |  | 2733.2759 | 17300725.3826 | 17300725.3826 | 17300725.3826 | 18845891.5741 | 18845891.5741 | 18845891.5741 | 18845891.5741 | 18845891.5741 | Included consequential due to pole defect
B | B003 | ˃ 11 kV & < = 22 kV | 2003168.8994 | 2534121.9261 | 4635478.2211 | 3591584.5817 | 6290344.1251 | 2855841.8807 | 10960267.0326 | 11282998.9908 | 11472193.4312 | 15381854.9106 | 18326565.8849 | 2695176.2541 | 3358803.563 | 6081774.0696 | 4622788.6734 | 7931613.1548 | 3544523.2795 | 13650880.7789 | 13532364.0126 | 12962743.7913 | 16358001.6682 | 18830518.5778 | 1491 | 1556 | 2347 | 1961 | 3264 | 1638 | 4902 | 4554 | 4504 | 4492 | 5375 | 4018 | 4516.6667 | 4492 | 1343.507 | 1628.6131 | 1975.0653 | 1831.5067 | 1927.1888 | 1743.4932 | 2235.8766 | 2477.6019 | 2547.1122 | 3424.2776 | 3409.5937 | 2586.0207 | 2814.5422 | 3424.2776 | 2025/26 | Step | 8.931% | 0 | 0 | 0 | 1 | 2 | 3 | 4 | 5 | 100% | 100% | 100% | 108.9% | 108.9% | 108.9% | 108.9% | 108.9% | [8 empty] | Avg 3 Yr | 4516.6667 | 4516.6667 | 4516.6667 | 4516.6667 | 4920.0602 | 4920.0602 | 4920.0602 | 4920.0602 | 4920.0602 | Avg 3 Yr | 0% |  | 2814.5422 | 12712349.1109 | 12712349.1109 | 12712349.1109 | 13847717.2314 | 13847717.2314 | 13847717.2314 | 13847717.2314 | 13847717.2314
B | B004 | ˃ 22 kV & < = 66 kV | 879843.0866 | 1215770.6094 | 2081093.4435 | 752292.7539 | 1591839.7771 | 133480.1248 | 2133479.8907 | 4098800.0104 | 5231687.407 | 5782565.7759 | 8462342.2556 | 1183790.4408 | 1611419.9607 | 2730406.5595 | 968288.6043 | 2007180.6988 | 165668.6293 | 2657223.5463 | 4915931.8193 | 5911426.0808 | 6149532.7553 | 8695043.7991 | 1037 | 1100 | 1026 | 712 | 1069 | 13 | 938 | 1082 | 1222 | 1129 | 1091 | 876.8 | 1144.3333 | 1129 | 848.4504 | 1105.246 | 2028.3562 | 1056.5909 | 1489.0924 | 10267.7019 | 2274.4988 | 3788.1701 | 4281.2499 | 5121.8475 | 7756.5007 | 3964.4191 | 4402.2876 | 5121.8475 | 2025/26 | Step | 8.931% | 0 | 0 | 0 | 1 | 2 | 3 | 4 | 5 | 100% | 100% | 100% | 108.9% | 108.9% | 108.9% | 108.9% | 108.9% | [8 empty] | Avg 3 Yr | 1144.3333 | 1144.3333 | 1144.3333 | 1144.3333 | 1246.5363 | 1246.5363 | 1246.5363 | 1246.5363 | 1246.5363 | Avg 3 Yr | 0% |  | 4402.2876 | 5037684.3978 | 5037684.3978 | 5037684.3978 | 5487611.175 | 5487611.175 | 5487611.175 | 5487611.175 | 5487611.175
B | B005 | > 66 kV & < = 132 kV | -670.44 | 54917.1424 | 66985.0357 | 13161.6489 | 0 | 0 | 22073.6116 | 87227.3379 | 0 | 315932.5491 | 653026.6314 | -902.0477 | 72788.8787 | 87884.7518 | 16940.5788 | 0 | 0 | 27492.4178 | 104616.8743 | 0 | 335981.9212 | 670983.8708 | -1 | 8 | 8 | 2 | 0 | 0 | 13 | 9 | 0 | 49 | 79 | 14.2 | 19.3333 | 49 | 670.44 | 6864.6428 | 8373.1295 | 6580.8245 |  |  | 1697.9701 | 9691.9264 |  | 6447.603 | 8266.1599 | 5989.2042 | 6951.0325 | 6447.603 | 2025/26 | Step | 8.931% | 0 | 0 | 0 | 1 | 2 | 3 | 4 | 5 | 100% | 100% | 100% | 108.9% | 108.9% | 108.9% | 108.9% | 108.9% | [8 empty] | Avg 3 Yr | 19.3333 | 19.3333 | 19.3333 | 19.3333 | 21.06 | 21.06 | 21.06 | 21.06 | 21.06 | Avg 3 Yr | 0% |  | 6951.0325 | 134386.629 | 134386.629 | 134386.629 | 146388.9972 | 146388.9972 | 146388.9972 | 146388.9972 | 146388.9972
B | B006 | > 132 kV | 0 | 0 | 0 | 0 | 0 | 0 | 0 | 0 | 0 | 0 | 0 | 0 | 0 | 0 | 0 | 0 | 0 | 0 | 0 | 0 | 0 | 0 | 0 | 0 | 0 | 0 | 0 | 0 | 0 | 0 | 0 | 0 | 0 | 0 | 0 | 0 | [14 empty] | 2025/26 | Step | 8.931% | 0 | 0 | 0 | 1 | 2 | 3 | 4 | 5 | 100% | 100% | 100% | 108.9% | 108.9% | 108.9% | 108.9% | 108.9% | [8 empty] | Avg 3 Yr | 0 | 0 | 0 | 0 | 0 | 0 | 0 | 0 | 0 | Avg 3 Yr | 0%
B | B007 | Pole Tops Other | 0 | 0 | 0 | 0 | 0 | 0 | 0 | 0 | 0 | 0 | 0 | 0 | 0 | 0 | 0 | 0 | 0 | 0 | 0 | 0 | 0 | 0 | 0 | 0 | 0 | 0 | 0 | 0 | 0 | 0 | 0 | 0 | 0 | 0 | 0 | 0 | [14 empty] | 2025/26 | Step | 8.931% | 0 | 0 | 0 | 1 | 2 | 3 | 4 | 5 | 100% | 100% | 100% | 108.9% | 108.9% | 108.9% | 108.9% | 108.9% | [8 empty] | Avg 3 Yr | 0 | 0 | 0 | 0 | 0 | 0 | 0 | 0 | 0 | Avg 3 Yr | 0%
C | C001 | ˂ = 1 kV | 2731125.3626 | 2774553.1741 | 3357347.4483 | 2305734.827 | 3360301.8227 | 7064606.5757 | 7119522.0599 | 6697012.6463 | 7748255.3993 | 6749806.9028 | 7733256.2279 | 3674609.8776 | 3677478.574 | 4404859.1493 | 2967749.9164 | 4237067.7361 | 8768224.4025 | 8867279.1049 | 8032120.9814 | 8754964.7914 | 7178155.8997 | 7945909.0143 | 10 | 13 | 19 | 25 | 32 | 54.3309 | 58.8415 | 44.0908 | 23.5208 | 32.165 | 40.2577 | 42.5898 | 33.2589 | 32.165 | 273112.5363 | 213427.1672 | 176702.4973 | 92229.3931 | 105009.432 | 130029.3655 | 120994.911 | 151891.2695 | 329420.9527 | 209849.4297 | 192093.9994 | 166139.3102 | 212425.1652 | 209849.4297 | 2025/26 | Step | 0% | 0 | 0 | 0 | 1 | 2 | 3 | 4 | 5 | 100% | 100% | 100% | 100% | 100% | 100% | 100% | 100% | [8 empty] | Avg 3 Yr | 33.2589 | 33.2589 | 33.2589 | 33.2589 | 33.2589 | 33.2589 | 33.2589 | 33.2589 | 33.2589 | Avg 3 Yr | 0% |  | 212425.1652 | 7065024.9828 | 7065024.9828 | 7065024.9828 | 7065024.9828 | 7065024.9828 | 7065024.9828 | 7065024.9828 | 7065024.9828 | Matched defect qty from model | 466.5437
C | C002 | > 1 kV & < = 11 kV | 123387.8942 | 401733.8514 | 388975.6052 | 56026.3307 | 202104.6771 | 587100.4854 | 253311.0658 | 2097351.8044 | 1447007.0351 | 1700955.7479 | 2321597.8506 | 166013.022 | 532470.4694 | 510338.2297 | 72112.4286 | 254837.5866 | 728678.7661 | 315495.8861 | 2515477.3215 | 1635012.6567 | 1808899.9749 | 2385438.261 | 2 | 12 | 7 | 1 | 4 | 10.0106 | -2.1597 | 8.7148 | 18.6557 | 19.5487 | 20.6543 | 10.954 | 15.6397 | 19.5487 | 61693.9471 | 33477.821 | 55567.9436 | 56026.3307 | 50526.1693 | 58648.1734 | -117291.7426 | 240664.5915 | 77563.9418 | 87011.3448 | 112402.4595 | 111114.1246 | 111794.7101 | 87011.3448 | 2025/26 | Step | 0% | 0 | 0 | 0 | 1 | 2 | 3 | 4 | 5 | 100% | 100% | 100% | 100% | 100% | 100% | 100% | 100% | [8 empty] | Avg 3 Yr | 15.6397 | 15.6397 | 15.6397 | 15.6397 | 15.6397 | 15.6397 | 15.6397 | 15.6397 | 15.6397 | Avg 3 Yr | 0% |  | 111794.7101 | 1748438.1958 | 1748438.1958 | 1748438.1958 | 1748438.1958 | 1748438.1958 | 1748438.1958 | 1748438.1958 | 1748438.1958
C | C003 | ˃ 11 kV & < = 22 kV ; SWER | 138600.4534 | 371934.6788 | 142443.4296 | 144401.5106 | 793467.5712 | 2356994.3295 | 1292849.1338 | 1170350.1868 | 1799798.1549 | 1065377.7817 | 1874342.655 | 186480.8559 | 492973.7246 | 186886.5984 | 185861.603 | 1000498.1764 | 2925379.4922 | 1610228.0481 | 1403669.7835 | 2033640.9509 | 1132987.6423 | 1925884.2277 | 7 | 23 | 7 | 8 | 49 | 125.9366 | 45.2417 | 29.3757 | 24.4283 | 27.523 | 20.0437 | 50.501 | 27.109 | 27.523 | 19800.0648 | 16171.073 | 20349.0614 | 18050.1888 | 16193.2157 | 18715.7244 | 28576.5143 | 39840.8043 | 73676.6668 | 38708.637 | 93512.9644 | 30436.4749 | 49620.9891 | 38708.637 | 2025/26 | Step | 0% | 0 | 0 | 0 | 1 | 2 | 3 | 4 | 5 | 100% | 100% | 100% | 100% | 100% | 100% | 100% | 100% | [8 empty] | Avg 3 Yr | 27.109 | 27.109 | 27.109 | 27.109 | 27.109 | 27.109 | 27.109 | 27.109 | 27.109 | Avg 3 Yr | 0% |  | 49620.9891 | 1345175.3745 | 1345175.3745 | 1345175.3745 | 1345175.3745 | 1345175.3745 | 1345175.3745 | 1345175.3745 | 1345175.3745
C | C004 | ˃ 11 kV & < = 22 kV ; Single-Phase | 0 | 0 | 0 | 0 | 0 | 0 | 0 | 0 | 0 | 0 | 0 | 0 | 0 | 0 | 0 | 0 | 0 | 0 | 0 | 0 | 0 | 0 | 0 | 0 | 0 | 0 | 0 | 0 | 0 | 0 | 0 | 0 | 0 | 0 | 0 | 0 | [14 empty] | 2025/26 | Step | 0% | 0 | 0 | 0 | 1 | 2 | 3 | 4 | 5 | 100% | 100% | 100% | 100% | 100% | 100% | 100% | 100% | [8 empty] | Avg 3 Yr | 0 | 0 | 0 | 0 | 0 | 0 | 0 | 0 | 0 | Avg 3 Yr | 0%
C | C005 | ˃ 11 kV & < = 22 kV ; Multiple-Phase | 0 | 36759.9196 | -5522.15 | -4875.08 | -8613.58 | 93874.4396 | 9052.2874 | 534925.8164 | 750276.3046 | 2384634.4434 | 948624.8022 | 0 | 48722.7341 | -7245.0925 | -6274.7971 | -10861.0249 | 116512.1006 | 11274.5151 | 641567.9796 | 847757.6296 | 2535965.5536 | 974710.5417 | 0 | 2 | -3 | -3 | -4 | 1.8407 | 0.023667 | 5.6577 | 0.27833 | 7.5123 | 15.3437 | 3.0625 | 4.4828 | 7.5123 |  | 18379.9598 | 1840.7167 | 1625.0267 | 2153.395 | 50998.2092 | 382491.0278 | 94548.8393 | 2695603.8899 | 317429.2679 | 61825.1715 | 246380.6831 | 272884.1194 | 317429.2679 | 2025/26 | Step | 0% | 0 | 0 | 0 | 1 | 2 | 3 | 4 | 5 | 100% | 100% | 100% | 100% | 100% | 100% | 100% | 100% | [8 empty] | Avg 3 Yr | 4.4828 | 4.4828 | 4.4828 | 4.4828 | 4.4828 | 4.4828 | 4.4828 | 4.4828 | 4.4828 | Avg 3 Yr | 0% |  | 272884.1194 | 1223278.8548 | 1223278.8548 | 1223278.8548 | 1223278.8548 | 1223278.8548 | 1223278.8548 | 1223278.8548 | 1223278.8548
C | C006 | > 22 kV & < = 66 kV | -3658.39 | 25362.3014 | 12145.0975 | 6413.8598 | 366.1044 | 42027.5441 | 225432.2847 | 99708.1239 | 301930.2732 | 318594.2897 | 459857.6957 | -4922.2039 | 33615.9786 | 15934.4378 | 8255.3863 | 461.6279 | 52162.4146 | 280773.1995 | 119585.8148 | 341159.2384 | 338812.5784 | 472503.083 | -1 | 0 | 1 | 0 | 0 | 0.6897 | -0.087667 | 3.474 | 2.5163 | 2.9073 | 4.344 | 1.8999 | 2.9659 | 2.9073 | 3658.39 |  | 12145.0975 |  |  | 60935.9747 | -2571470.9182 | 28701.2447 | 119988.1876 | 109582.9909 | 105860.4249 | 103970.9156 | 80946.2424 | 109582.9909 | 2025/26 | Step | 0% | 0 | 0 | 0 | 1 | 2 | 3 | 4 | 5 | 100% | 100% | 100% | 100% | 100% | 100% | 100% | 100% | [8 empty] | Avg 3 Yr | 2.9659 | 2.9659 | 2.9659 | 2.9659 | 2.9659 | 2.9659 | 2.9659 | 2.9659 | 2.9659 | Avg 3 Yr | 0% |  | 80946.2424 | 240077.5623 | 240077.5623 | 240077.5623 | 240077.5623 | 240077.5623 | 240077.5623 | 240077.5623 | 240077.5623
C | C007 | > 66 kV & < = 132 kV | 0 | 0 | 55619.3482 | 0 | 0 | 0 | 0 | 2827.829 | 0 | 0 | 76935.8956 | 0 | 0 | 72972.9045 | 0 | 0 | 0 | 0 | 3391.5816 | 0 | 0 | 79051.5157 | 0 | 0 | 1 | 0 | 0 | 0 | 0 | 0 | 0 | 0 | 0.033333 | 0 | 0 | 0 |  |  | 55619.3482 | [7 empty] | 2308077.029 |  |  |  | 2025/26 | Step | 0% | 0 | 0 | 0 | 1 | 2 | 3 | 4 | 5 | 100% | 100% | 100% | 100% | 100% | 100% | 100% | 100% | [8 empty] | Avg 3 Yr | 0 | 0 | 0 | 0 | 0 | 0 | 0 | 0 | 0 | Avg 3 Yr | 0%
C | C008 | > 132 kV | 0 | 0 | 0 | 0 | 0 | 0 | 0 | 0 | 0 | 0 | 0 | 0 | 0 | 0 | 0 | 0 | 0 | 0 | 0 | 0 | 0 | 0 | 0 | 0 | 0 | 0 | 0 | 0 | 0 | 0 | 0 | 0 | 0 | 0 | 0 | 0 | [14 empty] | 2025/26 | Step | 0% | 0 | 0 | 0 | 1 | 2 | 3 | 4 | 5 | 100% | 100% | 100% | 100% | 100% | 100% | 100% | 100% | [8 empty] | Avg 3 Yr | 0 | 0 | 0 | 0 | 0 | 0 | 0 | 0 | 0 | Avg 3 Yr | 0%
C | C009 | OH Conductor Other | 0 | 0 | 0 | 0 | 0 | 0 | 0 | 0 | 0 | 0 | 0 | 0 | 0 | 0 | 0 | 0 | 0 | 0 | 0 | 0 | 0 | 0 | 0 | 0 | 0 | 0 | 0 | 0 | 0 | 0 | 0 | 0 | 0 | 0 | 0 | 0 | [14 empty] | 2025/26 | Step | 0% | 0 | 0 | 0 | 1 | 2 | 3 | 4 | 5 | 100% | 100% | 100% | 100% | 100% | 100% | 100% | 100% | [8 empty] | Avg 3 Yr | 0 | 0 | 0 | 0 | 0 | 0 | 0 | 0 | 0 | Avg 3 Yr | 0%
D | D001 | ˂ = 1 kV | 367200.8776 | 590807.3581 | 1670852.03 | 503808.578 | 798803.9381 | 783406.9819 | 1490180.4884 | 3518185.5787 | 3234256.6889 | 3572282.8379 | 5688829.092 | 494052.7412 | 783074.3418 | 2192167.467 | 648460.4595 | 1007226.9017 | 972324.2395 | 1856001.8771 | 4219566.7973 | 3654474.7144 | 3798983.215 | 5845263.2411 | 0 | 0 | 4 | 0 | 1 | 3.1061 | 1.665 | 9.8677 | 8.9003 | 5.181 | 9 | 5.744 | 7.983 | 5.181 |  |  | 417713.0075 |  | 798803.9381 | 252216.984 | 895003.2797 | 356536.7272 | 363386.0194 | 689496.7768 | 632092.1187 | 438658.6344 | 431112.9942 | 689496.7768 | 2023/24 | Step | 10% | 0 | 1 | 2 | 3 | 4 | 5 | 6 | 7 | 100% | 110% | 110% | 110% | 110% | 110% | 110% | 110% |  | 15 | 16 | 16 | 17 | 17 | 18 | 18 | Avg 3 Yr | 7.983 | 7.983 | 15 | 16 | 16 | 17 | 17 | 18 | 18 | Avg 3 Yr | 0% | 300000 | 300000 | 2394900.002 | 4500000 | 4800000 | 4800000 | 5100000 | 5100000 | 5400000 | 5400000
D | D002 | > 1 kV & < = 11 kV | 0 | -7175.8985 | 74543.4772 | 114232.9201 | 571.8592 | 0 | -77019.4887 | 1640570.9047 | 439770.0277 | 98367.8871 | 0 | 0 | -9511.1577 | 97801.4705 | 147031.1049 | 721.068 | 0 | -95926.8469 | 1967633.1345 | 496908.131 | 104610.4043 | 0 | 0 | -1 | 1 | 0 | 0 | 0 | -1.303 | 0.733 | 0.93 | -0.453 | 0 | -0.0186 | 0.40333 | -0.453 |  | 7175.8985 | 74543.4772 |  |  |  | 59109.3543 | 2238159.4879 | 472870.9691 | -217147.6593 |  | -22598826.5317 | 1800585.7 | -217147.6593 | 2025/26 | Step | 0% | 0 | 0 | 0 | 1 | 2 | 3 | 4 | 5 | 100% | 100% | 100% | 100% | 100% | 100% | 100% | 100% |  | 1.5 | 1.5 | 1.5 | 1.5 | 1.5 | 1.5 | 1.5 | Avg 3 Yr | 0.40333 | 0.40333 | 1.5 | 1.5 | 1.5 | 1.5 | 1.5 | 1.5 | 1.5 | Avg 3 Yr | 0% | 518000 | 518000 | 208926.6784 | 777000 | 777000 | 777000 | 777000 | 777000 | 777000 | 777000
D | D003 | > 11 kV & < = 22 kV | 0 | 1177.3458 | 2731.6922 | 0 | 0 | 0 | 20762.4548 | 149574.1243 | 0.013622 | 0 | 233659.043 | 0 | 1560.4905 | 3583.9959 | 0 | 0 | 0 | 25859.3878 | 179393.0407 | 0.015392 | 0 | 240084.3113 | 0 | 0 | 0 | 0 | 0 | 0 | 0.013333 | 0.38467 | 0.00033333 | 0 | 0.074 | 0.079667 | 0.12833 | 0 | [6 empty] | 1557184.1504 | 388840.8778 | 40.8651 |  | 3157554.5921 | 427623.2461 | 388504.2547 |  | 2025/26 | Step | 0% | 0 | 0 | 0 | 1 | 2 | 3 | 4 | 5 | 100% | 100% | 100% | 100% | 100% | 100% | 100% | 100% | [8 empty] | Avg 3 Yr | 0.12833 | 0.12833 | 0.12833 | 0.12833 | 0.12833 | 0.12833 | 0.12833 | 0.12833 | 0.12833 | Avg 3 Yr | 0% |  | 388504.2547 | 49858.046 | 49858.046 | 49858.046 | 49858.046 | 49858.046 | 49858.046 | 49858.046 | 49858.046
D | D004 | > 22 kV & < = 33 kV | 0 | 0 | 0 | 0 | 0 | 0 | 0 | 0 | 0 | 0 | 17735.3994 | 0 | 0 | 0 | 0 | 0 | 0 | 0 | 0 | 0 | 0 | 18223.0959 | 0 | 0 | 0 | 0 | 0 | 0 | 0 | 0 | 0 | 0 | 0.04 | 0 | 0 | 0 | [10 empty] | 443384.9966 |  |  |  | 2025/26 | Step | 0% | 0 | 0 | 0 | 1 | 2 | 3 | 4 | 5 | 100% | 100% | 100% | 100% | 100% | 100% | 100% | 100% | [8 empty] | Avg 3 Yr | 0 | 0 | 0 | 0 | 0 | 0 | 0 | 0 | 0 | Avg 3 Yr | 0%
D | D005 | > 33 kV & < = 66 kV | 0 | 0 | 0 | 0 | 0 | 0 | 0 | 0 | 0 | 0 | 0 | 0 | 0 | 0 | 0 | 0 | 0 | 0 | 0 | 0 | 0 | 0 | 0 | 0 | 0 | 0 | 0 | 0 | 0 | 0 | 0 | 0 | 0 | 0 | 0 | 0 | [14 empty] | 2025/26 | Step | 0% | 0 | 0 | 0 | 1 | 2 | 3 | 4 | 5 | 100% | 100% | 100% | 100% | 100% | 100% | 100% | 100% | [8 empty] | Avg 3 Yr | 0 | 0 | 0 | 0 | 0 | 0 | 0 | 0 | 0 | Avg 3 Yr | 0%
D | D006 | > 66 kV & < = 132 kV | 0 | 0 | 0 | 0 | 0 | 0 | 0 | 0 | 0 | 0 | 0 | 0 | 0 | 0 | 0 | 0 | 0 | 0 | 0 | 0 | 0 | 0 | 0 | 0 | 0 | 0 | 0 | 0 | 0 | 0 | 0 | 0 | 0 | 0 | 0 | 0 | [14 empty] | 2025/26 | Step | 0% | 0 | 0 | 0 | 1 | 2 | 3 | 4 | 5 | 100% | 100% | 100% | 100% | 100% | 100% | 100% | 100% | [8 empty] | Avg 3 Yr | 0 | 0 | 0 | 0 | 0 | 0 | 0 | 0 | 0 | Avg 3 Yr | 0%
D | D007 | > 132 kV | 0 | 0 | 0 | 0 | 0 | 0 | 0 | 0 | 0 | 0 | 0 | 0 | 0 | 0 | 0 | 0 | 0 | 0 | 0 | 0 | 0 | 0 | 0 | 0 | 0 | 0 | 0 | 0 | 0 | 0 | 0 | 0 | 0 | 0 | 0 | 0 | [14 empty] | 2025/26 | Step | 0% | 0 | 0 | 0 | 1 | 2 | 3 | 4 | 5 | 100% | 100% | 100% | 100% | 100% | 100% | 100% | 100% | [8 empty] | Avg 3 Yr | 0 | 0 | 0 | 0 | 0 | 0 | 0 | 0 | 0 | Avg 3 Yr | 0%
D | D008 | UG Cables Other | 0 | 0 | 0 | 0 | 0 | 0 | 0 | 0 | 0 | 0 | 0 | 0 | 0 | 0 | 0 | 0 | 0 | 0 | 0 | 0 | 0 | 0 | 0 | 0 | 0 | 0 | 0 | 0 | 0 | 0 | 0 | 0 | 0 | 0 | 0 | 0 | [14 empty] | 2025/26 | Step | 0% | 0 | 0 | 0 | 1 | 2 | 3 | 4 | 5 | 100% | 100% | 100% | 100% | 100% | 100% | 100% | 100% | [8 empty] | Avg 3 Yr | 0 | 0 | 0 | 0 | 0 | 0 | 0 | 0 | 0 | Avg 3 Yr | 0%
E | E001 | ˂ = 11 kV ; Residential ; Simple Type | 976316.1166 | 1359411.9025 | 2288324.3594 | 1255540.7018 | 1708176.3526 | 3233289.433 | 5173981.3093 | 0 | 6174454.948 | 11508930.9305 | 11597819.2996 | 1313590.6886 | 1801806.5725 | 3002294.7122 | 1616027.4674 | 2153871.6737 | 4012991.6653 | 6444131.4974 | 0 | 6976684.8007 | 12239298.3456 | 11916741.6938 | 2212 | 2657 | 3813 | 2633 | 3353 | 5458.3198 | 7584.4158 | 0 | 8314.5365 | 10541.7946 | 10516.691 | 6379.8133 | 6285.4437 | 10541.7946 | 441.3726 | 511.6341 | 600.1375 | 476.848 | 509.4472 | 592.3598 | 682.1859 |  | 742.6096 | 1091.743 | 1102.8012 | 817.9129 | 937.7957 | 1091.743 | 2025/26 | Step | 0% | 0 | 0 | 0 | 1 | 2 | 3 | 4 | 5 | 100% | 100% | 100% | 100% | 100% | 100% | 100% | 100% | [8 empty] | Avg 3 Yr | 6285.4437 | 6285.4437 | 6285.4437 | 6285.4437 | 6285.4437 | 6285.4437 | 6285.4437 | 6285.4437 | 6285.4437 | Avg 3 Yr | 0% |  | 937.7957 | 5894461.9595 | 5894461.9595 | 5894461.9595 | 5894461.9595 | 5894461.9595 | 5894461.9595 | 5894461.9595 | 5894461.9595
E | E002 | ˂ = 11 kV ; Commercial & Industrial ; Simple Type | 1276914.0261 | 1307116.5523 | 1781491.0475 | 864758.6553 | 1203307.0916 | 0 | 0 | 5750694.7809 | 0 | 9490140.3222 | 10608226.142 | 1718032.0455 | 1732492.6982 | 2337326.4939 | 1113045.3498 | 1517272.5319 | 0 | 0 | 6897146.3318 | 0 | 10092393.4158 | 10899936.2291 | 1080 | 1184 | 1260 | 795 | 1020 | 0 | 0 | 858.4925 | 0 | 1056.514 | 1164.0531 | 383.0013 | 638.3355 | 1056.514 | 1182.3278 | 1103.9836 | 1413.8818 | 1087.7467 | 1179.7128 |  |  | 6698.5966 |  | 8982.5033 | 9113.1808 | 7958.6338 | 7958.6338 | 8982.5033 | 2025/26 | Step | 0% | 0 | 0 | 0 | 1 | 2 | 3 | 4 | 5 | 100% | 100% | 100% | 100% | 100% | 100% | 100% | 100% | [8 empty] | Avg 3 Yr | 638.3355 | 638.3355 | 638.3355 | 638.3355 | 638.3355 | 638.3355 | 638.3355 | 638.3355 | 638.3355 | Avg 3 Yr | 0% |  | 7958.6338 | 5080278.3677 | 5080278.3677 | 5080278.3677 | 5080278.3677 | 5080278.3677 | 5080278.3677 | 5080278.3677 | 5080278.3677
E | E003 | ˂ = 11 kV ; Residential ; Complex Type | 129576.6261 | 49492.8363 | 110351.9896 | 65979.332 | 31982.7165 | 0 | 0 | 0 | 0 | 0 | 0 | 174339.6903 | 65599.3357 | 144782.4447 | 84923.1033 | 40327.6084 | 0 | 0 | 0 | 0 | 0 | 0 | 69 | 23 | 41 | 32 | 18 | 0 | 0 | 0 | 0 | 0 | 0 | 0 | 0 | 0 | 1877.9221 | 2151.8624 | 2691.5119 | 2061.8541 | 1776.8176 | [9 empty] | 2025/26 | Step | 0% | 0 | 0 | 0 | 1 | 2 | 3 | 4 | 5 | 100% | 100% | 100% | 100% | 100% | 100% | 100% | 100% | [8 empty] | Avg 3 Yr | 0 | 0 | 0 | 0 | 0 | 0 | 0 | 0 | 0 | Avg 5 Yr | 0%
E | E004 | ˂ = 11 kV ; Commercial & Industrial ; Complex Type | 0 | 0 | 0 | 0 | 0 | 0 | 0 | 0 | 0 | 0 | 0 | 0 | 0 | 0 | 0 | 0 | 0 | 0 | 0 | 0 | 0 | 0 | 0 | 0 | 0 | 0 | 0 | 0 | 0 | 0 | 0 | 0 | 0 | 0 | 0 | 0 | [14 empty] | 2025/26 | Step | 0% | 0 | 0 | 0 | 1 | 2 | 3 | 4 | 5 | 100% | 100% | 100% | 100% | 100% | 100% | 100% | 100% | [8 empty] | Avg 3 Yr | 0 | 0 | 0 | 0 | 0 | 0 | 0 | 0 | 0 | Avg 3 Yr | 0%
E | E005 | ˂ = 11 kV ; Subdivision ; Complex Type | 0 | 0 | 0 | 0 | 0 | 0 | 0 | 0 | 0 | 0 | 0 | 0 | 0 | 0 | 0 | 0 | 0 | 0 | 0 | 0 | 0 | 0 | 0 | 0 | 0 | 0 | 0 | 0 | 0 | 0 | 0 | 0 | 0 | 0 | 0 | 0 | [14 empty] | 2025/26 | Step | 0% | 0 | 0 | 0 | 1 | 2 | 3 | 4 | 5 | 100% | 100% | 100% | 100% | 100% | 100% | 100% | 100% | [8 empty] | Avg 3 Yr | 0 | 0 | 0 | 0 | 0 | 0 | 0 | 0 | 0 | Avg 3 Yr | 0%
E | E006 | > 11 kV & < = 22 kV ; Commercial & Industrial | 0 | 0 | 0 | 0 | 0 | 0 | 0 | 0 | 0 | 0 | 0 | 0 | 0 | 0 | 0 | 0 | 0 | 0 | 0 | 0 | 0 | 0 | 0 | 0 | 0 | 0 | 0 | 0 | 0 | 0 | 0 | 0 | 0 | 0 | 0 | 0 | [14 empty] | 2025/26 | Step | 0% | 0 | 0 | 0 | 1 | 2 | 3 | 4 | 5 | 100% | 100% | 100% | 100% | 100% | 100% | 100% | 100% | [8 empty] | Avg 3 Yr | 0 | 0 | 0 | 0 | 0 | 0 | 0 | 0 | 0 | Avg 3 Yr | 0%
E | E007 | > 11 kV & < = 22 kV ; Subdivision | 0 | 0 | 0 | 0 | 0 | 0 | 0 | 0 | 0 | 0 | 0 | 0 | 0 | 0 | 0 | 0 | 0 | 0 | 0 | 0 | 0 | 0 | 0 | 0 | 0 | 0 | 0 | 0 | 0 | 0 | 0 | 0 | 0 | 0 | 0 | 0 | [14 empty] | 2025/26 | Step | 0% | 0 | 0 | 0 | 1 | 2 | 3 | 4 | 5 | 100% | 100% | 100% | 100% | 100% | 100% | 100% | 100% | [8 empty] | Avg 3 Yr | 0 | 0 | 0 | 0 | 0 | 0 | 0 | 0 | 0 | Avg 3 Yr | 0%
E | E008 | > 22 kV & < = 33 kV ; Commercial & Industrial | 0 | 0 | 0 | 0 | 0 | 0 | 0 | 0 | 0 | 0 | 0 | 0 | 0 | 0 | 0 | 0 | 0 | 0 | 0 | 0 | 0 | 0 | 0 | 0 | 0 | 0 | 0 | 0 | 0 | 0 | 0 | 0 | 0 | 0 | 0 | 0 | [14 empty] | 2025/26 | Step | 0% | 0 | 0 | 0 | 1 | 2 | 3 | 4 | 5 | 100% | 100% | 100% | 100% | 100% | 100% | 100% | 100% | [8 empty] | Avg 3 Yr | 0 | 0 | 0 | 0 | 0 | 0 | 0 | 0 | 0 | Avg 3 Yr | 0%
E | E009 | > 22 kV & < = 33 kV ; Subdivision | 0 | 0 | 0 | 0 | 0 | 0 | 0 | 0 | 0 | 0 | 0 | 0 | 0 | 0 | 0 | 0 | 0 | 0 | 0 | 0 | 0 | 0 | 0 | 0 | 0 | 0 | 0 | 0 | 0 | 0 | 0 | 0 | 0 | 0 | 0 | 0 | [14 empty] | 2025/26 | Step | 0% | 0 | 0 | 0 | 1 | 2 | 3 | 4 | 5 | 100% | 100% | 100% | 100% | 100% | 100% | 100% | 100% | [8 empty] | Avg 3 Yr | 0 | 0 | 0 | 0 | 0 | 0 | 0 | 0 | 0 | Avg 3 Yr | 0%
E | E010 | > 33 kV & < = 66 kV ; Commercial & Industrial | 0 | 0 | 0 | 0 | 0 | 0 | 0 | 0 | 0 | 0 | 0 | 0 | 0 | 0 | 0 | 0 | 0 | 0 | 0 | 0 | 0 | 0 | 0 | 0 | 0 | 0 | 0 | 0 | 0 | 0 | 0 | 0 | 0 | 0 | 0 | 0 | [14 empty] | 2025/26 | Step | 0% | 0 | 0 | 0 | 1 | 2 | 3 | 4 | 5 | 100% | 100% | 100% | 100% | 100% | 100% | 100% | 100% | [8 empty] | Avg 3 Yr | 0 | 0 | 0 | 0 | 0 | 0 | 0 | 0 | 0 | Avg 3 Yr | 0%
E | E011 | > 33 kV & < = 66 kV ; Subdivision | 0 | 0 | 0 | 0 | 0 | 0 | 0 | 0 | 0 | 0 | 0 | 0 | 0 | 0 | 0 | 0 | 0 | 0 | 0 | 0 | 0 | 0 | 0 | 0 | 0 | 0 | 0 | 0 | 0 | 0 | 0 | 0 | 0 | 0 | 0 | 0 | [14 empty] | 2025/26 | Step | 0% | 0 | 0 | 0 | 1 | 2 | 3 | 4 | 5 | 100% | 100% | 100% | 100% | 100% | 100% | 100% | 100% | [8 empty] | Avg 3 Yr | 0 | 0 | 0 | 0 | 0 | 0 | 0 | 0 | 0 | Avg 3 Yr | 0%
E | E012 | > 66 kV & < = 132 kV ; Commercial & Industrial | 0 | 0 | 0 | 0 | 0 | 0 | 0 | 0 | 0 | 0 | 0 | 0 | 0 | 0 | 0 | 0 | 0 | 0 | 0 | 0 | 0 | 0 | 0 | 0 | 0 | 0 | 0 | 0 | 0 | 0 | 0 | 0 | 0 | 0 | 0 | 0 | [14 empty] | 2025/26 | Step | 0% | 0 | 0 | 0 | 1 | 2 | 3 | 4 | 5 | 100% | 100% | 100% | 100% | 100% | 100% | 100% | 100% | [8 empty] | Avg 3 Yr | 0 | 0 | 0 | 0 | 0 | 0 | 0 | 0 | 0 | Avg 3 Yr | 0%
E | E013 | > 66 kV & < = 132 kV ; Subdivision | 0 | 0 | 0 | 0 | 0 | 0 | 0 | 0 | 0 | 0 | 0 | 0 | 0 | 0 | 0 | 0 | 0 | 0 | 0 | 0 | 0 | 0 | 0 | 0 | 0 | 0 | 0 | 0 | 0 | 0 | 0 | 0 | 0 | 0 | 0 | 0 | [14 empty] | 2025/26 | Step | 0% | 0 | 0 | 0 | 1 | 2 | 3 | 4 | 5 | 100% | 100% | 100% | 100% | 100% | 100% | 100% | 100% | [8 empty] | Avg 3 Yr | 0 | 0 | 0 | 0 | 0 | 0 | 0 | 0 | 0 | Avg 3 Yr | 0%
E | E014 | > 132 kV ; Commercial & Industrial | 0 | 0 | 0 | 0 | 0 | 0 | 0 | 0 | 0 | 0 | 0 | 0 | 0 | 0 | 0 | 0 | 0 | 0 | 0 | 0 | 0 | 0 | 0 | 0 | 0 | 0 | 0 | 0 | 0 | 0 | 0 | 0 | 0 | 0 | 0 | 0 | [14 empty] | 2025/26 | Step | 0% | 0 | 0 | 0 | 1 | 2 | 3 | 4 | 5 | 100% | 100% | 100% | 100% | 100% | 100% | 100% | 100% | [8 empty] | Avg 3 Yr | 0 | 0 | 0 | 0 | 0 | 0 | 0 | 0 | 0 | Avg 3 Yr | 0%
E | E015 | > 132 kV ; Subdivision | 0 | 0 | 0 | 0 | 0 | 0 | 0 | 0 | 0 | 0 | 0 | 0 | 0 | 0 | 0 | 0 | 0 | 0 | 0 | 0 | 0 | 0 | 0 | 0 | 0 | 0 | 0 | 0 | 0 | 0 | 0 | 0 | 0 | 0 | 0 | 0 | [14 empty] | 2025/26 | Step | 0% | 0 | 0 | 0 | 1 | 2 | 3 | 4 | 5 | 100% | 100% | 100% | 100% | 100% | 100% | 100% | 100% | [8 empty] | Avg 3 Yr | 0 | 0 | 0 | 0 | 0 | 0 | 0 | 0 | 0 | Avg 3 Yr | 0%
E | E016 | Service Lines Other | 0 | 0 | 0 | 0 | 0 | 0 | 0 | 0 | 0 | 0 | 0 | 0 | 0 | 0 | 0 | 0 | 0 | 0 | 0 | 0 | 0 | 0 | 0 | 0 | 0 | 0 | 0 | 0 | 0 | 0 | 0 | 0 | 0 | 0 | 0 | 0 | [14 empty] | 2025/26 | Step | 0% | 0 | 0 | 0 | 1 | 2 | 3 | 4 | 5 | 100% | 100% | 100% | 100% | 100% | 100% | 100% | 100% | [8 empty] | Avg 3 Yr | 0 | 0 | 0 | 0 | 0 | 0 | 0 | 0 | 0 | Avg 3 Yr | 0%
F | F001 | Pole Mounted ; < = 22kV ; < = 60 kVA ; Single Phase | 4094712.9197 | 6417973.0529 | 4563227.7639 | 4168777.5803 | 4611789.2208 | 6821208.9548 | 8612749.3614 | 4932399.31 | 8454025.6989 | 8625915.4409 | 8388218.0388 | 5509257.3731 | 8506579.9462 | 5986981.0545 | 5365703.4499 | 5815091.7221 | 8466131.8604 | 10727075.7511 | 5915716.4663 | 9552433.8739 | 9173324.0231 | 8618881.2791 | 257 | 382 | 219 | 252 | 283 | 442 | 607 | 505 | 555 | 371 | 321 | 496 | 477 | 371 | 15932.7351 | 16800.9766 | 20836.6565 | 16542.7682 | 16296.075 | 15432.5994 | 14189.0434 | 9767.1273 | 15232.4787 | 23250.4459 | 26131.5204 | 15099.314 | 15382.4881 | 23250.4459 | 2025/26 | Step | -68.64% | 0 | 0 | 0 | 1 | 2 | 3 | 4 | 5 | 100% | 100% | 100% | 31.36% | 31.36% | 31.36% | 31.36% | 31.36% | [8 empty] | Avg 3 Yr | 477 | 477 | 477 | 477 | 149.5779 | 149.5779 | 149.5779 | 149.5779 | 149.5779 | Avg 3 Yr | 0% |  | 15382.4881 | 7337446.8166 | 7337446.8166 | 7337446.8166 | 2300880.4547 | 2300880.4547 | 2300880.4547 | 2300880.4547 | 2300880.4547 | Matched defect qty from model
F | F002 | Pole Mounted ; < = 22kV ; > 60 kVA and < = 600 kVA ; Single Phase | 87067.3102 | 1048573.6193 | 156210.7889 | 273425.6789 | 19037.2358 | 377376.3602 | 958344.2963 | 857898.7681 | 487597.4622 | 576893.3796 | 627946.2698 | 117145.2627 | 1389811.8998 | 204949.4529 | 351930.7711 | 24004.4085 | 468380.0258 | 1193606.2958 | 1028928.4281 | 550949.6518 | 613503.5677 | 645213.8374 | 1 | 10 | 1 | 2 | 0 | 3 | 9 | 10 | 6 | 4 | 8 | 6.4 | 6.6667 | 4 | 87067.3102 | 104857.3619 | 156210.7889 | 136712.8394 |  | 125792.1201 | 106482.6996 | 85789.8768 | 81266.2437 | 144223.3449 | 78493.2837 | 101815.9458 | 96119.4805 | 144223.3449 | 2025/26 | Step | -68.64% | 0 | 0 | 0 | 1 | 2 | 3 | 4 | 5 | 100% | 100% | 100% | 31.36% | 31.36% | 31.36% | 31.36% | 31.36% | [8 empty] | Avg 3 Yr | 6.6667 | 6.6667 | 6.6667 | 6.6667 | 2.0905 | 2.0905 | 2.0905 | 2.0905 | 2.0905 | Avg 3 Yr | 0% |  | 96119.4805 | 640796.5366 | 640796.5366 | 640796.5366 | 200941.317 | 200941.317 | 200941.317 | 200941.317 | 200941.317
F | F003 | Pole Mounted ; < = 22kV ; > 600 kVA ; Single Phase | 0 | 0 | 0 | 0 | 0 | 0 | 0 | 0 | 0 | 0 | 0 | 0 | 0 | 0 | 0 | 0 | 0 | 0 | 0 | 0 | 0 | 0 | 0 | 0 | 0 | 0 | 0 | 0 | 0 | 0 | 0 | 0 | 0 | 0 | 0 | 0 | [14 empty] | 2025/26 | Step | -68.64% | 0 | 0 | 0 | 1 | 2 | 3 | 4 | 5 | 100% | 100% | 100% | 31.36% | 31.36% | 31.36% | 31.36% | 31.36% | [8 empty] | Avg 3 Yr | 0 | 0 | 0 | 0 | 0 | 0 | 0 | 0 | 0 | Avg 3 Yr | 0%
F | F004 | Pole Mounted ; < = 22kV ; < = 60 kVA ; Multiple Phase | 1743918.1772 | 4134294.1536 | 2643991.6743 | 1481530.5368 | 1927813.4984 | 2544521.6084 | 4354131.1174 | 3080312.2665 | 3540540.7516 | 4462691.5612 | 7576506.7752 | 2346365.7317 | 5479721.3152 | 3468932.2736 | 1906902.7693 | 2430816.2797 | 3158128.6544 | 5423017.9431 | 3694399.5915 | 4000553.4182 | 4745898.1005 | 7784849.1901 | 69 | 161 | 82 | 53 | 76 | 110 | 184 | 187 | 151 | 114 | 106 | 149.2 | 150.6667 | 114 | 25274.1765 | 25678.8457 | 32243.8009 | 27953.4064 | 25365.9671 | 23132.0146 | 23663.7561 | 16472.2581 | 23447.2897 | 39146.4172 | 71476.479 | 24104.8221 | 24521.1163 | 39146.4172 | 2025/26 | Step | -68.64% | 0 | 0 | 0 | 1 | 2 | 3 | 4 | 5 | 100% | 100% | 100% | 31.36% | 31.36% | 31.36% | 31.36% | 31.36% | [8 empty] | Avg 3 Yr | 150.6667 | 150.6667 | 150.6667 | 150.6667 | 47.2461 | 47.2461 | 47.2461 | 47.2461 | 47.2461 | Avg 3 Yr | 0% |  | 24521.1163 | 3694514.8597 | 3694514.8597 | 3694514.8597 | 1158527.9244 | 1158527.9244 | 1158527.9244 | 1158527.9244 | 1158527.9244
F | F005 | Pole Mounted ; < = 22kV ; > 60 kVA and < = 600 kVA ; Multiple Phase | 9290641.2545 | 12524540.0296 | 12825816.6342 | 9803695.0058 | 11531386.4194 | 12367111.8506 | 20004879.1891 | 14400705.7941 | 19036634.2132 | 19712830.413 | 19022774.3825 | 12500151.9854 | 16600412.6494 | 16827545.1434 | 12618500.052 | 14540141.9062 | 15349419.7808 | 24915836.4475 | 17271613.0705 | 21510011.4407 | 20963824.8869 | 19545871.7504 | 170 | 238 | 175 | 166 | 213 | 283 | 493 | 468 | 417 | 263 | 186 | 384.8 | 382.6667 | 263 | 54650.8309 | 52624.1178 | 73290.3808 | 59058.4036 | 54137.9644 | 43700.0419 | 40577.8483 | 30770.7389 | 45651.401 | 74953.7278 | 102272.9806 | 44450.1879 | 46298.0579 | 74953.7278 | 2025/26 | Step | -68.64% | 0 | 0 | 0 | 1 | 2 | 3 | 4 | 5 | 100% | 100% | 100% | 31.36% | 31.36% | 31.36% | 31.36% | 31.36% | [8 empty] | Avg 3 Yr | 382.6667 | 382.6667 | 382.6667 | 382.6667 | 119.9968 | 119.9968 | 119.9968 | 119.9968 | 119.9968 | Avg 3 Yr | 0% |  | 46298.0579 | 17716723.4734 | 17716723.4734 | 17716723.4734 | 5555619.5201 | 5555619.5201 | 5555619.5201 | 5555619.5201 | 5555619.5201
F | F006 | Pole Mounted ; < = 22kV ; > 600 kVA ; Multiple Phase | 0 | 1141261.2933 | 0 | 325182.8758 | 1200053.5513 | 2072682.2167 | 2078101.9766 | 1929289.7444 | 1263455.8732 | 900677.4066 | 297234.3584 | 0 | 1512663.0092 | 0 | 418548.3262 | 1513170.0818 | 2572505.9982 | 2588251.0203 | 2313910.6127 | 1427613.2001 | 957835.2289 | 305407.8512 | 0 | 7 | 0 | 2 | 5 | 11 | 8 | 23 | 2 | 9 | 12 | 10.6 | 11.3333 | 9 |  | 163037.3276 |  | 162591.4379 | 240010.7103 | 188425.6561 | 259762.7471 | 83882.1628 | 631727.9366 | 100075.2674 | 24769.5299 | 155551.0796 | 120394.7948 | 100075.2674 | 2025/26 | Step | -68.64% | 0 | 0 | 0 | 1 | 2 | 3 | 4 | 5 | 100% | 100% | 100% | 31.36% | 31.36% | 31.36% | 31.36% | 31.36% | [8 empty] | Avg 3 Yr | 11.3333 | 11.3333 | 11.3333 | 11.3333 | 3.5539 | 3.5539 | 3.5539 | 3.5539 | 3.5539 | Avg 3 Yr | 0% |  | 120394.7948 | 1364474.3414 | 1364474.3414 | 1364474.3414 | 427872.5859 | 427872.5859 | 427872.5859 | 427872.5859 | 427872.5859
F | F007 | Kiosk Mounted ; < = 22kV ; < = 60 kVA ; Single Phase | 0 | 0 | 0 | 0 | 0 | 0 | 0 | 0 | 0 | 0 | 0 | 0 | 0 | 0 | 0 | 0 | 0 | 0 | 0 | 0 | 0 | 0 | 0 | 0 | 0 | 0 | 0 | 0 | 0 | 0 | 0 | 0 | 0 | 0 | 0 | 0 | [14 empty] | 2025/26 | Step | -29% | 0 | 0 | 0 | 1 | 2 | 3 | 4 | 5 | 100% | 100% | 100% | 71% | 71% | 71% | 71% | 71% | [8 empty] | Avg 3 Yr | 0 | 0 | 0 | 0 | 0 | 0 | 0 | 0 | 0 | Avg 3 Yr | 0%
F | F008 | Kiosk Mounted ; < = 22kV ; > 60 kVA and < = 600 kVA ; Single Phase | 0 | 0 | 0 | 0 | 0 | 0 | 0 | 0 | 0 | 0 | 0 | 0 | 0 | 0 | 0 | 0 | 0 | 0 | 0 | 0 | 0 | 0 | 0 | 0 | 0 | 0 | 0 | 0 | 0 | 0 | 0 | 0 | 0 | 0 | 0 | 0 | [14 empty] | 2025/26 | Step | -29% | 0 | 0 | 0 | 1 | 2 | 3 | 4 | 5 | 100% | 100% | 100% | 71% | 71% | 71% | 71% | 71% | [8 empty] | Avg 3 Yr | 0 | 0 | 0 | 0 | 0 | 0 | 0 | 0 | 0 | Avg 3 Yr | 0%
F | F009 | Kiosk Mounted ; < = 22kV ; > 600 kVA ; Single Phase | 0 | 0 | 0 | 0 | 0 | 0 | 0 | 0 | 0 | 0 | 0 | 0 | 0 | 0 | 0 | 0 | 0 | 0 | 0 | 0 | 0 | 0 | 0 | 0 | 0 | 0 | 0 | 0 | 0 | 0 | 0 | 0 | 0 | 0 | 0 | 0 | [14 empty] | 2025/26 | Step | -29% | 0 | 0 | 0 | 1 | 2 | 3 | 4 | 5 | 100% | 100% | 100% | 71% | 71% | 71% | 71% | 71% | [8 empty] | Avg 3 Yr | 0 | 0 | 0 | 0 | 0 | 0 | 0 | 0 | 0 | Avg 3 Yr | 0%
F | F010 | Kiosk Mounted ; < = 22kV ; < = 60 kVA ; Multiple Phase | 0 | 0 | 0 | 0 | 0 | 0 | 0 | 0 | 0 | 0 | 0 | 0 | 0 | 0 | 0 | 0 | 0 | 0 | 0 | 0 | 0 | 0 | 0 | 0 | 0 | 0 | 0 | 0 | 0 | 0 | 0 | 0 | 0 | 0 | 0 | 0 | [14 empty] | 2025/26 | Step | -29% | 0 | 0 | 0 | 1 | 2 | 3 | 4 | 5 | 100% | 100% | 100% | 71% | 71% | 71% | 71% | 71% | [8 empty] | Avg 3 Yr | 0 | 0 | 0 | 0 | 0 | 0 | 0 | 0 | 0 | Avg 3 Yr | 0%
F | F011 | Kiosk Mounted ; < = 22kV ; > 60 kVA and < = 600 kVA ; Multiple Phase | 244797.6689 | 345369.9143 | 3512711.9362 | 1218684.7867 | 3683188.4102 | 4104516.7992 | 2005639.7955 | 5092612.6489 | 3950405.6888 | 2695547.2048 | 2340453.1254 | 329364.5705 | 457763.9643 | 4608698.2504 | 1568589.6018 | 4644201.504 | 5094314.0249 | 2498000.2451 | 6107869.7424 | 4463670.9731 | 2866609.1268 | 2404812.0273 | 1 | 1 | 8 | 3 | 11 | 10 | 12 | 32 | 36 | 21 | 21 | 22.2 | 29.6667 | 21 | 244797.6689 | 345369.9143 | 439088.992 | 406228.2622 | 334835.31 | 410451.6799 | 167136.6496 | 159144.1453 | 109733.4914 | 128359.3907 | 111450.1488 | 160799.2985 | 131893.9949 | 128359.3907 | 2025/26 | Step | -29% | 0 | 0 | 0 | 1 | 2 | 3 | 4 | 5 | 100% | 100% | 100% | 71% | 71% | 71% | 71% | 71% | [8 empty] | Avg 3 Yr | 29.6667 | 29.6667 | 29.6667 | 29.6667 | 21.0633 | 21.0633 | 21.0633 | 21.0633 | 21.0633 | Avg 3 Yr | 0% |  | 131893.9949 | 3912855.1808 | 3912855.1808 | 3912855.1808 | 2778127.1784 | 2778127.1784 | 2778127.1784 | 2778127.1784 | 2778127.1784
F | F012 | Kiosk Mounted ; < = 22kV ; > 600 kVA ; Multiple Phase | 440679.813 | 160.7096 | 306977.4107 | 527886.6788 | 836137.1391 | 1113066.8256 | 384593.7835 | 593637.9171 | 305733.2328 | 1302804.8329 | 2556521.8024 | 592915.4391 | 213.0095 | 402756.1272 | 679451.7863 | 1054301.0366 | 1381480.9922 | 479006.9322 | 711984.8537 | 345456.3061 | 1385482.0341 | 2626822.2643 | 1 | 0 | 1 | 1 | 2 | 3 | 3 | 7 | 4 | 7 | 4 | 4.8 | 6 | 7 | 440679.813 |  | 306977.4107 | 527886.6788 | 418068.5695 | 371022.2752 | 128197.9278 | 84805.4167 | 76433.3082 | 186114.9761 | 639130.4506 | 154159.858 | 122343.1102 | 186114.9761 | 2025/26 | Step | -29% | 0 | 0 | 0 | 1 | 2 | 3 | 4 | 5 | 100% | 100% | 100% | 71% | 71% | 71% | 71% | 71% | [8 empty] | Avg 3 Yr | 6 | 6 | 6 | 6 | 4.26 | 4.26 | 4.26 | 4.26 | 4.26 | Avg 3 Yr | 0% |  | 122343.1102 | 734058.6609 | 734058.6609 | 734058.6609 | 521181.6493 | 521181.6493 | 521181.6493 | 521181.6493 | 521181.6493
F | F013 | Ground Outdoor / Indoor Chamber Mounted; ˂ 22 kV ; < = 60 kVA ; Single Phase | 0 | 0 | 0 | 0 | 0 | 0 | 0 | 0 | 0 | 0 | 0 | 0 | 0 | 0 | 0 | 0 | 0 | 0 | 0 | 0 | 0 | 0 | 0 | 0 | 0 | 0 | 0 | 0 | 0 | 0 | 0 | 0 | 0 | 0 | 0 | 0 | [14 empty] | 2025/26 | Step | -29% | 0 | 0 | 0 | 1 | 2 | 3 | 4 | 5 | 100% | 100% | 100% | 71% | 71% | 71% | 71% | 71% | [8 empty] | Avg 3 Yr | 0 | 0 | 0 | 0 | 0 | 0 | 0 | 0 | 0 | Avg 3 Yr | 0%
F | F014 | Ground Outdoor / Indoor Chamber Mounted; ˂ 22 kV ; > 60 kVA and < = 600 kVA ; Single Phase | 0 | 0 | 0 | 0 | 0 | 0 | 0 | 0 | 0 | 0 | 0 | 0 | 0 | 0 | 0 | 0 | 0 | 0 | 0 | 0 | 0 | 0 | 0 | 0 | 0 | 0 | 0 | 0 | 0 | 0 | 0 | 0 | 0 | 0 | 0 | 0 | [14 empty] | 2025/26 | Step | -29% | 0 | 0 | 0 | 1 | 2 | 3 | 4 | 5 | 100% | 100% | 100% | 71% | 71% | 71% | 71% | 71% | [8 empty] | Avg 3 Yr | 0 | 0 | 0 | 0 | 0 | 0 | 0 | 0 | 0 | Avg 3 Yr | 0%
F | F015 | Ground Outdoor / Indoor Chamber Mounted; ˂ 22 kV ; > 600 kVA ; Single Phase | 0 | 0 | 0 | 0 | 0 | 0 | 0 | 0 | 0 | 0 | 0 | 0 | 0 | 0 | 0 | 0 | 0 | 0 | 0 | 0 | 0 | 0 | 0 | 0 | 0 | 0 | 0 | 0 | 0 | 0 | 0 | 0 | 0 | 0 | 0 | 0 | [14 empty] | 2025/26 | Step | -29% | 0 | 0 | 0 | 1 | 2 | 3 | 4 | 5 | 100% | 100% | 100% | 71% | 71% | 71% | 71% | 71% | [8 empty] | Avg 3 Yr | 0 | 0 | 0 | 0 | 0 | 0 | 0 | 0 | 0 | Avg 3 Yr | 0%
F | F016 | Ground Outdoor / Indoor Chamber Mounted; ˂ 22 kV ; < = 60 kVA ; Multiple Phase | 0 | 0 | 0 | 0 | 0 | 0 | 0 | 0 | 0 | 0 | 0 | 0 | 0 | 0 | 0 | 0 | 0 | 0 | 0 | 0 | 0 | 0 | 0 | 0 | 0 | 0 | 0 | 0 | 0 | 0 | 0 | 0 | 0 | 0 | 0 | 0 | [14 empty] | 2025/26 | Step | -29% | 0 | 0 | 0 | 1 | 2 | 3 | 4 | 5 | 100% | 100% | 100% | 71% | 71% | 71% | 71% | 71% | [8 empty] | Avg 3 Yr | 0 | 0 | 0 | 0 | 0 | 0 | 0 | 0 | 0 | Avg 3 Yr | 0%
F | F017 | Ground Outdoor / Indoor Chamber Mounted; ˂ 22 kV ; > 60 kVA and < = 600 kVA ; Multiple Phase | 0 | 0 | 249417.2368 | 0 | 0 | 230847.11 | 0 | 49884.6 | 51271.75 | 56479.13 | 0 | 0 | 0 | 327236.8482 | 0 | 0 | 286515.4969 | 0 | 59829.5335 | 57933.3467 | 60063.3479 | 0 | 0 | 0 | 1 | 0 | 0 | 1 | 0 | 1 | 1 | 2 | 0 | 1 | 1.3333 | 2 |  |  | 249417.2368 |  |  | 230847.11 |  | 49884.6 | 51271.75 | 28239.565 |  | 77696.518 | 39408.87 | 28239.565 | 2025/26 | Step | -29% | 0 | 0 | 0 | 1 | 2 | 3 | 4 | 5 | 100% | 100% | 100% | 71% | 71% | 71% | 71% | 71% | [8 empty] | Avg 3 Yr | 1.3333 | 1.3333 | 1.3333 | 1.3333 | 0.94667 | 0.94667 | 0.94667 | 0.94667 | 0.94667 | Avg 3 Yr | 0% |  | 39408.87 | 52545.16 | 52545.16 | 52545.16 | 37307.0636 | 37307.0636 | 37307.0636 | 37307.0636 | 37307.0636
F | F018 | Ground Outdoor / Indoor Chamber Mounted; ˂ 22 kV ; > 600 kVA ; Multiple Phase | 0 | 0 | 0 | 0 | 0 | 286545.3892 | 555339.4968 | 32120.95 | 73500.628 | 38306.67 | 91035.4735 | 0 | 0 | 0 | 0 | 0 | 355645.3211 | 691668.6646 | 38524.5437 | 83050.3613 | 40737.6468 | 93538.8106 | 0 | 0 | 0 | 0 | 0 | 1 | 1 | 1 | 2 | 1 | 1 | 1.2 | 1.3333 | 1 | [5 empty] | 286545.3892 | 555339.4968 | 32120.95 | 36750.314 | 38306.67 | 91035.4735 | 164302.189 | 35982.062 | 38306.67 | 2025/26 | Step | -29% | 0 | 0 | 0 | 1 | 2 | 3 | 4 | 5 | 100% | 100% | 100% | 71% | 71% | 71% | 71% | 71% | [8 empty] | Avg 3 Yr | 1.3333 | 1.3333 | 1.3333 | 1.3333 | 0.94667 | 0.94667 | 0.94667 | 0.94667 | 0.94667 | Avg 3 Yr | 0% |  | 35982.062 | 47976.0827 | 47976.0827 | 47976.0827 | 34063.0187 | 34063.0187 | 34063.0187 | 34063.0187 | 34063.0187
F | F019 | Ground Outdoor / Indoor Chamber Mounted; > = 22 kV & < = 33 kV ; < = 15 MVA | 0 | 0 | 0 | 0 | 0 | 0 | 0 | 25809.87 | 0 | 0 | 0 | 0 | 0 | 0 | 0 | 0 | 0 | 0 | 30955.2944 | 0 | 0 | 0 | 0 | 0 | 0 | 0 | 0 | 0 | 0 | 1 | 0 | 0 | 0 | 0.2 | 0.33333 | 0 | [7 empty] | 25809.87 |  |  |  | 25809.87 | 25809.87 |  | 2025/26 | Step | -29% | 0 | 0 | 0 | 1 | 2 | 3 | 4 | 5 | 100% | 100% | 100% | 71% | 71% | 71% | 71% | 71% | [8 empty] | Avg 3 Yr | 0.33333 | 0.33333 | 0.33333 | 0.33333 | 0.23667 | 0.23667 | 0.23667 | 0.23667 | 0.23667 | Avg 3 Yr | 0% |  | 25809.87 | 8603.29 | 8603.29 | 8603.29 | 6108.3359 | 6108.3359 | 6108.3359 | 6108.3359 | 6108.3359
F | F020 | Ground Outdoor / Indoor Chamber Mounted; > = 22 kV & < = 33 kV ; > 15 MVA and < = 40 MVA | 0 | 0 | 0 | 0 | 0 | 0 | 0 | 0 | 0 | 0 | 0 | 0 | 0 | 0 | 0 | 0 | 0 | 0 | 0 | 0 | 0 | 0 | 0 | 0 | 1 | 0 | 0 | 0 | 0 | 0 | 0 | 0 | 0 | 0 | 0 | 0 |  |  | 0 | [11 empty] | 2025/26 | Step | -29% | 0 | 0 | 0 | 1 | 2 | 3 | 4 | 5 | 100% | 100% | 100% | 71% | 71% | 71% | 71% | 71% | [8 empty] | Avg 3 Yr | 0 | 0 | 0 | 0 | 0 | 0 | 0 | 0 | 0 | Avg 3 Yr | 0%
F | F021 | Ground Outdoor / Indoor Chamber Mounted; > = 22 kV & < = 33 kV ; > 40 MVA | 0 | 0 | 0 | 0 | 0 | 0 | 0 | 0 | 0 | 0 | 0 | 0 | 0 | 0 | 0 | 0 | 0 | 0 | 0 | 0 | 0 | 0 | 0 | 0 | 0 | 0 | 0 | 0 | 0 | 0 | 0 | 0 | 0 | 0 | 0 | 0 | [14 empty] | 2025/26 | Step | -29% | 0 | 0 | 0 | 1 | 2 | 3 | 4 | 5 | 100% | 100% | 100% | 71% | 71% | 71% | 71% | 71% | [8 empty] | Avg 3 Yr | 0 | 0 | 0 | 0 | 0 | 0 | 0 | 0 | 0 | Avg 3 Yr | 0%
F | F022 | Ground Outdoor / Indoor Chamber Mounted; > 33 kV & < = 66 kV ; < = 15 MVA | 0 | 0 | 0 | 0 | 0 | 0 | 0 | 0 | 0 | 0 | 0 | 0 | 0 | 0 | 0 | 0 | 0 | 0 | 0 | 0 | 0 | 0 | 0 | 0 | 0 | 0 | 0 | 0 | 0 | 0 | 0 | 0 | 0 | 0 | 0 | 0 | [14 empty] | 2025/26 | Step | -29% | 0 | 0 | 0 | 1 | 2 | 3 | 4 | 5 | 100% | 100% | 100% | 71% | 71% | 71% | 71% | 71% | [8 empty] | Avg 3 Yr | 0 | 0 | 0 | 0 | 0 | 0 | 0 | 0 | 0 | Avg 3 Yr | 0%
F | F023 | Ground Outdoor / Indoor Chamber Mounted; > 33 kV & < = 66 kV ; > 15 MVA and < = 40 MVA | 0 | 0 | 0 | 0 | 0 | 0 | 0 | 0 | 0 | 0 | 0 | 0 | 0 | 0 | 0 | 0 | 0 | 0 | 0 | 0 | 0 | 0 | 0 | 0 | 0 | 0 | 0 | 0 | 0 | 0 | 0 | 0 | 0 | 0 | 0 | 0 | [14 empty] | 2025/26 | Step | -29% | 0 | 0 | 0 | 1 | 2 | 3 | 4 | 5 | 100% | 100% | 100% | 71% | 71% | 71% | 71% | 71% | [8 empty] | Avg 3 Yr | 0 | 0 | 0 | 0 | 0 | 0 | 0 | 0 | 0 | Avg 3 Yr | 0%
F | F024 | Ground Outdoor / Indoor Chamber Mounted; > 33 kV & < = 66 kV ; > 40 MVA | 0 | 0 | 0 | 0 | 0 | 0 | 0 | 0 | 0 | 0 | 0 | 0 | 0 | 0 | 0 | 0 | 0 | 0 | 0 | 0 | 0 | 0 | 0 | 0 | 0 | 0 | 0 | 0 | 0 | 0 | 0 | 0 | 0 | 0 | 0 | 0 | [14 empty] | 2025/26 | Step | -29% | 0 | 0 | 0 | 1 | 2 | 3 | 4 | 5 | 100% | 100% | 100% | 71% | 71% | 71% | 71% | 71% | [8 empty] | Avg 3 Yr | 0 | 0 | 0 | 0 | 0 | 0 | 0 | 0 | 0 | Avg 3 Yr | 0%
F | F025 | Ground Outdoor / Indoor Chamber Mounted; > 66 kV & < = 132 kV ; < = 100 MVA | 0 | 0 | 0 | 0 | 0 | 0 | 0 | 0 | 0 | 0 | 0 | 0 | 0 | 0 | 0 | 0 | 0 | 0 | 0 | 0 | 0 | 0 | 0 | 0 | 0 | 0 | 0 | 0 | 0 | 0 | 0 | 0 | 0 | 0 | 0 | 0 | [14 empty] | 2025/26 | Step | -29% | 0 | 0 | 0 | 1 | 2 | 3 | 4 | 5 | 100% | 100% | 100% | 71% | 71% | 71% | 71% | 71% | [8 empty] | Avg 3 Yr | 0 | 0 | 0 | 0 | 0 | 0 | 0 | 0 | 0 | Avg 3 Yr | 0%
F | F026 | Ground Outdoor / Indoor Chamber Mounted; > 66 kV & < = 132 kV ; > 100 MVA | 0 | 0 | 0 | 0 | 0 | 0 | 0 | 0 | 0 | 0 | 0 | 0 | 0 | 0 | 0 | 0 | 0 | 0 | 0 | 0 | 0 | 0 | 0 | 0 | 0 | 0 | 0 | 0 | 0 | 0 | 0 | 0 | 0 | 0 | 0 | 0 | [14 empty] | 2025/26 | Step | -29% | 0 | 0 | 0 | 1 | 2 | 3 | 4 | 5 | 100% | 100% | 100% | 71% | 71% | 71% | 71% | 71% | [8 empty] | Avg 3 Yr | 0 | 0 | 0 | 0 | 0 | 0 | 0 | 0 | 0 | Avg 3 Yr | 0%
F | F027 | Ground Outdoor / Indoor Chamber Mounted; > 132 kV ; < = 100 MVA | 0 | 0 | 0 | 0 | 0 | 0 | 0 | 0 | 0 | 0 | 0 | 0 | 0 | 0 | 0 | 0 | 0 | 0 | 0 | 0 | 0 | 0 | 0 | 0 | 0 | 0 | 0 | 0 | 0 | 0 | 0 | 0 | 0 | 0 | 0 | 0 | [14 empty] | 2025/26 | Step | -29% | 0 | 0 | 0 | 1 | 2 | 3 | 4 | 5 | 100% | 100% | 100% | 71% | 71% | 71% | 71% | 71% | [8 empty] | Avg 3 Yr | 0 | 0 | 0 | 0 | 0 | 0 | 0 | 0 | 0 | Avg 3 Yr | 0%
F | F028 | Ground Outdoor / Indoor Chamber Mounted; > 132 kV ; > 100 MVA | 0 | 0 | 0 | 0 | 0 | 0 | 0 | 0 | 0 | 0 | 0 | 0 | 0 | 0 | 0 | 0 | 0 | 0 | 0 | 0 | 0 | 0 | 0 | 0 | 0 | 0 | 0 | 0 | 0 | 0 | 0 | 0 | 0 | 0 | 0 | 0 | [14 empty] | 2025/26 | Step | -29% | 0 | 0 | 0 | 1 | 2 | 3 | 4 | 5 | 100% | 100% | 100% | 71% | 71% | 71% | 71% | 71% | [8 empty] | Avg 3 Yr | 0 | 0 | 0 | 0 | 0 | 0 | 0 | 0 | 0 | Avg 3 Yr | 0%
F | F029 | Transformers Other | 0 | 0 | 82835.1332 | 0 | 0 | 0 | 14752.9033 | 11515.7554 | 0 | 0 | 0 | 0 | 0 | 108680.1709 | 0 | 0 | 0 | 18374.5637 | 13811.5225 | 0 | 0 | 0 | 0 | 0 | 0 | 0 | 0 | 0 | 0 | 2 | 0 | 0 | 0 | 0.4 | 0.66667 | 0 | [7 empty] | 5757.8777 |  |  |  | 13134.3294 | 5757.8777 |  | 2025/26 | Step | -29% | 0 | 0 | 0 | 1 | 2 | 3 | 4 | 5 | 100% | 100% | 100% | 71% | 71% | 71% | 71% | 71% | [8 empty] | Avg 3 Yr | 0.66667 | 0.66667 | 0.66667 | 0.66667 | 0.47333 | 0.47333 | 0.47333 | 0.47333 | 0.47333 | Avg 3 Yr | 0% |  | 5757.8777 | 3838.5851 | 3838.5851 | 3838.5851 | 2725.3955 | 2725.3955 | 2725.3955 | 2725.3955 | 2725.3955
G | G001 | ˂ = 11 kV ; FUSE | 987443.7761 | 1230839.0224 | 1815262.5244 | 1767554.9354 | 2142883.5925 | 13053785.7555 | 20213077.4645 | 26181370.3945 | 23102181.3759 | 30845037.2301 | 32824095.9238 | 1328562.4684 | 1631392.1013 | 2381634.8657 | 2275049.5635 | 2702002.2043 | 16201683.9267 | 25175144.8958 | 31400856.7063 | 26103783.9008 | 32802491.8581 | 33726708.6466 | 770 | 831 | 1057 | 1242 | 1538 | 37259 | 2336 | 2260 | 2136 | 1841 | 1527 | 9166.4 | 2079 | 1841 | 1282.3945 | 1481.1541 | 1717.3723 | 1423.1521 | 1393.2923 | 350.3526 | 8652.8585 | 11584.6772 | 10815.628 | 16754.5015 | 21495.8061 | 2474.1546 | 12847.2966 | 16754.5015 | 2025/26 | Step | -41.85% | 0 | 0 | 0 | 1 | 2 | 3 | 4 | 5 | 100% | 100% | 100% | 58.15% | 58.15% | 58.15% | 58.15% | 58.15% | [8 empty] | Avg 3 Yr | 2079 | 2079 | 2079 | 2079 | 1208.9385 | 1208.9385 | 1208.9385 | 1208.9385 | 1208.9385 | Avg 3 Yr | 0% |  | 12847.2966 | 26709529.6668 | 26709529.6668 | 26709529.6668 | 15531591.5013 | 15531591.5013 | 15531591.5013 | 15531591.5013 | 15531591.5013
G | G002 | ˂ = 11 kV ; Switch | 1079303.4761 | 599792.0861 | 650221.7161 | 1121731.6841 | 1398341.1279 | 2444266.3903 | 2894770.5765 | 3536052.644 | 2612894.2007 | 2310714.3462 | 3016424.6253 | 1452155.6822 | 794982.9781 | 853094.6288 | 1443799.6393 | 1763194.6146 | 3033697.0615 | 3605401.9399 | 4240995.8191 | 2952380.3169 | 2457354.4186 | 3099371.7155 | 30 | 17 | 17 | 30 | 43 | 46 | 68 | 103 | 76 | 64 | 57 | 71.4 | 81 | 64 | 35976.7825 | 35281.8874 | 38248.3362 | 37391.0561 | 32519.5611 | 53136.2259 | 42570.1555 | 34330.6082 | 34380.1869 | 36104.9117 | 52919.7303 | 38651.8156 | 34813.4205 | 36104.9117 | 2025/26 | Step | -77.35% | 0 | 0 | 0 | 1 | 2 | 3 | 4 | 5 | 100% | 100% | 100% | 22.65% | 22.65% | 22.65% | 22.65% | 22.65% | [8 empty] | Avg 3 Yr | 81 | 81 | 81 | 81 | 18.3452 | 18.3452 | 18.3452 | 18.3452 | 18.3452 | Avg 3 Yr | 0% |  | 34813.4205 | 2819887.0637 | 2819887.0637 | 2819887.0637 | 638658.9908 | 638658.9908 | 638658.9908 | 638658.9908 | 638658.9908 | Matched with model output
G | G003 | ˂ = 11 kV ; Circuit Breaker | 0 | 176275.142 | -17264.81 | 0 | 0 | 0 | 0 | -15400.01 | 0 | 0 | 0 | 0 | 233640.5242 | -22651.53 | 0 | 0 | 0 | 0 | -18470.1374 | 0 | 0 | 0 | 0 | 1 | -1 | 0 | 0 | 0 | 0 | -1 | 0 | 0 | 0 | -0.2 | -0.33333 | 0 |  | 176275.142 | 17264.81 |  |  |  |  | 15400.01 |  |  |  | 15400.01 | 15400.01 |  | 2025/26 | Step | 0% | 0 | 0 | 0 | 1 | 2 | 3 | 4 | 5 | 100% | 100% | 100% | 100% | 100% | 100% | 100% | 100% | 0 | 0 | 0 | 0 | 0 | 0 | 0 | 0 | Avg 3 Yr | -0.33333 | 0 | 0 | 0 | 0 | 0 | 0 | 0 | 0 | Avg 3 Yr | 0% |  | 15400.01 | 0 | 0 | 0 | 0 | 0 | 0 | 0 | 0
G | G004 | > 11 kV & < = 22 kV ; Switch | 628931.714 | 983723.2151 | 1102694.2908 | 1212404.911 | 1769524.2061 | 2356734.5654 | 2903619.1998 | 3765382.7394 | 3180569.3401 | 4654162.8698 | 6829307.0812 | 846200.149 | 1303857.1688 | 1446741.2475 | 1560506.6685 | 2231226.3355 | 2925057.0863 | 3616422.7938 | 4516044.8847 | 3593811.9169 | 4949520.3557 | 7017102.6407 | 268 | 324 | 251 | 235 | 456 | 551 | 611 | 736 | 709 | 845 | 813 | 690.4 | 763.3333 | 845 | 2346.7601 | 3036.1828 | 4393.2043 | 5159.1698 | 3880.5355 | 4277.1952 | 4752.2409 | 5116.0092 | 4485.9934 | 5507.8851 | 8400.1317 | 4884.2609 | 5065.5524 | 5507.8851 | 2025/26 | Step | -77.35% | 0 | 0 | 0 | 1 | 2 | 3 | 4 | 5 | 100% | 100% | 100% | 22.65% | 22.65% | 22.65% | 22.65% | 22.65% | [8 empty] | Avg 3 Yr | 763.3333 | 763.3333 | 763.3333 | 763.3333 | 172.8827 | 172.8827 | 172.8827 | 172.8827 | 172.8827 | Avg 3 Yr | 0% |  | 5065.5524 | 3866704.9831 | 3866704.9831 | 3866704.9831 | 875746.3851 | 875746.3851 | 875746.3851 | 875746.3851 | 875746.3851
G | G005 | > 11 kV & < = 22 kV ; Circuit Breaker | 32791.2163 | 34524.8923 | -3027.72 | 38567.966 | 79153.6127 | 51129.152 | 359741.4385 | 309407.9003 | 405619.5347 | 261552.4122 | 62701.0257 | 44119.1492 | 45760.3598 | -3972.386 | 49641.475 | 99806.2783 | 63458.8598 | 448053.6353 | 371091.0848 | 458320.5589 | 278150.7705 | 64425.2086 | 1 | 1 | -1 | 1 | 2 | 1 | 5 | 11 | 14 | 2 | 0 | 6.6 | 9 | 2 | 32791.2163 | 34524.8923 | 3027.72 | 38567.966 | 39576.8064 | 51129.152 | 71948.2877 | 28127.9909 | 28972.8239 | 130776.2061 |  | 42043.9527 | 36169.624 | 130776.2061 | 2025/26 | Step | 0% | 0 | 0 | 0 | 1 | 2 | 3 | 4 | 5 | 100% | 100% | 100% | 100% | 100% | 100% | 100% | 100% | [8 empty] | Avg 3 Yr | 9 | 9 | 9 | 9 | 9 | 9 | 9 | 9 | 9 | Avg 3 Yr | 0% |  | 36169.624 | 325526.6157 | 325526.6157 | 325526.6157 | 325526.6157 | 325526.6157 | 325526.6157 | 325526.6157 | 325526.6157
G | G006 | > 22 kV & < = 33 kV ; Switch | -8737.82 | 13177.5739 | -4675.19 | 34112.9233 | 37183.6305 | 71369.2175 | 129991.5632 | 46233.7758 | 488950.0734 | 164444.5154 | 381050.1965 | -11756.3551 | 17465.9639 | -6133.8762 | 43907.315 | 46885.5386 | 88579.7826 | 161902.9287 | 55450.8854 | 552478.004 | 174880.3166 | 391528.4974 | -14 | 2 | -7 | 5 | 6 | 17 | 24 | 13 | 28 | 21 | 38 | 20.6 | 20.6667 | 21 | 624.13 | 6588.7869 | 667.8843 | 6822.5847 | 6197.2717 | 4198.1893 | 5416.3151 | 3556.4443 | 17462.5026 | 7830.6912 | 10027.6367 | 8747.4674 | 11284.3285 | 7830.6912 | 2025/26 | Step | -77.35% | 0 | 0 | 0 | 1 | 2 | 3 | 4 | 5 | 100% | 100% | 100% | 22.65% | 22.65% | 22.65% | 22.65% | 22.65% | [8 empty] | Avg 3 Yr | 20.6667 | 20.6667 | 20.6667 | 20.6667 | 4.6807 | 4.6807 | 4.6807 | 4.6807 | 4.6807 | Avg 3 Yr | 0% |  | 11284.3285 | 233209.4549 | 233209.4549 | 233209.4549 | 52818.1845 | 52818.1845 | 52818.1845 | 52818.1845 | 52818.1845
G | G007 | > 22 kV & < = 33 kV ; Circuit Breaker | 0 | 0 | 0 | 0 | 0 | 0 | 0 | 0 | 0 | 0 | 0 | 0 | 0 | 0 | 0 | 0 | 0 | 0 | 0 | 0 | 0 | 0 | 0 | 0 | 0 | 0 | 0 | 0 | 0 | 0 | 0 | 0 | 0 | 0 | 0 | 0 | [14 empty] | 2025/26 | Step | 0% | 0 | 0 | 0 | 1 | 2 | 3 | 4 | 5 | 100% | 100% | 100% | 100% | 100% | 100% | 100% | 100% | [8 empty] | Avg 3 Yr | 0 | 0 | 0 | 0 | 0 | 0 | 0 | 0 | 0 | Avg 3 Yr | 0%
G | G008 | > 33 kV & < = 66 kV ; Switch | 0 | 0 | 0 | 0 | 0 | 225716.1676 | 0 | 0 | 0 | 0 | 0 | 0 | 0 | 0 | 0 | 0 | 280147.2364 | 0 | 0 | 0 | 0 | 0 | 0 | 0 | 0 | 0 | 0 | 2 | 0 | 0 | 0 | 0 | 0 | 0.4 | 0 | 0 | [5 empty] | 112858.0838 | [5 empty] | 112858.0838 |  |  | 2025/26 | Step | 0% | 0 | 0 | 0 | 1 | 2 | 3 | 4 | 5 | 100% | 100% | 100% | 100% | 100% | 100% | 100% | 100% | [8 empty] | Avg 3 Yr | 0 | 0 | 0 | 0 | 0 | 0 | 0 | 0 | 0 | Avg 3 Yr | 0%
G | G009 | > 33 kV & < = 66 kV ; Circuit Breaker | 0 | 0 | 0 | 0 | 0 | 0 | 0 | 0 | 0 | 0 | 0 | 0 | 0 | 0 | 0 | 0 | 0 | 0 | 0 | 0 | 0 | 0 | 0 | 0 | 0 | 0 | 0 | 0 | 0 | 0 | 0 | 0 | 0 | 0 | 0 | 0 | [14 empty] | 2025/26 | Step | 0% | 0 | 0 | 0 | 1 | 2 | 3 | 4 | 5 | 100% | 100% | 100% | 100% | 100% | 100% | 100% | 100% | [8 empty] | Avg 3 Yr | 0 | 0 | 0 | 0 | 0 | 0 | 0 | 0 | 0 | Avg 3 Yr | 0%
G | G010 | > 66 kV & < = 132 kV ; Switch | 0 | 0 | 0 | 0 | 0 | 0 | 0 | 0 | 0 | 0 | 0 | 0 | 0 | 0 | 0 | 0 | 0 | 0 | 0 | 0 | 0 | 0 | 0 | 0 | 0 | 0 | 0 | 0 | 0 | 0 | 0 | 0 | 0 | 0 | 0 | 0 | [14 empty] | 2025/26 | Step | 0% | 0 | 0 | 0 | 1 | 2 | 3 | 4 | 5 | 100% | 100% | 100% | 100% | 100% | 100% | 100% | 100% | [8 empty] | Avg 3 Yr | 0 | 0 | 0 | 0 | 0 | 0 | 0 | 0 | 0 | Avg 3 Yr | 0%
G | G011 | > 66 kV & < = 132 kV ; Circuit Breaker | 0 | 0 | 0 | 0 | 0 | 0 | 0 | 0 | 0 | 0 | 0 | 0 | 0 | 0 | 0 | 0 | 0 | 0 | 0 | 0 | 0 | 0 | 0 | 0 | 0 | 0 | 0 | 0 | 0 | 0 | 0 | 0 | 0 | 0 | 0 | 0 | [14 empty] | 2025/26 | Step | 0% | 0 | 0 | 0 | 1 | 2 | 3 | 4 | 5 | 100% | 100% | 100% | 100% | 100% | 100% | 100% | 100% | [8 empty] | Avg 3 Yr | 0 | 0 | 0 | 0 | 0 | 0 | 0 | 0 | 0 | Avg 3 Yr | 0%
G | G012 | > 132 kV ; Switch | 0 | 0 | 0 | 0 | 0 | 0 | 0 | 0 | 0 | 0 | 0 | 0 | 0 | 0 | 0 | 0 | 0 | 0 | 0 | 0 | 0 | 0 | 0 | 0 | 0 | 0 | 0 | 0 | 0 | 0 | 0 | 0 | 0 | 0 | 0 | 0 | [14 empty] | 2025/26 | Step | 0% | 0 | 0 | 0 | 1 | 2 | 3 | 4 | 5 | 100% | 100% | 100% | 100% | 100% | 100% | 100% | 100% | [8 empty] | Avg 3 Yr | 0 | 0 | 0 | 0 | 0 | 0 | 0 | 0 | 0 | Avg 3 Yr | 0%
G | G013 | > 132 kV ; Circuit Breaker | 0 | 0 | 0 | 0 | 0 | 0 | 0 | 0 | 0 | 0 | 0 | 0 | 0 | 0 | 0 | 0 | 0 | 0 | 0 | 0 | 0 | 0 | 0 | 0 | 0 | 0 | 0 | 0 | 0 | 0 | 0 | 0 | 0 | 0 | 0 | 0 | [14 empty] | 2025/26 | Step | 0% | 0 | 0 | 0 | 1 | 2 | 3 | 4 | 5 | 100% | 100% | 100% | 100% | 100% | 100% | 100% | 100% | [8 empty] | Avg 3 Yr | 0 | 0 | 0 | 0 | 0 | 0 | 0 | 0 | 0 | Avg 3 Yr | 0%
G | G014 | Switchgear Other | 0 | 0 | 0 | 0 | 0 | 0 | 0 | 0 | 0 | 0 | 0 | 0 | 0 | 0 | 0 | 0 | 0 | 0 | 0 | 0 | 0 | 0 | 0 | 0 | 0 | 0 | 0 | 0 | 0 | 0 | 0 | 0 | 0 | 0 | 0 | 0 | [14 empty] | 2025/26 | Step | 0% | 0 | 0 | 0 | 1 | 2 | 3 | 4 | 5 | 100% | 100% | 100% | 100% | 100% | 100% | 100% | 100% | [8 empty] | Avg 3 Yr | 0 | 0 | 0 | 0 | 0 | 0 | 0 | 0 | 0 | Avg 3 Yr | 0%
H | H001 | Luminaires ; Major Road | 310980.6123 | 502279.4486 | 888671.2855 | 384611.4193 | 321316.4786 | 756086.7127 | 1094225.3008 | 729692.2553 | 680602.0126 | 1068490.9118 | 307831.8493 | 418410.83 | 665736.713 | 1165941.8344 | 495039.8 | 405153.9881 | 938415.7339 | 1362844.4528 | 875162.8201 | 769030.7496 | 1136298.3346 | 316296.7571 | 133 | 198 | 281 | 140 | 118 | 213 | 415 | 261 | 187 | 204 | 0 | 256 | 217.3333 | 204 | 2338.2001 | 2536.7649 | 3162.5313 | 2747.2244 | 2723.021 | 3549.7029 | 2636.6875 | 2795.7558 | 3639.583 | 5237.7005 |  | 3382.1072 | 3801.8178 | 5237.7005 | 2025/26 | Step | 0% | 0 | 0 | 0 | 1 | 2 | 3 | 4 | 5 | 100% | 100% | 100% | 100% | 100% | 100% | 100% | 100% | 0 | 0 | 0 | 0 | 0 | 0 | 0 | 0 | Avg 3 Yr | 217.3333 | 0 | 0 | 0 | 0 | 0 | 0 | 0 | 0 | Avg 3 Yr | 0% |  | 3801.8178 | 0 | 0 | 0 | 0 | 0 | 0 | 0 | 0
H | H002 | Luminaires ; Minor Road | 902607.6274 | 898152.3008 | 1129313.9695 | 727179.6312 | 649007.3512 | 1225038.4326 | 2529732.9076 | 960401.967 | 940037.2581 | 1297791.8394 | 2141896.3859 | 1214419.136 | 1190438.8329 | 1481666.419 | 935965.0834 | 818345.5693 | 1520454.3613 | 3150751.9134 | 1151866.5406 | 1062173.6988 | 1380150.9114 | 2200795.2793 | 648 | 588 | 551 | 398 | 393 | 512 | 1066 | 452 | 181 | 193 | 0 | 480.8 | 275.3333 | 193 | 1392.913 | 1527.4699 | 2049.5716 | 1827.0845 | 1651.4182 | 2392.6532 | 2373.1078 | 2124.7831 | 5193.576 | 6724.31 |  | 2892.2639 | 3871.9504 | 6724.31 | 2025/26 | Step | 0% | 0 | 0 | 0 | 1 | 2 | 3 | 4 | 5 | 100% | 100% | 100% | 100% | 100% | 100% | 100% | 100% | 0 | 0 | 0 | 0 | 0 | 0 | 0 | 0 | Avg 3 Yr | 275.3333 | 0 | 0 | 0 | 0 | 0 | 0 | 0 | 0 | Avg 3 Yr | 0% |  | 3871.9504 | 0 | 0 | 0 | 0 | 0 | 0 | 0 | 0
H | H003 | Brackets ; Major Road | 107088.2347 | 182966.9506 | 303180.1429 | 181842.5384 | 213115.0892 | 219939.083 | 567727.4656 | 508587.4565 | 403686.8016 | 524884.9085 | 595852.3384 | 144082.542 | 242510.0541 | 397774.0901 | 234052.577 | 268720.8222 | 272977.0177 | 707097.7309 | 609978.8363 | 456136.7111 | 558194.5909 | 612237.3716 | 51 | 83 | 129 | 90 | 84 | 89 | 354 | 318 | 225 | 205 | 0 | 238.2 | 249.3333 | 205 | 2099.7693 | 2204.4211 | 2350.2337 | 2020.4726 | 2537.0844 | 2471.2257 | 1603.7499 | 1599.3316 | 1794.1636 | 2560.4142 |  | 1868.0317 | 1921.3358 | 2560.4142 | 2025/26 | Step | 0% | 0 | 0 | 0 | 1 | 2 | 3 | 4 | 5 | 100% | 100% | 100% | 100% | 100% | 100% | 100% | 100% | 0 | 0 | 0 | 0 | 0 | 0 | 0 | 0 | Avg 3 Yr | 249.3333 | 0 | 0 | 0 | 0 | 0 | 0 | 0 | 0 | Avg 3 Yr | 0% |  | 1921.3358 | 0 | 0 | 0 | 0 | 0 | 0 | 0 | 0
H | H004 | Brackets ; Minor Road | 225928.3177 | 179926.4354 | 335195.3295 | 165317.8412 | 152977.822 | 203486.2723 | 429696.0105 | 373127.0487 | 362419.4505 | 817522.1581 | 833539.3453 | 303976.6828 | 238480.0613 | 439778.199 | 212783.3624 | 192892.6115 | 252556.6398 | 535181.2135 | 447513.2055 | 409507.6073 | 869402.8713 | 856460.4097 | 306 | 204 | 290 | 192 | 165 | 213 | 771 | 667 | 525 | 590 | 0 | 553.2 | 594 | 590 | 738.3278 | 881.9923 | 1155.846 | 861.0304 | 927.1383 | 955.3346 | 557.323 | 559.4109 | 690.3228 | 1385.6308 |  | 790.4016 | 871.5312 | 1385.6308 | 2025/26 | Step | 0% | 0 | 0 | 0 | 1 | 2 | 3 | 4 | 5 | 100% | 100% | 100% | 100% | 100% | 100% | 100% | 100% | 0 | 0 | 0 | 0 | 0 | 0 | 0 | 0 | Avg 3 Yr | 594 | 0 | 0 | 0 | 0 | 0 | 0 | 0 | 0 | Avg 3 Yr | 0% |  | 871.5312 | 0 | 0 | 0 | 0 | 0 | 0 | 0 | 0
H | H005 | Lamps ; Major Road | 10211.1555 | 20239.6066 | 49406.6115 | 14214.6751 | 25219.6109 | 43702.7312 | 111586.6986 | 50971.1137 | 44789.0582 | 83914.8299 | 137788.3638 | 13738.6637 | 26826.2005 | 64821.7583 | 18295.9464 | 31799.8815 | 54241.5702 | 138979.8911 | 61132.6533 | 50608.3766 | 89240.1427 | 141577.3343 | 71 | 141 | 259 | 79 | 139 | 283 | 530 | 321 | 212 | 438 | 0 | 356.8 | 323.6667 | 438 | 143.8191 | 143.5433 | 190.7591 | 179.9326 | 181.436 | 154.4266 | 210.5409 | 158.7885 | 211.2691 | 191.5864 |  | 187.7603 | 185.0412 | 191.5864 | 2025/26 | Step | 0% | 0 | 0 | 0 | 1 | 2 | 3 | 4 | 5 | 100% | 100% | 100% | 100% | 100% | 100% | 100% | 100% | 0 | 0 | 0 | 0 | 0 | 0 | 0 | 0 | Avg 3 Yr | 323.6667 | 0 | 0 | 0 | 0 | 0 | 0 | 0 | 0 | Avg 3 Yr | 0% |  | 185.0412 | 0 | 0 | 0 | 0 | 0 | 0 | 0 | 0
H | H006 | Lamps ; Minor Road | 8267.2693 | 13581.7983 | 23998.2397 | 17709.5479 | 22047.6286 | 24488.6361 | 117240.8497 | 59317.4424 | 65611.1255 | 46418.1353 | 140440.6059 | 11123.2498 | 18001.7355 | 31485.8284 | 22794.2558 | 27800.2694 | 30394.0289 | 146022.0683 | 71142.8959 | 74135.7976 | 49363.8732 | 144302.509 | 626 | 508 | 497 | 470 | 396 | 610 | 1218 | 417 | 367 | 430 | 0 | 608.4 | 404.6667 | 430 | 13.2065 | 26.7358 | 48.2862 | 37.6799 | 55.6758 | 40.1453 | 96.2569 | 142.2481 | 178.7769 | 107.9492 |  | 102.9179 | 141.1423 | 107.9492 | 2025/26 | Step | 0% | 0 | 0 | 0 | 1 | 2 | 3 | 4 | 5 | 100% | 100% | 100% | 100% | 100% | 100% | 100% | 100% | 0 | 0 | 0 | 0 | 0 | 0 | 0 | 0 | Avg 3 Yr | 404.6667 | 0 | 0 | 0 | 0 | 0 | 0 | 0 | 0 | Avg 3 Yr | 0% |  | 141.1423 | 0 | 0 | 0 | 0 | 0 | 0 | 0 | 0
H | H007 | Poles / Columns ; Major Road | 131011.0052 | 111496.6182 | 388674.0411 | 203083.768 | 145640.091 | 203149.1395 | 331523.6903 | 31073.5723 | 238480.0142 | 299780.3468 | 307456.6537 | 176269.5849 | 147781.0656 | 509942.576 | 261392.5193 | 183640.3286 | 252138.208 | 412908.7693 | 37268.3621 | 269465.0628 | 318804.6853 | 315911.2441 | 22 | 20 | 60 | 36 | 26 | 39 | 71 | 9 | 23 | 24 | 0 | 33.2 | 18.6667 | 24 | 5955.0457 | 5574.8309 | 6477.9007 | 5641.2158 | 5601.542 | 5208.9523 | 4669.3478 | 3452.6191 | 10368.6963 | 12490.8478 |  | 6650.6432 | 10166.6774 | 12490.8478 | 2025/26 | Step | 0% | 0 | 0 | 0 | 1 | 2 | 3 | 4 | 5 | 100% | 100% | 100% | 100% | 100% | 100% | 100% | 100% | 0 | 0 | 0 | 0 | 0 | 0 | 0 | 0 | Avg 3 Yr | 18.6667 | 0 | 0 | 0 | 0 | 0 | 0 | 0 | 0 | Avg 3 Yr | 0% |  | 10166.6774 | 0 | 0 | 0 | 0 | 0 | 0 | 0 | 0
H | H008 | Poles / Columns ; Minor Road | 724850.3533 | 273653.4125 | 612714.8117 | 567100.5165 | 261045.6664 | 494784.44 | 559615.6829 | 236209.8216 | 311758.8158 | 787721.088 | 761222.161 | 975254.4883 | 362708.695 | 803885.3547 | 729924.5737 | 329157.3879 | 614100.8639 | 696994.603 | 283300.3257 | 352264.7764 | 837710.5977 | 782154.6128 | 271 | 106 | 161 | 182 | 84 | 134 | 256 | 55 | 58 | 90 | 0 | 118.6 | 67.6667 | 90 | 2674.7246 | 2581.636 | 3805.6821 | 3115.9369 | 3107.6865 | 3692.4212 | 2185.9988 | 4294.724 | 5375.152 | 8752.4565 |  | 4030.5056 | 6579.7523 | 8752.4565 | 2025/26 | Step | 0% | 0 | 0 | 0 | 1 | 2 | 3 | 4 | 5 | 100% | 100% | 100% | 100% | 100% | 100% | 100% | 100% | 0 | 0 | 0 | 0 | 0 | 0 | 0 | 0 | Avg 3 Yr | 67.6667 | 0 | 0 | 0 | 0 | 0 | 0 | 0 | 0 | Avg 3 Yr | 0% |  | 6579.7523 | 0 | 0 | 0 | 0 | 0 | 0 | 0 | 0
H | H009 | Public Lighting Other | 0 | 0 | 0 | 0 | 0 | 0 | 0 | 0 | 0 | 0 | 0 | 0 | 0 | 0 | 0 | 0 | 0 | 0 | 0 | 0 | 0 | 0 | 0 | 0 | 0 | 0 | 0 | 0 | 0 | 0 | 0 | 0 | 0 | 0 | 0 | 0 | [14 empty] | 2025/26 | Step | 0% | 0 | 0 | 0 | 1 | 2 | 3 | 4 | 5 | 100% | 100% | 100% | 100% | 100% | 100% | 100% | 100% | 0 | 0 | 0 | 0 | 0 | 0 | 0 | 0 | Avg 3 Yr | 0 | 0 | 0 | 0 | 0 | 0 | 0 | 0 | 0 | Avg 3 Yr | 0%
I | I001 | Field Devices | 0 | 0 | 0 | 0 | 0 | 0 | 0 | 0 | 0 | 0 | 0 | 0 | 0 | 0 | 0 | 0 | 0 | 0 | 0 | 0 | 0 | 0 | 0 | 0 | 0 | 0 | 0 | 0 | 0 | 0 | 0 | 0 | 0 | 0 | 0 | 0 | [14 empty] | 2025/26 | Step | 0% | 0 | 0 | 0 | 1 | 2 | 3 | 4 | 5 | 100% | 100% | 100% | 100% | 100% | 100% | 100% | 100% | [8 empty] | Avg 3 Yr | 0 | 0 | 0 | 0 | 0 | 0 | 0 | 0 | 0 | Avg 3 Yr | 0%
I | I002 | Local Network Wiring Assets | 0 | 0 | 0 | 0 | 0 | 0 | 0 | 0 | 0 | 0 | 0 | 0 | 0 | 0 | 0 | 0 | 0 | 0 | 0 | 0 | 0 | 0 | 0 | 0 | 0 | 0 | 0 | 0 | 0 | 0 | 0 | 0 | 0 | 0 | 0 | 0 | [14 empty] | 2025/26 | Step | 0% | 0 | 0 | 0 | 1 | 2 | 3 | 4 | 5 | 100% | 100% | 100% | 100% | 100% | 100% | 100% | 100% | [8 empty] | Avg 3 Yr | 0 | 0 | 0 | 0 | 0 | 0 | 0 | 0 | 0 | Avg 3 Yr | 0%
I | I003 | Communications Network Assets | 0 | 0 | 0 | 0 | 0 | 0 | 0 | 0 | 0 | 0 | -284.04 | 0 | 0 | 0 | 0 | 0 | 0 | 0 | 0 | 0 | 0 | -291.8507 | 0 | 0 | 0 | 0 | 0 | 0 | 0 | 0 | 0 | 0 | -6 | 0 | 0 | 0 | [10 empty] | 47.34 |  |  |  | 2025/26 | Step | 0% | 0 | 0 | 0 | 1 | 2 | 3 | 4 | 5 | 100% | 100% | 100% | 100% | 100% | 100% | 100% | 100% | 0 | 0 | 0 | 0 | 0 | 0 | 0 | 0 | Avg 3 Yr | 0 | 0 | 0 | 0 | 0 | 0 | 0 | 0 | 0 | Avg 3 Yr | 0%
I | I004 | Master Station Assets | 0 | 0 | 0 | 0 | 0 | 0 | 0 | 0 | 0 | 0 | 0 | 0 | 0 | 0 | 0 | 0 | 0 | 0 | 0 | 0 | 0 | 0 | 0 | 0 | 0 | 0 | 0 | 0 | 0 | 0 | 0 | 0 | 0 | 0 | 0 | 0 | [14 empty] | 2025/26 | Step | 0% | 0 | 0 | 0 | 1 | 2 | 3 | 4 | 5 | 100% | 100% | 100% | 100% | 100% | 100% | 100% | 100% | [8 empty] | Avg 3 Yr | 0 | 0 | 0 | 0 | 0 | 0 | 0 | 0 | 0 | Avg 3 Yr | 0%
I | I005 | Communications Site Infrastructure | 0 | 0 | 0 | 0 | 0 | 0 | 0 | 0 | 0 | 0 | 0 | 0 | 0 | 0 | 0 | 0 | 0 | 0 | 0 | 0 | 0 | 0 | 0 | 0 | 0 | 0 | 0 | 0 | 0 | 0 | 0 | 0 | 0 | 0 | 0 | 0 | [14 empty] | 2025/26 | Step | 0% | 0 | 0 | 0 | 1 | 2 | 3 | 4 | 5 | 100% | 100% | 100% | 100% | 100% | 100% | 100% | 100% | 0 | 0 | 0 | 0 | 0 | 0 | 0 | 0 | Avg 3 Yr | 0 | 0 | 0 | 0 | 0 | 0 | 0 | 0 | 0 | Avg 3 Yr | 0%
I | I006 | Communications Linear Assets | 0 | 0 | 0 | 0 | 0 | 112730.0432 | -7228.44 | 11854.5203 | 0 | 0 | 0 | 0 | 0 | 0 | 0 | 0 | 139914.7009 | -9002.9351 | 14217.8231 | 0 | 0 | 0 | 0 | 0 | 0 | 0 | 0 | 4000 | -1242 | 1.536 | 0 | 0 | 0 | 551.9072 | 0.512 | 0 | [5 empty] | 28.1825 | 5.82 | 7717.7867 |  |  |  | 42.5275 | 7717.7867 |  | 2025/26 | Step | 0% | 0 | 0 | 0 | 1 | 2 | 3 | 4 | 5 | 100% | 100% | 100% | 100% | 100% | 100% | 100% | 100% | 0 | 0 | 0 | 0 | 0 | 0 | 0 | 0 | Avg 3 Yr | 0.512 | 0 | 0 | 0 | 0 | 0 | 0 | 0 | 0 | Avg 3 Yr | 0% |  | 7717.7867 | 0 | 0 | 0 | 0 | 0 | 0 | 0 | 0
I | I007 | AFLC | 0 | 0 | 0 | 0 | 0 | 0 | 0 | 0 | 0 | 0 | 0 | 0 | 0 | 0 | 0 | 0 | 0 | 0 | 0 | 0 | 0 | 0 | 0 | 0 | 0 | 0 | 0 | 0 | 0 | 0 | 0 | 0 | 0 | 0 | 0 | 0 | [14 empty] | 2025/26 | Step | 0% | 0 | 0 | 0 | 1 | 2 | 3 | 4 | 5 | 100% | 100% | 100% | 100% | 100% | 100% | 100% | 100% | [8 empty] | Avg 3 Yr | 0 | 0 | 0 | 0 | 0 | 0 | 0 | 0 | 0 | Avg 3 Yr | 0%
I | I008 | Network Control Other | 0 | 0 | 0 | 0 | 0 | 0 | 0 | 0 | 0 | 0 | 0 | 0 | 0 | 0 | 0 | 0 | 0 | 0 | 0 | 0 | 0 | 0 | 0 | 0 | 0 | 0 | 0 | 0 | 0 | 0 | 0 | 0 | 0 | 0 | 0 | 0 | [14 empty] | 2025/26 | Step | 0% | 0 | 0 | 0 | 1 | 2 | 3 | 4 | 5 | 100% | 100% | 100% | 100% | 100% | 100% | 100% | 100% | [8 empty] | Avg 3 Yr | 0 | 0 | 0 | 0 | 0 | 0 | 0 | 0 | 0 | Avg 3 Yr | 0%
J | J001 | CURRENT TRANSFORMERS | 0 | 0 | 0 | 0 | 0 | 0 | 0 | 0 | 0 | 0 | 0 | 0 | 0 | 0 | 0 | 0 | 0 | 0 | 0 | 0 | 0 | 0 | 0 | 0 | 0 | 0 | 0 | 0 | 0 | 0 | 0 | 0 | 0 | 0 | 0 | 0 | [14 empty] | 2025/26 | Step | 0% | 0 | 0 | 0 | 1 | 2 | 3 | 4 | 5 | 100% | 100% | 100% | 100% | 100% | 100% | 100% | 100% | [8 empty] | Avg 3 Yr | 0 | 0 | 0 | 0 | 0 | 0 | 0 | 0 | 0 | Avg 3 Yr | 0%
J | J002 | VOLTAGE TRANSFORMERS | 0 | 0 | 0 | 0 | 0 | 0 | 44889.7857 | 40928.5417 | 124142.1347 | 31573.3088 | 5127.91 | 0 | 0 | 0 | 0 | 0 | 0 | 55909.6882 | 49088.0062 | 140271.5789 | 33576.9802 | 5268.9197 | 0 | 0 | 0 | 0 | 0 | 0 | 1 | 0 | 2 | 1 | 2 | 0.8 | 1 | 1 | [6 empty] | 44889.7857 |  | 62071.0674 | 31573.3088 | 2563.955 | 60383.4427 | 65547.9951 | 31573.3088 | 2025/26 | Step | 0% | 0 | 0 | 0 | 1 | 2 | 3 | 4 | 5 | 100% | 100% | 100% | 100% | 100% | 100% | 100% | 100% | [8 empty] | Avg 3 Yr | 1 | 1 | 1 | 1 | 1 | 1 | 1 | 1 | 1 | Avg 3 Yr | 0% |  | 65547.9951 | 65547.9951 | 65547.9951 | 65547.9951 | 65547.9951 | 65547.9951 | 65547.9951 | 65547.9951 | 65547.9951
J | J003 | CAPACITOR BANKS | 0 | 0 | 0 | 0 | 0 | 0 | 0 | 0 | 0 | 0 | 0 | 0 | 0 | 0 | 0 | 0 | 0 | 0 | 0 | 0 | 0 | 0 | 0 | 0 | 0 | 0 | 0 | 0 | 0 | 0 | 0 | 0 | 0 | 0 | 0 | 0 | [14 empty] | 2025/26 | Step | 0% | 0 | 0 | 0 | 1 | 2 | 3 | 4 | 5 | 100% | 100% | 100% | 100% | 100% | 100% | 100% | 100% | [8 empty] | Avg 3 Yr | 0 | 0 | 0 | 0 | 0 | 0 | 0 | 0 | 0 | Avg 3 Yr | 0%
J | J004 | STATIC VAR COMPENSATOR | 0 | 0 | 0 | 0 | 0 | 0 | 0 | 0 | 0 | 0 | 0 | 0 | 0 | 0 | 0 | 0 | 0 | 0 | 0 | 0 | 0 | 0 | 0 | 0 | 0 | 0 | 0 | 0 | 0 | 0 | 0 | 0 | 0 | 0 | 0 | 0 | [14 empty] | 2025/26 | Step | 0% | 0 | 0 | 0 | 1 | 2 | 3 | 4 | 5 | 100% | 100% | 100% | 100% | 100% | 100% | 100% | 100% | [8 empty] | Avg 3 Yr | 0 | 0 | 0 | 0 | 0 | 0 | 0 | 0 | 0 | Avg 3 Yr | 0%
J | J005 | REGULATORS | 0 | 0 | 0 | 0 | 0 | 0 | 0 | 0 | 0 | 0 | 0 | 0 | 0 | 0 | 0 | 0 | 0 | 0 | 0 | 0 | 0 | 0 | 0 | 0 | 0 | 0 | 0 | 0 | 0 | 0 | 0 | 0 | 0 | 0 | 0 | 0 | [14 empty] | 2025/26 | Step | 0% | 0 | 0 | 0 | 1 | 2 | 3 | 4 | 5 | 100% | 100% | 100% | 100% | 100% | 100% | 100% | 100% | [8 empty] | Avg 3 Yr | 0 | 0 | 0 | 0 | 0 | 0 | 0 | 0 | 0 | Avg 3 Yr | 0%
J | J006 | OTHER | 0 | 0 | 0 | 0 | 0 | 1579.07 | 64920.8 | 39847.81 | 188408.08 | 191308.69 | 104299.3 | 0 | 0 | 0 | 0 | 0 | 1959.86 | 80858.0757 | 47791.8212 | 212887.4207 | 203449.3166 | 107167.3721 | 0 | 0 | 0 | 0 | 0 | 536 | 639 | 1199 | 993 | 1433 | 1004 | 960 | 1208.3333 | 1433 | [5 empty] | 2.946 | 101.5975 | 33.2342 | 189.7362 | 133.5022 | 103.8838 | 101.2634 | 115.742 | 133.5022 | 2025/26 | Step | 0% | 0 | 0 | 0 | 1 | 2 | 3 | 4 | 5 | 100% | 100% | 100% | 100% | 100% | 100% | 100% | 100% | [8 empty] | Avg 3 Yr | 1208.3333 | 1208.3333 | 1208.3333 | 1208.3333 | 1208.3333 | 1208.3333 | 1208.3333 | 1208.3333 | 1208.3333 | Avg 3 Yr | 0% |  | 115.742 | 139854.86 | 139854.86 | 139854.86 | 139854.86 | 139854.86 | 139854.86 | 139854.86 | 139854.86
|  | TOTAL DIRECT COST | 59561020.2 | 72926351.74 | 88011271.45 | 62396351.35 | 86959082.51 | 129105603.9054 | 184399949.1476 | 226833175.2514 | 201656789.4667 | 249391079.2251 | 285752240.11 | 80136751.0065 | 96658841.6852 | 115471294.0078 | 80311388.9496 | 109648341.8168 | 160239200.0923 | 229667919.0346 | 272054362.5097 | 227857498.334 | 265217668.0718 | 293609992.1742 | [57 empty] | 45066.4168 | 45074.5305 | [10 empty] | 222607972.4994 | 225281145.8191 | 225581145.8191 | 190623591.9181 | 190923591.9181 | 190923591.9181 | 191223591.9181 | 191223591.9181
Nailing Rate %
A1 |  | Nails | 7846576.7909 | 4131765.6832 | 5957465.6199 | 4088118.4082 | 6362039.3393 | 3689144.5943 | 7909721.9379 | 5804194.29 | 6724282.77 | 7067323.73 | 6456776.91 | 10557226.3274 | 5476370.0024 | 7816229.1352 | 5261885.6784 | 8022014.9982 | 4578775.5213 | 9851463.5499 | 6961311.4382 | 7597950.2308 | 7515822.6389 | 6634328.4563 | 2415 | 1139 | 1478 | 1269 | 1552 | 1101 | 4997 | 4542 | 5172 | 4260 | 4039 | [46 empty] | 4658 | 4658 | 4658 | 4658 | 4658 | 4658 | 4658 | 4658 |  |  |  |  | 8384400 | 8384400 | 8384400 | 8384400 | 8384400 | 8384400 | 8384400 | 8384400
A |  | Poles | 17060114.079 | 20207353.4147 | 23206611.7741 | 18166611.8222 | 22348268.2923 | 38058895.6824 | 52935502.7327 | 90986353.9899 | 58388285.2786 | 72031447.3747 | 88993578.7442 | 22953638.294 | 26783451.0844 | 30447208.0331 | 23382550.3636 | 28179351.5984 | 47236733.4653 | 65930532.0412 | 109125283.3911 | 65974513.6813 | 76602629.7329 | 91440766.8285 | 2283 | 2702 | 2905 | 2600 | 3019 | 4528 | 9905 | 14647 | 10810 | 10526 | 11100 | [46 empty] | 11994.3333 | 11994.3333 | 11994.3333 | 11994.3333 | 11994.3333 | 11994.3333 | 11994.3333 | 11994.3333 |  |  |  |  | 73802028.8811 | 73802028.8811 | 73802028.8811 | 73802028.8811 | 73802028.8811 | 73802028.8811 | 73802028.8811 | 73802028.8811
B |  | Pole Tops | 7872372.2822 | 10843257.3448 | 17352336.8602 | 10594983.9838 | 19131444.9424 | 21790400.9158 | 36732989.9674 | 40510178.5581 | 44335157.998 | 51645753.348 | 59391560.4012 | 10591933.0342 | 14371988.5889 | 22766365.6972 | 13636981.3495 | 24123198.5658 | 27045118.9323 | 45750497.2465 | 48586238.7217 | 50095502.4444 | 54923240.6842 | 61024737.9964 | 7549 | 8950 | 10335 | 7501 | 11638 | 11149 | 17148 | 15453 | 16842 | 16210 | 15479 | [46 empty] | 16168.3333 | 16168.3333 | 16168.3333 | 17612.3631 | 17612.3631 | 17612.3631 | 17612.3631 | 17612.3631 |  |  |  |  | 45497029.968 | 45497029.968 | 45497029.968 | 49560470.7179 | 49560470.7179 | 49560470.7179 | 49560470.7179 | 49560470.7179
C |  | Conductor | 2989455.3202 | 3610343.9254 | 3951008.7788 | 2507701.448 | 4347626.5954 | 10144603.3742 | 8900166.8317 | 10602176.4068 | 12047267.1671 | 12219369.1655 | 13414615.1269 | 4022181.5515 | 4785261.4807 | 5183746.2271 | 3227704.5373 | 5482004.102 | 12590957.1759 | 11085050.7538 | 12715813.4624 | 13612535.267 | 12994821.649 | 13783496.6435 | 18 | 50 | 32 | 31 | 81 | 192.8084 | 101.8595 | 91.313 | 69.3995 | 89.6563 | 100.6767 | [46 empty] | 83.4563 | 83.4563 | 83.4563 | 83.4563 | 83.4563 | 83.4563 | 83.4563 | 83.4563 |  |  |  |  | 11621994.9701 | 11621994.9701 | 11621994.9701 | 11621994.9701 | 11621994.9701 | 11621994.9701 | 11621994.9701 | 11621994.9701
D |  | Underground Cables | 367200.8776 | 584808.8054 | 1748127.1995 | 618041.4982 | 799375.7973 | 783406.9819 | 1433923.4545 | 5308330.6077 | 3674026.7302 | 3670650.725 | 5940223.5344 | 494052.7412 | 775123.6746 | 2293552.9335 | 795491.5644 | 1007947.9697 | 972324.2395 | 1785934.4179 | 6366592.9724 | 4151382.8608 | 3903593.6193 | 6103570.6484 | 0 | -1 | 5 | 0 | 1 | 3.1061 | 0.37533 | 10.9853 | 9.8307 | 4.728 | 9.114 | [46 empty] | 8.5147 | 16.6283 | 17.6283 | 17.6283 | 18.6283 | 18.6283 | 19.6283 | 19.6283 |  |  |  |  | 2653684.7264 | 5326858.046 | 5626858.046 | 5626858.046 | 5926858.046 | 5926858.046 | 6226858.046 | 6226858.046
E |  | Services | 2382806.7687 | 2716021.2912 | 4180167.3966 | 2186278.6891 | 2943466.1606 | 3233289.433 | 5173981.3093 | 5750694.7809 | 6174454.948 | 20999071.2527 | 22206045.4416 | 3205962.4245 | 3599898.6064 | 5484403.6508 | 2813995.9205 | 3711471.814 | 4012991.6653 | 6444131.4974 | 6897146.3318 | 6976684.8007 | 22331691.7615 | 22816677.9229 | 3361 | 3864 | 5114 | 3460 | 4391 | 5458.3198 | 7584.4158 | 858.4925 | 8314.5365 | 11598.3086 | 11680.7441 | [46 empty] | 6923.7792 | 6923.7792 | 6923.7792 | 6923.7792 | 6923.7792 | 6923.7792 | 6923.7792 | 6923.7792 |  |  |  |  | 10974740.3272 | 10974740.3272 | 10974740.3272 | 10974740.3272 | 10974740.3272 | 10974740.3272 | 10974740.3272 | 10974740.3272
F |  | Transformers | 15901817.1435 | 25612172.7726 | 24341188.5782 | 17799183.1432 | 23809405.475 | 29917877.1147 | 38968531.92 | 31006187.6245 | 37163165.2989 | 38372146.0389 | 40900690.2261 | 21395200.3625 | 33947165.7936 | 31935779.3213 | 22909626.7566 | 30021726.9389 | 37132522.1548 | 48534837.8634 | 37187543.6593 | 41991672.5718 | 40807277.9627 | 42025397.0103 | 499 | 799 | 488 | 479 | 590 | 864 | 1317 | 1237 | 1174 | 792 | 659 | [46 empty] | 1067.6667 | 1067.6667 | 1067.6667 | 350.392 | 350.392 | 350.392 | 350.392 | 350.392 |  |  |  |  | 35513832.9874 | 35513832.9874 | 35513832.9874 | 13023354.4434 | 13023354.4434 | 13023354.4434 | 13023354.4434 | 13023354.4434
G |  | Switchgear | 2719732.3626 | 3038331.9318 | 3543210.8113 | 4174372.4198 | 5427086.1697 | 18203001.2483 | 26501200.2425 | 33823047.4441 | 29790214.5247 | 38235911.3737 | 43113578.8525 | 3659281.0937 | 4027099.0962 | 4648712.9499 | 5372904.6614 | 6843114.9712 | 22592623.9534 | 33006926.1935 | 40565969.2429 | 33660774.6974 | 40662397.7194 | 44299136.7088 | 1055 | 1176 | 1316 | 1513 | 2045 | 37876 | 3044 | 3122 | 2963 | 2773 | 2435 | [46 empty] | 2953 | 2953 | 2953 | 1413.8471 | 1413.8471 | 1413.8471 | 1413.8471 | 1413.8471 |  |  |  |  | 33954857.7842 | 33954857.7842 | 33954857.7842 | 17424341.6774 | 17424341.6774 | 17424341.6774 | 17424341.6774 | 17424341.6774
H |  | Public Lighting | 2420944.5754 | 2182296.5709 | 3731154.4315 | 2261059.9376 | 1790369.738 | 3170675.4473 | 5741348.606 | 2949380.6775 | 3047384.5365 | 4926524.2178 | 5226027.7032 | 3257275.1775 | 2892483.3579 | 4895296.0598 | 2910248.118 | 2257510.8585 | 3935278.4237 | 7150780.6422 | 3537365.6394 | 3443322.7802 | 5239166.0071 | 5369735.5179 | 2128 | 1848 | 2228 | 1587 | 1405 | 2093 | 4681 | 2500 | 1778 | 2174 | 0 | [46 empty] | 0 | 0 | 0 | 0 | 0 | 0 | 0 | 0 |  |  |  |  | 0 | 0 | 0 | 0 | 0 | 0 | 0 | 0
I |  | SCADA, Protection & Control | 0 | 0 | 0 | 0 | 0 | 112730.0432 | -7228.44 | 11854.5203 | 0 | 0 | -284.04 | 0 | 0 | 0 | 0 | 0 | 139914.7009 | -9002.9351 | 14217.8231 | 0 | 0 | -291.8507 | 0 | 0 | 0 | 0 | 0 | 4000 | -1242 | 1.536 | 0 | 0 | -6 | [46 empty] | 0 | 0 | 0 | 0 | 0 | 0 | 0 | 0 |  |  |  |  | 0 | 0 | 0 | 0 | 0 | 0 | 0 | 0
J |  | Other | 0 | 0 | 0 | 0 | 0 | 1579.07 | 109810.5857 | 80776.3517 | 312550.2147 | 222881.9988 | 109427.21 | 0 | 0 | 0 | 0 | 0 | 1959.86 | 136767.7639 | 96879.8273 | 353158.9996 | 237026.2969 | 112436.2919 | 0 | 0 | 0 | 0 | 0 | 536 | 640 | 1199 | 995 | 1434 | 1006 | [46 empty] | 1209.3333 | 1209.3333 | 1209.3333 | 1209.3333 | 1209.3333 | 1209.3333 | 1209.3333 | 1209.3333 |  |  |  |  | 205402.8551 | 205402.8551 | 205402.8551 | 205402.8551 | 205402.8551 | 205402.8551 | 205402.8551 | 205402.8551
|  |  | 59561020.2 | 72926351.74 | 88011271.45 | 62396351.35 | 86959082.51 | 129105603.9054 | 184399949.1476 | 226833175.2514 | 201656789.4667 | 249391079.2251 | 285752240.11 | 80136751.0065 | 96658841.6852 | 115471294.0078 | 80311388.9496 | 109648341.8168 | 160239200.0923 | 229667919.0346 | 272054362.5097 | 227857498.334 | 265217668.0718 | 293609992.1742 | [69 empty] | 222607972.4994 | 225281145.8191 | 225581145.8191 | 190623591.9181 | 190923591.9181 | 190923591.9181 | 191223591.9181 | 191223591.9181
Reconductor
|  | P2 Pole Consequential | [36 empty] | Pole Defect Consequential Qty |  |  | Data extracted from --- Consequential Asset Replacements from Pole PIR | [7 empty] | Avg 5 Yr | Avg 3 Yr | Last Yr | 1 | [28 empty] | Ratio |  | Avg 3 Yr
A1 |  | Nails | [36 empty] | 0 | 0 | 0 | 0 | 0 | 0 | 0 | 0 | 0 | 0 |  | 0 | 0 | 0 | 2
A |  | Poles | [36 empty] | 0 | 0 | 0 | 0 | 0 | 5234 | 10929 | 10486 | 10810 | 10486 |  | 9589 | 10594 | 10486 | 3
B |  | Pole Tops | [36 empty] | 0 | 0 | 0 | 0 | 0 | 6690 | 9714 | 7719 | 8619 | 8445 |  | 8237.4 | 8261 | 8445 | 4 | [28 empty] | 9352.9533 | 9352.9533 | 9352.9533 | 9352.9533 | 9352.9533 | 9352.9533 | 9352.9533 | 9352.9533 |  |  |  |  | 26318828.8831 | 26318828.8831 | 26318828.8831 | 26318828.8831 | 26318828.8831 | 26318828.8831 | 26318828.8831 | 26318828.8831
C |  | Conductor | [36 empty] | 0 | 0 | 0 | 0 | 0 | 0 | 0 | 0 | 0 | 0 |  | 0 | 0 | 0 | 5 | [28 empty] | 0 | 0 | 0 | 0 | 0 | 0 | 0 | 0 |  |  |  |  | 0 | 0 | 0 | 0 | 0 | 0 | 0 | 0
D |  | Underground Cables | [36 empty] | 0 | 0 | 0 | 0 | 0 | 0 | 0 | 0 | 0 | 0 |  | 0 | 0 | 0 | 6 | [28 empty] | 0 | 0 | 0 | 0 | 0 | 0 | 0 | 0 |  |  |  |  | 0 | 0 | 0 | 0 | 0 | 0 | 0 | 0
E |  | Services | [36 empty] | 0 | 0 | 0 | 0 | 0 | 2426.85 | 4861.0182 | 2904.4412 | 3181.1184 | 4366.1405 |  | 3547.9137 | 3483.9001 | 4366.1405 | 7 | [28 empty] | 3944.408 | 3944.408 | 3944.408 | 3944.408 | 3944.408 | 3944.408 | 3944.408 | 3944.408 |  |  |  |  | 6252200.2621 | 6252200.2621 | 6252200.2621 | 6252200.2621 | 6252200.2621 | 6252200.2621 | 6252200.2621 | 6252200.2621
F |  | Transformers | [36 empty] | 0 | 0 | 0 | 0 | 0 | 266 | 608 | 431 | 473 | 264 |  | 408.4 | 389.3333 | 264 | 8 | [28 empty] | 440.7961 | 440.7961 | 440.7961 | 440.7961 | 440.7961 | 440.7961 | 440.7961 | 440.7961 |  |  |  |  | 14662215.4756 | 14662215.4756 | 14662215.4756 | 16383490.7423 | 16383490.7423 | 16383490.7423 | 16383490.7423 | 16383490.7423
G |  | Switchgear | [36 empty] | 0 | 0 | 0 | 0 | 0 | 395 | 309 | 310 | 296 | 371 |  | 336.2 | 325.6667 | 371 | 9 | [28 empty] | 368.7139 | 368.7139 | 368.7139 | 368.7139 | 368.7139 | 368.7139 | 368.7139 | 368.7139 |  |  |  |  | 4239629.6755 | 4239629.6755 | 4239629.6755 | 4544053.1097 | 4544053.1097 | 4544053.1097 | 4544053.1097 | 4544053.1097
H |  | Public Lighting | [36 empty] | 0 | 0 | 0 | 0 | 0 | 0 | 0 | 0 | 0 | 0 |  | 0 | 0 | 0 | 10 | [28 empty] | 0 | 0 | 0 | 0 | 0 | 0 | 0 | 0 |  |  |  |  | 0 | 0 | 0 | 0 | 0 | 0 | 0 | 0
I |  | SCADA, Protection & Control | [36 empty] | 0 | 0 | 0 | 0 | 0 | 0 | 0 | 0 | 0 | 0 |  | 0 | 0 | 0 | 11 | [28 empty] | 0 | 0 | 0 | 0 | 0 | 0 | 0 | 0 |  |  |  |  | 0 | 0 | 0 | 0 | 0 | 0 | 0 | 0
J |  | Other | [36 empty] | 0 | 0 | 0 | 0 | 0 | 0 | 0 | 0 | 0 | 0 |  | 0 | 0 | 0 | 12 | [28 empty] | 0 | 0 | 0 | 0 | 0 | 0 | 0 | 0 |  |  |  |  | 0 | 0 | 0 | 0 | 0 | 0 | 0 | 0
[94 empty] | 51472874.2963 | 51472874.2963 | 51472874.2963 | 53498572.9972 | 53498572.9972 | 53498572.9972 | 53498572.9972 | 53498572.9972
[84 empty] | Pole Top Deduction | 0.93133 | 0.06867
Note on N6: CHAN Andy (EnergyQ): No Streetlight Expenditure was added to Pole, Poletop and Conductor

## RTS
Lines RTS | [12 empty] | 1.0233 | [31 empty] | Base Rates
[14 empty] | Escalation | 2024/25
[14 empty] | Eaclation % | [35 empty] | Escalated to 2024/25 |  | N
[14 empty] | 134.5% | 132.5% | 131.2% | 128.7% | 126.1% | 124.1% | 124.5% | 119.9% | 113% | 106.3% | 102.7% | [11 empty] | Include 2022/23 |  | Y | [11 empty] | Include 2022/23 |  | Y
Group | Cat | RETURN TO SERVICE | ALLOCATED COSTS | [10 empty] | ESCALATED ALLOCATED COST | [10 empty] | UNITS | [10 empty] | AVERAGE REPLACEMENT UNITS |  |  | UNIT COST RATES | [10 empty] | AVERAGE UNIT RATES |  |  | Deta % |  |  | Starting Yr Logic | [7 empty] | Increment Logic | [7 empty] | Manual Qty | [7 empty] | Base Case |  | Forecast Unit | [7 empty] | UNIT COST RATE | [11 empty] | Remarks
Code | Code | RIN ASSET CATEGORY | 2013/14 | 2014/15 | 2015/16 | 2016/17 | 2017/18 | 2018/19 | 2019/20 | 2020/21 | 2021/22 | 2022/23 | 2023/24 | 2013/14 | 2014/15 | 2015/16 | 2016/17 | 2017/18 | 2018/19 | 2019/20 | 2020/21 | 2021/22 | 2022/23 | 2023/24 | 2013/14 | 2014/15 | 2015/16 | 2016/17 | 2017/18 | 2018/19 | 2019/20 | 2020/21 | 2021/22 | 2022/23 | 2023/24 | Avg 5 Yr | Avg 3 Yr | Last Yr | 2013/14 | 2014/15 | 2015/16 | 2016/17 | 2017/18 | 2018/19 | 2019/20 | 2020/21 | 2021/22 | 2022/23 | 2023/24 | Avg 5 Yr | Avg 3 Yr | Last Yr | Start Yr | Increment | % | 2022/23 | 2023/24 | 2024/25 | 2025/26 | 2026/27 | 2027/28 | 2028/29 | 2029/30 | 2022/23 | 2023/24 | 2024/25 | 2025/26 | 2026/27 | 2027/28 | 2028/29 | 2029/30 | 2022/23 | 2023/24 | 2024/25 | 2025/26 | 2026/27 | 2027/28 | 2028/29 | 2029/30 |  |  | 2022/23 | 2023/24 | 2024/25 | 2025/26 | 2026/27 | 2027/28 | 2028/29 | 2029/30 | Type | Escalate | Manual | APPLIED | 2022/23 | 2023/24 | 2024/25 | 2025/26 | 2026/27 | 2027/28 | 2028/29 | 2029/30
A1 | A001 | Staking of a wooden pole | 0 | 3060.2778 | 0 | 0 | 0 | 0 | 0 | 0 | 0 | 0 | 0 | 0 | 4056.1868 | 0 | 0 | 0 | 0 | 0 | 0 | 0 | 0 | 0 | 0 | 3 | 0 | 0 | 0 | 0 | 0 | 0 | 0 | 0 | 0 | 0 | 0 | 0 |  | 1020.0926 | [12 empty] | 2025/26 | Step | 0% | 0 | 0 | 0 | 1 | 2 | 3 | 4 | 5 | 100% | 100% | 100% | 100% | 100% | 100% | 100% | 100% | [8 empty] | Avg 3 Yr | 0 | 0 | 0 | 0 | 0 | 0 | 0 | 0 | 0 | Avg 3 Yr | 5%
A | A002 | ˂ = 1 kV; Wood | 42186.8651 | 32033.5535 | 45409.8385 | 68543.0453 | 45779.6968 | 107885.4075 | 8188.4495 | 268218.6729 | 18104.615 | 6427.0353 | 7141.8872 | 56760.5843 | 42458.2623 | 59577.9692 | 88222.9017 | 57724.4803 | 133901.7895 | 10198.6153 | 321690.4228 | 20456.8976 | 6834.9009 | 7338.2782 | 26 | 21 | 20.2 | 30.6 | 20.4 | 25 | 4 | 5 | 14 | 2 | -1 | 10 | 7 | 2 | 1622.5717 | 1525.4073 | 2248.0118 | 2239.9688 | 2244.1028 | 4315.4163 | 2047.1124 | 53643.7346 | 1293.1868 | 3213.5176 | -7141.8872 | 8176.4836 | 13940.4916 | 3213.5176 | 2025/26 | Step | 0% | 0 | 0 | 0 | 1 | 2 | 3 | 4 | 5 | 100% | 100% | 100% | 100% | 100% | 100% | 100% | 100% | [8 empty] | Avg 3 Yr | 7 | 7 | 7 | 7 | 7 | 7 | 7 | 7 | 7 | Avg 3 Yr | 5% | 14290.2518 | 14290.2518 | 100031.7628 | 100031.7628 | 100031.7628 | 100031.7628 | 100031.7628 | 100031.7628 | 100031.7628 | 100031.7628 | Manual unit cost Rate - 2.0 times of P1
A | A003 | > 1 kV & < = 11 kV; Wood | 64362.8038 | 50183.2349 | 70911.3369 | 78478.1894 | 72520.4484 | 520766.6408 | 137262.6068 | 206267.8228 | 262497.3329 | 392036.3494 | 265255.4469 | 86597.3411 | 66514.4113 | 93036.0816 | 101010.5921 | 91442.3966 | 646348.628 | 170958.926 | 247389.1263 | 296602.8853 | 416915.3392 | 272549.5683 | 30 | 26 | 28.4 | 21.2 | 22.8 | 90 | 31 | 59 | 86 | 79 | 37 | 69 | 74.6667 | 79 | 2145.4268 | 1930.1244 | 2496.8781 | 3701.8014 | 3180.7214 | 5786.296 | 4427.826 | 3496.0648 | 3052.2946 | 4962.4854 | 7169.0661 | 4402.408 | 3842.8639 | 4962.4854 | 2025/26 | Step | 0% | 0 | 0 | 0 | 1 | 2 | 3 | 4 | 5 | 100% | 100% | 100% | 100% | 100% | 100% | 100% | 100% | [8 empty] | Avg 3 Yr | 74.6667 | 74.6667 | 74.6667 | 74.6667 | 74.6667 | 74.6667 | 74.6667 | 74.6667 | 74.6667 | Avg 3 Yr | 5% | #VALUE! | #VALUE! | [8 empty] | Manual unit cost Rate - 1.5 times of P1
A | A004 | ˃ 11 kV & < = 22 kV; Wood | 64362.8038 | 50183.2349 | 70911.3369 | 78478.1894 | 72520.4484 | 0 | 0 | 0 | 0 | 0 | 0 | 86597.3411 | 66514.4113 | 93036.0816 | 101010.5921 | 91442.3966 | 0 | 0 | 0 | 0 | 0 | 0 | 30 | 26 | 28.4 | 21.2 | 22.8 | 1 | 0 | 0 | 0 | 0 | 0 | 0.2 | 0 | 0 | 2145.4268 | 1930.1244 | 2496.8781 | 3701.8014 | 3180.7214 | 0 | [5 empty] | 0 |  |  | 2025/26 | Step | 0% | 0 | 0 | 0 | 1 | 2 | 3 | 4 | 5 | 100% | 100% | 100% | 100% | 100% | 100% | 100% | 100% | [8 empty] | Avg 3 Yr | 0 | 0 | 0 | 0 | 0 | 0 | 0 | 0 | 0 | Avg 5 Yr | 5% | 14001.7746 | 14001.7746 | 0 | 0 | 0 | 0 | 0 | 0 | 0 | 0 | Manual unit cost Rate - 1.5 times of P1
A | A005 | > 22 kV & < = 66 kV; Wood | 11605.7589 | 12089.8466 | 5000.1212 | 2632.3855 | 14293.2038 | 0 | 0 | 22390.8995 | 15354.2753 | 10243.1571 | 246155.6765 | 15615.0416 | 16024.2566 | 6560.1878 | 3388.1874 | 18022.5694 | 0 | 0 | 26854.7221 | 17349.2138 | 10893.1974 | 252924.5832 | 4 | 4 | 1 | 1 | 2 | 0 | 1 | 5 | 7 | 2 | 1 | 3 | 4.6667 | 2 | 2901.4397 | 3022.4617 | 5000.1212 | 2632.3855 | 7146.6019 |  | 0 | 4478.1799 | 2193.4679 | 5121.5786 | 246155.6765 | 3199.2221 | 3427.738 | 5121.5786 | 2025/26 | Step | 0% | 0 | 0 | 0 | 1 | 2 | 3 | 4 | 5 | 100% | 100% | 100% | 100% | 100% | 100% | 100% | 100% | [8 empty] | Avg 3 Yr | 4.6667 | 4.6667 | 4.6667 | 4.6667 | 4.6667 | 4.6667 | 4.6667 | 4.6667 | 4.6667 | Avg 3 Yr | 5% | #VALUE! | #VALUE! | [8 empty] | Manual unit cost Rate - 1.5 times of P1
A | A006 | > 66 kV & < = 132 kV; Wood | 0 | 0 | 0 | 0 | 0 | 15407.2712 | 0 | 0 | 0 | 0 | 0 | 0 | 0 | 0 | 0 | 0 | 19122.7083 | 0 | 0 | 0 | 0 | 0 | 0 | 0 | 0 | 0 | 0 | 19 | 0 | 0 | 0 | 0 | 0 | 3.8 | 0 | 0 | [5 empty] | 810.909 | [5 empty] | 810.909 |  |  | 2025/26 | Step | 0% | 0 | 0 | 0 | 1 | 2 | 3 | 4 | 5 | 100% | 100% | 100% | 100% | 100% | 100% | 100% | 100% | [8 empty] | Avg 3 Yr | 0 | 0 | 0 | 0 | 0 | 0 | 0 | 0 | 0 | Avg 5 Yr | 5% | #VALUE! | #VALUE! | [8 empty] | Manual unit cost Rate - 1.5 times of P1
A | A007 | > 132 kV; Wood | 0 | 0 | 0 | 0 | 0 | 0 | 0 | 0 | 0 | 0 | 0 | 0 | 0 | 0 | 0 | 0 | 0 | 0 | 0 | 0 | 0 | 0 | 0 | 0 | 0 | 0 | 0 | 0 | 0 | 0 | 0 | 0 | 0 | 0 | 0 | 0 | [14 empty] | 2025/26 | Step | 0% | 0 | 0 | 0 | 1 | 2 | 3 | 4 | 5 | 100% | 100% | 100% | 100% | 100% | 100% | 100% | 100% | [8 empty] | Avg 3 Yr | 0 | 0 | 0 | 0 | 0 | 0 | 0 | 0 | 0 | Avg 3 Yr | 5%
A | A008 | ˂ = 1 kV; Concrete | 0 | 0 | 0 | 0 | 0 | 0 | 0 | 0 | 0 | 0 | 0 | 0 | 0 | 0 | 0 | 0 | 0 | 0 | 0 | 0 | 0 | 0 | 0 | 0 | 0 | 0 | 0 | 0 | 0 | 0 | 0 | 0 | 0 | 0 | 0 | 0 | [14 empty] | 2025/26 | Step | 0% | 0 | 0 | 0 | 1 | 2 | 3 | 4 | 5 | 100% | 100% | 100% | 100% | 100% | 100% | 100% | 100% | [8 empty] | Avg 3 Yr | 0 | 0 | 0 | 0 | 0 | 0 | 0 | 0 | 0 | Avg 3 Yr | 5%
A | A009 | > 1 kV & < = 11 kV; Concrete | 0 | 0 | 0 | 0 | 0 | 0 | 0 | 0 | 0 | 0 | 0 | 0 | 0 | 0 | 0 | 0 | 0 | 0 | 0 | 0 | 0 | 0 | 0 | 0 | 0 | 0 | 0 | 0 | 0 | 0 | 0 | 0 | 0 | 0 | 0 | 0 | [14 empty] | 2025/26 | Step | 0% | 0 | 0 | 0 | 1 | 2 | 3 | 4 | 5 | 100% | 100% | 100% | 100% | 100% | 100% | 100% | 100% | [8 empty] | Avg 3 Yr | 0 | 0 | 0 | 0 | 0 | 0 | 0 | 0 | 0 | Avg 3 Yr | 5%
A | A010 | ˃ 11 kV & < = 22 kV; Concrete | 0 | 0 | 0 | 0 | 0 | 0 | 0 | 0 | 0 | 0 | 0 | 0 | 0 | 0 | 0 | 0 | 0 | 0 | 0 | 0 | 0 | 0 | 0 | 0 | 0 | 0 | 0 | 0 | 0 | 0 | 0 | 0 | 0 | 0 | 0 | 0 | [14 empty] | 2025/26 | Step | 0% | 0 | 0 | 0 | 1 | 2 | 3 | 4 | 5 | 100% | 100% | 100% | 100% | 100% | 100% | 100% | 100% | [8 empty] | Avg 3 Yr | 0 | 0 | 0 | 0 | 0 | 0 | 0 | 0 | 0 | Avg 3 Yr | 5%
A | A011 | > 22 kV & < = 66 kV; Concrete | 0 | 0 | 0 | 0 | 0 | 0 | 0 | 0 | 0 | 0 | 0 | 0 | 0 | 0 | 0 | 0 | 0 | 0 | 0 | 0 | 0 | 0 | 0 | 0 | 0 | 0 | 0 | 0 | 0 | 0 | 0 | 0 | 0 | 0 | 0 | 0 | [14 empty] | 2025/26 | Step | 0% | 0 | 0 | 0 | 1 | 2 | 3 | 4 | 5 | 100% | 100% | 100% | 100% | 100% | 100% | 100% | 100% | [8 empty] | Avg 3 Yr | 0 | 0 | 0 | 0 | 0 | 0 | 0 | 0 | 0 | Avg 3 Yr | 5%
A | A012 | > 66 kV & < = 132 kV; Concrete | 0 | 0 | 0 | 0 | 0 | 0 | 0 | 0 | 0 | 0 | 0 | 0 | 0 | 0 | 0 | 0 | 0 | 0 | 0 | 0 | 0 | 0 | 0 | 0 | 0 | 0 | 0 | 0 | 0 | 0 | 0 | 0 | 0 | 0 | 0 | 0 | [14 empty] | 2025/26 | Step | 0% | 0 | 0 | 0 | 1 | 2 | 3 | 4 | 5 | 100% | 100% | 100% | 100% | 100% | 100% | 100% | 100% | [8 empty] | Avg 3 Yr | 0 | 0 | 0 | 0 | 0 | 0 | 0 | 0 | 0 | Avg 3 Yr | 5%
A | A013 | > 132 kV; Concrete | 0 | 0 | 0 | 0 | 0 | 0 | 0 | 0 | 0 | 0 | 0 | 0 | 0 | 0 | 0 | 0 | 0 | 0 | 0 | 0 | 0 | 0 | 0 | 0 | 0 | 0 | 0 | 0 | 0 | 0 | 0 | 0 | 0 | 0 | 0 | 0 | [14 empty] | 2025/26 | Step | 0% | 0 | 0 | 0 | 1 | 2 | 3 | 4 | 5 | 100% | 100% | 100% | 100% | 100% | 100% | 100% | 100% | [8 empty] | Avg 3 Yr | 0 | 0 | 0 | 0 | 0 | 0 | 0 | 0 | 0 | Avg 3 Yr | 5%
A | A014 | ˂ = 1 kV; Steel | 0 | 0 | 0 | 0 | 0 | 0 | 0 | 0 | 0 | 0 | 0 | 0 | 0 | 0 | 0 | 0 | 0 | 0 | 0 | 0 | 0 | 0 | 0 | 0 | 0 | 0 | 0 | 0 | 0 | 0 | 0 | 0 | 0 | 0 | 0 | 0 | [14 empty] | 2025/26 | Step | 0% | 0 | 0 | 0 | 1 | 2 | 3 | 4 | 5 | 100% | 100% | 100% | 100% | 100% | 100% | 100% | 100% | [8 empty] | Avg 3 Yr | 0 | 0 | 0 | 0 | 0 | 0 | 0 | 0 | 0 | Avg 3 Yr | 5%
A | A015 | > 1 kV & < = 11 kV; Steel | 0 | 0 | 0 | 0 | 0 | 0 | 0 | 0 | 0 | 0 | 0 | 0 | 0 | 0 | 0 | 0 | 0 | 0 | 0 | 0 | 0 | 0 | 0 | 0 | 0 | 0 | 0 | 0 | 0 | 0 | 0 | 0 | 0 | 0 | 0 | 0 | [14 empty] | 2025/26 | Step | 0% | 0 | 0 | 0 | 1 | 2 | 3 | 4 | 5 | 100% | 100% | 100% | 100% | 100% | 100% | 100% | 100% | [8 empty] | Avg 3 Yr | 0 | 0 | 0 | 0 | 0 | 0 | 0 | 0 | 0 | Avg 3 Yr | 5%
A | A016 | ˃ 11 kV & < = 22 kV; Steel | 0 | 0 | 0 | 0 | 0 | 0 | 0 | 0 | 0 | 0 | 0 | 0 | 0 | 0 | 0 | 0 | 0 | 0 | 0 | 0 | 0 | 0 | 0 | 0 | 0 | 0 | 0 | 0 | 0 | 0 | 0 | 0 | 0 | 0 | 0 | 0 | [14 empty] | 2025/26 | Step | 0% | 0 | 0 | 0 | 1 | 2 | 3 | 4 | 5 | 100% | 100% | 100% | 100% | 100% | 100% | 100% | 100% | [8 empty] | Avg 3 Yr | 0 | 0 | 0 | 0 | 0 | 0 | 0 | 0 | 0 | Avg 3 Yr | 5%
A | A017 | > 22 kV & < = 66 kV; Steel | 0 | 0 | 0 | 0 | 0 | 0 | 0 | 0 | 0 | 0 | 0 | 0 | 0 | 0 | 0 | 0 | 0 | 0 | 0 | 0 | 0 | 0 | 0 | 0 | 0 | 0 | 0 | 0 | 0 | 0 | 0 | 0 | 0 | 0 | 0 | 0 | [14 empty] | 2025/26 | Step | 0% | 0 | 0 | 0 | 1 | 2 | 3 | 4 | 5 | 100% | 100% | 100% | 100% | 100% | 100% | 100% | 100% | [8 empty] | Avg 3 Yr | 0 | 0 | 0 | 0 | 0 | 0 | 0 | 0 | 0 | Avg 3 Yr | 5%
A | A018 | > 66 kV & < = 132 kV; Steel | 0 | 0 | 0 | 0 | 0 | 0 | 0 | 0 | 0 | 0 | 0 | 0 | 0 | 0 | 0 | 0 | 0 | 0 | 0 | 0 | 0 | 0 | 0 | 0 | 0 | 0 | 0 | 0 | 0 | 0 | 0 | 0 | 0 | 0 | 0 | 0 | [14 empty] | 2025/26 | Step | 0% | 0 | 0 | 0 | 1 | 2 | 3 | 4 | 5 | 100% | 100% | 100% | 100% | 100% | 100% | 100% | 100% | [8 empty] | Avg 3 Yr | 0 | 0 | 0 | 0 | 0 | 0 | 0 | 0 | 0 | Avg 3 Yr | 5%
A | A019 | > 132 kV; Steel | 0 | 0 | 0 | 0 | 0 | 0 | 0 | 0 | 0 | 0 | 0 | 0 | 0 | 0 | 0 | 0 | 0 | 0 | 0 | 0 | 0 | 0 | 0 | 0 | 0 | 0 | 0 | 0 | 0 | 0 | 0 | 0 | 0 | 0 | 0 | 0 | [14 empty] | 2025/26 | Step | 0% | 0 | 0 | 0 | 1 | 2 | 3 | 4 | 5 | 100% | 100% | 100% | 100% | 100% | 100% | 100% | 100% | [8 empty] | Avg 3 Yr | 0 | 0 | 0 | 0 | 0 | 0 | 0 | 0 | 0 | Avg 3 Yr | 5%
A | A020 | Poles Other | 0 | 0 | 0 | 0 | 0 | 0 | 0 | 0 | 0 | 0 | 0 | 0 | 0 | 0 | 0 | 0 | 0 | 0 | 0 | 0 | 0 | 0 | 0 | 0 | 0 | 0 | 0 | 0 | 0 | 0 | 0 | 0 | 0 | 0 | 0 | 0 | [14 empty] | 2025/26 | Step | 0% | 0 | 0 | 0 | 1 | 2 | 3 | 4 | 5 | 100% | 100% | 100% | 100% | 100% | 100% | 100% | 100% | [8 empty] | Avg 3 Yr | 0 | 0 | 0 | 0 | 0 | 0 | 0 | 0 | 0 | Avg 3 Yr | 5%
B | B001 | ˂ = 1 kV | 3632.3701 | 4931.4269 | 10239.7256 | 8088.9257 | 3644.8713 | 56012.7451 | 18890.6315 | 26666.0863 | 22353.8741 | 13120.7729 | 25098.8014 | 4887.1953 | 6536.2657 | 13434.5789 | 10411.3918 | 4595.8868 | 69520.123 | 23528.0543 | 31982.205 | 25258.2511 | 13953.4293 | 25788.9803 | 17 | 17 | 31 | 26 | 14 | 96 | 24 | 24 | 28 | 23 | 28 | 39 | 25 | 23 | 213.6688 | 290.0839 | 330.3137 | 311.1125 | 260.348 | 583.4661 | 787.1096 | 1111.0869 | 798.3526 | 570.4684 | 896.3858 | 702.7903 | 828.5431 | 570.4684 | 2025/26 | Step | 9.231% | 0 | 0 | 0 | 1 | 2 | 3 | 4 | 5 | 100% | 100% | 100% | 109.2% | 109.2% | 109.2% | 109.2% | 109.2% | [8 empty] | Avg 3 Yr | 25 | 25 | 25 | 25 | 27.3077 | 27.3077 | 27.3077 | 27.3077 | 27.3077 | Avg 3 Yr | 5% | 1439.6953 | 1439.6953 | 35992.3822 | 35992.3822 | 35992.3822 | 39314.756 | 39314.756 | 39314.756 | 39314.756 | 39314.756 | Matched defect qty from model
B | B002 | > 1 kV & < = 11 kV | 25380.5608 | 27376.0795 | 29183.8678 | 31219.7423 | 24487.6845 | 41638.6469 | 34515.6077 | 78181.5345 | 131737.9986 | 210968.6845 | 158520.8014 | 34148.4359 | 36285.1023 | 38289.4023 | 40183.4532 | 30876.9817 | 51679.7356 | 42988.7743 | 93767.7106 | 148854.3524 | 224356.9526 | 162879.8824 | 87 | 94 | 82 | 92 | 70 | 70 | 47 | 68 | 134 | 187 | 87 | 101.2 | 129.6667 | 187 | 291.7306 | 291.2349 | 355.9008 | 339.345 | 349.8241 | 594.8378 | 734.3746 | 1149.7284 | 983.1194 | 1128.1748 | 1822.0782 | 982.2974 | 1081.9749 | 1128.1748 | 2025/26 | Step | 9.231% | 0 | 0 | 0 | 1 | 2 | 3 | 4 | 5 | 100% | 100% | 100% | 109.2% | 109.2% | 109.2% | 109.2% | 109.2% | [8 empty] | Avg 3 Yr | 129.6667 | 129.6667 | 129.6667 | 129.6667 | 141.6359 | 141.6359 | 141.6359 | 141.6359 | 141.6359 | Avg 3 Yr | 5% | 4385.1235 | 4385.1235 | 568604.3491 | 568604.3491 | 568604.3491 | 621090.9042 | 621090.9042 | 621090.9042 | 621090.9042 | 621090.9042 | Included consequential due to pole defect
B | B003 | ˃ 11 kV & < = 22 kV | 12628.3944 | 25288.2586 | 15374.3339 | 10136.5549 | 26402.6215 | 19029.4937 | 23803.6611 | 56107.82 | 113637.4224 | 142857.6716 | 87271.4953 | 16990.9531 | 33517.8399 | 20171.2145 | 13046.9296 | 33291.5617 | 23618.4237 | 29647.1736 | 67293.4071 | 128402.0183 | 151923.5517 | 89671.3287 | 32 | 59 | 37 | 23 | 49 | 38 | 25 | 50 | 152 | 78 | 94 | 68.6 | 93.3333 | 78 | 394.6373 | 428.6146 | 415.5225 | 440.7198 | 538.829 | 500.7762 | 952.1464 | 1122.1564 | 747.6146 | 1831.5086 | 928.4202 | 1036.2568 | 1116.439 | 1831.5086 | 2025/26 | Step | 9.231% | 0 | 0 | 0 | 1 | 2 | 3 | 4 | 5 | 100% | 100% | 100% | 109.2% | 109.2% | 109.2% | 109.2% | 109.2% | [8 empty] | Avg 3 Yr | 93.3333 | 93.3333 | 93.3333 | 93.3333 | 101.9487 | 101.9487 | 101.9487 | 101.9487 | 101.9487 | Avg 3 Yr | 5% |  | 1116.439 | 104200.9713 | 104200.9713 | 104200.9713 | 113819.5225 | 113819.5225 | 113819.5225 | 113819.5225 | 113819.5225
B | B004 | ˃ 22 kV & < = 66 kV | 10716.6419 | 6103.3304 | 9838.5374 | 8200.495 | 6853.4151 | 0 | 8310.288 | 12649.7465 | 28918.2443 | 27943.5696 | 34429.4326 | 14418.7735 | 8089.5428 | 12908.2177 | 10554.9944 | 8641.5999 | 0 | 10350.3637 | 15171.5847 | 32675.5118 | 29716.8944 | 35376.1897 | 50 | 29 | 44 | 27 | 32 | 0 | 20 | 32 | 78 | 121 | 81 | 50.2 | 77 | 121 | 214.3328 | 210.4597 | 223.6031 | 303.722 | 214.1692 |  | 415.5144 | 395.3046 | 370.7467 | 230.9386 | 425.0547 | 310.0472 | 300.9158 | 230.9386 | 2025/26 | Step | 9.231% | 0 | 0 | 0 | 1 | 2 | 3 | 4 | 5 | 100% | 100% | 100% | 109.2% | 109.2% | 109.2% | 109.2% | 109.2% | [8 empty] | Avg 3 Yr | 77 | 77 | 77 | 77 | 84.1077 | 84.1077 | 84.1077 | 84.1077 | 84.1077 | Avg 3 Yr | 5% | 4402.2876 | 4402.2876 | 338976.1421 | 338976.1421 | 338976.1421 | 370266.2474 | 370266.2474 | 370266.2474 | 370266.2474 | 370266.2474 | Manual Unit Cost Rate to match P1 in this asset class
B | B005 | > 66 kV & < = 132 kV | 0 | 0 | 0 | 0 | 0 | 0 | 0 | 0 | 0 | 0 | 0 | 0 | 0 | 0 | 0 | 0 | 0 | 0 | 0 | 0 | 0 | 0 | 0 | 0 | 0 | 0 | 0 | 0 | 0 | 0 | 0 | 0 | 0 | 0 | 0 | 0 | [14 empty] | 2025/26 | Step | 9.231% | 0 | 0 | 0 | 1 | 2 | 3 | 4 | 5 | 100% | 100% | 100% | 109.2% | 109.2% | 109.2% | 109.2% | 109.2% | [8 empty] | Avg 3 Yr | 0 | 0 | 0 | 0 | 0 | 0 | 0 | 0 | 0 | Avg 3 Yr | 5%
B | B006 | > 132 kV | 0 | 0 | 0 | 0 | 0 | 0 | 0 | 0 | 0 | 0 | 0 | 0 | 0 | 0 | 0 | 0 | 0 | 0 | 0 | 0 | 0 | 0 | 0 | 0 | 0 | 0 | 0 | 0 | 0 | 0 | 0 | 0 | 0 | 0 | 0 | 0 | [14 empty] | 2025/26 | Step | 9.231% | 0 | 0 | 0 | 1 | 2 | 3 | 4 | 5 | 100% | 100% | 100% | 109.2% | 109.2% | 109.2% | 109.2% | 109.2% | [8 empty] | Avg 3 Yr | 0 | 0 | 0 | 0 | 0 | 0 | 0 | 0 | 0 | Avg 3 Yr | 5%
B | B007 | Pole Tops Other | 0 | 0 | 0 | 0 | 0 | 0 | 0 | 0 | 0 | 0 | 0 | 0 | 0 | 0 | 0 | 0 | 0 | 0 | 0 | 0 | 0 | 0 | 0 | 0 | 0 | 0 | 0 | 0 | 0 | 0 | 0 | 0 | 0 | 0 | 0 | 0 | [14 empty] | 2025/26 | Step | 9.231% | 0 | 0 | 0 | 1 | 2 | 3 | 4 | 5 | 100% | 100% | 100% | 109.2% | 109.2% | 109.2% | 109.2% | 109.2% | [8 empty] | Avg 3 Yr | 0 | 0 | 0 | 0 | 0 | 0 | 0 | 0 | 0 | Avg 3 Yr | 5%
C | C001 | ˂ = 1 kV | 1582.6651 | 13463.2659 | 1509.6492 | 14015.1607 | 31417.3042 | 762.9145 | 13056.2124 | 20505.3298 | 32933.0523 | 43286.2932 | 85914.5785 | 2129.4067 | 17844.629 | 1980.6684 | 18039.1481 | 39614.6695 | 946.8901 | 16261.3556 | 24593.2475 | 37211.9527 | 46033.2814 | 88277.0987 | 0 | 0 | 0 | 1 | 0 | 0.042603 | 0.44717 | 0.324 | 0.37467 | 0.29267 | 1.2058 | 0.29622 | 0.33044 | 0.29267 |  |  |  | 14015.1607 |  | 17907.3931 | 29197.6425 | 63288.0549 | 87899.6078 | 147903.0519 | 71249.1322 | 74636.1182 | 97570.2853 | 147903.0519 | 2025/26 | Step | 156.3% | 0 | 0 | 0 | 1 | 2 | 3 | 4 | 5 | 100% | 100% | 100% | 256.3% | 256.3% | 256.3% | 256.3% | 256.3% | [8 empty] | Avg 3 Yr | 0.33044 | 0.33044 | 0.33044 | 0.33044 | 0.84677 | 0.84677 | 0.84677 | 0.84677 | 0.84677 | Avg 3 Yr | 5% |  | 97570.2853 | 32241.5584 | 32241.5584 | 32241.5584 | 82619.9607 | 82619.9607 | 82619.9607 | 82619.9607 | 82619.9607
C | C002 | > 1 kV & < = 11 kV | 197.1727 | 625.5347 | 21983.5207 | 4658.5614 | -241.38 | 11291.3422 | 21124.5342 | 2600.7944 | 14686.2524 | 38195.5974 | 0 | 265.2872 | 829.1031 | 28842.5056 | 5996.1124 | -304.3606 | 14014.2301 | 26310.3533 | 3119.2856 | 16594.3966 | 40619.5254 | 0 | 0 | 0 | 2 | 1 | 0 | 0.8547 | 0.275 | 0.46667 | 0.20633 | 3.1447 | 0 | 0.98947 | 1.2726 | 3.1447 |  |  | 10991.7604 | 4658.5614 |  | 13210.8834 | 76816.488 | 5573.1309 | 71177.3152 | 12146.1518 |  | 17766.7289 | 14533.1299 | 12146.1518 | 2025/26 | Step | 156.3% | 0 | 0 | 0 | 1 | 2 | 3 | 4 | 5 | 100% | 100% | 100% | 256.3% | 256.3% | 256.3% | 256.3% | 256.3% | [8 empty] | Avg 3 Yr | 1.2726 | 1.2726 | 1.2726 | 1.2726 | 3.261 | 3.261 | 3.261 | 3.261 | 3.261 | Avg 3 Yr | 5% |  | 14533.1299 | 18494.2147 | 18494.2147 | 18494.2147 | 47391.9801 | 47391.9801 | 47391.9801 | 47391.9801 | 47391.9801
C | C003 | ˃ 11 kV & < = 22 kV ; SWER | 1.495 | 42.4315 | 4088.669 | 2623.9663 | 4140.002 | 7488.3511 | 887.4868 | 5118.9956 | 23365.3257 | 9876.7652 | 8671.3631 | 2.0115 | 56.24 | 5364.3573 | 3377.351 | 5220.2064 | 9294.1542 | 1105.3542 | 6139.5123 | 26401.1178 | 10503.5539 | 8909.8124 | 0 | 0 | 0 | 0 | 1 | 1.5932 | 0.013333 | 0.080333 | 3.3907 | 0 | 0.047 | 1.0155 | 1.157 | 0 |  |  |  |  | 4140.002 | 4700.0773 | 66561.515 | 63721.9363 | 6891.0715 |  | 184497.0982 | 9204.5791 | 11051.8835 |  | 2025/26 | Step | 156.3% | 0 | 0 | 0 | 1 | 2 | 3 | 4 | 5 | 100% | 100% | 100% | 256.3% | 256.3% | 256.3% | 256.3% | 256.3% | [8 empty] | Avg 3 Yr | 1.157 | 1.157 | 1.157 | 1.157 | 2.9648 | 2.9648 | 2.9648 | 2.9648 | 2.9648 | Avg 3 Yr | 5% |  | 11051.8835 | 12787.0288 | 12787.0288 | 12787.0288 | 32767.1449 | 32767.1449 | 32767.1449 | 32767.1449 | 32767.1449
C | C004 | ˃ 11 kV & < = 22 kV ; Single-Phase | 0 | 0 | 0 | 0 | 0 | 0 | 0 | 0 | 0 | 0 | 0 | 0 | 0 | 0 | 0 | 0 | 0 | 0 | 0 | 0 | 0 | 0 | 0 | 0 | 0 | 0 | 0 | 0 | 0 | 0 | 0 | 0 | 0 | 0 | 0 | 0 | [14 empty] | 2025/26 | Step | 156.3% | 0 | 0 | 0 | 1 | 2 | 3 | 4 | 5 | 100% | 100% | 100% | 256.3% | 256.3% | 256.3% | 256.3% | 256.3% | [8 empty] | Avg 3 Yr | 0 | 0 | 0 | 0 | 0 | 0 | 0 | 0 | 0 | Avg 3 Yr | 5%
C | C005 | ˃ 11 kV & < = 22 kV ; Multiple-Phase | 0 | 0 | 0 | 0 | 0 | 0 | 0 | 0 | 17644.62 | 351.7271 | 956.7221 | 0 | 0 | 0 | 0 | 0 | 0 | 0 | 0 | 19937.1367 | 374.048 | 983.0305 | 0 | 0 | 0 | 0 | 0 | 0 | 0 | 0 | 2.074 | 0.0033333 | 0 | 0.41547 | 0.69244 | 0.0033333 | [8 empty] | 8507.5316 | 105518.1343 |  | 8663.1969 | 8663.1969 | 105518.1343 | 2025/26 | Step | 156.3% | 0 | 0 | 0 | 1 | 2 | 3 | 4 | 5 | 100% | 100% | 100% | 256.3% | 256.3% | 256.3% | 256.3% | 256.3% | [8 empty] | Avg 3 Yr | 0.69244 | 0.69244 | 0.69244 | 0.69244 | 1.7744 | 1.7744 | 1.7744 | 1.7744 | 1.7744 | Avg 3 Yr | 5% |  | 8663.1969 | 5998.7824 | 5998.7824 | 5998.7824 | 15372.0598 | 15372.0598 | 15372.0598 | 15372.0598 | 15372.0598
C | C006 | > 22 kV & < = 66 kV | 76.707 | 0 | 0 | 5615.6621 | 0 | 0 | 0 | 0 | 0 | 1809.8295 | 1833.8657 | 103.2059 | 0 | 0 | 7228.0127 | 0 | 0 | 0 | 0 | 0 | 1924.6829 | 1884.2942 | 0 | 0 | 0 | 0 | 0 | 0 | 0.73667 | 0 | 0.086667 | 0 | 0.038333 | 0.16467 | 0.028889 | 0 | [6 empty] | 0 |  | 0 |  | 47839.9567 | 2198.1734 | 20882.6471 |  | 2025/26 | Step | 156.3% | 0 | 0 | 0 | 1 | 2 | 3 | 4 | 5 | 100% | 100% | 100% | 256.3% | 256.3% | 256.3% | 256.3% | 256.3% | [8 empty] | Avg 3 Yr | 0.028889 | 0.028889 | 0.028889 | 0.028889 | 0.074029 | 0.074029 | 0.074029 | 0.074029 | 0.074029 | Avg 3 Yr | 5% |  | 20882.6471 | 603.2765 | 603.2765 | 603.2765 | 1545.9141 | 1545.9141 | 1545.9141 | 1545.9141 | 1545.9141
C | C007 | > 66 kV & < = 132 kV | 0 | 0 | 0 | 0 | 0 | 0 | 0 | 0 | 0 | 0 | 0 | 0 | 0 | 0 | 0 | 0 | 0 | 0 | 0 | 0 | 0 | 0 | 0 | 0 | 0 | 0 | 0 | 0 | 0 | 0 | 0 | 0 | 0 | 0 | 0 | 0 | [14 empty] | 2025/26 | Step | 156.3% | 0 | 0 | 0 | 1 | 2 | 3 | 4 | 5 | 100% | 100% | 100% | 256.3% | 256.3% | 256.3% | 256.3% | 256.3% | [8 empty] | Avg 3 Yr | 0 | 0 | 0 | 0 | 0 | 0 | 0 | 0 | 0 | Avg 3 Yr | 5%
C | C008 | > 132 kV | 0 | 0 | 0 | 0 | 0 | 0 | 0 | 0 | 0 | 0 | 0 | 0 | 0 | 0 | 0 | 0 | 0 | 0 | 0 | 0 | 0 | 0 | 0 | 0 | 0 | 0 | 0 | 0 | 0 | 0 | 0 | 0 | 0 | 0 | 0 | 0 | [14 empty] | 2025/26 | Step | 156.3% | 0 | 0 | 0 | 1 | 2 | 3 | 4 | 5 | 100% | 100% | 100% | 256.3% | 256.3% | 256.3% | 256.3% | 256.3% | [8 empty] | Avg 3 Yr | 0 | 0 | 0 | 0 | 0 | 0 | 0 | 0 | 0 | Avg 3 Yr | 5%
C | C009 | OH Conductor Other | 0 | 0 | 0 | 0 | 0 | 0 | 0 | 0 | 0 | 0 | 0 | 0 | 0 | 0 | 0 | 0 | 0 | 0 | 0 | 0 | 0 | 0 | 0 | 0 | 0 | 0 | 0 | 0 | 0 | 0 | 0 | 0 | 0 | 0 | 0 | 0 | [14 empty] | 2025/26 | Step | 156.3% | 0 | 0 | 0 | 1 | 2 | 3 | 4 | 5 | 100% | 100% | 100% | 256.3% | 256.3% | 256.3% | 256.3% | 256.3% | [8 empty] | Avg 3 Yr | 0 | 0 | 0 | 0 | 0 | 0 | 0 | 0 | 0 | Avg 3 Yr | 5%
D | D001 | ˂ = 1 kV | 98018.8778 | 92303.9403 | 71680.2549 | 148457.7776 | 88197.4647 | 81545.802 | 138794.5339 | 231558.8155 | 488170.3007 | 107372.9294 | 328953.2462 | 131880.1186 | 122342.4967 | 94044.9064 | 191082.4922 | 111209.8412 | 101210.4331 | 172866.9228 | 277722.1007 | 551596.9175 | 114186.9149 | 337998.9603 | 2 | 1 | 2 | 2 | 1 | 1.8565 | 2.0943 | 1.216 | 2.0447 | 0.64333 | 1.0327 | 1.571 | 1.3013 | 0.64333 | 49009.4389 | 92303.9403 | 35840.1274 | 74228.8888 | 88197.4647 | 43923.8513 | 66271.463 | 190426.6575 | 238753.0007 | 166900.9292 | 318547.3658 | 133349.5927 | 211860.156 | 166900.9292 | 2025/26 | Step | 0% | 0 | 0 | 0 | 1 | 2 | 3 | 4 | 5 | 100% | 100% | 100% | 100% | 100% | 100% | 100% | 100% | [8 empty] | Avg 3 Yr | 1.3013 | 1.3013 | 1.3013 | 1.3013 | 1.3013 | 1.3013 | 1.3013 | 1.3013 | 1.3013 | Avg 3 Yr | 5% |  | 211860.156 | 275700.6819 | 275700.6819 | 275700.6819 | 275700.6819 | 275700.6819 | 275700.6819 | 275700.6819 | 275700.6819
D | D002 | > 1 kV & < = 11 kV | 192132.1384 | 82940.6168 | 82552.4148 | 181760.6342 | 166403.2519 | 191531.984 | 39983.8332 | 71860.1753 | 15191.5003 | 245.291 | 0 | 258505.3997 | 109932.0582 | 108309.2427 | 233947.1567 | 209820.9884 | 237719.5953 | 49799.3834 | 86186.1329 | 17165.2899 | 260.8574 | 0 | 1 | 1 | 0 | 0 | 1 | 0.75673 | 0.36 | 0.098333 | 0.061 | 0.13167 | 0 | 0.28155 | 0.097 | 0.13167 | 192132.1384 | 82940.6168 |  |  | 166403.2519 | 253104.774 | 111066.2034 | 730781.4438 | 249040.9799 | 1862.9695 |  | 226472.957 | 299989.5734 | 1862.9695 | 2025/26 | Step | 0% | 0 | 0 | 0 | 1 | 2 | 3 | 4 | 5 | 100% | 100% | 100% | 100% | 100% | 100% | 100% | 100% | [8 empty] | Avg 3 Yr | 0.097 | 0.097 | 0.097 | 0.097 | 0.097 | 0.097 | 0.097 | 0.097 | 0.097 | Avg 3 Yr | 5% |  | 299989.5734 | 29098.9889 | 29098.9889 | 29098.9889 | 29098.9889 | 29098.9889 | 29098.9889 | 29098.9889 | 29098.9889
D | D003 | > 11 kV & < = 22 kV | 22288.4174 | 109887.5985 | 72766.0986 | 76870.5197 | 164993.8497 | 93651.0162 | 364540.6258 | 1028281.2663 | 17975.625 | 190716.9682 | 22237.2046 | 29988.092 | 145648.421 | 95469.5396 | 98941.3335 | 208043.8467 | 116234.799 | 454030.9654 | 1233278.1749 | 20311.1483 | 202820.0436 | 22848.6939 | 0 | 0 | 0 | 0 | 0 | 0.26466 | 0.648 | 0.861 | 0.032667 | 0.491 | 0.024 | 0.45947 | 0.46156 | 0.491 | [5 empty] | 353854.0505 | 562562.6941 | 1194287.1851 | 550274.247 | 388425.6035 | 926550.1898 | 737886.1378 | 893336.9287 | 388425.6035 | 2025/26 | Step | 0% | 0 | 0 | 0 | 1 | 2 | 3 | 4 | 5 | 100% | 100% | 100% | 100% | 100% | 100% | 100% | 100% | [8 empty] | Avg 3 Yr | 0.46156 | 0.46156 | 0.46156 | 0.46156 | 0.46156 | 0.46156 | 0.46156 | 0.46156 | 0.46156 | Avg 3 Yr | 5% |  | 893336.9287 | 412324.6199 | 412324.6199 | 412324.6199 | 412324.6199 | 412324.6199 | 412324.6199 | 412324.6199 | 412324.6199
D | D004 | > 22 kV & < = 33 kV | 151746.4734 | 0 | 58198.6579 | 14484.4188 | 0 | 5017.3599 | 413133.6964 | 0 | 0 | 0 | 63165.8954 | 204168.2515 | 0 | 76356.9737 | 18643.138 | 0 | 6227.2877 | 514553.0505 | 0 | 0 | 0 | 64902.8615 | 0 | 0 | 0 | 0 | 0 | 0.04224 | 0.32733 | 0 | 0 | 0 | 0.16667 | 0.073915 | 0 | 0 | [5 empty] | 118782.1929 | 1262119.2329 |  |  |  | 378995.3606 | 1131442.7118 |  |  | 2025/26 | Step | 0% | 0 | 0 | 0 | 1 | 2 | 3 | 4 | 5 | 100% | 100% | 100% | 100% | 100% | 100% | 100% | 100% | [8 empty] | Avg 3 Yr | 0 | 0 | 0 | 0 | 0 | 0 | 0 | 0 | 0 | Avg 3 Yr | 5%
D | D005 | > 33 kV & < = 66 kV | 0 | 0 | 0 | 0 | 0 | 0 | 0 | 0 | 0 | 0 | 0 | 0 | 0 | 0 | 0 | 0 | 0 | 0 | 0 | 0 | 0 | 0 | 0 | 0 | 0 | 0 | 0 | 0 | 0 | 0 | 0 | 0 | 0 | 0 | 0 | 0 | [14 empty] | 2025/26 | Step | 0% | 0 | 0 | 0 | 1 | 2 | 3 | 4 | 5 | 100% | 100% | 100% | 100% | 100% | 100% | 100% | 100% | [8 empty] | Avg 3 Yr | 0 | 0 | 0 | 0 | 0 | 0 | 0 | 0 | 0 | Avg 3 Yr | 5%
D | D006 | > 66 kV & < = 132 kV | 0 | 0 | 0 | 0 | 0 | 0 | 0 | 0 | 0 | 0 | 0 | 0 | 0 | 0 | 0 | 0 | 0 | 0 | 0 | 0 | 0 | 0 | 0 | 0 | 0 | 0 | 0 | 0 | 0 | 0 | 0 | 0 | 0 | 0 | 0 | 0 | [14 empty] | 2025/26 | Step | 0% | 0 | 0 | 0 | 1 | 2 | 3 | 4 | 5 | 100% | 100% | 100% | 100% | 100% | 100% | 100% | 100% | [8 empty] | Avg 3 Yr | 0 | 0 | 0 | 0 | 0 | 0 | 0 | 0 | 0 | Avg 3 Yr | 5%
D | D007 | > 132 kV | 0 | 0 | 0 | 0 | 0 | 0 | 0 | 0 | 0 | 0 | 0 | 0 | 0 | 0 | 0 | 0 | 0 | 0 | 0 | 0 | 0 | 0 | 0 | 0 | 0 | 0 | 0 | 0 | 0 | 0 | 0 | 0 | 0 | 0 | 0 | 0 | [14 empty] | 2025/26 | Step | 0% | 0 | 0 | 0 | 1 | 2 | 3 | 4 | 5 | 100% | 100% | 100% | 100% | 100% | 100% | 100% | 100% | [8 empty] | Avg 3 Yr | 0 | 0 | 0 | 0 | 0 | 0 | 0 | 0 | 0 | Avg 3 Yr | 5%
D | D008 | UG Cables Other | 0 | 0 | 0 | 0 | 0 | 0 | 0 | 0 | 0 | 0 | 0 | 0 | 0 | 0 | 0 | 0 | 0 | 0 | 0 | 0 | 0 | 0 | 0 | 0 | 0 | 0 | 0 | 0 | 0 | 0 | 0 | 0 | 0 | 0 | 0 | 0 | [14 empty] | 2025/26 | Step | 0% | 0 | 0 | 0 | 1 | 2 | 3 | 4 | 5 | 100% | 100% | 100% | 100% | 100% | 100% | 100% | 100% | [8 empty] | Avg 3 Yr | 0 | 0 | 0 | 0 | 0 | 0 | 0 | 0 | 0 | Avg 3 Yr | 5%
E | E001 | ˂ = 11 kV ; Residential ; Simple Type | 16817.4079 | 19633.401 | 35768.8091 | 37778.0054 | 54015.7704 | 33500.0346 | 17227.8008 | 0 | 16964.1665 | 47852.6965 | 168789.3288 | 22627.0877 | 26022.7168 | 46928.8832 | 48624.7035 | 68109.5003 | 41578.5108 | 21457.0187 | 0 | 19168.2738 | 50889.473 | 173430.7787 | 79 | 116 | 192 | 122 | 184 | 105.87 | 78.487 | 0 | 100.8858 | 66.3 | 403.26 | 70.3085 | 55.7286 | 66.3 | 212.8786 | 169.2535 | 186.2959 | 309.6558 | 293.564 | 316.4261 | 219.4989 |  | 168.1522 | 721.7601 | 418.5621 | 328.679 | 387.6937 | 721.7601 | 2025/26 | Step | 0% | 0 | 0 | 0 | 1 | 2 | 3 | 4 | 5 | 100% | 100% | 100% | 100% | 100% | 100% | 100% | 100% | [8 empty] | Avg 3 Yr | 55.7286 | 55.7286 | 55.7286 | 55.7286 | 55.7286 | 55.7286 | 55.7286 | 55.7286 | 55.7286 | Avg 3 Yr | 5% |  | 387.6937 | 21605.621 | 21605.621 | 21605.621 | 21605.621 | 21605.621 | 21605.621 | 21605.621 | 21605.621
E | E002 | ˂ = 11 kV ; Commercial & Industrial ; Simple Type | 48596.765 | 33123.4049 | 39527.1033 | 27533.1242 | 32676.9365 | 0 | 0 | 49967.8195 | 0 | 95001.995 | 148909.5146 | 65384.8245 | 43902.7851 | 51859.7867 | 35438.3453 | 41202.9635 | 0 | 0 | 59929.3435 | 0 | 101030.9096 | 153004.2998 | 136 | 114 | 118 | 83 | 85 | 0 | 0 | 16.697 | 0 | 34.9318 | 33.2348 | 10.3258 | 17.2096 | 34.9318 | 357.3292 | 290.5562 | 334.9755 | 331.7244 | 384.4345 |  |  | 2992.6279 |  | 2719.6406 | 4480.5232 | 2807.9259 | 2807.9259 | 2719.6406 | 2025/26 | Step | 0% | 0 | 0 | 0 | 1 | 2 | 3 | 4 | 5 | 100% | 100% | 100% | 100% | 100% | 100% | 100% | 100% | [8 empty] | Avg 3 Yr | 17.2096 | 17.2096 | 17.2096 | 17.2096 | 17.2096 | 17.2096 | 17.2096 | 17.2096 | 17.2096 | Avg 3 Yr | 5% |  | 2807.9259 | 48323.2715 | 48323.2715 | 48323.2715 | 48323.2715 | 48323.2715 | 48323.2715 | 48323.2715 | 48323.2715
E | E003 | ˂ = 11 kV ; Residential ; Complex Type | 16919.0705 | 0 | 4809.6246 | 9943.0082 | 9398.6132 | 0 | 0 | 0 | 0 | 0 | 0 | 22763.8703 | 0 | 6310.2551 | 12797.8124 | 11850.8881 | 0 | 0 | 0 | 0 | 0 | 0 | 31 | 0 | 8 | 15 | 15 | 0 | 0 | 0 | 0 | 0 | 0 | 0 | 0 | 0 | 545.7765 |  | 601.2031 | 662.8672 | 626.5742 | [9 empty] | 2025/26 | Step | 0% | 0 | 0 | 0 | 1 | 2 | 3 | 4 | 5 | 100% | 100% | 100% | 100% | 100% | 100% | 100% | 100% | [8 empty] | Avg 3 Yr | 0 | 0 | 0 | 0 | 0 | 0 | 0 | 0 | 0 | Avg 5 Yr | 5%
E | E004 | ˂ = 11 kV ; Commercial & Industrial ; Complex Type | 0 | 0 | 0 | 0 | 0 | 0 | 0 | 0 | 0 | 0 | 0 | 0 | 0 | 0 | 0 | 0 | 0 | 0 | 0 | 0 | 0 | 0 | 0 | 0 | 0 | 0 | 0 | 0 | 0 | 0 | 0 | 0 | 0 | 0 | 0 | 0 | [14 empty] | 2025/26 | Step | 0% | 0 | 0 | 0 | 1 | 2 | 3 | 4 | 5 | 100% | 100% | 100% | 100% | 100% | 100% | 100% | 100% | [8 empty] | Avg 3 Yr | 0 | 0 | 0 | 0 | 0 | 0 | 0 | 0 | 0 | Avg 3 Yr | 5%
E | E005 | ˂ = 11 kV ; Subdivision ; Complex Type | 0 | 0 | 0 | 0 | 0 | 0 | 0 | 0 | 0 | 0 | 0 | 0 | 0 | 0 | 0 | 0 | 0 | 0 | 0 | 0 | 0 | 0 | 0 | 0 | 0 | 0 | 0 | 0 | 0 | 0 | 0 | 0 | 0 | 0 | 0 | 0 | [14 empty] | 2025/26 | Step | 0% | 0 | 0 | 0 | 1 | 2 | 3 | 4 | 5 | 100% | 100% | 100% | 100% | 100% | 100% | 100% | 100% | [8 empty] | Avg 3 Yr | 0 | 0 | 0 | 0 | 0 | 0 | 0 | 0 | 0 | Avg 3 Yr | 5%
E | E006 | > 11 kV & < = 22 kV ; Commercial & Industrial | 0 | 0 | 0 | 0 | 0 | 0 | 0 | 0 | 0 | 0 | 0 | 0 | 0 | 0 | 0 | 0 | 0 | 0 | 0 | 0 | 0 | 0 | 0 | 0 | 0 | 0 | 0 | 0 | 0 | 0 | 0 | 0 | 0 | 0 | 0 | 0 | [14 empty] | 2025/26 | Step | 0% | 0 | 0 | 0 | 1 | 2 | 3 | 4 | 5 | 100% | 100% | 100% | 100% | 100% | 100% | 100% | 100% | [8 empty] | Avg 3 Yr | 0 | 0 | 0 | 0 | 0 | 0 | 0 | 0 | 0 | Avg 3 Yr | 5%
E | E007 | > 11 kV & < = 22 kV ; Subdivision | 0 | 0 | 0 | 0 | 0 | 0 | 0 | 0 | 0 | 0 | 0 | 0 | 0 | 0 | 0 | 0 | 0 | 0 | 0 | 0 | 0 | 0 | 0 | 0 | 0 | 0 | 0 | 0 | 0 | 0 | 0 | 0 | 0 | 0 | 0 | 0 | [14 empty] | 2025/26 | Step | 0% | 0 | 0 | 0 | 1 | 2 | 3 | 4 | 5 | 100% | 100% | 100% | 100% | 100% | 100% | 100% | 100% | [8 empty] | Avg 3 Yr | 0 | 0 | 0 | 0 | 0 | 0 | 0 | 0 | 0 | Avg 3 Yr | 5%
E | E008 | > 22 kV & < = 33 kV ; Commercial & Industrial | 0 | 0 | 0 | 0 | 0 | 0 | 0 | 0 | 0 | 0 | 0 | 0 | 0 | 0 | 0 | 0 | 0 | 0 | 0 | 0 | 0 | 0 | 0 | 0 | 0 | 0 | 0 | 0 | 0 | 0 | 0 | 0 | 0 | 0 | 0 | 0 | [14 empty] | 2025/26 | Step | 0% | 0 | 0 | 0 | 1 | 2 | 3 | 4 | 5 | 100% | 100% | 100% | 100% | 100% | 100% | 100% | 100% | [8 empty] | Avg 3 Yr | 0 | 0 | 0 | 0 | 0 | 0 | 0 | 0 | 0 | Avg 3 Yr | 5%
E | E009 | > 22 kV & < = 33 kV ; Subdivision | 0 | 0 | 0 | 0 | 0 | 0 | 0 | 0 | 0 | 0 | 0 | 0 | 0 | 0 | 0 | 0 | 0 | 0 | 0 | 0 | 0 | 0 | 0 | 0 | 0 | 0 | 0 | 0 | 0 | 0 | 0 | 0 | 0 | 0 | 0 | 0 | [14 empty] | 2025/26 | Step | 0% | 0 | 0 | 0 | 1 | 2 | 3 | 4 | 5 | 100% | 100% | 100% | 100% | 100% | 100% | 100% | 100% | [8 empty] | Avg 3 Yr | 0 | 0 | 0 | 0 | 0 | 0 | 0 | 0 | 0 | Avg 3 Yr | 5%
E | E010 | > 33 kV & < = 66 kV ; Commercial & Industrial | 0 | 0 | 0 | 0 | 0 | 0 | 0 | 0 | 0 | 0 | 0 | 0 | 0 | 0 | 0 | 0 | 0 | 0 | 0 | 0 | 0 | 0 | 0 | 0 | 0 | 0 | 0 | 0 | 0 | 0 | 0 | 0 | 0 | 0 | 0 | 0 | [14 empty] | 2025/26 | Step | 0% | 0 | 0 | 0 | 1 | 2 | 3 | 4 | 5 | 100% | 100% | 100% | 100% | 100% | 100% | 100% | 100% | [8 empty] | Avg 3 Yr | 0 | 0 | 0 | 0 | 0 | 0 | 0 | 0 | 0 | Avg 3 Yr | 5%
E | E011 | > 33 kV & < = 66 kV ; Subdivision | 0 | 0 | 0 | 0 | 0 | 0 | 0 | 0 | 0 | 0 | 0 | 0 | 0 | 0 | 0 | 0 | 0 | 0 | 0 | 0 | 0 | 0 | 0 | 0 | 0 | 0 | 0 | 0 | 0 | 0 | 0 | 0 | 0 | 0 | 0 | 0 | [14 empty] | 2025/26 | Step | 0% | 0 | 0 | 0 | 1 | 2 | 3 | 4 | 5 | 100% | 100% | 100% | 100% | 100% | 100% | 100% | 100% | [8 empty] | Avg 3 Yr | 0 | 0 | 0 | 0 | 0 | 0 | 0 | 0 | 0 | Avg 3 Yr | 5%
E | E012 | > 66 kV & < = 132 kV ; Commercial & Industrial | 0 | 0 | 0 | 0 | 0 | 0 | 0 | 0 | 0 | 0 | 0 | 0 | 0 | 0 | 0 | 0 | 0 | 0 | 0 | 0 | 0 | 0 | 0 | 0 | 0 | 0 | 0 | 0 | 0 | 0 | 0 | 0 | 0 | 0 | 0 | 0 | [14 empty] | 2025/26 | Step | 0% | 0 | 0 | 0 | 1 | 2 | 3 | 4 | 5 | 100% | 100% | 100% | 100% | 100% | 100% | 100% | 100% | [8 empty] | Avg 3 Yr | 0 | 0 | 0 | 0 | 0 | 0 | 0 | 0 | 0 | Avg 3 Yr | 5%
E | E013 | > 66 kV & < = 132 kV ; Subdivision | 0 | 0 | 0 | 0 | 0 | 0 | 0 | 0 | 0 | 0 | 0 | 0 | 0 | 0 | 0 | 0 | 0 | 0 | 0 | 0 | 0 | 0 | 0 | 0 | 0 | 0 | 0 | 0 | 0 | 0 | 0 | 0 | 0 | 0 | 0 | 0 | [14 empty] | 2025/26 | Step | 0% | 0 | 0 | 0 | 1 | 2 | 3 | 4 | 5 | 100% | 100% | 100% | 100% | 100% | 100% | 100% | 100% | [8 empty] | Avg 3 Yr | 0 | 0 | 0 | 0 | 0 | 0 | 0 | 0 | 0 | Avg 3 Yr | 5%
E | E014 | > 132 kV ; Commercial & Industrial | 0 | 0 | 0 | 0 | 0 | 0 | 0 | 0 | 0 | 0 | 0 | 0 | 0 | 0 | 0 | 0 | 0 | 0 | 0 | 0 | 0 | 0 | 0 | 0 | 0 | 0 | 0 | 0 | 0 | 0 | 0 | 0 | 0 | 0 | 0 | 0 | [14 empty] | 2025/26 | Step | 0% | 0 | 0 | 0 | 1 | 2 | 3 | 4 | 5 | 100% | 100% | 100% | 100% | 100% | 100% | 100% | 100% | [8 empty] | Avg 3 Yr | 0 | 0 | 0 | 0 | 0 | 0 | 0 | 0 | 0 | Avg 3 Yr | 5%
E | E015 | > 132 kV ; Subdivision | 0 | 0 | 0 | 0 | 0 | 0 | 0 | 0 | 0 | 0 | 0 | 0 | 0 | 0 | 0 | 0 | 0 | 0 | 0 | 0 | 0 | 0 | 0 | 0 | 0 | 0 | 0 | 0 | 0 | 0 | 0 | 0 | 0 | 0 | 0 | 0 | [14 empty] | 2025/26 | Step | 0% | 0 | 0 | 0 | 1 | 2 | 3 | 4 | 5 | 100% | 100% | 100% | 100% | 100% | 100% | 100% | 100% | [8 empty] | Avg 3 Yr | 0 | 0 | 0 | 0 | 0 | 0 | 0 | 0 | 0 | Avg 3 Yr | 5%
E | E016 | Service Lines Other | 0 | 0 | 0 | 0 | 0 | 0 | 0 | 0 | 0 | 0 | 0 | 0 | 0 | 0 | 0 | 0 | 0 | 0 | 0 | 0 | 0 | 0 | 0 | 0 | 0 | 0 | 0 | 0 | 0 | 0 | 0 | 0 | 0 | 0 | 0 | 0 | [14 empty] | 2025/26 | Step | 0% | 0 | 0 | 0 | 1 | 2 | 3 | 4 | 5 | 100% | 100% | 100% | 100% | 100% | 100% | 100% | 100% | [8 empty] | Avg 3 Yr | 0 | 0 | 0 | 0 | 0 | 0 | 0 | 0 | 0 | Avg 3 Yr | 5%
F | F001 | Pole Mounted ; < = 22kV ; < = 60 kVA ; Single Phase | 1653538.7118 | 1843199.9699 | 2384420.7419 | 1547544.9535 | 1890162.4698 | 1374825.002 | 1206354.3285 | 1090212.712 | 1315208.0276 | 1441980.5165 | 1795236.5057 | 2224764.1089 | 2443034.2371 | 3128373.7185 | 1991871.0307 | 2383341.3899 | 1706361.7064 | 1502499.8083 | 1307556.1987 | 1486089.3687 | 1533489.9355 | 1844602.7797 | 301 | 382 | 448 | 276 | 350 | 261 | 180 | 145 | 210 | 140 | 161 | 187.2 | 165 | 140 | 5493.4841 | 4825.1308 | 5322.3677 | 5607.0469 | 5400.4642 | 5267.5287 | 6701.9685 | 7518.7084 | 6262.8954 | 10299.8608 | 11150.5373 | 6868.1417 | 7772.5278 | 10299.8608 | 2025/26 | Step | -0.7832% | 0 | 0 | 0 | 1 | 2 | 3 | 4 | 5 | 100% | 100% | 100% | 99.22% | 99.22% | 99.22% | 99.22% | 99.22% | [8 empty] | Avg 3 Yr | 165 | 165 | 165 | 165 | 163.7077 | 163.7077 | 163.7077 | 163.7077 | 163.7077 | Avg 3 Yr | 5% |  | 7772.5278 | 1282467.0854 | 1282467.0854 | 1282467.0854 | 1272422.5879 | 1272422.5879 | 1272422.5879 | 1272422.5879 | 1272422.5879
F | F002 | Pole Mounted ; < = 22kV ; > 60 kVA and < = 600 kVA ; Single Phase | 642963.9243 | 806561.1437 | 740403.5694 | 396753.8095 | 456102.5123 | 423852.1052 | 404998.737 | 379536.9758 | 642264.9419 | 511080.0822 | 399190.9169 | 865079.875 | 1069041.0811 | 971413.7387 | 510668.4737 | 575108.2317 | 526063.3174 | 504421.0563 | 455201.0079 | 725712.6493 | 543513.6976 | 410168.0601 | 18 | 25 | 21 | 11 | 13 | 15 | 12 | 13 | 17 | 15 | 5 | 14.4 | 15 | 15 | 35720.218 | 32262.4457 | 35257.3128 | 36068.5281 | 35084.8086 | 28256.807 | 33749.8947 | 29195.152 | 37780.2907 | 34072.0055 | 79838.1834 | 32801.845 | 34064.0444 | 34072.0055 | 2025/26 | Step | -0.7832% | 0 | 0 | 0 | 1 | 2 | 3 | 4 | 5 | 100% | 100% | 100% | 99.22% | 99.22% | 99.22% | 99.22% | 99.22% | [8 empty] | Avg 3 Yr | 15 | 15 | 15 | 15 | 14.8825 | 14.8825 | 14.8825 | 14.8825 | 14.8825 | Avg 3 Yr | 5% |  | 34064.0444 | 510960.6666 | 510960.6666 | 510960.6666 | 506958.7369 | 506958.7369 | 506958.7369 | 506958.7369 | 506958.7369
F | F003 | Pole Mounted ; < = 22kV ; > 600 kVA ; Single Phase | 0 | 0 | 0 | 0 | 0 | 0 | 0 | 0 | 0 | 0 | 0 | 0 | 0 | 0 | 0 | 0 | 0 | 0 | 0 | 0 | 0 | 0 | 0 | 0 | 0 | 0 | 0 | 0 | 0 | 0 | 0 | 0 | 0 | 0 | 0 | 0 | [14 empty] | 2025/26 | Step | -0.7832% | 0 | 0 | 0 | 1 | 2 | 3 | 4 | 5 | 100% | 100% | 100% | 99.22% | 99.22% | 99.22% | 99.22% | 99.22% | [8 empty] | Avg 3 Yr | 0 | 0 | 0 | 0 | 0 | 0 | 0 | 0 | 0 | Avg 3 Yr | 5%
F | F004 | Pole Mounted ; < = 22kV ; < = 60 kVA ; Multiple Phase | 520302 | 606409.19 | 720266.8781 | 700500.2521 | 554756.248 | 766435.1764 | 486147.5326 | 447238.3931 | 455418.018 | 669691.3048 | 1214642.9482 | 700043.6138 | 803753.4923 | 944994.284 | 901625.6077 | 699502.5816 | 951259.712 | 605490.9053 | 536399.2978 | 514589.2214 | 712190.5352 | 1248043.7822 | 71 | 92 | 94 | 84 | 68 | 98 | 46 | 43 | 46 | 43 | 48 | 55.2 | 44 | 43 | 7328.1972 | 6591.4042 | 7662.4136 | 8339.2887 | 8158.1801 | 7820.7671 | 10568.4246 | 10400.8929 | 9900.3917 | 15574.2164 | 25305.0614 | 10235.2552 | 11911.7251 | 15574.2164 | 2025/26 | Step | -0.7832% | 0 | 0 | 0 | 1 | 2 | 3 | 4 | 5 | 100% | 100% | 100% | 99.22% | 99.22% | 99.22% | 99.22% | 99.22% | [8 empty] | Avg 3 Yr | 44 | 44 | 44 | 44 | 43.6554 | 43.6554 | 43.6554 | 43.6554 | 43.6554 | Avg 3 Yr | 5% |  | 11911.7251 | 524115.9053 | 524115.9053 | 524115.9053 | 520010.9416 | 520010.9416 | 520010.9416 | 520010.9416 | 520010.9416
F | F005 | Pole Mounted ; < = 22kV ; > 60 kVA and < = 600 kVA ; Multiple Phase | 3200542.0554 | 3257265.5672 | 3980934.5188 | 3067488.2759 | 3336406.6992 | 2844948.8325 | 2649652.4245 | 2367508.961 | 2324763.9915 | 3045196.1397 | 3605100.7562 | 4306189.5333 | 4317280.5066 | 5223008.9701 | 3948215.5397 | 4206937.9256 | 3531003.3912 | 3300110.2295 | 2839492.6819 | 2626814.1466 | 3238447.1069 | 3704235.5448 | 194 | 224 | 254 | 174 | 197 | 171 | 128 | 103 | 119 | 109 | 80 | 126 | 110.3333 | 109 | 16497.6395 | 14541.3641 | 15672.9705 | 17629.243 | 16936.0746 | 16637.1277 | 20700.4096 | 22985.5239 | 19535.8319 | 27937.5793 | 45063.7595 | 21003.2863 | 23376.0396 | 27937.5793 | 2025/26 | Step | -0.7832% | 0 | 0 | 0 | 1 | 2 | 3 | 4 | 5 | 100% | 100% | 100% | 99.22% | 99.22% | 99.22% | 99.22% | 99.22% | [8 empty] | Avg 3 Yr | 110.3333 | 110.3333 | 110.3333 | 110.3333 | 109.4692 | 109.4692 | 109.4692 | 109.4692 | 109.4692 | Avg 3 Yr | 5% |  | 23376.0396 | 2579156.3641 | 2579156.3641 | 2579156.3641 | 2558955.9786 | 2558955.9786 | 2558955.9786 | 2558955.9786 | 2558955.9786
F | F006 | Pole Mounted ; < = 22kV ; > 600 kVA ; Multiple Phase | 1450169.888 | 3029376.0202 | 2941168.8344 | 2040026.885 | 1990253.4441 | 1777642.7056 | 2655420.7154 | 2204533.6577 | 3069681.0437 | 2458398.5289 | 2783486.6254 | 1951140.2397 | 4015228.654 | 3858830.4158 | 2625752.7738 | 2509547.9809 | 2206318.2122 | 3307294.5665 | 2644026.8194 | 3468516.2109 | 2614410.7762 | 2860028.2748 | 33 | 72 | 59 | 34 | 34 | 34 | 32 | 42 | 72 | 50 | 57 | 46 | 54.6667 | 50 | 43944.5421 | 42074.6669 | 49850.3192 | 60000.7907 | 58536.866 | 52283.609 | 82981.8974 | 52488.8966 | 42634.4589 | 49167.9706 | 48833.0987 | 52894.2463 | 47150.0807 | 49167.9706 | 2025/26 | Step | -0.7832% | 0 | 0 | 0 | 1 | 2 | 3 | 4 | 5 | 100% | 100% | 100% | 99.22% | 99.22% | 99.22% | 99.22% | 99.22% | [8 empty] | Avg 3 Yr | 54.6667 | 54.6667 | 54.6667 | 54.6667 | 54.2385 | 54.2385 | 54.2385 | 54.2385 | 54.2385 | Avg 3 Yr | 5% |  | 47150.0807 | 2577537.7434 | 2577537.7434 | 2577537.7434 | 2557350.0352 | 2557350.0352 | 2557350.0352 | 2557350.0352 | 2557350.0352
F | F007 | Kiosk Mounted ; < = 22kV ; < = 60 kVA ; Single Phase | 0 | 0 | 0 | 0 | 0 | 0 | 0 | 0 | 0 | 0 | 0 | 0 | 0 | 0 | 0 | 0 | 0 | 0 | 0 | 0 | 0 | 0 | 0 | 0 | 0 | 0 | 0 | 0 | 0 | 0 | 0 | 0 | 0 | 0 | 0 | 0 | [14 empty] | 2025/26 | Step | -0.7832% | 0 | 0 | 0 | 1 | 2 | 3 | 4 | 5 | 100% | 100% | 100% | 99.22% | 99.22% | 99.22% | 99.22% | 99.22% | [8 empty] | Avg 3 Yr | 0 | 0 | 0 | 0 | 0 | 0 | 0 | 0 | 0 | Avg 3 Yr | 5%
F | F008 | Kiosk Mounted ; < = 22kV ; > 60 kVA and < = 600 kVA ; Single Phase | 0 | 0 | 0 | 0 | 0 | 0 | 0 | 0 | 0 | 0 | 0 | 0 | 0 | 0 | 0 | 0 | 0 | 0 | 0 | 0 | 0 | 0 | 0 | 0 | 0 | 0 | 0 | 0 | 0 | 0 | 0 | 0 | 0 | 0 | 0 | 0 | [14 empty] | 2025/26 | Step | -0.7832% | 0 | 0 | 0 | 1 | 2 | 3 | 4 | 5 | 100% | 100% | 100% | 99.22% | 99.22% | 99.22% | 99.22% | 99.22% | [8 empty] | Avg 3 Yr | 0 | 0 | 0 | 0 | 0 | 0 | 0 | 0 | 0 | Avg 3 Yr | 5%
F | F009 | Kiosk Mounted ; < = 22kV ; > 600 kVA ; Single Phase | 0 | 0 | 0 | 0 | 0 | 0 | 0 | 0 | 0 | 0 | 0 | 0 | 0 | 0 | 0 | 0 | 0 | 0 | 0 | 0 | 0 | 0 | 0 | 0 | 0 | 0 | 0 | 0 | 0 | 0 | 0 | 0 | 0 | 0 | 0 | 0 | [14 empty] | 2025/26 | Step | -0.7832% | 0 | 0 | 0 | 1 | 2 | 3 | 4 | 5 | 100% | 100% | 100% | 99.22% | 99.22% | 99.22% | 99.22% | 99.22% | [8 empty] | Avg 3 Yr | 0 | 0 | 0 | 0 | 0 | 0 | 0 | 0 | 0 | Avg 3 Yr | 5%
F | F010 | Kiosk Mounted ; < = 22kV ; < = 60 kVA ; Multiple Phase | 0 | 0 | 0 | 0 | 0 | 0 | 0 | 0 | 0 | 0 | 0 | 0 | 0 | 0 | 0 | 0 | 0 | 0 | 0 | 0 | 0 | 0 | 0 | 0 | 0 | 0 | 0 | 0 | 0 | 0 | 0 | 0 | 0 | 0 | 0 | 0 | [14 empty] | 2025/26 | Step | -0.7832% | 0 | 0 | 0 | 1 | 2 | 3 | 4 | 5 | 100% | 100% | 100% | 99.22% | 99.22% | 99.22% | 99.22% | 99.22% | [8 empty] | Avg 3 Yr | 0 | 0 | 0 | 0 | 0 | 0 | 0 | 0 | 0 | Avg 3 Yr | 5%
F | F011 | Kiosk Mounted ; < = 22kV ; > 60 kVA and < = 600 kVA ; Multiple Phase | 1082558.8236 | 1720368.3063 | 1279780.4209 | 788434.6486 | 973448.5734 | 1654910.0025 | 1214548.3576 | 1507506.5515 | 2460130.0809 | 2779685.0745 | 4026868.5874 | 1456535.6101 | 2280229.3519 | 1679079.2681 | 1014807.4423 | 1227439.6054 | 2053988.7271 | 1512705.373 | 1808041.233 | 2779767.9775 | 2956086.4635 | 4137601.3499 | 11 | 18 | 13 | 6 | 10 | 14 | 13 | 17 | 34 | 46 | 38 | 24.8 | 32.3333 | 46 | 98414.4385 | 95576.017 | 98444.6478 | 131405.7748 | 97344.8573 | 118207.8573 | 93426.7967 | 88676.856 | 72356.7671 | 60427.9364 | 105970.226 | 77554.678 | 69560.0176 | 60427.9364 | 2025/26 | Step | -0.7832% | 0 | 0 | 0 | 1 | 2 | 3 | 4 | 5 | 100% | 100% | 100% | 99.22% | 99.22% | 99.22% | 99.22% | 99.22% | [8 empty] | Avg 3 Yr | 32.3333 | 32.3333 | 32.3333 | 32.3333 | 32.0801 | 32.0801 | 32.0801 | 32.0801 | 32.0801 | Avg 3 Yr | 5% |  | 69560.0176 | 2249107.2356 | 2249107.2356 | 2249107.2356 | 2231491.8503 | 2231491.8503 | 2231491.8503 | 2231491.8503 | 2231491.8503
F | F012 | Kiosk Mounted ; < = 22kV ; > 600 kVA ; Multiple Phase | 645863.064 | 567452.4682 | 431920.3465 | 711656.8642 | 905696.602 | 588072.8468 | 609972.1622 | 628313.1762 | 552547.3776 | 654651.8342 | 515904.3822 | 868980.5408 | 752119.0486 | 566681.9771 | 915985.47 | 1142009.871 | 729885.6108 | 759712.9924 | 753572.9304 | 624338.3301 | 696196.6458 | 530090.9682 | 5 | 4 | 3 | 5 | 7 | 5 | 3 | 7 | 3 | 8 | 5 | 5.2 | 6 | 8 | 129172.6128 | 141863.117 | 143973.4488 | 142331.3728 | 129385.2289 | 117614.5694 | 203324.0541 | 89759.0252 | 184182.4592 | 81831.4793 | 103180.8764 | 116675.2845 | 101972.9104 | 81831.4793 | 2025/26 | Step | -0.7832% | 0 | 0 | 0 | 1 | 2 | 3 | 4 | 5 | 100% | 100% | 100% | 99.22% | 99.22% | 99.22% | 99.22% | 99.22% | [8 empty] | Avg 3 Yr | 6 | 6 | 6 | 6 | 5.953 | 5.953 | 5.953 | 5.953 | 5.953 | Avg 3 Yr | 5% |  | 101972.9104 | 611837.4627 | 611837.4627 | 611837.4627 | 607045.449 | 607045.449 | 607045.449 | 607045.449 | 607045.449
F | F013 | Ground Outdoor / Indoor Chamber Mounted; ˂ 22 kV ; < = 60 kVA ; Single Phase | 0 | 0 | 0 | 0 | 0 | 0 | 0 | 0 | 0 | 0 | 0 | 0 | 0 | 0 | 0 | 0 | 0 | 0 | 0 | 0 | 0 | 0 | 0 | 0 | 0 | 0 | 0 | 0 | 0 | 0 | 0 | 0 | 0 | 0 | 0 | 0 | [14 empty] | 2025/26 | Step | -0.7832% | 0 | 0 | 0 | 1 | 2 | 3 | 4 | 5 | 100% | 100% | 100% | 99.22% | 99.22% | 99.22% | 99.22% | 99.22% | [8 empty] | Avg 3 Yr | 0 | 0 | 0 | 0 | 0 | 0 | 0 | 0 | 0 | Avg 3 Yr | 5%
F | F014 | Ground Outdoor / Indoor Chamber Mounted; ˂ 22 kV ; > 60 kVA and < = 600 kVA ; Single Phase | 0 | 0 | 0 | 0 | 0 | 0 | 0 | 0 | 0 | 0 | 0 | 0 | 0 | 0 | 0 | 0 | 0 | 0 | 0 | 0 | 0 | 0 | 0 | 0 | 0 | 0 | 0 | 0 | 0 | 0 | 0 | 0 | 0 | 0 | 0 | 0 | [14 empty] | 2025/26 | Step | -0.7832% | 0 | 0 | 0 | 1 | 2 | 3 | 4 | 5 | 100% | 100% | 100% | 99.22% | 99.22% | 99.22% | 99.22% | 99.22% | [8 empty] | Avg 3 Yr | 0 | 0 | 0 | 0 | 0 | 0 | 0 | 0 | 0 | Avg 3 Yr | 5%
F | F015 | Ground Outdoor / Indoor Chamber Mounted; ˂ 22 kV ; > 600 kVA ; Single Phase | 0 | 0 | 0 | 0 | 0 | 0 | 0 | 0 | 0 | 0 | 0 | 0 | 0 | 0 | 0 | 0 | 0 | 0 | 0 | 0 | 0 | 0 | 0 | 0 | 0 | 0 | 0 | 0 | 0 | 0 | 0 | 0 | 0 | 0 | 0 | 0 | [14 empty] | 2025/26 | Step | -0.7832% | 0 | 0 | 0 | 1 | 2 | 3 | 4 | 5 | 100% | 100% | 100% | 99.22% | 99.22% | 99.22% | 99.22% | 99.22% | [8 empty] | Avg 3 Yr | 0 | 0 | 0 | 0 | 0 | 0 | 0 | 0 | 0 | Avg 3 Yr | 5%
F | F016 | Ground Outdoor / Indoor Chamber Mounted; ˂ 22 kV ; < = 60 kVA ; Multiple Phase | 0 | 0 | 0 | 0 | 0 | 0 | 0 | 0 | 0 | 0 | 0 | 0 | 0 | 0 | 0 | 0 | 0 | 0 | 0 | 0 | 0 | 0 | 0 | 0 | 0 | 0 | 0 | 0 | 0 | 0 | 0 | 0 | 0 | 0 | 0 | 0 | [14 empty] | 2025/26 | Step | -0.7832% | 0 | 0 | 0 | 1 | 2 | 3 | 4 | 5 | 100% | 100% | 100% | 99.22% | 99.22% | 99.22% | 99.22% | 99.22% | [8 empty] | Avg 3 Yr | 0 | 0 | 0 | 0 | 0 | 0 | 0 | 0 | 0 | Avg 3 Yr | 5%
F | F017 | Ground Outdoor / Indoor Chamber Mounted; ˂ 22 kV ; > 60 kVA and < = 600 kVA ; Multiple Phase | 0 | 0 | 118004.1084 | 63133.8768 | 66483.4081 | -21586.75 | 197091.6808 | 0 | 0 | 38861.02 | 0 | 0 | 0 | 154822.0685 | 81260.6703 | 83830.1791 | -26792.3579 | 245475.3182 | 0 | 0 | 41327.1763 | 0 | 0 | 0 | 2 | 1 | 1 | 0 | 0 | 1 | 0 | 1 | 0 | 0.4 | 0.66667 | 1 |  |  | 59002.0542 | 63133.8768 | 66483.4081 |  |  | 0 |  | 38861.02 |  | 107182.9754 | 19430.51 | 38861.02 | 2025/26 | Step | -0.7832% | 0 | 0 | 0 | 1 | 2 | 3 | 4 | 5 | 100% | 100% | 100% | 99.22% | 99.22% | 99.22% | 99.22% | 99.22% | [8 empty] | Avg 3 Yr | 0.66667 | 0.66667 | 0.66667 | 0.66667 | 0.66145 | 0.66145 | 0.66145 | 0.66145 | 0.66145 | Avg 3 Yr | 5% |  | 19430.51 | 12953.6733 | 12953.6733 | 12953.6733 | 12852.218 | 12852.218 | 12852.218 | 12852.218 | 12852.218
F | F018 | Ground Outdoor / Indoor Chamber Mounted; ˂ 22 kV ; > 600 kVA ; Multiple Phase | 0 | 113823.7539 | 71944.7512 | 85253.8036 | 202143.2897 | 145732.094 | 83064.478 | 0 | 0 | 98552.3941 | 0 | 0 | 150865.5231 | 94391.9271 | 109731.5987 | 254886.2739 | 180875.14 | 103455.8084 | 0 | 0 | 104806.6203 | 0 | 0 | 2 | 1 | 1 | 2 | 3 | 1 | 0 | 0 | 2 | 0 | 1.2 | 0.66667 | 2 |  | 56911.8769 | 71944.7512 | 85253.8036 | 101071.6448 | 48577.3647 | 83064.478 |  |  | 49276.197 |  | 54558.161 | 49276.197 | 49276.197 | 2025/26 | Step | -0.7832% | 0 | 0 | 0 | 1 | 2 | 3 | 4 | 5 | 100% | 100% | 100% | 99.22% | 99.22% | 99.22% | 99.22% | 99.22% | [8 empty] | Avg 3 Yr | 0.66667 | 0.66667 | 0.66667 | 0.66667 | 0.66145 | 0.66145 | 0.66145 | 0.66145 | 0.66145 | Avg 3 Yr | 5% |  | 49276.197 | 32850.798 | 32850.798 | 32850.798 | 32593.5051 | 32593.5051 | 32593.5051 | 32593.5051 | 32593.5051
F | F019 | Ground Outdoor / Indoor Chamber Mounted; > = 22 kV & < = 33 kV ; < = 15 MVA | 0 | 70709.7171 | 222586.2912 | 0 | 0 | 125300.5969 | 0 | 155591.027 | 0 | 0 | 0 | 0 | 93720.8456 | 292034.4934 | 0 | 0 | 155516.6221 | 0 | 186609.4658 | 0 | 0 | 0 | 0 | 1 | 2 | 0 | 0 | 1 | 0 | 1 | 0 | 0 | 0 | 0.4 | 0.33333 | 0 |  | 70709.7171 | 111293.1456 |  |  | 125300.5969 |  | 155591.027 |  |  |  | 140445.8119 | 155591.027 |  | 2025/26 | Step | -0.7832% | 0 | 0 | 0 | 1 | 2 | 3 | 4 | 5 | 100% | 100% | 100% | 99.22% | 99.22% | 99.22% | 99.22% | 99.22% | [8 empty] | Avg 3 Yr | 0.33333 | 0.33333 | 0.33333 | 0.33333 | 0.33072 | 0.33072 | 0.33072 | 0.33072 | 0.33072 | Avg 3 Yr | 5% |  | 155591.027 | 51863.6757 | 51863.6757 | 51863.6757 | 51457.4707 | 51457.4707 | 51457.4707 | 51457.4707 | 51457.4707
F | F020 | Ground Outdoor / Indoor Chamber Mounted; > = 22 kV & < = 33 kV ; > 15 MVA and < = 40 MVA | 0 | 0 | 0 | 0 | 0 | 0 | 0 | 0 | 0 | 0 | 0 | 0 | 0 | 0 | 0 | 0 | 0 | 0 | 0 | 0 | 0 | 0 | 0 | 0 | 0 | 0 | 0 | 0 | 0 | 0 | 0 | 0 | 0 | 0 | 0 | 0 | [14 empty] | 2025/26 | Step | -0.7832% | 0 | 0 | 0 | 1 | 2 | 3 | 4 | 5 | 100% | 100% | 100% | 99.22% | 99.22% | 99.22% | 99.22% | 99.22% | [8 empty] | Avg 3 Yr | 0 | 0 | 0 | 0 | 0 | 0 | 0 | 0 | 0 | Avg 3 Yr | 5%
F | F021 | Ground Outdoor / Indoor Chamber Mounted; > = 22 kV & < = 33 kV ; > 40 MVA | 0 | 0 | 0 | 0 | 0 | 0 | 0 | 0 | 0 | 0 | 0 | 0 | 0 | 0 | 0 | 0 | 0 | 0 | 0 | 0 | 0 | 0 | 0 | 0 | 0 | 0 | 0 | 0 | 0 | 0 | 0 | 0 | 0 | 0 | 0 | 0 | [14 empty] | 2025/26 | Step | -0.7832% | 0 | 0 | 0 | 1 | 2 | 3 | 4 | 5 | 100% | 100% | 100% | 99.22% | 99.22% | 99.22% | 99.22% | 99.22% | [8 empty] | Avg 3 Yr | 0 | 0 | 0 | 0 | 0 | 0 | 0 | 0 | 0 | Avg 3 Yr | 5%
F | F022 | Ground Outdoor / Indoor Chamber Mounted; > 33 kV & < = 66 kV ; < = 15 MVA | 0 | 0 | 0 | 0 | 0 | 0 | 0 | 0 | 0 | 0 | 0 | 0 | 0 | 0 | 0 | 0 | 0 | 0 | 0 | 0 | 0 | 0 | 0 | 0 | 0 | 0 | 0 | 0 | 0 | 0 | 0 | 0 | 0 | 0 | 0 | 0 | [14 empty] | 2025/26 | Step | -0.7832% | 0 | 0 | 0 | 1 | 2 | 3 | 4 | 5 | 100% | 100% | 100% | 99.22% | 99.22% | 99.22% | 99.22% | 99.22% | [8 empty] | Avg 3 Yr | 0 | 0 | 0 | 0 | 0 | 0 | 0 | 0 | 0 | Avg 3 Yr | 5%
F | F023 | Ground Outdoor / Indoor Chamber Mounted; > 33 kV & < = 66 kV ; > 15 MVA and < = 40 MVA | 0 | 0 | 0 | 0 | 0 | 0 | 0 | 0 | 0 | 0 | 0 | 0 | 0 | 0 | 0 | 0 | 0 | 0 | 0 | 0 | 0 | 0 | 0 | 0 | 0 | 0 | 0 | 0 | 0 | 0 | 0 | 0 | 0 | 0 | 0 | 0 | [14 empty] | 2025/26 | Step | -0.7832% | 0 | 0 | 0 | 1 | 2 | 3 | 4 | 5 | 100% | 100% | 100% | 99.22% | 99.22% | 99.22% | 99.22% | 99.22% | [8 empty] | Avg 3 Yr | 0 | 0 | 0 | 0 | 0 | 0 | 0 | 0 | 0 | Avg 3 Yr | 5%
F | F024 | Ground Outdoor / Indoor Chamber Mounted; > 33 kV & < = 66 kV ; > 40 MVA | 0 | 0 | 0 | 0 | 0 | 0 | 0 | 0 | 0 | 0 | 0 | 0 | 0 | 0 | 0 | 0 | 0 | 0 | 0 | 0 | 0 | 0 | 0 | 0 | 0 | 0 | 0 | 0 | 0 | 0 | 0 | 0 | 0 | 0 | 0 | 0 | [14 empty] | 2025/26 | Step | -0.7832% | 0 | 0 | 0 | 1 | 2 | 3 | 4 | 5 | 100% | 100% | 100% | 99.22% | 99.22% | 99.22% | 99.22% | 99.22% | [8 empty] | Avg 3 Yr | 0 | 0 | 0 | 0 | 0 | 0 | 0 | 0 | 0 | Avg 3 Yr | 5%
F | F025 | Ground Outdoor / Indoor Chamber Mounted; > 66 kV & < = 132 kV ; < = 100 MVA | 0 | 0 | 0 | 0 | 0 | 0 | 0 | 0 | 0 | 0 | 0 | 0 | 0 | 0 | 0 | 0 | 0 | 0 | 0 | 0 | 0 | 0 | 0 | 0 | 0 | 0 | 0 | 0 | 0 | 0 | 0 | 0 | 0 | 0 | 0 | 0 | [14 empty] | 2025/26 | Step | -0.7832% | 0 | 0 | 0 | 1 | 2 | 3 | 4 | 5 | 100% | 100% | 100% | 99.22% | 99.22% | 99.22% | 99.22% | 99.22% | [8 empty] | Avg 3 Yr | 0 | 0 | 0 | 0 | 0 | 0 | 0 | 0 | 0 | Avg 3 Yr | 5%
F | F026 | Ground Outdoor / Indoor Chamber Mounted; > 66 kV & < = 132 kV ; > 100 MVA | 0 | 0 | 0 | 0 | 0 | 0 | 0 | 0 | 0 | 0 | 0 | 0 | 0 | 0 | 0 | 0 | 0 | 0 | 0 | 0 | 0 | 0 | 0 | 0 | 0 | 0 | 0 | 0 | 0 | 0 | 0 | 0 | 0 | 0 | 0 | 0 | [14 empty] | 2025/26 | Step | -0.7832% | 0 | 0 | 0 | 1 | 2 | 3 | 4 | 5 | 100% | 100% | 100% | 99.22% | 99.22% | 99.22% | 99.22% | 99.22% | [8 empty] | Avg 3 Yr | 0 | 0 | 0 | 0 | 0 | 0 | 0 | 0 | 0 | Avg 3 Yr | 5%
F | F027 | Ground Outdoor / Indoor Chamber Mounted; > 132 kV ; < = 100 MVA | 0 | 0 | 0 | 0 | 0 | 0 | 0 | 0 | 0 | 0 | 0 | 0 | 0 | 0 | 0 | 0 | 0 | 0 | 0 | 0 | 0 | 0 | 0 | 0 | 0 | 0 | 0 | 0 | 0 | 0 | 0 | 0 | 0 | 0 | 0 | 0 | [14 empty] | 2025/26 | Step | -0.7832% | 0 | 0 | 0 | 1 | 2 | 3 | 4 | 5 | 100% | 100% | 100% | 99.22% | 99.22% | 99.22% | 99.22% | 99.22% | [8 empty] | Avg 3 Yr | 0 | 0 | 0 | 0 | 0 | 0 | 0 | 0 | 0 | Avg 3 Yr | 5%
F | F028 | Ground Outdoor / Indoor Chamber Mounted; > 132 kV ; > 100 MVA | 0 | 0 | 0 | 0 | 0 | 0 | 0 | 0 | 0 | 0 | 0 | 0 | 0 | 0 | 0 | 0 | 0 | 0 | 0 | 0 | 0 | 0 | 0 | 0 | 0 | 0 | 0 | 0 | 0 | 0 | 0 | 0 | 0 | 0 | 0 | 0 | [14 empty] | 2025/26 | Step | -0.7832% | 0 | 0 | 0 | 1 | 2 | 3 | 4 | 5 | 100% | 100% | 100% | 99.22% | 99.22% | 99.22% | 99.22% | 99.22% | [8 empty] | Avg 3 Yr | 0 | 0 | 0 | 0 | 0 | 0 | 0 | 0 | 0 | Avg 3 Yr | 5%
F | F029 | Transformers Other | 19332.84 | 0 | 0 | 0 | 0 | 29709.8369 | 0 | 0 | 0 | 0 | 0 | 26011.4917 | 0 | 0 | 0 | 0 | 36874.3134 | 0 | 0 | 0 | 0 | 0 | 1 | 0 | 0 | 0 | 0 | 1 | 0 | 0 | 0 | 0 | 0 | 0.2 | 0 | 0 | 19332.84 |  |  |  |  | 29709.8369 | [5 empty] | 29709.8369 |  |  | 2025/26 | Step | -0.7832% | 0 | 0 | 0 | 1 | 2 | 3 | 4 | 5 | 100% | 100% | 100% | 99.22% | 99.22% | 99.22% | 99.22% | 99.22% | [8 empty] | Avg 3 Yr | 0 | 0 | 0 | 0 | 0 | 0 | 0 | 0 | 0 | Avg 5 Yr | 5% |  | 29709.8369 | 0 | 0 | 0 | 0 | 0 | 0 | 0 | 0
G | G001 | ˂ = 11 kV ; FUSE | 92593.8983 | 61895.1809 | 70451.1143 | 57660.3735 | 72487.0939 | 469297.4319 | 384727.4943 | 541606.6168 | 795196.6417 | 1303552.0151 | 994870.7528 | 124581.0455 | 82037.7867 | 92432.2669 | 74215.6325 | 91400.3393 | 582467.7072 | 479173.4673 | 649580.6564 | 898514.3418 | 1386276.6332 | 1022228.1856 | 121 | 100 | 136 | 102 | 95 | 4240 | 72 | 74 | 132 | 121 | 125 | 927.8 | 109 | 121 | 765.2388 | 618.9518 | 518.0229 | 565.2978 | 763.022 | 110.6834 | 5343.4374 | 7319.0083 | 6024.217 | 10773.1571 | 7958.966 | 753.2615 | 8074.481 | 10773.1571 | 2025/26 | Step | -45.36% | 0 | 0 | 0 | 1 | 2 | 3 | 4 | 5 | 100% | 100% | 100% | 54.64% | 54.64% | 54.64% | 54.64% | 54.64% | [8 empty] | Avg 3 Yr | 109 | 109 | 109 | 109 | 59.5586 | 59.5586 | 59.5586 | 59.5586 | 59.5586 | Avg 3 Yr | 5% |  | 8074.481 | 880118.4245 | 880118.4245 | 880118.4245 | 480904.3872 | 480904.3872 | 480904.3872 | 480904.3872 | 480904.3872
G | G002 | ˂ = 11 kV ; Switch | 2121075.2315 | 2079053.7581 | 3039641.8949 | 3012907.8121 | 2704286.5365 | 3678804.5877 | 2377358.4601 | 3385188.0677 | 3301975.3161 | 3639398.2955 | 4013302.483 | 2853814.0737 | 2755642.1412 | 3988027.6372 | 3877964.1106 | 3409885.7297 | 4565942.0397 | 2960971.3714 | 4060055.0635 | 3730991.8355 | 3870357.8818 | 4123662.1983 | 161 | 149 | 190 | 188 | 147 | 168 | 86 | 163 | 188 | 228 | 199 | 166.6 | 193 | 228 | 13174.3803 | 13953.3809 | 15998.1152 | 16026.1054 | 18396.5071 | 21897.6464 | 27643.703 | 20768.025 | 17563.6985 | 15962.2732 | 20167.3492 | 19667.1365 | 17835.167 | 15962.2732 | 2025/26 | Step | -19.65% | 0 | 0 | 0 | 1 | 2 | 3 | 4 | 5 | 100% | 100% | 100% | 80.35% | 80.35% | 80.35% | 80.35% | 80.35% | [8 empty] | Avg 3 Yr | 193 | 193 | 193 | 193 | 155.0755 | 155.0755 | 155.0755 | 155.0755 | 155.0755 | Avg 3 Yr | 5% |  | 17835.167 | 3442187.2264 | 3442187.2264 | 3442187.2264 | 2765797.4364 | 2765797.4364 | 2765797.4364 | 2765797.4364 | 2765797.4364
G | G003 | ˂ = 11 kV ; Circuit Breaker | 444928.8539 | 183521.4043 | 297393.2127 | 107670.3026 | -17264.81 | 95505.6437 | 0 | 23311.6477 | 0 | 0 | 0 | 598632.3381 | 243244.9442 | 390181.6044 | 138584.25 | -21769.5235 | 118536.6668 | 0 | 27959.0295 | 0 | 0 | 0 | 9 | 4 | 6 | 2 | -1 | 2 | 0 | 0 | 1 | 0 | 0 | 0.6 | 0.33333 | 0 | 49436.5393 | 45880.3511 | 49565.5355 | 53835.1513 | 17264.81 | 47752.8219 |  |  | 0 |  |  | 39605.7638 | 23311.6477 |  | 2025/26 | Step | -19.65% | 0 | 0 | 0 | 1 | 2 | 3 | 4 | 5 | 100% | 100% | 100% | 80.35% | 80.35% | 80.35% | 80.35% | 80.35% | [8 empty] | Avg 3 Yr | 0.33333 | 0.33333 | 0.33333 | 0.33333 | 0.26783 | 0.26783 | 0.26783 | 0.26783 | 0.26783 | Avg 3 Yr | 5% |  | 23311.6477 | 7770.5492 | 7770.5492 | 7770.5492 | 6243.6363 | 6243.6363 | 6243.6363 | 6243.6363 | 6243.6363
G | G004 | > 11 kV & < = 22 kV ; Switch | 831103.2156 | 1258062.9916 | 1956176.6278 | 1454119.5917 | 2076778.3351 | 1978020.6592 | 2071548.4959 | 1823668.6127 | 2162825.075 | 2626543.7956 | 2478540.3958 | 1118213.0734 | 1667475.5919 | 2566514.9792 | 1871621.6828 | 2618648.8425 | 2455016.9675 | 2580088.7388 | 2187232.98 | 2443834.9545 | 2793226.6973 | 2546696.4877 | 143 | 118 | 192 | 165 | 166 | 194 | 139 | 222 | 349 | 519 | 400.0007 | 284.6 | 363.3333 | 519 | 5811.9106 | 10661.5508 | 10188.4199 | 8812.846 | 12510.7129 | 10195.9828 | 14903.2266 | 8214.7235 | 6197.2065 | 5060.778 | 6196.3407 | 7493.0475 | 6067.0069 | 5060.778 | 2025/26 | Step | -19.65% | 0 | 0 | 0 | 1 | 2 | 3 | 4 | 5 | 100% | 100% | 100% | 80.35% | 80.35% | 80.35% | 80.35% | 80.35% | [8 empty] | Avg 3 Yr | 363.3333 | 363.3333 | 363.3333 | 363.3333 | 291.9383 | 291.9383 | 291.9383 | 291.9383 | 291.9383 | Avg 3 Yr | 5% |  | 6067.0069 | 2204345.8278 | 2204345.8278 | 2204345.8278 | 1771191.8726 | 1771191.8726 | 1771191.8726 | 1771191.8726 | 1771191.8726
G | G005 | > 11 kV & < = 22 kV ; Circuit Breaker | 374262.7523 | 667518.7038 | 917870.4267 | 543248.8665 | 771639.3811 | 633151.0001 | 742878.3734 | 497180.5274 | 672452.9847 | 724027.2645 | 433994.5334 | 503554.1852 | 884749.9316 | 1204251.2755 | 699224.7153 | 972974.6012 | 785834.2839 | 925246.0801 | 596297.8355 | 759822.9409 | 769974.7052 | 445928.7231 | 23 | 45 | 43 | 30 | 40 | 37 | 14 | 32 | 38 | 40 | 21 | 32.2 | 36.6667 | 40 | 16272.2936 | 14833.749 | 21345.8239 | 18108.2955 | 19290.9845 | 17112.1892 | 53062.741 | 15536.8915 | 17696.1312 | 18100.6816 | 20666.4064 | 20308.6345 | 17215.098 | 18100.6816 | 2025/26 | Step | -19.65% | 0 | 0 | 0 | 1 | 2 | 3 | 4 | 5 | 100% | 100% | 100% | 80.35% | 80.35% | 80.35% | 80.35% | 80.35% | [8 empty] | Avg 3 Yr | 36.6667 | 36.6667 | 36.6667 | 36.6667 | 29.4617 | 29.4617 | 29.4617 | 29.4617 | 29.4617 | Avg 3 Yr | 5% |  | 17215.098 | 631220.2588 | 631220.2588 | 631220.2588 | 507185.478 | 507185.478 | 507185.478 | 507185.478 | 507185.478
G | G006 | > 22 kV & < = 33 kV ; Switch | 30539.6247 | 10467.9655 | 145581.5333 | 96014.3418 | 16187.2713 | 10583.2863 | 36958.1693 | 12958.2413 | 44069.9602 | 17616.9577 | 10141.3771 | 41089.731 | 13874.5652 | 191003.8085 | 123581.6676 | 20410.8346 | 13135.4277 | 46030.9553 | 15541.5805 | 49795.8482 | 18734.9461 | 10420.2495 | 17 | 6 | 49 | 21 | 8 | 6 | 3 | 5 | 6 | 18 | 4 | 7.6 | 9.6667 | 18 | 1796.4485 | 1744.6609 | 2971.0517 | 4572.1115 | 2023.4089 | 1763.881 | 12319.3898 | 2591.6483 | 7344.9934 | 978.7199 | 2535.3443 | 3215.4372 | 2573.971 | 978.7199 | 2025/26 | Step | -19.65% | 0 | 0 | 0 | 1 | 2 | 3 | 4 | 5 | 100% | 100% | 100% | 80.35% | 80.35% | 80.35% | 80.35% | 80.35% | [8 empty] | Avg 3 Yr | 9.6667 | 9.6667 | 9.6667 | 9.6667 | 7.7672 | 7.7672 | 7.7672 | 7.7672 | 7.7672 | Avg 3 Yr | 5% |  | 2573.971 | 24881.7197 | 24881.7197 | 24881.7197 | 19992.4618 | 19992.4618 | 19992.4618 | 19992.4618 | 19992.4618
G | G007 | > 22 kV & < = 33 kV ; Circuit Breaker | 0 | 0 | 0 | 0 | 0 | 0 | 0 | 0 | 0 | 0 | 0 | 0 | 0 | 0 | 0 | 0 | 0 | 0 | 0 | 0 | 0 | 0 | 0 | 0 | 0 | 0 | 0 | 0 | 0 | 0 | 0 | 0 | 0 | 0 | 0 | 0 | [14 empty] | 2025/26 | Step | -19.65% | 0 | 0 | 0 | 1 | 2 | 3 | 4 | 5 | 100% | 100% | 100% | 80.35% | 80.35% | 80.35% | 80.35% | 80.35% | [8 empty] | Avg 3 Yr | 0 | 0 | 0 | 0 | 0 | 0 | 0 | 0 | 0 | Avg 3 Yr | 5%
G | G008 | > 33 kV & < = 66 kV ; Switch | 11787.8087 | 38825.1816 | 0 | 0 | 0 | 59933.6165 | 0 | 29865.75 | 156417.2226 | 120828.217 | 118796.5323 | 15859.9816 | 51460.0963 | 0 | 0 | 0 | 74386.506 | 0 | 35819.7498 | 176740.0796 | 128496.0876 | 122063.2563 | 1 | 1 | 0 | 0 | 0 | 1 | 0 | 0 | 5 | 1 | 2 | 1.4 | 2 | 1 | 11787.8087 | 38825.1816 |  |  |  | 59933.6165 |  |  | 31283.4445 | 120828.217 | 59398.2661 | 52434.9723 | 51185.1983 | 120828.217 | 2025/26 | Step | -19.65% | 0 | 0 | 0 | 1 | 2 | 3 | 4 | 5 | 100% | 100% | 100% | 80.35% | 80.35% | 80.35% | 80.35% | 80.35% | 0 | 0 | 0 | 0 | 0 | 0 | 0 | 0 | Avg 3 Yr | 2 | 0 | 0 | 0 | 0 | 0 | 0 | 0 | 0 | Avg 3 Yr | 5% |  | 51185.1983 | 0 | 0 | 0 | 0 | 0 | 0 | 0 | 0
G | G009 | > 33 kV & < = 66 kV ; Circuit Breaker | 0 | 0 | 0 | 0 | 0 | 0 | 0 | 0 | 0 | 0 | 0 | 0 | 0 | 0 | 0 | 0 | 0 | 0 | 0 | 0 | 0 | 0 | 0 | 0 | 0 | 0 | 0 | 0 | 0 | 0 | 0 | 0 | 0 | 0 | 0 | 0 | [14 empty] | 2025/26 | Step | -19.65% | 0 | 0 | 0 | 1 | 2 | 3 | 4 | 5 | 100% | 100% | 100% | 80.35% | 80.35% | 80.35% | 80.35% | 80.35% | [8 empty] | Avg 3 Yr | 0 | 0 | 0 | 0 | 0 | 0 | 0 | 0 | 0 | Avg 3 Yr | 5%
G | G010 | > 66 kV & < = 132 kV ; Switch | 0 | 0 | 0 | 0 | 0 | 0 | 0 | 0 | 0 | 0 | 0 | 0 | 0 | 0 | 0 | 0 | 0 | 0 | 0 | 0 | 0 | 0 | 0 | 0 | 0 | 0 | 0 | 0 | 0 | 0 | 0 | 0 | 0 | 0 | 0 | 0 | [14 empty] | 2025/26 | Step | -19.65% | 0 | 0 | 0 | 1 | 2 | 3 | 4 | 5 | 100% | 100% | 100% | 80.35% | 80.35% | 80.35% | 80.35% | 80.35% | [8 empty] | Avg 3 Yr | 0 | 0 | 0 | 0 | 0 | 0 | 0 | 0 | 0 | Avg 3 Yr | 5%
G | G011 | > 66 kV & < = 132 kV ; Circuit Breaker | 0 | 0 | 0 | 0 | 0 | 0 | 0 | 0 | 0 | 0 | 0 | 0 | 0 | 0 | 0 | 0 | 0 | 0 | 0 | 0 | 0 | 0 | 0 | 0 | 0 | 0 | 0 | 0 | 0 | 0 | 0 | 0 | 0 | 0 | 0 | 0 | [14 empty] | 2025/26 | Step | -19.65% | 0 | 0 | 0 | 1 | 2 | 3 | 4 | 5 | 100% | 100% | 100% | 80.35% | 80.35% | 80.35% | 80.35% | 80.35% | [8 empty] | Avg 3 Yr | 0 | 0 | 0 | 0 | 0 | 0 | 0 | 0 | 0 | Avg 3 Yr | 5%
G | G012 | > 132 kV ; Switch | 0 | 0 | 0 | 0 | 0 | 0 | 0 | 0 | 0 | 0 | 0 | 0 | 0 | 0 | 0 | 0 | 0 | 0 | 0 | 0 | 0 | 0 | 0 | 0 | 0 | 0 | 0 | 0 | 0 | 0 | 0 | 0 | 0 | 0 | 0 | 0 | [14 empty] | 2025/26 | Step | -19.65% | 0 | 0 | 0 | 1 | 2 | 3 | 4 | 5 | 100% | 100% | 100% | 80.35% | 80.35% | 80.35% | 80.35% | 80.35% | [8 empty] | Avg 3 Yr | 0 | 0 | 0 | 0 | 0 | 0 | 0 | 0 | 0 | Avg 3 Yr | 5%
G | G013 | > 132 kV ; Circuit Breaker | 0 | 0 | 0 | 0 | 0 | 0 | 0 | 0 | 0 | 0 | 0 | 0 | 0 | 0 | 0 | 0 | 0 | 0 | 0 | 0 | 0 | 0 | 0 | 0 | 0 | 0 | 0 | 0 | 0 | 0 | 0 | 0 | 0 | 0 | 0 | 0 | [14 empty] | 2025/26 | Step | -19.65% | 0 | 0 | 0 | 1 | 2 | 3 | 4 | 5 | 100% | 100% | 100% | 80.35% | 80.35% | 80.35% | 80.35% | 80.35% | [8 empty] | Avg 3 Yr | 0 | 0 | 0 | 0 | 0 | 0 | 0 | 0 | 0 | Avg 3 Yr | 5%
G | G014 | Switchgear Other | 0 | 0 | 48021.9358 | 0 | 0 | 0 | 0 | 0 | 0 | 0 | 0 | 0 | 0 | 63005.0557 | 0 | 0 | 0 | 0 | 0 | 0 | 0 | 0 | 0 | 0 | 1 | 0 | 0 | 0 | 0 | 0 | 0 | 0 | 0 | 0 | 0 | 0 |  |  | 48021.9358 | [11 empty] | 2025/26 | Step | -19.65% | 0 | 0 | 0 | 1 | 2 | 3 | 4 | 5 | 100% | 100% | 100% | 80.35% | 80.35% | 80.35% | 80.35% | 80.35% | [8 empty] | Avg 3 Yr | 0 | 0 | 0 | 0 | 0 | 0 | 0 | 0 | 0 | Avg 3 Yr | 5%
H | H001 | Luminaires ; Major Road | 7831.3601 | 1448.9038 | -261.37 | 5147.6825 | 7317.0879 | 9580.2079 | 2924.2849 | 9649.0407 | 0 | 1490.6421 | 0 | 10536.7529 | 1920.4218 | -342.9189 | 6625.6683 | 9226.2537 | 11890.4587 | 3642.1616 | 11572.6617 | 0 | 1585.2396 | 0 | 12 | 2 | -1 | 6 | 8 | 7 | 3 | 5 | 2 | 2 | 0 | 3.8 | 3 | 2 | 652.6133 | 724.4519 | 261.37 | 857.9471 | 914.636 | 1368.6011 | 974.7616 | 1929.8081 | 0 | 745.321 |  | 1244.4303 | 1237.7425 | 745.321 | 2025/26 | Step | 0% | 0 | 0 | 0 | 1 | 2 | 3 | 4 | 5 | 100% | 100% | 100% | 100% | 100% | 100% | 100% | 100% | 0 | 0 | 0 | 0 | 0 | 0 | 0 | 0 | Avg 3 Yr | 3 | 0 | 0 | 0 | 0 | 0 | 0 | 0 | 0 | Avg 3 Yr | 5% |  | 1237.7425 | 0 | 0 | 0 | 0 | 0 | 0 | 0 | 0
H | H002 | Luminaires ; Minor Road | 0 | 2237.4462 | 1809.3537 | 3370.682 | 13193.8683 | 22577.9225 | 840.2946 | 4965.5029 | -181.82 | 1374.1213 | 0 | 0 | 2965.5804 | 2373.8825 | 4338.4612 | 16636.3965 | 28022.5499 | 1046.5768 | 5955.4195 | -205.4434 | 1461.3243 | 0 | 0 | 2 | 5 | 5 | 30 | 20 | 6 | 5 | -1 | 1 | 0 | 6.2 | 1.6667 | 1 |  | 1118.7231 | 361.8707 | 674.1364 | 439.7956 | 1128.8961 | 140.0491 | 993.1006 | 181.82 | 1374.1213 |  | 954.0652 | 1231.5608 | 1374.1213 | 2025/26 | Step | 0% | 0 | 0 | 0 | 1 | 2 | 3 | 4 | 5 | 100% | 100% | 100% | 100% | 100% | 100% | 100% | 100% | 0 | 0 | 0 | 0 | 0 | 0 | 0 | 0 | Avg 3 Yr | 1.6667 | 0 | 0 | 0 | 0 | 0 | 0 | 0 | 0 | Avg 3 Yr | 5% |  | 1231.5608 | 0 | 0 | 0 | 0 | 0 | 0 | 0 | 0
H | H003 | Brackets ; Major Road | 2510.0845 | 0 | 0 | 779.5503 | 748.7881 | 0 | 3047.532 | 4797.8955 | 977.0091 | 8760.1119 | 0 | 3377.209 | 0 | 0 | 1003.3722 | 944.161 | 0 | 3795.6644 | 5754.3981 | 1103.9492 | 9316.0367 | 0 | 5 | 0 | 0 | 1 | 2 | 0 | 5 | 5 | 2 | 5 | 0 | 3.4 | 4 | 5 | 502.0169 |  |  | 779.5503 | 374.394 |  | 609.5064 | 959.5791 | 488.5046 | 1752.0224 |  | 1034.2676 | 1211.2514 | 1752.0224 | 2025/26 | Step | 0% | 0 | 0 | 0 | 1 | 2 | 3 | 4 | 5 | 100% | 100% | 100% | 100% | 100% | 100% | 100% | 100% | 0 | 0 | 0 | 0 | 0 | 0 | 0 | 0 | Avg 3 Yr | 4 | 0 | 0 | 0 | 0 | 0 | 0 | 0 | 0 | Avg 3 Yr | 5% |  | 1211.2514 | 0 | 0 | 0 | 0 | 0 | 0 | 0 | 0
H | H004 | Brackets ; Minor Road | 0 | 0 | -414.02 | 260.4945 | 1256.7167 | 526.146 | 1724.9281 | 3515.2587 | 1717.5899 | 2189.6513 | 0 | 0 | 0 | -543.1966 | 335.2869 | 1584.6177 | 653.0252 | 2148.3772 | 4216.0564 | 1940.7516 | 2328.6086 | 0 | 0 | 0 | -3 | 1 | 5 | 2 | 2 | 3 | 9 | 7 | 0 | 4.6 | 6.3333 | 7 |  |  | 138.0067 | 260.4945 | 251.3433 | 263.073 | 862.464 | 1171.7529 | 190.8433 | 312.8073 |  | 420.5902 | 390.6579 | 312.8073 | 2025/26 | Step | 0% | 0 | 0 | 0 | 1 | 2 | 3 | 4 | 5 | 100% | 100% | 100% | 100% | 100% | 100% | 100% | 100% | 0 | 0 | 0 | 0 | 0 | 0 | 0 | 0 | Avg 3 Yr | 6.3333 | 0 | 0 | 0 | 0 | 0 | 0 | 0 | 0 | Avg 3 Yr | 5% |  | 390.6579 | 0 | 0 | 0 | 0 | 0 | 0 | 0 | 0
H | H005 | Lamps ; Major Road | 2173.2407 | 0 | 1056.1679 | 969.9477 | 4445.772 | 972.13 | -27.5311 | 495.0302 | 78.1009 | 143.902 | 0 | 2924.0004 | 0 | 1385.6983 | 1248.4359 | 5605.7575 | 1206.5575 | -34.2896 | 593.7188 | 88.2483 | 153.0341 | 0 | 34 | 0 | 36 | 0 | 47 | 4 | -6 | 8 | 1 | 4 | 0 | 2.2 | 4.3333 | 4 | 63.9188 |  | 29.338 |  | 94.5909 | 243.0325 | 4.5885 | 61.8788 | 78.1009 | 35.9755 |  | 151.0575 | 55.1564 | 35.9755 | 2025/26 | Step | 0% | 0 | 0 | 0 | 1 | 2 | 3 | 4 | 5 | 100% | 100% | 100% | 100% | 100% | 100% | 100% | 100% | 0 | 0 | 0 | 0 | 0 | 0 | 0 | 0 | Avg 3 Yr | 4.3333 | 0 | 0 | 0 | 0 | 0 | 0 | 0 | 0 | Avg 3 Yr | 5% |  | 55.1564 | 0 | 0 | 0 | 0 | 0 | 0 | 0 | 0
H | H006 | Lamps ; Minor Road | 233.8874 | 0 | 369.1036 | 502.8411 | 812.5017 | 110.4739 | 177.5812 | 478.2382 | 7081.0102 | 0 | 0 | 314.6852 | 0 | 484.2661 | 647.2152 | 1024.4986 | 137.1144 | 221.1752 | 573.5792 | 8001.0263 | 0 | 0 | 18 | 0 | 28 | 53 | 23 | -11 | 23 | 16 | 24 | 0 | 0 | 10.4 | 13.3333 | 0 | 12.9937 |  | 13.1823 | 9.4876 | 35.3262 | -10.0431 | 7.7209 | 29.8899 | 295.0421 |  |  | 150.9097 | 188.9812 |  | 2025/26 | Step | 0% | 0 | 0 | 0 | 1 | 2 | 3 | 4 | 5 | 100% | 100% | 100% | 100% | 100% | 100% | 100% | 100% | 0 | 0 | 0 | 0 | 0 | 0 | 0 | 0 | Avg 3 Yr | 13.3333 | 0 | 0 | 0 | 0 | 0 | 0 | 0 | 0 | Avg 3 Yr | 5% |  | 188.9812 | 0 | 0 | 0 | 0 | 0 | 0 | 0 | 0
H | H007 | Poles / Columns ; Major Road | 8611.6842 | 0 | -468.8 | 0 | 0 | 3195.8055 | 10388.8992 | 2780.0873 | 0 | 0 | 0 | 11586.645 | 0 | -615.0683 | 0 | 0 | 3966.4686 | 12939.249 | 3334.3222 | 0 | 0 | 0 | 5 | 0 | -1 | 0 | 0 | 2 | 2 | 1 | 0 | 0 | 0 | 1 | 0.33333 | 0 | 1722.3368 |  | 468.8 |  |  | 1597.9028 | 5194.4496 | 2780.0873 |  |  |  | 3272.9584 | 2780.0873 |  | 2025/26 | Step | 0% | 0 | 0 | 0 | 1 | 2 | 3 | 4 | 5 | 100% | 100% | 100% | 100% | 100% | 100% | 100% | 100% | 0 | 0 | 0 | 0 | 0 | 0 | 0 | 0 | Avg 3 Yr | 0.33333 | 0 | 0 | 0 | 0 | 0 | 0 | 0 | 0 | Avg 3 Yr | 5% |  | 2780.0873 | 0 | 0 | 0 | 0 | 0 | 0 | 0 | 0
H | H008 | Poles / Columns ; Minor Road | 0 | 593.5298 | 0 | 765.5184 | 3028.8199 | 1452.0118 | 6830.801 | 6907.9813 | 0 | 1276.8227 | 0 | 0 | 786.6827 | 0 | 985.3115 | 3819.0959 | 1802.162 | 8507.6805 | 8285.1481 | 0 | 1357.851 | 0 | 0 | 1 | 0 | 1 | 3 | 2 | 4 | 0 | 2 | 1 | 0 | 1.8 | 1 | 1 |  | 593.5298 |  | 765.5184 | 1009.6066 | 726.0059 | 1707.7003 |  | 0 | 1276.8227 |  | 1829.7352 | 2728.268 | 1276.8227 | 2025/26 | Step | 0% | 0 | 0 | 0 | 1 | 2 | 3 | 4 | 5 | 100% | 100% | 100% | 100% | 100% | 100% | 100% | 100% | 0 | 0 | 0 | 0 | 0 | 0 | 0 | 0 | Avg 3 Yr | 1 | 0 | 0 | 0 | 0 | 0 | 0 | 0 | 0 | Avg 3 Yr | 5% |  | 2728.268 | 0 | 0 | 0 | 0 | 0 | 0 | 0 | 0
H | H009 | Public Lighting Other | 0 | 0 | 0 | 0 | 0 | 0 | 0 | 0 | 0 | 0 | 0 | 0 | 0 | 0 | 0 | 0 | 0 | 0 | 0 | 0 | 0 | 0 | 0 | 0 | 0 | 0 | 0 | 0 | 0 | 0 | 0 | 0 | 0 | 0 | 0 | 0 | [14 empty] | 2025/26 | Step | 0% | 0 | 0 | 0 | 1 | 2 | 3 | 4 | 5 | 100% | 100% | 100% | 100% | 100% | 100% | 100% | 100% | 0 | 0 | 0 | 0 | 0 | 0 | 0 | 0 | Avg 3 Yr | 0 | 0 | 0 | 0 | 0 | 0 | 0 | 0 | 0 | Avg 3 Yr | 5%
I | I001 | Field Devices | 0 | 0 | 0 | 17817.4017 | 20995.6521 | 0 | 0 | 0 | 0 | 0 | 5185.11 | 0 | 0 | 0 | 22933.0761 | 26473.8124 | 0 | 0 | 0 | 0 | 0 | 5327.6926 | 0 | 0 | 0 | 2 | 2 | 0 | 0 | 0 | 0 | 0 | 0 | 0 | 0 | 0 |  |  |  | 8908.7008 | 10497.8261 | [9 empty] | 2025/26 | Step | 0% | 0 | 0 | 0 | 1 | 2 | 3 | 4 | 5 | 100% | 100% | 100% | 100% | 100% | 100% | 100% | 100% | [8 empty] | Avg 3 Yr | 0 | 0 | 0 | 0 | 0 | 0 | 0 | 0 | 0 | Avg 3 Yr | 5%
I | I002 | Local Network Wiring Assets | 0 | 0 | 0 | 0 | 0 | 0 | 0 | 0 | 0 | 0 | 0 | 0 | 0 | 0 | 0 | 0 | 0 | 0 | 0 | 0 | 0 | 0 | 0 | 0 | 0 | 0 | 0 | 0 | 0 | 0 | 0 | 0 | 0 | 0 | 0 | 0 | [14 empty] | 2025/26 | Step | 0% | 0 | 0 | 0 | 1 | 2 | 3 | 4 | 5 | 100% | 100% | 100% | 100% | 100% | 100% | 100% | 100% | [8 empty] | Avg 3 Yr | 0 | 0 | 0 | 0 | 0 | 0 | 0 | 0 | 0 | Avg 3 Yr | 5%
I | I003 | Communications Network Assets | 0 | 0 | 0 | 0 | 0 | 0 | 0 | 0 | 0 | 0 | 0 | 0 | 0 | 0 | 0 | 0 | 0 | 0 | 0 | 0 | 0 | 0 | 0 | 0 | 0 | 0 | 0 | 0 | 0 | 0 | 0 | 0 | 0 | 0 | 0 | 0 | [14 empty] | 2025/26 | Step | 0% | 0 | 0 | 0 | 1 | 2 | 3 | 4 | 5 | 100% | 100% | 100% | 100% | 100% | 100% | 100% | 100% | 0 | 0 | 0 | 0 | 0 | 0 | 0 | 0 | Avg 3 Yr | 0 | 0 | 0 | 0 | 0 | 0 | 0 | 0 | 0 | Avg 3 Yr | 5%
I | I004 | Master Station Assets | 0 | 0 | 0 | 0 | 0 | 0 | 0 | 0 | 0 | 0 | 0 | 0 | 0 | 0 | 0 | 0 | 0 | 0 | 0 | 0 | 0 | 0 | 0 | 0 | 0 | 0 | 0 | 0 | 0 | 0 | 0 | 0 | 0 | 0 | 0 | 0 | [14 empty] | 2025/26 | Step | 0% | 0 | 0 | 0 | 1 | 2 | 3 | 4 | 5 | 100% | 100% | 100% | 100% | 100% | 100% | 100% | 100% | [8 empty] | Avg 3 Yr | 0 | 0 | 0 | 0 | 0 | 0 | 0 | 0 | 0 | Avg 3 Yr | 5%
I | I005 | Communications Site Infrastructure | 0 | 0 | 0 | 0 | 0 | 0 | 0 | 0 | 0 | 0 | 0 | 0 | 0 | 0 | 0 | 0 | 0 | 0 | 0 | 0 | 0 | 0 | 0 | 0 | 0 | 0 | 0 | 0 | 0 | 0 | 0 | 0 | 0 | 0 | 0 | 0 | [14 empty] | 2025/26 | Step | 0% | 0 | 0 | 0 | 1 | 2 | 3 | 4 | 5 | 100% | 100% | 100% | 100% | 100% | 100% | 100% | 100% | 0 | 0 | 0 | 0 | 0 | 0 | 0 | 0 | Avg 3 Yr | 0 | 0 | 0 | 0 | 0 | 0 | 0 | 0 | 0 | Avg 3 Yr | 5%
I | I006 | Communications Linear Assets | 4198.0699 | 0 | 0 | 0 | 0 | 0 | 0 | 0 | 54487.5637 | -13494.56 | 0 | 5648.3197 | 0 | 0 | 0 | 0 | 0 | 0 | 0 | 61566.9821 | -14350.9373 | 0 | 468 | 0 | 0 | 0 | 0 | 0 | 485 | 0 | 0 | 534 | 0 | 203.8 | 178 | 534 | 8.9702 | [5 empty] | 0 |  |  | -25.2707 |  | 40.2287 | 76.7659 | -25.2707 | 2025/26 | Step | 0% | 0 | 0 | 0 | 1 | 2 | 3 | 4 | 5 | 100% | 100% | 100% | 100% | 100% | 100% | 100% | 100% | 0 | 0 | 0 | 0 | 0 | 0 | 0 | 0 | Avg 3 Yr | 178 | 0 | 0 | 0 | 0 | 0 | 0 | 0 | 0 | Avg 3 Yr | 5% |  | 76.7659 | 0 | 0 | 0 | 0 | 0 | 0 | 0 | 0
I | I007 | AFLC | 0 | 0 | 0 | 0 | 0 | 0 | 0 | 0 | 0 | 0 | 0 | 0 | 0 | 0 | 0 | 0 | 0 | 0 | 0 | 0 | 0 | 0 | 0 | 0 | 0 | 0 | 0 | 0 | 0 | 0 | 0 | 0 | 0 | 0 | 0 | 0 | [14 empty] | 2025/26 | Step | 0% | 0 | 0 | 0 | 1 | 2 | 3 | 4 | 5 | 100% | 100% | 100% | 100% | 100% | 100% | 100% | 100% | [8 empty] | Avg 3 Yr | 0 | 0 | 0 | 0 | 0 | 0 | 0 | 0 | 0 | Avg 3 Yr | 5%
I | I008 | Network Control Other | 0 | 0 | 0 | 0 | 0 | 0 | 0 | 0 | 0 | 0 | 0 | 0 | 0 | 0 | 0 | 0 | 0 | 0 | 0 | 0 | 0 | 0 | 0 | 0 | 0 | 0 | 0 | 0 | 0 | 0 | 0 | 0 | 0 | 0 | 0 | 0 | [14 empty] | 2025/26 | Step | 0% | 0 | 0 | 0 | 1 | 2 | 3 | 4 | 5 | 100% | 100% | 100% | 100% | 100% | 100% | 100% | 100% | [8 empty] | Avg 3 Yr | 0 | 0 | 0 | 0 | 0 | 0 | 0 | 0 | 0 | Avg 3 Yr | 5%
J | J001 | CURRENT TRANSFORMERS | 0 | 0 | 0 | 0 | 0 | 0 | 0 | 0 | 0 | 0 | 0 | 0 | 0 | 0 | 0 | 0 | 0 | 0 | 0 | 0 | 0 | 0 | 0 | 0 | 0 | 0 | 0 | 0 | 0 | 0 | 0 | 0 | 0 | 0 | 0 | 0 | [14 empty] | 2025/26 | Step | 0% | 0 | 0 | 0 | 1 | 2 | 3 | 4 | 5 | 100% | 100% | 100% | 100% | 100% | 100% | 100% | 100% | [8 empty] | Avg 3 Yr | 0 | 0 | 0 | 0 | 0 | 0 | 0 | 0 | 0 | Avg 3 Yr | 5%
J | J002 | VOLTAGE TRANSFORMERS | 46001.1758 | 61872.85 | 119551.2779 | 74949.0841 | 81774.0856 | 101409.149 | 410028.5124 | 74559.8505 | 141579.1522 | 129941.0878 | 175395.1773 | 61892.5726 | 82008.1886 | 156851.9637 | 96468.2216 | 103110.4818 | 125863.7923 | 510685.5812 | 89424.0121 | 159974.1398 | 138187.2695 | 180218.2779 | 8 | 11 | 20 | 12 | 13 | 18 | 14 | 0 | 26 | 22 | 23 | 16 | 16 | 22 | 5750.147 | 5624.8045 | 5977.5639 | 6245.757 | 6290.3143 | 5633.8416 | 29287.7509 |  | 5445.352 | 5906.4131 | 7625.8773 | 10718.9719 | 7210.0019 | 5906.4131 | 2025/26 | Step | 0% | 0 | 0 | 0 | 1 | 2 | 3 | 4 | 5 | 100% | 100% | 100% | 100% | 100% | 100% | 100% | 100% | [8 empty] | Avg 3 Yr | 16 | 16 | 16 | 16 | 16 | 16 | 16 | 16 | 16 | Avg 3 Yr | 5% |  | 7210.0019 | 115360.0302 | 115360.0302 | 115360.0302 | 115360.0302 | 115360.0302 | 115360.0302 | 115360.0302 | 115360.0302
J | J003 | CAPACITOR BANKS | 0 | 0 | 0 | 0 | 0 | 0 | 0 | 0 | 0 | 0 | 0 | 0 | 0 | 0 | 0 | 0 | 0 | 0 | 0 | 0 | 0 | 0 | 0 | 0 | 0 | 0 | 0 | 0 | 0 | 0 | 0 | 0 | 0 | 0 | 0 | 0 | [14 empty] | 2025/26 | Step | 0% | 0 | 0 | 0 | 1 | 2 | 3 | 4 | 5 | 100% | 100% | 100% | 100% | 100% | 100% | 100% | 100% | [8 empty] | Avg 3 Yr | 0 | 0 | 0 | 0 | 0 | 0 | 0 | 0 | 0 | Avg 3 Yr | 5%
J | J004 | STATIC VAR COMPENSATOR | 0 | 0 | 0 | 0 | 0 | 0 | 0 | 0 | 0 | 0 | 0 | 0 | 0 | 0 | 0 | 0 | 0 | 0 | 0 | 0 | 0 | 0 | 0 | 0 | 0 | 0 | 0 | 0 | 0 | 0 | 0 | 0 | 0 | 0 | 0 | 0 | [14 empty] | 2025/26 | Step | 0% | 0 | 0 | 0 | 1 | 2 | 3 | 4 | 5 | 100% | 100% | 100% | 100% | 100% | 100% | 100% | 100% | [8 empty] | Avg 3 Yr | 0 | 0 | 0 | 0 | 0 | 0 | 0 | 0 | 0 | Avg 3 Yr | 5%
J | J005 | REGULATORS | 62885.9466 | 33743.0815 | 0 | 207647.2545 | 458163.2908 | 0 | 2244455.1416 | 0 | 0 | 11845.6 | 0 | 84610.2943 | 44724.1236 | 0 | 267266.2594 | 577706.706 | 0 | 2795441.8866 | 0 | 0 | 12597.3327 | 0 | 2 | 1 | 0 | 5 | 12 | 0 | 0 | 2 | 0 | 2 | 0 | 0.8 | 1.3333 | 2 | 31442.9733 | 33743.0815 |  | 41529.4509 | 38180.2742 |  |  | 0 |  | 5922.8 |  | 564075.1854 | 2961.4 | 5922.8 | 2025/26 | Step | 0% | 0 | 0 | 0 | 1 | 2 | 3 | 4 | 5 | 100% | 100% | 100% | 100% | 100% | 100% | 100% | 100% | [8 empty] | Avg 3 Yr | 1.3333 | 1.3333 | 1.3333 | 1.3333 | 1.3333 | 1.3333 | 1.3333 | 1.3333 | 1.3333 | Avg 3 Yr | 5% |  | 2961.4 | 3948.5333 | 3948.5333 | 3948.5333 | 3948.5333 | 3948.5333 | 3948.5333 | 3948.5333 | 3948.5333
J | J006 | OTHER | 0 | 0 | 0 | 0 | 0 | 0 | 0 | 0 | 22720.41 | 44547.44 | 0 | 0 | 0 | 0 | 0 | 0 | 0 | 0 | 0 | 25672.41 | 47374.4618 | 0 | 0 | 0 | 0 | 0 | 0 | 117 | 47 | 6 | 55 | 15 | 36 | 48 | 25.3333 | 15 | [5 empty] | 0 | 0 | 0 | 413.0984 | 2969.8293 | 0 | 280.2827 | 885.1033 | 2969.8293 | 2025/26 | Step | 0% | 0 | 0 | 0 | 1 | 2 | 3 | 4 | 5 | 100% | 100% | 100% | 100% | 100% | 100% | 100% | 100% | [8 empty] | Avg 3 Yr | 25.3333 | 25.3333 | 25.3333 | 25.3333 | 25.3333 | 25.3333 | 25.3333 | 25.3333 | 25.3333 | Avg 3 Yr | 5% |  | 885.1033 | 22422.6167 | 22422.6167 | 22422.6167 | 22422.6167 | 22422.6167 | 22422.6167 | 22422.6167 | 22422.6167
|  | TOTAL DIRECT COST | 14039261.53 | 16977676.57 | 20137962.82 | 15794143.48 | 17408807.84 | 17960491.5306 | 19040831.8214 | 17282745.5821 | 19400944.303 | 21656445.5921 | 24223962.3439 | 18889213.1425 | 22502737.5236 | 26421122.9675 | 20328906.622 | 21951093.0608 | 22291633.4308 | 23715127.0449 | 20728212.8222 | 21921655.3327 | 23030783.6852 | 24890084.4713 | [69 empty] | 19770089.4483 | 19770089.4483 | 19770089.4483 | 18255458.6613 | 18255458.6613 | 18255458.6613 | 18255458.6613 | 18255458.6613
Nailing Rate %
A1 |  | Nails | 0 | 3060.2778 | 0 | 0 | 0 | 0 | 0 | 0 | 0 | 0 | 0 | 0 | 4056.1868 | 0 | 0 | 0 | 0 | 0 | 0 | 0 | 0 | 0 | 0 | 3 | 0 | 0 | 0 | 0 | 0 | 0 | 0 | 0 | 0 | [46 empty] | 0 | 0 | 0 | 0 | 0 | 0 | 0 | 0 |  |  |  |  | 0 | 0 | 0 | 0 | 0 | 0 | 0 | 0
A |  | Poles | 182518.2316 | 144489.8698 | 192232.6336 | 228131.8096 | 205113.7975 | 644059.3194 | 145451.0562 | 496877.3952 | 295956.2232 | 408706.5418 | 518553.0106 | 245570.3081 | 191511.3415 | 252210.3201 | 293632.2733 | 258631.843 | 799373.1258 | 181157.5413 | 595934.2712 | 334408.9967 | 434643.4374 | 532812.4298 | 90 | 77 | 78 | 74 | 68 | 135 | 36 | 69 | 107 | 83 | 37 | [46 empty] | 86.3333 | 86.3333 | 86.3333 | 86.3333 | 86.3333 | 86.3333 | 86.3333 | 86.3333 |  |  |  |  | 100031.7628 | 100031.7628 | 100031.7628 | 100031.7628 | 100031.7628 | 100031.7628 | 100031.7628 | 100031.7628
B |  | Pole Tops | 52357.9672 | 63699.0954 | 64636.4648 | 57645.7179 | 61388.5924 | 116680.8857 | 85520.1883 | 173605.1874 | 296647.5393 | 394890.6986 | 305320.5307 | 70445.3578 | 84428.7508 | 84803.4133 | 74196.7691 | 77406.0301 | 144818.2823 | 106514.366 | 208214.9074 | 335190.1336 | 419950.8281 | 313716.381 | 186 | 199 | 194 | 168 | 165 | 204 | 116 | 174 | 392 | 409 | 290 | [46 empty] | 325 | 325 | 325 | 355 | 355 | 355 | 355 | 355 |  |  |  |  | 1047773.8448 | 1047773.8448 | 1047773.8448 | 1144491.4301 | 1144491.4301 | 1144491.4301 | 1144491.4301 | 1144491.4301
C |  | Conductor | 1858.0398 | 14131.2321 | 27581.8389 | 26913.3505 | 35315.9262 | 19542.6078 | 35068.2335 | 28225.1198 | 88629.2504 | 93520.2124 | 97376.5293 | 2499.9113 | 18729.972 | 36187.5312 | 34640.6242 | 44530.5152 | 24255.2744 | 43677.063 | 33852.0455 | 100144.6038 | 99455.0917 | 100054.2357 | 0 | 0 | 2 | 2 | 1 | 2.4905 | 1.4722 | 0.871 | 6.1323 | 3.4407 | 1.2912 | [46 empty] | 3.4813 | 3.4813 | 3.4813 | 8.921 | 8.921 | 8.921 | 8.921 | 8.921 |  |  |  |  | 70124.8609 | 70124.8609 | 70124.8609 | 179697.0597 | 179697.0597 | 179697.0597 | 179697.0597 | 179697.0597
D |  | Underground Cables | 464185.9069 | 285132.1555 | 285197.4261 | 421573.3502 | 419594.5662 | 371746.1622 | 956452.6893 | 1331700.2571 | 521337.426 | 298335.1886 | 414356.3462 | 624541.8617 | 377922.976 | 374180.6623 | 542614.1203 | 529074.6762 | 461392.1152 | 1191250.3221 | 1597186.4085 | 589073.3557 | 317267.816 | 425750.5157 | 3 | 2 | 2 | 2 | 2 | 2.9202 | 3.4297 | 2.1753 | 2.1383 | 1.266 | 1.2233 | [46 empty] | 1.8599 | 1.8599 | 1.8599 | 1.8599 | 1.8599 | 1.8599 | 1.8599 | 1.8599 |  |  |  |  | 717124.2906 | 717124.2906 | 717124.2906 | 717124.2906 | 717124.2906 | 717124.2906 | 717124.2906 | 717124.2906
E |  | Services | 82333.2433 | 52756.8059 | 80105.537 | 75254.1378 | 96091.3202 | 33500.0346 | 17227.8008 | 49967.8195 | 16964.1665 | 142854.6915 | 317698.8434 | 110775.7825 | 69925.5019 | 105098.925 | 96860.8612 | 121163.3519 | 41578.5108 | 21457.0187 | 59929.3435 | 19168.2738 | 151920.3825 | 326435.0785 | 246 | 230 | 318 | 220 | 284 | 105.87 | 78.487 | 16.697 | 100.8858 | 101.2318 | 436.4948 | [46 empty] | 72.9382 | 72.9382 | 72.9382 | 72.9382 | 72.9382 | 72.9382 | 72.9382 | 72.9382 |  |  |  |  | 69928.8925 | 69928.8925 | 69928.8925 | 69928.8925 | 69928.8925 | 69928.8925 | 69928.8925 | 69928.8925
F |  | Transformers | 9215271.3071 | 12015166.1366 | 12891430.4609 | 9400793.369 | 10375453.2466 | 9709842.4488 | 9507250.4166 | 8780441.4544 | 10820013.4813 | 11698096.8949 | 14340430.722 | 12398745.0133 | 15925272.7403 | 16913630.8613 | 12099918.6068 | 13082604.0392 | 12051354.3948 | 11841166.0578 | 10530899.6348 | 12225827.9045 | 12440468.9573 | 14734770.7596 | 634 | 820 | 897 | 592 | 682 | 603 | 415 | 372 | 501 | 414 | 394 | [46 empty] | 429 | 429 | 429 | 425.64 | 425.64 | 425.64 | 425.64 | 425.64 |  |  |  |  | 10432850.6102 | 10432850.6102 | 10432850.6102 | 10351138.7732 | 10351138.7732 | 10351138.7732 | 10351138.7732 | 10351138.7732
G |  | Switchgear | 3906291.3849 | 4299345.1858 | 6475136.7455 | 5271621.2882 | 5624113.8078 | 6925296.2254 | 5613470.9929 | 6313779.4636 | 7132937.2002 | 8431966.5454 | 8049646.0744 | 5255744.4285 | 5698485.0572 | 8495416.6275 | 6785192.0587 | 7091550.8239 | 8595319.5988 | 6991510.613 | 7572486.8952 | 8059700.0007 | 8967066.9511 | 8270999.1005 | 475 | 423 | 617 | 508 | 455 | 4648 | 314 | 496 | 719 | 927 | 751.0007 | [46 empty] | 712 | 712 | 712 | 544.0691 | 544.0691 | 544.0691 | 544.0691 | 544.0691 |  |  |  |  | 7190524.0065 | 7190524.0065 | 7190524.0065 | 5551315.2723 | 5551315.2723 | 5551315.2723 | 5551315.2723 | 5551315.2723
H |  | Public Lighting | 21360.2568 | 4279.8797 | 2090.4352 | 11796.7164 | 30803.5546 | 38414.6976 | 25906.7898 | 33589.0347 | 9671.8902 | 15235.2512 | 0 | 28739.2925 | 5672.6849 | 2742.663 | 15183.7513 | 38840.781 | 47678.3364 | 32266.5951 | 40285.304 | 10928.5321 | 16202.0943 | 0 | 74 | 5 | 64 | 67 | 118 | 26 | 39 | 43 | 39 | 20 | 0 | [46 empty] | 0 | 0 | 0 | 0 | 0 | 0 | 0 | 0 |  |  |  |  | 0 | 0 | 0 | 0 | 0 | 0 | 0 | 0
I |  | SCADA, Protection & Control | 4198.0699 | 0 | 0 | 17817.4017 | 20995.6521 | 0 | 0 | 0 | 54487.5637 | -13494.56 | 5185.11 | 5648.3197 | 0 | 0 | 22933.0761 | 26473.8124 | 0 | 0 | 0 | 61566.9821 | -14350.9373 | 5327.6926 | 468 | 0 | 0 | 2 | 2 | 0 | 485 | 0 | 0 | 534 | 0 | [46 empty] | 0 | 0 | 0 | 0 | 0 | 0 | 0 | 0 |  |  |  |  | 0 | 0 | 0 | 0 | 0 | 0 | 0 | 0
J |  | Other | 108887.1224 | 95615.9314 | 119551.2779 | 282596.3387 | 539937.3764 | 101409.149 | 2654483.654 | 74559.8505 | 164299.5622 | 186334.1278 | 175395.1773 | 146502.8669 | 126732.3122 | 156851.9637 | 363734.4809 | 680817.1878 | 125863.7923 | 3306127.4677 | 89424.0121 | 185646.5499 | 198159.0641 | 180218.2779 | 10 | 12 | 20 | 17 | 25 | 135 | 61 | 8 | 81 | 39 | 59 | [46 empty] | 42.6667 | 42.6667 | 42.6667 | 42.6667 | 42.6667 | 42.6667 | 42.6667 | 42.6667 |  |  |  |  | 141731.1802 | 141731.1802 | 141731.1802 | 141731.1802 | 141731.1802 | 141731.1802 | 141731.1802 | 141731.1802
|  |  | 14039261.53 | 16977676.57 | 20137962.82 | 15794143.48 | 17408807.84 | 17960491.5306 | 19040831.8214 | 17282745.5821 | 19400944.303 | 21656445.5921 | 24223962.3439 | 18889213.1425 | 22502737.5236 | 26421122.9675 | 20328906.622 | 21951093.0608 | 22291633.4308 | 23715127.0449 | 20728212.8222 | 21921655.3327 | 23030783.6852 | 24890084.4713 | [57 empty] | 45541.0283 | 33016.7634 | [10 empty] | 19770089.4483 | 19770089.4483 | 19770089.4483 | 18255458.6613 | 18255458.6613 | 18255458.6613 | 18255458.6613 | 18255458.6613
Note on N6: CHAN Andy (EnergyQ): No Streetlight Expenditure was added to Pole, Poletop and Conductor

## Defect (Total)
Total Defect | [44 empty] | Base Rates
-2.9802e-08
[36 empty] | Include 2022/23 |  | y | [11 empty] | Include 2022/23 |  | y
Group | Cat | RETURN TO SERVICE | ALLOCATED COSTS | [10 empty] | ESCALATED ALLOCATED COST | [10 empty] | UNITS | [10 empty] | AVERAGE REPLACEment UNITS |  |  | UNIT COST RATES | [10 empty] | AVERAGE UNIT RATES | [10 empty] | UNIT RATE
Code | Code | RIN ASSET CATEGORY | 2013/14 | 2014/15 | 2015/16 | 2016/17 | 2017/18 | 2018/19 | 2019/20 | 2020/21 | 2021/22 | 2022/23 | 2023/24 | 2013/14 | 2014/15 | 2015/16 | 2016/17 | 2017/18 | 2018/19 | 2019/20 | 2020/21 | 2021/22 | 2022/23 | 2023/24 | 2013/14 | 2014/15 | 2015/16 | 2016/17 | 2017/18 | 2018/19 | 2019/20 | 2020/21 | 2021/22 | 2022/23 | 2023/24 | Avg 5 Yr | Avg 3 Yr | Last Yr | 2013/14 | 2014/15 | 2015/16 | 2016/17 | 2017/18 | 2018/19 | 2019/20 | 2020/21 | 2021/22 | 2022/23 | 2023/24 | Avg 5 Yr | Avg 3 Yr | Last Yr | 2022/23 | 2023/24 | 2024/25 | 2025/26 | 2026/27 | 2027/28 | 2028/29 | 2029/30 | Calculated | 2022/23 | 2023/24 | 2024/25 | 2025/26 | 2026/27 | 2027/28 | 2028/29 | 2029/30
A1 | A001 | Staking of a wooden pole | 7886723.1265 | 4317944.5115 | 6005681.1191 | 4170415.2232 | 6420967.15 | 3689144.5943 | 7934044.6888 | 5804194.29 | 6724282.77 | 7067323.73 | 6456776.91 | 10611241.4683 | 5723137.1786 | 7879488.1473 | 5367811.2874 | 8096318.1825 | 4578775.5213 | 9881757.2436 | 6961311.4382 | 7597950.2308 | 7515822.6389 | 6634328.4563 | 2422 | 1171 | 1487 | 1285 | 1563 | 1101 | 5017 | 4542 | 5172 | 4260 | 4039 | 4018.4 | 4658 | 4260 | 3256.2854 | 3687.3992 | 4038.7903 | 3245.4593 | 4108.1044 | 3350.7217 | 1581.4321 | 1277.8939 | 1300.132 | 1658.9962 | 1598.6078 | 1553.802 | 1402.3043 | 1658.9962 | 4658 | 4658 | 4658 | 4658 | 4658 | 4658 | 4658 | 4658 | 1800 | 8384400 | 8384400 | 8384400 | 8384400 | 8384400 | 8384400 | 8384400 | 8384400
A | A002 | ˂ = 1 kV; Wood | 5942666.2396 | 7742697.8404 | 9257758.4128 | 8092222.5265 | 8318957.1481 | 5726978.3287 | 12761307.1266 | 8129555.2496 | 9789998.6159 | 13904403.3937 | 12993742.4924 | 7995597.8451 | 10262411.1438 | 12146232.2487 | 10415635.157 | 10489529.4501 | 7108029.3851 | 15894054.5563 | 9750253.5441 | 11061986.0566 | 14786789.7098 | 13046904.8145 | 1160.8 | 1478.6 | 1523.6 | 1466.2 | 1504 | 1301 | 3297 | 2260 | 2830 | 2519 | 2328 | 2441.4 | 2536.3333 | 2519 | 5119.4575 | 5236.506 | 6076.2394 | 5519.1806 | 5531.2215 | 4401.9818 | 3870.5815 | 3597.1483 | 3459.3635 | 5519.8108 | 5581.5045 | 4121.5895 | 4182.4099 | 5519.8108 | 2598.6667 | 2598.6667 | 2598.6667 | 2598.6667 | 2598.6667 | 2598.6667 | 2598.6667 | 2598.6667 | 4254.4177 | 11055813.59 | 11055813.59 | 11055813.59 | 11055813.59 | 11055813.59 | 11055813.59 | 11055813.59 | 11055813.59
A | A003 | > 1 kV & < = 11 kV; Wood | 6028821.4088 | 6761018.886 | 7539172.8766 | 7175102.3303 | 8965158.1857 | 26695596.6433 | 38813844.9707 | 78342527.7496 | 42163626.9265 | 50550468.9728 | 67152334.5835 | 8111515.8619 | 8961263.5014 | 9891438.1473 | 9235194.391 | 11304336.4858 | 33133194.2434 | 48342177.1283 | 93960799.2556 | 47641830.3473 | 53758448.5482 | 67432428.0719 | 729.6 | 809.2 | 861.2 | 864.4 | 1084 | 3653 | 6642 | 11835 | 7414 | 7578 | 8188 | 7424.4 | 8942.3333 | 7578 | 8263.1872 | 8355.1889 | 8754.2648 | 8300.6737 | 8270.4411 | 7307.8556 | 5843.6984 | 6619.563 | 5687.0282 | 6670.6874 | 8201.311 | 6372.6649 | 6376.286 | 6670.6874 | 9089.5333 | 9089.5333 | 9089.5333 | 9089.5333 | 9089.5333 | 9089.5333 | 9089.5333 | 9089.5333 | 6241.458 | 56731940.7146 | 56731940.7146 | 56731940.7146 | 56731940.7146 | 56731940.7146 | 56731940.7146 | 56731940.7146 | 56731940.7146
A | A004 | ˃ 11 kV & < = 22 kV; Wood | 6028821.4088 | 6761018.886 | 7539172.8766 | 7175102.3303 | 8965158.1857 | 4923215.3878 | 0 | 0 | 0 | 0 | 0 | 8111515.8619 | 8961263.5014 | 9891438.1473 | 9235194.391 | 11304336.4858 | 6110440.3818 | 0 | 0 | 0 | 0 | 0 | 729.6 | 809.2 | 861.2 | 864.4 | 1084 | 391 | 0 | 0 | 0 | 0 | 0 | 78.2 | 0 | 0 | 8263.1872 | 8355.1889 | 8754.2648 | 8300.6737 | 8270.4411 | 12591.3437 | [5 empty] | 12591.3437 |  |  | 6.8 | 6.8 | 6.8 | 6.8 | 6.8 | 6.8 | 6.8 | 6.8 | 9334.5164 | 63474.7116 | 63474.7116 | 63474.7116 | 63474.7116 | 63474.7116 | 63474.7116 | 63474.7116 | 63474.7116
A | A005 | > 22 kV & < = 66 kV; Wood | 1681184.9307 | 2836629.194 | 2677395.8142 | 2236083.5509 | 2397335.4268 | 89746.4239 | 4880379.7995 | 4786383.6449 | 6501635.8499 | 7934326.564 | 11110600.7328 | 2261960.8887 | 3759756.0503 | 3512758.6972 | 2878100.5923 | 3022845.3054 | 111388.621 | 6078454.3478 | 5740591.2949 | 7346375.4122 | 8437846.2757 | 11161680.3461 | 135 | 182 | 164 | 143 | 160 | 5 | 390 | 602 | 646 | 508 | 605 | 430.2 | 585.3333 | 508 | 12453.2217 | 15585.8747 | 16325.5842 | 15636.9479 | 14983.3464 | 17949.2848 | 12513.7944 | 7950.8034 | 10064.4518 | 15618.7531 | 18364.6293 | 11247.0815 | 10946.6663 | 15618.7531 | 590.5333 | 590.5333 | 590.5333 | 590.5333 | 590.5333 | 590.5333 | 590.5333 | 590.5333 | 10823.0882 | 6391394.3427 | 6391394.3427 | 6391394.3427 | 6391394.3427 | 6391394.3427 | 6391394.3427 | 6391394.3427 | 6391394.3427
A | A006 | > 66 kV & < = 132 kV; Wood | 41392.868 | 47440.1644 | 0 | 0 | 22149.0275 | 6713362.7281 | 128797.3713 | 175102.392 | 121625.3393 | 50954.986 | 331215.1627 | 55692.2958 | 62878.6609 | 0 | 0 | 27928.1251 | 8332278.7 | 160415.577 | 210010.5929 | 137427.7833 | 54188.6366 | 332566.0258 | 2 | 2 | 0 | 0 | 1 | 26 | 8 | 9 | 13 | 4 | 16 | 12 | 8.6667 | 4 | 20696.434 | 23720.0822 |  |  | 22149.0275 | 258206.2588 | 16099.6714 | 19455.8213 | 9355.7953 | 12738.7465 | 20700.9477 | 119830.7136 | 13372.4122 | 12738.7465 | 8.8667 | 8.8667 | 8.8667 | 8.8667 | 8.8667 | 8.8667 | 8.8667 | 8.8667 | 13070.7788 | 115894.2391 | 115894.2391 | 115894.2391 | 115894.2391 | 115894.2391 | 115894.2391 | 115894.2391 | 115894.2391
A | A007 | > 132 kV; Wood | 0 | 0 | 0 | 0 | 0 | 0 | 0 | 0 | 0 | 0 | 0 | 0 | 0 | 0 | 0 | 0 | 0 | 0 | 0 | 0 | 0 | 0 | 0 | 0 | 0 | 0 | 0 | 0 | 0 | 0 | 0 | 0 | 0 | 0 | 0 | 0 | [14 empty] | 0 | 0 | 0 | 0 | 0 | 0 | 0 | 0 |  | 0 | 0 | 0 | 0 | 0 | 0 | 0 | 0
A | A008 | ˂ = 1 kV; Concrete | 0 | 0 | 0 | 0 | 0 | 0 | 0 | 0 | 0 | 0 | 0 | 0 | 0 | 0 | 0 | 0 | 0 | 0 | 0 | 0 | 0 | 0 | 0 | 0 | 0 | 0 | 0 | 0 | 0 | 0 | 0 | 0 | 0 | 0 | 0 | 0 | [14 empty] | 0 | 0 | 0 | 0 | 0 | 0 | 0 | 0 |  | 0 | 0 | 0 | 0 | 0 | 0 | 0 | 0
A | A009 | > 1 kV & < = 11 kV; Concrete | 0 | 0 | 0 | 0 | 0 | 0 | 0 | 64127.2998 | 107354.7702 | 0 | 0 | 0 | 0 | 0 | 0 | 0 | 0 | 0 | 76911.6407 | 121303.0785 | 0 | 0 | 0 | 0 | 0 | 0 | 0 | 0 | 0 | 12 | 14 | 0 | 0 | 5.2 | 8.6667 | 0 | [7 empty] | 5343.9417 | 7668.1979 |  |  | 6595.4642 | 6595.4642 |  | 8.6667 | 8.6667 | 8.6667 | 8.6667 | 8.6667 | 8.6667 | 8.6667 | 8.6667 | 6595.4642 | 57160.69 | 57160.69 | 57160.69 | 57160.69 | 57160.69 | 57160.69 | 57160.69 | 57160.69
A | A010 | ˃ 11 kV & < = 22 kV; Concrete | 0 | 0 | 0 | 0 | 0 | 0 | 0 | 0 | 0 | 0 | 0 | 0 | 0 | 0 | 0 | 0 | 0 | 0 | 0 | 0 | 0 | 0 | 0 | 0 | 0 | 0 | 0 | 0 | 0 | 0 | 0 | 0 | 0 | 0 | 0 | 0 | [14 empty] | 0 | 0 | 0 | 0 | 0 | 0 | 0 | 0 |  | 0 | 0 | 0 | 0 | 0 | 0 | 0 | 0
A | A011 | > 22 kV & < = 66 kV; Concrete | 163151.5018 | 447309.7233 | 0 | 0 | 0 | 0 | 0 | 0 | 0 | 0 | 0 | 219513.2191 | 592878.1394 | 0 | 0 | 0 | 0 | 0 | 0 | 0 | 0 | 0 | 3 | 8 | 0 | 0 | 0 | 0 | 0 | 0 | 0 | 0 | 0 | 0 | 0 | 0 | 54383.8339 | 55913.7154 | [12 empty] | 0 | 0 | 0 | 0 | 0 | 0 | 0 | 0 |  | 0 | 0 | 0 | 0 | 0 | 0 | 0 | 0
A | A012 | > 66 kV & < = 132 kV; Concrete | 0 | 0 | 0 | 0 | 0 | 0 | 0 | 0 | 0 | 0 | 0 | 0 | 0 | 0 | 0 | 0 | 0 | 0 | 0 | 0 | 0 | 0 | 0 | 0 | 0 | 0 | 0 | 0 | 0 | 0 | 0 | 0 | 0 | 0 | 0 | 0 | [14 empty] | 0 | 0 | 0 | 0 | 0 | 0 | 0 | 0 |  | 0 | 0 | 0 | 0 | 0 | 0 | 0 | 0
A | A013 | > 132 kV; Concrete | 0 | 0 | 0 | 0 | 0 | 0 | 0 | 0 | 0 | 0 | 0 | 0 | 0 | 0 | 0 | 0 | 0 | 0 | 0 | 0 | 0 | 0 | 0 | 0 | 0 | 0 | 0 | 0 | 0 | 0 | 0 | 0 | 0 | 0 | 0 | 0 | [14 empty] | 0 | 0 | 0 | 0 | 0 | 0 | 0 | 0 |  | 0 | 0 | 0 | 0 | 0 | 0 | 0 | 0
A | A014 | ˂ = 1 kV; Steel | 0 | 0 | 0 | 0 | 0 | 0 | 0 | 0 | 0 | 0 | 0 | 0 | 0 | 0 | 0 | 0 | 0 | 0 | 0 | 0 | 0 | 0 | 0 | 0 | 0 | 0 | 0 | 0 | 0 | 0 | 0 | 0 | 0 | 0 | 0 | 0 | [14 empty] | 0 | 0 | 0 | 0 | 0 | 0 | 0 | 0 |  | 0 | 0 | 0 | 0 | 0 | 0 | 0 | 0
A | A015 | > 1 kV & < = 11 kV; Steel | 0 | 0 | 0 | 0 | 0 | 0 | 0 | 0 | 0 | 0 | 0 | 0 | 0 | 0 | 0 | 0 | 0 | 0 | 0 | 0 | 0 | 0 | 0 | 0 | 0 | 0 | 0 | 0 | 0 | 0 | 0 | 0 | 0 | 0 | 0 | 0 | [14 empty] | 0 | 0 | 0 | 0 | 0 | 0 | 0 | 0 |  | 0 | 0 | 0 | 0 | 0 | 0 | 0 | 0
A | A016 | ˃ 11 kV & < = 22 kV; Steel | 31623.192 | 0 | 282688.3243 | 0 | 0 | 0 | 15674.6995 | 0 | 0 | 0 | 0 | 42547.6235 | 0 | 370888.7063 | 0 | 0 | 0 | 19522.6497 | 0 | 0 | 0 | 0 | 2 | 0 | 15 | 0 | 0 | 0 | 1 | 0 | 0 | 0 | 0 | 0.2 | 0 | 0 | 15811.596 |  | 18845.8883 |  |  |  | 15674.6995 |  |  |  |  | 15674.6995 |  |  | 0 | 0 | 0 | 0 | 0 | 0 | 0 | 0 |  | 0 | 0 | 0 | 0 | 0 | 0 | 0 | 0
A | A017 | > 22 kV & < = 66 kV; Steel | 0 | 0 | 0 | 0 | 0 | 0 | 0 | 0 | 0 | 0 | 0 | 0 | 0 | 0 | 0 | 0 | 0 | 0 | 0 | 0 | 0 | 0 | 0 | 0 | 0 | 0 | 0 | 0 | 0 | 0 | 0 | 0 | 0 | 0 | 0 | 0 | [14 empty] | 0 | 0 | 0 | 0 | 0 | 0 | 0 | 0 |  | 0 | 0 | 0 | 0 | 0 | 0 | 0 | 0
A | A018 | > 66 kV & < = 132 kV; Steel | 0 | 0 | 0 | 0 | 0 | 0 | 0 | 0 | 0 | 0 | 0 | 0 | 0 | 0 | 0 | 0 | 0 | 0 | 0 | 0 | 0 | 0 | 0 | 0 | 0 | 0 | 0 | 0 | 0 | 0 | 0 | 0 | 0 | 0 | 0 | 0 | [14 empty] | 0 | 0 | 0 | 0 | 0 | 0 | 0 | 0 |  | 0 | 0 | 0 | 0 | 0 | 0 | 0 | 0
A | A019 | > 132 kV; Steel | 0 | 0 | 0 | 0 | 0 | 0 | 0 | 0 | 0 | 0 | 0 | 0 | 0 | 0 | 0 | 0 | 0 | 0 | 0 | 0 | 0 | 0 | 0 | 0 | 0 | 0 | 0 | 0 | 0 | 0 | 0 | 0 | 0 | 0 | 0 | 0 | [14 empty] | 0 | 0 | 0 | 0 | 0 | 0 | 0 | 0 |  | 0 | 0 | 0 | 0 | 0 | 0 | 0 | 0
A | A020 | Poles Other | 0 | 0 | 0 | 0 | 0 | 0 | 0 | 0 | 0 | 0 | 0 | 0 | 0 | 0 | 0 | 0 | 0 | 0 | 0 | 0 | 0 | 0 | 0 | 0 | 0 | 0 | 0 | 0 | 0 | 0 | 0 | 0 | 0 | 0 | 0 | 0 | [14 empty] | 0 | 0 | 0 | 0 | 0 | 0 | 0 | 0 |  | 0 | 0 | 0 | 0 | 0 | 0 | 0 | 0
B | B001 | ˂ = 1 kV | 2609680.9106 | 3518554.0206 | 4573074.3111 | 3568509.2056 | 5179902.8298 | 10854002.8341 | 10641440.234 | 8124177.0374 | 11623232.1935 | 11292136.0092 | 13508122.6618 | 3511211.6722 | 4663600.3025 | 5999899.7809 | 4593087.9704 | 6531436.8513 | 13471427.1056 | 13253785.8355 | 9743803.138 | 13133406.6023 | 12008745.4179 | 13563803.4371 | 2729 | 3382 | 3537 | 3028 | 3780 | 5795 | 5623 | 3314 | 4722 | 4543 | 3640 | 4799.4 | 4193 | 4543 | 956.2774 | 1040.3767 | 1292.9246 | 1178.5037 | 1370.3447 | 1872.9944 | 1892.4845 | 2451.4716 | 2461.5062 | 2485.6122 | 3711.0227 | 2189.2315 | 2467.5686 | 2485.6122 | 4423.9333 | 4423.9333 | 4423.9333 | 4819.2653 | 4819.2653 | 4819.2653 | 4819.2653 | 4819.2653 | 2417.3375 | 10694267.5167 | 10694267.5167 | 10694267.5167 | 11649714.0293 | 11649714.0293 | 11649714.0293 | 11649714.0293 | 11649714.0293
B | B002 | > 1 kV & < = 11 kV | 3058511.0632 | 4457834.1065 | 7216737.7365 | 4354134.0524 | 8764039.776 | 11273365.2951 | 16161904.2966 | 17287215.2651 | 16162136.8389 | 19097353.5607 | 19370342.5591 | 4115093.0373 | 5908551.1736 | 9468401.3902 | 5604278.8697 | 11050742.5023 | 13991918.1088 | 20129457.4353 | 20733573.5758 | 18262038.5734 | 20309289.3036 | 19453057.1742 | 2943 | 3683 | 4238 | 2946 | 5071 | 5322 | 7033 | 6666 | 6556 | 6207 | 5409 | 6356.8 | 6476.3333 | 6207 | 1039.2494 | 1210.3812 | 1702.864 | 1477.9817 | 1728.2666 | 2118.2573 | 2298.01 | 2593.3416 | 2465.2436 | 3076.7446 | 3581.1319 | 2516.4226 | 2704.5502 | 3076.7446 | 6783.3333 | 6783.3333 | 6783.3333 | 7389.7527 | 7389.7527 | 7389.7527 | 7389.7527 | 7389.7527 | 2843.8295 | 19290109.7505 | 19290109.7505 | 19290109.7505 | 21015516.5586 | 21015516.5586 | 21015516.5586 | 21015516.5586 | 21015516.5586
B | B003 | ˃ 11 kV & < = 22 kV | 2653788.9935 | 3609662.0266 | 6444443.0667 | 4824872.5009 | 7655480.9227 | 3213815.7539 | 12304422.5643 | 11339106.8108 | 11585830.8536 | 15524712.5822 | 18841301.6449 | 3570557.1711 | 4784357.671 | 8455146.3445 | 6210174.2116 | 9652939.8052 | 3988821.9417 | 15325010.3285 | 13599657.4197 | 13091145.8097 | 16509925.2199 | 18920189.9066 | 1811 | 2053 | 2980 | 2437 | 3898 | 1886 | 5421 | 4604 | 4656 | 4570 | 5469 | 4227.4 | 4610 | 4570 | 1465.3722 | 1758.2377 | 2162.5648 | 1979.841 | 1963.951 | 1704.038 | 2269.7699 | 2462.8816 | 2488.3657 | 3397.0925 | 3445.1091 | 2553.2426 | 2780.1627 | 3397.0925 | 4750.8 | 4750.8 | 4750.8 | 5175.4694 | 5175.4694 | 5175.4694 | 5175.4694 | 5175.4694 | 2697.6829 | 12816550.0822 | 12816550.0822 | 12816550.0822 | 13961536.7539 | 13961536.7539 | 13961536.7539 | 13961536.7539 | 13961536.7539
B | B004 | ˃ 22 kV & < = 66 kV | 1074007.3904 | 1434361.469 | 2344172.5967 | 1160469.5147 | 1833382.5567 | 133480.1248 | 2352898.4552 | 4152554.4638 | 5260605.6513 | 5810509.3455 | 8694154.4894 | 1445030.0303 | 1901147.0455 | 3075567.9206 | 1493659.75 | 2311746.5301 | 165668.6293 | 2930506.7296 | 4980402.6954 | 5944101.5926 | 6179249.6496 | 8730419.9887 | 1285 | 1371 | 1256 | 914 | 1296 | 13 | 1084 | 1132 | 1300 | 1250 | 1172 | 955.8 | 1227.3333 | 1250 | 835.8034 | 1046.2155 | 1866.3795 | 1269.6603 | 1414.647 | 10267.7019 | 2170.5705 | 3668.3343 | 4046.6197 | 4648.4075 | 7418.2206 | 3705.8062 | 4134.6196 | 4648.4075 | 1250.1333 | 1250.1333 | 1250.1333 | 1362.0336 | 1362.0336 | 1362.0336 | 1362.0336 | 1362.0336 | 4402.2876 | 5503446.4216 | 5503446.4216 | 5503446.4216 | 5996063.6696 | 5996063.6696 | 5996063.6696 | 5996063.6696 | 5996063.6696
B | B005 | > 66 kV & < = 132 kV | -670.44 | 54917.1424 | 66985.0357 | 41541.6415 | 0 | 0 | 27788.1385 | 87227.3379 | 0 | 315932.5491 | 668258.3748 | -902.0477 | 72788.8787 | 87884.7518 | 53468.9425 | 0 | 0 | 34609.7923 | 104616.8743 | 0 | 335981.9212 | 670983.8708 | -1 | 8 | 8 | 5 | 0 | 0 | 14 | 9 | 0 | 49 | 79 | 14.4 | 19.3333 | 49 | 670.44 | 6864.6428 | 8373.1295 | 8308.3283 |  |  | 1984.867 | 9691.9264 |  | 6447.603 | 8458.9668 | 5985.3892 | 6951.0325 | 6447.603 | 19.5333 | 19.5333 | 19.5333 | 21.278 | 21.278 | 21.278 | 21.278 | 21.278 | 6879.8363 | 134386.629 | 134386.629 | 134386.629 | 146388.9972 | 146388.9972 | 146388.9972 | 146388.9972 | 146388.9972
B | B006 | > 132 kV | 0 | 0 | 0 | 0 | 0 | 0 | 0 | 0 | 0 | 0 | 0 | 0 | 0 | 0 | 0 | 0 | 0 | 0 | 0 | 0 | 0 | 0 | 0 | 0 | 0 | 0 | 0 | 0 | 0 | 0 | 0 | 0 | 0 | 0 | 0 | 0 | [14 empty] | 0 | 0 | 0 | 0 | 0 | 0 | 0 | 0 |  | 0 | 0 | 0 | 0 | 0 | 0 | 0 | 0
B | B007 | Pole Tops Other | 0 | 0 | 0 | 0 | 0 | 0 | 0 | 0 | 0 | 0 | 0 | 0 | 0 | 0 | 0 | 0 | 0 | 0 | 0 | 0 | 0 | 0 | 0 | 0 | 0 | 0 | 0 | 0 | 0 | 0 | 0 | 0 | 0 | 0 | 0 | 0 | [14 empty] | 0 | 0 | 0 | 0 | 0 | 0 | 0 | 0 |  | 0 | 0 | 0 | 0 | 0 | 0 | 0 | 0
C | C001 | ˂ = 1 kV | 2855681.2992 | 2984377.6925 | 3831398.8374 | 2370162.7647 | 3482519.7502 | 7198591.2789 | 7234059.1848 | 6717381.5761 | 7781188.4516 | 6793093.1959 | 7999547.7906 | 3842194.4496 | 3955586.4791 | 5026817.2965 | 3050676.1943 | 4391174.6184 | 8934519.2884 | 9009933.7165 | 8056550.6364 | 8792176.7441 | 7224189.1812 | 8034186.113 | 11 | 16 | 21 | 26 | 34 | 55.676 | 57.6835 | 44.4298 | 23.8955 | 32.4577 | 41.4635 | 42.8285 | 33.5943 | 32.4577 | 259607.3908 | 186523.6058 | 182447.5637 | 91160.1063 | 102427.0515 | 129294.3683 | 125409.5049 | 151190.7894 | 325634.0474 | 209290.867 | 192929.8723 | 166824.9702 | 211262.4468 | 209290.867 | 33.5318 | 33.5318 | 33.5318 | 33.9582 | 33.9582 | 33.9582 | 33.9582 | 33.9582 | 210889.6786 | 7096743.4199 | 7096743.4199 | 7096743.4199 | 7146304.4294 | 7146304.4294 | 7146304.4294 | 7146304.4294 | 7146304.4294
C | C021 | > 1 kV & < = 11 kV | 178364.5682 | 508297.7046 | 501200.0694 | 187515.5682 | 377460.8094 | 630709.2511 | 299478.1135 | 2099190.7988 | 1461693.2875 | 1739151.3454 | 2375748.755 | 239981.7354 | 673713.4957 | 657577.3718 | 241354.4287 | 475947.4302 | 782803.7112 | 372996.3888 | 2517682.9356 | 1651607.0533 | 1849519.5004 | 2385438.261 | 2 | 14 | 10 | 4 | 6 | 10.4765 | -1.898 | 9.0548 | 18.862 | 22.6933 | 20.6543 | 11.8377 | 16.8701 | 22.6933 | 89182.2841 | 36306.9789 | 50120.0069 | 46878.8921 | 62910.1349 | 60202.2274 | -157786.1511 | 231830.9704 | 77494.0779 | 76637.1053 | 115024.2291 | 105260.3839 | 104722.7432 | 76637.1053 | 16.8065 | 16.8065 | 16.8065 | 18.6297 | 18.6297 | 18.6297 | 18.6297 | 18.6297 | 99394.5859 | 1766296.4198 | 1766296.4198 | 1766296.4198 | 1794200.4306 | 1794200.4306 | 1794200.4306 | 1794200.4306 | 1794200.4306
C | C031 | ˃ 11 kV & < = 22 kV ; SWER | 147478.473 | 397842.5236 | 191914.5691 | 231578.2946 | 886627.2885 | 2402685.7059 | 1299692.8449 | 1173533.8824 | 1823163.4806 | 1075254.5469 | 1926732.7655 | 198425.8434 | 527312.7832 | 251793.0177 | 298068.3019 | 1117965.0151 | 2982089.266 | 1618751.808 | 1407488.1767 | 2060042.0687 | 1143491.1962 | 1934794.0401 | 8 | 24 | 9 | 12 | 54 | 129.851 | 45.6017 | 28.4563 | 27.819 | 27.523 | 20.0907 | 51.8502 | 27.9328 | 27.523 | 18434.8091 | 16576.7718 | 21323.841 | 19298.1912 | 16419.0239 | 18503.3997 | 28500.9944 | 41239.8136 | 65536.6298 | 39067.492 | 95901.8847 | 29987.654 | 48592.2787 | 39067.492 | 28.5996 | 28.5996 | 28.5996 | 30.9288 | 30.9288 | 30.9288 | 30.9288 | 30.9288 | 45639.9735 | 1358608.3199 | 1358608.3199 | 1358608.3199 | 1379597.7 | 1379597.7 | 1379597.7 | 1379597.7 | 1379597.7
C | C041 | ˃ 11 kV & < = 22 kV ; Single-Phase | 0 | 0 | 0 | 0 | 0 | 0 | 0 | 0 | 0 | 0 | 0 | 0 | 0 | 0 | 0 | 0 | 0 | 0 | 0 | 0 | 0 | 0 | 0 | 0 | 0 | 0 | 0 | 0 | 0 | 0 | 0 | 0 | 0 | 0 | 0 | 0 | [14 empty] | 0 | 0 | 0 | 0 | 0 | 0 | 0 | 0 |  | 0 | 0 | 0 | 0 | 0 | 0 | 0 | 0
C | C051 | ˃ 11 kV & < = 22 kV ; Multiple-Phase | 0 | 37083.3641 | -5522.15 | -4875.08 | -9778.04 | 103592.4142 | 9052.2874 | 534925.8164 | 767920.9246 | 2384986.1705 | 971708.0484 | 0 | 49151.4375 | -7245.0925 | -6274.7971 | -12329.3144 | 128573.5483 | 11274.5151 | 641567.9796 | 867694.7663 | 2536339.6016 | 975693.5721 | 0 | 2 | -3 | -3 | -5 | 1.9846 | 0.023667 | 5.6577 | 2.3523 | 7.5157 | 15.3437 | 3.5068 | 5.1752 | 7.5157 |  | 18541.6821 | 1840.7167 | 1625.0267 | 1955.608 | 52197.6085 | 382491.0278 | 94548.8393 | 326450.7407 | 317335.2815 | 63329.5868 | 216749.617 | 237531.3754 | 317335.2815 | 5.204 | 5.204 | 5.204 | 6.286 | 6.286 | 6.286 | 6.286 | 6.286 | 210049.0443 | 1229277.6372 | 1229277.6372 | 1229277.6372 | 1238650.9146 | 1238650.9146 | 1238650.9146 | 1238650.9146 | 1238650.9146
C | C061 | > 22 kV & < = 66 kV | -3581.683 | 25713.5678 | 12145.0975 | 15989.7102 | 3969.3815 | 90519.3104 | 225432.2847 | 99708.1239 | 301930.2732 | 320404.1192 | 472417.6697 | -4818.998 | 34081.5579 | 15934.4378 | 20580.6239 | 5005.0677 | 112347.8877 | 280773.1995 | 119585.8148 | 341159.2384 | 340737.2613 | 474387.3772 | -1 | 0 | 1 | 0 | 0 | 2.012 | 0.649 | 3.474 | 2.603 | 2.9073 | 4.3823 | 2.3291 | 2.9948 | 2.9073 | 3581.683 |  | 12145.0975 |  |  | 44989.4913 | 347353.2897 | 28701.2447 | 115993.1908 | 110205.4959 | 107800.4849 | 89133.834 | 80366.8437 | 110205.4959 | 3.2592 | 3.2592 | 3.2592 | 3.7176 | 3.7176 | 3.7176 | 3.7176 | 3.7176 | 73451.7989 | 250379.192 | 250379.192 | 250379.192 | 266475.7976 | 266475.7976 | 266475.7976 | 266475.7976 | 266475.7976
C | C071 | > 66 kV & < = 132 kV | 0 | 0 | 55619.3482 | 0 | 0 | 0 | 0 | 2827.829 | 0 | 0 | 78730.4132 | 0 | 0 | 72972.9045 | 0 | 0 | 0 | 0 | 3391.5816 | 0 | 0 | 79051.5157 | 0 | 0 | 1 | 0 | 0 | 0 | 0 | 0 | 0 | 0 | 0.033333 | 0 | 0 | 0 |  |  | 55619.3482 | [7 empty] | 2361912.5624 |  |  |  | 0 | 0 | 0 | 0 | 0 | 0 | 0 | 0 |  | 0 | 0 | 0 | 0 | 0 | 0 | 0 | 0
C | C081 | > 132 kV | 0 | 0 | 0 | 0 | 0 | 0 | 0 | 0 | 0 | 0 | 0 | 0 | 0 | 0 | 0 | 0 | 0 | 0 | 0 | 0 | 0 | 0 | 0 | 0 | 0 | 0 | 0 | 0 | 0 | 0 | 0 | 0 | 0 | 0 | 0 | 0 | [14 empty] | 0 | 0 | 0 | 0 | 0 | 0 | 0 | 0 |  | 0 | 0 | 0 | 0 | 0 | 0 | 0 | 0
C | C091 | OH Conductor Other | 0 | 0 | 0 | 0 | 0 | 0 | 0 | 0 | 0 | 0 | 0 | 0 | 0 | 0 | 0 | 0 | 0 | 0 | 0 | 0 | 0 | 0 | 0 | 0 | 0 | 0 | 0 | 0 | 0 | 0 | 0 | 0 | 0 | 0 | 0 | 0 | [14 empty] | 0 | 0 | 0 | 0 | 0 | 0 | 0 | 0 |  | 0 | 0 | 0 | 0 | 0 | 0 | 0 | 0
D | D001 | ˂ = 1 kV | 690018.1725 | 1307573.9424 | 1853389.4781 | 989767.4571 | 984240.0243 | 1076664.9794 | 1945410.9654 | 3819071.3316 | 3722426.9895 | 3679655.7673 | 6017782.3382 | 928389.3106 | 1733098.9371 | 2431657.6481 | 1273946.2724 | 1241046.7487 | 1336300.9029 | 2422985.9615 | 4580436.7697 | 4206071.6319 | 3913170.13 | 6183262.2014 | 2 | 2 | 6 | 4 | 2 | 5.4783 | 5.0723 | 11.299 | 10.945 | 5.8243 | 10.0327 | 7.7238 | 9.3561 | 5.8243 | 345009.0863 | 653786.9712 | 308898.2463 | 247441.8643 | 492120.0122 | 196533.036 | 383533.7363 | 338000.8259 | 340102.9697 | 631772.8621 | 599818.8235 | 368814.469 | 399779.8499 | 631772.8621 | 9.6931 | 16.7101 | 17.7101 | 17.7101 | 18.7101 | 18.7101 | 19.7101 | 19.7101 | 293900.3446 | 2802215.4065 | 4907315.4046 | 5207315.4046 | 5207315.4046 | 5507315.4046 | 5507315.4046 | 5807315.4046 | 5807315.4046
D | D021 | > 1 kV & < = 11 kV | 192132.1384 | 75764.7183 | 157095.892 | 372200.9152 | 198033.35 | 342651.0064 | 128748.2092 | 1712431.08 | 454961.528 | 98613.1781 | 0 | 258505.3997 | 100420.9005 | 206110.7133 | 479066.0323 | 249703.9737 | 425280.7122 | 160354.3462 | 2053819.2673 | 514073.4209 | 104871.2617 | 0 | 1 | 0 | 1 | 0 | 1 | 0.84673 | -0.672 | 0.83133 | 0.991 | -0.32133 | 0 | 0.33515 | 0.50033 | -0.32133 | 192132.1384 |  | 157095.892 |  | 198033.35 | 404675.6244 | -191589.597 | 2059860.9623 | 459093.3414 | -306887.4954 |  | 1633559.5986 | 1509664.0105 | -306887.4954 | 0.57253 | 1.6692 | 1.6692 | 1.6692 | 1.6692 | 1.6692 | 1.6692 | 1.6692 | 479787.106 | 238025.6673 | 806098.9889 | 806098.9889 | 806098.9889 | 806098.9889 | 806098.9889 | 806098.9889 | 806098.9889
D | D031 | > 11 kV & < = 22 kV | 22288.4174 | 110506.1343 | 75497.7908 | 76870.5197 | 164993.8497 | 93651.0162 | 425004.2524 | 1177855.3906 | 17975.6387 | 190716.9682 | 255896.2475 | 29988.092 | 146468.2475 | 99053.5355 | 98941.3335 | 208043.8467 | 116234.799 | 529337.6852 | 1412671.2156 | 20311.1637 | 202820.0436 | 262933.0052 | 0 | 0 | 0 | 0 | 0 | 0.26466 | 0.71867 | 1.2457 | 0.033 | 0.491 | 0.098 | 0.5506 | 0.58989 | 0.491 | [5 empty] | 353854.0505 | 591378.8304 | 945562.2617 | 544716.3394 | 388425.6035 | 2611186.1726 | 692047.9042 | 783508.0079 | 388425.6035 | 0.60136 | 0.60136 | 0.60136 | 0.60136 | 0.60136 | 0.60136 | 0.60136 | 0.60136 | 768568.0525 | 462182.6658 | 462182.6658 | 462182.6658 | 462182.6658 | 462182.6658 | 462182.6658 | 462182.6658 | 462182.6658
D | D041 | > 22 kV & < = 33 kV | 151746.4734 | 0 | 58198.6579 | 14484.4188 | 0 | 5017.3599 | 413133.6964 | 0 | 0 | 0 | 80901.2949 | 204168.2515 | 0 | 76356.9737 | 18643.138 | 0 | 6227.2877 | 514553.0505 | 0 | 0 | 0 | 83125.9575 | 0 | 0 | 0 | 0 | 0 | 0.04224 | 0.32733 | 0 | 0 | 0 | 0.20667 | 0.073915 | 0 | 0 | [5 empty] | 118782.1929 | 1262119.2329 |  |  |  | 391457.8702 | 1131442.7118 |  |  | 0 | 0 | 0 | 0 | 0 | 0 | 0 | 0 |  | 0 | 0 | 0 | 0 | 0 | 0 | 0 | 0
D | D051 | > 33 kV & < = 66 kV | 0 | 0 | 0 | 0 | 0 | 0 | 0 | 0 | 0 | 0 | 0 | 0 | 0 | 0 | 0 | 0 | 0 | 0 | 0 | 0 | 0 | 0 | 0 | 0 | 0 | 0 | 0 | 0 | 0 | 0 | 0 | 0 | 0 | 0 | 0 | 0 | [14 empty] | 0 | 0 | 0 | 0 | 0 | 0 | 0 | 0 |  | 0 | 0 | 0 | 0 | 0 | 0 | 0 | 0
D | D061 | > 66 kV & < = 132 kV | 0 | 0 | 0 | 0 | 0 | 0 | 0 | 0 | 0 | 0 | 0 | 0 | 0 | 0 | 0 | 0 | 0 | 0 | 0 | 0 | 0 | 0 | 0 | 0 | 0 | 0 | 0 | 0 | 0 | 0 | 0 | 0 | 0 | 0 | 0 | 0 | [14 empty] | 0 | 0 | 0 | 0 | 0 | 0 | 0 | 0 |  | 0 | 0 | 0 | 0 | 0 | 0 | 0 | 0
D | D071 | > 132 kV | 0 | 0 | 0 | 0 | 0 | 0 | 0 | 0 | 0 | 0 | 0 | 0 | 0 | 0 | 0 | 0 | 0 | 0 | 0 | 0 | 0 | 0 | 0 | 0 | 0 | 0 | 0 | 0 | 0 | 0 | 0 | 0 | 0 | 0 | 0 | 0 | [14 empty] | 0 | 0 | 0 | 0 | 0 | 0 | 0 | 0 |  | 0 | 0 | 0 | 0 | 0 | 0 | 0 | 0
D | D081 | UG Cables Other | 0 | 0 | 0 | 0 | 0 | 0 | 0 | 0 | 0 | 0 | 0 | 0 | 0 | 0 | 0 | 0 | 0 | 0 | 0 | 0 | 0 | 0 | 0 | 0 | 0 | 0 | 0 | 0 | 0 | 0 | 0 | 0 | 0 | 0 | 0 | 0 | [14 empty] | 0 | 0 | 0 | 0 | 0 | 0 | 0 | 0 |  | 0 | 0 | 0 | 0 | 0 | 0 | 0 | 0
E | E001 | ˂ = 11 kV ; Residential ; Simple Type | 1221436.0452 | 1834620.8826 | 2789018.6267 | 1570978.0971 | 2167069.1268 | 3551792.4947 | 5497149.1702 | 0 | 6191419.1145 | 11556783.627 | 11766608.6284 | 1643388.8456 | 2431663.2495 | 3659208.4688 | 2022032.2224 | 2732498.1991 | 4408301.1971 | 6846633.1817 | 0 | 6995853.0745 | 12290187.8186 | 12090172.4724 | 2600 | 3418 | 4487 | 3184 | 4068 | 6092.6398 | 8108.2024 | 0 | 8415.4222 | 10608.0946 | 10919.951 | 6644.8718 | 6341.1723 | 10608.0946 | 469.7831 | 536.7527 | 621.5776 | 493.3976 | 532.7112 | 582.9645 | 677.9738 |  | 735.7229 | 1089.4307 | 1077.5331 | 806.5511 | 932.9612 | 1089.4307 | 6535.9222 | 6535.9222 | 6535.9222 | 6535.9222 | 6535.9222 | 6535.9222 | 6535.9222 | 6535.9222 | 905.1619 | 5916067.5805 | 5916067.5805 | 5916067.5805 | 5916067.5805 | 5916067.5805 | 5916067.5805 | 5916067.5805 | 5916067.5805
E | E002 | ˂ = 11 kV ; Commercial & Industrial ; Simple Type | 1508165.4143 | 1498533.5759 | 2008974.3443 | 1182060.9105 | 1568401.9477 | 0 | 0 | 5812453.3299 | 0 | 9585142.3172 | 10757135.6566 | 2029170.6871 | 1986202.7404 | 2635785.8868 | 1521450.3972 | 1977627.4991 | 0 | 0 | 6971216.9903 | 0 | 10193424.3254 | 11052940.5289 | 1332 | 1412 | 1482 | 1081 | 1346 | 0 | 0 | 877.1743 | 0 | 1091.4458 | 1197.2879 | 393.724 | 656.2067 | 1091.4458 | 1132.2563 | 1061.2844 | 1355.5832 | 1093.4884 | 1165.2318 |  |  | 6626.338 |  | 8782.0599 | 8984.5855 | 7821.5171 | 7821.5171 | 8782.0599 | 655.942 | 655.942 | 655.942 | 655.942 | 655.942 | 655.942 | 655.942 | 655.942 | 7822.2761 | 5130959.7851 | 5130959.7851 | 5130959.7851 | 5130959.7851 | 5130959.7851 | 5130959.7851 | 5130959.7851 | 5130959.7851
E | E003 | ˂ = 11 kV ; Residential ; Complex Type | 146495.6966 | 49492.8363 | 115161.6142 | 120719.7537 | 41381.3297 | 0 | 0 | 0 | 0 | 0 | 0 | 197103.5607 | 65599.3357 | 151092.6998 | 155380.417 | 52178.4965 | 0 | 0 | 0 | 0 | 0 | 0 | 100 | 23 | 49 | 62 | 33 | 0 | 0 | 0 | 0 | 0 | 0 | 0 | 0 | 0 | 1464.957 | 2151.8624 | 2350.237 | 1947.0928 | 1253.9797 | [9 empty] | 0 | 0 | 0 | 0 | 0 | 0 | 0 | 0 |  | 0 | 0 | 0 | 0 | 0 | 0 | 0 | 0
E | E004 | ˂ = 11 kV ; Commercial & Industrial ; Complex Type | 0 | 0 | 0 | 0 | 0 | 0 | 0 | 0 | 0 | 0 | 0 | 0 | 0 | 0 | 0 | 0 | 0 | 0 | 0 | 0 | 0 | 0 | 0 | 0 | 0 | 0 | 0 | 0 | 0 | 0 | 0 | 0 | 0 | 0 | 0 | 0 | [14 empty] | 0 | 0 | 0 | 0 | 0 | 0 | 0 | 0 |  | 0 | 0 | 0 | 0 | 0 | 0 | 0 | 0
E | E005 | ˂ = 11 kV ; Subdivision ; Complex Type | 0 | 0 | 0 | 0 | 0 | 0 | 0 | 0 | 0 | 0 | 0 | 0 | 0 | 0 | 0 | 0 | 0 | 0 | 0 | 0 | 0 | 0 | 0 | 0 | 0 | 0 | 0 | 0 | 0 | 0 | 0 | 0 | 0 | 0 | 0 | 0 | [14 empty] | 0 | 0 | 0 | 0 | 0 | 0 | 0 | 0 |  | 0 | 0 | 0 | 0 | 0 | 0 | 0 | 0
E | E006 | > 11 kV & < = 22 kV ; Commercial & Industrial | 0 | 0 | 0 | 0 | 0 | 0 | 0 | 0 | 0 | 0 | 0 | 0 | 0 | 0 | 0 | 0 | 0 | 0 | 0 | 0 | 0 | 0 | 0 | 0 | 0 | 0 | 0 | 0 | 0 | 0 | 0 | 0 | 0 | 0 | 0 | 0 | [14 empty] | 0 | 0 | 0 | 0 | 0 | 0 | 0 | 0 |  | 0 | 0 | 0 | 0 | 0 | 0 | 0 | 0
E | E007 | > 11 kV & < = 22 kV ; Subdivision | 0 | 0 | 0 | 0 | 0 | 0 | 0 | 0 | 0 | 0 | 0 | 0 | 0 | 0 | 0 | 0 | 0 | 0 | 0 | 0 | 0 | 0 | 0 | 0 | 0 | 0 | 0 | 0 | 0 | 0 | 0 | 0 | 0 | 0 | 0 | 0 | [14 empty] | 0 | 0 | 0 | 0 | 0 | 0 | 0 | 0 |  | 0 | 0 | 0 | 0 | 0 | 0 | 0 | 0
E | E008 | > 22 kV & < = 33 kV ; Commercial & Industrial | 0 | 0 | 0 | 0 | 0 | 0 | 0 | 0 | 0 | 0 | 0 | 0 | 0 | 0 | 0 | 0 | 0 | 0 | 0 | 0 | 0 | 0 | 0 | 0 | 0 | 0 | 0 | 0 | 0 | 0 | 0 | 0 | 0 | 0 | 0 | 0 | [14 empty] | 0 | 0 | 0 | 0 | 0 | 0 | 0 | 0 |  | 0 | 0 | 0 | 0 | 0 | 0 | 0 | 0
E | E009 | > 22 kV & < = 33 kV ; Subdivision | 0 | 0 | 0 | 0 | 0 | 0 | 0 | 0 | 0 | 0 | 0 | 0 | 0 | 0 | 0 | 0 | 0 | 0 | 0 | 0 | 0 | 0 | 0 | 0 | 0 | 0 | 0 | 0 | 0 | 0 | 0 | 0 | 0 | 0 | 0 | 0 | [14 empty] | 0 | 0 | 0 | 0 | 0 | 0 | 0 | 0 |  | 0 | 0 | 0 | 0 | 0 | 0 | 0 | 0
E | E010 | > 33 kV & < = 66 kV ; Commercial & Industrial | 0 | 0 | 0 | 0 | 0 | 0 | 0 | 0 | 0 | 0 | 0 | 0 | 0 | 0 | 0 | 0 | 0 | 0 | 0 | 0 | 0 | 0 | 0 | 0 | 0 | 0 | 0 | 0 | 0 | 0 | 0 | 0 | 0 | 0 | 0 | 0 | [14 empty] | 0 | 0 | 0 | 0 | 0 | 0 | 0 | 0 |  | 0 | 0 | 0 | 0 | 0 | 0 | 0 | 0
E | E011 | > 33 kV & < = 66 kV ; Subdivision | 0 | 0 | 0 | 0 | 0 | 0 | 0 | 0 | 0 | 0 | 0 | 0 | 0 | 0 | 0 | 0 | 0 | 0 | 0 | 0 | 0 | 0 | 0 | 0 | 0 | 0 | 0 | 0 | 0 | 0 | 0 | 0 | 0 | 0 | 0 | 0 | [14 empty] | 0 | 0 | 0 | 0 | 0 | 0 | 0 | 0 |  | 0 | 0 | 0 | 0 | 0 | 0 | 0 | 0
E | E012 | > 66 kV & < = 132 kV ; Commercial & Industrial | 0 | 0 | 0 | 0 | 0 | 0 | 0 | 0 | 0 | 0 | 0 | 0 | 0 | 0 | 0 | 0 | 0 | 0 | 0 | 0 | 0 | 0 | 0 | 0 | 0 | 0 | 0 | 0 | 0 | 0 | 0 | 0 | 0 | 0 | 0 | 0 | [14 empty] | 0 | 0 | 0 | 0 | 0 | 0 | 0 | 0 |  | 0 | 0 | 0 | 0 | 0 | 0 | 0 | 0
E | E013 | > 66 kV & < = 132 kV ; Subdivision | 0 | 0 | 0 | 0 | 0 | 0 | 0 | 0 | 0 | 0 | 0 | 0 | 0 | 0 | 0 | 0 | 0 | 0 | 0 | 0 | 0 | 0 | 0 | 0 | 0 | 0 | 0 | 0 | 0 | 0 | 0 | 0 | 0 | 0 | 0 | 0 | [14 empty] | 0 | 0 | 0 | 0 | 0 | 0 | 0 | 0 |  | 0 | 0 | 0 | 0 | 0 | 0 | 0 | 0
E | E014 | > 132 kV ; Commercial & Industrial | 0 | 0 | 0 | 0 | 0 | 0 | 0 | 0 | 0 | 0 | 0 | 0 | 0 | 0 | 0 | 0 | 0 | 0 | 0 | 0 | 0 | 0 | 0 | 0 | 0 | 0 | 0 | 0 | 0 | 0 | 0 | 0 | 0 | 0 | 0 | 0 | [14 empty] | 0 | 0 | 0 | 0 | 0 | 0 | 0 | 0 |  | 0 | 0 | 0 | 0 | 0 | 0 | 0 | 0
E | E015 | > 132 kV ; Subdivision | 0 | 0 | 0 | 0 | 0 | 0 | 0 | 0 | 0 | 0 | 0 | 0 | 0 | 0 | 0 | 0 | 0 | 0 | 0 | 0 | 0 | 0 | 0 | 0 | 0 | 0 | 0 | 0 | 0 | 0 | 0 | 0 | 0 | 0 | 0 | 0 | [14 empty] | 0 | 0 | 0 | 0 | 0 | 0 | 0 | 0 |  | 0 | 0 | 0 | 0 | 0 | 0 | 0 | 0
E | E016 | Service Lines Other | 0 | 0 | 0 | 0 | 0 | 0 | 0 | 0 | 0 | 0 | 0 | 0 | 0 | 0 | 0 | 0 | 0 | 0 | 0 | 0 | 0 | 0 | 0 | 0 | 0 | 0 | 0 | 0 | 0 | 0 | 0 | 0 | 0 | 0 | 0 | 0 | [14 empty] | 0 | 0 | 0 | 0 | 0 | 0 | 0 | 0 |  | 0 | 0 | 0 | 0 | 0 | 0 | 0 | 0
F | F001 | Pole Mounted ; < = 22kV ; < = 60 kVA ; Single Phase | 5933081.6663 | 8645386.4167 | 7868812.0887 | 6344980.9376 | 7107070.7205 | 8967326.0765 | 10443276.7705 | 6022786.721 | 9769233.7265 | 10067895.9574 | 10183454.5446 | 7982702.2203 | 11458862.4964 | 10323926.6882 | 8166731.242 | 8961439.0721 | 11129781.4657 | 13006975.6249 | 7223482.1917 | 11038523.2426 | 10706813.9587 | 10463484.0587 | 566 | 781 | 700 | 553 | 666 | 757 | 817 | 650 | 765 | 511 | 482 | 700 | 642 | 511 | 10482.4764 | 11069.6369 | 11241.1601 | 11473.7449 | 10671.2774 | 11845.8733 | 12782.4685 | 9265.8257 | 12770.2402 | 19702.3404 | 21127.4991 | 12934.4341 | 13426.7479 | 19702.3404 | 658.8 | 658.8 | 658.8 | 327.9856 | 327.9856 | 327.9856 | 327.9856 | 327.9856 | 12091.3414 | 8619913.902 | 8619913.902 | 8619913.902 | 3573303.0427 | 3573303.0427 | 3573303.0427 | 3573303.0427 | 3573303.0427
F | F002 | Pole Mounted ; < = 22kV ; > 60 kVA and < = 600 kVA ; Single Phase | 730031.2345 | 1855134.763 | 1101835.4607 | 670179.4883 | 725750.3654 | 801228.4653 | 1363343.0333 | 1237435.7438 | 1129862.4041 | 1087973.4618 | 1027137.1868 | 982225.1377 | 2458852.9809 | 1445614.4575 | 862599.2448 | 915112.2785 | 994443.3432 | 1698027.3521 | 1484129.4359 | 1276662.3011 | 1157017.2653 | 1055381.8974 | 19 | 35 | 23 | 13 | 15 | 18 | 21 | 23 | 23 | 19 | 13 | 20.8 | 21.6667 | 19 | 38422.6966 | 53003.8504 | 47905.8896 | 51552.2683 | 48383.3577 | 44512.6925 | 64921.0968 | 53801.5541 | 49124.4524 | 57261.7611 | 79010.5528 | 54036.953 | 53158.0248 | 57261.7611 | 21.6667 | 21.6667 | 21.6667 | 16.9731 | 16.9731 | 16.9731 | 16.9731 | 16.9731 | 46673.7343 | 1151757.2033 | 1151757.2033 | 1151757.2033 | 707900.0539 | 707900.0539 | 707900.0539 | 707900.0539 | 707900.0539
F | F003 | Pole Mounted ; < = 22kV ; > 600 kVA ; Single Phase | 0 | 0 | 0 | 0 | 0 | 0 | 0 | 0 | 0 | 0 | 0 | 0 | 0 | 0 | 0 | 0 | 0 | 0 | 0 | 0 | 0 | 0 | 0 | 0 | 0 | 0 | 0 | 0 | 0 | 0 | 0 | 0 | 0 | 0 | 0 | 0 | [14 empty] | 0 | 0 | 0 | 0 | 0 | 0 | 0 | 0 |  | 0 | 0 | 0 | 0 | 0 | 0 | 0 | 0
F | F004 | Pole Mounted ; < = 22kV ; < = 60 kVA ; Multiple Phase | 2439970.1109 | 5028782.2311 | 3771520.4498 | 2705062.54 | 2762178.734 | 3656705.4059 | 5359004.8206 | 3527550.6596 | 3995958.7696 | 5132382.866 | 8791149.7234 | 3282873.2044 | 6665303.4733 | 4948256.5078 | 3481731.3045 | 3482883.0899 | 4538513.6779 | 6674576.0557 | 4230798.8893 | 4515142.6396 | 5458088.6357 | 9032892.9722 | 145 | 262 | 185 | 151 | 154 | 220 | 249 | 230 | 197 | 157 | 154 | 210.6 | 194.6667 | 157 | 16827.3801 | 19193.8253 | 20386.597 | 17914.3215 | 17936.2255 | 16621.3882 | 21522.1077 | 15337.1768 | 20284.0547 | 32690.3367 | 57085.3878 | 20580.8191 | 21671.0485 | 32690.3367 | 200.8667 | 200.8667 | 200.8667 | 96.3265 | 96.3265 | 96.3265 | 96.3265 | 96.3265 | 19413.3499 | 4218630.7651 | 4218630.7651 | 4218630.7651 | 1678538.8659 | 1678538.8659 | 1678538.8659 | 1678538.8659 | 1678538.8659
F | F005 | Pole Mounted ; < = 22kV ; > 60 kVA and < = 600 kVA ; Multiple Phase | 14597141.5504 | 17558707.0012 | 19261630.8057 | 14288194.5996 | 17406631.6305 | 17801301.9412 | 25229281.0419 | 16768738.8521 | 21361398.2048 | 22758026.5527 | 22627875.1386 | 19639816.3413 | 23272853.2242 | 25271370.3279 | 18390574.5937 | 21948349.0374 | 22094055.5435 | 31422766.1256 | 20111734.3327 | 24136825.5873 | 24202271.9938 | 23250107.2951 | 387 | 484 | 455 | 359 | 451 | 497 | 661 | 571 | 536 | 372 | 266 | 527.4 | 493 | 372 | 37718.712 | 36278.3203 | 42333.2545 | 39799.985 | 38595.6355 | 35817.5089 | 38168.3526 | 29367.3185 | 39853.3549 | 61177.4907 | 85067.1998 | 39407.9433 | 41168.4676 | 61177.4907 | 509.6 | 509.6 | 509.6 | 243.991 | 243.991 | 243.991 | 243.991 | 243.991 | 36911.4443 | 20295879.8375 | 20295879.8375 | 20295879.8375 | 8114575.4987 | 8114575.4987 | 8114575.4987 | 8114575.4987 | 8114575.4987 | Balance
F | F006 | Pole Mounted ; < = 22kV ; > 600 kVA ; Multiple Phase | 1450169.888 | 4170637.3135 | 2941168.8344 | 2365209.7609 | 3190306.9954 | 3850324.9223 | 4733522.6921 | 4133823.4022 | 4333136.9169 | 3359075.9354 | 3080720.9838 | 1951140.2397 | 5527891.6632 | 3858830.4158 | 3044301.1 | 4022718.0628 | 4778824.2104 | 5895545.5867 | 4957937.432 | 4896129.411 | 3572246.0051 | 3165436.126 | 33 | 79 | 59 | 36 | 39 | 45 | 40 | 65 | 74 | 59 | 69 | 56.6 | 66 | 59 | 43944.5421 | 52792.8774 | 49850.3192 | 65700.2711 | 81802.7435 | 85562.7761 | 118338.0673 | 63597.2831 | 58555.9043 | 56933.4904 | 44648.1302 | 72119.731 | 59727.4558 | 56933.4904 | 66 | 66 | 66 | 57.7924 | 57.7924 | 57.7924 | 57.7924 | 57.7924 | 54936.8198 | 3942012.0848 | 3942012.0848 | 3942012.0848 | 2985222.6211 | 2985222.6211 | 2985222.6211 | 2985222.6211 | 2985222.6211
F | F007 | Kiosk Mounted ; < = 22kV ; < = 60 kVA ; Single Phase | 0 | 0 | 0 | 0 | 0 | 0 | 0 | 0 | 0 | 0 | 0 | 0 | 0 | 0 | 0 | 0 | 0 | 0 | 0 | 0 | 0 | 0 | 0 | 0 | 0 | 0 | 0 | 0 | 0 | 0 | 0 | 0 | 0 | 0 | 0 | 0 | [14 empty] | 0 | 0 | 0 | 0 | 0 | 0 | 0 | 0 |  | 0 | 0 | 0 | 0 | 0 | 0 | 0 | 0
F | F008 | Kiosk Mounted ; < = 22kV ; > 60 kVA and < = 600 kVA ; Single Phase | 0 | 0 | 0 | 0 | 0 | 0 | 0 | 0 | 0 | 0 | 0 | 0 | 0 | 0 | 0 | 0 | 0 | 0 | 0 | 0 | 0 | 0 | 0 | 0 | 0 | 0 | 0 | 0 | 0 | 0 | 0 | 0 | 0 | 0 | 0 | 0 | [14 empty] | 0 | 0 | 0 | 0 | 0 | 0 | 0 | 0 |  | 0 | 0 | 0 | 0 | 0 | 0 | 0 | 0
F | F009 | Kiosk Mounted ; < = 22kV ; > 600 kVA ; Single Phase | 0 | 0 | 0 | 0 | 0 | 0 | 0 | 0 | 0 | 0 | 0 | 0 | 0 | 0 | 0 | 0 | 0 | 0 | 0 | 0 | 0 | 0 | 0 | 0 | 0 | 0 | 0 | 0 | 0 | 0 | 0 | 0 | 0 | 0 | 0 | 0 | [14 empty] | 0 | 0 | 0 | 0 | 0 | 0 | 0 | 0 |  | 0 | 0 | 0 | 0 | 0 | 0 | 0 | 0
F | F010 | Kiosk Mounted ; < = 22kV ; < = 60 kVA ; Multiple Phase | 0 | 0 | 0 | 0 | 0 | 0 | 0 | 0 | 0 | 0 | 0 | 0 | 0 | 0 | 0 | 0 | 0 | 0 | 0 | 0 | 0 | 0 | 0 | 0 | 0 | 0 | 0 | 0 | 0 | 0 | 0 | 0 | 0 | 0 | 0 | 0 | [14 empty] | 0 | 0 | 0 | 0 | 0 | 0 | 0 | 0 |  | 0 | 0 | 0 | 0 | 0 | 0 | 0 | 0
F | F011 | Kiosk Mounted ; < = 22kV ; > 60 kVA and < = 600 kVA ; Multiple Phase | 1327356.4925 | 2065738.2207 | 4792492.3571 | 2007119.4353 | 4656636.9836 | 5759426.8017 | 3486522.2411 | 6600119.2004 | 6410535.7697 | 5475232.2793 | 6367321.7128 | 1785900.1807 | 2737993.3162 | 6287777.5185 | 2583397.044 | 5871641.1093 | 7148302.752 | 4342421.5217 | 7915910.9754 | 7243438.9506 | 5822695.5903 | 6542413.3772 | 12 | 19 | 21 | 9 | 21 | 24 | 26 | 49 | 70 | 67 | 59 | 47.2 | 62 | 67 | 110613.041 | 108723.0642 | 228213.9218 | 223013.2706 | 221744.6183 | 239976.1167 | 134097.0093 | 134696.3102 | 91579.0824 | 81719.8848 | 107920.707 | 117507.7809 | 99386.4906 | 81719.8848 | 62.2 | 62.2 | 62.2 | 53.3184 | 53.3184 | 53.3184 | 53.3184 | 53.3184 | 96060.7637 | 6161962.4165 | 6161962.4165 | 6161962.4165 | 5009619.0287 | 5009619.0287 | 5009619.0287 | 5009619.0287 | 5009619.0287
F | F012 | Kiosk Mounted ; < = 22kV ; > 600 kVA ; Multiple Phase | 1086542.877 | 567613.1778 | 738897.7572 | 1239543.543 | 1741833.7411 | 1701139.6724 | 994565.9457 | 1221951.0932 | 858280.6105 | 1957456.6671 | 3072426.1846 | 1461895.9799 | 752332.058 | 969438.1044 | 1595437.2563 | 2196310.9076 | 2111366.6031 | 1238719.9246 | 1465557.7841 | 969794.6362 | 2081678.68 | 3156913.2325 | 6 | 4 | 4 | 6 | 9 | 8 | 6 | 14 | 7 | 15 | 9 | 10 | 12 | 15 | 181090.4795 | 141903.2944 | 184724.4393 | 206590.5905 | 193537.0823 | 212642.4591 | 165760.991 | 87282.2209 | 122611.5158 | 130497.1111 | 341380.6872 | 134667.8798 | 112158.0103 | 130497.1111 | 12 | 12 | 12 | 10.213 | 10.213 | 10.213 | 10.213 | 10.213 | 111167.7479 | 1345896.1236 | 1345896.1236 | 1345896.1236 | 1128227.0982 | 1128227.0982 | 1128227.0982 | 1128227.0982 | 1128227.0982
F | F013 | Ground Outdoor / Indoor Chamber Mounted; ˂ 22 kV ; < = 60 kVA ; Single Phase | 0 | 0 | 0 | 0 | 0 | 0 | 0 | 0 | 0 | 0 | 0 | 0 | 0 | 0 | 0 | 0 | 0 | 0 | 0 | 0 | 0 | 0 | 0 | 0 | 0 | 0 | 0 | 0 | 0 | 0 | 0 | 0 | 0 | 0 | 0 | 0 | [14 empty] | 0 | 0 | 0 | 0 | 0 | 0 | 0 | 0 |  | 0 | 0 | 0 | 0 | 0 | 0 | 0 | 0
F | F014 | Ground Outdoor / Indoor Chamber Mounted; ˂ 22 kV ; > 60 kVA and < = 600 kVA ; Single Phase | 0 | 0 | 0 | 0 | 0 | 0 | 0 | 0 | 0 | 0 | 0 | 0 | 0 | 0 | 0 | 0 | 0 | 0 | 0 | 0 | 0 | 0 | 0 | 0 | 0 | 0 | 0 | 0 | 0 | 0 | 0 | 0 | 0 | 0 | 0 | 0 | [14 empty] | 0 | 0 | 0 | 0 | 0 | 0 | 0 | 0 |  | 0 | 0 | 0 | 0 | 0 | 0 | 0 | 0
F | F015 | Ground Outdoor / Indoor Chamber Mounted; ˂ 22 kV ; > 600 kVA ; Single Phase | 0 | 0 | 0 | 0 | 0 | 0 | 0 | 0 | 0 | 0 | 0 | 0 | 0 | 0 | 0 | 0 | 0 | 0 | 0 | 0 | 0 | 0 | 0 | 0 | 0 | 0 | 0 | 0 | 0 | 0 | 0 | 0 | 0 | 0 | 0 | 0 | [14 empty] | 0 | 0 | 0 | 0 | 0 | 0 | 0 | 0 |  | 0 | 0 | 0 | 0 | 0 | 0 | 0 | 0
F | F016 | Ground Outdoor / Indoor Chamber Mounted; ˂ 22 kV ; < = 60 kVA ; Multiple Phase | 0 | 0 | 0 | 0 | 0 | 0 | 0 | 0 | 0 | 0 | 0 | 0 | 0 | 0 | 0 | 0 | 0 | 0 | 0 | 0 | 0 | 0 | 0 | 0 | 0 | 0 | 0 | 0 | 0 | 0 | 0 | 0 | 0 | 0 | 0 | 0 | [14 empty] | 0 | 0 | 0 | 0 | 0 | 0 | 0 | 0 |  | 0 | 0 | 0 | 0 | 0 | 0 | 0 | 0
F | F017 | Ground Outdoor / Indoor Chamber Mounted; ˂ 22 kV ; > 60 kVA and < = 600 kVA ; Multiple Phase | 0 | 0 | 367421.3451 | 63133.8768 | 66483.4081 | 209260.36 | 197091.6808 | 49884.6 | 51271.75 | 95340.15 | 0 | 0 | 0 | 482058.9167 | 81260.6703 | 83830.1791 | 259723.139 | 245475.3182 | 59829.5335 | 57933.3467 | 101390.5242 | 0 | 0 | 0 | 3 | 1 | 1 | 1 | 0 | 2 | 1 | 3 | 0 | 1.4 | 2 | 3 |  |  | 122473.7817 | 63133.8768 | 66483.4081 | 209260.36 |  | 24942.3 | 51271.75 | 31780.05 |  | 86121.2201 | 32749.4167 | 31780.05 | 2 | 2 | 2 | 1.6081 | 1.6081 | 1.6081 | 1.6081 | 1.6081 | 31857.1998 | 65498.8333 | 65498.8333 | 65498.8333 | 50159.2816 | 50159.2816 | 50159.2816 | 50159.2816 | 50159.2816
F | F018 | Ground Outdoor / Indoor Chamber Mounted; ˂ 22 kV ; > 600 kVA ; Multiple Phase | 0 | 113823.7539 | 71944.7512 | 85253.8036 | 202143.2897 | 432277.4833 | 638403.9748 | 32120.95 | 73500.628 | 136859.0641 | 91035.4735 | 0 | 150865.5231 | 94391.9271 | 109731.5987 | 254886.2739 | 536520.4611 | 795124.473 | 38524.5437 | 83050.3613 | 145544.267 | 93538.8106 | 0 | 2 | 1 | 1 | 2 | 4 | 2 | 1 | 2 | 3 | 1 | 2.4 | 2 | 3 |  | 56911.8769 | 71944.7512 | 85253.8036 | 101071.6448 | 108069.3708 | 319201.9874 | 32120.95 | 36750.314 | 45619.688 | 91035.4735 | 109430.175 | 40413.4403 | 45619.688 | 2 | 2 | 2 | 1.6081 | 1.6081 | 1.6081 | 1.6081 | 1.6081 | 41007.1453 | 80826.8807 | 80826.8807 | 80826.8807 | 66656.5238 | 66656.5238 | 66656.5238 | 66656.5238 | 66656.5238
F | F019 | Ground Outdoor / Indoor Chamber Mounted; > = 22 kV & < = 33 kV ; < = 15 MVA | 0 | 70709.7171 | 222586.2912 | 0 | 0 | 125300.5969 | 0 | 181400.897 | 0 | 0 | 0 | 0 | 93720.8456 | 292034.4934 | 0 | 0 | 155516.6221 | 0 | 217564.7603 | 0 | 0 | 0 | 0 | 1 | 3 | 0 | 0 | 1 | 0 | 2 | 0 | 0 | 0 | 0.6 | 0.66667 | 0 |  | 70709.7171 | 74195.4304 |  |  | 125300.5969 |  | 90700.4485 |  |  |  | 102233.8313 | 90700.4485 |  | 0.66667 | 0.66667 | 0.66667 | 0.56739 | 0.56739 | 0.56739 | 0.56739 | 0.56739 | 97009.5371 | 60466.9657 | 60466.9657 | 60466.9657 | 57565.8066 | 57565.8066 | 57565.8066 | 57565.8066 | 57565.8066
F | F020 | Ground Outdoor / Indoor Chamber Mounted; > = 22 kV & < = 33 kV ; > 15 MVA and < = 40 MVA | 0 | 0 | 0 | 0 | 0 | 0 | 0 | 0 | 0 | 0 | 0 | 0 | 0 | 0 | 0 | 0 | 0 | 0 | 0 | 0 | 0 | 0 | 0 | 0 | 1 | 0 | 0 | 0 | 0 | 0 | 0 | 0 | 0 | 0 | 0 | 0 |  |  | 0 | [11 empty] | 0 | 0 | 0 | 0 | 0 | 0 | 0 | 0 |  | 0 | 0 | 0 | 0 | 0 | 0 | 0 | 0
F | F021 | Ground Outdoor / Indoor Chamber Mounted; > = 22 kV & < = 33 kV ; > 40 MVA | 0 | 0 | 0 | 0 | 0 | 0 | 0 | 0 | 0 | 0 | 0 | 0 | 0 | 0 | 0 | 0 | 0 | 0 | 0 | 0 | 0 | 0 | 0 | 0 | 0 | 0 | 0 | 0 | 0 | 0 | 0 | 0 | 0 | 0 | 0 | 0 | [14 empty] | 0 | 0 | 0 | 0 | 0 | 0 | 0 | 0 |  | 0 | 0 | 0 | 0 | 0 | 0 | 0 | 0
F | F022 | Ground Outdoor / Indoor Chamber Mounted; > 33 kV & < = 66 kV ; < = 15 MVA | 0 | 0 | 0 | 0 | 0 | 0 | 0 | 0 | 0 | 0 | 0 | 0 | 0 | 0 | 0 | 0 | 0 | 0 | 0 | 0 | 0 | 0 | 0 | 0 | 0 | 0 | 0 | 0 | 0 | 0 | 0 | 0 | 0 | 0 | 0 | 0 | [14 empty] | 0 | 0 | 0 | 0 | 0 | 0 | 0 | 0 |  | 0 | 0 | 0 | 0 | 0 | 0 | 0 | 0
F | F023 | Ground Outdoor / Indoor Chamber Mounted; > 33 kV & < = 66 kV ; > 15 MVA and < = 40 MVA | 0 | 0 | 0 | 0 | 0 | 0 | 0 | 0 | 0 | 0 | 0 | 0 | 0 | 0 | 0 | 0 | 0 | 0 | 0 | 0 | 0 | 0 | 0 | 0 | 0 | 0 | 0 | 0 | 0 | 0 | 0 | 0 | 0 | 0 | 0 | 0 | [14 empty] | 0 | 0 | 0 | 0 | 0 | 0 | 0 | 0 |  | 0 | 0 | 0 | 0 | 0 | 0 | 0 | 0
F | F024 | Ground Outdoor / Indoor Chamber Mounted; > 33 kV & < = 66 kV ; > 40 MVA | 0 | 0 | 0 | 0 | 0 | 0 | 0 | 0 | 0 | 0 | 0 | 0 | 0 | 0 | 0 | 0 | 0 | 0 | 0 | 0 | 0 | 0 | 0 | 0 | 0 | 0 | 0 | 0 | 0 | 0 | 0 | 0 | 0 | 0 | 0 | 0 | [14 empty] | 0 | 0 | 0 | 0 | 0 | 0 | 0 | 0 |  | 0 | 0 | 0 | 0 | 0 | 0 | 0 | 0
F | F025 | Ground Outdoor / Indoor Chamber Mounted; > 66 kV & < = 132 kV ; < = 100 MVA | 0 | 0 | 0 | 0 | 0 | 0 | 0 | 0 | 0 | 0 | 0 | 0 | 0 | 0 | 0 | 0 | 0 | 0 | 0 | 0 | 0 | 0 | 0 | 0 | 0 | 0 | 0 | 0 | 0 | 0 | 0 | 0 | 0 | 0 | 0 | 0 | [14 empty] | 0 | 0 | 0 | 0 | 0 | 0 | 0 | 0 |  | 0 | 0 | 0 | 0 | 0 | 0 | 0 | 0
F | F026 | Ground Outdoor / Indoor Chamber Mounted; > 66 kV & < = 132 kV ; > 100 MVA | 0 | 0 | 0 | 0 | 0 | 0 | 0 | 0 | 0 | 0 | 0 | 0 | 0 | 0 | 0 | 0 | 0 | 0 | 0 | 0 | 0 | 0 | 0 | 0 | 0 | 0 | 0 | 0 | 0 | 0 | 0 | 0 | 0 | 0 | 0 | 0 | [14 empty] | 0 | 0 | 0 | 0 | 0 | 0 | 0 | 0 |  | 0 | 0 | 0 | 0 | 0 | 0 | 0 | 0
F | F027 | Ground Outdoor / Indoor Chamber Mounted; > 132 kV ; < = 100 MVA | 0 | 0 | 0 | 0 | 0 | 0 | 0 | 0 | 0 | 0 | 0 | 0 | 0 | 0 | 0 | 0 | 0 | 0 | 0 | 0 | 0 | 0 | 0 | 0 | 0 | 0 | 0 | 0 | 0 | 0 | 0 | 0 | 0 | 0 | 0 | 0 | [14 empty] | 0 | 0 | 0 | 0 | 0 | 0 | 0 | 0 |  | 0 | 0 | 0 | 0 | 0 | 0 | 0 | 0
F | F028 | Ground Outdoor / Indoor Chamber Mounted; > 132 kV ; > 100 MVA | 0 | 0 | 0 | 0 | 0 | 0 | 0 | 0 | 0 | 0 | 0 | 0 | 0 | 0 | 0 | 0 | 0 | 0 | 0 | 0 | 0 | 0 | 0 | 0 | 0 | 0 | 0 | 0 | 0 | 0 | 0 | 0 | 0 | 0 | 0 | 0 | [14 empty] | 0 | 0 | 0 | 0 | 0 | 0 | 0 | 0 |  | 0 | 0 | 0 | 0 | 0 | 0 | 0 | 0
F | F029 | Transformers Other | 19332.84 | 0 | 82835.1332 | 0 | 0 | 29709.8369 | 14752.9033 | 11515.7554 | 0 | 0 | 0 | 26011.4917 | 0 | 108680.1709 | 0 | 0 | 36874.3134 | 18374.5637 | 13811.5225 | 0 | 0 | 0 | 1 | 0 | 0 | 0 | 0 | 1 | 0 | 2 | 0 | 0 | 0 | 0.6 | 0.66667 | 0 | 19332.84 |  |  |  |  | 29709.8369 |  | 5757.8777 |  |  |  | 18659.4986 | 5757.8777 |  | 0.66667 | 0.66667 | 0.66667 | 0.47333 | 0.47333 | 0.47333 | 0.47333 | 0.47333 | 5757.8777 | 3838.5851 | 3838.5851 | 3838.5851 | 2725.3955 | 2725.3955 | 2725.3955 | 2725.3955 | 2725.3955
G | G001 | ˂ = 11 kV ; FUSE | 1267509.5914 | 1529646.2154 | 2256334.7258 | 2110149.241 | 2514133.6461 | 15128487.6732 | 22628608.2503 | 26836121.8748 | 23897378.0176 | 32148589.2452 | 33818966.6766 | 1705378.7894 | 2027440.3949 | 2960324.129 | 2716008.4327 | 3170118.3757 | 18776696.6734 | 28183659.4399 | 32186138.6492 | 27002298.2426 | 34188768.4913 | 34748936.8322 | 1001 | 1061 | 1359 | 1487 | 1807 | 51703 | 2582 | 2339 | 2268 | 1962 | 1652 | 12170.8 | 2189.6667 | 1962 | 1266.2433 | 1441.7024 | 1660.2905 | 1419.0647 | 1391.3302 | 292.6037 | 8763.9846 | 11473.3313 | 10536.7628 | 16385.6214 | 20471.5295 | 1982.4364 | 12617.1547 | 16385.6214 | 2189.6667 | 2189.6667 | 2189.6667 | 1269.4077 | 1269.4077 | 1269.4077 | 1269.4077 | 1269.4077 | 12623.6543 | 27627363.0459 | 27627363.0459 | 27627363.0459 | 16033103.6687 | 16033103.6687 | 16033103.6687 | 16033103.6687 | 16033103.6687
G | G002 | ˂ = 11 kV ; Switch | 3878855.3537 | 2901833.7847 | 4022957.2929 | 4576231.081 | 4407315.943 | 6939858.1077 | 5853234.2035 | 6921415.4107 | 5914869.5168 | 5950112.6418 | 7029727.1083 | 5218830.4469 | 3846180.2312 | 5278143.0912 | 5890143.6754 | 5557267.5224 | 8613393.0541 | 7290132.8083 | 8301260.4093 | 6683372.1524 | 6327712.3004 | 7223033.9138 | 206 | 172 | 212 | 227 | 199 | 236 | 165 | 266 | 264 | 292 | 256 | 244.6 | 274 | 292 | 18829.3949 | 16871.1267 | 18976.2136 | 20159.6083 | 22147.3163 | 29406.1784 | 35474.1467 | 26020.3587 | 22404.8088 | 20377.0981 | 27459.8715 | 25821.3327 | 22854.4983 | 20377.0981 | 280.6 | 280.6 | 280.6 | 178.5569 | 178.5569 | 178.5569 | 178.5569 | 178.5569 | 20643.851 | 6262074.2901 | 6262074.2901 | 6262074.2901 | 3404456.4273 | 3404456.4273 | 3404456.4273 | 3404456.4273 | 3404456.4273 | 9460.0454
G | G003 | ˂ = 11 kV ; Circuit Breaker | 444928.8539 | 359796.5463 | 280128.4027 | 107670.3026 | -17264.81 | 95505.6437 | 0 | 7911.6377 | 0 | 0 | 0 | 598632.3381 | 476885.4684 | 367530.0745 | 138584.25 | -21769.5235 | 118536.6668 | 0 | 9488.8922 | 0 | 0 | 0 | 9 | 5 | 5 | 2 | -1 | 2 | 0 | -1 | 1 | 0 | 0 | 0.4 | 0 | 0 | 49436.5393 | 71959.3093 | 56025.6805 | 53835.1513 | 17264.81 | 47752.8219 |  | -7911.6377 | 0 |  |  | 51708.6407 |  |  | 0.33333 | 0.33333 | 0.33333 | 0.26783 | 0.26783 | 0.26783 | 0.26783 | 0.26783 | 23311.6477 | 7770.5492 | 7770.5492 | 7770.5492 | 6243.6363 | 6243.6363 | 6243.6363 | 6243.6363 | 6243.6363
G | G004 | > 11 kV & < = 22 kV ; Switch | 1577164.6974 | 2473932.5208 | 3513338.2226 | 3152527.7676 | 4148483.8934 | 4636307.3888 | 6420083.5963 | 5628795.5162 | 5343394.415 | 7280706.6654 | 9307847.477 | 2122006.2086 | 3279026.664 | 4609519.9417 | 4057671.294 | 5230901.3255 | 5754345.0081 | 7996136.91 | 6750945.3772 | 6037646.8714 | 7742747.053 | 9563799.1284 | 453 | 491 | 563 | 520 | 733 | 915 | 937 | 972 | 1058 | 1364 | 1213.0007 | 1049.2 | 1131.3333 | 1364 | 3481.5998 | 5038.5591 | 6240.3876 | 6062.5534 | 5659.596 | 5067.0026 | 6851.7434 | 5790.9419 | 5050.4673 | 5337.7615 | 7673.4067 | 5586.9782 | 5377.9896 | 5337.7615 | 1200.8667 | 1200.8667 | 1200.8667 | 522.5645 | 522.5645 | 522.5645 | 522.5645 | 522.5645 | 5293.189 | 6281694.8805 | 6281694.8805 | 6281694.8805 | 2810864.4819 | 2810864.4819 | 2810864.4819 | 2810864.4819 | 2810864.4819
G | G005 | > 11 kV & < = 22 kV ; Circuit Breaker | 407053.9687 | 702043.5961 | 970503.9278 | 629543.9709 | 850792.9939 | 704737.5907 | 1102619.8119 | 806588.4277 | 1078072.5193 | 985579.6766 | 496695.5591 | 547673.3344 | 930510.2914 | 1273306.7315 | 810296.5897 | 1072780.8794 | 874683.8587 | 1373299.7154 | 967388.9203 | 1218143.4998 | 1048125.4756 | 510353.9317 | 24 | 46 | 43 | 32 | 42 | 39 | 19 | 43 | 52 | 42 | 21 | 39 | 45.6667 | 42 | 16960.582 | 15261.8173 | 22569.8588 | 19673.2491 | 20256.976 | 18070.1946 | 58032.6217 | 18757.8704 | 20732.1638 | 23466.1828 | 23652.1695 | 23987.6822 | 20950.6615 | 23466.1828 | 45.8667 | 45.8667 | 45.8667 | 38.6173 | 38.6173 | 38.6173 | 38.6173 | 38.6173 | 21270.297 | 956746.8746 | 956746.8746 | 956746.8746 | 832712.0937 | 832712.0937 | 832712.0937 | 832712.0937 | 832712.0937
G | G006 | > 22 kV & < = 33 kV ; Switch | 21801.8047 | 23645.5394 | 151334.8076 | 139458.7308 | 97395.6205 | 95376.7982 | 188175.0301 | 59192.0171 | 533020.0336 | 182061.473 | 391191.5735 | 29333.3759 | 31340.5291 | 198552.1374 | 179499.6683 | 122807.9687 | 118376.7504 | 234369.737 | 70992.466 | 602273.8522 | 193615.2627 | 401948.7469 | 3 | 8 | 43 | 27 | 20 | 25 | 31 | 18 | 34 | 39 | 42 | 29.4 | 30.3333 | 39 | 7267.2682 | 2955.6924 | 3519.4141 | 5165.1382 | 4869.781 | 3815.0719 | 6070.1623 | 3288.4454 | 15677.0598 | 4668.2429 | 9314.0851 | 7196.0908 | 8508.5003 | 4668.2429 | 31.5333 | 31.5333 | 31.5333 | 13.3817 | 13.3817 | 13.3817 | 13.3817 | 13.3817 | 7048.0939 | 258091.1746 | 258091.1746 | 258091.1746 | 72810.6462 | 72810.6462 | 72810.6462 | 72810.6462 | 72810.6462
G | G007 | > 22 kV & < = 33 kV ; Circuit Breaker | 0 | 0 | 0 | 0 | 0 | 0 | 0 | 0 | 0 | 0 | 0 | 0 | 0 | 0 | 0 | 0 | 0 | 0 | 0 | 0 | 0 | 0 | 0 | 0 | 0 | 0 | 0 | 0 | 0 | 0 | 0 | 0 | 0 | 0 | 0 | 0 | [14 empty] | 0 | 0 | 0 | 0 | 0 | 0 | 0 | 0 |  | 0 | 0 | 0 | 0 | 0 | 0 | 0 | 0
G | G008 | > 33 kV & < = 66 kV ; Switch | 11787.8087 | 38825.1816 | 0 | 0 | 0 | 285649.7841 | 0 | 29865.75 | 156417.2226 | 120828.217 | 118796.5323 | 15859.9816 | 51460.0963 | 0 | 0 | 0 | 354533.7424 | 0 | 35819.7498 | 176740.0796 | 128496.0876 | 122063.2563 | 1 | 1 | 0 | 0 | 0 | 3 | 0 | 0 | 5 | 1 | 2 | 1.8 | 2 | 1 | 11787.8087 | 38825.1816 |  |  |  | 95216.5947 |  |  | 31283.4445 | 120828.217 | 59398.2661 | 65862.3304 | 51185.1983 | 120828.217 | 0 | 0 | 0 | 0 | 0 | 0 | 0 | 0 |  | 0 | 0 | 0 | 0 | 0 | 0 | 0 | 0
G | G009 | > 33 kV & < = 66 kV ; Circuit Breaker | 0 | 0 | 0 | 0 | 0 | 0 | 0 | 0 | 0 | 0 | 0 | 0 | 0 | 0 | 0 | 0 | 0 | 0 | 0 | 0 | 0 | 0 | 0 | 0 | 0 | 0 | 0 | 0 | 0 | 0 | 0 | 0 | 0 | 0 | 0 | 0 | [14 empty] | 0 | 0 | 0 | 0 | 0 | 0 | 0 | 0 |  | 0 | 0 | 0 | 0 | 0 | 0 | 0 | 0
G | G010 | > 66 kV & < = 132 kV ; Switch | 0 | 0 | 0 | 0 | 0 | 0 | 0 | 0 | 0 | 0 | 0 | 0 | 0 | 0 | 0 | 0 | 0 | 0 | 0 | 0 | 0 | 0 | 0 | 0 | 0 | 0 | 0 | 0 | 0 | 0 | 0 | 0 | 0 | 0 | 0 | 0 | [14 empty] | 0 | 0 | 0 | 0 | 0 | 0 | 0 | 0 |  | 0 | 0 | 0 | 0 | 0 | 0 | 0 | 0
G | G011 | > 66 kV & < = 132 kV ; Circuit Breaker | 0 | 0 | 0 | 0 | 0 | 0 | 0 | 0 | 0 | 0 | 0 | 0 | 0 | 0 | 0 | 0 | 0 | 0 | 0 | 0 | 0 | 0 | 0 | 0 | 0 | 0 | 0 | 0 | 0 | 0 | 0 | 0 | 0 | 0 | 0 | 0 | [14 empty] | 0 | 0 | 0 | 0 | 0 | 0 | 0 | 0 |  | 0 | 0 | 0 | 0 | 0 | 0 | 0 | 0
G | G012 | > 132 kV ; Switch | 0 | 0 | 0 | 0 | 0 | 0 | 0 | 0 | 0 | 0 | 0 | 0 | 0 | 0 | 0 | 0 | 0 | 0 | 0 | 0 | 0 | 0 | 0 | 0 | 0 | 0 | 0 | 0 | 0 | 0 | 0 | 0 | 0 | 0 | 0 | 0 | [14 empty] | 0 | 0 | 0 | 0 | 0 | 0 | 0 | 0 |  | 0 | 0 | 0 | 0 | 0 | 0 | 0 | 0
G | G013 | > 132 kV ; Circuit Breaker | 0 | 0 | 0 | 0 | 0 | 0 | 0 | 0 | 0 | 0 | 0 | 0 | 0 | 0 | 0 | 0 | 0 | 0 | 0 | 0 | 0 | 0 | 0 | 0 | 0 | 0 | 0 | 0 | 0 | 0 | 0 | 0 | 0 | 0 | 0 | 0 | [14 empty] | 0 | 0 | 0 | 0 | 0 | 0 | 0 | 0 |  | 0 | 0 | 0 | 0 | 0 | 0 | 0 | 0
G | G014 | Switchgear Other | 0 | 0 | 48021.9358 | 0 | 0 | 0 | 0 | 0 | 0 | 0 | 0 | 0 | 0 | 63005.0557 | 0 | 0 | 0 | 0 | 0 | 0 | 0 | 0 | 0 | 0 | 1 | 0 | 0 | 0 | 0 | 0 | 0 | 0 | 0 | 0 | 0 | 0 |  |  | 48021.9358 | [11 empty] | 0 | 0 | 0 | 0 | 0 | 0 | 0 | 0 |  | 0 | 0 | 0 | 0 | 0 | 0 | 0 | 0
H | H001 | Luminaires ; Major Road | 367783.8423 | 538065.9566 | 888883.2187 | 400860.3306 | 395483.0214 | 881888.4332 | 1166198.8297 | 752342.1065 | 680602.0126 | 1069981.5539 | 0 | 494837.0948 | 713169.2575 | 1166219.8921 | 515954.0458 | 498671.976 | 1094554.3248 | 1452486.6174 | 902328.1182 | 769030.7496 | 1137883.5742 | 316296.7571 | 160 | 210 | 280 | 149 | 147 | 248 | 439 | 266 | 189 | 206 | 0 | 269.6 | 220.3333 | 206 | 2298.649 | 2562.2188 | 3174.5829 | 2690.3378 | 2690.3607 | 3556.0017 | 2656.4894 | 2828.3538 | 3601.0688 | 5194.0852 |  | 3376.1224 | 3786.5744 | 5194.0852 | 0 | 0 | 0 | 0 | 0 | 0 | 0 | 0 |  | 0 | 0 | 0 | 0 | 0 | 0 | 0 | 0
H | H002 | Luminaires ; Minor Road | 1021460.3005 | 1126812.4238 | 1357851.3762 | 803765.8232 | 782869.317 | 1429291.3249 | 2806459.3271 | 964643.9999 | 939855.4381 | 1299165.9607 | 0 | 1374330.2161 | 1493512.0307 | 1781508.8101 | 1034540.454 | 987134.6384 | 1773962.4902 | 3495411.3409 | 1156954.2601 | 1061968.2555 | 1381612.2357 | 2200795.2793 | 715 | 703 | 646 | 431 | 481 | 588 | 1107 | 465 | 180 | 194 | 0 | 506.8 | 279.6667 | 194 | 1428.6158 | 1602.8626 | 2101.9371 | 1864.8859 | 1627.5869 | 2430.7676 | 2535.1936 | 2074.5032 | 5221.4191 | 6696.7318 |  | 2935.839 | 3818.4331 | 6696.7318 | 0 | 0 | 0 | 0 | 0 | 0 | 0 | 0 |  | 0 | 0 | 0 | 0 | 0 | 0 | 0 | 0
H | H003 | Brackets ; Major Road | 122052.2298 | 187319.0141 | 338531.806 | 211320.0284 | 257376.7554 | 276938.2428 | 583055.0079 | 515926.2459 | 404663.8107 | 533645.0204 | 0 | 164215.9439 | 248278.4137 | 444155.6752 | 271993.5481 | 324531.1891 | 343721.4277 | 726188.0004 | 618780.6778 | 457240.6604 | 567510.6276 | 612237.3716 | 60 | 85 | 135 | 104 | 98 | 121 | 365 | 324 | 227 | 210 | 0 | 249.4 | 253.6667 | 210 | 2034.2038 | 2203.7531 | 2507.643 | 2031.9233 | 2626.2934 | 2288.7458 | 1597.411 | 1592.365 | 1782.66 | 2541.1668 |  | 1855.8367 | 1910.9528 | 2541.1668 | 0 | 0 | 0 | 0 | 0 | 0 | 0 | 0 |  | 0 | 0 | 0 | 0 | 0 | 0 | 0 | 0
H | H004 | Brackets ; Minor Road | 251242.9077 | 230698.5317 | 357283.5077 | 204037.377 | 170092.3606 | 222543.2108 | 448537.2757 | 377970.5313 | 364137.0404 | 819711.8093 | 0 | 338036.3578 | 305774.9678 | 468758.0157 | 262619.9255 | 214472.655 | 276209.1265 | 558647.7827 | 453322.2789 | 411448.3589 | 871731.4799 | 856460.4097 | 329 | 252 | 305 | 225 | 185 | 233 | 789 | 676 | 534 | 597 | 0 | 565.8 | 602.3333 | 597 | 763.6563 | 915.4704 | 1171.4213 | 906.8328 | 919.4182 | 955.1211 | 568.4883 | 559.128 | 681.9046 | 1373.0516 |  | 789.2895 | 864.3162 | 1373.0516 | 0 | 0 | 0 | 0 | 0 | 0 | 0 | 0 |  | 0 | 0 | 0 | 0 | 0 | 0 | 0 | 0
H | H005 | Lamps ; Major Road | 20325.2888 | 28053.4369 | 57290.854 | 20448.353 | 39458.8563 | 52039.5759 | 113530.2787 | 51119.9839 | 44867.1591 | 84058.7318 | 0 | 27346.7883 | 37182.8928 | 75165.9298 | 26319.4177 | 49754.4136 | 64588.8308 | 141400.5968 | 61311.2021 | 50696.6249 | 89393.1768 | 141577.3343 | 159 | 196 | 310 | 107 | 209 | 314 | 494 | 279 | 213 | 442 | 0 | 348.4 | 311.3333 | 442 | 127.832 | 143.1298 | 184.8092 | 191.1061 | 188.7984 | 165.7311 | 229.8184 | 183.2257 | 210.6439 | 190.1781 |  | 198.4017 | 192.7686 | 190.1781 | 0 | 0 | 0 | 0 | 0 | 0 | 0 | 0 |  | 0 | 0 | 0 | 0 | 0 | 0 | 0 | 0
H | H006 | Lamps ; Minor Road | 10577.6626 | 19438.0835 | 29133.5403 | 34395.1118 | 26816.2766 | 31453.091 | 121082.2068 | 60171.7806 | 72692.1358 | 46418.1353 | 0 | 14231.783 | 25763.8369 | 38223.3723 | 44270.5245 | 33813.1473 | 39037.9502 | 150806.4325 | 72167.554 | 82136.8239 | 49363.8732 | 144302.509 | 705 | 649 | 579 | 671 | 475 | 607 | 1285 | 474 | 391 | 430 | 0 | 637.4 | 431.6667 | 430 | 15.0038 | 29.9508 | 50.317 | 51.2595 | 56.4553 | 51.8173 | 94.2274 | 126.9447 | 185.9134 | 107.9492 |  | 104.1159 | 138.4417 | 107.9492 | 0 | 0 | 0 | 0 | 0 | 0 | 0 | 0 |  | 0 | 0 | 0 | 0 | 0 | 0 | 0 | 0
H | H007 | Poles / Columns ; Major Road | 154870.5562 | 118792.1197 | 451881.6642 | 241790.2088 | 178087.4991 | 246711.2456 | 388194.7215 | 43719.1788 | 238480.0142 | 299780.3468 | 0 | 208371.5685 | 157450.7488 | 592871.3407 | 311212.2277 | 224553.8753 | 306205.2417 | 483491.8571 | 52434.9814 | 269465.0628 | 318804.6853 | 315911.2441 | 29 | 21 | 65 | 40 | 31 | 47 | 80 | 11 | 23 | 24 | 0 | 37 | 19.3333 | 24 | 5340.364 | 5656.7676 | 6952.0256 | 6044.7552 | 5744.758 | 5249.1754 | 4852.434 | 3974.4708 | 10368.6963 | 12490.8478 |  | 6577.7595 | 10034.13 | 12490.8478 | 0 | 0 | 0 | 0 | 0 | 0 | 0 | 0 |  | 0 | 0 | 0 | 0 | 0 | 0 | 0 | 0
H | H008 | Poles / Columns ; Minor Road | 806957.5329 | 328922.1299 | 715308.8597 | 635237.2816 | 330685.6529 | 595636.0137 | 594985.6164 | 243117.8029 | 311758.8158 | 788997.9107 | 0 | 1085726.112 | 435963.5621 | 938489.3353 | 817624.5453 | 416967.7561 | 739272.6226 | 741047.4298 | 291585.4738 | 352264.7764 | 839068.4488 | 782154.6128 | 289 | 121 | 182 | 201 | 104 | 159 | 272 | 55 | 60 | 91 | 0 | 127.4 | 68.6667 | 91 | 2792.2406 | 2718.3647 | 3930.2685 | 3160.3845 | 3179.6697 | 3746.1385 | 2187.4471 | 4420.3237 | 5195.9803 | 8670.3067 |  | 3978.8009 | 6523.6628 | 8670.3067 | 0 | 0 | 0 | 0 | 0 | 0 | 0 | 0 |  | 0 | 0 | 0 | 0 | 0 | 0 | 0 | 0
H | H009 | Public Lighting Other | 0 | 0 | 0 | 0 | 0 | 0 | 0 | 0 | 0 | 0 | 0 | 0 | 0 | 0 | 0 | 0 | 0 | 0 | 0 | 0 | 0 | 0 | 0 | 0 | 0 | 0 | 0 | 0 | 0 | 0 | 0 | 0 | 0 | 0 | 0 | 0 | [14 empty] | 0 | 0 | 0 | 0 | 0 | 0 | 0 | 0 |  | 0 | 0 | 0 | 0 | 0 | 0 | 0 | 0
I | I001 | Field Devices | 0 | 0 | 0 | 17817.4017 | 20995.6521 | 0 | 0 | 0 | 0 | 0 | 5185.11 | 0 | 0 | 0 | 22933.0761 | 26473.8124 | 0 | 0 | 0 | 0 | 0 | 5327.6926 | 0 | 0 | 0 | 2 | 2 | 0 | 0 | 0 | 0 | 0 | 0 | 0 | 0 | 0 |  |  |  | 8908.7008 | 10497.8261 | [9 empty] | 0 | 0 | 0 | 0 | 0 | 0 | 0 | 0 |  | 0 | 0 | 0 | 0 | 0 | 0 | 0 | 0
I | I002 | Local Network Wiring Assets | 0 | 0 | 0 | 0 | 0 | 0 | 0 | 0 | 0 | 0 | 0 | 0 | 0 | 0 | 0 | 0 | 0 | 0 | 0 | 0 | 0 | 0 | 0 | 0 | 0 | 0 | 0 | 0 | 0 | 0 | 0 | 0 | 0 | 0 | 0 | 0 | [14 empty] | 0 | 0 | 0 | 0 | 0 | 0 | 0 | 0 |  | 0 | 0 | 0 | 0 | 0 | 0 | 0 | 0
I | I003 | Communications Network Assets | 0 | 0 | 0 | 0 | 0 | 0 | 0 | 0 | 0 | 0 | -284.04 | 0 | 0 | 0 | 0 | 0 | 0 | 0 | 0 | 0 | 0 | -291.8507 | 0 | 0 | 0 | 0 | 0 | 0 | 0 | 0 | 0 | 0 | -6 | 0 | 0 | 0 | [10 empty] | 47.34 |  |  |  | 0 | 0 | 0 | 0 | 0 | 0 | 0 | 0 |  | 0 | 0 | 0 | 0 | 0 | 0 | 0 | 0
I | I004 | Master Station Assets | 0 | 0 | 0 | 0 | 0 | 0 | 0 | 0 | 0 | 0 | 0 | 0 | 0 | 0 | 0 | 0 | 0 | 0 | 0 | 0 | 0 | 0 | 0 | 0 | 0 | 0 | 0 | 0 | 0 | 0 | 0 | 0 | 0 | 0 | 0 | 0 | [14 empty] | 0 | 0 | 0 | 0 | 0 | 0 | 0 | 0 |  | 0 | 0 | 0 | 0 | 0 | 0 | 0 | 0
I | I005 | Communications Site Infrastructure | 0 | 0 | 0 | 0 | 0 | 0 | 0 | 0 | 0 | 0 | 0 | 0 | 0 | 0 | 0 | 0 | 0 | 0 | 0 | 0 | 0 | 0 | 0 | 0 | 0 | 0 | 0 | 0 | 0 | 0 | 0 | 0 | 0 | 0 | 0 | 0 | [14 empty] | 0 | 0 | 0 | 0 | 0 | 0 | 0 | 0 |  | 0 | 0 | 0 | 0 | 0 | 0 | 0 | 0
I | I006 | Communications Linear Assets | 4198.0699 | 0 | 0 | 0 | 0 | 112730.0432 | -7228.44 | 11854.5203 | 54487.5637 | -13494.56 | 0 | 5648.3197 | 0 | 0 | 0 | 0 | 139914.7009 | -9002.9351 | 14217.8231 | 61566.9821 | -14350.9373 | 0 | 468 | 0 | 0 | 0 | 0 | 4000 | -757 | 1.536 | 0 | 534 | 0 | 755.7072 | 178.512 | 534 | 8.9702 |  |  |  |  | 28.1825 | 9.5488 | 7717.7867 |  | -25.2707 |  | 41.9075 | 98.6816 | -25.2707 | 0 | 0 | 0 | 0 | 0 | 0 | 0 | 0 |  | 0 | 0 | 0 | 0 | 0 | 0 | 0 | 0
I | I007 | AFLC | 0 | 0 | 0 | 0 | 0 | 0 | 0 | 0 | 0 | 0 | 0 | 0 | 0 | 0 | 0 | 0 | 0 | 0 | 0 | 0 | 0 | 0 | 0 | 0 | 0 | 0 | 0 | 0 | 0 | 0 | 0 | 0 | 0 | 0 | 0 | 0 | [14 empty] | 0 | 0 | 0 | 0 | 0 | 0 | 0 | 0 |  | 0 | 0 | 0 | 0 | 0 | 0 | 0 | 0
I | I008 | Network Control Other | 0 | 0 | 0 | 0 | 0 | 0 | 0 | 0 | 0 | 0 | 0 | 0 | 0 | 0 | 0 | 0 | 0 | 0 | 0 | 0 | 0 | 0 | 0 | 0 | 0 | 0 | 0 | 0 | 0 | 0 | 0 | 0 | 0 | 0 | 0 | 0 | [14 empty] | 0 | 0 | 0 | 0 | 0 | 0 | 0 | 0 |  | 0 | 0 | 0 | 0 | 0 | 0 | 0 | 0
J | J001 | CURRENT TRANSFORMERS | 0 | 0 | 0 | 0 | 0 | 0 | 0 | 0 | 0 | 0 | 0 | 0 | 0 | 0 | 0 | 0 | 0 | 0 | 0 | 0 | 0 | 0 | 0 | 0 | 0 | 0 | 0 | 0 | 0 | 0 | 0 | 0 | 0 | 0 | 0 | 0 | [14 empty] | 0 | 0 | 0 | 0 | 0 | 0 | 0 | 0 |  | 0 | 0 | 0 | 0 | 0 | 0 | 0 | 0
J | J002 | VOLTAGE TRANSFORMERS | 46001.1758 | 61872.85 | 119551.2779 | 74949.0841 | 81774.0856 | 101409.149 | 454918.2981 | 115488.3922 | 265721.2869 | 161514.3966 | 180523.0873 | 61892.5726 | 82008.1886 | 156851.9637 | 96468.2216 | 103110.4818 | 125863.7923 | 566595.2694 | 138512.0182 | 300245.7187 | 171764.2498 | 185487.1977 | 8 | 11 | 20 | 12 | 13 | 18 | 15 | 0 | 28 | 23 | 25 | 16.8 | 17 | 23 | 5750.147 | 5624.8045 | 5977.5639 | 6245.757 | 6290.3143 | 5633.8416 | 30327.8865 |  | 9490.046 | 7022.3651 | 7220.9235 | 13083.9467 | 10641.6485 | 7022.3651 | 17 | 17 | 17 | 17 | 17 | 17 | 17 | 17 | 10641.6485 | 180908.0252 | 180908.0252 | 180908.0252 | 180908.0252 | 180908.0252 | 180908.0252 | 180908.0252 | 180908.0252
J | J003 | CAPACITOR BANKS | 0 | 0 | 0 | 0 | 0 | 0 | 0 | 0 | 0 | 0 | 0 | 0 | 0 | 0 | 0 | 0 | 0 | 0 | 0 | 0 | 0 | 0 | 0 | 0 | 0 | 0 | 0 | 0 | 0 | 0 | 0 | 0 | 0 | 0 | 0 | 0 | [14 empty] | 0 | 0 | 0 | 0 | 0 | 0 | 0 | 0 |  | 0 | 0 | 0 | 0 | 0 | 0 | 0 | 0
J | J004 | STATIC VAR COMPENSATOR | 0 | 0 | 0 | 0 | 0 | 0 | 0 | 0 | 0 | 0 | 0 | 0 | 0 | 0 | 0 | 0 | 0 | 0 | 0 | 0 | 0 | 0 | 0 | 0 | 0 | 0 | 0 | 0 | 0 | 0 | 0 | 0 | 0 | 0 | 0 | 0 | [14 empty] | 0 | 0 | 0 | 0 | 0 | 0 | 0 | 0 |  | 0 | 0 | 0 | 0 | 0 | 0 | 0 | 0
J | J005 | REGULATORS | 62885.9466 | 33743.0815 | 0 | 207647.2545 | 458163.2908 | 0 | 2244455.1416 | 0 | 0 | 11845.6 | 0 | 84610.2943 | 44724.1236 | 0 | 267266.2594 | 577706.706 | 0 | 2795441.8866 | 0 | 0 | 12597.3327 | 0 | 2 | 1 | 0 | 5 | 12 | 0 | 0 | 2 | 0 | 2 | 0 | 0.8 | 1.3333 | 2 | 31442.9733 | 33743.0815 |  | 41529.4509 | 38180.2742 |  |  | 0 |  | 5922.8 |  | 564075.1854 | 2961.4 | 5922.8 | 1.3333 | 1.3333 | 1.3333 | 1.3333 | 1.3333 | 1.3333 | 1.3333 | 1.3333 | 2961.4 | 3948.5333 | 3948.5333 | 3948.5333 | 3948.5333 | 3948.5333 | 3948.5333 | 3948.5333 | 3948.5333
J | J006 | OTHER | 0 | 0 | 0 | 0 | 0 | 1579.07 | 64920.8 | 39847.81 | 211128.49 | 235856.13 | 104299.3 | 0 | 0 | 0 | 0 | 0 | 1959.86 | 80858.0757 | 47791.8212 | 238559.8307 | 250823.7784 | 107167.3721 | 0 | 0 | 0 | 0 | 0 | 1072 | 1047 | 1240 | 1048 | 1448 | 1040 | 1171 | 1245.3333 | 1448 | [5 empty] | 1.473 | 62.0065 | 32.1353 | 201.4585 | 162.8841 | 100.2878 | 94.5059 | 130.3085 | 162.8841 | 1396.6667 | 1396.6667 | 1396.6667 | 1396.6667 | 1396.6667 | 1396.6667 | 1396.6667 | 1396.6667 | 116.1891 | 162277.4767 | 162277.4767 | 162277.4767 | 162277.4767 | 162277.4767 | 162277.4767 | 162277.4767 | 162277.4767
|  | TOTAL DIRECT COST | 82371011.86 | 101599168.52 | 122370855.04 | 93262433.54 | 120989145.95 | 163980726.8804 | 221131258.4135 | 244694971.5608 | 221057733.7697 | 271047524.8171 | 308524128.5517 | 110826598.4265 | 134662679.69 | 160551265.1677 | 120039640.3374 | 152557488.5144 | 203524399.4918 | 275416322.9877 | 293477064.9114 | 249779153.6667 | 288248451.757 | 318500076.6455 | [37 empty] | 245177153.2296 | 247850326.5492 | 248150326.5492 | 211798970.1994 | 212098970.1994 | 212098970.1994 | 212398970.1994 | 212398970.1994
All Defect
|  | Nailing Rate % | [22 empty] | 0% | 3.75% | 0% | 0% | 0% | 0% | 0% |  |  |  |  | 2013/14 | 2014/15 | 2015/16 | 2016/17 | 2017/18 | 2018/19 | 2019/20 | 2020/21 | 2021/22 | 2022/23 | 2023/24
A1 |  | Nails | 7886723.1265 | 4317944.5115 | 6005681.1191 | 4170415.2232 | 6420967.15 | 3689144.5943 | 7934044.6888 | 5804194.29 | 6724282.77 | 7067323.73 | 6456776.91 | 10611241.4683 | 5723137.1786 | 7879488.1473 | 5367811.2874 | 8096318.1825 | 4578775.5213 | 9881757.2436 | 6961311.4382 | 7597950.2308 | 7515822.6389 | 6634328.4563 | 2422 | 1171 | 1487 | 1285 | 1563 | 1101 | 5017 | 4542 | 5172 | 4260 | 4039 | 2422 | 1171 | 1487 | 1285 | 1563 | 1101 | 5017 | 4542 | 5172 | 4260 | 4039 | [6 empty] | 4658 | 4658 | 4658 | 4658 | 4658 | 4658 | 4658 | 4658 | 1800 | 8384400 | 8384400 | 8384400 | 8384400 | 8384400 | 8384400 | 8384400 | 8384400
A |  | Poles | 19917661.5497 | 24596114.6941 | 27296188.3045 | 24678510.738 | 28668757.9739 | 44148899.5118 | 56600003.9675 | 91497696.3359 | 58684241.5018 | 72440153.9165 | 91587892.9713 | 26798343.5959 | 32600450.997 | 35812755.9468 | 31764124.5313 | 36148975.8523 | 54795331.3313 | 70494624.2592 | 109738566.3283 | 66308922.6779 | 77037273.1703 | 91973579.2583 | 2762 | 3289 | 3425 | 3338 | 3833 | 5376 | 10338 | 14718 | 10917 | 10609 | 11137 | 2762 | 3289 | 3425 | 3338 | 3833 | 5376 | 10338 | 14718 | 10917 | 10609 | 11137 | [6 empty] | 12303.0667 | 12303.0667 | 12303.0667 | 12303.0667 | 12303.0667 | 12303.0667 | 12303.0667 | 12303.0667 | 6048.5471 | 74415678.288 | 74415678.288 | 74415678.288 | 74415678.288 | 74415678.288 | 74415678.288 | 74415678.288 | 74415678.288
B |  | Pole Tops | 9395317.9176 | 13075328.765 | 20645412.7467 | 13949526.915 | 23432806.0851 | 25474664.008 | 41488453.6886 | 40990280.915 | 44631805.5373 | 52040644.0466 | 61082179.73 | 12640989.8632 | 17330445.0713 | 27086900.1881 | 17954669.7442 | 29546865.6888 | 31617835.7854 | 51673370.1212 | 49162053.7034 | 50430692.578 | 55343191.5123 | 61338454.3774 | 8767 | 10497 | 12019 | 9330 | 14045 | 13016 | 19175 | 15725 | 17234 | 16619 | 15769 | 8767 | 10497 | 12019 | 9330 | 14045 | 13016 | 19175 | 15725 | 17234 | 16619 | 15769 | [6 empty] | 17227.7333 | 17227.7333 | 17227.7333 | 18767.799 | 18767.799 | 18767.799 | 18767.799 | 18767.799 | 2811.6893 | 48438760.4 | 48438760.4 | 48438760.4 | 52769220.0085 | 52769220.0085 | 52769220.0085 | 52769220.0085 | 52769220.0085
C |  | Conductor | 3177942.6573 | 3953314.8527 | 4586755.7715 | 2800371.2579 | 4740799.1897 | 10426097.9605 | 9067714.7154 | 10627568.0266 | 12135896.4175 | 12312889.3779 | 13824885.4425 | 4275783.0304 | 5239845.7534 | 6017849.9357 | 3604404.7517 | 5977762.8171 | 12940333.7016 | 11293729.628 | 12746267.1247 | 13712679.8708 | 13094276.7407 | 13883550.8792 | 20 | 56 | 39 | 39 | 89 | 200.0002 | 102.0598 | 91.0727 | 75.5318 | 93.097 | 101.9678 | 20 | 56 | 39 | 39 | 89 | 200.0002 | 102.0598 | 91.0727 | 75.5318 | 93.097 | 101.9678 | [6 empty] | 87.4012 | 87.4012 | 87.4012 | 93.5203 | 93.5203 | 93.5203 | 93.5203 | 93.5203 | 126445.5345 | 11701304.9888 | 11701304.9888 | 11701304.9888 | 11825229.2722 | 11825229.2722 | 11825229.2722 | 11825229.2722 | 11825229.2722
D |  | Underground Cables | 1056185.2016 | 1493844.7949 | 2144181.8188 | 1453323.3108 | 1347267.224 | 1517984.3619 | 2912297.1234 | 6709357.8022 | 4195364.1562 | 3968985.9136 | 6354579.8806 | 1421051.0538 | 1979988.0851 | 2813178.8705 | 1870596.7762 | 1698794.5691 | 1884043.7018 | 3627231.0433 | 8046927.2526 | 4740456.2165 | 4220861.4353 | 6529321.164 | 3 | 2 | 7 | 4 | 3 | 6.6319 | 5.4463 | 13.376 | 11.969 | 5.994 | 10.3373 | 3 | 2 | 7 | 4 | 3 | 6.6319 | 5.4463 | 13.376 | 11.969 | 5.994 | 10.3373 | [6 empty] | 10.867 | 18.9807 | 19.9807 | 19.9807 | 20.9807 | 20.9807 | 21.9807 | 21.9807 | 321900.5664 | 3502423.7396 | 6175597.0593 | 6475597.0593 | 6475597.0593 | 6775597.0593 | 6775597.0593 | 7075597.0593 | 7075597.0593
E |  | Services | 2876097.1561 | 3382647.2949 | 4913154.5853 | 2873758.7613 | 3776852.4042 | 3551792.4947 | 5497149.1702 | 5812453.3299 | 6191419.1145 | 21141925.9442 | 22523744.285 | 3869663.0933 | 4483465.3256 | 6446087.0554 | 3698863.0366 | 4762304.1947 | 4408301.1971 | 6846633.1817 | 6971216.9903 | 6995853.0745 | 22483612.144 | 23143113.0014 | 4032 | 4853 | 6018 | 4327 | 5447 | 6092.6398 | 8108.2024 | 877.1743 | 8415.4222 | 11699.5404 | 12117.2389 | 4032 | 4853 | 6018 | 4327 | 5447 | 6092.6398 | 8108.2024 | 877.1743 | 8415.4222 | 11699.5404 | 12117.2389 | [6 empty] | 7191.8643 | 7191.8643 | 7191.8643 | 7191.8643 | 7191.8643 | 7191.8643 | 7191.8643 | 7191.8643 | 1536.045 | 11047027.3656 | 11047027.3656 | 11047027.3656 | 11047027.3656 | 11047027.3656 | 11047027.3656 | 11047027.3656 | 11047027.3656
F |  | Transformers | 27583626.6595 | 40076532.5949 | 41221145.2744 | 29768677.9851 | 37859035.8683 | 43334001.5625 | 52459765.1041 | 39787327.8748 | 47983178.7802 | 50070242.9338 | 55241120.9482 | 37112564.7957 | 53118675.581 | 54082379.5282 | 38315764.0543 | 47737170.0105 | 53783922.1315 | 65338006.5462 | 47719281.4012 | 54217500.4763 | 53247746.92 | 56760167.7699 | 1169 | 1667 | 1455 | 1129 | 1358 | 1576 | 1822 | 1609 | 1675 | 1206 | 1053 | 1169 | 1667 | 1455 | 1129 | 1358 | 1576 | 1822 | 1609 | 1675 | 1206 | 1053 | [6 empty] | 1536.4667 | 1536.4667 | 1536.4667 | 810.857 | 810.857 | 810.857 | 810.857 | 810.857 | 28826.9003 | 45946683.5976 | 45946683.5976 | 45946683.5976 | 23374493.2166 | 23374493.2166 | 23374493.2166 | 23374493.2166 | 23374493.2166
G |  | Switchgear | 7609102.0784 | 8029723.3844 | 11242619.3151 | 10715581.094 | 12000857.2869 | 27885922.9864 | 36192720.8921 | 40289890.6341 | 36923151.7249 | 46667877.919 | 51163224.9268 | 10237714.4749 | 10642843.6754 | 14750381.161 | 13792203.9101 | 15132106.5483 | 34610565.754 | 45077598.6106 | 48322034.4639 | 41720474.6981 | 49629464.6705 | 52570135.8092 | 1697 | 1784 | 2226 | 2295 | 2800 | 52923 | 3734 | 3637 | 3682 | 3700 | 3186.0007 | 1697 | 1784 | 2226 | 2295 | 2800 | 52923 | 3734 | 3637 | 3682 | 3700 | 3186.0007 | [6 empty] | 3748.8667 | 3748.8667 | 3748.8667 | 2022.796 | 2022.796 | 2022.796 | 2022.796 | 2022.796 | 8864.8278 | 41393740.8148 | 41393740.8148 | 41393740.8148 | 23160190.9541 | 23160190.9541 | 23160190.9541 | 23160190.9541 | 23160190.9541
H |  | Public Lighting | 2755270.3209 | 2578101.6961 | 4196164.8267 | 2551854.5144 | 2180869.7393 | 3736501.1379 | 6222043.2638 | 3009011.6298 | 3057056.4267 | 4941759.469 | 0 | 3707095.8644 | 3417095.7102 | 5505392.3711 | 3284534.6885 | 2749899.6509 | 4637552.0146 | 7749480.0575 | 3608884.5462 | 3454251.3123 | 5255368.1014 | 5369735.5179 | 2446 | 2237 | 2502 | 1928 | 1730 | 2317 | 4831 | 2550 | 1817 | 2194 | 0 | 2446 | 2237 | 2502 | 1928 | 1730 | 2317 | 4831 | 2550 | 1817 | 2194 | 0 | [6 empty] | 0 | 0 | 0 | 0 | 0 | 0 | 0 | 0 |  | 0 | 0 | 0 | 0 | 0 | 0 | 0 | 0
I |  | SCADA, Protection & Control | 4198.0699 | 0 | 0 | 17817.4017 | 20995.6521 | 112730.0432 | -7228.44 | 11854.5203 | 54487.5637 | -13494.56 | 4901.07 | 5648.3197 | 0 | 0 | 22933.0761 | 26473.8124 | 139914.7009 | -9002.9351 | 14217.8231 | 61566.9821 | -14350.9373 | 5035.842 | 468 | 0 | 0 | 2 | 2 | 4000 | -757 | 1.536 | 0 | 534 | -6 | 468 | 0 | 0 | 2 | 2 | 4000 | -757 | 1.536 | 0 | 534 | -6 | [6 empty] | 0 | 0 | 0 | 0 | 0 | 0 | 0 | 0 |  | 0 | 0 | 0 | 0 | 0 | 0 | 0 | 0
J |  | Other | 108887.1224 | 95615.9314 | 119551.2779 | 282596.3387 | 539937.3764 | 102988.219 | 2764294.2397 | 155336.2022 | 476849.7769 | 409216.1266 | 284822.3873 | 146502.8669 | 126732.3122 | 156851.9637 | 363734.4809 | 680817.1878 | 127823.6524 | 3442895.2316 | 186303.8394 | 538805.5494 | 435185.3609 | 292654.5698 | 10 | 12 | 20 | 17 | 25 | 1090 | 1062 | 1242 | 1076 | 1473 | 1065 | 10 | 12 | 20 | 17 | 25 | 1090 | 1062 | 1242 | 1076 | 1473 | 1065 | [6 empty] | 1415 | 1415 | 1415 | 1415 | 1415 | 1415 | 1415 | 1415 | 245.3244 | 347134.0352 | 347134.0352 | 347134.0352 | 347134.0352 | 347134.0352 | 347134.0352 | 347134.0352 | 347134.0352
|  |  | 82371011.86 | 101599168.52 | 122370855.04 | 93262433.54 | 120989145.95 | 163980726.8804 | 221131258.4135 | 244694971.5608 | 221057733.7697 | 271047524.8171 | 308524128.5517 | 110826598.4265 | 134662679.69 | 160551265.1677 | 120039640.3374 | 152557488.5144 | 203524399.4918 | 275416322.9877 | 293477064.9114 | 249779153.6667 | 288248451.757 | 318500076.6455 | [37 empty] | 245177153.2296 | 247850326.5492 | 248150326.5492 | 211798970.1994 | 212098970.1994 | 212098970.1994 | 212398970.1994 | 212398970.1994
[36 empty] | All Defect 2013/14: Pole Defect Consequential Qty; All Defect 2016/17: Data extracted from --- Consequential Asset Replacements from Pole PIR | 2018/19-2022/23 | 2020/21-2022/23 | 2022/23 |  |  |  | Pole Defect
|  | Pole Defect Consequential | [33 empty] | 2013/14 | 2014/15 | 2015/16 | 2016/17 | 2017/18 | 2018/19 | 2019/20 | 2020/21 | 2021/22 | 2022/23 | 2023/24 | Avg 5 Yr | Avg 3 Yr | Last Yr | 1 |  |  | Ratio |  | Avg 3 Yr | [15 empty] | Required Factor | Required Annual Qty | P1 | P2 | RTS | Reduction | P1 | P2 | RTS
A1 |  | Nails | [10 empty] | 6456776.91 | [17 empty] | P1 | 222.4 | 0.018077 |  |  | 0 | 0 | 0 | 0 | 0 | 0 | 0 | 0 | 0 | 0 | 4039 | 0 | 0 | 0 | 2 | [20 empty] | 100% | 0 | 0 | 0 | 0 | 0 | 0 | 0 | 0
A |  | Poles | [10 empty] | 89934919.4159 | [17 empty] | P2 | 11994.3333 | 0.97491 |  |  | 0 | 0 | 0 | 0 | 0 | 5234 | 10929 | 10486 | 10810 | 10486 | 10936 | 9589 | 10594 | 10486 | 3 | [20 empty] | 100% | 0 | 0 | 0 | 0 | 0 | 0 | 0 | 0
B |  | Pole Tops | [10 empty] | 29485544.5561 | [17 empty] | RTS | 86.3333 | 0.0070172 |  |  | 0 | 0 | 0 | 0 | 0 | 6690 | 9714 | 7719 | 8619 | 8445 | 7612 | 8237.4 | 8261 | 8445 | 4 |  |  | 9593.6977 | 9593.6977 | 9593.6977 | 9593.6977 | 9593.6977 | 9593.6977 | 9593.6977 | 9593.6977 |  | 26974345.1804 | 26974345.1804 | 26974345.1804 | 26974497.3786 | 26974497.3786 | 26974497.3786 | 26974497.3786 | 26974497.3786 |  | 100% | 9593.6977 | 173.4233 | 9352.9533 | 67.3211 | 0 | 0 | 0 | 0
C |  | Conductor | [10 empty] | 0 | [22 empty] | 0 | 0 | 0 | 0 | 0 | 0 | 0 | 0 | 0 | 0 | 0 | 0 | 0 | 0 | 5 |  |  | 0 | 0 | 0 | 0 | 0 | 0 | 0 | 0 |  | 0 | 0 | 0 | 0 | 0 | 0 | 0 | 0 |  | 100% | 0 | 0 | 0 | 0 | 0 | 0 | 0 | 0
D |  | Underground Cables | [10 empty] | 0 | [22 empty] | 0 | 0 | 0 | 0 | 0 | 0 | 0 | 0 | 0 | 0 | 0 | 0 | 0 | 0 | 6 |  |  | 0 | 0 | 0 | 0 | 0 | 0 | 0 | 0 |  | 0 | 0 | 0 | 0 | 0 | 0 | 0 | 0 |  | 100% | 0 | 0 | 0 | 0 | 0 | 0 | 0 | 0
E |  | Services | [10 empty] | 8733992.3602 | [22 empty] | 0 | 0 | 0 | 0 | 0 | 2426.85 | 4861.0182 | 2904.4412 | 3181.1184 | 4366.1405 | 4698.6802 | 3547.9137 | 3483.9001 | 4366.1405 | 7 |  |  | 4045.9368 | 4045.9368 | 4045.9368 | 4045.9368 | 4045.9368 | 4045.9368 | 4045.9368 | 4045.9368 |  | 6214741.1738 | 6214741.1738 | 6214741.1738 | 6214741.1738 | 6214741.1738 | 6214741.1738 | 6214741.1738 | 6214741.1738 |  | 100% | 4045.9368 | 73.1376 | 3944.408 | 28.3912 | 0 | 0 | 0 | 0
F |  | Transformers | [10 empty] | 10019994.398 | [22 empty] | 0 | 0 | 0 | 0 | 0 | 266 | 608 | 431 | 473 | 264 | 191 | 216.452 | 206.3467 | 139.92 | 8 | Reduction | 0.53 | 239.6353 | 239.6353 | 239.6353 | 239.6353 | 239.6353 | 239.6353 | 239.6353 | 239.6353 |  | 7166083.9796 | 7166083.9796 | 7166083.9796 | 6907944.0584 | 6907944.0584 | 6907944.0584 | 6907944.0584 | 6907944.0584 |  | 41.26% | 98.8729 | 1.7873 | 96.3918 | 0.69381 | 140.7624 | 2.5445 | 137.2301 | 0.98776
G |  | Switchgear | [10 empty] | 2826637.991 | [22 empty] | 0 | 0 | 0 | 0 | 0 | 395 | 309 | 310 | 296 | 371 | 250 | 171.5091 | 166.1356 | 189.2619 | 9 | Reduction | 0.51014 | 192.9373 | 192.9373 | 192.9373 | 192.9373 | 192.9373 | 192.9373 | 192.9373 | 192.9373 |  | 2130349.1004 | 2130349.1004 | 2130349.1004 | 2209053.0361 | 2209053.0361 | 2209053.0361 | 2209053.0361 | 2209053.0361 |  | 41.26% | 79.6054 | 1.439 | 77.6078 | 0.55861 | 113.3319 | 2.0487 | 110.4879 | 0.79527
H |  | Public Lighting | [10 empty] | 0 | [22 empty] | 0 | 0 | 0 | 0 | 0 | 0 | 0 | 0 | 0 | 0 | 0 | 0 | 0 | 0 | 10 |  |  | 0 | 0 | 0 | 0 | 0 | 0 | 0 | 0 |  | 0 | 0 | 0 | 0 | 0 | 0 | 0 | 0 |  | 100% | 0 | 0 | 0 | 0 | 0 | 0 | 0 | 0
I |  | SCADA, Protection & Control | [10 empty] | 0 | [22 empty] | 0 | 0 | 0 | 0 | 0 | 0 | 0 | 0 | 0 | 0 | 0 | 0 | 0 | 0 | 11 |  |  | 0 | 0 | 0 | 0 | 0 | 0 | 0 | 0 |  | 0 | 0 | 0 | 0 | 0 | 0 | 0 | 0 |  | 100% | 0 | 0 | 0 | 0 | 0 | 0 | 0 | 0
J |  | Other | [10 empty] | 0 | [22 empty] | 0 | 0 | 0 | 0 | 0 | 0 | 0 | 0 | 0 | 0 | 0 | 0 | 0 | 0 | 12 |  |  | 0 | 0 | 0 | 0 | 0 | 0 | 0 | 0 |  | 0 | 0 | 0 | 0 | 0 | 0 | 0 | 0 |  | 100% | 0 | 0 | 0 | 0 | 0 | 0 | 0 | 0
|  | Fuses | [10 empty] | 7820124.2557 | [39 empty] | Switches with -50% |  |  | 1009 |  |  |  | 714.5031 |  | 42485519.4343 | 42485519.4343 | 42485519.4343 | 42306235.6469 | 42306235.6469 | 42306235.6469 | 42306235.6469 | 42306235.6469
[13 empty] | 155277989.8868 | [39 empty] | Pole and Conductor Defect |  |  | 213.1898 |  |  |  | 213.1898
[56 empty] | 795.8102 |  |  |  | 501.3133
[36 empty] | Pole Defect Consequential Qty 2013/14: Conductor Defect Consequential Qty; Data extracted from --- Consequential Asset Replacements from Pole PIR 2016/17: Data extracted from --- Consequential Asset Replacements from Pole PIR; 2018/19-2022/23 Avg 5 Yr: 2018/19-2022/23; 2020/21-2022/23 Avg 3 Yr: 2020/21-2022/23 | 2022/23 |  |  |  | Conductor Defect
|  | Conductor Defect Consequential | [33 empty] | 2013/14 | 2014/15 | 2015/16 | 2016/17 | 2017/18 | 2018/19 | 2019/20 | 2020/21 | 2021/22 | 2022/23 | 2023/24 | Avg 5 Yr | Avg 3 Yr | Last Yr | 1 |  |  | Ratio |  | Avg 3 Yr | [15 empty] | Required Factor | Required Annual Qty | P1 | P2 | RTS | Reduction | P1 | P2 | RTS
A1 |  | Nails | [10 empty] | 0 | [17 empty] | P1 | 1.143 | 0.012222 | [7 empty] | 0 | 0 | 0 | 0 | 0 | 0 | 0 | 0 | 0 | 2 | [20 empty] | 100% | 0 | 0 | 0 | 0 | 0 | 0 | 0 | 0
A |  | Poles | [10 empty] | 2981867.6432 | [17 empty] | P2 | 83.4563 | 0.89239 | [7 empty] | 188.8394 | 213.8944 | 211.7853 | 325.4297 | 380.1885 | 362.5922 | 264.0275 | 305.8012 | 380.1885 | 3 |  |  | 308.7475 | 308.7475 | 308.7475 | 330.3635 | 330.3635 | 330.3635 | 330.3635 | 330.3635 |  | 1867473.6928 | 1867473.6928 | 1867473.6928 | 1998219.0178 | 1998219.0178 | 1998219.0178 | 1998219.0178 | 1998219.0178 |  | 100% | 330.3635 | 4.0378 | 294.8119 | 31.5138 | 0 | 0 | 0 | 0
B |  | Pole Tops | [10 empty] | 2888833.67 | [17 empty] | RTS | 8.921 | 0.095391 | [7 empty] | 461.1611 | 472.9251 | 529.3806 | 616.7668 | 714.4254 | 745.7825 | 558.9318 | 620.1909 | 714.4254 | 4 |  |  | 626.1663 | 626.1663 | 626.1663 | 670.0054 | 670.0054 | 670.0054 | 670.0054 | 670.0054 |  | 1760575.1163 | 1760575.1163 | 1760575.1163 | 1883846.9013 | 1883846.9013 | 1883846.9013 | 1883846.9013 | 1883846.9013 |  | 100% | 670.0054 | 8.1891 | 597.9037 | 63.9126 | 0 | 0 | 0 | 0
C |  | Conductor | [10 empty] | 13824885.4425 | [22 empty] | 20 | 56 | 39 | 39 | 89 | 200.0002 | 102.0598 | 91.0727 | 75.5318 | 93.097 | 101.9678 | 112.3523 | 86.5672 | 93.097 | 5 | [11 empty] | 0 | 0 | 0 | 0 | 0 | 0 | 0 | 0 |  | 100% | 0 | 0 | 0 | 0 | 0 | 0 | 0 | 0
D |  | Underground Cables | [10 empty] | 0 | [27 empty] | 0 | 0 | 0 | 0 | 0 | 0 | 0 | 0 | 0 | 6 |  |  | 0 | 0 | 0 | 0 | 0 | 0 | 0 | 0 |  | 0 | 0 | 0 | 0 | 0 | 0 | 0 | 0 |  | 100% | 0 | 0 | 0 | 0 | 0 | 0 | 0 | 0
E |  | Services | [10 empty] | 462725.4344 | [27 empty] | 173.0359 | 254.3469 | 333.0973 | 361.7522 | 297.9139 | 248.9353 | 284.0292 | 330.9211 | 297.9139 | 7 |  |  | 334.1094 | 334.1094 | 334.1094 | 357.5011 | 357.5011 | 357.5011 | 357.5011 | 357.5011 |  | 513207.1597 | 513207.1597 | 513207.1597 | 549137.7526 | 549137.7526 | 549137.7526 | 549137.7526 | 549137.7526 |  | 100% | 357.5011 | 4.3695 | 319.0291 | 34.1025 | 0 | 0 | 0 | 0
F |  | Transformers | [10 empty] | 1803949.5662 | [27 empty] | 16.9643 | 36.5115 | 33.4485 | 28.5827 | 35.4714 | 34.3867 | 16.8079 | 18.091 | 19.7445 | 8 | Reduction | 0.55663 | 18.2653 | 18.2653 | 18.2653 | 19.5441 | 19.5441 | 19.5441 | 19.5441 | 19.5441 |  | 546208.71 | 546208.71 | 546208.71 | 563396.4876 | 563396.4876 | 563396.4876 | 563396.4876 | 563396.4876 |  | 55.47% | 10.8418 | 0.13251 | 9.6751 | 1.0342 | 8.7023 | 0.10636 | 7.7658 | 0.83012
G |  | Switchgear | [10 empty] | 469633.3395 | [27 empty] | 41.5179 | 25.0118 | 25.9971 | 36.0441 | 39.341 | 41.5364 | 18.6294 | 18.7468 | 21.8239 | 9 | Reduction | 0.55474 | 18.9274 | 18.9274 | 18.9274 | 20.2526 | 20.2526 | 20.2526 | 20.2526 | 20.2526 |  | 208990.2189 | 208990.2189 | 208990.2189 | 231883.5401 | 231883.5401 | 231883.5401 | 231883.5401 | 231883.5401 |  | 55.47% | 11.2348 | 0.13732 | 10.0258 | 1.0717 | 9.0177 | 0.11022 | 8.0473 | 0.86021
H |  | Public Lighting | [10 empty] | 0 | [27 empty] | 0 | 0 | 0 | 0 | 0 | 0 | 0 | 0 | 0 | 10 |  |  | 0 | 0 | 0 | 0 | 0 | 0 | 0 | 0 |  | 0 | 0 | 0 | 0 | 0 | 0 | 0 | 0 |  | 100% | 0 | 0 | 0 | 0 | 0 | 0 | 0 | 0
I |  | SCADA, Protection & Control | [10 empty] | 0 | [27 empty] | 0 | 0 | 0 | 0 | 0 | 0 | 0 | 0 | 0 | 11 |  |  | 0 | 0 | 0 | 0 | 0 | 0 | 0 | 0 |  | 0 | 0 | 0 | 0 | 0 | 0 | 0 | 0 |  | 100% | 0 | 0 | 0 | 0 | 0 | 0 | 0 | 0
J |  | Other | [10 empty] | 0 | [27 empty] | 0 | 0 | 0 | 0 | 0 | 0 | 0 | 0 | 0 | 12 |  |  | 0 | 0 | 0 | 0 | 0 | 0 | 0 | 0 |  | 0 | 0 | 0 | 0 | 0 | 0 | 0 | 0 |  | 100% | 0 | 0 | 0 | 0 | 0 | 0 | 0 | 0
|  | Fuses | [10 empty] | 1407895.9726 | [48 empty] | 3028981.2049 | 3028981.2049 | 3028981.2049 | 3228264.6816 | 3228264.6816 | 3228264.6816 | 3228264.6816 | 3228264.6816
[13 empty] | 22431895.0958 | [22 empty] | Conductor Defect Consequential Qty 2013/14: Distribution Transformer Defect
|  | Defect (Consequential Removed) | [33 empty] | 2013/14 | 2014/15 | 2015/16 | 2016/17 | 2017/18 | 2018/19 | 2019/20 | 2020/21 | 2021/22 | 2022/23 | 2023/24 | [13 empty] | 0.28008 | [10 empty] | Required Factor | Required Annual Qty | P1 | P2 | RTS | Reduction | P1 | P2 | RTS | P1 | P2 | RTS | P1 | P2 | RTS
A1 |  | Nails | [10 empty] | 0 | [17 empty] | P1 |  |  |  |  | Distribution Transformer Defect 2018/19: 1101; Distribution Transformer Defect 2019/20: 5017; Distribution Transformer Defect 2020/21: 4542; Distribution Transformer Defect 2021/22: 5172; Distribution Transformer Defect 2022/23: 4260; Distribution Transformer Defect 2023/24: 0 | [6 empty] | 4658 | 4658 | 4658 | 4658 | 4658 | 4658 | 4658 | 4658 |  | 8384400 | 8384400 | 8384400 | 8384400 | 8384400 | 8384400 | 8384400 | 8384400 |  | 100% | 4658 | 0 | 0 | 0 | 0 | 0 | 0 | 0
A |  | Poles | [10 empty] | 0 | [17 empty] | P2 |  |  |  |  | Distribution Transformer Defect 2018/19: -46.8394; Distribution Transformer Defect 2019/20: -804.8944; Distribution Transformer Defect 2020/21: 4020.2147; Distribution Transformer Defect 2021/22: -218.4297; Distribution Transformer Defect 2022/23: -257.1885; Distribution Transformer Defect 2023/24: -161.5922 | [6 empty] | 11994.3192 | 11994.3192 | 11994.3192 | 11972.7032 | 11972.7032 | 11972.7032 | 11972.7032 | 11972.7032 |  | 72548204.5952 | 72548204.5952 | 72548204.5952 | 72417459.2702 | 72417459.2702 | 72417459.2702 | 72417459.2702 | 72417459.2702 |  | 100% | 11972.7032 | 0 | 0 | 0 | 0 | 0 | 0 | 0
B |  | Pole Tops | [10 empty] | 28707801.5039 | [17 empty] | RTS |  |  |  |  | Distribution Transformer Defect 2018/19: 5864.8389; Distribution Transformer Defect 2019/20: 8988.0749; Distribution Transformer Defect 2020/21: 7476.6194; Distribution Transformer Defect 2021/22: 7998.2332; Distribution Transformer Defect 2022/23: 7459.5746; Distribution Transformer Defect 2023/24: 7411.2175 | [6 empty] | 7007.8693 | 7007.8693 | 7007.8693 | 8504.096 | 8504.096 | 8504.096 | 8504.096 | 8504.096 |  | 19703840.1033 | 19703840.1033 | 19703840.1033 | 23910875.7286 | 23910875.7286 | 23910875.7286 | 23910875.7286 | 23910875.7286 |  | 93.13% | 7920.1223 | 337.7887 | 7432.5215 | 149.8121 | 583.9736 | 24.9061 | 548.0214 | 11.0461 | 800.436 | 17612.3631 | 355 | 0.042649 | 0.93844 | 0.018915
C |  | Conductor | [10 empty] | 0 | [22 empty] | Distribution Transformer Defect 2018/19: 0; Distribution Transformer Defect 2019/20: 0; Distribution Transformer Defect 2020/21: 0; Distribution Transformer Defect 2021/22: 0; Distribution Transformer Defect 2022/23: 0; Distribution Transformer Defect 2023/24: 0 | [6 empty] | 87.4012 | 87.4012 | 87.4012 | 93.5203 | 93.5203 | 93.5203 | 93.5203 | 93.5203 |  | 11701304.9888 | 11701304.9888 | 11701304.9888 | 11825229.2722 | 11825229.2722 | 11825229.2722 | 11825229.2722 | 11825229.2722 |  | 100% | 93.5203 | 0 | 0 | 0 | 0 | 0 | 0 | 0
D |  | Underground Cables | [10 empty] | 6354579.8806 | [22 empty] | Distribution Transformer Defect 2018/19: 6.6319; Distribution Transformer Defect 2019/20: 5.4463; Distribution Transformer Defect 2020/21: 13.376; Distribution Transformer Defect 2021/22: 11.969; Distribution Transformer Defect 2022/23: 5.994; Distribution Transformer Defect 2023/24: 10.3373 | [6 empty] | 10.867 | 18.9807 | 19.9807 | 19.9807 | 20.9807 | 20.9807 | 21.9807 | 21.9807 |  | 3502423.7396 | 6175597.0593 | 6475597.0593 | 6475597.0593 | 6775597.0593 | 6775597.0593 | 7075597.0593 | 7075597.0593 |  | 100% | 21.9807 | 0 | 0 | 0 | 0 | 0 | 0 | 0
E |  | Services | [10 empty] | 13327026.4904 | [22 empty] | Distribution Transformer Defect 2018/19: 3492.754; Distribution Transformer Defect 2019/20: 2992.8373; Distribution Transformer Defect 2020/21: -2360.3642; Distribution Transformer Defect 2021/22: 4872.5516; Distribution Transformer Defect 2022/23: 7035.4859; Distribution Transformer Defect 2023/24: 7169.6234 | [6 empty] | 2811.818 | 2811.818 | 2811.818 | 2788.4264 | 2788.4264 | 2788.4264 | 2788.4264 | 2788.4264 |  | 4319079.0321 | 4319079.0321 | 4319079.0321 | 4283148.4393 | 4283148.4393 | 4283148.4393 | 4283148.4393 | 4283148.4393 |  | 100% | 2788.4264 | 0 | 0 | 0 | 0 | 0 | 0 | 0
F |  | Transformers | [10 empty] | 43417176.984 | [22 empty] | Distribution Transformer Defect 2018/19: 1293.0357; Distribution Transformer Defect 2019/20: 1177.4885; Distribution Transformer Defect 2020/21: 1144.5515; Distribution Transformer Defect 2021/22: 1173.4173; Distribution Transformer Defect 2022/23: 906.5286; Distribution Transformer Defect 2023/24: 827.6133 | [6 empty] | 1278.566 | 1278.566 | 1278.566 | 551.6775 | 551.6775 | 551.6775 | 551.6775 | 551.6775 |  | 38234390.908 | 38234390.908 | 38234390.908 | 15903152.6706 | 15903152.6706 | 15903152.6706 | 15903152.6706 | 15903152.6706 |  | 100% | 551.6775 | 0 | 0 | 0 | 0 | 0 | 0 | 0
G |  | Switchgear | [10 empty] | 46481511.5814 | [22 empty] | Distribution Transformer Defect 2018/19: 52486.4821; Distribution Transformer Defect 2019/20: 3399.9882; Distribution Transformer Defect 2020/21: 3301.0029; Distribution Transformer Defect 2021/22: 3349.9559; Distribution Transformer Defect 2022/23: 3289.659; Distribution Transformer Defect 2023/24: 2894.4643 | [6 empty] | 3537.002 | 3537.002 | 3537.002 | 1809.6062 | 1809.6062 | 1809.6062 | 1809.6062 | 1809.6062 |  | 39054401.4954 | 39054401.4954 | 39054401.4954 | 20719254.3779 | 20719254.3779 | 20719254.3779 | 20719254.3779 | 20719254.3779 |  | 80.35% | 1454.0462 | 46.6376 | 1016.3155 | 391.0931 | 355.56 | 11.4044 | 248.5211 | 95.6346 | 64.8799 | 1413.8471 | 544.0691 | 0.032074 | 0.69896 | 0.26897
H |  | Public Lighting | [10 empty] | 0 | [22 empty] | Distribution Transformer Defect 2018/19: 2317; Distribution Transformer Defect 2019/20: 4831; Distribution Transformer Defect 2020/21: 2550; Distribution Transformer Defect 2021/22: 1817; Distribution Transformer Defect 2022/23: 2194; Distribution Transformer Defect 2023/24: 0 | [6 empty] | 0 | 0 | 0 | 0 | 0 | 0 | 0 | 0 |  | 0 | 0 | 0 | 0 | 0 | 0 | 0 | 0 |  | 100% | 0 | 0 | 0 | 0 | 0 | 0 | 0 | 0
I |  | SCADA, Protection & Control | [10 empty] | 4901.07 | [22 empty] | Distribution Transformer Defect 2018/19: 4000; Distribution Transformer Defect 2019/20: -757; Distribution Transformer Defect 2020/21: 1.536; Distribution Transformer Defect 2021/22: 0; Distribution Transformer Defect 2022/23: 534; Distribution Transformer Defect 2023/24: -6 | [6 empty] | 0 | 0 | 0 | 0 | 0 | 0 | 0 | 0 |  | 0 | 0 | 0 | 0 | 0 | 0 | 0 | 0 |  | 100% | 0 | 0 | 0 | 0 | 0 | 0 | 0 | 0
J |  | Other | [10 empty] | 284822.3873 | [22 empty] | Distribution Transformer Defect 2018/19: 1090; Distribution Transformer Defect 2019/20: 1062; Distribution Transformer Defect 2020/21: 1242; Distribution Transformer Defect 2021/22: 1076; Distribution Transformer Defect 2022/23: 1473; Distribution Transformer Defect 2023/24: 1065 | [6 empty] | 1415 | 1415 | 1415 | 1415 | 1415 | 1415 | 1415 | 1415 |  | 347134.0352 | 347134.0352 | 347134.0352 | 347134.0352 | 347134.0352 | 347134.0352 | 347134.0352 | 347134.0352 |  | 100% | 1415 | 0 | 0 | 0 | 0 | 0 | 0 | 0
[62 empty] | 116862574.3024 | 119535747.622 | 119835747.622 | 83464391.583 | 83764391.583 | 83764391.583 | 84064391.583 | 84064391.583
|  | Poletop | 25150394.4501 | 37258647.7255 | 34944967.6393 | 26373627.3264 | 31191938.4458 | 35076886.8113 | 47128428.3584 | 31690335.3787 | 40589590.022 | 42405354.7733 |  | 33838757.1434 | 49383763.8381 | 45847998.3972 | 33945937.4851 | 39330501.5406 | 43535618.2408 | 58697890.745 | 38008082.2817 | 45863283.1816 | 45096437.8585 |  | 1150 | 1641 | 1422 | 1112 | 1325 | 1537 | 1788 | 1539 | 1595 | 1118 |  |  |  |  | 147395.8071 | 172338.5102 | 171717.2205 | 186440.5908 | 197389.2396 | 194360.239 | 255732.0929 | 171369.1582 | 180588.0063 | 227765.4195 |  |  |  |  | 1456.9333 | 1456.9333 | 1456.9333 | 743.0686 | 743.0686 | 743.0686 | 743.0686 | 743.0686 |  | 38228193.7927 | 38228193.7927 | 38228193.7927 | 17059540.0823 | 17059540.0823 | 17059540.0823 | 17059540.0823 | 17059540.0823
|  | Pad&Ground | 2413899.3694 | 2747175.1523 | 5970756.2106 | 3395050.6587 | 6667097.4225 | 8102104.3175 | 5316583.8424 | 7904075.8436 | 7393588.7583 | 7664888.1604 |  | 3247796.1606 | 3641190.8973 | 7833666.4667 | 4369826.5693 | 8406668.4699 | 10055912.9552 | 6621741.2375 | 9479822.8367 | 8354217.2947 | 8151309.0615 |  | 18 | 25 | 29 | 17 | 33 | 37 | 34 | 66 | 80 | 88 |  |  |  |  | 291703.5205 | 307538.2356 | 607356.894 | 577991.5415 | 582836.7536 | 769948.3067 | 619059.9876 | 279041.7812 | 302212.6622 | 289616.7339 |  |  |  |  | 78.2 | 78.2 | 78.2 | 66.7477 | 66.7477 | 66.7477 | 66.7477 | 66.7477 |  | 7654184.2541 | 7654184.2541 | 7654184.2541 | 6254661.9323 | 6254661.9323 | 6254661.9323 | 6254661.9323 | 6254661.9323
|  | Poletop | [50 empty] | 1213.4356 | 1213.4356 | 1213.4356 | 506.2065 | 506.2065 | 506.2065 | 506.2065 | 506.2065 | 91.76% | 31856058.1949 | 31856058.1949 | 31856058.1949 | 11636704.1106 | 11636704.1106 | 11636704.1106 | 11636704.1106 | 11636704.1106
|  | Pad&Ground | [50 empty] | 65.1304 | 65.1304 | 65.1304 | 45.471 | 45.471 | 45.471 | 45.471 | 45.471 | 8.242% | 6378332.7132 | 6378332.7132 | 6378332.7132 | 4266448.56 | 4266448.56 | 4266448.56 | 4266448.56 | 4266448.56

## Planned
Planned | [12 empty] | 1.0233 | [31 empty] | Base Rates
[14 empty] | Escalation | 2024/25
[14 empty] | Eaclation % | [35 empty] | Escalated to 2024/25 |  | N
[14 empty] | 134.5% | 132.5% | 131.2% | 128.7% | 126.1% | 124.1% | 124.5% | 119.9% | 113% | 106.3% | 102.7% | [11 empty] | Include 2022/23 |  | Y | [11 empty] | Include 2022/23 |  | Y
Group | Cat | Planned DEFECTS | ALLOCATED COSTS | [10 empty] | ESCALATED ALLOCATED COST | [10 empty] | UNITS | [10 empty] | AVERAGE REPLACEMENT UNITS |  |  | UNIT COST RATES | [10 empty] | AVERAGE UNIT RATES |  |  | Deta % |  |  | Starting Yr Logic | [7 empty] | Increment Logic | [7 empty] | Manual Qty | [7 empty] | Base Case |  | Forecast Unit | [7 empty] | UNIT COST RATE | [11 empty] | Remarks
Code | Code | RIN ASSET CATEGORY | 2013/14 | 2014/15 | 2015/16 | 2016/17 | 2017/18 | 2018/19 | 2019/20 | 2020/21 | 2021/22 | 2022/23 | 2023/24 | 2013/14 | 2014/15 | 2015/16 | 2016/17 | 2017/18 | 2018/19 | 2019/20 | 2020/21 | 2021/22 | 2022/23 | 2023/24 | 2013/14 | 2014/15 | 2015/16 | 2016/17 | 2017/18 | 2018/19 | 2019/20 | 2020/21 | 2021/22 | 2022/23 | 2023/24 | Avg 5 Yr | Avg 3 Yr | Last Yr | 2013/14 | 2014/15 | 2015/16 | 2016/17 | 2017/18 | 2018/19 | 2019/20 | 2020/21 | 2021/22 | 2022/23 | 2023/24 | Avg 5 Yr | Avg 3 Yr | Last Yr | Start Yr | Increment | % | 2022/23 | 2023/24 | 2024/25 | 2025/26 | 2026/27 | 2027/28 | 2028/29 | 2029/30 | 2022/23 | 2023/24 | 2024/25 | 2025/26 | 2026/27 | 2027/28 | 2028/29 | 2029/30 | 2022/23 | 2023/24 | 2024/25 | 2025/26 | 2026/27 | 2027/28 | 2028/29 | 2029/30 |  |  | 2022/23 | 2023/24 | 2024/25 | 2025/26 | 2026/27 | 2027/28 | 2028/29 | 2029/30 | Type | Escalate | Manual | APPLIED | 2022/23 | 2023/24 | 2024/25 | 2025/26 | 2026/27 | 2027/28 | 2028/29 | 2029/30
A1 | A001 | Staking of a wooden pole | -1198146.1265 | -653147.5115 | -1223482.1191 | -482651.2232 | -1111906.15 | 0 | 0 | 1567445.02 | 2321529.27 | 1887098.63 | 3007525.19 | -1612053.2772 | -865701.9089 | -1605215.5724 | -621228.4737 | -1402023.3665 | 0 | 0 | 1879928.9619 | 2623159.1466 | 2006855.6567 | 3090227.5592 | -49 | 5 | 0 | 0 | 0 | 0 | 0 | 0 | 0 | 0 | 2356 | 0 | 0 | 0 | 24451.9618 | -130629.5023 | [8 empty] | 1276.5387 |  |  |  | 2025/26 | Compound | 0% | 0 | 0 | 0 | 1 | 2 | 3 | 4 | 5 | 100% | 100% | 100% | 100% | 100% | 100% | 100% | 100% | 0 | 0 | 0 | 0 | 0 | 0 | 0 | 0 | Avg 3 Yr | 0 | 0 | 0 | 0 | 0 | 0 | 0 | 0 | 0 | Avg 3 Yr | 5%
A | A002 | ˂ = 1 kV; Wood | 234027.7604 | 1118190.0314 | 1050443.5083 | 2404994.692 | 1156935.4949 | 452785.4406 | 1324030.7033 | 242340.5062 | 3836193.2178 | 226483.8272 | 524622.5597 | 314874.129 | 1482083.6452 | 1378187.9206 | 3095508.9513 | 1458801.7139 | 561973.8774 | 1649064.3179 | 290653.2162 | 4334619.1916 | 240856.7006 | 539048.8823 | 177.6 | 322.2 | 205.4 | 190 | 357.2 | 83 | 218 | 29 | 230 | 37 | 21 | 119.4 | 98.6667 | 37 | 1317.7239 | 3470.4843 | 5114.1359 | 12657.8668 | 3238.9012 | 5455.2463 | 6073.5353 | 8356.5692 | 16679.1009 | 6121.1845 | 24982.0267 | 10187.3261 | 14543.9782 | 6121.1845 | 2025/26 | Step | 0% | 0 | 0 | 0 | 1 | 2 | 3 | 4 | 5 | 100% | 100% | 100% | 100% | 100% | 100% | 100% | 100% | 0 | 0 | 0 | 0 | 0 | 0 | 0 | 0 | Avg 3 Yr | 98.6667 | 0 | 0 | 0 | 0 | 0 | 0 | 0 | 0 | Avg 3 Yr | 5% |  | 14543.9782 | 0 | 0 | 0 | 0 | 0 | 0 | 0 | 0
A | A003 | > 1 kV & < = 11 kV; Wood | 28804.5912 | 201159.4301 | 852051.2697 | 1698564.5236 | 669589.7949 | 2179717.2604 | 3279534.4993 | 219772.4425 | 3325013.7041 | 487536.5519 | 1173827.0414 | 38755.3192 | 266622.9291 | 1117896.1632 | 2186250.849 | 844298.3595 | 2705352.3602 | 4084620.7786 | 263586.0106 | 3757023.5376 | 518476.073 | 1206105.5001 | 197.2 | 276.4 | 192.8 | 114 | 236.4 | 320 | 460 | 18 | 112 | 38 | 88 | 189.6 | 56 | 38 | 146.0679 | 727.7838 | 4419.3531 | 14899.6888 | 2832.4441 | 6811.6164 | 7129.4228 | 12209.5801 | 29687.6224 | 12829.9093 | 13338.9437 | 10012.2093 | 24001.9208 | 12829.9093 | 2025/26 | Linear | 0% | 0 | 0 | 0 | 1 | 2 | 3 | 4 | 5 | 100% | 100% | 100% | 100% | 100% | 100% | 100% | 100% | 0 | 0 | 0 | 0 | 0 | 0 | 0 | 0 | Avg 3 Yr | 56 | 0 | 0 | 0 | 0 | 0 | 0 | 0 | 0 | Avg 3 Yr | 5% |  | 24001.9208 | 0 | 0 | 0 | 0 | 0 | 0 | 0 | 0
A | A004 | ˃ 11 kV & < = 22 kV; Wood | 28804.5912 | 201159.4301 | 852051.2697 | 1698564.5236 | 669589.7949 | 152149.7351 | 0 | 0 | 0 | 0 | 0 | 38755.3192 | 266622.9291 | 1117896.1632 | 2186250.849 | 844298.3595 | 188840.3842 | 0 | 0 | 0 | 0 | 0 | 197.2 | 276.4 | 192.8 | 114 | 236.4 | 22 | 0 | 0 | 0 | 0 | 0 | 4.4 | 0 | 0 | 146.0679 | 727.7838 | 4419.3531 | 14899.6888 | 2832.4441 | 6915.897 | [5 empty] | 6915.897 |  |  | 2025/26 | Step | 0% | 0 | 0 | 0 | 1 | 2 | 3 | 4 | 5 | 100% | 100% | 100% | 100% | 100% | 100% | 100% | 100% | 0 | 0 | 0 | 0 | 0 | 0 | 0 | 0 | Avg 3 Yr | 0 | 0 | 0 | 0 | 0 | 0 | 0 | 0 | 0 | Avg 3 Yr | 5%
A | A005 | > 22 kV & < = 66 kV; Wood | 1205068.0693 | 579863.806 | 531771.1858 | 1431111.5534 | 71387.5258 | 0 | 699750.1911 | 48512.6485 | 309207.5925 | 48549.2146 | 120272.2512 | 1621366.449 | 768569.4196 | 697686.8522 | 1842007.6512 | 90013.8733 | 0 | 871530.4477 | 58184.0714 | 349382.0797 | 51630.1927 | 123579.5552 | 49 | 58 | 20 | 14 | 29 | 0 | 63 | 8 | 12 | 1 | 5 | 16.8 | 7 | 1 | 24593.2259 | 9997.6518 | 26588.5593 | 102222.2538 | 2461.6388 |  | 11107.1459 | 6064.0811 | 25767.2994 | 48549.2146 | 24054.4502 | 13166.9006 | 19346.1646 | 48549.2146 | 2025/26 | Step | 0% | 0 | 0 | 0 | 1 | 2 | 3 | 4 | 5 | 100% | 100% | 100% | 100% | 100% | 100% | 100% | 100% | 0 | 0 | 0 | 0 | 0 | 0 | 0 | 0 | Avg 3 Yr | 7 | 0 | 0 | 0 | 0 | 0 | 0 | 0 | 0 | Avg 3 Yr | 5% |  | 19346.1646 | 0 | 0 | 0 | 0 | 0 | 0 | 0 | 0
A | A006 | > 66 kV & < = 132 kV; Wood | 218940.132 | 476683.8356 | 0 | 578254.0432 | -9201.4818 | 371597.7578 | 85797.1583 | 0 | 0 | 91531.66 | 0 | 294574.3842 | 631811.4961 | 0 | 744280.4647 | -11602.3214 | 461207.9233 | 106859.3288 | 0 | 0 | 97340.3439 | 0 | 1 | 16 | 0 | 1 | 0 | 304 | 0 | 0 | 0 | 1 | 0 | 61 | 0.33333 | 1 | 218940.132 | 29792.7397 |  | 578254.0432 |  | 1222.361 |  |  |  | 91531.66 |  | 1799.7593 | 91531.66 | 91531.66 | 2025/26 | Step | 0% | 0 | 0 | 0 | 1 | 2 | 3 | 4 | 5 | 100% | 100% | 100% | 100% | 100% | 100% | 100% | 100% | 0 | 0 | 0 | 0 | 0 | 0 | 0 | 0 | Avg 3 Yr | 0.33333 | 0 | 0 | 0 | 0 | 0 | 0 | 0 | 0 | Avg 3 Yr | 5% |  | 91531.66 | 0 | 0 | 0 | 0 | 0 | 0 | 0 | 0
A | A007 | > 132 kV; Wood | 0 | 0 | 0 | 0 | 0 | 0 | 0 | 0 | 0 | 0 | 0 | 0 | 0 | 0 | 0 | 0 | 0 | 0 | 0 | 0 | 0 | 0 | 0 | 0 | 0 | 0 | 0 | 0 | 0 | 0 | 0 | 0 | 0 | 0 | 0 | 0 | [14 empty] | 2025/26 | Step | 0% | 0 | 0 | 0 | 1 | 2 | 3 | 4 | 5 | 100% | 100% | 100% | 100% | 100% | 100% | 100% | 100% | 0 | 0 | 0 | 0 | 0 | 0 | 0 | 0 | Avg 3 Yr | 0 | 0 | 0 | 0 | 0 | 0 | 0 | 0 | 0 | Avg 3 Yr | 5%
A | A008 | ˂ = 1 kV; Concrete | 0 | 20187 | 84719 | 0 | 0 | 0 | 0 | 0 | 0 | 0 | 0 | 0 | 26756.474 | 111151.8149 | 0 | 0 | 0 | 0 | 0 | 0 | 0 | 0 | 0 | 1 | 1 | 0 | 0 | 0 | 0 | 0 | 0 | 0 | 0 | 0 | 0 | 0 |  | 20187 | 84719 | [11 empty] | 2025/26 | Step | 0% | 0 | 0 | 0 | 1 | 2 | 3 | 4 | 5 | 100% | 100% | 100% | 100% | 100% | 100% | 100% | 100% | 0 | 0 | 0 | 0 | 0 | 0 | 0 | 0 | Avg 3 Yr | 0 | 0 | 0 | 0 | 0 | 0 | 0 | 0 | 0 | Avg 3 Yr | 5%
A | A009 | > 1 kV & < = 11 kV; Concrete | 0 | 0 | 0 | 0 | 0 | 0 | 0 | 0 | 0 | 0 | 0 | 0 | 0 | 0 | 0 | 0 | 0 | 0 | 0 | 0 | 0 | 0 | 0 | 0 | 0 | 0 | 0 | 0 | 0 | 0 | 0 | 0 | 0 | 0 | 0 | 0 | [14 empty] | 2025/26 | Step | 0% | 0 | 0 | 0 | 1 | 2 | 3 | 4 | 5 | 100% | 100% | 100% | 100% | 100% | 100% | 100% | 100% | 0 | 0 | 0 | 0 | 0 | 0 | 0 | 0 | Avg 3 Yr | 0 | 0 | 0 | 0 | 0 | 0 | 0 | 0 | 0 | Avg 3 Yr | 5%
A | A010 | ˃ 11 kV & < = 22 kV; Concrete | 0 | 0 | 0 | 0 | 0 | 0 | 0 | 0 | 0 | 0 | 0 | 0 | 0 | 0 | 0 | 0 | 0 | 0 | 0 | 0 | 0 | 0 | 0 | 0 | 0 | 0 | 0 | 0 | 0 | 0 | 0 | 0 | 0 | 0 | 0 | 0 | [14 empty] | 2025/26 | Step | 0% | 0 | 0 | 0 | 1 | 2 | 3 | 4 | 5 | 100% | 100% | 100% | 100% | 100% | 100% | 100% | 100% | 0 | 0 | 0 | 0 | 0 | 0 | 0 | 0 | Avg 3 Yr | 0 | 0 | 0 | 0 | 0 | 0 | 0 | 0 | 0 | Avg 3 Yr | 5%
A | A011 | > 22 kV & < = 66 kV; Concrete | -7219.5018 | 1432441.2767 | 0 | 0 | 0 | 0 | 0 | 0 | 0 | 0 | 0 | -9713.5243 | 1898601.9633 | 0 | 0 | 0 | 0 | 0 | 0 | 0 | 0 | 0 | 0 | 34 | 0 | 0 | 0 | 0 | 0 | 0 | 0 | 0 | 0 | 0 | 0 | 0 |  | 42130.6258 | [12 empty] | 2025/26 | Step | 0% | 0 | 0 | 0 | 1 | 2 | 3 | 4 | 5 | 100% | 100% | 100% | 100% | 100% | 100% | 100% | 100% | 0 | 0 | 0 | 0 | 0 | 0 | 0 | 0 | Avg 3 Yr | 0 | 0 | 0 | 0 | 0 | 0 | 0 | 0 | 0 | Avg 3 Yr | 5%
A | A012 | > 66 kV & < = 132 kV; Concrete | 0 | 1297678 | 0 | 0 | 0 | 0 | 0 | 0 | 0 | 0 | 0 | 0 | 1719982.5491 | 0 | 0 | 0 | 0 | 0 | 0 | 0 | 0 | 0 | 0 | 7 | 0 | 0 | 0 | 0 | 0 | 0 | 0 | 0 | 0 | 0 | 0 | 0 |  | 185382.5714 | [12 empty] | 2025/26 | Step | 0% | 0 | 0 | 0 | 1 | 2 | 3 | 4 | 5 | 100% | 100% | 100% | 100% | 100% | 100% | 100% | 100% | 0 | 0 | 0 | 0 | 0 | 0 | 0 | 0 | Avg 3 Yr | 0 | 0 | 0 | 0 | 0 | 0 | 0 | 0 | 0 | Avg 3 Yr | 5%
A | A013 | > 132 kV; Concrete | 0 | 0 | 0 | 0 | 0 | 0 | 0 | 0 | 0 | 0 | 0 | 0 | 0 | 0 | 0 | 0 | 0 | 0 | 0 | 0 | 0 | 0 | 0 | 0 | 0 | 0 | 0 | 0 | 0 | 0 | 0 | 0 | 0 | 0 | 0 | 0 | [14 empty] | 2025/26 | Step | 0% | 0 | 0 | 0 | 1 | 2 | 3 | 4 | 5 | 100% | 100% | 100% | 100% | 100% | 100% | 100% | 100% | 0 | 0 | 0 | 0 | 0 | 0 | 0 | 0 | Avg 3 Yr | 0 | 0 | 0 | 0 | 0 | 0 | 0 | 0 | 0 | Avg 3 Yr | 5%
A | A014 | ˂ = 1 kV; Steel | 0 | 0 | 0 | 0 | 0 | 0 | 0 | 0 | 0 | 0 | 0 | 0 | 0 | 0 | 0 | 0 | 0 | 0 | 0 | 0 | 0 | 0 | 0 | 0 | 0 | 0 | 0 | 0 | 0 | 0 | 0 | 0 | 0 | 0 | 0 | 0 | [14 empty] | 2025/26 | Step | 0% | 0 | 0 | 0 | 1 | 2 | 3 | 4 | 5 | 100% | 100% | 100% | 100% | 100% | 100% | 100% | 100% | 0 | 0 | 0 | 0 | 0 | 0 | 0 | 0 | Avg 3 Yr | 0 | 0 | 0 | 0 | 0 | 0 | 0 | 0 | 0 | Avg 3 Yr | 5%
A | A015 | > 1 kV & < = 11 kV; Steel | 0 | 0 | 0 | 0 | 0 | 0 | 0 | 0 | 0 | 0 | 0 | 0 | 0 | 0 | 0 | 0 | 0 | 0 | 0 | 0 | 0 | 0 | 0 | 0 | 0 | 0 | 0 | 0 | 0 | 0 | 0 | 0 | 0 | 0 | 0 | 0 | [14 empty] | 2025/26 | Step | 0% | 0 | 0 | 0 | 1 | 2 | 3 | 4 | 5 | 100% | 100% | 100% | 100% | 100% | 100% | 100% | 100% | 0 | 0 | 0 | 0 | 0 | 0 | 0 | 0 | Avg 3 Yr | 0 | 0 | 0 | 0 | 0 | 0 | 0 | 0 | 0 | Avg 3 Yr | 5%
A | A016 | ˃ 11 kV & < = 22 kV; Steel | -2607.192 | 0 | -167744.3243 | 0 | 0 | 0 | 0 | 0 | 0 | 0 | 0 | -3507.8629 | 0 | -220081.5176 | 0 | 0 | 0 | 0 | 0 | 0 | 0 | 0 | 0 | 0 | 0 | 0 | 0 | 0 | 0 | 0 | 0 | 0 | 0 | 0 | 0 | 0 | [14 empty] | 2025/26 | Step | 0% | 0 | 0 | 0 | 1 | 2 | 3 | 4 | 5 | 100% | 100% | 100% | 100% | 100% | 100% | 100% | 100% | 0 | 0 | 0 | 0 | 0 | 0 | 0 | 0 | Avg 3 Yr | 0 | 0 | 0 | 0 | 0 | 0 | 0 | 0 | 0 | Avg 3 Yr | 5%
A | A017 | > 22 kV & < = 66 kV; Steel | 0 | 0 | 0 | 0 | 0 | 0 | 0 | 0 | 0 | 0 | 0 | 0 | 0 | 0 | 0 | 0 | 0 | 0 | 0 | 0 | 0 | 0 | 0 | 0 | 0 | 0 | 0 | 0 | 0 | 0 | 0 | 0 | 0 | 0 | 0 | 0 | [14 empty] | 2025/26 | Step | 0% | 0 | 0 | 0 | 1 | 2 | 3 | 4 | 5 | 100% | 100% | 100% | 100% | 100% | 100% | 100% | 100% | 0 | 0 | 0 | 0 | 0 | 0 | 0 | 0 | Avg 3 Yr | 0 | 0 | 0 | 0 | 0 | 0 | 0 | 0 | 0 | Avg 3 Yr | 5%
A | A018 | > 66 kV & < = 132 kV; Steel | 0 | 0 | 0 | 0 | 0 | 0 | 0 | 0 | 0 | 0 | 0 | 0 | 0 | 0 | 0 | 0 | 0 | 0 | 0 | 0 | 0 | 0 | 0 | 0 | 0 | 0 | 0 | 0 | 0 | 0 | 0 | 0 | 0 | 0 | 0 | 0 | [14 empty] | 2025/26 | Step | 0% | 0 | 0 | 0 | 1 | 2 | 3 | 4 | 5 | 100% | 100% | 100% | 100% | 100% | 100% | 100% | 100% | 0 | 0 | 0 | 0 | 0 | 0 | 0 | 0 | Avg 3 Yr | 0 | 0 | 0 | 0 | 0 | 0 | 0 | 0 | 0 | Avg 3 Yr | 5%
A | A019 | > 132 kV; Steel | 0 | 0 | 0 | 0 | 0 | 0 | 0 | 0 | 0 | 0 | 0 | 0 | 0 | 0 | 0 | 0 | 0 | 0 | 0 | 0 | 0 | 0 | 0 | 0 | 0 | 0 | 0 | 0 | 0 | 0 | 0 | 0 | 0 | 0 | 0 | 0 | [14 empty] | 2025/26 | Step | 0% | 0 | 0 | 0 | 1 | 2 | 3 | 4 | 5 | 100% | 100% | 100% | 100% | 100% | 100% | 100% | 100% | 0 | 0 | 0 | 0 | 0 | 0 | 0 | 0 | Avg 3 Yr | 0 | 0 | 0 | 0 | 0 | 0 | 0 | 0 | 0 | Avg 3 Yr | 5%
A | A020 | Poles Other | 0 | 0 | 0 | 0 | 0 | 0 | 0 | 0 | 0 | 0 | 0 | 0 | 0 | 0 | 0 | 0 | 0 | 0 | 0 | 0 | 0 | 0 | 0 | 0 | 0 | 0 | 0 | 0 | 0 | 0 | 0 | 0 | 0 | 0 | 0 | 0 | [14 empty] | 2025/26 | Step | 0% | 0 | 0 | 0 | 1 | 2 | 3 | 4 | 5 | 100% | 100% | 100% | 100% | 100% | 100% | 100% | 100% | 0 | 0 | 0 | 0 | 0 | 0 | 0 | 0 | Avg 3 Yr | 0 | 0 | 0 | 0 | 0 | 0 | 0 | 0 | 0 | Avg 3 Yr | 5%
B | B001 | ˂ = 1 kV | 536878.0894 | 723440.1473 | 376575.2287 | 472765.519 | 294882.3681 | 671479.5922 | 2212715.3608 | 198871.1001 | 2164319.2001 | 67894.5028 | 162843.3665 | 722346.0181 | 958869.9421 | 494068.8645 | 608504.4183 | 371822.7212 | 833405.7507 | 2755910.3713 | 238517.8019 | 2445523.2072 | 72203.1508 | 167321.3114 | 215 | 761 | 525 | 770 | 809 | 554 | 866 | 58 | 268 | 57 | 40 | 360.6 | 127.6667 | 57 | 2497.1074 | 950.6441 | 717.2861 | 613.9812 | 364.5023 | 1212.057 | 2555.0986 | 3428.8121 | 8075.8179 | 1191.1316 | 4071.0842 | 2948.0198 | 6347.4799 | 1191.1316 | 2025/26 | Step | 0% | 0 | 0 | 0 | 1 | 2 | 3 | 4 | 5 | 100% | 100% | 100% | 100% | 100% | 100% | 100% | 100% |  |  |  | 2468.4211 | 2468.4211 | 2468.4211 | 2468.4211 | 2468.4211 | Avg 3 Yr | 127.6667 | 127.6667 | 127.6667 | 127.6667 | 2468.4211 | 2468.4211 | 2468.4211 | 2468.4211 | 2468.4211 | Avg 3 Yr | 5% | 2479.8119 | 2479.8119 | 316589.3181 | 316589.3181 | 316589.3181 | 6121219.8789 | 6121219.8789 | 6121219.8789 | 6121219.8789 | 6121219.8789 | 7,000 Poractive Replacement
B | B002 | > 1 kV & < = 11 kV | 740826.9368 | 1114245.6132 | -361901.7725 | 1242481.8392 | 180900.9879 | 406282.4576 | 1448917.5108 | 23893.6384 | 1453066.451 | 82384.4443 | 0 | 996750.2836 | 1476855.5913 | -474817.2056 | 1599219.1866 | 228101.4562 | 504256.7794 | 1804609.3348 | 28657.0453 | 1641859.3558 | 87612.6374 | 0 | 651 | 973 | 423 | 426 | 757 | 177 | 618 | 3 | 149 | 34 | 40 | 196.2 | 62 | 34 | 1137.983 | 1145.1651 | -855.5597 | 2916.624 | 238.9709 | 2295.3811 | 2344.5267 | 7964.5461 | 9752.1238 | 2423.0719 | 0 | 3480.6774 | 8383.5728 | 2423.0719 | 2025/26 | Step | 0% | 0 | 0 | 0 | 1 | 2 | 3 | 4 | 5 | 100% | 100% | 100% | 100% | 100% | 100% | 100% | 100% |  |  |  | 1372.3684 | 1372.3684 | 1372.3684 | 1372.3684 | 1372.3684 | Avg 3 Yr | 62 | 62 | 62 | 62 | 1372.3684 | 1372.3684 | 1372.3684 | 1372.3684 | 1372.3684 | Avg 3 Yr | 5% | 2733.2759 | 2733.2759 | 169463.1061 | 169463.1061 | 169463.1061 | 3751061.5372 | 3751061.5372 | 3751061.5372 | 3751061.5372 | 3751061.5372
B | B003 | ˃ 11 kV & < = 22 kV | 1195179.0065 | 1630173.0027 | 457748.8382 | 816022.0276 | 1257623.9576 | 12740.5556 | 231581.916 | 11721.2901 | 444730.545 | 38527.1457 | 0 | 1608061.1469 | 2160681.7073 | 600569.1067 | 1050315.6199 | 1585761.6892 | 15812.9188 | 288432.4913 | 14058.0323 | 502513.1545 | 40972.114 | 0 | 187 | 731 | 65 | 170 | 167 | 21 | 114 | 1 | 44 | 18 | 72 | 39.6 | 21 | 18 | 6391.3316 | 2230.0588 | 7042.2898 | 4800.1296 | 7530.6824 | 606.6931 | 2031.4203 | 11721.2901 | 10107.5124 | 2140.397 | 0 | 3733.8457 | 7856.8092 | 2140.397 | 2025/26 | Step | 0% | 0 | 0 | 0 | 1 | 2 | 3 | 4 | 5 | 100% | 100% | 100% | 100% | 100% | 100% | 100% | 100% |  |  |  | 405.2632 | 405.2632 | 405.2632 | 405.2632 | 405.2632 | Avg 3 Yr | 21 | 21 | 21 | 21 | 405.2632 | 405.2632 | 405.2632 | 405.2632 | 405.2632 | Avg 3 Yr | 5% | 2814.5422 | 2814.5422 | 59105.387 | 59105.387 | 59105.387 | 1140630.2756 | 1140630.2756 | 1140630.2756 | 1140630.2756 | 1140630.2756
B | B004 | ˃ 22 kV & < = 66 kV | 317376.6096 | 935517.5694 | 886405.1366 | -82283.9554 | 534742.1304 | 0 | 105932.8358 | 34786.1751 | 27149.9127 | 34821.1511 | 0 | 427016.365 | 1239963.9153 | 1162968.6341 | -105909.0572 | 674266.4045 | 0 | 131938.073 | 41721.1049 | 30677.4258 | 37030.9336 | 0 | 124 | 143 | 43 | 28 | 23 | 0 | 36 | 6 | 299 | 7 | 12 | 69.6 | 104 | 7 | 2559.4888 | 6542.0809 | 20614.0729 | -2938.7127 | 23249.6578 |  | 2942.5788 | 5797.6959 | 90.8024 | 4974.4502 | 0 | 582.4427 | 310.1194 | 4974.4502 | 2025/26 | Step | 0% | 0 | 0 | 0 | 1 | 2 | 3 | 4 | 5 | 100% | 100% | 100% | 100% | 100% | 100% | 100% | 100% |  |  |  | 2753.9474 | 2753.9474 | 2753.9474 | 2753.9474 | 2753.9474 | Avg 3 Yr | 104 | 104 | 104 | 104 | 2753.9474 | 2753.9474 | 2753.9474 | 2753.9474 | 2753.9474 | Avg 3 Yr | 5% | 4402.2876 | 4402.2876 | 457837.9062 | 457837.9062 | 457837.9062 | 12123668.2408 | 12123668.2408 | 12123668.2408 | 12123668.2408 | 12123668.2408
B | B005 | > 66 kV & < = 132 kV | 0.44 | 4484225.8576 | 121510.9643 | -1297.6415 | -978.2937 | 0 | 0 | 0 | 0 | 0 | 0 | 0.592 | 5943531.6166 | 159423.0836 | -1670.2161 | -1233.5489 | 0 | 0 | 0 | 0 | 0 | 0 | 0 | 821 | 73 | 0 | 0 | 0 | 0 | 0 | 0 | 0 | 0 | 0 | 0 | 0 |  | 5461.9073 | 1664.5338 | [11 empty] | 2025/26 | Step | 0% | 0 | 0 | 0 | 1 | 2 | 3 | 4 | 5 | 100% | 100% | 100% | 100% | 100% | 100% | 100% | 100% | [8 empty] | Avg 3 Yr | 0 | 0 | 0 | 0 | 0 | 0 | 0 | 0 | 0 | Avg 3 Yr | 5% | 6951.0325 | 6951.0325 | 0 | 0 | 0 | 0 | 0 | 0 | 0 | 0
B | B006 | > 132 kV | 0 | 0 | 0 | 0 | 0 | 0 | 0 | 0 | 0 | 0 | 0 | 0 | 0 | 0 | 0 | 0 | 0 | 0 | 0 | 0 | 0 | 0 | 0 | 0 | 0 | 0 | 0 | 0 | 0 | 0 | 0 | 0 | 0 | 0 | 0 | 0 | [14 empty] | 2025/26 | Step | 0% | 0 | 0 | 0 | 1 | 2 | 3 | 4 | 5 | 100% | 100% | 100% | 100% | 100% | 100% | 100% | 100% | [8 empty] | Avg 3 Yr | 0 | 0 | 0 | 0 | 0 | 0 | 0 | 0 | 0 | Avg 3 Yr | 5%
B | B007 | Pole Tops Other | 0 | 0 | 0 | 0 | 0 | 0 | 0 | 0 | 0 | 0 | 0 | 0 | 0 | 0 | 0 | 0 | 0 | 0 | 0 | 0 | 0 | 0 | 0 | 0 | 0 | 0 | 0 | 0 | 0 | 0 | 0 | 0 | 0 | 0 | 0 | 0 | [14 empty] | 2025/26 | Step | 0% | 0 | 0 | 0 | 1 | 2 | 3 | 4 | 5 | 100% | 100% | 100% | 100% | 100% | 100% | 100% | 100% | [8 empty] | Avg 3 Yr | 0 | 0 | 0 | 0 | 0 | 0 | 0 | 0 | 0 | Avg 3 Yr | 5%
C | C001 | ˂ = 1 kV | 1111762.7008 | 2992884.5767 | 3236995.6438 | 2811046.6511 | 3268329.6873 | 1221983.0087 | 4126232.7686 | 0 | 2323984.4957 | 0 | 0 | 1495828.1513 | 3966861.7664 | 4246956.8901 | 3618145.2291 | 4121098.3417 | 1516662.1272 | 5139173.2905 | 0 | 2625933.373 | 0 | 0 | 37 | 86 | 45 | 79.4193 | 78.75 | 34.1316 | 65.5625 | 0 | 0.63367 | 0.215 | 0.12783 | 20.1086 | 0.28289 | 0.215 | 30047.6406 | 34800.9834 | 71933.2365 | 35394.9918 | 41502.5992 | 35802.0836 | 62935.8668 |  | 3667518.9692 | 0 | 0 | 76307.8163 | 2738394.9486 | 0 | 2025/26 | Step | 0% | 0 | 0 | 0 | 1 | 2 | 3 | 4 | 5 | 100% | 100% | 100% | 100% | 100% | 100% | 100% | 100% | 0 | 0 | 0 | 0 | 0 | 0 | 0 | 0 | Avg 3 Yr | 0.28289 | 0 | 0 | 0 | 0 | 0 | 0 | 0 | 0 | Avg 3 Yr | 5% |  | 2738394.9486 | 0 | 0 | 0 | 0 | 0 | 0 | 0 | 0
C | C002 | > 1 kV & < = 11 kV | 1357128.4318 | 2019769.3147 | 905868.9306 | 1927202.0285 | 1574960.5428 | 849089.5838 | 1652041.0833 | 0 | 2132202.3847 | 0 | 0 | 1825957.0246 | 2677064.7066 | 1188505.2437 | 2480534.0112 | 1985897.3549 | 1053846.0888 | 2057597.3015 | 0 | 2409233.5428 | 0 | 0 | 61 | 83 | 32 | 63.1567 | 71 | 39.7419 | 51.5377 | 0 | 0 | 0.189 | 0.03 | 18.2937 | 0.063 | 0.189 | 22248.0071 | 24334.5701 | 28308.4041 | 30514.6255 | 22182.5429 | 21365.0973 | 32055.0229 |  |  | 0 | 0 | 50654.9208 | 11281494.4768 | 0 | 2025/26 | Step | 0% | 0 | 0 | 0 | 1 | 2 | 3 | 4 | 5 | 100% | 100% | 100% | 100% | 100% | 100% | 100% | 100% | 0 | 0 | 0 | 0 | 0 | 0 | 0 | 0 | Avg 3 Yr | 0.063 | 0 | 0 | 0 | 0 | 0 | 0 | 0 | 0 | Avg 3 Yr | 5% |  | 11281494.4768 | 0 | 0 | 0 | 0 | 0 | 0 | 0 | 0
C | C003 | ˃ 11 kV & < = 22 kV ; SWER | 239491.527 | 427097.4764 | 411865.4309 | 119804.472 | 150148.0444 | 220299.1201 | 87715.0748 | 0 | 230437.6401 | 0 | 0 | 322225.3884 | 566088.2023 | 540369.8127 | 154202.3426 | 189324.4917 | 273423.8772 | 109248.0708 | 0 | 260377.7653 | 0 | 0 | 20 | 39 | 3 | 10.0503 | 23 | 10.9296 | 11.5863 | 0 | 0.2 | 0 | 0.02 | 4.5432 | 0.066667 | 0 | 11974.5764 | 10951.2173 | 137288.477 | 11920.4476 | 6528.1758 | 20156.1921 | 7570.5637 |  | 1152188.2004 |  | 0 | 23703.7072 | 1152188.2004 |  | 2025/26 | Step | 0% | 0 | 0 | 0 | 1 | 2 | 3 | 4 | 5 | 100% | 100% | 100% | 100% | 100% | 100% | 100% | 100% | 0 | 0 | 0 | 0 | 0 | 0 | 0 | 0 | Avg 3 Yr | 0.066667 | 0 | 0 | 0 | 0 | 0 | 0 | 0 | 0 | Avg 3 Yr | 5% |  | 1152188.2004 | 0 | 0 | 0 | 0 | 0 | 0 | 0 | 0
C | C004 | ˃ 11 kV & < = 22 kV ; Single-Phase | 0 | 0 | 0 | 0 | 0 | 0 | 0 | 0 | 0 | 0 | 0 | 0 | 0 | 0 | 0 | 0 | 0 | 0 | 0 | 0 | 0 | 0 | 0 | 0 | 0 | 0 | 0 | 0 | 0 | 0 | 0 | 0 | 0 | 0 | 0 | 0 | [14 empty] | 2025/26 | Step | 0% | 0 | 0 | 0 | 1 | 2 | 3 | 4 | 5 | 100% | 100% | 100% | 100% | 100% | 100% | 100% | 100% | 0 | 0 | 0 | 0 | 0 | 0 | 0 | 0 | Avg 3 Yr | 0 | 0 | 0 | 0 | 0 | 0 | 0 | 0 | 0 | Avg 3 Yr | 5%
C | C005 | ˃ 11 kV & < = 22 kV ; Multiple-Phase | 437338 | 237357.6359 | 356051.15 | 328262.864 | 407227.2547 | 566230.4485 | 227742.6889 | 0 | 241000.9643 | 0 | 0 | 588419.1757 | 314601.1503 | 467141.1553 | 422512.6306 | 513480.5006 | 702775.9555 | 283650.7802 | 0 | 272313.553 | 0 | 0 | 19 | 35 | -1 | 18.2667 | 29 | 25.115 | 21.1717 | 0 | 0 | 0 | 0 | 9.2573 | 0 | 0 | 23017.7895 | 6781.6467 | -356051.15 | 17970.5947 | 14042.3191 | 22545.5262 | 10756.9561 |  |  |  |  | 22360.101 |  |  | 2025/26 | Step | 0% | 0 | 0 | 0 | 1 | 2 | 3 | 4 | 5 | 100% | 100% | 100% | 100% | 100% | 100% | 100% | 100% | 0 | 0 | 0 | 0 | 0 | 0 | 0 | 0 | Avg 3 Yr | 0 | 0 | 0 | 0 | 0 | 0 | 0 | 0 | 0 | Avg 3 Yr | 5%
C | C006 | > 22 kV & < = 66 kV | 611056.683 | 249084.4322 | 69231.9025 | -5301.7102 | 30877.6185 | 19682.8412 | 0 | 0 | 8597805.8747 | 492481.56 | 0 | 822150.0755 | 330144.2089 | 90832.654 | -6823.92 | 38934.1696 | 24429.3247 | 0 | 0 | 9714895.0103 | 523734.8959 | 0 | 10 | 13 | 1 | 0 | 1 | 0 | 0.46667 | 0 | 0.13833 | 0 | 0 | 0.121 | 0.046111 | 0 | 61105.6683 | 19160.3409 | 69231.9025 |  | 30877.6185 |  | 0 |  | 62152812.3543 |  |  | 15057802.0343 | 65712919.9483 |  | 2025/26 | Step | 0% | 0 | 0 | 0 | 1 | 2 | 3 | 4 | 5 | 100% | 100% | 100% | 100% | 100% | 100% | 100% | 100% | 0 | 0 | 0 | 0 | 0 | 0 | 0 | 0 | Avg 3 Yr | 0.046111 | 0 | 0 | 0 | 0 | 0 | 0 | 0 | 0 | Avg 3 Yr | 5% |  | 65712919.9483 | 0 | 0 | 0 | 0 | 0 | 0 | 0 | 0
C | C007 | > 66 kV & < = 132 kV | 0 | 0 | 373928.6518 | 0 | 0 | 0 | 0 | 0 | 0 | 0 | 0 | 0 | 0 | 490596.5405 | 0 | 0 | 0 | 0 | 0 | 0 | 0 | 0 | 0 | 0 | 0 | 0 | 0 | 0 | 0 | 0 | 0 | 0 | 0 | 0 | 0 | 0 | [14 empty] | 2025/26 | Step | 0% | 0 | 0 | 0 | 1 | 2 | 3 | 4 | 5 | 100% | 100% | 100% | 100% | 100% | 100% | 100% | 100% | 0 | 0 | 0 | 0 | 0 | 0 | 0 | 0 | Avg 3 Yr | 0 | 0 | 0 | 0 | 0 | 0 | 0 | 0 | 0 | Avg 3 Yr | 5%
C | C008 | > 132 kV | 0 | 0 | 0 | 0 | 0 | 0 | 0 | 0 | 0 | 0 | 0 | 0 | 0 | 0 | 0 | 0 | 0 | 0 | 0 | 0 | 0 | 0 | 0 | 0 | 0 | 0 | 0 | 0 | 0 | 0 | 0 | 0 | 0 | 0 | 0 | 0 | [14 empty] | 2025/26 | Step | 0% | 0 | 0 | 0 | 1 | 2 | 3 | 4 | 5 | 100% | 100% | 100% | 100% | 100% | 100% | 100% | 100% | 0 | 0 | 0 | 0 | 0 | 0 | 0 | 0 | Avg 3 Yr | 0 | 0 | 0 | 0 | 0 | 0 | 0 | 0 | 0 | Avg 3 Yr | 5%
C | C009 | OH Conductor Other | 0 | 0 | 0 | 0 | 0 | 0 | 0 | 0 | 0 | 0 | 0 | 0 | 0 | 0 | 0 | 0 | 0 | 0 | 0 | 0 | 0 | 0 | 0 | 0 | 0 | 0 | 0 | 0 | 0 | 0 | 0 | 0 | 0 | 0 | 0 | 0 | [14 empty] | 2025/26 | Step | 0% | 0 | 0 | 0 | 1 | 2 | 3 | 4 | 5 | 100% | 100% | 100% | 100% | 100% | 100% | 100% | 100% | 0 | 0 | 0 | 0 | 0 | 0 | 0 | 0 | Avg 3 Yr | 0 | 0 | 0 | 0 | 0 | 0 | 0 | 0 | 0 | Avg 3 Yr | 5%
D | D001 | ˂ = 1 kV | 59748.8275 | 310768.0576 | 40084.5219 | 467574.8853 | 232815.2978 | 95880.2022 | 861241.3222 | 613.8678 | 369498.2903 | 46312.0358 | 1548730.9106 | 80389.4375 | 411901.5934 | 52591.1231 | 601823.4667 | 293561.1855 | 119001.5495 | 1072665.7093 | 736.2478 | 417506.1811 | 49251.0405 | 1591318.6555 | 2 | 4 | 4 | 3.0867 | 5.017 | 0.27456 | 0.74533 | 0.043333 | 1.73 | 0.10633 | 0.31567 | 0.57991 | 0.62656 | 0.10633 | 29874.4137 | 77692.0144 | 10021.1305 | 151482.1443 | 46405.2816 | 349209.7866 | 1155511.6134 | 14166.181 | 213582.8244 | 435536.3756 | 4906222.7537 | 473707.7799 | 221541.5086 | 435536.3756 | 2025/26 | Step | 0% | 0 | 0 | 0 | 1 | 2 | 3 | 4 | 5 | 100% | 100% | 100% | 100% | 100% | 100% | 100% | 100% | 0 | 0 | 0 | 0 | 0 | 0 | 0 | 0 | Avg 3 Yr | 0.62656 | 0 | 0 | 0 | 0 | 0 | 0 | 0 | 0 | Avg 3 Yr | 5% |  | 221541.5086 | 0 | 0 | 0 | 0 | 0 | 0 | 0 | 0
D | D002 | > 1 kV & < = 11 kV | 317200.8616 | 175354.2817 | 632258.108 | 124667.0848 | 403971.65 | 160071.5981 | 8349.4173 | 174594.2375 | 130706.9288 | 18883.75 | 0 | 426779.9038 | 232419.9874 | 829526.2717 | 160461.093 | 509375.4474 | 198672.591 | 10399.0988 | 209401.1334 | 147689.3185 | 20082.1303 | 0 | 0 | 2 | 1 | 1 | 2 | 0.099 | 0.095667 | 0.16167 | 0.48333 | 0 | 0 | 0.16793 | 0.215 | 0 |  | 87677.1408 | 632258.108 | 124667.0848 | 201985.825 | 1616884.8459 | 87276.1386 | 1079964.3556 | 270428.1254 |  |  | 586668.4344 | 502612.2689 |  | 2025/26 | Step | 0% | 0 | 0 | 0 | 1 | 2 | 3 | 4 | 5 | 100% | 100% | 100% | 100% | 100% | 100% | 100% | 100% | 0 | 0 | 0 | 0 | 0 | 0 | 0 | 0 | Avg 3 Yr | 0.215 | 0 | 0 | 0 | 0 | 0 | 0 | 0 | 0 | Avg 3 Yr | 5% |  | 502612.2689 | 0 | 0 | 0 | 0 | 0 | 0 | 0 | 0
D | D003 | > 11 kV & < = 22 kV | 9439.5826 | 365273.8657 | 34176.2092 | -1870.5197 | 2855639.6629 | 10522.572 | 841348.3304 | 38586.018 | 845174.6016 | 413708.5037 | 2218099.7952 | 12700.5461 | 484145.2769 | 44839.3829 | -2407.5772 | 3600729.732 | 13060.0723 | 1047889.2272 | 46278.4798 | 954985.7998 | 439962.8285 | 2279094.1665 | 0 | 1 | 0 | 0 | 0.97633 | 0 | 0.734 | 0.12433 | 0.056667 | 0 | 7.346 | 0.183 | 0.060333 | 0 |  | 365273.8657 |  |  | 2924861.3822 |  | 1146251.1313 | 310343.3083 | 14914846.3497 |  | 301946.6119 | 2349005.4968 | 7168337.7639 |  | 2025/26 | Step | 0% | 0 | 0 | 0 | 1 | 2 | 3 | 4 | 5 | 100% | 100% | 100% | 100% | 100% | 100% | 100% | 100% | 0 | 0 | 0 | 0 | 0 | 0 | 0 | 0 | Avg 3 Yr | 0.060333 | 0 | 0 | 0 | 0 | 0 | 0 | 0 | 0 | Avg 3 Yr | 5% |  | 7168337.7639 | 0 | 0 | 0 | 0 | 0 | 0 | 0 | 0
D | D004 | > 22 kV & < = 33 kV | -30076.4734 | 324458 | -7023.6579 | -1532.4188 | 14507 | 0 | 2841978.9421 | 0 | 0 | 0 | 210212.3875 | -40466.5812 | 430046.6664 | -9215.0795 | -1972.4019 | 18292.149 | 0 | 3539650.5942 | 0 | 0 | 0 | 215992.9085 | 0 | 0 | 0 | 0 | 0 | 0.05247 | 0 | 0 | 0 | 0 | 0 | 0.010494 | 0 | 0 | [5 empty] | 0 | [5 empty] | 54163880.9567 |  |  | 2025/26 | Step | 0% | 0 | 0 | 0 | 1 | 2 | 3 | 4 | 5 | 100% | 100% | 100% | 100% | 100% | 100% | 100% | 100% | 0 | 0 | 0 | 0 | 0 | 0 | 0 | 0 | Avg 3 Yr | 0 | 0 | 0 | 0 | 0 | 0 | 0 | 0 | 0 | Avg 3 Yr | 5%
D | D005 | > 33 kV & < = 66 kV | 0 | 0 | 0 | 0 | 0 | 0 | 0 | 0 | 0 | 0 | 0 | 0 | 0 | 0 | 0 | 0 | 0 | 0 | 0 | 0 | 0 | 0 | 0 | 0 | 0 | 0 | 0 | 0 | 0 | 0 | 0 | 0 | 0 | 0 | 0 | 0 | [14 empty] | 2025/26 | Step | 0% | 0 | 0 | 0 | 1 | 2 | 3 | 4 | 5 | 100% | 100% | 100% | 100% | 100% | 100% | 100% | 100% | 0 | 0 | 0 | 0 | 0 | 0 | 0 | 0 | Avg 3 Yr | 0 | 0 | 0 | 0 | 0 | 0 | 0 | 0 | 0 | Avg 3 Yr | 5%
D | D006 | > 66 kV & < = 132 kV | 0 | 0 | 0 | 0 | 0 | 0 | 0 | 0 | 0 | 0 | 0 | 0 | 0 | 0 | 0 | 0 | 0 | 0 | 0 | 0 | 0 | 0 | 0 | 0 | 0 | 0 | 0 | 0 | 0 | 0 | 0 | 0 | 0 | 0 | 0 | 0 | [14 empty] | 2025/26 | Step | 0% | 0 | 0 | 0 | 1 | 2 | 3 | 4 | 5 | 100% | 100% | 100% | 100% | 100% | 100% | 100% | 100% | 0 | 0 | 0 | 0 | 0 | 0 | 0 | 0 | Avg 3 Yr | 0 | 0 | 0 | 0 | 0 | 0 | 0 | 0 | 0 | Avg 3 Yr | 5%
D | D007 | > 132 kV | 0 | 0 | 0 | 0 | 0 | 0 | 0 | 0 | 0 | 0 | 0 | 0 | 0 | 0 | 0 | 0 | 0 | 0 | 0 | 0 | 0 | 0 | 0 | 0 | 0 | 0 | 0 | 0 | 0 | 0 | 0 | 0 | 0 | 0 | 0 | 0 | [14 empty] | 2025/26 | Step | 0% | 0 | 0 | 0 | 1 | 2 | 3 | 4 | 5 | 100% | 100% | 100% | 100% | 100% | 100% | 100% | 100% | 0 | 0 | 0 | 0 | 0 | 0 | 0 | 0 | Avg 3 Yr | 0 | 0 | 0 | 0 | 0 | 0 | 0 | 0 | 0 | Avg 3 Yr | 5%
D | D008 | UG Cables Other | 0 | 0 | 0 | 0 | 0 | 0 | 0 | 0 | 0 | 0 | 0 | 0 | 0 | 0 | 0 | 0 | 0 | 0 | 0 | 0 | 0 | 0 | 0 | 0 | 0 | 0 | 0 | 0 | 0 | 0 | 0 | 0 | 0 | 0 | 0 | 0 | [14 empty] | 2025/26 | Step | 0% | 0 | 0 | 0 | 1 | 2 | 3 | 4 | 5 | 100% | 100% | 100% | 100% | 100% | 100% | 100% | 100% | 0 | 0 | 0 | 0 | 0 | 0 | 0 | 0 | Avg 3 Yr | 0 | 0 | 0 | 0 | 0 | 0 | 0 | 0 | 0 | Avg 3 Yr | 5%
E | E001 | ˂ = 11 kV ; Residential ; Simple Type | 733196.9548 | 4503163.0879 | 1105844.9143 | 1785401.7943 | 639150.1374 | 2738094.1572 | 3404024.9939 | 0 | 3752473.0717 | 5343037.4932 | 9015664.1209 | 986484.476 | 5968631.6073 | 1450874.8837 | 2298020.5545 | 805916.4232 | 3398380.8933 | 4239672.1925 | 0 | 4240021.5185 | 5682111.6006 | 9263581.1743 | 1601 | 5458 | 20 | 661.46 | 802.0583 | 2763.3 | 3491.4697 | 0 | 2075.31 | 6125.2799 | 1174.2751 | 2891.0719 | 2733.53 | 6125.2799 | 457.9619 | 825.0574 | 55292.2457 | 2699.1833 | 796.8873 | 990.8784 | 974.9548 |  | 1808.1506 | 872.2928 | 7677.642 | 1054.1163 | 1109.1288 | 872.2928 | 2025/26 | Step | 0% | 0 | 0 | 0 | 1 | 2 | 3 | 4 | 5 | 100% | 100% | 100% | 100% | 100% | 100% | 100% | 100% | 8500 | 8500 | 8500 | 8500 | 8500 | 8500 | 8500 | 8500 | Avg 3 Yr | 2733.53 | 8500 | 8500 | 8500 | 8500 | 8500 | 8500 | 8500 | 8500 | Avg 3 Yr | 5% |  | 1109.1288 | 9427594.94 | 9427594.94 | 9427594.94 | 9427594.94 | 9427594.94 | 9427594.94 | 9427594.94 | 9427594.94 | 8,500 Proactive Services Replacmenet
E | E002 | ˂ = 11 kV ; Commercial & Industrial ; Simple Type | 568610.5857 | 466725.3224 | 217381.2297 | 142828.1396 | 166431.672 | 0 | 0 | 353368.6546 | 0 | 18198.2165 | 8784.7297 | 765040.7057 | 618612.1747 | 285205.4228 | 183836.4908 | 209856.8238 | 0 | 0 | 423815.8019 | 0 | 19353.0921 | 9026.2964 | -9 | 576 | 119 | 149 | 234.5 | 0 | 0 | 4.3182 | 0 | 9.8409 | 6.1136 | 2.8318 | 4.7197 | 9.8409 | -63178.954 | 810.287 | 1826.733 | 958.5781 | 709.7299 |  |  | 81832.7365 |  | 1849.2414 | 1436.9074 | 26242.2825 | 26242.2825 | 1849.2414 | 2025/26 | Step | 0% | 0 | 0 | 0 | 1 | 2 | 3 | 4 | 5 | 100% | 100% | 100% | 100% | 100% | 100% | 100% | 100% | 0 | 0 | 0 | 0 | 0 | 0 | 0 | 0 | Avg 3 Yr | 4.7197 | 0 | 0 | 0 | 0 | 0 | 0 | 0 | 0 | Avg 3 Yr | 5% |  | 26242.2825 | 0 | 0 | 0 | 0 | 0 | 0 | 0 | 0
E | E003 | ˂ = 11 kV ; Residential ; Complex Type | -31152.6966 | -6545.8363 | -5805.6142 | 20422.2463 | -6995.3297 | 0 | 0 | 0 | 0 | 0 | 0 | -41914.5925 | -8676.0539 | -7616.9992 | 26285.8153 | -8820.5427 | 0 | 0 | 0 | 0 | 0 | 0 | -10 | 0 | -5 | -4 | -2 | 0 | 0 | 0 | 0 | 0 | 0 | 0 | 0 | 0 | 3115.2697 |  | 1161.1228 | -5105.5616 | 3497.6649 | [9 empty] | 2025/26 | Step | 0% | 0 | 0 | 0 | 1 | 2 | 3 | 4 | 5 | 100% | 100% | 100% | 100% | 100% | 100% | 100% | 100% | 0 | 0 | 0 | 0 | 0 | 0 | 0 | 0 | Avg 3 Yr | 0 | 0 | 0 | 0 | 0 | 0 | 0 | 0 | 0 | Avg 3 Yr | 5%
E | E004 | ˂ = 11 kV ; Commercial & Industrial ; Complex Type | 0 | 0 | 0 | 0 | 0 | 0 | 0 | 0 | 0 | 0 | 0 | 0 | 0 | 0 | 0 | 0 | 0 | 0 | 0 | 0 | 0 | 0 | 0 | 0 | 0 | 0 | 0 | 0 | 0 | 0 | 0 | 0 | 0 | 0 | 0 | 0 | [14 empty] | 2025/26 | Step | 0% | 0 | 0 | 0 | 1 | 2 | 3 | 4 | 5 | 100% | 100% | 100% | 100% | 100% | 100% | 100% | 100% | 0 | 0 | 0 | 0 | 0 | 0 | 0 | 0 | Avg 3 Yr | 0 | 0 | 0 | 0 | 0 | 0 | 0 | 0 | 0 | Avg 3 Yr | 5%
E | E005 | ˂ = 11 kV ; Subdivision ; Complex Type | 0 | 0 | 0 | 0 | 0 | 0 | 0 | 0 | 0 | 0 | 0 | 0 | 0 | 0 | 0 | 0 | 0 | 0 | 0 | 0 | 0 | 0 | 0 | 0 | 0 | 0 | 0 | 0 | 0 | 0 | 0 | 0 | 0 | 0 | 0 | 0 | [14 empty] | 2025/26 | Step | 0% | 0 | 0 | 0 | 1 | 2 | 3 | 4 | 5 | 100% | 100% | 100% | 100% | 100% | 100% | 100% | 100% | 0 | 0 | 0 | 0 | 0 | 0 | 0 | 0 | Avg 3 Yr | 0 | 0 | 0 | 0 | 0 | 0 | 0 | 0 | 0 | Avg 3 Yr | 5%
E | E006 | > 11 kV & < = 22 kV ; Commercial & Industrial | 0 | 0 | 0 | 0 | 0 | 0 | 0 | 0 | 0 | 0 | 0 | 0 | 0 | 0 | 0 | 0 | 0 | 0 | 0 | 0 | 0 | 0 | 0 | 0 | 0 | 0 | 0 | 0 | 0 | 0 | 0 | 0 | 0 | 0 | 0 | 0 | [14 empty] | 2025/26 | Step | 0% | 0 | 0 | 0 | 1 | 2 | 3 | 4 | 5 | 100% | 100% | 100% | 100% | 100% | 100% | 100% | 100% | 0 | 0 | 0 | 0 | 0 | 0 | 0 | 0 | Avg 3 Yr | 0 | 0 | 0 | 0 | 0 | 0 | 0 | 0 | 0 | Avg 3 Yr | 5%
E | E007 | > 11 kV & < = 22 kV ; Subdivision | 0 | 0 | 0 | 0 | 0 | 0 | 0 | 0 | 0 | 0 | 0 | 0 | 0 | 0 | 0 | 0 | 0 | 0 | 0 | 0 | 0 | 0 | 0 | 0 | 0 | 0 | 0 | 0 | 0 | 0 | 0 | 0 | 0 | 0 | 0 | 0 | [14 empty] | 2025/26 | Step | 0% | 0 | 0 | 0 | 1 | 2 | 3 | 4 | 5 | 100% | 100% | 100% | 100% | 100% | 100% | 100% | 100% | 0 | 0 | 0 | 0 | 0 | 0 | 0 | 0 | Avg 3 Yr | 0 | 0 | 0 | 0 | 0 | 0 | 0 | 0 | 0 | Avg 3 Yr | 5%
E | E008 | > 22 kV & < = 33 kV ; Commercial & Industrial | 0 | 0 | 0 | 0 | 0 | 0 | 0 | 0 | 0 | 0 | 0 | 0 | 0 | 0 | 0 | 0 | 0 | 0 | 0 | 0 | 0 | 0 | 0 | 0 | 0 | 0 | 0 | 0 | 0 | 0 | 0 | 0 | 0 | 0 | 0 | 0 | [14 empty] | 2025/26 | Step | 0% | 0 | 0 | 0 | 1 | 2 | 3 | 4 | 5 | 100% | 100% | 100% | 100% | 100% | 100% | 100% | 100% | 0 | 0 | 0 | 0 | 0 | 0 | 0 | 0 | Avg 3 Yr | 0 | 0 | 0 | 0 | 0 | 0 | 0 | 0 | 0 | Avg 3 Yr | 5%
E | E009 | > 22 kV & < = 33 kV ; Subdivision | 0 | 0 | 0 | 0 | 0 | 0 | 0 | 0 | 0 | 0 | 0 | 0 | 0 | 0 | 0 | 0 | 0 | 0 | 0 | 0 | 0 | 0 | 0 | 0 | 0 | 0 | 0 | 0 | 0 | 0 | 0 | 0 | 0 | 0 | 0 | 0 | [14 empty] | 2025/26 | Step | 0% | 0 | 0 | 0 | 1 | 2 | 3 | 4 | 5 | 100% | 100% | 100% | 100% | 100% | 100% | 100% | 100% | 0 | 0 | 0 | 0 | 0 | 0 | 0 | 0 | Avg 3 Yr | 0 | 0 | 0 | 0 | 0 | 0 | 0 | 0 | 0 | Avg 3 Yr | 5%
E | E010 | > 33 kV & < = 66 kV ; Commercial & Industrial | 0 | 0 | 0 | 0 | 0 | 0 | 0 | 0 | 0 | 0 | 0 | 0 | 0 | 0 | 0 | 0 | 0 | 0 | 0 | 0 | 0 | 0 | 0 | 0 | 0 | 0 | 0 | 0 | 0 | 0 | 0 | 0 | 0 | 0 | 0 | 0 | [14 empty] | 2025/26 | Step | 0% | 0 | 0 | 0 | 1 | 2 | 3 | 4 | 5 | 100% | 100% | 100% | 100% | 100% | 100% | 100% | 100% | 0 | 0 | 0 | 0 | 0 | 0 | 0 | 0 | Avg 3 Yr | 0 | 0 | 0 | 0 | 0 | 0 | 0 | 0 | 0 | Avg 3 Yr | 5%
E | E011 | > 33 kV & < = 66 kV ; Subdivision | 0 | 0 | 0 | 0 | 0 | 0 | 0 | 0 | 0 | 0 | 0 | 0 | 0 | 0 | 0 | 0 | 0 | 0 | 0 | 0 | 0 | 0 | 0 | 0 | 0 | 0 | 0 | 0 | 0 | 0 | 0 | 0 | 0 | 0 | 0 | 0 | [14 empty] | 2025/26 | Step | 0% | 0 | 0 | 0 | 1 | 2 | 3 | 4 | 5 | 100% | 100% | 100% | 100% | 100% | 100% | 100% | 100% | 0 | 0 | 0 | 0 | 0 | 0 | 0 | 0 | Avg 3 Yr | 0 | 0 | 0 | 0 | 0 | 0 | 0 | 0 | 0 | Avg 3 Yr | 5%
E | E012 | > 66 kV & < = 132 kV ; Commercial & Industrial | 0 | 0 | 0 | 0 | 0 | 0 | 0 | 0 | 0 | 0 | 0 | 0 | 0 | 0 | 0 | 0 | 0 | 0 | 0 | 0 | 0 | 0 | 0 | 0 | 0 | 0 | 0 | 0 | 0 | 0 | 0 | 0 | 0 | 0 | 0 | 0 | [14 empty] | 2025/26 | Step | 0% | 0 | 0 | 0 | 1 | 2 | 3 | 4 | 5 | 100% | 100% | 100% | 100% | 100% | 100% | 100% | 100% | 0 | 0 | 0 | 0 | 0 | 0 | 0 | 0 | Avg 3 Yr | 0 | 0 | 0 | 0 | 0 | 0 | 0 | 0 | 0 | Avg 3 Yr | 5%
E | E013 | > 66 kV & < = 132 kV ; Subdivision | 0 | 0 | 0 | 0 | 0 | 0 | 0 | 0 | 0 | 0 | 0 | 0 | 0 | 0 | 0 | 0 | 0 | 0 | 0 | 0 | 0 | 0 | 0 | 0 | 0 | 0 | 0 | 0 | 0 | 0 | 0 | 0 | 0 | 0 | 0 | 0 | [14 empty] | 2025/26 | Step | 0% | 0 | 0 | 0 | 1 | 2 | 3 | 4 | 5 | 100% | 100% | 100% | 100% | 100% | 100% | 100% | 100% | 0 | 0 | 0 | 0 | 0 | 0 | 0 | 0 | Avg 3 Yr | 0 | 0 | 0 | 0 | 0 | 0 | 0 | 0 | 0 | Avg 3 Yr | 5%
E | E014 | > 132 kV ; Commercial & Industrial | 0 | 0 | 0 | 0 | 0 | 0 | 0 | 0 | 0 | 0 | 0 | 0 | 0 | 0 | 0 | 0 | 0 | 0 | 0 | 0 | 0 | 0 | 0 | 0 | 0 | 0 | 0 | 0 | 0 | 0 | 0 | 0 | 0 | 0 | 0 | 0 | [14 empty] | 2025/26 | Step | 0% | 0 | 0 | 0 | 1 | 2 | 3 | 4 | 5 | 100% | 100% | 100% | 100% | 100% | 100% | 100% | 100% | 0 | 0 | 0 | 0 | 0 | 0 | 0 | 0 | Avg 3 Yr | 0 | 0 | 0 | 0 | 0 | 0 | 0 | 0 | 0 | Avg 3 Yr | 5%
E | E015 | > 132 kV ; Subdivision | 0 | 0 | 0 | 0 | 0 | 0 | 0 | 0 | 0 | 0 | 0 | 0 | 0 | 0 | 0 | 0 | 0 | 0 | 0 | 0 | 0 | 0 | 0 | 0 | 0 | 0 | 0 | 0 | 0 | 0 | 0 | 0 | 0 | 0 | 0 | 0 | [14 empty] | 2025/26 | Step | 0% | 0 | 0 | 0 | 1 | 2 | 3 | 4 | 5 | 100% | 100% | 100% | 100% | 100% | 100% | 100% | 100% | 0 | 0 | 0 | 0 | 0 | 0 | 0 | 0 | Avg 3 Yr | 0 | 0 | 0 | 0 | 0 | 0 | 0 | 0 | 0 | Avg 3 Yr | 5%
E | E016 | Service Lines Other | 0 | 0 | 0 | 0 | 0 | 0 | 0 | 0 | 0 | 0 | 0 | 0 | 0 | 0 | 0 | 0 | 0 | 0 | 0 | 0 | 0 | 0 | 0 | 0 | 0 | 0 | 0 | 0 | 0 | 0 | 0 | 0 | 0 | 0 | 0 | 0 | [14 empty] | 2025/26 | Step | 0% | 0 | 0 | 0 | 1 | 2 | 3 | 4 | 5 | 100% | 100% | 100% | 100% | 100% | 100% | 100% | 100% | 0 | 0 | 0 | 0 | 0 | 0 | 0 | 0 | Avg 3 Yr | 0 | 0 | 0 | 0 | 0 | 0 | 0 | 0 | 0 | Avg 3 Yr | 5%
F | F001 | Pole Mounted ; < = 22kV ; < = 60 kVA ; Single Phase | 67734.3337 | 296365.5833 | 1443512.9113 | 2589251.2504 | 452933.5035 | 447424.3743 | 1187852.5788 | 41996.83 | 929892.3433 | 10503.266 | 188089.8737 | 91133.5873 | 392812.1086 | 1893897.2366 | 3332668.6539 | 571112.3689 | 555319.999 | 1479456.1015 | 50369.2672 | 1050710.6834 | 11169.813 | 193262.0592 | 19 | 32 | 14 | 24 | 39 | 20 | 70 | 0 | 11 | 0 | 5 | 20.2 | 3.6667 | 0 | 3564.9649 | 9261.4245 | 103108.0651 | 107885.4688 | 11613.6796 | 22371.2187 | 16969.3226 |  | 84535.6676 |  | 37617.9747 | 25917.5187 | 89308.4036 |  | 2025/26 | Step | 0% | 0 | 0 | 0 | 1 | 2 | 3 | 4 | 5 | 100% | 100% | 100% | 100% | 100% | 100% | 100% | 100% | 0 | 0 | 0 | 0 | 0 | 0 | 0 | 0 | Avg 3 Yr | 3.6667 | 0 | 0 | 0 | 0 | 0 | 0 | 0 | 0 | Avg 3 Yr | 5% |  | 89308.4036 | 0 | 0 | 0 | 0 | 0 | 0 | 0 | 0
F | F002 | Pole Mounted ; < = 22kV ; > 60 kVA and < = 600 kVA ; Single Phase | -142908.2345 | -688476.763 | -167761.4607 | 2263597.9858 | -1342.3654 | 0 | 0 | 0 | 0 | 0 | 0 | -192276.7872 | -912528.3913 | -220104.0007 | 2913514.8823 | -1692.6137 | 0 | 0 | 0 | 0 | 0 | 0 | 0 | 1 | 1 | 2 | 0 | 0 | 0 | 0 | 0 | 0 | 0 | 0 | 0 | 0 |  | -688476.763 | -167761.4607 | 1131798.9929 | [10 empty] | 2025/26 | Step | 0% | 0 | 0 | 0 | 1 | 2 | 3 | 4 | 5 | 100% | 100% | 100% | 100% | 100% | 100% | 100% | 100% | 0 | 0 | 0 | 0 | 0 | 0 | 0 | 0 | Avg 3 Yr | 0 | 0 | 0 | 0 | 0 | 0 | 0 | 0 | 0 | Avg 3 Yr | 5%
F | F003 | Pole Mounted ; < = 22kV ; > 600 kVA ; Single Phase | 0 | 0 | 0 | 0 | 0 | 0 | 0 | 0 | 0 | 0 | 0 | 0 | 0 | 0 | 0 | 0 | 0 | 0 | 0 | 0 | 0 | 0 | 0 | 0 | 0 | 0 | 0 | 0 | 0 | 0 | 0 | 0 | 0 | 0 | 0 | 0 | [14 empty] | 2025/26 | Step | 0% | 0 | 0 | 0 | 1 | 2 | 3 | 4 | 5 | 100% | 100% | 100% | 100% | 100% | 100% | 100% | 100% | 0 | 0 | 0 | 0 | 0 | 0 | 0 | 0 | Avg 3 Yr | 0 | 0 | 0 | 0 | 0 | 0 | 0 | 0 | 0 | Avg 3 Yr | 5%
F | F004 | Pole Mounted ; < = 22kV ; < = 60 kVA ; Multiple Phase | -229960.1109 | 1063234.7689 | 104449.5502 | 410378.7871 | -225182.2004 | 231797.0356 | 971537.7224 | 0 | 620192.7144 | 9351.5953 | 16890.3116 | -309401.2844 | 1409244.2409 | 137038.4102 | 528205.4106 | -283936.4695 | 287694.4954 | 1210038.5494 | 0 | 700772.6383 | 9945.0562 | 17354.7694 | 8 | 20 | 10 | 11 | 13 | 7 | 36 | 0 | 5 | 1 | 1 | 9.8 | 2 | 1 | -28745.0139 | 53161.7384 | 10444.955 | 37307.1625 | -17321.7077 | 33113.8622 | 26987.159 |  | 124038.5429 | 9351.5953 | 16890.3116 | 37405.6953 | 104924.0516 | 9351.5953 | 2025/26 | Step | 0% | 0 | 0 | 0 | 1 | 2 | 3 | 4 | 5 | 100% | 100% | 100% | 100% | 100% | 100% | 100% | 100% | 0 | 0 | 0 | 0 | 0 | 0 | 0 | 0 | Avg 3 Yr | 2 | 0 | 0 | 0 | 0 | 0 | 0 | 0 | 0 | Avg 3 Yr | 5% |  | 104924.0516 | 0 | 0 | 0 | 0 | 0 | 0 | 0 | 0
F | F005 | Pole Mounted ; < = 22kV ; > 60 kVA and < = 600 kVA ; Multiple Phase | -1881503.5504 | -2248767.0012 | -3273266.8057 | 1384492.3636 | -1932686.6319 | 377705.4153 | 1212371.4648 | 21550.02 | 1460775.9081 | 14870.9183 | 41429.2664 | -2531480.8414 | -2980585.3216 | -4294544.863 | 1782003.3112 | -2436960.9053 | 468788.432 | 1509994.0792 | 25846.2059 | 1650570.4813 | 15814.6406 | 42568.5082 | 23 | 31 | 29 | 15 | 21 | 11 | 22 | 0 | 10 | 5 | 0 | 9.6 | 5 | 5 | -81804.5022 | -72540.871 | -112871.2692 | 92299.4909 | -92032.6968 | 34336.8559 | 55107.7939 |  | 146077.5908 | 2974.1837 |  | 64318.2026 | 99813.1231 | 2974.1837 | 2025/26 | Step | 0% | 0 | 0 | 0 | 1 | 2 | 3 | 4 | 5 | 100% | 100% | 100% | 100% | 100% | 100% | 100% | 100% | 0 | 0 | 0 | 0 | 0 | 0 | 0 | 0 | Avg 3 Yr | 5 | 0 | 0 | 0 | 0 | 0 | 0 | 0 | 0 | Avg 3 Yr | 5% |  | 99813.1231 | 0 | 0 | 0 | 0 | 0 | 0 | 0 | 0
F | F006 | Pole Mounted ; < = 22kV ; > 600 kVA ; Multiple Phase | -163013.888 | -1062201.3135 | -248192.8344 | -242810.7609 | -294998.9954 | 0 | 11922.4321 | 0 | 0 | 0 | 0 | -219328.0657 | -1407874.4672 | -325630.4253 | -312525.7974 | -371969.7788 | 0 | 14849.2458 | 0 | 0 | 0 | 0 | 2 | 0 | 0 | 3 | 0 | 0 | 0 | 0 | 0 | 0 | 0 | 0 | 0 | 0 | -81506.944 |  |  | -80936.9203 | [10 empty] | 2025/26 | Step | 0% | 0 | 0 | 0 | 1 | 2 | 3 | 4 | 5 | 100% | 100% | 100% | 100% | 100% | 100% | 100% | 100% | 0 | 0 | 0 | 0 | 0 | 0 | 0 | 0 | Avg 3 Yr | 0 | 0 | 0 | 0 | 0 | 0 | 0 | 0 | 0 | Avg 3 Yr | 5%
F | F007 | Kiosk Mounted ; < = 22kV ; < = 60 kVA ; Single Phase | 0 | 0 | 0 | 0 | 0 | 0 | 0 | 0 | 0 | 0 | 0 | 0 | 0 | 0 | 0 | 0 | 0 | 0 | 0 | 0 | 0 | 0 | 0 | 0 | 0 | 0 | 0 | 0 | 0 | 0 | 0 | 0 | 0 | 0 | 0 | 0 | [14 empty] | 2025/26 | Step | 0% | 0 | 0 | 0 | 1 | 2 | 3 | 4 | 5 | 100% | 100% | 100% | 100% | 100% | 100% | 100% | 100% | 0 | 0 | 0 | 0 | 0 | 0 | 0 | 0 | Avg 3 Yr | 0 | 0 | 0 | 0 | 0 | 0 | 0 | 0 | 0 | Avg 3 Yr | 5%
F | F008 | Kiosk Mounted ; < = 22kV ; > 60 kVA and < = 600 kVA ; Single Phase | 0 | 0 | 0 | 0 | 0 | 0 | 0 | 0 | 0 | 0 | 0 | 0 | 0 | 0 | 0 | 0 | 0 | 0 | 0 | 0 | 0 | 0 | 0 | 0 | 0 | 0 | 0 | 0 | 0 | 0 | 0 | 0 | 0 | 0 | 0 | 0 | [14 empty] | 2025/26 | Step | 0% | 0 | 0 | 0 | 1 | 2 | 3 | 4 | 5 | 100% | 100% | 100% | 100% | 100% | 100% | 100% | 100% | 0 | 0 | 0 | 0 | 0 | 0 | 0 | 0 | Avg 3 Yr | 0 | 0 | 0 | 0 | 0 | 0 | 0 | 0 | 0 | Avg 3 Yr | 5%
F | F009 | Kiosk Mounted ; < = 22kV ; > 600 kVA ; Single Phase | 0 | 0 | 0 | 0 | 0 | 0 | 0 | 0 | 0 | 0 | 0 | 0 | 0 | 0 | 0 | 0 | 0 | 0 | 0 | 0 | 0 | 0 | 0 | 0 | 0 | 0 | 0 | 0 | 0 | 0 | 0 | 0 | 0 | 0 | 0 | 0 | [14 empty] | 2025/26 | Step | 0% | 0 | 0 | 0 | 1 | 2 | 3 | 4 | 5 | 100% | 100% | 100% | 100% | 100% | 100% | 100% | 100% | 0 | 0 | 0 | 0 | 0 | 0 | 0 | 0 | Avg 3 Yr | 0 | 0 | 0 | 0 | 0 | 0 | 0 | 0 | 0 | Avg 3 Yr | 5%
F | F010 | Kiosk Mounted ; < = 22kV ; < = 60 kVA ; Multiple Phase | 0 | 0 | 0 | 0 | 0 | 0 | 0 | 0 | 0 | 0 | 0 | 0 | 0 | 0 | 0 | 0 | 0 | 0 | 0 | 0 | 0 | 0 | 0 | 0 | 0 | 0 | 0 | 0 | 0 | 0 | 0 | 0 | 0 | 0 | 0 | 0 | [14 empty] | 2025/26 | Step | 0% | 0 | 0 | 0 | 1 | 2 | 3 | 4 | 5 | 100% | 100% | 100% | 100% | 100% | 100% | 100% | 100% | 0 | 0 | 0 | 0 | 0 | 0 | 0 | 0 | Avg 3 Yr | 0 | 0 | 0 | 0 | 0 | 0 | 0 | 0 | 0 | Avg 3 Yr | 5%
F | F011 | Kiosk Mounted ; < = 22kV ; > 60 kVA and < = 600 kVA ; Multiple Phase | -370087.4925 | 4915051.7793 | -1588371.3571 | 447740.5647 | -858056.9836 | 3507.524 | 628531.7598 | 953663.3788 | 1956877.7211 | 1764536.4666 | 2058132.3152 | -497936.5554 | 6514561.6156 | -2083952.35 | 576294.3804 | -1081940.1806 | 4353.3574 | 782828.748 | 1143784.5556 | 2211129.4306 | 1876515.5849 | 2114727.8241 | 0 | 1 | 0 | 1 | 0 | 0 | 0 | 15 | 29 | 27 | 25 | 14.2 | 23.6667 | 27 |  | 4915051.7793 |  | 447740.5647 |  |  |  | 63577.5586 | 67478.5421 | 65353.2025 | 82325.2926 | 74748.1247 | 65846.1629 | 65353.2025 | 2025/26 | Step | 0% | 0 | 0 | 0 | 1 | 2 | 3 | 4 | 5 | 100% | 100% | 100% | 100% | 100% | 100% | 100% | 100% | 0 | 0 | 0 | 0 | 0 | 0 | 0 | 0 | Avg 3 Yr | 23.6667 | 0 | 0 | 0 | 0 | 0 | 0 | 0 | 0 | Avg 3 Yr | 5% |  | 65846.1629 | 0 | 0 | 0 | 0 | 0 | 0 | 0 | 0
F | F012 | Kiosk Mounted ; < = 22kV ; > 600 kVA ; Multiple Phase | -215155.877 | -16029.1778 | -166395.7572 | 83205.457 | -134310.7411 | 83516.9342 | 0 | 128691.3184 | 59625.35 | 64567.4 | 164364.3366 | -289482.8343 | -21245.5679 | -218312.1898 | 107095.1374 | -169354.9383 | 103656.9004 | 0 | 154347.0638 | 67372.3068 | 68664.907 | 168884.1059 | 0 | 0 | 0 | 0 | 1 | 0 | 1 | 2 | 1 | 1 | 0 | 1 | 1.3333 | 1 |  |  |  |  | -134310.7411 |  | 0 | 64345.6592 | 59625.35 | 64567.4 |  | 67280.2005 | 63221.0171 | 64567.4 | 2025/26 | Step | 0% | 0 | 0 | 0 | 1 | 2 | 3 | 4 | 5 | 100% | 100% | 100% | 100% | 100% | 100% | 100% | 100% | 0 | 0 | 0 | 0 | 0 | 0 | 0 | 0 | Avg 3 Yr | 1.3333 | 0 | 0 | 0 | 0 | 0 | 0 | 0 | 0 | Avg 3 Yr | 5% |  | 63221.0171 | 0 | 0 | 0 | 0 | 0 | 0 | 0 | 0
F | F013 | Ground Outdoor / Indoor Chamber Mounted; ˂ 22 kV ; < = 60 kVA ; Single Phase | 0 | 0 | 0 | 0 | 0 | 0 | 0 | 0 | 0 | 0 | 0 | 0 | 0 | 0 | 0 | 0 | 0 | 0 | 0 | 0 | 0 | 0 | 0 | 0 | 0 | 0 | 0 | 0 | 0 | 0 | 0 | 0 | 0 | 0 | 0 | 0 | [14 empty] | 2025/26 | Step | 0% | 0 | 0 | 0 | 1 | 2 | 3 | 4 | 5 | 100% | 100% | 100% | 100% | 100% | 100% | 100% | 100% | 0 | 0 | 0 | 0 | 0 | 0 | 0 | 0 | Avg 3 Yr | 0 | 0 | 0 | 0 | 0 | 0 | 0 | 0 | 0 | Avg 3 Yr | 5%
F | F014 | Ground Outdoor / Indoor Chamber Mounted; ˂ 22 kV ; > 60 kVA and < = 600 kVA ; Single Phase | 0 | 0 | 0 | 0 | 0 | 0 | 0 | 0 | 0 | 0 | 0 | 0 | 0 | 0 | 0 | 0 | 0 | 0 | 0 | 0 | 0 | 0 | 0 | 0 | 0 | 0 | 0 | 0 | 0 | 0 | 0 | 0 | 0 | 0 | 0 | 0 | [14 empty] | 2025/26 | Step | 0% | 0 | 0 | 0 | 1 | 2 | 3 | 4 | 5 | 100% | 100% | 100% | 100% | 100% | 100% | 100% | 100% | 0 | 0 | 0 | 0 | 0 | 0 | 0 | 0 | Avg 3 Yr | 0 | 0 | 0 | 0 | 0 | 0 | 0 | 0 | 0 | Avg 3 Yr | 5%
F | F015 | Ground Outdoor / Indoor Chamber Mounted; ˂ 22 kV ; > 600 kVA ; Single Phase | 0 | 0 | 0 | 0 | 0 | 0 | 0 | 0 | 0 | 0 | 0 | 0 | 0 | 0 | 0 | 0 | 0 | 0 | 0 | 0 | 0 | 0 | 0 | 0 | 0 | 0 | 0 | 0 | 0 | 0 | 0 | 0 | 0 | 0 | 0 | 0 | [14 empty] | 2025/26 | Step | 0% | 0 | 0 | 0 | 1 | 2 | 3 | 4 | 5 | 100% | 100% | 100% | 100% | 100% | 100% | 100% | 100% | 0 | 0 | 0 | 0 | 0 | 0 | 0 | 0 | Avg 3 Yr | 0 | 0 | 0 | 0 | 0 | 0 | 0 | 0 | 0 | Avg 3 Yr | 5%
F | F016 | Ground Outdoor / Indoor Chamber Mounted; ˂ 22 kV ; < = 60 kVA ; Multiple Phase | 0 | 0 | 0 | 0 | 0 | 0 | 0 | 0 | 0 | 0 | 0 | 0 | 0 | 0 | 0 | 0 | 0 | 0 | 0 | 0 | 0 | 0 | 0 | 0 | 0 | 0 | 0 | 0 | 0 | 0 | 0 | 0 | 0 | 0 | 0 | 0 | [14 empty] | 2025/26 | Step | 0% | 0 | 0 | 0 | 1 | 2 | 3 | 4 | 5 | 100% | 100% | 100% | 100% | 100% | 100% | 100% | 100% | 0 | 0 | 0 | 0 | 0 | 0 | 0 | 0 | Avg 3 Yr | 0 | 0 | 0 | 0 | 0 | 0 | 0 | 0 | 0 | Avg 3 Yr | 5%
F | F017 | Ground Outdoor / Indoor Chamber Mounted; ˂ 22 kV ; > 60 kVA and < = 600 kVA ; Multiple Phase | 0 | 0 | -212923.3451 | -1535.8768 | -40109.4081 | 0 | 1078.4165 | 0 | 0 | 0 | 0 | 0 | 0 | -279356.6527 | -1976.8527 | -50574.7067 | 0 | 1343.1548 | 0 | 0 | 0 | 0 | 0 | 0 | 0 | 0 | 0 | 0 | 0 | 0 | 0 | 0 | 0 | 0 | 0 | 0 | [14 empty] | 2025/26 | Step | 0% | 0 | 0 | 0 | 1 | 2 | 3 | 4 | 5 | 100% | 100% | 100% | 100% | 100% | 100% | 100% | 100% | 0 | 0 | 0 | 0 | 0 | 0 | 0 | 0 | Avg 3 Yr | 0 | 0 | 0 | 0 | 0 | 0 | 0 | 0 | 0 | Avg 3 Yr | 5%
F | F018 | Ground Outdoor / Indoor Chamber Mounted; ˂ 22 kV ; > 600 kVA ; Multiple Phase | 0 | 76226.2461 | -1690.7512 | -2074.8036 | -53422.2897 | 0 | 87.6978 | 0 | 0 | 0 | 0 | 0 | 101032.6238 | -2218.2753 | -2670.5145 | -67361.1693 | 0 | 109.2266 | 0 | 0 | 0 | 0 | 0 | 0 | 0 | 0 | 0 | 0 | 0 | 0 | 0 | 0 | 0 | 0 | 0 | 0 | [14 empty] | 2025/26 | Step | 0% | 0 | 0 | 0 | 1 | 2 | 3 | 4 | 5 | 100% | 100% | 100% | 100% | 100% | 100% | 100% | 100% | 0 | 0 | 0 | 0 | 0 | 0 | 0 | 0 | Avg 3 Yr | 0 | 0 | 0 | 0 | 0 | 0 | 0 | 0 | 0 | Avg 3 Yr | 5%
F | F019 | Ground Outdoor / Indoor Chamber Mounted; > = 22 kV & < = 33 kV ; < = 15 MVA | 0 | 10034.2829 | -22315.2912 | 0 | 0 | 0 | 0 | 0 | 0 | 0 | 0 | 0 | 13299.7488 | -29277.7903 | 0 | 0 | 0 | 0 | 0 | 0 | 0 | 0 | 0 | 0 | 0 | 0 | 0 | 0 | 0 | 0 | 0 | 0 | 0 | 0 | 0 | 0 | [14 empty] | 2025/26 | Step | 0% | 0 | 0 | 0 | 1 | 2 | 3 | 4 | 5 | 100% | 100% | 100% | 100% | 100% | 100% | 100% | 100% | 0 | 0 | 0 | 0 | 0 | 0 | 0 | 0 | Avg 3 Yr | 0 | 0 | 0 | 0 | 0 | 0 | 0 | 0 | 0 | Avg 3 Yr | 5%
F | F020 | Ground Outdoor / Indoor Chamber Mounted; > = 22 kV & < = 33 kV ; > 15 MVA and < = 40 MVA | 0 | 0 | 0 | 0 | 0 | 0 | 0 | 0 | 0 | 0 | 0 | 0 | 0 | 0 | 0 | 0 | 0 | 0 | 0 | 0 | 0 | 0 | 0 | 0 | -1 | 0 | 0 | 0 | 0 | 0 | 0 | 0 | 0 | 0 | 0 | 0 |  |  | 0 | [11 empty] | 2025/26 | Step | 0% | 0 | 0 | 0 | 1 | 2 | 3 | 4 | 5 | 100% | 100% | 100% | 100% | 100% | 100% | 100% | 100% | 0 | 0 | 0 | 0 | 0 | 0 | 0 | 0 | Avg 3 Yr | 0 | 0 | 0 | 0 | 0 | 0 | 0 | 0 | 0 | Avg 3 Yr | 5%
F | F021 | Ground Outdoor / Indoor Chamber Mounted; > = 22 kV & < = 33 kV ; > 40 MVA | 0 | 0 | 0 | 0 | 0 | 0 | 0 | 0 | 0 | 0 | 0 | 0 | 0 | 0 | 0 | 0 | 0 | 0 | 0 | 0 | 0 | 0 | 0 | 0 | 0 | 0 | 0 | 0 | 0 | 0 | 0 | 0 | 0 | 0 | 0 | 0 | [14 empty] | 2025/26 | Step | 0% | 0 | 0 | 0 | 1 | 2 | 3 | 4 | 5 | 100% | 100% | 100% | 100% | 100% | 100% | 100% | 100% | 0 | 0 | 0 | 0 | 0 | 0 | 0 | 0 | Avg 3 Yr | 0 | 0 | 0 | 0 | 0 | 0 | 0 | 0 | 0 | Avg 3 Yr | 5%
F | F022 | Ground Outdoor / Indoor Chamber Mounted; > 33 kV & < = 66 kV ; < = 15 MVA | 0 | 0 | 0 | 0 | 0 | 0 | 0 | 0 | 0 | 0 | 0 | 0 | 0 | 0 | 0 | 0 | 0 | 0 | 0 | 0 | 0 | 0 | 0 | 0 | 0 | 0 | 0 | 0 | 0 | 0 | 0 | 0 | 0 | 0 | 0 | 0 | [14 empty] | 2025/26 | Step | 0% | 0 | 0 | 0 | 1 | 2 | 3 | 4 | 5 | 100% | 100% | 100% | 100% | 100% | 100% | 100% | 100% | 0 | 0 | 0 | 0 | 0 | 0 | 0 | 0 | Avg 3 Yr | 0 | 0 | 0 | 0 | 0 | 0 | 0 | 0 | 0 | Avg 3 Yr | 5%
F | F023 | Ground Outdoor / Indoor Chamber Mounted; > 33 kV & < = 66 kV ; > 15 MVA and < = 40 MVA | 0 | 0 | 0 | 0 | 0 | 0 | 0 | 0 | 0 | 0 | 0 | 0 | 0 | 0 | 0 | 0 | 0 | 0 | 0 | 0 | 0 | 0 | 0 | 0 | 0 | 0 | 0 | 0 | 0 | 0 | 0 | 0 | 0 | 0 | 0 | 0 | [14 empty] | 2025/26 | Step | 0% | 0 | 0 | 0 | 1 | 2 | 3 | 4 | 5 | 100% | 100% | 100% | 100% | 100% | 100% | 100% | 100% | 0 | 0 | 0 | 0 | 0 | 0 | 0 | 0 | Avg 3 Yr | 0 | 0 | 0 | 0 | 0 | 0 | 0 | 0 | 0 | Avg 3 Yr | 5%
F | F024 | Ground Outdoor / Indoor Chamber Mounted; > 33 kV & < = 66 kV ; > 40 MVA | 0 | 0 | 0 | 0 | 0 | 0 | 0 | 0 | 0 | 0 | 0 | 0 | 0 | 0 | 0 | 0 | 0 | 0 | 0 | 0 | 0 | 0 | 0 | 0 | 0 | 0 | 0 | 0 | 0 | 0 | 0 | 0 | 0 | 0 | 0 | 0 | [14 empty] | 2025/26 | Step | 0% | 0 | 0 | 0 | 1 | 2 | 3 | 4 | 5 | 100% | 100% | 100% | 100% | 100% | 100% | 100% | 100% | 0 | 0 | 0 | 0 | 0 | 0 | 0 | 0 | Avg 3 Yr | 0 | 0 | 0 | 0 | 0 | 0 | 0 | 0 | 0 | Avg 3 Yr | 5%
F | F025 | Ground Outdoor / Indoor Chamber Mounted; > 66 kV & < = 132 kV ; < = 100 MVA | 0 | 0 | 0 | 0 | 0 | 0 | 0 | 0 | 0 | 0 | 0 | 0 | 0 | 0 | 0 | 0 | 0 | 0 | 0 | 0 | 0 | 0 | 0 | 0 | 0 | 0 | 0 | 0 | 0 | 0 | 0 | 0 | 0 | 0 | 0 | 0 | [14 empty] | 2025/26 | Step | 0% | 0 | 0 | 0 | 1 | 2 | 3 | 4 | 5 | 100% | 100% | 100% | 100% | 100% | 100% | 100% | 100% | 0 | 0 | 0 | 0 | 0 | 0 | 0 | 0 | Avg 3 Yr | 0 | 0 | 0 | 0 | 0 | 0 | 0 | 0 | 0 | Avg 3 Yr | 5%
F | F026 | Ground Outdoor / Indoor Chamber Mounted; > 66 kV & < = 132 kV ; > 100 MVA | 0 | 0 | 0 | 0 | 0 | 0 | 0 | 0 | 0 | 0 | 0 | 0 | 0 | 0 | 0 | 0 | 0 | 0 | 0 | 0 | 0 | 0 | 0 | 0 | 0 | 0 | 0 | 0 | 0 | 0 | 0 | 0 | 0 | 0 | 0 | 0 | [14 empty] | 2025/26 | Step | 0% | 0 | 0 | 0 | 1 | 2 | 3 | 4 | 5 | 100% | 100% | 100% | 100% | 100% | 100% | 100% | 100% | 0 | 0 | 0 | 0 | 0 | 0 | 0 | 0 | Avg 3 Yr | 0 | 0 | 0 | 0 | 0 | 0 | 0 | 0 | 0 | Avg 3 Yr | 5%
F | F027 | Ground Outdoor / Indoor Chamber Mounted; > 132 kV ; < = 100 MVA | 0 | 0 | 0 | 0 | 0 | 0 | 0 | 0 | 0 | 0 | 0 | 0 | 0 | 0 | 0 | 0 | 0 | 0 | 0 | 0 | 0 | 0 | 0 | 0 | 0 | 0 | 0 | 0 | 0 | 0 | 0 | 0 | 0 | 0 | 0 | 0 | [14 empty] | 2025/26 | Step | 0% | 0 | 0 | 0 | 1 | 2 | 3 | 4 | 5 | 100% | 100% | 100% | 100% | 100% | 100% | 100% | 100% | 0 | 0 | 0 | 0 | 0 | 0 | 0 | 0 | Avg 3 Yr | 0 | 0 | 0 | 0 | 0 | 0 | 0 | 0 | 0 | Avg 3 Yr | 5%
F | F028 | Ground Outdoor / Indoor Chamber Mounted; > 132 kV ; > 100 MVA | 0 | 0 | 0 | 0 | 0 | 0 | 0 | 0 | 0 | 0 | 0 | 0 | 0 | 0 | 0 | 0 | 0 | 0 | 0 | 0 | 0 | 0 | 0 | 0 | 0 | 0 | 0 | 0 | 0 | 0 | 0 | 0 | 0 | 0 | 0 | 0 | [14 empty] | 2025/26 | Step | 0% | 0 | 0 | 0 | 1 | 2 | 3 | 4 | 5 | 100% | 100% | 100% | 100% | 100% | 100% | 100% | 100% | 0 | 0 | 0 | 0 | 0 | 0 | 0 | 0 | Avg 3 Yr | 0 | 0 | 0 | 0 | 0 | 0 | 0 | 0 | 0 | Avg 3 Yr | 5%
F | F029 | Transformers Other | -5793.84 | 0 | 16381.8668 | 0 | 0 | 0 | 0 | 0 | 0 | 0 | 0 | -7795.3586 | 0 | 21493.1033 | 0 | 0 | 0 | 0 | 0 | 0 | 0 | 0 | 0 | 0 | 1 | 0 | 0 | 0 | 0 | 0 | 0 | 0 | 0 | 0 | 0 | 0 |  |  | 16381.8668 | [11 empty] | 2025/26 | Step | 0% | 0 | 0 | 0 | 1 | 2 | 3 | 4 | 5 | 100% | 100% | 100% | 100% | 100% | 100% | 100% | 100% | 0 | 0 | 0 | 0 | 0 | 0 | 0 | 0 | Avg 3 Yr | 0 | 0 | 0 | 0 | 0 | 0 | 0 | 0 | 0 | Avg 3 Yr | 5%
G | G001 | ˂ = 11 kV ; FUSE | 6464869.4086 | 11426490.1333 | 7252092.4222 | 7519112.1662 | 11790274.2792 | 2199888.6332 | 3638928.8712 | 2909950.9561 | 3788291.5465 | 2512561.5205 | 4411449.903 | 8698199.3986 | 15145023.362 | 9514786.9411 | 9677975.2128 | 14866578.4753 | 2730388.0252 | 4532242.1466 | 3490075.2565 | 4280493.7886 | 2672011.0015 | 4532758.067 | 119 | 185 | 174 | 122 | 151 | 12377 | 205 | 30 | 94 | 44 | 14 | 2550 | 56 | 44 | 54326.6337 | 61764.8115 | 41678.6921 | 61632.0669 | 78081.2866 | 177.7401 | 17750.8725 | 96998.3652 | 40300.9739 | 57103.6709 | 315103.5645 | 1180.3625 | 54826.2144 | 57103.6709 | 2025/26 | Step | 0% | 0 | 0 | 0 | 1 | 2 | 3 | 4 | 5 | 100% | 100% | 100% | 100% | 100% | 100% | 100% | 100% | 0 | 0 | 0 | 0 | 0 | 0 | 0 | 0 | Avg 3 Yr | 56 | 0 | 0 | 0 | 0 | 0 | 0 | 0 | 0 | Avg 3 Yr | 5% |  | 54826.2144 | 0 | 0 | 0 | 0 | 0 | 0 | 0 | 0
G | G002 | ˂ = 11 kV ; Switch | -243039.3537 | 2812653.2153 | 649189.7071 | 405456.9474 | 524272.6902 | 369368.5561 | 202716.85 | 236370.7769 | 661345.3552 | 289656.7598 | 373343.473 | -326998.8342 | 3727977.5467 | 851740.6271 | 521870.4283 | 661065.2905 | 458441.1534 | 252481.3988 | 283493.3689 | 747272.1279 | 308038.6461 | 383609.8508 | -148 | 247 | -8 | -15 | 22 | 16 | 10 | 10 | 9 | 9 | 4 | 10.8 | 9.3333 | 9 | 1642.1578 | 11387.26 | -81148.7134 | -27030.4632 | 23830.5768 | 23085.5348 | 20271.685 | 23637.0777 | 73482.8172 | 32184.0844 | 93335.8683 | 32582.5611 | 42406.1747 | 32184.0844 | 2025/26 | Step | 0% | 0 | 0 | 0 | 1 | 2 | 3 | 4 | 5 | 100% | 100% | 100% | 100% | 100% | 100% | 100% | 100% | 0 | 0 | 0 | 0 | 0 | 0 | 0 | 0 | Avg 3 Yr | 9.3333 | 0 | 0 | 0 | 0 | 0 | 0 | 0 | 0 | Avg 3 Yr | 5% |  | 42406.1747 | 0 | 0 | 0 | 0 | 0 | 0 | 0 | 0
G | G003 | ˂ = 11 kV ; Circuit Breaker | -66218.8539 | -141021.5463 | -11164.4027 | -12751.3026 | -0.19 | 0 | 0 | 0 | 11778.04 | 0 | 0 | -89094.5755 | -186914.3183 | -14647.7605 | -16412.4152 | -0.23957 | 0 | 0 | 0 | 13308.3282 | 0 | 0 | 0 | 0 | 0 | 0 | 0 | 0 | 0 | 0 | 0 | 0 | 0 | 0 | 0 | 0 | [14 empty] | 2025/26 | Step | 0% | 0 | 0 | 0 | 1 | 2 | 3 | 4 | 5 | 100% | 100% | 100% | 100% | 100% | 100% | 100% | 100% | 0 | 0 | 0 | 0 | 0 | 0 | 0 | 0 | Avg 3 Yr | 0 | 0 | 0 | 0 | 0 | 0 | 0 | 0 | 0 | Avg 3 Yr | 5%
G | G004 | > 11 kV & < = 22 kV ; Switch | 350555.3026 | 856367.2755 | 1425091.7774 | 381186.5154 | -65499.6934 | 118830.2712 | 227748.4029 | 29753.0796 | 615216.6103 | 720427.7641 | 122158.3208 | 471656.8471 | 1135055.6683 | 1869728.603 | 490631.5487 | -82589.7947 | 147485.9884 | 283657.8968 | 35684.6176 | 695150.0028 | 766146.7772 | 125517.4889 | 44 | 174 | 58 | 102 | 85 | 77 | 62 | 4 | 35 | 23 | 45.0003 | 40.2 | 20.6667 | 23 | 7967.166 | 4921.651 | 24570.5479 | 3737.1227 | -770.5846 | 1543.2503 | 3673.3613 | 7438.2699 | 17577.6174 | 31322.9463 | 2714.6092 | 8517.2942 | 22022.5396 | 31322.9463 | 2025/26 | Step | 0% | 0 | 0 | 0 | 1 | 2 | 3 | 4 | 5 | 100% | 100% | 100% | 100% | 100% | 100% | 100% | 100% | 0 | 0 | 0 | 0 | 0 | 0 | 0 | 0 | Avg 3 Yr | 20.6667 | 0 | 0 | 0 | 0 | 0 | 0 | 0 | 0 | Avg 3 Yr | 5% |  | 22022.5396 | 0 | 0 | 0 | 0 | 0 | 0 | 0 | 0
G | G005 | > 11 kV & < = 22 kV ; Circuit Breaker | 1919.0313 | 79135.4039 | -3647.9278 | -51244.9709 | -96386.9939 | 31333.9838 | 671827.8753 | 122244.1598 | 97286.1035 | 68892.5232 | 804.069 | 2581.9729 | 104888.5114 | -4786.1023 | -65958.2604 | -121536.1725 | 38890.1205 | 836753.5391 | 146614.6076 | 109926.2178 | 73264.5065 | 826.1797 | 1 | 4 | 4 | 0 | 0 | 1 | 3 | 3 | 3 | 3 | 1 | 2.6 | 3 | 3 | 1919.0313 | 19783.851 | -911.982 |  |  | 31333.9838 | 223942.6251 | 40748.0533 | 32428.7012 | 22964.1744 | 804.069 | 76275.742 | 32046.9763 | 22964.1744 | 2025/26 | Step | 0% | 0 | 0 | 0 | 1 | 2 | 3 | 4 | 5 | 100% | 100% | 100% | 100% | 100% | 100% | 100% | 100% | 0 | 0 | 0 | 0 | 0 | 0 | 0 | 0 | Avg 3 Yr | 3 | 0 | 0 | 0 | 0 | 0 | 0 | 0 | 0 | Avg 3 Yr | 5% |  | 32046.9763 | 0 | 0 | 0 | 0 | 0 | 0 | 0 | 0
G | G006 | > 22 kV & < = 33 kV ; Switch | 14347.1953 | -1849.5394 | 30254.1924 | 213075.1921 | -14369.6205 | 17065.05 | 402255.4102 | 0 | 51156.2516 | 0 | 3159.106 | 19303.5246 | -2451.4367 | 39693.6744 | 274252.6488 | -18118.9246 | 21180.2577 | 501004.2758 | 0 | 57802.8419 | 0 | 3245.9766 | 0 | 0 | 1 | 6 | 0 | 0 | 0 | 0 | 9 | 0 | 0 | 1.8 | 3 | 0 |  |  | 30254.1924 | 35512.532 |  |  |  |  | 5684.028 |  |  | 52275.1902 | 5684.028 |  | 2025/26 | Step | 0% | 0 | 0 | 0 | 1 | 2 | 3 | 4 | 5 | 100% | 100% | 100% | 100% | 100% | 100% | 100% | 100% | 0 | 0 | 0 | 0 | 0 | 0 | 0 | 0 | Avg 3 Yr | 3 | 0 | 0 | 0 | 0 | 0 | 0 | 0 | 0 | Avg 3 Yr | 5% |  | 5684.028 | 0 | 0 | 0 | 0 | 0 | 0 | 0 | 0
G | G007 | > 22 kV & < = 33 kV ; Circuit Breaker | 0 | 0 | 0 | 0 | 0 | 0 | 0 | 0 | 0 | 0 | 0 | 0 | 0 | 0 | 0 | 0 | 0 | 0 | 0 | 0 | 0 | 0 | 0 | -1 | 0 | 0 | 0 | 0 | 0 | 0 | 0 | 0 | 0 | 0 | 0 | 0 |  | 0 | [12 empty] | 2025/26 | Step | 0% | 0 | 0 | 0 | 1 | 2 | 3 | 4 | 5 | 100% | 100% | 100% | 100% | 100% | 100% | 100% | 100% | 0 | 0 | 0 | 0 | 0 | 0 | 0 | 0 | Avg 3 Yr | 0 | 0 | 0 | 0 | 0 | 0 | 0 | 0 | 0 | Avg 3 Yr | 5%
G | G008 | > 33 kV & < = 66 kV ; Switch | 144.1913 | -6860.1816 | 257313 | 0 | 0 | 0 | 0 | 618860.2945 | 373639.6884 | 0 | 0 | 194.0032 | -9092.6969 | 337596.135 | 0 | 0 | 0 | 0 | 742235.5338 | 422185.6596 | 0 | 0 | 0 | 0 | 3 | 0 | 0 | 0 | 0 | 1 | 0 | 0 | 4 | 0.2 | 0.33333 | 0 |  |  | 85771 |  |  |  |  | 618860.2945 |  |  | 0 | 992499.9829 | 992499.9829 |  | 2025/26 | Step | 0% | 0 | 0 | 0 | 1 | 2 | 3 | 4 | 5 | 100% | 100% | 100% | 100% | 100% | 100% | 100% | 100% | 0 | 0 | 0 | 0 | 0 | 0 | 0 | 0 | Avg 3 Yr | 0.33333 | 0 | 0 | 0 | 0 | 0 | 0 | 0 | 0 | Avg 3 Yr | 5% |  | 992499.9829 | 0 | 0 | 0 | 0 | 0 | 0 | 0 | 0
G | G009 | > 33 kV & < = 66 kV ; Circuit Breaker | 0 | 0 | 0 | 0 | 0 | 0 | 0 | 0 | 489688.915 | 0 | 0 | 0 | 0 | 0 | 0 | 0 | 0 | 0 | 0 | 553312.8412 | 0 | 0 | 0 | 0 | 0 | 0 | 0 | 0 | 0 | 0 | 0 | 0 | 1 | 0 | 0 | 0 | [10 empty] | 0 |  |  |  | 2025/26 | Step | 0% | 0 | 0 | 0 | 1 | 2 | 3 | 4 | 5 | 100% | 100% | 100% | 100% | 100% | 100% | 100% | 100% | 0 | 0 | 0 | 0 | 0 | 0 | 0 | 0 | Avg 3 Yr | 0 | 0 | 0 | 0 | 0 | 0 | 0 | 0 | 0 | Avg 3 Yr | 5%
G | G010 | > 66 kV & < = 132 kV ; Switch | 0 | 0 | 0 | 0 | 0 | 0 | 0 | 0 | 0 | 0 | 0 | 0 | 0 | 0 | 0 | 0 | 0 | 0 | 0 | 0 | 0 | 0 | 0 | 0 | 0 | 0 | 0 | 0 | 0 | 0 | 0 | 0 | 0 | 0 | 0 | 0 | [14 empty] | 2025/26 | Step | 0% | 0 | 0 | 0 | 1 | 2 | 3 | 4 | 5 | 100% | 100% | 100% | 100% | 100% | 100% | 100% | 100% | 0 | 0 | 0 | 0 | 0 | 0 | 0 | 0 | Avg 3 Yr | 0 | 0 | 0 | 0 | 0 | 0 | 0 | 0 | 0 | Avg 3 Yr | 5%
G | G011 | > 66 kV & < = 132 kV ; Circuit Breaker | 0 | 0 | 0 | 0 | 0 | 0 | 0 | 0 | 0 | 0 | 0 | 0 | 0 | 0 | 0 | 0 | 0 | 0 | 0 | 0 | 0 | 0 | 0 | 0 | 0 | 0 | 0 | 0 | 0 | 0 | 0 | 0 | 0 | 0 | 0 | 0 | [14 empty] | 2025/26 | Step | 0% | 0 | 0 | 0 | 1 | 2 | 3 | 4 | 5 | 100% | 100% | 100% | 100% | 100% | 100% | 100% | 100% | 0 | 0 | 0 | 0 | 0 | 0 | 0 | 0 | Avg 3 Yr | 0 | 0 | 0 | 0 | 0 | 0 | 0 | 0 | 0 | Avg 3 Yr | 5%
G | G012 | > 132 kV ; Switch | 0 | 0 | 0 | 0 | 0 | 0 | 0 | 0 | 0 | 0 | 0 | 0 | 0 | 0 | 0 | 0 | 0 | 0 | 0 | 0 | 0 | 0 | 0 | 0 | 0 | 0 | 0 | 0 | 0 | 0 | 0 | 0 | 0 | 0 | 0 | 0 | [14 empty] | 2025/26 | Step | 0% | 0 | 0 | 0 | 1 | 2 | 3 | 4 | 5 | 100% | 100% | 100% | 100% | 100% | 100% | 100% | 100% | 0 | 0 | 0 | 0 | 0 | 0 | 0 | 0 | Avg 3 Yr | 0 | 0 | 0 | 0 | 0 | 0 | 0 | 0 | 0 | Avg 3 Yr | 5%
G | G013 | > 132 kV ; Circuit Breaker | 0 | 0 | 0 | 0 | 0 | 0 | 0 | 0 | 0 | 0 | 0 | 0 | 0 | 0 | 0 | 0 | 0 | 0 | 0 | 0 | 0 | 0 | 0 | 0 | 0 | 0 | 0 | 0 | 0 | 0 | 0 | 0 | 0 | 0 | 0 | 0 | [14 empty] | 2025/26 | Step | 0% | 0 | 0 | 0 | 1 | 2 | 3 | 4 | 5 | 100% | 100% | 100% | 100% | 100% | 100% | 100% | 100% | 0 | 0 | 0 | 0 | 0 | 0 | 0 | 0 | Avg 3 Yr | 0 | 0 | 0 | 0 | 0 | 0 | 0 | 0 | 0 | Avg 3 Yr | 5%
G | G014 | Switchgear Other | 0 | 0 | -2961.9358 | 0 | 0 | 0 | 0 | 0 | 0 | 0 | 0 | 0 | 0 | -3886.0767 | 0 | 0 | 0 | 0 | 0 | 0 | 0 | 0 | 0 | 0 | 0 | 0 | 0 | 0 | 0 | 0 | 0 | 0 | 0 | 0 | 0 | 0 | [14 empty] | 2025/26 | Step | 0% | 0 | 0 | 0 | 1 | 2 | 3 | 4 | 5 | 100% | 100% | 100% | 100% | 100% | 100% | 100% | 100% | 0 | 0 | 0 | 0 | 0 | 0 | 0 | 0 | Avg 3 Yr | 0 | 0 | 0 | 0 | 0 | 0 | 0 | 0 | 0 | Avg 3 Yr | 5%
H | H001 | Luminaires ; Major Road | 188229.1577 | 216634.0434 | 9524.7813 | 506864.8243 | 653555.9997 | 132060.4305 | 2977.4171 | 78923.848 | 154269.2696 | 3186.32 | 1247.66 | 253254.1096 | 287133.46 | 12496.5678 | 652394.2052 | 824081.0457 | 163906.5781 | 3708.3372 | 94658.0108 | 174313.0491 | 3388.5268 | 1281.9688 | 24 | 78 | 5 | 156 | 145 | 28 | -2 | 45 | 21 | 0 | 0 | 18.4 | 22 | 0 | 7842.8816 | 2777.3595 | 1904.9563 | 3249.1335 | 4507.2828 | 4716.4439 | -1488.7085 | 1753.8633 | 7346.1557 |  |  | 4037.1444 | 3581.5066 |  | 2025/26 | Step | 0% | 0 | 0 | 0 | 1 | 2 | 3 | 4 | 5 | 100% | 100% | 100% | 100% | 100% | 100% | 100% | 100% | 0 | 0 | 0 | 0 | 0 | 0 | 0 | 0 | Avg 3 Yr | 22 | 0 | 0 | 0 | 0 | 0 | 0 | 0 | 0 | Avg 3 Yr | 5% |  | 3581.5066 | 0 | 0 | 0 | 0 | 0 | 0 | 0 | 0
H | H002 | Luminaires ; Minor Road | 172685.6995 | 1028204.9952 | -122984.3762 | 1056832.5095 | 169080.0552 | 47111.4961 | 53128.6762 | 220498.9693 | 28654.0821 | 23919.7751 | 615718.86 | 232341.0656 | 1362814.6956 | -161356.2084 | 1360266.8247 | 213196.22 | 58472.353 | 66171.1273 | 264457.3769 | 32377.0278 | 25437.7461 | 632650.1923 | 45 | 435 | -36 | 237 | 70 | 22 | -3 | 40 | 1 | 2 | 1 | 12.4 | 14.3333 | 2 | 3837.46 | 2363.6896 | 3416.2327 | 4459.2089 | 2415.4294 | 2141.4316 | -17709.5587 | 5512.4742 | 28654.0821 | 11959.8875 | 615718.86 | 6021.1774 | 6350.5308 | 11959.8875 | 2025/26 | Step | 0% | 0 | 0 | 0 | 1 | 2 | 3 | 4 | 5 | 100% | 100% | 100% | 100% | 100% | 100% | 100% | 100% | 0 | 0 | 0 | 0 | 0 | 0 | 0 | 0 | Avg 3 Yr | 14.3333 | 0 | 0 | 0 | 0 | 0 | 0 | 0 | 0 | Avg 3 Yr | 5% |  | 6350.5308 | 0 | 0 | 0 | 0 | 0 | 0 | 0 | 0
H | H003 | Brackets ; Major Road | 73696.7702 | 100045.9859 | 33975.194 | 5026.944 | -9751.3882 | 2240.8094 | 18326.7378 | 77502.1552 | 128443.9021 | 381.1513 | 3980.9008 | 99155.7852 | 132604.0435 | 44575.6499 | 6470.2638 | -12295.7087 | 2781.1768 | 22825.7315 | 92952.891 | 145132.263 | 405.3395 | 4090.3695 | 12 | 23 | 0 | -8 | 8 | 6 | 6 | 65 | 24 | 1 | 3 | 20.4 | 30 | 1 | 6141.3975 | 4349.8255 |  | -628.368 | -1218.9235 | 373.4682 | 3054.4563 | 1192.3408 | 5351.8293 | 381.1513 | 1326.9669 | 2224.4584 | 2292.5245 | 381.1513 | 2025/26 | Step | 0% | 0 | 0 | 0 | 1 | 2 | 3 | 4 | 5 | 100% | 100% | 100% | 100% | 100% | 100% | 100% | 100% | 0 | 0 | 0 | 0 | 0 | 0 | 0 | 0 | Avg 3 Yr | 30 | 0 | 0 | 0 | 0 | 0 | 0 | 0 | 0 | Avg 3 Yr | 5% |  | 2292.5245 | 0 | 0 | 0 | 0 | 0 | 0 | 0 | 0
H | H004 | Brackets ; Minor Road | 56278.0923 | 53210.4683 | -17336.5077 | 34996.8839 | 13248.4041 | 1350.0371 | 33625.5423 | 52363.0436 | 51382.5879 | 7369.6604 | 0 | 75719.7149 | 70526.8001 | -22745.5978 | 45045.0754 | 16705.1618 | 1675.5962 | 41880.2085 | 62802.0766 | 58058.5854 | 7837.3459 | 0 | 18 | 65 | 9 | 29 | 51 | 18 | 22 | 199 | 42 | 15 | 0 | 59.2 | 85.3333 | 15 | 3126.5607 | 818.6226 | -1926.2786 | 1206.7891 | 259.7726 | 75.0021 | 1528.4337 | 263.1309 | 1223.3949 | 491.3107 |  | 493.5502 | 434.0441 | 491.3107 | 2025/26 | Step | 0% | 0 | 0 | 0 | 1 | 2 | 3 | 4 | 5 | 100% | 100% | 100% | 100% | 100% | 100% | 100% | 100% | 0 | 0 | 0 | 0 | 0 | 0 | 0 | 0 | Avg 3 Yr | 85.3333 | 0 | 0 | 0 | 0 | 0 | 0 | 0 | 0 | Avg 3 Yr | 5% |  | 434.0441 | 0 | 0 | 0 | 0 | 0 | 0 | 0 | 0
H | H005 | Lamps ; Major Road | 16370.7112 | 29764.5631 | 236435.146 | 126283.2205 | 48474.1824 | -188.45 | 749.0564 | 2416.6415 | 4698.435 | 0 | 0 | 22026.0768 | 39450.8723 | 310204.2705 | 162541.2484 | 61122.0079 | -233.8944 | 932.9407 | 2898.4202 | 5308.8896 | 0 | 0 | 23 | 14 | 5 | 298 | 159 | 2 | 11 | 44 | 5 | 0 | 0 | 12.4 | 16.3333 | 0 | 711.7701 | 2126.0402 | 47287.0292 | 423.7692 | 304.8691 | -94.225 | 68.096 | 54.9237 | 939.687 |  |  | 123.8013 | 145.2056 |  | 2025/26 | Step | 0% | 0 | 0 | 0 | 1 | 2 | 3 | 4 | 5 | 100% | 100% | 100% | 100% | 100% | 100% | 100% | 100% | 0 | 0 | 0 | 0 | 0 | 0 | 0 | 0 | Avg 3 Yr | 16.3333 | 0 | 0 | 0 | 0 | 0 | 0 | 0 | 0 | Avg 3 Yr | 5% |  | 145.2056 | 0 | 0 | 0 | 0 | 0 | 0 | 0 | 0
H | H006 | Lamps ; Minor Road | 11964.3374 | 19228.0759 | 7422.4597 | 56164.7916 | 43667.6805 | 1462.5124 | 7319.6868 | 668.9908 | 0 | 0 | 0 | 16097.4934 | 25485.4864 | 9738.3098 | 72290.644 | 55061.3992 | 1815.1948 | 9116.5818 | 802.36 | 0 | 0 | 0 | 32 | 132 | -55 | 237 | 252 | 34 | 83 | 12 | 0 | 0 | 0 | 25.8 | 4 | 0 | 373.8855 | 145.6672 | -134.9538 | 236.9822 | 173.2844 | 43.0151 | 88.189 | 55.7492 |  |  |  | 73.265 | 55.7492 |  | 2025/26 | Step | 0% | 0 | 0 | 0 | 1 | 2 | 3 | 4 | 5 | 100% | 100% | 100% | 100% | 100% | 100% | 100% | 100% | 0 | 0 | 0 | 0 | 0 | 0 | 0 | 0 | Avg 3 Yr | 4 | 0 | 0 | 0 | 0 | 0 | 0 | 0 | 0 | Avg 3 Yr | 5% |  | 55.7492 | 0 | 0 | 0 | 0 | 0 | 0 | 0 | 0
H | H007 | Poles / Columns ; Major Road | 32013.4438 | 3821.8803 | -52.6642 | 66392.7154 | -2817.4991 | 0 | -566.48 | 6176.8444 | 0 | 0 | 0 | 43072.6902 | 5065.6384 | -69.0957 | 85455.1761 | -3552.6375 | 0 | -705.544 | 7408.2526 | 0 | 0 | 0 | 2 | 1 | 0 | -20 | 0 | 0 | -1 | 3 | 0 | 0 | 0 | 0.4 | 1 | 0 | 16006.7219 | 3821.8803 |  | -3319.6358 |  |  | 566.48 | 2058.9481 |  |  |  | 2805.1822 | 2058.9481 |  | 2025/26 | Step | 0% | 0 | 0 | 0 | 1 | 2 | 3 | 4 | 5 | 100% | 100% | 100% | 100% | 100% | 100% | 100% | 100% | 0 | 0 | 0 | 0 | 0 | 0 | 0 | 0 | Avg 3 Yr | 1 | 0 | 0 | 0 | 0 | 0 | 0 | 0 | 0 | Avg 3 Yr | 5% |  | 2058.9481 | 0 | 0 | 0 | 0 | 0 | 0 | 0 | 0
H | H008 | Poles / Columns ; Minor Road | -45996.5329 | 11069.8701 | -150693.8597 | -22516.2816 | -48827.4026 | 0 | 18482.5578 | 23086.5547 | 3457.3051 | 7831.9465 | 0 | -61886.3259 | 14672.3482 | -197711.21 | -28981.0832 | -61567.3898 | 0 | 23019.8035 | 27689.0623 | 3906.5032 | 8328.969 | 0 | 14 | 0 | -2 | -6 | 0 | 0 | 0 | 36 | 1 | 6 | 0 | 8.6 | 14.3333 | 6 | -3285.4666 |  | 75346.9298 | 3752.7136 |  |  |  | 641.2932 | 3457.3051 | 1305.3244 |  | 1229.2643 | 799.4374 | 1305.3244 | 2025/26 | Step | 0% | 0 | 0 | 0 | 1 | 2 | 3 | 4 | 5 | 100% | 100% | 100% | 100% | 100% | 100% | 100% | 100% | 0 | 0 | 0 | 0 | 0 | 0 | 0 | 0 | Avg 3 Yr | 14.3333 | 0 | 0 | 0 | 0 | 0 | 0 | 0 | 0 | Avg 3 Yr | 5% |  | 799.4374 | 0 | 0 | 0 | 0 | 0 | 0 | 0 | 0
H | H009 | Public Lighting Other | 0 | 0 | 0 | 0 | 0 | 0 | 0 | 0 | 0 | 0 | 0 | 0 | 0 | 0 | 0 | 0 | 0 | 0 | 0 | 0 | 0 | 0 | 0 | 0 | 0 | 0 | 0 | 0 | 0 | 0 | 0 | 0 | 0 | 0 | 0 | 0 | [14 empty] | 2025/26 | Step | 0% | 0 | 0 | 0 | 1 | 2 | 3 | 4 | 5 | 100% | 100% | 100% | 100% | 100% | 100% | 100% | 100% | 0 | 0 | 0 | 0 | 0 | 0 | 0 | 0 | Avg 3 Yr | 0 | 0 | 0 | 0 | 0 | 0 | 0 | 0 | 0 | Avg 3 Yr | 5%
I | I001 | Field Devices | 0 | 0 | 651258 | 562233.8475 | -637.6521 | 0 | 0 | 0 | 74970.0977 | 0 | 0 | 0 | 0 | 854454.2393 | 723660.6025 | -804.0275 | 0 | 0 | 0 | 84710.7551 | 0 | 0 | 0 | 0 | 1 | 1 | 0 | 0 | 0 | 0 | 0 | 0 | 1 | 0 | 0 | 0 |  |  | 651258 | 562233.8475 | [6 empty] | 0 |  |  |  | 2025/26 | Step | 0% | 0 | 0 | 0 | 1 | 2 | 3 | 4 | 5 | 100% | 100% | 100% | 100% | 100% | 100% | 100% | 100% | 0 | 0 | 0 | 0 | 0 | 0 | 0 | 0 | Avg 3 Yr | 0 | 0 | 0 | 0 | 0 | 0 | 0 | 0 | 0 | Avg 3 Yr | 5%
I | I002 | Local Network Wiring Assets | 0 | 0 | 0 | 0 | 0 | 0 | 0 | 0 | 0 | 0 | 0 | 0 | 0 | 0 | 0 | 0 | 0 | 0 | 0 | 0 | 0 | 0 | 0 | 0 | 0 | 0 | 0 | 0 | 0 | 0 | 0 | 0 | 0 | 0 | 0 | 0 | [14 empty] | 2025/26 | Step | 0% | 0 | 0 | 0 | 1 | 2 | 3 | 4 | 5 | 100% | 100% | 100% | 100% | 100% | 100% | 100% | 100% | 0 | 0 | 0 | 0 | 0 | 0 | 0 | 0 | Avg 3 Yr | 0 | 0 | 0 | 0 | 0 | 0 | 0 | 0 | 0 | Avg 3 Yr | 5%
I | I003 | Communications Network Assets | 0 | 0 | 0 | 0 | 0 | 0 | 0 | 415860.1799 | 266866.9875 | 0 | 0 | 0 | 0 | 0 | 0 | 0 | 0 | 0 | 498765.562 | 301540.277 | 0 | 0 | 0 | 0 | 0 | 0 | 0 | 0 | 0 | 0 | 0 | 0 | 1 | 0 | 0 | 0 | [10 empty] | 0 |  |  |  | 2025/26 | Step | 0% | 0 | 0 | 0 | 1 | 2 | 3 | 4 | 5 | 100% | 100% | 100% | 100% | 100% | 100% | 100% | 100% | 0 | 0 | 0 | 0 | 0 | 0 | 0 | 0 | Avg 3 Yr | 0 | 0 | 0 | 0 | 0 | 0 | 0 | 0 | 0 | Avg 3 Yr | 5%
I | I004 | Master Station Assets | 0 | 0 | 0 | 0 | 0 | 0 | 0 | 0 | 0 | 0 | 0 | 0 | 0 | 0 | 0 | 0 | 0 | 0 | 0 | 0 | 0 | 0 | 0 | 0 | 0 | 0 | 0 | 0 | 0 | 0 | 0 | 0 | 0 | 0 | 0 | 0 | [14 empty] | 2025/26 | Step | 0% | 0 | 0 | 0 | 1 | 2 | 3 | 4 | 5 | 100% | 100% | 100% | 100% | 100% | 100% | 100% | 100% | 0 | 0 | 0 | 0 | 0 | 0 | 0 | 0 | Avg 3 Yr | 0 | 0 | 0 | 0 | 0 | 0 | 0 | 0 | 0 | Avg 3 Yr | 5%
I | I005 | Communications Site Infrastructure | 0 | 0 | 0 | 0 | 0 | 0 | 0 | 0 | 0 | 0 | 0 | 0 | 0 | 0 | 0 | 0 | 0 | 0 | 0 | 0 | 0 | 0 | 0 | 0 | 0 | 0 | 0 | 0 | 0 | 0 | 0 | 0 | 0 | 0 | 0 | 0 | [14 empty] | 2025/26 | Step | 0% | 0 | 0 | 0 | 1 | 2 | 3 | 4 | 5 | 100% | 100% | 100% | 100% | 100% | 100% | 100% | 100% | 0 | 0 | 0 | 0 | 0 | 0 | 0 | 0 | Avg 3 Yr | 0 | 0 | 0 | 0 | 0 | 0 | 0 | 0 | 0 | Avg 3 Yr | 5%
I | I006 | Communications Linear Assets | 890.9301 | 0 | 0 | 0 | 0 | 0 | 64967.3841 | 0 | 5294996.2598 | 0 | 0 | 1198.7075 | 0 | 0 | 0 | 0 | 0 | 80916.0956 | 0 | 5982960.4777 | 0 | 0 | 0 | 0 | 0 | 0 | 0 | 0 | 12240 | 0 | 0 | 0 | 0 | 2448 | 0 | 0 | [6 empty] | 5.3078 |  |  |  |  | 437.9055 |  |  | 2025/26 | Step | 0% | 0 | 0 | 0 | 1 | 2 | 3 | 4 | 5 | 100% | 100% | 100% | 100% | 100% | 100% | 100% | 100% | 0 | 0 | 0 | 0 | 0 | 0 | 0 | 0 | Avg 3 Yr | 0 | 0 | 0 | 0 | 0 | 0 | 0 | 0 | 0 | Avg 3 Yr | 5%
I | I007 | AFLC | 0 | 0 | 0 | 36975.4199 | 0 | 0 | 0 | 0 | 0 | 0 | 0 | 0 | 0 | 0 | 47591.6823 | 0 | 0 | 0 | 0 | 0 | 0 | 0 | 0 | 0 | 0 | 3 | 0 | 0 | 0 | 0 | 0 | 0 | 0 | 0 | 0 | 0 |  |  |  | 12325.14 | [10 empty] | 2025/26 | Step | 0% | 0 | 0 | 0 | 1 | 2 | 3 | 4 | 5 | 100% | 100% | 100% | 100% | 100% | 100% | 100% | 100% | 0 | 0 | 0 | 0 | 0 | 0 | 0 | 0 | Avg 3 Yr | 0 | 0 | 0 | 0 | 0 | 0 | 0 | 0 | 0 | Avg 3 Yr | 5%
I | I008 | Network Control Other | 0 | 0 | 0 | 0 | 0 | 0 | 0 | 0 | 0 | 0 | 0 | 0 | 0 | 0 | 0 | 0 | 0 | 0 | 0 | 0 | 0 | 0 | 0 | 0 | 0 | 0 | 0 | 0 | 0 | 0 | 0 | 0 | 0 | 0 | 0 | 0 | [14 empty] | 2025/26 | Step | 0% | 0 | 0 | 0 | 1 | 2 | 3 | 4 | 5 | 100% | 100% | 100% | 100% | 100% | 100% | 100% | 100% | 0 | 0 | 0 | 0 | 0 | 0 | 0 | 0 | Avg 3 Yr | 0 | 0 | 0 | 0 | 0 | 0 | 0 | 0 | 0 | Avg 3 Yr | 5%
J | J001 | CURRENT TRANSFORMERS | 0 | 0 | 0 | 0 | 0 | 0 | 0 | 0 | 0 | 0 | 0 | 0 | 0 | 0 | 0 | 0 | 0 | 0 | 0 | 0 | 0 | 0 | 0 | 0 | 0 | 0 | 0 | 0 | 0 | 0 | 0 | 0 | 0 | 0 | 0 | 0 | [14 empty] | 2025/26 | Step | 0% | 0 | 0 | 0 | 1 | 2 | 3 | 4 | 5 | 100% | 100% | 100% | 100% | 100% | 100% | 100% | 100% | 0 | 0 | 0 | 0 | 0 | 0 | 0 | 0 | Avg 3 Yr | 0 | 0 | 0 | 0 | 0 | 0 | 0 | 0 | 0 | Avg 3 Yr | 5%
J | J002 | VOLTAGE TRANSFORMERS | 10978.8242 | 17522.15 | 7791.7221 | -3399.0841 | -4927.0856 | 6781.4256 | 2270907.7682 | 4750.795 | 27171.8558 | 8286.8062 | 0 | 14771.5285 | 23224.3995 | 10222.7842 | -4375.0181 | -6212.6549 | 8416.7548 | 2828388.3149 | 5697.9077 | 30702.2199 | 8812.6946 | 0 | 0 | 3 | 3 | 0 | 0 | 1 | 0 | 0 | 3 | 2 | 1 | 1.2 | 1.6667 | 2 |  | 5840.7167 | 2597.2407 |  |  | 6781.4256 |  |  | 9057.2853 | 4143.4031 | 0 | 386316.4418 | 8041.8914 | 4143.4031 | 2025/26 | Step | 0% | 0 | 0 | 0 | 1 | 2 | 3 | 4 | 5 | 100% | 100% | 100% | 100% | 100% | 100% | 100% | 100% | 0 | 0 | 0 | 0 | 0 | 0 | 0 | 0 | Avg 3 Yr | 1.6667 | 0 | 0 | 0 | 0 | 0 | 0 | 0 | 0 | Avg 3 Yr | 5% |  | 8041.8914 | 0 | 0 | 0 | 0 | 0 | 0 | 0 | 0
J | J003 | CAPACITOR BANKS | 0 | 0 | 0 | 0 | 0 | 0 | 0 | 0 | 0 | 0 | 0 | 0 | 0 | 0 | 0 | 0 | 0 | 0 | 0 | 0 | 0 | 0 | 0 | 0 | 0 | 0 | 0 | 0 | 0 | 0 | 0 | 0 | 0 | 0 | 0 | 0 | [14 empty] | 2025/26 | Step | 0% | 0 | 0 | 0 | 1 | 2 | 3 | 4 | 5 | 100% | 100% | 100% | 100% | 100% | 100% | 100% | 100% | 0 | 0 | 0 | 0 | 0 | 0 | 0 | 0 | Avg 3 Yr | 0 | 0 | 0 | 0 | 0 | 0 | 0 | 0 | 0 | Avg 3 Yr | 5%
J | J004 | STATIC VAR COMPENSATOR | 0 | 0 | 0 | 0 | 0 | 0 | 0 | 0 | 0 | 0 | 0 | 0 | 0 | 0 | 0 | 0 | 0 | 0 | 0 | 0 | 0 | 0 | 0 | 0 | 0 | 0 | 0 | 0 | 0 | 0 | 0 | 0 | 0 | 0 | 0 | 0 | [14 empty] | 2025/26 | Step | 0% | 0 | 0 | 0 | 1 | 2 | 3 | 4 | 5 | 100% | 100% | 100% | 100% | 100% | 100% | 100% | 100% | 0 | 0 | 0 | 0 | 0 | 0 | 0 | 0 | Avg 3 Yr | 0 | 0 | 0 | 0 | 0 | 0 | 0 | 0 | 0 | Avg 3 Yr | 5%
J | J005 | REGULATORS | -10491.9466 | -157.0815 | 0 | -26220.2545 | -46194.2908 | 0 | 1158035.9731 | 0 | 0 | 0 | 10162872.44 | -14116.4559 | -208.2006 | 0 | -33748.5288 | -58247.2496 | 0 | 1442319.8777 | 0 | 0 | 0 | 10442335.9776 | 0 | 0 | 0 | 0 | 0 | 0 | 0 | 0 | 0 | 0 | 0 | 0 | 0 | 0 | [14 empty] | 2025/26 | Step | 0% | 0 | 0 | 0 | 1 | 2 | 3 | 4 | 5 | 100% | 100% | 100% | 100% | 100% | 100% | 100% | 100% | 0 | 0 | 0 | 0 | 0 | 0 | 0 | 0 | Avg 3 Yr | 0 | 0 | 0 | 0 | 0 | 0 | 0 | 0 | 0 | Avg 3 Yr | 5%
J | J006 | OTHER | 0 | 0 | 0 | 0 | 0 | 0 | 0 | 2838100.96 | 108779.55 | 6920853.77 | 0 | 0 | 0 | 0 | 0 | 0 | 0 | 0 | 3403901.3321 | 122912.976 | 7360057.5596 | 0 | 0 | 0 | 0 | 0 | 0 | 27 | 2 | 2 | 11 | 2 | 15 | 8.8 | 5 | 2 | [5 empty] | 0 | 0 | 1419050.48 | 9889.05 | 3460426.885 | 0 | 224266.6882 | 657848.952 | 3460426.885 | 2025/26 | Step | 0% | 0 | 0 | 0 | 1 | 2 | 3 | 4 | 5 | 100% | 100% | 100% | 100% | 100% | 100% | 100% | 100% | 0 | 0 | 0 | 0 | 26.0851 | 45.8451 | 169.8762 | 412.9252 | Avg 3 Yr | 5 | 0 | 0 | 0 | 0 | 26.0851 | 45.8451 | 169.8762 | 412.9252 | Avg 3 Yr | 5% | 30000 | 30000 | 0 | 0 | 0 | 0 | 782551.9563 | 1375352.0792 | 5096286.8456 | 12387756.839 | PB Towers
|  | TOTAL DIRECT COST | 12770186.14 | 44476905.82 | 16965939.06 | 35281746.47 | 23316614.73 | 14199862.37 | 36223748.5983 | 11697935.3955 | 49763951.0251 | 21724646.33 | 36154223.189 | 17181727.6395 | 58951066.3255 | 22259409.5624 | 45411726.8441 | 29400357.825 | 17624134.9621 | 45116243.2455 | 14030021.6367 | 56229643.5334 | 23103312.5051 | 37148409.3475 | [69 empty] | 10430590.6574 | 10430590.6574 | 10430590.6574 | 32564174.8725 | 33346726.8288 | 33939526.9517 | 37660461.7181 | 44951931.7115
|  | Nailing Rate % | UNITS 2013/14: -8.551%; UNITS 2014/15: 0.502%; UNITS 2015/16: 0%; UNITS 2016/17: 0%; UNITS 2017/18: 0%; UNITS 2018/19: 0%; UNITS 2019/20: 0%
A1 |  | Nails | -1198146.1265 | -653147.5115 | -1223482.1191 | -482651.2232 | -1111906.15 | 0 | 0 | 1567445.02 | 2321529.27 | 1887098.63 | 3007525.19 | -1612053.2772 | -865701.9089 | -1605215.5724 | -621228.4737 | -1402023.3665 | 0 | 0 | 1879928.9619 | 2623159.1466 | 2006855.6567 | 3090227.5592 | -49 | 5 | 0 | 0 | 0 | 0 | 0 | 0 | 0 | 0 | 2356 | [37 empty] | Grant's Extra $ |  | 0 | 782551.9563 | 1375352.0792 | 5096286.8456 | 12387756.839 |  |  | 0 | 0 | 0 | 0 | 0 | 0 | 0 | 0 |  |  |  |  | 0 | 0 | 0 | 0 | 0 | 0 | 0 | 0
A |  | Poles | 1705818.4503 | 5327362.81 | 3203291.9091 | 7811489.3358 | 2558301.1287 | 3156250.1939 | 5389112.552 | 510625.5972 | 7470414.5144 | 854101.2537 | 1818721.8524 | 2295104.2134 | 7061051.4055 | 4202737.3965 | 10054298.7651 | 3225809.9848 | 3917374.545 | 6712074.873 | 612423.2983 | 8441024.8089 | 908303.3103 | 1868733.9376 | 622 | 991 | 612 | 433 | 859 | 729 | 741 | 55 | 354 | 77 | 114 | [46 empty] | 0 | 0 | 0 | 0 | 0 | 0 | 0 | 0 |  |  |  |  | 0 | 0 | 0 | 0 | 0 | 0 | 0 | 0
B |  | Pole Tops | 2790261.0824 | 8887602.1902 | 1480338.3954 | 2447687.789 | 2267171.1502 | 1090502.6055 | 3999147.6233 | 269272.2037 | 4089266.1088 | 223627.2438 | 162843.3665 | 3754174.4055 | 11779902.7727 | 1942212.4833 | 3150459.9515 | 2858718.7222 | 1353475.4489 | 4980890.2704 | 322953.9843 | 4620573.1433 | 237818.8358 | 167321.3114 | 1177 | 3429 | 1129 | 1394 | 1756 | 752 | 1634 | 68 | 760 | 116 | 164 | [46 empty] | 314.6667 | 314.6667 | 314.6667 | 7000 | 7000 | 7000 | 7000 | 7000 |  |  |  |  | 1002995.7174 | 1002995.7174 | 1002995.7174 | 23136579.9325 | 23136579.9325 | 23136579.9325 | 23136579.9325 | 23136579.9325
C |  | Conductor | 3756777.3427 | 5926193.4358 | 5353941.7097 | 5181014.3054 | 5431543.1477 | 2877285.0023 | 6093731.6156 | 0 | 13525431.3595 | 492481.56 | 0 | 5054579.8155 | 7854760.0345 | 7024402.2961 | 6668570.2935 | 6848734.8585 | 3571137.3733 | 7589669.4429 | 0 | 15282753.2443 | 523734.8959 | 0 | 147 | 256 | 80 | 170.893 | 202.75 | 109.9181 | 150.3248 | 0 | 0.972 | 0.404 | 0.17783 | [46 empty] | 0 | 0 | 0 | 0 | 0 | 0 | 0 | 0 |  |  |  |  | 0 | 0 | 0 | 0 | 0 | 0 | 0 | 0
D |  | Underground Cables | 356312.7984 | 1175854.2051 | 699495.1812 | 588839.0316 | 3506933.6107 | 266474.3723 | 4552918.0119 | 213794.1233 | 1345379.8207 | 478904.2895 | 3977043.0934 | 479403.3062 | 1558513.5241 | 917741.6982 | 757904.5805 | 4421958.514 | 330734.2128 | 5670604.6296 | 256415.861 | 1520181.2994 | 509295.9992 | 4086405.7306 | 2 | 7 | 5 | 4.0867 | 7.9933 | 0.42603 | 1.575 | 0.32933 | 2.27 | 0.10633 | 7.6617 | [46 empty] | 0 | 0 | 0 | 0 | 0 | 0 | 0 | 0 |  |  |  |  | 0 | 0 | 0 | 0 | 0 | 0 | 0 | 0
E |  | Services | 1270654.8439 | 4963342.574 | 1317420.5298 | 1948652.1802 | 798586.4797 | 2738094.1572 | 3404024.9939 | 353368.6546 | 3752473.0717 | 5361235.7096 | 9024448.8506 | 1709610.5892 | 6578567.7281 | 1728463.3072 | 2508142.8607 | 1006952.7043 | 3398380.8933 | 4239672.1925 | 423815.8019 | 4240021.5185 | 5701464.6927 | 9272607.4707 | 1582 | 6034 | 134 | 806.46 | 1034.5583 | 2763.3 | 3491.4697 | 4.3182 | 2075.31 | 6135.1208 | 1180.3888 | [46 empty] | 8500 | 8500 | 8500 | 8500 | 8500 | 8500 | 8500 | 8500 |  |  |  |  | 9427594.94 | 9427594.94 | 9427594.94 | 9427594.94 | 9427594.94 | 9427594.94 | 9427594.94 | 9427594.94
F |  | Transformers | -2940688.6595 | 2345438.4051 | -4116573.2744 | 6932244.9673 | -3087176.112 | 1143951.2834 | 4013382.0723 | 1145901.5471 | 5027364.037 | 1863829.6463 | 2468906.1035 | -3956568.1398 | 3108716.5897 | -5400967.797 | 8922608.6112 | -3892678.3932 | 1419813.1843 | 4998619.1054 | 1374347.0925 | 5680555.5405 | 1982110.0017 | 2536797.2669 | 52 | 85 | 54 | 56 | 74 | 38 | 129 | 17 | 56 | 34 | 31 | [46 empty] | 0 | 0 | 0 | 0 | 0 | 0 | 0 | 0 |  |  |  |  | 0 | 0 | 0 | 0 | 0 | 0 | 0 | 0
G |  | Switchgear | 6522576.9216 | 15024914.7606 | 9596166.8329 | 8454834.5476 | 12138290.4716 | 2736486.4943 | 5143477.4095 | 3917179.2671 | 6088402.5104 | 3591538.5677 | 4910914.8719 | 8775842.3367 | 19914486.6366 | 12590226.041 | 10882359.1631 | 15305398.6344 | 3396385.5453 | 6406139.2571 | 4698103.3844 | 6879451.8079 | 3819460.9313 | 5045957.5629 | 16 | 609 | 232 | 215 | 258 | 12471 | 280 | 48 | 150 | 79 | 69.0003 | [46 empty] | 0 | 0 | 0 | 0 | 0 | 0 | 0 | 0 |  |  |  |  | 0 | 0 | 0 | 0 | 0 | 0 | 0 | 0
H |  | Public Lighting | 505241.6791 | 1461979.8822 | -3709.8267 | 1830045.6076 | 866630.032 | 184036.8355 | 134043.1944 | 461637.0475 | 370905.5818 | 42688.8532 | 620947.4208 | 679780.6099 | 1937753.3444 | -4867.314 | 2355482.3544 | 1092750.0985 | 228417.0045 | 166949.1865 | 553668.4505 | 419096.3181 | 45397.9274 | 638022.5306 | 170 | 748 | -74 | 923 | 685 | 110 | 116 | 444 | 94 | 24 | 4 | [46 empty] | 0 | 0 | 0 | 0 | 0 | 0 | 0 | 0 |  |  |  |  | 0 | 0 | 0 | 0 | 0 | 0 | 0 | 0
I |  | SCADA, Protection & Control | 890.9301 | 0 | 651258 | 599209.2675 | -637.6521 | 0 | 64967.3841 | 415860.1799 | 5636833.345 | 0 | 0 | 1198.7075 | 0 | 854454.2393 | 771252.2848 | -804.0275 | 0 | 80916.0956 | 498765.562 | 6369211.5099 | 0 | 0 | 0 | 0 | 1 | 4 | 0 | 0 | 12240 | 0 | 0 | 0 | 2 | [46 empty] | 0 | 0 | 0 | 0 | 0 | 0 | 0 | 0 |  |  |  |  | 0 | 0 | 0 | 0 | 0 | 0 | 0 | 0
J |  | Other | 486.8776 | 17365.0686 | 7791.7221 | -29619.3387 | -51121.3764 | 6781.4256 | 3428943.7412 | 2842851.755 | 135951.4058 | 6929140.5762 | 10162872.44 | 655.0726 | 23016.1989 | 10222.7842 | -38123.5469 | -64459.9045 | 8416.7548 | 4270708.1926 | 3409599.2398 | 153615.196 | 7368870.2542 | 10442335.9776 | 0 | 3 | 3 | 0 | 0 | 28 | 2 | 2 | 14 | 4 | 16 | [46 empty] | 0 | 0 | 0 | 0 | 26.0851 | 45.8451 | 169.8762 | 412.9252 |  |  |  |  | 0 | 0 | 0 | 0 | 782551.9563 | 1375352.0792 | 5096286.8456 | 12387756.839
|  |  | 12770186.14 | 44476905.82 | 16965939.06 | 35281746.47 | 23316614.73 | 14199862.37 | 36223748.5983 | 11697935.3955 | 49763951.0251 | 21724646.33 | 36154223.189 | 17181727.6395 | 58951066.3255 | 22259409.5624 | 45411726.8441 | 29400357.825 | 17624134.9621 | 45116243.2455 | 14030021.6367 | 56229643.5334 | 23103312.5051 | 37148409.3475 | [69 empty] | 10430590.6574 | 10430590.6574 | 10430590.6574 | 32564174.8725 | 33346726.8288 | 33939526.9517 | 37660461.7181 | 44951931.7115
Note on N6: CHAN Andy (EnergyQ): No Streetlight Expenditure was added to Pole, Poletop and Conductor

## Reconductor
Reconductor | [12 empty] | 1.0233 | [31 empty] | Base Rates
[14 empty] | Escalation | 2024/25
[14 empty] | Eaclation % | [35 empty] | Escalated to 2024/25 |  | N | [19 empty] | Reconductor
[14 empty] | 134.5% | 132.5% | 131.2% | 128.7% | 126.1% | 124.1% | 124.5% | 119.9% | 113% | 106.3% | 102.7% | [11 empty] | Include 2022/23 |  | Y | [11 empty] | Include 2022/23 |  | Y | [19 empty] | Ratio |  | Avg 3 Yr
Group | Cat | P1 DEFECTS | ALLOCATED COSTS | [10 empty] | ESCALATED ALLOCATED COST | [10 empty] | UNITS | [10 empty] | AVERAGE REPLACEMENT UNITS |  |  | UNIT COST RATES | [10 empty] | AVERAGE UNIT RATES |  |  | Deta % |  |  | Starting Yr Logic | [7 empty] | Increment Logic | [7 empty] | Manual Qty | [7 empty] | Base Case |  | Forecast Unit | [7 empty] | UNIT COST RATE | [11 empty] | Remarks
Code | Code | RIN ASSET CATEGORY | 2013/14 | 2014/15 | 2015/16 | 2016/17 | 2017/18 | 2018/19 | 2019/20 | 2020/21 | 2021/22 | 2022/23 | 2023/24 | 2013/14 | 2014/15 | 2015/16 | 2016/17 | 2017/18 | 2018/19 | 2019/20 | 2020/21 | 2021/22 | 2022/23 | 2023/24 | 2013/14 | 2014/15 | 2015/16 | 2016/17 | 2017/18 | 2018/19 | 2019/20 | 2020/21 | 2021/22 | 2022/23 | 2023/24 | Avg 5 Yr | Avg 3 Yr | Last Yr | 2013/14 | 2014/15 | 2015/16 | 2016/17 | 2017/18 | 2018/19 | 2019/20 | 2020/21 | 2021/22 | 2022/23 | 2023/24 | Avg 5 Yr | Avg 3 Yr | Last Yr | Start Yr | Increment | % | 2022/23 | 2023/24 | 2024/25 | 2025/26 | 2026/27 | 2027/28 | 2028/29 | 2029/30 | 2022/23 | 2023/24 | 2024/25 | 2025/26 | 2026/27 | 2027/28 | 2028/29 | 2029/30 | 2022/23 | 2023/24 | 2024/25 | 2025/26 | 2026/27 | 2027/28 | 2028/29 | 2029/30 |  |  | 2022/23 | 2023/24 | 2024/25 | 2025/26 | 2026/27 | 2027/28 | 2028/29 | 2029/30 | Type | Escalate | Manual | APPLIED | 2022/23 | 2023/24 | 2024/25 | 2025/26 | 2026/27 | 2027/28 | 2028/29 | 2029/30
A1 | A001 | Staking of a wooden pole | [5 empty] | 0 | 0 | 0 | 0 | 0 | 0 | 0 | 0 | 0 | 0 | 0 | 0 | 0 | 0 | 0 | 0 | 0 | [5 empty] | 0 | 0 | 0 | 0 | 0 | 0 | 0 | 0 | 0 | [14 empty] | 2025/26 | Compound | 0% | 0 | 0 | 0 | 1 | 2 | 3 | 4 | 5 | 100% | 100% | 100% | 100% | 100% | 100% | 100% | 100% | [8 empty] | Avg 3 Yr | 0 | 0 | 0 | 0 | 0 | 0 | 0 | 0 | 0 | Avg 3 Yr | 5%
A | A002 | ˂ = 1 kV; Wood | [5 empty] | 447300.7433 | 1268760.7867 | 5640838.4668 | 8976478.1466 | 5484322.0833 | 4243489.4365 | 0 | 0 | 0 | 0 | 0 | 555166.5546 | 1580226.3015 | 6765389.1959 | 10142767.123 | 5832362.2417 | 4360178.943 | [5 empty] | 82 | 214 | 938 | 1306 | 738 | 335 | 655.6 | 994 | 738 | [5 empty] | 5454.8871 | 5928.7887 | 6013.6871 | 6873.2604 | 7431.3307 | 12667.1326 | 6655.7963 | 6740.9922 | 7431.3307 | 2025/26 | Step | 0% | 0 | 0 | 0 | 1 | 2 | 3 | 4 | 5 | 100% | 100% | 100% | 100% | 100% | 100% | 100% | 100% |  | 722.6513 | 722.6513 | 947.4017 | 994.2634 | 1025.5046 | 1056.7458 | 1072.3663 | Avg 3 Yr | 994 | 994 | 722.6513 | 722.6513 | 947.4017 | 994.2634 | 1025.5046 | 1056.7458 | 1072.3663 | Avg 3 Yr | 5% |  | 6740.9922 | 6700546.2323 | 4871386.8494 | 4871386.8494 | 6386427.1875 | 6702321.9121 | 6912918.3952 | 7123514.8783 | 7228813.1198 | 3,180 consequential pole replacement
A | A003 | > 1 kV & < = 11 kV; Wood | [5 empty] | 2164694.0944 | 2899811.3449 | 2257683.7699 | 8935230.8957 | 12343302.3979 | 13976477.679 | 0 | 0 | 0 | 0 | 0 | 2686706.3833 | 3611680.1564 | 2707772.8735 | 10096160.7309 | 13126619.7991 | 14360809.5614 | [5 empty] | 319 | 465 | 293 | 1406 | 1536 | 1595 | 803.8 | 1078.3333 | 1536 | [5 empty] | 6785.8749 | 6236.1534 | 7705.4054 | 6355.0718 | 8036.0042 | 8762.6819 | 7116.3778 | 7275.4921 | 8036.0042 | 2025/26 | Step | 0% | 0 | 0 | 0 | 1 | 2 | 3 | 4 | 5 | 100% | 100% | 100% | 100% | 100% | 100% | 100% | 100% |  | 886.0084 | 886.0084 | 1161.5641 | 1219.0191 | 1257.3224 | 1295.6257 | 1314.7774 | Avg 3 Yr | 1078.3333 | 1078.3333 | 886.0084 | 886.0084 | 1161.5641 | 1219.0191 | 1257.3224 | 1295.6257 | 1314.7774 | Avg 3 Yr | 5% |  | 7275.4921 | 7845405.6878 | 6446147.3456 | 6446147.3456 | 8450950.8145 | 8868964.0011 | 9147639.4589 | 9426314.9167 | 9565652.6456
A | A004 | ˃ 11 kV & < = 22 kV; Wood | [5 empty] | 142570.3028 | 0 | 0 | 0 | 0 | 0 | 0 | 0 | 0 | 0 | 0 | 176950.8882 | 0 | 0 | 0 | 0 | 0 | [5 empty] | 22 | 0 | 0 | 0 | 0 | 0 | 4.4 | 0 | 0 | [5 empty] | 6480.4683 | [5 empty] | 6480.4683 |  |  | 2025/26 | Step | 0% | 0 | 0 | 0 | 1 | 2 | 3 | 4 | 5 | 100% | 100% | 100% | 100% | 100% | 100% | 100% | 100% |  | 4.85 | 4.85 | 6.3584 | 6.6729 | 6.8826 | 7.0923 | 7.1971 | Avg 3 Yr | 0 | 0 | 4.85 | 4.85 | 6.3584 | 6.6729 | 6.8826 | 7.0923 | 7.1971 | Avg 5 Yr | 5% |  | 6480.4683 | 0 | 31430.3284 | 31430.3284 | 41205.4123 | 43243.5742 | 44602.3488 | 45961.1234 | 46640.5106
A | A005 | > 22 kV & < = 66 kV; Wood | [5 empty] | 0 | 684692.5295 | 474557.4855 | 682295.5247 | 1017353.6859 | 1480352.3679 | 0 | 0 | 0 | 0 | 0 | 0 | 852776.3113 | 569164.6915 | 770944.295 | 1081915.893 | 1521059.8068 | [5 empty] | 0 | 65 | 19 | 79 | 83 | 155 | 49.2 | 60.3333 | 83 | [6 empty] | 10533.7312 | 24976.7098 | 8636.6522 | 12257.2733 | 9550.6604 | 11621.5416 | 12012.1917 | 12257.2733 | 2025/26 | Step | 0% | 0 | 0 | 0 | 1 | 2 | 3 | 4 | 5 | 100% | 100% | 100% | 100% | 100% | 100% | 100% | 100% |  | 54.2319 | 54.2319 | 71.0985 | 74.6153 | 76.9598 | 79.3043 | 80.4765 | Avg 3 Yr | 60.3333 | 60.3333 | 54.2319 | 54.2319 | 71.0985 | 74.6153 | 76.9598 | 79.3043 | 80.4765 | Avg 3 Yr | 5% |  | 12012.1917 | 724735.5654 | 651444.1788 | 651444.1788 | 854048.5376 | 896292.7251 | 924455.5168 | 952618.3084 | 966699.7043
A | A006 | > 66 kV & < = 132 kV; Wood | [5 empty] | 313663.0782 | 0 | 0 | 0 | 2463.2818 | 46488.8882 | 0 | 0 | 0 | 0 | 0 | 389302.3946 | 0 | 0 | 0 | 2619.604 | 47767.2619 | [5 empty] | 0 | 0 | 0 | 0 | 0 | 4 | 0 | 0 | 0 | [10 empty] | 11622.2221 |  |  |  | 2025/26 | Step | 0% | 0 | 0 | 0 | 1 | 2 | 3 | 4 | 5 | 100% | 100% | 100% | 100% | 100% | 100% | 100% | 100% |  | 0 | 0 | 0 | 0 | 0 | 0 | 0 | Avg 3 Yr | 0 | 0 | 0 | 0 | 0 | 0 | 0 | 0 | 0 | Avg 5 Yr | 5%
A | A007 | > 132 kV; Wood | [5 empty] | 0 | 0 | 0 | 0 | 0 | 0 | 0 | 0 | 0 | 0 | 0 | 0 | 0 | 0 | 0 | 0 | 0 | [5 empty] | 0 | 0 | 0 | 0 | 0 | 0 | 0 | 0 | 0 | [14 empty] | 2025/26 | Step | 0% | 0 | 0 | 0 | 1 | 2 | 3 | 4 | 5 | 100% | 100% | 100% | 100% | 100% | 100% | 100% | 100% |  |  |  | 0 | 0 | 0 | 0 | 0 | Avg 3 Yr | 0 | 0 | 0 | 0 | 0 | 0 | 0 | 0 | 0 | Avg 3 Yr | 5%
A | A008 | ˂ = 1 kV; Concrete | [5 empty] | 0 | 0 | 0 | 0 | 0 | 0 | 0 | 0 | 0 | 0 | 0 | 0 | 0 | 0 | 0 | 0 | 0 | [5 empty] | 0 | 0 | 0 | 0 | 0 | 0 | 0 | 0 | 0 | [14 empty] | 2025/26 | Step | 0% | 0 | 0 | 0 | 1 | 2 | 3 | 4 | 5 | 100% | 100% | 100% | 100% | 100% | 100% | 100% | 100% |  | 0 | 0 | 0 | 0 | 0 | 0 | 0 | Avg 3 Yr | 0 | 0 | 0 | 0 | 0 | 0 | 0 | 0 | 0 | Avg 3 Yr | 5%
A | A009 | > 1 kV & < = 11 kV; Concrete | [5 empty] | 0 | 0 | 81414.7431 | 302371.682 | 0 | 0 | 0 | 0 | 0 | 0 | 0 | 0 | 0 | 97645.4878 | 341657.9982 | 0 | 0 | [5 empty] | 0 | 0 | 0 | 39 | 0 | 0 | 7.8 | 13 | 0 | [8 empty] | 7753.1201 |  |  | 9840.6776 | 9840.6776 |  | 2025/26 | Step | 0% | 0 | 0 | 0 | 1 | 2 | 3 | 4 | 5 | 100% | 100% | 100% | 100% | 100% | 100% | 100% | 100% |  | 8.5977 | 8.5977 | 11.2717 | 11.8292 | 12.2009 | 12.5726 | 12.7585 | Avg 3 Yr | 13 | 13 | 8.5977 | 8.5977 | 11.2717 | 11.8292 | 12.2009 | 12.5726 | 12.7585 | Avg 3 Yr | 5% |  | 9840.6776 | 127928.8084 | 84607.6155 | 84607.6155 | 110921.2618 | 116407.8102 | 120065.5091 | 123723.2079 | 125552.0574
A | A010 | ˃ 11 kV & < = 22 kV; Concrete | [5 empty] | 0 | 0 | 0 | 44367.9711 | 0 | 0 | 0 | 0 | 0 | 0 | 0 | 0 | 0 | 0 | 50132.5789 | 0 | 0 | [5 empty] | 0 | 0 | 0 | 3 | 0 | 0 | 0.6 | 1 | 0 | [8 empty] | 14789.3237 |  |  | 14789.3237 | 14789.3237 |  | 2025/26 | Step | 0% | 0 | 0 | 0 | 1 | 2 | 3 | 4 | 5 | 100% | 100% | 100% | 100% | 100% | 100% | 100% | 100% |  | 0.66136 | 0.66136 | 0.86705 | 0.90994 | 0.93853 | 0.96713 | 0.98142 | Avg 3 Yr | 1 | 1 | 0.66136 | 0.66136 | 0.86705 | 0.90994 | 0.93853 | 0.96713 | 0.98142 | Avg 3 Yr | 5% |  | 14789.3237 | 14789.3237 | 9781.1387 | 9781.1387 | 12823.1512 | 13457.4285 | 13880.28 | 14303.1315 | 14514.5573
A | A011 | > 22 kV & < = 66 kV; Concrete | [5 empty] | 0 | 0 | 0 | 0 | 0 | 9680355.7249 | 0 | 0 | 0 | 0 | 0 | 0 | 0 | 0 | 0 | 0 | 9946550.7866 | [5 empty] | 0 | 0 | 0 | 0 | 0 | 464 | 0 | 0 | 0 | [10 empty] | 20862.8356 |  |  |  | 2025/26 | Step | 0% | 0 | 0 | 0 | 1 | 2 | 3 | 4 | 5 | 100% | 100% | 100% | 100% | 100% | 100% | 100% | 100% |  | 0 | 0 | 0 | 0 | 0 | 0 | 0 | Avg 3 Yr | 0 | 0 | 0 | 0 | 0 | 0 | 0 | 0 | 0 | Avg 3 Yr | 5%
A | A012 | > 66 kV & < = 132 kV; Concrete | [5 empty] | 0 | 0 | 0 | 0 | 0 | 2205606.1925 | 0 | 0 | 0 | 0 | 0 | 0 | 0 | 0 | 0 | 0 | 2266257.0088 | [5 empty] | 0 | 0 | 0 | 0 | 0 | 0 | 0 | 0 | 0 | [14 empty] | 2025/26 | Step | 0% | 0 | 0 | 0 | 1 | 2 | 3 | 4 | 5 | 100% | 100% | 100% | 100% | 100% | 100% | 100% | 100% |  | 0 | 0 | 0 | 0 | 0 | 0 | 0 | Avg 3 Yr | 0 | 0 | 0 | 0 | 0 | 0 | 0 | 0 | 0 | Avg 3 Yr | 5%
A | A013 | > 132 kV; Concrete | [5 empty] | 0 | 0 | 0 | 0 | 0 | 0 | 0 | 0 | 0 | 0 | 0 | 0 | 0 | 0 | 0 | 0 | 0 | [5 empty] | 0 | 0 | 0 | 0 | 0 | 0 | 0 | 0 | 0 | [14 empty] | 2025/26 | Step | 0% | 0 | 0 | 0 | 1 | 2 | 3 | 4 | 5 | 100% | 100% | 100% | 100% | 100% | 100% | 100% | 100% |  | 0 | 0 | 0 | 0 | 0 | 0 | 0 | Avg 3 Yr | 0 | 0 | 0 | 0 | 0 | 0 | 0 | 0 | 0 | Avg 3 Yr | 5%
A | A014 | ˂ = 1 kV; Steel | [5 empty] | 0 | 0 | 0 | 0 | 0 | 0 | 0 | 0 | 0 | 0 | 0 | 0 | 0 | 0 | 0 | 0 | 0 | [5 empty] | 0 | 0 | 0 | 0 | 0 | 0 | 0 | 0 | 0 | [14 empty] | 2025/26 | Step | 0% | 0 | 0 | 0 | 1 | 2 | 3 | 4 | 5 | 100% | 100% | 100% | 100% | 100% | 100% | 100% | 100% |  | 0 | 0 | 0 | 0 | 0 | 0 | 0 | Avg 3 Yr | 0 | 0 | 0 | 0 | 0 | 0 | 0 | 0 | 0 | Avg 3 Yr | 5%
A | A015 | > 1 kV & < = 11 kV; Steel | [5 empty] | 0 | 0 | 0 | 0 | 0 | 0 | 0 | 0 | 0 | 0 | 0 | 0 | 0 | 0 | 0 | 0 | 0 | [5 empty] | 0 | 0 | 0 | 0 | 0 | 0 | 0 | 0 | 0 | [14 empty] | 2025/26 | Step | 0% | 0 | 0 | 0 | 1 | 2 | 3 | 4 | 5 | 100% | 100% | 100% | 100% | 100% | 100% | 100% | 100% |  | 0 | 0 | 0 | 0 | 0 | 0 | 0 | Avg 3 Yr | 0 | 0 | 0 | 0 | 0 | 0 | 0 | 0 | 0 | Avg 3 Yr | 5%
A | A016 | ˃ 11 kV & < = 22 kV; Steel | [5 empty] | 0 | 0 | 0 | 0 | 0 | 0 | 0 | 0 | 0 | 0 | 0 | 0 | 0 | 0 | 0 | 0 | 0 | [5 empty] | 0 | 0 | 0 | 0 | 0 | 0 | 0 | 0 | 0 | [14 empty] | 2025/26 | Step | 0% | 0 | 0 | 0 | 1 | 2 | 3 | 4 | 5 | 100% | 100% | 100% | 100% | 100% | 100% | 100% | 100% |  | 0 | 0 | 0 | 0 | 0 | 0 | 0 | Avg 3 Yr | 0 | 0 | 0 | 0 | 0 | 0 | 0 | 0 | 0 | Avg 3 Yr | 5%
A | A017 | > 22 kV & < = 66 kV; Steel | [5 empty] | 0 | 0 | 0 | 0 | 0 | 0 | 0 | 0 | 0 | 0 | 0 | 0 | 0 | 0 | 0 | 0 | 0 | [5 empty] | 0 | 0 | 0 | 0 | 0 | 0 | 0 | 0 | 0 | [14 empty] | 2025/26 | Step | 0% | 0 | 0 | 0 | 1 | 2 | 3 | 4 | 5 | 100% | 100% | 100% | 100% | 100% | 100% | 100% | 100% |  | 0 | 0 | 0 | 0 | 0 | 0 | 0 | Avg 3 Yr | 0 | 0 | 0 | 0 | 0 | 0 | 0 | 0 | 0 | Avg 3 Yr | 5%
A | A018 | > 66 kV & < = 132 kV; Steel | [5 empty] | 0 | 0 | 0 | 0 | 0 | 0 | 0 | 0 | 0 | 0 | 0 | 0 | 0 | 0 | 0 | 0 | 0 | [5 empty] | 0 | 0 | 0 | 0 | 0 | 0 | 0 | 0 | 0 | [14 empty] | 2025/26 | Step | 0% | 0 | 0 | 0 | 1 | 2 | 3 | 4 | 5 | 100% | 100% | 100% | 100% | 100% | 100% | 100% | 100% |  | 0 | 0 | 0 | 0 | 0 | 0 | 0 | Avg 3 Yr | 0 | 0 | 0 | 0 | 0 | 0 | 0 | 0 | 0 | Avg 3 Yr | 5%
A | A019 | > 132 kV; Steel | [5 empty] | 0 | 0 | 0 | 0 | 0 | 0 | 0 | 0 | 0 | 0 | 0 | 0 | 0 | 0 | 0 | 0 | 0 | [5 empty] | 0 | 0 | 0 | 0 | 0 | 0 | 0 | 0 | 0 | [14 empty] | 2025/26 | Step | 0% | 0 | 0 | 0 | 1 | 2 | 3 | 4 | 5 | 100% | 100% | 100% | 100% | 100% | 100% | 100% | 100% |  | 0 | 0 | 0 | 0 | 0 | 0 | 0 | Avg 3 Yr | 0 | 0 | 0 | 0 | 0 | 0 | 0 | 0 | 0 | Avg 3 Yr | 5%
A | A020 | Poles Other | [5 empty] | 0 | 0 | 0 | 0 | 0 | 0 | 0 | 0 | 0 | 0 | 0 | 0 | 0 | 0 | 0 | 0 | 0 | [5 empty] | 0 | 0 | 0 | 0 | 0 | 0 | 0 | 0 | 0 | [14 empty] | 2025/26 | Step | 0% | 0 | 0 | 0 | 1 | 2 | 3 | 4 | 5 | 100% | 100% | 100% | 100% | 100% | 100% | 100% | 100% |  | 0 | 0 | 0 | 0 | 0 | 0 | 0 | Avg 3 Yr | 0 | 0 | 0 | 0 | 0 | 0 | 0 | 0 | 0 | Avg 3 Yr | 5%
B | B001 | ˂ = 1 kV | [5 empty] | 665675.9136 | 2084442.4956 | 4643257.1519 | 4253499.6813 | 3452802.8163 | 2504414.1156 | 0 | 0 | 0 | 0 | 0 | 826202.5248 | 2596148.0603 | 5568931.2775 | 4806145.1296 | 3671920.8806 | 2573281.6954 | [5 empty] | 549 | 863 | 2458 | 2343 | 1429 | 770 | 1528.4 | 2076.6667 | 1429 | [5 empty] | 1212.5244 | 2415.3447 | 1889.0387 | 1815.4075 | 2416.2371 | 3252.4859 | 1975.8804 | 1982.2728 | 2416.2371 | 2025/26 | Step | 0% | 0 | 0 | 0 | 1 | 2 | 3 | 4 | 5 | 100% | 100% | 100% | 100% | 100% | 100% | 100% | 100% |  | 1684.055 | 1684.055 | 2207.8096 | 2317.0155 | 2389.8194 | 2462.6234 | 2499.0253 | Avg 3 Yr | 2076.6667 | 2076.6667 | 1684.055 | 1684.055 | 2207.8096 | 2317.0155 | 2389.8194 | 2462.6234 | 2499.0253 | Avg 3 Yr | 5% |  | 1982.2728 | 4116519.8832 | 3338256.5184 | 3338256.5184 | 4376481.0406 | 4592956.8936 | 4737274.1289 | 4881591.3643 | 4953749.9819 | 6,118 consequential pole replacement
B | B002 | > 1 kV & < = 11 kV | [5 empty] | 320180.0347 | 1439704.9558 | 1073104.7028 | 3761696.8761 | 6531995.7827 | 3441042.0263 | 0 | 0 | 0 | 0 | 0 | 397390.904 | 1793135.2083 | 1287037.5575 | 4250443.7462 | 6946522.2842 | 3535665.4492 | [5 empty] | 173 | 637 | 594 | 2527 | 2258 | 2372 | 1237.8 | 1793 | 2258 | [5 empty] | 1850.7516 | 2260.1334 | 1806.5736 | 1488.6019 | 2892.8236 | 1450.6923 | 2120.9698 | 2113.1804 | 2892.8236 | 2025/26 | Step | 0% | 0 | 0 | 0 | 1 | 2 | 3 | 4 | 5 | 100% | 100% | 100% | 100% | 100% | 100% | 100% | 100% |  | 1363.8598 | 1363.8598 | 1788.0311 | 1876.4733 | 1935.4348 | 1994.3962 | 2023.877 | Avg 3 Yr | 1793 | 1793 | 1363.8598 | 1363.8598 | 1788.0311 | 1876.4733 | 1935.4348 | 1994.3962 | 2023.877 | Avg 3 Yr | 5% |  | 2113.1804 | 3788932.4538 | 2882081.8009 | 2882081.8009 | 3778432.3313 | 3965326.6316 | 4089922.8318 | 4214519.032 | 4276817.1321
B | B003 | ˃ 11 kV & < = 22 kV | [5 empty] | 12740.5556 | 225284.1857 | 259124.0118 | 453889.7484 | 1352394.8304 | 3696517.4104 | 0 | 0 | 0 | 0 | 0 | 15812.9188 | 280588.744 | 310782.6612 | 512862.3879 | 1438219.0588 | 3798166.0179 | [5 empty] | 21 | 110 | 54 | 393 | 671 | 1135 | 249.8 | 372.6667 | 671 | [5 empty] | 606.6931 | 2048.0381 | 4798.5928 | 1154.9357 | 2015.4916 | 3256.8435 | 1844.222 | 1847.4138 | 2015.4916 | 2025/26 | Step | 0% | 0 | 0 | 0 | 1 | 2 | 3 | 4 | 5 | 100% | 100% | 100% | 100% | 100% | 100% | 100% | 100% |  | 275.2401 | 275.2401 | 360.842 | 378.6904 | 390.5894 | 402.4884 | 408.4379 | Avg 3 Yr | 372.6667 | 372.6667 | 275.2401 | 275.2401 | 360.842 | 378.6904 | 390.5894 | 402.4884 | 408.4379 | Avg 3 Yr | 5% |  | 1847.4138 | 688469.5302 | 508482.3243 | 508482.3243 | 666624.4009 | 699597.944 | 721580.306 | 743562.668 | 754553.849
B | B004 | ˃ 22 kV & < = 66 kV | [5 empty] | 0 | 105932.8358 | 237889.1461 | 31577.8811 | 750165.55 | 133655.4782 | 0 | 0 | 0 | 0 | 0 | 0 | 131938.073 | 285314.4383 | 35680.7078 | 797771.7506 | 137330.8006 | [5 empty] | 0 | 34 | 29 | 71 | 73 | 98 | 41.4 | 57.6667 | 73 | [6 empty] | 3115.6716 | 8203.074 | 444.7589 | 10276.2404 | 1363.8314 | 5437.5141 | 5893.8299 | 10276.2404 | 2025/26 | Step | 0% | 0 | 0 | 0 | 1 | 2 | 3 | 4 | 5 | 100% | 100% | 100% | 100% | 100% | 100% | 100% | 100% |  | 45.6163 | 45.6163 | 59.8033 | 62.7613 | 64.7334 | 66.7054 | 67.6915 | Avg 3 Yr | 57.6667 | 57.6667 | 45.6163 | 45.6163 | 59.8033 | 62.7613 | 64.7334 | 66.7054 | 67.6915 | Avg 3 Yr | 5% |  | 5893.8299 | 339877.5257 | 268854.4269 | 268854.4269 | 352470.3076 | 369904.7052 | 381527.6369 | 393150.5687 | 398962.0345
B | B005 | > 66 kV & < = 132 kV | [5 empty] | 0 | 0 | 0 | 0 | 0 | 0 | 0 | 0 | 0 | 0 | 0 | 0 | 0 | 0 | 0 | 0 | 0 | [5 empty] | 0 | 0 | 0 | 0 | 0 | 0 | 0 | 0 | 0 | [14 empty] | 2025/26 | Step | 0% | 0 | 0 | 0 | 1 | 2 | 3 | 4 | 5 | 100% | 100% | 100% | 100% | 100% | 100% | 100% | 100% |  | 0 | 0 | 0 | 0 | 0 | 0 | 0 | Avg 3 Yr | 0 | 0 | 0 | 0 | 0 | 0 | 0 | 0 | 0 | Avg 3 Yr | 5%
B | B006 | > 132 kV | [5 empty] | 0 | 0 | 0 | 0 | 0 | 0 | 0 | 0 | 0 | 0 | 0 | 0 | 0 | 0 | 0 | 0 | 0 | [5 empty] | 0 | 0 | 0 | 0 | 0 | 0 | 0 | 0 | 0 | [14 empty] | 2025/26 | Step | 0% | 0 | 0 | 0 | 1 | 2 | 3 | 4 | 5 | 100% | 100% | 100% | 100% | 100% | 100% | 100% | 100% |  | 0 | 0 | 0 | 0 | 0 | 0 | 0 | Avg 3 Yr | 0 | 0 | 0 | 0 | 0 | 0 | 0 | 0 | 0 | Avg 3 Yr | 5%
B | B007 | Pole Tops Other | [5 empty] | 0 | 0 | 0 | 0 | 0 | 0 | 0 | 0 | 0 | 0 | 0 | 0 | 0 | 0 | 0 | 0 | 0 | [5 empty] | 0 | 0 | 0 | 0 | 0 | 0 | 0 | 0 | 0 | [14 empty] | 2025/26 | Step | 0% | 0 | 0 | 0 | 1 | 2 | 3 | 4 | 5 | 100% | 100% | 100% | 100% | 100% | 100% | 100% | 100% |  | 0 | 0 | 0 | 0 | 0 | 0 | 0 | Avg 3 Yr | 0 | 0 | 0 | 0 | 0 | 0 | 0 | 0 | 0 | Avg 3 Yr | 5%
C | C001 | ˂ = 1 kV | [5 empty] | 1221983.0087 | 4125816.2586 | 6921623.4136 | 10774366.9544 | 4583838.4444 | 5735396.0033 | 0 | 0 | 0 | 0 | 0 | 1516662.1272 | 5138654.5323 | 8301509.8793 | 12174250.6506 | 4874733.0771 | 5893110.6717 | [5 empty] | 34.1293 | 64.7358 | 209.6948 | 241.215 | 60.7213 | 89.8842 | 122.0993 | 170.5437 | 60.7213 | [5 empty] | 35804.5068 | 63733.1142 | 33008.078 | 44667.0688 | 75489.7532 | 63808.7467 | 45254.3739 | 43546.6608 | 75489.7532 | 2025/26 | Step | 0% | 0 | 0 | 0 | 1 | 2 | 3 | 4 | 5 | 100% | 100% | 100% | 100% | 100% | 100% | 100% | 100% |  | 227.0919 | 227.0919 | 297.7193 | 311.6493 | 320.9397 | 330.2328 | 334.8803 | Avg 3 Yr | 170.5437 | 170.5437 | 227.0919 | 227.0919 | 297.7193 | 311.6493 | 320.9397 | 330.2328 | 334.8803 | Avg 3 Yr | 5% |  | 43546.6608 | 7426609.6041 | 9889095.4548 | 9889095.4548 | 12964683.3694 | 13571284.8733 | 13975851.5387 | 14380535.542 | 14582918.0009 | 750kM Reconductiong | 442.7239
C | C002 | > 1 kV & < = 11 kV | [5 empty] | 849089.5838 | 1102967.249 | 1441062.2324 | 5921629.1783 | 16367621.6394 | 8043242.0337 | 0 | 0 | 0 | 0 | 0 | 1053846.0888 | 1373732.4442 | 1728350.6548 | 6691010.078 | 17406326.0665 | 8264418.9584 | [5 empty] | 39.7419 | 51.4177 | 51.358 | 233.8268 | 220.8582 | 265.9607 | 119.4405 | 168.681 | 220.8582 | [5 empty] | 21365.0973 | 21451.1338 | 28059.1579 | 25324.8492 | 74109.1996 | 30242.2245 | 43004.4538 | 46893.8676 | 74109.1996 | 2025/26 | Step | 0% | 0 | 0 | 0 | 1 | 2 | 3 | 4 | 5 | 100% | 100% | 100% | 100% | 100% | 100% | 100% | 100% |  | 152.465 | 152.465 | 199.8828 | 207.9768 | 213.3827 | 218.7957 | 221.5046 | Avg 3 Yr | 168.681 | 168.681 | 152.465 | 152.465 | 199.8828 | 207.9768 | 213.3827 | 218.7957 | 221.5046 | Avg 3 Yr | 5% |  | 46893.8676 | 7910104.35 | 7149672.9573 | 7149672.9573 | 9373278.5278 | 9752836.3605 | 10006341.6124 | 10260177.1335 | 10387208.7019
C | C003 | ˃ 11 kV & < = 22 kV ; SWER | [5 empty] | 220299.1201 | 87715.0748 | 243574.0389 | 440010.14 | 924189.9407 | 2732720.5301 | 0 | 0 | 0 | 0 | 0 | 273423.8772 | 109248.0708 | 292132.6645 | 497179.4404 | 982839.8902 | 2807866.1891 | [5 empty] | 10.9296 | 11.5863 | 17.3133 | 32.667 | 28.3717 | 78.4503 | 20.1736 | 26.1173 | 28.3717 | [5 empty] | 20156.1921 | 7570.5637 | 14068.5814 | 13469.5611 | 32574.398 | 34833.7664 | 18993.0365 | 20519.8866 | 32574.398 | 2025/26 | Step | 0% | 0 | 0 | 0 | 1 | 2 | 3 | 4 | 5 | 100% | 100% | 100% | 100% | 100% | 100% | 100% | 100% |  | 38.0938 | 38.0938 | 49.9413 | 55.4752 | 59.1477 | 62.8085 | 64.6347 | Avg 3 Yr | 26.1173 | 26.1173 | 38.0938 | 38.0938 | 49.9413 | 55.4752 | 59.1477 | 62.8085 | 64.6347 | Avg 3 Yr | 5% |  | 20519.8866 | 535924.7065 | 781680.9053 | 781680.9053 | 1024789.9294 | 1138344.4205 | 1213704.6972 | 1288822.4178 | 1326297.6899
C | C004 | ˃ 11 kV & < = 22 kV ; Single-Phase | [5 empty] | 0 | 0 | 0 | 0 | 0 | 0 | 0 | 0 | 0 | 0 | 0 | 0 | 0 | 0 | 0 | 0 | 0 | [5 empty] | 0 | 0 | 0 | 0 | 0 | 0 | 0 | 0 | 0 | [14 empty] | 2025/26 | Step | 0% | 0 | 0 | 0 | 1 | 2 | 3 | 4 | 5 | 100% | 100% | 100% | 100% | 100% | 100% | 100% | 100% |  | 0 | 0 | 0 | 0 | 0 | 0 | 0 | Avg 3 Yr | 0 | 0 | 0 | 0 | 0 | 0 | 0 | 0 | 0 | Avg 3 Yr | 5%
C | C005 | ˃ 11 kV & < = 22 kV ; Multiple-Phase | [5 empty] | 566230.4485 | 227742.6889 | 221651.8926 | 828609.8172 | 1683960.0726 | 1216582.8132 | 0 | 0 | 0 | 0 | 0 | 702775.9555 | 283650.7802 | 265840.1456 | 936268.7988 | 1790825.7383 | 1250036.9905 | [5 empty] | 25.115 | 21.1717 | 10.3333 | 37.4333 | 54.4493 | 44.1813 | 29.7005 | 34.072 | 54.4493 | [5 empty] | 22545.5262 | 10756.9561 | 21450.1832 | 22135.6146 | 30927.1026 | 27536.1279 | 23758.4653 | 26749.4507 | 30927.1026 | 2025/26 | Step | 0% | 0 | 0 | 0 | 1 | 2 | 3 | 4 | 5 | 100% | 100% | 100% | 100% | 100% | 100% | 100% | 100% |  | 38.0369 | 38.0369 | 49.8667 | 51.8384 | 53.1557 | 54.4751 | 55.1355 | Avg 3 Yr | 34.072 | 34.072 | 38.0369 | 38.0369 | 49.8667 | 51.8384 | 53.1557 | 54.4751 | 55.1355 | Avg 3 Yr | 5% |  | 26749.4507 | 911407.2608 | 1017466.1068 | 1017466.1068 | 1333906.2176 | 1386648.3405 | 1421886.8705 | 1457179.9587 | 1474845.2999
C | C006 | > 22 kV & < = 66 kV | [5 empty] | 19682.8412 | 0 | 763273.9625 | 54766.1212 | 6223829.404 | 2389677.7484 | 0 | 0 | 0 | 0 | 0 | 24429.3247 | 0 | 915439.3358 | 61881.7319 | 6618799.3818 | 2455390.2525 | [5 empty] | 0 | 0 | 10.67 | 5.6807 | 0.23767 | 120.3833 | 3.3177 | 5.5294 | 0.23767 | [7 empty] | 71534.5794 | 9640.7913 | 26187220.457 | 19850.5698 | 425693.9031 | 424507.3558 | 26187220.457 | 2025/26 | Step | 0% | 0 | 0 | 0 | 1 | 2 | 3 | 4 | 5 | 100% | 100% | 100% | 100% | 100% | 100% | 100% | 100% |  | 6.9399 | 6.9399 | 9.0983 | 9.5688 | 9.8826 | 10.1963 | 10.3532 | Avg 3 Yr | 5.5294 | 5.5294 | 6.9399 | 6.9399 | 9.0983 | 9.5688 | 9.8826 | 10.1963 | 10.3532 | Avg 3 Yr | 5% |  | 424507.3558 | 2347289.8293 | 2946046.0848 | 2946046.0848 | 3862290.02 | 4062029.3299 | 4195215.3648 | 4328419.8638 | 4395028.4098
C | C007 | > 66 kV & < = 132 kV | [5 empty] | 0 | 0 | 0 | 0 | 0 | 4327569.7708 | 0 | 0 | 0 | 0 | 0 | 0 | 0 | 0 | 0 | 0 | 4446571.3586 | [5 empty] | 0 | 0 | 0 | 0 | 0 | 0.1 | 0 | 0 | 0 | [10 empty] | 43275697.2751 |  |  |  | 2025/26 | Step | 0% | 0 | 0 | 0 | 1 | 2 | 3 | 4 | 5 | 100% | 100% | 100% | 100% | 100% | 100% | 100% | 100% | [8 empty] | Avg 3 Yr | 0 | 0 | 0 | 0 | 0 | 0 | 0 | 0 | 0 | Avg 3 Yr | 5%
C | C008 | > 132 kV | [5 empty] | 0 | 0 | 0 | 0 | 0 | 0 | 0 | 0 | 0 | 0 | 0 | 0 | 0 | 0 | 0 | 0 | 0 | [5 empty] | 0 | 0 | 0 | 0 | 0 | 0 | 0 | 0 | 0 | [14 empty] | 2025/26 | Step | 0% | 0 | 0 | 0 | 1 | 2 | 3 | 4 | 5 | 100% | 100% | 100% | 100% | 100% | 100% | 100% | 100% | [8 empty] | Avg 3 Yr | 0 | 0 | 0 | 0 | 0 | 0 | 0 | 0 | 0 | Avg 3 Yr | 5%
C | C009 | OH Conductor Other | [5 empty] | 0 | 0 | 0 | 0 | 0 | 0 | 0 | 0 | 0 | 0 | 0 | 0 | 0 | 0 | 0 | 0 | 0 | [5 empty] | 0 | 0 | 0 | 0 | 0 | 0 | 0 | 0 | 0 | [14 empty] | 2025/26 | Step | 0% | 0 | 0 | 0 | 1 | 2 | 3 | 4 | 5 | 100% | 100% | 100% | 100% | 100% | 100% | 100% | 100% | [8 empty] | Avg 3 Yr | 0 | 0 | 0 | 0 | 0 | 0 | 0 | 0 | 0 | Avg 3 Yr | 5%
D | D001 | ˂ = 1 kV | [5 empty] | 44307.1919 | 29120.7569 | 79779.5481 | 337730.1274 | 209535.4891 | 263591.446 | 0 | 0 | 0 | 0 | 0 | 54991.7956 | 36269.5525 | 95684.3022 | 381610.4687 | 222832.8052 | 270839.8099 | [5 empty] | 0.23397 | 0.48533 | 0.27933 | 2.04 | 0.80233 | 0.55833 | 0.76819 | 1.0406 | 0.80233 | [5 empty] | 189371.2522 | 60001.5596 | 285606.9741 | 165553.9856 | 261157.6448 | 472104.0666 | 182368.8061 | 200868.7125 | 261157.6448 | 2025/26 | Step | 0% | 0 | 0 | 0 | 1 | 2 | 3 | 4 | 5 | 100% | 100% | 100% | 100% | 100% | 100% | 100% | 100% | 0 | 0 | 0 | 0 | 0 | 0 | 0 | 0 | Avg 3 Yr | 1.0406 | 0 | 0 | 0 | 0 | 0 | 0 | 0 | 0 | Avg 3 Yr | 5% |  | 200868.7125 | 0 | 0 | 0 | 0 | 0 | 0 | 0 | 0
D | D002 | > 1 kV & < = 11 kV | [5 empty] | 160071.5981 | 0 | 127446.3203 | 228109.1086 | 13720.8887 | 0 | 0 | 0 | 0 | 0 | 0 | 198672.591 | 0 | 152853.8645 | 257746.6942 | 14591.629 | 0 | [5 empty] | 0.099 | 0 | 0.63333 | 0.15333 | 0.019 | 0 | 0.18093 | 0.26856 | 0.019 | [5 empty] | 1616884.8459 |  | 201231.0321 | 1487668.1903 | 722152.0758 |  | 585130.349 | 458348.7659 | 722152.0758 | 2025/26 | Step | 0% | 0 | 0 | 0 | 1 | 2 | 3 | 4 | 5 | 100% | 100% | 100% | 100% | 100% | 100% | 100% | 100% | 0 | 0 | 0 | 0 | 0 | 0 | 0 | 0 | Avg 3 Yr | 0.26856 | 0 | 0 | 0 | 0 | 0 | 0 | 0 | 0 | Avg 3 Yr | 5% |  | 458348.7659 | 0 | 0 | 0 | 0 | 0 | 0 | 0 | 0
D | D003 | > 11 kV & < = 22 kV | [5 empty] | 0 | 0 | 354320.5493 | 0 | 233813.5934 | 0 | 0 | 0 | 0 | 0 | 0 | 0 | 0 | 424957.4651 | 0 | 248651.6205 | 0 | [5 empty] | 0 | 0 | 0.59367 | 0 | 0.59 | 0 | 0.23673 | 0.39456 | 0.59 | [7 empty] | 596834.165 |  | 396294.2287 |  | 496874.8054 | 496874.8054 | 396294.2287 | 2025/26 | Step | 0% | 0 | 0 | 0 | 1 | 2 | 3 | 4 | 5 | 100% | 100% | 100% | 100% | 100% | 100% | 100% | 100% | 0 | 0 | 0 | 0 | 0 | 0 | 0 | 0 | Avg 3 Yr | 0.39456 | 0 | 0 | 0 | 0 | 0 | 0 | 0 | 0 | Avg 3 Yr | 5% |  | 496874.8054 | 0 | 0 | 0 | 0 | 0 | 0 | 0 | 0
D | D004 | > 22 kV & < = 33 kV | [5 empty] | 0 | 0 | 0 | 0 | 0 | 0 | 0 | 0 | 0 | 0 | 0 | 0 | 0 | 0 | 0 | 0 | 0 | [5 empty] | 0 | 0 | 0 | 0 | 0 | 0 | 0 | 0 | 0 | [14 empty] | 2025/26 | Step | 0% | 0 | 0 | 0 | 1 | 2 | 3 | 4 | 5 | 100% | 100% | 100% | 100% | 100% | 100% | 100% | 100% | 0 | 0 | 0 | 0 | 0 | 0 | 0 | 0 | Avg 3 Yr | 0 | 0 | 0 | 0 | 0 | 0 | 0 | 0 | 0 | Avg 3 Yr | 5%
D | D005 | > 33 kV & < = 66 kV | [5 empty] | 0 | 0 | 0 | 0 | 0 | 0 | 0 | 0 | 0 | 0 | 0 | 0 | 0 | 0 | 0 | 0 | 0 | [5 empty] | 0 | 0 | 0 | 0 | 0 | 0 | 0 | 0 | 0 | [14 empty] | 2025/26 | Step | 0% | 0 | 0 | 0 | 1 | 2 | 3 | 4 | 5 | 100% | 100% | 100% | 100% | 100% | 100% | 100% | 100% | 0 | 0 | 0 | 0 | 0 | 0 | 0 | 0 | Avg 3 Yr | 0 | 0 | 0 | 0 | 0 | 0 | 0 | 0 | 0 | Avg 3 Yr | 5%
D | D006 | > 66 kV & < = 132 kV | [5 empty] | 0 | 0 | 0 | 0 | 0 | 0 | 0 | 0 | 0 | 0 | 0 | 0 | 0 | 0 | 0 | 0 | 0 | [5 empty] | 0 | 0 | 0 | 0 | 0 | 0 | 0 | 0 | 0 | [14 empty] | 2025/26 | Step | 0% | 0 | 0 | 0 | 1 | 2 | 3 | 4 | 5 | 100% | 100% | 100% | 100% | 100% | 100% | 100% | 100% | 0 | 0 | 0 | 0 | 0 | 0 | 0 | 0 | Avg 3 Yr | 0 | 0 | 0 | 0 | 0 | 0 | 0 | 0 | 0 | Avg 3 Yr | 5%
D | D007 | > 132 kV | [5 empty] | 0 | 0 | 0 | 0 | 0 | 0 | 0 | 0 | 0 | 0 | 0 | 0 | 0 | 0 | 0 | 0 | 0 | [5 empty] | 0 | 0 | 0 | 0 | 0 | 0 | 0 | 0 | 0 | [14 empty] | 2025/26 | Step | 0% | 0 | 0 | 0 | 1 | 2 | 3 | 4 | 5 | 100% | 100% | 100% | 100% | 100% | 100% | 100% | 100% | 0 | 0 | 0 | 0 | 0 | 0 | 0 | 0 | Avg 3 Yr | 0 | 0 | 0 | 0 | 0 | 0 | 0 | 0 | 0 | Avg 3 Yr | 5%
D | D008 | UG Cables Other | [5 empty] | 0 | 0 | 0 | 0 | 0 | 0 | 0 | 0 | 0 | 0 | 0 | 0 | 0 | 0 | 0 | 0 | 0 | [5 empty] | 0 | 0 | 0 | 0 | 0 | 0 | 0 | 0 | 0 | [14 empty] | 2025/26 | Step | 0% | 0 | 0 | 0 | 1 | 2 | 3 | 4 | 5 | 100% | 100% | 100% | 100% | 100% | 100% | 100% | 100% | 0 | 0 | 0 | 0 | 0 | 0 | 0 | 0 | Avg 3 Yr | 0 | 0 | 0 | 0 | 0 | 0 | 0 | 0 | 0 | Avg 3 Yr | 5%
E | E001 | ˂ = 11 kV ; Residential ; Simple Type | [5 empty] | 269993.167 | 787139.785 | 0 | 4538493.241 | 1406741.8165 | 1042912.7927 | 0 | 0 | 0 | 0 | 0 | 335101.5588 | 980373.1359 | 0 | 5128167.1142 | 1496014.955 | 1071591.3086 | [5 empty] | 243.09 | 787.9276 | 0 | 2971.8527 | 1712.5891 | 1283.01 | 1143.0919 | 1561.4806 | 1712.5891 | [5 empty] | 1110.6717 | 999.0002 |  | 1527.1596 | 821.4124 | 812.8641 | 1225.1628 | 1269.1448 | 821.4124 | 2025/26 | Step | 0% | 0 | 0 | 0 | 1 | 2 | 3 | 4 | 5 | 100% | 100% | 100% | 100% | 100% | 100% | 100% | 100% |  | 1739.0041 | 1739.0041 | 2279.8484 | 2392.6175 | 2467.797 | 2542.9764 | 2580.5661 | Avg 3 Yr | 1561.4806 | 1561.4806 | 1739.0041 | 1739.0041 | 2279.8484 | 2392.6175 | 2467.797 | 2542.9764 | 2580.5661 | Avg 3 Yr | 5% |  | 1269.1448 | 1981745.0192 | 2207048.1549 | 2207048.1549 | 2893457.8133 | 3036578.2204 | 3131991.8251 | 3227405.4299 | 3275112.2322 | 3,580 consequential services replacement
E | E002 | ˂ = 11 kV ; Commercial & Industrial ; Simple Type | [5 empty] | 0 | 0 | 904387.1553 | 0 | 1098526.0991 | 924185.7014 | 0 | 0 | 0 | 0 | 0 | 0 | 0 | 1084684.6839 | 0 | 1168239.5827 | 949599.4028 | [5 empty] | 0 | 0 | 130.8182 | 0 | 124.2197 | 132.8485 | 51.0076 | 85.0126 | 124.2197 | [7 empty] | 6913.3135 |  | 8843.4129 | 6956.6895 | 7853.3949 | 7853.3949 | 8843.4129 | 2025/26 | Step | 0% | 0 | 0 | 0 | 1 | 2 | 3 | 4 | 5 | 100% | 100% | 100% | 100% | 100% | 100% | 100% | 100% |  | 77.5987 | 77.5987 | 101.7325 | 106.7645 | 110.1192 | 113.4739 | 115.1512 | Avg 3 Yr | 85.0126 | 85.0126 | 77.5987 | 77.5987 | 101.7325 | 106.7645 | 110.1192 | 113.4739 | 115.1512 | Avg 3 Yr | 5% |  | 7853.3949 | 667637.7515 | 609412.8728 | 609412.8728 | 798945.1587 | 838463.7429 | 864809.4657 | 891155.1886 | 904328.05
E | E003 | ˂ = 11 kV ; Residential ; Complex Type | [5 empty] | 0 | 0 | 0 | 0 | 0 | 0 | 0 | 0 | 0 | 0 | 0 | 0 | 0 | 0 | 0 | 0 | 0 | [5 empty] | 0 | 0 | 0 | 0 | 0 | 0 | 0 | 0 | 0 | [14 empty] | 2025/26 | Step | 0% | 0 | 0 | 0 | 1 | 2 | 3 | 4 | 5 | 100% | 100% | 100% | 100% | 100% | 100% | 100% | 100% | [8 empty] | Avg 3 Yr | 0 | 0 | 0 | 0 | 0 | 0 | 0 | 0 | 0 | Avg 3 Yr | 5%
E | E004 | ˂ = 11 kV ; Commercial & Industrial ; Complex Type | [5 empty] | 0 | 0 | 0 | 0 | 0 | 0 | 0 | 0 | 0 | 0 | 0 | 0 | 0 | 0 | 0 | 0 | 0 | [5 empty] | 0 | 0 | 0 | 0 | 0 | 0 | 0 | 0 | 0 | [14 empty] | 2025/26 | Step | 0% | 0 | 0 | 0 | 1 | 2 | 3 | 4 | 5 | 100% | 100% | 100% | 100% | 100% | 100% | 100% | 100% | [8 empty] | Avg 3 Yr | 0 | 0 | 0 | 0 | 0 | 0 | 0 | 0 | 0 | Avg 3 Yr | 5%
E | E005 | ˂ = 11 kV ; Subdivision ; Complex Type | [5 empty] | 0 | 0 | 0 | 0 | 0 | 0 | 0 | 0 | 0 | 0 | 0 | 0 | 0 | 0 | 0 | 0 | 0 | [5 empty] | 0 | 0 | 0 | 0 | 0 | 0 | 0 | 0 | 0 | [14 empty] | 2025/26 | Step | 0% | 0 | 0 | 0 | 1 | 2 | 3 | 4 | 5 | 100% | 100% | 100% | 100% | 100% | 100% | 100% | 100% | [8 empty] | Avg 3 Yr | 0 | 0 | 0 | 0 | 0 | 0 | 0 | 0 | 0 | Avg 3 Yr | 5%
E | E006 | > 11 kV & < = 22 kV ; Commercial & Industrial | [5 empty] | 0 | 0 | 0 | 0 | 0 | 0 | 0 | 0 | 0 | 0 | 0 | 0 | 0 | 0 | 0 | 0 | 0 | [5 empty] | 0 | 0 | 0 | 0 | 0 | 0 | 0 | 0 | 0 | [14 empty] | 2025/26 | Step | 0% | 0 | 0 | 0 | 1 | 2 | 3 | 4 | 5 | 100% | 100% | 100% | 100% | 100% | 100% | 100% | 100% | [8 empty] | Avg 3 Yr | 0 | 0 | 0 | 0 | 0 | 0 | 0 | 0 | 0 | Avg 3 Yr | 5%
E | E007 | > 11 kV & < = 22 kV ; Subdivision | [5 empty] | 0 | 0 | 0 | 0 | 0 | 0 | 0 | 0 | 0 | 0 | 0 | 0 | 0 | 0 | 0 | 0 | 0 | [5 empty] | 0 | 0 | 0 | 0 | 0 | 0 | 0 | 0 | 0 | [14 empty] | 2025/26 | Step | 0% | 0 | 0 | 0 | 1 | 2 | 3 | 4 | 5 | 100% | 100% | 100% | 100% | 100% | 100% | 100% | 100% | [8 empty] | Avg 3 Yr | 0 | 0 | 0 | 0 | 0 | 0 | 0 | 0 | 0 | Avg 3 Yr | 5%
E | E008 | > 22 kV & < = 33 kV ; Commercial & Industrial | [5 empty] | 0 | 0 | 0 | 0 | 0 | 0 | 0 | 0 | 0 | 0 | 0 | 0 | 0 | 0 | 0 | 0 | 0 | [5 empty] | 0 | 0 | 0 | 0 | 0 | 0 | 0 | 0 | 0 | [14 empty] | 2025/26 | Step | 0% | 0 | 0 | 0 | 1 | 2 | 3 | 4 | 5 | 100% | 100% | 100% | 100% | 100% | 100% | 100% | 100% | [8 empty] | Avg 3 Yr | 0 | 0 | 0 | 0 | 0 | 0 | 0 | 0 | 0 | Avg 3 Yr | 5%
E | E009 | > 22 kV & < = 33 kV ; Subdivision | [5 empty] | 0 | 0 | 0 | 0 | 0 | 0 | 0 | 0 | 0 | 0 | 0 | 0 | 0 | 0 | 0 | 0 | 0 | [5 empty] | 0 | 0 | 0 | 0 | 0 | 0 | 0 | 0 | 0 | [14 empty] | 2025/26 | Step | 0% | 0 | 0 | 0 | 1 | 2 | 3 | 4 | 5 | 100% | 100% | 100% | 100% | 100% | 100% | 100% | 100% | [8 empty] | Avg 3 Yr | 0 | 0 | 0 | 0 | 0 | 0 | 0 | 0 | 0 | Avg 3 Yr | 5%
E | E010 | > 33 kV & < = 66 kV ; Commercial & Industrial | [5 empty] | 0 | 0 | 0 | 0 | 0 | 0 | 0 | 0 | 0 | 0 | 0 | 0 | 0 | 0 | 0 | 0 | 0 | [5 empty] | 0 | 0 | 0 | 0 | 0 | 0 | 0 | 0 | 0 | [14 empty] | 2025/26 | Step | 0% | 0 | 0 | 0 | 1 | 2 | 3 | 4 | 5 | 100% | 100% | 100% | 100% | 100% | 100% | 100% | 100% | [8 empty] | Avg 3 Yr | 0 | 0 | 0 | 0 | 0 | 0 | 0 | 0 | 0 | Avg 3 Yr | 5%
E | E011 | > 33 kV & < = 66 kV ; Subdivision | [5 empty] | 0 | 0 | 0 | 0 | 0 | 0 | 0 | 0 | 0 | 0 | 0 | 0 | 0 | 0 | 0 | 0 | 0 | [5 empty] | 0 | 0 | 0 | 0 | 0 | 0 | 0 | 0 | 0 | [14 empty] | 2025/26 | Step | 0% | 0 | 0 | 0 | 1 | 2 | 3 | 4 | 5 | 100% | 100% | 100% | 100% | 100% | 100% | 100% | 100% | [8 empty] | Avg 3 Yr | 0 | 0 | 0 | 0 | 0 | 0 | 0 | 0 | 0 | Avg 3 Yr | 5%
E | E012 | > 66 kV & < = 132 kV ; Commercial & Industrial | [5 empty] | 0 | 0 | 0 | 0 | 0 | 0 | 0 | 0 | 0 | 0 | 0 | 0 | 0 | 0 | 0 | 0 | 0 | [5 empty] | 0 | 0 | 0 | 0 | 0 | 0 | 0 | 0 | 0 | [14 empty] | 2025/26 | Step | 0% | 0 | 0 | 0 | 1 | 2 | 3 | 4 | 5 | 100% | 100% | 100% | 100% | 100% | 100% | 100% | 100% | [8 empty] | Avg 3 Yr | 0 | 0 | 0 | 0 | 0 | 0 | 0 | 0 | 0 | Avg 3 Yr | 5%
E | E013 | > 66 kV & < = 132 kV ; Subdivision | [5 empty] | 0 | 0 | 0 | 0 | 0 | 0 | 0 | 0 | 0 | 0 | 0 | 0 | 0 | 0 | 0 | 0 | 0 | [5 empty] | 0 | 0 | 0 | 0 | 0 | 0 | 0 | 0 | 0 | [14 empty] | 2025/26 | Step | 0% | 0 | 0 | 0 | 1 | 2 | 3 | 4 | 5 | 100% | 100% | 100% | 100% | 100% | 100% | 100% | 100% | [8 empty] | Avg 3 Yr | 0 | 0 | 0 | 0 | 0 | 0 | 0 | 0 | 0 | Avg 3 Yr | 5%
E | E014 | > 132 kV ; Commercial & Industrial | [5 empty] | 0 | 0 | 0 | 0 | 0 | 0 | 0 | 0 | 0 | 0 | 0 | 0 | 0 | 0 | 0 | 0 | 0 | [5 empty] | 0 | 0 | 0 | 0 | 0 | 0 | 0 | 0 | 0 | [14 empty] | 2025/26 | Step | 0% | 0 | 0 | 0 | 1 | 2 | 3 | 4 | 5 | 100% | 100% | 100% | 100% | 100% | 100% | 100% | 100% | [8 empty] | Avg 3 Yr | 0 | 0 | 0 | 0 | 0 | 0 | 0 | 0 | 0 | Avg 3 Yr | 5%
E | E015 | > 132 kV ; Subdivision | [5 empty] | 0 | 0 | 0 | 0 | 0 | 0 | 0 | 0 | 0 | 0 | 0 | 0 | 0 | 0 | 0 | 0 | 0 | [5 empty] | 0 | 0 | 0 | 0 | 0 | 0 | 0 | 0 | 0 | [14 empty] | 2025/26 | Step | 0% | 0 | 0 | 0 | 1 | 2 | 3 | 4 | 5 | 100% | 100% | 100% | 100% | 100% | 100% | 100% | 100% | [8 empty] | Avg 3 Yr | 0 | 0 | 0 | 0 | 0 | 0 | 0 | 0 | 0 | Avg 3 Yr | 5%
E | E016 | Service Lines Other | [5 empty] | 0 | 0 | 0 | 0 | 0 | 0 | 0 | 0 | 0 | 0 | 0 | 0 | 0 | 0 | 0 | 0 | 0 | [5 empty] | 0 | 0 | 0 | 0 | 0 | 0 | 0 | 0 | 0 | [14 empty] | 2025/26 | Step | 0% | 0 | 0 | 0 | 1 | 2 | 3 | 4 | 5 | 100% | 100% | 100% | 100% | 100% | 100% | 100% | 100% | [8 empty] | Avg 3 Yr | 0 | 0 | 0 | 0 | 0 | 0 | 0 | 0 | 0 | Avg 3 Yr | 5%
F | F001 | Pole Mounted ; < = 22kV ; < = 60 kVA ; Single Phase | [5 empty] | 447424.3743 | 1176155.6955 | 1518635.4202 | 1260740.0366 | 1762215.6588 | 1585342.8154 | 0 | 0 | 0 | 0 | 0 | 555319.999 | 1464887.7741 | 1821388.7395 | 1424544.5024 | 1874047.4965 | 1628937.332 | [5 empty] | 20 | 69 | 112 | 84 | 59 | 86 | 68.8 | 85 | 59 | [5 empty] | 22371.2187 | 17045.7347 | 13559.2448 | 15008.81 | 29868.062 | 18434.2188 | 17922.0093 | 17810.1612 | 29868.062 | 2025/26 | Step | 0% | 0 | 0 | 0 | 1 | 2 | 3 | 4 | 5 | 100% | 100% | 100% | 100% | 100% | 100% | 100% | 100% |  | 40.3146 | 40.3146 | 52.8528 | 55.4671 | 57.2099 | 58.9528 | 59.8242 | Avg 3 Yr | 85 | 85 | 40.3146 | 40.3146 | 52.8528 | 55.4671 | 57.2099 | 58.9528 | 59.8242 | Avg 3 Yr | 5% |  | 17810.1612 | 1513863.7052 | 718010.1131 | 718010.1131 | 941317.0107 | 987877.798 | 1018918.3228 | 1049958.8477 | 1065479.1101
F | F002 | Pole Mounted ; < = 22kV ; > 60 kVA and < = 600 kVA ; Single Phase | [5 empty] | 0 | 0 | 25164.4346 | 0 | 31391.6584 | 0 | 0 | 0 | 0 | 0 | 0 | 0 | 0 | 30181.1859 | 0 | 33383.8021 | 0 | [5 empty] | 0 | 0 | 1 | 0 | 1 | 0 | 0.4 | 0.66667 | 1 | [7 empty] | 25164.4346 |  | 31391.6584 |  | 28278.0465 | 28278.0465 | 31391.6584 | 2025/26 | Step | 0% | 0 | 0 | 0 | 1 | 2 | 3 | 4 | 5 | 100% | 100% | 100% | 100% | 100% | 100% | 100% | 100% |  | 0.23439 | 0.23439 | 0.30728 | 0.32248 | 0.33262 | 0.34275 | 0.34782 | Avg 3 Yr | 0.66667 | 0.66667 | 0.23439 | 0.23439 | 0.30728 | 0.32248 | 0.33262 | 0.34275 | 0.34782 | Avg 3 Yr | 5% |  | 28278.0465 | 18852.031 | 6628.0178 | 6628.0178 | 8689.3845 | 9119.1914 | 9405.7294 | 9692.2673 | 9835.5363
F | F003 | Pole Mounted ; < = 22kV ; > 600 kVA ; Single Phase | [5 empty] | 0 | 0 | 0 | 0 | 0 | 0 | 0 | 0 | 0 | 0 | 0 | 0 | 0 | 0 | 0 | 0 | 0 | [5 empty] | 0 | 0 | 0 | 0 | 0 | 0 | 0 | 0 | 0 | [14 empty] | 2025/26 | Step | 0% | 0 | 0 | 0 | 1 | 2 | 3 | 4 | 5 | 100% | 100% | 100% | 100% | 100% | 100% | 100% | 100% |  | 0 | 0 | 0 | 0 | 0 | 0 | 0 | Avg 3 Yr | 0 | 0 | 0 | 0 | 0 | 0 | 0 | 0 | 0 | Avg 3 Yr | 5%
F | F004 | Pole Mounted ; < = 22kV ; < = 60 kVA ; Multiple Phase | [5 empty] | 231797.0356 | 971422.0019 | 862547.116 | 1061762.7291 | 1789912.9518 | 1019586.5145 | 0 | 0 | 0 | 0 | 0 | 287694.4954 | 1209894.4208 | 1034503.465 | 1199714.6236 | 1903502.4854 | 1047623.5931 | [5 empty] | 7 | 36 | 48 | 50 | 64 | 36 | 41 | 54 | 64 | [5 empty] | 33113.8622 | 26983.9445 | 17969.7316 | 21235.2546 | 27967.3899 | 28321.8476 | 23987.5211 | 22927.3012 | 27967.3899 | 2025/26 | Step | 0% | 0 | 0 | 0 | 1 | 2 | 3 | 4 | 5 | 100% | 100% | 100% | 100% | 100% | 100% | 100% | 100% |  | 24.0247 | 24.0247 | 31.4966 | 33.0545 | 34.0931 | 35.1318 | 35.6511 | Avg 3 Yr | 54 | 54 | 24.0247 | 24.0247 | 31.4966 | 33.0545 | 34.0931 | 35.1318 | 35.6511 | Avg 3 Yr | 5% |  | 22927.3012 | 1238074.2656 | 550821.7304 | 550821.7304 | 722131.7016 | 757850.8272 | 781663.5776 | 805476.328 | 817382.7032
F | F005 | Pole Mounted ; < = 22kV ; > 60 kVA and < = 600 kVA ; Multiple Phase | [5 empty] | 377705.4153 | 1206836.2603 | 1441421.0247 | 3683191.8164 | 4337721.2723 | 4145351.337 | 0 | 0 | 0 | 0 | 0 | 468788.432 | 1503100.0486 | 1728780.9754 | 4161738.7413 | 4612997.0814 | 4259342.195 | [5 empty] | 11 | 20 | 39 | 108 | 94 | 78 | 54.4 | 80.3333 | 94 | [5 empty] | 34336.8559 | 60341.813 | 36959.5135 | 34103.6279 | 46145.971 | 53145.53 | 40613.5139 | 39262.7972 | 46145.971 | 2025/26 | Step | 0% | 0 | 0 | 0 | 1 | 2 | 3 | 4 | 5 | 100% | 100% | 100% | 100% | 100% | 100% | 100% | 100% |  | 31.8767 | 31.8767 | 41.7906 | 43.8577 | 45.2358 | 46.6138 | 47.3029 | Avg 3 Yr | 80.3333 | 80.3333 | 31.8767 | 31.8767 | 41.7906 | 43.8577 | 45.2358 | 46.6138 | 47.3029 | Avg 3 Yr | 5% |  | 39262.7972 | 3154111.3711 | 1251567.8766 | 1251567.8766 | 1640815.5133 | 1721975.9101 | 1776082.8413 | 1830189.7725 | 1857243.2381
F | F006 | Pole Mounted ; < = 22kV ; > 600 kVA ; Multiple Phase | [5 empty] | 0 | 0 | 0 | 0 | 0 | 0 | 0 | 0 | 0 | 0 | 0 | 0 | 0 | 0 | 0 | 0 | 0 | [5 empty] | 0 | 0 | 0 | 0 | 0 | 0 | 0 | 0 | 0 | [14 empty] | 2025/26 | Step | 0% | 0 | 0 | 0 | 1 | 2 | 3 | 4 | 5 | 100% | 100% | 100% | 100% | 100% | 100% | 100% | 100% |  | 0 | 0 | 0 | 0 | 0 | 0 | 0 | Avg 3 Yr | 0 | 0 | 0 | 0 | 0 | 0 | 0 | 0 | 0 | Avg 3 Yr | 5%
F | F007 | Kiosk Mounted ; < = 22kV ; < = 60 kVA ; Single Phase | [5 empty] | 0 | 0 | 0 | 0 | 0 | 0 | 0 | 0 | 0 | 0 | 0 | 0 | 0 | 0 | 0 | 0 | 0 | [5 empty] | 0 | 0 | 0 | 0 | 0 | 0 | 0 | 0 | 0 | [14 empty] | 2025/26 | Step | 0% | 0 | 0 | 0 | 1 | 2 | 3 | 4 | 5 | 100% | 100% | 100% | 100% | 100% | 100% | 100% | 100% | [8 empty] | Avg 3 Yr | 0 | 0 | 0 | 0 | 0 | 0 | 0 | 0 | 0 | Avg 3 Yr | 5%
F | F008 | Kiosk Mounted ; < = 22kV ; > 60 kVA and < = 600 kVA ; Single Phase | [5 empty] | 0 | 0 | 0 | 0 | 0 | 0 | 0 | 0 | 0 | 0 | 0 | 0 | 0 | 0 | 0 | 0 | 0 | [5 empty] | 0 | 0 | 0 | 0 | 0 | 0 | 0 | 0 | 0 | [14 empty] | 2025/26 | Step | 0% | 0 | 0 | 0 | 1 | 2 | 3 | 4 | 5 | 100% | 100% | 100% | 100% | 100% | 100% | 100% | 100% | [8 empty] | Avg 3 Yr | 0 | 0 | 0 | 0 | 0 | 0 | 0 | 0 | 0 | Avg 3 Yr | 5%
F | F009 | Kiosk Mounted ; < = 22kV ; > 600 kVA ; Single Phase | [5 empty] | 0 | 0 | 0 | 0 | 0 | 0 | 0 | 0 | 0 | 0 | 0 | 0 | 0 | 0 | 0 | 0 | 0 | [5 empty] | 0 | 0 | 0 | 0 | 0 | 0 | 0 | 0 | 0 | [14 empty] | 2025/26 | Step | 0% | 0 | 0 | 0 | 1 | 2 | 3 | 4 | 5 | 100% | 100% | 100% | 100% | 100% | 100% | 100% | 100% | [8 empty] | Avg 3 Yr | 0 | 0 | 0 | 0 | 0 | 0 | 0 | 0 | 0 | Avg 3 Yr | 5%
F | F010 | Kiosk Mounted ; < = 22kV ; < = 60 kVA ; Multiple Phase | [5 empty] | 0 | 0 | 0 | 0 | 0 | 0 | 0 | 0 | 0 | 0 | 0 | 0 | 0 | 0 | 0 | 0 | 0 | [5 empty] | 0 | 0 | 0 | 0 | 0 | 0 | 0 | 0 | 0 | [14 empty] | 2025/26 | Step | 0% | 0 | 0 | 0 | 1 | 2 | 3 | 4 | 5 | 100% | 100% | 100% | 100% | 100% | 100% | 100% | 100% | [8 empty] | Avg 3 Yr | 0 | 0 | 0 | 0 | 0 | 0 | 0 | 0 | 0 | Avg 3 Yr | 5%
F | F011 | Kiosk Mounted ; < = 22kV ; > 60 kVA and < = 600 kVA ; Multiple Phase | [5 empty] | 0 | 0 | 81116.6972 | 0 | 225563.191 | 403121.6383 | 0 | 0 | 0 | 0 | 0 | 0 | 0 | 97288.0237 | 0 | 239877.64 | 414206.8704 | [5 empty] | 0 | 0 | 1 | 0 | 2 | 0 | 0.6 | 1 | 2 | [7 empty] | 81116.6972 |  | 112781.5955 |  | 102226.6294 | 102226.6294 | 112781.5955 | 2025/26 | Step | 0% | 0 | 0 | 0 | 1 | 2 | 3 | 4 | 5 | 100% | 100% | 100% | 100% | 100% | 100% | 100% | 100% | [8 empty] | Avg 3 Yr | 1 | 1 | 1 | 1 | 1 | 1 | 1 | 1 | 1 | Avg 3 Yr | 5% |  | 102226.6294 | 102226.6294 | 102226.6294 | 102226.6294 | 102226.6294 | 102226.6294 | 102226.6294 | 102226.6294 | 102226.6294
F | F012 | Kiosk Mounted ; < = 22kV ; > 600 kVA ; Multiple Phase | [5 empty] | 0 | 0 | 0 | 0 | 0 | 0 | 0 | 0 | 0 | 0 | 0 | 0 | 0 | 0 | 0 | 0 | 0 | [5 empty] | 0 | 1 | 0 | 0 | 0 | 0 | 0.2 | 0 | 0 | [6 empty] | 0 |  |  |  |  | 0 |  |  | 2025/26 | Step | 0% | 0 | 0 | 0 | 1 | 2 | 3 | 4 | 5 | 100% | 100% | 100% | 100% | 100% | 100% | 100% | 100% | [8 empty] | Avg 3 Yr | 0 | 0 | 0 | 0 | 0 | 0 | 0 | 0 | 0 | Avg 3 Yr | 5%
F | F013 | Ground Outdoor / Indoor Chamber Mounted; ˂ 22 kV ; < = 60 kVA ; Single Phase | [5 empty] | 0 | 0 | 0 | 0 | 0 | 0 | 0 | 0 | 0 | 0 | 0 | 0 | 0 | 0 | 0 | 0 | 0 | [5 empty] | 0 | 0 | 0 | 0 | 0 | 0 | 0 | 0 | 0 | [14 empty] | 2025/26 | Step | 0% | 0 | 0 | 0 | 1 | 2 | 3 | 4 | 5 | 100% | 100% | 100% | 100% | 100% | 100% | 100% | 100% | [8 empty] | Avg 3 Yr | 0 | 0 | 0 | 0 | 0 | 0 | 0 | 0 | 0 | Avg 3 Yr | 5%
F | F014 | Ground Outdoor / Indoor Chamber Mounted; ˂ 22 kV ; > 60 kVA and < = 600 kVA ; Single Phase | [5 empty] | 0 | 0 | 0 | 0 | 0 | 0 | 0 | 0 | 0 | 0 | 0 | 0 | 0 | 0 | 0 | 0 | 0 | [5 empty] | 0 | 0 | 0 | 0 | 0 | 0 | 0 | 0 | 0 | [14 empty] | 2025/26 | Step | 0% | 0 | 0 | 0 | 1 | 2 | 3 | 4 | 5 | 100% | 100% | 100% | 100% | 100% | 100% | 100% | 100% | [8 empty] | Avg 3 Yr | 0 | 0 | 0 | 0 | 0 | 0 | 0 | 0 | 0 | Avg 3 Yr | 5%
F | F015 | Ground Outdoor / Indoor Chamber Mounted; ˂ 22 kV ; > 600 kVA ; Single Phase | [5 empty] | 0 | 0 | 0 | 0 | 0 | 0 | 0 | 0 | 0 | 0 | 0 | 0 | 0 | 0 | 0 | 0 | 0 | [5 empty] | 0 | 0 | 0 | 0 | 0 | 0 | 0 | 0 | 0 | [14 empty] | 2025/26 | Step | 0% | 0 | 0 | 0 | 1 | 2 | 3 | 4 | 5 | 100% | 100% | 100% | 100% | 100% | 100% | 100% | 100% | [8 empty] | Avg 3 Yr | 0 | 0 | 0 | 0 | 0 | 0 | 0 | 0 | 0 | Avg 3 Yr | 5%
F | F016 | Ground Outdoor / Indoor Chamber Mounted; ˂ 22 kV ; < = 60 kVA ; Multiple Phase | [5 empty] | 0 | 0 | 0 | 0 | 0 | 0 | 0 | 0 | 0 | 0 | 0 | 0 | 0 | 0 | 0 | 0 | 0 | [5 empty] | 0 | 0 | 0 | 0 | 0 | 0 | 0 | 0 | 0 | [14 empty] | 2025/26 | Step | 0% | 0 | 0 | 0 | 1 | 2 | 3 | 4 | 5 | 100% | 100% | 100% | 100% | 100% | 100% | 100% | 100% | [8 empty] | Avg 3 Yr | 0 | 0 | 0 | 0 | 0 | 0 | 0 | 0 | 0 | Avg 3 Yr | 5%
F | F017 | Ground Outdoor / Indoor Chamber Mounted; ˂ 22 kV ; > 60 kVA and < = 600 kVA ; Multiple Phase | [5 empty] | 0 | 0 | 0 | 0 | 0 | 0 | 0 | 0 | 0 | 0 | 0 | 0 | 0 | 0 | 0 | 0 | 0 | [5 empty] | 0 | 0 | 0 | 0 | 0 | 0 | 0 | 0 | 0 | [14 empty] | 2025/26 | Step | 0% | 0 | 0 | 0 | 1 | 2 | 3 | 4 | 5 | 100% | 100% | 100% | 100% | 100% | 100% | 100% | 100% | [8 empty] | Avg 3 Yr | 0 | 0 | 0 | 0 | 0 | 0 | 0 | 0 | 0 | Avg 3 Yr | 5%
F | F018 | Ground Outdoor / Indoor Chamber Mounted; ˂ 22 kV ; > 600 kVA ; Multiple Phase | [5 empty] | 0 | 0 | 0 | 0 | 0 | 0 | 0 | 0 | 0 | 0 | 0 | 0 | 0 | 0 | 0 | 0 | 0 | [5 empty] | 0 | 0 | 0 | 0 | 0 | 0 | 0 | 0 | 0 | [14 empty] | 2025/26 | Step | 0% | 0 | 0 | 0 | 1 | 2 | 3 | 4 | 5 | 100% | 100% | 100% | 100% | 100% | 100% | 100% | 100% | [8 empty] | Avg 3 Yr | 0 | 0 | 0 | 0 | 0 | 0 | 0 | 0 | 0 | Avg 3 Yr | 5%
F | F019 | Ground Outdoor / Indoor Chamber Mounted; > = 22 kV & < = 33 kV ; < = 15 MVA | [5 empty] | 0 | 0 | 0 | 0 | 0 | 0 | 0 | 0 | 0 | 0 | 0 | 0 | 0 | 0 | 0 | 0 | 0 | [5 empty] | 0 | 0 | 0 | 0 | 0 | 0 | 0 | 0 | 0 | [14 empty] | 2025/26 | Step | 0% | 0 | 0 | 0 | 1 | 2 | 3 | 4 | 5 | 100% | 100% | 100% | 100% | 100% | 100% | 100% | 100% | [8 empty] | Avg 3 Yr | 0 | 0 | 0 | 0 | 0 | 0 | 0 | 0 | 0 | Avg 3 Yr | 5%
F | F020 | Ground Outdoor / Indoor Chamber Mounted; > = 22 kV & < = 33 kV ; > 15 MVA and < = 40 MVA | [5 empty] | 0 | 0 | 0 | 0 | 0 | 0 | 0 | 0 | 0 | 0 | 0 | 0 | 0 | 0 | 0 | 0 | 0 | [5 empty] | 0 | 0 | 0 | 0 | 0 | 0 | 0 | 0 | 0 | [14 empty] | 2025/26 | Step | 0% | 0 | 0 | 0 | 1 | 2 | 3 | 4 | 5 | 100% | 100% | 100% | 100% | 100% | 100% | 100% | 100% | [8 empty] | Avg 3 Yr | 0 | 0 | 0 | 0 | 0 | 0 | 0 | 0 | 0 | Avg 3 Yr | 5%
F | F021 | Ground Outdoor / Indoor Chamber Mounted; > = 22 kV & < = 33 kV ; > 40 MVA | [5 empty] | 0 | 0 | 0 | 0 | 0 | 0 | 0 | 0 | 0 | 0 | 0 | 0 | 0 | 0 | 0 | 0 | 0 | [5 empty] | 0 | 0 | 0 | 0 | 0 | 0 | 0 | 0 | 0 | [14 empty] | 2025/26 | Step | 0% | 0 | 0 | 0 | 1 | 2 | 3 | 4 | 5 | 100% | 100% | 100% | 100% | 100% | 100% | 100% | 100% | [8 empty] | Avg 3 Yr | 0 | 0 | 0 | 0 | 0 | 0 | 0 | 0 | 0 | Avg 3 Yr | 5%
F | F022 | Ground Outdoor / Indoor Chamber Mounted; > 33 kV & < = 66 kV ; < = 15 MVA | [5 empty] | 0 | 0 | 0 | 0 | 0 | 0 | 0 | 0 | 0 | 0 | 0 | 0 | 0 | 0 | 0 | 0 | 0 | [5 empty] | 0 | 0 | 0 | 0 | 0 | 0 | 0 | 0 | 0 | [14 empty] | 2025/26 | Step | 0% | 0 | 0 | 0 | 1 | 2 | 3 | 4 | 5 | 100% | 100% | 100% | 100% | 100% | 100% | 100% | 100% | [8 empty] | Avg 3 Yr | 0 | 0 | 0 | 0 | 0 | 0 | 0 | 0 | 0 | Avg 3 Yr | 5%
F | F023 | Ground Outdoor / Indoor Chamber Mounted; > 33 kV & < = 66 kV ; > 15 MVA and < = 40 MVA | [5 empty] | 0 | 0 | 0 | 0 | 0 | 0 | 0 | 0 | 0 | 0 | 0 | 0 | 0 | 0 | 0 | 0 | 0 | [5 empty] | 0 | 0 | 0 | 0 | 0 | 0 | 0 | 0 | 0 | [14 empty] | 2025/26 | Step | 0% | 0 | 0 | 0 | 1 | 2 | 3 | 4 | 5 | 100% | 100% | 100% | 100% | 100% | 100% | 100% | 100% | [8 empty] | Avg 3 Yr | 0 | 0 | 0 | 0 | 0 | 0 | 0 | 0 | 0 | Avg 3 Yr | 5%
F | F024 | Ground Outdoor / Indoor Chamber Mounted; > 33 kV & < = 66 kV ; > 40 MVA | [5 empty] | 0 | 0 | 0 | 0 | 0 | 0 | 0 | 0 | 0 | 0 | 0 | 0 | 0 | 0 | 0 | 0 | 0 | [5 empty] | 0 | 0 | 0 | 0 | 0 | 0 | 0 | 0 | 0 | [14 empty] | 2025/26 | Step | 0% | 0 | 0 | 0 | 1 | 2 | 3 | 4 | 5 | 100% | 100% | 100% | 100% | 100% | 100% | 100% | 100% | [8 empty] | Avg 3 Yr | 0 | 0 | 0 | 0 | 0 | 0 | 0 | 0 | 0 | Avg 3 Yr | 5%
F | F025 | Ground Outdoor / Indoor Chamber Mounted; > 66 kV & < = 132 kV ; < = 100 MVA | [5 empty] | 0 | 0 | 0 | 0 | 0 | 0 | 0 | 0 | 0 | 0 | 0 | 0 | 0 | 0 | 0 | 0 | 0 | [5 empty] | 0 | 0 | 0 | 0 | 0 | 0 | 0 | 0 | 0 | [14 empty] | 2025/26 | Step | 0% | 0 | 0 | 0 | 1 | 2 | 3 | 4 | 5 | 100% | 100% | 100% | 100% | 100% | 100% | 100% | 100% | [8 empty] | Avg 3 Yr | 0 | 0 | 0 | 0 | 0 | 0 | 0 | 0 | 0 | Avg 3 Yr | 5%
F | F026 | Ground Outdoor / Indoor Chamber Mounted; > 66 kV & < = 132 kV ; > 100 MVA | [5 empty] | 0 | 0 | 0 | 0 | 0 | 0 | 0 | 0 | 0 | 0 | 0 | 0 | 0 | 0 | 0 | 0 | 0 | [5 empty] | 0 | 0 | 0 | 0 | 0 | 0 | 0 | 0 | 0 | [14 empty] | 2025/26 | Step | 0% | 0 | 0 | 0 | 1 | 2 | 3 | 4 | 5 | 100% | 100% | 100% | 100% | 100% | 100% | 100% | 100% | [8 empty] | Avg 3 Yr | 0 | 0 | 0 | 0 | 0 | 0 | 0 | 0 | 0 | Avg 3 Yr | 5%
F | F027 | Ground Outdoor / Indoor Chamber Mounted; > 132 kV ; < = 100 MVA | [5 empty] | 0 | 0 | 0 | 0 | 0 | 0 | 0 | 0 | 0 | 0 | 0 | 0 | 0 | 0 | 0 | 0 | 0 | [5 empty] | 0 | 0 | 0 | 0 | 0 | 0 | 0 | 0 | 0 | [14 empty] | 2025/26 | Step | 0% | 0 | 0 | 0 | 1 | 2 | 3 | 4 | 5 | 100% | 100% | 100% | 100% | 100% | 100% | 100% | 100% | [8 empty] | Avg 3 Yr | 0 | 0 | 0 | 0 | 0 | 0 | 0 | 0 | 0 | Avg 3 Yr | 5%
F | F028 | Ground Outdoor / Indoor Chamber Mounted; > 132 kV ; > 100 MVA | [5 empty] | 0 | 0 | 0 | 0 | 0 | 0 | 0 | 0 | 0 | 0 | 0 | 0 | 0 | 0 | 0 | 0 | 0 | [5 empty] | 0 | 0 | 0 | 0 | 0 | 0 | 0 | 0 | 0 | [14 empty] | 2025/26 | Step | 0% | 0 | 0 | 0 | 1 | 2 | 3 | 4 | 5 | 100% | 100% | 100% | 100% | 100% | 100% | 100% | 100% | [8 empty] | Avg 3 Yr | 0 | 0 | 0 | 0 | 0 | 0 | 0 | 0 | 0 | Avg 3 Yr | 5%
F | F029 | Transformers Other | [5 empty] | 0 | 0 | 0 | 0 | 0 | 0 | 0 | 0 | 0 | 0 | 0 | 0 | 0 | 0 | 0 | 0 | 0 | [5 empty] | 0 | 0 | 0 | 0 | 0 | 0 | 0 | 0 | 0 | [14 empty] | 2025/26 | Step | 0% | 0 | 0 | 0 | 1 | 2 | 3 | 4 | 5 | 100% | 100% | 100% | 100% | 100% | 100% | 100% | 100% | [8 empty] | Avg 3 Yr | 0 | 0 | 0 | 0 | 0 | 0 | 0 | 0 | 0 | Avg 3 Yr | 5%
G | G001 | ˂ = 11 kV ; FUSE | [5 empty] | 837582.8069 | 1893649.1615 | 2759040.6909 | 4632553.2505 | 4209201.8125 | 2717142.7556 | 0 | 0 | 0 | 0 | 0 | 1039564.4722 | 2358517.2572 | 3309079.7035 | 5234448.0806 | 4476321.6576 | 2791860.0495 | [5 empty] | 1945 | 169 | 318 | 628 | 483 | 324 | 708.6 | 476.3333 | 483 | [5 empty] | 430.6338 | 11205.0246 | 8676.2286 | 7376.6772 | 8714.7035 | 8386.2431 | 4045.1673 | 8118.1216 | 8714.7035 | 2025/26 | Step | 0% | 0 | 0 | 0 | 1 | 2 | 3 | 4 | 5 | 100% | 100% | 100% | 100% | 100% | 100% | 100% | 100% |  | 192.9008 | 192.9008 | 252.8945 | 265.4036 | 273.7429 | 282.0823 | 286.252 | Avg 3 Yr | 476.3333 | 476.3333 | 192.9008 | 192.9008 | 252.8945 | 265.4036 | 273.7429 | 282.0823 | 286.252 | Avg 3 Yr | 5% | 12617.1547 | 12617.1547 | 6009971.3491 | 2433859.6228 | 2433859.6228 | 3190809.4648 | 3348637.9106 | 3453856.8744 | 3559075.8383 | 3611685.3202
G | G002 | ˂ = 11 kV ; Switch | [5 empty] | 345698.6317 | 142153.8779 | 761524.7376 | 1523764.3712 | 2152466.888 | 732707.6087 | 0 | 0 | 0 | 0 | 0 | 429063.2672 | 177050.9453 | 913341.3875 | 1721742.8612 | 2289064.4301 | 752855.9537 | [5 empty] | 16 | 7 | 20 | 46 | 23 | 18 | 22.4 | 29.6667 | 23 | [5 empty] | 21606.1645 | 20307.6968 | 38076.2369 | 33125.3124 | 93585.5169 | 40705.9783 | 43978.6474 | 49862.4269 | 93585.5169 | 2025/26 | Step | 0% | 0 | 0 | 0 | 1 | 2 | 3 | 4 | 5 | 100% | 100% | 100% | 100% | 100% | 100% | 100% | 100% |  | 15.1259 | 15.1259 | 19.8302 | 20.811 | 21.4649 | 22.1189 | 22.4458 | Avg 3 Yr | 29.6667 | 29.6667 | 15.1259 | 15.1259 | 19.8302 | 20.811 | 21.4649 | 22.1189 | 22.4458 | Avg 3 Yr | 5% |  | 49862.4269 | 1479251.9989 | 754213.676 | 754213.676 | 988780.1717 | 1037688.6507 | 1070294.3034 | 1102899.9561 | 1119202.7824
G | G003 | ˂ = 11 kV ; Circuit Breaker | [5 empty] | 0 | 0 | 0 | 0 | 0 | 0 | 0 | 0 | 0 | 0 | 0 | 0 | 0 | 0 | 0 | 0 | 0 | [5 empty] | 0 | 0 | 0 | 0 | 0 | 0 | 0 | 0 | 0 | [14 empty] | 2025/26 | Step | 0% | 0 | 0 | 0 | 1 | 2 | 3 | 4 | 5 | 100% | 100% | 100% | 100% | 100% | 100% | 100% | 100% |  | 0 | 0 | 0 | 0 | 0 | 0 | 0 | Avg 3 Yr | 0 | 0 | 0 | 0 | 0 | 0 | 0 | 0 | 0 | Avg 3 Yr | 5%
G | G004 | > 11 kV & < = 22 kV ; Switch | [5 empty] | 106232.9342 | 119494.1774 | 311582.0285 | 460335.2186 | 1176060.2821 | 1080490.6766 | 0 | 0 | 0 | 0 | 0 | 131850.8251 | 148828.5609 | 373698.6445 | 520145.3002 | 1250694.1567 | 1110202.5272 | [5 empty] | 77 | 58 | 98 | 235 | 181 | 200 | 129.8 | 171.3333 | 181 | [5 empty] | 1379.6485 | 2060.2444 | 3179.4085 | 1958.8733 | 6497.5706 | 5402.4534 | 3349.3138 | 3789.8396 | 6497.5706 | 2025/26 | Step | 0% | 0 | 0 | 0 | 1 | 2 | 3 | 4 | 5 | 100% | 100% | 100% | 100% | 100% | 100% | 100% | 100% |  | 87.6491 | 87.6491 | 114.9087 | 120.5925 | 124.3817 | 128.1709 | 130.0655 | Avg 3 Yr | 171.3333 | 171.3333 | 87.6491 | 87.6491 | 114.9087 | 120.5925 | 124.3817 | 128.1709 | 130.0655 | Avg 3 Yr | 5% |  | 3789.8396 | 649325.843 | 332176.1813 | 332176.1813 | 435485.635 | 457026.2571 | 471386.6718 | 485747.0866 | 492927.2939
G | G005 | > 11 kV & < = 22 kV ; Circuit Breaker | [5 empty] | 0 | 0 | 160786.6333 | 0 | 129920.3545 | 23525.2169 | 0 | 0 | 0 | 0 | 0 | 0 | 0 | 192840.8619 | 0 | 138165.2205 | 24172.1246 | [5 empty] | 0 | 0 | 2 | 0 | 2 | 0 | 0.8 | 1.3333 | 2 | [7 empty] | 80393.3167 |  | 64960.1772 |  | 72676.7469 | 72676.7469 | 64960.1772 | 2025/26 | Step | 0% | 0 | 0 | 0 | 1 | 2 | 3 | 4 | 5 | 100% | 100% | 100% | 100% | 100% | 100% | 100% | 100% |  | 0 | 0 | 0 | 0 | 0 | 0 | 0 | Avg 3 Yr | 1.3333 | 1.3333 | 0 | 0 | 0 | 0 | 0 | 0 | 0 | Avg 3 Yr | 5% |  | 72676.7469 | 96902.3293 | 0 | 0 | 0 | 0 | 0 | 0 | 0
G | G006 | > 22 kV & < = 33 kV ; Switch | [5 empty] | 0 | 0 | 2684.0011 | 0 | 0 | 7080.2005 | 0 | 0 | 0 | 0 | 0 | 0 | 0 | 3219.0803 | 0 | 0 | 7274.8953 | [5 empty] | 0 | 0 | 0 | 0 | 0 | 2 | 0 | 0 | 0 | [10 empty] | 3540.1003 |  |  |  | 2025/26 | Step | 0% | 0 | 0 | 0 | 1 | 2 | 3 | 4 | 5 | 100% | 100% | 100% | 100% | 100% | 100% | 100% | 100% |  | 0 | 0 | 0 | 0 | 0 | 0 | 0 | Avg 3 Yr | 0 | 0 | 0 | 0 | 0 | 0 | 0 | 0 | 0 | Avg 3 Yr | 5%
G | G007 | > 22 kV & < = 33 kV ; Circuit Breaker | [5 empty] | 0 | 0 | 0 | 0 | 0 | 0 | 0 | 0 | 0 | 0 | 0 | 0 | 0 | 0 | 0 | 0 | 0 | [5 empty] | 0 | 0 | 0 | 0 | 0 | 0 | 0 | 0 | 0 | [14 empty] | 2025/26 | Step | 0% | 0 | 0 | 0 | 1 | 2 | 3 | 4 | 5 | 100% | 100% | 100% | 100% | 100% | 100% | 100% | 100% |  | 0 | 0 | 0 | 0 | 0 | 0 | 0 | Avg 3 Yr | 0 | 0 | 0 | 0 | 0 | 0 | 0 | 0 | 0 | Avg 3 Yr | 5%
G | G008 | > 33 kV & < = 66 kV ; Switch | [5 empty] | 0 | 0 | 0 | 0 | 0 | 0 | 0 | 0 | 0 | 0 | 0 | 0 | 0 | 0 | 0 | 0 | 0 | [5 empty] | 0 | 0 | 0 | 0 | 0 | 0 | 0 | 0 | 0 | [14 empty] | 2025/26 | Step | 0% | 0 | 0 | 0 | 1 | 2 | 3 | 4 | 5 | 100% | 100% | 100% | 100% | 100% | 100% | 100% | 100% |  | 0 | 0 | 0 | 0 | 0 | 0 | 0 | Avg 3 Yr | 0 | 0 | 0 | 0 | 0 | 0 | 0 | 0 | 0 | Avg 3 Yr | 5%
G | G009 | > 33 kV & < = 66 kV ; Circuit Breaker | [5 empty] | 0 | 0 | 0 | 0 | 0 | 0 | 0 | 0 | 0 | 0 | 0 | 0 | 0 | 0 | 0 | 0 | 0 | [5 empty] | 0 | 0 | 0 | 0 | 0 | 0 | 0 | 0 | 0 | [14 empty] | 2025/26 | Step | 0% | 0 | 0 | 0 | 1 | 2 | 3 | 4 | 5 | 100% | 100% | 100% | 100% | 100% | 100% | 100% | 100% |  | 0 | 0 | 0 | 0 | 0 | 0 | 0 | Avg 3 Yr | 0 | 0 | 0 | 0 | 0 | 0 | 0 | 0 | 0 | Avg 3 Yr | 5%
G | G010 | > 66 kV & < = 132 kV ; Switch | [5 empty] | 0 | 0 | 0 | 0 | 0 | 0 | 0 | 0 | 0 | 0 | 0 | 0 | 0 | 0 | 0 | 0 | 0 | [5 empty] | 0 | 0 | 0 | 0 | 0 | 0 | 0 | 0 | 0 | [14 empty] | 2025/26 | Step | 0% | 0 | 0 | 0 | 1 | 2 | 3 | 4 | 5 | 100% | 100% | 100% | 100% | 100% | 100% | 100% | 100% |  | 0 | 0 | 0 | 0 | 0 | 0 | 0 | Avg 3 Yr | 0 | 0 | 0 | 0 | 0 | 0 | 0 | 0 | 0 | Avg 3 Yr | 5%
G | G011 | > 66 kV & < = 132 kV ; Circuit Breaker | [5 empty] | 0 | 0 | 0 | 0 | 0 | 0 | 0 | 0 | 0 | 0 | 0 | 0 | 0 | 0 | 0 | 0 | 0 | [5 empty] | 0 | 0 | 0 | 0 | 0 | 0 | 0 | 0 | 0 | [14 empty] | 2025/26 | Step | 0% | 0 | 0 | 0 | 1 | 2 | 3 | 4 | 5 | 100% | 100% | 100% | 100% | 100% | 100% | 100% | 100% |  | 0 | 0 | 0 | 0 | 0 | 0 | 0 | Avg 3 Yr | 0 | 0 | 0 | 0 | 0 | 0 | 0 | 0 | 0 | Avg 3 Yr | 5%
G | G012 | > 132 kV ; Switch | [5 empty] | 0 | 0 | 0 | 0 | 0 | 0 | 0 | 0 | 0 | 0 | 0 | 0 | 0 | 0 | 0 | 0 | 0 | [5 empty] | 0 | 0 | 0 | 0 | 0 | 0 | 0 | 0 | 0 | [14 empty] | 2025/26 | Step | 0% | 0 | 0 | 0 | 1 | 2 | 3 | 4 | 5 | 100% | 100% | 100% | 100% | 100% | 100% | 100% | 100% |  | 0 | 0 | 0 | 0 | 0 | 0 | 0 | Avg 3 Yr | 0 | 0 | 0 | 0 | 0 | 0 | 0 | 0 | 0 | Avg 3 Yr | 5%
G | G013 | > 132 kV ; Circuit Breaker | [5 empty] | 0 | 0 | 0 | 0 | 0 | 0 | 0 | 0 | 0 | 0 | 0 | 0 | 0 | 0 | 0 | 0 | 0 | [5 empty] | 0 | 0 | 0 | 0 | 0 | 0 | 0 | 0 | 0 | [14 empty] | 2025/26 | Step | 0% | 0 | 0 | 0 | 1 | 2 | 3 | 4 | 5 | 100% | 100% | 100% | 100% | 100% | 100% | 100% | 100% |  | 0 | 0 | 0 | 0 | 0 | 0 | 0 | Avg 3 Yr | 0 | 0 | 0 | 0 | 0 | 0 | 0 | 0 | 0 | Avg 3 Yr | 5%
G | G014 | Switchgear Other | [5 empty] | 0 | 0 | 0 | 0 | 0 | 0 | 0 | 0 | 0 | 0 | 0 | 0 | 0 | 0 | 0 | 0 | 0 | [5 empty] | 0 | 0 | 0 | 0 | 0 | 0 | 0 | 0 | 0 | [14 empty] | 2025/26 | Step | 0% | 0 | 0 | 0 | 1 | 2 | 3 | 4 | 5 | 100% | 100% | 100% | 100% | 100% | 100% | 100% | 100% |  | 0 | 0 | 0 | 0 | 0 | 0 | 0 | Avg 3 Yr | 0 | 0 | 0 | 0 | 0 | 0 | 0 | 0 | 0 | Avg 3 Yr | 5%
H | H001 | Luminaires ; Major Road | [5 empty] | 0 | 2977.4171 | 29763.9244 | 103086.5259 | 33668.2275 | 0 | 0 | 0 | 0 | 0 | 0 | 0 | 3708.3372 | 35697.6243 | 116480.2731 | 35804.8444 | 0 | [5 empty] | 12 | -2 | 18 | 40 | 39 | 3 | 21.4 | 32.3333 | 39 | [5 empty] | 0 | -1488.7085 | 1653.5514 | 2577.1631 | 863.2879 | 0 | 1584.0757 | 1716.6874 | 863.2879 | 2025/26 | Step | 0% | 0 | 0 | 0 | 1 | 2 | 3 | 4 | 5 | 100% | 100% | 100% | 100% | 100% | 100% | 100% | 100% | 0 | 0 | 0 | 0 | 0 | 0 | 0 | 0 | Avg 3 Yr | 32.3333 | 0 | 0 | 0 | 0 | 0 | 0 | 0 | 0 | Avg 3 Yr | 5% |  | 1716.6874 | 0 | 0 | 0 | 0 | 0 | 0 | 0 | 0
H | H002 | Luminaires ; Minor Road | [5 empty] | 47152.4261 | 52657.2582 | 50511.8463 | 57760.5946 | 8824.4622 | 0 | 0 | 0 | 0 | 0 | 0 | 58523.1532 | 65583.9818 | 60581.8268 | 65265.2689 | 9384.4707 | 0 | [5 empty] | 22 | -3 | 23 | 16 | 4 | 3 | 12.4 | 14.3333 | 4 | [5 empty] | 2143.2921 | -17552.4194 | 2196.1672 | 3610.0372 | 2206.1156 | 0 | 3498.4933 | 2723.1838 | 2206.1156 | 2025/26 | Step | 0% | 0 | 0 | 0 | 1 | 2 | 3 | 4 | 5 | 100% | 100% | 100% | 100% | 100% | 100% | 100% | 100% | 0 | 0 | 0 | 0 | 0 | 0 | 0 | 0 | Avg 3 Yr | 14.3333 | 0 | 0 | 0 | 0 | 0 | 0 | 0 | 0 | Avg 3 Yr | 5% |  | 2723.1838 | 0 | 0 | 0 | 0 | 0 | 0 | 0 | 0
H | H003 | Brackets ; Major Road | [5 empty] | 2240.8094 | 18326.7378 | 45762.0566 | 150577.9197 | 218421.7488 | 0 | 0 | 0 | 0 | 0 | 0 | 2781.1768 | 22825.7315 | 54885.1248 | 170142.0923 | 232282.9952 | 0 | [5 empty] | 6 | 6 | 34 | 85 | 42 | 23 | 34.6 | 53.6667 | 42 | [5 empty] | 373.4682 | 3054.4563 | 1345.9428 | 1771.5049 | 5200.5178 | 0 | 2516.3542 | 2576.1598 | 5200.5178 | 2025/26 | Step | 0% | 0 | 0 | 0 | 1 | 2 | 3 | 4 | 5 | 100% | 100% | 100% | 100% | 100% | 100% | 100% | 100% | 0 | 0 | 0 | 0 | 0 | 0 | 0 | 0 | Avg 3 Yr | 53.6667 | 0 | 0 | 0 | 0 | 0 | 0 | 0 | 0 | Avg 3 Yr | 5% |  | 2576.1598 | 0 | 0 | 0 | 0 | 0 | 0 | 0 | 0
H | H004 | Brackets ; Minor Road | [5 empty] | 568.1037 | 30393.6589 | 18075.2713 | 139520.0169 | 106325.8029 | 0 | 0 | 0 | 0 | 0 | 0 | 705.1009 | 37854.9366 | 21678.7355 | 157647.4668 | 113073.3368 | 0 | [5 empty] | 18 | 23 | 61 | 211 | 149 | 114 | 92.4 | 140.3333 | 149 | [5 empty] | 31.5613 | 1321.4634 | 296.3159 | 661.2323 | 713.596 | 0 | 638.2746 | 626.891 | 713.596 | 2025/26 | Step | 0% | 0 | 0 | 0 | 1 | 2 | 3 | 4 | 5 | 100% | 100% | 100% | 100% | 100% | 100% | 100% | 100% | 0 | 0 | 0 | 0 | 0 | 0 | 0 | 0 | Avg 3 Yr | 140.3333 | 0 | 0 | 0 | 0 | 0 | 0 | 0 | 0 | Avg 3 Yr | 5% |  | 626.891 | 0 | 0 | 0 | 0 | 0 | 0 | 0 | 0
H | H005 | Lamps ; Major Road | [5 empty] | -188.45 | 749.0564 | 408.0841 | 5958.2184 | 786.8039 | 0 | 0 | 0 | 0 | 0 | 0 | -233.8944 | 932.9407 | 489.4393 | 6732.3533 | 836.7352 | 0 | [5 empty] | 2 | 11 | 12 | 41 | 41 | 5 | 21.4 | 31.3333 | 41 | [5 empty] | -94.225 | 68.096 | 34.007 | 145.3224 | 19.1903 | 0 | 72.0908 | 76.0969 | 19.1903 | 2025/26 | Step | 0% | 0 | 0 | 0 | 1 | 2 | 3 | 4 | 5 | 100% | 100% | 100% | 100% | 100% | 100% | 100% | 100% | 0 | 0 | 0 | 0 | 0 | 0 | 0 | 0 | Avg 3 Yr | 31.3333 | 0 | 0 | 0 | 0 | 0 | 0 | 0 | 0 | Avg 3 Yr | 5% |  | 76.0969 | 0 | 0 | 0 | 0 | 0 | 0 | 0 | 0
H | H006 | Lamps ; Minor Road | [5 empty] | 495.8865 | 7315.0718 | 0 | 43.4022 | 266.7365 | 0 | 0 | 0 | 0 | 0 | 0 | 615.4686 | 9110.834 | 0 | 49.0413 | 283.6638 | 0 | [5 empty] | 8 | 83 | 3 | 2 | 8 | 3 | 20.8 | 4.3333 | 8 | [5 empty] | 61.9858 | 88.1334 | 0 | 21.7011 | 33.3421 | 0 | 78.0875 | 23.8568 | 33.3421 | 2025/26 | Step | 0% | 0 | 0 | 0 | 1 | 2 | 3 | 4 | 5 | 100% | 100% | 100% | 100% | 100% | 100% | 100% | 100% | 0 | 0 | 0 | 0 | 0 | 0 | 0 | 0 | Avg 3 Yr | 4.3333 | 0 | 0 | 0 | 0 | 0 | 0 | 0 | 0 | Avg 3 Yr | 5% |  | 23.8568 | 0 | 0 | 0 | 0 | 0 | 0 | 0 | 0
H | H007 | Poles / Columns ; Major Road | [5 empty] | 0 | -566.48 | 0 | 0 | 0 | 0 | 0 | 0 | 0 | 0 | 0 | 0 | -705.544 | 0 | 0 | 0 | 0 | [5 empty] | 0 | -1 | 0 | 0 | 0 | 0 | -0.2 | 0 | 0 | [6 empty] | 566.48 |  |  |  |  | 566.48 |  |  | 2025/26 | Step | 0% | 0 | 0 | 0 | 1 | 2 | 3 | 4 | 5 | 100% | 100% | 100% | 100% | 100% | 100% | 100% | 100% | 0 | 0 | 0 | 0 | 0 | 0 | 0 | 0 | Avg 3 Yr | 0 | 0 | 0 | 0 | 0 | 0 | 0 | 0 | 0 | Avg 3 Yr | 5%
H | H008 | Poles / Columns ; Minor Road | [5 empty] | 0 | 3671.3168 | 0 | 0 | 0 | 0 | 0 | 0 | 0 | 0 | 0 | 0 | 4572.5809 | 0 | 0 | 0 | 0 | [5 empty] | 0 | 0 | 0 | 0 | 0 | 0 | 0 | 0 | 0 | [14 empty] | 2025/26 | Step | 0% | 0 | 0 | 0 | 1 | 2 | 3 | 4 | 5 | 100% | 100% | 100% | 100% | 100% | 100% | 100% | 100% | 0 | 0 | 0 | 0 | 0 | 0 | 0 | 0 | Avg 3 Yr | 0 | 0 | 0 | 0 | 0 | 0 | 0 | 0 | 0 | Avg 3 Yr | 5%
H | H009 | Public Lighting Other | [5 empty] | 0 | 0 | 0 | 0 | 0 | 0 | 0 | 0 | 0 | 0 | 0 | 0 | 0 | 0 | 0 | 0 | 0 | [5 empty] | 0 | 0 | 0 | 0 | 0 | 0 | 0 | 0 | 0 | [14 empty] | 2025/26 | Step | 0% | 0 | 0 | 0 | 1 | 2 | 3 | 4 | 5 | 100% | 100% | 100% | 100% | 100% | 100% | 100% | 100% | 0 | 0 | 0 | 0 | 0 | 0 | 0 | 0 | Avg 3 Yr | 0 | 0 | 0 | 0 | 0 | 0 | 0 | 0 | 0 | Avg 3 Yr | 5%
I | I001 | Field Devices | [5 empty] | 0 | 0 | 0 | 0 | 0 | 0 | 0 | 0 | 0 | 0 | 0 | 0 | 0 | 0 | 0 | 0 | 0 | [5 empty] | 0 | 0 | 0 | 0 | 0 | 0 | 0 | 0 | 0 | [14 empty] | 2025/26 | Step | 0% | 0 | 0 | 0 | 1 | 2 | 3 | 4 | 5 | 100% | 100% | 100% | 100% | 100% | 100% | 100% | 100% | 0 | 0 | 0 | 0 | 0 | 0 | 0 | 0 | Avg 3 Yr | 0 | 0 | 0 | 0 | 0 | 0 | 0 | 0 | 0 | Avg 3 Yr | 5%
I | I002 | Local Network Wiring Assets | [5 empty] | 0 | 0 | 0 | 0 | 0 | 0 | 0 | 0 | 0 | 0 | 0 | 0 | 0 | 0 | 0 | 0 | 0 | [5 empty] | 0 | 0 | 0 | 0 | 0 | 0 | 0 | 0 | 0 | [14 empty] | 2025/26 | Step | 0% | 0 | 0 | 0 | 1 | 2 | 3 | 4 | 5 | 100% | 100% | 100% | 100% | 100% | 100% | 100% | 100% | 0 | 0 | 0 | 0 | 0 | 0 | 0 | 0 | Avg 3 Yr | 0 | 0 | 0 | 0 | 0 | 0 | 0 | 0 | 0 | Avg 3 Yr | 5%
I | I003 | Communications Network Assets | [5 empty] | 0 | 0 | 0 | 0 | 0 | 0 | 0 | 0 | 0 | 0 | 0 | 0 | 0 | 0 | 0 | 0 | 0 | [5 empty] | 0 | 0 | 0 | 0 | 0 | 0 | 0 | 0 | 0 | [14 empty] | 2025/26 | Step | 0% | 0 | 0 | 0 | 1 | 2 | 3 | 4 | 5 | 100% | 100% | 100% | 100% | 100% | 100% | 100% | 100% | 0 | 0 | 0 | 0 | 0 | 0 | 0 | 0 | Avg 3 Yr | 0 | 0 | 0 | 0 | 0 | 0 | 0 | 0 | 0 | Avg 3 Yr | 5%
I | I004 | Master Station Assets | [5 empty] | 0 | 0 | 0 | 0 | 0 | 0 | 0 | 0 | 0 | 0 | 0 | 0 | 0 | 0 | 0 | 0 | 0 | [5 empty] | 0 | 0 | 0 | 0 | 0 | 0 | 0 | 0 | 0 | [14 empty] | 2025/26 | Step | 0% | 0 | 0 | 0 | 1 | 2 | 3 | 4 | 5 | 100% | 100% | 100% | 100% | 100% | 100% | 100% | 100% | 0 | 0 | 0 | 0 | 0 | 0 | 0 | 0 | Avg 3 Yr | 0 | 0 | 0 | 0 | 0 | 0 | 0 | 0 | 0 | Avg 3 Yr | 5%
I | I005 | Communications Site Infrastructure | [5 empty] | 0 | 0 | 0 | 0 | 0 | 0 | 0 | 0 | 0 | 0 | 0 | 0 | 0 | 0 | 0 | 0 | 0 | [5 empty] | 0 | 0 | 0 | 0 | 0 | 0 | 0 | 0 | 0 | [14 empty] | 2025/26 | Step | 0% | 0 | 0 | 0 | 1 | 2 | 3 | 4 | 5 | 100% | 100% | 100% | 100% | 100% | 100% | 100% | 100% | 0 | 0 | 0 | 0 | 0 | 0 | 0 | 0 | Avg 3 Yr | 0 | 0 | 0 | 0 | 0 | 0 | 0 | 0 | 0 | Avg 3 Yr | 5%
I | I006 | Communications Linear Assets | [5 empty] | 0 | 0 | 0 | 115228.617 | 1885486.8175 | 0 | 0 | 0 | 0 | 0 | 0 | 0 | 0 | 0 | 130199.9525 | 2005141.5571 | 0 | [5 empty] | 0 | 0 | 0 | 2932 | 0 | 127450 | 586.4 | 977.3333 | 0 | [8 empty] | 39.3003 |  | 0 | 682.3722 | 682.3722 |  | 2025/26 | Step | 0% | 0 | 0 | 0 | 1 | 2 | 3 | 4 | 5 | 100% | 100% | 100% | 100% | 100% | 100% | 100% | 100% | 0 | 0 | 0 | 0 | 0 | 0 | 0 | 0 | Avg 3 Yr | 977.3333 | 0 | 0 | 0 | 0 | 0 | 0 | 0 | 0 | Avg 3 Yr | 5% |  | 682.3722 | 0 | 0 | 0 | 0 | 0 | 0 | 0 | 0
I | I007 | AFLC | [5 empty] | 0 | 0 | 0 | 0 | 0 | 0 | 0 | 0 | 0 | 0 | 0 | 0 | 0 | 0 | 0 | 0 | 0 | [5 empty] | 0 | 0 | 0 | 0 | 0 | 0 | 0 | 0 | 0 | [14 empty] | 2025/26 | Step | 0% | 0 | 0 | 0 | 1 | 2 | 3 | 4 | 5 | 100% | 100% | 100% | 100% | 100% | 100% | 100% | 100% | 0 | 0 | 0 | 0 | 0 | 0 | 0 | 0 | Avg 3 Yr | 0 | 0 | 0 | 0 | 0 | 0 | 0 | 0 | 0 | Avg 3 Yr | 5%
I | I008 | Network Control Other | [5 empty] | 0 | 0 | 0 | 0 | 0 | 0 | 0 | 0 | 0 | 0 | 0 | 0 | 0 | 0 | 0 | 0 | 0 | [5 empty] | 0 | 0 | 0 | 0 | 0 | 0 | 0 | 0 | 0 | [14 empty] | 2025/26 | Step | 0% | 0 | 0 | 0 | 1 | 2 | 3 | 4 | 5 | 100% | 100% | 100% | 100% | 100% | 100% | 100% | 100% | 0 | 0 | 0 | 0 | 0 | 0 | 0 | 0 | Avg 3 Yr | 0 | 0 | 0 | 0 | 0 | 0 | 0 | 0 | 0 | Avg 3 Yr | 5%
J | J001 | CURRENT TRANSFORMERS | [5 empty] | 0 | 0 | 0 | 0 | 0 | 0 | 0 | 0 | 0 | 0 | 0 | 0 | 0 | 0 | 0 | 0 | 0 | [5 empty] | 0 | 0 | 0 | 0 | 0 | 0 | 0 | 0 | 0 | [14 empty] | 2025/26 | Step | 0% | 0 | 0 | 0 | 1 | 2 | 3 | 4 | 5 | 100% | 100% | 100% | 100% | 100% | 100% | 100% | 100% | 0 | 0 | 0 | 0 | 0 | 0 | 0 | 0 | Avg 3 Yr | 0 | 0 | 0 | 0 | 0 | 0 | 0 | 0 | 0 | Avg 3 Yr | 5%
J | J002 | VOLTAGE TRANSFORMERS | [5 empty] | 0 | 0 | 54966.2573 | 0 | 5320.3725 | 6119.2809 | 0 | 0 | 0 | 0 | 0 | 0 | 0 | 65924.2638 | 0 | 5658.0083 | 6287.5518 | [5 empty] | 0 | 0 | 0 | 0 | 1 | 0 | 0.2 | 0.33333 | 1 | [9 empty] | 5320.3725 |  | 60286.6298 | 60286.6298 | 5320.3725 | 2025/26 | Step | 0% | 0 | 0 | 0 | 1 | 2 | 3 | 4 | 5 | 100% | 100% | 100% | 100% | 100% | 100% | 100% | 100% | 0 | 0 | 0 | 0 | 0 | 0 | 0 | 0 | Avg 3 Yr | 0.33333 | 0 | 0 | 0 | 0 | 0 | 0 | 0 | 0 | Avg 3 Yr | 5% |  | 60286.6298 | 0 | 0 | 0 | 0 | 0 | 0 | 0 | 0
J | J003 | CAPACITOR BANKS | [5 empty] | 0 | 0 | 0 | 0 | 0 | 0 | 0 | 0 | 0 | 0 | 0 | 0 | 0 | 0 | 0 | 0 | 0 | [5 empty] | 0 | 0 | 0 | 0 | 0 | 0 | 0 | 0 | 0 | [14 empty] | 2025/26 | Step | 0% | 0 | 0 | 0 | 1 | 2 | 3 | 4 | 5 | 100% | 100% | 100% | 100% | 100% | 100% | 100% | 100% | 0 | 0 | 0 | 0 | 0 | 0 | 0 | 0 | Avg 3 Yr | 0 | 0 | 0 | 0 | 0 | 0 | 0 | 0 | 0 | Avg 3 Yr | 5%
J | J004 | STATIC VAR COMPENSATOR | [5 empty] | 0 | 0 | 0 | 0 | 0 | 0 | 0 | 0 | 0 | 0 | 0 | 0 | 0 | 0 | 0 | 0 | 0 | [5 empty] | 0 | 0 | 0 | 0 | 0 | 0 | 0 | 0 | 0 | [14 empty] | 2025/26 | Step | 0% | 0 | 0 | 0 | 1 | 2 | 3 | 4 | 5 | 100% | 100% | 100% | 100% | 100% | 100% | 100% | 100% | 0 | 0 | 0 | 0 | 0 | 0 | 0 | 0 | Avg 3 Yr | 0 | 0 | 0 | 0 | 0 | 0 | 0 | 0 | 0 | Avg 3 Yr | 5%
J | J005 | REGULATORS | [5 empty] | 0 | 0 | 0 | 0 | 0 | 0 | 0 | 0 | 0 | 0 | 0 | 0 | 0 | 0 | 0 | 0 | 0 | [5 empty] | 0 | 0 | 0 | 0 | 0 | 0 | 0 | 0 | 0 | [14 empty] | 2025/26 | Step | 0% | 0 | 0 | 0 | 1 | 2 | 3 | 4 | 5 | 100% | 100% | 100% | 100% | 100% | 100% | 100% | 100% | 0 | 0 | 0 | 0 | 0 | 0 | 0 | 0 | Avg 3 Yr | 0 | 0 | 0 | 0 | 0 | 0 | 0 | 0 | 0 | Avg 3 Yr | 5%
J | J006 | OTHER | [5 empty] | 0 | 0 | 12074.37 | 0 | 0 | 0 | 0 | 0 | 0 | 0 | 0 | 0 | 0 | 14481.5018 | 0 | 0 | 0 | [5 empty] | 0 | 1 | 20 | 8 | 1 | 2.1667 | 6 | 9.6667 | 1 | [6 empty] | 0 | 603.7185 | 0 | 0 | 0 | 402.479 | 416.3576 | 0 | 2025/26 | Step | 0% | 0 | 0 | 0 | 1 | 2 | 3 | 4 | 5 | 100% | 100% | 100% | 100% | 100% | 100% | 100% | 100% | 0 | 0 | 0 | 0 | 0 | 0 | 0 | 0 | Avg 3 Yr | 9.6667 | 0 | 0 | 0 | 0 | 0 | 0 | 0 | 0 | Avg 3 Yr | 5% |  | 416.3576 | 0 | 0 | 0 | 0 | 0 | 0 | 0 | 0
|  | TOTAL DIRECT COST | 0 | 0 | 0 | 0 | 0 | 9815191.6556 | 20694366.1586 | 33861053.1848 | 63759645.8121 | 81754132.8573 | 79804746.2036 | 0 | 0 | 0 | 0 | 0 | 12182108.3831 | 25774584.1761 | 40611551.7622 | 72043760.2316 | 86942325.8403 | 81999255.3664 | [30 empty] | 0% | [38 empty] | 60390503.0545 | 49842398.9109 | 49842398.9109 | 65311990.9925 | 68477062.0881 | 70587502.7371 | 72698221.4594 | 73753676.5909
|  | Nailing Rate % | UNITS 2013/14: #DIV/0!; UNITS 2014/15: #DIV/0!; UNITS 2015/16: #DIV/0!; UNITS 2016/17: #DIV/0!; UNITS 2017/18: #DIV/0!; UNITS 2018/19: 0%; UNITS 2019/20: 0% |  | Conductor Consequential Qty |  |  | Data extracted from --- Consequential Asset Replacements from Conductors PIR | [7 empty] | Avg 5 Yr | Avg 3 Yr | Last Yr | 1
A1 |  | Nails | 0 | 0 | 0 | 0 | 0 | 0 | 0 | 0 | 0 | 0 | 0 | 0 | 0 | 0 | 0 | 0 | 0 | 0 | 0 | 0 | 0 | 0 | 0 | 0 | 0 | 0 | 0 | 0 | 0 | 0 | 0 | 0 | 0 |  |  |  | 0 | 0 | 0 | 0 | 0 | 0 | 0 | 0 | 0 | 0 | 0 | 0 | 0 | 0 | 2 | [28 empty] | 0 | 0 | 0 | 0 | 0 | 0 | 0 | 0 |  |  |  |  | 0 | 0 | 0 | 0 | 0 | 0 | 0 | 0
A |  | Poles | 0 | 0 | 0 | 0 | 0 | 3068228.2187 | 4853264.6611 | 8454494.4654 | 18940744.2201 | 18847441.4489 | 31632770.289 | 0 | 0 | 0 | 0 | 0 | 3808126.2206 | 6044682.7691 | 10139972.2486 | 21401662.726 | 20043517.5377 | 32502623.3685 | 0 | 0 | 0 | 0 | 0 | 423 | 744 | 1250 | 2833 | 2357 | 2553 |  |  |  | 0 | 0 | 0 | 0 | 0 | 423 | 744 | 1279 | 2835 | 2358 | 2130 | 1527.8 | 2157.3333 | 2358 | 3 | [28 empty] | 2146.6667 | 1677.0008 | 1677.0008 | 2198.5614 | 2307.3099 | 2379.8088 | 2452.3078 | 2488.5573 |  |  |  |  | 15413405.6175 | 12094797.4564 | 12094797.4564 | 15856376.3649 | 16640687.4512 | 17163561.5087 | 17686435.5662 | 17947872.595
B |  | Pole Tops | 0 | 0 | 0 | 0 | 0 | 998596.5039 | 3855364.4728 | 6213375.0126 | 8500664.1868 | 12087358.9794 | 9775629.0305 | 0 | 0 | 0 | 0 | 0 | 1239406.3477 | 4801810.0856 | 7452065.9344 | 9605131.9716 | 12854433.9743 | 10044443.9632 | 0 | 0 | 0 | 0 | 0 | 743 | 1644 | 3135 | 5334 | 4431 | 4375 |  |  |  | 0 | 0 | 0 | 0 | 0 | 1033 | 1645 | 3197 | 5373 | 4431 | 4381 | 3135.8 | 4333.6667 | 4431 | 4 | [28 empty] | 4300 | 3368.7712 | 3368.7712 | 4416.486 | 4634.9406 | 4780.5771 | 4926.2135 | 4999.0317 |  |  |  |  | 8933799.393 | 6997675.0705 | 6997675.0705 | 9174008.0805 | 9627786.1744 | 9930304.9037 | 10232823.633 | 10384082.9976
C |  | Conductor | 0 | 0 | 0 | 0 | 0 | 2877285.0023 | 5544241.2714 | 9591185.54 | 18019382.2111 | 29783439.501 | 24445188.8996 | 0 | 0 | 0 | 0 | 0 | 3571137.3733 | 6905285.8274 | 11503272.68 | 20360590.6997 | 31673524.1539 | 25117394.4209 | 0 | 0 | 0 | 0 | 0 | 109.9158 | 148.9115 | 299.3695 | 550.8228 | 364.6382 | 598.9598 |  |  |  | 0 | 0 | 0 | 0 | 0 | 448 | 355 | 550 | 658 | 577.405 | 598.9965 | 517.681 | 595.135 | 577.405 | 5 | [28 empty] | 404.9435 | 462.6276 | 462.6276 | 606.5084 | 636.5084 | 656.5084 | 676.5084 | 686.5084 |  |  |  |  | 19131335.7507 | 21783961.509 | 21783961.509 | 28558948.0642 | 29911143.3247 | 30813000.0836 | 31715134.9159 | 32166298.1024
D |  | Underground Cables | 0 | 0 | 0 | 0 | 0 | 204378.79 | 29120.7569 | 561546.4177 | 565839.236 | 457069.9711 | 263591.446 | 0 | 0 | 0 | 0 | 0 | 253664.3866 | 36269.5525 | 673495.6318 | 639357.1629 | 486076.0548 | 270839.8099 | 0 | 0 | 0 | 0 | 0 | 0.33297 | 0.48533 | 1.5063 | 2.1933 | 1.4113 | 0.55833 |  |  |  | 0 | 0 | 0 | 0 | 0 | 0 | 0 | 0 | 0 | 0 | 0 | 0 | 0 | 0 | 6 | [28 empty] | 0 | 0 | 0 | 0 | 0 | 0 | 0 | 0 |  |  |  |  | 0 | 0 | 0 | 0 | 0 | 0 | 0 | 0
E |  | Services | 0 | 0 | 0 | 0 | 0 | 269993.167 | 787139.785 | 904387.1553 | 4538493.241 | 2505267.9157 | 1967098.4941 | 0 | 0 | 0 | 0 | 0 | 335101.5588 | 980373.1359 | 1084684.6839 | 5128167.1142 | 2664254.5377 | 2021190.7114 | 0 | 0 | 0 | 0 | 0 | 243.09 | 787.9276 | 130.8182 | 2971.8527 | 1836.8088 | 1415.8585 |  |  |  | 0 | 0 | 0 | 0 | 0 | 387.6 | 884.7079 | 2011.6188 | 3151.4254 | 1847.7178 | 1462.3373 | 1656.614 | 2336.9207 | 1847.7178 | 7 | [28 empty] | 1646.4932 | 1816.6028 | 1816.6028 | 2381.5808 | 2499.382 | 2577.9162 | 2656.4503 | 2695.7174 |  |  |  |  | 2649382.7706 | 2816461.0277 | 2816461.0277 | 3692402.9719 | 3875041.9633 | 3996801.2909 | 4118560.6184 | 4179440.2822
F |  | Transformers | 0 | 0 | 0 | 0 | 0 | 1056926.8252 | 3354413.9577 | 3928884.6927 | 6005694.5821 | 8146804.7324 | 7153402.3051 | 0 | 0 | 0 | 0 | 0 | 1311802.9265 | 4177882.2435 | 4712142.3895 | 6785997.8672 | 8663808.5054 | 7350109.9905 | 0 | 0 | 0 | 0 | 0 | 38 | 126 | 201 | 242 | 220 | 200 |  |  |  | 0 | 0 | 0 | 0 | 0 | 38 | 127 | 202 | 249 | 220 | 202 | 92.752 | 124.0761 | 122.0421 | 8 | [28 empty] | 221 | 97.4504 | 97.4504 | 127.4473 | 133.7018 | 137.8715 | 142.0411 | 144.126 |  |  |  |  | 6027128.0024 | 2629254.3673 | 2629254.3673 | 3415180.2395 | 3579050.3561 | 3688297.1006 | 3797543.845 | 3852167.2172
G |  | Switchgear | 0 | 0 | 0 | 0 | 0 | 1289514.3728 | 2155297.2167 | 3995618.0913 | 6616652.8403 | 7667649.337 | 1843803.7028 | 0 | 0 | 0 | 0 | 0 | 1600478.5645 | 2684396.7634 | 4792179.6777 | 7476336.242 | 8154245.4649 | 4686365.5502 | 0 | 0 | 0 | 0 | 0 | 2038 | 234 | 438 | 909 | 689 | 544 |  |  |  | 0 | 0 | 0 | 0 | 0 | 93 | 87 | 157 | 314 | 244 | 244 | 99.2979 | 132.2122 | 135.3557 | 9 | [28 empty] | 678.6667 | 295.6759 | 295.6759 | 387.6334 | 406.8071 | 419.5896 | 432.372 | 438.7633 |  |  |  |  | 8235451.5204 | 3520249.4801 | 3520249.4801 | 4615075.2714 | 4843352.8183 | 4995537.8496 | 5147722.8809 | 5223815.3965
H |  | Public Lighting | 0 | 0 | 0 | 0 | 0 | 50268.7757 | 115524.0369 | 144521.1826 | 456946.6777 | 368293.7818 | 0 | 0 | 0 | 0 | 0 | 0 | 62391.0052 | 143883.7987 | 173332.7507 | 516316.4956 | 391666.0462 | 0 | 0 | 0 | 0 | 0 | 0 | 68 | 117 | 151 | 395 | 283 | 151 |  |  |  | 0 | 0 | 0 | 0 | 0 | 0 | 0 | 0 | 0 | 0 |  | 0 | 0 | 0 | 10 | [28 empty] | 0 | 0 | 0 | 0 | 0 | 0 | 0 | 0 |  |  |  |  | 0 | 0 | 0 | 0 | 0 | 0 | 0 | 0
I |  | SCADA, Protection & Control | 0 | 0 | 0 | 0 | 0 | 0 | 0 | 0 | 115228.617 | 1885486.8175 | 0 | 0 | 0 | 0 | 0 | 0 | 0 | 0 | 0 | 130199.9525 | 2005141.5571 | 0 | 0 | 0 | 0 | 0 | 0 | 0 | 0 | 0 | 2932 | 0 | 127450 |  |  |  | 0 | 0 | 0 | 0 | 0 | 0 | 0 | 0 | 0 | 0 |  | 0 | 0 | 0 | 11 | [28 empty] | 0 | 0 | 0 | 0 | 0 | 0 | 0 | 0 |  |  |  |  | 0 | 0 | 0 | 0 | 0 | 0 | 0 | 0
J |  | Other | 0 | 0 | 0 | 0 | 0 | 0 | 0 | 67040.6273 | 0 | 5320.3725 | 6119.2809 | 0 | 0 | 0 | 0 | 0 | 0 | 0 | 80405.7656 | 0 | 5658.0083 | 6287.5518 | 0 | 0 | 0 | 0 | 0 | 0 | 1 | 20 | 8 | 2 | 2.1667 |  |  |  | 0 | 0 | 0 | 0 | 0 | 0 | 0 | 0 | 0 | 0 |  | 0 | 0 | 0 | 12 | [28 empty] | 0 | 0 | 0 | 0 | 0 | 0 | 0 | 0 |  |  |  |  | 0 | 0 | 0 | 0 | 0 | 0 | 0 | 0
|  |  | 0 | 0 | 0 | 0 | 0 | 9815191.6556 | 20694366.1586 | 33861053.1848 | 63759645.8121 | 81754132.8573 | 77087603.448 | 0 | 0 | 0 | 0 | 0 | 12182108.3831 | 25774584.1761 | 40611551.7622 | 72043760.2316 | 86942325.8403 | 81999255.3664 | [69 empty] | 60390503.0545 | 49842398.9109 | 49842398.9109 | 65311990.9925 | 68477062.0881 | 70587502.7371 | 72698221.4594 | 73753676.5909
Note on N6: CHAN Andy (EnergyQ): No Streetlight Expenditure was added to Pole, Poletop and Conductor

## CTGS
CTG/CTS | [12 empty] | 1.0233 | [31 empty] | Base Rates
[14 empty] | Escalation | 2024/25
[14 empty] | Eaclation % | [35 empty] | Escalated to 2024/25 |  | N
[14 empty] | 134.5% | 132.5% | 131.2% | 128.7% | 126.1% | 124.1% | 124.5% | 119.9% | 113% | 106.3% | 102.7% | [11 empty] | Include 2022/23 |  | Y | [11 empty] | Include 2022/23 |  | Y
Group | Cat | P1 DEFECTS | ALLOCATED COSTS | [10 empty] | ESCALATED ALLOCATED COST | [10 empty] | UNITS | [10 empty] | AVERAGE REPLACEMENT UNITS |  |  | UNIT COST RATES | [10 empty] | AVERAGE UNIT RATES |  |  | Deta % |  |  | Starting Yr Logic | [7 empty] | Increment Logic | [7 empty] | Manual Qty | [7 empty] | Base Case |  | Forecast Unit | [7 empty] | UNIT COST RATE
Code | Code | RIN ASSET CATEGORY | 2013/14 | 2014/15 | 2015/16 | 2016/17 | 2017/18 | 2018/19 | 2019/20 | 2020/21 | 2021/22 | 2022/23 | 2023/24 | 2013/14 | 2014/15 | 2015/16 | 2016/17 | 2017/18 | 2018/19 | 2019/20 | 2020/21 | 2021/22 | 2022/23 | 2023/24 | 2013/14 | 2014/15 | 2015/16 | 2016/17 | 2017/18 | 2018/19 | 2019/20 | 2020/21 | 2021/22 | 2022/23 | 2023/24 | Avg 5 Yr | Avg 3 Yr | Last Yr | 2013/14 | 2014/15 | 2015/16 | 2016/17 | 2017/18 | 2018/19 | 2019/20 | 2020/21 | 2021/22 | 2022/23 | 2023/24 | Avg 5 Yr | Avg 3 Yr | Last Yr | Start Yr | Increment | % | 2022/23 | 2023/24 | 2024/25 | 2025/26 | 2026/27 | 2027/28 | 2028/29 | 2029/30 | 2022/23 | 2023/24 | 2024/25 | 2025/26 | 2026/27 | 2027/28 | 2028/29 | 2029/30 | 2022/23 | 2023/24 | 2024/25 | 2025/26 | 2026/27 | 2027/28 | 2028/29 | 2029/30 |  |  | 2022/23 | 2023/24 | 2024/25 | 2025/26 | 2026/27 | 2027/28 | 2028/29 | 2029/30 | Type | Escalate | Manual | APPLIED | 2022/23 | 2023/24 | 2024/25 | 2025/26 | 2026/27 | 2027/28 | 2028/29 | 2029/30
A1 | A001 | Staking of a wooden pole | 0 | 0 | 0 | 0 | 0 | 0 | 0 | 0 | 0 | 0 | 0 | 0 | 0 | 0 | 0 | 0 | 0 | 0 | 0 | 0 | 0 | 0 | 0 | 0 | 0 | 0 | 0 | 0 | 0 | 0 | 0 | 0 | 0 | 0 | 0 | 0 | [14 empty] | 2025/26 | Compound | 0% | 0 | 0 | 0 | 1 | 2 | 3 | 4 | 5 | 100% | 100% | 100% | 100% | 100% | 100% | 100% | 100% | 0 | 0 | 0 | 0 | 0 | 0 | 0 | 0 | Avg 3 Yr | 0 | 0 | 0 | 0 | 0 | 0 | 0 | 0 | 0 | Avg 5 Yr | 5%
A | A002 | ˂ = 1 kV; Wood | 0 | 314360.7282 | 718536.6789 | 1813790.5106 | 2564833.0784 | 2388398.7492 | 4232620.5002 | 4067663.669 | 38704.7626 | 142916.5805 | 93413.6772 | 0 | 416663.4301 | 942724.2527 | 2334560.1468 | 3234046.243 | 2964357.0341 | 5271677.9307 | 4878588.1746 | 43733.5653 | 151986.199 | 95982.4113 | 0 | 48.4 | 12.4 | 275.2 | 397 | 388 | 644 | 926 | 105 | 21 | 11 | 416.8 | 350.6667 | 21 |  | 6495.0564 | 57946.5064 | 6590.8085 | 6460.5367 | 6155.6669 | 6572.3921 | 4392.7253 | 368.6168 | 6805.5515 | 8492.1525 | 5216.0769 | 4039.2443 | 6805.5515 | 2025/26 | Step | 0% | 0 | 0 | 0 | 1 | 2 | 3 | 4 | 5 | 100% | 100% | 100% | 100% | 100% | 100% | 100% | 100% | 0 | 0 | 0 | 0 | 0 | 0 | 0 | 0 | Avg 3 Yr | 350.6667 | 0 | 0 | 0 | 0 | 0 | 0 | 0 | 0 | Avg 5 Yr | 5% |  | 5216.0769 | 0 | 0 | 0 | 0 | 0 | 0 | 0 | 0
A | A003 | > 1 kV & < = 11 kV; Wood | 0 | 69930.8838 | 401457.0537 | 1354542.4909 | 2904001.4624 | 8972765.2653 | 15367807.0691 | 17132990.3681 | 298083.2464 | 347415.6012 | 246581.597 | 0 | 92688.5559 | 526713.9619 | 1743454.3284 | 3661710.0341 | 11136532.3056 | 19140418.8884 | 20548602.59 | 336812.3781 | 369462.917 | 253362.2159 | 0 | 6.8 | 4.8 | 146.4 | 314 | 877 | 1521 | 2544 | 321 | 84 | 30 | 1069.4 | 983 | 84 |  | 10283.9535 | 83636.8862 | 9252.3394 | 9248.4123 | 10231.2033 | 10103.7522 | 6734.666 | 928.6082 | 4135.9 | 8219.3866 | 7877.1389 | 6028.6501 | 4135.9 | 2025/26 | Linear | 0% | 0 | 0 | 0 | 1 | 2 | 3 | 4 | 5 | 100% | 100% | 100% | 100% | 100% | 100% | 100% | 100% | 0 | 0 | 0 | 0 | 0 | 0 | 0 | 0 | Avg 3 Yr | 983 | 0 | 0 | 0 | 0 | 0 | 0 | 0 | 0 | Avg 5 Yr | 5% |  | 7877.1389 | 0 | 0 | 0 | 0 | 0 | 0 | 0 | 0
A | A004 | ˃ 11 kV & < = 22 kV; Wood | 0 | 69930.8838 | 401457.0537 | 1354542.4909 | 2904001.4624 | 1728332.3627 | 0 | 0 | 0 | 0 | 0 | 0 | 92688.5559 | 526713.9619 | 1743454.3284 | 3661710.0341 | 2145116.7642 | 0 | 0 | 0 | 0 | 0 | 0 | 6.8 | 4.8 | 146.4 | 314 | 125 | 0 | 0 | 0 | 0 | 0 | 25 | 0 | 0 |  | 10283.9535 | 83636.8862 | 9252.3394 | 9248.4123 | 13826.6589 | [5 empty] | 13826.6589 |  |  | 2025/26 | Step | 0% | 0 | 0 | 0 | 1 | 2 | 3 | 4 | 5 | 100% | 100% | 100% | 100% | 100% | 100% | 100% | 100% | 0 | 0 | 0 | 0 | 0 | 0 | 0 | 0 | Avg 3 Yr | 0 | 0 | 0 | 0 | 0 | 0 | 0 | 0 | 0 | Avg 5 Yr | 5% |  | 13826.6589 | 0 | 0 | 0 | 0 | 0 | 0 | 0 | 0
A | A005 | > 22 kV & < = 66 kV; Wood | 0 | 0 | 0 | 345800.5903 | 2071881.0474 | 67006.7618 | 4832253.9762 | 5020316.9393 | 41441.9259 | 124.58 | 8031.8941 | 0 | 0 | 0 | 445085.7318 | 2612473.7604 | 83165.3281 | 6018514.2138 | 6021161.2477 | 46826.3607 | 132.486 | 8252.759 | 0 | 0 | 0 | 24 | 118 | 2 | 298 | 496 | 51 | 7 | 0 | 170.8 | 184.6667 | 7 |  |  |  | 14408.3579 | 17558.314 | 33503.3809 | 16215.6174 | 10121.6067 | 812.5868 | 17.7971 |  | 11664.1033 | 9136.9737 | 17.7971 | 2025/26 | Step | 0% | 0 | 0 | 0 | 1 | 2 | 3 | 4 | 5 | 100% | 100% | 100% | 100% | 100% | 100% | 100% | 100% | 0 | 0 | 0 | 0 | 0 | 0 | 0 | 0 | Avg 3 Yr | 184.6667 | 0 | 0 | 0 | 0 | 0 | 0 | 0 | 0 | Avg 5 Yr | 5% |  | 11664.1033 | 0 | 0 | 0 | 0 | 0 | 0 | 0 | 0
A | A006 | > 66 kV & < = 132 kV; Wood | 0 | 0 | 0 | 0 | 63983.4543 | 2297092.4792 | 375551.7007 | 202115.5724 | 0 | 0 | 0 | 0 | 0 | 0 | 0 | 80677.9403 | 2851032.4127 | 467745.1267 | 242409.0883 | 0 | 0 | 0 | 0 | 0 | 0 | 0 | 2 | 999 | 19 | 25 | 3 | 0 | 0 | 209.2 | 9.3333 | 0 |  |  |  |  | 31991.7272 | 2299.3919 | 19765.879 | 8084.6229 | 0 |  |  | 2748.3363 | 7218.4133 |  | 2025/26 | Step | 0% | 0 | 0 | 0 | 1 | 2 | 3 | 4 | 5 | 100% | 100% | 100% | 100% | 100% | 100% | 100% | 100% | 0 | 0 | 0 | 0 | 0 | 0 | 0 | 0 | Avg 3 Yr | 9.3333 | 0 | 0 | 0 | 0 | 0 | 0 | 0 | 0 | Avg 5 Yr | 5% |  | 2748.3363 | 0 | 0 | 0 | 0 | 0 | 0 | 0 | 0
A | A007 | > 132 kV; Wood | 0 | 0 | 0 | 0 | 0 | 0 | 0 | 0 | 0 | 0 | 0 | 0 | 0 | 0 | 0 | 0 | 0 | 0 | 0 | 0 | 0 | 0 | 0 | 0 | 0 | 0 | 0 | 0 | 0 | 0 | 0 | 0 | 0 | 0 | 0 | 0 | [14 empty] | 2025/26 | Step | 0% | 0 | 0 | 0 | 1 | 2 | 3 | 4 | 5 | 100% | 100% | 100% | 100% | 100% | 100% | 100% | 100% | 0 | 0 | 0 | 0 | 0 | 0 | 0 | 0 | Avg 3 Yr | 0 | 0 | 0 | 0 | 0 | 0 | 0 | 0 | 0 | Avg 5 Yr | 5%
A | A008 | ˂ = 1 kV; Concrete | 0 | 0 | 0 | 0 | 0 | 0 | 0 | 0 | 0 | 0 | 0 | 0 | 0 | 0 | 0 | 0 | 0 | 0 | 0 | 0 | 0 | 0 | 0 | 0 | 0 | 0 | 0 | 0 | 0 | 0 | 0 | 0 | 0 | 0 | 0 | 0 | [14 empty] | 2025/26 | Step | 0% | 0 | 0 | 0 | 1 | 2 | 3 | 4 | 5 | 100% | 100% | 100% | 100% | 100% | 100% | 100% | 100% | 0 | 0 | 0 | 0 | 0 | 0 | 0 | 0 | Avg 3 Yr | 0 | 0 | 0 | 0 | 0 | 0 | 0 | 0 | 0 | Avg 5 Yr | 5%
A | A009 | > 1 kV & < = 11 kV; Concrete | 0 | 0 | 0 | 0 | 0 | 0 | 0 | 23909.4889 | 0 | 0 | 0 | 0 | 0 | 0 | 0 | 0 | 0 | 0 | 28676.0557 | 0 | 0 | 0 | 0 | 0 | 0 | 0 | 0 | 0 | 0 | 4 | 0 | 0 | 0 | 0.8 | 1.3333 | 0 | [7 empty] | 5977.3722 |  |  |  | 5977.3722 | 5977.3722 |  | 2025/26 | Step | 0% | 0 | 0 | 0 | 1 | 2 | 3 | 4 | 5 | 100% | 100% | 100% | 100% | 100% | 100% | 100% | 100% | 0 | 0 | 0 | 0 | 0 | 0 | 0 | 0 | Avg 3 Yr | 1.3333 | 0 | 0 | 0 | 0 | 0 | 0 | 0 | 0 | Avg 5 Yr | 5% |  | 5977.3722 | 0 | 0 | 0 | 0 | 0 | 0 | 0 | 0
A | A010 | ˃ 11 kV & < = 22 kV; Concrete | 0 | 0 | 0 | 0 | 0 | 0 | 0 | 10038.4915 | -2106.5 | 0 | 0 | 0 | 0 | 0 | 0 | 0 | 0 | 0 | 12039.753 | -2380.1917 | 0 | 0 | 0 | 0 | 0 | 0 | 0 | 0 | 0 | 1 | -1 | 0 | 0 | 0 | 0 | 0 | [7 empty] | 10038.4915 | 2106.5 | [5 empty] | 2025/26 | Step | 0% | 0 | 0 | 0 | 1 | 2 | 3 | 4 | 5 | 100% | 100% | 100% | 100% | 100% | 100% | 100% | 100% | 0 | 0 | 0 | 0 | 0 | 0 | 0 | 0 | Avg 3 Yr | 0 | 0 | 0 | 0 | 0 | 0 | 0 | 0 | 0 | Avg 5 Yr | 5%
A | A011 | > 22 kV & < = 66 kV; Concrete | 0 | 0 | 0 | 0 | 0 | 0 | 292150.6076 | 0 | 0 | 0 | 0 | 0 | 0 | 0 | 0 | 0 | 0 | 363870.0683 | 0 | 0 | 0 | 0 | 0 | 0 | 0 | 0 | 0 | 0 | 4 | 0 | 0 | 0 | 0 | 0.8 | 0 | 0 | [6 empty] | 73037.6519 |  |  |  |  | 73037.6519 |  |  | 2025/26 | Step | 0% | 0 | 0 | 0 | 1 | 2 | 3 | 4 | 5 | 100% | 100% | 100% | 100% | 100% | 100% | 100% | 100% | 0 | 0 | 0 | 0 | 0 | 0 | 0 | 0 | Avg 3 Yr | 0 | 0 | 0 | 0 | 0 | 0 | 0 | 0 | 0 | Avg 5 Yr | 5% |  | 73037.6519 | 0 | 0 | 0 | 0 | 0 | 0 | 0 | 0
A | A012 | > 66 kV & < = 132 kV; Concrete | 0 | 0 | 0 | 0 | 0 | 0 | 0 | 0 | 0 | 0 | 0 | 0 | 0 | 0 | 0 | 0 | 0 | 0 | 0 | 0 | 0 | 0 | 0 | 0 | 0 | 0 | 0 | 0 | 0 | 0 | 0 | 0 | 0 | 0 | 0 | 0 | [14 empty] | 2025/26 | Step | 0% | 0 | 0 | 0 | 1 | 2 | 3 | 4 | 5 | 100% | 100% | 100% | 100% | 100% | 100% | 100% | 100% | 0 | 0 | 0 | 0 | 0 | 0 | 0 | 0 | Avg 3 Yr | 0 | 0 | 0 | 0 | 0 | 0 | 0 | 0 | 0 | Avg 5 Yr | 5%
A | A013 | > 132 kV; Concrete | 0 | 0 | 0 | 0 | 0 | 0 | 0 | 0 | 0 | 0 | 0 | 0 | 0 | 0 | 0 | 0 | 0 | 0 | 0 | 0 | 0 | 0 | 0 | 0 | 0 | 0 | 0 | 0 | 0 | 0 | 0 | 0 | 0 | 0 | 0 | 0 | [14 empty] | 2025/26 | Step | 0% | 0 | 0 | 0 | 1 | 2 | 3 | 4 | 5 | 100% | 100% | 100% | 100% | 100% | 100% | 100% | 100% | 0 | 0 | 0 | 0 | 0 | 0 | 0 | 0 | Avg 3 Yr | 0 | 0 | 0 | 0 | 0 | 0 | 0 | 0 | 0 | Avg 5 Yr | 5%
A | A014 | ˂ = 1 kV; Steel | 0 | 0 | 0 | 0 | 0 | 0 | 0 | 0 | 0 | 0 | 0 | 0 | 0 | 0 | 0 | 0 | 0 | 0 | 0 | 0 | 0 | 0 | 0 | 0 | 0 | 0 | 0 | 0 | 0 | 0 | 0 | 0 | 0 | 0 | 0 | 0 | [14 empty] | 2025/26 | Step | 0% | 0 | 0 | 0 | 1 | 2 | 3 | 4 | 5 | 100% | 100% | 100% | 100% | 100% | 100% | 100% | 100% | 0 | 0 | 0 | 0 | 0 | 0 | 0 | 0 | Avg 3 Yr | 0 | 0 | 0 | 0 | 0 | 0 | 0 | 0 | 0 | Avg 5 Yr | 5%
A | A015 | > 1 kV & < = 11 kV; Steel | 0 | 0 | 0 | 0 | 0 | 0 | 0 | 0 | 0 | 0 | 0 | 0 | 0 | 0 | 0 | 0 | 0 | 0 | 0 | 0 | 0 | 0 | 0 | 0 | 0 | 0 | 0 | 0 | 0 | 0 | 0 | 0 | 0 | 0 | 0 | 0 | [14 empty] | 2025/26 | Step | 0% | 0 | 0 | 0 | 1 | 2 | 3 | 4 | 5 | 100% | 100% | 100% | 100% | 100% | 100% | 100% | 100% | 0 | 0 | 0 | 0 | 0 | 0 | 0 | 0 | Avg 3 Yr | 0 | 0 | 0 | 0 | 0 | 0 | 0 | 0 | 0 | Avg 5 Yr | 5%
A | A016 | ˃ 11 kV & < = 22 kV; Steel | 0 | 0 | 0 | 0 | 0 | 0 | 0 | 0 | 0 | 0 | 0 | 0 | 0 | 0 | 0 | 0 | 0 | 0 | 0 | 0 | 0 | 0 | 0 | 0 | 0 | 0 | 0 | 0 | 0 | 0 | 0 | 0 | 0 | 0 | 0 | 0 | [14 empty] | 2025/26 | Step | 0% | 0 | 0 | 0 | 1 | 2 | 3 | 4 | 5 | 100% | 100% | 100% | 100% | 100% | 100% | 100% | 100% | 0 | 0 | 0 | 0 | 0 | 0 | 0 | 0 | Avg 3 Yr | 0 | 0 | 0 | 0 | 0 | 0 | 0 | 0 | 0 | Avg 5 Yr | 5%
A | A017 | > 22 kV & < = 66 kV; Steel | 0 | 0 | 0 | 0 | 0 | 0 | 0 | 0 | 0 | 0 | 0 | 0 | 0 | 0 | 0 | 0 | 0 | 0 | 0 | 0 | 0 | 0 | 0 | 0 | 0 | 0 | 0 | 0 | 0 | 0 | 0 | 0 | 0 | 0 | 0 | 0 | [14 empty] | 2025/26 | Step | 0% | 0 | 0 | 0 | 1 | 2 | 3 | 4 | 5 | 100% | 100% | 100% | 100% | 100% | 100% | 100% | 100% | 0 | 0 | 0 | 0 | 0 | 0 | 0 | 0 | Avg 3 Yr | 0 | 0 | 0 | 0 | 0 | 0 | 0 | 0 | 0 | Avg 5 Yr | 5%
A | A018 | > 66 kV & < = 132 kV; Steel | 0 | 0 | 0 | 0 | 0 | 0 | 0 | 0 | 0 | 0 | 0 | 0 | 0 | 0 | 0 | 0 | 0 | 0 | 0 | 0 | 0 | 0 | 0 | 0 | 0 | 0 | 0 | 0 | 0 | 0 | 0 | 0 | 0 | 0 | 0 | 0 | [14 empty] | 2025/26 | Step | 0% | 0 | 0 | 0 | 1 | 2 | 3 | 4 | 5 | 100% | 100% | 100% | 100% | 100% | 100% | 100% | 100% | 0 | 0 | 0 | 0 | 0 | 0 | 0 | 0 | Avg 3 Yr | 0 | 0 | 0 | 0 | 0 | 0 | 0 | 0 | 0 | Avg 5 Yr | 5%
A | A019 | > 132 kV; Steel | 0 | 0 | 0 | 0 | 0 | 0 | 0 | 0 | 0 | 0 | 0 | 0 | 0 | 0 | 0 | 0 | 0 | 0 | 0 | 0 | 0 | 0 | 0 | 0 | 0 | 0 | 0 | 0 | 0 | 0 | 0 | 0 | 0 | 0 | 0 | 0 | [14 empty] | 2025/26 | Step | 0% | 0 | 0 | 0 | 1 | 2 | 3 | 4 | 5 | 100% | 100% | 100% | 100% | 100% | 100% | 100% | 100% | 0 | 0 | 0 | 0 | 0 | 0 | 0 | 0 | Avg 3 Yr | 0 | 0 | 0 | 0 | 0 | 0 | 0 | 0 | 0 | Avg 5 Yr | 5%
A | A020 | Poles Other | 0 | 0 | 0 | 0 | 0 | 0 | 0 | 0 | 0 | 0 | 0 | 0 | 0 | 0 | 0 | 0 | 0 | 0 | 0 | 0 | 0 | 0 | 0 | 0 | 0 | 0 | 0 | 0 | 0 | 0 | 0 | 0 | 0 | 0 | 0 | 0 | [14 empty] | 2025/26 | Step | 0% | 0 | 0 | 0 | 1 | 2 | 3 | 4 | 5 | 100% | 100% | 100% | 100% | 100% | 100% | 100% | 100% | 0 | 0 | 0 | 0 | 0 | 0 | 0 | 0 | Avg 3 Yr | 0 | 0 | 0 | 0 | 0 | 0 | 0 | 0 | 0 | Avg 5 Yr | 5%
B | B001 | ˂ = 1 kV | 0 | 144062.8321 | 83543.4602 | 457509.141 | 1171789.8021 | 1531070.1502 | 5232708.3419 | 4593283.3402 | 88976.0321 | 111338.9741 | 165572.8091 | 0 | 190945.3325 | 109609.5 | 588867.6786 | 1477531.7891 | 1900285.1057 | 6517275.3103 | 5508994.7472 | 100536.4418 | 118404.6486 | 170125.8096 | 0 | 78 | 6 | 313 | 779 | 684 | 1644 | 2034 | 211 | 50 | 27 | 924.6 | 765 | 50 |  | 1846.9594 | 13923.91 | 1461.6905 | 1504.2231 | 2238.4067 | 3182.9126 | 2258.2514 | 421.6874 | 2226.7795 | 6132.3263 | 2499.9734 | 2088.7139 | 2226.7795 | 2025/26 | Step | 0% | 0 | 0 | 0 | 1 | 2 | 3 | 4 | 5 | 100% | 100% | 100% | 100% | 100% | 100% | 100% | 100% | 0 | 0 | 0 | 0 | 0 | 0 | 0 | 0 | Avg 3 Yr | 765 | 0 | 0 | 0 | 0 | 0 | 0 | 0 | 0 | Avg 5 Yr | 5% |  | 2499.9734 | 0 | 0 | 0 | 0 | 0 | 0 | 0 | 0
B | B002 | > 1 kV & < = 11 kV | 0 | 108469.2803 | 13288.0359 | 617958.6458 | 1106625.8293 | 866336.516 | 3310889.3189 | 5616862.3391 | -76871.2678 | 49021.1614 | 44775.2257 | 0 | 143768.5383 | 17433.9795 | 795384.9237 | 1395365.3108 | 1075252.0892 | 4123672.8293 | 6736633.2163 | -86858.939 | 52132.0897 | 46006.4763 | 0 | 53 | 1 | 327 | 624 | 321 | 1122 | 2728 | 186 | 45 | 11 | 880.4 | 986.3333 | 45 |  | 2046.5902 | 13288.0359 | 1889.7818 | 1773.4388 | 2698.8677 | 2950.8817 | 2058.9671 | -413.2864 | 1089.3591 | 4070.4751 | 2218.5911 | 1888.8179 | 1089.3591 | 2025/26 | Step | 0% | 0 | 0 | 0 | 1 | 2 | 3 | 4 | 5 | 100% | 100% | 100% | 100% | 100% | 100% | 100% | 100% | 0 | 0 | 0 | 0 | 0 | 0 | 0 | 0 | Avg 3 Yr | 986.3333 | 0 | 0 | 0 | 0 | 0 | 0 | 0 | 0 | Avg 5 Yr | 5% |  | 2218.5911 | 0 | 0 | 0 | 0 | 0 | 0 | 0 | 0
B | B003 | ˃ 11 kV & < = 22 kV | 0 | 4355.9707 | 29826.0951 | 301321.3817 | 571378.5422 | 138140.7082 | 2261117.7344 | 0 | 422231.3278 | 0 | 108056.7897 | 0 | 5773.5382 | 39132.0082 | 387835.7975 | 720461.9448 | 171453.1043 | 2816194.9456 | 0 | 477090.6763 | 0 | 111028.1871 | 0 | 3 | 2 | 112 | 226 | 95 | 495 | 0 | 258 | 0 | 39 | 169.6 | 86 | 0 |  | 1451.9902 | 14913.0475 | 2690.3695 | 2528.2236 | 1454.1127 | 4567.9146 |  | 1636.5555 |  | 2770.6869 | 3327.2285 | 1636.5555 |  | 2025/26 | Step | 0% | 0 | 0 | 0 | 1 | 2 | 3 | 4 | 5 | 100% | 100% | 100% | 100% | 100% | 100% | 100% | 100% | 0 | 0 | 0 | 0 | 0 | 0 | 0 | 0 | Avg 3 Yr | 86 | 0 | 0 | 0 | 0 | 0 | 0 | 0 | 0 | Avg 5 Yr | 5% |  | 3327.2285 | 0 | 0 | 0 | 0 | 0 | 0 | 0 | 0
B | B004 | ˃ 22 kV & < = 66 kV | 0 | 5416.9617 | 30643.2666 | 31498.4407 | 107122.3129 | 0 | 970792.7086 | 1641961.4385 | -43038.2048 | -37.5442 | 58.4197 | 0 | 7179.8085 | 40204.142 | 40542.1707 | 135072.538 | 0 | 1209110.6436 | 1969300.8835 | -48630.0397 | -39.9268 | 60.0262 | 0 | 3 | 2 | 27 | 87 | 0 | 142 | 394 | 35 | 3 | 0 | 114.8 | 144 | 3 |  | 1805.6539 | 15321.6333 | 1166.6089 | 1231.291 |  | 6836.5684 | 4167.4148 | -1229.663 | -12.5147 |  | 4476.7916 | 3701.1243 | -12.5147 | 2025/26 | Step | 0% | 0 | 0 | 0 | 1 | 2 | 3 | 4 | 5 | 100% | 100% | 100% | 100% | 100% | 100% | 100% | 100% | 0 | 0 | 0 | 0 | 0 | 0 | 0 | 0 | Avg 3 Yr | 144 | 0 | 0 | 0 | 0 | 0 | 0 | 0 | 0 | Avg 5 Yr | 5% |  | 4476.7916 | 0 | 0 | 0 | 0 | 0 | 0 | 0 | 0
B | B005 | > 66 kV & < = 132 kV | 0 | 0 | 0 | 0 | 9272.2937 | 0 | 0 | 0 | 0 | 0 | 0 | 0 | 0 | 0 | 0 | 11691.6094 | 0 | 0 | 0 | 0 | 0 | 0 | 0 | 0 | 0 | 0 | 1 | 0 | 0 | 0 | 0 | 0 | 0 | 0 | 0 | 0 |  |  |  |  | 9272.2937 | [9 empty] | 2025/26 | Step | 0% | 0 | 0 | 0 | 1 | 2 | 3 | 4 | 5 | 100% | 100% | 100% | 100% | 100% | 100% | 100% | 100% | 0 | 0 | 0 | 0 | 0 | 0 | 0 | 0 | Avg 3 Yr | 0 | 0 | 0 | 0 | 0 | 0 | 0 | 0 | 0 | Avg 5 Yr | 5%
B | B006 | > 132 kV | 0 | 0 | 0 | 0 | 0 | 0 | 0 | 0 | 0 | 0 | 0 | 0 | 0 | 0 | 0 | 0 | 0 | 0 | 0 | 0 | 0 | 0 | 0 | 0 | 0 | 0 | 0 | 0 | 0 | 0 | 0 | 0 | 0 | 0 | 0 | 0 | [14 empty] | 2025/26 | Step | 0% | 0 | 0 | 0 | 1 | 2 | 3 | 4 | 5 | 100% | 100% | 100% | 100% | 100% | 100% | 100% | 100% | 0 | 0 | 0 | 0 | 0 | 0 | 0 | 0 | Avg 3 Yr | 0 | 0 | 0 | 0 | 0 | 0 | 0 | 0 | 0 | Avg 5 Yr | 5%
B | B007 | Pole Tops Other | 0 | 0 | 0 | 0 | 0 | 0 | 0 | 0 | 0 | 0 | 0 | 0 | 0 | 0 | 0 | 0 | 0 | 0 | 0 | 0 | 0 | 0 | 0 | 0 | 0 | 0 | 0 | 0 | 0 | 0 | 0 | 0 | 0 | 0 | 0 | 0 | [14 empty] | 2025/26 | Step | 0% | 0 | 0 | 0 | 1 | 2 | 3 | 4 | 5 | 100% | 100% | 100% | 100% | 100% | 100% | 100% | 100% | 0 | 0 | 0 | 0 | 0 | 0 | 0 | 0 | Avg 3 Yr | 0 | 0 | 0 | 0 | 0 | 0 | 0 | 0 | 0 | Avg 5 Yr | 5%
C | C001 | ˂ = 1 kV | 0 | 50074.7308 | 473863.5188 | 212422.435 | 1963540.0561 | 3197683.3678 | 3282588.1555 | 2885537.7027 | 551031.161 | 172759.0177 | 326357.246 | 0 | 66370.5966 | 621711.6603 | 273412.4742 | 2475864.5679 | 3968799.2582 | 4088424.0707 | 3460795.0065 | 622625.1156 | 183722.465 | 335331.574 | 0 | 0 | 0 | 2 | 23 | 49.003 | 57.8722 | 57.2335 | 18.3577 | 3.805 | 8.1333 | 37.2543 | 26.4654 | 3.805 |  |  |  | 106211.2175 | 85371.3068 | 65254.8088 | 56721.3627 | 50416.9359 | 30016.4055 | 45403.1583 | 40125.8915 | 54166.1328 | 45459.7248 | 45403.1583 | 2025/26 | Step | 0% | 0 | 0 | 0 | 1 | 2 | 3 | 4 | 5 | 100% | 100% | 100% | 100% | 100% | 100% | 100% | 100% | 0 | 0 | 0 | 0 | 0 | 0 | 0 | 0 | Avg 3 Yr | 26.4654 | 0 | 0 | 0 | 0 | 0 | 0 | 0 | 0 | Avg 5 Yr | 5% |  | 54166.1328 | 0 | 0 | 0 | 0 | 0 | 0 | 0 | 0
C | C002 | > 1 kV & < = 11 kV | 0 | 56225.9807 | 0 | 208861.8697 | 398782.6478 | 551816.5553 | 1418553.348 | 1858808.6861 | 84305.521 | 212809.2566 | 0 | 0 | 74523.6535 | 0 | 268829.6109 | 502832.537 | 684886.1765 | 1766791.1352 | 2229378.5358 | 95259.1042 | 226314.3291 | 0 | 0 | 0 | 0 | 6 | 10 | 10.6979 | 32.6547 | 69.2595 | 6.8663 | 10.9433 | 0 | 26.0844 | 29.0231 | 10.9433 |  |  |  | 34810.3116 | 39878.2648 | 51581.5703 | 43441.0604 | 26838.3209 | 12278.0993 | 19446.475 |  | 31638.0713 | 24761.044 | 19446.475 | 2025/26 | Step | 0% | 0 | 0 | 0 | 1 | 2 | 3 | 4 | 5 | 100% | 100% | 100% | 100% | 100% | 100% | 100% | 100% | 0 | 0 | 0 | 0 | 0 | 0 | 0 | 0 | Avg 3 Yr | 29.0231 | 0 | 0 | 0 | 0 | 0 | 0 | 0 | 0 | Avg 5 Yr | 5% |  | 31638.0713 | 0 | 0 | 0 | 0 | 0 | 0 | 0 | 0
C | C003 | ˃ 11 kV & < = 22 kV ; SWER | 0 | 0 | 0 | 76326.6625 | 55563.6671 | 55629.9318 | 217508.945 | 408759.4628 | 46320.4561 | 59413.7852 | 21958.7857 | 0 | 0 | 0 | 98241.3257 | 70061.2724 | 69044.9949 | 270904.7752 | 490249.2546 | 52338.7448 | 63184.239 | 22562.6189 | 0 | 0 | 0 | 2 | 2 | 1.7507 | 9.4137 | 17.9707 | 3.049 | 3.8267 | 2.0667 | 7.2021 | 8.2821 | 3.8267 |  |  |  | 38163.3312 | 27781.8336 | 31776.7293 | 23105.6561 | 22745.9265 | 15192.016 | 15526.251 | 10625.2192 | 21872.2124 | 20707.0275 | 15526.251 | 2025/26 | Step | 0% | 0 | 0 | 0 | 1 | 2 | 3 | 4 | 5 | 100% | 100% | 100% | 100% | 100% | 100% | 100% | 100% | 0 | 0 | 0 | 0 | 0 | 0 | 0 | 0 | Avg 3 Yr | 8.2821 | 0 | 0 | 0 | 0 | 0 | 0 | 0 | 0 | Avg 5 Yr | 5% |  | 21872.2124 | 0 | 0 | 0 | 0 | 0 | 0 | 0 | 0
C | C004 | ˃ 11 kV & < = 22 kV ; Single-Phase | 0 | 0 | 0 | 0 | 0 | 0 | 0 | 0 | 0 | 0 | 0 | 0 | 0 | 0 | 0 | 0 | 0 | 0 | 0 | 0 | 0 | 0 | 0 | 0 | 0 | 0 | 0 | 0 | 0 | 0 | 0 | 0 | 0 | 0 | 0 | 0 | [14 empty] | 2025/26 | Step | 0% | 0 | 0 | 0 | 1 | 2 | 3 | 4 | 5 | 100% | 100% | 100% | 100% | 100% | 100% | 100% | 100% | 0 | 0 | 0 | 0 | 0 | 0 | 0 | 0 | Avg 3 Yr | 0 | 0 | 0 | 0 | 0 | 0 | 0 | 0 | 0 | Avg 5 Yr | 5%
C | C005 | ˃ 11 kV & < = 22 kV ; Multiple-Phase | 0 | 0 | 0 | 31447.981 | 44201.7853 | 9496.3315 | 94361.7808 | 137041.0741 | -1464.107 | 594.029 | 681.5633 | 0 | 0 | 0 | 40477.2231 | 55734.862 | 11786.3557 | 117526.4631 | 164361.4167 | -1654.3344 | 631.7266 | 700.3052 | 0 | 0 | 0 | 1 | 1 | 0.5148 | 2.7117 | 5.8497 | 0 | 0 | 0 | 1.8152 | 1.9499 | 0 |  |  |  | 31447.981 | 44201.7853 | 18446.642 | 34798.4441 | 23427.1595 |  |  |  | 26446.1858 | 23278.4198 |  | 2025/26 | Step | 0% | 0 | 0 | 0 | 1 | 2 | 3 | 4 | 5 | 100% | 100% | 100% | 100% | 100% | 100% | 100% | 100% | 0 | 0 | 0 | 0 | 0 | 0 | 0 | 0 | Avg 3 Yr | 1.9499 | 0 | 0 | 0 | 0 | 0 | 0 | 0 | 0 | Avg 5 Yr | 5% |  | 26446.1858 | 0 | 0 | 0 | 0 | 0 | 0 | 0 | 0
C | C006 | > 22 kV & < = 66 kV | 0 | 0 | 0 | 0 | 0 | -3769.26 | 6397.1616 | 0 | 11286.26 | 0 | 0 | 0 | 0 | 0 | 0 | 0 | -4678.2106 | 7967.5879 | 0 | 12752.6525 | 0 | 0 | 0 | 0 | 0 | 0 | 0 | -0.726 | 0.21 | 0 | 1.0333 | 0 | 0 | 0.10347 | 0.34444 | 0 | [5 empty] | 5191.8181 | 30462.6744 |  | 10922.1874 |  |  | 26895.9332 | 10922.1874 |  | 2025/26 | Step | 0% | 0 | 0 | 0 | 1 | 2 | 3 | 4 | 5 | 100% | 100% | 100% | 100% | 100% | 100% | 100% | 100% | 0 | 0 | 0 | 0 | 0 | 0 | 0 | 0 | Avg 3 Yr | 0.34444 | 0 | 0 | 0 | 0 | 0 | 0 | 0 | 0 | Avg 5 Yr | 5% |  | 26895.9332 | 0 | 0 | 0 | 0 | 0 | 0 | 0 | 0
C | C007 | > 66 kV & < = 132 kV | 0 | 0 | 0 | 0 | 0 | -6906.83 | 0 | 0 | 0 | 0 | 0 | 0 | 0 | 0 | 0 | 0 | -8572.4003 | 0 | 0 | 0 | 0 | 0 | 0 | 0 | 0 | 0 | 0 | -0.2475 | 0 | 0 | 0 | 0 | 0 | -0.0495 | 0 | 0 | [5 empty] | 27906.3836 | [5 empty] | 27906.3836 |  |  | 2025/26 | Step | 0% | 0 | 0 | 0 | 1 | 2 | 3 | 4 | 5 | 100% | 100% | 100% | 100% | 100% | 100% | 100% | 100% | 0 | 0 | 0 | 0 | 0 | 0 | 0 | 0 | Avg 3 Yr | 0 | 0 | 0 | 0 | 0 | 0 | 0 | 0 | 0 | Avg 5 Yr | 5% |  | 27906.3836 | 0 | 0 | 0 | 0 | 0 | 0 | 0 | 0
C | C008 | > 132 kV | 0 | 0 | 0 | 0 | 0 | 0 | 0 | 0 | 0 | 0 | 0 | 0 | 0 | 0 | 0 | 0 | 0 | 0 | 0 | 0 | 0 | 0 | 0 | 0 | 0 | 0 | 0 | 0 | 0 | 0 | 0 | 0 | 0 | 0 | 0 | 0 | [14 empty] | 2025/26 | Step | 0% | 0 | 0 | 0 | 1 | 2 | 3 | 4 | 5 | 100% | 100% | 100% | 100% | 100% | 100% | 100% | 100% | 0 | 0 | 0 | 0 | 0 | 0 | 0 | 0 | Avg 3 Yr | 0 | 0 | 0 | 0 | 0 | 0 | 0 | 0 | 0 | Avg 5 Yr | 5%
C | C009 | OH Conductor Other | 0 | 0 | 0 | 0 | 0 | 0 | 0 | 0 | 0 | 0 | 0 | 0 | 0 | 0 | 0 | 0 | 0 | 0 | 0 | 0 | 0 | 0 | 0 | 0 | 0 | 0 | 0 | 0 | 0 | 0 | 0 | 0 | 0 | 0 | 0 | 0 | [14 empty] | 2025/26 | Step | 0% | 0 | 0 | 0 | 1 | 2 | 3 | 4 | 5 | 100% | 100% | 100% | 100% | 100% | 100% | 100% | 100% | 0 | 0 | 0 | 0 | 0 | 0 | 0 | 0 | Avg 3 Yr | 0 | 0 | 0 | 0 | 0 | 0 | 0 | 0 | 0 | Avg 5 Yr | 5%
D | D001 | ˂ = 1 kV | 0 | 0 | 0 | 66051.1974 | 173108.3456 | 359059.1687 | 430137.975 | 474671.5158 | 10166.0026 | 0 | 77.8929 | 0 | 0 | 0 | 85015.6026 | 218275.5671 | 445645.6749 | 535731.675 | 569301.4547 | 11486.8432 | 0 | 80.0349 | 0 | 0 | 0 | 0 | 0 | 2.0742 | 1.992 | 2.092 | 0.955 | 0 | 0 | 1.4226 | 1.0157 | 0 | [5 empty] | 173107.3002 | 215932.718 | 226898.4301 | 10645.0287 |  |  | 179108.5098 | 159119.6312 |  | 2025/26 | Step | 0% | 0 | 0 | 0 | 1 | 2 | 3 | 4 | 5 | 100% | 100% | 100% | 100% | 100% | 100% | 100% | 100% | 0 | 0 | 0 | 0 | 0 | 0 | 0 | 0 | Avg 3 Yr | 1.0157 | 0 | 0 | 0 | 0 | 0 | 0 | 0 | 0 | Avg 5 Yr | 5% |  | 179108.5098 | 0 | 0 | 0 | 0 | 0 | 0 | 0 | 0
D | D002 | > 1 kV & < = 11 kV | 0 | 0 | 0 | 0 | 0 | -3725.94 | 132072.8667 | 0 | 0 | 0 | 0 | 0 | 0 | 0 | 0 | 0 | -4624.4441 | 164495.1672 | 0 | 0 | 0 | 0 | 0 | 0 | 0 | 0 | 0 | -0.09 | 0.05 | 0.11667 | 0 | 0 | 0 | 0.015333 | 0.038889 | 0 | [5 empty] | 41399.3315 | 2641457.3347 | 0 |  |  |  | 1674090.4361 | 0 |  | 2025/26 | Step | 0% | 0 | 0 | 0 | 1 | 2 | 3 | 4 | 5 | 100% | 100% | 100% | 100% | 100% | 100% | 100% | 100% | 0 | 0 | 0 | 0 | 0 | 0 | 0 | 0 | Avg 3 Yr | 0.038889 | 0 | 0 | 0 | 0 | 0 | 0 | 0 | 0 | Avg 5 Yr | 5% |  | 1674090.4361 | 0 | 0 | 0 | 0 | 0 | 0 | 0 | 0
D | D003 | > 11 kV & < = 22 kV | 0 | 0 | 0 | 0 | 0 | 35718.2767 | 0 | 0 | 0 | 0 | 0 | 0 | 0 | 0 | 0 | 0 | 44331.6782 | 0 | 0 | 0 | 0 | 0 | 0 | 0 | 0 | 0 | 0 | 0 | 0.02 | 0 | 0 | 0 | 0 | 0.004 | 0 | 0 | [6 empty] | 0 |  |  |  |  | 1785913.834 |  |  | 2025/26 | Step | 0% | 0 | 0 | 0 | 1 | 2 | 3 | 4 | 5 | 100% | 100% | 100% | 100% | 100% | 100% | 100% | 100% | 0 | 0 | 0 | 0 | 0 | 0 | 0 | 0 | Avg 3 Yr | 0 | 0 | 0 | 0 | 0 | 0 | 0 | 0 | 0 | Avg 5 Yr | 5% |  | 1785913.834 | 0 | 0 | 0 | 0 | 0 | 0 | 0 | 0
D | D004 | > 22 kV & < = 33 kV | 0 | 0 | 0 | 0 | 0 | 0 | 0 | 0 | 0 | 0 | 0 | 0 | 0 | 0 | 0 | 0 | 0 | 0 | 0 | 0 | 0 | 0 | 0 | 0 | 0 | 0 | 0 | 0 | 0 | 0 | 0 | 0 | 0 | 0 | 0 | 0 | [14 empty] | 2025/26 | Step | 0% | 0 | 0 | 0 | 1 | 2 | 3 | 4 | 5 | 100% | 100% | 100% | 100% | 100% | 100% | 100% | 100% | 0 | 0 | 0 | 0 | 0 | 0 | 0 | 0 | Avg 3 Yr | 0 | 0 | 0 | 0 | 0 | 0 | 0 | 0 | 0 | Avg 5 Yr | 5%
D | D005 | > 33 kV & < = 66 kV | 0 | 0 | 0 | 0 | 0 | 0 | 0 | 0 | 0 | 0 | 0 | 0 | 0 | 0 | 0 | 0 | 0 | 0 | 0 | 0 | 0 | 0 | 0 | 0 | 0 | 0 | 0 | 0 | 0 | 0 | 0 | 0 | 0 | 0 | 0 | 0 | [14 empty] | 2025/26 | Step | 0% | 0 | 0 | 0 | 1 | 2 | 3 | 4 | 5 | 100% | 100% | 100% | 100% | 100% | 100% | 100% | 100% | 0 | 0 | 0 | 0 | 0 | 0 | 0 | 0 | Avg 3 Yr | 0 | 0 | 0 | 0 | 0 | 0 | 0 | 0 | 0 | Avg 5 Yr | 5%
D | D006 | > 66 kV & < = 132 kV | 0 | 0 | 0 | 0 | 0 | 0 | 0 | 0 | 0 | 0 | 0 | 0 | 0 | 0 | 0 | 0 | 0 | 0 | 0 | 0 | 0 | 0 | 0 | 0 | 0 | 0 | 0 | 0 | 0 | 0 | 0 | 0 | 0 | 0 | 0 | 0 | [14 empty] | 2025/26 | Step | 0% | 0 | 0 | 0 | 1 | 2 | 3 | 4 | 5 | 100% | 100% | 100% | 100% | 100% | 100% | 100% | 100% | 0 | 0 | 0 | 0 | 0 | 0 | 0 | 0 | Avg 3 Yr | 0 | 0 | 0 | 0 | 0 | 0 | 0 | 0 | 0 | Avg 5 Yr | 5%
D | D007 | > 132 kV | 0 | 0 | 0 | 0 | 0 | 0 | 0 | 0 | 0 | 0 | 0 | 0 | 0 | 0 | 0 | 0 | 0 | 0 | 0 | 0 | 0 | 0 | 0 | 0 | 0 | 0 | 0 | 0 | 0 | 0 | 0 | 0 | 0 | 0 | 0 | 0 | [14 empty] | 2025/26 | Step | 0% | 0 | 0 | 0 | 1 | 2 | 3 | 4 | 5 | 100% | 100% | 100% | 100% | 100% | 100% | 100% | 100% | 0 | 0 | 0 | 0 | 0 | 0 | 0 | 0 | Avg 3 Yr | 0 | 0 | 0 | 0 | 0 | 0 | 0 | 0 | 0 | Avg 5 Yr | 5%
D | D008 | UG Cables Other | 0 | 0 | 0 | 0 | 0 | 0 | 0 | 0 | 0 | 0 | 0 | 0 | 0 | 0 | 0 | 0 | 0 | 0 | 0 | 0 | 0 | 0 | 0 | 0 | 0 | 0 | 0 | 0 | 0 | 0 | 0 | 0 | 0 | 0 | 0 | 0 | [14 empty] | 2025/26 | Step | 0% | 0 | 0 | 0 | 1 | 2 | 3 | 4 | 5 | 100% | 100% | 100% | 100% | 100% | 100% | 100% | 100% | 0 | 0 | 0 | 0 | 0 | 0 | 0 | 0 | Avg 3 Yr | 0 | 0 | 0 | 0 | 0 | 0 | 0 | 0 | 0 | Avg 5 Yr | 5%
E | E001 | ˂ = 11 kV ; Residential ; Simple Type | 0 | 50244.0294 | 86917.4589 | 305635.0887 | 449088.6502 | 609499.223 | 1287833.5114 | 0 | -116905.8927 | 0 | 49575.0108 | 0 | 66594.9903 | 114036.2057 | 393388.042 | 566264.3212 | 756478.9211 | 1603981.1508 | 0 | -132095.1519 | 0 | 50938.2482 | 0 | 23 | 6 | 271 | 377 | 672.42 | 1561.8048 | 0 | 290.04 | 0 | 61.5 | 504.853 | 96.68 | 0 |  | 2184.523 | 14486.2432 | 1127.8048 | 1191.2166 | 906.4264 | 824.5803 |  | -403.0682 |  | 806.0977 | 705.3249 | -403.0682 |  | 2025/26 | Step | 0% | 0 | 0 | 0 | 1 | 2 | 3 | 4 | 5 | 100% | 100% | 100% | 100% | 100% | 100% | 100% | 100% | 0 | 0 | 0 | 0 | 0 | 0 | 0 | 0 | Avg 3 Yr | 96.68 | 0 | 0 | 0 | 0 | 0 | 0 | 0 | 0 | Avg 5 Yr | 5% |  | 705.3249 | 0 | 0 | 0 | 0 | 0 | 0 | 0 | 0
E | E002 | ˂ = 11 kV ; Commercial & Industrial ; Simple Type | 0 | 12009.1017 | 23103.426 | 201580.9499 | 349374.2129 | 0 | 0 | 1662250.216 | 0 | 0 | 24248.2823 | 0 | 15917.2348 | 30311.8277 | 259458.2171 | 440532.5126 | 0 | 0 | 1993634.407 | 0 | 0 | 24915.0732 | 0 | 6 | 2 | 118 | 209 | 0 | 0 | 230.1515 | 0 | 0 | 1.8939 | 46.0303 | 76.7172 | 0 |  | 2001.517 | 11551.713 | 1708.3131 | 1671.647 |  |  | 7222.4166 |  |  | 12803.0924 | 7222.4166 | 7222.4166 |  | 2025/26 | Step | 0% | 0 | 0 | 0 | 1 | 2 | 3 | 4 | 5 | 100% | 100% | 100% | 100% | 100% | 100% | 100% | 100% | 0 | 0 | 0 | 0 | 0 | 0 | 0 | 0 | Avg 3 Yr | 76.7172 | 0 | 0 | 0 | 0 | 0 | 0 | 0 | 0 | Avg 5 Yr | 5% |  | 7222.4166 | 0 | 0 | 0 | 0 | 0 | 0 | 0 | 0
E | E003 | ˂ = 11 kV ; Residential ; Complex Type | 0 | 0 | 0 | 0 | 0 | 0 | 0 | 0 | 0 | 0 | 0 | 0 | 0 | 0 | 0 | 0 | 0 | 0 | 0 | 0 | 0 | 0 | 0 | 0 | 0 | 0 | 0 | 0 | 0 | 0 | 0 | 0 | 0 | 0 | 0 | 0 | [14 empty] | 2025/26 | Step | 0% | 0 | 0 | 0 | 1 | 2 | 3 | 4 | 5 | 100% | 100% | 100% | 100% | 100% | 100% | 100% | 100% | 0 | 0 | 0 | 0 | 0 | 0 | 0 | 0 | Avg 3 Yr | 0 | 0 | 0 | 0 | 0 | 0 | 0 | 0 | 0 | Avg 5 Yr | 5%
E | E004 | ˂ = 11 kV ; Commercial & Industrial ; Complex Type | 0 | 0 | 0 | 0 | 0 | 0 | 0 | 0 | 0 | 0 | 0 | 0 | 0 | 0 | 0 | 0 | 0 | 0 | 0 | 0 | 0 | 0 | 0 | 0 | 0 | 0 | 0 | 0 | 0 | 0 | 0 | 0 | 0 | 0 | 0 | 0 | [14 empty] | 2025/26 | Step | 0% | 0 | 0 | 0 | 1 | 2 | 3 | 4 | 5 | 100% | 100% | 100% | 100% | 100% | 100% | 100% | 100% | 0 | 0 | 0 | 0 | 0 | 0 | 0 | 0 | Avg 3 Yr | 0 | 0 | 0 | 0 | 0 | 0 | 0 | 0 | 0 | Avg 5 Yr | 5%
E | E005 | ˂ = 11 kV ; Subdivision ; Complex Type | 0 | 0 | 0 | 0 | 0 | 0 | 0 | 0 | 0 | 0 | 0 | 0 | 0 | 0 | 0 | 0 | 0 | 0 | 0 | 0 | 0 | 0 | 0 | 0 | 0 | 0 | 0 | 0 | 0 | 0 | 0 | 0 | 0 | 0 | 0 | 0 | [14 empty] | 2025/26 | Step | 0% | 0 | 0 | 0 | 1 | 2 | 3 | 4 | 5 | 100% | 100% | 100% | 100% | 100% | 100% | 100% | 100% | 0 | 0 | 0 | 0 | 0 | 0 | 0 | 0 | Avg 3 Yr | 0 | 0 | 0 | 0 | 0 | 0 | 0 | 0 | 0 | Avg 5 Yr | 5%
E | E006 | > 11 kV & < = 22 kV ; Commercial & Industrial | 0 | 0 | 0 | 0 | 0 | 0 | 0 | 0 | 0 | 0 | 0 | 0 | 0 | 0 | 0 | 0 | 0 | 0 | 0 | 0 | 0 | 0 | 0 | 0 | 0 | 0 | 0 | 0 | 0 | 0 | 0 | 0 | 0 | 0 | 0 | 0 | [14 empty] | 2025/26 | Step | 0% | 0 | 0 | 0 | 1 | 2 | 3 | 4 | 5 | 100% | 100% | 100% | 100% | 100% | 100% | 100% | 100% | 0 | 0 | 0 | 0 | 0 | 0 | 0 | 0 | Avg 3 Yr | 0 | 0 | 0 | 0 | 0 | 0 | 0 | 0 | 0 | Avg 5 Yr | 5%
E | E007 | > 11 kV & < = 22 kV ; Subdivision | 0 | 0 | 0 | 0 | 0 | 0 | 0 | 0 | 0 | 0 | 0 | 0 | 0 | 0 | 0 | 0 | 0 | 0 | 0 | 0 | 0 | 0 | 0 | 0 | 0 | 0 | 0 | 0 | 0 | 0 | 0 | 0 | 0 | 0 | 0 | 0 | [14 empty] | 2025/26 | Step | 0% | 0 | 0 | 0 | 1 | 2 | 3 | 4 | 5 | 100% | 100% | 100% | 100% | 100% | 100% | 100% | 100% | 0 | 0 | 0 | 0 | 0 | 0 | 0 | 0 | Avg 3 Yr | 0 | 0 | 0 | 0 | 0 | 0 | 0 | 0 | 0 | Avg 5 Yr | 5%
E | E008 | > 22 kV & < = 33 kV ; Commercial & Industrial | 0 | 0 | 0 | 0 | 0 | 0 | 0 | 0 | 0 | 0 | 0 | 0 | 0 | 0 | 0 | 0 | 0 | 0 | 0 | 0 | 0 | 0 | 0 | 0 | 0 | 0 | 0 | 0 | 0 | 0 | 0 | 0 | 0 | 0 | 0 | 0 | [14 empty] | 2025/26 | Step | 0% | 0 | 0 | 0 | 1 | 2 | 3 | 4 | 5 | 100% | 100% | 100% | 100% | 100% | 100% | 100% | 100% | 0 | 0 | 0 | 0 | 0 | 0 | 0 | 0 | Avg 3 Yr | 0 | 0 | 0 | 0 | 0 | 0 | 0 | 0 | 0 | Avg 5 Yr | 5%
E | E009 | > 22 kV & < = 33 kV ; Subdivision | 0 | 0 | 0 | 0 | 0 | 0 | 0 | 0 | 0 | 0 | 0 | 0 | 0 | 0 | 0 | 0 | 0 | 0 | 0 | 0 | 0 | 0 | 0 | 0 | 0 | 0 | 0 | 0 | 0 | 0 | 0 | 0 | 0 | 0 | 0 | 0 | [14 empty] | 2025/26 | Step | 0% | 0 | 0 | 0 | 1 | 2 | 3 | 4 | 5 | 100% | 100% | 100% | 100% | 100% | 100% | 100% | 100% | 0 | 0 | 0 | 0 | 0 | 0 | 0 | 0 | Avg 3 Yr | 0 | 0 | 0 | 0 | 0 | 0 | 0 | 0 | 0 | Avg 5 Yr | 5%
E | E010 | > 33 kV & < = 66 kV ; Commercial & Industrial | 0 | 0 | 0 | 0 | 0 | 0 | 0 | 0 | 0 | 0 | 0 | 0 | 0 | 0 | 0 | 0 | 0 | 0 | 0 | 0 | 0 | 0 | 0 | 0 | 0 | 0 | 0 | 0 | 0 | 0 | 0 | 0 | 0 | 0 | 0 | 0 | [14 empty] | 2025/26 | Step | 0% | 0 | 0 | 0 | 1 | 2 | 3 | 4 | 5 | 100% | 100% | 100% | 100% | 100% | 100% | 100% | 100% | 0 | 0 | 0 | 0 | 0 | 0 | 0 | 0 | Avg 3 Yr | 0 | 0 | 0 | 0 | 0 | 0 | 0 | 0 | 0 | Avg 5 Yr | 5%
E | E011 | > 33 kV & < = 66 kV ; Subdivision | 0 | 0 | 0 | 0 | 0 | 0 | 0 | 0 | 0 | 0 | 0 | 0 | 0 | 0 | 0 | 0 | 0 | 0 | 0 | 0 | 0 | 0 | 0 | 0 | 0 | 0 | 0 | 0 | 0 | 0 | 0 | 0 | 0 | 0 | 0 | 0 | [14 empty] | 2025/26 | Step | 0% | 0 | 0 | 0 | 1 | 2 | 3 | 4 | 5 | 100% | 100% | 100% | 100% | 100% | 100% | 100% | 100% | 0 | 0 | 0 | 0 | 0 | 0 | 0 | 0 | Avg 3 Yr | 0 | 0 | 0 | 0 | 0 | 0 | 0 | 0 | 0 | Avg 5 Yr | 5%
E | E012 | > 66 kV & < = 132 kV ; Commercial & Industrial | 0 | 0 | 0 | 0 | 0 | 0 | 0 | 0 | 0 | 0 | 0 | 0 | 0 | 0 | 0 | 0 | 0 | 0 | 0 | 0 | 0 | 0 | 0 | 0 | 0 | 0 | 0 | 0 | 0 | 0 | 0 | 0 | 0 | 0 | 0 | 0 | [14 empty] | 2025/26 | Step | 0% | 0 | 0 | 0 | 1 | 2 | 3 | 4 | 5 | 100% | 100% | 100% | 100% | 100% | 100% | 100% | 100% | 0 | 0 | 0 | 0 | 0 | 0 | 0 | 0 | Avg 3 Yr | 0 | 0 | 0 | 0 | 0 | 0 | 0 | 0 | 0 | Avg 5 Yr | 5%
E | E013 | > 66 kV & < = 132 kV ; Subdivision | 0 | 0 | 0 | 0 | 0 | 0 | 0 | 0 | 0 | 0 | 0 | 0 | 0 | 0 | 0 | 0 | 0 | 0 | 0 | 0 | 0 | 0 | 0 | 0 | 0 | 0 | 0 | 0 | 0 | 0 | 0 | 0 | 0 | 0 | 0 | 0 | [14 empty] | 2025/26 | Step | 0% | 0 | 0 | 0 | 1 | 2 | 3 | 4 | 5 | 100% | 100% | 100% | 100% | 100% | 100% | 100% | 100% | 0 | 0 | 0 | 0 | 0 | 0 | 0 | 0 | Avg 3 Yr | 0 | 0 | 0 | 0 | 0 | 0 | 0 | 0 | 0 | Avg 5 Yr | 5%
E | E014 | > 132 kV ; Commercial & Industrial | 0 | 0 | 0 | 0 | 0 | 0 | 0 | 0 | 0 | 0 | 0 | 0 | 0 | 0 | 0 | 0 | 0 | 0 | 0 | 0 | 0 | 0 | 0 | 0 | 0 | 0 | 0 | 0 | 0 | 0 | 0 | 0 | 0 | 0 | 0 | 0 | [14 empty] | 2025/26 | Step | 0% | 0 | 0 | 0 | 1 | 2 | 3 | 4 | 5 | 100% | 100% | 100% | 100% | 100% | 100% | 100% | 100% | 0 | 0 | 0 | 0 | 0 | 0 | 0 | 0 | Avg 3 Yr | 0 | 0 | 0 | 0 | 0 | 0 | 0 | 0 | 0 | Avg 5 Yr | 5%
E | E015 | > 132 kV ; Subdivision | 0 | 0 | 0 | 0 | 0 | 0 | 0 | 0 | 0 | 0 | 0 | 0 | 0 | 0 | 0 | 0 | 0 | 0 | 0 | 0 | 0 | 0 | 0 | 0 | 0 | 0 | 0 | 0 | 0 | 0 | 0 | 0 | 0 | 0 | 0 | 0 | [14 empty] | 2025/26 | Step | 0% | 0 | 0 | 0 | 1 | 2 | 3 | 4 | 5 | 100% | 100% | 100% | 100% | 100% | 100% | 100% | 100% | 0 | 0 | 0 | 0 | 0 | 0 | 0 | 0 | Avg 3 Yr | 0 | 0 | 0 | 0 | 0 | 0 | 0 | 0 | 0 | Avg 5 Yr | 5%
E | E016 | Service Lines Other | 0 | 0 | 0 | 0 | 0 | 0 | 0 | 0 | 0 | 0 | 0 | 0 | 0 | 0 | 0 | 0 | 0 | 0 | 0 | 0 | 0 | 0 | 0 | 0 | 0 | 0 | 0 | 0 | 0 | 0 | 0 | 0 | 0 | 0 | 0 | 0 | [14 empty] | 2025/26 | Step | 0% | 0 | 0 | 0 | 1 | 2 | 3 | 4 | 5 | 100% | 100% | 100% | 100% | 100% | 100% | 100% | 100% | 0 | 0 | 0 | 0 | 0 | 0 | 0 | 0 | Avg 3 Yr | 0 | 0 | 0 | 0 | 0 | 0 | 0 | 0 | 0 | Avg 5 Yr | 5%
F | F001 | Pole Mounted ; < = 22kV ; < = 60 kVA ; Single Phase | 0 | 0 | 0 | 162330.4816 | 433882.776 | 981284.1841 | 1844746.3092 | 2348430.7249 | -39374.099 | -350.1 | 40119.4599 | 0 | 0 | 0 | 208938.2819 | 547090.9485 | 1217919.1915 | 2297609.3428 | 2816611.0317 | -44489.8668 | -372.3177 | 41222.6841 | 0 | 0 | 0 | 7 | 19 | 44 | 79 | 154 | 16 | 2 | 0 | 59 | 57.3333 | 2 |  |  |  | 23190.0688 | 22835.9356 | 22301.9133 | 23351.2191 | 15249.5502 | -2460.8812 | -175.05 |  | 17405.8882 | 13422.7124 | -175.05 | 2025/26 | Step | 0% | 0 | 0 | 0 | 1 | 2 | 3 | 4 | 5 | 100% | 100% | 100% | 100% | 100% | 100% | 100% | 100% | 0 | 0 | 0 | 0 | 0 | 0 | 0 | 0 | Avg 3 Yr | 57.3333 | 0 | 0 | 0 | 0 | 0 | 0 | 0 | 0 | Avg 5 Yr | 5% |  | 17405.8882 | 0 | 0 | 0 | 0 | 0 | 0 | 0 | 0
F | F002 | Pole Mounted ; < = 22kV ; > 60 kVA and < = 600 kVA ; Single Phase | 0 | 0 | 0 | 0 | 0 | 0 | 0 | 0 | 0 | 0 | 0 | 0 | 0 | 0 | 0 | 0 | 0 | 0 | 0 | 0 | 0 | 0 | 0 | 0 | 0 | 0 | 0 | 0 | 0 | 0 | 0 | 0 | 0 | 0 | 0 | 0 | [14 empty] | 2025/26 | Step | 0% | 0 | 0 | 0 | 1 | 2 | 3 | 4 | 5 | 100% | 100% | 100% | 100% | 100% | 100% | 100% | 100% | 0 | 0 | 0 | 0 | 0 | 0 | 0 | 0 | Avg 3 Yr | 0 | 0 | 0 | 0 | 0 | 0 | 0 | 0 | 0 | Avg 5 Yr | 5%
F | F003 | Pole Mounted ; < = 22kV ; > 600 kVA ; Single Phase | 0 | 0 | 0 | 0 | 0 | 0 | 0 | 0 | 0 | 0 | 0 | 0 | 0 | 0 | 0 | 0 | 0 | 0 | 0 | 0 | 0 | 0 | 0 | 0 | 0 | 0 | 0 | 0 | 0 | 0 | 0 | 0 | 0 | 0 | 0 | 0 | [14 empty] | 2025/26 | Step | 0% | 0 | 0 | 0 | 1 | 2 | 3 | 4 | 5 | 100% | 100% | 100% | 100% | 100% | 100% | 100% | 100% | 0 | 0 | 0 | 0 | 0 | 0 | 0 | 0 | Avg 3 Yr | 0 | 0 | 0 | 0 | 0 | 0 | 0 | 0 | 0 | Avg 5 Yr | 5%
F | F004 | Pole Mounted ; < = 22kV ; < = 60 kVA ; Multiple Phase | 0 | 0 | 0 | 453309.1187 | 894689.4663 | 570916.3641 | 852777.3524 | 822166.0184 | 0 | 0 | 66845.8185 | 0 | 0 | 0 | 583461.7595 | 1128130.7667 | 708591.8715 | 1062123.9368 | 986072.0406 | 0 | 0 | 68683.9768 | 0 | 0 | 0 | 12 | 26 | 20 | 32 | 53 | 5 | 0 | 0 | 22 | 19.3333 | 0 |  |  |  | 37775.7599 | 34411.1333 | 28545.8182 | 26649.2923 | 15512.5664 | 0 |  |  | 20416.9067 | 14175.2762 |  | 2025/26 | Step | 0% | 0 | 0 | 0 | 1 | 2 | 3 | 4 | 5 | 100% | 100% | 100% | 100% | 100% | 100% | 100% | 100% | 0 | 0 | 0 | 0 | 0 | 0 | 0 | 0 | Avg 3 Yr | 19.3333 | 0 | 0 | 0 | 0 | 0 | 0 | 0 | 0 | Avg 5 Yr | 5% |  | 20416.9067 | 0 | 0 | 0 | 0 | 0 | 0 | 0 | 0
F | F005 | Pole Mounted ; < = 22kV ; > 60 kVA and < = 600 kVA ; Multiple Phase | 0 | 0 | 0 | 572997.3665 | 1830778.0014 | 2181471.2687 | 3211239.8584 | 3236818.3153 | 111690.6512 | 11912.2015 | 2258.8955 | 0 | 0 | 0 | 737514.5081 | 2308462.3974 | 2707529.3446 | 3999560.6246 | 3882106.4968 | 126202.3085 | 12668.1608 | 2321.0117 | 0 | 0 | 0 | 7 | 22 | 31 | 73 | 105 | 6 | 0 | 0 | 43 | 37 | 0 |  |  |  | 81856.7666 | 83217.1819 | 70370.0409 | 43989.5871 | 30826.8411 | 18615.1085 |  |  | 40712.2432 | 30274.0646 |  | 2025/26 | Step | 0% | 0 | 0 | 0 | 1 | 2 | 3 | 4 | 5 | 100% | 100% | 100% | 100% | 100% | 100% | 100% | 100% | 0 | 0 | 0 | 0 | 0 | 0 | 0 | 0 | Avg 3 Yr | 37 | 0 | 0 | 0 | 0 | 0 | 0 | 0 | 0 | Avg 5 Yr | 5% |  | 40712.2432 | 0 | 0 | 0 | 0 | 0 | 0 | 0 | 0
F | F006 | Pole Mounted ; < = 22kV ; > 600 kVA ; Multiple Phase | 0 | 0 | 0 | 0 | 0 | 0 | 0 | 0 | 0 | 0 | 0 | 0 | 0 | 0 | 0 | 0 | 0 | 0 | 0 | 0 | 0 | 0 | 0 | 0 | 0 | 0 | 0 | 0 | 0 | 0 | 0 | 0 | 0 | 0 | 0 | 0 | [14 empty] | 2025/26 | Step | 0% | 0 | 0 | 0 | 1 | 2 | 3 | 4 | 5 | 100% | 100% | 100% | 100% | 100% | 100% | 100% | 100% | 0 | 0 | 0 | 0 | 0 | 0 | 0 | 0 | Avg 3 Yr | 0 | 0 | 0 | 0 | 0 | 0 | 0 | 0 | 0 | Avg 5 Yr | 5%
F | F007 | Kiosk Mounted ; < = 22kV ; < = 60 kVA ; Single Phase | 0 | 0 | 0 | 0 | 0 | 0 | 0 | 0 | 0 | 0 | 0 | 0 | 0 | 0 | 0 | 0 | 0 | 0 | 0 | 0 | 0 | 0 | 0 | 0 | 0 | 0 | 0 | 0 | 0 | 0 | 0 | 0 | 0 | 0 | 0 | 0 | [14 empty] | 2025/26 | Step | 0% | 0 | 0 | 0 | 1 | 2 | 3 | 4 | 5 | 100% | 100% | 100% | 100% | 100% | 100% | 100% | 100% | 0 | 0 | 0 | 0 | 0 | 0 | 0 | 0 | Avg 3 Yr | 0 | 0 | 0 | 0 | 0 | 0 | 0 | 0 | 0 | Avg 5 Yr | 5%
F | F008 | Kiosk Mounted ; < = 22kV ; > 60 kVA and < = 600 kVA ; Single Phase | 0 | 0 | 0 | 0 | 0 | 0 | 0 | 0 | 0 | 0 | 0 | 0 | 0 | 0 | 0 | 0 | 0 | 0 | 0 | 0 | 0 | 0 | 0 | 0 | 0 | 0 | 0 | 0 | 0 | 0 | 0 | 0 | 0 | 0 | 0 | 0 | [14 empty] | 2025/26 | Step | 0% | 0 | 0 | 0 | 1 | 2 | 3 | 4 | 5 | 100% | 100% | 100% | 100% | 100% | 100% | 100% | 100% | 0 | 0 | 0 | 0 | 0 | 0 | 0 | 0 | Avg 3 Yr | 0 | 0 | 0 | 0 | 0 | 0 | 0 | 0 | 0 | Avg 5 Yr | 5%
F | F009 | Kiosk Mounted ; < = 22kV ; > 600 kVA ; Single Phase | 0 | 0 | 0 | 0 | 0 | 0 | 0 | 0 | 0 | 0 | 0 | 0 | 0 | 0 | 0 | 0 | 0 | 0 | 0 | 0 | 0 | 0 | 0 | 0 | 0 | 0 | 0 | 0 | 0 | 0 | 0 | 0 | 0 | 0 | 0 | 0 | [14 empty] | 2025/26 | Step | 0% | 0 | 0 | 0 | 1 | 2 | 3 | 4 | 5 | 100% | 100% | 100% | 100% | 100% | 100% | 100% | 100% | 0 | 0 | 0 | 0 | 0 | 0 | 0 | 0 | Avg 3 Yr | 0 | 0 | 0 | 0 | 0 | 0 | 0 | 0 | 0 | Avg 5 Yr | 5%
F | F010 | Kiosk Mounted ; < = 22kV ; < = 60 kVA ; Multiple Phase | 0 | 0 | 0 | 0 | 0 | 0 | 0 | 0 | 0 | 0 | 0 | 0 | 0 | 0 | 0 | 0 | 0 | 0 | 0 | 0 | 0 | 0 | 0 | 0 | 0 | 0 | 0 | 0 | 0 | 0 | 0 | 0 | 0 | 0 | 0 | 0 | [14 empty] | 2025/26 | Step | 0% | 0 | 0 | 0 | 1 | 2 | 3 | 4 | 5 | 100% | 100% | 100% | 100% | 100% | 100% | 100% | 100% | 0 | 0 | 0 | 0 | 0 | 0 | 0 | 0 | Avg 3 Yr | 0 | 0 | 0 | 0 | 0 | 0 | 0 | 0 | 0 | Avg 5 Yr | 5%
F | F011 | Kiosk Mounted ; < = 22kV ; > 60 kVA and < = 600 kVA ; Multiple Phase | 0 | 0 | 0 | 0 | 0 | 0 | 0 | 0 | 0 | 0 | 0 | 0 | 0 | 0 | 0 | 0 | 0 | 0 | 0 | 0 | 0 | 0 | 0 | 0 | 0 | 0 | 0 | 0 | 0 | 0 | 0 | 0 | 0 | 0 | 0 | 0 | [14 empty] | 2025/26 | Step | 0% | 0 | 0 | 0 | 1 | 2 | 3 | 4 | 5 | 100% | 100% | 100% | 100% | 100% | 100% | 100% | 100% | 0 | 0 | 0 | 0 | 0 | 0 | 0 | 0 | Avg 3 Yr | 0 | 0 | 0 | 0 | 0 | 0 | 0 | 0 | 0 | Avg 5 Yr | 5%
F | F012 | Kiosk Mounted ; < = 22kV ; > 600 kVA ; Multiple Phase | 0 | 0 | 0 | 0 | 0 | 0 | 0 | 0 | 0 | 0 | 0 | 0 | 0 | 0 | 0 | 0 | 0 | 0 | 0 | 0 | 0 | 0 | 0 | 0 | 0 | 0 | 0 | 0 | 0 | 0 | 0 | 0 | 0 | 0 | 0 | 0 | [14 empty] | 2025/26 | Step | 0% | 0 | 0 | 0 | 1 | 2 | 3 | 4 | 5 | 100% | 100% | 100% | 100% | 100% | 100% | 100% | 100% | 0 | 0 | 0 | 0 | 0 | 0 | 0 | 0 | Avg 3 Yr | 0 | 0 | 0 | 0 | 0 | 0 | 0 | 0 | 0 | Avg 5 Yr | 5%
F | F013 | Ground Outdoor / Indoor Chamber Mounted; ˂ 22 kV ; < = 60 kVA ; Single Phase | 0 | 0 | 0 | 0 | 0 | 0 | 0 | 0 | 0 | 0 | 0 | 0 | 0 | 0 | 0 | 0 | 0 | 0 | 0 | 0 | 0 | 0 | 0 | 0 | 0 | 0 | 0 | 0 | 0 | 0 | 0 | 0 | 0 | 0 | 0 | 0 | [14 empty] | 2025/26 | Step | 0% | 0 | 0 | 0 | 1 | 2 | 3 | 4 | 5 | 100% | 100% | 100% | 100% | 100% | 100% | 100% | 100% | 0 | 0 | 0 | 0 | 0 | 0 | 0 | 0 | Avg 3 Yr | 0 | 0 | 0 | 0 | 0 | 0 | 0 | 0 | 0 | Avg 5 Yr | 5%
F | F014 | Ground Outdoor / Indoor Chamber Mounted; ˂ 22 kV ; > 60 kVA and < = 600 kVA ; Single Phase | 0 | 0 | 0 | 0 | 0 | 0 | 0 | 0 | 0 | 0 | 0 | 0 | 0 | 0 | 0 | 0 | 0 | 0 | 0 | 0 | 0 | 0 | 0 | 0 | 0 | 0 | 0 | 0 | 0 | 0 | 0 | 0 | 0 | 0 | 0 | 0 | [14 empty] | 2025/26 | Step | 0% | 0 | 0 | 0 | 1 | 2 | 3 | 4 | 5 | 100% | 100% | 100% | 100% | 100% | 100% | 100% | 100% | 0 | 0 | 0 | 0 | 0 | 0 | 0 | 0 | Avg 3 Yr | 0 | 0 | 0 | 0 | 0 | 0 | 0 | 0 | 0 | Avg 5 Yr | 5%
F | F015 | Ground Outdoor / Indoor Chamber Mounted; ˂ 22 kV ; > 600 kVA ; Single Phase | 0 | 0 | 0 | 0 | 0 | 0 | 0 | 0 | 0 | 0 | 0 | 0 | 0 | 0 | 0 | 0 | 0 | 0 | 0 | 0 | 0 | 0 | 0 | 0 | 0 | 0 | 0 | 0 | 0 | 0 | 0 | 0 | 0 | 0 | 0 | 0 | [14 empty] | 2025/26 | Step | 0% | 0 | 0 | 0 | 1 | 2 | 3 | 4 | 5 | 100% | 100% | 100% | 100% | 100% | 100% | 100% | 100% | 0 | 0 | 0 | 0 | 0 | 0 | 0 | 0 | Avg 3 Yr | 0 | 0 | 0 | 0 | 0 | 0 | 0 | 0 | 0 | Avg 5 Yr | 5%
F | F016 | Ground Outdoor / Indoor Chamber Mounted; ˂ 22 kV ; < = 60 kVA ; Multiple Phase | 0 | 0 | 0 | 0 | 0 | 0 | 0 | 0 | 0 | 0 | 0 | 0 | 0 | 0 | 0 | 0 | 0 | 0 | 0 | 0 | 0 | 0 | 0 | 0 | 0 | 0 | 0 | 0 | 0 | 0 | 0 | 0 | 0 | 0 | 0 | 0 | [14 empty] | 2025/26 | Step | 0% | 0 | 0 | 0 | 1 | 2 | 3 | 4 | 5 | 100% | 100% | 100% | 100% | 100% | 100% | 100% | 100% | 0 | 0 | 0 | 0 | 0 | 0 | 0 | 0 | Avg 3 Yr | 0 | 0 | 0 | 0 | 0 | 0 | 0 | 0 | 0 | Avg 5 Yr | 5%
F | F017 | Ground Outdoor / Indoor Chamber Mounted; ˂ 22 kV ; > 60 kVA and < = 600 kVA ; Multiple Phase | 0 | 0 | 0 | 0 | 0 | 0 | 0 | 0 | 0 | 0 | 0 | 0 | 0 | 0 | 0 | 0 | 0 | 0 | 0 | 0 | 0 | 0 | 0 | 0 | 0 | 0 | 0 | 0 | 0 | 0 | 0 | 0 | 0 | 0 | 0 | 0 | [14 empty] | 2025/26 | Step | 0% | 0 | 0 | 0 | 1 | 2 | 3 | 4 | 5 | 100% | 100% | 100% | 100% | 100% | 100% | 100% | 100% | 0 | 0 | 0 | 0 | 0 | 0 | 0 | 0 | Avg 3 Yr | 0 | 0 | 0 | 0 | 0 | 0 | 0 | 0 | 0 | Avg 5 Yr | 5%
F | F018 | Ground Outdoor / Indoor Chamber Mounted; ˂ 22 kV ; > 600 kVA ; Multiple Phase | 0 | 0 | 0 | 0 | 0 | 0 | 0 | 0 | 0 | 0 | 0 | 0 | 0 | 0 | 0 | 0 | 0 | 0 | 0 | 0 | 0 | 0 | 0 | 0 | 0 | 0 | 0 | 0 | 0 | 0 | 0 | 0 | 0 | 0 | 0 | 0 | [14 empty] | 2025/26 | Step | 0% | 0 | 0 | 0 | 1 | 2 | 3 | 4 | 5 | 100% | 100% | 100% | 100% | 100% | 100% | 100% | 100% | 0 | 0 | 0 | 0 | 0 | 0 | 0 | 0 | Avg 3 Yr | 0 | 0 | 0 | 0 | 0 | 0 | 0 | 0 | 0 | Avg 5 Yr | 5%
F | F019 | Ground Outdoor / Indoor Chamber Mounted; > = 22 kV & < = 33 kV ; < = 15 MVA | 0 | 0 | 0 | 0 | 0 | 0 | 0 | 0 | 0 | 0 | 0 | 0 | 0 | 0 | 0 | 0 | 0 | 0 | 0 | 0 | 0 | 0 | 0 | 0 | 0 | 0 | 0 | 0 | 0 | 0 | 0 | 0 | 0 | 0 | 0 | 0 | [14 empty] | 2025/26 | Step | 0% | 0 | 0 | 0 | 1 | 2 | 3 | 4 | 5 | 100% | 100% | 100% | 100% | 100% | 100% | 100% | 100% | 0 | 0 | 0 | 0 | 0 | 0 | 0 | 0 | Avg 3 Yr | 0 | 0 | 0 | 0 | 0 | 0 | 0 | 0 | 0 | Avg 5 Yr | 5%
F | F020 | Ground Outdoor / Indoor Chamber Mounted; > = 22 kV & < = 33 kV ; > 15 MVA and < = 40 MVA | 0 | 0 | 0 | 0 | 0 | 0 | 0 | 0 | 0 | 0 | 0 | 0 | 0 | 0 | 0 | 0 | 0 | 0 | 0 | 0 | 0 | 0 | 0 | 0 | 0 | 0 | 0 | 0 | 0 | 0 | 0 | 0 | 0 | 0 | 0 | 0 | [14 empty] | 2025/26 | Step | 0% | 0 | 0 | 0 | 1 | 2 | 3 | 4 | 5 | 100% | 100% | 100% | 100% | 100% | 100% | 100% | 100% | 0 | 0 | 0 | 0 | 0 | 0 | 0 | 0 | Avg 3 Yr | 0 | 0 | 0 | 0 | 0 | 0 | 0 | 0 | 0 | Avg 5 Yr | 5%
F | F021 | Ground Outdoor / Indoor Chamber Mounted; > = 22 kV & < = 33 kV ; > 40 MVA | 0 | 0 | 0 | 0 | 0 | 0 | 0 | 0 | 0 | 0 | 0 | 0 | 0 | 0 | 0 | 0 | 0 | 0 | 0 | 0 | 0 | 0 | 0 | 0 | 0 | 0 | 0 | 0 | 0 | 0 | 0 | 0 | 0 | 0 | 0 | 0 | [14 empty] | 2025/26 | Step | 0% | 0 | 0 | 0 | 1 | 2 | 3 | 4 | 5 | 100% | 100% | 100% | 100% | 100% | 100% | 100% | 100% | 0 | 0 | 0 | 0 | 0 | 0 | 0 | 0 | Avg 3 Yr | 0 | 0 | 0 | 0 | 0 | 0 | 0 | 0 | 0 | Avg 5 Yr | 5%
F | F022 | Ground Outdoor / Indoor Chamber Mounted; > 33 kV & < = 66 kV ; < = 15 MVA | 0 | 0 | 0 | 0 | 0 | 0 | 0 | 0 | 0 | 0 | 0 | 0 | 0 | 0 | 0 | 0 | 0 | 0 | 0 | 0 | 0 | 0 | 0 | 0 | 0 | 0 | 0 | 0 | 0 | 0 | 0 | 0 | 0 | 0 | 0 | 0 | [14 empty] | 2025/26 | Step | 0% | 0 | 0 | 0 | 1 | 2 | 3 | 4 | 5 | 100% | 100% | 100% | 100% | 100% | 100% | 100% | 100% | 0 | 0 | 0 | 0 | 0 | 0 | 0 | 0 | Avg 3 Yr | 0 | 0 | 0 | 0 | 0 | 0 | 0 | 0 | 0 | Avg 5 Yr | 5%
F | F023 | Ground Outdoor / Indoor Chamber Mounted; > 33 kV & < = 66 kV ; > 15 MVA and < = 40 MVA | 0 | 0 | 0 | 0 | 0 | 0 | 0 | 0 | 0 | 0 | 0 | 0 | 0 | 0 | 0 | 0 | 0 | 0 | 0 | 0 | 0 | 0 | 0 | 0 | 0 | 0 | 0 | 0 | 0 | 0 | 0 | 0 | 0 | 0 | 0 | 0 | [14 empty] | 2025/26 | Step | 0% | 0 | 0 | 0 | 1 | 2 | 3 | 4 | 5 | 100% | 100% | 100% | 100% | 100% | 100% | 100% | 100% | 0 | 0 | 0 | 0 | 0 | 0 | 0 | 0 | Avg 3 Yr | 0 | 0 | 0 | 0 | 0 | 0 | 0 | 0 | 0 | Avg 5 Yr | 5%
F | F024 | Ground Outdoor / Indoor Chamber Mounted; > 33 kV & < = 66 kV ; > 40 MVA | 0 | 0 | 0 | 0 | 0 | 0 | 0 | 0 | 0 | 0 | 0 | 0 | 0 | 0 | 0 | 0 | 0 | 0 | 0 | 0 | 0 | 0 | 0 | 0 | 0 | 0 | 0 | 0 | 0 | 0 | 0 | 0 | 0 | 0 | 0 | 0 | [14 empty] | 2025/26 | Step | 0% | 0 | 0 | 0 | 1 | 2 | 3 | 4 | 5 | 100% | 100% | 100% | 100% | 100% | 100% | 100% | 100% | 0 | 0 | 0 | 0 | 0 | 0 | 0 | 0 | Avg 3 Yr | 0 | 0 | 0 | 0 | 0 | 0 | 0 | 0 | 0 | Avg 5 Yr | 5%
F | F025 | Ground Outdoor / Indoor Chamber Mounted; > 66 kV & < = 132 kV ; < = 100 MVA | 0 | 0 | 0 | 0 | 0 | 0 | 0 | 0 | 0 | 0 | 0 | 0 | 0 | 0 | 0 | 0 | 0 | 0 | 0 | 0 | 0 | 0 | 0 | 0 | 0 | 0 | 0 | 0 | 0 | 0 | 0 | 0 | 0 | 0 | 0 | 0 | [14 empty] | 2025/26 | Step | 0% | 0 | 0 | 0 | 1 | 2 | 3 | 4 | 5 | 100% | 100% | 100% | 100% | 100% | 100% | 100% | 100% | 0 | 0 | 0 | 0 | 0 | 0 | 0 | 0 | Avg 3 Yr | 0 | 0 | 0 | 0 | 0 | 0 | 0 | 0 | 0 | Avg 5 Yr | 5%
F | F026 | Ground Outdoor / Indoor Chamber Mounted; > 66 kV & < = 132 kV ; > 100 MVA | 0 | 0 | 0 | 0 | 0 | 0 | 0 | 0 | 0 | 0 | 0 | 0 | 0 | 0 | 0 | 0 | 0 | 0 | 0 | 0 | 0 | 0 | 0 | 0 | 0 | 0 | 0 | 0 | 0 | 0 | 0 | 0 | 0 | 0 | 0 | 0 | [14 empty] | 2025/26 | Step | 0% | 0 | 0 | 0 | 1 | 2 | 3 | 4 | 5 | 100% | 100% | 100% | 100% | 100% | 100% | 100% | 100% | 0 | 0 | 0 | 0 | 0 | 0 | 0 | 0 | Avg 3 Yr | 0 | 0 | 0 | 0 | 0 | 0 | 0 | 0 | 0 | Avg 5 Yr | 5%
F | F027 | Ground Outdoor / Indoor Chamber Mounted; > 132 kV ; < = 100 MVA | 0 | 0 | 0 | 0 | 0 | 0 | 0 | 0 | 0 | 0 | 0 | 0 | 0 | 0 | 0 | 0 | 0 | 0 | 0 | 0 | 0 | 0 | 0 | 0 | 0 | 0 | 0 | 0 | 0 | 0 | 0 | 0 | 0 | 0 | 0 | 0 | [14 empty] | 2025/26 | Step | 0% | 0 | 0 | 0 | 1 | 2 | 3 | 4 | 5 | 100% | 100% | 100% | 100% | 100% | 100% | 100% | 100% | 0 | 0 | 0 | 0 | 0 | 0 | 0 | 0 | Avg 3 Yr | 0 | 0 | 0 | 0 | 0 | 0 | 0 | 0 | 0 | Avg 5 Yr | 5%
F | F028 | Ground Outdoor / Indoor Chamber Mounted; > 132 kV ; > 100 MVA | 0 | 0 | 0 | 0 | 0 | 0 | 0 | 0 | 0 | 0 | 0 | 0 | 0 | 0 | 0 | 0 | 0 | 0 | 0 | 0 | 0 | 0 | 0 | 0 | 0 | 0 | 0 | 0 | 0 | 0 | 0 | 0 | 0 | 0 | 0 | 0 | [14 empty] | 2025/26 | Step | 0% | 0 | 0 | 0 | 1 | 2 | 3 | 4 | 5 | 100% | 100% | 100% | 100% | 100% | 100% | 100% | 100% | 0 | 0 | 0 | 0 | 0 | 0 | 0 | 0 | Avg 3 Yr | 0 | 0 | 0 | 0 | 0 | 0 | 0 | 0 | 0 | Avg 5 Yr | 5%
F | F029 | Transformers Other | 0 | 0 | 0 | 0 | 0 | 0 | 0 | 34759.3222 | 0 | 0 | 0 | 0 | 0 | 0 | 0 | 0 | 0 | 0 | 41688.8987 | 0 | 0 | 0 | 0 | 0 | 0 | 0 | 0 | 0 | 0 | 1 | 0 | 0 | 0 | 0.2 | 0.33333 | 0 | [7 empty] | 34759.3222 |  |  |  | 34759.3222 | 34759.3222 |  | 2025/26 | Step | 0% | 0 | 0 | 0 | 1 | 2 | 3 | 4 | 5 | 100% | 100% | 100% | 100% | 100% | 100% | 100% | 100% | 0 | 0 | 0 | 0 | 0 | 0 | 0 | 0 | Avg 3 Yr | 0.33333 | 0 | 0 | 0 | 0 | 0 | 0 | 0 | 0 | Avg 5 Yr | 5% |  | 34759.3222 | 0 | 0 | 0 | 0 | 0 | 0 | 0 | 0
G | G001 | ˂ = 11 kV ; FUSE | 0 | 23516.6513 | 20951.852 | 141352.4459 | 549352.0747 | 2081523.9123 | 3334279.7759 | 3510723.2848 | 41014.7673 | 52962.846 | 85988.119 | 0 | 31169.6968 | 27488.9502 | 181937.1008 | 692688.3579 | 2583479.8536 | 4152805.3622 | 4210616.8295 | 46343.7026 | 56323.9173 | 88352.6616 | 0 | 9 | 1 | 63 | 269 | 5782 | 601 | 644 | 55 | 10 | 5 | 1418.4 | 236.3333 | 10 |  | 2612.9613 | 20951.852 | 2243.6896 | 2042.201 | 360.0007 | 5547.8865 | 5451.4337 | 745.723 | 5296.2846 | 17197.6238 | 1271.9268 | 5084.2044 | 5296.2846 | 2025/26 | Step | 0% | 0 | 0 | 0 | 1 | 2 | 3 | 4 | 5 | 100% | 100% | 100% | 100% | 100% | 100% | 100% | 100% | 0 | 0 | 0 | 0 | 0 | 0 | 0 | 0 | Avg 3 Yr | 236.3333 | 0 | 0 | 0 | 0 | 0 | 0 | 0 | 0 | Avg 5 Yr | 5% |  | 1271.9268 | 0 | 0 | 0 | 0 | 0 | 0 | 0 | 0
G | G002 | ˂ = 11 kV ; Switch | 0 | 0 | 0 | 246964.3789 | 292262.3668 | 446036.7648 | 218381.392 | 520879.2451 | 105311.7972 | 0 | 253.1521 | 0 | 0 | 0 | 317871.9888 | 368519.1124 | 553597.7699 | 271991.3974 | 624721.1009 | 118994.6677 | 0 | 260.1134 | 0 | 0 | 0 | 4 | 6 | 11 | 9 | 20 | 4 | 0 | 0 | 8.8 | 8 | 0 |  |  |  | 61741.0947 | 48710.3945 | 40548.7968 | 24264.5991 | 26043.9623 | 26327.9493 |  |  | 29332.0273 | 26091.2934 |  | 2025/26 | Step | 0% | 0 | 0 | 0 | 1 | 2 | 3 | 4 | 5 | 100% | 100% | 100% | 100% | 100% | 100% | 100% | 100% | 0 | 0 | 0 | 0 | 0 | 0 | 0 | 0 | Avg 3 Yr | 8 | 0 | 0 | 0 | 0 | 0 | 0 | 0 | 0 | Avg 5 Yr | 5% |  | 29332.0273 | 0 | 0 | 0 | 0 | 0 | 0 | 0 | 0
G | G003 | ˂ = 11 kV ; Circuit Breaker | 0 | 0 | 0 | 0 | 0 | 0 | 0 | 0 | 0 | 0 | 0 | 0 | 0 | 0 | 0 | 0 | 0 | 0 | 0 | 0 | 0 | 0 | 0 | 0 | 0 | 0 | 0 | 0 | 0 | 0 | 0 | 0 | 0 | 0 | 0 | 0 | [14 empty] | 2025/26 | Step | 0% | 0 | 0 | 0 | 1 | 2 | 3 | 4 | 5 | 100% | 100% | 100% | 100% | 100% | 100% | 100% | 100% | 0 | 0 | 0 | 0 | 0 | 0 | 0 | 0 | Avg 3 Yr | 0 | 0 | 0 | 0 | 0 | 0 | 0 | 0 | 0 | Avg 5 Yr | 5%
G | G004 | > 11 kV & < = 22 kV ; Switch | 0 | 10757.2037 | 0 | 55771.8278 | 180611.7559 | 226582.5459 | 368021.5648 | 281175.2996 | 60764.4234 | 119633.91 | 170015.4821 | 0 | 14257.9305 | 0 | 71784.8537 | 227736.7583 | 281222.5404 | 458366.4331 | 337230.067 | 68659.3769 | 127225.9888 | 174690.6493 | 0 | 3 | 0 | 20 | 36 | 78 | 65 | 81 | 9 | 8 | 2 | 48.2 | 32.6667 | 8 |  | 3585.7346 |  | 2788.5914 | 5016.9932 | 2904.9044 | 5661.8702 | 3471.3 | 6751.6026 | 14954.2388 | 85007.7411 | 4382.4803 | 4709.935 | 14954.2388 | 2025/26 | Step | 0% | 0 | 0 | 0 | 1 | 2 | 3 | 4 | 5 | 100% | 100% | 100% | 100% | 100% | 100% | 100% | 100% | 0 | 0 | 0 | 0 | 0 | 0 | 0 | 0 | Avg 3 Yr | 32.6667 | 0 | 0 | 0 | 0 | 0 | 0 | 0 | 0 | Avg 5 Yr | 5% |  | 4382.4803 | 0 | 0 | 0 | 0 | 0 | 0 | 0 | 0
G | G005 | > 11 kV & < = 22 kV ; Circuit Breaker | 0 | 0 | 0 | 0 | 0 | 0 | 32096.2079 | 0 | 0 | 0 | 0 | 0 | 0 | 0 | 0 | 0 | 0 | 39975.441 | 0 | 0 | 0 | 0 | 0 | 0 | 0 | 0 | 0 | 0 | 1 | 0 | 0 | 0 | 0 | 0.2 | 0 | 0 | [6 empty] | 32096.2079 |  |  |  |  | 32096.2079 |  |  | 2025/26 | Step | 0% | 0 | 0 | 0 | 1 | 2 | 3 | 4 | 5 | 100% | 100% | 100% | 100% | 100% | 100% | 100% | 100% | 0 | 0 | 0 | 0 | 0 | 0 | 0 | 0 | Avg 3 Yr | 0 | 0 | 0 | 0 | 0 | 0 | 0 | 0 | 0 | Avg 5 Yr | 5% |  | 32096.2079 | 0 | 0 | 0 | 0 | 0 | 0 | 0 | 0
G | G006 | > 22 kV & < = 33 kV ; Switch | 0 | 0 | 0 | 10069.5713 | 0 | 0 | 17984.594 | 5139.6761 | 0 | 0 | 0 | 0 | 0 | 0 | 12960.7139 | 0 | 0 | 22399.5955 | 6164.3157 | 0 | 0 | 0 | 0 | 0 | 0 | 1 | 0 | 0 | 3 | 1 | 0 | 0 | 0 | 0.8 | 0.33333 | 0 |  |  |  | 10069.5713 |  |  | 5994.8647 | 5139.6761 |  |  |  | 5781.0675 | 5139.6761 |  | 2025/26 | Step | 0% | 0 | 0 | 0 | 1 | 2 | 3 | 4 | 5 | 100% | 100% | 100% | 100% | 100% | 100% | 100% | 100% | 0 | 0 | 0 | 0 | 0 | 0 | 0 | 0 | Avg 3 Yr | 0.33333 | 0 | 0 | 0 | 0 | 0 | 0 | 0 | 0 | Avg 5 Yr | 5% |  | 5781.0675 | 0 | 0 | 0 | 0 | 0 | 0 | 0 | 0
G | G007 | > 22 kV & < = 33 kV ; Circuit Breaker | 0 | 0 | 0 | 0 | 0 | 0 | 0 | 0 | 0 | 0 | 0 | 0 | 0 | 0 | 0 | 0 | 0 | 0 | 0 | 0 | 0 | 0 | 0 | 0 | 0 | 0 | 0 | 0 | 0 | 0 | 0 | 0 | 0 | 0 | 0 | 0 | [14 empty] | 2025/26 | Step | 0% | 0 | 0 | 0 | 1 | 2 | 3 | 4 | 5 | 100% | 100% | 100% | 100% | 100% | 100% | 100% | 100% | 0 | 0 | 0 | 0 | 0 | 0 | 0 | 0 | Avg 3 Yr | 0 | 0 | 0 | 0 | 0 | 0 | 0 | 0 | 0 | Avg 5 Yr | 5%
G | G008 | > 33 kV & < = 66 kV ; Switch | 0 | 0 | 0 | 0 | 0 | 0 | 0 | 0 | 0 | 0 | 0 | 0 | 0 | 0 | 0 | 0 | 0 | 0 | 0 | 0 | 0 | 0 | 0 | 0 | 0 | 0 | 0 | 0 | 0 | 0 | 0 | 0 | 0 | 0 | 0 | 0 | [14 empty] | 2025/26 | Step | 0% | 0 | 0 | 0 | 1 | 2 | 3 | 4 | 5 | 100% | 100% | 100% | 100% | 100% | 100% | 100% | 100% | 0 | 0 | 0 | 0 | 0 | 0 | 0 | 0 | Avg 3 Yr | 0 | 0 | 0 | 0 | 0 | 0 | 0 | 0 | 0 | Avg 5 Yr | 5%
G | G009 | > 33 kV & < = 66 kV ; Circuit Breaker | 0 | 0 | 0 | 0 | 0 | 0 | 0 | 0 | 0 | 0 | 0 | 0 | 0 | 0 | 0 | 0 | 0 | 0 | 0 | 0 | 0 | 0 | 0 | 0 | 0 | 0 | 0 | 0 | 0 | 0 | 0 | 0 | 0 | 0 | 0 | 0 | [14 empty] | 2025/26 | Step | 0% | 0 | 0 | 0 | 1 | 2 | 3 | 4 | 5 | 100% | 100% | 100% | 100% | 100% | 100% | 100% | 100% | 0 | 0 | 0 | 0 | 0 | 0 | 0 | 0 | Avg 3 Yr | 0 | 0 | 0 | 0 | 0 | 0 | 0 | 0 | 0 | Avg 5 Yr | 5%
G | G010 | > 66 kV & < = 132 kV ; Switch | 0 | 0 | 0 | 0 | 0 | 0 | 0 | 0 | 0 | 0 | 0 | 0 | 0 | 0 | 0 | 0 | 0 | 0 | 0 | 0 | 0 | 0 | 0 | 0 | 0 | 0 | 0 | 0 | 0 | 0 | 0 | 0 | 0 | 0 | 0 | 0 | [14 empty] | 2025/26 | Step | 0% | 0 | 0 | 0 | 1 | 2 | 3 | 4 | 5 | 100% | 100% | 100% | 100% | 100% | 100% | 100% | 100% | 0 | 0 | 0 | 0 | 0 | 0 | 0 | 0 | Avg 3 Yr | 0 | 0 | 0 | 0 | 0 | 0 | 0 | 0 | 0 | Avg 5 Yr | 5%
G | G011 | > 66 kV & < = 132 kV ; Circuit Breaker | 0 | 0 | 0 | 0 | 0 | 0 | 0 | 0 | 0 | 0 | 0 | 0 | 0 | 0 | 0 | 0 | 0 | 0 | 0 | 0 | 0 | 0 | 0 | 0 | 0 | 0 | 0 | 0 | 0 | 0 | 0 | 0 | 0 | 0 | 0 | 0 | [14 empty] | 2025/26 | Step | 0% | 0 | 0 | 0 | 1 | 2 | 3 | 4 | 5 | 100% | 100% | 100% | 100% | 100% | 100% | 100% | 100% | 0 | 0 | 0 | 0 | 0 | 0 | 0 | 0 | Avg 3 Yr | 0 | 0 | 0 | 0 | 0 | 0 | 0 | 0 | 0 | Avg 5 Yr | 5%
G | G012 | > 132 kV ; Switch | 0 | 0 | 0 | 0 | 0 | 0 | 0 | 0 | 0 | 0 | 0 | 0 | 0 | 0 | 0 | 0 | 0 | 0 | 0 | 0 | 0 | 0 | 0 | 0 | 0 | 0 | 0 | 0 | 0 | 0 | 0 | 0 | 0 | 0 | 0 | 0 | [14 empty] | 2025/26 | Step | 0% | 0 | 0 | 0 | 1 | 2 | 3 | 4 | 5 | 100% | 100% | 100% | 100% | 100% | 100% | 100% | 100% | 0 | 0 | 0 | 0 | 0 | 0 | 0 | 0 | Avg 3 Yr | 0 | 0 | 0 | 0 | 0 | 0 | 0 | 0 | 0 | Avg 5 Yr | 5%
G | G013 | > 132 kV ; Circuit Breaker | 0 | 0 | 0 | 0 | 0 | 0 | 0 | 0 | 0 | 0 | 0 | 0 | 0 | 0 | 0 | 0 | 0 | 0 | 0 | 0 | 0 | 0 | 0 | 0 | 0 | 0 | 0 | 0 | 0 | 0 | 0 | 0 | 0 | 0 | 0 | 0 | [14 empty] | 2025/26 | Step | 0% | 0 | 0 | 0 | 1 | 2 | 3 | 4 | 5 | 100% | 100% | 100% | 100% | 100% | 100% | 100% | 100% | 0 | 0 | 0 | 0 | 0 | 0 | 0 | 0 | Avg 3 Yr | 0 | 0 | 0 | 0 | 0 | 0 | 0 | 0 | 0 | Avg 5 Yr | 5%
G | G014 | Switchgear Other | 0 | 0 | 0 | 0 | 0 | 0 | 0 | 0 | 0 | 0 | 0 | 0 | 0 | 0 | 0 | 0 | 0 | 0 | 0 | 0 | 0 | 0 | 0 | 0 | 0 | 0 | 0 | 0 | 0 | 0 | 0 | 0 | 0 | 0 | 0 | 0 | [14 empty] | 2025/26 | Step | 0% | 0 | 0 | 0 | 1 | 2 | 3 | 4 | 5 | 100% | 100% | 100% | 100% | 100% | 100% | 100% | 100% | 0 | 0 | 0 | 0 | 0 | 0 | 0 | 0 | Avg 3 Yr | 0 | 0 | 0 | 0 | 0 | 0 | 0 | 0 | 0 | Avg 5 Yr | 5%
H | H001 | Luminaires ; Major Road | 0 | 0 | 0 | 4350.05 | 119800.979 | 174036.9772 | 117298.4794 | 97629.1693 | 689.1169 | 3325.0364 | 0 | 0 | 0 | 0 | 5599.0222 | 151059.3064 | 216005.6975 | 146093.8455 | 117092.4023 | 778.652 | 3536.0462 | 0 | 0 | 0 | 0 | 1 | 31 | 63 | 36 | 41 | 1 | 2 | 0 | 28.6 | 14.6667 | 2 |  |  |  | 4350.05 | 3864.5477 | 2762.4917 | 3258.2911 | 2381.1993 | 689.1169 | 1662.5182 |  | 2748.1034 | 2310.0755 | 1662.5182 | 2025/26 | Step | 0% | 0 | 0 | 0 | 1 | 2 | 3 | 4 | 5 | 100% | 100% | 100% | 100% | 100% | 100% | 100% | 100% | 0 | 0 | 0 | 0 | 0 | 0 | 0 | 0 | Avg 3 Yr | 14.6667 | 0 | 0 | 0 | 0 | 0 | 0 | 0 | 0 | Avg 5 Yr | 5% |  | 2748.1034 | 0 | 0 | 0 | 0 | 0 | 0 | 0 | 0
H | H002 | Luminaires ; Minor Road | 0 | 45152.581 | 0 | 10561.1032 | 99236.6278 | 69293.2439 | 87812.355 | 86418.7349 | 0 | 2863.0983 | 0 | 0 | 59846.6272 | 0 | 13593.3728 | 125129.3295 | 86003.1915 | 109369.2321 | 103647.0693 | 0 | 3044.7931 | 0 | 0 | 20 | 0 | 5 | 36 | 42 | 13 | 30 | 1 | 1 | 0 | 17.4 | 10.6667 | 1 |  | 2257.6291 |  | 2112.2206 | 2756.573 | 1649.8391 | 6754.7965 | 2880.6245 | 0 | 2863.0983 |  | 2832.0394 | 2790.0573 | 2863.0983 | 2025/26 | Step | 0% | 0 | 0 | 0 | 1 | 2 | 3 | 4 | 5 | 100% | 100% | 100% | 100% | 100% | 100% | 100% | 100% | 0 | 0 | 0 | 0 | 0 | 0 | 0 | 0 | Avg 3 Yr | 10.6667 | 0 | 0 | 0 | 0 | 0 | 0 | 0 | 0 | Avg 5 Yr | 5% |  | 2832.0394 | 0 | 0 | 0 | 0 | 0 | 0 | 0 | 0
H | H003 | Brackets ; Major Road | 0 | 0 | 0 | 6539.492 | 75783.6328 | 133059.18 | 117206.2412 | 117569.3067 | 0 | 4593.018 | 0 | 0 | 0 | 0 | 8417.0897 | 95557.0072 | 165146.1744 | 145978.9639 | 141007.7814 | 0 | 4884.4952 | 0 | 0 | 0 | 0 | 2 | 24 | 47 | 32 | 61 | 8 | 2 | 0 | 30 | 23.6667 | 2 |  |  |  | 3269.746 | 3157.6514 | 2831.0464 | 3662.695 | 1927.3657 | 0 | 2296.509 |  | 2482.8516 | 1720.5961 | 2296.509 | 2025/26 | Step | 0% | 0 | 0 | 0 | 1 | 2 | 3 | 4 | 5 | 100% | 100% | 100% | 100% | 100% | 100% | 100% | 100% | 0 | 0 | 0 | 0 | 0 | 0 | 0 | 0 | Avg 3 Yr | 23.6667 | 0 | 0 | 0 | 0 | 0 | 0 | 0 | 0 | Avg 5 Yr | 5% |  | 2482.8516 | 0 | 0 | 0 | 0 | 0 | 0 | 0 | 0
H | H004 | Brackets ; Minor Road | 0 | 0 | 0 | 7160.1769 | 61787.2352 | 24564.3672 | 73426.9404 | 115601.2715 | 3326.3093 | 1885.8559 | 0 | 0 | 0 | 0 | 9215.9836 | 77908.6864 | 30488.0224 | 91452.3712 | 138647.4011 | 3758.4875 | 2005.534 | 0 | 0 | 0 | 0 | 6 | 37 | 27 | 88 | 166 | 19 | 10 | 0 | 62 | 65 | 10 |  |  |  | 1193.3628 | 1669.9253 | 909.7914 | 834.397 | 696.3932 | 175.0689 | 188.5856 |  | 705.8218 | 619.5561 | 188.5856 | 2025/26 | Step | 0% | 0 | 0 | 0 | 1 | 2 | 3 | 4 | 5 | 100% | 100% | 100% | 100% | 100% | 100% | 100% | 100% | 0 | 0 | 0 | 0 | 0 | 0 | 0 | 0 | Avg 3 Yr | 65 | 0 | 0 | 0 | 0 | 0 | 0 | 0 | 0 | Avg 5 Yr | 5% |  | 705.8218 | 0 | 0 | 0 | 0 | 0 | 0 | 0 | 0
H | H005 | Lamps ; Major Road | 0 | 0 | 0 | 0 | 5336.9613 | 2398.8834 | 6182.3803 | 1318.5411 | -7.92 | 84.1052 | 0 | 0 | 0 | 0 | 0 | 6729.4748 | 2977.3701 | 7700.0804 | 1581.4038 | -8.949 | 89.4426 | 0 | 0 | 0 | 0 | 0 | 25 | 15 | 26 | 11 | 0 | 1 | 0 | 10.6 | 4 | 1 |  |  |  |  | 213.4785 | 159.9256 | 237.7839 | 119.8674 |  | 84.1052 |  | 188.2262 | 116.2272 | 84.1052 | 2025/26 | Step | 0% | 0 | 0 | 0 | 1 | 2 | 3 | 4 | 5 | 100% | 100% | 100% | 100% | 100% | 100% | 100% | 100% | 0 | 0 | 0 | 0 | 0 | 0 | 0 | 0 | Avg 3 Yr | 4 | 0 | 0 | 0 | 0 | 0 | 0 | 0 | 0 | Avg 5 Yr | 5% |  | 188.2262 | 0 | 0 | 0 | 0 | 0 | 0 | 0 | 0
H | H006 | Lamps ; Minor Road | 0 | 1032.8406 | 0 | 43.101 | 630.0429 | 989.7448 | 871.2602 | 352.8714 | 106.9025 | 0 | 0 | 0 | 1368.9589 | 0 | 55.4761 | 794.4329 | 1228.4201 | 1085.1441 | 423.2195 | 120.792 | 0 | 0 | 0 | 20 | 0 | 1 | 9 | -1 | 31 | 0 | 11 | 0 | 0 | 8.2 | 3.6667 | 0 |  | 51.642 |  | 43.101 | 70.0048 | -989.7448 | 28.1052 |  | 9.7184 |  |  | 56.6044 | 41.7976 |  | 2025/26 | Step | 0% | 0 | 0 | 0 | 1 | 2 | 3 | 4 | 5 | 100% | 100% | 100% | 100% | 100% | 100% | 100% | 100% | 0 | 0 | 0 | 0 | 0 | 0 | 0 | 0 | Avg 3 Yr | 3.6667 | 0 | 0 | 0 | 0 | 0 | 0 | 0 | 0 | Avg 5 Yr | 5% |  | 56.6044 | 0 | 0 | 0 | 0 | 0 | 0 | 0 | 0
H | H007 | Poles / Columns ; Major Road | 0 | 0 | 0 | 0 | 0 | -582.64 | 10497.4399 | 15859.4174 | 0 | 0 | 0 | 0 | 0 | 0 | 0 | 0 | -723.1426 | 13074.4351 | 19021.1317 | 0 | 0 | 0 | 0 | 0 | 0 | 0 | 0 | -1 | 3 | 2 | 0 | 0 | 0 | 0.8 | 0.66667 | 0 | [5 empty] | 582.64 | 3499.1466 | 7929.7087 |  |  |  | 6443.5543 | 7929.7087 |  | 2025/26 | Step | 0% | 0 | 0 | 0 | 1 | 2 | 3 | 4 | 5 | 100% | 100% | 100% | 100% | 100% | 100% | 100% | 100% | 0 | 0 | 0 | 0 | 0 | 0 | 0 | 0 | Avg 3 Yr | 0.66667 | 0 | 0 | 0 | 0 | 0 | 0 | 0 | 0 | Avg 5 Yr | 5% |  | 6443.5543 | 0 | 0 | 0 | 0 | 0 | 0 | 0 | 0
H | H008 | Poles / Columns ; Minor Road | 0 | 0 | 0 | 0 | 3345.7497 | 0 | 5839.2432 | 20593.5521 | 0 | 8087.6714 | 0 | 0 | 0 | 0 | 0 | 4218.7187 | 0 | 7272.7072 | 24699.0577 | 0 | 8600.9225 | 0 | 0 | 0 | 0 | 0 | 1 | 0 | 1 | 2 | 0 | 1 | 0 | 0.8 | 1 | 1 |  |  |  |  | 3345.7497 |  | 5839.2432 | 10296.7761 |  | 8087.6714 |  | 8630.1167 | 9560.4078 | 8087.6714 | 2025/26 | Step | 0% | 0 | 0 | 0 | 1 | 2 | 3 | 4 | 5 | 100% | 100% | 100% | 100% | 100% | 100% | 100% | 100% | 0 | 0 | 0 | 0 | 0 | 0 | 0 | 0 | Avg 3 Yr | 1 | 0 | 0 | 0 | 0 | 0 | 0 | 0 | 0 | Avg 5 Yr | 5% |  | 8630.1167 | 0 | 0 | 0 | 0 | 0 | 0 | 0 | 0
H | H009 | Public Lighting Other | 0 | 0 | 0 | 0 | 0 | 0 | 0 | 0 | 0 | 0 | 0 | 0 | 0 | 0 | 0 | 0 | 0 | 0 | 0 | 0 | 0 | 0 | 0 | 0 | 0 | 0 | 0 | 0 | 0 | 0 | 0 | 0 | 0 | 0 | 0 | 0 | [14 empty] | 2025/26 | Step | 0% | 0 | 0 | 0 | 1 | 2 | 3 | 4 | 5 | 100% | 100% | 100% | 100% | 100% | 100% | 100% | 100% | 0 | 0 | 0 | 0 | 0 | 0 | 0 | 0 | Avg 3 Yr | 0 | 0 | 0 | 0 | 0 | 0 | 0 | 0 | 0 | Avg 5 Yr | 5%
I | I001 | Field Devices | 0 | 0 | 0 | 0 | 0 | 0 | 0 | 0 | 0 | 0 | 0 | 0 | 0 | 0 | 0 | 0 | 0 | 0 | 0 | 0 | 0 | 0 | 0 | 0 | 0 | 0 | 0 | 0 | 0 | 0 | 0 | 0 | 0 | 0 | 0 | 0 | [14 empty] | 2025/26 | Step | 0% | 0 | 0 | 0 | 1 | 2 | 3 | 4 | 5 | 100% | 100% | 100% | 100% | 100% | 100% | 100% | 100% | 0 | 0 | 0 | 0 | 0 | 0 | 0 | 0 | Avg 3 Yr | 0 | 0 | 0 | 0 | 0 | 0 | 0 | 0 | 0 | Avg 5 Yr | 5%
I | I002 | Local Network Wiring Assets | 0 | 0 | 0 | 0 | 0 | 0 | 0 | 0 | 0 | 0 | 0 | 0 | 0 | 0 | 0 | 0 | 0 | 0 | 0 | 0 | 0 | 0 | 0 | 0 | 0 | 0 | 0 | 0 | 0 | 0 | 0 | 0 | 0 | 0 | 0 | 0 | [14 empty] | 2025/26 | Step | 0% | 0 | 0 | 0 | 1 | 2 | 3 | 4 | 5 | 100% | 100% | 100% | 100% | 100% | 100% | 100% | 100% | 0 | 0 | 0 | 0 | 0 | 0 | 0 | 0 | Avg 3 Yr | 0 | 0 | 0 | 0 | 0 | 0 | 0 | 0 | 0 | Avg 5 Yr | 5%
I | I003 | Communications Network Assets | 0 | 0 | 0 | 0 | 0 | 0 | 0 | 0 | 0 | 0 | 0 | 0 | 0 | 0 | 0 | 0 | 0 | 0 | 0 | 0 | 0 | 0 | 0 | 0 | 0 | 0 | 0 | 0 | 0 | 0 | 0 | 0 | 0 | 0 | 0 | 0 | [14 empty] | 2025/26 | Step | 0% | 0 | 0 | 0 | 1 | 2 | 3 | 4 | 5 | 100% | 100% | 100% | 100% | 100% | 100% | 100% | 100% | 0 | 0 | 0 | 0 | 0 | 0 | 0 | 0 | Avg 3 Yr | 0 | 0 | 0 | 0 | 0 | 0 | 0 | 0 | 0 | Avg 5 Yr | 5%
I | I004 | Master Station Assets | 0 | 0 | 0 | 0 | 0 | 0 | 0 | 0 | 0 | 0 | 0 | 0 | 0 | 0 | 0 | 0 | 0 | 0 | 0 | 0 | 0 | 0 | 0 | 0 | 0 | 0 | 0 | 0 | 0 | 0 | 0 | 0 | 0 | 0 | 0 | 0 | [14 empty] | 2025/26 | Step | 0% | 0 | 0 | 0 | 1 | 2 | 3 | 4 | 5 | 100% | 100% | 100% | 100% | 100% | 100% | 100% | 100% | 0 | 0 | 0 | 0 | 0 | 0 | 0 | 0 | Avg 3 Yr | 0 | 0 | 0 | 0 | 0 | 0 | 0 | 0 | 0 | Avg 5 Yr | 5%
I | I005 | Communications Site Infrastructure | 0 | 0 | 0 | 0 | 0 | 0 | 0 | 0 | 0 | 0 | 0 | 0 | 0 | 0 | 0 | 0 | 0 | 0 | 0 | 0 | 0 | 0 | 0 | 0 | 0 | 0 | 0 | 0 | 0 | 0 | 0 | 0 | 0 | 0 | 0 | 0 | [14 empty] | 2025/26 | Step | 0% | 0 | 0 | 0 | 1 | 2 | 3 | 4 | 5 | 100% | 100% | 100% | 100% | 100% | 100% | 100% | 100% | 0 | 0 | 0 | 0 | 0 | 0 | 0 | 0 | Avg 3 Yr | 0 | 0 | 0 | 0 | 0 | 0 | 0 | 0 | 0 | Avg 5 Yr | 5%
I | I006 | Communications Linear Assets | 0 | 0 | 0 | 0 | 0 | 0 | 11345.448 | 0 | 0 | 0 | 0 | 0 | 0 | 0 | 0 | 0 | 0 | 14130.619 | 0 | 0 | 0 | 0 | 0 | 0 | 0 | 0 | 0 | 0 | 410 | 0 | 0 | 0 | 0 | 82 | 0 | 0 | [6 empty] | 27.6718 |  |  |  |  | 27.6718 |  |  | 2025/26 | Step | 0% | 0 | 0 | 0 | 1 | 2 | 3 | 4 | 5 | 100% | 100% | 100% | 100% | 100% | 100% | 100% | 100% | 0 | 0 | 0 | 0 | 0 | 0 | 0 | 0 | Avg 3 Yr | 0 | 0 | 0 | 0 | 0 | 0 | 0 | 0 | 0 | Avg 5 Yr | 5% |  | 27.6718 | 0 | 0 | 0 | 0 | 0 | 0 | 0 | 0
I | I007 | AFLC | 0 | 0 | 0 | 0 | 0 | 0 | 0 | 0 | 0 | 0 | 0 | 0 | 0 | 0 | 0 | 0 | 0 | 0 | 0 | 0 | 0 | 0 | 0 | 0 | 0 | 0 | 0 | 0 | 0 | 0 | 0 | 0 | 0 | 0 | 0 | 0 | [14 empty] | 2025/26 | Step | 0% | 0 | 0 | 0 | 1 | 2 | 3 | 4 | 5 | 100% | 100% | 100% | 100% | 100% | 100% | 100% | 100% | 0 | 0 | 0 | 0 | 0 | 0 | 0 | 0 | Avg 3 Yr | 0 | 0 | 0 | 0 | 0 | 0 | 0 | 0 | 0 | Avg 5 Yr | 5%
I | I008 | Network Control Other | 0 | 0 | 0 | 0 | 0 | 0 | 0 | 0 | 0 | 0 | 0 | 0 | 0 | 0 | 0 | 0 | 0 | 0 | 0 | 0 | 0 | 0 | 0 | 0 | 0 | 0 | 0 | 0 | 0 | 0 | 0 | 0 | 0 | 0 | 0 | 0 | [14 empty] | 2025/26 | Step | 0% | 0 | 0 | 0 | 1 | 2 | 3 | 4 | 5 | 100% | 100% | 100% | 100% | 100% | 100% | 100% | 100% | 0 | 0 | 0 | 0 | 0 | 0 | 0 | 0 | Avg 3 Yr | 0 | 0 | 0 | 0 | 0 | 0 | 0 | 0 | 0 | Avg 5 Yr | 5%
J | J001 | CURRENT TRANSFORMERS | 0 | 0 | 0 | 0 | 0 | 0 | 0 | 0 | 0 | 0 | 0 | 0 | 0 | 0 | 0 | 0 | 0 | 0 | 0 | 0 | 0 | 0 | 0 | 0 | 0 | 0 | 0 | 0 | 0 | 0 | 0 | 0 | 0 | 0 | 0 | 0 | [14 empty] | 2025/26 | Step | 0% | 0 | 0 | 0 | 1 | 2 | 3 | 4 | 5 | 100% | 100% | 100% | 100% | 100% | 100% | 100% | 100% | 0 | 0 | 0 | 0 | 0 | 0 | 0 | 0 | Avg 3 Yr | 0 | 0 | 0 | 0 | 0 | 0 | 0 | 0 | 0 | Avg 5 Yr | 5%
J | J002 | VOLTAGE TRANSFORMERS | 0 | 0 | 0 | 0 | 0 | 0 | 0 | 0 | 0 | 0 | 0 | 0 | 0 | 0 | 0 | 0 | 0 | 0 | 0 | 0 | 0 | 0 | 0 | 0 | 0 | 0 | 0 | 0 | 0 | 0 | 0 | 0 | 0 | 0 | 0 | 0 | [14 empty] | 2025/26 | Step | 0% | 0 | 0 | 0 | 1 | 2 | 3 | 4 | 5 | 100% | 100% | 100% | 100% | 100% | 100% | 100% | 100% | 0 | 0 | 0 | 0 | 0 | 0 | 0 | 0 | Avg 3 Yr | 0 | 0 | 0 | 0 | 0 | 0 | 0 | 0 | 0 | Avg 5 Yr | 5%
J | J003 | CAPACITOR BANKS | 0 | 0 | 0 | 0 | 0 | 0 | 0 | 0 | 0 | 0 | 0 | 0 | 0 | 0 | 0 | 0 | 0 | 0 | 0 | 0 | 0 | 0 | 0 | 0 | 0 | 0 | 0 | 0 | 0 | 0 | 0 | 0 | 0 | 0 | 0 | 0 | [14 empty] | 2025/26 | Step | 0% | 0 | 0 | 0 | 1 | 2 | 3 | 4 | 5 | 100% | 100% | 100% | 100% | 100% | 100% | 100% | 100% | 0 | 0 | 0 | 0 | 0 | 0 | 0 | 0 | Avg 3 Yr | 0 | 0 | 0 | 0 | 0 | 0 | 0 | 0 | 0 | Avg 5 Yr | 5%
J | J004 | STATIC VAR COMPENSATOR | 0 | 0 | 0 | 0 | 0 | 0 | 0 | 0 | 0 | 0 | 0 | 0 | 0 | 0 | 0 | 0 | 0 | 0 | 0 | 0 | 0 | 0 | 0 | 0 | 0 | 0 | 0 | 0 | 0 | 0 | 0 | 0 | 0 | 0 | 0 | 0 | [14 empty] | 2025/26 | Step | 0% | 0 | 0 | 0 | 1 | 2 | 3 | 4 | 5 | 100% | 100% | 100% | 100% | 100% | 100% | 100% | 100% | 0 | 0 | 0 | 0 | 0 | 0 | 0 | 0 | Avg 3 Yr | 0 | 0 | 0 | 0 | 0 | 0 | 0 | 0 | 0 | Avg 5 Yr | 5%
J | J005 | REGULATORS | 0 | 0 | 0 | 0 | 0 | 0 | 0 | 0 | 0 | 0 | 0 | 0 | 0 | 0 | 0 | 0 | 0 | 0 | 0 | 0 | 0 | 0 | 0 | 0 | 0 | 0 | 0 | 0 | 0 | 0 | 0 | 0 | 0 | 0 | 0 | 0 | [14 empty] | 2025/26 | Step | 0% | 0 | 0 | 0 | 1 | 2 | 3 | 4 | 5 | 100% | 100% | 100% | 100% | 100% | 100% | 100% | 100% | 0 | 0 | 0 | 0 | 0 | 0 | 0 | 0 | Avg 3 Yr | 0 | 0 | 0 | 0 | 0 | 0 | 0 | 0 | 0 | Avg 5 Yr | 5%
J | J006 | OTHER | 0 | 0 | 0 | 0 | 0 | 50522.65 | 0 | 0 | -67624.8 | 0 | 0 | 0 | 0 | 0 | 0 | 0 | 62706.1009 | 0 | 0 | -76411.1032 | 0 | 0 | 0 | 0 | 0 | 0 | 0 | 47 | 25 | 0 | 10 | 0 | 0 | 16.4 | 3.3333 | 0 | [5 empty] | 1074.95 | 0 |  | -6762.48 |  |  | -208.5628 | -6762.48 |  | 2025/26 | Step | 0% | 0 | 0 | 0 | 1 | 2 | 3 | 4 | 5 | 100% | 100% | 100% | 100% | 100% | 100% | 100% | 100% | 0 | 0 | 0 | 0 | 0 | 0 | 0 | 0 | Avg 3 Yr | 3.3333 | 0 | 0 | 0 | 0 | 0 | 0 | 0 | 0 | Avg 5 Yr | 5% |  | -208.5628 | 0 | 0 | 0 | 0 | 0 | 0 | 0 | 0
|  | TOTAL DIRECT COST | 0 | 965540.66 | 2283587.9 | 9050738.99 | 21456046.32 | 29735741.2638 | 54055352.5439 | 56951645.0556 | 1568057.872 | 1301353.084 | 1454870.1206 | 0 | 1279757.448 | 2996080.4503 | 11649357.7522 | 27054332.1413 | 36906464.5541 | 67325291.5136 | 68305456.0794 | 1771791.294 | 1383938.1559 | 1494876.8365 | [69 empty] | 0 | 0 | 0 | 0 | 0 | 0 | 0 | 0
|  | Nailing Rate % | UNITS 2013/14: #DIV/0!; UNITS 2014/15: 0%; UNITS 2015/16: 0%; UNITS 2016/17: 0%; UNITS 2017/18: 0%; UNITS 2018/19: 0%; UNITS 2019/20: 0%
A1 |  | Nails | 0 | 0 | 0 | 0 | 0 | 0 | 0 | 0 | 0 | 0 | 0 | 0 | 0 | 0 | 0 | 0 | 0 | 0 | 0 | 0 | 0 | 0 | 0 | 0 | 0 | 0 | 0 | 0 | 0 | 0 | 0 | 0 | 0 | [46 empty] | 0 | 0 | 0 | 0 | 0 | 0 | 0 | 0 |  |  |  |  | 0 | 0 | 0 | 0 | 0 | 0 | 0 | 0
A |  | Poles | 0 | 454222.4959 | 1521450.7863 | 4868676.0826 | 10508700.5048 | 15453595.6181 | 25100383.8538 | 26457034.5292 | 376123.4349 | 490456.7616 | 348027.1683 | 0 | 602040.5419 | 1996152.1766 | 6266554.5354 | 13250618.0119 | 19180203.8447 | 31262226.2279 | 31731476.9093 | 424992.1124 | 521581.602 | 357597.3862 | 0 | 62 | 22 | 592 | 1145 | 2391 | 2486 | 3996 | 479 | 112 | 41 | [46 empty] | 0 | 0 | 0 | 0 | 0 | 0 | 0 | 0 |  |  |  |  | 0 | 0 | 0 | 0 | 0 | 0 | 0 | 0
B |  | Pole Tops | 0 | 262305.0448 | 157300.8579 | 1408287.6093 | 2966188.7802 | 2535547.3744 | 11775508.1038 | 11852107.1178 | 391297.8873 | 160322.5913 | 318463.2442 | 0 | 347667.2176 | 206379.6297 | 1812630.5704 | 3740123.1922 | 3146990.2992 | 14666253.7288 | 14214928.847 | 442138.1394 | 170496.8115 | 327220.4991 | 0 | 137 | 11 | 779 | 1717 | 1100 | 3403 | 5156 | 690 | 98 | 77 | [46 empty] | 0 | 0 | 0 | 0 | 0 | 0 | 0 | 0 |  |  |  |  | 0 | 0 | 0 | 0 | 0 | 0 | 0 | 0
C |  | Conductor | 0 | 106300.7115 | 473863.5188 | 529058.9482 | 2462088.1563 | 3803950.0964 | 5019409.391 | 5290146.9257 | 691479.2911 | 445576.0884 | 348997.595 | 0 | 140894.2501 | 621711.6603 | 680960.6339 | 3104493.2393 | 4721266.1744 | 6251614.0321 | 6344784.2136 | 781321.2828 | 473852.7597 | 358594.4981 | 0 | 0 | 0 | 11 | 36 | 60.9929 | 102.8622 | 150.3133 | 29.3063 | 18.575 | 10.2 | [46 empty] | 0 | 0 | 0 | 0 | 0 | 0 | 0 | 0 |  |  |  |  | 0 | 0 | 0 | 0 | 0 | 0 | 0 | 0
D |  | Underground Cables | 0 | 0 | 0 | 66051.1974 | 173108.3456 | 391051.5054 | 562210.8418 | 474671.5158 | 10166.0026 | 0 | 77.8929 | 0 | 0 | 0 | 85015.6026 | 218275.5671 | 485352.909 | 700226.8422 | 569301.4547 | 11486.8432 | 0 | 80.0349 | 0 | 0 | 0 | 0 | 0 | 1.9842 | 2.062 | 2.2087 | 0.955 | 0 | 0 | [46 empty] | 0 | 0 | 0 | 0 | 0 | 0 | 0 | 0 |  |  |  |  | 0 | 0 | 0 | 0 | 0 | 0 | 0 | 0
E |  | Services | 0 | 62253.1311 | 110020.885 | 507216.0386 | 798462.8631 | 609499.223 | 1287833.5114 | 1662250.216 | -116905.8927 | 0 | 73823.2931 | 0 | 82512.2251 | 144348.0334 | 652846.259 | 1006796.8338 | 756478.9211 | 1603981.1508 | 1993634.407 | -132095.1519 | 0 | 75853.3214 | 0 | 29 | 8 | 389 | 586 | 672.42 | 1561.8048 | 230.1515 | 290.04 | 0 | 63.3939 | [46 empty] | 0 | 0 | 0 | 0 | 0 | 0 | 0 | 0 |  |  |  |  | 0 | 0 | 0 | 0 | 0 | 0 | 0 | 0
F |  | Transformers | 0 | 0 | 0 | 1188636.9668 | 3159350.2437 | 3733671.8169 | 5908763.52 | 6442174.3809 | 72316.5522 | 11562.1015 | 109224.1739 | 0 | 0 | 0 | 1529914.5494 | 3983684.1126 | 4634040.4077 | 7359293.9042 | 7726478.4678 | 81712.4418 | 12295.8432 | 112227.6726 | 0 | 0 | 0 | 26 | 67 | 95 | 184 | 313 | 27 | 2 | 0 | [46 empty] | 0 | 0 | 0 | 0 | 0 | 0 | 0 | 0 |  |  |  |  | 0 | 0 | 0 | 0 | 0 | 0 | 0 | 0
G |  | Switchgear | 0 | 34273.855 | 20951.852 | 454158.2239 | 1022226.1975 | 2754143.2229 | 3970763.5345 | 4317917.5057 | 207090.9879 | 172596.7561 | 256256.7532 | 0 | 45427.6273 | 27488.9502 | 584554.6571 | 1288944.2285 | 3418300.1639 | 4945538.2291 | 5178732.3132 | 233997.7471 | 183549.906 | 263303.4243 | 0 | 12 | 1 | 88 | 311 | 5871 | 679 | 746 | 68 | 18 | 7 | [46 empty] | 0 | 0 | 0 | 0 | 0 | 0 | 0 | 0 |  |  |  |  | 0 | 0 | 0 | 0 | 0 | 0 | 0 | 0
H |  | Public Lighting | 0 | 46185.4217 | 0 | 28653.9231 | 365921.2287 | 403759.7566 | 419134.3397 | 455342.8645 | 4114.4087 | 20838.785 | 0 | 0 | 61215.5861 | 0 | 36880.9444 | 461396.9559 | 501125.7333 | 522026.7795 | 546119.4668 | 4648.9824 | 22161.2336 | 0 | 0 | 40 | 0 | 15 | 163 | 192 | 230 | 313 | 40 | 17 | 0 | [46 empty] | 0 | 0 | 0 | 0 | 0 | 0 | 0 | 0 |  |  |  |  | 0 | 0 | 0 | 0 | 0 | 0 | 0 | 0
I |  | SCADA, Protection & Control | 0 | 0 | 0 | 0 | 0 | 0 | 11345.448 | 0 | 0 | 0 | 0 | 0 | 0 | 0 | 0 | 0 | 0 | 14130.619 | 0 | 0 | 0 | 0 | 0 | 0 | 0 | 0 | 0 | 0 | 410 | 0 | 0 | 0 | 0 | [46 empty] | 0 | 0 | 0 | 0 | 0 | 0 | 0 | 0 |  |  |  |  | 0 | 0 | 0 | 0 | 0 | 0 | 0 | 0
J |  | Other | 0 | 0 | 0 | 0 | 0 | 50522.65 | 0 | 0 | -67624.8 | 0 | 0 | 0 | 0 | 0 | 0 | 0 | 62706.1009 | 0 | 0 | -76411.1032 | 0 | 0 | 0 | 0 | 0 | 0 | 0 | 47 | 25 | 0 | 10 | 0 | 0 | [46 empty] | 0 | 0 | 0 | 0 | 0 | 0 | 0 | 0 |  |  |  |  | 0 | 0 | 0 | 0 | 0 | 0 | 0 | 0
|  |  | 0 | 965540.66 | 2283587.9 | 9050738.99 | 21456046.32 | 29735741.2638 | 54055352.5439 | 56951645.0556 | 1568057.872 | 1301353.084 | 1454870.1206 | 0 | 1279757.448 | 2996080.4503 | 11649357.7522 | 27054332.1413 | 36906464.5541 | 67325291.5136 | 68305456.0794 | 1771791.294 | 1383938.1559 | 1494876.8365 | [69 empty] | 0 | 0 | 0 | 0 | 0 | 0 | 0 | 0

## Substation 2025$
Substation | [12 empty] | 1.0233 | [31 empty] | Base Rates
[14 empty] | Escalation | 2024/25 | [71 empty] | 1
[14 empty] | Escalation % | [35 empty] | Escalated to 2024/25 |  | N
[14 empty] | 134.5% | 132.5% | 131.2% | 128.7% | 126.1% | 124.1% | 124.5% | 119.9% | 113% | 106.3% | 102.7% | [11 empty] | Include 2022/23 |  | N | [11 empty] | Include 2022/23 |  | N | [44 empty] | 2025$
Group | Cat | Substation | ALLOCATED COSTS | [10 empty] | ESCALATED ALLOCATED COST | [10 empty] | UNITS | [10 empty] | AVERAGE REPLACEMENT UNITS |  |  | UNIT RATES | [10 empty] | AVERAGE UNIT RATES |  |  | Delta % |  |  | Starting Yr Logic | [7 empty] | Increment Logic | [7 empty] | Manual Qty | [7 empty] | Base Case |  | Forecast Unit |  |  |  |  | Qty |  |  | UNIT COST RATE | [8 empty] | Exp |  |  | Remarks
Code | Code | RIN ASSET CATEGORY | 2013/14 | 2014/15 | 2015/16 | 2016/17 | 2017/18 | 2018/19 | 2019/20 | 2020/21 | 2021/22 | 2022/23 | 2023/24 | 2013/14 | 2014/15 | 2015/16 | 2016/17 | 2017/18 | 2018/19 | 2019/20 | 2020/21 | 2021/22 | 2022/23 | 2023/24 | 2013/14 | 2014/15 | 2015/16 | 2016/17 | 2017/18 | 2018/19 | 2019/20 | 2020/21 | 2021/22 | 2022/23 | 2023/24 | Avg 5 Yr | Avg 3 Yr | Last Yr | 2013/14 | 2014/15 | 2015/16 | 2016/17 | 2017/18 | 2018/19 | 2019/20 | 2020/21 | 2021/22 | 2022/23 | 2023/24 | Avg 5 Yr | Avg 3 Yr | Last Yr | Start Yr | Increment | % | 2022/23 | 2023/24 | 2024/25 | 2025/26 | 2026/27 | 2027/28 | 2028/29 | 2029/30 | 2022/23 | 2023/24 | 2024/25 | 2025/26 | 2026/27 | 2027/28 | 2028/29 | 2029/30 | 2022/23 | 2023/24 | 2024/25 | 2025/26 | 2026/27 | 2027/28 | 2028/29 | 2029/30 |  |  | 2022/23 | 2023/24 | 2024/25 | 2025/26 | 2026/27 | 2027/28 | 2028/29 | 2029/30 | Type | Escalate | Manual | APPLIED | 2022/23 | 2023/24 | 2024/25 | 2025/26 | 2026/27 | 2027/28 | 2028/29 | 2029/30
A1 | A001 | Staking of a wooden pole | ESCALATED ALLOCATED COST 2013/14: 0; ESCALATED ALLOCATED COST 2014/15: 0; ESCALATED ALLOCATED COST 2015/16: 0; ESCALATED ALLOCATED COST 2016/17: 0; ESCALATED ALLOCATED COST 2017/18: 0; ESCALATED ALLOCATED COST 2018/19: 0; ESCALATED ALLOCATED COST 2019/20: 0; ESCALATED ALLOCATED COST 2020/21: 0; ESCALATED ALLOCATED COST 2021/22: 0; ESCALATED ALLOCATED COST 2022/23: 0; ESCALATED ALLOCATED COST 2023/24: 0; AVERAGE REPLACEMENT UNITS Avg 5 Yr: 0 | 0 | [14 empty] | 2025/26 | Compound | 0% | 0 | 0 | 0 | 1 | 2 | 3 | 4 | 5 | 100% | 100% | 100% | 100% | 100% | 100% | 100% | 100% | 0 | 0 | 0 | 0 | 0 | 0 | 0 | 0 | Avg 5 Yr | 0 | 0 | 0 | 0 | 0 | 0 | 0 | 0 | 0 | Avg 3 Yr | 5% |  |  | 0 | 0 | 0 | 0 | 0 | 0 | 0 | 0
A | A002 | ˂ = 1 kV; Wood | ESCALATED ALLOCATED COST 2013/14: 0; ESCALATED ALLOCATED COST 2014/15: 0; ESCALATED ALLOCATED COST 2015/16: 0; ESCALATED ALLOCATED COST 2016/17: 0; ESCALATED ALLOCATED COST 2017/18: 0; ESCALATED ALLOCATED COST 2018/19: 0; ESCALATED ALLOCATED COST 2019/20: 0; ESCALATED ALLOCATED COST 2020/21: 0; ESCALATED ALLOCATED COST 2021/22: 0; ESCALATED ALLOCATED COST 2022/23: 0; ESCALATED ALLOCATED COST 2023/24: 0; AVERAGE REPLACEMENT UNITS Avg 5 Yr: 0 | 0 | [14 empty] | 2025/26 | Step | 0% | 0 | 0 | 0 | 1 | 2 | 3 | 4 | 5 | 100% | 100% | 100% | 100% | 100% | 100% | 100% | 100% | 0 | 0 | 0 | 0 | 0 | 0 | 0 | 0 | Avg 5 Yr | 0 | 0 | 0 | 0 | 0 | 0 | 0 | 0 | 0 | Avg 3 Yr | 5% |  |  | 0 | 0 | 0 | 0 | 0 | 0 | 0 | 0
A | A003 | > 1 kV & < = 11 kV; Wood | ESCALATED ALLOCATED COST 2013/14: 0; ESCALATED ALLOCATED COST 2014/15: 0; ESCALATED ALLOCATED COST 2015/16: 0; ESCALATED ALLOCATED COST 2016/17: 0; ESCALATED ALLOCATED COST 2017/18: 0; ESCALATED ALLOCATED COST 2018/19: 0; ESCALATED ALLOCATED COST 2019/20: 0; ESCALATED ALLOCATED COST 2020/21: 0; ESCALATED ALLOCATED COST 2021/22: 0; ESCALATED ALLOCATED COST 2022/23: 0; ESCALATED ALLOCATED COST 2023/24: 0; AVERAGE REPLACEMENT UNITS Avg 5 Yr: 0 | 0 | [14 empty] | 2025/26 | Linear | 0% | 0 | 0 | 0 | 1 | 2 | 3 | 4 | 5 | 100% | 100% | 100% | 100% | 100% | 100% | 100% | 100% | 0 | 0 | 0 | 0 | 0 | 0 | 0 | 0 | Avg 5 Yr | 0 | 0 | 0 | 0 | 0 | 0 | 0 | 0 | 0 | Avg 3 Yr | 5% |  |  | 0 | 0 | 0 | 0 | 0 | 0 | 0 | 0
A | A004 | ˃ 11 kV & < = 22 kV; Wood | ESCALATED ALLOCATED COST 2013/14: 0; ESCALATED ALLOCATED COST 2014/15: 0; ESCALATED ALLOCATED COST 2015/16: 0; ESCALATED ALLOCATED COST 2016/17: 0; ESCALATED ALLOCATED COST 2017/18: 0; ESCALATED ALLOCATED COST 2018/19: 0; ESCALATED ALLOCATED COST 2019/20: 0; ESCALATED ALLOCATED COST 2020/21: 0; ESCALATED ALLOCATED COST 2021/22: 0; ESCALATED ALLOCATED COST 2022/23: 0; ESCALATED ALLOCATED COST 2023/24: 0; AVERAGE REPLACEMENT UNITS Avg 5 Yr: 0 | 0 | [14 empty] | 2025/26 | Step | 0% | 0 | 0 | 0 | 1 | 2 | 3 | 4 | 5 | 100% | 100% | 100% | 100% | 100% | 100% | 100% | 100% | 0 | 0 | 0 | 0 | 0 | 0 | 0 | 0 | Avg 5 Yr | 0 | 0 | 0 | 0 | 0 | 0 | 0 | 0 | 0 | Avg 3 Yr | 5% |  |  | 0 | 0 | 0 | 0 | 0 | 0 | 0 | 0
A | A005 | > 22 kV & < = 66 kV; Wood | ESCALATED ALLOCATED COST 2013/14: 0; ESCALATED ALLOCATED COST 2014/15: 0; ESCALATED ALLOCATED COST 2015/16: 0; ESCALATED ALLOCATED COST 2016/17: 0; ESCALATED ALLOCATED COST 2017/18: 0; ESCALATED ALLOCATED COST 2018/19: 0; ESCALATED ALLOCATED COST 2019/20: 0; ESCALATED ALLOCATED COST 2020/21: 0; ESCALATED ALLOCATED COST 2021/22: 0; ESCALATED ALLOCATED COST 2022/23: 0; ESCALATED ALLOCATED COST 2023/24: 0; AVERAGE REPLACEMENT UNITS Avg 5 Yr: 0 | 0 | [14 empty] | 2025/26 | Step | 0% | 0 | 0 | 0 | 1 | 2 | 3 | 4 | 5 | 100% | 100% | 100% | 100% | 100% | 100% | 100% | 100% | 0 | 0 | 0 | 0 | 0 | 0 | 0 | 0 | Avg 5 Yr | 0 | 0 | 0 | 0 | 0 | 0 | 0 | 0 | 0 | Avg 3 Yr | 5% |  |  | 0 | 0 | 0 | 0 | 0 | 0 | 0 | 0
A | A006 | > 66 kV & < = 132 kV; Wood | ESCALATED ALLOCATED COST 2013/14: 0; ESCALATED ALLOCATED COST 2014/15: 0; ESCALATED ALLOCATED COST 2015/16: 0; ESCALATED ALLOCATED COST 2016/17: 0; ESCALATED ALLOCATED COST 2017/18: 0; ESCALATED ALLOCATED COST 2018/19: 0; ESCALATED ALLOCATED COST 2019/20: 0; ESCALATED ALLOCATED COST 2020/21: 0; ESCALATED ALLOCATED COST 2021/22: 0; ESCALATED ALLOCATED COST 2022/23: 0; ESCALATED ALLOCATED COST 2023/24: 0; AVERAGE REPLACEMENT UNITS Avg 5 Yr: 0 | 0 | [14 empty] | 2025/26 | Step | 0% | 0 | 0 | 0 | 1 | 2 | 3 | 4 | 5 | 100% | 100% | 100% | 100% | 100% | 100% | 100% | 100% | 0 | 0 | 0 | 0 | 0 | 0 | 0 | 0 | Avg 5 Yr | 0 | 0 | 0 | 0 | 0 | 0 | 0 | 0 | 0 | Avg 3 Yr | 5% |  |  | 0 | 0 | 0 | 0 | 0 | 0 | 0 | 0
A | A007 | > 132 kV; Wood | ESCALATED ALLOCATED COST 2013/14: 0; ESCALATED ALLOCATED COST 2014/15: 0; ESCALATED ALLOCATED COST 2015/16: 0; ESCALATED ALLOCATED COST 2016/17: 0; ESCALATED ALLOCATED COST 2017/18: 0; ESCALATED ALLOCATED COST 2018/19: 0; ESCALATED ALLOCATED COST 2019/20: 0; ESCALATED ALLOCATED COST 2020/21: 0; ESCALATED ALLOCATED COST 2021/22: 0; ESCALATED ALLOCATED COST 2022/23: 0; ESCALATED ALLOCATED COST 2023/24: 0; AVERAGE REPLACEMENT UNITS Avg 5 Yr: 0 | 0 | [14 empty] | 2025/26 | Step | 0% | 0 | 0 | 0 | 1 | 2 | 3 | 4 | 5 | 100% | 100% | 100% | 100% | 100% | 100% | 100% | 100% | 0 | 0 | 0 | 0 | 0 | 0 | 0 | 0 | Avg 5 Yr | 0 | 0 | 0 | 0 | 0 | 0 | 0 | 0 | 0 | Avg 3 Yr | 5% |  |  | 0 | 0 | 0 | 0 | 0 | 0 | 0 | 0
A | A008 | ˂ = 1 kV; Concrete | ESCALATED ALLOCATED COST 2013/14: 0; ESCALATED ALLOCATED COST 2014/15: 0; ESCALATED ALLOCATED COST 2015/16: 0; ESCALATED ALLOCATED COST 2016/17: 0; ESCALATED ALLOCATED COST 2017/18: 0; ESCALATED ALLOCATED COST 2018/19: 0; ESCALATED ALLOCATED COST 2019/20: 0; ESCALATED ALLOCATED COST 2020/21: 0; ESCALATED ALLOCATED COST 2021/22: 0; ESCALATED ALLOCATED COST 2022/23: 0; ESCALATED ALLOCATED COST 2023/24: 0; AVERAGE REPLACEMENT UNITS Avg 5 Yr: 0 | 0 | [14 empty] | 2025/26 | Step | 0% | 0 | 0 | 0 | 1 | 2 | 3 | 4 | 5 | 100% | 100% | 100% | 100% | 100% | 100% | 100% | 100% | 0 | 0 | 0 | 0 | 0 | 0 | 0 | 0 | Avg 5 Yr | 0 | 0 | 0 | 0 | 0 | 0 | 0 | 0 | 0 | Avg 3 Yr | 5% |  |  | 0 | 0 | 0 | 0 | 0 | 0 | 0 | 0
A | A009 | > 1 kV & < = 11 kV; Concrete | ESCALATED ALLOCATED COST 2013/14: 0; ESCALATED ALLOCATED COST 2014/15: 0; ESCALATED ALLOCATED COST 2015/16: 0; ESCALATED ALLOCATED COST 2016/17: 0; ESCALATED ALLOCATED COST 2017/18: 0; ESCALATED ALLOCATED COST 2018/19: 0; ESCALATED ALLOCATED COST 2019/20: 0; ESCALATED ALLOCATED COST 2020/21: 0; ESCALATED ALLOCATED COST 2021/22: 0; ESCALATED ALLOCATED COST 2022/23: 0; ESCALATED ALLOCATED COST 2023/24: 0; AVERAGE REPLACEMENT UNITS Avg 5 Yr: 0 | 0 | [14 empty] | 2025/26 | Step | 0% | 0 | 0 | 0 | 1 | 2 | 3 | 4 | 5 | 100% | 100% | 100% | 100% | 100% | 100% | 100% | 100% | 0 | 0 | 0 | 0 | 0 | 0 | 0 | 0 | Avg 5 Yr | 0 | 0 | 0 | 0 | 0 | 0 | 0 | 0 | 0 | Avg 3 Yr | 5% |  |  | 0 | 0 | 0 | 0 | 0 | 0 | 0 | 0
A | A010 | ˃ 11 kV & < = 22 kV; Concrete | ESCALATED ALLOCATED COST 2013/14: 0; ESCALATED ALLOCATED COST 2014/15: 0; ESCALATED ALLOCATED COST 2015/16: 0; ESCALATED ALLOCATED COST 2016/17: 0; ESCALATED ALLOCATED COST 2017/18: 0; ESCALATED ALLOCATED COST 2018/19: 0; ESCALATED ALLOCATED COST 2019/20: 0; ESCALATED ALLOCATED COST 2020/21: 0; ESCALATED ALLOCATED COST 2021/22: 0; ESCALATED ALLOCATED COST 2022/23: 0; ESCALATED ALLOCATED COST 2023/24: 0; AVERAGE REPLACEMENT UNITS Avg 5 Yr: 0 | 0 | [14 empty] | 2025/26 | Step | 0% | 0 | 0 | 0 | 1 | 2 | 3 | 4 | 5 | 100% | 100% | 100% | 100% | 100% | 100% | 100% | 100% | 0 | 0 | 0 | 0 | 0 | 0 | 0 | 0 | Avg 5 Yr | 0 | 0 | 0 | 0 | 0 | 0 | 0 | 0 | 0 | Avg 3 Yr | 5% |  |  | 0 | 0 | 0 | 0 | 0 | 0 | 0 | 0
A | A011 | > 22 kV & < = 66 kV; Concrete | ESCALATED ALLOCATED COST 2013/14: 0; ESCALATED ALLOCATED COST 2014/15: 0; ESCALATED ALLOCATED COST 2015/16: 0; ESCALATED ALLOCATED COST 2016/17: 0; ESCALATED ALLOCATED COST 2017/18: 0; ESCALATED ALLOCATED COST 2018/19: 0; ESCALATED ALLOCATED COST 2019/20: 0; ESCALATED ALLOCATED COST 2020/21: 0; ESCALATED ALLOCATED COST 2021/22: 0; ESCALATED ALLOCATED COST 2022/23: 0; ESCALATED ALLOCATED COST 2023/24: 0; AVERAGE REPLACEMENT UNITS Avg 5 Yr: 0 | 0 | [14 empty] | 2025/26 | Step | 0% | 0 | 0 | 0 | 1 | 2 | 3 | 4 | 5 | 100% | 100% | 100% | 100% | 100% | 100% | 100% | 100% | 0 | 0 | 0 | 0 | 0 | 0 | 0 | 0 | Avg 5 Yr | 0 | 0 | 0 | 0 | 0 | 0 | 0 | 0 | 0 | Avg 3 Yr | 5% |  |  | 0 | 0 | 0 | 0 | 0 | 0 | 0 | 0
A | A012 | > 66 kV & < = 132 kV; Concrete | ESCALATED ALLOCATED COST 2013/14: 0; ESCALATED ALLOCATED COST 2014/15: 0; ESCALATED ALLOCATED COST 2015/16: 0; ESCALATED ALLOCATED COST 2016/17: 0; ESCALATED ALLOCATED COST 2017/18: 0; ESCALATED ALLOCATED COST 2018/19: 0; ESCALATED ALLOCATED COST 2019/20: 0; ESCALATED ALLOCATED COST 2020/21: 0; ESCALATED ALLOCATED COST 2021/22: 0; ESCALATED ALLOCATED COST 2022/23: 0; ESCALATED ALLOCATED COST 2023/24: 0; AVERAGE REPLACEMENT UNITS Avg 5 Yr: 0 | 0 | [14 empty] | 2025/26 | Step | 0% | 0 | 0 | 0 | 1 | 2 | 3 | 4 | 5 | 100% | 100% | 100% | 100% | 100% | 100% | 100% | 100% | 0 | 0 | 0 | 0 | 0 | 0 | 0 | 0 | Avg 5 Yr | 0 | 0 | 0 | 0 | 0 | 0 | 0 | 0 | 0 | Avg 3 Yr | 5% |  |  | 0 | 0 | 0 | 0 | 0 | 0 | 0 | 0
A | A013 | > 132 kV; Concrete | ESCALATED ALLOCATED COST 2013/14: 0; ESCALATED ALLOCATED COST 2014/15: 0; ESCALATED ALLOCATED COST 2015/16: 0; ESCALATED ALLOCATED COST 2016/17: 0; ESCALATED ALLOCATED COST 2017/18: 0; ESCALATED ALLOCATED COST 2018/19: 0; ESCALATED ALLOCATED COST 2019/20: 0; ESCALATED ALLOCATED COST 2020/21: 0; ESCALATED ALLOCATED COST 2021/22: 0; ESCALATED ALLOCATED COST 2022/23: 0; ESCALATED ALLOCATED COST 2023/24: 0; AVERAGE REPLACEMENT UNITS Avg 5 Yr: 0 | 0 | [14 empty] | 2025/26 | Step | 0% | 0 | 0 | 0 | 1 | 2 | 3 | 4 | 5 | 100% | 100% | 100% | 100% | 100% | 100% | 100% | 100% | 0 | 0 | 0 | 0 | 0 | 0 | 0 | 0 | Avg 5 Yr | 0 | 0 | 0 | 0 | 0 | 0 | 0 | 0 | 0 | Avg 3 Yr | 5% |  |  | 0 | 0 | 0 | 0 | 0 | 0 | 0 | 0
A | A014 | ˂ = 1 kV; Steel | ESCALATED ALLOCATED COST 2013/14: 0; ESCALATED ALLOCATED COST 2014/15: 0; ESCALATED ALLOCATED COST 2015/16: 0; ESCALATED ALLOCATED COST 2016/17: 0; ESCALATED ALLOCATED COST 2017/18: 0; ESCALATED ALLOCATED COST 2018/19: 0; ESCALATED ALLOCATED COST 2019/20: 0; ESCALATED ALLOCATED COST 2020/21: 0; ESCALATED ALLOCATED COST 2021/22: 0; ESCALATED ALLOCATED COST 2022/23: 0; ESCALATED ALLOCATED COST 2023/24: 0; AVERAGE REPLACEMENT UNITS Avg 5 Yr: 0 | 0 | [14 empty] | 2025/26 | Step | 0% | 0 | 0 | 0 | 1 | 2 | 3 | 4 | 5 | 100% | 100% | 100% | 100% | 100% | 100% | 100% | 100% | 0 | 0 | 0 | 0 | 0 | 0 | 0 | 0 | Avg 5 Yr | 0 | 0 | 0 | 0 | 0 | 0 | 0 | 0 | 0 | Avg 3 Yr | 5% |  |  | 0 | 0 | 0 | 0 | 0 | 0 | 0 | 0
A | A015 | > 1 kV & < = 11 kV; Steel | ESCALATED ALLOCATED COST 2013/14: 0; ESCALATED ALLOCATED COST 2014/15: 0; ESCALATED ALLOCATED COST 2015/16: 0; ESCALATED ALLOCATED COST 2016/17: 0; ESCALATED ALLOCATED COST 2017/18: 0; ESCALATED ALLOCATED COST 2018/19: 0; ESCALATED ALLOCATED COST 2019/20: 0; ESCALATED ALLOCATED COST 2020/21: 0; ESCALATED ALLOCATED COST 2021/22: 0; ESCALATED ALLOCATED COST 2022/23: 0; ESCALATED ALLOCATED COST 2023/24: 0; AVERAGE REPLACEMENT UNITS Avg 5 Yr: 0 | 0 | [14 empty] | 2025/26 | Step | 0% | 0 | 0 | 0 | 1 | 2 | 3 | 4 | 5 | 100% | 100% | 100% | 100% | 100% | 100% | 100% | 100% | 0 | 0 | 0 | 0 | 0 | 0 | 0 | 0 | Avg 5 Yr | 0 | 0 | 0 | 0 | 0 | 0 | 0 | 0 | 0 | Avg 3 Yr | 5% |  |  | 0 | 0 | 0 | 0 | 0 | 0 | 0 | 0
A | A016 | ˃ 11 kV & < = 22 kV; Steel | ESCALATED ALLOCATED COST 2013/14: 0; ESCALATED ALLOCATED COST 2014/15: 0; ESCALATED ALLOCATED COST 2015/16: 0; ESCALATED ALLOCATED COST 2016/17: 0; ESCALATED ALLOCATED COST 2017/18: 0; ESCALATED ALLOCATED COST 2018/19: 0; ESCALATED ALLOCATED COST 2019/20: 0; ESCALATED ALLOCATED COST 2020/21: 0; ESCALATED ALLOCATED COST 2021/22: 0; ESCALATED ALLOCATED COST 2022/23: 0; ESCALATED ALLOCATED COST 2023/24: 0; AVERAGE REPLACEMENT UNITS Avg 5 Yr: 0 | 0 | [14 empty] | 2025/26 | Step | 0% | 0 | 0 | 0 | 1 | 2 | 3 | 4 | 5 | 100% | 100% | 100% | 100% | 100% | 100% | 100% | 100% | 0 | 0 | 0 | 0 | 0 | 0 | 0 | 0 | Avg 5 Yr | 0 | 0 | 0 | 0 | 0 | 0 | 0 | 0 | 0 | Avg 3 Yr | 5% |  |  | 0 | 0 | 0 | 0 | 0 | 0 | 0 | 0
A | A017 | > 22 kV & < = 66 kV; Steel | ESCALATED ALLOCATED COST 2013/14: 0; ESCALATED ALLOCATED COST 2014/15: 0; ESCALATED ALLOCATED COST 2015/16: 0; ESCALATED ALLOCATED COST 2016/17: 0; ESCALATED ALLOCATED COST 2017/18: 0; ESCALATED ALLOCATED COST 2018/19: 0; ESCALATED ALLOCATED COST 2019/20: 0; ESCALATED ALLOCATED COST 2020/21: 0; ESCALATED ALLOCATED COST 2021/22: 0; ESCALATED ALLOCATED COST 2022/23: 0; ESCALATED ALLOCATED COST 2023/24: 0; AVERAGE REPLACEMENT UNITS Avg 5 Yr: 0 | 0 | [14 empty] | 2025/26 | Step | 0% | 0 | 0 | 0 | 1 | 2 | 3 | 4 | 5 | 100% | 100% | 100% | 100% | 100% | 100% | 100% | 100% | 0 | 0 | 0 | 0 | 0 | 0 | 0 | 0 | Avg 5 Yr | 0 | 0 | 0 | 0 | 0 | 0 | 0 | 0 | 0 | Avg 3 Yr | 5% |  |  | 0 | 0 | 0 | 0 | 0 | 0 | 0 | 0
A | A018 | > 66 kV & < = 132 kV; Steel | ESCALATED ALLOCATED COST 2013/14: 0; ESCALATED ALLOCATED COST 2014/15: 0; ESCALATED ALLOCATED COST 2015/16: 0; ESCALATED ALLOCATED COST 2016/17: 0; ESCALATED ALLOCATED COST 2017/18: 0; ESCALATED ALLOCATED COST 2018/19: 0; ESCALATED ALLOCATED COST 2019/20: 0; ESCALATED ALLOCATED COST 2020/21: 0; ESCALATED ALLOCATED COST 2021/22: 0; ESCALATED ALLOCATED COST 2022/23: 0; ESCALATED ALLOCATED COST 2023/24: 0; AVERAGE REPLACEMENT UNITS Avg 5 Yr: 0 | 0 | [14 empty] | 2025/26 | Step | 0% | 0 | 0 | 0 | 1 | 2 | 3 | 4 | 5 | 100% | 100% | 100% | 100% | 100% | 100% | 100% | 100% | 0 | 0 | 0 | 0 | 0 | 0 | 0 | 0 | Avg 5 Yr | 0 | 0 | 0 | 0 | 0 | 0 | 0 | 0 | 0 | Avg 3 Yr | 5% |  |  | 0 | 0 | 0 | 0 | 0 | 0 | 0 | 0
A | A019 | > 132 kV; Steel | ESCALATED ALLOCATED COST 2013/14: 0; ESCALATED ALLOCATED COST 2014/15: 0; ESCALATED ALLOCATED COST 2015/16: 0; ESCALATED ALLOCATED COST 2016/17: 0; ESCALATED ALLOCATED COST 2017/18: 0; ESCALATED ALLOCATED COST 2018/19: 0; ESCALATED ALLOCATED COST 2019/20: 0; ESCALATED ALLOCATED COST 2020/21: 0; ESCALATED ALLOCATED COST 2021/22: 0; ESCALATED ALLOCATED COST 2022/23: 0; ESCALATED ALLOCATED COST 2023/24: 0; AVERAGE REPLACEMENT UNITS Avg 5 Yr: 0 | 0 | [14 empty] | 2025/26 | Step | 0% | 0 | 0 | 0 | 1 | 2 | 3 | 4 | 5 | 100% | 100% | 100% | 100% | 100% | 100% | 100% | 100% | 0 | 0 | 0 | 0 | 0 | 0 | 0 | 0 | Avg 5 Yr | 0 | 0 | 0 | 0 | 0 | 0 | 0 | 0 | 0 | Avg 3 Yr | 5% |  |  | 0 | 0 | 0 | 0 | 0 | 0 | 0 | 0
A | A020 | Poles Other | ESCALATED ALLOCATED COST 2013/14: 0; ESCALATED ALLOCATED COST 2014/15: 0; ESCALATED ALLOCATED COST 2015/16: 0; ESCALATED ALLOCATED COST 2016/17: 0; ESCALATED ALLOCATED COST 2017/18: 0; ESCALATED ALLOCATED COST 2018/19: 0; ESCALATED ALLOCATED COST 2019/20: 0; ESCALATED ALLOCATED COST 2020/21: 0; ESCALATED ALLOCATED COST 2021/22: 0; ESCALATED ALLOCATED COST 2022/23: 0; ESCALATED ALLOCATED COST 2023/24: 0; AVERAGE REPLACEMENT UNITS Avg 5 Yr: 0 | 0 | [14 empty] | 2025/26 | Step | 0% | 0 | 0 | 0 | 1 | 2 | 3 | 4 | 5 | 100% | 100% | 100% | 100% | 100% | 100% | 100% | 100% | 0 | 0 | 0 | 0 | 0 | 0 | 0 | 0 | Avg 5 Yr | 0 | 0 | 0 | 0 | 0 | 0 | 0 | 0 | 0 | Avg 3 Yr | 5% |  |  | 0 | 0 | 0 | 0 | 0 | 0 | 0 | 0
B | B001 | ˂ = 1 kV | ESCALATED ALLOCATED COST 2013/14: 0; ESCALATED ALLOCATED COST 2014/15: 0; ESCALATED ALLOCATED COST 2015/16: 0; ESCALATED ALLOCATED COST 2016/17: 0; ESCALATED ALLOCATED COST 2017/18: 0; ESCALATED ALLOCATED COST 2018/19: 0; ESCALATED ALLOCATED COST 2019/20: 0; ESCALATED ALLOCATED COST 2020/21: 0; ESCALATED ALLOCATED COST 2021/22: 0; ESCALATED ALLOCATED COST 2022/23: 0; ESCALATED ALLOCATED COST 2023/24: 0; AVERAGE REPLACEMENT UNITS Avg 5 Yr: 0 | 0 | [14 empty] | 2025/26 | Step | 0% | 0 | 0 | 0 | 1 | 2 | 3 | 4 | 5 | 100% | 100% | 100% | 100% | 100% | 100% | 100% | 100% | 0 | 0 | 0 | 0 | 0 | 0 | 0 | 0 | Avg 5 Yr | 0 | 0 | 0 | 0 | 0 | 0 | 0 | 0 | 0 | Avg 3 Yr | 5% |  |  | 0 | 0 | 0 | 0 | 0 | 0 | 0 | 0
B | B002 | > 1 kV & < = 11 kV | ESCALATED ALLOCATED COST 2013/14: 0; ESCALATED ALLOCATED COST 2014/15: 0; ESCALATED ALLOCATED COST 2015/16: 0; ESCALATED ALLOCATED COST 2016/17: 0; ESCALATED ALLOCATED COST 2017/18: 0; ESCALATED ALLOCATED COST 2018/19: 0; ESCALATED ALLOCATED COST 2019/20: 0; ESCALATED ALLOCATED COST 2020/21: 0; ESCALATED ALLOCATED COST 2021/22: 0; ESCALATED ALLOCATED COST 2022/23: 0; ESCALATED ALLOCATED COST 2023/24: 0; AVERAGE REPLACEMENT UNITS Avg 5 Yr: 0 | 0 | [14 empty] | 2025/26 | Step | 0% | 0 | 0 | 0 | 1 | 2 | 3 | 4 | 5 | 100% | 100% | 100% | 100% | 100% | 100% | 100% | 100% | 0 | 0 | 0 | 0 | 0 | 0 | 0 | 0 | Avg 5 Yr | 0 | 0 | 0 | 0 | 0 | 0 | 0 | 0 | 0 | Avg 3 Yr | 5% |  |  | 0 | 0 | 0 | 0 | 0 | 0 | 0 | 0
B | B003 | ˃ 11 kV & < = 22 kV | ESCALATED ALLOCATED COST 2013/14: 0; ESCALATED ALLOCATED COST 2014/15: 0; ESCALATED ALLOCATED COST 2015/16: 0; ESCALATED ALLOCATED COST 2016/17: 0; ESCALATED ALLOCATED COST 2017/18: 0; ESCALATED ALLOCATED COST 2018/19: 0; ESCALATED ALLOCATED COST 2019/20: 0; ESCALATED ALLOCATED COST 2020/21: 0; ESCALATED ALLOCATED COST 2021/22: 0; ESCALATED ALLOCATED COST 2022/23: 0; ESCALATED ALLOCATED COST 2023/24: 0; AVERAGE REPLACEMENT UNITS Avg 5 Yr: 0 | 0 | [14 empty] | 2025/26 | Step | 0% | 0 | 0 | 0 | 1 | 2 | 3 | 4 | 5 | 100% | 100% | 100% | 100% | 100% | 100% | 100% | 100% | 0 | 0 | 0 | 0 | 0 | 0 | 0 | 0 | Avg 5 Yr | 0 | 0 | 0 | 0 | 0 | 0 | 0 | 0 | 0 | Avg 3 Yr | 5% |  |  | 0 | 0 | 0 | 0 | 0 | 0 | 0 | 0
B | B004 | ˃ 22 kV & < = 66 kV | ESCALATED ALLOCATED COST 2013/14: 0; ESCALATED ALLOCATED COST 2014/15: 0; ESCALATED ALLOCATED COST 2015/16: 0; ESCALATED ALLOCATED COST 2016/17: 0; ESCALATED ALLOCATED COST 2017/18: 0; ESCALATED ALLOCATED COST 2018/19: 0; ESCALATED ALLOCATED COST 2019/20: 0; ESCALATED ALLOCATED COST 2020/21: 0; ESCALATED ALLOCATED COST 2021/22: 0; ESCALATED ALLOCATED COST 2022/23: 0; ESCALATED ALLOCATED COST 2023/24: 0; AVERAGE REPLACEMENT UNITS Avg 5 Yr: 0 | 0 | [14 empty] | 2025/26 | Step | 0% | 0 | 0 | 0 | 1 | 2 | 3 | 4 | 5 | 100% | 100% | 100% | 100% | 100% | 100% | 100% | 100% | 0 | 0 | 0 | 0 | 0 | 0 | 0 | 0 | Avg 5 Yr | 0 | 0 | 0 | 0 | 0 | 0 | 0 | 0 | 0 | Avg 3 Yr | 5% |  |  | 0 | 0 | 0 | 0 | 0 | 0 | 0 | 0
B | B005 | > 66 kV & < = 132 kV | ESCALATED ALLOCATED COST 2013/14: 0; ESCALATED ALLOCATED COST 2014/15: 0; ESCALATED ALLOCATED COST 2015/16: 0; ESCALATED ALLOCATED COST 2016/17: 0; ESCALATED ALLOCATED COST 2017/18: 0; ESCALATED ALLOCATED COST 2018/19: 0; ESCALATED ALLOCATED COST 2019/20: 0; ESCALATED ALLOCATED COST 2020/21: 0; ESCALATED ALLOCATED COST 2021/22: 0; ESCALATED ALLOCATED COST 2022/23: 0; ESCALATED ALLOCATED COST 2023/24: 0; AVERAGE REPLACEMENT UNITS Avg 5 Yr: 0 | 0 | [14 empty] | 2025/26 | Step | 0% | 0 | 0 | 0 | 1 | 2 | 3 | 4 | 5 | 100% | 100% | 100% | 100% | 100% | 100% | 100% | 100% | 0 | 0 | 0 | 0 | 0 | 0 | 0 | 0 | Avg 5 Yr | 0 | 0 | 0 | 0 | 0 | 0 | 0 | 0 | 0 | Avg 3 Yr | 5% |  |  | 0 | 0 | 0 | 0 | 0 | 0 | 0 | 0
B | B006 | > 132 kV | ESCALATED ALLOCATED COST 2013/14: 0; ESCALATED ALLOCATED COST 2014/15: 0; ESCALATED ALLOCATED COST 2015/16: 0; ESCALATED ALLOCATED COST 2016/17: 0; ESCALATED ALLOCATED COST 2017/18: 0; ESCALATED ALLOCATED COST 2018/19: 0; ESCALATED ALLOCATED COST 2019/20: 0; ESCALATED ALLOCATED COST 2020/21: 0; ESCALATED ALLOCATED COST 2021/22: 0; ESCALATED ALLOCATED COST 2022/23: 0; ESCALATED ALLOCATED COST 2023/24: 0; AVERAGE REPLACEMENT UNITS Avg 5 Yr: 0 | 0 | [14 empty] | 2025/26 | Step | 0% | 0 | 0 | 0 | 1 | 2 | 3 | 4 | 5 | 100% | 100% | 100% | 100% | 100% | 100% | 100% | 100% | 0 | 0 | 0 | 0 | 0 | 0 | 0 | 0 | Avg 5 Yr | 0 | 0 | 0 | 0 | 0 | 0 | 0 | 0 | 0 | Avg 3 Yr | 5% |  |  | 0 | 0 | 0 | 0 | 0 | 0 | 0 | 0
B | B007 | Pole Tops Other | ESCALATED ALLOCATED COST 2013/14: 0; ESCALATED ALLOCATED COST 2014/15: 0; ESCALATED ALLOCATED COST 2015/16: 0; ESCALATED ALLOCATED COST 2016/17: 0; ESCALATED ALLOCATED COST 2017/18: 0; ESCALATED ALLOCATED COST 2018/19: 0; ESCALATED ALLOCATED COST 2019/20: 0; ESCALATED ALLOCATED COST 2020/21: 0; ESCALATED ALLOCATED COST 2021/22: 0; ESCALATED ALLOCATED COST 2022/23: 0; ESCALATED ALLOCATED COST 2023/24: 0; AVERAGE REPLACEMENT UNITS Avg 5 Yr: 0 | 0 | [14 empty] | 2025/26 | Step | 0% | 0 | 0 | 0 | 1 | 2 | 3 | 4 | 5 | 100% | 100% | 100% | 100% | 100% | 100% | 100% | 100% | 0 | 0 | 0 | 0 | 0 | 0 | 0 | 0 | Avg 5 Yr | 0 | 0 | 0 | 0 | 0 | 0 | 0 | 0 | 0 | Avg 3 Yr | 5% |  |  | 0 | 0 | 0 | 0 | 0 | 0 | 0 | 0
C | C001 | ˂ = 1 kV | ESCALATED ALLOCATED COST 2013/14: 0; ESCALATED ALLOCATED COST 2014/15: 0; ESCALATED ALLOCATED COST 2015/16: 0; ESCALATED ALLOCATED COST 2016/17: 0; ESCALATED ALLOCATED COST 2017/18: 0; ESCALATED ALLOCATED COST 2018/19: 0; ESCALATED ALLOCATED COST 2019/20: 0; ESCALATED ALLOCATED COST 2020/21: 0; ESCALATED ALLOCATED COST 2021/22: 0; ESCALATED ALLOCATED COST 2022/23: 0; ESCALATED ALLOCATED COST 2023/24: 0; AVERAGE REPLACEMENT UNITS Avg 5 Yr: 0 | 0 | [14 empty] | 2025/26 | Step | 0% | 0 | 0 | 0 | 1 | 2 | 3 | 4 | 5 | 100% | 100% | 100% | 100% | 100% | 100% | 100% | 100% | 0 | 0 | 0 | 0 | 0 | 0 | 0 | 0 | Avg 5 Yr | 0 | 0 | 0 | 0 | 0 | 0 | 0 | 0 | 0 | Avg 3 Yr | 5% |  |  | 0 | 0 | 0 | 0 | 0 | 0 | 0 | 0
C | C002 | > 1 kV & < = 11 kV | ESCALATED ALLOCATED COST 2013/14: 0; ESCALATED ALLOCATED COST 2014/15: 0; ESCALATED ALLOCATED COST 2015/16: 0; ESCALATED ALLOCATED COST 2016/17: 0; ESCALATED ALLOCATED COST 2017/18: 0; ESCALATED ALLOCATED COST 2018/19: 0; ESCALATED ALLOCATED COST 2019/20: 0; ESCALATED ALLOCATED COST 2020/21: 0; ESCALATED ALLOCATED COST 2021/22: 0; ESCALATED ALLOCATED COST 2022/23: 0; ESCALATED ALLOCATED COST 2023/24: 0; AVERAGE REPLACEMENT UNITS Avg 5 Yr: 0 | 0 | [14 empty] | 2025/26 | Step | 0% | 0 | 0 | 0 | 1 | 2 | 3 | 4 | 5 | 100% | 100% | 100% | 100% | 100% | 100% | 100% | 100% | 0 | 0 | 0 | 0 | 0 | 0 | 0 | 0 | Avg 5 Yr | 0 | 0 | 0 | 0 | 0 | 0 | 0 | 0 | 0 | Avg 3 Yr | 5% |  |  | 0 | 0 | 0 | 0 | 0 | 0 | 0 | 0
C | C003 | ˃ 11 kV & < = 22 kV ; SWER | ESCALATED ALLOCATED COST 2013/14: 0; ESCALATED ALLOCATED COST 2014/15: 0; ESCALATED ALLOCATED COST 2015/16: 0; ESCALATED ALLOCATED COST 2016/17: 0; ESCALATED ALLOCATED COST 2017/18: 0; ESCALATED ALLOCATED COST 2018/19: 0; ESCALATED ALLOCATED COST 2019/20: 0; ESCALATED ALLOCATED COST 2020/21: 0; ESCALATED ALLOCATED COST 2021/22: 0; ESCALATED ALLOCATED COST 2022/23: 0; ESCALATED ALLOCATED COST 2023/24: 0; AVERAGE REPLACEMENT UNITS Avg 5 Yr: 0 | 0 | [14 empty] | 2025/26 | Step | 0% | 0 | 0 | 0 | 1 | 2 | 3 | 4 | 5 | 100% | 100% | 100% | 100% | 100% | 100% | 100% | 100% | 0 | 0 | 0 | 0 | 0 | 0 | 0 | 0 | Avg 5 Yr | 0 | 0 | 0 | 0 | 0 | 0 | 0 | 0 | 0 | Avg 3 Yr | 5% |  |  | 0 | 0 | 0 | 0 | 0 | 0 | 0 | 0
C | C004 | ˃ 11 kV & < = 22 kV ; Single-Phase | ESCALATED ALLOCATED COST 2013/14: 0; ESCALATED ALLOCATED COST 2014/15: 0; ESCALATED ALLOCATED COST 2015/16: 0; ESCALATED ALLOCATED COST 2016/17: 0; ESCALATED ALLOCATED COST 2017/18: 0; ESCALATED ALLOCATED COST 2018/19: 0; ESCALATED ALLOCATED COST 2019/20: 0; ESCALATED ALLOCATED COST 2020/21: 0; ESCALATED ALLOCATED COST 2021/22: 0; ESCALATED ALLOCATED COST 2022/23: 0; ESCALATED ALLOCATED COST 2023/24: 0; AVERAGE REPLACEMENT UNITS Avg 5 Yr: 0 | 0 | [14 empty] | 2025/26 | Step | 0% | 0 | 0 | 0 | 1 | 2 | 3 | 4 | 5 | 100% | 100% | 100% | 100% | 100% | 100% | 100% | 100% | 0 | 0 | 0 | 0 | 0 | 0 | 0 | 0 | Avg 5 Yr | 0 | 0 | 0 | 0 | 0 | 0 | 0 | 0 | 0 | Avg 3 Yr | 5% |  |  | 0 | 0 | 0 | 0 | 0 | 0 | 0 | 0
C | C005 | ˃ 11 kV & < = 22 kV ; Multiple-Phase | ESCALATED ALLOCATED COST 2013/14: 0; ESCALATED ALLOCATED COST 2014/15: 0; ESCALATED ALLOCATED COST 2015/16: 0; ESCALATED ALLOCATED COST 2016/17: 0; ESCALATED ALLOCATED COST 2017/18: 0; ESCALATED ALLOCATED COST 2018/19: 0; ESCALATED ALLOCATED COST 2019/20: 0; ESCALATED ALLOCATED COST 2020/21: 0; ESCALATED ALLOCATED COST 2021/22: 0; ESCALATED ALLOCATED COST 2022/23: 0; ESCALATED ALLOCATED COST 2023/24: 0; AVERAGE REPLACEMENT UNITS Avg 5 Yr: 0 | 0 | [14 empty] | 2025/26 | Step | 0% | 0 | 0 | 0 | 1 | 2 | 3 | 4 | 5 | 100% | 100% | 100% | 100% | 100% | 100% | 100% | 100% | 0 | 0 | 0 | 0 | 0 | 0 | 0 | 0 | Avg 5 Yr | 0 | 0 | 0 | 0 | 0 | 0 | 0 | 0 | 0 | Avg 3 Yr | 5% |  |  | 0 | 0 | 0 | 0 | 0 | 0 | 0 | 0
C | C006 | > 22 kV & < = 66 kV | ESCALATED ALLOCATED COST 2013/14: 0; ESCALATED ALLOCATED COST 2014/15: 0; ESCALATED ALLOCATED COST 2015/16: 0; ESCALATED ALLOCATED COST 2016/17: 0; ESCALATED ALLOCATED COST 2017/18: 0; ESCALATED ALLOCATED COST 2018/19: 0; ESCALATED ALLOCATED COST 2019/20: 0; ESCALATED ALLOCATED COST 2020/21: 0; ESCALATED ALLOCATED COST 2021/22: 0; ESCALATED ALLOCATED COST 2022/23: 0; ESCALATED ALLOCATED COST 2023/24: 0; AVERAGE REPLACEMENT UNITS Avg 5 Yr: 0 | 0 | [14 empty] | 2025/26 | Step | 0% | 0 | 0 | 0 | 1 | 2 | 3 | 4 | 5 | 100% | 100% | 100% | 100% | 100% | 100% | 100% | 100% | 0 | 3 | 1 | 0 | 0 | 0 | 0 | 0 | Avg 5 Yr | 0 | 0 | 3 | 1 | 0 | 0 | 0 | 0 | 0 | Avg 3 Yr | 5% |  |  | 0 | 5531512.7435 | 1867381.621 | 0 | 0 | 0 | 0 | 0
C | C007 | > 66 kV & < = 132 kV | ESCALATED ALLOCATED COST 2013/14: 0; ESCALATED ALLOCATED COST 2014/15: 0; ESCALATED ALLOCATED COST 2015/16: 0; ESCALATED ALLOCATED COST 2016/17: 0; ESCALATED ALLOCATED COST 2017/18: 0; ESCALATED ALLOCATED COST 2018/19: 0; ESCALATED ALLOCATED COST 2019/20: 0; ESCALATED ALLOCATED COST 2020/21: 0; ESCALATED ALLOCATED COST 2021/22: 0; ESCALATED ALLOCATED COST 2022/23: 0; ESCALATED ALLOCATED COST 2023/24: 0; AVERAGE REPLACEMENT UNITS Avg 5 Yr: 0 | 0 | [14 empty] | 2025/26 | Step | 0% | 0 | 0 | 0 | 1 | 2 | 3 | 4 | 5 | 100% | 100% | 100% | 100% | 100% | 100% | 100% | 100% | 0 | 0 | 0 | 0 | 0 | 0 | 0 | 0 | Avg 5 Yr | 0 | 0 | 0 | 0 | 0 | 0 | 0 | 0 | 0 | Avg 3 Yr | 5% |  |  | 0 | 0 | 0 | 0 | 0 | 0 | 0 | 0
C | C008 | > 132 kV | ESCALATED ALLOCATED COST 2013/14: 0; ESCALATED ALLOCATED COST 2014/15: 0; ESCALATED ALLOCATED COST 2015/16: 0; ESCALATED ALLOCATED COST 2016/17: 0; ESCALATED ALLOCATED COST 2017/18: 0; ESCALATED ALLOCATED COST 2018/19: 0; ESCALATED ALLOCATED COST 2019/20: 0; ESCALATED ALLOCATED COST 2020/21: 0; ESCALATED ALLOCATED COST 2021/22: 0; ESCALATED ALLOCATED COST 2022/23: 0; ESCALATED ALLOCATED COST 2023/24: 0; AVERAGE REPLACEMENT UNITS Avg 5 Yr: 0 | 0 | [14 empty] | 2025/26 | Step | 0% | 0 | 0 | 0 | 1 | 2 | 3 | 4 | 5 | 100% | 100% | 100% | 100% | 100% | 100% | 100% | 100% | 0 | 0 | 0 | 0 | 0 | 0 | 0 | 0 | Avg 5 Yr | 0 | 0 | 0 | 0 | 0 | 0 | 0 | 0 | 0 | Avg 3 Yr | 5% |  |  | 0 | 0 | 0 | 0 | 0 | 0 | 0 | 0
C | C009 | OH Conductor Other | ESCALATED ALLOCATED COST 2013/14: 0; ESCALATED ALLOCATED COST 2014/15: 0; ESCALATED ALLOCATED COST 2015/16: 0; ESCALATED ALLOCATED COST 2016/17: 0; ESCALATED ALLOCATED COST 2017/18: 0; ESCALATED ALLOCATED COST 2018/19: 0; ESCALATED ALLOCATED COST 2019/20: 0; ESCALATED ALLOCATED COST 2020/21: 0; ESCALATED ALLOCATED COST 2021/22: 0; ESCALATED ALLOCATED COST 2022/23: 0; ESCALATED ALLOCATED COST 2023/24: 0; AVERAGE REPLACEMENT UNITS Avg 5 Yr: 0 | 0 | [14 empty] | 2025/26 | Step | 0% | 0 | 0 | 0 | 1 | 2 | 3 | 4 | 5 | 100% | 100% | 100% | 100% | 100% | 100% | 100% | 100% | 0 | 0 | 0 | 0 | 0 | 0 | 0 | 0 | Avg 5 Yr | 0 | 0 | 0 | 0 | 0 | 0 | 0 | 0 | 0 | Avg 3 Yr | 5% |  |  | 0 | 0 | 0 | 0 | 0 | 0 | 0 | 0
D | D001 | ˂ = 1 kV | ESCALATED ALLOCATED COST 2013/14: 0; ESCALATED ALLOCATED COST 2014/15: 0; ESCALATED ALLOCATED COST 2015/16: 0; ESCALATED ALLOCATED COST 2016/17: 0; ESCALATED ALLOCATED COST 2017/18: 0; ESCALATED ALLOCATED COST 2018/19: 0; ESCALATED ALLOCATED COST 2019/20: 0; ESCALATED ALLOCATED COST 2020/21: 0; ESCALATED ALLOCATED COST 2021/22: 0; ESCALATED ALLOCATED COST 2022/23: 0; ESCALATED ALLOCATED COST 2023/24: 0; AVERAGE REPLACEMENT UNITS Avg 5 Yr: 0 | 0 | [14 empty] | 2025/26 | Step | 0% | 0 | 0 | 0 | 1 | 2 | 3 | 4 | 5 | 100% | 100% | 100% | 100% | 100% | 100% | 100% | 100% | 0 | 0 | 0 | 0 | 0 | 0 | 0 | 0 | Avg 5 Yr | 0 | 0 | 0 | 0 | 0 | 0 | 0 | 0 | 0 | Avg 3 Yr | 5% |  |  | 0 | 0 | 0 | 0 | 0 | 0 | 0 | 0 |  | UG Cable | Exp | Exp | Exp | Exp | Exp | Total
D | D002 | > 1 kV & < = 11 kV | ESCALATED ALLOCATED COST 2013/14: 0; ESCALATED ALLOCATED COST 2014/15: 0; ESCALATED ALLOCATED COST 2015/16: 0; ESCALATED ALLOCATED COST 2016/17: 0; ESCALATED ALLOCATED COST 2017/18: 0; ESCALATED ALLOCATED COST 2018/19: 0; ESCALATED ALLOCATED COST 2019/20: 0; ESCALATED ALLOCATED COST 2020/21: 0; ESCALATED ALLOCATED COST 2021/22: 0; ESCALATED ALLOCATED COST 2022/23: 0; ESCALATED ALLOCATED COST 2023/24: 0; AVERAGE REPLACEMENT UNITS Avg 5 Yr: 0 | 0 | [14 empty] | 2025/26 | Step | 0% | 0 | 0 | 0 | 1 | 2 | 3 | 4 | 5 | 100% | 100% | 100% | 100% | 100% | 100% | 100% | 100% | 0 | 0.4 | 0.001 | 0 | 4.525 | 0 | 0 | 6.501 | Avg 5 Yr | 0 | 0 | 0.4 | 0.001 | 0 | 4.525 | 0 | 0 | 6.501 | Avg 3 Yr | 5% |  |  | 124561.607 | 3343616.116 | 2410474.8476 | 882217.9568 | 533987.8515 | 687794.8931 | 883827.8417 | 1562821.7597 |  | Defect | 6.5 | 6.8 | 6.8 | 7.1 | 7.1 | 34.3
D | D003 | > 11 kV & < = 22 kV | ESCALATED ALLOCATED COST 2013/14: 0; ESCALATED ALLOCATED COST 2014/15: 0; ESCALATED ALLOCATED COST 2015/16: 0; ESCALATED ALLOCATED COST 2016/17: 0; ESCALATED ALLOCATED COST 2017/18: 0; ESCALATED ALLOCATED COST 2018/19: 0; ESCALATED ALLOCATED COST 2019/20: 0; ESCALATED ALLOCATED COST 2020/21: 0; ESCALATED ALLOCATED COST 2021/22: 0; ESCALATED ALLOCATED COST 2022/23: 0; ESCALATED ALLOCATED COST 2023/24: 0; AVERAGE REPLACEMENT UNITS Avg 5 Yr: 0 | 0 | [14 empty] | 2025/26 | Step | 0% | 0 | 0 | 0 | 1 | 2 | 3 | 4 | 5 | 100% | 100% | 100% | 100% | 100% | 100% | 100% | 100% | 0 | 0 | 0 | 0 | 0 | 0 | 0 | 0 | Avg 5 Yr | 0 | 0 | 0 | 0 | 0 | 0 | 0 | 0 | 0 | Avg 3 Yr | 5% |  |  | 0 | 0 | 0 | 0 | 0 | 0 | 0 | 0 |  | Targeted (Sub T Project) | 0.9 | 0.5 | 0.7 | 0.9 | 1.6 | 4.6
D | D004 | > 22 kV & < = 33 kV | ESCALATED ALLOCATED COST 2013/14: 0; ESCALATED ALLOCATED COST 2014/15: 0; ESCALATED ALLOCATED COST 2015/16: 0; ESCALATED ALLOCATED COST 2016/17: 0; ESCALATED ALLOCATED COST 2017/18: 0; ESCALATED ALLOCATED COST 2018/19: 0; ESCALATED ALLOCATED COST 2019/20: 0; ESCALATED ALLOCATED COST 2020/21: 0; ESCALATED ALLOCATED COST 2021/22: 0; ESCALATED ALLOCATED COST 2022/23: 0; ESCALATED ALLOCATED COST 2023/24: 0; AVERAGE REPLACEMENT UNITS Avg 5 Yr: 0 | 0 | [14 empty] | 2025/26 | Step | 0% | 0 | 0 | 0 | 1 | 2 | 3 | 4 | 5 | 100% | 100% | 100% | 100% | 100% | 100% | 100% | 100% | 0 | 0 | 0 | 0 | 0 | 0 | 0 | 0.2 | Avg 5 Yr | 0 | 0 | 0 | 0 | 0 | 0 | 0 | 0 | 0.2 | Avg 3 Yr | 5% |  |  | 0 | 0 | 0 | 0 | 0 | 4385.1251 | 12738.0661 | 67392.2651 |  | BC Total | 7.4 | 7.3 | 7.5 | 8 | 8.7 | 38.9
D | D005 | > 33 kV & < = 66 kV | ESCALATED ALLOCATED COST 2013/14: 0; ESCALATED ALLOCATED COST 2014/15: 0; ESCALATED ALLOCATED COST 2015/16: 0; ESCALATED ALLOCATED COST 2016/17: 0; ESCALATED ALLOCATED COST 2017/18: 0; ESCALATED ALLOCATED COST 2018/19: 0; ESCALATED ALLOCATED COST 2019/20: 0; ESCALATED ALLOCATED COST 2020/21: 0; ESCALATED ALLOCATED COST 2021/22: 0; ESCALATED ALLOCATED COST 2022/23: 0; ESCALATED ALLOCATED COST 2023/24: 0; AVERAGE REPLACEMENT UNITS Avg 5 Yr: 0 | 0 | [14 empty] | 2025/26 | Step | 0% | 0 | 0 | 0 | 1 | 2 | 3 | 4 | 5 | 100% | 100% | 100% | 100% | 100% | 100% | 100% | 100% | 0 | 0 | 0 | 0 | 0 | 0 | 0 | 0 | Avg 5 Yr | 0 | 0 | 0 | 0 | 0 | 0 | 0 | 0 | 0 | Avg 3 Yr | 5% |  |  | 0 | 0 | 0 | 0 | 0 | 0 | 0 | 0 |  |  | Qty | Qty | Qty | Qty | Qty | Total
D | D006 | > 66 kV & < = 132 kV | ESCALATED ALLOCATED COST 2013/14: 0; ESCALATED ALLOCATED COST 2014/15: 0; ESCALATED ALLOCATED COST 2015/16: 0; ESCALATED ALLOCATED COST 2016/17: 0; ESCALATED ALLOCATED COST 2017/18: 0; ESCALATED ALLOCATED COST 2018/19: 0; ESCALATED ALLOCATED COST 2019/20: 0; ESCALATED ALLOCATED COST 2020/21: 0; ESCALATED ALLOCATED COST 2021/22: 0; ESCALATED ALLOCATED COST 2022/23: 0; ESCALATED ALLOCATED COST 2023/24: 0; AVERAGE REPLACEMENT UNITS Avg 5 Yr: 0 | 0 | [14 empty] | 2025/26 | Step | 0% | 0 | 0 | 0 | 1 | 2 | 3 | 4 | 5 | 100% | 100% | 100% | 100% | 100% | 100% | 100% | 100% | 0 | 0 | 0 | 0 | 0 | 0 | 0 | 0 | Avg 5 Yr | 0 | 0 | 0 | 0 | 0 | 0 | 0 | 0 | 0 | Avg 3 Yr | 5% |  |  | 0 | 0 | 0 | 0 | 0 | 0 | 0 | 0 |  | Defect | 17.7101 | 18.7101 | 18.7101 | 19.7101 | 19.7101 | 94.5507
D | D007 | > 132 kV | ESCALATED ALLOCATED COST 2013/14: 0; ESCALATED ALLOCATED COST 2014/15: 0; ESCALATED ALLOCATED COST 2015/16: 0; ESCALATED ALLOCATED COST 2016/17: 0; ESCALATED ALLOCATED COST 2017/18: 0; ESCALATED ALLOCATED COST 2018/19: 0; ESCALATED ALLOCATED COST 2019/20: 0; ESCALATED ALLOCATED COST 2020/21: 0; ESCALATED ALLOCATED COST 2021/22: 0; ESCALATED ALLOCATED COST 2022/23: 0; ESCALATED ALLOCATED COST 2023/24: 0; AVERAGE REPLACEMENT UNITS Avg 5 Yr: 0 | 0 | [14 empty] | 2025/26 | Step | 0% | 0 | 0 | 0 | 1 | 2 | 3 | 4 | 5 | 100% | 100% | 100% | 100% | 100% | 100% | 100% | 100% | 0 | 0 | 0 | 0 | 0 | 0 | 0 | 0 | Avg 5 Yr | 0 | 0 | 0 | 0 | 0 | 0 | 0 | 0 | 0 | Avg 3 Yr | 5% |  |  | 0 | 0 | 0 | 0 | 0 | 0 | 0 | 0 |  | Targeted (Sub T Project) | 0 | 4.525 | 0 | 0 | 6.701 | 11.226
D | D008 | UG Cables Other | ESCALATED ALLOCATED COST 2013/14: 0; ESCALATED ALLOCATED COST 2014/15: 0; ESCALATED ALLOCATED COST 2015/16: 0; ESCALATED ALLOCATED COST 2016/17: 0; ESCALATED ALLOCATED COST 2017/18: 0; ESCALATED ALLOCATED COST 2018/19: 0; ESCALATED ALLOCATED COST 2019/20: 0; ESCALATED ALLOCATED COST 2020/21: 0; ESCALATED ALLOCATED COST 2021/22: 0; ESCALATED ALLOCATED COST 2022/23: 0; ESCALATED ALLOCATED COST 2023/24: 0; AVERAGE REPLACEMENT UNITS Avg 5 Yr: 0 | 0 | [14 empty] | 2025/26 | Step | 0% | 0 | 0 | 0 | 1 | 2 | 3 | 4 | 5 | 100% | 100% | 100% | 100% | 100% | 100% | 100% | 100% | 0 | 0 | 0 | 0 | 0 | 0 | 0 | 0 | Avg 5 Yr | 0 | 0 | 0 | 0 | 0 | 0 | 0 | 0 | 0 | Avg 3 Yr | 5% |  |  | 0 | 0 | 0 | 0 | 0 | 0 | 0 | 0 |  | BC Total | 17.7101 | 23.2351 | 18.7101 | 19.7101 | 26.4111 | 105.7767
E | E001 | ˂ = 11 kV ; Residential ; Simple Type | ESCALATED ALLOCATED COST 2013/14: 0; ESCALATED ALLOCATED COST 2014/15: 0; ESCALATED ALLOCATED COST 2015/16: 0; ESCALATED ALLOCATED COST 2016/17: 0; ESCALATED ALLOCATED COST 2017/18: 0; ESCALATED ALLOCATED COST 2018/19: 0; ESCALATED ALLOCATED COST 2019/20: 0; ESCALATED ALLOCATED COST 2020/21: 0; ESCALATED ALLOCATED COST 2021/22: 0; ESCALATED ALLOCATED COST 2022/23: 0; ESCALATED ALLOCATED COST 2023/24: 0; AVERAGE REPLACEMENT UNITS Avg 5 Yr: 0 | 0 | [14 empty] | 2025/26 | Step | 0% | 0 | 0 | 0 | 1 | 2 | 3 | 4 | 5 | 100% | 100% | 100% | 100% | 100% | 100% | 100% | 100% | 0 | 0 | 0 | 0 | 0 | 0 | 0 | 0 | Avg 5 Yr | 0 | 0 | 0 | 0 | 0 | 0 | 0 | 0 | 0 | Avg 3 Yr | 5% |  |  | 0 | 0 | 0 | 0 | 0 | 0 | 0 | 0
E | E002 | ˂ = 11 kV ; Commercial & Industrial ; Simple Type | ESCALATED ALLOCATED COST 2013/14: 0; ESCALATED ALLOCATED COST 2014/15: 0; ESCALATED ALLOCATED COST 2015/16: 0; ESCALATED ALLOCATED COST 2016/17: 0; ESCALATED ALLOCATED COST 2017/18: 0; ESCALATED ALLOCATED COST 2018/19: 0; ESCALATED ALLOCATED COST 2019/20: 0; ESCALATED ALLOCATED COST 2020/21: 0; ESCALATED ALLOCATED COST 2021/22: 0; ESCALATED ALLOCATED COST 2022/23: 0; ESCALATED ALLOCATED COST 2023/24: 0; AVERAGE REPLACEMENT UNITS Avg 5 Yr: 0 | 0 | [14 empty] | 2025/26 | Step | 0% | 0 | 0 | 0 | 1 | 2 | 3 | 4 | 5 | 100% | 100% | 100% | 100% | 100% | 100% | 100% | 100% | 0 | 0 | 0 | 0 | 0 | 0 | 0 | 0 | Avg 5 Yr | 0 | 0 | 0 | 0 | 0 | 0 | 0 | 0 | 0 | Avg 3 Yr | 5% |  |  | 0 | 0 | 0 | 0 | 0 | 0 | 0 | 0
E | E003 | ˂ = 11 kV ; Residential ; Complex Type | ESCALATED ALLOCATED COST 2013/14: 0; ESCALATED ALLOCATED COST 2014/15: 0; ESCALATED ALLOCATED COST 2015/16: 0; ESCALATED ALLOCATED COST 2016/17: 0; ESCALATED ALLOCATED COST 2017/18: 0; ESCALATED ALLOCATED COST 2018/19: 0; ESCALATED ALLOCATED COST 2019/20: 0; ESCALATED ALLOCATED COST 2020/21: 0; ESCALATED ALLOCATED COST 2021/22: 0; ESCALATED ALLOCATED COST 2022/23: 0; ESCALATED ALLOCATED COST 2023/24: 0; AVERAGE REPLACEMENT UNITS Avg 5 Yr: 0 | 0 | [14 empty] | 2025/26 | Step | 0% | 0 | 0 | 0 | 1 | 2 | 3 | 4 | 5 | 100% | 100% | 100% | 100% | 100% | 100% | 100% | 100% | 0 | 0 | 0 | 0 | 0 | 0 | 0 | 0 | Avg 5 Yr | 0 | 0 | 0 | 0 | 0 | 0 | 0 | 0 | 0 | Avg 3 Yr | 5% |  |  | 0 | 0 | 0 | 0 | 0 | 0 | 0 | 0
E | E004 | ˂ = 11 kV ; Commercial & Industrial ; Complex Type | ESCALATED ALLOCATED COST 2013/14: 0; ESCALATED ALLOCATED COST 2014/15: 0; ESCALATED ALLOCATED COST 2015/16: 0; ESCALATED ALLOCATED COST 2016/17: 0; ESCALATED ALLOCATED COST 2017/18: 0; ESCALATED ALLOCATED COST 2018/19: 0; ESCALATED ALLOCATED COST 2019/20: 0; ESCALATED ALLOCATED COST 2020/21: 0; ESCALATED ALLOCATED COST 2021/22: 0; ESCALATED ALLOCATED COST 2022/23: 0; ESCALATED ALLOCATED COST 2023/24: 0; AVERAGE REPLACEMENT UNITS Avg 5 Yr: 0 | 0 | [14 empty] | 2025/26 | Step | 0% | 0 | 0 | 0 | 1 | 2 | 3 | 4 | 5 | 100% | 100% | 100% | 100% | 100% | 100% | 100% | 100% | 0 | 0 | 0 | 0 | 0 | 0 | 0 | 0 | Avg 5 Yr | 0 | 0 | 0 | 0 | 0 | 0 | 0 | 0 | 0 | Avg 3 Yr | 5% |  |  | 0 | 0 | 0 | 0 | 0 | 0 | 0 | 0
E | E005 | ˂ = 11 kV ; Subdivision ; Complex Type | ESCALATED ALLOCATED COST 2013/14: 0; ESCALATED ALLOCATED COST 2014/15: 0; ESCALATED ALLOCATED COST 2015/16: 0; ESCALATED ALLOCATED COST 2016/17: 0; ESCALATED ALLOCATED COST 2017/18: 0; ESCALATED ALLOCATED COST 2018/19: 0; ESCALATED ALLOCATED COST 2019/20: 0; ESCALATED ALLOCATED COST 2020/21: 0; ESCALATED ALLOCATED COST 2021/22: 0; ESCALATED ALLOCATED COST 2022/23: 0; ESCALATED ALLOCATED COST 2023/24: 0; AVERAGE REPLACEMENT UNITS Avg 5 Yr: 0 | 0 | [14 empty] | 2025/26 | Step | 0% | 0 | 0 | 0 | 1 | 2 | 3 | 4 | 5 | 100% | 100% | 100% | 100% | 100% | 100% | 100% | 100% | 0 | 0 | 0 | 0 | 0 | 0 | 0 | 0 | Avg 5 Yr | 0 | 0 | 0 | 0 | 0 | 0 | 0 | 0 | 0 | Avg 3 Yr | 5% |  |  | 0 | 0 | 0 | 0 | 0 | 0 | 0 | 0
E | E006 | > 11 kV & < = 22 kV ; Commercial & Industrial | ESCALATED ALLOCATED COST 2013/14: 0; ESCALATED ALLOCATED COST 2014/15: 0; ESCALATED ALLOCATED COST 2015/16: 0; ESCALATED ALLOCATED COST 2016/17: 0; ESCALATED ALLOCATED COST 2017/18: 0; ESCALATED ALLOCATED COST 2018/19: 0; ESCALATED ALLOCATED COST 2019/20: 0; ESCALATED ALLOCATED COST 2020/21: 0; ESCALATED ALLOCATED COST 2021/22: 0; ESCALATED ALLOCATED COST 2022/23: 0; ESCALATED ALLOCATED COST 2023/24: 0; AVERAGE REPLACEMENT UNITS Avg 5 Yr: 0 | 0 | [14 empty] | 2025/26 | Step | 0% | 0 | 0 | 0 | 1 | 2 | 3 | 4 | 5 | 100% | 100% | 100% | 100% | 100% | 100% | 100% | 100% | 0 | 0 | 0 | 0 | 0 | 0 | 0 | 0 | Avg 5 Yr | 0 | 0 | 0 | 0 | 0 | 0 | 0 | 0 | 0 | Avg 3 Yr | 5% |  |  | 0 | 0 | 0 | 0 | 0 | 0 | 0 | 0
E | E007 | > 11 kV & < = 22 kV ; Subdivision | ESCALATED ALLOCATED COST 2013/14: 0; ESCALATED ALLOCATED COST 2014/15: 0; ESCALATED ALLOCATED COST 2015/16: 0; ESCALATED ALLOCATED COST 2016/17: 0; ESCALATED ALLOCATED COST 2017/18: 0; ESCALATED ALLOCATED COST 2018/19: 0; ESCALATED ALLOCATED COST 2019/20: 0; ESCALATED ALLOCATED COST 2020/21: 0; ESCALATED ALLOCATED COST 2021/22: 0; ESCALATED ALLOCATED COST 2022/23: 0; ESCALATED ALLOCATED COST 2023/24: 0; AVERAGE REPLACEMENT UNITS Avg 5 Yr: 0 | 0 | [14 empty] | 2025/26 | Step | 0% | 0 | 0 | 0 | 1 | 2 | 3 | 4 | 5 | 100% | 100% | 100% | 100% | 100% | 100% | 100% | 100% | 0 | 0 | 0 | 0 | 0 | 0 | 0 | 0 | Avg 5 Yr | 0 | 0 | 0 | 0 | 0 | 0 | 0 | 0 | 0 | Avg 3 Yr | 5% |  |  | 0 | 0 | 0 | 0 | 0 | 0 | 0 | 0
E | E008 | > 22 kV & < = 33 kV ; Commercial & Industrial | ESCALATED ALLOCATED COST 2013/14: 0; ESCALATED ALLOCATED COST 2014/15: 0; ESCALATED ALLOCATED COST 2015/16: 0; ESCALATED ALLOCATED COST 2016/17: 0; ESCALATED ALLOCATED COST 2017/18: 0; ESCALATED ALLOCATED COST 2018/19: 0; ESCALATED ALLOCATED COST 2019/20: 0; ESCALATED ALLOCATED COST 2020/21: 0; ESCALATED ALLOCATED COST 2021/22: 0; ESCALATED ALLOCATED COST 2022/23: 0; ESCALATED ALLOCATED COST 2023/24: 0; AVERAGE REPLACEMENT UNITS Avg 5 Yr: 0 | 0 | [14 empty] | 2025/26 | Step | 0% | 0 | 0 | 0 | 1 | 2 | 3 | 4 | 5 | 100% | 100% | 100% | 100% | 100% | 100% | 100% | 100% | 0 | 0 | 0 | 0 | 0 | 0 | 0 | 0 | Avg 5 Yr | 0 | 0 | 0 | 0 | 0 | 0 | 0 | 0 | 0 | Avg 3 Yr | 5% |  |  | 0 | 0 | 0 | 0 | 0 | 0 | 0 | 0
E | E009 | > 22 kV & < = 33 kV ; Subdivision | ESCALATED ALLOCATED COST 2013/14: 0; ESCALATED ALLOCATED COST 2014/15: 0; ESCALATED ALLOCATED COST 2015/16: 0; ESCALATED ALLOCATED COST 2016/17: 0; ESCALATED ALLOCATED COST 2017/18: 0; ESCALATED ALLOCATED COST 2018/19: 0; ESCALATED ALLOCATED COST 2019/20: 0; ESCALATED ALLOCATED COST 2020/21: 0; ESCALATED ALLOCATED COST 2021/22: 0; ESCALATED ALLOCATED COST 2022/23: 0; ESCALATED ALLOCATED COST 2023/24: 0; AVERAGE REPLACEMENT UNITS Avg 5 Yr: 0 | 0 | [14 empty] | 2025/26 | Step | 0% | 0 | 0 | 0 | 1 | 2 | 3 | 4 | 5 | 100% | 100% | 100% | 100% | 100% | 100% | 100% | 100% | 0 | 0 | 0 | 0 | 0 | 0 | 0 | 0 | Avg 5 Yr | 0 | 0 | 0 | 0 | 0 | 0 | 0 | 0 | 0 | Avg 3 Yr | 5% |  |  | 0 | 0 | 0 | 0 | 0 | 0 | 0 | 0
E | E010 | > 33 kV & < = 66 kV ; Commercial & Industrial | ESCALATED ALLOCATED COST 2013/14: 0; ESCALATED ALLOCATED COST 2014/15: 0; ESCALATED ALLOCATED COST 2015/16: 0; ESCALATED ALLOCATED COST 2016/17: 0; ESCALATED ALLOCATED COST 2017/18: 0; ESCALATED ALLOCATED COST 2018/19: 0; ESCALATED ALLOCATED COST 2019/20: 0; ESCALATED ALLOCATED COST 2020/21: 0; ESCALATED ALLOCATED COST 2021/22: 0; ESCALATED ALLOCATED COST 2022/23: 0; ESCALATED ALLOCATED COST 2023/24: 0; AVERAGE REPLACEMENT UNITS Avg 5 Yr: 0 | 0 | [14 empty] | 2025/26 | Step | 0% | 0 | 0 | 0 | 1 | 2 | 3 | 4 | 5 | 100% | 100% | 100% | 100% | 100% | 100% | 100% | 100% | 0 | 0 | 0 | 0 | 0 | 0 | 0 | 0 | Avg 5 Yr | 0 | 0 | 0 | 0 | 0 | 0 | 0 | 0 | 0 | Avg 3 Yr | 5% |  |  | 0 | 0 | 0 | 0 | 0 | 0 | 0 | 0
E | E011 | > 33 kV & < = 66 kV ; Subdivision | ESCALATED ALLOCATED COST 2013/14: 0; ESCALATED ALLOCATED COST 2014/15: 0; ESCALATED ALLOCATED COST 2015/16: 0; ESCALATED ALLOCATED COST 2016/17: 0; ESCALATED ALLOCATED COST 2017/18: 0; ESCALATED ALLOCATED COST 2018/19: 0; ESCALATED ALLOCATED COST 2019/20: 0; ESCALATED ALLOCATED COST 2020/21: 0; ESCALATED ALLOCATED COST 2021/22: 0; ESCALATED ALLOCATED COST 2022/23: 0; ESCALATED ALLOCATED COST 2023/24: 0; AVERAGE REPLACEMENT UNITS Avg 5 Yr: 0 | 0 | [14 empty] | 2025/26 | Step | 0% | 0 | 0 | 0 | 1 | 2 | 3 | 4 | 5 | 100% | 100% | 100% | 100% | 100% | 100% | 100% | 100% | 0 | 0 | 0 | 0 | 0 | 0 | 0 | 0 | Avg 5 Yr | 0 | 0 | 0 | 0 | 0 | 0 | 0 | 0 | 0 | Avg 3 Yr | 5% |  |  | 0 | 0 | 0 | 0 | 0 | 0 | 0 | 0
E | E012 | > 66 kV & < = 132 kV ; Commercial & Industrial | ESCALATED ALLOCATED COST 2013/14: 0; ESCALATED ALLOCATED COST 2014/15: 0; ESCALATED ALLOCATED COST 2015/16: 0; ESCALATED ALLOCATED COST 2016/17: 0; ESCALATED ALLOCATED COST 2017/18: 0; ESCALATED ALLOCATED COST 2018/19: 0; ESCALATED ALLOCATED COST 2019/20: 0; ESCALATED ALLOCATED COST 2020/21: 0; ESCALATED ALLOCATED COST 2021/22: 0; ESCALATED ALLOCATED COST 2022/23: 0; ESCALATED ALLOCATED COST 2023/24: 0; AVERAGE REPLACEMENT UNITS Avg 5 Yr: 0 | 0 | [14 empty] | 2025/26 | Step | 0% | 0 | 0 | 0 | 1 | 2 | 3 | 4 | 5 | 100% | 100% | 100% | 100% | 100% | 100% | 100% | 100% | 0 | 0 | 0 | 0 | 0 | 0 | 0 | 0 | Avg 5 Yr | 0 | 0 | 0 | 0 | 0 | 0 | 0 | 0 | 0 | Avg 3 Yr | 5% |  |  | 0 | 0 | 0 | 0 | 0 | 0 | 0 | 0
E | E013 | > 66 kV & < = 132 kV ; Subdivision | ESCALATED ALLOCATED COST 2013/14: 0; ESCALATED ALLOCATED COST 2014/15: 0; ESCALATED ALLOCATED COST 2015/16: 0; ESCALATED ALLOCATED COST 2016/17: 0; ESCALATED ALLOCATED COST 2017/18: 0; ESCALATED ALLOCATED COST 2018/19: 0; ESCALATED ALLOCATED COST 2019/20: 0; ESCALATED ALLOCATED COST 2020/21: 0; ESCALATED ALLOCATED COST 2021/22: 0; ESCALATED ALLOCATED COST 2022/23: 0; ESCALATED ALLOCATED COST 2023/24: 0; AVERAGE REPLACEMENT UNITS Avg 5 Yr: 0 | 0 | [14 empty] | 2025/26 | Step | 0% | 0 | 0 | 0 | 1 | 2 | 3 | 4 | 5 | 100% | 100% | 100% | 100% | 100% | 100% | 100% | 100% | 0 | 0 | 0 | 0 | 0 | 0 | 0 | 0 | Avg 5 Yr | 0 | 0 | 0 | 0 | 0 | 0 | 0 | 0 | 0 | Avg 3 Yr | 5% |  |  | 0 | 0 | 0 | 0 | 0 | 0 | 0 | 0
E | E014 | > 132 kV ; Commercial & Industrial | ESCALATED ALLOCATED COST 2013/14: 0; ESCALATED ALLOCATED COST 2014/15: 0; ESCALATED ALLOCATED COST 2015/16: 0; ESCALATED ALLOCATED COST 2016/17: 0; ESCALATED ALLOCATED COST 2017/18: 0; ESCALATED ALLOCATED COST 2018/19: 0; ESCALATED ALLOCATED COST 2019/20: 0; ESCALATED ALLOCATED COST 2020/21: 0; ESCALATED ALLOCATED COST 2021/22: 0; ESCALATED ALLOCATED COST 2022/23: 0; ESCALATED ALLOCATED COST 2023/24: 0; AVERAGE REPLACEMENT UNITS Avg 5 Yr: 0 | 0 | [14 empty] | 2025/26 | Step | 0% | 0 | 0 | 0 | 1 | 2 | 3 | 4 | 5 | 100% | 100% | 100% | 100% | 100% | 100% | 100% | 100% | 0 | 0 | 0 | 0 | 0 | 0 | 0 | 0 | Avg 5 Yr | 0 | 0 | 0 | 0 | 0 | 0 | 0 | 0 | 0 | Avg 3 Yr | 5% |  |  | 0 | 0 | 0 | 0 | 0 | 0 | 0 | 0
E | E015 | > 132 kV ; Subdivision | ESCALATED ALLOCATED COST 2013/14: 0; ESCALATED ALLOCATED COST 2014/15: 0; ESCALATED ALLOCATED COST 2015/16: 0; ESCALATED ALLOCATED COST 2016/17: 0; ESCALATED ALLOCATED COST 2017/18: 0; ESCALATED ALLOCATED COST 2018/19: 0; ESCALATED ALLOCATED COST 2019/20: 0; ESCALATED ALLOCATED COST 2020/21: 0; ESCALATED ALLOCATED COST 2021/22: 0; ESCALATED ALLOCATED COST 2022/23: 0; ESCALATED ALLOCATED COST 2023/24: 0; AVERAGE REPLACEMENT UNITS Avg 5 Yr: 0 | 0 | [14 empty] | 2025/26 | Step | 0% | 0 | 0 | 0 | 1 | 2 | 3 | 4 | 5 | 100% | 100% | 100% | 100% | 100% | 100% | 100% | 100% | 0 | 0 | 0 | 0 | 0 | 0 | 0 | 0 | Avg 5 Yr | 0 | 0 | 0 | 0 | 0 | 0 | 0 | 0 | 0 | Avg 3 Yr | 5% |  |  | 0 | 0 | 0 | 0 | 0 | 0 | 0 | 0
E | E016 | Service Lines Other | ESCALATED ALLOCATED COST 2013/14: 0; ESCALATED ALLOCATED COST 2014/15: 0; ESCALATED ALLOCATED COST 2015/16: 0; ESCALATED ALLOCATED COST 2016/17: 0; ESCALATED ALLOCATED COST 2017/18: 0; ESCALATED ALLOCATED COST 2018/19: 0; ESCALATED ALLOCATED COST 2019/20: 0; ESCALATED ALLOCATED COST 2020/21: 0; ESCALATED ALLOCATED COST 2021/22: 0; ESCALATED ALLOCATED COST 2022/23: 0; ESCALATED ALLOCATED COST 2023/24: 0; AVERAGE REPLACEMENT UNITS Avg 5 Yr: 0 | 0 | [14 empty] | 2025/26 | Step | 0% | 0 | 0 | 0 | 1 | 2 | 3 | 4 | 5 | 100% | 100% | 100% | 100% | 100% | 100% | 100% | 100% | 0 | 0 | 0 | 0 | 0 | 0 | 0 | 0 | Avg 5 Yr | 0 | 0 | 0 | 0 | 0 | 0 | 0 | 0 | 0 | Avg 3 Yr | 5% |  |  | 0 | 0 | 0 | 0 | 0 | 0 | 0 | 0
F | F001 | Pole Mounted ; < = 22kV ; < = 60 kVA ; Single Phase | ESCALATED ALLOCATED COST 2013/14: 0; ESCALATED ALLOCATED COST 2014/15: 0; ESCALATED ALLOCATED COST 2015/16: 0; ESCALATED ALLOCATED COST 2016/17: 0; ESCALATED ALLOCATED COST 2017/18: 0; ESCALATED ALLOCATED COST 2018/19: 0; ESCALATED ALLOCATED COST 2019/20: 0; ESCALATED ALLOCATED COST 2020/21: 0; ESCALATED ALLOCATED COST 2021/22: 0; ESCALATED ALLOCATED COST 2022/23: 0; ESCALATED ALLOCATED COST 2023/24: 0; AVERAGE REPLACEMENT UNITS Avg 5 Yr: 0 | 0 | [14 empty] | 2025/26 | Step | 0% | 0 | 0 | 0 | 1 | 2 | 3 | 4 | 5 | 100% | 100% | 100% | 100% | 100% | 100% | 100% | 100% | 0 | 0 | 0 | 0 | 0 | 0 | 0 | 0 | Avg 5 Yr | 0 | 0 | 0 | 0 | 0 | 0 | 0 | 0 | 0 | Avg 3 Yr | 5% |  |  | 0 | 0 | 0 | 0 | 0 | 0 | 0 | 0
F | F002 | Pole Mounted ; < = 22kV ; > 60 kVA and < = 600 kVA ; Single Phase | ESCALATED ALLOCATED COST 2013/14: 0; ESCALATED ALLOCATED COST 2014/15: 0; ESCALATED ALLOCATED COST 2015/16: 0; ESCALATED ALLOCATED COST 2016/17: 0; ESCALATED ALLOCATED COST 2017/18: 0; ESCALATED ALLOCATED COST 2018/19: 0; ESCALATED ALLOCATED COST 2019/20: 0; ESCALATED ALLOCATED COST 2020/21: 0; ESCALATED ALLOCATED COST 2021/22: 0; ESCALATED ALLOCATED COST 2022/23: 0; ESCALATED ALLOCATED COST 2023/24: 0; AVERAGE REPLACEMENT UNITS Avg 5 Yr: 0 | 0 | [14 empty] | 2025/26 | Step | 0% | 0 | 0 | 0 | 1 | 2 | 3 | 4 | 5 | 100% | 100% | 100% | 100% | 100% | 100% | 100% | 100% | 0 | 0 | 0 | 0 | 0 | 0 | 0 | 0 | Avg 5 Yr | 0 | 0 | 0 | 0 | 0 | 0 | 0 | 0 | 0 | Avg 3 Yr | 5% |  |  | 0 | 0 | 0 | 0 | 0 | 0 | 0 | 0
F | F003 | Pole Mounted ; < = 22kV ; > 600 kVA ; Single Phase | ESCALATED ALLOCATED COST 2013/14: 0; ESCALATED ALLOCATED COST 2014/15: 0; ESCALATED ALLOCATED COST 2015/16: 0; ESCALATED ALLOCATED COST 2016/17: 0; ESCALATED ALLOCATED COST 2017/18: 0; ESCALATED ALLOCATED COST 2018/19: 0; ESCALATED ALLOCATED COST 2019/20: 0; ESCALATED ALLOCATED COST 2020/21: 0; ESCALATED ALLOCATED COST 2021/22: 0; ESCALATED ALLOCATED COST 2022/23: 0; ESCALATED ALLOCATED COST 2023/24: 0; AVERAGE REPLACEMENT UNITS Avg 5 Yr: 0 | 0 | [14 empty] | 2025/26 | Step | 0% | 0 | 0 | 0 | 1 | 2 | 3 | 4 | 5 | 100% | 100% | 100% | 100% | 100% | 100% | 100% | 100% | 0 | 0 | 0 | 0 | 0 | 0 | 0 | 0 | Avg 5 Yr | 0 | 0 | 0 | 0 | 0 | 0 | 0 | 0 | 0 | Avg 3 Yr | 5% |  |  | 0 | 0 | 0 | 0 | 0 | 0 | 0 | 0
F | F004 | Pole Mounted ; < = 22kV ; < = 60 kVA ; Multiple Phase | ESCALATED ALLOCATED COST 2013/14: 0; ESCALATED ALLOCATED COST 2014/15: 0; ESCALATED ALLOCATED COST 2015/16: 0; ESCALATED ALLOCATED COST 2016/17: 0; ESCALATED ALLOCATED COST 2017/18: 0; ESCALATED ALLOCATED COST 2018/19: 0; ESCALATED ALLOCATED COST 2019/20: 0; ESCALATED ALLOCATED COST 2020/21: 0; ESCALATED ALLOCATED COST 2021/22: 0; ESCALATED ALLOCATED COST 2022/23: 0; ESCALATED ALLOCATED COST 2023/24: 0; AVERAGE REPLACEMENT UNITS Avg 5 Yr: 0 | 0 | [14 empty] | 2025/26 | Step | 0% | 0 | 0 | 0 | 1 | 2 | 3 | 4 | 5 | 100% | 100% | 100% | 100% | 100% | 100% | 100% | 100% | 0 | 0 | 0 | 0 | 0 | 0 | 0 | 0 | Avg 5 Yr | 0 | 0 | 0 | 0 | 0 | 0 | 0 | 0 | 0 | Avg 3 Yr | 5% |  |  | 0 | 0 | 0 | 0 | 0 | 0 | 0 | 0
F | F005 | Pole Mounted ; < = 22kV ; > 60 kVA and < = 600 kVA ; Multiple Phase | ESCALATED ALLOCATED COST 2013/14: 0; ESCALATED ALLOCATED COST 2014/15: 0; ESCALATED ALLOCATED COST 2015/16: 0; ESCALATED ALLOCATED COST 2016/17: 0; ESCALATED ALLOCATED COST 2017/18: 0; ESCALATED ALLOCATED COST 2018/19: 0; ESCALATED ALLOCATED COST 2019/20: 0; ESCALATED ALLOCATED COST 2020/21: 0; ESCALATED ALLOCATED COST 2021/22: 0; ESCALATED ALLOCATED COST 2022/23: 0; ESCALATED ALLOCATED COST 2023/24: 0; AVERAGE REPLACEMENT UNITS Avg 5 Yr: 0 | 0 | [14 empty] | 2025/26 | Step | 0% | 0 | 0 | 0 | 1 | 2 | 3 | 4 | 5 | 100% | 100% | 100% | 100% | 100% | 100% | 100% | 100% | 0 | 0 | 0 | 0 | 0 | 0 | 0 | 0 | Avg 5 Yr | 0 | 0 | 0 | 0 | 0 | 0 | 0 | 0 | 0 | Avg 3 Yr | 5% |  |  | 0 | 0 | 0 | 0 | 0 | 0 | 0 | 0
F | F006 | Pole Mounted ; < = 22kV ; > 600 kVA ; Multiple Phase | ESCALATED ALLOCATED COST 2013/14: 0; ESCALATED ALLOCATED COST 2014/15: 0; ESCALATED ALLOCATED COST 2015/16: 0; ESCALATED ALLOCATED COST 2016/17: 0; ESCALATED ALLOCATED COST 2017/18: 0; ESCALATED ALLOCATED COST 2018/19: 0; ESCALATED ALLOCATED COST 2019/20: 0; ESCALATED ALLOCATED COST 2020/21: 0; ESCALATED ALLOCATED COST 2021/22: 0; ESCALATED ALLOCATED COST 2022/23: 0; ESCALATED ALLOCATED COST 2023/24: 0; AVERAGE REPLACEMENT UNITS Avg 5 Yr: 0 | 0 | [14 empty] | 2025/26 | Step | 0% | 0 | 0 | 0 | 1 | 2 | 3 | 4 | 5 | 100% | 100% | 100% | 100% | 100% | 100% | 100% | 100% | 0 | 0 | 0 | 0 | 0 | 0 | 0 | 0 | Avg 5 Yr | 0 | 0 | 0 | 0 | 0 | 0 | 0 | 0 | 0 | Avg 3 Yr | 5% |  |  | 0 | 0 | 0 | 0 | 0 | 0 | 0 | 0
F | F007 | Kiosk Mounted ; < = 22kV ; < = 60 kVA ; Single Phase | ESCALATED ALLOCATED COST 2013/14: 0; ESCALATED ALLOCATED COST 2014/15: 0; ESCALATED ALLOCATED COST 2015/16: 0; ESCALATED ALLOCATED COST 2016/17: 0; ESCALATED ALLOCATED COST 2017/18: 0; ESCALATED ALLOCATED COST 2018/19: 0; ESCALATED ALLOCATED COST 2019/20: 0; ESCALATED ALLOCATED COST 2020/21: 0; ESCALATED ALLOCATED COST 2021/22: 0; ESCALATED ALLOCATED COST 2022/23: 0; ESCALATED ALLOCATED COST 2023/24: 0; AVERAGE REPLACEMENT UNITS Avg 5 Yr: 0 | 0 | [14 empty] | 2025/26 | Step | 0% | 0 | 0 | 0 | 1 | 2 | 3 | 4 | 5 | 100% | 100% | 100% | 100% | 100% | 100% | 100% | 100% | 0 | 0 | 0 | 0 | 0 | 0 | 0 | 0 | Avg 5 Yr | 0 | 0 | 0 | 0 | 0 | 0 | 0 | 0 | 0 | Avg 3 Yr | 5% |  |  | 0 | 0 | 0 | 0 | 0 | 0 | 0 | 0
F | F008 | Kiosk Mounted ; < = 22kV ; > 60 kVA and < = 600 kVA ; Single Phase | ESCALATED ALLOCATED COST 2013/14: 0; ESCALATED ALLOCATED COST 2014/15: 0; ESCALATED ALLOCATED COST 2015/16: 0; ESCALATED ALLOCATED COST 2016/17: 0; ESCALATED ALLOCATED COST 2017/18: 0; ESCALATED ALLOCATED COST 2018/19: 0; ESCALATED ALLOCATED COST 2019/20: 0; ESCALATED ALLOCATED COST 2020/21: 0; ESCALATED ALLOCATED COST 2021/22: 0; ESCALATED ALLOCATED COST 2022/23: 0; ESCALATED ALLOCATED COST 2023/24: 0; AVERAGE REPLACEMENT UNITS Avg 5 Yr: 0 | 0 | [14 empty] | 2025/26 | Step | 0% | 0 | 0 | 0 | 1 | 2 | 3 | 4 | 5 | 100% | 100% | 100% | 100% | 100% | 100% | 100% | 100% | 0 | 0 | 0 | 0 | 0 | 0 | 0 | 0 | Avg 5 Yr | 0 | 0 | 0 | 0 | 0 | 0 | 0 | 0 | 0 | Avg 3 Yr | 5% |  |  | 0 | 0 | 0 | 0 | 0 | 0 | 0 | 0
F | F009 | Kiosk Mounted ; < = 22kV ; > 600 kVA ; Single Phase | ESCALATED ALLOCATED COST 2013/14: 0; ESCALATED ALLOCATED COST 2014/15: 0; ESCALATED ALLOCATED COST 2015/16: 0; ESCALATED ALLOCATED COST 2016/17: 0; ESCALATED ALLOCATED COST 2017/18: 0; ESCALATED ALLOCATED COST 2018/19: 0; ESCALATED ALLOCATED COST 2019/20: 0; ESCALATED ALLOCATED COST 2020/21: 0; ESCALATED ALLOCATED COST 2021/22: 0; ESCALATED ALLOCATED COST 2022/23: 0; ESCALATED ALLOCATED COST 2023/24: 0; AVERAGE REPLACEMENT UNITS Avg 5 Yr: 0 | 0 | [14 empty] | 2025/26 | Step | 0% | 0 | 0 | 0 | 1 | 2 | 3 | 4 | 5 | 100% | 100% | 100% | 100% | 100% | 100% | 100% | 100% | 0 | 0 | 0 | 0 | 0 | 0 | 0 | 0 | Avg 5 Yr | 0 | 0 | 0 | 0 | 0 | 0 | 0 | 0 | 0 | Avg 3 Yr | 5% |  |  | 0 | 0 | 0 | 0 | 0 | 0 | 0 | 0
F | F010 | Kiosk Mounted ; < = 22kV ; < = 60 kVA ; Multiple Phase | ESCALATED ALLOCATED COST 2013/14: 0; ESCALATED ALLOCATED COST 2014/15: 0; ESCALATED ALLOCATED COST 2015/16: 0; ESCALATED ALLOCATED COST 2016/17: 0; ESCALATED ALLOCATED COST 2017/18: 0; ESCALATED ALLOCATED COST 2018/19: 0; ESCALATED ALLOCATED COST 2019/20: 0; ESCALATED ALLOCATED COST 2020/21: 0; ESCALATED ALLOCATED COST 2021/22: 0; ESCALATED ALLOCATED COST 2022/23: 0; ESCALATED ALLOCATED COST 2023/24: 0; AVERAGE REPLACEMENT UNITS Avg 5 Yr: 0 | 0 | [14 empty] | 2025/26 | Step | 0% | 0 | 0 | 0 | 1 | 2 | 3 | 4 | 5 | 100% | 100% | 100% | 100% | 100% | 100% | 100% | 100% | 0 | 0 | 0 | 0 | 0 | 0 | 0 | 0 | Avg 5 Yr | 0 | 0 | 0 | 0 | 0 | 0 | 0 | 0 | 0 | Avg 3 Yr | 5% |  |  | 0 | 0 | 0 | 0 | 0 | 0 | 0 | 0
F | F011 | Kiosk Mounted ; < = 22kV ; > 60 kVA and < = 600 kVA ; Multiple Phase | ESCALATED ALLOCATED COST 2013/14: 0; ESCALATED ALLOCATED COST 2014/15: 0; ESCALATED ALLOCATED COST 2015/16: 0; ESCALATED ALLOCATED COST 2016/17: 0; ESCALATED ALLOCATED COST 2017/18: 0; ESCALATED ALLOCATED COST 2018/19: 0; ESCALATED ALLOCATED COST 2019/20: 0; ESCALATED ALLOCATED COST 2020/21: 0; ESCALATED ALLOCATED COST 2021/22: 0; ESCALATED ALLOCATED COST 2022/23: 0; ESCALATED ALLOCATED COST 2023/24: 0; AVERAGE REPLACEMENT UNITS Avg 5 Yr: 0 | 0 | [14 empty] | 2025/26 | Step | 0% | 0 | 0 | 0 | 1 | 2 | 3 | 4 | 5 | 100% | 100% | 100% | 100% | 100% | 100% | 100% | 100% | 0 | 1 | 0 | 0 | 0 | 0 | 0 | 0 | Avg 5 Yr | 0 | 0 | 1 | 0 | 0 | 0 | 0 | 0 | 0 | Avg 3 Yr | 5% |  |  | 0 | 91533.1874 | 0 | 0 | 0 | 0 | 0 | 0
F | F012 | Kiosk Mounted ; < = 22kV ; > 600 kVA ; Multiple Phase | ESCALATED ALLOCATED COST 2013/14: 0; ESCALATED ALLOCATED COST 2014/15: 0; ESCALATED ALLOCATED COST 2015/16: 0; ESCALATED ALLOCATED COST 2016/17: 0; ESCALATED ALLOCATED COST 2017/18: 0; ESCALATED ALLOCATED COST 2018/19: 0; ESCALATED ALLOCATED COST 2019/20: 0; ESCALATED ALLOCATED COST 2020/21: 0; ESCALATED ALLOCATED COST 2021/22: 0; ESCALATED ALLOCATED COST 2022/23: 0; ESCALATED ALLOCATED COST 2023/24: 0; AVERAGE REPLACEMENT UNITS Avg 5 Yr: 0 | 0 | [14 empty] | 2025/26 | Step | 0% | 0 | 0 | 0 | 1 | 2 | 3 | 4 | 5 | 100% | 100% | 100% | 100% | 100% | 100% | 100% | 100% | 0 | 0 | 0 | 0 | 0 | 0 | 0 | 0 | Avg 5 Yr | 0 | 0 | 0 | 0 | 0 | 0 | 0 | 0 | 0 | Avg 3 Yr | 5% |  |  | 0 | 0 | 0 | 0 | 0 | 0 | 0 | 0
F | F013 | Ground Outdoor / Indoor Chamber Mounted; ˂ 22 kV ; < = 60 kVA ; Single Phase | ESCALATED ALLOCATED COST 2013/14: 0; ESCALATED ALLOCATED COST 2014/15: 0; ESCALATED ALLOCATED COST 2015/16: 0; ESCALATED ALLOCATED COST 2016/17: 0; ESCALATED ALLOCATED COST 2017/18: 0; ESCALATED ALLOCATED COST 2018/19: 0; ESCALATED ALLOCATED COST 2019/20: 0; ESCALATED ALLOCATED COST 2020/21: 0; ESCALATED ALLOCATED COST 2021/22: 0; ESCALATED ALLOCATED COST 2022/23: 0; ESCALATED ALLOCATED COST 2023/24: 0; AVERAGE REPLACEMENT UNITS Avg 5 Yr: 0 | 0 | [14 empty] | 2025/26 | Step | 0% | 0 | 0 | 0 | 1 | 2 | 3 | 4 | 5 | 100% | 100% | 100% | 100% | 100% | 100% | 100% | 100% | 0 | 0 | 0 | 0 | 0 | 0 | 0 | 0 | Avg 5 Yr | 0 | 0 | 0 | 0 | 0 | 0 | 0 | 0 | 0 | Avg 3 Yr | 5% |  |  | 0 | 0 | 0 | 0 | 0 | 0 | 0 | 0
F | F014 | Ground Outdoor / Indoor Chamber Mounted; ˂ 22 kV ; > 60 kVA and < = 600 kVA ; Single Phase | ESCALATED ALLOCATED COST 2013/14: 0; ESCALATED ALLOCATED COST 2014/15: 0; ESCALATED ALLOCATED COST 2015/16: 0; ESCALATED ALLOCATED COST 2016/17: 0; ESCALATED ALLOCATED COST 2017/18: 0; ESCALATED ALLOCATED COST 2018/19: 0; ESCALATED ALLOCATED COST 2019/20: 0; ESCALATED ALLOCATED COST 2020/21: 0; ESCALATED ALLOCATED COST 2021/22: 0; ESCALATED ALLOCATED COST 2022/23: 0; ESCALATED ALLOCATED COST 2023/24: 0; AVERAGE REPLACEMENT UNITS Avg 5 Yr: 0 | 0 | [14 empty] | 2025/26 | Step | 0% | 0 | 0 | 0 | 1 | 2 | 3 | 4 | 5 | 100% | 100% | 100% | 100% | 100% | 100% | 100% | 100% | 0 | 0 | 0 | 0 | 0 | 0 | 0 | 0 | Avg 5 Yr | 0 | 0 | 0 | 0 | 0 | 0 | 0 | 0 | 0 | Avg 3 Yr | 5% |  |  | 0 | 0 | 0 | 0 | 0 | 0 | 0 | 0
F | F015 | Ground Outdoor / Indoor Chamber Mounted; ˂ 22 kV ; > 600 kVA ; Single Phase | ESCALATED ALLOCATED COST 2013/14: 0; ESCALATED ALLOCATED COST 2014/15: 0; ESCALATED ALLOCATED COST 2015/16: 0; ESCALATED ALLOCATED COST 2016/17: 0; ESCALATED ALLOCATED COST 2017/18: 0; ESCALATED ALLOCATED COST 2018/19: 0; ESCALATED ALLOCATED COST 2019/20: 0; ESCALATED ALLOCATED COST 2020/21: 0; ESCALATED ALLOCATED COST 2021/22: 0; ESCALATED ALLOCATED COST 2022/23: 0; ESCALATED ALLOCATED COST 2023/24: 0; AVERAGE REPLACEMENT UNITS Avg 5 Yr: 0 | 0 | [14 empty] | 2025/26 | Step | 0% | 0 | 0 | 0 | 1 | 2 | 3 | 4 | 5 | 100% | 100% | 100% | 100% | 100% | 100% | 100% | 100% | 0 | 0 | 0 | 0 | 0 | 0 | 0 | 0 | Avg 5 Yr | 0 | 0 | 0 | 0 | 0 | 0 | 0 | 0 | 0 | Avg 3 Yr | 5% |  |  | 0 | 0 | 0 | 0 | 0 | 0 | 0 | 0
F | F016 | Ground Outdoor / Indoor Chamber Mounted; ˂ 22 kV ; < = 60 kVA ; Multiple Phase | ESCALATED ALLOCATED COST 2013/14: 0; ESCALATED ALLOCATED COST 2014/15: 0; ESCALATED ALLOCATED COST 2015/16: 0; ESCALATED ALLOCATED COST 2016/17: 0; ESCALATED ALLOCATED COST 2017/18: 0; ESCALATED ALLOCATED COST 2018/19: 0; ESCALATED ALLOCATED COST 2019/20: 0; ESCALATED ALLOCATED COST 2020/21: 0; ESCALATED ALLOCATED COST 2021/22: 0; ESCALATED ALLOCATED COST 2022/23: 0; ESCALATED ALLOCATED COST 2023/24: 0; AVERAGE REPLACEMENT UNITS Avg 5 Yr: 0 | 0 | [14 empty] | 2025/26 | Step | 0% | 0 | 0 | 0 | 1 | 2 | 3 | 4 | 5 | 100% | 100% | 100% | 100% | 100% | 100% | 100% | 100% | 0 | 0 | 0 | 0 | 0 | 0 | 0 | 0 | Avg 5 Yr | 0 | 0 | 0 | 0 | 0 | 0 | 0 | 0 | 0 | Avg 3 Yr | 5% |  |  | 0 | 0 | 0 | 0 | 0 | 0 | 0 | 0
F | F017 | Ground Outdoor / Indoor Chamber Mounted; ˂ 22 kV ; > 60 kVA and < = 600 kVA ; Multiple Phase | ESCALATED ALLOCATED COST 2013/14: 0; ESCALATED ALLOCATED COST 2014/15: 0; ESCALATED ALLOCATED COST 2015/16: 0; ESCALATED ALLOCATED COST 2016/17: 0; ESCALATED ALLOCATED COST 2017/18: 0; ESCALATED ALLOCATED COST 2018/19: 0; ESCALATED ALLOCATED COST 2019/20: 0; ESCALATED ALLOCATED COST 2020/21: 0; ESCALATED ALLOCATED COST 2021/22: 0; ESCALATED ALLOCATED COST 2022/23: 0; ESCALATED ALLOCATED COST 2023/24: 0; AVERAGE REPLACEMENT UNITS Avg 5 Yr: 0 | 0 | [14 empty] | 2025/26 | Step | 0% | 0 | 0 | 0 | 1 | 2 | 3 | 4 | 5 | 100% | 100% | 100% | 100% | 100% | 100% | 100% | 100% | 0 | 0 | 0 | 0 | 0 | 0 | 0 | 0 | Avg 5 Yr | 0 | 0 | 0 | 0 | 0 | 0 | 0 | 0 | 0 | Avg 3 Yr | 5% |  |  | 0 | 0 | 0 | 0 | 0 | 0 | 0 | 0
F | F018 | Ground Outdoor / Indoor Chamber Mounted; ˂ 22 kV ; > 600 kVA ; Multiple Phase | ESCALATED ALLOCATED COST 2013/14: 0; ESCALATED ALLOCATED COST 2014/15: 0; ESCALATED ALLOCATED COST 2015/16: 0; ESCALATED ALLOCATED COST 2016/17: 0; ESCALATED ALLOCATED COST 2017/18: 0; ESCALATED ALLOCATED COST 2018/19: 0; ESCALATED ALLOCATED COST 2019/20: 0; ESCALATED ALLOCATED COST 2020/21: 0; ESCALATED ALLOCATED COST 2021/22: 0; ESCALATED ALLOCATED COST 2022/23: 0; ESCALATED ALLOCATED COST 2023/24: 0; AVERAGE REPLACEMENT UNITS Avg 5 Yr: 0 | 0 | [14 empty] | 2025/26 | Step | 0% | 0 | 0 | 0 | 1 | 2 | 3 | 4 | 5 | 100% | 100% | 100% | 100% | 100% | 100% | 100% | 100% | 0 | 0 | 0 | 0 | 0 | 0 | 0 | 0 | Avg 5 Yr | 0 | 0 | 0 | 0 | 0 | 0 | 0 | 0 | 0 | Avg 3 Yr | 5% |  |  | 0 | 0 | 0 | 0 | 0 | 0 | 0 | 0
F | F019 | Ground Outdoor / Indoor Chamber Mounted; > = 22 kV & < = 33 kV ; < = 15 MVA | ESCALATED ALLOCATED COST 2013/14: 0; ESCALATED ALLOCATED COST 2014/15: 0; ESCALATED ALLOCATED COST 2015/16: 0; ESCALATED ALLOCATED COST 2016/17: 0; ESCALATED ALLOCATED COST 2017/18: 0; ESCALATED ALLOCATED COST 2018/19: 0; ESCALATED ALLOCATED COST 2019/20: 0; ESCALATED ALLOCATED COST 2020/21: 0; ESCALATED ALLOCATED COST 2021/22: 0; ESCALATED ALLOCATED COST 2022/23: 0; ESCALATED ALLOCATED COST 2023/24: 0; AVERAGE REPLACEMENT UNITS Avg 5 Yr: 0 | 0 | [14 empty] | 2025/26 | Step | 0% | 0 | 0 | 0 | 1 | 2 | 3 | 4 | 5 | 100% | 100% | 100% | 100% | 100% | 100% | 100% | 100% | 0 | 0 | 0 | 0 | 0 | 5 | 4 | 1 | Avg 5 Yr | 0 | 0 | 0 | 0 | 0 | 0 | 5 | 4 | 1 | Avg 3 Yr | 5% |  |  | 42742.5581 | 364520.9712 | 1451811.9171 | 3624748.324 | 4515015.1459 | 5723438.7255 | 4476711.209 | 9184878.6824 |  | Power Transformer | 10.6 | 13.2 | 15.3 | 21.1 | 25.7 | 85.9
F | F020 | Ground Outdoor / Indoor Chamber Mounted; > = 22 kV & < = 33 kV ; > 15 MVA and < = 40 MVA | ESCALATED ALLOCATED COST 2013/14: 0; ESCALATED ALLOCATED COST 2014/15: 0; ESCALATED ALLOCATED COST 2015/16: 0; ESCALATED ALLOCATED COST 2016/17: 0; ESCALATED ALLOCATED COST 2017/18: 0; ESCALATED ALLOCATED COST 2018/19: 0; ESCALATED ALLOCATED COST 2019/20: 0; ESCALATED ALLOCATED COST 2020/21: 0; ESCALATED ALLOCATED COST 2021/22: 0; ESCALATED ALLOCATED COST 2022/23: 0; ESCALATED ALLOCATED COST 2023/24: 0; AVERAGE REPLACEMENT UNITS Avg 5 Yr: 0 | 0 | [14 empty] | 2025/26 | Step | 0% | 0 | 0 | 0 | 1 | 2 | 3 | 4 | 5 | 100% | 100% | 100% | 100% | 100% | 100% | 100% | 100% | 0 | 0 | 0 | 0 | 0 | 0 | 0 | 0 | Avg 5 Yr | 0 | 0 | 0 | 0 | 0 | 0 | 0 | 0 | 0 | Avg 3 Yr | 5% |  |  | 10416.8955 | 931676.5212 | 0 | 0 | 0 | 0 | 0 | 0 |  | BC Total | 10.6 | 13.2 | 15.3 | 21.1 | 25.7 | 85.9
F | F021 | Ground Outdoor / Indoor Chamber Mounted; > = 22 kV & < = 33 kV ; > 40 MVA | ESCALATED ALLOCATED COST 2013/14: 0; ESCALATED ALLOCATED COST 2014/15: 0; ESCALATED ALLOCATED COST 2015/16: 0; ESCALATED ALLOCATED COST 2016/17: 0; ESCALATED ALLOCATED COST 2017/18: 0; ESCALATED ALLOCATED COST 2018/19: 0; ESCALATED ALLOCATED COST 2019/20: 0; ESCALATED ALLOCATED COST 2020/21: 0; ESCALATED ALLOCATED COST 2021/22: 0; ESCALATED ALLOCATED COST 2022/23: 0; ESCALATED ALLOCATED COST 2023/24: 0; AVERAGE REPLACEMENT UNITS Avg 5 Yr: 0 | 0 | [14 empty] | 2025/26 | Step | 0% | 0 | 0 | 0 | 1 | 2 | 3 | 4 | 5 | 100% | 100% | 100% | 100% | 100% | 100% | 100% | 100% | 0 | 0 | 0 | 0 | 0 | 0 | 0 | 0 | Avg 5 Yr | 0 | 0 | 0 | 0 | 0 | 0 | 0 | 0 | 0 | Avg 3 Yr | 5% |  |  | 0 | 0 | 0 | 0 | 0 | 0 | 0 | 0
F | F022 | Ground Outdoor / Indoor Chamber Mounted; > 33 kV & < = 66 kV ; < = 15 MVA | ESCALATED ALLOCATED COST 2013/14: 0; ESCALATED ALLOCATED COST 2014/15: 0; ESCALATED ALLOCATED COST 2015/16: 0; ESCALATED ALLOCATED COST 2016/17: 0; ESCALATED ALLOCATED COST 2017/18: 0; ESCALATED ALLOCATED COST 2018/19: 0; ESCALATED ALLOCATED COST 2019/20: 0; ESCALATED ALLOCATED COST 2020/21: 0; ESCALATED ALLOCATED COST 2021/22: 0; ESCALATED ALLOCATED COST 2022/23: 0; ESCALATED ALLOCATED COST 2023/24: 0; AVERAGE REPLACEMENT UNITS Avg 5 Yr: 0 | 0 | [14 empty] | 2025/26 | Step | 0% | 0 | 0 | 0 | 1 | 2 | 3 | 4 | 5 | 100% | 100% | 100% | 100% | 100% | 100% | 100% | 100% | 0 | 0 | 1 | 0 | 4 | 6 | 1 | 8 | Avg 5 Yr | 0 | 0 | 0 | 1 | 0 | 4 | 6 | 1 | 8 | Avg 3 Yr | 5% |  |  | 0 | 12598.8326 | 191145.4253 | 5050947.0776 | 6532545.7727 | 7229526.3177 | 11648819.245 | 11130933.7871
F | F023 | Ground Outdoor / Indoor Chamber Mounted; > 33 kV & < = 66 kV ; > 15 MVA and < = 40 MVA | ESCALATED ALLOCATED COST 2013/14: 0; ESCALATED ALLOCATED COST 2014/15: 0; ESCALATED ALLOCATED COST 2015/16: 0; ESCALATED ALLOCATED COST 2016/17: 0; ESCALATED ALLOCATED COST 2017/18: 0; ESCALATED ALLOCATED COST 2018/19: 0; ESCALATED ALLOCATED COST 2019/20: 0; ESCALATED ALLOCATED COST 2020/21: 0; ESCALATED ALLOCATED COST 2021/22: 0; ESCALATED ALLOCATED COST 2022/23: 0; ESCALATED ALLOCATED COST 2023/24: 0; AVERAGE REPLACEMENT UNITS Avg 5 Yr: 0 | 0 | [14 empty] | 2025/26 | Step | 0% | 0 | 0 | 0 | 1 | 2 | 3 | 4 | 5 | 100% | 100% | 100% | 100% | 100% | 100% | 100% | 100% | 0 | 0 | 0 | 3 | 1 | 3 | 1 | 0 | Avg 5 Yr | 0 | 0 | 0 | 0 | 3 | 1 | 3 | 1 | 0 | Avg 3 Yr | 5% |  |  | 3120719.455 | 9350792.6917 | 5410969.5585 | 1871501.9804 | 2138736.6748 | 1752973.4284 | 2906945.5614 | 855823.1039 |  |  | 4 | 5 | 14 | 6 | 11 | 40
F | F024 | Ground Outdoor / Indoor Chamber Mounted; > 33 kV & < = 66 kV ; > 40 MVA | ESCALATED ALLOCATED COST 2013/14: 0; ESCALATED ALLOCATED COST 2014/15: 0; ESCALATED ALLOCATED COST 2015/16: 0; ESCALATED ALLOCATED COST 2016/17: 0; ESCALATED ALLOCATED COST 2017/18: 0; ESCALATED ALLOCATED COST 2018/19: 0; ESCALATED ALLOCATED COST 2019/20: 0; ESCALATED ALLOCATED COST 2020/21: 0; ESCALATED ALLOCATED COST 2021/22: 0; ESCALATED ALLOCATED COST 2022/23: 0; ESCALATED ALLOCATED COST 2023/24: 0; AVERAGE REPLACEMENT UNITS Avg 5 Yr: 0 | 0 | [14 empty] | 2025/26 | Step | 0% | 0 | 0 | 0 | 1 | 2 | 3 | 4 | 5 | 100% | 100% | 100% | 100% | 100% | 100% | 100% | 100% | 0 | 0 | 0 | 0 | 0 | 0 | 0 | 0 | Avg 5 Yr | 0 | 0 | 0 | 0 | 0 | 0 | 0 | 0 | 0 | Avg 3 Yr | 5% |  |  | 0 | 0 | 0 | 0 | 0 | 0 | 0 | 0
F | F025 | Ground Outdoor / Indoor Chamber Mounted; > 66 kV & < = 132 kV ; < = 100 MVA | ESCALATED ALLOCATED COST 2013/14: 0; ESCALATED ALLOCATED COST 2014/15: 0; ESCALATED ALLOCATED COST 2015/16: 0; ESCALATED ALLOCATED COST 2016/17: 0; ESCALATED ALLOCATED COST 2017/18: 0; ESCALATED ALLOCATED COST 2018/19: 0; ESCALATED ALLOCATED COST 2019/20: 0; ESCALATED ALLOCATED COST 2020/21: 0; ESCALATED ALLOCATED COST 2021/22: 0; ESCALATED ALLOCATED COST 2022/23: 0; ESCALATED ALLOCATED COST 2023/24: 0; AVERAGE REPLACEMENT UNITS Avg 5 Yr: 0 | 0 | [14 empty] | 2025/26 | Step | 0% | 0 | 0 | 0 | 1 | 2 | 3 | 4 | 5 | 100% | 100% | 100% | 100% | 100% | 100% | 100% | 100% | 0 | 0 | 2 | 1 | 0 | 0 | 0 | 2 | Avg 5 Yr | 0 | 0 | 0 | 2 | 1 | 0 | 0 | 0 | 2 | Avg 3 Yr | 5% |  |  | 1587337.3802 | 3500514.1855 | 1561980.3317 | 10843.9214 | 15972.5781 | 586977.2334 | 2032809.6062 | 4499508.507
F | F026 | Ground Outdoor / Indoor Chamber Mounted; > 66 kV & < = 132 kV ; > 100 MVA | ESCALATED ALLOCATED COST 2013/14: 0; ESCALATED ALLOCATED COST 2014/15: 0; ESCALATED ALLOCATED COST 2015/16: 0; ESCALATED ALLOCATED COST 2016/17: 0; ESCALATED ALLOCATED COST 2017/18: 0; ESCALATED ALLOCATED COST 2018/19: 0; ESCALATED ALLOCATED COST 2019/20: 0; ESCALATED ALLOCATED COST 2020/21: 0; ESCALATED ALLOCATED COST 2021/22: 0; ESCALATED ALLOCATED COST 2022/23: 0; ESCALATED ALLOCATED COST 2023/24: 0; AVERAGE REPLACEMENT UNITS Avg 5 Yr: 0 | 0 | [14 empty] | 2025/26 | Step | 0% | 0 | 0 | 0 | 1 | 2 | 3 | 4 | 5 | 100% | 100% | 100% | 100% | 100% | 100% | 100% | 100% | 0 | 0 | 0 | 0 | 0 | 0 | 0 | 0 | Avg 5 Yr | 0 | 0 | 0 | 0 | 0 | 0 | 0 | 0 | 0 | Avg 3 Yr | 5% |  |  | 0 | 0 | 0 | 0 | 0 | 0 | 0 | 0
F | F027 | Ground Outdoor / Indoor Chamber Mounted; > 132 kV ; < = 100 MVA | ESCALATED ALLOCATED COST 2013/14: 0; ESCALATED ALLOCATED COST 2014/15: 0; ESCALATED ALLOCATED COST 2015/16: 0; ESCALATED ALLOCATED COST 2016/17: 0; ESCALATED ALLOCATED COST 2017/18: 0; ESCALATED ALLOCATED COST 2018/19: 0; ESCALATED ALLOCATED COST 2019/20: 0; ESCALATED ALLOCATED COST 2020/21: 0; ESCALATED ALLOCATED COST 2021/22: 0; ESCALATED ALLOCATED COST 2022/23: 0; ESCALATED ALLOCATED COST 2023/24: 0; AVERAGE REPLACEMENT UNITS Avg 5 Yr: 0 | 0 | [14 empty] | 2025/26 | Step | 0% | 0 | 0 | 0 | 1 | 2 | 3 | 4 | 5 | 100% | 100% | 100% | 100% | 100% | 100% | 100% | 100% | 0 | 0 | 0 | 0 | 0 | 0 | 0 | 0 | Avg 5 Yr | 0 | 0 | 0 | 0 | 0 | 0 | 0 | 0 | 0 | Avg 3 Yr | 5% |  |  | 0 | 0 | 0 | 0 | 0 | 0 | 0 | 0
F | F028 | Ground Outdoor / Indoor Chamber Mounted; > 132 kV ; > 100 MVA | ESCALATED ALLOCATED COST 2013/14: 0; ESCALATED ALLOCATED COST 2014/15: 0; ESCALATED ALLOCATED COST 2015/16: 0; ESCALATED ALLOCATED COST 2016/17: 0; ESCALATED ALLOCATED COST 2017/18: 0; ESCALATED ALLOCATED COST 2018/19: 0; ESCALATED ALLOCATED COST 2019/20: 0; ESCALATED ALLOCATED COST 2020/21: 0; ESCALATED ALLOCATED COST 2021/22: 0; ESCALATED ALLOCATED COST 2022/23: 0; ESCALATED ALLOCATED COST 2023/24: 0; AVERAGE REPLACEMENT UNITS Avg 5 Yr: 0 | 0 | [14 empty] | 2025/26 | Step | 0% | 0 | 0 | 0 | 1 | 2 | 3 | 4 | 5 | 100% | 100% | 100% | 100% | 100% | 100% | 100% | 100% | 0 | 0 | 0 | 0 | 0 | 0 | 0 | 0 | Avg 5 Yr | 0 | 0 | 0 | 0 | 0 | 0 | 0 | 0 | 0 | Avg 3 Yr | 5% |  |  | 0 | 0 | 0 | 0 | 0 | 0 | 0 | 0
F | F029 | Transformers Other | ESCALATED ALLOCATED COST 2013/14: 0; ESCALATED ALLOCATED COST 2014/15: 0; ESCALATED ALLOCATED COST 2015/16: 0; ESCALATED ALLOCATED COST 2016/17: 0; ESCALATED ALLOCATED COST 2017/18: 0; ESCALATED ALLOCATED COST 2018/19: 0; ESCALATED ALLOCATED COST 2019/20: 0; ESCALATED ALLOCATED COST 2020/21: 0; ESCALATED ALLOCATED COST 2021/22: 0; ESCALATED ALLOCATED COST 2022/23: 0; ESCALATED ALLOCATED COST 2023/24: 0; AVERAGE REPLACEMENT UNITS Avg 5 Yr: 0 | 0 | [14 empty] | 2025/26 | Step | 0% | 0 | 0 | 0 | 1 | 2 | 3 | 4 | 5 | 100% | 100% | 100% | 100% | 100% | 100% | 100% | 100% | 0 | 0 | 0 | 0 | 0 | 0 | 0 | 0 | Avg 5 Yr | 0 | 0 | 0 | 0 | 0 | 0 | 0 | 0 | 0 | Avg 3 Yr | 5% |  |  | 0 | 0 | 0 | 0 | 0 | 0 | 0 | 0
G | G001 | ˂ = 11 kV ; FUSE | ESCALATED ALLOCATED COST 2013/14: 0; ESCALATED ALLOCATED COST 2014/15: 0; ESCALATED ALLOCATED COST 2015/16: 0; ESCALATED ALLOCATED COST 2016/17: 0; ESCALATED ALLOCATED COST 2017/18: 0; ESCALATED ALLOCATED COST 2018/19: 0; ESCALATED ALLOCATED COST 2019/20: 0; ESCALATED ALLOCATED COST 2020/21: 0; ESCALATED ALLOCATED COST 2021/22: 0; ESCALATED ALLOCATED COST 2022/23: 0; ESCALATED ALLOCATED COST 2023/24: 0; AVERAGE REPLACEMENT UNITS Avg 5 Yr: 0 | 0 | [14 empty] | 2025/26 | Step | 0% | 0 | 0 | 0 | 1 | 2 | 3 | 4 | 5 | 100% | 100% | 100% | 100% | 100% | 100% | 100% | 100% | 0 | 0 | 0 | 0 | 0 | 0 | 0 | 0 | Avg 5 Yr | 0 | 0 | 0 | 0 | 0 | 0 | 0 | 0 | 0 | Avg 3 Yr | 5% |  |  | 0 | 0 | 0 | 0 | 0 | 0 | 0 | 0 |  | Circuit Breakers | 9.1 | 8.7 | 9.5 | 8.8 | 11.4 | 47.5
G | G002 | ˂ = 11 kV ; Switch | ESCALATED ALLOCATED COST 2013/14: 0; ESCALATED ALLOCATED COST 2014/15: 0; ESCALATED ALLOCATED COST 2015/16: 0; ESCALATED ALLOCATED COST 2016/17: 0; ESCALATED ALLOCATED COST 2017/18: 0; ESCALATED ALLOCATED COST 2018/19: 0; ESCALATED ALLOCATED COST 2019/20: 0; ESCALATED ALLOCATED COST 2020/21: 0; ESCALATED ALLOCATED COST 2021/22: 0; ESCALATED ALLOCATED COST 2022/23: 0; ESCALATED ALLOCATED COST 2023/24: 0; AVERAGE REPLACEMENT UNITS Avg 5 Yr: 0 | 0 | [14 empty] | 2025/26 | Step | 0% | 0 | 0 | 0 | 1 | 2 | 3 | 4 | 5 | 100% | 100% | 100% | 100% | 100% | 100% | 100% | 100% | 0 | 0 | 3 | 0 | 2 | 18 | 17 | 0 | Avg 5 Yr | 0 | 0 | 0 | 3 | 0 | 2 | 18 | 17 | 0 | Avg 3 Yr | 5% |  |  | 11047.8647 | 95010.5906 | 239532.9442 | 220120.3533 | 206791.0428 | 97121.1398 | 36127.9547 | 3778.9886 |  | Substation Isolators | 1.8 | 1.7 | 2.4 | 1.2 | 0.3 | 7.4
G | G003 | ˂ = 11 kV ; Circuit Breaker | ESCALATED ALLOCATED COST 2013/14: 0; ESCALATED ALLOCATED COST 2014/15: 0; ESCALATED ALLOCATED COST 2015/16: 0; ESCALATED ALLOCATED COST 2016/17: 0; ESCALATED ALLOCATED COST 2017/18: 0; ESCALATED ALLOCATED COST 2018/19: 0; ESCALATED ALLOCATED COST 2019/20: 0; ESCALATED ALLOCATED COST 2020/21: 0; ESCALATED ALLOCATED COST 2021/22: 0; ESCALATED ALLOCATED COST 2022/23: 0; ESCALATED ALLOCATED COST 2023/24: 0; AVERAGE REPLACEMENT UNITS Avg 5 Yr: 0 | 0 | [14 empty] | 2025/26 | Step | 0% | 0 | 0 | 0 | 1 | 2 | 3 | 4 | 5 | 100% | 100% | 100% | 100% | 100% | 100% | 100% | 100% | 0 | 1 | 4 | 0 | 51 | 26 | 15 | 45 | Avg 5 Yr | 0 | 0 | 1 | 4 | 0 | 51 | 26 | 15 | 45 | Avg 3 Yr | 5% |  |  | 1693256.6869 | 6177373.0253 | 6349160.8637 | 4891517.3565 | 4536316.607 | 5576111.2967 | 5283245.8611 | 7295584.5988 |  | BC Total | 9.1 | 8.7 | 9.5 | 8.8 | 11.4 | 47.5
G | G004 | > 11 kV & < = 22 kV ; Switch | ESCALATED ALLOCATED COST 2013/14: 0; ESCALATED ALLOCATED COST 2014/15: 0; ESCALATED ALLOCATED COST 2015/16: 0; ESCALATED ALLOCATED COST 2016/17: 0; ESCALATED ALLOCATED COST 2017/18: 0; ESCALATED ALLOCATED COST 2018/19: 0; ESCALATED ALLOCATED COST 2019/20: 0; ESCALATED ALLOCATED COST 2020/21: 0; ESCALATED ALLOCATED COST 2021/22: 0; ESCALATED ALLOCATED COST 2022/23: 0; ESCALATED ALLOCATED COST 2023/24: 0; AVERAGE REPLACEMENT UNITS Avg 5 Yr: 0 | 0 | [14 empty] | 2025/26 | Step | 0% | 0 | 0 | 0 | 1 | 2 | 3 | 4 | 5 | 100% | 100% | 100% | 100% | 100% | 100% | 100% | 100% | 0 | 0 | 0 | 13 | 0 | 7 | 1 | 20 | Avg 5 Yr | 0 | 0 | 0 | 0 | 13 | 0 | 7 | 1 | 20 | Avg 3 Yr | 5% |  |  | 21107.0604 | 109401.2962 | 31714.2271 | 21949.1737 | 28336.5105 | 95125.8167 | 142426.658 | 131127.3208
G | G005 | > 11 kV & < = 22 kV ; Circuit Breaker | ESCALATED ALLOCATED COST 2013/14: 0; ESCALATED ALLOCATED COST 2014/15: 0; ESCALATED ALLOCATED COST 2015/16: 0; ESCALATED ALLOCATED COST 2016/17: 0; ESCALATED ALLOCATED COST 2017/18: 0; ESCALATED ALLOCATED COST 2018/19: 0; ESCALATED ALLOCATED COST 2019/20: 0; ESCALATED ALLOCATED COST 2020/21: 0; ESCALATED ALLOCATED COST 2021/22: 0; ESCALATED ALLOCATED COST 2022/23: 0; ESCALATED ALLOCATED COST 2023/24: 0; AVERAGE REPLACEMENT UNITS Avg 5 Yr: 0 | 0 | [14 empty] | 2025/26 | Step | 0% | 0 | 0 | 0 | 1 | 2 | 3 | 4 | 5 | 100% | 100% | 100% | 100% | 100% | 100% | 100% | 100% | 0 | 0 | 0 | 7 | 0 | 0 | 3 | 0 | Avg 5 Yr | 0 | 0 | 0 | 0 | 7 | 0 | 0 | 3 | 0 | Avg 3 Yr | 5% |  |  | 232261.8401 | 1262260.0079 | 310699.3324 | 7688.3669 | 51724.821 | 317608.4775 | 173072.2675 | 6279.9533
G | G006 | > 22 kV & < = 33 kV ; Switch | ESCALATED ALLOCATED COST 2013/14: 0; ESCALATED ALLOCATED COST 2014/15: 0; ESCALATED ALLOCATED COST 2015/16: 0; ESCALATED ALLOCATED COST 2016/17: 0; ESCALATED ALLOCATED COST 2017/18: 0; ESCALATED ALLOCATED COST 2018/19: 0; ESCALATED ALLOCATED COST 2019/20: 0; ESCALATED ALLOCATED COST 2020/21: 0; ESCALATED ALLOCATED COST 2021/22: 0; ESCALATED ALLOCATED COST 2022/23: 0; ESCALATED ALLOCATED COST 2023/24: 0; AVERAGE REPLACEMENT UNITS Avg 5 Yr: 0 | 0 | [14 empty] | 2025/26 | Step | 0% | 0 | 0 | 0 | 1 | 2 | 3 | 4 | 5 | 100% | 100% | 100% | 100% | 100% | 100% | 100% | 100% | 0 | 0 | 0 | 0 | 0 | 6 | 10 | 4 | Avg 5 Yr | 0 | 0 | 0 | 0 | 0 | 0 | 6 | 10 | 4 | Avg 3 Yr | 5% |  |  | 4333.9583 | 17149.8814 | 99451.1401 | 103898.3508 | 96898.9949 | 101810.8298 | 31010.6719 | 111407.0953 |  |  | 12 | 72 | 50 | 45 | 56 | 235
G | G007 | > 22 kV & < = 33 kV ; Circuit Breaker | ESCALATED ALLOCATED COST 2013/14: 0; ESCALATED ALLOCATED COST 2014/15: 0; ESCALATED ALLOCATED COST 2015/16: 0; ESCALATED ALLOCATED COST 2016/17: 0; ESCALATED ALLOCATED COST 2017/18: 0; ESCALATED ALLOCATED COST 2018/19: 0; ESCALATED ALLOCATED COST 2019/20: 0; ESCALATED ALLOCATED COST 2020/21: 0; ESCALATED ALLOCATED COST 2021/22: 0; ESCALATED ALLOCATED COST 2022/23: 0; ESCALATED ALLOCATED COST 2023/24: 0; AVERAGE REPLACEMENT UNITS Avg 5 Yr: 0 | 0 | [14 empty] | 2025/26 | Step | 0% | 0 | 0 | 0 | 1 | 2 | 3 | 4 | 5 | 100% | 100% | 100% | 100% | 100% | 100% | 100% | 100% | 0 | 0 | 0 | 0 | 0 | 7 | 4 | 2 | Avg 5 Yr | 0 | 0 | 0 | 0 | 0 | 0 | 7 | 4 | 2 | Avg 3 Yr | 5% |  |  | 111241.8893 | 430057.0225 | 2581394.6773 | 2409208.6705 | 2162601.8442 | 1029109.9259 | 1714881.0583 | 2639914.9713
G | G008 | > 33 kV & < = 66 kV ; Switch | ESCALATED ALLOCATED COST 2013/14: 0; ESCALATED ALLOCATED COST 2014/15: 0; ESCALATED ALLOCATED COST 2015/16: 0; ESCALATED ALLOCATED COST 2016/17: 0; ESCALATED ALLOCATED COST 2017/18: 0; ESCALATED ALLOCATED COST 2018/19: 0; ESCALATED ALLOCATED COST 2019/20: 0; ESCALATED ALLOCATED COST 2020/21: 0; ESCALATED ALLOCATED COST 2021/22: 0; ESCALATED ALLOCATED COST 2022/23: 0; ESCALATED ALLOCATED COST 2023/24: 0; AVERAGE REPLACEMENT UNITS Avg 5 Yr: 0 | 0 | [14 empty] | 2025/26 | Step | 0% | 0 | 0 | 0 | 1 | 2 | 3 | 4 | 5 | 100% | 100% | 100% | 100% | 100% | 100% | 100% | 100% | 0 | 0 | 16 | 26 | 43 | 10 | 34 | 7 | Avg 5 Yr | 0 | 0 | 0 | 16 | 26 | 43 | 10 | 34 | 7 | Avg 3 Yr | 5% |  |  | 2652462.98 | 5481327.3732 | 2753386.8377 | 1437858.7538 | 1403882.7469 | 2091380.5241 | 1021212.1335 | 69254.8944
G | G009 | > 33 kV & < = 66 kV ; Circuit Breaker | ESCALATED ALLOCATED COST 2013/14: 0; ESCALATED ALLOCATED COST 2014/15: 0; ESCALATED ALLOCATED COST 2015/16: 0; ESCALATED ALLOCATED COST 2016/17: 0; ESCALATED ALLOCATED COST 2017/18: 0; ESCALATED ALLOCATED COST 2018/19: 0; ESCALATED ALLOCATED COST 2019/20: 0; ESCALATED ALLOCATED COST 2020/21: 0; ESCALATED ALLOCATED COST 2021/22: 0; ESCALATED ALLOCATED COST 2022/23: 0; ESCALATED ALLOCATED COST 2023/24: 0; AVERAGE REPLACEMENT UNITS Avg 5 Yr: 0 | 0 | [14 empty] | 2025/26 | Step | 0% | 0 | 0 | 0 | 1 | 2 | 3 | 4 | 5 | 100% | 100% | 100% | 100% | 100% | 100% | 100% | 100% | 0 | 8 | 10 | 4 | 21 | 14 | 23 | 9 | Avg 5 Yr | 0 | 0 | 8 | 10 | 4 | 21 | 14 | 23 | 9 | Avg 3 Yr | 5% |  |  | 1523637.6603 | 3082703.8254 | 2037491.4903 | 1674939.1746 | 1868658.1573 | 2515390.7336 | 1645424.8969 | 1412107.0021
G | G010 | > 66 kV & < = 132 kV ; Switch | ESCALATED ALLOCATED COST 2013/14: 0; ESCALATED ALLOCATED COST 2014/15: 0; ESCALATED ALLOCATED COST 2015/16: 0; ESCALATED ALLOCATED COST 2016/17: 0; ESCALATED ALLOCATED COST 2017/18: 0; ESCALATED ALLOCATED COST 2018/19: 0; ESCALATED ALLOCATED COST 2019/20: 0; ESCALATED ALLOCATED COST 2020/21: 0; ESCALATED ALLOCATED COST 2021/22: 0; ESCALATED ALLOCATED COST 2022/23: 0; ESCALATED ALLOCATED COST 2023/24: 0; AVERAGE REPLACEMENT UNITS Avg 5 Yr: 0 | 0 | [14 empty] | 2025/26 | Step | 0% | 0 | 0 | 0 | 1 | 2 | 3 | 4 | 5 | 100% | 100% | 100% | 100% | 100% | 100% | 100% | 100% | 0 | 0 | 20 | 0 | 0 | 0 | 0 | 0 | Avg 5 Yr | 0 | 0 | 0 | 20 | 0 | 0 | 0 | 0 | 0 | Avg 3 Yr | 5% |  |  | 0 | 2002591.4598 | 907841.025 | 0 | 0 | 0 | 0 | 0
G | G011 | > 66 kV & < = 132 kV ; Circuit Breaker | ESCALATED ALLOCATED COST 2013/14: 0; ESCALATED ALLOCATED COST 2014/15: 0; ESCALATED ALLOCATED COST 2015/16: 0; ESCALATED ALLOCATED COST 2016/17: 0; ESCALATED ALLOCATED COST 2017/18: 0; ESCALATED ALLOCATED COST 2018/19: 0; ESCALATED ALLOCATED COST 2019/20: 0; ESCALATED ALLOCATED COST 2020/21: 0; ESCALATED ALLOCATED COST 2021/22: 0; ESCALATED ALLOCATED COST 2022/23: 0; ESCALATED ALLOCATED COST 2023/24: 0; AVERAGE REPLACEMENT UNITS Avg 5 Yr: 0 | 0 | [14 empty] | 2025/26 | Step | 0% | 0 | 0 | 0 | 1 | 2 | 3 | 4 | 5 | 100% | 100% | 100% | 100% | 100% | 100% | 100% | 100% | 0 | 1 | 2 | 1 | 0 | 3 | 0 | 0 | Avg 5 Yr | 0 | 0 | 1 | 2 | 1 | 0 | 3 | 0 | 0 | Avg 3 Yr | 5% |  |  | 197796.678 | 529581.9112 | 279988.9141 | 106193.1265 | 95705.1633 | 25476.5498 | 0 | 0
G | G012 | > 132 kV ; Switch | ESCALATED ALLOCATED COST 2013/14: 0; ESCALATED ALLOCATED COST 2014/15: 0; ESCALATED ALLOCATED COST 2015/16: 0; ESCALATED ALLOCATED COST 2016/17: 0; ESCALATED ALLOCATED COST 2017/18: 0; ESCALATED ALLOCATED COST 2018/19: 0; ESCALATED ALLOCATED COST 2019/20: 0; ESCALATED ALLOCATED COST 2020/21: 0; ESCALATED ALLOCATED COST 2021/22: 0; ESCALATED ALLOCATED COST 2022/23: 0; ESCALATED ALLOCATED COST 2023/24: 0; AVERAGE REPLACEMENT UNITS Avg 5 Yr: 0 | 0 | [14 empty] | 2025/26 | Step | 0% | 0 | 0 | 0 | 1 | 2 | 3 | 4 | 5 | 100% | 100% | 100% | 100% | 100% | 100% | 100% | 100% | 0 | 0 | 0 | 0 | 0 | 0 | 0 | 0 | Avg 5 Yr | 0 | 0 | 0 | 0 | 0 | 0 | 0 | 0 | 0 | Avg 3 Yr | 5% |  |  | 0 | 0 | 0 | 0 | 0 | 0 | 0 | 0
G | G013 | > 132 kV ; Circuit Breaker | ESCALATED ALLOCATED COST 2013/14: 0; ESCALATED ALLOCATED COST 2014/15: 0; ESCALATED ALLOCATED COST 2015/16: 0; ESCALATED ALLOCATED COST 2016/17: 0; ESCALATED ALLOCATED COST 2017/18: 0; ESCALATED ALLOCATED COST 2018/19: 0; ESCALATED ALLOCATED COST 2019/20: 0; ESCALATED ALLOCATED COST 2020/21: 0; ESCALATED ALLOCATED COST 2021/22: 0; ESCALATED ALLOCATED COST 2022/23: 0; ESCALATED ALLOCATED COST 2023/24: 0; AVERAGE REPLACEMENT UNITS Avg 5 Yr: 0 | 0 | [14 empty] | 2025/26 | Step | 0% | 0 | 0 | 0 | 1 | 2 | 3 | 4 | 5 | 100% | 100% | 100% | 100% | 100% | 100% | 100% | 100% | 0 | 0 | 0 | 0 | 0 | 0 | 0 | 0 | Avg 5 Yr | 0 | 0 | 0 | 0 | 0 | 0 | 0 | 0 | 0 | Avg 3 Yr | 5% |  |  | 0 | 0 | 0 | 0 | 0 | 0 | 0 | 0
G | G014 | Switchgear Other | ESCALATED ALLOCATED COST 2013/14: 0; ESCALATED ALLOCATED COST 2014/15: 0; ESCALATED ALLOCATED COST 2015/16: 0; ESCALATED ALLOCATED COST 2016/17: 0; ESCALATED ALLOCATED COST 2017/18: 0; ESCALATED ALLOCATED COST 2018/19: 0; ESCALATED ALLOCATED COST 2019/20: 0; ESCALATED ALLOCATED COST 2020/21: 0; ESCALATED ALLOCATED COST 2021/22: 0; ESCALATED ALLOCATED COST 2022/23: 0; ESCALATED ALLOCATED COST 2023/24: 0; AVERAGE REPLACEMENT UNITS Avg 5 Yr: 0 | 0 | [14 empty] | 2025/26 | Step | 0% | 0 | 0 | 0 | 1 | 2 | 3 | 4 | 5 | 100% | 100% | 100% | 100% | 100% | 100% | 100% | 100% | 0 | 0 | 0 | 0 | 0 | 0 | 0 | 0 | Avg 5 Yr | 0 | 0 | 0 | 0 | 0 | 0 | 0 | 0 | 0 | Avg 3 Yr | 5% |  |  | 0 | 0 | 0 | 0 | 0 | 0 | 0 | 0
H | H001 | Luminaires ; Major Road | ESCALATED ALLOCATED COST 2013/14: 0; ESCALATED ALLOCATED COST 2014/15: 0; ESCALATED ALLOCATED COST 2015/16: 0; ESCALATED ALLOCATED COST 2016/17: 0; ESCALATED ALLOCATED COST 2017/18: 0; ESCALATED ALLOCATED COST 2018/19: 0; ESCALATED ALLOCATED COST 2019/20: 0; ESCALATED ALLOCATED COST 2020/21: 0; ESCALATED ALLOCATED COST 2021/22: 0; ESCALATED ALLOCATED COST 2022/23: 0; ESCALATED ALLOCATED COST 2023/24: 0; AVERAGE REPLACEMENT UNITS Avg 5 Yr: 0 | 0 | [14 empty] | 2025/26 | Step | 0% | 0 | 0 | 0 | 1 | 2 | 3 | 4 | 5 | 100% | 100% | 100% | 100% | 100% | 100% | 100% | 100% | 0 | 0 | 0 | 0 | 0 | 0 | 0 | 0 | Avg 5 Yr | 0 | 0 | 0 | 0 | 0 | 0 | 0 | 0 | 0 | Avg 3 Yr | 5% |  |  | 0 | 0 | 0 | 0 | 0 | 0 | 0 | 0
H | H002 | Luminaires ; Minor Road | ESCALATED ALLOCATED COST 2013/14: 0; ESCALATED ALLOCATED COST 2014/15: 0; ESCALATED ALLOCATED COST 2015/16: 0; ESCALATED ALLOCATED COST 2016/17: 0; ESCALATED ALLOCATED COST 2017/18: 0; ESCALATED ALLOCATED COST 2018/19: 0; ESCALATED ALLOCATED COST 2019/20: 0; ESCALATED ALLOCATED COST 2020/21: 0; ESCALATED ALLOCATED COST 2021/22: 0; ESCALATED ALLOCATED COST 2022/23: 0; ESCALATED ALLOCATED COST 2023/24: 0; AVERAGE REPLACEMENT UNITS Avg 5 Yr: 0 | 0 | [14 empty] | 2025/26 | Step | 0% | 0 | 0 | 0 | 1 | 2 | 3 | 4 | 5 | 100% | 100% | 100% | 100% | 100% | 100% | 100% | 100% | 0 | 0 | 0 | 0 | 0 | 0 | 0 | 0 | Avg 5 Yr | 0 | 0 | 0 | 0 | 0 | 0 | 0 | 0 | 0 | Avg 3 Yr | 5% |  |  | 0 | 0 | 0 | 0 | 0 | 0 | 0 | 0
H | H003 | Brackets ; Major Road | ESCALATED ALLOCATED COST 2013/14: 0; ESCALATED ALLOCATED COST 2014/15: 0; ESCALATED ALLOCATED COST 2015/16: 0; ESCALATED ALLOCATED COST 2016/17: 0; ESCALATED ALLOCATED COST 2017/18: 0; ESCALATED ALLOCATED COST 2018/19: 0; ESCALATED ALLOCATED COST 2019/20: 0; ESCALATED ALLOCATED COST 2020/21: 0; ESCALATED ALLOCATED COST 2021/22: 0; ESCALATED ALLOCATED COST 2022/23: 0; ESCALATED ALLOCATED COST 2023/24: 0; AVERAGE REPLACEMENT UNITS Avg 5 Yr: 0 | 0 | [14 empty] | 2025/26 | Step | 0% | 0 | 0 | 0 | 1 | 2 | 3 | 4 | 5 | 100% | 100% | 100% | 100% | 100% | 100% | 100% | 100% | 0 | 0 | 0 | 0 | 0 | 0 | 0 | 0 | Avg 5 Yr | 0 | 0 | 0 | 0 | 0 | 0 | 0 | 0 | 0 | Avg 3 Yr | 5% |  |  | 0 | 0 | 0 | 0 | 0 | 0 | 0 | 0
H | H004 | Brackets ; Minor Road | ESCALATED ALLOCATED COST 2013/14: 0; ESCALATED ALLOCATED COST 2014/15: 0; ESCALATED ALLOCATED COST 2015/16: 0; ESCALATED ALLOCATED COST 2016/17: 0; ESCALATED ALLOCATED COST 2017/18: 0; ESCALATED ALLOCATED COST 2018/19: 0; ESCALATED ALLOCATED COST 2019/20: 0; ESCALATED ALLOCATED COST 2020/21: 0; ESCALATED ALLOCATED COST 2021/22: 0; ESCALATED ALLOCATED COST 2022/23: 0; ESCALATED ALLOCATED COST 2023/24: 0; AVERAGE REPLACEMENT UNITS Avg 5 Yr: 0 | 0 | [14 empty] | 2025/26 | Step | 0% | 0 | 0 | 0 | 1 | 2 | 3 | 4 | 5 | 100% | 100% | 100% | 100% | 100% | 100% | 100% | 100% | 0 | 0 | 0 | 0 | 0 | 0 | 0 | 0 | Avg 5 Yr | 0 | 0 | 0 | 0 | 0 | 0 | 0 | 0 | 0 | Avg 3 Yr | 5% |  |  | 0 | 0 | 0 | 0 | 0 | 0 | 0 | 0
H | H005 | Lamps ; Major Road | ESCALATED ALLOCATED COST 2013/14: 0; ESCALATED ALLOCATED COST 2014/15: 0; ESCALATED ALLOCATED COST 2015/16: 0; ESCALATED ALLOCATED COST 2016/17: 0; ESCALATED ALLOCATED COST 2017/18: 0; ESCALATED ALLOCATED COST 2018/19: 0; ESCALATED ALLOCATED COST 2019/20: 0; ESCALATED ALLOCATED COST 2020/21: 0; ESCALATED ALLOCATED COST 2021/22: 0; ESCALATED ALLOCATED COST 2022/23: 0; ESCALATED ALLOCATED COST 2023/24: 0; AVERAGE REPLACEMENT UNITS Avg 5 Yr: 0 | 0 | [14 empty] | 2025/26 | Step | 0% | 0 | 0 | 0 | 1 | 2 | 3 | 4 | 5 | 100% | 100% | 100% | 100% | 100% | 100% | 100% | 100% | 0 | 0 | 0 | 0 | 0 | 0 | 0 | 0 | Avg 5 Yr | 0 | 0 | 0 | 0 | 0 | 0 | 0 | 0 | 0 | Avg 3 Yr | 5% |  |  | 0 | 0 | 0 | 0 | 0 | 0 | 0 | 0
H | H006 | Lamps ; Minor Road | ESCALATED ALLOCATED COST 2013/14: 0; ESCALATED ALLOCATED COST 2014/15: 0; ESCALATED ALLOCATED COST 2015/16: 0; ESCALATED ALLOCATED COST 2016/17: 0; ESCALATED ALLOCATED COST 2017/18: 0; ESCALATED ALLOCATED COST 2018/19: 0; ESCALATED ALLOCATED COST 2019/20: 0; ESCALATED ALLOCATED COST 2020/21: 0; ESCALATED ALLOCATED COST 2021/22: 0; ESCALATED ALLOCATED COST 2022/23: 0; ESCALATED ALLOCATED COST 2023/24: 0; AVERAGE REPLACEMENT UNITS Avg 5 Yr: 0 | 0 | [14 empty] | 2025/26 | Step | 0% | 0 | 0 | 0 | 1 | 2 | 3 | 4 | 5 | 100% | 100% | 100% | 100% | 100% | 100% | 100% | 100% | 0 | 0 | 0 | 0 | 0 | 0 | 0 | 0 | Avg 5 Yr | 0 | 0 | 0 | 0 | 0 | 0 | 0 | 0 | 0 | Avg 3 Yr | 5% |  |  | 0 | 0 | 0 | 0 | 0 | 0 | 0 | 0
H | H007 | Poles / Columns ; Major Road | ESCALATED ALLOCATED COST 2013/14: 0; ESCALATED ALLOCATED COST 2014/15: 0; ESCALATED ALLOCATED COST 2015/16: 0; ESCALATED ALLOCATED COST 2016/17: 0; ESCALATED ALLOCATED COST 2017/18: 0; ESCALATED ALLOCATED COST 2018/19: 0; ESCALATED ALLOCATED COST 2019/20: 0; ESCALATED ALLOCATED COST 2020/21: 0; ESCALATED ALLOCATED COST 2021/22: 0; ESCALATED ALLOCATED COST 2022/23: 0; ESCALATED ALLOCATED COST 2023/24: 0; AVERAGE REPLACEMENT UNITS Avg 5 Yr: 0 | 0 | [14 empty] | 2025/26 | Step | 0% | 0 | 0 | 0 | 1 | 2 | 3 | 4 | 5 | 100% | 100% | 100% | 100% | 100% | 100% | 100% | 100% | 0 | 0 | 0 | 0 | 0 | 0 | 0 | 0 | Avg 5 Yr | 0 | 0 | 0 | 0 | 0 | 0 | 0 | 0 | 0 | Avg 3 Yr | 5% |  |  | 0 | 0 | 0 | 0 | 0 | 0 | 0 | 0
H | H008 | Poles / Columns ; Minor Road | ESCALATED ALLOCATED COST 2013/14: 0; ESCALATED ALLOCATED COST 2014/15: 0; ESCALATED ALLOCATED COST 2015/16: 0; ESCALATED ALLOCATED COST 2016/17: 0; ESCALATED ALLOCATED COST 2017/18: 0; ESCALATED ALLOCATED COST 2018/19: 0; ESCALATED ALLOCATED COST 2019/20: 0; ESCALATED ALLOCATED COST 2020/21: 0; ESCALATED ALLOCATED COST 2021/22: 0; ESCALATED ALLOCATED COST 2022/23: 0; ESCALATED ALLOCATED COST 2023/24: 0; AVERAGE REPLACEMENT UNITS Avg 5 Yr: 0 | 0 | [14 empty] | 2025/26 | Step | 0% | 0 | 0 | 0 | 1 | 2 | 3 | 4 | 5 | 100% | 100% | 100% | 100% | 100% | 100% | 100% | 100% | 0 | 0 | 0 | 0 | 0 | 0 | 0 | 0 | Avg 5 Yr | 0 | 0 | 0 | 0 | 0 | 0 | 0 | 0 | 0 | Avg 3 Yr | 5% |  |  | 0 | 0 | 0 | 0 | 0 | 0 | 0 | 0 | [5 empty] | 46.4
H | H009 | Public Lighting Other | ESCALATED ALLOCATED COST 2013/14: 0; ESCALATED ALLOCATED COST 2014/15: 0; ESCALATED ALLOCATED COST 2015/16: 0; ESCALATED ALLOCATED COST 2016/17: 0; ESCALATED ALLOCATED COST 2017/18: 0; ESCALATED ALLOCATED COST 2018/19: 0; ESCALATED ALLOCATED COST 2019/20: 0; ESCALATED ALLOCATED COST 2020/21: 0; ESCALATED ALLOCATED COST 2021/22: 0; ESCALATED ALLOCATED COST 2022/23: 0; ESCALATED ALLOCATED COST 2023/24: 0; AVERAGE REPLACEMENT UNITS Avg 5 Yr: 0 | 0 | [14 empty] | 2025/26 | Step | 0% | 0 | 0 | 0 | 1 | 2 | 3 | 4 | 5 | 100% | 100% | 100% | 100% | 100% | 100% | 100% | 100% | 0 | 0 | 0 | 0 | 0 | 0 | 0 | 0 | Avg 5 Yr | 0 | 0 | 0 | 0 | 0 | 0 | 0 | 0 | 0 | Avg 3 Yr | 5% |  |  | 0 | 0 | 0 | 0 | 0 | 0 | 0 | 0
I | I001 | Field Devices | ESCALATED ALLOCATED COST 2013/14: 0; ESCALATED ALLOCATED COST 2014/15: 0; ESCALATED ALLOCATED COST 2015/16: 0; ESCALATED ALLOCATED COST 2016/17: 0; ESCALATED ALLOCATED COST 2017/18: 0; ESCALATED ALLOCATED COST 2018/19: 0; ESCALATED ALLOCATED COST 2019/20: 0; ESCALATED ALLOCATED COST 2020/21: 0; ESCALATED ALLOCATED COST 2021/22: 0; ESCALATED ALLOCATED COST 2022/23: 0; ESCALATED ALLOCATED COST 2023/24: 0; AVERAGE REPLACEMENT UNITS Avg 5 Yr: 0 | 0 | [14 empty] | 2025/26 | Step | 0% | 0 | 0 | 0 | 1 | 2 | 3 | 4 | 5 | 100% | 100% | 100% | 100% | 100% | 100% | 100% | 100% | 0 | 47 | 95 | 141 | 374 | 305 | 257 | 288 | Avg 5 Yr | 0 | 0 | 47 | 95 | 141 | 374 | 305 | 257 | 288 | Avg 3 Yr | 5% |  |  | 8559240.1567 | 21814226.7245 | 22537433.1949 | 18546238.3197 | 18912459.5321 | 22290924.7891 | 20541972.959 | 19247568.0812 |  | Protection Relay | 18.5 | 18.9 | 22.3 | 20.5 | 19.2 | 99.4
I | I002 | Local Network Wiring Assets | ESCALATED ALLOCATED COST 2013/14: 0; ESCALATED ALLOCATED COST 2014/15: 0; ESCALATED ALLOCATED COST 2015/16: 0; ESCALATED ALLOCATED COST 2016/17: 0; ESCALATED ALLOCATED COST 2017/18: 0; ESCALATED ALLOCATED COST 2018/19: 0; ESCALATED ALLOCATED COST 2019/20: 0; ESCALATED ALLOCATED COST 2020/21: 0; ESCALATED ALLOCATED COST 2021/22: 0; ESCALATED ALLOCATED COST 2022/23: 0; ESCALATED ALLOCATED COST 2023/24: 0; AVERAGE REPLACEMENT UNITS Avg 5 Yr: 0 | 0 | [14 empty] | 2025/26 | Step | 0% | 0 | 0 | 0 | 1 | 2 | 3 | 4 | 5 | 100% | 100% | 100% | 100% | 100% | 100% | 100% | 100% | 0 | 0 | 0 | 0 | 0 | 0 | 0 | 0 | Avg 5 Yr | 0 | 0 | 0 | 0 | 0 | 0 | 0 | 0 | 0 | Avg 3 Yr | 5% |  |  | 0 | 0 | 0 | 0 | 0 | 0 | 0 | 0
I | I003 | Communications Network Assets | ESCALATED ALLOCATED COST 2013/14: 0; ESCALATED ALLOCATED COST 2014/15: 0; ESCALATED ALLOCATED COST 2015/16: 0; ESCALATED ALLOCATED COST 2016/17: 0; ESCALATED ALLOCATED COST 2017/18: 0; ESCALATED ALLOCATED COST 2018/19: 0; ESCALATED ALLOCATED COST 2019/20: 0; ESCALATED ALLOCATED COST 2020/21: 0; ESCALATED ALLOCATED COST 2021/22: 0; ESCALATED ALLOCATED COST 2022/23: 0; ESCALATED ALLOCATED COST 2023/24: 0; AVERAGE REPLACEMENT UNITS Avg 5 Yr: 0 | 0 | [14 empty] | 2025/26 | Step | 0% | 0 | 0 | 0 | 1 | 2 | 3 | 4 | 5 | 100% | 100% | 100% | 100% | 100% | 100% | 100% | 100% | 0 | 5 | 7 | 1.2 | 1.2 | 0 | 0.2 | 15 | Avg 5 Yr | 0 | 0 | 5 | 7 | 78.8 | 78.8 | 77.6 | 77.8 | 77.6 | Avg 3 Yr | 5% |  |  | 0 | 3208013.0446 | 6725983.3987 | 7412609.7272 | 7543300.4031 | 10922277.2972 | 15395184.0057 | 16479529.8906 |  | Comms | 11.2 | 12.3 | 17 | 21.9 | 25.4 | 87.8
I | I004 | Master Station Assets | ESCALATED ALLOCATED COST 2013/14: 0; ESCALATED ALLOCATED COST 2014/15: 0; ESCALATED ALLOCATED COST 2015/16: 0; ESCALATED ALLOCATED COST 2016/17: 0; ESCALATED ALLOCATED COST 2017/18: 0; ESCALATED ALLOCATED COST 2018/19: 0; ESCALATED ALLOCATED COST 2019/20: 0; ESCALATED ALLOCATED COST 2020/21: 0; ESCALATED ALLOCATED COST 2021/22: 0; ESCALATED ALLOCATED COST 2022/23: 0; ESCALATED ALLOCATED COST 2023/24: 0; AVERAGE REPLACEMENT UNITS Avg 5 Yr: 0 | 0 | [14 empty] | 2025/26 | Step | 0% | 0 | 0 | 0 | 1 | 2 | 3 | 4 | 5 | 100% | 100% | 100% | 100% | 100% | 100% | 100% | 100% | 0 | 0 | 0 | 0 | 0 | 0 | 0 | 0 | Avg 5 Yr | 0 | 0 | 0 | 0 | 0 | 0 | 0 | 0 | 0 | Avg 3 Yr | 5% |  |  | 0 | 0 | 0 | 0 | 0 | 0 | 0 | 0
I | I005 | Communications Site Infrastructure | ESCALATED ALLOCATED COST 2013/14: 0; ESCALATED ALLOCATED COST 2014/15: 0; ESCALATED ALLOCATED COST 2015/16: 0; ESCALATED ALLOCATED COST 2016/17: 0; ESCALATED ALLOCATED COST 2017/18: 0; ESCALATED ALLOCATED COST 2018/19: 0; ESCALATED ALLOCATED COST 2019/20: 0; ESCALATED ALLOCATED COST 2020/21: 0; ESCALATED ALLOCATED COST 2021/22: 0; ESCALATED ALLOCATED COST 2022/23: 0; ESCALATED ALLOCATED COST 2023/24: 0; AVERAGE REPLACEMENT UNITS Avg 5 Yr: 0 | 0 | [14 empty] | 2025/26 | Step | 0% | 0 | 0 | 0 | 1 | 2 | 3 | 4 | 5 | 100% | 100% | 100% | 100% | 100% | 100% | 100% | 100% | 0 | 0 | 0 | 0 | 0 | 0 | 0 | 0 | Avg 5 Yr | 0 | 0 | 0 | 0 | 48.4 | 46.4 | 46.4 | 46.4 | 46.4 | Avg 3 Yr | 5% |  |  | 0 | 0 | 0 | 3242291.6602 | 4040475.7848 | 4281891.3569 | 4603697.3246 | 5736055.1745
I | I006 | Communications Linear Assets | ESCALATED ALLOCATED COST 2013/14: 0; ESCALATED ALLOCATED COST 2014/15: 0; ESCALATED ALLOCATED COST 2015/16: 0; ESCALATED ALLOCATED COST 2016/17: 0; ESCALATED ALLOCATED COST 2017/18: 0; ESCALATED ALLOCATED COST 2018/19: 0; ESCALATED ALLOCATED COST 2019/20: 0; ESCALATED ALLOCATED COST 2020/21: 0; ESCALATED ALLOCATED COST 2021/22: 0; ESCALATED ALLOCATED COST 2022/23: 0; ESCALATED ALLOCATED COST 2023/24: 0; AVERAGE REPLACEMENT UNITS Avg 5 Yr: 0 | 0 | [14 empty] | 2025/26 | Step | 0% | 0 | 0 | 0 | 1 | 2 | 3 | 4 | 5 | 100% | 100% | 100% | 100% | 100% | 100% | 100% | 100% | 0 | 0 | 0 | 3 | 0 | 0 | 0 | 8 | Avg 5 Yr | 0 | 0 | 0 | 0 | 4 | 3 | 3 | 3 | 3 | Avg 3 Yr | 5% |  |  | 0 | 10185450.5648 | 4272860.7481 | 547104.0786 | 685601.0413 | 1838667.5934 | 1853688.7803 | 3177428.7782
I | I007 | AFLC | ESCALATED ALLOCATED COST 2013/14: 0; ESCALATED ALLOCATED COST 2014/15: 0; ESCALATED ALLOCATED COST 2015/16: 0; ESCALATED ALLOCATED COST 2016/17: 0; ESCALATED ALLOCATED COST 2017/18: 0; ESCALATED ALLOCATED COST 2018/19: 0; ESCALATED ALLOCATED COST 2019/20: 0; ESCALATED ALLOCATED COST 2020/21: 0; ESCALATED ALLOCATED COST 2021/22: 0; ESCALATED ALLOCATED COST 2022/23: 0; ESCALATED ALLOCATED COST 2023/24: 0; AVERAGE REPLACEMENT UNITS Avg 5 Yr: 0 | 0 | [14 empty] | 2025/26 | Step | 0% | 0 | 0 | 0 | 1 | 2 | 3 | 4 | 5 | 100% | 100% | 100% | 100% | 100% | 100% | 100% | 100% | 0 | 0 | 0 | 0 | 1 | 0 | 0 | 0 | Avg 5 Yr | 0 | 0 | 0 | 0 | 0 | 1 | 0 | 0 | 0 | Avg 3 Yr | 5% |  |  | 243629.2113 | 103509.8161 | 49335.0808 | 24826.4019 | 2395.3324 | 0 | 0 | 0
I | I008 | Network Control Other | ESCALATED ALLOCATED COST 2013/14: 0; ESCALATED ALLOCATED COST 2014/15: 0; ESCALATED ALLOCATED COST 2015/16: 0; ESCALATED ALLOCATED COST 2016/17: 0; ESCALATED ALLOCATED COST 2017/18: 0; ESCALATED ALLOCATED COST 2018/19: 0; ESCALATED ALLOCATED COST 2019/20: 0; ESCALATED ALLOCATED COST 2020/21: 0; ESCALATED ALLOCATED COST 2021/22: 0; ESCALATED ALLOCATED COST 2022/23: 0; ESCALATED ALLOCATED COST 2023/24: 0; AVERAGE REPLACEMENT UNITS Avg 5 Yr: 0 | 0 | [14 empty] | 2025/26 | Step | 0% | 0 | 0 | 0 | 1 | 2 | 3 | 4 | 5 | 100% | 100% | 100% | 100% | 100% | 100% | 100% | 100% | 0 | 0 | 0 | 0 | 0 | 0 | 0 | 0 | Avg 5 Yr | 0 | 0 | 0 | 0 | 0 | 0 | 0 | 0 | 0 | Avg 3 Yr | 5% |  |  | 0 | 0 | 0 | 0 | 0 | 0 | 0 | 0
J | J001 | CURRENT TRANSFORMERS | ESCALATED ALLOCATED COST 2013/14: 0; ESCALATED ALLOCATED COST 2014/15: 0; ESCALATED ALLOCATED COST 2015/16: 0; ESCALATED ALLOCATED COST 2016/17: 0; ESCALATED ALLOCATED COST 2017/18: 0; ESCALATED ALLOCATED COST 2018/19: 0; ESCALATED ALLOCATED COST 2019/20: 0; ESCALATED ALLOCATED COST 2020/21: 0; ESCALATED ALLOCATED COST 2021/22: 0; ESCALATED ALLOCATED COST 2022/23: 0; ESCALATED ALLOCATED COST 2023/24: 0; AVERAGE REPLACEMENT UNITS Avg 5 Yr: 0 | 0 | [14 empty] | 2025/26 | Step | 0% | 0 | 0 | 0 | 1 | 2 | 3 | 4 | 5 | 100% | 100% | 100% | 100% | 100% | 100% | 100% | 100% | 0 | 20 | 25 | 21 | 71 | 45 | 88 | 30 | Avg 5 Yr | 0 | 0 | 20 | 25 | 21 | 71 | 45 | 88 | 30 | Avg 3 Yr | 5% |  |  | 2402559.5926 | 5819326.2995 | 4775991.3207 | 4034969.8817 | 3893524.8106 | 4445747.1476 | 1691472.3945 | 2453646.8558 |  | Instrument Transformer
J | J002 | VOLTAGE TRANSFORMERS | ESCALATED ALLOCATED COST 2013/14: 0; ESCALATED ALLOCATED COST 2014/15: 0; ESCALATED ALLOCATED COST 2015/16: 0; ESCALATED ALLOCATED COST 2016/17: 0; ESCALATED ALLOCATED COST 2017/18: 0; ESCALATED ALLOCATED COST 2018/19: 0; ESCALATED ALLOCATED COST 2019/20: 0; ESCALATED ALLOCATED COST 2020/21: 0; ESCALATED ALLOCATED COST 2021/22: 0; ESCALATED ALLOCATED COST 2022/23: 0; ESCALATED ALLOCATED COST 2023/24: 0; AVERAGE REPLACEMENT UNITS Avg 5 Yr: 0 | 0 | [14 empty] | 2025/26 | Step | 0% | 0 | 0 | 0 | 1 | 2 | 3 | 4 | 5 | 100% | 100% | 100% | 100% | 100% | 100% | 100% | 100% | 0 | 20 | 25 | 15 | 99 | 23 | 96 | 16 | Avg 5 Yr | 0 | 0 | 20 | 25 | 15 | 99 | 23 | 96 | 16 | Avg 3 Yr | 5% |  |  | 1522173.0222 | 5358981.5733 | 5237980.3242 | 3819438.0469 | 3670705.9009 | 4192393.8388 | 2231117.6217 | 2959622.2608 |  | Current Transformers | 4 | 3.9 | 4.4 | 1.7 | 2.5 | 16.5
J | J003 | CAPACITOR BANKS | ESCALATED ALLOCATED COST 2013/14: 0; ESCALATED ALLOCATED COST 2014/15: 0; ESCALATED ALLOCATED COST 2015/16: 0; ESCALATED ALLOCATED COST 2016/17: 0; ESCALATED ALLOCATED COST 2017/18: 0; ESCALATED ALLOCATED COST 2018/19: 0; ESCALATED ALLOCATED COST 2019/20: 0; ESCALATED ALLOCATED COST 2020/21: 0; ESCALATED ALLOCATED COST 2021/22: 0; ESCALATED ALLOCATED COST 2022/23: 0; ESCALATED ALLOCATED COST 2023/24: 0; AVERAGE REPLACEMENT UNITS Avg 5 Yr: 0 | 0 | [14 empty] | 2025/26 | Step | 0% | 0 | 0 | 0 | 1 | 2 | 3 | 4 | 5 | 100% | 100% | 100% | 100% | 100% | 100% | 100% | 100% | 0 | 0 | 0 | 0 | 0 | 0 | 0 | 0 | Avg 5 Yr | 0 | 0 | 0 | 0 | 0 | 0 | 0 | 0 | 0 | Avg 3 Yr | 5% |  |  | 0 | 0 | 0 | 0 | 0 | 0 | 0 | 0 |  | Voltage Transformers | 3.8 | 3.7 | 4.2 | 2.2 | 3 | 16.9
J | J004 | STATIC VAR COMPENSATOR | ESCALATED ALLOCATED COST 2013/14: 0; ESCALATED ALLOCATED COST 2014/15: 0; ESCALATED ALLOCATED COST 2015/16: 0; ESCALATED ALLOCATED COST 2016/17: 0; ESCALATED ALLOCATED COST 2017/18: 0; ESCALATED ALLOCATED COST 2018/19: 0; ESCALATED ALLOCATED COST 2019/20: 0; ESCALATED ALLOCATED COST 2020/21: 0; ESCALATED ALLOCATED COST 2021/22: 0; ESCALATED ALLOCATED COST 2022/23: 0; ESCALATED ALLOCATED COST 2023/24: 0; AVERAGE REPLACEMENT UNITS Avg 5 Yr: 0 | 0 | [14 empty] | 2025/26 | Step | 0% | 0 | 0 | 0 | 1 | 2 | 3 | 4 | 5 | 100% | 100% | 100% | 100% | 100% | 100% | 100% | 100% | 0 | 0 | 0 | 0 | 1 | 0 | 1 | 0 | Avg 5 Yr | 0 | 0 | 0 | 0 | 0 | 1 | 0 | 1 | 0 | Avg 3 Yr | 5% |  |  | 935 | 896.0136 | 131400.217 | 3171752.4288 | 2238832.849 | 675370.7067 | 294344.6081 | 0 |  | BC Total | 7.8 | 7.6 | 8.6 | 3.9 | 5.5 | 33.4
J | J005 | REGULATORS | ESCALATED ALLOCATED COST 2013/14: 0; ESCALATED ALLOCATED COST 2014/15: 0; ESCALATED ALLOCATED COST 2015/16: 0; ESCALATED ALLOCATED COST 2016/17: 0; ESCALATED ALLOCATED COST 2017/18: 0; ESCALATED ALLOCATED COST 2018/19: 0; ESCALATED ALLOCATED COST 2019/20: 0; ESCALATED ALLOCATED COST 2020/21: 0; ESCALATED ALLOCATED COST 2021/22: 0; ESCALATED ALLOCATED COST 2022/23: 0; ESCALATED ALLOCATED COST 2023/24: 0; AVERAGE REPLACEMENT UNITS Avg 5 Yr: 0 | 0 | [14 empty] | 2025/26 | Step | 0% | 0 | 0 | 0 | 1 | 2 | 3 | 4 | 5 | 100% | 100% | 100% | 100% | 100% | 100% | 100% | 100% | 0 | 0 | 0 | 0 | 0 | 0 | 0 | 0 | Avg 5 Yr | 0 | 0 | 0 | 0 | 0 | 0 | 0 | 0 | 0 | Avg 3 Yr | 5% |  |  | 0
J | J006 | OTHER | ESCALATED ALLOCATED COST 2013/14: 0; ESCALATED ALLOCATED COST 2014/15: 0; ESCALATED ALLOCATED COST 2015/16: 0; ESCALATED ALLOCATED COST 2016/17: 0; ESCALATED ALLOCATED COST 2017/18: 0; ESCALATED ALLOCATED COST 2018/19: 0; ESCALATED ALLOCATED COST 2019/20: 0; ESCALATED ALLOCATED COST 2020/21: 0; ESCALATED ALLOCATED COST 2021/22: 0; ESCALATED ALLOCATED COST 2022/23: 0; ESCALATED ALLOCATED COST 2023/24: 0; AVERAGE REPLACEMENT UNITS Avg 5 Yr: 0 | 0 | [14 empty] | 2025/26 | Step | 0% | 0 | 0 | 0 | 1 | 2 | 3 | 4 | 5 | 100% | 100% | 100% | 100% | 100% | 100% | 100% | 100% | 0 | 0 | 0 | 0 | 0 | 0 | 0 | 0 | Avg 5 Yr | 0 | 0 | 0 | 0 | 0 | 0 | 0 | 0 | 0 | Avg 3 Yr | 5% |  |  | 28220.5036 | 23148617.1507 | 24728037.8585 | 17061068.4132 | 15554895.9638 | 14691428.0099 | 20645717.1705 | 16202476.8353 |  | Qty | 36 | 170 | 68 | 184 | 46 | 504
|  | TOTAL DIRECT COST | 0 | 0 | 0 | 0 | 0 | 0 | 0 | 0 | 0 | 0 | 0 | 0 | 0 | 0 | 0 | 0 | 0 | 0 | 0 | 0 | 0 | 0 | [69 empty] | 24089682 | 111953242.8297 | 96943447.2962 | 80173931.5449 | 80729365.5287 | 91172931.7568 | 99266447.8959 | 105227140.8063 | 456569817.5326
|  | Nailing Rate % | UNITS 2013/14: #DIV/0!; UNITS 2014/15: #DIV/0!; UNITS 2015/16: #DIV/0!; UNITS 2016/17: #DIV/0!; UNITS 2017/18: #DIV/0!; UNITS 2018/19: #DIV/0!; UNITS 2019/20: #DIV/0! | [65 empty] | RTS
A1 |  | Nails | 0 | 0 | 0 | 0 | 0 | 0 | 0 | 0 | 0 | 0 | 0 | 0 | 0 | 0 | 0 | 0 | 0 | 0 | 0 | 0 | 0 | 0 | 0 | 0 | 0 | 0 | 0 | 0 | 0 | 0 | 0 | 0 | 0 | [46 empty] | 0 | 0 | 0 | 0 | 0 | 0 | 0 | 0 |  |  |  |  | 0 | 0 | 0 | 0 | 0 | 0 | 0 | 0 |  | Comms | 2.2683 | 2.2681 | 2.2681 | 2.2681 | 2.2681 | 11.3406
A |  | Poles | 0 | 0 | 0 | 0 | 0 | 0 | 0 | 0 | 0 | 0 | 0 | 0 | 0 | 0 | 0 | 0 | 0 | 0 | 0 | 0 | 0 | 0 | 0 | 0 | 0 | 0 | 0 | 0 | 0 | 0 | 0 | 0 | 0 | [46 empty] | 0 | 0 | 0 | 0 | 0 | 0 | 0 | 0 |  |  |  |  | 0 | 0 | 0 | 0 | 0 | 0 | 0 | 0
B |  | Pole Tops | 0 | 0 | 0 | 0 | 0 | 0 | 0 | 0 | 0 | 0 | 0 | 0 | 0 | 0 | 0 | 0 | 0 | 0 | 0 | 0 | 0 | 0 | 0 | 0 | 0 | 0 | 0 | 0 | 0 | 0 | 0 | 0 | 0 | [46 empty] | 0 | 0 | 0 | 0 | 0 | 0 | 0 | 0 |  |  |  |  | 0 | 0 | 0 | 0 | 0 | 0 | 0 | 0
C |  | Conductor | 0 | 0 | 0 | 0 | 0 | 0 | 0 | 0 | 0 | 0 | 0 | 0 | 0 | 0 | 0 | 0 | 0 | 0 | 0 | 0 | 0 | 0 | 0 | 0 | 0 | 0 | 0 | 0 | 0 | 0 | 0 | 0 | 0 | [46 empty] | 0 | 3 | 1 | 0 | 0 | 0 | 0 | 0 |  |  |  |  | 0 | 5531512.7435 | 1867381.621 | 0 | 0 | 0 | 0 | 0 |  | RTS
D |  | Underground Cables | 0 | 0 | 0 | 0 | 0 | 0 | 0 | 0 | 0 | 0 | 0 | 0 | 0 | 0 | 0 | 0 | 0 | 0 | 0 | 0 | 0 | 0 | 0 | 0 | 0 | 0 | 0 | 0 | 0 | 0 | 0 | 0 | 0 | [46 empty] | 0 | 0.4 | 0.001 | 0 | 4.525 | 0 | 0 | 6.701 |  |  |  |  | 124561.607 | 3343616.116 | 2410474.8476 | 882217.9568 | 533987.8515 | 692180.0182 | 896565.9078 | 1630214.0248 |  | PQ | 0.12343 | 0.1234 | 0.1234 | 0.1234 | 0.12341 | 0.61704
E |  | Services | 0 | 0 | 0 | 0 | 0 | 0 | 0 | 0 | 0 | 0 | 0 | 0 | 0 | 0 | 0 | 0 | 0 | 0 | 0 | 0 | 0 | 0 | 0 | 0 | 0 | 0 | 0 | 0 | 0 | 0 | 0 | 0 | 0 | [46 empty] | 0 | 0 | 0 | 0 | 0 | 0 | 0 | 0 |  |  |  |  | 0 | 0 | 0 | 0 | 0 | 0 | 0 | 0 |  | Protection Relay | 1.0607 | 1.0606 | 1.0606 | 1.0606 | 1.0606 | 5.3031
F |  | Transformers | 0 | 0 | 0 | 0 | 0 | 0 | 0 | 0 | 0 | 0 | 0 | 0 | 0 | 0 | 0 | 0 | 0 | 0 | 0 | 0 | 0 | 0 | 0 | 0 | 0 | 0 | 0 | 0 | 0 | 0 | 0 | 0 | 0 | [46 empty] | 0 | 1 | 3 | 4 | 5 | 14 | 6 | 11 |  |  |  |  | 4761216.2888 | 14251636.3896 | 8615907.2326 | 10558041.3035 | 13202270.1715 | 15292915.705 | 21065285.6217 | 25671144.0804 |  | Substation Plant | 12.2674 | 12.2655 | 12.2654 | 12.2656 | 12.2655 | 61.3295
G |  | Switchgear | 0 | 0 | 0 | 0 | 0 | 0 | 0 | 0 | 0 | 0 | 0 | 0 | 0 | 0 | 0 | 0 | 0 | 0 | 0 | 0 | 0 | 0 | 0 | 0 | 0 | 0 | 0 | 0 | 0 | 0 | 0 | 0 | 0 | [46 empty] | 0 | 10 | 55 | 51 | 117 | 91 | 107 | 87 |  |  |  |  | 6447146.6179 | 19187456.3935 | 15590661.4521 | 10873373.3265 | 10450915.8879 | 11849135.2939 | 10047401.5019 | 11669454.8247 |  | BC Total | 13.4516 | 13.4495 | 13.4494 | 13.4496 | 13.4495 | 67.2496
H |  | Public Lighting | 0 | 0 | 0 | 0 | 0 | 0 | 0 | 0 | 0 | 0 | 0 | 0 | 0 | 0 | 0 | 0 | 0 | 0 | 0 | 0 | 0 | 0 | 0 | 0 | 0 | 0 | 0 | 0 | 0 | 0 | 0 | 0 | 0 | [46 empty] | 0 | 0 | 0 | 0 | 0 | 0 | 0 | 0 |  |  |  |  | 0 | 0 | 0 | 0 | 0 | 0 | 0 | 0
I |  | SCADA, Protection & Control | 0 | 0 | 0 | 0 | 0 | 0 | 0 | 0 | 0 | 0 | 0 | 0 | 0 | 0 | 0 | 0 | 0 | 0 | 0 | 0 | 0 | 0 | 0 | 0 | 0 | 0 | 0 | 0 | 0 | 0 | 0 | 0 | 0 | [46 empty] | 0 | 52 | 102 | 272.2 | 503.2 | 432 | 384.2 | 415 |  |  |  |  | 8802869.368 | 35311200.15 | 33585612.4224 | 29773070.1875 | 31184232.0935 | 39333761.0366 | 42394543.0697 | 44640581.9244
J |  | Other | 0 | 0 | 0 | 0 | 0 | 0 | 0 | 0 | 0 | 0 | 0 | 0 | 0 | 0 | 0 | 0 | 0 | 0 | 0 | 0 | 0 | 0 | 0 | 0 | 0 | 0 | 0 | 0 | 0 | 0 | 0 | 0 | 0 | [46 empty] | 0 | 40 | 50 | 36 | 171 | 68 | 185 | 46 |  |  |  |  | 3953888.1184 | 34327821.0371 | 34873409.7204 | 28087228.7706 | 25357959.5242 | 24004939.703 | 24862651.7948 | 21615745.9519
|  |  | 0 | 0 | 0 | 0 | 0 | 0 | 0 | 0 | 0 | 0 | 0 | 0 | 0 | 0 | 0 | 0 | 0 | 0 | 0 | 0 | 0 | 0 | [69 empty] | 24089682 | 111953242.8297 | 96943447.2962 | 80173931.5449 | 80729365.5287 | 91172931.7568 | 99266447.8959 | 105227140.8063 | 456569817.5326 | DC System | 0.75 | 0.86 | 0.84 | 0.98 | 0.82 | 4.25

## Comms (hidden)
Base Rates
[13 empty] | Escalation | 2024/25
[13 empty] | Eaclation % | [32 empty] | Escalated to 2024/25 |  | N
[13 empty] | 134.5% | 132.5% | 131.2% | 128.7% | 126.1% | 124.1% | 124.5% | 119.9% | 113% | 106.3% | [10 empty] | Include 2022/23 |  | N | [10 empty] | Include 2022/23 |  | N
Group | Cat | P1 DEFECTS | ALLOCATED COSTS | [9 empty] | ESCALATED ALLOCATED COST | [9 empty] | UNITS | [9 empty] | AVERAGE REPLACEMENT UNITS |  |  | UNIT RATES | [9 empty] | AVERAGE UNIT RATES |  |  | Deta % |  |  | Starting Yr Logic | [7 empty] | Increment Logic | [7 empty] | Manual Qty | [7 empty] | Base Case |  | Forecast Unit | [7 empty] | UNIT COST RATE | [11 empty] | Remarks
Code | Code | RIN ASSET CATEGORY | 2013/14 | 2014/15 | 2015/16 | 2016/17 | 2017/18 | 2018/19 | 2019/20 | 2020/21 | 2021/22 | 2022/23 | 2013/14 | 2014/15 | 2015/16 | 2016/17 | 2017/18 | 2018/19 | 2019/20 | 2020/21 | 2021/22 | 2022/23 | 2013/14 | 2014/15 | 2015/16 | 2016/17 | 2017/18 | 2018/19 | 2019/20 | 2020/21 | 2021/22 | 2022/23 | Avg 5 Yr | Avg 3 Yr | Last Yr | 2013/14 | 2014/15 | 2015/16 | 2016/17 | 2017/18 | 2018/19 | 2019/20 | 2020/21 | 2021/22 | 2022/23 | Avg 5 Yr | Avg 3 Yr | Last Yr | Start Yr | Increment | % | 2022/23 | 2023/24 | 2024/25 | 2025/26 | 2026/27 | 2027/28 | 2028/29 | 2029/30 | 2022/23 | 2023/24 | 2024/25 | 2025/26 | 2026/27 | 2027/28 | 2028/29 | 2029/30 | 2022/23 | 2023/24 | 2024/25 | 2025/26 | 2026/27 | 2027/28 | 2028/29 | 2029/30 |  |  | 2022/23 | 2023/24 | 2024/25 | 2025/26 | 2026/27 | 2027/28 | 2028/29 | 2029/30 | Type | Escalate | Manual | APPLIED | 2022/23 | 2023/24 | 2024/25 | 2025/26 | 2026/27 | 2027/28 | 2028/29 | 2029/30
A1 | A001 | Staking of a wooden pole | ESCALATED ALLOCATED COST 2013/14: 0; ESCALATED ALLOCATED COST 2014/15: 0; ESCALATED ALLOCATED COST 2015/16: 0; ESCALATED ALLOCATED COST 2016/17: 0; ESCALATED ALLOCATED COST 2017/18: 0; ESCALATED ALLOCATED COST 2018/19: 0; ESCALATED ALLOCATED COST 2019/20: 0; ESCALATED ALLOCATED COST 2020/21: 0; ESCALATED ALLOCATED COST 2021/22: 0; ESCALATED ALLOCATED COST 2022/23: 0; AVERAGE REPLACEMENT UNITS Avg 5 Yr: 0 | 0 | [13 empty] | 2025/26 | Compound | 0% | 0 | 0 | 0 | 1 | 2 | 3 | 4 | 5 | 100% | 100% | 100% | 100% | 100% | 100% | 100% | 100% | [8 empty] | Avg 5 Yr | 0 | 0 | 0 | 0 | 0 | 0 | 0 | 0 | 0 | Avg 3 Yr | 5%
A | A002 | ˂ = 1 kV; Wood | ESCALATED ALLOCATED COST 2013/14: 0; ESCALATED ALLOCATED COST 2014/15: 0; ESCALATED ALLOCATED COST 2015/16: 0; ESCALATED ALLOCATED COST 2016/17: 0; ESCALATED ALLOCATED COST 2017/18: 0; ESCALATED ALLOCATED COST 2018/19: 0; ESCALATED ALLOCATED COST 2019/20: 0; ESCALATED ALLOCATED COST 2020/21: 0; ESCALATED ALLOCATED COST 2021/22: 0; ESCALATED ALLOCATED COST 2022/23: 0; AVERAGE REPLACEMENT UNITS Avg 5 Yr: 0 | 0 | [13 empty] | 2025/26 | Step | 0% | 0 | 0 | 0 | 1 | 2 | 3 | 4 | 5 | 100% | 100% | 100% | 100% | 100% | 100% | 100% | 100% | [8 empty] | Avg 5 Yr | 0 | 0 | 0 | 0 | 0 | 0 | 0 | 0 | 0 | Avg 3 Yr | 5%
A | A003 | > 1 kV & < = 11 kV; Wood | ESCALATED ALLOCATED COST 2013/14: 0; ESCALATED ALLOCATED COST 2014/15: 0; ESCALATED ALLOCATED COST 2015/16: 0; ESCALATED ALLOCATED COST 2016/17: 0; ESCALATED ALLOCATED COST 2017/18: 0; ESCALATED ALLOCATED COST 2018/19: 0; ESCALATED ALLOCATED COST 2019/20: 0; ESCALATED ALLOCATED COST 2020/21: 0; ESCALATED ALLOCATED COST 2021/22: 0; ESCALATED ALLOCATED COST 2022/23: 0; AVERAGE REPLACEMENT UNITS Avg 5 Yr: 0 | 0 | [13 empty] | 2025/26 | Linear | 0% | 0 | 0 | 0 | 1 | 2 | 3 | 4 | 5 | 100% | 100% | 100% | 100% | 100% | 100% | 100% | 100% | [8 empty] | Avg 5 Yr | 0 | 0 | 0 | 0 | 0 | 0 | 0 | 0 | 0 | Avg 3 Yr | 5%
A | A004 | ˃ 11 kV & < = 22 kV; Wood | ESCALATED ALLOCATED COST 2013/14: 0; ESCALATED ALLOCATED COST 2014/15: 0; ESCALATED ALLOCATED COST 2015/16: 0; ESCALATED ALLOCATED COST 2016/17: 0; ESCALATED ALLOCATED COST 2017/18: 0; ESCALATED ALLOCATED COST 2018/19: 0; ESCALATED ALLOCATED COST 2019/20: 0; ESCALATED ALLOCATED COST 2020/21: 0; ESCALATED ALLOCATED COST 2021/22: 0; ESCALATED ALLOCATED COST 2022/23: 0; AVERAGE REPLACEMENT UNITS Avg 5 Yr: 0 | 0 | [13 empty] | 2025/26 | Step | 0% | 0 | 0 | 0 | 1 | 2 | 3 | 4 | 5 | 100% | 100% | 100% | 100% | 100% | 100% | 100% | 100% | [8 empty] | Avg 5 Yr | 0 | 0 | 0 | 0 | 0 | 0 | 0 | 0 | 0 | Avg 3 Yr | 5%
A | A005 | > 22 kV & < = 66 kV; Wood | ESCALATED ALLOCATED COST 2013/14: 0; ESCALATED ALLOCATED COST 2014/15: 0; ESCALATED ALLOCATED COST 2015/16: 0; ESCALATED ALLOCATED COST 2016/17: 0; ESCALATED ALLOCATED COST 2017/18: 0; ESCALATED ALLOCATED COST 2018/19: 0; ESCALATED ALLOCATED COST 2019/20: 0; ESCALATED ALLOCATED COST 2020/21: 0; ESCALATED ALLOCATED COST 2021/22: 0; ESCALATED ALLOCATED COST 2022/23: 0; AVERAGE REPLACEMENT UNITS Avg 5 Yr: 0 | 0 | [13 empty] | 2025/26 | Step | 0% | 0 | 0 | 0 | 1 | 2 | 3 | 4 | 5 | 100% | 100% | 100% | 100% | 100% | 100% | 100% | 100% | [8 empty] | Avg 5 Yr | 0 | 0 | 0 | 0 | 0 | 0 | 0 | 0 | 0 | Avg 3 Yr | 5%
A | A006 | > 66 kV & < = 132 kV; Wood | ESCALATED ALLOCATED COST 2013/14: 0; ESCALATED ALLOCATED COST 2014/15: 0; ESCALATED ALLOCATED COST 2015/16: 0; ESCALATED ALLOCATED COST 2016/17: 0; ESCALATED ALLOCATED COST 2017/18: 0; ESCALATED ALLOCATED COST 2018/19: 0; ESCALATED ALLOCATED COST 2019/20: 0; ESCALATED ALLOCATED COST 2020/21: 0; ESCALATED ALLOCATED COST 2021/22: 0; ESCALATED ALLOCATED COST 2022/23: 0; AVERAGE REPLACEMENT UNITS Avg 5 Yr: 0 | 0 | [13 empty] | 2025/26 | Step | 0% | 0 | 0 | 0 | 1 | 2 | 3 | 4 | 5 | 100% | 100% | 100% | 100% | 100% | 100% | 100% | 100% | [8 empty] | Avg 5 Yr | 0 | 0 | 0 | 0 | 0 | 0 | 0 | 0 | 0 | Avg 3 Yr | 5%
A | A007 | > 132 kV; Wood | ESCALATED ALLOCATED COST 2013/14: 0; ESCALATED ALLOCATED COST 2014/15: 0; ESCALATED ALLOCATED COST 2015/16: 0; ESCALATED ALLOCATED COST 2016/17: 0; ESCALATED ALLOCATED COST 2017/18: 0; ESCALATED ALLOCATED COST 2018/19: 0; ESCALATED ALLOCATED COST 2019/20: 0; ESCALATED ALLOCATED COST 2020/21: 0; ESCALATED ALLOCATED COST 2021/22: 0; ESCALATED ALLOCATED COST 2022/23: 0; AVERAGE REPLACEMENT UNITS Avg 5 Yr: 0 | 0 | [13 empty] | 2025/26 | Step | 0% | 0 | 0 | 0 | 1 | 2 | 3 | 4 | 5 | 100% | 100% | 100% | 100% | 100% | 100% | 100% | 100% | [8 empty] | Avg 5 Yr | 0 | 0 | 0 | 0 | 0 | 0 | 0 | 0 | 0 | Avg 3 Yr | 5%
A | A008 | ˂ = 1 kV; Concrete | ESCALATED ALLOCATED COST 2013/14: 0; ESCALATED ALLOCATED COST 2014/15: 0; ESCALATED ALLOCATED COST 2015/16: 0; ESCALATED ALLOCATED COST 2016/17: 0; ESCALATED ALLOCATED COST 2017/18: 0; ESCALATED ALLOCATED COST 2018/19: 0; ESCALATED ALLOCATED COST 2019/20: 0; ESCALATED ALLOCATED COST 2020/21: 0; ESCALATED ALLOCATED COST 2021/22: 0; ESCALATED ALLOCATED COST 2022/23: 0; AVERAGE REPLACEMENT UNITS Avg 5 Yr: 0 | 0 | [13 empty] | 2025/26 | Step | 0% | 0 | 0 | 0 | 1 | 2 | 3 | 4 | 5 | 100% | 100% | 100% | 100% | 100% | 100% | 100% | 100% | [8 empty] | Avg 5 Yr | 0 | 0 | 0 | 0 | 0 | 0 | 0 | 0 | 0 | Avg 3 Yr | 5%
A | A009 | > 1 kV & < = 11 kV; Concrete | ESCALATED ALLOCATED COST 2013/14: 0; ESCALATED ALLOCATED COST 2014/15: 0; ESCALATED ALLOCATED COST 2015/16: 0; ESCALATED ALLOCATED COST 2016/17: 0; ESCALATED ALLOCATED COST 2017/18: 0; ESCALATED ALLOCATED COST 2018/19: 0; ESCALATED ALLOCATED COST 2019/20: 0; ESCALATED ALLOCATED COST 2020/21: 0; ESCALATED ALLOCATED COST 2021/22: 0; ESCALATED ALLOCATED COST 2022/23: 0; AVERAGE REPLACEMENT UNITS Avg 5 Yr: 0 | 0 | [13 empty] | 2025/26 | Step | 0% | 0 | 0 | 0 | 1 | 2 | 3 | 4 | 5 | 100% | 100% | 100% | 100% | 100% | 100% | 100% | 100% | [8 empty] | Avg 5 Yr | 0 | 0 | 0 | 0 | 0 | 0 | 0 | 0 | 0 | Avg 3 Yr | 5%
A | A010 | ˃ 11 kV & < = 22 kV; Concrete | ESCALATED ALLOCATED COST 2013/14: 0; ESCALATED ALLOCATED COST 2014/15: 0; ESCALATED ALLOCATED COST 2015/16: 0; ESCALATED ALLOCATED COST 2016/17: 0; ESCALATED ALLOCATED COST 2017/18: 0; ESCALATED ALLOCATED COST 2018/19: 0; ESCALATED ALLOCATED COST 2019/20: 0; ESCALATED ALLOCATED COST 2020/21: 0; ESCALATED ALLOCATED COST 2021/22: 0; ESCALATED ALLOCATED COST 2022/23: 0; AVERAGE REPLACEMENT UNITS Avg 5 Yr: 0 | 0 | [13 empty] | 2025/26 | Step | 0% | 0 | 0 | 0 | 1 | 2 | 3 | 4 | 5 | 100% | 100% | 100% | 100% | 100% | 100% | 100% | 100% | [8 empty] | Avg 5 Yr | 0 | 0 | 0 | 0 | 0 | 0 | 0 | 0 | 0 | Avg 3 Yr | 5%
A | A011 | > 22 kV & < = 66 kV; Concrete | ESCALATED ALLOCATED COST 2013/14: 0; ESCALATED ALLOCATED COST 2014/15: 0; ESCALATED ALLOCATED COST 2015/16: 0; ESCALATED ALLOCATED COST 2016/17: 0; ESCALATED ALLOCATED COST 2017/18: 0; ESCALATED ALLOCATED COST 2018/19: 0; ESCALATED ALLOCATED COST 2019/20: 0; ESCALATED ALLOCATED COST 2020/21: 0; ESCALATED ALLOCATED COST 2021/22: 0; ESCALATED ALLOCATED COST 2022/23: 0; AVERAGE REPLACEMENT UNITS Avg 5 Yr: 0 | 0 | [13 empty] | 2025/26 | Step | 0% | 0 | 0 | 0 | 1 | 2 | 3 | 4 | 5 | 100% | 100% | 100% | 100% | 100% | 100% | 100% | 100% | [8 empty] | Avg 5 Yr | 0 | 0 | 0 | 0 | 0 | 0 | 0 | 0 | 0 | Avg 3 Yr | 5%
A | A012 | > 66 kV & < = 132 kV; Concrete | ESCALATED ALLOCATED COST 2013/14: 0; ESCALATED ALLOCATED COST 2014/15: 0; ESCALATED ALLOCATED COST 2015/16: 0; ESCALATED ALLOCATED COST 2016/17: 0; ESCALATED ALLOCATED COST 2017/18: 0; ESCALATED ALLOCATED COST 2018/19: 0; ESCALATED ALLOCATED COST 2019/20: 0; ESCALATED ALLOCATED COST 2020/21: 0; ESCALATED ALLOCATED COST 2021/22: 0; ESCALATED ALLOCATED COST 2022/23: 0; AVERAGE REPLACEMENT UNITS Avg 5 Yr: 0 | 0 | [13 empty] | 2025/26 | Step | 0% | 0 | 0 | 0 | 1 | 2 | 3 | 4 | 5 | 100% | 100% | 100% | 100% | 100% | 100% | 100% | 100% | [8 empty] | Avg 5 Yr | 0 | 0 | 0 | 0 | 0 | 0 | 0 | 0 | 0 | Avg 3 Yr | 5%
A | A013 | > 132 kV; Concrete | ESCALATED ALLOCATED COST 2013/14: 0; ESCALATED ALLOCATED COST 2014/15: 0; ESCALATED ALLOCATED COST 2015/16: 0; ESCALATED ALLOCATED COST 2016/17: 0; ESCALATED ALLOCATED COST 2017/18: 0; ESCALATED ALLOCATED COST 2018/19: 0; ESCALATED ALLOCATED COST 2019/20: 0; ESCALATED ALLOCATED COST 2020/21: 0; ESCALATED ALLOCATED COST 2021/22: 0; ESCALATED ALLOCATED COST 2022/23: 0; AVERAGE REPLACEMENT UNITS Avg 5 Yr: 0 | 0 | [13 empty] | 2025/26 | Step | 0% | 0 | 0 | 0 | 1 | 2 | 3 | 4 | 5 | 100% | 100% | 100% | 100% | 100% | 100% | 100% | 100% | [8 empty] | Avg 5 Yr | 0 | 0 | 0 | 0 | 0 | 0 | 0 | 0 | 0 | Avg 3 Yr | 5%
A | A014 | ˂ = 1 kV; Steel | ESCALATED ALLOCATED COST 2013/14: 0; ESCALATED ALLOCATED COST 2014/15: 0; ESCALATED ALLOCATED COST 2015/16: 0; ESCALATED ALLOCATED COST 2016/17: 0; ESCALATED ALLOCATED COST 2017/18: 0; ESCALATED ALLOCATED COST 2018/19: 0; ESCALATED ALLOCATED COST 2019/20: 0; ESCALATED ALLOCATED COST 2020/21: 0; ESCALATED ALLOCATED COST 2021/22: 0; ESCALATED ALLOCATED COST 2022/23: 0; AVERAGE REPLACEMENT UNITS Avg 5 Yr: 0 | 0 | [13 empty] | 2025/26 | Step | 0% | 0 | 0 | 0 | 1 | 2 | 3 | 4 | 5 | 100% | 100% | 100% | 100% | 100% | 100% | 100% | 100% | [8 empty] | Avg 5 Yr | 0 | 0 | 0 | 0 | 0 | 0 | 0 | 0 | 0 | Avg 3 Yr | 5%
A | A015 | > 1 kV & < = 11 kV; Steel | ESCALATED ALLOCATED COST 2013/14: 0; ESCALATED ALLOCATED COST 2014/15: 0; ESCALATED ALLOCATED COST 2015/16: 0; ESCALATED ALLOCATED COST 2016/17: 0; ESCALATED ALLOCATED COST 2017/18: 0; ESCALATED ALLOCATED COST 2018/19: 0; ESCALATED ALLOCATED COST 2019/20: 0; ESCALATED ALLOCATED COST 2020/21: 0; ESCALATED ALLOCATED COST 2021/22: 0; ESCALATED ALLOCATED COST 2022/23: 0; AVERAGE REPLACEMENT UNITS Avg 5 Yr: 0 | 0 | [13 empty] | 2025/26 | Step | 0% | 0 | 0 | 0 | 1 | 2 | 3 | 4 | 5 | 100% | 100% | 100% | 100% | 100% | 100% | 100% | 100% | [8 empty] | Avg 5 Yr | 0 | 0 | 0 | 0 | 0 | 0 | 0 | 0 | 0 | Avg 3 Yr | 5%
A | A016 | ˃ 11 kV & < = 22 kV; Steel | ESCALATED ALLOCATED COST 2013/14: 0; ESCALATED ALLOCATED COST 2014/15: 0; ESCALATED ALLOCATED COST 2015/16: 0; ESCALATED ALLOCATED COST 2016/17: 0; ESCALATED ALLOCATED COST 2017/18: 0; ESCALATED ALLOCATED COST 2018/19: 0; ESCALATED ALLOCATED COST 2019/20: 0; ESCALATED ALLOCATED COST 2020/21: 0; ESCALATED ALLOCATED COST 2021/22: 0; ESCALATED ALLOCATED COST 2022/23: 0; AVERAGE REPLACEMENT UNITS Avg 5 Yr: 0 | 0 | [13 empty] | 2025/26 | Step | 0% | 0 | 0 | 0 | 1 | 2 | 3 | 4 | 5 | 100% | 100% | 100% | 100% | 100% | 100% | 100% | 100% | [8 empty] | Avg 5 Yr | 0 | 0 | 0 | 0 | 0 | 0 | 0 | 0 | 0 | Avg 3 Yr | 5%
A | A017 | > 22 kV & < = 66 kV; Steel | ESCALATED ALLOCATED COST 2013/14: 0; ESCALATED ALLOCATED COST 2014/15: 0; ESCALATED ALLOCATED COST 2015/16: 0; ESCALATED ALLOCATED COST 2016/17: 0; ESCALATED ALLOCATED COST 2017/18: 0; ESCALATED ALLOCATED COST 2018/19: 0; ESCALATED ALLOCATED COST 2019/20: 0; ESCALATED ALLOCATED COST 2020/21: 0; ESCALATED ALLOCATED COST 2021/22: 0; ESCALATED ALLOCATED COST 2022/23: 0; AVERAGE REPLACEMENT UNITS Avg 5 Yr: 0 | 0 | [13 empty] | 2025/26 | Step | 0% | 0 | 0 | 0 | 1 | 2 | 3 | 4 | 5 | 100% | 100% | 100% | 100% | 100% | 100% | 100% | 100% | [8 empty] | Avg 5 Yr | 0 | 0 | 0 | 0 | 0 | 0 | 0 | 0 | 0 | Avg 3 Yr | 5%
A | A018 | > 66 kV & < = 132 kV; Steel | ESCALATED ALLOCATED COST 2013/14: 0; ESCALATED ALLOCATED COST 2014/15: 0; ESCALATED ALLOCATED COST 2015/16: 0; ESCALATED ALLOCATED COST 2016/17: 0; ESCALATED ALLOCATED COST 2017/18: 0; ESCALATED ALLOCATED COST 2018/19: 0; ESCALATED ALLOCATED COST 2019/20: 0; ESCALATED ALLOCATED COST 2020/21: 0; ESCALATED ALLOCATED COST 2021/22: 0; ESCALATED ALLOCATED COST 2022/23: 0; AVERAGE REPLACEMENT UNITS Avg 5 Yr: 0 | 0 | [13 empty] | 2025/26 | Step | 0% | 0 | 0 | 0 | 1 | 2 | 3 | 4 | 5 | 100% | 100% | 100% | 100% | 100% | 100% | 100% | 100% | [8 empty] | Avg 5 Yr | 0 | 0 | 0 | 0 | 0 | 0 | 0 | 0 | 0 | Avg 3 Yr | 5%
A | A019 | > 132 kV; Steel | ESCALATED ALLOCATED COST 2013/14: 0; ESCALATED ALLOCATED COST 2014/15: 0; ESCALATED ALLOCATED COST 2015/16: 0; ESCALATED ALLOCATED COST 2016/17: 0; ESCALATED ALLOCATED COST 2017/18: 0; ESCALATED ALLOCATED COST 2018/19: 0; ESCALATED ALLOCATED COST 2019/20: 0; ESCALATED ALLOCATED COST 2020/21: 0; ESCALATED ALLOCATED COST 2021/22: 0; ESCALATED ALLOCATED COST 2022/23: 0; AVERAGE REPLACEMENT UNITS Avg 5 Yr: 0 | 0 | [13 empty] | 2025/26 | Step | 0% | 0 | 0 | 0 | 1 | 2 | 3 | 4 | 5 | 100% | 100% | 100% | 100% | 100% | 100% | 100% | 100% | [8 empty] | Avg 5 Yr | 0 | 0 | 0 | 0 | 0 | 0 | 0 | 0 | 0 | Avg 3 Yr | 5%
A | A020 | Poles Other | ESCALATED ALLOCATED COST 2013/14: 0; ESCALATED ALLOCATED COST 2014/15: 0; ESCALATED ALLOCATED COST 2015/16: 0; ESCALATED ALLOCATED COST 2016/17: 0; ESCALATED ALLOCATED COST 2017/18: 0; ESCALATED ALLOCATED COST 2018/19: 0; ESCALATED ALLOCATED COST 2019/20: 0; ESCALATED ALLOCATED COST 2020/21: 0; ESCALATED ALLOCATED COST 2021/22: 0; ESCALATED ALLOCATED COST 2022/23: 0; AVERAGE REPLACEMENT UNITS Avg 5 Yr: 0 | 0 | [13 empty] | 2025/26 | Step | 0% | 0 | 0 | 0 | 1 | 2 | 3 | 4 | 5 | 100% | 100% | 100% | 100% | 100% | 100% | 100% | 100% | [8 empty] | Avg 5 Yr | 0 | 0 | 0 | 0 | 0 | 0 | 0 | 0 | 0 | Avg 3 Yr | 5%
B | B001 | ˂ = 1 kV | ESCALATED ALLOCATED COST 2013/14: 0; ESCALATED ALLOCATED COST 2014/15: 0; ESCALATED ALLOCATED COST 2015/16: 0; ESCALATED ALLOCATED COST 2016/17: 0; ESCALATED ALLOCATED COST 2017/18: 0; ESCALATED ALLOCATED COST 2018/19: 0; ESCALATED ALLOCATED COST 2019/20: 0; ESCALATED ALLOCATED COST 2020/21: 0; ESCALATED ALLOCATED COST 2021/22: 0; ESCALATED ALLOCATED COST 2022/23: 0; AVERAGE REPLACEMENT UNITS Avg 5 Yr: 0 | 0 | [13 empty] | 2025/26 | Step | 0% | 0 | 0 | 0 | 1 | 2 | 3 | 4 | 5 | 100% | 100% | 100% | 100% | 100% | 100% | 100% | 100% | [8 empty] | Avg 5 Yr | 0 | 0 | 0 | 0 | 0 | 0 | 0 | 0 | 0 | Avg 3 Yr | 5%
B | B002 | > 1 kV & < = 11 kV | ESCALATED ALLOCATED COST 2013/14: 0; ESCALATED ALLOCATED COST 2014/15: 0; ESCALATED ALLOCATED COST 2015/16: 0; ESCALATED ALLOCATED COST 2016/17: 0; ESCALATED ALLOCATED COST 2017/18: 0; ESCALATED ALLOCATED COST 2018/19: 0; ESCALATED ALLOCATED COST 2019/20: 0; ESCALATED ALLOCATED COST 2020/21: 0; ESCALATED ALLOCATED COST 2021/22: 0; ESCALATED ALLOCATED COST 2022/23: 0; AVERAGE REPLACEMENT UNITS Avg 5 Yr: 0 | 0 | [13 empty] | 2025/26 | Step | 0% | 0 | 0 | 0 | 1 | 2 | 3 | 4 | 5 | 100% | 100% | 100% | 100% | 100% | 100% | 100% | 100% | [8 empty] | Avg 5 Yr | 0 | 0 | 0 | 0 | 0 | 0 | 0 | 0 | 0 | Avg 3 Yr | 5%
B | B003 | ˃ 11 kV & < = 22 kV | ESCALATED ALLOCATED COST 2013/14: 0; ESCALATED ALLOCATED COST 2014/15: 0; ESCALATED ALLOCATED COST 2015/16: 0; ESCALATED ALLOCATED COST 2016/17: 0; ESCALATED ALLOCATED COST 2017/18: 0; ESCALATED ALLOCATED COST 2018/19: 0; ESCALATED ALLOCATED COST 2019/20: 0; ESCALATED ALLOCATED COST 2020/21: 0; ESCALATED ALLOCATED COST 2021/22: 0; ESCALATED ALLOCATED COST 2022/23: 0; AVERAGE REPLACEMENT UNITS Avg 5 Yr: 0 | 0 | [13 empty] | 2025/26 | Step | 0% | 0 | 0 | 0 | 1 | 2 | 3 | 4 | 5 | 100% | 100% | 100% | 100% | 100% | 100% | 100% | 100% | [8 empty] | Avg 5 Yr | 0 | 0 | 0 | 0 | 0 | 0 | 0 | 0 | 0 | Avg 3 Yr | 5%
B | B004 | ˃ 22 kV & < = 66 kV | ESCALATED ALLOCATED COST 2013/14: 0; ESCALATED ALLOCATED COST 2014/15: 0; ESCALATED ALLOCATED COST 2015/16: 0; ESCALATED ALLOCATED COST 2016/17: 0; ESCALATED ALLOCATED COST 2017/18: 0; ESCALATED ALLOCATED COST 2018/19: 0; ESCALATED ALLOCATED COST 2019/20: 0; ESCALATED ALLOCATED COST 2020/21: 0; ESCALATED ALLOCATED COST 2021/22: 0; ESCALATED ALLOCATED COST 2022/23: 0; AVERAGE REPLACEMENT UNITS Avg 5 Yr: 0 | 0 | [13 empty] | 2025/26 | Step | 0% | 0 | 0 | 0 | 1 | 2 | 3 | 4 | 5 | 100% | 100% | 100% | 100% | 100% | 100% | 100% | 100% | [8 empty] | Avg 5 Yr | 0 | 0 | 0 | 0 | 0 | 0 | 0 | 0 | 0 | Avg 3 Yr | 5%
B | B005 | > 66 kV & < = 132 kV | ESCALATED ALLOCATED COST 2013/14: 0; ESCALATED ALLOCATED COST 2014/15: 0; ESCALATED ALLOCATED COST 2015/16: 0; ESCALATED ALLOCATED COST 2016/17: 0; ESCALATED ALLOCATED COST 2017/18: 0; ESCALATED ALLOCATED COST 2018/19: 0; ESCALATED ALLOCATED COST 2019/20: 0; ESCALATED ALLOCATED COST 2020/21: 0; ESCALATED ALLOCATED COST 2021/22: 0; ESCALATED ALLOCATED COST 2022/23: 0; AVERAGE REPLACEMENT UNITS Avg 5 Yr: 0 | 0 | [13 empty] | 2025/26 | Step | 0% | 0 | 0 | 0 | 1 | 2 | 3 | 4 | 5 | 100% | 100% | 100% | 100% | 100% | 100% | 100% | 100% | [8 empty] | Avg 5 Yr | 0 | 0 | 0 | 0 | 0 | 0 | 0 | 0 | 0 | Avg 3 Yr | 5%
B | B006 | > 132 kV | ESCALATED ALLOCATED COST 2013/14: 0; ESCALATED ALLOCATED COST 2014/15: 0; ESCALATED ALLOCATED COST 2015/16: 0; ESCALATED ALLOCATED COST 2016/17: 0; ESCALATED ALLOCATED COST 2017/18: 0; ESCALATED ALLOCATED COST 2018/19: 0; ESCALATED ALLOCATED COST 2019/20: 0; ESCALATED ALLOCATED COST 2020/21: 0; ESCALATED ALLOCATED COST 2021/22: 0; ESCALATED ALLOCATED COST 2022/23: 0; AVERAGE REPLACEMENT UNITS Avg 5 Yr: 0 | 0 | [13 empty] | 2025/26 | Step | 0% | 0 | 0 | 0 | 1 | 2 | 3 | 4 | 5 | 100% | 100% | 100% | 100% | 100% | 100% | 100% | 100% | [8 empty] | Avg 5 Yr | 0 | 0 | 0 | 0 | 0 | 0 | 0 | 0 | 0 | Avg 3 Yr | 5%
B | B007 | Pole Tops Other | ESCALATED ALLOCATED COST 2013/14: 0; ESCALATED ALLOCATED COST 2014/15: 0; ESCALATED ALLOCATED COST 2015/16: 0; ESCALATED ALLOCATED COST 2016/17: 0; ESCALATED ALLOCATED COST 2017/18: 0; ESCALATED ALLOCATED COST 2018/19: 0; ESCALATED ALLOCATED COST 2019/20: 0; ESCALATED ALLOCATED COST 2020/21: 0; ESCALATED ALLOCATED COST 2021/22: 0; ESCALATED ALLOCATED COST 2022/23: 0; AVERAGE REPLACEMENT UNITS Avg 5 Yr: 0 | 0 | [13 empty] | 2025/26 | Step | 0% | 0 | 0 | 0 | 1 | 2 | 3 | 4 | 5 | 100% | 100% | 100% | 100% | 100% | 100% | 100% | 100% | [8 empty] | Avg 5 Yr | 0 | 0 | 0 | 0 | 0 | 0 | 0 | 0 | 0 | Avg 3 Yr | 5%
C | C001 | ˂ = 1 kV | ESCALATED ALLOCATED COST 2013/14: 0; ESCALATED ALLOCATED COST 2014/15: 0; ESCALATED ALLOCATED COST 2015/16: 0; ESCALATED ALLOCATED COST 2016/17: 0; ESCALATED ALLOCATED COST 2017/18: 0; ESCALATED ALLOCATED COST 2018/19: 0; ESCALATED ALLOCATED COST 2019/20: 0; ESCALATED ALLOCATED COST 2020/21: 0; ESCALATED ALLOCATED COST 2021/22: 0; ESCALATED ALLOCATED COST 2022/23: 0; AVERAGE REPLACEMENT UNITS Avg 5 Yr: 0 | 0 | [13 empty] | 2025/26 | Step | 0% | 0 | 0 | 0 | 1 | 2 | 3 | 4 | 5 | 100% | 100% | 100% | 100% | 100% | 100% | 100% | 100% | [8 empty] | Avg 5 Yr | 0 | 0 | 0 | 0 | 0 | 0 | 0 | 0 | 0 | Avg 3 Yr | 5%
C | C002 | > 1 kV & < = 11 kV | ESCALATED ALLOCATED COST 2013/14: 0; ESCALATED ALLOCATED COST 2014/15: 0; ESCALATED ALLOCATED COST 2015/16: 0; ESCALATED ALLOCATED COST 2016/17: 0; ESCALATED ALLOCATED COST 2017/18: 0; ESCALATED ALLOCATED COST 2018/19: 0; ESCALATED ALLOCATED COST 2019/20: 0; ESCALATED ALLOCATED COST 2020/21: 0; ESCALATED ALLOCATED COST 2021/22: 0; ESCALATED ALLOCATED COST 2022/23: 0; AVERAGE REPLACEMENT UNITS Avg 5 Yr: 0 | 0 | [13 empty] | 2025/26 | Step | 0% | 0 | 0 | 0 | 1 | 2 | 3 | 4 | 5 | 100% | 100% | 100% | 100% | 100% | 100% | 100% | 100% | [8 empty] | Avg 5 Yr | 0 | 0 | 0 | 0 | 0 | 0 | 0 | 0 | 0 | Avg 3 Yr | 5%
C | C003 | ˃ 11 kV & < = 22 kV ; SWER | ESCALATED ALLOCATED COST 2013/14: 0; ESCALATED ALLOCATED COST 2014/15: 0; ESCALATED ALLOCATED COST 2015/16: 0; ESCALATED ALLOCATED COST 2016/17: 0; ESCALATED ALLOCATED COST 2017/18: 0; ESCALATED ALLOCATED COST 2018/19: 0; ESCALATED ALLOCATED COST 2019/20: 0; ESCALATED ALLOCATED COST 2020/21: 0; ESCALATED ALLOCATED COST 2021/22: 0; ESCALATED ALLOCATED COST 2022/23: 0; AVERAGE REPLACEMENT UNITS Avg 5 Yr: 0 | 0 | [13 empty] | 2025/26 | Step | 0% | 0 | 0 | 0 | 1 | 2 | 3 | 4 | 5 | 100% | 100% | 100% | 100% | 100% | 100% | 100% | 100% | [8 empty] | Avg 5 Yr | 0 | 0 | 0 | 0 | 0 | 0 | 0 | 0 | 0 | Avg 3 Yr | 5%
C | C004 | ˃ 11 kV & < = 22 kV ; Single-Phase | ESCALATED ALLOCATED COST 2013/14: 0; ESCALATED ALLOCATED COST 2014/15: 0; ESCALATED ALLOCATED COST 2015/16: 0; ESCALATED ALLOCATED COST 2016/17: 0; ESCALATED ALLOCATED COST 2017/18: 0; ESCALATED ALLOCATED COST 2018/19: 0; ESCALATED ALLOCATED COST 2019/20: 0; ESCALATED ALLOCATED COST 2020/21: 0; ESCALATED ALLOCATED COST 2021/22: 0; ESCALATED ALLOCATED COST 2022/23: 0; AVERAGE REPLACEMENT UNITS Avg 5 Yr: 0 | 0 | [13 empty] | 2025/26 | Step | 0% | 0 | 0 | 0 | 1 | 2 | 3 | 4 | 5 | 100% | 100% | 100% | 100% | 100% | 100% | 100% | 100% | [8 empty] | Avg 5 Yr | 0 | 0 | 0 | 0 | 0 | 0 | 0 | 0 | 0 | Avg 3 Yr | 5%
C | C005 | ˃ 11 kV & < = 22 kV ; Multiple-Phase | ESCALATED ALLOCATED COST 2013/14: 0; ESCALATED ALLOCATED COST 2014/15: 0; ESCALATED ALLOCATED COST 2015/16: 0; ESCALATED ALLOCATED COST 2016/17: 0; ESCALATED ALLOCATED COST 2017/18: 0; ESCALATED ALLOCATED COST 2018/19: 0; ESCALATED ALLOCATED COST 2019/20: 0; ESCALATED ALLOCATED COST 2020/21: 0; ESCALATED ALLOCATED COST 2021/22: 0; ESCALATED ALLOCATED COST 2022/23: 0; AVERAGE REPLACEMENT UNITS Avg 5 Yr: 0 | 0 | [13 empty] | 2025/26 | Step | 0% | 0 | 0 | 0 | 1 | 2 | 3 | 4 | 5 | 100% | 100% | 100% | 100% | 100% | 100% | 100% | 100% | [8 empty] | Avg 5 Yr | 0 | 0 | 0 | 0 | 0 | 0 | 0 | 0 | 0 | Avg 3 Yr | 5%
C | C006 | > 22 kV & < = 66 kV | ESCALATED ALLOCATED COST 2013/14: 0; ESCALATED ALLOCATED COST 2014/15: 0; ESCALATED ALLOCATED COST 2015/16: 0; ESCALATED ALLOCATED COST 2016/17: 0; ESCALATED ALLOCATED COST 2017/18: 0; ESCALATED ALLOCATED COST 2018/19: 0; ESCALATED ALLOCATED COST 2019/20: 0; ESCALATED ALLOCATED COST 2020/21: 0; ESCALATED ALLOCATED COST 2021/22: 0; ESCALATED ALLOCATED COST 2022/23: 0; AVERAGE REPLACEMENT UNITS Avg 5 Yr: 0 | 0 | [13 empty] | 2025/26 | Step | 0% | 0 | 0 | 0 | 1 | 2 | 3 | 4 | 5 | 100% | 100% | 100% | 100% | 100% | 100% | 100% | 100% | [8 empty] | Avg 5 Yr | 0 | 0 | 0 | 0 | 0 | 0 | 0 | 0 | 0 | Avg 3 Yr | 5%
C | C007 | > 66 kV & < = 132 kV | ESCALATED ALLOCATED COST 2013/14: 0; ESCALATED ALLOCATED COST 2014/15: 0; ESCALATED ALLOCATED COST 2015/16: 0; ESCALATED ALLOCATED COST 2016/17: 0; ESCALATED ALLOCATED COST 2017/18: 0; ESCALATED ALLOCATED COST 2018/19: 0; ESCALATED ALLOCATED COST 2019/20: 0; ESCALATED ALLOCATED COST 2020/21: 0; ESCALATED ALLOCATED COST 2021/22: 0; ESCALATED ALLOCATED COST 2022/23: 0; AVERAGE REPLACEMENT UNITS Avg 5 Yr: 0 | 0 | [13 empty] | 2025/26 | Step | 0% | 0 | 0 | 0 | 1 | 2 | 3 | 4 | 5 | 100% | 100% | 100% | 100% | 100% | 100% | 100% | 100% | [8 empty] | Avg 5 Yr | 0 | 0 | 0 | 0 | 0 | 0 | 0 | 0 | 0 | Avg 3 Yr | 5%
C | C008 | > 132 kV | ESCALATED ALLOCATED COST 2013/14: 0; ESCALATED ALLOCATED COST 2014/15: 0; ESCALATED ALLOCATED COST 2015/16: 0; ESCALATED ALLOCATED COST 2016/17: 0; ESCALATED ALLOCATED COST 2017/18: 0; ESCALATED ALLOCATED COST 2018/19: 0; ESCALATED ALLOCATED COST 2019/20: 0; ESCALATED ALLOCATED COST 2020/21: 0; ESCALATED ALLOCATED COST 2021/22: 0; ESCALATED ALLOCATED COST 2022/23: 0; AVERAGE REPLACEMENT UNITS Avg 5 Yr: 0 | 0 | [13 empty] | 2025/26 | Step | 0% | 0 | 0 | 0 | 1 | 2 | 3 | 4 | 5 | 100% | 100% | 100% | 100% | 100% | 100% | 100% | 100% | [8 empty] | Avg 5 Yr | 0 | 0 | 0 | 0 | 0 | 0 | 0 | 0 | 0 | Avg 3 Yr | 5%
C | C009 | OH Conductor Other | ESCALATED ALLOCATED COST 2013/14: 0; ESCALATED ALLOCATED COST 2014/15: 0; ESCALATED ALLOCATED COST 2015/16: 0; ESCALATED ALLOCATED COST 2016/17: 0; ESCALATED ALLOCATED COST 2017/18: 0; ESCALATED ALLOCATED COST 2018/19: 0; ESCALATED ALLOCATED COST 2019/20: 0; ESCALATED ALLOCATED COST 2020/21: 0; ESCALATED ALLOCATED COST 2021/22: 0; ESCALATED ALLOCATED COST 2022/23: 0; AVERAGE REPLACEMENT UNITS Avg 5 Yr: 0 | 0 | [13 empty] | 2025/26 | Step | 0% | 0 | 0 | 0 | 1 | 2 | 3 | 4 | 5 | 100% | 100% | 100% | 100% | 100% | 100% | 100% | 100% | [8 empty] | Avg 5 Yr | 0 | 0 | 0 | 0 | 0 | 0 | 0 | 0 | 0 | Avg 3 Yr | 5%
D | D001 | ˂ = 1 kV | ESCALATED ALLOCATED COST 2013/14: 0; ESCALATED ALLOCATED COST 2014/15: 0; ESCALATED ALLOCATED COST 2015/16: 0; ESCALATED ALLOCATED COST 2016/17: 0; ESCALATED ALLOCATED COST 2017/18: 0; ESCALATED ALLOCATED COST 2018/19: 0; ESCALATED ALLOCATED COST 2019/20: 0; ESCALATED ALLOCATED COST 2020/21: 0; ESCALATED ALLOCATED COST 2021/22: 0; ESCALATED ALLOCATED COST 2022/23: 0; AVERAGE REPLACEMENT UNITS Avg 5 Yr: 0 | 0 | [13 empty] | 2025/26 | Step | 0% | 0 | 0 | 0 | 1 | 2 | 3 | 4 | 5 | 100% | 100% | 100% | 100% | 100% | 100% | 100% | 100% | [8 empty] | Avg 5 Yr | 0 | 0 | 0 | 0 | 0 | 0 | 0 | 0 | 0 | Avg 3 Yr | 5%
D | D002 | > 1 kV & < = 11 kV | ESCALATED ALLOCATED COST 2013/14: 0; ESCALATED ALLOCATED COST 2014/15: 0; ESCALATED ALLOCATED COST 2015/16: 0; ESCALATED ALLOCATED COST 2016/17: 0; ESCALATED ALLOCATED COST 2017/18: 0; ESCALATED ALLOCATED COST 2018/19: 0; ESCALATED ALLOCATED COST 2019/20: 0; ESCALATED ALLOCATED COST 2020/21: 0; ESCALATED ALLOCATED COST 2021/22: 0; ESCALATED ALLOCATED COST 2022/23: 0; AVERAGE REPLACEMENT UNITS Avg 5 Yr: 0 | 0 | [13 empty] | 2025/26 | Step | 0% | 0 | 0 | 0 | 1 | 2 | 3 | 4 | 5 | 100% | 100% | 100% | 100% | 100% | 100% | 100% | 100% | [8 empty] | Avg 5 Yr | 0 | 0 | 0 | 0 | 0 | 0 | 0 | 0 | 0 | Avg 3 Yr | 5%
D | D003 | > 11 kV & < = 22 kV | ESCALATED ALLOCATED COST 2013/14: 0; ESCALATED ALLOCATED COST 2014/15: 0; ESCALATED ALLOCATED COST 2015/16: 0; ESCALATED ALLOCATED COST 2016/17: 0; ESCALATED ALLOCATED COST 2017/18: 0; ESCALATED ALLOCATED COST 2018/19: 0; ESCALATED ALLOCATED COST 2019/20: 0; ESCALATED ALLOCATED COST 2020/21: 0; ESCALATED ALLOCATED COST 2021/22: 0; ESCALATED ALLOCATED COST 2022/23: 0; AVERAGE REPLACEMENT UNITS Avg 5 Yr: 0 | 0 | [13 empty] | 2025/26 | Step | 0% | 0 | 0 | 0 | 1 | 2 | 3 | 4 | 5 | 100% | 100% | 100% | 100% | 100% | 100% | 100% | 100% | [8 empty] | Avg 5 Yr | 0 | 0 | 0 | 0 | 0 | 0 | 0 | 0 | 0 | Avg 3 Yr | 5%
D | D004 | > 22 kV & < = 33 kV | ESCALATED ALLOCATED COST 2013/14: 0; ESCALATED ALLOCATED COST 2014/15: 0; ESCALATED ALLOCATED COST 2015/16: 0; ESCALATED ALLOCATED COST 2016/17: 0; ESCALATED ALLOCATED COST 2017/18: 0; ESCALATED ALLOCATED COST 2018/19: 0; ESCALATED ALLOCATED COST 2019/20: 0; ESCALATED ALLOCATED COST 2020/21: 0; ESCALATED ALLOCATED COST 2021/22: 0; ESCALATED ALLOCATED COST 2022/23: 0; AVERAGE REPLACEMENT UNITS Avg 5 Yr: 0 | 0 | [13 empty] | 2025/26 | Step | 0% | 0 | 0 | 0 | 1 | 2 | 3 | 4 | 5 | 100% | 100% | 100% | 100% | 100% | 100% | 100% | 100% | [8 empty] | Avg 5 Yr | 0 | 0 | 0 | 0 | 0 | 0 | 0 | 0 | 0 | Avg 3 Yr | 5%
D | D005 | > 33 kV & < = 66 kV | ESCALATED ALLOCATED COST 2013/14: 0; ESCALATED ALLOCATED COST 2014/15: 0; ESCALATED ALLOCATED COST 2015/16: 0; ESCALATED ALLOCATED COST 2016/17: 0; ESCALATED ALLOCATED COST 2017/18: 0; ESCALATED ALLOCATED COST 2018/19: 0; ESCALATED ALLOCATED COST 2019/20: 0; ESCALATED ALLOCATED COST 2020/21: 0; ESCALATED ALLOCATED COST 2021/22: 0; ESCALATED ALLOCATED COST 2022/23: 0; AVERAGE REPLACEMENT UNITS Avg 5 Yr: 0 | 0 | [13 empty] | 2025/26 | Step | 0% | 0 | 0 | 0 | 1 | 2 | 3 | 4 | 5 | 100% | 100% | 100% | 100% | 100% | 100% | 100% | 100% | [8 empty] | Avg 5 Yr | 0 | 0 | 0 | 0 | 0 | 0 | 0 | 0 | 0 | Avg 3 Yr | 5%
D | D006 | > 66 kV & < = 132 kV | ESCALATED ALLOCATED COST 2013/14: 0; ESCALATED ALLOCATED COST 2014/15: 0; ESCALATED ALLOCATED COST 2015/16: 0; ESCALATED ALLOCATED COST 2016/17: 0; ESCALATED ALLOCATED COST 2017/18: 0; ESCALATED ALLOCATED COST 2018/19: 0; ESCALATED ALLOCATED COST 2019/20: 0; ESCALATED ALLOCATED COST 2020/21: 0; ESCALATED ALLOCATED COST 2021/22: 0; ESCALATED ALLOCATED COST 2022/23: 0; AVERAGE REPLACEMENT UNITS Avg 5 Yr: 0 | 0 | [13 empty] | 2025/26 | Step | 0% | 0 | 0 | 0 | 1 | 2 | 3 | 4 | 5 | 100% | 100% | 100% | 100% | 100% | 100% | 100% | 100% | [8 empty] | Avg 5 Yr | 0 | 0 | 0 | 0 | 0 | 0 | 0 | 0 | 0 | Avg 3 Yr | 5%
D | D007 | > 132 kV | ESCALATED ALLOCATED COST 2013/14: 0; ESCALATED ALLOCATED COST 2014/15: 0; ESCALATED ALLOCATED COST 2015/16: 0; ESCALATED ALLOCATED COST 2016/17: 0; ESCALATED ALLOCATED COST 2017/18: 0; ESCALATED ALLOCATED COST 2018/19: 0; ESCALATED ALLOCATED COST 2019/20: 0; ESCALATED ALLOCATED COST 2020/21: 0; ESCALATED ALLOCATED COST 2021/22: 0; ESCALATED ALLOCATED COST 2022/23: 0; AVERAGE REPLACEMENT UNITS Avg 5 Yr: 0 | 0 | [13 empty] | 2025/26 | Step | 0% | 0 | 0 | 0 | 1 | 2 | 3 | 4 | 5 | 100% | 100% | 100% | 100% | 100% | 100% | 100% | 100% | [8 empty] | Avg 5 Yr | 0 | 0 | 0 | 0 | 0 | 0 | 0 | 0 | 0 | Avg 3 Yr | 5%
D | D008 | UG Cables Other | ESCALATED ALLOCATED COST 2013/14: 0; ESCALATED ALLOCATED COST 2014/15: 0; ESCALATED ALLOCATED COST 2015/16: 0; ESCALATED ALLOCATED COST 2016/17: 0; ESCALATED ALLOCATED COST 2017/18: 0; ESCALATED ALLOCATED COST 2018/19: 0; ESCALATED ALLOCATED COST 2019/20: 0; ESCALATED ALLOCATED COST 2020/21: 0; ESCALATED ALLOCATED COST 2021/22: 0; ESCALATED ALLOCATED COST 2022/23: 0; AVERAGE REPLACEMENT UNITS Avg 5 Yr: 0 | 0 | [13 empty] | 2025/26 | Step | 0% | 0 | 0 | 0 | 1 | 2 | 3 | 4 | 5 | 100% | 100% | 100% | 100% | 100% | 100% | 100% | 100% | [8 empty] | Avg 5 Yr | 0 | 0 | 0 | 0 | 0 | 0 | 0 | 0 | 0 | Avg 3 Yr | 5%
E | E001 | ˂ = 11 kV ; Residential ; Simple Type | ESCALATED ALLOCATED COST 2013/14: 0; ESCALATED ALLOCATED COST 2014/15: 0; ESCALATED ALLOCATED COST 2015/16: 0; ESCALATED ALLOCATED COST 2016/17: 0; ESCALATED ALLOCATED COST 2017/18: 0; ESCALATED ALLOCATED COST 2018/19: 0; ESCALATED ALLOCATED COST 2019/20: 0; ESCALATED ALLOCATED COST 2020/21: 0; ESCALATED ALLOCATED COST 2021/22: 0; ESCALATED ALLOCATED COST 2022/23: 0; AVERAGE REPLACEMENT UNITS Avg 5 Yr: 0 | 0 | [13 empty] | 2025/26 | Step | 0% | 0 | 0 | 0 | 1 | 2 | 3 | 4 | 5 | 100% | 100% | 100% | 100% | 100% | 100% | 100% | 100% | [8 empty] | Avg 5 Yr | 0 | 0 | 0 | 0 | 0 | 0 | 0 | 0 | 0 | Avg 3 Yr | 5%
E | E021 | ˂ = 11 kV ; Commercial & Industrial ; Simple Type | ESCALATED ALLOCATED COST 2013/14: 0; ESCALATED ALLOCATED COST 2014/15: 0; ESCALATED ALLOCATED COST 2015/16: 0; ESCALATED ALLOCATED COST 2016/17: 0; ESCALATED ALLOCATED COST 2017/18: 0; ESCALATED ALLOCATED COST 2018/19: 0; ESCALATED ALLOCATED COST 2019/20: 0; ESCALATED ALLOCATED COST 2020/21: 0; ESCALATED ALLOCATED COST 2021/22: 0; ESCALATED ALLOCATED COST 2022/23: 0; AVERAGE REPLACEMENT UNITS Avg 5 Yr: 0 | 0 | [13 empty] | 2025/26 | Step | 0% | 0 | 0 | 0 | 1 | 2 | 3 | 4 | 5 | 100% | 100% | 100% | 100% | 100% | 100% | 100% | 100% | [8 empty] | Avg 5 Yr | 0 | 0 | 0 | 0 | 0 | 0 | 0 | 0 | 0 | Avg 3 Yr | 5%
E | E031 | ˂ = 11 kV ; Residential ; Complex Type | ESCALATED ALLOCATED COST 2013/14: 0; ESCALATED ALLOCATED COST 2014/15: 0; ESCALATED ALLOCATED COST 2015/16: 0; ESCALATED ALLOCATED COST 2016/17: 0; ESCALATED ALLOCATED COST 2017/18: 0; ESCALATED ALLOCATED COST 2018/19: 0; ESCALATED ALLOCATED COST 2019/20: 0; ESCALATED ALLOCATED COST 2020/21: 0; ESCALATED ALLOCATED COST 2021/22: 0; ESCALATED ALLOCATED COST 2022/23: 0; AVERAGE REPLACEMENT UNITS Avg 5 Yr: 0 | 0 | [13 empty] | 2025/26 | Step | 0% | 0 | 0 | 0 | 1 | 2 | 3 | 4 | 5 | 100% | 100% | 100% | 100% | 100% | 100% | 100% | 100% | [8 empty] | Avg 5 Yr | 0 | 0 | 0 | 0 | 0 | 0 | 0 | 0 | 0 | Avg 3 Yr | 5%
E | E041 | ˂ = 11 kV ; Commercial & Industrial ; Complex Type | ESCALATED ALLOCATED COST 2013/14: 0; ESCALATED ALLOCATED COST 2014/15: 0; ESCALATED ALLOCATED COST 2015/16: 0; ESCALATED ALLOCATED COST 2016/17: 0; ESCALATED ALLOCATED COST 2017/18: 0; ESCALATED ALLOCATED COST 2018/19: 0; ESCALATED ALLOCATED COST 2019/20: 0; ESCALATED ALLOCATED COST 2020/21: 0; ESCALATED ALLOCATED COST 2021/22: 0; ESCALATED ALLOCATED COST 2022/23: 0; AVERAGE REPLACEMENT UNITS Avg 5 Yr: 0 | 0 | [13 empty] | 2025/26 | Step | 0% | 0 | 0 | 0 | 1 | 2 | 3 | 4 | 5 | 100% | 100% | 100% | 100% | 100% | 100% | 100% | 100% | [8 empty] | Avg 5 Yr | 0 | 0 | 0 | 0 | 0 | 0 | 0 | 0 | 0 | Avg 3 Yr | 5%
E | E051 | ˂ = 11 kV ; Subdivision ; Complex Type | ESCALATED ALLOCATED COST 2013/14: 0; ESCALATED ALLOCATED COST 2014/15: 0; ESCALATED ALLOCATED COST 2015/16: 0; ESCALATED ALLOCATED COST 2016/17: 0; ESCALATED ALLOCATED COST 2017/18: 0; ESCALATED ALLOCATED COST 2018/19: 0; ESCALATED ALLOCATED COST 2019/20: 0; ESCALATED ALLOCATED COST 2020/21: 0; ESCALATED ALLOCATED COST 2021/22: 0; ESCALATED ALLOCATED COST 2022/23: 0; AVERAGE REPLACEMENT UNITS Avg 5 Yr: 0 | 0 | [13 empty] | 2025/26 | Step | 0% | 0 | 0 | 0 | 1 | 2 | 3 | 4 | 5 | 100% | 100% | 100% | 100% | 100% | 100% | 100% | 100% | [8 empty] | Avg 5 Yr | 0 | 0 | 0 | 0 | 0 | 0 | 0 | 0 | 0 | Avg 3 Yr | 5%
E | E061 | > 11 kV & < = 22 kV ; Commercial & Industrial | ESCALATED ALLOCATED COST 2013/14: 0; ESCALATED ALLOCATED COST 2014/15: 0; ESCALATED ALLOCATED COST 2015/16: 0; ESCALATED ALLOCATED COST 2016/17: 0; ESCALATED ALLOCATED COST 2017/18: 0; ESCALATED ALLOCATED COST 2018/19: 0; ESCALATED ALLOCATED COST 2019/20: 0; ESCALATED ALLOCATED COST 2020/21: 0; ESCALATED ALLOCATED COST 2021/22: 0; ESCALATED ALLOCATED COST 2022/23: 0; AVERAGE REPLACEMENT UNITS Avg 5 Yr: 0 | 0 | [13 empty] | 2025/26 | Step | 0% | 0 | 0 | 0 | 1 | 2 | 3 | 4 | 5 | 100% | 100% | 100% | 100% | 100% | 100% | 100% | 100% | [8 empty] | Avg 5 Yr | 0 | 0 | 0 | 0 | 0 | 0 | 0 | 0 | 0 | Avg 3 Yr | 5%
E | E071 | > 11 kV & < = 22 kV ; Subdivision | ESCALATED ALLOCATED COST 2013/14: 0; ESCALATED ALLOCATED COST 2014/15: 0; ESCALATED ALLOCATED COST 2015/16: 0; ESCALATED ALLOCATED COST 2016/17: 0; ESCALATED ALLOCATED COST 2017/18: 0; ESCALATED ALLOCATED COST 2018/19: 0; ESCALATED ALLOCATED COST 2019/20: 0; ESCALATED ALLOCATED COST 2020/21: 0; ESCALATED ALLOCATED COST 2021/22: 0; ESCALATED ALLOCATED COST 2022/23: 0; AVERAGE REPLACEMENT UNITS Avg 5 Yr: 0 | 0 | [13 empty] | 2025/26 | Step | 0% | 0 | 0 | 0 | 1 | 2 | 3 | 4 | 5 | 100% | 100% | 100% | 100% | 100% | 100% | 100% | 100% | [8 empty] | Avg 5 Yr | 0 | 0 | 0 | 0 | 0 | 0 | 0 | 0 | 0 | Avg 3 Yr | 5%
E | E081 | > 22 kV & < = 33 kV ; Commercial & Industrial | ESCALATED ALLOCATED COST 2013/14: 0; ESCALATED ALLOCATED COST 2014/15: 0; ESCALATED ALLOCATED COST 2015/16: 0; ESCALATED ALLOCATED COST 2016/17: 0; ESCALATED ALLOCATED COST 2017/18: 0; ESCALATED ALLOCATED COST 2018/19: 0; ESCALATED ALLOCATED COST 2019/20: 0; ESCALATED ALLOCATED COST 2020/21: 0; ESCALATED ALLOCATED COST 2021/22: 0; ESCALATED ALLOCATED COST 2022/23: 0; AVERAGE REPLACEMENT UNITS Avg 5 Yr: 0 | 0 | [13 empty] | 2025/26 | Step | 0% | 0 | 0 | 0 | 1 | 2 | 3 | 4 | 5 | 100% | 100% | 100% | 100% | 100% | 100% | 100% | 100% | [8 empty] | Avg 5 Yr | 0 | 0 | 0 | 0 | 0 | 0 | 0 | 0 | 0 | Avg 3 Yr | 5%
E | E091 | > 22 kV & < = 33 kV ; Subdivision | ESCALATED ALLOCATED COST 2013/14: 0; ESCALATED ALLOCATED COST 2014/15: 0; ESCALATED ALLOCATED COST 2015/16: 0; ESCALATED ALLOCATED COST 2016/17: 0; ESCALATED ALLOCATED COST 2017/18: 0; ESCALATED ALLOCATED COST 2018/19: 0; ESCALATED ALLOCATED COST 2019/20: 0; ESCALATED ALLOCATED COST 2020/21: 0; ESCALATED ALLOCATED COST 2021/22: 0; ESCALATED ALLOCATED COST 2022/23: 0; AVERAGE REPLACEMENT UNITS Avg 5 Yr: 0 | 0 | [13 empty] | 2025/26 | Step | 0% | 0 | 0 | 0 | 1 | 2 | 3 | 4 | 5 | 100% | 100% | 100% | 100% | 100% | 100% | 100% | 100% | [8 empty] | Avg 5 Yr | 0 | 0 | 0 | 0 | 0 | 0 | 0 | 0 | 0 | Avg 3 Yr | 5%
E | E101 | > 33 kV & < = 66 kV ; Commercial & Industrial | ESCALATED ALLOCATED COST 2013/14: 0; ESCALATED ALLOCATED COST 2014/15: 0; ESCALATED ALLOCATED COST 2015/16: 0; ESCALATED ALLOCATED COST 2016/17: 0; ESCALATED ALLOCATED COST 2017/18: 0; ESCALATED ALLOCATED COST 2018/19: 0; ESCALATED ALLOCATED COST 2019/20: 0; ESCALATED ALLOCATED COST 2020/21: 0; ESCALATED ALLOCATED COST 2021/22: 0; ESCALATED ALLOCATED COST 2022/23: 0; AVERAGE REPLACEMENT UNITS Avg 5 Yr: 0 | 0 | [13 empty] | 2025/26 | Step | 0% | 0 | 0 | 0 | 1 | 2 | 3 | 4 | 5 | 100% | 100% | 100% | 100% | 100% | 100% | 100% | 100% | [8 empty] | Avg 5 Yr | 0 | 0 | 0 | 0 | 0 | 0 | 0 | 0 | 0 | Avg 3 Yr | 5%
E | E111 | > 33 kV & < = 66 kV ; Subdivision | ESCALATED ALLOCATED COST 2013/14: 0; ESCALATED ALLOCATED COST 2014/15: 0; ESCALATED ALLOCATED COST 2015/16: 0; ESCALATED ALLOCATED COST 2016/17: 0; ESCALATED ALLOCATED COST 2017/18: 0; ESCALATED ALLOCATED COST 2018/19: 0; ESCALATED ALLOCATED COST 2019/20: 0; ESCALATED ALLOCATED COST 2020/21: 0; ESCALATED ALLOCATED COST 2021/22: 0; ESCALATED ALLOCATED COST 2022/23: 0; AVERAGE REPLACEMENT UNITS Avg 5 Yr: 0 | 0 | [13 empty] | 2025/26 | Step | 0% | 0 | 0 | 0 | 1 | 2 | 3 | 4 | 5 | 100% | 100% | 100% | 100% | 100% | 100% | 100% | 100% | [8 empty] | Avg 5 Yr | 0 | 0 | 0 | 0 | 0 | 0 | 0 | 0 | 0 | Avg 3 Yr | 5%
E | E121 | > 66 kV & < = 132 kV ; Commercial & Industrial | ESCALATED ALLOCATED COST 2013/14: 0; ESCALATED ALLOCATED COST 2014/15: 0; ESCALATED ALLOCATED COST 2015/16: 0; ESCALATED ALLOCATED COST 2016/17: 0; ESCALATED ALLOCATED COST 2017/18: 0; ESCALATED ALLOCATED COST 2018/19: 0; ESCALATED ALLOCATED COST 2019/20: 0; ESCALATED ALLOCATED COST 2020/21: 0; ESCALATED ALLOCATED COST 2021/22: 0; ESCALATED ALLOCATED COST 2022/23: 0; AVERAGE REPLACEMENT UNITS Avg 5 Yr: 0 | 0 | [13 empty] | 2025/26 | Step | 0% | 0 | 0 | 0 | 1 | 2 | 3 | 4 | 5 | 100% | 100% | 100% | 100% | 100% | 100% | 100% | 100% | [8 empty] | Avg 5 Yr | 0 | 0 | 0 | 0 | 0 | 0 | 0 | 0 | 0 | Avg 3 Yr | 5%
E | E131 | > 66 kV & < = 132 kV ; Subdivision | ESCALATED ALLOCATED COST 2013/14: 0; ESCALATED ALLOCATED COST 2014/15: 0; ESCALATED ALLOCATED COST 2015/16: 0; ESCALATED ALLOCATED COST 2016/17: 0; ESCALATED ALLOCATED COST 2017/18: 0; ESCALATED ALLOCATED COST 2018/19: 0; ESCALATED ALLOCATED COST 2019/20: 0; ESCALATED ALLOCATED COST 2020/21: 0; ESCALATED ALLOCATED COST 2021/22: 0; ESCALATED ALLOCATED COST 2022/23: 0; AVERAGE REPLACEMENT UNITS Avg 5 Yr: 0 | 0 | [13 empty] | 2025/26 | Step | 0% | 0 | 0 | 0 | 1 | 2 | 3 | 4 | 5 | 100% | 100% | 100% | 100% | 100% | 100% | 100% | 100% | [8 empty] | Avg 5 Yr | 0 | 0 | 0 | 0 | 0 | 0 | 0 | 0 | 0 | Avg 3 Yr | 5%
E | E141 | > 132 kV ; Commercial & Industrial | ESCALATED ALLOCATED COST 2013/14: 0; ESCALATED ALLOCATED COST 2014/15: 0; ESCALATED ALLOCATED COST 2015/16: 0; ESCALATED ALLOCATED COST 2016/17: 0; ESCALATED ALLOCATED COST 2017/18: 0; ESCALATED ALLOCATED COST 2018/19: 0; ESCALATED ALLOCATED COST 2019/20: 0; ESCALATED ALLOCATED COST 2020/21: 0; ESCALATED ALLOCATED COST 2021/22: 0; ESCALATED ALLOCATED COST 2022/23: 0; AVERAGE REPLACEMENT UNITS Avg 5 Yr: 0 | 0 | [13 empty] | 2025/26 | Step | 0% | 0 | 0 | 0 | 1 | 2 | 3 | 4 | 5 | 100% | 100% | 100% | 100% | 100% | 100% | 100% | 100% | [8 empty] | Avg 5 Yr | 0 | 0 | 0 | 0 | 0 | 0 | 0 | 0 | 0 | Avg 3 Yr | 5%
E | E151 | > 132 kV ; Subdivision | ESCALATED ALLOCATED COST 2013/14: 0; ESCALATED ALLOCATED COST 2014/15: 0; ESCALATED ALLOCATED COST 2015/16: 0; ESCALATED ALLOCATED COST 2016/17: 0; ESCALATED ALLOCATED COST 2017/18: 0; ESCALATED ALLOCATED COST 2018/19: 0; ESCALATED ALLOCATED COST 2019/20: 0; ESCALATED ALLOCATED COST 2020/21: 0; ESCALATED ALLOCATED COST 2021/22: 0; ESCALATED ALLOCATED COST 2022/23: 0; AVERAGE REPLACEMENT UNITS Avg 5 Yr: 0 | 0 | [13 empty] | 2025/26 | Step | 0% | 0 | 0 | 0 | 1 | 2 | 3 | 4 | 5 | 100% | 100% | 100% | 100% | 100% | 100% | 100% | 100% | [8 empty] | Avg 5 Yr | 0 | 0 | 0 | 0 | 0 | 0 | 0 | 0 | 0 | Avg 3 Yr | 5%
E | E161 | Service Lines Other | ESCALATED ALLOCATED COST 2013/14: 0; ESCALATED ALLOCATED COST 2014/15: 0; ESCALATED ALLOCATED COST 2015/16: 0; ESCALATED ALLOCATED COST 2016/17: 0; ESCALATED ALLOCATED COST 2017/18: 0; ESCALATED ALLOCATED COST 2018/19: 0; ESCALATED ALLOCATED COST 2019/20: 0; ESCALATED ALLOCATED COST 2020/21: 0; ESCALATED ALLOCATED COST 2021/22: 0; ESCALATED ALLOCATED COST 2022/23: 0; AVERAGE REPLACEMENT UNITS Avg 5 Yr: 0 | 0 | [13 empty] | 2025/26 | Step | 0% | 0 | 0 | 0 | 1 | 2 | 3 | 4 | 5 | 100% | 100% | 100% | 100% | 100% | 100% | 100% | 100% | [8 empty] | Avg 5 Yr | 0 | 0 | 0 | 0 | 0 | 0 | 0 | 0 | 0 | Avg 3 Yr | 5%
F | F001 | Pole Mounted ; < = 22kV ; < = 60 kVA ; Single Phase | ESCALATED ALLOCATED COST 2013/14: 0; ESCALATED ALLOCATED COST 2014/15: 0; ESCALATED ALLOCATED COST 2015/16: 0; ESCALATED ALLOCATED COST 2016/17: 0; ESCALATED ALLOCATED COST 2017/18: 0; ESCALATED ALLOCATED COST 2018/19: 0; ESCALATED ALLOCATED COST 2019/20: 0; ESCALATED ALLOCATED COST 2020/21: 0; ESCALATED ALLOCATED COST 2021/22: 0; ESCALATED ALLOCATED COST 2022/23: 0; AVERAGE REPLACEMENT UNITS Avg 5 Yr: 0 | 0 | [13 empty] | 2025/26 | Step | 0% | 0 | 0 | 0 | 1 | 2 | 3 | 4 | 5 | 100% | 100% | 100% | 100% | 100% | 100% | 100% | 100% | [8 empty] | Avg 5 Yr | 0 | 0 | 0 | 0 | 0 | 0 | 0 | 0 | 0 | Avg 3 Yr | 5%
F | F002 | Pole Mounted ; < = 22kV ; > 60 kVA and < = 600 kVA ; Single Phase | ESCALATED ALLOCATED COST 2013/14: 0; ESCALATED ALLOCATED COST 2014/15: 0; ESCALATED ALLOCATED COST 2015/16: 0; ESCALATED ALLOCATED COST 2016/17: 0; ESCALATED ALLOCATED COST 2017/18: 0; ESCALATED ALLOCATED COST 2018/19: 0; ESCALATED ALLOCATED COST 2019/20: 0; ESCALATED ALLOCATED COST 2020/21: 0; ESCALATED ALLOCATED COST 2021/22: 0; ESCALATED ALLOCATED COST 2022/23: 0; AVERAGE REPLACEMENT UNITS Avg 5 Yr: 0 | 0 | [13 empty] | 2025/26 | Step | 0% | 0 | 0 | 0 | 1 | 2 | 3 | 4 | 5 | 100% | 100% | 100% | 100% | 100% | 100% | 100% | 100% | [8 empty] | Avg 5 Yr | 0 | 0 | 0 | 0 | 0 | 0 | 0 | 0 | 0 | Avg 3 Yr | 5%
F | F003 | Pole Mounted ; < = 22kV ; > 600 kVA ; Single Phase | ESCALATED ALLOCATED COST 2013/14: 0; ESCALATED ALLOCATED COST 2014/15: 0; ESCALATED ALLOCATED COST 2015/16: 0; ESCALATED ALLOCATED COST 2016/17: 0; ESCALATED ALLOCATED COST 2017/18: 0; ESCALATED ALLOCATED COST 2018/19: 0; ESCALATED ALLOCATED COST 2019/20: 0; ESCALATED ALLOCATED COST 2020/21: 0; ESCALATED ALLOCATED COST 2021/22: 0; ESCALATED ALLOCATED COST 2022/23: 0; AVERAGE REPLACEMENT UNITS Avg 5 Yr: 0 | 0 | [13 empty] | 2025/26 | Step | 0% | 0 | 0 | 0 | 1 | 2 | 3 | 4 | 5 | 100% | 100% | 100% | 100% | 100% | 100% | 100% | 100% | [8 empty] | Avg 5 Yr | 0 | 0 | 0 | 0 | 0 | 0 | 0 | 0 | 0 | Avg 3 Yr | 5%
F | F004 | Pole Mounted ; < = 22kV ; < = 60 kVA ; Multiple Phase | ESCALATED ALLOCATED COST 2013/14: 0; ESCALATED ALLOCATED COST 2014/15: 0; ESCALATED ALLOCATED COST 2015/16: 0; ESCALATED ALLOCATED COST 2016/17: 0; ESCALATED ALLOCATED COST 2017/18: 0; ESCALATED ALLOCATED COST 2018/19: 0; ESCALATED ALLOCATED COST 2019/20: 0; ESCALATED ALLOCATED COST 2020/21: 0; ESCALATED ALLOCATED COST 2021/22: 0; ESCALATED ALLOCATED COST 2022/23: 0; AVERAGE REPLACEMENT UNITS Avg 5 Yr: 0 | 0 | [13 empty] | 2025/26 | Step | 0% | 0 | 0 | 0 | 1 | 2 | 3 | 4 | 5 | 100% | 100% | 100% | 100% | 100% | 100% | 100% | 100% | [8 empty] | Avg 5 Yr | 0 | 0 | 0 | 0 | 0 | 0 | 0 | 0 | 0 | Avg 3 Yr | 5%
F | F005 | Pole Mounted ; < = 22kV ; > 60 kVA and < = 600 kVA ; Multiple Phase | ESCALATED ALLOCATED COST 2013/14: 0; ESCALATED ALLOCATED COST 2014/15: 0; ESCALATED ALLOCATED COST 2015/16: 0; ESCALATED ALLOCATED COST 2016/17: 0; ESCALATED ALLOCATED COST 2017/18: 0; ESCALATED ALLOCATED COST 2018/19: 0; ESCALATED ALLOCATED COST 2019/20: 0; ESCALATED ALLOCATED COST 2020/21: 0; ESCALATED ALLOCATED COST 2021/22: 0; ESCALATED ALLOCATED COST 2022/23: 0; AVERAGE REPLACEMENT UNITS Avg 5 Yr: 0 | 0 | [13 empty] | 2025/26 | Step | 0% | 0 | 0 | 0 | 1 | 2 | 3 | 4 | 5 | 100% | 100% | 100% | 100% | 100% | 100% | 100% | 100% | [8 empty] | Avg 5 Yr | 0 | 0 | 0 | 0 | 0 | 0 | 0 | 0 | 0 | Avg 3 Yr | 5%
F | F006 | Pole Mounted ; < = 22kV ; > 600 kVA ; Multiple Phase | ESCALATED ALLOCATED COST 2013/14: 0; ESCALATED ALLOCATED COST 2014/15: 0; ESCALATED ALLOCATED COST 2015/16: 0; ESCALATED ALLOCATED COST 2016/17: 0; ESCALATED ALLOCATED COST 2017/18: 0; ESCALATED ALLOCATED COST 2018/19: 0; ESCALATED ALLOCATED COST 2019/20: 0; ESCALATED ALLOCATED COST 2020/21: 0; ESCALATED ALLOCATED COST 2021/22: 0; ESCALATED ALLOCATED COST 2022/23: 0; AVERAGE REPLACEMENT UNITS Avg 5 Yr: 0 | 0 | [13 empty] | 2025/26 | Step | 0% | 0 | 0 | 0 | 1 | 2 | 3 | 4 | 5 | 100% | 100% | 100% | 100% | 100% | 100% | 100% | 100% | [8 empty] | Avg 5 Yr | 0 | 0 | 0 | 0 | 0 | 0 | 0 | 0 | 0 | Avg 3 Yr | 5%
F | F007 | Kiosk Mounted ; < = 22kV ; < = 60 kVA ; Single Phase | ESCALATED ALLOCATED COST 2013/14: 0; ESCALATED ALLOCATED COST 2014/15: 0; ESCALATED ALLOCATED COST 2015/16: 0; ESCALATED ALLOCATED COST 2016/17: 0; ESCALATED ALLOCATED COST 2017/18: 0; ESCALATED ALLOCATED COST 2018/19: 0; ESCALATED ALLOCATED COST 2019/20: 0; ESCALATED ALLOCATED COST 2020/21: 0; ESCALATED ALLOCATED COST 2021/22: 0; ESCALATED ALLOCATED COST 2022/23: 0; AVERAGE REPLACEMENT UNITS Avg 5 Yr: 0 | 0 | [13 empty] | 2025/26 | Step | 0% | 0 | 0 | 0 | 1 | 2 | 3 | 4 | 5 | 100% | 100% | 100% | 100% | 100% | 100% | 100% | 100% | [8 empty] | Avg 5 Yr | 0 | 0 | 0 | 0 | 0 | 0 | 0 | 0 | 0 | Avg 3 Yr | 5%
F | F008 | Kiosk Mounted ; < = 22kV ; > 60 kVA and < = 600 kVA ; Single Phase | ESCALATED ALLOCATED COST 2013/14: 0; ESCALATED ALLOCATED COST 2014/15: 0; ESCALATED ALLOCATED COST 2015/16: 0; ESCALATED ALLOCATED COST 2016/17: 0; ESCALATED ALLOCATED COST 2017/18: 0; ESCALATED ALLOCATED COST 2018/19: 0; ESCALATED ALLOCATED COST 2019/20: 0; ESCALATED ALLOCATED COST 2020/21: 0; ESCALATED ALLOCATED COST 2021/22: 0; ESCALATED ALLOCATED COST 2022/23: 0; AVERAGE REPLACEMENT UNITS Avg 5 Yr: 0 | 0 | [13 empty] | 2025/26 | Step | 0% | 0 | 0 | 0 | 1 | 2 | 3 | 4 | 5 | 100% | 100% | 100% | 100% | 100% | 100% | 100% | 100% | [8 empty] | Avg 5 Yr | 0 | 0 | 0 | 0 | 0 | 0 | 0 | 0 | 0 | Avg 3 Yr | 5%
F | F009 | Kiosk Mounted ; < = 22kV ; > 600 kVA ; Single Phase | ESCALATED ALLOCATED COST 2013/14: 0; ESCALATED ALLOCATED COST 2014/15: 0; ESCALATED ALLOCATED COST 2015/16: 0; ESCALATED ALLOCATED COST 2016/17: 0; ESCALATED ALLOCATED COST 2017/18: 0; ESCALATED ALLOCATED COST 2018/19: 0; ESCALATED ALLOCATED COST 2019/20: 0; ESCALATED ALLOCATED COST 2020/21: 0; ESCALATED ALLOCATED COST 2021/22: 0; ESCALATED ALLOCATED COST 2022/23: 0; AVERAGE REPLACEMENT UNITS Avg 5 Yr: 0 | 0 | [13 empty] | 2025/26 | Step | 0% | 0 | 0 | 0 | 1 | 2 | 3 | 4 | 5 | 100% | 100% | 100% | 100% | 100% | 100% | 100% | 100% | [8 empty] | Avg 5 Yr | 0 | 0 | 0 | 0 | 0 | 0 | 0 | 0 | 0 | Avg 3 Yr | 5%
F | F010 | Kiosk Mounted ; < = 22kV ; < = 60 kVA ; Multiple Phase | ESCALATED ALLOCATED COST 2013/14: 0; ESCALATED ALLOCATED COST 2014/15: 0; ESCALATED ALLOCATED COST 2015/16: 0; ESCALATED ALLOCATED COST 2016/17: 0; ESCALATED ALLOCATED COST 2017/18: 0; ESCALATED ALLOCATED COST 2018/19: 0; ESCALATED ALLOCATED COST 2019/20: 0; ESCALATED ALLOCATED COST 2020/21: 0; ESCALATED ALLOCATED COST 2021/22: 0; ESCALATED ALLOCATED COST 2022/23: 0; AVERAGE REPLACEMENT UNITS Avg 5 Yr: 0 | 0 | [13 empty] | 2025/26 | Step | 0% | 0 | 0 | 0 | 1 | 2 | 3 | 4 | 5 | 100% | 100% | 100% | 100% | 100% | 100% | 100% | 100% | [8 empty] | Avg 5 Yr | 0 | 0 | 0 | 0 | 0 | 0 | 0 | 0 | 0 | Avg 3 Yr | 5%
F | F011 | Kiosk Mounted ; < = 22kV ; > 60 kVA and < = 600 kVA ; Multiple Phase | ESCALATED ALLOCATED COST 2013/14: 0; ESCALATED ALLOCATED COST 2014/15: 0; ESCALATED ALLOCATED COST 2015/16: 0; ESCALATED ALLOCATED COST 2016/17: 0; ESCALATED ALLOCATED COST 2017/18: 0; ESCALATED ALLOCATED COST 2018/19: 0; ESCALATED ALLOCATED COST 2019/20: 0; ESCALATED ALLOCATED COST 2020/21: 0; ESCALATED ALLOCATED COST 2021/22: 0; ESCALATED ALLOCATED COST 2022/23: 0; AVERAGE REPLACEMENT UNITS Avg 5 Yr: 0 | 0 | [13 empty] | 2025/26 | Step | 0% | 0 | 0 | 0 | 1 | 2 | 3 | 4 | 5 | 100% | 100% | 100% | 100% | 100% | 100% | 100% | 100% | [8 empty] | Avg 5 Yr | 0 | 0 | 0 | 0 | 0 | 0 | 0 | 0 | 0 | Avg 3 Yr | 5%
F | F012 | Kiosk Mounted ; < = 22kV ; > 600 kVA ; Multiple Phase | ESCALATED ALLOCATED COST 2013/14: 0; ESCALATED ALLOCATED COST 2014/15: 0; ESCALATED ALLOCATED COST 2015/16: 0; ESCALATED ALLOCATED COST 2016/17: 0; ESCALATED ALLOCATED COST 2017/18: 0; ESCALATED ALLOCATED COST 2018/19: 0; ESCALATED ALLOCATED COST 2019/20: 0; ESCALATED ALLOCATED COST 2020/21: 0; ESCALATED ALLOCATED COST 2021/22: 0; ESCALATED ALLOCATED COST 2022/23: 0; AVERAGE REPLACEMENT UNITS Avg 5 Yr: 0 | 0 | [13 empty] | 2025/26 | Step | 0% | 0 | 0 | 0 | 1 | 2 | 3 | 4 | 5 | 100% | 100% | 100% | 100% | 100% | 100% | 100% | 100% | [8 empty] | Avg 5 Yr | 0 | 0 | 0 | 0 | 0 | 0 | 0 | 0 | 0 | Avg 3 Yr | 5%
F | F013 | Ground Outdoor / Indoor Chamber Mounted; ˂ 22 kV ; < = 60 kVA ; Single Phase | ESCALATED ALLOCATED COST 2013/14: 0; ESCALATED ALLOCATED COST 2014/15: 0; ESCALATED ALLOCATED COST 2015/16: 0; ESCALATED ALLOCATED COST 2016/17: 0; ESCALATED ALLOCATED COST 2017/18: 0; ESCALATED ALLOCATED COST 2018/19: 0; ESCALATED ALLOCATED COST 2019/20: 0; ESCALATED ALLOCATED COST 2020/21: 0; ESCALATED ALLOCATED COST 2021/22: 0; ESCALATED ALLOCATED COST 2022/23: 0; AVERAGE REPLACEMENT UNITS Avg 5 Yr: 0 | 0 | [13 empty] | 2025/26 | Step | 0% | 0 | 0 | 0 | 1 | 2 | 3 | 4 | 5 | 100% | 100% | 100% | 100% | 100% | 100% | 100% | 100% | [8 empty] | Avg 5 Yr | 0 | 0 | 0 | 0 | 0 | 0 | 0 | 0 | 0 | Avg 3 Yr | 5%
F | F014 | Ground Outdoor / Indoor Chamber Mounted; ˂ 22 kV ; > 60 kVA and < = 600 kVA ; Single Phase | ESCALATED ALLOCATED COST 2013/14: 0; ESCALATED ALLOCATED COST 2014/15: 0; ESCALATED ALLOCATED COST 2015/16: 0; ESCALATED ALLOCATED COST 2016/17: 0; ESCALATED ALLOCATED COST 2017/18: 0; ESCALATED ALLOCATED COST 2018/19: 0; ESCALATED ALLOCATED COST 2019/20: 0; ESCALATED ALLOCATED COST 2020/21: 0; ESCALATED ALLOCATED COST 2021/22: 0; ESCALATED ALLOCATED COST 2022/23: 0; AVERAGE REPLACEMENT UNITS Avg 5 Yr: 0 | 0 | [13 empty] | 2025/26 | Step | 0% | 0 | 0 | 0 | 1 | 2 | 3 | 4 | 5 | 100% | 100% | 100% | 100% | 100% | 100% | 100% | 100% | [8 empty] | Avg 5 Yr | 0 | 0 | 0 | 0 | 0 | 0 | 0 | 0 | 0 | Avg 3 Yr | 5%
F | F015 | Ground Outdoor / Indoor Chamber Mounted; ˂ 22 kV ; > 600 kVA ; Single Phase | ESCALATED ALLOCATED COST 2013/14: 0; ESCALATED ALLOCATED COST 2014/15: 0; ESCALATED ALLOCATED COST 2015/16: 0; ESCALATED ALLOCATED COST 2016/17: 0; ESCALATED ALLOCATED COST 2017/18: 0; ESCALATED ALLOCATED COST 2018/19: 0; ESCALATED ALLOCATED COST 2019/20: 0; ESCALATED ALLOCATED COST 2020/21: 0; ESCALATED ALLOCATED COST 2021/22: 0; ESCALATED ALLOCATED COST 2022/23: 0; AVERAGE REPLACEMENT UNITS Avg 5 Yr: 0 | 0 | [13 empty] | 2025/26 | Step | 0% | 0 | 0 | 0 | 1 | 2 | 3 | 4 | 5 | 100% | 100% | 100% | 100% | 100% | 100% | 100% | 100% | [8 empty] | Avg 5 Yr | 0 | 0 | 0 | 0 | 0 | 0 | 0 | 0 | 0 | Avg 3 Yr | 5%
F | F016 | Ground Outdoor / Indoor Chamber Mounted; ˂ 22 kV ; < = 60 kVA ; Multiple Phase | ESCALATED ALLOCATED COST 2013/14: 0; ESCALATED ALLOCATED COST 2014/15: 0; ESCALATED ALLOCATED COST 2015/16: 0; ESCALATED ALLOCATED COST 2016/17: 0; ESCALATED ALLOCATED COST 2017/18: 0; ESCALATED ALLOCATED COST 2018/19: 0; ESCALATED ALLOCATED COST 2019/20: 0; ESCALATED ALLOCATED COST 2020/21: 0; ESCALATED ALLOCATED COST 2021/22: 0; ESCALATED ALLOCATED COST 2022/23: 0; AVERAGE REPLACEMENT UNITS Avg 5 Yr: 0 | 0 | [13 empty] | 2025/26 | Step | 0% | 0 | 0 | 0 | 1 | 2 | 3 | 4 | 5 | 100% | 100% | 100% | 100% | 100% | 100% | 100% | 100% | [8 empty] | Avg 5 Yr | 0 | 0 | 0 | 0 | 0 | 0 | 0 | 0 | 0 | Avg 3 Yr | 5%
F | F017 | Ground Outdoor / Indoor Chamber Mounted; ˂ 22 kV ; > 60 kVA and < = 600 kVA ; Multiple Phase | ESCALATED ALLOCATED COST 2013/14: 0; ESCALATED ALLOCATED COST 2014/15: 0; ESCALATED ALLOCATED COST 2015/16: 0; ESCALATED ALLOCATED COST 2016/17: 0; ESCALATED ALLOCATED COST 2017/18: 0; ESCALATED ALLOCATED COST 2018/19: 0; ESCALATED ALLOCATED COST 2019/20: 0; ESCALATED ALLOCATED COST 2020/21: 0; ESCALATED ALLOCATED COST 2021/22: 0; ESCALATED ALLOCATED COST 2022/23: 0; AVERAGE REPLACEMENT UNITS Avg 5 Yr: 0 | 0 | [13 empty] | 2025/26 | Step | 0% | 0 | 0 | 0 | 1 | 2 | 3 | 4 | 5 | 100% | 100% | 100% | 100% | 100% | 100% | 100% | 100% | [8 empty] | Avg 5 Yr | 0 | 0 | 0 | 0 | 0 | 0 | 0 | 0 | 0 | Avg 3 Yr | 5%
F | F018 | Ground Outdoor / Indoor Chamber Mounted; ˂ 22 kV ; > 600 kVA ; Multiple Phase | ESCALATED ALLOCATED COST 2013/14: 0; ESCALATED ALLOCATED COST 2014/15: 0; ESCALATED ALLOCATED COST 2015/16: 0; ESCALATED ALLOCATED COST 2016/17: 0; ESCALATED ALLOCATED COST 2017/18: 0; ESCALATED ALLOCATED COST 2018/19: 0; ESCALATED ALLOCATED COST 2019/20: 0; ESCALATED ALLOCATED COST 2020/21: 0; ESCALATED ALLOCATED COST 2021/22: 0; ESCALATED ALLOCATED COST 2022/23: 0; AVERAGE REPLACEMENT UNITS Avg 5 Yr: 0 | 0 | [13 empty] | 2025/26 | Step | 0% | 0 | 0 | 0 | 1 | 2 | 3 | 4 | 5 | 100% | 100% | 100% | 100% | 100% | 100% | 100% | 100% | [8 empty] | Avg 5 Yr | 0 | 0 | 0 | 0 | 0 | 0 | 0 | 0 | 0 | Avg 3 Yr | 5%
F | F019 | Ground Outdoor / Indoor Chamber Mounted; > = 22 kV & < = 33 kV ; < = 15 MVA | ESCALATED ALLOCATED COST 2013/14: 0; ESCALATED ALLOCATED COST 2014/15: 0; ESCALATED ALLOCATED COST 2015/16: 0; ESCALATED ALLOCATED COST 2016/17: 0; ESCALATED ALLOCATED COST 2017/18: 0; ESCALATED ALLOCATED COST 2018/19: 0; ESCALATED ALLOCATED COST 2019/20: 0; ESCALATED ALLOCATED COST 2020/21: 0; ESCALATED ALLOCATED COST 2021/22: 0; ESCALATED ALLOCATED COST 2022/23: 0; AVERAGE REPLACEMENT UNITS Avg 5 Yr: 0 | 0 | [13 empty] | 2025/26 | Step | 0% | 0 | 0 | 0 | 1 | 2 | 3 | 4 | 5 | 100% | 100% | 100% | 100% | 100% | 100% | 100% | 100% | [8 empty] | Avg 5 Yr | 0 | 0 | 0 | 0 | 0 | 0 | 0 | 0 | 0 | Avg 3 Yr | 5%
F | F020 | Ground Outdoor / Indoor Chamber Mounted; > = 22 kV & < = 33 kV ; > 15 MVA and < = 40 MVA | ESCALATED ALLOCATED COST 2013/14: 0; ESCALATED ALLOCATED COST 2014/15: 0; ESCALATED ALLOCATED COST 2015/16: 0; ESCALATED ALLOCATED COST 2016/17: 0; ESCALATED ALLOCATED COST 2017/18: 0; ESCALATED ALLOCATED COST 2018/19: 0; ESCALATED ALLOCATED COST 2019/20: 0; ESCALATED ALLOCATED COST 2020/21: 0; ESCALATED ALLOCATED COST 2021/22: 0; ESCALATED ALLOCATED COST 2022/23: 0; AVERAGE REPLACEMENT UNITS Avg 5 Yr: 0 | 0 | [13 empty] | 2025/26 | Step | 0% | 0 | 0 | 0 | 1 | 2 | 3 | 4 | 5 | 100% | 100% | 100% | 100% | 100% | 100% | 100% | 100% | [8 empty] | Avg 5 Yr | 0 | 0 | 0 | 0 | 0 | 0 | 0 | 0 | 0 | Avg 3 Yr | 5%
F | F021 | Ground Outdoor / Indoor Chamber Mounted; > = 22 kV & < = 33 kV ; > 40 MVA | ESCALATED ALLOCATED COST 2013/14: 0; ESCALATED ALLOCATED COST 2014/15: 0; ESCALATED ALLOCATED COST 2015/16: 0; ESCALATED ALLOCATED COST 2016/17: 0; ESCALATED ALLOCATED COST 2017/18: 0; ESCALATED ALLOCATED COST 2018/19: 0; ESCALATED ALLOCATED COST 2019/20: 0; ESCALATED ALLOCATED COST 2020/21: 0; ESCALATED ALLOCATED COST 2021/22: 0; ESCALATED ALLOCATED COST 2022/23: 0; AVERAGE REPLACEMENT UNITS Avg 5 Yr: 0 | 0 | [13 empty] | 2025/26 | Step | 0% | 0 | 0 | 0 | 1 | 2 | 3 | 4 | 5 | 100% | 100% | 100% | 100% | 100% | 100% | 100% | 100% | [8 empty] | Avg 5 Yr | 0 | 0 | 0 | 0 | 0 | 0 | 0 | 0 | 0 | Avg 3 Yr | 5%
F | F022 | Ground Outdoor / Indoor Chamber Mounted; > 33 kV & < = 66 kV ; < = 15 MVA | ESCALATED ALLOCATED COST 2013/14: 0; ESCALATED ALLOCATED COST 2014/15: 0; ESCALATED ALLOCATED COST 2015/16: 0; ESCALATED ALLOCATED COST 2016/17: 0; ESCALATED ALLOCATED COST 2017/18: 0; ESCALATED ALLOCATED COST 2018/19: 0; ESCALATED ALLOCATED COST 2019/20: 0; ESCALATED ALLOCATED COST 2020/21: 0; ESCALATED ALLOCATED COST 2021/22: 0; ESCALATED ALLOCATED COST 2022/23: 0; AVERAGE REPLACEMENT UNITS Avg 5 Yr: 0 | 0 | [13 empty] | 2025/26 | Step | 0% | 0 | 0 | 0 | 1 | 2 | 3 | 4 | 5 | 100% | 100% | 100% | 100% | 100% | 100% | 100% | 100% | [8 empty] | Avg 5 Yr | 0 | 0 | 0 | 0 | 0 | 0 | 0 | 0 | 0 | Avg 3 Yr | 5%
F | F023 | Ground Outdoor / Indoor Chamber Mounted; > 33 kV & < = 66 kV ; > 15 MVA and < = 40 MVA | ESCALATED ALLOCATED COST 2013/14: 0; ESCALATED ALLOCATED COST 2014/15: 0; ESCALATED ALLOCATED COST 2015/16: 0; ESCALATED ALLOCATED COST 2016/17: 0; ESCALATED ALLOCATED COST 2017/18: 0; ESCALATED ALLOCATED COST 2018/19: 0; ESCALATED ALLOCATED COST 2019/20: 0; ESCALATED ALLOCATED COST 2020/21: 0; ESCALATED ALLOCATED COST 2021/22: 0; ESCALATED ALLOCATED COST 2022/23: 0; AVERAGE REPLACEMENT UNITS Avg 5 Yr: 0 | 0 | [13 empty] | 2025/26 | Step | 0% | 0 | 0 | 0 | 1 | 2 | 3 | 4 | 5 | 100% | 100% | 100% | 100% | 100% | 100% | 100% | 100% | [8 empty] | Avg 5 Yr | 0 | 0 | 0 | 0 | 0 | 0 | 0 | 0 | 0 | Avg 3 Yr | 5%
F | F024 | Ground Outdoor / Indoor Chamber Mounted; > 33 kV & < = 66 kV ; > 40 MVA | ESCALATED ALLOCATED COST 2013/14: 0; ESCALATED ALLOCATED COST 2014/15: 0; ESCALATED ALLOCATED COST 2015/16: 0; ESCALATED ALLOCATED COST 2016/17: 0; ESCALATED ALLOCATED COST 2017/18: 0; ESCALATED ALLOCATED COST 2018/19: 0; ESCALATED ALLOCATED COST 2019/20: 0; ESCALATED ALLOCATED COST 2020/21: 0; ESCALATED ALLOCATED COST 2021/22: 0; ESCALATED ALLOCATED COST 2022/23: 0; AVERAGE REPLACEMENT UNITS Avg 5 Yr: 0 | 0 | [13 empty] | 2025/26 | Step | 0% | 0 | 0 | 0 | 1 | 2 | 3 | 4 | 5 | 100% | 100% | 100% | 100% | 100% | 100% | 100% | 100% | [8 empty] | Avg 5 Yr | 0 | 0 | 0 | 0 | 0 | 0 | 0 | 0 | 0 | Avg 3 Yr | 5%
F | F025 | Ground Outdoor / Indoor Chamber Mounted; > 66 kV & < = 132 kV ; < = 100 MVA | ESCALATED ALLOCATED COST 2013/14: 0; ESCALATED ALLOCATED COST 2014/15: 0; ESCALATED ALLOCATED COST 2015/16: 0; ESCALATED ALLOCATED COST 2016/17: 0; ESCALATED ALLOCATED COST 2017/18: 0; ESCALATED ALLOCATED COST 2018/19: 0; ESCALATED ALLOCATED COST 2019/20: 0; ESCALATED ALLOCATED COST 2020/21: 0; ESCALATED ALLOCATED COST 2021/22: 0; ESCALATED ALLOCATED COST 2022/23: 0; AVERAGE REPLACEMENT UNITS Avg 5 Yr: 0 | 0 | [13 empty] | 2025/26 | Step | 0% | 0 | 0 | 0 | 1 | 2 | 3 | 4 | 5 | 100% | 100% | 100% | 100% | 100% | 100% | 100% | 100% | [8 empty] | Avg 5 Yr | 0 | 0 | 0 | 0 | 0 | 0 | 0 | 0 | 0 | Avg 3 Yr | 5%
F | F026 | Ground Outdoor / Indoor Chamber Mounted; > 66 kV & < = 132 kV ; > 100 MVA | ESCALATED ALLOCATED COST 2013/14: 0; ESCALATED ALLOCATED COST 2014/15: 0; ESCALATED ALLOCATED COST 2015/16: 0; ESCALATED ALLOCATED COST 2016/17: 0; ESCALATED ALLOCATED COST 2017/18: 0; ESCALATED ALLOCATED COST 2018/19: 0; ESCALATED ALLOCATED COST 2019/20: 0; ESCALATED ALLOCATED COST 2020/21: 0; ESCALATED ALLOCATED COST 2021/22: 0; ESCALATED ALLOCATED COST 2022/23: 0; AVERAGE REPLACEMENT UNITS Avg 5 Yr: 0 | 0 | [13 empty] | 2025/26 | Step | 0% | 0 | 0 | 0 | 1 | 2 | 3 | 4 | 5 | 100% | 100% | 100% | 100% | 100% | 100% | 100% | 100% | [8 empty] | Avg 5 Yr | 0 | 0 | 0 | 0 | 0 | 0 | 0 | 0 | 0 | Avg 3 Yr | 5%
F | F027 | Ground Outdoor / Indoor Chamber Mounted; > 132 kV ; < = 100 MVA | ESCALATED ALLOCATED COST 2013/14: 0; ESCALATED ALLOCATED COST 2014/15: 0; ESCALATED ALLOCATED COST 2015/16: 0; ESCALATED ALLOCATED COST 2016/17: 0; ESCALATED ALLOCATED COST 2017/18: 0; ESCALATED ALLOCATED COST 2018/19: 0; ESCALATED ALLOCATED COST 2019/20: 0; ESCALATED ALLOCATED COST 2020/21: 0; ESCALATED ALLOCATED COST 2021/22: 0; ESCALATED ALLOCATED COST 2022/23: 0; AVERAGE REPLACEMENT UNITS Avg 5 Yr: 0 | 0 | [13 empty] | 2025/26 | Step | 0% | 0 | 0 | 0 | 1 | 2 | 3 | 4 | 5 | 100% | 100% | 100% | 100% | 100% | 100% | 100% | 100% | [8 empty] | Avg 5 Yr | 0 | 0 | 0 | 0 | 0 | 0 | 0 | 0 | 0 | Avg 3 Yr | 5%
F | F028 | Ground Outdoor / Indoor Chamber Mounted; > 132 kV ; > 100 MVA | ESCALATED ALLOCATED COST 2013/14: 0; ESCALATED ALLOCATED COST 2014/15: 0; ESCALATED ALLOCATED COST 2015/16: 0; ESCALATED ALLOCATED COST 2016/17: 0; ESCALATED ALLOCATED COST 2017/18: 0; ESCALATED ALLOCATED COST 2018/19: 0; ESCALATED ALLOCATED COST 2019/20: 0; ESCALATED ALLOCATED COST 2020/21: 0; ESCALATED ALLOCATED COST 2021/22: 0; ESCALATED ALLOCATED COST 2022/23: 0; AVERAGE REPLACEMENT UNITS Avg 5 Yr: 0 | 0 | [13 empty] | 2025/26 | Step | 0% | 0 | 0 | 0 | 1 | 2 | 3 | 4 | 5 | 100% | 100% | 100% | 100% | 100% | 100% | 100% | 100% | [8 empty] | Avg 5 Yr | 0 | 0 | 0 | 0 | 0 | 0 | 0 | 0 | 0 | Avg 3 Yr | 5%
F | F029 | Transformers Other | ESCALATED ALLOCATED COST 2013/14: 0; ESCALATED ALLOCATED COST 2014/15: 0; ESCALATED ALLOCATED COST 2015/16: 0; ESCALATED ALLOCATED COST 2016/17: 0; ESCALATED ALLOCATED COST 2017/18: 0; ESCALATED ALLOCATED COST 2018/19: 0; ESCALATED ALLOCATED COST 2019/20: 0; ESCALATED ALLOCATED COST 2020/21: 0; ESCALATED ALLOCATED COST 2021/22: 0; ESCALATED ALLOCATED COST 2022/23: 0; AVERAGE REPLACEMENT UNITS Avg 5 Yr: 0 | 0 | [13 empty] | 2025/26 | Step | 0% | 0 | 0 | 0 | 1 | 2 | 3 | 4 | 5 | 100% | 100% | 100% | 100% | 100% | 100% | 100% | 100% | [8 empty] | Avg 5 Yr | 0 | 0 | 0 | 0 | 0 | 0 | 0 | 0 | 0 | Avg 3 Yr | 5%
G | G001 | ˂ = 11 kV ; FUSE | ESCALATED ALLOCATED COST 2013/14: 0; ESCALATED ALLOCATED COST 2014/15: 0; ESCALATED ALLOCATED COST 2015/16: 0; ESCALATED ALLOCATED COST 2016/17: 0; ESCALATED ALLOCATED COST 2017/18: 0; ESCALATED ALLOCATED COST 2018/19: 0; ESCALATED ALLOCATED COST 2019/20: 0; ESCALATED ALLOCATED COST 2020/21: 0; ESCALATED ALLOCATED COST 2021/22: 0; ESCALATED ALLOCATED COST 2022/23: 0; AVERAGE REPLACEMENT UNITS Avg 5 Yr: 0 | 0 | [13 empty] | 2025/26 | Step | 0% | 0 | 0 | 0 | 1 | 2 | 3 | 4 | 5 | 100% | 100% | 100% | 100% | 100% | 100% | 100% | 100% | [8 empty] | Avg 5 Yr | 0 | 0 | 0 | 0 | 0 | 0 | 0 | 0 | 0 | Avg 3 Yr | 5%
G | G002 | ˂ = 11 kV ; Switch | ESCALATED ALLOCATED COST 2013/14: 0; ESCALATED ALLOCATED COST 2014/15: 0; ESCALATED ALLOCATED COST 2015/16: 0; ESCALATED ALLOCATED COST 2016/17: 0; ESCALATED ALLOCATED COST 2017/18: 0; ESCALATED ALLOCATED COST 2018/19: 0; ESCALATED ALLOCATED COST 2019/20: 0; ESCALATED ALLOCATED COST 2020/21: 0; ESCALATED ALLOCATED COST 2021/22: 0; ESCALATED ALLOCATED COST 2022/23: 0; AVERAGE REPLACEMENT UNITS Avg 5 Yr: 0 | 0 | [13 empty] | 2025/26 | Step | 0% | 0 | 0 | 0 | 1 | 2 | 3 | 4 | 5 | 100% | 100% | 100% | 100% | 100% | 100% | 100% | 100% | [8 empty] | Avg 5 Yr | 0 | 0 | 0 | 0 | 0 | 0 | 0 | 0 | 0 | Avg 3 Yr | 5%
G | G003 | ˂ = 11 kV ; Circuit Breaker | ESCALATED ALLOCATED COST 2013/14: 0; ESCALATED ALLOCATED COST 2014/15: 0; ESCALATED ALLOCATED COST 2015/16: 0; ESCALATED ALLOCATED COST 2016/17: 0; ESCALATED ALLOCATED COST 2017/18: 0; ESCALATED ALLOCATED COST 2018/19: 0; ESCALATED ALLOCATED COST 2019/20: 0; ESCALATED ALLOCATED COST 2020/21: 0; ESCALATED ALLOCATED COST 2021/22: 0; ESCALATED ALLOCATED COST 2022/23: 0; AVERAGE REPLACEMENT UNITS Avg 5 Yr: 0 | 0 | [13 empty] | 2025/26 | Step | 0% | 0 | 0 | 0 | 1 | 2 | 3 | 4 | 5 | 100% | 100% | 100% | 100% | 100% | 100% | 100% | 100% | [8 empty] | Avg 5 Yr | 0 | 0 | 0 | 0 | 0 | 0 | 0 | 0 | 0 | Avg 3 Yr | 5%
G | G004 | > 11 kV & < = 22 kV ; Switch | ESCALATED ALLOCATED COST 2013/14: 0; ESCALATED ALLOCATED COST 2014/15: 0; ESCALATED ALLOCATED COST 2015/16: 0; ESCALATED ALLOCATED COST 2016/17: 0; ESCALATED ALLOCATED COST 2017/18: 0; ESCALATED ALLOCATED COST 2018/19: 0; ESCALATED ALLOCATED COST 2019/20: 0; ESCALATED ALLOCATED COST 2020/21: 0; ESCALATED ALLOCATED COST 2021/22: 0; ESCALATED ALLOCATED COST 2022/23: 0; AVERAGE REPLACEMENT UNITS Avg 5 Yr: 0 | 0 | [13 empty] | 2025/26 | Step | 0% | 0 | 0 | 0 | 1 | 2 | 3 | 4 | 5 | 100% | 100% | 100% | 100% | 100% | 100% | 100% | 100% | [8 empty] | Avg 5 Yr | 0 | 0 | 0 | 0 | 0 | 0 | 0 | 0 | 0 | Avg 3 Yr | 5%
G | G005 | > 11 kV & < = 22 kV ; Circuit Breaker | ESCALATED ALLOCATED COST 2013/14: 0; ESCALATED ALLOCATED COST 2014/15: 0; ESCALATED ALLOCATED COST 2015/16: 0; ESCALATED ALLOCATED COST 2016/17: 0; ESCALATED ALLOCATED COST 2017/18: 0; ESCALATED ALLOCATED COST 2018/19: 0; ESCALATED ALLOCATED COST 2019/20: 0; ESCALATED ALLOCATED COST 2020/21: 0; ESCALATED ALLOCATED COST 2021/22: 0; ESCALATED ALLOCATED COST 2022/23: 0; AVERAGE REPLACEMENT UNITS Avg 5 Yr: 0 | 0 | [13 empty] | 2025/26 | Step | 0% | 0 | 0 | 0 | 1 | 2 | 3 | 4 | 5 | 100% | 100% | 100% | 100% | 100% | 100% | 100% | 100% | [8 empty] | Avg 5 Yr | 0 | 0 | 0 | 0 | 0 | 0 | 0 | 0 | 0 | Avg 3 Yr | 5%
G | G006 | > 22 kV & < = 33 kV ; Switch | ESCALATED ALLOCATED COST 2013/14: 0; ESCALATED ALLOCATED COST 2014/15: 0; ESCALATED ALLOCATED COST 2015/16: 0; ESCALATED ALLOCATED COST 2016/17: 0; ESCALATED ALLOCATED COST 2017/18: 0; ESCALATED ALLOCATED COST 2018/19: 0; ESCALATED ALLOCATED COST 2019/20: 0; ESCALATED ALLOCATED COST 2020/21: 0; ESCALATED ALLOCATED COST 2021/22: 0; ESCALATED ALLOCATED COST 2022/23: 0; AVERAGE REPLACEMENT UNITS Avg 5 Yr: 0 | 0 | [13 empty] | 2025/26 | Step | 0% | 0 | 0 | 0 | 1 | 2 | 3 | 4 | 5 | 100% | 100% | 100% | 100% | 100% | 100% | 100% | 100% | [8 empty] | Avg 5 Yr | 0 | 0 | 0 | 0 | 0 | 0 | 0 | 0 | 0 | Avg 3 Yr | 5%
G | G007 | > 22 kV & < = 33 kV ; Circuit Breaker | ESCALATED ALLOCATED COST 2013/14: 0; ESCALATED ALLOCATED COST 2014/15: 0; ESCALATED ALLOCATED COST 2015/16: 0; ESCALATED ALLOCATED COST 2016/17: 0; ESCALATED ALLOCATED COST 2017/18: 0; ESCALATED ALLOCATED COST 2018/19: 0; ESCALATED ALLOCATED COST 2019/20: 0; ESCALATED ALLOCATED COST 2020/21: 0; ESCALATED ALLOCATED COST 2021/22: 0; ESCALATED ALLOCATED COST 2022/23: 0; AVERAGE REPLACEMENT UNITS Avg 5 Yr: 0 | 0 | [13 empty] | 2025/26 | Step | 0% | 0 | 0 | 0 | 1 | 2 | 3 | 4 | 5 | 100% | 100% | 100% | 100% | 100% | 100% | 100% | 100% | [8 empty] | Avg 5 Yr | 0 | 0 | 0 | 0 | 0 | 0 | 0 | 0 | 0 | Avg 3 Yr | 5%
G | G008 | > 33 kV & < = 66 kV ; Switch | ESCALATED ALLOCATED COST 2013/14: 0; ESCALATED ALLOCATED COST 2014/15: 0; ESCALATED ALLOCATED COST 2015/16: 0; ESCALATED ALLOCATED COST 2016/17: 0; ESCALATED ALLOCATED COST 2017/18: 0; ESCALATED ALLOCATED COST 2018/19: 0; ESCALATED ALLOCATED COST 2019/20: 0; ESCALATED ALLOCATED COST 2020/21: 0; ESCALATED ALLOCATED COST 2021/22: 0; ESCALATED ALLOCATED COST 2022/23: 0; AVERAGE REPLACEMENT UNITS Avg 5 Yr: 0 | 0 | [13 empty] | 2025/26 | Step | 0% | 0 | 0 | 0 | 1 | 2 | 3 | 4 | 5 | 100% | 100% | 100% | 100% | 100% | 100% | 100% | 100% | [8 empty] | Avg 5 Yr | 0 | 0 | 0 | 0 | 0 | 0 | 0 | 0 | 0 | Avg 3 Yr | 5%
G | G009 | > 33 kV & < = 66 kV ; Circuit Breaker | ESCALATED ALLOCATED COST 2013/14: 0; ESCALATED ALLOCATED COST 2014/15: 0; ESCALATED ALLOCATED COST 2015/16: 0; ESCALATED ALLOCATED COST 2016/17: 0; ESCALATED ALLOCATED COST 2017/18: 0; ESCALATED ALLOCATED COST 2018/19: 0; ESCALATED ALLOCATED COST 2019/20: 0; ESCALATED ALLOCATED COST 2020/21: 0; ESCALATED ALLOCATED COST 2021/22: 0; ESCALATED ALLOCATED COST 2022/23: 0; AVERAGE REPLACEMENT UNITS Avg 5 Yr: 0 | 0 | [13 empty] | 2025/26 | Step | 0% | 0 | 0 | 0 | 1 | 2 | 3 | 4 | 5 | 100% | 100% | 100% | 100% | 100% | 100% | 100% | 100% | [8 empty] | Avg 5 Yr | 0 | 0 | 0 | 0 | 0 | 0 | 0 | 0 | 0 | Avg 3 Yr | 5%
G | G010 | > 66 kV & < = 132 kV ; Switch | ESCALATED ALLOCATED COST 2013/14: 0; ESCALATED ALLOCATED COST 2014/15: 0; ESCALATED ALLOCATED COST 2015/16: 0; ESCALATED ALLOCATED COST 2016/17: 0; ESCALATED ALLOCATED COST 2017/18: 0; ESCALATED ALLOCATED COST 2018/19: 0; ESCALATED ALLOCATED COST 2019/20: 0; ESCALATED ALLOCATED COST 2020/21: 0; ESCALATED ALLOCATED COST 2021/22: 0; ESCALATED ALLOCATED COST 2022/23: 0; AVERAGE REPLACEMENT UNITS Avg 5 Yr: 0 | 0 | [13 empty] | 2025/26 | Step | 0% | 0 | 0 | 0 | 1 | 2 | 3 | 4 | 5 | 100% | 100% | 100% | 100% | 100% | 100% | 100% | 100% | [8 empty] | Avg 5 Yr | 0 | 0 | 0 | 0 | 0 | 0 | 0 | 0 | 0 | Avg 3 Yr | 5%
G | G011 | > 66 kV & < = 132 kV ; Circuit Breaker | ESCALATED ALLOCATED COST 2013/14: 0; ESCALATED ALLOCATED COST 2014/15: 0; ESCALATED ALLOCATED COST 2015/16: 0; ESCALATED ALLOCATED COST 2016/17: 0; ESCALATED ALLOCATED COST 2017/18: 0; ESCALATED ALLOCATED COST 2018/19: 0; ESCALATED ALLOCATED COST 2019/20: 0; ESCALATED ALLOCATED COST 2020/21: 0; ESCALATED ALLOCATED COST 2021/22: 0; ESCALATED ALLOCATED COST 2022/23: 0; AVERAGE REPLACEMENT UNITS Avg 5 Yr: 0 | 0 | [13 empty] | 2025/26 | Step | 0% | 0 | 0 | 0 | 1 | 2 | 3 | 4 | 5 | 100% | 100% | 100% | 100% | 100% | 100% | 100% | 100% | [8 empty] | Avg 5 Yr | 0 | 0 | 0 | 0 | 0 | 0 | 0 | 0 | 0 | Avg 3 Yr | 5%
G | G012 | > 132 kV ; Switch | ESCALATED ALLOCATED COST 2013/14: 0; ESCALATED ALLOCATED COST 2014/15: 0; ESCALATED ALLOCATED COST 2015/16: 0; ESCALATED ALLOCATED COST 2016/17: 0; ESCALATED ALLOCATED COST 2017/18: 0; ESCALATED ALLOCATED COST 2018/19: 0; ESCALATED ALLOCATED COST 2019/20: 0; ESCALATED ALLOCATED COST 2020/21: 0; ESCALATED ALLOCATED COST 2021/22: 0; ESCALATED ALLOCATED COST 2022/23: 0; AVERAGE REPLACEMENT UNITS Avg 5 Yr: 0 | 0 | [13 empty] | 2025/26 | Step | 0% | 0 | 0 | 0 | 1 | 2 | 3 | 4 | 5 | 100% | 100% | 100% | 100% | 100% | 100% | 100% | 100% | [8 empty] | Avg 5 Yr | 0 | 0 | 0 | 0 | 0 | 0 | 0 | 0 | 0 | Avg 3 Yr | 5%
G | G013 | > 132 kV ; Circuit Breaker | ESCALATED ALLOCATED COST 2013/14: 0; ESCALATED ALLOCATED COST 2014/15: 0; ESCALATED ALLOCATED COST 2015/16: 0; ESCALATED ALLOCATED COST 2016/17: 0; ESCALATED ALLOCATED COST 2017/18: 0; ESCALATED ALLOCATED COST 2018/19: 0; ESCALATED ALLOCATED COST 2019/20: 0; ESCALATED ALLOCATED COST 2020/21: 0; ESCALATED ALLOCATED COST 2021/22: 0; ESCALATED ALLOCATED COST 2022/23: 0; AVERAGE REPLACEMENT UNITS Avg 5 Yr: 0 | 0 | [13 empty] | 2025/26 | Step | 0% | 0 | 0 | 0 | 1 | 2 | 3 | 4 | 5 | 100% | 100% | 100% | 100% | 100% | 100% | 100% | 100% | [8 empty] | Avg 5 Yr | 0 | 0 | 0 | 0 | 0 | 0 | 0 | 0 | 0 | Avg 3 Yr | 5%
G | G014 | Switchgear Other | ESCALATED ALLOCATED COST 2013/14: 0; ESCALATED ALLOCATED COST 2014/15: 0; ESCALATED ALLOCATED COST 2015/16: 0; ESCALATED ALLOCATED COST 2016/17: 0; ESCALATED ALLOCATED COST 2017/18: 0; ESCALATED ALLOCATED COST 2018/19: 0; ESCALATED ALLOCATED COST 2019/20: 0; ESCALATED ALLOCATED COST 2020/21: 0; ESCALATED ALLOCATED COST 2021/22: 0; ESCALATED ALLOCATED COST 2022/23: 0; AVERAGE REPLACEMENT UNITS Avg 5 Yr: 0 | 0 | [13 empty] | 2025/26 | Step | 0% | 0 | 0 | 0 | 1 | 2 | 3 | 4 | 5 | 100% | 100% | 100% | 100% | 100% | 100% | 100% | 100% | [8 empty] | Avg 5 Yr | 0 | 0 | 0 | 0 | 0 | 0 | 0 | 0 | 0 | Avg 3 Yr | 5%
H | H001 | Luminaires ; Major Road | ESCALATED ALLOCATED COST 2013/14: 0; ESCALATED ALLOCATED COST 2014/15: 0; ESCALATED ALLOCATED COST 2015/16: 0; ESCALATED ALLOCATED COST 2016/17: 0; ESCALATED ALLOCATED COST 2017/18: 0; ESCALATED ALLOCATED COST 2018/19: 0; ESCALATED ALLOCATED COST 2019/20: 0; ESCALATED ALLOCATED COST 2020/21: 0; ESCALATED ALLOCATED COST 2021/22: 0; ESCALATED ALLOCATED COST 2022/23: 0; AVERAGE REPLACEMENT UNITS Avg 5 Yr: 0 | 0 | [13 empty] | 2025/26 | Step | 0% | 0 | 0 | 0 | 1 | 2 | 3 | 4 | 5 | 100% | 100% | 100% | 100% | 100% | 100% | 100% | 100% | [8 empty] | Avg 5 Yr | 0 | 0 | 0 | 0 | 0 | 0 | 0 | 0 | 0 | Avg 3 Yr | 5%
H | H002 | Luminaires ; Minor Road | ESCALATED ALLOCATED COST 2013/14: 0; ESCALATED ALLOCATED COST 2014/15: 0; ESCALATED ALLOCATED COST 2015/16: 0; ESCALATED ALLOCATED COST 2016/17: 0; ESCALATED ALLOCATED COST 2017/18: 0; ESCALATED ALLOCATED COST 2018/19: 0; ESCALATED ALLOCATED COST 2019/20: 0; ESCALATED ALLOCATED COST 2020/21: 0; ESCALATED ALLOCATED COST 2021/22: 0; ESCALATED ALLOCATED COST 2022/23: 0; AVERAGE REPLACEMENT UNITS Avg 5 Yr: 0 | 0 | [13 empty] | 2025/26 | Step | 0% | 0 | 0 | 0 | 1 | 2 | 3 | 4 | 5 | 100% | 100% | 100% | 100% | 100% | 100% | 100% | 100% | [8 empty] | Avg 5 Yr | 0 | 0 | 0 | 0 | 0 | 0 | 0 | 0 | 0 | Avg 3 Yr | 5%
H | H003 | Brackets ; Major Road | ESCALATED ALLOCATED COST 2013/14: 0; ESCALATED ALLOCATED COST 2014/15: 0; ESCALATED ALLOCATED COST 2015/16: 0; ESCALATED ALLOCATED COST 2016/17: 0; ESCALATED ALLOCATED COST 2017/18: 0; ESCALATED ALLOCATED COST 2018/19: 0; ESCALATED ALLOCATED COST 2019/20: 0; ESCALATED ALLOCATED COST 2020/21: 0; ESCALATED ALLOCATED COST 2021/22: 0; ESCALATED ALLOCATED COST 2022/23: 0; AVERAGE REPLACEMENT UNITS Avg 5 Yr: 0 | 0 | [13 empty] | 2025/26 | Step | 0% | 0 | 0 | 0 | 1 | 2 | 3 | 4 | 5 | 100% | 100% | 100% | 100% | 100% | 100% | 100% | 100% | [8 empty] | Avg 5 Yr | 0 | 0 | 0 | 0 | 0 | 0 | 0 | 0 | 0 | Avg 3 Yr | 5%
H | H004 | Brackets ; Minor Road | ESCALATED ALLOCATED COST 2013/14: 0; ESCALATED ALLOCATED COST 2014/15: 0; ESCALATED ALLOCATED COST 2015/16: 0; ESCALATED ALLOCATED COST 2016/17: 0; ESCALATED ALLOCATED COST 2017/18: 0; ESCALATED ALLOCATED COST 2018/19: 0; ESCALATED ALLOCATED COST 2019/20: 0; ESCALATED ALLOCATED COST 2020/21: 0; ESCALATED ALLOCATED COST 2021/22: 0; ESCALATED ALLOCATED COST 2022/23: 0; AVERAGE REPLACEMENT UNITS Avg 5 Yr: 0 | 0 | [13 empty] | 2025/26 | Step | 0% | 0 | 0 | 0 | 1 | 2 | 3 | 4 | 5 | 100% | 100% | 100% | 100% | 100% | 100% | 100% | 100% | [8 empty] | Avg 5 Yr | 0 | 0 | 0 | 0 | 0 | 0 | 0 | 0 | 0 | Avg 3 Yr | 5%
H | H005 | Lamps ; Major Road | ESCALATED ALLOCATED COST 2013/14: 0; ESCALATED ALLOCATED COST 2014/15: 0; ESCALATED ALLOCATED COST 2015/16: 0; ESCALATED ALLOCATED COST 2016/17: 0; ESCALATED ALLOCATED COST 2017/18: 0; ESCALATED ALLOCATED COST 2018/19: 0; ESCALATED ALLOCATED COST 2019/20: 0; ESCALATED ALLOCATED COST 2020/21: 0; ESCALATED ALLOCATED COST 2021/22: 0; ESCALATED ALLOCATED COST 2022/23: 0; AVERAGE REPLACEMENT UNITS Avg 5 Yr: 0 | 0 | [13 empty] | 2025/26 | Step | 0% | 0 | 0 | 0 | 1 | 2 | 3 | 4 | 5 | 100% | 100% | 100% | 100% | 100% | 100% | 100% | 100% | [8 empty] | Avg 5 Yr | 0 | 0 | 0 | 0 | 0 | 0 | 0 | 0 | 0 | Avg 3 Yr | 5%
H | H006 | Lamps ; Minor Road | ESCALATED ALLOCATED COST 2013/14: 0; ESCALATED ALLOCATED COST 2014/15: 0; ESCALATED ALLOCATED COST 2015/16: 0; ESCALATED ALLOCATED COST 2016/17: 0; ESCALATED ALLOCATED COST 2017/18: 0; ESCALATED ALLOCATED COST 2018/19: 0; ESCALATED ALLOCATED COST 2019/20: 0; ESCALATED ALLOCATED COST 2020/21: 0; ESCALATED ALLOCATED COST 2021/22: 0; ESCALATED ALLOCATED COST 2022/23: 0; AVERAGE REPLACEMENT UNITS Avg 5 Yr: 0 | 0 | [13 empty] | 2025/26 | Step | 0% | 0 | 0 | 0 | 1 | 2 | 3 | 4 | 5 | 100% | 100% | 100% | 100% | 100% | 100% | 100% | 100% | [8 empty] | Avg 5 Yr | 0 | 0 | 0 | 0 | 0 | 0 | 0 | 0 | 0 | Avg 3 Yr | 5%
H | H007 | Poles / Columns ; Major Road | ESCALATED ALLOCATED COST 2013/14: 0; ESCALATED ALLOCATED COST 2014/15: 0; ESCALATED ALLOCATED COST 2015/16: 0; ESCALATED ALLOCATED COST 2016/17: 0; ESCALATED ALLOCATED COST 2017/18: 0; ESCALATED ALLOCATED COST 2018/19: 0; ESCALATED ALLOCATED COST 2019/20: 0; ESCALATED ALLOCATED COST 2020/21: 0; ESCALATED ALLOCATED COST 2021/22: 0; ESCALATED ALLOCATED COST 2022/23: 0; AVERAGE REPLACEMENT UNITS Avg 5 Yr: 0 | 0 | [13 empty] | 2025/26 | Step | 0% | 0 | 0 | 0 | 1 | 2 | 3 | 4 | 5 | 100% | 100% | 100% | 100% | 100% | 100% | 100% | 100% | [8 empty] | Avg 5 Yr | 0 | 0 | 0 | 0 | 0 | 0 | 0 | 0 | 0 | Avg 3 Yr | 5%
H | H008 | Poles / Columns ; Minor Road | ESCALATED ALLOCATED COST 2013/14: 0; ESCALATED ALLOCATED COST 2014/15: 0; ESCALATED ALLOCATED COST 2015/16: 0; ESCALATED ALLOCATED COST 2016/17: 0; ESCALATED ALLOCATED COST 2017/18: 0; ESCALATED ALLOCATED COST 2018/19: 0; ESCALATED ALLOCATED COST 2019/20: 0; ESCALATED ALLOCATED COST 2020/21: 0; ESCALATED ALLOCATED COST 2021/22: 0; ESCALATED ALLOCATED COST 2022/23: 0; AVERAGE REPLACEMENT UNITS Avg 5 Yr: 0 | 0 | [13 empty] | 2025/26 | Step | 0% | 0 | 0 | 0 | 1 | 2 | 3 | 4 | 5 | 100% | 100% | 100% | 100% | 100% | 100% | 100% | 100% | [8 empty] | Avg 5 Yr | 0 | 0 | 0 | 0 | 0 | 0 | 0 | 0 | 0 | Avg 3 Yr | 5%
H | H009 | Public Lighting Other | ESCALATED ALLOCATED COST 2013/14: 0; ESCALATED ALLOCATED COST 2014/15: 0; ESCALATED ALLOCATED COST 2015/16: 0; ESCALATED ALLOCATED COST 2016/17: 0; ESCALATED ALLOCATED COST 2017/18: 0; ESCALATED ALLOCATED COST 2018/19: 0; ESCALATED ALLOCATED COST 2019/20: 0; ESCALATED ALLOCATED COST 2020/21: 0; ESCALATED ALLOCATED COST 2021/22: 0; ESCALATED ALLOCATED COST 2022/23: 0; AVERAGE REPLACEMENT UNITS Avg 5 Yr: 0 | 0 | [13 empty] | 2025/26 | Step | 0% | 0 | 0 | 0 | 1 | 2 | 3 | 4 | 5 | 100% | 100% | 100% | 100% | 100% | 100% | 100% | 100% | [8 empty] | Avg 5 Yr | 0 | 0 | 0 | 0 | 0 | 0 | 0 | 0 | 0 | Avg 3 Yr | 5%
I | I001 | Field Devices | ESCALATED ALLOCATED COST 2013/14: 0; ESCALATED ALLOCATED COST 2014/15: 0; ESCALATED ALLOCATED COST 2015/16: 0; ESCALATED ALLOCATED COST 2016/17: 0; ESCALATED ALLOCATED COST 2017/18: 0; ESCALATED ALLOCATED COST 2018/19: 0; ESCALATED ALLOCATED COST 2019/20: 0; ESCALATED ALLOCATED COST 2020/21: 0; ESCALATED ALLOCATED COST 2021/22: 0; ESCALATED ALLOCATED COST 2022/23: 0; AVERAGE REPLACEMENT UNITS Avg 5 Yr: 0 | 0 | [13 empty] | 2025/26 | Step | 0% | 0 | 0 | 0 | 1 | 2 | 3 | 4 | 5 | 100% | 100% | 100% | 100% | 100% | 100% | 100% | 100% | [8 empty] | Avg 5 Yr | 0 | 0 | 0 | 0 | 0 | 0 | 0 | 0 | 0 | Avg 3 Yr | 5%
I | I002 | Local Network Wiring Assets | ESCALATED ALLOCATED COST 2013/14: 0; ESCALATED ALLOCATED COST 2014/15: 0; ESCALATED ALLOCATED COST 2015/16: 0; ESCALATED ALLOCATED COST 2016/17: 0; ESCALATED ALLOCATED COST 2017/18: 0; ESCALATED ALLOCATED COST 2018/19: 0; ESCALATED ALLOCATED COST 2019/20: 0; ESCALATED ALLOCATED COST 2020/21: 0; ESCALATED ALLOCATED COST 2021/22: 0; ESCALATED ALLOCATED COST 2022/23: 0; AVERAGE REPLACEMENT UNITS Avg 5 Yr: 0 | 0 | [13 empty] | 2025/26 | Step | 0% | 0 | 0 | 0 | 1 | 2 | 3 | 4 | 5 | 100% | 100% | 100% | 100% | 100% | 100% | 100% | 100% | [8 empty] | Avg 5 Yr | 0 | 0 | 0 | 0 | 0 | 0 | 0 | 0 | 0 | Avg 3 Yr | 5%
I | I003 | Communications Network Assets | ESCALATED ALLOCATED COST 2013/14: 0; ESCALATED ALLOCATED COST 2014/15: 0; ESCALATED ALLOCATED COST 2015/16: 0; ESCALATED ALLOCATED COST 2016/17: 0; ESCALATED ALLOCATED COST 2017/18: 0; ESCALATED ALLOCATED COST 2018/19: 0; ESCALATED ALLOCATED COST 2019/20: 0; ESCALATED ALLOCATED COST 2020/21: 0; ESCALATED ALLOCATED COST 2021/22: 0; ESCALATED ALLOCATED COST 2022/23: 0; AVERAGE REPLACEMENT UNITS Avg 5 Yr: 0 | 0 | [13 empty] | 2025/26 | Step | 0% | 0 | 0 | 0 | 1 | 2 | 3 | 4 | 5 | 100% | 100% | 100% | 100% | 100% | 100% | 100% | 100% | [8 empty] | Avg 5 Yr | 0 | 0 | 0 | 0 | 0 | 0 | 0 | 0 | 0 | Avg 3 Yr | 5%
I | I004 | Master Station Assets | ESCALATED ALLOCATED COST 2013/14: 0; ESCALATED ALLOCATED COST 2014/15: 0; ESCALATED ALLOCATED COST 2015/16: 0; ESCALATED ALLOCATED COST 2016/17: 0; ESCALATED ALLOCATED COST 2017/18: 0; ESCALATED ALLOCATED COST 2018/19: 0; ESCALATED ALLOCATED COST 2019/20: 0; ESCALATED ALLOCATED COST 2020/21: 0; ESCALATED ALLOCATED COST 2021/22: 0; ESCALATED ALLOCATED COST 2022/23: 0; AVERAGE REPLACEMENT UNITS Avg 5 Yr: 0 | 0 | [13 empty] | 2025/26 | Step | 0% | 0 | 0 | 0 | 1 | 2 | 3 | 4 | 5 | 100% | 100% | 100% | 100% | 100% | 100% | 100% | 100% | [8 empty] | Avg 5 Yr | 0 | 0 | 0 | 0 | 0 | 0 | 0 | 0 | 0 | Avg 3 Yr | 5%
I | I005 | Communications Site Infrastructure | ESCALATED ALLOCATED COST 2013/14: 0; ESCALATED ALLOCATED COST 2014/15: 0; ESCALATED ALLOCATED COST 2015/16: 0; ESCALATED ALLOCATED COST 2016/17: 0; ESCALATED ALLOCATED COST 2017/18: 0; ESCALATED ALLOCATED COST 2018/19: 0; ESCALATED ALLOCATED COST 2019/20: 0; ESCALATED ALLOCATED COST 2020/21: 0; ESCALATED ALLOCATED COST 2021/22: 0; ESCALATED ALLOCATED COST 2022/23: 0; AVERAGE REPLACEMENT UNITS Avg 5 Yr: 0 | 0 | [13 empty] | 2025/26 | Step | 0% | 0 | 0 | 0 | 1 | 2 | 3 | 4 | 5 | 100% | 100% | 100% | 100% | 100% | 100% | 100% | 100% | [8 empty] | Avg 5 Yr | 0 | 0 | 0 | 0 | 0 | 0 | 0 | 0 | 0 | Avg 3 Yr | 5%
I | I006 | Communications Linear Assets | ESCALATED ALLOCATED COST 2013/14: 0; ESCALATED ALLOCATED COST 2014/15: 0; ESCALATED ALLOCATED COST 2015/16: 0; ESCALATED ALLOCATED COST 2016/17: 0; ESCALATED ALLOCATED COST 2017/18: 0; ESCALATED ALLOCATED COST 2018/19: 0; ESCALATED ALLOCATED COST 2019/20: 0; ESCALATED ALLOCATED COST 2020/21: 0; ESCALATED ALLOCATED COST 2021/22: 0; ESCALATED ALLOCATED COST 2022/23: 0; AVERAGE REPLACEMENT UNITS Avg 5 Yr: 0 | 0 | [13 empty] | 2025/26 | Step | 0% | 0 | 0 | 0 | 1 | 2 | 3 | 4 | 5 | 100% | 100% | 100% | 100% | 100% | 100% | 100% | 100% | [8 empty] | Avg 5 Yr | 0 | 0 | 0 | 0 | 0 | 0 | 0 | 0 | 0 | Avg 3 Yr | 5%
I | I007 | AFLC | ESCALATED ALLOCATED COST 2013/14: 0; ESCALATED ALLOCATED COST 2014/15: 0; ESCALATED ALLOCATED COST 2015/16: 0; ESCALATED ALLOCATED COST 2016/17: 0; ESCALATED ALLOCATED COST 2017/18: 0; ESCALATED ALLOCATED COST 2018/19: 0; ESCALATED ALLOCATED COST 2019/20: 0; ESCALATED ALLOCATED COST 2020/21: 0; ESCALATED ALLOCATED COST 2021/22: 0; ESCALATED ALLOCATED COST 2022/23: 0; AVERAGE REPLACEMENT UNITS Avg 5 Yr: 0 | 0 | [13 empty] | 2025/26 | Step | 0% | 0 | 0 | 0 | 1 | 2 | 3 | 4 | 5 | 100% | 100% | 100% | 100% | 100% | 100% | 100% | 100% | [8 empty] | Avg 5 Yr | 0 | 0 | 0 | 0 | 0 | 0 | 0 | 0 | 0 | Avg 3 Yr | 5%
I | I008 | Network Control Other | ESCALATED ALLOCATED COST 2013/14: 0; ESCALATED ALLOCATED COST 2014/15: 0; ESCALATED ALLOCATED COST 2015/16: 0; ESCALATED ALLOCATED COST 2016/17: 0; ESCALATED ALLOCATED COST 2017/18: 0; ESCALATED ALLOCATED COST 2018/19: 0; ESCALATED ALLOCATED COST 2019/20: 0; ESCALATED ALLOCATED COST 2020/21: 0; ESCALATED ALLOCATED COST 2021/22: 0; ESCALATED ALLOCATED COST 2022/23: 0; AVERAGE REPLACEMENT UNITS Avg 5 Yr: 0 | 0 | [13 empty] | 2025/26 | Step | 0% | 0 | 0 | 0 | 1 | 2 | 3 | 4 | 5 | 100% | 100% | 100% | 100% | 100% | 100% | 100% | 100% | [8 empty] | Avg 5 Yr | 0 | 0 | 0 | 0 | 0 | 0 | 0 | 0 | 0 | Avg 3 Yr | 5%
J | J001 | CURRENT TRANSFORMERS | ESCALATED ALLOCATED COST 2013/14: 0; ESCALATED ALLOCATED COST 2014/15: 0; ESCALATED ALLOCATED COST 2015/16: 0; ESCALATED ALLOCATED COST 2016/17: 0; ESCALATED ALLOCATED COST 2017/18: 0; ESCALATED ALLOCATED COST 2018/19: 0; ESCALATED ALLOCATED COST 2019/20: 0; ESCALATED ALLOCATED COST 2020/21: 0; ESCALATED ALLOCATED COST 2021/22: 0; ESCALATED ALLOCATED COST 2022/23: 0; AVERAGE REPLACEMENT UNITS Avg 5 Yr: 0 | 0 | [13 empty] | 2025/26 | Step | 0% | 0 | 0 | 0 | 1 | 2 | 3 | 4 | 5 | 100% | 100% | 100% | 100% | 100% | 100% | 100% | 100% | [8 empty] | Avg 5 Yr | 0 | 0 | 0 | 0 | 0 | 0 | 0 | 0 | 0 | Avg 3 Yr | 5%
J | J002 | VOLTAGE TRANSFORMERS | ESCALATED ALLOCATED COST 2013/14: 0; ESCALATED ALLOCATED COST 2014/15: 0; ESCALATED ALLOCATED COST 2015/16: 0; ESCALATED ALLOCATED COST 2016/17: 0; ESCALATED ALLOCATED COST 2017/18: 0; ESCALATED ALLOCATED COST 2018/19: 0; ESCALATED ALLOCATED COST 2019/20: 0; ESCALATED ALLOCATED COST 2020/21: 0; ESCALATED ALLOCATED COST 2021/22: 0; ESCALATED ALLOCATED COST 2022/23: 0; AVERAGE REPLACEMENT UNITS Avg 5 Yr: 0 | 0 | [13 empty] | 2025/26 | Step | 0% | 0 | 0 | 0 | 1 | 2 | 3 | 4 | 5 | 100% | 100% | 100% | 100% | 100% | 100% | 100% | 100% | [8 empty] | Avg 5 Yr | 0 | 0 | 0 | 0 | 0 | 0 | 0 | 0 | 0 | Avg 3 Yr | 5%
J | J003 | CAPACITOR BANKS | ESCALATED ALLOCATED COST 2013/14: 0; ESCALATED ALLOCATED COST 2014/15: 0; ESCALATED ALLOCATED COST 2015/16: 0; ESCALATED ALLOCATED COST 2016/17: 0; ESCALATED ALLOCATED COST 2017/18: 0; ESCALATED ALLOCATED COST 2018/19: 0; ESCALATED ALLOCATED COST 2019/20: 0; ESCALATED ALLOCATED COST 2020/21: 0; ESCALATED ALLOCATED COST 2021/22: 0; ESCALATED ALLOCATED COST 2022/23: 0; AVERAGE REPLACEMENT UNITS Avg 5 Yr: 0 | 0 | [13 empty] | 2025/26 | Step | 0% | 0 | 0 | 0 | 1 | 2 | 3 | 4 | 5 | 100% | 100% | 100% | 100% | 100% | 100% | 100% | 100% | [8 empty] | Avg 5 Yr | 0 | 0 | 0 | 0 | 0 | 0 | 0 | 0 | 0 | Avg 3 Yr | 5%
J | J004 | STATIC VAR COMPENSATOR | ESCALATED ALLOCATED COST 2013/14: 0; ESCALATED ALLOCATED COST 2014/15: 0; ESCALATED ALLOCATED COST 2015/16: 0; ESCALATED ALLOCATED COST 2016/17: 0; ESCALATED ALLOCATED COST 2017/18: 0; ESCALATED ALLOCATED COST 2018/19: 0; ESCALATED ALLOCATED COST 2019/20: 0; ESCALATED ALLOCATED COST 2020/21: 0; ESCALATED ALLOCATED COST 2021/22: 0; ESCALATED ALLOCATED COST 2022/23: 0; AVERAGE REPLACEMENT UNITS Avg 5 Yr: 0 | 0 | [13 empty] | 2025/26 | Step | 0% | 0 | 0 | 0 | 1 | 2 | 3 | 4 | 5 | 100% | 100% | 100% | 100% | 100% | 100% | 100% | 100% | [8 empty] | Avg 5 Yr | 0 | 0 | 0 | 0 | 0 | 0 | 0 | 0 | 0 | Avg 3 Yr | 5%
J | J005 | REGULATORS | ESCALATED ALLOCATED COST 2013/14: 0; ESCALATED ALLOCATED COST 2014/15: 0; ESCALATED ALLOCATED COST 2015/16: 0; ESCALATED ALLOCATED COST 2016/17: 0; ESCALATED ALLOCATED COST 2017/18: 0; ESCALATED ALLOCATED COST 2018/19: 0; ESCALATED ALLOCATED COST 2019/20: 0; ESCALATED ALLOCATED COST 2020/21: 0; ESCALATED ALLOCATED COST 2021/22: 0; ESCALATED ALLOCATED COST 2022/23: 0; AVERAGE REPLACEMENT UNITS Avg 5 Yr: 0 | 0 | [13 empty] | 2025/26 | Step | 0% | 0 | 0 | 0 | 1 | 2 | 3 | 4 | 5 | 100% | 100% | 100% | 100% | 100% | 100% | 100% | 100% | [8 empty] | Avg 5 Yr | 0 | 0 | 0 | 0 | 0 | 0 | 0 | 0 | 0 | Avg 3 Yr | 5%
J | J006 | OTHER | ESCALATED ALLOCATED COST 2013/14: 0; ESCALATED ALLOCATED COST 2014/15: 0; ESCALATED ALLOCATED COST 2015/16: 0; ESCALATED ALLOCATED COST 2016/17: 0; ESCALATED ALLOCATED COST 2017/18: 0; ESCALATED ALLOCATED COST 2018/19: 0; ESCALATED ALLOCATED COST 2019/20: 0; ESCALATED ALLOCATED COST 2020/21: 0; ESCALATED ALLOCATED COST 2021/22: 0; ESCALATED ALLOCATED COST 2022/23: 0; AVERAGE REPLACEMENT UNITS Avg 5 Yr: 0 | 0 | [13 empty] | 2025/26 | Step | 0% | 0 | 0 | 0 | 1 | 2 | 3 | 4 | 5 | 100% | 100% | 100% | 100% | 100% | 100% | 100% | 100% | [8 empty] | Avg 5 Yr | 0 | 0 | 0 | 0 | 0 | 0 | 0 | 0 | 0 | Avg 3 Yr | 5%
|  | TOTAL DIRECT COST | 0 | 0 | 0 | 0 | 0 | 0 | 0 | 0 | 0 | 0 | 0 | 0 | 0 | 0 | 0 | 0 | 0 | 0 | 0 | 0 | [67 empty] | 0 | 0 | 0 | 0 | 0 | 0 | 0 | 0
Nailing Rate %
A1 |  | Nails | 0 | 0 | 0 | 0 | 0 | 0 | 0 | 0 | 0 | 0 | 0 | 0 | 0 | 0 | 0 | 0 | 0 | 0 | 0 | 0 | 0 | 0 | 0 | 0 | 0 | 0 | 0 | 0 | 0 | 0 | [45 empty] | 0 | 0 | 0 | 0 | 0 | 0 | 0 | 0 |  |  |  |  | 0 | 0 | 0 | 0 | 0 | 0 | 0 | 0
A |  | Poles | 0 | 0 | 0 | 0 | 0 | 0 | 0 | 0 | 0 | 0 | 0 | 0 | 0 | 0 | 0 | 0 | 0 | 0 | 0 | 0 | 0 | 0 | 0 | 0 | 0 | 0 | 0 | 0 | 0 | 0 | [45 empty] | 0 | 0 | 0 | 0 | 0 | 0 | 0 | 0 |  |  |  |  | 0 | 0 | 0 | 0 | 0 | 0 | 0 | 0
B |  | Pole Tops | 0 | 0 | 0 | 0 | 0 | 0 | 0 | 0 | 0 | 0 | 0 | 0 | 0 | 0 | 0 | 0 | 0 | 0 | 0 | 0 | 0 | 0 | 0 | 0 | 0 | 0 | 0 | 0 | 0 | 0 | [45 empty] | 0 | 0 | 0 | 0 | 0 | 0 | 0 | 0 |  |  |  |  | 0 | 0 | 0 | 0 | 0 | 0 | 0 | 0
C |  | Conductor | 0 | 0 | 0 | 0 | 0 | 0 | 0 | 0 | 0 | 0 | 0 | 0 | 0 | 0 | 0 | 0 | 0 | 0 | 0 | 0 | 0 | 0 | 0 | 0 | 0 | 0 | 0 | 0 | 0 | 0 | [45 empty] | 0 | 0 | 0 | 0 | 0 | 0 | 0 | 0 |  |  |  |  | 0 | 0 | 0 | 0 | 0 | 0 | 0 | 0
D |  | Underground Cables | 0 | 0 | 0 | 0 | 0 | 0 | 0 | 0 | 0 | 0 | 0 | 0 | 0 | 0 | 0 | 0 | 0 | 0 | 0 | 0 | 0 | 0 | 0 | 0 | 0 | 0 | 0 | 0 | 0 | 0 | [45 empty] | 0 | 0 | 0 | 0 | 0 | 0 | 0 | 0 |  |  |  |  | 0 | 0 | 0 | 0 | 0 | 0 | 0 | 0
E |  | Services | 0 | 0 | 0 | 0 | 0 | 0 | 0 | 0 | 0 | 0 | 0 | 0 | 0 | 0 | 0 | 0 | 0 | 0 | 0 | 0 | 0 | 0 | 0 | 0 | 0 | 0 | 0 | 0 | 0 | 0 | [45 empty] | 0 | 0 | 0 | 0 | 0 | 0 | 0 | 0 |  |  |  |  | 0 | 0 | 0 | 0 | 0 | 0 | 0 | 0
F |  | Transformers | 0 | 0 | 0 | 0 | 0 | 0 | 0 | 0 | 0 | 0 | 0 | 0 | 0 | 0 | 0 | 0 | 0 | 0 | 0 | 0 | 0 | 0 | 0 | 0 | 0 | 0 | 0 | 0 | 0 | 0 | [45 empty] | 0 | 0 | 0 | 0 | 0 | 0 | 0 | 0 |  |  |  |  | 0 | 0 | 0 | 0 | 0 | 0 | 0 | 0
G |  | Switchgear | 0 | 0 | 0 | 0 | 0 | 0 | 0 | 0 | 0 | 0 | 0 | 0 | 0 | 0 | 0 | 0 | 0 | 0 | 0 | 0 | 0 | 0 | 0 | 0 | 0 | 0 | 0 | 0 | 0 | 0 | [45 empty] | 0 | 0 | 0 | 0 | 0 | 0 | 0 | 0 |  |  |  |  | 0 | 0 | 0 | 0 | 0 | 0 | 0 | 0
H |  | Public Lighting | 0 | 0 | 0 | 0 | 0 | 0 | 0 | 0 | 0 | 0 | 0 | 0 | 0 | 0 | 0 | 0 | 0 | 0 | 0 | 0 | 0 | 0 | 0 | 0 | 0 | 0 | 0 | 0 | 0 | 0 | [45 empty] | 0 | 0 | 0 | 0 | 0 | 0 | 0 | 0 |  |  |  |  | 0 | 0 | 0 | 0 | 0 | 0 | 0 | 0
I |  | SCADA, Protection & Control | 0 | 0 | 0 | 0 | 0 | 0 | 0 | 0 | 0 | 0 | 0 | 0 | 0 | 0 | 0 | 0 | 0 | 0 | 0 | 0 | 0 | 0 | 0 | 0 | 0 | 0 | 0 | 0 | 0 | 0 | [45 empty] | 0 | 0 | 0 | 0 | 0 | 0 | 0 | 0 |  |  |  |  | 0 | 0 | 0 | 0 | 0 | 0 | 0 | 0
J |  | Other | 0 | 0 | 0 | 0 | 0 | 0 | 0 | 0 | 0 | 0 | 0 | 0 | 0 | 0 | 0 | 0 | 0 | 0 | 0 | 0 | 0 | 0 | 0 | 0 | 0 | 0 | 0 | 0 | 0 | 0 | [45 empty] | 0 | 0 | 0 | 0 | 0 | 0 | 0 | 0 |  |  |  |  | 0 | 0 | 0 | 0 | 0 | 0 | 0 | 0
|  |  | 0 | 0 | 0 | 0 | 0 | 0 | 0 | 0 | 0 | 0 | 0 | 0 | 0 | 0 | 0 | 0 | 0 | 0 | 0 | 0 | [67 empty] | 0 | 0 | 0 | 0 | 0 | 0 | 0 | 0

## Unit Cost Rate Summary (hidden)
Unit Cost Rate Summary
Avg Hourly Rate
[39 empty] | 112 |  | Escalated to | N
|  |  | P1 |  |  |  |  | P2 |  |  |  |  | RTS |  |  |  |  | Planned |  |  |  |  | ReConductor |  |  |  |  | CTG/CTS |  |  |  |  | Overall Annual (Excluded Substation Projects)
Group | Cat |  | UNIT COST RATE |  |  |  | Qty | UNIT COST RATE |  |  |  | Qty | UNIT COST RATE |  |  |  | Qty | UNIT COST RATE |  |  |  | Qty | UNIT COST RATE |  |  |  | Qty | UNIT COST RATE |  |  |  | Remarks | Total | Unit Cost Rate | Expenditure Split |  |  |  |  | Labour Hr
Code | Code | RIN ASSET CATEGORY | Type | Escalate | Manual | APPLIED |  | Type | Escalate | Manual | APPLIED |  | Type | Escalate | Manual | APPLIED |  | Type | Escalate | Manual | APPLIED |  | Type | Escalate | Manual | APPLIED |  | Type | Escalate | Manual | APPLIED |  | Expenditure | Avgerage | MATERIAL | LABOUR | CONTRACT | OTHER | LABOUR (Hr) | Per Asset
A1 | A001 | Staking of a wooden pole | Avg 3 Yr | 5% |  |  | 0 | Avg 3 Yr | 0% | 1800 | 1800 | 4658 | Avg 3 Yr | 5% |  |  | 0 | Avg 3 Yr | 5% |  |  | 0 | Avg 3 Yr | 5% |  |  | 0 | Avg 5 Yr | 5% |  |  | Good | 8384400 | 1800 |  |  | 8384400 |  | 0 | 0
A | A002 | ˂ = 1 kV; Wood | Avg 3 Yr | 5% |  | 7145.1259 | 63 | Avg 3 Yr | 0% |  | 4154.616 | 2528.6667 | Avg 3 Yr | 5% | 14290.2518 | 14290.2518 | 7 | Avg 3 Yr | 5% |  | 14543.9782 | 0 | Avg 3 Yr | 5% |  | 6740.9922 | 1072.3663 | Avg 5 Yr | 5% |  | 5216.0769 | Good | 18284626.7098 | 4980.7852 | 3868119.0079 | 4776499.4676 | 9417404.3491 | 222603.8852 | 42647.3167 | 11.6173
A | A003 | > 1 kV & < = 11 kV; Wood | Avg 3 Yr | 5% |  |  | 147.2 | Avg 3 Yr | 0% |  | 6397.6176 | 8867.6667 | Avg 3 Yr | 5% | #VALUE! | #VALUE! | 74.6667 | Avg 3 Yr | 5% |  | 24001.9208 | 0 | Avg 3 Yr | 5% |  | 7275.4921 | 1314.7774 | Avg 5 Yr | 5% |  | 7877.1389 | Good | 66297593.3602 | 6372.1274 | 14025278.4551 | 17318943.6357 | 34146239.5681 | 807131.7013 | 154633.4253 | 14.8624
A | A004 | ˃ 11 kV & < = 22 kV; Wood | Avg 5 Yr | 5% |  | 9334.5164 | 6.8 | Avg 5 Yr | 0% |  | 12937.7579 | 0 | Avg 5 Yr | 5% | 14001.7746 | 14001.7746 | 0 | Avg 3 Yr | 5% |  |  | 0 | Avg 5 Yr | 5% |  | 6480.4683 | 7.1971 | Avg 5 Yr | 5% |  | 13826.6589 | Good | 110115.2223 | 7867.0085 | 23294.9128 | 28765.4383 | 56714.2873 | 1340.5839 | 256.8343 | 18.3491
A | A005 | > 22 kV & < = 66 kV; Wood | Avg 3 Yr | 5% |  |  | 5.2 | Avg 3 Yr | 0% |  | 11006.9937 | 580.6667 | Avg 3 Yr | 5% | #VALUE! | #VALUE! | 4.6667 | Avg 3 Yr | 5% |  | 19346.1646 | 0 | Avg 3 Yr | 5% |  | 12012.1917 | 80.4765 | Avg 5 Yr | 5% |  | 11664.1033 | Good | 7358094.047 | 10965.7015 | 1556607.3017 | 1922157.4963 | 3789749.0596 | 89580.1893 | 17162.1205 | 25.5766
A | A006 | > 66 kV & < = 132 kV; Wood | Avg 3 Yr | 5% |  |  | 0.2 | Avg 3 Yr | 0% |  | 13372.4122 | 8.6667 | Avg 5 Yr | 5% | #VALUE! | #VALUE! | 0 | Avg 3 Yr | 5% |  | 91531.66 | 0 | Avg 5 Yr | 5% |  |  | 0 | Avg 5 Yr | 5% |  | 2748.3363 | Good | 115894.2391 | 13070.7788 | 24517.4658 | 30275.0929 | 59690.7407 | 1410.9398 | 270.3133 | 30.4865
A | A007 | > 132 kV; Wood | Avg 3 Yr | 5% |  |  | 0 | Avg 3 Yr | 0% |  |  | 0 | Avg 3 Yr | 5% |  |  | 0 | Avg 3 Yr | 5% |  |  | 0 | Avg 3 Yr | 5% |  |  | 0 | Avg 5 Yr | 5% |  |  | Good | 0 |  | 0 | 0 | 0 | 0 | 0
A | A008 | ˂ = 1 kV; Concrete | Avg 3 Yr | 5% |  |  | 0 | Avg 3 Yr | 0% |  |  | 0 | Avg 3 Yr | 5% |  |  | 0 | Avg 3 Yr | 5% |  |  | 0 | Avg 3 Yr | 5% |  |  | 0 | Avg 5 Yr | 5% |  |  | Good | 0 |  | 0 | 0 | 0 | 0 | 0
A | A009 | > 1 kV & < = 11 kV; Concrete | Avg 3 Yr | 5% |  |  | 0 | Avg 3 Yr | 0% |  | 6595.4642 | 8.6667 | Avg 3 Yr | 5% |  |  | 0 | Avg 3 Yr | 5% |  |  | 0 | Avg 3 Yr | 5% |  | 9840.6776 | 12.7585 | Avg 5 Yr | 5% |  | 5977.3722 | Good | 182712.7474 | 8527.9591 | 38652.9439 | 47730.1153 | 94105.2748 | 2224.4133 | 426.1617 | 19.8907
A | A010 | ˃ 11 kV & < = 22 kV; Concrete | Avg 3 Yr | 5% |  |  | 0 | Avg 3 Yr | 0% |  |  | 0 | Avg 3 Yr | 5% |  |  | 0 | Avg 3 Yr | 5% |  |  | 0 | Avg 3 Yr | 5% |  | 14789.3237 | 0.98142 | Avg 5 Yr | 5% |  |  | Good | 14514.5573 | 14789.3237 | 3070.5595 | 3791.6429 | 7475.6492 | 176.7056 | 33.854 | 34.4948
A | A011 | > 22 kV & < = 66 kV; Concrete | Avg 3 Yr | 5% |  |  | 0 | Avg 3 Yr | 0% |  |  | 0 | Avg 3 Yr | 5% |  |  | 0 | Avg 3 Yr | 5% |  |  | 0 | Avg 3 Yr | 5% |  |  | 0 | Avg 5 Yr | 5% |  | 73037.6519 | Good | 0 |  | 0 | 0 | 0 | 0 | 0
A | A012 | > 66 kV & < = 132 kV; Concrete | Avg 3 Yr | 5% |  |  | 0 | Avg 3 Yr | 0% |  |  | 0 | Avg 3 Yr | 5% |  |  | 0 | Avg 3 Yr | 5% |  |  | 0 | Avg 3 Yr | 5% |  |  | 0 | Avg 5 Yr | 5% |  |  | Good | 0 |  | 0 | 0 | 0 | 0 | 0
A | A013 | > 132 kV; Concrete | Avg 3 Yr | 5% |  |  | 0 | Avg 3 Yr | 0% |  |  | 0 | Avg 3 Yr | 5% |  |  | 0 | Avg 3 Yr | 5% |  |  | 0 | Avg 3 Yr | 5% |  |  | 0 | Avg 5 Yr | 5% |  |  | Good | 0 |  | 0 | 0 | 0 | 0 | 0
A | A014 | ˂ = 1 kV; Steel | Avg 3 Yr | 5% |  |  | 0 | Avg 3 Yr | 0% |  |  | 0 | Avg 3 Yr | 5% |  |  | 0 | Avg 3 Yr | 5% |  |  | 0 | Avg 3 Yr | 5% |  |  | 0 | Avg 5 Yr | 5% |  |  | Good | 0 |  | 0 | 0 | 0 | 0 | 0
A | A015 | > 1 kV & < = 11 kV; Steel | Avg 3 Yr | 5% |  |  | 0 | Avg 3 Yr | 0% |  |  | 0 | Avg 3 Yr | 5% |  |  | 0 | Avg 3 Yr | 5% |  |  | 0 | Avg 3 Yr | 5% |  |  | 0 | Avg 5 Yr | 5% |  |  | Good | 0 |  | 0 | 0 | 0 | 0 | 0
A | A016 | ˃ 11 kV & < = 22 kV; Steel | Avg 3 Yr | 5% |  |  | 0 | Avg 3 Yr | 0% |  |  | 0 | Avg 3 Yr | 5% |  |  | 0 | Avg 3 Yr | 5% |  |  | 0 | Avg 3 Yr | 5% |  |  | 0 | Avg 5 Yr | 5% |  |  | Good | 0 |  | 0 | 0 | 0 | 0 | 0
A | A017 | > 22 kV & < = 66 kV; Steel | Avg 3 Yr | 5% |  |  | 0 | Avg 3 Yr | 0% |  |  | 0 | Avg 3 Yr | 5% |  |  | 0 | Avg 3 Yr | 5% |  |  | 0 | Avg 3 Yr | 5% |  |  | 0 | Avg 5 Yr | 5% |  |  | Good | 0 |  | 0 | 0 | 0 | 0 | 0
A | A018 | > 66 kV & < = 132 kV; Steel | Avg 3 Yr | 5% |  |  | 0 | Avg 3 Yr | 0% |  |  | 0 | Avg 3 Yr | 5% |  |  | 0 | Avg 3 Yr | 5% |  |  | 0 | Avg 3 Yr | 5% |  |  | 0 | Avg 5 Yr | 5% |  |  | Good | 0 |  | 0 | 0 | 0 | 0 | 0
A | A019 | > 132 kV; Steel | Avg 3 Yr | 5% |  |  | 0 | Avg 3 Yr | 0% |  |  | 0 | Avg 3 Yr | 5% |  |  | 0 | Avg 3 Yr | 5% |  |  | 0 | Avg 3 Yr | 5% |  |  | 0 | Avg 5 Yr | 5% |  |  | Good | 0 |  | 0 | 0 | 0 | 0 | 0
A | A020 | Poles Other | Avg 3 Yr | 5% |  |  | 0 | Avg 3 Yr | 0% |  |  | 0 | Avg 3 Yr | 5% |  |  | 0 | Avg 3 Yr | 5% |  |  | 0 | Avg 3 Yr | 5% |  |  | 0 | Avg 5 Yr | 5% |  |  | Good | 0 |  | 0 | 0 | 0 | 0 | 0
B | B001 | ˂ = 1 kV | Avg 3 Yr | 5% |  | 1439.6953 | 262.2343 | Avg 3 Yr | 0% |  | 2479.8119 | 4529.7233 | Avg 3 Yr | 5% | 1439.6953 | 1439.6953 | 27.3077 | Avg 3 Yr | 5% | 2479.8119 | 2479.8119 | 2468.4211 | Avg 3 Yr | 5% |  | 1982.2728 | 2499.0253 | Avg 5 Yr | 5% |  | 2499.9734 | Good | 22724683.8902 | 2321.9938 | 4577368.5657 | 7603201.2997 | 10143041.3137 | 401072.7111 | 67885.7259 | 6.9365
B | B002 | > 1 kV & < = 11 kV | Avg 3 Yr | 5% |  | 4385.1235 | 353.1335 | Avg 3 Yr | 0% |  | 2733.2759 | 6894.9832 | Avg 3 Yr | 5% | 4385.1235 | 4385.1235 | 141.6359 | Avg 3 Yr | 5% | 2733.2759 | 2733.2759 | 1372.3684 | Avg 3 Yr | 5% |  | 2113.1804 | 2023.877 | Avg 5 Yr | 5% |  | 2218.5911 | Good | 29043395.2279 | 2692.6943 | 5850128.6531 | 9717309.2225 | 12963364.3799 | 512592.9724 | 86761.6895 | 8.0439
B | B003 | ˃ 11 kV & < = 22 kV | Avg 3 Yr | 5% |  |  | 153.4605 | Avg 3 Yr | 0% |  | 2814.5422 | 4920.0602 | Avg 3 Yr | 5% |  | 1116.439 | 101.9487 | Avg 3 Yr | 5% | 2814.5422 | 2814.5422 | 405.2632 | Avg 3 Yr | 5% |  | 1847.4138 | 408.4379 | Avg 5 Yr | 5% |  | 3327.2285 | Good | 15856720.8785 | 2647.5655 | 3193974.2729 | 5305325.3183 | 7077562.6956 | 279858.5918 | 47368.9761 | 7.9091
B | B004 | ˃ 22 kV & < = 66 kV | Avg 3 Yr | 5% | 4402.2876 | 4402.2876 | 31.3896 | Avg 3 Yr | 0% |  | 4402.2876 | 1246.5363 | Avg 3 Yr | 5% | 4402.2876 | 4402.2876 | 84.1077 | Avg 3 Yr | 5% | 4402.2876 | 4402.2876 | 2753.9474 | Avg 3 Yr | 5% |  | 5893.8299 | 67.6915 | Avg 5 Yr | 5% |  | 4476.7916 | Good | 18518693.9449 | 4426.4206 | 3730167.9509 | 6195965.5215 | 8265720.1599 | 326840.3126 | 55321.1207 | 13.2231
B | B005 | > 66 kV & < = 132 kV | Avg 3 Yr | 5% |  |  | 0.21798 | Avg 3 Yr | 0% |  | 6951.0325 | 21.06 | Avg 3 Yr | 5% |  |  | 0 | Avg 3 Yr | 5% | 6951.0325 | 6951.0325 | 0 | Avg 3 Yr | 5% |  |  | 0 | Avg 5 Yr | 5% |  |  | Good | 146388.9972 | 6879.8224 | 29486.7201 | 48978.6797 | 65339.9472 | 2583.6501 | 437.3096 | 20.5522
B | B006 | > 132 kV | Avg 3 Yr | 5% |  |  | 0 | Avg 3 Yr | 0% |  |  | 0 | Avg 3 Yr | 5% |  |  | 0 | Avg 3 Yr | 5% |  |  | 0 | Avg 3 Yr | 5% |  |  | 0 | Avg 5 Yr | 5% |  |  | Good | 0 |  | 0 | 0 | 0 | 0 | 0
B | B007 | Pole Tops Other | Avg 3 Yr | 5% |  |  | 0 | Avg 3 Yr | 0% |  |  | 0 | Avg 3 Yr | 5% |  |  | 0 | Avg 3 Yr | 5% |  |  | 0 | Avg 3 Yr | 5% |  |  | 0 | Avg 5 Yr | 5% |  |  | Good | 0 |  | 0 | 0 | 0 | 0 | 0
C | C001 | ˂ = 1 kV | Avg 3 Yr | 5% |  | 9093.3333 | -0.14742 | Avg 3 Yr | 0% |  | 212425.1652 | 33.2589 | Avg 3 Yr | 5% |  | 97570.2853 | 0.84677 | Avg 3 Yr | 5% |  | 2738394.9486 | 0 | Avg 3 Yr | 5% |  | 43546.6608 | 334.8803 | Avg 5 Yr | 5% |  | 54166.1328 | P2 conductor high cost due to contracotrs; | 21729222.4303 | 58912.5617 | 4649688.7704 | 5483805.1011 | 11215800.6691 | 379927.8896 | 48962.5455 | 132.7479
C | C002 | > 1 kV & < = 11 kV | Avg 3 Yr | 5% |  | 6014.2105 | -0.27098 | Avg 3 Yr | 0% |  | 111794.7101 | 15.6397 | Avg 3 Yr | 5% |  | 14533.1299 | 3.261 | Avg 3 Yr | 5% |  | 11281494.4768 | 0 | Avg 3 Yr | 5% |  | 46893.8676 | 221.5046 | Avg 5 Yr | 5% |  | 31638.0713 | Weekend work | 12181409.1325 | 50727.4789 | 2606617.0307 | 3074222.9159 | 6287581.4879 | 212987.698 | 27448.4189 | 114.3044
C | C003 | ˃ 11 kV & < = 22 kV ; SWER | Avg 3 Yr | 5% |  | 1935.9453 | 0.85497 | Avg 3 Yr | 0% |  | 49620.9891 | 27.109 | Avg 3 Yr | 5% |  | 11051.8835 | 2.9648 | Avg 3 Yr | 5% |  | 1152188.2004 | 0 | Avg 3 Yr | 5% |  | 20519.8866 | 64.6347 | Avg 5 Yr | 5% |  | 21872.2124 | Design required | 2705895.3899 | 28315.1359 | 579016.182 | 682886.9735 | 1396680.5955 | 47311.6389 | 6097.2051 | 63.8026
C | C004 | ˃ 11 kV & < = 22 kV ; Single-Phase | Avg 3 Yr | 5% |  |  | 0 | Avg 3 Yr | 0% |  |  | 0 | Avg 3 Yr | 5% |  |  | 0 | Avg 3 Yr | 5% |  |  | 0 | Avg 3 Yr | 5% |  |  | 0 | Avg 5 Yr | 5% |  |  |  | 0 |  | 0 | 0 | 0 | 0 | 0
C | C005 | ˃ 11 kV & < = 22 kV ; Multiple-Phase | Avg 3 Yr | 5% |  |  | 0.028776 | Avg 3 Yr | 0% |  | 272884.1194 | 4.4828 | Avg 3 Yr | 5% |  | 8663.1969 | 1.7744 | Avg 3 Yr | 5% |  |  | 0 | Avg 3 Yr | 5% |  | 26749.4507 | 55.1355 | Avg 5 Yr | 5% |  | 26446.1858 |  | 2713496.2146 | 44178.2803 | 580642.6308 | 684805.1941 | 1400603.853 | 47444.5367 | 6114.3321 | 99.5471
C | C006 | > 22 kV & < = 66 kV | Avg 5 Yr | 5% |  | 36672.0091 | 0.67769 | Avg 3 Yr | 0% |  | 80946.2424 | 2.9659 | Avg 3 Yr | 5% |  | 20882.6471 | 0.074029 | Avg 3 Yr | 5% |  | 65712919.9483 | 0 | Avg 3 Yr | 5% |  | 424507.3558 | 10.3532 | Avg 5 Yr | 5% |  | 26895.9332 |  | 4661504.2073 | 331287.9427 | 997483.6346 | 1176424.082 | 2406091.7125 | 81504.7783 | 10503.7864 | 746.4925
C | C007 | > 66 kV & < = 132 kV | Avg 3 Yr | 5% |  |  | 0 | Avg 3 Yr | 0% |  |  | 0 | Avg 3 Yr | 5% |  |  | 0 | Avg 3 Yr | 5% |  |  | 0 | Avg 3 Yr | 5% |  |  | 0 | Avg 5 Yr | 5% |  | 27906.3836 |  | 0 |  | 0 | 0 | 0 | 0 | 0
C | C008 | > 132 kV | Avg 3 Yr | 5% |  |  | 0 | Avg 3 Yr | 0% |  |  | 0 | Avg 3 Yr | 5% |  |  | 0 | Avg 3 Yr | 5% |  |  | 0 | Avg 3 Yr | 5% |  |  | 0 | Avg 5 Yr | 5% |  |  |  | 0 |  | 0 | 0 | 0 | 0 | 0
C | C009 | OH Conductor Other | Avg 3 Yr | 5% |  |  | 0 | Avg 3 Yr | 0% |  |  | 0 | Avg 3 Yr | 5% |  |  | 0 | Avg 3 Yr | 5% |  |  | 0 | Avg 3 Yr | 5% |  |  | 0 | Avg 5 Yr | 5% |  |  |  | 0 |  | 0 | 0 | 0 | 0 | 0
D | D001 | ˂ = 1 kV | Avg 3 Yr | 5% |  | 321951.7216 | 0.4088 | Avg 3 Yr | 0% | 300000 | 300000 | 18 | Avg 3 Yr | 5% |  | 211860.156 | 1.3013 | Avg 3 Yr | 5% |  | 221541.5086 | 0 | Avg 3 Yr | 5% |  | 200868.7125 | 0 | Avg 5 Yr | 5% |  | 179108.5098 | Let UG pass through; small qty. | 5807315.4046 | 294635.9886 | 1148400.6089 | 3081652.0671 | 1513087.951 | 64174.7776 | 27514.7506 | 1395.9696
D | D002 | > 1 kV & < = 11 kV | Avg 3 Yr | 5% |  |  | 0.0722 | Avg 3 Yr | 0% | 518000 | 518000 | 1.5 | Avg 3 Yr | 5% |  | 299989.5734 | 0.097 | Avg 3 Yr | 5% |  | 502612.2689 | 0 | Avg 3 Yr | 5% |  | 458348.7659 | 0 | Avg 5 Yr | 5% |  | 1674090.4361 |  | 806098.9889 | 482925.3463 | 159406.6286 | 427756.4489 | 210027.9703 | 8907.9411 | 3819.254 | 2288.0745
D | D003 | > 11 kV & < = 22 kV | Avg 3 Yr | 5% |  |  | 0.011467 | Avg 3 Yr | 0% |  | 388504.2547 | 0.12833 | Avg 3 Yr | 5% |  | 893336.9287 | 0.46156 | Avg 3 Yr | 5% |  | 7168337.7639 | 0 | Avg 3 Yr | 5% |  | 496874.8054 | 0 | Avg 5 Yr | 5% |  | 1785913.834 |  | 462182.6658 | 768568.0525 | 91396.9395 | 245257.2434 | 120421.0507 | 5107.4322 | 2189.7968 | 3641.4344
D | D004 | > 22 kV & < = 33 kV | Avg 3 Yr | 5% |  |  | 0 | Avg 3 Yr | 0% |  |  | 0 | Avg 3 Yr | 5% |  |  | 0 | Avg 3 Yr | 5% |  |  | 0 | Avg 3 Yr | 5% |  |  | 0 | Avg 5 Yr | 5% |  |  |  | 0 |  | 0 | 0 | 0 | 0 | 0
D | D005 | > 33 kV & < = 66 kV | Avg 3 Yr | 5% |  |  | 0 | Avg 3 Yr | 0% |  |  | 0 | Avg 3 Yr | 5% |  |  | 0 | Avg 3 Yr | 5% |  |  | 0 | Avg 3 Yr | 5% |  |  | 0 | Avg 5 Yr | 5% |  |  |  | 0 |  | 0 | 0 | 0 | 0 | 0
D | D006 | > 66 kV & < = 132 kV | Avg 3 Yr | 5% |  |  | 0 | Avg 3 Yr | 0% |  |  | 0 | Avg 3 Yr | 5% |  |  | 0 | Avg 3 Yr | 5% |  |  | 0 | Avg 3 Yr | 5% |  |  | 0 | Avg 5 Yr | 5% |  |  |  | 0 |  | 0 | 0 | 0 | 0 | 0
D | D007 | > 132 kV | Avg 3 Yr | 5% |  |  | 0 | Avg 3 Yr | 0% |  |  | 0 | Avg 3 Yr | 5% |  |  | 0 | Avg 3 Yr | 5% |  |  | 0 | Avg 3 Yr | 5% |  |  | 0 | Avg 5 Yr | 5% |  |  |  | 0 |  | 0 | 0 | 0 | 0 | 0
D | D008 | UG Cables Other | Avg 3 Yr | 5% |  |  | 0 | Avg 3 Yr | 0% |  |  | 0 | Avg 3 Yr | 5% |  |  | 0 | Avg 3 Yr | 5% |  |  | 0 | Avg 3 Yr | 5% |  |  | 0 | Avg 5 Yr | 5% |  |  |  | 0 |  | 0 | 0 | 0 | 0 | 0
E | E001 | ˂ = 11 kV ; Residential ; Simple Type | Avg 3 Yr | 5% |  |  | 194.7499 | Avg 3 Yr | 0% |  | 937.7957 | 6285.4437 | Avg 3 Yr | 5% |  | 387.6937 | 55.7286 | Avg 3 Yr | 5% |  | 1109.1288 | 8500 | Avg 3 Yr | 5% |  | 1269.1448 | 2580.5661 | Avg 5 Yr | 5% |  | 705.3249 | Services unit cost rates are reasonable | 18618774.7528 | 1056.8948 | 3188861.4843 | 6681796.7881 | 8349799.2148 | 398317.2656 | 59658.8999 | 3.3865
E | E021 | ˂ = 11 kV ; Commercial & Industrial ; Simple Type | Avg 3 Yr | 5% |  | 5940.3672 | 0.39697 | Avg 3 Yr | 0% |  | 7958.6338 | 638.3355 | Avg 3 Yr | 5% |  | 2807.9259 | 17.2096 | Avg 3 Yr | 5% |  | 26242.2825 | 0 | Avg 3 Yr | 5% |  | 7853.3949 | 115.1512 | Avg 5 Yr | 5% |  | 7222.4166 |  | 6035287.8351 | 7826.9232 | 1033671.5052 | 2165908.735 | 2706592.7966 | 129114.7983 | 19338.4708 | 25.0793
E | E031 | ˂ = 11 kV ; Residential ; Complex Type | Avg 3 Yr | 5% |  |  | 0 | Avg 5 Yr | 0% |  |  | 0 | Avg 5 Yr | 5% |  |  | 0 | Avg 3 Yr | 5% |  |  | 0 | Avg 3 Yr | 5% |  |  | 0 | Avg 5 Yr | 5% |  |  |  | 0 |  | 0 | 0 | 0 | 0 | 0
E | E041 | ˂ = 11 kV ; Commercial & Industrial ; Complex Type | Avg 3 Yr | 5% |  |  | 0 | Avg 3 Yr | 0% |  |  | 0 | Avg 3 Yr | 5% |  |  | 0 | Avg 3 Yr | 5% |  |  | 0 | Avg 3 Yr | 5% |  |  | 0 | Avg 5 Yr | 5% |  |  |  | 0 |  | 0 | 0 | 0 | 0 | 0
E | E051 | ˂ = 11 kV ; Subdivision ; Complex Type | Avg 3 Yr | 5% |  |  | 0 | Avg 3 Yr | 0% |  |  | 0 | Avg 3 Yr | 5% |  |  | 0 | Avg 3 Yr | 5% |  |  | 0 | Avg 3 Yr | 5% |  |  | 0 | Avg 5 Yr | 5% |  |  |  | 0 |  | 0 | 0 | 0 | 0 | 0
E | E061 | > 11 kV & < = 22 kV ; Commercial & Industrial | Avg 3 Yr | 5% |  |  | 0 | Avg 3 Yr | 0% |  |  | 0 | Avg 3 Yr | 5% |  |  | 0 | Avg 3 Yr | 5% |  |  | 0 | Avg 3 Yr | 5% |  |  | 0 | Avg 5 Yr | 5% |  |  |  | 0 |  | 0 | 0 | 0 | 0 | 0
E | E071 | > 11 kV & < = 22 kV ; Subdivision | Avg 3 Yr | 5% |  |  | 0 | Avg 3 Yr | 0% |  |  | 0 | Avg 3 Yr | 5% |  |  | 0 | Avg 3 Yr | 5% |  |  | 0 | Avg 3 Yr | 5% |  |  | 0 | Avg 5 Yr | 5% |  |  |  | 0 |  | 0 | 0 | 0 | 0 | 0
E | E081 | > 22 kV & < = 33 kV ; Commercial & Industrial | Avg 3 Yr | 5% |  |  | 0 | Avg 3 Yr | 0% |  |  | 0 | Avg 3 Yr | 5% |  |  | 0 | Avg 3 Yr | 5% |  |  | 0 | Avg 3 Yr | 5% |  |  | 0 | Avg 5 Yr | 5% |  |  |  | 0 |  | 0 | 0 | 0 | 0 | 0
E | E091 | > 22 kV & < = 33 kV ; Subdivision | Avg 3 Yr | 5% |  |  | 0 | Avg 3 Yr | 0% |  |  | 0 | Avg 3 Yr | 5% |  |  | 0 | Avg 3 Yr | 5% |  |  | 0 | Avg 3 Yr | 5% |  |  | 0 | Avg 5 Yr | 5% |  |  |  | 0 |  | 0 | 0 | 0 | 0 | 0
E | E101 | > 33 kV & < = 66 kV ; Commercial & Industrial | Avg 3 Yr | 5% |  |  | 0 | Avg 3 Yr | 0% |  |  | 0 | Avg 3 Yr | 5% |  |  | 0 | Avg 3 Yr | 5% |  |  | 0 | Avg 3 Yr | 5% |  |  | 0 | Avg 5 Yr | 5% |  |  |  | 0 |  | 0 | 0 | 0 | 0 | 0
E | E111 | > 33 kV & < = 66 kV ; Subdivision | Avg 3 Yr | 5% |  |  | 0 | Avg 3 Yr | 0% |  |  | 0 | Avg 3 Yr | 5% |  |  | 0 | Avg 3 Yr | 5% |  |  | 0 | Avg 3 Yr | 5% |  |  | 0 | Avg 5 Yr | 5% |  |  |  | 0 |  | 0 | 0 | 0 | 0 | 0
E | E121 | > 66 kV & < = 132 kV ; Commercial & Industrial | Avg 3 Yr | 5% |  |  | 0 | Avg 3 Yr | 0% |  |  | 0 | Avg 3 Yr | 5% |  |  | 0 | Avg 3 Yr | 5% |  |  | 0 | Avg 3 Yr | 5% |  |  | 0 | Avg 5 Yr | 5% |  |  |  | 0 |  | 0 | 0 | 0 | 0 | 0
E | E131 | > 66 kV & < = 132 kV ; Subdivision | Avg 3 Yr | 5% |  |  | 0 | Avg 3 Yr | 0% |  |  | 0 | Avg 3 Yr | 5% |  |  | 0 | Avg 3 Yr | 5% |  |  | 0 | Avg 3 Yr | 5% |  |  | 0 | Avg 5 Yr | 5% |  |  |  | 0 |  | 0 | 0 | 0 | 0 | 0
E | E141 | > 132 kV ; Commercial & Industrial | Avg 3 Yr | 5% |  |  | 0 | Avg 3 Yr | 0% |  |  | 0 | Avg 3 Yr | 5% |  |  | 0 | Avg 3 Yr | 5% |  |  | 0 | Avg 3 Yr | 5% |  |  | 0 | Avg 5 Yr | 5% |  |  |  | 0 |  | 0 | 0 | 0 | 0 | 0
E | E151 | > 132 kV ; Subdivision | Avg 3 Yr | 5% |  |  | 0 | Avg 3 Yr | 0% |  |  | 0 | Avg 3 Yr | 5% |  |  | 0 | Avg 3 Yr | 5% |  |  | 0 | Avg 3 Yr | 5% |  |  | 0 | Avg 5 Yr | 5% |  |  |  | 0 |  | 0 | 0 | 0 | 0 | 0
E | E161 | Service Lines Other | Avg 3 Yr | 5% |  |  | 0 | Avg 3 Yr | 0% |  |  | 0 | Avg 3 Yr | 5% |  |  | 0 | Avg 3 Yr | 5% |  |  | 0 | Avg 3 Yr | 5% |  |  | 0 | Avg 5 Yr | 5% |  |  |  | 0 |  | 0 | 0 | 0 | 0 | 0
F | F001 | Pole Mounted ; < = 22kV ; < = 60 kVA ; Single Phase | Avg 3 Yr | 5% |  |  | 14.7 | Avg 3 Yr | 0% |  | 15382.4881 | 149.5779 | Avg 3 Yr | 5% |  | 7772.5278 | 163.7077 | Avg 3 Yr | 5% |  | 89308.4036 | 0 | Avg 3 Yr | 5% |  | 17810.1612 | 59.8242 | Avg 5 Yr | 5% |  | 17405.8882 | Reasonable | 4638782.1528 | 11961.4868 | 1480389.5519 | 1716620.4157 | 1395442.7636 | 46329.4216 | 15326.968 | 39.5219
F | F002 | Pole Mounted ; < = 22kV ; > 60 kVA and < = 600 kVA ; Single Phase | Avg 3 Yr | 5% |  |  | 0 | Avg 3 Yr | 0% |  | 96119.4805 | 2.0905 | Avg 3 Yr | 5% |  | 34064.0444 | 14.8825 | Avg 3 Yr | 5% |  |  | 0 | Avg 3 Yr | 5% |  | 28278.0465 | 0.34782 | Avg 5 Yr | 5% |  |  | Reasonable | 717735.5902 | 41437.6187 | 229053.2803 | 265604.1018 | 215909.8881 | 7168.32 | 2371.4652 | 136.9137
F | F003 | Pole Mounted ; < = 22kV ; > 600 kVA ; Single Phase | Avg 3 Yr | 5% |  |  | 0 | Avg 3 Yr | 0% |  |  | 0 | Avg 3 Yr | 5% |  |  | 0 | Avg 3 Yr | 5% |  |  | 0 | Avg 3 Yr | 5% |  |  | 0 | Avg 5 Yr | 5% |  |  |  | 0 |  | 0 | 0 | 0 | 0 | 0
F | F004 | Pole Mounted ; < = 22kV ; < = 60 kVA ; Multiple Phase | Avg 3 Yr | 5% |  |  | 5.425 | Avg 3 Yr | 0% |  | 24521.1163 | 47.2461 | Avg 3 Yr | 5% |  | 11911.7251 | 43.6554 | Avg 3 Yr | 5% |  | 104924.0516 | 0 | Avg 3 Yr | 5% |  | 22927.3012 | 35.6511 | Avg 5 Yr | 5% |  | 20416.9067 | Reasonable | 2495921.5692 | 18911.7085 | 796531.523 | 923636.8039 | 750825.4489 | 24927.7933 | 8246.7572 | 62.486
F | F005 | Pole Mounted ; < = 22kV ; > 60 kVA and < = 600 kVA ; Multiple Phase | Avg 3 Yr | 5% |  |  | 14.525 | Avg 3 Yr | 0% |  | 46298.0579 | 119.9968 | Avg 3 Yr | 5% |  | 23376.0396 | 109.4692 | Avg 3 Yr | 5% |  | 99813.1231 | 0 | Avg 3 Yr | 5% |  | 39262.7972 | 47.3029 | Avg 5 Yr | 5% |  | 40712.2432 | Reasonable | 9971818.7368 | 34232.8471 | 3182338.7658 | 3690155.5325 | 2999731.7913 | 99592.6473 | 32947.8173 | 113.1085
F | F006 | Pole Mounted ; < = 22kV ; > 600 kVA ; Multiple Phase | Avg 3 Yr | 5% |  |  | 0 | Avg 3 Yr | 0% |  | 120394.7948 | 3.5539 | Avg 3 Yr | 5% |  | 47150.0807 | 54.2385 | Avg 3 Yr | 5% |  |  | 0 | Avg 3 Yr | 5% |  |  | 0 | Avg 5 Yr | 5% |  |  | Reasonable | 2985222.6211 | 51654.2235 | 952683.7503 | 1104706.7804 | 898017.4467 | 29814.6438 | 9863.4534 | 170.6704
F | F007 | Kiosk Mounted ; < = 22kV ; < = 60 kVA ; Single Phase | Avg 3 Yr | 5% |  |  | 0 | Avg 3 Yr | 0% |  |  | 0 | Avg 3 Yr | 5% |  |  | 0 | Avg 3 Yr | 5% |  |  | 0 | Avg 3 Yr | 5% |  |  | 0 | Avg 5 Yr | 5% |  |  |  | 0 |  | 0 | 0 | 0 | 0 | 0
F | F008 | Kiosk Mounted ; < = 22kV ; > 60 kVA and < = 600 kVA ; Single Phase | Avg 3 Yr | 5% |  |  | 0 | Avg 3 Yr | 0% |  |  | 0 | Avg 3 Yr | 5% |  |  | 0 | Avg 3 Yr | 5% |  |  | 0 | Avg 3 Yr | 5% |  |  | 0 | Avg 5 Yr | 5% |  |  |  | 0 |  | 0 | 0 | 0 | 0 | 0
F | F009 | Kiosk Mounted ; < = 22kV ; > 600 kVA ; Single Phase | Avg 3 Yr | 5% |  |  | 0 | Avg 3 Yr | 0% |  |  | 0 | Avg 3 Yr | 5% |  |  | 0 | Avg 3 Yr | 5% |  |  | 0 | Avg 3 Yr | 5% |  |  | 0 | Avg 5 Yr | 5% |  |  |  | 0 |  | 0 | 0 | 0 | 0 | 0
F | F010 | Kiosk Mounted ; < = 22kV ; < = 60 kVA ; Multiple Phase | Avg 3 Yr | 5% |  |  | 0 | Avg 3 Yr | 0% |  |  | 0 | Avg 3 Yr | 5% |  |  | 0 | Avg 3 Yr | 5% |  |  | 0 | Avg 3 Yr | 5% |  |  | 0 | Avg 5 Yr | 5% |  |  |  | 0 |  | 0 | 0 | 0 | 0 | 0
F | F011 | Kiosk Mounted ; < = 22kV ; > 60 kVA and < = 600 kVA ; Multiple Phase | Avg 3 Yr | 5% |  |  | 0.175 | Avg 3 Yr | 0% |  | 131893.9949 | 21.0633 | Avg 3 Yr | 5% |  | 69560.0176 | 32.0801 | Avg 3 Yr | 5% |  | 65846.1629 | 0 | Avg 3 Yr | 5% |  | 102226.6294 | 1 | Avg 5 Yr | 5% |  |  | Reasonable | 5111845.6581 | 94108.8684 | 1631359.8383 | 1891681.5512 | 1537750.1675 | 51054.1011 | 16890.0139 | 310.9445
F | F012 | Kiosk Mounted ; < = 22kV ; > 600 kVA ; Multiple Phase | Avg 3 Yr | 5% |  |  | 0 | Avg 3 Yr | 0% |  | 122343.1102 | 4.26 | Avg 3 Yr | 5% |  | 101972.9104 | 5.953 | Avg 3 Yr | 5% |  | 63221.0171 | 0 | Avg 3 Yr | 5% |  |  | 0 | Avg 5 Yr | 5% |  |  | Reasonable | 1128227.0982 | 110469.6295 | 360054.7629 | 417509.9426 | 339394.3255 | 11268.0672 | 3727.7673 | 365.0019
F | F013 | Ground Outdoor / Indoor Chamber Mounted; ˂ 22 kV ; < = 60 kVA ; Single Phase | Avg 3 Yr | 5% |  |  | 0 | Avg 3 Yr | 0% |  |  | 0 | Avg 3 Yr | 5% |  |  | 0 | Avg 3 Yr | 5% |  |  | 0 | Avg 3 Yr | 5% |  |  | 0 | Avg 5 Yr | 5% |  |  |  | 0 |  | 0 | 0 | 0 | 0 | 0
F | F014 | Ground Outdoor / Indoor Chamber Mounted; ˂ 22 kV ; > 60 kVA and < = 600 kVA ; Single Phase | Avg 3 Yr | 5% |  |  | 0 | Avg 3 Yr | 0% |  |  | 0 | Avg 3 Yr | 5% |  |  | 0 | Avg 3 Yr | 5% |  |  | 0 | Avg 3 Yr | 5% |  |  | 0 | Avg 5 Yr | 5% |  |  |  | 0 |  | 0 | 0 | 0 | 0 | 0
F | F015 | Ground Outdoor / Indoor Chamber Mounted; ˂ 22 kV ; > 600 kVA ; Single Phase | Avg 3 Yr | 5% |  |  | 0 | Avg 3 Yr | 0% |  |  | 0 | Avg 3 Yr | 5% |  |  | 0 | Avg 3 Yr | 5% |  |  | 0 | Avg 3 Yr | 5% |  |  | 0 | Avg 5 Yr | 5% |  |  |  | 0 |  | 0 | 0 | 0 | 0 | 0
F | F016 | Ground Outdoor / Indoor Chamber Mounted; ˂ 22 kV ; < = 60 kVA ; Multiple Phase | Avg 3 Yr | 5% |  |  | 0 | Avg 3 Yr | 0% |  |  | 0 | Avg 3 Yr | 5% |  |  | 0 | Avg 3 Yr | 5% |  |  | 0 | Avg 3 Yr | 5% |  |  | 0 | Avg 5 Yr | 5% |  |  |  | 0 |  | 0 | 0 | 0 | 0 | 0
F | F017 | Ground Outdoor / Indoor Chamber Mounted; ˂ 22 kV ; > 60 kVA and < = 600 kVA ; Multiple Phase | Avg 3 Yr | 5% |  |  | 0 | Avg 3 Yr | 0% |  | 39408.87 | 0.94667 | Avg 3 Yr | 5% |  | 19430.51 | 0.66145 | Avg 3 Yr | 5% |  |  | 0 | Avg 3 Yr | 5% |  |  | 0 | Avg 5 Yr | 5% |  |  | Small Qty | 50159.2816 | 31191.4127 | 16007.4938 | 18561.8647 | 15088.9618 | 500.9613 | 165.7309 | 103.0593
F | F018 | Ground Outdoor / Indoor Chamber Mounted; ˂ 22 kV ; > 600 kVA ; Multiple Phase | Avg 3 Yr | 5% |  |  | 0 | Avg 3 Yr | 0% |  | 35982.062 | 0.94667 | Avg 3 Yr | 5% |  | 49276.197 | 0.66145 | Avg 3 Yr | 5% |  |  | 0 | Avg 3 Yr | 5% |  |  | 0 | Avg 5 Yr | 5% |  |  | Small Qty | 66656.5238 | 41450.1778 | 21272.312 | 24666.8082 | 20051.6775 | 665.7261 | 220.2394 | 136.9552
F | F019 | Ground Outdoor / Indoor Chamber Mounted; > = 22 kV & < = 33 kV ; < = 15 MVA | Avg 3 Yr | 5% |  |  | 0 | Avg 3 Yr | 0% |  | 25809.87 | 0.23667 | Avg 3 Yr | 5% |  | 155591.027 | 0.33072 | Avg 3 Yr | 5% |  |  | 0 | Avg 3 Yr | 5% |  |  | 0 | Avg 5 Yr | 5% |  |  | Small Qty | 57565.8066 | 101457.3395 | 18371.162 | 21302.7117 | 17316.9995 | 574.9333 | 190.2028 | 335.2245
F | F020 | Ground Outdoor / Indoor Chamber Mounted; > = 22 kV & < = 33 kV ; > 15 MVA and < = 40 MVA | Avg 3 Yr | 5% |  |  | 0 | Avg 3 Yr | 0% |  |  | 0 | Avg 3 Yr | 5% |  |  | 0 | Avg 3 Yr | 5% |  |  | 0 | Avg 3 Yr | 5% |  |  | 0 | Avg 5 Yr | 5% |  |  |  | 0 |  | 0 | 0 | 0 | 0 | 0
F | F021 | Ground Outdoor / Indoor Chamber Mounted; > = 22 kV & < = 33 kV ; > 40 MVA | Avg 3 Yr | 5% |  |  | 0 | Avg 3 Yr | 0% |  |  | 0 | Avg 3 Yr | 5% |  |  | 0 | Avg 3 Yr | 5% |  |  | 0 | Avg 3 Yr | 5% |  |  | 0 | Avg 5 Yr | 5% |  |  |  | 0 |  | 0 | 0 | 0 | 0 | 0
F | F022 | Ground Outdoor / Indoor Chamber Mounted; > 33 kV & < = 66 kV ; < = 15 MVA | Avg 3 Yr | 5% |  |  | 0 | Avg 3 Yr | 0% |  |  | 0 | Avg 3 Yr | 5% |  |  | 0 | Avg 3 Yr | 5% |  |  | 0 | Avg 3 Yr | 5% |  |  | 0 | Avg 5 Yr | 5% |  |  |  | 0 |  | 0 | 0 | 0 | 0 | 0
F | F023 | Ground Outdoor / Indoor Chamber Mounted; > 33 kV & < = 66 kV ; > 15 MVA and < = 40 MVA | Avg 3 Yr | 5% |  |  | 0 | Avg 3 Yr | 0% |  |  | 0 | Avg 3 Yr | 5% |  |  | 0 | Avg 3 Yr | 5% |  |  | 0 | Avg 3 Yr | 5% |  |  | 0 | Avg 5 Yr | 5% |  |  |  | 0 |  | 0 | 0 | 0 | 0 | 0
F | F024 | Ground Outdoor / Indoor Chamber Mounted; > 33 kV & < = 66 kV ; > 40 MVA | Avg 3 Yr | 5% |  |  | 0 | Avg 3 Yr | 0% |  |  | 0 | Avg 3 Yr | 5% |  |  | 0 | Avg 3 Yr | 5% |  |  | 0 | Avg 3 Yr | 5% |  |  | 0 | Avg 5 Yr | 5% |  |  |  | 0 |  | 0 | 0 | 0 | 0 | 0
F | F025 | Ground Outdoor / Indoor Chamber Mounted; > 66 kV & < = 132 kV ; < = 100 MVA | Avg 3 Yr | 5% |  |  | 0 | Avg 3 Yr | 0% |  |  | 0 | Avg 3 Yr | 5% |  |  | 0 | Avg 3 Yr | 5% |  |  | 0 | Avg 3 Yr | 5% |  |  | 0 | Avg 5 Yr | 5% |  |  |  | 0 |  | 0 | 0 | 0 | 0 | 0
F | F026 | Ground Outdoor / Indoor Chamber Mounted; > 66 kV & < = 132 kV ; > 100 MVA | Avg 3 Yr | 5% |  |  | 0 | Avg 3 Yr | 0% |  |  | 0 | Avg 3 Yr | 5% |  |  | 0 | Avg 3 Yr | 5% |  |  | 0 | Avg 3 Yr | 5% |  |  | 0 | Avg 5 Yr | 5% |  |  |  | 0 |  | 0 | 0 | 0 | 0 | 0
F | F027 | Ground Outdoor / Indoor Chamber Mounted; > 132 kV ; < = 100 MVA | Avg 3 Yr | 5% |  |  | 0 | Avg 3 Yr | 0% |  |  | 0 | Avg 3 Yr | 5% |  |  | 0 | Avg 3 Yr | 5% |  |  | 0 | Avg 3 Yr | 5% |  |  | 0 | Avg 5 Yr | 5% |  |  |  | 0 |  | 0 | 0 | 0 | 0 | 0
F | F028 | Ground Outdoor / Indoor Chamber Mounted; > 132 kV ; > 100 MVA | Avg 3 Yr | 5% |  |  | 0 | Avg 3 Yr | 0% |  |  | 0 | Avg 3 Yr | 5% |  |  | 0 | Avg 3 Yr | 5% |  |  | 0 | Avg 3 Yr | 5% |  |  | 0 | Avg 5 Yr | 5% |  |  |  | 0 |  | 0 | 0 | 0 | 0 | 0
F | F029 | Transformers Other | Avg 3 Yr | 5% |  |  | 0 | Avg 3 Yr | 0% |  | 5757.8777 | 0.47333 | Avg 5 Yr | 5% |  | 29709.8369 | 0 | Avg 3 Yr | 5% |  |  | 0 | Avg 3 Yr | 5% |  |  | 0 | Avg 5 Yr | 5% |  | 34759.3222 |  | 2725.3955 | 5757.8777 | 869.7643 | 1008.5555 | 819.856 | 27.2196 | 9.005 | 19.0246
G | G001 | ˂ = 11 kV ; FUSE | Avg 3 Yr | 5% |  | 22628.9727 | 0.91068 | Avg 3 Yr | 0% |  | 12847.2966 | 1208.9385 | Avg 3 Yr | 5% |  | 8074.481 | 59.5586 | Avg 3 Yr | 5% |  | 54826.2144 | 0 | Avg 3 Yr | 5% | 12617.1547 | 12617.1547 | 286.252 | Avg 5 Yr | 5% |  | 1271.9268 | The only thing that we count in qty is the Switch fuse | 19644788.9889 | 12627.9475 | 4963012.7159 | 7413390.2741 | 6895020.9377 | 373365.0612 | 2290.0157 | 8
G | G002 | ˂ = 11 kV ; Switch | Avg 3 Yr | 5% |  |  | 5.1362 | Avg 3 Yr | 0% |  | 34813.4205 | 18.3452 | Avg 3 Yr | 5% |  | 17835.167 | 155.0755 | Avg 3 Yr | 5% |  | 42406.1747 | 0 | Avg 3 Yr | 5% |  | 49862.4269 | 22.4458 | Avg 5 Yr | 5% |  | 29332.0273 | The cartages and holders are for $ only | 4523659.2097 | 22505.4622 | 1142846.4919 | 1707101.6241 | 1587735.3014 | 85975.7923 | 15241.9788 | 75.8297
G | G003 | ˂ = 11 kV ; Circuit Breaker | Avg 3 Yr | 5% |  |  | 0 | Avg 3 Yr | 0% |  | 15400.01 | 0 | Avg 3 Yr | 5% |  | 23311.6477 | 0.26783 | Avg 3 Yr | 5% |  |  | 0 | Avg 3 Yr | 5% |  |  | 0 | Avg 5 Yr | 5% |  |  |  | 6243.6363 | 23311.6477 | 1577.3774 | 2356.1726 | 2191.421 | 118.6653 | 21.0373 | 78.5461
G | G004 | > 11 kV & < = 22 kV ; Switch | Avg 3 Yr | 5% |  | 2838.8689 | 57.7435 | Avg 3 Yr | 0% |  | 5065.5524 | 172.8827 | Avg 3 Yr | 5% |  | 6067.0069 | 291.9383 | Avg 3 Yr | 5% |  | 22022.5396 | 0 | Avg 3 Yr | 5% |  | 3789.8396 | 130.0655 | Avg 5 Yr | 5% |  | 4382.4803 |  | 3303791.7758 | 5062.2737 | 834662.0879 | 1246757.9994 | 1159580.4608 | 62791.2277 | 11131.7679 | 17.0568
G | G005 | > 11 kV & < = 22 kV ; Circuit Breaker | Avg 3 Yr | 5% |  |  | 0.15564 | Avg 3 Yr | 0% |  | 36169.624 | 9 | Avg 3 Yr | 5% |  | 17215.098 | 29.4617 | Avg 3 Yr | 5% |  | 32046.9763 | 0 | Avg 3 Yr | 5% |  | 72676.7469 | 0 | Avg 5 Yr | 5% |  | 32096.2079 |  | 832712.0937 | 21563.1825 | 210374.4007 | 314242.0995 | 292269.2285 | 15826.365 | 2805.733 | 72.6548
G | G006 | > 22 kV & < = 33 kV ; Switch | Avg 3 Yr | 5% |  |  | 0.93386 | Avg 3 Yr | 0% |  | 11284.3285 | 4.6807 | Avg 3 Yr | 5% |  | 2573.971 | 7.7672 | Avg 3 Yr | 5% |  | 5684.028 | 0 | Avg 3 Yr | 5% |  |  | 0 | Avg 5 Yr | 5% |  | 5781.0675 |  | 72810.6462 | 5441.0647 | 18394.7083 | 27476.6879 | 25555.4249 | 1383.8251 | 245.3276 | 18.3331
G | G007 | > 22 kV & < = 33 kV ; Circuit Breaker | Avg 3 Yr | 5% |  |  | 0 | Avg 3 Yr | 0% |  |  | 0 | Avg 3 Yr | 5% |  |  | 0 | Avg 3 Yr | 5% |  |  | 0 | Avg 3 Yr | 5% |  |  | 0 | Avg 5 Yr | 5% |  |  |  | 0 |  | 0 | 0 | 0 | 0 | 0
G | G008 | > 33 kV & < = 66 kV ; Switch | Avg 3 Yr | 5% |  |  | 0 | Avg 3 Yr | 0% |  |  | 0 | Avg 3 Yr | 5% |  | 51185.1983 | 0 | Avg 3 Yr | 5% |  | 992499.9829 | 0 | Avg 3 Yr | 5% |  |  | 0 | Avg 5 Yr | 5% |  |  |  | 0 |  | 0 | 0 | 0 | 0 | 0
G | G009 | > 33 kV & < = 66 kV ; Circuit Breaker | Avg 3 Yr | 5% |  |  | 0 | Avg 3 Yr | 0% |  |  | 0 | Avg 3 Yr | 5% |  |  | 0 | Avg 3 Yr | 5% |  |  | 0 | Avg 3 Yr | 5% |  |  | 0 | Avg 5 Yr | 5% |  |  |  | 0 |  | 0 | 0 | 0 | 0 | 0
G | G010 | > 66 kV & < = 132 kV ; Switch | Avg 3 Yr | 5% |  |  | 0 | Avg 3 Yr | 0% |  |  | 0 | Avg 3 Yr | 5% |  |  | 0 | Avg 3 Yr | 5% |  |  | 0 | Avg 3 Yr | 5% |  |  | 0 | Avg 5 Yr | 5% |  |  |  | 0 |  | 0 | 0 | 0 | 0 | 0
G | G011 | > 66 kV & < = 132 kV ; Circuit Breaker | Avg 3 Yr | 5% |  |  | 0 | Avg 3 Yr | 0% |  |  | 0 | Avg 3 Yr | 5% |  |  | 0 | Avg 3 Yr | 5% |  |  | 0 | Avg 3 Yr | 5% |  |  | 0 | Avg 5 Yr | 5% |  |  |  | 0 |  | 0 | 0 | 0 | 0 | 0
G | G012 | > 132 kV ; Switch | Avg 3 Yr | 5% |  |  | 0 | Avg 3 Yr | 0% |  |  | 0 | Avg 3 Yr | 5% |  |  | 0 | Avg 3 Yr | 5% |  |  | 0 | Avg 3 Yr | 5% |  |  | 0 | Avg 5 Yr | 5% |  |  |  | 0 |  | 0 | 0 | 0 | 0 | 0
G | G013 | > 132 kV ; Circuit Breaker | Avg 3 Yr | 5% |  |  | 0 | Avg 3 Yr | 0% |  |  | 0 | Avg 3 Yr | 5% |  |  | 0 | Avg 3 Yr | 5% |  |  | 0 | Avg 3 Yr | 5% |  |  | 0 | Avg 5 Yr | 5% |  |  |  | 0 |  | 0 | 0 | 0 | 0 | 0
G | G014 | Switchgear Other | Avg 3 Yr | 5% |  |  | 0 | Avg 3 Yr | 0% |  |  | 0 | Avg 3 Yr | 5% |  |  | 0 | Avg 3 Yr | 5% |  |  | 0 | Avg 3 Yr | 5% |  |  | 0 | Avg 5 Yr | 5% |  |  |  | 0 |  | 0 | 0 | 0 | 0 | 0
H | H001 | Luminaires ; Major Road | Avg 3 Yr | 5% |  |  | 0 | Avg 3 Yr | 0% |  | 3801.8178 | 0 | Avg 3 Yr | 5% |  | 1237.7425 | 0 | Avg 3 Yr | 5% |  | 3581.5066 | 0 | Avg 3 Yr | 5% |  | 1716.6874 | 0 | Avg 5 Yr | 5% |  | 2748.1034 |  | 0 |  | #DIV/0! | #DIV/0! | #DIV/0! | #DIV/0!
H | H002 | Luminaires ; Minor Road | Avg 3 Yr | 5% |  | -90.4338 | 0 | Avg 3 Yr | 0% |  | 3871.9504 | 0 | Avg 3 Yr | 5% |  | 1231.5608 | 0 | Avg 3 Yr | 5% |  | 6350.5308 | 0 | Avg 3 Yr | 5% |  | 2723.1838 | 0 | Avg 5 Yr | 5% |  | 2832.0394 |  | 0 |  | #DIV/0! | #DIV/0! | #DIV/0! | #DIV/0!
H | H003 | Brackets ; Major Road | Avg 3 Yr | 5% |  | 2540.8939 | 0 | Avg 3 Yr | 0% |  | 1921.3358 | 0 | Avg 3 Yr | 5% |  | 1211.2514 | 0 | Avg 3 Yr | 5% |  | 2292.5245 | 0 | Avg 3 Yr | 5% |  | 2576.1598 | 0 | Avg 5 Yr | 5% |  | 2482.8516 |  | 0 |  | #DIV/0! | #DIV/0! | #DIV/0! | #DIV/0!
H | H004 | Brackets ; Minor Road | Avg 3 Yr | 5% |  | 221.3706 | 0 | Avg 3 Yr | 0% |  | 871.5312 | 0 | Avg 3 Yr | 5% |  | 390.6579 | 0 | Avg 3 Yr | 5% |  | 434.0441 | 0 | Avg 3 Yr | 5% |  | 626.891 | 0 | Avg 5 Yr | 5% |  | 705.8218 |  | 0 |  | #DIV/0! | #DIV/0! | #DIV/0! | #DIV/0!
H | H005 | Lamps ; Major Road | Avg 3 Yr | 5% |  | 6.9232 | 0 | Avg 3 Yr | 0% |  | 185.0412 | 0 | Avg 3 Yr | 5% |  | 55.1564 | 0 | Avg 3 Yr | 5% |  | 145.2056 | 0 | Avg 3 Yr | 5% |  | 76.0969 | 0 | Avg 5 Yr | 5% |  | 188.2262 |  | 0 |  | #DIV/0! | #DIV/0! | #DIV/0! | #DIV/0!
H | H006 | Lamps ; Minor Road | Avg 3 Yr | 5% |  | 9.1732 | 0 | Avg 3 Yr | 0% |  | 141.1423 | 0 | Avg 3 Yr | 5% |  | 188.9812 | 0 | Avg 3 Yr | 5% |  | 55.7492 | 0 | Avg 3 Yr | 5% |  | 23.8568 | 0 | Avg 5 Yr | 5% |  | 56.6044 |  | 0 |  | #DIV/0! | #DIV/0! | #DIV/0! | #DIV/0!
H | H007 | Poles / Columns ; Major Road | Avg 3 Yr | 5% |  | 9865.5192 | 0 | Avg 3 Yr | 0% |  | 10166.6774 | 0 | Avg 3 Yr | 5% |  | 2780.0873 | 0 | Avg 3 Yr | 5% |  | 2058.9481 | 0 | Avg 3 Yr | 5% |  |  | 0 | Avg 5 Yr | 5% |  | 6443.5543 |  | 0 |  | #DIV/0! | #DIV/0! | #DIV/0! | #DIV/0!
H | H008 | Poles / Columns ; Minor Road | Avg 3 Yr | 5% |  |  | 0 | Avg 3 Yr | 0% |  | 6579.7523 | 0 | Avg 3 Yr | 5% |  | 2728.268 | 0 | Avg 3 Yr | 5% |  | 799.4374 | 0 | Avg 3 Yr | 5% |  |  | 0 | Avg 5 Yr | 5% |  | 8630.1167 |  | 0 |  | #DIV/0! | #DIV/0! | #DIV/0! | #DIV/0!
H | H009 | Public Lighting Other | Avg 3 Yr | 5% |  |  | 0 | Avg 3 Yr | 0% |  |  | 0 | Avg 3 Yr | 5% |  |  | 0 | Avg 3 Yr | 5% |  |  | 0 | Avg 3 Yr | 5% |  |  | 0 | Avg 5 Yr | 5% |  |  |  | 0 |  | #DIV/0! | #DIV/0! | #DIV/0! | #DIV/0!
I | I001 | Field Devices | Avg 3 Yr | 5% |  |  | 0 | Avg 3 Yr | 0% |  |  | 0 | Avg 3 Yr | 5% |  |  | 0 | Avg 3 Yr | 5% |  |  | 0 | Avg 3 Yr | 5% |  |  | 0 | Avg 5 Yr | 5% |  |  |  | 0 |  | 0 | 0 | 0 | 0 | 0
I | I002 | Local Network Wiring Assets | Avg 3 Yr | 5% |  |  | 0 | Avg 3 Yr | 0% |  |  | 0 | Avg 3 Yr | 5% |  |  | 0 | Avg 3 Yr | 5% |  |  | 0 | Avg 3 Yr | 5% |  |  | 0 | Avg 5 Yr | 5% |  |  |  | 0 |  | 0 | 0 | 0 | 0 | 0
I | I003 | Communications Network Assets | Avg 3 Yr | 5% |  |  | 0 | Avg 3 Yr | 0% |  |  | 0 | Avg 3 Yr | 5% |  |  | 0 | Avg 3 Yr | 5% |  |  | 0 | Avg 3 Yr | 5% |  |  | 0 | Avg 5 Yr | 5% |  |  |  | 0 |  | 0 | 0 | 0 | 0 | 0
I | I004 | Master Station Assets | Avg 3 Yr | 5% |  |  | 0 | Avg 3 Yr | 0% |  |  | 0 | Avg 3 Yr | 5% |  |  | 0 | Avg 3 Yr | 5% |  |  | 0 | Avg 3 Yr | 5% |  |  | 0 | Avg 5 Yr | 5% |  |  |  | 0 |  | 0 | 0 | 0 | 0 | 0
I | I005 | Communications Site Infrastructure | Avg 3 Yr | 5% |  |  | 0 | Avg 3 Yr | 0% |  |  | 0 | Avg 3 Yr | 5% |  |  | 0 | Avg 3 Yr | 5% |  |  | 0 | Avg 3 Yr | 5% |  |  | 0 | Avg 5 Yr | 5% |  |  |  | 0 |  | 0 | 0 | 0 | 0 | 0
I | I006 | Communications Linear Assets | Avg 3 Yr | 5% |  |  | 0 | Avg 3 Yr | 0% |  | 7717.7867 | 0 | Avg 3 Yr | 5% |  | 76.7659 | 0 | Avg 3 Yr | 5% |  |  | 0 | Avg 3 Yr | 5% |  | 682.3722 | 0 | Avg 5 Yr | 5% |  | 27.6718 |  | 0 |  | 0 | 0 | 0 | 0 | 0
I | I007 | AFLC | Avg 3 Yr | 5% |  |  | 0 | Avg 3 Yr | 0% |  |  | 0 | Avg 3 Yr | 5% |  |  | 0 | Avg 3 Yr | 5% |  |  | 0 | Avg 3 Yr | 5% |  |  | 0 | Avg 5 Yr | 5% |  |  |  | 0 |  | 0 | 0 | 0 | 0 | 0
I | I008 | Network Control Other | Avg 3 Yr | 5% |  |  | 0 | Avg 3 Yr | 0% |  |  | 0 | Avg 3 Yr | 5% |  |  | 0 | Avg 3 Yr | 5% |  |  | 0 | Avg 3 Yr | 5% |  |  | 0 | Avg 5 Yr | 5% |  |  |  | 0 |  | 0 | 0 | 0 | 0 | 0
J | J001 | CURRENT TRANSFORMERS | Avg 3 Yr | 5% |  |  | 0 | Avg 3 Yr | 0% |  |  | 0 | Avg 3 Yr | 5% |  |  | 0 | Avg 3 Yr | 5% |  |  | 0 | Avg 3 Yr | 5% |  |  | 0 | Avg 5 Yr | 5% |  |  |  | 0 |  | 0 | 0 | 0 | 0 | 0
J | J002 | VOLTAGE TRANSFORMERS | Avg 3 Yr | 5% |  |  | 0 | Avg 3 Yr | 0% |  | 65547.9951 | 1 | Avg 3 Yr | 5% |  | 7210.0019 | 16 | Avg 3 Yr | 5% |  | 8041.8914 | 0 | Avg 3 Yr | 5% |  | 60286.6298 | 0 | Avg 5 Yr | 5% |  |  |  | 180908.0252 | 10641.6485 | 56487.8981 | 55517.2393 | 108426.9149 | -39524.0272 | 495.6896 | 29.1582
J | J003 | CAPACITOR BANKS | Avg 3 Yr | 5% |  |  | 0 | Avg 3 Yr | 0% |  |  | 0 | Avg 3 Yr | 5% |  |  | 0 | Avg 3 Yr | 5% |  |  | 0 | Avg 3 Yr | 5% |  |  | 0 | Avg 5 Yr | 5% |  |  |  | 0 |  | 0 | 0 | 0 | 0 | 0
J | J004 | STATIC VAR COMPENSATOR | Avg 3 Yr | 5% |  |  | 0 | Avg 3 Yr | 0% |  |  | 0 | Avg 3 Yr | 5% |  |  | 0 | Avg 3 Yr | 5% |  |  | 0 | Avg 3 Yr | 5% |  |  | 0 | Avg 5 Yr | 5% |  |  |  | 0 |  | 0 | 0 | 0 | 0 | 0
J | J005 | REGULATORS | Avg 3 Yr | 5% |  |  | 0 | Avg 3 Yr | 0% |  |  | 0 | Avg 3 Yr | 5% |  | 2961.4 | 1.3333 | Avg 3 Yr | 5% |  |  | 0 | Avg 3 Yr | 5% |  |  | 0 | Avg 5 Yr | 5% |  |  |  | 3948.5333 | 2961.4 | 1232.9157 | 1211.7299 | 2366.5467 | -862.659 | 10.819 | 8.1143
J | J006 | OTHER | Avg 3 Yr | 5% |  | 0 | 163 | Avg 3 Yr | 0% |  | 115.742 | 1208.3333 | Avg 3 Yr | 5% |  | 885.1033 | 25.3333 | Avg 3 Yr | 5% | 30000 | 30000 | 412.9252 | Avg 3 Yr | 5% |  | 416.3576 | 0 | Avg 5 Yr | 5% |  | -208.5628 |  | 12550034.3156 | 6935.2843 | 3918704.3208 | 3851367.3343 | 7521841.5634 | -2741878.9028 | 34387.2083 | 19.0027
|  | TOTAL DIRECT COST | [30 empty] | 331104578.5019
|  |  | P1 |  |  |  |  | P2 |  |  |  |  | RTS |  |  |  |  | Planned |  |  |  |  | ReConductor |  |  |  |  | CTG/CTS |  |  |  |  | Overall Annual (Excluded Substation Projects)
Group | Cat |  | UNIT COST RATE |  |  |  | Qty |  |  |  |  | Qty |  |  |  |  | Qty |  |  |  |  | Qty |  |  |  |  | Qty | UNIT COST RATE |  |  |  |  | Total | Qty | Expenditure Split |  |  |  |  | Labour Hr
Code | Code | RIN ASSET CLASS | Type | Escalate | Manual | APPLIED | [21 empty] | Type | Escalate | Manual | APPLIED | RIN ASSET CLASS | Expenditure |  | MATERIAL | LABOUR | CONTRACT | OTHER | LABOUR (Hr) | Per Asset
A1 |  | Nails |  |  |  |  | 0 |  |  |  |  | 4658 |  |  |  |  | 0 |  |  |  |  | 0 |  |  |  |  | 0 |  |  |  |  | Nails | 8384400 | 4658 | 0 | 0 | 8384400 | 0 | 0 | 0
A |  | Poles |  |  |  |  | 222.4 |  |  |  |  | 11994.3333 |  |  |  |  | 86.3333 |  |  |  |  | 0 |  |  |  |  | 2488.5573 |  |  |  |  | Poles | 92363550.883 | 14791.6239 | 19539540.6467 | 24128162.8889 | 47571378.9288 | 1124468.4186 | 215430.0258 | 14.5643
B |  | Pole Tops |  |  |  |  | 800.436 |  |  |  |  | 17612.3631 |  |  |  |  | 355 |  |  |  |  | 7000 |  |  |  |  | 4999.0317 |  |  |  |  | Pole Tops | 86289882.9386 | 30766.8307 | 17381126.1627 | 28870780.0417 | 38515028.4962 | 1522948.238 | 257774.8218 | 8.3783
C |  | Conductor |  |  |  |  | 1.143 |  |  |  |  | 83.4563 |  |  |  |  | 8.921 |  |  |  |  | 0 |  |  |  |  | 686.5084 |  |  |  |  | Conductor | 43991527.3746 | 780.0288 | 9413448.2485 | 11102144.2667 | 22706758.3181 | 769176.5413 | 99126.2881 | 127.0803
D |  | Underground Cables |  |  |  |  | 0.49247 |  |  |  |  | 19.6283 |  |  |  |  | 1.8599 |  |  |  |  | 0 |  |  |  |  | 0 |  |  |  |  | Underground Cables | 7075597.0593 | 21.9807 | 1399204.177 | 3754665.7594 | 1843536.972 | 78190.1508 | 33523.8014 | 1525.1477
E |  | Services |  |  |  |  | 195.1469 |  |  |  |  | 6923.7792 |  |  |  |  | 72.9382 |  |  |  |  | 8500 |  |  |  |  | 2695.7174 |  |  |  |  | Services | 24654062.5878 | 18387.5816 | 4222532.9896 | 8847705.5231 | 11056392.0113 | 527432.0639 | 78997.3707 | 4.2962
F |  | Transformers |  |  |  |  | 34.825 |  |  |  |  | 350.392 |  |  |  |  | 425.64 |  |  |  |  | 0 |  |  |  |  | 144.126 |  |  |  |  | Transformers | 27226660.4338 | 954.983 | 8688932.2047 | 10075455.0683 | 8190349.3263 | 271923.8346 | 89959.4203 | 94.2
G |  | Switchgear |  |  |  |  | 64.8799 |  |  |  |  | 1413.8471 |  |  |  |  | 544.0691 |  |  |  |  | 0 |  |  |  |  | 438.7633 |  |  |  |  | Switchgear | 28384006.3506 | 2461.5593 | 7170867.7821 | 10711324.8577 | 9962352.7742 | 539460.9366 | 31735.8602 | 12.8926
H |  | Public Lighting |  |  |  |  | 0 |  |  |  |  | 0 |  |  |  |  | 0 |  |  |  |  | 0 |  |  |  |  | 0 |  |  |  |  | Public Lighting | 0 | 0 | #DIV/0! | #DIV/0! | #DIV/0! | #DIV/0! | 0
I |  | SCADA, Protection & Control |  |  |  |  | 0 |  |  |  |  | 0 |  |  |  |  | 0 |  |  |  |  | 0 |  |  |  |  | 0 |  |  |  |  | SCADA, Protection & Control | 0 | 0 | 0 | 0 | 0 | 0 | 0
J |  | Other |  |  |  |  | 163 |  |  |  |  | 1209.3333 |  |  |  |  | 42.6667 |  |  |  |  | 412.9252 |  |  |  |  | 0 |  |  |  |  | Other | 12734890.8742 | 1827.9252 | 3976425.1347 | 3908096.3036 | 7632635.025 | -2782265.5891 | 34893.717 | 19.0892
[33 empty] | 331104578.5019 |  | #DIV/0! | #DIV/0! | #DIV/0! | #DIV/0! | 841441.3053
[32 empty] | Conductor | 43849544.1531 | 747.581 | 10497645.0824 | 9508164.3402 | 23546087.7134 | 297647.0171 | 79234.7028 | 105.9881

## Distribution Summary
Summary | [44 empty] | Base Rates | [16 empty] | Substation | 0 | [20 empty] | 81 | 82 | 83 | 84 | 85
[62 empty] | Comms | 0
[62 empty] | Defects Others | 0
[36 empty] | Include 2022/23 |  | y | [11 empty] | Include 2022/23 |  | N | [31 empty] | Escalated to 2025$
Group | Cat |  | ALLOCATED COSTS | [10 empty] | ESCALATED ALLOCATED COST | [10 empty] | UNITS | [10 empty] | AVERAGE UNITS |  |  | UNIT RATES | [10 empty] | AVERAGE UNIT RATES | [5 empty] | Replacement Qty |  |  |  |  | UNIT RATE |  |  |  | Expenditure |  |  |  |  | Labour Hr | Per Year | 5 Yr Total | [11 empty] | Expenditure
Code | Code | RIN ASSET CATEGORY | 2013/14 | 2014/15 | 2015/16 | 2016/17 | 2017/18 | 2018/19 | 2019/20 | 2020/21 | 2021/22 | 2022/23 | 2023/24 | 2013/14 | 2014/15 | 2015/16 | 2016/17 | 2017/18 | 2018/19 | 2019/20 | 2020/21 | 2021/22 | 2022/23 | 2023/24 | 2013/14 | 2014/15 | 2015/16 | 2016/17 | 2017/18 | 2018/19 | 2019/20 | 2020/21 | 2021/22 | 2022/23 | 2023/24 | Avg 5 Yr | Avg 3 Yr | Last Yr | 2013/14 | 2014/15 | 2015/16 | 2016/17 | 2017/18 | 2018/19 | 2019/20 | 2020/21 | 2021/22 | 2022/23 | 2023/24 | Avg 5 Yr | Avg 3 Yr | Last Yr | 2022/23 | 2023/24 | 2024/25 | 2025/26 | 2026/27 | 2027/28 | 2028/29 | 2029/30 | Calculated | 2022/23 | 2023/24 | 2024/25 | 2025/26 | 2026/27 | 2027/28 | 2028/29 | 2029/30 | Per Asset | LABOUR (Hr) | LABOUR (Hr) | [11 empty] | 2025/26 | 2026/27 | 2027/28 | 2028/29 | 2029/30
A1 | A001 | Staking of a wooden pole | 6688577 | 3664797 | 4782199 | 3687764 | 5309061 | 3689144.5943 | 7934044.6888 | 7371639.31 | 9045812.04 | 8954422.36 | 9464302.1 | 8999188.1911 | 4857435.2697 | 6274272.5748 | 4746582.8137 | 6694294.816 | 4578775.5213 | 9881757.2436 | 8841240.4002 | 10221109.3774 | 9522678.2956 | 9724556.0155 | 2373 | 1176 | 1487 | 1285 | 1563 | 1101 | 5017 | 4542 | 5172 | 4260 | 6395 | 4018.4 | 4658 | 4260 | 2818.6165 | 3116.324 | 3216.0047 | 2869.8553 | 3396.7121 | 3350.7217 | 1581.4321 | 1622.9941 | 1748.9969 | 2101.9771 | 1479.9534 | 1917.2004 | 1653.0783 | 1748.9969 | 4658 | 4658 | 4658 | 4658 | 4658 | 4658 | 4658 | 4658 | 1800 | 8384400 | 8384400 | 8384400 | 8384400 | 8384400 | 8384400 | 8384400 | 8384400 | 0 | 0 | 0 | Pole | [10 empty] | 9581829.5615 | 9627125.8013 | 9672317.5765 | 9726280.1703 | 9788730.5031
A | A002 | ˂ = 1 kV; Wood | 6176694 | 9175248.6 | 11026738.6 | 12311007.7291 | 12040725.7215 | 9015463.2618 | 19586719.1169 | 18080397.8916 | 22641374.7429 | 19758125.8846 | 17855268.1658 | 8310471.9741 | 12161158.2191 | 14467144.422 | 15845704.2551 | 15182377.407 | 11189526.8512 | 24395023.1065 | 21684884.1307 | 25583105.9366 | 21011994.8511 | 18042115.0511 | 1338.4 | 1849.2 | 1741.4 | 1931.4 | 2258.2 | 1854 | 4373 | 4153 | 4471 | 3315 | 2695 | 3633.2 | 3979.6667 | 3315 | 4614.9836 | 4961.7395 | 6332.1113 | 6374.1368 | 5332.0015 | 4862.7094 | 4479.0119 | 4353.5752 | 5064.0516 | 5960.219 | 6625.3314 | 4755.6099 | 4640.1856 | 5064.0516 | 3592.6667 | 3321.318 | 3321.318 | 3546.0683 | 3592.9301 | 3624.1713 | 3655.4124 | 3671.033 | 4954.9459 | 17756359.8222 | 15927200.4394 | 15927200.4394 | 17442240.7775 | 17758135.5021 | 17968731.9852 | 18179328.4682 | 18284626.7098 | 11.6173 | 120113.0382 | 600565.1908 | Pole | [10 empty] | 19919298.5899 | 20340859.5494 | 20651758.6217 | 20980962.4907 | 21215330.3635
A | A003 | > 1 kV & < = 11 kV; Wood | 6057626 | 7032109.2 | 8792681.2 | 10228209.3448 | 12538749.443 | 40012773.2634 | 60360997.884 | 97952974.33 | 54721954.7727 | 63728723.5238 | 82549220.9009 | 8150271.1811 | 9320574.9864 | 11536048.2724 | 13164899.5683 | 15810344.8794 | 49661785.2924 | 75178896.9517 | 117480760.7298 | 61831826.9939 | 67773007.3373 | 83252705.3493 | 926.8 | 1092.4 | 1058.8 | 1124.8 | 1634.4 | 5169 | 9088 | 14690 | 9253 | 9236 | 9901 | 9487.2 | 11059.6667 | 9236 | 6536.066 | 6437.3025 | 8304.3835 | 9093.3582 | 7671.7752 | 7740.9118 | 6641.8352 | 6668.0037 | 5913.969 | 6900.035 | 8337.463 | 6667.2888 | 6449.5755 | 5913.969 | 10167.8667 | 9975.5418 | 9975.5418 | 10251.0975 | 10308.5525 | 10346.8558 | 10385.1591 | 10404.3107 | 6366.438 | 64577346.4024 | 63178088.0602 | 63178088.0602 | 65182891.5291 | 65600904.7157 | 65879580.1735 | 66158255.6313 | 66297593.3602 | 14.8624 | 202.7333 | 1013.6663 | Pole | [10 empty] | 74439832.352 | 75141829.4439 | 75716482.8863 | 76353968.865 | 76923930.0187
A | A004 | ˃ 11 kV & < = 22 kV; Wood | 6057626 | 7032109.2 | 8792681.2 | 10228209.3448 | 12538749.443 | 6946267.7884 | 0 | 0 | 0 | 0 | 0 | 8150271.1811 | 9320574.9864 | 11536048.2724 | 13164899.5683 | 15810344.8794 | 8621348.4184 | 0 | 0 | 0 | 0 | 0 | 926.8 | 1092.4 | 1058.8 | 1124.8 | 1634.4 | 560 | 0 | 0 | 0 | 0 | 0 | 112 | 0 | 0 | 6536.066 | 6437.3025 | 8304.3835 | 9093.3582 | 7671.7752 | 12404.0496 | [5 empty] | 8879.4282 |  |  | 6.8 | 11.65 | 11.65 | 13.1584 | 13.4729 | 13.6826 | 13.8923 | 13.9971 | 7903.2401 | 63474.7116 | 94905.04 | 94905.04 | 104680.124 | 106718.2858 | 108077.0604 | 109435.835 | 110115.2223 | 18.3491 | 12239.3068 | 61196.5342 | Pole | [10 empty] | 119546.2597 | 122239.2781 | 124214.7396 | 126301.0981 | 127764.7532
A | A005 | > 22 kV & < = 66 kV; Wood | 2886253 | 3416493 | 3209167 | 4012995.6945 | 4540604 | 156753.1857 | 11097076.4963 | 10329770.7183 | 7534580.893 | 9000354.0445 | 12719257.246 | 3883327.3377 | 4528325.4698 | 4210445.5494 | 5165193.9754 | 5725332.9391 | 194553.949 | 13821275.3205 | 12389101.3055 | 8513528.1476 | 9571524.8474 | 12814572.4671 | 184 | 240 | 184 | 181 | 307 | 7 | 816 | 1125 | 788 | 599 | 765 | 667 | 837.3333 | 599 | 15686.1576 | 14235.3875 | 17441.125 | 22171.2469 | 14790.241 | 22393.3122 | 13599.3585 | 9182.0184 | 9561.6509 | 15025.6328 | 16626.4801 | 11061.0533 | 10612.4691 | 9561.6509 | 650.8667 | 644.7653 | 644.7653 | 661.6318 | 665.1486 | 667.4931 | 669.8376 | 671.0099 | 10959.4484 | 7116129.9081 | 7042838.5215 | 7042838.5215 | 7245442.8803 | 7287687.0678 | 7315849.8595 | 7344012.6511 | 7358094.047 | 25.5766 | 226.7788 | 1133.8939 | Pole | [10 empty] | 8274403.6153 | 8347600.4037 | 8408226.3309 | 8475805.5961 | 8537466.9404
A | A006 | > 66 kV & < = 132 kV; Wood | 260333 | 524124 | 0 | 578254.0432 | 76931 | 9695716.0432 | 590146.2302 | 377217.9644 | 121625.3393 | 144949.9278 | 377704.0509 | 350266.6799 | 694690.157 | 0 | 744280.4647 | 97003.7441 | 12033821.4306 | 735020.0326 | 452419.6812 | 137427.7833 | 154148.5845 | 380333.2877 | 3 | 18 | 0 | 1 | 3 | 1329 | 27 | 34 | 16 | 5 | 20 | 282.2 | 18.3333 | 5 | 86777.6667 | 29118 |  | 578254.0432 | 25643.6667 | 7295.4974 | 21857.2678 | 11094.646 | 7601.5837 | 28989.9856 | 18885.2025 | 7708.7556 | 14142.7212 | 7601.5837 | 8.8667 | 8.8667 | 8.8667 | 8.8667 | 8.8667 | 8.8667 | 8.8667 | 8.8667 | 13070.7788 | 115894.2391 | 115894.2391 | 115894.2391 | 115894.2391 | 115894.2391 | 115894.2391 | 115894.2391 | 115894.2391 | 30.4865 | 0 | 0 | Pole | [10 empty] | 132352.9461 | 132749.7721 | 133199.1514 | 133754.8132 | 134470.0446
A | A007 | > 132 kV; Wood | 0 | 0 | 0 | 0 | 0 | 0 | 0 | 0 | 0 | 0 | 0 | 0 | 0 | 0 | 0 | 0 | 0 | 0 | 0 | 0 | 0 | 0 | 0 | 0 | 0 | 0 | 0 | 0 | 0 | 0 | 0 | 0 | 0 | 0 | 0 | 0 | [14 empty] | 0 | 0 | 0 | 0 | 0 | 0 | 0 | 0 |  | 0 | 0 | 0 | 0 | 0 | 0 | 0 | 0 |  |  |  | Pole | [10 empty] | 0 | 0 | 0 | 0 | 0
A | A008 | ˂ = 1 kV; Concrete | 0 | 20187 | 84719 | 0 | 0 | 0 | 0 | 0 | 0 | 0 | 0 | 0 | 26756.474 | 111151.8149 | 0 | 0 | 0 | 0 | 0 | 0 | 0 | 0 | 0 | 1 | 1 | 0 | 0 | 0 | 0 | 0 | 0 | 0 | 0 | 0 | 0 | 0 |  | 20187 | 84719 | [11 empty] | 0 | 0 | 0 | 0 | 0 | 0 | 0 | 0 |  | 0 | 0 | 0 | 0 | 0 | 0 | 0 | 0 |  |  |  | Pole | [10 empty] | 0 | 0 | 0 | 0 | 0
A | A009 | > 1 kV & < = 11 kV; Concrete | 0 | 0 | 0 | 0 | 0 | 0 | 0 | 169451.5318 | 409726.4521 | 0 | 0 | 0 | 0 | 0 | 0 | 0 | 0 | 0 | 203233.1841 | 462961.0768 | 0 | 0 | 0 | 0 | 0 | 0 | 0 | 0 | 0 | 16 | 53 | 0 | 0 | 13.8 | 23 | 0 | [7 empty] | 10590.7207 | 7730.6878 |  |  | 8393.8838 | 8393.8838 | 7730.6878 | 21.6667 | 17.2644 | 17.2644 | 19.9384 | 20.4959 | 20.8676 | 21.2393 | 21.4251 | 8488.0675 | 185089.4984 | 141768.3055 | 141768.3055 | 168081.9518 | 173568.5002 | 177226.199 | 180883.8979 | 182712.7474 | 19.8907 | 18.5544 | 92.7719 | Pole | [10 empty] | 191952.0908 | 198812.1154 | 203688.9797 | 208760.0917 | 211998.3831
A | A010 | ˃ 11 kV & < = 22 kV; Concrete | 0 | 0 | 0 | 0 | 0 | 0 | 0 | 10038.4915 | 42261.4711 | 0 | 0 | 0 | 0 | 0 | 0 | 0 | 0 | 0 | 12039.753 | 47752.3872 | 0 | 0 | 0 | 0 | 0 | 0 | 0 | 0 | 0 | 1 | 2 | 0 | 0 | 0.6 | 1 | 0 | [7 empty] | 10038.4915 | 21130.7356 |  |  | 17433.3209 | 17433.3209 | 21130.7356 | 1 | 0.66136 | 0.66136 | 0.86705 | 0.90994 | 0.93853 | 0.96713 | 0.98142 | 14789.3237 | 14789.3237 | 9781.1387 | 9781.1387 | 12823.1512 | 13457.4285 | 13880.28 | 14303.1315 | 14514.5573 | 34.4948 | 0 | 0 | Pole | [10 empty] | 14644.2295 | 15414.6623 | 15952.8336 | 16507.4011 | 16840.9852
A | A011 | > 22 kV & < = 66 kV; Concrete | 155932 | 1879751 | 0 | 0 | 0 | 0 | 292150.6076 | 0 | 0 | 0 | 9680355.7249 | 209799.6948 | 2491480.1026 | 0 | 0 | 0 | 0 | 363870.0683 | 0 | 0 | 0 | 9946550.7866 | 3 | 42 | 0 | 0 | 0 | 0 | 4 | 0 | 0 | 0 | 464 | 0.8 | 0 | 0 | 51977.3333 | 44755.9762 |  |  |  |  | 73037.6519 |  |  |  | 20862.8356 | 73037.6519 | 73037.6519 |  | 0 | 0 | 0 | 0 | 0 | 0 | 0 | 0 |  | 0 | 0 | 0 | 0 | 0 | 0 | 0 | 0 |  |  |  | Pole | [10 empty] | 0 | 0 | 0 | 0 | 0
A | A012 | > 66 kV & < = 132 kV; Concrete | 0 | 1297678 | 0 | 0 | 0 | 0 | 0 | 0 | 0 | 0 | 2205606.1925 | 0 | 1719982.5491 | 0 | 0 | 0 | 0 | 0 | 0 | 0 | 0 | 2266257.0088 | 0 | 7 | 0 | 0 | 0 | 0 | 0 | 0 | 0 | 0 | 0 | 0 | 0 | 0 |  | 185382.5714 | [12 empty] | 0 | 0 | 0 | 0 | 0 | 0 | 0 | 0 |  | 0 | 0 | 0 | 0 | 0 | 0 | 0 | 0 |  |  |  | Pole | [10 empty] | 0 | 0 | 0 | 0 | 0
A | A013 | > 132 kV; Concrete | 0 | 0 | 0 | 0 | 0 | 0 | 0 | 0 | 0 | 0 | 0 | 0 | 0 | 0 | 0 | 0 | 0 | 0 | 0 | 0 | 0 | 0 | 0 | 0 | 0 | 0 | 0 | 0 | 0 | 0 | 0 | 0 | 0 | 0 | 0 | 0 | [14 empty] | 0 | 0 | 0 | 0 | 0 | 0 | 0 | 0 |  | 0 | 0 | 0 | 0 | 0 | 0 | 0 | 0 |  |  |  | Pole | [10 empty] | 0 | 0 | 0 | 0 | 0
A | A014 | ˂ = 1 kV; Steel | 0 | 0 | 0 | 0 | 0 | 0 | 0 | 0 | 0 | 0 | 0 | 0 | 0 | 0 | 0 | 0 | 0 | 0 | 0 | 0 | 0 | 0 | 0 | 0 | 0 | 0 | 0 | 0 | 0 | 0 | 0 | 0 | 0 | 0 | 0 | 0 | [14 empty] | 0 | 0 | 0 | 0 | 0 | 0 | 0 | 0 |  | 0 | 0 | 0 | 0 | 0 | 0 | 0 | 0 |  |  |  | Pole | [10 empty] | 0 | 0 | 0 | 0 | 0
A | A015 | > 1 kV & < = 11 kV; Steel | 0 | 0 | 0 | 0 | 0 | 0 | 0 | 0 | 0 | 0 | 0 | 0 | 0 | 0 | 0 | 0 | 0 | 0 | 0 | 0 | 0 | 0 | 0 | 0 | 0 | 0 | 0 | 0 | 0 | 0 | 0 | 0 | 0 | 0 | 0 | 0 | [14 empty] | 0 | 0 | 0 | 0 | 0 | 0 | 0 | 0 |  | 0 | 0 | 0 | 0 | 0 | 0 | 0 | 0 |  |  |  | Pole | [10 empty] | 0 | 0 | 0 | 0 | 0
A | A016 | ˃ 11 kV & < = 22 kV; Steel | 29016 | 0 | 114944 | 0 | 0 | 0 | 15674.6995 | 0 | 0 | 0 | 0 | 39039.7606 | 0 | 150807.1887 | 0 | 0 | 0 | 19522.6497 | 0 | 0 | 0 | 0 | 2 | 0 | 15 | 0 | 0 | 0 | 1 | 0 | 0 | 0 | 0 | 0.2 | 0 | 0 | 14508 |  | 7662.9333 |  |  |  | 15674.6995 |  |  |  |  | 15674.6995 | 15674.6995 |  | 0 | 0 | 0 | 0 | 0 | 0 | 0 | 0 |  | 0 | 0 | 0 | 0 | 0 | 0 | 0 | 0 |  |  |  | Pole | [10 empty] | 0 | 0 | 0 | 0 | 0
A | A017 | > 22 kV & < = 66 kV; Steel | 0 | 0 | 0 | 0 | 0 | 0 | 0 | 0 | 0 | 0 | 0 | 0 | 0 | 0 | 0 | 0 | 0 | 0 | 0 | 0 | 0 | 0 | 0 | 0 | 0 | 0 | 0 | 0 | 0 | 0 | 0 | 0 | 0 | 0 | 0 | 0 | [14 empty] | 0 | 0 | 0 | 0 | 0 | 0 | 0 | 0 |  | 0 | 0 | 0 | 0 | 0 | 0 | 0 | 0 |  |  |  | Pole | [10 empty] | 0 | 0 | 0 | 0 | 0
A | A018 | > 66 kV & < = 132 kV; Steel | 0 | 0 | 0 | 0 | 0 | 0 | 0 | 0 | 0 | 0 | 0 | 0 | 0 | 0 | 0 | 0 | 0 | 0 | 0 | 0 | 0 | 0 | 0 | 0 | 0 | 0 | 0 | 0 | 0 | 0 | 0 | 0 | 0 | 0 | 0 | 0 | [14 empty] | 0 | 0 | 0 | 0 | 0 | 0 | 0 | 0 |  | 0 | 0 | 0 | 0 | 0 | 0 | 0 | 0 |  |  |  | Pole | [10 empty] | 0 | 0 | 0 | 0 | 0
A | A019 | > 132 kV; Steel | 0 | 0 | 0 | 0 | 0 | 0 | 0 | 0 | 0 | 0 | 0 | 0 | 0 | 0 | 0 | 0 | 0 | 0 | 0 | 0 | 0 | 0 | 0 | 0 | 0 | 0 | 0 | 0 | 0 | 0 | 0 | 0 | 0 | 0 | 0 | 0 | [14 empty] | 0 | 0 | 0 | 0 | 0 | 0 | 0 | 0 |  | 0 | 0 | 0 | 0 | 0 | 0 | 0 | 0 |  |  |  | Pole | [10 empty] | 0 | 0 | 0 | 0 | 0
A | A020 | Poles Other | 0 | 0 | 0 | 0 | 0 | 0 | 0 | 0 | 0 | 0 | 0 | 0 | 0 | 0 | 0 | 0 | 0 | 0 | 0 | 0 | 0 | 0 | 0 | 0 | 0 | 0 | 0 | 0 | 0 | 0 | 0 | 0 | 0 | 0 | 0 | 0 | [14 empty] | 0 | 0 | 0 | 0 | 0 | 0 | 0 | 0 |  | 0 | 0 | 0 | 0 | 0 | 0 | 0 | 0 |  |  |  | Pole | [10 empty] | 0 | 0 | 0 | 0 | 0
B | B001 | ˂ = 1 kV | 3146559 | 4386057 | 5033193 | 4498783.8657 | 6646575 | 13722228.4902 | 20171306.4323 | 17559588.6296 | 18130027.1071 | 14924172.3025 | 16340952.9531 | 4233557.6903 | 5813415.5771 | 6603578.1455 | 5790460.0673 | 8380791.3616 | 17031320.4868 | 25123119.5774 | 21060246.9646 | 20485611.381 | 15871274.0979 | 16474532.2535 | 2944 | 4221 | 4068 | 4111 | 5368 | 7582 | 8996 | 7864 | 7544 | 6079 | 4477 | 7613 | 7162.3333 | 6079 | 1068.804 | 1039.1038 | 1237.2647 | 1094.3284 | 1238.1846 | 1809.8429 | 2242.2528 | 2232.908 | 2403.238 | 2455.0374 | 3649.9783 | 2040.738 | 2289.0068 | 2403.238 | 6628.2667 | 6235.655 | 6235.655 | 9495.496 | 9604.7019 | 9677.5058 | 9750.3098 | 9786.7117 | 2326.3451 | 15127376.718 | 14349113.3532 | 14349113.3532 | 22147414.9488 | 22363890.8018 | 22508208.0372 | 22652525.2725 | 22724683.8902 | 6.9365 | 74122.0174 | 370610.0869 | PT | [10 empty] | 25215718.5504 | 25624228.4642 | 25936486.6759 | 26272866.3332 | 26533895.8121
B | B002 | > 1 kV & < = 11 kV | 3799338 | 5680549 | 6868124 | 6214574.5374 | 10051566.5931 | 12866164.3035 | 22361416.0822 | 24001075.9454 | 21300028.8981 | 25760754.949 | 22856159.811 | 5111843.3209 | 7529175.3032 | 9011018.1642 | 7998882.98 | 12674209.2693 | 15968817.8815 | 27850874.8078 | 28785901.3949 | 24067482.7364 | 27395556.3149 | 23034729.0997 | 3594 | 4709 | 4662 | 3699 | 6452 | 5993 | 9410 | 9991 | 9418 | 8544 | 7832 | 8671.2 | 9317.6667 | 8544 | 1057.1336 | 1206.3175 | 1473.2141 | 1680.0688 | 1557.8993 | 2146.8654 | 2376.346 | 2402.2696 | 2261.6297 | 3015.0696 | 2918.3044 | 2195.1399 | 2347.8442 | 2261.6297 | 8638.3333 | 8209.1931 | 8209.1931 | 10550.1522 | 10638.5944 | 10697.5559 | 10756.5173 | 10785.998 | 2698.1302 | 23248505.3104 | 22341654.6575 | 22341654.6575 | 28545010.4271 | 28731904.7274 | 28856500.9276 | 28981097.1278 | 29043395.2279 | 8.0439 | 48013.6847 | 240068.4236 | PT | [10 empty] | 32499637.1184 | 32920608.3803 | 33251703.1381 | 33612874.5854 | 33911777.4632
B | B003 | ˃ 11 kV & < = 22 kV | 3848968 | 5244191 | 6932018 | 5942215.9102 | 9484483.4225 | 3377437.5732 | 15022406.4003 | 11609952.1127 | 12906682.4747 | 16915634.5583 | 22645875.8449 | 5178618.318 | 6950812.9166 | 9094847.4594 | 7648325.629 | 11959163.4392 | 4191900.8837 | 18710226.5093 | 13924498.1132 | 14583612.0284 | 17989116.3928 | 22829384.1116 | 1998 | 2787 | 3047 | 2719 | 4291 | 2023 | 6140 | 4659 | 5351 | 5259 | 6715 | 4686.4 | 5089.6667 | 5259 | 1926.4104 | 1881.6616 | 2275.0305 | 2185.4417 | 2210.3201 | 1669.5193 | 2446.646 | 2491.9408 | 2412.0132 | 3216.5116 | 3372.4313 | 2332.6639 | 2448.2378 | 2412.0132 | 5144.4667 | 5047.0401 | 5047.0401 | 5941.5745 | 5959.423 | 5971.322 | 5983.221 | 5989.1705 | 2650.2771 | 13564124.9994 | 13384137.7935 | 13384137.7935 | 15768791.4304 | 15801764.9735 | 15823747.3355 | 15845729.6975 | 15856720.8785 | 7.9091 | 33062.5881 | 165312.9406 | PT | [10 empty] | 17953400.3182 | 18105437.8867 | 18233899.8845 | 18378204.3408 | 18514694.4945
B | B004 | ˃ 22 kV & < = 66 kV | 1391384 | 2375296 | 3261221 | 1109684 | 2475247 | 133480.1248 | 3535556.8353 | 6067191.2235 | 5276295.2403 | 6595458.5024 | 8827868.3873 | 1872046.3952 | 3148290.7693 | 4278740.6966 | 1428292.8634 | 3121085.4726 | 165668.6293 | 4403493.5191 | 7276739.1221 | 5961829.6865 | 7014012.4069 | 8867810.8155 | 1409 | 1517 | 1301 | 969 | 1406 | 13 | 1296 | 1561 | 1705 | 1333 | 1282 | 1181.6 | 1533 | 1333 | 987.4975 | 1565.7851 | 2506.7033 | 1145.1847 | 1760.4886 | 10267.7019 | 2728.0531 | 3886.7336 | 3094.6013 | 4947.8308 | 6886.0128 | 2923.8874 | 3261.5176 | 3094.6013 | 1411.8 | 1399.7496 | 1399.7496 | 4175.7843 | 4178.7423 | 4180.7144 | 4182.6864 | 4183.6725 | 4425.2438 | 6301161.8536 | 6230138.7548 | 6230138.7548 | 18472202.218 | 18489636.6156 | 18501259.5473 | 18512882.479 | 18518693.9449 | 13.2231 | 281.3614 | 1406.807 | PT | [10 empty] | 21031341.726 | 21185163.0406 | 21319230.3423 | 21471623.1838 | 21622879.2481
B | B005 | > 66 kV & < = 132 kV | -670 | 4539143 | 188496 | 40244 | 8294 | 0 | 27788.1385 | 87227.3379 | 0 | 315932.5491 | 668258.3748 | -901.4557 | 6016320.4953 | 247307.8354 | 51798.7265 | 10458.0605 | 0 | 34609.7923 | 104616.8743 | 0 | 335981.9212 | 670983.8708 | -1 | 829 | 81 | 5 | 1 | 0 | 14 | 9 | 0 | 49 | 79 | 14.4 | 19.3333 | 49 | 670 | 5475.4439 | 2327.1111 | 8048.8 | 8294 |  | 1984.867 | 9691.9264 |  | 6447.603 | 8458.9668 | 5137.8948 | 5000.6729 |  | 19.5333 | 19.5333 | 19.5333 | 21.278 | 21.278 | 21.278 | 21.278 | 21.278 | 6879.8224 | 134386.629 | 134386.629 | 134386.629 | 146388.9972 | 146388.9972 | 146388.9972 | 146388.9972 | 146388.9972 | 20.5522 | 0 | 0 | PT | [10 empty] | 166669.7337 | 167730.4339 | 168685.8531 | 169784.9802 | 170927.3677
B | B006 | > 132 kV | 0 | 0 | 0 | 0 | 0 | 0 | 0 | 0 | 0 | 0 | 0 | 0 | 0 | 0 | 0 | 0 | 0 | 0 | 0 | 0 | 0 | 0 | 0 | 0 | 0 | 0 | 0 | 0 | 0 | 0 | 0 | 0 | 0 | 0 | 0 | 0 | [14 empty] | 0 | 0 | 0 | 0 | 0 | 0 | 0 | 0 |  | 0 | 0 | 0 | 0 | 0 | 0 | 0 | 0 |  |  |  | PT | [10 empty] | 0 | 0 | 0 | 0 | 0
B | B007 | Pole Tops Other | 0 | 0 | 0 | 0 | 0 | 0 | 0 | 0 | 0 | 0 | 0 | 0 | 0 | 0 | 0 | 0 | 0 | 0 | 0 | 0 | 0 | 0 | 0 | 0 | 0 | 0 | 0 | 0 | 0 | 0 | 0 | 0 | 0 | 0 | 0 | 0 | [14 empty] | 0 | 0 | 0 | 0 | 0 | 0 | 0 | 0 |  | 0 | 0 | 0 | 0 | 0 | 0 | 0 | 0 |  |  |  | PT | [10 empty] | 0 | 0 | 0 | 0 | 0
C | C001 | ˂ = 1 kV | 3967444 | 6027337 | 7542258 | 5393631.8509 | 8714389.4937 | 12840240.6642 | 18768696.3676 | 16524542.6924 | 21430571.0627 | 11549690.658 | 14061301.04 | 5338022.6009 | 7988818.8421 | 9895485.8469 | 6942233.8976 | 10988137.528 | 15936642.8009 | 23376185.61 | 19818855.5221 | 24214985.8833 | 12282644.7233 | 14262628.3587 | 48 | 102 | 66 | 107.4193 | 135.75 | 172.9399 | 245.854 | 311.3582 | 284.1018 | 97.199 | 139.6088 | 222.2906 | 230.8863 | 97.199 | 82655.0833 | 59091.5392 | 114276.6364 | 50210.9973 | 64194.3977 | 74246.8207 | 76340.8216 | 53072.4563 | 75432.7098 | 118825.2008 | 100719.2793 | 68067.9758 | 67422.8768 | 75432.7098 | 204.0755 | 260.6237 | 260.6237 | 331.6776 | 345.6075 | 354.8979 | 364.191 | 368.8385 | 59600.0706 | 14523353.024 | 16985838.8746 | 16985838.8746 | 20110987.7988 | 20717589.3026 | 21122155.9681 | 21526839.9714 | 21729222.4303 | 132.7479 | 30656.5699 | 153282.8493 | Cond | [10 empty] | 22348573.8664 | 23281833.1283 | 23922490.7753 | 24575391.2072 | 24944732.3807
C | C021 | > 1 kV & < = 11 kV | 1535493 | 2584293 | 1407069 | 2323579.4665 | 2351204 | 2880704.9739 | 4473039.7939 | 5399061.7173 | 9599830.3715 | 18319582.2413 | 10418990.7888 | 2065938.7599 | 3425301.8558 | 1846082.6155 | 2990718.0508 | 2964677.3222 | 3575382.0653 | 5571117.2697 | 6475412.1262 | 10847109.7783 | 19482159.8959 | 10649857.2195 | 63 | 97 | 42 | 73.1567 | 87 | 100.6583 | 133.712 | 129.6723 | 259.5552 | 254.6838 | 286.645 | 175.6563 | 214.6371 | 254.6838 | 24372.9048 | 26642.1959 | 33501.6429 | 31761.6913 | 27025.3333 | 28618.6667 | 33452.7925 | 41636.1885 | 36985.7039 | 71930.685 | 36348.0646 | 34764.8736 | 37235.535 | 36985.7039 | 185.4875 | 169.2715 | 169.2715 | 218.5125 | 226.6065 | 232.0124 | 237.4254 | 240.1343 | 50880.1355 | 9676400.7699 | 8915969.3771 | 8915969.3771 | 11167478.9584 | 11547036.7912 | 11800542.043 | 12054377.5642 | 12181409.1325 | 114.3044 | 10210.8499 | 51054.2496 | Cond | [10 empty] | 12409993.527 | 12976229.0279 | 13365035.2073 | 13761473.8063 | 13984025.0522
C | C031 | ˃ 11 kV & < = 22 kV ; SWER | 386970 | 824940 | 603780 | 427709.4291 | 1092339 | 2898913.8779 | 1692631.9396 | 1825867.3841 | 2539931.7167 | 2058858.2727 | 4681412.0813 | 520651.2318 | 1093400.9855 | 792162.8304 | 550511.9702 | 1377350.7792 | 3597982.0153 | 2108152.7248 | 2189870.0958 | 2869938.0191 | 2189515.3254 | 4765222.8481 | 28 | 63 | 12 | 24.0503 | 79 | 153.4609 | 78.188 | 63.7403 | 63.735 | 59.7213 | 100.6277 | 83.7691 | 62.3989 | 59.7213 | 13820.3571 | 13094.2857 | 50315 | 17783.9294 | 13827.0759 | 18890.2453 | 21648.2317 | 28645.4006 | 39851.4438 | 34474.4201 | 46522.1179 | 22937.9783 | 29458.003 | 39851.4438 | 54.717 | 66.6935 | 66.6935 | 80.8701 | 86.404 | 90.0765 | 93.7373 | 95.5636 | 28859.0705 | 1894533.0264 | 2140289.2251 | 2140289.2251 | 2404387.6294 | 2517942.1205 | 2593302.3972 | 2668420.1178 | 2705895.3899 | 63.8026 | 0 | 0 | Cond | [10 empty] | 2671904.2882 | 2829591.1952 | 2937117.4405 | 3046311.8779 | 3106316.2323
C | C041 | ˃ 11 kV & < = 22 kV ; Single-Phase | 0 | 0 | 0 | 0 | 0 | 0 | 0 | 0 | 0 | 0 | 0 | 0 | 0 | 0 | 0 | 0 | 0 | 0 | 0 | 0 | 0 | 0 | 0 | 0 | 0 | 0 | 0 | 0 | 0 | 0 | 0 | 0 | 0 | 0 | 0 | 0 | [14 empty] | 0 | 0 | 0 | 0 | 0 | 0 | 0 | 0 |  | 0 | 0 | 0 | 0 | 0 | 0 | 0 | 0 |  |  |  | Cond | [10 empty] | 0 | 0 | 0 | 0 | 0
C | C051 | ˃ 11 kV & < = 22 kV ; Multiple-Phase | 437338 | 274441 | 350529 | 354835.765 | 441651 | 1245549.6428 | 558899.446 | 893618.7831 | 1836067.5992 | 4069540.2721 | 2188972.4249 | 588419.1757 | 363752.5879 | 459896.0627 | 456715.0566 | 556886.0482 | 1545911.8149 | 696102.5386 | 1071769.542 | 2074622.7837 | 4327797.0666 | 2226430.8679 | 19 | 37 | -4 | 16.2667 | 25 | 52.7294 | 45.0787 | 21.8407 | 39.7857 | 61.965 | 59.525 | 44.2799 | 41.1971 | 61.965 | 23017.7895 | 7417.3243 | -87632.25 | 21813.6741 | 17666.04 | 23621.5489 | 12398.3136 | 40915.362 | 46148.9728 | 65674.8225 | 36774.0022 | 26978.6278 | 30819.4167 | 46148.9728 | 39.276 | 43.2409 | 43.2409 | 56.1526 | 58.1243 | 59.4417 | 60.7611 | 61.4215 | 44838.335 | 2140684.898 | 2246743.744 | 2246743.744 | 2572557.1323 | 2625299.2551 | 2660537.7851 | 2695830.8734 | 2713496.2146 | 99.5471 | 1347.6144 | 6738.0718 | Cond | [10 empty] | 2858784.6441 | 2950236.0664 | 3013266.7668 | 3077604.4431 | 3115041.8339
C | C061 | > 22 kV & < = 66 kV | 607475 | 274798 | 81377 | 10688 | 34847 | 126115.7327 | 231829.4463 | 862982.0865 | 8965788.5292 | 7036715.0832 | 2862095.4181 | 817331.0775 | 364225.7667 | 106767.0917 | 13756.7038 | 43939.2374 | 156528.3266 | 288740.7874 | 1035025.1507 | 10130688.6332 | 7483271.539 | 2929777.6297 | 9 | 13 | 2 | 0 | 1 | 1.286 | 1.3257 | 14.144 | 9.4553 | 3.145 | 124.7657 | 5.8712 | 8.9148 | 3.145 | 67497.2222 | 21138.3077 | 40688.5 |  | 34847 | 98067.4528 | 174877.6312 | 61014.005 | 948225.55 | 2237429.2301 | 22939.7679 | 375640.6989 | 403634.9093 | 948225.55 | 8.7887 | 10.1992 | 10.1992 | 12.8159 | 13.2864 | 13.6002 | 13.9139 | 14.0709 | 327614.9373 | 2597669.0213 | 3196425.2769 | 3196425.2769 | 4128765.8175 | 4328505.1275 | 4461691.1624 | 4594895.6614 | 4661504.2073 | 746.4925 | 0 | 0 | Cond | [10 empty] | 4588140.0145 | 4864250.0149 | 5053213.5941 | 5245607.7429 | 5351317.8079
C | C071 | > 66 kV & < = 132 kV | 0 | 0 | 429548 | 0 | 0 | -6906.83 | 0 | 2827.829 | 0 | 0 | 4406300.184 | 0 | 0 | 563569.4449 | 0 | 0 | -8572.4003 | 0 | 3391.5816 | 0 | 0 | 4525622.8743 | 0 | 0 | 1 | 0 | 0 | -0.2475 | 0 | 0 | 0 | 0 | 0.13333 | -0.0495 | 0 | 0 |  |  | 429548 |  |  | 27906.3836 |  |  |  |  | 33047251.7107 | 16480.812 |  |  | 0 | 0 | 0 | 0 | 0 | 0 | 0 | 0 |  | 0 | 0 | 0 | 0 | 0 | 0 | 0 | 0 |  |  |  | Cond | [10 empty] | 0 | 0 | 0 | 0 | 0
C | C081 | > 132 kV | 0 | 0 | 0 | 0 | 0 | 0 | 0 | 0 | 0 | 0 | 0 | 0 | 0 | 0 | 0 | 0 | 0 | 0 | 0 | 0 | 0 | 0 | 0 | 0 | 0 | 0 | 0 | 0 | 0 | 0 | 0 | 0 | 0 | 0 | 0 | 0 | [14 empty] | 0 | 0 | 0 | 0 | 0 | 0 | 0 | 0 |  | 0 | 0 | 0 | 0 | 0 | 0 | 0 | 0 |  |  |  | Cond | [10 empty] | 0 | 0 | 0 | 0 | 0
C | C091 | OH Conductor Other | 0 | 0 | 0 | 0 | 0 | 0 | 0 | 0 | 0 | 0 | 0 | 0 | 0 | 0 | 0 | 0 | 0 | 0 | 0 | 0 | 0 | 0 | 0 | 0 | 0 | 0 | 0 | 0 | 0 | 0 | 0 | 0 | 0 | 0 | 0 | 0 | [14 empty] | 0 | 0 | 0 | 0 | 0 | 0 | 0 | 0 |  | 0 | 0 | 0 | 0 | 0 | 0 | 0 | 0 |  |  |  | Cond | [10 empty] | 0 | 0 | 0 | 0 | 0
D | D001 | ˂ = 1 kV | 749767 | 1618342 | 1893474 | 1523393.5398 | 1390163.6677 | 1575911.5422 | 3265911.0195 | 4374136.2634 | 4439821.4098 | 3935503.2921 | 7830182.5878 | 1008778.7481 | 2145000.5305 | 2484248.7712 | 1960785.3416 | 1752883.5013 | 1955939.9228 | 4067652.8983 | 5246158.7744 | 5016675.1249 | 4185253.9757 | 8045500.7017 | 4 | 6 | 10 | 7.0867 | 7.017 | 8.061 | 8.295 | 13.7137 | 15.67 | 6.733 | 10.9067 | 10.4945 | 12.0389 | 6.733 | 187441.75 | 269723.6667 | 189347.4 | 214966.1627 | 198113.6765 | 195497.7 | 393720.4349 | 318961.8335 | 283332.5729 | 584509.6173 | 717926.2737 | 285194.9937 | 320602.3397 | 283332.5729 | 9.6931 | 16.7101 | 17.7101 | 17.7101 | 18.7101 | 18.7101 | 19.7101 | 19.7101 | 294409.0622 | 2802215.4065 | 4907315.4046 | 5207315.4046 | 5207315.4046 | 5507315.4046 | 5507315.4046 | 5807315.4046 | 5807315.4046 | 1395.9696 | 2330.1525 | 11650.7623 | UG | [10 empty] | 5873483.121 | 6226802.7413 | 6241709.1403 | 6600482.795 | 6622203.9825
D | D021 | > 1 kV & < = 11 kV | 509333 | 251119 | 789354 | 496868 | 602005 | 659068.2626 | 269170.4932 | 2014471.6378 | 813777.5654 | 131217.8168 | 0 | 685285.3034 | 332840.8879 | 1035636.985 | 639527.1252 | 759079.4211 | 818001.4501 | 335248.6122 | 2416074.2652 | 919509.4335 | 139545.021 | 0 | 1 | 2 | 2 | 1 | 3 | 0.95473 | -0.52633 | 1.743 | 1.6277 | -0.30233 | 0 | 0.69935 | 1.0228 | -0.30233 | 509333 | 125559.5 | 394677 | 496868 | 200668.3333 | 690318.9815 | -511406.8905 | 1155749.6487 | 499965.7208 | -434017.0508 |  | 641043.1394 | 1088979.1293 | 499965.7208 | 0.57253 | 1.6692 | 1.6692 | 1.6692 | 1.6692 | 1.6692 | 1.6692 | 1.6692 | 482925.3463 | 238025.6673 | 806098.9889 | 806098.9889 | 806098.9889 | 806098.9889 | 806098.9889 | 806098.9889 | 806098.9889 | 2288.0745 | 1375.9463 | 6879.7316 | UG | [10 empty] | 909222.5911 | 911409.4663 | 913591.2976 | 916196.579 | 919211.643
D | D031 | > 11 kV & < = 22 kV | 31728 | 475780 | 109674 | 75000 | 3020633.5125 | 139891.8649 | 1266352.5828 | 1570761.9579 | 863150.2403 | 838239.0653 | 2473996.0427 | 42688.6381 | 630613.5245 | 143892.9184 | 96533.7562 | 3808773.5786 | 173626.5495 | 1577226.9124 | 1883907.1606 | 975296.9635 | 891434.4926 | 2542027.1717 | 0 | 1 | 0 | 0 | 0.97633 | 0.26466 | 1.4727 | 1.9637 | 0.089667 | 1.081 | 7.444 | 0.97433 | 1.0448 | 1.081 |  | 475780 |  |  | 3093854.7414 | 528571.9796 | 859904.4251 | 799912.7268 | 9626211.1444 | 775429.3012 | 332347.6706 | 1439227.9725 | 1049422.7976 | 9626211.1444 | 0.60136 | 0.60136 | 0.60136 | 0.60136 | 0.60136 | 0.60136 | 0.60136 | 0.60136 | 768568.0525 | 462182.6658 | 462182.6658 | 462182.6658 | 462182.6658 | 462182.6658 | 462182.6658 | 462182.6658 | 462182.6658 | 3641.4344 | 0 | 0 | UG | [10 empty] | 521309.3265 | 522563.1872 | 523814.1559 | 525307.9128 | 527036.6214
D | D041 | > 22 kV & < = 33 kV | 121670 | 324458 | 51175 | 12952 | 14507 | 5017.3599 | 3255112.6385 | 0 | 0 | 0 | 291113.6824 | 163701.6704 | 430046.6664 | 67141.8941 | 16670.7361 | 18292.149 | 6227.2877 | 4054203.6447 | 0 | 0 | 0 | 299118.866 | 0 | 0 | 0 | 0 | 0 | 0.09471 | 0.32733 | 0 | 0 | 0 | 0.20667 | 0.084409 | 0 | 0 | [5 empty] | 52976.0299 | 9944335.9427 |  |  |  | 1408614.5627 | 7759006.5081 | 9944335.9427 |  | 0 | 0 | 0 | 0 | 0 | 0 | 0 | 0 |  | 0 | 0 | 0 | 0 | 0 | 0 | 0 | 0 |  |  |  | UG | [10 empty] | 0 | 0 | 0 | 0 | 0
D | D051 | > 33 kV & < = 66 kV | 0 | 0 | 0 | 0 | 0 | 0 | 0 | 0 | 0 | 0 | 0 | 0 | 0 | 0 | 0 | 0 | 0 | 0 | 0 | 0 | 0 | 0 | 0 | 0 | 0 | 0 | 0 | 0 | 0 | 0 | 0 | 0 | 0 | 0 | 0 | 0 | [14 empty] | 0 | 0 | 0 | 0 | 0 | 0 | 0 | 0 |  | 0 | 0 | 0 | 0 | 0 | 0 | 0 | 0 |  |  |  | UG | [10 empty] | 0 | 0 | 0 | 0 | 0
D | D061 | > 66 kV & < = 132 kV | 0 | 0 | 0 | 0 | 0 | 0 | 0 | 0 | 0 | 0 | 0 | 0 | 0 | 0 | 0 | 0 | 0 | 0 | 0 | 0 | 0 | 0 | 0 | 0 | 0 | 0 | 0 | 0 | 0 | 0 | 0 | 0 | 0 | 0 | 0 | 0 | [14 empty] | 0 | 0 | 0 | 0 | 0 | 0 | 0 | 0 |  | 0 | 0 | 0 | 0 | 0 | 0 | 0 | 0 |  |  |  | UG | [10 empty] | 0 | 0 | 0 | 0 | 0
D | D071 | > 132 kV | 0 | 0 | 0 | 0 | 0 | 0 | 0 | 0 | 0 | 0 | 0 | 0 | 0 | 0 | 0 | 0 | 0 | 0 | 0 | 0 | 0 | 0 | 0 | 0 | 0 | 0 | 0 | 0 | 0 | 0 | 0 | 0 | 0 | 0 | 0 | 0 | [14 empty] | 0 | 0 | 0 | 0 | 0 | 0 | 0 | 0 |  | 0 | 0 | 0 | 0 | 0 | 0 | 0 | 0 |  |  |  | UG | [10 empty] | 0 | 0 | 0 | 0 | 0
D | D081 | UG Cables Other | 0 | 0 | 0 | 0 | 0 | 0 | 0 | 0 | 0 | 0 | 0 | 0 | 0 | 0 | 0 | 0 | 0 | 0 | 0 | 0 | 0 | 0 | 0 | 0 | 0 | 0 | 0 | 0 | 0 | 0 | 0 | 0 | 0 | 0 | 0 | 0 | [14 empty] | 0 | 0 | 0 | 0 | 0 | 0 | 0 | 0 |  | 0 | 0 | 0 | 0 | 0 | 0 | 0 | 0 |  |  |  | UG | [10 empty] | 0 | 0 | 0 | 0 | 0
E | E001 | ˂ = 11 kV ; Residential ; Simple Type | 1954633 | 6388028 | 3981781 | 3662014.98 | 3255307.9145 | 7169379.0419 | 10976147.4605 | 0 | 14365479.5346 | 18306562.9367 | 21874760.5529 | 2629873.3216 | 8466889.8471 | 5224119.5582 | 4713440.8189 | 4104678.9435 | 8898262.5703 | 13670659.6608 | 0 | 16231946.5552 | 19468314.3742 | 22476283.2035 | 4201 | 8899 | 4513 | 4116.46 | 5247.0583 | 9771.4498 | 13949.4045 | 0 | 13752.6248 | 18445.9636 | 13438.7361 | 11183.8885 | 10732.8628 | 18445.9636 | 465.278 | 717.8366 | 882.2914 | 889.603 | 620.4063 | 733.7068 | 786.8542 |  | 1044.5627 | 992.4428 | 1627.7394 | 837.2159 | 914.7932 | 1044.5627 | 16597.4028 | 16774.9264 | 16774.9264 | 17315.7706 | 17428.5398 | 17503.7192 | 17578.8986 | 17616.4884 | 1055.3437 | 17325407.5397 | 17550710.6755 | 17550710.6755 | 18237120.3338 | 18380240.7409 | 18475654.3456 | 18571067.9504 | 18618774.7528 | 3.3865 | 2592.023 | 12960.1151 | Services | [10 empty] | 20886570.5667 | 21127906.1643 | 21322704.4922 | 21537594.0825 | 21724863.8296
E | E002 | ˂ = 11 kV ; Commercial & Industrial ; Simple Type | 2076776 | 1977268 | 2249459 | 1526470 | 2084207.8325 | 0 | 0 | 8732459.3558 | 0 | 10701866.6328 | 11714354.37 | 2794211.3928 | 2620732.1499 | 2951303.1373 | 1964745.1051 | 2628016.8355 | 0 | 0 | 10473351.8831 | 0 | 11381017.0002 | 12036481.3013 | 1323 | 1994 | 1603 | 1348 | 1789.5 | 0 | 0 | 1242.4622 | 0 | 1225.5064 | 1338.144 | 493.5937 | 822.6562 | 1225.5064 | 1569.7475 | 991.6088 | 1403.2807 | 1132.3961 | 1164.6872 |  |  | 7028.3502 |  | 8732.6077 | 8754.1808 | 3567.5469 | 7028.3502 |  | 740.9547 | 733.5407 | 733.5407 | 757.6745 | 762.7065 | 766.0612 | 769.4159 | 771.0933 | 7826.7259 | 5798597.5366 | 5740372.6579 | 5740372.6579 | 5929904.9438 | 5969423.528 | 5995769.2508 | 6022114.9737 | 6035287.8351 | 25.0793 | 0 | 0 | Services | [10 empty] | 6791388.98 | 6861793.7019 | 6919701.6543 | 6984082.3461 | 7042128.6111
E | E003 | ˂ = 11 kV ; Residential ; Complex Type | 115343 | 42947 | 109356 | 141142 | 34386 | 0 | 0 | 0 | 0 | 0 | 0 | 155188.9682 | 56923.2818 | 143475.7005 | 181666.2323 | 43357.9538 | 0 | 0 | 0 | 0 | 0 | 0 | 90 | 23 | 44 | 58 | 31 | 0 | 0 | 0 | 0 | 0 | 0 | 0 | 0 | 0 | 1281.5889 | 1867.2609 | 2485.3636 | 2433.4828 | 1109.2258 | [6 empty] | 1109.2258 |  |  | 0 | 0 | 0 | 0 | 0 | 0 | 0 | 0 |  | 0 | 0 | 0 | 0 | 0 | 0 | 0 | 0 |  |  |  | Services | [10 empty] | 0 | 0 | 0 | 0 | 0
E | E004 | ˂ = 11 kV ; Commercial & Industrial ; Complex Type | 0 | 0 | 0 | 0 | 0 | 0 | 0 | 0 | 0 | 0 | 0 | 0 | 0 | 0 | 0 | 0 | 0 | 0 | 0 | 0 | 0 | 0 | 0 | 0 | 0 | 0 | 0 | 0 | 0 | 0 | 0 | 0 | 0 | 0 | 0 | 0 | [14 empty] | 0 | 0 | 0 | 0 | 0 | 0 | 0 | 0 |  | 0 | 0 | 0 | 0 | 0 | 0 | 0 | 0 |  |  |  | Services | [10 empty] | 0 | 0 | 0 | 0 | 0
E | E005 | ˂ = 11 kV ; Subdivision ; Complex Type | 0 | 0 | 0 | 0 | 0 | 0 | 0 | 0 | 0 | 0 | 0 | 0 | 0 | 0 | 0 | 0 | 0 | 0 | 0 | 0 | 0 | 0 | 0 | 0 | 0 | 0 | 0 | 0 | 0 | 0 | 0 | 0 | 0 | 0 | 0 | 0 | [14 empty] | 0 | 0 | 0 | 0 | 0 | 0 | 0 | 0 |  | 0 | 0 | 0 | 0 | 0 | 0 | 0 | 0 |  |  |  | Services | [10 empty] | 0 | 0 | 0 | 0 | 0
E | E006 | > 11 kV & < = 22 kV ; Commercial & Industrial | 0 | 0 | 0 | 0 | 0 | 0 | 0 | 0 | 0 | 0 | 0 | 0 | 0 | 0 | 0 | 0 | 0 | 0 | 0 | 0 | 0 | 0 | 0 | 0 | 0 | 0 | 0 | 0 | 0 | 0 | 0 | 0 | 0 | 0 | 0 | 0 | [14 empty] | 0 | 0 | 0 | 0 | 0 | 0 | 0 | 0 |  | 0 | 0 | 0 | 0 | 0 | 0 | 0 | 0 |  |  |  | Services | [10 empty] | 0 | 0 | 0 | 0 | 0
E | E007 | > 11 kV & < = 22 kV ; Subdivision | 0 | 0 | 0 | 0 | 0 | 0 | 0 | 0 | 0 | 0 | 0 | 0 | 0 | 0 | 0 | 0 | 0 | 0 | 0 | 0 | 0 | 0 | 0 | 0 | 0 | 0 | 0 | 0 | 0 | 0 | 0 | 0 | 0 | 0 | 0 | 0 | [14 empty] | 0 | 0 | 0 | 0 | 0 | 0 | 0 | 0 |  | 0 | 0 | 0 | 0 | 0 | 0 | 0 | 0 |  |  |  | Services | [10 empty] | 0 | 0 | 0 | 0 | 0
E | E008 | > 22 kV & < = 33 kV ; Commercial & Industrial | 0 | 0 | 0 | 0 | 0 | 0 | 0 | 0 | 0 | 0 | 0 | 0 | 0 | 0 | 0 | 0 | 0 | 0 | 0 | 0 | 0 | 0 | 0 | 0 | 0 | 0 | 0 | 0 | 0 | 0 | 0 | 0 | 0 | 0 | 0 | 0 | [14 empty] | 0 | 0 | 0 | 0 | 0 | 0 | 0 | 0 |  | 0 | 0 | 0 | 0 | 0 | 0 | 0 | 0 |  |  |  | Services | [10 empty] | 0 | 0 | 0 | 0 | 0
E | E009 | > 22 kV & < = 33 kV ; Subdivision | 0 | 0 | 0 | 0 | 0 | 0 | 0 | 0 | 0 | 0 | 0 | 0 | 0 | 0 | 0 | 0 | 0 | 0 | 0 | 0 | 0 | 0 | 0 | 0 | 0 | 0 | 0 | 0 | 0 | 0 | 0 | 0 | 0 | 0 | 0 | 0 | [14 empty] | 0 | 0 | 0 | 0 | 0 | 0 | 0 | 0 |  | 0 | 0 | 0 | 0 | 0 | 0 | 0 | 0 |  |  |  | Services | [10 empty] | 0 | 0 | 0 | 0 | 0
E | E010 | > 33 kV & < = 66 kV ; Commercial & Industrial | 0 | 0 | 0 | 0 | 0 | 0 | 0 | 0 | 0 | 0 | 0 | 0 | 0 | 0 | 0 | 0 | 0 | 0 | 0 | 0 | 0 | 0 | 0 | 0 | 0 | 0 | 0 | 0 | 0 | 0 | 0 | 0 | 0 | 0 | 0 | 0 | [14 empty] | 0 | 0 | 0 | 0 | 0 | 0 | 0 | 0 |  | 0 | 0 | 0 | 0 | 0 | 0 | 0 | 0 |  |  |  | Services | [10 empty] | 0 | 0 | 0 | 0 | 0
E | E011 | > 33 kV & < = 66 kV ; Subdivision | 0 | 0 | 0 | 0 | 0 | 0 | 0 | 0 | 0 | 0 | 0 | 0 | 0 | 0 | 0 | 0 | 0 | 0 | 0 | 0 | 0 | 0 | 0 | 0 | 0 | 0 | 0 | 0 | 0 | 0 | 0 | 0 | 0 | 0 | 0 | 0 | [14 empty] | 0 | 0 | 0 | 0 | 0 | 0 | 0 | 0 |  | 0 | 0 | 0 | 0 | 0 | 0 | 0 | 0 |  |  |  | Services | [10 empty] | 0 | 0 | 0 | 0 | 0
E | E012 | > 66 kV & < = 132 kV ; Commercial & Industrial | 0 | 0 | 0 | 0 | 0 | 0 | 0 | 0 | 0 | 0 | 0 | 0 | 0 | 0 | 0 | 0 | 0 | 0 | 0 | 0 | 0 | 0 | 0 | 0 | 0 | 0 | 0 | 0 | 0 | 0 | 0 | 0 | 0 | 0 | 0 | 0 | [14 empty] | 0 | 0 | 0 | 0 | 0 | 0 | 0 | 0 |  | 0 | 0 | 0 | 0 | 0 | 0 | 0 | 0 |  |  |  | Services | [10 empty] | 0 | 0 | 0 | 0 | 0
E | E013 | > 66 kV & < = 132 kV ; Subdivision | 0 | 0 | 0 | 0 | 0 | 0 | 0 | 0 | 0 | 0 | 0 | 0 | 0 | 0 | 0 | 0 | 0 | 0 | 0 | 0 | 0 | 0 | 0 | 0 | 0 | 0 | 0 | 0 | 0 | 0 | 0 | 0 | 0 | 0 | 0 | 0 | [14 empty] | 0 | 0 | 0 | 0 | 0 | 0 | 0 | 0 |  | 0 | 0 | 0 | 0 | 0 | 0 | 0 | 0 |  |  |  | Services | [10 empty] | 0 | 0 | 0 | 0 | 0
E | E014 | > 132 kV ; Commercial & Industrial | 0 | 0 | 0 | 0 | 0 | 0 | 0 | 0 | 0 | 0 | 0 | 0 | 0 | 0 | 0 | 0 | 0 | 0 | 0 | 0 | 0 | 0 | 0 | 0 | 0 | 0 | 0 | 0 | 0 | 0 | 0 | 0 | 0 | 0 | 0 | 0 | [14 empty] | 0 | 0 | 0 | 0 | 0 | 0 | 0 | 0 |  | 0 | 0 | 0 | 0 | 0 | 0 | 0 | 0 |  |  |  | Services | [10 empty] | 0 | 0 | 0 | 0 | 0
E | E015 | > 132 kV ; Subdivision | 0 | 0 | 0 | 0 | 0 | 0 | 0 | 0 | 0 | 0 | 0 | 0 | 0 | 0 | 0 | 0 | 0 | 0 | 0 | 0 | 0 | 0 | 0 | 0 | 0 | 0 | 0 | 0 | 0 | 0 | 0 | 0 | 0 | 0 | 0 | 0 | [14 empty] | 0 | 0 | 0 | 0 | 0 | 0 | 0 | 0 |  | 0 | 0 | 0 | 0 | 0 | 0 | 0 | 0 |  |  |  | Services | [10 empty] | 0 | 0 | 0 | 0 | 0
E | E016 | Service Lines Other | 0 | 0 | 0 | 0 | 0 | 0 | 0 | 0 | 0 | 0 | 0 | 0 | 0 | 0 | 0 | 0 | 0 | 0 | 0 | 0 | 0 | 0 | 0 | 0 | 0 | 0 | 0 | 0 | 0 | 0 | 0 | 0 | 0 | 0 | 0 | 0 | [14 empty] | 0 | 0 | 0 | 0 | 0 | 0 | 0 | 0 |  | 0 | 0 | 0 | 0 | 0 | 0 | 0 | 0 |  |  |  | Services | [10 empty] | 0 | 0 | 0 | 0 | 0
F | F001 | Pole Mounted ; < = 22kV ; < = 60 kVA ; Single Phase | 6000816 | 8941752 | 9312325 | 9096562.6696 | 7993887 | 10843459.0092 | 14652031.354 | 9931849.6962 | 11920492.0075 | 11840264.7822 | 11997006.6936 | 8073835.8076 | 11851674.6051 | 12217823.9248 | 11708338.1778 | 10079642.3895 | 13458340.6553 | 18248928.8433 | 11911851.2301 | 13469288.5616 | 12591658.9505 | 12326906.134 | 585 | 813 | 714 | 584 | 724 | 841 | 1035 | 916 | 876 | 572 | 573 | 848 | 788 | 572 | 10257.8051 | 10998.4649 | 13042.472 | 15576.3059 | 11041.2804 | 12893.5303 | 14156.552 | 10842.6307 | 13607.8676 | 20699.7636 | 20937.1845 | 12600.5736 | 12912.7602 | 13607.8676 | 743.8 | 699.1146 | 699.1146 | 380.8384 | 383.4527 | 385.1955 | 386.9384 | 387.8098 | 11916.4591 | 10133777.6072 | 9337924.015 | 9337924.015 | 4514620.0534 | 4561180.8406 | 4592221.3655 | 4623261.8904 | 4638782.1528 | 39.5219 | 683.8723 | 3419.3614 | TD | [10 empty] | 5143508.2321 | 5221417.7706 | 5281019.8572 | 5345240.1266 | 5395244.2038
F | F002 | Pole Mounted ; < = 22kV ; > 60 kVA and < = 600 kVA ; Single Phase | 587123 | 1166658 | 934074 | 2933777.4741 | 724408 | 801228.4653 | 1363343.0333 | 1262600.1785 | 1129862.4041 | 1119365.1202 | 1027137.1868 | 789948.3505 | 1546324.5896 | 1225510.4568 | 3776114.1271 | 913419.6648 | 994443.3432 | 1698027.3521 | 1514310.6218 | 1276662.3011 | 1190401.0674 | 1055381.8974 | 19 | 36 | 24 | 15 | 15 | 18 | 21 | 24 | 23 | 20 | 13 | 21.2 | 22.3333 | 20 | 30901.2105 | 32407.1667 | 38919.75 | 195585.1649 | 48293.8667 | 44512.6925 | 64921.0968 | 52608.3408 | 49124.4524 | 55968.256 | 79010.5528 | 52291.5058 | 55232.4355 | 49124.4524 | 22.3333 | 21.9011 | 21.9011 | 17.2803 | 17.2955 | 17.3057 | 17.3158 | 17.3209 | 41450.7191 | 1170609.2343 | 1158385.2211 | 1158385.2211 | 716589.4384 | 717019.2453 | 717305.7833 | 717592.3212 | 717735.5902 | 136.9137 | 0 | 0 | TD | [10 empty] | 816410.602 | 820808.7248 | 824896.2286 | 829653.0374 | 834779.1846
F | F003 | Pole Mounted ; < = 22kV ; > 600 kVA ; Single Phase | 0 | 0 | 0 | 0 | 0 | 0 | 0 | 0 | 0 | 0 | 0 | 0 | 0 | 0 | 0 | 0 | 0 | 0 | 0 | 0 | 0 | 0 | 0 | 0 | 0 | 0 | 0 | 0 | 0 | 0 | 0 | 0 | 0 | 0 | 0 | 0 | [14 empty] | 0 | 0 | 0 | 0 | 0 | 0 | 0 | 0 |  | 0 | 0 | 0 | 0 | 0 | 0 | 0 | 0 |  |  |  | TD | [10 empty] | 0 | 0 | 0 | 0 | 0
F | F004 | Pole Mounted ; < = 22kV ; < = 60 kVA ; Multiple Phase | 2210010 | 6092017 | 3875970 | 3568750.4457 | 3431686 | 4691215.8412 | 8154741.8974 | 5212263.7939 | 5677914.2131 | 6931647.4132 | 9894472.3679 | 2973471.92 | 8074547.7142 | 5085294.918 | 4593398.4746 | 4327077.3871 | 5822494.5403 | 10156632.9627 | 6251374.3949 | 6415629.9015 | 7371536.1773 | 10166555.3117 | 153 | 282 | 195 | 174 | 193 | 254 | 353 | 331 | 257 | 222 | 191 | 283.4 | 270 | 222 | 14444.5098 | 21602.8972 | 19876.7692 | 20510.06 | 17780.7565 | 18469.3537 | 23101.2518 | 15747.0205 | 22093.0514 | 31223.637 | 51803.5203 | 19573.3586 | 20239.0222 | 22093.0514 | 254.8667 | 224.8914 | 224.8914 | 127.8231 | 129.381 | 130.4197 | 131.4583 | 131.9776 | 18857.2577 | 5456705.0307 | 4769452.4955 | 4769452.4955 | 2400670.5675 | 2436389.6931 | 2460202.4435 | 2484015.194 | 2495921.5692 | 62.486 | 18055.4149 | 90277.0746 | TD | [10 empty] | 2735084.8312 | 2789060.3079 | 2829214.2131 | 2871924.1965 | 2902940.0251
F | F005 | Pole Mounted ; < = 22kV ; > 60 kVA and < = 600 kVA ; Multiple Phase | 12715638 | 15309940 | 15988364 | 16245684.3297 | 17304723 | 20738184.0405 | 30859728.6254 | 21468528.2121 | 26617056.5805 | 27122530.9448 | 26816914.6375 | 17108335.4998 | 20292267.9026 | 20976825.4649 | 20910092.4129 | 21819850.5295 | 25739161.7521 | 38435420.878 | 25748468.0109 | 30075337.1185 | 28843751.8766 | 27554339.01 | 410 | 515 | 484 | 381 | 494 | 550 | 776 | 715 | 660 | 471 | 344 | 634.4 | 615.3333 | 471 | 31013.7512 | 29728.0388 | 33033.8099 | 42639.5914 | 35029.8036 | 37705.7892 | 39767.6915 | 30025.9136 | 40328.8736 | 57584.9914 | 77956.1472 | 36616.0314 | 36701.6799 | 40328.8736 | 589.9333 | 541.4767 | 541.4767 | 285.7816 | 287.8487 | 289.2268 | 290.6048 | 291.2939 | 34192.0659 | 23449991.2086 | 21547447.7141 | 21547447.7141 | 9755391.012 | 9836551.4088 | 9890658.34 | 9944765.2712 | 9971818.7368 | 113.1085 | 6536.8148 | 32684.074 | TD | [10 empty] | 11114320.4489 | 11260405.1717 | 11374182.3264 | 11497760.5937 | 11597957.2805
F | F006 | Pole Mounted ; < = 22kV ; > 600 kVA ; Multiple Phase | 1287156 | 3108436 | 2692976 | 2122399 | 2895308 | 3850324.9223 | 4745445.1242 | 4133823.4022 | 4333136.9169 | 3359075.9354 | 3080720.9838 | 1731812.174 | 4120017.196 | 3533199.9905 | 2731775.3027 | 3650748.284 | 4778824.2104 | 5910394.8325 | 4957937.432 | 4896129.411 | 3572246.0051 | 3165436.126 | 35 | 79 | 59 | 39 | 39 | 45 | 40 | 65 | 74 | 59 | 69 | 56.6 | 66 | 59 | 36775.8857 | 39347.2911 | 45643.661 | 54420.4872 | 74238.6667 | 85562.7761 | 118636.1281 | 63597.2831 | 58555.9043 | 56933.4904 | 44648.1302 | 75886.0774 | 73812.3209 | 58555.9043 | 66 | 66 | 66 | 57.7924 | 57.7924 | 57.7924 | 57.7924 | 57.7924 | 51654.2235 | 3942012.0848 | 3942012.0848 | 3942012.0848 | 2985222.6211 | 2985222.6211 | 2985222.6211 | 2985222.6211 | 2985222.6211 | 170.6704 | 0 | 0 | TD | [10 empty] | 3401065.1937 | 3417337.5246 | 3432983.4486 | 3451401.2227 | 3472033.071
F | F007 | Kiosk Mounted ; < = 22kV ; < = 60 kVA ; Single Phase | 0 | 0 | 0 | 0 | 0 | 0 | 0 | 0 | 0 | 0 | 0 | 0 | 0 | 0 | 0 | 0 | 0 | 0 | 0 | 0 | 0 | 0 | 0 | 0 | 0 | 0 | 0 | 0 | 0 | 0 | 0 | 0 | 0 | 0 | 0 | 0 | [14 empty] | 0 | 0 | 0 | 0 | 0 | 0 | 0 | 0 |  | 0 | 0 | 0 | 0 | 0 | 0 | 0 | 0 |  |  |  | TD | [10 empty] | 0 | 0 | 0 | 0 | 0
F | F008 | Kiosk Mounted ; < = 22kV ; > 60 kVA and < = 600 kVA ; Single Phase | 0 | 0 | 0 | 0 | 0 | 0 | 0 | 0 | 0 | 0 | 0 | 0 | 0 | 0 | 0 | 0 | 0 | 0 | 0 | 0 | 0 | 0 | 0 | 0 | 0 | 0 | 0 | 0 | 0 | 0 | 0 | 0 | 0 | 0 | 0 | 0 | [14 empty] | 0 | 0 | 0 | 0 | 0 | 0 | 0 | 0 |  | 0 | 0 | 0 | 0 | 0 | 0 | 0 | 0 |  |  |  | TD | [10 empty] | 0 | 0 | 0 | 0 | 0
F | F009 | Kiosk Mounted ; < = 22kV ; > 600 kVA ; Single Phase | 0 | 0 | 0 | 0 | 0 | 0 | 0 | 0 | 0 | 0 | 0 | 0 | 0 | 0 | 0 | 0 | 0 | 0 | 0 | 0 | 0 | 0 | 0 | 0 | 0 | 0 | 0 | 0 | 0 | 0 | 0 | 0 | 0 | 0 | 0 | 0 | [14 empty] | 0 | 0 | 0 | 0 | 0 | 0 | 0 | 0 |  | 0 | 0 | 0 | 0 | 0 | 0 | 0 | 0 |  |  |  | TD | [10 empty] | 0 | 0 | 0 | 0 | 0
F | F010 | Kiosk Mounted ; < = 22kV ; < = 60 kVA ; Multiple Phase | 0 | 0 | 0 | 0 | 0 | 0 | 0 | 0 | 0 | 0 | 0 | 0 | 0 | 0 | 0 | 0 | 0 | 0 | 0 | 0 | 0 | 0 | 0 | 0 | 0 | 0 | 0 | 0 | 0 | 0 | 0 | 0 | 0 | 0 | 0 | 0 | [14 empty] | 0 | 0 | 0 | 0 | 0 | 0 | 0 | 0 |  | 0 | 0 | 0 | 0 | 0 | 0 | 0 | 0 |  |  |  | TD | [10 empty] | 0 | 0 | 0 | 0 | 0
F | F011 | Kiosk Mounted ; < = 22kV ; > 60 kVA and < = 600 kVA ; Multiple Phase | 957269 | 6980790 | 3204121 | 2454860 | 3798580 | 5762934.3257 | 4115054.0009 | 7634899.2763 | 8367413.4909 | 7465331.9369 | 8828575.6664 | 1287963.6252 | 9252554.9318 | 4203825.1684 | 3159691.4244 | 4789700.9287 | 7152656.1094 | 5125250.2698 | 9156983.5547 | 9454568.3812 | 7939088.8152 | 9071348.0717 | 12 | 20 | 21 | 10 | 21 | 24 | 26 | 65 | 99 | 96 | 84 | 62 | 86.6667 | 96 | 79772.4167 | 349039.5 | 152577.1905 | 245486 | 180884.7619 | 240122.2636 | 158271.3077 | 117459.9889 | 84519.3282 | 77763.8743 | 105102.0913 | 126293.111 | 105880.8777 | 84519.3282 | 63.2 | 63.2 | 63.2 | 54.3184 | 54.3184 | 54.3184 | 54.3184 | 54.3184 | 94108.8684 | 6264189.0459 | 6264189.0459 | 6264189.0459 | 5111845.6581 | 5111845.6581 | 5111845.6581 | 5111845.6581 | 5111845.6581 | 310.9445 | 3175.678 | 15878.3898 | TD | [10 empty] | 5823927.576 | 5851792.0451 | 5878583.8658 | 5910122.1563 | 5945451.7909
F | F012 | Kiosk Mounted ; < = 22kV ; > 600 kVA ; Multiple Phase | 871387 | 551584 | 572502 | 1322749 | 1607523 | 1784656.6066 | 994565.9457 | 1350642.4116 | 917905.9605 | 2022024.0671 | 3236790.5213 | 1172413.1456 | 731086.4901 | 751125.9146 | 1702532.3937 | 2026955.9693 | 2215023.5034 | 1238719.9246 | 1619904.8479 | 1037166.943 | 2150343.587 | 3325797.3385 | 6 | 4 | 4 | 6 | 10 | 8 | 8 | 16 | 8 | 16 | 9 | 11.2 | 13.3333 | 16 | 145231.1667 | 137896 | 143125.5 | 220458.1667 | 160752.3 | 223082.0758 | 124320.7432 | 84415.1507 | 114738.2451 | 126376.5042 | 359643.3913 | 133105.8785 | 101972.3224 | 114738.2451 | 12 | 12 | 12 | 10.213 | 10.213 | 10.213 | 10.213 | 10.213 | 110469.6295 | 1345896.1236 | 1345896.1236 | 1345896.1236 | 1128227.0982 | 1128227.0982 | 1128227.0982 | 1128227.0982 | 1128227.0982 | 365.0019 | 0 | 0 | TD | [10 empty] | 1285389.5342 | 1291539.4556 | 1297452.6346 | 1304413.3991 | 1312210.945
F | F013 | Ground Outdoor / Indoor Chamber Mounted; ˂ 22 kV ; < = 60 kVA ; Single Phase | 0 | 0 | 0 | 0 | 0 | 0 | 0 | 0 | 0 | 0 | 0 | 0 | 0 | 0 | 0 | 0 | 0 | 0 | 0 | 0 | 0 | 0 | 0 | 0 | 0 | 0 | 0 | 0 | 0 | 0 | 0 | 0 | 0 | 0 | 0 | 0 | [14 empty] | 0 | 0 | 0 | 0 | 0 | 0 | 0 | 0 |  | 0 | 0 | 0 | 0 | 0 | 0 | 0 | 0 |  |  |  | TD | [10 empty] | 0 | 0 | 0 | 0 | 0
F | F014 | Ground Outdoor / Indoor Chamber Mounted; ˂ 22 kV ; > 60 kVA and < = 600 kVA ; Single Phase | 0 | 0 | 0 | 0 | 0 | 0 | 0 | 0 | 0 | 0 | 0 | 0 | 0 | 0 | 0 | 0 | 0 | 0 | 0 | 0 | 0 | 0 | 0 | 0 | 0 | 0 | 0 | 0 | 0 | 0 | 0 | 0 | 0 | 0 | 0 | 0 | [14 empty] | 0 | 0 | 0 | 0 | 0 | 0 | 0 | 0 |  | 0 | 0 | 0 | 0 | 0 | 0 | 0 | 0 |  |  |  | TD | [10 empty] | 0 | 0 | 0 | 0 | 0
F | F015 | Ground Outdoor / Indoor Chamber Mounted; ˂ 22 kV ; > 600 kVA ; Single Phase | 0 | 0 | 0 | 0 | 0 | 0 | 0 | 0 | 0 | 0 | 0 | 0 | 0 | 0 | 0 | 0 | 0 | 0 | 0 | 0 | 0 | 0 | 0 | 0 | 0 | 0 | 0 | 0 | 0 | 0 | 0 | 0 | 0 | 0 | 0 | 0 | [14 empty] | 0 | 0 | 0 | 0 | 0 | 0 | 0 | 0 |  | 0 | 0 | 0 | 0 | 0 | 0 | 0 | 0 |  |  |  | TD | [10 empty] | 0 | 0 | 0 | 0 | 0
F | F016 | Ground Outdoor / Indoor Chamber Mounted; ˂ 22 kV ; < = 60 kVA ; Multiple Phase | 0 | 0 | 0 | 0 | 0 | 0 | 0 | 0 | 0 | 0 | 0 | 0 | 0 | 0 | 0 | 0 | 0 | 0 | 0 | 0 | 0 | 0 | 0 | 0 | 0 | 0 | 0 | 0 | 0 | 0 | 0 | 0 | 0 | 0 | 0 | 0 | [14 empty] | 0 | 0 | 0 | 0 | 0 | 0 | 0 | 0 |  | 0 | 0 | 0 | 0 | 0 | 0 | 0 | 0 |  |  |  | TD | [10 empty] | 0 | 0 | 0 | 0 | 0
F | F017 | Ground Outdoor / Indoor Chamber Mounted; ˂ 22 kV ; > 60 kVA and < = 600 kVA ; Multiple Phase | 0 | 0 | 154498 | 61598 | 26374 | 209260.36 | 198170.0973 | 49884.6 | 51271.75 | 95340.15 | 0 | 0 | 0 | 202702.264 | 79283.8176 | 33255.4724 | 259723.139 | 246818.473 | 59829.5335 | 57933.3467 | 101390.5242 | 0 | 0 | 0 | 3 | 1 | 1 | 1 | 0 | 2 | 1 | 3 | 0 | 1.4 | 2 | 3 |  |  | 51499.3333 | 61598 | 26374 | 209260.36 |  | 24942.3 | 51271.75 | 31780.05 |  | 106992.1615 | 99775.4824 | 51271.75 | 2 | 2 | 2 | 1.6081 | 1.6081 | 1.6081 | 1.6081 | 1.6081 | 31191.4127 | 65498.8333 | 65498.8333 | 65498.8333 | 50159.2816 | 50159.2816 | 50159.2816 | 50159.2816 | 50159.2816 | 103.0593 | 165.7309 | 828.6547 | TD | [10 empty] | 57146.4874 | 57419.9036 | 57682.7947 | 57992.2598 | 58338.927
F | F018 | Ground Outdoor / Indoor Chamber Mounted; ˂ 22 kV ; > 600 kVA ; Multiple Phase | 0 | 190050 | 70254 | 83179 | 148721 | 432277.4833 | 638491.6726 | 32120.95 | 73500.628 | 136859.0641 | 91035.4735 | 0 | 251898.1469 | 92173.6518 | 107061.0841 | 187525.1046 | 536520.4611 | 795233.6996 | 38524.5437 | 83050.3613 | 145544.267 | 93538.8106 | 0 | 2 | 1 | 1 | 2 | 4 | 2 | 1 | 2 | 3 | 1 | 2.4 | 2 | 3 |  | 95025 | 70254 | 83179 | 74360.5 | 108069.3708 | 319245.8363 | 32120.95 | 36750.314 | 45619.688 | 91035.4735 | 120464.7031 | 148822.6501 | 36750.314 | 2 | 2 | 2 | 1.6081 | 1.6081 | 1.6081 | 1.6081 | 1.6081 | 41450.1778 | 80826.8807 | 80826.8807 | 80826.8807 | 66656.5238 | 66656.5238 | 66656.5238 | 66656.5238 | 66656.5238 | 136.9552 | 77.7069 | 388.5347 | TD | [10 empty] | 75941.8012 | 76305.1433 | 76654.4985 | 77065.7458 | 77526.4308
F | F019 | Ground Outdoor / Indoor Chamber Mounted; > = 22 kV & < = 33 kV ; < = 15 MVA | 0 | 80744 | 200271 | 0 | 0 | 125300.5969 | 0 | 181400.897 | 0 | 0 | 0 | 0 | 107020.5944 | 262756.7031 | 0 | 0 | 155516.6221 | 0 | 217564.7603 | 0 | 0 | 0 | 0 | 1 | 3 | 0 | 0 | 1 | 0 | 2 | 0 | 0 | 0 | 0.6 | 0.66667 | 0 |  | 80744 | 66757 |  |  | 125300.5969 |  | 90700.4485 |  |  |  | 102233.8313 | 90700.4485 |  | 0.66667 | 0.66667 | 0.66667 | 0.56739 | 0.56739 | 0.56739 | 0.56739 | 0.56739 | 101457.3395 | 60466.9657 | 60466.9657 | 60466.9657 | 57565.8066 | 57565.8066 | 57565.8066 | 57565.8066 | 57565.8066 | 335.2245 | 0 | 0 | TD | [10 empty] | 65584.7439 | 65898.5328 | 66200.2424 | 66555.4032 | 66953.2593
F | F020 | Ground Outdoor / Indoor Chamber Mounted; > = 22 kV & < = 33 kV ; > 15 MVA and < = 40 MVA | 0 | 0 | 0 | 0 | 0 | 0 | 0 | 0 | 0 | 0 | 0 | 0 | 0 | 0 | 0 | 0 | 0 | 0 | 0 | 0 | 0 | 0 | 0 | 0 | 0 | 0 | 0 | 0 | 0 | 0 | 0 | 0 | 0 | 0 | 0 | 0 | [14 empty] | 0 | 0 | 0 | 0 | 0 | 0 | 0 | 0 |  | 0 | 0 | 0 | 0 | 0 | 0 | 0 | 0 |  |  |  | TD | [10 empty] | 0 | 0 | 0 | 0 | 0
F | F021 | Ground Outdoor / Indoor Chamber Mounted; > = 22 kV & < = 33 kV ; > 40 MVA | 0 | 0 | 0 | 0 | 0 | 0 | 0 | 0 | 0 | 0 | 0 | 0 | 0 | 0 | 0 | 0 | 0 | 0 | 0 | 0 | 0 | 0 | 0 | 0 | 0 | 0 | 0 | 0 | 0 | 0 | 0 | 0 | 0 | 0 | 0 | 0 | [14 empty] | 0 | 0 | 0 | 0 | 0 | 0 | 0 | 0 |  | 0 | 0 | 0 | 0 | 0 | 0 | 0 | 0 |  |  |  | TD | [10 empty] | 0 | 0 | 0 | 0 | 0
F | F022 | Ground Outdoor / Indoor Chamber Mounted; > 33 kV & < = 66 kV ; < = 15 MVA | 0 | 0 | 0 | 0 | 0 | 0 | 0 | 0 | 0 | 0 | 0 | 0 | 0 | 0 | 0 | 0 | 0 | 0 | 0 | 0 | 0 | 0 | 0 | 0 | 0 | 0 | 0 | 0 | 0 | 0 | 0 | 0 | 0 | 0 | 0 | 0 | [14 empty] | 0 | 0 | 0 | 0 | 0 | 0 | 0 | 0 |  | 0 | 0 | 0 | 0 | 0 | 0 | 0 | 0 |  |  |  | TD | [10 empty] | 0 | 0 | 0 | 0 | 0
F | F023 | Ground Outdoor / Indoor Chamber Mounted; > 33 kV & < = 66 kV ; > 15 MVA and < = 40 MVA | 0 | 0 | 0 | 0 | 0 | 0 | 0 | 0 | 0 | 0 | 0 | 0 | 0 | 0 | 0 | 0 | 0 | 0 | 0 | 0 | 0 | 0 | 0 | 0 | 0 | 0 | 0 | 0 | 0 | 0 | 0 | 0 | 0 | 0 | 0 | 0 | [14 empty] | 0 | 0 | 0 | 0 | 0 | 0 | 0 | 0 |  | 0 | 0 | 0 | 0 | 0 | 0 | 0 | 0 |  |  |  | TD | [10 empty] | 0 | 0 | 0 | 0 | 0
F | F024 | Ground Outdoor / Indoor Chamber Mounted; > 33 kV & < = 66 kV ; > 40 MVA | 0 | 0 | 0 | 0 | 0 | 0 | 0 | 0 | 0 | 0 | 0 | 0 | 0 | 0 | 0 | 0 | 0 | 0 | 0 | 0 | 0 | 0 | 0 | 0 | 0 | 0 | 0 | 0 | 0 | 0 | 0 | 0 | 0 | 0 | 0 | 0 | [14 empty] | 0 | 0 | 0 | 0 | 0 | 0 | 0 | 0 |  | 0 | 0 | 0 | 0 | 0 | 0 | 0 | 0 |  |  |  | TD | [10 empty] | 0 | 0 | 0 | 0 | 0
F | F025 | Ground Outdoor / Indoor Chamber Mounted; > 66 kV & < = 132 kV ; < = 100 MVA | 0 | 0 | 0 | 0 | 0 | 0 | 0 | 0 | 0 | 0 | 0 | 0 | 0 | 0 | 0 | 0 | 0 | 0 | 0 | 0 | 0 | 0 | 0 | 0 | 0 | 0 | 0 | 0 | 0 | 0 | 0 | 0 | 0 | 0 | 0 | 0 | [14 empty] | 0 | 0 | 0 | 0 | 0 | 0 | 0 | 0 |  | 0 | 0 | 0 | 0 | 0 | 0 | 0 | 0 |  |  |  | TD | [10 empty] | 0 | 0 | 0 | 0 | 0
F | F026 | Ground Outdoor / Indoor Chamber Mounted; > 66 kV & < = 132 kV ; > 100 MVA | 0 | 0 | 0 | 0 | 0 | 0 | 0 | 0 | 0 | 0 | 0 | 0 | 0 | 0 | 0 | 0 | 0 | 0 | 0 | 0 | 0 | 0 | 0 | 0 | 0 | 0 | 0 | 0 | 0 | 0 | 0 | 0 | 0 | 0 | 0 | 0 | [14 empty] | 0 | 0 | 0 | 0 | 0 | 0 | 0 | 0 |  | 0 | 0 | 0 | 0 | 0 | 0 | 0 | 0 |  |  |  | TD | [10 empty] | 0 | 0 | 0 | 0 | 0
F | F027 | Ground Outdoor / Indoor Chamber Mounted; > 132 kV ; < = 100 MVA | 0 | 0 | 0 | 0 | 0 | 0 | 0 | 0 | 0 | 0 | 0 | 0 | 0 | 0 | 0 | 0 | 0 | 0 | 0 | 0 | 0 | 0 | 0 | 0 | 0 | 0 | 0 | 0 | 0 | 0 | 0 | 0 | 0 | 0 | 0 | 0 | [14 empty] | 0 | 0 | 0 | 0 | 0 | 0 | 0 | 0 |  | 0 | 0 | 0 | 0 | 0 | 0 | 0 | 0 |  |  |  | TD | [10 empty] | 0 | 0 | 0 | 0 | 0
F | F028 | Ground Outdoor / Indoor Chamber Mounted; > 132 kV ; > 100 MVA | 0 | 0 | 0 | 0 | 0 | 0 | 0 | 0 | 0 | 0 | 0 | 0 | 0 | 0 | 0 | 0 | 0 | 0 | 0 | 0 | 0 | 0 | 0 | 0 | 0 | 0 | 0 | 0 | 0 | 0 | 0 | 0 | 0 | 0 | 0 | 0 | [14 empty] | 0 | 0 | 0 | 0 | 0 | 0 | 0 | 0 |  | 0 | 0 | 0 | 0 | 0 | 0 | 0 | 0 |  |  |  | TD | [10 empty] | 0 | 0 | 0 | 0 | 0
F | F029 | Transformers Other | 13539 | 0 | 99217 | 0 | 0 | 29709.8369 | 14752.9033 | 46275.0777 | 0 | 0 | 0 | 18216.1331 | 0 | 130173.2743 | 0 | 0 | 36874.3134 | 18374.5637 | 55500.4212 | 0 | 0 | 0 | 1 | 0 | 1 | 0 | 0 | 1 | 0 | 3 | 0 | 0 | 0 | 0.8 | 1 | 0 | 13539 |  | 99217 |  |  | 29709.8369 |  | 15425.0259 |  |  |  | 22684.4545 | 20342.6603 |  | 0.66667 | 0.66667 | 0.66667 | 0.47333 | 0.47333 | 0.47333 | 0.47333 | 0.47333 | 5757.8777 | 3838.5851 | 3838.5851 | 3838.5851 | 2725.3955 | 2725.3955 | 2725.3955 | 2725.3955 | 2725.3955 | 19.0246 | 29326.0378 | 146630.1892 | TD | [10 empty] | 3105.044 | 3119.9 | 3134.1842 | 3150.9989 | 3169.835
G | G001 | ˂ = 11 kV ; FUSE | 7732379 | 12979653 | 9529379 | 9770613.8532 | 14853760 | 20247483.0256 | 31495466.0589 | 36015836.8066 | 32359237.5819 | 38923315.4242 | 41033547.4543 | 10403578.1881 | 17203633.4538 | 12502600.0203 | 12575920.7464 | 18729385.2089 | 25130129.0244 | 39227224.2059 | 43195910.4387 | 36563583.8144 | 41393425.0676 | 42161907.6102 | 1120 | 1255 | 1534 | 1672 | 2227 | 71807 | 3557 | 3331 | 3045 | 2499 | 1995 | 16847.8 | 2958.3333 | 2499 | 6903.9098 | 10342.353 | 6212.1115 | 5843.6686 | 6669.8518 | 281.9709 | 8854.5027 | 10812.3197 | 10627.0074 | 15575.5564 | 20568.1942 | 1607.4384 | 10054.4186 | 10627.0074 | 2666 | 2382.5675 | 2382.5675 | 1522.3023 | 1534.8113 | 1543.1507 | 1551.49 | 1555.6597 | 12628.0468 | 33637334.395 | 30061222.6686 | 30061222.6686 | 19223913.1334 | 19381741.5792 | 19486960.5431 | 19592179.5069 | 19644788.9889 | 8 | 1599.1286 | 7995.6429 | Switches | [10 empty] | 21933421.3946 | 22196769.5083 | 22407504.3988 | 22637973.6351 | 22827875.4082
G | G002 | ˂ = 11 kV ; Switch | 3635816 | 5714487 | 4672147 | 5228652.4073 | 5223851 | 8100962.0603 | 6416486.3233 | 8440190.1703 | 8205291.0404 | 8392236.2896 | 8136031.3422 | 4891831.6127 | 7574157.7779 | 6129883.7183 | 6729886.0924 | 6586851.9252 | 10054495.2446 | 7991656.5498 | 10122816.2667 | 9271381.8092 | 8924815.3765 | 8359759.8317 | 58 | 419 | 204 | 216 | 227 | 279 | 191 | 316 | 323 | 324 | 278 | 286.6 | 321 | 324 | 62686.4828 | 13638.3938 | 22902.6814 | 24206.7241 | 23012.5595 | 29035.7063 | 33594.1692 | 26709.4626 | 25403.3778 | 25901.9639 | 29266.2998 | 27235.6142 | 27785.5031 | 25403.3778 | 310.2667 | 295.7259 | 295.7259 | 198.3871 | 199.3679 | 200.0219 | 200.6758 | 201.0027 | 22353.3224 | 7741326.289 | 7016287.9661 | 7016287.9661 | 4393236.599 | 4442145.078 | 4474750.7307 | 4507356.3834 | 4523659.2097 | 75.8297 | 20.3097 | 101.5486 | Switches | [10 empty] | 5012439.9202 | 5087327.6798 | 5145389.2186 | 5208068.6038 | 5256637.2124
G | G003 | ˂ = 11 kV ; Circuit Breaker | 378710 | 218775 | 268964 | 94919 | -17265 | 95505.6437 | 0 | 7911.6377 | 11778.04 | 0 | 0 | 509537.7626 | 289971.1501 | 352882.3139 | 122171.8348 | -21769.7631 | 118536.6668 | 0 | 9488.8922 | 13308.3282 | 0 | 0 | 9 | 5 | 5 | 2 | -1 | 2 | 0 | -1 | 1 | 0 | 0 | 0.4 | 0 | 0 | 42078.8889 | 43755 | 53792.8 | 47459.5 | 17265 | 47752.8219 |  | -7911.6377 | 11778.04 |  |  | 97930.3214 |  | 11778.04 | 0.33333 | 0.33333 | 0.33333 | 0.26783 | 0.26783 | 0.26783 | 0.26783 | 0.26783 | 23311.6477 | 7770.5492 | 7770.5492 | 7770.5492 | 6243.6363 | 6243.6363 | 6243.6363 | 6243.6363 | 6243.6363 | 78.5461 | 50755.5569 | 253777.7845 | Switches | [10 empty] | 7123.6436 | 7150.4697 | 7179.3807 | 7214.2701 | 7255.3058
G | G004 | > 11 kV & < = 22 kV ; Switch | 1927720 | 3341057 | 4938430 | 3589486.1108 | 4263595.956 | 5087953.14 | 7135347.7413 | 6251305.924 | 6479710.6674 | 9296828.6216 | 10680511.9566 | 2593663.0557 | 4428340.2627 | 6479248.5448 | 4620087.6964 | 5376048.2891 | 6314904.362 | 8886989.8008 | 7497558.7063 | 7321601.5513 | 9886813.9756 | 10974209.7937 | 497 | 668 | 621 | 642 | 854 | 1147 | 1122 | 1155 | 1337 | 1576 | 1460.001 | 1267.4 | 1356 | 1576 | 3878.7123 | 5001.5823 | 7952.3833 | 5591.0999 | 4992.5011 | 4435.8789 | 6359.49 | 5412.3861 | 4846.4552 | 5899.0029 | 7315.4141 | 5203.5465 | 5497.0571 | 4846.4552 | 1372.2 | 1288.5158 | 1288.5158 | 637.4733 | 643.157 | 646.9462 | 650.7354 | 652.63 | 5074.9582 | 6931020.7235 | 6613871.0618 | 6613871.0618 | 3246350.1169 | 3267890.739 | 3282251.1537 | 3296611.5685 | 3303791.7758 | 17.0568 | 658.687 | 3293.4351 | Switches | [10 empty] | 3703905.8912 | 3742523.1997 | 3774167.7058 | 3809101.7768 | 3839112.0962
G | G005 | > 11 kV & < = 22 kV ; Circuit Breaker | 408973 | 781179 | 966856 | 578299 | 754406 | 736071.5745 | 1806543.8951 | 1089619.2208 | 1175358.6228 | 1184392.5543 | 521024.845 | 550255.3072 | 1035398.8029 | 1268520.6292 | 744338.3293 | 951244.7069 | 913573.9792 | 2250028.6955 | 1306844.3898 | 1328069.7176 | 1259555.2027 | 535352.2359 | 25 | 50 | 47 | 32 | 42 | 40 | 23 | 48 | 55 | 47 | 22 | 42.6 | 50 | 47 | 16358.92 | 15623.58 | 20571.4043 | 18071.8438 | 17962.0476 | 18401.7894 | 78545.3867 | 22700.4004 | 21370.1568 | 25199.8416 | 23682.9475 | 26740.3813 | 32313.6646 | 21370.1568 | 47.2 | 45.8667 | 45.8667 | 38.6173 | 38.6173 | 38.6173 | 38.6173 | 38.6173 | 21563.1825 | 1053649.2038 | 956746.8746 | 956746.8746 | 832712.0937 | 832712.0937 | 832712.0937 | 832712.0937 | 832712.0937 | 72.6548 | 972.2441 | 4861.2206 | Switches | [10 empty] | 950078.4322 | 953656.22 | 957512.0687 | 962165.2566 | 967638.1832
G | G006 | > 22 kV & < = 33 kV ; Switch | 36149 | 21796 | 181589 | 362603.4942 | 83026 | 112441.8482 | 608415.0343 | 67015.6943 | 584176.2852 | 182061.473 | 401430.88 | 48636.9005 | 28889.0924 | 238245.8117 | 466713.031 | 104689.0441 | 139557.0081 | 757773.6083 | 80375.8619 | 660076.6941 | 193615.2627 | 412469.6188 | 3 | 8 | 44 | 34 | 20 | 25 | 34 | 19 | 43 | 39 | 44 | 32 | 33.6667 | 39 | 12049.6667 | 2724.5 | 4127.0227 | 10664.8087 | 4151.3 | 4497.6739 | 17894.5598 | 3527.1418 | 13585.495 | 4668.2429 | 9123.4291 | 10319.6799 | 13120.9064 | 13585.495 | 31.5333 | 31.5333 | 31.5333 | 13.3817 | 13.3817 | 13.3817 | 13.3817 | 13.3817 | 5441.0647 | 258091.1746 | 258091.1746 | 258091.1746 | 72810.6462 | 72810.6462 | 72810.6462 | 72810.6462 | 72810.6462 | 18.3331 | 0 | 0 | Switches | [10 empty] | 83072.9194 | 83385.7538 | 83722.9014 | 84129.7666 | 84608.3082
G | G007 | > 22 kV & < = 33 kV ; Circuit Breaker | 0 | 0 | 0 | 0 | 0 | 0 | 0 | 0 | 0 | 0 | 0 | 0 | 0 | 0 | 0 | 0 | 0 | 0 | 0 | 0 | 0 | 0 | 0 | -1 | 0 | 0 | 0 | 0 | 0 | 0 | 0 | 0 | 0 | 0 | 0 | 0 |  | 0 | [12 empty] | 0 | 0 | 0 | 0 | 0 | 0 | 0 | 0 |  | 0 | 0 | 0 | 0 | 0 | 0 | 0 | 0 |  |  |  | Switches | [10 empty] | 0 | 0 | 0 | 0 | 0
G | G008 | > 33 kV & < = 66 kV ; Switch | 11932 | 31965 | 257313 | 0 | 0 | 285649.7841 | 0 | 648726.0445 | 530056.9109 | 120828.217 | 118796.5323 | 16053.9848 | 42367.3994 | 337596.135 | 0 | 0 | 354533.7424 | 0 | 778055.2835 | 598925.7392 | 128496.0876 | 122063.2563 | 1 | 1 | 3 | 0 | 0 | 3 | 0 | 1 | 5 | 1 | 6 | 2 | 2.3333 | 1 | 11932 | 31965 | 85771 |  |  | 95216.5947 |  | 648726.0445 | 106011.3822 | 120828.217 | 19799.422 | 162714.7488 | 196463.8259 | 106011.3822 | 0 | 0 | 0 | 0 | 0 | 0 | 0 | 0 |  | 0 | 0 | 0 | 0 | 0 | 0 | 0 | 0 |  |  |  | Switches | [10 empty] | 0 | 0 | 0 | 0 | 0
G | G009 | > 33 kV & < = 66 kV ; Circuit Breaker | 0 | 0 | 0 | 0 | 0 | 0 | 0 | 0 | 489688.915 | 0 | 0 | 0 | 0 | 0 | 0 | 0 | 0 | 0 | 0 | 553312.8412 | 0 | 0 | 0 | 0 | 0 | 0 | 0 | 0 | 0 | 0 | 0 | 0 | 1 | 0 | 0 | 0 | [10 empty] | 0 |  |  |  | 0 | 0 | 0 | 0 | 0 | 0 | 0 | 0 |  | 0 | 0 | 0 | 0 | 0 | 0 | 0 | 0 |  |  |  | Switches | [10 empty] | 0 | 0 | 0 | 0 | 0
G | G010 | > 66 kV & < = 132 kV ; Switch | 0 | 0 | 0 | 0 | 0 | 0 | 0 | 0 | 0 | 0 | 0 | 0 | 0 | 0 | 0 | 0 | 0 | 0 | 0 | 0 | 0 | 0 | 0 | 0 | 0 | 0 | 0 | 0 | 0 | 0 | 0 | 0 | 0 | 0 | 0 | 0 | [14 empty] | 0 | 0 | 0 | 0 | 0 | 0 | 0 | 0 |  | 0 | 0 | 0 | 0 | 0 | 0 | 0 | 0 |  |  |  | Switches | [10 empty] | 0 | 0 | 0 | 0 | 0
G | G011 | > 66 kV & < = 132 kV ; Circuit Breaker | 0 | 0 | 0 | 0 | 0 | 0 | 0 | 0 | 0 | 0 | 0 | 0 | 0 | 0 | 0 | 0 | 0 | 0 | 0 | 0 | 0 | 0 | 0 | 0 | 0 | 0 | 0 | 0 | 0 | 0 | 0 | 0 | 0 | 0 | 0 | 0 | [14 empty] | 0 | 0 | 0 | 0 | 0 | 0 | 0 | 0 |  | 0 | 0 | 0 | 0 | 0 | 0 | 0 | 0 |  |  |  | Switches | [10 empty] | 0 | 0 | 0 | 0 | 0
G | G012 | > 132 kV ; Switch | 0 | 0 | 0 | 0 | 0 | 0 | 0 | 0 | 0 | 0 | 0 | 0 | 0 | 0 | 0 | 0 | 0 | 0 | 0 | 0 | 0 | 0 | 0 | 0 | 0 | 0 | 0 | 0 | 0 | 0 | 0 | 0 | 0 | 0 | 0 | 0 | [14 empty] | 0 | 0 | 0 | 0 | 0 | 0 | 0 | 0 |  | 0 | 0 | 0 | 0 | 0 | 0 | 0 | 0 |  |  |  | Switches | [10 empty] | 0 | 0 | 0 | 0 | 0
G | G013 | > 132 kV ; Circuit Breaker | 0 | 0 | 0 | 0 | 0 | 0 | 0 | 0 | 0 | 0 | 0 | 0 | 0 | 0 | 0 | 0 | 0 | 0 | 0 | 0 | 0 | 0 | 0 | 0 | 0 | 0 | 0 | 0 | 0 | 0 | 0 | 0 | 0 | 0 | 0 | 0 | [14 empty] | 0 | 0 | 0 | 0 | 0 | 0 | 0 | 0 |  | 0 | 0 | 0 | 0 | 0 | 0 | 0 | 0 |  |  |  | Switches | [10 empty] | 0 | 0 | 0 | 0 | 0
G | G014 | Switchgear Other | 0 | 0 | 45060 | 0 | 0 | 0 | 0 | 0 | 0 | 0 | 0 | 0 | 0 | 59118.979 | 0 | 0 | 0 | 0 | 0 | 0 | 0 | 0 | 0 | 0 | 1 | 0 | 0 | 0 | 0 | 0 | 0 | 0 | 0 | 0 | 0 | 0 |  |  | 45060 | [11 empty] | 0 | 0 | 0 | 0 | 0 | 0 | 0 | 0 |  | 0 | 0 | 0 | 0 | 0 | 0 | 0 | 0 |  |  |  | Switches | [10 empty] | 0 | 0 | 0 | 0 | 0
H | H001 | Luminaires ; Major Road | 556013 | 754700 | 898408 | 912075.2048 | 1168840 | 1187985.841 | 1289452.1433 | 958659.0482 | 938646.925 | 1110161.1377 | 1247.66 | 748091.2044 | 1000302.7175 | 1178716.4598 | 1173947.2732 | 1473812.3282 | 1474466.6004 | 1605997.1372 | 1149776.1557 | 1060602.7237 | 1180612.9916 | 317578.7258 | 184 | 288 | 285 | 306 | 323 | 351 | 471 | 370 | 251 | 247 | 3 | 338 | 289.3333 | 247 | 3021.8098 | 2620.4861 | 3152.3088 | 2980.6379 | 3618.6997 | 3384.575 | 2737.6903 | 2590.9704 | 3739.6292 | 4494.5795 | 415.8867 | 3139.0623 | 2918.2767 | 3739.6292 | 0 | 0 | 0 | 0 | 0 | 0 | 0 | 0 |  | 0 | 0 | 0 | 0 | 0 | 0 | 0 | 0 | [14 empty] | 0 | 0 | 0 | 0 | 0
H | H002 | Luminaires ; Minor Road | 1194146 | 2200170 | 1234867 | 1871159.4359 | 1051186 | 1592848.491 | 3000057.6165 | 1322073.5503 | 1026270.1148 | 1334773.2962 | 615718.86 | 1606671.2818 | 2916173.3535 | 1620152.6017 | 2408400.6515 | 1325460.1879 | 1976961.1879 | 3736535.6821 | 1585640.533 | 1159610.5521 | 1419479.2457 | 2833445.4717 | 760 | 1158 | 610 | 673 | 587 | 674 | 1114 | 558 | 198 | 201 | 4 | 549 | 319 | 201 | 1571.2447 | 1899.9741 | 2024.3721 | 2780.3261 | 1790.7768 | 2363.2767 | 2693.0499 | 2369.3074 | 5183.1824 | 6640.6632 | 153929.715 | 2552.6783 | 2860.1076 | 5183.1824 | 0 | 0 | 0 | 0 | 0 | 0 | 0 | 0 |  | 0 | 0 | 0 | 0 | 0 | 0 | 0 | 0 | [14 empty] | 0 | 0 | 0 | 0 | 0
H | H003 | Brackets ; Major Road | 195749 | 287365 | 372507 | 222886.4644 | 323409 | 414479.0417 | 736914.7246 | 756759.7643 | 683685.6326 | 757040.9384 | 3980.9008 | 263371.729 | 380882.4571 | 488731.3251 | 286880.9017 | 407792.4876 | 514429.9557 | 917818.4273 | 907626.4749 | 772515.0157 | 805083.4574 | 616327.7411 | 72 | 108 | 135 | 98 | 130 | 180 | 409 | 484 | 344 | 255 | 26 | 334.4 | 361 | 255 | 2718.7361 | 2660.787 | 2759.3111 | 2274.3517 | 2487.7615 | 2302.6613 | 1801.7475 | 1563.5532 | 1987.4582 | 2968.788 | 153.1116 | 1884.4526 | 1760.1941 | 1987.4582 | 0 | 0 | 0 | 0 | 0 | 0 | 0 | 0 |  | 0 | 0 | 0 | 0 | 0 | 0 | 0 | 0 | [14 empty] | 0 | 0 | 0 | 0 | 0
H | H004 | Brackets ; Minor Road | 307521 | 283909 | 339947 | 246194.4377 | 245128 | 249025.7188 | 585983.4172 | 564010.1177 | 558365.9545 | 935293.1286 | 0 | 413756.0727 | 376301.7679 | 446012.4179 | 316880.9845 | 309086.5032 | 309077.8461 | 729835.299 | 676450.4921 | 630912.8985 | 994647.6967 | 856460.4097 | 347 | 317 | 314 | 260 | 273 | 296 | 922 | 1102 | 806 | 771 | 114 | 779.4 | 893 | 771 | 886.2277 | 895.612 | 1082.6338 | 946.9017 | 897.9048 | 841.3031 | 635.5569 | 511.8059 | 692.7617 | 1213.091 | 0 | 647.9886 | 603.6606 | 692.7617 | 0 | 0 | 0 | 0 | 0 | 0 | 0 | 0 |  | 0 | 0 | 0 | 0 | 0 | 0 | 0 | 0 | [14 empty] | 0 | 0 | 0 | 0 | 0
H | H005 | Lamps ; Major Road | 36696 | 57818 | 293726 | 146731.5736 | 93270 | 54061.5593 | 121210.7719 | 55263.2506 | 55515.8925 | 84929.6409 | 0 | 49372.8651 | 76633.7651 | 385370.2003 | 188860.666 | 117605.8963 | 67098.4121 | 150966.5587 | 66280.4654 | 62728.9188 | 90319.3546 | 141577.3343 | 182 | 210 | 315 | 405 | 393 | 333 | 542 | 346 | 259 | 484 | 5 | 392.8 | 363 | 484 | 201.6264 | 275.3238 | 932.4635 | 362.3002 | 237.3282 | 162.347 | 223.6361 | 159.7204 | 214.3471 | 175.4745 | 0 | 202.5208 | 202.258 | 214.3471 | 0 | 0 | 0 | 0 | 0 | 0 | 0 | 0 |  | 0 | 0 | 0 | 0 | 0 | 0 | 0 | 0 | [14 empty] | 0 | 0 | 0 | 0 | 0
H | H006 | Lamps ; Minor Road | 22542 | 39699 | 36556 | 90603.0044 | 71114 | 34401.2346 | 136588.2256 | 61193.6429 | 72842.4404 | 46684.8718 | 0 | 30329.2763 | 52618.2822 | 47961.6821 | 116616.6445 | 89668.9794 | 42697.0337 | 170118.9924 | 73393.1335 | 82306.6572 | 49647.537 | 144302.509 | 737 | 801 | 524 | 909 | 736 | 648 | 1482 | 489 | 404 | 438 | 3 | 692.2 | 443.6667 | 438 | 30.5862 | 49.5618 | 69.7634 | 99.6733 | 96.6223 | 53.0883 | 92.1648 | 125.1404 | 180.3031 | 106.5865 | 0 | 100.0637 | 113.9471 | 180.3031 | 0 | 0 | 0 | 0 | 0 | 0 | 0 | 0 |  | 0 | 0 | 0 | 0 | 0 | 0 | 0 | 0 | [14 empty] | 0 | 0 | 0 | 0 | 0
H | H007 | Poles / Columns ; Major Road | 186884 | 122614 | 451829 | 308182.9242 | 175270 | 246128.6056 | 397559.2014 | 65755.4407 | 238480.0142 | 299780.3468 | 0 | 251444.2588 | 162516.3872 | 592802.245 | 396667.4038 | 221001.2378 | 305482.0991 | 495155.2042 | 78864.3658 | 269465.0628 | 318804.6853 | 315911.2441 | 31 | 22 | 65 | 20 | 31 | 46 | 81 | 16 | 23 | 24 | 0 | 38 | 21 | 24 | 6028.5161 | 5573.3636 | 6951.2154 | 15409.1462 | 5653.871 | 5350.6219 | 4908.1383 | 4109.715 | 10368.6963 | 12490.8478 |  | 5701.4886 | 5848.2888 | 10368.6963 | 0 | 0 | 0 | 0 | 0 | 0 | 0 | 0 |  | 0 | 0 | 0 | 0 | 0 | 0 | 0 | 0 | [14 empty] | 0 | 0 | 0 | 0 | 0
H | H008 | Poles / Columns ; Minor Road | 760961 | 339992 | 564615 | 612721 | 285204 | 595636.0137 | 622978.7342 | 286797.9097 | 315216.1209 | 804917.5285 | 0 | 1023839.7861 | 450635.9103 | 740778.1253 | 788643.4621 | 359619.0849 | 739272.6226 | 775912.5214 | 343973.5938 | 356171.2796 | 855998.3403 | 782154.6128 | 303 | 121 | 180 | 195 | 105 | 159 | 273 | 93 | 61 | 98 | 0 | 136.8 | 84 | 98 | 2511.4224 | 2809.8512 | 3136.75 | 3142.159 | 2716.2286 | 3746.1385 | 2281.9734 | 3083.8485 | 5167.4774 | 8213.4442 |  | 3047.5149 | 2868.8355 | 5167.4774 | 0 | 0 | 0 | 0 | 0 | 0 | 0 | 0 |  | 0 | 0 | 0 | 0 | 0 | 0 | 0 | 0 | [14 empty] | 0 | 0 | 0 | 0 | 0
H | H009 | Public Lighting Other | 0 | 0 | 0 | 0 | 0 | 0 | 0 | 0 | 0 | 0 | 0 | 0 | 0 | 0 | 0 | 0 | 0 | 0 | 0 | 0 | 0 | 0 | 0 | 0 | 0 | 0 | 0 | 0 | 0 | 0 | 0 | 0 | 0 | 0 | 0 | 0 | [14 empty] | 0 | 0 | 0 | 0 | 0 | 0 | 0 | 0 |  | 0 | 0 | 0 | 0 | 0 | 0 | 0 | 0 | [14 empty] | 0 | 0 | 0 | 0 | 0
I | I001 | Field Devices | 0 | 0 | 651258 | 580051.2492 | 20358 | 0 | 0 | 0 | 74970.0977 | 0 | 5185.11 | 0 | 0 | 854454.2393 | 746593.6786 | 25669.7849 | 0 | 0 | 0 | 84710.7551 | 0 | 5327.6926 | 0 | 0 | 1 | 3 | 2 | 0 | 0 | 0 | 0 | 0 | 1 | 0 | 0 | 0 |  |  | 651258 | 193350.4164 | 10179 | [5 empty] | 5185.11 | 47664.0489 |  |  | 0 | 0 | 0 | 0 | 0 | 0 | 0 | 0 |  | 0 | 0 | 0 | 0 | 0 | 0 | 0 | 0 | [14 empty] | 0 | 0 | 0 | 0 | 0
I | I002 | Local Network Wiring Assets | 0 | 0 | 0 | 0 | 0 | 0 | 0 | 0 | 0 | 0 | 0 | 0 | 0 | 0 | 0 | 0 | 0 | 0 | 0 | 0 | 0 | 0 | 0 | 0 | 0 | 0 | 0 | 0 | 0 | 0 | 0 | 0 | 0 | 0 | 0 | 0 | [14 empty] | 0 | 0 | 0 | 0 | 0 | 0 | 0 | 0 |  | 0 | 0 | 0 | 0 | 0 | 0 | 0 | 0 | [14 empty] | 0 | 0 | 0 | 0 | 0
I | I003 | Communications Network Assets | 0 | 0 | 0 | 0 | 0 | 0 | 0 | 415860.1799 | 266866.9875 | 0 | -284.04 | 0 | 0 | 0 | 0 | 0 | 0 | 0 | 498765.562 | 301540.277 | 0 | -291.8507 | 0 | 0 | 0 | 0 | 0 | 0 | 0 | 0 | 0 | 0 | -5 | 0 | 0 | 0 | [10 empty] | 56.808 |  |  |  | 0 | 0 | 0 | 0 | 0 | 0 | 0 | 0 |  | 0 | 0 | 0 | 0 | 0 | 0 | 0 | 0 | [14 empty] | 0 | 0 | 0 | 0 | 0
I | I004 | Master Station Assets | 0 | 0 | 0 | 0 | 0 | 0 | 0 | 0 | 0 | 0 | 0 | 0 | 0 | 0 | 0 | 0 | 0 | 0 | 0 | 0 | 0 | 0 | 0 | 0 | 0 | 0 | 0 | 0 | 0 | 0 | 0 | 0 | 0 | 0 | 0 | 0 | [14 empty] | 0 | 0 | 0 | 0 | 0 | 0 | 0 | 0 |  | 0 | 0 | 0 | 0 | 0 | 0 | 0 | 0 | [14 empty] | 0 | 0 | 0 | 0 | 0
I | I005 | Communications Site Infrastructure | 0 | 0 | 0 | 0 | 0 | 0 | 0 | 0 | 0 | 0 | 0 | 0 | 0 | 0 | 0 | 0 | 0 | 0 | 0 | 0 | 0 | 0 | 0 | 0 | 0 | 0 | 0 | 0 | 0 | 0 | 0 | 0 | 0 | 0 | 0 | 0 | [14 empty] | 0 | 0 | 0 | 0 | 0 | 0 | 0 | 0 |  | 0 | 0 | 0 | 0 | 0 | 0 | 0 | 0 | [14 empty] | 0 | 0 | 0 | 0 | 0
I | I006 | Communications Linear Assets | 5089 | 0 | 0 | 0 | 0 | 112730.0432 | 69084.3921 | 11854.5203 | 5464712.4405 | 1871992.2575 | 0 | 6847.0272 | 0 | 0 | 0 | 0 | 139914.7009 | 86043.7795 | 14217.8231 | 6174727.4123 | 1990790.6198 | 0 | 468 | 0 | 0 | 0 | 0 | 4000 | 11893 | 1.536 | 2932 | 534 | 127450 | 3872.1072 | 1155.8453 | 534 | 10.8739 |  |  |  |  | 28.1825 | 5.8088 | 7717.7867 | 1863.8173 | 3505.6035 | 0 | 300.5535 | 374.0355 | 1863.8173 | 0 | 0 | 0 | 0 | 0 | 0 | 0 | 0 |  | 0 | 0 | 0 | 0 | 0 | 0 | 0 | 0 | [14 empty] | 0 | 0 | 0 | 0 | 0
I | I007 | AFLC | 0 | 0 | 0 | 36975.4199 | 0 | 0 | 0 | 0 | 0 | 0 | 0 | 0 | 0 | 0 | 47591.6823 | 0 | 0 | 0 | 0 | 0 | 0 | 0 | 0 | 0 | 0 | 3 | 0 | 0 | 0 | 0 | 0 | 0 | 0 | 0 | 0 | 0 |  |  |  | 12325.14 | [10 empty] | 0 | 0 | 0 | 0 | 0 | 0 | 0 | 0 |  | 0 | 0 | 0 | 0 | 0 | 0 | 0 | 0 | [14 empty] | 0 | 0 | 0 | 0 | 0
I | I008 | Network Control Other | 0 | 0 | 0 | 0 | 0 | 0 | 0 | 0 | 0 | 0 | 0 | 0 | 0 | 0 | 0 | 0 | 0 | 0 | 0 | 0 | 0 | 0 | 0 | 0 | 0 | 0 | 0 | 0 | 0 | 0 | 0 | 0 | 0 | 0 | 0 | 0 | [14 empty] | 0 | 0 | 0 | 0 | 0 | 0 | 0 | 0 |  | 0 | 0 | 0 | 0 | 0 | 0 | 0 | 0 | [14 empty] | 0 | 0 | 0 | 0 | 0
J | J001 | CURRENT TRANSFORMERS | 0 | 0 | 0 | 0 | 0 | 0 | 0 | 0 | 0 | 0 | 0 | 0 | 0 | 0 | 0 | 0 | 0 | 0 | 0 | 0 | 0 | 0 | 0 | 0 | 0 | 0 | 0 | 0 | 0 | 0 | 0 | 0 | 0 | 0 | 0 | 0 | [14 empty] | 0 | 0 | 0 | 0 | 0 | 0 | 0 | 0 |  | 0 | 0 | 0 | 0 | 0 | 0 | 0 | 0 |  |  |  | PB Tower | [10 empty] | 0 | 0 | 0 | 0 | 0
J | J002 | VOLTAGE TRANSFORMERS | 56980 | 79395 | 127343 | 71550 | 76847 | 108190.5746 | 2725826.0663 | 175205.4444 | 292893.1428 | 175121.5753 | 186642.3681 | 76664.1011 | 105232.5881 | 167074.7479 | 92093.2034 | 96897.8269 | 134280.5471 | 3394983.5843 | 210134.1897 | 330947.9386 | 186234.9527 | 191774.7494 | 8 | 14 | 23 | 12 | 13 | 19 | 15 | 0 | 31 | 26 | 26 | 18.2 | 19 | 26 | 7122.5 | 5671.0714 | 5536.6522 | 5962.5 | 5911.3077 | 5694.2408 | 181721.7378 |  | 9448.1659 | 6735.4452 | 7178.5526 | 43320.0286 | 69433.1446 | 9448.1659 | 0 | 0 | 0 | 0 | 0 | 0 | 0 | 0 |  | 0 | 0 | 0 | 0 | 0 | 0 | 0 | 0 |  |  |  | PB Tower | [10 empty] | 0 | 0 | 0 | 0 | 0
J | J003 | CAPACITOR BANKS | 0 | 0 | 0 | 0 | 0 | 0 | 0 | 0 | 0 | 0 | 0 | 0 | 0 | 0 | 0 | 0 | 0 | 0 | 0 | 0 | 0 | 0 | 0 | 0 | 0 | 0 | 0 | 0 | 0 | 0 | 0 | 0 | 0 | 0 | 0 | 0 | [14 empty] | 0 | 0 | 0 | 0 | 0 | 0 | 0 | 0 |  | 0 | 0 | 0 | 0 | 0 | 0 | 0 | 0 |  |  |  | PB Tower | [10 empty] | 0 | 0 | 0 | 0 | 0
J | J004 | STATIC VAR COMPENSATOR | 0 | 0 | 0 | 0 | 0 | 0 | 0 | 0 | 0 | 0 | 0 | 0 | 0 | 0 | 0 | 0 | 0 | 0 | 0 | 0 | 0 | 0 | 0 | 0 | 0 | 0 | 0 | 0 | 0 | 0 | 0 | 0 | 0 | 0 | 0 | 0 | [14 empty] | 0 | 0 | 0 | 0 | 0 | 0 | 0 | 0 |  | 0 | 0 | 0 | 0 | 0 | 0 | 0 | 0 |  |  |  | PB Tower | [10 empty] | 0 | 0 | 0 | 0 | 0
J | J005 | REGULATORS | 52394 | 33586 | 0 | 181427 | 411969 | 0 | 3402491.1146 | 0 | 0 | 11845.6 | 10162872.44 | 70493.8384 | 44515.923 | 0 | 233517.7306 | 519459.4564 | 0 | 4237761.7643 | 0 | 0 | 12597.3327 | 10442335.9776 | 2 | 1 | 0 | 5 | 12 | 0 | 0 | 2 | 0 | 2 | 0 | 0.8 | 1.3333 | 2 | 26197 | 33586 |  | 36285.4 | 34330.75 |  |  | 0 |  | 5922.8 |  | 272461.4368 | 1701245.5573 |  | 0 | 0 | 0 | 0 | 0 | 0 | 0 | 0 |  | 0 | 0 | 0 | 0 | 0 | 0 | 0 | 0 |  |  |  | PB Tower | [10 empty] | 0 | 0 | 0 | 0 | 0
J | J006 | OTHER | 0 | 0 | 0 | 0 | 0 | 52101.72 | 64920.8 | 2890023.14 | 252283.24 | 7156709.9 | 104299.3 | 0 | 0 | 0 | 0 | 0 | 64665.9609 | 80858.0757 | 3466174.6551 | 285061.7036 | 7610881.338 | 107167.3721 | 0 | 0 | 0 | 0 | 0 | 1146 | 1075 | 1262 | 1077 | 1451 | 1057.1667 | 1202.2 | 1263.3333 | 1451 | [5 empty] | 45.464 | 60.3914 | 2290.0342 | 234.2463 | 4932.2604 | 98.6593 | 714.7651 | 939.4339 | 234.2463 | 0 | 0 | 0 | 0 | 26.0851 | 45.8451 | 169.8762 | 412.9252 | 30000 | 0 | 0 | 0 | 0 | 782551.9563 | 1375352.0792 | 5096286.8456 | 12387756.839 |  |  |  | PB Tower | [10 empty] | 0 | 870911.9686 | 1530646.7222 | 5671722.0802 | 13786491.2468
|  | TOTAL DIRECT COST | 95141198 | 147041615 | 141620382 | 137594919 | 165761807 | 217731522.1698 | 332104725.7143 | 347205605.1967 | 336149388.479 | 375827657.0885 | 425937968.0649 | 128008326.066 | 194893503.4635 | 185806755.1804 | 177100724.9337 | 209012178.4807 | 270237107.3911 | 413632441.9229 | 416424094.3896 | 379824348.7257 | 399678028.2583 | 439142618.1959 | [28 empty] | 64976.7025 | 63305.1748 | 63306.1748 | 71486.1014 | 72013.6189 | 72367.0006 | 72825.6534 | 73235.5132 |  | 315651112.9063 | 307776182.0823 | 308076182.0823 | 309328002.0293 | 313575625.0811 | 316278865.853 | 322410519.3417 | 330757444.4667 | 1592350456.7718 | [13 empty] | 351611524.7129 | 358279243.2053 | 363076618.2281 | 371993401.2716 | 383483807.0858
[48 empty] | High Level | [16 empty] | 399008018.117 | 399008018.117 | 399008018.117 | 399008018.117 | 399008018.117
|  | Nailing Rate % | UNITS 2013/14: 0%; UNITS 2014/15: 3.75%; UNITS 2015/16: 0%; UNITS 2016/17: 0%; UNITS 2017/18: 0%; UNITS 2018/19: 0%; UNITS 2019/20: 0% | [10 empty] | Unit Cost Rate | [12 empty] | Modelling unit cost Rate | [8 empty] | 0 | 0 | 0 |  | 2025$ Escalated BC (Asset Class summary) |  |  |  |  | 2025$ Escalation Ratio (Asset Class)
A1 |  | Nails | 6688577 | 3664797 | 4782199 | 3687764 | 5309061 | 3689144.5943 | 7934044.6888 | 7371639.31 | 9045812.04 | 8954422.36 | 9464302.1 | 8999188.1911 | 4857435.2697 | 6274272.5748 | 4746582.8137 | 6694294.816 | 4578775.5213 | 9881757.2436 | 8841240.4002 | 10221109.3774 | 9522678.2956 | 9724556.0155 | 2373 | 1176 | 1487 | 1285 | 1563 | 1101 | 5017 | 4542 | 5172 | 4260 | 6395 | [12 empty] | 1800 |  |  |  |  | 4658 | 4658 | 4658 | 4658 | 4658 | 4658 | 4658 | 4658 | 1800 | 8384400 | 8384400 | 8384400 | 8384400 | 8384400 | 8384400 | 8384400 | 8384400 | 155.2774 | 132800.4114 | 664002.0571 |  | 9581829.5615 | 9627125.8013 | 9672317.5765 | 9726280.1703 | 9788730.5031 | 1.1428 | 1.1482 | 1.1536 | 1.16 | 1.1675 | 9581829.5615 | 9627125.8013 | 9672317.5765 | 9726280.1703 | 9788730.5031 | 48396283.6127 | 0
A |  | Poles | 21623480 | 30377700 | 32020931 | 37358676.1565 | 41735759.6075 | 65826973.5424 | 91942765.0344 | 126919850.9278 | 85471523.6712 | 92632153.3808 | 125387412.281 | 29093447.8092 | 40263542.9444 | 42011645.5198 | 48084977.8318 | 52625403.8489 | 81701035.9416 | 114513608.1293 | 152222438.7844 | 96576602.3252 | 98510675.6202 | 126702533.9506 | 3384 | 4342 | 4059 | 4363 | 5837 | 8919 | 14309 | 20019 | 14583 | 13155 | 13845 | [12 empty] | 6224.96 |  |  |  |  | 14449.7333 | 13980.0674 | 13980.0674 | 14501.6281 | 14610.3766 | 14682.8755 | 14755.3745 | 14791.6239 | 6236.1823 | 89829083.9055 | 86510475.7444 | 86510475.7444 | 90272054.6529 | 91056365.7392 | 91579239.7967 | 92102113.8542 | 92363550.883 | 56.6648 | 155479.6516 | 777398.2581 |  | 103092030.0833 | 104299505.2248 | 105253523.5431 | 106296060.3559 | 107167801.4887 | 1.142 | 1.1454 | 1.1493 | 1.1541 | 1.1603 | 103092030.0833 | 104299505.2248 | 105253523.5431 | 106296060.3559 | 107167801.4887 | 526108920.6958 | 0
B |  | Pole Tops | 12185579 | 22225236 | 22283052 | 17805502.3133 | 28666166.0156 | 30099310.4917 | 61118473.8886 | 59325035.2491 | 57613033.7202 | 64511952.8612 | 71339115.3711 | 16395164.2687 | 29458015.0615 | 29235492.3011 | 22917760.2662 | 36145707.6032 | 37357707.8812 | 76122324.2059 | 71152002.4691 | 65098535.8323 | 68605941.1338 | 71877440.1511 | 9944 | 14063 | 13159 | 11503 | 17518 | 15611 | 25856 | 24084 | 24018 | 21264 | 20385 | [12 empty] | 2818.6789 |  |  |  |  | 21842.4 | 20911.1712 | 20911.1712 | 30184.285 | 30402.7397 | 30548.3761 | 30694.0125 | 30766.8307 | 2810.541 | 58375555.5104 | 56439431.1879 | 56439431.1879 | 85079808.0215 | 85533586.1154 | 85836104.8447 | 86138623.574 | 86289882.9386 | 1156.8945 | 42215.0341 | 211075.1707 |  | 96866767.4467 | 98003168.2056 | 98910005.894 | 99905353.4234 | 100754174.3856 | 1.1385 | 1.1458 | 1.1523 | 1.1598 | 1.1676 | 96866767.4467 | 98003168.2056 | 98910005.894 | 99905353.4234 | 100754174.3856 | 494439469.3554 | 0
C |  | Conductor | 6934720 | 9985809 | 10414561 | 8510444.5115 | 12634430.4937 | 19984618.0616 | 25725096.9934 | 25508900.4923 | 44372189.2792 | 43034386.5274 | 38619071.937 | 9330362.8459 | 13235500.0381 | 13663963.8921 | 10953935.679 | 15930990.9149 | 24803874.6226 | 32040298.9304 | 30594324.0184 | 50137345.0976 | 45765388.5502 | 39359539.7982 | 167 | 312 | 119 | 220.893 | 327.75 | 480.827 | 504.1583 | 540.7555 | 656.633 | 476.7142 | 711.3055 | [12 empty] | 57689.3104 |  |  |  | 57689.3104 | 492.3447 | 550.0288 | 550.0288 | 700.0288 | 730.0288 | 750.0288 | 770.0288 | 780.0288 | 56912.1937 | 30832640.7395 | 33485266.4977 | 33485266.4977 | 40384177.3364 | 41736372.5969 | 42638229.3558 | 43540364.1881 | 43991527.3746 | 7325.4786 | 3706.0988 | 18530.4939 |  | 44877396.3401 | 46902139.4327 | 48291123.7841 | 49706389.0774 | 50501433.3072 | 1.1113 | 1.1238 | 1.1326 | 1.1416 | 1.148 | 44877396.3401 | 46902139.4327 | 48291123.7841 | 49706389.0774 | 50501433.3072 | 240278481.9414 | 0
D |  | Underground Cables | 1412498 | 2669699 | 2843677 | 2108213.5398 | 5027309.1803 | 2379889.0297 | 8056546.734 | 7959369.8591 | 6116749.2155 | 4904960.1742 | 10595292.3129 | 1900454.36 | 3538501.6092 | 3730920.5687 | 2713516.9592 | 6339028.6501 | 2953795.2102 | 10034332.0676 | 9546140.2002 | 6911481.522 | 5216233.4893 | 10886646.7394 | 5 | 9 | 12 | 8.0867 | 10.9933 | 9.3751 | 9.5687 | 17.4203 | 17.3873 | 7.5117 | 18.5573 | [12 empty] | 324092.7394 |  |  |  |  | 10.867 | 18.9807 | 19.9807 | 19.9807 | 20.9807 | 20.9807 | 21.9807 | 21.9807 | 322727.7562 | 3502423.7396 | 6175597.0593 | 6475597.0593 | 6475597.0593 | 6775597.0593 | 6775597.0593 | 7075597.0593 | 7075597.0593 | 28.4658 | 2592.023 | 12960.1151 |  | 7304015.0387 | 7660775.3947 | 7679114.5938 | 8041987.2868 | 8068452.2468 | 1.1279 | 1.1306 | 1.1333 | 1.1366 | 1.1403 | 7304015.0387 | 7660775.3947 | 7679114.5938 | 8041987.2868 | 8068452.2468 | 38754344.5608 | 0
E |  | Services | 4146752 | 8408243 | 6340596 | 5329626.98 | 5373901.747 | 7169379.0419 | 10976147.4605 | 8732459.3558 | 14365479.5346 | 29008429.5695 | 33589114.9228 | 5579273.6826 | 11144545.2788 | 8318898.3961 | 6859852.1563 | 6776053.7328 | 8898262.5703 | 13670659.6608 | 10473351.8831 | 16231946.5552 | 30849331.3744 | 34512764.5048 | 5614 | 10916 | 6160 | 5522.46 | 7067.5583 | 9771.4498 | 13949.4045 | 1242.4622 | 13752.6248 | 19671.47 | 14776.8801 | [12 empty] | 1337.1565 |  |  |  |  | 17338.3575 | 17508.4671 | 17508.4671 | 18073.4451 | 18191.2463 | 18269.7804 | 18348.3146 | 18387.5816 | 1339.2666 | 23124005.0762 | 23291083.3334 | 23291083.3334 | 24167025.2775 | 24349664.2689 | 24471423.5965 | 24593182.9241 | 24654062.5878 | 1792.9106 | 58021.2557 | 290106.2783 |  | 27677959.5466 | 27989699.8661 | 28242406.1465 | 28521676.4286 | 28766992.4408 | 1.1453 | 1.1495 | 1.1541 | 1.1597 | 1.1668 | 27677959.5466 | 27989699.8661 | 28242406.1465 | 28521676.4286 | 28766992.4408 | 141198734.4287 | 0
F |  | Transformers | 24642938 | 42421971 | 37104572 | 37889559.9192 | 37931210 | 49268551.4881 | 65736324.6541 | 51304288.4955 | 59088553.9514 | 60092439.4139 | 64972653.5307 | 33155996.6559 | 56227392.1707 | 48681411.7312 | 48768287.2149 | 47828175.7299 | 61149578.6499 | 81873801.7993 | 61532249.351 | 66765766.3258 | 63905961.2702 | 66759302.6999 | 1221 | 1752 | 1509 | 1211 | 1499 | 1747 | 2261 | 2140 | 2000 | 1462 | 1284 | [12 empty] | 28551.1588 |  |  |  |  | 1757.4667 | 1633.9171 | 1633.9171 | 938.3042 | 944.5588 | 948.7284 | 952.8981 | 954.983 | 28527.3739 | 51973811.6 | 48575937.9649 | 48575937.9649 | 26789673.4561 | 26953543.5727 | 27062790.3172 | 27172037.0616 | 27226660.4338 | 270.4204 | 54005.9264 | 270029.6318 |  | 30521484.4946 | 30855104.4801 | 31122004.294 | 31415279.14 | 31666604.9529 | 1.1393 | 1.1448 | 1.15 | 1.1562 | 1.1631 | 30521484.4946 | 30855104.4801 | 31122004.294 | 31415279.14 | 31666604.9529 | 155580477.3617 | 0
G |  | Switchgear | 14131679 | 23088912 | 20859738 | 19624573.8655 | 25161373.956 | 34666067.0764 | 47462259.0528 | 52520605.4982 | 49835298.0635 | 58099662.5798 | 60891343.0103 | 19013556.8115 | 30602757.9392 | 27368096.1522 | 25259117.7302 | 31726449.4113 | 43025730.0276 | 59113672.8602 | 62991049.8392 | 56310260.4951 | 61786720.9727 | 62565762.3466 | 1713 | 2405 | 2459 | 2598 | 3369 | 73303 | 4927 | 4869 | 4809 | 4486 | 3806.001 | [12 empty] | 11522.9535 |  |  |  |  | 4427.5333 | 4044.5425 | 4044.5425 | 2410.4294 | 2429.6031 | 2442.3856 | 2455.168 | 2461.5593 | 9639.2394 | 49629192.3351 | 44913990.2948 | 44913990.2948 | 27775266.2255 | 28003543.7724 | 28155728.8037 | 28307913.835 | 28384006.3506 | 0 | 0 | 0 |  | 31690042.2012 | 32070812.8314 | 32375475.6739 | 32708653.309 | 32983126.5139 | 1.1409 | 1.1452 | 1.1499 | 1.1555 | 1.162 | 31690042.2012 | 32070812.8314 | 32375475.6739 | 32708653.309 | 32983126.5139 | 161828110.5294 | 0
H |  | Public Lighting | 3260512 | 4086267 | 4192455 | 4410554.0451 | 3413421 | 4374566.5057 | 6890744.8347 | 4070512.7244 | 3889023.0949 | 5373580.889 | 620947.4208 | 4386876.4742 | 5416064.6407 | 5500525.0571 | 5676897.9873 | 4304046.7053 | 5429485.7576 | 8582339.8222 | 4882005.2141 | 4394313.1084 | 5714593.3086 | 6007758.0485 | 2616 | 3025 | 2428 | 2866 | 2578 | 2687 | 5294 | 3458 | 2346 | 2518 | 155 | [12 empty] | #DIV/0! |  |  |  |  | 0 | 0 | 0 | 0 | 0 | 0 | 0 | 0 | 0 | 0 | 0 | 0 | 0 | 0 | 0 | 0 | 0 | 0 | 0 | 0 |  | 0 | 0 | 0 | 0 | 0 | 0 | 0 | 0 | 0 | 0 | 0 | 0 | 0 | 0 | 0 | 0 | 0
I |  | SCADA, Protection & Control | 5089 | 0 | 651258 | 617026.6692 | 20358 | 112730.0432 | 69084.3921 | 427714.7002 | 5806549.5257 | 1871992.2575 | 4901.07 | 6847.0272 | 0 | 854454.2393 | 794185.3609 | 25669.7849 | 139914.7009 | 86043.7795 | 512983.3852 | 6560978.4445 | 1990790.6198 | 5035.842 | 468 | 0 | 1 | 6 | 2 | 4000 | 11893 | 1.536 | 2932 | 534 | 127446 | [12 empty] | #DIV/0! |  |  |  |  | 0 | 0 | 0 | 0 | 0 | 0 | 0 | 0 | 0 | 0 | 0 | 0 | 0 | 0 | 0 | 0 | 0 | 0 | 0 | 0 |  | 0 | 0 | 0 | 0 | 0 | 0 | 0 | 0 | 0 | 0 | 0 | 0 | 0 | 0 | 0 | 0 | 0
J |  | Other | 109374 | 112981 | 127343 | 252977 | 488816 | 160292.2946 | 6193237.9809 | 3065228.5844 | 545176.3828 | 7343677.0753 | 10453814.1081 | 147157.9395 | 149748.5111 | 167074.7479 | 325610.934 | 616357.2833 | 198946.508 | 7713603.4242 | 3676308.8448 | 616009.6422 | 7809713.6235 | 10741278.0992 | 10 | 15 | 23 | 17 | 25 | 1165 | 1090 | 1264 | 1108 | 1479 | 1083.1667 | [12 empty] | #DIV/0! |  |  |  |  | 0 | 0 | 0 | 0 | 26.0851 | 45.8451 | 169.8762 | 412.9252 | 30000 | 0 | 0 | 0 | 0 | 782551.9563 | 1375352.0792 | 5096286.8456 | 12387756.839 | 1592350456.7718 |  |  |  | 0 | 870911.9686 | 1530646.7222 | 5671722.0802 | 13786491.2468 | 0 | 1.1129 | 1.1129 | 1.1129 | 1.1129 | 0 | 870911.9686 | 1530646.7222 | 5671722.0802 | 13786491.2468 | 21859772.0178 | 0
|  |  | 95141198 | 147041615 | 141620382 | 137594919 | 165761807 | 217731522.1698 | 332104725.7143 | 347205605.1967 | 336149388.479 | 375827657.0885 | 425937968.0649 | 128008326.066 | 194893503.4635 | 185806755.1804 | 177100724.9337 | 209012178.4807 | 270237107.3911 | 413632441.9229 | 416424094.3896 | 379824348.7257 | 399678028.2583 | 439142618.1959 | [37 empty] | 315651112.9063 | 307776182.0823 | 308076182.0823 | 309328002.0293 | 313575625.0811 | 316278865.853 | 322410519.3417 | 330757444.4667 | 1869884979.0138 |  |  |  | 351611524.7129 | 358279243.2053 | 363076618.2281 | 371993401.2716 | 383483807.0858 | [5 empty] | 351611524.7129 | 358279243.2053 | 363076618.2281 | 371993401.2716 | 383483807.0858
1828444594.5037
|  |  | UNITS 2022/23: 2615.8352; AVERAGE UNITS Avg 5 Yr: 2746.6269 | [50 empty] | 1828444594.5037
[70 empty] | 1613131096.2603 | [17 empty] | 0
10%
[56 empty] | 4234.5455 | 4234.5455 | 4234.5455 | 4234.5455 | 4234.5455 | 1980 | 90.91% |  |  | 8384400 | 8384400 | 8384400 | 8384400 | 8384400
[56 empty] | 13159.5743 | 13273.9087 | 13350.1316 | 13426.3545 | 13464.466 | 6859.8005 |  |  |  | 90272054.6529 | 91056365.7392 | 91579239.7967 | 92102113.8542 | 92363550.883
[56 empty] | 27519.7121 | 27666.4901 | 27764.3421 | 27862.194 | 27911.12 | 3091.5951 |  |  |  | 85079808.0215 | 85533586.1154 | 85836104.8447 | 86138623.574 | 86289882.9386
[56 empty] | 645.0795 | 666.6789 | 681.0847 | 695.4951 | 702.7017 | 62603.413 |  |  |  | 40384177.3364 | 41736372.5969 | 42638229.3558 | 43540364.1881 | 43991527.3746
[56 empty] | 18.2411 | 19.0862 | 19.0862 | 19.9312 | 19.9312 | 355000.5319 |  |  |  | 6475597.0593 | 6775597.0593 | 6775597.0593 | 7075597.0593 | 7075597.0593
[56 empty] | 16404.5175 | 16528.4924 | 16611.1424 | 16693.7923 | 16735.1173 | 1473.1933 |  |  |  | 24167025.2775 | 24349664.2689 | 24471423.5965 | 24593182.9241 | 24654062.5878
[56 empty] | 853.7151 | 858.9372 | 862.4186 | 865.9 | 867.6407 | 31380.1113 |  |  |  | 26789673.4561 | 26953543.5727 | 27062790.3172 | 27172037.0616 | 27226660.4338
[56 empty] | 2619.5264 | 2641.0556 | 2655.4084 | 2669.7612 | 2676.9376 | 10603.1633 |  |  |  | 27775266.2255 | 28003543.7724 | 28155728.8037 | 28307913.835 | 28384006.3506
[61 empty] | 0 |  |  |  | 0 | 0 | 0 | 0 | 0
[61 empty] | 0 |  |  |  | 0 | 0 | 0 | 0 | 0
[56 empty] | 0 | 23.7137 | 41.6773 | 154.4329 | 375.3866 | 33000 |  |  |  | 0 | 782551.9563 | 1375352.0792 | 5096286.8456 | 12387756.839
20%
[56 empty] | 3881.6667 | 3881.6667 | 3881.6667 | 3881.6667 | 3881.6667 | 2160 | 83.33% |  |  | 8384400 | 8384400 | 8384400 | 8384400 | 8384400
[56 empty] | 12062.9431 | 12167.7496 | 12237.6206 | 12307.4916 | 12342.4272 | 7483.4188 |  |  |  | 90272054.6529 | 91056365.7392 | 91579239.7967 | 92102113.8542 | 92363550.883
[56 empty] | 25226.4027 | 25360.9492 | 25450.6469 | 25540.3445 | 25585.1934 | 3372.6492 |  |  |  | 85079808.0215 | 85533586.1154 | 85836104.8447 | 86138623.574 | 86289882.9386
[56 empty] | 591.3229 | 611.1223 | 624.3277 | 637.5371 | 644.1433 | 68294.6324 |  |  |  | 40384177.3364 | 41736372.5969 | 42638229.3558 | 43540364.1881 | 43991527.3746
[56 empty] | 16.721 | 17.4956 | 17.4956 | 18.2703 | 18.2703 | 387273.3075 |  |  |  | 6475597.0593 | 6775597.0593 | 6775597.0593 | 7075597.0593 | 7075597.0593
[56 empty] | 15037.4744 | 15151.1181 | 15226.8805 | 15302.6429 | 15340.5242 | 1607.12 |  |  |  | 24167025.2775 | 24349664.2689 | 24471423.5965 | 24593182.9241 | 24654062.5878
[56 empty] | 782.5721 | 787.3591 | 790.5503 | 793.7416 | 795.3373 | 34232.8487 |  |  |  | 26789673.4561 | 26953543.5727 | 27062790.3172 | 27172037.0616 | 27226660.4338
[56 empty] | 2401.2325 | 2420.9676 | 2434.1244 | 2447.2811 | 2453.8594 | 11567.0873 |  |  |  | 27775266.2255 | 28003543.7724 | 28155728.8037 | 28307913.835 | 28384006.3506
[61 empty] | 0 |  |  |  | 0 | 0 | 0 | 0 | 0
[61 empty] | 0 |  |  |  | 0 | 0 | 0 | 0 | 0
[56 empty] | 0 | 21.7376 | 38.2042 | 141.5635 | 344.1044 | 36000 |  |  |  | 0 | 782551.9563 | 1375352.0792 | 5096286.8456 | 12387756.839
30%
[56 empty] | 3583.0769 | 3583.0769 | 3583.0769 | 3583.0769 | 3583.0769 | 2340 | 76.92% |  |  | 8384400 | 8384400 | 8384400 | 8384400 | 8384400
[56 empty] | 11135.0244 | 11231.7689 | 11296.2652 | 11360.7615 | 11393.0097 | 8107.037 |  |  |  | 90272054.6529 | 91056365.7392 | 91579239.7967 | 92102113.8542 | 92363550.883
[56 empty] | 23285.9102 | 23410.107 | 23492.9048 | 23575.7026 | 23617.1016 | 3653.7033 |  |  |  | 85079808.0215 | 85533586.1154 | 85836104.8447 | 86138623.574 | 86289882.9386
[56 empty] | 545.8365 | 564.1129 | 576.3025 | 588.4958 | 594.5938 | 73985.8517 |  |  |  | 40384177.3364 | 41736372.5969 | 42638229.3558 | 43540364.1881 | 43991527.3746
[56 empty] | 15.4348 | 16.1498 | 16.1498 | 16.8649 | 16.8649 | 419546.0831 |  |  |  | 6475597.0593 | 6775597.0593 | 6775597.0593 | 7075597.0593 | 7075597.0593
[56 empty] | 13880.7456 | 13985.6474 | 14055.582 | 14125.5166 | 14160.4838 | 1741.0466 |  |  |  | 24167025.2775 | 24349664.2689 | 24471423.5965 | 24593182.9241 | 24654062.5878
[56 empty] | 722.3743 | 726.793 | 729.7388 | 732.6846 | 734.1575 | 37085.586 |  |  |  | 26789673.4561 | 26953543.5727 | 27062790.3172 | 27172037.0616 | 27226660.4338
[56 empty] | 2216.5223 | 2234.7393 | 2246.884 | 2259.0287 | 2265.101 | 12531.0112 |  |  |  | 27775266.2255 | 28003543.7724 | 28155728.8037 | 28307913.835 | 28384006.3506
[61 empty] | 0 |  |  |  | 0 | 0 | 0 | 0 | 0
[61 empty] | 0 |  |  |  | 0 | 0 | 0 | 0 | 0
[56 empty] | 0 | 20.0654 | 35.2654 | 130.674 | 317.6348 | 39000 |  |  |  | 0 | 782551.9563 | 1375352.0792 | 5096286.8456 | 12387756.839

## Summary 2023$
Summary | [44 empty] | Base Rates | [16 empty] | Substation | 1
[62 empty] | Comms | 0
[62 empty] | Defects Others | 0
[36 empty] | Include 2022/23 |  | N | [11 empty] | Include 2022/23 |  | y
Group | Cat |  | ALLOCATED COSTS | [10 empty] | ESCALATED ALLOCATED COST | [10 empty] | UNITS | [10 empty] | AVERAGE UNITS |  |  | UNIT RATES | [10 empty] | AVERAGE UNIT RATES | [5 empty] | Replacement Qty |  |  |  |  | UNIT RATE |  |  |  | Expenditure
Code | Code | RIN ASSET CATEGORY | 2013/14 | 2014/15 | 2015/16 | 2016/17 | 2017/18 | 2018/19 | 2019/20 | 2020/21 | 2021/22 | 2022/23 | 2023/24 | 2013/14 | 2014/15 | 2015/16 | 2016/17 | 2017/18 | 2018/19 | 2019/20 | 2020/21 | 2021/22 | 2022/23 | 2023/24 | 2013/14 | 2014/15 | 2015/16 | 2016/17 | 2017/18 | 2018/19 | 2019/20 | 2020/21 | 2021/22 | 2022/23 | 2023/24 | Avg 5 Yr | Avg 3 Yr | Last Yr | 2013/14 | 2014/15 | 2015/16 | 2016/17 | 2017/18 | 2018/19 | 2019/20 | 2020/21 | 2021/22 | 2022/23 | 2023/24 | Avg 5 Yr | Avg 3 Yr | Last Yr | 2022/23 | 2023/24 | 2024/25 | 2025/26 | 2026/27 | 2027/28 | 2028/29 | 2029/30 | Calculated | 2022/23 | 2023/24 | 2024/25 | 2025/26 | 2026/27 | 2027/28 | 2028/29 | 2029/30
A1 | A001 | Staking of a wooden pole | 6688577 | 3664797 | 4782199 | 3687764 | 5309061 | 3689144.5943 | 7934044.6888 | 7371639.31 | 9045812.04 | 8954422.36 | 9464302.1 | 8999188.1911 | 4857435.2697 | 6274272.5748 | 4746582.8137 | 6694294.816 | 4578775.5213 | 9881757.2436 | 8841240.4002 | 10221109.3774 | 9522678.2956 | 9724556.0155 | 2373 | 1176 | 1487 | 1285 | 1563 | 1101 | 5017 | 4542 | 5172 | 4260 | 6395 | 3479 | 4910.3333 | 5172 | 2818.6165 | 3116.324 | 3216.0047 | 2869.8553 | 3396.7121 | 3350.7217 | 1581.4321 | 1622.9941 | 1748.9969 | 2101.9771 | 1479.9534 | 1841.2832 | 1815.6486 | 2101.9771 | 4658 | 4658 | 4658 | 4658 | 4658 | 4658 | 4658 | 4658 | 1800 | 8384400 | 8384400 | 8384400 | 8384400 | 8384400 | 8384400 | 8384400 | 8384400 |  | 1800 | 23290 | 41922000
A | A002 | ˂ = 1 kV; Wood | 6176694 | 9175248.6 | 11026738.6 | 12311007.7291 | 12040725.7215 | 9015463.2618 | 19586719.1169 | 18080397.8916 | 22641374.7429 | 19758125.8846 | 17855268.1658 | 8310471.9741 | 12161158.2191 | 14467144.422 | 15845704.2551 | 15182377.407 | 11189526.8512 | 24395023.1065 | 21684884.1307 | 25583105.9366 | 21011994.8511 | 18042115.0511 | 1338.4 | 1849.2 | 1741.4 | 1931.4 | 2258.2 | 1854 | 4373 | 4153 | 4471 | 3315 | 2695 | 3421.84 | 4332.3333 | 4471 | 4614.9836 | 4961.7395 | 6332.1113 | 6374.1368 | 5332.0015 | 4862.7094 | 4479.0119 | 4353.5752 | 5064.0516 | 5960.219 | 6625.3314 | 4903.7807 | 5065.7424 | 5960.219 | 3592.6667 | 3321.318 | 3321.318 | 3546.0683 | 3592.9301 | 3624.1713 | 3655.4124 | 3671.033 | 4954.9459 | 17756359.8222 | 15927200.4394 | 15927200.4394 | 17442240.7775 | 17758135.5021 | 17968731.9852 | 18179328.4682 | 18284626.7098 |  | 4975.1357 | 18193.5814 | 90515536.7391
A | A003 | > 1 kV & < = 11 kV; Wood | 6057626 | 7032109.2 | 8792681.2 | 10228209.3448 | 12538749.443 | 40012773.2634 | 60360997.884 | 97952974.33 | 54721954.7727 | 63728723.5238 | 82549220.9009 | 8150271.1811 | 9320574.9864 | 11536048.2724 | 13164899.5683 | 15810344.8794 | 49661785.2924 | 75178896.9517 | 117480760.7298 | 61831826.9939 | 67773007.3373 | 83252705.3493 | 926.8 | 1092.4 | 1058.8 | 1124.8 | 1634.4 | 5169 | 9088 | 14690 | 9253 | 9236 | 9901 | 7966.88 | 11010.3333 | 9253 | 6536.066 | 6437.3025 | 8304.3835 | 9093.3582 | 7671.7752 | 7740.9118 | 6641.8352 | 6668.0037 | 5913.969 | 6900.035 | 8337.463 | 6677.9961 | 6522.3079 | 6900.035 | 10167.8667 | 9975.5418 | 9975.5418 | 10251.0975 | 10308.5525 | 10346.8558 | 10385.1591 | 10404.3107 | 6366.438 | 64577346.4024 | 63178088.0602 | 63178088.0602 | 65182891.5291 | 65600904.7157 | 65879580.1735 | 66158255.6313 | 66297593.3602 |  | 6369.2216 | 51768.8428 | 329727230.4857
A | A004 | ˃ 11 kV & < = 22 kV; Wood | 6057626 | 7032109.2 | 8792681.2 | 10228209.3448 | 12538749.443 | 6946267.7884 | 0 | 0 | 0 | 0 | 0 | 8150271.1811 | 9320574.9864 | 11536048.2724 | 13164899.5683 | 15810344.8794 | 8621348.4184 | 0 | 0 | 0 | 0 | 0 | 926.8 | 1092.4 | 1058.8 | 1124.8 | 1634.4 | 560 | 0 | 0 | 0 | 0 | 0 | 438.88 | 0 | 0 | 6536.066 | 6437.3025 | 8304.3835 | 9093.3582 | 7671.7752 | 12404.0496 | [5 empty] | 12404.0496 |  |  | 6.8 | 11.65 | 11.65 | 13.1584 | 13.4729 | 13.6826 | 13.8923 | 13.9971 | 7903.2401 | 63474.7116 | 94905.04 | 94905.04 | 104680.124 | 106718.2858 | 108077.0604 | 109435.835 | 110115.2223
A | A005 | > 22 kV & < = 66 kV; Wood | 2886253 | 3416493 | 3209167 | 4012995.6945 | 4540604 | 156753.1857 | 11097076.4963 | 10329770.7183 | 7534580.893 | 9000354.0445 | 12719257.246 | 3883327.3377 | 4528325.4698 | 4210445.5494 | 5165193.9754 | 5725332.9391 | 194553.949 | 13821275.3205 | 12389101.3055 | 8513528.1476 | 9571524.8474 | 12814572.4671 | 184 | 240 | 184 | 181 | 307 | 7 | 816 | 1125 | 788 | 599 | 765 | 608.6 | 909.6667 | 788 | 15686.1576 | 14235.3875 | 17441.125 | 22171.2469 | 14790.241 | 22393.3122 | 13599.3585 | 9182.0184 | 9561.6509 | 15025.6328 | 16626.4801 | 11429.8457 | 10694.5484 | 15025.6328 | 650.8667 | 644.7653 | 644.7653 | 661.6318 | 665.1486 | 667.4931 | 669.8376 | 671.0099 | 10959.4484 | 7116129.9081 | 7042838.5215 | 7042838.5215 | 7245442.8803 | 7287687.0678 | 7315849.8595 | 7344012.6511 | 7358094.047 |  | 10959.4484 | 3335.121 | 36551086.5056
A | A006 | > 66 kV & < = 132 kV; Wood | 260333 | 524124 | 0 | 578254.0432 | 76931 | 9695716.0432 | 590146.2302 | 377217.9644 | 121625.3393 | 144949.9278 | 377704.0509 | 350266.6799 | 694690.157 | 0 | 744280.4647 | 97003.7441 | 12033821.4306 | 735020.0326 | 452419.6812 | 137427.7833 | 154148.5845 | 380333.2877 | 3 | 18 | 0 | 1 | 3 | 1329 | 27 | 34 | 16 | 5 | 20 | 281.8 | 25.6667 | 16 | 86777.6667 | 29118 |  | 578254.0432 | 25643.6667 | 7295.4974 | 21857.2678 | 11094.646 | 7601.5837 | 28989.9856 | 18885.2025 | 7746.0351 | 11705.3315 | 28989.9856 | 8.8667 | 8.8667 | 8.8667 | 8.8667 | 8.8667 | 8.8667 | 8.8667 | 8.8667 | 13070.7788 | 115894.2391 | 115894.2391 | 115894.2391 | 115894.2391 | 115894.2391 | 115894.2391 | 115894.2391 | 115894.2391 |  | 13070.7788 | 44.3333 | 579471.1956
A | A007 | > 132 kV; Wood | 0 | 0 | 0 | 0 | 0 | 0 | 0 | 0 | 0 | 0 | 0 | 0 | 0 | 0 | 0 | 0 | 0 | 0 | 0 | 0 | 0 | 0 | 0 | 0 | 0 | 0 | 0 | 0 | 0 | 0 | 0 | 0 | 0 | 0 | 0 | 0 | [14 empty] | 0 | 0 | 0 | 0 | 0 | 0 | 0 | 0 |  | 0 | 0 | 0 | 0 | 0 | 0 | 0 | 0
A | A008 | ˂ = 1 kV; Concrete | 0 | 20187 | 84719 | 0 | 0 | 0 | 0 | 0 | 0 | 0 | 0 | 0 | 26756.474 | 111151.8149 | 0 | 0 | 0 | 0 | 0 | 0 | 0 | 0 | 0 | 1 | 1 | 0 | 0 | 0 | 0 | 0 | 0 | 0 | 0 | 0 | 0 | 0 |  | 20187 | 84719 | [11 empty] | 0 | 0 | 0 | 0 | 0 | 0 | 0 | 0 |  | 0 | 0 | 0 | 0 | 0 | 0 | 0 | 0
A | A009 | > 1 kV & < = 11 kV; Concrete | 0 | 0 | 0 | 0 | 0 | 0 | 0 | 169451.5318 | 409726.4521 | 0 | 0 | 0 | 0 | 0 | 0 | 0 | 0 | 0 | 203233.1841 | 462961.0768 | 0 | 0 | 0 | 0 | 0 | 0 | 0 | 0 | 0 | 16 | 53 | 0 | 0 | 13.8 | 23 | 53 | [7 empty] | 10590.7207 | 7730.6878 |  |  | 8393.8838 | 8393.8838 |  | 21.6667 | 17.2644 | 17.2644 | 19.9384 | 20.4959 | 20.8676 | 21.2393 | 21.4251 | 8488.0675 | 185089.4984 | 141768.3055 | 141768.3055 | 168081.9518 | 173568.5002 | 177226.199 | 180883.8979 | 182712.7474
A | A010 | ˃ 11 kV & < = 22 kV; Concrete | 0 | 0 | 0 | 0 | 0 | 0 | 0 | 10038.4915 | 42261.4711 | 0 | 0 | 0 | 0 | 0 | 0 | 0 | 0 | 0 | 12039.753 | 47752.3872 | 0 | 0 | 0 | 0 | 0 | 0 | 0 | 0 | 0 | 1 | 2 | 0 | 0 | 0.6 | 1 | 2 | [7 empty] | 10038.4915 | 21130.7356 |  |  | 17433.3209 | 17433.3209 |  | 1 | 0.66136 | 0.66136 | 0.86705 | 0.90994 | 0.93853 | 0.96713 | 0.98142 | 14789.3237 | 14789.3237 | 9781.1387 | 9781.1387 | 12823.1512 | 13457.4285 | 13880.28 | 14303.1315 | 14514.5573
A | A011 | > 22 kV & < = 66 kV; Concrete | 155932 | 1879751 | 0 | 0 | 0 | 0 | 292150.6076 | 0 | 0 | 0 | 9680355.7249 | 209799.6948 | 2491480.1026 | 0 | 0 | 0 | 0 | 363870.0683 | 0 | 0 | 0 | 9946550.7866 | 3 | 42 | 0 | 0 | 0 | 0 | 4 | 0 | 0 | 0 | 464 | 0.8 | 1.3333 | 0 | 51977.3333 | 44755.9762 |  |  |  |  | 73037.6519 |  |  |  | 20862.8356 | 73037.6519 |  |  | 0 | 0 | 0 | 0 | 0 | 0 | 0 | 0 |  | 0 | 0 | 0 | 0 | 0 | 0 | 0 | 0
A | A012 | > 66 kV & < = 132 kV; Concrete | 0 | 1297678 | 0 | 0 | 0 | 0 | 0 | 0 | 0 | 0 | 2205606.1925 | 0 | 1719982.5491 | 0 | 0 | 0 | 0 | 0 | 0 | 0 | 0 | 2266257.0088 | 0 | 7 | 0 | 0 | 0 | 0 | 0 | 0 | 0 | 0 | 0 | 0 | 0 | 0 |  | 185382.5714 | [12 empty] | 0 | 0 | 0 | 0 | 0 | 0 | 0 | 0 |  | 0 | 0 | 0 | 0 | 0 | 0 | 0 | 0
A | A013 | > 132 kV; Concrete | 0 | 0 | 0 | 0 | 0 | 0 | 0 | 0 | 0 | 0 | 0 | 0 | 0 | 0 | 0 | 0 | 0 | 0 | 0 | 0 | 0 | 0 | 0 | 0 | 0 | 0 | 0 | 0 | 0 | 0 | 0 | 0 | 0 | 0 | 0 | 0 | [14 empty] | 0 | 0 | 0 | 0 | 0 | 0 | 0 | 0 |  | 0 | 0 | 0 | 0 | 0 | 0 | 0 | 0
A | A014 | ˂ = 1 kV; Steel | 0 | 0 | 0 | 0 | 0 | 0 | 0 | 0 | 0 | 0 | 0 | 0 | 0 | 0 | 0 | 0 | 0 | 0 | 0 | 0 | 0 | 0 | 0 | 0 | 0 | 0 | 0 | 0 | 0 | 0 | 0 | 0 | 0 | 0 | 0 | 0 | [14 empty] | 0 | 0 | 0 | 0 | 0 | 0 | 0 | 0 |  | 0 | 0 | 0 | 0 | 0 | 0 | 0 | 0
A | A015 | > 1 kV & < = 11 kV; Steel | 0 | 0 | 0 | 0 | 0 | 0 | 0 | 0 | 0 | 0 | 0 | 0 | 0 | 0 | 0 | 0 | 0 | 0 | 0 | 0 | 0 | 0 | 0 | 0 | 0 | 0 | 0 | 0 | 0 | 0 | 0 | 0 | 0 | 0 | 0 | 0 | [14 empty] | 0 | 0 | 0 | 0 | 0 | 0 | 0 | 0 |  | 0 | 0 | 0 | 0 | 0 | 0 | 0 | 0
A | A016 | ˃ 11 kV & < = 22 kV; Steel | 29016 | 0 | 114944 | 0 | 0 | 0 | 15674.6995 | 0 | 0 | 0 | 0 | 39039.7606 | 0 | 150807.1887 | 0 | 0 | 0 | 19522.6497 | 0 | 0 | 0 | 0 | 2 | 0 | 15 | 0 | 0 | 0 | 1 | 0 | 0 | 0 | 0 | 0.2 | 0.33333 | 0 | 14508 |  | 7662.9333 |  |  |  | 15674.6995 |  |  |  |  | 15674.6995 |  |  | 0 | 0 | 0 | 0 | 0 | 0 | 0 | 0 |  | 0 | 0 | 0 | 0 | 0 | 0 | 0 | 0
A | A017 | > 22 kV & < = 66 kV; Steel | 0 | 0 | 0 | 0 | 0 | 0 | 0 | 0 | 0 | 0 | 0 | 0 | 0 | 0 | 0 | 0 | 0 | 0 | 0 | 0 | 0 | 0 | 0 | 0 | 0 | 0 | 0 | 0 | 0 | 0 | 0 | 0 | 0 | 0 | 0 | 0 | [14 empty] | 0 | 0 | 0 | 0 | 0 | 0 | 0 | 0 |  | 0 | 0 | 0 | 0 | 0 | 0 | 0 | 0
A | A018 | > 66 kV & < = 132 kV; Steel | 0 | 0 | 0 | 0 | 0 | 0 | 0 | 0 | 0 | 0 | 0 | 0 | 0 | 0 | 0 | 0 | 0 | 0 | 0 | 0 | 0 | 0 | 0 | 0 | 0 | 0 | 0 | 0 | 0 | 0 | 0 | 0 | 0 | 0 | 0 | 0 | [14 empty] | 0 | 0 | 0 | 0 | 0 | 0 | 0 | 0 |  | 0 | 0 | 0 | 0 | 0 | 0 | 0 | 0
A | A019 | > 132 kV; Steel | 0 | 0 | 0 | 0 | 0 | 0 | 0 | 0 | 0 | 0 | 0 | 0 | 0 | 0 | 0 | 0 | 0 | 0 | 0 | 0 | 0 | 0 | 0 | 0 | 0 | 0 | 0 | 0 | 0 | 0 | 0 | 0 | 0 | 0 | 0 | 0 | [14 empty] | 0 | 0 | 0 | 0 | 0 | 0 | 0 | 0 |  | 0 | 0 | 0 | 0 | 0 | 0 | 0 | 0
A | A020 | Poles Other | 0 | 0 | 0 | 0 | 0 | 0 | 0 | 0 | 0 | 0 | 0 | 0 | 0 | 0 | 0 | 0 | 0 | 0 | 0 | 0 | 0 | 0 | 0 | 0 | 0 | 0 | 0 | 0 | 0 | 0 | 0 | 0 | 0 | 0 | 0 | 0 | [14 empty] | 0 | 0 | 0 | 0 | 0 | 0 | 0 | 0 |  | 0 | 0 | 0 | 0 | 0 | 0 | 0 | 0
B | B001 | ˂ = 1 kV | 3146559 | 4386057 | 5033193 | 4498783.8657 | 6646575 | 13722228.4902 | 20171306.4323 | 17559588.6296 | 18130027.1071 | 14924172.3025 | 16340952.9531 | 4233557.6903 | 5813415.5771 | 6603578.1455 | 5790460.0673 | 8380791.3616 | 17031320.4868 | 25123119.5774 | 21060246.9646 | 20485611.381 | 15871274.0979 | 16474532.2535 | 2944 | 4221 | 4068 | 4111 | 5368 | 7582 | 8996 | 7864 | 7544 | 6079 | 4477 | 7470.8 | 8134.6667 | 7544 | 1068.804 | 1039.1038 | 1237.2647 | 1094.3284 | 1238.1846 | 1809.8429 | 2242.2528 | 2232.908 | 2403.238 | 2455.0374 | 3649.9783 | 2220.0794 | 2355.554 | 2455.0374 | 6628.2667 | 6235.655 | 6235.655 | 9495.496 | 9604.7019 | 9677.5058 | 9750.3098 | 9786.7117 | 2326.3451 | 15127376.718 | 14349113.3532 | 14349113.3532 | 22147414.9488 | 22363890.8018 | 22508208.0372 | 22652525.2725 | 22724683.8902
B | B002 | > 1 kV & < = 11 kV | 3799338 | 5680549 | 6868124 | 6214574.5374 | 10051566.5931 | 12866164.3035 | 22361416.0822 | 24001075.9454 | 21300028.8981 | 25760754.949 | 22856159.811 | 5111843.3209 | 7529175.3032 | 9011018.1642 | 7998882.98 | 12674209.2693 | 15968817.8815 | 27850874.8078 | 28785901.3949 | 24067482.7364 | 27395556.3149 | 23034729.0997 | 3594 | 4709 | 4662 | 3699 | 6452 | 5993 | 9410 | 9991 | 9418 | 8544 | 7832 | 8252.8 | 9606.3333 | 9418 | 1057.1336 | 1206.3175 | 1473.2141 | 1680.0688 | 1557.8993 | 2146.8654 | 2376.346 | 2402.2696 | 2261.6297 | 3015.0696 | 2918.3044 | 2451.5509 | 2542.1908 | 3015.0696 | 8638.3333 | 8209.1931 | 8209.1931 | 10550.1522 | 10638.5944 | 10697.5559 | 10756.5173 | 10785.998 | 2698.1302 | 23248505.3104 | 22341654.6575 | 22341654.6575 | 28545010.4271 | 28731904.7274 | 28856500.9276 | 28981097.1278 | 29043395.2279
B | B003 | ˃ 11 kV & < = 22 kV | 3848968 | 5244191 | 6932018 | 5942215.9102 | 9484483.4225 | 3377437.5732 | 15022406.4003 | 11609952.1127 | 12906682.4747 | 16915634.5583 | 22645875.8449 | 5178618.318 | 6950812.9166 | 9094847.4594 | 7648325.629 | 11959163.4392 | 4191900.8837 | 18710226.5093 | 13924498.1132 | 14583612.0284 | 17989116.3928 | 22829384.1116 | 1998 | 2787 | 3047 | 2719 | 4291 | 2023 | 6140 | 4659 | 5351 | 5259 | 6715 | 4492.8 | 5383.3333 | 5351 | 1926.4104 | 1881.6616 | 2275.0305 | 2185.4417 | 2210.3201 | 1669.5193 | 2446.646 | 2491.9408 | 2412.0132 | 3216.5116 | 3372.4313 | 2553.436 | 2713.4894 | 3216.5116 | 5144.4667 | 5047.0401 | 5047.0401 | 5941.5745 | 5959.423 | 5971.322 | 5983.221 | 5989.1705 | 2650.2771 | 13564124.9994 | 13384137.7935 | 13384137.7935 | 15768791.4304 | 15801764.9735 | 15823747.3355 | 15845729.6975 | 15856720.8785
B | B004 | ˃ 22 kV & < = 66 kV | 1391384 | 2375296 | 3261221 | 1109684 | 2475247 | 133480.1248 | 3535556.8353 | 6067191.2235 | 5276295.2403 | 6595458.5024 | 8827868.3873 | 1872046.3952 | 3148290.7693 | 4278740.6966 | 1428292.8634 | 3121085.4726 | 165668.6293 | 4403493.5191 | 7276739.1221 | 5961829.6865 | 7014012.4069 | 8867810.8155 | 1409 | 1517 | 1301 | 969 | 1406 | 13 | 1296 | 1561 | 1705 | 1333 | 1282 | 1196.2 | 1520.6667 | 1705 | 987.4975 | 1565.7851 | 2506.7033 | 1145.1847 | 1760.4886 | 10267.7019 | 2728.0531 | 3886.7336 | 3094.6013 | 4947.8308 | 6886.0128 | 3657.4106 | 3900.6186 | 4947.8308 | 1411.8 | 1399.7496 | 1399.7496 | 4175.7843 | 4178.7423 | 4180.7144 | 4182.6864 | 4183.6725 | 4425.2438 | 6301161.8536 | 6230138.7548 | 6230138.7548 | 18472202.218 | 18489636.6156 | 18501259.5473 | 18512882.479 | 18518693.9449
B | B005 | > 66 kV & < = 132 kV | -670 | 4539143 | 188496 | 40244 | 8294 | 0 | 27788.1385 | 87227.3379 | 0 | 315932.5491 | 668258.3748 | -901.4557 | 6016320.4953 | 247307.8354 | 51798.7265 | 10458.0605 | 0 | 34609.7923 | 104616.8743 | 0 | 335981.9212 | 670983.8708 | -1 | 829 | 81 | 5 | 1 | 0 | 14 | 9 | 0 | 49 | 79 | 4.8 | 7.6667 | 0 | 670 | 5475.4439 | 2327.1111 | 8048.8 | 8294 |  | 1984.867 | 9691.9264 |  | 6447.603 | 8458.9668 | 5985.3892 | 6951.0325 | 6447.603 | 19.5333 | 19.5333 | 19.5333 | 21.278 | 21.278 | 21.278 | 21.278 | 21.278 | 6879.8224 | 134386.629 | 134386.629 | 134386.629 | 146388.9972 | 146388.9972 | 146388.9972 | 146388.9972 | 146388.9972
B | B006 | > 132 kV | 0 | 0 | 0 | 0 | 0 | 0 | 0 | 0 | 0 | 0 | 0 | 0 | 0 | 0 | 0 | 0 | 0 | 0 | 0 | 0 | 0 | 0 | 0 | 0 | 0 | 0 | 0 | 0 | 0 | 0 | 0 | 0 | 0 | 0 | 0 | 0 | [14 empty] | 0 | 0 | 0 | 0 | 0 | 0 | 0 | 0 |  | 0 | 0 | 0 | 0 | 0 | 0 | 0 | 0
B | B007 | Pole Tops Other | 0 | 0 | 0 | 0 | 0 | 0 | 0 | 0 | 0 | 0 | 0 | 0 | 0 | 0 | 0 | 0 | 0 | 0 | 0 | 0 | 0 | 0 | 0 | 0 | 0 | 0 | 0 | 0 | 0 | 0 | 0 | 0 | 0 | 0 | 0 | 0 | [14 empty] | 0 | 0 | 0 | 0 | 0 | 0 | 0 | 0 |  | 0 | 0 | 0 | 0 | 0 | 0 | 0 | 0
C | C001 | ˂ = 1 kV | 3967444 | 6027337 | 7542258 | 5393631.8509 | 8714389.4937 | 12840240.6642 | 18768696.3676 | 16524542.6924 | 21430571.0627 | 11549690.658 | 14061301.04 | 5338022.6009 | 7988818.8421 | 9895485.8469 | 6942233.8976 | 10988137.528 | 15936642.8009 | 23376185.61 | 19818855.5221 | 24214985.8833 | 12282644.7233 | 14262628.3587 | 48 | 102 | 66 | 107.4193 | 135.75 | 172.9399 | 245.854 | 311.3582 | 284.1018 | 97.199 | 139.6088 | 230.0008 | 280.438 | 284.1018 | 82655.0833 | 59091.5392 | 114276.6364 | 50210.9973 | 64194.3977 | 74246.8207 | 76340.8216 | 53072.4563 | 75432.7098 | 118825.2008 | 100719.2793 | 72979.9155 | 71470.6725 | 118825.2008 | 204.0755 | 260.6237 | 260.6237 | 331.6776 | 345.6075 | 354.8979 | 364.191 | 368.8385 | 59600.0706 | 14523353.024 | 16985838.8746 | 16985838.8746 | 20110987.7988 | 20717589.3026 | 21122155.9681 | 21526839.9714 | 21729222.4303
C | C021 | > 1 kV & < = 11 kV | 1535493 | 2584293 | 1407069 | 2323579.4665 | 2351204 | 2880704.9739 | 4473039.7939 | 5399061.7173 | 9599830.3715 | 18319582.2413 | 10418990.7888 | 2065938.7599 | 3425301.8558 | 1846082.6155 | 2990718.0508 | 2964677.3222 | 3575382.0653 | 5571117.2697 | 6475412.1262 | 10847109.7783 | 19482159.8959 | 10649857.2195 | 63 | 97 | 42 | 73.1567 | 87 | 100.6583 | 133.712 | 129.6723 | 259.5552 | 254.6838 | 286.645 | 142.1195 | 174.3132 | 259.5552 | 24372.9048 | 26642.1959 | 33501.6429 | 31761.6913 | 27025.3333 | 28618.6667 | 33452.7925 | 41636.1885 | 36985.7039 | 71930.685 | 36348.0646 | 46308.8606 | 51743.8863 | 71930.685 | 185.4875 | 169.2715 | 169.2715 | 218.5125 | 226.6065 | 232.0124 | 237.4254 | 240.1343 | 50880.1355 | 9676400.7699 | 8915969.3771 | 8915969.3771 | 11167478.9584 | 11547036.7912 | 11800542.043 | 12054377.5642 | 12181409.1325
C | C031 | ˃ 11 kV & < = 22 kV ; SWER | 386970 | 824940 | 603780 | 427709.4291 | 1092339 | 2898913.8779 | 1692631.9396 | 1825867.3841 | 2539931.7167 | 2058858.2727 | 4681412.0813 | 520651.2318 | 1093400.9855 | 792162.8304 | 550511.9702 | 1377350.7792 | 3597982.0153 | 2108152.7248 | 2189870.0958 | 2869938.0191 | 2189515.3254 | 4765222.8481 | 28 | 63 | 12 | 24.0503 | 79 | 153.4609 | 78.188 | 63.7403 | 63.735 | 59.7213 | 100.6277 | 87.6248 | 68.5544 | 63.735 | 13820.3571 | 13094.2857 | 50315 | 17783.9294 | 13827.0759 | 18890.2453 | 21648.2317 | 28645.4006 | 39851.4438 | 34474.4201 | 46522.1179 | 26301.3492 | 34320.3626 | 34474.4201 | 54.717 | 66.6935 | 66.6935 | 80.8701 | 86.404 | 90.0765 | 93.7373 | 95.5636 | 28859.0705 | 1894533.0264 | 2140289.2251 | 2140289.2251 | 2404387.6294 | 2517942.1205 | 2593302.3972 | 2668420.1178 | 2705895.3899
C | C041 | ˃ 11 kV & < = 22 kV ; Single-Phase | 0 | 0 | 0 | 0 | 0 | 0 | 0 | 0 | 0 | 0 | 0 | 0 | 0 | 0 | 0 | 0 | 0 | 0 | 0 | 0 | 0 | 0 | 0 | 0 | 0 | 0 | 0 | 0 | 0 | 0 | 0 | 0 | 0 | 0 | 0 | 0 | [14 empty] | 0 | 0 | 0 | 0 | 0 | 0 | 0 | 0 |  | 0 | 0 | 0 | 0 | 0 | 0 | 0 | 0
C | C051 | ˃ 11 kV & < = 22 kV ; Multiple-Phase | 437338 | 274441 | 350529 | 354835.765 | 441651 | 1245549.6428 | 558899.446 | 893618.7831 | 1836067.5992 | 4069540.2721 | 2188972.4249 | 588419.1757 | 363752.5879 | 459896.0627 | 456715.0566 | 556886.0482 | 1545911.8149 | 696102.5386 | 1071769.542 | 2074622.7837 | 4327797.0666 | 2226430.8679 | 19 | 37 | -4 | 16.2667 | 25 | 52.7294 | 45.0787 | 21.8407 | 39.7857 | 61.965 | 59.525 | 36.8869 | 35.5683 | 39.7857 | 23017.7895 | 7417.3243 | -87632.25 | 21813.6741 | 17666.04 | 23621.5489 | 12398.3136 | 40915.362 | 46148.9728 | 65674.8225 | 36774.0022 | 38860.4332 | 55013.7831 | 65674.8225 | 39.276 | 43.2409 | 43.2409 | 56.1526 | 58.1243 | 59.4417 | 60.7611 | 61.4215 | 44838.335 | 2140684.898 | 2246743.744 | 2246743.744 | 2572557.1323 | 2625299.2551 | 2660537.7851 | 2695830.8734 | 2713496.2146
C | C061 | > 22 kV & < = 66 kV | 607475 | 274798 | 81377 | 10688 | 34847 | 126115.7327 | 231829.4463 | 862982.0865 | 8965788.5292 | 7036715.0832 | 2862095.4181 | 817331.0775 | 364225.7667 | 106767.0917 | 13756.7038 | 43939.2374 | 156528.3266 | 288740.7874 | 1035025.1507 | 10130688.6332 | 7483271.539 | 2929777.6297 | 9 | 13 | 2 | 0 | 1 | 1.286 | 1.3257 | 14.144 | 9.4553 | 3.145 | 124.7657 | 5.4422 | 8.3083 | 9.4553 | 67497.2222 | 21138.3077 | 40688.5 |  | 34847 | 98067.4528 | 174877.6312 | 61014.005 | 948225.55 | 2237429.2301 | 22939.7679 | 586708.85 | 630619.0372 | 2237429.2301 | 8.7887 | 13.1992 | 11.1992 | 12.8159 | 13.2864 | 13.6002 | 13.9139 | 14.0709 | 327614.9373 | 2597669.0213 | 8727938.0204 | 5063806.8978 | 4128765.8175 | 4328505.1275 | 4461691.1624 | 4594895.6614 | 4661504.2073
C | C071 | > 66 kV & < = 132 kV | 0 | 0 | 429548 | 0 | 0 | -6906.83 | 0 | 2827.829 | 0 | 0 | 4406300.184 | 0 | 0 | 563569.4449 | 0 | 0 | -8572.4003 | 0 | 3391.5816 | 0 | 0 | 4525622.8743 | 0 | 0 | 1 | 0 | 0 | -0.2475 | 0 | 0 | 0 | 0 | 0.13333 | -0.0495 | 0 | 0 |  |  | 429548 |  |  | 27906.3836 |  |  |  |  | 33047251.7107 | 16480.812 |  |  | 0 | 0 | 0 | 0 | 0 | 0 | 0 | 0 |  | 0 | 0 | 0 | 0 | 0 | 0 | 0 | 0
C | C081 | > 132 kV | 0 | 0 | 0 | 0 | 0 | 0 | 0 | 0 | 0 | 0 | 0 | 0 | 0 | 0 | 0 | 0 | 0 | 0 | 0 | 0 | 0 | 0 | 0 | 0 | 0 | 0 | 0 | 0 | 0 | 0 | 0 | 0 | 0 | 0 | 0 | 0 | [14 empty] | 0 | 0 | 0 | 0 | 0 | 0 | 0 | 0 |  | 0 | 0 | 0 | 0 | 0 | 0 | 0 | 0
C | C091 | OH Conductor Other | 0 | 0 | 0 | 0 | 0 | 0 | 0 | 0 | 0 | 0 | 0 | 0 | 0 | 0 | 0 | 0 | 0 | 0 | 0 | 0 | 0 | 0 | 0 | 0 | 0 | 0 | 0 | 0 | 0 | 0 | 0 | 0 | 0 | 0 | 0 | 0 | [14 empty] | 0 | 0 | 0 | 0 | 0 | 0 | 0 | 0 |  | 0 | 0 | 0 | 0 | 0 | 0 | 0 | 0
D | D001 | ˂ = 1 kV | 749767 | 1618342 | 1893474 | 1523393.5398 | 1390163.6677 | 1575911.5422 | 3265911.0195 | 4374136.2634 | 4439821.4098 | 3935503.2921 | 7830182.5878 | 1008778.7481 | 2145000.5305 | 2484248.7712 | 1960785.3416 | 1752883.5013 | 1955939.9228 | 4067652.8983 | 5246158.7744 | 5016675.1249 | 4185253.9757 | 8045500.7017 | 4 | 6 | 10 | 7.0867 | 7.017 | 8.061 | 8.295 | 13.7137 | 15.67 | 6.733 | 10.9067 | 10.5513 | 12.5596 | 15.67 | 187441.75 | 269723.6667 | 189347.4 | 214966.1627 | 198113.6765 | 195497.7 | 393720.4349 | 318961.8335 | 283332.5729 | 584509.6173 | 717926.2737 | 335246.4581 | 353007.6867 | 584509.6173 | 9.6931 | 16.7101 | 17.7101 | 17.7101 | 18.7101 | 18.7101 | 19.7101 | 19.7101 | 294409.0622 | 2802215.4065 | 4907315.4046 | 5207315.4046 | 5207315.4046 | 5507315.4046 | 5507315.4046 | 5807315.4046 | 5807315.4046
D | D021 | > 1 kV & < = 11 kV | 509333 | 251119 | 789354 | 496868 | 602005 | 659068.2626 | 269170.4932 | 2014471.6378 | 813777.5654 | 131217.8168 | 0 | 685285.3034 | 332840.8879 | 1035636.985 | 639527.1252 | 759079.4211 | 818001.4501 | 335248.6122 | 2416074.2652 | 919509.4335 | 139545.021 | 0 | 1 | 2 | 2 | 1 | 3 | 0.95473 | -0.52633 | 1.743 | 1.6277 | -0.30233 | 0 | 1.3598 | 0.94811 | 1.6277 | 509333 | 125559.5 | 394677 | 496868 | 200668.3333 | 690318.9815 | -511406.8905 | 1155749.6487 | 499965.7208 | -434017.0508 |  | 1111811.7979 | 964519.3775 | -434017.0508 | 0.57253 | 2.0692 | 1.6702 | 1.6692 | 6.1942 | 1.6692 | 1.6692 | 8.1702 | 442966.4074 | 362587.2742 | 4149715.1048 | 3216573.8364 | 1688316.9457 | 1340086.8404 | 1493893.882 | 1689926.8306 | 2368920.7486
D | D031 | > 11 kV & < = 22 kV | 31728 | 475780 | 109674 | 75000 | 3020633.5125 | 139891.8649 | 1266352.5828 | 1570761.9579 | 863150.2403 | 838239.0653 | 2473996.0427 | 42688.6381 | 630613.5245 | 143892.9184 | 96533.7562 | 3808773.5786 | 173626.5495 | 1577226.9124 | 1883907.1606 | 975296.9635 | 891434.4926 | 2542027.1717 | 0 | 1 | 0 | 0 | 0.97633 | 0.26466 | 1.4727 | 1.9637 | 0.089667 | 1.081 | 7.444 | 0.9534 | 1.1753 | 0.089667 |  | 475780 |  |  | 3093854.7414 | 528571.9796 | 859904.4251 | 799912.7268 | 9626211.1444 | 775429.3012 | 332347.6706 | 960328.8647 | 1043970.4176 | 775429.3012 | 0.60136 | 0.60136 | 0.60136 | 0.60136 | 0.60136 | 0.60136 | 0.60136 | 0.60136 | 768568.0525 | 462182.6658 | 462182.6658 | 462182.6658 | 462182.6658 | 462182.6658 | 462182.6658 | 462182.6658 | 462182.6658
D | D041 | > 22 kV & < = 33 kV | 121670 | 324458 | 51175 | 12952 | 14507 | 5017.3599 | 3255112.6385 | 0 | 0 | 0 | 291113.6824 | 163701.6704 | 430046.6664 | 67141.8941 | 16670.7361 | 18292.149 | 6227.2877 | 4054203.6447 | 0 | 0 | 0 | 299118.866 | 0 | 0 | 0 | 0 | 0 | 0.09471 | 0.32733 | 0 | 0 | 0 | 0.20667 | 0.084409 | 0.10911 | 0 | [5 empty] | 52976.0299 | 9944335.9427 |  |  |  | 1408614.5627 | 7724633.2608 |  |  | 0 | 0 | 0 | 0 | 0 | 0 | 0 | 0.2 | 422577.2816 | 0 | 0 | 0 | 0 | 0 | 4385.1251 | 12738.0661 | 67392.2651
D | D051 | > 33 kV & < = 66 kV | 0 | 0 | 0 | 0 | 0 | 0 | 0 | 0 | 0 | 0 | 0 | 0 | 0 | 0 | 0 | 0 | 0 | 0 | 0 | 0 | 0 | 0 | 0 | 0 | 0 | 0 | 0 | 0 | 0 | 0 | 0 | 0 | 0 | 0 | 0 | 0 | [14 empty] | 0 | 0 | 0 | 0 | 0 | 0 | 0 | 0 |  | 0 | 0 | 0 | 0 | 0 | 0 | 0 | 0
D | D061 | > 66 kV & < = 132 kV | 0 | 0 | 0 | 0 | 0 | 0 | 0 | 0 | 0 | 0 | 0 | 0 | 0 | 0 | 0 | 0 | 0 | 0 | 0 | 0 | 0 | 0 | 0 | 0 | 0 | 0 | 0 | 0 | 0 | 0 | 0 | 0 | 0 | 0 | 0 | 0 | [14 empty] | 0 | 0 | 0 | 0 | 0 | 0 | 0 | 0 |  | 0 | 0 | 0 | 0 | 0 | 0 | 0 | 0
D | D071 | > 132 kV | 0 | 0 | 0 | 0 | 0 | 0 | 0 | 0 | 0 | 0 | 0 | 0 | 0 | 0 | 0 | 0 | 0 | 0 | 0 | 0 | 0 | 0 | 0 | 0 | 0 | 0 | 0 | 0 | 0 | 0 | 0 | 0 | 0 | 0 | 0 | 0 | [14 empty] | 0 | 0 | 0 | 0 | 0 | 0 | 0 | 0 |  | 0 | 0 | 0 | 0 | 0 | 0 | 0 | 0
D | D081 | UG Cables Other | 0 | 0 | 0 | 0 | 0 | 0 | 0 | 0 | 0 | 0 | 0 | 0 | 0 | 0 | 0 | 0 | 0 | 0 | 0 | 0 | 0 | 0 | 0 | 0 | 0 | 0 | 0 | 0 | 0 | 0 | 0 | 0 | 0 | 0 | 0 | 0 | [14 empty] | 0 | 0 | 0 | 0 | 0 | 0 | 0 | 0 |  | 0 | 0 | 0 | 0 | 0 | 0 | 0 | 0
E | E001 | ˂ = 11 kV ; Residential ; Simple Type | 1954633 | 6388028 | 3981781 | 3662014.98 | 3255307.9145 | 7169379.0419 | 10976147.4605 | 0 | 14365479.5346 | 18306562.9367 | 21874760.5529 | 2629873.3216 | 8466889.8471 | 5224119.5582 | 4713440.8189 | 4104678.9435 | 8898262.5703 | 13670659.6608 | 0 | 16231946.5552 | 19468314.3742 | 22476283.2035 | 4201 | 8899 | 4513 | 4116.46 | 5247.0583 | 9771.4498 | 13949.4045 | 0 | 13752.6248 | 18445.9636 | 13438.7361 | 8544.1075 | 9234.0098 | 13752.6248 | 465.278 | 717.8366 | 882.2914 | 889.603 | 620.4063 | 733.7068 | 786.8542 |  | 1044.5627 | 992.4428 | 1627.7394 | 908.7639 | 1014.7042 | 992.4428 | 16597.4028 | 16774.9264 | 16774.9264 | 17315.7706 | 17428.5398 | 17503.7192 | 17578.8986 | 17616.4884 | 1055.3437 | 17325407.5397 | 17550710.6755 | 17550710.6755 | 18237120.3338 | 18380240.7409 | 18475654.3456 | 18571067.9504 | 18618774.7528
E | E002 | ˂ = 11 kV ; Commercial & Industrial ; Simple Type | 2076776 | 1977268 | 2249459 | 1526470 | 2084207.8325 | 0 | 0 | 8732459.3558 | 0 | 10701866.6328 | 11714354.37 | 2794211.3928 | 2620732.1499 | 2951303.1373 | 1964745.1051 | 2628016.8355 | 0 | 0 | 10473351.8831 | 0 | 11381017.0002 | 12036481.3013 | 1323 | 1994 | 1603 | 1348 | 1789.5 | 0 | 0 | 1242.4622 | 0 | 1225.5064 | 1338.144 | 606.3924 | 414.1541 | 0 | 1569.7475 | 991.6088 | 1403.2807 | 1132.3961 | 1164.6872 |  |  | 7028.3502 |  | 8732.6077 | 8754.1808 | 7874.6245 | 7874.6245 | 8732.6077 | 740.9547 | 733.5407 | 733.5407 | 757.6745 | 762.7065 | 766.0612 | 769.4159 | 771.0933 | 7826.7259 | 5798597.5366 | 5740372.6579 | 5740372.6579 | 5929904.9438 | 5969423.528 | 5995769.2508 | 6022114.9737 | 6035287.8351
E | E003 | ˂ = 11 kV ; Residential ; Complex Type | 115343 | 42947 | 109356 | 141142 | 34386 | 0 | 0 | 0 | 0 | 0 | 0 | 155188.9682 | 56923.2818 | 143475.7005 | 181666.2323 | 43357.9538 | 0 | 0 | 0 | 0 | 0 | 0 | 90 | 23 | 44 | 58 | 31 | 0 | 0 | 0 | 0 | 0 | 0 | 6.2 | 0 | 0 | 1281.5889 | 1867.2609 | 2485.3636 | 2433.4828 | 1109.2258 | [9 empty] | 0 | 0 | 0 | 0 | 0 | 0 | 0 | 0 |  | 0 | 0 | 0 | 0 | 0 | 0 | 0 | 0
E | E004 | ˂ = 11 kV ; Commercial & Industrial ; Complex Type | 0 | 0 | 0 | 0 | 0 | 0 | 0 | 0 | 0 | 0 | 0 | 0 | 0 | 0 | 0 | 0 | 0 | 0 | 0 | 0 | 0 | 0 | 0 | 0 | 0 | 0 | 0 | 0 | 0 | 0 | 0 | 0 | 0 | 0 | 0 | 0 | [14 empty] | 0 | 0 | 0 | 0 | 0 | 0 | 0 | 0 |  | 0 | 0 | 0 | 0 | 0 | 0 | 0 | 0
E | E005 | ˂ = 11 kV ; Subdivision ; Complex Type | 0 | 0 | 0 | 0 | 0 | 0 | 0 | 0 | 0 | 0 | 0 | 0 | 0 | 0 | 0 | 0 | 0 | 0 | 0 | 0 | 0 | 0 | 0 | 0 | 0 | 0 | 0 | 0 | 0 | 0 | 0 | 0 | 0 | 0 | 0 | 0 | [14 empty] | 0 | 0 | 0 | 0 | 0 | 0 | 0 | 0 |  | 0 | 0 | 0 | 0 | 0 | 0 | 0 | 0
E | E006 | > 11 kV & < = 22 kV ; Commercial & Industrial | 0 | 0 | 0 | 0 | 0 | 0 | 0 | 0 | 0 | 0 | 0 | 0 | 0 | 0 | 0 | 0 | 0 | 0 | 0 | 0 | 0 | 0 | 0 | 0 | 0 | 0 | 0 | 0 | 0 | 0 | 0 | 0 | 0 | 0 | 0 | 0 | [14 empty] | 0 | 0 | 0 | 0 | 0 | 0 | 0 | 0 |  | 0 | 0 | 0 | 0 | 0 | 0 | 0 | 0
E | E007 | > 11 kV & < = 22 kV ; Subdivision | 0 | 0 | 0 | 0 | 0 | 0 | 0 | 0 | 0 | 0 | 0 | 0 | 0 | 0 | 0 | 0 | 0 | 0 | 0 | 0 | 0 | 0 | 0 | 0 | 0 | 0 | 0 | 0 | 0 | 0 | 0 | 0 | 0 | 0 | 0 | 0 | [14 empty] | 0 | 0 | 0 | 0 | 0 | 0 | 0 | 0 |  | 0 | 0 | 0 | 0 | 0 | 0 | 0 | 0
E | E008 | > 22 kV & < = 33 kV ; Commercial & Industrial | 0 | 0 | 0 | 0 | 0 | 0 | 0 | 0 | 0 | 0 | 0 | 0 | 0 | 0 | 0 | 0 | 0 | 0 | 0 | 0 | 0 | 0 | 0 | 0 | 0 | 0 | 0 | 0 | 0 | 0 | 0 | 0 | 0 | 0 | 0 | 0 | [14 empty] | 0 | 0 | 0 | 0 | 0 | 0 | 0 | 0 |  | 0 | 0 | 0 | 0 | 0 | 0 | 0 | 0
E | E009 | > 22 kV & < = 33 kV ; Subdivision | 0 | 0 | 0 | 0 | 0 | 0 | 0 | 0 | 0 | 0 | 0 | 0 | 0 | 0 | 0 | 0 | 0 | 0 | 0 | 0 | 0 | 0 | 0 | 0 | 0 | 0 | 0 | 0 | 0 | 0 | 0 | 0 | 0 | 0 | 0 | 0 | [14 empty] | 0 | 0 | 0 | 0 | 0 | 0 | 0 | 0 |  | 0 | 0 | 0 | 0 | 0 | 0 | 0 | 0
E | E010 | > 33 kV & < = 66 kV ; Commercial & Industrial | 0 | 0 | 0 | 0 | 0 | 0 | 0 | 0 | 0 | 0 | 0 | 0 | 0 | 0 | 0 | 0 | 0 | 0 | 0 | 0 | 0 | 0 | 0 | 0 | 0 | 0 | 0 | 0 | 0 | 0 | 0 | 0 | 0 | 0 | 0 | 0 | [14 empty] | 0 | 0 | 0 | 0 | 0 | 0 | 0 | 0 |  | 0 | 0 | 0 | 0 | 0 | 0 | 0 | 0
E | E011 | > 33 kV & < = 66 kV ; Subdivision | 0 | 0 | 0 | 0 | 0 | 0 | 0 | 0 | 0 | 0 | 0 | 0 | 0 | 0 | 0 | 0 | 0 | 0 | 0 | 0 | 0 | 0 | 0 | 0 | 0 | 0 | 0 | 0 | 0 | 0 | 0 | 0 | 0 | 0 | 0 | 0 | [14 empty] | 0 | 0 | 0 | 0 | 0 | 0 | 0 | 0 |  | 0 | 0 | 0 | 0 | 0 | 0 | 0 | 0
E | E012 | > 66 kV & < = 132 kV ; Commercial & Industrial | 0 | 0 | 0 | 0 | 0 | 0 | 0 | 0 | 0 | 0 | 0 | 0 | 0 | 0 | 0 | 0 | 0 | 0 | 0 | 0 | 0 | 0 | 0 | 0 | 0 | 0 | 0 | 0 | 0 | 0 | 0 | 0 | 0 | 0 | 0 | 0 | [14 empty] | 0 | 0 | 0 | 0 | 0 | 0 | 0 | 0 |  | 0 | 0 | 0 | 0 | 0 | 0 | 0 | 0
E | E013 | > 66 kV & < = 132 kV ; Subdivision | 0 | 0 | 0 | 0 | 0 | 0 | 0 | 0 | 0 | 0 | 0 | 0 | 0 | 0 | 0 | 0 | 0 | 0 | 0 | 0 | 0 | 0 | 0 | 0 | 0 | 0 | 0 | 0 | 0 | 0 | 0 | 0 | 0 | 0 | 0 | 0 | [14 empty] | 0 | 0 | 0 | 0 | 0 | 0 | 0 | 0 |  | 0 | 0 | 0 | 0 | 0 | 0 | 0 | 0
E | E014 | > 132 kV ; Commercial & Industrial | 0 | 0 | 0 | 0 | 0 | 0 | 0 | 0 | 0 | 0 | 0 | 0 | 0 | 0 | 0 | 0 | 0 | 0 | 0 | 0 | 0 | 0 | 0 | 0 | 0 | 0 | 0 | 0 | 0 | 0 | 0 | 0 | 0 | 0 | 0 | 0 | [14 empty] | 0 | 0 | 0 | 0 | 0 | 0 | 0 | 0 |  | 0 | 0 | 0 | 0 | 0 | 0 | 0 | 0
E | E015 | > 132 kV ; Subdivision | 0 | 0 | 0 | 0 | 0 | 0 | 0 | 0 | 0 | 0 | 0 | 0 | 0 | 0 | 0 | 0 | 0 | 0 | 0 | 0 | 0 | 0 | 0 | 0 | 0 | 0 | 0 | 0 | 0 | 0 | 0 | 0 | 0 | 0 | 0 | 0 | [14 empty] | 0 | 0 | 0 | 0 | 0 | 0 | 0 | 0 |  | 0 | 0 | 0 | 0 | 0 | 0 | 0 | 0
E | E016 | Service Lines Other | 0 | 0 | 0 | 0 | 0 | 0 | 0 | 0 | 0 | 0 | 0 | 0 | 0 | 0 | 0 | 0 | 0 | 0 | 0 | 0 | 0 | 0 | 0 | 0 | 0 | 0 | 0 | 0 | 0 | 0 | 0 | 0 | 0 | 0 | 0 | 0 | [14 empty] | 0 | 0 | 0 | 0 | 0 | 0 | 0 | 0 |  | 0 | 0 | 0 | 0 | 0 | 0 | 0 | 0
F | F001 | Pole Mounted ; < = 22kV ; < = 60 kVA ; Single Phase | 6000816 | 8941752 | 9312325 | 9096562.6696 | 7993887 | 10843459.0092 | 14652031.354 | 9931849.6962 | 11920492.0075 | 11840264.7822 | 11997006.6936 | 8073835.8076 | 11851674.6051 | 12217823.9248 | 11708338.1778 | 10079642.3895 | 13458340.6553 | 18248928.8433 | 11911851.2301 | 13469288.5616 | 12591658.9505 | 12326906.134 | 585 | 813 | 714 | 584 | 724 | 841 | 1035 | 916 | 876 | 572 | 573 | 878.4 | 942.3333 | 876 | 10257.8051 | 10998.4649 | 13042.472 | 15576.3059 | 11041.2804 | 12893.5303 | 14156.552 | 10842.6307 | 13607.8676 | 20699.7636 | 20937.1845 | 13959.4568 | 14252.3716 | 20699.7636 | 743.8 | 699.1146 | 699.1146 | 380.8384 | 383.4527 | 385.1955 | 386.9384 | 387.8098 | 11916.4591 | 10133777.6072 | 9337924.015 | 9337924.015 | 4514620.0534 | 4561180.8406 | 4592221.3655 | 4623261.8904 | 4638782.1528
F | F002 | Pole Mounted ; < = 22kV ; > 60 kVA and < = 600 kVA ; Single Phase | 587123 | 1166658 | 934074 | 2933777.4741 | 724408 | 801228.4653 | 1363343.0333 | 1262600.1785 | 1129862.4041 | 1119365.1202 | 1027137.1868 | 789948.3505 | 1546324.5896 | 1225510.4568 | 3776114.1271 | 913419.6648 | 994443.3432 | 1698027.3521 | 1514310.6218 | 1276662.3011 | 1190401.0674 | 1055381.8974 | 19 | 36 | 24 | 15 | 15 | 18 | 21 | 24 | 23 | 20 | 13 | 20.2 | 22.6667 | 23 | 30901.2105 | 32407.1667 | 38919.75 | 195585.1649 | 48293.8667 | 44512.6925 | 64921.0968 | 52608.3408 | 49124.4524 | 55968.256 | 79010.5528 | 53550.9359 | 52415.3388 | 55968.256 | 22.3333 | 21.9011 | 21.9011 | 17.2803 | 17.2955 | 17.3057 | 17.3158 | 17.3209 | 41450.7191 | 1170609.2343 | 1158385.2211 | 1158385.2211 | 716589.4384 | 717019.2453 | 717305.7833 | 717592.3212 | 717735.5902
F | F003 | Pole Mounted ; < = 22kV ; > 600 kVA ; Single Phase | 0 | 0 | 0 | 0 | 0 | 0 | 0 | 0 | 0 | 0 | 0 | 0 | 0 | 0 | 0 | 0 | 0 | 0 | 0 | 0 | 0 | 0 | 0 | 0 | 0 | 0 | 0 | 0 | 0 | 0 | 0 | 0 | 0 | 0 | 0 | 0 | [14 empty] | 0 | 0 | 0 | 0 | 0 | 0 | 0 | 0 |  | 0 | 0 | 0 | 0 | 0 | 0 | 0 | 0
F | F004 | Pole Mounted ; < = 22kV ; < = 60 kVA ; Multiple Phase | 2210010 | 6092017 | 3875970 | 3568750.4457 | 3431686 | 4691215.8412 | 8154741.8974 | 5212263.7939 | 5677914.2131 | 6931647.4132 | 9894472.3679 | 2973471.92 | 8074547.7142 | 5085294.918 | 4593398.4746 | 4327077.3871 | 5822494.5403 | 10156632.9627 | 6251374.3949 | 6415629.9015 | 7371536.1773 | 10166555.3117 | 153 | 282 | 195 | 174 | 193 | 254 | 353 | 331 | 257 | 222 | 191 | 277.6 | 313.6667 | 257 | 14444.5098 | 21602.8972 | 19876.7692 | 20510.06 | 17780.7565 | 18469.3537 | 23101.2518 | 15747.0205 | 22093.0514 | 31223.637 | 51803.5203 | 21642.7545 | 22002.2536 | 31223.637 | 254.8667 | 224.8914 | 224.8914 | 127.8231 | 129.381 | 130.4197 | 131.4583 | 131.9776 | 18857.2577 | 5456705.0307 | 4769452.4955 | 4769452.4955 | 2400670.5675 | 2436389.6931 | 2460202.4435 | 2484015.194 | 2495921.5692
F | F005 | Pole Mounted ; < = 22kV ; > 60 kVA and < = 600 kVA ; Multiple Phase | 12715638 | 15309940 | 15988364 | 16245684.3297 | 17304723 | 20738184.0405 | 30859728.6254 | 21468528.2121 | 26617056.5805 | 27122530.9448 | 26816914.6375 | 17108335.4998 | 20292267.9026 | 20976825.4649 | 20910092.4129 | 21819850.5295 | 25739161.7521 | 38435420.878 | 25748468.0109 | 30075337.1185 | 28843751.8766 | 27554339.01 | 410 | 515 | 484 | 381 | 494 | 550 | 776 | 715 | 660 | 471 | 344 | 639 | 717 | 660 | 31013.7512 | 29728.0388 | 33033.8099 | 42639.5914 | 35029.8036 | 37705.7892 | 39767.6915 | 30025.9136 | 40328.8736 | 57584.9914 | 77956.1472 | 39976.6798 | 40741.1245 | 57584.9914 | 589.9333 | 541.4767 | 541.4767 | 285.7816 | 287.8487 | 289.2268 | 290.6048 | 291.2939 | 34192.0659 | 23449991.2086 | 21547447.7141 | 21547447.7141 | 9755391.012 | 9836551.4088 | 9890658.34 | 9944765.2712 | 9971818.7368
F | F006 | Pole Mounted ; < = 22kV ; > 600 kVA ; Multiple Phase | 1287156 | 3108436 | 2692976 | 2122399 | 2895308 | 3850324.9223 | 4745445.1242 | 4133823.4022 | 4333136.9169 | 3359075.9354 | 3080720.9838 | 1731812.174 | 4120017.196 | 3533199.9905 | 2731775.3027 | 3650748.284 | 4778824.2104 | 5910394.8325 | 4957937.432 | 4896129.411 | 3572246.0051 | 3165436.126 | 35 | 79 | 59 | 39 | 39 | 45 | 40 | 65 | 74 | 59 | 69 | 52.6 | 59.6667 | 74 | 36775.8857 | 39347.2911 | 45643.661 | 54420.4872 | 74238.6667 | 85562.7761 | 118636.1281 | 63597.2831 | 58555.9043 | 56933.4904 | 44648.1302 | 72161.8597 | 59727.4558 | 56933.4904 | 66 | 66 | 66 | 57.7924 | 57.7924 | 57.7924 | 57.7924 | 57.7924 | 51654.2235 | 3942012.0848 | 3942012.0848 | 3942012.0848 | 2985222.6211 | 2985222.6211 | 2985222.6211 | 2985222.6211 | 2985222.6211
F | F007 | Kiosk Mounted ; < = 22kV ; < = 60 kVA ; Single Phase | 0 | 0 | 0 | 0 | 0 | 0 | 0 | 0 | 0 | 0 | 0 | 0 | 0 | 0 | 0 | 0 | 0 | 0 | 0 | 0 | 0 | 0 | 0 | 0 | 0 | 0 | 0 | 0 | 0 | 0 | 0 | 0 | 0 | 0 | 0 | 0 | [14 empty] | 0 | 0 | 0 | 0 | 0 | 0 | 0 | 0 |  | 0 | 0 | 0 | 0 | 0 | 0 | 0 | 0
F | F008 | Kiosk Mounted ; < = 22kV ; > 60 kVA and < = 600 kVA ; Single Phase | 0 | 0 | 0 | 0 | 0 | 0 | 0 | 0 | 0 | 0 | 0 | 0 | 0 | 0 | 0 | 0 | 0 | 0 | 0 | 0 | 0 | 0 | 0 | 0 | 0 | 0 | 0 | 0 | 0 | 0 | 0 | 0 | 0 | 0 | 0 | 0 | [14 empty] | 0 | 0 | 0 | 0 | 0 | 0 | 0 | 0 |  | 0 | 0 | 0 | 0 | 0 | 0 | 0 | 0
F | F009 | Kiosk Mounted ; < = 22kV ; > 600 kVA ; Single Phase | 0 | 0 | 0 | 0 | 0 | 0 | 0 | 0 | 0 | 0 | 0 | 0 | 0 | 0 | 0 | 0 | 0 | 0 | 0 | 0 | 0 | 0 | 0 | 0 | 0 | 0 | 0 | 0 | 0 | 0 | 0 | 0 | 0 | 0 | 0 | 0 | [14 empty] | 0 | 0 | 0 | 0 | 0 | 0 | 0 | 0 |  | 0 | 0 | 0 | 0 | 0 | 0 | 0 | 0
F | F010 | Kiosk Mounted ; < = 22kV ; < = 60 kVA ; Multiple Phase | 0 | 0 | 0 | 0 | 0 | 0 | 0 | 0 | 0 | 0 | 0 | 0 | 0 | 0 | 0 | 0 | 0 | 0 | 0 | 0 | 0 | 0 | 0 | 0 | 0 | 0 | 0 | 0 | 0 | 0 | 0 | 0 | 0 | 0 | 0 | 0 | [14 empty] | 0 | 0 | 0 | 0 | 0 | 0 | 0 | 0 |  | 0 | 0 | 0 | 0 | 0 | 0 | 0 | 0
F | F011 | Kiosk Mounted ; < = 22kV ; > 60 kVA and < = 600 kVA ; Multiple Phase | 957269 | 6980790 | 3204121 | 2454860 | 3798580 | 5762934.3257 | 4115054.0009 | 7634899.2763 | 8367413.4909 | 7465331.9369 | 8828575.6664 | 1287963.6252 | 9252554.9318 | 4203825.1684 | 3159691.4244 | 4789700.9287 | 7152656.1094 | 5125250.2698 | 9156983.5547 | 9454568.3812 | 7939088.8152 | 9071348.0717 | 12 | 20 | 21 | 10 | 21 | 24 | 26 | 65 | 99 | 96 | 84 | 47 | 63.3333 | 99 | 79772.4167 | 349039.5 | 152577.1905 | 245486 | 180884.7619 | 240122.2636 | 158271.3077 | 117459.9889 | 84519.3282 | 77763.8743 | 105102.0913 | 107566.5582 | 90260.1719 | 77763.8743 | 63.2 | 64.2 | 63.2 | 54.3184 | 54.3184 | 54.3184 | 54.3184 | 54.3184 | 94108.8684 | 6264189.0459 | 6355722.2333 | 6264189.0459 | 5111845.6581 | 5111845.6581 | 5111845.6581 | 5111845.6581 | 5111845.6581
F | F012 | Kiosk Mounted ; < = 22kV ; > 600 kVA ; Multiple Phase | 871387 | 551584 | 572502 | 1322749 | 1607523 | 1784656.6066 | 994565.9457 | 1350642.4116 | 917905.9605 | 2022024.0671 | 3236790.5213 | 1172413.1456 | 731086.4901 | 751125.9146 | 1702532.3937 | 2026955.9693 | 2215023.5034 | 1238719.9246 | 1619904.8479 | 1037166.943 | 2150343.587 | 3325797.3385 | 6 | 4 | 4 | 6 | 10 | 8 | 8 | 16 | 8 | 16 | 9 | 10 | 10.6667 | 8 | 145231.1667 | 137896 | 143125.5 | 220458.1667 | 160752.3 | 223082.0758 | 124320.7432 | 84415.1507 | 114738.2451 | 126376.5042 | 359643.3913 | 126246.3391 | 107264.311 | 126376.5042 | 12 | 12 | 12 | 10.213 | 10.213 | 10.213 | 10.213 | 10.213 | 110469.6295 | 1345896.1236 | 1345896.1236 | 1345896.1236 | 1128227.0982 | 1128227.0982 | 1128227.0982 | 1128227.0982 | 1128227.0982
F | F013 | Ground Outdoor / Indoor Chamber Mounted; ˂ 22 kV ; < = 60 kVA ; Single Phase | 0 | 0 | 0 | 0 | 0 | 0 | 0 | 0 | 0 | 0 | 0 | 0 | 0 | 0 | 0 | 0 | 0 | 0 | 0 | 0 | 0 | 0 | 0 | 0 | 0 | 0 | 0 | 0 | 0 | 0 | 0 | 0 | 0 | 0 | 0 | 0 | [14 empty] | 0 | 0 | 0 | 0 | 0 | 0 | 0 | 0 |  | 0 | 0 | 0 | 0 | 0 | 0 | 0 | 0
F | F014 | Ground Outdoor / Indoor Chamber Mounted; ˂ 22 kV ; > 60 kVA and < = 600 kVA ; Single Phase | 0 | 0 | 0 | 0 | 0 | 0 | 0 | 0 | 0 | 0 | 0 | 0 | 0 | 0 | 0 | 0 | 0 | 0 | 0 | 0 | 0 | 0 | 0 | 0 | 0 | 0 | 0 | 0 | 0 | 0 | 0 | 0 | 0 | 0 | 0 | 0 | [14 empty] | 0 | 0 | 0 | 0 | 0 | 0 | 0 | 0 |  | 0 | 0 | 0 | 0 | 0 | 0 | 0 | 0
F | F015 | Ground Outdoor / Indoor Chamber Mounted; ˂ 22 kV ; > 600 kVA ; Single Phase | 0 | 0 | 0 | 0 | 0 | 0 | 0 | 0 | 0 | 0 | 0 | 0 | 0 | 0 | 0 | 0 | 0 | 0 | 0 | 0 | 0 | 0 | 0 | 0 | 0 | 0 | 0 | 0 | 0 | 0 | 0 | 0 | 0 | 0 | 0 | 0 | [14 empty] | 0 | 0 | 0 | 0 | 0 | 0 | 0 | 0 |  | 0 | 0 | 0 | 0 | 0 | 0 | 0 | 0
F | F016 | Ground Outdoor / Indoor Chamber Mounted; ˂ 22 kV ; < = 60 kVA ; Multiple Phase | 0 | 0 | 0 | 0 | 0 | 0 | 0 | 0 | 0 | 0 | 0 | 0 | 0 | 0 | 0 | 0 | 0 | 0 | 0 | 0 | 0 | 0 | 0 | 0 | 0 | 0 | 0 | 0 | 0 | 0 | 0 | 0 | 0 | 0 | 0 | 0 | [14 empty] | 0 | 0 | 0 | 0 | 0 | 0 | 0 | 0 |  | 0 | 0 | 0 | 0 | 0 | 0 | 0 | 0
F | F017 | Ground Outdoor / Indoor Chamber Mounted; ˂ 22 kV ; > 60 kVA and < = 600 kVA ; Multiple Phase | 0 | 0 | 154498 | 61598 | 26374 | 209260.36 | 198170.0973 | 49884.6 | 51271.75 | 95340.15 | 0 | 0 | 0 | 202702.264 | 79283.8176 | 33255.4724 | 259723.139 | 246818.473 | 59829.5335 | 57933.3467 | 101390.5242 | 0 | 0 | 0 | 3 | 1 | 1 | 1 | 0 | 2 | 1 | 3 | 0 | 1 | 1 | 1 |  |  | 51499.3333 | 61598 | 26374 | 209260.36 |  | 24942.3 | 51271.75 | 31780.05 |  | 86275.2796 | 32749.4167 | 31780.05 | 2 | 2 | 2 | 1.6081 | 1.6081 | 1.6081 | 1.6081 | 1.6081 | 31191.4127 | 65498.8333 | 65498.8333 | 65498.8333 | 50159.2816 | 50159.2816 | 50159.2816 | 50159.2816 | 50159.2816
F | F018 | Ground Outdoor / Indoor Chamber Mounted; ˂ 22 kV ; > 600 kVA ; Multiple Phase | 0 | 190050 | 70254 | 83179 | 148721 | 432277.4833 | 638491.6726 | 32120.95 | 73500.628 | 136859.0641 | 91035.4735 | 0 | 251898.1469 | 92173.6518 | 107061.0841 | 187525.1046 | 536520.4611 | 795233.6996 | 38524.5437 | 83050.3613 | 145544.267 | 93538.8106 | 0 | 2 | 1 | 1 | 2 | 4 | 2 | 1 | 2 | 3 | 1 | 2.2 | 1.6667 | 2 |  | 95025 | 70254 | 83179 | 74360.5 | 108069.3708 | 319245.8363 | 32120.95 | 36750.314 | 45619.688 | 91035.4735 | 109437.4832 | 40413.4403 | 45619.688 | 2 | 2 | 2 | 1.6081 | 1.6081 | 1.6081 | 1.6081 | 1.6081 | 41450.1778 | 80826.8807 | 80826.8807 | 80826.8807 | 66656.5238 | 66656.5238 | 66656.5238 | 66656.5238 | 66656.5238
F | F019 | Ground Outdoor / Indoor Chamber Mounted; > = 22 kV & < = 33 kV ; < = 15 MVA | 0 | 80744 | 200271 | 0 | 0 | 125300.5969 | 0 | 181400.897 | 0 | 0 | 0 | 0 | 107020.5944 | 262756.7031 | 0 | 0 | 155516.6221 | 0 | 217564.7603 | 0 | 0 | 0 | 0 | 1 | 3 | 0 | 0 | 1 | 0 | 2 | 0 | 0 | 0 | 0.6 | 0.66667 | 0 |  | 80744 | 66757 |  |  | 125300.5969 |  | 90700.4485 |  |  |  | 102233.8313 | 90700.4485 |  | 0.66667 | 0.66667 | 0.66667 | 0.56739 | 0.56739 | 5.5674 | 4.5674 | 1.5674 | 2166607.2508 | 103209.5238 | 424987.9369 | 1512278.8828 | 3682314.1306 | 4572580.9525 | 5781004.5321 | 4534277.0156 | 9242444.489
F | F020 | Ground Outdoor / Indoor Chamber Mounted; > = 22 kV & < = 33 kV ; > 15 MVA and < = 40 MVA | 0 | 0 | 0 | 0 | 0 | 0 | 0 | 0 | 0 | 0 | 0 | 0 | 0 | 0 | 0 | 0 | 0 | 0 | 0 | 0 | 0 | 0 | 0 | 0 | 0 | 0 | 0 | 0 | 0 | 0 | 0 | 0 | 0 | 0 | 0 | 0 | [14 empty] | 0 | 0 | 0 | 0 | 0 | 0 | 0 | 0 |  | 10416.8955 | 931676.5212 | 0 | 0 | 0 | 0 | 0 | 0
F | F021 | Ground Outdoor / Indoor Chamber Mounted; > = 22 kV & < = 33 kV ; > 40 MVA | 0 | 0 | 0 | 0 | 0 | 0 | 0 | 0 | 0 | 0 | 0 | 0 | 0 | 0 | 0 | 0 | 0 | 0 | 0 | 0 | 0 | 0 | 0 | 0 | 0 | 0 | 0 | 0 | 0 | 0 | 0 | 0 | 0 | 0 | 0 | 0 | [14 empty] | 0 | 0 | 0 | 0 | 0 | 0 | 0 | 0 |  | 0 | 0 | 0 | 0 | 0 | 0 | 0 | 0
F | F022 | Ground Outdoor / Indoor Chamber Mounted; > 33 kV & < = 66 kV ; < = 15 MVA | 0 | 0 | 0 | 0 | 0 | 0 | 0 | 0 | 0 | 0 | 0 | 0 | 0 | 0 | 0 | 0 | 0 | 0 | 0 | 0 | 0 | 0 | 0 | 0 | 0 | 0 | 0 | 0 | 0 | 0 | 0 | 0 | 0 | 0 | 0 | 0 | [14 empty] | 0 | 0 | 1 | 0 | 4 | 6 | 1 | 8 | 2189093.2737 | 0 | 12598.8326 | 191145.4253 | 5050947.0776 | 6532545.7727 | 7229526.3177 | 11648819.245 | 11130933.7871
F | F023 | Ground Outdoor / Indoor Chamber Mounted; > 33 kV & < = 66 kV ; > 15 MVA and < = 40 MVA | 0 | 0 | 0 | 0 | 0 | 0 | 0 | 0 | 0 | 0 | 0 | 0 | 0 | 0 | 0 | 0 | 0 | 0 | 0 | 0 | 0 | 0 | 0 | 0 | 0 | 0 | 0 | 0 | 0 | 0 | 0 | 0 | 0 | 0 | 0 | 0 | [14 empty] | 0 | 0 | 0 | 3 | 1 | 3 | 1 | 0 | 1190747.5936 | 3120719.455 | 9350792.6917 | 5410969.5585 | 1871501.9804 | 2138736.6748 | 1752973.4284 | 2906945.5614 | 855823.1039
F | F024 | Ground Outdoor / Indoor Chamber Mounted; > 33 kV & < = 66 kV ; > 40 MVA | 0 | 0 | 0 | 0 | 0 | 0 | 0 | 0 | 0 | 0 | 0 | 0 | 0 | 0 | 0 | 0 | 0 | 0 | 0 | 0 | 0 | 0 | 0 | 0 | 0 | 0 | 0 | 0 | 0 | 0 | 0 | 0 | 0 | 0 | 0 | 0 | [14 empty] | 0 | 0 | 0 | 0 | 0 | 0 | 0 | 0 |  | 0 | 0 | 0 | 0 | 0 | 0 | 0 | 0
F | F025 | Ground Outdoor / Indoor Chamber Mounted; > 66 kV & < = 132 kV ; < = 100 MVA | 0 | 0 | 0 | 0 | 0 | 0 | 0 | 0 | 0 | 0 | 0 | 0 | 0 | 0 | 0 | 0 | 0 | 0 | 0 | 0 | 0 | 0 | 0 | 0 | 0 | 0 | 0 | 0 | 0 | 0 | 0 | 0 | 0 | 0 | 0 | 0 | [14 empty] | 0 | 0 | 2 | 1 | 0 | 0 | 0 | 2 | 2382037.282 | 1587337.3802 | 3500514.1855 | 1561980.3317 | 10843.9214 | 15972.5781 | 586977.2334 | 2032809.6062 | 4499508.507
F | F026 | Ground Outdoor / Indoor Chamber Mounted; > 66 kV & < = 132 kV ; > 100 MVA | 0 | 0 | 0 | 0 | 0 | 0 | 0 | 0 | 0 | 0 | 0 | 0 | 0 | 0 | 0 | 0 | 0 | 0 | 0 | 0 | 0 | 0 | 0 | 0 | 0 | 0 | 0 | 0 | 0 | 0 | 0 | 0 | 0 | 0 | 0 | 0 | [14 empty] | 0 | 0 | 0 | 0 | 0 | 0 | 0 | 0 |  | 0 | 0 | 0 | 0 | 0 | 0 | 0 | 0
F | F027 | Ground Outdoor / Indoor Chamber Mounted; > 132 kV ; < = 100 MVA | 0 | 0 | 0 | 0 | 0 | 0 | 0 | 0 | 0 | 0 | 0 | 0 | 0 | 0 | 0 | 0 | 0 | 0 | 0 | 0 | 0 | 0 | 0 | 0 | 0 | 0 | 0 | 0 | 0 | 0 | 0 | 0 | 0 | 0 | 0 | 0 | [14 empty] | 0 | 0 | 0 | 0 | 0 | 0 | 0 | 0 |  | 0 | 0 | 0 | 0 | 0 | 0 | 0 | 0
F | F028 | Ground Outdoor / Indoor Chamber Mounted; > 132 kV ; > 100 MVA | 0 | 0 | 0 | 0 | 0 | 0 | 0 | 0 | 0 | 0 | 0 | 0 | 0 | 0 | 0 | 0 | 0 | 0 | 0 | 0 | 0 | 0 | 0 | 0 | 0 | 0 | 0 | 0 | 0 | 0 | 0 | 0 | 0 | 0 | 0 | 0 | [14 empty] | 0 | 0 | 0 | 0 | 0 | 0 | 0 | 0 |  | 0 | 0 | 0 | 0 | 0 | 0 | 0 | 0
F | F029 | Transformers Other | 13539 | 0 | 99217 | 0 | 0 | 29709.8369 | 14752.9033 | 46275.0777 | 0 | 0 | 0 | 18216.1331 | 0 | 130173.2743 | 0 | 0 | 36874.3134 | 18374.5637 | 55500.4212 | 0 | 0 | 0 | 1 | 0 | 1 | 0 | 0 | 1 | 0 | 3 | 0 | 0 | 0 | 0.8 | 1 | 0 | 13539 |  | 99217 |  |  | 29709.8369 |  | 15425.0259 |  |  |  | 22684.4545 | 15425.0259 |  | 0.66667 | 0.66667 | 0.66667 | 0.47333 | 0.47333 | 0.47333 | 0.47333 | 0.47333 | 5757.8777 | 3838.5851 | 3838.5851 | 3838.5851 | 2725.3955 | 2725.3955 | 2725.3955 | 2725.3955 | 2725.3955
G | G001 | ˂ = 11 kV ; FUSE | 7732379 | 12979653 | 9529379 | 9770613.8532 | 14853760 | 20247483.0256 | 31495466.0589 | 36015836.8066 | 32359237.5819 | 38923315.4242 | 41033547.4543 | 10403578.1881 | 17203633.4538 | 12502600.0203 | 12575920.7464 | 18729385.2089 | 25130129.0244 | 39227224.2059 | 43195910.4387 | 36563583.8144 | 41393425.0676 | 42161907.6102 | 1120 | 1255 | 1534 | 1672 | 2227 | 71807 | 3557 | 3331 | 3045 | 2499 | 1995 | 16793.4 | 3311 | 3045 | 6903.9098 | 10342.353 | 6212.1115 | 5843.6686 | 6669.8518 | 281.9709 | 8854.5027 | 10812.3197 | 10627.0074 | 15575.5564 | 20568.1942 | 1887.9775 | 12089.9594 | 15575.5564 | 2666 | 2382.5675 | 2382.5675 | 1522.3023 | 1534.8113 | 1543.1507 | 1551.49 | 1555.6597 | 12628.0468 | 33637334.395 | 30061222.6686 | 30061222.6686 | 19223913.1334 | 19381741.5792 | 19486960.5431 | 19592179.5069 | 19644788.9889
G | G002 | ˂ = 11 kV ; Switch | 3635816 | 5714487 | 4672147 | 5228652.4073 | 5223851 | 8100962.0603 | 6416486.3233 | 8440190.1703 | 8205291.0404 | 8392236.2896 | 8136031.3422 | 4891831.6127 | 7574157.7779 | 6129883.7183 | 6729886.0924 | 6586851.9252 | 10054495.2446 | 7991656.5498 | 10122816.2667 | 9271381.8092 | 8924815.3765 | 8359759.8317 | 58 | 419 | 204 | 216 | 227 | 279 | 191 | 316 | 323 | 324 | 278 | 267.2 | 276.6667 | 323 | 62686.4828 | 13638.3938 | 22902.6814 | 24206.7241 | 23012.5595 | 29035.7063 | 33594.1692 | 26709.4626 | 25403.3778 | 25901.9639 | 29266.2998 | 27603.0467 | 25999.7066 | 25901.9639 | 310.2667 | 295.7259 | 298.7259 | 198.3871 | 201.3679 | 218.0219 | 217.6758 | 201.0027 | 22099.4442 | 7752374.1537 | 7111298.5566 | 7255820.9103 | 4613356.9523 | 4648936.1208 | 4571871.8705 | 4543484.338 | 4527438.1983
G | G003 | ˂ = 11 kV ; Circuit Breaker | 378710 | 218775 | 268964 | 94919 | -17265 | 95505.6437 | 0 | 7911.6377 | 11778.04 | 0 | 0 | 509537.7626 | 289971.1501 | 352882.3139 | 122171.8348 | -21769.7631 | 118536.6668 | 0 | 9488.8922 | 13308.3282 | 0 | 0 | 9 | 5 | 5 | 2 | -1 | 2 | 0 | -1 | 1 | 0 | 0 | 0.2 | 0 | 1 | 42078.8889 | 43755 | 53792.8 | 47459.5 | 17265 | 47752.8219 |  | -7911.6377 | 11778.04 |  |  | 57597.6607 |  |  | 0.33333 | 1.3333 | 4.3333 | 0.26783 | 51.2678 | 26.2678 | 15.2678 | 45.2678 | 199610.8157 | 1701027.2361 | 6185143.5745 | 6356931.413 | 4897760.9928 | 4542560.2433 | 5582354.933 | 5289489.4974 | 7301828.2351
G | G004 | > 11 kV & < = 22 kV ; Switch | 1927720 | 3341057 | 4938430 | 3589486.1108 | 4263595.956 | 5087953.14 | 7135347.7413 | 6251305.924 | 6479710.6674 | 9296828.6216 | 10680511.9566 | 2593663.0557 | 4428340.2627 | 6479248.5448 | 4620087.6964 | 5376048.2891 | 6314904.362 | 8886989.8008 | 7497558.7063 | 7321601.5513 | 9886813.9756 | 10974209.7937 | 497 | 668 | 621 | 642 | 854 | 1147 | 1122 | 1155 | 1337 | 1576 | 1460.001 | 1123 | 1204.6667 | 1337 | 3878.7123 | 5001.5823 | 7952.3833 | 5591.0999 | 4992.5011 | 4435.8789 | 6359.49 | 5412.3861 | 4846.4552 | 5899.0029 | 7315.4141 | 5404.9465 | 5414.9079 | 5899.0029 | 1372.2 | 1288.5158 | 1288.5158 | 650.4733 | 643.157 | 653.9462 | 651.7354 | 672.63 | 5139.4129 | 6952127.7839 | 6723272.358 | 6645585.2889 | 3268299.2905 | 3296227.2495 | 3377376.9704 | 3439038.2264 | 3434919.0966
G | G005 | > 11 kV & < = 22 kV ; Circuit Breaker | 408973 | 781179 | 966856 | 578299 | 754406 | 736071.5745 | 1806543.8951 | 1089619.2208 | 1175358.6228 | 1184392.5543 | 521024.845 | 550255.3072 | 1035398.8029 | 1268520.6292 | 744338.3293 | 951244.7069 | 913573.9792 | 2250028.6955 | 1306844.3898 | 1328069.7176 | 1259555.2027 | 535352.2359 | 25 | 50 | 47 | 32 | 42 | 40 | 23 | 48 | 55 | 47 | 22 | 41.6 | 42 | 55 | 16358.92 | 15623.58 | 20571.4043 | 18071.8438 | 17962.0476 | 18401.7894 | 78545.3867 | 22700.4004 | 21370.1568 | 25199.8416 | 23682.9475 | 28131.389 | 22995.8027 | 25199.8416 | 47.2 | 45.8667 | 45.8667 | 45.6173 | 38.6173 | 38.6173 | 41.6173 | 38.6173 | 23240.9995 | 1285911.0439 | 2219006.8824 | 1267446.207 | 840400.4605 | 884436.9147 | 1150320.5712 | 1005784.3612 | 838992.047
G | G006 | > 22 kV & < = 33 kV ; Switch | 36149 | 21796 | 181589 | 362603.4942 | 83026 | 112441.8482 | 608415.0343 | 67015.6943 | 584176.2852 | 182061.473 | 401430.88 | 48636.9005 | 28889.0924 | 238245.8117 | 466713.031 | 104689.0441 | 139557.0081 | 757773.6083 | 80375.8619 | 660076.6941 | 193615.2627 | 412469.6188 | 3 | 8 | 44 | 34 | 20 | 25 | 34 | 19 | 43 | 39 | 44 | 28.2 | 32 | 43 | 12049.6667 | 2724.5 | 4127.0227 | 10664.8087 | 4151.3 | 4497.6739 | 17894.5598 | 3527.1418 | 13585.495 | 4668.2429 | 9123.4291 | 9713.1896 | 8250.0342 | 4668.2429 | 31.5333 | 31.5333 | 31.5333 | 13.3817 | 13.3817 | 19.3817 | 23.3817 | 17.3817 | 9309.5566 | 262425.1329 | 275241.056 | 357542.3147 | 176708.997 | 169709.6411 | 174621.476 | 103821.3181 | 184217.7415
G | G007 | > 22 kV & < = 33 kV ; Circuit Breaker | 0 | 0 | 0 | 0 | 0 | 0 | 0 | 0 | 0 | 0 | 0 | 0 | 0 | 0 | 0 | 0 | 0 | 0 | 0 | 0 | 0 | 0 | 0 | -1 | 0 | 0 | 0 | 0 | 0 | 0 | 0 | 0 | 0 | 0 | 0 | 0 |  | 0 | [12 empty] | 0 | 0 | 0 | 0 | 0 | 7 | 4 | 2 | 765824.3439 | 111241.8893 | 430057.0225 | 2581394.6773 | 2409208.6705 | 2162601.8442 | 1029109.9259 | 1714881.0583 | 2639914.9713
G | G008 | > 33 kV & < = 66 kV ; Switch | 11932 | 31965 | 257313 | 0 | 0 | 285649.7841 | 0 | 648726.0445 | 530056.9109 | 120828.217 | 118796.5323 | 16053.9848 | 42367.3994 | 337596.135 | 0 | 0 | 354533.7424 | 0 | 778055.2835 | 598925.7392 | 128496.0876 | 122063.2563 | 1 | 1 | 3 | 0 | 0 | 3 | 0 | 1 | 5 | 1 | 6 | 1.8 | 2 | 5 | 11932 | 31965 | 85771 |  |  | 95216.5947 |  | 648726.0445 | 106011.3822 | 120828.217 | 19799.422 | 158526.0957 | 185658.7389 | 120828.217 | 0 | 0 | 16 | 26 | 43 | 10 | 34 | 7 | 50196.5754 | 2652462.98 | 5481327.3732 | 2753386.8377 | 1437858.7538 | 1403882.7469 | 2091380.5241 | 1021212.1335 | 69254.8944
G | G009 | > 33 kV & < = 66 kV ; Circuit Breaker | 0 | 0 | 0 | 0 | 0 | 0 | 0 | 0 | 489688.915 | 0 | 0 | 0 | 0 | 0 | 0 | 0 | 0 | 0 | 0 | 553312.8412 | 0 | 0 | 0 | 0 | 0 | 0 | 0 | 0 | 0 | 0 | 0 | 0 | 1 | 0 | 0 | 0 | [10 empty] | 0 |  |  |  | 0 | 8 | 10 | 4 | 21 | 14 | 23 | 9 | 128401.6896 | 1523637.6603 | 3082703.8254 | 2037491.4903 | 1674939.1746 | 1868658.1573 | 2515390.7336 | 1645424.8969 | 1412107.0021
G | G010 | > 66 kV & < = 132 kV ; Switch | 0 | 0 | 0 | 0 | 0 | 0 | 0 | 0 | 0 | 0 | 0 | 0 | 0 | 0 | 0 | 0 | 0 | 0 | 0 | 0 | 0 | 0 | 0 | 0 | 0 | 0 | 0 | 0 | 0 | 0 | 0 | 0 | 0 | 0 | 0 | 0 | [14 empty] | 0 | 0 | 20 | 0 | 0 | 0 | 0 | 0 |  | 0 | 2002591.4598 | 907841.025 | 0 | 0 | 0 | 0 | 0
G | G011 | > 66 kV & < = 132 kV ; Circuit Breaker | 0 | 0 | 0 | 0 | 0 | 0 | 0 | 0 | 0 | 0 | 0 | 0 | 0 | 0 | 0 | 0 | 0 | 0 | 0 | 0 | 0 | 0 | 0 | 0 | 0 | 0 | 0 | 0 | 0 | 0 | 0 | 0 | 0 | 0 | 0 | 0 | [14 empty] | 0 | 1 | 2 | 1 | 0 | 3 | 0 | 0 | 56843.7099 | 197796.678 | 529581.9112 | 279988.9141 | 106193.1265 | 95705.1633 | 25476.5498 | 0 | 0
G | G012 | > 132 kV ; Switch | 0 | 0 | 0 | 0 | 0 | 0 | 0 | 0 | 0 | 0 | 0 | 0 | 0 | 0 | 0 | 0 | 0 | 0 | 0 | 0 | 0 | 0 | 0 | 0 | 0 | 0 | 0 | 0 | 0 | 0 | 0 | 0 | 0 | 0 | 0 | 0 | [14 empty] | 0 | 0 | 0 | 0 | 0 | 0 | 0 | 0 |  | 0 | 0 | 0 | 0 | 0 | 0 | 0 | 0
G | G013 | > 132 kV ; Circuit Breaker | 0 | 0 | 0 | 0 | 0 | 0 | 0 | 0 | 0 | 0 | 0 | 0 | 0 | 0 | 0 | 0 | 0 | 0 | 0 | 0 | 0 | 0 | 0 | 0 | 0 | 0 | 0 | 0 | 0 | 0 | 0 | 0 | 0 | 0 | 0 | 0 | [14 empty] | 0 | 0 | 0 | 0 | 0 | 0 | 0 | 0 |  | 0 | 0 | 0 | 0 | 0 | 0 | 0 | 0
G | G014 | Switchgear Other | 0 | 0 | 45060 | 0 | 0 | 0 | 0 | 0 | 0 | 0 | 0 | 0 | 0 | 59118.979 | 0 | 0 | 0 | 0 | 0 | 0 | 0 | 0 | 0 | 0 | 1 | 0 | 0 | 0 | 0 | 0 | 0 | 0 | 0 | 0 | 0 | 0 |  |  | 45060 | [11 empty] | 0 | 0 | 0 | 0 | 0 | 0 | 0 | 0 |  | 0 | 0 | 0 | 0 | 0 | 0 | 0 | 0
H | H001 | Luminaires ; Major Road | 556013 | 754700 | 898408 | 912075.2048 | 1168840 | 1187985.841 | 1289452.1433 | 958659.0482 | 938646.925 | 1110161.1377 | 1247.66 | 748091.2044 | 1000302.7175 | 1178716.4598 | 1173947.2732 | 1473812.3282 | 1474466.6004 | 1605997.1372 | 1149776.1557 | 1060602.7237 | 1180612.9916 | 317578.7258 | 184 | 288 | 285 | 306 | 323 | 351 | 471 | 370 | 251 | 247 | 3 | 353.2 | 364 | 251 | 3021.8098 | 2620.4861 | 3152.3088 | 2980.6379 | 3618.6997 | 3384.575 | 2737.6903 | 2590.9704 | 3739.6292 | 4494.5795 | 415.8867 | 3245.506 | 3464.8239 | 4494.5795 | 0 | 0 | 0 | 0 | 0 | 0 | 0 | 0 |  | 0 | 0 | 0 | 0 | 0 | 0 | 0 | 0
H | H002 | Luminaires ; Minor Road | 1194146 | 2200170 | 1234867 | 1871159.4359 | 1051186 | 1592848.491 | 3000057.6165 | 1322073.5503 | 1026270.1148 | 1334773.2962 | 615718.86 | 1606671.2818 | 2916173.3535 | 1620152.6017 | 2408400.6515 | 1325460.1879 | 1976961.1879 | 3736535.6821 | 1585640.533 | 1159610.5521 | 1419479.2457 | 2833445.4717 | 760 | 1158 | 610 | 673 | 587 | 674 | 1114 | 558 | 198 | 201 | 4 | 626.2 | 623.3333 | 198 | 1571.2447 | 1899.9741 | 2024.3721 | 2780.3261 | 1790.7768 | 2363.2767 | 2693.0499 | 2369.3074 | 5183.1824 | 6640.6632 | 153929.715 | 3014.9447 | 3848.6071 | 6640.6632 | 0 | 0 | 0 | 0 | 0 | 0 | 0 | 0 |  | 0 | 0 | 0 | 0 | 0 | 0 | 0 | 0
H | H003 | Brackets ; Major Road | 195749 | 287365 | 372507 | 222886.4644 | 323409 | 414479.0417 | 736914.7246 | 756759.7643 | 683685.6326 | 757040.9384 | 3980.9008 | 263371.729 | 380882.4571 | 488731.3251 | 286880.9017 | 407792.4876 | 514429.9557 | 917818.4273 | 907626.4749 | 772515.0157 | 805083.4574 | 616327.7411 | 72 | 108 | 135 | 98 | 130 | 180 | 409 | 484 | 344 | 255 | 26 | 309.4 | 412.3333 | 344 | 2718.7361 | 2660.787 | 2759.3111 | 2274.3517 | 2487.7615 | 2302.6613 | 1801.7475 | 1563.5532 | 1987.4582 | 2968.788 | 153.1116 | 2002.9187 | 2029.0733 | 2968.788 | 0 | 0 | 0 | 0 | 0 | 0 | 0 | 0 |  | 0 | 0 | 0 | 0 | 0 | 0 | 0 | 0
H | H004 | Brackets ; Minor Road | 307521 | 283909 | 339947 | 246194.4377 | 245128 | 249025.7188 | 585983.4172 | 564010.1177 | 558365.9545 | 935293.1286 | 0 | 413756.0727 | 376301.7679 | 446012.4179 | 316880.9845 | 309086.5032 | 309077.8461 | 729835.299 | 676450.4921 | 630912.8985 | 994647.6967 | 856460.4097 | 347 | 317 | 314 | 260 | 273 | 296 | 922 | 1102 | 806 | 771 | 114 | 679.8 | 943.3333 | 806 | 886.2277 | 895.612 | 1082.6338 | 946.9017 | 897.9048 | 841.3031 | 635.5569 | 511.8059 | 692.7617 | 1213.091 | 0 | 742.2834 | 768.0736 | 1213.091 | 0 | 0 | 0 | 0 | 0 | 0 | 0 | 0 |  | 0 | 0 | 0 | 0 | 0 | 0 | 0 | 0
H | H005 | Lamps ; Major Road | 36696 | 57818 | 293726 | 146731.5736 | 93270 | 54061.5593 | 121210.7719 | 55263.2506 | 55515.8925 | 84929.6409 | 0 | 49372.8651 | 76633.7651 | 385370.2003 | 188860.666 | 117605.8963 | 67098.4121 | 150966.5587 | 66280.4654 | 62728.9188 | 90319.3546 | 141577.3343 | 182 | 210 | 315 | 405 | 393 | 333 | 542 | 346 | 259 | 484 | 5 | 374.6 | 382.3333 | 259 | 201.6264 | 275.3238 | 932.4635 | 362.3002 | 237.3282 | 162.347 | 223.6361 | 159.7204 | 214.3471 | 175.4745 | 0 | 188.8906 | 179.7142 | 175.4745 | 0 | 0 | 0 | 0 | 0 | 0 | 0 | 0 |  | 0 | 0 | 0 | 0 | 0 | 0 | 0 | 0
H | H006 | Lamps ; Minor Road | 22542 | 39699 | 36556 | 90603.0044 | 71114 | 34401.2346 | 136588.2256 | 61193.6429 | 72842.4404 | 46684.8718 | 0 | 30329.2763 | 52618.2822 | 47961.6821 | 116616.6445 | 89668.9794 | 42697.0337 | 170118.9924 | 73393.1335 | 82306.6572 | 49647.537 | 144302.509 | 737 | 801 | 524 | 909 | 736 | 648 | 1482 | 489 | 404 | 438 | 3 | 751.8 | 791.6667 | 404 | 30.5862 | 49.5618 | 69.7634 | 99.6733 | 96.6223 | 53.0883 | 92.1648 | 125.1404 | 180.3031 | 106.5865 | 0 | 101.621 | 135.7783 | 106.5865 | 0 | 0 | 0 | 0 | 0 | 0 | 0 | 0 |  | 0 | 0 | 0 | 0 | 0 | 0 | 0 | 0
H | H007 | Poles / Columns ; Major Road | 186884 | 122614 | 451829 | 308182.9242 | 175270 | 246128.6056 | 397559.2014 | 65755.4407 | 238480.0142 | 299780.3468 | 0 | 251444.2588 | 162516.3872 | 592802.245 | 396667.4038 | 221001.2378 | 305482.0991 | 495155.2042 | 78864.3658 | 269465.0628 | 318804.6853 | 315911.2441 | 31 | 22 | 65 | 20 | 31 | 46 | 81 | 16 | 23 | 24 | 0 | 39.4 | 40 | 23 | 6028.5161 | 5573.3636 | 6951.2154 | 15409.1462 | 5653.871 | 5350.6219 | 4908.1383 | 4109.715 | 10368.6963 | 12490.8478 |  | 6566.8611 | 9587.5524 | 12490.8478 | 0 | 0 | 0 | 0 | 0 | 0 | 0 | 0 |  | 0 | 0 | 0 | 0 | 0 | 0 | 0 | 0
H | H008 | Poles / Columns ; Minor Road | 760961 | 339992 | 564615 | 612721 | 285204 | 595636.0137 | 622978.7342 | 286797.9097 | 315216.1209 | 804917.5285 | 0 | 1023839.7861 | 450635.9103 | 740778.1253 | 788643.4621 | 359619.0849 | 739272.6226 | 775912.5214 | 343973.5938 | 356171.2796 | 855998.3403 | 782154.6128 | 303 | 121 | 180 | 195 | 105 | 159 | 273 | 93 | 61 | 98 | 0 | 138.2 | 142.3333 | 61 | 2511.4224 | 2809.8512 | 3136.75 | 3142.159 | 2716.2286 | 3746.1385 | 2281.9734 | 3083.8485 | 5167.4774 | 8213.4442 |  | 3838.518 | 5583.0617 | 8213.4442 | 0 | 0 | 0 | 0 | 0 | 0 | 0 | 0 |  | 0 | 0 | 0 | 0 | 0 | 0 | 0 | 0
H | H009 | Public Lighting Other | 0 | 0 | 0 | 0 | 0 | 0 | 0 | 0 | 0 | 0 | 0 | 0 | 0 | 0 | 0 | 0 | 0 | 0 | 0 | 0 | 0 | 0 | 0 | 0 | 0 | 0 | 0 | 0 | 0 | 0 | 0 | 0 | 0 | 0 | 0 | 0 | [14 empty] | 0 | 0 | 0 | 0 | 0 | 0 | 0 | 0 |  | 0 | 0 | 0 | 0 | 0 | 0 | 0 | 0
I | I001 | Field Devices | 0 | 0 | 651258 | 580051.2492 | 20358 | 0 | 0 | 0 | 74970.0977 | 0 | 5185.11 | 0 | 0 | 854454.2393 | 746593.6786 | 25669.7849 | 0 | 0 | 0 | 84710.7551 | 0 | 5327.6926 | 0 | 0 | 1 | 3 | 2 | 0 | 0 | 0 | 0 | 0 | 1 | 0.4 | 0 | 0 |  |  | 651258 | 193350.4164 | 10179 | [5 empty] | 5185.11 |  |  |  | 0 | 47 | 95 | 141 | 374 | 305 | 257 | 288 | 72922.4642 | 8559240.1567 | 21814226.7245 | 22537433.1949 | 18546238.3197 | 18912459.5321 | 22290924.7891 | 20541972.959 | 19247568.0812
I | I002 | Local Network Wiring Assets | 0 | 0 | 0 | 0 | 0 | 0 | 0 | 0 | 0 | 0 | 0 | 0 | 0 | 0 | 0 | 0 | 0 | 0 | 0 | 0 | 0 | 0 | 0 | 0 | 0 | 0 | 0 | 0 | 0 | 0 | 0 | 0 | 0 | 0 | 0 | 0 | [14 empty] | 0 | 0 | 0 | 0 | 0 | 0 | 0 | 0 |  | 0 | 0 | 0 | 0 | 0 | 0 | 0 | 0
I | I003 | Communications Network Assets | 0 | 0 | 0 | 0 | 0 | 0 | 0 | 415860.1799 | 266866.9875 | 0 | -284.04 | 0 | 0 | 0 | 0 | 0 | 0 | 0 | 498765.562 | 301540.277 | 0 | -291.8507 | 0 | 0 | 0 | 0 | 0 | 0 | 0 | 0 | 0 | 0 | -5 | 0 | 0 | 0 | [10 empty] | 56.808 |  |  |  | 0 | 5 | 7 | 78.8 | 78.8 | 77.6 | 77.8 | 77.6 | 147856.8902 | 0 | 3208013.0446 | 6725983.3987 | 7412609.7272 | 7543300.4031 | 10922277.2972 | 15395184.0057 | 16479529.8906
I | I004 | Master Station Assets | 0 | 0 | 0 | 0 | 0 | 0 | 0 | 0 | 0 | 0 | 0 | 0 | 0 | 0 | 0 | 0 | 0 | 0 | 0 | 0 | 0 | 0 | 0 | 0 | 0 | 0 | 0 | 0 | 0 | 0 | 0 | 0 | 0 | 0 | 0 | 0 | [14 empty] | 0 | 0 | 0 | 0 | 0 | 0 | 0 | 0 |  | 0 | 0 | 0 | 0 | 0 | 0 | 0 | 0
I | I005 | Communications Site Infrastructure | 0 | 0 | 0 | 0 | 0 | 0 | 0 | 0 | 0 | 0 | 0 | 0 | 0 | 0 | 0 | 0 | 0 | 0 | 0 | 0 | 0 | 0 | 0 | 0 | 0 | 0 | 0 | 0 | 0 | 0 | 0 | 0 | 0 | 0 | 0 | 0 | [14 empty] | 0 | 0 | 0 | 48.4 | 46.4 | 46.4 | 46.4 | 46.4 | 93608.5953 | 0 | 0 | 0 | 3242291.6602 | 4040475.7848 | 4281891.3569 | 4603697.3246 | 5736055.1745
I | I006 | Communications Linear Assets | 5089 | 0 | 0 | 0 | 0 | 112730.0432 | 69084.3921 | 11854.5203 | 5464712.4405 | 1871992.2575 | 0 | 6847.0272 | 0 | 0 | 0 | 0 | 139914.7009 | 86043.7795 | 14217.8231 | 6174727.4123 | 1990790.6198 | 0 | 468 | 0 | 0 | 0 | 0 | 4000 | 11893 | 1.536 | 2932 | 534 | 127450 | 3765.3072 | 4942.1787 | 2932 | 10.8739 |  |  |  |  | 28.1825 | 5.8088 | 7717.7867 | 1863.8173 | 3505.6035 | 0 | 388.9548 | 2119.2453 | 3505.6035 | 0 | 0 | 0 | 4 | 3 | 3 | 3 | 3 | 506405.642 | 0 | 10185450.5648 | 4272860.7481 | 547104.0786 | 685601.0413 | 1838667.5934 | 1853688.7803 | 3177428.7782
I | I007 | AFLC | 0 | 0 | 0 | 36975.4199 | 0 | 0 | 0 | 0 | 0 | 0 | 0 | 0 | 0 | 0 | 47591.6823 | 0 | 0 | 0 | 0 | 0 | 0 | 0 | 0 | 0 | 0 | 3 | 0 | 0 | 0 | 0 | 0 | 0 | 0 | 0 | 0 | 0 |  |  |  | 12325.14 | [10 empty] | 0 | 0 | 0 | 0 | 1 | 0 | 0 | 0 | 27221.7342 | 243629.2113 | 103509.8161 | 49335.0808 | 24826.4019 | 2395.3324 | 0 | 0 | 0
I | I008 | Network Control Other | 0 | 0 | 0 | 0 | 0 | 0 | 0 | 0 | 0 | 0 | 0 | 0 | 0 | 0 | 0 | 0 | 0 | 0 | 0 | 0 | 0 | 0 | 0 | 0 | 0 | 0 | 0 | 0 | 0 | 0 | 0 | 0 | 0 | 0 | 0 | 0 | [14 empty] | 0 | 0 | 0 | 0 | 0 | 0 | 0 | 0 |  | 0 | 0 | 0 | 0 | 0 | 0 | 0 | 0
J | J001 | CURRENT TRANSFORMERS | 0 | 0 | 0 | 0 | 0 | 0 | 0 | 0 | 0 | 0 | 0 | 0 | 0 | 0 | 0 | 0 | 0 | 0 | 0 | 0 | 0 | 0 | 0 | 0 | 0 | 0 | 0 | 0 | 0 | 0 | 0 | 0 | 0 | 0 | 0 | 0 | [14 empty] | 0 | 20 | 25 | 21 | 71 | 45 | 88 | 30 | 64781.8082 | 2402559.5926 | 5819326.2995 | 4775991.3207 | 4034969.8817 | 3893524.8106 | 4445747.1476 | 1691472.3945 | 2453646.8558
J | J002 | VOLTAGE TRANSFORMERS | 56980 | 79395 | 127343 | 71550 | 76847 | 108190.5746 | 2725826.0663 | 175205.4444 | 292893.1428 | 175121.5753 | 186642.3681 | 76664.1011 | 105232.5881 | 167074.7479 | 92093.2034 | 96897.8269 | 134280.5471 | 3394983.5843 | 210134.1897 | 330947.9386 | 186234.9527 | 191774.7494 | 8 | 14 | 23 | 12 | 13 | 19 | 15 | 0 | 31 | 26 | 26 | 15.6 | 15.3333 | 31 | 7122.5 | 5671.0714 | 5536.6522 | 5962.5 | 5911.3077 | 5694.2408 | 181721.7378 |  | 9448.1659 | 6735.4452 | 7178.5526 | 38211.3934 | 11284.5643 | 6735.4452 | 0 | 20 | 25 | 15 | 99 | 23 | 96 | 16 | 67764.1673 | 1522173.0222 | 5358981.5733 | 5237980.3242 | 3819438.0469 | 3670705.9009 | 4192393.8388 | 2231117.6217 | 2959622.2608
J | J003 | CAPACITOR BANKS | 0 | 0 | 0 | 0 | 0 | 0 | 0 | 0 | 0 | 0 | 0 | 0 | 0 | 0 | 0 | 0 | 0 | 0 | 0 | 0 | 0 | 0 | 0 | 0 | 0 | 0 | 0 | 0 | 0 | 0 | 0 | 0 | 0 | 0 | 0 | 0 | [14 empty] | 0 | 0 | 0 | 0 | 0 | 0 | 0 | 0 |  | 0 | 0 | 0 | 0 | 0 | 0 | 0 | 0
J | J004 | STATIC VAR COMPENSATOR | 0 | 0 | 0 | 0 | 0 | 0 | 0 | 0 | 0 | 0 | 0 | 0 | 0 | 0 | 0 | 0 | 0 | 0 | 0 | 0 | 0 | 0 | 0 | 0 | 0 | 0 | 0 | 0 | 0 | 0 | 0 | 0 | 0 | 0 | 0 | 0 | [14 empty] | 0 | 0 | 0 | 0 | 1 | 0 | 1 | 0 | 3190150.2963 | 935 | 896.0136 | 131400.217 | 3171752.4288 | 2238832.849 | 675370.7067 | 294344.6081 | 0
J | J005 | REGULATORS | 52394 | 33586 | 0 | 181427 | 411969 | 0 | 3402491.1146 | 0 | 0 | 11845.6 | 10162872.44 | 70493.8384 | 44515.923 | 0 | 233517.7306 | 519459.4564 | 0 | 4237761.7643 | 0 | 0 | 12597.3327 | 10442335.9776 | 2 | 1 | 0 | 5 | 12 | 0 | 0 | 2 | 0 | 2 | 0 | 2.8 | 0.66667 | 0 | 26197 | 33586 |  | 36285.4 | 34330.75 |  |  | 0 |  | 5922.8 |  | 853584.1787 | 2961.4 | 5922.8 | 0 | 0 | 0 | 0 | 0 | 0 | 0 | 0 |  | 0 | 0 | 0 | 0 | 0 | 0 | 0 | 0
J | J006 | OTHER | 0 | 0 | 0 | 0 | 0 | 52101.72 | 64920.8 | 2890023.14 | 252283.24 | 7156709.9 | 104299.3 | 0 | 0 | 0 | 0 | 0 | 64665.9609 | 80858.0757 | 3466174.6551 | 285061.7036 | 7610881.338 | 107167.3721 | 0 | 0 | 0 | 0 | 0 | 1146 | 1075 | 1262 | 1077 | 1451 | 1057.1667 | 912 | 1138 | 1077 | [5 empty] | 45.464 | 60.3914 | 2290.0342 | 234.2463 | 4932.2604 | 98.6593 | 1732.8296 | 2717.4185 | 4932.2604 | 0 | 0 | 0 | 0 | 26.0851 | 45.8451 | 169.8762 | 412.9252 | 158534.4828 | 28220.5036 | 23148617.1507 | 24728037.8585 | 17061068.4132 | 16337447.9201 | 16066780.089 | 25742004.016 | 28590233.6743
|  | TOTAL DIRECT COST | 95141198 | 147041615 | 141620382 | 137594919 | 165761807 | 217731522.1698 | 332104725.7143 | 347205605.1967 | 336149388.479 | 375827657.0885 | 425937968.0649 | 128008326.066 | 194893503.4635 | 185806755.1804 | 177100724.9337 | 209012178.4807 | 270237107.3911 | 413632441.9229 | 416424094.3896 | 379824348.7257 | 399678028.2583 | 439142618.1959 | [28 empty] | 64976.7025 | 63411.5748 | 63517.1758 | 71849.3014 | 72814.3439 | 72972.0006 | 73507.8534 | 73801.2142 |  | 339740794.9063 | 419729424.912 | 405019629.3785 | 389501933.5742 | 394304990.6098 | 407451797.6098 | 421676967.2376 | 435984585.273 | 2048920274.3044
High Level
|  | Nailing Rate % | UNITS 2013/14: 0%; UNITS 2014/15: 3.75%; UNITS 2015/16: 0%; UNITS 2016/17: 0%; UNITS 2017/18: 0%; UNITS 2018/19: 0%; UNITS 2019/20: 0% | [10 empty] | Unit Cost Rate | [12 empty] | Modelling unit cost Rate
A1 |  | Nails | 6688577 | 3664797 | 4782199 | 3687764 | 5309061 | 3689144.5943 | 7934044.6888 | 7371639.31 | 9045812.04 | 8954422.36 | 9464302.1 | 8999188.1911 | 4857435.2697 | 6274272.5748 | 4746582.8137 | 6694294.816 | 4578775.5213 | 9881757.2436 | 8841240.4002 | 10221109.3774 | 9522678.2956 | 9724556.0155 | 2373 | 1176 | 1487 | 1285 | 1563 | 1101 | 5017 | 4542 | 5172 | 4260 | [13 empty] | 1800 |  |  |  |  | 4658 | 4658 | 4658 | 4658 | 4658 | 4658 | 4658 | 4658 | 1800 | 8384400 | 8384400 | 8384400 | 8384400 | 8384400 | 8384400 | 8384400 | 8384400
A |  | Poles | 21623480 | 30377700 | 32020931 | 37358676.1565 | 41735759.6075 | 65826973.5424 | 91942765.0344 | 126919850.9278 | 85471523.6712 | 92632153.3808 | 125387412.281 | 29093447.8092 | 40263542.9444 | 42011645.5198 | 48084977.8318 | 52625403.8489 | 81701035.9416 | 114513608.1293 | 152222438.7844 | 96576602.3252 | 98510675.6202 | 126702533.9506 | 3384 | 4342 | 4059 | 4363 | 5837 | 8919 | 14309 | 20019 | 14583 | 13155 | [13 empty] | 6224.96 |  |  |  |  | 14449.7333 | 13980.0674 | 13980.0674 | 14501.6281 | 14610.3766 | 14682.8755 | 14755.3745 | 14791.6239 | 6236.1823 | 89829083.9055 | 86510475.7444 | 86510475.7444 | 90272054.6529 | 91056365.7392 | 91579239.7967 | 92102113.8542 | 92363550.883
B |  | Pole Tops | 12185579 | 22225236 | 22283052 | 17805502.3133 | 28666166.0156 | 30099310.4917 | 61118473.8886 | 59325035.2491 | 57613033.7202 | 64511952.8612 | 71339115.3711 | 16395164.2687 | 29458015.0615 | 29235492.3011 | 22917760.2662 | 36145707.6032 | 37357707.8812 | 76122324.2059 | 71152002.4691 | 65098535.8323 | 68605941.1338 | 71877440.1511 | 9944 | 14063 | 13159 | 11503 | 17518 | 15611 | 25856 | 24084 | 24018 | 21264 | [13 empty] | 2818.6789 |  |  |  |  | 21842.4 | 20911.1712 | 20911.1712 | 30184.285 | 30402.7397 | 30548.3761 | 30694.0125 | 30766.8307 | 2810.541 | 58375555.5104 | 56439431.1879 | 56439431.1879 | 85079808.0215 | 85533586.1154 | 85836104.8447 | 86138623.574 | 86289882.9386
C |  | Conductor | 6934720 | 9985809 | 10414561 | 8510444.5115 | 12634430.4937 | 19984618.0616 | 25725096.9934 | 25508900.4923 | 44372189.2792 | 43034386.5274 | 38619071.937 | 9330362.8459 | 13235500.0381 | 13663963.8921 | 10953935.679 | 15930990.9149 | 24803874.6226 | 32040298.9304 | 30594324.0184 | 50137345.0976 | 45765388.5502 | 39359539.7982 | 167 | 312 | 119 | 220.893 | 327.75 | 480.827 | 504.1583 | 540.7555 | 656.633 | 476.7142 | [13 empty] | 57689.3104 |  |  |  | 57689.3104 | 492.3447 | 553.0288 | 551.0288 | 700.0288 | 730.0288 | 750.0288 | 770.0288 | 780.0288 | 56912.1937 | 30832640.7395 | 39016779.2412 | 35352648.1187 | 40384177.3364 | 41736372.5969 | 42638229.3558 | 43540364.1881 | 43991527.3746
D |  | Underground Cables | 1412498 | 2669699 | 2843677 | 2108213.5398 | 5027309.1803 | 2379889.0297 | 8056546.734 | 7959369.8591 | 6116749.2155 | 4904960.1742 | 10595292.3129 | 1900454.36 | 3538501.6092 | 3730920.5687 | 2713516.9592 | 6339028.6501 | 2953795.2102 | 10034332.0676 | 9546140.2002 | 6911481.522 | 5216233.4893 | 10886646.7394 | 5 | 9 | 12 | 8.0867 | 10.9933 | 9.3751 | 9.5687 | 17.4203 | 17.3873 | 7.5117 | [13 empty] | 368246.264 |  |  |  |  | 10.867 | 19.3807 | 19.9817 | 19.9807 | 25.5057 | 20.9807 | 21.9807 | 28.6817 | 331369.681 | 3626985.3466 | 9519213.1752 | 8886071.9068 | 7357815.0161 | 7309584.9108 | 7467777.0775 | 7972162.967 | 8705811.0841
E |  | Services | 4146752 | 8408243 | 6340596 | 5329626.98 | 5373901.747 | 7169379.0419 | 10976147.4605 | 8732459.3558 | 14365479.5346 | 29008429.5695 | 33589114.9228 | 5579273.6826 | 11144545.2788 | 8318898.3961 | 6859852.1563 | 6776053.7328 | 8898262.5703 | 13670659.6608 | 10473351.8831 | 16231946.5552 | 30849331.3744 | 34512764.5048 | 5614 | 10916 | 6160 | 5522.46 | 7067.5583 | 9771.4498 | 13949.4045 | 1242.4622 | 13752.6248 | 19671.47 | [13 empty] | 1337.1565 |  |  |  |  | 17338.3575 | 17508.4671 | 17508.4671 | 18073.4451 | 18191.2463 | 18269.7804 | 18348.3146 | 18387.5816 | 1339.2666 | 23124005.0762 | 23291083.3334 | 23291083.3334 | 24167025.2775 | 24349664.2689 | 24471423.5965 | 24593182.9241 | 24654062.5878
F |  | Transformers | 24642938 | 42421971 | 37104572 | 37889559.9192 | 37931210 | 49268551.4881 | 65736324.6541 | 51304288.4955 | 59088553.9514 | 60092439.4139 | 64972653.5307 | 33155996.6559 | 56227392.1707 | 48681411.7312 | 48768287.2149 | 47828175.7299 | 61149578.6499 | 81873801.7993 | 61532249.351 | 66765766.3258 | 63905961.2702 | 66759302.6999 | 1221 | 1752 | 1509 | 1211 | 1499 | 1747 | 2261 | 2140 | 2000 | 1462 | [13 empty] | 39634.4545 |  |  |  |  | 1757.4667 | 1634.9171 | 1636.9171 | 942.3042 | 949.5588 | 962.7284 | 958.8981 | 965.983 | 46238.2324 | 56735027.8888 | 62827574.3545 | 57191845.1975 | 37347714.7595 | 40155813.7442 | 42355706.0222 | 48237322.6833 | 52897804.5143
G |  | Switchgear | 14131679 | 23088912 | 20859738 | 19624573.8655 | 25161373.956 | 34666067.0764 | 47462259.0528 | 52520605.4982 | 49835298.0635 | 58099662.5798 | 60891343.0103 | 19013556.8115 | 30602757.9392 | 27368096.1522 | 25259117.7302 | 31726449.4113 | 43025730.0276 | 59113672.8602 | 62991049.8392 | 56310260.4951 | 61786720.9727 | 62565762.3466 | 1713 | 2405 | 2459 | 2598 | 3369 | 73303 | 4927 | 4869 | 4809 | 4486 | [13 empty] | 15701.7053 |  |  |  |  | 4427.5333 | 4054.5425 | 4099.5425 | 2461.4294 | 2546.6031 | 2533.3856 | 2562.168 | 2548.5593 | 15382.7498 | 56076338.953 | 64101446.6883 | 60504651.747 | 38648639.5521 | 38454459.6604 | 40004864.0977 | 38355315.3369 | 40053461.1753
H |  | Public Lighting | 3260512 | 4086267 | 4192455 | 4410554.0451 | 3413421 | 4374566.5057 | 6890744.8347 | 4070512.7244 | 3889023.0949 | 5373580.889 | 620947.4208 | 4386876.4742 | 5416064.6407 | 5500525.0571 | 5676897.9873 | 4304046.7053 | 5429485.7576 | 8582339.8222 | 4882005.2141 | 4394313.1084 | 5714593.3086 | 6007758.0485 | 2616 | 3025 | 2428 | 2866 | 2578 | 2687 | 5294 | 3458 | 2346 | 2518 | [13 empty] | #DIV/0! |  |  |  |  | 0 | 0 | 0 | 0 | 0 | 0 | 0 | 0 | 0 | 0 | 0 | 0 | 0 | 0 | 0 | 0 | 0
I |  | SCADA, Protection & Control | 5089 | 0 | 651258 | 617026.6692 | 20358 | 112730.0432 | 69084.3921 | 427714.7002 | 5806549.5257 | 1871992.2575 | 4901.07 | 6847.0272 | 0 | 854454.2393 | 794185.3609 | 25669.7849 | 139914.7009 | 86043.7795 | 512983.3852 | 6560978.4445 | 1990790.6198 | 5035.842 | 468 | 0 | 1 | 6 | 2 | 4000 | 11893 | 1.536 | 2932 | 534 | [13 empty] | 109379.3908 |  |  |  |  | 0 | 52 | 102 | 272.2 | 503.2 | 432 | 384.2 | 415 | 107567.6673 | 8802869.368 | 35311200.15 | 33585612.4224 | 29773070.1875 | 31184232.0935 | 39333761.0366 | 42394543.0697 | 44640581.9244
J |  | Other | 109374 | 112981 | 127343 | 252977 | 488816 | 160292.2946 | 6193237.9809 | 3065228.5844 | 545176.3828 | 7343677.0753 | 10453814.1081 | 147157.9395 | 149748.5111 | 167074.7479 | 325610.934 | 616357.2833 | 198946.508 | 7713603.4242 | 3676308.8448 | 616009.6422 | 7809713.6235 | 10741278.0992 | 10 | 15 | 23 | 17 | 25 | 1165 | 1090 | 1264 | 1108 | 1479 | [13 empty] | 780200.7992 |  |  |  |  | 0 | 40 | 50 | 36 | 197.0851 | 113.8451 | 354.8762 | 458.9252 | 74093.7755 | 3953888.1184 | 34327821.0371 | 34873409.7204 | 28087228.7706 | 26140511.4805 | 25380291.7822 | 29958938.6403 | 34003502.7909
|  |  | 95141198 | 147041615 | 141620382 | 137594919 | 165761807 | 217731522.1698 | 332104725.7143 | 347205605.1967 | 336149388.479 | 375827657.0885 | 425937968.0649 | 128008326.066 | 194893503.4635 | 185806755.1804 | 177100724.9337 | 209012178.4807 | 270237107.3911 | 413632441.9229 | 416424094.3896 | 379824348.7257 | 399678028.2583 | 439142618.1959 | [37 empty] | 339740794.9063 | 419729424.912 | 405019629.3785 | 389501933.5742 | 394304990.6098 | 407451797.6098 | 421676967.2376 | 435984585.273 | 2048920274.3044
[34 empty] | 2615.8352 |  | 2746.6269
[64 empty] | $ '000s | 2025/26 | 2026/27 | 2027/28 | 2028/29 | 2029/30 | SUM
[64 empty] | $2022-23 | 389501.9336 | 394304.9906 | 407451.7976 | 421676.9672 | 435984.5853 | 2048920.2743
[64 empty] | $2024-25 | 431785.4563 | 439008.6087 | 454249.55 | 471259.8492 | 488710.9479 | 2285014.412
[64 empty] | Escalation factor | 1.1086 | 1.1134 | 1.1149 | 1.1176 | 1.1209

## Summary_2025$
Summary | [44 empty] | Base Rates | [16 empty] | Substation | 1
[62 empty] | Comms | 0
[62 empty] | Defects Others | 0
[36 empty] | Include 2022/23 |  | N | [11 empty] | Include 2022/23 |  | N | [12 empty] | Escalated to 2025$
Group | Cat |  | ALLOCATED COSTS | [10 empty] | ESCALATED ALLOCATED COST | [10 empty] | UNITS | [10 empty] | AVERAGE UNITS |  |  | UNIT RATES | [10 empty] | AVERAGE UNIT RATES | [5 empty] | Replacement Qty |  |  |  |  | UNIT RATE |  |  |  | Expenditure
Code | Code | RIN ASSET CATEGORY | 2013/14 | 2014/15 | 2015/16 | 2016/17 | 2017/18 | 2018/19 | 2019/20 | 2020/21 | 2021/22 | 2022/23 | 2023/24 | 2013/14 | 2014/15 | 2015/16 | 2016/17 | 2017/18 | 2018/19 | 2019/20 | 2020/21 | 2021/22 | 2022/23 | 2023/24 | 2013/14 | 2014/15 | 2015/16 | 2016/17 | 2017/18 | 2018/19 | 2019/20 | 2020/21 | 2021/22 | 2022/23 | 2023/24 | Avg 5 Yr | Avg 3 Yr | Last Yr | 2013/14 | 2014/15 | 2015/16 | 2016/17 | 2017/18 | 2018/19 | 2019/20 | 2020/21 | 2021/22 | 2022/23 | 2023/24 | Avg 5 Yr | Avg 3 Yr | Last Yr | 2022/23 | 2023/24 | 2024/25 | 2025/26 | 2026/27 | 2027/28 | 2028/29 | 2029/30 | Calculated | 2022/23 | 2023/24 | 2024/25 | 2025/26 | 2026/27 | 2027/28 | 2028/29 | 2029/30
A1 | A001 | Staking of a wooden pole | 6688577 | 3664797 | 4782199 | 3687764 | 5309061 | 3689144.5943 | 7934044.6888 | 7371639.31 | 9045812.04 | 8954422.36 | 9464302.1 | 8999188.1911 | 4857435.2697 | 6274272.5748 | 4746582.8137 | 6694294.816 | 4578775.5213 | 9881757.2436 | 8841240.4002 | 10221109.3774 | 9522678.2956 | 9724556.0155 | 2373 | 1176 | 1487 | 1285 | 1563 | 1101 | 5017 | 4542 | 5172 | 4260 | 6395 | 3479 | 4910.3333 | 5172 | 2818.6165 | 3116.324 | 3216.0047 | 2869.8553 | 3396.7121 | 3350.7217 | 1581.4321 | 1622.9941 | 1748.9969 | 2101.9771 | 1479.9534 | 1917.2004 | 1653.0783 | 1748.9969 | 4658 | 4658 | 4658 | 4658 | 4658 | 4658 | 4658 | 4658 | 2077.9856 |  |  |  | 9581829.5615 | 9627125.8013 | 9672317.5765 | 9726280.1703 | 9788730.5031
A | A002 | ˂ = 1 kV; Wood | 6176694 | 9175248.6 | 11026738.6 | 12311007.7291 | 12040725.7215 | 9015463.2618 | 19586719.1169 | 18080397.8916 | 22641374.7429 | 19758125.8846 | 17855268.1658 | 8310471.9741 | 12161158.2191 | 14467144.422 | 15845704.2551 | 15182377.407 | 11189526.8512 | 24395023.1065 | 21684884.1307 | 25583105.9366 | 21011994.8511 | 18042115.0511 | 1338.4 | 1849.2 | 1741.4 | 1931.4 | 2258.2 | 1854 | 4373 | 4153 | 4471 | 3315 | 2695 | 3421.84 | 4332.3333 | 4471 | 4614.9836 | 4961.7395 | 6332.1113 | 6374.1368 | 5332.0015 | 4862.7094 | 4479.0119 | 4353.5752 | 5064.0516 | 5960.219 | 6625.3314 | 4755.6099 | 4640.1856 | 5064.0516 | 3592.6667 | 3321.318 | 3321.318 | 3546.0683 | 3592.9301 | 3624.1713 | 3655.4124 | 3671.033 | 5699.8565 |  |  |  | 19919298.5899 | 20340859.5494 | 20651758.6217 | 20980962.4907 | 21215330.3635
A | A003 | > 1 kV & < = 11 kV; Wood | 6057626 | 7032109.2 | 8792681.2 | 10228209.3448 | 12538749.443 | 40012773.2634 | 60360997.884 | 97952974.33 | 54721954.7727 | 63728723.5238 | 82549220.9009 | 8150271.1811 | 9320574.9864 | 11536048.2724 | 13164899.5683 | 15810344.8794 | 49661785.2924 | 75178896.9517 | 117480760.7298 | 61831826.9939 | 67773007.3373 | 83252705.3493 | 926.8 | 1092.4 | 1058.8 | 1124.8 | 1634.4 | 5169 | 9088 | 14690 | 9253 | 9236 | 9901 | 7966.88 | 11010.3333 | 9253 | 6536.066 | 6437.3025 | 8304.3835 | 9093.3582 | 7671.7752 | 7740.9118 | 6641.8352 | 6668.0037 | 5913.969 | 6900.035 | 8337.463 | 6667.2888 | 6449.5755 | 5913.969 | 10167.8667 | 9975.5418 | 9975.5418 | 10251.0975 | 10308.5525 | 10346.8558 | 10385.1591 | 10404.3107 | 7323.1241 |  |  |  | 74439832.352 | 75141829.4439 | 75716482.8863 | 76353968.865 | 76923930.0187
A | A004 | ˃ 11 kV & < = 22 kV; Wood | 6057626 | 7032109.2 | 8792681.2 | 10228209.3448 | 12538749.443 | 6946267.7884 | 0 | 0 | 0 | 0 | 0 | 8150271.1811 | 9320574.9864 | 11536048.2724 | 13164899.5683 | 15810344.8794 | 8621348.4184 | 0 | 0 | 0 | 0 | 0 | 926.8 | 1092.4 | 1058.8 | 1124.8 | 1634.4 | 560 | 0 | 0 | 0 | 0 | 0 | 438.88 | 0 | 0 | 6536.066 | 6437.3025 | 8304.3835 | 9093.3582 | 7671.7752 | 12404.0496 | [5 empty] | 8879.4282 |  |  | 6.8 | 11.65 | 11.65 | 13.1584 | 13.4729 | 13.6826 | 13.8923 | 13.9971 | 9091.4477 |  |  |  | 119546.2597 | 122239.2781 | 124214.7396 | 126301.0981 | 127764.7532
A | A005 | > 22 kV & < = 66 kV; Wood | 2886253 | 3416493 | 3209167 | 4012995.6945 | 4540604 | 156753.1857 | 11097076.4963 | 10329770.7183 | 7534580.893 | 9000354.0445 | 12719257.246 | 3883327.3377 | 4528325.4698 | 4210445.5494 | 5165193.9754 | 5725332.9391 | 194553.949 | 13821275.3205 | 12389101.3055 | 8513528.1476 | 9571524.8474 | 12814572.4671 | 184 | 240 | 184 | 181 | 307 | 7 | 816 | 1125 | 788 | 599 | 765 | 608.6 | 909.6667 | 788 | 15686.1576 | 14235.3875 | 17441.125 | 22171.2469 | 14790.241 | 22393.3122 | 13599.3585 | 9182.0184 | 9561.6509 | 15025.6328 | 16626.4801 | 11061.0533 | 10612.4691 | 9561.6509 | 650.8667 | 644.7653 | 644.7653 | 661.6318 | 665.1486 | 667.4931 | 669.8376 | 671.0099 | 12606.2901 |  |  |  | 8274403.6153 | 8347600.4037 | 8408226.3309 | 8475805.5961 | 8537466.9404
A | A006 | > 66 kV & < = 132 kV; Wood | 260333 | 524124 | 0 | 578254.0432 | 76931 | 9695716.0432 | 590146.2302 | 377217.9644 | 121625.3393 | 144949.9278 | 377704.0509 | 350266.6799 | 694690.157 | 0 | 744280.4647 | 97003.7441 | 12033821.4306 | 735020.0326 | 452419.6812 | 137427.7833 | 154148.5845 | 380333.2877 | 3 | 18 | 0 | 1 | 3 | 1329 | 27 | 34 | 16 | 5 | 20 | 281.8 | 25.6667 | 16 | 86777.6667 | 29118 |  | 578254.0432 | 25643.6667 | 7295.4974 | 21857.2678 | 11094.646 | 7601.5837 | 28989.9856 | 18885.2025 | 7708.7556 | 14142.7212 | 7601.5837 | 8.8667 | 8.8667 | 8.8667 | 8.8667 | 8.8667 | 8.8667 | 8.8667 | 8.8667 | 15034.4375 |  |  |  | 132352.9461 | 132749.7721 | 133199.1514 | 133754.8132 | 134470.0446
A | A007 | > 132 kV; Wood | 0 | 0 | 0 | 0 | 0 | 0 | 0 | 0 | 0 | 0 | 0 | 0 | 0 | 0 | 0 | 0 | 0 | 0 | 0 | 0 | 0 | 0 | 0 | 0 | 0 | 0 | 0 | 0 | 0 | 0 | 0 | 0 | 0 | 0 | 0 | 0 | [14 empty] | 0 | 0 | 0 | 0 | 0 | 0 | 0 | 0 |  |  |  |  | 0 | 0 | 0 | 0 | 0
A | A008 | ˂ = 1 kV; Concrete | 0 | 20187 | 84719 | 0 | 0 | 0 | 0 | 0 | 0 | 0 | 0 | 0 | 26756.474 | 111151.8149 | 0 | 0 | 0 | 0 | 0 | 0 | 0 | 0 | 0 | 1 | 1 | 0 | 0 | 0 | 0 | 0 | 0 | 0 | 0 | 0 | 0 | 0 |  | 20187 | 84719 | [11 empty] | 0 | 0 | 0 | 0 | 0 | 0 | 0 | 0 |  |  |  |  | 0 | 0 | 0 | 0 | 0
A | A009 | > 1 kV & < = 11 kV; Concrete | 0 | 0 | 0 | 0 | 0 | 0 | 0 | 169451.5318 | 409726.4521 | 0 | 0 | 0 | 0 | 0 | 0 | 0 | 0 | 0 | 203233.1841 | 462961.0768 | 0 | 0 | 0 | 0 | 0 | 0 | 0 | 0 | 0 | 16 | 53 | 0 | 0 | 13.8 | 23 | 53 | [7 empty] | 10590.7207 | 7730.6878 |  |  | 8393.8838 | 8393.8838 | 7730.6878 | 21.6667 | 17.2644 | 17.2644 | 19.9384 | 20.4959 | 20.8676 | 21.2393 | 21.4251 | 9764.8112 |  |  |  | 191952.0908 | 198812.1154 | 203688.9797 | 208760.0917 | 211998.3831
A | A010 | ˃ 11 kV & < = 22 kV; Concrete | 0 | 0 | 0 | 0 | 0 | 0 | 0 | 10038.4915 | 42261.4711 | 0 | 0 | 0 | 0 | 0 | 0 | 0 | 0 | 0 | 12039.753 | 47752.3872 | 0 | 0 | 0 | 0 | 0 | 0 | 0 | 0 | 0 | 1 | 2 | 0 | 0 | 0.6 | 1 | 2 | [7 empty] | 10038.4915 | 21130.7356 |  |  | 17433.3209 | 17433.3209 | 21130.7356 | 1 | 0.66136 | 0.66136 | 0.86705 | 0.90994 | 0.93853 | 0.96713 | 0.98142 | 17015.1795 |  |  |  | 14644.2295 | 15414.6623 | 15952.8336 | 16507.4011 | 16840.9852
A | A011 | > 22 kV & < = 66 kV; Concrete | 155932 | 1879751 | 0 | 0 | 0 | 0 | 292150.6076 | 0 | 0 | 0 | 9680355.7249 | 209799.6948 | 2491480.1026 | 0 | 0 | 0 | 0 | 363870.0683 | 0 | 0 | 0 | 9946550.7866 | 3 | 42 | 0 | 0 | 0 | 0 | 4 | 0 | 0 | 0 | 464 | 0.8 | 1.3333 | 0 | 51977.3333 | 44755.9762 |  |  |  |  | 73037.6519 |  |  |  | 20862.8356 | 73037.6519 | 73037.6519 |  | 0 | 0 | 0 | 0 | 0 | 0 | 0 | 0 |  |  |  |  | 0 | 0 | 0 | 0 | 0
A | A012 | > 66 kV & < = 132 kV; Concrete | 0 | 1297678 | 0 | 0 | 0 | 0 | 0 | 0 | 0 | 0 | 2205606.1925 | 0 | 1719982.5491 | 0 | 0 | 0 | 0 | 0 | 0 | 0 | 0 | 2266257.0088 | 0 | 7 | 0 | 0 | 0 | 0 | 0 | 0 | 0 | 0 | 0 | 0 | 0 | 0 |  | 185382.5714 | [12 empty] | 0 | 0 | 0 | 0 | 0 | 0 | 0 | 0 |  |  |  |  | 0 | 0 | 0 | 0 | 0
A | A013 | > 132 kV; Concrete | 0 | 0 | 0 | 0 | 0 | 0 | 0 | 0 | 0 | 0 | 0 | 0 | 0 | 0 | 0 | 0 | 0 | 0 | 0 | 0 | 0 | 0 | 0 | 0 | 0 | 0 | 0 | 0 | 0 | 0 | 0 | 0 | 0 | 0 | 0 | 0 | [14 empty] | 0 | 0 | 0 | 0 | 0 | 0 | 0 | 0 |  |  |  |  | 0 | 0 | 0 | 0 | 0
A | A014 | ˂ = 1 kV; Steel | 0 | 0 | 0 | 0 | 0 | 0 | 0 | 0 | 0 | 0 | 0 | 0 | 0 | 0 | 0 | 0 | 0 | 0 | 0 | 0 | 0 | 0 | 0 | 0 | 0 | 0 | 0 | 0 | 0 | 0 | 0 | 0 | 0 | 0 | 0 | 0 | [14 empty] | 0 | 0 | 0 | 0 | 0 | 0 | 0 | 0 |  |  |  |  | 0 | 0 | 0 | 0 | 0
A | A015 | > 1 kV & < = 11 kV; Steel | 0 | 0 | 0 | 0 | 0 | 0 | 0 | 0 | 0 | 0 | 0 | 0 | 0 | 0 | 0 | 0 | 0 | 0 | 0 | 0 | 0 | 0 | 0 | 0 | 0 | 0 | 0 | 0 | 0 | 0 | 0 | 0 | 0 | 0 | 0 | 0 | [14 empty] | 0 | 0 | 0 | 0 | 0 | 0 | 0 | 0 |  |  |  |  | 0 | 0 | 0 | 0 | 0
A | A016 | ˃ 11 kV & < = 22 kV; Steel | 29016 | 0 | 114944 | 0 | 0 | 0 | 15674.6995 | 0 | 0 | 0 | 0 | 39039.7606 | 0 | 150807.1887 | 0 | 0 | 0 | 19522.6497 | 0 | 0 | 0 | 0 | 2 | 0 | 15 | 0 | 0 | 0 | 1 | 0 | 0 | 0 | 0 | 0.2 | 0.33333 | 0 | 14508 |  | 7662.9333 |  |  |  | 15674.6995 |  |  |  |  | 15674.6995 | 15674.6995 |  | 0 | 0 | 0 | 0 | 0 | 0 | 0 | 0 |  |  |  |  | 0 | 0 | 0 | 0 | 0
A | A017 | > 22 kV & < = 66 kV; Steel | 0 | 0 | 0 | 0 | 0 | 0 | 0 | 0 | 0 | 0 | 0 | 0 | 0 | 0 | 0 | 0 | 0 | 0 | 0 | 0 | 0 | 0 | 0 | 0 | 0 | 0 | 0 | 0 | 0 | 0 | 0 | 0 | 0 | 0 | 0 | 0 | [14 empty] | 0 | 0 | 0 | 0 | 0 | 0 | 0 | 0 |  |  |  |  | 0 | 0 | 0 | 0 | 0
A | A018 | > 66 kV & < = 132 kV; Steel | 0 | 0 | 0 | 0 | 0 | 0 | 0 | 0 | 0 | 0 | 0 | 0 | 0 | 0 | 0 | 0 | 0 | 0 | 0 | 0 | 0 | 0 | 0 | 0 | 0 | 0 | 0 | 0 | 0 | 0 | 0 | 0 | 0 | 0 | 0 | 0 | [14 empty] | 0 | 0 | 0 | 0 | 0 | 0 | 0 | 0 |  |  |  |  | 0 | 0 | 0 | 0 | 0
A | A019 | > 132 kV; Steel | 0 | 0 | 0 | 0 | 0 | 0 | 0 | 0 | 0 | 0 | 0 | 0 | 0 | 0 | 0 | 0 | 0 | 0 | 0 | 0 | 0 | 0 | 0 | 0 | 0 | 0 | 0 | 0 | 0 | 0 | 0 | 0 | 0 | 0 | 0 | 0 | [14 empty] | 0 | 0 | 0 | 0 | 0 | 0 | 0 | 0 |  |  |  |  | 0 | 0 | 0 | 0 | 0
A | A020 | Poles Other | 0 | 0 | 0 | 0 | 0 | 0 | 0 | 0 | 0 | 0 | 0 | 0 | 0 | 0 | 0 | 0 | 0 | 0 | 0 | 0 | 0 | 0 | 0 | 0 | 0 | 0 | 0 | 0 | 0 | 0 | 0 | 0 | 0 | 0 | 0 | 0 | [14 empty] | 0 | 0 | 0 | 0 | 0 | 0 | 0 | 0 |  |  |  |  | 0 | 0 | 0 | 0 | 0
B | B001 | ˂ = 1 kV | 3146559 | 4386057 | 5033193 | 4498783.8657 | 6646575 | 13722228.4902 | 20171306.4323 | 17559588.6296 | 18130027.1071 | 14924172.3025 | 16340952.9531 | 4233557.6903 | 5813415.5771 | 6603578.1455 | 5790460.0673 | 8380791.3616 | 17031320.4868 | 25123119.5774 | 21060246.9646 | 20485611.381 | 15871274.0979 | 16474532.2535 | 2944 | 4221 | 4068 | 4111 | 5368 | 7582 | 8996 | 7864 | 7544 | 6079 | 4477 | 7470.8 | 8134.6667 | 7544 | 1068.804 | 1039.1038 | 1237.2647 | 1094.3284 | 1238.1846 | 1809.8429 | 2242.2528 | 2232.908 | 2403.238 | 2455.0374 | 3649.9783 | 2040.738 | 2289.0068 | 2403.238 | 6628.2667 | 6235.655 | 6235.655 | 9495.496 | 9604.7019 | 9677.5058 | 9750.3098 | 9786.7117 | 2682.0642 |  |  |  | 25215718.5504 | 25624228.4642 | 25936486.6759 | 26272866.3332 | 26533895.8121
B | B002 | > 1 kV & < = 11 kV | 3799338 | 5680549 | 6868124 | 6214574.5374 | 10051566.5931 | 12866164.3035 | 22361416.0822 | 24001075.9454 | 21300028.8981 | 25760754.949 | 22856159.811 | 5111843.3209 | 7529175.3032 | 9011018.1642 | 7998882.98 | 12674209.2693 | 15968817.8815 | 27850874.8078 | 28785901.3949 | 24067482.7364 | 27395556.3149 | 23034729.0997 | 3594 | 4709 | 4662 | 3699 | 6452 | 5993 | 9410 | 9991 | 9418 | 8544 | 7832 | 8252.8 | 9606.3333 | 9418 | 1057.1336 | 1206.3175 | 1473.2141 | 1680.0688 | 1557.8993 | 2146.8654 | 2376.346 | 2402.2696 | 2261.6297 | 3015.0696 | 2918.3044 | 2195.1399 | 2347.8442 | 2261.6297 | 8638.3333 | 8209.1931 | 8209.1931 | 10550.1522 | 10638.5944 | 10697.5559 | 10756.5173 | 10785.998 | 3110.6172 |  |  |  | 32499637.1184 | 32920608.3803 | 33251703.1381 | 33612874.5854 | 33911777.4632
B | B003 | ˃ 11 kV & < = 22 kV | 3848968 | 5244191 | 6932018 | 5942215.9102 | 9484483.4225 | 3377437.5732 | 15022406.4003 | 11609952.1127 | 12906682.4747 | 16915634.5583 | 22645875.8449 | 5178618.318 | 6950812.9166 | 9094847.4594 | 7648325.629 | 11959163.4392 | 4191900.8837 | 18710226.5093 | 13924498.1132 | 14583612.0284 | 17989116.3928 | 22829384.1116 | 1998 | 2787 | 3047 | 2719 | 4291 | 2023 | 6140 | 4659 | 5351 | 5259 | 6715 | 4492.8 | 5383.3333 | 5351 | 1926.4104 | 1881.6616 | 2275.0305 | 2185.4417 | 2210.3201 | 1669.5193 | 2446.646 | 2491.9408 | 2412.0132 | 3216.5116 | 3372.4313 | 2332.6639 | 2448.2378 | 2412.0132 | 5144.4667 | 5047.0401 | 5047.0401 | 5941.5745 | 5959.423 | 5971.322 | 5983.221 | 5989.1705 | 3055.3366 |  |  |  | 17953400.3182 | 18105437.8867 | 18233899.8845 | 18378204.3408 | 18514694.4945
B | B004 | ˃ 22 kV & < = 66 kV | 1391384 | 2375296 | 3261221 | 1109684 | 2475247 | 133480.1248 | 3535556.8353 | 6067191.2235 | 5276295.2403 | 6595458.5024 | 8827868.3873 | 1872046.3952 | 3148290.7693 | 4278740.6966 | 1428292.8634 | 3121085.4726 | 165668.6293 | 4403493.5191 | 7276739.1221 | 5961829.6865 | 7014012.4069 | 8867810.8155 | 1409 | 1517 | 1301 | 969 | 1406 | 13 | 1296 | 1561 | 1705 | 1333 | 1282 | 1196.2 | 1520.6667 | 1705 | 987.4975 | 1565.7851 | 2506.7033 | 1145.1847 | 1760.4886 | 10267.7019 | 2728.0531 | 3886.7336 | 3094.6013 | 4947.8308 | 6886.0128 | 2923.8874 | 3261.5176 | 3094.6013 | 1411.8 | 1399.7496 | 1399.7496 | 4175.7843 | 4178.7423 | 4180.7144 | 4182.6864 | 4183.6725 | 5101.5347 |  |  |  | 21031341.726 | 21185163.0406 | 21319230.3423 | 21471623.1838 | 21622879.2481
B | B005 | > 66 kV & < = 132 kV | -670 | 4539143 | 188496 | 40244 | 8294 | 0 | 27788.1385 | 87227.3379 | 0 | 315932.5491 | 668258.3748 | -901.4557 | 6016320.4953 | 247307.8354 | 51798.7265 | 10458.0605 | 0 | 34609.7923 | 104616.8743 | 0 | 335981.9212 | 670983.8708 | -1 | 829 | 81 | 5 | 1 | 0 | 14 | 9 | 0 | 49 | 79 | 4.8 | 7.6667 | 0 | 670 | 5475.4439 | 2327.1111 | 8048.8 | 8294 |  | 1984.867 | 9691.9264 |  | 6447.603 | 8458.9668 | 5137.8948 | 5000.6729 |  | 19.5333 | 19.5333 | 19.5333 | 21.278 | 21.278 | 21.278 | 21.278 | 21.278 | 7931.1738 |  |  |  | 166669.7337 | 167730.4339 | 168685.8531 | 169784.9802 | 170927.3677
B | B006 | > 132 kV | 0 | 0 | 0 | 0 | 0 | 0 | 0 | 0 | 0 | 0 | 0 | 0 | 0 | 0 | 0 | 0 | 0 | 0 | 0 | 0 | 0 | 0 | 0 | 0 | 0 | 0 | 0 | 0 | 0 | 0 | 0 | 0 | 0 | 0 | 0 | 0 | [14 empty] | 0 | 0 | 0 | 0 | 0 | 0 | 0 | 0 |  |  |  |  | 0 | 0 | 0 | 0 | 0
B | B007 | Pole Tops Other | 0 | 0 | 0 | 0 | 0 | 0 | 0 | 0 | 0 | 0 | 0 | 0 | 0 | 0 | 0 | 0 | 0 | 0 | 0 | 0 | 0 | 0 | 0 | 0 | 0 | 0 | 0 | 0 | 0 | 0 | 0 | 0 | 0 | 0 | 0 | 0 | [14 empty] | 0 | 0 | 0 | 0 | 0 | 0 | 0 | 0 |  |  |  |  | 0 | 0 | 0 | 0 | 0
C | C001 | ˂ = 1 kV | 3967444 | 6027337 | 7542258 | 5393631.8509 | 8714389.4937 | 12840240.6642 | 18768696.3676 | 16524542.6924 | 21430571.0627 | 11549690.658 | 14061301.04 | 5338022.6009 | 7988818.8421 | 9895485.8469 | 6942233.8976 | 10988137.528 | 15936642.8009 | 23376185.61 | 19818855.5221 | 24214985.8833 | 12282644.7233 | 14262628.3587 | 48 | 102 | 66 | 107.4193 | 135.75 | 172.9399 | 245.854 | 311.3582 | 284.1018 | 97.199 | 139.6088 | 230.0008 | 280.438 | 284.1018 | 82655.0833 | 59091.5392 | 114276.6364 | 50210.9973 | 64194.3977 | 74246.8207 | 76340.8216 | 53072.4563 | 75432.7098 | 118825.2008 | 100719.2793 | 68067.9758 | 67422.8768 | 75432.7098 | 204.0755 | 260.6237 | 260.6237 | 331.6776 | 345.6075 | 354.8979 | 364.191 | 368.8385 | 67455.343 |  |  |  | 22348573.8664 | 23281833.1283 | 23922490.7753 | 24575391.2072 | 24944732.3807
C | C021 | > 1 kV & < = 11 kV | 1535493 | 2584293 | 1407069 | 2323579.4665 | 2351204 | 2880704.9739 | 4473039.7939 | 5399061.7173 | 9599830.3715 | 18319582.2413 | 10418990.7888 | 2065938.7599 | 3425301.8558 | 1846082.6155 | 2990718.0508 | 2964677.3222 | 3575382.0653 | 5571117.2697 | 6475412.1262 | 10847109.7783 | 19482159.8959 | 10649857.2195 | 63 | 97 | 42 | 73.1567 | 87 | 100.6583 | 133.712 | 129.6723 | 259.5552 | 254.6838 | 286.645 | 142.1195 | 174.3132 | 259.5552 | 24372.9048 | 26642.1959 | 33501.6429 | 31761.6913 | 27025.3333 | 28618.6667 | 33452.7925 | 41636.1885 | 36985.7039 | 71930.685 | 36348.0646 | 34764.8736 | 37235.535 | 36985.7039 | 185.4875 | 169.2715 | 169.2715 | 218.5125 | 226.6065 | 232.0124 | 237.4254 | 240.1343 | 57588.3464 |  |  |  | 12409993.527 | 12976229.0279 | 13365035.2073 | 13761473.8063 | 13984025.0522
C | C031 | ˃ 11 kV & < = 22 kV ; SWER | 386970 | 824940 | 603780 | 427709.4291 | 1092339 | 2898913.8779 | 1692631.9396 | 1825867.3841 | 2539931.7167 | 2058858.2727 | 4681412.0813 | 520651.2318 | 1093400.9855 | 792162.8304 | 550511.9702 | 1377350.7792 | 3597982.0153 | 2108152.7248 | 2189870.0958 | 2869938.0191 | 2189515.3254 | 4765222.8481 | 28 | 63 | 12 | 24.0503 | 79 | 153.4609 | 78.188 | 63.7403 | 63.735 | 59.7213 | 100.6277 | 87.6248 | 68.5544 | 63.735 | 13820.3571 | 13094.2857 | 50315 | 17783.9294 | 13827.0759 | 18890.2453 | 21648.2317 | 28645.4006 | 39851.4438 | 34474.4201 | 46522.1179 | 22937.9783 | 29458.003 | 39851.4438 | 54.717 | 66.6935 | 66.6935 | 80.8701 | 86.404 | 90.0765 | 93.7373 | 95.5636 | 32668.0654 |  |  |  | 2671904.2882 | 2829591.1952 | 2937117.4405 | 3046311.8779 | 3106316.2323
C | C041 | ˃ 11 kV & < = 22 kV ; Single-Phase | 0 | 0 | 0 | 0 | 0 | 0 | 0 | 0 | 0 | 0 | 0 | 0 | 0 | 0 | 0 | 0 | 0 | 0 | 0 | 0 | 0 | 0 | 0 | 0 | 0 | 0 | 0 | 0 | 0 | 0 | 0 | 0 | 0 | 0 | 0 | 0 | [14 empty] | 0 | 0 | 0 | 0 | 0 | 0 | 0 | 0 |  |  |  |  | 0 | 0 | 0 | 0 | 0
C | C051 | ˃ 11 kV & < = 22 kV ; Multiple-Phase | 437338 | 274441 | 350529 | 354835.765 | 441651 | 1245549.6428 | 558899.446 | 893618.7831 | 1836067.5992 | 4069540.2721 | 2188972.4249 | 588419.1757 | 363752.5879 | 459896.0627 | 456715.0566 | 556886.0482 | 1545911.8149 | 696102.5386 | 1071769.542 | 2074622.7837 | 4327797.0666 | 2226430.8679 | 19 | 37 | -4 | 16.2667 | 25 | 52.7294 | 45.0787 | 21.8407 | 39.7857 | 61.965 | 59.525 | 36.8869 | 35.5683 | 39.7857 | 23017.7895 | 7417.3243 | -87632.25 | 21813.6741 | 17666.04 | 23621.5489 | 12398.3136 | 40915.362 | 46148.9728 | 65674.8225 | 36774.0022 | 26978.6278 | 30819.4167 | 46148.9728 | 39.276 | 43.2409 | 43.2409 | 56.1526 | 58.1243 | 59.4417 | 60.7611 | 61.4215 | 50743.0489 |  |  |  | 2858784.6441 | 2950236.0664 | 3013266.7668 | 3077604.4431 | 3115041.8339
C | C061 | > 22 kV & < = 66 kV | 607475 | 274798 | 81377 | 10688 | 34847 | 126115.7327 | 231829.4463 | 862982.0865 | 8965788.5292 | 7036715.0832 | 2862095.4181 | 817331.0775 | 364225.7667 | 106767.0917 | 13756.7038 | 43939.2374 | 156528.3266 | 288740.7874 | 1035025.1507 | 10130688.6332 | 7483271.539 | 2929777.6297 | 9 | 13 | 2 | 0 | 1 | 1.286 | 1.3257 | 14.144 | 9.4553 | 3.145 | 124.7657 | 5.4422 | 8.3083 | 9.4553 | 67497.2222 | 21138.3077 | 40688.5 |  | 34847 | 98067.4528 | 174877.6312 | 61014.005 | 948225.55 | 2237429.2301 | 22939.7679 | 375640.6989 | 403634.9093 | 948225.55 | 8.7887 | 13.1992 | 11.1992 | 12.8159 | 13.2864 | 13.6002 | 13.9139 | 14.0709 | 370860.3959 |  |  |  | 4588140.0145 | 4864250.0149 | 5053213.5941 | 5245607.7429 | 5351317.8079
C | C071 | > 66 kV & < = 132 kV | 0 | 0 | 429548 | 0 | 0 | -6906.83 | 0 | 2827.829 | 0 | 0 | 4406300.184 | 0 | 0 | 563569.4449 | 0 | 0 | -8572.4003 | 0 | 3391.5816 | 0 | 0 | 4525622.8743 | 0 | 0 | 1 | 0 | 0 | -0.2475 | 0 | 0 | 0 | 0 | 0.13333 | -0.0495 | 0 | 0 |  |  | 429548 |  |  | 27906.3836 |  |  |  |  | 33047251.7107 | 16480.812 |  |  | 0 | 0 | 0 | 0 | 0 | 0 | 0 | 0 |  |  |  |  | 0 | 0 | 0 | 0 | 0
C | C081 | > 132 kV | 0 | 0 | 0 | 0 | 0 | 0 | 0 | 0 | 0 | 0 | 0 | 0 | 0 | 0 | 0 | 0 | 0 | 0 | 0 | 0 | 0 | 0 | 0 | 0 | 0 | 0 | 0 | 0 | 0 | 0 | 0 | 0 | 0 | 0 | 0 | 0 | [14 empty] | 0 | 0 | 0 | 0 | 0 | 0 | 0 | 0 |  |  |  |  | 0 | 0 | 0 | 0 | 0
C | C091 | OH Conductor Other | 0 | 0 | 0 | 0 | 0 | 0 | 0 | 0 | 0 | 0 | 0 | 0 | 0 | 0 | 0 | 0 | 0 | 0 | 0 | 0 | 0 | 0 | 0 | 0 | 0 | 0 | 0 | 0 | 0 | 0 | 0 | 0 | 0 | 0 | 0 | 0 | [14 empty] | 0 | 0 | 0 | 0 | 0 | 0 | 0 | 0 |  |  |  |  | 0 | 0 | 0 | 0 | 0
D | D001 | ˂ = 1 kV | 749767 | 1618342 | 1893474 | 1523393.5398 | 1390163.6677 | 1575911.5422 | 3265911.0195 | 4374136.2634 | 4439821.4098 | 3935503.2921 | 7830182.5878 | 1008778.7481 | 2145000.5305 | 2484248.7712 | 1960785.3416 | 1752883.5013 | 1955939.9228 | 4067652.8983 | 5246158.7744 | 5016675.1249 | 4185253.9757 | 8045500.7017 | 4 | 6 | 10 | 7.0867 | 7.017 | 8.061 | 8.295 | 13.7137 | 15.67 | 6.733 | 10.9067 | 10.5513 | 12.5596 | 15.67 | 187441.75 | 269723.6667 | 189347.4 | 214966.1627 | 198113.6765 | 195497.7 | 393720.4349 | 318961.8335 | 283332.5729 | 584509.6173 | 717926.2737 | 285194.9937 | 320602.3397 | 283332.5729 | 9.6931 | 16.7101 | 17.7101 | 17.7101 | 18.7101 | 18.7101 | 19.7101 | 19.7101 | 333838.7602 |  |  |  | 5873483.121 | 6226802.7413 | 6241709.1403 | 6600482.795 | 6622203.9825
D | D021 | > 1 kV & < = 11 kV | 509333 | 251119 | 789354 | 496868 | 602005 | 659068.2626 | 269170.4932 | 2014471.6378 | 813777.5654 | 131217.8168 | 0 | 685285.3034 | 332840.8879 | 1035636.985 | 639527.1252 | 759079.4211 | 818001.4501 | 335248.6122 | 2416074.2652 | 919509.4335 | 139545.021 | 0 | 1 | 2 | 2 | 1 | 3 | 0.95473 | -0.52633 | 1.743 | 1.6277 | -0.30233 | 0 | 1.3598 | 0.94811 | 1.6277 | 509333 | 125559.5 | 394677 | 496868 | 200668.3333 | 690318.9815 | -511406.8905 | 1155749.6487 | 499965.7208 | -434017.0508 |  | 641043.1394 | 1088979.1293 | 499965.7208 | 0.57253 | 2.0692 | 1.6702 | 1.6692 | 6.1942 | 1.6692 | 1.6692 | 8.1702 | 470797.1235 |  |  |  | 1791440.5479 | 1445397.3178 | 1601386.1907 | 1800024.4207 | 2482033.4027
D | D031 | > 11 kV & < = 22 kV | 31728 | 475780 | 109674 | 75000 | 3020633.5125 | 139891.8649 | 1266352.5828 | 1570761.9579 | 863150.2403 | 838239.0653 | 2473996.0427 | 42688.6381 | 630613.5245 | 143892.9184 | 96533.7562 | 3808773.5786 | 173626.5495 | 1577226.9124 | 1883907.1606 | 975296.9635 | 891434.4926 | 2542027.1717 | 0 | 1 | 0 | 0 | 0.97633 | 0.26466 | 1.4727 | 1.9637 | 0.089667 | 1.081 | 7.444 | 0.9534 | 1.1753 | 0.089667 |  | 475780 |  |  | 3093854.7414 | 528571.9796 | 859904.4251 | 799912.7268 | 9626211.1444 | 775429.3012 | 332347.6706 | 1439227.9725 | 1049422.7976 | 9626211.1444 | 0.60136 | 0.60136 | 0.60136 | 0.60136 | 0.60136 | 0.60136 | 0.60136 | 0.60136 | 871375.0768 |  |  |  | 521309.3265 | 522563.1872 | 523814.1559 | 525307.9128 | 527036.6214
D | D041 | > 22 kV & < = 33 kV | 121670 | 324458 | 51175 | 12952 | 14507 | 5017.3599 | 3255112.6385 | 0 | 0 | 0 | 291113.6824 | 163701.6704 | 430046.6664 | 67141.8941 | 16670.7361 | 18292.149 | 6227.2877 | 4054203.6447 | 0 | 0 | 0 | 299118.866 | 0 | 0 | 0 | 0 | 0 | 0.09471 | 0.32733 | 0 | 0 | 0 | 0.20667 | 0.084409 | 0.10911 | 0 | [5 empty] | 52976.0299 | 9944335.9427 |  |  |  | 1408614.5627 | 7759006.5081 | 9944335.9427 |  | 0 | 0 | 0 | 0 | 0 | 0 | 0 | 0.2 | 422577.2816 |  |  |  | 0 | 0 | 4385.1251 | 12738.0661 | 67392.2651
D | D051 | > 33 kV & < = 66 kV | 0 | 0 | 0 | 0 | 0 | 0 | 0 | 0 | 0 | 0 | 0 | 0 | 0 | 0 | 0 | 0 | 0 | 0 | 0 | 0 | 0 | 0 | 0 | 0 | 0 | 0 | 0 | 0 | 0 | 0 | 0 | 0 | 0 | 0 | 0 | 0 | [14 empty] | 0 | 0 | 0 | 0 | 0 | 0 | 0 | 0 |  |  |  |  | 0 | 0 | 0 | 0 | 0
D | D061 | > 66 kV & < = 132 kV | 0 | 0 | 0 | 0 | 0 | 0 | 0 | 0 | 0 | 0 | 0 | 0 | 0 | 0 | 0 | 0 | 0 | 0 | 0 | 0 | 0 | 0 | 0 | 0 | 0 | 0 | 0 | 0 | 0 | 0 | 0 | 0 | 0 | 0 | 0 | 0 | [14 empty] | 0 | 0 | 0 | 0 | 0 | 0 | 0 | 0 |  |  |  |  | 0 | 0 | 0 | 0 | 0
D | D071 | > 132 kV | 0 | 0 | 0 | 0 | 0 | 0 | 0 | 0 | 0 | 0 | 0 | 0 | 0 | 0 | 0 | 0 | 0 | 0 | 0 | 0 | 0 | 0 | 0 | 0 | 0 | 0 | 0 | 0 | 0 | 0 | 0 | 0 | 0 | 0 | 0 | 0 | [14 empty] | 0 | 0 | 0 | 0 | 0 | 0 | 0 | 0 |  |  |  |  | 0 | 0 | 0 | 0 | 0
D | D081 | UG Cables Other | 0 | 0 | 0 | 0 | 0 | 0 | 0 | 0 | 0 | 0 | 0 | 0 | 0 | 0 | 0 | 0 | 0 | 0 | 0 | 0 | 0 | 0 | 0 | 0 | 0 | 0 | 0 | 0 | 0 | 0 | 0 | 0 | 0 | 0 | 0 | 0 | [14 empty] | 0 | 0 | 0 | 0 | 0 | 0 | 0 | 0 |  |  |  |  | 0 | 0 | 0 | 0 | 0
E | E001 | ˂ = 11 kV ; Residential ; Simple Type | 1954633 | 6388028 | 3981781 | 3662014.98 | 3255307.9145 | 7169379.0419 | 10976147.4605 | 0 | 14365479.5346 | 18306562.9367 | 21874760.5529 | 2629873.3216 | 8466889.8471 | 5224119.5582 | 4713440.8189 | 4104678.9435 | 8898262.5703 | 13670659.6608 | 0 | 16231946.5552 | 19468314.3742 | 22476283.2035 | 4201 | 8899 | 4513 | 4116.46 | 5247.0583 | 9771.4498 | 13949.4045 | 0 | 13752.6248 | 18445.9636 | 13438.7361 | 8544.1075 | 9234.0098 | 13752.6248 | 465.278 | 717.8366 | 882.2914 | 889.603 | 620.4063 | 733.7068 | 786.8542 |  | 1044.5627 | 992.4428 | 1627.7394 | 837.2159 | 914.7932 | 1044.5627 | 16597.4028 | 16774.9264 | 16774.9264 | 17315.7706 | 17428.5398 | 17503.7192 | 17578.8986 | 17616.4884 | 1219.0699 |  |  |  | 20886570.5667 | 21127906.1643 | 21322704.4922 | 21537594.0825 | 21724863.8296
E | E002 | ˂ = 11 kV ; Commercial & Industrial ; Simple Type | 2076776 | 1977268 | 2249459 | 1526470 | 2084207.8325 | 0 | 0 | 8732459.3558 | 0 | 10701866.6328 | 11714354.37 | 2794211.3928 | 2620732.1499 | 2951303.1373 | 1964745.1051 | 2628016.8355 | 0 | 0 | 10473351.8831 | 0 | 11381017.0002 | 12036481.3013 | 1323 | 1994 | 1603 | 1348 | 1789.5 | 0 | 0 | 1242.4622 | 0 | 1225.5064 | 1338.144 | 606.3924 | 414.1541 | 0 | 1569.7475 | 991.6088 | 1403.2807 | 1132.3961 | 1164.6872 |  |  | 7028.3502 |  | 8732.6077 | 8754.1808 | 3567.5469 | 7028.3502 |  | 740.9547 | 733.5407 | 733.5407 | 757.6745 | 762.7065 | 766.0612 | 769.4159 | 771.0933 | 9040.9025 |  |  |  | 6791388.98 | 6861793.7019 | 6919701.6543 | 6984082.3461 | 7042128.6111
E | E003 | ˂ = 11 kV ; Residential ; Complex Type | 115343 | 42947 | 109356 | 141142 | 34386 | 0 | 0 | 0 | 0 | 0 | 0 | 155188.9682 | 56923.2818 | 143475.7005 | 181666.2323 | 43357.9538 | 0 | 0 | 0 | 0 | 0 | 0 | 90 | 23 | 44 | 58 | 31 | 0 | 0 | 0 | 0 | 0 | 0 | 6.2 | 0 | 0 | 1281.5889 | 1867.2609 | 2485.3636 | 2433.4828 | 1109.2258 | [6 empty] | 1109.2258 |  |  | 0 | 0 | 0 | 0 | 0 | 0 | 0 | 0 |  |  |  |  | 0 | 0 | 0 | 0 | 0
E | E004 | ˂ = 11 kV ; Commercial & Industrial ; Complex Type | 0 | 0 | 0 | 0 | 0 | 0 | 0 | 0 | 0 | 0 | 0 | 0 | 0 | 0 | 0 | 0 | 0 | 0 | 0 | 0 | 0 | 0 | 0 | 0 | 0 | 0 | 0 | 0 | 0 | 0 | 0 | 0 | 0 | 0 | 0 | 0 | [14 empty] | 0 | 0 | 0 | 0 | 0 | 0 | 0 | 0 |  |  |  |  | 0 | 0 | 0 | 0 | 0
E | E005 | ˂ = 11 kV ; Subdivision ; Complex Type | 0 | 0 | 0 | 0 | 0 | 0 | 0 | 0 | 0 | 0 | 0 | 0 | 0 | 0 | 0 | 0 | 0 | 0 | 0 | 0 | 0 | 0 | 0 | 0 | 0 | 0 | 0 | 0 | 0 | 0 | 0 | 0 | 0 | 0 | 0 | 0 | [14 empty] | 0 | 0 | 0 | 0 | 0 | 0 | 0 | 0 |  |  |  |  | 0 | 0 | 0 | 0 | 0
E | E006 | > 11 kV & < = 22 kV ; Commercial & Industrial | 0 | 0 | 0 | 0 | 0 | 0 | 0 | 0 | 0 | 0 | 0 | 0 | 0 | 0 | 0 | 0 | 0 | 0 | 0 | 0 | 0 | 0 | 0 | 0 | 0 | 0 | 0 | 0 | 0 | 0 | 0 | 0 | 0 | 0 | 0 | 0 | [14 empty] | 0 | 0 | 0 | 0 | 0 | 0 | 0 | 0 |  |  |  |  | 0 | 0 | 0 | 0 | 0
E | E007 | > 11 kV & < = 22 kV ; Subdivision | 0 | 0 | 0 | 0 | 0 | 0 | 0 | 0 | 0 | 0 | 0 | 0 | 0 | 0 | 0 | 0 | 0 | 0 | 0 | 0 | 0 | 0 | 0 | 0 | 0 | 0 | 0 | 0 | 0 | 0 | 0 | 0 | 0 | 0 | 0 | 0 | [14 empty] | 0 | 0 | 0 | 0 | 0 | 0 | 0 | 0 |  |  |  |  | 0 | 0 | 0 | 0 | 0
E | E008 | > 22 kV & < = 33 kV ; Commercial & Industrial | 0 | 0 | 0 | 0 | 0 | 0 | 0 | 0 | 0 | 0 | 0 | 0 | 0 | 0 | 0 | 0 | 0 | 0 | 0 | 0 | 0 | 0 | 0 | 0 | 0 | 0 | 0 | 0 | 0 | 0 | 0 | 0 | 0 | 0 | 0 | 0 | [14 empty] | 0 | 0 | 0 | 0 | 0 | 0 | 0 | 0 |  |  |  |  | 0 | 0 | 0 | 0 | 0
E | E009 | > 22 kV & < = 33 kV ; Subdivision | 0 | 0 | 0 | 0 | 0 | 0 | 0 | 0 | 0 | 0 | 0 | 0 | 0 | 0 | 0 | 0 | 0 | 0 | 0 | 0 | 0 | 0 | 0 | 0 | 0 | 0 | 0 | 0 | 0 | 0 | 0 | 0 | 0 | 0 | 0 | 0 | [14 empty] | 0 | 0 | 0 | 0 | 0 | 0 | 0 | 0 |  |  |  |  | 0 | 0 | 0 | 0 | 0
E | E010 | > 33 kV & < = 66 kV ; Commercial & Industrial | 0 | 0 | 0 | 0 | 0 | 0 | 0 | 0 | 0 | 0 | 0 | 0 | 0 | 0 | 0 | 0 | 0 | 0 | 0 | 0 | 0 | 0 | 0 | 0 | 0 | 0 | 0 | 0 | 0 | 0 | 0 | 0 | 0 | 0 | 0 | 0 | [14 empty] | 0 | 0 | 0 | 0 | 0 | 0 | 0 | 0 |  |  |  |  | 0 | 0 | 0 | 0 | 0
E | E011 | > 33 kV & < = 66 kV ; Subdivision | 0 | 0 | 0 | 0 | 0 | 0 | 0 | 0 | 0 | 0 | 0 | 0 | 0 | 0 | 0 | 0 | 0 | 0 | 0 | 0 | 0 | 0 | 0 | 0 | 0 | 0 | 0 | 0 | 0 | 0 | 0 | 0 | 0 | 0 | 0 | 0 | [14 empty] | 0 | 0 | 0 | 0 | 0 | 0 | 0 | 0 |  |  |  |  | 0 | 0 | 0 | 0 | 0
E | E012 | > 66 kV & < = 132 kV ; Commercial & Industrial | 0 | 0 | 0 | 0 | 0 | 0 | 0 | 0 | 0 | 0 | 0 | 0 | 0 | 0 | 0 | 0 | 0 | 0 | 0 | 0 | 0 | 0 | 0 | 0 | 0 | 0 | 0 | 0 | 0 | 0 | 0 | 0 | 0 | 0 | 0 | 0 | [14 empty] | 0 | 0 | 0 | 0 | 0 | 0 | 0 | 0 |  |  |  |  | 0 | 0 | 0 | 0 | 0
E | E013 | > 66 kV & < = 132 kV ; Subdivision | 0 | 0 | 0 | 0 | 0 | 0 | 0 | 0 | 0 | 0 | 0 | 0 | 0 | 0 | 0 | 0 | 0 | 0 | 0 | 0 | 0 | 0 | 0 | 0 | 0 | 0 | 0 | 0 | 0 | 0 | 0 | 0 | 0 | 0 | 0 | 0 | [14 empty] | 0 | 0 | 0 | 0 | 0 | 0 | 0 | 0 |  |  |  |  | 0 | 0 | 0 | 0 | 0
E | E014 | > 132 kV ; Commercial & Industrial | 0 | 0 | 0 | 0 | 0 | 0 | 0 | 0 | 0 | 0 | 0 | 0 | 0 | 0 | 0 | 0 | 0 | 0 | 0 | 0 | 0 | 0 | 0 | 0 | 0 | 0 | 0 | 0 | 0 | 0 | 0 | 0 | 0 | 0 | 0 | 0 | [14 empty] | 0 | 0 | 0 | 0 | 0 | 0 | 0 | 0 |  |  |  |  | 0 | 0 | 0 | 0 | 0
E | E015 | > 132 kV ; Subdivision | 0 | 0 | 0 | 0 | 0 | 0 | 0 | 0 | 0 | 0 | 0 | 0 | 0 | 0 | 0 | 0 | 0 | 0 | 0 | 0 | 0 | 0 | 0 | 0 | 0 | 0 | 0 | 0 | 0 | 0 | 0 | 0 | 0 | 0 | 0 | 0 | [14 empty] | 0 | 0 | 0 | 0 | 0 | 0 | 0 | 0 |  |  |  |  | 0 | 0 | 0 | 0 | 0
E | E016 | Service Lines Other | 0 | 0 | 0 | 0 | 0 | 0 | 0 | 0 | 0 | 0 | 0 | 0 | 0 | 0 | 0 | 0 | 0 | 0 | 0 | 0 | 0 | 0 | 0 | 0 | 0 | 0 | 0 | 0 | 0 | 0 | 0 | 0 | 0 | 0 | 0 | 0 | [14 empty] | 0 | 0 | 0 | 0 | 0 | 0 | 0 | 0 |  |  |  |  | 0 | 0 | 0 | 0 | 0
F | F001 | Pole Mounted ; < = 22kV ; < = 60 kVA ; Single Phase | 6000816 | 8941752 | 9312325 | 9096562.6696 | 7993887 | 10843459.0092 | 14652031.354 | 9931849.6962 | 11920492.0075 | 11840264.7822 | 11997006.6936 | 8073835.8076 | 11851674.6051 | 12217823.9248 | 11708338.1778 | 10079642.3895 | 13458340.6553 | 18248928.8433 | 11911851.2301 | 13469288.5616 | 12591658.9505 | 12326906.134 | 585 | 813 | 714 | 584 | 724 | 841 | 1035 | 916 | 876 | 572 | 573 | 878.4 | 942.3333 | 876 | 10257.8051 | 10998.4649 | 13042.472 | 15576.3059 | 11041.2804 | 12893.5303 | 14156.552 | 10842.6307 | 13607.8676 | 20699.7636 | 20937.1845 | 12600.5736 | 12912.7602 | 13607.8676 | 743.8 | 699.1146 | 699.1146 | 380.8384 | 383.4527 | 385.1955 | 386.9384 | 387.8098 | 13712.6867 |  |  |  | 5143508.2321 | 5221417.7706 | 5281019.8572 | 5345240.1266 | 5395244.2038
F | F002 | Pole Mounted ; < = 22kV ; > 60 kVA and < = 600 kVA ; Single Phase | 587123 | 1166658 | 934074 | 2933777.4741 | 724408 | 801228.4653 | 1363343.0333 | 1262600.1785 | 1129862.4041 | 1119365.1202 | 1027137.1868 | 789948.3505 | 1546324.5896 | 1225510.4568 | 3776114.1271 | 913419.6648 | 994443.3432 | 1698027.3521 | 1514310.6218 | 1276662.3011 | 1190401.0674 | 1055381.8974 | 19 | 36 | 24 | 15 | 15 | 18 | 21 | 24 | 23 | 20 | 13 | 20.2 | 22.6667 | 23 | 30901.2105 | 32407.1667 | 38919.75 | 195585.1649 | 48293.8667 | 44512.6925 | 64921.0968 | 52608.3408 | 49124.4524 | 55968.256 | 79010.5528 | 52291.5058 | 55232.4355 | 49124.4524 | 22.3333 | 21.9011 | 21.9011 | 17.2803 | 17.2955 | 17.3057 | 17.3158 | 17.3209 | 47695.709 |  |  |  | 816410.602 | 820808.7248 | 824896.2286 | 829653.0374 | 834779.1846
F | F003 | Pole Mounted ; < = 22kV ; > 600 kVA ; Single Phase | 0 | 0 | 0 | 0 | 0 | 0 | 0 | 0 | 0 | 0 | 0 | 0 | 0 | 0 | 0 | 0 | 0 | 0 | 0 | 0 | 0 | 0 | 0 | 0 | 0 | 0 | 0 | 0 | 0 | 0 | 0 | 0 | 0 | 0 | 0 | 0 | [14 empty] | 0 | 0 | 0 | 0 | 0 | 0 | 0 | 0 |  |  |  |  | 0 | 0 | 0 | 0 | 0
F | F004 | Pole Mounted ; < = 22kV ; < = 60 kVA ; Multiple Phase | 2210010 | 6092017 | 3875970 | 3568750.4457 | 3431686 | 4691215.8412 | 8154741.8974 | 5212263.7939 | 5677914.2131 | 6931647.4132 | 9894472.3679 | 2973471.92 | 8074547.7142 | 5085294.918 | 4593398.4746 | 4327077.3871 | 5822494.5403 | 10156632.9627 | 6251374.3949 | 6415629.9015 | 7371536.1773 | 10166555.3117 | 153 | 282 | 195 | 174 | 193 | 254 | 353 | 331 | 257 | 222 | 191 | 277.6 | 313.6667 | 257 | 14444.5098 | 21602.8972 | 19876.7692 | 20510.06 | 17780.7565 | 18469.3537 | 23101.2518 | 15747.0205 | 22093.0514 | 31223.637 | 51803.5203 | 19573.3586 | 20239.0222 | 22093.0514 | 254.8667 | 224.8914 | 224.8914 | 127.8231 | 129.381 | 130.4197 | 131.4583 | 131.9776 | 21700.3522 |  |  |  | 2735084.8312 | 2789060.3079 | 2829214.2131 | 2871924.1965 | 2902940.0251
F | F005 | Pole Mounted ; < = 22kV ; > 60 kVA and < = 600 kVA ; Multiple Phase | 12715638 | 15309940 | 15988364 | 16245684.3297 | 17304723 | 20738184.0405 | 30859728.6254 | 21468528.2121 | 26617056.5805 | 27122530.9448 | 26816914.6375 | 17108335.4998 | 20292267.9026 | 20976825.4649 | 20910092.4129 | 21819850.5295 | 25739161.7521 | 38435420.878 | 25748468.0109 | 30075337.1185 | 28843751.8766 | 27554339.01 | 410 | 515 | 484 | 381 | 494 | 550 | 776 | 715 | 660 | 471 | 344 | 639 | 717 | 660 | 31013.7512 | 29728.0388 | 33033.8099 | 42639.5914 | 35029.8036 | 37705.7892 | 39767.6915 | 30025.9136 | 40328.8736 | 57584.9914 | 77956.1472 | 36616.0314 | 36701.6799 | 40328.8736 | 589.9333 | 541.4767 | 541.4767 | 285.7816 | 287.8487 | 289.2268 | 290.6048 | 291.2939 | 39345.4913 |  |  |  | 11114320.4489 | 11260405.1717 | 11374182.3264 | 11497760.5937 | 11597957.2805
F | F006 | Pole Mounted ; < = 22kV ; > 600 kVA ; Multiple Phase | 1287156 | 3108436 | 2692976 | 2122399 | 2895308 | 3850324.9223 | 4745445.1242 | 4133823.4022 | 4333136.9169 | 3359075.9354 | 3080720.9838 | 1731812.174 | 4120017.196 | 3533199.9905 | 2731775.3027 | 3650748.284 | 4778824.2104 | 5910394.8325 | 4957937.432 | 4896129.411 | 3572246.0051 | 3165436.126 | 35 | 79 | 59 | 39 | 39 | 45 | 40 | 65 | 74 | 59 | 69 | 52.6 | 59.6667 | 74 | 36775.8857 | 39347.2911 | 45643.661 | 54420.4872 | 74238.6667 | 85562.7761 | 118636.1281 | 63597.2831 | 58555.9043 | 56933.4904 | 44648.1302 | 75886.0774 | 73812.3209 | 58555.9043 | 66 | 66 | 66 | 57.7924 | 57.7924 | 57.7924 | 57.7924 | 57.7924 | 59436.2382 |  |  |  | 3401065.1937 | 3417337.5246 | 3432983.4486 | 3451401.2227 | 3472033.071
F | F007 | Kiosk Mounted ; < = 22kV ; < = 60 kVA ; Single Phase | 0 | 0 | 0 | 0 | 0 | 0 | 0 | 0 | 0 | 0 | 0 | 0 | 0 | 0 | 0 | 0 | 0 | 0 | 0 | 0 | 0 | 0 | 0 | 0 | 0 | 0 | 0 | 0 | 0 | 0 | 0 | 0 | 0 | 0 | 0 | 0 | [14 empty] | 0 | 0 | 0 | 0 | 0 | 0 | 0 | 0 |  |  |  |  | 0 | 0 | 0 | 0 | 0
F | F008 | Kiosk Mounted ; < = 22kV ; > 60 kVA and < = 600 kVA ; Single Phase | 0 | 0 | 0 | 0 | 0 | 0 | 0 | 0 | 0 | 0 | 0 | 0 | 0 | 0 | 0 | 0 | 0 | 0 | 0 | 0 | 0 | 0 | 0 | 0 | 0 | 0 | 0 | 0 | 0 | 0 | 0 | 0 | 0 | 0 | 0 | 0 | [14 empty] | 0 | 0 | 0 | 0 | 0 | 0 | 0 | 0 |  |  |  |  | 0 | 0 | 0 | 0 | 0
F | F009 | Kiosk Mounted ; < = 22kV ; > 600 kVA ; Single Phase | 0 | 0 | 0 | 0 | 0 | 0 | 0 | 0 | 0 | 0 | 0 | 0 | 0 | 0 | 0 | 0 | 0 | 0 | 0 | 0 | 0 | 0 | 0 | 0 | 0 | 0 | 0 | 0 | 0 | 0 | 0 | 0 | 0 | 0 | 0 | 0 | [14 empty] | 0 | 0 | 0 | 0 | 0 | 0 | 0 | 0 |  |  |  |  | 0 | 0 | 0 | 0 | 0
F | F010 | Kiosk Mounted ; < = 22kV ; < = 60 kVA ; Multiple Phase | 0 | 0 | 0 | 0 | 0 | 0 | 0 | 0 | 0 | 0 | 0 | 0 | 0 | 0 | 0 | 0 | 0 | 0 | 0 | 0 | 0 | 0 | 0 | 0 | 0 | 0 | 0 | 0 | 0 | 0 | 0 | 0 | 0 | 0 | 0 | 0 | [14 empty] | 0 | 0 | 0 | 0 | 0 | 0 | 0 | 0 |  |  |  |  | 0 | 0 | 0 | 0 | 0
F | F011 | Kiosk Mounted ; < = 22kV ; > 60 kVA and < = 600 kVA ; Multiple Phase | 957269 | 6980790 | 3204121 | 2454860 | 3798580 | 5762934.3257 | 4115054.0009 | 7634899.2763 | 8367413.4909 | 7465331.9369 | 8828575.6664 | 1287963.6252 | 9252554.9318 | 4203825.1684 | 3159691.4244 | 4789700.9287 | 7152656.1094 | 5125250.2698 | 9156983.5547 | 9454568.3812 | 7939088.8152 | 9071348.0717 | 12 | 20 | 21 | 10 | 21 | 24 | 26 | 65 | 99 | 96 | 84 | 47 | 63.3333 | 99 | 79772.4167 | 349039.5 | 152577.1905 | 245486 | 180884.7619 | 240122.2636 | 158271.3077 | 117459.9889 | 84519.3282 | 77763.8743 | 105102.0913 | 126293.111 | 105880.8777 | 84519.3282 | 63.2 | 64.2 | 63.2 | 54.3184 | 54.3184 | 54.3184 | 54.3184 | 54.3184 | 108286.9269 |  |  |  | 5823927.576 | 5851792.0451 | 5878583.8658 | 5910122.1563 | 5945451.7909
F | F012 | Kiosk Mounted ; < = 22kV ; > 600 kVA ; Multiple Phase | 871387 | 551584 | 572502 | 1322749 | 1607523 | 1784656.6066 | 994565.9457 | 1350642.4116 | 917905.9605 | 2022024.0671 | 3236790.5213 | 1172413.1456 | 731086.4901 | 751125.9146 | 1702532.3937 | 2026955.9693 | 2215023.5034 | 1238719.9246 | 1619904.8479 | 1037166.943 | 2150343.587 | 3325797.3385 | 6 | 4 | 4 | 6 | 10 | 8 | 8 | 16 | 8 | 16 | 9 | 10 | 10.6667 | 8 | 145231.1667 | 137896 | 143125.5 | 220458.1667 | 160752.3 | 223082.0758 | 124320.7432 | 84415.1507 | 114738.2451 | 126376.5042 | 359643.3913 | 133105.8785 | 101972.3224 | 114738.2451 | 12 | 12 | 12 | 10.213 | 10.213 | 10.213 | 10.213 | 10.213 | 127112.5335 |  |  |  | 1285389.5342 | 1291539.4556 | 1297452.6346 | 1304413.3991 | 1312210.945
F | F013 | Ground Outdoor / Indoor Chamber Mounted; ˂ 22 kV ; < = 60 kVA ; Single Phase | 0 | 0 | 0 | 0 | 0 | 0 | 0 | 0 | 0 | 0 | 0 | 0 | 0 | 0 | 0 | 0 | 0 | 0 | 0 | 0 | 0 | 0 | 0 | 0 | 0 | 0 | 0 | 0 | 0 | 0 | 0 | 0 | 0 | 0 | 0 | 0 | [14 empty] | 0 | 0 | 0 | 0 | 0 | 0 | 0 | 0 |  |  |  |  | 0 | 0 | 0 | 0 | 0
F | F014 | Ground Outdoor / Indoor Chamber Mounted; ˂ 22 kV ; > 60 kVA and < = 600 kVA ; Single Phase | 0 | 0 | 0 | 0 | 0 | 0 | 0 | 0 | 0 | 0 | 0 | 0 | 0 | 0 | 0 | 0 | 0 | 0 | 0 | 0 | 0 | 0 | 0 | 0 | 0 | 0 | 0 | 0 | 0 | 0 | 0 | 0 | 0 | 0 | 0 | 0 | [14 empty] | 0 | 0 | 0 | 0 | 0 | 0 | 0 | 0 |  |  |  |  | 0 | 0 | 0 | 0 | 0
F | F015 | Ground Outdoor / Indoor Chamber Mounted; ˂ 22 kV ; > 600 kVA ; Single Phase | 0 | 0 | 0 | 0 | 0 | 0 | 0 | 0 | 0 | 0 | 0 | 0 | 0 | 0 | 0 | 0 | 0 | 0 | 0 | 0 | 0 | 0 | 0 | 0 | 0 | 0 | 0 | 0 | 0 | 0 | 0 | 0 | 0 | 0 | 0 | 0 | [14 empty] | 0 | 0 | 0 | 0 | 0 | 0 | 0 | 0 |  |  |  |  | 0 | 0 | 0 | 0 | 0
F | F016 | Ground Outdoor / Indoor Chamber Mounted; ˂ 22 kV ; < = 60 kVA ; Multiple Phase | 0 | 0 | 0 | 0 | 0 | 0 | 0 | 0 | 0 | 0 | 0 | 0 | 0 | 0 | 0 | 0 | 0 | 0 | 0 | 0 | 0 | 0 | 0 | 0 | 0 | 0 | 0 | 0 | 0 | 0 | 0 | 0 | 0 | 0 | 0 | 0 | [14 empty] | 0 | 0 | 0 | 0 | 0 | 0 | 0 | 0 |  |  |  |  | 0 | 0 | 0 | 0 | 0
F | F017 | Ground Outdoor / Indoor Chamber Mounted; ˂ 22 kV ; > 60 kVA and < = 600 kVA ; Multiple Phase | 0 | 0 | 154498 | 61598 | 26374 | 209260.36 | 198170.0973 | 49884.6 | 51271.75 | 95340.15 | 0 | 0 | 0 | 202702.264 | 79283.8176 | 33255.4724 | 259723.139 | 246818.473 | 59829.5335 | 57933.3467 | 101390.5242 | 0 | 0 | 0 | 3 | 1 | 1 | 1 | 0 | 2 | 1 | 3 | 0 | 1 | 1 | 1 |  |  | 51499.3333 | 61598 | 26374 | 209260.36 |  | 24942.3 | 51271.75 | 31780.05 |  | 106992.1615 | 99775.4824 | 51271.75 | 2 | 2 | 2 | 1.6081 | 1.6081 | 1.6081 | 1.6081 | 1.6081 | 35890.5838 |  |  |  | 57146.4874 | 57419.9036 | 57682.7947 | 57992.2598 | 58338.927
F | F018 | Ground Outdoor / Indoor Chamber Mounted; ˂ 22 kV ; > 600 kVA ; Multiple Phase | 0 | 190050 | 70254 | 83179 | 148721 | 432277.4833 | 638491.6726 | 32120.95 | 73500.628 | 136859.0641 | 91035.4735 | 0 | 251898.1469 | 92173.6518 | 107061.0841 | 187525.1046 | 536520.4611 | 795233.6996 | 38524.5437 | 83050.3613 | 145544.267 | 93538.8106 | 0 | 2 | 1 | 1 | 2 | 4 | 2 | 1 | 2 | 3 | 1 | 2.2 | 1.6667 | 2 |  | 95025 | 70254 | 83179 | 74360.5 | 108069.3708 | 319245.8363 | 32120.95 | 36750.314 | 45619.688 | 91035.4735 | 120464.7031 | 148822.6501 | 36750.314 | 2 | 2 | 2 | 1.6081 | 1.6081 | 1.6081 | 1.6081 | 1.6081 | 47694.8927 |  |  |  | 75941.8012 | 76305.1433 | 76654.4985 | 77065.7458 | 77526.4308
F | F019 | Ground Outdoor / Indoor Chamber Mounted; > = 22 kV & < = 33 kV ; < = 15 MVA | 0 | 80744 | 200271 | 0 | 0 | 125300.5969 | 0 | 181400.897 | 0 | 0 | 0 | 0 | 107020.5944 | 262756.7031 | 0 | 0 | 155516.6221 | 0 | 217564.7603 | 0 | 0 | 0 | 0 | 1 | 3 | 0 | 0 | 1 | 0 | 2 | 0 | 0 | 0 | 0.6 | 0.66667 | 0 |  | 80744 | 66757 |  |  | 125300.5969 |  | 90700.4485 |  |  |  | 102233.8313 | 90700.4485 |  | 0.66667 | 0.66667 | 0.66667 | 0.56739 | 0.56739 | 5.5674 | 4.5674 | 1.5674 | 2169985.2464 |  |  |  | 3690333.0679 | 4580913.6788 | 5789638.9679 | 4543266.6122 | 9251831.9417
F | F020 | Ground Outdoor / Indoor Chamber Mounted; > = 22 kV & < = 33 kV ; > 15 MVA and < = 40 MVA | 0 | 0 | 0 | 0 | 0 | 0 | 0 | 0 | 0 | 0 | 0 | 0 | 0 | 0 | 0 | 0 | 0 | 0 | 0 | 0 | 0 | 0 | 0 | 0 | 0 | 0 | 0 | 0 | 0 | 0 | 0 | 0 | 0 | 0 | 0 | 0 | [14 empty] | 0 | 0 | 0 | 0 | 0 | 0 | 0 | 0 |  |  |  |  | 0 | 0 | 0 | 0 | 0
F | F021 | Ground Outdoor / Indoor Chamber Mounted; > = 22 kV & < = 33 kV ; > 40 MVA | 0 | 0 | 0 | 0 | 0 | 0 | 0 | 0 | 0 | 0 | 0 | 0 | 0 | 0 | 0 | 0 | 0 | 0 | 0 | 0 | 0 | 0 | 0 | 0 | 0 | 0 | 0 | 0 | 0 | 0 | 0 | 0 | 0 | 0 | 0 | 0 | [14 empty] | 0 | 0 | 0 | 0 | 0 | 0 | 0 | 0 |  |  |  |  | 0 | 0 | 0 | 0 | 0
F | F022 | Ground Outdoor / Indoor Chamber Mounted; > 33 kV & < = 66 kV ; < = 15 MVA | 0 | 0 | 0 | 0 | 0 | 0 | 0 | 0 | 0 | 0 | 0 | 0 | 0 | 0 | 0 | 0 | 0 | 0 | 0 | 0 | 0 | 0 | 0 | 0 | 0 | 0 | 0 | 0 | 0 | 0 | 0 | 0 | 0 | 0 | 0 | 0 | [14 empty] | 0 | 0 | 1 | 0 | 4 | 6 | 1 | 8 | 2189093.2737 |  |  |  | 5050947.0776 | 6532545.7727 | 7229526.3177 | 11648819.245 | 11130933.7871
F | F023 | Ground Outdoor / Indoor Chamber Mounted; > 33 kV & < = 66 kV ; > 15 MVA and < = 40 MVA | 0 | 0 | 0 | 0 | 0 | 0 | 0 | 0 | 0 | 0 | 0 | 0 | 0 | 0 | 0 | 0 | 0 | 0 | 0 | 0 | 0 | 0 | 0 | 0 | 0 | 0 | 0 | 0 | 0 | 0 | 0 | 0 | 0 | 0 | 0 | 0 | [14 empty] | 0 | 0 | 0 | 3 | 1 | 3 | 1 | 0 | 1190747.5936 |  |  |  | 1871501.9804 | 2138736.6748 | 1752973.4284 | 2906945.5614 | 855823.1039
F | F024 | Ground Outdoor / Indoor Chamber Mounted; > 33 kV & < = 66 kV ; > 40 MVA | 0 | 0 | 0 | 0 | 0 | 0 | 0 | 0 | 0 | 0 | 0 | 0 | 0 | 0 | 0 | 0 | 0 | 0 | 0 | 0 | 0 | 0 | 0 | 0 | 0 | 0 | 0 | 0 | 0 | 0 | 0 | 0 | 0 | 0 | 0 | 0 | [14 empty] | 0 | 0 | 0 | 0 | 0 | 0 | 0 | 0 |  |  |  |  | 0 | 0 | 0 | 0 | 0
F | F025 | Ground Outdoor / Indoor Chamber Mounted; > 66 kV & < = 132 kV ; < = 100 MVA | 0 | 0 | 0 | 0 | 0 | 0 | 0 | 0 | 0 | 0 | 0 | 0 | 0 | 0 | 0 | 0 | 0 | 0 | 0 | 0 | 0 | 0 | 0 | 0 | 0 | 0 | 0 | 0 | 0 | 0 | 0 | 0 | 0 | 0 | 0 | 0 | [14 empty] | 0 | 0 | 2 | 1 | 0 | 0 | 0 | 2 | 2382037.282 |  |  |  | 10843.9214 | 15972.5781 | 586977.2334 | 2032809.6062 | 4499508.507
F | F026 | Ground Outdoor / Indoor Chamber Mounted; > 66 kV & < = 132 kV ; > 100 MVA | 0 | 0 | 0 | 0 | 0 | 0 | 0 | 0 | 0 | 0 | 0 | 0 | 0 | 0 | 0 | 0 | 0 | 0 | 0 | 0 | 0 | 0 | 0 | 0 | 0 | 0 | 0 | 0 | 0 | 0 | 0 | 0 | 0 | 0 | 0 | 0 | [14 empty] | 0 | 0 | 0 | 0 | 0 | 0 | 0 | 0 |  |  |  |  | 0 | 0 | 0 | 0 | 0
F | F027 | Ground Outdoor / Indoor Chamber Mounted; > 132 kV ; < = 100 MVA | 0 | 0 | 0 | 0 | 0 | 0 | 0 | 0 | 0 | 0 | 0 | 0 | 0 | 0 | 0 | 0 | 0 | 0 | 0 | 0 | 0 | 0 | 0 | 0 | 0 | 0 | 0 | 0 | 0 | 0 | 0 | 0 | 0 | 0 | 0 | 0 | [14 empty] | 0 | 0 | 0 | 0 | 0 | 0 | 0 | 0 |  |  |  |  | 0 | 0 | 0 | 0 | 0
F | F028 | Ground Outdoor / Indoor Chamber Mounted; > 132 kV ; > 100 MVA | 0 | 0 | 0 | 0 | 0 | 0 | 0 | 0 | 0 | 0 | 0 | 0 | 0 | 0 | 0 | 0 | 0 | 0 | 0 | 0 | 0 | 0 | 0 | 0 | 0 | 0 | 0 | 0 | 0 | 0 | 0 | 0 | 0 | 0 | 0 | 0 | [14 empty] | 0 | 0 | 0 | 0 | 0 | 0 | 0 | 0 |  |  |  |  | 0 | 0 | 0 | 0 | 0
F | F029 | Transformers Other | 13539 | 0 | 99217 | 0 | 0 | 29709.8369 | 14752.9033 | 46275.0777 | 0 | 0 | 0 | 18216.1331 | 0 | 130173.2743 | 0 | 0 | 36874.3134 | 18374.5637 | 55500.4212 | 0 | 0 | 0 | 1 | 0 | 1 | 0 | 0 | 1 | 0 | 3 | 0 | 0 | 0 | 0.8 | 1 | 0 | 13539 |  | 99217 |  |  | 29709.8369 |  | 15425.0259 |  |  |  | 22684.4545 | 20342.6603 |  | 0.66667 | 0.66667 | 0.66667 | 0.47333 | 0.47333 | 0.47333 | 0.47333 | 0.47333 | 6625.3361 |  |  |  | 3105.044 | 3119.9 | 3134.1842 | 3150.9989 | 3169.835
G | G001 | ˂ = 11 kV ; FUSE | 7732379 | 12979653 | 9529379 | 9770613.8532 | 14853760 | 20247483.0256 | 31495466.0589 | 36015836.8066 | 32359237.5819 | 38923315.4242 | 41033547.4543 | 10403578.1881 | 17203633.4538 | 12502600.0203 | 12575920.7464 | 18729385.2089 | 25130129.0244 | 39227224.2059 | 43195910.4387 | 36563583.8144 | 41393425.0676 | 42161907.6102 | 1120 | 1255 | 1534 | 1672 | 2227 | 71807 | 3557 | 3331 | 3045 | 2499 | 1995 | 16793.4 | 3311 | 3045 | 6903.9098 | 10342.353 | 6212.1115 | 5843.6686 | 6669.8518 | 281.9709 | 8854.5027 | 10812.3197 | 10627.0074 | 15575.5564 | 20568.1942 | 1607.4384 | 10054.4186 | 10627.0074 | 2666 | 2382.5675 | 2382.5675 | 1522.3023 | 1534.8113 | 1543.1507 | 1551.49 | 1555.6597 | 14531.9228 |  |  |  | 21933421.3946 | 22196769.5083 | 22407504.3988 | 22637973.6351 | 22827875.4082
G | G002 | ˂ = 11 kV ; Switch | 3635816 | 5714487 | 4672147 | 5228652.4073 | 5223851 | 8100962.0603 | 6416486.3233 | 8440190.1703 | 8205291.0404 | 8392236.2896 | 8136031.3422 | 4891831.6127 | 7574157.7779 | 6129883.7183 | 6729886.0924 | 6586851.9252 | 10054495.2446 | 7991656.5498 | 10122816.2667 | 9271381.8092 | 8924815.3765 | 8359759.8317 | 58 | 419 | 204 | 216 | 227 | 279 | 191 | 316 | 323 | 324 | 278 | 267.2 | 276.6667 | 323 | 62686.4828 | 13638.3938 | 22902.6814 | 24206.7241 | 23012.5595 | 29035.7063 | 33594.1692 | 26709.4626 | 25403.3778 | 25901.9639 | 29266.2998 | 27235.6142 | 27785.5031 | 25403.3778 | 310.2667 | 295.7259 | 298.7259 | 198.3871 | 201.3679 | 218.0219 | 217.6758 | 201.0027 | 25349.6706 |  |  |  | 5232560.2735 | 5294118.7226 | 5242510.3584 | 5244196.5585 | 5260416.201
G | G003 | ˂ = 11 kV ; Circuit Breaker | 378710 | 218775 | 268964 | 94919 | -17265 | 95505.6437 | 0 | 7911.6377 | 11778.04 | 0 | 0 | 509537.7626 | 289971.1501 | 352882.3139 | 122171.8348 | -21769.7631 | 118536.6668 | 0 | 9488.8922 | 13308.3282 | 0 | 0 | 9 | 5 | 5 | 2 | -1 | 2 | 0 | -1 | 1 | 0 | 0 | 0.2 | 0 | 1 | 42078.8889 | 43755 | 53792.8 | 47459.5 | 17265 | 47752.8219 |  | -7911.6377 | 11778.04 |  |  | 97930.3214 |  | 11778.04 | 0.33333 | 1.3333 | 4.3333 | 0.26783 | 51.2678 | 26.2678 | 15.2678 | 45.2678 | 199644.8255 |  |  |  | 4898641.0001 | 4543467.0767 | 5583290.6773 | 5290460.1311 | 7302839.9046
G | G004 | > 11 kV & < = 22 kV ; Switch | 1927720 | 3341057 | 4938430 | 3589486.1108 | 4263595.956 | 5087953.14 | 7135347.7413 | 6251305.924 | 6479710.6674 | 9296828.6216 | 10680511.9566 | 2593663.0557 | 4428340.2627 | 6479248.5448 | 4620087.6964 | 5376048.2891 | 6314904.362 | 8886989.8008 | 7497558.7063 | 7321601.5513 | 9886813.9756 | 10974209.7937 | 497 | 668 | 621 | 642 | 854 | 1147 | 1122 | 1155 | 1337 | 1576 | 1460.001 | 1123 | 1204.6667 | 1337 | 3878.7123 | 5001.5823 | 7952.3833 | 5591.0999 | 4992.5011 | 4435.8789 | 6359.49 | 5412.3861 | 4846.4552 | 5899.0029 | 7315.4141 | 5203.5465 | 5497.0571 | 4846.4552 | 1372.2 | 1288.5158 | 1288.5158 | 650.4733 | 643.157 | 653.9462 | 651.7354 | 672.63 | 5894.9017 |  |  |  | 3725855.0649 | 3770859.7103 | 3869293.5225 | 3951528.4348 | 3970239.417
G | G005 | > 11 kV & < = 22 kV ; Circuit Breaker | 408973 | 781179 | 966856 | 578299 | 754406 | 736071.5745 | 1806543.8951 | 1089619.2208 | 1175358.6228 | 1184392.5543 | 521024.845 | 550255.3072 | 1035398.8029 | 1268520.6292 | 744338.3293 | 951244.7069 | 913573.9792 | 2250028.6955 | 1306844.3898 | 1328069.7176 | 1259555.2027 | 535352.2359 | 25 | 50 | 47 | 32 | 42 | 40 | 23 | 48 | 55 | 47 | 22 | 41.6 | 42 | 55 | 16358.92 | 15623.58 | 20571.4043 | 18071.8438 | 17962.0476 | 18401.7894 | 78545.3867 | 22700.4004 | 21370.1568 | 25199.8416 | 23682.9475 | 26740.3813 | 32313.6646 | 21370.1568 | 47.2 | 45.8667 | 45.8667 | 45.6173 | 38.6173 | 38.6173 | 41.6173 | 38.6173 | 26330.7644 |  |  |  | 957766.7991 | 1005381.041 | 1275120.5463 | 1135237.5241 | 973918.1364
G | G006 | > 22 kV & < = 33 kV ; Switch | 36149 | 21796 | 181589 | 362603.4942 | 83026 | 112441.8482 | 608415.0343 | 67015.6943 | 584176.2852 | 182061.473 | 401430.88 | 48636.9005 | 28889.0924 | 238245.8117 | 466713.031 | 104689.0441 | 139557.0081 | 757773.6083 | 80375.8619 | 660076.6941 | 193615.2627 | 412469.6188 | 3 | 8 | 44 | 34 | 20 | 25 | 34 | 19 | 43 | 39 | 44 | 28.2 | 32 | 43 | 12049.6667 | 2724.5 | 4127.0227 | 10664.8087 | 4151.3 | 4497.6739 | 17894.5598 | 3527.1418 | 13585.495 | 4668.2429 | 9123.4291 | 10319.6799 | 13120.9064 | 13585.495 | 31.5333 | 31.5333 | 31.5333 | 13.3817 | 13.3817 | 19.3817 | 23.3817 | 17.3817 | 9940.8694 |  |  |  | 186971.2702 | 180284.7487 | 185533.7312 | 115140.4385 | 196015.4035
G | G007 | > 22 kV & < = 33 kV ; Circuit Breaker | 0 | 0 | 0 | 0 | 0 | 0 | 0 | 0 | 0 | 0 | 0 | 0 | 0 | 0 | 0 | 0 | 0 | 0 | 0 | 0 | 0 | 0 | 0 | -1 | 0 | 0 | 0 | 0 | 0 | 0 | 0 | 0 | 0 | 0 | 0 | 0 |  | 0 | [12 empty] | 0 | 0 | 0 | 0 | 0 | 7 | 4 | 2 | 765824.3439 |  |  |  | 2409208.6705 | 2162601.8442 | 1029109.9259 | 1714881.0583 | 2639914.9713
G | G008 | > 33 kV & < = 66 kV ; Switch | 11932 | 31965 | 257313 | 0 | 0 | 285649.7841 | 0 | 648726.0445 | 530056.9109 | 120828.217 | 118796.5323 | 16053.9848 | 42367.3994 | 337596.135 | 0 | 0 | 354533.7424 | 0 | 778055.2835 | 598925.7392 | 128496.0876 | 122063.2563 | 1 | 1 | 3 | 0 | 0 | 3 | 0 | 1 | 5 | 1 | 6 | 1.8 | 2 | 5 | 11932 | 31965 | 85771 |  |  | 95216.5947 |  | 648726.0445 | 106011.3822 | 120828.217 | 19799.422 | 162714.7488 | 196463.8259 | 106011.3822 | 0 | 0 | 16 | 26 | 43 | 10 | 34 | 7 | 50196.5754 |  |  |  | 1437858.7538 | 1403882.7469 | 2091380.5241 | 1021212.1335 | 69254.8944
G | G009 | > 33 kV & < = 66 kV ; Circuit Breaker | 0 | 0 | 0 | 0 | 0 | 0 | 0 | 0 | 489688.915 | 0 | 0 | 0 | 0 | 0 | 0 | 0 | 0 | 0 | 0 | 553312.8412 | 0 | 0 | 0 | 0 | 0 | 0 | 0 | 0 | 0 | 0 | 0 | 0 | 1 | 0 | 0 | 0 | [10 empty] | 0 |  |  |  | 0 | 8 | 10 | 4 | 21 | 14 | 23 | 9 | 128401.6896 |  |  |  | 1674939.1746 | 1868658.1573 | 2515390.7336 | 1645424.8969 | 1412107.0021
G | G010 | > 66 kV & < = 132 kV ; Switch | 0 | 0 | 0 | 0 | 0 | 0 | 0 | 0 | 0 | 0 | 0 | 0 | 0 | 0 | 0 | 0 | 0 | 0 | 0 | 0 | 0 | 0 | 0 | 0 | 0 | 0 | 0 | 0 | 0 | 0 | 0 | 0 | 0 | 0 | 0 | 0 | [14 empty] | 0 | 0 | 20 | 0 | 0 | 0 | 0 | 0 |  |  |  |  | 0 | 0 | 0 | 0 | 0
G | G011 | > 66 kV & < = 132 kV ; Circuit Breaker | 0 | 0 | 0 | 0 | 0 | 0 | 0 | 0 | 0 | 0 | 0 | 0 | 0 | 0 | 0 | 0 | 0 | 0 | 0 | 0 | 0 | 0 | 0 | 0 | 0 | 0 | 0 | 0 | 0 | 0 | 0 | 0 | 0 | 0 | 0 | 0 | [14 empty] | 0 | 1 | 2 | 1 | 0 | 3 | 0 | 0 | 56843.7099 |  |  |  | 106193.1265 | 95705.1633 | 25476.5498 | 0 | 0
G | G012 | > 132 kV ; Switch | 0 | 0 | 0 | 0 | 0 | 0 | 0 | 0 | 0 | 0 | 0 | 0 | 0 | 0 | 0 | 0 | 0 | 0 | 0 | 0 | 0 | 0 | 0 | 0 | 0 | 0 | 0 | 0 | 0 | 0 | 0 | 0 | 0 | 0 | 0 | 0 | [14 empty] | 0 | 0 | 0 | 0 | 0 | 0 | 0 | 0 |  |  |  |  | 0 | 0 | 0 | 0 | 0
G | G013 | > 132 kV ; Circuit Breaker | 0 | 0 | 0 | 0 | 0 | 0 | 0 | 0 | 0 | 0 | 0 | 0 | 0 | 0 | 0 | 0 | 0 | 0 | 0 | 0 | 0 | 0 | 0 | 0 | 0 | 0 | 0 | 0 | 0 | 0 | 0 | 0 | 0 | 0 | 0 | 0 | [14 empty] | 0 | 0 | 0 | 0 | 0 | 0 | 0 | 0 |  |  |  |  | 0 | 0 | 0 | 0 | 0
G | G014 | Switchgear Other | 0 | 0 | 45060 | 0 | 0 | 0 | 0 | 0 | 0 | 0 | 0 | 0 | 0 | 59118.979 | 0 | 0 | 0 | 0 | 0 | 0 | 0 | 0 | 0 | 0 | 1 | 0 | 0 | 0 | 0 | 0 | 0 | 0 | 0 | 0 | 0 | 0 |  |  | 45060 | [11 empty] | 0 | 0 | 0 | 0 | 0 | 0 | 0 | 0 |  |  |  |  | 0 | 0 | 0 | 0 | 0
H | H001 | Luminaires ; Major Road | 556013 | 754700 | 898408 | 912075.2048 | 1168840 | 1187985.841 | 1289452.1433 | 958659.0482 | 938646.925 | 1110161.1377 | 1247.66 | 748091.2044 | 1000302.7175 | 1178716.4598 | 1173947.2732 | 1473812.3282 | 1474466.6004 | 1605997.1372 | 1149776.1557 | 1060602.7237 | 1180612.9916 | 317578.7258 | 184 | 288 | 285 | 306 | 323 | 351 | 471 | 370 | 251 | 247 | 3 | 353.2 | 364 | 251 | 3021.8098 | 2620.4861 | 3152.3088 | 2980.6379 | 3618.6997 | 3384.575 | 2737.6903 | 2590.9704 | 3739.6292 | 4494.5795 | 415.8867 | 3139.0623 | 2918.2767 | 3739.6292 | 0 | 0 | 0 | 0 | 0 | 0 | 0 | 0 |  |  |  |  | 0 | 0 | 0 | 0 | 0
H | H002 | Luminaires ; Minor Road | 1194146 | 2200170 | 1234867 | 1871159.4359 | 1051186 | 1592848.491 | 3000057.6165 | 1322073.5503 | 1026270.1148 | 1334773.2962 | 615718.86 | 1606671.2818 | 2916173.3535 | 1620152.6017 | 2408400.6515 | 1325460.1879 | 1976961.1879 | 3736535.6821 | 1585640.533 | 1159610.5521 | 1419479.2457 | 2833445.4717 | 760 | 1158 | 610 | 673 | 587 | 674 | 1114 | 558 | 198 | 201 | 4 | 626.2 | 623.3333 | 198 | 1571.2447 | 1899.9741 | 2024.3721 | 2780.3261 | 1790.7768 | 2363.2767 | 2693.0499 | 2369.3074 | 5183.1824 | 6640.6632 | 153929.715 | 2552.6783 | 2860.1076 | 5183.1824 | 0 | 0 | 0 | 0 | 0 | 0 | 0 | 0 |  |  |  |  | 0 | 0 | 0 | 0 | 0
H | H003 | Brackets ; Major Road | 195749 | 287365 | 372507 | 222886.4644 | 323409 | 414479.0417 | 736914.7246 | 756759.7643 | 683685.6326 | 757040.9384 | 3980.9008 | 263371.729 | 380882.4571 | 488731.3251 | 286880.9017 | 407792.4876 | 514429.9557 | 917818.4273 | 907626.4749 | 772515.0157 | 805083.4574 | 616327.7411 | 72 | 108 | 135 | 98 | 130 | 180 | 409 | 484 | 344 | 255 | 26 | 309.4 | 412.3333 | 344 | 2718.7361 | 2660.787 | 2759.3111 | 2274.3517 | 2487.7615 | 2302.6613 | 1801.7475 | 1563.5532 | 1987.4582 | 2968.788 | 153.1116 | 1884.4526 | 1760.1941 | 1987.4582 | 0 | 0 | 0 | 0 | 0 | 0 | 0 | 0 |  |  |  |  | 0 | 0 | 0 | 0 | 0
H | H004 | Brackets ; Minor Road | 307521 | 283909 | 339947 | 246194.4377 | 245128 | 249025.7188 | 585983.4172 | 564010.1177 | 558365.9545 | 935293.1286 | 0 | 413756.0727 | 376301.7679 | 446012.4179 | 316880.9845 | 309086.5032 | 309077.8461 | 729835.299 | 676450.4921 | 630912.8985 | 994647.6967 | 856460.4097 | 347 | 317 | 314 | 260 | 273 | 296 | 922 | 1102 | 806 | 771 | 114 | 679.8 | 943.3333 | 806 | 886.2277 | 895.612 | 1082.6338 | 946.9017 | 897.9048 | 841.3031 | 635.5569 | 511.8059 | 692.7617 | 1213.091 | 0 | 647.9886 | 603.6606 | 692.7617 | 0 | 0 | 0 | 0 | 0 | 0 | 0 | 0 |  |  |  |  | 0 | 0 | 0 | 0 | 0
H | H005 | Lamps ; Major Road | 36696 | 57818 | 293726 | 146731.5736 | 93270 | 54061.5593 | 121210.7719 | 55263.2506 | 55515.8925 | 84929.6409 | 0 | 49372.8651 | 76633.7651 | 385370.2003 | 188860.666 | 117605.8963 | 67098.4121 | 150966.5587 | 66280.4654 | 62728.9188 | 90319.3546 | 141577.3343 | 182 | 210 | 315 | 405 | 393 | 333 | 542 | 346 | 259 | 484 | 5 | 374.6 | 382.3333 | 259 | 201.6264 | 275.3238 | 932.4635 | 362.3002 | 237.3282 | 162.347 | 223.6361 | 159.7204 | 214.3471 | 175.4745 | 0 | 202.5208 | 202.258 | 214.3471 | 0 | 0 | 0 | 0 | 0 | 0 | 0 | 0 |  |  |  |  | 0 | 0 | 0 | 0 | 0
H | H006 | Lamps ; Minor Road | 22542 | 39699 | 36556 | 90603.0044 | 71114 | 34401.2346 | 136588.2256 | 61193.6429 | 72842.4404 | 46684.8718 | 0 | 30329.2763 | 52618.2822 | 47961.6821 | 116616.6445 | 89668.9794 | 42697.0337 | 170118.9924 | 73393.1335 | 82306.6572 | 49647.537 | 144302.509 | 737 | 801 | 524 | 909 | 736 | 648 | 1482 | 489 | 404 | 438 | 3 | 751.8 | 791.6667 | 404 | 30.5862 | 49.5618 | 69.7634 | 99.6733 | 96.6223 | 53.0883 | 92.1648 | 125.1404 | 180.3031 | 106.5865 | 0 | 100.0637 | 113.9471 | 180.3031 | 0 | 0 | 0 | 0 | 0 | 0 | 0 | 0 |  |  |  |  | 0 | 0 | 0 | 0 | 0
H | H007 | Poles / Columns ; Major Road | 186884 | 122614 | 451829 | 308182.9242 | 175270 | 246128.6056 | 397559.2014 | 65755.4407 | 238480.0142 | 299780.3468 | 0 | 251444.2588 | 162516.3872 | 592802.245 | 396667.4038 | 221001.2378 | 305482.0991 | 495155.2042 | 78864.3658 | 269465.0628 | 318804.6853 | 315911.2441 | 31 | 22 | 65 | 20 | 31 | 46 | 81 | 16 | 23 | 24 | 0 | 39.4 | 40 | 23 | 6028.5161 | 5573.3636 | 6951.2154 | 15409.1462 | 5653.871 | 5350.6219 | 4908.1383 | 4109.715 | 10368.6963 | 12490.8478 |  | 5701.4886 | 5848.2888 | 10368.6963 | 0 | 0 | 0 | 0 | 0 | 0 | 0 | 0 |  |  |  |  | 0 | 0 | 0 | 0 | 0
H | H008 | Poles / Columns ; Minor Road | 760961 | 339992 | 564615 | 612721 | 285204 | 595636.0137 | 622978.7342 | 286797.9097 | 315216.1209 | 804917.5285 | 0 | 1023839.7861 | 450635.9103 | 740778.1253 | 788643.4621 | 359619.0849 | 739272.6226 | 775912.5214 | 343973.5938 | 356171.2796 | 855998.3403 | 782154.6128 | 303 | 121 | 180 | 195 | 105 | 159 | 273 | 93 | 61 | 98 | 0 | 138.2 | 142.3333 | 61 | 2511.4224 | 2809.8512 | 3136.75 | 3142.159 | 2716.2286 | 3746.1385 | 2281.9734 | 3083.8485 | 5167.4774 | 8213.4442 |  | 3047.5149 | 2868.8355 | 5167.4774 | 0 | 0 | 0 | 0 | 0 | 0 | 0 | 0 |  |  |  |  | 0 | 0 | 0 | 0 | 0
H | H009 | Public Lighting Other | 0 | 0 | 0 | 0 | 0 | 0 | 0 | 0 | 0 | 0 | 0 | 0 | 0 | 0 | 0 | 0 | 0 | 0 | 0 | 0 | 0 | 0 | 0 | 0 | 0 | 0 | 0 | 0 | 0 | 0 | 0 | 0 | 0 | 0 | 0 | 0 | [14 empty] | 0 | 0 | 0 | 0 | 0 | 0 | 0 | 0 |  |  |  |  | 0 | 0 | 0 | 0 | 0
I | I001 | Field Devices | 0 | 0 | 651258 | 580051.2492 | 20358 | 0 | 0 | 0 | 74970.0977 | 0 | 5185.11 | 0 | 0 | 854454.2393 | 746593.6786 | 25669.7849 | 0 | 0 | 0 | 84710.7551 | 0 | 5327.6926 | 0 | 0 | 1 | 3 | 2 | 0 | 0 | 0 | 0 | 0 | 1 | 0.4 | 0 | 0 |  |  | 651258 | 193350.4164 | 10179 | [5 empty] | 5185.11 | 47664.0489 |  |  | 0 | 47 | 95 | 141 | 374 | 305 | 257 | 288 | 72922.4642 |  |  |  | 18546238.3197 | 18912459.5321 | 22290924.7891 | 20541972.959 | 19247568.0812
I | I002 | Local Network Wiring Assets | 0 | 0 | 0 | 0 | 0 | 0 | 0 | 0 | 0 | 0 | 0 | 0 | 0 | 0 | 0 | 0 | 0 | 0 | 0 | 0 | 0 | 0 | 0 | 0 | 0 | 0 | 0 | 0 | 0 | 0 | 0 | 0 | 0 | 0 | 0 | 0 | [14 empty] | 0 | 0 | 0 | 0 | 0 | 0 | 0 | 0 |  |  |  |  | 0 | 0 | 0 | 0 | 0
I | I003 | Communications Network Assets | 0 | 0 | 0 | 0 | 0 | 0 | 0 | 415860.1799 | 266866.9875 | 0 | -284.04 | 0 | 0 | 0 | 0 | 0 | 0 | 0 | 498765.562 | 301540.277 | 0 | -291.8507 | 0 | 0 | 0 | 0 | 0 | 0 | 0 | 0 | 0 | 0 | -5 | 0 | 0 | 0 | [10 empty] | 56.808 |  |  |  | 0 | 5 | 7 | 78.8 | 78.8 | 77.6 | 77.8 | 77.6 | 147856.8902 |  |  |  | 7412609.7272 | 7543300.4031 | 10922277.2972 | 15395184.0057 | 16479529.8906
I | I004 | Master Station Assets | 0 | 0 | 0 | 0 | 0 | 0 | 0 | 0 | 0 | 0 | 0 | 0 | 0 | 0 | 0 | 0 | 0 | 0 | 0 | 0 | 0 | 0 | 0 | 0 | 0 | 0 | 0 | 0 | 0 | 0 | 0 | 0 | 0 | 0 | 0 | 0 | [14 empty] | 0 | 0 | 0 | 0 | 0 | 0 | 0 | 0 |  |  |  |  | 0 | 0 | 0 | 0 | 0
I | I005 | Communications Site Infrastructure | 0 | 0 | 0 | 0 | 0 | 0 | 0 | 0 | 0 | 0 | 0 | 0 | 0 | 0 | 0 | 0 | 0 | 0 | 0 | 0 | 0 | 0 | 0 | 0 | 0 | 0 | 0 | 0 | 0 | 0 | 0 | 0 | 0 | 0 | 0 | 0 | [14 empty] | 0 | 0 | 0 | 48.4 | 46.4 | 46.4 | 46.4 | 46.4 | 93608.5953 |  |  |  | 3242291.6602 | 4040475.7848 | 4281891.3569 | 4603697.3246 | 5736055.1745
I | I006 | Communications Linear Assets | 5089 | 0 | 0 | 0 | 0 | 112730.0432 | 69084.3921 | 11854.5203 | 5464712.4405 | 1871992.2575 | 0 | 6847.0272 | 0 | 0 | 0 | 0 | 139914.7009 | 86043.7795 | 14217.8231 | 6174727.4123 | 1990790.6198 | 0 | 468 | 0 | 0 | 0 | 0 | 4000 | 11893 | 1.536 | 2932 | 534 | 127450 | 3765.3072 | 4942.1787 | 2932 | 10.8739 |  |  |  |  | 28.1825 | 5.8088 | 7717.7867 | 1863.8173 | 3505.6035 | 0 | 300.5535 | 374.0355 | 1863.8173 | 0 | 0 | 0 | 4 | 3 | 3 | 3 | 3 | 506405.642 |  |  |  | 547104.0786 | 685601.0413 | 1838667.5934 | 1853688.7803 | 3177428.7782
I | I007 | AFLC | 0 | 0 | 0 | 36975.4199 | 0 | 0 | 0 | 0 | 0 | 0 | 0 | 0 | 0 | 0 | 47591.6823 | 0 | 0 | 0 | 0 | 0 | 0 | 0 | 0 | 0 | 0 | 3 | 0 | 0 | 0 | 0 | 0 | 0 | 0 | 0 | 0 | 0 |  |  |  | 12325.14 | [10 empty] | 0 | 0 | 0 | 0 | 1 | 0 | 0 | 0 | 27221.7342 |  |  |  | 24826.4019 | 2395.3324 | 0 | 0 | 0
I | I008 | Network Control Other | 0 | 0 | 0 | 0 | 0 | 0 | 0 | 0 | 0 | 0 | 0 | 0 | 0 | 0 | 0 | 0 | 0 | 0 | 0 | 0 | 0 | 0 | 0 | 0 | 0 | 0 | 0 | 0 | 0 | 0 | 0 | 0 | 0 | 0 | 0 | 0 | [14 empty] | 0 | 0 | 0 | 0 | 0 | 0 | 0 | 0 |  |  |  |  | 0 | 0 | 0 | 0 | 0
J | J001 | CURRENT TRANSFORMERS | 0 | 0 | 0 | 0 | 0 | 0 | 0 | 0 | 0 | 0 | 0 | 0 | 0 | 0 | 0 | 0 | 0 | 0 | 0 | 0 | 0 | 0 | 0 | 0 | 0 | 0 | 0 | 0 | 0 | 0 | 0 | 0 | 0 | 0 | 0 | 0 | [14 empty] | 0 | 20 | 25 | 21 | 71 | 45 | 88 | 30 | 64781.8082 |  |  |  | 4034969.8817 | 3893524.8106 | 4445747.1476 | 1691472.3945 | 2453646.8558
J | J002 | VOLTAGE TRANSFORMERS | 56980 | 79395 | 127343 | 71550 | 76847 | 108190.5746 | 2725826.0663 | 175205.4444 | 292893.1428 | 175121.5753 | 186642.3681 | 76664.1011 | 105232.5881 | 167074.7479 | 92093.2034 | 96897.8269 | 134280.5471 | 3394983.5843 | 210134.1897 | 330947.9386 | 186234.9527 | 191774.7494 | 8 | 14 | 23 | 12 | 13 | 19 | 15 | 0 | 31 | 26 | 26 | 15.6 | 15.3333 | 31 | 7122.5 | 5671.0714 | 5536.6522 | 5962.5 | 5911.3077 | 5694.2408 | 181721.7378 |  | 9448.1659 | 6735.4452 | 7178.5526 | 43320.0286 | 69433.1446 | 9448.1659 | 0 | 20 | 25 | 15 | 99 | 23 | 96 | 16 | 67764.1673 |  |  |  | 3819438.0469 | 3670705.9009 | 4192393.8388 | 2231117.6217 | 2959622.2608
J | J003 | CAPACITOR BANKS | 0 | 0 | 0 | 0 | 0 | 0 | 0 | 0 | 0 | 0 | 0 | 0 | 0 | 0 | 0 | 0 | 0 | 0 | 0 | 0 | 0 | 0 | 0 | 0 | 0 | 0 | 0 | 0 | 0 | 0 | 0 | 0 | 0 | 0 | 0 | 0 | [14 empty] | 0 | 0 | 0 | 0 | 0 | 0 | 0 | 0 |  |  |  |  | 0 | 0 | 0 | 0 | 0
J | J004 | STATIC VAR COMPENSATOR | 0 | 0 | 0 | 0 | 0 | 0 | 0 | 0 | 0 | 0 | 0 | 0 | 0 | 0 | 0 | 0 | 0 | 0 | 0 | 0 | 0 | 0 | 0 | 0 | 0 | 0 | 0 | 0 | 0 | 0 | 0 | 0 | 0 | 0 | 0 | 0 | [14 empty] | 0 | 0 | 0 | 0 | 1 | 0 | 1 | 0 | 3190150.2963 |  |  |  | 3171752.4288 | 2238832.849 | 675370.7067 | 294344.6081 | 0
J | J005 | REGULATORS | 52394 | 33586 | 0 | 181427 | 411969 | 0 | 3402491.1146 | 0 | 0 | 11845.6 | 10162872.44 | 70493.8384 | 44515.923 | 0 | 233517.7306 | 519459.4564 | 0 | 4237761.7643 | 0 | 0 | 12597.3327 | 10442335.9776 | 2 | 1 | 0 | 5 | 12 | 0 | 0 | 2 | 0 | 2 | 0 | 2.8 | 0.66667 | 0 | 26197 | 33586 |  | 36285.4 | 34330.75 |  |  | 0 |  | 5922.8 |  | 272461.4368 | 1701245.5573 |  | 0 | 0 | 0 | 0 | 0 | 0 | 0 | 0 |  |  |  |  | 0 | 0 | 0 | 0 | 0
J | J006 | OTHER | 0 | 0 | 0 | 0 | 0 | 52101.72 | 64920.8 | 2890023.14 | 252283.24 | 7156709.9 | 104299.3 | 0 | 0 | 0 | 0 | 0 | 64665.9609 | 80858.0757 | 3466174.6551 | 285061.7036 | 7610881.338 | 107167.3721 | 0 | 0 | 0 | 0 | 0 | 1146 | 1075 | 1262 | 1077 | 1451 | 1057.1667 | 912 | 1138 | 1077 | [5 empty] | 45.464 | 60.3914 | 2290.0342 | 234.2463 | 4932.2604 | 98.6593 | 714.7651 | 939.4339 | 234.2463 | 0 | 0 | 0 | 0 | 26.0851 | 45.8451 | 169.8762 | 412.9252 | 161921.8622 |  |  |  | 17061068.4132 | 16425807.9324 | 16222074.732 | 26317439.2507 | 29988968.0821
|  | TOTAL DIRECT COST | 95141198 | 147041615 | 141620382 | 137594919 | 165761807 | 217731522.1698 | 332104725.7143 | 347205605.1967 | 336149388.479 | 375827657.0885 | 425937968.0649 | 128008326.066 | 194893503.4635 | 185806755.1804 | 177100724.9337 | 209012178.4807 | 270237107.3911 | 413632441.9229 | 416424094.3896 | 379824348.7257 | 399678028.2583 | 439142618.1959 | [28 empty] | 64976.7025 | 63411.5748 | 63517.1758 | 71849.3014 | 72814.3439 | 72972.0006 | 73507.8534 | 73801.2142 |  |  |  |  | 431785456.2578 | 439008608.734 | 454249549.9849 | 471259849.1675 | 488710947.8921 | 2285014412.0363
[48 empty] | High Level | [20 empty] | Yong's Number | 2285014412.0363 | 164775814.7056 | 2449790226.7419
|  | Nailing Rate % | UNITS 2013/14: 0%; UNITS 2014/15: 3.75%; UNITS 2015/16: 0%; UNITS 2016/17: 0%; UNITS 2017/18: 0%; UNITS 2018/19: 0%; UNITS 2019/20: 0% | [10 empty] | Unit Cost Rate | [12 empty] | Modelling unit cost Rate
A1 |  | Nails | 6688577 | 3664797 | 4782199 | 3687764 | 5309061 | 3689144.5943 | 7934044.6888 | 7371639.31 | 9045812.04 | 8954422.36 | 9464302.1 | 8999188.1911 | 4857435.2697 | 6274272.5748 | 4746582.8137 | 6694294.816 | 4578775.5213 | 9881757.2436 | 8841240.4002 | 10221109.3774 | 9522678.2956 | 9724556.0155 | 2373 | 1176 | 1487 | 1285 | 1563 | 1101 | 5017 | 4542 | 5172 | 4260 | 6395 | [12 empty] | 2057.0695 |  |  |  |  | 4658 | 4658 | 4658 | 4658 | 4658 | 4658 | 4658 | 4658 | 2077.9856 | 0 | 0 | 0 | 9581829.5615 | 9627125.8013 | 9672317.5765 | 9726280.1703 | 9788730.5031
A |  | Poles | 21623480 | 30377700 | 32020931 | 37358676.1565 | 41735759.6075 | 65826973.5424 | 91942765.0344 | 126919850.9278 | 85471523.6712 | 92632153.3808 | 125387412.281 | 29093447.8092 | 40263542.9444 | 42011645.5198 | 48084977.8318 | 52625403.8489 | 81701035.9416 | 114513608.1293 | 152222438.7844 | 96576602.3252 | 98510675.6202 | 126702533.9506 | 3384 | 4342 | 4059 | 4363 | 5837 | 8919 | 14309 | 20019 | 14583 | 13155 | 13845 | [12 empty] | 7108.997 |  |  |  |  | 14449.7333 | 13980.0674 | 13980.0674 | 14501.6281 | 14610.3766 | 14682.8755 | 14755.3745 | 14791.6239 | 7173.3767 | 0 | 0 | 0 | 103092030.0833 | 104299505.2248 | 105253523.5431 | 106296060.3559 | 107167801.4887
B |  | Pole Tops | 12185579 | 22225236 | 22283052 | 17805502.3133 | 28666166.0156 | 30099310.4917 | 61118473.8886 | 59325035.2491 | 57613033.7202 | 64511952.8612 | 71339115.3711 | 16395164.2687 | 29458015.0615 | 29235492.3011 | 22917760.2662 | 36145707.6032 | 37357707.8812 | 76122324.2059 | 71152002.4691 | 65098535.8323 | 68605941.1338 | 71877440.1511 | 9944 | 14063 | 13159 | 11503 | 17518 | 15611 | 25856 | 24084 | 24018 | 21264 | 20385 | [12 empty] | 3209.1788 |  |  |  |  | 21842.4 | 20911.1712 | 20911.1712 | 30184.285 | 30402.7397 | 30548.3761 | 30694.0125 | 30766.8307 | 3240.1811 | 0 | 0 | 0 | 96866767.4467 | 98003168.2056 | 98910005.894 | 99905353.4234 | 100754174.3856
C |  | Conductor | 6934720 | 9985809 | 10414561 | 8510444.5115 | 12634430.4937 | 19984618.0616 | 25725096.9934 | 25508900.4923 | 44372189.2792 | 43034386.5274 | 38619071.937 | 9330362.8459 | 13235500.0381 | 13663963.8921 | 10953935.679 | 15930990.9149 | 24803874.6226 | 32040298.9304 | 30594324.0184 | 50137345.0976 | 45765388.5502 | 39359539.7982 | 167 | 312 | 119 | 220.893 | 327.75 | 480.827 | 504.1583 | 540.7555 | 656.633 | 476.7142 | 711.3055 | [12 empty] | 64107.9308 |  |  |  | 64107.9308 | 492.3447 | 553.0288 | 551.0288 | 700.0288 | 730.0288 | 750.0288 | 770.0288 | 780.0288 | 64415.3388 | 0 | 0 | 0 | 44877396.3401 | 46902139.4327 | 48291123.7841 | 49706389.0774 | 50501433.3072
D |  | Underground Cables | 1412498 | 2669699 | 2843677 | 2108213.5398 | 5027309.1803 | 2379889.0297 | 8056546.734 | 7959369.8591 | 6116749.2155 | 4904960.1742 | 10595292.3129 | 1900454.36 | 3538501.6092 | 3730920.5687 | 2713516.9592 | 6339028.6501 | 2953795.2102 | 10034332.0676 | 9546140.2002 | 6911481.522 | 5216233.4893 | 10886646.7394 | 5 | 9 | 12 | 8.0867 | 10.9933 | 9.3751 | 9.5687 | 17.4203 | 17.3873 | 7.5117 | 18.5573 | [12 empty] | 409707.1903 |  |  |  |  | 10.867 | 19.3807 | 19.9817 | 19.9807 | 25.5057 | 20.9807 | 21.9807 | 28.6817 | 370440.6317 | 0 | 0 | 0 | 8186232.9955 | 8194763.2463 | 8371294.6121 | 8938553.1945 | 9698666.2717
E |  | Services | 4146752 | 8408243 | 6340596 | 5329626.98 | 5373901.747 | 7169379.0419 | 10976147.4605 | 8732459.3558 | 14365479.5346 | 29008429.5695 | 33589114.9228 | 5579273.6826 | 11144545.2788 | 8318898.3961 | 6859852.1563 | 6776053.7328 | 8898262.5703 | 13670659.6608 | 10473351.8831 | 16231946.5552 | 30849331.3744 | 34512764.5048 | 5614 | 10916 | 6160 | 5522.46 | 7067.5583 | 9771.4498 | 13949.4045 | 1242.4622 | 13752.6248 | 19671.47 | 14776.8801 | [12 empty] | 1531.4158 |  |  |  |  | 17338.3575 | 17508.4671 | 17508.4671 | 18073.4451 | 18191.2463 | 18269.7804 | 18348.3146 | 18387.5816 | 1547.0381 | 0 | 0 | 0 | 27677959.5466 | 27989699.8661 | 28242406.1465 | 28521676.4286 | 28766992.4408
F |  | Transformers | 24642938 | 42421971 | 37104572 | 37889559.9192 | 37931210 | 49268551.4881 | 65736324.6541 | 51304288.4955 | 59088553.9514 | 60092439.4139 | 64972653.5307 | 33155996.6559 | 56227392.1707 | 48681411.7312 | 48768287.2149 | 47828175.7299 | 61149578.6499 | 81873801.7993 | 61532249.351 | 66765766.3258 | 63905961.2702 | 66759302.6999 | 1221 | 1752 | 1509 | 1211 | 1499 | 1747 | 2261 | 2140 | 2000 | 1462 | 1284 | [12 empty] | 43594.7583 |  |  |  |  | 1757.4667 | 1634.9171 | 1636.9171 | 942.3042 | 949.5588 | 962.7284 | 958.8981 | 965.983 | 50501.4168 | 0 | 0 | 0 | 41079525.7981 | 44057374.6516 | 46414919.9991 | 52480564.7617 | 57337749.0334
G |  | Switchgear | 14131679 | 23088912 | 20859738 | 19624573.8655 | 25161373.956 | 34666067.0764 | 47462259.0528 | 52520605.4982 | 49835298.0635 | 58099662.5798 | 60891343.0103 | 19013556.8115 | 30602757.9392 | 27368096.1522 | 25259117.7302 | 31726449.4113 | 43025730.0276 | 59113672.8602 | 62991049.8392 | 56310260.4951 | 61786720.9727 | 62565762.3466 | 1713 | 2405 | 2459 | 2598 | 3369 | 73303 | 4927 | 4869 | 4809 | 4486 | 3806.001 | [12 empty] | 17292.1534 |  |  |  |  | 4427.5333 | 4054.5425 | 4099.5425 | 2461.4294 | 2546.6031 | 2533.3856 | 2562.168 | 2548.5593 | 16760.8501 | 0 | 0 | 0 | 42563415.5278 | 42521728.7193 | 44224610.9678 | 42756054.8109 | 44652581.3385
H |  | Public Lighting | 3260512 | 4086267 | 4192455 | 4410554.0451 | 3413421 | 4374566.5057 | 6890744.8347 | 4070512.7244 | 3889023.0949 | 5373580.889 | 620947.4208 | 4386876.4742 | 5416064.6407 | 5500525.0571 | 5676897.9873 | 4304046.7053 | 5429485.7576 | 8582339.8222 | 4882005.2141 | 4394313.1084 | 5714593.3086 | 6007758.0485 | 2616 | 3025 | 2428 | 2866 | 2578 | 2687 | 5294 | 3458 | 2346 | 2518 | 155 | [12 empty] | #DIV/0! |  |  |  |  | 0 | 0 | 0 | 0 | 0 | 0 | 0 | 0 | 0 | 0 | 0 | 0 | 0 | 0 | 0 | 0 | 0
I |  | SCADA, Protection & Control | 5089 | 0 | 651258 | 617026.6692 | 20358 | 112730.0432 | 69084.3921 | 427714.7002 | 5806549.5257 | 1871992.2575 | 4901.07 | 6847.0272 | 0 | 854454.2393 | 794185.3609 | 25669.7849 | 139914.7009 | 86043.7795 | 512983.3852 | 6560978.4445 | 1990790.6198 | 5035.842 | 468 | 0 | 1 | 6 | 2 | 4000 | 11893 | 1.536 | 2932 | 534 | 127446 | [12 empty] | 109379.3908 |  |  |  |  | 0 | 52 | 102 | 272.2 | 503.2 | 432 | 384.2 | 415 | 107567.6673 | 0 | 0 | 0 | 29773070.1875 | 31184232.0935 | 39333761.0366 | 42394543.0697 | 44640581.9244
J |  | Other | 109374 | 112981 | 127343 | 252977 | 488816 | 160292.2946 | 6193237.9809 | 3065228.5844 | 545176.3828 | 7343677.0753 | 10453814.1081 | 147157.9395 | 149748.5111 | 167074.7479 | 325610.934 | 616357.2833 | 198946.508 | 7713603.4242 | 3676308.8448 | 616009.6422 | 7809713.6235 | 10741278.0992 | 10 | 15 | 23 | 17 | 25 | 1165 | 1090 | 1264 | 1108 | 1479 | 1083.1667 | [12 empty] | 780200.7992 |  |  |  |  | 0 | 40 | 50 | 36 | 197.0851 | 113.8451 | 354.8762 | 458.9252 | 77141.6236 | 0 | 0 | 0 | 28087228.7706 | 26228871.4928 | 25535586.4252 | 30534373.875 | 35402237.1988
|  |  | 95141198 | 147041615 | 141620382 | 137594919 | 165761807 | 217731522.1698 | 332104725.7143 | 347205605.1967 | 336149388.479 | 375827657.0885 | 425937968.0649 | 128008326.066 | 194893503.4635 | 185806755.1804 | 177100724.9337 | 209012178.4807 | 270237107.3911 | 413632441.9229 | 416424094.3896 | 379824348.7257 | 399678028.2583 | 439142618.1959 | [37 empty] | 0 | 0 | 0 | 431785456.2578 | 439008608.734 | 454249549.9849 | 471259849.1675 | 488710947.8921 | 2285014412.0363
[34 empty] | 2615.8352 |  | 2746.6269
[64 empty] | Escalation factor | 1.1086 | 1.1134 | 1.1149 | 1.1176 | 1.1209

## Summary 2024-25 Real $ (hidden)
Summary | [10 empty] | Substation | 1
[11 empty] | Comms | 0
[11 empty] | Defects Others | 0
[11 empty] | Esclation | 106.3%
Group | Cat |  |  |  |  | Replacement Qty | [7 empty] | Expenditure
Code | Code | RIN ASSET CATEGORY | 2022/23 | 2023/24 | 2024/25 | 2025/26 | 2026/27 | 2027/28 | 2028/29 | 2029/30 |  | 2023/24 | 2024/25 | 2025/26 | 2026/27 | 2027/28 | 2028/29 | 2029/30
A1 | A001 | Staking of a wooden pole | 4658 | 4658 | 4658 | 4658 | 4658 | 4658 | 4658 | 4658 |  | 8916481.7887 | 8916481.7887 | 8916481.7887 | 8916481.7887 | 8916481.7887 | 8916481.7887 | 8916481.7887
A | A002 | ˂ = 1 kV; Wood | 3592.6667 | 3321.318 | 3321.318 | 3546.0683 | 3592.9301 | 3624.1713 | 3655.4124 | 3671.033 |  | 16937955.3293 | 16937955.3293 | 18549141.5304 | 18885083.2267 | 19109044.3576 | 19333005.4886 | 19444986.054 | 6640.5844 | 0.24871
A | A003 | > 1 kV & < = 11 kV; Wood | 10167.8667 | 9975.5418 | 9975.5418 | 10251.0975 | 10308.5525 | 10346.8558 | 10385.1591 | 10404.3107 |  | 67187428.0372 | 67187428.0372 | 69319458.1909 | 69763998.8815 | 70060359.3419 | 70356719.8023 | 70504900.0325 |  | 0.70488
A | A004 | ˃ 11 kV & < = 22 kV; Wood | 6.8 | 11.65 | 11.65 | 13.1584 | 13.4729 | 13.6826 | 13.8923 | 13.9971 |  | 100927.8017 | 100927.8017 | 111323.2216 | 113490.7271 | 114935.7307 | 116380.7344 | 117103.2363 |  | 0.00094829
A | A005 | > 22 kV & < = 66 kV; Wood | 650.8667 | 644.7653 | 644.7653 | 661.6318 | 665.1486 | 667.4931 | 669.8376 | 671.0099 |  | 7489783.5764 | 7489783.5764 | 7705245.3954 | 7750170.4382 | 7780120.4667 | 7810070.4952 | 7825045.5094 |  | 0.04546
A | A006 | > 66 kV & < = 132 kV; Wood | 8.8667 | 8.8667 | 8.8667 | 8.8667 | 8.8667 | 8.8667 | 8.8667 | 8.8667 |  | 123248.9949 | 123248.9949 | 123248.9949 | 123248.9949 | 123248.9949 | 123248.9949 | 123248.9949
A | A007 | > 132 kV; Wood | 0 | 0 | 0 | 0 | 0 | 0 | 0 | 0 |  | 0 | 0 | 0 | 0 | 0 | 0 | 0
A | A008 | ˂ = 1 kV; Concrete | 0 | 0 | 0 | 0 | 0 | 0 | 0 | 0 |  | 0 | 0 | 0 | 0 | 0 | 0 | 0
A | A009 | > 1 kV & < = 11 kV; Concrete | 21.6667 | 17.2644 | 17.2644 | 19.9384 | 20.4959 | 20.8676 | 21.2393 | 21.4251 |  | 150765.0535 | 150765.0535 | 178748.5881 | 184583.3179 | 188473.1378 | 192362.9576 | 194307.8675
A | A010 | ˃ 11 kV & < = 22 kV; Concrete | 1 | 0.66136 | 0.66136 | 0.86705 | 0.90994 | 0.93853 | 0.96713 | 0.98142 |  | 10401.8588 | 10401.8588 | 13636.9202 | 14311.4493 | 14761.1354 | 15210.8215 | 15435.6645
A | A011 | > 22 kV & < = 66 kV; Concrete | 0 | 0 | 0 | 0 | 0 | 0 | 0 | 0 |  | 0 | 0 | 0 | 0 | 0 | 0 | 0
A | A012 | > 66 kV & < = 132 kV; Concrete | 0 | 0 | 0 | 0 | 0 | 0 | 0 | 0 |  | 0 | 0 | 0 | 0 | 0 | 0 | 0
A | A013 | > 132 kV; Concrete | 0 | 0 | 0 | 0 | 0 | 0 | 0 | 0 |  | 0 | 0 | 0 | 0 | 0 | 0 | 0
A | A014 | ˂ = 1 kV; Steel | 0 | 0 | 0 | 0 | 0 | 0 | 0 | 0 |  | 0 | 0 | 0 | 0 | 0 | 0 | 0
A | A015 | > 1 kV & < = 11 kV; Steel | 0 | 0 | 0 | 0 | 0 | 0 | 0 | 0 |  | 0 | 0 | 0 | 0 | 0 | 0 | 0
A | A016 | ˃ 11 kV & < = 22 kV; Steel | 0 | 0 | 0 | 0 | 0 | 0 | 0 | 0 |  | 0 | 0 | 0 | 0 | 0 | 0 | 0
A | A017 | > 22 kV & < = 66 kV; Steel | 0 | 0 | 0 | 0 | 0 | 0 | 0 | 0 |  | 0 | 0 | 0 | 0 | 0 | 0 | 0
A | A018 | > 66 kV & < = 132 kV; Steel | 0 | 0 | 0 | 0 | 0 | 0 | 0 | 0 |  | 0 | 0 | 0 | 0 | 0 | 0 | 0
A | A019 | > 132 kV; Steel | 0 | 0 | 0 | 0 | 0 | 0 | 0 | 0 |  | 0 | 0 | 0 | 0 | 0 | 0 | 0
A | A020 | Poles Other | 0 | 0 | 0 | 0 | 0 | 0 | 0 | 0 |  | 0 | 0 | 0 | 0 | 0 | 0 | 0
B | B001 | ˂ = 1 kV | 6628.2667 | 6235.655 | 6235.655 | 9495.496 | 9604.7019 | 9677.5058 | 9750.3098 | 9786.7117 |  | 15259721.3752 | 15259721.3752 | 23552910.412 | 23783124.0231 | 23936599.7639 | 24090075.5046 | 24166813.375
B | B002 | > 1 kV & < = 11 kV | 8638.3333 | 8209.1931 | 8209.1931 | 10550.1522 | 10638.5944 | 10697.5559 | 10756.5173 | 10785.998 |  | 23759476.7525 | 23759476.7525 | 30356503.2241 | 30555258.0098 | 30687761.2002 | 30820264.3907 | 30886515.9859
B | B003 | ˃ 11 kV & < = 22 kV | 5144.4667 | 5047.0401 | 5047.0401 | 5941.5745 | 5959.423 | 5971.322 | 5983.221 | 5989.1705 |  | 14233507.5728 | 14233507.5728 | 16769493.538 | 16804559.6126 | 16827936.9956 | 16851314.3787 | 16863003.0702
B | B004 | ˃ 22 kV & < = 66 kV | 1411.8 | 1399.7496 | 1399.7496 | 4175.7843 | 4178.7423 | 4180.7144 | 4182.6864 | 4183.6725 |  | 6625509.1298 | 6625509.1298 | 19644465.2777 | 19663006.0783 | 19675366.612 | 19687727.1458 | 19693907.4127
B | B005 | > 66 kV & < = 132 kV | 19.5333 | 19.5333 | 19.5333 | 21.278 | 21.278 | 21.278 | 21.278 | 21.278 |  | 142914.9289 | 142914.9289 | 155678.9785 | 155678.9785 | 155678.9785 | 155678.9785 | 155678.9785
B | B006 | > 132 kV | 0 | 0 | 0 | 0 | 0 | 0 | 0 | 0 |  | 0 | 0 | 0 | 0 | 0 | 0 | 0
B | B007 | Pole Tops Other | 0 | 0 | 0 | 0 | 0 | 0 | 0 | 0 |  | 0 | 0 | 0 | 0 | 0 | 0 | 0
C | C001 | ˂ = 1 kV | 204.0755 | 260.6237 | 260.6237 | 331.6776 | 345.6075 | 354.8979 | 364.191 | 368.8385 |  | 18063775.9401 | 18063775.9401 | 21387249.7091 | 22032346.7062 | 22462587.5469 | 22892953.1718 | 23108179.009
C | C021 | > 1 kV & < = 11 kV | 185.4875 | 169.2715 | 169.2715 | 218.5125 | 226.6065 | 232.0124 | 237.4254 | 240.1343 |  | 9481785.0508 | 9481785.0508 | 11876177.5152 | 12279822.4395 | 12549415.3695 | 12819359.5278 | 12954452.6372
C | C031 | ˃ 11 kV & < = 22 kV ; SWER | 54.717 | 66.6935 | 66.6935 | 80.8701 | 86.404 | 90.0765 | 93.7373 | 95.5636 |  | 2276113.9615 | 2276113.9615 | 2556972.2951 | 2677733.0593 | 2757875.769 | 2837760.5296 | 2877614.0173
C | C041 | ˃ 11 kV & < = 22 kV ; Single-Phase | 0 | 0 | 0 | 0 | 0 | 0 | 0 | 0 |  | 0 | 0 | 0 | 0 | 0 | 0 | 0
C | C051 | ˃ 11 kV & < = 22 kV ; Multiple-Phase | 39.276 | 43.2409 | 43.2409 | 56.1526 | 58.1243 | 59.4417 | 60.7611 | 61.4215 |  | 2389324.1827 | 2389324.1827 | 2735813.9903 | 2791903.1771 | 2829377.9768 | 2866910.7972 | 2885697.1973
C | C061 | > 22 kV & < = 66 kV | 8.7887 | 13.1992 | 11.1992 | 12.8159 | 13.2864 | 13.6002 | 13.9139 | 14.0709 |  | 9281821.05 | 5385160.7731 | 4390781.1199 | 4603196.0715 | 4744834.2155 | 4886491.9954 | 4957327.5813
C | C071 | > 66 kV & < = 132 kV | 0 | 0 | 0 | 0 | 0 | 0 | 0 | 0 |  | 0 | 0 | 0 | 0 | 0 | 0 | 0
C | C081 | > 132 kV | 0 | 0 | 0 | 0 | 0 | 0 | 0 | 0 |  | 0 | 0 | 0 | 0 | 0 | 0 | 0
C | C091 | OH Conductor Other | 0 | 0 | 0 | 0 | 0 | 0 | 0 | 0 |  | 0 | 0 | 0 | 0 | 0 | 0 | 0
D | D001 | ˂ = 1 kV | 9.6931 | 16.7101 | 17.7101 | 17.7101 | 18.7101 | 18.7101 | 19.7101 | 19.7101 |  | 5218738.1848 | 5537776.4626 | 5537776.4626 | 5856814.7404 | 5856814.7404 | 6175853.0183 | 6175853.0183
D | D021 | > 1 kV & < = 11 kV | 0.57253 | 2.0692 | 1.6702 | 1.6692 | 6.1942 | 1.6692 | 1.6692 | 8.1702 |  | 4413059.8684 | 3420700.5909 | 1795459.1026 | 1425129.9923 | 1588697.7712 | 1797171.1523 | 2519254.6531
D | D031 | > 11 kV & < = 22 kV | 0.60136 | 0.60136 | 0.60136 | 0.60136 | 0.60136 | 0.60136 | 0.60136 | 0.60136 |  | 491513.2058 | 491513.2058 | 491513.2058 | 491513.2058 | 491513.2058 | 491513.2058 | 491513.2058
D | D041 | > 22 kV & < = 33 kV | 0 | 0 | 0 | 0 | 0 | 0 | 0 | 0.2 |  | 0 | 0 | 0 | 0 | 4663.4092 | 13546.4355 | 71669.0407
D | D051 | > 33 kV & < = 66 kV | 0 | 0 | 0 | 0 | 0 | 0 | 0 | 0 |  | 0 | 0 | 0 | 0 | 0 | 0 | 0
D | D061 | > 66 kV & < = 132 kV | 0 | 0 | 0 | 0 | 0 | 0 | 0 | 0 |  | 0 | 0 | 0 | 0 | 0 | 0 | 0
D | D071 | > 132 kV | 0 | 0 | 0 | 0 | 0 | 0 | 0 | 0 |  | 0 | 0 | 0 | 0 | 0 | 0 | 0
D | D081 | UG Cables Other | 0 | 0 | 0 | 0 | 0 | 0 | 0 | 0 |  | 0 | 0 | 0 | 0 | 0 | 0 | 0
E | E001 | ˂ = 11 kV ; Residential ; Simple Type | 16597.4028 | 16774.9264 | 16774.9264 | 17315.7706 | 17428.5398 | 17503.7192 | 17578.8986 | 17616.4884 |  | 18664495.0285 | 18664495.0285 | 19394464.8794 | 19546667.8401 | 19648136.4806 | 19749605.121 | 19800339.4413
E | E021 | ˂ = 11 kV ; Commercial & Industrial ; Simple Type | 740.9547 | 733.5407 | 733.5407 | 757.6745 | 762.7065 | 766.0612 | 769.4159 | 771.0933 |  | 6104662.0229 | 6104662.0229 | 6306222.2031 | 6348248.6733 | 6376266.3201 | 6404283.9669 | 6418292.7903
E | E031 | ˂ = 11 kV ; Residential ; Complex Type | 0 | 0 | 0 | 0 | 0 | 0 | 0 | 0 |  | 0 | 0 | 0 | 0 | 0 | 0 | 0
E | E041 | ˂ = 11 kV ; Commercial & Industrial ; Complex Type | 0 | 0 | 0 | 0 | 0 | 0 | 0 | 0 |  | 0 | 0 | 0 | 0 | 0 | 0 | 0
E | E051 | ˂ = 11 kV ; Subdivision ; Complex Type | 0 | 0 | 0 | 0 | 0 | 0 | 0 | 0 |  | 0 | 0 | 0 | 0 | 0 | 0 | 0
E | E061 | > 11 kV & < = 22 kV ; Commercial & Industrial | 0 | 0 | 0 | 0 | 0 | 0 | 0 | 0 |  | 0 | 0 | 0 | 0 | 0 | 0 | 0
E | E071 | > 11 kV & < = 22 kV ; Subdivision | 0 | 0 | 0 | 0 | 0 | 0 | 0 | 0 |  | 0 | 0 | 0 | 0 | 0 | 0 | 0
E | E081 | > 22 kV & < = 33 kV ; Commercial & Industrial | 0 | 0 | 0 | 0 | 0 | 0 | 0 | 0 |  | 0 | 0 | 0 | 0 | 0 | 0 | 0
E | E091 | > 22 kV & < = 33 kV ; Subdivision | 0 | 0 | 0 | 0 | 0 | 0 | 0 | 0 |  | 0 | 0 | 0 | 0 | 0 | 0 | 0
E | E101 | > 33 kV & < = 66 kV ; Commercial & Industrial | 0 | 0 | 0 | 0 | 0 | 0 | 0 | 0 |  | 0 | 0 | 0 | 0 | 0 | 0 | 0
E | E111 | > 33 kV & < = 66 kV ; Subdivision | 0 | 0 | 0 | 0 | 0 | 0 | 0 | 0 |  | 0 | 0 | 0 | 0 | 0 | 0 | 0
E | E121 | > 66 kV & < = 132 kV ; Commercial & Industrial | 0 | 0 | 0 | 0 | 0 | 0 | 0 | 0 |  | 0 | 0 | 0 | 0 | 0 | 0 | 0
E | E131 | > 66 kV & < = 132 kV ; Subdivision | 0 | 0 | 0 | 0 | 0 | 0 | 0 | 0 |  | 0 | 0 | 0 | 0 | 0 | 0 | 0
E | E141 | > 132 kV ; Commercial & Industrial | 0 | 0 | 0 | 0 | 0 | 0 | 0 | 0 |  | 0 | 0 | 0 | 0 | 0 | 0 | 0
E | E151 | > 132 kV ; Subdivision | 0 | 0 | 0 | 0 | 0 | 0 | 0 | 0 |  | 0 | 0 | 0 | 0 | 0 | 0 | 0
E | E161 | Service Lines Other | 0 | 0 | 0 | 0 | 0 | 0 | 0 | 0 |  | 0 | 0 | 0 | 0 | 0 | 0 | 0
F | F001 | Pole Mounted ; < = 22kV ; < = 60 kVA ; Single Phase | 743.8 | 699.1146 | 699.1146 | 380.8384 | 383.4527 | 385.1955 | 386.9384 | 387.8098 |  | 9930517.3208 | 9930517.3208 | 4801122.0229 | 4850637.6009 | 4883647.9862 | 4916658.3715 | 4933163.5642
F | F002 | Pole Mounted ; < = 22kV ; > 60 kVA and < = 600 kVA ; Single Phase | 22.3333 | 21.9011 | 21.9011 | 17.2803 | 17.2955 | 17.3057 | 17.3158 | 17.3209 |  | 1231897.42 | 1231897.42 | 762064.8678 | 762521.9507 | 762826.6726 | 763131.3945 | 763283.7555 | Pole TD 5Yr Avg Unit Cost Rate |  | 24948.7104
F | F003 | Pole Mounted ; < = 22kV ; > 600 kVA ; Single Phase | 0 | 0 | 0 | 0 | 0 | 0 | 0 | 0 |  | 0 | 0 | 0 | 0 | 0 | 0 | 0
F | F004 | Pole Mounted ; < = 22kV ; < = 60 kVA ; Multiple Phase | 254.8667 | 224.8914 | 224.8914 | 127.8231 | 129.381 | 130.4197 | 131.4583 | 131.9776 |  | 5072126.3678 | 5072126.3678 | 2553019.345 | 2591005.2394 | 2616329.169 | 2641653.0986 | 2654315.0634
F | F005 | Pole Mounted ; < = 22kV ; > 60 kVA and < = 600 kVA ; Multiple Phase | 589.9333 | 541.4767 | 541.4767 | 285.7816 | 287.8487 | 289.2268 | 290.6048 | 291.2939 |  | 22914868.701 | 22914868.701 | 10374477.16 | 10460788.0708 | 10518328.678 | 10575869.2851 | 10604639.5887
F | F006 | Pole Mounted ; < = 22kV ; > 600 kVA ; Multiple Phase | 66 | 66 | 66 | 57.7924 | 57.7924 | 57.7924 | 57.7924 | 57.7924 |  | 4192175.8224 | 4192175.8224 | 3174667.6132 | 3174667.6132 | 3174667.6132 | 3174667.6132 | 3174667.6132
F | F007 | Kiosk Mounted ; < = 22kV ; < = 60 kVA ; Single Phase | 0 | 0 | 0 | 0 | 0 | 0 | 0 | 0 |  | 0 | 0 | 0 | 0 | 0 | 0 | 0 | Pad TD 5Yr Avg Unit Cost Rate |  | 180271.9385
F | F008 | Kiosk Mounted ; < = 22kV ; > 60 kVA and < = 600 kVA ; Single Phase | 0 | 0 | 0 | 0 | 0 | 0 | 0 | 0 |  | 0 | 0 | 0 | 0 | 0 | 0 | 0
F | F009 | Kiosk Mounted ; < = 22kV ; > 600 kVA ; Single Phase | 0 | 0 | 0 | 0 | 0 | 0 | 0 | 0 |  | 0 | 0 | 0 | 0 | 0 | 0 | 0
F | F010 | Kiosk Mounted ; < = 22kV ; < = 60 kVA ; Multiple Phase | 0 | 0 | 0 | 0 | 0 | 0 | 0 | 0 |  | 0 | 0 | 0 | 0 | 0 | 0 | 0
F | F011 | Kiosk Mounted ; < = 22kV ; > 60 kVA and < = 600 kVA ; Multiple Phase | 63.2 | 64.2 | 63.2 | 54.3184 | 54.3184 | 54.3184 | 54.3184 | 54.3184 |  | 6759062.2522 | 6661720.284 | 5436248.1176 | 5436248.1176 | 5436248.1176 | 5436248.1176 | 5436248.1176
F | F012 | Kiosk Mounted ; < = 22kV ; > 600 kVA ; Multiple Phase | 12 | 12 | 12 | 10.213 | 10.213 | 10.213 | 10.213 | 10.213 |  | 1431307.938 | 1431307.938 | 1199825.4347 | 1199825.4347 | 1199825.4347 | 1199825.4347 | 1199825.4347
F | F013 | Ground Outdoor / Indoor Chamber Mounted; ˂ 22 kV ; < = 60 kVA ; Single Phase | 0 | 0 | 0 | 0 | 0 | 0 | 0 | 0 |  | 0 | 0 | 0 | 0 | 0 | 0 | 0
F | F014 | Ground Outdoor / Indoor Chamber Mounted; ˂ 22 kV ; > 60 kVA and < = 600 kVA ; Single Phase | 0 | 0 | 0 | 0 | 0 | 0 | 0 | 0 |  | 0 | 0 | 0 | 0 | 0 | 0 | 0
F | F015 | Ground Outdoor / Indoor Chamber Mounted; ˂ 22 kV ; > 600 kVA ; Single Phase | 0 | 0 | 0 | 0 | 0 | 0 | 0 | 0 |  | 0 | 0 | 0 | 0 | 0 | 0 | 0
F | F016 | Ground Outdoor / Indoor Chamber Mounted; ˂ 22 kV ; < = 60 kVA ; Multiple Phase | 0 | 0 | 0 | 0 | 0 | 0 | 0 | 0 |  | 0 | 0 | 0 | 0 | 0 | 0 | 0
F | F017 | Ground Outdoor / Indoor Chamber Mounted; ˂ 22 kV ; > 60 kVA and < = 600 kVA ; Multiple Phase | 2 | 2 | 2 | 1.6081 | 1.6081 | 1.6081 | 1.6081 | 1.6081 |  | 69655.45 | 69655.45 | 53342.4361 | 53342.4361 | 53342.4361 | 53342.4361 | 53342.4361
F | F018 | Ground Outdoor / Indoor Chamber Mounted; ˂ 22 kV ; > 600 kVA ; Multiple Phase | 2 | 2 | 2 | 1.6081 | 1.6081 | 1.6081 | 1.6081 | 1.6081 |  | 85956.2294 | 85956.2294 | 70886.6085 | 70886.6085 | 70886.6085 | 70886.6085 | 70886.6085
F | F019 | Ground Outdoor / Indoor Chamber Mounted; > = 22 kV & < = 33 kV ; < = 15 MVA | 0.66667 | 0.66667 | 0.66667 | 0.56739 | 0.56739 | 5.5674 | 4.5674 | 1.5674 |  | 451958.065 | 1608249.5012 | 3915997.1955 | 4862761.1744 | 6147872.4334 | 4822026.4342 | 9828978.5756 | xxxx
F | F020 | Ground Outdoor / Indoor Chamber Mounted; > = 22 kV & < = 33 kV ; > 15 MVA and < = 40 MVA | 0 | 0 | 0 | 0 | 0 | 0 | 0 | 0 |  | 990801.5761 | 0 | 0 | 0 | 0 | 0 | 0
F | F021 | Ground Outdoor / Indoor Chamber Mounted; > = 22 kV & < = 33 kV ; > 40 MVA | 0 | 0 | 0 | 0 | 0 | 0 | 0 | 0 |  | 0 | 0 | 0 | 0 | 0 | 0 | 0
F | F022 | Ground Outdoor / Indoor Chamber Mounted; > 33 kV & < = 66 kV ; < = 15 MVA | 0 | 0 | 1 | 0 | 4 | 6 | 1 | 8 |  | 13398.3662 | 203275.691 | 5371484.8568 | 6947107.1771 | 7688318.7531 | 12388064.1022 | 11837313.1535
F | F023 | Ground Outdoor / Indoor Chamber Mounted; > 33 kV & < = 66 kV ; > 15 MVA and < = 40 MVA | 0 | 0 | 0 | 3 | 1 | 3 | 1 | 0 |  | 9944202.6556 | 5754354.6977 | 1990269.2293 | 2274462.8849 | 1864218.7456 | 3091423.0188 | 910134.4307
F | F024 | Ground Outdoor / Indoor Chamber Mounted; > 33 kV & < = 66 kV ; > 40 MVA | 0 | 0 | 0 | 0 | 0 | 0 | 0 | 0 |  | 0 | 0 | 0 | 0 | 0 | 0 | 0
F | F025 | Ground Outdoor / Indoor Chamber Mounted; > 66 kV & < = 132 kV ; < = 100 MVA | 0 | 0 | 2 | 1 | 0 | 0 | 0 | 2 |  | 3722660.0575 | 1661105.0501 | 11532.0867 | 16986.2127 | 624227.3522 | 2161813.5864 | 4785051.4838
F | F026 | Ground Outdoor / Indoor Chamber Mounted; > 66 kV & < = 132 kV ; > 100 MVA | 0 | 0 | 0 | 0 | 0 | 0 | 0 | 0 |  | 0 | 0 | 0 | 0 | 0 | 0 | 0
F | F027 | Ground Outdoor / Indoor Chamber Mounted; > 132 kV ; < = 100 MVA | 0 | 0 | 0 | 0 | 0 | 0 | 0 | 0 |  | 0 | 0 | 0 | 0 | 0 | 0 | 0
F | F028 | Ground Outdoor / Indoor Chamber Mounted; > 132 kV ; > 100 MVA | 0 | 0 | 0 | 0 | 0 | 0 | 0 | 0 |  | 0 | 0 | 0 | 0 | 0 | 0 | 0
F | F029 | Transformers Other | 0.66667 | 0.66667 | 0.66667 | 0.47333 | 0.47333 | 0.47333 | 0.47333 | 0.47333 |  | 4082.1853 | 4082.1853 | 2898.3516 | 2898.3516 | 2898.3516 | 2898.3516 | 2898.3516
G | G001 | ˂ = 11 kV ; FUSE | 2666 | 2382.5675 | 2382.5675 | 1522.3023 | 1534.8113 | 1543.1507 | 1551.49 | 1555.6597 |  | 31968935.6987 | 31968935.6987 | 20443880.464 | 20611724.8491 | 20723621.1059 | 20835517.3626 | 20891465.491 | 10743.5474
G | G002 | ˂ = 11 kV ; Switch | 310.2667 | 295.7259 | 298.7259 | 198.3871 | 201.3679 | 218.0219 | 217.6758 | 201.0027 |  | 7562588.1488 | 7716282.0248 | 4906124.8569 | 4943961.9124 | 4862007.0933 | 4831818.0618 | 4814753.6192 | Switch 5Yr Avg Unit Cost Rate |  | 9804.4988
G | G003 | ˂ = 11 kV ; Circuit Breaker | 0.33333 | 1.3333 | 4.3333 | 0.26783 | 51.2678 | 26.2678 | 15.2678 | 45.2678 |  | 6577658.5138 | 6760348.1675 | 5208577.4412 | 4830835.3232 | 5936616.3468 | 5625165.3994 | 7765209.0171 | xxxx
G | G004 | > 11 kV & < = 22 kV ; Switch | 1372.2 | 1288.5158 | 1288.5158 | 650.4733 | 643.157 | 653.9462 | 651.7354 | 672.63 |  | 7149937.4482 | 7067320.2858 | 3475708.5903 | 3505408.8834 | 3591708.4407 | 3657282.7771 | 3652902.2436
G | G005 | > 11 kV & < = 22 kV ; Circuit Breaker | 47.2 | 45.8667 | 45.8667 | 45.6173 | 38.6173 | 38.6173 | 41.6173 | 38.6173 |  | 2359827.1142 | 1347879.517 | 893733.0521 | 940564.1004 | 1223320.98 | 1069612.3683 | 892235.2593
G | G006 | > 22 kV & < = 33 kV ; Switch | 31.5333 | 31.5333 | 31.5333 | 13.3817 | 13.3817 | 19.3817 | 23.3817 | 17.3817 |  | 292708.1083 | 380232.2811 | 187923.1136 | 180479.5721 | 185703.1166 | 110409.9151 | 195908.37
G | G007 | > 22 kV & < = 33 kV ; Circuit Breaker | 0 | 0 | 0 | 0 | 0 | 7 | 4 | 2 |  | 457348.8394 | 2745212.3742 | 2562099.2839 | 2299842.56 | 1094418.1949 | 1823708.9984 | 2807446.4202
G | G008 | > 33 kV & < = 66 kV ; Switch | 0 | 0 | 16 | 26 | 43 | 10 | 34 | 7 |  | 5829177.4845 | 2928119.3164 | 1529106.6019 | 1492974.4461 | 2224101.469 | 1086019.2012 | 73649.8741 | xxxx
G | G009 | > 33 kV & < = 66 kV ; Circuit Breaker | 0 | 8 | 10 | 4 | 21 | 14 | 23 | 9 |  | 3278335.065 | 2166792.5872 | 1781232.3658 | 1987244.9345 | 2675019.759 | 1749845.0847 | 1501720.6202
G | G010 | > 66 kV & < = 132 kV ; Switch | 0 | 0 | 20 | 0 | 0 | 0 | 0 | 0 |  | 2129677.7684 | 965453.4572 | 0 | 0 | 0 | 0 | 0
G | G011 | > 66 kV & < = 132 kV ; Circuit Breaker | 0 | 1 | 2 | 1 | 0 | 3 | 0 | 0 |  | 563189.6697 | 297757.2699 | 112932.2407 | 101778.7016 | 27093.3153 | 0 | 0
G | G012 | > 132 kV ; Switch | 0 | 0 | 0 | 0 | 0 | 0 | 0 | 0 |  | 0 | 0 | 0 | 0 | 0 | 0 | 0
G | G013 | > 132 kV ; Circuit Breaker | 0 | 0 | 0 | 0 | 0 | 0 | 0 | 0 |  | 0 | 0 | 0 | 0 | 0 | 0 | 0
G | G014 | Switchgear Other | 0 | 0 | 0 | 0 | 0 | 0 | 0 | 0 |  | 0 | 0 | 0 | 0 | 0 | 0 | 0
H | H001 | Luminaires ; Major Road | 0 | 0 | 0 | 0 | 0 | 0 | 0 | 0 |  | 0 | 0 | 0 | 0 | 0 | 0 | 0
H | H002 | Luminaires ; Minor Road | 0 | 0 | 0 | 0 | 0 | 0 | 0 | 0 |  | 0 | 0 | 0 | 0 | 0 | 0 | 0
H | H003 | Brackets ; Major Road | 0 | 0 | 0 | 0 | 0 | 0 | 0 | 0 |  | 0 | 0 | 0 | 0 | 0 | 0 | 0
H | H004 | Brackets ; Minor Road | 0 | 0 | 0 | 0 | 0 | 0 | 0 | 0 |  | 0 | 0 | 0 | 0 | 0 | 0 | 0
H | H005 | Lamps ; Major Road | 0 | 0 | 0 | 0 | 0 | 0 | 0 | 0 |  | 0 | 0 | 0 | 0 | 0 | 0 | 0
H | H006 | Lamps ; Minor Road | 0 | 0 | 0 | 0 | 0 | 0 | 0 | 0 |  | 0 | 0 | 0 | 0 | 0 | 0 | 0
H | H007 | Poles / Columns ; Major Road | 0 | 0 | 0 | 0 | 0 | 0 | 0 | 0 |  | 0 | 0 | 0 | 0 | 0 | 0 | 0
H | H008 | Poles / Columns ; Minor Road | 0 | 0 | 0 | 0 | 0 | 0 | 0 | 0 |  | 0 | 0 | 0 | 0 | 0 | 0 | 0
H | H009 | Public Lighting Other | 0 | 0 | 0 | 0 | 0 | 0 | 0 | 0 |  | 0 | 0 | 0 | 0 | 0 | 0 | 0
I | I001 | Field Devices | 0 | 47 | 95 | 141 | 374 | 305 | 257 | 288 |  | 23198577.7544 | 23967679.5772 | 19723199.779 | 20112661.7287 | 23705527.5197 | 21845585.5867 | 20469036.5766
I | I002 | Local Network Wiring Assets | 0 | 0 | 0 | 0 | 0 | 0 | 0 | 0 |  | 0 | 0 | 0 | 0 | 0 | 0 | 0
I | I003 | Communications Network Assets | 0 | 5 | 7 | 78.8 | 78.8 | 77.6 | 77.8 | 77.6 |  | 3411596.5234 | 7152820.5341 | 7883020.8053 | 8022005.2324 | 11615415.1295 | 16372176.6401 | 17525336.119
I | I004 | Master Station Assets | 0 | 0 | 0 | 0 | 0 | 0 | 0 | 0 |  | 0 | 0 | 0 | 0 | 0 | 0 | 0
I | I005 | Communications Site Infrastructure | 0 | 0 | 0 | 48.4 | 46.4 | 46.4 | 46.4 | 46.4 |  | 0 | 0 | 3448050.4916 | 4296888.1199 | 4553624.1478 | 4895852.2203 | 6100070.5479
I | I006 | Communications Linear Assets | 0 | 0 | 0 | 4 | 3 | 3 | 3 | 3 |  | 10831828.6903 | 4544020.4482 | 581823.81 | 729109.9183 | 1955351.1416 | 1971325.587 | 3379071.3511
I | I007 | AFLC | 0 | 0 | 0 | 0 | 1 | 0 | 0 | 0 |  | 110078.6448 | 52465.9307 | 26401.9083 | 2547.3424 | 0 | 0 | 0
I | I008 | Network Control Other | 0 | 0 | 0 | 0 | 0 | 0 | 0 | 0 |  | 0 | 0 | 0 | 0 | 0 | 0 | 0
J | J001 | CURRENT TRANSFORMERS | 0 | 20 | 25 | 21 | 71 | 45 | 88 | 30 |  | 6188626.1357 | 5079080.1529 | 4291032.8072 | 4140611.5008 | 4727878.3788 | 1798814.7992 | 2609357.5576
J | J002 | VOLTAGE TRANSFORMERS | 0 | 20 | 25 | 15 | 99 | 23 | 96 | 16 |  | 5699067.5069 | 5570387.4065 | 4061823.1225 | 3903652.2968 | 4458447.0344 | 2372706.4122 | 3147442.6304
J | J003 | CAPACITOR BANKS | 0 | 0 | 0 | 0 | 0 | 0 | 0 | 0 |  | 0 | 0 | 0 | 0 | 0 | 0 | 0 |  | 18.1438 | 17.3742 | 17.0864 | 27.3756 | 30.4046 | 0
J | J004 | STATIC VAR COMPENSATOR | 0 | 0 | 0 | 0 | 1 | 0 | 1 | 0 |  | 952.8755 | 139738.9964 | 3373034.7753 | 2380911.2549 | 718230.3572 | 313023.9895 | 0
J | J005 | REGULATORS | 0 | 0 | 0 | 0 | 0 | 0 | 0 | 0 |  | 0 | 0 | 0 | 0 | 0 | 0 | 0
J | J006 | OTHER | 0 | 0 | 0 | 0 | 26.0851 | 45.8451 | 169.8762 | 412.9252 |  | 24617649.8329 | 26297302.0414 | 18143779.6148 | 17374237.4951 | 17086392.8328 | 27375615.4303 | 30404596.3804 |  |  | Target Saving |  | 120
|  | TOTAL DIRECT COST | 64976.7025 | 63411.5748 | 63517.1758 | 71849.3014 | 72814.3439 | 72972.0006 | 73507.8534 | 73801.2142 |  | 446365842.925 | 430722550.1443 | 414220086.9935 | 419327950.4767 | 433309066.024 | 448436978.0902 | 463652570.8163 |  |  | Saving |  | -183.9066
[14 empty] | 399008018.117 | 399008018.117 | 399008018.117 | 399008018.117 | 399008018.117 |  |  | Note
|  | Nailing Rate % | [18 empty] | Crossarm proactive from 7000 -> 3500
A1 |  | Nails | 4658 | 4658 | 4658 | 4658 | 4658 | 4658 | 4658 | 4658 | 0 | 8916481.7887 | 8916481.7887 | 8916481.7887 | 8916481.7887 | 8916481.7887 | 8916481.7887 | 8916481.7887 |  |  | Distribution Tx P2 Defect -80%
A |  | Poles | 14449.7333 | 13980.0674 | 13980.0674 | 14501.6281 | 14610.3766 | 14682.8755 | 14755.3745 | 14791.6239 | 0 | 92000510.6518 | 92000510.6518 | 96000802.8414 | 96834887.0356 | 97390943.165 | 97946999.2944 | 98225027.3592 |  |  | Reduce P2 Conductor back to 100%
B |  | Pole Tops | 21842.4 | 20911.1712 | 20911.1712 | 30184.285 | 30402.7397 | 30548.3761 | 30694.0125 | 30766.8307 | 0 | 60021129.7592 | 60021129.7592 | 90479051.4303 | 90961626.7023 | 91283343.5503 | 91605060.3983 | 91765918.8223 |  |  | Increase Reconductor program to match 750 per yer. Smoothed the program from 700kM in the 1st year and ramp up to 780 in the 5th year
C |  | Conductor | 492.3447 | 553.0288 | 551.0288 | 700.0288 | 730.0288 | 750.0288 | 770.0288 | 780.0288 | 0 | 41492820.185 | 37596159.9081 | 42946994.6297 | 44385001.4537 | 45344090.8777 | 46303476.0218 | 46783270.442 |  |  | Removed "Other Other" from Defect/RTS
D |  | Underground Cables | 10.867 | 19.3807 | 19.9817 | 19.9807 | 25.5057 | 20.9807 | 21.9807 | 28.6817 | 0 | 10123311.259 | 9449990.2593 | 7824748.771 | 7773457.9386 | 7941689.1267 | 8478083.8119 | 9258289.9179
E |  | Services | 17338.3575 | 17508.4671 | 17508.4671 | 18073.4451 | 18191.2463 | 18269.7804 | 18348.3146 | 18387.5816 | 0 | 24769157.0514 | 24769157.0514 | 25700687.0826 | 25894916.5134 | 26024402.8007 | 26153889.088 | 26218632.2316
F |  | Transformers | 1757.4667 | 1634.9171 | 1636.9171 | 942.3042 | 949.5588 | 962.7284 | 958.8981 | 965.983 | 0 | 66814670.4071 | 60821292.6587 | 39717835.3256 | 42704138.8724 | 45043638.3517 | 51298507.853 | 56254748.177
G |  | Switchgear | 4427.5333 | 4054.5425 | 4099.5425 | 2461.4294 | 2546.6031 | 2533.3856 | 2562.168 | 2548.5593 | 0 | 68169383.859 | 64344332.9797 | 41101318.0102 | 40894815.2828 | 42543609.8215 | 40789379.1688 | 42595290.9147
H |  | Public Lighting | 0 | 0 | 0 | 0 | 0 | 0 | 0 | 0 | 0 | 0 | 0 | 0 | 0 | 0 | 0 | 0
I |  | SCADA, Protection & Control | 0 | 52 | 102 | 272.2 | 503.2 | 432 | 384.2 | 415 | 0 | 37552081.6129 | 35716986.4901 | 31662496.7942 | 33163212.3417 | 41829917.9386 | 45084940.0341 | 47473514.5947
J |  | Other | 0 | 40 | 50 | 36 | 197.0851 | 113.8451 | 354.8762 | 458.9252 | 0 | 36506296.3509 | 37086508.5973 | 29869670.3198 | 27799412.5476 | 26990948.6031 | 31860160.6312 | 36161396.5684
[11 empty] | 0 | 446365842.925 | 430722550.1443 | 414220086.9935 | 419327950.4767 | 433309066.024 | 448436978.0902 | 463652570.8163 | 2178946652.4006
[18 empty] | New Taget | 1869884979.0138
[18 empty] | Difference | 309061673.3868 |  |  | Orginal | Modified
[21 empty] | Items / Program | $m | $m | Action
[19 empty] | 1613131096.2603 |  | P2 Defect | 212 | 192 | Removed excessive conductor in P2
[21 empty] | Reconductor | 70 | 95 | Increase Reconductor program to match 750 per yer. Smoothed the program from 700kM in the 1st year and ramp up to 780 in the 5th year
[21 empty] | Reconductor | 95 | 73 | Applied 3 yr Avg Conductor consequential replacement ratio to reduce replacement
[21 empty] | Planned | 24 | 36 | Increase crossarm from 3500 -> 7000
[21 empty] | P2 Defect | 179 | 189 | Increase TD from -80% to -50%
[21 empty] | P2 Defect | 189 | 192 | Increase UG Cable from Avg 11kM to Avg 20kM
[21 empty] | Lines Asset 5 Yr SubTotal | 1995.0401 | 2178.9467 | Reduced $125m. See above action

## Business Case Split (hidden)
Summary |  |  | Revised Submission | [24 empty] | TD
[27 empty] | % | 0.4126
[27 empty] | $ per year | 2820584.0993
|  |  |  | Data from | P:\ALP\CBRM\Weibull Analysis\15 Expenditure\Ex Post Review - Expenditure v1.0 Working_Presentation.xlsx | [15 empty] | 16630.7032
Group | [14 empty] | Forecast Unit |  |  |  | Qty |  |  | UNIT RATE |  |  | Exp
Code | BC | BC Nature | RIN ASSET CATEGORY | 2018/19 | 2019/20 | 2020/21 | 2021/22 | 2022/23 | 2023/24 | 2018/19 | 2019/20 | 2020/21 | 2021/22 | 2022/23 | 2023/24 | 2024/25 | 2025/26 | 2026/27 | 2027/28 | 2028/29 | 2029/30 | Calculated | 2025/26 | 2026/27 | 2027/28 | 2028/29 | 2029/30 | Checked | BC |  | 2025/26 | 2026/27 | 2027/28 | 2028/29 | 2029/30
A1 | Pole | Defect | Nails | 3689144.5943 | 7934044.6888 | 7371639.31 | 9045812.04 | 8954422.36 | 9464302.1 | 1101 | 4997 | 4542 | 5172 | 4260 | 4658 | 4658 | 4658 | 4658 | 4658 | 4658 | 4658 | 1800 | 8384400 | 8384400 | 8384400 | 8384400 | 8384400 | P | Pole | Defect (Pole Repl + Nail) | 83 | 83 | 83 | 83 | 83 | 415
A | Pole | Defect | Poles | 40699929.4626 | 64168990.8225 | 65008047.0527 | 68085653.3306 | 82524583.3738 | 91753641.2682 | 5593 | 10285 | 10580 | 10910 | 10610 | 11994.3192 | 11994.3192 | 11972.7032 | 11972.7032 | 11972.7032 | 11972.7032 | 11972.7032 | 6236.1823 | 74663959.7304 | 74663959.7304 | 74663959.7304 | 74663959.7304 | 74663959.7304 | P |  | Pole-top (consequential) | 27 | 27 | 27 | 27 | 27 | 135
B | Pole | Defect | Pole Tops | 14391002.5096 | 19853888.5402 | 21315296.837 | 23993299.8734 | 28122140.4338 | 29485544.5561 | 6690 | 9714 | 7719 | 8619 | 8445 | 9593.6977 | 9593.6977 | 9593.6977 | 9593.6977 | 9593.6977 | 9593.6977 | 9593.6977 | 2810.541 | 26963481.1214 | 26963481.1214 | 26963481.1214 | 26963481.1214 | 26963481.1214 | P |  | Services (consequential) | 5.4 | 5.4 | 5.4 | 5.4 | 5.4 | 27
C | Pole | Defect | Conductor | 2023/24: 0 | 0 | 0 | 0 | 0 | 0 | 0 | 0 | 56912.1937 | 0 | 0 | 0 | 0 | 0 | P |  | Distribution TXs (consequential) | 6.8 | 6.8 | 6.8 | 6.8 | 6.8 | 34
D | Pole | Defect | Underground Cables | 2023/24: 0 | 0 | 0 | 0 | 0 | 0 | 0 | 0 | 322727.7562 | 0 | 0 | 0 | 0 | 0 | P |  | Fuse (Consequential) | 4.8 | 4.8 | 4.8 | 4.8 | 4.8 | 24
E | Pole | Defect | Services | 1877744.6291 | 5630800.975 | 4368378.6611 | 5002536.6118 | 6417495.819 | 8733992.3602 | 2426.85 | 4861.0182 | 2904.4412 | 3181.1184 | 4366.1405 | 4045.9368 | 4045.9368 | 4045.9368 | 4045.9368 | 4045.9368 | 4045.9368 | 4045.9368 | 1339.2666 | 5418588.2128 | 5418588.2128 | 5418588.2128 | 5418588.2128 | 5418588.2128 | P |  | Distribution SWs (consequential) | 1.9 | 1.9 | 1.9 | 1.9 | 1.9 | 9.5
F | Pole | Defect | Transformers | 7757288.7397 | 17470640.0819 | 10375327.9679 | 14093783.6989 | 10971090.2932 | 10019994.398 | 266 | 608 | 431 | 473 | 264 | 239.6353 | 239.6353 | 239.6353 | 239.6353 | 239.6353 | 239.6353 | 239.6353 | 28527.3739 | 6836166.9508 | 6836166.9508 | 6836166.9508 | 6836166.9508 | 6836166.9508 | P |  | Consequential | 45.9 | 45.9 | 45.9 | 45.9 | 45.9 | 229.5
G | Pole | Defect | Switchgear | 3749404.265 | 3220806.8838 | 3034314.8576 | 2661188.9161 | 1775573.5092 | 2826637.991 | 395 | 309 | 310 | 296 | 371 | 192.9373 | 192.9373 | 192.9373 | 192.9373 | 192.9373 | 192.9373 | 192.9373 | 9639.2394 | 1859768.3881 | 1859768.3881 | 1859768.3881 | 1859768.3881 | 1859768.3881 |  |  | Conductor Consequential | 15.8 | 16.4 | 16.9 | 17.4 | 17.6 | 84.1
H | Pole | Defect | Public Lighting | 2023/24: 0 | [7 empty] | 0 | 0 | 0 | 0 | 0 | 0 | P |  | Business Case Total Investment | 128.9 | 128.9 | 128.9 | 128.9 | 128.9 | 644.5
I | Pole | Defect | SCADA, Protection & Control | 2023/24: 0 | [7 empty] | 0 | 0 | 0 | 0 | 0 | 0 | P
J | Pole | Defect | Other | 2023/24: 0 | [7 empty] | 30000 | 0 | 0 | 0 | 0 | 0 | P
A1 | PT | Defect | Nails | [18 empty] | 1800 | 0 | 0 | 0 | 0 | 0 | P | Pole-top | Defect | 23.9 | 23.9 | 23.9 | 23.9 | 23.9 | 119.5
A | PT | Defect | Poles | [18 empty] | 6236.1823 | 0 | 0 | 0 | 0 | 0 | P |  | Targeted Replacement | 19.7 | 19.7 | 19.7 | 19.7 | 19.7 | 98.5
B | PT | Defect | Pole Tops | 17830149.2736 | 21655646.7327 | 19870329.2959 | 20638504.9437 | 25587207.773 | 28707801.5039 | 8498 | 9237 | 8062 | 8620 | 8251 | 7007.8693 | 7007.8693 | 8504.096 | 8504.096 | 8504.096 | 8504.096 | 8504.096 | 2810.541 | 23901110.6399 | 23901110.6399 | 23901110.6399 | 23901110.6399 | 23901110.6399 | P |  | Consequential | 41.3 | 41.9 | 42.3 | 42.7 | 42.9 | 211.1
C | PT | Defect | Conductor | [18 empty] | 56912.1937 | 0 | 0 | 0 | 0 | 0 | P |  | Business Case Total Investment | 43.6 | 43.6 | 43.6 | 43.6 | 43.6 | 218
D | PT | Defect | Underground Cables | [18 empty] | 322727.7562 | 0 | 0 | 0 | 0 | 0 | P
E | PT | Defect | Services | [18 empty] | 1339.2666 | 0 | 0 | 0 | 0 | 0 | P
F | PT | Defect | Transformers | [18 empty] | 28527.3739 | 0 | 0 | 0 | 0 | 0 | P
G | PT | Defect | Switchgear | [18 empty] | 9639.2394 | 0 | 0 | 0 | 0 | 0
H | PT | Defect | Public Lighting | [18 empty] | 0 | 0 | 0 | 0 | 0 | 0 | P
I | PT | Defect | SCADA, Protection & Control | [18 empty] | 0 | 0 | 0 | 0 | 0 | 0 | P
J | PT | Defect | Other | [18 empty] | 30000 | 0 | 0 | 0 | 0 | 0 | P
A1 | PT | Proactive | Nails | [18 empty] | 1800 | 0 | 0 | 0 | 0 | 0
A | PT | Proactive | Poles | [18 empty] | 6236.1823 | 0 | 0 | 0 | 0 | 0
B | PT | Proactive | Pole Tops | [11 empty] | 314.6667 | 314.6667 | 7000 | 7000 | 7000 | 7000 | 7000 | 2810.541 | 19673787.2294 | 19673787.2294 | 19673787.2294 | 19673787.2294 | 19673787.2294
C | PT | Proactive | Conductor | [18 empty] | 56912.1937 | 0 | 0 | 0 | 0 | 0
D | PT | Proactive | Underground Cables | [18 empty] | 322727.7562 | 0 | 0 | 0 | 0 | 0
E | PT | Proactive | Services | [18 empty] | 1339.2666 | 0 | 0 | 0 | 0 | 0
F | PT | Proactive | Transformers | [18 empty] | 28527.3739 | 0 | 0 | 0 | 0 | 0
G | PT | Proactive | Switchgear | [18 empty] | 9639.2394 | 0 | 0 | 0 | 0 | 0
H | PT | Proactive | Public Lighting | [18 empty] | 0 | 0 | 0 | 0 | 0 | 0
I | PT | Proactive | SCADA, Protection & Control | [18 empty] | 0 | 0 | 0 | 0 | 0 | 0 | [10 empty] | 2025/26 | 2026/27 | 2027/28 | 2028/29 | 2029/30
J | PT | Proactive | Other | [18 empty] | 30000 | 0 | 0 | 0 | 0 | 0 | [9 empty] | Targeted Replacement | 606.5084 | 636.5084 | 656.5084 | 676.5084 | 686.5084
A1 | Cond | Defect | Nails | [18 empty] | 1800 | 0 | 0 | 0 | 0 | 0 |  | Conductor | Targeted Replacement | 34.5 | 36.2 | 37.4 | 38.5 | 39.1 | 185.7 | Defect | 93.5203 | 93.5203 | 93.5203 | 93.5203 | 93.5203
A | Cond | Defect | Poles | 2023/24: 2981867.6432 | 308.7475 | 308.7475 | 330.3635 | 330.3635 | 330.3635 | 330.3635 | 330.3635 | 6236.1823 | 2060206.8311 | 2060206.8311 | 2060206.8311 | 2060206.8311 | 2060206.8311 |  |  | Defect | 5.3 | 5.3 | 5.3 | 5.3 | 5.3 | 26.5 | Reset RIN Total
B | Cond | Defect | Pole Tops | 2023/24: 2888833.67 | 626.1663 | 626.1663 | 670.0054 | 670.0054 | 670.0054 | 670.0054 | 670.0054 | 2810.541 | 1883077.5471 | 1883077.5471 | 1883077.5471 | 1883077.5471 | 1883077.5471 |  |  | Conductor Reset RIN Total | 39.8 | 41.5 | 42.7 | 43.8 | 44.4 | 212.2 | Pole (consequential) | 2528.9249 | 2637.6734 | 2710.1723 | 2782.6713 | 2818.9207
C | Cond | Defect | Conductor | 13846643.9977 | 14034096.7286 | 16417968.3274 | 31802464.7889 | 18421962.0298 | 13824885.4425 | 271.0842 | 206.778 | 247.7142 | 107.8288 | 137.7273 | 87.4012 | 87.4012 | 93.5203 | 93.5203 | 93.5203 | 93.5203 | 93.5203 | 56912.1937 | 5322447.6521 | 5322447.6521 | 5322447.6521 | 5322447.6521 | 5322447.6521 |  |  | Pole (consequential) | 15.8 | 16.4 | 16.9 | 17.4 | 17.6 | 84.1 | Pole-top (consequential) | 5086.4914 | 5304.946 | 5450.5824 | 5596.2188 | 5669.0371
D | Cond | Defect | Underground Cables | [11 empty] | 0 | 0 | 0 | 0 | 0 | 0 | 0 | 322727.7562 | 0 | 0 | 0 | 0 | 0 |  |  | Pole-top (consequential) | 14.3 | 14.9 | 15.3 | 15.7 | 15.9 | 76.1 | Services (consequential) | 2739.0819 | 2856.8831 | 2935.4172 | 3013.9514 | 3053.2185
E | Cond | Defect | Services | 2023/24: 462725.4344 | 334.1094 | 334.1094 | 357.5011 | 357.5011 | 357.5011 | 357.5011 | 357.5011 | 1339.2666 | 478789.2641 | 478789.2641 | 478789.2641 | 478789.2641 | 478789.2641 |  |  | Services (consequential) | 3.7 | 3.8 | 3.9 | 4 | 4.1 | 19.5 | Distribution TXs (consequential) | 146.9914 | 153.2459 | 157.4156 | 161.5853 | 163.6701
F | Cond | Defect | Transformers | 2023/24: 1803949.5662 | 18.2653 | 18.2653 | 19.5441 | 19.5441 | 19.5441 | 19.5441 | 19.5441 | 28527.3739 | 557542.5071 | 557542.5071 | 557542.5071 | 557542.5071 | 557542.5071 |  |  | Distribution TXs (consequential) | 4.2 | 4.4 | 4.5 | 4.6 | 4.7 | 22.4 | Distribution SWs (consequential) | 154.9914 | 161.6561 | 166.0992 | 170.5423 | 172.7639
G | Cond | Defect | Switchgear | 2023/24: 469633.3395 | 18.9274 | 18.9274 | 20.2526 | 20.2526 | 20.2526 | 20.2526 | 20.2526 | 9639.2394 | 195219.2503 | 195219.2503 | 195219.2503 | 195219.2503 | 195219.2503 |  |  | Distribution SWs (consequential) | 1.5 | 1.6 | 1.6 | 1.6 | 1.7 | 8
H | Cond | Defect | Public Lighting | [18 empty] | 0 | 0 | 0 | 0 | 0 | 0 |  |  | Consequential Total | 39.5 | 41.1 | 42.2 | 43.3 | 44 | 210.1
I | Cond | Defect | SCADA, Protection & Control | [18 empty] | 0 | 0 | 0 | 0 | 0 | 0 |  |  | Overall REPEX Investment* | 79.3 | 82.6 | 84.9 | 87.1 | 88.4 | 422.3
J | Cond | Defect | Other | [18 empty] | 30000 | 0 | 0 | 0 | 0 | 0
A1 | Cond | Proactive | Nails | [11 empty] | 0 | 0 | 0 | 0 | 0 | 0 | 0 | 1800 | 0 | 0 | 0 | 0 | 0
A | Cond | Proactive | Poles | 2754565.1405 | 4939061.8194 | 8525710.1055 | 19093147.7701 | 18847441.4489 | 31632770.289 | 423 | 744 | 1279 | 2835 | 2358 | 1677.0008 | 1677.0008 | 2198.5614 | 2307.3099 | 2379.8088 | 2452.3078 | 2488.5573 | 6236.1823 | 13710629.9881 | 14388805.0548 | 14840921.766 | 15293038.4772 | 15519096.8327
B | Cond | Proactive | Pole Tops | 1312259.5821 | 3855364.4728 | 6213375.0126 | 8500664.1868 | 12087358.9794 | 9775629.0305 | 1033 | 1645 | 3197 | 5373 | 4431 | 3368.7712 | 3368.7712 | 4416.486 | 4634.9406 | 4780.5771 | 4926.2135 | 4999.0317 | 2810.541 | 12412715.1248 | 13026690.844 | 13436007.9902 | 13845325.1364 | 14049983.7094
C | Cond | Proactive | Conductor | 2877285.0023 | 5544241.2714 | 9725373.6726 | 18019382.2111 | 35101298.3137 | 24445188.8996 | 109.9158 | 148.9115 | 303.4798 | 550.8228 | 439.6778 | 462.6276 | 462.6276 | 606.5084 | 636.5084 | 656.5084 | 676.5084 | 686.5084 | 56912.1937 | 34517725.6103 | 36225091.4198 | 37363335.2929 | 38501579.166 | 39070701.1025
D | Cond | Proactive | Underground Cables | [11 empty] | 0 | 0 | 0 | 0 | 0 | 0 | 0 | 322727.7562 | 0 | 0 | 0 | 0 | 0
E | Cond | Proactive | Services | 614604.5014 | 1319405.4364 | 2477749.4995 | 5272426.0889 | 2505267.9157 | 1967098.4941 | 387.6 | 884.7079 | 2011.6188 | 3151.4254 | 1847.7178 | 1816.6028 | 1816.6028 | 2381.5808 | 2499.382 | 2577.9162 | 2656.4503 | 2695.7174 | 1339.2666 | 3189571.7411 | 3347338.9648 | 3452517.114 | 3557695.2631 | 3610284.3377
F | Cond | Proactive | Transformers | 1056926.8252 | 3354413.9577 | 5302159.3141 | 6005694.5821 | 8146804.7324 | 7153402.3051 | 38 | 127 | 202 | 249 | 220 | 97.4504 | 97.4504 | 127.4473 | 133.7018 | 137.8715 | 142.0411 | 144.126 | 28527.3739 | 3635735.8467 | 3814160.8241 | 3933110.8091 | 4052060.7941 | 4111535.7866
G | Cond | Proactive | Switchgear | 451931.5659 | 1983053.0657 | 3378342.4673 | 5183693.5159 | 4239628.7927 | 1843803.7028 | 93 | 87 | 157 | 314 | 244 | 102.775 | 102.775 | 134.7389 | 141.4035 | 145.8466 | 150.2897 | 152.5113 | 9639.2394 | 1298780.4294 | 1363022.5908 | 1405850.6984 | 1448678.806 | 1470092.8598
H | Cond | Proactive | Public Lighting | [18 empty] | 0 | 0 | 0 | 0 | 0 | 0
I | Cond | Proactive | SCADA, Protection & Control | [18 empty] | 0 | 0 | 0 | 0 | 0 | 0
J | Cond | Proactive | Other | [18 empty] | 30000 | 0 | 0 | 0 | 0 | 0 | Fuse
A1 | Services | Defect | Nails | [18 empty] | 1800 | 0 | 0 | 0 | 0 | 0 |  | Services | Targeted Replacement | 11.4 | 11.4 | 11.4 | 11.4 | 11.4 | 57
A | Services | Defect | Poles | [18 empty] | 6236.1823 | 0 | 0 | 0 | 0 | 0 |  |  | Defect | 3.7 | 3.7 | 3.7 | 3.7 | 3.7 | 18.5
B | Services | Defect | Pole Tops | [18 empty] | 2810.541 | 0 | 0 | 0 | 0 | 0 |  |  | Consequential | 9.1 | 9.2 | 9.3 | 9.5 | 9.5 | 46.6
C | Services | Defect | Conductor | [18 empty] | 56912.1937 | 0 | 0 | 0 | 0 | 0 |  |  | Business Case Total Investment | 15.1 | 15.1 | 15.1 | 15.1 | 15.1 | 75.5
D | Services | Defect | Underground Cables | [18 empty] | 322727.7562 | 0 | 0 | 0 | 0 | 0
E | Services | Defect | Services | 3350134.4474 | -2781208.7666 | -595823.3209 | 439158.6575 | 6548453.0634 | 13327026.4904 | 5581.8601 | -1382.0624 | -977.0188 | 99.8156 | 4261.1392 | 2811.818 | 2811.818 | 2788.4264 | 2788.4264 | 2788.4264 | 2788.4264 | 2788.4264 | 1339.2666 | 3734446.3748 | 3734446.3748 | 3734446.3748 | 3734446.3748 | 3734446.3748
F | Services | Defect | Transformers | [18 empty] | 28527.3739 | 0 | 0 | 0 | 0 | 0
G | Services | Defect | Switchgear | [18 empty] | 9639.2394 | 0 | 0 | 0 | 0 | 0
H | Services | Defect | Public Lighting | [18 empty] | 0 | 0 | 0 | 0 | 0 | 0
I | Services | Defect | SCADA, Protection & Control | [18 empty] | 0 | 0 | 0 | 0 | 0 | 0
J | Services | Defect | Other | [18 empty] | 30000 | 0 | 0 | 0 | 0 | 0
A1 | Services | Proactive | Nails | [18 empty] | 1800 | 0 | 0 | 0 | 0 | 0
A | Services | Proactive | Poles | [18 empty] | 6236.1823 | 0 | 0 | 0 | 0 | 0
B | Services | Proactive | Pole Tops | [18 empty] | 2810.541 | 0 | 0 | 0 | 0 | 0
C | Services | Proactive | Conductor | [18 empty] | 56912.1937 | 0 | 0 | 0 | 0 | 0
D | Services | Proactive | Underground Cables | [18 empty] | 322727.7562 | 0 | 0 | 0 | 0 | 0
E | Services | Proactive | Services | 3064000.1985 | 9745268.6777 | 13682198.1907 | 13230045.1215 | 13537158.5012 | 9024448.8506 | 3960 | 8413 | 9097 | 8413 | 9210 | 8500 | 8500 | 8500 | 8500 | 8500 | 8500 | 8500 | 1339.2666 | 11383766.3952 | 11383766.3952 | 11383766.3952 | 11383766.3952 | 11383766.3952
F | Services | Proactive | Transformers | [18 empty] | 28527.3739 | 0 | 0 | 0 | 0 | 0
G | Services | Proactive | Switchgear | [18 empty] | 9639.2394 | 0 | 0 | 0 | 0 | 0
H | Services | Proactive | Public Lighting | [18 empty] | 0 | 0 | 0 | 0 | 0 | 0
I | Services | Proactive | SCADA, Protection & Control | [18 empty] | 0 | 0 | 0 | 0 | 0 | 0
J | Services | Proactive | Other | [18 empty] | 30000 | 0 | 0 | 0 | 0 | 0
A1 | TD | Defect | Nails | [18 empty] | 1800 | 0 | 0 | 0 | 0 | 0 |  | Distribution TXs | Defect | 15.7 | 15.7 | 15.7 | 15.7 | 15.7 | 78.5
A | TD | Defect | Poles | [18 empty] | 6236.1823 | 0 | 0 | 0 | 0 | 0 |  |  | Consequential | 11 | 11.2 | 11.3 | 11.4 | 11.5 | 56.4
B | TD | Defect | Pole Tops | [18 empty] | 2810.541 | 0 | 0 | 0 | 0 | 0 |  |  | Business Case Total Investment | 15.7 | 15.7 | 15.7 | 15.7 | 15.7 | 78.5
C | TD | Defect | Conductor | [18 empty] | 56912.1937 | 0 | 0 | 0 | 0 | 0
D | TD | Defect | Underground Cables | [18 empty] | 322727.7562 | 0 | 0 | 0 | 0 | 0
E | TD | Defect | Services | [18 empty] | 1339.2666 | 0 | 0 | 0 | 0 | 0
F | TD | Defect | Transformers | 50364051.3288 | 61750667 | 51587767.5992 | 60010317.9061 | 60881239.6952 | 43417176.984 | 1328 | 1225 | 1198 | 1265 | 979 | 1278.566 | 1278.566 | 551.6775 | 551.6775 | 551.6775 | 551.6775 | 551.6775 | 28527.3739 | 15737910.6983 | 15737910.6983 | 15737910.6983 | 15737910.6983 | 15737910.6983
G | TD | Defect | Switchgear | [18 empty] | 9639.2394 | 0 | 0 | 0 | 0 | 0
H | TD | Defect | Public Lighting | [18 empty] | 0 | 0 | 0 | 0 | 0 | 0
I | TD | Defect | SCADA, Protection & Control | [18 empty] | 0 | 0 | 0 | 0 | 0 | 0
J | TD | Defect | Other | [18 empty] | 30000 | 0 | 0 | 0 | 0 | 0
A1 | Switches | Defect | Nails | [18 empty] | 1800 | 0 | 0 | 0 | 0 | 0 |  | Distribution SWs | Defect | 5.2 | 5.2 | 5.2 | 5.2 | 5.2 | 26
A | Switches | Defect | Poles | [18 empty] | 6236.1823 | 0 | 0 | 0 | 0 | 0 |  |  | Consequential | 3.4 | 3.4 | 3.5 | 3.5 | 3.5 | 17.3
B | Switches | Defect | Pole Tops | [18 empty] | 2810.541 | 0 | 0 | 0 | 0 | 0 |  |  | Business Case Total Investment | 5.2 | 5.2 | 5.2 | 5.2 | 5.2 | 26
C | Switches | Defect | Conductor | [18 empty] | 56912.1937 | 0 | 0 | 0 | 0 | 0
D | Switches | Defect | Underground Cables | [18 empty] | 322727.7562 | 0 | 0 | 0 | 0 | 0 |  |  | RIN Qty | 888.1272 | 894.7918 | 899.2349 | 903.678 | 905.8996 | 4491.7315
E | Switches | Defect | Services | [18 empty] | 1339.2666 | 0 | 0 | 0 | 0 | 0
F | Switches | Defect | Transformers | [18 empty] | 28527.3739 | 0 | 0 | 0 | 0 | 0
G | Switches | Defect | Switchgear | 8594099.4835 | 7887834.0505 | 8377180.5777 | 7133295.7243 | 12060440.1028 | 17225461.718 | 860 | 860 | 1044 | 1056 | 1286 | 1347.3353 | 1347.3353 | 540.1985 | 540.1985 | 540.1985 | 540.1985 | 540.1985 | 9639.2394 | 5207102.3318 | 5207102.3318 | 5207102.3318 | 5207102.3318 | 5207102.3318
H | Switches | Defect | Public Lighting | [18 empty] | 0 | 0 | 0 | 0 | 0 | 0
I | Switches | Defect | SCADA, Protection & Control | [18 empty] | 0 | 0 | 0 | 0 | 0 | 0
J | Switches | Defect | Other | [18 empty] | 30000 | 0 | 0 | 0 | 0 | 0
G | Pole | Defect | Fuse | 2023/24: 7820124.2557 | 904.2843 | 479.2707 | 479.2707 | 479.2707 | 479.2707 | 479.2707 | 479.2707 | 10102.4374 | 4841802.0561 | 4841802.0561 | 4841802.0561 | 4841802.0561 | 4841802.0561 | Bundle in TD | 27840361.8227
G | Cond | Defect | Fuse | 2023/24: 1407895.9726 | 65.6951 | 36.5307 | 39.0882 | 39.0882 | 39.0882 | 39.0882 | 39.0882 | 10102.4374 | 394886.5609 | 394886.5609 | 394886.5609 | 394886.5609 | 394886.5609 | Bundle in TD
G | Cond | Proactive | Fuse | 2023/24: 2717142.7556 | 476.3333 | 192.9008 | 192.9008 | 252.8945 | 265.4036 | 273.7429 | 282.0823 | 10102.4374 | 1948768.5708 | 2554851.2092 | 2681222.9653 | 2765470.8027 | 2849718.6401 | Bundle in TD
G | TD | Defect | Fuse | 2023/24: 16942510.4127 | 1074.6206 | 2557.132 | 473.2965 | 473.2965 | 473.2965 | 473.2965 | 473.2965 | 10102.4374 | 4781448.0231 | 4781448.0231 | 4781448.0231 | 4781448.0231 | 4781448.0231 | Bundle in TD |  |  | 12 | 12.6 | 12.7 | 12.8 | 12.9 | 63
G | Switches | Defect | Fuse | 2023/24: 9342743.183 | 145.0667 | -883.2667 | 277.7523 | 277.7523 | 277.7523 | 277.7523 | 277.7523 |  | 7257007.9226 | 6808753.73 | 6787600.9377 | 6808572.0641 | 6776933.7086 |  |  |  | 7.3 | 6.8 | 6.8 | 6.8 | 6.8 | 34.5
G
G
G
G
G
G
A1 | Not in BC | Defect | Nails | [25 empty] | Fuse | Defect | 0 | 0 | 0 | 0 | 0 | 0
A | Not in BC | Defect | Poles
B | Not in BC | Defect | Pole Tops
C | Not in BC | Defect | Conductor
D | Not in BC | Defect | Underground Cables | 2023/24: 10331622.974 | 18.9807 | 19.9807 | 19.9807 | 20.9807 | 20.9807 | 21.9807 | 21.9807 |  | 6475597.0593 | 6775597.0593 | 6775597.0593 | 7075597.0593 | 7075597.0593
E | Not in BC | Defect | Services
F | Not in BC | Defect | Transformers
G | Not in BC | Defect | Switchgear
H | Not in BC | Defect | Public Lighting
I | Not in BC | Defect | SCADA, Protection & Control
J | Not in BC | Defect | Other
A1 | PB Tower | Proactive | Nails | [25 empty] | Fuse | Defect | 0 | 0 | 0 | 0 | 0 | 0
A | PB Tower | Proactive | Poles
B | PB Tower | Proactive | Pole Tops
C | PB Tower | Proactive | Conductor
D | PB Tower | Proactive | Underground Cables
E | PB Tower | Proactive | Services
F | PB Tower | Proactive | Transformers
G | PB Tower | Proactive | Switchgear
H | PB Tower | Proactive | Public Lighting
I | PB Tower | Proactive | SCADA, Protection & Control
J | PB Tower | Proactive | Other | [11 empty] | 0 | 0 | 0 | 26.0851 | 45.8451 | 169.8762 | 412.9252 | 30000 | 0 | 782551.9563 | 1375352.0792 | 5096286.8456 | 12387756.839
|  |  |  | 2023/24: 411797855.5908 | [7 empty] | BC | 308726440.0577 | 313366771.4179 | 316331424.4767 | 322724212.1791 | 331201608.6404 | 1592350456.7718
[22 empty] | Reset RIN | 309328002.0293 | 313575625.0811 | 316278865.853 | 322410519.3417 | 330757444.4667 | 1592350456.7718
[22 empty] | BC Check Sum | 308726440.0577 | 313366771.4179 | 316331424.4767 | 322724212.1791 | 331201608.6404 | 1592350456.7718
A1 |  | All | Nails | 2023/24: 9464302.1 | 4658 | 4658 | 4658 | 4658 | 4658 | 4658 | 4658 |  | 8384400 | 8384400 | 8384400 | 8384400 | 8384400
A |  | All | Poles | 2023/24: 126368279.2005 | 13980.0674 | 13980.0674 | 14501.6281 | 14610.3766 | 14682.8755 | 14755.3745 | 14791.6239 |  | 90434796.5495 | 91112971.6163 | 91565088.3274 | 92017205.0386 | 92243263.3942
B |  | All | Pole Tops | 2023/24: 70857808.7604 | 20911.1712 | 20911.1712 | 30184.285 | 30402.7397 | 30548.3761 | 30694.0125 | 30766.8307 |  | 84834171.6627 | 85448147.3819 | 85857464.5281 | 86266781.6742 | 86471440.2473
C |  | All | Conductor | 2023/24: 38270074.3421 | 550.0288 | 550.0288 | 700.0288 | 730.0288 | 750.0288 | 770.0288 | 780.0288 |  | 39840173.2623 | 41547539.0719 | 42685782.945 | 43824026.818 | 44393148.7546
D |  | All | Underground Cables | 2023/24: 10331622.974 | 18.9807 | 19.9807 | 19.9807 | 20.9807 | 20.9807 | 21.9807 | 21.9807 |  | 6475597.0593 | 6775597.0593 | 6775597.0593 | 7075597.0593 | 7075597.0593
E |  | All | Services | 2023/24: 33515291.6298 | 17508.4671 | 17508.4671 | 18073.4451 | 18191.2463 | 18269.7804 | 18348.3146 | 18387.5816 |  | 24205161.988 | 24362929.2117 | 24468107.3608 | 24573285.5099 | 24625874.5845
F |  | All | Transformers | 2023/24: 62394523.2533 | 1633.9171 | 1633.9171 | 938.3042 | 944.5588 | 948.7284 | 952.8981 | 954.983 |  | 26767356.0028 | 26945780.9803 | 27064730.9653 | 27183680.9503 | 27243155.9428
G |  | All | Switchgear | 2023/24: 60595953.3308 | 4327.975 | 4044.5425 | 2350.4357 | 2417.0941 | 2434.0462 | 2446.8287 | 2457.3896 |  | 27784783.5331 | 28006854.1403 | 28154901.2118 | 28302948.2832 | 28376971.8189
H |  | All | Public Lighting | 2023/24: 0 | 0 | 0 | 0 | 0 | 0 | 0 | 0 |  | 0 | 0 | 0 | 0 | 0
I |  | All | SCADA, Protection & Control | 2023/24: 0 | 0 | 0 | 0 | 0 | 0 | 0 | 0 |  | 0 | 0 | 0 | 0 | 0
J |  | All | Other | 2023/24: 0 | 0 | 0 | 0 | 26.0851 | 45.8451 | 169.8762 | 412.9252 |  | 0 | 782551.9563 | 1375352.0792 | 5096286.8456 | 12387756.839
Miss match
|  |  | Nails | [11 empty] | 0 | 0 | 0 | 0 | 0 | 0 | 0 |  | 0 | 0 | 0 | 0 | 0 |  |  | Nails |  | 0% | 0% | 0% | 0% | 0%
|  |  | Poles | [11 empty] | 0 | 0 | 0 | 0 | 0 | 0 | 0 |  | 162741.8966 | 56605.8771 | -14151.4693 | -84908.8156 | -120287.4888 |  |  | Poles |  | 0.1803% | 0.06217% | -0.01545% | -0.09219% | -0.1302%
|  |  | Pole Tops | [11 empty] | 0 | 0 | 0 | 0 | 0 | 0 | 0 |  | -245636.3588 | -85438.7335 | 21359.6834 | 128158.1003 | 181557.3087 |  |  | Pole Tops |  | -0.2887% | -0.09989% | 0.02488% | 0.1488% | 0.2104%
|  |  | Conductor | [11 empty] | 0 | 0 | 0 | 0 | 0 | 0 | 0 |  | -544004.0741 | -188833.525 | 47553.5891 | 283662.63 | 401621.38 |  |  | Conductor |  | -1.347% | -0.4524% | 0.1115% | 0.6515% | 0.913%
|  |  | Underground Cables | [11 empty] | 0 | 0 | 0 | 0 | 0 | 0 | 0 |  | 0 | 0 | 0 | 0 | 0 |  |  | Underground Cables |  | 0% | 0% | 0% | 0% | 0%
|  |  | Services | [11 empty] | 0 | 0 | 0 | 0 | 0 | 0 | 0 |  | 38136.7104 | 13264.9428 | -3316.2357 | -19897.4141 | -28188.0033 |  |  | Services |  | 0.1578% | 0.05448% | -0.01355% | -0.08091% | -0.1143%
|  |  | Transformers | [11 empty] | 0 | 0 | 0 | 0 | 0 | 0 | 0 |  | -22317.4533 | -7762.5924 | 1940.6481 | 11643.8887 | 16495.5089 |  |  | Transformers |  | -0.08331% | -0.0288% | 0.007171% | 0.04285% | 0.06059%
|  |  | Switchgear | [11 empty] | -283.4325 | 0 | 59.9937 | 12.509 | 8.3394 | 8.3394 | 4.1697 |  | 9517.3076 | 3310.3679 | -827.592 | -4965.5518 | -7034.5317 |  |  | Switchgear |  | 0.03427% | 0.01182% | -0.002939% | -0.01754% | -0.02478%
|  |  | Public Lighting | [11 empty] | 0 | 0 | 0 | 0 | 0 | 0 | 0 |  | 0 | 0 | 0 | 0 | 0 |  |  | Public Lighting |  | 0 | 0 | 0 | 0 | 0
|  |  | SCADA, Protection & Control | [11 empty] | 0 | 0 | 0 | 0 | 0 | 0 | 0 |  | 0 | 0 | 0 | 0 | 0 |  |  | SCADA, Protection & Control |  | 0 | 0 | 0 | 0 | 0
|  |  | Other | [11 empty] | 0 | 0 | 0 | 0 | 0 | 0 | 0 |  | 0 | 0 | 0 | 0 | 0 |  |  | Other |  | -870911.9686 | -1530646.7222 | -5671722.0802 | -13786491.2468 | -21859772.0178
| BC Summary | [20 empty] | BC Summary | 2025/26 | 2026/27 | 2027/28 | 2028/29 | 2029/30 |  | CaPex Model | Percentage Diff
| Pole | 160104236.9292 |  | 2023/24: 160104236.9292 | [6 empty] | OK | Pole | 128968166.4595 | 128968166.4595 | 128968166.4595 | 128968166.4595 | 128968166.4595 | 644840832.2976 | 644840.8323 | 0%
| PT | 28707801.5039 |  | 2023/24: 28707801.5039 | [7 empty] | PT | 43574897.8694 | 43574897.8694 | 43574897.8694 | 43574897.8694 | 43574897.8694 | 217874489.3469 | 217874.4893 | 0%
| Cond | 103374826.5452 |  | 2023/24: 103374826.5452 | [7 empty] | Cond | 81606096.9238 | 85612130.5204 | 88005136.2486 | 90356018.0581 | 91573582.8816 | 437152964.6324 | 437152.9646 | 0%
| Services | 22351475.341 |  | 2023/24: 22351475.341 | [7 empty] | Services | 15118212.7699 | 15118212.7699 | 15118212.7699 | 15118212.7699 | 15118212.7699 | 75591063.8497 | 75591.0638 | 0%
| TD | 60359687.3967 |  | 2023/24: 60359687.3967 | [7 empty] | TD | 20519358.7213 | 20519358.7213 | 20519358.7213 | 20519358.7213 | 20519358.7213 | 102596793.6067 | 102596.7936 | 0%
| Switches | 26568204.9009 |  | 2023/24: 26568204.9009 | [7 empty] | Switches | 12464110.2544 | 12015856.0618 | 11994703.2695 | 12015674.3959 | 11984036.0404 | 60474380.0221 | 60474.38 | 0%
| Not in BC | 10331622.974 |  | 2023/24: 10331622.974 | [7 empty] | UG Cable | 6475597.0593 | 6775597.0593 | 6775597.0593 | 7075597.0593 | 7075597.0593 | 34177985.2963 | 34177.9853 | 0%
| PB Tower | 0 |  | 2023/24: 0 | [7 empty] | PB Tower | 0 | 782551.9563 | 1375352.0792 | 5096286.8456 | 12387756.839 | 19641947.72 | 19641.9477 | 0%
[21 empty] | Reconcilation % |  | 100.2% | 100.1% | 99.98% | 99.91% | 99.87%
[21 empty] | Pole |  | 129204222.9568 | 129049126.4153 | 128947949.3195 | 128848483.5668 | 128799329.7095
[21 empty] | PT |  | 43654655.0532 | 43602252.0755 | 43568067.0379 | 43534460.2174 | 43517852.4423
[21 empty] | Cond |  | 81755464.3989 | 85665873.6609 | 87991340.5018 | 90272167.3691 | 91453700.6925
[21 empty] | Services |  | 15145884.3454 | 15127703.2502 | 15115842.8283 | 15104183.0176 | 15098420.9874
[21 empty] | TD |  | 20556916.2681 | 20532239.7789 | 20516142.0923 | 20500316.6874 | 20492496.1092
[21 empty] | Switches |  | 12486923.9013 | 12023399.0331 | 11992822.9714 | 12004523.8096 | 11968347.3186
[21 empty] | Not in BC |  | 6487449.6489 | 6779850.4503 | 6774534.9119 | 7069030.8814 | 7066334.147
[21 empty] | Check Sum |  | 309291516.5727 | 312780444.6641 | 314906699.6631 | 317333165.5493 | 318396481.4063
Submitted to Yong 2024-OCT 9th
[22 empty] | BC Summary | 2025/26 | 2026/27 | 2027/28 | 2028/29 | 2029/30 |  | CaPex Model
[22 empty] | Pole | 126024857.6251 | 126024857.6251 | 126024857.6251 | 126024857.6251 | 126024857.6251 | 630124288.1254 | 630669.0405
[22 empty] | PT | 43574897.8694 | 43574897.8694 | 43574897.8694 | 43574897.8694 | 43574897.8694 | 217874489.3469 | 217721.6413
[22 empty] | Cond | 81606258.66 | 85612007.8451 | 88005063.4761 | 90356031.5215 | 91573603.1297 | 437152964.6324 | 438860.1994
[22 empty] | Services | 15118212.7699 | 15118212.7699 | 15118212.7699 | 15118212.7699 | 15118212.7699 | 75591063.8497 | 75526.9059
[22 empty] | TD | 20521834.4966 | 20521834.4966 | 20521834.4966 | 20521834.4966 | 20521834.4966 | 102609172.4829 | 102611.1524
[22 empty] | Switches | 12464351.0312 | 12016619.6034 | 11995575.8106 | 12016619.6034 | 11985053.9142 | 60478219.9628 | 61344.4336
[22 empty] | UG Cable | 6475597.0593 | 6775597.0593 | 6775597.0593 | 7075597.0593 | 7075597.0593 | 34177985.2963 | 34177.2
[22 empty] | PB Tower | 0 | 782551.9563 | 1375352.0792 | 5096286.8456 | 12387756.839 | 19641947.72 | 19641.9477
Difference between current Revised Submission and 2024-Oct 9th
[22 empty] | BC Summary | 2025/26 | 2026/27 | 2027/28 | 2028/29 | 2029/30
[22 empty] | Pole | 2943308.8345 | 2943308.8345 | 2943308.8345 | 2943308.8345 | 2943308.8345 | 14716544.1723
[22 empty] | PT | 0 | 0 | 0 | 0 | 0 | 0
[22 empty] | Cond | -161.7362 | 122.6753 | 72.7725 | -13.4634 | -20.2482 | -2.9802e-08
[22 empty] | Services | 0 | 0 | 0 | 0 | 0 | 0
[22 empty] | TD | -2475.7752 | -2475.7752 | -2475.7752 | -2475.7752 | -2475.7752 | -12378.8762
[22 empty] | Switches | -240.7768 | -763.5416 | -872.5411 | -945.2074 | -1017.8738 | -3839.9407
[22 empty] | UG Cable | 0 | 0 | 0 | 0 | 0 | 0
[22 empty] | PB Tower | 0 | 0 | 0 | 0 | 0 | 0
|  |  | Distribution Transformer Replacement Business Case | [17 empty] | TRUE | TD | 20519.359 | 20519.359 | 20519.359 | 20519.359 | 20519.359 |  | 102596.795
|  |  | Underground Cable Replacements Business Case | [17 empty] | TRUE | UG Cable | 6475.597 | 6775.597 | 6775.597 | 7075.597 | 7075.597 |  | 34177.985
|  |  | Overhead Conductor Replacements Business Case | [17 empty] | TRUE | Cond | 81606.097 | 85612.131 | 88005.136 | 90356.018 | 91573.583 |  | 437152.965
|  |  | Distribution Switches Business Case | [17 empty] | TRUE | Switches | 12464.11 | 12015.856 | 11994.703 | 12015.674 | 11984.036 |  | 60474.379
|  |  | Pole Replacements Business Case | [17 empty] | TRUE | Pole | 128968.166 | 128968.166 | 128968.166 | 128968.166 | 128968.166 |  | 644840.83
|  |  | Pole Top Structure Replacement Business Case | [17 empty] | TRUE | PT | 43574.898 | 43574.898 | 43574.898 | 43574.898 | 43574.898 |  | 217874.49
|  |  | Service Lines Replacements Business Case | [17 empty] | TRUE | Services | 15118.213 | 15118.213 | 15118.213 | 15118.213 | 15118.213 |  | 75591.065
|  |  | Transmission Towers Refurbishment and Replacement Program | [17 empty] | TRUE | PB Tower | 0 | 782.552 | 1375.3521 | 5096.2868 | 12387.7568 |  | 19641.9477
1592350.4567
1592350456.7718
Note on AC13: CHAN Andy (EnergyQ): Target $5455565.589

## Business Case Split 2025$
Summary |  |  | Revised Submission
Escalated to 2025$
|  |  |  | Data from | P:\ALP\CBRM\Weibull Analysis\15 Expenditure\Ex Post Review - Expenditure v1.0 Working_Presentation.xlsx | [23 empty] | 1 | 2 | 3 | 4 | 5
Group | [13 empty] | Forecast Unit |  |  |  | Qty |  |  | UNIT RATE |  |  | Exp | [6 empty] | Exp
Code | BC | BC Nature | RIN ASSET CATEGORY | 2018/19 | 2019/20 | 2020/21 | 2021/22 | 2022/23 | 2018/19 | 2019/20 | 2020/21 | 2021/22 | 2022/23 | 2023/24 | 2024/25 | 2025/26 | 2026/27 | 2027/28 | 2028/29 | 2029/30 | Calculated | 2025/26 | 2026/27 | 2027/28 | 2028/29 | 2029/30 | Checked |  | 2025/26 | 2026/27 | 2027/28 | 2028/29 | 2029/30
A1 | Pole | Defect | Nails | 3689144.5943 | 7934044.6888 | 7371639.31 | 9045812.04 | 8954422.36 | 1101 | 4997 | 4542 | 5172 | 4260 | 4658 | 4658 | 4658 | 4658 | 4658 | 4658 | 4658 | 1800 | 8384400 | 8384400 | 8384400 | 8384400 | 8384400 | P |  | 9581829.5615 | 9627125.8013 | 9672317.5765 | 9726280.1703 | 9788730.5031
A | Pole | Defect | Poles | 40699929.4626 | 64168990.8225 | 65008047.0527 | 68085653.3306 | 82524583.3738 | 5593 | 10285 | 10580 | 10910 | 10610 | 11994.3192 | 11994.3192 | 11972.7032 | 11972.7032 | 11972.7032 | 11972.7032 | 11972.7032 | 6236.1823 | 74663959.7304 | 74663959.7304 | 74663959.7304 | 74663959.7304 | 74663959.7304 | P |  | 85327195.33 | 85730563.0868 | 86133000.5759 | 86613543.1234 | 87169669.8744
B | Pole | Defect | Pole Tops | 14391002.5096 | 19853888.5402 | 21315296.837 | 23993299.8734 | 28122140.4338 | 6690 | 9714 | 7719 | 8619 | 8445 | 9593.6977 | 9593.6977 | 9593.6977 | 9593.6977 | 9593.6977 | 9593.6977 | 9593.6977 | 2810.541 | 26963481.1214 | 26963481.1214 | 26963481.1214 | 26963481.1214 | 26963481.1214 | P |  | 30814307.582 | 30959976.2411 | 31105308.9515 | 31278847.8309 | 31479682.5202
C | Pole | Defect | Conductor | Forecast Unit 2023/24: 0; Forecast Unit 2024/25: 0; Forecast Unit 2025/26: 0; Forecast Unit 2026/27: 0; Qty 2027/28: 0; Qty 2028/29: 0; Qty 2029/30: 0 | 56912.1937 | 0 | 0 | 0 | 0 | 0 | P |  | 0 | 0 | 0 | 0 | 0
D | Pole | Defect | Underground Cables | Forecast Unit 2023/24: 0; Forecast Unit 2024/25: 0; Forecast Unit 2025/26: 0; Forecast Unit 2026/27: 0; Qty 2027/28: 0; Qty 2028/29: 0; Qty 2029/30: 0 | 322727.7562 | 0 | 0 | 0 | 0 | 0 | P |  | 0 | 0 | 0 | 0 | 0
E | Pole | Defect | Services | 1877744.6291 | 5630800.975 | 4368378.6611 | 5002536.6118 | 6417495.819 | 2426.85 | 4861.0182 | 2904.4412 | 3181.1184 | 4366.1405 | 4045.9368 | 4045.9368 | 4045.9368 | 4045.9368 | 4045.9368 | 4045.9368 | 4045.9368 | 1339.2666 | 5418588.2128 | 5418588.2128 | 5418588.2128 | 5418588.2128 | 5418588.2128 | P |  | 6192451.3046 | 6221724.9164 | 6250931.0159 | 6285805.4345 | 6326165.2261
F | Pole | Defect | Transformers | 7757288.7397 | 17470640.0819 | 10375327.9679 | 14093783.6989 | 10971090.2932 | 266 | 608 | 431 | 473 | 264 | 239.6353 | 239.6353 | 239.6353 | 239.6353 | 239.6353 | 239.6353 | 239.6353 | 28527.3739 | 6836166.9508 | 6836166.9508 | 6836166.9508 | 6836166.9508 | 6836166.9508 | P |  | 7812483.4904 | 7849415.49 | 7886262.315 | 7930260.371 | 7981178.8507
G | Pole | Defect | Switchgear | 3749404.265 | 3220806.8838 | 3034314.8576 | 2661188.9161 | 1775573.5092 | 395 | 309 | 310 | 296 | 371 | 192.9373 | 192.9373 | 192.9373 | 192.9373 | 192.9373 | 192.9373 | 192.9373 | 9639.2394 | 1859768.3881 | 1859768.3881 | 1859768.3881 | 1859768.3881 | 1859768.3881 |  |  | 2125373.7559 | 2135421.0479 | 2145445.1682 | 2157414.7697 | 2171267.0614
H | Pole | Defect | Public Lighting | [17 empty] | 0 | 0 | 0 | 0 | 0 | 0 | P |  | 0 | 0 | 0 | 0 | 0
I | Pole | Defect | SCADA, Protection & Control | [17 empty] | 0 | 0 | 0 | 0 | 0 | 0 | P |  | 0 | 0 | 0 | 0 | 0
J | Pole | Defect | Other | [17 empty] | 30000 | 0 | 0 | 0 | 0 | 0 | P |  | 0 | 0 | 0 | 0 | 0
A1 | PT | Defect | Nails | [17 empty] | 1800 | 0 | 0 | 0 | 0 | 0 | P |  | 0 | 0 | 0 | 0 | 0
A | PT | Defect | Poles | [17 empty] | 6236.1823 | 0 | 0 | 0 | 0 | 0 | P |  | 0 | 0 | 0 | 0 | 0
B | PT | Defect | Pole Tops | 17830149.2736 | 21655646.7327 | 19870329.2959 | 20638504.9437 | 25587207.773 | 8498 | 9237 | 8062 | 8620 | 8251 | 7007.8693 | 7007.8693 | 8504.096 | 8504.096 | 8504.096 | 8504.096 | 8504.096 | 2810.541 | 23901110.6399 | 23901110.6399 | 23901110.6399 | 23901110.6399 | 23901110.6399 | P |  | 27397438.426 | 27541531.9894 | 27685293.2368 | 27856955.6637 | 28055618.7545
C | PT | Defect | Conductor | [17 empty] | 56912.1937 | 0 | 0 | 0 | 0 | 0 | P |  | 0 | 0 | 0 | 0 | 0
D | PT | Defect | Underground Cables | [17 empty] | 322727.7562 | 0 | 0 | 0 | 0 | 0 | P |  | 0 | 0 | 0 | 0 | 0
E | PT | Defect | Services | [17 empty] | 1339.2666 | 0 | 0 | 0 | 0 | 0 | P |  | 0 | 0 | 0 | 0 | 0
F | PT | Defect | Transformers | [17 empty] | 28527.3739 | 0 | 0 | 0 | 0 | 0 | P |  | 0 | 0 | 0 | 0 | 0
G | PT | Defect | Switchgear | [17 empty] | 9639.2394 | 0 | 0 | 0 | 0 | 0 |  |  | 0 | 0 | 0 | 0 | 0
H | PT | Defect | Public Lighting | [17 empty] | 0 | 0 | 0 | 0 | 0 | 0 | P |  | 0 | 0 | 0 | 0 | 0
I | PT | Defect | SCADA, Protection & Control | [17 empty] | 0 | 0 | 0 | 0 | 0 | 0 | P |  | 0 | 0 | 0 | 0 | 0
J | PT | Defect | Other | [17 empty] | 30000 | 0 | 0 | 0 | 0 | 0 | P |  | 0 | 0 | 0 | 0 | 0
A1 | PT | Proactive | Nails | [17 empty] | 1800 | 0 | 0 | 0 | 0 | 0 |  |  | 0 | 0 | 0 | 0 | 0
A | PT | Proactive | Poles | [17 empty] | 6236.1823 | 0 | 0 | 0 | 0 | 0 |  |  | 0 | 0 | 0 | 0 | 0
B | PT | Proactive | Pole Tops | Forecast Unit 2023/24: 314.6667; Forecast Unit 2024/25: 314.6667; Forecast Unit 2025/26: 7000; Forecast Unit 2026/27: 7000; Qty 2027/28: 7000; Qty 2028/29: 7000; Qty 2029/30: 7000 | 2810.541 | 19673787.2294 | 19673787.2294 | 19673787.2294 | 19673787.2294 | 19673787.2294 |  |  | 22551729.1788 | 22670337.3117 | 22788671.9045 | 22929972.8721 | 23093498.9709
C | PT | Proactive | Conductor | [17 empty] | 56912.1937 | 0 | 0 | 0 | 0 | 0 |  |  | 0 | 0 | 0 | 0 | 0
D | PT | Proactive | Underground Cables | [17 empty] | 322727.7562 | 0 | 0 | 0 | 0 | 0 |  |  | 0 | 0 | 0 | 0 | 0
E | PT | Proactive | Services | [17 empty] | 1339.2666 | 0 | 0 | 0 | 0 | 0 |  |  | 0 | 0 | 0 | 0 | 0
F | PT | Proactive | Transformers | [17 empty] | 28527.3739 | 0 | 0 | 0 | 0 | 0 |  |  | 0 | 0 | 0 | 0 | 0
G | PT | Proactive | Switchgear | [17 empty] | 9639.2394 | 0 | 0 | 0 | 0 | 0 |  |  | 0 | 0 | 0 | 0 | 0
H | PT | Proactive | Public Lighting | [17 empty] | 0 | 0 | 0 | 0 | 0 | 0 |  |  | 0 | 0 | 0 | 0 | 0
I | PT | Proactive | SCADA, Protection & Control | [17 empty] | 0 | 0 | 0 | 0 | 0 | 0 |  |  | 0 | 0 | 0 | 0 | 0
J | PT | Proactive | Other | [17 empty] | 30000 | 0 | 0 | 0 | 0 | 0 |  |  | 0 | 0 | 0 | 0 | 0
A1 | Cond | Defect | Nails | [17 empty] | 1800 | 0 | 0 | 0 | 0 | 0 |  |  | 0 | 0 | 0 | 0 | 0
A | Cond | Defect | Poles | Forecast Unit 2023/24: 308.7475; Forecast Unit 2024/25: 308.7475; Forecast Unit 2025/26: 330.3635; Forecast Unit 2026/27: 330.3635; Qty 2027/28: 330.3635; Qty 2028/29: 330.3635; Qty 2029/30: 330.3635 | 6236.1823 | 2060206.8311 | 2060206.8311 | 2060206.8311 | 2060206.8311 | 2060206.8311 |  |  | 2320690.673 | 2325723.9829 | 2330745.6543 | 2336741.9601 | 2343681.4192
B | Cond | Defect | Pole Tops | Forecast Unit 2023/24: 626.1663; Forecast Unit 2024/25: 626.1663; Forecast Unit 2025/26: 670.0054; Forecast Unit 2026/27: 670.0054; Qty 2027/28: 670.0054; Qty 2028/29: 670.0054; Qty 2029/30: 670.0054 | 2810.541 | 1883077.5471 | 1883077.5471 | 1883077.5471 | 1883077.5471 | 1883077.5471 |  |  | 2121165.9112 | 2125766.475 | 2130356.4009 | 2135837.1655 | 2142179.9946
C | Cond | Defect | Conductor | 13846643.9977 | 14034096.7286 | 16417968.3274 | 31802464.7889 | 18421962.0298 | 271.0842 | 206.778 | 247.7142 | 107.8288 | 137.7273 | 87.4012 | 87.4012 | 93.5203 | 93.5203 | 93.5203 | 93.5203 | 93.5203 | 56912.1937 | 5322447.6521 | 5322447.6521 | 5322447.6521 | 5322447.6521 | 5322447.6521 |  |  | 5995395.4319 | 6008398.7518 | 6021372.0042 | 6036863.1787 | 6054790.9457
D | Cond | Defect | Underground Cables | Forecast Unit 2023/24: 0; Forecast Unit 2024/25: 0; Forecast Unit 2025/26: 0; Forecast Unit 2026/27: 0; Qty 2027/28: 0; Qty 2028/29: 0; Qty 2029/30: 0 | 322727.7562 | 0 | 0 | 0 | 0 | 0 |  |  | 0 | 0 | 0 | 0 | 0
E | Cond | Defect | Services | Forecast Unit 2023/24: 334.1094; Forecast Unit 2024/25: 334.1094; Forecast Unit 2025/26: 357.5011; Forecast Unit 2026/27: 357.5011; Qty 2027/28: 357.5011; Qty 2028/29: 357.5011; Qty 2029/30: 357.5011 | 1339.2666 | 478789.2641 | 478789.2641 | 478789.2641 | 478789.2641 | 478789.2641 |  |  | 539325.3545 | 540495.0889 | 541662.1185 | 543055.6518 | 544668.3727
F | Cond | Defect | Transformers | Forecast Unit 2023/24: 18.2653; Forecast Unit 2024/25: 18.2653; Forecast Unit 2025/26: 19.5441; Forecast Unit 2026/27: 19.5441; Qty 2027/28: 19.5441; Qty 2028/29: 19.5441; Qty 2029/30: 19.5441 | 28527.3739 | 557542.5071 | 557542.5071 | 557542.5071 | 557542.5071 | 557542.5071 |  |  | 628035.8246 | 629397.9617 | 630756.9492 | 632379.6966 | 634257.6845
G | Cond | Defect | Switchgear | Forecast Unit 2023/24: 18.9274; Forecast Unit 2024/25: 18.9274; Forecast Unit 2025/26: 20.2526; Forecast Unit 2026/27: 20.2526; Qty 2027/28: 20.2526; Qty 2028/29: 20.2526; Qty 2029/30: 20.2526 | 9639.2394 | 195219.2503 | 195219.2503 | 195219.2503 | 195219.2503 | 195219.2503 |  |  | 219901.947 | 220378.8889 | 220854.728 | 221422.9206 | 222080.4837
H | Cond | Defect | Public Lighting | [17 empty] | 0 | 0 | 0 | 0 | 0 | 0 |  |  | 0 | 0 | 0 | 0 | 0
I | Cond | Defect | SCADA, Protection & Control | [17 empty] | 0 | 0 | 0 | 0 | 0 | 0 |  |  | 0 | 0 | 0 | 0 | 0
J | Cond | Defect | Other | [17 empty] | 30000 | 0 | 0 | 0 | 0 | 0 |  |  | 0 | 0 | 0 | 0 | 0
A1 | Cond | Proactive | Nails | Forecast Unit 2023/24: 0; Forecast Unit 2024/25: 0; Forecast Unit 2025/26: 0; Forecast Unit 2026/27: 0; Qty 2027/28: 0; Qty 2028/29: 0; Qty 2029/30: 0 | 1800 | 0 | 0 | 0 | 0 | 0 |  |  | 0 | 0 | 0 | 0 | 0
A | Cond | Proactive | Poles | 2754565.1405 | 4939061.8194 | 8525710.1055 | 19093147.7701 | 18847441.4489 | 423 | 744 | 1279 | 2835 | 2358 | 1677.0008 | 1677.0008 | 2198.5614 | 2307.3099 | 2379.8088 | 2452.3078 | 2488.5573 | 6236.1823 | 13710629.9881 | 14388805.0548 | 14840921.766 | 15293038.4772 | 15519096.8327 |  |  | 15444144.0803 | 16243218.1551 | 16789777.3129 | 17345775.2725 | 17654450.195
B | Cond | Proactive | Pole Tops | 1312259.5821 | 3855364.4728 | 6213375.0126 | 8500664.1868 | 12087358.9794 | 1033 | 1645 | 3197 | 5373 | 4431 | 3368.7712 | 3368.7712 | 4416.486 | 4634.9406 | 4780.5771 | 4926.2135 | 4999.0317 | 2810.541 | 12412715.1248 | 13026690.844 | 13436007.9902 | 13845325.1364 | 14049983.7094 |  |  | 13982126.3488 | 14705556.1884 | 15200375.4003 | 15703739.8911 | 15983194.1454
C | Cond | Proactive | Conductor | 2877285.0023 | 5544241.2714 | 9725373.6726 | 18019382.2111 | 35101298.3137 | 109.9158 | 148.9115 | 303.4798 | 550.8228 | 439.6778 | 462.6276 | 462.6276 | 606.5084 | 636.5084 | 656.5084 | 676.5084 | 686.5084 | 56912.1937 | 34517725.6103 | 36225091.4198 | 37363335.2929 | 38501579.166 | 39070701.1025 |  |  | 38882000.9083 | 40893740.6809 | 42269751.7799 | 43669525.8987 | 44446642.3614
D | Cond | Proactive | Underground Cables | Forecast Unit 2023/24: 0; Forecast Unit 2024/25: 0; Forecast Unit 2025/26: 0; Forecast Unit 2026/27: 0; Qty 2027/28: 0; Qty 2028/29: 0; Qty 2029/30: 0 | 322727.7562 | 0 | 0 | 0 | 0 | 0 |  |  | 0 | 0 | 0 | 0 | 0
E | Cond | Proactive | Services | 614604.5014 | 1319405.4364 | 2477749.4995 | 5272426.0889 | 2505267.9157 | 387.6 | 884.7079 | 2011.6188 | 3151.4254 | 1847.7178 | 1816.6028 | 1816.6028 | 2381.5808 | 2499.382 | 2577.9162 | 2656.4503 | 2695.7174 | 1339.2666 | 3189571.7411 | 3347338.9648 | 3452517.114 | 3557695.2631 | 3610284.3377 |  |  | 3592847.7078 | 3778740.2663 | 3905889.0294 | 4035233.5878 | 4107042.1634
F | Cond | Proactive | Transformers | 1056926.8252 | 3354413.9577 | 5302159.3141 | 6005694.5821 | 8146804.7324 | 38 | 127 | 202 | 249 | 220 | 97.4504 | 97.4504 | 127.4473 | 133.7018 | 137.8715 | 142.0411 | 144.126 | 28527.3739 | 3635735.8467 | 3814160.8241 | 3933110.8091 | 4052060.7941 | 4111535.7866 |  |  | 4095422.9166 | 4305725.6047 | 4449592.5302 | 4595956.2601 | 4677263.4098
G | Cond | Proactive | Switchgear | 451931.5659 | 1983053.0657 | 3378342.4673 | 5183693.5159 | 4239628.7927 | 93 | 87 | 157 | 314 | 244 | 102.775 | 102.775 | 134.7389 | 141.4035 | 145.8466 | 150.2897 | 152.5113 | 9639.2394 | 1298780.4294 | 1363022.5908 | 1405850.6984 | 1448678.806 | 1470092.8598 |  |  | 1462992.7362 | 1538687.4177 | 1590461.8685 | 1643130.438 | 1672370.5932
H | Cond | Proactive | Public Lighting | [17 empty] | 0 | 0 | 0 | 0 | 0 | 0 |  |  | 0 | 0 | 0 | 0 | 0
I | Cond | Proactive | SCADA, Protection & Control | [17 empty] | 0 | 0 | 0 | 0 | 0 | 0 |  |  | 0 | 0 | 0 | 0 | 0
J | Cond | Proactive | Other | [17 empty] | 30000 | 0 | 0 | 0 | 0 | 0 | Fuse |  | 0 | 0 | 0 | 0 | 0
A1 | Services | Defect | Nails | [17 empty] | 1800 | 0 | 0 | 0 | 0 | 0 |  |  | 0 | 0 | 0 | 0 | 0
A | Services | Defect | Poles | [17 empty] | 6236.1823 | 0 | 0 | 0 | 0 | 0 |  |  | 0 | 0 | 0 | 0 | 0
B | Services | Defect | Pole Tops | [17 empty] | 2810.541 | 0 | 0 | 0 | 0 | 0 |  |  | 0 | 0 | 0 | 0 | 0
C | Services | Defect | Conductor | [17 empty] | 56912.1937 | 0 | 0 | 0 | 0 | 0 |  |  | 0 | 0 | 0 | 0 | 0
D | Services | Defect | Underground Cables | [17 empty] | 322727.7562 | 0 | 0 | 0 | 0 | 0 |  |  | 0 | 0 | 0 | 0 | 0
E | Services | Defect | Services | 3350134.4474 | -2781208.7666 | -595823.3209 | 439158.6575 | 6548453.0634 | 5581.8601 | -1382.0624 | -977.0188 | 99.8156 | 4261.1392 | 2811.818 | 2811.818 | 2788.4264 | 2788.4264 | 2788.4264 | 2788.4264 | 2788.4264 | 1339.2666 | 3734446.3748 | 3734446.3748 | 3734446.3748 | 3734446.3748 | 3734446.3748 |  |  | 4286558.2485 | 4310124.7028 | 4333636.807 | 4361712.1398 | 4394203.4222
F | Services | Defect | Transformers | [17 empty] | 28527.3739 | 0 | 0 | 0 | 0 | 0 |  |  | 0 | 0 | 0 | 0 | 0
G | Services | Defect | Switchgear | [17 empty] | 9639.2394 | 0 | 0 | 0 | 0 | 0 |  |  | 0 | 0 | 0 | 0 | 0
H | Services | Defect | Public Lighting | [17 empty] | 0 | 0 | 0 | 0 | 0 | 0 |  |  | 0 | 0 | 0 | 0 | 0
I | Services | Defect | SCADA, Protection & Control | [17 empty] | 0 | 0 | 0 | 0 | 0 | 0 |  |  | 0 | 0 | 0 | 0 | 0
J | Services | Defect | Other | [17 empty] | 30000 | 0 | 0 | 0 | 0 | 0 |  |  | 0 | 0 | 0 | 0 | 0
A1 | Services | Proactive | Nails | [17 empty] | 1800 | 0 | 0 | 0 | 0 | 0 |  |  | 0 | 0 | 0 | 0 | 0
A | Services | Proactive | Poles | [17 empty] | 6236.1823 | 0 | 0 | 0 | 0 | 0 |  |  | 0 | 0 | 0 | 0 | 0
B | Services | Proactive | Pole Tops | [17 empty] | 2810.541 | 0 | 0 | 0 | 0 | 0 |  |  | 0 | 0 | 0 | 0 | 0
C | Services | Proactive | Conductor | [17 empty] | 56912.1937 | 0 | 0 | 0 | 0 | 0 |  |  | 0 | 0 | 0 | 0 | 0
D | Services | Proactive | Underground Cables | [17 empty] | 322727.7562 | 0 | 0 | 0 | 0 | 0 |  |  | 0 | 0 | 0 | 0 | 0
E | Services | Proactive | Services | 3064000.1985 | 9745268.6777 | 13682198.1907 | 13230045.1215 | 13537158.5012 | 3960 | 8413 | 9097 | 8413 | 9210 | 8500 | 8500 | 8500 | 8500 | 8500 | 8500 | 8500 | 1339.2666 | 11383766.3952 | 11383766.3952 | 11383766.3952 | 11383766.3952 | 11383766.3952 |  |  | 13066776.9312 | 13138614.8916 | 13210287.1756 | 13295869.6148 | 13394913.2564
F | Services | Proactive | Transformers | [17 empty] | 28527.3739 | 0 | 0 | 0 | 0 | 0 |  |  | 0 | 0 | 0 | 0 | 0
G | Services | Proactive | Switchgear | [17 empty] | 9639.2394 | 0 | 0 | 0 | 0 | 0 |  |  | 0 | 0 | 0 | 0 | 0
H | Services | Proactive | Public Lighting | [17 empty] | 0 | 0 | 0 | 0 | 0 | 0 |  |  | 0 | 0 | 0 | 0 | 0
I | Services | Proactive | SCADA, Protection & Control | [17 empty] | 0 | 0 | 0 | 0 | 0 | 0 |  |  | 0 | 0 | 0 | 0 | 0
J | Services | Proactive | Other | [17 empty] | 30000 | 0 | 0 | 0 | 0 | 0 |  |  | 0 | 0 | 0 | 0 | 0
A1 | TD | Defect | Nails | [17 empty] | 1800 | 0 | 0 | 0 | 0 | 0 |  |  | 0 | 0 | 0 | 0 | 0
A | TD | Defect | Poles | [17 empty] | 6236.1823 | 0 | 0 | 0 | 0 | 0 |  |  | 0 | 0 | 0 | 0 | 0
B | TD | Defect | Pole Tops | [17 empty] | 2810.541 | 0 | 0 | 0 | 0 | 0 |  |  | 0 | 0 | 0 | 0 | 0
C | TD | Defect | Conductor | [17 empty] | 56912.1937 | 0 | 0 | 0 | 0 | 0 |  |  | 0 | 0 | 0 | 0 | 0
D | TD | Defect | Underground Cables | [17 empty] | 322727.7562 | 0 | 0 | 0 | 0 | 0 |  |  | 0 | 0 | 0 | 0 | 0
E | TD | Defect | Services | [17 empty] | 1339.2666 | 0 | 0 | 0 | 0 | 0 |  |  | 0 | 0 | 0 | 0 | 0
F | TD | Defect | Transformers | 50364051.3288 | 61750667 | 51587767.5992 | 60010317.9061 | 60881239.6952 | 1328 | 1225 | 1198 | 1265 | 979 | 1278.566 | 1278.566 | 551.6775 | 551.6775 | 551.6775 | 551.6775 | 551.6775 | 28527.3739 | 15737910.6983 | 15737910.6983 | 15737910.6983 | 15737910.6983 | 15737910.6983 |  |  | 17985542.2631 | 18070565.4238 | 18155392.4996 | 18256682.8123 | 18373905.0079 |  | 17.9855 | 18.0706 | 18.1554 | 18.2567 | 18.3739 | 90.8421
G | TD | Defect | Switchgear | [17 empty] | 9639.2394 | 0 | 0 | 0 | 0 | 0 |  |  | 0 | 0 | 0 | 0 | 0
H | TD | Defect | Public Lighting | [17 empty] | 0 | 0 | 0 | 0 | 0 | 0 |  |  | 0 | 0 | 0 | 0 | 0
I | TD | Defect | SCADA, Protection & Control | [17 empty] | 0 | 0 | 0 | 0 | 0 | 0 |  |  | 0 | 0 | 0 | 0 | 0
J | TD | Defect | Other | [17 empty] | 30000 | 0 | 0 | 0 | 0 | 0 |  |  | 0 | 0 | 0 | 0 | 0
A1 | Switches | Defect | Nails | [17 empty] | 1800 | 0 | 0 | 0 | 0 | 0 |  |  | 0 | 0 | 0 | 0 | 0
A | Switches | Defect | Poles | [17 empty] | 6236.1823 | 0 | 0 | 0 | 0 | 0 |  |  | 0 | 0 | 0 | 0 | 0
B | Switches | Defect | Pole Tops | [17 empty] | 2810.541 | 0 | 0 | 0 | 0 | 0 |  |  | 0 | 0 | 0 | 0 | 0
C | Switches | Defect | Conductor | [17 empty] | 56912.1937 | 0 | 0 | 0 | 0 | 0 |  |  | 0 | 0 | 0 | 0 | 0
D | Switches | Defect | Underground Cables | [17 empty] | 322727.7562 | 0 | 0 | 0 | 0 | 0 |  |  | 0 | 0 | 0 | 0 | 0
E | Switches | Defect | Services | [17 empty] | 1339.2666 | 0 | 0 | 0 | 0 | 0 |  |  | 0 | 0 | 0 | 0 | 0
F | Switches | Defect | Transformers | [17 empty] | 28527.3739 | 0 | 0 | 0 | 0 | 0 |  |  | 0 | 0 | 0 | 0 | 0
G | Switches | Defect | Switchgear | 8594099.4835 | 7887834.0505 | 8377180.5777 | 7133295.7243 | 12060440.1028 | 860 | 860 | 1044 | 1056 | 1286 | 1347.3353 | 1347.3353 | 540.1985 | 540.1985 | 540.1985 | 540.1985 | 540.1985 | 9639.2394 | 5207102.3318 | 5207102.3318 | 5207102.3318 | 5207102.3318 | 5207102.3318 |  |  | 5950761.6779 | 5978892.8402 | 6006958.9302 | 6040472.1467 | 6079256.8864
H | Switches | Defect | Public Lighting | [17 empty] | 0 | 0 | 0 | 0 | 0 | 0 |  |  | 0 | 0 | 0 | 0 | 0
I | Switches | Defect | SCADA, Protection & Control | [17 empty] | 0 | 0 | 0 | 0 | 0 | 0 |  |  | 0 | 0 | 0 | 0 | 0
J | Switches | Defect | Other | [17 empty] | 30000 | 0 | 0 | 0 | 0 | 0 |  |  | 0 | 0 | 0 | 0 | 0
G | Pole | Defect | Fuse | Forecast Unit 2023/24: 904.2843; Forecast Unit 2024/25: 479.2707; Forecast Unit 2025/26: 479.2707; Forecast Unit 2026/27: 479.2707; Qty 2027/28: 479.2707; Qty 2028/29: 479.2707; Qty 2029/30: 479.2707 | 10102.4374 | 4841802.0561 | 4841802.0561 | 4841802.0561 | 4841802.0561 | 4841802.0561 | Bundle in TD |  | 5533290.6436 | 5559448.2013 | 5585545.4331 | 5616707.615 | 5652771.2748
G | Cond | Defect | Fuse | Forecast Unit 2023/24: 65.6951; Forecast Unit 2024/25: 36.5307; Forecast Unit 2025/26: 39.0882; Forecast Unit 2026/27: 39.0882; Qty 2027/28: 39.0882; Qty 2028/29: 39.0882; Qty 2029/30: 39.0882 | 10102.4374 | 394886.5609 | 394886.5609 | 394886.5609 | 394886.5609 | 394886.5609 | Bundle in TD |  | 444814.3482 | 445779.0992 | 446741.6193 | 447890.9508 | 449221.0595
G | Cond | Proactive | Fuse | Forecast Unit 2023/24: 476.3333; Forecast Unit 2024/25: 192.9008; Forecast Unit 2025/26: 192.9008; Forecast Unit 2026/27: 252.8945; Qty 2027/28: 265.4036; Qty 2028/29: 273.7429; Qty 2029/30: 282.0823 | 10102.4374 | 1948768.5708 | 2554851.2092 | 2681222.9653 | 2765470.8027 | 2849718.6401 | Bundle in TD |  | 2195162.6302 | 2884117.5752 | 3033311.3551 | 3136671.3121 | 3241826.2702
G | TD | Defect | Fuse | Forecast Unit 2023/24: 1074.6206; Forecast Unit 2024/25: 2557.132; Forecast Unit 2025/26: 473.2965; Forecast Unit 2026/27: 473.2965; Qty 2027/28: 473.2965; Qty 2028/29: 473.2965; Qty 2029/30: 473.2965 | 10102.4374 | 4781448.0231 | 4781448.0231 | 4781448.0231 | 4781448.0231 | 4781448.0231 | Bundle in TD |  | 5464317.1604 | 5490148.6593 | 5515920.5843 | 5546694.3239 | 5582308.4436
G | Switches | Defect | Fuse | Forecast Unit 2023/24: 145.0667; Forecast Unit 2024/25: -883.2667; Forecast Unit 2025/26: 277.7523; Forecast Unit 2026/27: 277.7523; Qty 2027/28: 277.7523; Qty 2028/29: 277.7523; Qty 2029/30: 277.7523 |  | 7257007.9226 | 6808753.73 | 6787600.9377 | 6808572.0641 | 6776933.7086 |  |  | 8293427.3018 | 7817939.1017 | 7830235.9871 | 7898248.8323 | 7912024.441
G | [21 empty] | 0 | 0 | 0 | 0 | 0 |  |  | 0 | 0 | 0 | 0 | 0
G | [21 empty] | 0 | 0 | 0 | 0 | 0 |  |  | 0 | 0 | 0 | 0 | 0
G | [21 empty] | 0 | 0 | 0 | 0 | 0 |  |  | 0 | 0 | 0 | 0 | 0
G | [21 empty] | 0 | 0 | 0 | 0 | 0 |  |  | 0 | 0 | 0 | 0 | 0
G | [21 empty] | 0 | 0 | 0 | 0 | 0 |  |  | 0 | 0 | 0 | 0 | 0
G | [21 empty] | 0 | 0 | 0 | 0 | 0 |  |  | 0 | 0 | 0 | 0 | 0
A1 | UG | Defect | Nails | [17 empty] | 1800 | 0 | 0 | 0 | 0 | 0 |  |  | 0 | 0 | 0 | 0 | 0
A | UG | Defect | Poles | [17 empty] | 6236.1823 | 0 | 0 | 0 | 0 | 0 |  |  | 0 | 0 | 0 | 0 | 0
B | UG | Defect | Pole Tops | [17 empty] | 2810.541 | 0 | 0 | 0 | 0 | 0 |  |  | 0 | 0 | 0 | 0 | 0
C | UG | Defect | Conductor | [17 empty] | 56912.1937 | 0 | 0 | 0 | 0 | 0 |  |  | 0 | 0 | 0 | 0 | 0
D | UG | Defect | Underground Cables | Forecast Unit 2023/24: 18.9807; Forecast Unit 2024/25: 19.9807; Forecast Unit 2025/26: 19.9807; Forecast Unit 2026/27: 20.9807; Qty 2027/28: 20.9807; Qty 2028/29: 21.9807; Qty 2029/30: 21.9807 | 322727.7562 | 6475597.0593 | 6775597.0593 | 6775597.0593 | 7075597.0593 | 7075597.0593 |  |  | 7304015.0387 | 7660775.3947 | 7679114.5938 | 8041987.2868 | 8068452.2468
E | UG | Defect | Services | [17 empty] | 1339.2666 | 0 | 0 | 0 | 0 | 0 |  |  | 0 | 0 | 0 | 0 | 0
F | UG | Defect | Transformers | [17 empty] | 28527.3739 | 0 | 0 | 0 | 0 | 0 |  |  | 0 | 0 | 0 | 0 | 0
G | UG | Defect | Switchgear | [17 empty] | 9639.2394 | 0 | 0 | 0 | 0 | 0 |  |  | 0 | 0 | 0 | 0 | 0
H | UG | Defect | Public Lighting | [17 empty] | 0 | 0 | 0 | 0 | 0 | 0 |  |  | 0 | 0 | 0 | 0 | 0
I | UG | Defect | SCADA, Protection & Control | [17 empty] | 0 | 0 | 0 | 0 | 0 | 0 |  |  | 0 | 0 | 0 | 0 | 0
J | UG | Defect | Other | [17 empty] | 30000 | 0 | 0 | 0 | 0 | 0 |  |  | 0 | 0 | 0 | 0 | 0
A1 | PB Tower | Proactive | Nails | [17 empty] | 1800 | 0 | 0 | 0 | 0 | 0 |  |  | 0 | 0 | 0 | 0 | 0
A | PB Tower | Proactive | Poles | [17 empty] | 6236.1823 | 0 | 0 | 0 | 0 | 0 |  |  | 0 | 0 | 0 | 0 | 0
B | PB Tower | Proactive | Pole Tops | [17 empty] | 2810.541 | 0 | 0 | 0 | 0 | 0 |  |  | 0 | 0 | 0 | 0 | 0
C | PB Tower | Proactive | Conductor | [17 empty] | 56912.1937 | 0 | 0 | 0 | 0 | 0 |  |  | 0 | 0 | 0 | 0 | 0
D | PB Tower | Proactive | Underground Cables | [17 empty] | 322727.7562 | 0 | 0 | 0 | 0 | 0 |  |  | 0 | 0 | 0 | 0 | 0
E | PB Tower | Proactive | Services | [17 empty] | 1339.2666 | 0 | 0 | 0 | 0 | 0 |  |  | 0 | 0 | 0 | 0 | 0
F | PB Tower | Proactive | Transformers | [17 empty] | 28527.3739 | 0 | 0 | 0 | 0 | 0 |  |  | 0 | 0 | 0 | 0 | 0
G | PB Tower | Proactive | Switchgear | [17 empty] | 9639.2394 | 0 | 0 | 0 | 0 | 0 |  |  | 0 | 0 | 0 | 0 | 0
H | PB Tower | Proactive | Public Lighting | [17 empty] | 0 | 0 | 0 | 0 | 0 | 0 |  |  | 0 | 0 | 0 | 0 | 0
I | PB Tower | Proactive | SCADA, Protection & Control | [17 empty] | 0 | 0 | 0 | 0 | 0 | 0 |  |  | 0 | 0 | 0 | 0 | 0
J | PB Tower | Proactive | Other | Forecast Unit 2023/24: 0; Forecast Unit 2024/25: 0; Forecast Unit 2025/26: 0; Forecast Unit 2026/27: 26.0851; Qty 2027/28: 45.8451; Qty 2028/29: 169.8762; Qty 2029/30: 412.9252 | 30000 | 0 | 782551.9563 | 1375352.0792 | 5096286.8456 | 12387756.839 |  |  | 0 | 870911.9686 | 1530646.7222 | 5671722.0802 | 13786491.2468
[21 empty] | BC | 308726440.0577 | 313366771.4179 | 316331424.4767 | 322724212.1791 | 331201608.6404 | 1592350456.7718 |  | 351611524.7129 | 358279243.2053 | 363076618.2281 | 371993401.2716 | 383483807.0858 | 1828444594.5037
[21 empty] | Reset RIN | 309328002.0293 | 313575625.0811 | 316278865.853 | 322410519.3417 | 330757444.4667 | 1592350456.7718
[21 empty] | BC Check Sum | 128968166.4595 | 128968166.4595 | 128968166.4595 | 128968166.4595 | 128968166.4595 | 644840832.2976 |  | 147386931.6681 | 148083674.7847 | 148778811.0362 | 149608859.3148 | 150569465.3108 | 744427742.1146
Escalation Factor
A1 |  | All | Nails | Forecast Unit 2023/24: 4658; Forecast Unit 2024/25: 4658; Forecast Unit 2025/26: 4658; Forecast Unit 2026/27: 4658; Qty 2027/28: 4658; Qty 2028/29: 4658; Qty 2029/30: 4658 |  | 8384400 | 8384400 | 8384400 | 8384400 | 8384400 |  |  | 9581829.5615 | 9627125.8013 | 9672317.5765 | 9726280.1703 | 9788730.5031 | 48396283.6127 | 1.1428 | 1.1482 | 1.1536 | 1.16 | 1.1675
A |  | All | Poles | Forecast Unit 2023/24: 13980.0674; Forecast Unit 2024/25: 13980.0674; Forecast Unit 2025/26: 14501.6281; Forecast Unit 2026/27: 14610.3766; Qty 2027/28: 14682.8755; Qty 2028/29: 14755.3745; Qty 2029/30: 14791.6239 |  | 90434796.5495 | 91112971.6163 | 91565088.3274 | 92017205.0386 | 92243263.3942 |  |  | 103092030.0833 | 104299505.2248 | 105253523.5431 | 106296060.3559 | 107167801.4887 | 526108920.6958 | 1.14 | 1.1447 | 1.1495 | 1.1552 | 1.1618
B |  | All | Pole Tops | Forecast Unit 2023/24: 20911.1712; Forecast Unit 2024/25: 20911.1712; Forecast Unit 2025/26: 30184.285; Forecast Unit 2026/27: 30402.7397; Qty 2027/28: 30548.3761; Qty 2028/29: 30694.0125; Qty 2029/30: 30766.8307 |  | 84834171.6627 | 85448147.3819 | 85857464.5281 | 86266781.6742 | 86471440.2473 |  |  | 96866767.4467 | 98003168.2056 | 98910005.894 | 99905353.4234 | 100754174.3856 | 494439469.3554 | 1.1418 | 1.1469 | 1.152 | 1.1581 | 1.1652
C |  | All | Conductor | Forecast Unit 2023/24: 550.0288; Forecast Unit 2024/25: 550.0288; Forecast Unit 2025/26: 700.0288; Forecast Unit 2026/27: 730.0288; Qty 2027/28: 750.0288; Qty 2028/29: 770.0288; Qty 2029/30: 780.0288 |  | 39840173.2623 | 41547539.0719 | 42685782.945 | 43824026.818 | 44393148.7546 |  |  | 44877396.3401 | 46902139.4327 | 48291123.7841 | 49706389.0774 | 50501433.3072 | 240278481.9414 | 1.1264 | 1.1289 | 1.1313 | 1.1342 | 1.1376
D |  | All | Underground Cables | Forecast Unit 2023/24: 18.9807; Forecast Unit 2024/25: 19.9807; Forecast Unit 2025/26: 19.9807; Forecast Unit 2026/27: 20.9807; Qty 2027/28: 20.9807; Qty 2028/29: 21.9807; Qty 2029/30: 21.9807 |  | 6475597.0593 | 6775597.0593 | 6775597.0593 | 7075597.0593 | 7075597.0593 |  |  | 7304015.0387 | 7660775.3947 | 7679114.5938 | 8041987.2868 | 8068452.2468 | 38754344.5608 | 1.1279 | 1.1306 | 1.1333 | 1.1366 | 1.1403
E |  | All | Services | Forecast Unit 2023/24: 17508.4671; Forecast Unit 2024/25: 17508.4671; Forecast Unit 2025/26: 18073.4451; Forecast Unit 2026/27: 18191.2463; Qty 2027/28: 18269.7804; Qty 2028/29: 18348.3146; Qty 2029/30: 18387.5816 |  | 24205161.988 | 24362929.2117 | 24468107.3608 | 24573285.5099 | 24625874.5845 |  |  | 27677959.5466 | 27989699.8661 | 28242406.1465 | 28521676.4286 | 28766992.4408 | 141198734.4287 | 1.1435 | 1.1489 | 1.1543 | 1.1607 | 1.1682
F |  | All | Transformers | Forecast Unit 2023/24: 1633.9171; Forecast Unit 2024/25: 1633.9171; Forecast Unit 2025/26: 938.3042; Forecast Unit 2026/27: 944.5588; Qty 2027/28: 948.7284; Qty 2028/29: 952.8981; Qty 2029/30: 954.983 |  | 26767356.0028 | 26945780.9803 | 27064730.9653 | 27183680.9503 | 27243155.9428 |  |  | 30521484.4946 | 30855104.4801 | 31122004.294 | 31415279.14 | 31666604.9529 | 155580477.3617 | 1.1403 | 1.1451 | 1.1499 | 1.1557 | 1.1624
G |  | All | Switchgear | Forecast Unit 2023/24: 4327.975; Forecast Unit 2024/25: 4044.5425; Forecast Unit 2025/26: 2350.4357; Forecast Unit 2026/27: 2417.0941; Qty 2027/28: 2434.0462; Qty 2028/29: 2446.8287; Qty 2029/30: 2457.3896 |  | 27784783.5331 | 28006854.1403 | 28154901.2118 | 28302948.2832 | 28376971.8189 |  |  | 31690042.2012 | 32070812.8314 | 32375475.6739 | 32708653.309 | 32983126.5139 | 161828110.5294 | 1.1406 | 1.1451 | 1.1499 | 1.1557 | 1.1623
H |  | All | Public Lighting | Forecast Unit 2023/24: 0; Forecast Unit 2024/25: 0; Forecast Unit 2025/26: 0; Forecast Unit 2026/27: 0; Qty 2027/28: 0; Qty 2028/29: 0; Qty 2029/30: 0 |  | 0 | 0 | 0 | 0 | 0 |  |  | 0 | 0 | 0 | 0 | 0 | 0 | 0 | 0 | 0 | 0 | 0
I |  | All | SCADA, Protection & Control | Forecast Unit 2023/24: 0; Forecast Unit 2024/25: 0; Forecast Unit 2025/26: 0; Forecast Unit 2026/27: 0; Qty 2027/28: 0; Qty 2028/29: 0; Qty 2029/30: 0 |  | 0 | 0 | 0 | 0 | 0 |  |  | 0 | 0 | 0 | 0 | 0 | 0 | 0 | 0 | 0 | 0 | 0
J |  | All | Other | Forecast Unit 2023/24: 0; Forecast Unit 2024/25: 0; Forecast Unit 2025/26: 0; Forecast Unit 2026/27: 26.0851; Qty 2027/28: 45.8451; Qty 2028/29: 169.8762; Qty 2029/30: 412.9252 |  | 0 | 782551.9563 | 1375352.0792 | 5096286.8456 | 12387756.839 |  |  | 0 | 870911.9686 | 1530646.7222 | 5671722.0802 | 13786491.2468 | 21859772.0178 | 0 | 1.1129 | 1.1129 | 1.1129 | 1.1129
2023$
| BC Summary | [19 empty] | BC Summary | 2025/26 | 2026/27 | 2027/28 | 2028/29 | 2029/30 |  | CaPex Model | Percentage Diff
| Pole | [19 empty] | Pole | 128968166.4595 | 128968166.4595 | 128968166.4595 | 128968166.4595 | 128968166.4595 | 644840832.2976 | 644840.8323 | 0% | bar: Qty 2029/30
| PT | [19 empty] | PT | 43574897.8694 | 43574897.8694 | 43574897.8694 | 43574897.8694 | 43574897.8694 | 217874489.3469 | 217874.4893 | 0%
| Cond | [19 empty] | Cond | 81606096.9238 | 85612130.5204 | 88005136.2486 | 90356018.0581 | 91573582.8816 | 437152964.6324 | 437152.9646 | 0%
| Services | [19 empty] | Services | 15118212.7699 | 15118212.7699 | 15118212.7699 | 15118212.7699 | 15118212.7699 | 75591063.8497 | 75591.0638 | 0%
| TD | [19 empty] | TD | 20519358.7213 | 20519358.7213 | 20519358.7213 | 20519358.7213 | 20519358.7213 | 102596793.6067 | 102596.7936 | 0%
| Switches | [19 empty] | Switches | 12464110.2544 | 12015856.0618 | 11994703.2695 | 12015674.3959 | 11984036.0404 | 60474380.0221 | 60474.38 | 0%
| UG | [19 empty] | UG Cable | 6475597.0593 | 6775597.0593 | 6775597.0593 | 7075597.0593 | 7075597.0593 | 34177985.2963 | 34177.9853 | 0%
| PB Tower | [19 empty] | PB Tower | 0 | 782551.9563 | 1375352.0792 | 5096286.8456 | 12387756.839 | 19641947.72 | 19641.9477 | 0%
|  |  |  | Qty 2029/30: Reconcilation % |  | 100.2% | 100.1% | 99.98% | 99.91% | 99.87%
|  |  |  | Qty 2029/30: Pole |  | 129204222.9568 | 129049126.4153 | 128947949.3195 | 128848483.5668 | 128799329.7095
[22 empty] | 43654655.0532 | 43602252.0755 | 43568067.0379 | 43534460.2174 | 43517852.4423 | bar: Qty 2029/30
|  |  |  | Qty 2029/30: Cond |  | 81755464.3989 | 85665873.6609 | 87991340.5018 | 90272167.3691 | 91453700.6925
|  |  |  | Qty 2029/30: Services |  | 15145884.3454 | 15127703.2502 | 15115842.8283 | 15104183.0176 | 15098420.9874
[22 empty] | 20556916.2681 | 20532239.7789 | 20516142.0923 | 20500316.6874 | 20492496.1092 | bar: Qty 2029/30
|  |  |  | Qty 2029/30: Switches |  | 12486923.9013 | 12023399.0331 | 11992822.9714 | 12004523.8096 | 11968347.3186
|  |  |  | Qty 2029/30: Not in BC |  | 6487449.6489 | 6779850.4503 | 6774534.9119 | 7069030.8814 | 7066334.147
|  |  |  | Qty 2029/30: Check Sum |  | 309291516.5727 | 312780444.6641 | 314906699.6631 | 317333165.5493 | 318396481.4063
Yong's 2024-OCT 24th in 2025$
[21 empty] | BC Summary | 2025/26 | 2026/27 | 2027/28 | 2028/29 | 2029/30
| TD |  | Distribution Transformer Replacement Business Case | [17 empty] | Pole | 23449859.4235 | 23560714.0831 | 23671313.0839 | 23803377.1362 | 23956213.4515 | 118441477.1782
| UG |  | Underground Cable Replacements Business Case | [17 empty] | PT | 7304015.0387 | 7660775.3947 | 7679114.5938 | 8041987.2868 | 8068452.2468 | 38754344.5608
| Cond |  | Overhead Conductor Replacements Business Case | [17 empty] | Cond | 91924026.8185 | 96645726.1366 | 99561648.7507 | 102484224.1843 | 104173669.0983 | 494789294.9885
| Switches |  | Distribution Switches Business Case | [17 empty] | Services | 14244188.9797 | 13796831.942 | 13837194.9173 | 13938720.9789 | 13991281.3274 | 69808218.1453
| Pole |  | Pole Replacements Business Case | [17 empty] | TD | 147386931.6681 | 148083674.7847 | 148778811.0362 | 149608859.3148 | 150569465.3108 | 744427742.1146
| PT |  | Pole Top Structure Replacement Business Case | [17 empty] | Switches | 49949167.6047 | 50211869.3012 | 50473965.1413 | 50786928.5358 | 51149117.7254 | 252571048.3084
| Services |  | Service Lines Replacements Business Case | [17 empty] | UG Cable | 17353335.1797 | 17448739.5945 | 17543923.9826 | 17657581.7546 | 17789116.6786 | 87792697.19
| PB Tower |  | Transmission Towers Refurbishment and Replacement Program | [17 empty] | PB Tower | 0 | 870911.9686 | 1530646.7222 | 5671722.0802 | 13786491.2468 | 21859772.0178
1828444594.5037
Esulation Factor
| BC Factor | [19 empty] | BC Summary | 2025/26 | 2026/27 | 2027/28 | 2028/29 | 2029/30
| Pole | [19 empty] | Pole | 1.1428 | 1.1482 | 1.1536 | 1.16 | 1.1675 | 1.1544
| PT | [19 empty] | PT | 1.1463 | 1.1523 | 1.1583 | 1.1655 | 1.1738 | 1.1593
| Cond | [19 empty] | Cond | 1.1264 | 1.1289 | 1.1313 | 1.1342 | 1.1376 | 1.1318
| Services | [19 empty] | Services | 1.1478 | 1.1542 | 1.1604 | 1.168 | 1.1767 | 1.1614
| TD | [19 empty] | TD | 1.1428 | 1.1482 | 1.1536 | 1.16 | 1.1675 | 1.1544
| Switches | [19 empty] | Switches | 1.1428 | 1.1482 | 1.1536 | 1.16 | 1.1675 | 1.1543
| UG | [19 empty] | UG Cable | 1.1279 | 1.1306 | 1.1333 | 1.1366 | 1.1403 | 1.1339
| PB Tower | [19 empty] | PB Tower | 0 | 1.1129 | 1.1129 | 1.1129 | 1.1129 | 1.1129
[22 empty] | 2025/26 | 2026/27 | 2027/28 | 2028/29 | 2029/30
[21 empty] | Defect | 206954959.1219 | 206806704.9293 | 206785552.137 | 207106523.2635 | 207074884.908 | 0.64981
[21 empty] | Proactive | 101771480.9358 | 106560066.4886 | 109545872.3397 | 115617688.9156 | 124126723.7325 | 0.35019
[22 empty] | 2025/26 | 2026/27 | 2027/28 | 2028/29 | 2029/30
[21 empty] | Defect | 188699500.4606 | 188551246.268 | 188530093.4757 | 188851064.6021 | 188819426.2466 | 59.25%
[21 empty] | Proactive | 101771480.9358 | 106560066.4886 | 109545872.3397 | 115617688.9156 | 124126723.7325 | 35.02%
[21 empty] | RTS | 18255458.6613 | 18255458.6613 | 18255458.6613 | 18255458.6613 | 18255458.6613 | 5.732%
Note on AA13: CHAN Andy (EnergyQ): Target $5455565.589
Note on AH13: CHAN Andy (EnergyQ): Target $5455565.589

## Business Case Split (2) (hidden)
Summary |  |  | Revised Submission
|  |  |  | Data from | P:\ALP\CBRM\Weibull Analysis\15 Expenditure\Ex Post Review - Expenditure v1.0 Working_Presentation.xlsx | [14 empty] | 16630.7032
Group | [13 empty] | Forecast Unit |  |  |  | Qty |  |  | UNIT RATE |  |  | Exp
Code | BC | BC Nature | RIN ASSET CATEGORY | 2018/19 | 2019/20 | 2020/21 | 2021/22 | 2022/23 | 2018/19 | 2019/20 | 2020/21 | 2021/22 | 2022/23 | 2023/24 | 2024/25 | 2025/26 | 2026/27 | 2027/28 | 2028/29 | 2029/30 | Calculated | 2025/26 | 2026/27 | 2027/28 | 2028/29 | 2029/30 | Checked | Show
A1 | Pole | Defect | Nails | 3689144.5943 | 7934044.6888 | 7371639.31 | 9045812.04 | 8954422.36 | 1101 | 4997 | 4542 | 5172 | 4260 | 4658 | 4658 | 4658 | 4658 | 4658 | 4658 | 4658 | 4658 | 21696964 | 21696964 | 21696964 | 21696964 | 21696964 | P
A | Pole | Defect | Poles | 40699929.4626 | 64168990.8225 | 65008047.0527 | 68085653.3306 | 82524583.3738 | 5593 | 10285 | 10580 | 10910 | 10610 | 11994.3192 | 11994.3192 | 11972.7032 | 11972.7032 | 11972.7032 | 11972.7032 | 11972.7032 | 14610.3766 | 174925702.0144 | 174925702.0144 | 174925702.0144 | 174925702.0144 | 174925702.0144 | P
B | Pole | Defect | Pole Tops | 14391002.5096 | 19853888.5402 | 21315296.837 | 23993299.8734 | 28122140.4338 | 6690 | 9714 | 7719 | 8619 | 8445 | 9593.6977 | 9593.6977 | 9593.6977 | 9593.6977 | 9593.6977 | 9593.6977 | 9593.6977 | 30402.7397 | 291674694.6097 | 291674694.6097 | 291674694.6097 | 291674694.6097 | 291674694.6097 | P
C | Pole | Defect | Conductor | Forecast Unit 2023/24: 0; Forecast Unit 2024/25: 0; Forecast Unit 2025/26: 0; Forecast Unit 2026/27: 0; Qty 2027/28: 0; Qty 2028/29: 0; Qty 2029/30: 0 | 730.0288 | 0 | 0 | 0 | 0 | 0 | P
D | Pole | Defect | Underground Cables | Forecast Unit 2023/24: 0; Forecast Unit 2024/25: 0; Forecast Unit 2025/26: 0; Forecast Unit 2026/27: 0; Qty 2027/28: 0; Qty 2028/29: 0; Qty 2029/30: 0 | 20.9807 | 0 | 0 | 0 | 0 | 0 | P
E | Pole | Defect | Services | 1877744.6291 | 5630800.975 | 4368378.6611 | 5002536.6118 | 6417495.819 | 2426.85 | 4861.0182 | 2904.4412 | 3181.1184 | 4366.1405 | 4045.9368 | 4045.9368 | 4045.9368 | 4045.9368 | 4045.9368 | 4045.9368 | 4045.9368 | 18191.2463 | 73600633.52 | 73600633.52 | 73600633.52 | 73600633.52 | 73600633.52 | P
F | Pole | Defect | Transformers | 7757288.7397 | 17470640.0819 | 10375327.9679 | 14093783.6989 | 10971090.2932 | 266 | 608 | 431 | 473 | 264 | 239.6353 | 239.6353 | 239.6353 | 239.6353 | 239.6353 | 239.6353 | 239.6353 | 944.5588 | 226349.6607 | 226349.6607 | 226349.6607 | 226349.6607 | 226349.6607 | P
G | Pole | Defect | Switchgear | 3749404.265 | 3220806.8838 | 3034314.8576 | 2661188.9161 | 1775573.5092 | 395 | 309 | 310 | 296 | 371 | 192.9373 | 192.9373 | 192.9373 | 192.9373 | 192.9373 | 192.9373 | 192.9373 | 2429.6031 | 468760.9578 | 468760.9578 | 468760.9578 | 468760.9578 | 468760.9578
H | Pole | Defect | Public Lighting | [17 empty] | 0 | 0 | 0 | 0 | 0 | 0 | P
I | Pole | Defect | SCADA, Protection & Control | [17 empty] | 0 | 0 | 0 | 0 | 0 | 0 | P
J | Pole | Defect | Other | [17 empty] | 26.0851 | 0 | 0 | 0 | 0 | 0 | P
A1 | PT | Defect | Nails | [17 empty] | 4658 | 0 | 0 | 0 | 0 | 0 | P
A | PT | Defect | Poles | [17 empty] | 14610.3766 | 0 | 0 | 0 | 0 | 0 | P
B | PT | Defect | Pole Tops | 17830149.2736 | 21655646.7327 | 19870329.2959 | 20638504.9437 | 25587207.773 | 8498 | 9237 | 8062 | 8620 | 8251 | 7007.8693 | 7007.8693 | 8504.096 | 8504.096 | 8504.096 | 8504.096 | 8504.096 | 30402.7397 | 258547815.6683 | 258547815.6683 | 258547815.6683 | 258547815.6683 | 258547815.6683 | P
C | PT | Defect | Conductor | [17 empty] | 730.0288 | 0 | 0 | 0 | 0 | 0 | P
D | PT | Defect | Underground Cables | [17 empty] | 20.9807 | 0 | 0 | 0 | 0 | 0 | P
E | PT | Defect | Services | [17 empty] | 18191.2463 | 0 | 0 | 0 | 0 | 0 | P
F | PT | Defect | Transformers | [17 empty] | 944.5588 | 0 | 0 | 0 | 0 | 0 | P
G | PT | Defect | Switchgear | [17 empty] | 2429.6031 | 0 | 0 | 0 | 0 | 0
H | PT | Defect | Public Lighting | [17 empty] | 0 | 0 | 0 | 0 | 0 | 0 | P
I | PT | Defect | SCADA, Protection & Control | [17 empty] | 0 | 0 | 0 | 0 | 0 | 0 | P
J | PT | Defect | Other | [17 empty] | 26.0851 | 0 | 0 | 0 | 0 | 0 | P
A1 | PT | Proactive | Nails | [17 empty] | 4658 | 0 | 0 | 0 | 0 | 0
A | PT | Proactive | Poles | [17 empty] | 14610.3766 | 0 | 0 | 0 | 0 | 0
B | PT | Proactive | Pole Tops | Forecast Unit 2023/24: 314.6667; Forecast Unit 2024/25: 314.6667; Forecast Unit 2025/26: 7000; Forecast Unit 2026/27: 7000; Qty 2027/28: 7000; Qty 2028/29: 7000; Qty 2029/30: 7000 | 30402.7397 | 212819177.7662 | 212819177.7662 | 212819177.7662 | 212819177.7662 | 212819177.7662
C | PT | Proactive | Conductor | [17 empty] | 730.0288 | 0 | 0 | 0 | 0 | 0
D | PT | Proactive | Underground Cables | [17 empty] | 20.9807 | 0 | 0 | 0 | 0 | 0
E | PT | Proactive | Services | [17 empty] | 18191.2463 | 0 | 0 | 0 | 0 | 0
F | PT | Proactive | Transformers | [17 empty] | 944.5588 | 0 | 0 | 0 | 0 | 0
G | PT | Proactive | Switchgear | [17 empty] | 2429.6031 | 0 | 0 | 0 | 0 | 0
H | PT | Proactive | Public Lighting | [17 empty] | 0 | 0 | 0 | 0 | 0 | 0
I | PT | Proactive | SCADA, Protection & Control | [17 empty] | 0 | 0 | 0 | 0 | 0 | 0
J | PT | Proactive | Other | [17 empty] | 26.0851 | 0 | 0 | 0 | 0 | 0
A1 | Cond | Defect | Nails | [17 empty] | 4658 | 0 | 0 | 0 | 0 | 0
A | Cond | Defect | Poles | Forecast Unit 2023/24: 308.7475; Forecast Unit 2024/25: 308.7475; Forecast Unit 2025/26: 330.3635; Forecast Unit 2026/27: 330.3635; Qty 2027/28: 330.3635; Qty 2028/29: 330.3635; Qty 2029/30: 330.3635 | 14610.3766 | 4826734.7127 | 4826734.7127 | 4826734.7127 | 4826734.7127 | 4826734.7127
B | Cond | Defect | Pole Tops | Forecast Unit 2023/24: 626.1663; Forecast Unit 2024/25: 626.1663; Forecast Unit 2025/26: 670.0054; Forecast Unit 2026/27: 670.0054; Qty 2027/28: 670.0054; Qty 2028/29: 670.0054; Qty 2029/30: 670.0054 | 30402.7397 | 20369998.444 | 20369998.444 | 20369998.444 | 20369998.444 | 20369998.444
C | Cond | Defect | Conductor | 13846643.9977 | 14034096.7286 | 16417968.3274 | 31802464.7889 | 18421962.0298 | 271.0842 | 206.778 | 247.7142 | 107.8288 | 137.7273 | 87.4012 | 87.4012 | 93.5203 | 93.5203 | 93.5203 | 93.5203 | 93.5203 | 730.0288 | 68272.5387 | 68272.5387 | 68272.5387 | 68272.5387 | 68272.5387
D | Cond | Defect | Underground Cables | Forecast Unit 2023/24: 0; Forecast Unit 2024/25: 0; Forecast Unit 2025/26: 0; Forecast Unit 2026/27: 0; Qty 2027/28: 0; Qty 2028/29: 0; Qty 2029/30: 0 | 20.9807 | 0 | 0 | 0 | 0 | 0
E | Cond | Defect | Services | Forecast Unit 2023/24: 334.1094; Forecast Unit 2024/25: 334.1094; Forecast Unit 2025/26: 357.5011; Forecast Unit 2026/27: 357.5011; Qty 2027/28: 357.5011; Qty 2028/29: 357.5011; Qty 2029/30: 357.5011 | 18191.2463 | 6503390.1411 | 6503390.1411 | 6503390.1411 | 6503390.1411 | 6503390.1411
F | Cond | Defect | Transformers | Forecast Unit 2023/24: 18.2653; Forecast Unit 2024/25: 18.2653; Forecast Unit 2025/26: 19.5441; Forecast Unit 2026/27: 19.5441; Qty 2027/28: 19.5441; Qty 2028/29: 19.5441; Qty 2029/30: 19.5441 | 944.5588 | 18460.5727 | 18460.5727 | 18460.5727 | 18460.5727 | 18460.5727
G | Cond | Defect | Switchgear | Forecast Unit 2023/24: 18.9274; Forecast Unit 2024/25: 18.9274; Forecast Unit 2025/26: 20.2526; Forecast Unit 2026/27: 20.2526; Qty 2027/28: 20.2526; Qty 2028/29: 20.2526; Qty 2029/30: 20.2526 | 2429.6031 | 49205.6771 | 49205.6771 | 49205.6771 | 49205.6771 | 49205.6771
H | Cond | Defect | Public Lighting | [17 empty] | 0 | 0 | 0 | 0 | 0 | 0
I | Cond | Defect | SCADA, Protection & Control | [17 empty] | 0 | 0 | 0 | 0 | 0 | 0
J | Cond | Defect | Other | [17 empty] | 26.0851 | 0 | 0 | 0 | 0 | 0
A1 | Cond | Proactive | Nails | Forecast Unit 2023/24: 0; Forecast Unit 2024/25: 0; Forecast Unit 2025/26: 0; Forecast Unit 2026/27: 0; Qty 2027/28: 0; Qty 2028/29: 0; Qty 2029/30: 0 | 4658 | 0 | 0 | 0 | 0 | 0
A | Cond | Proactive | Poles | 2754565.1405 | 4939061.8194 | 8525710.1055 | 19093147.7701 | 18847441.4489 | 423 | 744 | 1279 | 2835 | 2358 | 1677.0008 | 1677.0008 | 2198.5614 | 2307.3099 | 2379.8088 | 2452.3078 | 2488.5573 | 14610.3766 | 32121810.6351 | 33710666.2231 | 34769903.2818 | 35829140.3404 | 36358758.8698
B | Cond | Proactive | Pole Tops | 1312259.5821 | 3855364.4728 | 6213375.0126 | 8500664.1868 | 12087358.9794 | 1033 | 1645 | 3197 | 5373 | 4431 | 3368.7712 | 3368.7712 | 4416.486 | 4634.9406 | 4780.5771 | 4926.2135 | 4999.0317 | 30402.7397 | 134273274.1743 | 140914893.6151 | 145342639.909 | 149770386.2029 | 151984259.3498
C | Cond | Proactive | Conductor | 2877285.0023 | 5544241.2714 | 9725373.6726 | 18019382.2111 | 35101298.3137 | 109.9158 | 148.9115 | 303.4798 | 550.8228 | 439.6778 | 462.6276 | 462.6276 | 606.5084 | 636.5084 | 656.5084 | 676.5084 | 686.5084 | 730.0288 | 442768.6118 | 464669.4751 | 479270.0506 | 493870.6261 | 501170.9139
D | Cond | Proactive | Underground Cables | Forecast Unit 2023/24: 0; Forecast Unit 2024/25: 0; Forecast Unit 2025/26: 0; Forecast Unit 2026/27: 0; Qty 2027/28: 0; Qty 2028/29: 0; Qty 2029/30: 0 | 20.9807 | 0 | 0 | 0 | 0 | 0
E | Cond | Proactive | Services | 614604.5014 | 1319405.4364 | 2477749.4995 | 5272426.0889 | 2505267.9157 | 387.6 | 884.7079 | 2011.6188 | 3151.4254 | 1847.7178 | 1816.6028 | 1816.6028 | 2381.5808 | 2499.382 | 2577.9162 | 2656.4503 | 2695.7174 | 18191.2463 | 43323923.4258 | 45466874.1645 | 46895507.9903 | 48324141.8161 | 49038458.729
F | Cond | Proactive | Transformers | 1056926.8252 | 3354413.9577 | 5302159.3141 | 6005694.5821 | 8146804.7324 | 38 | 127 | 202 | 249 | 220 | 97.4504 | 97.4504 | 127.4473 | 133.7018 | 137.8715 | 142.0411 | 144.126 | 944.5588 | 120381.4332 | 126289.1931 | 130227.6998 | 134166.2064 | 136135.4597
G | Cond | Proactive | Switchgear | 451931.5659 | 1983053.0657 | 3378342.4673 | 5183693.5159 | 4239628.7927 | 93 | 87 | 157 | 314 | 244 | 102.775 | 102.775 | 134.7389 | 141.4035 | 145.8466 | 150.2897 | 152.5113 | 2429.6031 | 327362.0317 | 343554.4873 | 354349.4578 | 365144.4282 | 370541.9134
H | Cond | Proactive | Public Lighting | [17 empty] | 0 | 0 | 0 | 0 | 0 | 0
I | Cond | Proactive | SCADA, Protection & Control | [17 empty] | 0 | 0 | 0 | 0 | 0 | 0
J | Cond | Proactive | Other | [17 empty] | 26.0851 | 0 | 0 | 0 | 0 | 0 | Fuse
A1 | Services | Defect | Nails | [17 empty] | 4658 | 0 | 0 | 0 | 0 | 0
A | Services | Defect | Poles | [17 empty] | 14610.3766 | 0 | 0 | 0 | 0 | 0
B | Services | Defect | Pole Tops | [17 empty] | 30402.7397 | 0 | 0 | 0 | 0 | 0
C | Services | Defect | Conductor | [17 empty] | 730.0288 | 0 | 0 | 0 | 0 | 0
D | Services | Defect | Underground Cables | [17 empty] | 20.9807 | 0 | 0 | 0 | 0 | 0
E | Services | Defect | Services | 3350134.4474 | -2781208.7666 | -595823.3209 | 439158.6575 | 6548453.0634 | 5581.8601 | -1382.0624 | -977.0188 | 99.8156 | 4261.1392 | 2811.818 | 2811.818 | 2788.4264 | 2788.4264 | 2788.4264 | 2788.4264 | 2788.4264 | 18191.2463 | 50724950.5289 | 50724950.5289 | 50724950.5289 | 50724950.5289 | 50724950.5289
F | Services | Defect | Transformers | [17 empty] | 944.5588 | 0 | 0 | 0 | 0 | 0
G | Services | Defect | Switchgear | [17 empty] | 2429.6031 | 0 | 0 | 0 | 0 | 0
H | Services | Defect | Public Lighting | [17 empty] | 0 | 0 | 0 | 0 | 0 | 0
I | Services | Defect | SCADA, Protection & Control | [17 empty] | 0 | 0 | 0 | 0 | 0 | 0
J | Services | Defect | Other | [17 empty] | 26.0851 | 0 | 0 | 0 | 0 | 0
A1 | Services | Proactive | Nails | [17 empty] | 4658 | 0 | 0 | 0 | 0 | 0
A | Services | Proactive | Poles | [17 empty] | 14610.3766 | 0 | 0 | 0 | 0 | 0
B | Services | Proactive | Pole Tops | [17 empty] | 30402.7397 | 0 | 0 | 0 | 0 | 0
C | Services | Proactive | Conductor | [17 empty] | 730.0288 | 0 | 0 | 0 | 0 | 0
D | Services | Proactive | Underground Cables | [17 empty] | 20.9807 | 0 | 0 | 0 | 0 | 0
E | Services | Proactive | Services | 3064000.1985 | 9745268.6777 | 13682198.1907 | 13230045.1215 | 13537158.5012 | 3960 | 8413 | 9097 | 8413 | 9210 | 8500 | 8500 | 8500 | 8500 | 8500 | 8500 | 8500 | 18191.2463 | 154625593.537 | 154625593.537 | 154625593.537 | 154625593.537 | 154625593.537
F | Services | Proactive | Transformers | [17 empty] | 944.5588 | 0 | 0 | 0 | 0 | 0
G | Services | Proactive | Switchgear | [17 empty] | 2429.6031 | 0 | 0 | 0 | 0 | 0
H | Services | Proactive | Public Lighting | [17 empty] | 0 | 0 | 0 | 0 | 0 | 0
I | Services | Proactive | SCADA, Protection & Control | [17 empty] | 0 | 0 | 0 | 0 | 0 | 0
J | Services | Proactive | Other | [17 empty] | 26.0851 | 0 | 0 | 0 | 0 | 0
A1 | TD | Defect | Nails | [17 empty] | 4658 | 0 | 0 | 0 | 0 | 0
A | TD | Defect | Poles | [17 empty] | 14610.3766 | 0 | 0 | 0 | 0 | 0
B | TD | Defect | Pole Tops | [17 empty] | 30402.7397 | 0 | 0 | 0 | 0 | 0
C | TD | Defect | Conductor | [17 empty] | 730.0288 | 0 | 0 | 0 | 0 | 0
D | TD | Defect | Underground Cables | [17 empty] | 20.9807 | 0 | 0 | 0 | 0 | 0
E | TD | Defect | Services | [17 empty] | 18191.2463 | 0 | 0 | 0 | 0 | 0
F | TD | Defect | Transformers | 50364051.3288 | 61750667 | 51587767.5992 | 60010317.9061 | 60881239.6952 | 1328 | 1225 | 1198 | 1265 | 979 | 1278.566 | 1278.566 | 551.6775 | 551.6775 | 551.6775 | 551.6775 | 551.6775 | 944.5588 | 521091.83 | 521091.83 | 521091.83 | 521091.83 | 521091.83
G | TD | Defect | Switchgear | [17 empty] | 2429.6031 | 0 | 0 | 0 | 0 | 0
H | TD | Defect | Public Lighting | [17 empty] | 0 | 0 | 0 | 0 | 0 | 0
I | TD | Defect | SCADA, Protection & Control | [17 empty] | 0 | 0 | 0 | 0 | 0 | 0
J | TD | Defect | Other | [17 empty] | 26.0851 | 0 | 0 | 0 | 0 | 0
A1 | Switches | Defect | Nails | [17 empty] | 4658 | 0 | 0 | 0 | 0 | 0
A | Switches | Defect | Poles | [17 empty] | 14610.3766 | 0 | 0 | 0 | 0 | 0
B | Switches | Defect | Pole Tops | [17 empty] | 30402.7397 | 0 | 0 | 0 | 0 | 0
C | Switches | Defect | Conductor | [17 empty] | 730.0288 | 0 | 0 | 0 | 0 | 0
D | Switches | Defect | Underground Cables | [17 empty] | 20.9807 | 0 | 0 | 0 | 0 | 0
E | Switches | Defect | Services | [17 empty] | 18191.2463 | 0 | 0 | 0 | 0 | 0
F | Switches | Defect | Transformers | [17 empty] | 944.5588 | 0 | 0 | 0 | 0 | 0
G | Switches | Defect | Switchgear | 8594099.4835 | 7887834.0505 | 8377180.5777 | 7133295.7243 | 12060440.1028 | 860 | 860 | 1044 | 1056 | 1286 | 1347.3353 | 1347.3353 | 540.1985 | 540.1985 | 540.1985 | 540.1985 | 540.1985 | 2429.6031 | 1312467.8814 | 1312467.8814 | 1312467.8814 | 1312467.8814 | 1312467.8814
H | Switches | Defect | Public Lighting | [17 empty] | 0 | 0 | 0 | 0 | 0 | 0
I | Switches | Defect | SCADA, Protection & Control | [17 empty] | 0 | 0 | 0 | 0 | 0 | 0
J | Switches | Defect | Other | [17 empty] | 26.0851 | 0 | 0 | 0 | 0 | 0
G | Pole | Defect | Fuse | Forecast Unit 2023/24: 904.2843; Forecast Unit 2024/25: 479.2707; Forecast Unit 2025/26: 479.2707; Forecast Unit 2026/27: 479.2707; Qty 2027/28: 479.2707; Qty 2028/29: 479.2707; Qty 2029/30: 479.2707 | 10102.4374 | 4841802.0561 | 4841802.0561 | 4841802.0561 | 4841802.0561 | 4841802.0561 | Bundle in TD
G | Cond | Defect | Fuse | Forecast Unit 2023/24: 65.6951; Forecast Unit 2024/25: 36.5307; Forecast Unit 2025/26: 39.0882; Forecast Unit 2026/27: 39.0882; Qty 2027/28: 39.0882; Qty 2028/29: 39.0882; Qty 2029/30: 39.0882 | 10102.4374 | 394886.5609 | 394886.5609 | 394886.5609 | 394886.5609 | 394886.5609 | Bundle in TD
G | Cond | Proactive | Fuse | Forecast Unit 2023/24: 476.3333; Forecast Unit 2024/25: 192.9008; Forecast Unit 2025/26: 192.9008; Forecast Unit 2026/27: 252.8945; Qty 2027/28: 265.4036; Qty 2028/29: 273.7429; Qty 2029/30: 282.0823 | 10102.4374 | 1948768.5708 | 2554851.2092 | 2681222.9653 | 2765470.8027 | 2849718.6401 | Bundle in TD
G | TD | Defect | Fuse | Forecast Unit 2023/24: 1074.6206; Forecast Unit 2024/25: 2557.132; Forecast Unit 2025/26: 473.2965; Forecast Unit 2026/27: 473.2965; Qty 2027/28: 473.2965; Qty 2028/29: 473.2965; Qty 2029/30: 473.2965 | 10102.4374 | 4781448.0231 | 4781448.0231 | 4781448.0231 | 4781448.0231 | 4781448.0231 | Bundle in TD
G | Switches | Defect | Fuse | Forecast Unit 2023/24: 145.0667; Forecast Unit 2024/25: -883.2667; Forecast Unit 2025/26: 277.7523; Forecast Unit 2026/27: 277.7523; Qty 2027/28: 277.7523; Qty 2028/29: 277.7523; Qty 2029/30: 277.7523 |  | 7257007.9226 | 6808753.73 | 6787600.9377 | 6808572.0641 | 6776933.7086
G
G
G
G
G
G
A1 | Not in BC | Defect | Nails
A | Not in BC | Defect | Poles
B | Not in BC | Defect | Pole Tops
C | Not in BC | Defect | Conductor
D | Not in BC | Defect | Underground Cables | Forecast Unit 2023/24: 18.9807; Forecast Unit 2024/25: 19.9807; Forecast Unit 2025/26: 19.9807; Forecast Unit 2026/27: 20.9807; Qty 2027/28: 20.9807; Qty 2028/29: 21.9807; Qty 2029/30: 21.9807 |  | 6475597.0593 | 6775597.0593 | 6775597.0593 | 7075597.0593 | 7075597.0593
E | Not in BC | Defect | Services
F | Not in BC | Defect | Transformers
G | Not in BC | Defect | Switchgear
H | Not in BC | Defect | Public Lighting
I | Not in BC | Defect | SCADA, Protection & Control
J | Not in BC | Defect | Other
A1 | PB Tower | Proactive | Nails
A | PB Tower | Proactive | Poles
B | PB Tower | Proactive | Pole Tops
C | PB Tower | Proactive | Conductor
D | PB Tower | Proactive | Underground Cables
E | PB Tower | Proactive | Services
F | PB Tower | Proactive | Transformers
G | PB Tower | Proactive | Switchgear
H | PB Tower | Proactive | Public Lighting
I | PB Tower | Proactive | SCADA, Protection & Control
J | PB Tower | Proactive | Other | Forecast Unit 2023/24: 0; Forecast Unit 2024/25: 0; Forecast Unit 2025/26: 0; Forecast Unit 2026/27: 26.0851; Qty 2027/28: 45.8451; Qty 2028/29: 169.8762; Qty 2029/30: 412.9252 | 30000 | 0 | 782551.9563 | 1375352.0792 | 5096286.8456 | 12387756.839
[21 empty] | BC | 1509289294.5654 | 1520947101.8137 | 1528590072.1313 | 1539661177.0925 | 1550477732.1832 | 7648965377.7861
[21 empty] | Reset RIN | 309328002.0293 | 313575625.0811 | 316278865.853 | 322410519.3417 | 330757444.4667 | 1592350456.7718
[21 empty] | BC Check Sum | 1509289294.5654 | 1520947101.8137 | 1528590072.1313 | 1539661177.0925 | 1550477732.1832 | 7648965377.7861
A1 |  | All | Nails | Forecast Unit 2023/24: 4658; Forecast Unit 2024/25: 4658; Forecast Unit 2025/26: 4658; Forecast Unit 2026/27: 4658; Qty 2027/28: 4658; Qty 2028/29: 4658; Qty 2029/30: 4658 |  | 21696964 | 21696964 | 21696964 | 21696964 | 21696964
A |  | All | Poles | Forecast Unit 2023/24: 13980.0674; Forecast Unit 2024/25: 13980.0674; Forecast Unit 2025/26: 14501.6281; Forecast Unit 2026/27: 14610.3766; Qty 2027/28: 14682.8755; Qty 2028/29: 14755.3745; Qty 2029/30: 14791.6239 |  | 211874247.3622 | 213463102.9502 | 214522340.0089 | 215581577.0675 | 216111195.5969
B |  | All | Pole Tops | Forecast Unit 2023/24: 20911.1712; Forecast Unit 2024/25: 20911.1712; Forecast Unit 2025/26: 30184.285; Forecast Unit 2026/27: 30402.7397; Qty 2027/28: 30548.3761; Qty 2028/29: 30694.0125; Qty 2029/30: 30766.8307 |  | 917684960.6625 | 924326580.1033 | 928754326.3971 | 933182072.691 | 935395945.838
C |  | All | Conductor | Forecast Unit 2023/24: 550.0288; Forecast Unit 2024/25: 550.0288; Forecast Unit 2025/26: 700.0288; Forecast Unit 2026/27: 730.0288; Qty 2027/28: 750.0288; Qty 2028/29: 770.0288; Qty 2029/30: 780.0288 |  | 511041.1505 | 532942.0138 | 547542.5893 | 562143.1648 | 569443.4526
D |  | All | Underground Cables | Forecast Unit 2023/24: 18.9807; Forecast Unit 2024/25: 19.9807; Forecast Unit 2025/26: 19.9807; Forecast Unit 2026/27: 20.9807; Qty 2027/28: 20.9807; Qty 2028/29: 21.9807; Qty 2029/30: 21.9807 |  | 6475597.0593 | 6775597.0593 | 6775597.0593 | 7075597.0593 | 7075597.0593
E |  | All | Services | Forecast Unit 2023/24: 17508.4671; Forecast Unit 2024/25: 17508.4671; Forecast Unit 2025/26: 18073.4451; Forecast Unit 2026/27: 18191.2463; Qty 2027/28: 18269.7804; Qty 2028/29: 18348.3146; Qty 2029/30: 18387.5816 |  | 328778491.1528 | 330921441.8915 | 332350075.7172 | 333778709.543 | 334493026.4559
F |  | All | Transformers | Forecast Unit 2023/24: 1633.9171; Forecast Unit 2024/25: 1633.9171; Forecast Unit 2025/26: 938.3042; Forecast Unit 2026/27: 944.5588; Qty 2027/28: 948.7284; Qty 2028/29: 952.8981; Qty 2029/30: 954.983 |  | 886283.4967 | 892191.2566 | 896129.7632 | 900068.2698 | 902037.5231
G |  | All | Switchgear | Forecast Unit 2023/24: 4327.975; Forecast Unit 2024/25: 4044.5425; Forecast Unit 2025/26: 2350.4357; Forecast Unit 2026/27: 2417.0941; Qty 2027/28: 2434.0462; Qty 2028/29: 2446.8287; Qty 2029/30: 2457.3896 |  | 21381709.6814 | 21555730.5828 | 21671744.5171 | 21787758.4514 | 21845765.4185
H |  | All | Public Lighting | Forecast Unit 2023/24: 0; Forecast Unit 2024/25: 0; Forecast Unit 2025/26: 0; Forecast Unit 2026/27: 0; Qty 2027/28: 0; Qty 2028/29: 0; Qty 2029/30: 0 |  | 0 | 0 | 0 | 0 | 0
I |  | All | SCADA, Protection & Control | Forecast Unit 2023/24: 0; Forecast Unit 2024/25: 0; Forecast Unit 2025/26: 0; Forecast Unit 2026/27: 0; Qty 2027/28: 0; Qty 2028/29: 0; Qty 2029/30: 0 |  | 0 | 0 | 0 | 0 | 0
J |  | All | Other | Forecast Unit 2023/24: 0; Forecast Unit 2024/25: 0; Forecast Unit 2025/26: 0; Forecast Unit 2026/27: 26.0851; Qty 2027/28: 45.8451; Qty 2028/29: 169.8762; Qty 2029/30: 412.9252 |  | 0 | 782551.9563 | 1375352.0792 | 5096286.8456 | 12387756.839
Miss match
|  |  | Nails | Forecast Unit 2023/24: 0; Forecast Unit 2024/25: 0; Forecast Unit 2025/26: 0; Forecast Unit 2026/27: 0; Qty 2027/28: 0; Qty 2028/29: 0; Qty 2029/30: 0 |  | 13312564 | 13312564 | 13312564 | 13312564 | 13312564 |  |  | 158.8% | 158.8% | 158.8% | 158.8% | 158.8%
|  |  | Poles | Forecast Unit 2023/24: 0; Forecast Unit 2024/25: 0; Forecast Unit 2025/26: 0; Forecast Unit 2026/27: 0; Qty 2027/28: 0; Qty 2028/29: 0; Qty 2029/30: 0 |  | 121602192.7094 | 122406737.2111 | 122943100.2122 | 123479463.2133 | 123747644.7139 |  |  | 134.7% | 134.4% | 134.2% | 134.1% | 134%
|  |  | Pole Tops | Forecast Unit 2023/24: 0; Forecast Unit 2024/25: 0; Forecast Unit 2025/26: 0; Forecast Unit 2026/27: 0; Qty 2027/28: 0; Qty 2028/29: 0; Qty 2029/30: 0 |  | 832605152.6409 | 838792993.9879 | 842918221.5525 | 847043449.1171 | 849106062.8994 |  |  | 978.6% | 980.7% | 982% | 983.3% | 984%
|  |  | Conductor | Forecast Unit 2023/24: 0; Forecast Unit 2024/25: 0; Forecast Unit 2025/26: 0; Forecast Unit 2026/27: 0; Qty 2027/28: 0; Qty 2028/29: 0; Qty 2029/30: 0 |  | -39873136.1859 | -41203430.5831 | -42090686.7665 | -42978221.0232 | -43422083.922 |  |  | -98.73% | -98.72% | -98.72% | -98.71% | -98.71%
|  |  | Underground Cables | Forecast Unit 2023/24: 0; Forecast Unit 2024/25: 0; Forecast Unit 2025/26: 0; Forecast Unit 2026/27: 0; Qty 2027/28: 0; Qty 2028/29: 0; Qty 2029/30: 0 |  | 0 | 0 | 0 | 0 | 0 |  |  | 0% | 0% | 0% | 0% | 0%
|  |  | Services | Forecast Unit 2023/24: 0; Forecast Unit 2024/25: 0; Forecast Unit 2025/26: 0; Forecast Unit 2026/27: 0; Qty 2027/28: 0; Qty 2028/29: 0; Qty 2029/30: 0 |  | 304611465.8752 | 306571777.6225 | 307878652.1208 | 309185526.619 | 309838963.8681 |  |  | 1260% | 1259% | 1258% | 1257% | 1257%
|  |  | Transformers | Forecast Unit 2023/24: 0; Forecast Unit 2024/25: 0; Forecast Unit 2025/26: 0; Forecast Unit 2026/27: 0; Qty 2027/28: 0; Qty 2028/29: 0; Qty 2029/30: 0 |  | -25903389.9594 | -26061352.3161 | -26166660.554 | -26271968.7918 | -26324622.9107 |  |  | -96.69% | -96.69% | -96.69% | -96.69% | -96.69%
|  |  | Switchgear | Forecast Unit 2023/24: -283.4325; Forecast Unit 2024/25: 0; Forecast Unit 2025/26: 59.9937; Forecast Unit 2026/27: 12.509; Qty 2027/28: 8.3394; Qty 2028/29: 8.3394; Qty 2029/30: 4.1697 |  | -6393556.5441 | -6447813.1896 | -6483984.2866 | -6520155.3836 | -6538240.9321 |  |  | -23.02% | -23.02% | -23.03% | -23.03% | -23.03%
|  |  | Public Lighting | Forecast Unit 2023/24: 0; Forecast Unit 2024/25: 0; Forecast Unit 2025/26: 0; Forecast Unit 2026/27: 0; Qty 2027/28: 0; Qty 2028/29: 0; Qty 2029/30: 0 |  | 0 | 0 | 0 | 0 | 0 |  |  | 0 | 0 | 0 | 0 | 0
|  |  | SCADA, Protection & Control | Forecast Unit 2023/24: 0; Forecast Unit 2024/25: 0; Forecast Unit 2025/26: 0; Forecast Unit 2026/27: 0; Qty 2027/28: 0; Qty 2028/29: 0; Qty 2029/30: 0 |  | 0 | 0 | 0 | 0 | 0 |  |  | 0 | 0 | 0 | 0 | 0
|  |  | Other | Forecast Unit 2023/24: 0; Forecast Unit 2024/25: 0; Forecast Unit 2025/26: 0; Forecast Unit 2026/27: 0; Qty 2027/28: 0; Qty 2028/29: 0; Qty 2029/30: 0 |  | 0 | 0 | 0 | 0 | 0 |  |  | -870911.9686 | -1530646.7222 | -5671722.0802 | -13786491.2468 | -21859772.0178
| BC Summary | [19 empty] | BC Summary | 2025/26 | 2026/27 | 2027/28 | 2028/29 | 2029/30 |  | CaPex Model
| Pole | [19 empty] | Pole | 567434906.8187 | 567434906.8187 | 567434906.8187 | 567434906.8187 | 567434906.8187 | 2837174534.0936 | 2837174.5341
| PT | [19 empty] | PT | 471366993.4345 | 471366993.4345 | 471366993.4345 | 471366993.4345 | 471366993.4345 | 2356834967.1723 | 2356834.9672
| Cond | [19 empty] | Cond | 244789237.5299 | 255812747.0147 | 262884070.0017 | 269913269.07 | 273469992.5228 | 1306869316.139 | 1306869.3161
| Services | [19 empty] | Services | 205350544.0659 | 205350544.0659 | 205350544.0659 | 205350544.0659 | 205350544.0659 | 1026752720.3295 | 1026752.7203
| TD | [19 empty] | TD | 5302539.8531 | 5302539.8531 | 5302539.8531 | 5302539.8531 | 5302539.8531 | 26512699.2654 | 26512.6993
| Switches | [19 empty] | Switches | 8569475.804 | 8121221.6114 | 8100068.8191 | 8121039.9455 | 8089401.59 | 41001207.77 | 41001.2078
| Not in BC | [19 empty] | UG Cable | 6475597.0593 | 6775597.0593 | 6775597.0593 | 7075597.0593 | 7075597.0593 | 34177985.2963 | 34177.9853
| PB Tower | [19 empty] | PB Tower | 0 | 782551.9563 | 1375352.0792 | 5096286.8456 | 12387756.839 | 19641947.72 | 19641.9477
|  |  |  | Qty 2029/30: Reconcilation % |  | 100.2% | 100.1% | 99.98% | 99.91% | 99.87%
|  |  |  | Qty 2029/30: Pole |  | 568473509.6011 | 567791114.9142 | 567345955.3254 | 566908325.3145 | 566692057.8806
[22 empty] | 472229758.5993 | 471662894.7563 | 471293101.6145 | 470929563.2774 | 470749910.3711 | bar: Qty 2029/30
|  |  |  | Qty 2029/30: Cond |  | 245237286.7778 | 255973333.842 | 262842860.1108 | 269662788.6474 | 273111983.3642
|  |  |  | Qty 2029/30: Services |  | 205726406.8193 | 205479453.1713 | 205318353.1708 | 205159978.0695 | 205081712.4664
[22 empty] | 5312245.341 | 5305868.5303 | 5301708.6232 | 5297619.0782 | 5295598.1122 | bar: Qty 2029/30
|  |  |  | Qty 2029/30: Switches |  | 8585160.9184 | 8126319.7202 | 8098799.0466 | 8113503.5931 | 8078811.4707
|  |  |  | Qty 2029/30: Not in BC |  | 6487449.6489 | 6779850.4503 | 6774534.9119 | 7069030.8814 | 7066334.147
|  |  |  | Qty 2029/30: Check Sum |  | 1512051817.7057 | 1521118835.3845 | 1526975312.8034 | 1533140808.8616 | 1536076407.8122
Note on AA13: CHAN Andy (EnergyQ): Target $5455565.589

## From BCs (hidden)
| Distribution | 2026 | 2027 | 2028 | 2029 | 2030 | Total | 2026 | 2027 | 2028 | 2029 | 2030 | Total | 2026 | 2027 | 2028 | 2029 | 2030 | Total
Pole | Business Case Total Investment | 132.2 | 132.2 | 132.2 | 132.2 | 132.2 | 661.0 | 132. | 132.2 | 132.2 | 132.2 | 132.2 | 661.0 | 132 | 132.2 | 132.2 | 132.2 | 132.2 | 661
PT | Grand Total (BC) | 45.3 | 45.3 | 45.3 | 45.3 | 45.3 | 226.5 | 45.3 | 45.3 | 45.3 | 45.3 | 45.3 | 226.5 | 45.3 | 45.3 | 45.3 | 45.3 | 45.3 | 226.5
Cond | Overall REPEX Investment* | 83.9 | 87.6 | 90.1 | 92.4 | 93.6 | 447.6 | 83.9 | 87.6 | 90.1 | 92.4 | 93.6 | 447.6 | 83.9 | 87.6 | 90.1 | 92.4 | 93.6 | 447.6
Services | Business Case Total Investment* | 15.1 | 15.1 | 15.1 | 15.1 | 15.1 | 75.5 | 15.1 | 15.1 | 15.1 | 15.1 | 15.1 | 75.5 | 15.1 | 15.1 | 15.1 | 15.1 | 15.1 | 75.5
TDs | Business Case Total Investment | 26.4 | 26.4 | 26.4 | 26.4 | 26.4 | 132 | 26.4 | 26.4 | 26.4 | 26.4 | 26.4 | 132 | 26.4 | 26.4 | 26.4 | 26.4 | 26.4 | 132
Fuses TD Conseq | Total Consequential Fuse Replacement | 13.3 | 14.4 | 14.6 | 14.8 | 14.9 | 72.0 | 13.3 | 14.4 | 14.6 | 14.8 | 14.9 | 72.0 | 13.3 | 14.4 | 14.6 | 14.8 | 14.9 | 72
Switches | Switch Defect* | 6.7 | 6.7 | 6.7 | 6.7 | 6.7 | 33.5 | 6.7 | 6.7 | 6.7 | 6.7 | 6.7 | 33.5 | 6.7 | 6.7 | 6.7 | 6.7 | 6.7 | 33.5
Switches | Fuse Defect* | 9.2 | 8.4 | 8.4 | 8.4 | 8.4 | 42.8 | 9.2 | 8.4 | 8.4 | 8.4 | 8.4 | 42.8 | 9.2 | 8.4 | 8.4 | 8.4 | 8.4 | 42.8
Tower | Expenditure | 0.00 | 0.78 | 1.38 | 6.33 | 12.39 | 20.87 | 0.00 | 0.78 | 1.38 | 6.33 | 12.39 | 20.87 | 0 | 0.78 | 1.38 | 6.33 | 12.39 | 20.87
UG Cable |  | 6.4756 | 6.7756 | 6.7756 | 7.0756 | 7.0756 | 34.178 | 6.4756 | 6.7756 | 6.7756 | 7.0756 | 7.0756 | 34.178 | 6.4756 | 6.7756 | 6.7756 | 7.0756 | 7.0756 | 34.178
|  | 132.2 | 0 | 0 | 0 | 0 | 132 | 0 | 0 | 0 | 0 | 0 | 132 | 338.3756 | 343.6556 | 346.9556 | 354.7056 | 362.0656 | 1745.948
| Substation | 2026 | 2027 | 2028 | 2029 | 2030 | Total | 2026 | 2027 | 2028 | 2029 | 2030 | Total | 2026 | 2027 | 2028 | 2029 | 2030 | Total
| UG Cable & Pit | 0.766 | 0.461 | 0.642 | 0.845 | 1.4 | 4.114 | 0.766 | 0.461 | 0.642 | 0.845 | 1.4 | 4.114 | 0.766 | 0.461 | 0.642 | 0.845 | 1.4 | 4.114
| Power TXs | 11.0 | 14.5 | 16.8 | 22.6 | 26.6 | 91.5 | 11.0 | 14.5 | 16.8 | 22.6 | 26.6 | 91.5 | 11 | 14.5 | 16.8 | 22.6 | 26.6 | 91.5
| CB | 8.9 | 8.4 | 9.5 | 9.2 | 12.3 | 48.3 | 8.9 | 8.4 | 9.5 | 9.2 | 12.3 | 48.3 | 8.9 | 8.4 | 9.5 | 9.2 | 12.3 | 48.3
Missing BC | Substation Isolator | 1.7 | 1.6 | 2.1 | 1 | 0.2 | 6.6 | 1.7 | 1.6 | 2.1 | 1 | 0.2 | 6.6 | 1.7 | 1.6 | 2.1 | 1 | 0.2 | 6.6
| PRs | 17.2 | 17.5 | 22.2 | 19.8 | 19.3 | 96.0 | 17.2 | 17.5 | 22.2 | 19.8 | 19.3 | 96.0 | 17.2 | 17.5 | 22.2 | 19.8 | 19.3 | 96
Missing BC | Comms | 12.1 | 13.4 | 17.8 | 23.1 | 28.6 | 95 | 12.1 | 13.4 | 17.8 | 23.1 | 28.6 | 95 | 12.1 | 13.4 | 17.8 | 23.1 | 28.6 | 95
| CTs VTs | 8.6 | 7.6 | 9.2 | 4.2 | 6.6 | 36.2 | 8.6 | 7.6 | 9.2 | 4.2 | 6.6 | 36.2 | 8.6 | 7.6 | 9.2 | 4.2 | 6.6 | 36.2
Missing BC | SVC | 2.7801 | 1.9514 | 0.57734 | 0.2497 | 0 | 5.5585 | 2.7801 | 1.9514 | 0.57734 | 0.2497 | 0 | 5.5585 | 2.7801 | 1.9514 | 0.57734 | 0.2497 | 0 | 5.5585
| Other Other | 18.7945 | 20.5676 | 20.2992 | 28.7843 | 27.2812 | 115.7267 | 18.7945 | 20.5676 | 20.2992 | 28.7843 | 27.2812 | 115.7267 | 18.7945 | 20.5676 | 20.2992 | 28.7843 | 27.2812 | 115.7267
| RTS | 13.4 | 13.4 | 13.4 | 13.4 | 13.4 | 67.2 | 13.4 | 13.4 | 13.4 | 13.4 | 13.4 | 67.2 | 13.4 | 13.4 | 13.4 | 13.4 | 13.4 | 67.2
| Control Sys | 1.5 | 1.5 | 1.5 | 1.5 | 1.5 | 7.5 | 1.5 | 1.5 | 1.5 | 1.5 | 1.5 | 7.5 | 1.5 | 1.5 | 1.5 | 1.5 | 1.5 | 7.5
| DC | 0.75 | 0.86 | 0.84 | 0.98 | 0.82 | 4.25 | 0.75 | 0.86 | 0.84 | 0.98 | 0.82 | 4.25 | 0.75 | 0.86 | 0.84 | 0.98 | 0.82 | 4.25
Missing BC | Civil (Bund, Security, Land) | 1.54 | 1.965 | 0.8179 | 5.91 | 5.87 | 16.1029 | 1.54 | 1.965 | 0.8179 | 5.91 | 5.87 | 16.1029 | 1.54 | 1.965 | 0.8179 | 5.91 | 5.87 | 16.1029
Missing BC | OTE | 2.439 | 2.439 | 3.22 | 8.38 | 6.83 | 23.308 | 2.439 | 2.439 | 3.22 | 8.38 | 6.83 | 23.308 | 2.439 | 2.439 | 3.22 | 8.38 | 6.83 | 23.308
[14 empty] | 100.7035 | 105.683 | 118.2544 | 139.104 | 149.3012 | 498.9993
| Other Other Miss Match | [12 empty] | -0.83452 | 0.40362 | 0.52125 | -1.3857 | -1.1388 | -2.6342
[14 empty] | 141.3836 | 146.1345 | 168.0317 | 186.4537 | 203.8012 | 846.0047

## Financial Escalation (hidden)
| Escalation rates | 2009-10 | 2010-11 | 2011-12 | 2012-13 | 2013-14 | 2014-15 | 2015-16 | 2016-17 | 2017-18 | 2018-19 | 2019-20 | 2020-21 | 2021-22 | 2022-23 | 2023-24 | 2024-25 | 2025-26 | 2026-27 | 2027-28 | 2028-29 | 2029-30
A | Escalation rate (June to June, unlagged) | 3.122% | 3.549% | 1.21% | 2.39% | 3.016% | 1.511% | 1.023% | 1.934% | 2.078% | 1.593% | -0.3484% | 3.846% | 6.145% | 6.25% | 3.5% | 2.75% | 2.75% | 2.75% | 2.75% | 2.75% | 2.75% | used in AER opex model
B | Escalation rate (Dec to Dec, lagged) | 2.056% | 2.757% | 2.993% | 2.204% | 2.745% | 1.718% | 1.689% | 1.476% | 1.909% | 1.784% | 1.84% | 0.8606% | 3.498% | 7.832% | 4.75% | 2.75% | 2.75% | 2.75% | 2.75% | 2.75% | 2.75% | used in AER capex model, RFM, CESS and Pricing Proposal
|  | Annual Escalation | Annual Escalation |  | 2013/14 | 2014/15 | 2015/16 | 2016/17 | 2017/18 | 2018/19 | 2019/20 | 2020/21 | 2021/22 | 2022/23 | 2023/24 | 2024/25 | 2025/26 | 2026/27 | 2027/28 | 2028/29 | 2029/30
| 2009/10 | 3.122% | 103.1% | 103.1% | 90.46% | 89.12% | 88.21% | 86.54% | 84.78% | 83.45% | 83.74% | 80.64% | 75.97% | 71.5% | 69.08% | 67.24% | 65.44% | 63.69% | 61.98% | 60.32% | 58.71%
| 2010/11 | 3.549% | 103.5% | 106.8% | 93.67% | 92.28% | 91.34% | 89.61% | 87.79% | 86.41% | 86.71% | 83.5% | 78.67% | 74.04% | 71.54% | 69.62% | 67.76% | 65.95% | 64.18% | 62.46% | 60.79%
| 2011/12 | 1.21% | 101.2% | 108.1% | 94.81% | 93.4% | 92.45% | 90.7% | 88.85% | 87.46% | 87.76% | 84.51% | 79.62% | 74.94% | 72.4% | 70.46% | 68.58% | 66.74% | 64.96% | 63.22% | 61.53%
| 2012/13 | 2.39% | 102.4% | 110.7% | 97.07% | 95.63% | 94.66% | 92.86% | 90.97% | 89.55% | 89.86% | 86.53% | 81.52% | 76.73% | 74.13% | 72.15% | 70.22% | 68.34% | 66.51% | 64.73% | 63%
| 2013/14 | 3.016% | 103% | 114% | 100% | 98.51% | 97.51% | 95.66% | 93.72% | 92.25% | 92.57% | 89.14% | 83.98% | 79.04% | 76.37% | 74.32% | 72.34% | 70.4% | 68.52% | 66.68% | 64.9%
| 2014/15 | 1.511% | 101.5% | 115.7% | 101.5% | 100% | 98.99% | 97.11% | 95.13% | 93.64% | 93.97% | 90.49% | 85.25% | 80.24% | 77.52% | 75.45% | 73.43% | 71.46% | 69.55% | 67.69% | 65.88%
| 2015/16 | 1.023% | 101% | 116.9% | 102.5% | 101% | 100% | 98.1% | 96.11% | 94.6% | 94.93% | 91.41% | 86.12% | 81.06% | 78.32% | 76.22% | 74.18% | 72.19% | 70.26% | 68.38% | 66.55%
| 2016/17 | 1.934% | 101.9% | 119.2% | 104.5% | 103% | 101.9% | 100% | 97.96% | 96.43% | 96.77% | 93.18% | 87.79% | 82.62% | 79.83% | 77.69% | 75.61% | 73.59% | 71.62% | 69.7% | 67.84%
| 2017/18 | 2.078% | 102.1% | 121.6% | 106.7% | 105.1% | 104.1% | 102.1% | 100% | 98.43% | 98.78% | 95.12% | 89.61% | 84.34% | 81.49% | 79.31% | 77.18% | 75.12% | 73.11% | 71.15% | 69.25%
| 2018/19 | 1.593% | 101.6% | 123.6% | 108.4% | 106.8% | 105.7% | 103.7% | 101.6% | 100% | 100.3% | 96.63% | 91.04% | 85.68% | 82.79% | 80.57% | 78.41% | 76.32% | 74.27% | 72.29% | 70.35%
| 2019/20 | -0.3484% | 99.65% | 123.1% | 108% | 106.4% | 105.3% | 103.3% | 101.2% | 99.65% | 100% | 96.3% | 90.72% | 85.39% | 82.5% | 80.29% | 78.14% | 76.05% | 74.01% | 72.03% | 70.11%
| 2020/21 | 3.846% | 103.8% | 127.9% | 112.2% | 110.5% | 109.4% | 107.3% | 105.1% | 103.5% | 103.8% | 100% | 94.21% | 88.67% | 85.67% | 83.38% | 81.15% | 78.97% | 76.86% | 74.8% | 72.8%
| 2021/22 | 6.145% | 106.1% | 135.7% | 119.1% | 117.3% | 116.1% | 113.9% | 111.6% | 109.8% | 110.2% | 106.1% | 100% | 94.12% | 90.93% | 88.5% | 86.13% | 83.83% | 81.58% | 79.4% | 77.28%
| 2022/23 | 6.25% | 106.2% | 144.2% | 126.5% | 124.6% | 123.4% | 121% | 118.6% | 116.7% | 117.1% | 112.8% | 106.2% | 100% | 96.62% | 94.03% | 91.52% | 89.07% | 86.68% | 84.36% | 82.11%
| 2023/24 | 3.5% | 103.5% | 149.3% | 130.9% | 129% | 127.7% | 125.3% | 122.7% | 120.8% | 121.2% | 116.7% | 110% | 103.5% | 100% | 97.32% | 94.72% | 92.18% | 89.72% | 87.32% | 84.98%
| 2024/25 | 2.75% | 102.7% | 153.4% | 134.5% | 132.5% | 131.2% | 128.7% | 126.1% | 124.1% | 124.5% | 119.9% | 113% | 106.3% | 102.7% | 100% | 97.32% | 94.72% | 92.18% | 89.72% | 87.32%
| 2025/26 | 2.75% | 102.7% | 157.6% | 138.2% | 136.2% | 134.8% | 132.3% | 129.6% | 127.5% | 128% | 123.2% | 116.1% | 109.3% | 105.6% | 102.7% | 100% | 97.32% | 94.72% | 92.18% | 89.72%
| 2026/27 | 2.75% | 102.7% | 161.9% | 142% | 139.9% | 138.5% | 135.9% | 133.1% | 131% | 131.5% | 126.6% | 119.3% | 112.3% | 108.5% | 105.6% | 102.7% | 100% | 97.32% | 94.72% | 92.18%
| 2027/28 | 2.75% | 102.7% | 166.4% | 146% | 143.8% | 142.3% | 139.6% | 136.8% | 134.6% | 135.1% | 130.1% | 122.6% | 115.4% | 111.5% | 108.5% | 105.6% | 102.7% | 100% | 97.32% | 94.72%
| 2028/29 | 2.75% | 102.7% | 171% | 150% | 147.7% | 146.2% | 143.5% | 140.5% | 138.3% | 138.8% | 133.7% | 125.9% | 118.5% | 114.5% | 111.5% | 108.5% | 105.6% | 102.7% | 100% | 97.32%
| 2029/30 | 2.75% | 102.7% | 175.7% | 154.1% | 151.8% | 150.3% | 147.4% | 144.4% | 142.1% | 142.6% | 137.4% | 129.4% | 121.8% | 117.7% | 114.5% | 111.5% | 108.5% | 105.6% | 102.7% | 100%
|  | Annual Escalation | Annual Escalation |  | 2013/14 | 2014/15 | 2015/16 | 2016/17 | 2017/18 | 2018/19 | 2019/20 | 2020/21 | 2021/22 | 2022/23 | 2023/24 | 2024/25 | 2025/26 | 2026/27 | 2027/28 | 2028/29 | 2029/30
| 2009/10 | 3.122% | 103.1% | 103.1% | 110.5% | 112.2% | 113.4% | 115.6% | 118% | 119.8% | 119.4% | 124% | 131.6% | 139.9% | 144.8% | 148.7% | 152.8% | 157% | 161.3% | 165.8% | 170.3%
| 2010/11 | 3.549% | 103.5% | 106.8% | 106.8% | 108.4% | 109.5% | 111.6% | 113.9% | 115.7% | 115.3% | 119.8% | 127.1% | 135.1% | 139.8% | 143.6% | 147.6% | 151.6% | 155.8% | 160.1% | 164.5%
| 2011/12 | 1.21% | 101.2% | 108.1% | 105.5% | 107.1% | 108.2% | 110.3% | 112.5% | 114.3% | 113.9% | 118.3% | 125.6% | 133.4% | 138.1% | 141.9% | 145.8% | 149.8% | 153.9% | 158.2% | 162.5%
| 2012/13 | 2.39% | 102.4% | 110.7% | 103% | 104.6% | 105.6% | 107.7% | 109.9% | 111.7% | 111.3% | 115.6% | 122.7% | 130.3% | 134.9% | 138.6% | 142.4% | 146.3% | 150.4% | 154.5% | 158.7%
| 2013/14 | 3.016% | 103% | 114% | 100% | 101.5% | 102.5% | 104.5% | 106.7% | 108.4% | 108% | 112.2% | 119.1% | 126.5% | 130.9% | 134.5% | 138.2% | 142% | 146% | 150% | 154.1%
| 2014/15 | 1.511% | 101.5% | 115.7% | 98.51% | 100% | 101% | 103% | 105.1% | 106.8% | 106.4% | 110.5% | 117.3% | 124.6% | 129% | 132.5% | 136.2% | 139.9% | 143.8% | 147.7% | 151.8%
| 2015/16 | 1.023% | 101% | 116.9% | 97.51% | 98.99% | 100% | 101.9% | 104.1% | 105.7% | 105.3% | 109.4% | 116.1% | 123.4% | 127.7% | 131.2% | 134.8% | 138.5% | 142.3% | 146.2% | 150.3%
| 2016/17 | 1.934% | 101.9% | 119.2% | 95.66% | 97.11% | 98.1% | 100% | 102.1% | 103.7% | 103.3% | 107.3% | 113.9% | 121% | 125.3% | 128.7% | 132.3% | 135.9% | 139.6% | 143.5% | 147.4%
| 2017/18 | 2.078% | 102.1% | 121.6% | 93.72% | 95.13% | 96.11% | 97.96% | 100% | 101.6% | 101.2% | 105.1% | 111.6% | 118.6% | 122.7% | 126.1% | 129.6% | 133.1% | 136.8% | 140.5% | 144.4%
| 2018/19 | 1.593% | 101.6% | 123.6% | 92.25% | 93.64% | 94.6% | 96.43% | 98.43% | 100% | 99.65% | 103.5% | 109.8% | 116.7% | 120.8% | 124.1% | 127.5% | 131% | 134.6% | 138.3% | 142.1%
| 2019/20 | -0.3484% | 99.65% | 123.1% | 92.57% | 93.97% | 94.93% | 96.77% | 98.78% | 100.3% | 100% | 103.8% | 110.2% | 117.1% | 121.2% | 124.5% | 128% | 131.5% | 135.1% | 138.8% | 142.6%
| 2020/21 | 3.846% | 103.8% | 127.9% | 89.14% | 90.49% | 91.41% | 93.18% | 95.12% | 96.63% | 96.3% | 100% | 106.1% | 112.8% | 116.7% | 119.9% | 123.2% | 126.6% | 130.1% | 133.7% | 137.4%
| 2021/22 | 6.145% | 106.1% | 135.7% | 83.98% | 85.25% | 86.12% | 87.79% | 89.61% | 91.04% | 90.72% | 94.21% | 100% | 106.2% | 110% | 113% | 116.1% | 119.3% | 122.6% | 125.9% | 129.4%
| 2022/23 | 6.25% | 106.2% | 144.2% | 79.04% | 80.24% | 81.06% | 82.62% | 84.34% | 85.68% | 85.39% | 88.67% | 94.12% | 100% | 103.5% | 106.3% | 109.3% | 112.3% | 115.4% | 118.5% | 121.8%
| 2023/24 | 3.5% | 103.5% | 149.3% | 76.37% | 77.52% | 78.32% | 79.83% | 81.49% | 82.79% | 82.5% | 85.67% | 90.93% | 96.62% | 100% | 102.7% | 105.6% | 108.5% | 111.5% | 114.5% | 117.7%
| 2024/25 | 2.75% | 102.7% | 153.4% | 74.32% | 75.45% | 76.22% | 77.69% | 79.31% | 80.57% | 80.29% | 83.38% | 88.5% | 94.03% | 97.32% | 100% | 102.7% | 105.6% | 108.5% | 111.5% | 114.5%
| 2025/26 | 2.75% | 102.7% | 157.6% | 72.34% | 73.43% | 74.18% | 75.61% | 77.18% | 78.41% | 78.14% | 81.15% | 86.13% | 91.52% | 94.72% | 97.32% | 100% | 102.7% | 105.6% | 108.5% | 111.5%
| 2026/27 | 2.75% | 102.7% | 161.9% | 70.4% | 71.46% | 72.19% | 73.59% | 75.12% | 76.32% | 76.05% | 78.97% | 83.83% | 89.07% | 92.18% | 94.72% | 97.32% | 100% | 102.7% | 105.6% | 108.5%
| 2027/28 | 2.75% | 102.7% | 166.4% | 68.52% | 69.55% | 70.26% | 71.62% | 73.11% | 74.27% | 74.01% | 76.86% | 81.58% | 86.68% | 89.72% | 92.18% | 94.72% | 97.32% | 100% | 102.7% | 105.6%
| 2028/29 | 2.75% | 102.7% | 171% | 66.68% | 67.69% | 68.38% | 69.7% | 71.15% | 72.29% | 72.03% | 74.8% | 79.4% | 84.36% | 87.32% | 89.72% | 92.18% | 94.72% | 97.32% | 100% | 102.7%
| 2029/30 | 2.75% | 102.7% | 175.7% | 64.9% | 65.88% | 66.55% | 67.84% | 69.25% | 70.35% | 70.11% | 72.8% | 77.28% | 82.11% | 84.98% | 87.32% | 89.72% | 92.18% | 94.72% | 97.32% | 100%

## Lookup (hidden)
Increase type | Fin Yr | Escalation Lookup Table
Step | 2022/23 | 2012/13 | 4
Compound | 2023/24 | 2013/14 | 5
Linear | 2024/25 | 2014/15 | 6
| 2025/26 | 2015/16 | 7
| 2026/27 | 2016/17 | 8
| 2027/28 | 2017/18 | 9
| 2028/29 | 2018/19 | 10
| 2029/30 | 2019/20 | 11
|  | 2020/21 | 12
|  | 2021/22 | 13
|  | 2022/23 | 14
|  | 2023/24 | 15
|  | 2024/25 | 16
|  | 2025/26 | 17
|  | 2026/27 | 18
|  | 2027/28 | 19
|  | 2028/29 | 20
|  | 2029/30 | 21