## Notes
Methodology | As the improvement programmes will be gradually implemented over the five years of 2025-30 RCP, we have assumed that on average the improvement, for each year of the 5-year period, will be 50% of the full improvement (ie as at 30 June 2030) from each programme. As it is not possible to forecast the improvement that will occur from these improvement programmes or the weather during the 2025-30 RCP, we have used the known interruptions and weather during the five year period 2019-20 to 2023-24 (the 5-year period ie the same period used to set the STPIS targets for the 2025-30 RCP) as a proxy to determine the overall reliability improvement from the proposed programmes and to estbalish the 2025-30 RCP STPIS targets
1 | We have calculated the customer benefit (reduction in customer minutes and customer interrupted) for each of the improvement programmes on the interruptions targted by the programmes over the 5-year period. This improvement been converted to a daily USAIDI and USAFI imrpovement (see worksheets Daily_LRF, Daily_LRRST, Daily_EP, Daily_SE, Daily_UN and Daily Mob Gen). These worksheets detail the full benefit of the improvement programmes.
2 | We then reduced the actual daily USAIDI and USAIFI for the 5-year period by deducting 50% the total improved daily USAIDI and USAIFI associated with each of the proposed programmes. The result is the daily USAIDI and USAIFI detailed in worksheet Daily post Imprv_50%.
3 | The reduced network daily USAIDI from step 2 is used to recalculated the MED threshold for each of the five years (see Worksheet MED calc post improv). This is circa a 0.5 minute reduction in the MED threshold for some years. He combined effect of lower daily network USAIDI and lower MED threshold results in two days no longer being classifed as a MED and one day now being classified as a MED (See worksheet MED adjustnment) for the three days where the MED classification changes.
4 | The resulting overall reliability outcome for each year of the 5-year period is detailed in worksheet Sum_50%, which incorporates both the programmes improvements and the MED classification changes. In adition, it details the regulatory adjustments to the MAIFI definition chnage to 2019-20, the cessation of the 15-minutes planned interruption derogation and exceeding the STPIS Revenue at Risk Capp that occurred in 2019-20.
Worksheet | Comment
2025-30 Targets | Summaries the individual adjustments to the targets and proposes the 2025-30 STPIS Reliability Feeder Category targets and STPIS Telephone GOS target.
Rev Cap Adjust | Details the revenue cap adjustment associated with the 2019-20 regulatory year, where SA Power Network's STPIS incentive was capped at 5% (for both reliability and telephone response)
Improv SUM | Provides the annual reliability improvement for each of the reliability improvement projects and highlights the five years used to establish the average annual improvement to adjust the targets. As the improvement is be implemented progressively over the 5 year RCP, it assumes on average that there will be a 50% improvement for each year of the 5 year RCP.
MED adjustment | The proposed reliability improvement projects would have resulted in two days, one in 2020-21 and the other in 2021-22, no longer being classified as a Major Event day (MED), and another day in 2023-24 (due to the resultant low MED threshold) becoming a MED. This details the net adjustment required to 2025-30 RCP STPIS Targets. To be fair to both customers and distributors any adjustment to targets for funded improvement projects must include any adjustment to the number of MEDs.
Sum | Details the annual feeder category reliability result from 2005-06 and calculates the reward (% annual revenue) that should have applied to the 2019-20 regulatory year with out the STPIS 5% cap. In addition, it details the reliability improvement that would have occurred in total and on MEDs from the approved reliability improvement projects (AER Draft Decision). It highlights that the average improvement overall averages 7.42 minutes withe 3.31 on MEDs. This improvement on MEDs results in two out of 22 MEDs no longer being a MED.
Sum_50% | Details the STPIS reliability result, as if 50% of the imrpovement from all projects had applied to the 5-year period and uses the updated (lower) MED threshold for each year. It provides a check on the target proposed using a differenct method. The result is the same as detailed in the worksheet 2025-30 Targets. In addition, it highlights the chnage in the number of MEDs for 2020/21, 2021/22 and 2023/24.
Daily_Data | Provides the daily reliability data by feeder category from 1 July 2005 onwards. The CBD and Urban feeder category daily data has been back cast prior to 1 July 2020 to aligned it with the CBD boundary change from that date.
Daily post Improv_50% | Details the daily data once 50% of the daily improvement has been applied
2019-20 | Details the adjustment to the 2019-20 reliability outcome due to the MAIFI definition change (from 1 minute to 3 minutes) and the change in the CBD boundary (that applied from 1 July 2020)
Telephone GOS | Details the actual GOS performance for each year 2019-20 to 2023-24 and then applies the an adjustment for the STPIS outcome being capped at +0.5% for four of the five years. Then details the proposed GOS target for 2025-30 RCP.
Daily_LRF | Details the daily improvement in reliability from the low reliability feeder improvement project (LRF) from 1 July 2015 to 30 June 2024
Daily_LRSRT | Details the daily improvement in reliability that result from the Long Rural restoration of supply time (LRRST) improvement project from 1 July 2015 to 30 June 2024
Daily_EP | Details the daily improvement in reliability that result from the Regional (Eyre Peninsula (EP)) improvement project from 1 July 2015 to 30 June 2024
Daily_SE | Details the daily improvement in reliability that result from the Regional (South East (SE)) improvement project from 1 July 2015 to 30 June 2024
Daily_UN | Details the daily improvement in reliability that result from the Regional (Upper North (UN)) improvement project from 1 July 2015 to 30 June 2024
Daily Mob Gen | Details the daily improvement in reliability that result from the Mobile Generation / Resilience project from 1 July 2015 to 30 June 2024
CBD | Details the adjustment to the CBD reliability required to achieve the jurisdictional target of 15 minutes for USAIDIn and 0.15 interruptions for USAIFIn.
Reg Obligations | Details the adjustment in the targets required due to amendments to Regulatory Obligations, which include the MAIFI change (from 1 minute to 3 minutes) and the expiry of the long standing local jurisdictional exemption for notifying customers of planned interruption less than 15 minutes.
Tmed | Details the annual values of Tmed (ie USAIDI MED threshold), using the LN method, since 1 July 2005.
Tmed calc | Calculates the Tmed values from the daily network wide USAIDI values in worksheet "Daily_Data".
MED calc post inprv | Calculates the Tmed value from the daily network wide USAIDI values that were determined by applying 50% of the improvement in USAIDI from all the reliability improvement projects.
Cust Nos | Details the annual average customer numbers by feeder category from 1 July 2005, using the amended CBD boundary that apply from 1 July 2020.
STPIS | Details the targets and incentive rates that were specified in the 2020-25 Distribution Determination

## 2025-30 Targets
| USAIDIn |  |  |  |  | USAIFIn
Reliability | CBD | Urban | Rural Short | Rural Long | Dist Nwk | CBD | Urban | Rural Short | Rural Long | Dist Nwk
Ave 2019-24 (baseline) | 18.5729 | 92.4701 | 167.4228 | 293.9757 | 133.3849 | 0.16779 | 0.84376 | 1.1421 | 1.4296 | 0.97134
Adjustments
2019-20 R@R CAP | 2.7553 | 2.7553 | 2.7553 | 2.7553 | 2.7553 | 0.017137 | 0.017137 | 0.017137 | 0.017137 | 0.017137 | See page 20 of Attachment 10
Low reliability feeders |  | -0.17016 | -0.62774 | -4.2109 | -0.84498 |  | -0.001133 | -0.0026992 | -0.013006 | -0.0031425 | See page 20 of Attachment 10
Poor regional improvement |  |  | -0.46481 | -2.5496 | -0.45251 |  |  | -0.0020353 | -0.012696 | -0.0022101 | See page 21 of Attachment 10
Long rural restoration |  |  |  | -1.6986 | -0.25515 |  |  |  | -0.0061683 | -0.00092642 | See page 21 of Attachment 10
Mobile generators |  |  | -0.66912 | -2.6811 | -0.50203 | [5 empty] | See page 21 of Attachment 10
CBD | -1.8365 |  |  |  |  | -0.0093963 |  |  |  |  | See page 22 of Attachment 10
MAIFI | 0 | -0.002838 | -0.023495 | -0.0023463 | -0.0058106 | 0 | -0.0011349 | -0.0099629 | -0.0012975 | -0.0024622 | See page 24 of Attachment 10
15-minute planned interruptions | 0 | 0.07116 | 0.11848 | 0.12882 | 0.086391 | 0 | 0.01365 | 0.024301 | 0.021326 | 0.016294 | See page 24 of Attachment 10
Days no longer classified as MEDs (ie two less MEDs) | 0 | 0.019321 | -0.70285 | 8.5183 | 1.1939 | 0 | -0.0021252 | -0.0034724 | 0.0041936 | -0.0013548 | See page 23 of Attachment 10
Reliability Targets 2025-30 RCP | 19.4917 | 95.1428 | 167.8086 | 294.2355 | 135.3599 | 0.17553 | 0.87015 | 1.1654 | 1.439 | 0.99468 | See page 24 of Attachment 10
Telephone GOS
Ave 2019-24 (basline) | 88.8%
Adjustment R@R CAP | -0.5307%
Telephone GOS Target 2025-30 RCP | 88.26% | See page 24 of Attachment 10

## Rev Cap Adjust
| USAIDI (excls MEDs) |  |  |  |  | USAIFI (excls MEDs)
| CBD | Urban | Short Rural | Long Rural | STPIS % | CBD | Urban | Short Rural | Long Rural | STPIS % | Total STPIS %
2019-20 | 33.2793 | 84.7355 | 144.738 | 260.4251 |  | 0.18498 | 0.77706 | 1.1717 | 1.3192
Target | 12.48 | 121.5 | 231.06 | 311.7 |  | 0.132 | 1.353 | 1.93 | 2.027
Incentive Rate | 0.003 | 0.0365 | 0.007 | 0.0072 |  | 0.2557 | 3.3786 | 0.9122 | 1.2094
STPIS % | -0.0624% | 1.342% | 0.6043% | 0.3692% | 2.253% | -0.01355% | 1.946% | 0.6917% | 0.856% | 3.48% | 5.733%
STPIS Outcome 2019-20 (capped)
Reliability | 4.5%
Telephone GOS | 0.5%
5%
Reliability % above cap | 1.233%
PSAIDI | 0.7398% | 0.6
PSAIFI | 0.4932%
| PSAIDI |  |  |  |  | PSAIFI
| CBD | Urban | Short Rural | Long Rural |  | CBD | Urban | Short Rural | Long Rural
| 0.04133% | 0.5028% | 0.09643% | 0.09919% |  | 0.02191% | 0.2895% | 0.07816% | 0.1036%
| 13.7763 | 13.7763 | 13.7763 | 13.7763 |  | 0.085684 | 0.085684 | 0.085684 | 0.085684
Annual target adjustment 2025-30 RCP | 2.7553 | 2.7553 | 2.7553 | 2.7553 |  | 0.017137 | 0.017137 | 0.017137 | 0.017137
Note on B2: Grant Cox: Based on the old CBD boundary.
Note on C2: Grant Cox: Based on the old CBD boundary.
Note on G2: Grant Cox: Based on the old CBD boundary.
Note on H2: Grant Cox: Based on the old CBD boundary.

## Improv SUM
Total relaibility improvement summary | [8 empty] | Poor performing regional improvement - summary
| USAIDIn |  |  |  | USAIFIn |  |  |  |  | USAIDIn |  |  |  | USAIFIn
| Urban | Short Rural | Long Rural | Dist Nwk | Urban | Short Rural | Long Rural | Dist Nwk |  | Urban | Short Rural | Long Rural | Dist Nwk | Urban | Short Rural | Long Rural | Dist Nwk
Total adjustment to target | 0.17016 | 1.7617 | 11.1402 | 2.0547 | 0.001133 | 0.0047345 | 0.031871 | 0.006279 | Poor regions - Target adjustment | 0 | 0.46481 | 2.5496 | 0.45251 | 0 | 0.0020353 | 0.012696 | 0.0022101
Low reliability feeders (LRF) | [8 empty] | Eyre Peninsula (EP) Region improvement
| USAIDIn |  |  |  | USAIFIn |  |  |  |  | USAIDIn |  |  |  | USAIFIn
Reg year | Urban | Short Rural | Long Rural | Dist Nwk | Urban | Short Rural | Long Rural | Dist Nwk | Reg year | Urban | Short Rural | Long Rural | Dist Nwk | Urban | Short Rural | Long Rural | Dist Nwk
15-16 | 0.51309 | 2.6125 | 4.2771 | 1.4105 | 0.0043692 | 0.0075909 | 0.017915 | 0.0069726 | 15-16 | 0 | 0 | 5.1566 | 0.83201 | 0 | 0 | 0.0090515 | 0.0014604
16-17 | 0.10715 | 2.0467 | 13.4406 | 2.5197 | 0.0011544 | 0.01289 | 0.046732 | 0.010115 | 16-17 | 0 | 0.61134 | 3.3568 | 0.62494 | 0 | 0.0045442 | 0.013317 | 0.0027781
17-18 | 0.082769 | 1.904 | 5.3898 | 1.1838 | 0.0011277 | 0.010053 | 0.020009 | 0.0053828 | 17-18 | 0 | 0 | 2.2677 | 0.36119 | 0 | 0 | 0.012802 | 0.002039
18-19 | 0.16679 | 1.5715 | 11.3547 | 2.0742 | 0.0017923 | 0.0065437 | 0.040564 | 0.0083759 | 18-19 | 0 | 0.66604 | 10.7313 | 1.7294 | 0 | 0.0028534 | 0.02064 | 0.0035602
19-20 | 0.35726 | 1.331 | 8.7312 | 1.7651 | 0.0029841 | 0.0061189 | 0.031793 | 0.0077823 | 19-20 | 0 | 0.46139 | 5.836 | 0.9508 | 0 | 0.00030348 | 0.023201 | 0.0035525
20-21 | 0.63846 | 2.4341 | 20.4596 | 3.8865 | 0.0034907 | 0.0083179 | 0.041115 | 0.0098496 | 20-21 | 0 | 0.2673 | 3.1184 | 0.50949 | 0 | 0.0022217 | 0.0087637 | 0.0016505
21-22 | 0.41199 | 1.147 | 5.4825 | 1.2797 | 0.001816 | 0.0056084 | 0.024414 | 0.0057605 | 21-22 | 0 | 0 | 2.7398 | 0.4111 | 0 | 0 | 0.0079956 | 0.0011997
22-23 | 0.099761 | 1.0975 | 3.8784 | 0.81452 | 0.00029757 | 0.0052369 | 0.012243 | 0.002827 | 22-23 | 0 | 0 | 1.678 | 0.25078 | 0 | 0 | 0.012827 | 0.001917
23-24 | 0.1941 | 0.26779 | 3.5572 | 0.70398 | 0.0027412 | 0.0017096 | 0.020498 | 0.0052052 | 23-24 | 0 | 0 | 1.0691 | 0.15899 | 0 | 0 | 0.0051454 | 0.00076519
5 year average | 0.34031 | 1.2555 | 8.4218 | 1.69 | 0.0022659 | 0.0053984 | 0.026013 | 0.0062849 | 5 year average | 0 | 0.14574 | 2.8882 | 0.45623 | 0 | 0.00050504 | 0.011586 | 0.001817
LRF Target adjustment | [8 empty] | EP Target adjustment
50% | 0.17016 | 0.62774 | 4.2109 | 0.84498 | 0.001133 | 0.0026992 | 0.013006 | 0.0031425 | 50% | 0 | 0.072869 | 1.4441 | 0.22812 | 0 | 0.00025252 | 0.0057932 | 0.00090849
Long Rural Supply Restoration Time (LRSRT) | [8 empty] | South East (SE) Region improvement
| USAIDIn |  |  |  | USAIFIn |  |  |  |  | USAIDIn |  |  |  | USAIFIn
Reg year | Urban | Short Rural | Long Rural | Dist Nwk | Urban | Short Rural | Long Rural | Dist Nwk | Reg year | Urban | Short Rural | Long Rural | Dist Nwk | Urban | Short Rural | Long Rural | Dist Nwk
15-16 | 0 | 0 | 3.9758 | 0.64149 | 0 | 0 | 0.020535 | 0.0033134 | 15-16 | 0 | 0 | 3.0601 | 0.49374 | 0 | 0 | 0.017347 | 0.002799
16-17 | 0 | 0 | 4.9812 | 0.79939 | 0 | 0 | 0.0305 | 0.0048947 | 16-17 | 0 | 0 | 3.051 | 0.48964 | 0 | 0 | 0.023852 | 0.0038278
17-18 | 0 | 0 | 2.2408 | 0.3569 | 0 | 0 | 0.010916 | 0.0017386 | 17-18 | 0 | 1.461 | 3.0918 | 0.69816 | 0 | 0.011546 | 0.016602 | 0.0042699
18-19 | 0 | 0 | 7.4225 | 1.1276 | 0 | 0 | 0.024875 | 0.003779 | 18-19 | 0 | 0.77782 | 3.8257 | 0.69695 | 0 | 0.0026523 | 0.032461 | 0.0053261
19-20 | 0 | 0 | 3.3214 | 0.50212 | 0 | 0 | 0.012931 | 0.0019549 | 19-20 | 0 | 0.50809 | 1.3238 | 0.2756 | 0 | 0.0027979 | 0.0068851 | 0.0014565
20-21 | 0 | 0 | 5.282 | 0.79568 | 0 | 0 | 0.020388 | 0.0030713 | 20-21 | 0 | 0.0038997 | 1.3201 | 0.19944 | 0 | 0.00013242 | 0.01571 | 0.0023862
21-22 | 0 | 0 | 2.7996 | 0.42009 | 0 | 0 | 0.007522 | 0.0011287 | 21-22 | 0 | 3.1882 | 0.83268 | 0.60167 | 0 | 0.013821 | 0.0061399 | 0.0029879
22-23 | 0 | 0 | 4.4997 | 0.67249 | 0 | 0 | 0.013457 | 0.0020112 | 22-23 | 0 | 0 | 0.31317 | 0.046804 | 0 | 0 | 0.0020272 | 0.00030297
23-24 | 0 | 0 | 1.0836 | 0.16115 | 0 | 0 | 0.0073844 | 0.0010982 | 23-24 | 0 | 0.21922 | 1.2576 | 0.22028 | 0 | 0.0010764 | 0.0087623 | 0.0014664
5 year average | 0 | 0 | 3.3973 | 0.5103 | 0 | 0 | 0.012337 | 0.0018528 | 5 year average | 0 | 0.78389 | 1.0095 | 0.26876 | 0 | 0.0035656 | 0.0079049 | 0.00172
LRSRT Target adjustment | [8 empty] | SE Target adjustment
50% | 0 | 0 | 1.6986 | 0.25515 | 0 | 0 | 0.0061683 | 0.00092642 | 50% | 0 | 0.39194 | 0.50474 | 0.13438 | 0 | 0.0017828 | 0.0039524 | 0.00085999
Mobile generators (MGen) | [8 empty] | Upper North (UN) Region improvement
| USAIDIn | [8 empty] | USAIDIn |  |  |  | USAIFIn
Reg year | Urban | Short Rural | Long Rural | Dist Nwk |  |  |  |  | Reg year | Urban | Short Rural | Long Rural | Dist Nwk | Urban | Short Rural | Long Rural | Dist Nwk
15-16 | 0 | 0 | 8.5013 | 1.3717 |  |  |  |  | 15-16 | 0 | 0 | 4.7331 | 0.76367 | 0 | 0 | 0.014378 | 0.0023199
16-17 | 0.19598 | 0 | 0.8711 | 0.27511 |  |  |  |  | 16-17 | 0 | 0 | 1.0816 | 0.17359 | 0 | 0 | 0.0034551 | 0.00055448
17-18 | 0 | 0 | 4.1292 | 0.65768 |  |  |  |  | 17-18 | 0 | 0 | 5.695 | 0.90708 | 0 | 0 | 0.017205 | 0.0027404
18-19 | 0 | 0 | 4.1056 | 0.62372 |  |  |  |  | 18-19 | 0 | 0 | 8.8511 | 1.3446 | 0 | 0 | 0.012101 | 0.0018383
19-20 | 0 | 0 | 0 | 0 |  |  |  |  | 19-20 | 0 | 0 | 0.89688 | 0.13559 | 0 | 0 | 0.0066475 | 0.0010049
20-21 | 0 | 4.0742 | 14.3232 | 2.7634 |  |  |  |  | 20-21 | 0 | 0 | 0.90152 | 0.1358 | 0 | 0 | 0.0010455 | 0.0001575
21-22 | 0 | 0 | 0.12402 | 0.018608 |  |  |  |  | 21-22 | 0 | 0 | 0.169 | 0.025359 | 0 | 0 | 7.9738e-05 | 1.1965e-05
22-23 | 0 | 0 | 3.6551 | 0.54626 |  |  |  |  | 22-23 | 0 | 0 | 3.5391 | 0.52893 | 0 | 0 | 0.012986 | 0.0019407
23-24 | 0 | 2.6171 | 8.7089 | 1.6921 |  |  |  |  | 23-24 | 0 | 0 | 0.50069 | 0.074459 | 0 | 0 | 0.0087479 | 0.0013009
5 year average | 0 | 1.3382 | 5.3622 | 1.0041 |  |  |  |  | 5 year average | 0 | 0 | 1.2014 | 0.18003 | 0 | 0 | 0.0059013 | 0.00088322
MGen Target adjustment | [8 empty] | UN Target adjustment
50% | 0 | 0.66912 | 2.6811 | 0.50203 |  |  |  |  | 50% | 0 | 0 | 0.60072 | 0.090014 | 0 | 0 | 0.0029506 | 0.00044161
Total improvement from all improvement programmes.
| USAIDIn |  |  |  | USAIFIn
Reg year | Urban | Short Rural | Long Rural | Dist Nwk | Urban | Short Rural | Long Rural | Dist Nwk
19-20 | 0.35726 | 2.3004 | 20.1093 | 3.6292 | 0.0029841 | 0.0092203 | 0.081457 | 0.015751
20-21 | 0.63846 | 6.7795 | 45.4049 | 8.2903 | 0.0034907 | 0.010672 | 0.087022 | 0.017115
21-22 | 0.41199 | 4.3352 | 12.1476 | 2.7565 | 0.001816 | 0.019429 | 0.046152 | 0.011089
22-23 | 0.099761 | 1.0975 | 17.5635 | 2.8598 | 0.00029757 | 0.0052369 | 0.05354 | 0.0089989
23-24 | 0.1941 | 3.1041 | 16.1771 | 3.011 | 0.0027412 | 0.0027861 | 0.050538 | 0.0098358
Average | 0.34031 | 3.5234 | 22.2805 | 4.1094 | 0.0022659 | 0.0094689 | 0.063742 | 0.012558
50% | 0.17016 | 1.7617 | 11.1402 | 2.0547 | 0.001133 | 0.0047345 | 0.031871 | 0.006279

## MED adjustment
No reliability improvements - existing
|  | daily USAIDI |  |  |  |  | daily USAIFI
| MED threshold | CBD | Urban | Short Rural | Long Rural | Dist Syst | CBD | Urban | Short Rural | Long Rural | Dist Syst | Comment
2021-01-11 | 6.103 | 0 | 0.10837 | 0.51118 | 46.8429 | 7.2075 | 0 | 0.0014116 | 0.0061648 | 0.029951 | 0.0064068 | Exceeds MED threshold so excluded from STPIS Outcome.
2022-01-26 | 5.6122 | 0 | 1.2737 | 0.71095 | 34.1477 | 6.1128 | 0 | 0.00325 | 0.0090637 | 0.0727 | 0.014516 | Exceeds MED threshold so excluded from STPIS Outcome.
2023-12-12 | 4.9098 | 0 | 1.2854 | 4.7364 | 20.0739 | 4.5935 | 0 | 0.015288 | 0.032591 | 0.063668 | 0.024994 | Does not exceed MED Threshold so included in STPIS outcome.
Contribution to STPIS outcome |  | 0 | 1.2854 | 4.7364 | 20.0739 | 4.5935 | 0 | 0.0046617 | 0.015229 | 0.10265 | 0.020923
Post reliability improvement projects (50%)
Details the resultant daily SAIDI and SAIFI with half the reliability improvement from all programs applied.
|  | daily USAIDI |  |  |  |  | daily USAIFI
| MED threshold | CBD | Urban | Short Rural | Long Rural | Dist Syst | CBD | Urban | Short Rural | Long Rural | Dist Syst | Comment
2021-01-11 | 5.932 | 0 | 0.10837 | 0.51118 | 33.6814 | 5.2249 | 0 | 0.0014116 | 0.0061648 | 0.029951 | 0.0064068 | Not longer exceeds MED threshold therefore included in STPIS outcome
2022-01-26 | 5.4396 | 0 | 1.2737 | 0.71095 | 28.9842 | 5.338 | 0 | 0.00325 | 0.0090637 | 0.054686 | 0.011813 | Not longer exceeds MED threshold therefore included in STPIS outcome
2023-12-12 | 4.4142 | 0 | 1.2854 | 4.7364 | 20.0739 | 4.5935 | 0 | 0.015288 | 0.032591 | 0.063668 | 0.024994 | Lower MED threshold results in this day now being a MED and excluded from the STPIS Outcome.
|  | 0 | 1.382 | 1.2221 | 62.6656 | 10.5629 | 0 | 0.0046617 | 0.015229 | 0.084637 | 0.01822
Change in STPIS outcome
Details the change in the STPIS reliability impact on the STPIS outcome for the three days. | [11 empty] | Comment
2021-01-11 |  | 0 | 0.10837 | 0.51118 | 33.6814 | 5.2249 | 0 | 0.0014116 | 0.0061648 | 0.029951 | 0.0064068 | Included in STPIS reliability outcome
2022-01-26 |  | 0 | 1.2737 | 0.71095 | 28.9842 | 5.338 | 0 | 0.00325 | 0.0090637 | 0.054686 | 0.011813 | Included in STPIS reliability outcome
2023-12-12 |  | 0 | -1.2854 | -4.7364 | -20.0739 | -4.5935 | 0 | -0.015288 | -0.032591 | -0.063668 | -0.024994 | Excluded from the STPIS reliability outcome.
Net change to STPIS reliability Outcome |  | 0 | 0.096607 | -3.5142 | 42.5917 | 5.9694 | 0 | -0.010626 | -0.017362 | 0.020968 | -0.0067742
As the adjustment is for one year the targets should be adjusted by 1/5 th.
|  | daily USAIDI |  |  |  |  | daily USAIFI
|  | CBD | Urban | Short Rural | Long Rural | Dist Syst | CBD | Urban | Short Rural | Long Rural | Dist Syst
Target adjustment | 20% | 0 | 0.019321 | -0.70285 | 8.5183 | 1.1939 | 0 | -0.0021252 | -0.0034724 | 0.0041936 | -0.0013548
Change in reliability for each year with change in MEDs
|  | daily USAIDI |  |  |  |  | daily USAIFI
2020-21 |  | CBD | Urban | Short Rural | Long Rural | Dist Syst | CBD | Urban | Short Rural | Long Rural | Dist Syst
Actual |  | 23.1401 | 82.5102 | 165.5953 | 295.107 | 126.4443 | 0.16591 | 0.85991 | 1.0677 | 1.3531 | 0.9599
One less MED |  | 23.1401 | 82.6186 | 166.1065 | 328.7884 | 131.6691 | 0.16591 | 0.86132 | 1.0738 | 1.383 | 0.96631
2021-22
Actual |  | 13.2074 | 102.6729 | 149.0896 | 281.028 | 135.7116 | 0.16218 | 0.90603 | 0.94896 | 1.4083 | 0.9823
One less MED |  | 13.2074 | 103.9465 | 149.8005 | 310.0122 | 141.0496 | 0.16218 | 0.90928 | 0.95802 | 1.463 | 0.99411
2023-24
Actual |  | 13.9884 | 90.0948 | 197.4514 | 334.2002 | 142.1193 | 0.12309 | 0.80357 | 1.2955 | 1.6358 | 0.99694
One more MED |  | 13.9884 | 88.8094 | 192.715 | 314.1264 | 137.5258 | 0.12309 | 0.78829 | 1.2629 | 1.5722 | 0.97194
2020-25 STPIS incentive rates |  | 0.0032 | 0.0461 | 0.0086 | 0.0086 |  | 0.2609 | 3.0545 | 0.7309 | 1.0435
Potential financial impact | Annual Rev ($m)
2020-21 | 857.6 | 0 | 0.042846 | 0.037702 | 2.4841 | 2.5647 | 0 | 0.036978 | 0.038642 | 0.26803 | 0.34365 | 2.9083
2021-22 | 881.4 | 0 | 0.51752 | 0.053891 | 2.197 | 2.7684 | 0 | 0.087498 | 0.05839 | 0.50297 | 0.64886 | 3.4173
2023-24 | 873.5815 | 0 | -0.51767 | -0.35583 | -1.5081 | -2.3816 | 0 | -0.40793 | -0.20809 | -0.58039 | -1.1964 | -3.578
[12 empty] | 2.7476 | Net penalty to SA Power Networks if no adjustment for change in MEDs
Note on A9: Grant Cox: We have proposed a 50% adjustment to the STPIS targets due to average improvement over the 5 years.
Note on B12: Grant Cox: MED threshold after adjusting each year using half the improvement for the 5 years period used to set the 2025-30 RCP STPIS
Note on B53: Grant Cox: Annual revenue for the regulatory year escalated by 2 years CPI.

## Sum
Reg Yr | Tmed existing | USAIDIn |  |  |  |  | USAIFIn
|  | CBD | Urban | Rural Short | Rural Long | Dist Nwk | CBD | Urban | Rural Short | Rural Long | Dist Nwk | MEDs
05-06 | 6.006 | 23.7903 | 147.3671 | 187.3525 | 334.783 | 184.4916 | 0.22057 | 1.6665 | 2.0109 | 2.4149 | 1.8322 | 2
06-07 | 6.006 | 22.0531 | 123.8887 | 286.6253 | 422.9917 | 197.1239 | 0.23211 | 1.5472 | 2.1252 | 2.7233 | 1.8198 | 0
07-08 | 6.006 | 25.3989 | 92.4858 | 159.6601 | 265.346 | 129.6369 | 0.24995 | 1.1744 | 1.4565 | 2.0634 | 1.3531 | 1
08-09 | 6.006 | 60.3822 | 96.5145 | 192.9812 | 249.8989 | 136.3955 | 0.40062 | 1.1341 | 1.7902 | 2.017 | 1.3739 | 3
09-10 | 6.006 | 13.6194 | 124.2893 | 282.5742 | 323.2939 | 180.609 | 0.10515 | 1.3846 | 2.2105 | 2.2868 | 1.6493 | 2
10-11 | 6.3 | 19.834 | 122.0127 | 213.8773 | 351.0895 | 172.3571 | 0.16416 | 1.3825 | 1.9537 | 2.2204 | 1.5909 | 5
11-12 | 6.598 | 15.8007 | 95.309 | 205.3503 | 251.8999 | 135.8242 | 0.1944 | 1.1514 | 1.8239 | 1.7333 | 1.3345 | 2
12-13 | 6.025 | 12.6246 | 109.82 | 199.8924 | 241.4046 | 143.3336 | 0.13415 | 1.2354 | 1.6448 | 1.4835 | 1.3257 | 5
13-14 | 6.19 | 15.525 | 131.8115 | 206.511 | 330.3972 | 173.5606 | 0.12876 | 1.3414 | 1.6277 | 2.028 | 1.4834 | 7
14-15 | 6.739 | 8.8388 | 94.046 | 143.0613 | 238.4505 | 123.666 | 0.14494 | 1.0418 | 1.1865 | 1.4587 | 1.1227 | 3
15-16 | 6.174 | 4.4176 | 98.0737 | 174.8316 | 289.3866 | 138.9748 | 0.035008 | 1.0403 | 1.4821 | 1.7002 | 1.201 | 1
16-17 | 5.873 | 14.0828 | 110.8834 | 229.5319 | 264.005 | 151.4142 | 0.078124 | 1.1186 | 1.7118 | 1.4285 | 1.2436 | 9
17-18 | 6.991 | 43.9759 | 96.255 | 155.0782 | 269.2317 | 131.6767 | 0.3898 | 1.0609 | 1.1995 | 1.4798 | 1.1419 | 0
18-19 | 6.6312 | 13.0909 | 99.3719 | 181.0588 | 332.9796 | 146.3579 | 0.093327 | 0.95105 | 1.4596 | 1.6819 | 1.1312 | 4
19-20 | 6.0848 | 29.547 | 84.9204 | 144.7401 | 260.427 | 119.9184 | 0.20931 | 0.77845 | 1.1717 | 1.3192 | 0.91431 | 3
20-21 | 6.103 | 23.1401 | 82.5102 | 165.5953 | 295.107 | 126.4443 | 0.16591 | 0.85991 | 1.0677 | 1.3531 | 0.9599 | 3
21-22 | 5.6122 | 13.2074 | 102.6729 | 149.0896 | 281.028 | 135.7116 | 0.16218 | 0.90603 | 0.94896 | 1.4083 | 0.9823 | 5
22-23 | 4.6543 | 12.9817 | 102.1522 | 180.2378 | 299.1163 | 142.7307 | 0.17846 | 0.87081 | 1.2267 | 1.4313 | 1.0033 | 6
23-24 | 4.9098 | 13.9884 | 90.0948 | 197.4514 | 334.2002 | 142.1193 | 0.12309 | 0.80357 | 1.2955 | 1.6358 | 0.99694 | 5
24-25
2015-20 Incentive rates
Incentive rates |  | 0.003 | 0.0365 | 0.007 | 0.0072 |  | 0.2557 | 3.3786 | 0.9122 | 1.2094
Targets |  | 12.48 | 121.5 | 231.06 | 311.7 |  | 0.132 | 1.353 | 1.93 | 2.027
2019-20 |  | -0.0512% | 1.335% | 0.6042% | 0.3692% | 2.257% | -0.01977% | 1.941% | 0.6917% | 0.856% | 3.469% | 5.726%
Sum including MEDs
Pre-improvement (incl MEDs) | [12 empty] | Pre-improvement (MEDs)
Reg Yr | Tmed | USAIDIn |  |  |  |  | USAIFIn | [5 empty] | Reg Yr | Tmed | USAIDIn |  |  |  |  | USAIFIn
|  | CBD | Urban | Rural Short | Rural Long | Dist Nwk | CBD | Urban | Rural Short | Rural Long | Dist Nwk |  |  |  | CBD | Urban | Rural Short | Rural Long | Dist Nwk | CBD | Urban | Rural Short | Rural Long | Dist Nwk
19-20 |  | 29.6442 | 89.0234 | 161.0091 | 423.2535 | 149.7932 | 0.21086 | 0.81268 | 1.2308 | 1.4796 | 0.97104 |  | 19-20 |  | 0.097207 | 4.103 | 16.2689 | 162.8265 | 29.8748 | 0.0015476 | 0.034225 | 0.059053 | 0.16033 | 0.056729
20-21 |  | 23.1401 | 90.7837 | 200.7458 | 421.7282 | 156.4797 | 0.16591 | 0.91302 | 1.233 | 1.6078 | 1.0597 |  | 20-21 |  | 0 | 8.2735 | 35.1505 | 126.6212 | 30.0354 | 0 | 0.053112 | 0.16531 | 0.25474 | 0.099769
21-22 |  | 13.2074 | 136.0171 | 217.8023 | 372.3025 | 182.7893 | 0.16218 | 1.0332 | 1.0665 | 1.6603 | 1.1258 |  | 21-22 |  | 0 | 33.3442 | 68.7127 | 91.2744 | 47.0777 | 0 | 0.12713 | 0.11757 | 0.25201 | 0.14349
22-23 |  | 14.5924 | 381.1132 | 476.3773 | 461.9926 | 404.8916 | 0.179 | 1.1477 | 1.4673 | 1.6858 | 1.2693 |  | 22-23 |  | 1.6107 | 278.961 | 296.1395 | 162.8763 | 262.1609 | 0.00053563 | 0.27693 | 0.24058 | 0.25448 | 0.26604
23-24 |  | 13.9884 | 147.8332 | 254.596 | 516.209 | 217.8218 | 0.12309 | 0.93457 | 1.4967 | 1.9961 | 1.1717 |  | 23-24 |  | 0 | 57.7384 | 57.1446 | 182.0088 | 75.7025 | 0 | 0.131 | 0.20114 | 0.36029 | 0.17477
24-25 | [12 empty] | 24-25
Average |  | 18.9145 | 168.9541 | 262.1061 | 439.0971 | 222.3551 | 0.16821 | 0.96823 | 1.2989 | 1.6859 | 1.1195 |  |  |  | 0.34158 | 76.484 | 94.6832 | 145.1214 | 88.9703 | 0.00041664 | 0.12448 | 0.15673 | 0.25637 | 0.14816
Post-improvement (incl MEDs) | [12 empty] | Post-improvement (MEDs)
Reg Yr | Tmed | USAIDIn |  |  |  |  | USAIFIn | [5 empty] | Reg Yr | Tmed | USAIDIn |  |  |  |  | USAIFIn
|  | CBD | Urban | Rural Short | Rural Long | Dist Nwk | CBD | Urban | Rural Short | Rural Long | Dist Nwk |  |  |  | CBD | Urban | Rural Short | Rural Long | Dist Nwk | CBD | Urban | Rural Short | Rural Long | Dist Nwk
19-20 |  | 27.8077 | 88.8188 | 159.4021 | 405.2677 | 146.6937 | 0.20146 | 0.81111 | 1.2256 | 1.4257 | 0.96104 |  | 19-20 |  | 0.097207 | 4.077 | 15.8121 | 154.8953 | 28.5899 | 0.0015476 | 0.034149 | 0.058483 | 0.14722 | 0.05461
20-21 |  | 21.3036 | 90.4645 | 197.2097 | 385.0124 | 150.2018 | 0.15651 | 0.91128 | 1.2271 | 1.5616 | 1.0506 |  | 20-21 |  | 0 | 8.2735 | 35.0042 | 112.6079 | 27.9027 | 0 | 0.053112 | 0.1648 | 0.25206 | 0.099288
21-22 |  | 11.371 | 135.6933 | 215.6347 | 360.1175 | 180.4125 | 0.15279 | 1.0318 | 1.0568 | 1.6153 | 1.1166 |  | 21-22 |  | 0 | 33.2264 | 68.7127 | 85.1633 | 46.0791 | 0 | 0.12664 | 0.11757 | 0.23009 | 0.13987
22-23 |  | 12.7559 | 381.0633 | 475.7998 | 440.3641 | 401.5374 | 0.1696 | 1.1476 | 1.4646 | 1.6478 | 1.2631 |  | 22-23 |  | 1.6107 | 278.961 | 296.1107 | 150.0294 | 260.2366 | 0.00053563 | 0.27693 | 0.24047 | 0.24329 | 0.26435
23-24 |  | 12.152 | 146.1386 | 252.7096 | 502.9198 | 214.3864 | 0.1137 | 0.9332 | 1.4927 | 1.9635 | 1.1653 |  | 23-24 |  | 0 | 56.1409 | 56.8103 | 176.8082 | 73.7726 | 0 | 0.131 | 0.19858 | 0.35297 | 0.17329
24-25 | [12 empty] | 24-25
Average |  | 17.078 | 168.4357 | 260.1512 | 418.7363 | 218.6464 | 0.15881 | 0.96699 | 1.2934 | 1.6428 | 1.1113 |  |  |  | 0.34158 | 76.1358 | 94.49 | 135.9008 | 87.3162 | 0.00041664 | 0.12437 | 0.15598 | 0.24512 | 0.14628
Improvement (including MEDs) | [12 empty] | Improvement (MEDs)
19-20 |  | 1.8365 | 0.20464 | 1.607 | 17.9858 | 3.0995 | 0.0093963 | 0.0015674 | 0.0051801 | 0.053843 | 0.009995 |  | 19-20 |  | 0 | 0.026008 | 0.45678 | 7.9312 | 1.2849 | 0 | 7.5395e-05 | 0.00056994 | 0.013114 | 0.0021195
20-21 |  | 1.8365 | 0.31923 | 3.5361 | 36.7157 | 6.2778 | 0.0093963 | 0.0017453 | 0.005851 | 0.046194 | 0.0090382 |  | 20-21 |  | 0 | 0 | 0.1463 | 14.0133 | 2.1327 | 0 | 0 | 0.00051496 | 0.0026828 | 0.0004807
21-22 |  | 1.8365 | 0.32373 | 2.1676 | 12.1849 | 2.3768 | 0.0093963 | 0.0013946 | 0.0097147 | 0.045 | 0.0091713 |  | 21-22 |  | 0 | 0.11774 | 0 | 6.1112 | 0.99857 | 0 | 0.00048656 | 0 | 0.021924 | 0.0036269
22-23 |  | 1.8365 | 0.049881 | 0.57751 | 21.6285 | 3.3542 | 0.0093963 | 0.00014878 | 0.0027326 | 0.037956 | 0.0061884 |  | 22-23 |  | 0 | 0 | 0.028768 | 12.8468 | 1.9243 | 0 | 0 | 0.00011416 | 0.011186 | 0.001689
23-24 |  | 1.8365 | 1.6946 | 1.8863 | 13.2892 | 3.4354 | 0.0093963 | 0.0013706 | 0.0039504 | 0.032589 | 0.0063944 |  | 23-24 |  | 0 | 1.5975 | 0.33429 | 5.2006 | 1.9299 | 0 | 0 | 0.0025574 | 0.0073199 | 0.0014765
Average |  | 1.8365 | 0.51841 | 1.9549 | 20.3608 | 3.7088 | 0.0093963 | 0.0012453 | 0.0054858 | 0.043116 | 0.0081575 | See page 22 of Attachment 10 |  |  | 0 | 0.34825 | 0.19323 | 9.2206 | 1.6541 | 0 | 0.00011239 | 0.00075129 | 0.011245 | 0.0018785 | See page 22 of Attachment 10

## Sum_50%
Reg Yr | Tmed | USAIDIn |  |  |  |  | USAIFIn |  |  |  |  | MEDs
|  | CBD | Urban | Rural Short | Rural Long | Dist Nwk | CBD | Urban | Rural Short | Rural Long | Dist Nwk | Post Imprv | Existing
13-14 | 6.19 | 15.525 | 131.8115 | 206.511 | 329.3309 | 173.3871 | 0.12876 | 1.3414 | 1.6277 | 2.028 | 1.4834 | 7 | 7
14-15 | 6.739 | 8.8388 | 94.046 | 142.7457 | 238.4505 | 123.6223 | 0.14494 | 1.0418 | 1.1865 | 1.4587 | 1.1227 | 3 | 3
15-16 | 6.174 | 4.4176 | 97.8172 | 173.5254 | 274.5347 | 136.2183 | 0.035008 | 1.0382 | 1.4783 | 1.6606 | 1.1925 | 1 | 1
16-17 | 5.873 | 14.0828 | 110.7318 | 228.2029 | 250.6139 | 148.973 | 0.078124 | 1.118 | 1.703 | 1.3695 | 1.2325 | 9 | 9
17-18 | 6.991 | 43.9759 | 96.2136 | 153.3957 | 257.8245 | 129.5943 | 0.3898 | 1.0604 | 1.1887 | 1.441 | 1.1338 | 0 | 0
18-19 | 6.5189 | 13.0909 | 99.2885 | 179.5511 | 309.8341 | 142.5596 | 0.093327 | 0.95015 | 1.4536 | 1.6166 | 1.1198 | 4 | 4
19-20 | 5.937 | 29.547 | 84.7418 | 143.5899 | 250.3724 | 118.1038 | 0.20931 | 0.77696 | 1.1671 | 1.2785 | 0.90643 | 3 | 3 | 29.547 | 84.7418 | 143.5899 | 250.3724 | 118.1038 | 0.20931 | 0.77696 | 1.1671 | 1.2785 | 0.90643 | 119.9184
20-21 | 5.932 | 23.1401 | 82.2993 | 162.7167 | 306.086 | 127.524 | 0.16591 | 0.85958 | 1.0685 | 1.3395 | 0.95775 | 2 | 3 | 23.1401 | 82.1909 | 162.2056 | 272.4046 | 122.2991 | 0.16591 | 0.85817 | 1.0623 | 1.3096 | 0.95135 | 126.4443
21-22 | 5.4396 | 13.2074 | 103.7405 | 147.6329 | 303.9384 | 139.6714 | 0.16218 | 0.90838 | 0.94831 | 1.4399 | 0.98857 | 4 | 5 | 13.2074 | 102.4669 | 146.922 | 274.9542 | 134.3334 | 0.16218 | 0.90513 | 0.93924 | 1.3852 | 0.97675 | 135.7116
22-23 | 4.5265 | 12.9817 | 102.1023 | 179.6891 | 290.3346 | 141.3008 | 0.17846 | 0.87066 | 1.2241 | 1.4045 | 0.99876 | 6 | 6 | 12.9817 | 102.1023 | 179.6891 | 290.3376 | 141.3013 | 0.17846 | 0.87066 | 1.2241 | 1.4045 | 0.99876 | 142.7307
23-24 | 4.4142 | 13.9884 | 88.7123 | 191.163 | 306.0378 | 136.0204 | 0.12309 | 0.78692 | 1.2615 | 1.5469 | 0.96703 | 6 | 5 | 13.9884 | 89.9978 | 195.8994 | 326.1183 | 140.6148 | 0.12309 | 0.8022 | 1.2941 | 1.6106 | 0.99202 | 142.1193
24-25
Change in the number of MEDs
Columns M and N, highlight that there is one fewer MED in each of 2020-21 and 2021-22, and one more MED in 23-24.
The total of two fewer MEDs results from the improvement in reliability on two MED day, resulting tin those days no longer exceeding the MED threshold, despite the lower MED threshold
The lower MED threshold in 2023-24 result in one extra day exceeding the MED threshold and therefore would be excluded from the STPIS reliability outcome.
Ave 2025-30 STPIS TSP |  | 18.5729 | 92.3193 | 164.9583 | 291.3538 | 132.5241 | 0.16779 | 0.8405 | 1.1339 | 1.4019 | 0.96371
Adjustment non-relaibility improvement (except CBD)
2019-20 STPIS Rev Cap |  | 2.7553 | 2.7553 | 2.7553 | 2.7553 | 2.7553 | 0.017137 | 0.017137 | 0.017137 | 0.017137 | 0.017137
2019-20 MAIFI definition |  | 0 | -0.002838 | -0.023495 | -0.0023463 | -0.0058106 | 0 | -0.0011349 | -0.0099629 | -0.0012975 | -0.0024622
Expiry 15-Minute Planned Int |  | 0 | 0.07116 | 0.11848 | 0.12882 | 0.086391 | 0 | 0.01365 | 0.024301 | 0.021326 | 0.016294
CBD improvement |  | -1.8365 | 0 | 0 | 0 | -0.013554 | -0.0093963 | 0 | 0 | 0 | -6.9351e-05
2025-30 RCP targets |  | 19.4917 | 95.1428 | 167.8086 | 294.2355 | 135.3464 | 0.17553 | 0.87015 | 1.1654 | 1.439 | 0.99461
As proposed |  | 19.4917 | 95.1428 | 167.8086 | 294.2355 | 135.3599 | 0.17553 | 0.87015 | 1.1654 | 1.439 | 0.99468
Note: CBD relaibility imrpovement not included in the daily 50% improvement data.
Note on A21: Grant Cox: Averages the performance over the 2019-20 to 2023-24 which alighs with the 2025-30 STPIS Target setting period.
Note on A27: Grant Cox: Included as no detailed modelling on what interruptions will be improved

## Daily_Data
|  |  |  | daily USAIDI |  |  |  |  | daily USAIFI
Date | Reg Yr | Non-MED | LN MED | CBD | Urban | Rural Short | Rural Long | Dist Syst | CBD | Urban | Rural Short | Rural Long | Dist Syst | Month
2005-07-01 | 05-06 | 05-06 |  | 0 | 0.17104 | 0.13276 | 0.55786 | 0.23218 | 0 | 0.00036017 | 0.0010248 | 0.0043056 | 0.0011355 | 7
2005-07-02 | 05-06 | 05-06 |  | 0 | 0.17257 | 0.15281 | 0 | 0.1385 | 0 | 0.0063349 | 0.0018964 | 0 | 0.0045867 | 7
2005-07-03 | 05-06 | 05-06 |  | 0 | 0.59966 | 0.31305 | 0.15836 | 0.47972 | 0 | 0.0069033 | 0.003994 | 0.0008376 | 0.0054027 | 7
2005-07-04 | 05-06 | 05-06 |  | 0 | 0.058847 | 0.12873 | 0.63581 | 0.16852 | 0 | 0.00034329 | 0.00061299 | 0.0046362 | 0.0011265 | 7
2005-07-05 | 05-06 | 05-06 |  | 0 | 0.07449 | 0.0010057 | 0.080821 | 0.065194 | 0 | 0.00029451 | 9.578e-06 | 0.00035267 | 0.0002643 | 7
2005-07-06 | 05-06 | 05-06 |  | 0 | 0.01382 | 0.0064651 | 0.46549 | 0.091602 | 0 | 0.0004202 | 4.789e-05 | 0.005033 | 0.0011727 | 7
2005-07-07 | 05-06 | 05-06 |  | 0 | 0.10037 | 0.038762 | 0.0372 | 0.080335 | 0 | 0.00039581 | 0.00052679 | 0.00040411 | 0.00041184 | 7
2005-07-08 | 05-06 | 05-06 |  | 0 | 0.42772 | 0 | 0.0046215 | 0.29334 | 0 | 0.0061979 | 0 | 0.00027185 | 0.0042865 | 7
2005-07-09 | 05-06 | 05-06 |  | 0 | 0.071565 | 0.55722 | 1.4031 | 0.36859 | 0 | 0.000257 | 0.0054403 | 0.013585 | 0.0032768 | 7
2005-07-10 | 05-06 | 05-06 |  | 0 | 0.12094 | 0.1351 | 0.11607 | 0.12108 | 0 | 0.002418 | 0.0031703 | 0.003659 | 0.0027174 | 7
2005-07-11 | 05-06 | 05-06 |  | 0 | 0.85236 | 0.053637 | 0.81458 | 0.73239 | 0 | 0.0058359 | 0.00041185 | 0.0059587 | 0.0050871 | 7
2005-07-12 | 05-06 | 05-06 |  | 0 | 0.47532 | 0.12207 | 0.113 | 0.36117 | 0 | 0.0033916 | 0.00064173 | 0.0013666 | 0.0026443 | 7
2005-07-13 | 05-06 | 05-06 |  | 0 | 0.039287 | 0.086374 | 0.4232 | 0.11234 | 0 | 0.0029995 | 0.00079497 | 0.0048713 | 0.0030086 | 7
2005-07-14 | 05-06 | 05-06 |  | 0 | 0.21068 | 0.02246 | 0.071394 | 0.15957 | 0 | 0.0045678 | 0.0003065 | 0.00074209 | 0.0032947 | 7
2005-07-15 | 05-06 | 05-06 |  | 0 | 0.49231 | 0.18707 | 0.0051652 | 0.36267 | 0 | 0.0044421 | 0.0018294 | 0.00024246 | 0.0033255 | 7
2005-07-16 | 05-06 | 05-06 |  | 0 | 0.090947 | 1.6603 | 0.066508 | 0.29622 | 0 | 0.00064531 | 0.026167 | 0.00060983 | 0.004053 | 7
2005-07-17 | 05-06 | 05-06 |  | 0 | 0.067905 | 0.0034481 | 0.22163 | 0.085605 | 0 | 0.0033109 | 9.578e-06 | 0.0013372 | 0.0024993 | 7
2005-07-18 | 05-06 | 05-06 |  | 0 | 0.065078 | 1.2152 | 0.071027 | 0.21969 | 0 | 0.00062467 | 0.020334 | 0.0012711 | 0.003373 | 7
2005-07-19 | 05-06 | 05-06 |  | 0 | 0.36611 | 0.1334 | 0.041491 | 0.27551 | 0 | 0.0030164 | 0.00041185 | 0.0005731 | 0.0022183 | 7
2005-07-20 | 05-06 | 05-06 |  | 0 | 0.032607 | 0.43496 | 0.017942 | 0.083697 | 0 | 0.00014444 | 0.0018773 | 0.0010948 | 0.00054142 | 7
2005-07-21 | 05-06 | 05-06 |  | 0 | 0.31443 | 0.14334 | 0.17989 | 0.26566 | 0 | 0.0014988 | 0.00066088 | 0.00079352 | 0.0012522 | 7
2005-07-22 | 05-06 | 05-06 |  | 0 | 0.15224 | 2.1518 | 0.0017707 | 0.39267 | 0 | 0.0017089 | 0.02543 | 1.4695e-05 | 0.0045777 | 7
2005-07-23 | 05-06 | 05-06 |  | 0 | 0.77603 | 0.0013218 | 0.0034753 | 0.53154 | 0 | 0.010195 | 9.578e-06 | 5.1432e-05 | 0.0069833 | 7
2005-07-24 | 05-06 | 05-06 |  | 0 | 0.64792 | 0.0011015 | 0.056538 | 0.45316 | 0 | 0.0082539 | 9.578e-06 | 0.0020426 | 0.0060031 | 7
2005-07-25 | 05-06 | 05-06 |  | 0 | 0.22349 | 0.20857 | 0.0012491 | 0.18101 | 0 | 0.0051756 | 0.0010536 | 0.00016164 | 0.0037091 | 7
2005-07-26 | 05-06 | 05-06 |  | 0 | 0.090461 | 0.076978 | 0.14335 | 0.097214 | 0 | 0.0015495 | 0.00083329 | 0.0010433 | 0.0013536 | 7
2005-07-27 | 05-06 | 05-06 |  | 0 | 0.17832 | 0.017164 | 0.10772 | 0.14307 | 0 | 0.0036861 | 0.00014367 | 0.00079352 | 0.0026789 | 7
2005-07-28 | 05-06 | 05-06 |  | 0 | 0.018451 | 0.0022125 | 0.17827 | 0.044045 | 0 | 0.00020822 | 6.7046e-05 | 0.00093312 | 0.00031433 | 7
2005-07-29 | 05-06 | 05-06 |  | 0 | 0.11565 | 0.0034481 | 0.020602 | 0.083159 | 0 | 0.0019059 | 9.578e-06 | 0.00023512 | 0.0013459 | 7
2005-07-30 | 05-06 | 05-06 |  | 0 | 0.021895 | 0.17724 | 0 | 0.038717 | 0 | 7.1284e-05 | 0.0054882 | 0 | 0.00078391 | 7
2005-07-31 | 05-06 | 05-06 |  | 0.075551 | 0.0016114 | 0.17585 | 0.062673 | 0.036064 | 0.00020986 | 1.5007e-05 | 0.00048848 | 0.00080086 | 0.00021683 | 7
2005-08-01 | 05-06 | 05-06 |  | 0.013641 | 0.045089 | 0.0032278 | 0.13039 | 0.054123 | 0.00020986 | 0.0027688 | 1.9156e-05 | 0.0011756 | 0.0021028 | 8
2005-08-02 | 05-06 | 05-06 |  | 0 | 0.16257 | 0.00045974 | 0.21684 | 0.14911 | 0 | 0.0033578 | 9.578e-06 | 0.0014474 | 0.0025506 | 8
2005-08-03 | 05-06 | 05-06 |  | 0 | 0.069644 | 0.00088118 | 0.37364 | 0.11299 | 0 | 0.00020635 | 9.578e-06 | 0.00076413 | 0.00027584 | 8
2005-08-04 | 05-06 | 05-06 |  | 0 | 0.18977 | 0.49174 | 0.18599 | 0.22814 | 0 | 0.004232 | 0.062956 | 0.018662 | 0.014586 | 8
2005-08-05 | 05-06 | 05-06 |  | 0 | 0.021764 | 0.13778 | 0.14418 | 0.058517 | 0 | 0.00040144 | 0.0011015 | 0.0021895 | 0.00080444 | 8
2005-08-06 | 05-06 | 05-06 |  | 0 | 0.036803 | 0.08965 | 0.28672 | 0.087246 | 0 | 0.00053275 | 0.00024903 | 0.0022997 | 0.00079931 | 8
2005-08-07 | 05-06 | 05-06 |  | 0 | 0.30577 | 0.014108 | 0.1171 | 0.23146 | 0 | 0.0077062 | 0.00022987 | 0.00069065 | 0.0054219 | 8
2005-08-08 | 05-06 | 05-06 |  | 0 | 0.70327 | 0.27632 | 0.30402 | 0.57109 | 0 | 0.019997 | 0.00086202 | 0.0081923 | 0.015223 | 8
2005-08-09 | 05-06 | 05-06 |  | 0 | 0.078497 | 0.22373 | 0.34448 | 0.14381 | 0 | 0.00036767 | 0.0017049 | 0.0033724 | 0.0010687 | 8
2005-08-10 | 05-06 | 05-06 |  | 0 | 0.014133 | 0.24238 | 0.014504 | 0.044666 | 0 | 0.000257 | 0.00096738 | 0.00061718 | 0.00041312 | 8
2005-08-11 | 05-06 | 05-06 |  | 0 | 0.16186 | 0.03995 | 0.10321 | 0.13408 | 0 | 0.000786 | 0.0044825 | 0.0011535 | 0.0013394 | 8
2005-08-12 | 05-06 | 05-06 |  | 0 | 0.0095764 | 0.075398 | 0.52898 | 0.10902 | 0 | 0.0001088 | 0.00033523 | 0.0064583 | 0.0012471 | 8
2005-08-13 | 05-06 | 05-06 |  | 0 | 0.0011743 | 0.053158 | 0.17812 | 0.039026 | 0 | 1.3131e-05 | 0.0004789 | 0.0011315 | 0.00027071 | 8
2005-08-14 | 05-06 | 05-06 |  | 0 | 0.36593 | 0.76304 | 0.63169 | 0.46279 | 0 | 0.0052093 | 0.013869 | 0.00698 | 0.0066395 | 8
2005-08-15 | 05-06 | 05-06 |  | 0 | 0.088131 | 0.21743 | 0.089432 | 0.10502 | 0 | 0.00048023 | 0.00073751 | 0.00088169 | 0.0005812 | 8
2005-08-16 | 05-06 | 05-06 |  | 0 | 0.038118 | 0.2193 | 0.032799 | 0.061173 | 0 | 0.00015945 | 0.0025573 | 0.00062453 | 0.00056067 | 8
2005-08-17 | 05-06 | 05-06 |  | 0 | 0.069642 | 0.028964 | 0.16159 | 0.079728 | 0 | 0.00053275 | 0.0024137 | 0.00076413 | 0.00082112 | 8
2005-08-18 | 05-06 | 05-06 |  | 0 | 0.053652 | 0.34672 | 0.81021 | 0.22462 | 0 | 0.0012081 | 0.0024137 | 0.010742 | 0.0030253 | 8
2005-08-19 | 05-06 | 05-06 |  | 0 | 0.26928 | 0.0062353 | 0.027758 | 0.18985 | 0 | 0.006016 | 2.8734e-05 | 0.00019103 | 0.0041518 | 8
2005-08-20 | 05-06 | 05-06 |  | 0 | 0.18183 | 0 | 12.9502 | 2.3857 | 0 | 0.0025456 | 0 | 0.024143 | 0.0059569 | 8
2005-08-21 | 05-06 | 05-06 |  | 0 | 0.272 | 0.038877 | 0.43294 | 0.26684 | 0 | 0.0042358 | 0.0043197 | 0.0019177 | 0.0038105 | 8
2005-08-22 | 05-06 | 05-06 |  | 0 | 0.058404 | 0.15966 | 0.35287 | 0.12295 | 0 | 0.00042395 | 0.0019443 | 0.004357 | 0.0013112 | 8
2005-08-23 | 05-06 | 05-06 |  | 0.0073452 | 0.042553 | 0.0044059 | 0.034342 | 0.035735 | 0.00020986 | 0.00027576 | 2.8734e-05 | 0.0034092 | 0.00078904 | 8
2005-08-24 | 05-06 | 05-06 |  | 0 | 0.06185 | 0.13583 | 0.22809 | 0.10033 | 0 | 0.00022886 | 0.00068962 | 0.005753 | 0.0012535 | 8
2005-08-25 | 05-06 | 05-06 |  | 0 | 0.022685 | 0.13999 | 0.13873 | 0.058492 | 0 | 0.0003189 | 0.00070877 | 0.00091107 | 0.00047214 | 8
2005-08-26 | 05-06 | 05-06 |  | 0 | 0.11999 | 0.26485 | 0.015018 | 0.12017 | 0 | 0.0022454 | 0.0085436 | 0.001227 | 0.0028944 | 8
2005-08-27 | 05-06 | 05-06 |  | 0 | 0.64975 | 0.092734 | 0.0060102 | 0.45786 | 0 | 0.0048229 | 0.00090033 | 6.6126e-05 | 0.0034307 | 8
2005-08-28 | 05-06 | 05-06 |  | 0 | 0.36742 | 0 | 0.015518 | 0.254 | 0 | 0.0090606 | 0 | 0.00015429 | 0.0062238 | 8
2005-08-29 | 05-06 | 05-06 |  | 0 | 0.090065 | 5.0436 | 8.691 | 2.2548 | 0 | 0.0025718 | 0.028705 | 0.033673 | 0.011484 | 8
2005-08-30 | 05-06 |  | MED | 0 | 6.3302 | 2.5127 | 16.7966 | 7.5991 | 0 | 0.03754 | 0.0064747 | 0.051902 | 0.035606 | 8
2005-08-31 | 05-06 | 05-06 |  | 0 | 6.8114 | 4.4085 | 3.9491 | 5.9387 | 0 | 0.028172 | 0.0086968 | 0.022424 | 0.024349 | 8
2005-09-01 | 05-06 | 05-06 |  | 0 | 0.89596 | 0.014195 | 0.10566 | 0.63314 | 0 | 0.013604 | 0.0044442 | 0.0098014 | 0.011611 | 9
2005-09-02 | 05-06 | 05-06 |  | 0 | 0.017048 | 0.018294 | 0.00030124 | 0.014163 | 0 | 0.0030239 | 0.00055552 | 1.4695e-05 | 0.0021452 | 9
2005-09-03 | 05-06 | 05-06 |  | 0 | 0.6478 | 0.35721 | 0.47525 | 0.57389 | 0 | 0.0054663 | 0.0040802 | 0.0044231 | 0.0050576 | 9
2005-09-04 | 05-06 | 05-06 |  | 0 | 0.033027 | 0.0030171 | 0.10674 | 0.041631 | 0 | 0.00030202 | 9.578e-06 | 0.00056575 | 0.00030664 | 9
2005-09-05 | 05-06 | 05-06 |  | 0 | 0.66906 | 0.012911 | 0.048081 | 0.46772 | 0 | 0.011698 | 0.0013218 | 0.00034533 | 0.0082381 | 9
2005-09-06 | 05-06 | 05-06 |  | 0.075551 | 1.2759 | 0.045869 | 0 | 0.87922 | 0.0037775 | 0.016476 | 0.0013313 | 0 | 0.01147 | 9
2005-09-07 | 05-06 | 05-06 |  | 0 | 0.091763 | 0.08352 | 0.0013813 | 0.074189 | 0 | 0.00043896 | 0.00051721 | 7.3474e-06 | 0.00037079 | 9
2005-09-08 | 05-06 | 05-06 |  | 0.39077 | 0.81625 | 0.057861 | 0 | 0.56841 | 0.0048269 | 0.016662 | 0.00068962 | 0 | 0.011517 | 9
2005-09-09 | 05-06 | 05-06 |  | 0 | 0.075139 | 0.22205 | 0.42782 | 0.15584 | 0 | 0.0038493 | 0.001475 | 0.0023438 | 0.0032396 | 9
2005-09-10 | 05-06 | 05-06 |  | 0 | 0.53788 | 0.33856 | 0.046766 | 0.42139 | 0 | 0.0062392 | 0.0034768 | 1.4695e-05 | 0.0047355 | 9
2005-09-11 | 05-06 | 05-06 |  | 0 | 0.24224 | 0 | 0.54036 | 0.26003 | 0 | 0.0089349 | 0 | 0.0047831 | 0.0069461 | 9
2005-09-12 | 05-06 | 05-06 |  | 0 | 0.11098 | 0 | 0.0076413 | 0.077238 | 0 | 0.0041026 | 0 | 1.4695e-05 | 0.0028085 | 9
2005-09-13 | 05-06 | 05-06 |  | 0 | 0.55968 | 0.98306 | 0.57395 | 0.61469 | 0 | 0.0075411 | 0.010747 | 0.0065392 | 0.007739 | 9
2005-09-14 | 05-06 | 05-06 |  | 0 | 0.13518 | 0.063138 | 0 | 0.10091 | 0 | 0.0022173 | 0.0011781 | 0 | 0.0016743 | 9
2005-09-15 | 05-06 | 05-06 |  | 0 | 0.77943 | 0.0042526 | 1.2846 | 0.75796 | 0 | 0.0050743 | 9.578e-06 | 0.0040998 | 0.0041877 | 9
2005-09-16 | 05-06 | 05-06 |  | 0 | 0.42619 | 0.0020401 | 0.39003 | 0.35987 | 0 | 0.0048567 | 9.578e-06 | 0.006304 | 0.0044238 | 9
2005-09-17 | 05-06 | 05-06 |  | 0 | 1.1199 | 0.047804 | 0.036355 | 0.77873 | 0 | 0.0114 | 0.00029692 | 0.00030859 | 0.0078904 | 9
2005-09-18 | 05-06 | 05-06 |  | 0 | 0.29529 | 0.0014175 | 0.24431 | 0.24481 | 0 | 0.0023467 | 9.578e-06 | 0.00096985 | 0.0017757 | 9
2005-09-19 | 05-06 | 05-06 |  | 0 | 0.020644 | 0.76327 | 0.10972 | 0.13552 | 0 | 0.00017071 | 0.0041281 | 0.0052166 | 0.0015807 | 9
2005-09-20 | 05-06 | 05-06 |  | 0 | 0.085507 | 0.017269 | 0.20727 | 0.096988 | 0 | 0.00062467 | 0.00012451 | 0.0013372 | 0.00067742 | 9
2005-09-21 | 05-06 | 05-06 |  | 0 | 0.34556 | 0.04629 | 0 | 0.24255 | 0 | 0.0066913 | 0.00041185 | 0 | 0.0046316 | 9
2005-09-22 | 05-06 | 05-06 |  | 0 | 0.0083346 | 0.044365 | 0.8563 | 0.16117 | 0 | 0.00038831 | 0.017461 | 0.0058926 | 0.0036334 | 9
2005-09-23 | 05-06 | 05-06 |  | 0 | 1.012 | 0.03564 | 0.071284 | 0.70938 | 0 | 0.0062017 | 0.00058426 | 0.00036002 | 0.0043827 | 9
2005-09-24 | 05-06 | 05-06 |  | 0 | 0.27207 | 0.45256 | 0.15458 | 0.27369 | 0 | 0.0044477 | 0.0035917 | 0.00074209 | 0.0036527 | 9
2005-09-25 | 05-06 | 05-06 |  | 0 | 0.10198 | 0.0011877 | 0.12529 | 0.091782 | 0 | 0.00057965 | 9.578e-06 | 0.00063922 | 0.00050935 | 9
2005-09-26 | 05-06 | 05-06 |  | 0 | 0.57694 | 0 | 0.042189 | 0.40196 | 0 | 0.006061 | 0 | 0.00063922 | 0.004257 | 9
2005-09-27 | 05-06 | 05-06 |  | 0 | 0.20786 | 0.0049806 | 0.0011168 | 0.14303 | 0 | 0.0012962 | 2.8734e-05 | 7.3474e-06 | 0.00089168 | 9
2005-09-28 | 05-06 | 05-06 |  | 0.094858 | 0.63975 | 0.24758 | 3.4707 | 1.0773 | 0.00083945 | 0.014853 | 0.001111 | 0.039771 | 0.017258 | 9
2005-09-29 | 05-06 | 05-06 |  | 0 | 0.3294 | 0.1399 | 0.24955 | 0.28761 | 0 | 0.0063968 | 0.00064173 | 0.00090373 | 0.0046188 | 9
2005-09-30 | 05-06 | 05-06 |  | 0 | 0.66944 | 0.0019826 | 0.0013299 | 0.45835 | 0 | 0.0064887 | 1.9156e-05 | 1.4695e-05 | 0.004443 | 9
2005-10-01 | 05-06 | 05-06 |  | 0 | 0.066512 | 0.25267 | 2.0643 | 0.43981 | 0 | 0.00063218 | 0.0033427 | 0.031484 | 0.0063778 | 10
2005-10-02 | 05-06 | 05-06 |  | 0 | 0.056425 | 0.0095684 | 0 | 0.039873 | 0 | 0.00035079 | 4.789e-05 | 0 | 0.00024634 | 10
2005-10-03 | 05-06 | 05-06 |  | 0 | 0.10092 | 0.067582 | 0.30267 | 0.13092 | 0 | 0.0015232 | 0.00093864 | 0.001756 | 0.0014742 | 10
2005-10-04 | 05-06 | 05-06 |  | 0 | 0.10601 | 0.00059384 | 0.27093 | 0.11989 | 0 | 0.0031609 | 9.578e-06 | 0.013673 | 0.0045508 | 10
2005-10-05 | 05-06 | 05-06 |  | 0 | 0.039889 | 2.5777 | 1.0616 | 0.55795 | 0 | 0.00029827 | 0.012566 | 0.0038427 | 0.0025583 | 10
2005-10-06 | 05-06 | 05-06 |  | 0 | 1.7183 | 0.10596 | 0.077449 | 1.2029 | 0 | 0.0081114 | 0.012327 | 0.00050697 | 0.0072874 | 10
2005-10-07 | 05-06 | 05-06 |  | 0 | 1.0619 | 5.6734 | 15.9284 | 4.2676 | 0 | 0.0086966 | 0.010162 | 0.062879 | 0.018289 | 10
2005-10-08 | 05-06 | 05-06 |  | 0 | 2.7061 | 3.1685 | 6.0639 | 3.3341 | 0 | 0.023561 | 0.031081 | 0.028493 | 0.025253 | 10
2005-10-09 | 05-06 | 05-06 |  | 0 | 0.56624 | 0.31627 | 0.0042174 | 0.43037 | 0 | 0.012137 | 0.0010344 | 1.4695e-05 | 0.0084421 | 10
2005-10-10 | 05-06 | 05-06 |  | 0 | 0.95521 | 0.0029883 | 0.66947 | 0.77061 | 0 | 0.011769 | 3.8312e-05 | 0.0029316 | 0.0085666 | 10
2005-10-11 | 05-06 | 05-06 |  | 0 | 0.25365 | 0.72411 | 0.28561 | 0.32035 | 0 | 0.0077437 | 0.0022987 | 0.0018515 | 0.0059274 | 10
2005-10-12 | 05-06 | 05-06 |  | 0 | 0.7703 | 0.27977 | 0.10649 | 0.58291 | 0 | 0.0034704 | 0.0026914 | 0.00069065 | 0.0028547 | 10
2005-10-13 | 05-06 | 05-06 |  | 0 | 0.19942 | 0 | 0.0037325 | 0.13704 | 0 | 0.0006922 | 0 | 4.4084e-05 | 0.00048112 | 10
2005-10-14 | 05-06 | 05-06 |  | 0 | 0.50293 | 0.11963 | 2.4206 | 0.78269 | 0 | 0.0070984 | 0.00073751 | 0.013835 | 0.0073695 | 10
2005-10-15 | 05-06 | 05-06 |  | 0 | 0.01484 | 0.067774 | 0.014166 | 0.021702 | 0 | 0.00024199 | 0.00041185 | 0.00012491 | 0.00024249 | 10
2005-10-16 | 05-06 | 05-06 |  | 0 | 0.079498 | 0.05446 | 0.021734 | 0.065462 | 0 | 0.00028326 | 0.0013984 | 0.0002792 | 0.0004298 | 10
2005-10-17 | 05-06 | 05-06 |  | 0.045331 | 0.14685 | 0.15266 | 0.054598 | 0.13069 | 0.00062959 | 0.0023261 | 0.0010823 | 0.001058 | 0.0019245 | 10
2005-10-18 | 05-06 | 05-06 |  | 0 | 3.166 | 0.15543 | 1.0193 | 2.3642 | 0 | 0.020121 | 0.00070877 | 0.0057603 | 0.014862 | 10
2005-10-19 | 05-06 | 05-06 |  | 0 | 0.47853 | 0.16816 | 0.22854 | 0.38972 | 0 | 0.005472 | 0.0017432 | 0.001903 | 0.0043083 | 10
2005-10-20 | 05-06 | 05-06 |  | 0 | 0.20002 | 0.0056798 | 1.8889 | 0.46741 | 0 | 0.0021029 | 0.00046932 | 0.008016 | 0.0029009 | 10
2005-10-21 | 05-06 | 05-06 |  | 0.037775 | 0.039159 | 0.0058905 | 0.10645 | 0.046391 | 0.00062959 | 0.00032828 | 1.9156e-05 | 0.00073474 | 0.00035924 | 10
2005-10-22 | 05-06 | 05-06 |  | 0 | 0.26163 | 3.2888 | 0.26135 | 0.66512 | 0 | 0.0029208 | 0.023342 | 0.001565 | 0.0053976 | 10
2005-10-23 | 05-06 | 05-06 |  | 0 | 0.014613 | 0.32065 | 0.62919 | 0.16282 | 0 | 0.0002645 | 0.0056031 | 0.0041292 | 0.0016525 | 10
2005-10-24 | 05-06 | 05-06 |  | 0 | 1.2438 | 1.2705 | 2.4798 | 1.4539 | 0 | 0.012227 | 0.0072601 | 0.012806 | 0.011571 | 10
2005-10-25 | 05-06 | 05-06 |  | 0 | 0.44136 | 0.26627 | 0.11915 | 0.35834 | 0 | 0.0032059 | 0.0014367 | 0.0016091 | 0.0026661 | 10
2005-10-26 | 05-06 | 05-06 |  | 0 | 0.069309 | 0.071758 | 0.37375 | 0.12228 | 0 | 0.0029489 | 0.001044 | 0.0025202 | 0.0025968 | 10
2005-10-27 | 05-06 | 05-06 |  | 0 | 0.11534 | 0.0050859 | 0.042483 | 0.086988 | 0 | 0.00047272 | 2.8734e-05 | 0.00052901 | 0.00041954 | 10
2005-10-28 | 05-06 | 05-06 |  | 0 | 0.70065 | 0.093242 | 0.061387 | 0.50241 | 0 | 0.012756 | 0.0005651 | 0.00038941 | 0.0088681 | 10
2005-10-29 | 05-06 | 05-06 |  | 0 | 0.064639 | 0.00050763 | 0.49765 | 0.13118 | 0 | 0.000257 | 9.578e-06 | 0.0036516 | 0.0008147 | 10
2005-10-30 | 05-06 | 05-06 |  | 3.9673 | 0.92726 | 0.011139 | 1.0404 | 0.84161 | 0.0035677 | 0.011829 | 0.0005651 | 0.0084348 | 0.009661 | 10
2005-10-31 | 05-06 | 05-06 |  | 0.084365 | 0.053744 | 0.20921 | 0.83356 | 0.21085 | 0.00062959 | 0.003885 | 0.0015229 | 0.0062306 | 0.0039529 | 10
2005-11-01 | 05-06 | 05-06 |  | 0 | 0.058402 | 0.082553 | 0.29556 | 0.10261 | 0 | 0.00045772 | 0.0021167 | 0.00054371 | 0.00069153 | 11
2005-11-02 | 05-06 | 05-06 |  | 0 | 0.10586 | 0.069191 | 3.2279 | 0.64533 | 0 | 0.00080851 | 0.00022987 | 0.027251 | 0.0053424 | 11
2005-11-03 | 05-06 | 05-06 |  | 0 | 0.068523 | 0.34039 | 0.07329 | 0.10526 | 0 | 0.00045397 | 0.0010248 | 0.00051432 | 0.00053758 | 11
2005-11-04 | 05-06 | 05-06 |  | 0 | 0.24873 | 0.19777 | 1.469 | 0.45312 | 0 | 0.0022323 | 0.0098941 | 0.029676 | 0.0080341 | 11
2005-11-05 | 05-06 | 05-06 |  | 0 | 1.0494 | 0.0068962 | 0.0087287 | 0.72016 | 0 | 0.0077062 | 3.8312e-05 | 2.939e-05 | 0.0052808 | 11
2005-11-06 | 05-06 | 05-06 |  | 0 | 2.8779 | 3.11 | 20.6059 | 5.9831 | 0 | 0.038523 | 0.033647 | 0.065252 | 0.042249 | 11
2005-11-07 | 05-06 | 05-06 |  | 0 | 1.2278 | 0.8005 | 11.9152 | 3.0276 | 0 | 0.016874 | 0.0049327 | 0.062254 | 0.023072 | 11
2005-11-08 | 05-06 | 05-06 |  | 0 | 0.25856 | 0.01384 | 0.46569 | 0.26001 | 0 | 0.0040219 | 1.9156e-05 | 0.0021969 | 0.0031369 | 11
2005-11-09 | 05-06 | 05-06 |  | 0 | 0.60749 | 4.9038 | 5.8779e-05 | 1.0724 | 0 | 0.0074267 | 0.015545 | 2.939e-05 | 0.0071668 | 11
2005-11-10 | 05-06 | 05-06 |  | 0 | 1.2856 | 0.34397 | 0.60884 | 1.0316 | 0 | 0.011057 | 0.00043101 | 0.0068551 | 0.0088167 | 11
2005-11-11 | 05-06 | 05-06 |  | 0 | 0.035439 | 0.018993 | 0.27312 | 0.074475 | 0 | 0.0023355 | 0.00032565 | 0.0015944 | 0.0019194 | 11
2005-11-12 | 05-06 | 05-06 |  | 0 | 0.29843 | 0.040831 | 0.20714 | 0.24575 | 0 | 0.0088748 | 0.00024903 | 0.0030051 | 0.006628 | 11
2005-11-13 | 05-06 | 05-06 |  | 0 | 0.00063593 | 0 | 0.012204 | 0.002566 | 0 | 5.6277e-06 | 0 | 8.0821e-05 | 1.7962e-05 | 11
2005-11-14 | 05-06 | 05-06 |  | 0 | 0.14213 | 1.1761 | 2.0078 | 0.60535 | 0 | 0.00048961 | 0.010009 | 0.015062 | 0.0043057 | 11
2005-11-15 | 05-06 | 05-06 |  | 0 | 0.79256 | 0.03063 | 0.050844 | 0.55504 | 0 | 0.0049655 | 0.00026818 | 0.00030124 | 0.0034846 | 11
2005-11-16 | 05-06 | 05-06 |  | 0 | 0.53872 | 0.00063215 | 0.15546 | 0.39568 | 0 | 0.0069614 | 0.00063215 | 0.0011021 | 0.0050383 | 11
2005-11-17 | 05-06 | 05-06 |  | 0 | 0.11102 | 0 | 0.38745 | 0.14359 | 0 | 0.0082933 | 0 | 0.0030786 | 0.0062097 | 11
2005-11-18 | 05-06 | 05-06 |  | 0 | 0.036242 | 0.027211 | 0.078933 | 0.042216 | 0 | 0.0002176 | 0.00082371 | 0.000698 | 0.00038105 | 11
2005-11-19 | 05-06 | 05-06 |  | 0 | 0.013536 | 2.3068 | 0.19494 | 0.3523 | 0 | 0.00013506 | 0.017643 | 0.00059514 | 0.0025596 | 11
2005-11-20 | 05-06 | 05-06 |  | 0 | 0.021541 | 0.1928 | 0.41233 | 0.11256 | 0 | 0.00015007 | 0.01475 | 0.0066714 | 0.0032434 | 11
2005-11-21 | 05-06 | 05-06 |  | 0 | 0.094303 | 0.21122 | 0.50415 | 0.18083 | 0 | 0.00043333 | 0.0098749 | 0.0050697 | 0.0025044 | 11
2005-11-22 | 05-06 | 05-06 |  | 0 | 2.1307 | 0 | 0 | 1.4573 | 0 | 0.020307 | 0 | 0 | 0.013888 | 11
2005-11-23 | 05-06 | 05-06 |  | 0 | 0.12905 | 0.021608 | 0.0067963 | 0.092341 | 0 | 0.0050668 | 0.00025861 | 0.00016164 | 0.0035282 | 11
2005-11-24 | 05-06 | 05-06 |  | 0 | 0.0055676 | 0 | 0.068918 | 0.015842 | 0 | 2.6262e-05 | 0 | 0.00072739 | 0.00014498 | 11
2005-11-25 | 05-06 | 05-06 |  | 0 | 1.7623 | 0.40768 | 4.7877 | 2.096 | 0 | 0.01538 | 0.0034098 | 0.028126 | 0.015887 | 11
2005-11-26 | 05-06 | 05-06 |  | 0 | 0.03482 | 0.10804 | 1.2005 | 0.24792 | 0 | 0.00019697 | 0.00090033 | 0.0075164 | 0.0015678 | 11
2005-11-27 | 05-06 | 05-06 |  | 0 | 1.0953 | 0 | 0.64888 | 0.86245 | 0 | 0.013919 | 0 | 0.01141 | 0.011512 | 11
2005-11-28 | 05-06 | 05-06 |  | 0 | 0.15234 | 0.0054403 | 0.035179 | 0.11106 | 0 | 0.00067344 | 1.9156e-05 | 0.0019544 | 0.00080444 | 11
2005-11-29 | 05-06 | 05-06 |  | 0 | 0.25842 | 1.0404 | 0.0080086 | 0.3175 | 0 | 0.0091412 | 0.005153 | 0.00080086 | 0.0070821 | 11
2005-11-30 | 05-06 | 05-06 |  | 0 | 0.0086985 | 0.37999 | 0.037743 | 0.06344 | 0 | 5.8153e-05 | 0.010833 | 0.00024981 | 0.0015345 | 11
2005-12-01 | 05-06 | 05-06 |  | 0 | 0.091026 | 0.077151 | 2.2044 | 0.45752 | 0 | 0.0014276 | 0.00057468 | 0.00975 | 0.0027559 | 12
2005-12-02 | 05-06 | 05-06 |  | 0 | 0.11954 | 0.011168 | 0.92883 | 0.24545 | 0 | 0.0040876 | 9.578e-05 | 0.0050403 | 0.0036886 | 12
2005-12-03 | 05-06 | 05-06 |  | 0 | 0.00069971 | 0.00062257 | 0 | 0.00056195 | 0 | 5.6277e-06 | 9.578e-06 | 0 | 5.132e-06 | 12
2005-12-04 | 05-06 | 05-06 |  | 0 | 0.027427 | 0 | 0 | 0.018759 | 0 | 0.00077287 | 0 | 0 | 0.00052859 | 12
2005-12-05 | 05-06 | 05-06 |  | 0 | 1.3691 | 0.10345 | 0.24332 | 0.99272 | 0 | 0.0099479 | 0.00076624 | 0.0040778 | 0.0076184 | 12
2005-12-06 | 05-06 | 05-06 |  | 0 | 1.2686 | 0.2298 | 1.9302 | 1.2355 | 0 | 0.013656 | 0.0052583 | 0.013005 | 0.012315 | 12
2005-12-07 | 05-06 | 05-06 |  | 0 | 0.39339 | 1.674 | 0.33367 | 0.55156 | 0 | 0.0066482 | 0.024615 | 0.020301 | 0.011389 | 12
2005-12-08 | 05-06 | 05-06 |  | 0 | 0.042845 | 0.1309 | 0.020984 | 0.050503 | 0 | 0.0015138 | 0.0028255 | 3.6737e-05 | 0.0014203 | 12
2005-12-09 | 05-06 | 05-06 |  | 0 | 0.019898 | 0.18413 | 0.022902 | 0.042272 | 0 | 0.00023261 | 0.0011494 | 0.00012491 | 0.00033486 | 12
2005-12-10 | 05-06 | 05-06 |  | 0 | 0.1942 | 0.27814 | 2.5333 | 0.61245 | 0 | 0.0035679 | 0.0012356 | 0.014812 | 0.0051923 | 12
2005-12-11 | 05-06 | 05-06 |  | 0 | 0.45696 | 0.031722 | 1.7081 | 0.61505 | 0 | 0.0048548 | 0.0049231 | 0.0060763 | 0.0050409 | 12
2005-12-12 | 05-06 | 05-06 |  | 0 | 0.58839 | 0.57764 | 1.9453 | 0.81949 | 0 | 0.0091862 | 0.0083903 | 0.015532 | 0.010119 | 12
2005-12-13 | 05-06 | 05-06 |  | 0 | 0.10864 | 0.040726 | 0.21637 | 0.11754 | 0 | 0.0047479 | 0.0030745 | 0.0013005 | 0.0038862 | 12
2005-12-14 | 05-06 | 05-06 |  | 0 | 0.35986 | 0.0054403 | 0.48136 | 0.33091 | 0 | 0.0038531 | 0.00068004 | 0.002601 | 0.0031805 | 12
2005-12-15 | 05-06 | 05-06 |  | 0 | 2.1401 | 3.0921 | 20.8199 | 5.5135 | 0 | 0.019654 | 0.015765 | 0.097941 | 0.032656 | 12
2005-12-16 | 05-06 | 05-06 |  | 0 | 0.079911 | 2.4073 | 0.73994 | 0.50633 | 0 | 0.00021198 | 0.0099132 | 0.0044892 | 0.0022568 | 12
2005-12-17 | 05-06 | 05-06 |  | 0 | 0.05484 | 0.021474 | 2.0471 | 0.39785 | 0 | 0.00045397 | 0.00022029 | 0.0092283 | 0.0019514 | 12
2005-12-18 | 05-06 | 05-06 |  | 0 | 0.040367 | 0.0027297 | 0.29625 | 0.079705 | 0 | 0.00052337 | 2.8734e-05 | 0.0016605 | 0.00065176 | 12
2005-12-19 | 05-06 | 05-06 |  | 0 | 0.097762 | 0.13323 | 0.21867 | 0.12289 | 0 | 0.0015682 | 0.00024903 | 0.0014548 | 0.00136 | 12
2005-12-20 | 05-06 | 05-06 |  | 0 | 0.08917 | 1.6904 | 0.65459 | 0.40172 | 0 | 0.0010993 | 0.015181 | 0.01177 | 0.0048407 | 12
2005-12-21 | 05-06 | 05-06 |  | 0 | 0.028341 | 0.02974 | 0.5044 | 0.11145 | 0 | 0.00022136 | 0.00043101 | 0.0060836 | 0.0012714 | 12
2005-12-22 | 05-06 | 05-06 |  | 0 | 0.027414 | 0.4273 | 0.059697 | 0.086412 | 0 | 0.00021385 | 0.0056031 | 0.0005584 | 0.00099432 | 12
2005-12-23 | 05-06 | 05-06 |  | 0 | 0.34111 | 0.099113 | 1.5783 | 0.52219 | 0 | 0.0047967 | 0.0018773 | 0.02022 | 0.0070629 | 12
2005-12-24 | 05-06 | 05-06 |  | 0 | 0.30589 | 0.0040611 | 0.11405 | 0.22967 | 0 | 0.0076611 | 6.7046e-05 | 0.00055105 | 0.005345 | 12
2005-12-25 | 05-06 | 05-06 |  | 0 | 0.035192 | 0 | 0.095795 | 0.040797 | 0 | 0.00030765 | 0 | 0.0011682 | 0.00041441 | 12
2005-12-26 | 05-06 | 05-06 |  | 0 | 0.02319 | 0.27353 | 0.0026451 | 0.052962 | 0 | 0.00027388 | 0.0022796 | 2.2042e-05 | 0.00049652 | 12
2005-12-27 | 05-06 | 05-06 |  | 0 | 1.2124 | 1.642 | 10.2521 | 2.8394 | 0 | 0.016078 | 0.014731 | 0.065612 | 0.024427 | 12
2005-12-28 | 05-06 | 05-06 |  | 0 | 0.021023 | 0 | 0.27235 | 0.061937 | 0 | 0.00014444 | 0 | 0.0011388 | 0.00029765 | 12
2005-12-29 | 05-06 | 05-06 |  | 0.27702 | 0.016048 | 0.035276 | 0.58587 | 0.1197 | 0.0020986 | 0.00021948 | 0.00018198 | 0.0054591 | 0.0011406 | 12
2005-12-30 | 05-06 | 05-06 |  | 0 | 2.6323 | 2.7503 | 1.166 | 2.3723 | 0 | 0.03265 | 0.02066 | 0.0056722 | 0.026088 | 12
2005-12-31 | 05-06 | 05-06 |  | 0 | 1.6841 | 0.58521 | 2.4472 | 1.6576 | 0 | 0.019355 | 0.0060054 | 0.0061204 | 0.015111 | 12
2006-01-01 | 05-06 | 05-06 |  | 0 | 1.9615 | 0.11094 | 2.3505 | 1.7669 | 0 | 0.021156 | 0.00045017 | 0.012682 | 0.016744 | 1
2006-01-02 | 05-06 | 05-06 |  | 0 | 0.11281 | 0.0028638 | 1.0009 | 0.25232 | 0 | 0.00080663 | 1.9156e-05 | 1.4695e-05 | 0.00055682 | 1
2006-01-03 | 05-06 | 05-06 |  | 0 | 0.00077474 | 0.0095301 | 0.017193 | 0.0048087 | 0 | 5.6277e-06 | 0.00016283 | 7.3474e-05 | 3.849e-05 | 1
2006-01-04 | 05-06 | 05-06 |  | 0 | 0.59795 | 0.81928 | 0.036296 | 0.52505 | 0 | 0.0088636 | 0.004109 | 0.0016385 | 0.0068987 | 1
2006-01-05 | 05-06 | 05-06 |  | 0.35257 | 0.40807 | 0.0056989 | 0 | 0.28201 | 0.044071 | 0.0041138 | 0.00045974 | 0 | 0.0031446 | 1
2006-01-06 | 05-06 | 05-06 |  | 0 | 0.55944 | 0.0016091 | 0.00024246 | 0.38288 | 0 | 0.006106 | 0.00013409 | 8.0821e-05 | 0.0042082 | 1
2006-01-07 | 05-06 | 05-06 |  | 0 | 0.45412 | 5.8048 | 0.88468 | 1.2426 | 0 | 0.0049542 | 0.069603 | 0.0053856 | 0.013652 | 1
2006-01-08 | 05-06 | 05-06 |  | 0 | 0.15284 | 1.3636 | 0.24512 | 0.33 | 0 | 0.0043727 | 0.062362 | 0.0011535 | 0.011546 | 1
2006-01-09 | 05-06 | 05-06 |  | 0 | 0.30718 | 0.0028926 | 0.39009 | 0.2786 | 0 | 0.0066932 | 0.00014367 | 0.0077956 | 0.0059582 | 1
2006-01-10 | 05-06 | 05-06 |  | 0 | 0.50075 | 0.00090033 | 0.031057 | 0.34803 | 0 | 0.0059953 | 9.578e-06 | 0.00074209 | 0.0042313 | 1
2006-01-11 | 05-06 | 05-06 |  | 0.36516 | 0.10214 | 0.056893 | 0.57636 | 0.18035 | 0.0062959 | 0.0026 | 0.00058426 | 0.0048272 | 0.0027379 | 1
2006-01-12 | 05-06 | 05-06 |  | 0 | 0.10186 | 0.017537 | 0.0033431 | 0.072602 | 0 | 0.0004277 | 0.00012451 | 2.2042e-05 | 0.00031305 | 1
2006-01-13 | 05-06 | 05-06 |  | 0 | 0.018523 | 0.0022125 | 0 | 0.012965 | 0 | 0.00051962 | 2.8734e-05 | 0 | 0.00035924 | 1
2006-01-14 | 05-06 | 05-06 |  | 0 | 0.35841 | 0.33924 | 0.64417 | 0.40306 | 0 | 0.0079031 | 0.0021167 | 0.004019 | 0.0063906 | 1
2006-01-15 | 05-06 | 05-06 |  | 0 | 0.096985 | 0 | 2.2323 | 0.45614 | 0 | 0.00018009 | 0 | 0.012917 | 0.0023787 | 1
2006-01-16 | 05-06 | 05-06 |  | 0 | 0.025478 | 0.012432 | 0.047493 | 0.027384 | 0 | 0.00011068 | 0.00064173 | 0.00011756 | 0.00018219 | 1
2006-01-17 | 05-06 | 05-06 |  | 0 | 0.50867 | 0.31082 | 0 | 0.38954 | 0 | 0.0043371 | 0.0039653 | 0 | 0.0034974 | 1
2006-01-18 | 05-06 | 05-06 |  | 0.75551 | 0.30222 | 0.37665 | 0.035818 | 0.26803 | 0.0050367 | 0.0061117 | 0.0031512 | 0.00022042 | 0.0046714 | 1
2006-01-19 | 05-06 | 05-06 |  | 0 | 1.6994 | 2.2913 | 1.4864 | 1.7288 | 0 | 0.015375 | 0.018687 | 0.034202 | 0.018991 | 1
2006-01-20 | 05-06 | 05-06 |  | 0.050787 | 4.7516 | 0.10607 | 3.0685 | 3.8001 | 0.0023085 | 0.034972 | 0.031128 | 0.013512 | 0.030462 | 1
2006-01-21 | 05-06 |  | MED | 0 | 6.5624 | 17.7377 | 6.2083 | 7.9484 | 0 | 0.020177 | 0.174 | 0.057185 | 0.047094 | 1
2006-01-22 | 05-06 | 05-06 |  | 0 | 4.7598 | 6.2595 | 6.3893 | 5.2096 | 0 | 0.031138 | 0.039615 | 0.088771 | 0.042104 | 1
2006-01-23 | 05-06 | 05-06 |  | 0 | 0.83528 | 2.0209 | 0.056854 | 0.85191 | 0 | 0.0096458 | 0.026809 | 0.001058 | 0.010373 | 1
2006-01-24 | 05-06 | 05-06 |  | 0 | 0.41693 | 0 | 0.32975 | 0.34273 | 0 | 0.0027632 | 0 | 0.00088169 | 0.0020438 | 1
2006-01-25 | 05-06 | 05-06 |  | 0 | 0.84462 | 1.1752 | 0.4638 | 0.81608 | 0 | 0.011604 | 0.06876 | 0.018199 | 0.020325 | 1
2006-01-26 | 05-06 | 05-06 |  | 0 | 0.28264 | 0.39949 | 4.1922 | 0.97887 | 0 | 0.0066369 | 0.0052104 | 0.013218 | 0.0075453 | 1
2006-01-27 | 05-06 | 05-06 |  | 0 | 0.4705 | 0.076155 | 0.33503 | 0.3905 | 0 | 0.0022586 | 0.00020114 | 0.0015209 | 0.0018372 | 1
2006-01-28 | 05-06 | 05-06 |  | 0 | 2.247 | 10.6849 | 5.6459 | 3.954 | 0 | 0.018554 | 0.050026 | 0.051637 | 0.028408 | 1
2006-01-29 | 05-06 | 05-06 |  | 0 | 0.32588 | 0.19513 | 1.6116 | 0.53043 | 0 | 0.0046916 | 0.0019156 | 0.012784 | 0.0056978 | 1
2006-01-30 | 05-06 | 05-06 |  | 0 | 1.1643 | 0.00045974 | 0.26329 | 0.84232 | 0 | 0.012477 | 9.578e-06 | 0.0028655 | 0.0090349 | 1
2006-01-31 | 05-06 | 05-06 |  | 0 | 0.94379 | 0.25607 | 0.0076266 | 0.68113 | 0 | 0.0039863 | 0.005651 | 0.00030859 | 0.0035372 | 1
2006-02-01 | 05-06 | 05-06 |  | 0 | 0.25082 | 0.010641 | 1.9954 | 0.52141 | 0 | 0.0040444 | 0.00033523 | 0.0074062 | 0.0041043 | 2
2006-02-02 | 05-06 | 05-06 |  | 0 | 0.37641 | 0 | 0.17047 | 0.28721 | 0 | 0.0047816 | 0 | 0.0013666 | 0.003509 | 2
2006-02-03 | 05-06 | 05-06 |  | 0 | 0.014315 | 0.26596 | 0.059947 | 0.055885 | 0 | 0.00038268 | 0.0036971 | 0.0011021 | 0.00094942 | 2
2006-02-04 | 05-06 | 05-06 |  | 0 | 0.27811 | 2.4574 | 3.0419 | 1.0505 | 0 | 0.0065319 | 0.033216 | 0.020617 | 0.012517 | 2
2006-02-05 | 05-06 | 05-06 |  | 0 | 0.26848 | 0.033992 | 3.8473 | 0.86 | 0 | 0.0056915 | 0.00037354 | 0.03537 | 0.010119 | 2
2006-02-06 | 05-06 | 05-06 |  | 0 | 1.3896 | 1.8157 | 1.3842 | 1.4353 | 0 | 0.010068 | 0.02837 | 0.0072372 | 0.01195 | 2
2006-02-07 | 05-06 | 05-06 |  | 0 | 0.089985 | 0.97451 | 1.2946 | 0.41814 | 0 | 0.00077662 | 0.015928 | 0.0093679 | 0.0043006 | 2
2006-02-08 | 05-06 | 05-06 |  | 0 | 2.6256 | 0.59307 | 0.96209 | 2.0432 | 0 | 0.015279 | 0.0071739 | 0.0080527 | 0.012817 | 2
2006-02-09 | 05-06 | 05-06 |  | 0 | 0.25271 | 3.9362 | 3.6228 | 1.3327 | 0 | 0.0043221 | 0.021474 | 0.019507 | 0.0092389 | 2
2006-02-10 | 05-06 | 05-06 |  | 0 | 0.090416 | 1.9434 | 0.0010727 | 0.32234 | 0 | 0.0010993 | 0.018102 | 8.8169e-05 | 0.0031921 | 2
2006-02-11 | 05-06 | 05-06 |  | 0 | 0.36041 | 0.039308 | 0 | 0.25176 | 0 | 0.0047366 | 0.0001724 | 0 | 0.0032627 | 2
2006-02-12 | 05-06 | 05-06 |  | 0 | 0.032832 | 0 | 0.15138 | 0.048889 | 0 | 0.00045772 | 0 | 0.0017193 | 0.00061327 | 2
2006-02-13 | 05-06 | 05-06 |  | 0 | 0.30445 | 0 | 0.011359 | 0.21021 | 0 | 0.0026694 | 0 | 0.00033063 | 0.0018834 | 2
2006-02-14 | 05-06 | 05-06 |  | 0 | 0.031946 | 0.0019443 | 0.055105 | 0.031732 | 0 | 0.00041645 | 9.578e-06 | 0.00018368 | 0.00031818 | 2
2006-02-15 | 05-06 | 05-06 |  | 0.022875 | 0.055588 | 0.38414 | 0.44102 | 0.16663 | 0.00020986 | 0.00052713 | 0.0036013 | 0.0072298 | 0.0021067 | 2
2006-02-16 | 05-06 | 05-06 |  | 0 | 0.081005 | 0.44955 | 1.5654 | 0.38897 | 0 | 0.00055902 | 0.0056127 | 0.012513 | 0.0033191 | 2
2006-02-17 | 05-06 | 05-06 |  | 0 | 0.49361 | 0.74137 | 0.2124 | 0.47399 | 0 | 0.0046635 | 0.014808 | 0.0033651 | 0.0057606 | 2
2006-02-18 | 05-06 | 05-06 |  | 0 | 0.47813 | 1.5397 | 0.03576 | 0.5395 | 0 | 0.019314 | 0.030611 | 0.00022777 | 0.01735 | 2
2006-02-19 | 05-06 | 05-06 |  | 0 | 0.047327 | 0 | 0.73589 | 0.16087 | 0 | 0.00029827 | 0 | 0.0028802 | 0.00070693 | 2
2006-02-20 | 05-06 | 05-06 |  | 0 | 0.11233 | 0.25704 | 0 | 0.11126 | 0 | 0.00025512 | 0.0022604 | 0 | 0.00047727 | 2
2006-02-21 | 05-06 | 05-06 |  | 0 | 0.050371 | 0.42189 | 0.37602 | 0.15662 | 0 | 0.00027576 | 0.0053158 | 0.0021307 | 0.0012727 | 2
2006-02-22 | 05-06 | 05-06 |  | 0 | 0.32817 | 0.22968 | 0.19532 | 0.28932 | 0 | 0.0041026 | 0.0020593 | 0.0054811 | 0.0040389 | 2
2006-02-23 | 05-06 | 05-06 |  | 0 | 1.6678 | 0.86275 | 0.62977 | 1.3662 | 0 | 0.020922 | 0.0061586 | 0.0032475 | 0.015701 | 2
2006-02-24 | 05-06 | 05-06 |  | 0 | 1.132 | 1.4345 | 0.15665 | 0.99376 | 0 | 0.013437 | 0.010421 | 0.00077147 | 0.010721 | 2
2006-02-25 | 05-06 | 05-06 |  | 4.7555 | 0.15198 | 1.0838 | 0.11689 | 0.29861 | 0.011542 | 0.0015532 | 0.0071835 | 0.00082291 | 0.0022388 | 2
2006-02-26 | 05-06 | 05-06 |  | 0 | 0.34469 | 0.013658 | 0.025348 | 0.24201 | 0 | 0.0023955 | 1.9156e-05 | 0.00018368 | 0.001673 | 2
2006-02-27 | 05-06 | 05-06 |  | 0 | 0.088101 | 0.083779 | 0.0019471 | 0.071818 | 0 | 0.0014801 | 0.00037354 | 3.6737e-05 | 0.0010687 | 2
2006-02-28 | 05-06 | 05-06 |  | 0 | 0.014358 | 0 | 0.16147 | 0.038016 | 0 | 0.00017258 | 0 | 0.0062453 | 0.0012086 | 2
2006-03-01 | 05-06 | 05-06 |  | 0 | 0.030354 | 1.2457 | 1.4945 | 0.4486 | 0 | 0.00015945 | 0.018275 | 0.014048 | 0.0050101 | 3
2006-03-02 | 05-06 | 05-06 |  | 0 | 0.20876 | 0.0018486 | 1.6743 | 0.43538 | 0 | 0.0065844 | 9.578e-06 | 0.015092 | 0.0071399 | 3
2006-03-03 | 05-06 | 05-06 |  | 0 | 0.21767 | 0.43273 | 0.36606 | 0.27076 | 0 | 0.0010205 | 0.001475 | 0.0027038 | 0.0013677 | 3
2006-03-04 | 05-06 | 05-06 |  | 0 | 0.1108 | 0.024194 | 0.176 | 0.10976 | 0 | 0.00098297 | 0.0061299 | 0.0014915 | 0.0017539 | 3
2006-03-05 | 05-06 | 05-06 |  | 0 | 0.23026 | 2.6237 | 0.0019324 | 0.50927 | 0 | 0.001647 | 0.022642 | 1.4695e-05 | 0.004162 | 3
2006-03-06 | 05-06 | 05-06 |  | 0 | 0.092213 | 0.059633 | 1.7954 | 0.38458 | 0 | 0.00055151 | 0.0001724 | 0.013277 | 0.0027187 | 3
2006-03-07 | 05-06 | 05-06 |  | 0 | 0.12114 | 0 | 0.17238 | 0.11295 | 0 | 0.00082164 | 0 | 0.0019177 | 0.00089681 | 3
2006-03-08 | 05-06 | 05-06 |  | 0 | 0.18767 | 0.0019922 | 0.15834 | 0.15627 | 0 | 0.0052056 | 3.8312e-05 | 0.00096251 | 0.0037335 | 3
2006-03-09 | 05-06 | 05-06 |  | 0.18342 | 0.30722 | 0.011781 | 0.075979 | 0.22609 | 0.0048269 | 0.0016658 | 7.6624e-05 | 0.00036002 | 0.0012419 | 3
2006-03-10 | 05-06 | 05-06 |  | 0 | 0.009537 | 0.2673 | 0.025238 | 0.046736 | 0 | 0.00011818 | 0.0035439 | 0.00032328 | 0.00061199 | 3
2006-03-11 | 05-06 | 05-06 |  | 0.11899 | 0.74617 | 0.032115 | 0.15074 | 0.54168 | 0.001469 | 0.010025 | 0.0001724 | 0.0014254 | 0.0071373 | 3
2006-03-12 | 05-06 | 05-06 |  | 0 | 0.08455 | 3.5011 | 3.1325 | 1.0738 | 0 | 0.00098297 | 0.023054 | 0.021403 | 0.0074978 | 3
2006-03-13 | 05-06 | 05-06 |  | 0 | 0.60782 | 0.038235 | 0.49739 | 0.50769 | 0 | 0.0078637 | 0.00027776 | 0 | 0.0054155 | 3
2006-03-14 | 05-06 | 05-06 |  | 0 | 0.0096027 | 0.0043005 | 0.19604 | 0.041377 | 0 | 0.001512 | 9.578e-06 | 0.00074209 | 0.001165 | 3
2006-03-15 | 05-06 | 05-06 |  | 0 | 0.20308 | 0.48247 | 0.10561 | 0.22196 | 0 | 0.0053482 | 0.010038 | 0.00066126 | 0.0051179 | 3
2006-03-16 | 05-06 | 05-06 |  | 0 | 0.56152 | 0 | 0.055693 | 0.39377 | 0 | 0.0046616 | 0 | 0.00044819 | 0.0032665 | 3
2006-03-17 | 05-06 | 05-06 |  | 0 | 0.013895 | 0.24584 | 0.0068478 | 0.04363 | 0 | 0.00015195 | 0.0010632 | 0.00011021 | 0.00026558 | 3
2006-03-18 | 05-06 | 05-06 |  | 0 | 0.012161 | 0.054709 | 0 | 0.015646 | 0 | 0.0001013 | 0.00053637 | 0 | 0.00014113 | 3
2006-03-19 | 05-06 | 05-06 |  | 0 | 0.024383 | 0.00013409 | 0.22542 | 0.056057 | 0 | 0.00026638 | 1.9156e-05 | 0.0016752 | 0.00047727 | 3
2006-03-20 | 05-06 | 05-06 |  | 0 | 0.029453 | 0.20701 | 0.14369 | 0.072965 | 0 | 0.00075223 | 0.0016378 | 0.000698 | 0.00085576 | 3
2006-03-21 | 05-06 | 05-06 |  | 0 | 0.024103 | 0 | 0.01637 | 0.019344 | 0 | 0.00011443 | 0 | 0.00047023 | 0.00016037 | 3
2006-03-22 | 05-06 | 05-06 |  | 0.0083945 | 0.86266 | 0.0028255 | 0.0013519 | 0.59067 | 0.00020986 | 0.010781 | 1.9156e-05 | 7.3474e-06 | 0.0073785 | 3
2006-03-23 | 05-06 | 05-06 |  | 0.010073 | 0.066041 | 6.5914 | 0.010712 | 0.93004 | 0.00020986 | 0.00053088 | 0.03065 | 4.4084e-05 | 0.0044777 | 3
2006-03-24 | 05-06 | 05-06 |  | 0 | 0.35559 | 0.29712 | 1.1421 | 0.48244 | 0 | 0.0068995 | 0.0055552 | 0.0080086 | 0.0068615 | 3
2006-03-25 | 05-06 | 05-06 |  | 0 | 0.054465 | 0.003132 | 0.016047 | 0.040472 | 0 | 0.00058528 | 2.8734e-05 | 0.00010286 | 0.00042211 | 3
2006-03-26 | 05-06 | 05-06 |  | 0 | 0.1821 | 0.95766 | 2.5253 | 0.69379 | 0 | 0.0046053 | 0.0081221 | 0.016774 | 0.0071668 | 3
2006-03-27 | 05-06 | 05-06 |  | 0 | 2.1106 | 0.33539 | 22.9508 | 5.4961 | 0 | 0.015968 | 0.0015325 | 0.094304 | 0.027593 | 3
2006-03-28 | 05-06 | 05-06 |  | 0 | 0.005894 | 0.011599 | 0.33812 | 0.064627 | 0 | 0.00013506 | 0.00016283 | 0.0018515 | 0.0004375 | 3
2006-03-29 | 05-06 | 05-06 |  | 0.07639 | 0.0092481 | 0 | 0.2603 | 0.052245 | 0.0029381 | 0.00013694 | 0 | 0.0070094 | 0.0013356 | 3
2006-03-30 | 05-06 | 05-06 |  | 0 | 0.3282 | 0.045246 | 0.11034 | 0.2498 | 0 | 0.0050855 | 0.022623 | 0.0011021 | 0.0067011 | 3
2006-03-31 | 05-06 | 05-06 |  | 0 | 0.41589 | 0.011915 | 2.9883 | 0.80785 | 0 | 0.0028945 | 5.7468e-05 | 0.022108 | 0.0058479 | 3
2006-04-01 | 05-06 | 05-06 |  | 0 | 0.03939 | 0.16038 | 0.015525 | 0.051135 | 0 | 0.00026075 | 0.0011302 | 5.8779e-05 | 0.00033999 | 4
2006-04-02 | 05-06 | 05-06 |  | 0 | 0.068324 | 0.00074708 | 0.59589 | 0.15088 | 0 | 0.00074285 | 9.578e-06 | 0.0058999 | 0.0015396 | 4
2006-04-03 | 05-06 | 05-06 |  | 0 | 0.37991 | 0.034711 | 0.055627 | 0.2742 | 0 | 0.0042283 | 0.00022987 | 0.00027185 | 0.0029701 | 4
2006-04-04 | 05-06 | 05-06 |  | 0 | 0.60822 | 0.090052 | 0.12485 | 0.44985 | 0 | 0.0071471 | 0.00074708 | 0.0014989 | 0.00525 | 4
2006-04-05 | 05-06 | 05-06 |  | 0 | 1.6415 | 0.36652 | 1.6942 | 1.4676 | 0 | 0.019913 | 0.0068195 | 0.052453 | 0.023692 | 4
2006-04-06 | 05-06 | 05-06 |  | 0 | 0.38754 | 0.0031703 | 0.16828 | 0.29486 | 0 | 0.0038531 | 1.9156e-05 | 0.0024614 | 0.0030676 | 4
2006-04-07 | 05-06 | 05-06 |  | 0 | 0.29368 | 0.1515 | 0.7197 | 0.34683 | 0 | 0.0032809 | 0.0017432 | 0.0052901 | 0.0034012 | 4
2006-04-08 | 05-06 | 05-06 |  | 0 | 0.0026 | 0.0037163 | 0.00077882 | 0.002412 | 0 | 1.6883e-05 | 2.8734e-05 | 7.3474e-06 | 1.6679e-05 | 4
2006-04-09 | 05-06 | 05-06 |  | 0 | 0.29949 | 0.32852 | 0.25715 | 0.29374 | 0 | 0.0044421 | 0.0031895 | 0.0079793 | 0.0048587 | 4
2006-04-10 | 05-06 | 05-06 |  | 0 | 0.28094 | 0 | 0.63537 | 0.3031 | 0 | 0.0050668 | 0 | 0.0037766 | 0.0041248 | 4
2006-04-11 | 05-06 | 05-06 |  | 0 | 0.0057609 | 0 | 0.036979 | 0.010397 | 0 | 4.127e-05 | 0 | 0.00036002 | 9.1093e-05 | 4
2006-04-12 | 05-06 | 05-06 |  | 0 | 0.003673 | 0.010086 | 0.33 | 0.061488 | 0 | 2.0635e-05 | 0.00011494 | 0.0038206 | 0.00069667 | 4
2006-04-13 | 05-06 | 05-06 |  | 0 | 0.49863 | 0.0036396 | 0.1257 | 0.36347 | 0 | 0.0064531 | 9.578e-06 | 0.00075678 | 0.0045469 | 4
2006-04-14 | 05-06 | 05-06 |  | 0 | 0.0015101 | 0.85036 | 0.11756 | 0.13547 | 0 | 1.5007e-05 | 0.0049518 | 0.0019911 | 0.0010213 | 4
2006-04-15 | 05-06 | 05-06 |  | 0 | 0.01907 | 0.00061299 | 0.081372 | 0.027334 | 0 | 0.00029827 | 9.578e-06 | 0.00030124 | 0.00025788 | 4
2006-04-16 | 05-06 | 05-06 |  | 0 | 0.071001 | 0 | 0.45727 | 0.12841 | 0 | 0.00015195 | 0 | 0.0049227 | 0.00096353 | 4
2006-04-17 | 05-06 | 05-06 |  | 0 | 1.4489 | 2.3206 | 0.94315 | 1.4665 | 0 | 0.01708 | 0.020133 | 0.0093165 | 0.016005 | 4
2006-04-18 | 05-06 | 05-06 |  | 0 | 0.075643 | 0.0041952 | 0.0046656 | 0.053112 | 0 | 0.0031402 | 2.8734e-05 | 2.939e-05 | 0.0021567 | 4
2006-04-19 | 05-06 | 05-06 |  | 0 | 0.14143 | 0.14318 | 0.49721 | 0.20273 | 0 | 0.0043014 | 0.0118 | 0.027949 | 0.0094031 | 4
2006-04-20 | 05-06 | 05-06 |  | 0 | 0.034987 | 0.068722 | 0.68365 | 0.15251 | 0 | 0.001844 | 0.00072793 | 0.0024173 | 0.0017808 | 4
2006-04-21 | 05-06 | 05-06 |  | 0 | 0.090099 | 0.035036 | 0.11591 | 0.086556 | 0 | 0.00075223 | 0.00072793 | 0.00049962 | 0.00069923 | 4
2006-04-22 | 05-06 | 05-06 |  | 0 | 0.038082 | 0.027451 | 0.24115 | 0.071832 | 0 | 0.00035079 | 0.00036396 | 0.0019471 | 0.00062867 | 4
2006-04-23 | 05-06 | 05-06 |  | 0 | 0.0026169 | 0.036703 | 0.66844 | 0.12343 | 0 | 2.0635e-05 | 0.00064173 | 0.0083687 | 0.0015614 | 4
2006-04-24 | 05-06 | 05-06 |  | 0 | 0.1332 | 0.0039844 | 0.39081 | 0.15987 | 0 | 0.0013338 | 2.8734e-05 | 0.0033871 | 0.0015075 | 4
2006-04-25 | 05-06 | 05-06 |  | 0 | 0.0013506 | 0.22478 | 0.12569 | 0.052981 | 0 | 1.6883e-05 | 0.0011877 | 0.00062453 | 0.00027969 | 4
2006-04-26 | 05-06 | 05-06 |  | 0.025813 | 0.0021179 | 0 | 0.27002 | 0.048756 | 0.00062959 | 9.3795e-06 | 0 | 0.0021601 | 0.00038746 | 4
2006-04-27 | 05-06 | 05-06 |  | 0 | 0.070492 | 0.0065322 | 0.43319 | 0.12473 | 0 | 0.0011631 | 1.9156e-05 | 0.0020426 | 0.0011547 | 4
2006-04-28 | 05-06 | 05-06 |  | 0 | 0.26818 | 0.15232 | 0.52122 | 0.29484 | 0 | 0.0049298 | 0.0045495 | 0.0012197 | 0.0041941 | 4
2006-04-29 | 05-06 | 05-06 |  | 0 | 0.20691 | 0.77169 | 3.2242 | 0.80789 | 0 | 0.0078131 | 0.0058617 | 0.024695 | 0.010441 | 4
2006-04-30 | 05-06 | 05-06 |  | 0 | 0.31831 | 1.9858 | 0.13894 | 0.50797 | 0 | 0.0020635 | 0.026407 | 0.002263 | 0.0053437 | 4
2006-05-01 | 05-06 | 05-06 |  | 0 | 0.2225 | 0.44771 | 1.9239 | 0.5481 | 0 | 0.0035661 | 0.003745 | 0.0081997 | 0.0043724 | 5
2006-05-02 | 05-06 | 05-06 |  | 0 | 0.0037912 | 0.003065 | 0.071637 | 0.015513 | 0 | 2.2511e-05 | 9.578e-06 | 0.0011021 | 0.00020913 | 5
2006-05-03 | 05-06 | 05-06 |  | 0 | 0.65731 | 0.26864 | 0.047589 | 0.49386 | 0 | 0.0060085 | 0.018955 | 0.00028655 | 0.0066985 | 5
2006-05-04 | 05-06 | 05-06 |  | 0 | 0.2075 | 0.0034768 | 1.4787 | 0.40059 | 0 | 0.0048098 | 1.9156e-05 | 0.012571 | 0.0054874 | 5
2006-05-05 | 05-06 | 05-06 |  | 0 | 0.10874 | 0.016781 | 0.093922 | 0.093022 | 0 | 0.0010374 | 0.00013409 | 0.0019177 | 0.0010623 | 5
2006-05-06 | 05-06 | 05-06 |  | 0 | 0.77376 | 1.2229 | 0.475 | 0.77595 | 0 | 0.0092388 | 0.013141 | 0.0025422 | 0.0085229 | 5
2006-05-07 | 05-06 | 05-06 |  | 0 | 1.7545 | 0.029424 | 0.5321 | 1.2968 | 0 | 0.026381 | 0.00026818 | 0.0021013 | 0.018446 | 5
2006-05-08 | 05-06 | 05-06 |  | 0 | 0.22551 | 2.2095 | 2.514 | 0.8892 | 0 | 0.0033691 | 0.040726 | 0.074194 | 0.020715 | 5
2006-05-09 | 05-06 | 05-06 |  | 0 | 0.49078 | 0.73376 | 0.039845 | 0.44091 | 0 | 0.0066819 | 0.014693 | 0.00021307 | 0.0065754 | 5
2006-05-10 | 05-06 | 05-06 |  | 0 | 0.44161 | 0.21192 | 1.2765 | 0.55333 | 0 | 0.0058003 | 0.0028638 | 0.017017 | 0.0073221 | 5
2006-05-11 | 05-06 | 05-06 |  | 0 | 0.28077 | 1.1814 | 0.23479 | 0.39127 | 0 | 0.0030596 | 0.016953 | 0.0031814 | 0.004919 | 5
2006-05-12 | 05-06 | 05-06 |  | 0 | 0.099775 | 0.23071 | 0.37202 | 0.16411 | 0 | 0.00056277 | 0.00092907 | 0.00048493 | 0.00059403 | 5
2006-05-13 | 05-06 | 05-06 |  | 0 | 0.28093 | 1.391 | 0.9043 | 0.53638 | 0 | 0.0037236 | 0.010775 | 0.0096177 | 0.0056696 | 5
2006-05-14 | 05-06 | 05-06 |  | 0 | 0.029663 | 0 | 0.0092136 | 0.021897 | 0 | 0.00025137 | 0 | 4.4084e-05 | 0.00017962 | 5
2006-05-15 | 05-06 | 05-06 |  | 0 | 0.020438 | 0.091795 | 0.00047023 | 0.026357 | 0 | 0.00036017 | 0.0012356 | 7.3474e-06 | 0.00041312 | 5
2006-05-16 | 05-06 | 05-06 |  | 0 | 0.089928 | 0.099994 | 0.017847 | 0.078016 | 0 | 0.00059091 | 0.0013122 | 0.00011021 | 0.00059916 | 5
2006-05-17 | 05-06 | 05-06 |  | 0 | 0.039017 | 0.025027 | 0.74976 | 0.16096 | 0 | 0.00026825 | 0.0003927 | 0.0077294 | 0.0015858 | 5
2006-05-18 | 05-06 | 05-06 |  | 0 | 0.082594 | 0.0026435 | 0.17659 | 0.08768 | 0 | 0.00034516 | 3.8312e-05 | 0.012483 | 0.002421 | 5
2006-05-19 | 05-06 | 05-06 |  | 0 | 0.45033 | 0.81178 | 0.10386 | 0.43487 | 0 | 0.0050368 | 0.0032086 | 0.00088169 | 0.0040286 | 5
2006-05-20 | 05-06 | 05-06 |  | 0 | 0.15352 | 0.24158 | 0.14739 | 0.16309 | 0 | 0.0018909 | 0.001906 | 0.00058044 | 0.0016499 | 5
2006-05-21 | 05-06 | 05-06 |  | 0 | 0.0031928 | 0.13947 | 0.28365 | 0.070397 | 0 | 1.6883e-05 | 0.0006513 | 0.0082438 | 0.0015383 | 5
2006-05-22 | 05-06 | 05-06 |  | 0 | 0.023788 | 0.13531 | 1.0259 | 0.21353 | 0 | 0.00076724 | 0.00066088 | 0.010602 | 0.0024646 | 5
2006-05-23 | 05-06 | 05-06 |  | 0 | 0.15964 | 0.016972 | 0.29521 | 0.16301 | 0 | 0.00086291 | 0.00020114 | 0.0021307 | 0.00098919 | 5
2006-05-24 | 05-06 | 05-06 |  | 0 | 0.14825 | 1.6886 | 5.2718 | 1.2481 | 0 | 0.0010186 | 0.019951 | 0.040447 | 0.010432 | 5
2006-05-25 | 05-06 | 05-06 |  | 0 | 0.1736 | 0.06877 | 0.082981 | 0.14243 | 0 | 0.0015101 | 0.00063215 | 0.00036737 | 0.0011816 | 5
2006-05-26 | 05-06 | 05-06 |  | 0 | 0.017127 | 0.12942 | 0.00085964 | 0.0292 | 0 | 0.00015382 | 0.0028926 | 7.3474e-06 | 0.00049395 | 5
2006-05-27 | 05-06 | 05-06 |  | 0 | 0.25552 | 0 | 0.073746 | 0.18764 | 0 | 0.0034141 | 0 | 0.00054371 | 0.00243 | 5
2006-05-28 | 05-06 | 05-06 |  | 2.4632 | 0.30806 | 0 | 0 | 0.22575 | 0.020357 | 0.0041607 | 0 | 0 | 0.0029701 | 5
2006-05-29 | 05-06 | 05-06 |  | 0 | 0.098901 | 0.017767 | 1.219 | 0.28288 | 0 | 0.00093232 | 8.6202e-05 | 0.012718 | 0.0028701 | 5
2006-05-30 | 05-06 | 05-06 |  | 0 | 0.065921 | 0.02247 | 0.0018368 | 0.048416 | 0 | 0.00055714 | 0.00048848 | 7.3474e-06 | 0.00044777 | 5
2006-05-31 | 05-06 | 05-06 |  | 2.1962 | 0.27845 | 10.2677 | 2.6278 | 2.0381 | 0.013641 | 0.0067251 | 0.12803 | 0.032578 | 0.027522 | 5
2006-06-01 | 05-06 | 05-06 |  | 0 | 0.43861 | 0.13592 | 0.37436 | 0.38356 | 0 | 0.0078225 | 0.0041952 | 0.0011168 | 0.0061071 | 6
2006-06-02 | 05-06 | 05-06 |  | 0 | 0.71575 | 0 | 0.69492 | 0.61088 | 0 | 0.0089386 | 0 | 0.0052681 | 0.0070334 | 6
2006-06-03 | 05-06 | 05-06 |  | 0 | 0.27779 | 0.3738 | 0.33048 | 0.29777 | 0 | 0.0034873 | 0.0019348 | 0.017259 | 0.005658 | 6
2006-06-04 | 05-06 | 05-06 |  | 0 | 2.3813 | 0.0016091 | 1.592 | 1.9069 | 0 | 0.015874 | 9.578e-06 | 0.013497 | 0.013215 | 6
2006-06-05 | 05-06 | 05-06 |  | 6.7761 | 0.32232 | 0.23183 | 0.16108 | 0.32105 | 0.080168 | 0.0031196 | 0.0012356 | 0.00046288 | 0.0028701 | 6
2006-06-06 | 05-06 | 05-06 |  | 0 | 0.27237 | 0.52644 | 0.0073621 | 0.25809 | 0 | 0.0051587 | 0.032393 | 0.00010286 | 0.0078853 | 6
2006-06-07 | 05-06 | 05-06 |  | 0 | 0.090489 | 0.14842 | 2.5203 | 0.52186 | 0 | 0.0016827 | 0.001293 | 0.014011 | 0.0037707 | 6
2006-06-08 | 05-06 | 05-06 |  | 0.0050367 | 0.057325 | 2.1893 | 0.052225 | 0.34162 | 0.00041973 | 0.00032453 | 0.024462 | 0.0008376 | 0.0036476 | 6
2006-06-09 | 05-06 | 05-06 |  | 0 | 0.043856 | 0.0043388 | 0.022013 | 0.03442 | 0 | 0.00039956 | 1.9156e-05 | 0.00063922 | 0.00038746 | 6
2006-06-10 | 05-06 | 05-06 |  | 0 | 0.022222 | 0.14087 | 0.26475 | 0.080299 | 0 | 0.00024949 | 0.001226 | 0.0019471 | 0.00067486 | 6
2006-06-11 | 05-06 | 05-06 |  | 0 | 0.52647 | 0.0037354 | 1.4655 | 0.61648 | 0 | 0.0039019 | 3.8312e-05 | 0.0031006 | 0.0032152 | 6
2006-06-12 | 05-06 | 05-06 |  | 0 | 0.032016 | 0.30347 | 0.071218 | 0.074983 | 0 | 0.00023073 | 0.0034864 | 0.00069065 | 0.00074542 | 6
2006-06-13 | 05-06 | 05-06 |  | 0 | 0.038114 | 0.83544 | 0.006789 | 0.13916 | 0 | 0.00032828 | 0.013419 | 0.00063187 | 0.0021323 | 6
2006-06-14 | 05-06 | 05-06 |  | 0 | 0.35481 | 0.20527 | 1.3521 | 0.50627 | 0 | 0.0048098 | 0.0095876 | 0.041535 | 0.011827 | 6
2006-06-15 | 05-06 | 05-06 |  | 0.064218 | 0.41187 | 1.5944 | 2.1748 | 0.87543 | 0.00041973 | 0.0038868 | 0.013524 | 0.021182 | 0.0081714 | 6
2006-06-16 | 05-06 | 05-06 |  | 0 | 0.47391 | 0.047028 | 0.39543 | 0.39948 | 0 | 0.0046803 | 0.0036971 | 0.001227 | 0.0039106 | 6
2006-06-17 | 05-06 | 05-06 |  | 0 | 0.023586 | 0.043494 | 0 | 0.021957 | 0 | 0.00022136 | 0.00046932 | 0 | 0.00021426 | 6
2006-06-18 | 05-06 | 05-06 |  | 0 | 0.042142 | 0.010919 | 0.0039162 | 0.030969 | 0 | 0.00049899 | 0.00011494 | 3.6737e-05 | 0.00036309 | 6
2006-06-19 | 05-06 | 05-06 |  | 0 | 0.65392 | 0.036348 | 0.18061 | 0.48365 | 0 | 0.0077493 | 0.00057468 | 0.0019838 | 0.0057234 | 6
2006-06-20 | 05-06 | 05-06 |  | 0.21364 | 0.07769 | 0.27078 | 0 | 0.090713 | 0.0029381 | 0.00099797 | 0.002519 | 0 | 0.0010379 | 6
2006-06-21 | 05-06 | 05-06 |  | 0.10577 | 0.12099 | 1.1726 | 0.32887 | 0.29789 | 0.0018888 | 0.0010036 | 0.0022508 | 0.000698 | 0.0011213 | 6
2006-06-22 | 05-06 | 05-06 |  | 0 | 0.12722 | 0.31258 | 0.18975 | 0.16201 | 0 | 0.0036486 | 0.0014175 | 0.0010213 | 0.0028636 | 6
2006-06-23 | 05-06 | 05-06 |  | 0 | 0.053615 | 0.097743 | 0.10377 | 0.067883 | 0 | 0.00027388 | 0.0010344 | 0.00032328 | 0.00038233 | 6
2006-06-24 | 05-06 | 05-06 |  | 0 | 1.8759e-05 | 0 | 0.68136 | 0.11899 | 0 | 1.8759e-06 | 0 | 0.0014107 | 0.00024762 | 6
2006-06-25 | 05-06 | 05-06 |  | 0 | 0.013366 | 0 | 0 | 0.0091413 | 0 | 0.00010693 | 0 | 0 | 7.3131e-05 | 6
2006-06-26 | 05-06 | 05-06 |  | 0 | 0.049426 | 0.063081 | 0.02044 | 0.045823 | 0 | 0.00039769 | 0.00051721 | 0.00016164 | 0.0003695 | 6
2006-06-27 | 05-06 | 05-06 |  | 0 | 0.1189 | 0.0016091 | 0.023695 | 0.085673 | 0 | 0.00085916 | 1.9156e-05 | 0.00025716 | 0.00063508 | 6
2006-06-28 | 05-06 | 05-06 |  | 0 | 0.016485 | 0.30614 | 0.58897 | 0.15513 | 0 | 0.00012193 | 0.0038312 | 0.0036002 | 0.0012253 | 6
2006-06-29 | 05-06 | 05-06 |  | 0.080588 | 0.17957 | 0.25852 | 0.096581 | 0.1748 | 0.0016789 | 0.0016489 | 0.0044633 | 0.0034827 | 0.002344 | 6
2006-06-30 | 05-06 | 05-06 |  | 0.090661 | 1.2602 | 1.0792 | 0.7034 | 1.1298 | 0.0016789 | 0.0085766 | 0.0092332 | 0.0026083 | 0.0075684 | 6
2006-07-01 | 06-07 | 06-07 |  | 0 | 0.83465 | 1.8506 | 0.24376 | 0.86131 | 0 | 0.013833 | 0.018955 | 0.00090373 | 0.012158 | 7
2006-07-02 | 06-07 | 06-07 |  | 1.6896 | 0.090949 | 0.44018 | 0.11656 | 0.15185 | 0.020357 | 0.00075036 | 0.0018773 | 0.00092577 | 0.0010508 | 7
2006-07-03 | 06-07 | 06-07 |  | 5.3163 | 0.24063 | 0.17787 | 0.40094 | 0.29092 | 0.00062959 | 0.0047479 | 0.00077582 | 0.002814 | 0.0038464 | 7
2006-07-04 | 06-07 | 06-07 |  | 0.10745 | 0.075934 | 1.0657 | 0.07473 | 0.2084 | 0.0016789 | 0.0021123 | 0.019539 | 0.024474 | 0.0083459 | 7
2006-07-05 | 06-07 | 06-07 |  | 0 | 0.038006 | 0.0086681 | 0.38306 | 0.094045 | 0 | 0.00038831 | 5.7468e-05 | 0.0088169 | 0.0018129 | 7
2006-07-06 | 06-07 | 06-07 |  | 0.055824 | 0.085933 | 0.065552 | 0.84168 | 0.21487 | 0.00041973 | 0.00063405 | 0.0005651 | 0.0020573 | 0.00087115 | 7
2006-07-07 | 06-07 | 06-07 |  | 0 | 0.17448 | 0.096048 | 1.2121 | 0.34386 | 0 | 0.00061154 | 0.0013601 | 0.011506 | 0.0026096 | 7
2006-07-08 | 06-07 | 06-07 |  | 0 | 0.08781 | 0 | 6.6327 | 1.2183 | 0 | 0.00059653 | 0 | 0.0086552 | 0.0019194 | 7
2006-07-09 | 06-07 | 06-07 |  | 0 | 0.87155 | 0.083894 | 4.2439 | 1.3484 | 0 | 0.013974 | 0.00094822 | 0.059102 | 0.020004 | 7
2006-07-10 | 06-07 | 06-07 |  | 0 | 0.19797 | 2.2982 | 0.94173 | 0.60769 | 0 | 0.00069596 | 0.029893 | 0.0054958 | 0.0054399 | 7
2006-07-11 | 06-07 | 06-07 |  | 0 | 0.084449 | 0.49545 | 0.52038 | 0.21499 | 0 | 0.00085353 | 0.0045017 | 0.0029169 | 0.0016961 | 7
2006-07-12 | 06-07 | 06-07 |  | 0 | 0.23826 | 0.2071 | 0.02288 | 0.19469 | 0 | 0.0014838 | 0.00097696 | 0.0002939 | 0.001197 | 7
2006-07-13 | 06-07 | 06-07 |  | 0 | 0.04658 | 0.3586 | 0.04094 | 0.087042 | 0 | 0.0008404 | 0.0029404 | 0.00020573 | 0.0010046 | 7
2006-07-14 | 06-07 | 06-07 |  | 0 | 1.1645 | 1.8116 | 0.3035 | 1.0921 | 0 | 0.022588 | 0.019156 | 0.0018148 | 0.018331 | 7
2006-07-15 | 06-07 | 06-07 |  | 0 | 0.44374 | 0.13469 | 2.4022 | 0.74101 | 0 | 0.0027107 | 0.001111 | 0.016333 | 0.0048549 | 7
2006-07-16 | 06-07 | 06-07 |  | 0 | 0.0082877 | 3.2315 | 0.34619 | 0.49899 | 0 | 6.378e-05 | 0.010344 | 0.0014548 | 0.0016833 | 7
2006-07-17 | 06-07 | 06-07 |  | 0 | 0.13262 | 0.44126 | 0.064708 | 0.16111 | 0 | 0.0039581 | 0.00075666 | 0.00033063 | 0.0028662 | 7
2006-07-18 | 06-07 | 06-07 |  | 0 | 0.056419 | 0.087936 | 0 | 0.050367 | 0 | 0.00038456 | 0.0013505 | 0 | 0.00044392 | 7
2006-07-19 | 06-07 | 06-07 |  | 0 | 2.3521 | 0.075752 | 0.038081 | 1.6255 | 0 | 0.022651 | 0.0037258 | 0.00044819 | 0.01607 | 7
2006-07-20 | 06-07 | 06-07 |  | 0 | 0.11421 | 0.071433 | 0.30641 | 0.14119 | 0 | 0.00081789 | 0.00062257 | 0.0015503 | 0.00091349 | 7
2006-07-21 | 06-07 | 06-07 |  | 0 | 0.51981 | 0.15028 | 0.12715 | 0.39785 | 0 | 0.0046297 | 0.017451 | 0.0018883 | 0.0058338 | 7
2006-07-22 | 06-07 | 06-07 |  | 0 | 2.2002 | 0.040927 | 0.19473 | 1.5443 | 0 | 0.011946 | 0.00034481 | 0.0002792 | 0.0082651 | 7
2006-07-23 | 06-07 | 06-07 |  | 0 | 0.082556 | 1.2221 | 0.66103 | 0.3356 | 0 | 0.0096984 | 0.012969 | 0.001587 | 0.0086474 | 7
2006-07-24 | 06-07 | 06-07 |  | 0 | 0.92162 | 0.1672 | 0.035591 | 0.65895 | 0 | 0.0073873 | 0.0012835 | 0.00064657 | 0.0053373 | 7
2006-07-25 | 06-07 | 06-07 |  | 0.075551 | 0.55329 | 0.060083 | 1.6618 | 0.67711 | 0.0010493 | 0.0054101 | 0.00064173 | 0.0047464 | 0.0046213 | 7
2006-07-26 | 06-07 | 06-07 |  | 0 | 0.03585 | 0.52839 | 0.052659 | 0.10449 | 0 | 0.00045209 | 0.0039461 | 0.0012491 | 0.0010559 | 7
2006-07-27 | 06-07 | 06-07 |  | 0 | 0.0086047 | 0.0013313 | 0.0055399 | 0.0070308 | 0 | 8.0663e-05 | 9.578e-06 | 0.00011756 | 7.698e-05 | 7
2006-07-28 | 06-07 | 06-07 |  | 0 | 0.11111 | 0.058292 | 1.078 | 0.27204 | 0 | 0.00084978 | 0.00063215 | 0.0071857 | 0.0019206 | 7
2006-07-29 | 06-07 | 06-07 |  | 0 | 0.050461 | 0.0029117 | 0.31034 | 0.089094 | 0 | 0.00056277 | 4.789e-05 | 0.00096251 | 0.00055939 | 7
2006-07-30 | 06-07 | 06-07 |  | 0 | 0.013283 | 0.047603 | 0.25617 | 0.060193 | 0 | 0.0037405 | 0.0020497 | 0.0040411 | 0.0035385 | 7
2006-07-31 | 06-07 | 06-07 |  | 0 | 0.0455 | 0.25785 | 0.18512 | 0.097984 | 0 | 0.0004746 | 0.0041281 | 0.0014842 | 0.0011367 | 7
2006-08-01 | 06-07 | 06-07 |  | 0 | 0.03855 | 0.94299 | 0.86861 | 0.30436 | 0 | 0.00037518 | 0.0021167 | 0.012006 | 0.0026366 | 8
2006-08-02 | 06-07 | 06-07 |  | 0 | 0.6775 | 1.0416 | 0.30184 | 0.6556 | 0 | 0.010167 | 0.049327 | 0.0047023 | 0.014382 | 8
2006-08-03 | 06-07 | 06-07 |  | 0.045331 | 0.80269 | 0.34283 | 0.048992 | 0.60374 | 0.00020986 | 0.010301 | 0.0037163 | 0.00050697 | 0.0076325 | 8
2006-08-04 | 06-07 | 06-07 |  | 0 | 0.14656 | 0.15346 | 0.26622 | 0.16728 | 0 | 0.0015682 | 0.059479 | 0.039338 | 0.015909 | 8
2006-08-05 | 06-07 | 06-07 |  | 0 | 0.0050143 | 0.16077 | 0.52609 | 0.11683 | 0 | 3.7518e-05 | 0.00079497 | 0.0061865 | 0.0012124 | 8
2006-08-06 | 06-07 | 06-07 |  | 0 | 0.040671 | 0.058809 | 0.82213 | 0.17925 | 0 | 0.00042958 | 0.00071835 | 0.0078617 | 0.0017628 | 8
2006-08-07 | 06-07 | 06-07 |  | 0 | 0.033805 | 0 | 0.028949 | 0.028176 | 0 | 0.00025512 | 0 | 0.00035267 | 0.00023607 | 8
2006-08-08 | 06-07 | 06-07 |  | 0 | 0.091508 | 0.21152 | 3.4374 | 0.69115 | 0 | 0.0014163 | 0.00084286 | 0.023107 | 0.0051166 | 8
2006-08-09 | 06-07 | 06-07 |  | 0 | 0.020278 | 0.70046 | 0.23073 | 0.14799 | 0 | 0.00011818 | 0.0043293 | 0.0020352 | 0.0010161 | 8
2006-08-10 | 06-07 | 06-07 |  | 0 | 0.031393 | 0.17374 | 0.88429 | 0.19916 | 0 | 0.00032078 | 0.0018677 | 0.005922 | 0.0015037 | 8
2006-08-11 | 06-07 | 06-07 |  | 0 | 0.027184 | 0.15243 | 0.032248 | 0.044642 | 0 | 0.00033578 | 0.0013984 | 0.00048493 | 0.00050165 | 8
2006-08-12 | 06-07 | 06-07 |  | 0 | 0.30124 | 0.049298 | 0.01371 | 0.21502 | 0 | 0.002313 | 0.00011494 | 0.00014695 | 0.001623 | 8
2006-08-13 | 06-07 | 06-07 |  | 0 | 0.11187 | 0.004971 | 4.3647 | 0.83934 | 0 | 0.00047085 | 3.8312e-05 | 0.024474 | 0.0046008 | 8
2006-08-14 | 06-07 | 06-07 |  | 0 | 0.52705 | 0.0018007 | 0.38618 | 0.42815 | 0 | 0.0055395 | 9.578e-06 | 0.00089638 | 0.0039465 | 8
2006-08-15 | 06-07 | 06-07 |  | 0 | 0.019853 | 0.043762 | 0.31567 | 0.074561 | 0 | 0.00033203 | 0.00032565 | 0.0025789 | 0.00072104 | 8
2006-08-16 | 06-07 | 06-07 |  | 0 | 2.5265 | 3.1875 | 4.9631 | 3.0216 | 0 | 0.021773 | 0.012988 | 0.022843 | 0.02062 | 8
2006-08-17 | 06-07 | 06-07 |  | 0 | 0.076859 | 0.19835 | 1.0687 | 0.26575 | 0 | 0.00039394 | 0.0012451 | 0.0062085 | 0.0015203 | 8
2006-08-18 | 06-07 | 06-07 |  | 0 | 0.49424 | 0.11965 | 0.039852 | 0.36102 | 0 | 0.0075392 | 0.0016378 | 0.00035267 | 0.0054373 | 8
2006-08-19 | 06-07 | 06-07 |  | 0 | 1.0328 | 0.069086 | 0.74757 | 0.84619 | 0 | 0.0071997 | 0.00044059 | 0.0052313 | 0.0058966 | 8
2006-08-20 | 06-07 | 06-07 |  | 0 | 0.25677 | 0.48615 | 0.0034018 | 0.24133 | 0 | 0.0051268 | 0.0063119 | 0.0028655 | 0.0048523 | 8
2006-08-21 | 06-07 | 06-07 |  | 0 | 0.31576 | 0.046626 | 0.22412 | 0.26134 | 0 | 0.0051324 | 0.00021072 | 0.00081556 | 0.0036809 | 8
2006-08-22 | 06-07 | 06-07 |  | 0 | 0.038071 | 0 | 0.16973 | 0.055677 | 0 | 0.00047648 | 0 | 0.00077147 | 0.0004606 | 8
2006-08-23 | 06-07 | 06-07 |  | 0 | 0.077583 | 0.062065 | 4.3973 | 0.82923 | 0 | 0.00054588 | 0.00022029 | 0.037721 | 0.0069898 | 8
2006-08-24 | 06-07 | 06-07 |  | 0 | 0.027242 | 0.068818 | 1.4649 | 0.28366 | 0 | 0.0002101 | 0.00067046 | 0.059859 | 0.010686 | 8
2006-08-25 | 06-07 | 06-07 |  | 0 | 0.044316 | 0 | 0.47446 | 0.11316 | 0 | 0.00034516 | 0 | 0.0081629 | 0.0016615 | 8
2006-08-26 | 06-07 | 06-07 |  | 0 | 0.02185 | 0.00069919 | 0.033798 | 0.02094 | 0 | 0.00010317 | 9.578e-06 | 0.00014695 | 9.7508e-05 | 8
2006-08-27 | 06-07 | 06-07 |  | 0 | 0.40664 | 0.00075666 | 0.0082731 | 0.27966 | 0 | 0.0038775 | 9.578e-06 | 3.6737e-05 | 0.0026596 | 8
2006-08-28 | 06-07 | 06-07 |  | 0 | 0.21439 | 0.16634 | 0.23559 | 0.21005 | 0 | 0.0050987 | 0.0020401 | 0.0079352 | 0.0051461 | 8
2006-08-29 | 06-07 | 06-07 |  | 0 | 0.012977 | 0.0063215 | 0.37104 | 0.074514 | 0 | 0.00018946 | 3.8312e-05 | 0.0019691 | 0.00047856 | 8
2006-08-30 | 06-07 | 06-07 |  | 0 | 0.060361 | 0 | 0.19282 | 0.074954 | 0 | 0.0005834 | 0 | 0.0015283 | 0.00066587 | 8
2006-08-31 | 06-07 | 06-07 |  | 0.0012592 | 0.50941 | 0 | 0 | 0.34842 | 0.00062959 | 0.0066669 | 0 | 0 | 0.0045636 | 8
2006-09-01 | 06-07 | 06-07 |  | 0.053515 | 0.036308 | 0 | 0.0032108 | 0.02572 | 0 | 0.00021198 | 0 | 7.3474e-06 | 0.00014626 | 9
2006-09-02 | 06-07 | 06-07 |  | 0 | 0.48315 | 2.4997 | 0.002601 | 0.66573 | 0 | 0.0063799 | 0.015861 | 2.2042e-05 | 0.006492 | 9
2006-09-03 | 06-07 | 06-07 |  | 0 | 0.026927 | 0.12571 | 1.2499 | 0.25351 | 0 | 0.00011818 | 5.7468e-05 | 0.0069947 | 0.0013099 | 9
2006-09-04 | 06-07 | 06-07 |  | 0 | 0.05532 | 0.37515 | 0.022336 | 0.091988 | 0 | 0.00025512 | 0.00054595 | 0.00028655 | 0.00029765 | 9
2006-09-05 | 06-07 | 06-07 |  | 0 | 0.080601 | 0.92567 | 0.85129 | 0.32777 | 0 | 0.00085916 | 0.0091661 | 0.0021381 | 0.0021888 | 9
2006-09-06 | 06-07 | 06-07 |  | 0 | 0.93833 | 0.044011 | 1.1665 | 0.85135 | 0 | 0.0090174 | 0.00041185 | 0.0056942 | 0.0072168 | 9
2006-09-07 | 06-07 | 06-07 |  | 0 | 0.033712 | 0.00075666 | 0.51821 | 0.11365 | 0 | 0.00024949 | 9.578e-06 | 0.017171 | 0.0031703 | 9
2006-09-08 | 06-07 | 06-07 |  | 0 | 0.53239 | 0.78507 | 0.45577 | 0.54887 | 0 | 0.0032584 | 0.001724 | 0.0017119 | 0.0027584 | 9
2006-09-09 | 06-07 | 06-07 |  | 0 | 0.11586 | 0.51909 | 0.081211 | 0.16295 | 0 | 0.0027519 | 0.002452 | 0.00036737 | 0.0022748 | 9
2006-09-10 | 06-07 | 06-07 |  | 0 | 0.07569 | 1.2732 | 0.5665 | 0.32124 | 0 | 0.00075786 | 0.015842 | 0.0019397 | 0.0029791 | 9
2006-09-11 | 06-07 | 06-07 |  | 0 | 0.037876 | 0.040592 | 0.10717 | 0.050056 | 0 | 0.00050086 | 0.00010536 | 0.0015209 | 0.00062225 | 9
2006-09-12 | 06-07 | 06-07 |  | 0 | 0.0085522 | 0.09032 | 0.0058412 | 0.018968 | 0 | 3.3766e-05 | 0.0026723 | 1.4695e-05 | 0.00038362 | 9
2006-09-13 | 06-07 | 06-07 |  | 0.0090241 | 0.0031815 | 0 | 0.7171 | 0.12745 | 0.00020986 | 2.8138e-05 | 0 | 0.0036296 | 0.00065433 | 9
2006-09-14 | 06-07 | 06-07 |  | 0 | 0.67006 | 0.033034 | 0.86202 | 0.61323 | 0 | 0.0036918 | 0.00029692 | 0.0062306 | 0.0036527 | 9
2006-09-15 | 06-07 | 06-07 |  | 0 | 0.452 | 0.00022029 | 2.1663 | 0.68746 | 0 | 0.008721 | 9.578e-06 | 0.0069212 | 0.0071745 | 9
2006-09-16 | 06-07 | 06-07 |  | 0 | 0.39716 | 0.087677 | 0.1275 | 0.30564 | 0 | 0.0053782 | 0.00053637 | 0.00060248 | 0.0038554 | 9
2006-09-17 | 06-07 | 06-07 |  | 0 | 0.0022905 | 0.013448 | 0 | 0.0033679 | 0 | 1.6883e-05 | 0.00012451 | 0 | 2.8226e-05 | 9
2006-09-18 | 06-07 | 06-07 |  | 0 | 0.048027 | 0.00042143 | 1.3722 | 0.27251 | 0 | 0.0015138 | 9.578e-06 | 0.016671 | 0.0039478 | 9
2006-09-19 | 06-07 | 06-07 |  | 0.022665 | 0.024777 | 0.05221 | 0.73219 | 0.15193 | 0.00041973 | 0.00029451 | 0.00042143 | 0.0063481 | 0.001369 | 9
2006-09-20 | 06-07 | 06-07 |  | 0 | 0.0041401 | 0.080149 | 1.1049 | 0.20651 | 0 | 3.9394e-05 | 0.00048848 | 0.016708 | 0.0030099 | 9
2006-09-21 | 06-07 | 06-07 |  | 0 | 0.028146 | 0.11606 | 0.02349 | 0.038898 | 0 | 0.00030577 | 0.0010344 | 0.00017634 | 0.00037848 | 9
2006-09-22 | 06-07 | 06-07 |  | 0.018048 | 0.52621 | 1.0996 | 0.99359 | 0.6808 | 0.00020986 | 0.0057496 | 0.024328 | 0.0072372 | 0.0084562 | 9
2006-09-23 | 06-07 | 06-07 |  | 0 | 1.2989 | 0.59449 | 0.085215 | 0.98285 | 0 | 0.0095914 | 0.0040802 | 0.00061718 | 0.0072143 | 9
2006-09-24 | 06-07 | 06-07 |  | 0 | 0.53266 | 0.96304 | 0.8159 | 0.63578 | 0 | 0.0069633 | 0.006628 | 0.0075384 | 0.0069667 | 9
2006-09-25 | 06-07 | 06-07 |  | 0 | 0.066832 | 0.021608 | 0.12457 | 0.070357 | 0 | 0.00018009 | 0.00015325 | 0.0013887 | 0.00038618 | 9
2006-09-26 | 06-07 | 06-07 |  | 0 | 0.085471 | 0.2817 | 1.1321 | 0.29388 | 0 | 0.00037518 | 0.0019443 | 0.01047 | 0.0023453 | 9
2006-09-27 | 06-07 | 06-07 |  | 0 | 0.0043577 | 0.22929 | 0.013012 | 0.035966 | 0 | 2.4387e-05 | 0.0012164 | 8.0821e-05 | 0.00019373 | 9
2006-09-28 | 06-07 | 06-07 |  | 0 | 0.014542 | 0.0011877 | 0.42408 | 0.084157 | 0 | 0.00011818 | 9.578e-06 | 0.010139 | 0.0018526 | 9
2006-09-29 | 06-07 | 06-07 |  | 0 | 0.036773 | 0.12022 | 0.25097 | 0.085079 | 0 | 0.00035079 | 0.0011015 | 0.0012637 | 0.00060814 | 9
2006-09-30 | 06-07 | 06-07 |  | 0 | 0.29885 | 0 | 0.00060248 | 0.2045 | 0 | 0.0020654 | 0 | 7.3474e-06 | 0.0014139 | 9
2006-10-01 | 06-07 | 06-07 |  | 0 | 0.017667 | 4.9957 | 7.6697 | 2.0206 | 0 | 0.00017821 | 0.038733 | 0.068639 | 0.017296 | 10
2006-10-02 | 06-07 | 06-07 |  | 0 | 0.030676 | 0.38227 | 0.29858 | 0.12432 | 0 | 0.00024199 | 0.0036109 | 0.0013225 | 0.00088013 | 10
2006-10-03 | 06-07 | 06-07 |  | 0.03064 | 0.041157 | 0.16805 | 0.15952 | 0.078702 | 0.00041973 | 0.00018384 | 0.00076624 | 0.0031961 | 0.00078904 | 10
2006-10-04 | 06-07 | 06-07 |  | 0.29192 | 0.045123 | 0.56202 | 1.4829 | 0.36687 | 0.0027282 | 0.00078787 | 0.010038 | 0.0095149 | 0.0035616 | 10
2006-10-05 | 06-07 | 06-07 |  | 0 | 0.050476 | 0.059834 | 0.53289 | 0.13559 | 0 | 0.0004202 | 0.0025573 | 0.0017413 | 0.00093402 | 10
2006-10-06 | 06-07 | 06-07 |  | 0 | 0.052818 | 0.026589 | 0.12511 | 0.061532 | 0 | 0.00043708 | 0.00028734 | 0.0018956 | 0.00066844 | 10
2006-10-07 | 06-07 | 06-07 |  | 0 | 0.46856 | 0.01521 | 0.96448 | 0.49092 | 0 | 0.0055245 | 7.6624e-05 | 0.011374 | 0.0057748 | 10
2006-10-08 | 06-07 | 06-07 |  | 0 | 0.34517 | 0.074258 | 0.01709 | 0.24901 | 0 | 0.0044609 | 0.00068004 | 0.00010286 | 0.00316 | 10
2006-10-09 | 06-07 | 06-07 |  | 0 | 0.018016 | 0.15256 | 0.65661 | 0.14741 | 0 | 0.0001557 | 0.0015229 | 0.0026891 | 0.00078006 | 10
2006-10-10 | 06-07 | 06-07 |  | 0 | 0.19578 | 0.060916 | 0.5119 | 0.23145 | 0 | 0.0052431 | 0.0003927 | 0.0016605 | 0.0039285 | 10
2006-10-11 | 06-07 | 06-07 |  | 0 | 0.048788 | 0.05288 | 0.33224 | 0.098467 | 0 | 0.00062655 | 0.0005651 | 0.0022336 | 0.00089425 | 10
2006-10-12 | 06-07 | 06-07 |  | 0.017419 | 0.37601 | 2.6639 | 0.6022 | 0.71927 | 0.00020986 | 0.0076255 | 0.011206 | 0.022248 | 0.010603 | 10
2006-10-13 | 06-07 | 06-07 |  | 0 | 0.0064549 | 0.23179 | 1.209 | 0.24657 | 0 | 5.0649e-05 | 0.0023562 | 0.010624 | 0.0022055 | 10
2006-10-14 | 06-07 | 06-07 |  | 0 | 0.1219 | 0.0027106 | 0.13241 | 0.10686 | 0 | 0.00086854 | 9.578e-06 | 0.00058044 | 0.00069667 | 10
2006-10-15 | 06-07 | 06-07 |  | 0 | 0.23609 | 0.11666 | 1.0109 | 0.35363 | 0 | 0.0034873 | 0.0010057 | 0.0070682 | 0.003754 | 10
2006-10-16 | 06-07 | 06-07 |  | 0 | 0.22234 | 4.7815 | 0.089917 | 0.80827 | 0 | 0.003688 | 0.003496 | 0.0023071 | 0.0033935 | 10
2006-10-17 | 06-07 | 06-07 |  | 0 | 0.1789 | 0.087131 | 3.9121 | 0.81716 | 0 | 0.0019303 | 0.00054595 | 0.018802 | 0.0046765 | 10
2006-10-18 | 06-07 | 06-07 |  | 0 | 0.034711 | 0.54567 | 1.914 | 0.43106 | 0 | 0.00048961 | 0.0064077 | 0.029801 | 0.006397 | 10
2006-10-19 | 06-07 | 06-07 |  | 0 | 0.020834 | 0.013227 | 1.0548 | 0.20021 | 0 | 0.00024574 | 1.9156e-05 | 0.0047538 | 0.0010007 | 10
2006-10-20 | 06-07 | 06-07 |  | 0 | 0.042817 | 0.75932 | 2.0796 | 0.49414 | 0 | 0.00033391 | 0.0036396 | 0.022373 | 0.0046226 | 10
2006-10-21 | 06-07 | 06-07 |  | 0 | 0.16851 | 0.0127 | 0 | 0.11695 | 0 | 0.0018534 | 0.00074708 | 0 | 0.0013677 | 10
2006-10-22 | 06-07 | 06-07 |  | 0 | 0.015349 | 0.0016378 | 0.07124 | 0.023157 | 0 | 0.00018571 | 9.578e-06 | 0.00066861 | 0.00024505 | 10
2006-10-23 | 06-07 | 06-07 |  | 0 | 0.73812 | 0.033647 | 1.7727 | 0.81889 | 0 | 0.0088805 | 0.00022987 | 0.0069653 | 0.0073208 | 10
2006-10-24 | 06-07 | 06-07 |  | 0 | 0.012015 | 0 | 0.10014 | 0.025704 | 0 | 5.0649e-05 | 0 | 0.00091107 | 0.00019373 | 10
2006-10-25 | 06-07 | 06-07 |  | 0 | 0.0011631 | 0 | 0.0021822 | 0.0011765 | 0 | 1.3131e-05 | 0 | 2.939e-05 | 1.4113e-05 | 10
2006-10-26 | 06-07 | 06-07 |  | 0 | 0.108 | 0 | 0.012344 | 0.076023 | 0 | 0.00033954 | 0 | 0.00015429 | 0.00025917 | 10
2006-10-27 | 06-07 | 06-07 |  | 0 | 0.43564 | 0.24006 | 0.9396 | 0.49418 | 0 | 0.0095126 | 0.0034672 | 0.0070314 | 0.0081983 | 10
2006-10-28 | 06-07 | 06-07 |  | 0 | 0.0033297 | 1.0785 | 0.33514 | 0.20527 | 0 | 3.189e-05 | 0.0048465 | 0.0031594 | 0.0012227 | 10
2006-10-29 | 06-07 | 06-07 |  | 0 | 0.0090774 | 1.3367 | 0.0095663 | 0.18694 | 0 | 6.9408e-05 | 0.018878 | 8.8169e-05 | 0.0025917 | 10
2006-10-30 | 06-07 | 06-07 |  | 0 | 0.078069 | 0.31941 | 0.1217 | 0.11743 | 0 | 0.0010993 | 0.0036588 | 0.0012197 | 0.0014549 | 10
2006-10-31 | 06-07 | 06-07 |  | 0 | 0.056256 | 1.1427 | 0.54437 | 0.2866 | 0 | 0.00039394 | 0.011436 | 0.0038721 | 0.0024775 | 10
2006-11-01 | 06-07 | 06-07 |  | 0 | 0.65018 | 0.010976 | 1.2268 | 0.66038 | 0 | 0.0094226 | 0.00010536 | 0.013313 | 0.0087834 | 11
2006-11-02 | 06-07 | 06-07 |  | 0 | 0.35018 | 0.215 | 2.5904 | 0.72064 | 0 | 0.0032434 | 0.0019348 | 0.016914 | 0.0054309 | 11
2006-11-03 | 06-07 | 06-07 |  | 0 | 0.022948 | 0.12998 | 0 | 0.033106 | 0 | 0.00040519 | 0.00031607 | 0 | 0.00031947 | 11
2006-11-04 | 06-07 | 06-07 |  | 0.39958 | 0.0095989 | 0.07807 | 0.92019 | 0.18015 | 0.0033578 | 9.567e-05 | 0.00067046 | 0.0045554 | 0.00097123 | 11
2006-11-05 | 06-07 | 06-07 |  | 0 | 0.0038193 | 0.21282 | 0.39156 | 0.099494 | 0 | 3.7518e-05 | 0.002452 | 0.00051432 | 0.00044392 | 11
2006-11-06 | 06-07 | 06-07 |  | 0 | 0.020181 | 7.8261 | 0 | 1.0621 | 0 | 0.00021385 | 0.054221 | 0 | 0.0074093 | 11
2006-11-07 | 06-07 | 06-07 |  | 0 | 0.48564 | 0.11685 | 1.2662 | 0.56889 | 0 | 0.0088486 | 0.0026531 | 0.0047905 | 0.0072438 | 11
2006-11-08 | 06-07 | 06-07 |  | 0 | 1.679 | 0.020095 | 0.055443 | 1.1607 | 0 | 0.025974 | 9.578e-05 | 0.0071123 | 0.019019 | 11
2006-11-09 | 06-07 | 06-07 |  | 0 | 0.0065056 | 0.011302 | 0.14147 | 0.030666 | 0 | 5.8153e-05 | 5.7468e-05 | 0.0008523 | 0.0001963 | 11
2006-11-10 | 06-07 | 06-07 |  | 0.07681 | 0.044868 | 0 | 0.046406 | 0.03926 | 0.0012592 | 0.00032453 | 0 | 0.00044084 | 0.00030664 | 11
2006-11-11 | 06-07 | 06-07 |  | 0 | 0.65237 | 12.4939 | 16.7914 | 5.0519 | 0 | 0.0066838 | 0.087016 | 0.05498 | 0.025828 | 11
2006-11-12 | 06-07 | 06-07 |  | 0 | 2.8045 | 2.3582 | 13.6577 | 4.6189 | 0 | 0.022256 | 0.02066 | 0.041476 | 0.025231 | 11
2006-11-13 | 06-07 | 06-07 |  | 0 | 0.30152 | 0.1322 | 0.31145 | 0.27831 | 0 | 0.0068245 | 0.00089075 | 0.0037251 | 0.0054373 | 11
2006-11-14 | 06-07 | 06-07 |  | 0.049528 | 0.14493 | 0.016292 | 0.064495 | 0.11287 | 0.00083945 | 0.0028176 | 8.6202e-05 | 0.00038206 | 0.0020105 | 11
2006-11-15 | 06-07 | 06-07 |  | 0 | 0.52099 | 0.49231 | 0.20012 | 0.45722 | 0 | 0.014259 | 0.0041568 | 0.001036 | 0.01049 | 11
2006-11-16 | 06-07 | 06-07 |  | 0 | 0.36168 | 0.3721 | 0.049676 | 0.30589 | 0 | 0.006515 | 0.0061012 | 0.00015429 | 0.0053001 | 11
2006-11-17 | 06-07 | 06-07 |  | 0 | 0.017044 | 0.060916 | 0.067015 | 0.031519 | 0 | 0.00013694 | 0.00040228 | 0.00040411 | 0.00021811 | 11
2006-11-18 | 06-07 | 06-07 |  | 0 | 0.5326 | 0.36888 | 0 | 0.41368 | 0 | 0.0042733 | 0.0020114 | 0 | 0.0031921 | 11
2006-11-19 | 06-07 | 06-07 |  | 0.0088143 | 0.0099122 | 0 | 0.083136 | 0.02135 | 0.00020986 | 0.00013319 | 0 | 0.00037472 | 0.00015781 | 11
2006-11-20 | 06-07 | 06-07 |  | 0.039454 | 0.6135 | 0.27981 | 0.45272 | 0.53637 | 0.00020986 | 0.010709 | 0.0025286 | 0.001903 | 0.0079969 | 11
2006-11-21 | 06-07 | 06-07 |  | 0 | 1.7586 | 1.6599 | 23.6002 | 5.5462 | 0 | 0.030316 | 0.015104 | 0.093319 | 0.039053 | 11
2006-11-22 | 06-07 | 06-07 |  | 0 | 0.068305 | 9.5011 | 5.9109 | 2.3516 | 0 | 0.0021423 | 0.097236 | 0.017355 | 0.017521 | 11
2006-11-23 | 06-07 | 06-07 |  | 0 | 0.018089 | 0.29745 | 0.027413 | 0.057003 | 0 | 0.00017821 | 0.0014175 | 0.00016899 | 0.00034128 | 11
2006-11-24 | 06-07 | 06-07 |  | 0.010493 | 0.057042 | 0 | 0.084796 | 0.053885 | 0.00020986 | 0.00054776 | 0 | 0.00082291 | 0.00051961 | 11
2006-11-25 | 06-07 | 06-07 |  | 0 | 0.36085 | 0 | 0.55778 | 0.3442 | 0 | 0.0050124 | 0 | 0.0030492 | 0.0039606 | 11
2006-11-26 | 06-07 | 06-07 |  | 0 | 0.40447 | 0.15734 | 1.5951 | 0.57624 | 0 | 0.0046747 | 0.0015229 | 0.027825 | 0.0082599 | 11
2006-11-27 | 06-07 | 06-07 |  | 0.072193 | 0.83979 | 0.005402 | 0.51822 | 0.66602 | 0.00083945 | 0.012936 | 3.8312e-05 | 0.0033284 | 0.009439 | 11
2006-11-28 | 06-07 | 06-07 |  | 0.04617 | 0.59454 | 0.00094822 | 3.2775 | 0.97935 | 0.0020986 | 0.012662 | 9.578e-06 | 0.041961 | 0.016002 | 11
2006-11-29 | 06-07 | 06-07 |  | 0.027282 | 0.39373 | 0.0042622 | 5.7343 | 1.2714 | 0.0020986 | 0.0085128 | 9.578e-06 | 0.034827 | 0.011918 | 11
2006-11-30 | 06-07 | 06-07 |  | 0.020986 | 0.48353 | 0.15036 | 6.1163 | 1.419 | 0 | 0.026075 | 0.0017719 | 0.053761 | 0.027459 | 11
2006-12-01 | 06-07 | 06-07 |  | 0 | 0.12865 | 11.5851 | 1.198 | 1.8491 | 0 | 0.0013338 | 0.061203 | 0.0035929 | 0.0097379 | 12
2006-12-02 | 06-07 | 06-07 |  | 0 | 0.27143 | 0.13858 | 0.15872 | 0.23192 | 0 | 0.0031515 | 0.00066088 | 0.0016311 | 0.0025288 | 12
2006-12-03 | 06-07 | 06-07 |  | 0 | 0.24019 | 0.002337 | 0.63976 | 0.2763 | 0 | 0.002026 | 1.9156e-05 | 0.0081923 | 0.0028187 | 12
2006-12-04 | 06-07 | 06-07 |  | 0 | 1.1087 | 0.14405 | 3.1719 | 1.3315 | 0 | 0.031549 | 0.0013409 | 0.017457 | 0.024805 | 12
2006-12-05 | 06-07 | 06-07 |  | 0 | 0.10154 | 0.031014 | 0.049962 | 0.082327 | 0 | 0.0016733 | 0.0018102 | 0.0049962 | 0.0022594 | 12
2006-12-06 | 06-07 | 06-07 |  | 0.77901 | 0.23126 | 0.38001 | 0.087992 | 0.2292 | 0.013431 | 0.012773 | 0.0028447 | 0.00090373 | 0.0093569 | 12
2006-12-07 | 06-07 | 06-07 |  | 0 | 0.0032903 | 0.042814 | 0.075164 | 0.02111 | 0 | 3.3766e-05 | 0.00036396 | 0.026362 | 0.0046752 | 12
2006-12-08 | 06-07 | 06-07 |  | 4.0776 | 0.95246 | 0.082409 | 3.473 | 1.2938 | 0.068835 | 0.0082708 | 0.00077582 | 0.0063775 | 0.0072951 | 12
2006-12-09 | 06-07 | 06-07 |  | 0 | 1.7238 | 0.0012068 | 1.4284 | 1.4286 | 0 | 0.015641 | 1.9156e-05 | 0.0022483 | 0.011093 | 12
2006-12-10 | 06-07 | 06-07 |  | 0.044281 | 0.42693 | 0.72324 | 0.043702 | 0.39678 | 0.00020986 | 0.0055545 | 0.0033044 | 0.00044819 | 0.0043211 | 12
2006-12-11 | 06-07 | 06-07 |  | 0.19224 | 0.023636 | 1.0185 | 3.66 | 0.79288 | 0.00083945 | 0.00023636 | 0.0042431 | 0.01299 | 0.0030035 | 12
2006-12-12 | 06-07 | 06-07 |  | 0 | 0.48488 | 0.33455 | 0.12831 | 0.39885 | 0 | 0.0058678 | 0.0025956 | 0.00095516 | 0.0045277 | 12
2006-12-13 | 06-07 | 06-07 |  | 0.949 | 0.014139 | 0.82462 | 0.28274 | 0.1753 | 0.024974 | 0.00037518 | 0.010622 | 0.0066273 | 0.0029894 | 12
2006-12-14 | 06-07 | 06-07 |  | 0 | 0.87037 | 0.023466 | 0.36982 | 0.663 | 0 | 0.0087248 | 0.00022029 | 0.0016972 | 0.0062931 | 12
2006-12-15 | 06-07 | 06-07 |  | 0 | 0.014364 | 0 | 0.015055 | 0.012453 | 0 | 0.00015945 | 0 | 0.0023806 | 0.00052475 | 12
2006-12-16 | 06-07 | 06-07 |  | 0 | 0.021158 | 0 | 0.2158 | 0.052154 | 0 | 0.00064155 | 0 | 0.0008523 | 0.00058761 | 12
2006-12-17 | 06-07 | 06-07 |  | 0 | 0.23773 | 0 | 0.20836 | 0.19897 | 0 | 0.015667 | 0 | 0.00093312 | 0.010879 | 12
2006-12-18 | 06-07 | 06-07 |  | 0 | 0.012591 | 0.015229 | 1.8588 | 0.33523 | 0 | 0.00011255 | 8.6202e-05 | 0.01468 | 0.002652 | 12
2006-12-19 | 06-07 | 06-07 |  | 0 | 0.2603 | 0.0080072 | 0.21217 | 0.21615 | 0 | 0.0061567 | 2.8734e-05 | 0.0022777 | 0.0046124 | 12
2006-12-20 | 06-07 | 06-07 |  | 0.0010493 | 1.4803 | 0.99373 | 0.039668 | 1.1525 | 0.0010493 | 0.017472 | 0.012317 | 0.00040411 | 0.013677 | 12
2006-12-21 | 06-07 | 06-07 |  | 0.19119 | 1.4353 | 9.5598 | 16.072 | 5.0699 | 0.0016789 | 0.015011 | 0.064173 | 0.043864 | 0.026532 | 12
2006-12-22 | 06-07 | 06-07 |  | 0 | 1.077 | 0.75818 | 3.3664 | 1.426 | 0 | 0.0011518 | 0.0048752 | 0.0075605 | 0.002761 | 12
2006-12-23 | 06-07 | 06-07 |  | 0 | 0.48544 | 0 | 1.3112 | 0.56097 | 0 | 0.0043971 | 0 | 0.0028214 | 0.0035 | 12
2006-12-24 | 06-07 | 06-07 |  | 0 | 0.001345 | 0.0040228 | 0.0079793 | 0.0028521 | 0 | 9.3795e-06 | 1.9156e-05 | 5.1432e-05 | 1.7962e-05 | 12
2006-12-25 | 06-07 | 06-07 |  | 0 | 0.11917 | 2.993 | 0.29331 | 0.53365 | 0 | 0.001874 | 0.025545 | 0.0038133 | 0.0053693 | 12
2006-12-26 | 06-07 | 06-07 |  | 0 | 0.18019 | 0.0053541 | 0.036943 | 0.1304 | 0 | 0.0024649 | 2.8734e-05 | 0.00030859 | 0.0017436 | 12
2006-12-27 | 06-07 | 06-07 |  | 0 | 0.070502 | 1.0561 | 1.5395 | 0.4585 | 0 | 0.0012006 | 0.0097025 | 0.0067743 | 0.0033037 | 12
2006-12-28 | 06-07 | 06-07 |  | 0 | 0.10646 | 0.0083616 | 0.010139 | 0.075706 | 0 | 0.0023636 | 8.6202e-05 | 8.0821e-05 | 0.0016422 | 12
2006-12-29 | 06-07 | 06-07 |  | 0 | 1.6491 | 0.96008 | 3.0472 | 1.7886 | 0 | 0.021199 | 0.0080264 | 0.014754 | 0.018151 | 12
2006-12-30 | 06-07 | 06-07 |  | 0.79706 | 5.9729 | 1.5356 | 4.2115 | 5.0311 | 0.0037775 | 0.047749 | 0.0056893 | 0.016701 | 0.036359 | 12
2006-12-31 | 06-07 | 06-07 |  | 0 | 0.36762 | 1.5811 | 1.3248 | 0.69455 | 0 | 0.005744 | 0.0080838 | 0.0057456 | 0.0060147 | 12
2007-01-01 | 06-07 | 06-07 |  | 0 | 0.26277 | 1.7109 | 0.33611 | 0.46759 | 0 | 0.0039412 | 0.013965 | 0.0044084 | 0.005336 | 1
2007-01-02 | 06-07 | 06-07 |  | 0 | 0.46562 | 0.0075283 | 0.033938 | 0.32539 | 0 | 0.0083383 | 0.00020114 | 0.0058706 | 0.006755 | 1
2007-01-03 | 06-07 | 06-07 |  | 0.014271 | 0.34605 | 0.035822 | 0.087941 | 0.25692 | 0.00041973 | 0.0081451 | 0.00021072 | 0.00077882 | 0.0057376 | 1
2007-01-04 | 06-07 | 06-07 |  | 0.028541 | 0.33914 | 0.26179 | 0.57075 | 0.36686 | 0.00083945 | 0.0028926 | 0.0017911 | 0.0027479 | 0.0027033 | 1
2007-01-05 | 06-07 | 06-07 |  | 0 | 0.005714 | 1.3899 | 1.0388 | 0.37148 | 0 | 0.00043145 | 0.027623 | 0.017597 | 0.007068 | 1
2007-01-06 | 06-07 | 06-07 |  | 0 | 2.3113 | 8.8303 | 6.1976 | 3.8459 | 0 | 0.017817 | 0.025746 | 0.01468 | 0.018198 | 1
2007-01-07 | 06-07 | 06-07 |  | 0 | 0.83073 | 0.0017815 | 0.031388 | 0.57389 | 0 | 0.010006 | 1.9156e-05 | 8.8169e-05 | 0.0068615 | 1
2007-01-08 | 06-07 | 06-07 |  | 0 | 0.17627 | 0.0049806 | 1.4201 | 0.36919 | 0 | 0.0047216 | 1.9156e-05 | 0.0074943 | 0.0045405 | 1
2007-01-09 | 06-07 | 06-07 |  | 0 | 0.025069 | 0 | 0.5563 | 0.11429 | 0 | 0.00038643 | 0 | 0.0044819 | 0.0010469 | 1
2007-01-10 | 06-07 | 06-07 |  | 0.028751 | 0.37353 | 0.68873 | 4.3435 | 1.1064 | 0.00062959 | 0.0093738 | 0.0048656 | 0.025135 | 0.011456 | 1
2007-01-11 | 06-07 | 06-07 |  | 0 | 0.040165 | 0 | 0.18272 | 0.059377 | 0 | 0.00036955 | 0 | 0.037494 | 0.0067999 | 1
2007-01-12 | 06-07 | 06-07 |  | 0 | 0.014035 | 0.01202 | 0.78698 | 0.14863 | 0 | 0.00018196 | 0.0001724 | 0.025532 | 0.004606 | 1
2007-01-13 | 06-07 | 06-07 |  | 0 | 0.65991 | 0.94606 | 1.7264 | 0.87952 | 0 | 0.0097265 | 0.0067812 | 0.019015 | 0.010881 | 1
2007-01-14 | 06-07 | 06-07 |  | 0 | 0.012938 | 0 | 0 | 0.0088488 | 0 | 0.00029076 | 0 | 0 | 0.00019886 | 1
2007-01-15 | 06-07 | 06-07 |  | 0 | 0.078754 | 0.22557 | 13.4909 | 2.4398 | 0 | 0.0038118 | 0.0035822 | 0.11601 | 0.023344 | 1
2007-01-16 | 06-07 | 06-07 |  | 0.0073452 | 0.37026 | 0.42213 | 0.09808 | 0.32695 | 0.00020986 | 0.0062036 | 0.0070207 | 0.0029757 | 0.0057042 | 1
2007-01-17 | 06-07 | 06-07 |  | 3.941 | 0.25034 | 0.0058617 | 0.16644 | 0.22516 | 0.044281 | 0.006575 | 5.7468e-05 | 0.0011609 | 0.004978 | 1
2007-01-18 | 06-07 | 06-07 |  | 0 | 0.083627 | 0.98038 | 2.1817 | 0.56948 | 0 | 0.00072972 | 0.0054499 | 0.029955 | 0.0064599 | 1
2007-01-19 | 06-07 | 06-07 |  | 0 | 1.9116 | 19.1777 | 5.671 | 4.8666 | 0 | 0.021922 | 0.11172 | 0.03512 | 0.036091 | 1
2007-01-20 | 06-07 | 06-07 |  | 0.03148 | 1.4607 | 20.6776 | 10.8129 | 5.6572 | 0.00041973 | 0.0050537 | 0.0074708 | 0.014812 | 0.0070462 | 1
2007-01-21 | 06-07 | 06-07 |  | 0 | 0.068267 | 0.99886 | 0.04792 | 0.18886 | 0 | 0.00020072 | 0.0061874 | 0.00017634 | 0.00099689 | 1
2007-01-22 | 06-07 | 06-07 |  | 0 | 0.036372 | 0.41585 | 0.093253 | 0.096864 | 0 | 0.0096046 | 0.0044442 | 0.00055105 | 0.0072605 | 1
2007-01-23 | 06-07 | 06-07 |  | 0 | 0.18502 | 0.066443 | 0.52897 | 0.22781 | 0 | 0.0028138 | 0.00076624 | 0.0041292 | 0.0027482 | 1
2007-01-24 | 06-07 | 06-07 |  | 0 | 0.37412 | 0.20346 | 1.5381 | 0.55171 | 0 | 0.0051306 | 0.00083329 | 0.0050991 | 0.004511 | 1
2007-01-25 | 06-07 | 06-07 |  | 1.9979 | 0.02422 | 0.10543 | 0.34153 | 0.10254 | 0.024974 | 0.00045584 | 0.0011206 | 0.0044158 | 0.0013856 | 1
2007-01-26 | 06-07 | 06-07 |  | 0 | 0.010648 | 0.1256 | 0.00094046 | 0.02427 | 0 | 0.00013882 | 0.00089075 | 7.3474e-06 | 0.00021554 | 1
2007-01-27 | 06-07 | 06-07 |  | 0 | 0.096837 | 0 | 0.49589 | 0.15282 | 0 | 0.00072785 | 0 | 0.0056648 | 0.001487 | 1
2007-01-28 | 06-07 | 06-07 |  | 0 | 0.12911 | 0.066797 | 0.24208 | 0.13952 | 0 | 0.0017258 | 0.00067046 | 0.00080821 | 0.0014113 | 1
2007-01-29 | 06-07 | 06-07 |  | 0 | 0.012994 | 0.15516 | 0.12948 | 0.052281 | 0 | 0.00020635 | 0.00071835 | 0.0010874 | 0.00042724 | 1
2007-01-30 | 06-07 | 06-07 |  | 0 | 0.022117 | 0.089382 | 0.52086 | 0.11805 | 0 | 0.00015945 | 0.00036396 | 0.0023218 | 0.00056323 | 1
2007-01-31 | 06-07 | 06-07 |  | 0 | 0.066273 | 0.065715 | 0.066773 | 0.065789 | 0 | 0.0010749 | 0.00029692 | 0.00033798 | 0.00083395 | 1
2007-02-01 | 06-07 | 06-07 |  | 0 | 0.034668 | 0.034395 | 0.16582 | 0.057273 | 0 | 0.00049336 | 1.9156e-05 | 0.0026744 | 0.000807 | 2
2007-02-02 | 06-07 | 06-07 |  | 0 | 0.11933 | 0.083989 | 0.1095 | 0.11198 | 0 | 0.0012081 | 0.00075666 | 0.00038206 | 0.00099432 | 2
2007-02-03 | 06-07 | 06-07 |  | 0 | 0.93924 | 0.017604 | 4.4984 | 1.4303 | 0 | 0.007391 | 0.00028734 | 0.026046 | 0.0096417 | 2
2007-02-04 | 06-07 | 06-07 |  | 0 | 1.2918 | 0.025937 | 0.016642 | 0.88987 | 0 | 0.011117 | 0.0003065 | 9.5516e-05 | 0.0076608 | 2
2007-02-05 | 06-07 | 06-07 |  | 0.028751 | 1.3192 | 1.7803 | 0.33788 | 1.1999 | 0.00020986 | 0.017172 | 0.026493 | 0.0018075 | 0.01561 | 2
2007-02-06 | 06-07 | 06-07 |  | 0 | 0.43831 | 0.03065 | 0.038779 | 0.31065 | 0 | 0.0061267 | 0.00026818 | 0.0002792 | 0.0042749 | 2
2007-02-07 | 06-07 | 06-07 |  | 0 | 0.012417 | 0.045658 | 0.079102 | 0.028421 | 0 | 0.00015195 | 0.00036396 | 0.00062453 | 0.00026173 | 2
2007-02-08 | 06-07 | 06-07 |  | 0 | 0.01342 | 0 | 0.032578 | 0.014867 | 0 | 5.2525e-05 | 0 | 0.00011021 | 5.5169e-05 | 2
2007-02-09 | 06-07 | 06-07 |  | 0 | 0.1223 | 0.11239 | 1.344 | 0.33339 | 0 | 0.00076161 | 0.00086202 | 0.0048272 | 0.0014793 | 2
2007-02-10 | 06-07 | 06-07 |  | 0 | 0.033946 | 2.4064 | 0.33873 | 0.40471 | 0 | 0.00038456 | 0.028858 | 0.0016091 | 0.0044097 | 2
2007-02-11 | 06-07 | 06-07 |  | 0 | 0.013433 | 0.0021934 | 3.613 | 0.64038 | 0 | 0.00024011 | 1.9156e-05 | 0.020323 | 0.0037156 | 2
2007-02-12 | 06-07 | 06-07 |  | 0 | 0.17619 | 2.5797 | 1.6006 | 0.74556 | 0 | 0.0022604 | 0.030113 | 0.011954 | 0.0076672 | 2
2007-02-13 | 06-07 | 06-07 |  | 0 | 0.10536 | 2.4555 | 2.7036 | 0.87309 | 0 | 0.0020016 | 0.01521 | 0.015268 | 0.0060724 | 2
2007-02-14 | 06-07 | 06-07 |  | 0 | 0.018448 | 1.9048 | 1.5084 | 0.53115 | 0 | 0.00022698 | 0.010641 | 0.0075972 | 0.0029073 | 2
2007-02-15 | 06-07 | 06-07 |  | 0 | 0.060242 | 0.010775 | 0.9511 | 0.20873 | 0 | 0.00055714 | 0.00014367 | 0.010419 | 0.0022196 | 2
2007-02-16 | 06-07 | 06-07 |  | 0.070514 | 0.72914 | 1.0396 | 0.061013 | 0.64903 | 0.0016789 | 0.0069089 | 0.014712 | 0.00039676 | 0.0067755 | 2
2007-02-17 | 06-07 | 06-07 |  | 0 | 0.78935 | 3.8431 | 0.085883 | 1.0697 | 0 | 0.0089292 | 0.022834 | 0.00067596 | 0.0092838 | 2
2007-02-18 | 06-07 | 06-07 |  | 0 | 0.71915 | 0.0057755 | 0.047942 | 0.501 | 0 | 0.013889 | 2.8734e-05 | 0.00033063 | 0.0095609 | 2
2007-02-19 | 06-07 | 06-07 |  | 0 | 0.27602 | 0.15127 | 0.049977 | 0.21777 | 0 | 0.0024612 | 0.0020688 | 0.00023512 | 0.0020015 | 2
2007-02-20 | 06-07 | 06-07 |  | 0 | 1.6722 | 4.4648 | 22.6959 | 5.7049 | 0 | 0.032931 | 0.019338 | 0.06969 | 0.037283 | 2
2007-02-21 | 06-07 | 06-07 |  | 0 | 0.29233 | 0.11195 | 2.7469 | 0.6946 | 0 | 0.0025193 | 0.00058426 | 0.01324 | 0.0041133 | 2
2007-02-22 | 06-07 | 06-07 |  | 0 | 0.084985 | 0.75417 | 5.407 | 1.1033 | 0 | 0.0016602 | 0.0074708 | 0.021917 | 0.0059634 | 2
2007-02-23 | 06-07 | 06-07 |  | 0 | 0.38637 | 0.10747 | 0.13025 | 0.3014 | 0 | 0.0031234 | 0.00093864 | 0.0014695 | 0.0025185 | 2
2007-02-24 | 06-07 | 06-07 |  | 0 | 0.063816 | 0.034184 | 0.4598 | 0.12852 | 0 | 0.00044834 | 0.00079497 | 0.0025936 | 0.00086602 | 2
2007-02-25 | 06-07 | 06-07 |  | 0 | 0.043326 | 0.00042143 | 0.0056575 | 0.030676 | 0 | 0.00044834 | 9.578e-06 | 7.3474e-05 | 0.00032075 | 2
2007-02-26 | 06-07 | 06-07 |  | 0 | 0.002555 | 0 | 0.066406 | 0.013343 | 0 | 0.0010711 | 0 | 0.0010213 | 0.00091093 | 2
2007-02-27 | 06-07 | 06-07 |  | 0 | 0.99301 | 0.10518 | 0.30213 | 0.746 | 0 | 0.016271 | 0.00075666 | 0.0018883 | 0.01156 | 2
2007-02-28 | 06-07 | 06-07 |  | 0.012592 | 0.060002 | 0.16686 | 1.0963 | 0.2549 | 0.00041973 | 0.00046335 | 0.0020593 | 0.0086846 | 0.0021118 | 2
2007-03-01 | 06-07 | 06-07 |  | 0 | 0.34675 | 2.7133 | 0.87559 | 0.75351 | 0 | 0.0028476 | 0.010181 | 0.0043423 | 0.0040697 | 3
2007-03-02 | 06-07 | 06-07 |  | 0 | 0.32165 | 0.018409 | 0.28216 | 0.27172 | 0 | 0.0079857 | 0.00015325 | 0.0019985 | 0.0058312 | 3
2007-03-03 | 06-07 | 06-07 |  | 0 | 0.8606 | 0.029424 | 2.2567 | 0.9866 | 0 | 0.0073516 | 0.00022987 | 0.0089344 | 0.006619 | 3
2007-03-04 | 06-07 | 06-07 |  | 0 | 0.40924 | 0.0067908 | 0.15876 | 0.30853 | 0 | 0.007331 | 9.578e-06 | 0.0019471 | 0.0053552 | 3
2007-03-05 | 06-07 | 06-07 |  | 0 | 0.23848 | 0.090914 | 0.095134 | 0.1919 | 0 | 0.0074417 | 0.00058426 | 0.0011095 | 0.0053616 | 3
2007-03-06 | 06-07 | 06-07 |  | 0 | 0.11673 | 0.0031799 | 0.012277 | 0.082408 | 0 | 0.00098859 | 9.578e-06 | 0.0033578 | 0.0012638 | 3
2007-03-07 | 06-07 | 06-07 |  | 0 | 0.023693 | 0.021177 | 0.51501 | 0.10897 | 0 | 0.00023449 | 0.00023945 | 0.0029904 | 0.00071463 | 3
2007-03-08 | 06-07 | 06-07 |  | 0.026443 | 0.014422 | 0.4229 | 0.41652 | 0.13941 | 0.00062959 | 0.00017446 | 0.004722 | 0.0037178 | 0.0014049 | 3
2007-03-09 | 06-07 | 06-07 |  | 0 | 0.12406 | 0.03948 | 0.0067743 | 0.091318 | 0 | 0.0015495 | 0.00033523 | 4.4084e-05 | 0.0011124 | 3
2007-03-10 | 06-07 | 06-07 |  | 0 | 0.33364 | 0.022259 | 0.12286 | 0.25262 | 0 | 0.0063142 | 0.00016283 | 0.00072739 | 0.0044674 | 3
2007-03-11 | 06-07 | 06-07 |  | 0 | 0.45783 | 0 | 0.46183 | 0.39377 | 0 | 0.0045096 | 0 | 0.0038647 | 0.0037592 | 3
2007-03-12 | 06-07 | 06-07 |  | 0 | 0.07186 | 1.3599 | 0.074297 | 0.24428 | 0 | 0.0056727 | 0.073185 | 0.00051432 | 0.013773 | 3
2007-03-13 | 06-07 | 06-07 |  | 0 | 0.0045584 | 0.2475 | 0.32236 | 0.09256 | 0 | 0.0001013 | 0.00044059 | 0.0018368 | 0.00044905 | 3
2007-03-14 | 06-07 | 06-07 |  | 0 | 0.28488 | 0.060217 | 2.0913 | 0.56808 | 0 | 0.0064662 | 0.0023945 | 0.0063334 | 0.0058492 | 3
2007-03-15 | 06-07 | 06-07 |  | 0.017209 | 0.16507 | 0.51595 | 4.3481 | 0.94138 | 0.00041973 | 0.0064643 | 0.0039461 | 0.020095 | 0.0084614 | 3
2007-03-16 | 06-07 | 06-07 |  | 0 | 0.43308 | 2.2824 | 2.3932 | 1.0198 | 0 | 0.0023449 | 0.0061395 | 0.013725 | 0.0048228 | 3
2007-03-17 | 06-07 | 06-07 |  | 0 | 0.033897 | 0.39543 | 0.15967 | 0.10403 | 0 | 0.0001557 | 0.003812 | 0.00067596 | 0.00073516 | 3
2007-03-18 | 06-07 | 06-07 |  | 0 | 0.14218 | 2.8475 | 0.16497 | 0.50748 | 0 | 0.0059353 | 0.015947 | 0.00086699 | 0.006347 | 3
2007-03-19 | 06-07 | 06-07 |  | 0 | 0.036781 | 0.6118 | 0.12413 | 0.12878 | 0 | 0.0011462 | 0.0013697 | 0.00086699 | 0.0011188 | 3
2007-03-20 | 06-07 | 06-07 |  | 0 | 0.080211 | 0.033897 | 0.30858 | 0.11328 | 0 | 0.00058715 | 0.0024137 | 0.0013225 | 0.00095583 | 3
2007-03-21 | 06-07 | 06-07 |  | 0 | 0.1802 | 0.046549 | 2.3151 | 0.53374 | 0 | 0.0014576 | 0.0010344 | 0.022174 | 0.0050075 | 3
2007-03-22 | 06-07 | 06-07 |  | 0 | 0.656 | 0.081461 | 0.18349 | 0.49161 | 0 | 0.0078 | 0.0038791 | 0.00079352 | 0.0059929 | 3
2007-03-23 | 06-07 | 06-07 |  | 0.10325 | 1.0073 | 8.9673 | 4.1934 | 2.623 | 0.00020986 | 0.010165 | 0.076365 | 0.022336 | 0.021083 | 3
2007-03-24 | 06-07 | 06-07 |  | 0 | 0.4857 | 0 | 1.9234 | 0.66806 | 0 | 0.0046391 | 0 | 0.0060616 | 0.0042313 | 3
2007-03-25 | 06-07 | 06-07 |  | 0 | 0.024456 | 0 | 0.047009 | 0.024935 | 0 | 0.00037143 | 0 | 0.0002939 | 0.00030535 | 3
2007-03-26 | 06-07 | 06-07 |  | 0 | 0.028943 | 0.058454 | 0.016091 | 0.030435 | 0 | 0.00039769 | 0.00026818 | 0.00018368 | 0.00033999 | 3
2007-03-27 | 06-07 | 06-07 |  | 0 | 0.0085784 | 0.45809 | 5.4677 | 1.022 | 0 | 8.8167e-05 | 0.0046166 | 0.046781 | 0.0088475 | 3
2007-03-28 | 06-07 | 06-07 |  | 0 | 0.2454 | 10.8168 | 1.0595 | 1.8018 | 0 | 0.0037705 | 0.075867 | 0.0030639 | 0.013276 | 3
2007-03-29 | 06-07 | 06-07 |  | 0 | 2.1813 | 1.7235 | 3.4862 | 2.3315 | 0 | 0.0095727 | 0.013697 | 0.013277 | 0.0107 | 3
2007-03-30 | 06-07 | 06-07 |  | 0 | 0.10929 | 0.00094822 | 0.23576 | 0.11604 | 0 | 0.0011499 | 1.9156e-05 | 0.0013152 | 0.0010187 | 3
2007-03-31 | 06-07 | 06-07 |  | 0 | 0.04728 | 0.00091949 | 0.38935 | 0.10045 | 0 | 0.00034516 | 9.578e-06 | 0.0017928 | 0.00055041 | 3
2007-04-01 | 06-07 | 06-07 |  | 0 | 0.45698 | 0.046338 | 0.028038 | 0.32365 | 0 | 0.0052487 | 0.00031607 | 0.00052901 | 0.0037245 | 4
2007-04-02 | 06-07 | 06-07 |  | 0 | 0.060422 | 0 | 6.8347 | 1.2348 | 0 | 0.00040144 | 0 | 0.041351 | 0.0074953 | 4
2007-04-03 | 06-07 | 06-07 |  | 0 | 0.054997 | 0.0069153 | 0.0046509 | 0.039353 | 0 | 0.00034329 | 1.9156e-05 | 2.2042e-05 | 0.0002412 | 4
2007-04-04 | 06-07 | 06-07 |  | 0 | 0.0065863 | 1.0623 | 0.83357 | 0.29236 | 0 | 9.3795e-05 | 0.0057564 | 0.038669 | 0.0075876 | 4
2007-04-05 | 06-07 | 06-07 |  | 0.10661 | 0.18746 | 0.02656 | 0.77203 | 0.26723 | 0.00083945 | 0.0057027 | 0.00021072 | 0.0073253 | 0.0052128 | 4
2007-04-06 | 06-07 | 06-07 |  | 0 | 0.033622 | 0.061347 | 0 | 0.031213 | 0 | 0.00032453 | 0.00061299 | 0 | 0.00030407 | 4
2007-04-07 | 06-07 | 06-07 |  | 0 | 0.029307 | 0.0017432 | 0.011271 | 0.022246 | 0 | 0.000257 | 1.9156e-05 | 3.6737e-05 | 0.00018475 | 4
2007-04-08 | 06-07 | 06-07 |  | 0 | 0.024653 | 0.039059 | 0.0042982 | 0.022844 | 0 | 0.00035079 | 0.00045974 | 0.00028655 | 0.00035154 | 4
2007-04-09 | 06-07 | 06-07 |  | 0 | 0.038475 | 0 | 0.00073474 | 0.026443 | 0 | 0.00029827 | 0 | 7.3474e-06 | 0.00020528 | 4
2007-04-10 | 06-07 | 06-07 |  | 0 | 0.66524 | 0 | 0.0056281 | 0.45597 | 0 | 0.013458 | 0 | 3.6737e-05 | 0.0092106 | 4
2007-04-11 | 06-07 | 06-07 |  | 0 | 0.15117 | 0.0052871 | 0.35883 | 0.16676 | 0 | 0.0011443 | 0.00011494 | 0.0023512 | 0.0012086 | 4
2007-04-12 | 06-07 | 06-07 |  | 0 | 0.019624 | 0.45895 | 0.00734 | 0.07618 | 0 | 0.00018571 | 0.0046453 | 2.2042e-05 | 0.00075312 | 4
2007-04-13 | 06-07 | 06-07 |  | 0 | 0.02754 | 0.001408 | 0.026796 | 0.023703 | 0 | 0.0002645 | 3.8312e-05 | 0.0001396 | 0.00021041 | 4
2007-04-14 | 06-07 | 06-07 |  | 0 | 0.017977 | 0.024922 | 0.0013078 | 0.015862 | 0 | 0.00011631 | 0.00022987 | 7.3474e-06 | 0.00011162 | 4
2007-04-15 | 06-07 | 06-07 |  | 0 | 0.28584 | 0.14036 | 0.032035 | 0.21989 | 0 | 0.0051793 | 0.0013313 | 0.0001396 | 0.0037451 | 4
2007-04-16 | 06-07 | 06-07 |  | 0 | 0.0042208 | 0 | 0.48255 | 0.087149 | 0 | 0.00010317 | 0 | 0.0029463 | 0.00058505 | 4
2007-04-17 | 06-07 | 06-07 |  | 0 | 0.0026112 | 0.00022029 | 0.036641 | 0.0082137 | 0 | 2.2511e-05 | 9.578e-06 | 0.00058779 | 0.00011932 | 4
2007-04-18 | 06-07 | 06-07 |  | 0 | 0.29875 | 1.1538 | 0.056472 | 0.36875 | 0 | 0.00387 | 0.015076 | 0.0056134 | 0.0056465 | 4
2007-04-19 | 06-07 | 06-07 |  | 0 | 0.34704 | 0.0010727 | 0.002432 | 0.23792 | 0 | 0.0051718 | 9.578e-06 | 7.3474e-06 | 0.0035398 | 4
2007-04-20 | 06-07 | 06-07 |  | 0 | 0.047267 | 0.22289 | 0.4946 | 0.14855 | 0 | 0.0021742 | 0.0020401 | 0.00013225 | 0.0017834 | 4
2007-04-21 | 06-07 | 06-07 |  | 0 | 0.3521 | 0.07603 | 0.4777 | 0.33441 | 0 | 0.0036392 | 0.00060341 | 0.0032475 | 0.0031369 | 4
2007-04-22 | 06-07 | 06-07 |  | 0 | 0.079905 | 0.35335 | 0.0011829 | 0.10219 | 0 | 0.00029639 | 0.0010919 | 7.3474e-06 | 0.00035026 | 4
2007-04-23 | 06-07 | 06-07 |  | 0 | 0.013105 | 0.00040228 | 0.16544 | 0.037906 | 0 | 0.00015195 | 1.9156e-05 | 0.00094046 | 0.00027071 | 4
2007-04-24 | 06-07 | 06-07 |  | 0 | 0.020398 | 0.0014942 | 0 | 0.014151 | 0 | 0.00018571 | 9.578e-06 | 0 | 0.0001283 | 4
2007-04-25 | 06-07 | 06-07 |  | 0 | 0.010636 | 3.6056 | 7.2059 | 1.7485 | 0 | 0.00011068 | 0.019003 | 0.038375 | 0.0093222 | 4
2007-04-26 | 06-07 | 06-07 |  | 0 | 0.89755 | 0.06219 | 2.1608 | 0.99952 | 0 | 0.01938 | 0.00036396 | 0.0084348 | 0.014776 | 4
2007-04-27 | 06-07 | 06-07 |  | 0 | 0.52617 | 1.2665 | 0.85107 | 0.67814 | 0 | 0.0081507 | 0.019558 | 0.0070829 | 0.0094313 | 4
2007-04-28 | 06-07 | 06-07 |  | 0 | 0.77041 | 1.5688 | 0.36808 | 0.80134 | 0 | 0.0063368 | 0.021809 | 0.001565 | 0.0075286 | 4
2007-04-29 | 06-07 | 06-07 |  | 0 | 0.30786 | 0.04313 | 0.31902 | 0.27204 | 0 | 0.002947 | 0.00036396 | 0.0029022 | 0.0025711 | 4
2007-04-30 | 06-07 | 06-07 |  | 0 | 0.074402 | 0.059067 | 0.3524 | 0.12033 | 0 | 0.000529 | 0.00036396 | 0.0017487 | 0.00071591 | 4
2007-05-01 | 06-07 | 06-07 |  | 0 | 2.5071 | 0.18563 | 0.15697 | 1.767 | 0 | 0.010428 | 0.0025765 | 0.00091107 | 0.0076364 | 5
2007-05-02 | 06-07 | 06-07 |  | 0 | 0.3004 | 0.0022317 | 0.028993 | 0.21082 | 0 | 0.0010242 | 1.9156e-05 | 0.00019838 | 0.00073772 | 5
2007-05-03 | 06-07 | 06-07 |  | 0 | 0.33041 | 0.61336 | 2.0589 | 0.66767 | 0 | 0.0081151 | 0.0076145 | 0.014989 | 0.0091875 | 5
2007-05-04 | 06-07 | 06-07 |  | 0 | 0.085708 | 0.60006 | 0.014188 | 0.14148 | 0 | 0.00036392 | 0.0032182 | 0.00074209 | 0.00080957 | 5
2007-05-05 | 06-07 | 06-07 |  | 0 | 0.48103 | 0.0048656 | 0 | 0.32965 | 0 | 0.0043296 | 1.9156e-05 | 0 | 0.0029637 | 5
2007-05-06 | 06-07 | 06-07 |  | 0 | 0.20262 | 0 | 0.0046582 | 0.13939 | 0 | 0.0021798 | 0 | 1.4695e-05 | 0.0014934 | 5
2007-05-07 | 06-07 | 06-07 |  | 0 | 0.037827 | 0.037747 | 0.20695 | 0.067066 | 0 | 0.0001088 | 0.0001724 | 0.0011609 | 0.00030022 | 5
2007-05-08 | 06-07 | 06-07 |  | 0 | 0.11155 | 0.003132 | 0.051358 | 0.085678 | 0 | 0.00059841 | 9.578e-06 | 0.00060983 | 0.00051705 | 5
2007-05-09 | 06-07 | 06-07 |  | 0.01595 | 0.03129 | 0 | 0.22639 | 0.06103 | 0.00020986 | 0.00033203 | 0 | 0.0027994 | 0.00071719 | 5
2007-05-10 | 06-07 | 06-07 |  | 0 | 0.44499 | 0.56231 | 0.013056 | 0.38195 | 0 | 0.0086629 | 0.001839 | 5.1432e-05 | 0.0061802 | 5
2007-05-11 | 06-07 | 06-07 |  | 0 | 0.21749 | 8.6202e-05 | 0.017391 | 0.1518 | 0 | 0.0046822 | 9.578e-06 | 0.00032328 | 0.0032601 | 5
2007-05-12 | 06-07 | 06-07 |  | 0 | 0.0017258 | 0.22519 | 0.39628 | 0.10054 | 0 | 1.1255e-05 | 0.00094822 | 0.0065686 | 0.0012817 | 5
2007-05-13 | 06-07 | 06-07 |  | 0 | 0.001754 | 0.0019252 | 0.26141 | 0.047105 | 0 | 2.2511e-05 | 9.578e-06 | 0.001205 | 0.00022709 | 5
2007-05-14 | 06-07 | 06-07 |  | 0 | 0.10034 | 0.64503 | 3.9989 | 0.85331 | 0 | 0.00048586 | 0.012365 | 0.031888 | 0.0075568 | 5
2007-05-15 | 06-07 | 06-07 |  | 0 | 0.7695 | 2.8393 | 6.8194 | 2.0974 | 0 | 0.0096608 | 0.020219 | 0.039558 | 0.016223 | 5
2007-05-16 | 06-07 | 06-07 |  | 0 | 0.60169 | 0.035946 | 0.22975 | 0.45645 | 0 | 0.0062861 | 0.00013409 | 0.00077147 | 0.004452 | 5
2007-05-17 | 06-07 | 06-07 |  | 0 | 0.01263 | 0.048857 | 1.1789 | 0.22104 | 0 | 0.00012568 | 0.00033523 | 0.010463 | 0.0019579 | 5
2007-05-18 | 06-07 | 06-07 |  | 0.062959 | 0.026446 | 0.46275 | 0.89858 | 0.23737 | 0.00041973 | 0.00021573 | 0.013582 | 0.011998 | 0.0040645 | 5
2007-05-19 | 06-07 | 06-07 |  | 0 | 0.31348 | 0.12631 | 0.19611 | 0.26557 | 0 | 0.0026975 | 0.00080455 | 0.0019838 | 0.0022991 | 5
2007-05-20 | 06-07 | 06-07 |  | 0 | 0.2203 | 0 | 0 | 0.15067 | 0 | 0.004187 | 0 | 0 | 0.0028636 | 5
2007-05-21 | 06-07 | 06-07 |  | 0 | 0.22112 | 0.46788 | 1.0697 | 0.4007 | 0 | 0.0021535 | 1.9156e-05 | 0.0081776 | 0.0029034 | 5
2007-05-22 | 06-07 | 06-07 |  | 0 | 0.017663 | 0.0063215 | 0.74686 | 0.14334 | 0 | 0.00025137 | 0.00067046 | 0.0036737 | 0.00090323 | 5
2007-05-23 | 06-07 | 06-07 |  | 0 | 0.0024387 | 0.0026148 | 0.24865 | 0.045437 | 0 | 1.8759e-05 | 1.9156e-05 | 0.0017193 | 0.00031562 | 5
2007-05-24 | 06-07 | 06-07 |  | 0 | 0.54972 | 0.020593 | 1.0792 | 0.56719 | 0 | 0.0083927 | 0.00032565 | 0.024143 | 0.0099997 | 5
2007-05-25 | 06-07 | 06-07 |  | 0 | 0.22842 | 0.0011877 | 0.0055693 | 0.15736 | 0 | 0.0021423 | 3.8312e-05 | 2.2042e-05 | 0.0014742 | 5
2007-05-26 | 06-07 | 06-07 |  | 0 | 0.041592 | 8.9352 | 0.44287 | 1.3027 | 0 | 0.00058715 | 0.028456 | 0.0019617 | 0.0045559 | 5
2007-05-27 | 06-07 | 06-07 |  | 0 | 1.5772 | 0.69833 | 0.20522 | 1.2081 | 0 | 0.015358 | 0.00067046 | 0.0016091 | 0.010875 | 5
2007-05-28 | 06-07 | 06-07 |  | 0 | 0.0013281 | 0.08398 | 0.53236 | 0.10512 | 0 | 1.3131e-05 | 0.00033523 | 0.0013372 | 0.00028739 | 5
2007-05-29 | 06-07 | 06-07 |  | 0 | 2.4174 | 5.0925 | 7.017 | 3.5608 | 0 | 0.033348 | 0.04131 | 0.040925 | 0.035488 | 5
2007-05-30 | 06-07 | 06-07 |  | 0 | 0.18667 | 0.94512 | 0.26943 | 0.30132 | 0 | 0.00066969 | 1.9156e-05 | 0.0019397 | 0.00079931 | 5
2007-05-31 | 06-07 | 06-07 |  | 0 | 0.37633 | 1.9873 | 0.22867 | 0.56352 | 0 | 0.0022342 | 0.021752 | 0.0083172 | 0.0058941 | 5
2007-06-01 | 06-07 | 06-07 |  | 0 | 0.1807 | 0.0032565 | 0.00069065 | 0.12415 | 0 | 0.0026244 | 1.9156e-05 | 1.4695e-05 | 0.0018 | 6
2007-06-02 | 06-07 | 06-07 |  | 0 | 1.4227 | 0 | 0.059154 | 0.98338 | 0 | 0.0039938 | 0 | 0.00063187 | 0.0028418 | 6
2007-06-03 | 06-07 | 06-07 |  | 0 | 0.098439 | 0.53843 | 0.061439 | 0.15018 | 0 | 0.001013 | 0.0020688 | 0.00033798 | 0.001029 | 6
2007-06-04 | 06-07 | 06-07 |  | 0 | 0.22121 | 0.05742 | 0.21151 | 0.19592 | 0 | 0.0025925 | 0.00048848 | 0.0021013 | 0.0022055 | 6
2007-06-05 | 06-07 | 06-07 |  | 0 | 0.023529 | 0.61203 | 0.0044378 | 0.098851 | 0 | 0.00014444 | 0.0043101 | 3.6737e-05 | 0.00068255 | 6
2007-06-06 | 06-07 | 06-07 |  | 0 | 0.15265 | 0.0098558 | 0.0042468 | 0.10646 | 0 | 0.00065844 | 0.00013409 | 1.4695e-05 | 0.00047086 | 6
2007-06-07 | 06-07 | 06-07 |  | 0 | 0.038548 | 0.052966 | 0.26838 | 0.080324 | 0 | 0.00036955 | 0.00060341 | 0.00060983 | 0.00044007 | 6
2007-06-08 | 06-07 | 06-07 |  | 0 | 0.049227 | 0.022135 | 0 | 0.036633 | 0 | 0.00075598 | 0.00018198 | 0 | 0.00054142 | 6
2007-06-09 | 06-07 | 06-07 |  | 0 | 0.37387 | 0.059575 | 0.27779 | 0.31219 | 0 | 0.0061717 | 0.00050763 | 0.0015062 | 0.0045521 | 6
2007-06-10 | 06-07 | 06-07 |  | 0 | 0.0019491 | 0.19203 | 0.0083319 | 0.028511 | 0 | 1.6883e-05 | 0.0014942 | 6.6126e-05 | 0.00022324 | 6
2007-06-11 | 06-07 | 06-07 |  | 0 | 0.27699 | 0.028878 | 0.0068698 | 0.19451 | 0 | 0.0044215 | 1.9156e-05 | 1.4695e-05 | 0.0030292 | 6
2007-06-12 | 06-07 | 06-07 |  | 0 | 0.42527 | 0.0010632 | 0.75178 | 0.42228 | 0 | 0.0049148 | 9.578e-06 | 0.0036957 | 0.0040081 | 6
2007-06-13 | 06-07 | 06-07 |  | 0 | 0.015172 | 0.064699 | 0.0029169 | 0.019553 | 0 | 0.00020447 | 0.00045974 | 2.2042e-05 | 0.00020528 | 6
2007-06-14 | 06-07 | 06-07 |  | 0 | 0.23225 | 0 | 0 | 0.15884 | 0 | 0.0019978 | 0 | 0 | 0.0013664 | 6
2007-06-15 | 06-07 | 06-07 |  | 0 | 0.85695 | 0.021675 | 0.0014915 | 0.58926 | 0 | 0.0076049 | 0.00033523 | 2.2042e-05 | 0.00525 | 6
2007-06-16 | 06-07 | 06-07 |  | 0 | 0.066386 | 0.2681 | 0.17442 | 0.11177 | 0 | 0.00050649 | 0.00098653 | 0.0011903 | 0.0006864 | 6
2007-06-17 | 06-07 | 06-07 |  | 0 | 0.033428 | 0 | 0 | 0.022863 | 0 | 0.00020072 | 0 | 0 | 0.00013728 | 6
2007-06-18 | 06-07 | 06-07 |  | 0 | 0.31827 | 3.2443 | 0.85062 | 0.80079 | 0 | 0.0021798 | 0.015354 | 0.005055 | 0.0044302 | 6
2007-06-19 | 06-07 | 06-07 |  | 0 | 0.20386 | 0.15255 | 0.0021822 | 0.16024 | 0 | 0.0013882 | 0.0017528 | 1.4695e-05 | 0.0011868 | 6
2007-06-20 | 06-07 | 06-07 |  | 0 | 0.48816 | 1.6183 | 0.62965 | 0.6606 | 0 | 0.025094 | 0.012547 | 0.0099851 | 0.020587 | 6
2007-06-21 | 06-07 | 06-07 |  | 0 | 0.42073 | 0.69008 | 0.0051799 | 0.3811 | 0 | 0.0052562 | 0.0064556 | 2.2042e-05 | 0.0044635 | 6
2007-06-22 | 06-07 | 06-07 |  | 0 | 0.30837 | 0.03814 | 0.059213 | 0.22636 | 0 | 0.0035548 | 0.00071835 | 0.00016164 | 0.0025557 | 6
2007-06-23 | 06-07 | 06-07 |  | 0 | 0.12411 | 1.685 | 0.031248 | 0.31605 | 0 | 0.00093982 | 0.014808 | 0.00034533 | 0.0026866 | 6
2007-06-24 | 06-07 | 06-07 |  | 0 | 0.092136 | 1.0445 | 0.37146 | 0.2678 | 0 | 0.00087792 | 0.0054307 | 0.0044231 | 0.0021003 | 6
2007-06-25 | 06-07 | 06-07 |  | 0 | 0.042714 | 1.1739 | 0.0011756 | 0.18667 | 0 | 0.00043521 | 0.012691 | 7.3474e-06 | 0.0019989 | 6
2007-06-26 | 06-07 | 06-07 |  | 0.042183 | 0.32008 | 0.0027585 | 0.21168 | 0.25651 | 0.00020986 | 0.0052825 | 9.578e-06 | 0.0037178 | 0.0042647 | 6
2007-06-27 | 06-07 | 06-07 |  | 0 | 0.69584 | 0.12421 | 0.13483 | 0.5161 | 0 | 0.0067007 | 0.0013313 | 0.00068331 | 0.0048805 | 6
2007-06-28 | 06-07 | 06-07 |  | 0 | 0.47797 | 0.085196 | 0.075083 | 0.35142 | 0 | 0.003945 | 0.001408 | 0.00045554 | 0.0029663 | 6
2007-06-29 | 06-07 | 06-07 |  | 0 | 0.03525 | 0.017748 | 0.0016311 | 0.026771 | 0 | 0.001527 | 7.6624e-05 | 7.3474e-06 | 0.0010559 | 6
2007-06-30 | 06-07 | 06-07 |  | 0 | 0.077422 | 0.0033331 | 0 | 0.053398 | 0 | 0.00068282 | 9.578e-06 | 0 | 0.00046829 | 6
2007-07-01 | 07-08 | 07-08 |  | 0.31822 | 0.57196 | 0.43319 | 0.034192 | 0.46226 | 0.016836 | 0.0092111 | 0.0075912 | 0.00036032 | 0.0075738 | 7
2007-07-02 | 07-08 | 07-08 |  | 0 | 0.017311 | 0.31887 | 0.28009 | 0.10038 | 0 | 0.00033311 | 0.0018953 | 0.0022769 | 0.00085903 | 7
2007-07-03 | 07-08 | 07-08 |  | 0 | 1.463 | 0.33427 | 2.8853 | 1.5431 | 0 | 0.016793 | 0.011568 | 0.03042 | 0.01827 | 7
2007-07-04 | 07-08 | 07-08 |  | 0 | 1.2982 | 1.948 | 1.2227 | 1.3612 | 0 | 0.012353 | 0.021595 | 0.0055121 | 0.012329 | 7
2007-07-05 | 07-08 | 07-08 |  | 0 | 0.47797 | 1.2016 | 3.8972 | 1.1399 | 0 | 0.0047316 | 0.0062458 | 0.027469 | 0.0086928 | 7
2007-07-06 | 07-08 | 07-08 |  | 0 | 0.81925 | 0.036777 | 0.0635 | 0.58529 | 0 | 0.0064045 | 0.00039282 | 0.00039098 | 0.0045717 | 7
2007-07-07 | 07-08 | 07-08 |  | 0 | 0.11805 | 0.090338 | 0.11519 | 0.11313 | 0 | 0.0016968 | 0.00075617 | 0.0007513 | 0.0014044 | 7
2007-07-08 | 07-08 | 07-08 |  | 0 | 0.028758 | 0.55314 | 0.0010733 | 0.092294 | 0 | 0.0002687 | 0.0041049 | 7.6664e-06 | 0.00072333 | 7
2007-07-09 | 07-08 | 07-08 |  | 0 | 0.17263 | 0.17674 | 0.02142 | 0.14671 | 0 | 0.0012533 | 0.00041246 | 0.00043698 | 0.00099858 | 7
2007-07-10 | 07-08 | 07-08 |  | 0 | 0.39787 | 0.027173 | 0.030343 | 0.28538 | 0 | 0.0030661 | 0.00037317 | 0.00032965 | 0.0022366 | 7
2007-07-11 | 07-08 | 07-08 |  | 0 | 0.1574 | 0.04539 | 0.021926 | 0.11907 | 0 | 0.00045457 | 0.00056958 | 0.00015333 | 0.00041607 | 7
2007-07-12 | 07-08 | 07-08 |  | 0 | 0.034973 | 0.00097222 | 0.38186 | 0.088223 | 0 | 0.00040856 | 9.8204e-06 | 0.010457 | 0.0020317 | 7
2007-07-13 | 07-08 | 07-08 |  | 0 | 0.11612 | 0.028302 | 0.36591 | 0.14557 | 0 | 0.00054659 | 0.00039282 | 0.0045002 | 0.0011829 | 7
2007-07-14 | 07-08 | 07-08 |  | 0 | 0.024258 | 0.00073653 | 0.0035879 | 0.01757 | 0 | 0.00032023 | 9.8204e-06 | 2.2999e-05 | 0.00022788 | 7
2007-07-15 | 07-08 | 07-08 |  | 0 | 0.15929 | 0.024777 | 0.17694 | 0.14358 | 0 | 0.0016011 | 0.00014731 | 0.0011576 | 0.0013263 | 7
2007-07-16 | 07-08 | 07-08 |  | 0 | 0.12109 | 0.080881 | 0.0016866 | 0.09506 | 0 | 0.00086314 | 0.00044192 | 2.2999e-05 | 0.00066188 | 7
2007-07-17 | 07-08 | 07-08 |  | 0 | 0.47243 | 0.031111 | 1.0617 | 0.50999 | 0 | 0.0065241 | 0.00021605 | 0.0065241 | 0.0056561 | 7
2007-07-18 | 07-08 | 07-08 |  | 0 | 0.51714 | 2.54 | 1.3601 | 0.918 | 0 | 0.0052248 | 0.023029 | 0.008364 | 0.0080334 | 7
2007-07-19 | 07-08 | 07-08 |  | 0 | 0.062693 | 0.25631 | 0.00068231 | 0.077139 | 0 | 0.00076376 | 0.00052048 | 7.6664e-06 | 0.00060043 | 7
2007-07-20 | 07-08 | 07-08 |  | 0 | 0.086288 | 0.0021507 | 0.0022156 | 0.060675 | 0 | 0.0005742 | 9.8204e-06 | 1.5333e-05 | 0.00040327 | 7
2007-07-21 | 07-08 | 07-08 |  | 0 | 0.35407 | 0.011608 | 0.009307 | 0.24937 | 0 | 0.0034728 | 7.8563e-05 | 2.2999e-05 | 0.0024299 | 7
2007-07-22 | 07-08 | 07-08 |  | 0.022202 | 0.043043 | 0 | 0.01258 | 0.032197 | 0.00018501 | 0.00022821 | 0 | 0.00029132 | 0.00020868 | 7
2007-07-23 | 07-08 | 07-08 |  | 0 | 0.016681 | 0.0044192 | 0.73401 | 0.13475 | 0 | 0.00028894 | 9.8204e-06 | 0.0080267 | 0.0015427 | 7
2007-07-24 | 07-08 | 07-08 |  | 0 | 0.24057 | 0.081126 | 3.9716 | 0.84116 | 0 | 0.0044022 | 0.00050084 | 0.014459 | 0.0055421 | 7
2007-07-25 | 07-08 | 07-08 |  | 0 | 0.57037 | 0.0019935 | 0.042472 | 0.40412 | 0 | 0.0043046 | 9.8204e-06 | 0.00036799 | 0.0030572 | 7
2007-07-26 | 07-08 | 07-08 |  | 0 | 0.014684 | 0.5779 | 1.1851 | 0.28345 | 0 | 0.00025029 | 0.0066091 | 0.0065471 | 0.002129 | 7
2007-07-27 | 07-08 | 07-08 |  | 0 | 0.026049 | 0.26586 | 0.31319 | 0.10508 | 0 | 0.00023005 | 0.0041049 | 0.0009583 | 0.00085519 | 7
2007-07-28 | 07-08 | 07-08 |  | 0 | 0.28813 | 0.0009624 | 0.011454 | 0.20247 | 0 | 0.0033697 | 3.9282e-05 | 0.00065164 | 0.002458 | 7
2007-07-29 | 07-08 | 07-08 |  | 0 | 0.72249 | 0.071414 | 0.17242 | 0.54069 | 0 | 0.0077959 | 0.00034371 | 0.0032659 | 0.0060132 | 7
2007-07-30 | 07-08 | 07-08 |  | 0 | 0.070626 | 0.010311 | 0.0018016 | 0.050775 | 0 | 0.00053371 | 0.00024551 | 2.2999e-05 | 0.00040711 | 7
2007-07-31 | 07-08 | 07-08 |  | 0 | 0.13995 | 0.2309 | 0.13729 | 0.15038 | 0 | 0.00087418 | 0.0035353 | 0.00053665 | 0.0011586 | 7
2007-08-01 | 07-08 | 07-08 |  | 0 | 0.15087 | 0.0015516 | 0.85833 | 0.24848 | 0 | 0.0017631 | 1.9641e-05 | 0.0040862 | 0.0019114 | 8
2007-08-02 | 07-08 | 07-08 |  | 0.083626 | 0.018411 | 0.15342 | 0.01268 | 0.035505 | 0.00055504 | 0.00018036 | 0.0012472 | 0.00013033 | 0.00031366 | 8
2007-08-03 | 07-08 | 07-08 |  | 0.017391 | 0.1011 | 0.0014436 | 0.00099663 | 0.070801 | 0.00018501 | 0.0010601 | 9.8204e-06 | 2.2999e-05 | 0.00074381 | 8
2007-08-04 | 07-08 | 07-08 |  | 0 | 0.016392 | 5.8917 | 0.0091 | 0.78099 | 0 | 0.00016932 | 0.030286 | 3.8332e-05 | 0.0040724 | 8
2007-08-05 | 07-08 | 07-08 |  | 0 | 0.017778 | 0.17255 | 0.30048 | 0.085039 | 0 | 0.00011594 | 0.0047629 | 0.012105 | 0.002723 | 8
2007-08-06 | 07-08 | 07-08 |  | 0.027382 | 0.021172 | 0.44054 | 0.0015486 | 0.072607 | 0.00018501 | 0.00023189 | 0.002897 | 7.6664e-06 | 0.00054154 | 8
2007-08-07 | 07-08 | 07-08 |  | 0 | 0.39665 | 0.37386 | 0.0056884 | 0.32561 | 0 | 0.0053187 | 0.011676 | 6.1331e-05 | 0.0052323 | 8
2007-08-08 | 07-08 | 07-08 |  | 0 | 1.0108 | 1.2082 | 1.6086 | 1.1293 | 0 | 0.019725 | 0.019916 | 0.024601 | 0.020426 | 8
2007-08-09 | 07-08 | 07-08 |  | 0 | 0.042724 | 0.0035452 | 0.38354 | 0.094231 | 0 | 0.0028912 | 0.00022587 | 0.0030282 | 0.0025464 | 8
2007-08-10 | 07-08 | 07-08 |  | 0 | 0.0008797 | 1.0021 | 1.5872 | 0.3963 | 0 | 9.2019e-06 | 0.0027006 | 0.0093376 | 0.0019178 | 8
2007-08-11 | 07-08 | 07-08 |  | 0 | 0.047427 | 0.062104 | 1.1714 | 0.2367 | 0 | 0.00018772 | 0.00035353 | 0.0049218 | 0.00099858 | 8
2007-08-12 | 07-08 | 07-08 |  | 0 | 0.039973 | 0.031298 | 1.8102 | 0.33418 | 0 | 0.00032391 | 0.00021605 | 0.01035 | 0.0019818 | 8
2007-08-13 | 07-08 | 07-08 |  | 0 | 0.049112 | 0.004537 | 0.016751 | 0.037553 | 0 | 0.00053003 | 2.9461e-05 | 0.00013033 | 0.00039431 | 8
2007-08-14 | 07-08 | 07-08 |  | 0 | 0.022425 | 0.11438 | 0.057068 | 0.04004 | 0 | 0.00017116 | 0.0016596 | 0.00038332 | 0.00039943 | 8
2007-08-15 | 07-08 | 07-08 |  | 0 | 0.046287 | 0.15822 | 0.12889 | 0.074349 | 0 | 0.00031471 | 0.0011784 | 0.00037565 | 0.00043528 | 8
2007-08-16 | 07-08 | 07-08 |  | 0 | 0.40145 | 0.89071 | 2.1916 | 0.76136 | 0 | 0.0042605 | 0.0042719 | 0.024371 | 0.0075905 | 8
2007-08-17 | 07-08 | 07-08 |  | 0 | 0.31419 | 0.022007 | 0.11121 | 0.24 | 0 | 0.0047206 | 0.00033389 | 0.0029822 | 0.0038253 | 8
2007-08-18 | 07-08 | 07-08 |  | 0 | 0.92788 | 0.0010901 | 0.11546 | 0.66488 | 0 | 0.0066309 | 9.8204e-06 | 0.0007973 | 0.0047471 | 8
2007-08-19 | 07-08 | 07-08 |  | 0 | 0.35464 | 0.038496 | 0.10787 | 0.26973 | 0 | 0.0026317 | 0.00087401 | 0.0024226 | 0.0023492 | 8
2007-08-20 | 07-08 | 07-08 |  | 0 | 0.021834 | 0.033851 | 0.19064 | 0.051437 | 0 | 0.00030918 | 0.0012079 | 0.0016099 | 0.0006414 | 8
2007-08-21 | 07-08 | 07-08 |  | 0 | 0.036395 | 0 | 0.35167 | 0.084045 | 0 | 0.00037176 | 0 | 0.00115 | 0.00045064 | 8
2007-08-22 | 07-08 | 07-08 |  | 0 | 0.0086921 | 0.0015222 | 0.0019319 | 0.0065676 | 0 | 0.00016932 | 8.8383e-05 | 2.2999e-05 | 0.00013314 | 8
2007-08-23 | 07-08 | 07-08 |  | 0.35319 | 0.026483 | 0.063499 | 0 | 0.029144 | 0.0042553 | 0.00022453 | 0.00075617 | 0 | 0.00028421 | 8
2007-08-24 | 07-08 | 07-08 |  | 0 | 0.23434 | 0.26755 | 0.090394 | 0.21299 | 0 | 0.0031121 | 0.0072573 | 0.00065164 | 0.0032198 | 8
2007-08-25 | 07-08 | 07-08 |  | 0 | 0.066331 | 0.027114 | 0 | 0.049677 | 0 | 0.0004877 | 0.00054994 | 0 | 0.00041095 | 8
2007-08-26 | 07-08 | 07-08 |  | 0 | 0.02359 | 0.0025337 | 1.8944 | 0.3331 | 0 | 0.00026133 | 1.9641e-05 | 0.024916 | 0.0043451 | 8
2007-08-27 | 07-08 | 07-08 |  | 0 | 1.0878 | 0.050801 | 0.46448 | 0.84091 | 0 | 0.013146 | 0.00030443 | 0.0031815 | 0.0097157 | 8
2007-08-28 | 07-08 | 07-08 |  | 0 | 0.19828 | 0.019808 | 0.0010656 | 0.14069 | 0 | 0.0020152 | 0.00045174 | 1.5333e-05 | 0.0014633 | 8
2007-08-29 | 07-08 | 07-08 |  | 0 | 0.016506 | 0.10783 | 0.74696 | 0.15028 | 0 | 8.6498e-05 | 0.0020623 | 0.008134 | 0.0016873 | 8
2007-08-30 | 07-08 | 07-08 |  | 0.12673 | 2.5367 | 0.00087401 | 2.9159 | 2.2525 | 0.00092507 | 0.032374 | 9.8204e-06 | 0.018882 | 0.025681 | 8
2007-08-31 | 07-08 | 07-08 |  | 0 | 0.011202 | 0.043927 | 0.39732 | 0.07987 | 0 | 0.00010306 | 0.00088383 | 0.0049601 | 0.0010152 | 8
2007-09-01 | 07-08 | 07-08 |  | 0 | 0.0072437 | 0 | 0.028036 | 0.0097208 | 0 | 0.0001049 | 0 | 0.00018399 | 0.0001037 | 9
2007-09-02 | 07-08 | 07-08 |  | 0.068085 | 0.05587 | 0.099805 | 0.24266 | 0.092869 | 0.00037003 | 0.00054107 | 0.00095258 | 0.001127 | 0.00069132 | 9
2007-09-03 | 07-08 | 07-08 |  | 0 | 0.37502 | 0.0028479 | 0.0084253 | 0.26266 | 0 | 0.0050077 | 1.9641e-05 | 7.6664e-05 | 0.0034989 | 9
2007-09-04 | 07-08 | 07-08 |  | 0 | 0.048851 | 0 | 0.6035 | 0.13476 | 0 | 0.00041409 | 0 | 0.0067387 | 0.0014134 | 9
2007-09-05 | 07-08 | 07-08 |  | 0 | 0.014675 | 0.84378 | 0.058885 | 0.13004 | 0 | 0.002214 | 0.027959 | 0.00040632 | 0.0052528 | 9
2007-09-06 | 07-08 | 07-08 |  | 0 | 0.20551 | 0.0021212 | 0.28173 | 0.19029 | 0 | 0.0024919 | 1.9641e-05 | 0.0021312 | 0.0020919 | 9
2007-09-07 | 07-08 | 07-08 |  | 0 | 0.45761 | 0.46288 | 0.012557 | 0.38077 | 0 | 0.0045181 | 0.0037907 | 0.00013799 | 0.0036602 | 9
2007-09-08 | 07-08 | 07-08 |  | 0 | 0.50583 | 0.0017578 | 0.0050368 | 0.35294 | 0 | 0.0043378 | 9.8204e-06 | 2.2999e-05 | 0.0030226 | 9
2007-09-09 | 07-08 | 07-08 |  | 0 | 0.24907 | 0.92477 | 0.3334 | 0.34949 | 0 | 0.0046727 | 0.011303 | 0.0037259 | 0.0053462 | 9
2007-09-10 | 07-08 | 07-08 |  | 0 | 0.14098 | 0.53524 | 0.19249 | 0.19999 | 0 | 0.0017686 | 0.0046843 | 0.0088776 | 0.0033235 | 9
2007-09-11 | 07-08 | 07-08 |  | 0 | 0.4146 | 0.069479 | 0.1201 | 0.31752 | 0 | 0.0075676 | 0.00041246 | 0.001081 | 0.0054986 | 9
2007-09-12 | 07-08 | 07-08 |  | 0 | 0.094161 | 0.034028 | 9.9663e-05 | 0.069954 | 0 | 0.0012054 | 0.00020623 | 7.6664e-06 | 0.00086672 | 9
2007-09-13 | 07-08 | 07-08 |  | 0 | 0.39048 | 0.042424 | 0.71217 | 0.39609 | 0 | 0.0048568 | 0.00014731 | 0.0041245 | 0.0040865 | 9
2007-09-14 | 07-08 | 07-08 |  | 0 | 0.043468 | 0.0098204 | 0.4025 | 0.098733 | 0 | 0.00032759 | 3.9282e-05 | 0.0014106 | 0.00046856 | 9
2007-09-15 | 07-08 | 07-08 |  | 0 | 0.0099914 | 0.022911 | 0.27539 | 0.055926 | 0 | 0.00011962 | 9.8204e-05 | 0.0067617 | 0.0012252 | 9
2007-09-16 | 07-08 | 07-08 |  | 0 | 1.9482 | 5.4147 | 0.49784 | 2.1442 | 0 | 0.017305 | 0.035373 | 0.0025452 | 0.017074 | 9
2007-09-17 | 07-08 | 07-08 |  | 0 | 0.019777 | 0.0048414 | 0.0567 | 0.023857 | 0 | 0.00026501 | 8.8383e-05 | 0.00096596 | 0.00035718 | 9
2007-09-18 | 07-08 | 07-08 |  | 0 | 0.011685 | 0.047236 | 0.41207 | 0.083098 | 0 | 4.4169e-05 | 0.0018168 | 0.0037948 | 0.00090128 | 9
2007-09-19 | 07-08 | 07-08 |  | 9.1859 | 0.10386 | 0.33088 | 1.5792 | 0.44265 | 0.06124 | 0.0047261 | 0.006452 | 0.013761 | 0.0068505 | 9
2007-09-20 | 07-08 | 07-08 |  | 0 | 0.010231 | 0.033124 | 0.0073367 | 0.01266 | 0 | 0.0009478 | 0.00028479 | 3.8332e-05 | 0.00070285 | 9
2007-09-21 | 07-08 | 07-08 |  | 0 | 0.026369 | 0.0027792 | 0.0069917 | 0.019873 | 0 | 0.0002687 | 9.8204e-06 | 3.8332e-05 | 0.00019459 | 9
2007-09-22 | 07-08 | 07-08 |  | 0 | 0.010904 | 0.0032113 | 0.028335 | 0.012736 | 0 | 9.9381e-05 | 9.8204e-06 | 0.00016099 | 9.7297e-05 | 9
2007-09-23 | 07-08 | 07-08 |  | 0 | 0.053964 | 0.0054209 | 0.041429 | 0.045164 | 0 | 0.00034047 | 1.9641e-05 | 0.00040632 | 0.00030726 | 9
2007-09-24 | 07-08 | 07-08 |  | 0 | 0.31187 | 0.004812 | 0.026196 | 0.22195 | 0 | 0.014697 | 2.9461e-05 | 0.00013033 | 0.01025 | 9
2007-09-25 | 07-08 | 07-08 |  | 0.52562 | 0.011815 | 0.39231 | 0.0088393 | 0.064476 | 0.0040703 | 0.00018588 | 0.0040558 | 0.00039865 | 0.00075278 | 9
2007-09-26 | 07-08 | 07-08 |  | 0 | 0.033208 | 0.15212 | 1.7038 | 0.32746 | 0 | 0.00017668 | 0.0012079 | 0.0070301 | 0.0014543 | 9
2007-09-27 | 07-08 | 07-08 |  | 0 | 0.21848 | 0.035491 | 0.43075 | 0.22854 | 0 | 0.022981 | 0.00027497 | 0.0053588 | 0.016917 | 9
2007-09-28 | 07-08 | 07-08 |  | 0 | 0.28292 | 0.42419 | 3.2387 | 0.79295 | 0 | 0.0028158 | 0.0026417 | 0.019611 | 0.005578 | 9
2007-09-29 | 07-08 | 07-08 |  | 0 | 0.013744 | 0.0034273 | 0.11762 | 0.029649 | 0 | 0.00019876 | 2.9461e-05 | 0.00058264 | 0.0002394 | 9
2007-09-30 | 07-08 | 07-08 |  | 0 | 0.012227 | 1.2418 | 0.077561 | 0.18335 | 0 | 0.00010122 | 0.010518 | 0.00054431 | 0.0015324 | 9
2007-10-01 | 07-08 | 07-08 |  | 0 | 0.042621 | 0 | 0.53647 | 0.11924 | 0 | 0.00025213 | 0 | 0.0021849 | 0.00054026 | 10
2007-10-02 | 07-08 | 07-08 |  | 0 | 0.16786 | 0.009624 | 0.43881 | 0.1913 | 0 | 0.0021937 | 6.8743e-05 | 0.010135 | 0.0032275 | 10
2007-10-03 | 07-08 | 07-08 |  | 0 | 0.062553 | 0.0023962 | 0.093031 | 0.059362 | 0 | 0.00056132 | 1.9641e-05 | 0.00080497 | 0.00052745 | 10
2007-10-04 | 07-08 | 07-08 |  | 0 | 0.0078842 | 0.25776 | 1.4527 | 0.28167 | 0 | 9.0179e-05 | 0.0058235 | 0.016498 | 0.003577 | 10
2007-10-05 | 07-08 | 07-08 |  | 0 | 0.040866 | 0.77794 | 0.03285 | 0.13533 | 0 | 0.00042697 | 0.0062359 | 0.00016099 | 0.0011368 | 10
2007-10-06 | 07-08 | 07-08 |  | 0 | 0.014657 | 0 | 0.69404 | 0.1261 | 0 | 0.00015091 | 0 | 0.015248 | 0.0026514 | 10
2007-10-07 | 07-08 | 07-08 |  | 0 | 0.0020631 | 0.0090348 | 0.0087703 | 0.0040775 | 0 | 2.5765e-05 | 3.9282e-05 | 3.8332e-05 | 2.9445e-05 | 10
2007-10-08 | 07-08 | 07-08 |  | 0 | 0.42565 | 0.002131 | 0.0044618 | 0.29712 | 0 | 0.0048623 | 9.8204e-06 | 5.3665e-05 | 0.0033926 | 10
2007-10-09 | 07-08 | 07-08 |  | 0 | 0.10801 | 1.5714 | 0.74785 | 0.40487 | 0 | 0.0010711 | 0.018433 | 0.010741 | 0.0049417 | 10
2007-10-10 | 07-08 | 07-08 |  | 0 | 0.4076 | 0.0038005 | 0.047309 | 0.29194 | 0 | 0.0081308 | 9.8204e-06 | 0.00019166 | 0.0056893 | 10
2007-10-11 | 07-08 | 07-08 |  | 0.0038853 | 0.23595 | 0.027811 | 0.099356 | 0.18438 | 0.00018501 | 0.0033937 | 0.00015713 | 0.00062098 | 0.0024862 | 10
2007-10-12 | 07-08 | 07-08 |  | 0 | 0.11029 | 0.039586 | 0.046006 | 0.089565 | 0 | 0.0018606 | 0.00030443 | 0.00052898 | 0.0014223 | 10
2007-10-13 | 07-08 | 07-08 |  | 0 | 0.030911 | 0.079015 | 0.0056118 | 0.032741 | 0 | 0.000173 | 0.00059904 | 4.5998e-05 | 0.00020612 | 10
2007-10-14 | 07-08 | 07-08 |  | 0 | 0.011915 | 0.11392 | 0.029439 | 0.028055 | 0 | 0.000173 | 0.00078563 | 0.00036799 | 0.00028421 | 10
2007-10-15 | 07-08 | 07-08 |  | 0 | 0.57689 | 0.00019641 | 0.070807 | 0.41315 | 0 | 0.0061211 | 1.9641e-05 | 0.00022999 | 0.004299 | 10
2007-10-16 | 07-08 | 07-08 |  | 0 | 0.17953 | 0.00081509 | 0.01797 | 0.12799 | 0 | 0.0026796 | 9.8204e-06 | 0.00056731 | 0.00196 | 10
2007-10-17 | 07-08 | 07-08 |  | 0 | 0.0057935 | 0.088197 | 1.2367 | 0.22205 | 0 | 8.8338e-05 | 0.014082 | 0.014819 | 0.004372 | 10
2007-10-18 | 07-08 | 07-08 |  | 0 | 0.22231 | 1.4428 | 0.72367 | 0.46359 | 0 | 0.0040893 | 0.0062065 | 0.0079883 | 0.0049878 | 10
2007-10-19 | 07-08 | 07-08 |  | 0 | 0.003447 | 0.0071689 | 0.0095293 | 0.0049238 | 0 | 2.2085e-05 | 6.8743e-05 | 0.00016866 | 5.2489e-05 | 10
2007-10-20 | 07-08 | 07-08 |  | 0 | 0.029196 | 0.0031229 | 0.37319 | 0.083037 | 0 | 0.00017116 | 9.8204e-06 | 0.0010196 | 0.00029061 | 10
2007-10-21 | 07-08 | 07-08 |  | 0.11545 | 0.056895 | 0.59146 | 1.397 | 0.35077 | 0.0029602 | 0.00050426 | 0.0028676 | 0.021167 | 0.0042798 | 10
2007-10-22 | 07-08 | 07-08 |  | 0 | 0.0082909 | 1.6636 | 4.2564 | 0.93343 | 0 | 7.1775e-05 | 0.022636 | 0.02674 | 0.0074663 | 10
2007-10-23 | 07-08 | 07-08 |  | 0 | 0.34436 | 0.018619 | 3.5981 | 0.84284 | 0 | 0.0022692 | 0.00021605 | 0.018246 | 0.0046536 | 10
2007-10-24 | 07-08 | 07-08 |  | 0 | 0.0016968 | 0 | 0.33599 | 0.057288 | 0 | 1.2883e-05 | 0 | 0.00064397 | 0.0001165 | 10
2007-10-25 | 07-08 | 07-08 |  | 0 | 0.0014668 | 0.0033291 | 0.0081417 | 0.0028139 | 0 | 9.2019e-06 | 9.8204e-06 | 6.1331e-05 | 1.7923e-05 | 10
2007-10-26 | 07-08 | 07-08 |  | 0 | 0.0030366 | 0.018629 | 0.67726 | 0.11764 | 0 | 4.969e-05 | 6.8743e-05 | 0.0044772 | 0.00079118 | 10
2007-10-27 | 07-08 | 07-08 |  | 0 | 4.1439 | 2.6454 | 1.8353 | 3.534 | 0 | 0.033563 | 0.021497 | 0.0091153 | 0.027672 | 10
2007-10-28 | 07-08 | 07-08 |  | 0.014246 | 1.5197 | 0.16674 | 3.6549 | 1.6893 | 0.00018501 | 0.016201 | 0.0011097 | 0.011983 | 0.013417 | 10
2007-10-29 | 07-08 | 07-08 |  | 0.88751 | 0.042645 | 0.010861 | 0.046887 | 0.045053 | 0.0072155 | 0.00032207 | 4.9102e-05 | 0.0059951 | 0.0012815 | 10
2007-10-30 | 07-08 | 07-08 |  | 0 | 0.53163 | 0.73567 | 1.3983 | 0.69923 | 0 | 0.0039587 | 0.018227 | 0.012404 | 0.0072013 | 10
2007-10-31 | 07-08 | 07-08 |  | 0 | 0.12814 | 1.3907 | 1.0853 | 0.45167 | 0 | 0.00067726 | 0.0020132 | 0.0032045 | 0.0012687 | 10
2007-11-01 | 07-08 | 07-08 |  | 7.294 | 0.45828 | 0.021163 | 0.67785 | 0.48522 | 0.06198 | 0.0071241 | 0.00014731 | 0.0033349 | 0.0059608 | 11
2007-11-02 | 07-08 | 07-08 |  | 0 | 0.0041114 | 0.0012374 | 7.2973 | 1.2216 | 0 | 2.5765e-05 | 9.8204e-06 | 0.024617 | 0.00413 | 11
2007-11-03 | 07-08 | 07-08 |  | 0 | 0.97111 | 0.081706 | 0.59575 | 0.78567 | 0 | 0.0072989 | 0.00039282 | 0.0057191 | 0.0060837 | 11
2007-11-04 | 07-08 | 07-08 |  | 0 | 0.10756 | 0.24576 | 0.10132 | 0.12378 | 0 | 0.0030918 | 0.00095258 | 0.00091996 | 0.0024286 | 11
2007-11-05 | 07-08 | 07-08 |  | 0 | 0.074622 | 0.0030443 | 0.096818 | 0.068474 | 0 | 0.00073799 | 1.9641e-05 | 0.001035 | 0.00068876 | 11
2007-11-06 | 07-08 | 07-08 |  | 0 | 0.01783 | 0.0186 | 0.18936 | 0.046449 | 0 | 0.00017668 | 0.00011784 | 0.00013799 | 0.00016131 | 11
2007-11-07 | 07-08 | 07-08 |  | 0 | 0.027212 | 0 | 1.091 | 0.20112 | 0 | 0.00021164 | 0 | 0.007513 | 0.0014019 | 11
2007-11-08 | 07-08 | 07-08 |  | 0.91693 | 0.02559 | 0.091202 | 0.043982 | 0.043381 | 0.010916 | 0.00039752 | 0.00040264 | 0.03052 | 0.0055011 | 11
2007-11-09 | 07-08 | 07-08 |  | 0 | 0.60323 | 0.37982 | 1.2565 | 0.67896 | 0 | 0.005569 | 0.0019248 | 0.011208 | 0.0059966 | 11
2007-11-10 | 07-08 | 07-08 |  | 0 | 0.039189 | 1.1787 | 0.011101 | 0.18277 | 0 | 0.00031839 | 0.012983 | 7.6664e-05 | 0.0019267 | 11
2007-11-11 | 07-08 | 07-08 |  | 0 | 0.3983 | 0.045164 | 0.0027216 | 0.28341 | 0 | 0.0033274 | 0.00078563 | 1.5333e-05 | 0.0024196 | 11
2007-11-12 | 07-08 | 07-08 |  | 0 | 0.015314 | 0.0054307 | 0.26946 | 0.056358 | 0 | 0.0001914 | 0.00011784 | 0.0018859 | 0.00046344 | 11
2007-11-13 | 07-08 | 07-08 |  | 0 | 0.18735 | 0.069617 | 0.29604 | 0.18884 | 0 | 0.0010545 | 0.0011097 | 0.0015716 | 0.0011407 | 11
2007-11-14 | 07-08 | 07-08 |  | 0 | 1.2656 | 0 | 0.0015869 | 0.88067 | 0 | 0.012509 | 0 | 7.6664e-06 | 0.008703 | 11
2007-11-15 | 07-08 | 07-08 |  | 0 | 0.027076 | 0.016636 | 0.011806 | 0.022975 | 0 | 0.00030182 | 0.00015713 | 0.00042165 | 0.00030085 | 11
2007-11-16 | 07-08 | 07-08 |  | 0.017391 | 0.13122 | 0.4249 | 0.26081 | 0.19034 | 0.00037003 | 0.0012054 | 0.017205 | 0.0012113 | 0.0032864 | 11
2007-11-17 | 07-08 | 07-08 |  | 0 | 0.67861 | 0.5309 | 0.0012496 | 0.54148 | 0 | 0.0057291 | 0.0064324 | 7.6664e-06 | 0.0048252 | 11
2007-11-18 | 07-08 | 07-08 |  | 0 | 0.02446 | 0 | 0.57035 | 0.11226 | 0 | 0.00032575 | 0 | 0.023137 | 0.0040903 | 11
2007-11-19 | 07-08 | 07-08 |  | 0.062165 | 0.072989 | 0.045341 | 0.045316 | 0.064682 | 0.0011101 | 0.00073063 | 0.00044192 | 0.00042165 | 0.00064396 | 11
2007-11-20 | 07-08 | 07-08 |  | 0 | 0.13196 | 6.7996 | 13.3338 | 3.2049 | 0 | 0.0054494 | 0.013709 | 0.078358 | 0.018663 | 11
2007-11-21 | 07-08 | 07-08 |  | 0 | 0.069136 | 0.64677 | 2.9954 | 0.63261 | 0 | 0.00040304 | 0.0042326 | 0.022455 | 0.0045819 | 11
2007-11-22 | 07-08 | 07-08 |  | 0 | 0.37155 | 0.01859 | 0.30473 | 0.31177 | 0 | 0.0061285 | 0.00022587 | 0.0022539 | 0.004669 | 11
2007-11-23 | 07-08 | 07-08 |  | 0 | 0.063758 | 0.063607 | 0.01577 | 0.055278 | 0 | 0.0010803 | 0.00050084 | 0.00016866 | 0.00084495 | 11
2007-11-24 | 07-08 | 07-08 |  | 0 | 0.017653 | 0.037259 | 0.27429 | 0.062941 | 0 | 0.0002779 | 0.00022587 | 0.0018553 | 0.00053258 | 11
2007-11-25 | 07-08 | 07-08 |  | 0 | 0.024617 | 1.7336 | 0 | 0.24312 | 0 | 0.00021532 | 0.010616 | 0 | 0.0015337 | 11
2007-11-26 | 07-08 | 07-08 |  | 0 | 0.042251 | 0.35292 | 0.0068921 | 0.07655 | 0 | 0.00054475 | 0.00547 | 5.3665e-05 | 0.001101 | 11
2007-11-27 | 07-08 | 07-08 |  | 0 | 0.1845 | 0.0074242 | 0.46431 | 0.20685 | 0 | 0.0051107 | 5.8922e-05 | 0.0034039 | 0.0041313 | 11
2007-11-28 | 07-08 | 07-08 |  | 0 | 0.024565 | 4.5012 | 0.56562 | 0.69834 | 0 | 0.00029446 | 0.021173 | 0.0032582 | 0.0035091 | 11
2007-11-29 | 07-08 | 07-08 |  | 1.7349 | 0.031281 | 3.1312 | 2.0733 | 0.78819 | 0.0086957 | 0.00035887 | 0.017009 | 0.02017 | 0.0058955 | 11
2007-11-30 | 07-08 | 07-08 |  | 0 | 0.017905 | 0.03117 | 0.70509 | 0.13426 | 0 | 0.0002687 | 0.00018659 | 0.018997 | 0.0033836 | 11
2007-12-01 | 07-08 | 07-08 |  | 0 | 0.020667 | 0.0052048 | 1.0217 | 0.18567 | 0 | 0.00029078 | 6.8743e-05 | 0.0097286 | 0.0018358 | 12
2007-12-02 | 07-08 | 07-08 |  | 0 | 0.25038 | 0.1093 | 0.82136 | 0.32558 | 0 | 0.003609 | 0.00041246 | 0.0026066 | 0.0029996 | 12
2007-12-03 | 07-08 | 07-08 |  | 0 | 0.22096 | 0.80838 | 2.4044 | 0.66061 | 0 | 0.0045917 | 0.0034077 | 0.027323 | 0.0082012 | 12
2007-12-04 | 07-08 | 07-08 |  | 0 | 0.0007748 | 2.0672 | 0.36422 | 0.33085 | 0 | 5.5211e-06 | 0.0131 | 0.0017709 | 0.0020074 | 12
2007-12-05 | 07-08 | 07-08 |  | 0 | 0.016022 | 0.0011784 | 0.01153 | 0.013225 | 0 | 9.9381e-05 | 1.9641e-05 | 6.8997e-05 | 8.3215e-05 | 12
2007-12-06 | 07-08 | 07-08 |  | 0 | 1.6856 | 1.0233 | 1.694 | 1.5889 | 0 | 0.020287 | 0.0052735 | 0.021228 | 0.018344 | 12
2007-12-07 | 07-08 | 07-08 |  | 0 | 0.0015275 | 0.074684 | 10.2699 | 1.7258 | 0 | 1.2883e-05 | 0.0039183 | 0.050567 | 0.0089642 | 12
2007-12-08 | 07-08 | 07-08 |  | 0 | 0.025563 | 0.10609 | 0.47906 | 0.11161 | 0 | 0.00024845 | 0.00035353 | 0.0029132 | 0.00070541 | 12
2007-12-09 | 07-08 | 07-08 |  | 0 | 0.010146 | 0.026819 | 2.1188 | 0.36438 | 0 | 0.00014355 | 4.9102e-05 | 0.01347 | 0.0023556 | 12
2007-12-10 | 07-08 | 07-08 |  | 0 | 0.45048 | 0.091172 | 0.05923 | 0.33515 | 0 | 0.0070155 | 0.0020819 | 0.00074364 | 0.0052758 | 12
2007-12-11 | 07-08 | 07-08 |  | 0.032007 | 0.030545 | 0 | 0.23438 | 0.06061 | 0.00018501 | 0.00036255 | 0 | 0.0014183 | 0.00049033 | 12
2007-12-12 | 07-08 | 07-08 |  | 0 | 0.057545 | 0.0054798 | 0.0029745 | 0.041241 | 0 | 0.0018901 | 0.0018266 | 3.0665e-05 | 0.001558 | 12
2007-12-13 | 07-08 | 07-08 |  | 0 | 0.42271 | 0.18323 | 1.192 | 0.51699 | 0 | 0.0038114 | 0.0041442 | 0.037925 | 0.0095249 | 12
2007-12-14 | 07-08 | 07-08 |  | 0 | 0.23699 | 5.2881 | 4.4066 | 1.5901 | 0 | 0.0029483 | 0.071139 | 0.020646 | 0.014773 | 12
2007-12-15 | 07-08 | 07-08 |  | 0 | 0.55151 | 0 | 3.0295 | 0.88955 | 0 | 0.0075253 | 0 | 0.018231 | 0.0082792 | 12
2007-12-16 | 07-08 | 07-08 |  | 0 | 0.037119 | 0.0013454 | 1.027 | 0.1975 | 0 | 0.0018753 | 9.8204e-06 | 0.0059491 | 0.0022993 | 12
2007-12-17 | 07-08 | 07-08 |  | 0 | 0.25844 | 1.9118 | 0.058793 | 0.43883 | 0 | 0.0034121 | 0.015654 | 0.00042932 | 0.0044859 | 12
2007-12-18 | 07-08 | 07-08 |  | 0 | 0.06987 | 0.0031229 | 0.18314 | 0.079594 | 0 | 0.0019306 | 1.9641e-05 | 0.0020393 | 0.0016861 | 12
2007-12-19 | 07-08 | 07-08 |  | 0 | 0.48594 | 0.50719 | 6.3742 | 1.4686 | 0 | 0.0049285 | 0.0049495 | 0.0098819 | 0.0057239 | 12
2007-12-20 | 07-08 | 07-08 |  | 0 | 0.53658 | 0.39454 | 0.076924 | 0.43755 | 0 | 0.0038648 | 0.0025238 | 0.00073597 | 0.0031404 | 12
2007-12-21 | 07-08 | 07-08 |  | 0.0057354 | 1.6374 | 7.7391 | 12.6403 | 4.2588 | 0.00018501 | 0.019177 | 0.025386 | 0.029508 | 0.021578 | 12
2007-12-22 | 07-08 | 07-08 |  | 0 | 0.85295 | 2.7692 | 1.2142 | 1.1571 | 0 | 0.0075088 | 0.021958 | 0.011293 | 0.0099717 | 12
2007-12-23 | 07-08 | 07-08 |  | 0 | 0.038295 | 0 | 0.018683 | 0.029759 | 0 | 0.00016379 | 0 | 0.00022999 | 0.00015235 | 12
2007-12-24 | 07-08 | 07-08 |  | 0 | 0.015069 | 0.47633 | 0.15336 | 0.098189 | 0 | 0.00017852 | 0.0027693 | 0.024962 | 0.0046536 | 12
2007-12-25 | 07-08 | 07-08 |  | 0 | 0.010847 | 0.0064716 | 0.036944 | 0.014559 | 0 | 0.00013251 | 3.9282e-05 | 0.00046765 | 0.00017539 | 12
2007-12-26 | 07-08 | 07-08 |  | 0 | 0.040159 | 2.1406 | 0.015241 | 0.30954 | 0 | 0.00024293 | 0.017628 | 3.0665e-05 | 0.0024721 | 12
2007-12-27 | 07-08 | 07-08 |  | 0 | 0.26927 | 0.027016 | 1.1137 | 0.37683 | 0 | 0.0039458 | 0.00025533 | 0.015455 | 0.005359 | 12
2007-12-28 | 07-08 | 07-08 |  | 0 | 0.046367 | 1.3647 | 0.19705 | 0.24307 | 0 | 0.00044905 | 0.02513 | 0.011776 | 0.0055549 | 12
2007-12-29 | 07-08 | 07-08 |  | 0 | 0.075785 | 1.2226 | 3.4973 | 0.79613 | 0 | 0.00065149 | 0.0075028 | 0.02372 | 0.0053923 | 12
2007-12-30 | 07-08 | 07-08 |  | 0 | 0.40865 | 1.8781 | 2.1233 | 0.88368 | 0 | 0.0061782 | 0.017903 | 0.0095293 | 0.0082229 | 12
2007-12-31 | 07-08 | 07-08 |  | 0 | 1.5915 | 0.39494 | 3.0634 | 1.6702 | 0 | 0.024148 | 0.0032014 | 0.026296 | 0.021606 | 12
2008-01-01 | 07-08 | 07-08 |  | 0 | 1.3357 | 1.2176 | 1.1288 | 1.2764 | 0 | 0.013247 | 0.018541 | 0.0046381 | 0.012407 | 1
2008-01-02 | 07-08 | 07-08 |  | 0 | 0.20898 | 1.4686 | 0.10554 | 0.35445 | 0 | 0.0049525 | 0.02244 | 0.00080497 | 0.0065048 | 1
2008-01-03 | 07-08 | 07-08 |  | 0 | 0.038904 | 0.041373 | 0.24023 | 0.072572 | 0 | 0.00036624 | 0.00040264 | 0.0030435 | 0.00081551 | 1
2008-01-04 | 07-08 | 07-08 |  | 0 | 0.34505 | 0.14252 | 3.5551 | 0.85228 | 0 | 0.0040691 | 0.005794 | 0.013439 | 0.0058302 | 1
2008-01-05 | 07-08 | 07-08 |  | 0 | 0.25156 | 1.234 | 4.6075 | 1.1053 | 0 | 0.0023226 | 0.011117 | 0.027346 | 0.0076315 | 1
2008-01-06 | 07-08 | 07-08 |  | 0 | 0.01808 | 0.050987 | 0.02191 | 0.022883 | 0 | 0.00017668 | 0.00052048 | 0.00026832 | 0.00023556 | 1
2008-01-07 | 07-08 | 07-08 |  | 0 | 0.047561 | 0.10948 | 0.25011 | 0.089124 | 0 | 0.00048218 | 0.0012275 | 0.0014029 | 0.00072973 | 1
2008-01-08 | 07-08 | 07-08 |  | 0 | 0.10886 | 0.0040755 | 0.013738 | 0.078554 | 0 | 0.00074167 | 2.9461e-05 | 8.433e-05 | 0.00053386 | 1
2008-01-09 | 07-08 | 07-08 |  | 0 | 0.016175 | 0.097487 | 1.7652 | 0.31875 | 0 | 0.0002687 | 0.001748 | 0.0079653 | 0.001745 | 1
2008-01-10 | 07-08 | 07-08 |  | 0 | 0.4171 | 0.35453 | 2.6092 | 0.77209 | 0 | 0.0075548 | 0.0031032 | 0.020952 | 0.0091588 | 1
2008-01-11 | 07-08 | 07-08 |  | 0 | 0.067362 | 0.16737 | 0.45477 | 0.14462 | 0 | 0.00036992 | 0.002622 | 0.0027369 | 0.0010562 | 1
2008-01-12 | 07-08 | 07-08 |  | 0 | 0.3136 | 0.044948 | 0.10747 | 0.24196 | 0 | 0.0056242 | 0.00025533 | 0.0010273 | 0.0041172 | 1
2008-01-13 | 07-08 | 07-08 |  | 0 | 0.23092 | 5.4529 | 1.308 | 1.0899 | 0 | 0.0026189 | 0.064844 | 0.0051211 | 0.01113 | 1
2008-01-14 | 07-08 | 07-08 |  | 0 | 0.0088044 | 0.0024256 | 0.051472 | 0.015036 | 0 | 8.0977e-05 | 9.8204e-06 | 0.0012266 | 0.00026245 | 1
2008-01-15 | 07-08 | 07-08 |  | 0 | 0.023884 | 0.099942 | 0.37396 | 0.092092 | 0 | 0.00025397 | 0.0010901 | 0.0012803 | 0.00053258 | 1
2008-01-16 | 07-08 | 07-08 |  | 0 | 0.18115 | 0.0059708 | 0.32401 | 0.1809 | 0 | 0.0049874 | 3.9282e-05 | 0.0036262 | 0.0040801 | 1
2008-01-17 | 07-08 | 07-08 |  | 0.017761 | 0.32832 | 0.91234 | 0.34538 | 0.40513 | 0.00018501 | 0.0017005 | 0.0050673 | 0.0014719 | 0.0020906 | 1
2008-01-18 | 07-08 | 07-08 |  | 0 | 1.9078 | 0.11871 | 0.31526 | 1.3953 | 0 | 0.015912 | 0.00071689 | 0.0069917 | 0.01233 | 1
2008-01-19 | 07-08 | 07-08 |  | 0 | 0.5181 | 0.0013552 | 0.076457 | 0.37335 | 0 | 0.0045697 | 1.9641e-05 | 0.00048298 | 0.003262 | 1
2008-01-20 | 07-08 | 07-08 |  | 0 | 0.062428 | 0.51756 | 0.38086 | 0.1745 | 0 | 0.00042329 | 0.0037514 | 0.0032352 | 0.0013238 | 1
2008-01-21 | 07-08 | 07-08 |  | 0 | 1.0597 | 0.012472 | 0.010909 | 0.74064 | 0 | 0.012285 | 0.00012767 | 7.6664e-05 | 0.008575 | 1
2008-01-22 | 07-08 | 07-08 |  | 0 | 0.0082007 | 0.0045763 | 0.076756 | 0.019119 | 0 | 0.00013067 | 2.9461e-05 | 0.00032965 | 0.00014979 | 1
2008-01-23 | 07-08 | 07-08 |  | 0 | 0.0044537 | 0.00073653 | 0.11569 | 0.022514 | 0 | 5.8892e-05 | 9.8204e-06 | 0.00032965 | 9.7297e-05 | 1
2008-01-24 | 07-08 | 07-08 |  | 0 | 0.56385 | 0.042512 | 0.038063 | 0.40413 | 0 | 0.0058984 | 0.00028479 | 0.00031432 | 0.0041928 | 1
2008-01-25 | 07-08 | 07-08 |  | 0 | 0.039438 | 0.73053 | 0.36536 | 0.18368 | 0 | 0.00039752 | 0.0078858 | 0.0021236 | 0.0016592 | 1
2008-01-26 | 07-08 | 07-08 |  | 0 | 0.067027 | 0.40585 | 0.84739 | 0.24104 | 0 | 0.0015073 | 0.003663 | 0.0028519 | 0.0020023 | 1
2008-01-27 | 07-08 | 07-08 |  | 0 | 0.025462 | 4.5345 | 0.55097 | 0.70086 | 0 | 0.00049506 | 0.030502 | 0.0012113 | 0.0045231 | 1
2008-01-28 | 07-08 | 07-08 |  | 0 | 0.92386 | 0.059865 | 0.013148 | 0.65267 | 0 | 0.01363 | 0.00047138 | 0.00016866 | 0.009571 | 1
2008-01-29 | 07-08 | 07-08 |  | 0 | 0.00075824 | 0.0048611 | 0.020354 | 0.0045602 | 0 | 9.2019e-06 | 7.8563e-05 | 0.0009353 | 0.00017283 | 1
2008-01-30 | 07-08 | 07-08 |  | 0 | 0.051428 | 0.040509 | 0.044779 | 0.048534 | 0 | 0.00028526 | 0.00054012 | 9.1996e-05 | 0.00028421 | 1
2008-01-31 | 07-08 | 07-08 |  | 0 | 0.0039752 | 0.00068743 | 0.010695 | 0.0046408 | 0 | 1.8404e-05 | 9.8204e-06 | 0.000115 | 3.3286e-05 | 1
2008-02-01 | 07-08 | 07-08 |  | 0 | 0.1129 | 2.6818 | 0.18691 | 0.45936 | 0 | 0.0019269 | 0.016371 | 0.0035955 | 0.004075 | 2
2008-02-02 | 07-08 | 07-08 |  | 0 | 0.18168 | 0.95468 | 0.84744 | 0.39235 | 0 | 0.0023465 | 0.0078759 | 0.0060104 | 0.0036627 | 2
2008-02-03 | 07-08 | 07-08 |  | 0.013506 | 0.39466 | 0.0048022 | 1.2407 | 0.48244 | 0.00018501 | 0.0040893 | 2.9461e-05 | 0.05532 | 0.012088 | 2
2008-02-04 | 07-08 | 07-08 |  | 0 | 0.17692 | 1.8697 | 0.59766 | 0.46661 | 0 | 0.0022802 | 0.030296 | 0.0085403 | 0.0069619 | 2
2008-02-05 | 07-08 | 07-08 |  | 0 | 0.020498 | 0.084161 | 0.54322 | 0.11594 | 0 | 9.754e-05 | 0.0010311 | 0.0035649 | 0.00079758 | 2
2008-02-06 | 07-08 | 07-08 |  | 0 | 0.03226 | 0.48602 | 0.032452 | 0.09122 | 0 | 0.00030918 | 0.0033684 | 0.00020699 | 0.00068876 | 2
2008-02-07 | 07-08 | 07-08 |  | 0.18908 | 0.16422 | 0 | 0.26209 | 0.15931 | 0.00037003 | 0.00066622 | 0 | 0.0016329 | 0.00073869 | 2
2008-02-08 | 07-08 | 07-08 |  | 0 | 0.23711 | 0.0030836 | 0.55771 | 0.25848 | 0 | 0.0030495 | 2.9461e-05 | 0.0044465 | 0.0028677 | 2
2008-02-09 | 07-08 | 07-08 |  | 0 | 0.0083977 | 0.016636 | 0.0035649 | 0.0086057 | 0 | 8.0977e-05 | 0.00013749 | 2.2999e-05 | 7.8094e-05 | 2
2008-02-10 | 07-08 | 07-08 |  | 0 | 0.0052598 | 0.0062261 | 0.0026986 | 0.0049212 | 0 | 0.00021716 | 1.9641e-05 | 1.5333e-05 | 0.00015619 | 2
2008-02-11 | 07-08 | 07-08 |  | 0.0061055 | 0.22336 | 0.15398 | 0.43516 | 0.24816 | 0.00055504 | 0.0037967 | 0.001915 | 0.0038332 | 0.0035347 | 2
2008-02-12 | 07-08 | 07-08 |  | 0.10953 | 0.31988 | 0.41492 | 0.0092686 | 0.27892 | 0.0014801 | 0.0051604 | 0.0062359 | 3.0665e-05 | 0.0044181 | 2
2008-02-13 | 07-08 | 07-08 |  | 0 | 0.28099 | 0.34088 | 0.026472 | 0.24433 | 0 | 0.0048347 | 0.0015516 | 4.5998e-05 | 0.0035731 | 2
2008-02-14 | 07-08 | 07-08 |  | 0 | 0.15143 | 0.0050673 | 0.26192 | 0.14974 | 0 | 0.0031342 | 1.9641e-05 | 0.008916 | 0.0036717 | 2
2008-02-15 | 07-08 | 07-08 |  | 0 | 0.37254 | 0.010174 | 0.017556 | 0.26341 | 0 | 0.0035096 | 0.00036335 | 0.00070531 | 0.0026065 | 2
2008-02-16 | 07-08 | 07-08 |  | 0 | 0.02158 | 0.19091 | 2.1663 | 0.40166 | 0 | 0.00044537 | 0.00098204 | 0.01107 | 0.0022865 | 2
2008-02-17 | 07-08 | 07-08 |  | 0 | 0.031702 | 0.6303 | 0.19607 | 0.13697 | 0 | 0.00048034 | 0.0065502 | 0.0013646 | 0.0014159 | 2
2008-02-18 | 07-08 | 07-08 |  | 0.027937 | 0.90933 | 0.092233 | 0.17498 | 0.674 | 0.00018501 | 0.0078161 | 0.0017873 | 0.0019549 | 0.0059979 | 2
2008-02-19 | 07-08 | 07-08 |  | 0 | 1.3807 | 0.077964 | 0.26102 | 1.0142 | 0 | 0.014944 | 0.00058922 | 0.001035 | 0.010645 | 2
2008-02-20 | 07-08 | 07-08 |  | 0.054024 | 0.22061 | 2.2266 | 6.8028 | 1.5801 | 0.00037003 | 0.0036568 | 0.023559 | 0.01971 | 0.0089091 | 2
2008-02-21 | 07-08 | 07-08 |  | 0 | 0.19223 | 1.7827 | 0.038723 | 0.37259 | 0 | 0.0056739 | 0.023805 | 0.0053435 | 0.0079425 | 2
2008-02-22 | 07-08 | 07-08 |  | 0 | 0.035889 | 0.047904 | 0.95779 | 0.19115 | 0 | 0.00019692 | 0.00037317 | 0.0081033 | 0.0015388 | 2
2008-02-23 | 07-08 | 07-08 |  | 0 | 0.0032096 | 0.18807 | 0.074433 | 0.03918 | 0 | 2.3925e-05 | 0.0011588 | 0.00044465 | 0.00024196 | 2
2008-02-24 | 07-08 | 07-08 |  | 0 | 0.013146 | 0 | 0.01038 | 0.010878 | 0 | 0.00029078 | 0 | 3.8332e-05 | 0.00020868 | 2
2008-02-25 | 07-08 | 07-08 |  | 0 | 0.059395 | 0.0032996 | 0.018445 | 0.044827 | 0 | 0.00041777 | 1.9641e-05 | 0.00087397 | 0.00043912 | 2
2008-02-26 | 07-08 | 07-08 |  | 0 | 0.040442 | 0 | 0.0011806 | 0.02833 | 0 | 0.00013619 | 0 | 1.5333e-05 | 9.7297e-05 | 2
2008-02-27 | 07-08 | 07-08 |  | 0 | 0.76022 | 0.15497 | 0.18208 | 0.57945 | 0 | 0.0051144 | 0.00011784 | 0.0010503 | 0.0037485 | 2
2008-02-28 | 07-08 | 07-08 |  | 0 | 0.042213 | 0.0317 | 0.0036799 | 0.034112 | 0 | 0.00018404 | 0.00016695 | 6.8997e-05 | 0.00016131 | 2
2008-02-29 | 07-08 | 07-08 |  | 0 | 0.05883 | 0.0028676 | 0.0012573 | 0.041508 | 0 | 0.0028452 | 1.9641e-05 | 1.5333e-05 | 0.0019844 | 2
2008-03-01 | 07-08 | 07-08 |  | 0 | 0.12464 | 0 | 0.39936 | 0.15339 | 0 | 0.003828 | 0 | 0.0033272 | 0.0032185 | 3
2008-03-02 | 07-08 | 07-08 |  | 0 | 0.33019 | 0.00088383 | 0.049103 | 0.238 | 0 | 0.0023336 | 9.8204e-06 | 0.00041398 | 0.0016937 | 3
2008-03-03 | 07-08 | 07-08 |  | 0 | 0.3525 | 6.7247 | 0.040494 | 1.1286 | 0 | 0.0027698 | 0.055849 | 0.00030665 | 0.0092586 | 3
2008-03-04 | 07-08 | 07-08 |  | 0 | 0.48098 | 0.003555 | 0.2291 | 0.37331 | 0 | 0.0059757 | 2.9461e-05 | 0.00085863 | 0.0043041 | 3
2008-03-05 | 07-08 | 07-08 |  | 1.4816 | 0.0638 | 0.163 | 0.26377 | 0.11993 | 0.019241 | 0.00086498 | 0.0023471 | 0.001242 | 0.0012482 | 3
2008-03-06 | 07-08 | 07-08 |  | 0.030157 | 0.28702 | 0.0010704 | 0.24936 | 0.24165 | 0.00018501 | 0.0052837 | 9.8204e-06 | 0.007674 | 0.0049596 | 3
2008-03-07 | 07-08 | 07-08 |  | 0 | 0.085419 | 0.0021114 | 0.10819 | 0.077762 | 0 | 0.0012054 | 2.9461e-05 | 0.00041398 | 0.00091152 | 3
2008-03-08 | 07-08 | 07-08 |  | 0 | 0.13064 | 0.23274 | 1.0703 | 0.29995 | 0 | 0.0014797 | 0.0016596 | 0.02201 | 0.0049212 | 3
2008-03-09 | 07-08 | 07-08 |  | 0 | 0.28485 | 0.23905 | 3.1736 | 0.75929 | 0 | 0.0037985 | 0.0070118 | 0.0061254 | 0.0045794 | 3
2008-03-10 | 07-08 | 07-08 |  | 0 | 0.073796 | 0.46884 | 1.3648 | 0.34037 | 0 | 0.0012312 | 0.0057547 | 0.011047 | 0.0034515 | 3
2008-03-11 | 07-08 | 07-08 |  | 0.17613 | 0.42944 | 0.49962 | 0.28372 | 0.41246 | 0.0014801 | 0.0056371 | 0.0063243 | 0.034982 | 0.010598 | 3
2008-03-12 | 07-08 | 07-08 |  | 0.69269 | 0.16356 | 0.13294 | 0.87685 | 0.28233 | 0.019241 | 0.001868 | 0.0013945 | 0.0052591 | 0.0024926 | 3
2008-03-13 | 07-08 | 07-08 |  | 0.017021 | 0.88693 | 0.2895 | 0.14399 | 0.67888 | 0.00037003 | 0.008324 | 0.0043013 | 0.0012343 | 0.0065599 | 3
2008-03-14 | 07-08 | 07-08 |  | 0.039963 | 1.2058 | 0.033969 | 0.30597 | 0.89457 | 0.0016651 | 0.010564 | 0.00055976 | 0.0020623 | 0.0077774 | 3
2008-03-15 | 07-08 | 07-08 |  | 0 | 0.34692 | 0.018462 | 0.26066 | 0.28726 | 0 | 0.0052451 | 7.8563e-05 | 0.0011806 | 0.0038561 | 3
2008-03-16 | 07-08 | 07-08 |  | 0.012396 | 0.39309 | 0.8269 | 0.04031 | 0.38806 | 0.00018501 | 0.0072842 | 0.0078367 | 0.00020699 | 0.0061246 | 3
2008-03-17 | 07-08 | 07-08 |  | 0.55504 | 0.88771 | 0.14253 | 1.2032 | 0.84086 | 0.019611 | 0.0094246 | 0.00054994 | 0.011185 | 0.0086313 | 3
2008-03-18 | 07-08 | 07-08 |  | 0 | 0.12791 | 0.012649 | 0.062534 | 0.10107 | 0 | 0.001141 | 0.00010802 | 0.00023766 | 0.00084751 | 3
2008-03-19 | 07-08 | 07-08 |  | 0 | 0.46728 | 0.4047 | 0.40033 | 0.44467 | 0 | 0.015143 | 0.0046843 | 0.0026526 | 0.011587 | 3
2008-03-20 | 07-08 | 07-08 |  | 0 | 0.020367 | 0.92939 | 0.65137 | 0.2441 | 0 | 7.5456e-05 | 0.0042817 | 0.0021926 | 0.00097682 | 3
2008-03-21 | 07-08 | 07-08 |  | 0 | 0.19144 | 0.066504 | 0.034353 | 0.14758 | 0 | 0.0034562 | 0.00032407 | 0.00019933 | 0.0024798 | 3
2008-03-22 | 07-08 | 07-08 |  | 0 | 0.0039899 | 1.8309 | 0.082383 | 0.25521 | 0 | 4.969e-05 | 0.041619 | 0.00065931 | 0.0055703 | 3
2008-03-23 | 07-08 | 07-08 |  | 0 | 0.0059021 | 0.016253 | 3.327 | 0.56181 | 0 | 0.00017484 | 0.00042228 | 0.020875 | 0.0036627 | 3
2008-03-24 | 07-08 | 07-08 |  | 0 | 0.00054843 | 0.0051066 | 0.78504 | 0.13214 | 0 | 7.3615e-06 | 3.9282e-05 | 0.019381 | 0.0032467 | 3
2008-03-25 | 07-08 | 07-08 |  | 0 | 1.2438 | 6.2959 | 0.47295 | 1.765 | 0 | 0.0078621 | 0.036119 | 0.0017479 | 0.01047 | 3
2008-03-26 | 07-08 | 07-08 |  | 0 | 0.20107 | 0.071316 | 0.30828 | 0.20065 | 0 | 0.0045568 | 0.00061868 | 0.0010043 | 0.0034182 | 3
2008-03-27 | 07-08 | 07-08 |  | 0 | 0.0078879 | 0.089012 | 0.22427 | 0.054543 | 0 | 3.8648e-05 | 0.00021605 | 0.001127 | 0.00024324 | 3
2008-03-28 | 07-08 | 07-08 |  | 0 | 0.016354 | 0.0032211 | 0.84909 | 0.15359 | 0 | 0.00027606 | 2.9461e-05 | 0.0047378 | 0.00098706 | 3
2008-03-29 | 07-08 | 07-08 |  | 0 | 0.44599 | 0.92626 | 1.8642 | 0.74231 | 0 | 0.0030771 | 0.0060886 | 0.0055888 | 0.0038676 | 3
2008-03-30 | 07-08 | 07-08 |  | 0 | 0.00053923 | 0.00060886 | 0.066575 | 0.011572 | 0 | 1.8404e-05 | 4.9102e-05 | 0.00039865 | 8.5775e-05 | 3
2008-03-31 | 07-08 | 07-08 |  | 0 | 0.00077664 | 0.62619 | 0.01117 | 0.084038 | 0 | 7.3615e-06 | 0.0042424 | 9.9663e-05 | 0.00057482 | 3
2008-04-01 | 07-08 | 07-08 |  | 0 | 0.0031194 | 0.0036532 | 0.30619 | 0.053777 | 0 | 0.00012883 | 1.9641e-05 | 0.0027676 | 0.00055434 | 4
2008-04-02 | 07-08 |  | MED | 0 | 5.8494 | 6.8443 | 10.5878 | 6.7294 | 0 | 0.052541 | 0.034155 | 0.063462 | 0.0516 | 4
2008-04-03 | 07-08 | 07-08 |  | 0 | 0.079775 | 0.23226 | 0.15767 | 0.1121 | 0 | 0.00032023 | 0.0015025 | 0.001219 | 0.00062219 | 4
2008-04-04 | 07-08 | 07-08 |  | 0 | 0.34769 | 1.579 | 0.054247 | 0.45677 | 0 | 0.0037139 | 0.0089071 | 0.00024532 | 0.0037856 | 4
2008-04-05 | 07-08 | 07-08 |  | 0 | 0.00050426 | 0.25874 | 0.035557 | 0.040019 | 0 | 5.5211e-06 | 0.003388 | 0.00037565 | 0.00050825 | 4
2008-04-06 | 07-08 | 07-08 |  | 0.14505 | 0.301 | 0.000383 | 0.05332 | 0.21934 | 0.0014801 | 0.004128 | 9.8204e-06 | 0.00035265 | 0.002942 | 4
2008-04-07 | 07-08 | 07-08 |  | 0 | 0.023838 | 0.010744 | 0.023336 | 0.02188 | 0 | 0.00063309 | 0.00014731 | 0.00029899 | 0.00050953 | 4
2008-04-08 | 07-08 | 07-08 |  | 0 | 0.084711 | 0.0084259 | 0.47267 | 0.13896 | 0 | 0.00056684 | 0.000383 | 0.0098513 | 0.0020893 | 4
2008-04-09 | 07-08 | 07-08 |  | 0 | 0.046948 | 0.26499 | 0.18021 | 0.097297 | 0 | 0.0010821 | 0.0017775 | 0.0022692 | 0.0013634 | 4
2008-04-10 | 07-08 | 07-08 |  | 0 | 0.9844 | 0.021821 | 2.5694 | 1.1167 | 0 | 0.016944 | 5.8922e-05 | 0.0063247 | 0.012851 | 4
2008-04-11 | 07-08 | 07-08 |  | 0 | 0.049729 | 0.50514 | 1.2755 | 0.31344 | 0 | 0.00049322 | 0.0023078 | 0.0069304 | 0.0018013 | 4
2008-04-12 | 07-08 | 07-08 |  | 0 | 0.013343 | 0 | 1.7292 | 0.29804 | 0 | 0.00017668 | 0 | 0.013063 | 0.0023044 | 4
2008-04-13 | 07-08 | 07-08 |  | 0 | 0.017154 | 0.010036 | 0.00059798 | 0.013341 | 0 | 0.00031471 | 6.8743e-05 | 7.6664e-06 | 0.00022916 | 4
2008-04-14 | 07-08 | 07-08 |  | 0 | 0.28661 | 0 | 0.57286 | 0.29504 | 0 | 0.0033881 | 0 | 0.0026066 | 0.0027922 | 4
2008-04-15 | 07-08 | 07-08 |  | 0 | 0.05726 | 0.0026515 | 0.0014336 | 0.040417 | 0 | 0.00021164 | 9.8204e-06 | 3.8332e-05 | 0.00015491 | 4
2008-04-16 | 07-08 | 07-08 |  | 0 | 0.0080572 | 0 | 0.055949 | 0.014948 | 0 | 0.00011778 | 0 | 0.0015256 | 0.0003367 | 4
2008-04-17 | 07-08 | 07-08 |  | 0 | 0.073845 | 0.0015123 | 0.007168 | 0.052763 | 0 | 0.0012128 | 2.9461e-05 | 6.1331e-05 | 0.00085775 | 4
2008-04-18 | 07-08 | 07-08 |  | 0 | 0.15112 | 0.015241 | 0.015011 | 0.10962 | 0 | 0.0016398 | 0.00015713 | 0.0008663 | 0.0013058 | 4
2008-04-19 | 07-08 | 07-08 |  | 0 | 0.031125 | 0.59287 | 0.0034805 | 0.099521 | 0 | 0.00028526 | 0.0075813 | 3.0665e-05 | 0.0011919 | 4
2008-04-20 | 07-08 | 07-08 |  | 0 | 0.68658 | 0.11927 | 0 | 0.49316 | 0 | 0.0025692 | 8.8383e-05 | 0 | 0.0017987 | 4
2008-04-21 | 07-08 | 07-08 |  | 0 | 0.10608 | 0.13032 | 0.0011346 | 0.090972 | 0 | 0.0021201 | 0.00042228 | 7.6664e-06 | 0.0015312 | 4
2008-04-22 | 07-08 | 07-08 |  | 0 | 0.12446 | 0.032132 | 0.86377 | 0.23501 | 0 | 0.0021643 | 4.9102e-05 | 0.0050061 | 0.0023479 | 4
2008-04-23 | 07-08 | 07-08 |  | 0 | 0.12065 | 0.016881 | 0.007421 | 0.087365 | 0 | 0.00037912 | 4.9102e-05 | 5.3665e-05 | 0.00027909 | 4
2008-04-24 | 07-08 | 07-08 |  | 0 | 0.10401 | 0.16876 | 9.2621 | 1.6411 | 0 | 0.0012717 | 0.002239 | 0.076809 | 0.014003 | 4
2008-04-25 | 07-08 | 07-08 |  | 0 | 0.054497 | 0 | 0.3167 | 0.090796 | 0 | 0.00037728 | 0 | 0.0014796 | 0.00050953 | 4
2008-04-26 | 07-08 | 07-08 |  | 0 | 0.030961 | 0.23513 | 0.1637 | 0.079527 | 0 | 0.00066622 | 0.0073653 | 0.00073597 | 0.0015465 | 4
2008-04-27 | 07-08 | 07-08 |  | 0 | 1.354 | 0.058854 | 0.14089 | 0.9731 | 0 | 0.01294 | 0.00021605 | 0.0007283 | 0.0091511 | 4
2008-04-28 | 07-08 | 07-08 |  | 0.0096207 | 0.049107 | 0.0043504 | 0.074318 | 0.047205 | 0.00018501 | 0.00032207 | 5.8922e-05 | 0.0007973 | 0.00036615 | 4
2008-04-29 | 07-08 | 07-08 |  | 0 | 0.010503 | 0.10314 | 0.21027 | 0.055867 | 0 | 7.5456e-05 | 0.0012472 | 0.0012266 | 0.00041992 | 4
2008-04-30 | 07-08 | 07-08 |  | 0 | 1.0036 | 0.18793 | 0.025038 | 0.72685 | 0 | 0.011907 | 0.0009133 | 0.00024532 | 0.0084431 | 4
2008-05-01 | 07-08 | 07-08 |  | 0 | 0.19319 | 0 | 0.38769 | 0.19913 | 0 | 0.0037617 | 0 | 0.0033962 | 0.0031839 | 5
2008-05-02 | 07-08 | 07-08 |  | 0 | 0.018906 | 0.13519 | 0.016153 | 0.033473 | 0 | 0.00027238 | 0.00095258 | 9.9663e-05 | 0.0003303 | 5
2008-05-03 | 07-08 | 07-08 |  | 0 | 0.033024 | 0 | 0.045446 | 0.030562 | 0 | 0.00064229 | 0 | 0.00029132 | 0.00049545 | 5
2008-05-04 | 07-08 | 07-08 |  | 0 | 0.054661 | 0.001424 | 0.086523 | 0.052658 | 0 | 0.00074351 | 9.8204e-06 | 0.00039098 | 0.00058378 | 5
2008-05-05 | 07-08 | 07-08 |  | 0 | 0.17524 | 0.052677 | 0.13674 | 0.15161 | 0 | 0.0035041 | 0.00049102 | 0.0012573 | 0.0027115 | 5
2008-05-06 | 07-08 | 07-08 |  | 0 | 0.068996 | 0.0019543 | 0.047309 | 0.056151 | 0 | 0.00020244 | 9.8204e-06 | 0.00019933 | 0.00017539 | 5
2008-05-07 | 07-08 | 07-08 |  | 0 | 0.035759 | 0.11153 | 0.083609 | 0.053377 | 0 | 0.0001914 | 0.0009133 | 0.0011423 | 0.00044296 | 5
2008-05-08 | 07-08 | 07-08 |  | 0 | 0.31333 | 0.048336 | 0.18663 | 0.25543 | 0 | 0.0063199 | 0.00045174 | 0.0054891 | 0.0053718 | 5
2008-05-09 | 07-08 | 07-08 |  | 0 | 0.044147 | 0.13392 | 1.4905 | 0.29707 | 0 | 0.00027054 | 0.0016695 | 0.023996 | 0.004413 | 5
2008-05-10 | 07-08 | 07-08 |  | 0 | 0.013617 | 0.033812 | 0.15535 | 0.039823 | 0 | 0.00013987 | 0.00023569 | 0.00074364 | 0.00025221 | 5
2008-05-11 | 07-08 | 07-08 |  | 0 | 0.41893 | 0 | 0.0012956 | 0.29164 | 0 | 0.0054365 | 0 | 1.5333e-05 | 0.0037844 | 5
2008-05-12 | 07-08 | 07-08 |  | 0 | 0.05889 | 0.0029265 | 0.066245 | 0.05241 | 0 | 0.0069217 | 9.8204e-06 | 0.0028826 | 0.0052976 | 5
2008-05-13 | 07-08 | 07-08 |  | 0 | 0.015314 | 0.027654 | 0.21833 | 0.050718 | 0 | 0.00010858 | 0.0006285 | 0.0011346 | 0.00034694 | 5
2008-05-14 | 07-08 | 07-08 |  | 0 | 0.071727 | 0.49592 | 0.0048528 | 0.11536 | 0 | 0.0004877 | 0.0025631 | 6.8997e-05 | 0.00068492 | 5
2008-05-15 | 07-08 | 07-08 |  | 0 | 0.012251 | 0.11007 | 0.55006 | 0.11473 | 0 | 0.00011594 | 0.0006285 | 0.00014566 | 0.00018691 | 5
2008-05-16 | 07-08 | 07-08 |  | 0 | 0.84846 | 0.77658 | 1.037 | 0.86463 | 0 | 0.006434 | 0.00711 | 0.010219 | 0.0071091 | 5
2008-05-17 | 07-08 | 07-08 |  | 0 | 0.21087 | 0.52073 | 2.3543 | 0.60773 | 0 | 0.0046985 | 0.0018364 | 0.014719 | 0.0059659 | 5
2008-05-18 | 07-08 | 07-08 |  | 0 | 0.14722 | 0.042758 | 0.35406 | 0.16711 | 0 | 0.00089811 | 0.00025533 | 0.0020623 | 0.0010024 | 5
2008-05-19 | 07-08 | 07-08 |  | 0 | 0.16617 | 0.0059512 | 2.7371 | 0.57345 | 0 | 0.0038446 | 2.9461e-05 | 0.019718 | 0.005971 | 5
2008-05-20 | 07-08 | 07-08 |  | 0 | 0.13733 | 0.32533 | 0.13786 | 0.16097 | 0 | 0.0028379 | 0.0076501 | 0.014566 | 0.0054039 | 5
2008-05-21 | 07-08 | 07-08 |  | 0 | 0.26473 | 0.018266 | 0.033908 | 0.1922 | 0 | 0.0051733 | 0.00025533 | 0.00018399 | 0.0036627 | 5
2008-05-22 | 07-08 | 07-08 |  | 0 | 0.05638 | 0.095886 | 0.094128 | 0.067439 | 0 | 0.00054291 | 0.000383 | 0.00057498 | 0.00052361 | 5
2008-05-23 | 07-08 | 07-08 |  | 0 | 0.33608 | 0.0022783 | 0.009468 | 0.23567 | 0 | 0.0045034 | 3.9282e-05 | 8.433e-05 | 0.0031519 | 5
2008-05-24 | 07-08 | 07-08 |  | 0 | 0.10537 | 0 | 1.6312 | 0.34571 | 0 | 0.0040838 | 0 | 0.0035879 | 0.00344 | 5
2008-05-25 | 07-08 | 07-08 |  | 0 | 0.029128 | 1.304 | 0.316 | 0.24302 | 0 | 0.00032207 | 0.01477 | 0.0012496 | 0.0023582 | 5
2008-05-26 | 07-08 | 07-08 |  | 0 | 0.090812 | 0.45152 | 0.64376 | 0.22954 | 0 | 0.00033495 | 0.0080429 | 0.0015486 | 0.0015401 | 5
2008-05-27 | 07-08 | 07-08 |  | 0 | 0.040869 | 0.030158 | 0.12991 | 0.054056 | 0 | 0.00033679 | 4.9102e-05 | 0.0098283 | 0.0018819 | 5
2008-05-28 | 07-08 | 07-08 |  | 0 | 0.037787 | 0 | 0.49403 | 0.10878 | 0 | 0.00034231 | 0 | 0.0071374 | 0.00143 | 5
2008-05-29 | 07-08 | 07-08 |  | 0 | 0.0083185 | 0.15831 | 0.010641 | 0.028202 | 0 | 0.00077112 | 0.011313 | 5.3665e-05 | 0.0020202 | 5
2008-05-30 | 07-08 | 07-08 |  | 0 | 0.085445 | 0.0012668 | 0.0032735 | 0.06015 | 0 | 0.0020465 | 9.8204e-06 | 1.5333e-05 | 0.0014275 | 5
2008-05-31 | 07-08 | 07-08 |  | 0 | 0.061329 | 0.0020132 | 0.039957 | 0.049597 | 0 | 0.00082265 | 9.8204e-06 | 0.00036032 | 0.00063371 | 5
2008-06-01 | 07-08 | 07-08 |  | 0 | 0.14791 | 0.60242 | 0.045055 | 0.18895 | 0 | 0.0021385 | 0.02239 | 0.0023382 | 0.004797 | 6
2008-06-02 | 07-08 | 07-08 |  | 0 | 0.022545 | 0.11906 | 0.20108 | 0.064783 | 0 | 0.00028894 | 0.00077581 | 0.0031355 | 0.00082575 | 6
2008-06-03 | 07-08 | 07-08 |  | 0 | 0.02188 | 0.0037317 | 0.18413 | 0.046456 | 0 | 0.00013619 | 1.9641e-05 | 0.00090463 | 0.00024836 | 6
2008-06-04 | 07-08 | 07-08 |  | 0 | 0.055832 | 0.030335 | 0.80314 | 0.17691 | 0 | 0.00089258 | 0.00049102 | 0.0050291 | 0.0015248 | 6
2008-06-05 | 07-08 | 07-08 |  | 0 | 0.024554 | 0.017628 | 0.34336 | 0.076718 | 0 | 0.00014539 | 0.0045959 | 0.0035035 | 0.0012854 | 6
2008-06-06 | 07-08 | 07-08 |  | 0 | 0.067866 | 0.003388 | 0.045699 | 0.055283 | 0 | 0.0052028 | 1.9641e-05 | 0.00026832 | 0.0036666 | 6
2008-06-07 | 07-08 | 07-08 |  | 0 | 0.19155 | 0.062595 | 1.682 | 0.4223 | 0 | 0.0036955 | 0.00047138 | 0.029646 | 0.0075828 | 6
2008-06-08 | 07-08 | 07-08 |  | 0 | 0.0573 | 0.006668 | 0.0027906 | 0.041195 | 0 | 0.0012607 | 2.9461e-05 | 3.0665e-05 | 0.00088592 | 6
2008-06-09 | 07-08 | 07-08 |  | 0 | 0.020815 | 2.107 | 0.79401 | 0.42175 | 0 | 0.00023189 | 0.013267 | 0.011829 | 0.0038663 | 6
2008-06-10 | 07-08 | 07-08 |  | 0 | 0.47529 | 0 | 0.35073 | 0.3892 | 0 | 0.0052598 | 0 | 0.0018399 | 0.0039662 | 6
2008-06-11 | 07-08 | 07-08 |  | 0 | 0.048108 | 0.046657 | 0.13681 | 0.062393 | 0 | 0.00054843 | 0.00056958 | 0.00073597 | 0.00057866 | 6
2008-06-12 | 07-08 | 07-08 |  | 0 | 0.38859 | 0.21927 | 1.514 | 0.55173 | 0 | 0.006537 | 0.0016989 | 0.0062021 | 0.0058046 | 6
2008-06-13 | 07-08 | 07-08 |  | 0 | 0.26294 | 0.011077 | 0.13011 | 0.20608 | 0 | 0.0039863 | 8.8383e-05 | 0.0059261 | 0.0037741 | 6
2008-06-14 | 07-08 | 07-08 |  | 0 | 0.075542 | 0.175 | 0.65222 | 0.18428 | 0 | 0.001014 | 0.00047138 | 0.0041935 | 0.0014671 | 6
2008-06-15 | 07-08 | 07-08 |  | 0.0086957 | 0.10825 | 0.014534 | 0.72817 | 0.19886 | 0.00018501 | 0.0031875 | 0.00023569 | 0.019089 | 0.0054371 | 6
2008-06-16 | 07-08 | 07-08 |  | 0 | 0.10237 | 0.023343 | 0.29411 | 0.12337 | 0 | 0.015078 | 0.00012767 | 0.0010733 | 0.010685 | 6
2008-06-17 | 07-08 | 07-08 |  | 0 | 0.033802 | 0.0039282 | 0.034407 | 0.029772 | 0 | 0.00022637 | 1.9641e-05 | 0.00041398 | 0.00022916 | 6
2008-06-18 | 07-08 | 07-08 |  | 0 | 0.5238 | 0.028793 | 0.0090003 | 0.36963 | 0 | 0.0078216 | 0.00036335 | 5.3665e-05 | 0.0054973 | 6
2008-06-19 | 07-08 | 07-08 |  | 0 | 0.17176 | 0.032014 | 0.0066084 | 0.12476 | 0 | 0.0020631 | 0.00059904 | 4.5998e-05 | 0.0015209 | 6
2008-06-20 | 07-08 | 07-08 |  | 0 | 1.2764 | 0.023618 | 0.0041782 | 0.89171 | 0 | 0.025975 | 0.00023569 | 1.5333e-05 | 0.018102 | 6
2008-06-21 | 07-08 | 07-08 |  | 0 | 0.19171 | 0.0030738 | 0.20065 | 0.16727 | 0 | 0.0034121 | 2.9461e-05 | 0.00080497 | 0.0025118 | 6
2008-06-22 | 07-08 | 07-08 |  | 0 | 0.32813 | 0.10048 | 0.080941 | 0.25487 | 0 | 0.0057273 | 0.0009133 | 0.00019933 | 0.0041364 | 6
2008-06-23 | 07-08 | 07-08 |  | 0 | 0.47138 | 0.11545 | 0.032107 | 0.34832 | 0 | 0.0046746 | 0.0022489 | 0.00022999 | 0.0035834 | 6
2008-06-24 | 07-08 | 07-08 |  | 0 | 0.070369 | 0.052686 | 0.16917 | 0.084069 | 0 | 0.0013637 | 0.0009624 | 0.00092763 | 0.001229 | 6
2008-06-25 | 07-08 | 07-08 |  | 0 | 0.37246 | 0.19611 | 2.0661 | 0.62969 | 0 | 0.0090786 | 0.00095258 | 0.023106 | 0.010298 | 6
2008-06-26 | 07-08 | 07-08 |  | 0 | 0.11027 | 0.088904 | 0.082283 | 0.10204 | 0 | 0.00096252 | 0.0019052 | 0.0035649 | 0.0015132 | 6
2008-06-27 | 07-08 | 07-08 |  | 0 | 0.031285 | 0.0050673 | 0.61548 | 0.1252 | 0 | 0.00016011 | 1.9641e-05 | 0.0025912 | 0.00054666 | 6
2008-06-28 | 07-08 | 07-08 |  | 0 | 0.32629 | 0.037229 | 0.050023 | 0.24019 | 0 | 0.0031802 | 0.00032407 | 0.00044465 | 0.0023287 | 6
2008-06-29 | 07-08 | 07-08 |  | 0 | 0.025118 | 0.13452 | 0.23208 | 0.073766 | 0 | 0.00013435 | 0.0020034 | 0.0012266 | 0.00055946 | 6
2008-06-30 | 07-08 | 07-08 |  | 0 | 1.3647 | 0.022037 | 0.54002 | 1.0424 | 0 | 0.021958 | 9.8204e-05 | 0.0045232 | 0.016043 | 6
2008-07-01 | 08-09 | 08-09 |  | 0 | 0.033661 | 0.02992 | 0.88743 | 0.18213 | 0 | 0.00019683 | 0.00021378 | 0.0040952 | 0.0008791 | 7
2008-07-02 | 08-09 | 08-09 |  | 0 | 0.54873 | 0.010021 | 0.046466 | 0.3826 | 0 | 0.0069341 | 8.0166e-05 | 0.001145 | 0.0049259 | 7
2008-07-03 | 08-09 | 08-09 |  | 0 | 0.057253 | 0.043201 | 0.65696 | 0.15972 | 0 | 0.0005002 | 0.00017815 | 0.0034981 | 0.0009761 | 7
2008-07-04 | 08-09 | 08-09 |  | 0 | 1.3292 | 0.037001 | 0.0051067 | 0.90974 | 0 | 0.023878 | 0.00047209 | 2.1073e-05 | 0.016304 | 7
2008-07-05 | 08-09 | 08-09 |  | 0 | 0.015513 | 0.022562 | 0.30722 | 0.067358 | 0 | 0.00022391 | 0.00040974 | 0.0015383 | 0.00047761 | 7
2008-07-06 | 08-09 | 08-09 |  | 0 | 0.009771 | 0.00065024 | 0.32202 | 0.063019 | 0 | 0.00015168 | 8.9073e-06 | 0.0017772 | 0.000415 | 7
2008-07-07 | 08-09 | 08-09 |  | 0 | 0.40305 | 5.5035 | 1.6798 | 1.3263 | 0 | 0.0088067 | 0.041009 | 0.016346 | 0.014498 | 7
2008-07-08 | 08-09 | 08-09 |  | 0 | 0.041119 | 0.0059679 | 0.44379 | 0.10635 | 0 | 0.00054534 | 3.5629e-05 | 0.003168 | 0.00092944 | 7
2008-07-09 | 08-09 | 08-09 |  | 0 | 0.055872 | 1.1359 | 0.35955 | 0.25741 | 0 | 0.00057784 | 0.0056116 | 0.0045307 | 0.0019583 | 7
2008-07-10 | 08-09 | 08-09 |  | 0 | 0.075923 | 1.2216 | 1.0475 | 0.40311 | 0 | 0.00067897 | 0.00016924 | 0.01683 | 0.0034268 | 7
2008-07-11 | 08-09 | 08-09 |  | 0 | 0.04615 | 0.010226 | 0.35035 | 0.094026 | 0 | 0.00040088 | 3.5629e-05 | 0.0012152 | 0.00048989 | 7
2008-07-12 | 08-09 | 08-09 |  | 0 | 0.11895 | 0.12039 | 0.079874 | 0.11143 | 0 | 0.00050742 | 0.00068587 | 0.00040039 | 0.00050954 | 7
2008-07-13 | 08-09 | 08-09 |  | 0 | 0.35285 | 0.67902 | 0.41042 | 0.40525 | 0 | 0.0053667 | 0.0096377 | 0.0042005 | 0.0057117 | 7
2008-07-14 | 08-09 | 08-09 |  | 0 | 0.037883 | 0.0046229 | 0.4497 | 0.105 | 0 | 0.00049478 | 2.6722e-05 | 0.0024023 | 0.00076001 | 7
2008-07-15 | 08-09 | 08-09 |  | 0 | 0.11984 | 0.009228 | 0.34364 | 0.14282 | 0 | 0.0014988 | 1.7815e-05 | 0.0038704 | 0.001698 | 7
2008-07-16 | 08-09 | 08-09 |  | 0 | 0.10086 | 0.0071348 | 0.13431 | 0.093036 | 0 | 0.00095886 | 2.6722e-05 | 0.00033014 | 0.00071335 | 7
2008-07-17 | 08-09 | 08-09 |  | 0.12008 | 0.065213 | 0.82502 | 0.32044 | 0.21493 | 0.0020704 | 0.00030879 | 0.016844 | 0.004341 | 0.0033052 | 7
2008-07-18 | 08-09 | 08-09 |  | 0 | 0.071095 | 0.0020576 | 0.0062938 | 0.049723 | 0 | 0.00057423 | 2.6722e-05 | 2.1073e-05 | 0.00039781 | 7
2008-07-19 | 08-09 | 08-09 |  | 0 | 0.02148 | 0.05364 | 0.46986 | 0.10413 | 0 | 0.00033226 | 0.00052553 | 0.0059004 | 0.0013297 | 7
2008-07-20 | 08-09 | 08-09 |  | 0 | 0.10636 | 0.0020398 | 0.45612 | 0.15233 | 0 | 0.00075481 | 8.9073e-06 | 0.0020792 | 0.00087787 | 7
2008-07-21 | 08-09 | 08-09 |  | 0 | 0.17275 | 0.011678 | 0.16647 | 0.14817 | 0 | 0.0040268 | 6.2351e-05 | 0.0011801 | 0.0029529 | 7
2008-07-22 | 08-09 | 08-09 |  | 0 | 0.017592 | 0.07883 | 0.53369 | 0.11611 | 0 | 0.00033587 | 0.00082838 | 0.006357 | 0.0014537 | 7
2008-07-23 | 08-09 | 08-09 |  | 0.082471 | 0.15276 | 0.0041241 | 0.91623 | 0.26517 | 0.0005176 | 0.00076023 | 8.9073e-06 | 0.0068628 | 0.0017214 | 7
2008-07-24 | 08-09 | 08-09 |  | 0 | 0.43768 | 0.018866 | 0.095798 | 0.31694 | 0 | 0.023423 | 0.00016033 | 0.00066029 | 0.016063 | 7
2008-07-25 | 08-09 | 08-09 |  | 0 | 0.032119 | 0.0013895 | 0.71275 | 0.14661 | 0 | 0.00026364 | 1.7815e-05 | 0.003758 | 0.00083859 | 7
2008-07-26 | 08-09 | 08-09 |  | 0 | 0.41384 | 0.093581 | 0.11668 | 0.31468 | 0 | 0.0059843 | 0.00030285 | 0.00032312 | 0.0041671 | 7
2008-07-27 | 08-09 | 08-09 |  | 0 | 2.0012 | 0.17959 | 0.21578 | 1.4231 | 0 | 0.019531 | 0.0024317 | 0.0014681 | 0.013872 | 7
2008-07-28 | 08-09 | 08-09 |  | 0 | 0.20564 | 0.043495 | 0.11384 | 0.16572 | 0 | 0.0027917 | 0.00031176 | 0.0013487 | 0.0021769 | 7
2008-07-29 | 08-09 | 08-09 |  | 0 | 0.31526 | 2.6326 | 0.48464 | 0.66195 | 0 | 0.0042797 | 0.0041419 | 0.0020722 | 0.003843 | 7
2008-07-30 | 08-09 | 08-09 |  | 0 | 0.10638 | 0.20008 | 0.01702 | 0.10288 | 0 | 0.00083426 | 0.00047209 | 4.917e-05 | 0.00064091 | 7
2008-07-31 | 08-09 | 08-09 |  | 0 | 0.54618 | 0.12956 | 0.36794 | 0.45354 | 0 | 0.0053053 | 0.0015499 | 0.001742 | 0.0041254 | 7
2008-08-01 | 08-09 | 08-09 |  | 0 | 0.31875 | 0.11192 | 0.40287 | 0.30257 | 0 | 0.0080862 | 0.0007304 | 0.0067434 | 0.0067774 | 8
2008-08-02 | 08-09 | 08-09 |  | 0 | 0.33988 | 0.62718 | 1.468 | 0.57415 | 0 | 0.0037361 | 0.0011669 | 0.0029643 | 0.0032193 | 8
2008-08-03 | 08-09 | 08-09 |  | 0 | 0.42863 | 0 | 0.0071648 | 0.29269 | 0 | 0.0046101 | 0 | 2.8097e-05 | 0.0031395 | 8
2008-08-04 | 08-09 | 08-09 |  | 0 | 0.64559 | 0.0018438 | 0.061631 | 0.44999 | 0 | 0.011528 | 4.4537e-05 | 0.00065326 | 0.0079586 | 8
2008-08-05 | 08-09 | 08-09 |  | 0 | 0.067073 | 0.074332 | 0.20427 | 0.091557 | 0 | 0.0012947 | 0.00055226 | 0.0026973 | 0.0014279 | 8
2008-08-06 | 08-09 | 08-09 |  | 0 | 0.97033 | 0.0010065 | 0.017673 | 0.66299 | 0 | 0.0058326 | 8.9073e-06 | 0.00018263 | 0.0039989 | 8
2008-08-07 | 08-09 | 08-09 |  | 0.022602 | 0.10065 | 0.86773 | 0.021473 | 0.19196 | 0.00017253 | 0.00077467 | 0.0023961 | 0.0002599 | 0.00090366 | 8
2008-08-08 | 08-09 | 08-09 |  | 0 | 0.19169 | 0.0037411 | 0.16155 | 0.15909 | 0 | 0.0033063 | 8.9073e-06 | 0.00042146 | 0.002323 | 8
2008-08-09 | 08-09 | 08-09 |  | 0 | 0.38574 | 0.075953 | 0.20875 | 0.30924 | 0 | 0.0033966 | 0.0006057 | 0.00089209 | 0.0025489 | 8
2008-08-10 | 08-09 | 08-09 |  | 0 | 0.68643 | 0.4328 | 0.22194 | 0.56518 | 0 | 0.0045018 | 0.0024941 | 0.00085697 | 0.0035545 | 8
2008-08-11 | 08-09 | 08-09 |  | 0 | 0.068554 | 1.6281 | 0.26027 | 0.31652 | 0 | 0.00081801 | 0.0054869 | 0.00069541 | 0.0014341 | 8
2008-08-12 | 08-09 | 08-09 |  | 0 | 0.093983 | 1.3756 | 0.86691 | 0.40504 | 0 | 0.00063202 | 0.0022892 | 0.007228 | 0.0020087 | 8
2008-08-13 | 08-09 | 08-09 |  | 0 | 0.16465 | 0.12985 | 0.041682 | 0.13714 | 0 | 0.002584 | 0.00093527 | 0.0010677 | 0.0020725 | 8
2008-08-14 | 08-09 | 08-09 |  | 0 | 0.21483 | 0.051449 | 0.11215 | 0.17276 | 0 | 0.00089927 | 0.00050772 | 0.0011941 | 0.00089015 | 8
2008-08-15 | 08-09 | 08-09 |  | 0 | 0.020165 | 0.35603 | 0.69181 | 0.18371 | 0 | 0.00025642 | 0.0044715 | 0.0047555 | 0.0016219 | 8
2008-08-16 | 08-09 | 08-09 |  | 0 | 0.064774 | 0.060472 | 0.050449 | 0.061196 | 0 | 0.0008162 | 0.00052553 | 0.00033717 | 0.00068634 | 8
2008-08-17 | 08-09 | 08-09 |  | 0.019324 | 0.84034 | 0.0015944 | 0.0037369 | 0.57239 | 0.00034507 | 0.0066506 | 1.7815e-05 | 1.4049e-05 | 0.0045293 | 8
2008-08-18 | 08-09 | 08-09 |  | 0 | 0.097432 | 0.015891 | 0.03149 | 0.073942 | 0 | 0.00089205 | 8.0166e-05 | 0.0002599 | 0.00066301 | 8
2008-08-19 | 08-09 | 08-09 |  | 0 | 0.094418 | 0.0075356 | 0.022534 | 0.069175 | 0 | 0.00052728 | 2.6722e-05 | 0.00039336 | 0.00043096 | 8
2008-08-20 | 08-09 | 08-09 |  | 0 | 0.11284 | 0.0031265 | 0.15956 | 0.10505 | 0 | 0.00071328 | 1.7815e-05 | 0.00098341 | 0.00065933 | 8
2008-08-21 | 08-09 | 08-09 |  | 0 | 0.14019 | 2.0905 | 0.18671 | 0.41611 | 0 | 0.0012135 | 0.033982 | 0.0012925 | 0.005735 | 8
2008-08-22 | 08-09 | 08-09 |  | 0.042271 | 0.052013 | 0.30744 | 0.004046 | 0.078751 | 0.00017253 | 0.00043519 | 0.030499 | 2.1073e-05 | 0.0045048 | 8
2008-08-23 | 08-09 | 08-09 |  | 0 | 0.052331 | 0.057399 | 0.10225 | 0.061365 | 0 | 0.00046047 | 0.00039192 | 0.00086399 | 0.00051813 | 8
2008-08-24 | 08-09 | 08-09 |  | 0 | 0.62579 | 0.0024228 | 0.14254 | 0.45074 | 0 | 0.0046841 | 8.9073e-06 | 0.00068838 | 0.0033065 | 8
2008-08-25 | 08-09 | 08-09 |  | 0 | 0.054917 | 1.0455 | 0.0048187 | 0.1823 | 0 | 0.00032865 | 0.0047031 | 3.5122e-05 | 0.00087787 | 8
2008-08-26 | 08-09 | 08-09 |  | 0 | 0.03836 | 1.949 | 0.0044956 | 0.29552 | 0 | 0.0001571 | 0.029314 | 2.8097e-05 | 0.0041524 | 8
2008-08-27 | 08-09 | 08-09 |  | 0 | 0.07088 | 0.029572 | 0.41869 | 0.12545 | 0 | 0.00033768 | 0.00026722 | 0.00065326 | 0.00038062 | 8
2008-08-28 | 08-09 | 08-09 |  | 0 | 0.065688 | 0.0056473 | 0.33278 | 0.10361 | 0 | 0.00034129 | 4.4537e-05 | 0.004903 | 0.0010952 | 8
2008-08-29 | 08-09 | 08-09 |  | 0 | 0.063649 | 0.17254 | 0.033717 | 0.072954 | 0 | 0.00035935 | 0.0010154 | 0.0027746 | 0.00086928 | 8
2008-08-30 | 08-09 | 08-09 |  | 0 | 0.25926 | 0.26677 | 0.52062 | 0.30405 | 0 | 0.0021344 | 0.0011223 | 0.0017491 | 0.0019117 | 8
2008-08-31 | 08-09 | 08-09 |  | 0 | 0.023674 | 0.21872 | 0.13314 | 0.069517 | 0 | 0.00026545 | 0.00050772 | 0.0024374 | 0.00067652 | 8
2008-09-01 | 08-09 | 08-09 |  | 0 | 0.034069 | 0.032806 | 0.093683 | 0.044062 | 0 | 0.00043519 | 1.7815e-05 | 0.00070243 | 0.00042113 | 9
2008-09-02 | 08-09 | 08-09 |  | 0 | 0.092222 | 0 | 0.065572 | 0.074166 | 0 | 0.00066271 | 0 | 0.015292 | 0.0031235 | 9
2008-09-03 | 08-09 | 08-09 |  | 0 | 0.024405 | 0.0039994 | 0.083962 | 0.031821 | 0 | 0.00035032 | 2.6722e-05 | 0.00096936 | 0.00041131 | 9
2008-09-04 | 08-09 | 08-09 |  | 0 | 0.074657 | 2.4194 | 1.0457 | 0.56704 | 0 | 0.00043158 | 0.017574 | 0.010572 | 0.0045637 | 9
2008-09-05 | 08-09 | 08-09 |  | 0 | 0.2443 | 0.0091746 | 2.2228 | 0.5559 | 0 | 0.0050814 | 6.2351e-05 | 0.028659 | 0.008473 | 9
2008-09-06 | 08-09 | 08-09 |  | 0 | 0.0084817 | 0.0047031 | 0.004032 | 0.00712 | 0 | 0.00015891 | 2.6722e-05 | 2.1073e-05 | 0.00011541 | 9
2008-09-07 | 08-09 | 08-09 |  | 0 | 0.10684 | 0.013112 | 0.2213 | 0.11313 | 0 | 0.0015403 | 6.2351e-05 | 0.00065326 | 0.0011701 | 9
2008-09-08 | 08-09 | 08-09 |  | 0 | 0.048369 | 0.002111 | 0.095208 | 0.04982 | 0 | 0.00038282 | 1.7815e-05 | 0.0013065 | 0.00049112 | 9
2008-09-09 | 08-09 | 08-09 |  | 0 | 0.027792 | 0.00090855 | 0.041809 | 0.02633 | 0 | 0.00046589 | 8.9073e-06 | 0.00032312 | 0.00037448 | 9
2008-09-10 | 08-09 | 08-09 |  | 0 | 0.01577 | 1.8406 | 0.0046571 | 0.26525 | 0 | 0.00010654 | 0.012738 | 0.00011941 | 0.0018491 | 9
2008-09-11 | 08-09 | 08-09 |  | 0.025707 | 1.0465 | 0.7949 | 0.17313 | 0.85159 | 0.00017253 | 0.0050579 | 0.028432 | 0.00063921 | 0.0074711 | 9
2008-09-12 | 08-09 | 08-09 |  | 0 | 0.0082487 | 0.03375 | 0.49541 | 0.096855 | 0 | 6.8619e-05 | 0.00016033 | 0.0067363 | 0.0012462 | 9
2008-09-13 | 08-09 | 08-09 |  | 0 | 1.9517 | 1.3938 | 2.943 | 2.0335 | 0 | 0.019769 | 0.0083996 | 0.016627 | 0.017506 | 9
2008-09-14 | 08-09 | 08-09 |  | 0 | 0.024121 | 0.023952 | 0.16283 | 0.048164 | 0 | 0.00027267 | 0.00028503 | 0.001145 | 0.00042482 | 9
2008-09-15 | 08-09 | 08-09 |  | 0.078502 | 2.341 | 7.3476 | 5.9225 | 3.6403 | 0.0157 | 0.034873 | 0.045757 | 0.036541 | 0.036517 | 9
2008-09-16 | 08-09 | 08-09 |  | 0 | 0.052535 | 0.039664 | 0.14249 | 0.066094 | 0 | 0.00047672 | 0.00047209 | 0.001159 | 0.0005918 | 9
2008-09-17 | 08-09 | 08-09 |  | 0 | 0.035801 | 0.026446 | 0.31517 | 0.083078 | 0 | 0.000251 | 0.00017815 | 0.0018614 | 0.00052059 | 9
2008-09-18 | 08-09 | 08-09 |  | 0 | 0.065071 | 0.17653 | 0.18409 | 0.10075 | 0 | 0.00020586 | 0.0017637 | 0.0028519 | 0.00088156 | 9
2008-09-19 | 08-09 | 08-09 |  | 0 | 0.074638 | 0.025003 | 0.096247 | 0.071018 | 0 | 0.0018328 | 0.00040083 | 0.0010466 | 0.0014844 | 9
2008-09-20 | 08-09 | 08-09 |  | 0 | 0.044853 | 0.0064222 | 0.53624 | 0.12511 | 0 | 0.00042435 | 2.6722e-05 | 0.0048468 | 0.0011394 | 9
2008-09-21 | 08-09 | 08-09 |  | 0 | 0.0079472 | 1.3153 | 0.0032031 | 0.18726 | 0 | 7.9453e-05 | 0.010119 | 1.4049e-05 | 0.0014513 | 9
2008-09-22 | 08-09 | 08-09 |  | 11.5764 | 0.028966 | 3.7037 | 1.4307 | 0.86267 | 0.054865 | 0.00025281 | 0.016657 | 0.0093986 | 0.0045011 | 9
2008-09-23 | 08-09 | 08-09 |  | 0 | 0.086339 | 0.042007 | 0.0048608 | 0.065345 | 0 | 0.010912 | 0.00058788 | 2.8097e-05 | 0.0075055 | 9
2008-09-24 | 08-09 | 08-09 |  | 0 | 0.058333 | 0.36559 | 0.94099 | 0.25453 | 0 | 0.0008776 | 0.0017726 | 0.0056616 | 0.0018306 | 9
2008-09-25 | 08-09 | 08-09 |  | 0.084886 | 0.11604 | 0.014893 | 0.099809 | 0.099 | 0.0010352 | 0.0004695 | 0.00019596 | 0.00056897 | 0.00045306 | 9
2008-09-26 | 08-09 | 08-09 |  | 0 | 0.0089295 | 0.32354 | 0.050596 | 0.059513 | 0 | 0.00010112 | 0.0043913 | 0.00051278 | 0.00076369 | 9
2008-09-27 | 08-09 | 08-09 |  | 0 | 0.032677 | 0.0065736 | 0.26187 | 0.068898 | 0 | 0.00028892 | 2.6722e-05 | 0.00069541 | 0.00032168 | 9
2008-09-28 | 08-09 | 08-09 |  | 0 | 0.32654 | 0.20692 | 0.79076 | 0.38876 | 0 | 0.0039528 | 0.0023872 | 0.0075722 | 0.0043403 | 9
2008-09-29 | 08-09 | 08-09 |  | 0 | 0.089773 | 0.052375 | 4.0946 | 0.78396 | 0 | 0.00049297 | 0.00071259 | 0.038149 | 0.0071016 | 9
2008-09-30 | 08-09 | 08-09 |  | 0 | 0.033495 | 0.015819 | 0.0035613 | 0.025577 | 0 | 0.0031727 | 0.00010689 | 9.8341e-05 | 0.0021892 | 9
2008-10-01 | 08-09 | 08-09 |  | 0 | 0.54005 | 0.016381 | 0.43287 | 0.44512 | 0 | 0.0077973 | 0.00016033 | 0.0055071 | 0.0062863 | 10
2008-10-02 | 08-09 | 08-09 |  | 0 | 0.028186 | 0.071731 | 0.22549 | 0.068466 | 0 | 0.00011196 | 0.00081948 | 0.0020441 | 0.00054637 | 10
2008-10-03 | 08-09 | 08-09 |  | 0 | 0.26565 | 0.3033 | 1.5048 | 0.48546 | 0 | 0.0035303 | 0.001443 | 0.0094477 | 0.0042506 | 10
2008-10-04 | 08-09 | 08-09 |  | 0 | 0.0024777 | 0.001541 | 0.015215 | 0.0041168 | 0 | 2.1669e-05 | 8.9073e-06 | 5.6195e-05 | 2.5784e-05 | 10
2008-10-05 | 08-09 | 08-09 |  | 0 | 0.00020405 | 4.4901 | 1.3841 | 0.86099 | 0 | 3.6115e-06 | 0.036502 | 0.0071437 | 0.0062826 | 10
2008-10-06 | 08-09 | 08-09 |  | 0 | 0.054743 | 0.066066 | 2.052 | 0.40501 | 0 | 0.00050561 | 0.00051663 | 0.0074598 | 0.0017189 | 10
2008-10-07 | 08-09 | 08-09 |  | 0 | 0.0065387 | 0.0033937 | 0.58336 | 0.10688 | 0 | 3.2504e-05 | 3.5629e-05 | 0.0052963 | 0.00095277 | 10
2008-10-08 | 08-09 | 08-09 |  | 0 | 0.025122 | 0.024085 | 0.084144 | 0.035109 | 0 | 0.00016252 | 0.00046318 | 0.015524 | 0.0028878 | 10
2008-10-09 | 08-09 |  | MED | 0 | 7.2059 | 14.0049 | 0.37388 | 6.8953 | 0 | 0.038286 | 0.091274 | 0.0019809 | 0.038959 | 10
2008-10-10 | 08-09 | 08-09 |  | 0 | 0.001181 | 0.049284 | 0.35089 | 0.06893 | 0 | 1.0835e-05 | 0.00044537 | 0.0025217 | 0.00050954 | 10
2008-10-11 | 08-09 | 08-09 |  | 0 | 0.0032161 | 0.044341 | 0.013332 | 0.010629 | 0 | 2.3475e-05 | 0.00034739 | 0.00014049 | 8.8401e-05 | 10
2008-10-12 | 08-09 | 08-09 |  | 0 | 0.83671 | 0.074305 | 0.0032733 | 0.57972 | 0 | 0.010553 | 0.00037411 | 1.4049e-05 | 0.0072293 | 10
2008-10-13 | 08-09 | 08-09 |  | 0 | 0.80855 | 0.03465 | 0.0099675 | 0.55628 | 0 | 0.013688 | 0.00028503 | 0.00010536 | 0.0093644 | 10
2008-10-14 | 08-09 | 08-09 |  | 0 | 0.076759 | 0.19036 | 0.0067855 | 0.079617 | 0 | 0.00044783 | 0.0006057 | 0.00053385 | 0.0004813 | 10
2008-10-15 | 08-09 | 08-09 |  | 0 | 0.002129 | 0.0020665 | 0.11778 | 0.022319 | 0 | 5.2367e-05 | 8.9073e-06 | 0.00096233 | 0.00020504 | 10
2008-10-16 | 08-09 | 08-09 |  | 0 | 0.0056033 | 0.0024139 | 0.0028659 | 0.0046435 | 0 | 8.8482e-05 | 1.7815e-05 | 7.0243e-05 | 7.4896e-05 | 10
2008-10-17 | 08-09 | 08-09 |  | 0 | 0.025916 | 0.022687 | 0.24688 | 0.063902 | 0 | 0.00029253 | 8.0166e-05 | 0.0014751 | 0.00046779 | 10
2008-10-18 | 08-09 | 08-09 |  | 0 | 0.64375 | 0.0039281 | 0.029896 | 0.44347 | 0 | 0.0062425 | 2.6722e-05 | 0.00022478 | 0.0042875 | 10
2008-10-19 | 08-09 | 08-09 |  | 0 | 0.073287 | 0.22072 | 0.087312 | 0.095516 | 0 | 0.0021145 | 0.0010511 | 0.00032312 | 0.0016391 | 10
2008-10-20 | 08-09 | 08-09 |  | 0 | 0.044606 | 0.0042488 | 0.41282 | 0.10307 | 0 | 0.0017769 | 5.3444e-05 | 0.002887 | 0.0017201 | 10
2008-10-21 | 08-09 | 08-09 |  | 0.27295 | 0.00094983 | 0.042452 | 0.31598 | 0.06367 | 0.019496 | 7.223e-06 | 0.00055226 | 0.00080077 | 0.00035974 | 10
2008-10-22 | 08-09 | 08-09 |  | 0 | 0.21056 | 0.057203 | 0.083456 | 0.16564 | 0 | 0.0026888 | 0.0004899 | 0.00026692 | 0.0019424 | 10
2008-10-23 | 08-09 | 08-09 |  | 0 | 0.0064086 | 0.11762 | 0.010544 | 0.022413 | 0 | 0.00011015 | 0.001158 | 5.6195e-05 | 0.00024433 | 10
2008-10-24 | 08-09 | 08-09 |  | 0 | 0.015342 | 0.0064667 | 0 | 0.011323 | 0 | 0.00010473 | 2.6722e-05 | 0 | 7.4896e-05 | 10
2008-10-25 | 08-09 | 08-09 |  | 0 | 0.028105 | 1.4235 | 0.27367 | 0.26316 | 0 | 0.00048936 | 0.0040439 | 0.0042146 | 0.0016268 | 10
2008-10-26 | 08-09 | 08-09 |  | 0 | 0.22385 | 0.34655 | 0.053799 | 0.20938 | 0 | 0.0013254 | 0.00086401 | 0.00028097 | 0.0010694 | 10
2008-10-27 | 08-09 | 08-09 |  | 0 | 0.090702 | 1.63 | 0.012503 | 0.28854 | 0 | 0.0015024 | 0.0099495 | 0.00014049 | 0.0024175 | 10
2008-10-28 | 08-09 | 08-09 |  | 0 | 0.0063689 | 0.018821 | 0.0026903 | 0.007395 | 0 | 0.00013904 | 5.3444e-05 | 2.1073e-05 | 0.00010559 | 10
2008-10-29 | 08-09 | 08-09 |  | 0 | 0.35102 | 0.6432 | 0.33778 | 0.38637 | 0 | 0.0028387 | 0.0044359 | 0.0019528 | 0.0028829 | 10
2008-10-30 | 08-09 | 08-09 |  | 0 | 0.42512 | 0.25784 | 1.8583 | 0.64941 | 0 | 0.003998 | 0.0019151 | 0.0093845 | 0.0046227 | 10
2008-10-31 | 08-09 | 08-09 |  | 0 | 0.0052006 | 0 | 0.22467 | 0.042806 | 0 | 0.00011557 | 0 | 0.00061112 | 0.0001854 | 10
2008-11-01 | 08-09 | 08-09 |  | 0 | 0.47842 | 0.27759 | 6.8638 | 1.5633 | 0 | 0.0015656 | 0.0017458 | 0.019928 | 0.0047884 | 11
2008-11-02 | 08-09 | 08-09 |  | 0 | 0.84664 | 7.4411 | 7.6536 | 2.9391 | 0 | 0.0059572 | 0.058682 | 0.036098 | 0.018449 | 11
2008-11-03 | 08-09 | 08-09 |  | 0 | 0.15199 | 2.0605 | 1.0449 | 0.57 | 0 | 0.0091516 | 0.034935 | 0.0060409 | 0.012094 | 11
2008-11-04 | 08-09 | 08-09 |  | 0 | 0.02878 | 1.9243 | 1.8141 | 0.60192 | 0 | 0.00066633 | 0.010252 | 0.013276 | 0.0041868 | 11
2008-11-05 | 08-09 | 08-09 |  | 0 | 0.019569 | 0.10058 | 0.061273 | 0.03788 | 0 | 0.00012099 | 0.00057898 | 0.00082887 | 0.00030695 | 11
2008-11-06 | 08-09 | 08-09 |  | 1.7899 | 0.22188 | 0.10592 | 5.9542 | 1.219 | 0.0036232 | 0.0026382 | 0.00040083 | 0.019415 | 0.0052685 | 11
2008-11-07 | 08-09 | 08-09 |  | 0 | 0.13145 | 2.5671 | 3.69 | 1.0882 | 0 | 0.0023348 | 0.031897 | 0.024206 | 0.010215 | 11
2008-11-08 | 08-09 | 08-09 |  | 0 | 0.069885 | 0.0025653 | 0.70451 | 0.17101 | 0 | 0.0053324 | 8.9073e-06 | 0.0045939 | 0.0044299 | 11
2008-11-09 | 08-09 | 08-09 |  | 0 | 0.0024919 | 0.065095 | 0.28261 | 0.060065 | 0 | 5.4173e-06 | 0.00051663 | 0.0019247 | 0.00041131 | 11
2008-11-10 | 08-09 | 08-09 |  | 0 | 0.16947 | 0.29415 | 0.47939 | 0.23957 | 0 | 0.001181 | 0.00088183 | 0.0015734 | 0.0011996 | 11
2008-11-11 | 08-09 | 08-09 |  | 0 | 0.022409 | 0.4868 | 1.6787 | 0.37576 | 0 | 0.00031962 | 0.01174 | 0.01296 | 0.0041008 | 11
2008-11-12 | 08-09 | 08-09 |  | 0 | 0.004769 | 0.91484 | 0.6537 | 0.24361 | 0 | 3.0698e-05 | 0.011882 | 0.0079375 | 0.0030462 | 11
2008-11-13 | 08-09 | 08-09 |  | 0 | 0.69445 | 17.9877 | 7.0515 | 4.1842 | 0 | 0.006257 | 0.077619 | 0.053511 | 0.024307 | 11
2008-11-14 | 08-09 | 08-09 |  | 0 | 0.20551 | 2.5919 | 1.6324 | 0.78234 | 0 | 0.00060132 | 0.016826 | 0.0044324 | 0.0035029 | 11
2008-11-15 | 08-09 | 08-09 |  | 0.15097 | 0.016669 | 0.10631 | 0.083821 | 0.041713 | 0.0012077 | 9.0288e-05 | 0.0017993 | 0.00044253 | 0.00039535 | 11
2008-11-16 | 08-09 | 08-09 |  | 0 | 0.45055 | 0.17396 | 0.0098622 | 0.33205 | 0 | 0.0041984 | 0.0016568 | 7.7268e-05 | 0.0030965 | 11
2008-11-17 | 08-09 | 08-09 |  | 0.062802 | 0.14357 | 0.077574 | 0.21624 | 0.14655 | 0.00069013 | 0.00092094 | 0.0003652 | 0.0036316 | 0.0013162 | 11
2008-11-18 | 08-09 | 08-09 |  | 0 | 0.031911 | 2.2727 | 0.94941 | 0.50092 | 0 | 0.0004695 | 0.016603 | 0.0071929 | 0.0038651 | 11
2008-11-19 | 08-09 | 08-09 |  | 0 | 0.24865 | 0.21797 | 0.19174 | 0.23262 | 0 | 0.011694 | 0.0030107 | 0.0029291 | 0.0088782 | 11
2008-11-20 | 08-09 | 08-09 |  | 0 | 0.1041 | 0.3807 | 0.063788 | 0.13441 | 0 | 0.0022193 | 0.0053088 | 0.0004917 | 0.0023267 | 11
2008-11-21 | 08-09 | 08-09 |  | 0 | 0.041151 | 0.56195 | 0.042792 | 0.11292 | 0 | 0.00027628 | 0.0068854 | 0.00026692 | 0.0011836 | 11
2008-11-22 | 08-09 | 08-09 |  | 0.14079 | 0.57344 | 0.25044 | 0.11941 | 0.44629 | 0.0005176 | 0.0087345 | 0.0032156 | 0.00075863 | 0.0065184 | 11
2008-11-23 | 08-09 | 08-09 |  | 0 | 0.00048394 | 0.022099 | 1.2502 | 0.22191 | 0 | 7.223e-06 | 0.0003652 | 0.0078953 | 0.0014353 | 11
2008-11-24 | 08-09 | 08-09 |  | 0 | 0.065816 | 0.24448 | 0.87791 | 0.2319 | 0 | 0.00049658 | 0.0018438 | 0.0069119 | 0.0018 | 11
2008-11-25 | 08-09 | 08-09 |  | 0 | 0.3756 | 1.3637 | 0.7585 | 0.57593 | 0 | 0.0050688 | 0.042898 | 0.010572 | 0.011207 | 11
2008-11-26 | 08-09 | 08-09 |  | 0 | 0.010259 | 0.0085332 | 0.0042076 | 0.0088868 | 0 | 0.0018708 | 6.2351e-05 | 4.917e-05 | 0.0012892 | 11
2008-11-27 | 08-09 | 08-09 |  | 0 | 0.0078244 | 2.1269 | 1.368 | 0.53762 | 0 | 0.00033045 | 0.019418 | 0.0057459 | 0.0039056 | 11
2008-11-28 | 08-09 | 08-09 |  | 0 | 0.022202 | 0.03399 | 1.666 | 0.31099 | 0 | 0.00025281 | 0.00064133 | 0.0098411 | 0.0019804 | 11
2008-11-29 | 08-09 | 08-09 |  | 0 | 0.20512 | 0 | 0.037931 | 0.1461 | 0 | 0.00088663 | 0 | 0.00037931 | 0.00066915 | 11
2008-11-30 | 08-09 | 08-09 |  | 0 | 0.045133 | 0.10432 | 0.15461 | 0.072093 | 0 | 0.0041767 | 0.0011401 | 0.00063219 | 0.0031076 | 11
2008-12-01 | 08-09 | 08-09 |  | 0 | 0.063084 | 0.0096199 | 0.9793 | 0.21539 | 0 | 0.00095164 | 8.0166e-05 | 0.0051559 | 0.0015593 | 12
2008-12-02 | 08-09 | 08-09 |  | 0 | 0.078524 | 1.664 | 0.037552 | 0.28932 | 0 | 0.00041171 | 0.0054157 | 0.00068136 | 0.0011455 | 12
2008-12-03 | 08-09 | 08-09 |  | 0.058661 | 0.0010058 | 0.0014608 | 0.15786 | 0.028895 | 0.00034507 | 7.223e-06 | 1.7815e-05 | 0.0031539 | 0.0005611 | 12
2008-12-04 | 08-09 | 08-09 |  | 0.00034507 | 0.098772 | 0.52309 | 2.0383 | 0.49554 | 0.00034507 | 0.0037325 | 0.025145 | 0.019788 | 0.0094651 | 12
2008-12-05 | 08-09 | 08-09 |  | 0 | 0.011904 | 0.013575 | 0.22214 | 0.048793 | 0 | 0.0001878 | 0.00010689 | 0.000288 | 0.00019276 | 12
2008-12-06 | 08-09 | 08-09 |  | 0 | 0.024275 | 0.15368 | 0.29747 | 0.089684 | 0 | 0.000251 | 0.00063242 | 0.0012082 | 0.00046902 | 12
2008-12-07 | 08-09 | 08-09 |  | 0 | 0.27546 | 0.0068408 | 0.25113 | 0.23213 | 0 | 0.0036224 | 5.3444e-05 | 0.002304 | 0.002873 | 12
2008-12-08 | 08-09 | 08-09 |  | 0 | 0.041782 | 0.15535 | 0.89392 | 0.20607 | 0 | 0.00034309 | 0.0020042 | 0.0060128 | 0.0015605 | 12
2008-12-09 | 08-09 | 08-09 |  | 0 | 0.3513 | 0 | 0.45077 | 0.31765 | 0 | 0.015159 | 0 | 0.00065326 | 0.010422 | 12
2008-12-10 | 08-09 | 08-09 |  | 0 | 0.11273 | 0.012497 | 0.17649 | 0.10922 | 0 | 0.0014681 | 9.7981e-05 | 0.0018966 | 0.0013432 | 12
2008-12-11 | 08-09 | 08-09 |  | 0 | 0.043122 | 1.9942 | 1.3294 | 0.53657 | 0 | 0.00027628 | 0.015802 | 0.0061041 | 0.0034329 | 12
2008-12-12 | 08-09 | 08-09 |  | 0 | 0.91595 | 0.19355 | 1.299 | 0.87652 | 0 | 0.017993 | 0.029243 | 0.0045939 | 0.017068 | 12
2008-12-13 | 08-09 | 08-09 |  | 0 | 0.094947 | 4.4757 | 1.1137 | 0.87615 | 0 | 0.0005959 | 0.022037 | 0.0027887 | 0.0039302 | 12
2008-12-14 | 08-09 | 08-09 |  | 0 | 0.36459 | 0.010965 | 0.00082887 | 0.24955 | 0 | 0.0038192 | 0.0001158 | 7.0243e-06 | 0.002614 | 12
2008-12-15 | 08-09 | 08-09 |  | 0 | 0.067254 | 0.018892 | 0.73047 | 0.17601 | 0 | 0.00091191 | 0.00015142 | 0.0038845 | 0.0013199 | 12
2008-12-16 | 08-09 | 08-09 |  | 0 | 0.12169 | 0.010707 | 0.99316 | 0.25781 | 0 | 0.0019267 | 5.3444e-05 | 0.0047274 | 0.0021437 | 12
2008-12-17 | 08-09 | 08-09 |  | 0 | 0.1182 | 0.63768 | 7.0448 | 1.3996 | 0 | 0.0010473 | 0.011998 | 0.069 | 0.014427 | 12
2008-12-18 | 08-09 | 08-09 |  | 0 | 0.026774 | 0.001443 | 3.3398 | 0.60218 | 0 | 0.0002185 | 2.6722e-05 | 0.025042 | 0.0045293 | 12
2008-12-19 | 08-09 | 08-09 |  | 0 | 0.33187 | 0.0014786 | 0.18029 | 0.25737 | 0 | 0.0038878 | 8.9073e-06 | 0.0017631 | 0.0029529 | 12
2008-12-20 | 08-09 | 08-09 |  | 0 | 0.47369 | 0.0088806 | 0.45926 | 0.40358 | 0 | 0.0063906 | 3.5629e-05 | 0.0018614 | 0.0046755 | 12
2008-12-21 | 08-09 | 08-09 |  | 0 | 0.078803 | 0.0012114 | 0.055113 | 0.063381 | 0 | 0.0025768 | 8.9073e-06 | 0.00031609 | 0.0018085 | 12
2008-12-22 | 08-09 | 08-09 |  | 0 | 0.12414 | 0 | 0.26775 | 0.13121 | 0 | 0.0048972 | 0 | 0.0012293 | 0.0035447 | 12
2008-12-23 | 08-09 | 08-09 |  | 0 | 0.012238 | 0 | 0.36919 | 0.072853 | 0 | 0.00015891 | 0 | 0.0016718 | 0.00040026 | 12
2008-12-24 | 08-09 | 08-09 |  | 0 | 0.16825 | 0.0032334 | 1.6655 | 0.40595 | 0 | 0.0025064 | 2.6722e-05 | 0.024473 | 0.0059855 | 12
2008-12-25 | 08-09 | 08-09 |  | 0 | 0.18958 | 0.0025119 | 0.10022 | 0.14676 | 0 | 0.0034418 | 1.7815e-05 | 0.00070946 | 0.0024666 | 12
2008-12-26 | 08-09 | 08-09 |  | 0 | 1.1084 | 1.0233 | 0.32001 | 0.95061 | 0 | 0.0091751 | 0.004997 | 0.0012784 | 0.0071507 | 12
2008-12-27 | 08-09 | 08-09 |  | 0 | 0.13763 | 3.4808 | 0.89957 | 0.73061 | 0 | 0.0030445 | 0.029118 | 0.0048819 | 0.0069371 | 12
2008-12-28 | 08-09 | 08-09 |  | 0 | 0.0010203 | 0.01785 | 0.0093213 | 0.0047835 | 0 | 9.0288e-06 | 5.3444e-05 | 4.917e-05 | 2.21e-05 | 12
2008-12-29 | 08-09 | 08-09 |  | 0 | 0.052232 | 0.92971 | 0.065818 | 0.17517 | 0 | 0.0021507 | 0.0028414 | 0.00039336 | 0.0019227 | 12
2008-12-30 | 08-09 | 08-09 |  | 0 | 0.013928 | 0.11114 | 0.0024866 | 0.025224 | 0 | 0.0010094 | 0.00046318 | 1.4049e-05 | 0.00075264 | 12
2008-12-31 | 08-09 | 08-09 |  | 0 | 0.35186 | 0.10134 | 0.023335 | 0.25729 | 0 | 0.0035862 | 0.00064133 | 0.00022478 | 0.0025661 | 12
2009-01-01 | 08-09 | 08-09 |  | 0 | 0.11922 | 0.03367 | 0.18762 | 0.1185 | 0 | 0.0038192 | 0.00018705 | 0.016725 | 0.005546 | 1
2009-01-02 | 08-09 | 08-09 |  | 0 | 0.0031962 | 0.059038 | 0.0081693 | 0.011739 | 0 | 1.8058e-05 | 0.00066805 | 5.6195e-05 | 0.00011419 | 1
2009-01-03 | 08-09 | 08-09 |  | 0 | 0.015134 | 0.50157 | 0.090649 | 0.095272 | 0 | 0.00010112 | 0.0034739 | 0.00072351 | 0.00067406 | 1
2009-01-04 | 08-09 | 08-09 |  | 0 | 0.12461 | 0.0072684 | 0.069421 | 0.097862 | 0 | 0.0031799 | 8.9073e-05 | 0.016346 | 0.0050315 | 1
2009-01-05 | 08-09 | 08-09 |  | 0 | 0.4116 | 0.1358 | 0.55732 | 0.39599 | 0 | 0.0053414 | 0.0031146 | 0.0047414 | 0.0048899 | 1
2009-01-06 | 08-09 | 08-09 |  | 0 | 0.08372 | 0.019427 | 0.013346 | 0.061935 | 0 | 0.00027628 | 0.00026722 | 5.6195e-05 | 0.00023451 | 1
2009-01-07 | 08-09 | 08-09 |  | 0 | 0.024774 | 0.0031888 | 0.071732 | 0.029823 | 0 | 0.00023776 | 2.6722e-05 | 0.00056195 | 0.00026357 | 1
2009-01-08 | 08-09 | 08-09 |  | 0 | 0.66403 | 0.0034026 | 0.037538 | 0.45853 | 0 | 0.009269 | 1.7815e-05 | 0.00013346 | 0.0063281 | 1
2009-01-09 | 08-09 | 08-09 |  | 0 | 0.02393 | 0.034516 | 1.9013 | 0.35337 | 0 | 0.00021609 | 0.00034739 | 0.017434 | 0.0032422 | 1
2009-01-10 | 08-09 | 08-09 |  | 0 | 0.46074 | 0.00106 | 0.0088226 | 0.31496 | 0 | 0.006145 | 8.9073e-06 | 5.6195e-05 | 0.0041892 | 1
2009-01-11 | 08-09 | 08-09 |  | 0 | 0.011179 | 0.030009 | 0.1154 | 0.031909 | 0 | 0.00041532 | 0.00032957 | 0.00079375 | 0.00046656 | 1
2009-01-12 | 08-09 | 08-09 |  | 0 | 0.38241 | 0.046556 | 0.46436 | 0.3476 | 0 | 0.0037048 | 0.00038895 | 0.0010607 | 0.002758 | 1
2009-01-13 | 08-09 | 08-09 |  | 0 | 0.79051 | 0.7956 | 0.15465 | 0.67419 | 0 | 0.0075667 | 0.048379 | 0.0016414 | 0.0121 | 1
2009-01-14 | 08-09 | 08-09 |  | 0 | 0.040547 | 0 | 0.47098 | 0.10989 | 0 | 0.00041232 | 0 | 0.0044815 | 0.0010637 | 1
2009-01-15 | 08-09 | 08-09 |  | 0 | 0.14429 | 0.0026099 | 0.0047203 | 0.099291 | 0 | 0.0040557 | 8.9073e-06 | 4.917e-05 | 0.0027675 | 1
2009-01-16 | 08-09 | 08-09 |  | 0 | 0.0026292 | 0.045134 | 0.03135 | 0.013489 | 0 | 1.8058e-05 | 0.00040974 | 0.00094828 | 0.00023451 | 1
2009-01-17 | 08-09 | 08-09 |  | 0 | 0.018691 | 0.0013361 | 2.2679 | 0.4093 | 0 | 0.00015349 | 8.9073e-06 | 0.0082395 | 0.0015458 | 1
2009-01-18 | 08-09 | 08-09 |  | 0 | 0.017911 | 0.013112 | 1.1491 | 0.21484 | 0 | 0.00010774 | 5.3444e-05 | 0.021712 | 0.0038757 | 1
2009-01-19 | 08-09 | 08-09 |  | 0.21135 | 0.49569 | 0.048438 | 0.21331 | 0.3825 | 0.0060386 | 0.009644 | 0.00081948 | 0.0045728 | 0.0075125 | 1
2009-01-20 | 08-09 | 08-09 |  | 0.36353 | 0.040304 | 0.76688 | 1.0948 | 0.32705 | 0.0074189 | 0.00025281 | 0.0074287 | 0.008373 | 0.0027122 | 1
2009-01-21 | 08-09 | 08-09 |  | 0 | 0.0063418 | 0.0021021 | 0.059278 | 0.014963 | 0 | 3.0698e-05 | 8.9073e-06 | 0.00028097 | 7.1212e-05 | 1
2009-01-22 | 08-09 | 08-09 |  | 0 | 0.25563 | 0.54867 | 0.0010045 | 0.24961 | 0 | 0.0050254 | 0.014448 | 2.8097e-05 | 0.0054134 | 1
2009-01-23 | 08-09 | 08-09 |  | 1.7391 | 0.46474 | 0.11784 | 0.018917 | 0.34792 | 0.018116 | 0.0053902 | 0.0020487 | 0.00010536 | 0.0040947 | 1
2009-01-24 | 08-09 | 08-09 |  | 0 | 0.37125 | 0.74467 | 0.2928 | 0.40625 | 0 | 0.0045379 | 0.0030285 | 0.00093424 | 0.0036662 | 1
2009-01-25 | 08-09 | 08-09 |  | 0 | 0.015215 | 0 | 1.2834 | 0.23468 | 0 | 0.00014867 | 0 | 0.0082887 | 0.0015499 | 1
2009-01-26 | 08-09 | 08-09 |  | 0 | 0.15245 | 0.019471 | 0.12031 | 0.12737 | 0 | 0.0076053 | 8.9073e-05 | 0.00072819 | 0.0053106 | 1
2009-01-27 | 08-09 | 08-09 |  | 0 | 0.95546 | 0.34593 | 5.3896 | 1.6394 | 0 | 0.016122 | 0.0029988 | 0.057871 | 0.021491 | 1
2009-01-28 | 08-09 | 08-09 |  | 1.7138 | 5.9179 | 1.582 | 4.1156 | 4.9734 | 0.022257 | 0.03167 | 0.0078266 | 0.036072 | 0.029076 | 1
2009-01-29 | 08-09 |  | MED | 2.7624 | 8.3247 | 3.743 | 10.8238 | 8.0878 | 0.028123 | 0.036177 | 0.033031 | 0.066822 | 0.041031 | 1
2009-01-30 | 08-09 | 08-09 |  | 6.2604 | 1.5536 | 6.3094 | 1.3278 | 2.2027 | 0.057453 | 0.014139 | 0.049124 | 0.027222 | 0.021552 | 1
2009-01-31 | 08-09 | 08-09 |  | 0 | 1.6224 | 0.13313 | 0.82753 | 1.2661 | 0 | 0.024289 | 0.0026811 | 0.0077502 | 0.018239 | 1
2009-02-01 | 08-09 | 08-09 |  | 0 | 1.5357 | 0.075214 | 1.9383 | 1.3934 | 0 | 0.021263 | 0.0012738 | 0.020457 | 0.018209 | 2
2009-02-02 | 08-09 | 08-09 |  | 0.021567 | 0.63815 | 0.13119 | 3.2337 | 1.0158 | 0.0005176 | 0.010579 | 0.0019507 | 0.032766 | 0.013193 | 2
2009-02-03 | 08-09 | 08-09 |  | 0 | 0.19294 | 0.005959 | 0.05616 | 0.14183 | 0 | 0.0020453 | 3.5629e-05 | 0.0021494 | 0.0017713 | 2
2009-02-04 | 08-09 | 08-09 |  | 0.028295 | 0.25889 | 0.053756 | 1.3687 | 0.42288 | 0.00069013 | 0.002436 | 0.00163 | 0.017891 | 0.0050131 | 2
2009-02-05 | 08-09 | 08-09 |  | 0 | 0.20942 | 0.0035451 | 1.5214 | 0.40808 | 0 | 0.0037602 | 8.9073e-06 | 0.012016 | 0.0046583 | 2
2009-02-06 | 08-09 | 08-09 |  | 1.9025 | 1.0866 | 2.6021 | 0.17002 | 1.1408 | 0.028468 | 0.01218 | 0.010324 | 0.0021213 | 0.010278 | 2
2009-02-07 | 08-09 | 08-09 |  | 0 | 2.6399 | 4.7197 | 0.58484 | 2.5478 | 0 | 0.025203 | 0.034837 | 0.015334 | 0.024619 | 2
2009-02-08 | 08-09 | 08-09 |  | 0 | 0.40905 | 0.013842 | 0.59312 | 0.38371 | 0 | 0.0053872 | 0.00030285 | 0.0013627 | 0.0039429 | 2
2009-02-09 | 08-09 | 08-09 |  | 0 | 0.21419 | 0.96995 | 0.16106 | 0.30749 | 0 | 0.0030156 | 0.02079 | 0.00059004 | 0.0050192 | 2
2009-02-10 | 08-09 | 08-09 |  | 0 | 0.17539 | 0.10486 | 0.2119 | 0.17075 | 0 | 0.001453 | 0.00072149 | 0.0025569 | 0.0015343 | 2
2009-02-11 | 08-09 | 08-09 |  | 0 | 0.12418 | 1.785 | 0.013079 | 0.33276 | 0 | 0.00076263 | 0.0058788 | 5.6195e-05 | 0.0013387 | 2
2009-02-12 | 08-09 | 08-09 |  | 0 | 0.35601 | 0.01215 | 1.0999 | 0.436 | 0 | 0.0021753 | 3.5629e-05 | 0.02488 | 0.0058329 | 2
2009-02-13 | 08-09 | 08-09 |  | 0 | 0.21742 | 0 | 0.32056 | 0.20386 | 0 | 0.0027086 | 0 | 0.0084573 | 0.00332 | 2
2009-02-14 | 08-09 | 08-09 |  | 0 | 0.0027556 | 1.9888 | 0.0085135 | 0.27751 | 0 | 2.7086e-05 | 0.029082 | 2.8097e-05 | 0.0040321 | 2
2009-02-15 | 08-09 | 08-09 |  | 0 | 0.073115 | 0.0063688 | 0.0059004 | 0.051623 | 0 | 0.0004713 | 2.6722e-05 | 6.3219e-05 | 0.00033519 | 2
2009-02-16 | 08-09 | 08-09 |  | 0 | 1.3105 | 0.033563 | 1.6534 | 1.1847 | 0 | 0.010426 | 0.0054513 | 0.009518 | 0.009504 | 2
2009-02-17 | 08-09 | 08-09 |  | 0.031573 | 0.94671 | 0.036093 | 0.63678 | 0.7602 | 0.00017253 | 0.0096506 | 0.00032957 | 0.00288 | 0.0071118 | 2
2009-02-18 | 08-09 | 08-09 |  | 0 | 0.23112 | 0.52867 | 0.031441 | 0.23551 | 0 | 0.0019231 | 0.0052553 | 0.00037229 | 0.0020971 | 2
2009-02-19 | 08-09 | 08-09 |  | 0 | 0.25635 | 0.48483 | 0.84423 | 0.3887 | 0 | 0.0016023 | 0.0034026 | 0.0045026 | 0.0023455 | 2
2009-02-20 | 08-09 | 08-09 |  | 0 | 0.15858 | 0.0038302 | 0.18164 | 0.1401 | 0 | 0.0010943 | 1.7815e-05 | 0.0013135 | 0.0009761 | 2
2009-02-21 | 08-09 | 08-09 |  | 0 | 0.24085 | 0.29227 | 0.086589 | 0.21918 | 0 | 0.003644 | 0.0050772 | 0.00064624 | 0.0032905 | 2
2009-02-22 | 08-09 | 08-09 |  | 0 | 0.016405 | 0 | 1.0552 | 0.19559 | 0 | 0.00023294 | 0 | 0.0086118 | 0.0016637 | 2
2009-02-23 | 08-09 | 08-09 |  | 0 | 0.011727 | 0.40785 | 0.091436 | 0.080174 | 0 | 7.0425e-05 | 0.0033403 | 0.00049873 | 0.00059548 | 2
2009-02-24 | 08-09 | 08-09 |  | 0 | 0.15973 | 0.042194 | 0.02285 | 0.15845 | 0 | 0.0035483 | 0.0008551 | 0.00016156 | 0.0028509 | 2
2009-02-25 | 08-09 | 08-09 |  | 0 | 0.22977 | 0.26328 | 2.13 | 0.56482 | 0 | 0.0014085 | 0.0050237 | 0.026376 | 0.0062605 | 2
2009-02-26 | 08-09 | 08-09 |  | 0 | 0.087075 | 0.012702 | 0.03279 | 0.066687 | 0 | 0.00068137 | 6.2351e-05 | 0.00094828 | 0.00063764 | 2
2009-02-27 | 08-09 | 08-09 |  | 0 | 0.061726 | 0.0080315 | 0.053813 | 0.052483 | 0 | 0.0004376 | 6.5321e-05 | 0.001166 | 0.00051035 | 2
2009-02-28 | 08-09 | 08-09 |  | 0 | 0.69735 | 0.49844 | 0.081988 | 0.55719 | 0 | 0.0033076 | 0.010172 | 0.00033717 | 0.00371 | 2
2009-03-01 | 08-09 | 08-09 |  | 0 | 0.38635 | 0 | 1.1995 | 0.47235 | 0 | 0.0041984 | 0 | 0.0025007 | 0.0032917 | 3
2009-03-02 | 08-09 | 08-09 |  | 0 | 1.281 | 3.4605 | 1.2399 | 1.5647 | 0 | 0.010308 | 0.026704 | 0.0090684 | 0.012275 | 3
2009-03-03 | 08-09 | 08-09 |  | 0 | 1.3013 | 3.875 | 6.3805 | 2.5342 | 0 | 0.012152 | 0.030187 | 0.064863 | 0.023761 | 3
2009-03-04 | 08-09 | 08-09 |  | 0 | 0.83514 | 1.4542 | 0.5161 | 0.8585 | 0 | 0.0084106 | 0.011488 | 0.0028285 | 0.0077965 | 3
2009-03-05 | 08-09 | 08-09 |  | 0 | 0.0015114 | 0.77535 | 2.4633 | 0.53847 | 0 | 7.223e-06 | 0.020389 | 0.010157 | 0.0045907 | 3
2009-03-06 | 08-09 | 08-09 |  | 0 | 0.0013074 | 0.046176 | 0.26768 | 0.054043 | 0 | 1.866e-05 | 0.00024941 | 0.0022829 | 0.0004461 | 3
2009-03-07 | 08-09 | 08-09 |  | 0 | 0.015983 | 0 | 0.18802 | 0.043732 | 0 | 0.00010413 | 0 | 0.0018685 | 0.0003974 | 3
2009-03-08 | 08-09 | 08-09 |  | 0 | 0.058294 | 0.0028771 | 0.21071 | 0.076863 | 0 | 0.00032624 | 8.9073e-06 | 0.0038985 | 0.00090448 | 3
2009-03-09 | 08-09 | 08-09 |  | 0 | 0.22677 | 0.011499 | 0.27486 | 0.20382 | 0 | 0.0043447 | 4.4537e-05 | 0.016072 | 0.0057694 | 3
2009-03-10 | 08-09 | 08-09 |  | 0.0091442 | 0.032253 | 0.038325 | 0.012335 | 0.029667 | 0.00017253 | 8.6677e-05 | 0.00024644 | 7.0243e-05 | 0.00010764 | 3
2009-03-11 | 08-09 | 08-09 |  | 0 | 0.031178 | 0.070368 | 1.8991 | 0.36284 | 0 | 0.00029976 | 0.00045427 | 0.011604 | 0.0022948 | 3
2009-03-12 | 08-09 | 08-09 |  | 0 | 0.031784 | 0.0020309 | 9.1277 | 1.6173 | 0 | 0.00050441 | 2.6722e-05 | 0.037559 | 0.0069117 | 3
2009-03-13 | 08-09 | 08-09 |  | 0 | 0.34244 | 0.066805 | 0.5556 | 0.33916 | 0 | 0.010435 | 0.00020487 | 0.0021284 | 0.0074957 | 3
2009-03-14 | 08-09 | 08-09 |  | 0 | 1.0628 | 0.12995 | 1.086 | 0.93035 | 0 | 0.0070437 | 0.0004038 | 0.0090754 | 0.0064312 | 3
2009-03-15 | 08-09 | 08-09 |  | 0 | 0.15402 | 0.0083551 | 1.2166 | 0.31853 | 0 | 0.0016902 | 4.4537e-05 | 0.011759 | 0.0032107 | 3
2009-03-16 | 08-09 | 08-09 |  | 0 | 0.035874 | 0.20933 | 1.1877 | 0.26085 | 0 | 0.00020345 | 0.0017607 | 0.014885 | 0.0029827 | 3
2009-03-17 | 08-09 | 08-09 |  | 0.098861 | 0.061849 | 0.022108 | 0.089342 | 0.061421 | 0.0005176 | 0.00049478 | 0.0014697 | 0.014786 | 0.0031272 | 3
2009-03-18 | 08-09 | 08-09 |  | 0 | 0.026397 | 0.34012 | 0.25026 | 0.10857 | 0 | 0.0051988 | 0.003465 | 0.011991 | 0.0061083 | 3
2009-03-19 | 08-09 | 08-09 |  | 0 | 0.0014518 | 0.0029929 | 0.095212 | 0.018042 | 0 | 9.0288e-06 | 8.0166e-05 | 0.0071344 | 0.0012642 | 3
2009-03-20 | 08-09 | 08-09 |  | 0 | 0.0010835 | 1.6125 | 0.2612 | 0.26866 | 0 | 7.223e-06 | 0.027328 | 0.0053268 | 0.0047029 | 3
2009-03-21 | 08-09 | 08-09 |  | 0 | 0.02912 | 0.73347 | 0.24172 | 0.16315 | 0 | 0.00039486 | 0.0084323 | 0.004032 | 0.0021355 | 3
2009-03-22 | 08-09 | 08-09 |  | 0 | 0.015173 | 0.017182 | 0.015812 | 0.015449 | 0 | 0.00019081 | 8.9073e-05 | 0.00014049 | 0.00016657 | 3
2009-03-23 | 08-09 | 08-09 |  | 0 | 0.027792 | 0.69577 | 3.3656 | 0.72675 | 0 | 0.00013664 | 0.016835 | 0.017427 | 0.0057518 | 3
2009-03-24 | 08-09 | 08-09 |  | 0 | 0.60072 | 0.95635 | 0.28205 | 0.58957 | 0 | 0.0028278 | 0.0040617 | 0.0031539 | 0.0030339 | 3
2009-03-25 | 08-09 | 08-09 |  | 0 | 0.16656 | 0.0578 | 6.6068 | 1.276 | 0 | 0.00067355 | 0.0013153 | 0.025421 | 0.0050827 | 3
2009-03-26 | 08-09 | 08-09 |  | 0 | 0.05613 | 0.29563 | 0.0014611 | 0.07917 | 0 | 0.00066091 | 0.0018171 | 4.2146e-05 | 0.00070721 | 3
2009-03-27 | 08-09 | 08-09 |  | 0 | 0.00091191 | 1.0698 | 0.069457 | 0.16023 | 0 | 7.223e-06 | 0.019427 | 0.0037159 | 0.0033322 | 3
2009-03-28 | 08-09 | 08-09 |  | 0 | 0.2463 | 0 | 0.28333 | 0.21699 | 0 | 0.00088302 | 0 | 0.0021354 | 0.00097364 | 3
2009-03-29 | 08-09 | 08-09 |  | 0 | 0.042921 | 0.94652 | 0.00014049 | 0.15968 | 0 | 0.00022993 | 0.0060926 | 7.0243e-06 | 0.00099738 | 3
2009-03-30 | 08-09 | 08-09 |  | 0 | 0.067245 | 0.0065024 | 0.007516 | 0.047932 | 0 | 0.00047672 | 8.9073e-05 | 0.00013346 | 0.00035974 | 3
2009-03-31 | 08-09 | 08-09 |  | 0 | 0.050364 | 0.33112 | 0.066401 | 0.091493 | 0 | 0.00027086 | 0.0042577 | 0.00043551 | 0.00084718 | 3
2009-04-01 | 08-09 | 08-09 |  | 0 | 0.66927 | 0 | 0.014063 | 0.45751 | 0 | 0.0070479 | 0 | 0.00013346 | 0.0048154 | 4
2009-04-02 | 08-09 | 08-09 |  | 0.32609 | 0.048676 | 0.23255 | 0.83486 | 0.2134 | 0.0060386 | 0.00017696 | 0.0030819 | 0.010087 | 0.0023512 | 4
2009-04-03 | 08-09 | 08-09 |  | 0 | 0.0025714 | 0.56943 | 0.80405 | 0.22078 | 0 | 9.0288e-06 | 0.0041627 | 0.0082747 | 0.0020263 | 4
2009-04-04 | 08-09 | 08-09 |  | 0.046239 | 0.023803 | 0.031006 | 0.0044113 | 0.021633 | 0.00034507 | 0.0024287 | 0.00019299 | 0.0044113 | 0.0024515 | 4
2009-04-05 | 08-09 | 08-09 |  | 0 | 0.72516 | 0.11082 | 0.17573 | 0.53905 | 0 | 0.0073326 | 0.0017726 | 0.0013861 | 0.0054723 | 4
2009-04-06 | 08-09 | 08-09 |  | 0 | 0.0011358 | 0.077871 | 0.32236 | 0.067852 | 0 | 5.4173e-06 | 0.00064727 | 0.0015454 | 0.00036302 | 4
2009-04-07 | 08-09 | 08-09 |  | 0 | 0.015756 | 0.16848 | 0.53843 | 0.12805 | 0 | 0.00012339 | 0.00065024 | 0.022141 | 0.0040435 | 4
2009-04-08 | 08-09 | 08-09 |  | 0 | 0.0091871 | 0.0026989 | 1.6732 | 0.29908 | 0 | 0.00078551 | 8.9073e-06 | 0.017631 | 0.0036171 | 4
2009-04-09 | 08-09 | 08-09 |  | 0 | 0.1875 | 0.0024851 | 0.017743 | 0.13093 | 0 | 0.0031185 | 5.3444e-05 | 0.00012644 | 0.0021499 | 4
2009-04-10 | 08-09 | 08-09 |  | 0 | 0.0010094 | 0.034489 | 0.025864 | 0.0099611 | 0 | 7.223e-06 | 0.00014252 | 0.00012644 | 4.6656e-05 | 4
2009-04-11 | 08-09 | 08-09 |  | 0 | 0.00056159 | 0.0012381 | 0.000288 | 0.00060285 | 0 | 5.4173e-06 | 8.9073e-06 | 7.0243e-06 | 6.139e-06 | 4
2009-04-12 | 08-09 | 08-09 |  | 0 | 0.0026743 | 0.0011223 | 0 | 0.0019731 | 0 | 1.9863e-05 | 8.9073e-06 | 0 | 1.4734e-05 | 4
2009-04-13 | 08-09 | 08-09 |  | 0 | 0.054671 | 0.097108 | 2.0737 | 0.41303 | 0 | 0.00094261 | 0.00070368 | 0.01322 | 0.0030486 | 4
2009-04-14 | 08-09 | 08-09 |  | 0 | 0.078722 | 0.023123 | 0.0035824 | 0.057339 | 0 | 0.00043278 | 7.1259e-05 | 2.8097e-05 | 0.000309 | 4
2009-04-15 | 08-09 | 08-09 |  | 0 | 0.21884 | 0.051084 | 0.57614 | 0.25654 | 0 | 0.0080802 | 0.0004899 | 0.0084643 | 0.007041 | 4
2009-04-16 | 08-09 | 08-09 |  | 0 | 0.14809 | 0.14202 | 0.44745 | 0.19848 | 0 | 0.0043898 | 0.0021051 | 0.0025639 | 0.0037231 | 4
2009-04-17 | 08-09 | 08-09 |  | 0 | 0.038873 | 0.010733 | 3.1288 | 0.5748 | 0 | 0.00021127 | 0.00018705 | 0.011611 | 0.002199 | 4
2009-04-18 | 08-09 | 08-09 |  | 0 | 0.33864 | 0.010288 | 0.028652 | 0.23668 | 0 | 0.005206 | 0.00013361 | 0.00015454 | 0.0035852 | 4
2009-04-19 | 08-09 | 08-09 |  | 0 | 0.0011882 | 0.39986 | 0.17944 | 0.087289 | 0 | 7.223e-06 | 0.0017191 | 0.0016577 | 0.00053164 | 4
2009-04-20 | 08-09 | 08-09 |  | 0 | 0.059946 | 0.0018705 | 0.1614 | 0.069228 | 0 | 0.00060493 | 2.6722e-05 | 0.00048468 | 0.00049971 | 4
2009-04-21 | 08-09 | 08-09 |  | 0 | 1.1995 | 0.55792 | 1.0484 | 1.0757 | 0 | 0.011297 | 0.0063777 | 0.014287 | 0.011058 | 4
2009-04-22 | 08-09 | 08-09 |  | 0 | 0.036305 | 0.00087292 | 0.73281 | 0.1529 | 0 | 0.00012821 | 1.7815e-05 | 0.017715 | 0.0031861 | 4
2009-04-23 | 08-09 | 08-09 |  | 0 | 1.1388 | 0.58389 | 1.9921 | 1.203 | 0 | 0.0099937 | 0.014804 | 0.0099535 | 0.010575 | 4
2009-04-24 | 08-09 | 08-09 |  | 0 | 0.41099 | 0.21355 | 2.4089 | 0.72994 | 0 | 0.0045313 | 0.0021793 | 0.0085182 | 0.0048703 | 4
2009-04-25 | 08-09 | 08-09 |  | 1.0386 | 3.0568 | 2.3656 | 1.2722 | 2.6343 | 0.0074189 | 0.029999 | 0.02935 | 0.0080007 | 0.025894 | 4
2009-04-26 | 08-09 | 08-09 |  | 0 | 1.4531 | 0.047432 | 0.95231 | 1.161 | 0 | 0.0068739 | 0.00083729 | 0.0032312 | 0.005354 | 4
2009-04-27 | 08-09 | 08-09 |  | 0 | 0.8235 | 0.17133 | 0.37364 | 0.64885 | 0 | 0.0077804 | 0.0018705 | 0.0042497 | 0.0062908 | 4
2009-04-28 | 08-09 | 08-09 |  | 0.071256 | 0.015746 | 0.027381 | 0.87619 | 0.16814 | 0.0050035 | 0.00023535 | 4.4537e-05 | 0.008647 | 0.0017132 | 4
2009-04-29 | 08-09 | 08-09 |  | 0 | 0.015205 | 1.6023 | 0.58966 | 0.33427 | 0 | 0.00019322 | 0.020416 | 0.0033155 | 0.003525 | 4
2009-04-30 | 08-09 | 08-09 |  | 0 | 0.059447 | 0.0029661 | 0.20145 | 0.076041 | 0 | 0.00031902 | 2.6722e-05 | 0.00050575 | 0.000309 | 4
2009-05-01 | 08-09 | 08-09 |  | 0 | 0.015199 | 0.23652 | 0.41189 | 0.11493 | 0 | 3.2504e-05 | 0.00096199 | 0.0017561 | 0.00046165 | 5
2009-05-02 | 08-09 | 08-09 |  | 0 | 0.4052 | 0.0022001 | 0.19313 | 0.30957 | 0 | 0.0036976 | 1.7815e-05 | 0.0016999 | 0.0028137 | 5
2009-05-03 | 08-09 | 08-09 |  | 0 | 0.024696 | 1.8171 | 0.0024866 | 0.26769 | 0 | 0.00027207 | 0.0194 | 1.4049e-05 | 0.0028616 | 5
2009-05-04 | 08-09 | 08-09 |  | 0 | 0.06413 | 0.0014964 | 0.074922 | 0.056906 | 0 | 0.00035935 | 2.6722e-05 | 0.00048468 | 0.00033273 | 5
2009-05-05 | 08-09 | 08-09 |  | 0 | 0.21095 | 1.6446 | 0.093901 | 0.38654 | 0 | 0.00099919 | 0.011669 | 0.0008078 | 0.002429 | 5
2009-05-06 | 08-09 | 08-09 |  | 0 | 0.038268 | 0.33139 | 0.062285 | 0.082585 | 0 | 0.00022933 | 0.0034917 | 0.00037229 | 0.0007023 | 5
2009-05-07 | 08-09 | 08-09 |  | 0 | 0.056649 | 0.25693 | 0.52062 | 0.16493 | 0 | 0.00037018 | 0.0024495 | 0.0047344 | 0.0014169 | 5
2009-05-08 | 08-09 | 08-09 |  | 0 | 0.014212 | 0.0059946 | 1.2416 | 0.22752 | 0 | 0.00010473 | 8.9073e-05 | 0.0055914 | 0.0010608 | 5
2009-05-09 | 08-09 | 08-09 |  | 0 | 0.0023439 | 0.31365 | 0.036428 | 0.051195 | 0 | 1.4446e-05 | 0.0021021 | 0.00015454 | 0.00032659 | 5
2009-05-10 | 08-09 | 08-09 |  | 0 | 0.48956 | 0.36635 | 0.059531 | 0.39377 | 0 | 0.0040648 | 0.0030908 | 0.00021775 | 0.0032279 | 5
2009-05-11 | 08-09 | 08-09 |  | 0 | 0.011994 | 0.027898 | 0.052205 | 0.021125 | 0 | 6.9221e-05 | 0.00021378 | 0.00068136 | 0.00019563 | 5
2009-05-12 | 08-09 | 08-09 |  | 0 | 0.15815 | 0.0072149 | 0.01218 | 0.11065 | 0 | 0.0016144 | 2.6722e-05 | 0.00011941 | 0.0011222 | 5
2009-05-13 | 08-09 | 08-09 |  | 0 | 0.53653 | 0.016675 | 0.5223 | 0.45839 | 0 | 0.0092112 | 0.00027613 | 0.0025077 | 0.0067394 | 5
2009-05-14 | 08-09 | 08-09 |  | 0.082298 | 0.73351 | 0.014278 | 0.25996 | 0.54673 | 0.0005176 | 0.0092912 | 0.00010689 | 0.001721 | 0.0066367 | 5
2009-05-15 | 08-09 | 08-09 |  | 0 | 0.4484 | 0.32927 | 0.35516 | 0.41235 | 0 | 0.0040864 | 0.0042043 | 0.007502 | 0.0046693 | 5
2009-05-16 | 08-09 | 08-09 |  | 0 | 0.028607 | 1.5049 | 0.039301 | 0.23376 | 0 | 0.00051103 | 0.019561 | 0.00082887 | 0.0031886 | 5
2009-05-17 | 08-09 | 08-09 |  | 0 | 0.02577 | 0.018887 | 0.76082 | 0.15311 | 0 | 0.00033226 | 0.00022565 | 0.0052308 | 0.0011713 | 5
2009-05-18 | 08-09 | 08-09 |  | 0 | 0.63288 | 0.066502 | 0.0046782 | 0.4403 | 0 | 0.0055455 | 0.00060273 | 4.2146e-05 | 0.003861 | 5
2009-05-19 | 08-09 | 08-09 |  | 0 | 0.027113 | 0.52282 | 0.32015 | 0.14646 | 0 | 0.00032564 | 0.0027613 | 0.0016226 | 0.00088565 | 5
2009-05-20 | 08-09 | 08-09 |  | 0 | 0.068188 | 0.2569 | 0.004629 | 0.082583 | 0 | 0.00023896 | 0.01255 | 4.2146e-05 | 0.0018998 | 5
2009-05-21 | 08-09 | 08-09 |  | 0 | 0.025961 | 0.71466 | 0.0099465 | 0.1179 | 0 | 0.00063021 | 0.024558 | 0.00017561 | 0.0038442 | 5
2009-05-22 | 08-09 | 08-09 |  | 0 | 0.28222 | 0.0021289 | 0.030591 | 0.19753 | 0 | 0.0032022 | 8.9073e-06 | 0.00040039 | 0.0022485 | 5
2009-05-23 | 08-09 | 08-09 |  | 0 | 0.51276 | 0.0026989 | 0.30745 | 0.40276 | 0 | 0.0032937 | 1.7815e-05 | 0.0023532 | 0.0026533 | 5
2009-05-24 | 08-09 | 08-09 |  | 0 | 0.032779 | 1.0852 | 0.7914 | 0.31021 | 0 | 0.00021188 | 0.0035451 | 0.0080429 | 0.0020386 | 5
2009-05-25 | 08-09 | 08-09 |  | 0 | 0.14083 | 0.030053 | 0.10904 | 0.11896 | 0 | 0.0026846 | 0.0098337 | 0.0011496 | 0.0033818 | 5
2009-05-26 | 08-09 | 08-09 |  | 0 | 0.25637 | 0.012025 | 2.4276 | 0.60029 | 0 | 0.012685 | 6.2351e-05 | 0.014114 | 0.011101 | 5
2009-05-27 | 08-09 | 08-09 |  | 0 | 0.045273 | 0.28522 | 0.041029 | 0.077269 | 0 | 0.0004376 | 0.0008551 | 0.0002599 | 0.00046083 | 5
2009-05-28 | 08-09 | 08-09 |  | 0 | 0.024023 | 0.0030641 | 0.014217 | 0.019242 | 0 | 0.00011075 | 1.7815e-05 | 0.00015454 | 0.00010477 | 5
2009-05-29 | 08-09 | 08-09 |  | 0 | 0.095153 | 0.025258 | 1.2379 | 0.28456 | 0 | 0.00137 | 0.00013955 | 0.015088 | 0.003588 | 5
2009-05-30 | 08-09 | 08-09 |  | 0 | 0.057201 | 0.14092 | 0.00061112 | 0.058425 | 0 | 0.00049839 | 0.00035629 | 7.0243e-06 | 0.00038921 | 5
2009-05-31 | 08-09 | 08-09 |  | 0 | 0.03778 | 0 | 0.0080639 | 0.027097 | 0 | 0.00031601 | 0 | 2.8097e-05 | 0.00021978 | 5
2009-06-01 | 08-09 | 08-09 |  | 0 | 0.050974 | 0.025368 | 0.13133 | 0.06111 | 0 | 0.00046829 | 0.00045427 | 0.0052191 | 0.0012933 | 6
2009-06-02 | 08-09 | 08-09 |  | 0 | 0.23042 | 0.80843 | 0.0067082 | 0.26927 | 0 | 0.0033623 | 0.0048961 | 7.0243e-05 | 0.0029733 | 6
2009-06-03 | 08-09 | 08-09 |  | 0 | 0.029059 | 0.10596 | 0.083154 | 0.048898 | 0 | 0.00040148 | 0.00048693 | 0.0028308 | 0.0008349 | 6
2009-06-04 | 08-09 | 08-09 |  | 0 | 0.79649 | 4.7063 | 0.84912 | 1.3387 | 0 | 0.0051687 | 0.047521 | 0.0067996 | 0.011253 | 6
2009-06-05 | 08-09 | 08-09 |  | 0 | 0.083651 | 0.15436 | 1.2327 | 0.29363 | 0 | 0.0015156 | 0.00894 | 0.011127 | 0.0042077 | 6
2009-06-06 | 08-09 | 08-09 |  | 0 | 0.086499 | 0.0051841 | 0.078996 | 0.073336 | 0 | 0.00019743 | 1.7815e-05 | 0.00053385 | 0.00023001 | 6
2009-06-07 | 08-09 | 08-09 |  | 0 | 0.15873 | 0.36326 | 0.35895 | 0.22074 | 0 | 0.0020712 | 0.014581 | 0.0025217 | 0.003859 | 6
2009-06-08 | 08-09 | 08-09 |  | 0 | 0.021953 | 0.0058165 | 0.037095 | 0.022212 | 0 | 0.00033708 | 3.5629e-05 | 0.00011941 | 0.00025497 | 6
2009-06-09 | 08-09 | 08-09 |  | 0 | 0.47806 | 0.20465 | 0.21832 | 0.39142 | 0 | 0.0038842 | 0.0027494 | 0.0012995 | 0.0032471 | 6
2009-06-10 | 08-09 | 08-09 |  | 0 | 0.87769 | 0.23767 | 0.13008 | 0.65227 | 0 | 0.00463 | 0.0040528 | 0.0026622 | 0.0041721 | 6
2009-06-11 | 08-09 | 08-09 |  | 0 | 0.034915 | 2.8385 | 0.0050224 | 0.41588 | 0 | 0.00017757 | 0.011909 | 6.3219e-05 | 0.0017733 | 6
2009-06-12 | 08-09 | 08-09 |  | 0 | 0.15815 | 0.030104 | 0.7872 | 0.24928 | 0 | 0.00093358 | 0.00028207 | 0.017455 | 0.0037247 | 6
2009-06-13 | 08-09 | 08-09 |  | 0 | 0.51713 | 1.0616 | 0.43863 | 0.57461 | 0 | 0.013046 | 0.0023961 | 0.0013697 | 0.0094401 | 6
2009-06-14 | 08-09 | 08-09 |  | 0 | 0.025931 | 0.0057007 | 0.0096023 | 0.020096 | 0 | 0.00032383 | 4.4537e-05 | 4.917e-05 | 0.00023492 | 6
2009-06-15 | 08-09 | 08-09 |  | 0.0647 | 0.033287 | 0.38857 | 0.017786 | 0.079763 | 0.0005176 | 0.00031179 | 0.0022357 | 7.7268e-05 | 0.00053737 | 6
2009-06-16 | 08-09 | 08-09 |  | 0.077295 | 0.48816 | 1.3909 | 0.0711 | 0.53662 | 0.00069013 | 0.0034141 | 0.0099228 | 0.0028378 | 0.0041901 | 6
2009-06-17 | 08-09 | 08-09 |  | 0 | 0.039519 | 0.68966 | 0.1172 | 0.14242 | 0 | 0.00037801 | 0.014368 | 0.00092019 | 0.0023983 | 6
2009-06-18 | 08-09 | 08-09 |  | 0 | 0.83954 | 0.0013806 | 0.027697 | 0.57587 | 0 | 0.0034189 | 1.7815e-05 | 0.00028097 | 0.0023762 | 6
2009-06-19 | 08-09 | 08-09 |  | 0 | 0.058638 | 0.0023694 | 1.3778 | 0.28103 | 0 | 0.0035983 | 8.9073e-06 | 0.018109 | 0.0056131 | 6
2009-06-20 | 08-09 | 08-09 |  | 0 | 0.023449 | 0.78744 | 0.10237 | 0.14238 | 0 | 0.00018359 | 0.01378 | 0.0010536 | 0.0022084 | 6
2009-06-21 | 08-09 | 08-09 |  | 0 | 0.0057387 | 0.026253 | 0.017217 | 0.01053 | 0 | 6.3804e-05 | 0.00030582 | 0.00015454 | 0.00011255 | 6
2009-06-22 | 08-09 | 08-09 |  | 0 | 0.028352 | 0.011847 | 1.1988 | 0.23046 | 0 | 0.00023114 | 6.2351e-05 | 0.0073053 | 0.0014427 | 6
2009-06-23 | 08-09 | 08-09 |  | 8.7907 | 0.16206 | 0.21258 | 1.2519 | 0.42087 | 0.070393 | 0.001435 | 0.0017102 | 0.0083519 | 0.0031722 | 6
2009-06-24 | 08-09 | 08-09 |  | 0 | 0.75767 | 0.002307 | 0.78103 | 0.652 | 0 | 0.0076715 | 2.6722e-05 | 0.0080007 | 0.0066182 | 6
2009-06-25 | 08-09 | 08-09 |  | 22.9762 | 0.032342 | 0.021306 | 0.025723 | 0.19293 | 0.066598 | 0.00028832 | 0.00025237 | 0.00018966 | 0.00073791 | 6
2009-06-26 | 08-09 | 08-09 |  | 0 | 0.037737 | 0.024908 | 0.70642 | 0.15257 | 0 | 0.00039727 | 0.00035332 | 0.0090895 | 0.0019076 | 6
2009-06-27 | 08-09 | 08-09 |  | 0 | 0.1279 | 0.018064 | 0.028392 | 0.094417 | 0 | 0.0011443 | 0.0001158 | 0.00013346 | 0.0008173 | 6
2009-06-28 | 08-09 | 08-09 |  | 0 | 0.51251 | 0.67447 | 0.0033928 | 0.44204 | 0 | 0.0061294 | 0.0064578 | 2.1073e-05 | 0.0050614 | 6
2009-06-29 | 08-09 | 08-09 |  | 0 | 0.026312 | 0.086588 | 2.5229 | 0.47081 | 0 | 0.00023836 | 0.00067696 | 0.018909 | 0.0035606 | 6
2009-06-30 | 08-09 |  | MED | 0 | 10.8641 | 13.7324 | 18.3214 | 12.4822 | 0 | 0.06273 | 0.078616 | 0.14054 | 0.078054 | 6
2009-07-01 | 09-10 | 09-10 |  | 0 | 0.089754 | 17.3617 | 4.6925 | 3.2994 | 0 | 0.0034601 | 0.21425 | 0.12065 | 0.053399 | 7
2009-07-02 | 09-10 | 09-10 |  | 0 | 0.42022 | 9.6864 | 5.1158 | 2.5329 | 0 | 0.0034827 | 0.03594 | 0.023521 | 0.011503 | 7
2009-07-03 | 09-10 | 09-10 |  | 0 | 0.30589 | 1.2115 | 0.35095 | 0.43725 | 0 | 0.0090855 | 0.015273 | 0.0013523 | 0.0085098 | 7
2009-07-04 | 09-10 | 09-10 |  | 0 | 0.030312 | 0.015566 | 0.59803 | 0.12839 | 0 | 0.00022266 | 0.00016847 | 0.0037492 | 0.0008368 | 7
2009-07-05 | 09-10 | 09-10 |  | 0 | 0.011633 | 0.025776 | 0.099357 | 0.029015 | 0 | 0.00014169 | 0.00022947 | 0.00054276 | 0.00022371 | 7
2009-07-06 | 09-10 | 09-10 |  | 0 | 0.11126 | 0.082671 | 0.86754 | 0.24014 | 0 | 0.004721 | 0.0010515 | 0.0071471 | 0.0046056 | 7
2009-07-07 | 09-10 | 09-10 |  | 0 | 0.14774 | 0 | 1.5423 | 0.37263 | 0 | 0.0022688 | 0 | 0.016135 | 0.0043879 | 7
2009-07-08 | 09-10 | 09-10 |  | 0 | 0.039695 | 0.033157 | 0.14304 | 0.05676 | 0 | 0.002957 | 0.00021204 | 0.00040593 | 0.0021033 | 7
2009-07-09 | 09-10 | 09-10 |  | 0 | 0.27284 | 0.28638 | 0.083902 | 0.2393 | 0 | 0.002885 | 0.0022279 | 0.00034892 | 0.0023242 | 7
2009-07-10 | 09-10 | 09-10 |  | 0 | 0.38275 | 2.0398 | 4.1728 | 1.2798 | 0 | 0.0053932 | 0.013495 | 0.027528 | 0.01039 | 7
2009-07-11 | 09-10 | 09-10 |  | 0 | 0.80942 | 0.53867 | 0.358 | 0.68605 | 0 | 0.0073518 | 0.0076917 | 0.0019179 | 0.006384 | 7
2009-07-12 | 09-10 | 09-10 |  | 0 | 0.51169 | 1.9201 | 0.38286 | 0.68056 | 0 | 0.0092956 | 0.013054 | 0.0024105 | 0.0085312 | 7
2009-07-13 | 09-10 | 09-10 |  | 0 | 0.054729 | 0.0183 | 0.022103 | 0.043501 | 0 | 0.0047681 | 0.00010457 | 5.7013e-05 | 0.0032529 | 7
2009-07-14 | 09-10 | 09-10 |  | 0 | 0.37959 | 5.0055 | 0.96366 | 1.1219 | 0 | 0.0025862 | 0.019162 | 0.0087685 | 0.00596 | 7
2009-07-15 | 09-10 | 09-10 |  | 0 | 0.72096 | 0.10407 | 0.092862 | 0.51899 | 0 | 0.0098606 | 0.0014611 | 0.00028734 | 0.0069298 | 7
2009-07-16 | 09-10 | 09-10 |  | 0 | 0.065107 | 0.027449 | 0.024456 | 0.052213 | 0 | 0.00032922 | 0.00020914 | 0.00012315 | 0.00027369 | 7
2009-07-17 | 09-10 | 09-10 |  | 0 | 0.84271 | 0.018108 | 0.0045291 | 0.57388 | 0 | 0.0079573 | 0.00013943 | 2.0525e-05 | 0.0054106 | 7
2009-07-18 | 09-10 | 09-10 |  | 0 | 2.5472 | 0.031507 | 0.015724 | 1.7318 | 0 | 0.020948 | 0.00016847 | 4.333e-05 | 0.014214 | 7
2009-07-19 | 09-10 | 09-10 |  | 0 | 0.021376 | 0.0016905 | 0.025359 | 0.01919 | 0 | 0.00016015 | 2.3238e-05 | 0.00016876 | 0.00014148 | 7
2009-07-20 | 09-10 | 09-10 |  | 0 | 0.0038959 | 0.11778 | 0.25208 | 0.063538 | 0 | 2.7981e-05 | 0.001769 | 0.0085884 | 0.0017824 | 7
2009-07-21 | 09-10 | 09-10 |  | 0 | 0.066113 | 0.27093 | 0.90073 | 0.24156 | 0 | 0.00054831 | 0.0016731 | 0.0065884 | 0.0017679 | 7
2009-07-22 | 09-10 | 09-10 |  | 0.084243 | 0.079643 | 0.19773 | 0.26972 | 0.12966 | 0.0076585 | 0.00059474 | 0.0084033 | 0.0020296 | 0.0019844 | 7
2009-07-23 | 09-10 | 09-10 |  | 1.1142 | 0.025023 | 0.079798 | 0.14055 | 0.061127 | 0.02656 | 0.001205 | 0.00028176 | 0.00047206 | 0.0011355 | 7
2009-07-24 | 09-10 | 09-10 |  | 0 | 0.051159 | 0.30496 | 0.023186 | 0.081054 | 0 | 0.00053878 | 0.001798 | 0.00023945 | 0.00065662 | 7
2009-07-25 | 09-10 | 09-10 |  | 0 | 0.29407 | 2.7829 | 0.011986 | 0.5874 | 0 | 0.0011067 | 0.0070642 | 0.00014595 | 0.0017554 | 7
2009-07-26 | 09-10 | 09-10 |  | 0 | 0.022373 | 0.17901 | 0.77386 | 0.17677 | 0 | 0.00029529 | 0.0070061 | 0.0028871 | 0.0016825 | 7
2009-07-27 | 09-10 | 09-10 |  | 0 | 0.0078501 | 1.3887 | 0.032401 | 0.20375 | 0 | 3.8102e-05 | 0.012586 | 0.00012315 | 0.0017941 | 7
2009-07-28 | 09-10 | 09-10 |  | 0.020694 | 0.062779 | 0.0029076 | 0.026395 | 0.047727 | 0.00016295 | 0.00050366 | 1.1619e-05 | 0.00036032 | 0.00040751 | 7
2009-07-29 | 09-10 | 09-10 |  | 0 | 0.20457 | 0.65554 | 0.079984 | 0.24361 | 0 | 0.0015449 | 0.0043193 | 0.00056328 | 0.0017449 | 7
2009-07-30 | 09-10 | 09-10 |  | 0 | 0.08963 | 0.74072 | 0.42959 | 0.2394 | 0 | 0.00031017 | 0.0051994 | 0.0025633 | 0.0013846 | 7
2009-07-31 | 09-10 | 09-10 |  | 0 | 0.41941 | 1.0027 | 0.073266 | 0.43606 | 0 | 0.0039614 | 0.0048567 | 0.00050627 | 0.0034455 | 7
2009-08-01 | 09-10 | 09-10 |  | 0 | 0.015024 | 1.3642 | 2.1157 | 0.57344 | 0 | 7.7394e-05 | 0.0023005 | 0.0057993 | 0.0013967 | 8
2009-08-02 | 09-10 | 09-10 |  | 0 | 0.3414 | 0.0059082 | 0.004805 | 0.23282 | 0 | 0.0051134 | 0.000122 | 2.9647e-05 | 0.0034842 | 8
2009-08-03 | 09-10 | 09-10 |  | 0 | 0.12617 | 0.11621 | 0.015029 | 0.10421 | 0 | 0.003581 | 0.0010806 | 7.9818e-05 | 0.0025886 | 8
2009-08-04 | 09-10 | 09-10 |  | 0 | 0.026247 | 0.050324 | 0.059526 | 0.035275 | 0 | 0.00024052 | 0.00037471 | 0.00045382 | 0.00029506 | 8
2009-08-05 | 09-10 | 09-10 |  | 0 | 0.59441 | 0.067895 | 0.31063 | 0.46678 | 0 | 0.009192 | 0.0017544 | 0.0012383 | 0.0066859 | 8
2009-08-06 | 09-10 | 09-10 |  | 0 | 1.2415 | 2.3921 | 0.54917 | 1.2696 | 0 | 0.012584 | 0.010274 | 0.0043603 | 0.010716 | 8
2009-08-07 | 09-10 | 09-10 |  | 0 | 0.059274 | 0.41714 | 1.7528 | 0.40783 | 0 | 0.00058105 | 0.0028582 | 0.02062 | 0.0044347 | 8
2009-08-08 | 09-10 | 09-10 |  | 0 | 0.074194 | 0.00074941 | 0 | 0.050338 | 0 | 0.00055486 | 8.7141e-06 | 0 | 0.00037688 | 8
2009-08-09 | 09-10 | 09-10 |  | 0 | 0.037434 | 0.021713 | 0.020566 | 0.031993 | 0 | 0.00021908 | 0.00011619 | 0.00018244 | 0.0001967 | 8
2009-08-10 | 09-10 | 09-10 |  | 0 | 1.729 | 0.030862 | 1.0433 | 1.3593 | 0 | 0.014203 | 0.00034566 | 0.0074641 | 0.010984 | 8
2009-08-11 | 09-10 | 09-10 |  | 0.074303 | 1.062 | 0 | 0.69129 | 0.84176 | 0.0013036 | 0.0060725 | 0 | 0.0067115 | 0.0053074 | 8
2009-08-12 | 09-10 | 09-10 |  | 0 | 0.0060641 | 0.005638 | 0.31029 | 0.059732 | 0 | 3.2744e-05 | 5.2285e-05 | 0.001366 | 0.00027087 | 8
2009-08-13 | 09-10 | 09-10 |  | 0 | 0.045123 | 0.051832 | 0.20026 | 0.07314 | 0 | 0.00058165 | 0.00056642 | 0.0016488 | 0.00076384 | 8
2009-08-14 | 09-10 | 09-10 |  | 0 | 0.39931 | 1.1235 | 0.82995 | 0.57296 | 0 | 0.0040709 | 0.0091702 | 0.0038837 | 0.0047152 | 8
2009-08-15 | 09-10 | 09-10 |  | 0 | 0.014938 | 0 | 0.070978 | 0.022659 | 0 | 0.00013633 | 0 | 0.00050171 | 0.00018098 | 8
2009-08-16 | 09-10 | 09-10 |  | 0 | 0.69207 | 1.5552 | 5.7471 | 1.7002 | 0 | 0.0091748 | 0.0070207 | 0.020782 | 0.010859 | 8
2009-08-17 | 09-10 | 09-10 |  | 0 | 0.16252 | 4.9631 | 0.27904 | 0.84807 | 0 | 0.0021295 | 0.044625 | 0.0014846 | 0.0078968 | 8
2009-08-18 | 09-10 | 09-10 |  | 0 | 0.00061796 | 0.24539 | 0.9453 | 0.20155 | 0 | 4.7627e-06 | 0.010637 | 0.01205 | 0.0036092 | 8
2009-08-19 | 09-10 | 09-10 |  | 0 | 3.9178 | 0.0034334 | 0.53889 | 2.7483 | 0 | 0.024268 | 3.7761e-05 | 0.006431 | 0.017573 | 8
2009-08-20 | 09-10 | 09-10 |  | 0 | 0.055705 | 0.00063323 | 0.22956 | 0.078378 | 0 | 0.0051699 | 2.9047e-06 | 0.0010125 | 0.0036797 | 8
2009-08-21 | 09-10 | 09-10 |  | 0.080169 | 0.49927 | 0.081108 | 1.4599 | 0.60792 | 0.00032589 | 0.0030594 | 0.00046475 | 0.0079704 | 0.0035471 | 8
2009-08-22 | 09-10 | 09-10 |  | 0 | 0.070107 | 0.052648 | 0.010208 | 0.056577 | 0 | 0.00059593 | 0.00056351 | 4.7891e-05 | 0.00049015 | 8
2009-08-23 | 09-10 | 09-10 |  | 0 | 0.011964 | 1.3027 | 0.070096 | 0.20126 | 0 | 0.00010002 | 0.010196 | 0.00041961 | 0.0015567 | 8
2009-08-24 | 09-10 | 09-10 |  | 0 | 4.2359 | 3.0363 | 7.503 | 4.6155 | 0 | 0.040883 | 0.024205 | 0.046602 | 0.039276 | 8
2009-08-25 | 09-10 | 09-10 |  | 0 | 0.36821 | 4.2843 | 4.0162 | 1.5537 | 0 | 0.0071084 | 0.025634 | 0.047004 | 0.016678 | 8
2009-08-26 | 09-10 | 09-10 |  | 0 | 0.036891 | 0.0024341 | 0.24166 | 0.068029 | 0 | 0.00037864 | 1.1619e-05 | 0.00059521 | 0.00036318 | 8
2009-08-27 | 09-10 | 09-10 |  | 0 | 0.048315 | 2.2492 | 0.018287 | 0.34806 | 0 | 0.001099 | 0.02376 | 6.8415e-05 | 0.0040534 | 8
2009-08-28 | 09-10 | 09-10 |  | 0 | 0.17077 | 1.0297 | 1.5284 | 0.52867 | 0 | 0.0024873 | 0.0038894 | 0.0096283 | 0.0039256 | 8
2009-08-29 | 09-10 | 09-10 |  | 0 | 0.034327 | 0.59827 | 1.849 | 0.43307 | 0 | 0.00033518 | 0.0039214 | 0.022661 | 0.0047765 | 8
2009-08-30 | 09-10 | 09-10 |  | 0 | 0.11993 | 0.0037384 | 0.0016214 | 0.082004 | 0 | 0.0045121 | 4.3571e-05 | 1.3683e-05 | 0.0030634 | 8
2009-08-31 | 09-10 | 09-10 |  | 0.26223 | 0.0077602 | 3.5293 | 0.0015599 | 0.49723 | 0.0038564 | 0.0001149 | 0.01175 | 2.0525e-05 | 0.0017405 | 8
2009-09-01 | 09-10 | 09-10 |  | 0 | 0.033848 | 1.2511 | 0.068632 | 0.20866 | 0 | 0.0016491 | 0.0069742 | 0.00072976 | 0.0022133 | 9
2009-09-02 | 09-10 | 09-10 |  | 0.016783 | 0.10443 | 0.058742 | 0.067446 | 0.0909 | 0.00016295 | 0.0024326 | 0.00010457 | 0.00020525 | 0.001699 | 9
2009-09-03 | 09-10 | 09-10 |  | 0 | 0.039361 | 0.48934 | 0.0025314 | 0.095002 | 0 | 0.00041257 | 0.014564 | 1.1403e-05 | 0.0023024 | 9
2009-09-04 | 09-10 | 09-10 |  | 0 | 0.2648 | 0.049723 | 0.99928 | 0.36281 | 0 | 0.00063463 | 7.8427e-05 | 0.003325 | 0.0010283 | 9
2009-09-05 | 09-10 | 09-10 |  | 0 | 0.010934 | 0.016301 | 0.60945 | 0.11739 | 0 | 9.6445e-05 | 8.4236e-05 | 0.0030171 | 0.00061026 | 9
2009-09-06 | 09-10 | 09-10 |  | 0 | 0.04233 | 0.023034 | 0.30318 | 0.085444 | 0 | 0.00040126 | 0.00017719 | 0.0014915 | 0.00055988 | 9
2009-09-07 | 09-10 | 09-10 |  | 0 | 0.36251 | 0.12594 | 0.356 | 0.32584 | 0 | 0.0051848 | 0.0012461 | 0.0015644 | 0.0039599 | 9
2009-09-08 | 09-10 | 09-10 |  | 0 | 0.078918 | 0.0025794 | 0.010953 | 0.055726 | 0 | 0.0003578 | 2.6142e-05 | 0.00068415 | 0.0003668 | 9
2009-09-09 | 09-10 | 09-10 |  | 0 | 0.57199 | 0.0047753 | 0.0018472 | 0.38826 | 0 | 0.0082966 | 5.2285e-05 | 6.8415e-06 | 0.0056258 | 9
2009-09-10 | 09-10 | 09-10 |  | 0 | 0.2022 | 0.1694 | 0.0055439 | 0.16139 | 0 | 0.0019009 | 0.0014465 | 3.6488e-05 | 0.0014942 | 9
2009-09-11 | 09-10 | 09-10 |  | 0 | 0.50612 | 2.867 | 1.345 | 0.97865 | 0 | 0.0039346 | 0.029811 | 0.0077514 | 0.0081741 | 9
2009-09-12 | 09-10 | 09-10 |  | 0 | 0.29881 | 0.37283 | 0.56068 | 0.35315 | 0 | 0.0039894 | 0.0023702 | 0.00252 | 0.0034754 | 9
2009-09-13 | 09-10 | 09-10 |  | 0 | 0.0019587 | 0.10062 | 0.74254 | 0.14653 | 0 | 1.1311e-05 | 0.0011183 | 0.003927 | 0.00085695 | 9
2009-09-14 | 09-10 | 09-10 |  | 0 | 0.027599 | 0.17438 | 2.7743 | 0.53324 | 0 | 0.00026135 | 0.00090917 | 0.0087252 | 0.0018453 | 9
2009-09-15 | 09-10 | 09-10 |  | 0 | 0.0714 | 1.132 | 0.032392 | 0.21116 | 0 | 0.00079418 | 0.0043106 | 0.00018928 | 0.0011693 | 9
2009-09-16 | 09-10 | 09-10 |  | 0 | 0.34796 | 2.1089 | 4.053 | 1.2446 | 0 | 0.00419 | 0.01258 | 0.025642 | 0.0091149 | 9
2009-09-17 | 09-10 | 09-10 |  | 0 | 0.52837 | 0.0014727 | 0.13829 | 0.38239 | 0 | 0.0050169 | 8.7141e-06 | 0.00046294 | 0.0034798 | 9
2009-09-18 | 09-10 | 09-10 |  | 0 | 1.0369 | 0.00096727 | 0.0068484 | 0.70338 | 0 | 0.0091521 | 8.7141e-06 | 4.7891e-05 | 0.0062062 | 9
2009-09-19 | 09-10 | 09-10 |  | 0 | 0.27383 | 0.00047928 | 0.01704 | 0.18847 | 0 | 0.0032607 | 5.8094e-06 | 0.00011174 | 0.0022282 | 9
2009-09-20 | 09-10 | 09-10 |  | 0 | 0.05258 | 0.005487 | 0.021491 | 0.04016 | 0 | 0.00024945 | 4.3571e-05 | 0.00010946 | 0.00019428 | 9
2009-09-21 | 09-10 |  | MED | 3.4628 | 2.4491 | 6.5921 | 30.8024 | 8.043 | 0.043832 | 0.020901 | 0.048384 | 0.11196 | 0.040979 | 9
2009-09-22 | 09-10 | 09-10 |  | 0 | 0.4853 | 1.2938 | 5.1783 | 1.4234 | 0 | 0.018221 | 0.007924 | 0.031275 | 0.018964 | 9
2009-09-23 | 09-10 | 09-10 |  | 0 | 0.021792 | 0.12311 | 0.63675 | 0.14439 | 0 | 0.00019229 | 0.00044732 | 0.0047982 | 0.0010404 | 9
2009-09-24 | 09-10 | 09-10 |  | 0 | 0.60973 | 0.12437 | 0.031122 | 0.43558 | 0 | 0.0091885 | 0.00040085 | 0.00011174 | 0.0062965 | 9
2009-09-25 | 09-10 | 09-10 |  | 0 | 0.61516 | 0.1713 | 0.41745 | 0.51406 | 0 | 0.006978 | 0.0024893 | 0.010173 | 0.0068681 | 9
2009-09-26 | 09-10 | 09-10 |  | 0 | 0.60565 | 0.019746 | 0.034454 | 0.41889 | 0 | 0.013724 | 0.00013943 | 0.0024493 | 0.0097445 | 9
2009-09-27 | 09-10 | 09-10 |  | 0 | 0.013552 | 0.062274 | 0.0021414 | 0.018196 | 0 | 8.1561e-05 | 0.00083075 | 1.3683e-05 | 0.00017292 | 9
2009-09-28 | 09-10 | 09-10 |  | 0 | 0.23881 | 0.00083656 | 0.024753 | 0.16618 | 0 | 0.0048764 | 2.6142e-05 | 0.010262 | 0.0051191 | 9
2009-09-29 | 09-10 | 09-10 |  | 0 | 0.045161 | 0.055401 | 0.50669 | 0.12782 | 0 | 0.00024588 | 0.0098731 | 0.0046408 | 0.0023568 | 9
2009-09-30 | 09-10 | 09-10 |  | 0 | 0.050303 | 0.0017777 | 0.43516 | 0.11122 | 0 | 0.00021551 | 5.2285e-05 | 0.0034367 | 0.00076061 | 9
2009-10-01 | 09-10 | 09-10 |  | 0.068437 | 0.61519 | 0.0049525 | 0.16899 | 0.44758 | 0.00032589 | 0.0048199 | 4.0666e-05 | 0.00097834 | 0.0034443 | 10
2009-10-02 | 09-10 | 09-10 |  | 0 | 0.045898 | 0.20588 | 3.9608 | 0.75971 | 0 | 0.0004209 | 0.0017835 | 0.055834 | 0.010401 | 10
2009-10-03 | 09-10 | 09-10 |  | 0 | 0.011156 | 0.0052169 | 0.0060251 | 0.0090064 | 0 | 9.3468e-05 | 4.938e-05 | 0.00027138 | 0.0001181 | 10
2009-10-04 | 09-10 | 09-10 |  | 0 | 0.0092486 | 0.29387 | 0.4682 | 0.1298 | 0 | 0.00012145 | 0.00064484 | 0.0026614 | 0.00064211 | 10
2009-10-05 | 09-10 | 09-10 |  | 0 | 0.069345 | 0.087864 | 0.0070696 | 0.060393 | 0 | 0.00027624 | 0.00021785 | 2.2805e-05 | 0.00022129 | 10
2009-10-06 | 09-10 | 09-10 |  | 0 | 0.025736 | 0.10852 | 0.0066545 | 0.03366 | 0 | 0.00029053 | 0.00047637 | 3.6488e-05 | 0.00026926 | 10
2009-10-07 | 09-10 | 09-10 |  | 0 | 0.042743 | 3.4448 | 0.020011 | 0.51051 | 0 | 0.00031255 | 0.01057 | 7.0696e-05 | 0.0016909 | 10
2009-10-08 | 09-10 | 09-10 |  | 0 | 0.21549 | 0.013347 | 0.013284 | 0.1501 | 0 | 0.0075162 | 8.1332e-05 | 0.00010034 | 0.0051179 | 10
2009-10-09 | 09-10 | 09-10 |  | 0 | 0.0018842 | 0.8373 | 0.044962 | 0.12541 | 0 | 2.3218e-05 | 0.010762 | 0.00071836 | 0.0016361 | 10
2009-10-10 | 09-10 | 09-10 |  | 0 | 0.032624 | 1.7034 | 0.0013067 | 0.25869 | 0 | 0.00026016 | 0.0096349 | 2.0525e-05 | 0.0015168 | 10
2009-10-11 | 09-10 | 09-10 |  | 0 | 0.21795 | 0 | 1.6733 | 0.44332 | 0 | 0.0022486 | 0 | 0.0075257 | 0.0028526 | 10
2009-10-12 | 09-10 | 09-10 |  | 0 | 0.99775 | 1.1549 | 3.0808 | 1.3803 | 0 | 0.016238 | 0.0098847 | 0.017637 | 0.015484 | 10
2009-10-13 | 09-10 | 09-10 |  | 0 | 0.29478 | 1.9792 | 0.20482 | 0.51043 | 0 | 0.0068434 | 0.024673 | 0.0016009 | 0.0083401 | 10
2009-10-14 | 09-10 | 09-10 |  | 0 | 0.11169 | 0.628 | 0.41275 | 0.23572 | 0 | 0.0081442 | 0.0029599 | 0.0015325 | 0.0061958 | 10
2009-10-15 | 09-10 | 09-10 |  | 0 | 0.061631 | 0.076821 | 0.080114 | 0.066549 | 0 | 0.0031374 | 0.0006158 | 0.00040821 | 0.0022818 | 10
2009-10-16 | 09-10 | 09-10 |  | 0 | 0.222 | 0.012008 | 0.012253 | 0.15414 | 0 | 0.0020861 | 0.0018271 | 0.0011973 | 0.0018776 | 10
2009-10-17 | 09-10 | 09-10 |  | 0 | 0.0099392 | 0.024469 | 0.01083 | 0.012039 | 0 | 0.0001917 | 0.0003718 | 8.894e-05 | 0.00019711 | 10
2009-10-18 | 09-10 | 09-10 |  | 0 | 0.70851 | 2.3642 | 0.0025861 | 0.80824 | 0 | 0.0050247 | 0.01308 | 2.0525e-05 | 0.0052207 | 10
2009-10-19 | 09-10 | 09-10 |  | 0 | 0.085993 | 0.035458 | 0.0034915 | 0.06376 | 0 | 0.00056736 | 0.017205 | 4.333e-05 | 0.0027792 | 10
2009-10-20 | 09-10 | 09-10 |  | 0 | 0.008705 | 0.008961 | 0.70792 | 0.13226 | 0 | 0.00015776 | 0.00011038 | 0.0027024 | 0.00059978 | 10
2009-10-21 | 09-10 | 09-10 |  | 0 | 0.022154 | 0.014477 | 0.012376 | 0.019196 | 0 | 0.0003572 | 0.00011619 | 7.5257e-05 | 0.00027127 | 10
2009-10-22 | 09-10 | 09-10 |  | 0 | 0.30913 | 0.11126 | 0.17876 | 0.25634 | 0 | 0.0025766 | 0.0071165 | 0.00077309 | 0.0028687 | 10
2009-10-23 | 09-10 | 09-10 |  | 0 | 0.013559 | 0.11383 | 0.096324 | 0.042002 | 0 | 6.3701e-05 | 0.00052575 | 0.00051539 | 0.00020718 | 10
2009-10-24 | 09-10 | 09-10 |  | 0.074303 | 0.39256 | 0.13951 | 0.3834 | 0.35347 | 0.00065178 | 0.0033029 | 0.0016644 | 0.0025656 | 0.0029256 | 10
2009-10-25 | 09-10 | 09-10 |  | 0 | 0.010751 | 0.15824 | 0.86997 | 0.18301 | 0 | 0.00020718 | 0.00037761 | 0.0097104 | 0.001909 | 10
2009-10-26 | 09-10 | 09-10 |  | 0 | 0.0073 | 0.30919 | 0.083015 | 0.062522 | 0 | 8.0371e-05 | 0.0037819 | 0.00036944 | 0.00064453 | 10
2009-10-27 | 09-10 | 09-10 |  | 0 | 0.27558 | 0.021472 | 0.0018541 | 0.18989 | 0 | 0.0042799 | 0.00012781 | 7.5257e-05 | 0.0029288 | 10
2009-10-28 | 09-10 | 09-10 |  | 0 | 0.36557 | 0.71001 | 0.49351 | 0.43327 | 0 | 0.0035667 | 0.0033346 | 0.0033113 | 0.0034629 | 10
2009-10-29 | 09-10 | 09-10 |  | 0 | 0.10086 | 0.0048625 | 1.7779 | 0.38321 | 0 | 0.0029666 | 0.00050542 | 0.014737 | 0.0046834 | 10
2009-10-30 | 09-10 | 09-10 |  | 0 | 0.32073 | 1.8383 | 0.9831 | 0.64601 | 0 | 0.0023516 | 0.031984 | 0.0058905 | 0.0070716 | 10
2009-10-31 | 09-10 | 09-10 |  | 0 | 0.42073 | 0.060453 | 0.65238 | 0.40856 | 0 | 0.0030011 | 0.00033114 | 0.0057879 | 0.0031009 | 10
2009-11-01 | 09-10 | 09-10 |  | 0 | 1.3082 | 3.8102 | 1.9425 | 1.7578 | 0 | 0.013887 | 0.023322 | 0.020887 | 0.016331 | 11
2009-11-02 | 09-10 | 09-10 |  | 0 | 0.68508 | 1.1771 | 0.4347 | 0.70401 | 0 | 0.0055456 | 0.017919 | 0.0015735 | 0.0065194 | 11
2009-11-03 | 09-10 | 09-10 |  | 0 | 0.47271 | 0.24254 | 0.31214 | 0.40888 | 0 | 0.0024093 | 0.0031865 | 0.001081 | 0.0022645 | 11
2009-11-04 | 09-10 | 09-10 |  | 0 | 0.021096 | 0.4609 | 0.054144 | 0.087812 | 0 | 0.00029529 | 0.0060563 | 0.00041049 | 0.0011129 | 11
2009-11-05 | 09-10 | 09-10 |  | 0 | 0.064595 | 3.7042 | 1.649 | 0.84922 | 0 | 0.00030779 | 0.017437 | 0.025307 | 0.0071011 | 11
2009-11-06 | 09-10 | 09-10 |  | 0 | 0.030401 | 1.7657 | 0.040962 | 0.27284 | 0 | 0.00011728 | 0.017454 | 0.0011517 | 0.0027051 | 11
2009-11-07 | 09-10 | 09-10 |  | 0 | 0.077818 | 0.018875 | 0.0014162 | 0.055557 | 0 | 0.00035304 | 0.00014814 | 1.3683e-05 | 0.000262 | 11
2009-11-08 | 09-10 | 09-10 |  | 0 | 0.054804 | 0.74035 | 1.0203 | 0.32019 | 0 | 0.00069238 | 0.0043309 | 0.0091061 | 0.0026793 | 11
2009-11-09 | 09-10 | 09-10 |  | 0 | 2.7886 | 0.65699 | 0.79139 | 2.1191 | 0 | 0.026101 | 0.0058617 | 0.007211 | 0.01976 | 11
2009-11-10 | 09-10 | 09-10 |  | 0.23073 | 0.20576 | 0.028205 | 0.27275 | 0.19315 | 0.0045625 | 0.003625 | 0.00022947 | 0.0017583 | 0.0028308 | 11
2009-11-11 | 09-10 | 09-10 |  | 0.37168 | 0.61026 | 0.070593 | 0.29031 | 0.47705 | 0.0040737 | 0.0091825 | 0.001066 | 0.0031334 | 0.0069491 | 11
2009-11-12 | 09-10 | 09-10 |  | 0.0065178 | 0.27539 | 0.073684 | 2.0584 | 0.56055 | 0.00016295 | 0.0016312 | 0.00087432 | 0.020757 | 0.0048958 | 11
2009-11-13 | 09-10 | 09-10 |  | 0.02542 | 0.10835 | 0.30027 | 3.6694 | 0.76378 | 0.00016295 | 0.0011204 | 0.0027914 | 0.035954 | 0.0075021 | 11
2009-11-14 | 09-10 | 09-10 |  | 0 | 0.08205 | 0.10534 | 1.9776 | 0.41971 | 0 | 0.00066738 | 0.0026229 | 0.020395 | 0.0044206 | 11
2009-11-15 | 09-10 | 09-10 |  | 0 | 2.1002 | 0.43427 | 0.28011 | 1.5318 | 0 | 0.025495 | 0.0030674 | 0.0012315 | 0.017905 | 11
2009-11-16 | 09-10 | 09-10 |  | 0 | 0.13785 | 0.0049729 | 0.786 | 0.23295 | 0 | 0.0011442 | 1.1619e-05 | 0.0077013 | 0.0021375 | 11
2009-11-17 | 09-10 | 09-10 |  | 0 | 0.034236 | 0.039155 | 0.41165 | 0.10137 | 0 | 0.00021194 | 0.00050251 | 0.0018905 | 0.00054738 | 11
2009-11-18 | 09-10 | 09-10 |  | 0 | 0.015055 | 0.59409 | 0.00089624 | 0.092793 | 0 | 0.00027445 | 0.0043483 | 1.5964e-05 | 0.00079205 | 11
2009-11-19 | 09-10 | 09-10 |  | 0.18837 | 1.3366 | 7.5294 | 7.0433 | 3.1961 | 0.0036934 | 0.021251 | 0.062259 | 0.016814 | 0.026027 | 11
2009-11-20 | 09-10 | 09-10 |  | 0 | 0.1836 | 1.7175 | 2.322 | 0.77306 | 0 | 0.0015515 | 0.0092573 | 0.030486 | 0.0077234 | 11
2009-11-21 | 09-10 | 09-10 |  | 0 | 0.32603 | 0.21308 | 4.9298 | 1.1217 | 0 | 0.005342 | 0.00089174 | 0.031904 | 0.0093797 | 11
2009-11-22 | 09-10 | 09-10 |  | 0 | 0.77536 | 7.1801 | 8.0763 | 2.9488 | 0 | 0.0047734 | 0.034319 | 0.033289 | 0.013878 | 11
2009-11-23 | 09-10 | 09-10 |  | 0 | 0.012543 | 1.2933 | 0.1046 | 0.20645 | 0 | 4.9413e-05 | 0.0097075 | 0.00068871 | 0.0015023 | 11
2009-11-24 | 09-10 | 09-10 |  | 0 | 0.014879 | 0.0035118 | 0.57955 | 0.113 | 0 | 0.00022921 | 1.4524e-05 | 0.0026887 | 0.00063243 | 11
2009-11-25 | 09-10 | 09-10 |  | 0 | 0.30778 | 14.0296 | 4.759 | 2.9964 | 0 | 0.0073751 | 0.037718 | 0.015152 | 0.012905 | 11
2009-11-26 | 09-10 | 09-10 |  | 0 | 0.093029 | 1.5479 | 1.2078 | 0.49126 | 0 | 0.00032327 | 0.004328 | 0.0030582 | 0.00136 | 11
2009-11-27 | 09-10 | 09-10 |  | 0 | 0.78543 | 1.5946 | 1.9976 | 1.1062 | 0 | 0.0093313 | 0.0088564 | 0.0077195 | 0.0089113 | 11
2009-11-28 | 09-10 | 09-10 |  | 0.0068981 | 2.8004 | 0.93998 | 3.7575 | 2.6907 | 5.4315e-05 | 0.025641 | 0.007741 | 0.038333 | 0.02521 | 11
2009-11-29 | 09-10 | 09-10 |  | 0 | 0.39653 | 0.18234 | 0.18188 | 0.32592 | 0 | 0.0065065 | 0.0014872 | 0.001252 | 0.0048329 | 11
2009-11-30 | 09-10 | 09-10 |  | 0 | 0.76134 | 0.001647 | 3.7194 | 1.1731 | 0 | 0.011479 | 1.7428e-05 | 0.014999 | 0.010426 | 11
2009-12-01 | 09-10 | 09-10 |  | 0 | 0.017501 | 0.18802 | 0.05171 | 0.047081 | 0 | 0.00041078 | 0.0020275 | 0.00022349 | 0.00059898 | 12
2009-12-02 | 09-10 | 09-10 |  | 0 | 0.0057528 | 1.4608 | 0.14398 | 0.23205 | 0 | 6.132e-05 | 0.012752 | 0.0026545 | 0.0022802 | 12
2009-12-03 | 09-10 | 09-10 |  | 0 | 0.0025629 | 0.08089 | 0.069599 | 0.025262 | 0 | 7.3822e-05 | 1.1619e-05 | 0.0029624 | 0.0005752 | 12
2009-12-04 | 09-10 | 09-10 |  | 0 | 0.01685 | 0.0016557 | 2.3596 | 0.4287 | 0 | 7.6799e-05 | 8.7141e-06 | 0.015396 | 0.0027744 | 12
2009-12-05 | 09-10 | 09-10 |  | 0 | 0.30683 | 0.0036454 | 0.88768 | 0.36515 | 0 | 0.0031678 | 2.0333e-05 | 0.0075485 | 0.0034818 | 12
2009-12-06 | 09-10 | 09-10 |  | 0 | 0.032253 | 6.7663 | 0 | 0.96079 | 0 | 0.00020896 | 0.031975 | 0 | 0.0045786 | 12
2009-12-07 | 09-10 | 09-10 |  | 0 | 0.025727 | 0.063622 | 2.9231 | 0.5429 | 0 | 0.00034292 | 0.00034856 | 0.019498 | 0.0037269 | 12
2009-12-08 | 09-10 | 09-10 |  | 0 | 0.019538 | 1.064 | 1.3004 | 0.39072 | 0 | 6.7273e-05 | 0.017876 | 0.012602 | 0.0047535 | 12
2009-12-09 | 09-10 | 09-10 |  | 0 | 0.019105 | 0.030639 | 0.12968 | 0.040109 | 0 | 0.00021611 | 0.00017428 | 0.00073204 | 0.00029989 | 12
2009-12-10 | 09-10 | 09-10 |  | 0 | 0.10774 | 0.4157 | 0.11425 | 0.15083 | 0 | 0.0017574 | 0.0032155 | 0.00077993 | 0.001774 | 12
2009-12-11 | 09-10 | 09-10 |  | 0 | 0.054888 | 0.066625 | 0.23789 | 0.088456 | 0 | 0.00028874 | 0.00053737 | 0.0023261 | 0.00068121 | 12
2009-12-12 | 09-10 | 09-10 |  | 0 | 0.49118 | 0.23904 | 0.0054071 | 0.36669 | 0 | 0.0058075 | 0.0026927 | 2.9647e-05 | 0.0043109 | 12
2009-12-13 | 09-10 | 09-10 |  | 0 | 0.19545 | 5.2865 | 0.18183 | 0.89808 | 0 | 0.005514 | 0.051283 | 0.00048803 | 0.010936 | 12
2009-12-14 | 09-10 | 09-10 |  | 0 | 0.24967 | 0.010381 | 0.7582 | 0.3045 | 0 | 0.0045621 | 7.2618e-05 | 0.0059521 | 0.0041509 | 12
2009-12-15 | 09-10 | 09-10 |  | 0 | 0.20283 | 0.15322 | 1.1253 | 0.35749 | 0 | 0.001271 | 0.00084236 | 0.0027571 | 0.0014648 | 12
2009-12-16 | 09-10 | 09-10 |  | 0 | 0.67968 | 4.1433 | 1.0295 | 1.2171 | 0 | 0.0074013 | 0.017356 | 0.0081596 | 0.0088617 | 12
2009-12-17 | 09-10 | 09-10 |  | 0 | 0.38142 | 2.1451 | 2.9736 | 1.0815 | 0 | 0.0071131 | 0.017129 | 0.0084219 | 0.0086816 | 12
2009-12-18 | 09-10 | 09-10 |  | 0 | 0.018596 | 0.0011154 | 0.053649 | 0.022228 | 0 | 0.00013633 | 3.4856e-05 | 0.00029875 | 0.00014995 | 12
2009-12-19 | 09-10 | 09-10 |  | 0 | 0.97416 | 0.87501 | 0.92436 | 0.94437 | 0 | 0.010576 | 0.015134 | 0.0043216 | 0.010025 | 12
2009-12-20 | 09-10 | 09-10 |  | 0 | 0.11649 | 0.0074941 | 0.012753 | 0.082167 | 0 | 0.0010883 | 3.4856e-05 | 0.00058837 | 0.00084566 | 12
2009-12-21 | 09-10 | 09-10 |  | 0 | 0.056858 | 0.093232 | 0.01231 | 0.05361 | 0 | 0.0002816 | 0.0013507 | 0.00014139 | 0.00040308 | 12
2009-12-22 | 09-10 | 09-10 |  | 0 | 0.032133 | 0.092553 | 0.61524 | 0.14334 | 0 | 0.0031845 | 0.0062916 | 0.0039476 | 0.0037269 | 12
2009-12-23 | 09-10 | 09-10 |  | 0 | 4.8237 | 0.79173 | 2.9617 | 3.8993 | 0 | 0.02096 | 0.0064688 | 0.021398 | 0.018871 | 12
2009-12-24 | 09-10 | 09-10 |  | 1.0194 | 0.6603 | 0.013507 | 0.89714 | 0.61507 | 0.0055402 | 0.0081675 | 0.00010747 | 0.0089077 | 0.0071603 | 12
2009-12-25 | 09-10 | 09-10 |  | 0 | 0.00077096 | 0.28269 | 0.022785 | 0.043778 | 0 | 7.1441e-06 | 0.0032504 | 0.00036716 | 0.00052078 | 12
2009-12-26 | 09-10 | 09-10 |  | 0 | 0.0080192 | 0.0018822 | 0.027975 | 0.010635 | 0 | 8.3347e-05 | 5.8094e-06 | 0.00027366 | 0.00010561 | 12
2009-12-27 | 09-10 | 09-10 |  | 0 | 0.0032506 | 0 | 0.72532 | 0.1304 | 0 | 0.00012145 | 0 | 0.0025154 | 0.00052683 | 12
2009-12-28 | 09-10 | 09-10 |  | 0 | 0.0065303 | 1.1612 | 2.7112 | 0.64476 | 0 | 0.0033524 | 0.01622 | 0.019149 | 0.0079052 | 12
2009-12-29 | 09-10 | 09-10 |  | 0 | 0.4292 | 0.16384 | 0.090714 | 0.32936 | 0 | 0.0029326 | 0.00084527 | 0.00067503 | 0.0022222 | 12
2009-12-30 | 09-10 | 09-10 |  | 0 | 0.9482 | 3.1511 | 2.0435 | 1.4405 | 0 | 0.014663 | 0.012415 | 0.022379 | 0.015606 | 12
2009-12-31 | 09-10 | 09-10 |  | 0.042963 | 0.48239 | 20.5919 | 6.624 | 4.3552 | 0.00038021 | 0.0050318 | 0.059233 | 0.028427 | 0.016654 | 12
2010-01-01 | 09-10 | 09-10 |  | 0 | 0.020962 | 1.8595 | 0.75608 | 0.40586 | 0 | 0.00039531 | 0.0054144 | 0.0034732 | 0.0016329 | 1
2010-01-02 | 09-10 | 09-10 |  | 0 | 0.19773 | 0.076219 | 0.0022737 | 0.14485 | 0 | 0.0030702 | 0.00028176 | 1.3683e-05 | 0.0021202 | 1
2010-01-03 | 09-10 | 09-10 |  | 0.026397 | 0.83781 | 0.0008627 | 0.024173 | 0.57184 | 0.00032589 | 0.0079049 | 8.7141e-06 | 0.00011403 | 0.0053759 | 1
2010-01-04 | 09-10 | 09-10 |  | 0 | 0.027417 | 0.20008 | 0.041608 | 0.053681 | 0 | 0.00034827 | 0.005914 | 0.00043786 | 0.0011339 | 1
2010-01-05 | 09-10 | 09-10 |  | 0 | 0.30379 | 0.37038 | 0.19034 | 0.29072 | 0 | 0.0027624 | 0.0019781 | 0.00057469 | 0.0022464 | 1
2010-01-06 | 09-10 | 09-10 |  | 0 | 0.75895 | 0.0080693 | 0.048903 | 0.52362 | 0 | 0.0057522 | 3.4856e-05 | 0.00098518 | 0.0040735 | 1
2010-01-07 | 09-10 | 09-10 |  | 0 | 0.5272 | 0.51831 | 1.4414 | 0.68363 | 0 | 0.012897 | 0.022683 | 0.015332 | 0.01459 | 1
2010-01-08 | 09-10 | 09-10 |  | 0 | 0.45134 | 0.10617 | 0.015555 | 0.32306 | 0 | 0.0060177 | 0.00066518 | 0.00033751 | 0.0042263 | 1
2010-01-09 | 09-10 | 09-10 |  | 0.72457 | 0.43789 | 0.16223 | 0.26814 | 0.37176 | 0.004997 | 0.0061219 | 0.00039214 | 0.0018632 | 0.0045657 | 1
2010-01-10 | 09-10 | 09-10 |  | 0 | 1.6756 | 0.43785 | 5.2478 | 2.1228 | 0 | 0.016169 | 0.0021001 | 0.014837 | 0.013862 | 1
2010-01-11 | 09-10 | 09-10 |  | 0.41307 | 2.925 | 1.1419 | 2.1428 | 2.5207 | 0.0024442 | 0.041647 | 0.011816 | 0.014401 | 0.032401 | 1
2010-01-12 | 09-10 | 09-10 |  | 0.08962 | 1.3492 | 1.2134 | 0.89124 | 1.24 | 0.00032589 | 0.024576 | 0.0098034 | 0.0055827 | 0.018989 | 1
2010-01-13 | 09-10 | 09-10 |  | 0 | 0.2663 | 0.28658 | 0.15233 | 0.24699 | 0 | 0.0032732 | 0.0013071 | 0.0036693 | 0.0030461 | 1
2010-01-14 | 09-10 | 09-10 |  | 0 | 0.46686 | 0.19364 | 0.33203 | 0.40165 | 0 | 0.0065231 | 0.0016905 | 0.0023603 | 0.0050683 | 1
2010-01-15 | 09-10 | 09-10 |  | 0 | 1.13 | 0.93251 | 0.016951 | 0.89746 | 0 | 0.0064892 | 0.014744 | 0.00011859 | 0.0064606 | 1
2010-01-16 | 09-10 | 09-10 |  | 0 | 0.15085 | 0.22462 | 0.0034276 | 0.13391 | 0 | 0.0032767 | 0.0012723 | 5.0171e-05 | 0.002404 | 1
2010-01-17 | 09-10 | 09-10 |  | 0 | 0.041948 | 1.236 | 0.58875 | 0.30399 | 0 | 0.00032208 | 0.012118 | 0.0022303 | 0.0022939 | 1
2010-01-18 | 09-10 | 09-10 |  | 0 | 0.028548 | 0.060691 | 0.32895 | 0.085892 | 0 | 0.00028338 | 0.00029338 | 0.0025656 | 0.00068604 | 1
2010-01-19 | 09-10 | 09-10 |  | 0 | 0.062775 | 0.0044703 | 0.30815 | 0.097588 | 0 | 0.00035006 | 2.6142e-05 | 0.0070103 | 0.0014797 | 1
2010-01-20 | 09-10 | 09-10 |  | 0 | 0.33052 | 0.37471 | 0.10577 | 0.29448 | 0 | 0.0019253 | 0.0037471 | 0.00044698 | 0.0019025 | 1
2010-01-21 | 09-10 | 09-10 |  | 0 | 0.062346 | 0.14089 | 0.24241 | 0.10461 | 0 | 0.00051675 | 0.0030732 | 0.0098495 | 0.0025172 | 1
2010-01-22 | 09-10 | 09-10 |  | 0 | 0.10992 | 0.20605 | 0.69121 | 0.22519 | 0 | 0.0014753 | 0.001281 | 0.019729 | 0.0046636 | 1
2010-01-23 | 09-10 | 09-10 |  | 0 | 0.0099809 | 1.8031 | 0.0099909 | 0.25874 | 0 | 0.00015479 | 0.019607 | 5.2452e-05 | 0.0028349 | 1
2010-01-24 | 09-10 | 09-10 |  | 0 | 0.012393 | 0.017847 | 0.5665 | 0.111 | 0 | 0.00011431 | 0.00029047 | 0.0028803 | 0.00062679 | 1
2010-01-25 | 09-10 | 09-10 |  | 0 | 0.032273 | 0.011889 | 0.36233 | 0.087543 | 0 | 0.00038161 | 0.000183 | 0.0047343 | 0.0011206 | 1
2010-01-26 | 09-10 | 09-10 |  | 0 | 0.0072762 | 0.00020333 | 0.0014025 | 0.0052026 | 0 | 0.00010002 | 8.7141e-06 | 6.8415e-06 | 7.0136e-05 | 1
2010-01-27 | 09-10 | 09-10 |  | 0.012547 | 0.022968 | 3.5014 | 12.0814 | 2.6369 | 0.00016295 | 0.00031791 | 0.024356 | 0.021058 | 0.0073183 | 1
2010-01-28 | 09-10 | 09-10 |  | 0 | 0.10017 | 1.3377 | 6.1229 | 1.3357 | 0 | 0.0018771 | 0.017045 | 0.043583 | 0.011339 | 1
2010-01-29 | 09-10 | 09-10 |  | 0 | 0.064684 | 0.75742 | 0.73495 | 0.2788 | 0 | 0.0018575 | 0.0045197 | 0.0048187 | 0.0027365 | 1
2010-01-30 | 09-10 | 09-10 |  | 0 | 0.002535 | 0.01274 | 0.0030308 | 0.0040199 | 0 | 3.9292e-05 | 5.2285e-05 | 3.1927e-05 | 3.9502e-05 | 1
2010-01-31 | 09-10 | 09-10 |  | 0 | 0.03458 | 0.0014349 | 0.0098655 | 0.025356 | 0 | 0.00028755 | 1.7428e-05 | 5.9293e-05 | 0.00020759 | 1
2010-02-01 | 09-10 | 09-10 |  | 0 | 0.059955 | 0.0036861 | 0.012547 | 0.043323 | 0 | 0.00059177 | 4.3571e-05 | 0.00038312 | 0.00047443 | 2
2010-02-02 | 09-10 | 09-10 |  | 0 | 0.13975 | 0.50142 | 2.1525 | 0.54466 | 0 | 0.0023206 | 0.0029628 | 0.0099521 | 0.0037414 | 2
2010-02-03 | 09-10 | 09-10 |  | 0 | 0.2155 | 0.17495 | 0.08179 | 0.18464 | 0 | 0.0025546 | 0.00027014 | 0.0021346 | 0.0021444 | 2
2010-02-04 | 09-10 | 09-10 |  | 0 | 0.49587 | 0.36793 | 0.84412 | 0.53599 | 0 | 0.0090331 | 0.0034682 | 0.010296 | 0.0084171 | 2
2010-02-05 | 09-10 | 09-10 |  | 0 | 0.61515 | 0.0058443 | 0.25682 | 0.4627 | 0 | 0.0075096 | 3.7761e-05 | 0.0024675 | 0.0055258 | 2
2010-02-06 | 09-10 | 09-10 |  | 0 | 0.036836 | 0.12138 | 0.57651 | 0.14368 | 0 | 0.00049413 | 0.00096727 | 0.007553 | 0.0018038 | 2
2010-02-07 | 09-10 | 09-10 |  | 0 | 0.0036203 | 0.10982 | 0.0098586 | 0.019433 | 0 | 2.3218e-05 | 0.00033695 | 0.00017104 | 9.2709e-05 | 2
2010-02-08 | 09-10 | 09-10 |  | 0 | 0.73749 | 0.6485 | 0.13609 | 0.61337 | 0 | 0.0066755 | 0.015136 | 0.0024447 | 0.0070523 | 2
2010-02-09 | 09-10 | 09-10 |  | 0.14861 | 0.89216 | 0.40161 | 0.39577 | 0.73083 | 0.0039107 | 0.0076418 | 0.0086705 | 0.0092725 | 0.0080451 | 2
2010-02-10 | 09-10 | 09-10 |  | 0.017924 | 5.3753 | 0.7085 | 2.9617 | 4.2613 | 0.00016295 | 0.019054 | 0.0052895 | 0.028187 | 0.018618 | 2
2010-02-11 | 09-10 | 09-10 |  | 0 | 0.37754 | 0.22611 | 2.6527 | 0.75587 | 0 | 0.015252 | 0.00081041 | 0.0087138 | 0.011979 | 2
2010-02-12 | 09-10 | 09-10 |  | 0 | 0.42483 | 0.31109 | 0.58667 | 0.43622 | 0 | 0.0065856 | 0.00026142 | 0.0051722 | 0.0055242 | 2
2010-02-13 | 09-10 | 09-10 |  | 0 | 0.13201 | 0.047152 | 0.19518 | 0.13042 | 0 | 0.00087813 | 0.0010021 | 0.00073888 | 0.00086421 | 2
2010-02-14 | 09-10 | 09-10 |  | 0 | 0.01807 | 0.34785 | 0.0098244 | 0.062242 | 0 | 0.00018515 | 0.0031197 | 8.2098e-05 | 0.00057278 | 2
2010-02-15 | 09-10 | 09-10 |  | 0 | 0.43597 | 0.001464 | 0.022331 | 0.29933 | 0 | 0.0024963 | 1.7428e-05 | 0.00013683 | 0.0017167 | 2
2010-02-16 | 09-10 | 09-10 |  | 0 | 0.066799 | 0.098905 | 0.044011 | 0.066731 | 0 | 0.00033399 | 0.00058385 | 0.00027366 | 0.00035552 | 2
2010-02-17 | 09-10 | 09-10 |  | 0 | 0.06824 | 0.0012025 | 0.91094 | 0.20738 | 0 | 0.0017747 | 1.7428e-05 | 0.009325 | 0.0028522 | 2
2010-02-18 | 09-10 | 09-10 |  | 0 | 0.24723 | 0.098287 | 0.0037218 | 0.18169 | 0 | 0.0032357 | 0.00094984 | 2.7366e-05 | 0.0023274 | 2
2010-02-19 | 09-10 | 09-10 |  | 0 | 0.040326 | 0.063474 | 0.016762 | 0.039074 | 0 | 0.00016491 | 0.00042699 | 0.00018244 | 0.00020315 | 2
2010-02-20 | 09-10 | 09-10 |  | 0 | 0.13275 | 0.012304 | 0.026511 | 0.096276 | 0 | 0.0022278 | 0.00014814 | 0.00043102 | 0.0016051 | 2
2010-02-21 | 09-10 | 09-10 |  | 0 | 0.042489 | 0.66227 | 2.7704 | 0.61034 | 0 | 0.00024349 | 0.0049758 | 0.011083 | 0.0028143 | 2
2010-02-22 | 09-10 | 09-10 |  | 0 | 0.11463 | 0.45816 | 1.6116 | 0.42605 | 0 | 0.0045216 | 0.031362 | 0.025717 | 0.011959 | 2
2010-02-23 | 09-10 | 09-10 |  | 0 | 0.30282 | 0 | 0.13827 | 0.22947 | 0 | 0.0052104 | 0 | 0.00049943 | 0.003616 | 2
2010-02-24 | 09-10 | 09-10 |  | 0 | 0.07387 | 0.021219 | 0.041774 | 0.060342 | 0 | 0.00087515 | 0.00017428 | 0.00033523 | 0.00067597 | 2
2010-02-25 | 09-10 | 09-10 |  | 0 | 0.10055 | 0.25524 | 0.2943 | 0.15552 | 0 | 0.00076501 | 0.033003 | 0.0032634 | 0.0056746 | 2
2010-02-26 | 09-10 | 09-10 |  | 0.35658 | 0.024336 | 0.12286 | 0.17381 | 0.066893 | 0.0035305 | 0.00027147 | 0.00096727 | 0.00062942 | 0.00045548 | 2
2010-02-27 | 09-10 | 09-10 |  | 0 | 0.12161 | 0.8674 | 0.59541 | 0.30795 | 0 | 0.001455 | 0.010884 | 0.00025314 | 0.0025402 | 2
2010-02-28 | 09-10 | 09-10 |  | 0 | 4.5439 | 5.7059 | 0.43445 | 3.9451 | 0 | 0.029584 | 0.033349 | 0.0014527 | 0.024915 | 2
2010-03-01 | 09-10 | 09-10 |  | 0 | 4.2794 | 1.9329 | 3.6922 | 3.8183 | 0 | 0.027171 | 0.0093241 | 0.022728 | 0.023707 | 3
2010-03-02 | 09-10 | 09-10 |  | 0.033404 | 0.35559 | 0.034101 | 0.0073546 | 0.24703 | 0.00016295 | 0.0025987 | 0.00058675 | 5.4732e-05 | 0.0018518 | 3
2010-03-03 | 09-10 | 09-10 |  | 2.7554 | 0.17397 | 0.1223 | 2.7871 | 0.64783 | 0.014502 | 0.0037 | 0.00044442 | 0.010974 | 0.0046141 | 3
2010-03-04 | 09-10 | 09-10 |  | 0.074955 | 0.18329 | 0.67258 | 6.0339 | 1.2845 | 0.00065178 | 0.0015699 | 0.002742 | 0.023859 | 0.0056653 | 3
2010-03-05 | 09-10 | 09-10 |  | 0 | 0.0025415 | 0.16836 | 9.6516 | 1.731 | 0 | 1.4288e-05 | 0.0006187 | 0.039257 | 0.0070342 | 3
2010-03-06 | 09-10 | 09-10 |  | 0 | 0.26986 | 0.7221 | 2.8377 | 0.78449 | 0 | 0.0051652 | 0.0019345 | 0.011692 | 0.0058322 | 3
2010-03-07 | 09-10 | 09-10 |  | 0 | 0.019902 | 0.10905 | 5.6244 | 1.0227 | 0 | 0.00029529 | 0.0011328 | 0.022217 | 0.0042839 | 3
2010-03-08 | 09-10 | 09-10 |  | 0 | 0.071213 | 0.052677 | 3.6528 | 0.70116 | 0 | 0.00061379 | 0.00054028 | 0.019964 | 0.0040191 | 3
2010-03-09 | 09-10 | 09-10 |  | 0 | 0.0075745 | 0 | 0.23833 | 0.047254 | 0 | 5.5962e-05 | 0 | 0.0019886 | 0.00038938 | 3
2010-03-10 | 09-10 | 09-10 |  | 0 | 0.072269 | 0.02921 | 0.040974 | 0.060226 | 0 | 0.00060367 | 0.01518 | 0.0006431 | 0.0026289 | 3
2010-03-11 | 09-10 | 09-10 |  | 0 | 0.10574 | 0 | 0.016002 | 0.074423 | 0 | 0.00036851 | 0 | 0.00050627 | 0.00033899 | 3
2010-03-12 | 09-10 | 09-10 |  | 0 | 0.37187 | 0.25137 | 0.004016 | 0.28737 | 0 | 0.0063136 | 0.0068551 | 3.4208e-05 | 0.005232 | 3
2010-03-13 | 09-10 | 09-10 |  | 0 | 0.1423 | 0.025689 | 1.5031 | 0.36558 | 0 | 0.0013449 | 0.00025852 | 0.0093752 | 0.0026035 | 3
2010-03-14 | 09-10 | 09-10 |  | 0.022812 | 0.04307 | 0.56665 | 2.9596 | 0.63108 | 0.00016295 | 0.00019825 | 0.0026142 | 0.0069305 | 0.0017232 | 3
2010-03-15 | 09-10 | 09-10 |  | 0 | 0.28283 | 3.1597 | 2.4281 | 1.0591 | 0 | 0.0037864 | 0.022003 | 0.012103 | 0.0077561 | 3
2010-03-16 | 09-10 | 09-10 |  | 0.016295 | 0.053861 | 0.078314 | 0.71101 | 0.17313 | 0.00065178 | 0.00046675 | 0.00053156 | 0.0068598 | 0.0016071 | 3
2010-03-17 | 09-10 | 09-10 |  | 0 | 0.039684 | 0.10475 | 0.0041072 | 0.04213 | 0 | 0.00072036 | 0.00079298 | 5.2452e-05 | 0.00060704 | 3
2010-03-18 | 09-10 | 09-10 |  | 0 | 0.10548 | 0 | 1.8979 | 0.40688 | 0 | 0.0048663 | 0 | 0.010837 | 0.0052102 | 3
2010-03-19 | 09-10 | 09-10 |  | 0 | 0.23717 | 0.052418 | 0.89802 | 0.32658 | 0 | 0.0011996 | 0.0097308 | 0.010454 | 0.0040103 | 3
2010-03-20 | 09-10 | 09-10 |  | 0 | 0.031564 | 0 | 1.6386 | 0.311 | 0 | 0.00038459 | 0 | 0.011617 | 0.0023137 | 3
2010-03-21 | 09-10 | 09-10 |  | 0 | 0.039358 | 0.0007407 | 0.44722 | 0.1058 | 0 | 0.00033458 | 8.7141e-06 | 0.005138 | 0.0011359 | 3
2010-03-22 | 09-10 | 09-10 |  | 0 | 0.000868 | 0.020568 | 0.15952 | 0.031637 | 0 | 7.1441e-06 | 0.00021204 | 0.0010536 | 0.00022049 | 3
2010-03-23 | 09-10 | 09-10 |  | 0 | 0.0017164 | 0.017359 | 0.010331 | 0.0053968 | 0 | 0.0011627 | 0.00017428 | 4.1049e-05 | 0.00081866 | 3
2010-03-24 | 09-10 | 09-10 |  | 0 | 0.23817 | 0.0016731 | 0.021469 | 0.16528 | 0 | 0.0030059 | 8.7141e-06 | 0.00015735 | 0.0020642 | 3
2010-03-25 | 09-10 | 09-10 |  | 0 | 0.061602 | 0.002986 | 0.001252 | 0.042344 | 0 | 0.0019021 | 1.1619e-05 | 2.0525e-05 | 0.0012931 | 3
2010-03-26 | 09-10 | 09-10 |  | 0 | 0.023113 | 0.32861 | 0.010208 | 0.063054 | 0 | 0.00011788 | 0.0044442 | 0.00021209 | 0.00073401 | 3
2010-03-27 | 09-10 | 09-10 |  | 0 | 0.0082425 | 0 | 0.0048506 | 0.006438 | 0 | 7.3227e-05 | 0 | 6.1574e-05 | 6.0462e-05 | 3
2010-03-28 | 09-10 | 09-10 |  | 0 | 0.36246 | 0 | 1.9811 | 0.59556 | 0 | 0.0040816 | 0 | 0.0086796 | 0.0042976 | 3
2010-03-29 | 09-10 | 09-10 |  | 0 | 0.538 | 0.00040085 | 0.16563 | 0.39359 | 0 | 0.0071548 | 0.00020042 | 0.0052224 | 0.0057951 | 3
2010-03-30 | 09-10 | 09-10 |  | 0 | 0.20001 | 3.8957 | 0.29335 | 0.72787 | 0 | 0.0025606 | 0.020435 | 0.0057674 | 0.0055887 | 3
2010-03-31 | 09-10 | 09-10 |  | 0.03373 | 0.13859 | 0.033436 | 0.64717 | 0.21311 | 0.00016295 | 0.0051527 | 0.000183 | 0.011439 | 0.0055371 | 3
2010-04-01 | 09-10 | 09-10 |  | 0 | 0.58817 | 0 | 0.10044 | 0.41598 | 0 | 0.0041864 | 0 | 0.00023717 | 0.0028764 | 4
2010-04-02 | 09-10 | 09-10 |  | 0 | 0.019558 | 0 | 0.050046 | 0.022088 | 0 | 0.0002042 | 0 | 0.00017788 | 0.0001697 | 4
2010-04-03 | 09-10 | 09-10 |  | 0 | 0.0090033 | 0.0050978 | 0.079266 | 0.020813 | 0 | 0.0035506 | 4.3571e-05 | 0.00026682 | 0.0024572 | 4
2010-04-04 | 09-10 | 09-10 |  | 0 | 0.0099523 | 0.14292 | 0.0033797 | 0.027168 | 0 | 0.00010835 | 0.0010108 | 1.3683e-05 | 0.00021605 | 4
2010-04-05 | 09-10 | 09-10 |  | 0 | 0.27804 | 0.10479 | 1.4263 | 0.45489 | 0 | 0.003088 | 0.001769 | 0.0038449 | 0.0030159 | 4
2010-04-06 | 09-10 |  | MED | 0 | 4.7766 | 1.4719 | 41.5198 | 10.7769 | 0 | 0.033482 | 0.0066983 | 0.13149 | 0.046841 | 4
2010-04-07 | 09-10 | 09-10 |  | 0 | 0.034133 | 0.033029 | 0.39802 | 0.098044 | 0 | 0.00023397 | 0.00018881 | 0.003642 | 0.00082833 | 4
2010-04-08 | 09-10 | 09-10 |  | 0 | 0.3061 | 0.66517 | 0.022173 | 0.30347 | 0 | 0.0045186 | 0.006126 | 6.1574e-05 | 0.0039204 | 4
2010-04-09 | 09-10 | 09-10 |  | 0 | 0.001502 | 1.801 | 0.20207 | 0.28665 | 0 | 8.9301e-06 | 0.021794 | 0.0010308 | 0.0032126 | 4
2010-04-10 | 09-10 | 09-10 |  | 0 | 0.0029892 | 2.4485 | 0.46372 | 0.42377 | 0 | 2.9767e-05 | 0.017228 | 0.0031539 | 0.0029683 | 4
2010-04-11 | 09-10 | 09-10 |  | 0 | 0.7494 | 0.0018561 | 1.1362 | 0.70846 | 0 | 0.012138 | 1.7428e-05 | 0.0096876 | 0.0099331 | 4
2010-04-12 | 09-10 | 09-10 |  | 0 | 0.020625 | 0.0088187 | 0.045701 | 0.023266 | 0 | 0.00029172 | 0.00073199 | 0.0002805 | 0.00034866 | 4
2010-04-13 | 09-10 | 09-10 |  | 0 | 0.12541 | 0.0070846 | 0.19567 | 0.12048 | 0 | 0.0025498 | 3.4856e-05 | 0.00083467 | 0.0018788 | 4
2010-04-14 | 09-10 | 09-10 |  | 0 | 0.041108 | 0.002013 | 0.081051 | 0.042438 | 0 | 0.00020837 | 8.7141e-06 | 0.00073204 | 0.00027168 | 4
2010-04-15 | 09-10 | 09-10 |  | 1.5786 | 0.0058331 | 0.87901 | 1.7229 | 0.44217 | 0.0045625 | 5.3581e-05 | 0.0097772 | 0.023439 | 0.0055698 | 4
2010-04-16 | 09-10 | 09-10 |  | 0 | 0.033212 | 0.0077614 | 1.6625 | 0.31742 | 0 | 0.00023992 | 4.938e-05 | 0.0067868 | 0.0013689 | 4
2010-04-17 | 09-10 | 09-10 |  | 0 | 0.087661 | 0.068824 | 0.10451 | 0.087375 | 0 | 0.00092099 | 0.00064775 | 0.0046728 | 0.0015394 | 4
2010-04-18 | 09-10 | 09-10 |  | 0 | 0.028416 | 0.33674 | 0.87845 | 0.22123 | 0 | 0.00067095 | 0.0025736 | 0.0035371 | 0.0014366 | 4
2010-04-19 | 09-10 | 09-10 |  | 0 | 0.034234 | 0.002196 | 0.52602 | 0.11646 | 0 | 0.002738 | 1.1619e-05 | 0.0038016 | 0.0025273 | 4
2010-04-20 | 09-10 | 09-10 |  | 0 | 0.016715 | 0.027014 | 5.4978 | 0.9868 | 0 | 0.0054563 | 0.0004967 | 0.07229 | 0.01654 | 4
2010-04-21 | 09-10 | 09-10 |  | 0 | 0.072771 | 0.62161 | 0.19823 | 0.17057 | 0 | 0.00029648 | 0.0030935 | 0.00046978 | 0.00071305 | 4
2010-04-22 | 09-10 | 09-10 |  | 0.39759 | 0.053807 | 0.014797 | 0.11681 | 0.06208 | 0.0016295 | 0.003422 | 0.00020042 | 0.0002805 | 0.0024064 | 4
2010-04-23 | 09-10 | 09-10 |  | 0 | 0.033175 | 0.0039649 | 1.5706 | 0.30062 | 0 | 0.00031672 | 6.0999e-05 | 0.023913 | 0.0044496 | 4
2010-04-24 | 09-10 | 09-10 |  | 0 | 0.78188 | 0.0024922 | 0.11698 | 0.55041 | 0 | 0.0049479 | 3.4856e-05 | 0.00049943 | 0.0034431 | 4
2010-04-25 | 09-10 | 09-10 |  | 0 | 0.037093 | 0.019903 | 0.0043923 | 0.028652 | 0 | 0.00022087 | 0.00014233 | 4.1049e-05 | 0.00017655 | 4
2010-04-26 | 09-10 | 09-10 |  | 0 | 0.07335 | 0.19757 | 0.015854 | 0.079881 | 0 | 0.00035006 | 0.0012113 | 9.8062e-05 | 0.00042243 | 4
2010-04-27 | 09-10 | 09-10 |  | 0 | 0.14729 | 0.048114 | 0.33169 | 0.16502 | 0 | 0.00074596 | 0.00029338 | 0.004862 | 0.0014051 | 4
2010-04-28 | 09-10 | 09-10 |  | 0 | 0.10161 | 0.0065269 | 0.0047343 | 0.070538 | 0 | 0.001911 | 0.000122 | 4.7891e-05 | 0.0013193 | 4
2010-04-29 | 09-10 | 09-10 |  | 0 | 0.031469 | 0.031902 | 0 | 0.025733 | 0 | 0.00025838 | 0.00011909 | 0 | 0.00019146 | 4
2010-04-30 | 09-10 | 09-10 |  | 0 | 0.014736 | 0 | 0.007211 | 0.011252 | 0 | 0.00010538 | 0 | 4.7891e-05 | 7.981e-05 | 4
2010-05-01 | 09-10 | 09-10 |  | 0 | 0.00026433 | 0.034569 | 0.91462 | 0.16664 | 0 | 8.9301e-06 | 0.00016847 | 0.013471 | 0.0024104 | 5
2010-05-02 | 09-10 | 09-10 |  | 0 | 0.047934 | 0.18696 | 1.5565 | 0.33352 | 0 | 0.0054134 | 0.0018474 | 0.021216 | 0.0076714 | 5
2010-05-03 | 09-10 | 09-10 |  | 0 | 0.025601 | 11.8457 | 0.040871 | 1.6684 | 0 | 0.00032327 | 0.12803 | 0.00031699 | 0.018041 | 5
2010-05-04 | 09-10 | 09-10 |  | 0 | 0.11259 | 0.46273 | 0.69537 | 0.26335 | 0 | 0.0081442 | 0.0033549 | 0.0047206 | 0.0068141 | 5
2010-05-05 | 09-10 | 09-10 |  | 0 | 0.25377 | 0.06829 | 0.23217 | 0.22233 | 0 | 0.0032363 | 0.00029338 | 0.0012794 | 0.002458 | 5
2010-05-06 | 09-10 | 09-10 |  | 0 | 0.036049 | 1.3015 | 0.14573 | 0.23077 | 0 | 0.00058522 | 0.012502 | 0.0010171 | 0.0023109 | 5
2010-05-07 | 09-10 | 09-10 |  | 0 | 0.035984 | 1.2609 | 0.12817 | 0.222 | 0 | 0.00013633 | 0.0028147 | 0.0033797 | 0.0010803 | 5
2010-05-08 | 09-10 | 09-10 |  | 0 | 0.048437 | 0.14541 | 0.011309 | 0.054972 | 0 | 0.00010716 | 0.00064484 | 4.7891e-05 | 0.0001705 | 5
2010-05-09 | 09-10 | 09-10 |  | 0 | 0.017019 | 0.0011764 | 0.46944 | 0.094659 | 0 | 7.1441e-05 | 8.7141e-06 | 0.004187 | 0.00078964 | 5
2010-05-10 | 09-10 | 09-10 |  | 0 | 0.39944 | 0.56901 | 1.8367 | 0.67406 | 0 | 0.0073304 | 0.0024661 | 0.0037332 | 0.0059652 | 5
2010-05-11 | 09-10 | 09-10 |  | 0 | 0.15499 | 0.024626 | 0.017608 | 0.11146 | 0 | 0.00060248 | 7.8427e-05 | 0.00032383 | 0.00047604 | 5
2010-05-12 | 09-10 | 09-10 |  | 0 | 0.13412 | 0.4542 | 0.010515 | 0.15569 | 0 | 0.00042805 | 0.0014959 | 0.00026682 | 0.00054456 | 5
2010-05-13 | 09-10 | 09-10 |  | 0 | 0.0101 | 0.24032 | 0.0067047 | 0.041372 | 0 | 5.3581e-05 | 0.0013071 | 3.4208e-05 | 0.00022371 | 5
2010-05-14 | 09-10 | 09-10 |  | 0 | 0.0036947 | 0.009359 | 0.19308 | 0.037927 | 0 | 2.6195e-05 | 3.4856e-05 | 0.00093729 | 0.00018824 | 5
2010-05-15 | 09-10 | 09-10 |  | 0 | 0.028941 | 0.0024487 | 0.0051517 | 0.020845 | 0 | 0.0002941 | 6.9713e-05 | 4.1049e-05 | 0.00021605 | 5
2010-05-16 | 09-10 | 09-10 |  | 0 | 0.00086622 | 0 | 0.0015667 | 0.0008634 | 0 | 7.1441e-06 | 0 | 1.3683e-05 | 7.2555e-06 | 5
2010-05-17 | 09-10 | 09-10 |  | 0 | 0.012801 | 0.32289 | 0.0036876 | 0.054125 | 0 | 5.7748e-05 | 0.0023063 | 2.9647e-05 | 0.00036438 | 5
2010-05-18 | 09-10 | 09-10 |  | 0 | 0.048848 | 0.0046621 | 1.5233 | 0.30296 | 0 | 0.0043787 | 1.7428e-05 | 0.022912 | 0.0070168 | 5
2010-05-19 | 09-10 | 09-10 |  | 0 | 0.36961 | 0.060987 | 0.041555 | 0.26606 | 0 | 0.0044716 | 0.00051704 | 0.00045838 | 0.0031803 | 5
2010-05-20 | 09-10 | 09-10 |  | 0 | 0.41908 | 0.0033375 | 0.048189 | 0.29272 | 0 | 0.0040715 | 8.7141e-06 | 0.0017263 | 0.003063 | 5
2010-05-21 | 09-10 | 09-10 |  | 0 | 0.011511 | 0.018361 | 0.16257 | 0.039076 | 0 | 5.1199e-05 | 0.0002469 | 0.00079362 | 0.0002092 | 5
2010-05-22 | 09-10 | 09-10 |  | 0 | 0.05676 | 0.032576 | 0.0014641 | 0.043209 | 0 | 0.00083407 | 0.00028176 | 0 | 0.00060381 | 5
2010-05-23 | 09-10 | 09-10 |  | 0 | 0.52888 | 1.3882 | 0.88161 | 0.70655 | 0 | 0.006254 | 0.008627 | 0.0029555 | 0.0059539 | 5
2010-05-24 | 09-10 | 09-10 |  | 0 | 2.0018 | 0.019549 | 1.403 | 1.606 | 0 | 0.026693 | 4.0666e-05 | 0.0045245 | 0.018878 | 5
2010-05-25 | 09-10 | 09-10 |  | 3.1872 | 0.19246 | 0.05546 | 0.82789 | 0.30798 | 0.0065178 | 0.0018354 | 0.00040666 | 0.0066317 | 0.0025197 | 5
2010-05-26 | 09-10 | 09-10 |  | 0 | 0.0072655 | 0.0015075 | 0.047829 | 0.013582 | 0 | 0.00012383 | 8.7141e-06 | 0.0012725 | 0.00030997 | 5
2010-05-27 | 09-10 | 09-10 |  | 0 | 0.085079 | 0.024312 | 1.7874 | 0.3769 | 0 | 0.0009448 | 0.00031371 | 0.021149 | 0.0044214 | 5
2010-05-28 | 09-10 | 09-10 |  | 0 | 0.32056 | 0.50757 | 0.21021 | 0.32463 | 0 | 0.0059873 | 0.0024167 | 0.00090764 | 0.0045496 | 5
2010-05-29 | 09-10 | 09-10 |  | 0 | 0.2798 | 0.40426 | 0.28608 | 0.2961 | 0 | 0.0037679 | 0.0020391 | 0.0013067 | 0.003065 | 5
2010-05-30 | 09-10 | 09-10 |  | 0 | 0.049565 | 1.5575 | 0.57243 | 0.35086 | 0 | 0.00031374 | 0.022883 | 0.0027982 | 0.0038825 | 5
2010-05-31 | 09-10 | 09-10 |  | 0 | 0.085956 | 0.050228 | 0.0029145 | 0.065682 | 0 | 0.00052271 | 0.00058675 | 1.3683e-05 | 0.00043775 | 5
2010-06-01 | 09-10 | 09-10 |  | 0 | 0.02257 | 0.18664 | 0.082303 | 0.055728 | 0 | 6.7869e-05 | 0.00091498 | 0.00037628 | 0.00023943 | 6
2010-06-02 | 09-10 | 09-10 |  | 0.026071 | 0.24747 | 1.5691 | 0.64529 | 0.49954 | 0.00016295 | 0.0027487 | 0.048631 | 0.0069031 | 0.0098307 | 6
2010-06-03 | 09-10 | 09-10 |  | 0 | 0.024579 | 0.2639 | 0.77115 | 0.18956 | 0 | 0.00010954 | 0.0023615 | 0.0051859 | 0.0013185 | 6
2010-06-04 | 09-10 | 09-10 |  | 0 | 0.79345 | 0.0095768 | 2.5782 | 0.99425 | 0 | 0.012039 | 6.0999e-05 | 0.019266 | 0.011565 | 6
2010-06-05 | 09-10 | 09-10 |  | 0 | 0.023372 | 0.19723 | 0.036112 | 0.049577 | 0 | 0.00017384 | 0.0018183 | 0.00013455 | 0.00039381 | 6
2010-06-06 | 09-10 | 09-10 |  | 0 | 1.1188 | 0.013356 | 0.13838 | 0.78381 | 0 | 0.005289 | 7.2618e-05 | 0.00071152 | 0.0037168 | 6
2010-06-07 | 09-10 | 09-10 |  | 0 | 0.89902 | 0.022433 | 0.11919 | 0.63287 | 0 | 0.007793 | 0.00029918 | 0.0011038 | 0.0055129 | 6
2010-06-08 | 09-10 | 09-10 |  | 0 | 0.76768 | 1.4321 | 0.61318 | 0.82687 | 0 | 0.011913 | 0.011796 | 0.0042486 | 0.010454 | 6
2010-06-09 | 09-10 | 09-10 |  | 0 | 0.60174 | 1.0614 | 0.32686 | 0.61247 | 0 | 0.0055206 | 0.0064659 | 0.0023444 | 0.0050494 | 6
2010-06-10 | 09-10 | 09-10 |  | 0 | 0.040634 | 0.67586 | 0.01865 | 0.1246 | 0 | 0.00027981 | 0.01554 | 0.0036534 | 0.0029917 | 6
2010-06-11 | 09-10 | 09-10 |  | 0 | 0.029077 | 0.021541 | 0.27525 | 0.071328 | 0 | 0.0001917 | 5.2285e-05 | 0.0014846 | 0.00039945 | 6
2010-06-12 | 09-10 | 09-10 |  | 0 | 0.01927 | 0 | 0.021311 | 0.016814 | 0 | 0.0010543 | 0 | 9.5781e-05 | 0.00073079 | 6
2010-06-13 | 09-10 | 09-10 |  | 0 | 0.11151 | 0.077602 | 0.30997 | 0.14105 | 0 | 0.001071 | 0.00059546 | 0.0018221 | 0.0011298 | 6
2010-06-14 | 09-10 | 09-10 |  | 0 | 0.023332 | 0.16567 | 2.8393 | 0.54063 | 0 | 0.00020361 | 0.0016731 | 0.035644 | 0.0066702 | 6
2010-06-15 | 09-10 | 09-10 |  | 0.013362 | 0.10358 | 0.11066 | 0.037893 | 0.092285 | 0.00016295 | 0.0010752 | 0.0012723 | 0.00029419 | 0.00095772 | 6
2010-06-16 | 09-10 | 09-10 |  | 0 | 1.8233 | 0.88666 | 0.12207 | 1.3791 | 0 | 0.016544 | 0.0054115 | 0.0014436 | 0.012207 | 6
2010-06-17 | 09-10 | 09-10 |  | 0 | 0.55693 | 1.8215 | 1.1835 | 0.83903 | 0 | 0.010444 | 0.0091004 | 0.0066043 | 0.0095014 | 6
2010-06-18 | 09-10 | 09-10 |  | 0 | 0.032004 | 0.096532 | 0.20675 | 0.071607 | 0 | 0.00022266 | 0.00099922 | 0.0013478 | 0.00052763 | 6
2010-06-19 | 09-10 | 09-10 |  | 0 | 1.1908 | 0.011049 | 0.39827 | 0.87819 | 0 | 0.0087729 | 3.4856e-05 | 0.0055416 | 0.0069241 | 6
2010-06-20 | 09-10 | 09-10 |  | 0.00097768 | 0.32494 | 0.2211 | 0.20686 | 0.28726 | 0.00032589 | 0.0029809 | 0.0012694 | 0.0010604 | 0.0023842 | 6
2010-06-21 | 09-10 | 09-10 |  | 0.0022812 | 0.028032 | 0.0027188 | 0.083213 | 0.034081 | 0 | 0.00027088 | 1.7428e-05 | 0.00068415 | 0.00030674 | 6
2010-06-22 | 09-10 | 09-10 |  | 0 | 0.023321 | 0.0073199 | 0.12595 | 0.039067 | 0 | 0.00025361 | 0.00014814 | 0.0010148 | 0.00037164 | 6
2010-06-23 | 09-10 | 09-10 |  | 0 | 0.014321 | 0.0043048 | 0.035405 | 0.016552 | 0 | 0.00011669 | 2.6142e-05 | 0.00030787 | 0.00013705 | 6
2010-06-24 | 09-10 | 09-10 |  | 0 | 0.06085 | 0 | 0.79721 | 0.18211 | 0 | 0.00048103 | 0 | 0.0058563 | 0.0013608 | 6
2010-06-25 | 09-10 | 09-10 |  | 0 | 0.5444 | 0.13678 | 0.61624 | 0.49649 | 0 | 0.0056271 | 0.0010602 | 0.0058837 | 0.004997 | 6
2010-06-26 | 09-10 | 09-10 |  | 0 | 0.15409 | 0.22796 | 0.0023808 | 0.13638 | 0 | 0.001427 | 0.0027624 | 2.0525e-05 | 0.0013531 | 6
2010-06-27 | 09-10 | 09-10 |  | 0 | 0.031332 | 0.0047143 | 0.032878 | 0.027679 | 0 | 0.00027802 | 3.4856e-05 | 0.00021665 | 0.00023137 | 6
2010-06-28 | 09-10 | 09-10 |  | 0 | 0.51063 | 0.0056816 | 0.093387 | 0.36302 | 0 | 0.0063433 | 8.7141e-05 | 0.0017035 | 0.004608 | 6
2010-06-29 | 09-10 | 09-10 |  | 0 | 0.20152 | 0.48269 | 0.01481 | 0.20604 | 0 | 0.0024147 | 0.0025242 | 7.7537e-05 | 0.0019989 | 6
2010-06-30 | 09-10 | 09-10 |  | 0 | 0.59648 | 0.58053 | 0.0030445 | 0.48495 | 0 | 0.011337 | 0.0087867 | 2.0525e-05 | 0.0088988 | 6
2010-07-01 | 10-11 | 10-11 |  | 0.019908 | 0.46801 | 1.74 | 0.2409 | 0.5902 | 0.001106 | 0.0028324 | 0.11426 | 0.016369 | 0.019544 | 7
2010-07-02 | 10-11 | 10-11 |  | 0.0033181 | 0.38238 | 0.026167 | 0.16023 | 0.29664 | 0 | 0.0045574 | 9.2497e-05 | 0.0016775 | 0.0034792 | 7
2010-07-03 | 10-11 | 10-11 |  | 0 | 0.0097572 | 1.5943 | 0.55001 | 0.30701 | 0 | 6.3953e-05 | 0.012774 | 0.0023881 | 0.0021046 | 7
2010-07-04 | 10-11 | 10-11 |  | 0 | 0.075373 | 0.0026824 | 0.018939 | 0.055741 | 0 | 0.00086078 | 1.8499e-05 | 8.8534e-05 | 0.00061315 | 7
2010-07-05 | 10-11 | 10-11 |  | 0 | 1.2439 | 0.013905 | 0.10595 | 0.89614 | 0 | 0.012428 | 7.0915e-05 | 0.00072924 | 0.0088365 | 7
2010-07-06 | 10-11 | 10-11 |  | 0 | 0.10171 | 0.088208 | 0.0094918 | 0.083404 | 0 | 0.00077493 | 0.00043474 | 2.7958e-05 | 0.00059721 | 7
2010-07-07 | 10-11 | 10-11 |  | 0 | 0.012637 | 1.0008 | 0.36188 | 0.20007 | 0 | 0.00011408 | 0.013227 | 0.00034249 | 0.0018478 | 7
2010-07-08 | 10-11 | 10-11 |  | 0 | 0.0026498 | 0.11012 | 0.11737 | 0.036156 | 0 | 1.7285e-05 | 0.00069681 | 0.0023834 | 0.0005099 | 7
2010-07-09 | 10-11 | 10-11 |  | 0 | 1.9109 | 0.0046434 | 1.2744 | 1.5409 | 0 | 0.011922 | 2.7749e-05 | 0.0045595 | 0.009033 | 7
2010-07-10 | 10-11 |  | MED | 0 | 45.1436 | 46.6486 | 28.9202 | 42.2172 | 0 | 0.15136 | 0.12737 | 0.1114 | 0.14027 | 7
2010-07-11 | 10-11 | 10-11 |  | 0 | 0.18879 | 0.16559 | 1.6843 | 0.44026 | 0 | 0.011859 | 0.0015447 | 0.0069825 | 0.0096003 | 7
2010-07-12 | 10-11 | 10-11 |  | 0 | 0.1223 | 0.0066413 | 0.65177 | 0.19741 | 0 | 0.001566 | 4.6249e-05 | 0.0072412 | 0.0023298 | 7
2010-07-13 | 10-11 | 10-11 |  | 0 | 0.97738 | 1.4435 | 0.6039 | 0.96627 | 0 | 0.012795 | 0.013979 | 0.0037534 | 0.011303 | 7
2010-07-14 | 10-11 | 10-11 |  | 0 | 0.9298 | 0.62275 | 0.37537 | 0.78881 | 0 | 0.010418 | 0.0055807 | 0.0031919 | 0.0084789 | 7
2010-07-15 | 10-11 | 10-11 |  | 0 | 0.044543 | 0.049801 | 3.5584 | 0.64615 | 0 | 0.00028347 | 0.00043165 | 0.043051 | 0.0076186 | 7
2010-07-16 | 10-11 | 10-11 |  | 0 | 0.0039444 | 0.24126 | 0.13967 | 0.057824 | 0 | 1.7285e-05 | 0.00094964 | 0.001971 | 0.00047202 | 7
2010-07-17 | 10-11 | 10-11 |  | 0 | 0.020809 | 0.056926 | 0.0011673 | 0.021959 | 0 | 4.955e-05 | 0.00045015 | 6.9895e-06 | 9.3687e-05 | 7
2010-07-18 | 10-11 | 10-11 |  | 0 | 0.67819 | 0.041938 | 0.62085 | 0.58091 | 0 | 0.0065452 | 0.00015725 | 0.0071386 | 0.0057548 | 7
2010-07-19 | 10-11 | 10-11 |  | 0 | 0.037697 | 0.36733 | 0.0092471 | 0.075164 | 0 | 0.0004252 | 0.0043751 | 1.3979e-05 | 0.00086232 | 7
2010-07-20 | 10-11 | 10-11 |  | 0 | 0.035396 | 2.3493 | 0.11349 | 0.34768 | 0 | 0.00028347 | 0.024367 | 0.00044267 | 0.0034226 | 7
2010-07-21 | 10-11 | 10-11 |  | 0 | 0.072016 | 2.1327 | 1.4706 | 0.57761 | 0 | 0.0012082 | 0.017081 | 0.022947 | 0.0069771 | 7
2010-07-22 | 10-11 | 10-11 |  | 0 | 0.17943 | 2.2732 | 0.014608 | 0.42058 | 0 | 0.00099675 | 0.016983 | 0.00013979 | 0.0029095 | 7
2010-07-23 | 10-11 | 10-11 |  | 0 | 0.038872 | 0.051657 | 0.050378 | 0.042197 | 0 | 0.00033071 | 0.00077081 | 0.00059178 | 0.00042976 | 7
2010-07-24 | 10-11 | 10-11 |  | 0 | 0.0074722 | 0.13616 | 0.085782 | 0.037454 | 0 | 8.0662e-05 | 0.0010915 | 0.00018872 | 0.00022923 | 7
2010-07-25 | 10-11 | 10-11 |  | 0 | 0.013233 | 0.0022754 | 0.25016 | 0.052257 | 0 | 0.00020281 | 9.2497e-06 | 0.002642 | 0.00059362 | 7
2010-07-26 | 10-11 | 10-11 |  | 0 | 0.033071 | 0.023127 | 0.047156 | 0.033943 | 0 | 0.00027944 | 0.00036691 | 0.00022134 | 0.00027867 | 7
2010-07-27 | 10-11 | 10-11 |  | 0.31364 | 0.50921 | 0.0017759 | 0.00065702 | 0.35969 | 0.00079001 | 0.010074 | 5.5498e-05 | 6.9895e-06 | 0.0070875 | 7
2010-07-28 | 10-11 | 10-11 |  | 0 | 0.40064 | 5.7419 | 2.702 | 1.482 | 0 | 0.0029574 | 0.042253 | 0.022709 | 0.011396 | 7
2010-07-29 | 10-11 | 10-11 |  | 0 | 0.058899 | 0.055304 | 0.36468 | 0.11031 | 0 | 0.00042981 | 0.00027441 | 0.0036765 | 0.00096199 | 7
2010-07-30 | 10-11 | 10-11 |  | 0 | 0.020942 | 0.0058088 | 0.033836 | 0.021032 | 0 | 0.00018668 | 1.8499e-05 | 0.0041658 | 0.00084438 | 7
2010-07-31 | 10-11 | 10-11 |  | 0 | 0.67149 | 2.4708 | 4.7779 | 1.6017 | 0 | 0.0045309 | 0.019424 | 0.016097 | 0.0084011 | 7
2010-08-01 | 10-11 | 10-11 |  | 0 | 0.98327 | 3.803 | 0.98332 | 1.3404 | 0 | 0.0084712 | 0.026349 | 0.0052561 | 0.010168 | 8
2010-08-02 | 10-11 | 10-11 |  | 0 | 0.011937 | 0.032679 | 0.0010135 | 0.012659 | 0 | 0.00015211 | 0 | 2.0969e-05 | 0.00010884 | 8
2010-08-03 | 10-11 | 10-11 |  | 0 | 0.018291 | 0 | 0.46654 | 0.092487 | 0 | 0.00012791 | 0 | 0.0048298 | 0.00091494 | 8
2010-08-04 | 10-11 | 10-11 |  | 0 | 0.35381 | 1.0227 | 0.50846 | 0.46406 | 0 | 0.0038729 | 0.010132 | 0.010202 | 0.0057356 | 8
2010-08-05 | 10-11 | 10-11 |  | 0 | 0.083273 | 0.0013196 | 0.13593 | 0.08105 | 0 | 0.00020742 | 1.2333e-05 | 0.0006244 | 0.00025196 | 8
2010-08-06 | 10-11 | 10-11 |  | 0 | 0.024355 | 1.6371 | 0.25531 | 0.27222 | 0 | 5.3007e-05 | 0.016705 | 0.0012162 | 0.0024048 | 8
2010-08-07 | 10-11 | 10-11 |  | 0 | 0.037341 | 0.20504 | 0.0039631 | 0.053028 | 0 | 0.00011696 | 0.0010915 | 2.0969e-05 | 0.00022565 | 8
2010-08-08 | 10-11 | 10-11 |  | 0 | 0.41066 | 0.017288 | 0.030134 | 0.29155 | 0 | 0.0039565 | 0.00017574 | 0.00010251 | 0.0027779 | 8
2010-08-09 | 10-11 | 10-11 |  | 0 | 0.27306 | 0.010082 | 0.071755 | 0.20252 | 0 | 0.0017463 | 5.5498e-05 | 0.00034948 | 0.0012753 | 8
2010-08-10 | 10-11 | 10-11 |  | 0 | 0.074843 | 0.008556 | 2.5854 | 0.49541 | 0 | 0.0023743 | 5.5498e-05 | 0.031117 | 0.0069759 | 8
2010-08-11 | 10-11 | 10-11 |  | 0 | 0.38203 | 0.56016 | 0.79215 | 0.47232 | 0 | 0.0055697 | 0.0093021 | 0.0063581 | 0.0061447 | 8
2010-08-12 | 10-11 | 10-11 |  | 0 | 0.0046842 | 0.3672 | 0.3222 | 0.10585 | 0 | 2.9384e-05 | 0.007853 | 0.0036136 | 0.0016541 | 8
2010-08-13 | 10-11 | 10-11 |  | 0 | 0.0071887 | 0 | 0.23716 | 0.045662 | 0 | 6.9139e-05 | 0 | 0.0019641 | 0.00038511 | 8
2010-08-14 | 10-11 | 10-11 |  | 0 | 0.70013 | 1.8306 | 1.0443 | 0.89984 | 0 | 0.0116 | 0.027993 | 0.0067216 | 0.012796 | 8
2010-08-15 | 10-11 | 10-11 |  | 0 | 0.18267 | 0.89572 | 0.065198 | 0.25337 | 0 | 0.0037727 | 0.0055498 | 0.00037743 | 0.0033927 | 8
2010-08-16 | 10-11 | 10-11 |  | 0 | 0.026675 | 0.03489 | 0.48837 | 0.10653 | 0 | 0.00024199 | 0.0003854 | 0.0027748 | 0.00069209 | 8
2010-08-17 | 10-11 | 10-11 |  | 0 | 0.037791 | 0.2831 | 0.046434 | 0.070828 | 0 | 0.00038487 | 0.0024142 | 0.0001561 | 0.00060637 | 8
2010-08-18 | 10-11 | 10-11 |  | 0 | 0.13811 | 0.43418 | 1.3183 | 0.37728 | 0 | 0.0021946 | 0.0042549 | 0.010864 | 0.0039277 | 8
2010-08-19 | 10-11 | 10-11 |  | 0 | 0.05742 | 0.020581 | 0.2897 | 0.091964 | 0 | 0.0006211 | 0.00079239 | 0.0036136 | 0.0011506 | 8
2010-08-20 | 10-11 | 10-11 |  | 0 | 0.074805 | 0.0048284 | 0.26682 | 0.098042 | 0 | 0.00071616 | 2.7749e-05 | 0.00091097 | 0.00065501 | 8
2010-08-21 | 10-11 | 10-11 |  | 0 | 0.014766 | 0.0175 | 0.067957 | 0.024108 | 0 | 0.00026388 | 0.000148 | 0.00053586 | 0.00029342 | 8
2010-08-22 | 10-11 | 10-11 |  | 0 | 0.015453 | 0.03058 | 0 | 0.014646 | 0 | 0.00035722 | 0.00061973 | 0 | 0.00032731 | 8
2010-08-23 | 10-11 | 10-11 |  | 0 | 0.29125 | 0.20743 | 0.27147 | 0.2748 | 0 | 0.0057489 | 0.001554 | 0.00058712 | 0.0042793 | 8
2010-08-24 | 10-11 | 10-11 |  | 0 | 0.068899 | 0.0011932 | 0.035073 | 0.05383 | 0 | 0.00043961 | 9.2497e-06 | 0.00016775 | 0.00033408 | 8
2010-08-25 | 10-11 | 10-11 |  | 0.0237 | 0.18727 | 1.2639 | 0.22385 | 0.33165 | 0.000158 | 0.0021646 | 0.012987 | 0.0011836 | 0.0033819 | 8
2010-08-26 | 10-11 | 10-11 |  | 0 | 0.38716 | 2.9701 | 0.09745 | 0.66861 | 0 | 0.0071801 | 0.0076464 | 0.00097154 | 0.0061231 | 8
2010-08-27 | 10-11 | 10-11 |  | 0 | 0.10191 | 0.0031542 | 0.1633 | 0.098869 | 0 | 0.00051854 | 1.8499e-05 | 0.0014958 | 0.00061714 | 8
2010-08-28 | 10-11 | 10-11 |  | 0 | 0.021748 | 0.014183 | 0.0043125 | 0.01762 | 0 | 0.00022067 | 6.1665e-05 | 3.4948e-05 | 0.00016664 | 8
2010-08-29 | 10-11 | 10-11 |  | 0 | 0.041847 | 0.0028212 | 0 | 0.029321 | 0 | 0.00022009 | 9.2497e-06 | 0 | 0.00015349 | 8
2010-08-30 | 10-11 | 10-11 |  | 0 | 0.078435 | 0.15723 | 0.011519 | 0.076573 | 0 | 0.00051624 | 0.0027102 | 4.8927e-05 | 0.00071601 | 8
2010-08-31 | 10-11 | 10-11 |  | 2.589 | 0.040101 | 2.648 | 0.011631 | 0.39173 | 0.013114 | 0.00035952 | 0.0089445 | 0.00052421 | 0.0015943 | 8
2010-09-01 | 10-11 | 10-11 |  | 0.032233 | 0.038035 | 0.026254 | 0.023632 | 0.034 | 0.001422 | 0.00020511 | 0.00033916 | 0.00010484 | 0.00021448 | 9
2010-09-02 | 10-11 | 10-11 |  | 0.041239 | 0.027824 | 0.060206 | 4.8531 | 0.8611 | 0.001422 | 0.00018552 | 0.0023587 | 0.047634 | 0.0086212 | 9
2010-09-03 | 10-11 |  | MED | 0.82082 | 5.08 | 9.1638 | 38.1908 | 11.2411 | 0.002054 | 0.03077 | 0.04931 | 0.1442 | 0.052357 | 9
2010-09-04 | 10-11 |  | MED | 0 | 33.0409 | 13.6281 | 36.4895 | 30.8992 | 0 | 0.12651 | 0.059288 | 0.1253 | 0.11667 | 9
2010-09-05 | 10-11 | 10-11 |  | 0 | 2.7492 | 3.257 | 3.6083 | 2.9408 | 0 | 0.0147 | 0.031138 | 0.006654 | 0.015336 | 9
2010-09-06 | 10-11 | 10-11 |  | 0 | 1.0185 | 0.30305 | 2.0321 | 1.0916 | 0 | 0.0076093 | 0.0019332 | 0.02626 | 0.010009 | 9
2010-09-07 | 10-11 | 10-11 |  | 0 | 0.32851 | 0.14204 | 0.15411 | 0.27233 | 0 | 0.0058561 | 0.0010514 | 0.001349 | 0.00442 | 9
2010-09-08 | 10-11 | 10-11 |  | 0 | 0.22229 | 0.23728 | 0.14295 | 0.20896 | 0 | 0.0013655 | 0.00020966 | 0.00077817 | 0.0011051 | 9
2010-09-09 | 10-11 | 10-11 |  | 0.052141 | 1.8149 | 3.5193 | 2.6868 | 2.171 | 0.00031601 | 0.017774 | 0.021792 | 0.012236 | 0.017213 | 9
2010-09-10 | 10-11 | 10-11 |  | 0 | 0.22725 | 0.23085 | 0.016654 | 0.18994 | 0 | 0.0036972 | 0.0014491 | 6.9895e-05 | 0.0027576 | 9
2010-09-11 | 10-11 | 10-11 |  | 0.029915 | 0.10488 | 0.0015632 | 0.18957 | 0.10544 | 0.00021067 | 0.00047994 | 9.2497e-06 | 0.00076885 | 0.00046644 | 9
2010-09-12 | 10-11 | 10-11 |  | 0 | 0.051329 | 0.0039404 | 0.3446 | 0.094993 | 0 | 0.00028001 | 1.8499e-05 | 0.001321 | 0.00042219 | 9
2010-09-13 | 10-11 | 10-11 |  | 0 | 0.72691 | 0.091424 | 4.4583 | 1.2777 | 0 | 0.0080472 | 0.00013875 | 0.016062 | 0.0083346 | 9
2010-09-14 | 10-11 | 10-11 |  | 0.60752 | 0.40717 | 0.89303 | 0.10405 | 0.41961 | 0.0048981 | 0.0040723 | 0.017155 | 0.00077118 | 0.005205 | 9
2010-09-15 | 10-11 | 10-11 |  | 0 | 0.018408 | 0.0050226 | 0.047895 | 0.021582 | 0 | 0.00019071 | 4.6249e-05 | 0.00020503 | 0.00017302 | 9
2010-09-16 | 10-11 | 10-11 |  | 0.18708 | 0.2633 | 0.027342 | 0.075361 | 0.20004 | 0.002212 | 0.0048184 | 0.00017574 | 0.0083245 | 0.004798 | 9
2010-09-17 | 10-11 | 10-11 |  | 0 | 0.036642 | 0.00066598 | 0.050772 | 0.034128 | 0 | 9.2761e-05 | 9.2497e-06 | 0.0002656 | 0.00011083 | 9
2010-09-18 | 10-11 | 10-11 |  | 0 | 0.050458 | 0.0086577 | 0.34818 | 0.095612 | 0 | 0.00026734 | 3.6999e-05 | 0.0043056 | 0.00092651 | 9
2010-09-19 | 10-11 | 10-11 |  | 0 | 0.28443 | 0.078891 | 0 | 0.20701 | 0 | 0.0050229 | 0.00025899 | 0 | 0.0035091 | 9
2010-09-20 | 10-11 | 10-11 |  | 0 | 0.31583 | 1.8752 | 0.76016 | 0.59108 | 0 | 0.0052142 | 0.010776 | 0.0070245 | 0.0062033 | 9
2010-09-21 | 10-11 | 10-11 |  | 0 | 0.013488 | 1.5506 | 0.0010554 | 0.21001 | 0 | 7.1444e-05 | 0.014411 | 6.9895e-06 | 0.001914 | 9
2010-09-22 | 10-11 | 10-11 |  | 0 | 0.026875 | 0.017457 | 0.0099531 | 0.022557 | 0 | 0.00019417 | 0.00026824 | 2.7958e-05 | 0.00017382 | 9
2010-09-23 | 10-11 | 10-11 |  | 0 | 0.025492 | 0.88199 | 2.1209 | 0.4946 | 0 | 0.00027137 | 0.012598 | 0.025162 | 0.0061223 | 9
2010-09-24 | 10-11 | 10-11 |  | 0 | 0.040604 | 0.045453 | 0.0063745 | 0.035064 | 0 | 0.0005341 | 0.00046249 | 2.7958e-05 | 0.00043415 | 9
2010-09-25 | 10-11 | 10-11 |  | 0 | 0.0095101 | 0.0011192 | 0.012455 | 0.0088564 | 0 | 4.494e-05 | 1.8499e-05 | 6.2906e-05 | 4.4252e-05 | 9
2010-09-26 | 10-11 | 10-11 |  | 0 | 0.40904 | 0 | 0.041609 | 0.29015 | 0 | 0.0050108 | 0 | 0.00032851 | 0.0035234 | 9
2010-09-27 | 10-11 | 10-11 |  | 0 | 0.017558 | 0.47462 | 2.126 | 0.43731 | 0 | 0.00011984 | 0.013347 | 0.0082966 | 0.0032284 | 9
2010-09-28 | 10-11 | 10-11 |  | 0 | 0.52488 | 0.14155 | 0.29541 | 0.43204 | 0 | 0.0030715 | 0.0011192 | 0.0036975 | 0.0029027 | 9
2010-09-29 | 10-11 | 10-11 |  | 0 | 0.039192 | 0.035291 | 0 | 0.031682 | 0 | 0.00040043 | 0.00020966 | 0 | 0.00030418 | 9
2010-09-30 | 10-11 | 10-11 |  | 0 | 1.6347 | 0.0060586 | 4.3985 | 1.8845 | 0 | 0.0086666 | 2.7749e-05 | 0.0090724 | 0.0075528 | 9
2010-10-01 | 10-11 | 10-11 |  | 0 | 0.19839 | 0.00063823 | 0.1463 | 0.16239 | 0 | 0.00047245 | 9.2497e-06 | 0.0010554 | 0.0005087 | 10
2010-10-02 | 10-11 | 10-11 |  | 0 | 0.27889 | 0.0047914 | 0.0010484 | 0.19377 | 0 | 0.0045678 | 2.7749e-05 | 1.3979e-05 | 0.0031666 | 10
2010-10-03 | 10-11 | 10-11 |  | 0 | 0.053205 | 0 | 0.18322 | 0.068167 | 0 | 0.00028635 | 0 | 0.00052421 | 0.00028784 | 10
2010-10-04 | 10-11 | 10-11 |  | 0.34508 | 0.036137 | 0.0010452 | 0.0088394 | 0.029264 | 0.002212 | 0.0001014 | 9.2497e-06 | 3.0288e-05 | 9.3288e-05 | 10
2010-10-05 | 10-11 | 10-11 |  | 0 | 0.043693 | 0 | 0.0017124 | 0.030526 | 0 | 0.00032726 | 0 | 3.4948e-05 | 0.00023242 | 10
2010-10-06 | 10-11 | 10-11 |  | 0 | 0.98698 | 0.82365 | 5.0736 | 1.6579 | 0 | 0.011769 | 0.0057595 | 0.024228 | 0.013035 | 10
2010-10-07 | 10-11 | 10-11 |  | 0 | 0.048529 | 0.020568 | 0.16133 | 0.063844 | 0 | 0.00037681 | 0.00011408 | 0.00070361 | 0.00039588 | 10
2010-10-08 | 10-11 | 10-11 |  | 0 | 0.15382 | 0.0033854 | 0.049199 | 0.11529 | 0 | 0.00097774 | 1.8499e-05 | 0.0046061 | 0.0014671 | 10
2010-10-09 | 10-11 | 10-11 |  | 0 | 0.13353 | 0.0017759 | 0.038428 | 0.099201 | 0 | 0.0021969 | 9.2497e-06 | 0.00068497 | 0.0016385 | 10
2010-10-10 | 10-11 | 10-11 |  | 0 | 0.25225 | 0 | 0 | 0.17482 | 0 | 0.0039081 | 0 | 0 | 0.002709 | 10
2010-10-11 | 10-11 | 10-11 |  | 0 | 0.4362 | 1.9836 | 2.0734 | 0.91309 | 0 | 0.0062 | 0.023208 | 0.024275 | 0.011445 | 10
2010-10-12 | 10-11 | 10-11 |  | 1.1857 | 0.5393 | 0 | 0.48836 | 0.4657 | 0.0088482 | 0.0072878 | 0 | 0.002684 | 0.005569 | 10
2010-10-13 | 10-11 | 10-11 |  | 0 | 0.02244 | 0.48039 | 0.030416 | 0.082848 | 0 | 0.00016017 | 0.0018438 | 0.00012814 | 0.00037116 | 10
2010-10-14 | 10-11 | 10-11 |  | 0 | 0.28107 | 3.044 | 0.80635 | 0.72606 | 0 | 0.0078922 | 0.020359 | 0.0018219 | 0.0084051 | 10
2010-10-15 | 10-11 | 10-11 |  | 0 | 1.7397 | 0.97298 | 3.498 | 1.9281 | 0 | 0.020364 | 0.0039157 | 0.043235 | 0.021995 | 10
2010-10-16 | 10-11 | 10-11 |  | 0 | 0.36295 | 0.0094717 | 0.71886 | 0.37537 | 0 | 0.0083526 | 2.4666e-05 | 0.0039631 | 0.0064608 | 10
2010-10-17 | 10-11 | 10-11 |  | 0 | 0.9822 | 0.04779 | 0.85129 | 0.83147 | 0 | 0.010384 | 0.00044707 | 0.0043149 | 0.0079809 | 10
2010-10-18 | 10-11 | 10-11 |  | 0.0074261 | 0.42813 | 0.016267 | 0.19095 | 0.33107 | 0.000158 | 0.0060595 | 8.6331e-05 | 0.00074089 | 0.0043319 | 10
2010-10-19 | 10-11 | 10-11 |  | 0.33512 | 0.45181 | 0.0023587 | 0.13545 | 0.33865 | 0.00047401 | 0.0059961 | 9.2497e-06 | 0.00067099 | 0.0042685 | 10
2010-10-20 | 10-11 | 10-11 |  | 0 | 0.55962 | 0.0060863 | 0.029699 | 0.39309 | 0 | 0.0041051 | 1.8499e-05 | 8.3874e-05 | 0.0028573 | 10
2010-10-21 | 10-11 | 10-11 |  | 0 | 0.043891 | 0.38776 | 0.1094 | 0.099227 | 0 | 0.00029384 | 0.0029137 | 0.00050325 | 0.00066617 | 10
2010-10-22 | 10-11 | 10-11 |  | 0 | 0.093727 | 0.0054943 | 0.6505 | 0.17687 | 0 | 0.00040216 | 4.0082e-05 | 0.0023112 | 0.00067893 | 10
2010-10-23 | 10-11 | 10-11 |  | 0 | 0.3571 | 0.077929 | 0.046201 | 0.26507 | 0 | 0.0051998 | 0.00061973 | 0.00043801 | 0.0037531 | 10
2010-10-24 | 10-11 | 10-11 |  | 0 | 0.50938 | 0.72256 | 0.70529 | 0.56657 | 0 | 0.0028946 | 0.0075663 | 0.0021784 | 0.003354 | 10
2010-10-25 | 10-11 | 10-11 |  | 1.4088 | 0.028908 | 0.0073258 | 0.015069 | 0.034192 | 0.015958 | 0.00021894 | 6.4748e-05 | 9.7853e-05 | 0.00029741 | 10
2010-10-26 | 10-11 | 10-11 |  | 0 | 0.032548 | 0.020753 | 0.020962 | 0.028792 | 0 | 0.00012272 | 0.00019116 | 0.0001561 | 0.00013634 | 10
2010-10-27 | 10-11 | 10-11 |  | 0 | 0.15427 | 0.051724 | 0.15244 | 0.13952 | 0 | 0.0012583 | 0.0019054 | 0.00061508 | 0.0012223 | 10
2010-10-28 | 10-11 | 10-11 |  | 0 | 0.35965 | 2.063 | 0.0087509 | 0.5171 | 0 | 0.013233 | 0.028952 | 0.00025861 | 0.012944 | 10
2010-10-29 | 10-11 | 10-11 |  | 0 | 0.21216 | 0.16657 | 0.66527 | 0.28217 | 0 | 0.0038361 | 0.0025005 | 0.0054868 | 0.0039165 | 10
2010-10-30 | 10-11 | 10-11 |  | 0 | 0.37522 | 0.1146 | 0.078054 | 0.28781 | 0 | 0.0038194 | 0.0014892 | 0.00037045 | 0.0028987 | 10
2010-10-31 | 10-11 | 10-11 |  | 0 | 0.13321 | 0.0020164 | 0.2526 | 0.13566 | 0 | 0.00036816 | 9.2497e-06 | 0.00090165 | 0.00041023 | 10
2010-11-01 | 10-11 | 10-11 |  | 0 | 0.018889 | 1.5328 | 0.3309 | 0.26788 | 0 | 0.00010717 | 0.019535 | 0.0088348 | 0.0041119 | 11
2010-11-02 | 10-11 | 10-11 |  | 0 | 0.016273 | 0.0055067 | 0.14135 | 0.036159 | 0 | 0.00017573 | 2.1583e-05 | 0.0012278 | 0.00033448 | 11
2010-11-03 | 10-11 | 10-11 |  | 0 | 0.3517 | 1.4284 | 0.09526 | 0.44435 | 0 | 0.0056406 | 0.020719 | 0.0010484 | 0.0067614 | 11
2010-11-04 | 10-11 | 10-11 |  | 0 | 0.0075569 | 0.15096 | 0.016383 | 0.027551 | 0 | 3.6298e-05 | 0.0017759 | 5.3586e-05 | 0.00026392 | 11
2010-11-05 | 10-11 | 10-11 |  | 0.001106 | 0.44546 | 0.0037369 | 0.57679 | 0.40742 | 0.000158 | 0.0057431 | 3.6999e-05 | 0.0044896 | 0.0047481 | 11
2010-11-06 | 10-11 | 10-11 |  | 0 | 0.011589 | 0 | 0.018518 | 0.011187 | 0 | 1.0947e-05 | 0 | 0.00012348 | 2.8704e-05 | 11
2010-11-07 | 10-11 | 10-11 |  | 0 | 0.17423 | 0.21752 | 1.5771 | 0.41855 | 0 | 0.0039323 | 0.027129 | 0.0062277 | 0.0072944 | 11
2010-11-08 | 10-11 | 10-11 |  | 0 | 0.0040492 | 0 | 1.2431 | 0.21551 | 0 | 4.5516e-05 | 0 | 0.0065771 | 0.0011569 | 11
2010-11-09 | 10-11 | 10-11 |  | 0 | 0.21308 | 0 | 0.031516 | 0.15283 | 0 | 0.0029125 | 0 | 0.00070361 | 0.0021357 | 11
2010-11-10 | 10-11 | 10-11 |  | 0 | 0.050808 | 0.15596 | 3.6724 | 0.68372 | 0 | 0.0040804 | 0.00090647 | 0.045651 | 0.010752 | 11
2010-11-11 | 10-11 | 10-11 |  | 0 | 0.54131 | 0.0010267 | 1.3735 | 0.60971 | 0 | 0.0094329 | 9.2497e-06 | 0.035723 | 0.012641 | 11
2010-11-12 | 10-11 | 10-11 |  | 0 | 0.28529 | 0.004409 | 0.0096525 | 0.19963 | 0 | 0.0025979 | 4.3165e-05 | 9.0864e-05 | 0.0018187 | 11
2010-11-13 | 10-11 | 10-11 |  | 0 | 1.4788 | 0.0019239 | 0 | 1.0235 | 0 | 0.0040377 | 9.2497e-06 | 0 | 0.0027951 | 11
2010-11-14 | 10-11 | 10-11 |  | 0 | 0.059559 | 0.012358 | 0.51005 | 0.13009 | 0 | 0.0031331 | 0.000148 | 0.0082896 | 0.0036056 | 11
2010-11-15 | 10-11 | 10-11 |  | 0 | 0.0038614 | 0.0083463 | 0.10489 | 0.0217 | 0 | 5.8768e-05 | 7.0915e-05 | 0.00090165 | 0.00020412 | 11
2010-11-16 | 10-11 | 10-11 |  | 0 | 0.034063 | 0.065951 | 0.78355 | 0.16617 | 0 | 0.00032668 | 0.00052723 | 0.010883 | 0.0021564 | 11
2010-11-17 | 10-11 | 10-11 |  | 0 | 0.02033 | 0.22777 | 0.28682 | 0.092598 | 0 | 0.00019186 | 0.0018222 | 0.011514 | 0.0023386 | 11
2010-11-18 | 10-11 | 10-11 |  | 0 | 0.0040648 | 0.0014985 | 0.90137 | 0.15724 | 0 | 5.5887e-05 | 9.2497e-06 | 0.0063675 | 0.0011294 | 11
2010-11-19 | 10-11 | 10-11 |  | 0 | 0.039936 | 0.035223 | 1.373 | 0.26713 | 0 | 0.0004955 | 0.00059198 | 0.013525 | 0.0027337 | 11
2010-11-20 | 10-11 | 10-11 |  | 0 | 0.0044404 | 0.024373 | 0.27544 | 0.053356 | 0 | 2.9384e-05 | 0.00023124 | 0.00048927 | 0.00013395 | 11
2010-11-21 | 10-11 | 10-11 |  | 0 | 0.28749 | 0 | 1.3402 | 0.42826 | 0 | 0.0043091 | 0 | 0.016467 | 0.0057994 | 11
2010-11-22 | 10-11 | 10-11 |  | 0 | 1.1321 | 1.7225 | 4.2268 | 1.7293 | 0 | 0.0083347 | 0.011155 | 0.019669 | 0.010575 | 11
2010-11-23 | 10-11 | 10-11 |  | 0.0237 | 0.84385 | 0 | 1.1312 | 0.77764 | 0.000158 | 0.018935 | 0 | 0.0054868 | 0.014042 | 11
2010-11-24 | 10-11 | 10-11 |  | 0 | 0.48452 | 6.6147 | 2.1082 | 1.5513 | 0 | 0.0053669 | 0.070733 | 0.016752 | 0.015726 | 11
2010-11-25 | 10-11 | 10-11 |  | 0 | 0.014471 | 0.56874 | 0.1043 | 0.1014 | 0 | 0.00023219 | 0.0040884 | 0.00079681 | 0.00082564 | 11
2010-11-26 | 10-11 | 10-11 |  | 0 | 0.58596 | 0.030681 | 0.82582 | 0.55073 | 0 | 0.010452 | 0.00021274 | 0.013713 | 0.0096059 | 11
2010-11-27 | 10-11 | 10-11 |  | 0 | 0.73833 | 0.4068 | 0.32776 | 0.61957 | 0 | 0.019912 | 0.0030709 | 0.0010345 | 0.014352 | 11
2010-11-28 | 10-11 | 10-11 |  | 0 | 0.03661 | 0.010915 | 0.70644 | 0.14762 | 0 | 0.00036471 | 3.6999e-05 | 0.0056778 | 0.0012287 | 11
2010-11-29 | 10-11 | 10-11 |  | 0 | 0.1623 | 0.38477 | 0.98899 | 0.33129 | 0 | 0.00091551 | 0.0021922 | 0.0084294 | 0.0023593 | 11
2010-11-30 | 10-11 | 10-11 |  | 0 | 0.018228 | 0.14457 | 0 | 0.031307 | 0 | 9.1609e-05 | 0.00039774 | 0 | 0.00011482 | 11
2010-12-01 | 10-11 | 10-11 |  | 0 | 0.91294 | 0.69883 | 2.6891 | 1.1822 | 0 | 0.0093879 | 0.0055745 | 0.01078 | 0.0090613 | 12
2010-12-02 | 10-11 | 10-11 |  | 0.83931 | 0.56185 | 0.80765 | 1.2998 | 0.72197 | 0.0050561 | 0.00077666 | 0.022899 | 0.010794 | 0.0053836 | 12
2010-12-03 | 10-11 | 10-11 |  | 0 | 0.052947 | 1.291 | 1.285 | 0.42345 | 0 | 0.00041483 | 0.013199 | 0.010438 | 0.0037798 | 12
2010-12-04 | 10-11 | 10-11 |  | 0 | 0.22977 | 0.093986 | 1.5012 | 0.42801 | 0 | 0.007758 | 0.0011747 | 0.0052002 | 0.0064098 | 12
2010-12-05 | 10-11 | 10-11 |  | 0 | 0.99747 | 4.7664 | 0.82344 | 1.4474 | 0 | 0.0052108 | 0.048009 | 0.0057244 | 0.010793 | 12
2010-12-06 | 10-11 | 10-11 |  | 0 | 0.39192 | 2.4679 | 3.6817 | 1.2203 | 0 | 0.0062185 | 0.010184 | 0.015412 | 0.0082568 | 12
2010-12-07 | 10-11 |  | MED | 0 | 6.9 | 59.0398 | 174.9248 | 42.3404 | 0 | 0.034432 | 0.10506 | 0.35476 | 0.098113 | 12
2010-12-08 | 10-11 |  | MED | 0 | 3.3772 | 4.6615 | 51.4762 | 11.7493 | 0 | 0.031741 | 0.039795 | 0.13864 | 0.050834 | 12
2010-12-09 | 10-11 | 10-11 |  | 0 | 0.91354 | 0.20258 | 3.3331 | 1.2286 | 0 | 0.0097918 | 0.00052107 | 0.012111 | 0.008915 | 12
2010-12-10 | 10-11 | 10-11 |  | 0 | 0.31764 | 0.017093 | 0.76358 | 0.36762 | 0 | 0.0098621 | 6.4748e-05 | 0.0024673 | 0.007306 | 12
2010-12-11 | 10-11 | 10-11 |  | 0 | 0.17004 | 2.6382 | 2.0651 | 0.81214 | 0 | 0.002784 | 0.029574 | 0.0071293 | 0.0069703 | 12
2010-12-12 | 10-11 | 10-11 |  | 0 | 0.074119 | 2.1595 | 1.3922 | 0.56874 | 0 | 0.00031343 | 0.01323 | 0.0063255 | 0.0030099 | 12
2010-12-13 | 10-11 | 10-11 |  | 0 | 0.69858 | 0.17091 | 1.1707 | 0.70581 | 0 | 0.0033907 | 0.0013505 | 0.012418 | 0.0046457 | 12
2010-12-14 | 10-11 | 10-11 |  | 0 | 0.57911 | 0.12167 | 0.031497 | 0.42183 | 0 | 0.0046565 | 0.00061973 | 0.00036812 | 0.0033652 | 12
2010-12-15 | 10-11 | 10-11 |  | 0 | 0.041467 | 1.0294 | 4.1529 | 0.87242 | 0 | 0.00042578 | 0.0049517 | 0.022567 | 0.0047964 | 12
2010-12-16 | 10-11 | 10-11 |  | 0 | 0.60414 | 0.83543 | 1.1184 | 0.71742 | 0 | 0.005519 | 0.011467 | 0.0073041 | 0.0065513 | 12
2010-12-17 | 10-11 | 10-11 |  | 0 | 0.61236 | 7.2144 | 2.0774 | 1.712 | 0 | 0.0028358 | 0.061316 | 0.014301 | 0.012338 | 12
2010-12-18 | 10-11 | 10-11 |  | 0 | 0.0093234 | 0.0019332 | 0.48207 | 0.089191 | 0 | 9.1033e-05 | 9.2497e-06 | 0.0024184 | 0.000478 | 12
2010-12-19 | 10-11 | 10-11 |  | 0.073366 | 0.76886 | 1.7355 | 2.8341 | 1.2419 | 0.00036867 | 0.0066396 | 0.015022 | 0.02222 | 0.010337 | 12
2010-12-20 | 10-11 | 10-11 |  | 0 | 0.09455 | 0.17617 | 0.019039 | 0.09146 | 0 | 0.0010083 | 0.0020103 | 9.0864e-05 | 0.00097315 | 12
2010-12-21 | 10-11 | 10-11 |  | 0 | 0.050841 | 0.028961 | 0.44278 | 0.11469 | 0 | 0.00061015 | 0.00082014 | 0.0030311 | 0.0010469 | 12
2010-12-22 | 10-11 | 10-11 |  | 0 | 0.099772 | 0.30676 | 0.038932 | 0.11536 | 0 | 0.0003238 | 0.0022569 | 0.00032152 | 0.00057089 | 12
2010-12-23 | 10-11 | 10-11 |  | 0 | 0.046955 | 0.067764 | 0.18563 | 0.073016 | 0 | 0.00041138 | 0.0012395 | 0.002006 | 0.00078817 | 12
2010-12-24 | 10-11 | 10-11 |  | 0 | 0.28016 | 0.28277 | 0.13641 | 0.25376 | 0 | 0.0034679 | 0.0035334 | 0.0010414 | 0.0030347 | 12
2010-12-25 | 10-11 | 10-11 |  | 0 | 0.22136 | 2.1267 | 0.038282 | 0.43471 | 0 | 0.0031164 | 0.02367 | 0.00016309 | 0.0052449 | 12
2010-12-26 | 10-11 | 10-11 |  | 0 | 0.42077 | 0.036253 | 0 | 0.29584 | 0 | 0.005852 | 0.00024666 | 0 | 0.0040812 | 12
2010-12-27 | 10-11 | 10-11 |  | 0 | 0.34471 | 0 | 0.0068427 | 0.23969 | 0 | 0.004989 | 0 | 1.3979e-05 | 0.0034545 | 12
2010-12-28 | 10-11 | 10-11 |  | 0 | 0.12468 | 0 | 0.53526 | 0.17786 | 0 | 0.00093856 | 0 | 0.0016495 | 0.00093169 | 12
2010-12-29 | 10-11 | 10-11 |  | 0 | 0.13327 | 0.28485 | 0.0017614 | 0.12935 | 0 | 0.0004252 | 0.007594 | 6.9895e-06 | 0.0012773 | 12
2010-12-30 | 10-11 | 10-11 |  | 0 | 1.2195 | 0.82419 | 1.8151 | 1.261 | 0 | 0.022789 | 0.010261 | 0.0087556 | 0.018594 | 12
2010-12-31 | 10-11 | 10-11 |  | 0 | 0.40741 | 0.59795 | 2.198 | 0.73532 | 0 | 0.0084367 | 0.0055406 | 0.010573 | 0.0083633 | 12
2011-01-01 | 10-11 | 10-11 |  | 0 | 0.13972 | 0.15354 | 0.14626 | 0.14156 | 0 | 0.00061995 | 0.00048099 | 0.00045432 | 0.0005689 | 1
2011-01-02 | 10-11 | 10-11 |  | 0 | 0.057539 | 0.094221 | 0.21628 | 0.089005 | 0 | 0.0020235 | 0.00094039 | 0.0010461 | 0.0017007 | 1
2011-01-03 | 10-11 | 10-11 |  | 0 | 0.73175 | 0.63767 | 0.10904 | 0.60744 | 0 | 0.0084551 | 0.0043381 | 0.00071526 | 0.0065338 | 1
2011-01-04 | 10-11 | 10-11 |  | 0 | 0.0094438 | 0.0023648 | 0.041175 | 0.013886 | 0 | 6.1073e-05 | 2.4666e-05 | 0.00050325 | 0.00013156 | 1
2011-01-05 | 10-11 | 10-11 |  | 0 | 0.29486 | 0.012623 | 0.016342 | 0.20845 | 0 | 0.0056285 | 8.0164e-05 | 7.6885e-05 | 0.0039181 | 1
2011-01-06 | 10-11 | 10-11 |  | 0 | 0.035278 | 0.0009558 | 0.26474 | 0.069835 | 0 | 0.00023795 | 1.5416e-05 | 0.0027119 | 0.00063069 | 1
2011-01-07 | 10-11 | 10-11 |  | 0 | 0.43524 | 0.010243 | 0.22692 | 0.34131 | 0 | 0.0068546 | 6.1665e-05 | 0.0014818 | 0.0050045 | 1
2011-01-08 | 10-11 | 10-11 |  | 0 | 0.28109 | 0.42172 | 0.50929 | 0.33617 | 0 | 0.0048052 | 0.0037739 | 0.0029076 | 0.0043104 | 1
2011-01-09 | 10-11 | 10-11 |  | 0 | 1.3826 | 0 | 0.15387 | 0.98301 | 0 | 0.016596 | 0 | 0.00041238 | 0.011554 | 1
2011-01-10 | 10-11 | 10-11 |  | 0 | 0.058922 | 0.076514 | 0.32145 | 0.10567 | 0 | 0.00047014 | 0.00087256 | 0.0023019 | 0.00083202 | 1
2011-01-11 | 10-11 | 10-11 |  | 0 | 0.29744 | 0.90371 | 0.13295 | 0.34541 | 0 | 0.0076946 | 0.0072703 | 0.00092029 | 0.0064217 | 1
2011-01-12 | 10-11 | 10-11 |  | 0 | 0.0073875 | 0.0063638 | 3.7824 | 0.65315 | 0 | 0.00012618 | 3.6999e-05 | 0.020605 | 0.0036179 | 1
2011-01-13 | 10-11 | 10-11 |  | 0 | 1.1559 | 0.30071 | 2.5795 | 1.2801 | 0 | 0.011429 | 0.0036444 | 0.021141 | 0.011997 | 1
2011-01-14 | 10-11 | 10-11 |  | 0 | 0.74519 | 0.091822 | 0.16232 | 0.55528 | 0 | 0.0087714 | 0.00082323 | 0.0017893 | 0.0064819 | 1
2011-01-15 | 10-11 | 10-11 |  | 0 | 0.026758 | 0.029174 | 0.74959 | 0.15055 | 0 | 0.00029384 | 0.00020349 | 0.0055008 | 0.0011709 | 1
2011-01-16 | 10-11 | 10-11 |  | 0 | 0.3798 | 3.5623 | 0.076913 | 0.73658 | 0 | 0.0068966 | 0.028979 | 0.00086204 | 0.0086667 | 1
2011-01-17 | 10-11 | 10-11 |  | 0 | 0.2385 | 0.0048284 | 0.18129 | 0.19667 | 0 | 0.0032144 | 5.5498e-05 | 0.00065003 | 0.0023426 | 1
2011-01-18 | 10-11 | 10-11 |  | 0 | 0.14209 | 0 | 0.044314 | 0.1059 | 0 | 0.0020955 | 0 | 0.00072691 | 0.0015743 | 1
2011-01-19 | 10-11 | 10-11 |  | 0 | 0.093182 | 0 | 0.023387 | 0.068478 | 0 | 0.00033187 | 0 | 0.00017474 | 0.00025953 | 1
2011-01-20 | 10-11 | 10-11 |  | 0 | 0.68525 | 0.33016 | 0.28809 | 0.56614 | 0 | 0.0078536 | 0.0029969 | 0.0036812 | 0.0064517 | 1
2011-01-21 | 10-11 | 10-11 |  | 0 | 0.12495 | 0.022656 | 1.316 | 0.31458 | 0 | 0.00080547 | 0.00012641 | 0.0047948 | 0.0013941 | 1
2011-01-22 | 10-11 | 10-11 |  | 0 | 0.022101 | 0.07192 | 0.26599 | 0.070107 | 0 | 0.0037796 | 0.0010267 | 0.00095757 | 0.0029119 | 1
2011-01-23 | 10-11 | 10-11 |  | 0 | 0.43736 | 0.0048407 | 1.3578 | 0.53559 | 0 | 0.0031355 | 3.0832e-05 | 0.01318 | 0.0044288 | 1
2011-01-24 | 10-11 | 10-11 |  | 0 | 0.14332 | 0.16257 | 0.89599 | 0.27351 | 0 | 0.0025858 | 0.0039774 | 0.0082127 | 0.0037088 | 1
2011-01-25 | 10-11 | 10-11 |  | 0 | 0.12294 | 0.053204 | 0.071664 | 0.10421 | 0 | 0.00068275 | 0.00020349 | 0.00052887 | 0.00058923 | 1
2011-01-26 | 10-11 | 10-11 |  | 0 | 0.45862 | 0.13093 | 2.0962 | 0.69297 | 0 | 0.0036338 | 0.001298 | 0.017725 | 0.0057153 | 1
2011-01-27 | 10-11 | 10-11 |  | 0 | 0.13606 | 0.26304 | 1.424 | 0.37182 | 0 | 0.00071501 | 0.0028397 | 0.0016216 | 0.0011394 | 1
2011-01-28 | 10-11 | 10-11 |  | 0 | 0.050245 | 0.0030524 | 0.025134 | 0.039462 | 0 | 0.00066373 | 7.3998e-05 | 0.00019571 | 0.00050232 | 1
2011-01-29 | 10-11 | 10-11 |  | 0 | 0.79758 | 0.001184 | 0.80133 | 0.68915 | 0 | 0.0086095 | 9.2497e-06 | 0.0060436 | 0.0069926 | 1
2011-01-30 | 10-11 | 10-11 |  | 0 | 5.7461 | 0.29018 | 0.30008 | 4.0648 | 0 | 0.030055 | 0.0065827 | 0.00088767 | 0.0218 | 1
2011-01-31 | 10-11 | 10-11 |  | 0.74209 | 5.273 | 0.33403 | 0.29887 | 3.7485 | 0.0070575 | 0.04528 | 0.0021644 | 0.0020409 | 0.032013 | 1
2011-02-01 | 10-11 | 10-11 |  | 0.20056 | 0.44649 | 0.078099 | 0.30108 | 0.37208 | 0.0062674 | 0.0068701 | 0.0013905 | 0.003136 | 0.0055176 | 2
2011-02-02 | 10-11 | 10-11 |  | 0 | 0.27423 | 0.65255 | 0.18364 | 0.30555 | 0 | 0.0057748 | 0.0060863 | 0.0011812 | 0.0049849 | 2
2011-02-03 | 10-11 | 10-11 |  | 0 | 0.35434 | 1.2935 | 2.2967 | 0.80542 | 0 | 0.011494 | 0.008519 | 0.0087858 | 0.010558 | 2
2011-02-04 | 10-11 | 10-11 |  | 7.561 | 0.080899 | 1.4741 | 29.7024 | 5.3863 | 0.061568 | 0.00090687 | 0.0060524 | 0.053694 | 0.011064 | 2
2011-02-05 | 10-11 | 10-11 |  | 0 | 0.022014 | 1.3818 | 4.4927 | 0.96267 | 0 | 0.00019877 | 0.013634 | 0.039381 | 0.0086391 | 2
2011-02-06 | 10-11 | 10-11 |  | 0 | 0.56714 | 0 | 0.015104 | 0.39501 | 0 | 0.019495 | 0 | 9.0864e-05 | 0.013505 | 2
2011-02-07 | 10-11 | 10-11 |  | 0.01185 | 1.029 | 0.13326 | 0.5327 | 0.82051 | 0.0058461 | 0.0063723 | 0.0015725 | 0.002875 | 0.0051488 | 2
2011-02-08 | 10-11 | 10-11 |  | 0 | 0.080784 | 2.6199 | 0.036693 | 0.40094 | 0 | 0.0015937 | 0.029812 | 0.0001794 | 0.0049881 | 2
2011-02-09 | 10-11 | 10-11 |  | 0 | 0.056892 | 0.15525 | 1.3504 | 0.29051 | 0 | 0.00035491 | 0.0015817 | 0.011554 | 0.0024271 | 2
2011-02-10 | 10-11 | 10-11 |  | 0 | 0.096402 | 0.023547 | 1.478 | 0.32265 | 0 | 0.00067699 | 0.00020966 | 0.018275 | 0.0036227 | 2
2011-02-11 | 10-11 | 10-11 |  | 0 | 0.18154 | 1.5818 | 4.1198 | 1.0351 | 0 | 0.0030317 | 0.019437 | 0.022241 | 0.0084167 | 2
2011-02-12 | 10-11 | 10-11 |  | 0 | 0.072114 | 1.5739 | 2.4935 | 0.68007 | 0 | 0.0014104 | 0.015006 | 0.0027049 | 0.0033791 | 2
2011-02-13 | 10-11 | 10-11 |  | 0 | 0.15161 | 3.1204 | 0.076654 | 0.52149 | 0 | 0.0038211 | 0.012783 | 0.00028657 | 0.0043459 | 2
2011-02-14 | 10-11 | 10-11 |  | 0 | 0.12193 | 0.15022 | 2.5035 | 0.53218 | 0 | 0.0034068 | 0.00098972 | 0.017963 | 0.005559 | 2
2011-02-15 | 10-11 | 10-11 |  | 0 | 0.90597 | 5.7314 | 5.8017 | 2.3607 | 0 | 0.013682 | 0.011482 | 0.023284 | 0.014936 | 2
2011-02-16 | 10-11 | 10-11 |  | 0 | 0.67903 | 0.00076773 | 0.30694 | 0.52247 | 0 | 0.0077245 | 9.2497e-06 | 0.01332 | 0.0076253 | 2
2011-02-17 | 10-11 | 10-11 |  | 0.11313 | 1.2336 | 0.19209 | 1.3611 | 1.1122 | 0.00063201 | 0.0072025 | 0.001372 | 0.0067565 | 0.0063221 | 2
2011-02-18 | 10-11 | 10-11 |  | 0 | 3.6561 | 1.956 | 11.7057 | 4.7857 | 0 | 0.036555 | 0.02318 | 0.10189 | 0.045725 | 2
2011-02-19 | 10-11 | 10-11 |  | 0 | 0.085247 | 9.6438 | 0.39044 | 1.3728 | 0 | 0.00051969 | 0.035695 | 0.0016658 | 0.00526 | 2
2011-02-20 | 10-11 | 10-11 |  | 0 | 0.066791 | 0.31987 | 0.15959 | 0.11488 | 0 | 0.00052891 | 0.0020935 | 0.0005778 | 0.00073554 | 2
2011-02-21 | 10-11 | 10-11 |  | 0.039817 | 0.66339 | 2.6062 | 0.62861 | 0.90389 | 0.00031601 | 0.0078092 | 0.010794 | 0.0019361 | 0.007133 | 2
2011-02-22 | 10-11 | 10-11 |  | 0 | 0.044478 | 0.0061603 | 1.2462 | 0.24481 | 0 | 0.0003843 | 9.8664e-05 | 0.010659 | 0.0021026 | 2
2011-02-23 | 10-11 | 10-11 |  | 0 | 0.099581 | 0.0069373 | 5.6407 | 1.035 | 0 | 0.00057558 | 0.00027749 | 0.0097387 | 0.0021006 | 2
2011-02-24 | 10-11 | 10-11 |  | 0.078369 | 0.72995 | 0.0059013 | 0.070273 | 0.51847 | 0.00031601 | 0.0080777 | 4.6249e-05 | 0.00019571 | 0.0056312 | 2
2011-02-25 | 10-11 | 10-11 |  | 0 | 0.13097 | 1.4069 | 0.31141 | 0.32582 | 0 | 0.0027419 | 0.011507 | 0.0036812 | 0.004015 | 2
2011-02-26 | 10-11 | 10-11 |  | 0 | 0.28727 | 0.0020812 | 1.7827 | 0.50409 | 0 | 0.0026999 | 9.2497e-06 | 0.014846 | 0.0044097 | 2
2011-02-27 | 10-11 | 10-11 |  | 0 | 0.04574 | 0.048145 | 0.89449 | 0.19093 | 0 | 0.00051048 | 0.00037924 | 0.0025791 | 0.00084358 | 2
2011-02-28 | 10-11 | 10-11 |  | 0.1885 | 0.47496 | 0.02872 | 0.086887 | 0.34865 | 0.001422 | 0.0033233 | 0.00021274 | 0.0047878 | 0.0031571 | 2
2011-03-01 | 10-11 | 10-11 |  | 0 | 0.311 | 0.33951 | 0 | 0.25921 | 0 | 0.004944 | 0.0017544 | 0 | 0.003649 | 3
2011-03-02 | 10-11 | 10-11 |  | 0 | 0.61526 | 0.067357 | 0.0010438 | 0.43461 | 0 | 0.011901 | 0.00040699 | 9.3194e-06 | 0.0082891 | 3
2011-03-03 | 10-11 | 10-11 |  | 0 | 0.074897 | 1.8691 | 0.011519 | 0.29548 | 0 | 0.00041541 | 0.010323 | 7.6885e-05 | 0.0016353 | 3
2011-03-04 | 10-11 | 10-11 |  | 0 | 0.17724 | 0.00083248 | 0.20193 | 0.1573 | 0 | 0.0012289 | 2.7749e-05 | 0.00095058 | 0.0010166 | 3
2011-03-05 | 10-11 | 10-11 |  | 0 | 0.27361 | 2.238 | 4.7123 | 1.285 | 0 | 0.0049175 | 0.017331 | 0.018359 | 0.0087851 | 3
2011-03-06 | 10-11 | 10-11 |  | 0 | 0.41796 | 0 | 0.18527 | 0.3209 | 0 | 0.011031 | 0 | 0.001342 | 0.0078625 | 3
2011-03-07 | 10-11 | 10-11 |  | 0.41017 | 0.12248 | 0.061369 | 0.50417 | 0.1823 | 0.0062148 | 0.0028825 | 0.00036074 | 0.0030614 | 0.0026133 | 3
2011-03-08 | 10-11 | 10-11 |  | 0 | 0.63057 | 0.29385 | 7.8955 | 1.8253 | 0 | 0.0056072 | 0.0017759 | 0.055849 | 0.013666 | 3
2011-03-09 | 10-11 | 10-11 |  | 0 | 0.31849 | 0.037625 | 0.36627 | 0.28791 | 0 | 0.006839 | 0.00017883 | 0.010836 | 0.0066095 | 3
2011-03-10 | 10-11 | 10-11 |  | 0 | 0.063092 | 0.086383 | 0.070839 | 0.066947 | 0 | 0.00029211 | 0.00075848 | 0.00024929 | 0.00034285 | 3
2011-03-11 | 10-11 | 10-11 |  | 0 | 0.061238 | 0.0013412 | 0.060003 | 0.052814 | 0 | 0.00066719 | 9.2497e-06 | 0.00033084 | 0.00051946 | 3
2011-03-12 | 10-11 | 10-11 |  | 0 | 0.041735 | 0.049085 | 0.0077304 | 0.036548 | 0 | 0.00037105 | 0.00050565 | 3.4948e-05 | 0.0003281 | 3
2011-03-13 | 10-11 | 10-11 |  | 0 | 0.91594 | 1.508 | 0.030055 | 0.83391 | 0 | 0.0037692 | 0.021339 | 0.00018173 | 0.0053984 | 3
2011-03-14 | 10-11 | 10-11 |  | 0 | 0.018859 | 0.04265 | 0.00011183 | 0.018584 | 0 | 9.2185e-05 | 0.00026824 | 1.3979e-05 | 0.00010086 | 3
2011-03-15 | 10-11 | 10-11 |  | 0 | 0.039069 | 0.001665 | 0.69732 | 0.14657 | 0 | 0.0001982 | 5.5498e-05 | 0.0039701 | 0.00082365 | 3
2011-03-16 | 10-11 | 10-11 |  | 0 | 0.72086 | 0 | 0.18954 | 0.53123 | 0 | 0.0032749 | 0 | 0.0017567 | 0.0025666 | 3
2011-03-17 | 10-11 | 10-11 |  | 0 | 0.24171 | 4.6999 | 0.16273 | 0.8028 | 0 | 0.0038568 | 0.060222 | 0.00051723 | 0.010544 | 3
2011-03-18 | 10-11 | 10-11 |  | 0 | 0.44037 | 0.65873 | 7.4636 | 1.667 | 0 | 0.0046277 | 0.0080103 | 0.037154 | 0.010595 | 3
2011-03-19 | 10-11 | 10-11 |  | 0.0063201 | 0.082343 | 0.0013135 | 0.22088 | 0.09499 | 0.000158 | 0.00053756 | 9.2497e-06 | 0 | 0.00037435 | 3
2011-03-20 | 10-11 | 10-11 |  | 0 | 0.53297 | 1.567 | 0.1941 | 0.60461 | 0 | 0.0039305 | 0.018311 | 0.0008038 | 0.0052249 | 3
2011-03-21 | 10-11 | 10-11 |  | 0 | 0.42989 | 2.3087 | 12.1694 | 2.6783 | 0 | 0.0076917 | 0.019391 | 0.044018 | 0.015361 | 3
2011-03-22 | 10-11 | 10-11 |  | 0 | 0.065407 | 0.16001 | 1.5678 | 0.33422 | 0 | 0.00046957 | 0.0043135 | 0.023767 | 0.0049495 | 3
2011-03-23 | 10-11 | 10-11 |  | 0.25407 | 0.41759 | 1.088 | 10.7851 | 2.277 | 0.0028441 | 0.009309 | 0.014874 | 0.064951 | 0.0195 | 3
2011-03-24 | 10-11 | 10-11 |  | 0 | 1.0815 | 0.0068818 | 0.0090142 | 0.75075 | 0 | 0.017807 | 3.6999e-05 | 0.00030754 | 0.012379 | 3
2011-03-25 | 10-11 | 10-11 |  | 0 | 0.36278 | 0.0019979 | 0.21837 | 0.28865 | 0 | 0.0036793 | 1.8499e-05 | 0.0012022 | 0.002754 | 3
2011-03-26 | 10-11 | 10-11 |  | 0 | 0.35549 | 0.0042179 | 0.0062277 | 0.24759 | 0 | 0.0041017 | 2.7749e-05 | 0.00071293 | 0.0029637 | 3
2011-03-27 | 10-11 | 10-11 |  | 0 | 0.49883 | 0 | 0.024037 | 0.34928 | 0 | 0.0033602 | 0 | 0.00014678 | 0.0023501 | 3
2011-03-28 | 10-11 | 10-11 |  | 0 | 0.19926 | 0.038695 | 0.16464 | 0.17106 | 0 | 0.0015879 | 0.00027749 | 0.0012837 | 0.0013543 | 3
2011-03-29 | 10-11 | 10-11 |  | 0 | 0.010597 | 0.028202 | 0.0092262 | 0.012558 | 0 | 8.5847e-05 | 0.00087564 | 0.0003355 | 0.00023003 | 3
2011-03-30 | 10-11 | 10-11 |  | 0 | 0.0067998 | 0.17192 | 0.081379 | 0.040859 | 0 | 0.00011408 | 0.0010082 | 0.00097154 | 0.00037555 | 3
2011-03-31 | 10-11 | 10-11 |  | 0 | 0.055028 | 2.4282 | 0.0059667 | 0.35307 | 0 | 0.00021894 | 0.027555 | 7.6885e-05 | 0.0037275 | 3
2011-04-01 | 10-11 | 10-11 |  | 0 | 0.036376 | 0.97206 | 0.40969 | 0.22096 | 0 | 0.00025812 | 0.0066506 | 0.0059155 | 0.0020508 | 4
2011-04-02 | 10-11 | 10-11 |  | 0 | 0.48939 | 0.33754 | 0.26633 | 0.42785 | 0 | 0.012013 | 0.00085097 | 0.001801 | 0.0087304 | 4
2011-04-03 | 10-11 | 10-11 |  | 0 | 0.10852 | 0.042752 | 0.053134 | 0.089708 | 0 | 0.001721 | 0.00097122 | 0.0083735 | 0.0027492 | 4
2011-04-04 | 10-11 | 10-11 |  | 0 | 0.01085 | 0.4579 | 0.082765 | 0.080877 | 0 | 6.2225e-05 | 0.0059568 | 0.00051956 | 0.00090219 | 4
2011-04-05 | 10-11 | 10-11 |  | 0 | 0.28653 | 0.0053063 | 0.002027 | 0.1993 | 0 | 0.0040659 | 4.3165e-05 | 1.3979e-05 | 0.0028214 | 4
2011-04-06 | 10-11 | 10-11 |  | 0 | 0.0057748 | 0.22429 | 0.017739 | 0.036032 | 0 | 6.741e-05 | 0.001409 | 0.00018872 | 0.00026113 | 4
2011-04-07 | 10-11 | 10-11 |  | 0 | 0.043181 | 0.030321 | 0.036045 | 0.039967 | 0 | 0.00029615 | 0.00023124 | 0.00071293 | 0.00035681 | 4
2011-04-08 | 10-11 | 10-11 |  | 0 | 0.18044 | 0.14889 | 0.057125 | 0.15553 | 0 | 0.0012635 | 0.0016156 | 0.00038442 | 0.0011597 | 4
2011-04-09 | 10-11 | 10-11 |  | 0 | 1.3181 | 0.043104 | 0.3687 | 0.98073 | 0 | 0.012772 | 0.00018499 | 0.0017986 | 0.0091694 | 4
2011-04-10 | 10-11 | 10-11 |  | 0 | 0.031844 | 1.0521 | 0.45763 | 0.23637 | 0 | 0.00057558 | 0.0061141 | 0.0029309 | 0.0016904 | 4
2011-04-11 | 10-11 | 10-11 |  | 0 | 0.035283 | 0.015956 | 1.0802 | 0.21131 | 0 | 0.00030594 | 0.00016341 | 0.0088487 | 0.001747 | 4
2011-04-12 | 10-11 | 10-11 |  | 0 | 0.005882 | 0.02638 | 0.068323 | 0.019172 | 0 | 5.5311e-05 | 0.00014183 | 0.00058945 | 0.00015747 | 4
2011-04-13 | 10-11 | 10-11 |  | 0 | 0.0073673 | 0.010711 | 0.26361 | 0.05159 | 0 | 6.5106e-05 | 3.6999e-05 | 0.00061974 | 0.00015588 | 4
2011-04-14 | 10-11 | 10-11 |  | 0 | 0.15761 | 1.1488 | 0.079478 | 0.2712 | 0 | 0.007104 | 0.013995 | 0.00037743 | 0.0067897 | 4
2011-04-15 | 10-11 | 10-11 |  | 0 | 0.015415 | 0.10735 | 0.0014049 | 0.024787 | 0 | 0.00021779 | 0.0033947 | 4.1937e-05 | 0.00059681 | 4
2011-04-16 | 10-11 | 10-11 |  | 0 | 0.2288 | 0.20738 | 0.12694 | 0.20685 | 0 | 0.0034034 | 0.0012086 | 0.0013699 | 0.0027456 | 4
2011-04-17 | 10-11 | 10-11 |  | 0 | 0.30582 | 0.001591 | 0 | 0.21181 | 0 | 0.0021698 | 1.8499e-05 | 0 | 0.0015038 | 4
2011-04-18 | 10-11 | 10-11 |  | 0 | 0.014236 | 0.0024327 | 0.55636 | 0.10537 | 0 | 0.00019186 | 1.8499e-05 | 0.0049882 | 0.0009887 | 4
2011-04-19 | 10-11 | 10-11 |  | 0 | 0.0011961 | 0.15432 | 0.21831 | 0.058138 | 0 | 6.9139e-06 | 0.0014121 | 0.00067798 | 0.00030339 | 4
2011-04-20 | 10-11 | 10-11 |  | 0 | 0.13948 | 0.012432 | 0.081379 | 0.11205 | 0 | 0.0015591 | 0.000111 | 0.00050092 | 0.0011789 | 4
2011-04-21 | 10-11 | 10-11 |  | 0 | 0.023583 | 1.3068 | 0.058593 | 0.19532 | 0 | 9.5066e-05 | 0.0048191 | 0.00037045 | 0.00075229 | 4
2011-04-22 | 10-11 | 10-11 |  | 0 | 0.01175 | 0 | 0.27625 | 0.055401 | 0 | 7.2596e-05 | 0 | 0.0019594 | 0.00038551 | 4
2011-04-23 | 10-11 | 10-11 |  | 0 | 0.10465 | 0 | 0.42233 | 0.14467 | 0 | 0.0019566 | 0 | 0.002677 | 0.0018119 | 4
2011-04-24 | 10-11 | 10-11 |  | 0 | 0.0034258 | 0.10367 | 0.27218 | 0.062349 | 0 | 8.6424e-05 | 0.00044399 | 0.0020875 | 0.00047442 | 4
2011-04-25 | 10-11 | 10-11 |  | 0 | 0.00038545 | 0.99719 | 0 | 0.12921 | 0 | 5.1854e-06 | 0.0068355 | 0 | 0.00088744 | 4
2011-04-26 | 10-11 | 10-11 |  | 0 | 0.0032167 | 0 | 0 | 0.0022258 | 0 | 8.8152e-05 | 0 | 0 | 6.0996e-05 | 4
2011-04-27 | 10-11 | 10-11 |  | 0 | 0.022897 | 0.22032 | 0.0081894 | 0.045852 | 0 | 0.00015556 | 0.00090647 | 0.0001328 | 0.00025953 | 4
2011-04-28 | 10-11 | 10-11 |  | 0 | 0.054882 | 0.0052076 | 0.011463 | 0.04061 | 0 | 0.00019128 | 2.7749e-05 | 0.00027259 | 0.00018259 | 4
2011-04-29 | 10-11 | 10-11 |  | 0 | 0.30483 | 0 | 0.13607 | 0.23421 | 0 | 0.0045943 | 0 | 0.00056615 | 0.0032759 | 4
2011-04-30 | 10-11 | 10-11 |  | 0 | 0.35103 | 0.20377 | 0.31344 | 0.32288 | 0 | 0.0022297 | 0.0016187 | 0.00090864 | 0.0019076 | 4
2011-05-01 | 10-11 | 10-11 |  | 0 | 0.0025547 | 0.0026639 | 0.0027469 | 0.0025822 | 0 | 3.2841e-05 | 1.8499e-05 | 2.0969e-05 | 2.8704e-05 | 5
2011-05-02 | 10-11 | 10-11 |  | 0 | 0.093144 | 0.0019054 | 0.020652 | 0.06823 | 0 | 0.00076802 | 1.8499e-05 | 7.4555e-05 | 0.00054657 | 5
2011-05-03 | 10-11 | 10-11 |  | 0 | 0.60593 | 0.0039866 | 0.057328 | 0.42959 | 0 | 0.0037514 | 4.6249e-05 | 0.00034249 | 0.0026603 | 5
2011-05-04 | 10-11 | 10-11 |  | 0 | 0.63786 | 0.049431 | 0.62851 | 0.55602 | 0 | 0.0036091 | 0.00033607 | 0.0025023 | 0.0029928 | 5
2011-05-05 | 10-11 | 10-11 |  | 0 | 0.062737 | 0.30407 | 0.021702 | 0.08644 | 0 | 0.0042313 | 0.0017482 | 0.00083874 | 0.0032974 | 5
2011-05-06 | 10-11 | 10-11 |  | 0.035077 | 0.076355 | 0.092507 | 0.17926 | 0.095735 | 0.00047401 | 0.00076053 | 0.00019424 | 0.00071526 | 0.00067734 | 5
2011-05-07 | 10-11 | 10-11 |  | 0 | 0.16669 | 0.57995 | 0.97203 | 0.35666 | 0 | 0.0014894 | 0.0030802 | 0.0034738 | 0.0020232 | 5
2011-05-08 | 10-11 | 10-11 |  | 0 | 0.20047 | 0.093931 | 0.018243 | 0.15398 | 0 | 0.0026826 | 0.015225 | 0.00012581 | 0.0038464 | 5
2011-05-09 | 10-11 | 10-11 |  | 0 | 0.3318 | 0.00096197 | 0.017106 | 0.23264 | 0 | 0.0029344 | 9.2497e-06 | 0.00010018 | 0.0020488 | 5
2011-05-10 | 10-11 | 10-11 |  | 0 | 0.027595 | 0.061464 | 0.34127 | 0.085438 | 0 | 0.0014122 | 0.00049024 | 0.0020945 | 0.0013989 | 5
2011-05-11 | 10-11 | 10-11 |  | 0 | 0.026309 | 0.32665 | 0.34748 | 0.1199 | 0 | 0.0031049 | 0.0023217 | 0.0009995 | 0.0026196 | 5
2011-05-12 | 10-11 | 10-11 |  | 0 | 0.10574 | 0.065408 | 0.9583 | 0.2456 | 0 | 0.00067583 | 0.0031326 | 0.0047599 | 0.0016872 | 5
2011-05-13 | 10-11 | 10-11 |  | 0 | 0.21541 | 0.0076588 | 0.0060879 | 0.15108 | 0 | 0.003215 | 0.00019424 | 2.0969e-05 | 0.0022533 | 5
2011-05-14 | 10-11 | 10-11 |  | 0 | 0.80785 | 0.078188 | 1.1997 | 0.77438 | 0 | 0.0076416 | 0.0010298 | 0.0075277 | 0.0067088 | 5
2011-05-15 | 10-11 | 10-11 |  | 0 | 0.00096795 | 5.0464 | 0.21585 | 0.69012 | 0 | 1.0371e-05 | 0.022113 | 0.0012814 | 0.0030857 | 5
2011-05-16 | 10-11 | 10-11 |  | 0 | 0.024323 | 0.038081 | 0.018837 | 0.024977 | 0 | 0.00020915 | 0.00053648 | 0.00010484 | 0.00023202 | 5
2011-05-17 | 10-11 | 10-11 |  | 0 | 0.016149 | 0.19731 | 0.041343 | 0.043761 | 0 | 8.4695e-05 | 0.0027472 | 0.0002027 | 0.0004485 | 5
2011-05-18 | 10-11 | 10-11 |  | 0 | 0.13087 | 0.016372 | 0.010887 | 0.094534 | 0 | 0.0019359 | 0.00020966 | 0.00012814 | 0.0013886 | 5
2011-05-19 | 10-11 | 10-11 |  | 0 | 0.0071697 | 0.015419 | 0.0076605 | 0.0082656 | 0 | 4.494e-05 | 0.00011408 | 6.2906e-05 | 5.6611e-05 | 5
2011-05-20 | 10-11 | 10-11 |  | 0 | 0.6535 | 0.0051983 | 0.1664 | 0.48133 | 0 | 0.0046738 | 2.7749e-05 | 0.00073856 | 0.003364 | 5
2011-05-21 | 10-11 | 10-11 |  | 0 | 0.36952 | 0.0018314 | 0.25252 | 0.29913 | 0 | 0.0039409 | 9.2497e-06 | 0.0012232 | 0.0029374 | 5
2011-05-22 | 10-11 | 10-11 |  | 0 | 1.9868 | 3.4916 | 18.8814 | 5.0571 | 0 | 0.02106 | 0.040464 | 0.12874 | 0.041834 | 5
2011-05-23 | 10-11 | 10-11 |  | 0 | 0.81146 | 0.99467 | 0.17742 | 0.72046 | 0 | 0.022282 | 0.0075046 | 0.0009133 | 0.016545 | 5
2011-05-24 | 10-11 | 10-11 |  | 0 | 0.19763 | 0.025813 | 0.48004 | 0.22223 | 0 | 0.0012727 | 9.2497e-06 | 0.0059924 | 0.0019072 | 5
2011-05-25 | 10-11 | 10-11 |  | 0.050561 | 0.28918 | 0.1118 | 0.036168 | 0.22128 | 0.00036867 | 0.0010855 | 0.00077081 | 0.00028191 | 0.00091375 | 5
2011-05-26 | 10-11 | 10-11 |  | 0 | 0.24527 | 0.0022014 | 0.041091 | 0.17703 | 0 | 0.001615 | 1.8499e-05 | 0.00015377 | 0.0011462 | 5
2011-05-27 | 10-11 | 10-11 |  | 0 | 0.58104 | 0.0028304 | 0.10564 | 0.42049 | 0 | 0.0026486 | 9.2497e-06 | 0.00077817 | 0.001967 | 5
2011-05-28 | 10-11 | 10-11 |  | 0 | 1.521 | 0.71548 | 1.0973 | 1.3327 | 0 | 0.0076053 | 0.0058551 | 0.0094079 | 0.0076293 | 5
2011-05-29 | 10-11 | 10-11 |  | 0.50245 | 0.20105 | 0.13111 | 0.090207 | 0.17531 | 0.00063201 | 0.0015257 | 0.00074923 | 0.00029356 | 0.0012076 | 5
2011-05-30 | 10-11 | 10-11 |  | 0.010112 | 0.056434 | 0.29189 | 0.016971 | 0.079771 | 0.00021067 | 0.00036874 | 0.0015293 | 7.6885e-05 | 0.00046764 | 5
2011-05-31 | 10-11 | 10-11 |  | 0 | 0.071545 | 0.0016002 | 1.4149 | 0.29182 | 0 | 0.0005871 | 9.2497e-06 | 0.010967 | 0.002284 | 5
2011-06-01 | 10-11 | 10-11 |  | 1.4927 | 0.065104 | 0.0037091 | 0.26872 | 0.10281 | 0.010586 | 0.00052891 | 2.7749e-05 | 0.001999 | 0.00079176 | 6
2011-06-02 | 10-11 | 10-11 |  | 0.018118 | 0.1057 | 0.038309 | 0.59465 | 0.17998 | 0.00021067 | 0.001267 | 0.00027441 | 0.0027189 | 0.001379 | 6
2011-06-03 | 10-11 | 10-11 |  | 0 | 0.013358 | 0.12413 | 0.44749 | 0.10186 | 0 | 0.00016939 | 0.0040606 | 0.0027632 | 0.0011151 | 6
2011-06-04 | 10-11 | 10-11 |  | 0 | 0.57349 | 0.047941 | 1.6592 | 0.68693 | 0 | 0.0036592 | 0.00035149 | 0.0093939 | 0.0041848 | 6
2011-06-05 | 10-11 | 10-11 |  | 0 | 0.061784 | 0.015049 | 1.2545 | 0.25936 | 0 | 0.00034915 | 0.0001295 | 0.013008 | 0.0024841 | 6
2011-06-06 | 10-11 | 10-11 |  | 0 | 0.5489 | 0.022736 | 0.17716 | 0.41306 | 0 | 0.0047585 | 0.00018191 | 0.0014818 | 0.0035697 | 6
2011-06-07 | 10-11 | 10-11 |  | 0 | 0.53784 | 1.1879 | 0.40126 | 0.59441 | 0 | 0.0058059 | 0.0099897 | 0.0027352 | 0.0057771 | 6
2011-06-08 | 10-11 | 10-11 |  | 0 | 0.13332 | 0.027959 | 0.22712 | 0.13473 | 0 | 0.0034644 | 0.00043165 | 0.00075487 | 0.0025822 | 6
2011-06-09 | 10-11 | 10-11 |  | 0 | 0.015871 | 0.0066968 | 0.00041937 | 0.011919 | 0 | 0.00011235 | 7.3998e-05 | 2.0969e-05 | 9.0896e-05 | 6
2011-06-10 | 10-11 | 10-11 |  | 0 | 0.023927 | 0.020479 | 0.021101 | 0.022815 | 0 | 0.0001763 | 0.00049024 | 0.00010717 | 0.00020372 | 6
2011-06-11 | 10-11 | 10-11 |  | 0 | 0.0079556 | 0.010335 | 0 | 0.0068411 | 0 | 7.3748e-05 | 0.00021891 | 0 | 7.9335e-05 | 6
2011-06-12 | 10-11 | 10-11 |  | 0 | 0.0012514 | 0.1769 | 0.073656 | 0.036343 | 0 | 1.0371e-05 | 0.0010144 | 0.00029356 | 0.00018857 | 6
2011-06-13 | 10-11 | 10-11 |  | 0 | 0.009642 | 0.026482 | 0.0021994 | 0.010472 | 0 | 0.0028462 | 0.00047174 | 1.8639e-05 | 0.0020336 | 6
2011-06-14 | 10-11 | 10-11 |  | 0 | 0.050969 | 0.0045694 | 0.604 | 0.13921 | 0 | 0.00052546 | 3.6999e-05 | 0.00075953 | 0.00049834 | 6
2011-06-15 | 10-11 | 10-11 |  | 0 | 0.11008 | 0.00067523 | 1.5856 | 0.34758 | 0 | 0.0013811 | 9.2497e-06 | 0.01342 | 0.0032531 | 6
2011-06-16 | 10-11 | 10-11 |  | 0 | 0.049021 | 2.1676 | 0.36743 | 0.37707 | 0 | 0.0027339 | 0.012096 | 0.001554 | 0.0037216 | 6
2011-06-17 | 10-11 | 10-11 |  | 0 | 0.2798 | 0.017214 | 0.10524 | 0.21384 | 0 | 0.0048576 | 9.2497e-05 | 0.0075627 | 0.0046672 | 6
2011-06-18 | 10-11 | 10-11 |  | 0 | 0.027054 | 0.0099897 | 0.17162 | 0.049378 | 0 | 0.0016449 | 5.5498e-05 | 0.0014352 | 0.001391 | 6
2011-06-19 | 10-11 | 10-11 |  | 0 | 1.8856 | 0.0025344 | 0.091227 | 1.3216 | 0 | 0.027533 | 1.8499e-05 | 0.00097154 | 0.019229 | 6
2011-06-20 | 10-11 | 10-11 |  | 0 | 1.6361 | 9.9141 | 16.9238 | 5.3137 | 0 | 0.015944 | 0.062667 | 0.083537 | 0.033486 | 6
2011-06-21 | 10-11 | 10-11 |  | 0 | 0.51658 | 1.5087 | 6.2098 | 1.6151 | 0 | 0.0041512 | 0.0081706 | 0.029978 | 0.0090585 | 6
2011-06-22 | 10-11 | 10-11 |  | 0 | 1.055 | 0.012672 | 0.27007 | 0.77785 | 0 | 0.0083376 | 9.2497e-05 | 0.0027725 | 0.0062555 | 6
2011-06-23 | 10-11 | 10-11 |  | 0 | 0.025159 | 0.34871 | 0.20295 | 0.097226 | 0 | 0.00020454 | 0.0035889 | 0.00064304 | 0.00071561 | 6
2011-06-24 | 10-11 | 10-11 |  | 0 | 0.038311 | 0.0060401 | 0.059402 | 0.037454 | 0 | 0.0064916 | 4.6249e-05 | 0.00037278 | 0.0045616 | 6
2011-06-25 | 10-11 | 10-11 |  | 0 | 0.45754 | 0.0054173 | 0.0034808 | 0.31789 | 0 | 0.0052056 | 6.7831e-05 | 9.7853e-05 | 0.0036275 | 6
2011-06-26 | 10-11 | 10-11 |  | 0 | 0.2486 | 0.67469 | 0.00034948 | 0.25931 | 0 | 0.0027212 | 0.0044769 | 6.9895e-06 | 0.002463 | 6
2011-06-27 | 10-11 | 10-11 |  | 0 | 0.051752 | 0.0099897 | 0.28954 | 0.086646 | 0 | 0.00051509 | 0.00099897 | 0.0032711 | 0.0010453 | 6
2011-06-28 | 10-11 | 10-11 |  | 0 | 0.2275 | 0.58738 | 0.069972 | 0.24534 | 0 | 0.0028168 | 0.029729 | 0.0005312 | 0.0058839 | 6
2011-06-29 | 10-11 | 10-11 |  | 0 | 0.058736 | 1.3635 | 0.047347 | 0.22505 | 0 | 0.00034858 | 0.011941 | 0.00047529 | 0.0018666 | 6
2011-06-30 | 10-11 | 10-11 |  | 0 | 0.090374 | 0.0011192 | 0.049751 | 0.071206 | 0 | 0.0015706 | 9.2497e-06 | 4.1937e-05 | 0.0011023 | 6
2011-07-01 | 11-12 | 11-12 |  | 0 | 0.019969 | 0.16544 | 0.076648 | 0.049773 | 0 | 0.00015051 | 0.0016274 | 0.00055457 | 0.00042567 | 7
2011-07-02 | 11-12 | 11-12 |  | 0.023173 | 1.5296 | 1.6502 | 5.799 | 2.2284 | 0.00015552 | 0.013098 | 0.010213 | 0.011537 | 0.012335 | 7
2011-07-03 | 11-12 | 11-12 |  | 0 | 0.5858 | 1.6678 | 1.9075 | 0.95027 | 0 | 0.0068982 | 0.018782 | 0.012792 | 0.0094979 | 7
2011-07-04 | 11-12 | 11-12 |  | 0 | 0.2908 | 0.66243 | 0.079341 | 0.30728 | 0 | 0.0043832 | 0.0032936 | 0.00030648 | 0.0035325 | 7
2011-07-05 | 11-12 | 11-12 |  | 0 | 0.31259 | 0.2619 | 0.011549 | 0.2541 | 0 | 0.0027977 | 0.0026349 | 0.0006543 | 0.0024052 | 7
2011-07-06 | 11-12 | 11-12 |  | 0 | 0.050506 | 0.10245 | 0.006093 | 0.050323 | 0 | 0.00050553 | 0.00084694 | 3.6485e-05 | 0.00047424 | 7
2011-07-07 | 11-12 | 11-12 |  | 0 | 1.7263 | 0.29572 | 0.98309 | 1.3884 | 0 | 0.024765 | 0.022386 | 0.006903 | 0.021337 | 7
2011-07-08 | 11-12 | 11-12 |  | 0 | 0.0082815 | 0.0068447 | 0.076568 | 0.019099 | 0 | 7.0085e-05 | 3.8749e-05 | 0.0002554 | 9.5164e-05 | 7
2011-07-09 | 11-12 | 11-12 |  | 0 | 0.064024 | 0.54911 | 0.005429 | 0.12323 | 0 | 0.0015459 | 0.012604 | 7.297e-06 | 0.002862 | 7
2011-07-10 | 11-12 | 11-12 |  | 0 | 0.34453 | 0 | 0.069293 | 0.24807 | 0 | 0.0019233 | 0 | 0.00027972 | 0.0013674 | 7
2011-07-11 | 11-12 | 11-12 |  | 0 | 0.01555 | 0.054661 | 0.0099969 | 0.02011 | 0 | 0.00019245 | 0.015477 | 7.297e-05 | 0.0023523 | 7
2011-07-12 | 11-12 | 11-12 |  | 0 | 0.028893 | 0.84516 | 1.4611 | 0.37764 | 0 | 0.00027517 | 0.013454 | 0.025292 | 0.0062145 | 7
2011-07-13 | 11-12 | 11-12 |  | 0 | 0.17128 | 0.0083531 | 0.020198 | 0.1222 | 0 | 0.0013713 | 6.0891e-05 | 0.00030648 | 0.001001 | 7
2011-07-14 | 11-12 | 11-12 |  | 0 | 0.072143 | 0 | 0.10732 | 0.067012 | 0 | 0.00069683 | 0 | 0.00076619 | 0.00060337 | 7
2011-07-15 | 11-12 | 11-12 |  | 0 | 0.052075 | 0.0060559 | 0.0076254 | 0.037897 | 0 | 0.0025127 | 9.6872e-05 | 3.6485e-05 | 0.0017469 | 7
2011-07-16 | 11-12 | 11-12 |  | 0 | 0.17128 | 0.2883 | 0.011398 | 0.16071 | 0 | 0.0015603 | 0.0016164 | 8.0267e-05 | 0.0013161 | 7
2011-07-17 | 11-12 | 11-12 |  | 0 | 0.33854 | 3.0163 | 1.9836 | 0.98506 | 0 | 0.0025575 | 0.035189 | 0.020439 | 0.010097 | 7
2011-07-18 | 11-12 | 11-12 |  | 0 | 0.33958 | 0.086388 | 0 | 0.24574 | 0 | 0.011707 | 0.00033213 | 0 | 0.0080941 | 7
2011-07-19 | 11-12 | 11-12 |  | 0 | 0.048246 | 0.64538 | 0.26761 | 0.16868 | 0 | 0.00063938 | 0.0064323 | 0.00078078 | 0.0014839 | 7
2011-07-20 | 11-12 | 11-12 |  | 2.1229 | 0.014106 | 0.052145 | 0 | 0.033306 | 0.010886 | 0.00013902 | 0.00010794 | 0 | 0.00019388 | 7
2011-07-21 | 11-12 | 11-12 |  | 0 | 0.21892 | 0.0007473 | 0.027634 | 0.15507 | 0 | 0.0014138 | 8.3033e-06 | 6.5673e-05 | 0.00098363 | 7
2011-07-22 | 11-12 | 11-12 |  | 0 | 0.26085 | 0.024661 | 0.0018389 | 0.18312 | 0 | 0.001601 | 0.0002491 | 2.1891e-05 | 0.0011396 | 7
2011-07-23 | 11-12 | 11-12 |  | 0 | 0.038196 | 0.021863 | 0.015543 | 0.031897 | 0 | 0.00031711 | 0.00092167 | 3.6485e-05 | 0.00035539 | 7
2011-07-24 | 11-12 | 11-12 |  | 0 | 0.015352 | 0.13862 | 0.0015616 | 0.030582 | 0 | 0.00032343 | 0.00098809 | 7.297e-06 | 0.00036447 | 7
2011-07-25 | 11-12 | 11-12 |  | 0.0099533 | 0.26432 | 0.034514 | 0.0042177 | 0.18737 | 0.00015552 | 0.0012874 | 0.00042624 | 3.6485e-05 | 0.00095283 | 7
2011-07-26 | 11-12 | 11-12 |  | 0 | 0.028297 | 0.24652 | 0.88585 | 0.19843 | 0 | 0.00024357 | 0.0028563 | 0.0024518 | 0.00097297 | 7
2011-07-27 | 11-12 | 11-12 |  | 0 | 0.038528 | 0.12854 | 0.13003 | 0.065932 | 0 | 0.00042453 | 0.0056795 | 0.0013937 | 0.0013284 | 7
2011-07-28 | 11-12 | 11-12 |  | 0 | 0.011204 | 0.40444 | 0.065549 | 0.076043 | 0 | 9.0191e-05 | 0.0034625 | 0.001007 | 0.00071946 | 7
2011-07-29 | 11-12 | 11-12 |  | 0 | 0.10672 | 0.042372 | 0.39219 | 0.14307 | 0 | 0.0018113 | 0.0002491 | 0.0026999 | 0.0017189 | 7
2011-07-30 | 11-12 | 11-12 |  | 0 | 0.32603 | 0.0026737 | 0 | 0.22449 | 0 | 0.0046446 | 2.491e-05 | 0 | 0.0031961 | 7
2011-07-31 | 11-12 | 11-12 |  | 0 | 0.0050295 | 0.015469 | 0.12692 | 0.026269 | 0 | 0.00010226 | 0.00022419 | 0.0027364 | 0.0005465 | 7
2011-08-01 | 11-12 | 11-12 |  | 0 | 0.38188 | 0.0065347 | 1.7162 | 0.54203 | 0 | 0.004374 | 5.5355e-05 | 0.012383 | 0.0050248 | 8
2011-08-02 | 11-12 | 11-12 |  | 0 | 0.014868 | 0.0011292 | 0.0040134 | 0.011032 | 0 | 0.00014649 | 8.3033e-06 | 0.00016053 | 0.00012794 | 8
2011-08-03 | 11-12 | 11-12 |  | 0 | 0.010316 | 0.60382 | 1.1116 | 0.2737 | 0 | 0.00011719 | 0.0050318 | 0.0060784 | 0.0017852 | 8
2011-08-04 | 11-12 | 11-12 |  | 0 | 0.18456 | 0.74623 | 0.16539 | 0.26017 | 0 | 0.0014241 | 0.0064378 | 0.0017002 | 0.0021734 | 8
2011-08-05 | 11-12 | 11-12 |  | 0 | 0.032119 | 0.74804 | 0.0035318 | 0.12937 | 0 | 0.00018096 | 0.015959 | 2.9188e-05 | 0.002406 | 8
2011-08-06 | 11-12 | 11-12 |  | 0 | 0.020361 | 0.0019568 | 0.15384 | 0.039249 | 0 | 0.00034755 | 1.9374e-05 | 0.0019556 | 0.00055914 | 8
2011-08-07 | 11-12 | 11-12 |  | 0 | 0.15238 | 0.020858 | 0.093066 | 0.12283 | 0 | 0.0050346 | 0.00046498 | 0.00044512 | 0.0035993 | 8
2011-08-08 | 11-12 | 11-12 |  | 0 | 0.16532 | 0.039773 | 0.70746 | 0.23416 | 0 | 0.00095936 | 0.00019651 | 0.0074065 | 0.0018899 | 8
2011-08-09 | 11-12 | 11-12 |  | 0 | 0.050431 | 0.018201 | 0.13159 | 0.058625 | 0 | 0.00051817 | 0.00013285 | 0.0018097 | 0.00066892 | 8
2011-08-10 | 11-12 | 11-12 |  | 0 | 0.035263 | 0.054719 | 4.1651 | 0.70823 | 0 | 0.00020049 | 0.0012123 | 0.032406 | 0.0055717 | 8
2011-08-11 | 11-12 | 11-12 |  | 0.07465 | 0.083788 | 0.022917 | 0.041411 | 0.068155 | 0.00031104 | 0.00063421 | 0.00012732 | 6.5673e-05 | 0.00046713 | 8
2011-08-12 | 11-12 | 11-12 |  | 0.12224 | 0.30546 | 0.052161 | 0.010479 | 0.22004 | 0.00046656 | 0.0029286 | 0.00053695 | 0.00017513 | 0.0021217 | 8
2011-08-13 | 11-12 | 11-12 |  | 0 | 0.16173 | 0.035131 | 1.0421 | 0.28535 | 0 | 0.00066523 | 0.00010794 | 0.0051371 | 0.0013066 | 8
2011-08-14 | 11-12 | 11-12 |  | 0 | 0.01356 | 0.2927 | 0.11334 | 0.069479 | 0 | 0.00023094 | 0.0019845 | 0.00061538 | 0.00054177 | 8
2011-08-15 | 11-12 | 11-12 |  | 0 | 0.053499 | 0.49582 | 0.2979 | 0.15587 | 0 | 0.00058998 | 0.021243 | 0.0010216 | 0.003602 | 8
2011-08-16 | 11-12 | 11-12 |  | 0 | 0.26372 | 0.26556 | 0.25502 | 0.26056 | 0 | 0.001948 | 0.0019125 | 0.00073457 | 0.0017311 | 8
2011-08-17 | 11-12 | 11-12 |  | 0.030171 | 0.23891 | 1.0587 | 0.86158 | 0.45536 | 0.00031104 | 0.0051536 | 0.0060337 | 0.0036582 | 0.0049995 | 8
2011-08-18 | 11-12 | 11-12 |  | 0 | 0.066643 | 1.3547 | 0.23866 | 0.27782 | 0 | 0.00055953 | 0.013327 | 0.0011821 | 0.0024778 | 8
2011-08-19 | 11-12 | 11-12 |  | 0 | 0.018737 | 0.3786 | 0.42524 | 0.13593 | 0 | 9.6511e-05 | 0.0039358 | 0.001474 | 0.00086714 | 8
2011-08-20 | 11-12 | 11-12 |  | 0 | 0.021236 | 3.5152 | 0.0047285 | 0.51687 | 0 | 7.2383e-05 | 0.022103 | 5.1079e-05 | 0.0032115 | 8
2011-08-21 | 11-12 | 11-12 |  | 0 | 1.3327 | 0.00081372 | 0.0050058 | 0.91698 | 0 | 0.0098464 | 8.3033e-06 | 3.6485e-05 | 0.0067752 | 8
2011-08-22 | 11-12 | 11-12 |  | 0 | 0.37929 | 0.001561 | 0.80121 | 0.391 | 0 | 0.0021393 | 8.3033e-06 | 0.0046409 | 0.0022251 | 8
2011-08-23 | 11-12 | 11-12 |  | 0.020218 | 0.1654 | 0.036601 | 1.2822 | 0.32722 | 0.00031104 | 0.0019676 | 0.0039524 | 0.0099823 | 0.0035392 | 8
2011-08-24 | 11-12 | 11-12 |  | 0 | 0.79367 | 0.0017935 | 0.38344 | 0.60805 | 0 | 0.0088221 | 1.6607e-05 | 0.0038236 | 0.0066872 | 8
2011-08-25 | 11-12 | 11-12 |  | 0 | 0.0028178 | 1.0622 | 0.015236 | 0.15595 | 0 | 1.7234e-05 | 0.011674 | 6.5673e-05 | 0.0016881 | 8
2011-08-26 | 11-12 | 11-12 |  | 0 | 0.025789 | 2.7842 | 0.021957 | 0.4185 | 0 | 0.00028206 | 0.018264 | 0.0004816 | 0.0028778 | 8
2011-08-27 | 11-12 | 11-12 |  | 0 | 0.014068 | 0.67247 | 0.0032837 | 0.10614 | 0 | 0.00018268 | 0.0040852 | 1.4594e-05 | 0.00071077 | 8
2011-08-28 | 11-12 | 11-12 |  | 0 | 0.336 | 1.3112 | 0.024168 | 0.42195 | 0 | 0.0092909 | 0.0046332 | 0.00026269 | 0.0070899 | 8
2011-08-29 | 11-12 | 11-12 |  | 0 | 0.070152 | 0.0042264 | 0.011478 | 0.050687 | 0 | 0.00057045 | 0.00011625 | 2.9188e-05 | 0.00041343 | 8
2011-08-30 | 11-12 | 11-12 |  | 0 | 0.050037 | 0.063717 | 0.0038528 | 0.04411 | 0 | 0.00049519 | 0.00028785 | 2.1891e-05 | 0.000385 | 8
2011-08-31 | 11-12 | 11-12 |  | 0 | 0.039627 | 0.003778 | 0.35018 | 0.084626 | 0 | 0.00046819 | 1.6607e-05 | 0.0087637 | 0.0017469 | 8
2011-09-01 | 11-12 | 11-12 |  | 0 | 0.011471 | 0.0030611 | 0.16461 | 0.035044 | 0 | 0.00017234 | 1.9374e-05 | 0.0014667 | 0.00035933 | 9
2011-09-02 | 11-12 | 11-12 |  | 0.12877 | 0.020853 | 0.0013783 | 0.021249 | 0.018961 | 0.0011923 | 0.00017923 | 1.6607e-05 | 0.00013135 | 0.00015597 | 9
2011-09-03 | 11-12 | 11-12 |  | 0 | 0.23349 | 0.26709 | 0.01466 | 0.20098 | 0 | 0.0037685 | 0.0019679 | 0.00010946 | 0.0028889 | 9
2011-09-04 | 11-12 | 11-12 |  | 0 | 0.25754 | 1.1287 | 0.15696 | 0.36353 | 0 | 0.0044814 | 0.017346 | 0.00071754 | 0.0056716 | 9
2011-09-05 | 11-12 | 11-12 |  | 0 | 0.0095735 | 0.16209 | 0.96361 | 0.18614 | 0 | 8.9617e-05 | 0.0038112 | 0.0030453 | 0.0010997 | 9
2011-09-06 | 11-12 | 11-12 |  | 0.011509 | 0.27952 | 0.41027 | 0.1676 | 0.27796 | 0.00015552 | 0.0030843 | 0.0017188 | 0.0020602 | 0.0027009 | 9
2011-09-07 | 11-12 | 11-12 |  | 0 | 0.015049 | 0.18828 | 1.9117 | 0.34756 | 0 | 0.00019819 | 0.02075 | 0.00827 | 0.0044392 | 9
2011-09-08 | 11-12 | 11-12 |  | 0 | 0.22242 | 0.0029145 | 2.8157 | 0.61041 | 0 | 0.0030142 | 2.491e-05 | 0.0076911 | 0.003324 | 9
2011-09-09 | 11-12 | 11-12 |  | 0 | 0.31766 | 0.0032632 | 0.15765 | 0.24441 | 0 | 0.0076559 | 2.491e-05 | 0.0019921 | 0.0055894 | 9
2011-09-10 | 11-12 | 11-12 |  | 0 | 0.11244 | 0.027143 | 0.0037142 | 0.081765 | 0 | 0.0010886 | 0.00010794 | 2.1891e-05 | 0.00076724 | 9
2011-09-11 | 11-12 | 11-12 |  | 0 | 0.0041896 | 0.0028563 | 0.016 | 0.0058848 | 0 | 6.434e-05 | 1.6607e-05 | 6.3241e-05 | 5.6862e-05 | 9
2011-09-12 | 11-12 | 11-12 |  | 0 | 0.2159 | 0.51322 | 0.0030064 | 0.22211 | 0 | 0.0019865 | 0.0052726 | 7.297e-06 | 0.0021189 | 9
2011-09-13 | 11-12 | 11-12 |  | 0 | 0.0532 | 0.026047 | 0.16967 | 0.06783 | 0 | 0.00047394 | 0.00015776 | 0.0014424 | 0.00058244 | 9
2011-09-14 | 11-12 | 11-12 |  | 0 | 0.044654 | 0.016922 | 0.023462 | 0.036917 | 0 | 0.00024185 | 0.00018267 | 0.00028458 | 0.0002385 | 9
2011-09-15 | 11-12 | 11-12 |  | 0 | 0.080584 | 0.011813 | 0.0034223 | 0.057632 | 0 | 0.00070545 | 0.00010518 | 2.9188e-05 | 0.00050465 | 9
2011-09-16 | 11-12 | 11-12 |  | 0 | 0.23508 | 0.0051093 | 0.05518 | 0.17127 | 0 | 0.0030682 | 3.5981e-05 | 0.00037945 | 0.0021758 | 9
2011-09-17 | 11-12 | 11-12 |  | 0 | 0.66261 | 0.030177 | 0.1364 | 0.48191 | 0 | 0.0060342 | 0.00015223 | 0.0014229 | 0.0044005 | 9
2011-09-18 | 11-12 | 11-12 |  | 0 | 0.26681 | 0.0029726 | 0.9108 | 0.33168 | 0 | 0.0026339 | 1.6607e-05 | 0.01026 | 0.0034784 | 9
2011-09-19 | 11-12 | 11-12 |  | 0 | 0.26543 | 1.6096 | 1.7204 | 0.69138 | 0 | 0.0046021 | 0.0085358 | 0.020514 | 0.0077115 | 9
2011-09-20 | 11-12 | 11-12 |  | 0 | 0.19128 | 0.0068502 | 1.0599 | 0.30453 | 0 | 0.0035715 | 3.3213e-05 | 0.0035318 | 0.003033 | 9
2011-09-21 | 11-12 | 11-12 |  | 0 | 0.0021301 | 0.027622 | 0.28101 | 0.051025 | 0 | 1.034e-05 | 0.00080265 | 0.019863 | 0.0033462 | 9
2011-09-22 | 11-12 | 11-12 |  | 0 | 0.37896 | 2.1438 | 2.0174 | 0.89384 | 0 | 0.0071429 | 0.015527 | 0.0074454 | 0.0083338 | 9
2011-09-23 | 11-12 | 11-12 |  | 0 | 0.016953 | 0.33227 | 0.0022402 | 0.059422 | 0 | 0.00035502 | 0.002062 | 2.1891e-05 | 0.00054177 | 9
2011-09-24 | 11-12 | 11-12 |  | 0 | 0.098124 | 0.022698 | 0.10651 | 0.087977 | 0 | 0.00071521 | 9.964e-05 | 0.0012989 | 0.00071669 | 9
2011-09-25 | 11-12 | 11-12 |  | 0 | 0.093498 | 1.0286 | 0.0054485 | 0.2119 | 0 | 0.00063996 | 0.012812 | 7.7835e-05 | 0.0022804 | 9
2011-09-26 | 11-12 | 11-12 |  | 0 | 0.026031 | 0.0093274 | 0.006633 | 0.020301 | 0 | 0.00031423 | 8.8569e-05 | 2.9188e-05 | 0.00023337 | 9
2011-09-27 | 11-12 | 11-12 |  | 0 | 0.0036553 | 0.10617 | 0.095839 | 0.033219 | 0 | 1.6085e-05 | 0.00058953 | 0.00026513 | 0.00013821 | 9
2011-09-28 | 11-12 | 11-12 |  | 0 | 0.050302 | 1.014 | 6.2036 | 1.1863 | 0 | 0.0014712 | 0.0097619 | 0.038329 | 0.0086264 | 9
2011-09-29 | 11-12 | 11-12 |  | 0 | 0.047443 | 0.60751 | 0.19758 | 0.15136 | 0 | 0.00030619 | 0.0088901 | 0.00068106 | 0.0015894 | 9
2011-09-30 | 11-12 | 11-12 |  | 0 | 0.11788 | 0.4304 | 2.8404 | 0.60355 | 0 | 0.0025104 | 0.0048076 | 0.033756 | 0.0078915 | 9
2011-10-01 | 11-12 | 11-12 |  | 0 | 0.88142 | 1.4282 | 0.070628 | 0.82108 | 0 | 0.0019854 | 0.009391 | 0.00058376 | 0.0027993 | 10
2011-10-02 | 11-12 | 11-12 |  | 0 | 0.016901 | 0.01008 | 0.0071803 | 0.014221 | 0 | 0.0001304 | 4.982e-05 | 4.3782e-05 | 0.00010385 | 10
2011-10-03 | 11-12 | 11-12 |  | 0 | 0.022761 | 0.0032798 | 0.099043 | 0.032192 | 0 | 0.00017406 | 3.3213e-05 | 0.00038674 | 0.00018717 | 10
2011-10-04 | 11-12 | 11-12 |  | 0 | 0.038509 | 1.0784 | 5.938 | 1.1443 | 0 | 0.00022404 | 0.0060199 | 0.025562 | 0.0051626 | 10
2011-10-05 | 11-12 | 11-12 |  | 0 | 0.061005 | 0.0022917 | 0.35912 | 0.10056 | 0 | 0.00060204 | 2.491e-05 | 0.004529 | 0.0011526 | 10
2011-10-06 | 11-12 | 11-12 |  | 0 | 0.016931 | 0.0016773 | 0.0026415 | 0.012306 | 0 | 0.0001396 | 2.491e-05 | 2.1891e-05 | 0.00010306 | 10
2011-10-07 | 11-12 | 11-12 |  | 0 | 0.0079759 | 0 | 0.016827 | 0.0082141 | 0 | 9.134e-05 | 0 | 8.0267e-05 | 7.5816e-05 | 10
2011-10-08 | 11-12 | 11-12 |  | 0 | 0.016955 | 0 | 0.05499 | 0.020582 | 0 | 0.00033089 | 0 | 0.00019702 | 0.00025943 | 10
2011-10-09 | 11-12 | 11-12 |  | 0 | 0.01837 | 0.0017852 | 0.19712 | 0.044883 | 0 | 0.00024415 | 8.3033e-06 | 0.00075889 | 0.00029221 | 10
2011-10-10 | 11-12 | 11-12 |  | 0 | 0.0028781 | 0.22801 | 0.014638 | 0.036885 | 0 | 3.217e-05 | 0.0021367 | 0.00022621 | 0.00036368 | 10
2011-10-11 | 11-12 | 11-12 |  | 0 | 0.0059584 | 0.70648 | 0.54568 | 0.19347 | 0 | 5.3426e-05 | 0.0072073 | 0.0085375 | 0.002451 | 10
2011-10-12 | 11-12 | 11-12 |  | 0 | 0.020474 | 0.074893 | 0.004349 | 0.025464 | 0 | 0.0010789 | 0.0012067 | 4.3782e-05 | 0.00092084 | 10
2011-10-13 | 11-12 | 11-12 |  | 0 | 0.17375 | 0.087907 | 0.018389 | 0.13496 | 0 | 0.0027402 | 0.00044838 | 2.1891e-05 | 0.0019511 | 10
2011-10-14 | 11-12 | 11-12 |  | 0 | 0.09439 | 1.0576 | 1.8338 | 0.51347 | 0 | 0.00054862 | 0.018242 | 0.030295 | 0.0078979 | 10
2011-10-15 | 11-12 | 11-12 |  | 0 | 0.16024 | 0.016012 | 0.16829 | 0.13975 | 0 | 0.0033377 | 0.00034044 | 0.00053998 | 0.0024304 | 10
2011-10-16 | 11-12 | 11-12 |  | 0 | 0.2638 | 0.21383 | 0.00032107 | 0.21188 | 0 | 0.0020595 | 0.0044672 | 7.297e-06 | 0.0020541 | 10
2011-10-17 | 11-12 | 11-12 |  | 0 | 0.17475 | 0.014747 | 0.03534 | 0.12796 | 0 | 0.0073618 | 0.00014946 | 0.0020359 | 0.0054121 | 10
2011-10-18 | 11-12 | 11-12 |  | 0 | 0.27041 | 0.90793 | 2.0876 | 0.65431 | 0 | 0.0080885 | 0.0058566 | 0.0090775 | 0.007869 | 10
2011-10-19 | 11-12 | 11-12 |  | 0.11892 | 0.87467 | 0.015486 | 0.09114 | 0.61913 | 0.001607 | 0.0081684 | 0.00035704 | 0.00030648 | 0.0057276 | 10
2011-10-20 | 11-12 | 11-12 |  | 0 | 0.32277 | 1.3587 | 4.5247 | 1.1503 | 0 | 0.0059854 | 0.012729 | 0.015835 | 0.0085008 | 10
2011-10-21 | 11-12 | 11-12 |  | 0 | 0.11032 | 0.035837 | 0.75112 | 0.20288 | 0 | 0.00082723 | 0.00027401 | 0.0020359 | 0.00093822 | 10
2011-10-22 | 11-12 | 11-12 |  | 0.049767 | 0.069535 | 0 | 1.0189 | 0.21358 | 0.0007776 | 0.0040477 | 0 | 0.0023205 | 0.0031649 | 10
2011-10-23 | 11-12 | 11-12 |  | 0 | 0.18897 | 0.14239 | 0.17623 | 0.17882 | 0 | 0.0027402 | 0.0010462 | 0.0023448 | 0.0024135 | 10
2011-10-24 | 11-12 | 11-12 |  | 0 | 0.51682 | 0.31782 | 0.0084646 | 0.40196 | 0 | 0.0089416 | 0.0057791 | 0.00011189 | 0.0069889 | 10
2011-10-25 | 11-12 | 11-12 |  | 0 | 0.67703 | 0 | 0.75113 | 0.58731 | 0 | 0.0091921 | 0 | 0.0044074 | 0.0070339 | 10
2011-10-26 | 11-12 | 11-12 |  | 0 | 0.035226 | 0.26754 | 0.036383 | 0.06829 | 0 | 0.0002137 | 0.0020758 | 0.00022864 | 0.00048017 | 10
2011-10-27 | 11-12 | 11-12 |  | 0.023328 | 0.0022129 | 0.67183 | 0.013984 | 0.099818 | 0.0007776 | 1.034e-05 | 0.020277 | 9.9726e-05 | 0.0029221 | 10
2011-10-28 | 11-12 | 11-12 |  | 0 | 0.80786 | 1.6228 | 0.1395 | 0.80947 | 0 | 0.018521 | 0.017786 | 0.0014521 | 0.015504 | 10
2011-10-29 | 11-12 | 11-12 |  | 0 | 0.036209 | 0.71008 | 0.0011529 | 0.12638 | 0 | 0.00030906 | 0.0091447 | 7.297e-06 | 0.0015183 | 10
2011-10-30 | 11-12 | 11-12 |  | 0 | 0.034559 | 0.31616 | 0.10997 | 0.086715 | 0 | 0.00054172 | 0.00097149 | 0.0011383 | 0.00069577 | 10
2011-10-31 | 11-12 | 11-12 |  | 0 | 0.0054517 | 0.00016607 | 0.0018243 | 0.0040672 | 0 | 3.3894e-05 | 3.3213e-05 | 7.297e-06 | 2.9221e-05 | 10
2011-11-01 | 11-12 | 11-12 |  | 0 | 0.021084 | 0.7728 | 0.30908 | 0.17492 | 0 | 0.0021341 | 0.01576 | 0.0013427 | 0.0039333 | 11
2011-11-02 | 11-12 | 11-12 |  | 0 | 0.016531 | 0.0080542 | 2.6065 | 0.43566 | 0 | 5.6872e-05 | 6.6426e-05 | 0.019965 | 0.0032897 | 11
2011-11-03 | 11-12 | 11-12 |  | 0 | 0.11081 | 4.754 | 0.086895 | 0.76852 | 0 | 0.0031228 | 0.033069 | 0.00038431 | 0.0069269 | 11
2011-11-04 | 11-12 | 11-12 |  | 0 | 0.020158 | 0.00096318 | 0.40208 | 0.079268 | 0 | 0.00024243 | 8.3033e-06 | 0.0088829 | 0.0016099 | 11
2011-11-05 | 11-12 | 11-12 |  | 0 | 0.01817 | 0.60241 | 1.0034 | 0.26133 | 0 | 0.00028953 | 0.0046969 | 0.016272 | 0.0035108 | 11
2011-11-06 | 11-12 | 11-12 |  | 0 | 0.0046934 | 0.053473 | 0.072233 | 0.022582 | 0 | 4.2511e-05 | 0.00063659 | 0.0004889 | 0.00019941 | 11
2011-11-07 | 11-12 | 11-12 |  | 0 | 0.055981 | 0.37572 | 2.7866 | 0.54447 | 0 | 0.00079621 | 0.0027567 | 0.011595 | 0.0028229 | 11
2011-11-08 | 11-12 | 11-12 |  | 0 | 0.058207 | 1.0827 | 2.6479 | 0.62435 | 0 | 0.00065604 | 0.003695 | 0.014207 | 0.0032846 | 11
2011-11-09 | 11-12 |  | MED | 0 | 4.4792 | 50.8845 | 4.6748 | 11.0974 | 0 | 0.023269 | 0.066667 | 0.013986 | 0.027776 | 11
2011-11-10 | 11-12 | 11-12 |  | 0 | 0.053593 | 1.8031 | 0.66455 | 0.40196 | 0 | 0.00041017 | 0.0013534 | 0.0043734 | 0.001185 | 11
2011-11-11 | 11-12 | 11-12 |  | 0 | 0.12307 | 0.32069 | 0.038908 | 0.13667 | 0 | 0.0022387 | 0.001525 | 0.00021891 | 0.0017919 | 11
2011-11-12 | 11-12 | 11-12 |  | 0 | 0.025875 | 0.040268 | 0.35017 | 0.080378 | 0 | 0.00028781 | 0.00032383 | 0.0018826 | 0.00054966 | 11
2011-11-13 | 11-12 | 11-12 |  | 0 | 0.51452 | 1.4625 | 0.98208 | 0.72175 | 0 | 0.0075089 | 0.010531 | 0.0039282 | 0.0073016 | 11
2011-11-14 | 11-12 | 11-12 |  | 0 | 0.006542 | 0.0042513 | 0.12662 | 0.025659 | 0 | 8.617e-05 | 0.00024633 | 0.00040134 | 0.00015953 | 11
2011-11-15 | 11-12 | 11-12 |  | 0 | 0.40489 | 3.4805 | 1.2299 | 0.97454 | 0 | 0.0071498 | 0.022519 | 0.0076619 | 0.0093711 | 11
2011-11-16 | 11-12 | 11-12 |  | 0 | 0.14795 | 0.07858 | 1.2027 | 0.30816 | 0 | 0.00060032 | 0.00094104 | 0.0064895 | 0.0016004 | 11
2011-11-17 | 11-12 | 11-12 |  | 0 | 0.0764 | 0.029053 | 3.229 | 0.58086 | 0 | 0.00066236 | 0.00011625 | 0.015645 | 0.0030117 | 11
2011-11-18 | 11-12 | 11-12 |  | 0.19502 | 0.76001 | 1.0968 | 6.4288 | 1.724 | 0.0037325 | 0.014131 | 0.0055438 | 0.033936 | 0.016042 | 11
2011-11-19 | 11-12 | 11-12 |  | 0 | 0.42703 | 2.6559 | 5.8051 | 1.6148 | 0 | 0.0064541 | 0.026258 | 0.014022 | 0.010459 | 11
2011-11-20 | 11-12 | 11-12 |  | 0 | 0.077741 | 0.21192 | 0.18184 | 0.11319 | 0 | 0.0008393 | 0.0018267 | 0.00064944 | 0.00094296 | 11
2011-11-21 | 11-12 | 11-12 |  | 0 | 0.025904 | 0.031096 | 0.18779 | 0.052729 | 0 | 0.00017234 | 0.00016607 | 0.0069346 | 0.0012679 | 11
2011-11-22 | 11-12 | 11-12 |  | 0 | 0.13434 | 0.059784 | 0.9742 | 0.25903 | 0 | 0.00049749 | 0.00034044 | 0.0042615 | 0.0010823 | 11
2011-11-23 | 11-12 | 11-12 |  | 0 | 0.48642 | 1.5148 | 0.089432 | 0.56498 | 0 | 0.006125 | 0.011608 | 0.0025248 | 0.0062761 | 11
2011-11-24 | 11-12 | 11-12 |  | 0 | 1.4961 | 0.0099806 | 0.092249 | 1.0448 | 0 | 0.023717 | 6.6426e-05 | 0.00024323 | 0.016352 | 11
2011-11-25 | 11-12 | 11-12 |  | 0 | 0.31895 | 0.96166 | 1.1685 | 0.54613 | 0 | 0.0033009 | 0.0048768 | 0.012753 | 0.005035 | 11
2011-11-26 | 11-12 | 11-12 |  | 0 | 0.02936 | 1.264 | 0.15538 | 0.22573 | 0 | 0.00062617 | 0.016208 | 0.0007443 | 0.0028636 | 11
2011-11-27 | 11-12 | 11-12 |  | 0 | 0.070233 | 0.10237 | 1.2899 | 0.27228 | 0 | 0.00097143 | 0.00089952 | 0.0067984 | 0.0018997 | 11
2011-11-28 | 11-12 | 11-12 |  | 0 | 0.19064 | 0.19606 | 0.61022 | 0.25808 | 0 | 0.0017228 | 0.002109 | 0.0034953 | 0.0020526 | 11
2011-11-29 | 11-12 | 11-12 |  | 0 | 0.36083 | 1.8286 | 0.14449 | 0.53236 | 0 | 0.0045222 | 0.019322 | 0.0016637 | 0.0061351 | 11
2011-11-30 | 11-12 | 11-12 |  | 0 | 0.10256 | 0.48334 | 0.086368 | 0.15348 | 0 | 0.0045641 | 0.0018544 | 0.00066403 | 0.0035096 | 11
2011-12-01 | 11-12 | 11-12 |  | 0 | 0.083875 | 0.001561 | 0.065104 | 0.068445 | 0 | 0.00049864 | 1.6607e-05 | 0.0089389 | 0.0017963 | 12
2011-12-02 | 11-12 | 11-12 |  | 0 | 0.063283 | 2.4135 | 0.018972 | 0.39091 | 0 | 0.00095304 | 0.0093993 | 0.00043782 | 0.0020672 | 12
2011-12-03 | 11-12 | 11-12 |  | 0 | 0.026941 | 0.0028314 | 0.047117 | 0.026571 | 0 | 0.00024932 | 2.2142e-05 | 0.00070052 | 0.00028826 | 12
2011-12-04 | 11-12 | 11-12 |  | 0 | 0.42959 | 0.019618 | 0 | 0.29809 | 0 | 0.0076123 | 0.00025463 | 0 | 0.0052688 | 12
2011-12-05 | 11-12 | 11-12 |  | 0 | 0.019315 | 0.0027899 | 0.1478 | 0.037669 | 0 | 0.00020738 | 1.6607e-05 | 0.0012697 | 0.00035104 | 12
2011-12-06 | 11-12 | 11-12 |  | 0 | 0.80175 | 0.2419 | 0.054643 | 0.59448 | 0 | 0.010004 | 0.0020675 | 0.00044025 | 0.0072428 | 12
2011-12-07 | 11-12 | 11-12 |  | 0 | 0.38412 | 0.066288 | 0.018929 | 0.27657 | 0 | 0.0050852 | 0.0006781 | 7.297e-05 | 0.003604 | 12
2011-12-08 | 11-12 | 11-12 |  | 0 | 0.015344 | 0.0021921 | 0.58158 | 0.10528 | 0 | 0.00014534 | 2.491e-05 | 0.0044877 | 0.000832 | 12
2011-12-09 | 11-12 | 11-12 |  | 0 | 0.096613 | 0.13294 | 0.13883 | 0.10791 | 0 | 0.00043947 | 0.0009964 | 0.0049036 | 0.0012403 | 12
2011-12-10 | 11-12 | 11-12 |  | 0.1395 | 0.049193 | 0.81673 | 0 | 0.1514 | 0.0011923 | 0.00073934 | 0.0042098 | 0 | 0.0011179 | 12
2011-12-11 | 11-12 | 11-12 |  | 0 | 0.33797 | 0.082405 | 0 | 0.24407 | 0 | 0.0041207 | 0.00031276 | 0 | 0.002877 | 12
2011-12-12 | 11-12 | 11-12 |  | 0 | 0.059506 | 0.016238 | 0 | 0.043219 | 0 | 0.00055321 | 0.00018821 | 0 | 0.00040711 | 12
2011-12-13 | 11-12 | 11-12 |  | 0 | 0.016781 | 0.023116 | 0 | 0.014833 | 0 | 0.00016889 | 0.00039856 | 0 | 0.00017295 | 12
2011-12-14 | 11-12 | 11-12 |  | 0 | 0.015749 | 0.00078051 | 0.33678 | 0.065611 | 0 | 0.00014764 | 8.3033e-06 | 0.0022548 | 0.00046871 | 12
2011-12-15 | 11-12 | 11-12 |  | 0 | 0.46197 | 0.54037 | 0.015798 | 0.3972 | 0 | 0.0087348 | 0.0041904 | 0.00010946 | 0.0066197 | 12
2011-12-16 | 11-12 | 11-12 |  | 0 | 0.13417 | 0.11217 | 0.15963 | 0.13414 | 0 | 0.0013178 | 0.00068087 | 0.0016345 | 0.0012683 | 12
2011-12-17 | 11-12 |  | MED | 0 | 5.2243 | 24.8681 | 29.5272 | 11.9324 | 0 | 0.023795 | 0.08871 | 0.076276 | 0.041395 | 12
2011-12-18 | 11-12 | 11-12 |  | 0 | 0.32325 | 6.8999 | 7.0441 | 2.3501 | 0 | 0.0020089 | 0.054085 | 0.027342 | 0.013536 | 12
2011-12-19 | 11-12 | 11-12 |  | 0 | 0.014139 | 0.11686 | 0.99119 | 0.1873 | 0 | 0.00033262 | 0.00061444 | 0.0095883 | 0.0018729 | 12
2011-12-20 | 11-12 | 11-12 |  | 0 | 0.14992 | 0.15251 | 0.43907 | 0.19609 | 0 | 0.0025977 | 0.00059507 | 0.001817 | 0.0021655 | 12
2011-12-21 | 11-12 | 11-12 |  | 0 | 0.12728 | 0.16744 | 0.25634 | 0.15299 | 0 | 0.0017676 | 0.0040769 | 0.0021429 | 0.0021446 | 12
2011-12-22 | 11-12 | 11-12 |  | 0 | 0.059618 | 0.11744 | 0.07515 | 0.069935 | 0 | 0.0066454 | 0.018267 | 0.00036728 | 0.0072337 | 12
2011-12-23 | 11-12 | 11-12 |  | 0 | 0.023748 | 0.0099308 | 0.15876 | 0.043515 | 0 | 0.0002206 | 3.3213e-05 | 0.00078078 | 0.00028312 | 12
2011-12-24 | 11-12 | 11-12 |  | 0 | 0.41979 | 0.036119 | 2.9144 | 0.76685 | 0 | 0.002889 | 0.00027678 | 0.013453 | 0.0042093 | 12
2011-12-25 | 11-12 | 11-12 |  | 0 | 0.13592 | 0.73959 | 0.38977 | 0.26222 | 0 | 0.0018866 | 0.0045668 | 0.0021088 | 0.0022907 | 12
2011-12-26 | 11-12 | 11-12 |  | 0 | 0.015052 | 0.11405 | 0.14147 | 0.049583 | 0 | 0.00022921 | 0.00092997 | 0.00026269 | 0.00033288 | 12
2011-12-27 | 11-12 | 11-12 |  | 0 | 0.09087 | 0.010506 | 0.69252 | 0.17639 | 0 | 0.0031377 | 0.00014392 | 0.004619 | 0.0029272 | 12
2011-12-28 | 11-12 | 11-12 |  | 0 | 0.40675 | 0.052037 | 0.36874 | 0.34687 | 0 | 0.0073584 | 0.00085524 | 0.00081727 | 0.0053126 | 12
2011-12-29 | 11-12 | 11-12 |  | 0 | 0.21326 | 0.094101 | 0.15864 | 0.18577 | 0 | 0.0041454 | 0.0011542 | 0.0021405 | 0.0033616 | 12
2011-12-30 | 11-12 | 11-12 |  | 0 | 0.029844 | 0.017193 | 0.14144 | 0.045928 | 0 | 0.00038662 | 0.00012178 | 0.00039404 | 0.00034709 | 12
2011-12-31 | 11-12 | 11-12 |  | 0 | 0.15486 | 0.034135 | 0.17689 | 0.14003 | 0 | 0.0015401 | 0.00031553 | 0.00092916 | 0.0012545 | 12
2012-01-01 | 11-12 | 11-12 |  | 0 | 0.85438 | 1.2736 | 1.3512 | 0.98834 | 0 | 0.0097033 | 0.022264 | 0.019325 | 0.012983 | 1
2012-01-02 | 11-12 | 11-12 |  | 0 | 0.16998 | 2.3004 | 0.55479 | 0.53509 | 0 | 0.0053575 | 0.029446 | 0.0072946 | 0.0090679 | 1
2012-01-03 | 11-12 | 11-12 |  | 0 | 0.11288 | 0.15837 | 3.1707 | 0.61492 | 0 | 0.00095591 | 0.0048076 | 0.012463 | 0.0033663 | 1
2012-01-04 | 11-12 | 11-12 |  | 0 | 0.37856 | 0.40492 | 0.015725 | 0.32053 | 0 | 0.0022835 | 0.0077802 | 0.00013864 | 0.0027021 | 1
2012-01-05 | 11-12 | 11-12 |  | 0 | 0.26586 | 0.86951 | 0.89145 | 0.45152 | 0 | 0.0045308 | 0.013258 | 0.014434 | 0.007349 | 1
2012-01-06 | 11-12 | 11-12 |  | 0 | 0.49902 | 0.001478 | 0.76118 | 0.46679 | 0 | 0.0037346 | 8.3033e-06 | 0.0072435 | 0.0037442 | 1
2012-01-07 | 11-12 | 11-12 |  | 0 | 2.5387 | 7.5275 | 8.8196 | 4.2507 | 0 | 0.017586 | 0.066119 | 0.03866 | 0.027797 | 1
2012-01-08 | 11-12 | 11-12 |  | 0 | 1.5964 | 2.7674 | 2.8848 | 1.9604 | 0 | 0.022087 | 0.023772 | 0.028967 | 0.023276 | 1
2012-01-09 | 11-12 | 11-12 |  | 0 | 0.56369 | 0 | 0.42842 | 0.45701 | 0 | 0.0044872 | 0 | 0.0018899 | 0.0033912 | 1
2012-01-10 | 11-12 | 11-12 |  | 0 | 0.077575 | 0.19827 | 0.83782 | 0.21762 | 0 | 0.006052 | 0.0056075 | 0.0033226 | 0.0054994 | 1
2012-01-11 | 11-12 | 11-12 |  | 0 | 0.033596 | 0.036759 | 0.0066257 | 0.029413 | 0 | 0.00041879 | 0.00034874 | 0.00053998 | 0.00042528 | 1
2012-01-12 | 11-12 | 11-12 |  | 0 | 0.035447 | 0.97464 | 0.0094715 | 0.16495 | 0 | 0.00023668 | 0.0066759 | 5.8376e-05 | 0.0011246 | 1
2012-01-13 | 11-12 | 11-12 |  | 0 | 0.026323 | 0.0023249 | 0.059471 | 0.02808 | 0 | 0.0035014 | 4.982e-05 | 0.00018243 | 0.0024435 | 1
2012-01-14 | 11-12 | 11-12 |  | 0 | 0.02395 | 0.044273 | 0.16058 | 0.048848 | 0 | 0.00024357 | 0.0005148 | 0.00079538 | 0.00037 | 1
2012-01-15 | 11-12 | 11-12 |  | 0 | 0.014213 | 0 | 0.043884 | 0.016894 | 0 | 5.5149e-05 | 0 | 0.0002554 | 7.9369e-05 | 1
2012-01-16 | 11-12 | 11-12 |  | 0 | 0.16448 | 0.26705 | 0.34152 | 0.2066 | 0 | 0.001242 | 0.0014946 | 0.0024737 | 0.0014685 | 1
2012-01-17 | 11-12 | 11-12 |  | 0 | 0.40918 | 0.24832 | 4.126 | 0.98651 | 0 | 0.01361 | 0.0078881 | 0.021869 | 0.014031 | 1
2012-01-18 | 11-12 | 11-12 |  | 0 | 0.3738 | 0.27828 | 1.0974 | 0.47479 | 0 | 0.01591 | 0.005018 | 0.023394 | 0.01545 | 1
2012-01-19 | 11-12 | 11-12 |  | 0 | 0.21921 | 0.038392 | 0.19094 | 0.18716 | 0 | 0.0031211 | 0.00018821 | 0.00064944 | 0.0022776 | 1
2012-01-20 | 11-12 | 11-12 |  | 0 | 0.32877 | 1.0778 | 0.015217 | 0.38222 | 0 | 0.0050197 | 0.0036285 | 0.00011189 | 0.0039862 | 1
2012-01-21 | 11-12 | 11-12 |  | 0 | 0.041974 | 3.1393 | 1.8366 | 0.77489 | 0 | 0.00033032 | 0.0045281 | 0.025017 | 0.0049343 | 1
2012-01-22 | 11-12 | 11-12 |  | 0.03577 | 0.11328 | 0.22869 | 2.4874 | 0.51457 | 0.00015552 | 0.00079449 | 0.0072792 | 0.0029626 | 0.0020668 | 1
2012-01-23 | 11-12 | 11-12 |  | 0 | 2.0275 | 3.1152 | 0.28239 | 1.884 | 0 | 0.018975 | 0.025646 | 0.0016321 | 0.016967 | 1
2012-01-24 | 11-12 | 11-12 |  | 0 | 0.74461 | 0.0067174 | 0.4697 | 0.58904 | 0 | 0.010204 | 3.5981e-05 | 0.0032131 | 0.0075409 | 1
2012-01-25 | 11-12 | 11-12 |  | 0 | 0.46405 | 1.6021 | 0.22556 | 0.58416 | 0 | 0.0051817 | 0.036864 | 0.0063363 | 0.0098497 | 1
2012-01-26 | 11-12 | 11-12 |  | 0 | 0.12575 | 0.67528 | 0.018661 | 0.18581 | 0 | 0.00060147 | 0.005732 | 8.9997e-05 | 0.0012458 | 1
2012-01-27 | 11-12 | 11-12 |  | 0 | 0.23129 | 2.7192 | 0.70565 | 0.66148 | 0 | 0.0043976 | 0.036593 | 0.0046628 | 0.0090003 | 1
2012-01-28 | 11-12 | 11-12 |  | 3.828 | 3.1296 | 1.1114 | 2.0279 | 2.6682 | 0.05381 | 0.018198 | 0.0066343 | 0.018381 | 0.016849 | 1
2012-01-29 | 11-12 | 11-12 |  | 0.066356 | 0.094939 | 0.093957 | 0.24323 | 0.11866 | 0.0005184 | 0.00062962 | 0.00059507 | 0.0021915 | 0.00087741 | 1
2012-01-30 | 11-12 | 11-12 |  | 0 | 0.97955 | 3.3349 | 2.3401 | 1.529 | 0 | 0.011737 | 0.027528 | 0.021295 | 0.015452 | 1
2012-01-31 | 11-12 | 11-12 |  | 0 | 0.50227 | 0.98922 | 0.045932 | 0.49383 | 0 | 0.0040759 | 0.012115 | 0.00027242 | 0.0045742 | 1
2012-02-01 | 11-12 | 11-12 |  | 0 | 1.0773 | 0.0020924 | 0.43087 | 0.81075 | 0 | 0.012606 | 0.00014946 | 0.0026488 | 0.009116 | 2
2012-02-02 | 11-12 | 11-12 |  | 0 | 0.0089738 | 0.50994 | 0.0095591 | 0.080472 | 0 | 0.00035502 | 0.002026 | 0.0002408 | 0.00057217 | 2
2012-02-03 | 11-12 | 11-12 |  | 0 | 0.11621 | 0.61821 | 0.17068 | 0.19579 | 0 | 0.0075278 | 0.0041932 | 0.0015178 | 0.0060191 | 2
2012-02-04 | 11-12 | 11-12 |  | 0 | 0.015023 | 4.7934 | 0.92216 | 0.84389 | 0 | 0.00017406 | 0.026571 | 0.0026975 | 0.0043483 | 2
2012-02-05 | 11-12 | 11-12 |  | 0 | 0.56823 | 9.6385 | 1.9176 | 2.077 | 0 | 0.0068637 | 0.051256 | 0.0079173 | 0.013316 | 2
2012-02-06 | 11-12 | 11-12 |  | 0 | 0.038353 | 3.099 | 0.17874 | 0.4975 | 0 | 0.00058423 | 0.029734 | 0.014185 | 0.0069466 | 2
2012-02-07 | 11-12 | 11-12 |  | 0 | 0.067505 | 0.093346 | 0.61674 | 0.15984 | 0 | 0.00058998 | 0.0009272 | 0.0088805 | 0.0019795 | 2
2012-02-08 | 11-12 | 11-12 |  | 0 | 0.091023 | 0.121 | 1.384 | 0.30452 | 0 | 0.00047623 | 0.0035206 | 0.0094351 | 0.0023613 | 2
2012-02-09 | 11-12 | 11-12 |  | 0 | 0.0079277 | 0.25498 | 0.17445 | 0.070146 | 0 | 9.6511e-05 | 0.0022668 | 0.0099921 | 0.0020119 | 2
2012-02-10 | 11-12 | 11-12 |  | 0 | 0.7696 | 0.047744 | 0.11579 | 0.55461 | 0 | 0.0048112 | 0.00037365 | 0.00085619 | 0.0034994 | 2
2012-02-11 | 11-12 | 11-12 |  | 0 | 0.060574 | 0.16034 | 0.045456 | 0.071892 | 0 | 0.00016717 | 0.021171 | 0.00015567 | 0.0031606 | 2
2012-02-12 | 11-12 | 11-12 |  | 0 | 0.042584 | 0.70032 | 0.26319 | 0.17191 | 0 | 0.0030033 | 0.0061361 | 0.0022718 | 0.0033086 | 2
2012-02-13 | 11-12 | 11-12 |  | 0 | 0.051203 | 0.34577 | 0.77489 | 0.21032 | 0 | 0.0004027 | 0.0039358 | 0.0046701 | 0.0015965 | 2
2012-02-14 | 11-12 | 11-12 |  | 0 | 0.63911 | 0.45861 | 0.16126 | 0.53091 | 0 | 0.0091369 | 0.002372 | 0.0013281 | 0.0068345 | 2
2012-02-15 | 11-12 | 11-12 |  | 4.0719 | 0.13336 | 0.016839 | 0.34723 | 0.18146 | 0.04028 | 0.00095534 | 9.964e-05 | 0.0014667 | 0.0012158 | 2
2012-02-16 | 11-12 | 11-12 |  | 0.064697 | 0.02387 | 0.014647 | 1.4137 | 0.24849 | 0.00062208 | 0.00032285 | 9.964e-05 | 0.0087151 | 0.0016557 | 2
2012-02-17 | 11-12 | 11-12 |  | 0 | 0.061388 | 0.001096 | 0.088433 | 0.056709 | 0 | 0.00045268 | 8.3033e-06 | 0.001941 | 0.00062745 | 2
2012-02-18 | 11-12 | 11-12 |  | 0.017418 | 2.3739 | 0.0049903 | 0.18328 | 1.6624 | 0.00015552 | 0.01712 | 1.6607e-05 | 0.0011067 | 0.011951 | 2
2012-02-19 | 11-12 | 11-12 |  | 0 | 0.053126 | 0.025286 | 0.54781 | 0.12906 | 0 | 0.00017062 | 0.00011071 | 0.003021 | 0.0006235 | 2
2012-02-20 | 11-12 | 11-12 |  | 0 | 0.062847 | 0.15256 | 0.18569 | 0.095111 | 0 | 0.0059641 | 0.0015029 | 0.0009924 | 0.0044751 | 2
2012-02-21 | 11-12 | 11-12 |  | 0 | 0.062593 | 0.0020426 | 0.03639 | 0.049224 | 0 | 0.00044177 | 3.3213e-05 | 0.00013864 | 0.0003309 | 2
2012-02-22 | 11-12 | 11-12 |  | 0 | 0.012225 | 0.30649 | 0.0026853 | 0.052565 | 0 | 0.0010834 | 0.0033186 | 2.1891e-05 | 0.0012217 | 2
2012-02-23 | 11-12 | 11-12 |  | 0 | 0.2144 | 1.5043 | 0.49463 | 0.44229 | 0 | 0.0042338 | 0.0088679 | 0.0011408 | 0.0043606 | 2
2012-02-24 | 11-12 | 11-12 |  | 0 | 0.56314 | 0.51879 | 0.93209 | 0.61242 | 0 | 0.0070671 | 0.0029643 | 0.01062 | 0.0070047 | 2
2012-02-25 | 11-12 | 11-12 |  | 0 | 0.60358 | 1.5436 | 1.7217 | 0.91462 | 0 | 0.00545 | 0.012546 | 0.010537 | 0.0072467 | 2
2012-02-26 | 11-12 | 11-12 |  | 0 | 0.69559 | 1.3122 | 1.2566 | 0.86933 | 0 | 0.008011 | 0.012447 | 0.0063192 | 0.0083081 | 2
2012-02-27 | 11-12 | 11-12 |  | 0 | 0.2284 | 0.77274 | 1.5874 | 0.52495 | 0 | 0.0031205 | 0.016034 | 0.011824 | 0.0063519 | 2
2012-02-28 | 11-12 | 11-12 |  | 0 | 0.52662 | 0.49641 | 0.77596 | 0.55878 | 0 | 0.010581 | 0.0051231 | 0.0075743 | 0.0092337 | 2
2012-02-29 | 11-12 | 11-12 |  | 0 | 1.146 | 3.379 | 1.874 | 1.5741 | 0 | 0.014115 | 0.012222 | 0.0084378 | 0.012816 | 2
2012-03-01 | 11-12 | 11-12 |  | 0 | 0.65822 | 0.48378 | 2.0481 | 0.85395 | 0 | 0.010598 | 0.0045059 | 0.016769 | 0.01065 | 3
2012-03-02 | 11-12 | 11-12 |  | 0.036547 | 1.9711 | 0.0031137 | 1.0236 | 1.5218 | 0.00015552 | 0.02008 | 2.491e-05 | 0.0069979 | 0.014943 | 3
2012-03-03 | 11-12 | 11-12 |  | 0 | 0.63573 | 0.15698 | 1.3601 | 0.68018 | 0 | 0.005084 | 0.0012787 | 0.011191 | 0.0054939 | 3
2012-03-04 | 11-12 | 11-12 |  | 0 | 0.092384 | 0.92056 | 0.01861 | 0.19786 | 0 | 0.00081747 | 0.012851 | 0.00067376 | 0.0025047 | 3
2012-03-05 | 11-12 | 11-12 |  | 0.13281 | 0.24691 | 0.2476 | 0.00737 | 0.20725 | 0.018974 | 0.0032274 | 0.0048076 | 5.1079e-05 | 0.0030571 | 3
2012-03-06 | 11-12 | 11-12 |  | 0 | 0.34367 | 0.49426 | 0.0060857 | 0.30773 | 0 | 0.0053719 | 0.0046166 | 4.3782e-05 | 0.0043582 | 3
2012-03-07 | 11-12 | 11-12 |  | 0 | 0.1722 | 0.0075228 | 0.045986 | 0.1269 | 0 | 0.0056734 | 0.00014116 | 0.00026999 | 0.0039637 | 3
2012-03-08 | 11-12 | 11-12 |  | 0 | 0.089911 | 0.0030169 | 0.039754 | 0.068687 | 0 | 0.00062674 | 4.7052e-05 | 0.00027729 | 0.00048253 | 3
2012-03-09 | 11-12 | 11-12 |  | 0 | 0.16594 | 0.034099 | 0.20166 | 0.15167 | 0 | 0.0012782 | 0.00030999 | 0.0011091 | 0.0011029 | 3
2012-03-10 | 11-12 | 11-12 |  | 0 | 0.0088755 | 0.0037282 | 0.0024299 | 0.0070272 | 0 | 0.00013385 | 2.491e-05 | 1.4594e-05 | 9.7929e-05 | 3
2012-03-11 | 11-12 | 11-12 |  | 0 | 0.038528 | 0.92126 | 0.0041228 | 0.15859 | 0 | 0.00043487 | 0.0096069 | 2.1891e-05 | 0.0016731 | 3
2012-03-12 | 11-12 | 11-12 |  | 0 | 0.58778 | 1.8327 | 0.13592 | 0.68756 | 0 | 0.0054356 | 0.012256 | 0.00082456 | 0.0056186 | 3
2012-03-13 | 11-12 | 11-12 |  | 0 | 0.21402 | 0.0029394 | 0.064695 | 0.15804 | 0 | 0.0013161 | 1.6607e-05 | 0.00038674 | 0.00096981 | 3
2012-03-14 | 11-12 | 11-12 |  | 0 | 2.0671 | 9.7546 | 17.6853 | 5.6836 | 0 | 0.014245 | 0.028112 | 0.080005 | 0.02679 | 3
2012-03-15 | 11-12 | 11-12 |  | 0 | 0.12783 | 0.54393 | 1.5354 | 0.41472 | 0 | 0.0013954 | 0.0050207 | 0.0108 | 0.0034287 | 3
2012-03-16 | 11-12 | 11-12 |  | 0 | 0.24238 | 0.0038278 | 0.20324 | 0.20014 | 0 | 0.0039173 | 4.1517e-05 | 0.0009778 | 0.0028573 | 3
2012-03-17 | 11-12 | 11-12 |  | 0 | 0.028049 | 0.22592 | 0.23855 | 0.090239 | 0 | 0.00034583 | 0.0053224 | 0.0010508 | 0.0011676 | 3
2012-03-18 | 11-12 | 11-12 |  | 0 | 0.3268 | 0 | 1.2403 | 0.42598 | 0 | 0.0044757 | 0 | 0.006183 | 0.0040802 | 3
2012-03-19 | 11-12 | 11-12 |  | 0.022395 | 0.042292 | 0.00081372 | 0.027734 | 0.033859 | 0.00015552 | 0.00049347 | 8.3033e-06 | 0.0011675 | 0.0005311 | 3
2012-03-20 | 11-12 | 11-12 |  | 0 | 0.11153 | 0.23852 | 0.20408 | 0.14383 | 0 | 0.0019538 | 0.0013258 | 0.0014399 | 0.0017659 | 3
2012-03-21 | 11-12 | 11-12 |  | 0 | 2.0574 | 0.94045 | 0.76448 | 1.6725 | 0 | 0.029487 | 0.017276 | 0.0034442 | 0.023293 | 3
2012-03-22 | 11-12 | 11-12 |  | 0 | 0.51298 | 0 | 0.37716 | 0.41384 | 0 | 0.0065351 | 0 | 0.0033177 | 0.0050307 | 3
2012-03-23 | 11-12 | 11-12 |  | 0 | 0.28586 | 1.2517 | 1.4973 | 0.61815 | 0 | 0.0017636 | 0.0038942 | 0.0090824 | 0.0032423 | 3
2012-03-24 | 11-12 | 11-12 |  | 0 | 0.056535 | 0.064356 | 0.48122 | 0.12616 | 0 | 0.0010059 | 0.00046775 | 0.0077105 | 0.0020099 | 3
2012-03-25 | 11-12 | 11-12 |  | 0 | 0.22641 | 0.0071491 | 0.05061 | 0.16486 | 0 | 0.0036726 | 6.6426e-05 | 0.0003235 | 0.0025864 | 3
2012-03-26 | 11-12 | 11-12 |  | 0 | 0.044138 | 0.085582 | 0.15999 | 0.068523 | 0 | 0.00037915 | 0.00028231 | 0.00022621 | 0.00033762 | 3
2012-03-27 | 11-12 | 11-12 |  | 0 | 0.085546 | 0.0064932 | 0.10756 | 0.077189 | 0 | 0.00035962 | 4.982e-05 | 0.00063484 | 0.00035736 | 3
2012-03-28 | 11-12 | 11-12 |  | 0 | 0.14143 | 1.8094 | 0.19856 | 0.38759 | 0 | 0.00090766 | 0.0070412 | 0.0012186 | 0.0018263 | 3
2012-03-29 | 11-12 | 11-12 |  | 0 | 0.06025 | 0.5427 | 0.1249 | 0.13912 | 0 | 0.00063249 | 0.0015112 | 0.00072241 | 0.00076763 | 3
2012-03-30 | 11-12 | 11-12 |  | 0.21229 | 0.37761 | 0.010446 | 0.060171 | 0.27244 | 0.0032659 | 0.0089876 | 0.00015776 | 0.00054728 | 0.006314 | 3
2012-03-31 | 11-12 | 11-12 |  | 0 | 0.038009 | 0 | 0.02767 | 0.030618 | 0 | 0.00028436 | 0 | 2.9188e-05 | 0.0002002 | 3
2012-04-01 | 11-12 | 11-12 |  | 0 | 0.015851 | 0.15471 | 0.087015 | 0.047094 | 0 | 0.00020221 | 0.0018738 | 0.0010629 | 0.00057888 | 4
2012-04-02 | 11-12 | 11-12 |  | 0 | 0.055761 | 0.0048823 | 0.41946 | 0.10712 | 0 | 0.00030332 | 5.8123e-05 | 0.0027461 | 0.0006626 | 4
2012-04-03 | 11-12 | 11-12 |  | 0 | 0.037668 | 0.013855 | 2.5933 | 0.44887 | 0 | 0.00037743 | 8.8569e-05 | 0.006346 | 0.0013023 | 4
2012-04-04 | 11-12 | 11-12 |  | 0 | 0.13457 | 0.01116 | 0.16787 | 0.12134 | 0 | 0.00091455 | 0.00048989 | 0.00082456 | 0.00083239 | 4
2012-04-05 | 11-12 | 11-12 |  | 0 | 0.48086 | 0.0040769 | 0.027678 | 0.3356 | 0 | 0.0089801 | 6.6426e-05 | 0.00091213 | 0.0063302 | 4
2012-04-06 | 11-12 | 11-12 |  | 0 | 0.68513 | 0.56868 | 4.228 | 1.2385 | 0 | 0.0081442 | 0.0037393 | 0.041043 | 0.012795 | 4
2012-04-07 | 11-12 | 11-12 |  | 0 | 1.5221 | 0.0022087 | 0.024978 | 1.0506 | 0 | 0.0084895 | 8.3033e-06 | 0.0011091 | 0.0060167 | 4
2012-04-08 | 11-12 | 11-12 |  | 0 | 0.20099 | 0.0018876 | 0.79291 | 0.26715 | 0 | 0.00077553 | 5.2588e-05 | 0.011325 | 0.0023791 | 4
2012-04-09 | 11-12 | 11-12 |  | 0 | 0.050219 | 0.21921 | 0.1758 | 0.094333 | 0 | 0.0019164 | 0.0027816 | 0.00080267 | 0.0018445 | 4
2012-04-10 | 11-12 | 11-12 |  | 0 | 0.014311 | 0.26102 | 0.042315 | 0.053946 | 0 | 8.9617e-05 | 0.0024661 | 0.00015324 | 0.00043831 | 4
2012-04-11 | 11-12 | 11-12 |  | 0 | 0.074472 | 0.008104 | 0.14435 | 0.07578 | 0 | 0.00069798 | 0.00011625 | 0.0011456 | 0.00068234 | 4
2012-04-12 | 11-12 | 11-12 |  | 0 | 0.057655 | 2.3933 | 0.10985 | 0.39891 | 0 | 0.0006773 | 0.030454 | 9.4861e-05 | 0.0048257 | 4
2012-04-13 | 11-12 | 11-12 |  | 0 | 0.77378 | 0.023382 | 0.53511 | 0.62208 | 0 | 0.0058182 | 0.00019928 | 0.005035 | 0.0048451 | 4
2012-04-14 | 11-12 | 11-12 |  | 0 | 0.10536 | 0.064495 | 0.0026415 | 0.082051 | 0 | 0.00081057 | 0.00049543 | 7.297e-06 | 0.00062903 | 4
2012-04-15 | 11-12 | 11-12 |  | 0 | 0.59582 | 0.25297 | 0.20645 | 0.47915 | 0 | 0.0045986 | 0.00095488 | 0.0010313 | 0.0034646 | 4
2012-04-16 | 11-12 | 11-12 |  | 0 | 0.16242 | 0.010944 | 0.24194 | 0.15248 | 0 | 0.0045653 | 0.0017437 | 0.0029918 | 0.0038725 | 4
2012-04-17 | 11-12 | 11-12 |  | 0 | 0.12014 | 0.0013368 | 0.027189 | 0.087182 | 0 | 0.0010151 | 8.3033e-06 | 0.00027729 | 0.00074394 | 4
2012-04-18 | 11-12 | 11-12 |  | 0 | 0.077399 | 3.0636 | 2.1178 | 0.83408 | 0 | 0.00065489 | 0.031212 | 0.027437 | 0.0093573 | 4
2012-04-19 | 11-12 | 11-12 |  | 0 | 0.063645 | 0.23405 | 0.13931 | 0.099756 | 0 | 0.00015511 | 0.0034293 | 0.00072241 | 0.00071314 | 4
2012-04-20 | 11-12 | 11-12 |  | 0 | 0.032201 | 0.0013285 | 0.022828 | 0.02603 | 0 | 0.0002654 | 8.3033e-06 | 0.00019945 | 0.000216 | 4
2012-04-21 | 11-12 | 11-12 |  | 0 | 0.99937 | 0.7713 | 1.8717 | 1.1008 | 0 | 0.0080575 | 0.008951 | 0.021621 | 0.010326 | 4
2012-04-22 | 11-12 | 11-12 |  | 0 | 0.52541 | 2.8256 | 1.068 | 0.93767 | 0 | 0.004914 | 0.015486 | 0.021237 | 0.0090347 | 4
2012-04-23 | 11-12 | 11-12 |  | 0 | 0.79567 | 0.33717 | 0.1498 | 0.61935 | 0 | 0.0053328 | 0.001096 | 0.00068349 | 0.0039329 | 4
2012-04-24 | 11-12 | 11-12 |  | 0 | 0.79713 | 0.018068 | 0.089075 | 0.56497 | 0 | 0.0079127 | 7.473e-05 | 0.00052539 | 0.0055349 | 4
2012-04-25 | 11-12 | 11-12 |  | 0 | 0.043783 | 0.0019264 | 0.2176 | 0.065697 | 0 | 0.0005153 | 8.3033e-06 | 0.00090483 | 0.00050228 | 4
2012-04-26 | 11-12 | 11-12 |  | 0 | 0.040607 | 0 | 0.075935 | 0.04024 | 0 | 0.00052736 | 0 | 0.00028702 | 0.00040909 | 4
2012-04-27 | 11-12 | 11-12 |  | 0 | 0.051797 | 0.28657 | 0.036821 | 0.082467 | 0 | 0.00059515 | 0.0012925 | 0.00013864 | 0.000616 | 4
2012-04-28 | 11-12 | 11-12 |  | 0.18865 | 0.59532 | 0.18286 | 0.010958 | 0.43851 | 0.0010886 | 0.0045044 | 0.0049073 | 0.00023594 | 0.0038429 | 4
2012-04-29 | 11-12 | 11-12 |  | 0 | 0.12593 | 0.0057403 | 0.14814 | 0.11143 | 0 | 0.00055953 | 6.0891e-05 | 0.00079538 | 0.00052242 | 4
2012-04-30 | 11-12 | 11-12 |  | 0 | 0.012649 | 0.00086354 | 0.01411 | 0.011109 | 0 | 0.00021255 | 1.6607e-05 | 4.6215e-05 | 0.00015597 | 4
2012-05-01 | 11-12 | 11-12 |  | 0 | 0.025007 | 0.027966 | 1.0601 | 0.19327 | 0 | 0.00042223 | 0.00010794 | 0.0026561 | 0.00073683 | 5
2012-05-02 | 11-12 | 11-12 |  | 0 | 0.31043 | 0.85549 | 0.088834 | 0.34986 | 0 | 0.002484 | 0.0078577 | 0.00090483 | 0.0029754 | 5
2012-05-03 | 11-12 | 11-12 |  | 0 | 0.083842 | 0.068909 | 0.63365 | 0.17033 | 0 | 0.00053426 | 0.00029062 | 0.0036631 | 0.0010034 | 5
2012-05-04 | 11-12 | 11-12 |  | 0 | 0.55631 | 0.097464 | 1.1245 | 0.57884 | 0 | 0.0050685 | 0.0007473 | 0.0043198 | 0.0042919 | 5
2012-05-05 | 11-12 | 11-12 |  | 0 | 0.048931 | 0.0041101 | 0.37696 | 0.095417 | 0 | 0.00017062 | 1.6607e-05 | 0.0019751 | 0.00044028 | 5
2012-05-06 | 11-12 | 11-12 |  | 0 | 1.2927 | 0 | 0.0034004 | 0.88909 | 0 | 0.010891 | 0 | 1.4594e-05 | 0.0074884 | 5
2012-05-07 | 11-12 | 11-12 |  | 0 | 0.0032934 | 0.62912 | 0.003809 | 0.092638 | 0 | 1.5511e-05 | 0.0051785 | 2.9188e-05 | 0.00075421 | 5
2012-05-08 | 11-12 | 11-12 |  | 0 | 0.039058 | 0.0051813 | 0.06679 | 0.038429 | 0 | 0.00021887 | 0.00010794 | 0.001131 | 0.00034946 | 5
2012-05-09 | 11-12 | 11-12 |  | 0 | 0.25886 | 0.85293 | 0.0099969 | 0.30124 | 0 | 0.0099061 | 0.0024578 | 2.9188e-05 | 0.0071646 | 5
2012-05-10 | 11-12 | 11-12 |  | 0 | 0.53825 | 0.026061 | 0.06185 | 0.38374 | 0 | 0.005103 | 0.00010518 | 0.00034296 | 0.0035783 | 5
2012-05-11 | 11-12 | 11-12 |  | 0 | 0.19216 | 0.099739 | 0.002087 | 0.14665 | 0 | 0.0022852 | 0.00036535 | 1.4594e-05 | 0.0016253 | 5
2012-05-12 | 11-12 | 11-12 |  | 0 | 0.013761 | 2.3366 | 0.058654 | 0.35234 | 0 | 0.00013902 | 0.016385 | 0.00035755 | 0.0024913 | 5
2012-05-13 | 11-12 | 11-12 |  | 0 | 0.017623 | 0.23744 | 0.026216 | 0.050245 | 0 | 0.00047968 | 0.00056462 | 0.00024323 | 0.00044976 | 5
2012-05-14 | 11-12 | 11-12 |  | 0 | 0.082464 | 0.00021589 | 0.022927 | 0.060436 | 0 | 0.00068074 | 8.3033e-06 | 0.0090483 | 0.001938 | 5
2012-05-15 | 11-12 | 11-12 |  | 0 | 0.021833 | 0.48544 | 0.025732 | 0.088442 | 0 | 0.00017291 | 0.0055798 | 0.00014351 | 0.00093822 | 5
2012-05-16 | 11-12 | 11-12 |  | 0 | 0.068141 | 0.066817 | 0.25181 | 0.097249 | 0 | 0.00050553 | 0.00080542 | 0.0020724 | 0.00079883 | 5
2012-05-17 | 11-12 | 11-12 |  | 0 | 0.010695 | 0.27248 | 0.031005 | 0.051259 | 0 | 9.7085e-05 | 0.0010656 | 0.00068592 | 0.00033011 | 5
2012-05-18 | 11-12 | 11-12 |  | 0 | 0.035616 | 0.010628 | 0.0052368 | 0.026848 | 0 | 0.00044923 | 6.6426e-05 | 6.0809e-05 | 0.00032814 | 5
2012-05-19 | 11-12 | 11-12 |  | 0.9297 | 0.024793 | 0.019325 | 0.93777 | 0.17912 | 0.0094868 | 0.00022519 | 0.00030999 | 0.0080024 | 0.0015704 | 5
2012-05-20 | 11-12 | 11-12 |  | 0 | 0.20511 | 0.055643 | 0.0017294 | 0.14921 | 0 | 0.004046 | 0.00059507 | 1.4594e-05 | 0.0028684 | 5
2012-05-21 | 11-12 | 11-12 |  | 0 | 0.38852 | 0.0023332 | 0.82917 | 0.402 | 0 | 0.0062353 | 1.6607e-05 | 0.011979 | 0.0062331 | 5
2012-05-22 | 11-12 | 11-12 |  | 0 | 0.0069459 | 0.032441 | 0.094796 | 0.024792 | 0 | 8.6745e-05 | 0.00013285 | 0.00057647 | 0.00017216 | 5
2012-05-23 | 11-12 | 11-12 |  | 0 | 1.0005 | 1.267 | 4.2898 | 1.5649 | 0 | 0.017108 | 0.014268 | 0.022047 | 0.017374 | 5
2012-05-24 | 11-12 | 11-12 |  | 0.05972 | 0.73535 | 1.5117 | 3.9521 | 1.3632 | 0.00031104 | 0.008771 | 0.014805 | 0.047314 | 0.015825 | 5
2012-05-25 | 11-12 | 11-12 |  | 0 | 0.14529 | 0.073758 | 0.0084937 | 0.11177 | 0 | 0.00098291 | 0.00052311 | 5.1079e-05 | 0.00075855 | 5
2012-05-26 | 11-12 | 11-12 |  | 0 | 0.01486 | 0.0053971 | 0.066089 | 0.021714 | 0 | 0.00014706 | 2.491e-05 | 0.00018729 | 0.00013505 | 5
2012-05-27 | 11-12 | 11-12 |  | 0 | 0.037496 | 0.12356 | 0.18853 | 0.074009 | 0 | 0.00028838 | 0.00083033 | 0.00089024 | 0.00046121 | 5
2012-05-28 | 11-12 | 11-12 |  | 0 | 0.09434 | 0.0023471 | 0.14248 | 0.088312 | 0 | 0.00052277 | 1.1071e-05 | 0.00066403 | 0.00046871 | 5
2012-05-29 | 11-12 | 11-12 |  | 0 | 0.06997 | 0.0021173 | 0.24834 | 0.088713 | 0 | 0.00057734 | 2.491e-05 | 0.00091213 | 0.00054848 | 5
2012-05-30 | 11-12 | 11-12 |  | 0 | 0.037308 | 0.16393 | 0.57486 | 0.14236 | 0 | 0.00039236 | 0.015104 | 0.027867 | 0.0069486 | 5
2012-05-31 | 11-12 | 11-12 |  | 0 | 0.1789 | 0.042148 | 0.7109 | 0.24439 | 0 | 0.0030521 | 0.0016219 | 0.0051809 | 0.0031704 | 5
2012-06-01 | 11-12 | 11-12 |  | 0 | 0.22299 | 0.039457 | 1.3336 | 0.37541 | 0 | 0.0042821 | 0.00039026 | 0.0050641 | 0.0038212 | 6
2012-06-02 | 11-12 | 11-12 |  | 0 | 0.060809 | 0 | 0.73222 | 0.16067 | 0 | 0.00043602 | 0 | 0.003685 | 0.00089794 | 6
2012-06-03 | 11-12 | 11-12 |  | 0 | 0.18138 | 0.038406 | 0.102 | 0.14671 | 0 | 0.004729 | 0.00028785 | 0.00050836 | 0.0033742 | 6
2012-06-04 | 11-12 | 11-12 |  | 0 | 0.12373 | 0.04106 | 0.018286 | 0.093878 | 0 | 0.0011891 | 0.00030169 | 0.00045971 | 0.00093506 | 6
2012-06-05 | 11-12 | 11-12 |  | 0 | 0.085212 | 0.32569 | 2.008 | 0.43102 | 0 | 0.00090421 | 0.0056712 | 0.015229 | 0.0039029 | 6
2012-06-06 | 11-12 | 11-12 |  | 0 | 0.031106 | 0.021016 | 0.2123 | 0.058845 | 0 | 0.00039408 | 0.0002408 | 0.00022378 | 0.00034157 | 6
2012-06-07 | 11-12 | 11-12 |  | 0 | 0.44179 | 0.039283 | 0.15965 | 0.3352 | 0 | 0.0039897 | 0.00036535 | 0.012575 | 0.004836 | 6
2012-06-08 | 11-12 | 11-12 |  | 0 | 0.041424 | 0.16917 | 0.39697 | 0.11705 | 0 | 0.00025679 | 0.00017437 | 0.0011894 | 0.00039448 | 6
2012-06-09 | 11-12 | 11-12 |  | 0 | 0.062506 | 4.6467 | 0.12889 | 0.72683 | 0 | 0.00061526 | 0.01408 | 0.00044512 | 0.0025039 | 6
2012-06-10 | 11-12 | 11-12 |  | 0 | 0.11056 | 0.013086 | 0.18 | 0.10709 | 0 | 0.00028781 | 0.00018821 | 0.00091699 | 0.00037355 | 6
2012-06-11 | 11-12 | 11-12 |  | 1.2314 | 0.0088841 | 0.02574 | 0.060252 | 0.02894 | 0.020062 | 0.0001034 | 0.00016607 | 0.00024323 | 0.00028707 | 6
2012-06-12 | 11-12 | 11-12 |  | 0 | 0.37806 | 0.24491 | 0.020782 | 0.29818 | 0 | 0.0049783 | 0.00073623 | 6.5673e-05 | 0.0035377 | 6
2012-06-13 | 11-12 | 11-12 |  | 0 | 0.016271 | 0.45012 | 1.4841 | 0.31634 | 0 | 0.00018096 | 0.0030944 | 0.0074649 | 0.0017777 | 6
2012-06-14 | 11-12 | 11-12 |  | 0 | 0.34763 | 0.24385 | 0.20978 | 0.3078 | 0 | 0.0034388 | 0.0017049 | 0.0005789 | 0.0027009 | 6
2012-06-15 | 11-12 | 11-12 |  | 0 | 0.094592 | 0.0046997 | 0.0031742 | 0.066206 | 0 | 0.00066581 | 2.491e-05 | 5.8376e-05 | 0.00047069 | 6
2012-06-16 | 11-12 | 11-12 |  | 0 | 0.011562 | 0 | 0.008501 | 0.0093277 | 0 | 9.6511e-05 | 0 | 8.0267e-05 | 7.9369e-05 | 6
2012-06-17 | 11-12 | 11-12 |  | 0 | 0.029369 | 0.032128 | 0.013551 | 0.026971 | 0 | 0.00062215 | 0.00047882 | 4.3782e-05 | 0.00050307 | 6
2012-06-18 | 11-12 | 11-12 |  | 0 | 0.077527 | 0.039167 | 0.0075573 | 0.060105 | 0 | 0.00066294 | 0.00023249 | 0.0001581 | 0.00051452 | 6
2012-06-19 | 11-12 | 11-12 |  | 0 | 0.045463 | 0.38394 | 0.012838 | 0.08811 | 0 | 0.0003464 | 0.002765 | 0.00020918 | 0.00066655 | 6
2012-06-20 | 11-12 | 11-12 |  | 1.7843 | 0.40027 | 0.61828 | 0.11642 | 0.39583 | 0.023173 | 0.002854 | 0.013615 | 0.0008124 | 0.0042125 | 6
2012-06-21 | 11-12 | 11-12 |  | 0.048678 | 0.89377 | 0.0011376 | 2.3327 | 0.99359 | 0.00015552 | 0.0058894 | 8.3033e-06 | 0.0084719 | 0.005426 | 6
2012-06-22 | 11-12 | 11-12 |  | 0 | 0.19999 | 0.38021 | 2.3072 | 0.56627 | 0 | 0.00092777 | 0.0017935 | 0.0066014 | 0.0019653 | 6
2012-06-23 | 11-12 | 11-12 |  | 0 | 0.15742 | 0.069081 | 0.094341 | 0.13338 | 0 | 0.0021204 | 0.00056186 | 0.00037458 | 0.0015984 | 6
2012-06-24 | 11-12 | 11-12 |  | 0 | 0.057491 | 0.84232 | 0.13111 | 0.18098 | 0 | 0.00033089 | 0.0026405 | 0.0020505 | 0.00093703 | 6
2012-06-25 | 11-12 | 11-12 |  | 0 | 0.37401 | 0.030141 | 0.11362 | 0.27983 | 0 | 0.0037834 | 0.00015223 | 0.00029675 | 0.0026705 | 6
2012-06-26 | 11-12 | 11-12 |  | 0 | 0.058281 | 0.2982 | 0.66732 | 0.19094 | 0 | 0.00090881 | 0.0066039 | 0.0061173 | 0.00256 | 6
2012-06-27 | 11-12 | 11-12 |  | 0 | 0.4155 | 0.045427 | 0.03162 | 0.29722 | 0 | 0.0046618 | 0.0005065 | 0.00052782 | 0.0033623 | 6
2012-06-28 | 11-12 | 11-12 |  | 0 | 0.21757 | 0.91356 | 0.051057 | 0.28818 | 0 | 0.0034887 | 0.0022834 | 0.00064214 | 0.0028281 | 6
2012-06-29 | 11-12 | 11-12 |  | 0 | 0.24209 | 0.46169 | 1.1521 | 0.41931 | 0 | 0.0011782 | 0.0042679 | 0.002824 | 0.0018772 | 6
2012-06-30 | 11-12 | 11-12 |  | 0 | 0.07765 | 0.014863 | 0.34076 | 0.11082 | 0 | 0.00064111 | 9.964e-05 | 0.00088294 | 0.00059823 | 6
2012-07-01 | 12-13 | 12-13 |  | 0 | 0.025 | 0.989 | 0.039459 | 0.16455 | 0 | 0.00023813 | 0.0079292 | 0.00026798 | 0.0013372 | 7
2012-07-02 | 12-13 | 12-13 |  | 0 | 0.11482 | 0.5168 | 0.68398 | 0.26391 | 0 | 0.00077565 | 0.005264 | 0.0072355 | 0.0024614 | 7
2012-07-03 | 12-13 | 12-13 |  | 0 | 0.058118 | 0 | 0.032846 | 0.045269 | 0 | 0.00073443 | 0 | 0.00013761 | 0.00052688 | 7
2012-07-04 | 12-13 | 12-13 |  | 0 | 0.020001 | 0.56885 | 0.04414 | 0.102 | 0 | 0.0001288 | 0.0033769 | 0.00050941 | 0.0006527 | 7
2012-07-05 | 12-13 | 12-13 |  | 0 | 0.011225 | 0.29508 | 0.2991 | 0.098476 | 0 | 6.9265e-05 | 0.0040998 | 0.0012095 | 0.00082885 | 7
2012-07-06 | 12-13 | 12-13 |  | 0 | 0.41833 | 0.067602 | 0.12577 | 0.31746 | 0 | 0.010158 | 0.00094907 | 0.00091983 | 0.0072626 | 7
2012-07-07 | 12-13 | 12-13 |  | 0 | 0.012676 | 0.0016388 | 0.011893 | 0.010877 | 0 | 0.00015055 | 8.2768e-06 | 0.00070979 | 0.00022019 | 7
2012-07-08 | 12-13 | 12-13 |  | 0 | 0.033642 | 0.34191 | 0.00033317 | 0.071889 | 0 | 0.00020608 | 0.0015312 | 1.4486e-05 | 0.00036213 | 7
2012-07-09 | 12-13 | 12-13 |  | 0 | 0.52381 | 0.22716 | 0.080842 | 0.40533 | 0 | 0.0054181 | 0.0016222 | 0.00030903 | 0.0040031 | 7
2012-07-10 | 12-13 | 12-13 |  | 0.003653 | 0.010962 | 0.48187 | 0.0030371 | 0.076726 | 0.00015221 | 0.00012422 | 0.0025824 | 2.4143e-05 | 0.00045846 | 7
2012-07-11 | 12-13 | 12-13 |  | 0 | 0.0056791 | 0.10249 | 0.010323 | 0.020189 | 0 | 4.2933e-05 | 0.021379 | 0.00028005 | 0.0031219 | 7
2012-07-12 | 12-13 | 12-13 |  | 0 | 0.42819 | 2.5908 | 4.5226 | 1.3999 | 0 | 0.0027454 | 0.019277 | 0.025357 | 0.0087626 | 7
2012-07-13 | 12-13 | 12-13 |  | 0 | 0.24306 | 0.029427 | 2.4973 | 0.57786 | 0 | 0.0033047 | 6.0696e-05 | 0.0042419 | 0.0029694 | 7
2012-07-14 | 12-13 | 12-13 |  | 0 | 0.042922 | 0.66051 | 0.16825 | 0.15102 | 0 | 0.00034174 | 0.0052971 | 0.0015934 | 0.0012492 | 7
2012-07-15 | 12-13 | 12-13 |  | 0 | 0.13419 | 0.0039729 | 0.25187 | 0.13376 | 0 | 0.00071669 | 3.3107e-05 | 0.00068082 | 0.00060787 | 7
2012-07-16 | 12-13 | 12-13 |  | 0.20274 | 0.01312 | 0.0065442 | 0.40657 | 0.07773 | 0.00030441 | 0.00012536 | 6.6214e-05 | 0.0039546 | 0.00074195 | 7
2012-07-17 | 12-13 | 12-13 |  | 0.014003 | 0.49884 | 0.0033355 | 0.08012 | 0.35627 | 0.00015221 | 0.0069391 | 1.6554e-05 | 0.00055045 | 0.0048594 | 7
2012-07-18 | 12-13 | 12-13 |  | 0 | 0.36566 | 0.00658 | 0.0046281 | 0.25285 | 0 | 0.0040735 | 0.00014622 | 3.6214e-05 | 0.0028247 | 7
2012-07-19 | 12-13 | 12-13 |  | 0 | 0.084181 | 0.046482 | 0.01169 | 0.06635 | 0 | 0.00050031 | 0.00014071 | 7.2428e-05 | 0.0003755 | 7
2012-07-20 | 12-13 | 12-13 |  | 0 | 0.7895 | 0.012192 | 0.28133 | 0.58985 | 0 | 0.0073237 | 4.9661e-05 | 0.0029744 | 0.005522 | 7
2012-07-21 | 12-13 | 12-13 |  | 0 | 0.3105 | 0.013069 | 0.073326 | 0.22708 | 0 | 0.0031787 | 4.9661e-05 | 0.00034765 | 0.0022471 | 7
2012-07-22 | 12-13 | 12-13 |  | 0 | 0.016169 | 0.0098273 | 0.15072 | 0.037053 | 0 | 0.0014729 | 0.00014622 | 0.00068806 | 0.0011446 | 7
2012-07-23 | 12-13 | 12-13 |  | 0 | 0.17174 | 0.001705 | 0.23118 | 0.15586 | 0 | 0.0045944 | 8.2768e-06 | 0.0023032 | 0.003532 | 7
2012-07-24 | 12-13 | 12-13 |  | 0 | 0.14833 | 0.0030707 | 0.017122 | 0.10511 | 0 | 0.0007247 | 2.483e-05 | 9.657e-05 | 0.00051705 | 7
2012-07-25 | 12-13 | 12-13 |  | 0 | 0.52936 | 0.41339 | 0.37863 | 0.48418 | 0 | 0.0090737 | 0.0096342 | 0.0018252 | 0.0079027 | 7
2012-07-26 | 12-13 | 12-13 |  | 0.049011 | 0.79274 | 0.19833 | 0.22779 | 0.61026 | 0.0010654 | 0.012121 | 0.00052144 | 0.00068806 | 0.00852 | 7
2012-07-27 | 12-13 | 12-13 |  | 0 | 0.092929 | 0.0065111 | 0.5305 | 0.15116 | 0 | 0.0022617 | 2.7589e-05 | 0.0045461 | 0.0022978 | 7
2012-07-28 | 12-13 | 12-13 |  | 0 | 0.025489 | 0.01052 | 0.0041574 | 0.019684 | 0 | 0.00028278 | 6.6214e-05 | 1.4486e-05 | 0.00020603 | 7
2012-07-29 | 12-13 | 12-13 |  | 0.8308 | 0.023033 | 2.3035 | 0.003998 | 0.3512 | 0.019736 | 0.00025015 | 0.01052 | 2.8971e-05 | 0.0018287 | 7
2012-07-30 | 12-13 | 12-13 |  | 0.0068493 | 0.7423 | 0.111 | 0.22833 | 0.56293 | 0 | 0.0060718 | 0.0005711 | 0.00084741 | 0.00439 | 7
2012-07-31 | 12-13 | 12-13 |  | 0 | 0.68886 | 0.028853 | 8.7658 | 1.9049 | 0 | 0.0065492 | 0.00022623 | 0.0502 | 0.012706 | 7
2012-08-01 | 12-13 | 12-13 |  | 0 | 0.034808 | 0.092846 | 0.015 | 0.039583 | 0 | 0.00027534 | 0.00067594 | 5.0699e-05 | 0.00029371 | 8
2012-08-02 | 12-13 | 12-13 |  | 0 | 0.4001 | 0.26809 | 0.28533 | 0.3595 | 0 | 0.0084995 | 0.004395 | 0.0019531 | 0.0067825 | 8
2012-08-03 | 12-13 | 12-13 |  | 0 | 1.2702 | 0.026836 | 0.0021511 | 0.87666 | 0 | 0.0144 | 0.0002014 | 2.1728e-05 | 0.0099233 | 8
2012-08-04 | 12-13 | 12-13 |  | 0 | 0.017454 | 0.037571 | 1.1202 | 0.19977 | 0 | 0.00013452 | 0.0003559 | 0.0063736 | 0.0011811 | 8
2012-08-05 | 12-13 | 12-13 |  | 0 | 0.18605 | 0.78403 | 0.86294 | 0.38007 | 0 | 0.0037838 | 0.0048033 | 0.0054417 | 0.0041698 | 8
2012-08-06 | 12-13 | 12-13 |  | 0 | 0.22589 | 1.3648 | 0.018119 | 0.35262 | 0 | 0.0019033 | 0.0093803 | 0.00010623 | 0.0026615 | 8
2012-08-07 | 12-13 | 12-13 |  | 0 | 0.21485 | 0.043635 | 1.2346 | 0.35486 | 0 | 0.0046871 | 0.00027865 | 0.0046788 | 0.0040212 | 8
2012-08-08 | 12-13 | 12-13 |  | 0 | 0.070313 | 0.080856 | 0.0026002 | 0.060243 | 0 | 0.00017917 | 0.00071732 | 3.6214e-05 | 0.0002312 | 8
2012-08-09 | 12-13 | 12-13 |  | 0 | 0.13539 | 0.0089389 | 0.04774 | 0.10204 | 0 | 0.0042355 | 4.1384e-05 | 0.00024143 | 0.0029544 | 8
2012-08-10 | 12-13 | 12-13 |  | 0.82785 | 0.039356 | 0.083331 | 0.0073369 | 0.046519 | 0.015373 | 0.00043906 | 0.00064559 | 4.3457e-05 | 0.0005198 | 8
2012-08-11 | 12-13 | 12-13 |  | 0 | 0.12055 | 0.048422 | 0.073384 | 0.10166 | 0 | 0.001039 | 0.00040004 | 0.00049251 | 0.00085086 | 8
2012-08-12 | 12-13 | 12-13 |  | 0 | 0.014899 | 0.0025741 | 0 | 0.010601 | 0 | 0.00021982 | 1.6554e-05 | 0 | 0.00015334 | 8
2012-08-13 | 12-13 | 12-13 |  | 0 | 0.067448 | 0.037389 | 0.25826 | 0.093717 | 0 | 0.00060048 | 0.00021244 | 0.001183 | 0.0006354 | 8
2012-08-14 | 12-13 | 12-13 |  | 0 | 0.042413 | 0.50675 | 0.86171 | 0.24169 | 0 | 0.000324 | 0.0078795 | 0.0028802 | 0.0018146 | 8
2012-08-15 | 12-13 | 12-13 |  | 0 | 0.071998 | 0.020805 | 0.14032 | 0.07527 | 0 | 0.00058446 | 0.00024554 | 0.00065426 | 0.000543 | 8
2012-08-16 | 12-13 | 12-13 |  | 0 | 0.81656 | 0.29984 | 2.3661 | 0.98896 | 0 | 0.014727 | 0.0012167 | 0.0078753 | 0.011572 | 8
2012-08-17 | 12-13 | 12-13 |  | 0 | 1.4878 | 4.8473 | 1.4458 | 1.9482 | 0 | 0.01506 | 0.029846 | 0.0075059 | 0.01582 | 8
2012-08-18 | 12-13 | 12-13 |  | 0 | 0.11248 | 0.092245 | 0.018245 | 0.093374 | 0 | 0.00067776 | 0.00077802 | 2.8971e-05 | 0.00058114 | 8
2012-08-19 | 12-13 | 12-13 |  | 0 | 0.66844 | 0.0033438 | 0.14327 | 0.48294 | 0 | 0.0076643 | 8.2768e-06 | 0.0010888 | 0.0054429 | 8
2012-08-20 | 12-13 | 12-13 |  | 0 | 0.96438 | 0.01249 | 0.0051351 | 0.66502 | 0 | 0.014736 | 6.6214e-05 | 2.8971e-05 | 0.010136 | 8
2012-08-21 | 12-13 | 12-13 |  | 0 | 0.046032 | 0.62852 | 0.29761 | 0.16966 | 0 | 0.00048142 | 0.0023423 | 0.00054321 | 0.00075296 | 8
2012-08-22 | 12-13 | 12-13 |  | 0 | 0.11341 | 2.3655 | 0.12313 | 0.43507 | 0 | 0.0007476 | 0.014051 | 0.0014196 | 0.0027472 | 8
2012-08-23 | 12-13 |  | MED | 0 | 8.3468 | 0.33571 | 1.5577 | 6.0348 | 0 | 0.056396 | 0.0048226 | 0.017952 | 0.042348 | 8
2012-08-24 | 12-13 | 12-13 |  | 0 | 0.45769 | 0.12058 | 0.0072645 | 0.33274 | 0 | 0.0046631 | 0.0010594 | 7.7256e-05 | 0.0033665 | 8
2012-08-25 | 12-13 | 12-13 |  | 0 | 0.016028 | 0.004635 | 0.096677 | 0.027415 | 0 | 0.00023012 | 3.3107e-05 | 0.00031868 | 0.00021468 | 8
2012-08-26 | 12-13 | 12-13 |  | 0 | 0.67419 | 0.097269 | 0.041892 | 0.48377 | 0 | 0.0071543 | 0.00072008 | 0.00017141 | 0.0050446 | 8
2012-08-27 | 12-13 | 12-13 |  | 0 | 0.31866 | 0.015268 | 0.0020135 | 0.22138 | 0 | 0.0034804 | 0.00021795 | 4.3457e-05 | 0.0024287 | 8
2012-08-28 | 12-13 | 12-13 |  | 0 | 0.33053 | 0.0023672 | 0.85507 | 0.36662 | 0 | 0.010354 | 4.1384e-05 | 0.03068 | 0.012115 | 8
2012-08-29 | 12-13 | 12-13 |  | 0 | 0.21436 | 2.0267 | 1.8146 | 0.73161 | 0 | 0.0022222 | 0.020303 | 0.006504 | 0.0054791 | 8
2012-08-30 | 12-13 | 12-13 |  | 0 | 0.03221 | 0.57503 | 0.051132 | 0.1124 | 0 | 0.0003509 | 0.0031866 | 0.00032592 | 0.00074824 | 8
2012-08-31 | 12-13 | 12-13 |  | 0 | 0.0081538 | 2.5731 | 0.088956 | 0.3868 | 0 | 3.6063e-05 | 0.013637 | 0.0008981 | 0.0021146 | 8
2012-09-01 | 12-13 | 12-13 |  | 0 | 0.045423 | 0.011496 | 0.0013906 | 0.033065 | 0 | 0.0004236 | 8.2768e-05 | 1.4486e-05 | 0.00030512 | 9
2012-09-02 | 12-13 | 12-13 |  | 0 | 0.055855 | 0 | 0.09307 | 0.053523 | 0 | 0.00056786 | 0 | 0.00057942 | 0.00048441 | 9
2012-09-03 | 12-13 | 12-13 |  | 0 | 0.38511 | 0.0016388 | 0.31842 | 0.31661 | 0 | 0.0043694 | 1.6554e-05 | 0.001224 | 0.0032029 | 9
2012-09-04 | 12-13 | 12-13 |  | 0 | 1.2049 | 1.7148 | 0.9193 | 1.2217 | 0 | 0.012758 | 0.01311 | 0.0041694 | 0.011311 | 9
2012-09-05 | 12-13 |  | MED | 0 | 2.2327 | 11.098 | 19.3351 | 6.2642 | 0 | 0.026032 | 0.032384 | 0.049463 | 0.030552 | 9
2012-09-06 | 12-13 | 12-13 |  | 0 | 0.49071 | 2.5888 | 4.5183 | 1.4419 | 0 | 0.0063798 | 0.011168 | 0.021084 | 0.0094075 | 9
2012-09-07 | 12-13 | 12-13 |  | 0 | 0.2846 | 0.22062 | 0.56888 | 0.31958 | 0 | 0.0032142 | 0.00083871 | 0.0031168 | 0.0028349 | 9
2012-09-08 | 12-13 | 12-13 |  | 0 | 0.041291 | 0 | 0.3078 | 0.07849 | 0 | 0.00058732 | 0 | 0.0017021 | 0.00068061 | 9
2012-09-09 | 12-13 | 12-13 |  | 0.034703 | 0.037445 | 0.0043867 | 0.01099 | 0.028404 | 0.00030441 | 0.00051061 | 2.483e-05 | 7.0014e-05 | 0.00036803 | 9
2012-09-10 | 12-13 | 12-13 |  | 0 | 0.14661 | 0.0085499 | 0.005647 | 0.10284 | 0 | 0.0010808 | 4.1384e-05 | 0.00015693 | 0.0007738 | 9
2012-09-11 | 12-13 | 12-13 |  | 0.20533 | 0.44982 | 0 | 0.024307 | 0.31452 | 0.0019787 | 0.0044776 | 0 | 0.00060115 | 0.0031888 | 9
2012-09-12 | 12-13 | 12-13 |  | 0 | 0.23131 | 0.0064145 | 0.045622 | 0.16723 | 0 | 0.0021111 | 0.00025658 | 3.6214e-05 | 0.0014926 | 9
2012-09-13 | 12-13 | 12-13 |  | 0 | 0.10048 | 0.0063897 | 0.22963 | 0.10733 | 0 | 0.0015273 | 8.2768e-05 | 0.00067116 | 0.0011701 | 9
2012-09-14 | 12-13 | 12-13 |  | 0.22648 | 0.1351 | 0.022496 | 0.23033 | 0.13527 | 0.00045662 | 0.00028622 | 0.00023175 | 0.00052148 | 0.00031809 | 9
2012-09-15 | 12-13 | 12-13 |  | 0 | 0.14234 | 0.022322 | 0.057051 | 0.11024 | 0 | 0.0024609 | 0.00012415 | 0.00017383 | 0.0017363 | 9
2012-09-16 | 12-13 | 12-13 |  | 0 | 0.013459 | 1.1802 | 0 | 0.17744 | 0 | 0.00027076 | 0.0087403 | 0 | 0.0014316 | 9
2012-09-17 | 12-13 | 12-13 |  | 0 | 0.035727 | 0 | 0.022981 | 0.028283 | 0 | 0.00030396 | 0 | 4.3457e-05 | 0.00021586 | 9
2012-09-18 | 12-13 | 12-13 |  | 0 | 0.0032715 | 0.0027976 | 0.014739 | 0.0050462 | 0 | 8.3576e-05 | 1.6554e-05 | 0.00018831 | 9.0434e-05 | 9
2012-09-19 | 12-13 | 12-13 |  | 0 | 0.38269 | 0.015602 | 0.12556 | 0.28553 | 0 | 0.0033327 | 5.7937e-05 | 0.00033317 | 0.0023517 | 9
2012-09-20 | 12-13 | 12-13 |  | 0 | 0.76006 | 0.0070022 | 0.36245 | 0.58209 | 0 | 0.0060867 | 6.6214e-05 | 0.0041356 | 0.0048638 | 9
2012-09-21 | 12-13 | 12-13 |  | 0 | 0.070156 | 0.0024499 | 0.45091 | 0.12197 | 0 | 0.00037037 | 2.483e-05 | 0.0024456 | 0.00065623 | 9
2012-09-22 | 12-13 | 12-13 |  | 0 | 0.028776 | 0.044132 | 0.59098 | 0.1223 | 0 | 0.00022554 | 0.00039177 | 0.0037083 | 0.00081469 | 9
2012-09-23 | 12-13 | 12-13 |  | 0 | 0.012594 | 3.3028 | 0.76679 | 0.60423 | 0 | 0.00020207 | 0.014368 | 0.0029695 | 0.0026702 | 9
2012-09-24 | 12-13 | 12-13 |  | 0.99148 | 0.020635 | 1.1057 | 0.31991 | 0.23154 | 0.01172 | 0.00014941 | 0.014476 | 0.0016296 | 0.0025219 | 9
2012-09-25 | 12-13 | 12-13 |  | 0 | 0.046358 | 0.47002 | 0.11294 | 0.11722 | 0 | 0.00024329 | 0.0018954 | 0.0004563 | 0.00051154 | 9
2012-09-26 | 12-13 | 12-13 |  | 0 | 0.062446 | 0.22452 | 0.34712 | 0.13142 | 0 | 0.00045795 | 0.00094355 | 0.0038628 | 0.0010781 | 9
2012-09-27 | 12-13 | 12-13 |  | 0 | 0.046948 | 0.2962 | 0.20378 | 0.10765 | 0 | 0.00031942 | 0.00048005 | 0.0015427 | 0.00053906 | 9
2012-09-28 | 12-13 | 12-13 |  | 0 | 0.51158 | 19.0721 | 6.36 | 4.1053 | 0 | 0.00795 | 0.14544 | 0.041453 | 0.032939 | 9
2012-09-29 | 12-13 | 12-13 |  | 0 | 0.077118 | 0.10128 | 0.57464 | 0.16099 | 0 | 0.00041788 | 0.0003697 | 0.0016224 | 0.00060394 | 9
2012-09-30 | 12-13 | 12-13 |  | 0 | 0.038483 | 0.29809 | 0.064316 | 0.07939 | 0 | 0.00044879 | 0.0027838 | 0.00037662 | 0.00076633 | 9
2012-10-01 | 12-13 | 12-13 |  | 0 | 1.6738 | 0.0013739 | 0.002716 | 1.1503 | 0 | 0.0082436 | 8.2768e-06 | 2.1728e-05 | 0.0056671 | 10
2012-10-02 | 12-13 | 12-13 |  | 0 | 0.04619 | 0 | 0.019693 | 0.034934 | 0 | 0.00044535 | 0 | 0.00012313 | 0.00032595 | 10
2012-10-03 | 12-13 | 12-13 |  | 0 | 0.013256 | 2.4157 | 0.0015572 | 0.35363 | 0 | 0.00020379 | 0.02632 | 6.5185e-05 | 0.0039016 | 10
2012-10-04 | 12-13 | 12-13 |  | 0 | 0.18106 | 0.018176 | 0.0016369 | 0.12722 | 0 | 0.004319 | 0.00029796 | 1.4486e-05 | 0.0030114 | 10
2012-10-05 | 12-13 | 12-13 |  | 0 | 0.54415 | 3.5776 | 4.9313 | 1.6867 | 0 | 0.0080605 | 0.013397 | 0.03042 | 0.0124 | 10
2012-10-06 | 12-13 | 12-13 |  | 0.031963 | 0.12202 | 1.6843 | 1.5783 | 0.58115 | 0.00030441 | 0.0036733 | 0.015883 | 0.0040246 | 0.0054445 | 10
2012-10-07 | 12-13 | 12-13 |  | 0 | 0.0015868 | 1.1007 | 0.0010212 | 0.15812 | 0 | 1.0304e-05 | 0.0095348 | 7.2428e-06 | 0.0013671 | 10
2012-10-08 | 12-13 | 12-13 |  | 0 | 0.24691 | 0.68765 | 0.46514 | 0.34335 | 0 | 0.004244 | 0.0034211 | 0.0058015 | 0.0043475 | 10
2012-10-09 | 12-13 | 12-13 |  | 0 | 0.039958 | 0.18636 | 0.0024481 | 0.054404 | 0 | 0.00045509 | 0.00097666 | 1.4486e-05 | 0.00045414 | 10
2012-10-10 | 12-13 | 12-13 |  | 0 | 0.39457 | 0.10946 | 0.064577 | 0.29714 | 0 | 0.0058938 | 0.0006787 | 0.00044905 | 0.0042181 | 10
2012-10-11 | 12-13 | 12-13 |  | 0 | 1.4925 | 2.0569 | 0.3272 | 1.3716 | 0 | 0.017572 | 0.021318 | 0.002576 | 0.015527 | 10
2012-10-12 | 12-13 | 12-13 |  | 0 | 0.052394 | 0.0024416 | 0.010676 | 0.038075 | 0 | 0.00044764 | 2.483e-05 | 0.00061564 | 0.00041128 | 10
2012-10-13 | 12-13 | 12-13 |  | 0 | 0.034684 | 0.0030045 | 0.010038 | 0.025887 | 0 | 0.00031427 | 1.9312e-05 | 5.0699e-05 | 0.00022687 | 10
2012-10-14 | 12-13 | 12-13 |  | 0 | 0.10498 | 0.19831 | 0.026233 | 0.10464 | 0 | 0.0007539 | 0.0016498 | 0.00051424 | 0.00083671 | 10
2012-10-15 | 12-13 | 12-13 |  | 0 | 0.018635 | 0.079705 | 0.13634 | 0.046363 | 0 | 0.00035377 | 0.00061248 | 0.00091259 | 0.00047891 | 10
2012-10-16 | 12-13 | 12-13 |  | 0 | 0.36757 | 0.0018706 | 0.012747 | 0.25481 | 0 | 0.0023899 | 1.6554e-05 | 0.00014486 | 0.0016675 | 10
2012-10-17 | 12-13 | 12-13 |  | 0 | 0.055941 | 0.10701 | 0.093077 | 0.068834 | 0 | 0.0025691 | 0.00031452 | 0.012487 | 0.003843 | 10
2012-10-18 | 12-13 | 12-13 |  | 0 | 0.12597 | 0.029631 | 0.10074 | 0.10715 | 0 | 0.0013721 | 0.0002483 | 0.0012892 | 0.0011878 | 10
2012-10-19 | 12-13 | 12-13 |  | 0 | 0.01126 | 0.20353 | 0.11559 | 0.055566 | 0 | 0.00025531 | 0.00046074 | 0.0015403 | 0.00049188 | 10
2012-10-20 | 12-13 | 12-13 |  | 0 | 0.015104 | 0.0089058 | 0.9492 | 0.16623 | 0 | 6.5258e-05 | 3.3107e-05 | 0.0052462 | 0.00090394 | 10
2012-10-21 | 12-13 | 12-13 |  | 0 | 1.1657 | 0.027487 | 0.12768 | 0.82537 | 0 | 0.010427 | 0.00022347 | 0.00036697 | 0.007254 | 10
2012-10-22 | 12-13 | 12-13 |  | 0 | 0.30575 | 0.0061083 | 0.14171 | 0.23396 | 0 | 0.0074491 | 0.0030955 | 0.0070762 | 0.0067102 | 10
2012-10-23 | 12-13 | 12-13 |  | 0 | 0.078585 | 0.60333 | 0.14562 | 0.16368 | 0 | 0.00047741 | 0.012755 | 0.00063736 | 0.0022494 | 10
2012-10-24 | 12-13 | 12-13 |  | 0 | 0.16142 | 0.11153 | 0.19935 | 0.15923 | 0 | 0.0023487 | 0.00047178 | 0.0016634 | 0.0019514 | 10
2012-10-25 | 12-13 | 12-13 |  | 0 | 0.029803 | 2.0569 | 0.26533 | 0.35682 | 0 | 0.00035777 | 0.0085334 | 0.00094639 | 0.001616 | 10
2012-10-26 | 12-13 | 12-13 |  | 0 | 0.14931 | 0.00076974 | 0.2932 | 0.15042 | 0 | 0.0031633 | 8.2768e-06 | 0.0037349 | 0.0027822 | 10
2012-10-27 | 12-13 | 12-13 |  | 0 | 0.027009 | 0 | 0.0045557 | 0.019293 | 0 | 0.00021008 | 0 | 5.0699e-05 | 0.00015256 | 10
2012-10-28 | 12-13 | 12-13 |  | 0 | 0.0064691 | 0.023903 | 0.22412 | 0.044351 | 0 | 9.6169e-05 | 0.0005711 | 0.0014558 | 0.00038454 | 10
2012-10-29 | 12-13 | 12-13 |  | 0 | 0.012976 | 0.059306 | 0.04082 | 0.024013 | 0 | 0.00018032 | 0.00060696 | 0.00015934 | 0.00023631 | 10
2012-10-30 | 12-13 | 12-13 |  | 0 | 0.01885 | 0.0059593 | 0.99669 | 0.17612 | 0 | 0.00026561 | 2.483e-05 | 0.0050192 | 0.0010034 | 10
2012-10-31 | 12-13 | 12-13 |  | 0 | 0.11389 | 0.0029796 | 0.86066 | 0.21882 | 0 | 0.00030969 | 4.9661e-05 | 0.0020859 | 0.00055951 | 10
2012-11-01 | 12-13 | 12-13 |  | 0.821 | 0.03285 | 0.001556 | 1.4171 | 0.25994 | 0.0082192 | 0.00020608 | 1.6554e-05 | 0.0059246 | 0.0011725 | 11
2012-11-02 | 12-13 | 12-13 |  | 0 | 0.0038571 | 0.0020857 | 0.14819 | 0.027081 | 0 | 3.0912e-05 | 1.6554e-05 | 0.0049396 | 0.00082806 | 11
2012-11-03 | 12-13 | 12-13 |  | 0 | 0.11539 | 0.56735 | 0.49504 | 0.24074 | 0 | 0.00052836 | 0.0043067 | 0.0024191 | 0.0013707 | 11
2012-11-04 | 12-13 | 12-13 |  | 0 | 0.058538 | 0.15259 | 0.65266 | 0.16825 | 0 | 0.0023207 | 0.0014567 | 0.0033148 | 0.0023415 | 11
2012-11-05 | 12-13 |  | MED | 0 | 9.9099 | 24.9288 | 88.7926 | 24.8205 | 0 | 0.075693 | 0.091569 | 0.23721 | 0.10367 | 11
2012-11-06 | 12-13 | 12-13 |  | 2.012 | 0.57745 | 3.2005 | 4.8776 | 1.6627 | 0.01583 | 0.013437 | 0.02877 | 0.011796 | 0.015374 | 11
2012-11-07 | 12-13 | 12-13 |  | 0 | 0.15484 | 1.3921 | 0.57855 | 0.39897 | 0 | 0.002537 | 0.012316 | 0.0031434 | 0.0040098 | 11
2012-11-08 | 12-13 | 12-13 |  | 0.02207 | 0.5209 | 0.224 | 0.14856 | 0.41409 | 0.0027397 | 0.0026366 | 0.00073663 | 0.00065909 | 0.0020446 | 11
2012-11-09 | 12-13 | 12-13 |  | 0 | 0.91836 | 0.30551 | 0.7688 | 0.79955 | 0 | 0.0078407 | 0.0021133 | 0.0038652 | 0.0063162 | 11
2012-11-10 | 12-13 | 12-13 |  | 0 | 0.045703 | 0.01739 | 0.48925 | 0.11355 | 0 | 0.00048714 | 0.00022347 | 0.0024553 | 0.00076633 | 11
2012-11-11 | 12-13 | 12-13 |  | 0 | 0.18225 | 6.0855 | 0.28009 | 1.0381 | 0 | 0.0032938 | 0.044943 | 0.0010212 | 0.0088338 | 11
2012-11-12 | 12-13 | 12-13 |  | 0 | 0.49095 | 0.0030459 | 0.5392 | 0.42547 | 0 | 0.0071285 | 7.4491e-05 | 0.06497 | 0.015488 | 11
2012-11-13 | 12-13 | 12-13 |  | 0 | 0.011617 | 0.027148 | 0.0064895 | 0.012905 | 0 | 4.1788e-05 | 0.0001076 | 2.1728e-05 | 4.7576e-05 | 11
2012-11-14 | 12-13 | 12-13 |  | 0 | 0.012297 | 0 | 0.11475 | 0.027134 | 0 | 0.00018089 | 0 | 0.0014558 | 0.00036134 | 11
2012-11-15 | 12-13 | 12-13 |  | 0 | 1.1258 | 0.0035921 | 3.9585 | 1.4185 | 0 | 0.011995 | 4.1384e-05 | 0.017066 | 0.011024 | 11
2012-11-16 | 12-13 | 12-13 |  | 0 | 2.111 | 0.46017 | 0.91346 | 1.6643 | 0 | 0.010686 | 0.0022127 | 0.0062433 | 0.0086718 | 11
2012-11-17 | 12-13 | 12-13 |  | 0 | 0.15049 | 0.36694 | 0.099767 | 0.17191 | 0 | 0.00049401 | 0.0021768 | 0.00066151 | 0.00075728 | 11
2012-11-18 | 12-13 | 12-13 |  | 0 | 0.021085 | 0 | 0.25491 | 0.055997 | 0 | 0.00025187 | 0 | 0.0017069 | 0.00045099 | 11
2012-11-19 | 12-13 | 12-13 |  | 0 | 0.60468 | 0.012407 | 0.24306 | 0.45669 | 0 | 0.010658 | 2.483e-05 | 0.0015717 | 0.0075799 | 11
2012-11-20 | 12-13 |  | MED | 0 | 1.1001 | 5.2756 | 39.5126 | 7.9426 | 0 | 0.016897 | 0.054307 | 0.15909 | 0.045256 | 11
2012-11-21 | 12-13 | 12-13 |  | 0 | 0.044759 | 0.14463 | 2.0145 | 0.37943 | 0 | 0.0016103 | 0.001705 | 0.0039618 | 0.0019943 | 11
2012-11-22 | 12-13 | 12-13 |  | 0 | 0.0039819 | 0 | 0.25652 | 0.044513 | 0 | 5.0374e-05 | 0 | 0.0031096 | 0.00054103 | 11
2012-11-23 | 12-13 | 12-13 |  | 0 | 0.41093 | 0.081609 | 0.020031 | 0.29715 | 0 | 0.0013962 | 0.0037411 | 0.00046837 | 0.0015684 | 11
2012-11-24 | 12-13 | 12-13 |  | 0 | 0.064235 | 1.0371 | 0.65679 | 0.29888 | 0 | 0.00040013 | 0.01961 | 0.0056083 | 0.003983 | 11
2012-11-25 | 12-13 | 12-13 |  | 0 | 0.063857 | 0.16062 | 0.70907 | 0.18223 | 0 | 0.00033087 | 0.00052971 | 0.0027281 | 0.00074706 | 11
2012-11-26 | 12-13 | 12-13 |  | 0 | 1.6827 | 1.8755 | 12.9395 | 3.5304 | 0 | 0.010881 | 0.012302 | 0.082365 | 0.022641 | 11
2012-11-27 | 12-13 | 12-13 |  | 0 | 0.47341 | 4.9636 | 3.4094 | 1.5878 | 0 | 0.0049229 | 0.037411 | 0.026516 | 0.013032 | 11
2012-11-28 | 12-13 | 12-13 |  | 0 | 1.95 | 1.7581 | 0.10355 | 1.6069 | 0 | 0.011094 | 0.015138 | 0.0017117 | 0.010056 | 11
2012-11-29 | 12-13 | 12-13 |  | 0 | 0.17707 | 1.4247 | 0.99046 | 0.48598 | 0 | 0.0016904 | 0.01252 | 0.012598 | 0.0049971 | 11
2012-11-30 | 12-13 |  | MED | 0 | 6.6713 | 12.4055 | 40.0699 | 12.8761 | 0 | 0.012106 | 0.016526 | 0.090175 | 0.025356 | 11
2012-12-01 | 12-13 | 12-13 |  | 0 | 0.165 | 1.6059 | 8.3718 | 1.7056 | 0 | 0.0037855 | 0.0062324 | 0.036731 | 0.0094704 | 12
2012-12-02 | 12-13 | 12-13 |  | 0 | 0.021172 | 0.03348 | 0.078415 | 0.032085 | 0 | 0.00016772 | 0.00023175 | 0.00075084 | 0.00027052 | 12
2012-12-03 | 12-13 | 12-13 |  | 0 | 0.12968 | 0.29327 | 1.9705 | 0.45179 | 0 | 0.00034003 | 0.0062986 | 0.0084016 | 0.0024995 | 12
2012-12-04 | 12-13 | 12-13 |  | 0 | 0.02165 | 0.60521 | 1.4248 | 0.33318 | 0 | 0.00011792 | 0.0051895 | 0.0040487 | 0.00148 | 12
2012-12-05 | 12-13 | 12-13 |  | 0 | 0.031594 | 0.016827 | 0.037213 | 0.03016 | 0 | 0.00022897 | 0.00015726 | 0.0010357 | 0.00034837 | 12
2012-12-06 | 12-13 | 12-13 |  | 0 | 0.36777 | 0 | 0.26933 | 0.29648 | 0 | 0.004971 | 0 | 0.0014196 | 0.0036457 | 12
2012-12-07 | 12-13 | 12-13 |  | 0 | 0.29964 | 0 | 0.16312 | 0.23238 | 0 | 0.0043814 | 0 | 0.0010816 | 0.0031856 | 12
2012-12-08 | 12-13 | 12-13 |  | 0 | 0.36656 | 0.20953 | 0.07623 | 0.29406 | 0 | 0.0046384 | 0.007507 | 0.00037662 | 0.0043172 | 12
2012-12-09 | 12-13 | 12-13 |  | 0 | 0.22665 | 0.0092865 | 0 | 0.15701 | 0 | 0.002663 | 0.00034762 | 0 | 0.0018787 | 12
2012-12-10 | 12-13 | 12-13 |  | 0 | 0.5111 | 0.44854 | 0.016825 | 0.41772 | 0 | 0.0081738 | 0.006191 | 5.7942e-05 | 0.0065061 | 12
2012-12-11 | 12-13 | 12-13 |  | 0 | 0.2525 | 0.011695 | 0.13206 | 0.19661 | 0 | 0.0022909 | 5.7937e-05 | 0.0013037 | 0.0017941 | 12
2012-12-12 | 12-13 | 12-13 |  | 0 | 1.6498 | 0.23051 | 2.3746 | 1.5528 | 0 | 0.011905 | 0.0010594 | 0.022361 | 0.01197 | 12
2012-12-13 | 12-13 | 12-13 |  | 0 | 0.38071 | 0.22849 | 0.022272 | 0.29769 | 0 | 0.0055023 | 0.0011284 | 0.00021728 | 0.0039755 | 12
2012-12-14 | 12-13 | 12-13 |  | 0 | 2.5063 | 4.3044 | 4.9656 | 3.1437 | 0 | 0.020473 | 0.035149 | 0.021277 | 0.022536 | 12
2012-12-15 | 12-13 | 12-13 |  | 0 | 0.24196 | 0.0042543 | 0.026538 | 0.17112 | 0 | 0.0014465 | 2.483e-05 | 0.00017383 | 0.0010254 | 12
2012-12-16 | 12-13 | 12-13 |  | 0 | 0.047588 | 0.035094 | 0.37496 | 0.098755 | 0 | 0.00034804 | 0.00032555 | 0.0017769 | 0.00057484 | 12
2012-12-17 | 12-13 | 12-13 |  | 0.018265 | 0.33679 | 0.24065 | 0.035115 | 0.27149 | 0.00015221 | 0.0034352 | 0.0036583 | 0.00053838 | 0.0029698 | 12
2012-12-18 | 12-13 | 12-13 |  | 0 | 0.44914 | 0.0073305 | 0.20172 | 0.3424 | 0 | 0.0038388 | 5.5179e-05 | 0.0019966 | 0.0029698 | 12
2012-12-19 | 12-13 | 12-13 |  | 0 | 0.051675 | 2.0345 | 0.56035 | 0.41671 | 0 | 0.00026733 | 0.014443 | 0.0067744 | 0.0033453 | 12
2012-12-20 | 12-13 | 12-13 |  | 0 | 0.11331 | 0.20034 | 0.27181 | 0.15065 | 0 | 0.00086381 | 0.0015753 | 0.001632 | 0.0010836 | 12
2012-12-21 | 12-13 | 12-13 |  | 0 | 0.1802 | 0.026486 | 0.040487 | 0.13414 | 0 | 0.0012445 | 0.00024554 | 0.00033317 | 0.00094405 | 12
2012-12-22 | 12-13 | 12-13 |  | 0 | 0.34722 | 0.0006042 | 0.0020497 | 0.23892 | 0 | 0.0045852 | 8.2768e-06 | 2.1728e-05 | 0.0031542 | 12
2012-12-23 | 12-13 | 12-13 |  | 0 | 1.5109 | 0.92238 | 1.7955 | 1.4617 | 0 | 0.014446 | 0.016581 | 0.005758 | 0.013223 | 12
2012-12-24 | 12-13 | 12-13 |  | 0 | 0.60403 | 0.030235 | 0.14556 | 0.4429 | 0 | 0.0046093 | 0.00033107 | 0.00086913 | 0.0033547 | 12
2012-12-25 | 12-13 | 12-13 |  | 0 | 0.22965 | 0 | 0.35472 | 0.21551 | 0 | 0.0047913 | 0 | 0.0027571 | 0.00374 | 12
2012-12-26 | 12-13 | 12-13 |  | 0 | 0.33267 | 0.0056034 | 0.010198 | 0.23096 | 0 | 0.004959 | 7.1732e-05 | 0.00037662 | 0.0034778 | 12
2012-12-27 | 12-13 | 12-13 |  | 0 | 0.07524 | 1.3249 | 0.26787 | 0.28412 | 0 | 0.00098688 | 0.014857 | 0.00076049 | 0.002919 | 12
2012-12-28 | 12-13 | 12-13 |  | 0 | 0.074904 | 0 | 0.008235 | 0.052791 | 0 | 0.0023458 | 0 | 0.00014486 | 0.0016349 | 12
2012-12-29 | 12-13 | 12-13 |  | 0 | 0.078711 | 0 | 0.00079671 | 0.054194 | 0 | 0.00059591 | 0 | 1.4486e-05 | 0.00041167 | 12
2012-12-30 | 12-13 | 12-13 |  | 0 | 0.049862 | 0.022049 | 0.0025857 | 0.037812 | 0 | 0.00026275 | 0.00012415 | 2.1728e-05 | 0.00020171 | 12
2012-12-31 | 12-13 | 12-13 |  | 0 | 0.041184 | 0.0053468 | 0.16064 | 0.055213 | 0 | 0.00019177 | 0.0013574 | 0.0015282 | 0.00057406 | 12
2013-01-01 | 12-13 | 12-13 |  | 0 | 0.6866 | 0.0012746 | 0 | 0.47179 | 0 | 0.0093748 | 5.7937e-05 | 0 | 0.0064475 | 1
2013-01-02 | 12-13 | 12-13 |  | 0 | 0.38695 | 0.0066711 | 0.14396 | 0.29018 | 0 | 0.0033757 | 3.3107e-05 | 0.00091259 | 0.002472 | 1
2013-01-03 | 12-13 | 12-13 |  | 0 | 0.14705 | 0.24291 | 0.015449 | 0.13814 | 0 | 0.0010207 | 0.0012415 | 0.0002028 | 0.00091102 | 1
2013-01-04 | 12-13 | 12-13 |  | 0 | 0.87591 | 0.12863 | 3.2783 | 1.1539 | 0 | 0.0055355 | 0.0012167 | 0.033481 | 0.0094283 | 1
2013-01-05 | 12-13 | 12-13 |  | 0 | 0.29808 | 0.0023506 | 0.17183 | 0.23306 | 0 | 0.0050626 | 1.6554e-05 | 5.7942e-05 | 0.0034892 | 1
2013-01-06 | 12-13 | 12-13 |  | 0 | 1.0852 | 0.23 | 0.0099516 | 0.77979 | 0 | 0.014542 | 0.0010401 | 7.9671e-05 | 0.010149 | 1
2013-01-07 | 12-13 | 12-13 |  | 0 | 0.63537 | 0.024803 | 0.3475 | 0.49655 | 0 | 0.0086598 | 0.00035314 | 0.0022477 | 0.0063646 | 1
2013-01-08 | 12-13 | 12-13 |  | 0 | 0.75091 | 0.051327 | 0.020287 | 0.5264 | 0 | 0.0096347 | 0.00037797 | 0.00031144 | 0.0067224 | 1
2013-01-09 | 12-13 | 12-13 |  | 0 | 0.007472 | 0.010818 | 0.034041 | 0.012218 | 0 | 9.2735e-05 | 0.00012415 | 0.00055045 | 0.00017104 | 1
2013-01-10 | 12-13 | 12-13 |  | 0 | 0.010336 | 0.048165 | 0.52808 | 0.099968 | 0 | 9.6169e-05 | 0.00016278 | 0.0051448 | 0.00092714 | 1
2013-01-11 | 12-13 | 12-13 |  | 0 | 0.08809 | 0.12532 | 0.60377 | 0.1767 | 0 | 0.00046367 | 0.0012746 | 0.0047513 | 0.0012739 | 1
2013-01-12 | 12-13 | 12-13 |  | 0 | 0.057871 | 0.00048833 | 0.099704 | 0.056058 | 0 | 0.0020035 | 8.2768e-06 | 0.00028247 | 0.0014233 | 1
2013-01-13 | 12-13 | 12-13 |  | 0 | 0.98003 | 2.2301 | 1.808 | 1.2854 | 0 | 0.014057 | 0.014197 | 0.011576 | 0.013564 | 1
2013-01-14 | 12-13 | 12-13 |  | 0 | 0.40835 | 0.052798 | 1.1277 | 0.47167 | 0 | 0.0041233 | 0.00045522 | 0.0053597 | 0.0037699 | 1
2013-01-15 | 12-13 | 12-13 |  | 0.05175 | 0.058244 | 0.0028886 | 0.0012313 | 0.04102 | 0.00030441 | 0.00044536 | 0.00014071 | 1.4486e-05 | 0.00033067 | 1
2013-01-16 | 12-13 | 12-13 |  | 0 | 0.33073 | 1.1204 | 0.14859 | 0.41104 | 0 | 0.021104 | 0.0095183 | 0.0010719 | 0.016027 | 1
2013-01-17 | 12-13 | 12-13 |  | 0 | 0.62272 | 0.14632 | 0.3663 | 0.50824 | 0 | 0.0089632 | 0.0017354 | 0.0014558 | 0.006641 | 1
2013-01-18 | 12-13 | 12-13 |  | 0 | 0.13891 | 0.44128 | 4.4673 | 0.88584 | 0 | 0.0021169 | 0.0031866 | 0.034686 | 0.0075571 | 1
2013-01-19 | 12-13 | 12-13 |  | 0 | 0.58199 | 0 | 0.18794 | 0.43036 | 0 | 0.0056849 | 0 | 0.001731 | 0.0041867 | 1
2013-01-20 | 12-13 | 12-13 |  | 0 | 0.00063369 | 0.45857 | 0.075093 | 0.078018 | 0 | 2.347e-05 | 0.0020113 | 0.00052148 | 0.00038769 | 1
2013-01-21 | 12-13 | 12-13 |  | 0 | 0.62451 | 2.8578 | 1.6395 | 1.1033 | 0 | 0.0077954 | 0.017654 | 0.0066754 | 0.0089577 | 1
2013-01-22 | 12-13 | 12-13 |  | 0 | 0.47142 | 0.17604 | 0.038169 | 0.35511 | 0 | 0.0032583 | 0.0012498 | 0.00042008 | 0.0024846 | 1
2013-01-23 | 12-13 | 12-13 |  | 0 | 0.14353 | 0.048146 | 1.0915 | 0.2832 | 0 | 0.0016784 | 0.00062903 | 0.019266 | 0.0043801 | 1
2013-01-24 | 12-13 | 12-13 |  | 0 | 0.20134 | 0.28054 | 0.031651 | 0.18343 | 0 | 0.0032257 | 0.0028251 | 0.0001521 | 0.002643 | 1
2013-01-25 | 12-13 | 12-13 |  | 0 | 0.042429 | 0.16713 | 0.92143 | 0.20303 | 0 | 0.00030797 | 0.0015395 | 0.0059946 | 0.0014072 | 1
2013-01-26 | 12-13 | 12-13 |  | 0 | 0.60427 | 0.0020278 | 0.64291 | 0.52005 | 0 | 0.007867 | 8.2768e-06 | 0.0046933 | 0.0061692 | 1
2013-01-27 | 12-13 | 12-13 |  | 0 | 0.067131 | 0.50395 | 0.29196 | 0.16548 | 0 | 0.00058904 | 0.002632 | 0.0096739 | 0.0023552 | 1
2013-01-28 | 12-13 | 12-13 |  | 0 | 0.44178 | 1.2932 | 0.99674 | 0.65008 | 0 | 0.0038554 | 0.0058958 | 0.006405 | 0.0045315 | 1
2013-01-29 | 12-13 | 12-13 |  | 0 | 0.28584 | 0.010305 | 0.42496 | 0.26701 | 0 | 0.0032251 | 0.00016554 | 0.0036141 | 0.0028274 | 1
2013-01-30 | 12-13 | 12-13 |  | 0 | 0.043329 | 0.74305 | 0.079453 | 0.1486 | 0 | 0.00087754 | 0.0029962 | 0.00078946 | 0.0011583 | 1
2013-01-31 | 12-13 | 12-13 |  | 0 | 0.2916 | 1.2704 | 0.83245 | 0.51692 | 0 | 0.0034214 | 0.031667 | 0.0035441 | 0.0074403 | 1
2013-02-01 | 12-13 | 12-13 |  | 0 | 0.25474 | 0.0010925 | 0.083777 | 0.18877 | 0 | 0.0030293 | 1.1036e-05 | 0.00026074 | 0.0021248 | 2
2013-02-02 | 12-13 | 12-13 |  | 0 | 0.11657 | 0.15991 | 0.084074 | 0.11655 | 0 | 0.0010195 | 0.0015229 | 0.00060839 | 0.0010164 | 2
2013-02-03 | 12-13 | 12-13 |  | 0 | 0.052256 | 0.043503 | 0.001253 | 0.042297 | 0 | 0.00095826 | 0.00019864 | 7.2428e-06 | 0.00068769 | 2
2013-02-04 | 12-13 | 12-13 |  | 0 | 0.75684 | 1.071 | 0.050318 | 0.68068 | 0 | 0.0057329 | 0.008103 | 0.00060598 | 0.0051913 | 2
2013-02-05 | 12-13 | 12-13 |  | 0 | 0.99123 | 0.95414 | 0.022622 | 0.82051 | 0 | 0.0074571 | 0.01055 | 0.00014003 | 0.0066485 | 2
2013-02-06 | 12-13 | 12-13 |  | 0 | 0.17078 | 0.15624 | 0.17251 | 0.16766 | 0 | 0.0015021 | 0.00077526 | 0.00091983 | 0.001292 | 2
2013-02-07 | 12-13 | 12-13 |  | 0 | 0.022938 | 0.033918 | 0.1303 | 0.041811 | 0 | 0.00033716 | 0.00016829 | 0.0017165 | 0.00053513 | 2
2013-02-08 | 12-13 | 12-13 |  | 0 | 0.057686 | 0.0014733 | 0.082314 | 0.053239 | 0 | 0.00060564 | 1.6554e-05 | 0.00076049 | 0.00054221 | 2
2013-02-09 | 12-13 | 12-13 |  | 0 | 0.039148 | 3.2805 | 0 | 0.49441 | 0 | 0.00022325 | 0.024003 | 0 | 0.0035741 | 2
2013-02-10 | 12-13 | 12-13 |  | 0 | 0.20796 | 3.417 | 0.02423 | 0.63376 | 0 | 0.0030997 | 0.017547 | 0.0002366 | 0.0046684 | 2
2013-02-11 | 12-13 | 12-13 |  | 0 | 0.023786 | 0.028958 | 0 | 0.020465 | 0 | 0.00015456 | 0.00011312 | 0 | 0.00012228 | 2
2013-02-12 | 12-13 | 12-13 |  | 0 | 0.040041 | 0.0022016 | 0.068459 | 0.038966 | 0 | 0.00057415 | 1.6554e-05 | 0.00042008 | 0.00046514 | 2
2013-02-13 | 12-13 | 12-13 |  | 1.484 | 0.29874 | 0.12663 | 0.22143 | 0.2708 | 0.019787 | 0.0032629 | 0.00019864 | 0.00092225 | 0.002573 | 2
2013-02-14 | 12-13 | 12-13 |  | 0 | 1.0902 | 12.7808 | 5.8606 | 3.5248 | 0 | 0.0040534 | 0.028216 | 0.020973 | 0.010221 | 2
2013-02-15 | 12-13 | 12-13 |  | 0 | 2.3503 | 3.2017 | 4.7684 | 2.8472 | 0 | 0.021764 | 0.014551 | 0.015316 | 0.019517 | 2
2013-02-16 | 12-13 | 12-13 |  | 0 | 0.98081 | 0.19101 | 0.36232 | 0.75992 | 0 | 0.015663 | 0.00055179 | 0.0070134 | 0.011979 | 2
2013-02-17 | 12-13 | 12-13 |  | 0 | 0.32562 | 0.045428 | 0.043558 | 0.23723 | 0 | 0.0043373 | 0.00073111 | 0.00044905 | 0.0031565 | 2
2013-02-18 | 12-13 | 12-13 |  | 0 | 0.29868 | 0.067144 | 0.02493 | 0.21878 | 0 | 0.0046201 | 0.00054351 | 0.0003042 | 0.0033004 | 2
2013-02-19 | 12-13 | 12-13 |  | 0 | 0.095183 | 0.72272 | 4.2982 | 0.86838 | 0 | 0.0008472 | 0.005115 | 0.025159 | 0.0054083 | 2
2013-02-20 | 12-13 | 12-13 |  | 0 | 1.1625 | 0.012981 | 0.61475 | 0.90042 | 0 | 0.0083392 | 0.00011863 | 0.0012965 | 0.005956 | 2
2013-02-21 | 12-13 | 12-13 |  | 0 | 0.80381 | 0.1235 | 6.877 | 1.6897 | 0 | 0.0070358 | 0.00068697 | 0.014727 | 0.0073291 | 2
2013-02-22 | 12-13 | 12-13 |  | 0.018569 | 0.88605 | 0.066879 | 0.22878 | 0.65554 | 0.00015221 | 0.0046075 | 0.00027589 | 0.00073152 | 0.0033244 | 2
2013-02-23 | 12-13 | 12-13 |  | 0 | 0.48392 | 0.0081609 | 0.7844 | 0.4613 | 0 | 0.0062894 | 6.0696e-05 | 0.0069507 | 0.0054606 | 2
2013-02-24 | 12-13 | 12-13 |  | 0 | 0.025682 | 0.14607 | 0.086167 | 0.052491 | 0 | 0.00046024 | 0.00054627 | 0.0004056 | 0.00046003 | 2
2013-02-25 | 12-13 | 12-13 |  | 0 | 0.069013 | 0.0027562 | 0.97611 | 0.20677 | 0 | 0.00054553 | 4.1384e-05 | 0.0037711 | 0.00099477 | 2
2013-02-26 | 12-13 | 12-13 |  | 0 | 0.0038536 | 0.16698 | 0.84357 | 0.16383 | 0 | 0.00017173 | 0.0016719 | 0.0054031 | 0.0012362 | 2
2013-02-27 | 12-13 | 12-13 |  | 0 | 1.8682 | 1.6398 | 3.2528 | 2.0467 | 0 | 0.010194 | 0.012277 | 0.031953 | 0.013956 | 2
2013-02-28 | 12-13 | 12-13 |  | 0 | 0.13501 | 0.0050599 | 0.059936 | 0.10322 | 0 | 0.0035354 | 3.8625e-05 | 0.00043457 | 0.0025046 | 2
2013-03-01 | 12-13 | 12-13 |  | 0 | 0.012777 | 0.14687 | 0.0019556 | 0.030026 | 0 | 7.8424e-05 | 0.0019588 | 1.4486e-05 | 0.00033539 | 3
2013-03-02 | 12-13 | 12-13 |  | 0 | 0.1076 | 0.2316 | 0.0036793 | 0.10751 | 0 | 0.0025685 | 0.015097 | 1.4486e-05 | 0.0039181 | 3
2013-03-03 | 12-13 | 12-13 |  | 0 | 0.31547 | 0.057532 | 0.35868 | 0.2833 | 0 | 0.012091 | 0.00019864 | 0.0012168 | 0.0085314 | 3
2013-03-04 | 12-13 | 12-13 |  | 0 | 0.090949 | 0.00061248 | 0.013551 | 0.064764 | 0 | 0.00068692 | 8.2768e-06 | 0.00013761 | 0.00049542 | 3
2013-03-05 | 12-13 | 12-13 |  | 0 | 0.50087 | 0.86636 | 0.1415 | 0.49055 | 0 | 0.0085802 | 0.0096011 | 0.0011733 | 0.0074529 | 3
2013-03-06 | 12-13 | 12-13 |  | 0 | 0.40936 | 0.022463 | 0.50103 | 0.36598 | 0 | 0.0040523 | 0.00017381 | 0.0020642 | 0.0031443 | 3
2013-03-07 | 12-13 | 12-13 |  | 0 | 0.04555 | 0.29245 | 5.5133 | 0.97087 | 0 | 0.00043047 | 0.0013436 | 0.010613 | 0.0022156 | 3
2013-03-08 | 12-13 | 12-13 |  | 0 | 0.01653 | 0.54528 | 0.94218 | 0.24251 | 0 | 0.00016143 | 0.0016057 | 0.0014558 | 0.00057681 | 3
2013-03-09 | 12-13 | 12-13 |  | 0 | 0.18646 | 0.1969 | 0.45276 | 0.22987 | 0 | 0.0024569 | 0.0048502 | 0.0032424 | 0.0029069 | 3
2013-03-10 | 12-13 | 12-13 |  | 0 | 0.39367 | 0.061452 | 0.14673 | 0.30306 | 0 | 0.0013572 | 0.00027865 | 0.00086431 | 0.0011127 | 3
2013-03-11 | 12-13 | 12-13 |  | 0 | 0.14223 | 1.6191 | 2.2122 | 0.68872 | 0 | 0.00080026 | 0.02272 | 0.030523 | 0.0087587 | 3
2013-03-12 | 12-13 | 12-13 |  | 0 | 0.39578 | 0.91537 | 0.14208 | 0.42544 | 0 | 0.0080238 | 0.0049495 | 0.0010067 | 0.0063807 | 3
2013-03-13 | 12-13 | 12-13 |  | 0 | 0.075773 | 2.3045 | 0.013841 | 0.38273 | 0 | 0.00077222 | 0.012752 | 5.7942e-05 | 0.0023572 | 3
2013-03-14 | 12-13 | 12-13 |  | 0 | 0.28312 | 0.020824 | 0.059681 | 0.20716 | 0 | 0.0038084 | 0.00055454 | 0.00062288 | 0.0027964 | 3
2013-03-15 | 12-13 | 12-13 |  | 0 | 0.091328 | 0.03026 | 0.42494 | 0.13625 | 0 | 0.0011346 | 0.0004635 | 0.0086044 | 0.0022467 | 3
2013-03-16 | 12-13 | 12-13 |  | 0 | 0.4299 | 0.095829 | 0.08784 | 0.32325 | 0 | 0.0046842 | 0.0010263 | 0.00082568 | 0.0034982 | 3
2013-03-17 | 12-13 | 12-13 |  | 0.22349 | 0.31512 | 0.23833 | 0.064598 | 0.26267 | 0.0017757 | 0.0062894 | 0.001614 | 0.00041284 | 0.004631 | 3
2013-03-18 | 12-13 | 12-13 |  | 0.013242 | 0.018336 | 0.90461 | 0.0024698 | 0.14202 | 0.00015221 | 0.00018604 | 0.0032169 | 7.2428e-06 | 0.00058861 | 3
2013-03-19 | 12-13 | 12-13 |  | 0 | 0.032253 | 0.19247 | 0.012668 | 0.051646 | 0 | 0.00030511 | 0.001854 | 0.00014486 | 0.00049739 | 3
2013-03-20 | 12-13 | 12-13 |  | 0 | 0.4654 | 1.6503 | 0.79014 | 0.68355 | 0 | 0.0017471 | 0.019699 | 0.0023249 | 0.004386 | 3
2013-03-21 | 12-13 | 12-13 |  | 0 | 1.8207 | 1.1383 | 8.8065 | 2.847 | 0 | 0.022722 | 0.016096 | 0.063584 | 0.028256 | 3
2013-03-22 | 12-13 | 12-13 |  | 0 | 0.01244 | 3.1045 | 0.55126 | 0.54076 | 0 | 0.00072757 | 0.012812 | 0.0021825 | 0.0026812 | 3
2013-03-23 | 12-13 | 12-13 |  | 0 | 0.040048 | 1.4409 | 7.0039 | 1.3735 | 0 | 0.0003967 | 0.0073249 | 0.031173 | 0.0063933 | 3
2013-03-24 | 12-13 | 12-13 |  | 0 | 0.16541 | 0.027868 | 0.23755 | 0.15628 | 0 | 0.0034724 | 8.2768e-06 | 0.0023008 | 0.002761 | 3
2013-03-25 | 12-13 | 12-13 |  | 0 | 0.055541 | 0.25008 | 0.14355 | 0.09717 | 0 | 0.00048142 | 0.0018954 | 0.00057942 | 0.00069516 | 3
2013-03-26 | 12-13 | 12-13 |  | 0 | 0.058607 | 0.57702 | 2.3029 | 0.49754 | 0 | 0.0015565 | 0.003159 | 0.015615 | 0.0040624 | 3
2013-03-27 | 12-13 | 12-13 |  | 0 | 0.036652 | 0.29187 | 0.91502 | 0.21579 | 0 | 0.00019978 | 0.0028914 | 0.0038097 | 0.0011697 | 3
2013-03-28 | 12-13 | 12-13 |  | 0 | 0.078714 | 0.026359 | 0.64876 | 0.16348 | 0 | 0.0024712 | 0.00054075 | 0.0038532 | 0.002402 | 3
2013-03-29 | 12-13 | 12-13 |  | 0 | 0.19458 | 0 | 0.0046475 | 0.13441 | 0 | 0.0017757 | 0 | 3.38e-05 | 0.0012252 | 3
2013-03-30 | 12-13 | 12-13 |  | 0 | 0.83843 | 1.5389 | 1.3031 | 1.0074 | 0 | 0.008179 | 0.0083844 | 0.0051013 | 0.0076436 | 3
2013-03-31 | 12-13 | 12-13 |  | 0 | 0.60838 | 0.0030376 | 0.80053 | 0.54869 | 0 | 0.0053591 | 1.6554e-05 | 0.003969 | 0.0043298 | 3
2013-04-01 | 12-13 | 12-13 |  | 0 | 0.031454 | 0.0097997 | 0.93566 | 0.17538 | 0 | 0.00014082 | 0.00026486 | 0.0058522 | 0.0010876 | 4
2013-04-02 | 12-13 | 12-13 |  | 0 | 0.43874 | 0.44852 | 0.022412 | 0.36893 | 0 | 0.0069019 | 0.0045577 | 0.0001352 | 0.0054123 | 4
2013-04-03 | 12-13 | 12-13 |  | 2.7002 | 0.026733 | 0.18496 | 0.041646 | 0.07243 | 0.012481 | 0.00020092 | 0.0020775 | 0.0003549 | 0.00058861 | 4
2013-04-04 | 12-13 | 12-13 |  | 0.00076104 | 0.10294 | 0.023581 | 0.077259 | 0.086655 | 0 | 0.0018404 | 0.00028969 | 0.00071704 | 0.0014222 | 4
2013-04-05 | 12-13 | 12-13 |  | 0 | 0.15123 | 0.18927 | 0.26383 | 0.17381 | 0 | 0.0026469 | 0.0036087 | 0.0076773 | 0.0035828 | 4
2013-04-06 | 12-13 | 12-13 |  | 0 | 0.0002782 | 0.062766 | 0.039488 | 0.015567 | 0 | 1.7173e-06 | 0.00035866 | 7.2428e-05 | 6.409e-05 | 4
2013-04-07 | 12-13 | 12-13 |  | 0 | 0.016843 | 0.041665 | 0.94101 | 0.17076 | 0 | 0.00028336 | 0.019939 | 0.0074383 | 0.0042476 | 4
2013-04-08 | 12-13 | 12-13 |  | 0 | 0.066846 | 0.16164 | 0.056943 | 0.078224 | 0 | 0.0073913 | 0.00048833 | 0.00052872 | 0.0052326 | 4
2013-04-09 | 12-13 | 12-13 |  | 0 | 0.0070598 | 0.076825 | 0.23166 | 0.053527 | 0 | 0.00011506 | 0.00084423 | 0.00059874 | 0.00029686 | 4
2013-04-10 | 12-13 | 12-13 |  | 0 | 0.026865 | 0.60963 | 0.025907 | 0.10955 | 0 | 0.00025015 | 0.011819 | 0.00036214 | 0.0019152 | 4
2013-04-11 | 12-13 | 12-13 |  | 0 | 1.2095 | 0.22154 | 0.0092466 | 0.86385 | 0 | 0.017228 | 0.0014402 | 7.7256e-05 | 0.012051 | 4
2013-04-12 | 12-13 | 12-13 |  | 0.52968 | 0.79646 | 0.044272 | 0.021076 | 0.56091 | 0.0045662 | 0.0046259 | 0.00014898 | 0.00010864 | 0.0032517 | 4
2013-04-13 | 12-13 | 12-13 |  | 0 | 0.0012983 | 0.0068752 | 0.044673 | 0.0091472 | 0 | 6.8692e-06 | 2.7589e-05 | 0.00031144 | 5.9372e-05 | 4
2013-04-14 | 12-13 | 12-13 |  | 0 | 0.018728 | 0 | 0.00018831 | 0.012895 | 0 | 0.00019348 | 0 | 7.2428e-06 | 0.00013408 | 4
2013-04-15 | 12-13 | 12-13 |  | 0 | 0.56748 | 0.40325 | 0.23156 | 0.48497 | 0 | 0.0048829 | 0.004486 | 0.0017069 | 0.0042712 | 4
2013-04-16 | 12-13 | 12-13 |  | 0 | 0.024639 | 0.067848 | 1.1444 | 0.21297 | 0 | 0.00035949 | 0.00032004 | 0.0094663 | 0.0018342 | 4
2013-04-17 | 12-13 | 12-13 |  | 0 | 0.046505 | 0.00038073 | 0.013262 | 0.034157 | 0 | 0.0015095 | 8.2768e-06 | 7.2428e-05 | 0.0010498 | 4
2013-04-18 | 12-13 | 12-13 |  | 0.044901 | 0.033972 | 0.00097666 | 0.11564 | 0.042654 | 0.00015221 | 0.00027477 | 8.2768e-06 | 0.00089811 | 0.00033736 | 4
2013-04-19 | 12-13 | 12-13 |  | 0 | 0.66152 | 0.24234 | 0.035873 | 0.49476 | 0 | 0.009499 | 0.0021106 | 0.00034765 | 0.006882 | 4
2013-04-20 | 12-13 | 12-13 |  | 0 | 0.053372 | 0.040832 | 3.8135 | 0.66355 | 0 | 0.00034346 | 0.00020416 | 0.020215 | 0.0035572 | 4
2013-04-21 | 12-13 | 12-13 |  | 0 | 2.9161 | 2.64 | 0.49563 | 2.4599 | 0 | 0.031818 | 0.022717 | 0.0021656 | 0.025445 | 4
2013-04-22 | 12-13 | 12-13 |  | 0 | 0.11473 | 0 | 0.044282 | 0.086014 | 0 | 0.00083118 | 0 | 0.00023901 | 0.00060984 | 4
2013-04-23 | 12-13 | 12-13 |  | 0 | 0.36167 | 0.0090879 | 0.035461 | 0.25549 | 0 | 0.0031867 | 7.4491e-05 | 0.00011588 | 0.0022184 | 4
2013-04-24 | 12-13 | 12-13 |  | 0 | 0.056823 | 0.1147 | 0.0016731 | 0.055649 | 0 | 0.00032056 | 0.00073939 | 7.2428e-06 | 0.00032674 | 4
2013-04-25 | 12-13 | 12-13 |  | 0 | 0.078014 | 0.13013 | 0.029905 | 0.077002 | 0 | 0.0004568 | 0.0002621 | 0.00012313 | 0.00037117 | 4
2013-04-26 | 12-13 | 12-13 |  | 0 | 0.06939 | 0.12221 | 0.051805 | 0.073515 | 0 | 0.00049974 | 0.0010098 | 0.00053838 | 0.00057484 | 4
2013-04-27 | 12-13 | 12-13 |  | 0 | 0.050604 | 0.26502 | 0.47076 | 0.1492 | 0 | 0.00039727 | 0.0021575 | 0.0025808 | 0.0010007 | 4
2013-04-28 | 12-13 | 12-13 |  | 0 | 0.038579 | 0.62921 | 0.0024336 | 0.11657 | 0 | 0.00077107 | 0.013946 | 4.3457e-05 | 0.0025243 | 4
2013-04-29 | 12-13 | 12-13 |  | 0 | 0.0083381 | 0.0044584 | 0.94624 | 0.16047 | 0 | 3.6636e-05 | 3.5866e-05 | 0.0027957 | 0.00048559 | 4
2013-04-30 | 12-13 | 12-13 |  | 0 | 1.0032 | 0.23182 | 0.18578 | 0.75238 | 0 | 0.0062218 | 0.0014926 | 0.00057942 | 0.0045807 | 4
2013-05-01 | 12-13 | 12-13 |  | 0 | 0.027805 | 0.0020968 | 0.15849 | 0.045209 | 0 | 0.00044135 | 1.1036e-05 | 0.0028561 | 0.00076987 | 5
2013-05-02 | 12-13 | 12-13 |  | 0 | 0.10803 | 0.0060586 | 0.054524 | 0.083943 | 0 | 0.0017803 | 9.9321e-05 | 0.00068082 | 0.0013479 | 5
2013-05-03 | 12-13 | 12-13 |  | 0 | 0.024731 | 0.051079 | 0.42119 | 0.092862 | 0 | 0.0018392 | 0.0004166 | 0.0012023 | 0.0015185 | 5
2013-05-04 | 12-13 | 12-13 |  | 0 | 0.21131 | 0.45418 | 0.0015717 | 0.21012 | 0 | 0.0013355 | 0.0031976 | 7.2428e-06 | 0.0013742 | 5
2013-05-05 | 12-13 | 12-13 |  | 0 | 0.23871 | 0 | 0.24151 | 0.2033 | 0 | 0.0029 | 0 | 0.001224 | 0.0021913 | 5
2013-05-06 | 12-13 | 12-13 |  | 0 | 0.16253 | 0.0073498 | 0 | 0.11269 | 0 | 0.0030517 | 4.4143e-05 | 0 | 0.0021024 | 5
2013-05-07 | 12-13 | 12-13 |  | 0 | 0.014568 | 0.022041 | 0.055439 | 0.022177 | 0 | 0.00014368 | 0.020013 | 0.00014727 | 0.0029749 | 5
2013-05-08 | 12-13 | 12-13 |  | 0 | 0.18724 | 0 | 0.0033607 | 0.12916 | 0 | 0.0041044 | 0 | 5.0699e-05 | 0.0028274 | 5
2013-05-09 | 12-13 | 12-13 |  | 0 | 0.038572 | 0.0020361 | 0.60957 | 0.12606 | 0 | 0.00051462 | 8.2768e-06 | 0.0040053 | 0.001007 | 5
2013-05-10 | 12-13 | 12-13 |  | 0 | 0.018803 | 1.4323 | 0.46405 | 0.29262 | 0 | 0.00013223 | 0.0067125 | 0.0043819 | 0.0017611 | 5
2013-05-11 | 12-13 | 12-13 |  | 0 | 0.00053065 | 0.096524 | 0.75286 | 0.13673 | 0 | 5.1519e-06 | 0.00098494 | 0.0063447 | 0.0011772 | 5
2013-05-12 | 12-13 | 12-13 |  | 0.045205 | 0.27515 | 1.0556 | 1.8926 | 0.64801 | 0.00015221 | 0.0023653 | 0.0072173 | 0.0082882 | 0.0040043 | 5
2013-05-13 | 12-13 | 12-13 |  | 0 | 0.5414 | 0.047434 | 0.22727 | 0.41565 | 0 | 0.0055314 | 0.00042212 | 0.0011468 | 0.0040463 | 5
2013-05-14 | 12-13 | 12-13 |  | 0 | 0.391 | 0.051606 | 0.081221 | 0.28915 | 0 | 0.0066219 | 0.00058765 | 0.00031144 | 0.0046829 | 5
2013-05-15 | 12-13 | 12-13 |  | 0 | 0.096595 | 0.094546 | 0.055057 | 0.088789 | 0 | 0.00051691 | 0.0006787 | 0.00046595 | 0.00052766 | 5
2013-05-16 | 12-13 | 12-13 |  | 0 | 0.060074 | 0 | 0.48471 | 0.1202 | 0 | 0.00090101 | 0 | 0.0025205 | 0.0010294 | 5
2013-05-17 | 12-13 | 12-13 |  | 0 | 0.080525 | 0.36845 | 0.0066923 | 0.10891 | 0 | 0.00034232 | 0.019997 | 4.3457e-05 | 0.003092 | 5
2013-05-18 | 12-13 | 12-13 |  | 0 | 0.058428 | 0.0013408 | 0.088512 | 0.054739 | 0 | 0.00044135 | 8.2768e-06 | 0.0004225 | 0.00037314 | 5
2013-05-19 | 12-13 | 12-13 |  | 0.073059 | 0.075563 | 0.34846 | 0.0015137 | 0.10238 | 0.00091324 | 0.00082774 | 0.019384 | 7.2428e-06 | 0.0033394 | 5
2013-05-20 | 12-13 | 12-13 |  | 0 | 0.011469 | 0.6653 | 0.10368 | 0.11958 | 0 | 5.3809e-05 | 0.023674 | 0.00045871 | 0.0034856 | 5
2013-05-21 | 12-13 | 12-13 |  | 0 | 0.22272 | 0.72713 | 0.043131 | 0.26363 | 0 | 0.0039945 | 0.026982 | 0.00082568 | 0.0067236 | 5
2013-05-22 | 12-13 | 12-13 |  | 0 | 0.10624 | 2.885 | 0.8903 | 0.62913 | 0 | 0.00071841 | 0.0076946 | 0.0074021 | 0.0027956 | 5
2013-05-23 | 12-13 | 12-13 |  | 0 | 0.10394 | 0.047873 | 0.059174 | 0.087854 | 0 | 0.00059419 | 0.00012415 | 0.00033317 | 0.00048009 | 5
2013-05-24 | 12-13 | 12-13 |  | 0 | 0.054794 | 0.0095183 | 0.010343 | 0.040678 | 0 | 0.00048714 | 7.4491e-05 | 5.0699e-05 | 0.00035348 | 5
2013-05-25 | 12-13 | 12-13 |  | 0 | 0.043538 | 0.0053634 | 0.009278 | 0.032181 | 0 | 0.00044421 | 2.2071e-05 | 4.3457e-05 | 0.00031534 | 5
2013-05-26 | 12-13 | 12-13 |  | 0 | 0.032047 | 0.71083 | 0.16367 | 0.14997 | 0 | 0.0005026 | 0.015453 | 0.00082809 | 0.0026823 | 5
2013-05-27 | 12-13 | 12-13 |  | 0 | 0.039048 | 0 | 0.0076122 | 0.02806 | 0 | 0.00032915 | 0 | 5.0699e-05 | 0.00023434 | 5
2013-05-28 | 12-13 | 12-13 |  | 0 | 0.17039 | 0.016217 | 0.10217 | 0.13599 | 0 | 0.003663 | 9.6562e-05 | 0.00055769 | 0.0026206 | 5
2013-05-29 | 12-13 | 12-13 |  | 0 | 0.10036 | 0.66098 | 0.054659 | 0.17204 | 0 | 0.0011764 | 0.0041384 | 0.00055528 | 0.0014882 | 5
2013-05-30 | 12-13 | 12-13 |  | 0 | 0.024643 | 0.04246 | 0.058543 | 0.032513 | 0 | 0.00051004 | 0.00054627 | 0.00047078 | 0.00050486 | 5
2013-05-31 | 12-13 | 12-13 |  | 0 | 1.6848 | 1.0315 | 0.6027 | 1.4024 | 0 | 0.026168 | 0.021445 | 0.0071028 | 0.022187 | 5
2013-06-01 | 12-13 | 12-13 |  | 0 | 0.38455 | 0.087742 | 0.10569 | 0.29386 | 0 | 0.0026326 | 0.00042487 | 0.00036214 | 0.0019278 | 6
2013-06-02 | 12-13 | 12-13 |  | 0 | 0.13358 | 0.85493 | 1.0286 | 0.38111 | 0 | 0.0020968 | 0.0046598 | 0.0050265 | 0.002923 | 6
2013-06-03 | 12-13 | 12-13 |  | 0 | 0.10179 | 0.69433 | 2.1787 | 0.5237 | 0 | 0.0010224 | 0.0021492 | 0.010082 | 0.0026505 | 6
2013-06-04 | 12-13 | 12-13 |  | 0 | 0.12743 | 0.0092783 | 0.025408 | 0.092987 | 0 | 0.00081916 | 1.6554e-05 | 0.00039835 | 0.00062989 | 6
2013-06-05 | 12-13 | 12-13 |  | 0 | 0.075829 | 0.50493 | 0.16246 | 0.15051 | 0 | 0.00054324 | 0.0031286 | 0.00065909 | 0.00092636 | 6
2013-06-06 | 12-13 | 12-13 |  | 0 | 0.03187 | 0.0056944 | 0.12643 | 0.043293 | 0 | 0.00030053 | 3.3107e-05 | 0.00098743 | 0.00037196 | 6
2013-06-07 | 12-13 | 12-13 |  | 0 | 0.89467 | 0.21756 | 0.18484 | 0.67564 | 0 | 0.0077348 | 0.0017133 | 0.00076049 | 0.0056808 | 6
2013-06-08 | 12-13 | 12-13 |  | 0 | 0.011281 | 0.088457 | 0.094562 | 0.035756 | 0 | 0.00015456 | 0.00018761 | 0.00053597 | 0.00022019 | 6
2013-06-09 | 12-13 | 12-13 |  | 0 | 0.25742 | 0.04212 | 0.13589 | 0.20495 | 0 | 0.001083 | 0.00062076 | 0.00094156 | 0.00098573 | 6
2013-06-10 | 12-13 | 12-13 |  | 0 | 0.035003 | 0.018209 | 0 | 0.026637 | 0 | 0.00027534 | 0.00015174 | 0 | 0.00021075 | 6
2013-06-11 | 12-13 | 12-13 |  | 0 | 0.47464 | 1.2481 | 0.29018 | 0.55115 | 0 | 0.0037334 | 0.021851 | 0.00073635 | 0.0057984 | 6
2013-06-12 | 12-13 | 12-13 |  | 0 | 0.1625 | 0.58195 | 2.4797 | 0.5984 | 0 | 0.0014992 | 0.0048143 | 0.030224 | 0.0066382 | 6
2013-06-13 | 12-13 | 12-13 |  | 0 | 0.41619 | 0.51648 | 2.1043 | 0.70218 | 0 | 0.0055938 | 0.004097 | 0.011581 | 0.0063123 | 6
2013-06-14 | 12-13 | 12-13 |  | 0 | 0.071536 | 0.0033935 | 1.8923 | 0.3578 | 0 | 0.00086037 | 1.6554e-05 | 0.0064533 | 0.0016443 | 6
2013-06-15 | 12-13 | 12-13 |  | 0 | 0.29032 | 0.3459 | 0.090902 | 0.26351 | 0 | 0.0022966 | 0.001614 | 0.00032351 | 0.0018602 | 6
2013-06-16 | 12-13 | 12-13 |  | 0 | 0.16607 | 0.26441 | 0 | 0.15175 | 0 | 0.00086152 | 0.0019395 | 0 | 0.00086816 | 6
2013-06-17 | 12-13 | 12-13 |  | 0 | 0.60922 | 4.9313 | 0.03365 | 1.1267 | 0 | 0.0059322 | 0.038368 | 0.00027764 | 0.009588 | 6
2013-06-18 | 12-13 | 12-13 |  | 0 | 0.063485 | 0.20383 | 0.26687 | 0.11612 | 0 | 0.00040872 | 0.0028941 | 0.00070979 | 0.00080879 | 6
2013-06-19 | 12-13 | 12-13 |  | 1.1416 | 0.054577 | 0.045986 | 2.1634 | 0.40523 | 0.015221 | 0.0014105 | 0.00028141 | 0.0065402 | 0.002192 | 6
2013-06-20 | 12-13 | 12-13 |  | 0 | 0.65465 | 0.017621 | 0.13385 | 0.47397 | 0 | 0.0090302 | 0.00014898 | 0.00034041 | 0.0062793 | 6
2013-06-21 | 12-13 | 12-13 |  | 0 | 1.999 | 0.0026237 | 0.034379 | 1.379 | 0 | 0.01876 | 1.6554e-05 | 0.0003887 | 0.012951 | 6
2013-06-22 | 12-13 | 12-13 |  | 0 | 1.0172 | 0.39723 | 0.20699 | 0.789 | 0 | 0.010697 | 0.001705 | 0.00066634 | 0.0076991 | 6
2013-06-23 | 12-13 | 12-13 |  | 0 | 0.14392 | 0.24125 | 0.13537 | 0.15529 | 0 | 0.00097142 | 0.0016498 | 0.00020521 | 0.00093579 | 6
2013-06-24 | 12-13 | 12-13 |  | 0 | 0.071277 | 0.11957 | 0.0053741 | 0.066873 | 0 | 0.004489 | 0.0064476 | 0.0001014 | 0.0040188 | 6
2013-06-25 | 12-13 | 12-13 |  | 0 | 0.0083581 | 0.00030624 | 0.008025 | 0.0070916 | 0 | 0.00014254 | 8.2768e-06 | 5.0699e-05 | 0.00010734 | 6
2013-06-26 | 12-13 | 12-13 |  | 0 | 0.13914 | 0.0047757 | 0.0040849 | 0.096916 | 0 | 0.00025817 | 6.6214e-05 | 6.2771e-05 | 0.00019699 | 6
2013-06-27 | 12-13 | 12-13 |  | 0 | 0.04693 | 0.32078 | 0.90164 | 0.22479 | 0 | 0.0018925 | 0.0034321 | 0.0018035 | 0.0020827 | 6
2013-06-28 | 12-13 | 12-13 |  | 0 | 0.078656 | 0.020121 | 0.019331 | 0.060042 | 0 | 0.003738 | 5.7937e-05 | 0.0001014 | 0.0025923 | 6
2013-06-29 | 12-13 | 12-13 |  | 0 | 0.14101 | 0 | 0.0054755 | 0.097748 | 0 | 0.00058904 | 0 | 2.1728e-05 | 0.00040813 | 6
2013-06-30 | 12-13 | 12-13 |  | 0 | 0.028609 | 0 | 0 | 0.01965 | 0 | 0.00036865 | 0 | 0 | 0.00025321 | 6
2013-07-01 | 13-14 | 13-14 |  | 0 | 0.25209 | 0.11898 | 0.010502 | 0.19242 | 0 | 0.0045047 | 0.00032274 | 5.7704e-05 | 0.0031679 | 7
2013-07-02 | 13-14 | 13-14 |  | 0 | 0.106 | 0.0011041 | 1.165 | 0.26305 | 0 | 0.00063236 | 8.4933e-06 | 0.0087926 | 0.0018694 | 7
2013-07-03 | 13-14 | 13-14 |  | 0 | 0.032132 | 0.0016052 | 5.1755 | 0.86483 | 0 | 0.00026721 | 1.6987e-05 | 0.030756 | 0.0051931 | 7
2013-07-04 | 13-14 | 13-14 |  | 0 | 1.1039 | 3.8787 | 1.2351 | 1.5003 | 0 | 0.0083062 | 0.039519 | 0.010829 | 0.012967 | 7
2013-07-05 | 13-14 | 13-14 |  | 0 | 0.15884 | 0.01488 | 0.065722 | 0.12256 | 0 | 0.0014402 | 0.00014155 | 0.00080304 | 0.0011459 | 7
2013-07-06 | 13-14 | 13-14 |  | 0 | 0.49236 | 0.87454 | 0.078355 | 0.474 | 0 | 0.0045426 | 0.0059906 | 0.00035584 | 0.0040261 | 7
2013-07-07 | 13-14 | 13-14 |  | 0 | 0.11797 | 0.016743 | 0.31828 | 0.13567 | 0 | 0.00067652 | 0.00017553 | 0.0015869 | 0.00075021 | 7
2013-07-08 | 13-14 | 13-14 |  | 0 | 0.14278 | 0.037079 | 0.03191 | 0.10902 | 0 | 0.00045573 | 0.00011607 | 0.00085834 | 0.00047079 | 7
2013-07-09 | 13-14 | 13-14 |  | 0 | 0.12547 | 0.040156 | 0.99499 | 0.25424 | 0 | 0.00043931 | 0.00021516 | 0.0073813 | 0.0015348 | 7
2013-07-10 | 13-14 | 13-14 |  | 0 | 0.042402 | 0.13654 | 0.0013272 | 0.048401 | 0 | 0.00041893 | 0.0010418 | 7.213e-06 | 0.00043478 | 7
2013-07-11 | 13-14 | 13-14 |  | 0 | 0.29639 | 0.63862 | 0.4151 | 0.36072 | 0 | 0.0037574 | 0.0047902 | 0.0017816 | 0.0035495 | 7
2013-07-12 | 13-14 | 13-14 |  | 0 | 0.032954 | 0.086122 | 1.0773 | 0.21004 | 0 | 0.00028023 | 0.0002463 | 0.011812 | 0.0021504 | 7
2013-07-13 | 13-14 | 13-14 |  | 0 | 0.54574 | 0.23126 | 0.35642 | 0.46723 | 0 | 0.0074553 | 0.0066587 | 0.000779 | 0.0062008 | 7
2013-07-14 | 13-14 | 13-14 |  | 0 | 0.23856 | 0.060905 | 4.8817 | 0.9679 | 0 | 0.004546 | 0.00032841 | 0.027876 | 0.0077251 | 7
2013-07-15 | 13-14 | 13-14 |  | 0 | 0.18035 | 0.017793 | 0.017535 | 0.12998 | 0 | 0.0018524 | 0.0097503 | 0.00013705 | 0.0026506 | 7
2013-07-16 | 13-14 | 13-14 |  | 0 | 0.067875 | 0.26998 | 0.35079 | 0.14134 | 0 | 0.00049876 | 0.0026046 | 0.0026904 | 0.0011427 | 7
2013-07-17 | 13-14 | 13-14 |  | 0 | 1.239 | 0.32672 | 1.6469 | 1.1697 | 0 | 0.017331 | 0.0025819 | 0.0062609 | 0.013356 | 7
2013-07-18 | 13-14 |  | MED | 0 | 3.8962 | 15.8591 | 25.991 | 9.116 | 0 | 0.033622 | 0.076414 | 0.083966 | 0.047471 | 7
2013-07-19 | 13-14 | 13-14 |  | 0 | 1.0654 | 5.6596 | 1.542 | 1.7698 | 0 | 0.01261 | 0.01864 | 0.0044336 | 0.012015 | 7
2013-07-20 | 13-14 | 13-14 |  | 0 | 0.80841 | 1.1911 | 0.95388 | 0.87873 | 0 | 0.010649 | 0.007542 | 0.0031521 | 0.0089168 | 7
2013-07-21 | 13-14 | 13-14 |  | 0 | 0.62275 | 0.0053677 | 0.058 | 0.44067 | 0 | 0.0043246 | 6.7946e-05 | 0.00044961 | 0.003072 | 7
2013-07-22 | 13-14 | 13-14 |  | 0 | 0.51543 | 0.26941 | 0.23508 | 0.4318 | 0 | 0.0076206 | 0.0026244 | 0.020228 | 0.008923 | 7
2013-07-23 | 13-14 | 13-14 |  | 0 | 0.65571 | 0.14088 | 5.5358 | 1.3738 | 0 | 0.005137 | 0.00099371 | 0.024202 | 0.0076277 | 7
2013-07-24 | 13-14 | 13-14 |  | 0 | 0.12962 | 0.019059 | 0.11922 | 0.11164 | 0 | 0.00061991 | 0.00018685 | 0.0008872 | 0.00059876 | 7
2013-07-25 | 13-14 | 13-14 |  | 0 | 0.21505 | 0.00078987 | 0.013099 | 0.1509 | 0 | 0.00086448 | 8.4933e-06 | 0.00042557 | 0.00066802 | 7
2013-07-26 | 13-14 | 13-14 |  | 0 | 0.55975 | 0 | 0.23737 | 0.42557 | 0 | 0.0050023 | 0 | 0.0015652 | 0.0037127 | 7
2013-07-27 | 13-14 | 13-14 |  | 0 | 1.5902 | 0.0022592 | 0.047483 | 1.1073 | 0 | 0.0089584 | 8.4933e-06 | 0.0004977 | 0.0062748 | 7
2013-07-28 | 13-14 | 13-14 |  | 0 | 0.14957 | 0.0029641 | 0.066143 | 0.11457 | 0 | 0.00099016 | 1.6987e-05 | 0.00075977 | 0.00081047 | 7
2013-07-29 | 13-14 | 13-14 |  | 0 | 0.060039 | 0.026839 | 0.0040681 | 0.045875 | 0 | 0.0029122 | 0.00014722 | 2.8852e-05 | 0.0020381 | 7
2013-07-30 | 13-14 | 13-14 |  | 0 | 0.0036125 | 0.033013 | 0.0004977 | 0.0071416 | 0 | 8.6617e-05 | 0.0014693 | 7.213e-06 | 0.00026416 | 7
2013-07-31 | 13-14 | 13-14 |  | 0 | 0.46611 | 0.0089774 | 0.00053376 | 0.32353 | 0 | 0.0041718 | 6.7946e-05 | 1.4426e-05 | 0.0028956 | 7
2013-08-01 | 13-14 | 13-14 |  | 0 | 0.11357 | 0.018396 | 0.0012623 | 0.081256 | 0 | 0.0010819 | 0.00017836 | 1.4426e-05 | 0.00077486 | 8
2013-08-02 | 13-14 | 13-14 |  | 0 | 1.2428 | 0.6229 | 1.3547 | 1.1657 | 0 | 0.0077339 | 0.0030491 | 0.0078093 | 0.0070387 | 8
2013-08-03 | 13-14 | 13-14 |  | 0 | 0.34805 | 1.3385 | 6.6326 | 1.5052 | 0 | 0.0020794 | 0.022785 | 0.010221 | 0.0062505 | 8
2013-08-04 | 13-14 | 13-14 |  | 0 | 0.020961 | 0.030106 | 0.32808 | 0.072052 | 0 | 0.00017607 | 9.9088e-05 | 0.00089441 | 0.00028098 | 8
2013-08-05 | 13-14 | 13-14 |  | 0 | 0.11574 | 0.38963 | 0.037378 | 0.13995 | 0 | 0.0035728 | 0.0012089 | 0.00013705 | 0.0026592 | 8
2013-08-06 | 13-14 | 13-14 |  | 0 | 0.094521 | 0.019356 | 0.20654 | 0.10163 | 0 | 0.0018914 | 0.00011891 | 0.00069966 | 0.0014378 | 8
2013-08-07 | 13-14 | 13-14 |  | 0 | 0.27952 | 0.037353 | 1.8911 | 0.50619 | 0 | 0.0040059 | 0.00020384 | 0.0089657 | 0.0042566 | 8
2013-08-08 | 13-14 | 13-14 |  | 0.58216 | 0.033327 | 0.032045 | 0 | 0.031972 | 0.018965 | 0.00039402 | 0.00013589 | 0 | 0.00043791 | 8
2013-08-09 | 13-14 | 13-14 |  | 0 | 0.053447 | 0.014297 | 0.48639 | 0.11809 | 0 | 0.00044271 | 0.00026046 | 0.0056333 | 0.001259 | 8
2013-08-10 | 13-14 | 13-14 |  | 0 | 0.071242 | 0.23336 | 0.078244 | 0.09424 | 0 | 0.00040082 | 0.0010645 | 0.00072611 | 0.0005424 | 8
2013-08-11 | 13-14 | 13-14 |  | 0 | 0.007718 | 0.012604 | 0.034644 | 0.012716 | 0 | 0.00013247 | 0.0031765 | 0.00013705 | 0.00055297 | 8
2013-08-12 | 13-14 | 13-14 |  | 0 | 0.064216 | 0.1613 | 0.0088431 | 0.068125 | 0 | 0.00050838 | 0.0022111 | 7.213e-05 | 0.00066881 | 8
2013-08-13 | 13-14 | 13-14 |  | 0 | 0.18626 | 0.02114 | 0.81245 | 0.26392 | 0 | 0.00061142 | 0.00016137 | 0.016532 | 0.0031358 | 8
2013-08-14 | 13-14 | 13-14 |  | 0 | 0.86197 | 0.0028396 | 0.074323 | 0.60834 | 0 | 0.013459 | 1.9818e-05 | 0.0029285 | 0.0097828 | 8
2013-08-15 | 13-14 | 13-14 |  | 0 | 0.63929 | 0.35478 | 0.9414 | 0.64419 | 0 | 0.0045652 | 0.0015203 | 0.004198 | 0.0040492 | 8
2013-08-16 | 13-14 | 13-14 |  | 0 | 0.89386 | 1.5654 | 7.1719 | 2.0016 | 0 | 0.014715 | 0.014153 | 0.022384 | 0.015772 | 8
2013-08-17 | 13-14 | 13-14 |  | 0 | 0.12091 | 1.628 | 2.3082 | 0.68432 | 0 | 0.00056726 | 0.01227 | 0.016698 | 0.0048061 | 8
2013-08-18 | 13-14 | 13-14 |  | 0 | 0.23231 | 2.1984 | 4.2176 | 1.151 | 0 | 0.0030016 | 0.012349 | 0.026246 | 0.0080539 | 8
2013-08-19 | 13-14 | 13-14 |  | 0 | 0.65585 | 2.0201 | 1.0553 | 0.90437 | 0 | 0.0079178 | 0.0073297 | 0.0094322 | 0.0080218 | 8
2013-08-20 | 13-14 | 13-14 |  | 0 | 0.066385 | 0.15224 | 0.81705 | 0.19992 | 0 | 0.0042856 | 0.00089745 | 0.0068163 | 0.004196 | 8
2013-08-21 | 13-14 | 13-14 |  | 1.0074 | 0.029879 | 1.3295 | 0.039087 | 0.2186 | 0.015931 | 0.000214 | 0.010755 | 0.0004472 | 0.0018307 | 8
2013-08-22 | 13-14 | 13-14 |  | 0 | 0.027608 | 0.068147 | 4.5618 | 0.77101 | 0 | 0.00027514 | 0.00018402 | 0.014109 | 0.002512 | 8
2013-08-23 | 13-14 | 13-14 |  | 0 | 0.074013 | 0.95109 | 3.2568 | 0.71272 | 0 | 0.00049479 | 0.0043316 | 0.033444 | 0.0063844 | 8
2013-08-24 | 13-14 | 13-14 |  | 0 | 0.43476 | 1.9648 | 0.015082 | 0.57459 | 0 | 0.0031765 | 0.020888 | 0.00013705 | 0.0051055 | 8
2013-08-25 | 13-14 | 13-14 |  | 0 | 0.11357 | 0.12395 | 0 | 0.095643 | 0 | 0.00067482 | 0.005413 | 0 | 0.0012147 | 8
2013-08-26 | 13-14 | 13-14 |  | 0 | 0.1594 | 0.11575 | 0.0033035 | 0.12673 | 0 | 0.0016565 | 0.00076439 | 5.0491e-05 | 0.001259 | 8
2013-08-27 | 13-14 | 13-14 |  | 0 | 1.8076 | 0.18755 | 0.0062969 | 1.2765 | 0 | 0.009477 | 0.0016902 | 7.213e-05 | 0.0067965 | 8
2013-08-28 | 13-14 | 13-14 |  | 0 | 0.028875 | 1.9242 | 1.7439 | 0.56979 | 0 | 0.00028759 | 0.0067776 | 0.0087998 | 0.002568 | 8
2013-08-29 | 13-14 | 13-14 |  | 0 | 0.25252 | 3.0472 | 1.1197 | 0.77801 | 0 | 0.0015167 | 0.015313 | 0.0097303 | 0.004749 | 8
2013-08-30 | 13-14 | 13-14 |  | 0 | 0.049143 | 11.2946 | 0.19723 | 1.6273 | 0 | 0.0004161 | 0.079191 | 8.896e-05 | 0.011249 | 8
2013-08-31 | 13-14 | 13-14 |  | 0 | 0.043852 | 6.8429 | 3.295 | 1.5125 | 0 | 0.00044554 | 0.051265 | 0.041015 | 0.01407 | 8
2013-09-01 | 13-14 | 13-14 |  | 0 | 0.67893 | 22.7071 | 1.8098 | 3.9027 | 0 | 0.0061317 | 0.17624 | 0.0030511 | 0.029098 | 9
2013-09-02 | 13-14 | 13-14 |  | 0.18404 | 0.015608 | 0.0065143 | 0.053794 | 0.02187 | 0.00015172 | 0.00016474 | 2.548e-05 | 0.00025245 | 0.00015967 | 9
2013-09-03 | 13-14 | 13-14 |  | 0 | 0.039083 | 0.038772 | 0.51544 | 0.11627 | 0 | 0.00040931 | 0.00046713 | 0.0017095 | 0.00062576 | 9
2013-09-04 | 13-14 | 13-14 |  | 0 | 0.22355 | 0.001291 | 0.52721 | 0.24053 | 0 | 0.0036526 | 8.4933e-06 | 0.0033468 | 0.0030709 | 9
2013-09-05 | 13-14 | 13-14 |  | 0 | 0.07541 | 1.4177 | 0.44286 | 0.32018 | 0 | 0.00036968 | 0.010175 | 0.0090186 | 0.00313 | 9
2013-09-06 | 13-14 | 13-14 |  | 0 | 0.044083 | 0.019161 | 0.28141 | 0.078927 | 0 | 0.00011832 | 0.00010475 | 0.0036426 | 0.00068916 | 9
2013-09-07 | 13-14 | 13-14 |  | 0 | 0.24701 | 0.67951 | 0.1729 | 0.29282 | 0 | 0.0038723 | 0.0048666 | 0.0012983 | 0.0035608 | 9
2013-09-08 | 13-14 | 13-14 |  | 0 | 0.10859 | 0.72418 | 0.099453 | 0.19135 | 0 | 0.00034477 | 0.0084168 | 0.00034622 | 0.0014581 | 9
2013-09-09 | 13-14 | 13-14 |  | 0 | 0.13657 | 1.3788 | 1.6141 | 0.54772 | 0 | 0.0028652 | 0.015064 | 0.0046331 | 0.004817 | 9
2013-09-10 | 13-14 | 13-14 |  | 0 | 0.060874 | 0.94166 | 0.01827 | 0.17522 | 0 | 0.00043535 | 0.0024546 | 0.00050491 | 0.00072242 | 9
2013-09-11 | 13-14 | 13-14 |  | 0 | 0.064326 | 0.01178 | 0.007903 | 0.047381 | 0 | 0.00061708 | 0.00010475 | 6.9725e-05 | 0.00045239 | 9
2013-09-12 | 13-14 | 13-14 |  | 0 | 0.12121 | 0.021479 | 5.5567 | 0.9912 | 0 | 0.00055084 | 0.00055206 | 0.080836 | 0.013614 | 9
2013-09-13 | 13-14 | 13-14 |  | 0 | 0.31135 | 0.026516 | 0.7343 | 0.33841 | 0 | 0.0036736 | 0.00031425 | 0.0020557 | 0.0029175 | 9
2013-09-14 | 13-14 | 13-14 |  | 0 | 0.055866 | 0.37706 | 1.5209 | 0.33829 | 0 | 0.00070143 | 0.0028566 | 0.0088215 | 0.0023156 | 9
2013-09-15 | 13-14 | 13-14 |  | 0 | 2.4859 | 4.0483 | 10.5185 | 3.9901 | 0 | 0.020258 | 0.020248 | 0.064097 | 0.027235 | 9
2013-09-16 | 13-14 | 13-14 |  | 0 | 0.29785 | 1.1384 | 2.4604 | 0.76373 | 0 | 0.0088916 | 0.0077034 | 0.02858 | 0.011863 | 9
2013-09-17 | 13-14 | 13-14 |  | 0 | 0.044177 | 0 | 0.11059 | 0.048538 | 0 | 0.0003459 | 0 | 0.00087277 | 0.00038117 | 9
2013-09-18 | 13-14 | 13-14 |  | 0 | 0.86976 | 0.84077 | 0.43341 | 0.788 | 0 | 0.014117 | 0.0048666 | 0.0034526 | 0.010994 | 9
2013-09-19 | 13-14 | 13-14 |  | 0 | 0.54919 | 0.92858 | 0.69779 | 0.62157 | 0 | 0.0090241 | 0.010294 | 0.0048471 | 0.0084499 | 9
2013-09-20 | 13-14 | 13-14 |  | 0 | 0.39786 | 0.40359 | 0.24441 | 0.3706 | 0 | 0.0055628 | 0.006353 | 0.0030319 | 0.005217 | 9
2013-09-21 | 13-14 | 13-14 |  | 0 | 0.14737 | 0.028331 | 0.0095692 | 0.10734 | 0 | 0.00065048 | 0.00027745 | 5.53e-05 | 0.00049701 | 9
2013-09-22 | 13-14 | 13-14 |  | 0 | 0.027974 | 0.029089 | 0.18666 | 0.053741 | 0 | 0.00028872 | 0.00016137 | 0.0014065 | 0.00045083 | 9
2013-09-23 | 13-14 | 13-14 |  | 0 | 0.29262 | 0.0060557 | 0.56783 | 0.29554 | 0 | 0.0048138 | 3.3973e-05 | 0.0035921 | 0.003917 | 9
2013-09-24 | 13-14 | 13-14 |  | 0 | 0.40965 | 0.010062 | 0.1852 | 0.31471 | 0 | 0.0050114 | 7.3608e-05 | 0.00077179 | 0.0036 | 9
2013-09-25 | 13-14 | 13-14 |  | 0 | 0.27083 | 0.44342 | 0.38612 | 0.31136 | 0 | 0.0031307 | 0.0028934 | 0.0046812 | 0.003326 | 9
2013-09-26 | 13-14 | 13-14 |  | 0 | 2.0584 | 2.2355 | 2.8297 | 2.1925 | 0 | 0.018415 | 0.019169 | 0.013575 | 0.017589 | 9
2013-09-27 | 13-14 | 13-14 |  | 0 | 0.31471 | 0.29399 | 0.74436 | 0.37934 | 0 | 0.0046434 | 0.0026188 | 0.0024308 | 0.0039674 | 9
2013-09-28 | 13-14 | 13-14 |  | 0 | 0.031464 | 0.0031 | 0.075325 | 0.034439 | 0 | 0.00041214 | 4.2466e-05 | 0.00023803 | 0.00032951 | 9
2013-09-29 | 13-14 | 13-14 |  | 0 | 0.045517 | 0 | 0.0029501 | 0.031944 | 0 | 0.00047045 | 0 | 0.00020918 | 0.00035925 | 9
2013-09-30 | 13-14 |  | MED | 0 | 4.9721 | 19.1916 | 9.3972 | 7.6195 | 0 | 0.041626 | 0.056313 | 0.036012 | 0.04242 | 9
2013-10-01 | 13-14 | 13-14 |  | 0 | 0.90639 | 0.98467 | 1.7261 | 1.0436 | 0 | 0.016127 | 0.010942 | 0.0043398 | 0.013367 | 10
2013-10-02 | 13-14 | 13-14 |  | 0.069034 | 0.75157 | 3.394 | 4.2516 | 1.6812 | 0.00075861 | 0.010361 | 0.034174 | 0.042035 | 0.018734 | 10
2013-10-03 | 13-14 | 13-14 |  | 0 | 0.023806 | 0.046356 | 0.51995 | 0.1075 | 0 | 0.00015625 | 0.00039069 | 0.0052823 | 0.0010218 | 10
2013-10-04 | 13-14 | 13-14 |  | 0 | 0.080876 | 1.6465 | 0.26939 | 0.32735 | 0 | 0.0012693 | 0.021887 | 0.0021278 | 0.0042492 | 10
2013-10-05 | 13-14 | 13-14 |  | 0 | 0.095629 | 0.016536 | 0.24866 | 0.10886 | 0 | 0.00096072 | 7.6439e-05 | 0.00176 | 0.00096114 | 10
2013-10-06 | 13-14 | 13-14 |  | 0 | 0.060291 | 0.0022252 | 0.0036401 | 0.042577 | 0 | 0.00051801 | 8.4933e-06 | 0.00018994 | 0.00039017 | 10
2013-10-07 | 13-14 | 13-14 |  | 0 | 0.50545 | 0.21208 | 0.037269 | 0.38478 | 0 | 0.00345 | 0.0014354 | 0.00010339 | 0.0026001 | 10
2013-10-08 | 13-14 | 13-14 |  | 0 | 0.040345 | 0.041232 | 0.21897 | 0.069229 | 0 | 0.00056273 | 0.0032444 | 0.0014883 | 0.0010797 | 10
2013-10-09 | 13-14 | 13-14 |  | 0 | 0.069252 | 1.4031 | 0.69598 | 0.35511 | 0 | 0.00067935 | 0.0053338 | 0.0045802 | 0.0019524 | 10
2013-10-10 | 13-14 | 13-14 |  | 0 | 0.023908 | 1.327 | 0.57421 | 0.29342 | 0 | 0.00032269 | 0.0050365 | 0.0023226 | 0.0012973 | 10
2013-10-11 | 13-14 | 13-14 |  | 0 | 0.092114 | 0.014456 | 0.75866 | 0.18916 | 0 | 0.00061934 | 0.00010192 | 0.0047173 | 0.00121 | 10
2013-10-12 | 13-14 | 13-14 |  | 0 | 0.022573 | 0.088856 | 0.92786 | 0.17891 | 0 | 0.00023381 | 0.00057754 | 0.0026688 | 0.00067585 | 10
2013-10-13 | 13-14 | 13-14 |  | 0 | 1.6002 | 0.082266 | 2.0241 | 1.447 | 0 | 0.014323 | 0.0011211 | 0.033122 | 0.015447 | 10
2013-10-14 | 13-14 | 13-14 |  | 0 | 0.5507 | 1.098 | 0.0023442 | 0.53284 | 0 | 0.0053839 | 0.0050365 | 3.6065e-05 | 0.0044237 | 10
2013-10-15 | 13-14 | 13-14 |  | 0 | 0.036516 | 0.21147 | 0.3361 | 0.10918 | 0 | 0.00046253 | 0.0036436 | 0.0018682 | 0.0011275 | 10
2013-10-16 | 13-14 | 13-14 |  | 0 | 1.8316 | 1.4509 | 2.6245 | 1.8939 | 0 | 0.015061 | 0.0094275 | 0.016193 | 0.01435 | 10
2013-10-17 | 13-14 | 13-14 |  | 0 | 0.56674 | 0.065593 | 0.20373 | 0.43399 | 0 | 0.0075131 | 0.00051809 | 0.0054771 | 0.0061566 | 10
2013-10-18 | 13-14 | 13-14 |  | 0 | 0.24828 | 0.074197 | 1.4946 | 0.42515 | 0 | 0.004015 | 0.0003737 | 0.024817 | 0.0068665 | 10
2013-10-19 | 13-14 | 13-14 |  | 0 | 0.0863 | 0.036385 | 0.8667 | 0.20576 | 0 | 0.00084862 | 0.00014439 | 0.0072346 | 0.0017841 | 10
2013-10-20 | 13-14 | 13-14 |  | 0 | 0.059301 | 0.0057245 | 0.06711 | 0.052707 | 0 | 0.00039742 | 2.548e-05 | 0.00028371 | 0.00032442 | 10
2013-10-21 | 13-14 | 13-14 |  | 0 | 0.28487 | 0.038698 | 3.5862 | 0.78598 | 0 | 0.0024496 | 0.00023215 | 0.0081002 | 0.0030439 | 10
2013-10-22 | 13-14 | 13-14 |  | 2.1617 | 3.7287 | 2.5097 | 4.6252 | 3.694 | 0.015779 | 0.040443 | 0.011774 | 0.023964 | 0.033607 | 10
2013-10-23 | 13-14 | 13-14 |  | 0 | 0.13402 | 1.0215 | 0.4281 | 0.30353 | 0 | 0.0012223 | 0.0071683 | 0.0052919 | 0.0026971 | 10
2013-10-24 | 13-14 | 13-14 |  | 0 | 0.13176 | 0.035247 | 0.029068 | 0.10068 | 0 | 0.00065841 | 0.00036521 | 0.00019475 | 0.00053731 | 10
2013-10-25 | 13-14 | 13-14 |  | 0 | 0.92391 | 0.1203 | 0.051195 | 0.66363 | 0 | 0.0050985 | 0.00051243 | 0.0005578 | 0.0036861 | 10
2013-10-26 | 13-14 | 13-14 |  | 0 | 0.2846 | 0.057627 | 3.3626 | 0.75202 | 0 | 0.0038514 | 0.00046147 | 0.014065 | 0.0050155 | 10
2013-10-27 | 13-14 | 13-14 |  | 0 | 0.22299 | 0.10543 | 0.21941 | 0.20443 | 0 | 0.0021586 | 0.0013872 | 0.0010771 | 0.0018593 | 10
2013-10-28 | 13-14 | 13-14 |  | 0 | 0.082508 | 0.14598 | 0.0078044 | 0.078485 | 0 | 0.00089901 | 0.0016987 | 8.6556e-05 | 0.00087035 | 10
2013-10-29 | 13-14 | 13-14 |  | 0 | 0.092275 | 0.17302 | 0.13749 | 0.11008 | 0 | 0.00047668 | 0.00098805 | 0.00051212 | 0.00054945 | 10
2013-10-30 | 13-14 | 13-14 |  | 0 | 0.030506 | 0.00017836 | 0.0050779 | 0.021939 | 0 | 0.00056216 | 8.4933e-06 | 0.00015869 | 0.00041561 | 10
2013-10-31 | 13-14 | 13-14 |  | 0 | 0.015929 | 0.16244 | 0.40328 | 0.099105 | 0 | 0.00046309 | 0.0013334 | 0.0031449 | 0.0010163 | 10
2013-11-01 | 13-14 | 13-14 |  | 0 | 0.012758 | 0.25643 | 0.02443 | 0.048242 | 0 | 0.00016135 | 0.0017326 | 0.00021639 | 0.00038626 | 11
2013-11-02 | 13-14 | 13-14 |  | 0 | 0.081185 | 0.54099 | 0.58047 | 0.22538 | 0 | 0.0010807 | 0.0041107 | 0.0090042 | 0.0027809 | 11
2013-11-03 | 13-14 | 13-14 |  | 0 | 0.64953 | 0.46666 | 0.83354 | 0.64918 | 0 | 0.0058402 | 0.0030944 | 0.0028491 | 0.0049286 | 11
2013-11-04 | 13-14 | 13-14 |  | 0 | 0.0038774 | 0.0079157 | 0.088604 | 0.018196 | 0 | 6.9634e-05 | 5.9453e-05 | 0.00046163 | 0.00013149 | 11
2013-11-05 | 13-14 | 13-14 |  | 0 | 0.025432 | 0.062137 | 0.02927 | 0.030933 | 0 | 0.00021683 | 0.0005011 | 0.00011541 | 0.00023794 | 11
2013-11-06 | 13-14 | 13-14 |  | 0 | 2.382 | 0.12263 | 0.064657 | 1.6741 | 0 | 0.01036 | 0.00052658 | 0.0005025 | 0.0073158 | 11
2013-11-07 | 13-14 | 13-14 |  | 0.18207 | 0.53965 | 0.027776 | 3.0245 | 0.87059 | 0.0045517 | 0.0027961 | 0.00015854 | 0.019273 | 0.005127 | 11
2013-11-08 | 13-14 | 13-14 |  | 0 | 0.068172 | 0.60573 | 0.77605 | 0.25717 | 0 | 0.00042856 | 0.0019534 | 0.003984 | 0.0012147 | 11
2013-11-09 | 13-14 | 13-14 |  | 0 | 0.063671 | 0 | 0.00031737 | 0.044065 | 0 | 0.0018212 | 0 | 7.213e-06 | 0.0012601 | 11
2013-11-10 | 13-14 | 13-14 |  | 0 | 0.0011277 | 0.002129 | 0.011505 | 0.0029464 | 0 | 3.6232e-05 | 2.2649e-05 | 9.3769e-05 | 4.3439e-05 | 11
2013-11-11 | 13-14 | 13-14 |  | 0 | 0.072976 | 0.13108 | 0.024649 | 0.072578 | 0 | 0.00028872 | 0.00072759 | 0.00010339 | 0.00031699 | 11
2013-11-12 | 13-14 | 13-14 |  | 0 | 0.059647 | 0.022097 | 0.034497 | 0.049901 | 0 | 0.00032043 | 0.00015571 | 0.004008 | 0.00089539 | 11
2013-11-13 | 13-14 | 13-14 |  | 0 | 0.011141 | 0.0061066 | 3.1471 | 0.52079 | 0 | 0.00014889 | 2.548e-05 | 0.024224 | 0.0040492 | 11
2013-11-14 | 13-14 | 13-14 |  | 0 | 0.08558 | 0.05851 | 0.02469 | 0.071265 | 0 | 0.00049819 | 0.00029726 | 0.00048327 | 0.00046413 | 11
2013-11-15 | 13-14 | 13-14 |  | 0 | 0.06429 | 0.7498 | 1.6079 | 0.4098 | 0 | 0.00044781 | 0.013739 | 0.0043061 | 0.0029096 | 11
2013-11-16 | 13-14 | 13-14 |  | 0 | 0.0083124 | 0.14546 | 0.20482 | 0.059191 | 0 | 0.00018852 | 0.00040768 | 0.0011108 | 0.00036747 | 11
2013-11-17 | 13-14 | 13-14 |  | 0 | 0.85005 | 0 | 0.053867 | 0.59638 | 0 | 0.0063525 | 0 | 0.00026688 | 0.0044347 | 11
2013-11-18 | 13-14 | 13-14 |  | 0 | 0.08738 | 0.0016647 | 1.6663 | 0.33185 | 0 | 0.001879 | 0.00011891 | 0.011269 | 0.0031495 | 11
2013-11-19 | 13-14 | 13-14 |  | 0 | 1.9511 | 0.10266 | 0.01043 | 1.3646 | 0 | 0.020952 | 0.00098805 | 0.0011901 | 0.014814 | 11
2013-11-20 | 13-14 | 13-14 |  | 0 | 1.0217 | 0.12821 | 0.36344 | 0.78313 | 0 | 0.010375 | 0.00076156 | 0.0040224 | 0.0079318 | 11
2013-11-21 | 13-14 | 13-14 |  | 0 | 0.7795 | 0.018847 | 0.019374 | 0.5446 | 0 | 0.010397 | 0.00016137 | 2.8852e-05 | 0.0072144 | 11
2013-11-22 | 13-14 | 13-14 |  | 0 | 0.085722 | 0.00060302 | 0.025938 | 0.063562 | 0 | 0.0039923 | 1.6987e-05 | 0.0004472 | 0.0028349 | 11
2013-11-23 | 13-14 | 13-14 |  | 0 | 0.088341 | 0.12487 | 0.083586 | 0.091933 | 0 | 0.00022192 | 0.0020639 | 0.00031497 | 0.00048996 | 11
2013-11-24 | 13-14 | 13-14 |  | 0 | 0.0027497 | 0.0073042 | 0.13304 | 0.024565 | 0 | 4.0761e-05 | 8.4933e-06 | 0.0012623 | 0.00023481 | 11
2013-11-25 | 13-14 | 13-14 |  | 0 | 0.20809 | 0.45075 | 0.038404 | 0.2124 | 0 | 0.0040654 | 0.0021063 | 0.00024284 | 0.0031409 | 11
2013-11-26 | 13-14 | 13-14 |  | 0 | 0.40767 | 0.21886 | 0.48243 | 0.39059 | 0 | 0.0046683 | 0.0041532 | 0.0047317 | 0.0045713 | 11
2013-11-27 | 13-14 | 13-14 |  | 0 | 0.70842 | 0.12071 | 0.024276 | 0.51034 | 0 | 0.0066961 | 0.00056339 | 0.00013705 | 0.004729 | 11
2013-11-28 | 13-14 | 13-14 |  | 0 | 0.3505 | 0.60291 | 0.57285 | 0.41887 | 0 | 0.0032105 | 0.0058207 | 0.0050563 | 0.0038469 | 11
2013-11-29 | 13-14 | 13-14 |  | 0 | 0.023142 | 0.0055121 | 0.00010819 | 0.016777 | 0 | 0.00025985 | 3.3973e-05 | 7.213e-06 | 0.0001855 | 11
2013-11-30 | 13-14 | 13-14 |  | 0 | 0.01972 | 1.1847 | 0.23825 | 0.21617 | 0 | 0.00040931 | 0.0091812 | 0.00089441 | 0.0016976 | 11
2013-12-01 | 13-14 | 13-14 |  | 0 | 1.2681 | 0.16588 | 4.5501 | 1.6402 | 0 | 0.007551 | 0.00056055 | 0.013532 | 0.0074997 | 12
2013-12-02 | 13-14 | 13-14 |  | 0 | 0.061897 | 0.37839 | 1.2652 | 0.30103 | 0 | 0.00032382 | 0.002044 | 0.0074799 | 0.0017239 | 12
2013-12-03 | 13-14 | 13-14 |  | 0 | 1.695 | 0.84045 | 17.1122 | 4.0732 | 0 | 0.020322 | 0.0085329 | 0.069531 | 0.026545 | 12
2013-12-04 | 13-14 | 13-14 |  | 0 | 0.053757 | 0.21737 | 2.5257 | 0.47831 | 0 | 0.00048743 | 0.0012259 | 0.012899 | 0.002606 | 12
2013-12-05 | 13-14 | 13-14 |  | 0.20194 | 1.2943 | 0.0092067 | 0.8551 | 1.0367 | 0.0031862 | 0.01087 | 0.00017836 | 0.0011853 | 0.007756 | 12
2013-12-06 | 13-14 | 13-14 |  | 0 | 0.035465 | 0.15212 | 0.12905 | 0.066549 | 0 | 0.0003544 | 0.001894 | 0.0010988 | 0.00068563 | 12
2013-12-07 | 13-14 | 13-14 |  | 0 | 0.20556 | 0.058218 | 0.07275 | 0.16198 | 0 | 0.002106 | 0.0006738 | 0.0003318 | 0.0016029 | 12
2013-12-08 | 13-14 | 13-14 |  | 0 | 0.038314 | 1.2318 | 1.0329 | 0.36488 | 0 | 0.00036006 | 0.017986 | 0.010134 | 0.0043846 | 12
2013-12-09 | 13-14 | 13-14 |  | 0 | 0.050771 | 0.014821 | 1.2828 | 0.24594 | 0 | 0.00050102 | 8.4933e-05 | 0.0026327 | 0.0007866 | 12
2013-12-10 | 13-14 | 13-14 |  | 0 | 0.03013 | 0.15047 | 0.21218 | 0.076163 | 0 | 0.00023324 | 0.016485 | 0.0013416 | 0.0026584 | 12
2013-12-11 | 13-14 | 13-14 |  | 0 | 0.77172 | 0.017581 | 0.28061 | 0.58157 | 0 | 0.0044905 | 0.00058603 | 0.0010315 | 0.003353 | 12
2013-12-12 | 13-14 | 13-14 |  | 0 | 0.12349 | 3.7703 | 0.0037652 | 0.60715 | 0 | 0.00039912 | 0.016304 | 3.6065e-05 | 0.0025355 | 12
2013-12-13 | 13-14 | 13-14 |  | 0 | 0.47334 | 0.0018544 | 0.0084464 | 0.32884 | 0 | 0.0023432 | 1.4155e-05 | 0.00019475 | 0.0016534 | 12
2013-12-14 | 13-14 | 13-14 |  | 0 | 0.014033 | 1.6599 | 0.0063546 | 0.24019 | 0 | 7.5861e-05 | 0.013199 | 5.0491e-05 | 0.0018851 | 12
2013-12-15 | 13-14 | 13-14 |  | 0 | 0.15006 | 0.0024461 | 0.070788 | 0.11559 | 0 | 0.00055141 | 8.4932e-06 | 0.00062032 | 0.00048331 | 12
2013-12-16 | 13-14 | 13-14 |  | 0 | 0.26798 | 0.37103 | 0.0576 | 0.24591 | 0 | 0.0019129 | 0.0020214 | 0.00065879 | 0.001709 | 12
2013-12-17 | 13-14 | 13-14 |  | 0 | 0.03229 | 1.4953 | 0.0093192 | 0.23053 | 0 | 0.00085768 | 0.0092746 | 8.6556e-05 | 0.001889 | 12
2013-12-18 | 13-14 | 13-14 |  | 0 | 0.090625 | 0.005011 | 1.7007 | 0.34015 | 0 | 0.0040716 | 1.6986e-05 | 0.014623 | 0.005197 | 12
2013-12-19 | 13-14 | 13-14 |  | 0 | 0.3138 | 0.32378 | 1.4325 | 0.49483 | 0 | 0.004242 | 0.004374 | 0.0045923 | 0.0042844 | 12
2013-12-20 | 13-14 |  | MED | 0 | 8.6456 | 4.8876 | 3.1583 | 7.1661 | 0 | 0.040472 | 0.010124 | 0.020211 | 0.032666 | 12
2013-12-21 | 13-14 |  | MED | 0 | 18.5782 | 0.71878 | 2.6901 | 13.3797 | 0 | 0.047249 | 0.0034228 | 0.012462 | 0.035163 | 12
2013-12-22 | 13-14 | 13-14 |  | 0 | 0.32708 | 0.1755 | 0.014426 | 0.2527 | 0 | 0.0041899 | 0.001223 | 2.8852e-05 | 0.0030701 | 12
2013-12-23 | 13-14 | 13-14 |  | 0 | 0.54592 | 1.8529 | 0.82073 | 0.76709 | 0 | 0.0059624 | 0.016344 | 0.0041042 | 0.0070489 | 12
2013-12-24 | 13-14 | 13-14 |  | 0 | 0.054133 | 0.011449 | 0.43211 | 0.10934 | 0 | 0.00036062 | 4.2466e-05 | 0.0034045 | 0.0008093 | 12
2013-12-25 | 13-14 | 13-14 |  | 0 | 0.025187 | 0.0020724 | 0.00064917 | 0.017803 | 0 | 0.0002123 | 1.6987e-05 | 7.213e-06 | 0.00015028 | 12
2013-12-26 | 13-14 | 13-14 |  | 0 | 0.074618 | 0.080567 | 0 | 0.062718 | 0 | 0.0047651 | 0.00031425 | 0 | 0.0033374 | 12
2013-12-27 | 13-14 | 13-14 |  | 0.021545 | 0.054706 | 0.045872 | 0.01734 | 0.047146 | 0.00030344 | 0.00053782 | 0.00019534 | 0.0001659 | 0.00042813 | 12
2013-12-28 | 13-14 | 13-14 |  | 0 | 0.11447 | 0.058926 | 0.061402 | 0.097272 | 0 | 0.0015925 | 0.00030576 | 0.0008872 | 0.0012875 | 12
2013-12-29 | 13-14 | 13-14 |  | 0 | 0.00051291 | 0.04109 | 0.0019908 | 0.0063585 | 0 | 3.3968e-06 | 0.00036521 | 7.213e-06 | 5.4005e-05 | 12
2013-12-30 | 13-14 | 13-14 |  | 0 | 0.03148 | 0 | 0.027496 | 0.026236 | 0 | 0.00045347 | 0 | 0.0012839 | 0.00052244 | 12
2013-12-31 | 13-14 | 13-14 |  | 0 | 0.0091509 | 0.67967 | 1.9941 | 0.42485 | 0 | 8.4919e-05 | 0.0097644 | 0.0082372 | 0.0027492 | 12
2014-01-01 | 13-14 | 13-14 |  | 0 | 0.88347 | 0.22888 | 1.9882 | 0.96596 | 0 | 0.0089029 | 0.0016562 | 0.016609 | 0.0090866 | 1
2014-01-02 | 13-14 | 13-14 |  | 0 | 0.5094 | 1.0832 | 1.1913 | 0.69576 | 0 | 0.0026925 | 0.0067436 | 0.0077203 | 0.00405 | 1
2014-01-03 | 13-14 | 13-14 |  | 0 | 0.029591 | 0.048513 | 0.26033 | 0.069534 | 0 | 0.00030571 | 0.00057754 | 0.00089441 | 0.00043674 | 1
2014-01-04 | 13-14 | 13-14 |  | 0 | 0.003874 | 0.0072108 | 0.38865 | 0.066934 | 0 | 3.6798e-05 | 7.927e-05 | 0.0019187 | 0.00034869 | 1
2014-01-05 | 13-14 | 13-14 |  | 0.33227 | 0.58602 | 0.39821 | 0.55297 | 0.55271 | 0.0045517 | 0.0048064 | 0.0045779 | 0.0029429 | 0.0044695 | 1
2014-01-06 | 13-14 | 13-14 |  | 0 | 0.083739 | 0.0026669 | 0.085452 | 0.072163 | 0 | 0.00057688 | 1.6987e-05 | 0.00069004 | 0.00051344 | 1
2014-01-07 | 13-14 | 13-14 |  | 0.72827 | 0.14601 | 0.010421 | 0.026753 | 0.11236 | 0.021696 | 0.00064595 | 8.4933e-05 | 0.00015869 | 0.00065198 | 1
2014-01-08 | 13-14 | 13-14 |  | 0 | 0.02974 | 0.0039918 | 0.19466 | 0.052794 | 0 | 0.00025023 | 1.6987e-05 | 0.0021735 | 0.0005291 | 1
2014-01-09 | 13-14 | 13-14 |  | 0.071765 | 0.43097 | 0.23433 | 0.32253 | 0.38336 | 0.00015172 | 0.0060259 | 0.00095124 | 0.00093047 | 0.0044496 | 1
2014-01-10 | 13-14 | 13-14 |  | 0 | 0.052075 | 0.042574 | 0.12945 | 0.062953 | 0 | 0.0003176 | 0.00060019 | 0.0011877 | 0.00049583 | 1
2014-01-11 | 13-14 | 13-14 |  | 0 | 0.39005 | 0.0073127 | 0.37504 | 0.33168 | 0 | 0.007692 | 2.548e-05 | 0.010918 | 0.0070978 | 1
2014-01-12 | 13-14 | 13-14 |  | 0 | 0.040915 | 0.090317 | 0.067088 | 0.051687 | 0 | 0.0010921 | 0.00092576 | 0.00085834 | 0.0010226 | 1
2014-01-13 | 13-14 | 13-14 |  | 0 | 0.97834 | 1.4763 | 1.1967 | 1.0751 | 0 | 0.014692 | 0.006319 | 0.0027409 | 0.011475 | 1
2014-01-14 | 13-14 | 13-14 |  | 0 | 2.8877 | 9.5276 | 16.2886 | 5.9645 | 0 | 0.0348 | 0.031884 | 0.054982 | 0.037413 | 1
2014-01-15 | 13-14 | 13-14 |  | 0 | 1.0255 | 2.0746 | 0.26216 | 1.0383 | 0 | 0.012146 | 0.039876 | 0.0022264 | 0.01427 | 1
2014-01-16 | 13-14 | 13-14 |  | 0 | 1.0639 | 0.045453 | 1.0654 | 0.91516 | 0 | 0.011077 | 0.00050676 | 0.011767 | 0.0096423 | 1
2014-01-17 | 13-14 |  | MED | 0 | 5.6961 | 2.0581 | 15.5061 | 6.7459 | 0 | 0.049607 | 0.0060868 | 0.057622 | 0.044512 | 1
2014-01-18 | 13-14 | 13-14 |  | 0 | 0.48586 | 2.8344 | 5.2139 | 1.5763 | 0 | 0.013602 | 0.022088 | 0.025296 | 0.016573 | 1
2014-01-19 | 13-14 | 13-14 |  | 0 | 1.2833 | 0.10044 | 0.19247 | 0.93234 | 0 | 0.010533 | 0.00040768 | 0.00073332 | 0.0074567 | 1
2014-01-20 | 13-14 | 13-14 |  | 0 | 0.17551 | 0.074794 | 0.20071 | 0.16433 | 0 | 0.0023047 | 0.00033973 | 0.0089657 | 0.0030994 | 1
2014-01-21 | 13-14 | 13-14 |  | 0 | 0.37416 | 0.15757 | 0.03205 | 0.28564 | 0 | 0.0041808 | 0.0019534 | 0.00014186 | 0.0031832 | 1
2014-01-22 | 13-14 | 13-14 |  | 0 | 0.0041848 | 0.0017496 | 0.12465 | 0.023423 | 0 | 9.3411e-05 | 8.4933e-06 | 0.00054819 | 0.00015497 | 1
2014-01-23 | 13-14 | 13-14 |  | 0 | 0.046446 | 0.66631 | 2.2622 | 0.49243 | 0 | 0.0018054 | 0.0021828 | 0.0062104 | 0.0025606 | 1
2014-01-24 | 13-14 | 13-14 |  | 0 | 0.032228 | 1.1166 | 1.2958 | 0.38753 | 0 | 0.00030684 | 0.0071938 | 0.0039695 | 0.0018526 | 1
2014-01-25 | 13-14 | 13-14 |  | 0 | 0.04345 | 0.033829 | 0.0015219 | 0.034959 | 0 | 0.00019701 | 0.00030576 | 7.213e-06 | 0.00017963 | 1
2014-01-26 | 13-14 | 13-14 |  | 0 | 0.088606 | 0.080935 | 0.36209 | 0.13137 | 0 | 0.00055367 | 0.0013419 | 0.0011661 | 0.00075803 | 1
2014-01-27 | 13-14 | 13-14 |  | 0 | 0.058263 | 2.7155 | 0.0031665 | 0.41615 | 0 | 0.0052446 | 0.011687 | 2.1639e-05 | 0.0052444 | 1
2014-01-28 | 13-14 | 13-14 |  | 0 | 0.11182 | 0.087582 | 1.2631 | 0.29499 | 0 | 0.0010547 | 0.0012457 | 0.019042 | 0.0040007 | 1
2014-01-29 | 13-14 | 13-14 |  | 0 | 0.70755 | 0.036144 | 0.040696 | 0.50072 | 0 | 0.0079252 | 0.00083517 | 0.00023803 | 0.0056326 | 1
2014-01-30 | 13-14 | 13-14 |  | 0 | 0.087658 | 0.10701 | 0.13437 | 0.097259 | 0 | 0.00070822 | 0.0025876 | 0.00097375 | 0.0010058 | 1
2014-01-31 | 13-14 | 13-14 |  | 0.044606 | 0.087418 | 0.0064124 | 0.14844 | 0.085821 | 0.00015172 | 0.00056669 | 2.548e-05 | 0.0068571 | 0.0015125 | 1
2014-02-01 | 13-14 | 13-14 |  | 0 | 0.74241 | 0.013736 | 1.2734 | 0.72237 | 0 | 0.0089086 | 0.00017553 | 0.013108 | 0.0083161 | 2
2014-02-02 | 13-14 | 13-14 |  | 0 | 1.7762 | 1.8233 | 0.50409 | 1.5619 | 0 | 0.017175 | 0.0097163 | 0.0047101 | 0.013982 | 2
2014-02-03 | 13-14 | 13-14 |  | 0 | 4.1891 | 1.7633 | 0.32842 | 3.193 | 0 | 0.026469 | 0.017408 | 0.0069461 | 0.021834 | 2
2014-02-04 | 13-14 |  | MED | 0 | 88.0202 | 8.3553 | 1.7611 | 62.2869 | 0 | 0.13097 | 0.031584 | 0.0066792 | 0.095988 | 2
2014-02-05 | 13-14 | 13-14 |  | 0 | 2.546 | 0.088678 | 0.51385 | 1.8559 | 0 | 0.014147 | 0.0115 | 0.0015075 | 0.011614 | 2
2014-02-06 | 13-14 | 13-14 |  | 0 | 0.72927 | 0.35492 | 0.88714 | 0.69758 | 0 | 0.0068298 | 0.0016562 | 0.0059291 | 0.0059152 | 2
2014-02-07 | 13-14 | 13-14 |  | 0 | 0.53729 | 0.006956 | 2.5177 | 0.78217 | 0 | 0.0099219 | 5.9453e-05 | 0.018268 | 0.0098403 | 2
2014-02-08 | 13-14 | 13-14 |  | 0 | 0.71633 | 0.0054498 | 4.4187 | 1.2151 | 0 | 0.01146 | 3.1142e-05 | 0.025416 | 0.012063 | 2
2014-02-09 | 13-14 | 13-14 |  | 0 | 0.071588 | 0.23579 | 1.7021 | 0.35913 | 0 | 0.00033345 | 0.0017241 | 0.011649 | 0.0023649 | 2
2014-02-10 | 13-14 | 13-14 |  | 0.2552 | 0.38008 | 1.7322 | 0.12465 | 0.52444 | 0.0043999 | 0.0043037 | 0.010098 | 0.00062032 | 0.0045059 | 2
2014-02-11 | 13-14 | 13-14 |  | 0 | 1.5851 | 1.2732 | 0.17315 | 1.2999 | 0 | 0.017237 | 0.010251 | 0.0026255 | 0.01376 | 2
2014-02-12 | 13-14 | 13-14 |  | 0 | 0.86579 | 0.14236 | 0.12868 | 0.63912 | 0 | 0.010263 | 0.0011891 | 0.00069966 | 0.0073729 | 2
2014-02-13 | 13-14 | 13-14 |  | 0 | 1.0344 | 3.9525 | 4.5819 | 2.0072 | 0 | 0.010091 | 0.04233 | 0.021249 | 0.016285 | 2
2014-02-14 | 13-14 | 13-14 |  | 6.7887 | 1.9284 | 1.4254 | 8.657 | 2.9916 | 0.010317 | 0.024684 | 0.0060557 | 0.031946 | 0.02318 | 2
2014-02-15 | 13-14 | 13-14 |  | 0 | 0.89713 | 0.36895 | 2.2306 | 1.0342 | 0 | 0.0085536 | 0.0032642 | 0.013058 | 0.0084894 | 2
2014-02-16 | 13-14 | 13-14 |  | 0 | 0.11561 | 0.030553 | 2.3122 | 0.46049 | 0 | 0.00097091 | 0.00088613 | 0.031297 | 0.0058878 | 2
2014-02-17 | 13-14 | 13-14 |  | 0 | 0.14397 | 0.0025904 | 0.1361 | 0.12203 | 0 | 0.00090241 | 1.6987e-05 | 0.00056261 | 0.00071772 | 2
2014-02-18 | 13-14 | 13-14 |  | 0 | 0.048535 | 0.0063614 | 0.0083454 | 0.035788 | 0 | 0.00035892 | 0.00011891 | 9.3769e-05 | 0.00027981 | 2
2014-02-19 | 13-14 | 13-14 |  | 0.59475 | 0.13571 | 3.2396 | 0.67636 | 0.65632 | 0.0021241 | 0.0013813 | 0.029401 | 0.002551 | 0.0054506 | 2
2014-02-20 | 13-14 | 13-14 |  | 0 | 0.27463 | 0.027999 | 0.17076 | 0.22151 | 0 | 0.0047124 | 0.00019818 | 0.00097856 | 0.0034442 | 2
2014-02-21 | 13-14 | 13-14 |  | 0 | 0.42461 | 0.51186 | 0.3193 | 0.41625 | 0 | 0.0046547 | 0.0037795 | 0.0011108 | 0.0039209 | 2
2014-02-22 | 13-14 | 13-14 |  | 0 | 0.027861 | 0 | 1.2456 | 0.222 | 0 | 0.00019928 | 0 | 0.01276 | 0.0022146 | 2
2014-02-23 | 13-14 | 13-14 |  | 0 | 0.21353 | 0.020995 | 0.0053304 | 0.15137 | 0 | 0.0025634 | 2.548e-05 | 2.1639e-05 | 0.001779 | 2
2014-02-24 | 13-14 | 13-14 |  | 0 | 0.17632 | 0.057873 | 0.017782 | 0.13278 | 0 | 0.00094317 | 0.00045014 | 0.00012022 | 0.00073377 | 2
2014-02-25 | 13-14 | 13-14 |  | 0 | 0.8127 | 0.71612 | 0.066501 | 0.6716 | 0 | 0.0077089 | 0.0022677 | 0.00049529 | 0.005723 | 2
2014-02-26 | 13-14 | 13-14 |  | 0 | 0.18941 | 0.014005 | 0.11723 | 0.15195 | 0 | 0.0039906 | 0.00012457 | 0.00132 | 0.0029906 | 2
2014-02-27 | 13-14 | 13-14 |  | 0 | 0.039929 | 0.00041617 | 0.0027265 | 0.028103 | 0 | 0.00026268 | 8.4933e-06 | 3.6065e-05 | 0.00018863 | 2
2014-02-28 | 13-14 | 13-14 |  | 0 | 0.019389 | 0.060823 | 0.25196 | 0.06282 | 0 | 0.00020833 | 0.00045014 | 0.0019691 | 0.00052675 | 2
2014-03-01 | 13-14 | 13-14 |  | 0 | 0.073316 | 0.0015797 | 0.52412 | 0.13621 | 0 | 0.00058481 | 1.6987e-05 | 0.0018898 | 0.0007142 | 3
2014-03-02 | 13-14 | 13-14 |  | 0 | 0.1085 | 0 | 0.0558 | 0.084084 | 0 | 0.0028465 | 0 | 0.00011541 | 0.0019865 | 3
2014-03-03 | 13-14 | 13-14 |  | 0 | 0.18149 | 0.16734 | 0.19439 | 0.18023 | 0 | 0.0016604 | 0.0025735 | 0.0005554 | 0.0015939 | 3
2014-03-04 | 13-14 | 13-14 |  | 0 | 0.23381 | 0.0030576 | 0.045817 | 0.1695 | 0 | 0.0026421 | 5.096e-05 | 0.00049048 | 0.0019133 | 3
2014-03-05 | 13-14 | 13-14 |  | 0 | 0.084326 | 0.026329 | 0.022072 | 0.065523 | 0 | 0.00071898 | 0.00030576 | 0.00023803 | 0.00057801 | 3
2014-03-06 | 13-14 | 13-14 |  | 0 | 0.73542 | 0.0048921 | 0.020218 | 0.51234 | 0 | 0.007478 | 0.00030576 | 0.00013705 | 0.0052338 | 3
2014-03-07 | 13-14 | 13-14 |  | 0 | 0.057597 | 0.0038361 | 0.096502 | 0.056053 | 0 | 0.00036402 | 1.9818e-05 | 0.00068523 | 0.00036591 | 3
2014-03-08 | 13-14 | 13-14 |  | 0 | 1.017 | 0.06888 | 0.013257 | 0.71473 | 0 | 0.0094656 | 0.00073891 | 0.00019475 | 0.0066771 | 3
2014-03-09 | 13-14 | 13-14 |  | 0 | 0.0023574 | 0.14519 | 0.8342 | 0.15748 | 0 | 1.3587e-05 | 0.0012995 | 0.012421 | 0.0022107 | 3
2014-03-10 | 13-14 | 13-14 |  | 0 | 0.002106 | 0.63787 | 0.18208 | 0.11927 | 0 | 1.6984e-05 | 0.0050025 | 0.0013897 | 0.00092944 | 3
2014-03-11 | 13-14 | 13-14 |  | 0 | 0.3462 | 2.369 | 0.52755 | 0.65265 | 0 | 0.011998 | 0.014807 | 0.0020172 | 0.010669 | 3
2014-03-12 | 13-14 | 13-14 |  | 0 | 0.0079863 | 0.00048412 | 0.023558 | 0.009422 | 0 | 9.3977e-05 | 2.548e-05 | 0.00012262 | 8.8444e-05 | 3
2014-03-13 | 13-14 | 13-14 |  | 0 | 0.23532 | 0.11325 | 0.70471 | 0.29303 | 0 | 0.0040416 | 0.00061151 | 0.0023947 | 0.0032681 | 3
2014-03-14 | 13-14 | 13-14 |  | 0 | 0.034378 | 0.061678 | 4.1772 | 0.7122 | 0 | 0.00032779 | 0.00042466 | 0.02156 | 0.0037945 | 3
2014-03-15 | 13-14 | 13-14 |  | 0 | 1.2004 | 0.27374 | 0.43696 | 0.93874 | 0 | 0.016979 | 0.0021913 | 0.00176 | 0.012327 | 3
2014-03-16 | 13-14 | 13-14 |  | 0 | 1.2103 | 0.039825 | 0.16561 | 0.86907 | 0 | 0.0087631 | 0.00022932 | 0.00012262 | 0.0061093 | 3
2014-03-17 | 13-14 | 13-14 |  | 0 | 2.0767 | 0.1059 | 5.4743 | 2.3412 | 0 | 0.016025 | 0.00084933 | 0.04994 | 0.019323 | 3
2014-03-18 | 13-14 | 13-14 |  | 0 | 0.11422 | 0.012774 | 0.028758 | 0.085401 | 0 | 0.0018071 | 0.00026612 | 0.0003318 | 0.00134 | 3
2014-03-19 | 13-14 | 13-14 |  | 0 | 0.37418 | 0.0010702 | 0.4538 | 0.33267 | 0 | 0.00095506 | 8.4933e-06 | 0.0024452 | 0.0010594 | 3
2014-03-20 | 13-14 | 13-14 |  | 0 | 0.57533 | 0.089392 | 0.313 | 0.46101 | 0 | 0.0045788 | 0.00026329 | 0.0014354 | 0.0034352 | 3
2014-03-21 | 13-14 | 13-14 |  | 0 | 0.076871 | 0.62691 | 1.0182 | 0.30552 | 0 | 0.0011753 | 0.0044929 | 0.0077972 | 0.0027026 | 3
2014-03-22 | 13-14 | 13-14 |  | 0 | 0.029914 | 0.029217 | 0.017701 | 0.027598 | 0 | 0.00016304 | 0.00016137 | 2.8852e-05 | 0.00013971 | 3
2014-03-23 | 13-14 | 13-14 |  | 0 | 0.50217 | 1.4108 | 0.13941 | 0.56483 | 0 | 0.0031522 | 0.0048157 | 0.00081507 | 0.0029773 | 3
2014-03-24 | 13-14 | 13-14 |  | 0 | 0.76837 | 0.14174 | 0.55698 | 0.6414 | 0 | 0.0083889 | 0.00095124 | 0.0016518 | 0.0061993 | 3
2014-03-25 | 13-14 | 13-14 |  | 0 | 0.06192 | 0.016936 | 0.062448 | 0.055308 | 0 | 0.0005265 | 0.00039918 | 0.0019307 | 0.00073338 | 3
2014-03-26 | 13-14 | 13-14 |  | 0 | 0.26357 | 1.7615 | 1.5584 | 0.67934 | 0 | 0.001408 | 0.0083602 | 0.0034526 | 0.0026909 | 3
2014-03-27 | 13-14 | 13-14 |  | 0 | 0.001053 | 0.69587 | 2.1538 | 0.44749 | 0 | 8.4919e-06 | 0.0033095 | 0.0068427 | 0.0015771 | 3
2014-03-28 | 13-14 | 13-14 |  | 0 | 0.043251 | 1.8706 | 0.28938 | 0.33558 | 0 | 0.00029552 | 0.013017 | 0.00074053 | 0.0021242 | 3
2014-03-29 | 13-14 | 13-14 |  | 0.18692 | 0.00064878 | 0.096311 | 0.17261 | 0.043303 | 0.0012138 | 3.3968e-06 | 0.0004558 | 0.00087998 | 0.00021798 | 3
2014-03-30 | 13-14 | 13-14 |  | 0 | 0.090374 | 0.11169 | 0.080278 | 0.090979 | 0 | 0.0022368 | 0.014056 | 0.00061791 | 0.0035898 | 3
2014-03-31 | 13-14 | 13-14 |  | 0 | 0.17253 | 0.13979 | 0.14922 | 0.16287 | 0 | 0.0021824 | 0.00073042 | 0.00054819 | 0.0016988 | 3
2014-04-01 | 13-14 | 13-14 |  | 0 | 0.1866 | 0.024475 | 0.25866 | 0.17447 | 0 | 0.0015257 | 0.00018402 | 0.0014137 | 0.0013102 | 4
2014-04-02 | 13-14 | 13-14 |  | 0 | 0.030377 | 0.52728 | 0.30005 | 0.14272 | 0 | 0.00047158 | 0.0042466 | 0.0021711 | 0.0012664 | 4
2014-04-03 | 13-14 | 13-14 |  | 0 | 0.05487 | 0.0032274 | 0.0066792 | 0.039463 | 0 | 0.00044328 | 4.2466e-05 | 7.213e-05 | 0.00032403 | 4
2014-04-04 | 13-14 | 13-14 |  | 0 | 0.042765 | 0.67805 | 0.17052 | 0.15104 | 0 | 0.00047215 | 0.0035842 | 0.0017648 | 0.0011091 | 4
2014-04-05 | 13-14 | 13-14 |  | 0 | 0.0086821 | 0 | 0.074611 | 0.018146 | 0 | 0.00016474 | 0 | 0.00048808 | 0.00019332 | 4
2014-04-06 | 13-14 | 13-14 |  | 0.50695 | 0.052854 | 0.0043485 | 0.060589 | 0.050922 | 0.0028321 | 0.00049706 | 1.6987e-05 | 0.00031016 | 0.00041835 | 4
2014-04-07 | 13-14 | 13-14 |  | 0 | 0.50983 | 0.58325 | 0.10037 | 0.44939 | 0 | 0.0079269 | 0.0027348 | 0.00059868 | 0.0059551 | 4
2014-04-08 | 13-14 | 13-14 |  | 0 | 0.050703 | 0.61683 | 0.03173 | 0.12548 | 0 | 0.00053159 | 0.0077713 | 0.00052655 | 0.0015274 | 4
2014-04-09 | 13-14 | 13-14 |  | 0 | 2.1407 | 0.31682 | 0.71605 | 1.6401 | 0 | 0.020077 | 0.0010192 | 0.0021639 | 0.014372 | 4
2014-04-10 | 13-14 | 13-14 |  | 0 | 0.16315 | 0.40155 | 0.93878 | 0.32109 | 0 | 0.0026002 | 0.010056 | 0.0036618 | 0.0037835 | 4
2014-04-11 | 13-14 | 13-14 |  | 0 | 0.30253 | 0.012077 | 0.096661 | 0.22653 | 0 | 0.0028838 | 0.0017496 | 0.00070687 | 0.0023504 | 4
2014-04-12 | 13-14 | 13-14 |  | 0 | 1.1149 | 0.065661 | 0.1136 | 0.79827 | 0 | 0.0049162 | 0.0015797 | 0.0003318 | 0.0036708 | 4
2014-04-13 | 13-14 | 13-14 |  | 0.71537 | 0.027059 | 0.011358 | 0.0015796 | 0.026067 | 0.0062206 | 0.00031646 | 8.2101e-05 | 7.213e-06 | 0.00027942 | 4
2014-04-14 | 13-14 | 13-14 |  | 0 | 0.030449 | 0.0092577 | 0.039102 | 0.028692 | 0 | 0.00023607 | 2.8311e-05 | 0.00021639 | 0.00020232 | 4
2014-04-15 | 13-14 | 13-14 |  | 0 | 0.0054093 | 5.6343 | 0.0019691 | 0.78289 | 0 | 8.6617e-05 | 0.035103 | 7.213e-05 | 0.0049239 | 4
2014-04-16 | 13-14 | 13-14 |  | 0.016386 | 0.046973 | 0.026516 | 0.08375 | 0.049895 | 0.0040965 | 0.00048234 | 0.00010192 | 0.00028852 | 0.00042617 | 4
2014-04-17 | 13-14 | 13-14 |  | 0 | 0.0091843 | 0.3892 | 0.15072 | 0.084681 | 0 | 0.00015568 | 0.0021403 | 0.0012743 | 0.00061089 | 4
2014-04-18 | 13-14 | 13-14 |  | 0 | 0.033202 | 0.0012825 | 0.064138 | 0.033568 | 0 | 0.00029212 | 8.4933e-06 | 0.00041835 | 0.0002712 | 4
2014-04-19 | 13-14 | 13-14 |  | 0 | 0.31906 | 0.013207 | 0 | 0.22238 | 0 | 0.0032541 | 0.00015288 | 0 | 0.0022706 | 4
2014-04-20 | 13-14 | 13-14 |  | 0 | 0.035523 | 0.0072872 | 0 | 0.025563 | 0 | 0.00017493 | 0.00011041 | 0 | 0.00013619 | 4
2014-04-21 | 13-14 | 13-14 |  | 0 | 0.22967 | 0.41035 | 0.1308 | 0.23678 | 0 | 0.0035564 | 0.0037767 | 0.00064917 | 0.0030861 | 4
2014-04-22 | 13-14 | 13-14 |  | 0 | 0.075529 | 0.089765 | 0.26336 | 0.10748 | 0 | 0.00044498 | 0.00093426 | 0.00090884 | 0.00058467 | 4
2014-04-23 | 13-14 | 13-14 |  | 0 | 0.38971 | 0.030321 | 0.19456 | 0.30525 | 0 | 0.0084545 | 0.00041617 | 0.00066359 | 0.0060099 | 4
2014-04-24 | 13-14 | 13-14 |  | 0 | 0.15176 | 0.00124 | 0.037089 | 0.11112 | 0 | 0.00081126 | 8.4932e-06 | 0.0003895 | 0.00062537 | 4
2014-04-25 | 13-14 | 13-14 |  | 0 | 0.0057066 | 0.077688 | 0 | 0.014684 | 0 | 5.8311e-05 | 0.00058603 | 0 | 0.00012132 | 4
2014-04-26 | 13-14 | 13-14 |  | 0 | 0.069727 | 0.00073891 | 0.12195 | 0.068151 | 0 | 0.00035043 | 8.4933e-06 | 0.00081988 | 0.00037686 | 4
2014-04-27 | 13-14 | 13-14 |  | 0 | 0.001768 | 0.001877 | 0.51806 | 0.085804 | 0 | 2.5476e-05 | 2.548e-05 | 0.00082949 | 0.00015615 | 4
2014-04-28 | 13-14 | 13-14 |  | 0 | 0.018322 | 0.040957 | 0.0050924 | 0.019156 | 0 | 0.00014097 | 0.00022366 | 1.4426e-05 | 0.00013071 | 4
2014-04-29 | 13-14 | 13-14 |  | 0 | 1.9463 | 0.50477 | 0.61724 | 1.5156 | 0 | 0.013596 | 0.0013363 | 0.002777 | 0.010035 | 4
2014-04-30 | 13-14 | 13-14 |  | 0 | 0.2659 | 1.2448 | 3.8501 | 0.98256 | 0 | 0.0044656 | 0.0091302 | 0.005893 | 0.0053082 | 4
2014-05-01 | 13-14 | 13-14 |  | 0 | 0.10272 | 0.23977 | 0.96737 | 0.26161 | 0 | 0.0019667 | 0.019781 | 0.0054025 | 0.0049732 | 5
2014-05-02 | 13-14 | 13-14 |  | 0 | 0.28881 | 0.050756 | 0.60351 | 0.30489 | 0 | 0.0011164 | 0.00056055 | 0.0029116 | 0.0013231 | 5
2014-05-03 | 13-14 | 13-14 |  | 0 | 0.054144 | 0.16999 | 0.69056 | 0.17333 | 0 | 0.00034534 | 0.0015458 | 0.0050563 | 0.0012754 | 5
2014-05-04 | 13-14 | 13-14 |  | 0 | 0.16826 | 0.0095691 | 0.019182 | 0.12076 | 0 | 0.00056556 | 3.6804e-05 | 0.00036546 | 0.00045552 | 5
2014-05-05 | 13-14 | 13-14 |  | 0 | 0.1558 | 0.14768 | 0.22878 | 0.16535 | 0 | 0.0010088 | 0.0016675 | 0.00083671 | 0.0010641 | 5
2014-05-06 | 13-14 | 13-14 |  | 0 | 0.016798 | 0.015942 | 0.56405 | 0.10562 | 0 | 0.00011039 | 6.7946e-05 | 0.0081579 | 0.0014135 | 5
2014-05-07 | 13-14 | 13-14 |  | 0 | 0.10526 | 0.020067 | 1.9703 | 0.39623 | 0 | 0.00079937 | 0.00013306 | 0.015941 | 0.0031656 | 5
2014-05-08 | 13-14 | 13-14 |  | 0 | 0.60487 | 0.080932 | 0.16812 | 0.45667 | 0 | 0.0041525 | 0.00084083 | 0.00090884 | 0.0031347 | 5
2014-05-09 | 13-14 | 13-14 |  | 0 | 1.4594 | 0.16941 | 1.043 | 1.202 | 0 | 0.015082 | 0.0019648 | 0.0043182 | 0.0114 | 5
2014-05-10 | 13-14 | 13-14 |  | 0 | 0.25428 | 0.084516 | 0.023904 | 0.19135 | 0 | 0.0076076 | 0.0010956 | 0.00010098 | 0.0054268 | 5
2014-05-11 | 13-14 | 13-14 |  | 0 | 0.061204 | 0.008748 | 0.015955 | 0.046114 | 0 | 0.00041497 | 0.00010758 | 0.00012262 | 0.00032168 | 5
2014-05-12 | 13-14 | 13-14 |  | 0.013958 | 0.048593 | 0.0097842 | 1.8115 | 0.3299 | 0.0034896 | 0.00030175 | 5.9453e-05 | 0.016753 | 0.0029707 | 5
2014-05-13 | 13-14 | 13-14 |  | 0 | 0.043236 | 0.31867 | 0.38462 | 0.13654 | 0 | 0.00061312 | 0.0015316 | 0.0027481 | 0.0010828 | 5
2014-05-14 | 13-14 | 13-14 |  | 0 | 0.9503 | 0.35357 | 0.80198 | 0.83632 | 0 | 0.0045132 | 0.0057584 | 0.0061743 | 0.0049208 | 5
2014-05-15 | 13-14 | 13-14 |  | 0 | 0.21323 | 0.17838 | 0.66197 | 0.2798 | 0 | 0.0016089 | 0.0017581 | 0.0064244 | 0.0024009 | 5
2014-05-16 | 13-14 | 13-14 |  | 0.85996 | 0.048715 | 0.0018345 | 1.2791 | 0.24878 | 0.0078895 | 0.00028136 | 3.6804e-05 | 0.0080497 | 0.0015709 | 5
2014-05-17 | 13-14 | 13-14 |  | 0 | 0.50222 | 0.085476 | 0 | 0.35898 | 0 | 0.0051359 | 0.0006285 | 0 | 0.0036371 | 5
2014-05-18 | 13-14 | 13-14 |  | 0 | 0.23852 | 0 | 0.21102 | 0.19923 | 0 | 0.0059743 | 0 | 0.00064196 | 0.0042343 | 5
2014-05-19 | 13-14 | 13-14 |  | 0 | 0.014485 | 0.0086207 | 5.7002 | 0.93901 | 0 | 0.00039799 | 5.9453e-05 | 0.027893 | 0.0048233 | 5
2014-05-20 | 13-14 | 13-14 |  | 0 | 0.091152 | 0.001223 | 0.10754 | 0.080683 | 0 | 0.0004229 | 3.3973e-05 | 0.00073092 | 0.000416 | 5
2014-05-21 | 13-14 | 13-14 |  | 0 | 0.11945 | 0.0052488 | 0.12654 | 0.10389 | 0 | 0.00066576 | 2.548e-05 | 0.0012118 | 0.00066098 | 5
2014-05-22 | 13-14 | 13-14 |  | 0 | 0.025474 | 1.5878 | 1.6179 | 0.50043 | 0 | 0.0003793 | 0.006268 | 0.0069389 | 0.0022581 | 5
2014-05-23 | 13-14 | 13-14 |  | 0 | 0.075479 | 0.019738 | 0.30099 | 0.1039 | 0 | 0.0005582 | 0.00033973 | 0.015465 | 0.0029499 | 5
2014-05-24 | 13-14 | 13-14 |  | 0 | 0.25049 | 0.70177 | 0.0030511 | 0.27066 | 0 | 0.0051104 | 0.022918 | 2.1639e-05 | 0.0067041 | 5
2014-05-25 | 13-14 | 13-14 |  | 0 | 0.0001036 | 0.08677 | 0.11847 | 0.031349 | 0 | 1.6984e-06 | 0.0059849 | 0.00042557 | 0.00089774 | 5
2014-05-26 | 13-14 | 13-14 |  | 0 | 0.037295 | 1.5323 | 1.5392 | 0.48812 | 0 | 0.00040138 | 0.019314 | 0.007011 | 0.0040884 | 5
2014-05-27 | 13-14 | 13-14 |  | 0 | 0.23533 | 0.0090538 | 2.3542 | 0.54712 | 0 | 0.0018592 | 0.00011607 | 0.030747 | 0.0063057 | 5
2014-05-28 | 13-14 | 13-14 |  | 0 | 0.28688 | 0.0052488 | 0.1179 | 0.21822 | 0 | 0.0042527 | 1.6987e-05 | 0.00098818 | 0.003103 | 5
2014-05-29 | 13-14 | 13-14 |  | 0 | 0.36547 | 0.001291 | 0.42749 | 0.3224 | 0 | 0.0058888 | 1.6987e-05 | 0.0013416 | 0.0042915 | 5
2014-05-30 | 13-14 | 13-14 |  | 0 | 0.053553 | 0.1342 | 0.23623 | 0.094021 | 0 | 0.00056443 | 0.001894 | 0.0099467 | 0.002271 | 5
2014-05-31 | 13-14 | 13-14 |  | 0 | 0.57217 | 0.17612 | 0.46597 | 0.49571 | 0 | 0.0058973 | 0.0010107 | 0.00082228 | 0.0043502 | 5
2014-06-01 | 13-14 | 13-14 |  | 0 | 0.0070873 | 1.6734 | 0.0046163 | 0.23696 | 0 | 4.5856e-05 | 0.0146 | 3.6065e-05 | 0.0020557 | 6
2014-06-02 | 13-14 | 13-14 |  | 0 | 0.081693 | 0.0018345 | 0.25979 | 0.09901 | 0 | 0.0006986 | 1.6987e-05 | 0.0019427 | 0.00080147 | 6
2014-06-03 | 13-14 | 13-14 |  | 0 | 0.083523 | 0.001945 | 0.097527 | 0.073879 | 0 | 0.00069634 | 1.6987e-05 | 0.00054097 | 0.00057175 | 6
2014-06-04 | 13-14 | 13-14 |  | 0 | 0.009139 | 0.004391 | 0.031679 | 0.012081 | 0 | 0.00011379 | 3.3973e-05 | 0.00025967 | 0.00012562 | 6
2014-06-05 | 13-14 | 13-14 |  | 0 | 0.32315 | 0.0013249 | 0.098244 | 0.23956 | 0 | 0.0027536 | 1.6987e-05 | 0.0068451 | 0.00302 | 6
2014-06-06 | 13-14 | 13-14 |  | 0 | 0.018418 | 0.22636 | 0.019727 | 0.047233 | 0 | 0.00022362 | 0.0023017 | 7.9343e-05 | 0.00048566 | 6
2014-06-07 | 13-14 | 13-14 |  | 0 | 0.25626 | 0.57399 | 0 | 0.25649 | 0 | 0.0017646 | 0.0048921 | 0 | 0.0018961 | 6
2014-06-08 | 13-14 | 13-14 |  | 0 | 0.041295 | 0.0026754 | 0.078412 | 0.041678 | 0 | 0.00031024 | 1.6987e-05 | 0.0065061 | 0.0012758 | 6
2014-06-09 | 13-14 | 13-14 |  | 0 | 0.018357 | 0 | 0.033093 | 0.018076 | 0 | 0.00040138 | 0 | 0.00025245 | 0.00031855 | 6
2014-06-10 | 13-14 | 13-14 |  | 0 | 0.6363 | 0.43285 | 0.0037724 | 0.5003 | 0 | 0.0060643 | 0.010905 | 2.1639e-05 | 0.005703 | 6
2014-06-11 | 13-14 | 13-14 |  | 0 | 0.11718 | 0.043401 | 0.90911 | 0.23498 | 0 | 0.0010841 | 0.0005011 | 0.01557 | 0.003353 | 6
2014-06-12 | 13-14 | 13-14 |  | 0 | 0.075285 | 0.0013476 | 0.21693 | 0.087538 | 0 | 0.00036911 | 1.1324e-05 | 0.0014378 | 0.00049074 | 6
2014-06-13 | 13-14 | 13-14 |  | 0 | 0.19003 | 0.079412 | 0.55515 | 0.2327 | 0 | 0.0018473 | 0.00023781 | 0.0046596 | 0.0020683 | 6
2014-06-14 | 13-14 | 13-14 |  | 0 | 0.042413 | 0.32628 | 0.0018826 | 0.074727 | 0 | 0.00031477 | 0.0029273 | 1.4426e-05 | 0.00062458 | 6
2014-06-15 | 13-14 | 13-14 |  | 0 | 0.10942 | 0.0090453 | 0.074597 | 0.089029 | 0 | 0.00077333 | 0.0090453 | 0.00033901 | 0.0018401 | 6
2014-06-16 | 13-14 | 13-14 |  | 0 | 0.51679 | 0.6967 | 0.52578 | 0.53912 | 0 | 0.0057535 | 0.0025848 | 0.0034887 | 0.0049024 | 6
2014-06-17 | 13-14 | 13-14 |  | 0 | 0.052102 | 0.022082 | 0.12952 | 0.060151 | 0 | 0.00047328 | 0 | 0.00076458 | 0.00045161 | 6
2014-06-18 | 13-14 | 13-14 |  | 0 | 0.042593 | 0.018753 | 0.043328 | 0.039088 | 0 | 0.00038383 | 0.00015288 | 0.00018754 | 0.00031699 | 6
2014-06-19 | 13-14 | 13-14 |  | 0 | 0.053648 | 0 | 0.12487 | 0.057409 | 0 | 0.00067596 | 0 | 0.00023322 | 0.00050522 | 6
2014-06-20 | 13-14 | 13-14 |  | 0 | 0.37101 | 0.025825 | 0.089621 | 0.27462 | 0 | 0.0044124 | 0.00015005 | 0.0006131 | 0.0031707 | 6
2014-06-21 | 13-14 | 13-14 |  | 0 | 0.13857 | 0.041039 | 0.0040537 | 0.10212 | 0 | 0.0017171 | 0.00026329 | 1.4426e-05 | 0.0012257 | 6
2014-06-22 | 13-14 | 13-14 |  | 0 | 0.14694 | 0.12076 | 9.0708 | 1.5947 | 0 | 0.0033673 | 0.00063133 | 0.032985 | 0.0077838 | 6
2014-06-23 | 13-14 |  | MED | 0 | 7.0647 | 4.61 | 9.8683 | 7.127 | 0 | 0.051463 | 0.023059 | 0.047625 | 0.046514 | 6
2014-06-24 | 13-14 | 13-14 |  | 0 | 0.11364 | 1.1098 | 3.0043 | 0.72097 | 0 | 0.0019237 | 0.01069 | 0.01501 | 0.0052507 | 6
2014-06-25 | 13-14 | 13-14 |  | 0 | 0.36968 | 0.27847 | 0.66781 | 0.40274 | 0 | 0.0040784 | 0.00061151 | 0.00823 | 0.0042433 | 6
2014-06-26 | 13-14 | 13-14 |  | 0 | 0.11366 | 0.12339 | 0.21299 | 0.13029 | 0 | 0.00040478 | 0.00076156 | 0.0021399 | 0.00073338 | 6
2014-06-27 | 13-14 | 13-14 |  | 0 | 0.22054 | 1.5551 | 2.6965 | 0.8063 | 0 | 0.0011498 | 0.012171 | 0.012993 | 0.004592 | 6
2014-06-28 | 13-14 | 13-14 |  | 0 | 3.5736 | 0.83812 | 4.9123 | 3.3857 | 0 | 0.023913 | 0.00094275 | 0.014498 | 0.01902 | 6
2014-06-29 | 13-14 | 13-14 |  | 0 | 0.040428 | 0.0017836 | 0.44879 | 0.10124 | 0 | 0.00033515 | 1.6987e-05 | 0.0023899 | 0.00062302 | 6
2014-06-30 | 13-14 | 13-14 |  | 0 | 0.18458 | 0.020072 | 0.025051 | 0.13445 | 0 | 0.0012115 | 0.00012174 | 0.00069966 | 0.00096818 | 6
2014-07-01 | 14-15 | 14-15 |  | 0 | 0.062716 | 0.56331 | 0.027532 | 0.12581 | 0 | 0.00047554 | 0.0020556 | 0.00019435 | 0.00064485 | 7
2014-07-02 | 14-15 | 14-15 |  | 0 | 0.05527 | 0.0040098 | 0.42993 | 0.1087 | 0 | 0.00022535 | 1.6919e-05 | 0.0022674 | 0.00052697 | 7
2014-07-03 | 14-15 | 14-15 |  | 0 | 0.034721 | 0.31916 | 0.2455 | 0.10812 | 0 | 0.00030498 | 0.0055522 | 0.0035102 | 0.0015505 | 7
2014-07-04 | 14-15 | 14-15 |  | 0 | 0.73969 | 1.1617 | 0.058776 | 0.68162 | 0 | 0.0094154 | 0.0089839 | 0.00055665 | 0.0078417 | 7
2014-07-05 | 14-15 | 14-15 |  | 0 | 0.11489 | 0.0066745 | 0.40281 | 0.14586 | 0 | 0.00040608 | 9.3054e-05 | 0.01179 | 0.0022117 | 7
2014-07-06 | 14-15 | 14-15 |  | 0 | 0.12362 | 0.0013535 | 0.54041 | 0.17355 | 0 | 0.0020603 | 1.6919e-05 | 0.0034286 | 0.0019841 | 7
2014-07-07 | 14-15 | 14-15 |  | 0 | 0.052197 | 0 | 0.031496 | 0.0412 | 0 | 0.00029538 | 0 | 0.0003479 | 0.00026075 | 7
2014-07-08 | 14-15 | 14-15 |  | 0 | 2.1232 | 1.4498 | 1.9456 | 1.9847 | 0 | 0.023108 | 0.004272 | 0.013887 | 0.018822 | 7
2014-07-09 | 14-15 | 14-15 |  | 0 | 0.89562 | 0.61429 | 1.4665 | 0.94263 | 0 | 0.012432 | 0.0040718 | 0.011534 | 0.011032 | 7
2014-07-10 | 14-15 | 14-15 |  | 0 | 0.70642 | 0.17846 | 0.017985 | 0.51587 | 0 | 0.0058681 | 0.00099257 | 8.3977e-05 | 0.0042068 | 7
2014-07-11 | 14-15 | 14-15 |  | 0 | 0.56923 | 0.07572 | 0.82942 | 0.53884 | 0 | 0.010265 | 0.00046527 | 0.0037574 | 0.0077703 | 7
2014-07-12 | 14-15 | 14-15 |  | 0 | 0.20899 | 0.24251 | 0.40636 | 0.24412 | 0 | 0.0011691 | 0.0011759 | 0.0065838 | 0.0020419 | 7
2014-07-13 | 14-15 | 14-15 |  | 0 | 0.017534 | 0.013512 | 0.26161 | 0.056551 | 0 | 0.00011409 | 0.00017483 | 0.0023106 | 0.00047896 | 7
2014-07-14 | 14-15 | 14-15 |  | 0 | 0.032485 | 0.019829 | 0.024689 | 0.029214 | 0 | 0.0003993 | 0.0002284 | 0.00022314 | 0.0003439 | 7
2014-07-15 | 14-15 | 14-15 |  | 0 | 1.0846 | 0.26579 | 0.014835 | 0.7888 | 0 | 0.012787 | 0.022237 | 9.3574e-05 | 0.011931 | 7
2014-07-16 | 14-15 | 14-15 |  | 0 | 2.2205 | 0.12459 | 0.046643 | 1.5595 | 0 | 0.038396 | 0.00086004 | 0.00028072 | 0.026702 | 7
2014-07-17 | 14-15 | 14-15 |  | 0 | 0.23555 | 1.0171 | 0.77743 | 0.43008 | 0 | 0.0046402 | 0.0083156 | 0.0021522 | 0.0047084 | 7
2014-07-18 | 14-15 | 14-15 |  | 0 | 0.34616 | 0.8131 | 1.2261 | 0.55129 | 0 | 0.0029069 | 0.016792 | 0.0026561 | 0.0047658 | 7
2014-07-19 | 14-15 | 14-15 |  | 0 | 0.40572 | 0.033313 | 0.032593 | 0.29033 | 0 | 0.0019321 | 0.00013535 | 0.00015116 | 0.0013787 | 7
2014-07-20 | 14-15 | 14-15 |  | 0 | 0.091943 | 0.0008967 | 0.21269 | 0.098273 | 0 | 0.00050039 | 8.4594e-06 | 0.0023825 | 0.00073463 | 7
2014-07-21 | 14-15 | 14-15 |  | 0 | 0.23366 | 0.03269 | 0.0053793 | 0.1669 | 0 | 0.0032864 | 0.00039477 | 6.7181e-05 | 0.002337 | 7
2014-07-22 | 14-15 | 14-15 |  | 0 | 0.18949 | 0.082279 | 0.10885 | 0.16007 | 0 | 0.0024449 | 0.00053858 | 0.00055185 | 0.0018542 | 7
2014-07-23 | 14-15 | 14-15 |  | 0 | 0.54431 | 0.79979 | 1.2789 | 0.69498 | 0 | 0.0058313 | 0.010583 | 0.013892 | 0.0077554 | 7
2014-07-24 | 14-15 | 14-15 |  | 0 | 0.083148 | 1.7842 | 0.31677 | 0.35599 | 0 | 0.0009974 | 0.010955 | 0.0016771 | 0.0024787 | 7
2014-07-25 | 14-15 | 14-15 |  | 0 | 0.03263 | 0.0078757 | 0.54354 | 0.11207 | 0 | 0.00025246 | 0.00016073 | 0.001526 | 0.000445 | 7
2014-07-26 | 14-15 | 14-15 |  | 0 | 0.1309 | 0.14009 | 0.011963 | 0.11181 | 0 | 0.00063255 | 0.00050756 | 0.00011997 | 0.00052697 | 7
2014-07-27 | 14-15 | 14-15 |  | 0 | 0.014433 | 0.0033245 | 0.090349 | 0.025134 | 0 | 8.5282e-05 | 2.5378e-05 | 0.00015116 | 8.7048e-05 | 7
2014-07-28 | 14-15 | 14-15 |  | 0 | 0.42295 | 0.15464 | 0.068439 | 0.32487 | 0 | 0.005009 | 0.0016637 | 0.0088895 | 0.0051385 | 7
2014-07-29 | 14-15 | 14-15 |  | 0 | 0.20595 | 1.729 | 0.013079 | 0.38382 | 0 | 0.0046103 | 0.0085694 | 5.5185e-05 | 0.0043817 | 7
2014-07-30 | 14-15 | 14-15 |  | 0 | 0.046991 | 0.006979 | 0.031074 | 0.0385 | 0 | 0.00023325 | 0.00010997 | 0.00023753 | 0.00021508 | 7
2014-07-31 | 14-15 | 14-15 |  | 0 | 0.74707 | 0.4176 | 1.3483 | 0.7935 | 0 | 0.004852 | 0.004664 | 0.01014 | 0.0056487 | 7
2014-08-01 | 14-15 | 14-15 |  | 0 | 1.7873 | 0.024498 | 2.534 | 1.6509 | 0 | 0.021279 | 0.000313 | 0.010461 | 0.016452 | 8
2014-08-02 | 14-15 | 14-15 |  | 0 | 0.12612 | 0.098868 | 0.028794 | 0.10554 | 0 | 0.0038292 | 0.0018526 | 0.00017995 | 0.0029323 | 8
2014-08-03 | 14-15 | 14-15 |  | 0 | 0.38479 | 0.12277 | 0.021349 | 0.28641 | 0 | 0.0022331 | 0.0029354 | 0.00010077 | 0.0019662 | 8
2014-08-04 | 14-15 | 14-15 |  | 0 | 0.13861 | 0.064906 | 1.5808 | 0.36196 | 0 | 0.0014927 | 0.00047937 | 0.026942 | 0.0054813 | 8
2014-08-05 | 14-15 | 14-15 |  | 0 | 0.10345 | 1.3185 | 1.6394 | 0.52073 | 0 | 0.0035361 | 0.030823 | 0.0075579 | 0.0079405 | 8
2014-08-06 | 14-15 | 14-15 |  | 0 | 0.017445 | 0.066982 | 0.056475 | 0.030517 | 0 | 0.00028295 | 0.00076981 | 0.00041748 | 0.00037005 | 8
2014-08-07 | 14-15 | 14-15 |  | 0 | 0.086007 | 0.0017088 | 0.11714 | 0.078739 | 0 | 0.0034649 | 1.6919e-05 | 0.00095254 | 0.0025521 | 8
2014-08-08 | 14-15 | 14-15 |  | 0 | 0.036424 | 0.19681 | 0.13722 | 0.074743 | 0 | 0.00014797 | 0.0015453 | 0.00051106 | 0.00039933 | 8
2014-08-09 | 14-15 | 14-15 |  | 0 | 0.07898 | 0.0026901 | 0.31549 | 0.10629 | 0 | 0.00051564 | 1.6919e-05 | 0.00042948 | 0.0004286 | 8
2014-08-10 | 14-15 | 14-15 |  | 0 | 0.030361 | 0 | 0.10098 | 0.037413 | 0 | 0.00018299 | 0 | 0.00042468 | 0.00019556 | 8
2014-08-11 | 14-15 | 14-15 |  | 0 | 0.024381 | 0.10125 | 0.0052617 | 0.031723 | 0 | 0.00012256 | 0.00076135 | 2.8792e-05 | 0.00019478 | 8
2014-08-12 | 14-15 | 14-15 |  | 0 | 0.095489 | 0 | 0.043073 | 0.073005 | 0 | 0.0007472 | 0 | 4.3188e-05 | 0.00052346 | 8
2014-08-13 | 14-15 | 14-15 |  | 0 | 0.29923 | 0.49129 | 7.198e-05 | 0.27484 | 0 | 0.0042607 | 0.0018526 | 7.198e-06 | 0.0032024 | 8
2014-08-14 | 14-15 | 14-15 |  | 0 | 0.14835 | 0.70509 | 0.037775 | 0.20628 | 0 | 0.0039783 | 0.0019992 | 0.0083281 | 0.0043813 | 8
2014-08-15 | 14-15 | 14-15 |  | 0 | 0.024753 | 0.071795 | 0.0071476 | 0.02821 | 0 | 0.00028578 | 0.00054986 | 5.0386e-05 | 0.00028183 | 8
2014-08-16 | 14-15 | 14-15 |  | 0 | 0.093781 | 0.0052279 | 0.00079898 | 0.065671 | 0 | 0.0018835 | 1.6919e-05 | 7.198e-06 | 0.0013053 | 8
2014-08-17 | 14-15 | 14-15 |  | 0 | 0.30233 | 0.057516 | 0.09963 | 0.23312 | 0 | 0.0052327 | 0.00045681 | 0.00043908 | 0.0037512 | 8
2014-08-18 | 14-15 | 14-15 |  | 0 | 2.4186 | 0.23235 | 0.0081481 | 1.7051 | 0 | 0.027328 | 0.002284 | 2.1594e-05 | 0.019207 | 8
2014-08-19 | 14-15 | 14-15 |  | 0 | 0.030895 | 0.002707 | 0.062601 | 0.031912 | 0 | 0.00023834 | 2.2558e-05 | 0.00016555 | 0.00019478 | 8
2014-08-20 | 14-15 | 14-15 |  | 0 | 0.26026 | 0.023562 | 0.024516 | 0.18713 | 0 | 0.003662 | 0.00020585 | 0.00026633 | 0.0026028 | 8
2014-08-21 | 14-15 | 14-15 |  | 0 | 0.0045205 | 0.0042128 | 0.0053577 | 0.0045792 | 0 | 1.8638e-05 | 2.5378e-05 | 3.8389e-05 | 2.264e-05 | 8
2014-08-22 | 14-15 | 14-15 |  | 0 | 0.62918 | 0.046899 | 0.0030376 | 0.44185 | 0 | 0.0046035 | 0.00074443 | 3.599e-05 | 0.0032906 | 8
2014-08-23 | 14-15 | 14-15 |  | 0 | 0.041038 | 0.0091362 | 0.0050674 | 0.030453 | 0 | 0.00050152 | 3.3838e-05 | 4.7987e-05 | 0.00035912 | 8
2014-08-24 | 14-15 | 14-15 |  | 0 | 0.0054846 | 0.037441 | 0.19051 | 0.039968 | 0 | 6.9468e-05 | 0.00044271 | 0.00040549 | 0.00017527 | 8
2014-08-25 | 14-15 | 14-15 |  | 0 | 0.046298 | 0.0054648 | 0.097706 | 0.048651 | 0 | 0.00048797 | 2.5378e-05 | 0.00038149 | 0.00040284 | 8
2014-08-26 | 14-15 | 14-15 |  | 0 | 0.62805 | 0.040554 | 0.3737 | 0.50049 | 0 | 0.0043047 | 0.00043143 | 0.00094294 | 0.0031884 | 8
2014-08-27 | 14-15 | 14-15 |  | 0 | 0.027868 | 0.023136 | 0.085498 | 0.036374 | 0 | 0.00016887 | 0.00025378 | 0.00087096 | 0.00029354 | 8
2014-08-28 | 14-15 | 14-15 |  | 0 | 0.035517 | 0.0014212 | 0.070581 | 0.036227 | 0 | 0.00038574 | 8.4594e-06 | 0.0003551 | 0.00032555 | 8
2014-08-29 | 14-15 | 14-15 |  | 0 | 0.024051 | 0.0094323 | 0.12195 | 0.037768 | 0 | 0.00037445 | 7.6135e-05 | 0.0003743 | 0.00033023 | 8
2014-08-30 | 14-15 | 14-15 |  | 0 | 0.055379 | 0.031954 | 0.13371 | 0.064452 | 0 | 0.00011013 | 0.00020585 | 0.0016219 | 0.00036849 | 8
2014-08-31 | 14-15 | 14-15 |  | 0 | 0.48238 | 0.036748 | 0.7206 | 0.45572 | 0 | 0.0034898 | 0.00088824 | 0.0022458 | 0.0029003 | 8
2014-09-01 | 14-15 | 14-15 |  | 0 | 0.47358 | 0.038372 | 2.5271 | 0.74376 | 0 | 0.005898 | 0.00034684 | 0.0093814 | 0.0056507 | 9
2014-09-02 | 14-15 | 14-15 |  | 0 | 0.52478 | 0.0084087 | 0.019538 | 0.36705 | 0 | 0.0076217 | 5.0756e-05 | 0.00013436 | 0.0052966 | 9
2014-09-03 | 14-15 | 14-15 |  | 0 | 0.037461 | 0.02559 | 2.7368 | 0.47469 | 0 | 0.00016153 | 0.000313 | 0.011582 | 0.0020392 | 9
2014-09-04 | 14-15 | 14-15 |  | 0 | 0.39898 | 0.78792 | 0.070857 | 0.39636 | 0 | 0.009019 | 0.0075881 | 0.00048946 | 0.0073635 | 9
2014-09-05 | 14-15 | 14-15 |  | 0 | 0.11444 | 0.33882 | 0.090428 | 0.14071 | 0 | 0.0042257 | 0.0012012 | 0.00041508 | 0.0031544 | 9
2014-09-06 | 14-15 | 14-15 |  | 0 | 0.0029973 | 0.0025717 | 0.20511 | 0.035798 | 0 | 5.2524e-05 | 8.4594e-06 | 0.0007054 | 0.00015224 | 9
2014-09-07 | 14-15 | 14-15 |  | 0 | 0.21019 | 0.0049911 | 0.0027064 | 0.14641 | 0 | 0.0024382 | 2.5378e-05 | 1.4396e-05 | 0.001691 | 9
2014-09-08 | 14-15 | 14-15 |  | 0 | 0.5866 | 0.18235 | 1.0441 | 0.60054 | 0 | 0.0046425 | 0.0015819 | 0.0096429 | 0.0049965 | 9
2014-09-09 | 14-15 | 14-15 |  | 0 | 0.14989 | 0.56034 | 0.45803 | 0.25568 | 0 | 0.0025793 | 0.0063305 | 0.0026105 | 0.0030837 | 9
2014-09-10 | 14-15 | 14-15 |  | 0 | 0.31232 | 3.1375 | 0.088228 | 0.66454 | 0 | 0.0092963 | 0.014212 | 0.00099092 | 0.0085537 | 9
2014-09-11 | 14-15 | 14-15 |  | 0 | 0.055488 | 0.28119 | 1.2478 | 0.28029 | 0 | 0.0015989 | 0.0021487 | 0.010883 | 0.0031731 | 9
2014-09-12 | 14-15 | 14-15 |  | 0 | 0.056943 | 0.024174 | 0 | 0.042703 | 0 | 0.00043319 | 0.00014945 | 0 | 0.00032009 | 9
2014-09-13 | 14-15 | 14-15 |  | 0 | 0.065384 | 0.62548 | 0 | 0.13178 | 0 | 0.00043375 | 0.022905 | 0 | 0.0034706 | 9
2014-09-14 | 14-15 | 14-15 |  | 0 | 0.32667 | 0.015684 | 0.014031 | 0.23023 | 0 | 0.0031808 | 9.3054e-05 | 6.9581e-05 | 0.0022226 | 9
2014-09-15 | 14-15 | 14-15 |  | 0 | 0.087862 | 0.64939 | 0.24328 | 0.1902 | 0 | 0.0016836 | 0.0046809 | 0.021407 | 0.0052943 | 9
2014-09-16 | 14-15 | 14-15 |  | 0 | 0.041848 | 1.7074 | 0.21424 | 0.30014 | 0 | 0.00019767 | 0.013552 | 0.0021018 | 0.0023546 | 9
2014-09-17 | 14-15 | 14-15 |  | 0 | 0.075027 | 0.010704 | 0.21303 | 0.087995 | 0 | 0.00077318 | 3.6657e-05 | 0.012596 | 0.0025888 | 9
2014-09-18 | 14-15 | 14-15 |  | 0 | 0.04845 | 0.0084256 | 0 | 0.034653 | 0 | 0.00049023 | 0.00012689 | 0 | 0.00035639 | 9
2014-09-19 | 14-15 | 14-15 |  | 0 | 0.017711 | 0.0084763 | 0.22653 | 0.050269 | 0 | 0.002123 | 0.00014381 | 0.00095493 | 0.0016426 | 9
2014-09-20 | 14-15 | 14-15 |  | 0 | 0.24995 | 1.4807 | 0.16961 | 0.40531 | 0 | 0.0020315 | 0.01243 | 0.00090215 | 0.0032715 | 9
2014-09-21 | 14-15 | 14-15 |  | 0 | 0.088687 | 0.0023433 | 0.34512 | 0.11777 | 0 | 0.0023608 | 8.4594e-06 | 0.00069821 | 0.0017464 | 9
2014-09-22 | 14-15 | 14-15 |  | 0 | 0.0082972 | 0.024634 | 0.20678 | 0.042786 | 0 | 0.0001491 | 0.000313 | 0.0029512 | 0.00062651 | 9
2014-09-23 | 14-15 | 14-15 |  | 0 | 0.2392 | 1.7877 | 1.1568 | 0.60098 | 0 | 0.0031379 | 0.0099314 | 0.0049738 | 0.0043528 | 9
2014-09-24 | 14-15 | 14-15 |  | 0 | 0.027191 | 0.0024701 | 0.036436 | 0.025063 | 0 | 0.00017 | 8.4594e-06 | 0.00031671 | 0.00017019 | 9
2014-09-25 | 14-15 | 14-15 |  | 0 | 0.047003 | 0.05639 | 0.13457 | 0.062185 | 0 | 0.00044843 | 6.7675e-05 | 0.0080762 | 0.0016332 | 9
2014-09-26 | 14-15 | 14-15 |  | 0 | 0.019706 | 0.64061 | 0.18641 | 0.13263 | 0 | 0.00016322 | 0.014203 | 0.0066581 | 0.0031622 | 9
2014-09-27 | 14-15 | 14-15 |  | 0 | 0.029533 | 0.055423 | 0.23138 | 0.065728 | 0 | 0.00046368 | 0.00040887 | 0.006435 | 0.001424 | 9
2014-09-28 | 14-15 | 14-15 |  | 0 | 3.638 | 6.005 | 3.1893 | 3.8645 | 0 | 0.033281 | 0.036491 | 0.021664 | 0.031578 | 9
2014-09-29 | 14-15 | 14-15 |  | 0 | 0.10109 | 0.22993 | 0.10098 | 0.11813 | 0 | 0.0027064 | 0.0023686 | 0.00044628 | 0.002271 | 9
2014-09-30 | 14-15 | 14-15 |  | 0 | 0.26433 | 0.58449 | 4.398 | 0.97911 | 0 | 0.0035084 | 0.0042382 | 0.019478 | 0.0061804 | 9
2014-10-01 | 14-15 | 14-15 |  | 0 | 0.021752 | 0.079772 | 1.6651 | 0.29697 | 0 | 0.00030837 | 0.007746 | 0.0084576 | 0.0026614 | 10
2014-10-02 | 14-15 | 14-15 |  | 0 | 0.035484 | 1.5524 | 0.051458 | 0.2478 | 0 | 0.00025923 | 0.022291 | 0.00019435 | 0.0032965 | 10
2014-10-03 | 14-15 | 14-15 |  | 0 | 0.19709 | 0.00034966 | 0.5306 | 0.22259 | 0 | 0.0025635 | 1.1279e-05 | 0.0034766 | 0.002339 | 10
2014-10-04 | 14-15 | 14-15 |  | 0 | 0.11304 | 0.36172 | 0.65645 | 0.235 | 0 | 0.0017282 | 0.00067675 | 0.0025337 | 0.0017004 | 10
2014-10-05 | 14-15 | 14-15 |  | 0 | 0.30629 | 0.13149 | 0.11795 | 0.24908 | 0 | 0.0027573 | 0.0049065 | 0.00033111 | 0.0026388 | 10
2014-10-06 | 14-15 | 14-15 |  | 0 | 3.6334 | 7.7974 | 7.9285 | 4.8805 | 0 | 0.029291 | 0.032109 | 0.06071 | 0.034566 | 10
2014-10-07 | 14-15 | 14-15 |  | 0 | 0.14698 | 0.023433 | 0.0028936 | 0.1053 | 0 | 0.00126 | 0.00013535 | 1.4396e-05 | 0.00089195 | 10
2014-10-08 | 14-15 | 14-15 |  | 0 | 0.15761 | 2.9164 | 1.4662 | 0.75119 | 0 | 0.0022619 | 0.040687 | 0.0074355 | 0.0084054 | 10
2014-10-09 | 14-15 | 14-15 |  | 0 | 0.086138 | 0.2167 | 0.023775 | 0.0934 | 0 | 0.00058681 | 0.0028424 | 0.00044628 | 0.00087165 | 10
2014-10-10 | 14-15 | 14-15 |  | 0 | 0.2439 | 0.18609 | 0.1186 | 0.21363 | 0 | 0.0029809 | 0.00055832 | 0.0007174 | 0.0022543 | 10
2014-10-11 | 14-15 | 14-15 |  | 0 | 0.0301 | 0.010194 | 0 | 0.022215 | 0 | 0.00013668 | 9.3054e-05 | 0 | 0.00010735 | 10
2014-10-12 | 14-15 | 14-15 |  | 0 | 0.0095933 | 0.0643 | 0.59942 | 0.11305 | 0 | 6.382e-05 | 0.00083748 | 0.0010893 | 0.00033726 | 10
2014-10-13 | 14-15 | 14-15 |  | 0 | 0.34345 | 0.0027747 | 0.023989 | 0.24167 | 0 | 0.0038252 | 1.6919e-05 | 6.7181e-05 | 0.0026571 | 10
2014-10-14 | 14-15 | 14-15 |  | 0 | 0.038888 | 0.00056678 | 0.011394 | 0.02881 | 0 | 0.00018525 | 8.4594e-06 | 0.00011517 | 0.00014794 | 10
2014-10-15 | 14-15 | 14-15 |  | 0 | 0.00068282 | 0.018568 | 0.03766 | 0.0091693 | 0 | 8.4717e-06 | 0.00010997 | 0.00023753 | 5.9723e-05 | 10
2014-10-16 | 14-15 | 14-15 |  | 1.6882 | 0.12985 | 0.39373 | 0.71813 | 0.27413 | 0.02137 | 0.00082006 | 0.0028001 | 0.016699 | 0.0038363 | 10
2014-10-17 | 14-15 | 14-15 |  | 0.10155 | 0.017924 | 0.0028424 | 0.5073 | 0.096099 | 0.00075781 | 0.00012425 | 5.9216e-05 | 0.0021378 | 0.00044773 | 10
2014-10-18 | 14-15 | 14-15 |  | 0 | 0.0083915 | 0.24293 | 0.00066222 | 0.039536 | 0 | 8.98e-05 | 0.0013817 | 1.4396e-05 | 0.00025568 | 10
2014-10-19 | 14-15 | 14-15 |  | 0 | 0.026645 | 0.0068352 | 0.023969 | 0.023262 | 0 | 0.00020897 | 2.2558e-05 | 0.00015836 | 0.00017331 | 10
2014-10-20 | 14-15 | 14-15 |  | 0.49515 | 0.029878 | 0.015032 | 0.23683 | 0.065087 | 0.015914 | 0.00018977 | 0.0005837 | 0.0017755 | 0.00062378 | 10
2014-10-21 | 14-15 | 14-15 |  | 0.019248 | 0.10129 | 0.047776 | 0.063621 | 0.087119 | 0.006214 | 0.0005676 | 0.00020867 | 0.0019315 | 0.00078343 | 10
2014-10-22 | 14-15 | 14-15 |  | 0 | 0.045554 | 0.24495 | 0.49897 | 0.14657 | 0 | 0.00052073 | 0.0067422 | 0.00089975 | 0.0014396 | 10
2014-10-23 | 14-15 | 14-15 |  | 0 | 0.086942 | 0.0059075 | 0.28416 | 0.10714 | 0 | 0.00078504 | 3.9477e-05 | 0.0017011 | 0.00082481 | 10
2014-10-24 | 14-15 | 14-15 |  | 0 | 0.010813 | 1.6905 | 0.0429 | 0.24847 | 0 | 8.1328e-05 | 0.014246 | 0.0034694 | 0.0025927 | 10
2014-10-25 | 14-15 | 14-15 |  | 0 | 0.092428 | 0.0027578 | 0.2273 | 0.10124 | 0 | 0.00073421 | 1.6919e-05 | 0.00075339 | 0.00063236 | 10
2014-10-26 | 14-15 |  | MED | 0 | 3.5762 | 9.8971 | 18.2222 | 6.8063 | 0 | 0.033229 | 0.055443 | 0.046434 | 0.038196 | 10
2014-10-27 | 14-15 | 14-15 |  | 0 | 0.64012 | 5.733 | 3.0431 | 1.7311 | 0 | 0.0057257 | 0.026165 | 0.013168 | 0.0097216 | 10
2014-10-28 | 14-15 | 14-15 |  | 0.0012125 | 0.071084 | 1.6167 | 0.033903 | 0.27846 | 0.00015156 | 0.00022196 | 0.0051433 | 0.00020874 | 0.00090053 | 10
2014-10-29 | 14-15 | 14-15 |  | 0 | 0.0091443 | 0.0016496 | 0.10979 | 0.02441 | 0 | 6.269e-05 | 1.6919e-05 | 0.00053265 | 0.00013233 | 10
2014-10-30 | 14-15 | 14-15 |  | 0 | 0.028073 | 0.0056001 | 0.041645 | 0.026954 | 0 | 0.0033599 | 5.0756e-05 | 0.00089735 | 0.0024752 | 10
2014-10-31 | 14-15 | 14-15 |  | 0 | 0.32219 | 0.011488 | 0.87281 | 0.36627 | 0 | 0.0029097 | 5.9216e-05 | 0.0051658 | 0.0028597 | 10
2014-11-01 | 14-15 | 14-15 |  | 0 | 0.023452 | 0.0047626 | 0.47353 | 0.093906 | 0 | 0.00023382 | 1.6919e-05 | 0.0027928 | 0.00061831 | 11
2014-11-02 | 14-15 | 14-15 |  | 0 | 0.014892 | 0.0094576 | 0.018955 | 0.014685 | 0 | 0.00020558 | 0.00010151 | 9.1175e-05 | 0.00017097 | 11
2014-11-03 | 14-15 | 14-15 |  | 0 | 0.67405 | 0.0093477 | 0.066783 | 0.47803 | 0 | 0.004795 | 0.00013535 | 0.00030232 | 0.003382 | 11
2014-11-04 | 14-15 | 14-15 |  | 0 | 0.080089 | 0.0049403 | 2.6296 | 0.48385 | 0 | 0.0024528 | 2.5378e-05 | 0.017254 | 0.0045058 | 11
2014-11-05 | 14-15 | 14-15 |  | 0 | 0.035531 | 0.055499 | 1.2104 | 0.22916 | 0 | 0.0032819 | 0.00018047 | 0.0075003 | 0.0035135 | 11
2014-11-06 | 14-15 | 14-15 |  | 0 | 0.063153 | 0.016564 | 0.059484 | 0.055619 | 0 | 0.00034903 | 0.00072751 | 0.00037909 | 0.00040362 | 11
2014-11-07 | 14-15 | 14-15 |  | 0.069112 | 0.41911 | 0.0032907 | 0.7647 | 0.41506 | 0.0057593 | 0.0048232 | 1.6919e-05 | 0.0019914 | 0.0037044 | 11
2014-11-08 | 14-15 | 14-15 |  | 0 | 0.0010183 | 0.012351 | 0.82336 | 0.13637 | 0 | 6.7773e-06 | 8.4594e-05 | 0.0020226 | 0.00034546 | 11
2014-11-09 | 14-15 | 14-15 |  | 0 | 0.0073077 | 0.1066 | 0 | 0.019807 | 0 | 0.00013272 | 0.0017934 | 0 | 0.00033999 | 11
2014-11-10 | 14-15 | 14-15 |  | 0 | 0.018849 | 0.009029 | 3.2913 | 0.54973 | 0 | 0.0001892 | 8.1774e-05 | 0.013388 | 0.0023202 | 11
2014-11-11 | 14-15 | 14-15 |  | 0 | 0.71011 | 0 | 0.54103 | 0.57881 | 0 | 0.0040704 | 0 | 0.013014 | 0.0049305 | 11
2014-11-12 | 14-15 | 14-15 |  | 0.18415 | 0.84512 | 0.13133 | 0.22404 | 0.64016 | 0.00075781 | 0.012268 | 0.0013084 | 0.0012501 | 0.0088695 | 11
2014-11-13 | 14-15 | 14-15 |  | 0.058503 | 0.057567 | 0.51814 | 0.040849 | 0.11861 | 0.00015156 | 0.0014351 | 0.0040492 | 0.00029512 | 0.0016016 | 11
2014-11-14 | 14-15 | 14-15 |  | 0 | 0.16853 | 0.43209 | 0.1549 | 0.20149 | 0 | 0.0018384 | 0.0066406 | 0.0013124 | 0.0024034 | 11
2014-11-15 | 14-15 | 14-15 |  | 0 | 0.081622 | 0.50395 | 2.3987 | 0.51642 | 0 | 0.0005179 | 0.0031807 | 0.03522 | 0.0065282 | 11
2014-11-16 | 14-15 | 14-15 |  | 0 | 0.0057331 | 0 | 0.42669 | 0.073381 | 0 | 0.00013498 | 0 | 0.00131 | 0.00030642 | 11
2014-11-17 | 14-15 | 14-15 |  | 0 | 0.060726 | 0.038186 | 0.011826 | 0.049181 | 0 | 0.00026883 | 0.000313 | 8.6376e-05 | 0.00024319 | 11
2014-11-18 | 14-15 | 14-15 |  | 0 | 0.27938 | 0.18229 | 0.009487 | 0.21987 | 0 | 0.0026183 | 0.0017934 | 2.8792e-05 | 0.0020626 | 11
2014-11-19 | 14-15 | 14-15 |  | 0 | 0.41466 | 0 | 0.032477 | 0.29188 | 0 | 0.0045549 | 0 | 0.00021594 | 0.0031833 | 11
2014-11-20 | 14-15 | 14-15 |  | 0.089724 | 0.57399 | 0.083647 | 0.15874 | 0.43481 | 0.0012125 | 0.011733 | 0.00023686 | 0.0024617 | 0.0085517 | 11
2014-11-21 | 14-15 | 14-15 |  | 0 | 0.07364 | 0.3334 | 0.029565 | 0.10186 | 0 | 0.00033435 | 0.0037644 | 0.00017515 | 0.0007807 | 11
2014-11-22 | 14-15 |  | MED | 0 | 1.7239 | 8.0638 | 52.0914 | 10.7825 | 0 | 0.016281 | 0.051106 | 0.1463 | 0.042129 | 11
2014-11-23 | 14-15 | 14-15 |  | 0 | 0.12973 | 0.36152 | 2.517 | 0.54921 | 0 | 0.002672 | 0.002129 | 0.0085752 | 0.0035366 | 11
2014-11-24 | 14-15 | 14-15 |  | 0 | 0.050108 | 3.0197 | 4.3187 | 1.1553 | 0 | 0.001325 | 0.020469 | 0.018674 | 0.0067874 | 11
2014-11-25 | 14-15 | 14-15 |  | 0 | 0.055547 | 0.10676 | 1.0183 | 0.21884 | 0 | 0.00054614 | 0.0002284 | 0.016982 | 0.003172 | 11
2014-11-26 | 14-15 | 14-15 |  | 0 | 0.39018 | 0.0016327 | 0.15844 | 0.29568 | 0 | 0.0033971 | 8.4594e-06 | 0.0007342 | 0.0024686 | 11
2014-11-27 | 14-15 | 14-15 |  | 0 | 0.036845 | 0.2924 | 0.003707 | 0.066546 | 0 | 0.00039873 | 0.0031638 | 1.1997e-05 | 0.00071551 | 11
2014-11-28 | 14-15 | 14-15 |  | 0 | 0.0016441 | 0.8546 | 0.064302 | 0.1299 | 0 | 2.3156e-05 | 0.0062882 | 0.00013196 | 0.00090795 | 11
2014-11-29 | 14-15 | 14-15 |  | 0 | 0.011243 | 0.30489 | 0.72985 | 0.16872 | 0 | 0.00010561 | 0.0020472 | 0.0077954 | 0.0016246 | 11
2014-11-30 | 14-15 | 14-15 |  | 0 | 0.48991 | 0.25534 | 0.33098 | 0.4278 | 0 | 0.004451 | 0.001658 | 0.0013172 | 0.0035202 | 11
2014-12-01 | 14-15 | 14-15 |  | 0 | 0.31676 | 0.039362 | 0.14801 | 0.24846 | 0 | 0.0023122 | 0.00044835 | 0.0007342 | 0.0017796 | 12
2014-12-02 | 14-15 | 14-15 |  | 0 | 0.034997 | 0.038417 | 6.077 | 1.0182 | 0 | 0.00027618 | 0.00020867 | 0.020922 | 0.0036236 | 12
2014-12-03 | 14-15 | 14-15 |  | 0 | 0.31134 | 1.5719 | 4.554 | 1.1737 | 0 | 0.0018525 | 0.016313 | 0.017671 | 0.0064134 | 12
2014-12-04 | 14-15 | 14-15 |  | 0 | 0.015784 | 0.0084933 | 0.026791 | 0.016444 | 0 | 9.7707e-05 | 4.2297e-05 | 0.00023513 | 0.00011164 | 12
2014-12-05 | 14-15 | 14-15 |  | 0 | 0.29358 | 0.078977 | 0.47743 | 0.29152 | 0 | 0.0062295 | 0.0021825 | 0.0028168 | 0.0050659 | 12
2014-12-06 | 14-15 | 14-15 |  | 0 | 0.051869 | 0.51851 | 0.15991 | 0.13364 | 0 | 0.00089461 | 0.0044919 | 0.0016267 | 0.0015048 | 12
2014-12-07 | 14-15 | 14-15 |  | 0 | 0.092667 | 0.84406 | 0.0012309 | 0.18109 | 0 | 0.00023551 | 0.0044835 | 7.198e-06 | 0.0007846 | 12
2014-12-08 | 14-15 | 14-15 |  | 0 | 0.0017627 | 0.37841 | 0.24476 | 0.093422 | 0 | 1.9767e-05 | 0.0040436 | 0.0060895 | 0.0015641 | 12
2014-12-09 | 14-15 | 14-15 |  | 0 | 0.041273 | 0.002081 | 0.012316 | 0.030818 | 0 | 0.00046312 | 1.6919e-05 | 0.00014396 | 0.00034585 | 12
2014-12-10 | 14-15 | 14-15 |  | 0 | 0.20526 | 1.0604 | 16.6363 | 2.9952 | 0 | 0.0019027 | 0.012495 | 0.038838 | 0.0093633 | 12
2014-12-11 | 14-15 | 14-15 |  | 0 | 0.86017 | 0.37388 | 1.4056 | 0.87494 | 0 | 0.012211 | 0.0015735 | 0.0063846 | 0.0096962 | 12
2014-12-12 | 14-15 | 14-15 |  | 0 | 0.087396 | 0.0042382 | 0.0039733 | 0.061637 | 0 | 0.00047103 | 8.4594e-06 | 0.0019866 | 0.00064993 | 12
2014-12-13 | 14-15 | 14-15 |  | 0 | 0.032827 | 0.0045512 | 0.038416 | 0.029568 | 0 | 0.00042641 | 2.2558e-05 | 0.00017515 | 0.00032633 | 12
2014-12-14 | 14-15 | 14-15 |  | 0 | 0.050411 | 0.44264 | 1.0675 | 0.26978 | 0 | 0.00091946 | 0.0031046 | 0.0044028 | 0.0017815 | 12
2014-12-15 | 14-15 | 14-15 |  | 0 | 1.1494 | 0.074646 | 0.084915 | 0.81858 | 0 | 0.0052677 | 0.00032146 | 0.00051106 | 0.0037684 | 12
2014-12-16 | 14-15 | 14-15 |  | 0 | 0.16784 | 1.3883 | 0.97694 | 0.46712 | 0 | 0.0010036 | 0.0086596 | 0.0049114 | 0.0026914 | 12
2014-12-17 | 14-15 | 14-15 |  | 0 | 0.0089308 | 0.0059385 | 0.095712 | 0.022566 | 0 | 0.00011183 | 7.6135e-05 | 0.00052066 | 0.00017253 | 12
2014-12-18 | 14-15 | 14-15 |  | 0 | 0.12271 | 0.64471 | 0.24495 | 0.21391 | 0 | 0.0026319 | 0.004272 | 0.0018931 | 0.0027184 | 12
2014-12-19 | 14-15 | 14-15 |  | 0 | 0.1215 | 0.074375 | 0.028065 | 0.098836 | 0 | 0.00099627 | 0.00027916 | 0.00019435 | 0.00075884 | 12
2014-12-20 | 14-15 | 14-15 |  | 0 | 0.03149 | 0.021318 | 0.01632 | 0.027371 | 0 | 0.00022139 | 0.00011843 | 0.00015356 | 0.00019439 | 12
2014-12-21 | 14-15 | 14-15 |  | 0 | 0.14442 | 0.61884 | 0.079099 | 0.19835 | 0 | 0.0044329 | 0.0050813 | 0.00092134 | 0.0039171 | 12
2014-12-22 | 14-15 | 14-15 |  | 0 | 0.38441 | 0.56605 | 1.4093 | 0.57332 | 0 | 0.0025195 | 0.0030708 | 0.0039517 | 0.0028093 | 12
2014-12-23 | 14-15 | 14-15 |  | 0 | 0.0096831 | 0.85149 | 0.31872 | 0.17642 | 0 | 0.0001796 | 0.0046922 | 0.0038869 | 0.001406 | 12
2014-12-24 | 14-15 | 14-15 |  | 0 | 0.034873 | 0.020607 | 0.26686 | 0.07037 | 0 | 0.0016503 | 0.00099821 | 0.0043764 | 0.0019908 | 12
2014-12-25 | 14-15 | 14-15 |  | 0 | 0.0028092 | 0.0291 | 0.0020586 | 0.0063049 | 0 | 3.3322e-05 | 0.0002425 | 2.3993e-05 | 6.0504e-05 | 12
2014-12-26 | 14-15 | 14-15 |  | 0 | 0.00077036 | 0.034881 | 0.38092 | 0.067333 | 0 | 7.9069e-06 | 0.00028198 | 0.0038725 | 0.00067452 | 12
2014-12-27 | 14-15 | 14-15 |  | 0 | 0.0011115 | 0.0045596 | 0.021688 | 0.0049278 | 0 | 1.3555e-05 | 2.5378e-05 | 8.6376e-05 | 2.6934e-05 | 12
2014-12-28 | 14-15 | 14-15 |  | 0 | 0.011914 | 0.18336 | 0.026517 | 0.037931 | 0 | 0.00014684 | 0.0021572 | 0.00016795 | 0.00042743 | 12
2014-12-29 | 14-15 | 14-15 |  | 0 | 0.74669 | 0.9231 | 1.6148 | 0.90658 | 0 | 0.01036 | 0.01911 | 0.015005 | 0.012247 | 12
2014-12-30 | 14-15 | 14-15 |  | 0 | 0.036904 | 0.022231 | 0.2946 | 0.076512 | 0 | 0.00040834 | 0.00016919 | 0.0044484 | 0.0010293 | 12
2014-12-31 | 14-15 | 14-15 |  | 0 | 0.040697 | 0.052939 | 0.0053769 | 0.036331 | 0 | 0.00014571 | 0.0011336 | 4.3188e-05 | 0.00026466 | 12
2015-01-01 | 14-15 | 14-15 |  | 0 | 0.28266 | 0.0054479 | 0.043807 | 0.20324 | 0 | 0.0029114 | 1.6919e-05 | 0.00012237 | 0.0020345 | 1
2015-01-02 | 14-15 | 14-15 |  | 0 | 0.82932 | 0.2551 | 2.9456 | 1.0877 | 0 | 0.010585 | 0.002394 | 0.0052018 | 0.0084932 | 1
2015-01-03 | 14-15 | 14-15 |  | 0 | 0.75804 | 3.11 | 7.5885 | 2.189 | 0 | 0.0082853 | 0.020852 | 0.04337 | 0.015669 | 1
2015-01-04 | 14-15 | 14-15 |  | 0 | 0.088693 | 1.7455 | 2.7648 | 0.75275 | 0 | 0.00074438 | 0.016944 | 0.0061591 | 0.0038621 | 1
2015-01-05 | 14-15 | 14-15 |  | 0 | 0.22142 | 0.084357 | 0.12063 | 0.18434 | 0 | 0.0050051 | 0.00037785 | 0.00061183 | 0.0036111 | 1
2015-01-06 | 14-15 | 14-15 |  | 0 | 0.2362 | 0.039393 | 0.62984 | 0.27118 | 0 | 0.00439 | 0.00045681 | 0.0047003 | 0.0038621 | 1
2015-01-07 | 14-15 |  | MED | 0.1364 | 1.9527 | 8.2558 | 50.0312 | 10.6331 | 0.00060624 | 0.0050011 | 0.045317 | 0.093852 | 0.025003 | 1
2015-01-08 | 14-15 | 14-15 |  | 0 | 0.15033 | 5.7053 | 8.6576 | 2.3022 | 0 | 0.0019519 | 0.041338 | 0.026309 | 0.011352 | 1
2015-01-09 | 14-15 | 14-15 |  | 0 | 0.53705 | 1.28 | 3.4961 | 1.1172 | 0 | 0.0062798 | 0.0044835 | 0.012676 | 0.0070231 | 1
2015-01-10 | 14-15 | 14-15 |  | 0 | 0.73053 | 0.013231 | 0.90686 | 0.65428 | 0 | 0.010332 | 0.00014381 | 0.0049498 | 0.0079662 | 1
2015-01-11 | 14-15 | 14-15 |  | 0 | 0.034454 | 0.34701 | 0.11685 | 0.09086 | 0 | 0.00018299 | 0.00075007 | 0.00082777 | 0.00036498 | 1
2015-01-12 | 14-15 | 14-15 |  | 0 | 0.98352 | 0.11399 | 0.63355 | 0.79862 | 0 | 0.007999 | 0.0018131 | 0.0022506 | 0.0061456 | 1
2015-01-13 | 14-15 | 14-15 |  | 0 | 0.25829 | 1.1928 | 0.54475 | 0.43226 | 0 | 0.0010691 | 0.01281 | 0.00298 | 0.0029971 | 1
2015-01-14 | 14-15 | 14-15 |  | 0 | 0.69101 | 0.00076135 | 0.030522 | 0.48266 | 0 | 0.0093714 | 8.4594e-06 | 0.0032343 | 0.0070044 | 1
2015-01-15 | 14-15 | 14-15 |  | 0 | 0.10266 | 0.037078 | 0.2934 | 0.12382 | 0 | 0.0042217 | 0.0002707 | 0.001562 | 0.0032094 | 1
2015-01-16 | 14-15 | 14-15 |  | 0 | 0.042671 | 0.0094322 | 0.35334 | 0.088283 | 0 | 0.00038631 | 5.9216e-05 | 0.00082537 | 0.00040947 | 1
2015-01-17 | 14-15 | 14-15 |  | 0 | 0.058663 | 0.024865 | 0.005816 | 0.044933 | 0 | 0.00070146 | 0.00014099 | 4.3188e-05 | 0.00051136 | 1
2015-01-18 | 14-15 | 14-15 |  | 0 | 0.037248 | 0.0027747 | 0.87115 | 0.16786 | 0 | 0.00030272 | 6.7675e-05 | 0.0052833 | 0.0010781 | 1
2015-01-19 | 14-15 | 14-15 |  | 0 | 0.58079 | 0.019423 | 1.4801 | 0.64491 | 0 | 0.0051824 | 0.00018611 | 0.016088 | 0.0062249 | 1
2015-01-20 | 14-15 | 14-15 |  | 0 | 0.30922 | 0.1446 | 0.54792 | 0.32287 | 0 | 0.00177 | 0.0011166 | 0.0038125 | 0.0019982 | 1
2015-01-21 | 14-15 | 14-15 |  | 0 | 0.33321 | 0.90235 | 0.92455 | 0.50563 | 0 | 0.0090986 | 0.0068944 | 0.009523 | 0.0087922 | 1
2015-01-22 | 14-15 | 14-15 |  | 0 | 0.078435 | 0.82269 | 0.036256 | 0.174 | 0 | 0.00072348 | 0.0112 | 0.00019435 | 0.0020821 | 1
2015-01-23 | 14-15 | 14-15 |  | 0 | 0.076016 | 0.57838 | 0.43862 | 0.20396 | 0 | 0.00062013 | 0.0034966 | 0.0054129 | 0.0017933 | 1
2015-01-24 | 14-15 | 14-15 |  | 0 | 0.071914 | 0.097156 | 0.17195 | 0.091128 | 0 | 0.00073534 | 0.00066829 | 0.0007102 | 0.00071629 | 1
2015-01-25 | 14-15 | 14-15 |  | 0 | 0.19638 | 0.0052279 | 0.047291 | 0.14415 | 0 | 0.0057314 | 2.5378e-05 | 0.00041029 | 0.0040315 | 1
2015-01-26 | 14-15 | 14-15 |  | 0 | 0.091817 | 1.3668 | 0.021738 | 0.2562 | 0 | 0.00028747 | 0.0082902 | 0.00014396 | 0.0013697 | 1
2015-01-27 | 14-15 | 14-15 |  | 0 | 0.11923 | 0.11981 | 0.57058 | 0.19182 | 0 | 0.00070371 | 0.00082056 | 0.0050842 | 0.0014271 | 1
2015-01-28 | 14-15 | 14-15 |  | 0 | 0.011333 | 0.11414 | 0.066725 | 0.034489 | 0 | 0.00011578 | 0.00043425 | 0.00039589 | 0.00020454 | 1
2015-01-29 | 14-15 | 14-15 |  | 0 | 0.25129 | 0.084332 | 0.070348 | 0.1968 | 0 | 0.0036891 | 0.0031469 | 0.00029992 | 0.0030342 | 1
2015-01-30 | 14-15 | 14-15 |  | 0.75023 | 0.3626 | 0.059157 | 0.0026129 | 0.26502 | 0.0015156 | 0.0056308 | 0.00053294 | 2.1594e-05 | 0.0039808 | 1
2015-01-31 | 14-15 | 14-15 |  | 0 | 0.06835 | 1.1213 | 0.028231 | 0.20705 | 0 | 0.00036259 | 0.01111 | 0.00014876 | 0.0018128 | 1
2015-02-01 | 14-15 | 14-15 |  | 0 | 0.33637 | 0.10177 | 0.10541 | 0.26372 | 0 | 0.0013013 | 0.00033556 | 0.00088535 | 0.0010899 | 2
2015-02-02 | 14-15 | 14-15 |  | 0 | 0.55446 | 0.0032315 | 0.012157 | 0.38564 | 0 | 0.0050085 | 1.6919e-05 | 0.00010077 | 0.0034803 | 2
2015-02-03 | 14-15 | 14-15 |  | 0 | 0.05826 | 0.099697 | 0.00062623 | 0.054169 | 0 | 0.00060318 | 0.023717 | 4.3188e-05 | 0.0037071 | 2
2015-02-04 | 14-15 | 14-15 |  | 0 | 0.01399 | 0 | 0.023948 | 0.013565 | 0 | 0.00026262 | 0 | 0.00010077 | 0.00019791 | 2
2015-02-05 | 14-15 | 14-15 |  | 0 | 0.035584 | 0.0041959 | 2.672 | 0.45989 | 0 | 0.0005371 | 7.6135e-05 | 0.021433 | 0.0038687 | 2
2015-02-06 | 14-15 | 14-15 |  | 0 | 0.36592 | 0.22308 | 0.7083 | 0.39902 | 0 | 0.0056444 | 0.0011589 | 0.0045635 | 0.004804 | 2
2015-02-07 | 14-15 | 14-15 |  | 0 | 0.83162 | 0.16937 | 0.16374 | 0.62486 | 0 | 0.0076624 | 0.0014889 | 0.00065742 | 0.0056089 | 2
2015-02-08 | 14-15 | 14-15 |  | 0 | 0.0083028 | 0.12855 | 0.7304 | 0.14236 | 0 | 3.8405e-05 | 0.0011251 | 0.0094246 | 0.0017156 | 2
2015-02-09 | 14-15 | 14-15 |  | 0 | 0.023426 | 0.0031723 | 0.0012668 | 0.016836 | 0 | 0.00016153 | 1.6919e-05 | 1.4396e-05 | 0.00011632 | 2
2015-02-10 | 14-15 | 14-15 |  | 0 | 0.090418 | 0 | 0.018283 | 0.065467 | 0 | 0.00073534 | 0 | 3.599e-05 | 0.00051409 | 2
2015-02-11 | 14-15 | 14-15 |  | 0 | 0.00704 | 0.0022953 | 0.069202 | 0.016442 | 0 | 6.269e-05 | 9.8693e-05 | 0.00028072 | 0.00010266 | 2
2015-02-12 | 14-15 | 14-15 |  | 0 | 0.14644 | 1.114 | 0.70427 | 0.37 | 0 | 0.0025534 | 0.011725 | 0.0054777 | 0.004279 | 2
2015-02-13 | 14-15 | 14-15 |  | 0 | 0.0025511 | 0 | 0.052385 | 0.010286 | 0 | 1.299e-05 | 0 | 0.00089015 | 0.0001538 | 2
2015-02-14 | 14-15 | 14-15 |  | 0 | 0.019477 | 0.0011082 | 0.99802 | 0.17598 | 0 | 0.00010279 | 8.4594e-06 | 0.0028024 | 0.00052814 | 2
2015-02-15 | 14-15 | 14-15 |  | 0 | 1.3329 | 0.33395 | 0.95559 | 1.1229 | 0 | 0.013886 | 0.0010828 | 0.00088056 | 0.0098902 | 2
2015-02-16 | 14-15 | 14-15 |  | 0 | 0.058923 | 0.075323 | 0.25373 | 0.092431 | 0 | 0.00067265 | 0.00016919 | 0.00067421 | 0.00059801 | 2
2015-02-17 | 14-15 | 14-15 |  | 0 | 0.064556 | 0.0086117 | 0.16139 | 0.072067 | 0 | 0.00067886 | 0.00029608 | 0.00047507 | 0.00058747 | 2
2015-02-18 | 14-15 | 14-15 |  | 0 | 0.055357 | 0.066313 | 0.014144 | 0.049741 | 0 | 0.0026618 | 0.0005414 | 7.9178e-05 | 0.0019275 | 2
2015-02-19 | 14-15 | 14-15 |  | 0 | 0.22507 | 0.012469 | 0.33082 | 0.21111 | 0 | 0.0037089 | 0.00012689 | 0.002145 | 0.00293 | 2
2015-02-20 | 14-15 | 14-15 |  | 0 | 0.058867 | 0.025945 | 2.142 | 0.39276 | 0 | 0.00033774 | 0.00016073 | 0.0046427 | 0.001011 | 2
2015-02-21 | 14-15 | 14-15 |  | 0.20228 | 0.3108 | 0.014694 | 1.592 | 0.47742 | 0.0014146 | 0.0046617 | 9.3054e-05 | 0.0071164 | 0.0044035 | 2
2015-02-22 | 14-15 | 14-15 |  | 0 | 0.36238 | 0.051605 | 0.17555 | 0.28616 | 0 | 0.0029103 | 0.00053858 | 0.0010173 | 0.0022515 | 2
2015-02-23 | 14-15 | 14-15 |  | 0 | 0.58287 | 0.84596 | 8.9377 | 1.974 | 0 | 0.0058986 | 0.0068803 | 0.031676 | 0.010183 | 2
2015-02-24 | 14-15 | 14-15 |  | 0 | 0.019972 | 0 | 0.0053121 | 0.014668 | 0 | 0.00025528 | 0 | 1.4396e-05 | 0.00017878 | 2
2015-02-25 | 14-15 | 14-15 |  | 0 | 0.060086 | 0.0071792 | 0.0017803 | 0.042812 | 0 | 0.0005388 | 0.00010715 | 3.3591e-05 | 0.00039269 | 2
2015-02-26 | 14-15 | 14-15 |  | 0 | 0.049791 | 0 | 0.002301 | 0.034788 | 0 | 0.0036208 | 0 | 3.1191e-05 | 0.0025076 | 2
2015-02-27 | 14-15 | 14-15 |  | 0 | 0.1464 | 0.027612 | 0.020296 | 0.10831 | 0 | 0.0015356 | 0.00020303 | 0.00020394 | 0.0011226 | 2
2015-02-28 | 14-15 | 14-15 |  | 0 | 0.12643 | 0.26266 | 0.9127 | 0.27223 | 0 | 0.001186 | 0.0029016 | 0.010598 | 0.0029456 | 2
2015-03-01 | 14-15 | 14-15 |  | 0 | 0.67172 | 0.000626 | 0.13711 | 0.48666 | 0 | 0.0065887 | 8.4594e-06 | 0.00066941 | 0.0046639 | 3
2015-03-02 | 14-15 | 14-15 |  | 0 | 0.033837 | 0.15921 | 0.003743 | 0.046036 | 0 | 0.00040269 | 0.00099821 | 5.7584e-05 | 0.00042587 | 3
2015-03-03 | 14-15 | 14-15 |  | 0 | 0.12339 | 0.02861 | 0.69582 | 0.20245 | 0 | 0.0031972 | 0.00015227 | 0.005924 | 0.0031946 | 3
2015-03-04 | 14-15 | 14-15 |  | 0 | 1.12 | 0.00082902 | 0.44484 | 0.84655 | 0 | 0.0091703 | 8.4594e-06 | 0.0034766 | 0.0069049 | 3
2015-03-05 | 14-15 | 14-15 |  | 0 | 0.030156 | 1.1146 | 0.70674 | 0.29011 | 0 | 0.00035016 | 0.0045258 | 0.0040429 | 0.0015263 | 3
2015-03-06 | 14-15 | 14-15 |  | 0 | 0.019402 | 0 | 1.5501 | 0.2656 | 0 | 5.9302e-05 | 0 | 0.017045 | 0.002814 | 3
2015-03-07 | 14-15 | 14-15 |  | 0 | 0.048253 | 0 | 0.0096957 | 0.034928 | 0 | 0.0019942 | 0 | 3.599e-05 | 0.0013842 | 3
2015-03-08 | 14-15 | 14-15 |  | 0 | 0.12748 | 0 | 0.27467 | 0.13279 | 0 | 0.0031921 | 0 | 0.00082057 | 0.0023397 | 3
2015-03-09 | 14-15 | 14-15 |  | 0 | 0.15718 | 3.1806 | 0.4465 | 0.62157 | 0 | 0.0010657 | 0.02568 | 0.0029296 | 0.0047681 | 3
2015-03-10 | 14-15 | 14-15 |  | 0.40391 | 0.024741 | 0.080652 | 0.3916 | 0.095096 | 0.0092452 | 7.3421e-05 | 0.0012858 | 0.0047987 | 0.0010809 | 3
2015-03-11 | 14-15 | 14-15 |  | 0 | 0.017714 | 0.12949 | 0.065581 | 0.040838 | 0 | 0.00019993 | 0.0037814 | 0.0020634 | 0.00099734 | 3
2015-03-12 | 14-15 | 14-15 |  | 0 | 0.7084 | 0.0063192 | 0.11666 | 0.50947 | 0 | 0.010403 | 3.1018e-05 | 0.00045347 | 0.0072683 | 3
2015-03-13 | 14-15 | 14-15 |  | 0.016672 | 0.37999 | 0.004162 | 0.12204 | 0.28319 | 0.0083359 | 0.0026996 | 4.2297e-05 | 0.0095949 | 0.0034971 | 3
2015-03-14 | 14-15 | 14-15 |  | 0 | 0.016193 | 0.0055155 | 0.33221 | 0.066002 | 0 | 0.00022874 | 4.2297e-05 | 0.0019075 | 0.00047427 | 3
2015-03-15 | 14-15 | 14-15 |  | 0 | 0.1174 | 0.31364 | 0.48994 | 0.20427 | 0 | 0.00098497 | 0.0050587 | 0.0052257 | 0.0022312 | 3
2015-03-16 | 14-15 | 14-15 |  | 0 | 0.0087015 | 0.0030454 | 0.32309 | 0.059 | 0 | 0.00016435 | 2.5378e-05 | 0.00087816 | 0.00025997 | 3
2015-03-17 | 14-15 | 14-15 |  | 0 | 0.38398 | 0 | 3.4511 | 0.82685 | 0 | 0.0038303 | 0 | 0.02579 | 0.0068432 | 3
2015-03-18 | 14-15 | 14-15 |  | 0 | 0.054643 | 0.039903 | 0.06078 | 0.053179 | 0 | 0.00042189 | 0.00048219 | 0.00041269 | 0.00042548 | 3
2015-03-19 | 14-15 | 14-15 |  | 0 | 0.035767 | 0.016538 | 0.046881 | 0.034637 | 0 | 0.0003287 | 0.00030454 | 0.00049666 | 0.00035014 | 3
2015-03-20 | 14-15 | 14-15 |  | 0 | 0.024746 | 0.0013535 | 0.024303 | 0.021244 | 0 | 0.00022874 | 0.00016919 | 0.00029992 | 0.00023031 | 3
2015-03-21 | 14-15 | 14-15 |  | 0 | 0.42745 | 0 | 0.0061615 | 0.29644 | 0 | 0.0041206 | 0 | 0.000727 | 0.0029663 | 3
2015-03-22 | 14-15 | 14-15 |  | 0.025008 | 0.038612 | 0 | 0.002728 | 0.027324 | 0.0083359 | 0.00044505 | 0 | 1.6795e-05 | 0.00037473 | 3
2015-03-23 | 14-15 | 14-15 |  | 0 | 0.30313 | 0.62101 | 0.2588 | 0.33758 | 0 | 0.0039416 | 0.012503 | 0.0017779 | 0.0047443 | 3
2015-03-24 | 14-15 | 14-15 |  | 0 | 0.044352 | 0.016005 | 0.040431 | 0.039447 | 0 | 0.00029368 | 5.9216e-05 | 0.00033831 | 0.00026622 | 3
2015-03-25 | 14-15 | 14-15 |  | 0 | 0.14343 | 2.7658 | 0.27204 | 0.52627 | 0 | 0.0028471 | 0.011902 | 0.0016076 | 0.0038769 | 3
2015-03-26 | 14-15 | 14-15 |  | 0.056532 | 0.004695 | 0.093722 | 0.0072916 | 0.017842 | 0.00015156 | 0.0030295 | 0.0013168 | 3.599e-05 | 0.0022831 | 3
2015-03-27 | 14-15 | 14-15 |  | 0 | 0.19354 | 0.060118 | 0.077227 | 0.15465 | 0 | 0.0024873 | 0.00031582 | 0.00082777 | 0.0018975 | 3
2015-03-28 | 14-15 | 14-15 |  | 0 | 0.26402 | 0 | 0.00053985 | 0.18256 | 0 | 0.0039049 | 0 | 7.198e-06 | 0.0027 | 3
2015-03-29 | 14-15 | 14-15 |  | 0 | 0.041443 | 0 | 0.16585 | 0.055626 | 0 | 0.00019824 | 0 | 0.00097173 | 0.0002951 | 3
2015-03-30 | 14-15 | 14-15 |  | 0 | 0.056859 | 0.27117 | 0 | 0.076837 | 0 | 0.0019908 | 0.0033838 | 0 | 0.0018444 | 3
2015-03-31 | 14-15 | 14-15 |  | 0 | 0.020489 | 0 | 0.02926 | 0.018921 | 0 | 0.00032136 | 0 | 0.00025913 | 0.00026427 | 3
2015-04-01 | 14-15 | 14-15 |  | 0 | 0.016327 | 0.18726 | 0.64559 | 0.14224 | 0 | 0.00021518 | 0.0008262 | 0.00042468 | 0.00033219 | 4
2015-04-02 | 14-15 | 14-15 |  | 0 | 0.0053157 | 0.19566 | 0.30105 | 0.079737 | 0 | 3.2757e-05 | 0.0011505 | 0.0011829 | 0.00037434 | 4
2015-04-03 | 14-15 | 14-15 |  | 0 | 0.33125 | 0 | 0.07884 | 0.24177 | 0 | 0.0030617 | 0 | 0.00066941 | 0.002225 | 4
2015-04-04 | 14-15 | 14-15 |  | 0 | 0.021745 | 0 | 0.30271 | 0.064277 | 0 | 0.0001796 | 0 | 0.00074139 | 0.00024475 | 4
2015-04-05 | 14-15 | 14-15 |  | 0 | 0.00027957 | 0.032921 | 0.00053265 | 0.0048372 | 0 | 3.9534e-06 | 0.00017483 | 7.198e-06 | 2.8105e-05 | 4
2015-04-06 | 14-15 | 14-15 |  | 0 | 1.6867 | 0.27094 | 0.76369 | 1.3275 | 0 | 0.016987 | 0.0028593 | 0.0053049 | 0.012999 | 4
2015-04-07 | 14-15 | 14-15 |  | 0 | 0.74995 | 0.16985 | 0.033082 | 0.54722 | 0 | 0.0064018 | 0.0008544 | 0.00024473 | 0.0045827 | 4
2015-04-08 | 14-15 | 14-15 |  | 0 | 0.028494 | 0.075526 | 0.0038869 | 0.030781 | 0 | 0.00027731 | 0.00061754 | 5.0386e-05 | 0.00028534 | 4
2015-04-09 | 14-15 | 14-15 |  | 0 | 0.46899 | 0.092419 | 0.21766 | 0.37235 | 0 | 0.0042212 | 0.00039759 | 0.0010317 | 0.0031403 | 4
2015-04-10 | 14-15 | 14-15 |  | 0 | 0.094961 | 0.018086 | 0.19864 | 0.10045 | 0 | 0.00071953 | 0.00020303 | 0.0011061 | 0.00070536 | 4
2015-04-11 | 14-15 | 14-15 |  | 0 | 0.37027 | 0 | 0.049256 | 0.26393 | 0 | 0.0075042 | 0 | 0.00017995 | 0.0052158 | 4
2015-04-12 | 14-15 | 14-15 |  | 0 | 0.038545 | 0.0052787 | 0.40004 | 0.092453 | 0 | 0.00029707 | 3.3838e-05 | 0.0022458 | 0.00057537 | 4
2015-04-13 | 14-15 | 14-15 |  | 0 | 0.21437 | 0.046115 | 0.0088391 | 0.15599 | 0 | 0.0029193 | 0.00016637 | 3.599e-05 | 0.0020466 | 4
2015-04-14 | 14-15 | 14-15 |  | 0 | 0.019619 | 0.0020049 | 0.080524 | 0.026938 | 0 | 0.00017791 | 2.5378e-05 | 0.00059743 | 0.00022367 | 4
2015-04-15 | 14-15 | 14-15 |  | 0 | 0.015124 | 0 | 0.10863 | 0.028125 | 0 | 0.0002406 | 0 | 0.0075867 | 0.0014006 | 4
2015-04-16 | 14-15 | 14-15 |  | 0 | 0.86132 | 0.39453 | 2.5255 | 1.0608 | 0 | 0.0081735 | 0.00087696 | 0.025778 | 0.0099644 | 4
2015-04-17 | 14-15 | 14-15 |  | 0 | 0.16126 | 0.066313 | 0.72048 | 0.23785 | 0 | 0.0010968 | 0.000313 | 0.0018211 | 0.0010977 | 4
2015-04-18 | 14-15 | 14-15 |  | 0 | 0.17863 | 0.020229 | 0.17197 | 0.15424 | 0 | 0.0014334 | 0.0002425 | 0.00081337 | 0.0011566 | 4
2015-04-19 | 14-15 | 14-15 |  | 0 | 0.074985 | 0.0087639 | 0.9338 | 0.20496 | 0 | 0.00040325 | 0.00011843 | 0.0067517 | 0.0013935 | 4
2015-04-20 | 14-15 | 14-15 |  | 0 | 0.029564 | 0.0017511 | 0.063302 | 0.030974 | 0 | 0.00034564 | 8.4594e-06 | 0.00063582 | 0.00034351 | 4
2015-04-21 | 14-15 | 14-15 |  | 0 | 0.062922 | 0.051236 | 0.034723 | 0.05623 | 0 | 0.00067491 | 0.00034966 | 0.00055665 | 0.00060543 | 4
2015-04-22 | 14-15 | 14-15 |  | 0 | 0.068597 | 0 | 0.058793 | 0.056976 | 0 | 0.00053428 | 0 | 4.3188e-05 | 0.0003763 | 4
2015-04-23 | 14-15 | 14-15 |  | 0 | 0.18039 | 0 | 0.030059 | 0.12957 | 0 | 0.0020897 | 0 | 0.00020154 | 0.0014771 | 4
2015-04-24 | 14-15 | 14-15 |  | 0 | 0.5026 | 0.0018526 | 0.16595 | 0.37463 | 0 | 0.0063758 | 8.4594e-06 | 0.0013244 | 0.0046233 | 4
2015-04-25 | 14-15 | 14-15 |  | 0 | 0.55571 | 0.28756 | 0.17257 | 0.45197 | 0 | 0.003422 | 0.0015565 | 0.0012093 | 0.0027773 | 4
2015-04-26 | 14-15 | 14-15 |  | 0 | 0.003252 | 0 | 0.12247 | 0.022173 | 0 | 4.5182e-05 | 0 | 0.0012884 | 0.00024084 | 4
2015-04-27 | 14-15 | 14-15 |  | 0 | 0.70454 | 0 | 0.036371 | 0.49286 | 0 | 0.0047854 | 0 | 0.00028072 | 0.0033531 | 4
2015-04-28 | 14-15 | 14-15 |  | 0 | 0.0079538 | 1.8134 | 0.29794 | 0.305 | 0 | 9.1494e-05 | 0.0087132 | 0.0014324 | 0.0015024 | 4
2015-04-29 | 14-15 | 14-15 |  | 0 | 0.054985 | 0.33954 | 0.017959 | 0.087928 | 0 | 0.00088953 | 0.0012661 | 3.1191e-05 | 0.00079514 | 4
2015-04-30 | 14-15 | 14-15 |  | 0 | 0.068966 | 0.0043002 | 0.60229 | 0.14625 | 0 | 0.00044561 | 7.0495e-05 | 0.0018787 | 0.00062339 | 4
2015-05-01 | 14-15 | 14-15 |  | 0 | 0.0528 | 0.026816 | 0.45457 | 0.11416 | 0 | 0.00063086 | 4.2297e-05 | 0.0035846 | 0.0010251 | 5
2015-05-02 | 14-15 | 14-15 |  | 0 | 0.44593 | 0.11506 | 0.21965 | 0.35987 | 0 | 0.0036208 | 0.00044271 | 0.0010437 | 0.0027336 | 5
2015-05-03 | 14-15 | 14-15 |  | 0 | 0.066803 | 0 | 0.58307 | 0.14103 | 0 | 0.00034169 | 0 | 0.0025985 | 0.00065891 | 5
2015-05-04 | 14-15 | 14-15 |  | 0 | 0.1719 | 0.054157 | 0.52399 | 0.21155 | 0 | 0.0063453 | 0.00057242 | 0.0028792 | 0.0049332 | 5
2015-05-05 | 14-15 | 14-15 |  | 0 | 5.0573 | 2.9768 | 2.5274 | 4.3186 | 0 | 0.042979 | 0.025562 | 0.010845 | 0.035008 | 5
2015-05-06 | 14-15 | 14-15 |  | 0 | 0.036843 | 0.026929 | 0.18997 | 0.060098 | 0 | 0.00052694 | 0.00022276 | 0.00084217 | 0.00053204 | 5
2015-05-07 | 14-15 | 14-15 |  | 0 | 0.051845 | 0.033406 | 0.09664 | 0.05618 | 0 | 0.00032023 | 0.00042297 | 0.0010509 | 0.00045085 | 5
2015-05-08 | 14-15 | 14-15 |  | 0 | 0.011037 | 0.93051 | 0.094279 | 0.15178 | 0 | 0.00011465 | 0.0091305 | 0.00078458 | 0.0014708 | 5
2015-05-09 | 14-15 | 14-15 |  | 0 | 0.019954 | 0.916 | 1.3892 | 0.3666 | 0 | 0.00024285 | 0.0091108 | 0.0044987 | 0.002161 | 5
2015-05-10 | 14-15 | 14-15 |  | 0 | 0.87171 | 0.3055 | 1.2473 | 0.84771 | 0 | 0.0083017 | 0.0021684 | 0.013753 | 0.0082754 | 5
2015-05-11 | 14-15 | 14-15 |  | 0 | 0.19837 | 0.010913 | 1.1259 | 0.32178 | 0 | 0.0020852 | 0.00010997 | 0.015663 | 0.0040046 | 5
2015-05-12 | 14-15 | 14-15 |  | 0 | 0.45244 | 1.1861 | 0.59823 | 0.57422 | 0 | 0.0026511 | 0.014322 | 0.0070324 | 0.004959 | 5
2015-05-13 | 14-15 | 14-15 |  | 0 | 1.4755 | 0.91242 | 0.32353 | 1.1987 | 0 | 0.0087806 | 0.018272 | 0.0045419 | 0.0093371 | 5
2015-05-14 | 14-15 | 14-15 |  | 0 | 0.2106 | 0.72495 | 0.2282 | 0.28304 | 0 | 0.0030899 | 0.011756 | 0.00089495 | 0.0039086 | 5
2015-05-15 | 14-15 | 14-15 |  | 0 | 0.082719 | 0.0055494 | 0.015548 | 0.060469 | 0 | 0.00078222 | 2.5378e-05 | 0.00030232 | 0.00059333 | 5
2015-05-16 | 14-15 | 14-15 |  | 0 | 0.0013216 | 0.015481 | 0.61368 | 0.1029 | 0 | 6.7773e-06 | 0.00012689 | 0.0013964 | 0.00024943 | 5
2015-05-17 | 14-15 | 14-15 |  | 0 | 0.94702 | 0.0063023 | 0 | 0.6554 | 0 | 0.011544 | 3.3838e-05 | 0 | 0.0079834 | 5
2015-05-18 | 14-15 | 14-15 |  | 0 | 0.24544 | 0.004382 | 3.8559 | 0.79755 | 0 | 0.0016938 | 2.5378e-05 | 0.010466 | 0.0028769 | 5
2015-05-19 | 14-15 | 14-15 |  | 0 | 1.5269 | 8.0723 | 4.4 | 2.8886 | 0 | 0.011433 | 0.048565 | 0.024483 | 0.018608 | 5
2015-05-20 | 14-15 | 14-15 |  | 0 | 0.27139 | 0.28166 | 0.2766 | 0.27157 | 0 | 0.003492 | 0.0041451 | 0.0021402 | 0.0033355 | 5
2015-05-21 | 14-15 | 14-15 |  | 0 | 0.072872 | 0.48313 | 0.003455 | 0.11781 | 0 | 0.00063255 | 0.0040662 | 2.1594e-05 | 0.0010036 | 5
2015-05-22 | 14-15 | 14-15 |  | 0 | 0.089098 | 0.72726 | 0.096064 | 0.17788 | 0 | 0.0014921 | 0.0035191 | 0.00069821 | 0.001632 | 5
2015-05-23 | 14-15 | 14-15 |  | 0 | 0.23599 | 0.00066829 | 0.95671 | 0.31885 | 0 | 0.0019084 | 8.4594e-06 | 0.0065694 | 0.0023889 | 5
2015-05-24 | 14-15 | 14-15 |  | 0 | 0.32395 | 3.8639 | 4.655 | 1.5161 | 0 | 0.0056099 | 0.02235 | 0.012781 | 0.0090506 | 5
2015-05-25 | 14-15 | 14-15 |  | 0 | 0.12418 | 0.0019118 | 0.45799 | 0.1606 | 0 | 0.0016333 | 8.4594e-06 | 0.0052857 | 0.00199 | 5
2015-05-26 | 14-15 | 14-15 |  | 0 | 0.87952 | 0 | 2.6783 | 1.0436 | 0 | 0.0061894 | 0 | 0.010581 | 0.0059993 | 5
2015-05-27 | 14-15 | 14-15 |  | 0 | 0.086674 | 0.0022079 | 0.14714 | 0.084149 | 0 | 0.00088444 | 2.5378e-05 | 0.00077738 | 0.00074127 | 5
2015-05-28 | 14-15 | 14-15 |  | 0 | 0.062969 | 0.063369 | 0.3907 | 0.11586 | 0 | 0.00021857 | 0.000313 | 0.0010533 | 0.00036576 | 5
2015-05-29 | 14-15 | 14-15 |  | 0.026978 | 0.012517 | 0.98601 | 0.15109 | 0.16993 | 0.00015156 | 0.00015588 | 0.013405 | 0.0013316 | 0.0021813 | 5
2015-05-30 | 14-15 | 14-15 |  | 0 | 0.0068773 | 0.054022 | 0 | 0.012232 | 0 | 0.00012199 | 0.00025378 | 0 | 0.00011945 | 5
2015-05-31 | 14-15 | 14-15 |  | 0 | 0.021716 | 0.0092715 | 1.0293 | 0.18375 | 0 | 0.00019485 | 7.6135e-05 | 0.0049162 | 0.00094503 | 5
2015-06-01 | 14-15 | 14-15 |  | 0 | 0.068958 | 0.15428 | 0.27537 | 0.11382 | 0 | 0.00065345 | 0.00088824 | 0.0015404 | 0.0008252 | 6
2015-06-02 | 14-15 | 14-15 |  | 0 | 0.058374 | 0.00075289 | 0.25948 | 0.082665 | 0 | 0.00042358 | 8.4594e-06 | 0.0019651 | 0.00061363 | 6
2015-06-03 | 14-15 | 14-15 |  | 0 | 0.061009 | 0.065907 | 0.27342 | 0.095773 | 0 | 0.00032588 | 0.00045681 | 0.0017683 | 0.00057615 | 6
2015-06-04 | 14-15 | 14-15 |  | 0 | 0.049716 | 0.10866 | 1.0148 | 0.2145 | 0 | 0.00040099 | 0.00046527 | 0.022566 | 0.0040128 | 6
2015-06-05 | 14-15 | 14-15 |  | 0 | 0.083613 | 1.0285 | 0.64462 | 0.30504 | 0 | 0.00086298 | 0.0097452 | 0.0081529 | 0.0032719 | 6
2015-06-06 | 14-15 | 14-15 |  | 0 | 0.042823 | 0.26821 | 0.0082633 | 0.06807 | 0 | 0.00015814 | 0.0022305 | 5.7584e-05 | 0.00042743 | 6
2015-06-07 | 14-15 | 14-15 |  | 0 | 0.074006 | 0 | 0.0015836 | 0.051407 | 0 | 0.00034508 | 0 | 7.198e-06 | 0.00023967 | 6
2015-06-08 | 14-15 | 14-15 |  | 0 | 0.23407 | 0.00083748 | 0.11633 | 0.18082 | 0 | 0.0019603 | 8.4594e-06 | 0.00048227 | 0.0014345 | 6
2015-06-09 | 14-15 | 14-15 |  | 4.6503 | 0.45457 | 0.46611 | 0.33343 | 0.46888 | 0.063504 | 0.0025144 | 0.0074866 | 0.0021594 | 0.0036162 | 6
2015-06-10 | 14-15 | 14-15 |  | 0 | 0.057677 | 0.31209 | 0.0097173 | 0.084648 | 0 | 0.00079634 | 0.002301 | 7.198e-05 | 0.00088062 | 6
2015-06-11 | 14-15 | 14-15 |  | 0 | 0.013369 | 0.0010377 | 0.0076659 | 0.010631 | 0 | 0.000109 | 1.1279e-05 | 0.00087816 | 0.00021977 | 6
2015-06-12 | 14-15 | 14-15 |  | 0 | 0.11586 | 0.0082423 | 0.066891 | 0.092099 | 0 | 0.00060205 | 4.7937e-05 | 0.00064062 | 0.00052697 | 6
2015-06-13 | 14-15 | 14-15 |  | 0 | 0.057287 | 0.015362 | 2.1998 | 0.39961 | 0 | 0.00022704 | 2.5378e-05 | 0.027072 | 0.0045647 | 6
2015-06-14 | 14-15 | 14-15 |  | 0 | 0.017691 | 0.35453 | 0.0058304 | 0.062253 | 0 | 0.00010844 | 0.001345 | 2.1594e-05 | 0.00026466 | 6
2015-06-15 | 14-15 | 14-15 |  | 0 | 0.0038456 | 1.9694 | 0.027009 | 0.27967 | 0 | 4.0099e-05 | 0.0091192 | 0.00019435 | 0.0013217 | 6
2015-06-16 | 14-15 | 14-15 |  | 0 | 0.56984 | 0.001658 | 0 | 0.39408 | 0 | 0.003553 | 8.4594e-06 | 0 | 0.0024568 | 6
2015-06-17 | 14-15 | 14-15 |  | 0 | 0.33926 | 1.131 | 0.11854 | 0.41033 | 0 | 0.0025957 | 0.005211 | 0.0011181 | 0.0026973 | 6
2015-06-18 | 14-15 | 14-15 |  | 0 | 0.023473 | 0.043194 | 0.55656 | 0.11275 | 0 | 0.00043036 | 0.00038067 | 0.0088895 | 0.0017964 | 6
2015-06-19 | 14-15 | 14-15 |  | 0 | 0.31583 | 0.015988 | 0.00038869 | 0.22056 | 0 | 0.002053 | 0.00059216 | 1.4396e-05 | 0.0015032 | 6
2015-06-20 | 14-15 | 14-15 |  | 0 | 0.0064837 | 0 | 0.00099332 | 0.0046428 | 0 | 8.98e-05 | 0 | 7.198e-06 | 6.3236e-05 | 6
2015-06-21 | 14-15 | 14-15 |  | 0 | 0.0034022 | 0.1242 | 0.028936 | 0.024252 | 0 | 3.897e-05 | 0.00065137 | 0.00020874 | 0.00015106 | 6
2015-06-22 | 14-15 | 14-15 |  | 0 | 0.21331 | 0.023007 | 3.388 | 0.7018 | 0 | 0.0043945 | 0.00024814 | 0.017647 | 0.0059427 | 6
2015-06-23 | 14-15 | 14-15 |  | 0 | 0.37442 | 0.61178 | 0.23971 | 0.38247 | 0 | 0.0051203 | 0.0053125 | 0.00097173 | 0.0044324 | 6
2015-06-24 | 14-15 | 14-15 |  | 0 | 0.17171 | 0.0035614 | 0.0048227 | 0.11996 | 0 | 0.0012131 | 8.4594e-06 | 0.00016555 | 0.00086657 | 6
2015-06-25 | 14-15 | 14-15 |  | 0 | 0.018438 | 0.051179 | 0.089706 | 0.034423 | 0 | 0.0001604 | 0.00038067 | 0.00081817 | 0.00029666 | 6
2015-06-26 | 14-15 | 14-15 |  | 0 | 0.58625 | 0.055155 | 0.042425 | 0.41972 | 0 | 0.0093725 | 0.00037221 | 0.00023753 | 0.006568 | 6
2015-06-27 | 14-15 | 14-15 |  | 0 | 0.025457 | 0.055891 | 0.062946 | 0.035573 | 0 | 0.00026601 | 0.00042297 | 0.00033111 | 0.00029627 | 6
2015-06-28 | 14-15 | 14-15 |  | 0 | 0.024937 | 0.18491 | 3.0461 | 0.5384 | 0 | 0.00013442 | 0.00060908 | 0.012589 | 0.0022254 | 6
2015-06-29 | 14-15 | 14-15 |  | 0 | 0.091241 | 0.0036206 | 0.14029 | 0.086386 | 0 | 0.00038405 | 2.5378e-05 | 0.001394 | 0.00049574 | 6
2015-06-30 | 14-15 | 14-15 |  | 0 | 0.30384 | 0.11777 | 0.11326 | 0.24473 | 0 | 0.0019666 | 0.00067393 | 0.00097893 | 0.0016117 | 6
2015-07-01 | 15-16 | 15-16 |  | 0 | 0.023194 | 0.1664 | 0.026267 | 0.043572 | 0 | 0.000227 | 0.00055151 | 0.00052692 | 0.00031911 | 7
2015-07-02 | 15-16 | 15-16 |  | 0 | 0.025544 | 0.022324 | 0.22196 | 0.056588 | 0 | 0.0001326 | 0.00013026 | 0.0015952 | 0.00036724 | 7
2015-07-03 | 15-16 | 15-16 |  | 0 | 0.021153 | 0.0078819 | 0.024455 | 0.019665 | 0 | 0.00017699 | 8.3143e-06 | 0.00015158 | 0.00014791 | 7
2015-07-04 | 15-16 | 15-16 |  | 0 | 0.024679 | 0.12449 | 0.014371 | 0.036807 | 0 | 0.00018992 | 0.00072334 | 6.4963e-05 | 0.00024302 | 7
2015-07-05 | 15-16 | 15-16 |  | 0 | 0.2979 | 0 | 1.2784 | 0.41209 | 0 | 0.0018891 | 0 | 0.054128 | 0.010039 | 7
2015-07-06 | 15-16 | 15-16 |  | 0 | 0.59383 | 0.11838 | 0.344 | 0.48236 | 0 | 0.0045103 | 0.0013719 | 0.0011621 | 0.0034958 | 7
2015-07-07 | 15-16 | 15-16 |  | 0 | 0.037228 | 0.21782 | 0.19685 | 0.087994 | 0 | 0.00028488 | 0.0021534 | 0.00074346 | 0.00061842 | 7
2015-07-08 | 15-16 | 15-16 |  | 0 | 0.055471 | 0 | 0.062566 | 0.04842 | 0 | 0.00025903 | 0 | 0.00023098 | 0.00021623 | 7
2015-07-09 | 15-16 | 15-16 |  | 0 | 0.0067409 | 0 | 1.7692 | 0.29011 | 0 | 0.00015339 | 0 | 0.015808 | 0.0026565 | 7
2015-07-10 | 15-16 | 15-16 |  | 0 | 0.13227 | 0.0045673 | 0.19646 | 0.12372 | 0 | 0.0009906 | 4.4343e-05 | 0.0090731 | 0.0021546 | 7
2015-07-11 | 15-16 | 15-16 |  | 0 | 0.91927 | 6.2651 | 1.3364 | 1.7283 | 0 | 0.010194 | 0.02525 | 0.0041552 | 0.01125 | 7
2015-07-12 | 15-16 | 15-16 |  | 0 | 0.79168 | 0.13617 | 1.4893 | 0.80634 | 0 | 0.0088311 | 0.0018153 | 0.0088061 | 0.0077766 | 7
2015-07-13 | 15-16 | 15-16 |  | 0 | 0.12579 | 0 | 0.22635 | 0.12343 | 0 | 0.0010485 | 0 | 0.0049757 | 0.0015272 | 7
2015-07-14 | 15-16 | 15-16 |  | 0 | 0.3558 | 0.47629 | 0.28665 | 0.35879 | 0 | 0.0076512 | 0.0039548 | 0.00056301 | 0.005931 | 7
2015-07-15 | 15-16 | 15-16 |  | 0 | 0.13295 | 0.053652 | 0.36535 | 0.15832 | 0 | 0.0025701 | 0.0014134 | 0.0041071 | 0.0026363 | 7
2015-07-16 | 15-16 | 15-16 |  | 0 | 0.25964 | 0.07347 | 0.10264 | 0.20624 | 0 | 0.0041973 | 0.00037691 | 0.00064 | 0.003056 | 7
2015-07-17 | 15-16 | 15-16 |  | 0 | 0.12262 | 0.17407 | 0.12655 | 0.12952 | 0 | 0.00096813 | 0.0019539 | 0.00053654 | 0.0010291 | 7
2015-07-18 | 15-16 | 15-16 |  | 0 | 0.53263 | 0 | 0.018885 | 0.37104 | 0 | 0.003986 | 0 | 0.00040181 | 0.0028188 | 7
2015-07-19 | 15-16 | 15-16 |  | 0 | 0.052834 | 0.043683 | 0.0060054 | 0.043591 | 0 | 0.00019385 | 0.00049331 | 2.1654e-05 | 0.00020653 | 7
2015-07-20 | 15-16 | 15-16 |  | 0 | 0.84181 | 0.0068925 | 1.307 | 0.79346 | 0 | 0.0091183 | 4.1571e-05 | 0.009754 | 0.0078795 | 7
2015-07-21 | 15-16 | 15-16 |  | 0 | 0.054112 | 0.25776 | 0.14523 | 0.096925 | 0 | 0.0014469 | 0.0069341 | 0.0013883 | 0.0021949 | 7
2015-07-22 | 15-16 | 15-16 |  | 0 | 0.090326 | 0.0219 | 0.2117 | 0.099632 | 0 | 0.00043378 | 0.00020786 | 0.0022953 | 0.00069916 | 7
2015-07-23 | 15-16 | 15-16 |  | 0 | 0.03974 | 0.013586 | 0.15726 | 0.054733 | 0 | 0.00026577 | 4.1571e-05 | 0.00090467 | 0.00033541 | 7
2015-07-24 | 15-16 | 15-16 |  | 0 | 0.37857 | 0.20421 | 0.9728 | 0.44712 | 0 | 0.002324 | 0.011781 | 0.026577 | 0.007544 | 7
2015-07-25 | 15-16 | 15-16 |  | 0 | 0.094525 | 1.8028 | 6.3226 | 1.338 | 0 | 0.0016868 | 0.059514 | 0.012904 | 0.011584 | 7
2015-07-26 | 15-16 | 15-16 |  | 0 | 0.24593 | 0.15756 | 0.17114 | 0.2196 | 0 | 0.0083429 | 0.0010781 | 0.0032289 | 0.0064361 | 7
2015-07-27 | 15-16 | 15-16 |  | 0 | 0.052088 | 0.14031 | 0.35579 | 0.11305 | 0 | 0.00070573 | 0.0021894 | 0.00288 | 0.001259 | 7
2015-07-28 | 15-16 | 15-16 |  | 0 | 0.021458 | 0.47893 | 0.045012 | 0.089174 | 0 | 0.0003096 | 0.0028989 | 0.0002382 | 0.0006584 | 7
2015-07-29 | 15-16 | 15-16 |  | 0 | 0.19734 | 0.012463 | 0.015829 | 0.14064 | 0 | 0.0020475 | 0.00015797 | 7.2181e-05 | 0.0014484 | 7
2015-07-30 | 15-16 | 15-16 |  | 0 | 0.1583 | 1.0423 | 0.14475 | 0.27872 | 0 | 0.0010614 | 0.017867 | 0.0014508 | 0.0034702 | 7
2015-07-31 | 15-16 | 15-16 |  | 0 | 0.047071 | 0 | 0.35115 | 0.089179 | 0 | 0.00041523 | 0 | 0.038508 | 0.0065002 | 7
2015-08-01 | 15-16 | 15-16 |  | 0 | 0.055897 | 0.42894 | 0.79103 | 0.22633 | 0 | 0.00055233 | 0.0073665 | 0.002151 | 0.0017605 | 8
2015-08-02 | 15-16 | 15-16 |  | 0 | 0.3221 | 0.52997 | 0.0021221 | 0.29712 | 0 | 0.0051693 | 0.0040962 | 1.4436e-05 | 0.0041476 | 8
2015-08-03 | 15-16 | 15-16 |  | 0 | 0.14891 | 0.026963 | 0.18223 | 0.13606 | 0 | 0.0012614 | 0.0060112 | 0.0020788 | 0.002049 | 8
2015-08-04 | 15-16 | 15-16 |  | 0 | 0.50315 | 0.020786 | 0.29191 | 0.39763 | 0 | 0.0039916 | 4.1571e-05 | 0.0020908 | 0.003101 | 8
2015-08-05 | 15-16 | 15-16 |  | 0 | 0.091427 | 0.0027188 | 0.42535 | 0.13218 | 0 | 0.00050233 | 2.4943e-05 | 0.00066406 | 0.0004577 | 8
2015-08-06 | 15-16 | 15-16 |  | 0 | 0.022192 | 0.003201 | 0.0379 | 0.021896 | 0 | 0.00021745 | 2.4943e-05 | 0.00026466 | 0.00019643 | 8
2015-08-07 | 15-16 | 15-16 |  | 0 | 0.035303 | 1.1807 | 0.16336 | 0.21613 | 0 | 0.00032646 | 0.0072334 | 0.00074346 | 0.0013587 | 8
2015-08-08 | 15-16 | 15-16 |  | 0 | 0.01421 | 0 | 0.0062581 | 0.010827 | 0 | 0.00018767 | 0 | 2.8872e-05 | 0.00013432 | 8
2015-08-09 | 15-16 | 15-16 |  | 0 | 0.29347 | 0.0027853 | 0.09045 | 0.21774 | 0 | 0.0025661 | 1.6629e-05 | 0.0010177 | 0.0019395 | 8
2015-08-10 | 15-16 | 15-16 |  | 0 | 0.040959 | 0.0068842 | 0.27092 | 0.072976 | 0 | 0.00041579 | 2.4943e-05 | 0.0009961 | 0.00045149 | 8
2015-08-11 | 15-16 | 15-16 |  | 0 | 1.6534 | 0.0039576 | 11.7778 | 3.0432 | 0 | 0.0066156 | 3.3257e-05 | 0.032712 | 0.0098535 | 8
2015-08-12 | 15-16 | 15-16 |  | 0 | 0.5512 | 1.8109 | 0.045849 | 0.64189 | 0 | 0.0066774 | 0.016216 | 0.0010755 | 0.0070584 | 8
2015-08-13 | 15-16 | 15-16 |  | 0 | 0.10829 | 0.067761 | 0.35151 | 0.14103 | 0 | 0.00064055 | 0.00098109 | 0.0019994 | 0.00090258 | 8
2015-08-14 | 15-16 | 15-16 |  | 0 | 0.098922 | 0.002037 | 0.018673 | 0.071644 | 0 | 0.00049952 | 8.3143e-06 | 0.00025985 | 0.00038821 | 8
2015-08-15 | 15-16 | 15-16 |  | 0 | 0.94409 | 0.12667 | 0.59077 | 0.76534 | 0 | 0.0049019 | 0.00057369 | 0.0026563 | 0.0038957 | 8
2015-08-16 | 15-16 | 15-16 |  | 0 | 0.014955 | 0 | 0.11202 | 0.028406 | 0 | 0.00018205 | 0 | 0.0004788 | 0.00020303 | 8
2015-08-17 | 15-16 | 15-16 |  | 0 | 0.30107 | 0.0015215 | 1.1343 | 0.39124 | 0 | 0.0046828 | 8.3143e-06 | 0.0085462 | 0.0046154 | 8
2015-08-18 | 15-16 | 15-16 |  | 0 | 0.03065 | 0.0011391 | 0.043965 | 0.02843 | 0 | 0.00025285 | 8.3143e-06 | 0.0005197 | 0.00025971 | 8
2015-08-19 | 15-16 | 15-16 |  | 0 | 0.036741 | 0.010379 | 0.19465 | 0.058244 | 0 | 0.00048378 | 8.5914e-05 | 0.0023026 | 0.0007178 | 8
2015-08-20 | 15-16 | 15-16 |  | 0 | 0.044311 | 0.012031 | 3.3971 | 0.58042 | 0 | 0.00046805 | 3.6029e-05 | 0.021791 | 0.0038444 | 8
2015-08-21 | 15-16 | 15-16 |  | 0 | 0.055116 | 0.82655 | 1.9315 | 0.4655 | 0 | 0.00026802 | 0.0025885 | 0.0033636 | 0.0010905 | 8
2015-08-22 | 15-16 | 15-16 |  | 0 | 0.25578 | 0.64939 | 0.13267 | 0.28909 | 0 | 0.0028639 | 0.0022615 | 0.0005197 | 0.0023793 | 8
2015-08-23 | 15-16 | 15-16 |  | 0 | 0.18792 | 0.90412 | 0.51655 | 0.33983 | 0 | 0.0018143 | 0.0083559 | 0.0015471 | 0.0026736 | 8
2015-08-24 | 15-16 | 15-16 |  | 0 | 0.05851 | 0.052106 | 1.011 | 0.21084 | 0 | 0.00047592 | 0.00020786 | 0.0014941 | 0.000599 | 8
2015-08-25 | 15-16 | 15-16 |  | 0 | 0.23469 | 0.0064546 | 0.11243 | 0.18119 | 0 | 0.0032837 | 2.7714e-05 | 0.0013546 | 0.0024911 | 8
2015-08-26 | 15-16 | 15-16 |  | 0 | 0.56189 | 0.034928 | 0.0038184 | 0.39372 | 0 | 0.0025998 | 0.00036583 | 9.3835e-05 | 0.0018626 | 8
2015-08-27 | 15-16 | 15-16 |  | 0 | 0.27659 | 0 | 0.36142 | 0.24941 | 0 | 0.00064055 | 0 | 0.0011765 | 0.00063239 | 8
2015-08-28 | 15-16 | 15-16 |  | 0 | 0.039994 | 0.0029682 | 0.10676 | 0.045274 | 0 | 0.00049221 | 6.6514e-05 | 0.00080843 | 0.00047983 | 8
2015-08-29 | 15-16 | 15-16 |  | 0 | 0.021944 | 0.29743 | 0.42597 | 0.12555 | 0 | 0.00013317 | 0.0045285 | 0.0068716 | 0.0018351 | 8
2015-08-30 | 15-16 | 15-16 |  | 0 | 0.086556 | 0.28484 | 0.0012199 | 0.099898 | 0 | 0.00036466 | 0.016171 | 2.1654e-05 | 0.0025206 | 8
2015-08-31 | 15-16 | 15-16 |  | 0 | 0.61529 | 0.00048223 | 0.016125 | 0.42777 | 0 | 0.0056593 | 8.3143e-06 | 0.00030316 | 0.0039601 | 8
2015-09-01 | 15-16 | 15-16 |  | 0 | 0.016095 | 0.0024527 | 0.2127 | 0.045783 | 0 | 0.00027476 | 1.6629e-05 | 0.00088061 | 0.00033425 | 9
2015-09-02 | 15-16 | 15-16 |  | 0 | 0.40908 | 0.0071752 | 0.12834 | 0.30434 | 0 | 0.0053211 | 4.9886e-05 | 0.00022376 | 0.0037194 | 9
2015-09-03 | 15-16 | 15-16 |  | 0 | 0.057786 | 0.010385 | 0.066207 | 0.052061 | 0 | 0.00040849 | 0.00012471 | 0.00056542 | 0.00039093 | 9
2015-09-04 | 15-16 | 15-16 |  | 0 | 0.2284 | 0.018447 | 0 | 0.16038 | 0 | 0.0006265 | 0.00014689 | 0 | 0.00045343 | 9
2015-09-05 | 15-16 | 15-16 |  | 0 | 0.027861 | 0.010809 | 0.32111 | 0.072574 | 0 | 0.00015339 | 0.00010809 | 0.0013931 | 0.00034589 | 9
2015-09-06 | 15-16 | 15-16 |  | 0 | 0.34005 | 2.0694 | 0.86165 | 0.66384 | 0 | 0.0057043 | 0.018339 | 0.0036596 | 0.0071003 | 9
2015-09-07 | 15-16 | 15-16 |  | 0 | 0.090367 | 0.0031761 | 0.020276 | 0.066151 | 0 | 0.00066527 | 8.3143e-06 | 0.00061354 | 0.0005598 | 9
2015-09-08 | 15-16 | 15-16 |  | 0 | 0.10475 | 0.23425 | 1.3074 | 0.31614 | 0 | 0.003591 | 0.0008148 | 0.0041384 | 0.0032629 | 9
2015-09-09 | 15-16 | 15-16 |  | 0.03521 | 0.013159 | 0.008597 | 0.043705 | 0.017618 | 0.00015177 | 0.00010507 | 9.9771e-05 | 0.00019008 | 0.0001184 | 9
2015-09-10 | 15-16 | 15-16 |  | 0 | 0.48728 | 0.009154 | 0.14463 | 0.36128 | 0 | 0.0077984 | 0.0001164 | 0.00053895 | 0.0054912 | 9
2015-09-11 | 15-16 | 15-16 |  | 0 | 0.063119 | 0.019963 | 0.0048385 | 0.047186 | 0 | 0.00057312 | 0.00014134 | 6.0151e-05 | 0.00042548 | 9
2015-09-12 | 15-16 | 15-16 |  | 0 | 0.026608 | 1.5234 | 0.66715 | 0.33941 | 0 | 0.00058942 | 0.010365 | 0.0064385 | 0.002898 | 9
2015-09-13 | 15-16 | 15-16 |  | 0 | 0.31 | 0.0066514 | 1.5373 | 0.46315 | 0 | 0.0011985 | 1.6629e-05 | 0.016606 | 0.0035098 | 9
2015-09-14 | 15-16 | 15-16 |  | 0 | 0.00098948 | 0.024128 | 1.439 | 0.23625 | 0 | 5.057e-06 | 0.00016629 | 0.0066334 | 0.0010971 | 9
2015-09-15 | 15-16 | 15-16 |  | 0.50691 | 0.053503 | 0 | 0.00025985 | 0.040897 | 0.0071331 | 0.00058717 | 0 | 7.2181e-06 | 0.00046158 | 9
2015-09-16 | 15-16 | 15-16 |  | 0.029443 | 0.095563 | 0.14235 | 0.26637 | 0.12917 | 0.00015177 | 0.00044108 | 0.0013358 | 0.00053414 | 0.00057921 | 9
2015-09-17 | 15-16 | 15-16 |  | 0.1327 | 0.04708 | 0 | 0.44648 | 0.10559 | 0.0013153 | 0.00038602 | 0 | 0.0085751 | 0.0016604 | 9
2015-09-18 | 15-16 | 15-16 |  | 0 | 0.042909 | 0.073249 | 0.030475 | 0.044824 | 0 | 0.000286 | 0.00037414 | 0.00010827 | 0.00026748 | 9
2015-09-19 | 15-16 | 15-16 |  | 0 | 0.0030443 | 0.022049 | 0.050113 | 0.013277 | 0 | 1.8542e-05 | 0.00019954 | 0.0017131 | 0.00031717 | 9
2015-09-20 | 15-16 | 15-16 |  | 0 | 0.061453 | 0 | 0 | 0.042458 | 0 | 0.0035348 | 0 | 0 | 0.0024422 | 9
2015-09-21 | 15-16 | 15-16 |  | 0 | 0.014661 | 0.047322 | 0.0050382 | 0.017571 | 0 | 0.0001444 | 0.00017737 | 3.609e-05 | 0.00013044 | 9
2015-09-22 | 15-16 | 15-16 |  | 0 | 0.024386 | 0.026988 | 0.20069 | 0.05301 | 0 | 0.000168 | 0.00012749 | 0.0010105 | 0.00029698 | 9
2015-09-23 | 15-16 | 15-16 |  | 0 | 0.1324 | 0.034488 | 1.2584 | 0.29934 | 0 | 0.0023706 | 0.00011363 | 0.019547 | 0.0048076 | 9
2015-09-24 | 15-16 | 15-16 |  | 0 | 0.02171 | 0.013652 | 0.026996 | 0.021267 | 0 | 0.00027476 | 7.4829e-05 | 0.00022376 | 0.00023642 | 9
2015-09-25 | 15-16 | 15-16 |  | 0 | 0.030918 | 0.0121 | 0.12308 | 0.042916 | 0 | 0.00023936 | 0.00020509 | 0.022528 | 0.0038289 | 9
2015-09-26 | 15-16 | 15-16 |  | 0 | 0.018394 | 0 | 1.1174 | 0.19299 | 0 | 0.00010844 | 0 | 0.0025985 | 0.00049419 | 9
2015-09-27 | 15-16 | 15-16 |  | 0 | 0.050758 | 0.86532 | 0 | 0.15628 | 0 | 0.00030229 | 0.0063771 | 0 | 0.0011021 | 9
2015-09-28 | 15-16 | 15-16 |  | 0 | 0.0080085 | 2.3655 | 0.008474 | 0.33825 | 0 | 0.00015283 | 0.019985 | 4.3308e-05 | 0.0029119 | 9
2015-09-29 | 15-16 | 15-16 |  | 0 | 0.019304 | 0.44219 | 2.2038 | 0.43085 | 0 | 0.00015789 | 0.0036583 | 0.015447 | 0.0031138 | 9
2015-09-30 | 15-16 | 15-16 |  | 0 | 0.030719 | 0 | 0.85688 | 0.15948 | 0 | 0.0013019 | 0 | 0.0046701 | 0.001653 | 9
2015-10-01 | 15-16 | 15-16 |  | 0 | 0.035703 | 0.00091457 | 0.27351 | 0.068927 | 0 | 0.00023992 | 8.3143e-06 | 0.0023026 | 0.00053844 | 10
2015-10-02 | 15-16 | 15-16 |  | 0 | 0.048876 | 0.30711 | 0.45122 | 0.14959 | 0 | 0.00081417 | 0.0044066 | 0.00040421 | 0.001245 | 10
2015-10-03 | 15-16 | 15-16 |  | 0 | 0.069586 | 0.79657 | 0.002216 | 0.16001 | 0 | 0.00040231 | 0.0067512 | 2.8872e-05 | 0.0012283 | 10
2015-10-04 | 15-16 | 15-16 |  | 0 | 0.048733 | 0.0035696 | 0.07598 | 0.046429 | 0 | 0.00013822 | 2.2171e-05 | 0.001191 | 0.00029077 | 10
2015-10-05 | 15-16 | 15-16 |  | 0 | 0.47919 | 0.058893 | 1.2431 | 0.53989 | 0 | 0.0029836 | 0.00059586 | 0.0072421 | 0.0033134 | 10
2015-10-06 | 15-16 | 15-16 |  | 0 | 0.057475 | 0.419 | 0.01505 | 0.10083 | 0 | 0.00092823 | 0.0028518 | 6.4963e-05 | 0.0010513 | 10
2015-10-07 | 15-16 | 15-16 |  | 0 | 0.15146 | 0.463 | 0 | 0.1695 | 0 | 0.0015295 | 0.00051549 | 0 | 0.0011289 | 10
2015-10-08 | 15-16 | 15-16 |  | 0 | 0.081756 | 0.0043068 | 0.0059116 | 0.058043 | 0 | 0.00073495 | 3.3257e-05 | 2.1654e-05 | 0.00051593 | 10
2015-10-09 | 15-16 | 15-16 |  | 0 | 0.40971 | 0.065799 | 0.1832 | 0.32184 | 0 | 0.0040866 | 0.00042403 | 0.0011765 | 0.0030727 | 10
2015-10-10 | 15-16 | 15-16 |  | 0 | 0.21186 | 3.7765 | 1.1647 | 0.86329 | 0 | 0.0012491 | 0.022249 | 0.0038978 | 0.0046084 | 10
2015-10-11 | 15-16 | 15-16 |  | 0 | 0.060507 | 0.0018458 | 0.012379 | 0.04406 | 0 | 0.022787 | 8.3143e-06 | 0.00010105 | 0.015761 | 10
2015-10-12 | 15-16 | 15-16 |  | 0 | 0.3303 | 0.0050883 | 0.98699 | 0.38816 | 0 | 0.003809 | 3.3257e-05 | 0.0035561 | 0.0032101 | 10
2015-10-13 | 15-16 | 15-16 |  | 0 | 0.71879 | 0.21668 | 0.37302 | 0.58715 | 0 | 0.0063178 | 0.0011889 | 0.0008373 | 0.0046666 | 10
2015-10-14 | 15-16 | 15-16 |  | 0 | 0.0051547 | 0.065525 | 0.075961 | 0.024996 | 0 | 7.9226e-05 | 0.0011391 | 0.00068091 | 0.00032415 | 10
2015-10-15 | 15-16 | 15-16 |  | 0 | 0.27136 | 0.18417 | 0.31121 | 0.26349 | 0 | 0.0041214 | 0.0010753 | 0.0011982 | 0.0031915 | 10
2015-10-16 | 15-16 | 15-16 |  | 0 | 0.15935 | 1.8954 | 0.020124 | 0.37885 | 0 | 0.0025246 | 0.02274 | 8.9023e-05 | 0.0049438 | 10
2015-10-17 | 15-16 | 15-16 |  | 0 | 0.50121 | 0.12862 | 0 | 0.3643 | 0 | 0.0027398 | 0.0015132 | 0 | 0.0021049 | 10
2015-10-18 | 15-16 | 15-16 |  | 0 | 0.013598 | 0.0084972 | 0 | 0.010585 | 0 | 0.00023487 | 3.3257e-05 | 0 | 0.00016693 | 10
2015-10-19 | 15-16 | 15-16 |  | 0 | 0.029103 | 0.00092289 | 0.0060848 | 0.021219 | 0 | 0.00025453 | 8.3143e-06 | 3.609e-05 | 0.00018285 | 10
2015-10-20 | 15-16 | 15-16 |  | 0 | 0.58859 | 2.8858 | 2.2027 | 1.1663 | 0 | 0.0056936 | 0.02619 | 0.017788 | 0.010472 | 10
2015-10-21 | 15-16 | 15-16 |  | 0 | 0.023353 | 0.27094 | 0.83837 | 0.18936 | 0 | 0.00022813 | 0.0020675 | 0.0053486 | 0.0013102 | 10
2015-10-22 | 15-16 | 15-16 |  | 0 | 0.028729 | 0.37556 | 0 | 0.072456 | 0 | 0.00016463 | 0.0015298 | 0 | 0.00032804 | 10
2015-10-23 | 15-16 | 15-16 |  | 0 | 0.0075028 | 0.033465 | 0.00077955 | 0.0099971 | 0 | 5.3941e-05 | 0.00048777 | 2.1654e-05 | 0.00010909 | 10
2015-10-24 | 15-16 | 15-16 |  | 0 | 0.59156 | 0.0038661 | 0.078345 | 0.4219 | 0 | 0.0036242 | 4.1571e-05 | 0.00058466 | 0.0026041 | 10
2015-10-25 | 15-16 | 15-16 |  | 0 | 0.004821 | 0.088979 | 1.3286 | 0.23016 | 0 | 5.5627e-05 | 0.0004656 | 0.0023531 | 0.00048332 | 10
2015-10-26 | 15-16 | 15-16 |  | 0 | 0.3199 | 0.017831 | 0.19321 | 0.25469 | 0 | 0.0050221 | 0.00022726 | 0.0029666 | 0.0039803 | 10
2015-10-27 | 15-16 | 15-16 |  | 0 | 0.45566 | 0.034371 | 0.12684 | 0.34009 | 0 | 0.0028555 | 0.00018291 | 0.00038978 | 0.0020614 | 10
2015-10-28 | 15-16 | 15-16 |  | 0 | 0.25235 | 0.00061248 | 0.0054641 | 0.17531 | 0 | 0.0011502 | 4.7114e-05 | 2.8872e-05 | 0.00080592 | 10
2015-10-29 | 15-16 | 15-16 |  | 0 | 0.46731 | 0 | 0.72889 | 0.44047 | 0 | 0.005057 | 0 | 0.0042948 | 0.0041868 | 10
2015-10-30 | 15-16 | 15-16 |  | 0 | 0.042996 | 0.0075494 | 0.55013 | 0.11953 | 0 | 0.00029668 | 8.3143e-05 | 0.0039844 | 0.00085949 | 10
2015-10-31 | 15-16 | 15-16 |  | 0 | 0.019311 | 0.0042652 | 2.8507 | 0.4739 | 0 | 0.00013148 | 2.4943e-05 | 0.02156 | 0.0035731 | 10
2015-11-01 | 15-16 | 15-16 |  | 0 | 0.44465 | 1.617 | 1.2318 | 0.73246 | 0 | 0.0029757 | 0.015442 | 0.01402 | 0.0064811 | 11
2015-11-02 | 15-16 | 15-16 |  | 0 | 0.023055 | 0.0054542 | 1.3495 | 0.23443 | 0 | 0.00075911 | 0.00028269 | 0.0046869 | 0.0013203 | 11
2015-11-03 | 15-16 | 15-16 |  | 0 | 0.46895 | 1.0419 | 10.0581 | 2.0928 | 0 | 0.0026274 | 0.0046976 | 0.013628 | 0.0046721 | 11
2015-11-04 | 15-16 | 15-16 |  | 0.025497 | 0.2006 | 1.8447 | 14.9459 | 2.8087 | 0.00030354 | 0.0009288 | 0.023668 | 0.025345 | 0.0080487 | 11
2015-11-05 | 15-16 | 15-16 |  | 0 | 0.68028 | 0.64792 | 0.65161 | 0.6659 | 0 | 0.0044698 | 0.012871 | 0.0016385 | 0.0051554 | 11
2015-11-06 | 15-16 | 15-16 |  | 0 | 0.52157 | 0.092441 | 0.80319 | 0.5029 | 0 | 0.0071747 | 0.00034643 | 0.0035657 | 0.0055809 | 11
2015-11-07 | 15-16 | 15-16 |  | 0 | 0.016103 | 1.8087 | 0.15375 | 0.28928 | 0 | 0.00019891 | 0.014941 | 0.00070015 | 0.0023432 | 11
2015-11-08 | 15-16 | 15-16 |  | 0 | 0.02438 | 0.1307 | 1.0892 | 0.21089 | 0 | 0.0010333 | 0.00053489 | 0.0077618 | 0.0020412 | 11
2015-11-09 | 15-16 | 15-16 |  | 0 | 0.07498 | 0.16075 | 4.0054 | 0.72058 | 0 | 0.00062538 | 0.00082866 | 0.01882 | 0.0035847 | 11
2015-11-10 | 15-16 | 15-16 |  | 0 | 0.03367 | 1.5413 | 0.23316 | 0.27678 | 0 | 0.0004467 | 0.0095365 | 0.00087579 | 0.0017858 | 11
2015-11-11 | 15-16 | 15-16 |  | 0 | 0.048391 | 0.44804 | 0.29703 | 0.14412 | 0 | 0.00061245 | 0.0045895 | 0.0013714 | 0.0012873 | 11
2015-11-12 | 15-16 | 15-16 |  | 0 | 0.57235 | 2.2658 | 3.3757 | 1.2575 | 0 | 0.010908 | 0.02165 | 0.027717 | 0.015042 | 11
2015-11-13 | 15-16 | 15-16 |  | 0 | 0.034806 | 0.003941 | 0.093842 | 0.039741 | 0 | 0.00032477 | 5.82e-05 | 0.00042587 | 0.00030125 | 11
2015-11-14 | 15-16 | 15-16 |  | 0 | 0.0037259 | 0 | 0.069128 | 0.013728 | 0 | 6.0684e-05 | 0 | 0.00048361 | 0.00011996 | 11
2015-11-15 | 15-16 | 15-16 |  | 0 | 0.054807 | 0.2661 | 0 | 0.075141 | 0 | 0.00056638 | 0.0031871 | 0 | 0.00083775 | 11
2015-11-16 | 15-16 | 15-16 |  | 0 | 0.02096 | 0 | 0.0076223 | 0.015711 | 0 | 0.00024554 | 0 | 0.00017323 | 0.0001976 | 11
2015-11-17 | 15-16 | 15-16 |  | 0 | 0.41621 | 0.076807 | 0.12438 | 0.31839 | 0 | 0.0031932 | 0.0010476 | 0.00060151 | 0.00245 | 11
2015-11-18 | 15-16 | 15-16 |  | 0.17352 | 0.05177 | 0.82466 | 0.3937 | 0.21614 | 0.00070825 | 0.00047311 | 0.0067845 | 0.002394 | 0.0016689 | 11
2015-11-19 | 15-16 | 15-16 |  | 0 | 0.11661 | 0.068335 | 0.1754 | 0.11844 | 0 | 0.0014896 | 0.00051549 | 0.0013811 | 0.0013242 | 11
2015-11-20 | 15-16 | 15-16 |  | 0 | 0.029071 | 0.053774 | 0.017432 | 0.03043 | 0 | 0.00031634 | 0.00031317 | 0.00010827 | 0.0002799 | 11
2015-11-21 | 15-16 | 15-16 |  | 0 | 0.010208 | 1.2314 | 0 | 0.17954 | 0 | 0.00015508 | 0.01498 | 0 | 0.0022054 | 11
2015-11-22 | 15-16 | 15-16 |  | 0 | 0.018099 | 0.0014799 | 0 | 0.012712 | 0 | 0.00018205 | 1.6629e-05 | 0 | 0.00012811 | 11
2015-11-23 | 15-16 | 15-16 |  | 0 | 0.0064943 | 0.25998 | 0.020701 | 0.044243 | 0 | 7.3045e-05 | 0.0038301 | 5.7745e-05 | 0.00059629 | 11
2015-11-24 | 15-16 | 15-16 |  | 0 | 0.0062549 | 1.2659 | 0.6588 | 0.28794 | 0 | 4.2703e-05 | 0.027271 | 0.005991 | 0.0048161 | 11
2015-11-25 | 15-16 | 15-16 |  | 0 | 0.059475 | 2.4234 | 6.168 | 1.3758 | 0 | 0.00077091 | 0.02494 | 0.024236 | 0.0079365 | 11
2015-11-26 | 15-16 | 15-16 |  | 0 | 0.14659 | 0.38243 | 0.74408 | 0.2749 | 0 | 0.00050738 | 0.0046089 | 0.0025191 | 0.0014026 | 11
2015-11-27 | 15-16 | 15-16 |  | 0 | 0.037415 | 0.64914 | 1.258 | 0.31976 | 0 | 0.00038377 | 0.0061775 | 0.005096 | 0.0019527 | 11
2015-11-28 | 15-16 | 15-16 |  | 0 | 0.002724 | 0.010592 | 0.049372 | 0.011332 | 0 | 3.3713e-05 | 7.4829e-05 | 0.0003609 | 9.2005e-05 | 11
2015-11-29 | 15-16 | 15-16 |  | 0 | 0.0022588 | 0.60994 | 0.69538 | 0.1992 | 0 | 8.4283e-06 | 0.0047391 | 0.0012559 | 0.0008723 | 11
2015-11-30 | 15-16 | 15-16 |  | 0 | 1.5307 | 0.57182 | 2.8001 | 1.5895 | 0 | 0.0097167 | 0.0058782 | 0.015432 | 0.010027 | 11
2015-12-01 | 15-16 | 15-16 |  | 0 | 0.38168 | 0.82485 | 0.32352 | 0.43145 | 0 | 0.0042546 | 0.0068676 | 0.0015254 | 0.0041476 | 12
2015-12-02 | 15-16 | 15-16 |  | 0 | 0.43175 | 0.00066514 | 0.010899 | 0.30015 | 0 | 0.0071719 | 8.3143e-06 | 2.8872e-05 | 0.0049609 | 12
2015-12-03 | 15-16 | 15-16 |  | 0 | 0.6154 | 0.082178 | 0.080378 | 0.44966 | 0 | 0.0035927 | 0.00056537 | 3.8496e-05 | 0.0025676 | 12
2015-12-04 | 15-16 | 15-16 |  | 0 | 0.60045 | 0.094855 | 0.066002 | 0.43879 | 0 | 0.0039562 | 0.00086746 | 0.0010105 | 0.0030179 | 12
2015-12-05 | 15-16 | 15-16 |  | 0 | 0.35021 | 1.7725 | 0.021178 | 0.49366 | 0 | 0.0056891 | 0.012158 | 0.00010827 | 0.0056511 | 12
2015-12-06 | 15-16 | 15-16 |  | 0 | 1.3425 | 3.9775 | 0.48411 | 1.5628 | 0 | 0.013047 | 0.028075 | 0.0021534 | 0.013294 | 12
2015-12-07 | 15-16 | 15-16 |  | 0 | 2.9963 | 0.30365 | 8.0635 | 3.4137 | 0 | 0.029142 | 0.0012555 | 0.027888 | 0.02481 | 12
2015-12-08 | 15-16 | 15-16 |  | 0 | 1.9816 | 2.0593 | 4.2521 | 2.3436 | 0 | 0.024316 | 0.0047585 | 0.032551 | 0.022718 | 12
2015-12-09 | 15-16 | 15-16 |  | 0 | 0.43426 | 0.87973 | 1.0284 | 0.58919 | 0 | 0.0030286 | 0.010825 | 0.0042442 | 0.0042936 | 12
2015-12-10 | 15-16 | 15-16 |  | 0.036728 | 0.24466 | 0.0065184 | 0.09569 | 0.18567 | 0.00015177 | 0.0036893 | 2.4943e-05 | 0.00041865 | 0.0026212 | 12
2015-12-11 | 15-16 | 15-16 |  | 0 | 0.01256 | 1.2463 | 0.36318 | 0.24185 | 0 | 0.00010058 | 0.019422 | 0.0026563 | 0.0032186 | 12
2015-12-12 | 15-16 | 15-16 |  | 0 | 0.0022386 | 5.5195 | 0.96722 | 0.93075 | 0 | 3.3713e-06 | 0.029815 | 0.0048361 | 0.004959 | 12
2015-12-13 | 15-16 | 15-16 |  | 0 | 0.0028538 | 0.028418 | 0.57621 | 0.098923 | 0 | 2.697e-05 | 0.000291 | 0.0040999 | 0.0007209 | 12
2015-12-14 | 15-16 | 15-16 |  | 0 | 0.0036573 | 0.12305 | 0.47762 | 0.096826 | 0 | 6.0122e-05 | 0.00056537 | 0.0022593 | 0.00048526 | 12
2015-12-15 | 15-16 | 15-16 |  | 0 | 2.5485 | 0.91175 | 1.3653 | 2.1087 | 0 | 0.028723 | 0.0046893 | 0.0029763 | 0.020982 | 12
2015-12-16 | 15-16 | 15-16 |  | 0 | 0.24833 | 1.1413 | 0.28203 | 0.37695 | 0 | 0.0018587 | 0.010373 | 0.0011332 | 0.0029201 | 12
2015-12-17 | 15-16 | 15-16 |  | 0.78403 | 1.7722 | 0.11484 | 3.7974 | 1.8592 | 0.0062225 | 0.012662 | 0.00039909 | 0.028855 | 0.013507 | 12
2015-12-18 | 15-16 | 15-16 |  | 0.42596 | 0.60594 | 0.051864 | 3.3413 | 0.96829 | 0.0071837 | 0.013234 | 0.00059863 | 0.026935 | 0.013628 | 12
2015-12-19 | 15-16 | 15-16 |  | 0 | 1.3644 | 1.3313 | 4.7557 | 1.8965 | 0 | 0.011787 | 0.014833 | 0.026695 | 0.014528 | 12
2015-12-20 | 15-16 | 15-16 |  | 0 | 0.082566 | 0.40076 | 2.6355 | 0.53842 | 0 | 0.00042872 | 0.0018652 | 0.0045209 | 0.0012869 | 12
2015-12-21 | 15-16 | 15-16 |  | 0 | 0.0167 | 0.014896 | 0.0027284 | 0.014065 | 0 | 0.00019891 | 0.00011086 | 1.4436e-05 | 0.00015528 | 12
2015-12-22 | 15-16 | 15-16 |  | 0 | 0.038069 | 0.40185 | 0.62744 | 0.18383 | 0 | 0.000286 | 0.0021783 | 0.004966 | 0.001304 | 12
2015-12-23 | 15-16 | 15-16 |  | 0 | 0.029866 | 0.37154 | 0.10813 | 0.090124 | 0 | 0.00035736 | 0.0030846 | 0.00057745 | 0.00077215 | 12
2015-12-24 | 15-16 | 15-16 |  | 0 | 0.31353 | 0.18719 | 0.21451 | 0.27745 | 0 | 0.0081069 | 0.00080371 | 0.00043308 | 0.0057835 | 12
2015-12-25 | 15-16 | 15-16 |  | 0 | 0.31451 | 2.5241 | 2.709 | 1.008 | 0 | 0.0035511 | 0.028684 | 0.021763 | 0.0099828 | 12
2015-12-26 | 15-16 | 15-16 |  | 0 | 0.60142 | 1.2626 | 0.99091 | 0.75227 | 0 | 0.0031898 | 0.010462 | 0.0052331 | 0.0045137 | 12
2015-12-27 | 15-16 | 15-16 |  | 0 | 0.0015441 | 0.024516 | 0.80692 | 0.1347 | 0 | 6.7426e-06 | 0.00026329 | 0.015822 | 0.0025944 | 12
2015-12-28 | 15-16 | 15-16 |  | 0 | 0.9207 | 0.73989 | 0.11564 | 0.75841 | 0 | 0.010149 | 0.0015381 | 0.0015543 | 0.0074784 | 12
2015-12-29 | 15-16 | 15-16 |  | 0 | 0.043984 | 0.094583 | 0.021476 | 0.047102 | 0 | 0.00016182 | 0.013162 | 0.00073384 | 0.0020738 | 12
2015-12-30 | 15-16 | 15-16 |  | 0 | 0.16946 | 1.5292 | 0.90894 | 0.47794 | 0 | 0.0030494 | 0.044296 | 0.0036523 | 0.0089008 | 12
2015-12-31 | 15-16 | 15-16 |  | 0 | 0.009325 | 0.70031 | 0.007182 | 0.1057 | 0 | 0.00012642 | 0.0033451 | 3.609e-05 | 0.00056174 | 12
2016-01-01 | 15-16 | 15-16 |  | 0 | 0.15008 | 0.047599 | 0.018103 | 0.11328 | 0 | 0.0018773 | 0.00024111 | 8.6617e-05 | 0.0013448 | 1
2016-01-02 | 15-16 | 15-16 |  | 0 | 0.018341 | 0.014852 | 0.32315 | 0.066892 | 0 | 0.00014834 | 0.00016074 | 0.00099128 | 0.00028494 | 1
2016-01-03 | 15-16 | 15-16 |  | 0 | 0.60167 | 1.6536 | 0.21767 | 0.68245 | 0 | 0.0045125 | 0.016856 | 0.00041143 | 0.0055452 | 1
2016-01-04 | 15-16 | 15-16 |  | 0 | 0.0096302 | 0.31651 | 0.75867 | 0.1734 | 0 | 0.00011125 | 0.0028075 | 0.012627 | 0.0025074 | 1
2016-01-05 | 15-16 | 15-16 |  | 0 | 0.24525 | 0.067592 | 0.1631 | 0.20523 | 0 | 0.0028184 | 0.00035197 | 0.001025 | 0.0021619 | 1
2016-01-06 | 15-16 | 15-16 |  | 0 | 0.27572 | 0.28026 | 0.78212 | 0.35595 | 0 | 0.0025504 | 0.010118 | 0.0026827 | 0.0036123 | 1
2016-01-07 | 15-16 | 15-16 |  | 0 | 0.64781 | 0.052887 | 0.61891 | 0.55485 | 0 | 0.0092891 | 0.00023557 | 0.0061642 | 0.0074454 | 1
2016-01-08 | 15-16 | 15-16 |  | 0 | 0.40049 | 0.0045479 | 1.6032 | 0.536 | 0 | 0.0043737 | 4.1571e-05 | 0.0076704 | 0.0042652 | 1
2016-01-09 | 15-16 | 15-16 |  | 0 | 0.010589 | 0.43436 | 0.07278 | 0.079902 | 0 | 0.00021071 | 0.0015215 | 0.00040421 | 0.00042392 | 1
2016-01-10 | 15-16 | 15-16 |  | 0 | 0.42935 | 0.02274 | 0.0012054 | 0.30002 | 0 | 0.0028027 | 0.00018291 | 1.4436e-05 | 0.0019643 | 1
2016-01-11 | 15-16 | 15-16 |  | 0 | 0.025507 | 0.018704 | 0.45042 | 0.092918 | 0 | 0.0003051 | 0.00011917 | 0.0045257 | 0.00095771 | 1
2016-01-12 | 15-16 | 15-16 |  | 0 | 1.1286 | 0.94685 | 1.3859 | 1.136 | 0 | 0.0074888 | 0.0064935 | 0.015055 | 0.0085126 | 1
2016-01-13 | 15-16 | 15-16 |  | 0 | 0.34626 | 0.22473 | 0.34561 | 0.32648 | 0 | 0.0032488 | 0.0030015 | 0.0089721 | 0.0041127 | 1
2016-01-14 | 15-16 | 15-16 |  | 0 | 0.23235 | 1.8946 | 1.5587 | 0.6774 | 0 | 0.0044968 | 0.018186 | 0.0094629 | 0.0071811 | 1
2016-01-15 | 15-16 | 15-16 |  | 0 | 0.072851 | 0.0043899 | 0.0087627 | 0.052361 | 0 | 0.00065235 | 2.4943e-05 | 5.0527e-05 | 0.00046236 | 1
2016-01-16 | 15-16 | 15-16 |  | 0 | 0.010033 | 0 | 0.11029 | 0.024727 | 0 | 0.00014665 | 0 | 0.00070015 | 0.00021429 | 1
2016-01-17 | 15-16 | 15-16 |  | 0 | 0.83923 | 0 | 0.37136 | 0.63975 | 0 | 0.0047828 | 0 | 0.0013281 | 0.0035187 | 1
2016-01-18 | 15-16 | 15-16 |  | 0 | 0.038376 | 0.26179 | 0.23867 | 0.10169 | 0 | 0.00026352 | 0.0013137 | 0.00088301 | 0.00050855 | 1
2016-01-19 | 15-16 | 15-16 |  | 0 | 0.13185 | 0.09156 | 0.74475 | 0.22409 | 0 | 0.0011569 | 0.00032703 | 0.002074 | 0.0011798 | 1
2016-01-20 | 15-16 | 15-16 |  | 0 | 1.1941 | 0.024195 | 1.5314 | 1.0755 | 0 | 0.013439 | 9.9771e-05 | 0.004083 | 0.0099575 | 1
2016-01-21 | 15-16 | 15-16 |  | 0 | 0.62588 | 3.4658 | 1.5008 | 1.16 | 0 | 0.0049862 | 0.023931 | 0.0046605 | 0.0075491 | 1
2016-01-22 | 15-16 | 15-16 |  | 0 | 4.7314 | 3.3389 | 13.4701 | 5.91 | 0 | 0.052486 | 0.013247 | 0.066507 | 0.048849 | 1
2016-01-23 | 15-16 | 15-16 |  | 0 | 0.28109 | 0.057734 | 1.2485 | 0.40374 | 0 | 0.002388 | 0.0012388 | 0.0046436 | 0.0025727 | 1
2016-01-24 | 15-16 | 15-16 |  | 0 | 0.0026836 | 0.0019871 | 0.17008 | 0.029575 | 0 | 0.001952 | 2.4943e-05 | 0.00084211 | 0.001488 | 1
2016-01-25 | 15-16 | 15-16 |  | 0 | 0.38582 | 0.001031 | 0.22196 | 0.30252 | 0 | 0.0020121 | 8.3143e-06 | 0.0011116 | 0.0015707 | 1
2016-01-26 | 15-16 | 15-16 |  | 0 | 0.021164 | 0 | 0.035152 | 0.020294 | 0 | 0.00043771 | 0 | 0.00019489 | 0.00033386 | 1
2016-01-27 | 15-16 | 15-16 |  | 0 | 0.012919 | 0.011025 | 0.20105 | 0.042908 | 0 | 0.00013148 | 0.00013303 | 0.00079399 | 0.00023758 | 1
2016-01-28 | 15-16 | 15-16 |  | 0 | 0.14178 | 0 | 1.3376 | 0.31377 | 0 | 0.0011614 | 0 | 0.0071868 | 0.001962 | 1
2016-01-29 | 15-16 | 15-16 |  | 0 | 1.0016 | 7.5897 | 2.9131 | 2.2252 | 0 | 0.009175 | 0.015692 | 0.027864 | 0.013033 | 1
2016-01-30 | 15-16 | 15-16 |  | 0 | 0.44883 | 1.6059 | 0.35604 | 0.59249 | 0 | 0.0033455 | 0.015282 | 0.0019778 | 0.0047711 | 1
2016-01-31 | 15-16 | 15-16 |  | 0 | 0.0094149 | 0.0013802 | 0.32787 | 0.0596 | 0 | 0.00012755 | 8.3143e-06 | 0.0012704 | 0.00029426 | 1
2016-02-01 | 15-16 | 15-16 |  | 0 | 0.038364 | 1.4127 | 0.41527 | 0.29139 | 0 | 0.00040793 | 0.0020952 | 0.002252 | 0.00093869 | 2
2016-02-02 | 15-16 | 15-16 |  | 0 | 1.0594 | 0.051889 | 0.12271 | 0.75902 | 0 | 0.0086013 | 0.000291 | 0.013871 | 0.0082215 | 2
2016-02-03 | 15-16 | 15-16 |  | 0.0047048 | 0.093013 | 0.060819 | 0.2483 | 0.11288 | 0.00015177 | 0.00070798 | 0.00070671 | 0.0028078 | 0.0010423 | 2
2016-02-04 | 15-16 | 15-16 |  | 0 | 0.046209 | 0.019056 | 0.0014075 | 0.034822 | 0 | 0.0061897 | 9.9771e-05 | 1.4436e-05 | 0.0042928 | 2
2016-02-05 | 15-16 | 15-16 |  | 0 | 0.59209 | 0.11474 | 0.033297 | 0.43052 | 0 | 0.003845 | 0.00016629 | 0.0001588 | 0.0027054 | 2
2016-02-06 | 15-16 | 15-16 |  | 0 | 0.00031185 | 0.01164 | 1.5064 | 0.2449 | 0 | 1.6857e-06 | 5.82e-05 | 0.0063663 | 0.0010365 | 2
2016-02-07 | 15-16 | 15-16 |  | 0 | 0.35032 | 0 | 0.071979 | 0.25365 | 0 | 0.0025476 | 0 | 0.00025985 | 0.0018021 | 2
2016-02-08 | 15-16 | 15-16 |  | 0 | 0.013925 | 1.128 | 0.1019 | 0.18407 | 0 | 0.00013148 | 0.011937 | 0.00057745 | 0.001856 | 2
2016-02-09 | 15-16 | 15-16 |  | 0 | 0.19744 | 0 | 0.022196 | 0.13999 | 0 | 0.0015491 | 0 | 4.3308e-05 | 0.0010773 | 2
2016-02-10 | 15-16 | 15-16 |  | 0 | 0.15203 | 0.0078321 | 0.10994 | 0.12387 | 0 | 0.0032842 | 4.9886e-05 | 0.0016457 | 0.0025416 | 2
2016-02-11 | 15-16 | 15-16 |  | 0 | 0.29365 | 0.3692 | 0 | 0.2546 | 0 | 0.0080288 | 0.0292 | 0 | 0.0096373 | 2
2016-02-12 | 15-16 | 15-16 |  | 0 | 0.19424 | 0 | 0.45156 | 0.20706 | 0 | 0.0042023 | 0 | 0.0072036 | 0.0040657 | 2
2016-02-13 | 15-16 | 15-16 |  | 0 | 0.023204 | 0.0086773 | 1.6504 | 0.28353 | 0 | 0.00021127 | 8.5914e-05 | 0.0059044 | 0.0011107 | 2
2016-02-14 | 15-16 | 15-16 |  | 0 | 0.00032027 | 0.1827 | 0.7489 | 0.14665 | 0 | 1.6857e-06 | 0.0015354 | 0.0048 | 0.00099071 | 2
2016-02-15 | 15-16 | 15-16 |  | 0 | 0 | 0.46346 | 0.18517 | 0.094796 | 0 | 0 | 0.0030985 | 0.00077474 | 0.00055902 | 2
2016-02-16 | 15-16 | 15-16 |  | 0 | 0.005566 | 0.010185 | 1.555 | 0.25617 | 0 | 2.1914e-05 | 0.00010809 | 0.0047399 | 0.00079505 | 2
2016-02-17 | 15-16 | 15-16 |  | 0 | 0 | 0.0015797 | 1.3681 | 0.22097 | 0 | 0 | 8.3143e-06 | 0.012516 | 0.0020206 | 2
2016-02-18 | 15-16 | 15-16 |  | 0 | 0.20445 | 0.23955 | 0.0060704 | 0.17579 | 0 | 0.0032853 | 0.0012222 | 4.3308e-05 | 0.002448 | 2
2016-02-19 | 15-16 | 15-16 |  | 0 | 0.0035758 | 0.61097 | 1.3012 | 0.298 | 0 | 2.4161e-05 | 0.012945 | 0.01915 | 0.0049198 | 2
2016-02-20 | 15-16 | 15-16 |  | 0 | 0 | 0.00044343 | 0 | 6.2113e-05 | 0 | 0 | 1.1086e-05 | 0 | 1.5528e-06 | 2
2016-02-21 | 15-16 | 15-16 |  | 0 | 0.0035466 | 0.0074496 | 0.18629 | 0.033552 | 0 | 3.0904e-05 | 6.6514e-05 | 0.0011982 | 0.000224 | 2
2016-02-22 | 15-16 | 15-16 |  | 0 | 1.1561 | 0.18333 | 0.85101 | 0.96177 | 0 | 0.008376 | 0.001746 | 0.0043525 | 0.0067339 | 2
2016-02-23 | 15-16 | 15-16 |  | 0 | 0.45247 | 0 | 0.10111 | 0.32892 | 0 | 0.0063195 | 0 | 0.00029594 | 0.0044139 | 2
2016-02-24 | 15-16 | 15-16 |  | 0 | 0.0052255 | 0.056279 | 0.16882 | 0.038733 | 0 | 3.4837e-05 | 0.0027687 | 0.00060632 | 0.00050972 | 2
2016-02-25 | 15-16 | 15-16 |  | 0 | 0 | 0 | 1.4349 | 0.23152 | 0 | 0 | 0 | 0.0059405 | 0.00095849 | 2
2016-02-26 | 15-16 | 15-16 |  | 0 | 0.0093475 | 0.10375 | 0.034748 | 0.026597 | 0 | 4.8322e-05 | 0.0011806 | 0.00035369 | 0.00025583 | 2
2016-02-27 | 15-16 | 15-16 |  | 0 | 0.16107 | 0.0026439 | 0.0031519 | 0.11216 | 0 | 0.0010131 | 1.6629e-05 | 2.406e-05 | 0.00070615 | 2
2016-02-28 | 15-16 | 15-16 |  | 0 | 0.054366 | 0.019683 | 0.92456 | 0.18949 | 0 | 0.00042984 | 0.00014689 | 0.0032337 | 0.00083931 | 2
2016-02-29 | 15-16 | 15-16 |  | 0 | 0.018795 | 0.13019 | 0.051306 | 0.039501 | 0 | 0.0028201 | 0.00044066 | 0.00050527 | 0.0020917 | 2
2016-03-01 | 15-16 | 15-16 |  | 0 | 0.032365 | 0.53635 | 0 | 0.097491 | 0 | 6.7426e-05 | 0.0034671 | 0 | 0.00053223 | 3
2016-03-02 | 15-16 | 15-16 |  | 0 | 0.25355 | 0.51973 | 0.81227 | 0.37904 | 0 | 0.0039343 | 0.0029433 | 0.0010538 | 0.0033005 | 3
2016-03-03 | 15-16 | 15-16 |  | 0 | 0.00027645 | 0.00024943 | 0.56445 | 0.091298 | 0 | 6.7426e-06 | 8.3143e-06 | 0.0010971 | 0.00018285 | 3
2016-03-04 | 15-16 | 15-16 |  | 0 | 0 | 0.0015465 | 0.03137 | 0.0052781 | 0 | 0 | 1.6629e-05 | 0.0096361 | 0.0015571 | 3
2016-03-05 | 15-16 | 15-16 |  | 0 | 0.033129 | 0.56826 | 4.7876 | 0.87496 | 0 | 0.0012277 | 0.0010725 | 0.011073 | 0.002785 | 3
2016-03-06 | 15-16 | 15-16 |  | 1.0575 | 1.808 | 1.5678 | 8.254 | 2.8087 | 0.003946 | 0.016567 | 0.011862 | 0.021303 | 0.016575 | 3
2016-03-07 | 15-16 | 15-16 |  | 0.57611 | 0.23063 | 0.77371 | 1.015 | 0.43592 | 0.003946 | 0.0016283 | 0.01164 | 0.0080193 | 0.0040797 | 3
2016-03-08 | 15-16 | 15-16 |  | 0 | 0.73184 | 1.194 | 1.2577 | 0.87582 | 0 | 0.0070989 | 0.02767 | 0.0048193 | 0.0095581 | 3
2016-03-09 | 15-16 | 15-16 |  | 0 | 0.026075 | 0.076741 | 0.22705 | 0.065399 | 0 | 0.0014783 | 0.00054043 | 0.00092391 | 0.0012461 | 3
2016-03-10 | 15-16 | 15-16 |  | 0.07983 | 0.1098 | 0.075061 | 1.7962 | 0.37681 | 0.00030354 | 0.0054508 | 0.018765 | 0.022477 | 0.010024 | 3
2016-03-11 | 15-16 | 15-16 |  | 0 | 0.2019 | 0.15169 | 0.49692 | 0.24092 | 0 | 0.0031741 | 0.0017294 | 0.0072445 | 0.0036041 | 3
2016-03-12 | 15-16 | 15-16 |  | 0 | 0.19902 | 0.025068 | 1.5092 | 0.38453 | 0 | 0.0071326 | 0.00012471 | 0.0051272 | 0.0057727 | 3
2016-03-13 | 15-16 | 15-16 |  | 0 | 0.56691 | 1.0992 | 2.811 | 0.99919 | 0 | 0.0083226 | 0.0088797 | 0.0095351 | 0.0085324 | 3
2016-03-14 | 15-16 | 15-16 |  | 0 | 0.079248 | 0.073822 | 0.06131 | 0.074985 | 0 | 0.0010974 | 0.00015797 | 0.00018767 | 0.00081058 | 3
2016-03-15 | 15-16 | 15-16 |  | 0 | 0.013677 | 0.15055 | 0.29886 | 0.078757 | 0 | 8.7092e-05 | 0.00055706 | 0.00038978 | 0.00020109 | 3
2016-03-16 | 15-16 | 15-16 |  | 0 | 0.0034354 | 0 | 0.076379 | 0.014697 | 0 | 0.001394 | 0 | 0.00025744 | 0.0010047 | 3
2016-03-17 | 15-16 | 15-16 |  | 0 | 1.1982 | 0.11427 | 3.3083 | 1.3777 | 0 | 0.011227 | 0.00052657 | 0.01652 | 0.010496 | 3
2016-03-18 | 15-16 | 15-16 |  | 0 | 0.26332 | 0.0031761 | 1.2528 | 0.38451 | 0 | 0.0037534 | 1.6629e-05 | 0.0050887 | 0.0034166 | 3
2016-03-19 | 15-16 | 15-16 |  | 0 | 0.25833 | 0 | 0.0052331 | 0.17933 | 0 | 0.0010558 | 0 | 8.6617e-05 | 0.00074342 | 3
2016-03-20 | 15-16 | 15-16 |  | 0.095614 | 0.67073 | 0 | 2.6912 | 0.89835 | 0.00091061 | 0.0028246 | 0 | 0.023228 | 0.0057063 | 3
2016-03-21 | 15-16 | 15-16 |  | 0 | 0.12402 | 0 | 0.13032 | 0.10671 | 0 | 0.002102 | 0 | 0.00070015 | 0.0015653 | 3
2016-03-22 | 15-16 | 15-16 |  | 0 | 0.34485 | 0 | 0.26399 | 0.28085 | 0 | 0.0048159 | 0 | 0.0012054 | 0.0035218 | 3
2016-03-23 | 15-16 | 15-16 |  | 0 | 0.016204 | 0.74245 | 0.21036 | 0.14913 | 0 | 0.00029162 | 0.0090543 | 0.00094076 | 0.0016215 | 3
2016-03-24 | 15-16 | 15-16 |  | 0 | 0 | 0.018751 | 2.0847 | 0.33899 | 0 | 0 | 0.0002328 | 0.034625 | 0.0056193 | 3
2016-03-25 | 15-16 | 15-16 |  | 0 | 0.00037927 | 0.83485 | 0.12697 | 0.13769 | 0 | 1.6857e-06 | 0.0075078 | 0.00056301 | 0.0011437 | 3
2016-03-26 | 15-16 | 15-16 |  | 0 | 0.0040961 | 0 | 0 | 0.00283 | 0 | 9.1025e-05 | 0 | 0 | 6.289e-05 | 3
2016-03-27 | 15-16 | 15-16 |  | 0 | 0.025149 | 0.019821 | 0.35292 | 0.077095 | 0 | 0.0026493 | 0.00015797 | 0.00086617 | 0.0019923 | 3
2016-03-28 | 15-16 | 15-16 |  | 0 | 0.045718 | 0.041571 | 0.0008373 | 0.037545 | 0 | 0.0038399 | 0.00027437 | 1.4436e-05 | 0.0026938 | 3
2016-03-29 | 15-16 | 15-16 |  | 0 | 0.38288 | 0 | 0.00045474 | 0.26461 | 0 | 0.0036596 | 0 | 7.2181e-06 | 0.0025296 | 3
2016-03-30 | 15-16 | 15-16 |  | 0 | 0.00058492 | 0.0096529 | 0 | 0.0017563 | 0 | 1.6857e-06 | 7.4829e-05 | 0 | 1.1646e-05 | 3
2016-03-31 | 15-16 | 15-16 |  | 0 | 0.22527 | 0.069374 | 0.0031615 | 0.16587 | 0 | 0.0052694 | 0.0049553 | 1.4436e-05 | 0.0043371 | 3
2016-04-01 | 15-16 | 15-16 |  | 0 | 0.00048547 | 0.0021285 | 0.26681 | 0.043683 | 0 | 1.6857e-06 | 1.6629e-05 | 0.00072181 | 0.00011996 | 4
2016-04-02 | 15-16 | 15-16 |  | 0 | 0.11475 | 0 | 0.28278 | 0.12491 | 0 | 0.0010451 | 0 | 0.00057745 | 0.00081524 | 4
2016-04-03 | 15-16 | 15-16 |  | 0 | 0.13914 | 0 | 0.60943 | 0.19446 | 0 | 0.00042591 | 0 | 0.0039266 | 0.00092782 | 4
2016-04-04 | 15-16 | 15-16 |  | 0 | 0.0063212 | 0.021916 | 0 | 0.0074373 | 0 | 9.2711e-05 | 0.00024111 | 0 | 9.7828e-05 | 4
2016-04-05 | 15-16 | 15-16 |  | 0 | 0.057272 | 0.011723 | 0.15353 | 0.065983 | 0 | 0.0022537 | 4.1571e-05 | 0.0008373 | 0.001698 | 4
2016-04-06 | 15-16 | 15-16 |  | 0 | 0.29056 | 0.06494 | 0.25179 | 0.25047 | 0 | 0.0041636 | 0.00023557 | 0.00094557 | 0.0030622 | 4
2016-04-07 | 15-16 | 15-16 |  | 0 | 0 | 0.76328 | 0.12922 | 0.12777 | 0 | 0 | 0.0072251 | 0.001025 | 0.0011774 | 4
2016-04-08 | 15-16 | 15-16 |  | 0 | 0.76631 | 0.087499 | 0.066385 | 0.55241 | 0 | 0.0047283 | 0.00036029 | 0.00054857 | 0.0034057 | 4
2016-04-09 | 15-16 | 15-16 |  | 0 | 0.014481 | 0 | 0.025812 | 0.01417 | 0 | 0.0015171 | 0 | 0.00012993 | 0.0010691 | 4
2016-04-10 | 15-16 | 15-16 |  | 0 | 0 | 0.049636 | 0.12763 | 0.027546 | 0 | 0 | 0.00024943 | 0.00093113 | 0.00018518 | 4
2016-04-11 | 15-16 | 15-16 |  | 0.034907 | 0.0013193 | 0.091939 | 0.33015 | 0.067327 | 0.00030354 | 2.2475e-06 | 0.00094783 | 0.0025696 | 0.00055126 | 4
2016-04-12 | 15-16 | 15-16 |  | 0 | 0.69731 | 0.39637 | 0.031074 | 0.54231 | 0 | 0.0050367 | 0.0079318 | 0.00025263 | 0.0046317 | 4
2016-04-13 | 15-16 | 15-16 |  | 0 | 0.018997 | 0.22599 | 2.6628 | 0.47442 | 0 | 0.00018037 | 0.0029349 | 0.01326 | 0.0026751 | 4
2016-04-14 | 15-16 | 15-16 |  | 0 | 0.00027813 | 0.027154 | 0.013317 | 0.0061446 | 0 | 3.3713e-06 | 0.00074829 | 9.8647e-05 | 0.00012306 | 4
2016-04-15 | 15-16 | 15-16 |  | 0 | 0.0013772 | 0 | 0.39197 | 0.064195 | 0 | 1.6857e-06 | 0 | 0.0035224 | 0.0005695 | 4
2016-04-16 | 15-16 | 15-16 |  | 0 | 0 | 0.0071337 | 0.14639 | 0.024619 | 0 | 0 | 8.3143e-06 | 0.00073624 | 0.00011996 | 4
2016-04-17 | 15-16 | 15-16 |  | 0 | 0.00012642 | 0 | 0.013072 | 0.0021965 | 0 | 1.6857e-06 | 0 | 0.00028872 | 4.775e-05 | 4
2016-04-18 | 15-16 | 15-16 |  | 0 | 0 | 0 | 1.8463 | 0.29789 | 0 | 0 | 0 | 0.012644 | 0.00204 | 4
2016-04-19 | 15-16 | 15-16 |  | 0 | 0.019877 | 0 | 1.6211 | 0.27529 | 0 | 0.00034893 | 0 | 0.011258 | 0.0020575 | 4
2016-04-20 | 15-16 | 15-16 |  | 0 | 0.07434 | 0.31653 | 0.2328 | 0.13326 | 0 | 0.00063549 | 0.0053045 | 0.0083874 | 0.0025354 | 4
2016-04-21 | 15-16 | 15-16 |  | 0 | 0.51926 | 1.3307 | 0.014061 | 0.54743 | 0 | 0.010567 | 0.003747 | 7.2181e-05 | 0.0078375 | 4
2016-04-22 | 15-16 | 15-16 |  | 0 | 0.20095 | 0.051549 | 0.0016674 | 0.14633 | 0 | 0.0032921 | 0.00048777 | 2.1654e-05 | 0.0023463 | 4
2016-04-23 | 15-16 | 15-16 |  | 0 | 0.00024948 | 0.0067512 | 0.1955 | 0.032661 | 0 | 1.6857e-06 | 5.82e-05 | 0.00068812 | 0.00012034 | 4
2016-04-24 | 15-16 | 15-16 |  | 0 | 0.026927 | 0 | 0.018818 | 0.02164 | 0 | 0.00027476 | 0 | 0.00018767 | 0.00022011 | 4
2016-04-25 | 15-16 | 15-16 |  | 0 | 0 | 0 | 0.20193 | 0.03258 | 0 | 0 | 0 | 0.00088061 | 0.00014208 | 4
2016-04-26 | 15-16 | 15-16 |  | 0 | 0.0022251 | 0 | 0.0011765 | 0.0017271 | 0 | 1.0114e-05 | 0 | 2.8872e-05 | 1.1646e-05 | 4
2016-04-27 | 15-16 | 15-16 |  | 0 | 0.3584 | 0 | 0.48168 | 0.32534 | 0 | 0.00075855 | 0 | 0.0035946 | 0.0011041 | 4
2016-04-28 | 15-16 | 15-16 |  | 0 | 0.011314 | 0.003625 | 0.011498 | 0.01018 | 0 | 0.0014143 | 3.3257e-05 | 0.00019489 | 0.0010132 | 4
2016-04-29 | 15-16 | 15-16 |  | 0 | 0.24552 | 0.72364 | 0.017482 | 0.27382 | 0 | 0.001566 | 0.0016712 | 0.00010105 | 0.0013323 | 4
2016-04-30 | 15-16 | 15-16 |  | 0 | 1.3855 | 7.8633 | 4.3601 | 2.7622 | 0 | 0.012863 | 0.031805 | 0.031757 | 0.018466 | 4
2016-05-01 | 15-16 | 15-16 |  | 0 | 0.061592 | 0.064826 | 1.8047 | 0.34282 | 0 | 0.00041973 | 0.00029931 | 0.0056373 | 0.0012415 | 5
2016-05-02 | 15-16 | 15-16 |  | 0 | 0.29489 | 0.24364 | 0.097206 | 0.25355 | 0 | 0.0027308 | 0.0055373 | 0.00079399 | 0.0027904 | 5
2016-05-03 | 15-16 | 15-16 |  | 0 | 0.41695 | 4.885 | 1.7227 | 1.2503 | 0 | 0.0065027 | 0.041898 | 0.013765 | 0.012583 | 5
2016-05-04 | 15-16 | 15-16 |  | 0 | 0.59551 | 0 | 0.057846 | 0.42077 | 0 | 0.0032365 | 0 | 0.00043308 | 0.002306 | 5
2016-05-05 | 15-16 | 15-16 |  | 0 | 0.066293 | 1.2668 | 0.019604 | 0.22642 | 0 | 0.00043321 | 0.011615 | 5.0527e-05 | 0.0019344 | 5
2016-05-06 | 15-16 | 15-16 |  | 0 | 0 | 0.011529 | 0.0065107 | 0.0026654 | 0 | 0 | 8.8686e-05 | 5.0527e-05 | 2.0575e-05 | 5
2016-05-07 | 15-16 | 15-16 |  | 0 | 1.0908 | 0.055938 | 0.22431 | 0.79765 | 0 | 0.0081507 | 0.00048223 | 0.0054713 | 0.0065817 | 5
2016-05-08 | 15-16 | 15-16 |  | 0 | 0 | 0.15391 | 3.1021 | 0.52208 | 0 | 0 | 0.0014799 | 0.0093691 | 0.001719 | 5
2016-05-09 | 15-16 |  | MED | 0 | 5.8313 | 14.5123 | 16.3577 | 8.701 | 0 | 0.053157 | 0.076663 | 0.03111 | 0.052484 | 5
2016-05-10 | 15-16 | 15-16 |  | 0 | 0.35901 | 0.21592 | 0.18104 | 0.3075 | 0 | 0.0082125 | 0.0013802 | 0.0017444 | 0.0061488 | 5
2016-05-11 | 15-16 | 15-16 |  | 0 | 0.28194 | 0 | 0.50493 | 0.27626 | 0 | 0.0037354 | 0 | 0.001689 | 0.0028533 | 5
2016-05-12 | 15-16 | 15-16 |  | 0 | 0.28628 | 0.00064851 | 0.6481 | 0.30245 | 0 | 0.0027527 | 8.3143e-06 | 0.0023459 | 0.0022815 | 5
2016-05-13 | 15-16 | 15-16 |  | 0 | 0 | 0 | 0.020239 | 0.0032656 | 0 | 0 | 0 | 0.0011838 | 0.000191 | 5
2016-05-14 | 15-16 | 15-16 |  | 0.073911 | 0.25527 | 0.01016 | 0.33758 | 0.23282 | 0.00015177 | 0.0039883 | 4.1571e-05 | 0.0021799 | 0.0031142 | 5
2016-05-15 | 15-16 | 15-16 |  | 0 | 0 | 0 | 1.1976 | 0.19324 | 0 | 0 | 0 | 0.0064313 | 0.0010377 | 5
2016-05-16 | 15-16 | 15-16 |  | 0.0044013 | 0 | 0.21923 | 0.45352 | 0.10392 | 0.00015177 | 0 | 0.0010033 | 0.0010466 | 0.00031057 | 5
2016-05-17 | 15-16 | 15-16 |  | 0 | 0.016673 | 0.035355 | 0.011166 | 0.018273 | 0 | 0.0045479 | 0.00029654 | 0.00016602 | 0.0032105 | 5
2016-05-18 | 15-16 | 15-16 |  | 0 | 0.78184 | 0.0036583 | 0.15146 | 0.56513 | 0 | 0.00607 | 8.3143e-06 | 0.00071459 | 0.0043103 | 5
2016-05-19 | 15-16 | 15-16 |  | 0 | 0.0004703 | 0.064053 | 0.99303 | 0.16952 | 0 | 1.6857e-06 | 0.00040463 | 0.0036668 | 0.00064947 | 5
2016-05-20 | 15-16 | 15-16 |  | 0 | 0.00094397 | 0.0033091 | 0.18064 | 0.030262 | 0 | 3.3713e-06 | 1.6629e-05 | 0.00075068 | 0.00012578 | 5
2016-05-21 | 15-16 | 15-16 |  | 0 | 0 | 0 | 0.48945 | 0.078972 | 0 | 0 | 0 | 0.001855 | 0.00029931 | 5
2016-05-22 | 15-16 | 15-16 |  | 0 | 0.59611 | 0.25499 | 0.3203 | 0.49925 | 0 | 0.0088519 | 0.0038745 | 0.0024566 | 0.0070549 | 5
2016-05-23 | 15-16 | 15-16 |  | 0 | 0.0069236 | 0.0010642 | 0.78739 | 0.13198 | 0 | 0.00014721 | 8.3143e-06 | 0.011318 | 0.001929 | 5
2016-05-24 | 15-16 | 15-16 |  | 0 | 0.025568 | 0.12643 | 0.34016 | 0.090258 | 0 | 0.00026633 | 0.0082228 | 0.0013353 | 0.0015513 | 5
2016-05-25 | 15-16 | 15-16 |  | 0 | 0.057713 | 1.1846 | 2.1183 | 0.54758 | 0 | 0.00061358 | 0.0079152 | 0.0048794 | 0.0023199 | 5
2016-05-26 | 15-16 | 15-16 |  | 0 | 0.02397 | 0.15243 | 0.68962 | 0.14918 | 0 | 7.5855e-05 | 0.0014799 | 0.0037534 | 0.00086532 | 5
2016-05-27 | 15-16 | 15-16 |  | 0 | 0.0059369 | 1.4485 | 0.47783 | 0.28409 | 0 | 1.0114e-05 | 0.0077905 | 0.0015663 | 0.001351 | 5
2016-05-28 | 15-16 | 15-16 |  | 0 | 0.13945 | 0.39515 | 0.014963 | 0.15411 | 0 | 0.00071303 | 0.0043401 | 0.00016602 | 0.0011274 | 5
2016-05-29 | 15-16 | 15-16 |  | 0 | 0.074026 | 0.0006402 | 0.14707 | 0.074963 | 0 | 0.0012963 | 8.3143e-06 | 0.00069294 | 0.0010086 | 5
2016-05-30 | 15-16 | 15-16 |  | 0 | 0.00014834 | 0.0093785 | 0.045286 | 0.008723 | 0 | 1.6857e-06 | 0.00078154 | 0.00030075 | 0.00015917 | 5
2016-05-31 | 15-16 | 15-16 |  | 0 | 0.0045294 | 2.7828 | 0.11315 | 0.41118 | 0 | 1.6857e-05 | 0.017493 | 0.00072181 | 0.0025785 | 5
2016-06-01 | 15-16 | 15-16 |  | 0 | 0.051081 | 0 | 0.024116 | 0.039183 | 0 | 0.00018767 | 0 | 0.00013714 | 0.00015179 | 6
2016-06-02 | 15-16 | 15-16 |  | 0 | 0.06408 | 0 | 0.37331 | 0.10451 | 0 | 0.0007164 | 0 | 0.0013041 | 0.00070537 | 6
2016-06-03 | 15-16 | 15-16 |  | 0 | 0.42679 | 0 | 1.1042 | 0.47304 | 0 | 0.0042327 | 0 | 0.0086112 | 0.0043138 | 6
2016-06-04 | 15-16 | 15-16 |  | 0.13113 | 0.094337 | 0 | 0.12474 | 0.086311 | 0.0004553 | 0.0016503 | 0 | 0.00039459 | 0.0012073 | 6
2016-06-05 | 15-16 | 15-16 |  | 0 | 0.57488 | 0.0764 | 0.062018 | 0.41789 | 0 | 0.0040169 | 0.00069009 | 0.0004403 | 0.002943 | 6
2016-06-06 | 15-16 | 15-16 |  | 0 | 0.0017548 | 0.63453 | 0.0048866 | 0.090883 | 0 | 6.7426e-06 | 0.0047807 | 2.8872e-05 | 0.00067898 | 6
2016-06-07 | 15-16 | 15-16 |  | 0 | 0.00045513 | 2.3327 | 0.15749 | 0.35248 | 0 | 3.3713e-06 | 0.0059115 | 0.0029594 | 0.0013079 | 6
2016-06-08 | 15-16 | 15-16 |  | 0 | 0.77999 | 2.3286 | 0.9434 | 1.0173 | 0 | 0.0058717 | 0.019455 | 0.0041648 | 0.007454 | 6
2016-06-09 | 15-16 | 15-16 |  | 0 | 0.45624 | 0.20608 | 0.48437 | 0.42223 | 0 | 0.0070129 | 0.0013469 | 0.0045859 | 0.0057738 | 6
2016-06-10 | 15-16 | 15-16 |  | 0 | 0.32632 | 0 | 0.0061642 | 0.22645 | 0 | 0.0036461 | 0 | 0.00046677 | 0.0025944 | 6
2016-06-11 | 15-16 | 15-16 |  | 0 | 0.058834 | 0.0041571 | 0.012011 | 0.043169 | 0 | 6.1246e-05 | 1.6629e-05 | 0.00012271 | 6.4443e-05 | 6
2016-06-12 | 15-16 | 15-16 |  | 0 | 0 | 0.62672 | 0.012278 | 0.089769 | 0 | 0 | 0.0061193 | 0.00011549 | 0.0008758 | 6
2016-06-13 | 15-16 | 15-16 |  | 0 | 0.4103 | 0 | 0 | 0.28348 | 0 | 0.0050997 | 0 | 0 | 0.0035234 | 6
2016-06-14 | 15-16 | 15-16 |  | 0 | 0.13084 | 0.0008148 | 0.18365 | 0.12014 | 0 | 0.00037759 | 8.3143e-06 | 0.020406 | 0.0035544 | 6
2016-06-15 | 15-16 | 15-16 |  | 0 | 0.20898 | 0 | 0.0071964 | 0.14555 | 0 | 0.0018576 | 0 | 7.2181e-06 | 0.0012846 | 6
2016-06-16 | 15-16 | 15-16 |  | 0 | 0.14021 | 0.0048722 | 1.5844 | 0.35319 | 0 | 0.0038017 | 1.6629e-05 | 0.011236 | 0.0044419 | 6
2016-06-17 | 15-16 | 15-16 |  | 0 | 0.0098442 | 0.025741 | 0.14628 | 0.034009 | 0 | 4.158e-05 | 0.00029931 | 0.00095279 | 0.00022438 | 6
2016-06-18 | 15-16 | 15-16 |  | 0 | 0 | 0.23863 | 5.0959 | 0.85564 | 0 | 0 | 0.00041571 | 0.006453 | 0.0010994 | 6
2016-06-19 | 15-16 | 15-16 |  | 0 | 0.244 | 0.038079 | 0 | 0.17392 | 0 | 0.0013957 | 3.3257e-05 | 0 | 0.00096897 | 6
2016-06-20 | 15-16 | 15-16 |  | 0 | 0.035119 | 0.17169 | 0.032457 | 0.05355 | 0 | 0.00026128 | 0.0011557 | 0.00039459 | 0.00040607 | 6
2016-06-21 | 15-16 | 15-16 |  | 0.1976 | 0.21334 | 13.9826 | 0.00057745 | 2.1076 | 0.0012141 | 0.0059122 | 0.069058 | 1.4436e-05 | 0.01377 | 6
2016-06-22 | 15-16 | 15-16 |  | 0 | 0.0010738 | 0.022681 | 0.022347 | 0.0075246 | 0 | 3.3713e-06 | 0.00051549 | 9.3835e-05 | 8.9676e-05 | 6
2016-06-23 | 15-16 | 15-16 |  | 0.011838 | 0.46351 | 0.025525 | 1.1373 | 0.50741 | 0.00015177 | 0.0044097 | 4.1571e-05 | 0.0080626 | 0.0043545 | 6
2016-06-24 | 15-16 | 15-16 |  | 0 | 5.3193 | 3.1541 | 0.55315 | 4.2062 | 0 | 0.040552 | 0.023468 | 0.015228 | 0.033762 | 6
2016-06-25 | 15-16 | 15-16 |  | 0 | 0.29986 | 0.31141 | 0.011693 | 0.25268 | 0 | 0.0046777 | 0.0022282 | 7.2181e-05 | 0.0035556 | 6
2016-06-26 | 15-16 | 15-16 |  | 0 | 0.24514 | 0 | 0.026382 | 0.17362 | 0 | 0.0075776 | 0 | 0.00031038 | 0.0052855 | 6
2016-06-27 | 15-16 | 15-16 |  | 0 | 0.83635 | 0.0045978 | 1.1522 | 0.76438 | 0 | 0.0048862 | 8.3143e-06 | 0.019222 | 0.0064784 | 6
2016-06-28 | 15-16 | 15-16 |  | 0 | 0.66514 | 0.00582 | 1.067 | 0.63252 | 0 | 0.0070528 | 3.3257e-05 | 0.0022232 | 0.0052361 | 6
2016-06-29 | 15-16 | 15-16 |  | 0 | 0.0061864 | 0.0050385 | 0.020432 | 0.0082766 | 0 | 9.9454e-05 | 4.9886e-05 | 2.6466e-05 | 7.9971e-05 | 6
2016-06-30 | 15-16 | 15-16 |  | 0 | 0.27195 | 0.22914 | 0.83453 | 0.35464 | 0 | 0.0048749 | 0.0016545 | 0.0031711 | 0.0041115 | 6
2016-07-01 | 16-17 | 16-17 |  | 0 | 0.035356 | 0.016525 | 0.044618 | 0.033901 | 0 | 0.00073441 | 0.00022331 | 0.00040439 | 0.00060344 | 7
2016-07-02 | 16-17 | 16-17 |  | 0 | 0.0014809 | 0.053465 | 0.021539 | 0.012021 | 0 | 6.5965e-06 | 0.0016789 | 0.00022703 | 0.00027781 | 7
2016-07-03 | 16-17 | 16-17 |  | 0 | 0.017692 | 0.017897 | 0.13085 | 0.035738 | 0 | 0.00018195 | 0.00028519 | 0.00044696 | 0.00023758 | 7
2016-07-04 | 16-17 | 16-17 |  | 0 | 0.28019 | 0.49813 | 0.016959 | 0.26644 | 0 | 0.0056009 | 0.0020232 | 0.00035237 | 0.0042089 | 7
2016-07-05 | 16-17 | 16-17 |  | 0 | 1.5051 | 0.6142 | 1.8511 | 1.4228 | 0 | 0.011801 | 0.0025586 | 0.014364 | 0.010813 | 7
2016-07-06 | 16-17 | 16-17 |  | 0 | 0.058157 | 0.44851 | 1.9878 | 0.42243 | 0 | 0.0012264 | 0.018919 | 0.011848 | 0.0054169 | 7
2016-07-07 | 16-17 | 16-17 |  | 0 | 0.46307 | 1.2502 | 0.19884 | 0.52797 | 0 | 0.0047181 | 0.018911 | 0.0019061 | 0.006231 | 7
2016-07-08 | 16-17 | 16-17 |  | 0 | 0.027455 | 0.053056 | 0.016956 | 0.02916 | 0 | 0.0027232 | 0.00036591 | 0.00049662 | 0.0020115 | 7
2016-07-09 | 16-17 | 16-17 |  | 0 | 0.31433 | 0.50782 | 0 | 0.28865 | 0 | 0.0029332 | 0.00054079 | 0 | 0.0021014 | 7
2016-07-10 | 16-17 | 16-17 |  | 0 | 1.135 | 1.2871 | 1.2185 | 1.1607 | 0 | 0.0094428 | 0.0056258 | 0.0056048 | 0.0082125 | 7
2016-07-11 | 16-17 |  | MED | 0 | 1.6524 | 65.1168 | 48.823 | 18.1615 | 0 | 0.011521 | 0.10318 | 0.075007 | 0.034546 | 7
2016-07-12 | 16-17 |  | MED | 0 | 30.2684 | 55.5345 | 34.8917 | 34.3308 | 0 | 0.11626 | 0.14579 | 0.10052 | 0.11696 | 7
2016-07-13 | 16-17 | 16-17 |  | 0 | 0.39197 | 3.1084 | 0.77427 | 0.83334 | 0 | 0.0020581 | 0.014416 | 0.0033841 | 0.0039975 | 7
2016-07-14 | 16-17 | 16-17 |  | 0 | 0.049487 | 1.4035 | 0.06222 | 0.24214 | 0 | 0.00015337 | 0.0034707 | 0.0001277 | 0.00061596 | 7
2016-07-15 | 16-17 | 16-17 |  | 0 | 0.53028 | 0.024578 | 0.19623 | 0.40107 | 0 | 0.0025693 | 0.0002825 | 0.0018872 | 0.0021166 | 7
2016-07-16 | 16-17 | 16-17 |  | 0 | 0.0045169 | 1.7863 | 0.040338 | 0.26157 | 0 | 5.4421e-05 | 0.017375 | 0.00013007 | 0.0025094 | 7
2016-07-17 | 16-17 | 16-17 |  | 0 | 0.018571 | 0.00077486 | 1.6627 | 0.27977 | 0 | 9.29e-05 | 8.0714e-06 | 0.011238 | 0.0018688 | 7
2016-07-18 | 16-17 | 16-17 |  | 0 | 0.14289 | 0.12144 | 0.39713 | 0.17951 | 0 | 0.0034549 | 0.0017596 | 0.0089984 | 0.0040776 | 7
2016-07-19 | 16-17 | 16-17 |  | 0 | 0.0081378 | 0 | 0.0033132 | 0.0061501 | 0 | 6.8163e-05 | 0 | 4.9662e-05 | 5.5031e-05 | 7
2016-07-20 | 16-17 | 16-17 |  | 0 | 0.32504 | 0 | 0.023192 | 0.22813 | 0 | 0.0038672 | 0 | 9.696e-05 | 0.0026855 | 7
2016-07-21 | 16-17 | 16-17 |  | 0 | 0.34558 | 0.20275 | 0.66743 | 0.3743 | 0 | 0.0046456 | 0.0029219 | 0.0024098 | 0.0040062 | 7
2016-07-22 | 16-17 | 16-17 |  | 0 | 3.1366 | 4.091 | 2.3518 | 3.12 | 0 | 0.019518 | 0.012785 | 0.0076717 | 0.01651 | 7
2016-07-23 | 16-17 | 16-17 |  | 0 | 0.0096358 | 1.6783 | 0.99224 | 0.40264 | 0 | 3.793e-05 | 0.005728 | 0.0066122 | 0.0018953 | 7
2016-07-24 | 16-17 | 16-17 |  | 0 | 1.5244 | 3.7029 | 0.67581 | 1.6832 | 0 | 0.021967 | 0.025743 | 0.0025824 | 0.019212 | 7
2016-07-25 | 16-17 | 16-17 |  | 0 | 0.045198 | 0.39748 | 3.9564 | 0.7222 | 0 | 0.00077563 | 0.0036644 | 0.032657 | 0.0062932 | 7
2016-07-26 | 16-17 | 16-17 |  | 0 | 0.096023 | 1.3553 | 10.1377 | 1.8844 | 0 | 0.0015881 | 0.0063576 | 0.032472 | 0.0072044 | 7
2016-07-27 | 16-17 | 16-17 |  | 0 | 0.026151 | 0.028113 | 0.37698 | 0.082519 | 0 | 0.0017178 | 0.00069414 | 0.0062929 | 0.0022938 | 7
2016-07-28 | 16-17 | 16-17 |  | 0 | 0.038606 | 2.8854 | 0.11086 | 0.45147 | 0 | 0.001487 | 0.023017 | 0.0015324 | 0.0045193 | 7
2016-07-29 | 16-17 | 16-17 |  | 0 | 0 | 1.4507 | 0.016729 | 0.20732 | 0 | 0 | 0.0058679 | 5.6757e-05 | 0.00083684 | 7
2016-07-30 | 16-17 | 16-17 |  | 0 | 1.422 | 0.10106 | 0.43162 | 1.0653 | 0 | 0.015604 | 0.00059729 | 0.01409 | 0.013119 | 7
2016-07-31 | 16-17 | 16-17 |  | 0 | 0.0018734 | 0 | 0.050419 | 0.0093848 | 0 | 4.9473e-06 | 0 | 0.00030743 | 5.2753e-05 | 7
2016-08-01 | 16-17 | 16-17 |  | 0 | 0.0099469 | 8.5168 | 1.1968 | 1.4003 | 0 | 2.4187e-05 | 0.054692 | 0.008996 | 0.0091753 | 8
2016-08-02 | 16-17 | 16-17 |  | 0 | 0.66998 | 4.0656 | 1.9301 | 1.3458 | 0 | 0.0084424 | 0.022718 | 0.006598 | 0.010092 | 8
2016-08-03 | 16-17 | 16-17 |  | 0 | 0.39414 | 2.0327 | 0 | 0.55885 | 0 | 0.0030959 | 0.011591 | 0 | 0.0037724 | 8
2016-08-04 | 16-17 | 16-17 |  | 0 | 0.30459 | 1.4244 | 0.13739 | 0.43327 | 0 | 0.015551 | 0.0095808 | 0.009398 | 0.013596 | 8
2016-08-05 | 16-17 | 16-17 |  | 0 | 0.86619 | 0 | 0.30784 | 0.64743 | 0 | 0.0089778 | 0 | 0.010493 | 0.0078823 | 8
2016-08-06 | 16-17 | 16-17 |  | 0 | 0.014331 | 0.016369 | 0.081579 | 0.025295 | 0 | 0.0018553 | 9.6857e-05 | 0.00083244 | 0.0014281 | 8
2016-08-07 | 16-17 | 16-17 |  | 0 | 0.46684 | 0.072837 | 1.1587 | 0.51853 | 0 | 0.0047643 | 0.0015497 | 0.0056048 | 0.0044074 | 8
2016-08-08 | 16-17 | 16-17 |  | 0 | 0.16525 | 0.88092 | 5.0898 | 1.0552 | 0 | 0.0051353 | 0.011139 | 0.012103 | 0.0070591 | 8
2016-08-09 | 16-17 | 16-17 |  | 0 | 1.5313 | 1.1518 | 0.47251 | 1.2955 | 0 | 0.014193 | 0.0043102 | 0.0055929 | 0.011305 | 8
2016-08-10 | 16-17 | 16-17 |  | 0 | 0.48878 | 0.60287 | 1.0549 | 0.59179 | 0 | 0.003185 | 0.0021228 | 0.0046541 | 0.0032453 | 8
2016-08-11 | 16-17 | 16-17 |  | 0 | 0.056105 | 0 | 0.0012912 | 0.038942 | 0 | 6.2666e-05 | 0 | 2.8379e-05 | 4.782e-05 | 8
2016-08-12 | 16-17 | 16-17 |  | 0 | 0.094909 | 0 | 0.00070946 | 0.06564 | 0 | 0.0015491 | 0 | 2.1284e-05 | 0.0010729 | 8
2016-08-13 | 16-17 | 16-17 |  | 0 | 0.62902 | 0.017095 | 1.3676 | 0.65617 | 0 | 0.0063683 | 4.0357e-05 | 0.009897 | 0.0059907 | 8
2016-08-14 | 16-17 | 16-17 |  | 0 | 0.26675 | 0.1203 | 0.16743 | 0.22801 | 0 | 0.0019234 | 0.0011139 | 0.00023412 | 0.0015226 | 8
2016-08-15 | 16-17 | 16-17 |  | 0 | 0.19404 | 0.055055 | 0.033953 | 0.14718 | 0 | 0.0028958 | 0.00028519 | 0.00014662 | 0.0020631 | 8
2016-08-16 | 16-17 | 16-17 |  | 0 | 0.0099689 | 0.0071029 | 0.11041 | 0.025604 | 0 | 4.6175e-05 | 8.0714e-06 | 0.00089392 | 0.00017648 | 8
2016-08-17 | 16-17 | 16-17 |  | 0 | 0.0039414 | 0 | 0.20372 | 0.035415 | 0 | 3.4082e-05 | 0 | 0.0010429 | 0.0001909 | 8
2016-08-18 | 16-17 | 16-17 |  | 0 | 0.1988 | 1.6699 | 2.1224 | 0.71341 | 0 | 0.0024094 | 0.017865 | 0.015317 | 0.0066416 | 8
2016-08-19 | 16-17 | 16-17 |  | 0 | 0.45478 | 0.43638 | 0.053962 | 0.3842 | 0 | 0.0057867 | 0.0038662 | 0.00034527 | 0.004596 | 8
2016-08-20 | 16-17 | 16-17 |  | 0 | 0.2016 | 0.0059406 | 0.46715 | 0.21499 | 0 | 0.00045516 | 2.1524e-05 | 0.0071869 | 0.0014706 | 8
2016-08-21 | 16-17 | 16-17 |  | 0 | 9.5649e-05 | 1.9957 | 0.0025541 | 0.28199 | 0 | 1.6491e-06 | 0.0091127 | 2.1284e-05 | 0.00129 | 8
2016-08-22 | 16-17 | 16-17 |  | 0 | 0.0058148 | 0.0017434 | 1.8499 | 0.30114 | 0 | 6.7614e-05 | 8.0714e-06 | 0.0094501 | 0.0015644 | 8
2016-08-23 | 16-17 | 16-17 |  | 0 | 0.059525 | 0.10912 | 0.36254 | 0.11467 | 0 | 0.00042217 | 0.0010466 | 0.0018162 | 0.00073058 | 8
2016-08-24 | 16-17 | 16-17 |  | 0 | 0.011398 | 0.081925 | 0.083291 | 0.032792 | 0 | 0.00035951 | 0.0070249 | 0.025321 | 0.0053027 | 8
2016-08-25 | 16-17 | 16-17 |  | 0 | 0.58735 | 0 | 0.021738 | 0.409 | 0 | 0.0042162 | 0 | 0.00035473 | 0.0029679 | 8
2016-08-26 | 16-17 | 16-17 |  | 0 | 0.089087 | 0.21913 | 0.026477 | 0.096666 | 0 | 7.9158e-05 | 0.0018484 | 0.00014189 | 0.00033815 | 8
2016-08-27 | 16-17 | 16-17 |  | 0 | 0.084789 | 0.14085 | 0 | 0.078408 | 0 | 0.00010719 | 0.0011219 | 0 | 0.00023227 | 8
2016-08-28 | 16-17 | 16-17 |  | 0 | 0.0018542 | 0 | 0.0036466 | 0.0018653 | 0 | 3.1883e-05 | 0 | 1.4189e-05 | 2.4289e-05 | 8
2016-08-29 | 16-17 | 16-17 |  | 0 | 0.53799 | 0.0001695 | 2.446 | 0.76399 | 0 | 0.003334 | 2.4214e-05 | 0.0042213 | 0.0029827 | 8
2016-08-30 | 16-17 | 16-17 |  | 0 | 0.324 | 0.25622 | 2.5931 | 0.67598 | 0 | 0.0076074 | 0.00082329 | 0.011359 | 0.0071912 | 8
2016-08-31 | 16-17 | 16-17 |  | 0 | 0.066078 | 0 | 0.0017595 | 0.045903 | 0 | 0.00038424 | 0 | 2.8379e-05 | 0.00026984 | 8
2016-09-01 | 16-17 | 16-17 |  | 0 | 0.032534 | 0.0012995 | 0.18947 | 0.053052 | 0 | 0.00020834 | 8.0714e-06 | 0.0010926 | 0.00032032 | 9
2016-09-02 | 16-17 | 16-17 |  | 0 | 0.028215 | 0.25182 | 0.19161 | 0.085752 | 0 | 7.2561e-05 | 0.0021309 | 0.00041149 | 0.00041671 | 9
2016-09-03 | 16-17 | 16-17 |  | 0 | 0.57012 | 0.0022842 | 0.22845 | 0.4306 | 0 | 0.0054025 | 8.0714e-06 | 0.00049662 | 0.0038108 | 9
2016-09-04 | 16-17 | 16-17 |  | 0 | 0.18534 | 0.0032932 | 0.28649 | 0.1744 | 0 | 0.0014501 | 2.4214e-05 | 0.001899 | 0.0013093 | 9
2016-09-05 | 16-17 | 16-17 |  | 0 | 0.0027859 | 0.00092822 | 0.0013976 | 0.0022786 | 0 | 3.9029e-05 | 4.0357e-05 | 1.4189e-05 | 3.4916e-05 | 9
2016-09-06 | 16-17 | 16-17 |  | 0 | 0.2251 | 0.0035514 | 0.30428 | 0.20474 | 0 | 0.0027656 | 4.0357e-05 | 0.0018351 | 0.0022096 | 9
2016-09-07 | 16-17 | 16-17 |  | 0 | 0.19831 | 0.69398 | 0.054146 | 0.2435 | 0 | 0.0017497 | 0.011244 | 0.00042568 | 0.0028623 | 9
2016-09-08 | 16-17 | 16-17 |  | 0 | 0.76276 | 1.6694 | 3.1853 | 1.2733 | 0 | 0.0091279 | 0.025869 | 0.0097882 | 0.011522 | 9
2016-09-09 | 16-17 | 16-17 |  | 0 | 0.24362 | 0.59658 | 0.061111 | 0.26216 | 0 | 0.00068878 | 0.0023434 | 0.0011162 | 0.00098524 | 9
2016-09-10 | 16-17 | 16-17 |  | 0 | 0.036505 | 0 | 2.6641 | 0.45275 | 0 | 0.00027485 | 0 | 0.014672 | 0.0025443 | 9
2016-09-11 | 16-17 | 16-17 |  | 0 | 0.32159 | 0.025186 | 1.0643 | 0.39637 | 0 | 0.0027793 | 0.0004251 | 0.0027574 | 0.0024213 | 9
2016-09-12 | 16-17 | 16-17 |  | 0 | 0.040536 | 2.7111 | 0.31264 | 0.46059 | 0 | 0.00032378 | 0.0096669 | 0.0011635 | 0.0017739 | 9
2016-09-13 | 16-17 | 16-17 |  | 0 | 0.020556 | 0.21243 | 0.42161 | 0.11182 | 0 | 0.00026221 | 0.019646 | 0.0040132 | 0.0035963 | 9
2016-09-14 | 16-17 | 16-17 |  | 0 | 3.282 | 6.6476 | 1.7598 | 3.486 | 0 | 0.03331 | 0.040645 | 0.010744 | 0.030455 | 9
2016-09-15 | 16-17 | 16-17 |  | 0 | 0.13042 | 0.59414 | 0.0072011 | 0.17501 | 0 | 0.00050683 | 0.0030591 | 2.8379e-05 | 0.00078599 | 9
2016-09-16 | 16-17 | 16-17 |  | 0 | 0.16636 | 0.093112 | 0.37227 | 0.18774 | 0 | 0.0006536 | 0.0038097 | 0.0015774 | 0.0012418 | 9
2016-09-17 | 16-17 | 16-17 |  | 0 | 0.33961 | 3.0095 | 0.039546 | 0.66533 | 0 | 0.0025429 | 0.016902 | 0.00019865 | 0.0041717 | 9
2016-09-18 | 16-17 | 16-17 |  | 0 | 0.18255 | 2.5734 | 0.027279 | 0.49342 | 0 | 0.00074815 | 0.011744 | 0.00021284 | 0.0022073 | 9
2016-09-19 | 16-17 | 16-17 |  | 0 | 0.025343 | 0.010872 | 0.067165 | 0.029809 | 0 | 0.00013633 | 1.6143e-05 | 0.00023412 | 0.00013397 | 9
2016-09-20 | 16-17 | 16-17 |  | 0 | 0.34933 | 2.5003 | 1.5772 | 0.847 | 0 | 0.004263 | 0.013052 | 0.0053801 | 0.0056477 | 9
2016-09-21 | 16-17 | 16-17 |  | 0 | 0.23746 | 0.16351 | 0.11576 | 0.20559 | 0 | 0.0025072 | 0.0023596 | 0.00051791 | 0.002147 | 9
2016-09-22 | 16-17 | 16-17 |  | 0 | 0.050059 | 0.0071674 | 1.1181 | 0.21501 | 0 | 0.00035236 | 4.0357e-05 | 0.012347 | 0.0022304 | 9
2016-09-23 | 16-17 | 16-17 |  | 0 | 0.010027 | 0.0089432 | 0.094564 | 0.02336 | 0 | 3.1333e-05 | 5.65e-05 | 0.00098615 | 0.00018786 | 9
2016-09-24 | 16-17 | 16-17 |  | 0 | 0.34552 | 0.002147 | 0.76461 | 0.36156 | 0 | 0.0013638 | 1.6143e-05 | 0.0041102 | 0.0016035 | 9
2016-09-25 | 16-17 | 16-17 |  | 0 | 0.29353 | 0 | 0.73329 | 0.32033 | 0 | 0.00088558 | 0 | 0.0029939 | 0.0010919 | 9
2016-09-26 | 16-17 | 16-17 |  | 0 | 0.60248 | 0.22775 | 0.61579 | 0.5469 | 0 | 0.0031993 | 0.0022923 | 0.0036325 | 0.0031151 | 9
2016-09-27 | 16-17 | 16-17 |  | 0 | 0.11752 | 0.0014125 | 0.02183 | 0.08484 | 0 | 0.0039865 | 8.0714e-06 | 0.00011351 | 0.0027716 | 9
2016-09-28 | 16-17 |  | MED | 0 | 3.4146 | 9.8276 | 52.8401 | 12.2236 | 0 | 0.022444 | 0.021319 | 0.045209 | 0.025758 | 9
2016-09-29 | 16-17 |  | MED | 0 | 8.435 | 61.7582 | 62.5223 | 24.5689 | 0 | 0.043159 | 0.189 | 0.084899 | 0.070083 | 9
2016-09-30 | 16-17 | 16-17 |  | 0 | 1.4892 | 4.4382 | 12.1041 | 3.5967 | 0 | 0.0078036 | 0.0035945 | 0.019513 | 0.0090261 | 9
2016-10-01 | 16-17 | 16-17 |  | 0 | 0.34122 | 0.21488 | 3.8808 | 0.88869 | 0 | 0.0016282 | 0.00029326 | 0.010692 | 0.0028813 | 10
2016-10-02 | 16-17 | 16-17 |  | 0 | 0.29454 | 1.3635 | 2.2279 | 0.75323 | 0 | 0.0071984 | 0.010786 | 0.0066619 | 0.0075604 | 10
2016-10-03 | 16-17 | 16-17 |  | 0 | 0.63564 | 1.7264 | 5.812 | 1.6151 | 0 | 0.012539 | 0.013773 | 0.026271 | 0.014816 | 10
2016-10-04 | 16-17 | 16-17 |  | 0 | 0.6814 | 4.9397 | 2.6068 | 1.5856 | 0 | 0.0077932 | 0.042555 | 0.0086838 | 0.012777 | 10
2016-10-05 | 16-17 | 16-17 |  | 0 | 0.99201 | 5.7587 | 0.60438 | 1.5942 | 0 | 0.011565 | 0.054611 | 0.0026439 | 0.016113 | 10
2016-10-06 | 16-17 | 16-17 |  | 0 | 0.28758 | 0.018548 | 0.8608 | 0.33931 | 0 | 0.0063057 | 0.00015336 | 0.005101 | 0.0051937 | 10
2016-10-07 | 16-17 | 16-17 |  | 0 | 0.16798 | 0.16043 | 2.1686 | 0.48662 | 0 | 0.0011362 | 0.0012215 | 0.01443 | 0.0032726 | 10
2016-10-08 | 16-17 | 16-17 |  | 0 | 0.034664 | 0.093204 | 0.16941 | 0.064266 | 0 | 0.00028695 | 0.00048967 | 0.0011564 | 0.00045277 | 10
2016-10-09 | 16-17 | 16-17 |  | 0 | 1.1268 | 4.5903 | 4.6761 | 2.1759 | 0 | 0.0082313 | 0.03531 | 0.021047 | 0.014042 | 10
2016-10-10 | 16-17 | 16-17 |  | 0 | 0.91238 | 1.1826 | 3.3269 | 1.3307 | 0 | 0.010123 | 0.028804 | 0.023382 | 0.014805 | 10
2016-10-11 | 16-17 | 16-17 |  | 0 | 0.082122 | 0.0080634 | 0.2881 | 0.10407 | 0 | 0.0007487 | 5.65e-05 | 0.0071254 | 0.0016684 | 10
2016-10-12 | 16-17 | 16-17 |  | 0 | 0.8356 | 0.3926 | 0.34069 | 0.68696 | 0 | 0.0033065 | 0.0023569 | 0.00075913 | 0.0027371 | 10
2016-10-13 | 16-17 | 16-17 |  | 0 | 0.20611 | 0.023082 | 0.056838 | 0.15468 | 0 | 0.0026199 | 6.1881e-05 | 0.00028852 | 0.0018638 | 10
2016-10-14 | 16-17 | 16-17 |  | 1.2424 | 0.054988 | 0.017133 | 0.080538 | 0.063307 | 0.0079208 | 0.0040794 | 0.00019102 | 0.00078278 | 0.0030328 | 10
2016-10-15 | 16-17 | 16-17 |  | 0 | 0.11956 | 0.0010493 | 0.096764 | 0.09822 | 0 | 0.0049853 | 8.0714e-06 | 0.00060304 | 0.0035398 | 10
2016-10-16 | 16-17 | 16-17 |  | 0 | 0.33369 | 0.10239 | 0.91329 | 0.39139 | 0 | 0.0027353 | 0.00062957 | 0.0095139 | 0.0035041 | 10
2016-10-17 | 16-17 | 16-17 |  | 0 | 0.58869 | 0.097156 | 0.0056048 | 0.42104 | 0 | 0.0050391 | 0.00058922 | 1.4189e-05 | 0.0035645 | 10
2016-10-18 | 16-17 | 16-17 |  | 0 | 0.045315 | 0.0019371 | 0.787 | 0.15786 | 0 | 0.00057939 | 1.6143e-05 | 0.0052193 | 0.0012399 | 10
2016-10-19 | 16-17 | 16-17 |  | 0 | 0.16501 | 0.019678 | 0.075806 | 0.12887 | 0 | 0.0024352 | 0.0021631 | 0.00054392 | 0.0020737 | 10
2016-10-20 | 16-17 | 16-17 |  | 0 | 1.1403 | 0.7221 | 2.952 | 1.3629 | 0 | 0.015031 | 0.0064948 | 0.013253 | 0.013421 | 10
2016-10-21 | 16-17 | 16-17 |  | 0 | 1.1194 | 0.61708 | 0.29077 | 0.90653 | 0 | 0.0077047 | 0.0029488 | 0.0015963 | 0.0059915 | 10
2016-10-22 | 16-17 | 16-17 |  | 0 | 0.082577 | 0.031898 | 1.162 | 0.24799 | 0 | 0.0035747 | 0.00010493 | 0.011429 | 0.0043171 | 10
2016-10-23 | 16-17 | 16-17 |  | 1.9859 | 0.055369 | 0.24834 | 0 | 0.089244 | 0.0014144 | 0.00072451 | 0.0051684 | 0 | 0.0012407 | 10
2016-10-24 | 16-17 | 16-17 |  | 0.09604 | 0.12878 | 0.0624 | 0.075345 | 0.11058 | 0.01372 | 0.0045681 | 0.00113 | 0.00057703 | 0.0035163 | 10
2016-10-25 | 16-17 | 16-17 |  | 0 | 0.35427 | 0.8143 | 0.69691 | 0.4713 | 0 | 0.0080081 | 0.0062312 | 0.0020031 | 0.0067293 | 10
2016-10-26 | 16-17 | 16-17 |  | 0 | 0.075881 | 0.026531 | 1.7241 | 0.33282 | 0 | 0.00095374 | 8.0714e-05 | 0.011706 | 0.0025485 | 10
2016-10-27 | 16-17 | 16-17 |  | 0 | 0.97386 | 0.056624 | 0.064724 | 0.69073 | 0 | 0.0089349 | 0.00010762 | 0.00029797 | 0.0062317 | 10
2016-10-28 | 16-17 | 16-17 |  | 0 | 0.65163 | 0.017991 | 2.3226 | 0.82517 | 0 | 0.0042536 | 0.00016681 | 0.019425 | 0.0060776 | 10
2016-10-29 | 16-17 | 16-17 |  | 0 | 0.053379 | 1.31 | 5.1337 | 1.0455 | 0 | 0.00020779 | 0.0244 | 0.013721 | 0.0057873 | 10
2016-10-30 | 16-17 | 16-17 |  | 0 | 0.068456 | 1.6771 | 1.5154 | 0.52702 | 0 | 0.00053596 | 0.018346 | 0.0058034 | 0.0038893 | 10
2016-10-31 | 16-17 | 16-17 |  | 0 | 0.1459 | 0.1801 | 0.17969 | 0.15497 | 0 | 0.0021504 | 0.00068607 | 0.0009294 | 0.0017306 | 10
2016-11-01 | 16-17 | 16-17 |  | 0 | 0.070758 | 2.8313 | 0.072812 | 0.45992 | 0 | 0.00039634 | 0.0088947 | 0.00055338 | 0.0016171 | 11
2016-11-02 | 16-17 | 16-17 |  | 0 | 0.16947 | 0.81231 | 0.046529 | 0.23906 | 0 | 0.0017035 | 0.006519 | 0.00036656 | 0.0021545 | 11
2016-11-03 | 16-17 | 16-17 |  | 0 | 0.039709 | 0.15285 | 0.09254 | 0.063827 | 0 | 0.00036775 | 0.0010627 | 0.00073548 | 0.00052184 | 11
2016-11-04 | 16-17 | 16-17 |  | 0 | 0.13359 | 0.033206 | 0.041532 | 0.10358 | 0 | 0.0006536 | 0.0001426 | 0.00070237 | 0.00058408 | 11
2016-11-05 | 16-17 | 16-17 |  | 0 | 0.31294 | 0.1915 | 0.61197 | 0.34128 | 0 | 0.0012352 | 0.0016385 | 0.0010713 | 0.0012558 | 11
2016-11-06 | 16-17 | 16-17 |  | 0 | 0.01176 | 0.054716 | 0.27017 | 0.059195 | 0 | 4.4526e-05 | 0.00046007 | 0.00096487 | 0.00025048 | 11
2016-11-07 | 16-17 | 16-17 |  | 0 | 1.2286 | 0.28181 | 0.16518 | 0.91449 | 0 | 0.012232 | 0.0027793 | 0.0003973 | 0.0089009 | 11
2016-11-08 | 16-17 | 16-17 |  | 0 | 0.7524 | 0.0027766 | 1.2632 | 0.72257 | 0 | 0.005812 | 1.6143e-05 | 0.0061132 | 0.004996 | 11
2016-11-09 | 16-17 | 16-17 |  | 0 | 0.0075167 | 0.044684 | 0.035343 | 0.017165 | 0 | 5.4421e-05 | 0.00017757 | 0.00024831 | 0.00010247 | 11
2016-11-10 | 16-17 | 16-17 |  | 0 | 0.049353 | 0.0093952 | 1.581 | 0.28913 | 0 | 0.00032268 | 7.2643e-05 | 0.0035118 | 0.00079661 | 11
2016-11-11 | 16-17 |  | MED | 0 | 4.1182 | 47.0149 | 40.4835 | 15.9721 | 0 | 0.021041 | 0.075904 | 0.040931 | 0.031802 | 11
2016-11-12 | 16-17 | 16-17 |  | 0 | 1.1205 | 2.0534 | 3.3392 | 1.5992 | 0 | 0.0035885 | 0.0084212 | 0.017311 | 0.0064435 | 11
2016-11-13 | 16-17 | 16-17 |  | 0 | 1.0537 | 1.7313 | 3.3954 | 1.5166 | 0 | 0.0070049 | 0.01942 | 0.006125 | 0.0085586 | 11
2016-11-14 | 16-17 | 16-17 |  | 0 | 0.11038 | 0.11851 | 0.23592 | 0.13078 | 0 | 0.00063821 | 0.00075064 | 0.0020527 | 0.00087593 | 11
2016-11-15 | 16-17 | 16-17 |  | 0 | 0.022575 | 0.28688 | 0.062788 | 0.06613 | 0 | 0.00022593 | 0.0077002 | 0.00083007 | 0.0013754 | 11
2016-11-16 | 16-17 | 16-17 |  | 0 | 0.07169 | 2.9196 | 0.21334 | 0.49558 | 0 | 0.00071242 | 0.027564 | 0.00059595 | 0.0044757 | 11
2016-11-17 | 16-17 | 16-17 |  | 0.085149 | 0.27961 | 0.13089 | 0.9236 | 0.36041 | 0.0009901 | 0.0032746 | 0.0021147 | 0.0089061 | 0.0039964 | 11
2016-11-18 | 16-17 | 16-17 |  | 1.1465 | 0.068482 | 1.057 | 0.55363 | 0.29446 | 0.0029703 | 0.00039909 | 0.012215 | 0.0054629 | 0.0028992 | 11
2016-11-19 | 16-17 | 16-17 |  | 0 | 0.069382 | 1.3267 | 0.19584 | 0.26648 | 0 | 0.00050683 | 0.010256 | 0.00099325 | 0.0019561 | 11
2016-11-20 | 16-17 | 16-17 |  | 0 | 0.78519 | 0.76419 | 2.7811 | 1.0962 | 0 | 0.0026215 | 0.0094167 | 0.010408 | 0.0048085 | 11
2016-11-21 | 16-17 | 16-17 |  | 1.0931 | 0.26406 | 3.1363 | 1.8532 | 0.93092 | 0.0032532 | 0.0044504 | 0.013092 | 0.0095281 | 0.0064746 | 11
2016-11-22 | 16-17 | 16-17 |  | 0 | 0.017446 | 0.15617 | 0.52464 | 0.11827 | 0 | 7.2561e-05 | 0.0017354 | 0.0013054 | 0.00050438 | 11
2016-11-23 | 16-17 | 16-17 |  | 0 | 0.057601 | 1.2859 | 0.12323 | 0.24094 | 0 | 0.00067009 | 0.0091692 | 0.00036656 | 0.0018149 | 11
2016-11-24 | 16-17 | 16-17 |  | 0 | 0.18526 | 0.0019694 | 0.025683 | 0.1323 | 0 | 0.0013336 | 8.0714e-06 | 7.8041e-05 | 0.00093438 | 11
2016-11-25 | 16-17 | 16-17 |  | 0 | 0.46769 | 0.079732 | 0.080214 | 0.34702 | 0 | 0.0041376 | 0.00027712 | 0.00065507 | 0.0030009 | 11
2016-11-26 | 16-17 | 16-17 |  | 0 | 0.10367 | 1.3163 | 0.18188 | 0.28645 | 0 | 0.003069 | 0.002443 | 0.00041149 | 0.0025295 | 11
2016-11-27 | 16-17 | 16-17 |  | 0 | 0.056022 | 0.15554 | 0.0033416 | 0.061155 | 0 | 0.00044306 | 0.0011973 | 2.1284e-05 | 0.0004782 | 11
2016-11-28 | 16-17 | 16-17 |  | 0 | 0.097353 | 1.1973 | 1.239 | 0.43495 | 0 | 0.0022818 | 0.0085961 | 0.0051152 | 0.0036089 | 11
2016-11-29 | 16-17 | 16-17 |  | 0 | 0.11975 | 1.759 | 0.11684 | 0.34956 | 0 | 0.0011066 | 0.01476 | 0.0010429 | 0.0030134 | 11
2016-11-30 | 16-17 | 16-17 |  | 0 | 0.020558 | 1.2437 | 0.27713 | 0.23411 | 0 | 0.00014237 | 0.0060294 | 0.00086555 | 0.0010877 | 11
2016-12-01 | 16-17 | 16-17 |  | 0 | 0.088899 | 0.25704 | 0.092907 | 0.11254 | 0 | 0.0044916 | 0.00075064 | 0.00045169 | 0.0032794 | 12
2016-12-02 | 16-17 | 16-17 |  | 0 | 0.11995 | 0.018788 | 0.0085207 | 0.086835 | 0 | 0.0016024 | 0.00036591 | 1.4189e-05 | 0.0011602 | 12
2016-12-03 | 16-17 | 16-17 |  | 0 | 0.056492 | 0.57613 | 0.088697 | 0.13451 | 0 | 0.0023747 | 0.003129 | 0.0002696 | 0.0021242 | 12
2016-12-04 | 16-17 | 16-17 |  | 0 | 0.41768 | 3.5373 | 1.9148 | 1.0946 | 0 | 0.007913 | 0.04319 | 0.017786 | 0.01441 | 12
2016-12-05 | 16-17 | 16-17 |  | 0 | 0.014075 | 0.75324 | 0.029528 | 0.12071 | 0 | 0.00014567 | 0.0008475 | 0.00037602 | 0.00028047 | 12
2016-12-06 | 16-17 | 16-17 |  | 0 | 0.22827 | 0.085964 | 0.15212 | 0.19414 | 0 | 0.002273 | 0.0023918 | 0.0018612 | 0.0022054 | 12
2016-12-07 | 16-17 | 16-17 |  | 0 | 1.3078 | 0.5256 | 1.9894 | 1.2963 | 0 | 0.0087711 | 0.0027255 | 0.0053825 | 0.0073039 | 12
2016-12-08 | 16-17 | 16-17 |  | 0 | 0.55754 | 0.024093 | 4.9238 | 1.1785 | 0 | 0.0055031 | 8.8786e-05 | 0.030715 | 0.0087411 | 12
2016-12-09 | 16-17 | 16-17 |  | 0 | 0.1067 | 0 | 2.1958 | 0.42604 | 0 | 0.00092241 | 0 | 0.0034575 | 0.0011917 | 12
2016-12-10 | 16-17 | 16-17 |  | 0 | 0.032239 | 0.035272 | 0.12822 | 0.047811 | 0 | 0.0020834 | 0.00020179 | 0.00045406 | 0.0015397 | 12
2016-12-11 | 16-17 | 16-17 |  | 0 | 0.17581 | 0.31546 | 0.50648 | 0.24716 | 0 | 0.001145 | 0.0021793 | 0.0032659 | 0.0016221 | 12
2016-12-12 | 16-17 | 16-17 |  | 0 | 0.066351 | 0.20289 | 0.26486 | 0.11693 | 0 | 0.00077234 | 0.0017461 | 0.0011162 | 0.00095867 | 12
2016-12-13 | 16-17 | 16-17 |  | 0 | 0.24565 | 0.67722 | 1.3219 | 0.47727 | 0 | 0.0030184 | 0.0048079 | 0.0025162 | 0.003166 | 12
2016-12-14 | 16-17 | 16-17 |  | 0 | 0.06079 | 0.028261 | 0.089222 | 0.060275 | 0 | 0.0013045 | 0.0002556 | 0.0013693 | 0.0011564 | 12
2016-12-15 | 16-17 | 16-17 |  | 0 | 0.31805 | 0.012914 | 0.021724 | 0.22489 | 0 | 0.003296 | 6.4572e-05 | 0.00012061 | 0.0023041 | 12
2016-12-16 | 16-17 | 16-17 |  | 0 | 0.072441 | 0.0019291 | 0.38171 | 0.11154 | 0 | 0.0016145 | 8.0714e-06 | 0.0015183 | 0.0013594 | 12
2016-12-17 | 16-17 | 16-17 |  | 0 | 0.16768 | 2.5455 | 1.2131 | 0.66952 | 0 | 0.0035956 | 0.013401 | 0.0084994 | 0.0057368 | 12
2016-12-18 | 16-17 | 16-17 |  | 0 | 0.056837 | 0.054496 | 0.4815 | 0.1242 | 0 | 0.00066954 | 0.00076679 | 0.0037743 | 0.0011761 | 12
2016-12-19 | 16-17 | 16-17 |  | 0 | 0.19954 | 1.9824 | 0.6916 | 0.5284 | 0 | 0.004125 | 0.012769 | 0.0047132 | 0.0054055 | 12
2016-12-20 | 16-17 | 16-17 |  | 0 | 0.62085 | 0.32634 | 2.5425 | 0.88271 | 0 | 0.0094758 | 0.002147 | 0.0043206 | 0.0075384 | 12
2016-12-21 | 16-17 | 16-17 |  | 0 | 0.027871 | 0.14694 | 0.1783 | 0.068583 | 0 | 0.00036171 | 0.00060536 | 0.00084426 | 0.00047061 | 12
2016-12-22 | 16-17 | 16-17 |  | 0 | 0.014796 | 0.021336 | 0.0055693 | 0.014119 | 0 | 0.0012176 | 0.00023138 | 2.1284e-05 | 0.00087669 | 12
2016-12-23 | 16-17 |  | MED | 0 | 0.14579 | 16.4587 | 38.39 | 8.5832 | 0 | 0.001974 | 0.013716 | 0.078899 | 0.01596 | 12
2016-12-24 | 16-17 | 16-17 |  | 0 | 0.025692 | 0.10604 | 1.1368 | 0.21513 | 0 | 0.00025122 | 0.000452 | 0.0048173 | 0.0010103 | 12
2016-12-25 | 16-17 | 16-17 |  | 0 | 0.068014 | 0.2474 | 1.371 | 0.30188 | 0 | 0.00303 | 0.0013479 | 0.005697 | 0.0031963 | 12
2016-12-26 | 16-17 | 16-17 |  | 0 | 1.0692 | 2.2306 | 1.7262 | 1.3298 | 0 | 0.0088717 | 0.013423 | 0.0093578 | 0.0095203 | 12
2016-12-27 | 16-17 |  | MED | 0 | 1.0801 | 29.1532 | 99.7012 | 20.8583 | 0 | 0.0030195 | 0.078382 | 0.096473 | 0.028623 | 12
2016-12-28 | 16-17 |  | MED | 0 | 129.358 | 255.2979 | 224.4706 | 161.3458 | 0 | 0.15141 | 0.18672 | 0.22226 | 0.16655 | 12
2016-12-29 | 16-17 | 16-17 |  | 0 | 2.2675 | 6.3342 | 8.8589 | 3.8807 | 0 | 0.013325 | 0.014814 | 0.02585 | 0.015438 | 12
2016-12-30 | 16-17 | 16-17 |  | 0.054173 | 0.090226 | 3.6634 | 0.30349 | 0.62819 | 0.00014144 | 0.00043482 | 0.0045604 | 0.00072602 | 0.0010611 | 12
2016-12-31 | 16-17 | 16-17 |  | 0 | 0.049362 | 0.29431 | 0.34519 | 0.13099 | 0 | 0.00041118 | 0.000678 | 0.0019014 | 0.00068466 | 12
2017-01-01 | 16-17 | 16-17 |  | 0 | 0.093165 | 3.1461 | 1.3975 | 0.73238 | 0 | 0.00099772 | 0.017469 | 0.0064987 | 0.004196 | 1
2017-01-02 | 16-17 | 16-17 |  | 0 | 0.039544 | 1.5694 | 0.25129 | 0.28901 | 0 | 0.000282 | 0.0085799 | 0.0012345 | 0.0016031 | 1
2017-01-03 | 16-17 | 16-17 |  | 0 | 0.039093 | 0.0036375 | 0.11028 | 0.045201 | 0 | 0.00023692 | 2.1524e-05 | 0.00043987 | 0.0002372 | 1
2017-01-04 | 16-17 | 16-17 |  | 0 | 0.11881 | 0.027911 | 0.0032777 | 0.086493 | 0 | 0.00065195 | 0.00032286 | 3.5473e-05 | 0.00050135 | 1
2017-01-05 | 16-17 | 16-17 |  | 0 | 0.15087 | 2.1284 | 0.90359 | 0.54941 | 0 | 0.00090481 | 0.0036241 | 0.0047534 | 0.0018987 | 1
2017-01-06 | 16-17 | 16-17 |  | 0 | 0.38162 | 1.5762 | 1.163 | 0.67244 | 0 | 0.0051315 | 0.022753 | 0.0041433 | 0.0074174 | 1
2017-01-07 | 16-17 | 16-17 |  | 0.027911 | 0.11458 | 0.14746 | 0.65288 | 0.20491 | 0.00018859 | 0.00064206 | 0.00057307 | 0.0013267 | 0.00073855 | 1
2017-01-08 | 16-17 | 16-17 |  | 0 | 0.59884 | 0.2776 | 0.27115 | 0.49612 | 0 | 0.0045598 | 0.0022519 | 0.00062669 | 0.0035664 | 1
2017-01-09 | 16-17 | 16-17 |  | 0 | 0.12848 | 0.098665 | 0.10748 | 0.11987 | 0 | 0.0030371 | 0.00021793 | 0.00069527 | 0.0022392 | 1
2017-01-10 | 16-17 | 16-17 |  | 0 | 0.13084 | 0.054087 | 0.21077 | 0.13178 | 0 | 0.00015337 | 0.00059191 | 0.0029088 | 0.00065619 | 1
2017-01-11 | 16-17 | 16-17 |  | 0 | 0.35424 | 0.0015981 | 0.20127 | 0.27709 | 0 | 0.0016497 | 8.0714e-06 | 0.00070946 | 0.0012539 | 1
2017-01-12 | 16-17 | 16-17 |  | 0 | 0.42695 | 4.1597 | 0.013622 | 0.88373 | 0 | 0.0037721 | 0.034586 | 5.6757e-05 | 0.0074921 | 1
2017-01-13 | 16-17 | 16-17 |  | 0 | 0.48304 | 0.046516 | 1.0838 | 0.51398 | 0 | 0.0091839 | 0.000565 | 0.006144 | 0.0074064 | 1
2017-01-14 | 16-17 | 16-17 |  | 0 | 0.40303 | 0.0040626 | 0.015147 | 0.28126 | 0 | 0.0059594 | 2.6905e-05 | 3.5473e-05 | 0.0041239 | 1
2017-01-15 | 16-17 | 16-17 |  | 0 | 0.0071671 | 0.0054886 | 0.9704 | 0.16146 | 0 | 0.00014842 | 4.0357e-05 | 0.0037176 | 0.00070477 | 1
2017-01-16 | 16-17 | 16-17 |  | 0 | 0.11865 | 0.18427 | 0.64985 | 0.2122 | 0 | 0.00095704 | 0.0012941 | 0.0071088 | 0.0019841 | 1
2017-01-17 | 16-17 | 16-17 |  | 0 | 1.5845 | 0.050745 | 0.33238 | 1.1544 | 0 | 0.018509 | 9.4167e-05 | 0.002547 | 0.013201 | 1
2017-01-18 | 16-17 | 16-17 |  | 0 | 0.10021 | 0.25318 | 0.077644 | 0.11736 | 0 | 0.0012429 | 0.0021228 | 7.0946e-05 | 0.0011689 | 1
2017-01-19 | 16-17 |  | MED | 0 | 41.0766 | 8.0775 | 24.1057 | 33.3676 | 0 | 0.094994 | 0.031659 | 0.057606 | 0.079295 | 1
2017-01-20 | 16-17 | 16-17 |  | 0 | 4.2463 | 0.71581 | 3.021 | 3.5175 | 0 | 0.0087183 | 0.009909 | 0.007719 | 0.0086557 | 1
2017-01-21 | 16-17 | 16-17 |  | 0 | 0.041493 | 4.258 | 0.15097 | 0.65351 | 0 | 0.00085754 | 0.01147 | 0.0058886 | 0.003155 | 1
2017-01-22 | 16-17 | 16-17 |  | 0 | 0.10218 | 0.11892 | 0.13192 | 0.10849 | 0 | 0.0024121 | 0.00046007 | 0.00029797 | 0.0017781 | 1
2017-01-23 | 16-17 | 16-17 |  | 0 | 0.23252 | 1.1281 | 0.36938 | 0.37894 | 0 | 0.0043762 | 0.015126 | 0.0010216 | 0.005319 | 1
2017-01-24 | 16-17 | 16-17 |  | 0 | 0.14211 | 0.31028 | 0.49134 | 0.22073 | 0 | 0.0028051 | 0.0030376 | 0.0010713 | 0.0025371 | 1
2017-01-25 | 16-17 | 16-17 |  | 0 | 0.047925 | 0.25926 | 0.040189 | 0.076109 | 0 | 0.00042052 | 0.0020098 | 0.0004848 | 0.00065164 | 1
2017-01-26 | 16-17 | 16-17 |  | 0 | 0.02205 | 0 | 0.010919 | 0.016976 | 0 | 0.00016601 | 0 | 7.0946e-05 | 0.000126 | 1
2017-01-27 | 16-17 | 16-17 |  | 0 | 0.061448 | 0 | 0.059467 | 0.051967 | 0 | 0.00039084 | 0 | 0.00024122 | 0.00030855 | 1
2017-01-28 | 16-17 | 16-17 |  | 0 | 0.01542 | 0.0057818 | 0.15336 | 0.036074 | 0 | 0.00016106 | 7.5333e-05 | 0.00055575 | 0.00021101 | 1
2017-01-29 | 16-17 | 16-17 |  | 0 | 0.50244 | 0.051173 | 0.37774 | 0.41473 | 0 | 0.0038232 | 0.00030672 | 0.0011753 | 0.0028715 | 1
2017-01-30 | 16-17 | 16-17 |  | 0 | 0.39094 | 0.041689 | 0.67596 | 0.38426 | 0 | 0.0040893 | 0.00019371 | 0.0012841 | 0.0030567 | 1
2017-01-31 | 16-17 | 16-17 |  | 0 | 0.030009 | 0.055241 | 0.1808 | 0.057526 | 0 | 0.0002886 | 0.00041703 | 0.00085136 | 0.0003947 | 1
2017-02-01 | 16-17 | 16-17 |  | 0 | 0.021749 | 0.43325 | 0.044086 | 0.083205 | 0 | 0.00039744 | 0.0017031 | 0.00017737 | 0.00054309 | 2
2017-02-02 | 16-17 | 16-17 |  | 0 | 0.038406 | 0.031635 | 0.050273 | 0.039046 | 0 | 0.0018008 | 0.00019641 | 0.00024122 | 0.0013097 | 2
2017-02-03 | 16-17 | 16-17 |  | 0 | 0.12435 | 0.0090239 | 0.16367 | 0.11339 | 0 | 0.0010906 | 4.0357e-05 | 0.00099325 | 0.00091806 | 2
2017-02-04 | 16-17 | 16-17 |  | 0 | 0.012687 | 0 | 0.099389 | 0.024709 | 0 | 7.3111e-05 | 0 | 0.0002625 | 9.2603e-05 | 2
2017-02-05 | 16-17 | 16-17 |  | 0 | 1.4767 | 0.46949 | 0.75457 | 1.2069 | 0 | 0.015727 | 0.0034546 | 0.0099703 | 0.012945 | 2
2017-02-06 | 16-17 | 16-17 |  | 0 | 0.83173 | 0.034336 | 0.76312 | 0.70155 | 0 | 0.0069351 | 0.00037129 | 0.0031453 | 0.0053452 | 2
2017-02-07 | 16-17 | 16-17 |  | 0 | 0.45946 | 0.044167 | 0.40732 | 0.38881 | 0 | 0.0031196 | 0.00030672 | 0.0009294 | 0.0023462 | 2
2017-02-08 | 16-17 | 16-17 |  | 0 | 0.70584 | 0.1941 | 0.46978 | 0.59009 | 0 | 0.0060528 | 0.00091476 | 0.0041102 | 0.0049675 | 2
2017-02-09 | 16-17 | 16-17 |  | 0 | 0.59946 | 0.13127 | 0.26551 | 0.475 | 0 | 0.0064123 | 0.0018188 | 0.0010949 | 0.0048594 | 2
2017-02-10 | 16-17 | 16-17 |  | 0 | 0.28229 | 4.1817 | 0.096494 | 0.80025 | 0 | 0.0026292 | 0.027951 | 0.00048244 | 0.0058355 | 2
2017-02-11 | 16-17 | 16-17 |  | 0 | 0.94918 | 0.42329 | 1.3384 | 0.92982 | 0 | 0.0071627 | 0.0027793 | 0.0074186 | 0.0065278 | 2
2017-02-12 | 16-17 | 16-17 |  | 0 | 0.13721 | 1.0457 | 0.099843 | 0.25826 | 0 | 0.0049495 | 0.0096669 | 0.00036419 | 0.0048393 | 2
2017-02-13 | 16-17 | 16-17 |  | 0 | 0.79756 | 0.0050931 | 0.12616 | 0.57161 | 0 | 0.0073985 | 2.4214e-05 | 0.00076622 | 0.0052344 | 2
2017-02-14 | 16-17 | 16-17 |  | 0 | 0.029538 | 2.8689 | 0.061283 | 0.43491 | 0 | 0.00035016 | 0.033023 | 0.00027669 | 0.0049444 | 2
2017-02-15 | 16-17 | 16-17 |  | 0 | 0.51421 | 0 | 0.51528 | 0.43771 | 0 | 0.0054009 | 0 | 0.0018233 | 0.0040214 | 2
2017-02-16 | 16-17 | 16-17 |  | 0 | 0.088042 | 1.5654 | 0.15977 | 0.30725 | 0 | 0.00060303 | 0.0074257 | 0.00042568 | 0.0015321 | 2
2017-02-17 | 16-17 | 16-17 |  | 0 | 1.1802 | 0.49636 | 0.30493 | 0.93377 | 0 | 0.003323 | 0.0034465 | 0.00099325 | 0.0029398 | 2
2017-02-18 | 16-17 | 16-17 |  | 0 | 0.018876 | 0.045967 | 0.24214 | 0.058375 | 0 | 0.00016326 | 0.00023407 | 0.00090811 | 0.00029147 | 2
2017-02-19 | 16-17 | 16-17 |  | 0 | 1.0847 | 1.0792 | 0.082262 | 0.9143 | 0 | 0.0069857 | 0.0047541 | 0.0019085 | 0.0057998 | 2
2017-02-20 | 16-17 | 16-17 |  | 0 | 0.10445 | 0.01306 | 2.6487 | 0.49902 | 0 | 0.0012929 | 5.65e-05 | 0.010902 | 0.0026502 | 2
2017-02-21 | 16-17 | 16-17 |  | 0 | 0.3594 | 0.0056258 | 0.0077237 | 0.25017 | 0 | 0.0085639 | 2.4214e-05 | 6.1487e-05 | 0.0059258 | 2
2017-02-22 | 16-17 | 16-17 |  | 0 | 0.067025 | 0.18016 | 2.1552 | 0.41756 | 0 | 0.00073496 | 0.000904 | 0.028532 | 0.0052139 | 2
2017-02-23 | 16-17 | 16-17 |  | 0 | 0.072202 | 0.054318 | 0.080517 | 0.070432 | 0 | 0.00075365 | 0.00058653 | 0.0013693 | 0.0008228 | 2
2017-02-24 | 16-17 | 16-17 |  | 0 | 0.060187 | 0.061513 | 0.031585 | 0.0553 | 0 | 0.0004711 | 0.00051388 | 0.00045406 | 0.00047061 | 2
2017-02-25 | 16-17 | 16-17 |  | 0 | 0.0080394 | 0 | 0.016039 | 0.0081244 | 0 | 0.00011049 | 0 | 7.5676e-05 | 8.8428e-05 | 2
2017-02-26 | 16-17 | 16-17 |  | 0 | 0.036648 | 0.013923 | 0.029712 | 0.032035 | 0 | 0.00026716 | 4.8429e-05 | 0.0002696 | 0.00023454 | 2
2017-02-27 | 16-17 | 16-17 |  | 0 | 0.09912 | 0 | 0.23552 | 0.10623 | 0 | 0.00075639 | 0 | 0.002774 | 0.0009674 | 2
2017-02-28 | 16-17 | 16-17 |  | 0.025177 | 1.8021 | 0.16739 | 0.087881 | 1.2821 | 0.00014144 | 0.017743 | 0.0010574 | 0.0019014 | 0.012706 | 2
2017-03-01 | 16-17 | 16-17 |  | 0 | 0.20891 | 0.10204 | 0.078119 | 0.17117 | 0 | 0.0048847 | 0.0011488 | 0.00035946 | 0.0035922 | 3
2017-03-02 | 16-17 | 16-17 |  | 0 | 0.45204 | 3.6723 | 3.7191 | 1.427 | 0 | 0.0023764 | 0.015895 | 0.017495 | 0.0066906 | 3
2017-03-03 | 16-17 | 16-17 |  | 0 | 0.76891 | 0.021777 | 0.083362 | 0.54731 | 0 | 0.0049963 | 0.0001695 | 0.00036419 | 0.0035318 | 3
2017-03-04 | 16-17 | 16-17 |  | 0 | 0.057272 | 2.3087 | 0.015005 | 0.36761 | 0 | 0.00054586 | 0.026603 | 8.5136e-05 | 0.0041432 | 3
2017-03-05 | 16-17 | 16-17 |  | 0 | 0.35565 | 0.0033739 | 0.67457 | 0.35427 | 0 | 0.0048913 | 1.6143e-05 | 0.0023625 | 0.0037584 | 3
2017-03-06 | 16-17 | 16-17 |  | 0 | 0.28527 | 1.5788 | 0.01128 | 0.42148 | 0 | 0.0030937 | 0.01017 | 5.6757e-05 | 0.0035796 | 3
2017-03-07 | 16-17 | 16-17 |  | 0 | 0.33908 | 0.14016 | 0.14339 | 0.27689 | 0 | 0.0048171 | 0.000339 | 0.00048953 | 0.0034521 | 3
2017-03-08 | 16-17 | 16-17 |  | 0.79024 | 0.25866 | 0.15344 | 0.049223 | 0.21449 | 0.0077793 | 0.0020158 | 0.0016466 | 0.00012061 | 0.0017059 | 3
2017-03-09 | 16-17 | 16-17 |  | 0 | 0.14735 | 0.22333 | 0.19047 | 0.1638 | 0 | 0.0031597 | 0.00097665 | 0.0027811 | 0.0027656 | 3
2017-03-10 | 16-17 | 16-17 |  | 0 | 0.048398 | 0 | 3.3081 | 0.56431 | 0 | 0.00043372 | 0 | 0.00547 | 0.0011773 | 3
2017-03-11 | 16-17 | 16-17 |  | 0 | 0.4711 | 0.16948 | 0.66878 | 0.45648 | 0 | 0.0033768 | 0.00066186 | 0.0042497 | 0.0031068 | 3
2017-03-12 | 16-17 | 16-17 |  | 0 | 1.4888 | 1.2917 | 2.2252 | 1.5672 | 0 | 0.011614 | 0.0076087 | 0.011032 | 0.010862 | 3
2017-03-13 | 16-17 | 16-17 |  | 0 | 0.046627 | 0.35782 | 0.012763 | 0.084714 | 0 | 0.00025946 | 0.0023811 | 0.00019865 | 0.00054689 | 3
2017-03-14 | 16-17 | 16-17 |  | 0 | 0.0265 | 2.5645 | 0.14477 | 0.40328 | 0 | 0.00033367 | 0.03711 | 0.0006598 | 0.005571 | 3
2017-03-15 | 16-17 | 16-17 |  | 0 | 0.056083 | 0.18638 | 0.009644 | 0.066558 | 0 | 0.00062227 | 0.0012296 | 6.8581e-05 | 0.00061407 | 3
2017-03-16 | 16-17 | 16-17 |  | 0 | 0.16661 | 0.03528 | 0.13705 | 0.142 | 0 | 0.0026622 | 0.00014529 | 0.00064561 | 0.0019621 | 3
2017-03-17 | 16-17 | 16-17 |  | 0 | 0.029038 | 0.059543 | 0.02403 | 0.032303 | 0 | 0.00030509 | 0.00032286 | 0.0001348 | 0.00027781 | 3
2017-03-18 | 16-17 | 16-17 |  | 0 | 0.017587 | 0.0012914 | 3.0776 | 0.50623 | 0 | 0.00011654 | 8.0714e-06 | 0.021326 | 0.0035041 | 3
2017-03-19 | 16-17 | 16-17 |  | 0 | 0.36355 | 0.04587 | 1.734 | 0.53575 | 0 | 0.0049468 | 0.00055693 | 0.021887 | 0.0070063 | 3
2017-03-20 | 16-17 | 16-17 |  | 0 | 0.47279 | 0.27666 | 1.2015 | 0.55826 | 0 | 0.0041986 | 0.0025909 | 0.0029514 | 0.0037379 | 3
2017-03-21 | 16-17 | 16-17 |  | 0 | 0.2041 | 0.89697 | 1.656 | 0.53319 | 0 | 0.0016865 | 0.0019076 | 0.0081186 | 0.0027363 | 3
2017-03-22 | 16-17 | 16-17 |  | 0 | 0.0050771 | 0.0070222 | 0.0095423 | 0.0060272 | 0 | 0.00010279 | 2.4214e-05 | 4.2568e-05 | 8.1218e-05 | 3
2017-03-23 | 16-17 | 16-17 |  | 0 | 0.0091641 | 0.0043747 | 0.10244 | 0.023384 | 0 | 0.0001006 | 4.8429e-05 | 0.0013409 | 0.00029147 | 3
2017-03-24 | 16-17 | 16-17 |  | 0 | 0.4989 | 8.8786e-05 | 0.10131 | 0.36072 | 0 | 0.0034791 | 8.0714e-06 | 0.00044696 | 0.0024749 | 3
2017-03-25 | 16-17 | 16-17 |  | 0 | 0.054226 | 0.56721 | 0.75981 | 0.23939 | 0 | 0.00076904 | 0.0034277 | 0.0055693 | 0.0019082 | 3
2017-03-26 | 16-17 | 16-17 |  | 0.031825 | 0.024464 | 0.074144 | 0.017985 | 0.030491 | 0.00014144 | 0.00021713 | 0.012922 | 9.223e-05 | 0.0019887 | 3
2017-03-27 | 16-17 | 16-17 |  | 0 | 0.17887 | 0.18516 | 0.59894 | 0.24573 | 0 | 0.0031493 | 0.0021551 | 0.0072791 | 0.0036464 | 3
2017-03-28 | 16-17 | 16-17 |  | 1.4727 | 0.35449 | 0.10793 | 0.013572 | 0.274 | 0.019378 | 0.0029833 | 0.00088786 | 9.696e-05 | 0.0023564 | 3
2017-03-29 | 16-17 | 16-17 |  | 0 | 1.9102 | 0.22243 | 2.8657 | 1.8101 | 0 | 0.014986 | 0.00058114 | 0.021639 | 0.013901 | 3
2017-03-30 | 16-17 | 16-17 |  | 0 | 0.76173 | 0 | 1.2639 | 0.72874 | 0 | 0.0040068 | 0 | 0.0025541 | 0.0031762 | 3
2017-03-31 | 16-17 | 16-17 |  | 0 | 0.013518 | 0.15688 | 0.01067 | 0.033175 | 0 | 0.00013688 | 0.0029945 | 0.0001277 | 0.0005374 | 3
2017-04-01 | 16-17 | 16-17 |  | 0.053041 | 0.15037 | 0.14601 | 1.8035 | 0.41428 | 0.00014144 | 0.0015892 | 0.00075872 | 0.0097882 | 0.0027762 | 4
2017-04-02 | 16-17 | 16-17 |  | 0 | 0.0061397 | 0.12902 | 0.092053 | 0.037212 | 0 | 9.4e-05 | 0.00092822 | 0.00085845 | 0.0003336 | 4
2017-04-03 | 16-17 | 16-17 |  | 0 | 0.026732 | 0.038727 | 1.1221 | 0.204 | 0 | 0.00024902 | 0.00047622 | 0.0032186 | 0.00075563 | 4
2017-04-04 | 16-17 | 16-17 |  | 0 | 0.036666 | 0.0039066 | 0.0075061 | 0.02707 | 0 | 0.0044147 | 8.0714e-06 | 9.9325e-05 | 0.003065 | 4
2017-04-05 | 16-17 | 16-17 |  | 0 | 0.00087238 | 0.068123 | 0.89463 | 0.15378 | 0 | 4.9473e-06 | 0.00057307 | 0.0085656 | 0.0014589 | 4
2017-04-06 | 16-17 | 16-17 |  | 0 | 0.058784 | 0.16413 | 0.0010003 | 0.063898 | 0 | 0.00031003 | 0.00049236 | 2.1284e-05 | 0.00028692 | 4
2017-04-07 | 16-17 | 16-17 |  | 0 | 0.0068488 | 0.00054079 | 1.0309 | 0.17025 | 0 | 3.8479e-05 | 8.0714e-06 | 0.0082014 | 0.0013439 | 4
2017-04-08 | 16-17 | 16-17 |  | 0 | 0.022826 | 1.2857 | 0.132 | 0.2183 | 0 | 0.00012753 | 0.0059648 | 0.00045169 | 0.0010019 | 4
2017-04-09 | 16-17 | 16-17 |  | 0 | 2.6523 | 2.0185 | 2.1233 | 2.4566 | 0 | 0.021734 | 0.0063092 | 0.010748 | 0.01762 | 4
2017-04-10 | 16-17 | 16-17 |  | 0 | 0.0091856 | 0 | 0.068414 | 0.017321 | 0 | 0.00011049 | 0 | 0.00029088 | 0.00012296 | 4
2017-04-11 | 16-17 | 16-17 |  | 0 | 0.10838 | 0.38097 | 0.2705 | 0.17198 | 0 | 0.0017629 | 0.0021147 | 0.0013196 | 0.0017272 | 4
2017-04-12 | 16-17 | 16-17 |  | 0 | 0.054629 | 0.098512 | 0.83243 | 0.1852 | 0 | 0.00011599 | 0.00055962 | 0.0062575 | 0.0011632 | 4
2017-04-13 | 16-17 | 16-17 |  | 0 | 0.19498 | 0.072377 | 0.17013 | 0.17213 | 0 | 0.0029008 | 0.0019291 | 0.0013243 | 0.0024874 | 4
2017-04-14 | 16-17 | 16-17 |  | 0 | 0.071861 | 0.13108 | 0.6643 | 0.17471 | 0 | 0.0021186 | 0.00064572 | 0.0063994 | 0.0025807 | 4
2017-04-15 | 16-17 | 16-17 |  | 0 | 0.0033664 | 0.06684 | 0.16301 | 0.037912 | 0 | 1.869e-05 | 0.00013721 | 0.0007875 | 0.00015864 | 4
2017-04-16 | 16-17 | 16-17 |  | 0 | 0.30659 | 0.080585 | 3.1066 | 0.72159 | 0 | 0.0028893 | 0.000226 | 0.040759 | 0.0085677 | 4
2017-04-17 | 16-17 | 16-17 |  | 0 | 0.01689 | 0.21979 | 0.043093 | 0.049579 | 0 | 0.001963 | 0.0065944 | 0.00045406 | 0.0023583 | 4
2017-04-18 | 16-17 | 16-17 |  | 0 | 0.0018569 | 0.036677 | 0.013525 | 0.0086261 | 0 | 1.1544e-05 | 0.00026367 | 0.00011115 | 6.3e-05 | 4
2017-04-19 | 16-17 | 16-17 |  | 4.8696 | 0.023089 | 0.036149 | 0.82743 | 0.19303 | 0.01075 | 0.00033752 | 0.0002556 | 0.0043112 | 0.0010475 | 4
2017-04-20 | 16-17 | 16-17 |  | 0 | 1.0704 | 4.7295 | 1.206 | 1.5997 | 0 | 0.011534 | 0.031067 | 0.0042331 | 0.013025 | 4
2017-04-21 | 16-17 | 16-17 |  | 0 | 0.40644 | 0.33582 | 0.034643 | 0.33354 | 0 | 0.0037435 | 0.015069 | 0.0002696 | 0.0047535 | 4
2017-04-22 | 16-17 | 16-17 |  | 0 | 0.050077 | 0.0010412 | 0.14345 | 0.057741 | 0 | 0.00036006 | 8.0714e-06 | 0.00052973 | 0.00033474 | 4
2017-04-23 | 16-17 | 16-17 |  | 0 | 0.011328 | 0.01938 | 0.24525 | 0.049913 | 0 | 6.5965e-05 | 0.00012376 | 0.0006196 | 0.00016243 | 4
2017-04-24 | 16-17 | 16-17 |  | 0 | 0.046443 | 0.061709 | 0.24378 | 0.079892 | 0 | 0.0030316 | 0.00046276 | 0.001303 | 0.0023675 | 4
2017-04-25 | 16-17 | 16-17 |  | 0 | 0.16048 | 0 | 0.51025 | 0.19268 | 0 | 0.0076134 | 0 | 0.005399 | 0.0061228 | 4
2017-04-26 | 16-17 | 16-17 |  | 0 | 1.4623 | 0.89077 | 0.24732 | 1.1749 | 0 | 0.014005 | 0.0090454 | 0.0007 | 0.011057 | 4
2017-04-27 | 16-17 | 16-17 |  | 0 | 0.086847 | 0.068446 | 0.26557 | 0.11223 | 0 | 0.0017035 | 0.0010412 | 0.0062788 | 0.0023306 | 4
2017-04-28 | 16-17 | 16-17 |  | 0 | 0.2643 | 0.4251 | 0.23753 | 0.28056 | 0 | 0.0030459 | 0.0073208 | 0.009774 | 0.0047042 | 4
2017-04-29 | 16-17 | 16-17 |  | 0 | 0.00022758 | 0.028508 | 0.082752 | 0.017459 | 0 | 1.6491e-06 | 0.0002825 | 0.00051081 | 0.00012296 | 4
2017-04-30 | 16-17 | 16-17 |  | 0 | 0.23962 | 0 | 0.098062 | 0.18118 | 0 | 0.0023461 | 0 | 0.00048953 | 0.0016984 | 4
2017-05-01 | 16-17 | 16-17 |  | 0 | 0.073098 | 0.077696 | 0.2598 | 0.10312 | 0 | 0.0011071 | 0.00097665 | 0.0010713 | 0.001074 | 5
2017-05-02 | 16-17 | 16-17 |  | 0 | 0.093575 | 1.1834 | 2.0003 | 0.55255 | 0 | 0.0035231 | 0.0031721 | 0.0034693 | 0.0034366 | 5
2017-05-03 | 16-17 | 16-17 |  | 0 | 0.017821 | 0.2129 | 0.11657 | 0.061043 | 0 | 0.00011104 | 0.0005946 | 0.00037602 | 0.00022088 | 5
2017-05-04 | 16-17 | 16-17 |  | 0 | 0.026147 | 0.00073988 | 0.018789 | 0.021172 | 0 | 0.00011214 | 2.9595e-05 | 0.00015135 | 0.00010589 | 5
2017-05-05 | 16-17 | 16-17 |  | 0 | 0.005485 | 0.019622 | 0.055963 | 0.015536 | 0 | 9.235e-05 | 0.00020986 | 0.0019534 | 0.00040685 | 5
2017-05-06 | 16-17 | 16-17 |  | 0 | 0.51276 | 0.1332 | 0.31906 | 0.42401 | 0 | 0.0034846 | 0.0010089 | 0.0015726 | 0.0028005 | 5
2017-05-07 | 16-17 | 16-17 |  | 0 | 0.69954 | 0.49091 | 0.0014899 | 0.55246 | 0 | 0.0048682 | 0.0036967 | 7.0946e-06 | 0.0038836 | 5
2017-05-08 | 16-17 | 16-17 |  | 0 | 0.0046686 | 0.14752 | 0.37139 | 0.083635 | 0 | 4.6175e-05 | 0.00034438 | 0.0011328 | 0.00026225 | 5
2017-05-09 | 16-17 | 16-17 |  | 0 | 0.25481 | 0.61017 | 0.11127 | 0.27985 | 0 | 0.027682 | 0.0015013 | 0.00064561 | 0.019427 | 5
2017-05-10 | 16-17 | 16-17 |  | 0 | 0.26957 | 0.67825 | 0.19355 | 0.31285 | 0 | 0.0060671 | 0.0053029 | 0.0020078 | 0.005259 | 5
2017-05-11 | 16-17 | 16-17 |  | 0 | 0.15312 | 0 | 0.0029727 | 0.10619 | 0 | 0.0017651 | 0 | 7.0946e-06 | 0.0012198 | 5
2017-05-12 | 16-17 | 16-17 |  | 0.00042433 | 0.071072 | 0.015933 | 0.0051294 | 0.052143 | 0.00042433 | 0.00049309 | 0.00018564 | 2.8379e-05 | 0.00037459 | 5
2017-05-13 | 16-17 | 16-17 |  | 0 | 0.091172 | 0.00091207 | 0.16384 | 0.089368 | 0 | 0.0012242 | 8.0714e-06 | 0.00064561 | 0.00094994 | 5
2017-05-14 | 16-17 | 16-17 |  | 0 | 0.23293 | 0.1421 | 0.23568 | 0.21868 | 0 | 0.0011769 | 0.0002825 | 0.00057467 | 0.00094463 | 5
2017-05-15 | 16-17 | 16-17 |  | 0 | 0.010734 | 0.026402 | 0.26249 | 0.053259 | 0 | 6.4316e-05 | 0.00012914 | 0.0021781 | 0.00041216 | 5
2017-05-16 | 16-17 | 16-17 |  | 0 | 0.017047 | 0.82468 | 0.14433 | 0.15126 | 0 | 0.00016436 | 0.006441 | 0.00069527 | 0.0011336 | 5
2017-05-17 | 16-17 | 16-17 |  | 0 | 0.016659 | 0.0027927 | 0.67196 | 0.11973 | 0 | 0.00019295 | 2.4214e-05 | 0.0039233 | 0.00076625 | 5
2017-05-18 | 16-17 | 16-17 |  | 0 | 0.089933 | 0.17166 | 0.15401 | 0.11102 | 0 | 0.00054146 | 0.01042 | 0.00072602 | 0.0019602 | 5
2017-05-19 | 16-17 | 16-17 |  | 0.001273 | 0.092525 | 0.01247 | 0.78558 | 0.19172 | 0.00042433 | 0.00049419 | 8.0714e-05 | 0.0026605 | 0.00078295 | 5
2017-05-20 | 16-17 | 16-17 |  | 0 | 0.019456 | 0.075896 | 0.0039304 | 0.024769 | 0 | 0.00019624 | 0.001243 | 2.1284e-05 | 0.00031424 | 5
2017-05-21 | 16-17 | 16-17 |  | 0 | 0.0039953 | 0.40047 | 0.0016389 | 0.059512 | 0 | 4.8374e-05 | 0.0035757 | 7.0946e-06 | 0.00053892 | 5
2017-05-22 | 16-17 | 16-17 |  | 0 | 0.036428 | 0.00035514 | 1.9466 | 0.3376 | 0 | 0.00027265 | 8.0714e-06 | 0.018574 | 0.0031701 | 5
2017-05-23 | 16-17 | 16-17 |  | 0.54866 | 0.17406 | 0.00032286 | 0.61251 | 0.22293 | 0.001273 | 0.0040563 | 8.0714e-06 | 0.0083149 | 0.0041463 | 5
2017-05-24 | 16-17 | 16-17 |  | 0 | 0.21589 | 0.0069495 | 0.70259 | 0.26278 | 0 | 0.003318 | 4.8429e-05 | 0.0052004 | 0.0031322 | 5
2017-05-25 | 16-17 | 16-17 |  | 0 | 0.42071 | 0.066299 | 0.044909 | 0.30702 | 0 | 0.0033977 | 0.00040357 | 0.00083717 | 0.0025371 | 5
2017-05-26 | 16-17 | 16-17 |  | 0 | 1.7321 | 0.0017111 | 0.070201 | 1.2074 | 0 | 0.0068317 | 1.6143e-05 | 0.00076622 | 0.0048419 | 5
2017-05-27 | 16-17 | 16-17 |  | 0 | 0.011394 | 0.51949 | 0.64223 | 0.18421 | 0 | 0.00011929 | 0.0032689 | 0.0060375 | 0.0015124 | 5
2017-05-28 | 16-17 | 16-17 |  | 0 | 0.093147 | 0.0025344 | 0.18315 | 0.094059 | 0 | 0.00090811 | 1.6143e-05 | 0.00075913 | 0.00075107 | 5
2017-05-29 | 16-17 | 16-17 |  | 0 | 0.32504 | 0.0042644 | 1.3006 | 0.43374 | 0 | 0.0016315 | 2.6905e-05 | 0.0073217 | 0.0023052 | 5
2017-05-30 | 16-17 | 16-17 |  | 0 | 0.27765 | 0 | 2.6874 | 0.62297 | 0 | 0.003008 | 0 | 0.016145 | 0.0046677 | 5
2017-05-31 | 16-17 | 16-17 |  | 0 | 0.0021389 | 0.00054886 | 0.0096416 | 0.0031014 | 0 | 1.4842e-05 | 2.4214e-05 | 0.00011351 | 3.188e-05 | 5
2017-06-01 | 16-17 | 16-17 |  | 0 | 0.040587 | 2.8197 | 0.20412 | 0.45853 | 0 | 0.00025396 | 0.021333 | 0.00098615 | 0.0033428 | 6
2017-06-02 | 16-17 | 16-17 |  | 0 | 0.028985 | 0.3738 | 0.0079815 | 0.074021 | 0 | 0.00029464 | 0.0020017 | 5.9122e-05 | 0.00049527 | 6
2017-06-03 | 16-17 | 16-17 |  | 0 | 0.026313 | 0.76312 | 0.36676 | 0.18467 | 0 | 0.00019954 | 0.0077082 | 0.0025044 | 0.001627 | 6
2017-06-04 | 16-17 | 16-17 |  | 0 | 0.056072 | 0.032843 | 0.16684 | 0.070121 | 0 | 0.00027815 | 0.00012107 | 0.00063615 | 0.00031121 | 6
2017-06-05 | 16-17 | 16-17 |  | 0.5587 | 0.0089536 | 0.011806 | 0.027251 | 0.016718 | 0.0070721 | 0.00012918 | 6.1881e-05 | 0.00025541 | 0.00019583 | 6
2017-06-06 | 16-17 | 16-17 |  | 0 | 0.019068 | 0.12338 | 0.0985 | 0.046376 | 0 | 0.00029959 | 0.0016493 | 0.0010949 | 0.0006152 | 6
2017-06-07 | 16-17 | 16-17 |  | 0 | 0.4457 | 0.06052 | 0.097022 | 0.33182 | 0 | 0.0027854 | 0.00036322 | 0.00049426 | 0.0020536 | 6
2017-06-08 | 16-17 | 16-17 |  | 0 | 0.52631 | 0.19981 | 0 | 0.39155 | 0 | 0.0044916 | 0.0022196 | 0 | 0.0034142 | 6
2017-06-09 | 16-17 | 16-17 |  | 0 | 0.0030525 | 0.026259 | 0.2883 | 0.052079 | 0 | 2.1439e-05 | 0.00023138 | 0.00080406 | 0.00017648 | 6
2017-06-10 | 16-17 | 16-17 |  | 0 | 0.093872 | 0.0015497 | 0.039404 | 0.071352 | 0 | 0.0011285 | 1.6143e-05 | 0.0002625 | 0.00082356 | 6
2017-06-11 | 16-17 | 16-17 |  | 0 | 0.012754 | 0 | 0.88689 | 0.15114 | 0 | 8.0257e-05 | 0 | 0.0036254 | 0.00063722 | 6
2017-06-12 | 16-17 | 16-17 |  | 0 | 0.084494 | 0.017867 | 0 | 0.060856 | 0 | 0.00049254 | 9.9548e-05 | 0 | 0.00035409 | 6
2017-06-13 | 16-17 | 16-17 |  | 0 | 0.0728 | 0.017224 | 0.013771 | 0.054901 | 0 | 0.00051727 | 2.4214e-05 | 2.8379e-05 | 0.0003651 | 6
2017-06-14 | 16-17 | 16-17 |  | 0 | 0.012286 | 0.045975 | 0.0012416 | 0.015167 | 0 | 0.00014952 | 0.00020179 | 7.0946e-06 | 0.00013283 | 6
2017-06-15 | 16-17 | 16-17 |  | 0 | 0.078821 | 0.058381 | 0.027811 | 0.067117 | 0 | 0.00040568 | 0.00075064 | 0.0039943 | 0.001027 | 6
2017-06-16 | 16-17 | 16-17 |  | 0 | 0.22886 | 0.0024618 | 0.00085136 | 0.15849 | 0 | 0.0016651 | 1.6143e-05 | 7.0946e-06 | 0.001153 | 6
2017-06-17 | 16-17 | 16-17 |  | 0 | 0.053681 | 0.0055424 | 0 | 0.037844 | 0 | 0.0014155 | 2.6905e-05 | 0 | 0.00098106 | 6
2017-06-18 | 16-17 | 16-17 |  | 0 | 0.31741 | 0 | 0.018545 | 0.22212 | 0 | 0.018309 | 0 | 0.00019865 | 0.012673 | 6
2017-06-19 | 16-17 | 16-17 |  | 0 | 0.0056999 | 0.005311 | 0.037793 | 0.01075 | 0 | 1.924e-05 | 2.4214e-05 | 0.0003973 | 8.0458e-05 | 6
2017-06-20 | 16-17 | 16-17 |  | 0 | 0.019982 | 0.00844 | 0.0029868 | 0.015465 | 0 | 7.9707e-05 | 0.00015605 | 1.4189e-05 | 7.932e-05 | 6
2017-06-21 | 16-17 | 16-17 |  | 0 | 0.0031014 | 0.030631 | 0.0012416 | 0.0066614 | 0 | 4.2327e-05 | 0.00092015 | 7.0946e-06 | 0.00016016 | 6
2017-06-22 | 16-17 | 16-17 |  | 0 | 0.0089547 | 0.026975 | 0.023486 | 0.013756 | 0 | 8.0807e-05 | 0.000226 | 0.00015135 | 0.00011196 | 6
2017-06-23 | 16-17 | 16-17 |  | 0 | 0.020885 | 0 | 0.022123 | 0.01797 | 0 | 0.00025946 | 0 | 0.00013716 | 0.00020115 | 6
2017-06-24 | 16-17 | 16-17 |  | 0 | 0.24221 | 0.0064894 | 0.33551 | 0.22198 | 0 | 0.0015441 | 1.6143e-05 | 0.0019061 | 0.0013742 | 6
2017-06-25 | 16-17 | 16-17 |  | 0 | 0.33808 | 0 | 0.12359 | 0.25325 | 0 | 0.0043971 | 0 | 0.00095068 | 0.0031884 | 6
2017-06-26 | 16-17 | 16-17 |  | 0 | 0.16655 | 0.0084347 | 0.28643 | 0.16214 | 0 | 0.0029123 | 8.8786e-05 | 0.0028095 | 0.0024741 | 6
2017-06-27 | 16-17 | 16-17 |  | 0 | 0.20987 | 0.013043 | 0.17862 | 0.1754 | 0 | 0.0038925 | 9.6857e-05 | 0.00077332 | 0.0028252 | 6
2017-06-28 | 16-17 | 16-17 |  | 0 | 0.87951 | 1.3713 | 0.76011 | 0.92264 | 0 | 0.005264 | 0.01808 | 0.0054842 | 0.0070648 | 6
2017-06-29 | 16-17 | 16-17 |  | 0 | 0.021302 | 2.4463 | 0.38364 | 0.42135 | 0 | 0.00016546 | 0.073894 | 0.01619 | 0.013136 | 6
2017-06-30 | 16-17 | 16-17 |  | 0 | 0.055316 | 0.0061343 | 0.0071727 | 0.040207 | 0 | 0.00034796 | 4.8429e-05 | 7.0946e-05 | 0.00025845 | 6
2017-07-01 | 17-18 | 17-18 |  | 0 | 0.40877 | 0.53934 | 0 | 0.35883 | 0 | 0.004703 | 0.0022473 | 0 | 0.0035711 | 7
2017-07-02 | 17-18 | 17-18 |  | 0 | 0.034386 | 0.0042669 | 0 | 0.024398 | 0 | 0.00021164 | 3.441e-05 | 0 | 0.00015131 | 7
2017-07-03 | 17-18 | 17-18 |  | 0 | 0.35992 | 0.084644 | 0.27007 | 0.30402 | 0 | 0.0071339 | 0.00061674 | 0.0012776 | 0.0052274 | 7
2017-07-04 | 17-18 | 17-18 |  | 0 | 0.34217 | 0.88923 | 0.47609 | 0.43783 | 0 | 0.0039 | 0.0027687 | 0.008192 | 0.0043937 | 7
2017-07-05 | 17-18 | 17-18 |  | 0 | 0.73854 | 0.012197 | 0.88555 | 0.65387 | 0 | 0.0060036 | 8.9996e-05 | 0.0097645 | 0.0057227 | 7
2017-07-06 | 17-18 | 17-18 |  | 0 | 0.2733 | 0.42911 | 1.0312 | 0.4138 | 0 | 0.0024099 | 0.004161 | 0.0080165 | 0.0035305 | 7
2017-07-07 | 17-18 | 17-18 |  | 0 | 0.11055 | 0.14071 | 0.37809 | 0.15654 | 0 | 0.00094081 | 0.00066174 | 0.0018017 | 0.0010312 | 7
2017-07-08 | 17-18 | 17-18 |  | 0 | 0.21488 | 1.23 | 0.1407 | 0.3443 | 0 | 0.0014147 | 0.011308 | 0.0011161 | 0.002749 | 7
2017-07-09 | 17-18 | 17-18 |  | 0 | 0.010018 | 0.095735 | 0.23536 | 0.057899 | 0 | 0.00012117 | 0.00041292 | 0.0057281 | 0.0010543 | 7
2017-07-10 | 17-18 | 17-18 |  | 0 | 0.15764 | 0.0062891 | 0.55614 | 0.19856 | 0 | 0.00098282 | 3.9704e-05 | 0.0022884 | 0.0010502 | 7
2017-07-11 | 17-18 | 17-18 |  | 0 | 0.16905 | 0.014333 | 0.024803 | 0.12296 | 0 | 0.0025236 | 0.00011911 | 0.00010998 | 0.0017807 | 7
2017-07-12 | 17-18 | 17-18 |  | 0 | 0.042898 | 0.0025887 | 0.00014741 | 0.030076 | 0 | 0.00034412 | 7.9408e-06 | 2.1059e-05 | 0.00024262 | 7
2017-07-13 | 17-18 | 17-18 |  | 0 | 0.0014379 | 0.0010005 | 0.9687 | 0.15543 | 0 | 1.6156e-05 | 7.9408e-06 | 0.0075883 | 0.0012209 | 7
2017-07-14 | 17-18 | 17-18 |  | 0 | 0.091081 | 0.28925 | 0.0021761 | 0.10411 | 0 | 0.00046852 | 0.0023346 | 7.0197e-05 | 0.00066414 | 7
2017-07-15 | 17-18 | 17-18 |  | 0 | 0.026426 | 0.11417 | 0.13041 | 0.055135 | 0 | 0.0001481 | 0.00066703 | 0.00076515 | 0.00031828 | 7
2017-07-16 | 17-18 | 17-18 |  | 0 | 0.30902 | 0.25823 | 0.17974 | 0.27885 | 0 | 0.0040002 | 0.0015008 | 0.0018602 | 0.003276 | 7
2017-07-17 | 17-18 | 17-18 |  | 0 | 0.73262 | 0.3589 | 1.8783 | 0.85671 | 0 | 0.0065178 | 0.0011991 | 0.0050402 | 0.0054823 | 7
2017-07-18 | 17-18 | 17-18 |  | 0 | 0.17784 | 0.25453 | 0.85758 | 0.2955 | 0 | 0.0019963 | 0.0023505 | 0.0044131 | 0.0024154 | 7
2017-07-19 | 17-18 | 17-18 |  | 0 | 0.13597 | 0.51992 | 0.5064 | 0.24796 | 0 | 0.00072702 | 0.0020726 | 0.0023259 | 0.0011654 | 7
2017-07-20 | 17-18 | 17-18 |  | 6.8445 | 0.065635 | 0.034209 | 0.14605 | 0.12739 | 0.069488 | 0.00040013 | 0.0001747 | 0.00076281 | 0.00097011 | 7
2017-07-21 | 17-18 | 17-18 |  | 0 | 0.040784 | 0.08084 | 2.1927 | 0.38885 | 0 | 0.00020087 | 0.0012282 | 0.0097153 | 0.0018594 | 7
2017-07-22 | 17-18 | 17-18 |  | 0 | 0.083911 | 0 | 1.0516 | 0.22556 | 0 | 0.0013178 | 0 | 0.0037836 | 0.0015146 | 7
2017-07-23 | 17-18 | 17-18 |  | 0 | 0.010599 | 0.95973 | 0.013106 | 0.14455 | 0 | 8.1318e-05 | 0.0089175 | 3.7439e-05 | 0.0013178 | 7
2017-07-24 | 17-18 | 17-18 |  | 0 | 0.041095 | 0.038563 | 0.2266 | 0.069961 | 0 | 0.0010851 | 0.0014849 | 0.00073707 | 0.0010774 | 7
2017-07-25 | 17-18 | 17-18 |  | 0 | 0.019116 | 0.27735 | 0 | 0.052281 | 0 | 0.00014325 | 0.00061674 | 0 | 0.00018597 | 7
2017-07-26 | 17-18 | 17-18 |  | 0 | 0.023355 | 0.018169 | 0.01564 | 0.021212 | 0 | 0.00020626 | 0.00041292 | 0.0001053 | 0.00021765 | 7
2017-07-27 | 17-18 | 17-18 |  | 0 | 1.8489 | 0.001882 | 0.11574 | 1.2982 | 0 | 0.010869 | 1.5882e-05 | 0.00072771 | 0.0076398 | 7
2017-07-28 | 17-18 | 17-18 |  | 0 | 0.10875 | 0.0019217 | 0.23727 | 0.11332 | 0 | 0.00066724 | 7.9408e-06 | 0.00089619 | 0.00060562 | 7
2017-07-29 | 17-18 | 17-18 |  | 0 | 0.67467 | 0.82529 | 0.82992 | 0.7153 | 0 | 0.0054101 | 0.010244 | 0.0056509 | 0.0060864 | 7
2017-07-30 | 17-18 | 17-18 |  | 0 | 0.20342 | 0.0065591 | 0.003924 | 0.14232 | 0 | 0.00099575 | 6.3527e-05 | 2.1059e-05 | 0.0007014 | 7
2017-07-31 | 17-18 | 17-18 |  | 0 | 0.19222 | 1.8778 | 0.033512 | 0.40276 | 0 | 0.0050315 | 0.014063 | 0.00066687 | 0.0055684 | 7
2017-08-01 | 17-18 | 17-18 |  | 0 | 0.33193 | 0.00065115 | 0.00051946 | 0.22988 | 0 | 0.0019242 | 7.9408e-06 | 7.0197e-06 | 0.0013339 | 8
2017-08-02 | 17-18 | 17-18 |  | 0 | 0.17481 | 1.7748 | 0 | 0.37087 | 0 | 0.0043029 | 0.010535 | 0 | 0.0044611 | 8
2017-08-03 | 17-18 | 17-18 |  | 0 | 0.31716 | 1.1457 | 0.025004 | 0.3848 | 0 | 0.0045554 | 0.0062971 | 0.0019725 | 0.0043534 | 8
2017-08-04 | 17-18 | 17-18 |  | 0 | 2.4725 | 0.89383 | 1.4605 | 2.0696 | 0 | 0.029271 | 0.003216 | 0.0068653 | 0.021803 | 8
2017-08-05 | 17-18 | 17-18 |  | 0 | 0.067544 | 0.64634 | 0.53298 | 0.22264 | 0 | 0.0006974 | 0.003126 | 0.004027 | 0.0015642 | 8
2017-08-06 | 17-18 | 17-18 |  | 0 | 0.31693 | 1.5519 | 4.0081 | 1.0762 | 0 | 0.0045926 | 0.0057174 | 0.016531 | 0.0066164 | 8
2017-08-07 | 17-18 | 17-18 |  | 0 | 1.5148 | 1.147 | 3.733 | 1.8044 | 0 | 0.016453 | 0.0082532 | 0.025755 | 0.016651 | 8
2017-08-08 | 17-18 | 17-18 |  | 0 | 0.043999 | 0.0080361 | 0.076143 | 0.043709 | 0 | 0.00024072 | 8.7349e-05 | 0.0025692 | 0.00058811 | 8
2017-08-09 | 17-18 | 17-18 |  | 0 | 0.054644 | 0.5073 | 0.75436 | 0.2294 | 0 | 0.00030158 | 0.0026602 | 0.0032197 | 0.0010961 | 8
2017-08-10 | 17-18 | 17-18 |  | 0 | 0.27284 | 0.14527 | 0.39894 | 0.27282 | 0 | 0.0025397 | 0.00057439 | 0.0012355 | 0.0020353 | 8
2017-08-11 | 17-18 | 17-18 |  | 0 | 0.18631 | 0.032899 | 0.02617 | 0.13774 | 0 | 0.0032403 | 0.00051615 | 0.00014039 | 0.0023375 | 8
2017-08-12 | 17-18 | 17-18 |  | 0 | 0.010005 | 0.017915 | 0.0064371 | 0.010472 | 0 | 0.00012332 | 3.1763e-05 | 3.5099e-05 | 9.5409e-05 | 8
2017-08-13 | 17-18 | 17-18 |  | 0 | 0.34662 | 0.0055427 | 0.54216 | 0.32702 | 0 | 0.0051731 | 3.1763e-05 | 0.002712 | 0.0040165 | 8
2017-08-14 | 17-18 | 17-18 |  | 0 | 0.11022 | 0.0039863 | 0.065873 | 0.087328 | 0 | 0.00034681 | 1.5882e-05 | 9.8276e-05 | 0.0002579 | 8
2017-08-15 | 17-18 | 17-18 |  | 0 | 0.091591 | 0.39341 | 0.41968 | 0.18562 | 0 | 0.00037105 | 0.0021943 | 0.0034748 | 0.0011192 | 8
2017-08-16 | 17-18 | 17-18 |  | 0 | 0.54265 | 0.071835 | 1.1239 | 0.56467 | 0 | 0.0041596 | 0.0007332 | 0.0045277 | 0.0037031 | 8
2017-08-17 | 17-18 | 17-18 |  | 0 | 0.3508 | 1.9632 | 0.71021 | 0.63231 | 0 | 0.0021277 | 0.032944 | 0.0030583 | 0.0065981 | 8
2017-08-18 | 17-18 | 17-18 |  | 0 | 0.29662 | 0.16361 | 0.0043242 | 0.229 | 0 | 0.0062685 | 0.004423 | 3.5099e-05 | 0.0049665 | 8
2017-08-19 | 17-18 | 17-18 |  | 0 | 0.25915 | 1.2192 | 0.0042469 | 0.35169 | 0 | 0.0018429 | 0.0051007 | 3.5099e-05 | 0.0019991 | 8
2017-08-20 | 17-18 | 17-18 |  | 0 | 1.1587 | 1.9183 | 0.013169 | 1.0741 | 0 | 0.0096489 | 0.012888 | 0.0004633 | 0.0085659 | 8
2017-08-21 | 17-18 | 17-18 |  | 0 | 0.42091 | 5.0676 | 2.0904 | 1.3378 | 0 | 0.0025268 | 0.015069 | 0.007958 | 0.0051379 | 8
2017-08-22 | 17-18 | 17-18 |  | 0 | 0.73605 | 0.0024378 | 0.054887 | 0.51847 | 0 | 0.0028887 | 1.5882e-05 | 0.00018251 | 0.0020304 | 8
2017-08-23 | 17-18 | 17-18 |  | 0 | 0.59043 | 0.076145 | 0.48786 | 0.49703 | 0 | 0.0088308 | 0.0004288 | 0.0057421 | 0.0070863 | 8
2017-08-24 | 17-18 | 17-18 |  | 0 | 0.17186 | 1.4258 | 0.89358 | 0.46201 | 0 | 0.00056438 | 0.012928 | 0.0072093 | 0.0033591 | 8
2017-08-25 | 17-18 | 17-18 |  | 0 | 0.1767 | 0.0043595 | 0.83911 | 0.25655 | 0 | 0.00052722 | 5.5586e-05 | 0.0073637 | 0.0015455 | 8
2017-08-26 | 17-18 | 17-18 |  | 0 | 0.080014 | 0.0056883 | 1.072 | 0.22692 | 0 | 0.00028542 | 0.0056883 | 0.0017479 | 0.0012768 | 8
2017-08-27 | 17-18 | 17-18 |  | 0 | 0.83519 | 0.32469 | 4.1764 | 1.2889 | 0 | 0.0048118 | 0.0016438 | 0.020448 | 0.0068184 | 8
2017-08-28 | 17-18 | 17-18 |  | 0 | 0.29523 | 0.013746 | 0.26655 | 0.24871 | 0 | 0.0038527 | 0.00018264 | 0.0019164 | 0.0029972 | 8
2017-08-29 | 17-18 | 17-18 |  | 0 | 0.26167 | 0.05044 | 0.051553 | 0.1964 | 0 | 0.0031122 | 0.00047645 | 0.00029717 | 0.0022682 | 8
2017-08-30 | 17-18 | 17-18 |  | 0 | 0.058039 | 0 | 0.21841 | 0.074953 | 0 | 0.0029059 | 0 | 0.0009617 | 0.0021642 | 8
2017-08-31 | 17-18 | 17-18 |  | 0 | 0.05797 | 0.0041451 | 0.064565 | 0.050985 | 0 | 0.00062308 | 2.3822e-05 | 0.00035333 | 0.00049083 | 8
2017-09-01 | 17-18 | 17-18 |  | 0 | 0.041516 | 0.49448 | 0.52418 | 0.18184 | 0 | 0.00012602 | 0.0038751 | 0.004846 | 0.0014047 | 9
2017-09-02 | 17-18 | 17-18 |  | 0 | 1.3329 | 0.88983 | 0.61819 | 1.1462 | 0 | 0.0079923 | 0.0026761 | 0.0012144 | 0.0061013 | 9
2017-09-03 | 17-18 | 17-18 |  | 0 | 1.6143 | 0.70924 | 4.987 | 2.0113 | 0 | 0.0096236 | 0.0032822 | 0.020589 | 0.010401 | 9
2017-09-04 | 17-18 | 17-18 |  | 0 | 0.19618 | 1.8676 | 7.3513 | 1.5696 | 0 | 0.0027438 | 0.018478 | 0.025507 | 0.0085633 | 9
2017-09-05 | 17-18 | 17-18 |  | 0 | 0.50707 | 2.3995 | 0.37881 | 0.74911 | 0 | 0.0050757 | 0.017507 | 0.0010904 | 0.0061513 | 9
2017-09-06 | 17-18 | 17-18 |  | 0 | 0.24412 | 0.44943 | 0.21279 | 0.26612 | 0 | 0.0015731 | 0.0064241 | 0.0072514 | 0.0031481 | 9
2017-09-07 | 17-18 | 17-18 |  | 0 | 0.11021 | 0.007782 | 0.42689 | 0.14536 | 0 | 0.00048414 | 3.1763e-05 | 0.010495 | 0.002011 | 9
2017-09-08 | 17-18 | 17-18 |  | 0 | 0.052389 | 0.053164 | 0.18562 | 0.073306 | 0 | 0.00022511 | 0.0050424 | 0.0042399 | 0.0015411 | 9
2017-09-09 | 17-18 | 17-18 |  | 0 | 0.037732 | 0.05512 | 0.43599 | 0.10332 | 0 | 0.00022134 | 0.00023822 | 0.0033625 | 0.00072228 | 9
2017-09-10 | 17-18 | 17-18 |  | 0 | 0.054339 | 0.3299 | 0.037401 | 0.090012 | 0 | 0.00040928 | 0.0015696 | 7.0197e-05 | 0.00051543 | 9
2017-09-11 | 17-18 | 17-18 |  | 12.7129 | 0.108 | 0.015217 | 0.035024 | 0.18256 | 0.065464 | 0.00044321 | 0.00018529 | 0.00017315 | 0.00087582 | 9
2017-09-12 | 17-18 | 17-18 |  | 0 | 0.13802 | 0.002017 | 0.060379 | 0.10542 | 0 | 0.00057192 | 7.9408e-06 | 0.00045394 | 0.00046922 | 9
2017-09-13 | 17-18 | 17-18 |  | 0.0595 | 0.81831 | 0.0016279 | 1.4609 | 0.7997 | 0.00014201 | 0.0079401 | 1.5882e-05 | 0.006058 | 0.0064632 | 9
2017-09-14 | 17-18 | 17-18 |  | 0 | 0.14382 | 0 | 0.088217 | 0.11358 | 0 | 0.0024315 | 0 | 0.00044926 | 0.0017543 | 9
2017-09-15 | 17-18 | 17-18 |  | 0 | 0.020339 | 0.12855 | 0.078059 | 0.044609 | 0 | 0.00020518 | 0.0013579 | 0.00033227 | 0.00038611 | 9
2017-09-16 | 17-18 | 17-18 |  | 0 | 0.13321 | 0 | 1.1187 | 0.27037 | 0 | 0.0027756 | 0 | 0.0062031 | 0.0029089 | 9
2017-09-17 | 17-18 | 17-18 |  | 0 | 0.024036 | 0.002414 | 0.54567 | 0.10389 | 0 | 0.00052291 | 1.5882e-05 | 0.00058966 | 0.00045804 | 9
2017-09-18 | 17-18 | 17-18 |  | 0 | 0.33248 | 0.28232 | 1.9636 | 0.58261 | 0 | 0.0013469 | 0.008052 | 0.011295 | 0.0038648 | 9
2017-09-19 | 17-18 | 17-18 |  | 0 | 0.026308 | 0.0012626 | 0.09347 | 0.033272 | 0 | 0.0002041 | 7.9408e-06 | 0.00049606 | 0.00022138 | 9
2017-09-20 | 17-18 | 17-18 |  | 0 | 0.24958 | 1.7085 | 0.16284 | 0.43921 | 0 | 0.0090263 | 0.011257 | 0.00029483 | 0.0078787 | 9
2017-09-21 | 17-18 | 17-18 |  | 0.37631 | 0.031086 | 0.0071626 | 0.068868 | 0.036453 | 0.0025088 | 0.00029242 | 4.4998e-05 | 0.00017783 | 0.00025678 | 9
2017-09-22 | 17-18 | 17-18 |  | 0 | 0.076858 | 0.038862 | 0.079 | 0.071244 | 0 | 0.00026119 | 0.00027528 | 0.00019655 | 0.00025082 | 9
2017-09-23 | 17-18 | 17-18 |  | 0 | 0.37263 | 0.40009 | 0.25078 | 0.35416 | 0 | 0.0064581 | 0.0045289 | 0.0016075 | 0.005363 | 9
2017-09-24 | 17-18 | 17-18 |  | 0 | 0.02143 | 1.9013 | 1.5581 | 0.53072 | 0 | 0.00031181 | 0.011305 | 0.0081686 | 0.0031086 | 9
2017-09-25 | 17-18 | 17-18 |  | 0 | 0.057364 | 0.67749 | 0.050743 | 0.14317 | 0 | 0.0020965 | 0.0032954 | 0.00030653 | 0.0019637 | 9
2017-09-26 | 17-18 | 17-18 |  | 0 | 0.081282 | 0.14579 | 0.035197 | 0.082385 | 0 | 0.00047122 | 0.00085761 | 0.00011934 | 0.00046586 | 9
2017-09-27 | 17-18 | 17-18 |  | 0 | 0.015432 | 0.048357 | 0.0027237 | 0.017922 | 0 | 0.0030115 | 0.00020117 | 2.8079e-05 | 0.0021169 | 9
2017-09-28 | 17-18 | 17-18 |  | 0 | 0.12577 | 0.0058286 | 0.07754 | 0.10021 | 0 | 0.018258 | 3.9704e-05 | 0.00021761 | 0.012676 | 9
2017-09-29 | 17-18 | 17-18 |  | 0 | 0.32248 | 0.95442 | 1.146 | 0.54008 | 0 | 0.0015914 | 0.004971 | 0.019849 | 0.0049628 | 9
2017-09-30 | 17-18 | 17-18 |  | 0 | 0.48208 | 0 | 0.70741 | 0.4463 | 0 | 0.0041462 | 0 | 0.00070899 | 0.0029823 | 9
2017-10-01 | 17-18 | 17-18 |  | 0 | 0.052458 | 0.00088937 | 0.0013899 | 0.03665 | 0 | 0.0029619 | 7.9408e-06 | 1.4039e-05 | 0.0020532 | 10
2017-10-02 | 17-18 | 17-18 |  | 0 | 0.00040875 | 0.017202 | 0.0027237 | 0.0031388 | 0 | 1.6156e-06 | 9.2643e-05 | 7.0197e-06 | 1.528e-05 | 10
2017-10-03 | 17-18 | 17-18 |  | 0.0055382 | 0.09427 | 0 | 0.00026207 | 0.065325 | 0.00014201 | 0.0015801 | 0 | 9.3596e-06 | 0.0010961 | 10
2017-10-04 | 17-18 | 17-18 |  | 0.3286 | 0.36029 | 0.0011355 | 0.10024 | 0.26805 | 0.0022721 | 0.0064381 | 7.9408e-06 | 0.00042118 | 0.0045416 | 10
2017-10-05 | 17-18 | 17-18 |  | 0 | 0.018398 | 0.0068873 | 0.033625 | 0.019058 | 0 | 0.00012979 | 4.2351e-05 | 9.8276e-05 | 0.00011143 | 10
2017-10-06 | 17-18 | 17-18 |  | 0 | 0.027998 | 0.48521 | 0.075406 | 0.099704 | 0 | 0.00041521 | 0.004423 | 0.00033695 | 0.00096378 | 10
2017-10-07 | 17-18 | 17-18 |  | 0 | 0.15634 | 0.023611 | 0.85625 | 0.2479 | 0 | 0.0017868 | 0.00021705 | 0.005707 | 0.0021761 | 10
2017-10-08 | 17-18 | 17-18 |  | 0.73899 | 0.084897 | 0.003351 | 0 | 0.065043 | 0.0075263 | 0.00034358 | 1.5882e-05 | 0 | 0.00029927 | 10
2017-10-09 | 17-18 | 17-18 |  | 0 | 0.041445 | 0.0029778 | 0.11739 | 0.047799 | 0 | 0.00037697 | 2.3822e-05 | 0.00064114 | 0.00036636 | 10
2017-10-10 | 17-18 | 17-18 |  | 0 | 0.45917 | 0.041459 | 1.2332 | 0.52002 | 0 | 0.0046621 | 0.00035734 | 0.0093854 | 0.0047716 | 10
2017-10-11 | 17-18 | 17-18 |  | 0 | 0.067082 | 0.053442 | 1.6119 | 0.31069 | 0 | 0.00037482 | 0.00020381 | 0.010555 | 0.0019693 | 10
2017-10-12 | 17-18 | 17-18 |  | 0 | 0.03997 | 0.028206 | 0.0045769 | 0.032362 | 0 | 0.00040551 | 0.0001694 | 2.1059e-05 | 0.00030784 | 10
2017-10-13 | 17-18 | 17-18 |  | 0 | 0.016976 | 0.22609 | 0.050465 | 0.05162 | 0 | 0.00012009 | 0.006043 | 0.00030419 | 0.00098241 | 10
2017-10-14 | 17-18 | 17-18 |  | 0 | 0.0065706 | 0.0053362 | 0.0099048 | 0.0068761 | 0 | 6.8394e-05 | 6.3527e-05 | 5.6158e-05 | 6.5221e-05 | 10
2017-10-15 | 17-18 | 17-18 |  | 0 | 0.035107 | 0.029254 | 0.0086062 | 0.029786 | 0 | 0.00038667 | 0.00020646 | 2.1059e-05 | 0.00030002 | 10
2017-10-16 | 17-18 | 17-18 |  | 0 | 0.3146 | 0.027343 | 1.6244 | 0.48029 | 0 | 0.0066961 | 0.00016411 | 0.0033905 | 0.0051972 | 10
2017-10-17 | 17-18 | 17-18 |  | 0 | 0.47643 | 0.058437 | 0.64557 | 0.44077 | 0 | 0.0037191 | 0.00040498 | 0.0033461 | 0.0031638 | 10
2017-10-18 | 17-18 | 17-18 |  | 0 | 0.059142 | 0.14166 | 1.9883 | 0.37757 | 0 | 0.00034251 | 0.00044469 | 0.0047102 | 0.0010499 | 10
2017-10-19 | 17-18 | 17-18 |  | 0 | 0.018563 | 0.094681 | 0 | 0.026178 | 0 | 0.00021649 | 0.00035469 | 0 | 0.00019976 | 10
2017-10-20 | 17-18 | 17-18 |  | 0 | 0.030063 | 0.0041928 | 1.4065 | 0.24541 | 0 | 0.00025688 | 7.9408e-06 | 0.011246 | 0.00197 | 10
2017-10-21 | 17-18 | 17-18 |  | 0 | 0.72129 | 0.61574 | 0.53898 | 0.67171 | 0 | 0.0069029 | 0.0068926 | 0.0031448 | 0.0062485 | 10
2017-10-22 | 17-18 | 17-18 |  | 0 | 0.13409 | 0.54755 | 0.030753 | 0.17479 | 0 | 0.0027831 | 0.0028666 | 0.00021761 | 0.0023644 | 10
2017-10-23 | 17-18 | 17-18 |  | 0 | 0.0081868 | 0.014357 | 0.0009968 | 0.0078459 | 0 | 3.662e-05 | 0.00011117 | 7.0197e-06 | 4.2114e-05 | 10
2017-10-24 | 17-18 | 17-18 |  | 0 | 0.050156 | 0.010048 | 0.3197 | 0.087046 | 0 | 0.0005073 | 6.088e-05 | 0.00096872 | 0.00051394 | 10
2017-10-25 | 17-18 | 17-18 |  | 0 | 2.5318 | 0.029484 | 0.85074 | 1.8918 | 0 | 0.014405 | 0.00040498 | 0.0065003 | 0.011061 | 10
2017-10-26 | 17-18 | 17-18 |  | 0 | 0.024445 | 0.091558 | 0.57292 | 0.12106 | 0 | 0.00014433 | 0.00060615 | 0.0020287 | 0.00050835 | 10
2017-10-27 | 17-18 | 17-18 |  | 0 | 0.063987 | 0.93898 | 1.9252 | 0.48312 | 0 | 0.00037374 | 0.005773 | 0.005087 | 0.0018817 | 10
2017-10-28 | 17-18 | 17-18 |  | 0.021727 | 0.18356 | 0.71187 | 0.10685 | 0.24445 | 0.00014201 | 0.00053422 | 0.0037878 | 0.00072303 | 0.0010193 | 10
2017-10-29 | 17-18 | 17-18 |  | 0 | 1.1019 | 1.445 | 3.1636 | 1.4699 | 0 | 0.012501 | 0.010657 | 0.025334 | 0.014187 | 10
2017-10-30 | 17-18 | 17-18 |  | 0 | 1.2696 | 0.073058 | 1.3021 | 1.0963 | 0 | 0.0085659 | 0.00033616 | 0.0060393 | 0.0069373 | 10
2017-10-31 | 17-18 | 17-18 |  | 0 | 0.020966 | 0.0069562 | 0.034334 | 0.020957 | 0 | 0.00017879 | 0.00011117 | 0.0019304 | 0.00044686 | 10
2017-11-01 | 17-18 | 17-18 |  | 5.2349 | 0.16235 | 0.37122 | 0.84423 | 0.3403 | 0.031809 | 0.00047498 | 0.0018343 | 0.0052648 | 0.001676 | 11
2017-11-02 | 17-18 | 17-18 |  | 0 | 0.048905 | 0.18042 | 6.3178e-05 | 0.059257 | 0 | 0.0012946 | 0.0012705 | 2.1059e-05 | 0.0010782 | 11
2017-11-03 | 17-18 | 17-18 |  | 0 | 0.76613 | 0 | 0.15946 | 0.5556 | 0 | 0.010293 | 0 | 0.0017245 | 0.0073979 | 11
2017-11-04 | 17-18 | 17-18 |  | 0 | 0.34361 | 0.0057465 | 0.33553 | 0.29204 | 0 | 0.0028838 | 4.2351e-05 | 0.0013337 | 0.0022142 | 11
2017-11-05 | 17-18 | 17-18 |  | 0 | 0.69941 | 0.040371 | 0.88417 | 0.63054 | 0 | 0.010241 | 0.00040763 | 0.0072022 | 0.008292 | 11
2017-11-06 | 17-18 | 17-18 |  | 0 | 0.011266 | 0.0067179 | 0.74098 | 0.12676 | 0 | 0.00044752 | 3.7057e-05 | 0.0077428 | 0.0015482 | 11
2017-11-07 | 17-18 | 17-18 |  | 0 | 0.33716 | 1.2218 | 0.61122 | 0.50272 | 0 | 0.0041418 | 0.0090208 | 0.0030957 | 0.0046296 | 11
2017-11-08 | 17-18 | 17-18 |  | 0 | 0.0029199 | 0.022975 | 0.099266 | 0.021066 | 0 | 4.7391e-05 | 0.00010058 | 0.00087045 | 0.0001856 | 11
2017-11-09 | 17-18 | 17-18 |  | 0 | 0.04412 | 0.28072 | 0.26857 | 0.11283 | 0 | 0.00030104 | 0.00042086 | 0.0023235 | 0.00063767 | 11
2017-11-10 | 17-18 | 17-18 |  | 0 | 0.94483 | 0.21749 | 2.8121 | 1.1324 | 0 | 0.0038403 | 0.0011567 | 0.0068606 | 0.0039133 | 11
2017-11-11 | 17-18 | 17-18 |  | 0 | 0.0090085 | 0.10901 | 0.11675 | 0.040179 | 0 | 9.3166e-05 | 0.0011144 | 0.00039311 | 0.00028399 | 11
2017-11-12 | 17-18 | 17-18 |  | 0 | 0.034745 | 0.13223 | 0.075593 | 0.054704 | 0 | 0.00025203 | 0.00046851 | 0.00039779 | 0.00030374 | 11
2017-11-13 | 17-18 | 17-18 |  | 0.025277 | 0.06224 | 0.0018582 | 0.10847 | 0.06081 | 0.00028401 | 0.00069794 | 2.3822e-05 | 0.00038375 | 0.00054972 | 11
2017-11-14 | 17-18 | 17-18 |  | 0 | 0.35079 | 1.8735 | 4.3563 | 1.2004 | 0 | 0.001957 | 0.026491 | 0.021696 | 0.0085398 | 11
2017-11-15 | 17-18 | 17-18 |  | 0 | 1.2983 | 2.6782 | 3.878 | 1.8932 | 0 | 0.013759 | 0.016946 | 0.022807 | 0.015541 | 11
2017-11-16 | 17-18 | 17-18 |  | 0 | 0.1056 | 0.31897 | 2.3186 | 0.48729 | 0 | 0.00056546 | 0.0054395 | 0.0047524 | 0.0019141 | 11
2017-11-17 | 17-18 | 17-18 |  | 0 | 0.23166 | 0.0035734 | 0.62789 | 0.26083 | 0 | 0.0047412 | 1.5882e-05 | 0.0011302 | 0.0034634 | 11
2017-11-18 | 17-18 | 17-18 |  | 0 | 0.012868 | 0.10676 | 0.12705 | 0.044174 | 0 | 9.3166e-05 | 0.00030175 | 0.0010179 | 0.00026908 | 11
2017-11-19 | 17-18 | 17-18 |  | 0 | 0.1256 | 0.51148 | 0.45337 | 0.23115 | 0 | 0.012363 | 0.023846 | 0.0018368 | 0.012206 | 11
2017-11-20 | 17-18 | 17-18 |  | 0 | 0.64573 | 6.2558 | 0.26763 | 1.3703 | 0 | 0.0064371 | 0.051928 | 0.0012285 | 0.011962 | 11
2017-11-21 | 17-18 | 17-18 |  | 0 | 0.52902 | 0.0023081 | 0.019978 | 0.36961 | 0 | 0.0047671 | 1.0588e-05 | 0.00014741 | 0.003324 | 11
2017-11-22 | 17-18 | 17-18 |  | 0 | 0.036326 | 0.19736 | 4.863 | 0.82748 | 0 | 0.00042544 | 0.0009529 | 0.035272 | 0.0060465 | 11
2017-11-23 | 17-18 | 17-18 |  | 0 | 0.55981 | 4.8969 | 3.8631 | 1.6922 | 0 | 0.0060649 | 0.019296 | 0.0094462 | 0.0084187 | 11
2017-11-24 | 17-18 | 17-18 |  | 9.112 | 0.021884 | 0.29051 | 0.14602 | 0.15105 | 0.053536 | 0.00016748 | 0.0027766 | 0.0009617 | 0.0010815 | 11
2017-11-25 | 17-18 | 17-18 |  | 0 | 0.11475 | 0.006178 | 0.61835 | 0.17877 | 0 | 0.00089827 | 3.1763e-05 | 0.0015397 | 0.00087135 | 11
2017-11-26 | 17-18 | 17-18 |  | 0 | 0.056326 | 0.024476 | 0.34457 | 0.097308 | 0 | 0.0014363 | 4.4998e-05 | 0.0037836 | 0.0016029 | 11
2017-11-27 | 17-18 | 17-18 |  | 0 | 0.19995 | 0.0022711 | 0.0055035 | 0.13957 | 0 | 0.0054586 | 7.9408e-06 | 3.5099e-05 | 0.0037843 | 11
2017-11-28 | 17-18 | 17-18 |  | 0 | 0.66352 | 0.80237 | 0.087297 | 0.58607 | 0 | 0.0059174 | 0.0075676 | 0.0033625 | 0.0056962 | 11
2017-11-29 | 17-18 | 17-18 |  | 0 | 0.082875 | 3.033 | 1.779 | 0.76775 | 0 | 0.0018127 | 0.013169 | 0.013438 | 0.005249 | 11
2017-11-30 | 17-18 | 17-18 |  | 0.099404 | 1.5692 | 1.7045 | 9.7158 | 2.8742 | 0.00056802 | 0.010974 | 0.0074935 | 0.025767 | 0.012758 | 11
2017-12-01 | 17-18 | 17-18 |  | 2.4763 | 0.060108 | 0.16551 | 7.4812 | 1.276 | 0.019029 | 0.00064947 | 0.00053204 | 0.054066 | 0.0092856 | 12
2017-12-02 | 17-18 | 17-18 |  | 0 | 0.035646 | 0.1648 | 1.1693 | 0.23412 | 0 | 0.00032635 | 0.0019614 | 0.0037719 | 0.0011028 | 12
2017-12-03 | 17-18 | 17-18 |  | 0 | 0.46405 | 0.41857 | 0.074423 | 0.39194 | 0 | 0.0037794 | 0.0024934 | 0.00023867 | 0.0030046 | 12
2017-12-04 | 17-18 | 17-18 |  | 0 | 0.031748 | 0 | 0.19528 | 0.053074 | 0 | 0.00043406 | 0 | 0.0012027 | 0.00049195 | 12
2017-12-05 | 17-18 | 17-18 |  | 0 | 0.086128 | 0.7193 | 0.12042 | 0.18006 | 0 | 0.0017427 | 0.0046454 | 0.0011793 | 0.0020479 | 12
2017-12-06 | 17-18 | 17-18 |  | 0 | 0.027942 | 0.061438 | 0.12998 | 0.04869 | 0 | 0.0001971 | 0.00027793 | 0.0004282 | 0.00024374 | 12
2017-12-07 | 17-18 | 17-18 |  | 0 | 0.29186 | 0.053627 | 0.21222 | 0.24333 | 0 | 0.0016565 | 0.00023028 | 0.00086343 | 0.0013163 | 12
2017-12-08 | 17-18 | 17-18 |  | 0 | 0.26783 | 0.38427 | 0.056663 | 0.24849 | 0 | 0.0045851 | 0.0050424 | 0.00025973 | 0.0039244 | 12
2017-12-09 | 17-18 | 17-18 |  | 0 | 0.21836 | 0.004836 | 0.045256 | 0.15901 | 0 | 0.0013975 | 3.9704e-05 | 0.00023867 | 0.0010107 | 12
2017-12-10 | 17-18 | 17-18 |  | 0 | 0.053787 | 0.87927 | 0.58686 | 0.2545 | 0 | 0.00074156 | 0.023987 | 0.0016122 | 0.0041473 | 12
2017-12-11 | 17-18 | 17-18 |  | 0 | 0.10075 | 0.15435 | 0.93607 | 0.24055 | 0 | 0.00046691 | 0.0011355 | 0.024752 | 0.0044253 | 12
2017-12-12 | 17-18 | 17-18 |  | 0.11147 | 0.15407 | 0.019953 | 0.12228 | 0.12979 | 0.00042602 | 0.0019409 | 0.00028852 | 0.00070899 | 0.0015001 | 12
2017-12-13 | 17-18 | 17-18 |  | 1.2787 | 0.017022 | 0.063998 | 0.22519 | 0.066725 | 0.011029 | 0.00023103 | 0.010397 | 0.00087045 | 0.0018493 | 12
2017-12-14 | 17-18 | 17-18 |  | 0 | 0.14576 | 0.0080282 | 0.81267 | 0.23144 | 0 | 0.0036696 | 7.1467e-05 | 0.010136 | 0.0041641 | 12
2017-12-15 | 17-18 | 17-18 |  | 0 | 0.86663 | 0.064567 | 0.90698 | 0.7533 | 0 | 0.0048053 | 0.00049233 | 0.0046471 | 0.004135 | 12
2017-12-16 | 17-18 | 17-18 |  | 0.0073843 | 0.26241 | 0.058516 | 0.99408 | 0.34823 | 0.00028401 | 0.0030928 | 0.0004288 | 0.01154 | 0.0040411 | 12
2017-12-17 | 17-18 | 17-18 |  | 0 | 0.18253 | 0.019892 | 0.20034 | 0.16103 | 0 | 0.00064247 | 7.9408e-05 | 0.001411 | 0.00068053 | 12
2017-12-18 | 17-18 | 17-18 |  | 0 | 0.26864 | 1.7015 | 3.1945 | 0.9343 | 0 | 0.0034154 | 0.017597 | 0.013915 | 0.0070576 | 12
2017-12-19 | 17-18 | 17-18 |  | 0 | 0.5877 | 0.29611 | 1.873 | 0.74673 | 0 | 0.0063579 | 0.0048386 | 0.0037836 | 0.0056839 | 12
2017-12-20 | 17-18 | 17-18 |  | 0 | 0.24574 | 0.46495 | 0.16013 | 0.26104 | 0 | 0.0029043 | 0.0074935 | 0.00084939 | 0.0032003 | 12
2017-12-21 | 17-18 | 17-18 |  | 0 | 0.036378 | 0.04003 | 0.0015794 | 0.031063 | 0 | 0.00035866 | 0.00029116 | 1.4039e-05 | 0.00029144 | 12
2017-12-22 | 17-18 | 17-18 |  | 0 | 0.012842 | 0.0012044 | 0.31608 | 0.059402 | 0 | 7.9164e-05 | 1.3235e-05 | 0.0063037 | 0.0010607 | 12
2017-12-23 | 17-18 | 17-18 |  | 0 | 0.20356 | 0.0091716 | 0.33688 | 0.19582 | 0 | 0.0049572 | 7.1467e-05 | 0.001081 | 0.0036129 | 12
2017-12-24 | 17-18 | 17-18 |  | 0 | 0.89663 | 0.91884 | 0.0026207 | 0.7503 | 0 | 0.0095449 | 0.0060377 | 2.3399e-05 | 0.0074594 | 12
2017-12-25 | 17-18 | 17-18 |  | 0 | 0.024806 | 0.73573 | 0.0010459 | 0.12093 | 0 | 0.0010846 | 0.010839 | 7.0197e-06 | 0.0022779 | 12
2017-12-26 | 17-18 | 17-18 |  | 0 | 0.019476 | 0.0060271 | 0.0098487 | 0.015896 | 0 | 5.9777e-05 | 6.3527e-05 | 5.6158e-05 | 5.9258e-05 | 12
2017-12-27 | 17-18 | 17-18 |  | 0 | 0.74127 | 1.3815 | 2.6003 | 1.1217 | 0 | 0.0077926 | 0.012999 | 0.013277 | 0.0093378 | 12
2017-12-28 | 17-18 | 17-18 |  | 0 | 0.14617 | 0.023989 | 0.42358 | 0.172 | 0 | 0.0040471 | 9.529e-05 | 0.0025973 | 0.0032279 | 12
2017-12-29 | 17-18 | 17-18 |  | 0 | 0.07837 | 0.0068609 | 0.059892 | 0.064742 | 0 | 0.0003172 | 9.529e-05 | 0.00040012 | 0.00029666 | 12
2017-12-30 | 17-18 | 17-18 |  | 0 | 0.04989 | 1.0136 | 0.0063739 | 0.17826 | 0 | 0.00038774 | 0.001612 | 2.8079e-05 | 0.00049978 | 12
2017-12-31 | 17-18 | 17-18 |  | 0 | 0.00064624 | 0.31217 | 0.1484 | 0.068038 | 0 | 3.2312e-06 | 0.0015643 | 0.00040012 | 0.00028623 | 12
2018-01-01 | 17-18 | 17-18 |  | 0 | 0.1644 | 0.00097672 | 0.14866 | 0.13759 | 0 | 0.00046475 | 7.9408e-06 | 0.0005686 | 0.00041331 | 1
2018-01-02 | 17-18 | 17-18 |  | 0 | 0.207 | 0.0036687 | 0.0038538 | 0.14438 | 0 | 0.00043783 | 2.3822e-05 | 7.0197e-06 | 0.00030747 | 1
2018-01-03 | 17-18 | 17-18 |  | 0 | 0.041535 | 0.053855 | 0.10457 | 0.052982 | 0 | 0.0028806 | 0.0086237 | 0.0004984 | 0.0032871 | 1
2018-01-04 | 17-18 | 17-18 |  | 0 | 0.0273 | 0.44988 | 2.4369 | 0.47037 | 0 | 0.00030535 | 0.0064877 | 0.027786 | 0.0055505 | 1
2018-01-05 | 17-18 | 17-18 |  | 0 | 1.0571 | 0.63126 | 1.7898 | 1.1055 | 0 | 0.0070537 | 0.0098625 | 0.025341 | 0.010306 | 1
2018-01-06 | 17-18 | 17-18 |  | 0 | 0.44203 | 0.07994 | 0.54192 | 0.40347 | 0 | 0.0062012 | 0.00069085 | 0.00090789 | 0.0045334 | 1
2018-01-07 | 17-18 | 17-18 |  | 0 | 0.039893 | 0.16412 | 0 | 0.050716 | 0 | 0.001426 | 0.00058762 | 0 | 0.0010696 | 1
2018-01-08 | 17-18 | 17-18 |  | 0 | 0.12537 | 0.16314 | 0.96571 | 0.26354 | 0 | 0.0018929 | 0.00079144 | 0.0043452 | 0.0021135 | 1
2018-01-09 | 17-18 | 17-18 |  | 0 | 0.042918 | 0.0040022 | 0.11895 | 0.049211 | 0 | 0.0052351 | 2.3822e-05 | 0.0023844 | 0.0040061 | 1
2018-01-10 | 17-18 | 17-18 |  | 0.0073843 | 0.019906 | 0.12877 | 0.63369 | 0.1329 | 0.00014201 | 8.3472e-05 | 0.00061938 | 0.0045418 | 0.00086949 | 1
2018-01-11 | 17-18 | 17-18 |  | 0 | 0.12924 | 0.13203 | 0.37457 | 0.16769 | 0 | 0.00061716 | 0.00052939 | 0.0018041 | 0.00078899 | 1
2018-01-12 | 17-18 | 17-18 |  | 0 | 0.10723 | 0.48943 | 1.3264 | 0.35437 | 0 | 0.0014837 | 0.0046083 | 0.028671 | 0.0062422 | 1
2018-01-13 | 17-18 | 17-18 |  | 0 | 0.0093327 | 0.0023822 | 1.0253 | 0.17009 | 0 | 6.8393e-05 | 1.5882e-05 | 0.0023657 | 0.00042636 | 1
2018-01-14 | 17-18 | 17-18 |  | 0 | 0.31508 | 0.14895 | 0.0068489 | 0.24011 | 0 | 0.0046885 | 0.00097407 | 4.4458e-05 | 0.0033889 | 1
2018-01-15 | 17-18 | 17-18 |  | 0 | 0.56123 | 0.03081 | 0 | 0.39274 | 0 | 0.0090489 | 0.0011276 | 0 | 0.0064211 | 1
2018-01-16 | 17-18 | 17-18 |  | 0 | 0.00049437 | 0.013928 | 0.049672 | 0.010215 | 0 | 4.8468e-06 | 4.7645e-05 | 0.00025271 | 5.0313e-05 | 1
2018-01-17 | 17-18 | 17-18 |  | 0 | 0.1892 | 0.011252 | 0.33521 | 0.18591 | 0 | 0.0017594 | 6.3527e-05 | 0.0024218 | 0.0016123 | 1
2018-01-18 | 17-18 | 17-18 |  | 0 | 0.62062 | 0.12969 | 0.30111 | 0.49572 | 0 | 0.0061479 | 0.0011594 | 0.002258 | 0.0047775 | 1
2018-01-19 | 17-18 | 17-18 |  | 0.010508 | 0.88471 | 0.93529 | 1.0174 | 0.90608 | 0.00028401 | 0.0083634 | 0.011482 | 0.0097785 | 0.0089643 | 1
2018-01-20 | 17-18 | 17-18 |  | 0 | 0.324 | 0.17906 | 0.45698 | 0.32222 | 0 | 0.0038618 | 0.0014267 | 0.0018953 | 0.0031753 | 1
2018-01-21 | 17-18 | 17-18 |  | 0.39572 | 0.55864 | 0.95531 | 1.0941 | 0.69849 | 0.0026034 | 0.0077182 | 0.011205 | 0.0035169 | 0.0074997 | 1
2018-01-22 | 17-18 | 17-18 |  | 1.4016 | 0.56236 | 2.8261 | 0.70316 | 0.91013 | 0.040045 | 0.0044768 | 0.016416 | 0.0037205 | 0.0063175 | 1
2018-01-23 | 17-18 | 17-18 |  | 0 | 0.98771 | 0 | 0.011793 | 0.68542 | 0 | 0.013367 | 0 | 0.00025973 | 0.0092923 | 1
2018-01-24 | 17-18 | 17-18 |  | 0 | 0.54095 | 0.58427 | 0.10279 | 0.473 | 0 | 0.0042996 | 0.003494 | 0.00054052 | 0.0035536 | 1
2018-01-25 | 17-18 | 17-18 |  | 0 | 0.051656 | 0.0040472 | 0.091018 | 0.050815 | 0 | 0.00035812 | 6.6174e-05 | 0.0018532 | 0.00055233 | 1
2018-01-26 | 17-18 | 17-18 |  | 0 | 0.09511 | 0.29904 | 5.9435 | 1.0546 | 0 | 0.0056239 | 0.0018026 | 0.015242 | 0.0065735 | 1
2018-01-27 | 17-18 | 17-18 |  | 0 | 0.22193 | 0.1926 | 0.5174 | 0.26311 | 0 | 0.0035435 | 0.0023134 | 0.0039591 | 0.0034086 | 1
2018-01-28 | 17-18 | 17-18 |  | 0 | 0.080339 | 1.3708 | 0.026736 | 0.25287 | 0 | 0.0011525 | 0.0040551 | 0.00021761 | 0.0014032 | 1
2018-01-29 | 17-18 | 17-18 |  | 0 | 0.075117 | 0.3778 | 0.51507 | 0.18722 | 0 | 0.0014761 | 0.0042378 | 0.0044014 | 0.0023193 | 1
2018-01-30 | 17-18 | 17-18 |  | 0 | 0.20582 | 0.020194 | 0.067565 | 0.15604 | 0 | 0.0023211 | 0.0022711 | 0.00045628 | 0.0019987 | 1
2018-01-31 | 17-18 | 17-18 |  | 0.29693 | 0.0039178 | 0.026586 | 0.060349 | 0.018405 | 0.0072423 | 6.1393e-05 | 0.00012705 | 0.00025973 | 0.00015877 | 1
2018-02-01 | 17-18 | 17-18 |  | 0 | 0.33872 | 1.521 | 0.019543 | 0.45169 | 0 | 0.006073 | 0.009934 | 0.00037907 | 0.0056619 | 2
2018-02-02 | 17-18 | 17-18 |  | 0 | 0.45449 | 0.18816 | 0.52058 | 0.42394 | 0 | 0.0034062 | 0.0011594 | 0.0034888 | 0.0030762 | 2
2018-02-03 | 17-18 | 17-18 |  | 0 | 0.06691 | 0.036313 | 1.2379 | 0.24859 | 0 | 0.00036189 | 0.00034146 | 0.0098417 | 0.0018661 | 2
2018-02-04 | 17-18 | 17-18 |  | 0 | 0.056203 | 0.15165 | 0.10267 | 0.076601 | 0 | 0.00022834 | 0.0042166 | 0.0006037 | 0.00084787 | 2
2018-02-05 | 17-18 | 17-18 |  | 0 | 0.043098 | 0.2093 | 0.080278 | 0.072081 | 0 | 0.00093274 | 0.0014532 | 0.0016496 | 0.0011129 | 2
2018-02-06 | 17-18 | 17-18 |  | 0 | 0.092842 | 0.0071864 | 0.04283 | 0.072085 | 0 | 0.0004459 | 7.9408e-06 | 0.00029951 | 0.00035741 | 2
2018-02-07 | 17-18 | 17-18 |  | 0 | 0.042435 | 0.0014611 | 0.32743 | 0.081725 | 0 | 0.00047875 | 1.5882e-05 | 0.0027283 | 0.00076812 | 2
2018-02-08 | 17-18 | 17-18 |  | 0 | 0.022929 | 0.042648 | 0.048134 | 0.029539 | 0 | 0.00022134 | 0.00054527 | 0.00020357 | 0.00026237 | 2
2018-02-09 | 17-18 | 17-18 |  | 0 | 0.32767 | 0.0088937 | 0.78726 | 0.35341 | 0 | 0.0044515 | 6.3527e-05 | 0.0033554 | 0.003624 | 2
2018-02-10 | 17-18 | 17-18 |  | 0 | 0.017343 | 0.058527 | 1.107 | 0.19656 | 0 | 0.0001244 | 0.00053468 | 0.007359 | 0.0013335 | 2
2018-02-11 | 17-18 | 17-18 |  | 0 | 0.016938 | 0.41572 | 0.03917 | 0.076494 | 0 | 0.00013086 | 0.0042563 | 0.00025271 | 0.0007301 | 2
2018-02-12 | 17-18 | 17-18 |  | 0 | 0.23868 | 0.014818 | 0.0037134 | 0.16785 | 0 | 0.0030454 | 0.00015088 | 7.0197e-06 | 0.0021299 | 2
2018-02-13 | 17-18 | 17-18 |  | 0 | 0.61366 | 0.17681 | 0.003215 | 0.45009 | 0 | 0.0088562 | 0.0023267 | 3.5099e-05 | 0.0064621 | 2
2018-02-14 | 17-18 | 17-18 |  | 0 | 1.0652 | 0.91773 | 0.22716 | 0.90257 | 0 | 0.008609 | 0.010543 | 0.00093596 | 0.0075913 | 2
2018-02-15 | 17-18 | 17-18 |  | 0 | 0.27749 | 0 | 0.066884 | 0.20269 | 0 | 0.0057149 | 0 | 0.00035099 | 0.0040109 | 2
2018-02-16 | 17-18 | 17-18 |  | 0 | 0.23768 | 0.13585 | 0.22329 | 0.21918 | 0 | 0.0038742 | 0.0014452 | 0.00077217 | 0.0030076 | 2
2018-02-17 | 17-18 | 17-18 |  | 0 | 0.00093866 | 1.0154 | 0.059457 | 0.15309 | 0 | 4.8468e-06 | 0.009124 | 0.00014741 | 0.0013115 | 2
2018-02-18 | 17-18 | 17-18 |  | 0 | 0.61147 | 4.7096 | 0.83216 | 1.2188 | 0 | 0.005143 | 0.012253 | 0.0039685 | 0.0059165 | 2
2018-02-19 | 17-18 | 17-18 |  | 0 | 0.0023195 | 0 | 0.17109 | 0.028855 | 0 | 3.285e-05 | 0 | 0.0006388 | 0.00012448 | 2
2018-02-20 | 17-18 | 17-18 |  | 0 | 0.28301 | 0.014585 | 0.63526 | 0.29909 | 0 | 0.0024056 | 0.00010058 | 0.0024639 | 0.0020714 | 2
2018-02-21 | 17-18 | 17-18 |  | 0 | 0.26507 | 0.037401 | 0.30377 | 0.23709 | 0 | 0.0063875 | 0.0010217 | 0.0016075 | 0.0048204 | 2
2018-02-22 | 17-18 | 17-18 |  | 0 | 0.31002 | 0.030281 | 0.24754 | 0.25824 | 0 | 0.0029113 | 0.012004 | 0.00094064 | 0.0038547 | 2
2018-02-23 | 17-18 | 17-18 |  | 0 | 0.31814 | 0.46101 | 3.7636 | 0.88453 | 0 | 0.0059109 | 0.0045501 | 0.01819 | 0.0076286 | 2
2018-02-24 | 17-18 | 17-18 |  | 0 | 0.25843 | 0.20174 | 0.51768 | 0.28971 | 0 | 0.0033513 | 0.008854 | 0.0066968 | 0.0046325 | 2
2018-02-25 | 17-18 | 17-18 |  | 0 | 0.042095 | 0.10908 | 0.12537 | 0.06446 | 0 | 0.0004039 | 0.00097672 | 0.00052648 | 0.0005009 | 2
2018-02-26 | 17-18 | 17-18 |  | 0 | 0.064565 | 0.0023743 | 1.3928 | 0.26686 | 0 | 0.00070494 | 7.9408e-06 | 0.0061142 | 0.0014628 | 2
2018-02-27 | 17-18 | 17-18 |  | 0 | 0.038176 | 0.010712 | 1.6823 | 0.29588 | 0 | 0.00022995 | 0.00018264 | 0.015713 | 0.0026875 | 2
2018-02-28 | 17-18 | 17-18 |  | 0 | 0.2435 | 0.039204 | 0.024094 | 0.17787 | 0 | 0.0058565 | 0.00052674 | 0.00027611 | 0.0041712 | 2
2018-03-01 | 17-18 | 17-18 |  | 0 | 0.11094 | 0.0019323 | 0.0026815 | 0.077475 | 0 | 0.0011525 | 2.1176e-05 | 1.4039e-05 | 0.00080278 | 3
2018-03-02 | 17-18 | 17-18 |  | 0 | 0.20876 | 0.0026522 | 0.25603 | 0.18563 | 0 | 0.0033427 | 0.00012705 | 0.0010319 | 0.0024955 | 3
2018-03-03 | 17-18 | 17-18 |  | 0 | 0.54304 | 0.017316 | 0.17717 | 0.40647 | 0 | 0.0066417 | 0.00010588 | 0.012306 | 0.0065713 | 3
2018-03-04 | 17-18 | 17-18 |  | 0 | 0.0018165 | 1.663 | 0.46023 | 0.30872 | 0 | 1.0771e-05 | 0.013648 | 0.0023352 | 0.002301 | 3
2018-03-05 | 17-18 | 17-18 |  | 0 | 0.019075 | 0.0028428 | 0.023514 | 0.017347 | 0 | 0.00024395 | 2.9116e-05 | 0.00021995 | 0.00020796 | 3
2018-03-06 | 17-18 | 17-18 |  | 0 | 0.1786 | 0 | 0.062026 | 0.13348 | 0 | 0.0024686 | 0 | 0.0006037 | 0.0018046 | 3
2018-03-07 | 17-18 | 17-18 |  | 0 | 0.16449 | 0 | 0.17898 | 0.14234 | 0 | 0.0030869 | 0 | 0.00084939 | 0.0022716 | 3
2018-03-08 | 17-18 | 17-18 |  | 0 | 0.061258 | 0.0077502 | 0.0094205 | 0.044986 | 0 | 0.0033642 | 7.9408e-06 | 6.3178e-05 | 0.0023394 | 3
2018-03-09 | 17-18 | 17-18 |  | 0 | 0.10266 | 0.12309 | 0.063929 | 0.098561 | 0 | 0.0046104 | 0.0012388 | 0.00068793 | 0.0034746 | 3
2018-03-10 | 17-18 | 17-18 |  | 0 | 0.17758 | 0.052814 | 0.22002 | 0.16537 | 0 | 0.00062685 | 0.00043675 | 0.0011161 | 0.00067308 | 3
2018-03-11 | 17-18 | 17-18 |  | 0 | 0.12325 | 0.069625 | 0.035934 | 0.10082 | 0 | 0.0010383 | 0.00043675 | 0.00015443 | 0.00080464 | 3
2018-03-12 | 17-18 | 17-18 |  | 0 | 0.014889 | 0 | 0.041508 | 0.016915 | 0 | 8.2395e-05 | 0 | 0.00018953 | 8.721e-05 | 3
2018-03-13 | 17-18 | 17-18 |  | 0 | 0.074086 | 0 | 0.22489 | 0.087091 | 0 | 0.0013199 | 0 | 0.0012565 | 0.0011136 | 3
2018-03-14 | 17-18 | 17-18 |  | 0 | 0.34708 | 0.017475 | 0.12385 | 0.26238 | 0 | 0.0040573 | 0.00010058 | 0.00065986 | 0.0029271 | 3
2018-03-15 | 17-18 | 17-18 |  | 0.0079523 | 0.011548 | 3.1984 | 0.2768 | 0.50248 | 0.000142 | 0.00019387 | 0.007557 | 0.00093362 | 0.001348 | 3
2018-03-16 | 17-18 | 17-18 |  | 0 | 0.20485 | 0.90632 | 0.07235 | 0.2809 | 0 | 0.0015122 | 0.0093014 | 0.00041182 | 0.0024217 | 3
2018-03-17 | 17-18 | 17-18 |  | 0 | 0.51583 | 0.77423 | 2.5688 | 0.87513 | 0 | 0.0059982 | 0.0038937 | 0.0053631 | 0.0055535 | 3
2018-03-18 | 17-18 | 17-18 |  | 0 | 0.48618 | 1.3911 | 3.5529 | 1.0982 | 0 | 0.0045721 | 0.0086952 | 0.020907 | 0.0077184 | 3
2018-03-19 | 17-18 | 17-18 |  | 0 | 0.28506 | 0.05445 | 1.0295 | 0.36892 | 0 | 0.0010291 | 0.0067656 | 0.0024569 | 0.0020561 | 3
2018-03-20 | 17-18 | 17-18 |  | 0 | 0.56201 | 0.087691 | 0.34768 | 0.45666 | 0 | 0.0086617 | 0.0014452 | 0.0012565 | 0.006398 | 3
2018-03-21 | 17-18 | 17-18 |  | 0 | 0.26086 | 0.030911 | 0.039977 | 0.19125 | 0 | 0.0044041 | 0.0067682 | 0.00067623 | 0.0041085 | 3
2018-03-22 | 17-18 | 17-18 |  | 0 | 0.022571 | 0.035114 | 0.14384 | 0.043475 | 0 | 0.00029673 | 0.00029381 | 0.00053116 | 0.00033132 | 3
2018-03-23 | 17-18 | 17-18 |  | 0 | 0.14451 | 0.085787 | 0.074255 | 0.12391 | 0 | 0.0023765 | 0.00060086 | 0.0004282 | 0.0017975 | 3
2018-03-24 | 17-18 | 17-18 |  | 0 | 0.03206 | 0.013333 | 0.77569 | 0.14761 | 0 | 0.00030535 | 7.1467e-05 | 0.0035169 | 0.00078153 | 3
2018-03-25 | 17-18 | 17-18 |  | 0 | 1.1792 | 0.20946 | 1.9865 | 1.1619 | 0 | 0.0089687 | 0.0011038 | 0.012972 | 0.0084284 | 3
2018-03-26 | 17-18 | 17-18 |  | 0.027691 | 0.081628 | 0.010776 | 0.41155 | 0.12378 | 0.00014201 | 0.00039421 | 8.7349e-05 | 0.011386 | 0.0020997 | 3
2018-03-27 | 17-18 | 17-18 |  | 0 | 1.0407 | 0.10455 | 0.023909 | 0.73877 | 0 | 0.0093791 | 0.0013738 | 0.00037205 | 0.0067435 | 3
2018-03-28 | 17-18 | 17-18 |  | 0 | 0.011898 | 0.048979 | 0.42658 | 0.083075 | 0 | 0.00017664 | 0.00029381 | 0.0009851 | 0.00032051 | 3
2018-03-29 | 17-18 | 17-18 |  | 0 | 0.017952 | 0.051028 | 0.00018251 | 0.019638 | 0 | 0.00021487 | 0.00050027 | 1.4039e-05 | 0.00022138 | 3
2018-03-30 | 17-18 | 17-18 |  | 0 | 0.64511 | 0.24073 | 0.033489 | 0.48568 | 0 | 0.0070435 | 0.0016835 | 0.00017783 | 0.0051398 | 3
2018-03-31 | 17-18 | 17-18 |  | 0 | 0.052954 | 0.0011832 | 0.068056 | 0.047653 | 0 | 0.00021164 | 7.9408e-06 | 0.00037907 | 0.00020796 | 3
2018-04-01 | 17-18 | 17-18 |  | 0 | 0.13805 | 0.045522 | 0 | 0.10195 | 0 | 0.0023437 | 0.00046851 | 0 | 0.0016879 | 4
2018-04-02 | 17-18 | 17-18 |  | 0 | 0.22263 | 0 | 0.0039311 | 0.1547 | 0 | 0.0030842 | 0 | 7.0197e-05 | 0.0021456 | 4
2018-04-03 | 17-18 | 17-18 |  | 0 | 0.0055948 | 0.020861 | 0.0030255 | 0.007291 | 0 | 0.00066724 | 0.0017152 | 1.4039e-05 | 0.0007055 | 4
2018-04-04 | 17-18 | 17-18 |  | 0 | 0.020809 | 0.025236 | 0.10163 | 0.034141 | 0 | 0.00029835 | 0.0015935 | 0.00033695 | 0.0004845 | 4
2018-04-05 | 17-18 | 17-18 |  | 0 | 0.49368 | 0 | 1.4762 | 0.57678 | 0 | 0.0060418 | 0 | 0.0099938 | 0.005773 | 4
2018-04-06 | 17-18 | 17-18 |  | 0 | 0.037665 | 0.026133 | 0.047816 | 0.037362 | 0 | 0.00039959 | 0.00050821 | 0.0020732 | 0.0006783 | 4
2018-04-07 | 17-18 | 17-18 |  | 0.062482 | 0.19047 | 0 | 0.14344 | 0.15516 | 0.00028401 | 0.0010965 | 0 | 0.0005335 | 0.00084601 | 4
2018-04-08 | 17-18 | 17-18 |  | 0 | 0.016221 | 0.7696 | 0.02909 | 0.12422 | 0 | 7.8087e-05 | 0.007655 | 0.00022463 | 0.0011676 | 4
2018-04-09 | 17-18 | 17-18 |  | 0 | 0.023144 | 0.29239 | 0.65211 | 0.16105 | 0 | 0.00024988 | 0.0013923 | 0.0040925 | 0.0010208 | 4
2018-04-10 | 17-18 | 17-18 |  | 0 | 0.060184 | 0.19757 | 0.33143 | 0.12226 | 0 | 0.00049653 | 0.0016385 | 0.0015467 | 0.00082067 | 4
2018-04-11 | 17-18 | 17-18 |  | 0 | 1.0626 | 1.5643 | 0.65474 | 1.0599 | 0 | 0.017394 | 0.020575 | 0.0048155 | 0.015701 | 4
2018-04-12 | 17-18 | 17-18 |  | 0 | 1.0273 | 0.23184 | 0.001783 | 0.74387 | 0 | 0.011046 | 0.0022155 | 1.4039e-05 | 0.0079584 | 4
2018-04-13 | 17-18 | 17-18 |  | 0 | 0.65257 | 0.3214 | 1.964 | 0.80968 | 0 | 0.0071662 | 0.0020249 | 0.015144 | 0.0076566 | 4
2018-04-14 | 17-18 | 17-18 |  | 0 | 1.3962 | 7.7703 | 3.6614 | 2.6435 | 0 | 0.014919 | 0.038966 | 0.018237 | 0.018716 | 4
2018-04-15 | 17-18 | 17-18 |  | 1.1491 | 0.3222 | 0.027682 | 1.1517 | 0.41936 | 0.016899 | 0.0022931 | 0.00019058 | 0.0078691 | 0.0030002 | 4
2018-04-16 | 17-18 | 17-18 |  | 0 | 0.050454 | 0.077757 | 1.2629 | 0.24702 | 0 | 0.00043406 | 0.00054792 | 0.0076234 | 0.0015918 | 4
2018-04-17 | 17-18 | 17-18 |  | 0 | 0.0080645 | 0 | 0.33078 | 0.058267 | 0 | 9.2089e-05 | 0 | 0.0018462 | 0.00035778 | 4
2018-04-18 | 17-18 | 17-18 |  | 0 | 0.42912 | 0 | 0.13067 | 0.31779 | 0 | 0.0056557 | 0 | 0.00043522 | 0.0039833 | 4
2018-04-19 | 17-18 | 17-18 |  | 0 | 0.38167 | 0.65121 | 0.39439 | 0.41864 | 0 | 0.0061958 | 0.012769 | 0.0031238 | 0.0065832 | 4
2018-04-20 | 17-18 | 17-18 |  | 0 | 0.59488 | 0.026705 | 12.6691 | 2.4333 | 0 | 0.0080575 | 0.00020646 | 0.027641 | 0.010008 | 4
2018-04-21 | 17-18 | 17-18 |  | 0 | 0.40774 | 0.099506 | 0.88378 | 0.43695 | 0 | 0.0064441 | 0.00043675 | 0.0014929 | 0.0047589 | 4
2018-04-22 | 17-18 | 17-18 |  | 0.042744 | 0.048428 | 1.9332 | 0.0098347 | 0.30761 | 0.00014201 | 0.00066993 | 0.0080599 | 0.00027377 | 0.0016432 | 4
2018-04-23 | 17-18 | 17-18 |  | 0 | 0.21549 | 0.0069165 | 1.46 | 0.38264 | 0 | 0.007484 | 2.3822e-05 | 0.0068489 | 0.0062735 | 4
2018-04-24 | 17-18 | 17-18 |  | 0 | 0.34023 | 0.62389 | 2.3303 | 0.69446 | 0 | 0.0034428 | 0.0068926 | 0.0077357 | 0.0045852 | 4
2018-04-25 | 17-18 | 17-18 |  | 0 | 0.14399 | 0.0022314 | 0.093924 | 0.11492 | 0 | 0.0048586 | 1.5882e-05 | 0.00027377 | 0.0034083 | 4
2018-04-26 | 17-18 | 17-18 |  | 0 | 0.0098874 | 0.23067 | 0.090828 | 0.053788 | 0 | 7.1086e-05 | 0.0042563 | 0.00048436 | 0.00072563 | 4
2018-04-27 | 17-18 | 17-18 |  | 0 | 0.011983 | 0 | 0.73521 | 0.12539 | 0 | 8.4549e-05 | 0 | 0.0033063 | 0.00058512 | 4
2018-04-28 | 17-18 | 17-18 |  | 0 | 0.0023555 | 0.24987 | 0.010115 | 0.038423 | 0 | 6.4624e-06 | 0.00031763 | 1.4039e-05 | 5.1431e-05 | 4
2018-04-29 | 17-18 | 17-18 |  | 0 | 0.43007 | 0 | 0.012004 | 0.29954 | 0 | 0.0038629 | 0 | 6.3178e-05 | 0.0026834 | 4
2018-04-30 | 17-18 | 17-18 |  | 0 | 0.0076326 | 0.0062097 | 0.10761 | 0.023297 | 0 | 8.9396e-05 | 7.1467e-05 | 0.001783 | 0.00035592 | 4
2018-05-01 | 17-18 | 17-18 |  | 0 | 0.33909 | 0.0053362 | 0.0026815 | 0.23584 | 0 | 0.00485 | 5.5586e-05 | 1.4039e-05 | 0.0033665 | 5
2018-05-02 | 17-18 | 17-18 |  | 0 | 0.0029318 | 0.14896 | 4.1419 | 0.68271 | 0 | 3.0158e-05 | 0.00054792 | 0.025608 | 0.0041767 | 5
2018-05-03 | 17-18 | 17-18 |  | 0 | 0.8968 | 3.4695 | 1.2965 | 1.3156 | 0 | 0.010059 | 0.024341 | 0.010024 | 0.011985 | 5
2018-05-04 | 17-18 | 17-18 |  | 0 | 0.54054 | 0.19676 | 1.3292 | 0.6135 | 0 | 0.0054553 | 0.0051774 | 0.0055854 | 0.005394 | 5
2018-05-05 | 17-18 | 17-18 |  | 0 | 0.25128 | 0 | 0.15132 | 0.198 | 0 | 0.0026673 | 0 | 0.00079089 | 0.0019719 | 5
2018-05-06 | 17-18 | 17-18 |  | 0 | 0.13887 | 0.01927 | 0.39461 | 0.16167 | 0 | 0.0014487 | 0.00014823 | 0.0022674 | 0.0013845 | 5
2018-05-07 | 17-18 | 17-18 |  | 0 | 0.6714 | 1.0875 | 0.26792 | 0.66044 | 0 | 0.0047644 | 0.0032081 | 0.00179 | 0.004034 | 5
2018-05-08 | 17-18 | 17-18 |  | 0 | 0.093654 | 0 | 0.017311 | 0.067571 | 0 | 0.0030686 | 0 | 0.00037205 | 0.0021829 | 5
2018-05-09 | 17-18 | 17-18 |  | 0 | 0.16256 | 0 | 3.2995 | 0.63804 | 0 | 0.0029635 | 0 | 0.020853 | 0.0053723 | 5
2018-05-10 | 17-18 | 17-18 |  | 0 | 0.45219 | 3.3883 | 0.16327 | 0.81602 | 0 | 0.0049163 | 0.020371 | 0.0012355 | 0.0064673 | 5
2018-05-11 | 17-18 | 17-18 |  | 0 | 0.031535 | 8.0843 | 0.051946 | 1.1684 | 0 | 0.00037482 | 0.028246 | 0.00052414 | 0.0043199 | 5
2018-05-12 | 17-18 | 17-18 |  | 0 | 0.033522 | 0 | 0.045193 | 0.030397 | 0 | 0.00031343 | 0 | 0.00026675 | 0.00025939 | 5
2018-05-13 | 17-18 | 17-18 |  | 0 | 0.062966 | 0.4026 | 0.80795 | 0.22895 | 0 | 0.00061716 | 0.0024722 | 0.0012004 | 0.00096639 | 5
2018-05-14 | 17-18 | 17-18 |  | 0 | 0.55027 | 0.0029699 | 0.084433 | 0.39468 | 0 | 0.0053261 | 7.9408e-06 | 0.0010389 | 0.0038525 | 5
2018-05-15 | 17-18 | 17-18 |  | 0 | 0.024072 | 0.058095 | 0.021778 | 0.028308 | 0 | 0.00033712 | 0.00049233 | 0.00034865 | 0.00035816 | 5
2018-05-16 | 17-18 | 17-18 |  | 0 | 0.031183 | 0.025797 | 0.028458 | 0.029745 | 0 | 0.00029781 | 0.00022499 | 0.00013337 | 0.00025902 | 5
2018-05-17 | 17-18 | 17-18 |  | 0 | 0.012742 | 0.84444 | 0.20197 | 0.15988 | 0 | 7.3779e-05 | 0.0076867 | 0.0010904 | 0.001307 | 5
2018-05-18 | 17-18 | 17-18 |  | 0 | 0.17204 | 0.52903 | 0.47867 | 0.26979 | 0 | 0.0026453 | 0.002819 | 0.0017315 | 0.0025034 | 5
2018-05-19 | 17-18 | 17-18 |  | 0 | 0.019791 | 0.73231 | 0.0060019 | 0.11776 | 0 | 0.0003005 | 0.0042086 | 6.3178e-05 | 0.0008106 | 5
2018-05-20 | 17-18 | 17-18 |  | 0 | 0.0068614 | 0.28752 | 0.051581 | 0.053448 | 0 | 6.7855e-05 | 0.0035681 | 0.00044926 | 0.0006209 | 5
2018-05-21 | 17-18 | 17-18 |  | 0 | 0.025615 | 0.0035337 | 0.02068 | 0.021518 | 0 | 0.00020141 | 1.5882e-05 | 8.8917e-05 | 0.00015578 | 5
2018-05-22 | 17-18 | 17-18 |  | 0 | 0.063117 | 0.0029699 | 0.014063 | 0.046338 | 0 | 0.00046906 | 2.3822e-05 | 0.00015911 | 0.00035331 | 5
2018-05-23 | 17-18 | 17-18 |  | 0 | 0.016203 | 0.52537 | 0.086034 | 0.098889 | 0 | 4.6314e-05 | 0.0013049 | 0.00028781 | 0.00026163 | 5
2018-05-24 | 17-18 | 17-18 |  | 0 | 0.035795 | 0.0051854 | 0.35839 | 0.082584 | 0 | 0.0001901 | 1.5882e-05 | 0.0011021 | 0.00030933 | 5
2018-05-25 | 17-18 | 17-18 |  | 0 | 0.028856 | 0.1131 | 0.17679 | 0.064053 | 0 | 0.00025688 | 0.0015961 | 0.0017058 | 0.0006742 | 5
2018-05-26 | 17-18 | 17-18 |  | 0 | 0.36851 | 0 | 0.15236 | 0.2793 | 0 | 0.001558 | 0 | 0.00079323 | 0.0012045 | 5
2018-05-27 | 17-18 | 17-18 |  | 0 | 0.0060547 | 0.0063527 | 0.023937 | 0.0088972 | 0 | 6.6778e-05 | 8.4702e-05 | 0.00015443 | 8.2737e-05 | 5
2018-05-28 | 17-18 | 17-18 |  | 0 | 0.50799 | 0.58216 | 4.5807 | 1.1631 | 0 | 0.0038984 | 0.00080202 | 0.016061 | 0.005369 | 5
2018-05-29 | 17-18 | 17-18 |  | 0 | 0.20445 | 0.022639 | 4.3212 | 0.83294 | 0 | 0.0017174 | 0.00024617 | 0.017737 | 0.0040482 | 5
2018-05-30 | 17-18 | 17-18 |  | 0 | 0.018222 | 0.28286 | 0.096929 | 0.067876 | 0 | 0.00012171 | 0.017462 | 0.00077685 | 0.0026666 | 5
2018-05-31 | 17-18 | 17-18 |  | 0.045442 | 0.0061393 | 0.0092669 | 0.14243 | 0.028597 | 0.045442 | 4.8468e-05 | 6.088e-05 | 0.00055456 | 0.00048823 | 5
2018-06-01 | 17-18 | 17-18 |  | 0 | 0.14869 | 0.14446 | 0.30963 | 0.17255 | 0 | 0.0030174 | 0.0010773 | 0.0028009 | 0.002686 | 6
2018-06-02 | 17-18 | 17-18 |  | 0 | 0.78744 | 0.0061462 | 0.24972 | 0.58559 | 0 | 0.0044203 | 2.3822e-05 | 0.00073941 | 0.0031802 | 6
2018-06-03 | 17-18 | 17-18 |  | 0 | 0.087449 | 0.0027713 | 0 | 0.060909 | 0 | 0.0020163 | 1.5882e-05 | 0 | 0.0013976 | 6
2018-06-04 | 17-18 | 17-18 |  | 0 | 0.080613 | 1.3296 | 0.29455 | 0.28991 | 0 | 0.00030966 | 0.014548 | 0.00037205 | 0.0023219 | 6
2018-06-05 | 17-18 | 17-18 |  | 0 | 0.091192 | 0 | 0.068089 | 0.073954 | 0 | 0.00077656 | 0 | 0.00045862 | 0.00061047 | 6
2018-06-06 | 17-18 | 17-18 |  | 0 | 0.0072621 | 0.0071785 | 1.6957 | 0.27613 | 0 | 6.3008e-05 | 6.3527e-05 | 0.018799 | 0.0030467 | 6
2018-06-07 | 17-18 | 17-18 |  | 0 | 0.1096 | 0.00067497 | 0.024768 | 0.079886 | 0 | 0.0010081 | 7.9408e-06 | 0.00018719 | 0.00072861 | 6
2018-06-08 | 17-18 | 17-18 |  | 0 | 0.096687 | 0.0012467 | 4.894 | 0.84658 | 0 | 0.0024762 | 1.5882e-05 | 0.012582 | 0.0037198 | 6
2018-06-09 | 17-18 | 17-18 |  | 0 | 0.013759 | 0.052457 | 0.42729 | 0.084965 | 0 | 3.8236e-05 | 0.00028587 | 0.0015514 | 0.00031381 | 6
2018-06-10 | 17-18 | 17-18 |  | 0 | 0.083022 | 0 | 0.0045698 | 0.058183 | 0 | 0.0018547 | 0 | 2.1059e-05 | 0.0012869 | 6
2018-06-11 | 17-18 | 17-18 |  | 0 | 0.34231 | 0.0014293 | 1.0213 | 0.39977 | 0 | 0.0039894 | 1.5882e-05 | 0.0067928 | 0.0038451 | 6
2018-06-12 | 17-18 | 17-18 |  | 0 | 0.06046 | 0.006178 | 0.04359 | 0.049654 | 0 | 0.00036728 | 3.1763e-05 | 0.00036971 | 0.00031753 | 6
2018-06-13 | 17-18 | 17-18 |  | 0 | 0.04437 | 0.033486 | 0.093903 | 0.050378 | 0 | 0.0030513 | 8.9996e-05 | 0.00050542 | 0.0022048 | 6
2018-06-14 | 17-18 | 17-18 |  | 0 | 1.2403 | 0.011665 | 3.4957 | 1.4168 | 0 | 0.01345 | 4.7645e-05 | 0.023053 | 0.012986 | 6
2018-06-15 | 17-18 | 17-18 |  | 0 | 0.022066 | 0.0013738 | 0.29865 | 0.063032 | 0 | 0.00016964 | 7.9408e-06 | 0.00067389 | 0.00022585 | 6
2018-06-16 | 17-18 | 17-18 |  | 0 | 0.39401 | 0.22015 | 2.0295 | 0.62692 | 0 | 0.003124 | 0.00097672 | 0.0092544 | 0.0037735 | 6
2018-06-17 | 17-18 | 17-18 |  | 0 | 0.034632 | 0.20238 | 5.8795 | 0.98892 | 0 | 0.00019926 | 0.0012864 | 0.021572 | 0.0037549 | 6
2018-06-18 | 17-18 | 17-18 |  | 0 | 0.49481 | 0.18656 | 0.089256 | 0.38292 | 0 | 0.0040595 | 0.00071467 | 0.00071835 | 0.0030244 | 6
2018-06-19 | 17-18 | 17-18 |  | 0 | 0.48803 | 0.014691 | 0.013752 | 0.342 | 0 | 0.0046513 | 3.1763e-05 | 0.00012636 | 0.0032435 | 6
2018-06-20 | 17-18 | 17-18 |  | 0 | 0.030912 | 0.0033537 | 0.084862 | 0.035381 | 0 | 0.00026496 | 2.6469e-05 | 0.00045628 | 0.00025977 | 6
2018-06-21 | 17-18 | 17-18 |  | 0 | 0.046704 | 0.015567 | 0.052332 | 0.042849 | 0 | 0.000566 | 0.0001297 | 0.00025271 | 0.00045021 | 6
2018-06-22 | 17-18 | 17-18 |  | 0 | 0.031229 | 0.40617 | 0.0051525 | 0.079621 | 0 | 0.00020033 | 0.00073056 | 2.1059e-05 | 0.00024486 | 6
2018-06-23 | 17-18 | 17-18 |  | 0 | 0.021262 | 1.0773 | 0.0017971 | 0.16669 | 0 | 6.5701e-05 | 0.0235 | 7.0197e-06 | 0.0033553 | 6
2018-06-24 | 17-18 | 17-18 |  | 0 | 0.25664 | 0.021234 | 0.12067 | 0.19982 | 0 | 0.0019086 | 0.00058762 | 0.00055924 | 0.0014926 | 6
2018-06-25 | 17-18 | 17-18 |  | 0 | 0.15171 | 0.41237 | 0.31131 | 0.21264 | 0 | 0.002606 | 0.0049789 | 0.0027775 | 0.0029469 | 6
2018-06-26 | 17-18 | 17-18 |  | 0 | 0.0362 | 0.0095925 | 0.071847 | 0.037846 | 0 | 0.00046421 | 4.7645e-05 | 0.0064652 | 0.0013577 | 6
2018-06-27 | 17-18 | 17-18 |  | 0 | 0.55993 | 0.0060165 | 0.051534 | 0.39655 | 0 | 0.0025936 | 5.2939e-05 | 0.00082833 | 0.0019343 | 6
2018-06-28 | 17-18 | 17-18 |  | 0 | 0.019037 | 0.007647 | 0.026244 | 0.018431 | 0 | 0.00021757 | 4.2351e-05 | 0.00014507 | 0.00017964 | 6
2018-06-29 | 17-18 | 17-18 |  | 0 | 0.032252 | 0.011149 | 0.13644 | 0.045622 | 0 | 0.00030535 | 6.882e-05 | 0.0012776 | 0.0004245 | 6
2018-06-30 | 17-18 | 17-18 |  | 1.0949 | 0.04737 | 0.0017629 | 0.0029413 | 0.04212 | 0.011786 | 0.00036889 | 3.9704e-05 | 1.4039e-05 | 0.00035592 | 6
2018-07-01 | 18-19 | 18-19 |  | 0 | 0.076406 | 0.049449 | 0 | 0.060204 | 0 | 0.0003826 | 0.00028312 | 0 | 0.00030676 | 7
2018-07-02 | 18-19 | 18-19 |  | 0 | 0.013394 | 0.022386 | 1.3567 | 0.2187 | 0 | 9.0842e-05 | 0.00015149 | 0.018509 | 0.0028972 | 7
2018-07-03 | 18-19 | 18-19 |  | 0 | 0.2881 | 0.0082105 | 0.19822 | 0.23059 | 0 | 0.003826 | 4.4703e-05 | 0.0016981 | 0.0029109 | 7
2018-07-04 | 18-19 | 18-19 |  | 0 | 0.017347 | 2.0617 | 0.55798 | 0.40357 | 0 | 0.00012825 | 0.01622 | 0.0078167 | 0.0036899 | 7
2018-07-05 | 18-19 | 18-19 |  | 0 | 0.10971 | 0.044137 | 0.2306 | 0.11748 | 0 | 0.0013183 | 0.00030547 | 0.0013064 | 0.0011557 | 7
2018-07-06 | 18-19 | 18-19 |  | 0 | 0.79687 | 4.2973 | 1.5532 | 1.4266 | 0 | 0.0046089 | 0.019583 | 0.0082984 | 0.0073625 | 7
2018-07-07 | 18-19 | 18-19 |  | 0 | 7.5064 | 1.3549 | 1.2878 | 5.589 | 0 | 0.021982 | 0.005275 | 0.0033403 | 0.016496 | 7
2018-07-08 | 18-19 | 18-19 |  | 0 | 0.077506 | 0.07608 | 0.38133 | 0.12286 | 0 | 0.00035802 | 0.00053147 | 0.0026421 | 0.00072808 | 7
2018-07-09 | 18-19 | 18-19 |  | 0 | 0.0076313 | 0.006333 | 0.058986 | 0.015181 | 0 | 8.2292e-05 | 0.00012666 | 0.008948 | 0.0014351 | 7
2018-07-10 | 18-19 | 18-19 |  | 0 | 0.055376 | 0.011412 | 0.29097 | 0.084201 | 0 | 0.00040398 | 8.444e-05 | 0.0022942 | 0.00064049 | 7
2018-07-11 | 18-19 | 18-19 |  | 0.78802 | 0.016145 | 0.024877 | 0.066088 | 0.030915 | 0.0074176 | 0.00014588 | 0.00015646 | 0.00066416 | 0.00028162 | 7
2018-07-12 | 18-19 | 18-19 |  | 0 | 0.038067 | 0.0024736 | 0.010933 | 0.028357 | 0 | 0.00038741 | 2.2352e-05 | 4.3791e-05 | 0.00027793 | 7
2018-07-13 | 18-19 | 18-19 |  | 0 | 0.019155 | 0 | 0.015458 | 0.015597 | 0 | 0.00020252 | 0 | 0.00018246 | 0.00016779 | 7
2018-07-14 | 18-19 | 18-19 |  | 0 | 0.04065 | 0.0007227 | 0.0064665 | 0.029205 | 0 | 0.00024314 | 7.4506e-06 | 2.9194e-05 | 0.0001737 | 7
2018-07-15 | 18-19 | 18-19 |  | 0 | 0.44347 | 0.0014156 | 0.041565 | 0.31325 | 0 | 0.0038442 | 7.4506e-06 | 0.00024815 | 0.0026976 | 7
2018-07-16 | 18-19 | 18-19 |  | 0 | 0.029745 | 0.004515 | 0.14463 | 0.043216 | 0 | 0.00015123 | 2.2352e-05 | 0.00060578 | 0.00019995 | 7
2018-07-17 | 18-19 | 18-19 |  | 0 | 0.61979 | 3.861 | 4.7337 | 1.7224 | 0 | 0.010513 | 0.033716 | 0.036193 | 0.017787 | 7
2018-07-18 | 18-19 | 18-19 |  | 0 | 0.050255 | 0.015311 | 0.12037 | 0.055322 | 0 | 0.00040131 | 0.00015398 | 0.00043061 | 0.00036589 | 7
2018-07-19 | 18-19 | 18-19 |  | 0 | 0.22361 | 0.13296 | 1.1619 | 0.35095 | 0 | 0.001391 | 0.002178 | 0.0075466 | 0.0024326 | 7
2018-07-20 | 18-19 | 18-19 |  | 0 | 0.041784 | 0.019044 | 0.27995 | 0.074262 | 0 | 0.00045154 | 0.00055134 | 0.0013113 | 0.00059355 | 7
2018-07-21 | 18-19 | 18-19 |  | 0 | 0.035206 | 0.0047684 | 0.16939 | 0.050792 | 0 | 0.00012611 | 1.4901e-05 | 0.00061551 | 0.00018294 | 7
2018-07-22 | 18-19 | 18-19 |  | 3.1816 | 0.4025 | 0 | 0.32329 | 0.35175 | 0.021089 | 0.0056087 | 0 | 0.0017589 | 0.0043071 | 7
2018-07-23 | 18-19 | 18-19 |  | 0 | 0.74317 | 1.1109 | 0.2715 | 0.72057 | 0 | 0.0094716 | 0.0080118 | 0.00038195 | 0.0078012 | 7
2018-07-24 | 18-19 | 18-19 |  | 0 | 0.010569 | 1.2312 | 0.27667 | 0.23257 | 0 | 8.4964e-05 | 0.014064 | 0.001523 | 0.0023831 | 7
2018-07-25 | 18-19 | 18-19 |  | 0 | 0.010011 | 1.0351 | 0.40168 | 0.22199 | 0 | 0.00010153 | 0.011586 | 0.0036492 | 0.0023487 | 7
2018-07-26 | 18-19 | 18-19 |  | 0 | 0.011067 | 0.041778 | 4.8502 | 0.75069 | 0 | 0.00011916 | 0.0002111 | 0.016874 | 0.0026773 | 7
2018-07-27 | 18-19 | 18-19 |  | 0 | 0.015059 | 0.038803 | 0.0082765 | 0.017447 | 0 | 0.00014748 | 6.9539e-05 | 2.1895e-05 | 0.00011568 | 7
2018-07-28 | 18-19 | 18-19 |  | 0 | 0.23302 | 0.16534 | 0.28731 | 0.22942 | 0 | 0.0038736 | 0.001952 | 0.0032478 | 0.003463 | 7
2018-07-29 | 18-19 | 18-19 |  | 0 | 0.52044 | 0.018443 | 0.43465 | 0.42873 | 0 | 0.0041023 | 0.00014404 | 0.0029583 | 0.0033082 | 7
2018-07-30 | 18-19 | 18-19 |  | 0 | 0.083343 | 0.001736 | 0.28693 | 0.10149 | 0 | 0.0016095 | 1.4901e-05 | 0.0014305 | 0.0013327 | 7
2018-07-31 | 18-19 | 18-19 |  | 0 | 0.11098 | 0.061169 | 0.003693 | 0.086424 | 0 | 0.0013835 | 0.00081956 | 5.5955e-05 | 0.0010873 | 7
2018-08-01 | 18-19 | 18-19 |  | 0 | 0.56531 | 0.036232 | 1.9957 | 0.69955 | 0 | 0.0074854 | 0.00053644 | 0.015144 | 0.0075576 | 8
2018-08-02 | 18-19 | 18-19 |  | 0 | 0.074592 | 0.04816 | 1.9595 | 0.35644 | 0 | 0.00076574 | 3.7253e-05 | 0.019913 | 0.0035602 | 8
2018-08-03 | 18-19 | 18-19 |  | 0 | 0.31348 | 0.6778 | 0.14523 | 0.33974 | 0 | 0.0037764 | 0.0098298 | 0.00056198 | 0.00416 | 8
2018-08-04 | 18-19 | 18-19 |  | 0 | 0.51028 | 0.13822 | 0.024348 | 0.3772 | 0 | 0.0068612 | 0.0044952 | 0.00014597 | 0.0054366 | 8
2018-08-05 | 18-19 | 18-19 |  | 0 | 0.2531 | 0.025461 | 1.1533 | 0.35404 | 0 | 0.00097254 | 0.0001664 | 0.0040604 | 0.0013142 | 8
2018-08-06 | 18-19 | 18-19 |  | 0 | 0.64929 | 0.69554 | 0.10864 | 0.56908 | 0 | 0.010482 | 0.0028089 | 0.00059361 | 0.0077576 | 8
2018-08-07 | 18-19 | 18-19 |  | 0 | 0.034815 | 2.0437 | 0.028887 | 0.33261 | 0 | 0.0003094 | 0.015601 | 0.00021895 | 0.002569 | 8
2018-08-08 | 18-19 | 18-19 |  | 0 | 0.015078 | 0.043134 | 0.50876 | 0.094137 | 0 | 0.00027306 | 0.00032534 | 0.0045032 | 0.00092138 | 8
2018-08-09 | 18-19 | 18-19 |  | 0 | 0.02201 | 1.844 | 2.7405 | 0.70597 | 0 | 0.00025062 | 0.017762 | 0.022163 | 0.0061835 | 8
2018-08-10 | 18-19 | 18-19 |  | 0 | 0.32988 | 1.5782 | 2.9962 | 0.91819 | 0 | 0.0025521 | 0.0124 | 0.030374 | 0.0082247 | 8
2018-08-11 | 18-19 | 18-19 |  | 0 | 0.38463 | 1.8361 | 0.40436 | 0.60069 | 0 | 0.0033414 | 0.007684 | 0.013626 | 0.0055246 | 8
2018-08-12 | 18-19 | 18-19 |  | 0 | 0.012796 | 0 | 0.015845 | 0.011257 | 0 | 7.0002e-05 | 0 | 2.9194e-05 | 5.2851e-05 | 8
2018-08-13 | 18-19 | 18-19 |  | 0 | 0.03375 | 0.0028312 | 0.041769 | 0.03011 | 0 | 0.00033772 | 1.4901e-05 | 0.00039412 | 0.00029567 | 8
2018-08-14 | 18-19 | 18-19 |  | 0 | 0.10458 | 0.38973 | 0.42666 | 0.19514 | 0 | 0.00035428 | 0.002563 | 0.0040945 | 0.0012485 | 8
2018-08-15 | 18-19 | 18-19 |  | 0 | 0.069721 | 9.6857e-05 | 0.12974 | 0.067945 | 0 | 0.00032008 | 7.4506e-06 | 0.0014743 | 0.00044646 | 8
2018-08-16 | 18-19 | 18-19 |  | 0 | 0.90748 | 0.0035465 | 0.087392 | 0.64145 | 0 | 0.0065353 | 2.9802e-05 | 0.00038682 | 0.0045832 | 8
2018-08-17 | 18-19 | 18-19 |  | 0 | 0.49191 | 0.015229 | 0.51001 | 0.41997 | 0 | 0.0087577 | 0.00058114 | 0.00059118 | 0.0062334 | 8
2018-08-18 | 18-19 | 18-19 |  | 0 | 0.45816 | 0.012162 | 0.64063 | 0.41601 | 0 | 0.0043284 | 0.00010182 | 0.0024596 | 0.0033824 | 8
2018-08-19 | 18-19 | 18-19 |  | 0 | 0.046385 | 1.2553 | 0.49331 | 0.29383 | 0 | 0.00024207 | 0.0060523 | 0.00058388 | 0.0011568 | 8
2018-08-20 | 18-19 | 18-19 |  | 0 | 0.020212 | 0.023968 | 0.93105 | 0.15899 | 0 | 0.00013092 | 0.00017881 | 0.013838 | 0.0022194 | 8
2018-08-21 | 18-19 | 18-19 |  | 0 | 0.038695 | 0.27231 | 0.27351 | 0.10884 | 0 | 0.0003468 | 0.00080466 | 0.0051868 | 0.0011476 | 8
2018-08-22 | 18-19 | 18-19 |  | 0 | 0.04223 | 0.072544 | 0.18751 | 0.06849 | 0 | 0.00023672 | 0.00078479 | 0.0051016 | 0.0010555 | 8
2018-08-23 | 18-19 | 18-19 |  | 0 | 0.00811 | 0.0034645 | 1.5846 | 0.24685 | 0 | 8.3361e-05 | 7.4506e-06 | 0.0079773 | 0.0012706 | 8
2018-08-24 | 18-19 | 18-19 |  | 0 | 0.048864 | 0.052946 | 0.0083422 | 0.042942 | 0 | 0.0019488 | 0.00014653 | 2.1895e-05 | 0.001373 | 8
2018-08-25 | 18-19 | 18-19 |  | 0 | 0.83816 | 0.015765 | 1.7708 | 0.85105 | 0 | 0.0039698 | 0.00013411 | 0.024579 | 0.0064995 | 8
2018-08-26 | 18-19 | 18-19 |  | 0 | 0.10011 | 0.0036284 | 0.01097 | 0.071443 | 0 | 0.00089506 | 3.4769e-05 | 0.00025545 | 0.00066304 | 8
2018-08-27 | 18-19 | 18-19 |  | 0 | 0.044016 | 0.12463 | 0.0028464 | 0.049422 | 0 | 0.00025275 | 0.00075996 | 2.1895e-05 | 0.00029123 | 8
2018-08-28 | 18-19 | 18-19 |  | 0 | 0.026103 | 0.00037253 | 0.017268 | 0.020732 | 0 | 0.00017207 | 7.4506e-06 | 0.00014597 | 0.00014229 | 8
2018-08-29 | 18-19 | 18-19 |  | 0 | 0.056003 | 0 | 0.11004 | 0.05545 | 0 | 0.00036123 | 0 | 0.0004963 | 0.00032523 | 8
2018-08-30 | 18-19 | 18-19 |  | 0.14923 | 7.1357 | 1.9805 | 3.9536 | 5.8318 | 0.00087266 | 0.045804 | 0.024028 | 0.027635 | 0.03946 | 8
2018-08-31 | 18-19 | 18-19 |  | 0 | 0.031155 | 0.29059 | 0.96551 | 0.21147 | 0 | 0.00029818 | 0.0037029 | 0.006357 | 0.001723 | 8
2018-09-01 | 18-19 | 18-19 |  | 0 | 0.30103 | 0.47099 | 1.2098 | 0.46208 | 0 | 0.0039009 | 0.0042394 | 0.0056855 | 0.0041926 | 9
2018-09-02 | 18-19 | 18-19 |  | 0 | 0.071143 | 0.35469 | 0.35077 | 0.15527 | 0 | 0.00032008 | 0.025414 | 0.057439 | 0.012729 | 9
2018-09-03 | 18-19 | 18-19 |  | 0 | 0.031338 | 0 | 0.0036492 | 0.022229 | 0 | 0.00071925 | 0 | 2.4328e-05 | 0.00050116 | 9
2018-09-04 | 18-19 | 18-19 |  | 0 | 0.094436 | 0.00056624 | 0.76467 | 0.18156 | 0 | 0.0014241 | 7.4506e-06 | 0.0043669 | 0.0016495 | 9
2018-09-05 | 18-19 | 18-19 |  | 0 | 0.021262 | 0.024314 | 0.0054739 | 0.019155 | 0 | 0.00018436 | 0.00022848 | 5.8388e-05 | 0.00017038 | 9
2018-09-06 | 18-19 | 18-19 |  | 0 | 0.013684 | 0.043747 | 0.009364 | 0.017397 | 0 | 0.00020359 | 0.00035266 | 5.8388e-05 | 0.00020216 | 9
2018-09-07 | 18-19 | 18-19 |  | 0 | 0.22475 | 0.89461 | 0.9888 | 0.43879 | 0 | 0.0038383 | 0.013471 | 0.016514 | 0.0071681 | 9
2018-09-08 | 18-19 | 18-19 |  | 0 | 0.48921 | 0.28488 | 2.745 | 0.79776 | 0 | 0.0048868 | 0.0045746 | 0.012283 | 0.0059267 | 9
2018-09-09 | 18-19 | 18-19 |  | 0 | 0.063902 | 0.0017956 | 0.0017516 | 0.04473 | 0 | 0.00017207 | 1.4901e-05 | 1.4597e-05 | 0.00012344 | 9
2018-09-10 | 18-19 | 18-19 |  | 0 | 0.045788 | 1.24 | 0.011692 | 0.21798 | 0 | 0.0015283 | 0.0075449 | 6.5686e-05 | 0.0021898 | 9
2018-09-11 | 18-19 | 18-19 |  | 0 | 0.36299 | 1.9934 | 0.87703 | 0.68094 | 0 | 0.0050513 | 0.021733 | 0.0045445 | 0.0074183 | 9
2018-09-12 | 18-19 | 18-19 |  | 0 | 0.0091836 | 0.013746 | 0.20052 | 0.03886 | 0 | 6.9467e-05 | 0.00059605 | 0.0013746 | 0.00034556 | 9
2018-09-13 | 18-19 | 18-19 |  | 0 | 0.019783 | 0.035986 | 0.00091961 | 0.019177 | 0 | 0.00030085 | 0.00026077 | 1.4597e-05 | 0.0002491 | 9
2018-09-14 | 18-19 | 18-19 |  | 0 | 0.036382 | 0.15814 | 0.19958 | 0.079015 | 0 | 0.00038314 | 0.001438 | 0.00083203 | 0.00060538 | 9
2018-09-15 | 18-19 | 18-19 |  | 0 | 0.58197 | 1.0094 | 2.3765 | 0.91375 | 0 | 0.0045699 | 0.02108 | 0.011444 | 0.0080363 | 9
2018-09-16 | 18-19 | 18-19 |  | 0 | 0.064854 | 0.18133 | 0.0737 | 0.083036 | 0 | 0.00033077 | 0.0008444 | 0.00054739 | 0.00043759 | 9
2018-09-17 | 18-19 | 18-19 |  | 0 | 0.56252 | 0 | 7.1932 | 1.4818 | 0 | 0.0043609 | 0 | 0.052316 | 0.010964 | 9
2018-09-18 | 18-19 | 18-19 |  | 0 | 0.033351 | 0.040054 | 0.012466 | 0.030921 | 0 | 0.00040558 | 0.00031292 | 5.8388e-05 | 0.00033595 | 9
2018-09-19 | 18-19 | 18-19 |  | 0 | 0.094543 | 0.0026599 | 0.17716 | 0.092698 | 0 | 0.0017928 | 2.2352e-05 | 0.00064957 | 0.001342 | 9
2018-09-20 | 18-19 | 18-19 |  | 0 | 0.12896 | 0.0011697 | 0 | 0.089364 | 0 | 0.00073689 | 7.4506e-06 | 0 | 0.00051077 | 9
2018-09-21 | 18-19 | 18-19 |  | 0 | 0.0029064 | 0.0031441 | 0.11636 | 0.020155 | 0 | 4.649e-05 | 7.4506e-06 | 0.00060578 | 0.00012529 | 9
2018-09-22 | 18-19 | 18-19 |  | 0 | 0.051102 | 0.15032 | 0.2969 | 0.10282 | 0 | 0.0011163 | 0.0020042 | 0.0024596 | 0.001444 | 9
2018-09-23 | 18-19 | 18-19 |  | 0 | 0.25375 | 0 | 0.010977 | 0.17717 | 0 | 0.0012151 | 0 | 7.2985e-06 | 0.00084155 | 9
2018-09-24 | 18-19 | 18-19 |  | 0 | 0.30371 | 0.063568 | 0.0019268 | 0.21981 | 0 | 0.0062029 | 0.0011027 | 0.00040872 | 0.0045163 | 9
2018-09-25 | 18-19 | 18-19 |  | 0 | 0.74 | 0.69935 | 0.067146 | 0.62608 | 0 | 0.0088042 | 0.0073463 | 0.00084663 | 0.0073111 | 9
2018-09-26 | 18-19 | 18-19 |  | 0 | 0.42808 | 0.14873 | 0.49676 | 0.39367 | 0 | 0.0087016 | 0.00082453 | 0.0056709 | 0.0070025 | 9
2018-09-27 | 18-19 | 18-19 |  | 0 | 0.0096015 | 0.0034273 | 1.3443 | 0.21138 | 0 | 5.5574e-05 | 2.2352e-05 | 0.0093567 | 0.0014632 | 9
2018-09-28 | 18-19 | 18-19 |  | 0 | 0.026342 | 1.1822 | 0.037351 | 0.19982 | 0 | 0.00018115 | 0.004443 | 0.00029681 | 0.00083157 | 9
2018-09-29 | 18-19 | 18-19 |  | 0 | 0.56441 | 0 | 0.07659 | 0.402 | 0 | 0.0040494 | 0 | 0.0004671 | 0.0028717 | 9
2018-09-30 | 18-19 | 18-19 |  | 0 | 0.20795 | 0 | 0.041774 | 0.15017 | 0 | 0.0039693 | 0 | 0.00018733 | 0.0027737 | 9
2018-10-01 | 18-19 | 18-19 |  | 0 | 0.009462 | 0 | 0.0058096 | 0.0074268 | 0 | 3.5802e-05 | 0 | 2.9194e-05 | 2.9197e-05 | 10
2018-10-02 | 18-19 | 18-19 |  | 0 | 1.0194 | 4.7226 | 8.7232 | 2.7331 | 0 | 0.010354 | 0.019183 | 0.024871 | 0.013794 | 10
2018-10-03 | 18-19 | 18-19 |  | 0 | 0.074356 | 0.14134 | 1.6293 | 0.31998 | 0 | 0.00083895 | 0.0014305 | 0.010583 | 0.0024008 | 10
2018-10-04 | 18-19 | 18-19 |  | 0 | 0.036011 | 0.020494 | 0.020056 | 0.031003 | 0 | 0.00020573 | 0.00010928 | 0.00074445 | 0.00027164 | 10
2018-10-05 | 18-19 | 18-19 |  | 0 | 0.62056 | 0.0085532 | 0.01521 | 0.43278 | 0 | 0.0059656 | 0.00010431 | 0.00079554 | 0.0042624 | 10
2018-10-06 | 18-19 | 18-19 |  | 0 | 0.045105 | 0.17948 | 0.40131 | 0.11887 | 0 | 0.00013519 | 0.001279 | 0.00080283 | 0.0004058 | 10
2018-10-07 | 18-19 | 18-19 |  | 0 | 0.47914 | 0.00065565 | 0 | 0.33149 | 0 | 0.0058882 | 7.4506e-06 | 0 | 0.0040736 | 10
2018-10-08 | 18-19 | 18-19 |  | 0 | 0.010535 | 0 | 0.055323 | 0.015691 | 0 | 0.00014962 | 0 | 0.00014597 | 0.00012566 | 10
2018-10-09 | 18-19 | 18-19 |  | 0 | 0.0056541 | 0.16195 | 0.21871 | 0.061237 | 0 | 5.2902e-05 | 0.00083943 | 0.0037368 | 0.00072919 | 10
2018-10-10 | 18-19 | 18-19 |  | 0.006545 | 0.027265 | 0.047028 | 0.10414 | 0.041727 | 0.00014544 | 0.00025275 | 0.00077486 | 0.00025545 | 0.00033004 | 10
2018-10-11 | 18-19 | 18-19 |  | 0 | 0.053111 | 0.002481 | 0.011225 | 0.038808 | 0 | 0.00042001 | 1.4901e-05 | 5.8388e-05 | 0.00030158 | 10
2018-10-12 | 18-19 | 18-19 |  | 0 | 0.049287 | 0.0055134 | 0.010846 | 0.036556 | 0 | 0.00047505 | 1.4901e-05 | 4.3791e-05 | 0.00033743 | 10
2018-10-13 | 18-19 | 18-19 |  | 0 | 0.036287 | 0.031829 | 0.12174 | 0.048328 | 0 | 0.00028161 | 0.0006631 | 0.0006374 | 0.00039028 | 10
2018-10-14 | 18-19 | 18-19 |  | 0 | 0.21985 | 1.1275 | 5.6423 | 1.177 | 0 | 0.0017848 | 0.012527 | 0.026036 | 0.0070539 | 10
2018-10-15 | 18-19 |  | MED | 0 | 9.6944 | 3.4397 | 8.7373 | 8.5442 | 0 | 0.058985 | 0.024006 | 0.027311 | 0.048518 | 10
2018-10-16 | 18-19 | 18-19 |  | 0 | 0.44712 | 0.051493 | 2.1343 | 0.64115 | 0 | 0.0037566 | 0.00033776 | 0.017728 | 0.0053416 | 10
2018-10-17 | 18-19 | 18-19 |  | 0 | 0.087145 | 0.0033304 | 0.0090428 | 0.062142 | 0 | 0.00051887 | 2.2352e-05 | 8.7582e-05 | 0.0003755 | 10
2018-10-18 | 18-19 | 18-19 |  | 0 | 0.17429 | 0 | 0.015582 | 0.12291 | 0 | 0.00041841 | 0 | 9.9746e-05 | 0.00030454 | 10
2018-10-19 | 18-19 | 18-19 |  | 0 | 0.32488 | 1.7001 | 0.54813 | 0.56098 | 0 | 0.0018906 | 0.021934 | 0.0025277 | 0.0049558 | 10
2018-10-20 | 18-19 | 18-19 |  | 0 | 0.034678 | 0.0019794 | 0.0042039 | 0.024918 | 0 | 0.00011542 | 1.9868e-05 | 5.8388e-05 | 9.1657e-05 | 10
2018-10-21 | 18-19 | 18-19 |  | 0 | 0.094925 | 0 | 0.15393 | 0.089037 | 0 | 0.00068345 | 0 | 0.0009707 | 0.00062016 | 10
2018-10-22 | 18-19 | 18-19 |  | 0 | 0.39249 | 0.010006 | 0.042652 | 0.27943 | 0 | 0.0023079 | 0.00023097 | 0.00043791 | 0.0016971 | 10
2018-10-23 | 18-19 | 18-19 |  | 0 | 0.77704 | 0 | 0.002102 | 0.53775 | 0 | 0.0058048 | 0 | 2.1895e-05 | 0.0040181 | 10
2018-10-24 | 18-19 | 18-19 |  | 0 | 0.059079 | 0.12387 | 0.57696 | 0.14694 | 0 | 0.00061238 | 0.0045299 | 0.0070431 | 0.0021676 | 10
2018-10-25 | 18-19 | 18-19 |  | 0 | 0.029717 | 0.18854 | 0.027829 | 0.052838 | 0 | 0.00034146 | 0.0016466 | 7.2985e-05 | 0.00049229 | 10
2018-10-26 | 18-19 | 18-19 |  | 0 | 0.27389 | 0.11352 | 0.0027296 | 0.20674 | 0 | 0.0016683 | 0.00034273 | 5.8388e-05 | 0.0012137 | 10
2018-10-27 | 18-19 | 18-19 |  | 0 | 0.11952 | 0.3627 | 0.30295 | 0.18266 | 0 | 0.0049578 | 0.0015274 | 0.00075904 | 0.0037716 | 10
2018-10-28 | 18-19 | 18-19 |  | 0 | 0.00094422 | 0.063233 | 0.53626 | 0.091529 | 0 | 4.8093e-06 | 0.00039488 | 0.0073642 | 0.0011808 | 10
2018-10-29 | 18-19 | 18-19 |  | 0 | 0.0057674 | 0.080928 | 0.59104 | 0.10582 | 0 | 0.00011008 | 0.0017509 | 0.0042112 | 0.00097644 | 10
2018-10-30 | 18-19 | 18-19 |  | 0 | 0.11528 | 0.0013411 | 0.13768 | 0.10085 | 0 | 0.00077964 | 1.4901e-05 | 0.0030727 | 0.0010082 | 10
2018-10-31 | 18-19 | 18-19 |  | 0 | 0.0075826 | 0.016659 | 0.59905 | 0.098729 | 0 | 0.00028054 | 9.6857e-05 | 0.0012772 | 0.00040248 | 10
2018-11-01 | 18-19 | 18-19 |  | 0 | 0.17395 | 2.3902 | 2.2238 | 0.81384 | 0 | 0.0018056 | 0.016622 | 0.0059483 | 0.0046261 | 11
2018-11-02 | 18-19 |  | MED | 0 | 2.4394 | 16.6164 | 30.895 | 8.8534 | 0 | 0.018251 | 0.070661 | 0.062641 | 0.032655 | 11
2018-11-03 | 18-19 | 18-19 |  | 0 | 0.005893 | 0.022456 | 0.84384 | 0.13561 | 0 | 8.6567e-05 | 2.9802e-05 | 0.0041066 | 0.00068817 | 11
2018-11-04 | 18-19 | 18-19 |  | 0 | 0.29959 | 1.5023 | 3.7852 | 1.0058 | 0 | 0.0088582 | 0.0050937 | 0.015692 | 0.0092685 | 11
2018-11-05 | 18-19 | 18-19 |  | 0 | 0.25088 | 0.73995 | 9.3806 | 1.7087 | 0 | 0.0013316 | 0.0032261 | 0.011772 | 0.0031895 | 11
2018-11-06 | 18-19 | 18-19 |  | 0 | 0.020108 | 0.014834 | 2.905 | 0.45742 | 0 | 0.0002255 | 0.00016391 | 0.0078532 | 0.0013734 | 11
2018-11-07 | 18-19 | 18-19 |  | 0 | 0.47385 | 0.40795 | 0.84631 | 0.51701 | 0 | 0.0075233 | 0.0029256 | 0.012089 | 0.0074752 | 11
2018-11-08 | 18-19 | 18-19 |  | 0 | 0.060405 | 0.014757 | 0.078233 | 0.055859 | 0 | 0.00057818 | 9.189e-05 | 0.00032113 | 0.00046235 | 11
2018-11-09 | 18-19 | 18-19 |  | 0 | 0.19361 | 0.0013038 | 0.10678 | 0.15032 | 0 | 0.0022208 | 7.4506e-06 | 0.00037222 | 0.0015937 | 11
2018-11-10 | 18-19 | 18-19 |  | 0 | 0.015631 | 0.024795 | 0.2041 | 0.045506 | 0 | 0.00012237 | 0.00026822 | 0.0010291 | 0.00028088 | 11
2018-11-11 | 18-19 | 18-19 |  | 0 | 0.01233 | 0.0006929 | 0.20736 | 0.040133 | 0 | 0.0001213 | 1.4901e-05 | 0.00054009 | 0.00016816 | 11
2018-11-12 | 18-19 | 18-19 |  | 0 | 0.42313 | 0.061877 | 0.091319 | 0.31573 | 0 | 0.0039644 | 0.0035837 | 0.00048657 | 0.0033492 | 11
2018-11-13 | 18-19 | 18-19 |  | 0 | 0.39209 | 0.031218 | 1.4596 | 0.49757 | 0 | 0.0095186 | 0.00073016 | 0.0036006 | 0.0072391 | 11
2018-11-14 | 18-19 | 18-19 |  | 0 | 0.035118 | 1.1266 | 0.18486 | 0.22002 | 0 | 0.0012782 | 0.013418 | 0.00038682 | 0.0029397 | 11
2018-11-15 | 18-19 | 18-19 |  | 0 | 0.033065 | 3.835 | 1.5951 | 0.8359 | 0 | 0.0033008 | 0.059351 | 0.0050043 | 0.011876 | 11
2018-11-16 | 18-19 | 18-19 |  | 0 | 0.030242 | 0.51812 | 0.0075977 | 0.099174 | 0 | 0.0001213 | 0.0017956 | 2.1895e-05 | 0.00035443 | 11
2018-11-17 | 18-19 | 18-19 |  | 0 | 0.0978 | 0.020832 | 0.15122 | 0.093715 | 0 | 0.002535 | 0.00035018 | 0.0015376 | 0.002039 | 11
2018-11-18 | 18-19 | 18-19 |  | 0 | 0.040238 | 0.001736 | 0.0053425 | 0.0289 | 0 | 0.00038314 | 7.4506e-06 | 2.9194e-05 | 0.00027054 | 11
2018-11-19 | 18-19 | 18-19 |  | 0 | 2.1866 | 0.18577 | 4.3934 | 2.2074 | 0 | 0.013995 | 0.00051409 | 0.011495 | 0.011502 | 11
2018-11-20 | 18-19 | 18-19 |  | 0 | 0.37137 | 0.20514 | 1.7051 | 0.54641 | 0 | 0.004268 | 0.00084936 | 0.012488 | 0.0049754 | 11
2018-11-21 | 18-19 |  | MED | 0 | 32.275 | 7.0436 | 11.1997 | 25.0722 | 0 | 0.080367 | 0.029844 | 0.042134 | 0.066427 | 11
2018-11-22 | 18-19 |  | MED | 0.073498 | 8.2961 | 8.7645 | 0.78945 | 7.1627 | 0.00038785 | 0.029792 | 0.016642 | 0.0044375 | 0.023759 | 11
2018-11-23 | 18-19 | 18-19 |  | 0 | 0.08126 | 0.0012666 | 5.8871 | 0.95074 | 0 | 0.00105 | 7.4506e-06 | 0.019516 | 0.0036922 | 11
2018-11-24 | 18-19 | 18-19 |  | 0 | 0.93278 | 0.0017062 | 4.7355 | 1.3648 | 0 | 0.0060223 | 7.4506e-06 | 0.019786 | 0.0071722 | 11
2018-11-25 | 18-19 | 18-19 |  | 0 | 0.22043 | 0 | 0.079495 | 0.16454 | 0 | 0.0020039 | 0 | 0.00036492 | 0.0014414 | 11
2018-11-26 | 18-19 | 18-19 |  | 0 | 0.050987 | 3.4653 | 0.0040799 | 0.55158 | 0 | 0.00182 | 0.02268 | 5.1089e-05 | 0.0046416 | 11
2018-11-27 | 18-19 | 18-19 |  | 0.15533 | 0.14072 | 0.0012219 | 0.023783 | 0.1023 | 0.00058178 | 0.001765 | 7.4506e-06 | 0.0001411 | 0.0012477 | 11
2018-11-28 | 18-19 | 18-19 |  | 0 | 0.67979 | 0.0042692 | 0.13844 | 0.49183 | 0 | 0.0089276 | 7.4506e-06 | 0.000978 | 0.0063243 | 11
2018-11-29 | 18-19 | 18-19 |  | 0 | 0.035912 | 0.0010505 | 0.099734 | 0.040146 | 0 | 0.00036657 | 7.4506e-06 | 0.0010145 | 0.00040876 | 11
2018-11-30 | 18-19 | 18-19 |  | 0 | 0.063361 | 0.0013262 | 0.1891 | 0.072748 | 0 | 0.00059582 | 2.2352e-05 | 0.00068606 | 0.00051964 | 11
2018-12-01 | 18-19 | 18-19 |  | 0 | 1.1387 | 5.878 | 27.464 | 5.8345 | 0 | 0.012623 | 0.02415 | 0.063533 | 0.021976 | 12
2018-12-02 | 18-19 | 18-19 |  | 0 | 0.050509 | 1.4389 | 5.3636 | 1.0639 | 0 | 0.00046169 | 0.0017881 | 0.013801 | 0.0026821 | 12
2018-12-03 | 18-19 | 18-19 |  | 0 | 0.59326 | 0.2211 | 0.59665 | 0.53386 | 0 | 0.0031704 | 0.00094871 | 0.00079554 | 0.0024548 | 12
2018-12-04 | 18-19 | 18-19 |  | 0 | 0.12136 | 0.079967 | 0.0062256 | 0.096786 | 0 | 0.0012071 | 0.00058859 | 2.1895e-05 | 0.00092581 | 12
2018-12-05 | 18-19 | 18-19 |  | 0 | 0.18392 | 0.002332 | 0.57536 | 0.21496 | 0 | 0.0030309 | 7.4506e-06 | 0.0025837 | 0.0024899 | 12
2018-12-06 | 18-19 | 18-19 |  | 0 | 0.29402 | 0.0053868 | 0.58855 | 0.29357 | 0 | 0.0034926 | 2.9802e-05 | 0.0027126 | 0.0028321 | 12
2018-12-07 | 18-19 | 18-19 |  | 0.33641 | 0.28172 | 0.62751 | 3.4528 | 0.81533 | 0.0030543 | 0.0025313 | 0.0015721 | 0.0031432 | 0.0024855 | 12
2018-12-08 | 18-19 | 18-19 |  | 0 | 0.02621 | 1.9528 | 7.453 | 1.441 | 0 | 0.00014802 | 0.015624 | 0.019217 | 0.0053468 | 12
2018-12-09 | 18-19 | 18-19 |  | 0 | 0.26137 | 0.17208 | 0.95923 | 0.3521 | 0 | 0.003273 | 0.0056972 | 0.003204 | 0.0035983 | 12
2018-12-10 | 18-19 | 18-19 |  | 0 | 0.11501 | 0.0038246 | 0.31326 | 0.1277 | 0 | 0.0008443 | 3.9736e-05 | 0.0032332 | 0.001081 | 12
2018-12-11 | 18-19 | 18-19 |  | 0 | 0.067659 | 0.75622 | 0.016302 | 0.16181 | 0 | 0.00040077 | 0.0073388 | 9.0015e-05 | 0.001383 | 12
2018-12-12 | 18-19 | 18-19 |  | 0 | 0.020986 | 1.9802 | 2.8704 | 0.74526 | 0 | 0.00010153 | 0.01701 | 0.011257 | 0.0043116 | 12
2018-12-13 | 18-19 | 18-19 |  | 0 | 1.8967 | 2.2912 | 11.6753 | 3.4264 | 0 | 0.013321 | 0.0090028 | 0.035405 | 0.015931 | 12
2018-12-14 | 18-19 | 18-19 |  | 0 | 1.0703 | 6.1107 | 2.631 | 2.0493 | 0 | 0.008343 | 0.037139 | 0.012505 | 0.013197 | 12
2018-12-15 | 18-19 | 18-19 |  | 0 | 0.026331 | 0.30761 | 0.86531 | 0.19544 | 0 | 0.00035909 | 0.0030001 | 0.0015278 | 0.00092692 | 12
2018-12-16 | 18-19 | 18-19 |  | 0 | 0.019186 | 2.2936 | 0.0052549 | 0.35539 | 0 | 0.00033558 | 0.0056848 | 0.00012407 | 0.0010969 | 12
2018-12-17 | 18-19 | 18-19 |  | 0 | 0.17998 | 1.3207 | 0.0042185 | 0.32165 | 0 | 0.0048787 | 0.0072966 | 0.00083203 | 0.0045866 | 12
2018-12-18 | 18-19 | 18-19 |  | 0 | 0.27285 | 0.054565 | 0.034026 | 0.202 | 0 | 0.0056001 | 0.0045573 | 0.00042331 | 0.0046157 | 12
2018-12-19 | 18-19 | 18-19 |  | 0 | 0.28931 | 0.064244 | 2.0033 | 0.51399 | 0 | 0.0015272 | 0.00029057 | 0.015711 | 0.0034863 | 12
2018-12-20 | 18-19 | 18-19 |  | 0 | 0.04846 | 0 | 1.4228 | 0.24967 | 0 | 0.0014663 | 0 | 0.0092107 | 0.0024134 | 12
2018-12-21 | 18-19 | 18-19 |  | 0 | 0.18618 | 0 | 0.25104 | 0.16691 | 0 | 0.00047826 | 0 | 0.001051 | 0.00049044 | 12
2018-12-22 | 18-19 | 18-19 |  | 0 | 0.20789 | 0.0044182 | 0.0024961 | 0.14482 | 0 | 0.0013177 | 1.4901e-05 | 5.8388e-05 | 0.00092248 | 12
2018-12-23 | 18-19 | 18-19 |  | 0 | 0.53861 | 0.001803 | 1.2373 | 0.56076 | 0 | 0.0035947 | 7.4506e-06 | 0.0043937 | 0.0031548 | 12
2018-12-24 | 18-19 | 18-19 |  | 0 | 0.051318 | 0.3426 | 0.094343 | 0.10081 | 0 | 0.0002068 | 0.0048603 | 0.00069822 | 0.00097238 | 12
2018-12-25 | 18-19 | 18-19 |  | 0 | 0.0665 | 0.032358 | 0.018003 | 0.053544 | 0 | 0.00034467 | 0.0068545 | 0.00019219 | 0.0012876 | 12
2018-12-26 | 18-19 | 18-19 |  | 0 | 0.28036 | 0.098973 | 0.0011532 | 0.20881 | 0 | 0.0018409 | 0.0011722 | 1.4597e-05 | 0.0014499 | 12
2018-12-27 | 18-19 | 18-19 |  | 0 | 0.61155 | 0.69016 | 0.05696 | 0.53433 | 0 | 0.0055905 | 0.0064373 | 0.00037952 | 0.0048822 | 12
2018-12-28 | 18-19 | 18-19 |  | 0 | 0.035689 | 0.08927 | 0.30432 | 0.084199 | 0 | 0.00023619 | 8.6923e-05 | 0.00059848 | 0.00026721 | 12
2018-12-29 | 18-19 | 18-19 |  | 0 | 0.047094 | 0.0081484 | 1.7353 | 0.29741 | 0 | 0.00023726 | 2.4835e-05 | 0.011405 | 0.0019004 | 12
2018-12-30 | 18-19 | 18-19 |  | 0 | 0.003211 | 2.0328 | 4.4641 | 0.98291 | 0 | 4.0612e-05 | 0.028022 | 0.019791 | 0.0072047 | 12
2018-12-31 | 18-19 | 18-19 |  | 0 | 0.090328 | 0.045799 | 0.92369 | 0.20961 | 0 | 0.0012504 | 0.00032037 | 0.002552 | 0.0013002 | 12
2019-01-01 | 18-19 | 18-19 |  | 0 | 0.044692 | 0.11569 | 0.23075 | 0.083182 | 0 | 0.00029337 | 0.00096112 | 0.0004963 | 0.00042133 | 1
2019-01-02 | 18-19 | 18-19 |  | 0 | 0.017664 | 1.926 | 0.28161 | 0.34161 | 0 | 0.00015123 | 0.0085532 | 0.0015838 | 0.001618 | 1
2019-01-03 | 18-19 | 18-19 |  | 0 | 0.15434 | 0.048168 | 0.32849 | 0.16382 | 0 | 0.0012793 | 0.00035018 | 0.0009707 | 0.0010844 | 1
2019-01-04 | 18-19 | 18-19 |  | 0 | 0.064881 | 0.0071227 | 0.070628 | 0.056663 | 0 | 0.00061292 | 0.00014901 | 0.00033573 | 0.00049709 | 1
2019-01-05 | 18-19 | 18-19 |  | 0 | 0.075406 | 0.0062088 | 0.42016 | 0.11691 | 0 | 0.00099231 | 3.9736e-05 | 0.0013283 | 0.00089403 | 1
2019-01-06 | 18-19 | 18-19 |  | 0 | 0.012941 | 0.0086427 | 0.23523 | 0.045972 | 0 | 9.8857e-05 | 5.9605e-05 | 0.0009561 | 0.00022249 | 1
2019-01-07 | 18-19 | 18-19 |  | 0 | 0.00023085 | 0 | 0.92525 | 0.14072 | 0 | 3.2062e-06 | 0 | 0.0080794 | 0.0012296 | 1
2019-01-08 | 18-19 | 18-19 |  | 0.61915 | 0.028459 | 0.15137 | 0.44173 | 0.11404 | 0.014399 | 0.00038848 | 0.0015323 | 0.0020144 | 0.00091251 | 1
2019-01-09 | 18-19 | 18-19 |  | 0 | 0.018689 | 0.016898 | 0.007481 | 0.016577 | 0 | 0.00013145 | 0.00094622 | 3.6492e-05 | 0.00023727 | 1
2019-01-10 | 18-19 | 18-19 |  | 0 | 0.53851 | 0.0065938 | 0.2462 | 0.41083 | 0 | 0.0058481 | 2.9802e-05 | 0.0010437 | 0.0042077 | 1
2019-01-11 | 18-19 | 18-19 |  | 0 | 0.55048 | 0.091406 | 1.3028 | 0.59225 | 0 | 0.0066999 | 0.0010257 | 0.017115 | 0.0073865 | 1
2019-01-12 | 18-19 | 18-19 |  | 0 | 0.27314 | 0.0037998 | 2.7023 | 0.6 | 0 | 0.0028348 | 2.9802e-05 | 0.0046151 | 0.0026662 | 1
2019-01-13 | 18-19 | 18-19 |  | 0 | 0.046685 | 0.54137 | 0.3513 | 0.16622 | 0 | 0.0002955 | 0.0040308 | 0.0010875 | 0.00096942 | 1
2019-01-14 | 18-19 | 18-19 |  | 0 | 0.077444 | 0.024637 | 1.0973 | 0.22392 | 0 | 0.00079674 | 0.00027567 | 0.0069117 | 0.0016421 | 1
2019-01-15 | 18-19 | 18-19 |  | 0 | 0.23239 | 0.057223 | 0.29122 | 0.21349 | 0 | 0.0056632 | 0.00012666 | 0.0015473 | 0.0041708 | 1
2019-01-16 | 18-19 | 18-19 |  | 0 | 0.42628 | 0.080332 | 0.0084687 | 0.30807 | 0 | 0.0050342 | 0.00039488 | 0.00011434 | 0.003558 | 1
2019-01-17 | 18-19 | 18-19 |  | 0 | 0.31457 | 0.20735 | 0.2696 | 0.28938 | 0 | 0.0039596 | 0.0022153 | 0.0017419 | 0.0033329 | 1
2019-01-18 | 18-19 | 18-19 |  | 0 | 0.0080058 | 0.32122 | 3.6374 | 0.60592 | 0 | 0.00013145 | 0.0060052 | 0.017378 | 0.0036245 | 1
2019-01-19 | 18-19 | 18-19 |  | 0 | 0.012094 | 0 | 1.4434 | 0.22763 | 0 | 7.6948e-05 | 0 | 0.0097289 | 0.0015312 | 1
2019-01-20 | 18-19 | 18-19 |  | 0 | 0.35638 | 0.0024587 | 0.28858 | 0.29069 | 0 | 0.0024949 | 7.4506e-06 | 0.0014378 | 0.0019451 | 1
2019-01-21 | 18-19 | 18-19 |  | 0 | 0.063073 | 0.020534 | 0.26737 | 0.087296 | 0 | 0.00025649 | 9.6857e-05 | 0.00059118 | 0.00028162 | 1
2019-01-22 | 18-19 | 18-19 |  | 0 | 0.63817 | 0.12114 | 0.1991 | 0.48965 | 0 | 0.0067186 | 0.00054141 | 0.00088312 | 0.0048615 | 1
2019-01-23 | 18-19 | 18-19 |  | 0 | 0.22108 | 0.0012815 | 0.76898 | 0.26991 | 0 | 0.0094192 | 1.4901e-05 | 0.0080502 | 0.0077398 | 1
2019-01-24 | 18-19 | 18-19 |  | 0 | 4.9429 | 0.71279 | 1.021 | 3.6799 | 0 | 0.04441 | 0.0025456 | 0.0076659 | 0.032259 | 1
2019-01-25 | 18-19 | 18-19 |  | 0 | 0.12431 | 0.002414 | 2.5888 | 0.47961 | 0 | 0.0020536 | 4.4703e-05 | 0.018027 | 0.0041656 | 1
2019-01-26 | 18-19 | 18-19 |  | 0 | 0.24571 | 0.18739 | 0.8798 | 0.33148 | 0 | 0.0040681 | 0.0024736 | 0.0051454 | 0.0039634 | 1
2019-01-27 | 18-19 | 18-19 |  | 0 | 0.025647 | 0.0043064 | 0.10333 | 0.034077 | 0 | 0.00023672 | 1.4901e-05 | 0.00043791 | 0.00023247 | 1
2019-01-28 | 18-19 | 18-19 |  | 0 | 0.23961 | 0.3287 | 0.42502 | 0.27921 | 0 | 0.0019959 | 0.0038221 | 0.0030727 | 0.002416 | 1
2019-01-29 | 18-19 | 18-19 |  | 0 | 0.16899 | 0.040024 | 1.0295 | 0.27923 | 0 | 0.0034953 | 0.00029802 | 0.007532 | 0.003606 | 1
2019-01-30 | 18-19 | 18-19 |  | 0 | 0.015712 | 2.8207 | 0.064341 | 0.4404 | 0 | 0.00016832 | 0.0078603 | 0.00070552 | 0.0013933 | 1
2019-01-31 | 18-19 | 18-19 |  | 0 | 0.077103 | 0.81348 | 0.79376 | 0.29497 | 0 | 0.00072941 | 0.0090524 | 0.0073642 | 0.0029704 | 1
2019-02-01 | 18-19 | 18-19 |  | 0 | 0.68131 | 0.0061765 | 0.18578 | 0.50036 | 0 | 0.0050033 | 3.7253e-05 | 0.00051819 | 0.0035447 | 2
2019-02-02 | 18-19 | 18-19 |  | 0 | 0.074137 | 0.019699 | 0.10967 | 0.070869 | 0 | 0.0005023 | 0.00015646 | 0.00037222 | 0.00042724 | 2
2019-02-03 | 18-19 | 18-19 |  | 0 | 0.4597 | 0.16096 | 0.49257 | 0.41673 | 0 | 0.0042733 | 0.00059853 | 0.006919 | 0.0040957 | 2
2019-02-04 | 18-19 | 18-19 |  | 0 | 0.36723 | 0.037044 | 0.0546 | 0.26779 | 0 | 0.0032997 | 0.00023097 | 0.0006447 | 0.0024145 | 2
2019-02-05 | 18-19 | 18-19 |  | 0 | 0.1344 | 0.0055879 | 0.049185 | 0.10126 | 0 | 0.0027787 | 4.4703e-05 | 0.00022625 | 0.0019629 | 2
2019-02-06 | 18-19 | 18-19 |  | 0 | 0.92511 | 4.7881 | 2.7235 | 1.7661 | 0 | 0.012421 | 0.037447 | 0.020392 | 0.017261 | 2
2019-02-07 | 18-19 | 18-19 |  | 0 | 0.24539 | 0.0272 | 1.7608 | 0.44127 | 0 | 0.0015726 | 0.00024835 | 0.0089917 | 0.0024906 | 2
2019-02-08 | 18-19 | 18-19 |  | 0 | 0.23201 | 0.097821 | 0.85179 | 0.30442 | 0 | 0.0039725 | 0.00010431 | 0.0048462 | 0.0034992 | 2
2019-02-09 | 18-19 | 18-19 |  | 0 | 0.052804 | 3.3822 | 1.2755 | 0.73361 | 0 | 0.00066849 | 0.03168 | 0.0088677 | 0.0065239 | 2
2019-02-10 | 18-19 | 18-19 |  | 0 | 0.044209 | 0 | 0.13034 | 0.050378 | 0 | 0.00042429 | 0 | 0.00041601 | 0.00035665 | 2
2019-02-11 | 18-19 | 18-19 |  | 0 | 0.7911 | 0.91353 | 0.11008 | 0.69982 | 0 | 0.0071081 | 0.0041947 | 0.0019779 | 0.0058409 | 2
2019-02-12 | 18-19 | 18-19 |  | 0 | 0.14435 | 1.2088 | 0.57386 | 0.36691 | 0 | 0.0017319 | 0.012673 | 0.0029024 | 0.0035247 | 2
2019-02-13 | 18-19 | 18-19 |  | 0 | 0.21509 | 0.072971 | 0.4823 | 0.23289 | 0 | 0.0096512 | 0.0006184 | 0.0025983 | 0.0071618 | 2
2019-02-14 | 18-19 | 18-19 |  | 0 | 0.013436 | 0.35414 | 0.039098 | 0.067934 | 0 | 0.00018436 | 0.0010803 | 0.00023355 | 0.00032376 | 2
2019-02-15 | 18-19 | 18-19 |  | 0 | 0.066408 | 0.0017509 | 0.33688 | 0.097368 | 0 | 0.00025329 | 1.4901e-05 | 0.0036128 | 0.00072623 | 2
2019-02-16 | 18-19 | 18-19 |  | 0 | 0.21451 | 0.67452 | 0.0018684 | 0.24903 | 0 | 0.0010404 | 0.010282 | 7.2985e-06 | 0.0022508 | 2
2019-02-17 | 18-19 | 18-19 |  | 0 | 0.054932 | 0.033535 | 0 | 0.042983 | 0 | 0.00036657 | 0.00031541 | 0 | 0.00030047 | 2
2019-02-18 | 18-19 | 18-19 |  | 0 | 0.13699 | 0.0025853 | 0.16868 | 0.12076 | 0 | 0.0036502 | 6.7055e-05 | 0.00056928 | 0.0026211 | 2
2019-02-19 | 18-19 | 18-19 |  | 0 | 0.010043 | 0.19589 | 0.087597 | 0.049405 | 0 | 0.0002613 | 0.01359 | 0.0012918 | 0.0023993 | 2
2019-02-20 | 18-19 | 18-19 |  | 0 | 0.23629 | 0.0031143 | 0.052549 | 0.17188 | 0 | 0.002433 | 1.4901e-05 | 0.00017516 | 0.0017115 | 2
2019-02-21 | 18-19 | 18-19 |  | 0 | 0.069978 | 0.42173 | 0.018796 | 0.11401 | 0 | 0.0051956 | 0.0047361 | 0.00026761 | 0.0043389 | 2
2019-02-22 | 18-19 | 18-19 |  | 0 | 0.01176 | 0.0015274 | 0.092915 | 0.022476 | 0 | 0.00010313 | 7.4506e-06 | 0.0005036 | 0.00014894 | 2
2019-02-23 | 18-19 | 18-19 |  | 0 | 0.16019 | 0.0037104 | 0.10828 | 0.1278 | 0 | 0.0036486 | 7.4506e-06 | 0.00059848 | 0.0026156 | 2
2019-02-24 | 18-19 | 18-19 |  | 0 | 0.047322 | 0.072919 | 0.02418 | 0.047254 | 0 | 0.0002271 | 0.014044 | 0.00010948 | 0.0022637 | 2
2019-02-25 | 18-19 | 18-19 |  | 0 | 0.27601 | 0.0043909 | 0.022326 | 0.19494 | 0 | 0.0044336 | 3.9736e-05 | 0.00016057 | 0.0030968 | 2
2019-02-26 | 18-19 | 18-19 |  | 0 | 1.0412 | 0.0052377 | 0.47734 | 0.79345 | 0 | 0.0074154 | 1.4901e-05 | 0.0033865 | 0.0056454 | 2
2019-02-27 | 18-19 | 18-19 |  | 0 | 0.58895 | 0.026286 | 0.44062 | 0.47818 | 0 | 0.0072064 | 0.00036508 | 0.0011094 | 0.0052071 | 2
2019-02-28 | 18-19 | 18-19 |  | 0 | 0.79825 | 0.0068024 | 1.0968 | 0.71973 | 0 | 0.013863 | 2.9802e-05 | 0.0070795 | 0.010668 | 2
2019-03-01 | 18-19 | 18-19 |  | 0 | 0.099496 | 0.0081236 | 0.83767 | 0.19728 | 0 | 0.0010548 | 4.967e-05 | 0.0066708 | 0.0017504 | 3
2019-03-02 | 18-19 | 18-19 |  | 0 | 0.20282 | 0.025233 | 0.034982 | 0.14935 | 0 | 0.0020482 | 0.00012169 | 0.00010218 | 0.0014503 | 3
2019-03-03 | 18-19 | 18-19 |  | 0 | 0.66101 | 0.003092 | 0.092589 | 0.47171 | 0 | 0.0073871 | 1.4901e-05 | 0.00039412 | 0.0051712 | 3
2019-03-04 | 18-19 | 18-19 |  | 0 | 0.7389 | 1.2013 | 3.6781 | 1.2486 | 0 | 0.0036898 | 0.0043834 | 0.012746 | 0.0051406 | 3
2019-03-05 | 18-19 | 18-19 |  | 0 | 0.26143 | 3.0789 | 1.7319 | 0.90211 | 0 | 0.0065401 | 0.029266 | 0.0072596 | 0.0099814 | 3
2019-03-06 | 18-19 | 18-19 |  | 0 | 0.0012632 | 0.0078752 | 0.0011386 | 0.0022186 | 0 | 8.0155e-06 | 7.4506e-06 | 2.9194e-05 | 1.1088e-05 | 3
2019-03-07 | 18-19 | 18-19 |  | 3.8852 | 0.45195 | 0.0010729 | 0.013184 | 0.34436 | 0.031707 | 0.0029775 | 5.9605e-05 | 4.6224e-05 | 0.0023169 | 3
2019-03-08 | 18-19 | 18-19 |  | 0 | 0.71372 | 0.0020191 | 0.0015108 | 0.49416 | 0 | 0.0083703 | 7.4506e-06 | 2.1895e-05 | 0.0057936 | 3
2019-03-09 | 18-19 | 18-19 |  | 0 | 0.011565 | 0.017419 | 0.20842 | 0.042254 | 0 | 0.00030673 | 8.9407e-05 | 0.0014427 | 0.00044461 | 3
2019-03-10 | 18-19 | 18-19 |  | 0 | 0.32757 | 0.0014156 | 1.0816 | 0.39109 | 0 | 0.0024533 | 7.4506e-06 | 0.013101 | 0.0036881 | 3
2019-03-11 | 18-19 | 18-19 |  | 0 | 0.23754 | 0.10899 | 0.87653 | 0.31367 | 0 | 0.0025794 | 0.00055134 | 0.0045908 | 0.0025634 | 3
2019-03-12 | 18-19 | 18-19 |  | 0 | 0.25771 | 0 | 0.36385 | 0.23352 | 0 | 0.0025826 | 0 | 0.0040142 | 0.002396 | 3
2019-03-13 | 18-19 | 18-19 |  | 0 | 0.21605 | 0.056393 | 0.075722 | 0.16932 | 0 | 0.0033681 | 0.0006482 | 0.00042331 | 0.0024903 | 3
2019-03-14 | 18-19 | 18-19 |  | 0 | 0.01435 | 0.0044107 | 0.056892 | 0.019224 | 0 | 0.00023298 | 2.2352e-05 | 0.00054009 | 0.00024651 | 3
2019-03-15 | 18-19 | 18-19 |  | 0 | 0.02396 | 0.06032 | 0.089998 | 0.03922 | 0 | 0.00015764 | 0.00050664 | 0.00021166 | 0.00021658 | 3
2019-03-16 | 18-19 | 18-19 |  | 0 | 0.5554 | 0.060908 | 0.00013137 | 0.39321 | 0 | 0.0048953 | 0.0004967 | 1.4597e-05 | 0.0034619 | 3
2019-03-17 | 18-19 | 18-19 |  | 0 | 0.00067651 | 0.019714 | 1.1947 | 0.18489 | 0 | 3.2062e-06 | 8.444e-05 | 0.017487 | 0.0026714 | 3
2019-03-18 | 18-19 | 18-19 |  | 0 | 0.048142 | 0.018117 | 0.57852 | 0.12388 | 0 | 0.00021962 | 8.444e-05 | 0.0018319 | 0.00044276 | 3
2019-03-19 | 18-19 | 18-19 |  | 0 | 0.25576 | 0 | 0.22414 | 0.21094 | 0 | 0.005053 | 0 | 0.00089042 | 0.0036301 | 3
2019-03-20 | 18-19 | 18-19 |  | 0 | 0.039763 | 0.03057 | 0.045499 | 0.038963 | 0 | 0.00026237 | 0.00067055 | 0.00040872 | 0.00034334 | 3
2019-03-21 | 18-19 | 18-19 |  | 0.03607 | 0.059952 | 0.00043213 | 0.0070285 | 0.042872 | 0.00029089 | 0.00056482 | 1.4901e-05 | 9.488e-05 | 0.0004095 | 3
2019-03-22 | 18-19 | 18-19 |  | 0 | 0.019362 | 0.073793 | 0.047805 | 0.031635 | 0 | 0.00026611 | 0.00066807 | 0.00025545 | 0.00032228 | 3
2019-03-23 | 18-19 | 18-19 |  | 0 | 0.068621 | 1.232 | 0.27764 | 0.27298 | 0 | 0.00030298 | 0.0071227 | 0.0017541 | 0.001536 | 3
2019-03-24 | 18-19 | 18-19 |  | 0 | 0.69711 | 2.3956 | 1.636 | 1.0872 | 0 | 0.0047986 | 0.030103 | 0.0063983 | 0.0087706 | 3
2019-03-25 | 18-19 | 18-19 |  | 0.44651 | 0.31798 | 0.28254 | 0.57038 | 0.35203 | 0.0014544 | 0.0046773 | 0.0015721 | 0.0091718 | 0.0048733 | 3
2019-03-26 | 18-19 | 18-19 |  | 0 | 0.0010516 | 0 | 1.6102 | 0.24534 | 0 | 8.0155e-06 | 0 | 0.0093834 | 0.001431 | 3
2019-03-27 | 18-19 | 18-19 |  | 0 | 0.39328 | 23.9839 | 2.3523 | 4.1985 | 0 | 0.0044395 | 0.20883 | 0.017173 | 0.036757 | 3
2019-03-28 | 18-19 | 18-19 |  | 0 | 0.079744 | 0.13895 | 0.29402 | 0.1205 | 0 | 0.001158 | 0.0028834 | 0.0026494 | 0.0016325 | 3
2019-03-29 | 18-19 | 18-19 |  | 0 | 0.39866 | 0.45889 | 2.2216 | 0.68151 | 0 | 0.0045319 | 0.0034347 | 0.02199 | 0.0069863 | 3
2019-03-30 | 18-19 | 18-19 |  | 0 | 0.49501 | 1.0979 | 0.22363 | 0.53973 | 0 | 0.0037635 | 0.0065416 | 0.0010948 | 0.0037428 | 3
2019-03-31 | 18-19 | 18-19 |  | 0.051584 | 0.58143 | 0.26981 | 0.78016 | 0.5612 | 0.00038785 | 0.0055227 | 0.00055134 | 0.007442 | 0.0050352 | 3
2019-04-01 | 18-19 | 18-19 |  | 0 | 0.031448 | 0.037079 | 0.012232 | 0.029127 | 0 | 0.00041467 | 0.00015398 | 3.6492e-05 | 0.00031526 | 4
2019-04-02 | 18-19 | 18-19 |  | 0 | 0.064531 | 0 | 0.17337 | 0.070969 | 0 | 0.0021113 | 0 | 0.0010802 | 0.0016243 | 4
2019-04-03 | 18-19 | 18-19 |  | 0 | 0.11383 | 0.035318 | 0 | 0.083987 | 0 | 0.0010677 | 0.00026325 | 0 | 0.00077761 | 4
2019-04-04 | 18-19 | 18-19 |  | 0 | 0.28368 | 0.88757 | 0.1245 | 0.3472 | 0 | 0.0036369 | 0.0096634 | 0.0009561 | 0.0040987 | 4
2019-04-05 | 18-19 | 18-19 |  | 0 | 0.70249 | 0.3675 | 0.89203 | 0.67607 | 0 | 0.012512 | 0.0011822 | 0.0037222 | 0.0093952 | 4
2019-04-06 | 18-19 | 18-19 |  | 0 | 0.0014374 | 0.09039 | 0.040186 | 0.02055 | 0 | 3.4199e-05 | 0.00040978 | 0.00021895 | 0.0001179 | 4
2019-04-07 | 18-19 | 18-19 |  | 0 | 0.013872 | 0.045806 | 0.56811 | 0.10272 | 0 | 9.5651e-05 | 0.00012666 | 0.0081232 | 0.001319 | 4
2019-04-08 | 18-19 | 18-19 |  | 0 | 0.020162 | 0.002943 | 1.4341 | 0.23225 | 0 | 8.9239e-05 | 3.7253e-05 | 0.0072231 | 0.0011646 | 4
2019-04-09 | 18-19 | 18-19 |  | 0 | 0.18768 | 0.0083148 | 0.16838 | 0.15663 | 0 | 0.00099499 | 4.7187e-05 | 0.0011678 | 0.00087259 | 4
2019-04-10 | 18-19 | 18-19 |  | 0 | 0.008413 | 0.0038668 | 0.013524 | 0.0084487 | 0 | 9.5117e-05 | 2.2352e-05 | 0.00069336 | 0.00017444 | 4
2019-04-11 | 18-19 | 18-19 |  | 0 | 0.023264 | 1.2573 | 0.011152 | 0.20489 | 0 | 0.00012184 | 0.015425 | 6.5686e-05 | 0.0023897 | 4
2019-04-12 | 18-19 | 18-19 |  | 0 | 0.2206 | 0.27487 | 0.01459 | 0.19569 | 0 | 0.0016052 | 0.0046492 | 7.2985e-05 | 0.0018132 | 4
2019-04-13 | 18-19 | 18-19 |  | 0 | 0.12311 | 0.0038842 | 0 | 0.085728 | 0 | 0.0017923 | 0.00016888 | 0 | 0.0012647 | 4
2019-04-14 | 18-19 | 18-19 |  | 0 | 0.036214 | 1.0508 | 1.2531 | 0.37177 | 0 | 0.00025596 | 0.0065639 | 0.0029194 | 0.0015973 | 4
2019-04-15 | 18-19 | 18-19 |  | 0 | 0.0011109 | 0.061656 | 0.041536 | 0.016254 | 0 | 9.6186e-06 | 0.0012765 | 0.00043061 | 0.00026204 | 4
2019-04-16 | 18-19 | 18-19 |  | 0 | 0.010074 | 0.066399 | 0.10184 | 0.032319 | 0 | 0.00062788 | 0.00036508 | 0.00062767 | 0.00058394 | 4
2019-04-17 | 18-19 | 18-19 |  | 0 | 0.0080903 | 1.1515 | 0.33621 | 0.22804 | 0 | 7.962e-05 | 0.0059232 | 0.003187 | 0.0014207 | 4
2019-04-18 | 18-19 | 18-19 |  | 0 | 0.053311 | 0.022151 | 0.10894 | 0.056718 | 0 | 0.00088277 | 0.00022352 | 0.00089528 | 0.00077982 | 4
2019-04-19 | 18-19 | 18-19 |  | 0 | 0.043245 | 0.058162 | 0.016962 | 0.041142 | 0 | 0.00061986 | 0.00018626 | 0.00015813 | 0.00048046 | 4
2019-04-20 | 18-19 | 18-19 |  | 0 | 0.0056119 | 0.062605 | 0.15278 | 0.036407 | 0 | 6.5727e-05 | 0.00028809 | 0.00031384 | 0.00013601 | 4
2019-04-21 | 18-19 | 18-19 |  | 0 | 0.0043492 | 0.30411 | 0.80962 | 0.17126 | 0 | 0.00013306 | 0.0014678 | 0.0026202 | 0.00070849 | 4
2019-04-22 | 18-19 | 18-19 |  | 0 | 0.011355 | 0.44879 | 0.054439 | 0.08291 | 0 | 0.00010367 | 0.0037774 | 0.00064957 | 0.00073252 | 4
2019-04-23 | 18-19 | 18-19 |  | 0 | 0.027224 | 0.0054737 | 0.20762 | 0.051185 | 0 | 0.00027627 | 9.4374e-05 | 0.00097557 | 0.00035332 | 4
2019-04-24 | 18-19 | 18-19 |  | 0 | 0.70176 | 0 | 0.00081743 | 0.48548 | 0 | 0.0091766 | 0 | 7.2985e-06 | 0.006348 | 4
2019-04-25 | 18-19 | 18-19 |  | 0 | 0.16203 | 0 | 0.025333 | 0.11591 | 0 | 0.0011793 | 0 | 9.488e-05 | 0.00083009 | 4
2019-04-26 | 18-19 | 18-19 |  | 0 | 0.0002084 | 0.011399 | 0.0037295 | 0.0024071 | 0 | 1.6031e-06 | 0.00025332 | 4.3791e-05 | 4.5459e-05 | 4
2019-04-27 | 18-19 | 18-19 |  | 0 | 0.00035589 | 0.019724 | 0.071613 | 0.01406 | 0 | 3.2062e-06 | 5.4637e-05 | 0.00053279 | 9.1287e-05 | 4
2019-04-28 | 18-19 | 18-19 |  | 0 | 0.11762 | 0 | 0.15748 | 0.10527 | 0 | 0.0016047 | 0 | 0.0006374 | 0.0012067 | 4
2019-04-29 | 18-19 | 18-19 |  | 0 | 0.003724 | 0.97339 | 0.17428 | 0.17391 | 0 | 5.9314e-05 | 0.0053048 | 0.0011094 | 0.00099899 | 4
2019-04-30 | 18-19 | 18-19 |  | 0 | 0.14082 | 0.29163 | 0.5073 | 0.21787 | 0 | 0.0022475 | 0.0080764 | 0.0075758 | 0.0039073 | 4
2019-05-01 | 18-19 | 18-19 |  | 0 | 0.65905 | 0.49761 | 1.8084 | 0.8046 | 0 | 0.0073871 | 0.0027046 | 0.0065346 | 0.0065043 | 5
2019-05-02 | 18-19 | 18-19 |  | 0 | 0.02009 | 0.0079597 | 3.0118 | 0.47262 | 0 | 0.0001368 | 0.00013659 | 0.011724 | 0.001896 | 5
2019-05-03 | 18-19 | 18-19 |  | 0 | 0.057543 | 0.54147 | 0.21529 | 0.15308 | 0 | 0.00036444 | 0.0045349 | 0.0030216 | 0.0013859 | 5
2019-05-04 | 18-19 | 18-19 |  | 0 | 0.060112 | 0.093818 | 1.721 | 0.31698 | 0 | 0.00042375 | 0.00037998 | 0.014325 | 0.0025257 | 5
2019-05-05 | 18-19 | 18-19 |  | 0 | 0.0078258 | 0.0034571 | 0.00079554 | 0.0060479 | 0 | 8.3895e-05 | 5.9605e-05 | 7.2985e-06 | 6.8004e-05 | 5
2019-05-06 | 18-19 | 18-19 |  | 0 | 0.32145 | 0.16146 | 0.10314 | 0.26202 | 0 | 0.0022123 | 0.001284 | 0.00078094 | 0.0018398 | 5
2019-05-07 | 18-19 | 18-19 |  | 0 | 0.059296 | 1.326 | 0.3088 | 0.28525 | 0 | 0.00064712 | 0.0049447 | 0.001956 | 0.0014806 | 5
2019-05-08 | 18-19 | 18-19 |  | 0 | 0.52917 | 0.0012144 | 0.053797 | 0.37435 | 0 | 0.0071081 | 7.4506e-06 | 0.00060578 | 0.0050094 | 5
2019-05-09 | 18-19 | 18-19 |  | 0 | 0.35897 | 0.26401 | 0.16714 | 0.31296 | 0 | 0.0036844 | 0.011615 | 0.00081986 | 0.0044014 | 5
2019-05-10 | 18-19 | 18-19 |  | 0 | 0.068499 | 1.1817 | 1.4173 | 0.43853 | 0 | 0.0051908 | 0.019746 | 0.0048608 | 0.0072671 | 5
2019-05-11 | 18-19 | 18-19 |  | 2.3671 | 0.0044374 | 0.047475 | 0.38806 | 0.087132 | 0.0059632 | 3.6337e-05 | 2.2352e-05 | 0.0024815 | 0.00045089 | 5
2019-05-12 | 18-19 | 18-19 |  | 0 | 0.010123 | 0.078951 | 0.073985 | 0.02999 | 0 | 8.8704e-05 | 0.00038495 | 0.00015327 | 0.00014192 | 5
2019-05-13 | 18-19 | 18-19 |  | 0.99833 | 0.022844 | 0.10718 | 0.12697 | 0.05865 | 0.0056723 | 0.0014289 | 0.00036508 | 0.00028464 | 0.0011291 | 5
2019-05-14 | 18-19 | 18-19 |  | 0.028507 | 0.80952 | 0.0010729 | 0.022603 | 0.5637 | 0.00014544 | 0.0071012 | 7.4506e-06 | 0.00027004 | 0.0049547 | 5
2019-05-15 | 18-19 | 18-19 |  | 0 | 0.018572 | 0.45719 | 0.27996 | 0.12341 | 0 | 0.00023405 | 0.0052825 | 0.0005036 | 0.0010245 | 5
2019-05-16 | 18-19 | 18-19 |  | 0 | 0.0055691 | 0.043258 | 0.027299 | 0.014436 | 0 | 6.0917e-05 | 0.00037998 | 0.00019219 | 0.00012788 | 5
2019-05-17 | 18-19 | 18-19 |  | 0 | 0.24547 | 0.061422 | 0.020363 | 0.18201 | 0 | 0.0015518 | 0.00046194 | 0.00022625 | 0.0011764 | 5
2019-05-18 | 18-19 | 18-19 |  | 0 | 0.010151 | 8.0276 | 16.6967 | 3.7381 | 0 | 0.00014214 | 0.011303 | 0.027099 | 0.0058971 | 5
2019-05-19 | 18-19 | 18-19 |  | 0 | 5.6119 | 2.9714 | 9.0231 | 5.6943 | 0 | 0.013235 | 0.01435 | 0.03171 | 0.016106 | 5 | 424.0346
2019-05-20 | 18-19 | 18-19 |  | 0 | 0.026189 | 0.13991 | 1.2657 | 0.23122 | 0 | 0.00019344 | 0.0025555 | 0.0059166 | 0.0014129 | 5
2019-05-21 | 18-19 | 18-19 |  | 0 | 0.034325 | 0.010326 | 0.10437 | 0.041133 | 0 | 0.00034039 | 8.1956e-05 | 0.00037709 | 0.00030491 | 5
2019-05-22 | 18-19 | 18-19 |  | 0 | 0.11073 | 0.074528 | 0.11432 | 0.10504 | 0 | 0.0012857 | 0.00046442 | 0.00078094 | 0.001077 | 5
2019-05-23 | 18-19 | 18-19 |  | 0 | 0.016459 | 0.14162 | 2.4031 | 0.39752 | 0 | 6.6796e-05 | 0.00036508 | 0.0085514 | 0.0013996 | 5
2019-05-24 | 18-19 | 18-19 |  | 0 | 0.48982 | 0.25748 | 0.60469 | 0.46895 | 0 | 0.0045309 | 0.0033826 | 0.00078824 | 0.0037568 | 5
2019-05-25 | 18-19 | 18-19 |  | 0 | 0.10214 | 1.759 | 0.54369 | 0.415 | 0 | 0.0010415 | 0.012728 | 0.00086852 | 0.0027464 | 5
2019-05-26 | 18-19 | 18-19 |  | 0 | 0.015964 | 1.6709 | 0.0036152 | 0.26024 | 0 | 6.3055e-05 | 0.0087097 | 3.406e-05 | 0.0013449 | 5
2019-05-27 | 18-19 | 18-19 |  | 0 | 0.12874 | 0.15698 | 3.8528 | 0.6977 | 0 | 0.0014016 | 0.0029877 | 0.018458 | 0.0042181 | 5
2019-05-28 | 18-19 | 18-19 |  | 0 | 0.24506 | 0.34337 | 1.1031 | 0.38817 | 0 | 0.0033937 | 0.0029951 | 0.0057245 | 0.0036626 | 5
2019-05-29 | 18-19 | 18-19 |  | 0 | 0.14718 | 1.1993 | 4.3971 | 0.94825 | 0 | 0.0085915 | 0.016563 | 0.029574 | 0.0129 | 5
2019-05-30 | 18-19 | 18-19 |  | 0 | 0.10923 | 0.029916 | 0.17275 | 0.10625 | 0 | 0.0011638 | 0.0018229 | 0.00056442 | 0.001162 | 5
2019-05-31 | 18-19 | 18-19 |  | 0 | 0.23165 | 0.046164 | 0.06892 | 0.17755 | 0 | 0.0038154 | 0.00025332 | 0.00069336 | 0.0027819 | 5
2019-06-01 | 18-19 | 18-19 |  | 0 | 0.36521 | 0.02716 | 0.20836 | 0.28829 | 0 | 0.004696 | 0.00028809 | 0.00058388 | 0.0033795 | 6
2019-06-02 | 18-19 | 18-19 |  | 0 | 0.049284 | 0 | 0.080512 | 0.046318 | 0 | 0.00016191 | 0 | 0.00038195 | 0.00017001 | 6
2019-06-03 | 18-19 | 18-19 |  | 0 | 0.20658 | 0.26701 | 0.81434 | 0.30632 | 0 | 0.0023405 | 0.00031292 | 0.0067 | 0.0026832 | 6
2019-06-04 | 18-19 | 18-19 |  | 0 | 0.47048 | 0.0026599 | 0.41037 | 0.38814 | 0 | 0.0024223 | 2.2352e-05 | 0.0016349 | 0.001927 | 6
2019-06-05 | 18-19 | 18-19 |  | 0 | 0.18323 | 0.0018179 | 0.25658 | 0.16598 | 0 | 0.0055328 | 7.4506e-06 | 0.00071282 | 0.0039361 | 6
2019-06-06 | 18-19 | 18-19 |  | 0 | 0.032218 | 0 | 1.9559 | 0.31941 | 0 | 0.00031047 | 0 | 0.0050725 | 0.00098531 | 6
2019-06-07 | 18-19 | 18-19 |  | 0 | 0.068789 | 0.0037576 | 0.258 | 0.087331 | 0 | 0.00031528 | 0.00022103 | 0.00066416 | 0.00035184 | 6
2019-06-08 | 18-19 | 18-19 |  | 0 | 0.37307 | 0.019878 | 0.018166 | 0.26375 | 0 | 0.0054206 | 0.00015149 | 0.00013867 | 0.0037927 | 6
2019-06-09 | 18-19 | 18-19 |  | 0 | 0.013249 | 0.77544 | 2.2909 | 0.47258 | 0 | 0.00010794 | 0.005573 | 0.0042331 | 0.0015471 | 6
2019-06-10 | 18-19 | 18-19 |  | 0 | 0.075981 | 0.005655 | 0.77968 | 0.17184 | 0 | 0.00052421 | 2.2352e-05 | 0.0020679 | 0.00068004 | 6
2019-06-11 | 18-19 | 18-19 |  | 0 | 0.31922 | 0.00096112 | 0.83923 | 0.34842 | 0 | 0.0040083 | 7.4506e-06 | 0.003496 | 0.0033045 | 6
2019-06-12 | 18-19 | 18-19 |  | 0.041306 | 0.34254 | 0.12999 | 0.82279 | 0.38156 | 0.00014544 | 0.0019408 | 0.00056624 | 0.0024839 | 0.0018051 | 6
2019-06-13 | 18-19 | 18-19 |  | 0 | 0.056401 | 0.017151 | 0.47112 | 0.11313 | 0 | 0.00038581 | 0.00019371 | 0.0035763 | 0.00083896 | 6
2019-06-14 | 18-19 | 18-19 |  | 0 | 0.18287 | 0.0046715 | 0.11476 | 0.14461 | 0 | 0.0012306 | 0.00014156 | 0.00040142 | 0.0009332 | 6
2019-06-15 | 18-19 | 18-19 |  | 0 | 0.039551 | 0.011891 | 0 | 0.029124 | 0 | 0.00040238 | 0.00010431 | 0 | 0.00029382 | 6
2019-06-16 | 18-19 | 18-19 |  | 0 | 0.2382 | 0 | 0.47893 | 0.2375 | 0 | 0.0014962 | 0 | 0.0014378 | 0.0012533 | 6
2019-06-17 | 18-19 | 18-19 |  | 0 | 0.0077526 | 0.027006 | 0.33209 | 0.05983 | 0 | 3.9009e-05 | 0.00024587 | 0.0014962 | 0.00029086 | 6
2019-06-18 | 18-19 | 18-19 |  | 0 | 0.23924 | 0.23743 | 0.00056198 | 0.20088 | 0 | 0.003375 | 0.0022352 | 7.2985e-06 | 0.002668 | 6
2019-06-19 | 18-19 | 18-19 |  | 0 | 0.16092 | 0.10402 | 0.22927 | 0.16161 | 0 | 0.0014225 | 0.0011548 | 0.0012188 | 0.0013409 | 6
2019-06-20 | 18-19 | 18-19 |  | 0 | 0.023969 | 0.042759 | 0.045815 | 0.029901 | 0 | 0.00026825 | 0.00053644 | 0.00045494 | 0.00033447 | 6
2019-06-21 | 18-19 | 18-19 |  | 0 | 0.020965 | 0.51397 | 1.7868 | 0.36244 | 0 | 5.7177e-05 | 0.0010803 | 0.014203 | 0.002358 | 6
2019-06-22 | 18-19 | 18-19 |  | 0 | 0.005404 | 0.056719 | 0.056549 | 0.020769 | 0 | 3.7406e-05 | 0.00028064 | 0.00029924 | 0.00011309 | 6
2019-06-23 | 18-19 | 18-19 |  | 0 | 0.47004 | 1.7932 | 0.097333 | 0.60674 | 0 | 0.0036278 | 0.015527 | 0.00051576 | 0.0048981 | 6
2019-06-24 | 18-19 | 18-19 |  | 0 | 0.21042 | 0.0060176 | 0.067876 | 0.15674 | 0 | 0.0054719 | 6.2088e-05 | 0.00031627 | 0.0038418 | 6
2019-06-25 | 18-19 | 18-19 |  | 0 | 0.22291 | 0.11357 | 0.0031092 | 0.17155 | 0 | 0.0016849 | 0.0007078 | 1.4597e-05 | 0.0012729 | 6
2019-06-26 | 18-19 | 18-19 |  | 0 | 0.31606 | 0.0073835 | 0.47095 | 0.29124 | 0 | 0.0029502 | 6.9539e-05 | 0.00076878 | 0.0021676 | 6
2019-06-27 | 18-19 | 18-19 |  | 0 | 0.029016 | 0.043864 | 0.044316 | 0.033328 | 0 | 0.0012488 | 0.00030299 | 0.0004817 | 0.00098199 | 6
2019-06-28 | 18-19 | 18-19 |  | 0 | 0.050234 | 0 | 0.023165 | 0.038263 | 0 | 0.00014535 | 0 | 9.0015e-05 | 0.0001142 | 6
2019-06-29 | 18-19 | 18-19 |  | 0 | 0.39296 | 0.85357 | 0.41901 | 0.46246 | 0 | 0.0034263 | 0.010058 | 0.0013356 | 0.0040695 | 6
2019-06-30 | 18-19 | 18-19 |  | 0 | 0.024867 | 0.059366 | 1.2359 | 0.21378 | 0 | 0.00013199 | 0.0010207 | 0.0062621 | 0.0011945 | 6
2019-07-01 | 19-20 | 19-20 |  | 0 | 0.039047 | 0.094508 | 0.003828 | 0.041665 | 0 | 0.00035078 | 0.00039724 | 0.00016485 | 0.00032692 | 7
2019-07-02 | 19-20 | 19-20 |  | 0 | 0.50993 | 0.0043672 | 0.0041602 | 0.3545 | 0 | 0.010716 | 3.701e-05 | 0.00015031 | 0.0074513 | 7
2019-07-03 | 19-20 | 19-20 |  | 0 | 0.013767 | 0.010412 | 0 | 0.011083 | 0 | 0.00015661 | 4.9346e-05 | 0 | 0.00011581 | 7
2019-07-04 | 19-20 | 19-20 |  | 0 | 0.066247 | 0.088972 | 0.61396 | 0.15192 | 0 | 0.00078887 | 0.00073773 | 0.0029674 | 0.0011046 | 7
2019-07-05 | 19-20 | 19-20 |  | 0 | 0.02529 | 0 | 0.0010473 | 0.017677 | 0 | 0.00021322 | 0 | 7.273e-06 | 0.0001488 | 7
2019-07-06 | 19-20 | 19-20 |  | 0 | 0.020046 | 0.02758 | 0.014919 | 0.020238 | 0 | 4.2856e-05 | 0.00013324 | 0.00011394 | 6.6703e-05 | 7
2019-07-07 | 19-20 | 19-20 |  | 0 | 0.88613 | 0 | 0.80774 | 0.73593 | 0 | 0.0056739 | 0 | 0.0016582 | 0.004181 | 7
2019-07-08 | 19-20 | 19-20 |  | 0 | 0.047422 | 0.0061584 | 0.00018183 | 0.033791 | 0 | 0.00036295 | 2.9608e-05 | 7.273e-06 | 0.00025692 | 7
2019-07-09 | 19-20 | 19-20 |  | 0 | 0.71213 | 0.44555 | 0.041143 | 0.5657 | 0 | 0.006167 | 0.01325 | 0.00040729 | 0.0063016 | 7
2019-07-10 | 19-20 | 19-20 |  | 0.015234 | 0.28532 | 5.1532 | 6.262 | 1.9099 | 0.00014509 | 0.0020888 | 0.020072 | 0.031349 | 0.0091687 | 7
2019-07-11 | 19-20 | 19-20 |  | 0 | 0.44135 | 0.2784 | 0.91024 | 0.48469 | 0 | 0.0022936 | 0.0026425 | 0.025928 | 0.005901 | 7
2019-07-12 | 19-20 | 19-20 |  | 0 | 0.076493 | 2.0701 | 0.14584 | 0.38253 | 0 | 0.00059258 | 0.023084 | 0.0036414 | 0.0043899 | 7
2019-07-13 | 19-20 | 19-20 |  | 0 | 0.013332 | 2.3335 | 0 | 0.35586 | 0 | 9.3648e-05 | 0.018796 | 0 | 0.0028569 | 7
2019-07-14 | 19-20 | 19-20 |  | 0 | 0.022084 | 0 | 0.072148 | 0.026205 | 0 | 0.00020052 | 0 | 0.00024728 | 0.00017629 | 7
2019-07-15 | 19-20 | 19-20 |  | 0 | 0.24986 | 0.14431 | 1.0369 | 0.35127 | 0 | 0.0020317 | 0.00079941 | 0.0019346 | 0.0018186 | 7
2019-07-16 | 19-20 | 19-20 |  | 0.017555 | 0.41215 | 0.0013916 | 0.0073457 | 0.28695 | 0.00014509 | 0.0042872 | 7.402e-06 | 2.1819e-05 | 0.0029752 | 7
2019-07-17 | 19-20 | 19-20 |  | 0 | 0.037646 | 0.0075722 | 0.0018764 | 0.027486 | 0 | 0.0012254 | 3.701e-05 | 7.273e-06 | 0.00085541 | 7
2019-07-18 | 19-20 | 19-20 |  | 0 | 0.10426 | 0.013681 | 0.53535 | 0.15519 | 0 | 0.00021851 | 4.9346e-05 | 0.0038402 | 0.00073923 | 7
2019-07-19 | 19-20 | 19-20 |  | 0 | 0.037838 | 0.17788 | 0.063428 | 0.062222 | 0 | 0.00026507 | 0.0020281 | 0.00050911 | 0.00056184 | 7
2019-07-20 | 19-20 | 19-20 |  | 0 | 0.20035 | 0.0013694 | 0.92181 | 0.27834 | 0 | 0.0014915 | 7.402e-06 | 0.0087931 | 0.0023636 | 7
2019-07-21 | 19-20 | 19-20 |  | 0 | 0.014399 | 0 | 0 | 0.0099739 | 0 | 8.3067e-05 | 0 | 0 | 5.754e-05 | 7
2019-07-22 | 19-20 | 19-20 |  | 0 | 0.024168 | 0.11805 | 0.31963 | 0.082597 | 0 | 0.0001873 | 0.00034296 | 0.00090913 | 0.00031812 | 7
2019-07-23 | 19-20 | 19-20 |  | 0.030033 | 3.2106 | 3.6546 | 0.36301 | 2.822 | 0.00014509 | 0.035335 | 0.023726 | 0.0016946 | 0.028258 | 7 | 90.8632
2019-07-24 | 19-20 | 19-20 |  | 0 | 0.013189 | 0.0060474 | 0.046613 | 0.017081 | 0 | 6.2432e-05 | 5.1814e-05 | 0.00024001 | 8.7227e-05 | 7
2019-07-25 | 19-20 | 19-20 |  | 0 | 0.11139 | 0.88244 | 0 | 0.20824 | 0 | 0.0011994 | 0.0041451 | 0 | 0.0014466 | 7
2019-07-26 | 19-20 | 19-20 |  | 0 | 0.0030253 | 0 | 0 | 0.0020956 | 0 | 1.4285e-05 | 0 | 0 | 9.8955e-06 | 7
2019-07-27 | 19-20 | 19-20 |  | 0 | 0.04944 | 0.019176 | 0.02555 | 0.040958 | 0 | 0.00021798 | 0.00016531 | 8.7276e-05 | 0.00018875 | 7
2019-07-28 | 19-20 | 19-20 |  | 0 | 0.14919 | 0.0017469 | 0.0020292 | 0.10391 | 0 | 0.0040824 | 7.402e-06 | 7.273e-06 | 0.0028301 | 7
2019-07-29 | 19-20 | 19-20 |  | 0 | 0.65542 | 0.23325 | 0.0050547 | 0.48942 | 0 | 0.0032317 | 0.002228 | 2.1819e-05 | 0.0025728 | 7
2019-07-30 | 19-20 | 19-20 |  | 0 | 0.692 | 0.0025167 | 0.0068657 | 0.48076 | 0 | 0.0042687 | 7.402e-06 | 2.9092e-05 | 0.0029624 | 7
2019-07-31 | 19-20 | 19-20 |  | 0 | 0.015375 | 0.0071503 | 0.0058936 | 0.012604 | 0 | 0.00010688 | 7.402e-05 | 6.0608e-05 | 9.419e-05 | 7
2019-08-01 | 19-20 | 19-20 |  | 0 | 0.022071 | 0.54427 | 0.16029 | 0.12037 | 0 | 0.00012857 | 0.0034493 | 0.00079276 | 0.00072127 | 8
2019-08-02 | 19-20 | 19-20 |  | 0 | 0.057614 | 1.7524 | 0.025586 | 0.30407 | 0 | 0.00014232 | 0.0088528 | 8.7276e-05 | 0.0014268 | 8
2019-08-03 | 19-20 | 19-20 |  | 0 | 0.2079 | 0.0044856 | 0 | 0.14468 | 0 | 0.00041269 | 2.9608e-05 | 0 | 0.00029027 | 8
2019-08-04 | 19-20 | 19-20 |  | 0 | 0.066082 | 0.032724 | 0.004262 | 0.05128 | 0 | 0.00054549 | 0.00013324 | 5.8184e-05 | 0.00040645 | 8
2019-08-05 | 19-20 | 19-20 |  | 0 | 0.58753 | 0.15634 | 0.030816 | 0.43487 | 0 | 0.0070538 | 0.00064397 | 0.0018764 | 0.0052655 | 8
2019-08-06 | 19-20 | 19-20 |  | 0 | 0.01872 | 0.0093783 | 0 | 0.014361 | 0 | 0.00016137 | 0.00015544 | 0 | 0.00013487 | 8
2019-08-07 | 19-20 | 19-20 |  | 0 | 0.69756 | 0.0017321 | 0.58957 | 0.57259 | 0 | 0.0063348 | 1.4804e-05 | 0.0027492 | 0.0048059 | 8
2019-08-08 | 19-20 |  | MED | 0 | 2.1428 | 8.6058 | 45.0554 | 9.5739 | 0 | 0.01549 | 0.019186 | 0.093851 | 0.027768 | 8
2019-08-09 | 19-20 | 19-20 |  | 0 | 0.22062 | 0.19076 | 1.3496 | 0.38518 | 0 | 0.0014111 | 0.0055342 | 0.020335 | 0.0048737 | 8
2019-08-10 | 19-20 | 19-20 |  | 0 | 0.12247 | 0.32866 | 0.17599 | 0.16026 | 0 | 0.00076929 | 0.0049075 | 0.0014764 | 0.0014851 | 8
2019-08-11 | 19-20 | 19-20 |  | 0 | 0.83039 | 0.27682 | 0.31467 | 0.66391 | 0 | 0.0041814 | 0.0020133 | 0.0020801 | 0.00351 | 8
2019-08-12 | 19-20 | 19-20 |  | 0 | 0.01719 | 0.038542 | 0.59423 | 0.10747 | 0 | 0.00014074 | 0.00019245 | 0.0059348 | 0.0010233 | 8
2019-08-13 | 19-20 | 19-20 |  | 0 | 0.12522 | 0.50984 | 0.037791 | 0.16818 | 0 | 0.0017127 | 0.013119 | 0.00014546 | 0.003157 | 8
2019-08-14 | 19-20 | 19-20 |  | 0 | 0.14961 | 1.0289 | 0.017373 | 0.25909 | 0 | 0.0014571 | 0.01243 | 0.00016485 | 0.0028807 | 8
2019-08-15 | 19-20 | 19-20 |  | 0 | 0.3576 | 0.074856 | 0.0052002 | 0.25961 | 0 | 0.0044703 | 0.00052554 | 7.273e-06 | 0.0031757 | 8
2019-08-16 | 19-20 | 19-20 |  | 0 | 0.015731 | 0.65983 | 0.16649 | 0.13408 | 0 | 0.00014867 | 0.01507 | 0.00026668 | 0.0023819 | 8
2019-08-17 | 19-20 | 19-20 |  | 0 | 0.17831 | 1.8499 | 0.003622 | 0.39885 | 0 | 0.0014391 | 0.015702 | 1.4546e-05 | 0.0033315 | 8
2019-08-18 | 19-20 | 19-20 |  | 0 | 0.41634 | 0.11224 | 0.059428 | 0.31406 | 0 | 0.0081829 | 0.00050333 | 0.00027637 | 0.0057848 | 8
2019-08-19 | 19-20 | 19-20 |  | 0.014654 | 0.14574 | 0.0026795 | 0.001651 | 0.10172 | 0.00014509 | 0.00086876 | 2.2206e-05 | 1.4546e-05 | 0.00060839 | 8
2019-08-20 | 19-20 | 19-20 |  | 0.45228 | 0.091766 | 0.0090156 | 0.15287 | 0.091444 | 0.0013541 | 0.00064337 | 0.00021466 | 0.0061748 | 0.0014213 | 8
2019-08-21 | 19-20 | 19-20 |  | 0 | 0.013284 | 0.0013324 | 0.58518 | 0.097864 | 0 | 0.00010211 | 2.9608e-05 | 0.0030838 | 0.00054132 | 8
2019-08-22 | 19-20 | 19-20 |  | 0 | 0.21943 | 0.00090304 | 0.56726 | 0.23789 | 0 | 0.0022269 | 7.402e-06 | 0.025363 | 0.005378 | 8
2019-08-23 | 19-20 | 19-20 |  | 0 | 0.32696 | 0.0036936 | 0.0091058 | 0.22841 | 0 | 0.0070411 | 7.402e-06 | 2.9092e-05 | 0.0048829 | 8
2019-08-24 | 19-20 | 19-20 |  | 0 | 0.14762 | 0 | 0.36412 | 0.1573 | 0 | 0.00064707 | 0 | 0.00090185 | 0.00058457 | 8
2019-08-25 | 19-20 | 19-20 |  | 0 | 0.009959 | 0 | 0.021635 | 0.010169 | 0 | 6.1903e-05 | 0 | 0.00011152 | 5.9739e-05 | 8
2019-08-26 | 19-20 | 19-20 |  | 0 | 0.01067 | 0.0053689 | 0.059821 | 0.017232 | 0 | 0.00013174 | 1.9739e-05 | 0.00040002 | 0.00015466 | 8
2019-08-27 | 19-20 | 19-20 |  | 0 | 0.20485 | 0.01419 | 0.20822 | 0.17548 | 0 | 0.0030169 | 0.00019985 | 0.00061821 | 0.0022129 | 8
2019-08-28 | 19-20 | 19-20 |  | 0 | 0.84032 | 0.325 | 0.24912 | 0.66803 | 0 | 0.0071035 | 0.0024945 | 0.00077094 | 0.0054077 | 8
2019-08-29 | 19-20 | 19-20 |  | 0 | 0.033174 | 0.0072835 | 0 | 0.024062 | 0 | 0.00054813 | 1.4804e-05 | 0 | 0.00038189 | 8
2019-08-30 | 19-20 | 19-20 |  | 0 | 0.10646 | 0.0062547 | 0 | 0.074673 | 0 | 0.0017322 | 3.701e-05 | 0 | 0.0012054 | 8
2019-08-31 | 19-20 | 19-20 |  | 0 | 0.040726 | 0.058542 | 1.0355 | 0.19344 | 0 | 0.0016275 | 0.0065211 | 0.0067712 | 0.0031196 | 8
2019-09-01 | 19-20 | 19-20 |  | 0 | 0.24586 | 0.00085123 | 1.0291 | 0.32601 | 0 | 0.0011375 | 7.402e-06 | 0.0051954 | 0.0015745 | 9
2019-09-02 | 19-20 | 19-20 |  | 0 | 0.031845 | 0 | 0.0064148 | 0.023029 | 0 | 0.00017566 | 0 | 6.5457e-05 | 0.00013157 | 9
2019-09-03 | 19-20 | 19-20 |  | 0 | 0.014497 | 0.010814 | 0.23379 | 0.046992 | 0 | 9.3119e-05 | 6.6618e-05 | 0.00047275 | 0.00014587 | 9
2019-09-04 | 19-20 | 19-20 |  | 0 | 0.3751 | 0 | 0.099546 | 0.27488 | 0 | 0.00097511 | 0 | 0.0005673 | 0.00076122 | 9
2019-09-05 | 19-20 | 19-20 |  | 0 | 0.10232 | 0.0087121 | 0.019695 | 0.075152 | 0 | 0.0062168 | 8.1422e-05 | 0.00019637 | 0.0043482 | 9
2019-09-06 | 19-20 | 19-20 |  | 3.8725 | 0.68248 | 1.7297 | 1.3418 | 0.96188 | 0.039318 | 0.0054877 | 0.013679 | 0.0083082 | 0.0073872 | 9
2019-09-07 | 19-20 | 19-20 |  | 0 | 0.1301 | 0.023805 | 0.20607 | 0.12481 | 0 | 0.0017587 | 8.8824e-05 | 0.00064003 | 0.0013282 | 9
2019-09-08 | 19-20 | 19-20 |  | 0 | 0.14333 | 0.99924 | 1.5797 | 0.48653 | 0 | 0.0030809 | 0.0036566 | 0.01219 | 0.00452 | 9
2019-09-09 | 19-20 | 19-20 |  | 0 | 0.30734 | 4.8085 | 0.0033165 | 0.92766 | 0 | 0.0022544 | 0.0091192 | 0.00019637 | 0.0029459 | 9
2019-09-10 | 19-20 | 19-20 |  | 0 | 0.61821 | 0.40744 | 0.014088 | 0.49089 | 0 | 0.0046798 | 0.00094252 | 2.9092e-05 | 0.0033861 | 9
2019-09-11 | 19-20 | 19-20 |  | 0 | 0.17095 | 0.00094745 | 1.6126 | 0.36234 | 0 | 0.0029729 | 7.402e-06 | 0.0051129 | 0.0028334 | 9
2019-09-12 | 19-20 | 19-20 |  | 0 | 0.34585 | 0.33256 | 0.0037092 | 0.28953 | 0 | 0.0029296 | 0.0036714 | 3.6365e-05 | 0.0025802 | 9
2019-09-13 | 19-20 | 19-20 |  | 0.13188 | 0.056987 | 0.0038638 | 0.046395 | 0.048062 | 0.0010156 | 0.000855 | 6.6618e-05 | 0.0021019 | 0.00092761 | 9
2019-09-14 | 19-20 | 19-20 |  | 0 | 0.5511 | 0 | 0.032249 | 0.38662 | 0 | 0.0050253 | 0 | 0.0001091 | 0.0034975 | 9
2019-09-15 | 19-20 | 19-20 |  | 0 | 0.0083284 | 0.3345 | 0.0018619 | 0.055737 | 0 | 2.8571e-05 | 0.0049519 | 7.273e-06 | 0.00075646 | 9
2019-09-16 | 19-20 | 19-20 |  | 0 | 0.034014 | 2.3165 | 0.00096004 | 0.3678 | 0 | 0.00025026 | 0.013124 | 1.4546e-05 | 0.002125 | 9
2019-09-17 | 19-20 | 19-20 |  | 0 | 0.14254 | 0.045581 | 0.10786 | 0.12181 | 0 | 0.0028343 | 0.00019985 | 0.00065215 | 0.0020916 | 9
2019-09-18 | 19-20 | 19-20 |  | 0 | 0.75143 | 0.015455 | 0.49642 | 0.59786 | 0 | 0.004511 | 9.3758e-05 | 0.0051517 | 0.0039175 | 9
2019-09-19 | 19-20 | 19-20 |  | 0 | 0.15371 | 0.40361 | 3.1425 | 0.6415 | 0 | 0.0018539 | 0.0043598 | 0.015244 | 0.0042364 | 9
2019-09-20 | 19-20 | 19-20 |  | 0 | 0.072882 | 0.72667 | 0.38518 | 0.21665 | 0 | 0.0002656 | 0.0027313 | 0.00064487 | 0.00068719 | 9
2019-09-21 | 19-20 | 19-20 |  | 0 | 0.57911 | 0.02624 | 0.076316 | 0.41659 | 0 | 0.0065496 | 0.00026647 | 0.00061093 | 0.0046688 | 9
2019-09-22 | 19-20 | 19-20 |  | 0 | 0.34926 | 0.020829 | 0.021484 | 0.24828 | 0 | 0.0042253 | 0.00031582 | 0.00010182 | 0.0029892 | 9
2019-09-23 | 19-20 | 19-20 |  | 0 | 0.023589 | 0.024019 | 6.2197 | 0.96018 | 0 | 0.00021693 | 8.1422e-05 | 0.049951 | 0.0077137 | 9
2019-09-24 | 19-20 | 19-20 |  | 0 | 0.44077 | 0.0031384 | 0.1014 | 0.32112 | 0 | 0.0041761 | 6.6618e-05 | 0.00061093 | 0.002995 | 9
2019-09-25 | 19-20 | 19-20 |  | 0 | 0.005293 | 0.0011843 | 0.0013019 | 0.0040392 | 0 | 2.5925e-05 | 7.402e-06 | 7.273e-06 | 2.0157e-05 | 9
2019-09-26 | 19-20 | 19-20 |  | 0 | 0.025695 | 0.098821 | 0.052024 | 0.040342 | 0 | 0.00013174 | 0.00068592 | 0.0012 | 0.00037456 | 9
2019-09-27 | 19-20 | 19-20 |  | 0.10852 | 0.06843 | 0 | 0.0012291 | 0.04841 | 0.00058034 | 0.0012026 | 0 | 7.273e-06 | 0.00083855 | 9
2019-09-28 | 19-20 | 19-20 |  | 0 | 0.0031269 | 0.37453 | 0.0041893 | 0.058432 | 0 | 3.1745e-05 | 0.0027733 | 0.00017455 | 0.00046032 | 9
2019-09-29 | 19-20 | 19-20 |  | 0 | 0.029999 | 1.8586 | 0.12961 | 0.31645 | 0 | 0.00035925 | 0.023997 | 0.00097458 | 0.0039608 | 9
2019-09-30 | 19-20 | 19-20 |  | 0 | 0.081125 | 0.092204 | 0.013361 | 0.071911 | 0 | 0.00070527 | 0.00045399 | 8.0003e-05 | 0.00056807 | 9
2019-10-01 | 19-20 | 19-20 |  | 0 | 0.046777 | 0.02379 | 0.4729 | 0.10743 | 0 | 0.00035078 | 0.0080089 | 0.004228 | 0.0020718 | 10
2019-10-02 | 19-20 | 19-20 |  | 0 | 0.04081 | 0.012332 | 0.27955 | 0.072362 | 0 | 0.00020158 | 4.4412e-05 | 0.00075639 | 0.00026058 | 10
2019-10-03 | 19-20 | 19-20 |  | 0 | 0.006048 | 0.0011621 | 0.59071 | 0.093663 | 0 | 4.656e-05 | 7.402e-06 | 0.0017092 | 0.00029173 | 10
2019-10-04 | 19-20 | 19-20 |  | 1.3927 | 0.60332 | 0.045056 | 0 | 0.43517 | 0.0042075 | 0.0052824 | 0.0010116 | 0 | 0.0038413 | 10
2019-10-05 | 19-20 | 19-20 |  | 0 | 0.011861 | 2.5031 | 0.91135 | 0.5178 | 0 | 0.0001656 | 0.0049889 | 0.0035153 | 0.0013872 | 10
2019-10-06 | 19-20 | 19-20 |  | 0 | 0.039795 | 0.017513 | 0.0048947 | 0.030907 | 0 | 0.00022539 | 8.8824e-05 | 1.4546e-05 | 0.00017152 | 10
2019-10-07 | 19-20 | 19-20 |  | 0 | 0.22761 | 0.25988 | 1.0553 | 0.3558 | 0 | 0.00083014 | 0.0035307 | 0.0064875 | 0.0020803 | 10
2019-10-08 | 19-20 | 19-20 |  | 0 | 0.041016 | 0 | 0.033209 | 0.033432 | 0 | 0.000191 | 0 | 0.00020364 | 0.00016309 | 10
2019-10-09 | 19-20 | 19-20 |  | 0 | 0.14028 | 0 | 1.7403 | 0.36027 | 0 | 0.0022507 | 0 | 0.011491 | 0.0032963 | 10
2019-10-10 | 19-20 | 19-20 |  | 0 | 0.024577 | 0.067832 | 0.29856 | 0.072236 | 0 | 0.002538 | 0.00013324 | 0.0012582 | 0.0019681 | 10
2019-10-11 | 19-20 | 19-20 |  | 0 | 0.22721 | 0 | 0.20403 | 0.18823 | 0 | 0.0024968 | 0 | 0.001171 | 0.0019065 | 10
2019-10-12 | 19-20 | 19-20 |  | 0 | 0.022951 | 0.13796 | 0.01123 | 0.038088 | 0 | 9.8939e-05 | 0.0019665 | 4.3638e-05 | 0.00036723 | 10
2019-10-13 | 19-20 | 19-20 |  | 0 | 0.031124 | 0.031444 | 0.0052123 | 0.027018 | 0 | 0.00025185 | 0.00025167 | 3.6365e-05 | 0.00021733 | 10
2019-10-14 | 19-20 | 19-20 |  | 0 | 0.55739 | 4.4196 | 2.2547 | 1.3834 | 0 | 0.0021936 | 0.012302 | 0.0057384 | 0.0042144 | 10
2019-10-15 | 19-20 | 19-20 |  | 14.2351 | 0.0047173 | 0.05969 | 1.664 | 0.37156 | 0.052859 | 4.6031e-05 | 0.00032569 | 0.0050184 | 0.0012395 | 10
2019-10-16 | 19-20 | 19-20 |  | 0.035691 | 2.7567 | 0.055044 | 1.1812 | 2.0966 | 0.00029017 | 0.0073157 | 0.00026894 | 0.0025795 | 0.0054997 | 10
2019-10-17 | 19-20 | 19-20 |  | 0 | 0.33626 | 0.0010659 | 2.2757 | 0.57712 | 0 | 0.0019412 | 7.402e-06 | 0.023834 | 0.0049488 | 10
2019-10-18 | 19-20 | 19-20 |  | 0 | 0.24724 | 0.61931 | 2.1079 | 0.58191 | 0 | 0.0047576 | 0.011031 | 0.014102 | 0.0070661 | 10
2019-10-19 | 19-20 | 19-20 |  | 0 | 0.16839 | 0.54106 | 1.6582 | 0.44769 | 0 | 0.0016349 | 0.0029016 | 0.0072876 | 0.0026652 | 10
2019-10-20 | 19-20 | 19-20 |  | 0 | 0.75383 | 0 | 0.66824 | 0.6232 | 0 | 0.0028999 | 0 | 0.0038183 | 0.002586 | 10
2019-10-21 | 19-20 | 19-20 |  | 0 | 0.044045 | 0.26513 | 0.5758 | 0.15694 | 0 | 0.00020581 | 0.0016432 | 0.0044293 | 0.0010563 | 10
2019-10-22 | 19-20 | 19-20 |  | 0 | 0.22584 | 0.00084136 | 0.097863 | 0.17136 | 0 | 0.0017047 | 7.6487e-05 | 0.00030304 | 0.001238 | 10
2019-10-23 | 19-20 | 19-20 |  | 0 | 0.17007 | 0.089371 | 0.0078403 | 0.13227 | 0 | 0.0026692 | 0.010799 | 3.3941e-05 | 0.0034583 | 10
2019-10-24 | 19-20 | 19-20 |  | 0.94523 | 0.037412 | 0.066968 | 0.15741 | 0.066822 | 0.014509 | 0.00036401 | 0.00043178 | 0.00047759 | 0.00049844 | 10
2019-10-25 | 19-20 | 19-20 |  | 0 | 0.45237 | 3.6922 | 2.5963 | 1.2543 | 0 | 0.0032142 | 0.027521 | 0.011019 | 0.0079802 | 10
2019-10-26 | 19-20 | 19-20 |  | 0 | 0.40213 | 0 | 0.59641 | 0.36872 | 0 | 0.0025597 | 0 | 0.0022716 | 0.0021165 | 10
2019-10-27 | 19-20 | 19-20 |  | 0 | 0.36685 | 0.026284 | 1.4477 | 0.47687 | 0 | 0.003528 | 0.00014064 | 0.015186 | 0.0047605 | 10
2019-10-28 | 19-20 | 19-20 |  | 0 | 0.065291 | 0 | 0.48153 | 0.11802 | 0 | 0.00044338 | 0 | 0.0017479 | 0.00057137 | 10
2019-10-29 | 19-20 | 19-20 |  | 0 | 0.024181 | 0.020096 | 1.6445 | 0.26834 | 0 | 0.00011534 | 3.701e-05 | 0.015084 | 0.0023658 | 10
2019-10-30 | 19-20 | 19-20 |  | 0 | 0.017897 | 0.061037 | 0.087523 | 0.034695 | 0 | 9.6823e-05 | 0.00069579 | 0.0007273 | 0.00028037 | 10
2019-10-31 | 19-20 | 19-20 |  | 0 | 0.071854 | 0.49217 | 0.080243 | 0.13501 | 0 | 0.00068728 | 0.0016951 | 0.00017213 | 0.00075389 | 10
2019-11-01 | 19-20 | 19-20 |  | 3.2757 | 1.9568 | 0.34731 | 0.90244 | 1.5683 | 0.020602 | 0.016716 | 0.0026746 | 0.0091664 | 0.013518 | 11
2019-11-02 | 19-20 | 19-20 |  | 0 | 0.029371 | 2.259 | 3.859 | 0.93928 | 0 | 0.00016878 | 0.016805 | 0.006473 | 0.0035917 | 11
2019-11-03 | 19-20 | 19-20 |  | 0 | 0.034057 | 0.0064471 | 0.25951 | 0.06378 | 0 | 0.00014021 | 7.402e-06 | 0.0012219 | 0.00028294 | 11
2019-11-04 | 19-20 | 19-20 |  | 0 | 0.080457 | 0 | 0.56199 | 0.14069 | 0 | 0.0010227 | 0 | 0.0032219 | 0.0011955 | 11
2019-11-05 | 19-20 | 19-20 |  | 0 | 0.17307 | 0.083033 | 0.040787 | 0.13839 | 0 | 0.001192 | 0.00039971 | 0.00014546 | 0.00090709 | 11
2019-11-06 | 19-20 | 19-20 |  | 0 | 0.18969 | 2.8971 | 0.3199 | 0.6101 | 0 | 0.0025661 | 0.039625 | 0.0060487 | 0.0085779 | 11
2019-11-07 | 19-20 | 19-20 |  | 0 | 0.95379 | 0.18939 | 0.022915 | 0.69229 | 0 | 0.0025788 | 0.0011769 | 0.00016485 | 0.0019861 | 11
2019-11-08 | 19-20 | 19-20 |  | 0 | 0.38072 | 0.17306 | 0.0081821 | 0.29067 | 0 | 0.0028655 | 0.0016358 | 3.6365e-05 | 0.0022334 | 11
2019-11-09 | 19-20 | 19-20 |  | 0 | 0.015569 | 0.0020035 | 0.18001 | 0.038295 | 0 | 5.9258e-05 | 1.7271e-05 | 0.00065457 | 0.00014257 | 11
2019-11-10 | 19-20 | 19-20 |  | 0 | 0.00031904 | 0.028616 | 0.17345 | 0.030694 | 0 | 1.5873e-06 | 0.00016284 | 0.00061821 | 0.00011875 | 11
2019-11-11 | 19-20 | 19-20 |  | 0 | 0.41893 | 0.00051814 | 0.0024583 | 0.29064 | 0 | 0.0052237 | 7.402e-06 | 9.4549e-05 | 0.0036338 | 11
2019-11-12 | 19-20 | 19-20 |  | 0 | 0.036 | 1.4257 | 0.036867 | 0.24229 | 0 | 0.00029259 | 0.011656 | 0.00022061 | 0.0019674 | 11
2019-11-13 | 19-20 | 19-20 |  | 0 | 0.0033184 | 0.071089 | 0.0012 | 0.01304 | 0 | 6.6136e-05 | 0.0002418 | 0.00016728 | 0.00010702 | 11
2019-11-14 | 19-20 | 19-20 |  | 0 | 0.21242 | 0 | 0.18335 | 0.17486 | 0 | 0.0013254 | 0 | 0.0027128 | 0.0013282 | 11
2019-11-15 | 19-20 | 19-20 |  | 0 | 0.42403 | 0 | 0.05999 | 0.30279 | 0 | 0.0074141 | 0 | 0.00015758 | 0.0051596 | 11
2019-11-16 | 19-20 | 19-20 |  | 0 | 0.27534 | 0.13953 | 0.042591 | 0.21789 | 0 | 0.0011508 | 0.0010215 | 0.00024486 | 0.00098588 | 11
2019-11-17 | 19-20 | 19-20 |  | 0 | 1.1542 | 0 | 0.47712 | 0.87165 | 0 | 0.011908 | 0 | 0.0013552 | 0.0084533 | 11
2019-11-18 | 19-20 | 19-20 |  | 0 | 0.0019063 | 0.17206 | 0.078672 | 0.038772 | 0 | 7.9363e-06 | 0.00040711 | 0.00042911 | 0.00013084 | 11
2019-11-19 | 19-20 | 19-20 |  | 0 | 0.19579 | 0 | 0.69521 | 0.24072 | 0 | 0.0040221 | 0 | 0.0034838 | 0.0033128 | 11
2019-11-20 | 19-20 | 19-20 |  | 0.018861 | 0.61992 | 3.6676 | 6.4702 | 1.9525 | 0.00014509 | 0.0055242 | 0.0056008 | 0.011331 | 0.0063727 | 11
2019-11-21 | 19-20 | 19-20 |  | 0 | 0.19948 | 2.8496 | 0.69889 | 0.66712 | 0 | 0.0028132 | 0.031977 | 0.002771 | 0.0071174 | 11
2019-11-22 | 19-20 | 19-20 |  | 0 | 0.046217 | 0.45508 | 0.1233 | 0.11825 | 0 | 0.0027528 | 0.0025315 | 0.00049457 | 0.0023577 | 11
2019-11-23 | 19-20 | 19-20 |  | 0 | 0.017805 | 0.018801 | 5.5285 | 0.8509 | 0 | 0.00014074 | 0.00017025 | 0.021118 | 0.0033154 | 11
2019-11-24 | 19-20 | 19-20 |  | 0 | 0.042903 | 1.6565 | 0.024001 | 0.27941 | 0 | 0.0011137 | 0.01339 | 0.023135 | 0.006258 | 11
2019-11-25 | 19-20 | 19-20 |  | 0 | 0.021398 | 0.072095 | 0.68193 | 0.12862 | 0 | 0.00021163 | 0.0012682 | 0.009084 | 0.0017083 | 11
2019-11-26 | 19-20 | 19-20 |  | 0 | 0.078193 | 0.034116 | 0.25809 | 0.098249 | 0 | 0.00025714 | 0.00019492 | 0.0018376 | 0.00048488 | 11
2019-11-27 | 19-20 | 19-20 |  | 0 | 0.0062935 | 0.0040415 | 0.023053 | 0.0084449 | 0 | 0.00010635 | 0.00010363 | 0.00055517 | 0.00017299 | 11
2019-11-28 | 19-20 | 19-20 |  | 0 | 0.032652 | 0 | 0.20207 | 0.053166 | 0 | 0.00073384 | 0 | 0.00085822 | 0.00063808 | 11
2019-11-29 | 19-20 | 19-20 |  | 0 | 0.75301 | 1.3989 | 0.45288 | 0.79787 | 0 | 0.007403 | 0.011125 | 0.0036947 | 0.0073392 | 11
2019-11-30 | 19-20 | 19-20 |  | 0 | 0.11365 | 0 | 0.20643 | 0.10993 | 0 | 0.00038729 | 0 | 0.0011758 | 0.00044603 | 11
2019-12-01 | 19-20 | 19-20 |  | 0 | 0.75491 | 0.46276 | 0.086745 | 0.60478 | 0 | 0.0054041 | 0.0026943 | 0.0009964 | 0.0042943 | 12
2019-12-02 | 19-20 | 19-20 |  | 0 | 0.12758 | 1.0724 | 0.0085676 | 0.24897 | 0 | 0.0026084 | 0.0042117 | 5.8184e-05 | 0.0024413 | 12
2019-12-03 | 19-20 | 19-20 |  | 0 | 0.051014 | 0.0099927 | 0.016597 | 0.039331 | 0 | 0.00029311 | 4.4412e-05 | 0.0003491 | 0.00026241 | 12
2019-12-04 | 19-20 | 19-20 |  | 0 | 0.00064284 | 0.0028276 | 0.060621 | 0.01003 | 0 | 3.1745e-06 | 4.4412e-05 | 0.00039274 | 6.8169e-05 | 12
2019-12-05 | 19-20 | 19-20 |  | 0 | 0.019419 | 0.0065952 | 0.046479 | 0.021458 | 0 | 0.00014338 | 2.9608e-05 | 0.00012122 | 0.00012204 | 12
2019-12-06 | 19-20 | 19-20 |  | 0 | 0.032 | 0.033304 | 0.011251 | 0.028814 | 0 | 0.00037565 | 0.00015544 | 0.0001891 | 0.00031189 | 12
2019-12-07 | 19-20 | 19-20 |  | 0 | 0.0087839 | 0.023449 | 0 | 0.0095678 | 0 | 6.0316e-05 | 0.00024427 | 0 | 7.8064e-05 | 12
2019-12-08 | 19-20 | 19-20 |  | 0 | 0.63787 | 0.030578 | 0.0019783 | 0.44669 | 0 | 0.0047237 | 0.00028621 | 1.4546e-05 | 0.0033168 | 12
2019-12-09 | 19-20 | 19-20 |  | 0 | 0.2673 | 0.00013324 | 0.00021092 | 0.18521 | 0 | 0.0035602 | 7.402e-06 | 7.273e-06 | 0.0024684 | 12
2019-12-10 | 19-20 | 19-20 |  | 0 | 0.33286 | 0.071345 | 0.34262 | 0.29297 | 0 | 0.0050618 | 0.00033556 | 0.0026401 | 0.0039553 | 12
2019-12-11 | 19-20 | 19-20 |  | 0 | 0.010087 | 0.051513 | 0.12079 | 0.032899 | 0 | 5.238e-05 | 0.00035283 | 0.00090913 | 0.00022613 | 12
2019-12-12 | 19-20 | 19-20 |  | 0 | 0.067465 | 0.092998 | 0.0025819 | 0.060938 | 0 | 0.0036978 | 0.00026647 | 7.273e-05 | 0.002612 | 12
2019-12-13 | 19-20 | 19-20 |  | 0 | 0.019855 | 0 | 1.7876 | 0.28399 | 0 | 0.00066348 | 0 | 0.014895 | 0.0027114 | 12
2019-12-14 | 19-20 | 19-20 |  | 0 | 0.01669 | 0.0021614 | 0.047558 | 0.019072 | 0 | 4.9205e-05 | 1.4804e-05 | 0.00019637 | 6.597e-05 | 12
2019-12-15 | 19-20 | 19-20 |  | 0.82089 | 0.057681 | 3.2467 | 0.19979 | 0.55865 | 0.011897 | 0.000582 | 0.011964 | 0.00048002 | 0.002343 | 12
2019-12-16 | 19-20 | 19-20 |  | 0 | 0.38902 | 0 | 0.35585 | 0.32327 | 0 | 0.0059787 | 0 | 0.0040438 | 0.0047528 | 12
2019-12-17 | 19-20 | 19-20 |  | 0 | 0.19313 | 0.52271 | 0.52388 | 0.29062 | 0 | 0.0028386 | 0.004641 | 0.0018692 | 0.0029382 | 12
2019-12-18 | 19-20 | 19-20 |  | 0 | 0.85359 | 0.5197 | 0.21975 | 0.7017 | 0 | 0.0064564 | 0.001626 | 0.0015249 | 0.0049444 | 12
2019-12-19 | 19-20 | 19-20 |  | 0 | 0.54823 | 1.0141 | 0.19461 | 0.55981 | 0 | 0.0066628 | 0.01225 | 0.00064003 | 0.0065318 | 12
2019-12-20 | 19-20 |  | MED | 0.097207 | 1.6102 | 7.5915 | 62.5085 | 11.6935 | 0.0015476 | 0.012983 | 0.038895 | 0.062824 | 0.02428 | 12
2019-12-21 | 19-20 | 19-20 |  | 0 | 0.68843 | 2.7276 | 2.582 | 1.2724 | 0 | 0.0067601 | 0.013168 | 0.0048947 | 0.0073787 | 12
2019-12-22 | 19-20 | 19-20 |  | 0 | 0.1698 | 0.25138 | 0.099022 | 0.16993 | 0 | 0.0013889 | 0.0034271 | 0.00046547 | 0.0015415 | 12
2019-12-23 | 19-20 | 19-20 |  | 0 | 0.043503 | 0.0042709 | 1.8216 | 0.30615 | 0 | 0.00042115 | 6.6618e-05 | 0.0066912 | 0.0013132 | 12
2019-12-24 | 19-20 | 19-20 |  | 0 | 0.0040184 | 0.22532 | 0.024903 | 0.040018 | 0 | 2.0105e-05 | 0.0014952 | 1.4546e-05 | 0.00023822 | 12
2019-12-25 | 19-20 | 19-20 |  | 0 | 0.13663 | 2.419 | 0.025376 | 0.4578 | 0 | 0.001737 | 0.0044338 | 0.00028365 | 0.0019047 | 12
2019-12-26 | 19-20 | 19-20 |  | 0 | 0.3591 | 0.014382 | 0.0054111 | 0.2517 | 0 | 0.0047052 | 8.8824e-05 | 5.0911e-05 | 0.0032802 | 12
2019-12-27 | 19-20 | 19-20 |  | 0 | 0.054318 | 0.30082 | 0.4496 | 0.15028 | 0 | 0.00092008 | 0.0039946 | 0.00096004 | 0.0013758 | 12
2019-12-28 | 19-20 | 19-20 |  | 0 | 0.48684 | 0.2529 | 0.27956 | 0.41706 | 0 | 0.0030724 | 0.0028202 | 0.0016219 | 0.0027924 | 12
2019-12-29 | 19-20 | 19-20 |  | 0.26971 | 0.27426 | 1.0027 | 2.617 | 0.73658 | 0.0015959 | 0.0011359 | 0.0081348 | 0.0039202 | 0.0025999 | 12
2019-12-30 | 19-20 | 19-20 |  | 0.023649 | 0.75148 | 0.28162 | 2.1353 | 0.88536 | 0.00014509 | 0.0042999 | 0.010521 | 0.0038159 | 0.0051193 | 12
2019-12-31 | 19-20 | 19-20 |  | 0 | 0.35304 | 0.015557 | 0.32937 | 0.29666 | 0 | 0.0034989 | 0.00013077 | 0.00062548 | 0.0025376 | 12
2020-01-01 | 19-20 | 19-20 |  | 0 | 1.0304 | 0.19484 | 0.90255 | 0.87913 | 0 | 0.009132 | 0.00033309 | 0.0023055 | 0.0067238 | 1
2020-01-02 | 19-20 | 19-20 |  | 0 | 0.23877 | 0.25613 | 0.67507 | 0.3055 | 0 | 0.001637 | 0.0016654 | 0.0048511 | 0.0021147 | 1
2020-01-03 | 19-20 |  | MED | 0 | 0.34999 | 0.071624 | 55.2626 | 8.6074 | 0 | 0.0057517 | 0.00097213 | 0.0036583 | 0.0046817 | 1
2020-01-04 | 19-20 | 19-20 |  | 0 | 0.59749 | 0.12876 | 11.4336 | 2.1615 | 0 | 0.0022153 | 0.01225 | 0.020604 | 0.0064691 | 1
2020-01-05 | 19-20 | 19-20 |  | 0 | 1.2546 | 0.062344 | 0.4257 | 0.9427 | 0 | 0.0064982 | 0.0003923 | 0.0028874 | 0.0049961 | 1
2020-01-06 | 19-20 | 19-20 |  | 0 | 0.34955 | 0.01338 | 0.21162 | 0.27612 | 0 | 0.0035227 | 0.00018011 | 0.0001091 | 0.0024834 | 1
2020-01-07 | 19-20 | 19-20 |  | 0 | 0.251 | 0.12446 | 0.11378 | 0.20955 | 0 | 0.0079024 | 0.0011128 | 0.00060124 | 0.0057302 | 1
2020-01-08 | 19-20 | 19-20 |  | 0 | 0.27408 | 0.030644 | 0.03652 | 0.19993 | 0 | 0.0024317 | 0.00026647 | 0.00032486 | 0.0017731 | 1
2020-01-09 | 19-20 | 19-20 |  | 0 | 0.30149 | 0.056773 | 0.0066548 | 0.21828 | 0 | 0.0017925 | 0.00089564 | 2.1819e-05 | 0.001378 | 1
2020-01-10 | 19-20 | 19-20 |  | 0 | 0.40263 | 0.35622 | 18.9841 | 3.2017 | 0 | 0.0036904 | 0.0026573 | 0.022321 | 0.0063254 | 1
2020-01-11 | 19-20 | 19-20 |  | 0 | 0.0010904 | 0.095685 | 0.11168 | 0.031852 | 0 | 6.349e-06 | 0.00045152 | 0.00052366 | 0.00015063 | 1
2020-01-12 | 19-20 | 19-20 |  | 0 | 0.18608 | 0.004567 | 0.051784 | 0.13741 | 0 | 0.0023216 | 3.701e-05 | 0.00071276 | 0.0017214 | 1
2020-01-13 | 19-20 | 19-20 |  | 0 | 0.26856 | 0.73838 | 0.50822 | 0.37254 | 0 | 0.0016021 | 0.007624 | 0.0005382 | 0.0023236 | 1
2020-01-14 | 19-20 | 19-20 |  | 0 | 0.010297 | 0.005285 | 0.052438 | 0.015845 | 0 | 0.00015449 | 3.701e-05 | 0.00019395 | 0.00014184 | 1
2020-01-15 | 19-20 | 19-20 |  | 0 | 0.29855 | 0.040489 | 0.014655 | 0.21504 | 0 | 0.0028317 | 0.0003701 | 0.00028365 | 0.0020594 | 1
2020-01-16 | 19-20 | 19-20 |  | 0 | 0.28547 | 2.1138 | 1.6909 | 0.76735 | 0 | 0.0037137 | 0.02341 | 0.0069142 | 0.0070951 | 1
2020-01-17 | 19-20 | 19-20 |  | 0 | 0.46903 | 0 | 0.12672 | 0.34405 | 0 | 0.0029523 | 0 | 0.00066912 | 0.0021462 | 1
2020-01-18 | 19-20 | 19-20 |  | 0 | 0.6158 | 0 | 0 | 0.42657 | 0 | 0.0036428 | 0 | 0 | 0.0025234 | 1
2020-01-19 | 19-20 | 19-20 |  | 0 | 0.021052 | 1.2154 | 0.76829 | 0.31126 | 0 | 0.00011746 | 0.0058796 | 0.0063736 | 0.0019183 | 1
2020-01-20 | 19-20 | 19-20 |  | 0 | 0.45714 | 3.0778 | 1.088 | 0.93831 | 0 | 0.0039417 | 0.022593 | 0.0026765 | 0.0064911 | 1
2020-01-21 | 19-20 | 19-20 |  | 0 | 0.035177 | 0.023716 | 0.051748 | 0.035713 | 0 | 0.0001582 | 0.00024427 | 0.00022546 | 0.00017995 | 1
2020-01-22 | 19-20 | 19-20 |  | 0 | 0.28521 | 0.00092525 | 1.4296 | 0.41382 | 0 | 0.0019603 | 7.402e-06 | 0.0032365 | 0.0018483 | 1
2020-01-23 | 19-20 | 19-20 |  | 0 | 0.57388 | 0.17007 | 3.1301 | 0.89598 | 0 | 0.0036925 | 0.013403 | 0.024168 | 0.0082023 | 1
2020-01-24 | 19-20 | 19-20 |  | 0 | 0.032107 | 0 | 0.6761 | 0.12445 | 0 | 0.0001582 | 0 | 0.0022837 | 0.00045483 | 1
2020-01-25 | 19-20 | 19-20 |  | 0 | 0.034681 | 0.037812 | 0.66927 | 0.13082 | 0 | 0.00037248 | 0.00068345 | 0.0041287 | 0.00098369 | 1
2020-01-26 | 19-20 | 19-20 |  | 0 | 0.00022222 | 0.011399 | 0.083611 | 0.014487 | 0 | 1.5873e-06 | 7.402e-06 | 0.00060366 | 9.3457e-05 | 1
2020-01-27 | 19-20 | 19-20 |  | 0 | 0.10269 | 0.033131 | 0.44904 | 0.14394 | 0 | 0.0022391 | 0.00051814 | 0.0018546 | 0.0019084 | 1
2020-01-28 | 19-20 | 19-20 |  | 0 | 0.13153 | 0.067299 | 0.39821 | 0.1613 | 0 | 0.0013952 | 5.9216e-05 | 0.0018207 | 0.0012505 | 1
2020-01-29 | 19-20 | 19-20 |  | 0 | 0.060098 | 0.0040711 | 0.53944 | 0.12378 | 0 | 0.00030317 | 1.4804e-05 | 0.0010764 | 0.00037493 | 1
2020-01-30 | 19-20 | 19-20 |  | 0.0044976 | 0.61516 | 0.17426 | 4.2975 | 1.1017 | 0.00014509 | 0.004748 | 0.0073206 | 0.022837 | 0.0078299 | 1
2020-01-31 | 19-20 | 19-20 |  | 0 | 2.2203 | 7.7383 | 17.0733 | 5.2685 | 0 | 0.023471 | 0.036684 | 0.087877 | 0.034993 | 1
2020-02-01 | 19-20 | 19-20 |  | 0 | 0.98435 | 0.21187 | 8.9094 | 2.0602 | 0 | 0.0045131 | 0.017706 | 0.015761 | 0.0081389 | 2
2020-02-02 | 19-20 | 19-20 |  | 0 | 0.13886 | 0.023272 | 0.75949 | 0.21446 | 0 | 0.0010254 | 5.9216e-05 | 0.0012946 | 0.00091478 | 2
2020-02-03 | 19-20 | 19-20 |  | 0 | 0.031296 | 0.042211 | 0.045871 | 0.034883 | 0 | 0.00042221 | 0.00032322 | 0.00040002 | 0.00040095 | 2
2020-02-04 | 19-20 | 19-20 |  | 0 | 0.079002 | 0.021557 | 0.31787 | 0.10598 | 0 | 0.0011989 | 0.00015791 | 0.0023055 | 0.0012025 | 2
2020-02-05 | 19-20 | 19-20 |  | 0 | 0.28622 | 0.039423 | 0.58922 | 0.2932 | 0 | 0.0018534 | 0.00039971 | 0.014291 | 0.0035037 | 2
2020-02-06 | 19-20 | 19-20 |  | 0.35686 | 0.44817 | 0.29643 | 1.0718 | 0.51922 | 0.0028533 | 0.010111 | 0.0024204 | 0.007833 | 0.0085695 | 2
2020-02-07 | 19-20 | 19-20 |  | 0 | 0.03983 | 2.0298 | 14.2121 | 2.4776 | 0 | 0.0010301 | 0.024293 | 0.052751 | 0.012297 | 2
2020-02-08 | 19-20 | 19-20 |  | 0 | 0.419 | 0.36866 | 5.357 | 1.1548 | 0 | 0.0037951 | 0.0049519 | 0.023557 | 0.0069257 | 2
2020-02-09 | 19-20 | 19-20 |  | 0 | 0.6022 | 0.030037 | 0.079901 | 0.43369 | 0 | 0.0062845 | 0.00024427 | 0.00024001 | 0.0044259 | 2
2020-02-10 | 19-20 | 19-20 |  | 0.039463 | 0.012203 | 0.0010511 | 0.18467 | 0.036826 | 0.00058034 | 4.4443e-05 | 7.402e-06 | 0.0010328 | 0.00019241 | 2
2020-02-11 | 19-20 | 19-20 |  | 0 | 0.007231 | 0.79867 | 0.18752 | 0.15199 | 0 | 4.3914e-05 | 0.0074143 | 0.0088585 | 0.0024709 | 2
2020-02-12 | 19-20 | 19-20 |  | 0 | 0.060029 | 0.34052 | 1.2196 | 0.27654 | 0 | 0.00045078 | 0.0012139 | 0.0038256 | 0.0010709 | 2
2020-02-13 | 19-20 | 19-20 |  | 0 | 0.53075 | 0.024367 | 0.1188 | 0.38923 | 0 | 0.006357 | 3.9477e-05 | 6.5457e-05 | 0.0044193 | 2
2020-02-14 | 19-20 | 19-20 |  | 0 | 0.029972 | 0.078229 | 0.35206 | 0.085604 | 0 | 0.00028253 | 0.00082655 | 0.0011855 | 0.00049771 | 2
2020-02-15 | 19-20 | 19-20 |  | 0 | 0.055297 | 0.014597 | 2.0689 | 0.35323 | 0 | 0.00026349 | 0.00012583 | 0.0044729 | 0.0008774 | 2
2020-02-16 | 19-20 | 19-20 |  | 0 | 0.00020158 | 0 | 0.58721 | 0.088911 | 0 | 1.5873e-06 | 0 | 0.0018037 | 0.00027378 | 2
2020-02-17 | 19-20 | 19-20 |  | 0 | 0.004056 | 0.035253 | 0.47253 | 0.079481 | 0 | 4.9734e-05 | 0.00020479 | 0.0024268 | 0.00043174 | 2
2020-02-18 | 19-20 | 19-20 |  | 0 | 0.2015 | 0.52228 | 0.023996 | 0.22078 | 0 | 0.003201 | 0.00089564 | 0.00012122 | 0.0023687 | 2
2020-02-19 | 19-20 | 19-20 |  | 0.51665 | 0.059507 | 0.0012953 | 0.014575 | 0.047532 | 0.0075444 | 0.00018941 | 7.402e-06 | 0.0002691 | 0.00023016 | 2
2020-02-20 | 19-20 | 19-20 |  | 0 | 0.014789 | 0.90768 | 0.36573 | 0.20036 | 0 | 0.00088887 | 0.0090008 | 0.0005479 | 0.0020355 | 2
2020-02-21 | 19-20 | 19-20 |  | 0 | 0.0077437 | 0.029978 | 0.048511 | 0.017151 | 0 | 7.6188e-05 | 0.00015544 | 0.0009964 | 0.0002265 | 2
2020-02-22 | 19-20 | 19-20 |  | 0 | 0.35784 | 0.022398 | 0.10462 | 0.26702 | 0 | 0.0046829 | 0.00018011 | 0.00059639 | 0.0033608 | 2
2020-02-23 | 19-20 | 19-20 |  | 0 | 0.22423 | 0.017459 | 0.076432 | 0.16947 | 0 | 0.002674 | 8.6356e-05 | 0.00022546 | 0.0018992 | 2
2020-02-24 | 19-20 | 19-20 |  | 0 | 0.16927 | 0 | 0.0089604 | 0.11861 | 0 | 0.0019058 | 0 | 3.6365e-05 | 0.0013256 | 2
2020-02-25 | 19-20 | 19-20 |  | 0 | 0.049488 | 0.0038416 | 0.037107 | 0.04046 | 0 | 0.00029735 | 2.2206e-05 | 0.00012364 | 0.00022796 | 2
2020-02-26 | 19-20 | 19-20 |  | 0 | 0.16647 | 0.006948 | 0.14641 | 0.13848 | 0 | 0.0029407 | 5.4281e-05 | 9.4549e-05 | 0.0020594 | 2
2020-02-27 | 19-20 | 19-20 |  | 0 | 0.026834 | 0.22623 | 0.63496 | 0.14818 | 0 | 0.00025237 | 0.00072046 | 0.0030765 | 0.00074693 | 2
2020-02-28 | 19-20 | 19-20 |  | 0 | 0.038313 | 0.36593 | 0.013702 | 0.082967 | 0 | 0.00015079 | 0.0032791 | 2.9092e-05 | 0.00059593 | 2
2020-02-29 | 19-20 | 19-20 |  | 0 | 0.099251 | 0 | 2.7895 | 0.49046 | 0 | 0.00030634 | 0 | 0.0037747 | 0.00078284 | 2
2020-03-01 | 19-20 | 19-20 |  | 0 | 0.033425 | 0.37039 | 1.1156 | 0.24683 | 0 | 0.00012963 | 0.0038441 | 0.0032147 | 0.0011468 | 3
2020-03-02 | 19-20 | 19-20 |  | 0 | 0.78126 | 0.039344 | 0.41994 | 0.61051 | 0 | 0.0069538 | 0.00033062 | 0.0026813 | 0.0052714 | 3
2020-03-03 | 19-20 | 19-20 |  | 0 | 0.19375 | 1.7761 | 0 | 0.39803 | 0 | 0.0007148 | 0.0049297 | 0 | 0.0012274 | 3
2020-03-04 | 19-20 | 19-20 |  | 0 | 0.030266 | 0.44094 | 1.4312 | 0.30283 | 0 | 0.00026031 | 0.012598 | 0.011331 | 0.0037647 | 3
2020-03-05 | 19-20 | 19-20 |  | 0 | 0.068726 | 0.013427 | 0.016393 | 0.052079 | 0 | 0.0016439 | 5.9216e-05 | 0.00033456 | 0.0011981 | 3
2020-03-06 | 19-20 | 19-20 |  | 0 | 0.0092204 | 0 | 0.01611 | 0.0088224 | 0 | 5.185e-05 | 0 | 0.00018183 | 6.3404e-05 | 3
2020-03-07 | 19-20 | 19-20 |  | 0 | 0.015323 | 0.023997 | 0.0018692 | 0.014461 | 0 | 8.4654e-05 | 9.6226e-05 | 7.273e-06 | 7.4033e-05 | 3
2020-03-08 | 19-20 | 19-20 |  | 0 | 0.099135 | 0.0045374 | 0 | 0.069345 | 0 | 0.001965 | 1.4804e-05 | 0 | 0.0013634 | 3
2020-03-09 | 19-20 | 19-20 |  | 0 | 0.073383 | 0.036107 | 0.94327 | 0.1988 | 0 | 0.0040189 | 0.00013324 | 0.0067348 | 0.0038219 | 3
2020-03-10 | 19-20 | 19-20 |  | 0 | 0.36801 | 0.033723 | 0.45808 | 0.32918 | 0 | 0.0044073 | 0.00038244 | 0.0044996 | 0.00379 | 3
2020-03-11 | 19-20 | 19-20 |  | 0 | 0.074181 | 0.061244 | 0.0027637 | 0.0609 | 0 | 0.0011365 | 0.00048113 | 1.4546e-05 | 0.00086091 | 3
2020-03-12 | 19-20 | 19-20 |  | 0 | 0.086719 | 0.0026721 | 0.24752 | 0.097887 | 0 | 0.0036121 | 4.6879e-05 | 0.00098186 | 0.0026575 | 3
2020-03-13 | 19-20 | 19-20 |  | 0 | 0.38013 | 0.04302 | 0.06073 | 0.27889 | 0 | 0.0045703 | 0.00028128 | 8.9701e-05 | 0.0032212 | 3
2020-03-14 | 19-20 | 19-20 |  | 0 | 0.20719 | 0.59055 | 1.5385 | 0.46382 | 0 | 0.0016423 | 0.0056304 | 0.0085749 | 0.0032703 | 3
2020-03-15 | 19-20 | 19-20 |  | 0 | 0.20057 | 0.27721 | 0.74421 | 0.29262 | 0 | 0.0012412 | 0.0018283 | 0.0037892 | 0.0017042 | 3
2020-03-16 | 19-20 | 19-20 |  | 0 | 0.051156 | 0.44221 | 0.21771 | 0.13403 | 0 | 0.0005894 | 0.0054627 | 0.00062548 | 0.0013143 | 3
2020-03-17 | 19-20 | 19-20 |  | 0 | 0.0025163 | 0.0078239 | 1.2127 | 0.18624 | 0 | 2.4867e-05 | 2.2206e-05 | 0.0080367 | 0.0012355 | 3
2020-03-18 | 19-20 | 19-20 |  | 0 | 0.068409 | 0.006494 | 0.056475 | 0.05689 | 0 | 0.0002238 | 3.2075e-05 | 0.00015273 | 0.00018288 | 3
2020-03-19 | 19-20 | 19-20 |  | 0 | 0.20596 | 0.019401 | 0.0011782 | 0.14573 | 0 | 0.0045777 | 8.1422e-05 | 7.273e-06 | 0.0031842 | 3
2020-03-20 | 19-20 | 19-20 |  | 0 | 0.0099495 | 0.095967 | 0.44961 | 0.089117 | 0 | 0.00010688 | 0.0012879 | 0.001891 | 0.00055122 | 3
2020-03-21 | 19-20 | 19-20 |  | 0 | 0.094029 | 0.00028868 | 0.078039 | 0.076974 | 0 | 0.00042909 | 7.402e-06 | 0.00093822 | 0.00044017 | 3
2020-03-22 | 19-20 | 19-20 |  | 0 | 0.013531 | 0 | 0.41925 | 0.072754 | 0 | 0.00010793 | 0 | 0.0019443 | 0.0003687 | 3
2020-03-23 | 19-20 | 19-20 |  | 0 | 0.047714 | 1.4683 | 0.00032001 | 0.2512 | 0 | 0.00060316 | 0.011974 | 7.273e-06 | 0.0021975 | 3
2020-03-24 | 19-20 | 19-20 |  | 0 | 0.039977 | 0.17677 | 0.49392 | 0.12862 | 0 | 0.00012222 | 0.00067111 | 0.00098671 | 0.00033351 | 3
2020-03-25 | 19-20 | 19-20 |  | 0 | 0.044436 | 0.27247 | 0.28867 | 0.11489 | 0 | 0.00031005 | 0.0015618 | 0.0012291 | 0.00063258 | 3
2020-03-26 | 19-20 | 19-20 |  | 0 | 0 | 0.69813 | 0.17295 | 0.12985 | 0 | 0 | 0.012295 | 0.00086549 | 0.0019571 | 3
2020-03-27 | 19-20 | 19-20 |  | 0 | 0.021707 | 0.020499 | 0.37047 | 0.074087 | 0 | 0.00022486 | 0.0001357 | 0.00062548 | 0.00027048 | 3
2020-03-28 | 19-20 | 19-20 |  | 0 | 0.0088908 | 0.0039823 | 0.14673 | 0.028933 | 0 | 6.4019e-05 | 1.4804e-05 | 0.0005382 | 0.00012791 | 3
2020-03-29 | 19-20 | 19-20 |  | 0 | 0.059937 | 0.057876 | 0 | 0.050115 | 0 | 0.0004148 | 0.00079201 | 0 | 0.00040498 | 3
2020-03-30 | 19-20 | 19-20 |  | 0 | 0.0098283 | 0.0079793 | 0.19821 | 0.037958 | 0 | 0.00016719 | 5.9216e-05 | 0.00072003 | 0.00023346 | 3
2020-03-31 | 19-20 | 19-20 |  | 0 | 0.061114 | 0.0019023 | 0.15642 | 0.066263 | 0 | 0.00078622 | 7.402e-06 | 0.00067639 | 0.00064797 | 3
2020-04-01 | 19-20 | 19-20 |  | 0 | 0.00053173 | 0.28094 | 2.7976 | 0.46502 | 0 | 3.1745e-06 | 0.0069899 | 0.017884 | 0.0037442 | 4
2020-04-02 | 19-20 | 19-20 |  | 0 | 0.02873 | 0.0016802 | 0.59348 | 0.10987 | 0 | 0.00021851 | 1.4804e-05 | 0.0012801 | 0.00034708 | 4
2020-04-03 | 19-20 | 19-20 |  | 0 | 0.45996 | 0.026817 | 3.2791 | 0.81831 | 0 | 0.003674 | 0.0096596 | 0.015962 | 0.0063929 | 4
2020-04-04 | 19-20 | 19-20 |  | 0 | 0.15058 | 1.5877 | 0.61522 | 0.43315 | 0 | 0.0019031 | 0.01319 | 0.0025068 | 0.0036566 | 4
2020-04-05 | 19-20 | 19-20 |  | 0 | 0.076769 | 1.2323 | 0.096515 | 0.25081 | 0 | 0.0023222 | 0.0084753 | 0.0087228 | 0.0041862 | 4
2020-04-06 | 19-20 | 19-20 |  | 0 | 0.25067 | 0.06912 | 0.99902 | 0.33494 | 0 | 0.0015243 | 0.00024427 | 0.0050838 | 0.0018607 | 4
2020-04-07 | 19-20 | 19-20 |  | 0 | 0.027814 | 0.0276 | 0.1539 | 0.046632 | 0 | 0.00032856 | 0.00012337 | 0.00052608 | 0.00032545 | 4
2020-04-08 | 19-20 | 19-20 |  | 0 | 0.0066951 | 0.0060326 | 0.1304 | 0.025247 | 0 | 6.0316e-05 | 5.9216e-05 | 0.00079276 | 0.00017042 | 4
2020-04-09 | 19-20 | 19-20 |  | 0 | 0.00039999 | 0.018357 | 0.055362 | 0.011373 | 0 | 3.1745e-06 | 0.00015297 | 0.00055275 | 0.00010848 | 4
2020-04-10 | 19-20 | 19-20 |  | 0 | 0.28314 | 0.0035604 | 0.0039056 | 0.19725 | 0 | 0.0020661 | 7.402e-06 | 1.4546e-05 | 0.0014345 | 4
2020-04-11 | 19-20 | 19-20 |  | 0 | 0.02216 | 0.052342 | 0 | 0.023125 | 0 | 0.00012857 | 0.00020972 | 0 | 0.00012021 | 4
2020-04-12 | 19-20 | 19-20 |  | 0 | 0.00032063 | 0.17154 | 0.075043 | 0.037048 | 0 | 1.5873e-06 | 0.0014236 | 0.00048729 | 0.00028624 | 4
2020-04-13 | 19-20 | 19-20 |  | 0 | 0.0035766 | 0.18404 | 0 | 0.029815 | 0 | 3.0687e-05 | 0.00082162 | 0 | 0.0001433 | 4
2020-04-14 | 19-20 | 19-20 |  | 0 | 0.14002 | 0.96099 | 0.034823 | 0.245 | 0 | 0.0006148 | 0.0034863 | 0.00033456 | 0.00099431 | 4
2020-04-15 | 19-20 | 19-20 |  | 0 | 0.67102 | 1.1443 | 0.67333 | 0.73658 | 0 | 0.0058872 | 0.013368 | 0.0089531 | 0.0074172 | 4
2020-04-16 | 19-20 | 19-20 |  | 0 | 0.13574 | 0.0046262 | 0.0019055 | 0.095001 | 0 | 0.0005603 | 0.00018505 | 1.4546e-05 | 0.00041781 | 4
2020-04-17 | 19-20 | 19-20 |  | 0 | 0.80856 | 0.040415 | 0.019281 | 0.56901 | 0 | 0.0058887 | 0.00048113 | 0.00037092 | 0.0042067 | 4
2020-04-18 | 19-20 | 19-20 |  | 0 | 0.079623 | 0.030622 | 0.04686 | 0.066788 | 0 | 0.00016455 | 0.00055515 | 0.00032729 | 0.00024592 | 4
2020-04-19 | 19-20 | 19-20 |  | 0 | 0.046677 | 0.90991 | 0.79282 | 0.28735 | 0 | 0.00036666 | 0.022591 | 0.0086185 | 0.0049126 | 4
2020-04-20 | 19-20 | 19-20 |  | 0 | 0.06287 | 0 | 0.18033 | 0.070813 | 0 | 0.0002455 | 0 | 0.00054548 | 0.00025252 | 4
2020-04-21 | 19-20 | 19-20 |  | 0 | 0.13975 | 0.51071 | 2.3849 | 0.5332 | 0 | 0.0022825 | 0.0025487 | 0.0098622 | 0.0034506 | 4
2020-04-22 | 19-20 | 19-20 |  | 0 | 0.0079892 | 0.0022995 | 1.9782 | 0.30494 | 0 | 3.2803e-05 | 9.8693e-06 | 0.014648 | 0.0022386 | 4
2020-04-23 | 19-20 | 19-20 |  | 0 | 0.043714 | 1.518 | 2.2077 | 0.58952 | 0 | 0.0032084 | 0.0065137 | 0.018633 | 0.0060069 | 4
2020-04-24 | 19-20 | 19-20 |  | 0.45702 | 0.09553 | 0.0010782 | 0.6576 | 0.16921 | 0.0043526 | 0.00047671 | 2.4673e-05 | 0.0032147 | 0.00085284 | 4
2020-04-25 | 19-20 | 19-20 |  | 0 | 0.15853 | 0.18413 | 0.1944 | 0.16656 | 0 | 0.00073808 | 0.0015766 | 0.0016292 | 0.00099175 | 4
2020-04-26 | 19-20 | 19-20 |  | 0 | 0.061503 | 0.021407 | 0.83668 | 0.17227 | 0 | 0.00084919 | 5.1814e-05 | 0.0043711 | 0.0012567 | 4
2020-04-27 | 19-20 | 19-20 |  | 0 | 0.030439 | 0.39152 | 0 | 0.079242 | 0 | 0.00052168 | 0.0028202 | 0 | 0.00078028 | 4
2020-04-28 | 19-20 | 19-20 |  | 0 | 0.046435 | 0.20098 | 0.22423 | 0.095918 | 0 | 0.00026666 | 0.0085863 | 0.0012194 | 0.0016445 | 4
2020-04-29 | 19-20 | 19-20 |  | 0 | 0.24353 | 0.23438 | 1.5837 | 0.44292 | 0 | 0.0015174 | 0.003659 | 0.010076 | 0.0031178 | 4
2020-04-30 | 19-20 | 19-20 |  | 0 | 1.2369 | 0.01245 | 0.45074 | 0.92678 | 0 | 0.0059591 | 5.9216e-05 | 0.0021819 | 0.0044665 | 4
2020-05-01 | 19-20 | 19-20 |  | 0 | 0.24598 | 1.7334 | 0.43822 | 0.49412 | 0 | 0.0020581 | 0.023815 | 0.003782 | 0.0055349 | 5
2020-05-02 | 19-20 | 19-20 |  | 0 | 0.57484 | 0.0018283 | 0.87193 | 0.53028 | 0 | 0.0031026 | 7.402e-06 | 0.0041602 | 0.0027792 | 5
2020-05-03 | 19-20 | 19-20 |  | 2.4557 | 0.029982 | 0 | 0.050533 | 0.047018 | 0.044396 | 0.00017619 | 0 | 0.00042911 | 0.00052336 | 5
2020-05-04 | 19-20 | 19-20 |  | 0 | 0.0073569 | 0.020607 | 1.3218 | 0.20798 | 0 | 5.767e-05 | 0.00017765 | 0.016262 | 0.0025248 | 5
2020-05-05 | 19-20 | 19-20 |  | 0 | 0.0096045 | 0.012924 | 0.35753 | 0.062623 | 0 | 6.5078e-05 | 0.00015544 | 0.0010522 | 0.00022723 | 5
2020-05-06 | 19-20 | 19-20 |  | 0 | 0.033273 | 0.026469 | 1.318 | 0.22623 | 0 | 0.00021481 | 0.00030595 | 0.021361 | 0.0034235 | 5
2020-05-07 | 19-20 | 19-20 |  | 0 | 0.01595 | 0.947 | 0.91737 | 0.2904 | 0 | 0.00018624 | 0.005549 | 0.01104 | 0.0026223 | 5
2020-05-08 | 19-20 | 19-20 |  | 0 | 0.0091357 | 0.0016877 | 0.84753 | 0.1347 | 0 | 4.0211e-05 | 1.4804e-05 | 0.0024607 | 0.00040205 | 5
2020-05-09 | 19-20 | 19-20 |  | 0 | 1.7081 | 0.65405 | 0.1065 | 1.2965 | 0 | 0.012553 | 0.01715 | 0.00080488 | 0.011365 | 5
2020-05-10 | 19-20 | 19-20 |  | 0 | 0.098583 | 0.0081422 | 0.061486 | 0.078793 | 0 | 0.0004238 | 0.00014804 | 0.00070063 | 0.00042147 | 5
2020-05-11 | 19-20 | 19-20 |  | 0 | 0.02726 | 0.037343 | 1.4766 | 0.24766 | 0 | 0.00034126 | 0.00030348 | 0.010633 | 0.0018889 | 5
2020-05-12 | 19-20 | 19-20 |  | 0 | 0.01771 | 0.47074 | 0.00072003 | 0.0823 | 0 | 0.00011111 | 0.0042709 | 7.273e-06 | 0.00071248 | 5
2020-05-13 | 19-20 | 19-20 |  | 0 | 0.2141 | 0.010893 | 0.018153 | 0.15267 | 0 | 0.0014984 | 0.00018752 | 8.7276e-05 | 0.001079 | 5
2020-05-14 | 19-20 | 19-20 |  | 0 | 0.039518 | 0.34632 | 0.15852 | 0.10278 | 0 | 0.00026666 | 0.0031384 | 0.00077821 | 0.00076855 | 5
2020-05-15 | 19-20 | 19-20 |  | 0 | 0.11261 | 0.083894 | 0 | 0.090469 | 0 | 0.00040422 | 0.00032815 | 0 | 0.00032875 | 5
2020-05-16 | 19-20 | 19-20 |  | 0 | 0.072326 | 0.025088 | 0.010764 | 0.055454 | 0 | 0.00091056 | 0.00010609 | 5.8184e-05 | 0.0006553 | 5
2020-05-17 | 19-20 | 19-20 |  | 0 | 0.1178 | 0.1517 | 0.016153 | 0.10658 | 0 | 0.00064231 | 0.0085567 | 0.00010182 | 0.0017313 | 5
2020-05-18 | 19-20 | 19-20 |  | 0 | 0.086525 | 0.28062 | 0.013516 | 0.10366 | 0 | 0.0039904 | 0.0023982 | 1.697e-05 | 0.0031229 | 5
2020-05-19 | 19-20 | 19-20 |  | 0 | 0.24487 | 1.4518 | 0.056233 | 0.39378 | 0 | 0.0013026 | 0.009667 | 0.00026425 | 0.0023782 | 5
2020-05-20 | 19-20 | 19-20 |  | 0 | 0.25967 | 0.092949 | 0.66581 | 0.29433 | 0 | 0.0048232 | 0.0008833 | 0.0073021 | 0.0045761 | 5
2020-05-21 | 19-20 | 19-20 |  | 0 | 0.35749 | 3.701e-05 | 0.040802 | 0.25381 | 0 | 0.0022793 | 7.402e-06 | 4.3638e-05 | 0.0015866 | 5
2020-05-22 | 19-20 | 19-20 |  | 0 | 0.064984 | 0 | 0.44269 | 0.11194 | 0 | 0.0004111 | 0 | 0.0020389 | 0.000593 | 5
2020-05-23 | 19-20 | 19-20 |  | 0.036561 | 0.012066 | 1.8919 | 0.26633 | 0.32992 | 0.00019345 | 9.8939e-05 | 0.024693 | 0.00078064 | 0.0038559 | 5
2020-05-24 | 19-20 | 19-20 |  | 0 | 0.033352 | 0.0063287 | 0.0046256 | 0.024742 | 0 | 0.00024126 | 4.1945e-05 | 3.6365e-05 | 0.00017885 | 5
2020-05-25 | 19-20 | 19-20 |  | 0 | 0.33495 | 0.022917 | 0.20684 | 0.26669 | 0 | 0.0035031 | 0.00018011 | 0.0019661 | 0.0027506 | 5
2020-05-26 | 19-20 | 19-20 |  | 0 | 0.033241 | 0.0010067 | 0.11551 | 0.040638 | 0 | 0.0002947 | 7.402e-06 | 0.00040729 | 0.00026681 | 5
2020-05-27 | 19-20 | 19-20 |  | 0 | 0.0060797 | 0 | 0.045471 | 0.011086 | 0 | 6.0845e-05 | 0 | 0.00037092 | 9.8222e-05 | 5
2020-05-28 | 19-20 | 19-20 |  | 0 | 0.17468 | 0.012731 | 1.8686 | 0.40538 | 0 | 0.00037036 | 5.9216e-05 | 0.0075979 | 0.001414 | 5
2020-05-29 | 19-20 | 19-20 |  | 0 | 0.40055 | 0.40709 | 0.37279 | 0.39429 | 0 | 0.0030063 | 0.0044782 | 0.0052366 | 0.0035393 | 5
2020-05-30 | 19-20 | 19-20 |  | 0 | 1.4058 | 0.92624 | 0.86254 | 1.2418 | 0 | 0.0054655 | 0.0062719 | 0.0022328 | 0.0050551 | 5
2020-05-31 | 19-20 | 19-20 |  | 0 | 0.71246 | 0.24678 | 0.05078 | 0.53786 | 0 | 0.0067051 | 0.0013694 | 0.0001091 | 0.0048646 | 5
2020-06-01 | 19-20 | 19-20 |  | 0 | 0.84212 | 0.64237 | 0.0078646 | 0.67994 | 0 | 0.010014 | 0.0059092 | 4.8487e-05 | 0.0078218 | 6
2020-06-02 | 19-20 | 19-20 |  | 0 | 0.013601 | 0.029031 | 0.017019 | 0.016307 | 0 | 0.00013439 | 0.00017765 | 1.4546e-05 | 0.00012168 | 6
2020-06-03 | 19-20 | 19-20 |  | 0 | 0.075175 | 0.13711 | 0.58823 | 0.16137 | 0 | 0.00051004 | 0.00042931 | 0.0044511 | 0.00109 | 6
2020-06-04 | 19-20 | 19-20 |  | 0 | 0.066399 | 0.060844 | 0.44987 | 0.12304 | 0 | 0.00033544 | 0.00040217 | 0.003171 | 0.00077148 | 6
2020-06-05 | 19-20 | 19-20 |  | 0 | 0.012191 | 0.00019245 | 0.036096 | 0.01393 | 0 | 0.00013809 | 7.402e-06 | 0.00032729 | 0.00014623 | 6
2020-06-06 | 19-20 | 19-20 |  | 0 | 0.030634 | 0 | 0.0034692 | 0.021745 | 0 | 0.00025608 | 0 | 2.1819e-05 | 0.00018068 | 6
2020-06-07 | 19-20 | 19-20 |  | 0 | 0.067418 | 0.0020133 | 0 | 0.047 | 0 | 0.0033957 | 7.402e-06 | 0 | 0.0023533 | 6
2020-06-08 | 19-20 | 19-20 |  | 0 | 0.038419 | 0.017205 | 0.027582 | 0.033338 | 0 | 0.00018412 | 9.3758e-05 | 0.00011394 | 0.00015869 | 6
2020-06-09 | 19-20 | 19-20 |  | 0 | 0.07029 | 1.487 | 0.00085094 | 0.2697 | 0 | 0.00045184 | 0.017535 | 9.4549e-05 | 0.002932 | 6
2020-06-10 | 19-20 | 19-20 |  | 0 | 0.10333 | 0.057711 | 0.13027 | 0.099846 | 0 | 0.0010079 | 0.00043672 | 0.00104 | 0.00092028 | 6
2020-06-11 | 19-20 | 19-20 |  | 0 | 0.044643 | 0.03 | 0.0059614 | 0.036282 | 0 | 0.00058411 | 0.00015544 | 3.8789e-05 | 0.00043357 | 6
2020-06-12 | 19-20 | 19-20 |  | 0 | 0.025539 | 0.043023 | 0.86073 | 0.1542 | 0 | 0.00011428 | 0.00036023 | 0.0094331 | 0.0015587 | 6
2020-06-13 | 19-20 | 19-20 |  | 0 | 0.32353 | 0.04986 | 0.12955 | 0.2511 | 0 | 0.0017254 | 0.00077721 | 0.00063275 | 0.0014063 | 6
2020-06-14 | 19-20 | 19-20 |  | 0 | 0.019101 | 0.072769 | 0.0098186 | 0.025524 | 0 | 0.0001947 | 0.00031088 | 4.3638e-05 | 0.00018765 | 6
2020-06-15 | 19-20 | 19-20 |  | 0 | 0.81404 | 0.23244 | 0.057217 | 0.60707 | 0 | 0.010549 | 0.00034789 | 0.00024728 | 0.0073963 | 6
2020-06-16 | 19-20 | 19-20 |  | 0 | 0.74542 | 0.0017025 | 0.084302 | 0.52935 | 0 | 0.0070675 | 7.402e-06 | 0.00061821 | 0.0049903 | 6
2020-06-17 | 19-20 | 19-20 |  | 0 | 0.10752 | 1.1572 | 0.38444 | 0.30449 | 0 | 0.00069257 | 0.0059956 | 0.00078306 | 0.0014887 | 6
2020-06-18 | 19-20 | 19-20 |  | 0 | 0.052011 | 0.16126 | 0 | 0.059982 | 0 | 0.00021904 | 0.00031088 | 0 | 0.00019791 | 6
2020-06-19 | 19-20 | 19-20 |  | 0 | 0.020151 | 1.7036 | 0.17235 | 0.29307 | 0 | 0.00013968 | 0.010244 | 0.001411 | 0.0018318 | 6
2020-06-20 | 19-20 | 19-20 |  | 0 | 0.31318 | 2.7773 | 4.3514 | 1.2873 | 0 | 0.0044009 | 0.0053689 | 0.020604 | 0.0069609 | 6
2020-06-21 | 19-20 | 19-20 |  | 0 | 0.015555 | 0.0017543 | 1.6193 | 0.25584 | 0 | 0.00012063 | 7.402e-06 | 0.0056511 | 0.00093897 | 6
2020-06-22 | 19-20 | 19-20 |  | 0 | 0.35964 | 0.0065285 | 0.18969 | 0.27877 | 0 | 0.0019904 | 2.2206e-05 | 0.0028607 | 0.0018145 | 6
2020-06-23 | 19-20 | 19-20 |  | 0 | 1.2241 | 0.38151 | 0.22513 | 0.93862 | 0 | 0.0087807 | 0.0049889 | 0.00080731 | 0.0069455 | 6
2020-06-24 | 19-20 | 19-20 |  | 0.020022 | 0.042657 | 0.028002 | 0.24682 | 0.071172 | 0.00014509 | 0.00033967 | 0.00017765 | 0.00080731 | 0.00038482 | 6
2020-06-25 | 19-20 | 19-20 |  | 0 | 0.034605 | 0.075078 | 0.088724 | 0.048536 | 0 | 0.00028095 | 0.00018011 | 4.3638e-05 | 0.00022796 | 6
2020-06-26 | 19-20 | 19-20 |  | 0 | 0.11611 | 0.0092648 | 0.41309 | 0.14425 | 0 | 0.0005021 | 7.6487e-05 | 0.0019419 | 0.00065274 | 6
2020-06-27 | 19-20 | 19-20 |  | 0 | 0.053486 | 0.0014804 | 0.0092658 | 0.038671 | 0 | 0.00057247 | 7.402e-06 | 2.1819e-05 | 0.00040095 | 6
2020-06-28 | 19-20 | 19-20 |  | 0 | 0.16833 | 0.021466 | 0.047522 | 0.12697 | 0 | 0.0028274 | 0.00014804 | 0.00019637 | 0.0020103 | 6
2020-06-29 | 19-20 | 19-20 |  | 0 | 0.050858 | 0.18233 | 0.0052002 | 0.0631 | 0 | 0.0014666 | 0.0011917 | 2.9092e-05 | 0.0011974 | 6
2020-06-30 | 19-20 | 19-20 |  | 0 | 0.072114 | 0.86035 | 0.0027347 | 0.17816 | 0 | 0.00077247 | 0.0041377 | 1.4546e-05 | 0.0011519 | 6
2020-07-01 | 20-21 | 20-21 |  | 0 | 0.28331 | 1.3968 | 14.4671 | 2.5834 | 0 | 0.0031241 | 0.010351 | 0.027937 | 0.0079129 | 7
2020-07-02 | 20-21 | 20-21 |  | 0 | 0.03864 | 0.023607 | 0.83118 | 0.1555 | 0 | 0.00042969 | 0.00028691 | 0.0076044 | 0.001486 | 7
2020-07-03 | 20-21 | 20-21 |  | 0 | 0.027737 | 0.046692 | 0.5855 | 0.11437 | 0 | 0.00018618 | 0.00011035 | 0.0046808 | 0.00085057 | 7
2020-07-04 | 20-21 | 20-21 |  | 0 | 0.039678 | 0.011082 | 0.049075 | 0.036545 | 0 | 0.00018881 | 0.00013732 | 0.00027833 | 0.00019323 | 7
2020-07-05 | 20-21 | 20-21 |  | 0 | 0.15254 | 0.7354 | 0.61705 | 0.30803 | 0 | 0.0008962 | 0.0015473 | 0.0015465 | 0.0010843 | 7
2020-07-06 | 20-21 | 20-21 |  | 0 | 0.028114 | 0 | 0.0092066 | 0.020875 | 0 | 0.00022458 | 0 | 0.00013795 | 0.00017646 | 7
2020-07-07 | 20-21 | 20-21 |  | 0 | 0.058859 | 0.054792 | 0.025035 | 0.052719 | 0 | 0.00043495 | 0.00041197 | 0.00034125 | 0.00041417 | 7
2020-07-08 | 20-21 | 20-21 |  | 0 | 0.027285 | 0.079584 | 0.11936 | 0.048727 | 0 | 0.00016462 | 0.00041197 | 0.0083741 | 0.0014368 | 7
2020-07-09 | 20-21 | 20-21 |  | 0 | 0.13258 | 0 | 0.6068 | 0.18331 | 0 | 0.0027917 | 0 | 0.0037393 | 0.0024985 | 7
2020-07-10 | 20-21 | 20-21 |  | 0 | 0.080905 | 0.066349 | 1.7251 | 0.32582 | 0 | 0.00056486 | 0.00042668 | 0.006738 | 0.00147 | 7
2020-07-11 | 20-21 | 20-21 |  | 0 | 0.33672 | 0 | 0.55777 | 0.31744 | 0 | 0.0040292 | 0 | 0.002701 | 0.0032 | 7
2020-07-12 | 20-21 | 20-21 |  | 0 | 0.57192 | 0.01695 | 0 | 0.39898 | 0 | 0.0058274 | 5.8853e-05 | 0 | 0.0040483 | 7
2020-07-13 | 20-21 | 20-21 |  | 0 | 0.13334 | 0.020591 | 0.090752 | 0.10916 | 0 | 0.00051437 | 6.621e-05 | 0.00050099 | 0.00044188 | 7
2020-07-14 | 20-21 | 20-21 |  | 0 | 0.067247 | 0 | 0.02192 | 0.049918 | 0 | 0.00034396 | 0 | 2.1782e-05 | 0.00024172 | 7
2020-07-15 | 20-21 | 20-21 |  | 0 | 0.033517 | 0.019201 | 0.015683 | 0.028451 | 0 | 0.00025561 | 0.0021334 | 0.00014521 | 0.00051625 | 7
2020-07-16 | 20-21 | 20-21 |  | 0 | 0.42555 | 0.00064738 | 0.018377 | 0.29786 | 0 | 0.0040208 | 7.3566e-06 | 0.000167 | 0.0028135 | 7
2020-07-17 | 20-21 | 20-21 |  | 0 | 0.22291 | 0.44016 | 1.2689 | 0.41111 | 0 | 0.0012654 | 0.0031413 | 0.0080328 | 0.0025543 | 7
2020-07-18 | 20-21 | 20-21 |  | 0 | 0.035017 | 0.032455 | 0.91709 | 0.16725 | 0 | 0.00084834 | 0.00016675 | 0.0065347 | 0.0015972 | 7
2020-07-19 | 20-21 | 20-21 |  | 0 | 0.79726 | 0.93466 | 0.58294 | 0.77944 | 0 | 0.0056912 | 0.0049436 | 0.0011399 | 0.0048519 | 7
2020-07-20 | 20-21 | 20-21 |  | 0 | 0.029859 | 1.2562 | 0.0018152 | 0.20774 | 0 | 0.0018445 | 0.0032884 | 7.2607e-06 | 0.0017686 | 7
2020-07-21 | 20-21 | 20-21 |  | 0 | 0.06163 | 0.078664 | 0.001336 | 0.054619 | 0 | 0.00022089 | 0.00059589 | 1.4521e-05 | 0.00024391 | 7
2020-07-22 | 20-21 | 20-21 |  | 0 | 0.61369 | 0.11163 | 0.19951 | 0.47206 | 0 | 0.0018119 | 0.0007185 | 0.00083499 | 0.0014886 | 7
2020-07-23 | 20-21 | 20-21 |  | 0 | 0.0089994 | 0.19652 | 0.11718 | 0.053108 | 0 | 5.1542e-05 | 0.0024792 | 0.00045743 | 0.00047323 | 7
2020-07-24 | 20-21 | 20-21 |  | 0 | 0.064717 | 0.020231 | 0.0022436 | 0.048208 | 0 | 0.00049544 | 0.0001692 | 1.4521e-05 | 0.00037078 | 7
2020-07-25 | 20-21 | 20-21 |  | 0 | 0.0073674 | 0.0067019 | 0.05097 | 0.013782 | 0 | 4.3653e-05 | 2.207e-05 | 0.00047921 | 0.00010573 | 7
2020-07-26 | 20-21 | 20-21 |  | 0 | 0.2863 | 0.23589 | 0.15165 | 0.25638 | 0 | 0.0028958 | 0.00088279 | 0.00062442 | 0.0022327 | 7
2020-07-27 | 20-21 | 20-21 |  | 0 | 0.048354 | 0.43431 | 0.24253 | 0.13462 | 0 | 0.00014621 | 0.006209 | 0.0043685 | 0.0016826 | 7
2020-07-28 | 20-21 | 20-21 |  | 0 | 0.0053499 | 0.2334 | 0.55428 | 0.12191 | 0 | 3.7868e-05 | 0.0014125 | 0.012302 | 0.0020894 | 7
2020-07-29 | 20-21 | 20-21 |  | 0 | 0.047514 | 0.061008 | 0.10366 | 0.057623 | 0 | 0.00024193 | 0.00062531 | 0.00039934 | 0.00032083 | 7
2020-07-30 | 20-21 | 20-21 |  | 0 | 0.107 | 0.41077 | 0.061571 | 0.14452 | 0 | 0.0016862 | 0.0021481 | 0.00068251 | 0.001591 | 7
2020-07-31 | 20-21 | 20-21 |  | 0 | 0.02231 | 0.21703 | 0.021877 | 0.051028 | 0 | 0.00010782 | 0.0013536 | 0.00021056 | 0.00030771 | 7
2020-08-01 | 20-21 | 20-21 |  | 0 | 0.28638 | 0.0027661 | 0.09704 | 0.21355 | 0 | 0.0028122 | 1.4713e-05 | 0.0002033 | 0.0019822 | 8
2020-08-02 | 20-21 | 20-21 |  | 2.7454 | 0.010468 | 0.26994 | 0.0064548 | 0.068898 | 0.027782 | 4.8386e-05 | 0.0023247 | 7.2607e-06 | 0.00058807 | 8
2020-08-03 | 20-21 | 20-21 |  | 0 | 0.01451 | 0.009387 | 0.59646 | 0.1013 | 0 | 9.4669e-05 | 5.1496e-05 | 0.0080522 | 0.0012863 | 8
2020-08-04 | 20-21 | 20-21 |  | 0 | 0.0080989 | 1.9762 | 0 | 0.29942 | 0 | 8.941e-05 | 0.013899 | 0 | 0.0021284 | 8
2020-08-05 | 20-21 | 20-21 |  | 0 | 0.3194 | 0.008004 | 0 | 0.2226 | 0 | 0.002534 | 2.9426e-05 | 0 | 0.0017609 | 8
2020-08-06 | 20-21 | 20-21 |  | 0 | 0.40905 | 1.8256 | 0.68185 | 0.65769 | 0 | 0.0064259 | 0.020716 | 0.0012367 | 0.0077208 | 8
2020-08-07 | 20-21 | 20-21 |  | 0 | 0.074439 | 1.5978 | 1.0055 | 0.44063 | 0 | 0.00081994 | 0.018848 | 0.0044412 | 0.0040396 | 8
2020-08-08 | 20-21 | 20-21 |  | 0 | 0.14741 | 1.4048 | 0.66783 | 0.41164 | 0 | 0.0017346 | 0.0068049 | 0.001002 | 0.0023651 | 8
2020-08-09 | 20-21 | 20-21 |  | 0 | 0.017383 | 0.014081 | 0.056157 | 0.022603 | 0 | 9.8351e-05 | 5.8853e-05 | 9.923e-05 | 9.1875e-05 | 8
2020-08-10 | 20-21 | 20-21 |  | 0 | 0.037278 | 0.17289 | 0.10534 | 0.067413 | 0 | 0.00037973 | 0.001464 | 0.00032673 | 0.00053011 | 8
2020-08-11 | 20-21 | 20-21 |  | 0 | 0.041837 | 0.14651 | 0.00082772 | 0.05091 | 0 | 0.00035554 | 0.00035312 | 1.4521e-05 | 0.00030115 | 8
2020-08-12 | 20-21 | 20-21 |  | 0 | 0.021384 | 0.064017 | 0.057955 | 0.033072 | 0 | 0.00035028 | 0.00024277 | 0.00025413 | 0.00031719 | 8
2020-08-13 | 20-21 | 20-21 |  | 0.94034 | 0.052406 | 0.021891 | 0.08384 | 0.059246 | 0.008627 | 0.00018986 | 0.00015694 | 0.00031221 | 0.00026651 | 8
2020-08-14 | 20-21 | 20-21 |  | 0 | 0.016343 | 0.5252 | 0.034953 | 0.094679 | 0 | 0.00019618 | 0.0033031 | 0.00048647 | 0.00070037 | 8
2020-08-15 | 20-21 | 20-21 |  | 0 | 0.46348 | 0.0031045 | 0.21728 | 0.35448 | 0 | 0.0072532 | 1.4713e-05 | 0.0018951 | 0.0053156 | 8
2020-08-16 | 20-21 | 20-21 |  | 0 | 0.038622 | 6.8773 | 0.49883 | 1.1244 | 0 | 0.00024772 | 0.0093135 | 0.0046808 | 0.0022615 | 8
2020-08-17 | 20-21 | 20-21 |  | 0 | 0.23717 | 0.43928 | 0.26322 | 0.26937 | 0 | 0.0032519 | 0.0041761 | 0.0029261 | 0.0033159 | 8
2020-08-18 | 20-21 | 20-21 |  | 0 | 0.9735 | 0.11517 | 0.36299 | 0.74664 | 0 | 0.0064186 | 0.0064297 | 0.0029261 | 0.0058461 | 8
2020-08-19 | 20-21 | 20-21 |  | 0 | 0.10468 | 1.1547 | 1.0053 | 0.39568 | 0 | 0.0012586 | 0.0081144 | 0.0042766 | 0.0027231 | 8
2020-08-20 | 20-21 | 20-21 |  | 0 | 0.0077992 | 0.98749 | 0.58991 | 0.24109 | 0 | 8.8358e-05 | 0.0071114 | 0.0059393 | 0.0020132 | 8
2020-08-21 | 20-21 | 20-21 |  | 0 | 0.28464 | 0.091715 | 5.2186 | 0.99707 | 0 | 0.0027444 | 0.00040461 | 0.006237 | 0.0029021 | 8
2020-08-22 | 20-21 | 20-21 |  | 0 | 0.26944 | 0.042595 | 0.20477 | 0.22395 | 0 | 0.0010303 | 0.00025013 | 0.001336 | 0.00095266 | 8
2020-08-23 | 20-21 | 20-21 |  | 0 | 0.088015 | 0.04055 | 0.019633 | 0.069998 | 0 | 0.00049701 | 0.00025503 | 9.923e-05 | 0.0003974 | 8
2020-08-24 | 20-21 | 20-21 |  | 0 | 0.023014 | 0 | 0.0048211 | 0.01668 | 0 | 0.00022563 | 0 | 1.4521e-05 | 0.00015859 | 8
2020-08-25 | 20-21 | 20-21 |  | 0 | 0.070696 | 0.027119 | 1.9651 | 0.34906 | 0 | 0.00097877 | 0.00036538 | 0.013236 | 0.0027267 | 8
2020-08-26 | 20-21 | 20-21 |  | 0 | 0.069458 | 0.00526 | 0.024142 | 0.052568 | 0 | 0.00057485 | 2.207e-05 | 0.00010407 | 0.00041745 | 8
2020-08-27 | 20-21 | 20-21 |  | 0 | 0.0013822 | 0.061641 | 0.11689 | 0.027731 | 0 | 4.7335e-06 | 0.00075528 | 0.001699 | 0.00037151 | 8
2020-08-28 | 20-21 | 20-21 |  | 0 | 0.004279 | 0.0019716 | 0.16213 | 0.027683 | 0 | 2.9979e-05 | 7.3566e-06 | 0.00042838 | 8.6406e-05 | 8
2020-08-29 | 20-21 | 20-21 |  | 0 | 0.062457 | 0 | 0.0029842 | 0.043745 | 0 | 0.00039183 | 0 | 2.1782e-05 | 0.0002749 | 8
2020-08-30 | 20-21 | 20-21 |  | 0 | 0.63933 | 0.53436 | 0.76297 | 0.63757 | 0 | 0.0038509 | 0.0021187 | 0.0027688 | 0.0034016 | 8
2020-08-31 | 20-21 | 20-21 |  | 0 | 0.21597 | 0.068174 | 0.024868 | 0.16359 | 0 | 0.0011813 | 0.0010888 | 0.00018152 | 0.0010081 | 8
2020-09-01 | 20-21 | 20-21 |  | 0 | 0.0063023 | 1.7084 | 1.4257 | 0.47313 | 0 | 2.6297e-05 | 0.019193 | 0.0079505 | 0.0040695 | 9
2020-09-02 | 20-21 | 20-21 |  | 0 | 0.0078812 | 0.013242 | 0.15138 | 0.030236 | 0 | 8.3625e-05 | 0.00022806 | 0.00024687 | 0.00012906 | 9
2020-09-03 | 20-21 | 20-21 |  | 0 | 0.71385 | 0.19843 | 0.045053 | 0.53113 | 0 | 0.0073853 | 0.0015449 | 0.00045501 | 0.0054177 | 9
2020-09-04 | 20-21 | 20-21 |  | 0 | 0.033135 | 0 | 0.10367 | 0.038586 | 0 | 0.00030978 | 0 | 0.00072123 | 0.00032339 | 9
2020-09-05 | 20-21 | 20-21 |  | 0 | 0.00068162 | 0.32085 | 0.11881 | 0.066073 | 0 | 2.1038e-06 | 0.0027146 | 0.00042838 | 0.00046958 | 9
2020-09-06 | 20-21 | 20-21 |  | 0 | 0.060544 | 0.020302 | 0 | 0.044988 | 0 | 0.00032766 | 0.00016185 | 0 | 0.0002512 | 9
2020-09-07 | 20-21 | 20-21 |  | 0 | 0.48031 | 0.03053 | 2.7533 | 0.75226 | 0 | 0.0035753 | 0.00033595 | 0.011726 | 0.0042948 | 9
2020-09-08 | 20-21 | 20-21 |  | 0 | 0.057043 | 0.016582 | 1.7982 | 0.31289 | 0 | 0.0039935 | 2.207e-05 | 0.023564 | 0.0063212 | 9
2020-09-09 | 20-21 | 20-21 |  | 0 | 0.21658 | 0.010667 | 0.26163 | 0.19113 | 0 | 0.0015368 | 0.00022806 | 0.00097536 | 0.0012461 | 9
2020-09-10 | 20-21 | 20-21 |  | 0 | 0.2337 | 0.00088279 | 0.41645 | 0.22487 | 0 | 0.0023562 | 1.4713e-05 | 0.00090033 | 0.0017712 | 9
2020-09-11 | 20-21 | 20-21 |  | 0 | 0.049358 | 2.3926 | 0.58264 | 0.4777 | 0 | 0.00028874 | 0.020464 | 0.020889 | 0.0063893 | 9
2020-09-12 | 20-21 | 20-21 |  | 0 | 0.48896 | 1.4255 | 0.82359 | 0.67495 | 0 | 0.0036953 | 0.0046567 | 0.0069921 | 0.0043072 | 9
2020-09-13 | 20-21 | 20-21 |  | 0 | 0.73784 | 0.017013 | 0.000167 | 0.51403 | 0 | 0.0076935 | 9.3184e-05 | 7.2607e-06 | 0.0053481 | 9
2020-09-14 | 20-21 | 20-21 |  | 0 | 0.058741 | 0.11844 | 0.063684 | 0.067922 | 0 | 0.00024982 | 0.00035312 | 0.00024929 | 0.00026323 | 9
2020-09-15 | 20-21 | 20-21 |  | 0 | 0.017192 | 0 | 0.015378 | 0.014234 | 0 | 0.00020669 | 0 | 7.9868e-05 | 0.00015531 | 9
2020-09-16 | 20-21 | 20-21 |  | 0 | 0.33861 | 0.011476 | 0.9549 | 0.38028 | 0 | 0.0029816 | 7.3566e-05 | 0.0056561 | 0.0029298 | 9
2020-09-17 | 20-21 | 20-21 |  | 0 | 1.0409 | 0.99646 | 0.2101 | 0.90138 | 0 | 0.010535 | 0.0068073 | 0.0014715 | 0.0085364 | 9
2020-09-18 | 20-21 | 20-21 |  | 0.027782 | 0.41884 | 0.080062 | 0.10216 | 0.31785 | 0.0004874 | 0.0045394 | 0.00064738 | 0.00024929 | 0.0032842 | 9
2020-09-19 | 20-21 | 20-21 |  | 0 | 0.25393 | 0.032759 | 4.1541 | 0.80667 | 0 | 0.0023888 | 0.00043404 | 0.019408 | 0.0046441 | 9
2020-09-20 | 20-21 | 20-21 |  | 0 | 1.2765 | 0.31645 | 0.059628 | 0.94089 | 0 | 0.015491 | 0.001692 | 0.00032915 | 0.01104 | 9
2020-09-21 | 20-21 | 20-21 |  | 0 | 1.2698 | 0.45005 | 2.1661 | 1.2734 | 0 | 0.016349 | 0.0010961 | 0.018016 | 0.01421 | 9
2020-09-22 | 20-21 | 20-21 |  | 0 | 0.01479 | 0.40163 | 1.4306 | 0.28548 | 0 | 0.00013622 | 0.0017582 | 0.0073842 | 0.0014682 | 9
2020-09-23 | 20-21 | 20-21 |  | 0 | 0.035653 | 0.51933 | 0.1343 | 0.12216 | 0 | 0.00011097 | 0.0031486 | 0.0019604 | 0.00084037 | 9
2020-09-24 | 20-21 | 20-21 |  | 0 | 0.19928 | 0.075817 | 0.63181 | 0.24459 | 0 | 0.0011976 | 0.00049289 | 0.001532 | 0.0011342 | 9
2020-09-25 | 20-21 | 20-21 |  | 0 | 0.49225 | 0.27378 | 0.070945 | 0.39262 | 0 | 0.0089036 | 0.00040461 | 0.00037756 | 0.0062891 | 9
2020-09-26 | 20-21 | 20-21 |  | 0 | 0.017196 | 0.0067754 | 0 | 0.012928 | 0 | 9.5721e-05 | 2.207e-05 | 0 | 6.9636e-05 | 9
2020-09-27 | 20-21 | 20-21 |  | 0 | 0.0461 | 0.0014198 | 0.033051 | 0.037147 | 0 | 0.00025929 | 7.3566e-06 | 0.00017426 | 0.00020708 | 9
2020-09-28 | 20-21 | 20-21 |  | 0 | 0.084306 | 0.030361 | 0.27503 | 0.10439 | 0 | 0.00036974 | 0.00053703 | 0.0013892 | 0.00054542 | 9
2020-09-29 | 20-21 | 20-21 |  | 0 | 0.33971 | 0.042639 | 1.4637 | 0.46232 | 0 | 0.0024756 | 0.0003384 | 0.0039571 | 0.0023625 | 9
2020-09-30 | 20-21 | 20-21 |  | 0 | 0.031674 | 1.1452 | 0.01245 | 0.19409 | 0 | 0.00020722 | 0.0028544 | 0.00010649 | 0.00058406 | 9
2020-10-01 | 20-21 | 20-21 |  | 0.076473 | 0.24136 | 0 | 0.025899 | 0.17179 | 0.00014622 | 0.0051142 | 0 | 0.0021274 | 0.0038668 | 10
2020-10-02 | 20-21 | 20-21 |  | 0 | 0.39373 | 0.2545 | 0.035672 | 0.31615 | 0 | 0.0018324 | 0.0011133 | 0.00087129 | 0.001567 | 10
2020-10-03 | 20-21 | 20-21 |  | 0 | 0.0070271 | 0.11655 | 4.9162 | 0.76276 | 0 | 4.8386e-05 | 0.0013242 | 0.012002 | 0.0020384 | 10
2020-10-04 | 20-21 | 20-21 |  | 0 | 0.0092949 | 0.90065 | 1.1905 | 0.31968 | 0 | 2.5245e-05 | 0.0025013 | 0.0031294 | 0.00086078 | 10
2020-10-05 | 20-21 | 20-21 |  | 0 | 0.20638 | 0.046788 | 6.0767 | 1.0654 | 0 | 0.0016341 | 0.00026484 | 0.047957 | 0.0083964 | 10
2020-10-06 | 20-21 | 20-21 |  | 0 | 0.068868 | 0.0095415 | 0.45693 | 0.11799 | 0 | 0.00068951 | 0.00010299 | 0.0023815 | 0.00085203 | 10
2020-10-07 | 20-21 | 20-21 |  | 0 | 0.22781 | 0.65387 | 0.28925 | 0.29871 | 0 | 0.0019034 | 0.003308 | 0.00039208 | 0.0018703 | 10
2020-10-08 | 20-21 | 20-21 |  | 0 | 0.13414 | 0.84635 | 1.7207 | 0.47802 | 0 | 0.00059589 | 0.0056867 | 0.0043806 | 0.0019184 | 10
2020-10-09 | 20-21 | 20-21 |  | 0 | 0.032614 | 4.5938 | 0.084377 | 0.7183 | 0 | 0.00023667 | 0.03131 | 0.00042838 | 0.0048836 | 10
2020-10-10 | 20-21 | 20-21 |  | 0 | 0.30189 | 0.0078201 | 0.013098 | 0.21241 | 0 | 0.00074841 | 8.3375e-05 | 7.2607e-05 | 0.00054214 | 10
2020-10-11 | 20-21 | 20-21 |  | 0 | 0.023778 | 0 | 0.085152 | 0.02931 | 0 | 0.00013306 | 0 | 0.00036546 | 0.00014729 | 10
2020-10-12 | 20-21 | 20-21 |  | 0 | 1.0347 | 0.058375 | 0.093448 | 0.74 | 0 | 0.0027733 | 0.00011035 | 0.00061474 | 0.0020315 | 10
2020-10-13 | 20-21 | 20-21 |  | 0 | 0.036915 | 0.0094238 | 0.012866 | 0.028929 | 0 | 0.00016146 | 6.621e-05 | 9.439e-05 | 0.00013599 | 10
2020-10-14 | 20-21 | 20-21 |  | 0 | 0.2156 | 2.5512 | 0.038688 | 0.53458 | 0 | 0.0056002 | 0.020569 | 0.00016942 | 0.0069657 | 10
2020-10-15 | 20-21 | 20-21 |  | 0 | 0.084111 | 2.0488 | 0.53597 | 0.44364 | 0 | 0.00029453 | 0.0066357 | 0.00082772 | 0.0013154 | 10
2020-10-16 | 20-21 | 20-21 |  | 0 | 0.51508 | 0.48497 | 0.96672 | 0.57479 | 0 | 0.0044768 | 0.0028249 | 0.0035287 | 0.0040549 | 10
2020-10-17 | 20-21 | 20-21 |  | 0 | 0.01558 | 0.0064738 | 0.0026139 | 0.012156 | 0 | 9.5195e-05 | 2.9426e-05 | 1.4521e-05 | 7.2552e-05 | 10
2020-10-18 | 20-21 | 20-21 |  | 0 | 0.26413 | 1.6375 | 0.80013 | 0.54709 | 0 | 0.0011465 | 0.011064 | 0.0044145 | 0.0031048 | 10
2020-10-19 | 20-21 | 20-21 |  | 0 | 0.30273 | 0.017097 | 0.74853 | 0.32516 | 0 | 0.0014353 | 0.00027219 | 0.00034125 | 0.0010868 | 10
2020-10-20 | 20-21 | 20-21 |  | 0 | 0.33958 | 0.019039 | 0.0014957 | 0.23846 | 0 | 0.0028921 | 0.00030407 | 7.2607e-06 | 0.0020512 | 10
2020-10-21 | 20-21 | 20-21 |  | 0 | 0.020829 | 0.017847 | 0.32492 | 0.066037 | 0 | 5.9957e-05 | 0.00016185 | 0.0027954 | 0.00048672 | 10
2020-10-22 | 20-21 | 20-21 |  | 0 | 0.16267 | 0.12917 | 3.7727 | 0.70028 | 0 | 0.0020464 | 0.00093429 | 0.0027954 | 0.0019786 | 10
2020-10-23 | 20-21 | 20-21 |  | 0 | 1.3327 | 5.1145 | 22.4074 | 5.0597 | 0 | 0.014551 | 0.044076 | 0.02798 | 0.020855 | 10
2020-10-24 | 20-21 | 20-21 |  | 0 | 0.025683 | 0.039866 | 0.11952 | 0.041735 | 0 | 0.00025508 | 9.5636e-05 | 6.5347e-05 | 0.00020089 | 10
2020-10-25 | 20-21 | 20-21 |  | 0 | 0.0015415 | 0 | 0.067605 | 0.011253 | 0 | 2.8927e-05 | 0 | 0.00025413 | 5.8333e-05 | 10
2020-10-26 | 20-21 | 20-21 |  | 0 | 0.21957 | 0 | 0.35922 | 0.20632 | 0 | 0.0016025 | 0 | 0.0012561 | 0.0013001 | 10
2020-10-27 | 20-21 | 20-21 |  | 0 | 0.0018113 | 0.84061 | 0.40174 | 0.18675 | 0 | 7.8891e-06 | 0.0053556 | 0.0013069 | 0.0009986 | 10
2020-10-28 | 20-21 | 20-21 |  | 0 | 0.051887 | 0.0039064 | 0.57292 | 0.12285 | 0 | 0.00025245 | 2.207e-05 | 0.0028196 | 0.00060302 | 10
2020-10-29 | 20-21 | 20-21 |  | 0 | 0.84892 | 0.17042 | 0.30092 | 0.65914 | 0 | 0.010862 | 0.0008926 | 0.0012198 | 0.0078462 | 10
2020-10-30 | 20-21 | 20-21 |  | 0 | 0.082135 | 0.0028249 | 0.29887 | 0.10238 | 0 | 0.00074315 | 4.414e-05 | 0.0011399 | 0.00069344 | 10
2020-10-31 | 20-21 | 20-21 |  | 0 | 0.0046067 | 0 | 0.77833 | 0.12044 | 0 | 3.7342e-05 | 0 | 0.0043274 | 0.00067776 | 10
2020-11-01 | 20-21 | 20-21 |  | 0 | 0.012932 | 0.073301 | 0.050549 | 0.027478 | 0 | 6.995e-05 | 0.00041688 | 0.00049373 | 0.00018484 | 11
2020-11-02 | 20-21 | 20-21 |  | 0 | 0.32467 | 0.34003 | 0.53676 | 0.35647 | 0 | 0.0026718 | 0.001567 | 0.00063895 | 0.0021813 | 11
2020-11-03 | 20-21 | 20-21 |  | 0 | 0.20173 | 0 | 0.85571 | 0.26874 | 0 | 0.0011918 | 0 | 0.015429 | 0.0031504 | 11
2020-11-04 | 20-21 | 20-21 |  | 0 | 0.1184 | 1.1206 | 0.10678 | 0.26477 | 0 | 0.00056959 | 0.0077024 | 0.00042112 | 0.0016034 | 11
2020-11-05 | 20-21 | 20-21 |  | 0 | 0.46877 | 0.00085337 | 0.020221 | 0.32812 | 0 | 0.0051263 | 1.4713e-05 | 4.3564e-05 | 0.0035624 | 11
2020-11-06 | 20-21 | 20-21 |  | 0 | 0.34507 | 0.01294 | 0.048632 | 0.24845 | 0 | 0.0036874 | 0.00013242 | 0.00018152 | 0.0026031 | 11
2020-11-07 | 20-21 | 20-21 |  | 0 | 0.27899 | 1.5426 | 0.15916 | 0.44672 | 0 | 0.0019965 | 0.0093208 | 0.0004066 | 0.002831 | 11
2020-11-08 | 20-21 | 20-21 |  | 0 | 0.0078349 | 0.0013463 | 0.30162 | 0.051067 | 0 | 5.5224e-05 | 7.3566e-06 | 0.0023162 | 0.00038828 | 11
2020-11-09 | 20-21 | 20-21 |  | 0 | 0.20847 | 0.0044213 | 0.78563 | 0.26351 | 0 | 0.00088674 | 2.9426e-05 | 0.0035795 | 0.0011583 | 11
2020-11-10 | 20-21 |  | MED | 0 | 5.0256 | 19.0566 | 56.8375 | 14.879 | 0 | 0.033384 | 0.079721 | 0.14381 | 0.056658 | 11
2020-11-11 | 20-21 | 20-21 |  | 0 | 0.80687 | 9.8214 | 15.7885 | 4.3979 | 0 | 0.0034244 | 0.033684 | 0.025947 | 0.01129 | 11
2020-11-12 | 20-21 | 20-21 |  | 0 | 0.30439 | 1.1567 | 4.3055 | 1.0316 | 0 | 0.0022195 | 0.005363 | 0.021998 | 0.0056496 | 11
2020-11-13 | 20-21 | 20-21 |  | 0 | 0.23032 | 0.030177 | 0.76379 | 0.2792 | 0 | 0.0020038 | 0.00040461 | 0.0031221 | 0.0019195 | 11
2020-11-14 | 20-21 | 20-21 |  | 0 | 0.20471 | 0.021003 | 0.34276 | 0.19666 | 0 | 0.0035827 | 0.00014713 | 0.002338 | 0.0028576 | 11
2020-11-15 | 20-21 | 20-21 |  | 0 | 0.40414 | 9.2203 | 26.8659 | 5.698 | 0 | 0.0031898 | 0.048649 | 0.096563 | 0.02399 | 11
2020-11-16 | 20-21 | 20-21 |  | 0 | 0.11639 | 0.25731 | 0.23461 | 0.15428 | 0 | 0.0025056 | 0.0016994 | 0.00076722 | 0.0021051 | 11
2020-11-17 | 20-21 | 20-21 |  | 0 | 0.22535 | 0.012661 | 0.14388 | 0.17977 | 0 | 0.0016541 | 3.6783e-05 | 0.00046953 | 0.0012228 | 11
2020-11-18 | 20-21 | 20-21 |  | 0.10279 | 0.46751 | 0.013624 | 0.23538 | 0.36233 | 0.00087732 | 0.0032282 | 6.621e-05 | 0.001031 | 0.0024095 | 11
2020-11-19 | 20-21 | 20-21 |  | 0.75917 | 0.35021 | 0.088294 | 0.398 | 0.32153 | 0.00058488 | 0.0048329 | 0.00028691 | 0.0021564 | 0.003722 | 11
2020-11-20 | 20-21 | 20-21 |  | 0 | 0.0049686 | 1.0181 | 0.13334 | 0.1749 | 0 | 1.7356e-05 | 0.0055616 | 0.00055908 | 0.00092313 | 11
2020-11-21 | 20-21 | 20-21 |  | 0 | 0.097535 | 0.0095636 | 0.7168 | 0.17701 | 0 | 0.0010198 | 9.5636e-05 | 0.0039571 | 0.0013172 | 11
2020-11-22 | 20-21 | 20-21 |  | 0 | 0.47258 | 2.3736 | 9.8705 | 2.1674 | 0 | 0.0034891 | 0.010147 | 0.073965 | 0.015069 | 11
2020-11-23 | 20-21 | 20-21 |  | 0 | 0.00071318 | 0.025366 | 0.32132 | 0.052669 | 0 | 6.3113e-06 | 0.00047818 | 0.00099472 | 0.00022531 | 11
2020-11-24 | 20-21 | 20-21 |  | 0 | 0.10357 | 0.094312 | 1.2797 | 0.27859 | 0 | 0.0015315 | 0.00031633 | 0.011283 | 0.0028084 | 11
2020-11-25 | 20-21 | 20-21 |  | 0 | 0.45656 | 0.0055616 | 1.3492 | 0.52056 | 0 | 0.0023299 | 3.6783e-05 | 0.025108 | 0.0054028 | 11
2020-11-26 | 20-21 | 20-21 |  | 0 | 0.047949 | 0.06668 | 0.0051551 | 0.043929 | 0 | 0.00026507 | 0.00037519 | 2.9043e-05 | 0.00024391 | 11
2020-11-27 | 20-21 | 20-21 |  | 0 | 0.3515 | 0.19812 | 0.56729 | 0.35858 | 0 | 0.0085334 | 0.001285 | 0.0015562 | 0.0063408 | 11
2020-11-28 | 20-21 | 20-21 |  | 0 | 0.50316 | 1.3598 | 3.115 | 1.0202 | 0 | 0.0032861 | 0.0095587 | 0.018827 | 0.0065352 | 11
2020-11-29 | 20-21 | 20-21 |  | 0 | 0.53096 | 0.0054733 | 0.091631 | 0.38268 | 0 | 0.0044784 | 1.4713e-05 | 0.00044291 | 0.0031733 | 11
2020-11-30 | 20-21 | 20-21 |  | 0 | 0.23979 | 0.0021506 | 1.9833 | 0.46531 | 0 | 0.0028227 | 5.6401e-05 | 0.010112 | 0.0034883 | 11
2020-12-01 | 20-21 | 20-21 |  | 0 | 0.43817 | 0.069432 | 1.5088 | 0.54135 | 0 | 0.0033108 | 0.0002771 | 0.0084055 | 0.0036025 | 12
2020-12-02 | 20-21 | 20-21 |  | 0 | 0.10303 | 0.0030236 | 0.32234 | 0.12043 | 0 | 0.00041023 | 1.4713e-05 | 0.0026211 | 0.00068141 | 12
2020-12-03 | 20-21 | 20-21 |  | 0 | 0.27159 | 0.15234 | 0.22694 | 0.2451 | 0 | 0.0047224 | 0.0012948 | 0.00073333 | 0.0035766 | 12
2020-12-04 | 20-21 | 20-21 |  | 0 | 0.45876 | 0.069984 | 2.3841 | 0.68757 | 0 | 0.004025 | 0.0021555 | 0.0086693 | 0.0044166 | 12
2020-12-05 | 20-21 |  | MED | 0 | 3.1396 | 15.5827 | 22.9408 | 7.9489 | 0 | 0.018316 | 0.079427 | 0.080977 | 0.036704 | 12
2020-12-06 | 20-21 | 20-21 |  | 0 | 0.26165 | 0.19315 | 0.85792 | 0.33933 | 0 | 0.003943 | 0.00032369 | 0.0028777 | 0.0032149 | 12
2020-12-07 | 20-21 | 20-21 |  | 0 | 0.44873 | 4.6035 | 0.93575 | 1.1364 | 0 | 0.0063591 | 0.041911 | 0.0016337 | 0.010885 | 12
2020-12-08 | 20-21 | 20-21 |  | 0 | 0.010614 | 0.023718 | 0.075279 | 0.022224 | 0 | 8.5202e-05 | 0.0001128 | 0.00034125 | 0.00012724 | 12
2020-12-09 | 20-21 | 20-21 |  | 0 | 0.0083893 | 0.018539 | 0.10588 | 0.024522 | 0 | 0.00013411 | 9.5636e-05 | 0.0012706 | 0.00029859 | 12
2020-12-10 | 20-21 | 20-21 |  | 0 | 0.16567 | 0.53856 | 0.018181 | 0.19765 | 0 | 0.01726 | 0.0034037 | 0.00022508 | 0.012505 | 12
2020-12-11 | 20-21 | 20-21 |  | 0 | 0.086364 | 0.81512 | 0.0038264 | 0.18163 | 0 | 0.0014006 | 0.0050295 | 2.9043e-05 | 0.001723 | 12
2020-12-12 | 20-21 | 20-21 |  | 0 | 0.70326 | 0.15985 | 0.029447 | 0.5157 | 0 | 0.0073416 | 0.0012727 | 0.000167 | 0.0053036 | 12
2020-12-13 | 20-21 | 20-21 |  | 0.018862 | 0.065982 | 1.6442 | 2.1872 | 0.6198 | 0.00014622 | 0.00069319 | 0.0097132 | 0.013585 | 0.0039721 | 12
2020-12-14 | 20-21 | 20-21 |  | 0.82688 | 0.11903 | 0.023232 | 0.08307 | 0.10466 | 0.020325 | 0.00055119 | 0.00030162 | 0.00045743 | 0.00064787 | 12
2020-12-15 | 20-21 | 20-21 |  | 0 | 0.046186 | 0.51702 | 0.45505 | 0.17743 | 0 | 0.001054 | 0.0075038 | 0.0012997 | 0.002042 | 12
2020-12-16 | 20-21 | 20-21 |  | 0.017254 | 0.46538 | 0.72246 | 1.0027 | 0.58119 | 0.00014622 | 0.0054561 | 0.0021408 | 0.0019096 | 0.0043892 | 12
2020-12-17 | 20-21 | 20-21 |  | 0 | 0.009205 | 0.0083792 | 1.7729 | 0.2747 | 0 | 9.9403e-05 | 5.1496e-05 | 0.014195 | 0.0022148 | 12
2020-12-18 | 20-21 | 20-21 |  | 6.5774 | 0.27803 | 0.008671 | 0.080783 | 0.25539 | 0.067261 | 0.0016856 | 0.00014958 | 0.00099472 | 0.0018437 | 12
2020-12-19 | 20-21 | 20-21 |  | 0 | 0.0015384 | 0.0025307 | 0.096815 | 0.016027 | 0 | 7.8891e-06 | 2.9426e-05 | 0.00043564 | 7.5469e-05 | 12
2020-12-20 | 20-21 | 20-21 |  | 0 | 0.0029947 | 0.88667 | 0.045009 | 0.14068 | 0 | 2.0512e-05 | 0.0097058 | 0.0002033 | 0.0014879 | 12
2020-12-21 | 20-21 | 20-21 |  | 0 | 0.052221 | 0.96119 | 1.6944 | 0.43434 | 0 | 0.00016883 | 0.0065449 | 0.0023307 | 0.0014412 | 12
2020-12-22 | 20-21 | 20-21 |  | 0 | 0.29837 | 0.053843 | 0.17333 | 0.24095 | 0 | 0.00090777 | 0.00023541 | 0.0041241 | 0.0012855 | 12
2020-12-23 | 20-21 | 20-21 |  | 0 | 0.018204 | 0.080224 | 0.07125 | 0.035279 | 0 | 0.00013096 | 0.0006621 | 0.00071397 | 0.00029677 | 12
2020-12-24 | 20-21 | 20-21 |  | 0 | 0.56694 | 0.0045979 | 0.033436 | 0.39872 | 0 | 0.0028653 | 2.9426e-05 | 0.00064621 | 0.002088 | 12
2020-12-25 | 20-21 | 20-21 |  | 0 | 0.070105 | 0.041467 | 0.050448 | 0.062362 | 0 | 0.0013785 | 0.00058363 | 7.7448e-05 | 0.001054 | 12
2020-12-26 | 20-21 | 20-21 |  | 0 | 0.0029968 | 0.017386 | 0.22651 | 0.038783 | 0 | 3.892e-05 | 0.00024522 | 0.0011254 | 0.00023297 | 12
2020-12-27 | 20-21 | 20-21 |  | 0 | 0.58867 | 0.51575 | 0.27593 | 0.52631 | 0 | 0.0067352 | 0.01128 | 0.0015853 | 0.0065848 | 12
2020-12-28 | 20-21 | 20-21 |  | 0 | 0.063765 | 0.010277 | 0.051508 | 0.053489 | 0 | 7.9943e-05 | 5.8853e-05 | 0.00029043 | 0.00010792 | 12
2020-12-29 | 20-21 | 20-21 |  | 0 | 0.00085518 | 0.020459 | 0.01837 | 0.0064017 | 0 | 9.4669e-06 | 0.0003899 | 0.00010165 | 7.9844e-05 | 12
2020-12-30 | 20-21 | 20-21 |  | 0 | 0.12379 | 0.009571 | 0.0035287 | 0.087765 | 0 | 0.0016299 | 2.9426e-05 | 2.9043e-05 | 0.0011386 | 12
2020-12-31 | 20-21 | 20-21 |  | 0 | 0.36596 | 0.0020084 | 0.0047703 | 0.2547 | 0 | 0.0051185 | 2.207e-05 | 4.3564e-05 | 0.003558 | 12
2021-01-01 | 20-21 | 20-21 |  | 0 | 0.67997 | 0.65845 | 0.014521 | 0.57144 | 0 | 0.0081868 | 0.0027367 | 1.4521e-05 | 0.0060842 | 1
2021-01-02 | 20-21 | 20-21 |  | 0 | 0.0076303 | 0.28502 | 1.4001 | 0.25858 | 0 | 4.3653e-05 | 0.00086808 | 0.0032528 | 0.00064932 | 1
2021-01-03 | 20-21 | 20-21 |  | 0 | 0.3499 | 0.054905 | 0.14383 | 0.27238 | 0 | 0.0026255 | 0.00031143 | 0.0021201 | 0.0021857 | 1
2021-01-04 | 20-21 | 20-21 |  | 0 | 0.3514 | 0.31376 | 0.039135 | 0.29614 | 0 | 0.0025277 | 0.0041859 | 0.00033399 | 0.0024248 | 1
2021-01-05 | 20-21 | 20-21 |  | 0 | 0.0014295 | 0.11643 | 1.4101 | 0.23071 | 0 | 1.1045e-05 | 0.00072831 | 0.017331 | 0.0027267 | 1
2021-01-06 | 20-21 | 20-21 |  | 0 | 0.098115 | 0.0039873 | 0.007297 | 0.069706 | 0 | 0.00076419 | 2.9426e-05 | 3.6304e-05 | 0.00053958 | 1
2021-01-07 | 20-21 | 20-21 |  | 0 | 0.15433 | 0.0092865 | 0.0036885 | 0.10892 | 0 | 0.00090567 | 0.00010544 | 1.4521e-05 | 0.00064568 | 1
2021-01-08 | 20-21 | 20-21 |  | 0 | 0.0069992 | 0.026808 | 1.5664 | 0.2448 | 0 | 3.8394e-05 | 0.00042668 | 0.0089961 | 0.0014452 | 1
2021-01-09 | 20-21 | 20-21 |  | 0 | 0.0089068 | 0.0014713 | 0.0019096 | 0.0066806 | 0 | 6.2061e-05 | 1.4713e-05 | 7.2607e-06 | 4.6302e-05 | 1
2021-01-10 | 20-21 | 20-21 |  | 0 | 0.027502 | 0.09708 | 0.0022799 | 0.033841 | 0 | 0.00032819 | 0.00050515 | 5.0825e-05 | 0.00031026 | 1
2021-01-11 | 20-21 |  | MED | 0 | 0.10837 | 0.51118 | 46.8429 | 7.2075 | 0 | 0.0014116 | 0.0061648 | 0.029951 | 0.0064068 | 1
2021-01-12 | 20-21 | 20-21 |  | 0 | 0.183 | 0.049356 | 0.24311 | 0.17082 | 0 | 0.0015031 | 0.00032369 | 0.0037175 | 0.0016501 | 1
2021-01-13 | 20-21 | 20-21 |  | 0 | 0.27781 | 0.22171 | 0.074585 | 0.23678 | 0 | 0.0034239 | 0.0028348 | 0.00080352 | 0.0029159 | 1
2021-01-14 | 20-21 | 20-21 |  | 0 | 0.028794 | 0.79062 | 0 | 0.13751 | 0 | 0.00012149 | 0.0038917 | 0 | 0.00066281 | 1
2021-01-15 | 20-21 | 20-21 |  | 0 | 0.075204 | 0.86571 | 0.20772 | 0.21213 | 0 | 0.00036237 | 0.0097696 | 0.00095842 | 0.0018481 | 1
2021-01-16 | 20-21 | 20-21 |  | 0 | 0.027528 | 0.0087593 | 0.010632 | 0.021987 | 0 | 8.678e-05 | 9.3184e-05 | 8.2288e-05 | 8.6406e-05 | 1
2021-01-17 | 20-21 | 20-21 |  | 0 | 0.02888 | 0.092208 | 0.1106 | 0.05039 | 0 | 0.00011676 | 0.00077245 | 0.00078658 | 0.00031427 | 1
2021-01-18 | 20-21 | 20-21 |  | 0 | 0.0027817 | 0.018458 | 0.12022 | 0.022783 | 0 | 2.6823e-05 | 0.00014713 | 0.0012125 | 0.00022313 | 1
2021-01-19 | 20-21 | 20-21 |  | 8.1035 | 0.21647 | 0.0071433 | 0.027228 | 0.21584 | 0.02515 | 0.0018445 | 2.9426e-05 | 0.0002396 | 0.0015072 | 1
2021-01-20 | 20-21 | 20-21 |  | 0 | 0.29172 | 0.0042595 | 0.35587 | 0.25647 | 0 | 0.0032051 | 1.4713e-05 | 0.0010092 | 0.002376 | 1
2021-01-21 | 20-21 | 20-21 |  | 0 | 0.21465 | 1.4602 | 0.27165 | 0.40681 | 0 | 0.0025235 | 0.0089383 | 0.0011327 | 0.0032488 | 1
2021-01-22 | 20-21 | 20-21 |  | 0 | 0.72749 | 0.00086072 | 0.19785 | 0.53423 | 0 | 0.006396 | 1.4713e-05 | 0.0007769 | 0.0045529 | 1
2021-01-23 | 20-21 | 20-21 |  | 0 | 0.31925 | 0.07543 | 0.80345 | 0.35355 | 0 | 0.0045452 | 0.0022953 | 0.0053197 | 0.0042933 | 1
2021-01-24 | 20-21 | 20-21 |  | 0 | 0.6599 | 0.19547 | 0.3241 | 0.53533 | 0 | 0.010122 | 0.0026852 | 0.0013795 | 0.0076235 | 1
2021-01-25 | 20-21 | 20-21 |  | 0 | 0.60116 | 2.3689 | 4.916 | 1.5095 | 0 | 0.0078318 | 0.022165 | 0.029055 | 0.013101 | 1
2021-01-26 | 20-21 | 20-21 |  | 0 | 0.014488 | 0.3236 | 0.36525 | 0.11318 | 0 | 8.5202e-05 | 0.0064812 | 0.0019991 | 0.0013238 | 1
2021-01-27 | 20-21 | 20-21 |  | 0 | 0.51829 | 0.34283 | 0.27581 | 0.4518 | 0 | 0.0041271 | 0.0016013 | 0.00078658 | 0.0032175 | 1
2021-01-28 | 20-21 | 20-21 |  | 0 | 0.042592 | 0.077517 | 0.090019 | 0.05461 | 0 | 0.00029873 | 0.00082394 | 0.00080836 | 0.00045136 | 1
2021-01-29 | 20-21 | 20-21 |  | 0 | 0.29908 | 0.00081658 | 0.57787 | 0.29449 | 0 | 0.0070444 | 7.3566e-06 | 0.0026647 | 0.0052857 | 1
2021-01-30 | 20-21 | 20-21 |  | 0 | 0.41756 | 0.025844 | 0.1872 | 0.3215 | 0 | 0.0043159 | 9.5636e-05 | 0.00079868 | 0.0031263 | 1
2021-01-31 | 20-21 | 20-21 |  | 0 | 0.2309 | 0.010976 | 0.035679 | 0.16707 | 0 | 0.0017414 | 7.3566e-05 | 0.00019604 | 0.0012476 | 1
2021-02-01 | 20-21 | 20-21 |  | 0 | 0.60548 | 0.0046273 | 0.0264 | 0.42439 | 0 | 0.0066884 | 5.1496e-05 | 0.00011617 | 0.0046616 | 2
2021-02-02 | 20-21 | 20-21 |  | 0 | 0.14042 | 0.034694 | 1.3595 | 0.3073 | 0 | 0.0054461 | 0.00022806 | 0.013926 | 0.005907 | 2
2021-02-03 | 20-21 | 20-21 |  | 0 | 0.0088137 | 0.00068417 | 0.018871 | 0.0090541 | 0 | 3.103e-05 | 7.3566e-06 | 7.2607e-05 | 3.3542e-05 | 2
2021-02-04 | 20-21 | 20-21 |  | 0 | 1.0002 | 0.13422 | 0.48304 | 0.7861 | 0 | 0.010684 | 0.0012555 | 0.0066581 | 0.0085958 | 2
2021-02-05 | 20-21 | 20-21 |  | 0 | 1.2302 | 11.3759 | 1.5559 | 2.7785 | 0 | 0.011277 | 0.021226 | 0.018551 | 0.013767 | 2
2021-02-06 | 20-21 | 20-21 |  | 0 | 0.18034 | 5.6629 | 5.5418 | 1.8018 | 0 | 0.0020917 | 0.020317 | 0.016465 | 0.0069508 | 2
2021-02-07 | 20-21 | 20-21 |  | 0 | 0.13261 | 0.0006106 | 0.0022581 | 0.092355 | 0 | 0.00047703 | 7.3566e-06 | 7.2607e-06 | 0.00033287 | 2
2021-02-08 | 20-21 | 20-21 |  | 0 | 0.58162 | 0.0013683 | 0.093037 | 0.4174 | 0 | 0.0051668 | 4.414e-05 | 0.00047195 | 0.0036593 | 2
2021-02-09 | 20-21 | 20-21 |  | 0 | 0.27721 | 0 | 0.05007 | 0.19971 | 0 | 0.0029421 | 0 | 0.002672 | 0.002442 | 2
2021-02-10 | 20-21 | 20-21 |  | 0 | 0.1322 | 0.037291 | 0.15669 | 0.12079 | 0 | 0.0014442 | 0.0018465 | 0.006237 | 0.0022152 | 2
2021-02-11 | 20-21 | 20-21 |  | 0 | 0.22461 | 0.41226 | 0.42149 | 0.28048 | 0 | 0.0017119 | 0.004051 | 0.0025122 | 0.0021675 | 2
2021-02-12 | 20-21 | 20-21 |  | 0 | 0.53498 | 0.0018686 | 0.53307 | 0.45143 | 0 | 0.0030626 | 1.4713e-05 | 0.0022799 | 0.0024686 | 2
2021-02-13 | 20-21 | 20-21 |  | 0 | 0.010497 | 0 | 0.21055 | 0.038994 | 0 | 0.00016935 | 0 | 0.0015756 | 0.00035474 | 2
2021-02-14 | 20-21 | 20-21 |  | 0 | 0.29058 | 0.017293 | 0.0036739 | 0.20456 | 0 | 0.0041839 | 0.00012261 | 1.4521e-05 | 0.0029207 | 2
2021-02-15 | 20-21 | 20-21 |  | 0 | 0.39871 | 0.60149 | 0.0067234 | 0.36683 | 0 | 0.0043895 | 0.0040314 | 8.7129e-05 | 0.0036553 | 2
2021-02-16 | 20-21 | 20-21 |  | 0 | 0.6296 | 0.14686 | 0.27059 | 0.49903 | 0 | 0.0071018 | 0.00048063 | 0.0021782 | 0.0053226 | 2
2021-02-17 | 20-21 | 20-21 |  | 0 | 0.70045 | 0.078238 | 0.67014 | 0.59814 | 0 | 0.0081226 | 0.00061796 | 0.00607 | 0.0066369 | 2
2021-02-18 | 20-21 | 20-21 |  | 0 | 0.76826 | 0.11 | 0.22532 | 0.58286 | 0 | 0.009753 | 0.00086318 | 0.0020378 | 0.0071962 | 2
2021-02-19 | 20-21 | 20-21 |  | 0 | 0.20836 | 0.87183 | 0.066073 | 0.28401 | 0 | 0.0024782 | 0.0018686 | 0.0002396 | 0.0020318 | 2
2021-02-20 | 20-21 | 20-21 |  | 0 | 0.1484 | 2.3422 | 2.2957 | 0.79692 | 0 | 0.0019412 | 0.011594 | 0.0038264 | 0.0036458 | 2
2021-02-21 | 20-21 | 20-21 |  | 0 | 1.2342 | 0.15917 | 0.55975 | 0.96351 | 0 | 0.0098251 | 0.0018048 | 0.0011835 | 0.0072574 | 2
2021-02-22 | 20-21 | 20-21 |  | 0.80143 | 0.27851 | 0 | 0.41679 | 0.26185 | 0.0039479 | 0.0024456 | 0 | 0.0023331 | 0.0020763 | 2
2021-02-23 | 20-21 | 20-21 |  | 0 | 0.36819 | 0.080511 | 0.077458 | 0.27887 | 0 | 0.0053341 | 0.0017852 | 0.001457 | 0.0041825 | 2
2021-02-24 | 20-21 | 20-21 |  | 0 | 0.1311 | 0.05093 | 0.71735 | 0.20652 | 0 | 0.0021001 | 5.1496e-05 | 0.0082845 | 0.0027114 | 2
2021-02-25 | 20-21 | 20-21 |  | 0.048496 | 0.26661 | 0.0058044 | 0.89518 | 0.32089 | 0.0002437 | 0.004379 | 2.207e-05 | 0.0089525 | 0.0043892 | 2
2021-02-26 | 20-21 | 20-21 |  | 0 | 0.008476 | 0.029824 | 0.14822 | 0.032638 | 0 | 4.9438e-05 | 0.00018392 | 0.0006099 | 0.00015349 | 2
2021-02-27 | 20-21 | 20-21 |  | 0 | 0.16755 | 0.39112 | 0.23166 | 0.20919 | 0 | 0.0020869 | 0.0045537 | 0.00091485 | 0.0022615 | 2
2021-02-28 | 20-21 | 20-21 |  | 0 | 0.15439 | 0.1085 | 0.31784 | 0.17104 | 0 | 0.0012244 | 0.00057382 | 0.0011182 | 0.0011025 | 2
2021-03-01 | 20-21 | 20-21 |  | 0 | 0.86907 | 0.26852 | 0.035866 | 0.64777 | 0 | 0.0051721 | 0.0014566 | 0.00020572 | 0.0038329 | 3
2021-03-02 | 20-21 | 20-21 |  | 0 | 0.36367 | 0.0035532 | 0.055748 | 0.26102 | 0 | 0.0050411 | 4.414e-05 | 8.7129e-05 | 0.0035142 | 3
2021-03-03 | 20-21 | 20-21 |  | 0 | 0.1421 | 0.20764 | 0.055203 | 0.13769 | 0 | 0.00044021 | 0.00040461 | 0.00018152 | 0.00039266 | 3
2021-03-04 | 20-21 | 20-21 |  | 0 | 0.027103 | 1.071 | 0.0024904 | 0.17839 | 0 | 0.0002393 | 0.0061428 | 1.4521e-05 | 0.0010814 | 3
2021-03-05 | 20-21 | 20-21 |  | 0 | 0.18585 | 0.10272 | 0.14265 | 0.16559 | 0 | 0.0047477 | 0.00091958 | 0.0012682 | 0.0036189 | 3
2021-03-06 | 20-21 | 20-21 |  | 0 | 0.15637 | 0.016376 | 0.047754 | 0.11803 | 0 | 0.0020275 | 0.00015449 | 0.0002396 | 0.0014645 | 3
2021-03-07 | 20-21 | 20-21 |  | 0 | 0.34205 | 0.006106 | 0.0036376 | 0.23857 | 0 | 0.0026718 | 7.3566e-05 | 2.9043e-05 | 0.0018674 | 3
2021-03-08 | 20-21 | 20-21 |  | 0 | 0.31654 | 0 | 0.26042 | 0.25866 | 0 | 0.0047571 | 0 | 0.0016409 | 0.0035449 | 3
2021-03-09 | 20-21 | 20-21 |  | 0 | 0.24785 | 0.014544 | 0.085691 | 0.18688 | 0 | 0.00083467 | 0.00022806 | 0.00087129 | 0.00074375 | 3
2021-03-10 | 20-21 | 20-21 |  | 0 | 0.050757 | 0.13516 | 4.1125 | 0.67478 | 0 | 0.00064848 | 0.0023051 | 0.016344 | 0.0032543 | 3
2021-03-11 | 20-21 | 20-21 |  | 0 | 0.0066479 | 0.0045979 | 0.32155 | 0.05373 | 0 | 4.3653e-05 | 2.207e-05 | 0.00062442 | 0.0001276 | 3
2021-03-12 | 20-21 | 20-21 |  | 0 | 0.13915 | 0.57944 | 3.6946 | 0.73917 | 0 | 0.0015052 | 0.0049584 | 0.022428 | 0.0051592 | 3
2021-03-13 | 20-21 | 20-21 |  | 0 | 0.30451 | 0.10258 | 0.012125 | 0.22816 | 0 | 0.0022489 | 0.00047818 | 6.7767e-05 | 0.0016403 | 3
2021-03-14 | 20-21 | 20-21 |  | 0 | 0.04815 | 0.11269 | 0.16325 | 0.074724 | 0 | 0.00043337 | 0.00081658 | 0.00065347 | 0.00052026 | 3
2021-03-15 | 20-21 | 20-21 |  | 0 | 0.035359 | 0.45496 | 0.089264 | 0.1056 | 0 | 0.00016988 | 0.00089015 | 0.00042112 | 0.00031354 | 3
2021-03-16 | 20-21 | 20-21 |  | 0 | 0.57688 | 0.0068343 | 0.27547 | 0.44241 | 0 | 0.005798 | 2.9426e-05 | 0.0037683 | 0.0045912 | 3
2021-03-17 | 20-21 | 20-21 |  | 0 | 0.23223 | 0.19155 | 0.1097 | 0.20599 | 0 | 0.0022878 | 0.0017214 | 0.0012125 | 0.0020245 | 3
2021-03-18 | 20-21 | 20-21 |  | 0.059658 | 0.3052 | 0.0015743 | 5.1002 | 0.98054 | 0.00014622 | 0.0024898 | 7.3566e-06 | 0.02505 | 0.0055016 | 3
2021-03-19 | 20-21 | 20-21 |  | 0 | 0.8016 | 0.00083865 | 0.49324 | 0.6301 | 0 | 0.0077881 | 7.3566e-06 | 0.001002 | 0.0055508 | 3
2021-03-20 | 20-21 | 20-21 |  | 0 | 0.40877 | 0.0038254 | 0.23537 | 0.31939 | 0 | 0.0063139 | 1.4713e-05 | 0.00046711 | 0.0044494 | 3
2021-03-21 | 20-21 | 20-21 |  | 0 | 0.45905 | 0.0014198 | 0.0014449 | 0.31864 | 0 | 0.0041996 | 7.3566e-06 | 7.2607e-06 | 0.0029134 | 3
2021-03-22 | 20-21 | 20-21 |  | 0 | 0.25597 | 0.0037224 | 0.095268 | 0.19235 | 0 | 0.0032309 | 8.0923e-05 | 0.0003703 | 0.0023075 | 3
2021-03-23 | 20-21 | 20-21 |  | 0 | 0.17001 | 0.075611 | 0.10983 | 0.14564 | 0 | 0.0015889 | 0.00091958 | 0.00041386 | 0.0013005 | 3
2021-03-24 | 20-21 | 20-21 |  | 0 | 0.27543 | 0.14603 | 1.5661 | 0.44855 | 0 | 0.0025398 | 0.0008877 | 0.0057287 | 0.0027555 | 3
2021-03-25 | 20-21 | 20-21 |  | 0 | 0.015213 | 0.0051276 | 0.68 | 0.11374 | 0 | 0.00020669 | 0.0001692 | 0.0047993 | 0.00089141 | 3
2021-03-26 | 20-21 | 20-21 |  | 0 | 0.10077 | 0.047899 | 0.27395 | 0.11824 | 0 | 0.0041023 | 0.00025013 | 0.00048647 | 0.0029542 | 3
2021-03-27 | 20-21 | 20-21 |  | 0 | 0.017068 | 0.035334 | 7.926 | 1.2111 | 0 | 0.00011781 | 0.00036538 | 0.0070937 | 0.0012046 | 3
2021-03-28 | 20-21 | 20-21 |  | 0 | 0.5417 | 0 | 0.039569 | 0.38147 | 0 | 0.0020012 | 0 | 0.00010649 | 0.0014033 | 3
2021-03-29 | 20-21 | 20-21 |  | 0 | 0.23957 | 0.010152 | 0.12193 | 0.18595 | 0 | 0.001287 | 0.0001128 | 0.0020959 | 0.0012246 | 3
2021-03-30 | 20-21 | 20-21 |  | 0 | 0.0038672 | 0.29749 | 0.10257 | 0.062362 | 0 | 7.3106e-05 | 0.0018759 | 0.00035336 | 0.00038281 | 3
2021-03-31 | 20-21 | 20-21 |  | 0 | 0.15693 | 0.083968 | 0.159 | 0.14522 | 0 | 0.0020065 | 0.00081658 | 0.00054456 | 0.0015943 | 3
2021-04-01 | 20-21 | 20-21 |  | 0 | 0.46453 | 0.20898 | 0.0076746 | 0.35424 | 0 | 0.0034891 | 0.0018539 | 2.9043e-05 | 0.0026987 | 4
2021-04-02 | 20-21 | 20-21 |  | 0 | 0.37164 | 0.18224 | 0.11311 | 0.30175 | 0 | 0.0051074 | 0.0012433 | 0.00070429 | 0.0038314 | 4
2021-04-03 | 20-21 | 20-21 |  | 0 | 0.066893 | 0.0014051 | 0 | 0.04658 | 0 | 0.0003366 | 1.4713e-05 | 0 | 0.00023552 | 4
2021-04-04 | 20-21 | 20-21 |  | 0 | 0.044321 | 0.0015817 | 0.0035287 | 0.03149 | 0 | 0.00096089 | 7.3566e-06 | 2.1782e-05 | 0.00067047 | 4
2021-04-05 | 20-21 | 20-21 |  | 0 | 0.20674 | 0 | 0 | 0.14331 | 0 | 0.0014842 | 0 | 0 | 0.0010289 | 4
2021-04-06 | 20-21 | 20-21 |  | 0.022372 | 0.34358 | 0.0021334 | 0.055583 | 0.24703 | 0.00043866 | 0.0038409 | 2.9426e-05 | 0.00056392 | 0.0027552 | 4
2021-04-07 | 20-21 | 20-21 |  | 0.042404 | 0.37962 | 0.29602 | 0.018624 | 0.31029 | 0.00029244 | 0.0076109 | 0.0020525 | 7.9868e-05 | 0.0055953 | 4
2021-04-08 | 20-21 | 20-21 |  | 0 | 0.11488 | 5.131 | 0.16645 | 0.86757 | 0 | 0.00087306 | 0.05054 | 0.0013069 | 0.0083162 | 4
2021-04-09 | 20-21 | 20-21 |  | 0 | 0.00096089 | 0.00044875 | 0.19221 | 0.029687 | 0 | 7.8891e-06 | 7.3566e-06 | 0.00088581 | 0.00014 | 4
2021-04-10 | 20-21 | 20-21 |  | 0 | 0.0098424 | 0.14419 | 0 | 0.02826 | 0 | 0.00014884 | 0.00094165 | 0 | 0.00024318 | 4
2021-04-11 | 20-21 | 20-21 |  | 0 | 0.22668 | 0.15514 | 0.010593 | 0.1818 | 0 | 0.0016215 | 0.00073566 | 2.1782e-05 | 0.0012367 | 4
2021-04-12 | 20-21 | 20-21 |  | 0 | 0.0082268 | 0.010074 | 0.11627 | 0.024715 | 0 | 0.00013569 | 6.1305e-05 | 0.0020257 | 0.00040833 | 4
2021-04-13 | 20-21 | 20-21 |  | 0.98284 | 0.2998 | 2.9431 | 1.7594 | 0.91778 | 0.0053127 | 0.005637 | 0.027116 | 0.010659 | 0.0095846 | 4
2021-04-14 | 20-21 | 20-21 |  | 0.073403 | 0.18633 | 0.0093871 | 0.011414 | 0.13283 | 0.00029244 | 0.0012181 | 5.8853e-05 | 0.00026139 | 0.00089469 | 4
2021-04-15 | 20-21 | 20-21 |  | 0.15265 | 0.77819 | 0.008416 | 0.017012 | 0.5444 | 0.001316 | 0.0046288 | 5.8853e-05 | 0.00013795 | 0.0032481 | 4
2021-04-16 | 20-21 | 20-21 |  | 0 | 0.012481 | 0.021209 | 0.60072 | 0.1023 | 0 | 4.1023e-05 | 0.00015449 | 0.0061426 | 0.00097672 | 4
2021-04-17 | 20-21 | 20-21 |  | 0 | 0.025337 | 0.001258 | 0.15489 | 0.041083 | 0 | 0.00024035 | 1.4713e-05 | 0.00074786 | 0.00028146 | 4
2021-04-18 | 20-21 | 20-21 |  | 0.052152 | 0.25357 | 0 | 0.089147 | 0.1896 | 0.0004874 | 0.0019912 | 0 | 0.0002396 | 0.0014201 | 4
2021-04-19 | 20-21 | 20-21 |  | 0 | 0.097601 | 0.0044262 | 0.88581 | 0.20175 | 0 | 0.0004197 | 2.6974e-05 | 0.0061619 | 0.0012232 | 4
2021-04-20 | 20-21 | 20-21 |  | 0 | 0.081642 | 0.37959 | 0.068466 | 0.12334 | 0 | 0.0023925 | 0.0013389 | 0.0011811 | 0.0020355 | 4
2021-04-21 | 20-21 | 20-21 |  | 0 | 0.010911 | 0.46085 | 0.0099763 | 0.077583 | 0 | 0.00010571 | 0.0010005 | 5.0825e-05 | 0.00022969 | 4
2021-04-22 | 20-21 | 20-21 |  | 0 | 0.0022389 | 1.3972 | 0.20147 | 0.23963 | 0 | 1.7356e-05 | 0.0054071 | 0.0007406 | 0.0009275 | 4
2021-04-23 | 20-21 | 20-21 |  | 0 | 0.063274 | 0.033328 | 0.17166 | 0.074675 | 0 | 0.00021301 | 0.00015449 | 0.00064621 | 0.00026797 | 4
2021-04-24 | 20-21 | 20-21 |  | 0 | 0.046808 | 0.012881 | 0.00097294 | 0.034509 | 0 | 0.00033134 | 0.00012506 | 7.2607e-06 | 0.00024938 | 4
2021-04-25 | 20-21 | 20-21 |  | 0 | 0.24389 | 0.015883 | 0.046147 | 0.17838 | 0 | 0.0020385 | 0.00012506 | 0.00036062 | 0.001486 | 4
2021-04-26 | 20-21 | 20-21 |  | 0 | 0.25865 | 1.151 | 0.00025413 | 0.35046 | 0 | 0.003042 | 0.014743 | 7.2607e-06 | 0.0043017 | 4
2021-04-27 | 20-21 | 20-21 |  | 0 | 0.078528 | 0.00075038 | 0.0079941 | 0.055752 | 0 | 0.00070529 | 7.3566e-06 | 4.3564e-05 | 0.00049656 | 4
2021-04-28 | 20-21 | 20-21 |  | 0 | 0.079112 | 0.027779 | 1.2632 | 0.24925 | 0 | 0.00068898 | 0.00014713 | 0.0072753 | 0.0015954 | 4
2021-04-29 | 20-21 | 20-21 |  | 0 | 0.0017924 | 0.0019348 | 1.1367 | 0.17276 | 0 | 1.42e-05 | 1.4713e-05 | 0.0089936 | 0.0013668 | 4
2021-04-30 | 20-21 | 20-21 |  | 0 | 0.00059642 | 0.17645 | 0.095704 | 0.041063 | 0 | 3.1556e-06 | 0.0010177 | 0.00085677 | 0.00028255 | 4
2021-05-01 | 20-21 | 20-21 |  | 0 | 0.047227 | 0.059986 | 2.2546 | 0.38129 | 0 | 0.0002514 | 0.0002256 | 0.023075 | 0.0036838 | 5
2021-05-02 | 20-21 | 20-21 |  | 0 | 0.0023336 | 0.007592 | 0.16147 | 0.02707 | 0 | 2.6823e-05 | 2.9426e-05 | 0.00034125 | 7.4375e-05 | 5
2021-05-03 | 20-21 | 20-21 |  | 0 | 0.10803 | 0.014242 | 0.22762 | 0.11129 | 0 | 0.00025456 | 0.00013978 | 0.00066073 | 0.00029677 | 5
2021-05-04 | 20-21 | 20-21 |  | 0 | 0.14403 | 0 | 0.22733 | 0.13409 | 0 | 0.0020417 | 0 | 0.00058086 | 0.0015028 | 5
2021-05-05 | 20-21 | 20-21 |  | 0 | 0.0027407 | 0.0029132 | 0.0030495 | 0.0027923 | 0 | 4.2601e-05 | 2.207e-05 | 5.0825e-05 | 4.0469e-05 | 5
2021-05-06 | 20-21 | 20-21 |  | 0 | 0.0021111 | 0.0092448 | 0.099158 | 0.017775 | 0 | 1.5778e-05 | 7.8471e-05 | 0.00058328 | 0.00011047 | 5
2021-05-07 | 20-21 | 20-21 |  | 0 | 0.072886 | 0.0010495 | 3.2938 | 0.54686 | 0 | 0.0002514 | 9.8088e-06 | 0.021789 | 0.0034581 | 5
2021-05-08 | 20-21 | 20-21 |  | 0 | 0.00068162 | 0.030545 | 0.3265 | 0.054198 | 0 | 1.2623e-05 | 0.00013242 | 0.0010068 | 0.0001801 | 5
2021-05-09 | 20-21 | 20-21 |  | 0 | 0.00010571 | 0.11097 | 0.0035432 | 0.017105 | 0 | 1.5778e-06 | 0.0004414 | 1.4521e-05 | 6.8906e-05 | 5
2021-05-10 | 20-21 | 20-21 |  | 0.59848 | 0.62811 | 0.13829 | 1.2023 | 0.64155 | 0.0014622 | 0.03087 | 0.00092693 | 0.0062515 | 0.022489 | 5
2021-05-11 | 20-21 | 20-21 |  | 0.053224 | 0.02991 | 0.1355 | 0.03284 | 0.046225 | 0.00014622 | 0.00025456 | 0.00080187 | 0.00024202 | 0.00033323 | 5
2021-05-12 | 20-21 | 20-21 |  | 0 | 0.044279 | 0.0060104 | 1.5136 | 0.25959 | 0 | 0.00020354 | 2.9426e-05 | 0.0091413 | 0.0015225 | 5
2021-05-13 | 20-21 | 20-21 |  | 0 | 1.1421 | 0.0069299 | 0.30748 | 0.83906 | 0 | 0.012752 | 3.6783e-05 | 0.0015804 | 0.0090833 | 5
2021-05-14 | 20-21 | 20-21 |  | 0 | 0.0042007 | 0.0038328 | 0.063415 | 0.013035 | 0 | 3.7342e-05 | 4.414e-05 | 0.00043564 | 9.8073e-05 | 5
2021-05-15 | 20-21 | 20-21 |  | 0 | 0.29115 | 0.38482 | 0.0026429 | 0.25944 | 0 | 0.0043948 | 0.0021408 | 1.4521e-05 | 0.0033669 | 5
2021-05-16 | 20-21 | 20-21 |  | 0 | 0.0082141 | 0.029544 | 7.2607e-05 | 0.010098 | 0 | 0.00010887 | 0.00015449 | 7.2607e-06 | 9.9531e-05 | 5
2021-05-17 | 20-21 | 20-21 |  | 0 | 0.15568 | 0.036339 | 0.046636 | 0.12035 | 0 | 0.0023978 | 0.00018146 | 0.00069703 | 0.0017941 | 5
2021-05-18 | 20-21 | 20-21 |  | 0 | 0.19998 | 0.012536 | 0.08376 | 0.15311 | 0 | 0.0074394 | 2.207e-05 | 0.00042112 | 0.0052238 | 5
2021-05-19 | 20-21 | 20-21 |  | 0 | 0.04283 | 0.0081438 | 0.013607 | 0.03295 | 0 | 0.0013007 | 0.00011771 | 7.9868e-05 | 0.00093115 | 5
2021-05-20 | 20-21 | 20-21 |  | 0 | 0.6479 | 0.011756 | 0 | 0.45087 | 0 | 0.0040681 | 1.4713e-05 | 0 | 0.0028222 | 5
2021-05-21 | 20-21 | 20-21 |  | 0 | 0.034799 | 0.0020451 | 0.33736 | 0.075246 | 0 | 0.00012307 | 1.4713e-05 | 0.001866 | 0.00036859 | 5
2021-05-22 | 20-21 | 20-21 |  | 0 | 0.20324 | 0 | 0.18333 | 0.16851 | 0 | 0.0012607 | 0 | 0.00053729 | 0.00095485 | 5
2021-05-23 | 20-21 | 20-21 |  | 0 | 0.021818 | 0 | 0.21558 | 0.047599 | 0 | 0.00023825 | 0 | 0.0002396 | 0.00020125 | 5
2021-05-24 | 20-21 | 20-21 |  | 0 | 0.026436 | 0.0010643 | 0.053686 | 0.026571 | 0 | 0.00034028 | 1.7165e-05 | 0.00041628 | 0.00030115 | 5
2021-05-25 | 20-21 | 20-21 |  | 0 | 0.73327 | 0.47493 | 3.3362 | 1.0815 | 0 | 0.007775 | 0.0044091 | 0.0081683 | 0.0072756 | 5
2021-05-26 | 20-21 | 20-21 |  | 0 | 0.14419 | 0.011572 | 1.0261 | 0.25624 | 0 | 0.0020585 | 8.0923e-05 | 0.0071736 | 0.0025196 | 5
2021-05-27 | 20-21 | 20-21 |  | 0 | 0.68291 | 0.0058044 | 0.017919 | 0.47696 | 0 | 0.011813 | 4.414e-05 | 9.1969e-05 | 0.0082093 | 5
2021-05-28 | 20-21 | 20-21 |  | 0 | 0.1075 | 0 | 0.03936 | 0.080447 | 0 | 0.00028085 | 0 | 0.00018878 | 0.00022313 | 5
2021-05-29 | 20-21 | 20-21 |  | 0 | 0.0028716 | 0.020805 | 0.19261 | 0.034099 | 0 | 1.1045e-05 | 0.00020599 | 0.001031 | 0.00019359 | 5
2021-05-30 | 20-21 | 20-21 |  | 0 | 0.13885 | 0.73647 | 0.29226 | 0.24977 | 0 | 0.0008373 | 0.0068147 | 0.0015828 | 0.001832 | 5
2021-05-31 | 20-21 | 20-21 |  | 0 | 1.3951 | 0.00032369 | 0.0099617 | 0.96865 | 0 | 0.0044463 | 7.3566e-06 | 2.9043e-05 | 0.0030877 | 5
2021-06-01 | 20-21 | 20-21 |  | 0 | 0.0631 | 0.01166 | 0.15408 | 0.068686 | 0 | 0.00065953 | 0.00018392 | 0.0010722 | 0.00064604 | 6
2021-06-02 | 20-21 | 20-21 |  | 0 | 0.42068 | 0.35215 | 0.53104 | 0.42397 | 0 | 0.0041486 | 0.0099854 | 0.0028462 | 0.0047892 | 6
2021-06-03 | 20-21 | 20-21 |  | 0 | 0.0066111 | 1.569 | 0.038874 | 0.24371 | 0 | 5.1016e-05 | 0.021462 | 0.00018878 | 0.0032546 | 6
2021-06-04 | 20-21 | 20-21 |  | 0 | 0.044974 | 0.18837 | 0.11983 | 0.077234 | 0 | 0.00012465 | 0.000949 | 0.00091969 | 0.00036604 | 6
2021-06-05 | 20-21 | 20-21 |  | 0 | 0.0029668 | 0.044522 | 0.020841 | 0.011815 | 0 | 2.4719e-05 | 0.00032369 | 0.00023476 | 0.00010063 | 6
2021-06-06 | 20-21 | 20-21 |  | 0 | 0.021098 | 0.98404 | 0.0098528 | 0.16241 | 0 | 0.00013937 | 0.0066798 | 2.9043e-05 | 0.0010941 | 6
2021-06-07 | 20-21 | 20-21 |  | 0.020617 | 0.75549 | 2.2106 | 0.86198 | 0.98238 | 0.00014622 | 0.0050601 | 0.0080187 | 0.014463 | 0.0068797 | 6
2021-06-08 | 20-21 | 20-21 |  | 0 | 0.70686 | 2.3089 | 0.91833 | 0.97161 | 0 | 0.0066805 | 0.012786 | 0.0039765 | 0.0071309 | 6
2021-06-09 | 20-21 | 20-21 |  | 0 | 0.11063 | 0.08417 | 1.1011 | 0.25507 | 0 | 0.00045494 | 0.00042423 | 0.0075512 | 0.0015159 | 6
2021-06-10 | 20-21 | 20-21 |  | 0 | 0.039495 | 0.61328 | 0.0037974 | 0.11913 | 0 | 0.00024982 | 0.0047794 | 2.9043e-05 | 0.00088813 | 6
2021-06-11 | 20-21 | 20-21 |  | 0 | 0.029218 | 0.48202 | 0.36922 | 0.14754 | 0 | 0.00024088 | 0.0020966 | 0.003703 | 0.0010365 | 6
2021-06-12 | 20-21 | 20-21 |  | 0 | 0.0022721 | 0.16399 | 0.22199 | 0.059397 | 0 | 2.8401e-05 | 0.0014125 | 0.0013844 | 0.00043823 | 6
2021-06-13 | 20-21 | 20-21 |  | 0 | 0.012884 | 0.0051202 | 0.055545 | 0.01806 | 0 | 0.00018776 | 1.4713e-05 | 0.00032673 | 0.00018156 | 6
2021-06-14 | 20-21 | 20-21 |  | 0 | 0.043248 | 0.11196 | 0.0059102 | 0.047516 | 0 | 0.00014463 | 0.0023026 | 0.00010165 | 0.00045792 | 6
2021-06-15 | 20-21 | 20-21 |  | 0 | 0.43995 | 1.7625 | 1.8656 | 0.84805 | 0 | 0.0019323 | 0.012859 | 0.0122 | 0.0050892 | 6
2021-06-16 | 20-21 | 20-21 |  | 0 | 0.064721 | 0.030925 | 0.43484 | 0.11497 | 0 | 0.0015515 | 0.00021825 | 0.0053294 | 0.0019108 | 6
2021-06-17 | 20-21 | 20-21 |  | 0 | 0.071219 | 0.055187 | 0.050999 | 0.065257 | 0 | 0.00043706 | 0.00062286 | 0.0002033 | 0.0004262 | 6
2021-06-18 | 20-21 | 20-21 |  | 0.036409 | 0.45224 | 0.0070403 | 0.020366 | 0.31788 | 0.00014622 | 0.0024114 | 4.414e-05 | 0.00033399 | 0.0017296 | 6
2021-06-19 | 20-21 | 20-21 |  | 0 | 0.098384 | 0.038917 | 0.12976 | 0.093533 | 0 | 0.00035869 | 0.00012506 | 0.00015248 | 0.00029021 | 6
2021-06-20 | 20-21 | 20-21 |  | 0 | 0.034922 | 0.01013 | 0.0036594 | 0.026265 | 0 | 0.00030978 | 6.621e-05 | 1.4521e-05 | 0.00022677 | 6
2021-06-21 | 20-21 | 20-21 |  | 0 | 0.059938 | 1.4107 | 0.024706 | 0.25501 | 0 | 0.00033345 | 0.015898 | 0.00020814 | 0.0026261 | 6
2021-06-22 | 20-21 | 20-21 |  | 0 | 0.10777 | 0.014728 | 0.0087274 | 0.078209 | 0 | 0.00043706 | 0.00025013 | 0.00012343 | 0.00035875 | 6
2021-06-23 | 20-21 | 20-21 |  | 0 | 0.11737 | 0.28831 | 13.3908 | 2.1414 | 0 | 0.0028843 | 0.014191 | 0.022908 | 0.00756 | 6
2021-06-24 | 20-21 | 20-21 |  | 0 | 0.73352 | 1.995 | 0.70648 | 0.91152 | 0 | 0.0090488 | 0.019196 | 0.0063047 | 0.010076 | 6
2021-06-25 | 20-21 | 20-21 |  | 0 | 0.27905 | 0.092443 | 0.24335 | 0.24384 | 0 | 0.0042191 | 0.00023541 | 0.0014231 | 0.0031741 | 6
2021-06-26 | 20-21 | 20-21 |  | 0 | 0.13173 | 0.0044655 | 0.077516 | 0.10366 | 0 | 0.0027275 | 2.9426e-05 | 0.00024687 | 0.0019323 | 6
2021-06-27 | 20-21 | 20-21 |  | 0 | 0.077213 | 2.4052 | 0.010158 | 0.41265 | 0 | 0.00031451 | 0.022479 | 5.0825e-05 | 0.0035678 | 6
2021-06-28 | 20-21 | 20-21 |  | 0 | 0.065851 | 0.076553 | 0.032122 | 0.061869 | 0 | 0.00056276 | 0.00039726 | 8.9549e-05 | 0.00046266 | 6
2021-06-29 | 20-21 | 20-21 |  | 0 | 0.1586 | 0.13337 | 0.011305 | 0.13147 | 0 | 0.0039782 | 0.0014027 | 7.0187e-05 | 0.0029768 | 6
2021-06-30 | 20-21 | 20-21 |  | 0 | 0.043885 | 0.015339 | 0.61417 | 0.12522 | 0 | 0.0002251 | 7.3566e-05 | 0.00349 | 0.00069271 | 6
2021-07-01 | 21-22 | 21-22 |  | 0 | 0.14377 | 0 | 0.006959 | 0.10067 | 0 | 0.00081512 | 0 | 1.4498e-05 | 0.00056706 | 7
2021-07-02 | 21-22 | 21-22 |  | 0 | 0.93994 | 0.0032661 | 0.94223 | 0.79325 | 0 | 0.0063033 | 2.1823e-05 | 0.0020225 | 0.0046749 | 7
2021-07-03 | 21-22 | 21-22 |  | 0 | 0.28156 | 0.22153 | 0.028438 | 0.23251 | 0 | 0.0044759 | 0.000725 | 6.5241e-05 | 0.00322 | 7
2021-07-04 | 21-22 | 21-22 |  | 0 | 0.020698 | 0.18227 | 0.01575 | 0.043961 | 0 | 0.00012086 | 0.0015421 | 0.0001039 | 0.00032994 | 7
2021-07-05 | 21-22 | 21-22 |  | 0.82538 | 0.084397 | 0.3176 | 0.034159 | 0.11723 | 0.0045431 | 0.0004897 | 0.0038359 | 0.00022472 | 0.00098038 | 7
2021-07-06 | 21-22 | 21-22 |  | 0.37957 | 0.035602 | 2.3686 | 0.055556 | 0.38999 | 0.00073276 | 0.00025584 | 0.0037317 | 0.00025371 | 0.0007788 | 7
2021-07-07 | 21-22 | 21-22 |  | 0 | 0.022131 | 0.064108 | 0.98241 | 0.17233 | 0 | 0.00020457 | 0.00059649 | 0.008967 | 0.0015764 | 7
2021-07-08 | 21-22 | 21-22 |  | 0 | 0.25186 | 0.0073324 | 0.21541 | 0.20795 | 0 | 0.0020357 | 8.7291e-05 | 0.0006669 | 0.0015239 | 7
2021-07-09 | 21-22 | 21-22 |  | 0 | 0.79498 | 0.00064741 | 0.30641 | 0.597 | 0 | 0.0078541 | 7.2742e-06 | 0.0014715 | 0.0056648 | 7
2021-07-10 | 21-22 | 21-22 |  | 0 | 0.053355 | 0.073436 | 0 | 0.047956 | 0 | 0.00030135 | 0.00036129 | 0 | 0.00026286 | 7
2021-07-11 | 21-22 | 21-22 |  | 0 | 0.0075401 | 0.039618 | 0.0028706 | 0.01158 | 0 | 8.8418e-05 | 0.00014306 | 1.4498e-05 | 8.4841e-05 | 7
2021-07-12 | 21-22 | 21-22 |  | 0 | 0.4028 | 0.0062098 | 0.019029 | 0.28292 | 0 | 0.0028796 | 5.3344e-05 | 4.591e-05 | 0.0020104 | 7
2021-07-13 | 21-22 | 21-22 |  | 0 | 0.11379 | 0.18044 | 0.028184 | 0.11007 | 0 | 0.0013294 | 0.0016876 | 5.7992e-05 | 0.0011823 | 7
2021-07-14 | 21-22 | 21-22 |  | 0 | 0.40015 | 0.13611 | 0.3196 | 0.34561 | 0 | 0.0046265 | 0.0016003 | 0.0010704 | 0.0036061 | 7
2021-07-15 | 21-22 | 21-22 |  | 0.74888 | 1.5109 | 1.0072 | 3.0809 | 1.6655 | 0.006888 | 0.011018 | 0.0031061 | 0.0086456 | 0.0094485 | 7
2021-07-16 | 21-22 |  | MED | 0 | 10.5989 | 3.1908 | 2.3894 | 8.1807 | 0 | 0.041583 | 0.0048931 | 0.012183 | 0.031377 | 7 | 283.1481
2021-07-17 | 21-22 | 21-22 |  | 0 | 5.3818 | 1.8766 | 1.6015 | 4.2505 | 0 | 0.015647 | 0.006137 | 0.0051033 | 0.012527 | 7 | 339.3139
2021-07-18 | 21-22 | 21-22 |  | 0 | 0.20163 | 0.015872 | 0.95742 | 0.28576 | 0 | 0.0010867 | 3.6371e-05 | 0.0022061 | 0.0010895 | 7
2021-07-19 | 21-22 | 21-22 |  | 0 | 0.16734 | 0.19596 | 6.1093 | 1.062 | 0 | 0.0010139 | 0.0020659 | 0.014897 | 0.0032468 | 7
2021-07-20 | 21-22 | 21-22 |  | 0 | 1.9538 | 1.2979 | 0.68861 | 1.6514 | 0 | 0.018265 | 0.011467 | 0.0036196 | 0.014915 | 7
2021-07-21 | 21-22 | 21-22 |  | 0 | 0.039067 | 0.066814 | 1.4403 | 0.25318 | 0 | 0.00035472 | 0.0010911 | 0.0066183 | 0.001402 | 7
2021-07-22 | 21-22 | 21-22 |  | 0 | 0.44132 | 0.58356 | 0.51432 | 0.47027 | 0 | 0.0038261 | 0.009248 | 0.0030228 | 0.0044879 | 7
2021-07-23 | 21-22 | 21-22 |  | 0 | 0.065396 | 2.6417 | 0.11807 | 0.45804 | 0 | 0.00041227 | 0.024403 | 0.00054367 | 0.0040162 | 7
2021-07-24 | 21-22 |  | MED | 0 | 7.5395 | 2.2887 | 6.76 | 6.5814 | 0 | 0.051968 | 0.028013 | 0.014085 | 0.042316 | 7 | 155.5306
2021-07-25 | 21-22 | 21-22 |  | 0 | 0.38488 | 0.33216 | 2.387 | 0.67455 | 0 | 0.0038062 | 0.0017895 | 0.010755 | 0.004519 | 7
2021-07-26 | 21-22 | 21-22 |  | 0 | 0.65101 | 0.45385 | 0.30557 | 0.56486 | 0 | 0.0070494 | 0.00077834 | 0.003018 | 0.0054545 | 7
2021-07-27 | 21-22 | 21-22 |  | 0 | 0.35611 | 6.3792 | 5.1646 | 1.9756 | 0 | 0.0038402 | 0.024963 | 0.036619 | 0.011889 | 7
2021-07-28 | 21-22 | 21-22 |  | 0 | 0.21959 | 0.76015 | 1.1469 | 0.43794 | 0 | 0.0038051 | 0.0044979 | 0.0059393 | 0.0042007 | 7
2021-07-29 | 21-22 | 21-22 |  | 0 | 0.12314 | 0.010519 | 0.47001 | 0.15744 | 0 | 0.0018709 | 0.00013094 | 0.0015803 | 0.0015532 | 7
2021-07-30 | 21-22 | 21-22 |  | 0 | 0.084356 | 0.0079871 | 0.28214 | 0.10199 | 0 | 0.00022078 | 4.3645e-05 | 0.0003697 | 0.000215 | 7
2021-07-31 | 21-22 | 21-22 |  | 0 | 0.91579 | 0.20627 | 0.003639 | 0.66603 | 0 | 0.007751 | 0.002141 | 1.4498e-05 | 0.0056938 | 7
2021-08-01 | 21-22 | 21-22 |  | 0 | 0.27001 | 0.035838 | 0.15355 | 0.21552 | 0 | 0.0011991 | 5.3344e-05 | 0.00063066 | 0.00093361 | 8
2021-08-02 | 21-22 | 21-22 |  | 0 | 0.10353 | 0.0032443 | 0.58421 | 0.15989 | 0 | 0.00075705 | 1.4548e-05 | 0.0043325 | 0.0011769 | 8
2021-08-03 | 21-22 | 21-22 |  | 0 | 0.33822 | 0.012664 | 0.10145 | 0.25151 | 0 | 0.002843 | 4.3645e-05 | 0.00051468 | 0.0020539 | 8
2021-08-04 | 21-22 | 21-22 |  | 0 | 0.10077 | 0.0136 | 0.37966 | 0.12883 | 0 | 0.00039239 | 8.7291e-05 | 0.0026724 | 0.00068598 | 8
2021-08-05 | 21-22 | 21-22 |  | 0 | 0.24049 | 0.35232 | 0.026908 | 0.22338 | 0 | 0.0027954 | 0.0019883 | 0.00031895 | 0.0022824 | 8
2021-08-06 | 21-22 | 21-22 |  | 0 | 0.13538 | 0.47863 | 0.10321 | 0.18087 | 0 | 0.0039501 | 0.0027157 | 0.00028271 | 0.0031859 | 8
2021-08-07 | 21-22 | 21-22 |  | 0 | 0.51338 | 0.76396 | 0.20467 | 0.50071 | 0 | 0.0062992 | 0.0050726 | 0.0013773 | 0.0053305 | 8
2021-08-08 | 21-22 | 21-22 |  | 0 | 0.0061762 | 0.00029097 | 5.2762 | 0.79602 | 0 | 5.1795e-05 | 7.2742e-06 | 0.048684 | 0.007342 | 8
2021-08-09 | 21-22 | 21-22 |  | 0 | 0.18598 | 0.16376 | 0.030066 | 0.15789 | 0 | 0.0015978 | 2.1823e-05 | 0.00015464 | 0.0011337 | 8
2021-08-10 | 21-22 | 21-22 |  | 0 | 0.91269 | 0.23432 | 0.25858 | 0.70633 | 0 | 0.0080691 | 0.00034916 | 0.00071765 | 0.0057518 | 8
2021-08-11 | 21-22 | 21-22 |  | 0 | 0.083994 | 0.19237 | 1.2569 | 0.27557 | 0 | 0.00035681 | 0.0013118 | 0.0039797 | 0.0010406 | 8
2021-08-12 | 21-22 | 21-22 |  | 0 | 0.15446 | 0.3458 | 0.040297 | 0.16479 | 0 | 0.0011515 | 0.0016997 | 0.00014498 | 0.0010739 | 8
2021-08-13 | 21-22 | 21-22 |  | 0 | 0.10846 | 0.0012075 | 0.13395 | 0.095441 | 0 | 0.0035446 | 7.2742e-06 | 0.00074664 | 0.0025695 | 8
2021-08-14 | 21-22 | 21-22 |  | 0 | 0.15293 | 0.00081471 | 0.47793 | 0.17781 | 0 | 0.00048813 | 7.2742e-06 | 0.00086263 | 0.0004688 | 8
2021-08-15 | 21-22 | 21-22 |  | 0 | 0.15938 | 0.0046191 | 0.049312 | 0.11854 | 0 | 0.00032751 | 1.4548e-05 | 0.00050259 | 0.00030456 | 8
2021-08-16 | 21-22 | 21-22 |  | 0 | 0.0042561 | 0.0035789 | 0.0030663 | 0.0039447 | 0 | 2.8775e-05 | 1.4548e-05 | 2.8996e-05 | 2.6467e-05 | 8
2021-08-17 | 21-22 | 21-22 |  | 0.067414 | 0.83428 | 0.070698 | 0.05096 | 0.59687 | 0.00073276 | 0.0057451 | 0.010584 | 0.00022472 | 0.0056031 | 8
2021-08-18 | 21-22 | 21-22 |  | 0 | 0.27732 | 1.0754 | 0.023073 | 0.35646 | 0 | 0.0010354 | 0.0038456 | 1.4498e-05 | 0.0012947 | 8
2021-08-19 | 21-22 | 21-22 |  | 0 | 0.52691 | 0.0036007 | 0.65338 | 0.46372 | 0 | 0.0039302 | 1.4548e-05 | 0.0090612 | 0.0040854 | 8
2021-08-20 | 21-22 | 21-22 |  | 0 | 0.21507 | 0.013676 | 0.28283 | 0.19353 | 0 | 0.0016224 | 0.00015276 | 0.0012976 | 0.0013419 | 8
2021-08-21 | 21-22 | 21-22 |  | 0 | 0.049843 | 0 | 0.25342 | 0.072567 | 0 | 0.00016166 | 0 | 0.0063066 | 0.0010583 | 8
2021-08-22 | 21-22 | 21-22 |  | 0 | 0.40154 | 0.70148 | 0.46402 | 0.45279 | 0 | 0.0036461 | 0.0031109 | 0.0015344 | 0.0032221 | 8
2021-08-23 | 21-22 | 21-22 |  | 0 | 1.8697 | 0.37777 | 0.17452 | 1.3784 | 0 | 0.01444 | 0.0014767 | 0.0010294 | 0.010382 | 8
2021-08-24 | 21-22 | 21-22 |  | 0 | 0.29853 | 0.47517 | 0.016946 | 0.28047 | 0 | 0.0028791 | 0.00091655 | 7.4906e-05 | 0.0021435 | 8
2021-08-25 | 21-22 | 21-22 |  | 0 | 0.21878 | 0.014556 | 1.009 | 0.3052 | 0 | 0.0006995 | 0.00018186 | 0.0089597 | 0.0018563 | 8
2021-08-26 | 21-22 | 21-22 |  | 0 | 0.25658 | 0.018578 | 0.33546 | 0.23092 | 0 | 0.0014147 | 0.00051889 | 0.0018992 | 0.001343 | 8
2021-08-27 | 21-22 | 21-22 |  | 0 | 0.098225 | 0.001724 | 0.022829 | 0.071754 | 0 | 0.00035838 | 1.4548e-05 | 0.0001474 | 0.00027265 | 8
2021-08-28 | 21-22 | 21-22 |  | 0 | 0.016824 | 0.0042773 | 0.24907 | 0.049672 | 0 | 0.00027624 | 0.00010184 | 0.0011598 | 0.0003807 | 8
2021-08-29 | 21-22 | 21-22 |  | 0 | 0.067412 | 0.0076088 | 0.0057992 | 0.048725 | 0 | 0.00026682 | 2.9097e-05 | 2.1747e-05 | 0.00019252 | 8
2021-08-30 | 21-22 | 21-22 |  | 0 | 0.17279 | 0.12886 | 0.021885 | 0.1423 | 0 | 0.0024851 | 0.00029097 | 0.00011115 | 0.0017824 | 8
2021-08-31 | 21-22 | 21-22 |  | 0 | 0.15247 | 0.096648 | 0.54553 | 0.20197 | 0 | 0.0017218 | 0.0026066 | 0.0045113 | 0.0022599 | 8
2021-09-01 | 21-22 | 21-22 |  | 0 | 0.35214 | 0.068882 | 0.011801 | 0.2561 | 0 | 0.0022607 | 0.0002643 | 8.6987e-05 | 0.0016192 | 9
2021-09-02 | 21-22 | 21-22 |  | 0 | 1.9071 | 1.6945 | 0.84138 | 1.7012 | 0 | 0.02179 | 0.0084575 | 0.0036462 | 0.016912 | 9
2021-09-03 | 21-22 | 21-22 |  | 0 | 0.33556 | 0.01677 | 0.19903 | 0.26492 | 0 | 0.0031072 | 0.00012609 | 0.00016673 | 0.0021972 | 9
2021-09-04 | 21-22 | 21-22 |  | 0.0073276 | 0.56527 | 1.4917 | 0.053671 | 0.6229 | 0.00014655 | 0.0028221 | 0.028981 | 0.0013918 | 0.006499 | 9
2021-09-05 | 21-22 | 21-22 |  | 1.6124 | 0.39298 | 2.0438 | 0.13289 | 0.60985 | 0.013922 | 0.0022528 | 0.02142 | 0.0024139 | 0.0052297 | 9
2021-09-06 | 21-22 | 21-22 |  | 0 | 0.24934 | 0.39401 | 0.22456 | 0.2654 | 0 | 0.0013148 | 0.0068087 | 0.00096653 | 0.0020742 | 9
2021-09-07 | 21-22 | 21-22 |  | 0.75694 | 0.087136 | 0.021728 | 0.04735 | 0.076357 | 0.0076207 | 0.00018939 | 0.00021095 | 0.00050018 | 0.0002944 | 9
2021-09-08 | 21-22 | 21-22 |  | 0 | 0.45954 | 0.050047 | 0.014599 | 0.32813 | 0 | 0.0097752 | 0.00029097 | 6.5241e-05 | 0.0068275 | 9
2021-09-09 | 21-22 | 21-22 |  | 0 | 0.12044 | 0.0038335 | 0.092381 | 0.097901 | 0 | 0.00063096 | 2.9097e-05 | 0.0014135 | 0.00065371 | 9
2021-09-10 | 21-22 | 21-22 |  | 0 | 0.40656 | 0.0033316 | 0.0067874 | 0.28326 | 0 | 0.0063986 | 2.1823e-05 | 3.1412e-05 | 0.0044422 | 9
2021-09-11 | 21-22 | 21-22 |  | 0 | 0.034647 | 0.00095292 | 0.2176 | 0.056804 | 0 | 0.00021921 | 7.2742e-06 | 0.0011598 | 0.00032704 | 9
2021-09-12 | 21-22 | 21-22 |  | 0 | 0.40801 | 0.07958 | 0.0093439 | 0.29605 | 0 | 0.002301 | 0.00035644 | 3.6245e-05 | 0.0016533 | 9
2021-09-13 | 21-22 | 21-22 |  | 0 | 0.10316 | 0.007507 | 0.097825 | 0.087288 | 0 | 0.004152 | 4.3645e-05 | 0.00044943 | 0.0029513 | 9
2021-09-14 | 21-22 | 21-22 |  | 0 | 0.020741 | 0.072779 | 0.014063 | 0.027366 | 0 | 0.00012766 | 0.0063068 | 1.4498e-05 | 0.0010337 | 9
2021-09-15 | 21-22 | 21-22 |  | 0 | 0.035768 | 0.011093 | 0.16629 | 0.051398 | 0 | 0.00041175 | 7.2742e-05 | 0.0010656 | 0.00045611 | 9
2021-09-16 | 21-22 | 21-22 |  | 0 | 0.032621 | 0.0029315 | 0.096984 | 0.037597 | 0 | 0.00023491 | 2.1823e-05 | 0.00089162 | 0.00029984 | 9
2021-09-17 | 21-22 | 21-22 |  | 0 | 0.24084 | 0.048817 | 0.30688 | 0.22025 | 0 | 0.0017187 | 0.0002255 | 0.0058861 | 0.002108 | 9
2021-09-18 | 21-22 | 21-22 |  | 0 | 0.39055 | 0.0062777 | 0.0016383 | 0.27183 | 0 | 0.0045941 | 5.8194e-05 | 7.249e-06 | 0.0031935 | 9
2021-09-19 | 21-22 | 21-22 |  | 0 | 0.038031 | 0.84975 | 0.015682 | 0.15577 | 0 | 0.00015643 | 0.010475 | 0.000592 | 0.0017635 | 9
2021-09-20 | 21-22 | 21-22 |  | 0 | 0.13165 | 0.014083 | 1.4068 | 0.30443 | 0 | 0.0005844 | 4.607e-05 | 0.010656 | 0.0020108 | 9
2021-09-21 | 21-22 | 21-22 |  | 0 | 0.0278 | 0.68971 | 0.050047 | 0.12991 | 0 | 0.0005776 | 0.0074585 | 0.00027546 | 0.0015569 | 9
2021-09-22 | 21-22 | 21-22 |  | 0 | 0.34022 | 0.08466 | 0.010518 | 0.25001 | 0 | 0.0022868 | 0.00024975 | 4.3494e-05 | 0.0016287 | 9
2021-09-23 | 21-22 | 21-22 |  | 0 | 0.026264 | 0.022608 | 0.28178 | 0.063863 | 0 | 0.00011824 | 9.4565e-05 | 0.00054367 | 0.00017766 | 9
2021-09-24 | 21-22 | 21-22 |  | 0 | 0.30476 | 0.091132 | 0.29608 | 0.26925 | 0 | 0.0049734 | 0.00029097 | 0.00050984 | 0.0035666 | 9
2021-09-25 | 21-22 | 21-22 |  | 0 | 0.014438 | 0 | 1.9634 | 0.30461 | 0 | 8.4756e-05 | 0 | 0.014522 | 0.0022378 | 9
2021-09-26 | 21-22 | 21-22 |  | 0 | 0.10699 | 0.1007 | 0.011163 | 0.090873 | 0 | 0.0012855 | 0.000274 | 7.249e-06 | 0.00093289 | 9
2021-09-27 | 21-22 | 21-22 |  | 0 | 0.13767 | 0 | 0.29725 | 0.14 | 0 | 0.0014895 | 0 | 0.0011695 | 0.0012077 | 9
2021-09-28 | 21-22 | 21-22 |  | 0 | 0.21947 | 0.50257 | 0.076288 | 0.23869 | 0 | 0.00077013 | 0.012878 | 0.00042044 | 0.0025224 | 9
2021-09-29 | 21-22 | 21-22 |  | 0 | 0.14837 | 3.2235 | 6.5472 | 1.5672 | 0 | 0.002493 | 0.0068645 | 0.023257 | 0.0062438 | 9
2021-09-30 | 21-22 | 21-22 |  | 0 | 0.049526 | 0.91693 | 0.79003 | 0.28997 | 0 | 0.00028671 | 0.0025096 | 0.0012613 | 0.00076321 | 9
2021-10-01 | 21-22 | 21-22 |  | 0 | 0.49658 | 0.01908 | 0.16388 | 0.37157 | 0 | 0.0051879 | 0.00012366 | 0.0003697 | 0.0036692 | 10
2021-10-02 | 21-22 | 21-22 |  | 0 | 0.00078478 | 0.0021241 | 0.0060819 | 0.001774 | 0 | 4.7087e-06 | 7.2742e-06 | 2.1747e-05 | 7.6139e-06 | 10
2021-10-03 | 21-22 | 21-22 |  | 0 | 0.16035 | 0.39111 | 0.43936 | 0.23553 | 0 | 0.00037198 | 0.0073882 | 0.0021022 | 0.001678 | 10
2021-10-04 | 21-22 | 21-22 |  | 0 | 0.036889 | 0.24795 | 1.7496 | 0.32517 | 0 | 0.00032438 | 0.0009505 | 0.013316 | 0.002365 | 10
2021-10-05 | 21-22 | 21-22 |  | 0 | 0.10503 | 0 | 0.030206 | 0.077316 | 0 | 0.001116 | 0 | 5.7992e-05 | 0.00078206 | 10
2021-10-06 | 21-22 | 21-22 |  | 0 | 0.037927 | 0.0075652 | 0.52845 | 0.10671 | 0 | 0.00059852 | 7.2742e-06 | 0.013974 | 0.0025126 | 10
2021-10-07 | 21-22 | 21-22 |  | 0 | 0.062983 | 0.039448 | 0.33384 | 0.099638 | 0 | 5.1795e-05 | 0.00060861 | 0.0017011 | 0.00038215 | 10
2021-10-08 | 21-22 | 21-22 |  | 0 | 0.075951 | 0.025525 | 0.65636 | 0.15494 | 0 | 0.00022916 | 0.00032734 | 0.0038274 | 0.00078206 | 10
2021-10-09 | 21-22 | 21-22 |  | 0 | 0.11648 | 0.01185 | 0.44008 | 0.14853 | 0 | 0.0057744 | 2.1823e-05 | 0.00042769 | 0.0040691 | 10
2021-10-10 | 21-22 | 21-22 |  | 0 | 0.13514 | 0 | 0.23389 | 0.12875 | 0 | 0.00044418 | 0 | 0.0010583 | 0.00046662 | 10
2021-10-11 | 21-22 | 21-22 |  | 2.6993 | 0.11181 | 0.0072742 | 0.82543 | 0.22247 | 0.01656 | 0.00057237 | 5.8194e-05 | 0.022658 | 0.0039281 | 10
2021-10-12 | 21-22 | 21-22 |  | 0 | 0.0045878 | 0.21397 | 0.0038564 | 0.035753 | 0 | 2.1974e-05 | 0.0017046 | 0.00096411 | 0.00041478 | 10
2021-10-13 | 21-22 | 21-22 |  | 0 | 0.16754 | 0.096573 | 1.4298 | 0.34509 | 0 | 0.0033751 | 0.00013094 | 0.0063066 | 0.0033048 | 10
2021-10-14 | 21-22 | 21-22 |  | 0 | 0.0097893 | 0.35463 | 0.28719 | 0.1029 | 0 | 6.7491e-05 | 0.0049222 | 0.00092787 | 0.00092201 | 10
2021-10-15 | 21-22 | 21-22 |  | 0 | 0.036975 | 0.0065104 | 0.17906 | 0.053465 | 0 | 0.00019044 | 2.9097e-05 | 0.00054367 | 0.0002179 | 10
2021-10-16 | 21-22 | 21-22 |  | 0 | 0.37208 | 0 | 1.9909 | 0.55658 | 0 | 0.004569 | 0 | 0.0068358 | 0.004192 | 10
2021-10-17 | 21-22 | 21-22 |  | 0 | 0.090656 | 0.014752 | 0 | 0.065031 | 0 | 0.00026996 | 8.7291e-05 | 0 | 0.00020014 | 10
2021-10-18 | 21-22 | 21-22 |  | 0 | 0.11662 | 0.1856 | 0.013672 | 0.11062 | 0 | 0.0017532 | 0.0001964 | 0.00015948 | 0.0012683 | 10
2021-10-19 | 21-22 | 21-22 |  | 0 | 0.54222 | 0.0038626 | 0.008387 | 0.3776 | 0 | 0.0063457 | 1.4548e-05 | 3.6245e-05 | 0.0044052 | 10
2021-10-20 | 21-22 | 21-22 |  | 0 | 0.4308 | 0.015625 | 0.40146 | 0.36112 | 0 | 0.004659 | 0.00018186 | 0.0025371 | 0.0036366 | 10
2021-10-21 | 21-22 | 21-22 |  | 0 | 0.16555 | 0.18436 | 0.0075027 | 0.14342 | 0 | 0.0015298 | 0.00031279 | 6.5241e-05 | 0.0011167 | 10
2021-10-22 | 21-22 | 21-22 |  | 0 | 0.067741 | 0.033614 | 0.0036825 | 0.052523 | 0 | 0.0003453 | 0.0034989 | 2.8996e-05 | 0.00076683 | 10
2021-10-23 | 21-22 | 21-22 |  | 0.28373 | 0.0013671 | 0.0027206 | 0.0244 | 0.0071212 | 0.0002931 | 6.2782e-06 | 2.1823e-05 | 0.0003552 | 6.3087e-05 | 10
2021-10-24 | 21-22 | 21-22 |  | 2.8104 | 0.078404 | 0.6147 | 0.082104 | 0.17943 | 0.030043 | 5.8074e-05 | 0.0095802 | 0.00082396 | 0.0018194 | 10
2021-10-25 | 21-22 | 21-22 |  | 0 | 0.053269 | 0.0062995 | 0.0046756 | 0.038559 | 0 | 0.00018521 | 6.5468e-05 | 7.249e-06 | 0.00013923 | 10
2021-10-26 | 21-22 | 21-22 |  | 0 | 0.38176 | 0.51971 | 0.23198 | 0.37708 | 0 | 0.0043006 | 0.0061686 | 0.00072731 | 0.0040118 | 10
2021-10-27 | 21-22 | 21-22 |  | 0 | 0.32793 | 0.078048 | 0.73601 | 0.34936 | 0 | 0.0029084 | 0.00059406 | 0.0017518 | 0.0023672 | 10
2021-10-28 | 21-22 |  | MED | 0 | 10.0898 | 39.7554 | 36.4 | 18.3986 | 0 | 0.025614 | 0.05397 | 0.10355 | 0.041357 | 10 | 393.9247 | 736.62 | 351.5329 | 444.8688
2021-10-29 | 21-22 | 21-22 |  | 0 | 0.5012 | 3.6794 | 3.4666 | 1.4177 | 0 | 0.0011201 | 0.0073785 | 0.014587 | 0.0040684 | 10
2021-10-30 | 21-22 | 21-22 |  | 0 | 0.1839 | 0.22932 | 0.17806 | 0.18845 | 0 | 0.00099562 | 0.0017046 | 0.00064516 | 0.0010417 | 10
2021-10-31 | 21-22 | 21-22 |  | 0 | 0.018877 | 0.013806 | 1.6651 | 0.26499 | 0 | 0.00024014 | 2.9097e-05 | 0.0085973 | 0.0014608 | 10
2021-11-01 | 21-22 | 21-22 |  | 0 | 0.043238 | 0.011377 | 0.82423 | 0.15534 | 0 | 0.00041227 | 4.3645e-05 | 0.0056107 | 0.0011341 | 11
2021-11-02 | 21-22 | 21-22 |  | 0 | 0.085133 | 0.23617 | 1.4442 | 0.31102 | 0 | 0.00062782 | 0.00129 | 0.016866 | 0.0031587 | 11
2021-11-03 | 21-22 | 21-22 |  | 0 | 0.47127 | 0.49603 | 0.4337 | 0.46584 | 0 | 0.0036262 | 0.0016658 | 0.0024501 | 0.0031297 | 11
2021-11-04 | 21-22 | 21-22 |  | 0 | 0.01384 | 0.0050847 | 0 | 0.010352 | 0 | 0.00011929 | 2.9097e-05 | 0 | 8.7016e-05 | 11
2021-11-05 | 21-22 | 21-22 |  | 0.60805 | 0.031784 | 0.50041 | 0.36459 | 0.15607 | 0.010259 | 0.00031653 | 0.0021556 | 0.00081913 | 0.00074073 | 11
2021-11-06 | 21-22 |  | MED | 0 | 3.8423 | 22.767 | 11.5774 | 7.8042 | 0 | 0.0047108 | 0.021631 | 0.049501 | 0.013927 | 11 | 815.6464 | 1052.5079 | 233.8842 | 560.3826
2021-11-07 | 21-22 | 21-22 |  | 0 | 0.13121 | 0.015676 | 0.63619 | 0.18873 | 0 | 0.00048185 | 0.00011639 | 0.0012396 | 0.00053733 | 11
2021-11-08 | 21-22 | 21-22 |  | 0 | 0.029999 | 0.60373 | 1.2486 | 0.29841 | 0 | 0.00034269 | 0.0039281 | 0.0081889 | 0.0020536 | 11
2021-11-09 | 21-22 | 21-22 |  | 0.030923 | 0.049106 | 1.5688 | 0.058673 | 0.27764 | 0.00043966 | 0.00036675 | 0.0093983 | 0.00047118 | 0.0017334 | 11
2021-11-10 | 21-22 | 21-22 |  | 0 | 0.058435 | 0.042969 | 1.0993 | 0.21186 | 0 | 0.00015696 | 0.00030552 | 0.017547 | 0.0027874 | 11
2021-11-11 | 21-22 | 21-22 |  | 0 | 1.4828 | 1.0484 | 4.6199 | 1.8776 | 0 | 0.016572 | 0.0047937 | 0.021061 | 0.015361 | 11
2021-11-12 | 21-22 | 21-22 |  | 0 | 2.1286 | 0.34556 | 0.16543 | 1.5516 | 0 | 0.0092123 | 0.0014767 | 0.00028996 | 0.0066484 | 11
2021-11-13 | 21-22 | 21-22 |  | 0 | 0.066261 | 0.193 | 0.31877 | 0.12261 | 0 | 0.00020666 | 0.00097475 | 0.0014933 | 0.00051303 | 11
2021-11-14 | 21-22 | 21-22 |  | 0 | 0.10317 | 0.29715 | 0.74968 | 0.22842 | 0 | 0.00052214 | 0.0026187 | 0.0020539 | 0.0010616 | 11
2021-11-15 | 21-22 | 21-22 |  | 0 | 0.014942 | 0.1091 | 0.47949 | 0.098616 | 0 | 5.6504e-05 | 0.000451 | 0.00096894 | 0.00025198 | 11
2021-11-16 | 21-22 | 21-22 |  | 0 | 0.40615 | 0.016251 | 0.16161 | 0.30814 | 0 | 0.0031611 | 5.8194e-05 | 0.00067415 | 0.0023005 | 11
2021-11-17 | 21-22 | 21-22 |  | 0 | 0.19759 | 0.92707 | 0.0061181 | 0.27647 | 0 | 0.0028189 | 0.0053829 | 6.0408e-05 | 0.0027675 | 11
2021-11-18 | 21-22 | 21-22 |  | 0 | 0.36903 | 0.2787 | 13.1527 | 2.271 | 0 | 0.004875 | 0.0051599 | 0.060645 | 0.01325 | 11 | 216.8805
2021-11-19 | 21-22 | 21-22 |  | 0.0089397 | 0.26248 | 1.1747 | 2.5335 | 0.73777 | 0.00014655 | 0.0046145 | 0.012293 | 0.018289 | 0.0077814 | 11
2021-11-20 | 21-22 | 21-22 |  | 0 | 0.022803 | 0 | 0.25738 | 0.054422 | 0 | 8.8418e-05 | 0 | 0.0080488 | 0.001269 | 11
2021-11-21 | 21-22 | 21-22 |  | 0 | 0.11394 | 0.028064 | 0.029967 | 0.087651 | 0 | 0.00028252 | 2.9097e-05 | 0.00031895 | 0.000248 | 11
2021-11-22 | 21-22 | 21-22 |  | 0 | 0.79825 | 0.25597 | 0.11293 | 0.6084 | 0 | 0.0043037 | 0.00051647 | 0.0013942 | 0.0032689 | 11
2021-11-23 | 21-22 | 21-22 |  | 0 | 0.062181 | 0.041221 | 0.14781 | 0.071434 | 0 | 0.00039762 | 0.0002061 | 0.00090854 | 0.0004427 | 11
2021-11-24 | 21-22 | 21-22 |  | 0 | 0.094795 | 0.26793 | 0.092315 | 0.11961 | 0 | 0.00093546 | 0.0075652 | 0.00023197 | 0.0018143 | 11
2021-11-25 | 21-22 | 21-22 |  | 0 | 0.030051 | 0.11982 | 0.34022 | 0.089791 | 0 | 0.0003474 | 0.00055284 | 0.0016528 | 0.00057141 | 11
2021-11-26 | 21-22 | 21-22 |  | 0 | 0.2727 | 2.7387 | 0.3328 | 0.64843 | 0 | 0.0009229 | 0.010967 | 0.0022399 | 0.0026156 | 11
2021-11-27 | 21-22 | 21-22 |  | 0 | 0.09093 | 0.41711 | 1.0463 | 0.28237 | 0 | 0.0005844 | 0.00037584 | 0.0018122 | 0.00073311 | 11
2021-11-28 | 21-22 | 21-22 |  | 0 | 0.069333 | 0.17802 | 3.4378 | 0.59051 | 0 | 0.00038193 | 0.00070803 | 0.023827 | 0.0039458 | 11
2021-11-29 | 21-22 | 21-22 |  | 0 | 0.52614 | 0.022165 | 0.025625 | 0.37177 | 0 | 0.0050854 | 1.4548e-05 | 0.00018847 | 0.0035546 | 11
2021-11-30 | 21-22 | 21-22 |  | 0 | 0.075721 | 0.12453 | 0.69306 | 0.17509 | 0 | 0.00058074 | 0.00034431 | 0.0018557 | 0.00073239 | 11
2021-12-01 | 21-22 | 21-22 |  | 0 | 0.40477 | 0.06525 | 0.87304 | 0.42126 | 0 | 0.0029262 | 0.00054557 | 0.0090394 | 0.0034658 | 12
2021-12-02 | 21-22 | 21-22 |  | 0 | 0.30829 | 0.0071797 | 2.7664 | 0.62982 | 0 | 0.0041436 | 5.092e-05 | 0.0091723 | 0.0042555 | 12
2021-12-03 | 21-22 | 21-22 |  | 0 | 0.078368 | 0.34689 | 0.52061 | 0.1843 | 0 | 0.00059957 | 0.00038553 | 0.0010753 | 0.00063449 | 12
2021-12-04 | 21-22 | 21-22 |  | 0 | 0.047388 | 0.19824 | 0.17258 | 0.088377 | 0 | 0.00046511 | 0.00062558 | 0.00042769 | 0.00048004 | 12
2021-12-05 | 21-22 | 21-22 |  | 0 | 0.040988 | 0.012344 | 0.033932 | 0.035342 | 0 | 0.00010725 | 6.5468e-05 | 0.00081188 | 0.00020594 | 12
2021-12-06 | 21-22 | 21-22 |  | 0.016121 | 0.46902 | 2.1636 | 0.29583 | 0.69306 | 0.00014655 | 0.0034452 | 0.016993 | 0.00098344 | 0.005077 | 12
2021-12-07 | 21-22 | 21-22 |  | 0 | 0.51212 | 0 | 1.2874 | 0.54807 | 0 | 0.0049279 | 0 | 0.0053352 | 0.0042156 | 12
2021-12-08 | 21-22 | 21-22 |  | 0 | 0.18615 | 0.20076 | 0.1383 | 0.17978 | 0 | 0.0023915 | 0.00091655 | 0.00021747 | 0.001827 | 12
2021-12-09 | 21-22 | 21-22 |  | 0 | 0.019698 | 0 | 0.13881 | 0.034479 | 0 | 0.00023334 | 0 | 0.00054367 | 0.00024328 | 12
2021-12-10 | 21-22 | 21-22 |  | 0 | 0.021362 | 0.007667 | 0.12417 | 0.034581 | 0 | 0.00029194 | 1.4548e-05 | 0.0014643 | 0.0004242 | 12
2021-12-11 | 21-22 | 21-22 |  | 0.37708 | 0.0062139 | 0.010082 | 0.33808 | 0.059341 | 0.00014655 | 2.0404e-05 | 6.5468e-05 | 0.0017905 | 0.00029368 | 12
2021-12-12 | 21-22 | 21-22 |  | 0 | 0.54248 | 0.00077834 | 0.094925 | 0.3903 | 0 | 0.0028848 | 7.2742e-06 | 0.00039144 | 0.002059 | 12
2021-12-13 | 21-22 | 21-22 |  | 0 | 0.087148 | 1.0839 | 0.8722 | 0.35334 | 0 | 0.0019227 | 0.010104 | 0.0027111 | 0.0032501 | 12
2021-12-14 | 21-22 | 21-22 |  | 0 | 0.16171 | 0.045134 | 0.070395 | 0.12938 | 0 | 0.00052842 | 0.0002158 | 0.00017397 | 0.00042457 | 12
2021-12-15 | 21-22 | 21-22 |  | 0 | 0.44298 | 0.064777 | 0.091359 | 0.33038 | 0 | 0.0024014 | 0.00082926 | 0.0019427 | 0.0020797 | 12
2021-12-16 | 21-22 | 21-22 |  | 0 | 0.091039 | 0.43256 | 1.2418 | 0.3141 | 0 | 0.00055562 | 0.0037171 | 0.0035278 | 0.0014702 | 12
2021-12-17 | 21-22 | 21-22 |  | 0 | 0.29399 | 0.8635 | 7.4745 | 1.4544 | 0 | 0.0031396 | 0.0032055 | 0.011163 | 0.0043301 | 12
2021-12-18 | 21-22 | 21-22 |  | 0 | 0.19829 | 0.12394 | 2.4617 | 0.52533 | 0 | 0.00046093 | 0.0015397 | 0.029515 | 0.0049784 | 12
2021-12-19 | 21-22 | 21-22 |  | 0 | 0.36485 | 1.5828 | 1.0481 | 0.64678 | 0 | 0.0047469 | 0.025416 | 0.0047626 | 0.0078046 | 12
2021-12-20 | 21-22 | 21-22 |  | 0 | 0.0015931 | 0.087545 | 0.57872 | 0.10103 | 0 | 1.2556e-05 | 0.0010693 | 0.0032838 | 0.00066132 | 12
2021-12-21 | 21-22 | 21-22 |  | 0 | 0.15793 | 0.22699 | 0.23558 | 0.17874 | 0 | 0.00038925 | 0.0023059 | 0.00086263 | 0.00074399 | 12
2021-12-22 | 21-22 | 21-22 |  | 0 | 0.058664 | 0.021968 | 0.30341 | 0.089466 | 0 | 0.00023386 | 5.8194e-05 | 0.0010873 | 0.00033392 | 12
2021-12-23 | 21-22 | 21-22 |  | 0 | 0.13106 | 0.19664 | 0.011606 | 0.12197 | 0 | 0.001061 | 0.0023641 | 0.00018847 | 0.0011171 | 12
2021-12-24 | 21-22 | 21-22 |  | 0 | 0.0092782 | 0.25729 | 0.098948 | 0.059749 | 0 | 9.6789e-05 | 0.0011615 | 0.00073214 | 0.0003506 | 12
2021-12-25 | 21-22 | 21-22 |  | 0 | 0.55444 | 0.013799 | 0.13574 | 0.40666 | 0 | 0.0064849 | 2.1823e-05 | 0.00056542 | 0.0045821 | 12
2021-12-26 | 21-22 | 21-22 |  | 0 | 0.092025 | 0.1119 | 0.046437 | 0.087473 | 0 | 0.00042587 | 0.00074925 | 0.00012323 | 0.00042565 | 12
2021-12-27 | 21-22 | 21-22 |  | 0 | 0.25257 | 1.5017 | 0.47852 | 0.47137 | 0 | 0.0030371 | 0.01787 | 0.00055817 | 0.0048606 | 12
2021-12-28 | 21-22 | 21-22 |  | 0 | 0.015148 | 0.04631 | 3.1245 | 0.48626 | 0 | 0.0001151 | 0.0004316 | 0.011584 | 0.0018825 | 12
2021-12-29 | 21-22 | 21-22 |  | 0 | 0.0054793 | 1.4105 | 1.2658 | 0.40465 | 0 | 7.6385e-05 | 0.0063213 | 0.0046345 | 0.0016936 | 12
2021-12-30 | 21-22 | 21-22 |  | 0 | 0.24406 | 0.12118 | 1.0031 | 0.33777 | 0 | 0.0020535 | 0.00088503 | 0.011226 | 0.0032399 | 12
2021-12-31 | 21-22 | 21-22 |  | 0 | 0.22037 | 4.8707 | 19.5517 | 3.8148 | 0 | 0.0013901 | 0.033054 | 0.049351 | 0.013311 | 12 | 396.1776
2022-01-01 | 21-22 | 21-22 |  | 0 | 0.1042 | 0.80911 | 0.23763 | 0.22885 | 0 | 0.0010526 | 0.012192 | 0.0012154 | 0.0027348 | 1
2022-01-02 | 21-22 | 21-22 |  | 0 | 0.024042 | 0.023343 | 0.50337 | 0.095683 | 0 | 0.00015696 | 2.1823e-05 | 0.0017204 | 0.00037018 | 1
2022-01-03 | 21-22 | 21-22 |  | 0 | 0.11167 | 0.001273 | 0.10703 | 0.09364 | 0 | 0.0012133 | 7.2742e-06 | 0.00072973 | 0.00095138 | 1
2022-01-04 | 21-22 | 21-22 |  | 0 | 0.32253 | 0.0045173 | 0.050859 | 0.23182 | 0 | 0.001411 | 1.4548e-05 | 0.0002223 | 0.0010134 | 1
2022-01-05 | 21-22 | 21-22 |  | 0 | 0.13088 | 0.36105 | 1.2495 | 0.33217 | 0 | 0.00085122 | 0.0026575 | 0.0051902 | 0.0017661 | 1
2022-01-06 | 21-22 | 21-22 |  | 0 | 0.27087 | 4.9123 | 1.1076 | 1.0884 | 0 | 0.0022136 | 0.014854 | 0.0037405 | 0.0043164 | 1
2022-01-07 | 21-22 | 21-22 |  | 0 | 0.21186 | 0.22486 | 0.32978 | 0.22993 | 0 | 0.0018406 | 0.0035062 | 0.00099311 | 0.0019488 | 1
2022-01-08 | 21-22 | 21-22 |  | 0 | 0.055199 | 0.0098639 | 0.042435 | 0.046095 | 0 | 0.00017998 | 0.0014767 | 0.00055092 | 0.00042819 | 1
2022-01-09 | 21-22 | 21-22 |  | 0 | 0.24395 | 0.14429 | 0.072799 | 0.20156 | 0 | 0.0052878 | 0.00086563 | 0.00045427 | 0.0038621 | 1
2022-01-10 | 21-22 | 21-22 |  | 0 | 0.37465 | 0.0047137 | 0.60627 | 0.35131 | 0 | 0.0023951 | 3.6371e-05 | 0.0052869 | 0.0024586 | 1
2022-01-11 | 21-22 | 21-22 |  | 0 | 0.58249 | 6.0342 | 1.5621 | 1.5403 | 0 | 0.006003 | 0.013821 | 0.0089041 | 0.0075628 | 1
2022-01-12 | 21-22 | 21-22 |  | 0 | 0.23505 | 2.4313 | 3.013 | 0.97853 | 0 | 0.0014534 | 0.007347 | 0.021708 | 0.0053631 | 1
2022-01-13 | 21-22 | 21-22 |  | 0 | 0.13273 | 0.15829 | 0.74471 | 0.2274 | 0 | 0.0013859 | 0.0012269 | 0.016035 | 0.0035499 | 1
2022-01-14 | 21-22 | 21-22 |  | 0 | 0.025053 | 0.077281 | 0.31908 | 0.076796 | 0 | 0.00013341 | 0.00017458 | 0.0016358 | 0.00036402 | 1
2022-01-15 | 21-22 | 21-22 |  | 0 | 0.01206 | 0.13475 | 0.20028 | 0.058558 | 0 | 5.3888e-05 | 0.00029097 | 0.0011043 | 0.00024655 | 1
2022-01-16 | 21-22 | 21-22 |  | 0 | 0.17709 | 1.1696 | 0.13579 | 0.31798 | 0 | 0.0017019 | 0.0068063 | 0.00076839 | 0.0023125 | 1
2022-01-17 | 21-22 | 21-22 |  | 0 | 0.083801 | 0.13321 | 0.51439 | 0.15518 | 0 | 0.00044209 | 0.00023278 | 0.0012154 | 0.00052355 | 1
2022-01-18 | 21-22 | 21-22 |  | 0 | 0.30281 | 0.031992 | 0.080971 | 0.22678 | 0 | 0.0013854 | 0.0010257 | 0.0011308 | 0.0012831 | 1
2022-01-19 | 21-22 | 21-22 |  | 0 | 0.83976 | 0 | 0 | 0.58195 | 0 | 0.008055 | 0 | 0 | 0.0055821 | 1
2022-01-20 | 21-22 | 21-22 |  | 0 | 0.58037 | 0.6415 | 1.1279 | 0.66737 | 0 | 0.0086922 | 0.0023423 | 0.0048713 | 0.0071049 | 1
2022-01-21 | 21-22 | 21-22 |  | 0 | 0.32275 | 0.073572 | 0.54823 | 0.31693 | 0 | 0.0048625 | 5.092e-05 | 0.0029624 | 0.0038218 | 1
2022-01-22 | 21-22 | 21-22 |  | 0 | 0.15006 | 2.5832 | 0.6175 | 0.58292 | 0 | 0.0010009 | 0.021631 | 0.003117 | 0.0043958 | 1
2022-01-23 | 21-22 | 21-22 |  | 0 | 0.32533 | 0.14732 | 0.67591 | 0.3489 | 0 | 0.0042425 | 0.0006959 | 0.0054005 | 0.0038545 | 1
2022-01-24 | 21-22 | 21-22 |  | 0 | 0.34754 | 0.03591 | 0.69256 | 0.35013 | 0 | 0.00624 | 8.9716e-05 | 0.0033369 | 0.0048385 | 1
2022-01-25 | 21-22 | 21-22 |  | 0 | 0.25269 | 0.091571 | 0.49117 | 0.2625 | 0 | 0.0024433 | 0.0015931 | 0.0023632 | 0.002286 | 1
2022-01-26 | 21-22 |  | MED | 0 | 1.2737 | 0.71095 | 34.1477 | 6.1128 | 0 | 0.00325 | 0.0090637 | 0.0727 | 0.014516 | 1 | 421.1046
2022-01-27 | 21-22 | 21-22 |  | 0.0083535 | 1.2092 | 0.60028 | 1.685 | 1.1806 | 0.00014655 | 0.014702 | 0.0034116 | 0.0052289 | 0.011484 | 1
2022-01-28 | 21-22 | 21-22 |  | 0 | 0.12782 | 0.067776 | 0.86372 | 0.22832 | 0 | 0.002392 | 0.00039523 | 0.0033683 | 0.0022222 | 1
2022-01-29 | 21-22 | 21-22 |  | 0 | 0.026519 | 0.004624 | 0.7967 | 0.13861 | 0 | 0.00018207 | 7.0318e-05 | 0.0089742 | 0.0014833 | 1
2022-01-30 | 21-22 | 21-22 |  | 0 | 0.070927 | 0.033248 | 0.39446 | 0.11331 | 0 | 0.0020859 | 0.00010669 | 0.0013411 | 0.0016627 | 1
2022-01-31 | 21-22 | 21-22 |  | 0 | 0.84096 | 1.0168 | 0.3097 | 0.78129 | 0 | 0.0074873 | 0.010802 | 0.0017687 | 0.0070693 | 1
2022-02-01 | 21-22 | 21-22 |  | 0 | 0.22381 | 0.011864 | 0.20428 | 0.18753 | 0 | 0.00085279 | 7.7592e-05 | 0.0011163 | 0.00077009 | 2
2022-02-02 | 21-22 | 21-22 |  | 0 | 0.6388 | 0.0032007 | 0.95785 | 0.58689 | 0 | 0.0052868 | 2.1823e-05 | 0.0082348 | 0.0049026 | 2
2022-02-03 | 21-22 | 21-22 |  | 0 | 0.44968 | 0.015378 | 3.5087 | 0.84041 | 0 | 0.0033311 | 9.699e-05 | 0.023189 | 0.0058025 | 2
2022-02-04 | 21-22 | 21-22 |  | 0 | 0.16749 | 0.088443 | 0.11558 | 0.14664 | 0 | 0.0025218 | 0.00052859 | 0.00076839 | 0.0019419 | 2
2022-02-05 | 21-22 | 21-22 |  | 0 | 0.2429 | 0.0015203 | 0.18538 | 0.19637 | 0 | 0.0049917 | 7.2742e-06 | 0.00060166 | 0.0035506 | 2
2022-02-06 | 21-22 | 21-22 |  | 0 | 0.15097 | 2.3902 | 0.018006 | 0.46473 | 0 | 0.00058388 | 0.0070997 | 4.3494e-05 | 0.0014728 | 2
2022-02-07 | 21-22 | 21-22 |  | 0 | 0.93818 | 0.14335 | 1.4369 | 0.8872 | 0 | 0.0067439 | 0.0074052 | 0.0093729 | 0.0071872 | 2
2022-02-08 | 21-22 | 21-22 |  | 0 | 0.50162 | 2.118 | 0.11684 | 0.68185 | 0 | 0.0054683 | 0.01089 | 0.00085296 | 0.0055458 | 2
2022-02-09 | 21-22 | 21-22 |  | 0 | 0.042996 | 0 | 0.65373 | 0.12789 | 0 | 0.00048813 | 0 | 0.0024791 | 0.00071027 | 2
2022-02-10 | 21-22 | 21-22 |  | 0 | 0.0039432 | 0.0058558 | 0.044625 | 0.010304 | 0 | 4.604e-05 | 2.1823e-05 | 8.6987e-05 | 4.8221e-05 | 2
2022-02-11 | 21-22 | 21-22 |  | 0 | 1.4251 | 0 | 0.14892 | 1.0099 | 0 | 0.011457 | 0 | 0.001399 | 0.0081498 | 2
2022-02-12 | 21-22 | 21-22 |  | 0.061552 | 0.76238 | 1.3061 | 0.0024139 | 0.72445 | 0.0002931 | 0.0039171 | 0.0076525 | 2.1747e-05 | 0.0038642 | 2
2022-02-13 | 21-22 | 21-22 |  | 0 | 0.55594 | 0.058495 | 0.29732 | 0.43863 | 0 | 0.004796 | 0.00041706 | 0.0012686 | 0.0035764 | 2
2022-02-14 | 21-22 | 21-22 |  | 0 | 1.1626 | 0.017196 | 0.6359 | 0.90367 | 0 | 0.0097067 | 7.2742e-05 | 0.0010728 | 0.0068986 | 2
2022-02-15 | 21-22 | 21-22 |  | 0 | 0.52017 | 0.11452 | 1.2435 | 0.56419 | 0 | 0.0095978 | 0.00044373 | 0.0076404 | 0.0078641 | 2
2022-02-16 | 21-22 | 21-22 |  | 0 | 0.97438 | 1.8698 | 0.8246 | 1.0786 | 0 | 0.01189 | 0.013433 | 0.008851 | 0.011577 | 2
2022-02-17 | 21-22 | 21-22 |  | 0 | 0.51913 | 0.29649 | 0.48882 | 0.47743 | 0 | 0.0061527 | 0.00060376 | 0.0035641 | 0.0048889 | 2
2022-02-18 | 21-22 | 21-22 |  | 0 | 0.060518 | 0.041216 | 0.38323 | 0.10561 | 0 | 0.00024642 | 0.00016003 | 0.00082638 | 0.0003187 | 2
2022-02-19 | 21-22 | 21-22 |  | 0 | 0.10561 | 0.053553 | 0.021986 | 0.084493 | 0 | 0.0015492 | 0.00014064 | 0.00044219 | 0.0011609 | 2
2022-02-20 | 21-22 | 21-22 |  | 0 | 0.025626 | 0.12947 | 0.77075 | 0.15277 | 0 | 0.00091034 | 0.00034916 | 0.00071765 | 0.00079076 | 2
2022-02-21 | 21-22 | 21-22 |  | 0 | 0.84076 | 0.4678 | 1.9133 | 0.93968 | 0 | 0.0067433 | 0.0018404 | 0.022334 | 0.0082995 | 2
2022-02-22 | 21-22 | 21-22 |  | 0 | 0.12531 | 0.060005 | 0.0090902 | 0.097176 | 0 | 0.0011311 | 0.00032007 | 0.00015706 | 0.0008553 | 2
2022-02-23 | 21-22 | 21-22 |  | 0 | 0.22823 | 0.015741 | 0.10277 | 0.17594 | 0 | 0.0019039 | 0.00018186 | 0.00081913 | 0.0014695 | 2
2022-02-24 | 21-22 | 21-22 |  | 0 | 0.21152 | 0.10455 | 1.624 | 0.4059 | 0 | 0.0012818 | 0.0014476 | 0.00067415 | 0.0012059 | 2
2022-02-25 | 21-22 | 21-22 |  | 0 | 1.312 | 0.037622 | 0.32536 | 0.96369 | 0 | 0.0079032 | 0.00037099 | 0.0020442 | 0.0058392 | 2
2022-02-26 | 21-22 | 21-22 |  | 0 | 0.30219 | 0.035797 | 0.0020152 | 0.21507 | 0 | 0.0015837 | 0.00026187 | 1.4498e-05 | 0.0011388 | 2
2022-02-27 | 21-22 | 21-22 |  | 0 | 0.063044 | 0.19903 | 6.3737 | 1.0298 | 0 | 0.0003092 | 0.00051647 | 0.03668 | 0.0057953 | 2
2022-02-28 | 21-22 | 21-22 |  | 0 | 0.45403 | 1.483 | 6.3959 | 1.4961 | 0 | 0.0073094 | 0.0032419 | 0.021152 | 0.0087241 | 2
2022-03-01 | 21-22 | 21-22 |  | 0 | 0.34959 | 0.48431 | 0.78611 | 0.43264 | 0 | 0.002595 | 0.0021944 | 0.0029793 | 0.0025735 | 3
2022-03-02 | 21-22 | 21-22 |  | 0 | 0.53698 | 0.2706 | 1.4079 | 0.62384 | 0 | 0.0072937 | 0.0022235 | 0.0040014 | 0.0059874 | 3
2022-03-03 | 21-22 | 21-22 |  | 0 | 0.47809 | 0.46953 | 0.032263 | 0.40636 | 0 | 0.005269 | 0.00074197 | 0.00040352 | 0.0038229 | 3
2022-03-04 | 21-22 | 21-22 |  | 0 | 0.23754 | 0.11108 | 0.21738 | 0.21384 | 0 | 0.0042352 | 0.00066196 | 0.0013628 | 0.0032385 | 3
2022-03-05 | 21-22 | 21-22 |  | 0 | 0.32189 | 0.0029606 | 0.017593 | 0.22615 | 0 | 0.0036272 | 1.4548e-05 | 0.00016673 | 0.0025409 | 3
2022-03-06 | 21-22 | 21-22 |  | 0 | 0.017951 | 0.81355 | 0.23592 | 0.16949 | 0 | 0.00019306 | 0.0054339 | 0.0040884 | 0.0015598 | 3
2022-03-07 | 21-22 | 21-22 |  | 0 | 0.62469 | 0 | 0.020689 | 0.43601 | 0 | 0.0067177 | 0 | 3.6245e-05 | 0.0046608 | 3
2022-03-08 | 21-22 | 21-22 |  | 0 | 1.0056 | 0.33387 | 0.28941 | 0.79022 | 0 | 0.0059193 | 0.010329 | 0.00052192 | 0.0057249 | 3
2022-03-09 | 21-22 | 21-22 |  | 0 | 0.083198 | 0.030326 | 0.017905 | 0.064877 | 0 | 0.00023753 | 0.00017458 | 0.00021022 | 0.00022225 | 3
2022-03-10 | 21-22 | 21-22 |  | 0 | 0.085091 | 0.0077907 | 0.15484 | 0.083367 | 0 | 0.00050592 | 4.3645e-05 | 0.0013048 | 0.00055292 | 3
2022-03-11 | 21-22 | 21-22 |  | 0 | 0.75429 | 0.24142 | 0.24175 | 0.5951 | 0 | 0.0088617 | 0.0019349 | 0.0011163 | 0.006598 | 3
2022-03-12 | 21-22 | 21-22 |  | 0 | 0.00067805 | 0.0029315 | 0.17163 | 0.026661 | 0 | 4.7087e-06 | 1.4548e-05 | 0.00034795 | 5.7648e-05 | 3
2022-03-13 | 21-22 | 21-22 |  | 0 | 0.069354 | 0.20758 | 0.05775 | 0.087766 | 0 | 0.00011458 | 0.0050629 | 0.00072006 | 0.00094449 | 3
2022-03-14 | 21-22 | 21-22 |  | 0 | 0.27213 | 0.10824 | 1.4272 | 0.41892 | 0 | 0.0038642 | 0.0019349 | 0.0058644 | 0.0038472 | 3
2022-03-15 | 21-22 | 21-22 |  | 0 | 0.68673 | 0.87408 | 1.3909 | 0.8153 | 0 | 0.0072963 | 0.0061467 | 0.0049583 | 0.0067195 | 3
2022-03-16 | 21-22 | 21-22 |  | 0 | 1.9054 | 1.884 | 11.7227 | 3.3612 | 0 | 0.008236 | 0.0083629 | 0.042638 | 0.013356 | 3 | 274.9339
2022-03-17 | 21-22 | 21-22 |  | 0 | 0.10835 | 0.0037026 | 0.12781 | 0.094816 | 0 | 0.00060009 | 2.1823e-05 | 0.00058717 | 0.00050723 | 3
2022-03-18 | 21-22 | 21-22 |  | 0 | 0.22111 | 0.17292 | 0.22156 | 0.21233 | 0 | 0.0021948 | 0.0019131 | 0.0014063 | 0.0020181 | 3
2022-03-19 | 21-22 | 21-22 |  | 0 | 0.071901 | 1.8383 | 0 | 0.32471 | 0 | 0.00026212 | 0.0088891 | 0 | 0.0015108 | 3
2022-03-20 | 21-22 | 21-22 |  | 0 | 0.39076 | 0.0023423 | 0.15121 | 0.29384 | 0 | 0.0061689 | 7.2742e-06 | 0.00056542 | 0.004361 | 3
2022-03-21 | 21-22 | 21-22 |  | 0 | 0.6564 | 0.084949 | 0.086436 | 0.48056 | 0 | 0.0048426 | 0.00080744 | 0.00049293 | 0.0035506 | 3
2022-03-22 | 21-22 | 21-22 |  | 0 | 0.32237 | 0.035993 | 0.40431 | 0.28945 | 0 | 0.0017893 | 0.00026187 | 0.001805 | 0.00155 | 3
2022-03-23 | 21-22 | 21-22 |  | 0 | 0.44471 | 0.11243 | 0.56601 | 0.40992 | 0 | 0.0066298 | 0.00061104 | 0.0029648 | 0.0051307 | 3
2022-03-24 | 21-22 | 21-22 |  | 0 | 0.66478 | 0.010686 | 0.27658 | 0.50379 | 0 | 0.0053815 | 1.4548e-05 | 0.0012468 | 0.0039186 | 3
2022-03-25 | 21-22 | 21-22 |  | 0 | 0.29784 | 0.0037099 | 0.063153 | 0.21644 | 0 | 0.0029754 | 3.6371e-05 | 2.8996e-05 | 0.0020717 | 3
2022-03-26 | 21-22 | 21-22 |  | 0.024035 | 0.022226 | 0 | 0.10726 | 0.031675 | 0.0002931 | 0.00014126 | 0 | 0.00026096 | 0.00013923 | 3
2022-03-27 | 21-22 | 21-22 |  | 0 | 0.15511 | 0.12261 | 0 | 0.12582 | 0 | 0.00028723 | 0.0012512 | 0 | 0.00038613 | 3
2022-03-28 | 21-22 | 21-22 |  | 0 | 0.18712 | 0.013697 | 0.034698 | 0.13693 | 0 | 0.0032453 | 4.3645e-05 | 0.00022955 | 0.00229 | 3
2022-03-29 | 21-22 | 21-22 |  | 0 | 0.033739 | 0.035033 | 0.010521 | 0.030198 | 0 | 0.00029979 | 0.00027157 | 8.2155e-05 | 0.00026069 | 3
2022-03-30 | 21-22 | 21-22 |  | 0 | 0.0048232 | 0.033491 | 1.9461 | 0.30037 | 0 | 1.0987e-05 | 0.00029097 | 0.027343 | 0.0041539 | 3
2022-03-31 | 21-22 | 21-22 |  | 0 | 0.018614 | 0.11242 | 0.49667 | 0.10423 | 0 | 0.00018416 | 0.00097475 | 0.0022617 | 0.00061274 | 3
2022-04-01 | 21-22 | 21-22 |  | 0 | 0.82134 | 0.53808 | 0.058086 | 0.65836 | 0 | 0.010384 | 0.0051647 | 0.00018364 | 0.0079957 | 4
2022-04-02 | 21-22 | 21-22 |  | 0 | 0.039115 | 0.057808 | 0.14148 | 0.056979 | 0 | 0.00023386 | 0.00039281 | 0.00085538 | 0.00034915 | 4
2022-04-03 | 21-22 | 21-22 |  | 0 | 0.0073058 | 0.012344 | 2.5382 | 0.38776 | 0 | 4.3424e-05 | 5.092e-05 | 0.0095106 | 0.0014648 | 4
2022-04-04 | 21-22 | 21-22 |  | 0 | 0.15086 | 0.10904 | 0.94179 | 0.26217 | 0 | 0.00058963 | 0.0019131 | 0.003378 | 0.0012015 | 4
2022-04-05 | 21-22 | 21-22 |  | 0 | 0.065025 | 1.1247 | 0.18546 | 0.24106 | 0 | 0.00048185 | 0.012257 | 0.00071765 | 0.0022744 | 4
2022-04-06 | 21-22 | 21-22 |  | 0 | 0.0437 | 0.6728 | 1.8315 | 0.40571 | 0 | 0.00023229 | 0.0033219 | 0.0063138 | 0.0016051 | 4
2022-04-07 | 21-22 | 21-22 |  | 0 | 0.013868 | 0.013697 | 0.96901 | 0.15706 | 0 | 0.00010882 | 0.00015276 | 0.0060722 | 0.0010094 | 4
2022-04-08 | 21-22 | 21-22 |  | 0 | 0.54513 | 0 | 0.52094 | 0.45594 | 0 | 0.0040055 | 0 | 0.00073939 | 0.0028868 | 4
2022-04-09 | 21-22 | 21-22 |  | 0 | 0.22998 | 0.0022768 | 0.0061254 | 0.16063 | 0 | 0.0080262 | 7.2742e-06 | 2.1747e-05 | 0.0055665 | 4
2022-04-10 | 21-22 | 21-22 |  | 0 | 0.11244 | 0 | 0.015409 | 0.080231 | 0 | 0.00093703 | 0 | 0.0001184 | 0.00066712 | 4
2022-04-11 | 21-22 | 21-22 |  | 0 | 0.01292 | 0.00054557 | 0.23927 | 0.044937 | 0 | 5.8597e-05 | 7.2742e-06 | 0.0012565 | 0.00023023 | 4
2022-04-12 | 21-22 | 21-22 |  | 0 | 0.023912 | 0.010853 | 0.29851 | 0.062986 | 0 | 0.00042378 | 0.00010911 | 0.0022037 | 0.00064066 | 4
2022-04-13 | 21-22 | 21-22 |  | 0 | 0.061957 | 0.019313 | 0.069227 | 0.056211 | 0 | 0.00021346 | 4.3645e-05 | 0.00026821 | 0.0001947 | 4
2022-04-14 | 21-22 | 21-22 |  | 0.012897 | 0.29431 | 0.084374 | 1.7787 | 0.48356 | 0.00014655 | 0.0023794 | 0.00057466 | 0.0069179 | 0.002774 | 4
2022-04-15 | 21-22 | 21-22 |  | 0 | 0.41673 | 0.48151 | 0.20263 | 0.3912 | 0 | 0.0031648 | 0.010468 | 0.0030591 | 0.0042174 | 4
2022-04-16 | 21-22 | 21-22 |  | 0 | 0.017565 | 0.057517 | 0.31551 | 0.068115 | 0 | 0.00025113 | 0.00011639 | 0.0011381 | 0.00036221 | 4
2022-04-17 | 21-22 | 21-22 |  | 0 | 0.0052036 | 0.11953 | 0.014744 | 0.023692 | 0 | 3.9762e-05 | 0.001513 | 0.00013048 | 0.00027338 | 4
2022-04-18 | 21-22 | 21-22 |  | 0 | 0.14747 | 0.35828 | 0.17284 | 0.18171 | 0 | 0.0016925 | 0.0061904 | 0.0031219 | 0.002567 | 4
2022-04-19 | 21-22 | 21-22 |  | 0.74918 | 0.013474 | 0.017254 | 1.2785 | 0.20931 | 0.010552 | 5.912e-05 | 2.9097e-05 | 0.0073867 | 0.001232 | 4
2022-04-20 | 21-22 | 21-22 |  | 0 | 0.0028974 | 0.11823 | 0.23808 | 0.05541 | 0 | 2.0404e-05 | 0.0020416 | 0.0011139 | 0.00048657 | 4
2022-04-21 | 21-22 | 21-22 |  | 0 | 0.039292 | 0.0040663 | 0.71625 | 0.13531 | 0 | 0.00013446 | 9.4565e-05 | 0.0039869 | 0.00070556 | 4
2022-04-22 | 21-22 | 21-22 |  | 0 | 0.0058701 | 1.0083 | 0.13593 | 0.17523 | 0 | 5.6504e-05 | 0.0066123 | 0.00055817 | 0.0011116 | 4
2022-04-23 | 21-22 | 21-22 |  | 0 | 0.20791 | 0 | 0.068039 | 0.15429 | 0 | 0.0018322 | 0 | 0.00023197 | 0.0013045 | 4
2022-04-24 | 21-22 | 21-22 |  | 0 | 0.45753 | 0.0069614 | 0.028822 | 0.32243 | 0 | 0.0044016 | 2.1823e-05 | 0.00010149 | 0.0030688 | 4
2022-04-25 | 21-22 | 21-22 |  | 0 | 0.26343 | 0.031425 | 0.089256 | 0.20065 | 0 | 0.0022732 | 0.00032734 | 0.0003262 | 0.0016732 | 4
2022-04-26 | 21-22 | 21-22 |  | 0 | 0.10464 | 0.28464 | 0.06606 | 0.12499 | 0 | 0.0015052 | 0.0027497 | 0.00033345 | 0.0015043 | 4
2022-04-27 | 21-22 | 21-22 |  | 0 | 0.02853 | 0.0024951 | 0.075462 | 0.031467 | 0 | 0.00017893 | 2.1823e-05 | 0.00013048 | 0.00014684 | 4
2022-04-28 | 21-22 | 21-22 |  | 0 | 0.13522 | 0.0011712 | 0.004951 | 0.094625 | 0 | 0.0005122 | 7.2742e-06 | 4.3494e-05 | 0.00036257 | 4
2022-04-29 | 21-22 | 21-22 |  | 0 | 0.019498 | 0.033539 | 0.91109 | 0.15524 | 0 | 0.00013864 | 4.8495e-05 | 0.0035423 | 0.00063486 | 4
2022-04-30 | 21-22 | 21-22 |  | 0 | 0.0068673 | 0.13449 | 0.42615 | 0.088812 | 0 | 3.9762e-05 | 0.00044373 | 0.0036317 | 0.00063884 | 4
2022-05-01 | 21-22 | 21-22 |  | 0 | 0.041964 | 0.070713 | 0.22678 | 0.073682 | 0 | 0.00021608 | 0.00026915 | 0.00047843 | 0.00026177 | 5
2022-05-02 | 21-22 | 21-22 |  | 0 | 0.15117 | 0.0066996 | 0.023081 | 0.10923 | 0 | 0.016203 | 2.1823e-05 | 0.00014498 | 0.011253 | 5
2022-05-03 | 21-22 | 21-22 |  | 0 | 0.065191 | 0.00079289 | 0.363 | 0.099764 | 0 | 0.00070421 | 7.2742e-06 | 0.003494 | 0.0010134 | 5
2022-05-04 | 21-22 | 21-22 |  | 0 | 0.27545 | 0.093775 | 0.54603 | 0.28684 | 0 | 0.0023747 | 0.0006765 | 0.001544 | 0.0019785 | 5
2022-05-05 | 21-22 | 21-22 |  | 0 | 0.042024 | 0.35873 | 0.16264 | 0.10717 | 0 | 0.00022654 | 0.0010984 | 0.00052917 | 0.00040064 | 5
2022-05-06 | 21-22 | 21-22 |  | 0 | 0.078337 | 1.3015 | 2.6318 | 0.64381 | 0 | 0.0004761 | 0.0081568 | 0.015397 | 0.0038599 | 5
2022-05-07 | 21-22 | 21-22 |  | 0 | 1.4696 | 0.031941 | 0.53035 | 1.1028 | 0 | 0.0069129 | 0.00021095 | 0.00064516 | 0.004919 | 5
2022-05-08 | 21-22 | 21-22 |  | 0 | 0.02218 | 0.0016803 | 0.012258 | 0.017461 | 0 | 0.00016637 | 1.4548e-05 | 6.5241e-05 | 0.00012726 | 5
2022-05-09 | 21-22 | 21-22 |  | 0 | 0.036217 | 0.076379 | 0.12398 | 0.055122 | 0 | 0.00023177 | 0.00051647 | 0.00025371 | 0.00027591 | 5
2022-05-10 | 21-22 | 21-22 |  | 0 | 0.27258 | 0.023704 | 0.16113 | 0.21662 | 0 | 0.0042043 | 0.00016973 | 2.1747e-05 | 0.0029422 | 5
2022-05-11 | 21-22 | 21-22 |  | 0 | 0.037982 | 0.18734 | 0.0064878 | 0.055308 | 0 | 2.0404e-05 | 0.002449 | 0.00054367 | 0.00046191 | 5
2022-05-12 | 21-22 | 21-22 |  | 0.86525 | 0.096986 | 0.012701 | 0.0010004 | 0.075682 | 0.055104 | 0.0026212 | 2.1823e-05 | 7.249e-06 | 0.0022298 | 5
2022-05-13 | 21-22 | 21-22 |  | 0 | 0.013029 | 0.83164 | 0.011403 | 0.13509 | 0 | 0.00011248 | 0.0068572 | 2.8996e-05 | 0.0011076 | 5
2022-05-14 | 21-22 | 21-22 |  | 0 | 0.19003 | 0.10476 | 0.66397 | 0.24698 | 0 | 0.0027802 | 0.001062 | 0.0052797 | 0.0028777 | 5
2022-05-15 | 21-22 | 21-22 |  | 0 | 0.084823 | 0.11015 | 0.3669 | 0.13031 | 0 | 0.00083553 | 0.00079047 | 0.0012686 | 0.00088757 | 5
2022-05-16 | 21-22 | 21-22 |  | 0 | 0.067568 | 0.039181 | 0.011854 | 0.054462 | 0 | 0.00063253 | 0.00015518 | 7.7322e-05 | 0.00047315 | 5
2022-05-17 | 21-22 | 21-22 |  | 0 | 0.13004 | 0.0088091 | 0.98425 | 0.23912 | 0 | 0.0010186 | 7.2742e-05 | 0.0095686 | 0.0021526 | 5
2022-05-18 | 21-22 | 21-22 |  | 0 | 0.0014 | 0.0061104 | 0.082892 | 0.014322 | 0 | 6.2782e-06 | 2.9097e-05 | 0.00027546 | 5.0034e-05 | 5
2022-05-19 | 21-22 | 21-22 |  | 0 | 0.034136 | 1.3485 | 0.15679 | 0.24882 | 0 | 0.00069898 | 0.011193 | 0.00019572 | 0.0021874 | 5
2022-05-20 | 21-22 | 21-22 |  | 0 | 0.073138 | 0.41911 | 0.12711 | 0.13243 | 0 | 0.0006477 | 0.0097984 | 0.00076839 | 0.0020293 | 5
2022-05-21 | 21-22 | 21-22 |  | 0 | 0.0372 | 0.0085036 | 0.16396 | 0.051653 | 0 | 0.00025427 | 0.00011639 | 0.0016769 | 0.00044523 | 5
2022-05-22 | 21-22 | 21-22 |  | 0 | 0.62392 | 0.0011348 | 0 | 0.43254 | 0 | 0.012282 | 1.4548e-05 | 0 | 0.0085135 | 5
2022-05-23 | 21-22 | 21-22 |  | 0 | 0.007661 | 0.077943 | 0.57466 | 0.10319 | 0 | 5.3365e-05 | 0.00041463 | 0.0033635 | 0.00060368 | 5
2022-05-24 | 21-22 | 21-22 |  | 0 | 0.036567 | 0 | 0.79418 | 0.14451 | 0 | 0.00014335 | 0 | 0.0025734 | 0.00048548 | 5
2022-05-25 | 21-22 | 21-22 |  | 0 | 0.028228 | 0.80053 | 0.3035 | 0.1848 | 0 | 0.0002391 | 0.0049998 | 0.00093753 | 0.001054 | 5
2022-05-26 | 21-22 | 21-22 |  | 0 | 0.026226 | 0.0023132 | 0.014237 | 0.020657 | 0 | 0.00020561 | 1.4548e-05 | 9.4236e-05 | 0.0001588 | 5
2022-05-27 | 21-22 | 21-22 |  | 0 | 0.08964 | 0.21705 | 0.48621 | 0.16753 | 0 | 0.00041698 | 0.0018258 | 0.00045185 | 0.00062978 | 5
2022-05-28 | 21-22 | 21-22 |  | 0 | 0.53302 | 0.0046046 | 11.0994 | 2.0355 | 0 | 0.002166 | 1.4548e-05 | 0.045081 | 0.0082676 | 5 | 246.2082
2022-05-29 | 21-22 | 21-22 |  | 0 | 0.31197 | 0.076627 | 0.61062 | 0.31928 | 0 | 0.0029272 | 0.00026915 | 0.0046272 | 0.0027631 | 5
2022-05-30 | 21-22 | 21-22 |  | 0 | 2.5388 | 1.1398 | 5.3433 | 2.7316 | 0 | 0.0081157 | 0.0058533 | 0.018528 | 0.0092796 | 5
2022-05-31 | 21-22 | 21-22 |  | 0 | 1.4087 | 0.28666 | 0.44068 | 1.0852 | 0 | 0.010208 | 0.0012948 | 0.0010728 | 0.0074286 | 5
2022-06-01 | 21-22 | 21-22 |  | 0 | 0.066635 | 0.98967 | 0.1506 | 0.21676 | 0 | 0.0003542 | 0.0075507 | 0.0010946 | 0.0015387 | 6
2022-06-02 | 21-22 | 21-22 |  | 0 | 0.023266 | 0.021357 | 0.12568 | 0.038175 | 0 | 0.00018782 | 0.00027157 | 0.00067415 | 0.00027193 | 6
2022-06-03 | 21-22 | 21-22 |  | 0 | 0.76166 | 2.3627 | 1.787 | 1.1493 | 0 | 0.0085525 | 0.010526 | 0.0077201 | 0.0086592 | 6
2022-06-04 | 21-22 | 21-22 |  | 0 | 0.48998 | 12.1786 | 4.8285 | 2.8851 | 0 | 0.0052067 | 0.019568 | 0.018659 | 0.0093339 | 6 | 258.7805
2022-06-05 | 21-22 | 21-22 |  | 0 | 1.6076 | 0.39419 | 5.1087 | 1.9396 | 0 | 0.0092107 | 0.0021023 | 0.015399 | 0.009008 | 6
2022-06-06 | 21-22 | 21-22 |  | 0 | 0.34428 | 0.81515 | 0.18715 | 0.38856 | 0 | 0.00069898 | 0.0057854 | 0.00028271 | 0.0013919 | 6
2022-06-07 | 21-22 | 21-22 |  | 0 | 0.074036 | 0.16763 | 0.020913 | 0.079511 | 0 | 0.0003024 | 0.002512 | 0.00025371 | 0.00062325 | 6
2022-06-08 | 21-22 | 21-22 |  | 0 | 0.38277 | 0.030872 | 0.13659 | 0.29037 | 0 | 0.0017532 | 0.00013821 | 0.00027546 | 0.001277 | 6
2022-06-09 | 21-22 | 21-22 |  | 0 | 0.095219 | 0.42967 | 0.96004 | 0.27429 | 0 | 0.00052528 | 0.0009505 | 0.0043808 | 0.0011635 | 6
2022-06-10 | 21-22 | 21-22 |  | 0 | 0.12093 | 0.17385 | 0.2101 | 0.14133 | 0 | 0.00060376 | 0.0010717 | 0.001486 | 0.00080164 | 6
2022-06-11 | 21-22 | 21-22 |  | 0 | 0.02424 | 0.0020586 | 0.17505 | 0.043373 | 0 | 0.0002438 | 1.4548e-05 | 0.001834 | 0.00044632 | 6
2022-06-12 | 21-22 | 21-22 |  | 0 | 0.047742 | 0.0022477 | 0.57944 | 0.12037 | 0 | 0.00033484 | 1.4548e-05 | 0.0072514 | 0.0013223 | 6
2022-06-13 | 21-22 | 21-22 |  | 0 | 0.016479 | 0.027002 | 0.18444 | 0.043133 | 0 | 0.00015015 | 0.0002837 | 0.0010728 | 0.00030746 | 6
2022-06-14 | 21-22 | 21-22 |  | 0 | 0.011037 | 0.31593 | 0.08873 | 0.068203 | 0 | 0.00014126 | 0.0011833 | 0.00048085 | 0.00034698 | 6
2022-06-15 | 21-22 | 21-22 |  | 0 | 0.044791 | 0.051785 | 0.017211 | 0.041366 | 0 | 0.00010778 | 0.00020368 | 7.0073e-05 | 0.00011566 | 6
2022-06-16 | 21-22 | 21-22 |  | 0 | 0.2699 | 0.081127 | 0.080591 | 0.21126 | 0 | 0.0095957 | 0.00013579 | 0.00033104 | 0.0067198 | 6
2022-06-17 | 21-22 | 21-22 |  | 0 | 0.086236 | 0.91476 | 0.059062 | 0.20541 | 0 | 0.00061265 | 0.0079871 | 0.00017881 | 0.0016457 | 6
2022-06-18 | 21-22 | 21-22 |  | 0 | 0.12156 | 0.011835 | 0.16786 | 0.1112 | 0 | 0.00032124 | 2.1823e-05 | 0.00091337 | 0.00036293 | 6
2022-06-19 | 21-22 | 21-22 |  | 0.19096 | 0.0043022 | 1.1074 | 0 | 0.16999 | 0.00014655 | 2.0927e-05 | 0.0073543 | 0 | 0.0011153 | 6
2022-06-20 | 21-22 | 21-22 |  | 0 | 0.13356 | 0.0032734 | 0.028056 | 0.097256 | 0 | 0.0019379 | 1.4548e-05 | 0.00016914 | 0.0013705 | 6
2022-06-21 | 21-22 | 21-22 |  | 0 | 0.082111 | 1.0253 | 0.26013 | 0.24924 | 0 | 0.0011269 | 0.025933 | 0.0010294 | 0.0048131 | 6
2022-06-22 | 21-22 | 21-22 |  | 0 | 0.059242 | 0.0050047 | 0.02959 | 0.046243 | 0 | 0.00037042 | 0.00014548 | 4.3494e-05 | 0.00028498 | 6
2022-06-23 | 21-22 | 21-22 |  | 0 | 0.059528 | 0.016578 | 0.0052337 | 0.044517 | 0 | 0.00031234 | 8.7291e-05 | 2.1747e-05 | 0.00023277 | 6
2022-06-24 | 21-22 | 21-22 |  | 0 | 0.013974 | 0.004801 | 0.20555 | 0.041244 | 0 | 0.00011196 | 3.6371e-05 | 0.0014474 | 0.00030021 | 6
2022-06-25 | 21-22 | 21-22 |  | 0.0099656 | 0.23433 | 0.0068038 | 0 | 0.16349 | 0.0026379 | 0.001579 | 5.5769e-05 | 0 | 0.0011221 | 6
2022-06-26 | 21-22 | 21-22 |  | 0 | 0.010139 | 0 | 0.50768 | 0.083203 | 0 | 9.9405e-05 | 0 | 0.0025251 | 0.00044777 | 6
2022-06-27 | 21-22 | 21-22 |  | 0.052759 | 0.064579 | 0.36536 | 0.019065 | 0.10264 | 0.00024425 | 0.00051429 | 0.0035644 | 0.00047843 | 0.00096298 | 6
2022-06-28 | 21-22 | 21-22 |  | 0 | 0.026844 | 0.022965 | 0.064284 | 0.031683 | 0 | 0.0003249 | 0.00021823 | 0.00044219 | 0.00032414 | 6
2022-06-29 | 21-22 | 21-22 |  | 0 | 0.026054 | 0.22488 | 0.24541 | 0.088504 | 0 | 0.00035001 | 0.00071287 | 0.00059441 | 0.00043834 | 6
2022-06-30 | 21-22 | 21-22 |  | 0 | 0.041855 | 0.23467 | 0.35278 | 0.11703 | 0 | 0.00035315 | 0.0025169 | 0.0015078 | 0.00084732 | 6
2022-07-01 | 22-23 | 22-23 |  | 0 | 0.11957 | 0.088621 | 0.61738 | 0.18841 | 0 | 0.00076807 | 0.0004709 | 0.010374 | 0.0021531 | 7
2022-07-02 | 22-23 | 22-23 |  | 0 | 0.020549 | 0.029852 | 0.014883 | 0.020957 | 0 | 0.00012619 | 7.1348e-05 | 6.4929e-05 | 0.00010782 | 7
2022-07-03 | 22-23 | 22-23 |  | 0 | 0.69698 | 0.015161 | 0.027667 | 0.48877 | 0 | 0.0045103 | 0.00012843 | 8.6571e-05 | 0.0031537 | 7
2022-07-04 | 22-23 | 22-23 |  | 0 | 0.35113 | 0.0069707 | 2.1063 | 0.55885 | 0 | 0.0031388 | 2.1404e-05 | 0.007195 | 0.0032507 | 7
2022-07-05 | 22-23 | 22-23 |  | 0 | 0.6234 | 0.017466 | 0 | 0.43407 | 0 | 0.011339 | 2.8539e-05 | 0 | 0.0078513 | 7
2022-07-06 | 22-23 | 22-23 |  | 0 | 0.031623 | 0.13898 | 0.012639 | 0.044776 | 0 | 0.00039209 | 0.00074202 | 2.8857e-05 | 0.00038779 | 7
2022-07-07 | 22-23 | 22-23 |  | 0 | 0.028995 | 1.8474 | 0.17059 | 0.32473 | 0 | 0.00012983 | 0.010231 | 0.00056993 | 0.0017211 | 7
2022-07-08 | 22-23 | 22-23 |  | 0 | 0.22514 | 0.69633 | 0.102 | 0.27628 | 0 | 0.003145 | 0.0053939 | 0.00037514 | 0.0030477 | 7
2022-07-09 | 22-23 | 22-23 |  | 0 | 0.14208 | 0.0011487 | 0.0054251 | 0.09931 | 0 | 0.00071874 | 7.1348e-06 | 4.3286e-05 | 0.00050495 | 7
2022-07-10 | 22-23 | 22-23 |  | 0 | 0.17259 | 0.62657 | 0.049593 | 0.22154 | 0 | 0.00077119 | 0.0023402 | 0.00029338 | 0.00093119 | 7
2022-07-11 | 22-23 | 22-23 |  | 0 | 0.14204 | 0.066411 | 0.0014356 | 0.10855 | 0 | 0.00074626 | 0.0017599 | 7.2143e-06 | 0.00078348 | 7
2022-07-12 | 22-23 | 22-23 |  | 0 | 0.04662 | 0.0023687 | 0.13676 | 0.053061 | 0 | 0.00021344 | 7.1348e-06 | 0.00035831 | 0.00020234 | 7
2022-07-13 | 22-23 | 22-23 |  | 0 | 0.135 | 0.72427 | 0.20372 | 0.23332 | 0 | 0.0039416 | 0.0033058 | 0.0011615 | 0.003401 | 7
2022-07-14 | 22-23 | 22-23 |  | 0 | 0.023619 | 0.026589 | 0.40234 | 0.080494 | 0 | 0.00013814 | 4.043e-05 | 0.0020344 | 0.00040576 | 7
2022-07-15 | 22-23 | 22-23 |  | 0 | 0.50708 | 0.014403 | 0.027977 | 0.35728 | 0 | 0.0034348 | 9.0374e-05 | 3.8476e-05 | 0.0023964 | 7
2022-07-16 | 22-23 | 22-23 |  | 0 | 0.21963 | 4.9905 | 0.52914 | 0.98522 | 0 | 0.0020451 | 0.037234 | 0.0023206 | 0.0073888 | 7
2022-07-17 | 22-23 | 22-23 |  | 0 | 0.099347 | 0.14976 | 0.014659 | 0.093575 | 0 | 0.00083039 | 0.00081812 | 1.4429e-05 | 0.00070046 | 7
2022-07-18 | 22-23 | 22-23 |  | 0 | 0.7728 | 0.045498 | 0.5041 | 0.61703 | 0 | 0.002795 | 0.0010108 | 0.0016376 | 0.0023318 | 7
2022-07-19 | 22-23 | 22-23 |  | 0 | 0.099736 | 0.059625 | 0.28411 | 0.12049 | 0 | 0.00035262 | 0.00066116 | 0.0015198 | 0.00057108 | 7
2022-07-20 | 22-23 | 22-23 |  | 0 | 0.35546 | 0.014448 | 0.12574 | 0.26697 | 0 | 0.0019173 | 0.00019264 | 0.00047614 | 0.0014272 | 7
2022-07-21 | 22-23 | 22-23 |  | 0 | 0.39175 | 0.013292 | 0 | 0.27312 | 0 | 0.0048156 | 3.5674e-05 | 0 | 0.0033381 | 7
2022-07-22 | 22-23 | 22-23 |  | 0 | 0.0077041 | 1.3409 | 0.0033979 | 0.20848 | 0 | 5.8164e-05 | 0.0080243 | 3.6071e-05 | 0.0012582 | 7
2022-07-23 | 22-23 | 22-23 |  | 0 | 0.053302 | 0 | 0 | 0.036888 | 0 | 0.00019007 | 0 | 0 | 0.00013154 | 7
2022-07-24 | 22-23 | 22-23 |  | 0 | 0.03676 | 0.0043308 | 0.30691 | 0.071963 | 0 | 0.00031782 | 2.1404e-05 | 0.0020849 | 0.00053478 | 7
2022-07-25 | 22-23 | 22-23 |  | 0 | 0.18008 | 0.05899 | 0.72604 | 0.24205 | 0 | 0.00046739 | 0.00025447 | 0.00404 | 0.00096569 | 7
2022-07-26 | 22-23 | 22-23 |  | 0 | 0.46049 | 0.0057792 | 0.33169 | 0.36913 | 0 | 0.0045129 | 7.1348e-05 | 0.0016954 | 0.0033873 | 7
2022-07-27 | 22-23 | 22-23 |  | 0 | 0.36914 | 1.8523 | 0.31946 | 0.58312 | 0 | 0.0043415 | 0.0091301 | 0.0038885 | 0.0049654 | 7
2022-07-28 | 22-23 | 22-23 |  | 0 | 0.15547 | 0.00047803 | 0.51962 | 0.18532 | 0 | 0.00077275 | 7.1348e-06 | 0.0012481 | 0.00072238 | 7
2022-07-29 | 22-23 | 22-23 |  | 0.11745 | 0.063392 | 0.0074059 | 0.039799 | 0.051804 | 0.00058433 | 0.0002555 | 0.00069921 | 0.00013226 | 0.00030656 | 7
2022-07-30 | 22-23 | 22-23 |  | 0 | 0.088346 | 0 | 0.42555 | 0.12474 | 0 | 0.00045804 | 0 | 0.0010725 | 0.00047728 | 7
2022-07-31 | 22-23 | 22-23 |  | 0 | 0.05185 | 0.11501 | 0.044606 | 0.059929 | 0 | 0.00026745 | 0.00022118 | 0.00028857 | 0.00026164 | 7
2022-08-01 | 22-23 | 22-23 |  | 0 | 0.08821 | 0.016703 | 0.016254 | 0.065999 | 0 | 0.00076184 | 0.00010464 | 7.2143e-05 | 0.00055383 | 8
2022-08-02 | 22-23 | 22-23 |  | 0 | 0.030231 | 0.4542 | 2.0515 | 0.39616 | 0 | 0.0002098 | 0.0023759 | 0.011031 | 0.0021528 | 8
2022-08-03 | 22-23 | 22-23 |  | 0 | 0.1232 | 0.003653 | 0.48968 | 0.15899 | 0 | 0.00045077 | 1.427e-05 | 0.0023302 | 0.00066237 | 8
2022-08-04 | 22-23 | 22-23 |  | 0 | 0.08846 | 1.5627 | 1.1938 | 0.47579 | 0 | 0.0003038 | 0.011604 | 0.0040496 | 0.002569 | 8
2022-08-05 | 22-23 | 22-23 |  | 0 | 0.053793 | 0.22874 | 0.18392 | 0.099281 | 0 | 0.00021344 | 0.0031108 | 0.0021114 | 0.00093335 | 8
2022-08-06 | 22-23 | 22-23 |  | 0 | 0.065554 | 0.013799 | 1.5999 | 0.28656 | 0 | 0.0003064 | 3.5674e-05 | 0.013137 | 0.0021808 | 8
2022-08-07 | 22-23 | 22-23 |  | 0 | 0.24235 | 2.5467 | 1.8795 | 0.83345 | 0 | 0.00086051 | 0.0057126 | 0.0034989 | 0.0019817 | 8
2022-08-08 | 22-23 | 22-23 |  | 0 | 0.067429 | 0.56392 | 0.040025 | 0.13786 | 0 | 0.0015351 | 0.0044806 | 0.0002525 | 0.0017772 | 8
2022-08-09 | 22-23 | 22-23 |  | 0 | 0.11137 | 0.0057435 | 0.34061 | 0.12885 | 0 | 0.00044454 | 5.47e-05 | 0.000303 | 0.00036119 | 8
2022-08-10 | 22-23 | 22-23 |  | 0 | 0.04976 | 0.1613 | 0.62636 | 0.15242 | 0 | 0.00023162 | 0.0031678 | 0.0019046 | 0.00092365 | 8
2022-08-11 | 22-23 | 22-23 |  | 0 | 0.042139 | 2.8751 | 2.418 | 0.82501 | 0 | 0.000215 | 0.010588 | 0.0080583 | 0.0029531 | 8
2022-08-12 | 22-23 | 22-23 |  | 0 | 0.36149 | 0.53949 | 0.020106 | 0.3347 | 0 | 0.0017579 | 0.0011106 | 7.9357e-05 | 0.0013962 | 8
2022-08-13 | 22-23 | 22-23 |  | 0 | 0.028934 | 0.26665 | 0.28643 | 0.10313 | 0 | 0.00019111 | 0.0031108 | 0.0030949 | 0.0010649 | 8
2022-08-14 | 22-23 | 22-23 |  | 0 | 0.4632 | 0.28125 | 0.077777 | 0.37468 | 0 | 0.0019734 | 0.00062786 | 0.000404 | 0.001521 | 8
2022-08-15 | 22-23 | 22-23 |  | 0 | 0.068791 | 0.10844 | 0.52721 | 0.14279 | 0 | 0.00018332 | 0.00069445 | 0.0012048 | 0.00041187 | 8
2022-08-16 | 22-23 | 22-23 |  | 0 | 0.22798 | 0.022146 | 0.060011 | 0.17009 | 0 | 0.0027327 | 0.00033533 | 0.00091862 | 0.0020791 | 8
2022-08-17 | 22-23 | 22-23 |  | 0 | 0.68779 | 0.034119 | 0.063839 | 0.49068 | 0 | 0.0042054 | 7.6104e-05 | 0.000202 | 0.0029521 | 8
2022-08-18 | 22-23 | 22-23 |  | 0 | 0.063825 | 0.55501 | 0.66262 | 0.22707 | 0 | 0.00053801 | 0.0014769 | 0.0019358 | 0.00088483 | 8
2022-08-19 | 22-23 | 22-23 |  | 0 | 0.05133 | 0.055915 | 0.018028 | 0.046667 | 0 | 0.00026953 | 2.8539e-05 | 0.00012986 | 0.00021025 | 8
2022-08-20 | 22-23 | 22-23 |  | 0 | 0.092432 | 0.012208 | 0.11183 | 0.082525 | 0 | 0.0014505 | 7.1348e-05 | 0.00025971 | 0.0010534 | 8
2022-08-21 | 22-23 | 22-23 |  | 0 | 0.093532 | 0.49584 | 0.023735 | 0.14321 | 0 | 0.0035101 | 0.0040454 | 0.000101 | 0.0030556 | 8
2022-08-22 | 22-23 | 22-23 |  | 0.014024 | 1.1654 | 0.50103 | 0.55562 | 0.96541 | 0.00019477 | 0.0050753 | 0.0037244 | 0.0022436 | 0.0044119 | 8
2022-08-23 | 22-23 | 22-23 |  | 0 | 0.081243 | 1.1066 | 0.21843 | 0.2561 | 0 | 0.00038066 | 0.0063928 | 0.0015727 | 0.0014645 | 8
2022-08-24 | 22-23 | 22-23 |  | 0 | 0.070722 | 0.082186 | 1.2241 | 0.24431 | 0 | 0.00018436 | 0.00049943 | 0.010954 | 0.0018401 | 8
2022-08-25 | 22-23 | 22-23 |  | 0 | 0.19784 | 0.042359 | 0.18446 | 0.17088 | 0 | 0.0024148 | 0.00022118 | 0.010814 | 0.0033208 | 8
2022-08-26 | 22-23 | 22-23 |  | 0 | 0.9795 | 0.0056222 | 0.15175 | 0.70139 | 0 | 0.0065626 | 2.8539e-05 | 0.00076471 | 0.0046603 | 8
2022-08-27 | 22-23 | 22-23 |  | 0 | 0.073701 | 1.2189 | 0.13453 | 0.2553 | 0 | 0.00025758 | 0.015326 | 0.000404 | 0.0025546 | 8
2022-08-28 | 22-23 | 22-23 |  | 0 | 0.19557 | 0.69376 | 0.13545 | 0.26043 | 0 | 0.0011534 | 0.0052845 | 0.00055309 | 0.0016795 | 8
2022-08-29 | 22-23 | 22-23 |  | 0 | 0.25816 | 0.27495 | 0.13451 | 0.24032 | 0 | 0.0041473 | 0.00083477 | 0.00061802 | 0.0030886 | 8
2022-08-30 | 22-23 | 22-23 |  | 0 | 0.15657 | 0.032934 | 0.024709 | 0.11702 | 0 | 0.0018031 | 0.0001641 | 0.00019719 | 0.0013021 | 8
2022-08-31 | 22-23 | 22-23 |  | 0 | 0.0088804 | 0.20629 | 0.24602 | 0.074087 | 0 | 9.8151e-05 | 0.0010774 | 0.031774 | 0.0049794 | 8
2022-09-01 | 22-23 | 22-23 |  | 0 | 0.028238 | 0.013228 | 0.045883 | 0.028398 | 0 | 0.00014437 | 0.00017123 | 0.0001034 | 0.00014124 | 9
2022-09-02 | 22-23 | 22-23 |  | 0 | 0.13182 | 0.037391 | 0.22173 | 0.13001 | 0 | 0.0014681 | 0.0001308 | 0.0017459 | 0.0012967 | 9
2022-09-03 | 22-23 | 22-23 |  | 0 | 0.095846 | 0.0021119 | 0.69144 | 0.16999 | 0 | 0.00024356 | 1.427e-05 | 0.012495 | 0.0020381 | 9
2022-09-04 | 22-23 | 22-23 |  | 0 | 0.015196 | 0.24352 | 0.0013779 | 0.047523 | 0 | 0.00017813 | 0.0004923 | 7.2143e-06 | 0.00019875 | 9
2022-09-05 | 22-23 | 22-23 |  | 0 | 0.15041 | 0.00078483 | 0.1307 | 0.12374 | 0 | 0.00038326 | 7.1348e-06 | 0.0021426 | 0.00058653 | 9
2022-09-06 | 22-23 | 22-23 |  | 0 | 0.15748 | 0.017894 | 0.76611 | 0.22619 | 0 | 0.00094931 | 7.1348e-06 | 0.001212 | 0.00083919 | 9
2022-09-07 | 22-23 | 22-23 |  | 0 | 0.39159 | 1.1768 | 1.8712 | 0.72849 | 0 | 0.0012999 | 0.0084975 | 0.0065001 | 0.0031551 | 9
2022-09-08 | 22-23 | 22-23 |  | 0 | 0.27735 | 0.032242 | 0.91963 | 0.33425 | 0 | 0.0010454 | 9.513e-05 | 0.003749 | 0.0012981 | 9
2022-09-09 | 22-23 | 22-23 |  | 0 | 0.21346 | 0.060717 | 2.8293 | 0.57975 | 0 | 0.0017283 | 0.00062073 | 0.013036 | 0.0032381 | 9
2022-09-10 | 22-23 | 22-23 |  | 0.52896 | 0.11958 | 0.088906 | 0.80574 | 0.22051 | 0.0024834 | 0.0024948 | 0.00015697 | 0.0036504 | 0.0023141 | 9
2022-09-11 | 22-23 | 22-23 |  | 0 | 0.033265 | 0.55384 | 0.40008 | 0.16651 | 0 | 0.00017657 | 0.0023188 | 0.0074932 | 0.0015925 | 9
2022-09-12 | 22-23 | 22-23 |  | 0 | 0.031531 | 0.0033866 | 0.058111 | 0.031018 | 0 | 0.0001345 | 0.00021166 | 0.00020921 | 0.00015634 | 9
2022-09-13 | 22-23 | 22-23 |  | 0 | 0.10983 | 0.030466 | 0.051058 | 0.08824 | 0 | 0.00036456 | 0.00028539 | 0.00094748 | 0.00043702 | 9
2022-09-14 | 22-23 | 22-23 |  | 0 | 0.81474 | 0.32495 | 2.3124 | 0.95854 | 0 | 0.0069267 | 0.015511 | 0.0092872 | 0.0085256 | 9
2022-09-15 | 22-23 | 22-23 |  | 0 | 0.39655 | 0.15809 | 0.3391 | 0.349 | 0 | 0.0067906 | 0.0025091 | 0.00066852 | 0.0051785 | 9
2022-09-16 | 22-23 | 22-23 |  | 0 | 0.19893 | 2.1024 | 0.23696 | 0.49079 | 0 | 0.0011202 | 0.028111 | 0.0007575 | 0.0051365 | 9
2022-09-17 | 22-23 | 22-23 |  | 0 | 1.0513 | 0.4864 | 0.69422 | 0.90481 | 0 | 0.0071006 | 0.0021809 | 0.0049562 | 0.0059843 | 9
2022-09-18 | 22-23 | 22-23 |  | 0 | 0.089617 | 0.1234 | 0.15388 | 0.10367 | 0 | 0.0007016 | 0.00047803 | 0.00087052 | 0.00068788 | 9
2022-09-19 | 22-23 | 22-23 |  | 0 | 0.040098 | 0.12522 | 0.095899 | 0.061004 | 0 | 0.00026641 | 0.0029395 | 0.0093208 | 0.0020216 | 9
2022-09-20 | 22-23 | 22-23 |  | 0 | 0.081399 | 0.022379 | 0.25901 | 0.098423 | 0 | 0.0002581 | 0.0001855 | 0.0010028 | 0.00035652 | 9
2022-09-21 | 22-23 | 22-23 |  | 0 | 0.084701 | 1.6823 | 0.16765 | 0.3379 | 0 | 0.00049439 | 0.018764 | 0.00076471 | 0.0032921 | 9
2022-09-22 | 22-23 | 22-23 |  | 0 | 0.29675 | 0.027012 | 0.0018757 | 0.20973 | 0 | 0.0018353 | 0.00013556 | 7.2143e-06 | 0.0012917 | 9
2022-09-23 | 22-23 | 22-23 |  | 0 | 0.40653 | 0 | 0.14536 | 0.30307 | 0 | 0.0035334 | 0 | 0.00072624 | 0.0025539 | 9
2022-09-24 | 22-23 | 22-23 |  | 0.020305 | 0.093295 | 0 | 0.37589 | 0.12089 | 0.00014608 | 0.0016224 | 0 | 0.010901 | 0.002753 | 9
2022-09-25 | 22-23 | 22-23 |  | 0 | 0.2349 | 0.97348 | 1.4949 | 0.53308 | 0 | 0.0052877 | 0.0064284 | 0.0086908 | 0.0059297 | 9
2022-09-26 | 22-23 | 22-23 |  | 0 | 0.15907 | 0.013449 | 0.029651 | 0.11655 | 0 | 0.0018867 | 0.00013556 | 0.00019479 | 0.0013553 | 9
2022-09-27 | 22-23 | 22-23 |  | 0 | 0.14788 | 0.016581 | 0.57721 | 0.19111 | 0 | 0.0014344 | 4.2809e-05 | 0.006654 | 0.0019936 | 9
2022-09-28 | 22-23 | 22-23 |  | 0 | 0.44853 | 0.96467 | 0.031959 | 0.46096 | 0 | 0.0043768 | 0.0065569 | 0.00020921 | 0.0040511 | 9
2022-09-29 | 22-23 | 22-23 |  | 0 | 0.47552 | 0.15355 | 0.0071205 | 0.35335 | 0 | 0.0091561 | 0.00091563 | 2.8857e-05 | 0.0064792 | 9
2022-09-30 | 22-23 | 22-23 |  | 0 | 0.053009 | 0.15092 | 0.35882 | 0.11312 | 0 | 0.0022834 | 0.0015982 | 0.0010605 | 0.0019803 | 9
2022-10-01 | 22-23 | 22-23 |  | 0 | 0.45252 | 0.085641 | 1.4444 | 0.54197 | 0 | 0.0085246 | 0.00046852 | 0.0074523 | 0.007084 | 10
2022-10-02 | 22-23 | 22-23 |  | 0 | 0.38279 | 0.12422 | 0.30161 | 0.32876 | 0 | 0.0028698 | 0.00072299 | 0.0011543 | 0.0022678 | 10
2022-10-03 | 22-23 | 22-23 |  | 0 | 0.08665 | 0.011373 | 0.2261 | 0.095475 | 0 | 0.001572 | 2.1404e-05 | 0.00068536 | 0.0011936 | 10
2022-10-04 | 22-23 |  | MED | 0.027171 | 11.1069 | 1.7922 | 1.1432 | 8.1284 | 0.00014608 | 0.039722 | 0.0055413 | 0.0044993 | 0.029 | 10
2022-10-05 | 22-23 | 22-23 |  | 0 | 0.89444 | 0.107 | 0.26227 | 0.67436 | 0 | 0.0049252 | 0.00091563 | 0.0030492 | 0.0040026 | 10
2022-10-06 | 22-23 | 22-23 |  | 0 | 0.13704 | 0.0054581 | 1.0783 | 0.25682 | 0 | 0.0016208 | 1.427e-05 | 0.0039751 | 0.0017179 | 10
2022-10-07 | 22-23 | 22-23 |  | 1.4667 | 0.25952 | 0.34481 | 0.025192 | 0.2463 | 0.0011687 | 0.0018638 | 0.001748 | 0.00052664 | 0.0016414 | 10
2022-10-08 | 22-23 | 22-23 |  | 0 | 0.1123 | 0.080656 | 0.11177 | 0.10661 | 0 | 0.0011981 | 0.00039717 | 0.00075028 | 0.0010013 | 10
2022-10-09 | 22-23 | 22-23 |  | 0 | 0.1141 | 0.15096 | 0.00056271 | 0.10186 | 0 | 0.0011404 | 0.00077769 | 7.2143e-06 | 0.00090783 | 10
2022-10-10 | 22-23 | 22-23 |  | 0 | 0.2317 | 0.05509 | 0.59029 | 0.2569 | 0 | 0.0013731 | 0.00061597 | 0.0024865 | 0.0014149 | 10
2022-10-11 | 22-23 | 22-23 |  | 0 | 0.31461 | 0.91285 | 0.15357 | 0.37863 | 0 | 0.0034353 | 0.0057316 | 0.00028857 | 0.0032867 | 10
2022-10-12 | 22-23 | 22-23 |  | 0 | 0.1496 | 0.04004 | 0.67746 | 0.21083 | 0 | 0.0014151 | 0.0003282 | 0.0069834 | 0.0020726 | 10
2022-10-13 | 22-23 | 22-23 |  | 0 | 0.17518 | 1.9131 | 0.1487 | 0.43255 | 0 | 0.00067563 | 0.010567 | 0.00047614 | 0.0021355 | 10
2022-10-14 | 22-23 | 22-23 |  | 0 | 0.19676 | 0.27768 | 0.34529 | 0.22973 | 0 | 0.00089427 | 0.00057078 | 0.0012914 | 0.00089813 | 10
2022-10-15 | 22-23 | 22-23 |  | 0 | 0.021308 | 0.024265 | 0.00021643 | 0.018446 | 0 | 0.00021344 | 4.2809e-05 | 7.2143e-06 | 0.00015526 | 10
2022-10-16 | 22-23 | 22-23 |  | 0 | 0.051353 | 0.0075771 | 0.22445 | 0.070229 | 0 | 0.00061487 | 7.1348e-06 | 0.000707 | 0.00053226 | 10
2022-10-17 | 22-23 | 22-23 |  | 0 | 0.054565 | 0.47361 | 1.7691 | 0.37373 | 0 | 0.00046064 | 0.0028254 | 0.019082 | 0.0035975 | 10
2022-10-18 | 22-23 | 22-23 |  | 0 | 0.030201 | 0 | 0.04229 | 0.027221 | 0 | 0.00017605 | 0 | 0.00083686 | 0.0002469 | 10
2022-10-19 | 22-23 | 22-23 |  | 0 | 0.29071 | 0.007677 | 0.81783 | 0.32457 | 0 | 0.0029944 | 8.5617e-05 | 0.0081738 | 0.0033068 | 10
2022-10-20 | 22-23 | 22-23 |  | 0 | 0.1149 | 0.021098 | 0.010352 | 0.08425 | 0 | 0.00062318 | 0.0001427 | 2.1643e-05 | 0.00045607 | 10
2022-10-21 | 22-23 | 22-23 |  | 0 | 0.15191 | 0.13566 | 0.70779 | 0.23141 | 0 | 0.0017963 | 0.00038528 | 0.004848 | 0.0020259 | 10
2022-10-22 | 22-23 | 22-23 |  | 0 | 0.37721 | 0 | 0.094983 | 0.27525 | 0 | 0.0021484 | 0 | 0.00069979 | 0.0015914 | 10
2022-10-23 | 22-23 | 22-23 |  | 0 | 0.072657 | 0.14616 | 1.1552 | 0.24502 | 0 | 0.00013035 | 0.00074915 | 0.0066371 | 0.0011953 | 10
2022-10-24 | 22-23 | 22-23 |  | 0 | 0.27019 | 1.5126 | 1.0298 | 0.56947 | 0 | 0.0030977 | 0.0095606 | 0.0079093 | 0.0047706 | 10
2022-10-25 | 22-23 | 22-23 |  | 0 | 0.052552 | 0.35789 | 0.090813 | 0.10402 | 0 | 0.00049491 | 0.00085142 | 0.00073826 | 0.0005815 | 10
2022-10-26 | 22-23 | 22-23 |  | 0 | 0.5013 | 0.023416 | 0.17666 | 0.37686 | 0 | 0.0037838 | 0.00033533 | 0.001515 | 0.0028956 | 10
2022-10-27 | 22-23 | 22-23 |  | 0 | 0.3057 | 0.015304 | 0.34202 | 0.26498 | 0 | 0.0026039 | 0.0001855 | 0.0013467 | 0.0020313 | 10
2022-10-28 | 22-23 | 22-23 |  | 0 | 0.041416 | 0.14883 | 0.0031166 | 0.051618 | 0 | 0.00028978 | 0.00082763 | 1.4429e-05 | 0.00032777 | 10
2022-10-29 | 22-23 | 22-23 |  | 0 | 0.0064468 | 0.33635 | 0.35499 | 0.10834 | 0 | 4.5181e-05 | 0.0022142 | 0.0010461 | 0.0005222 | 10
2022-10-30 | 22-23 | 22-23 |  | 6.5596 | 1.3691 | 1.137 | 2.869 | 1.5965 | 0.070119 | 0.011604 | 0.004728 | 0.015013 | 0.011506 | 10
2022-10-31 | 22-23 | 22-23 |  | 0 | 1.2819 | 0.7162 | 1.384 | 1.2022 | 0 | 0.0067662 | 0.0053868 | 0.0028256 | 0.0059189 | 10
2022-11-01 | 22-23 | 22-23 |  | 0.015192 | 0.84094 | 2.1711 | 0.80626 | 1.0307 | 0.00014608 | 0.0070539 | 0.014633 | 0.0034148 | 0.0076044 | 11
2022-11-02 | 22-23 | 22-23 |  | 0 | 0.27893 | 2.3966 | 0.39529 | 0.61428 | 0 | 0.0030422 | 0.0079101 | 0.0027703 | 0.0037147 | 11
2022-11-03 | 22-23 | 22-23 |  | 0 | 0.34262 | 0.52828 | 0.41258 | 0.37861 | 0 | 0.0017968 | 0.0060812 | 0.0027847 | 0.0025787 | 11
2022-11-04 | 22-23 | 22-23 |  | 0 | 0.16978 | 0.027112 | 0.063195 | 0.13104 | 0 | 0.00096282 | 0.00010702 | 0.0003054 | 0.00072813 | 11
2022-11-05 | 22-23 | 22-23 |  | 0.08648 | 0.086075 | 0.0024829 | 0.043589 | 0.067096 | 0.00038955 | 0.00022486 | 2.8539e-05 | 0.00026693 | 0.0002027 | 11
2022-11-06 | 22-23 | 22-23 |  | 0 | 0.28068 | 0.066974 | 0.19534 | 0.23356 | 0 | 0.0015709 | 0.00024972 | 0.0037586 | 0.0016866 | 11
2022-11-07 | 22-23 | 22-23 |  | 0 | 0.16793 | 0.39399 | 0.0096816 | 0.1772 | 0 | 0.0020908 | 0.0018122 | 7.9357e-05 | 0.0017326 | 11
2022-11-08 | 22-23 | 22-23 |  | 0.065055 | 0.21907 | 0.11471 | 0.063507 | 0.17891 | 0.00019477 | 0.0037765 | 0.0010702 | 0.0049923 | 0.0035228 | 11
2022-11-09 | 22-23 | 22-23 |  | 0.22949 | 0.24574 | 4.5261 | 17.0244 | 3.4001 | 0.0025321 | 0.0011721 | 0.0087235 | 0.039306 | 0.0080224 | 11
2022-11-10 | 22-23 | 22-23 |  | 0 | 0.11322 | 3.2427 | 4.0799 | 1.1781 | 0 | 0.00039728 | 0.022275 | 0.0084311 | 0.0049011 | 11
2022-11-11 | 22-23 | 22-23 |  | 0 | 0.29868 | 0.47665 | 2.9732 | 0.72309 | 0 | 0.00091712 | 0.0038956 | 0.0063919 | 0.0021787 | 11
2022-11-12 | 22-23 |  | MED | 1.5835 | 211.43 | 202.6734 | 105.8305 | 192.7759 | 0.00038955 | 0.12547 | 0.12236 | 0.13029 | 0.1248 | 11
2022-11-13 | 22-23 |  | MED | 0 | 12.8808 | 24.704 | 13.5335 | 14.67 | 0 | 0.012291 | 0.0077317 | 0.01338 | 0.011674 | 11
2022-11-14 | 22-23 | 22-23 |  | 0 | 2.2823 | 0.74059 | 4.2954 | 2.3333 | 0 | 0.0034893 | 0.0005684 | 0.0027198 | 0.0029071 | 11
2022-11-15 | 22-23 | 22-23 |  | 0 | 0.9301 | 1.4519 | 4.2813 | 1.5029 | 0 | 0.0014873 | 0.011428 | 0.014429 | 0.0049126 | 11
2022-11-16 | 22-23 | 22-23 |  | 0 | 0.27432 | 0.047958 | 0.99665 | 0.34604 | 0 | 0.00053022 | 0.00024496 | 0.0038452 | 0.00097863 | 11
2022-11-17 | 22-23 | 22-23 |  | 0 | 0.78977 | 0.55094 | 0.24503 | 0.66644 | 0 | 0.0041862 | 0.00088471 | 0.0014645 | 0.0032496 | 11
2022-11-18 | 22-23 | 22-23 |  | 0 | 0.43164 | 0.63038 | 3.8709 | 0.9725 | 0 | 0.003279 | 0.0012105 | 0.0077097 | 0.0036044 | 11
2022-11-19 | 22-23 |  | MED | 0 | 1.89 | 59.7103 | 2.4335 | 10.6949 | 0 | 0.007137 | 0.079962 | 0.0068896 | 0.018052 | 11
2022-11-20 | 22-23 | 22-23 |  | 0 | 2.1604 | 0.45482 | 1.4252 | 1.7768 | 0 | 0.015169 | 0.0015911 | 0.0097994 | 0.012203 | 11
2022-11-21 | 22-23 | 22-23 |  | 0 | 0.36795 | 1.0699 | 1.9574 | 0.70886 | 0 | 0.0036311 | 0.010193 | 0.017187 | 0.0066219 | 11
2022-11-22 | 22-23 | 22-23 |  | 0 | 0.19513 | 0.0060003 | 0.022718 | 0.13934 | 0 | 0.0039993 | 6.4213e-05 | 0.00012264 | 0.0027957 | 11
2022-11-23 | 22-23 | 22-23 |  | 0 | 0.061479 | 0.036112 | 1.6902 | 0.30061 | 0 | 0.00040507 | 0.00036863 | 0.0154 | 0.0026376 | 11
2022-11-24 | 22-23 | 22-23 |  | 0.49901 | 0.24528 | 0.40797 | 0.13171 | 0.25476 | 0.00058433 | 0.0010116 | 0.0030703 | 0.00080559 | 0.0012888 | 11
2022-11-25 | 22-23 | 22-23 |  | 0 | 0.5335 | 0.73436 | 0.25107 | 0.51771 | 0 | 0.0027347 | 0.0036697 | 0.0014789 | 0.0026681 | 11
2022-11-26 | 22-23 | 22-23 |  | 0 | 0.12049 | 0.94417 | 0.44843 | 0.29309 | 0 | 0.00085947 | 0.0025376 | 0.0024673 | 0.001347 | 11
2022-11-27 | 22-23 | 22-23 |  | 0 | 0.069638 | 0.0022189 | 2.4805 | 0.41925 | 0 | 0.00031523 | 7.1348e-06 | 0.011406 | 0.0019238 | 11
2022-11-28 | 22-23 | 22-23 |  | 0 | 0.080717 | 0.014305 | 0.8366 | 0.18305 | 0 | 0.00080546 | 0.00012129 | 0.0028544 | 0.0010024 | 11
2022-11-29 | 22-23 | 22-23 |  | 0.047038 | 0.56474 | 0.12977 | 0.53497 | 0.49074 | 0.00014608 | 0.0069241 | 0.00063975 | 0.0027631 | 0.0053025 | 11
2022-11-30 | 22-23 | 22-23 |  | 0 | 0.098042 | 1.153 | 0.025849 | 0.24596 | 0 | 0.00081949 | 0.015746 | 0.00034629 | 0.0029984 | 11
2022-12-01 | 22-23 | 22-23 |  | 0 | 0.036424 | 0.03307 | 0.14268 | 0.051528 | 0 | 0.00015839 | 0.00025685 | 6.7333e-05 | 0.00015849 | 12
2022-12-02 | 22-23 | 22-23 |  | 0 | 0.26819 | 0.57107 | 0.32483 | 0.32044 | 0 | 0.002015 | 0.00099887 | 0.0015847 | 0.0017822 | 12
2022-12-03 | 22-23 | 22-23 |  | 0 | 0.18817 | 0.65861 | 0.21397 | 0.26173 | 0 | 0.003401 | 0.0095963 | 0.00067093 | 0.0039041 | 12
2022-12-04 | 22-23 | 22-23 |  | 0 | 0.057697 | 0.087515 | 1.2757 | 0.24381 | 0 | 0.00015839 | 0.00022831 | 0.0037683 | 0.00070729 | 12
2022-12-05 | 22-23 | 22-23 |  | 0 | 0.74654 | 1.2297 | 1.7641 | 0.96612 | 0 | 0.0041525 | 0.0097176 | 0.0065578 | 0.0053223 | 12
2022-12-06 | 22-23 | 22-23 |  | 0 | 0.080007 | 0.16067 | 0.15721 | 0.10314 | 0 | 0.00040039 | 0.00090612 | 0.00032464 | 0.00046254 | 12
2022-12-07 | 22-23 | 22-23 |  | 0 | 0.26021 | 1.8449 | 1.3672 | 0.66321 | 0 | 0.0017787 | 0.0091325 | 0.0020272 | 0.002914 | 12
2022-12-08 | 22-23 | 22-23 |  | 0 | 0.14103 | 0.086916 | 0.0079213 | 0.11192 | 0 | 0.0011612 | 5.9457e-05 | 5.05e-05 | 0.00082014 | 12
2022-12-09 | 22-23 | 22-23 |  | 0 | 0.095996 | 0.55921 | 3.3109 | 0.64576 | 0 | 0.00028407 | 0.0057506 | 0.026149 | 0.0049737 | 12
2022-12-10 | 22-23 | 22-23 |  | 0 | 0.12349 | 0.85805 | 0.83465 | 0.33987 | 0 | 0.0005619 | 0.0068327 | 0.0012673 | 0.0016108 | 12
2022-12-11 | 22-23 | 22-23 |  | 0 | 0.01229 | 2.1336 | 1.7155 | 0.58731 | 0 | 5.6606e-05 | 0.011516 | 0.0055959 | 0.0026157 | 12
2022-12-12 | 22-23 | 22-23 |  | 0 | 0.23049 | 0.58871 | 0.93835 | 0.38872 | 0 | 0.00449 | 0.0074107 | 0.0069762 | 0.0052698 | 12
2022-12-13 | 22-23 | 22-23 |  | 0 | 0.081221 | 0.12844 | 0.46675 | 0.14537 | 0 | 0.00067096 | 0.00094893 | 0.0022268 | 0.00094054 | 12
2022-12-14 | 22-23 | 22-23 |  | 0 | 0.11986 | 0.014141 | 0.20881 | 0.11629 | 0 | 0.00041753 | 1.427e-05 | 0.0015775 | 0.00052687 | 12
2022-12-15 | 22-23 | 22-23 |  | 0 | 0.010406 | 0.054724 | 0.13904 | 0.03625 | 0 | 6.4396e-05 | 0.00054938 | 0.00065169 | 0.00022498 | 12
2022-12-16 | 22-23 | 22-23 |  | 0 | 0.048499 | 0.082143 | 0.071154 | 0.056611 | 0 | 0.0017449 | 0.00011416 | 0.00049057 | 0.0012981 | 12
2022-12-17 | 22-23 | 22-23 |  | 0 | 0.47391 | 0.018757 | 0.0085706 | 0.33209 | 0 | 0.0034649 | 9.2752e-05 | 4.3286e-05 | 0.0024184 | 12
2022-12-18 | 22-23 | 22-23 |  | 0 | 0.033824 | 0.1032 | 0.16858 | 0.064197 | 0 | 0.00013035 | 0.0021167 | 0.0053169 | 0.0012047 | 12
2022-12-19 | 22-23 | 22-23 |  | 0 | 0.088738 | 0.9122 | 0.58949 | 0.28736 | 0 | 0.00047777 | 0.00088709 | 0.00037514 | 0.00052076 | 12
2022-12-20 | 22-23 | 22-23 |  | 0 | 0.015105 | 1.2333 | 6.3343 | 1.1435 | 0 | 0.00018436 | 0.0024258 | 0.022939 | 0.0039224 | 12
2022-12-21 | 22-23 | 22-23 |  | 0 | 0.04974 | 0.78661 | 10.9921 | 1.7961 | 0 | 0.00029653 | 0.0013699 | 0.027907 | 0.004583 | 12
2022-12-22 | 22-23 | 22-23 |  | 0 | 0.011252 | 0.10317 | 0.13577 | 0.043668 | 0 | 7.1666e-05 | 0.00048517 | 0.00202 | 0.0004248 | 12
2022-12-23 | 22-23 | 22-23 |  | 0 | 0.30474 | 0.068972 | 0.52348 | 0.29956 | 0 | 0.00053594 | 0.00057792 | 0.0037947 | 0.0010254 | 12
2022-12-24 | 22-23 | 22-23 |  | 0 | 0.017843 | 0.19338 | 1.4038 | 0.25137 | 0 | 7.634e-05 | 0.0013485 | 0.010187 | 0.001779 | 12
2022-12-25 | 22-23 | 22-23 |  | 0 | 0.017705 | 0.31401 | 0.075447 | 0.07098 | 0 | 0.00015891 | 0.0013413 | 0.0020489 | 0.00061888 | 12
2022-12-26 | 22-23 | 22-23 |  | 0 | 0.71279 | 0.46453 | 3.2452 | 1.0485 | 0 | 0.0045819 | 0.0023616 | 0.015734 | 0.0058793 | 12
2022-12-27 | 22-23 | 22-23 |  | 0 | 0.57222 | 0.4222 | 6.9031 | 1.4915 | 0 | 0.0047455 | 0.0020191 | 0.022833 | 0.0070017 | 12
2022-12-28 | 22-23 | 22-23 |  | 0 | 1.6674 | 6.7012 | 4.1259 | 2.7832 | 0 | 0.0084877 | 0.019164 | 0.01295 | 0.010705 | 12
2022-12-29 | 22-23 | 22-23 |  | 0 | 0.044685 | 0.32959 | 1.0981 | 0.24484 | 0 | 0.00031315 | 0.0021832 | 0.0024168 | 0.00090783 | 12
2022-12-30 | 22-23 | 22-23 |  | 0 | 0.021991 | 0.63714 | 0.47835 | 0.18299 | 0 | 0.00021811 | 0.0067852 | 0.0012048 | 0.0013564 | 12
2022-12-31 | 22-23 | 22-23 |  | 0 | 0.34441 | 0.021119 | 0.37863 | 0.29813 | 0 | 0.0041317 | 9.9887e-05 | 0.0023519 | 0.0032259 | 12
2023-01-01 | 22-23 | 22-23 |  | 0 | 0.034214 | 0.16775 | 0.10114 | 0.064143 | 0 | 0.00053594 | 0.0022046 | 0.00028857 | 0.00074718 | 1
2023-01-02 | 22-23 | 22-23 |  | 0 | 0.059888 | 0.18907 | 0.51713 | 0.1473 | 0 | 0.00040507 | 0.00046376 | 0.0037875 | 0.00091646 | 1
2023-01-03 | 22-23 | 22-23 |  | 0 | 0.040924 | 0.014655 | 0.052989 | 0.038456 | 0 | 0.00022123 | 7.8483e-05 | 0.000505 | 0.00024044 | 1
2023-01-04 | 22-23 | 22-23 |  | 0 | 0.049495 | 0.0052655 | 0.039224 | 0.040911 | 0 | 0.00035521 | 3.5674e-05 | 0.00024529 | 0.00028788 | 1
2023-01-05 | 22-23 | 22-23 |  | 0 | 0.035347 | 0.090284 | 0.0022581 | 0.038443 | 0 | 0.00032769 | 0.0022546 | 7.2143e-06 | 0.00056856 | 1
2023-01-06 | 22-23 | 22-23 |  | 0 | 0.076108 | 0.21812 | 1.2038 | 0.26555 | 0 | 0.00074522 | 0.0031607 | 0.0030396 | 0.0014476 | 1
2023-01-07 | 22-23 | 22-23 |  | 0 | 0.4112 | 0.025757 | 0.0044296 | 0.28912 | 0 | 0.0031652 | 0.00010702 | 1.4429e-05 | 0.0022088 | 1
2023-01-08 | 22-23 | 22-23 |  | 0 | 0.51023 | 0.023402 | 3.8628 | 0.93394 | 0 | 0.0052898 | 0.00010702 | 0.018651 | 0.0064644 | 1
2023-01-09 | 22-23 | 22-23 |  | 0 | 0.11625 | 0.044621 | 0.21095 | 0.11872 | 0 | 0.00051516 | 0.0004923 | 0.0010942 | 0.00059444 | 1
2023-01-10 | 22-23 | 22-23 |  | 0 | 0.044661 | 0.038699 | 0.28302 | 0.079053 | 0 | 0.00019267 | 0.00047803 | 0.00049057 | 0.00027889 | 1
2023-01-11 | 22-23 | 22-23 |  | 0 | 0.12704 | 0.13141 | 0.52095 | 0.18563 | 0 | 0.00043207 | 0.00086569 | 0.0014958 | 0.00065338 | 1
2023-01-12 | 22-23 | 22-23 |  | 0 | 0.061506 | 0.14091 | 0.1659 | 0.088653 | 0 | 0.0004918 | 0.00070872 | 0.00099798 | 0.0005966 | 1
2023-01-13 | 22-23 | 22-23 |  | 0 | 1.1112 | 0.01544 | 0.45919 | 0.83999 | 0 | 0.0066655 | 0.00017123 | 0.0014332 | 0.0048529 | 1
2023-01-14 | 22-23 | 22-23 |  | 0 | 1.1062 | 0.72671 | 1.3077 | 1.0708 | 0 | 0.0082302 | 0.013485 | 0.0047662 | 0.0084458 | 1
2023-01-15 | 22-23 | 22-23 |  | 0 | 0.37995 | 0.49083 | 0.074586 | 0.34826 | 0 | 0.0033029 | 0.0035721 | 0.00034388 | 0.002877 | 1
2023-01-16 | 22-23 | 22-23 |  | 0 | 0.17642 | 0.0030466 | 0.03295 | 0.12748 | 0 | 0.0015595 | 7.1348e-06 | 0.00019719 | 0.0011098 | 1
2023-01-17 | 22-23 | 22-23 |  | 0.55102 | 1.2235 | 5.1607 | 4.2151 | 2.2606 | 0.0067197 | 0.0098863 | 0.044026 | 0.010547 | 0.015121 | 1
2023-01-18 | 22-23 | 22-23 |  | 0 | 0.48766 | 2.0981 | 1.7297 | 0.91305 | 0 | 0.0093716 | 0.0053154 | 0.0056488 | 0.0081331 | 1
2023-01-19 | 22-23 | 22-23 |  | 0 | 0.15262 | 0.39162 | 0.84501 | 0.29109 | 0 | 0.0020072 | 0.0032725 | 0.0055093 | 0.002707 | 1
2023-01-20 | 22-23 | 22-23 |  | 0 | 0.46523 | 0.01671 | 0.082053 | 0.33675 | 0 | 0.0047263 | 0.001006 | 0.00045931 | 0.0034915 | 1
2023-01-21 | 22-23 | 22-23 |  | 0 | 0.019735 | 0.0043165 | 0.012834 | 0.016228 | 0 | 0.0001854 | 1.427e-05 | 2.1643e-05 | 0.00013369 | 1
2023-01-22 | 22-23 | 22-23 |  | 0 | 0.25054 | 0.10829 | 1.2926 | 0.38293 | 0 | 0.0030417 | 0.00052084 | 0.010259 | 0.0037169 | 1
2023-01-23 | 22-23 | 22-23 |  | 0 | 0.72823 | 0.01255 | 3.518 | 1.0316 | 0 | 0.0062152 | 0.002754 | 0.014378 | 0.0068662 | 1
2023-01-24 | 22-23 | 22-23 |  | 0 | 0.41873 | 1.3805 | 1.3315 | 0.6974 | 0 | 0.0030609 | 0.010971 | 0.0035206 | 0.0043023 | 1
2023-01-25 | 22-23 | 22-23 |  | 0 | 0.14708 | 0.020284 | 0.0074235 | 0.10596 | 0 | 0.0014203 | 4.9943e-05 | 5.05e-05 | 0.00099804 | 1
2023-01-26 | 22-23 | 22-23 |  | 0 | 0.3954 | 0.29509 | 0.46389 | 0.38756 | 0 | 0.0021811 | 0.00080623 | 0.0010076 | 0.0017819 | 1
2023-01-27 | 22-23 | 22-23 |  | 0 | 0.6167 | 0.64682 | 0.0038813 | 0.52511 | 0 | 0.0017153 | 0.011554 | 2.1643e-05 | 0.0029363 | 1
2023-01-28 | 22-23 | 22-23 |  | 0 | 0.83848 | 0.020891 | 3.4873 | 1.1046 | 0 | 0.0048619 | 1.427e-05 | 0.028946 | 0.0076929 | 1
2023-01-29 | 22-23 | 22-23 |  | 0 | 0.71831 | 4.7571 | 0.75638 | 1.329 | 0 | 0.0076812 | 0.022639 | 0.0021907 | 0.0090643 | 1
2023-01-30 | 22-23 | 22-23 |  | 0.57658 | 0.47903 | 0.091568 | 1.696 | 0.60307 | 0.00014608 | 0.0033013 | 0.00059932 | 0.022602 | 0.0057543 | 1
2023-01-31 | 22-23 | 22-23 |  | 0 | 0.26174 | 6.388 | 0.094435 | 1.1606 | 0 | 0.0012297 | 0.020677 | 0.00038236 | 0.0040328 | 1
2023-02-01 | 22-23 | 22-23 |  | 0 | 0.085614 | 0.069895 | 0.90456 | 0.205 | 0 | 0.00055152 | 0.00025447 | 0.00084167 | 0.00054592 | 2
2023-02-02 | 22-23 | 22-23 |  | 0 | 0.83546 | 0.90146 | 2.5445 | 1.0947 | 0 | 0.0083808 | 0.015019 | 0.015465 | 0.010381 | 2
2023-02-03 | 22-23 | 22-23 |  | 0 | 0.40401 | 0.026263 | 0.98446 | 0.43069 | 0 | 0.0042631 | 0.00082763 | 0.010057 | 0.0045783 | 2
2023-02-04 | 22-23 | 22-23 |  | 0 | 0.40615 | 0.0059647 | 0.51889 | 0.35953 | 0 | 0.0036217 | 2.1404e-05 | 0.0034701 | 0.0030283 | 2
2023-02-05 | 22-23 | 22-23 |  | 0 | 0.015283 | 0.0026113 | 0.02266 | 0.014357 | 0 | 0.00012983 | 1.427e-05 | 0.00012986 | 0.00011141 | 2
2023-02-06 | 22-23 | 22-23 |  | 0 | 0.058361 | 1.4395 | 0.39345 | 0.31672 | 0 | 0.00021032 | 0.013849 | 0.002727 | 0.0026459 | 2
2023-02-07 | 22-23 | 22-23 |  | 0 | 0.18804 | 0.001358 | 0.69014 | 0.23348 | 0 | 0.0021001 | 2.6161e-05 | 0.0022941 | 0.0018002 | 2
2023-02-08 | 22-23 | 22-23 |  | 0 | 0.048738 | 0.32988 | 0.064125 | 0.093163 | 0 | 0.00043155 | 0.00081336 | 0.00024769 | 0.00045859 | 2
2023-02-09 | 22-23 | 22-23 |  | 0 | 0.17768 | 0.027105 | 2.4967 | 0.5002 | 0 | 0.005363 | 0.00021404 | 0.0061105 | 0.004657 | 2
2023-02-10 | 22-23 | 22-23 |  | 0 | 0.05904 | 0.26296 | 0.21351 | 0.11251 | 0 | 0.00053749 | 0.005451 | 0.0082603 | 0.0024302 | 2
2023-02-11 | 22-23 | 22-23 |  | 0 | 0.022696 | 0.11678 | 0.01036 | 0.034903 | 0 | 0.00014333 | 0.0012676 | 3.8476e-05 | 0.0002965 | 2
2023-02-12 | 22-23 | 22-23 |  | 0 | 0.041761 | 0.039377 | 0.13563 | 0.055121 | 0 | 0.00025706 | 0.00026399 | 0.00028857 | 0.00026092 | 2
2023-02-13 | 22-23 | 22-23 |  | 0 | 0.2118 | 0.13423 | 0.13671 | 0.18729 | 0 | 0.0033958 | 0.00078245 | 0.00046893 | 0.0025384 | 2
2023-02-14 | 22-23 | 22-23 |  | 0 | 0.16024 | 0.11954 | 0.017675 | 0.1316 | 0 | 0.001492 | 0.0008205 | 2.8857e-05 | 0.0011608 | 2
2023-02-15 | 22-23 | 22-23 |  | 0.031554 | 0.19698 | 1.0041 | 0.56687 | 0.37302 | 0.001753 | 0.0016244 | 0.0126 | 0.0063486 | 0.00399 | 2
2023-02-16 | 22-23 | 22-23 |  | 0 | 0.3896 | 0.040854 | 0.32845 | 0.32489 | 0 | 0.0036783 | 0.00014745 | 0.0016208 | 0.0028101 | 2
2023-02-17 | 22-23 | 22-23 |  | 0 | 0.087079 | 0.021376 | 2.7645 | 0.47665 | 0 | 0.00057333 | 0.00024258 | 0.026686 | 0.0044216 | 2
2023-02-18 | 22-23 | 22-23 |  | 0 | 0.079014 | 0.10702 | 0.082005 | 0.08311 | 0 | 0.00060033 | 0.00077293 | 0.00078636 | 0.00064979 | 2
2023-02-19 | 22-23 | 22-23 |  | 0 | 0.064369 | 0.0035959 | 0.4025 | 0.10524 | 0 | 0.00044558 | 1.427e-05 | 0.00092583 | 0.00044888 | 2
2023-02-20 | 22-23 | 22-23 |  | 0 | 0.5193 | 0.065833 | 0.048502 | 0.37658 | 0 | 0.0030749 | 0.0004923 | 0.0008585 | 0.0023307 | 2
2023-02-21 | 22-23 | 22-23 |  | 0 | 1.1714 | 0.75961 | 3.004 | 1.3744 | 0 | 0.011008 | 0.0047922 | 0.019178 | 0.011208 | 2
2023-02-22 | 22-23 | 22-23 |  | 0.23446 | 0.50048 | 0.030977 | 1.0327 | 0.50711 | 0.078154 | 0.0017153 | 0.00021167 | 0.003547 | 0.002326 | 2
2023-02-23 | 22-23 | 22-23 |  | 0 | 1.0035 | 0.19419 | 0.76603 | 0.83828 | 0 | 0.008051 | 0.0124 | 0.0016569 | 0.0076932 | 2
2023-02-24 | 22-23 | 22-23 |  | 0 | 1.0814 | 0.11231 | 0.4674 | 0.83521 | 0 | 0.0090818 | 0.00030917 | 0.00081521 | 0.0064537 | 2
2023-02-25 | 22-23 | 22-23 |  | 1.4466 | 0.83615 | 0.072385 | 5.1373 | 1.3681 | 0.011394 | 0.0059509 | 0.00051133 | 0.010254 | 0.0058121 | 2
2023-02-26 | 22-23 | 22-23 |  | 0 | 0.10572 | 0.0020976 | 0.35875 | 0.1271 | 0 | 0.0004274 | 7.1348e-06 | 0.00050019 | 0.00037161 | 2
2023-02-27 | 22-23 | 22-23 |  | 0 | 0.24797 | 0.096063 | 0.28429 | 0.22861 | 0 | 0.0018431 | 0.00057078 | 0.0016328 | 0.0016058 | 2
2023-02-28 | 22-23 | 22-23 |  | 0 | 0.49635 | 0.055844 | 0.0019551 | 0.35223 | 0 | 0.0035101 | 0.00042571 | 7.2143e-06 | 0.0024946 | 2
2023-03-01 | 22-23 | 22-23 |  | 0 | 0.37044 | 0.21259 | 1.0878 | 0.45107 | 0 | 0.011375 | 0.0016339 | 0.0036865 | 0.0086697 | 3
2023-03-02 | 22-23 | 22-23 |  | 0 | 0.032614 | 0.053325 | 0.0013202 | 0.030826 | 0 | 0.00067719 | 1.427e-05 | 7.2143e-06 | 0.00047189 | 3
2023-03-03 | 22-23 | 22-23 |  | 0 | 0.26515 | 0.050892 | 0.027869 | 0.19535 | 0 | 0.003926 | 0.00032107 | 0.00022364 | 0.002799 | 3
2023-03-04 | 22-23 | 22-23 |  | 0 | 0.37487 | 0.023259 | 0.25484 | 0.30103 | 0 | 0.003468 | 2.8539e-05 | 0.0010966 | 0.0025682 | 3
2023-03-05 | 22-23 | 22-23 |  | 0 | 0.76688 | 0.099309 | 0.13143 | 0.56537 | 0 | 0.0096843 | 0.00091087 | 0.0006084 | 0.0069306 | 3
2023-03-06 | 22-23 | 22-23 |  | 0 | 0.041853 | 0.074159 | 1.2346 | 0.22468 | 0 | 0.00023317 | 0.00060646 | 0.0087004 | 0.0015533 | 3
2023-03-07 | 22-23 | 22-23 |  | 0 | 0.57379 | 0.0046661 | 1.3546 | 0.60024 | 0 | 0.0077275 | 1.427e-05 | 0.0056584 | 0.0061956 | 3
2023-03-08 | 22-23 | 22-23 |  | 0 | 0.17609 | 0.11055 | 7.2232 | 1.2181 | 0 | 0.00089115 | 0.0092681 | 0.0092703 | 0.0034028 | 3
2023-03-09 | 22-23 | 22-23 |  | 0 | 0.045492 | 0.030815 | 0.6911 | 0.13943 | 0 | 0.00017449 | 0.00042809 | 0.00056512 | 0.00026991 | 3
2023-03-10 | 22-23 | 22-23 |  | 0 | 0.30467 | 0.082207 | 0.22722 | 0.25723 | 0 | 0.0030385 | 0.0010774 | 0.0037731 | 0.0028295 | 3
2023-03-11 | 22-23 | 22-23 |  | 0 | 0.18957 | 0 | 0.0050789 | 0.13195 | 0 | 0.0021126 | 0 | 1.4429e-05 | 0.0014642 | 3
2023-03-12 | 22-23 | 22-23 |  | 0 | 0.3549 | 0.0029181 | 0 | 0.24605 | 0 | 0.0025795 | 2.8539e-05 | 0 | 0.0017894 | 3
2023-03-13 | 22-23 | 22-23 |  | 0 | 0.21945 | 0.0015054 | 0.20169 | 0.18224 | 0 | 0.0011544 | 7.1348e-06 | 0.00068536 | 0.00090244 | 3
2023-03-14 | 22-23 | 22-23 |  | 0 | 0.078692 | 0.088129 | 0.0044368 | 0.06844 | 0 | 0.0042735 | 0.00031393 | 2.1643e-05 | 0.0030081 | 3
2023-03-15 | 22-23 | 22-23 |  | 0 | 0.017345 | 0.037515 | 0.049173 | 0.025021 | 0 | 0.00011996 | 0.0004709 | 0.00015871 | 0.0001779 | 3
2023-03-16 | 22-23 | 22-23 |  | 0 | 0.66043 | 0.0087877 | 1.0966 | 0.62227 | 0 | 0.0071858 | 2.3783e-05 | 0.0094002 | 0.0063814 | 3
2023-03-17 | 22-23 | 22-23 |  | 0 | 0.53238 | 0.012101 | 0.14734 | 0.39229 | 0 | 0.004772 | 5.7078e-05 | 0.00073586 | 0.0034211 | 3
2023-03-18 | 22-23 | 22-23 |  | 0 | 0.11822 | 0.027426 | 0.023266 | 0.089433 | 0 | 0.00045804 | 0.00015697 | 1.4429e-05 | 0.00034286 | 3
2023-03-19 | 22-23 | 22-23 |  | 0 | 0.10266 | 0.025949 | 0.68753 | 0.17772 | 0 | 0.00068394 | 0.00026399 | 0.0015366 | 0.00074287 | 3
2023-03-20 | 22-23 |  | MED | 0 | 38.4735 | 0.25781 | 0.70118 | 26.7694 | 0 | 0.07592 | 0.0015982 | 0.0044079 | 0.053441 | 3
2023-03-21 | 22-23 | 22-23 |  | 0 | 0.9112 | 1.5471 | 2.5716 | 1.2487 | 0 | 0.0033564 | 0.0053582 | 0.0060263 | 0.0040331 | 3
2023-03-22 | 22-23 | 22-23 |  | 0 | 0.085304 | 0.064273 | 0.74244 | 0.17971 | 0 | 0.00096905 | 0.00052797 | 0.00016593 | 0.00077522 | 3
2023-03-23 | 22-23 | 22-23 |  | 0 | 0.11709 | 0.2325 | 0.16476 | 0.14079 | 0 | 0.0023525 | 0.0010631 | 0.00095228 | 0.001931 | 3
2023-03-24 | 22-23 | 22-23 |  | 0 | 0.18909 | 0.013278 | 0.29725 | 0.17729 | 0 | 0.0048359 | 9.513e-05 | 0.00099557 | 0.0035099 | 3
2023-03-25 | 22-23 | 22-23 |  | 0.055803 | 0.17577 | 0 | 0.011023 | 0.1237 | 0.00029216 | 0.0020378 | 0 | 5.05e-05 | 0.00142 | 3
2023-03-26 | 22-23 | 22-23 |  | 0 | 0.33899 | 0.60965 | 0.66698 | 0.42641 | 0 | 0.0014286 | 0.0020405 | 0.0028208 | 0.0017186 | 3
2023-03-27 | 22-23 | 22-23 |  | 0 | 0.30716 | 1.9025 | 1.0234 | 0.65303 | 0 | 0.0023151 | 0.033959 | 0.0069449 | 0.0077719 | 3
2023-03-28 | 22-23 | 22-23 |  | 0 | 0.58544 | 0.00503 | 0.77873 | 0.52229 | 0 | 0.0045882 | 2.1404e-05 | 0.0045041 | 0.0038516 | 3
2023-03-29 | 22-23 | 22-23 |  | 0 | 0.13008 | 2.3922 | 1.2166 | 0.63334 | 0 | 0.00049855 | 0.014626 | 0.010035 | 0.0040551 | 3
2023-03-30 | 22-23 | 22-23 |  | 0 | 0.036497 | 0.10597 | 0.034001 | 0.046353 | 0 | 0.00044558 | 0.00062073 | 0.0012841 | 0.00059408 | 3
2023-03-31 | 22-23 | 22-23 |  | 0 | 0.60199 | 0.086412 | 0.34986 | 0.48195 | 0 | 0.0096277 | 0.0019716 | 0.002828 | 0.0073834 | 3
2023-04-01 | 22-23 | 22-23 |  | 0 | 0.10742 | 0.14237 | 0.0072648 | 0.096937 | 0 | 0.0013507 | 0.00075391 | 7.2143e-06 | 0.0010498 | 4
2023-04-02 | 22-23 | 22-23 |  | 0 | 0.31363 | 0 | 0.0023302 | 0.21739 | 0 | 0.0012661 | 0 | 7.2143e-06 | 0.00087728 | 4
2023-04-03 | 22-23 | 22-23 |  | 0 | 0.017497 | 0.54854 | 1.516 | 0.32157 | 0 | 0.0015907 | 0.0029324 | 0.007094 | 0.0026042 | 4
2023-04-04 | 22-23 | 22-23 |  | 0 | 0.016826 | 0.14324 | 0.2498 | 0.070623 | 0 | 0.00011373 | 0.00062786 | 0.00082243 | 0.0002965 | 4
2023-04-05 | 22-23 | 22-23 |  | 0 | 0.76598 | 0 | 0.033498 | 0.5351 | 0 | 0.010702 | 0 | 0.00013467 | 0.0074262 | 4
2023-04-06 | 22-23 | 22-23 |  | 0.069827 | 0.18235 | 1.0165 | 6.4766 | 1.2483 | 0.00043824 | 0.003106 | 0.0030894 | 0.0083565 | 0.0038685 | 4
2023-04-07 | 22-23 | 22-23 |  | 0 | 0.67812 | 0.24318 | 0.3345 | 0.55603 | 0 | 0.0045539 | 0.0025376 | 0.0009595 | 0.0036784 | 4
2023-04-08 | 22-23 | 22-23 |  | 0 | 0.132 | 1.0471 | 0.82399 | 0.37273 | 0 | 0.00079248 | 0.015521 | 0.0037947 | 0.003461 | 4
2023-04-09 | 22-23 | 22-23 |  | 0 | 1.4624 | 0.0056864 | 0.004747 | 1.0136 | 0 | 0.019107 | 2.1404e-05 | 7.2143e-06 | 0.013227 | 4
2023-04-10 | 22-23 | 22-23 |  | 0 | 0.024373 | 0.011658 | 0.52242 | 0.096706 | 0 | 0.00026485 | 4.2809e-05 | 0.0022797 | 0.00053047 | 4
2023-04-11 | 22-23 | 22-23 |  | 0 | 0.074872 | 0.41842 | 1.5563 | 0.34764 | 0 | 0.00062111 | 0.0015506 | 0.0048624 | 0.0013909 | 4
2023-04-12 | 22-23 | 22-23 |  | 0 | 0.08587 | 0.010531 | 0.57851 | 0.14748 | 0 | 0.00036716 | 2.8539e-05 | 0.0045739 | 0.00094197 | 4
2023-04-13 | 22-23 | 22-23 |  | 0 | 0.48466 | 0.095363 | 0.11598 | 0.36716 | 0 | 0.0027758 | 0.00027826 | 0.0036841 | 0.0025136 | 4
2023-04-14 | 22-23 | 22-23 |  | 0 | 0.045728 | 1.8027 | 0.73643 | 0.41413 | 0 | 0.00047258 | 0.01494 | 0.01876 | 0.0053884 | 4
2023-04-15 | 22-23 | 22-23 |  | 0 | 0.29656 | 0.22595 | 0.789 | 0.3573 | 0 | 0.0030001 | 0.0034295 | 0.0049129 | 0.0033287 | 4
2023-04-16 | 22-23 | 22-23 |  | 0.02235 | 0.021561 | 2.1324 | 2.5132 | 0.71294 | 0.00043824 | 0.00010334 | 0.014712 | 0.0057786 | 0.0031616 | 4
2023-04-17 | 22-23 | 22-23 |  | 0 | 0.060718 | 0.011059 | 2.4509 | 0.40999 | 0 | 0.00043 | 3.5674e-05 | 0.018719 | 0.0031005 | 4
2023-04-18 | 22-23 | 22-23 |  | 0.056387 | 0.059603 | 0.0025043 | 0.37835 | 0.098588 | 0.00014608 | 0.00050322 | 2.1404e-05 | 0.0024601 | 0.00072023 | 4
2023-04-19 | 22-23 | 22-23 |  | 0.24936 | 0.63216 | 2.682 | 1.7406 | 1.1048 | 0.00014608 | 0.0029518 | 0.0052536 | 0.010641 | 0.0044281 | 4
2023-04-20 | 22-23 | 22-23 |  | 0 | 0.78125 | 0.0049159 | 0.51173 | 0.61789 | 0 | 0.0043181 | 2.8539e-05 | 0.0024577 | 0.00336 | 4
2023-04-21 | 22-23 | 22-23 |  | 0 | 0.23479 | 0.25538 | 0.26435 | 0.24059 | 0 | 0.0015294 | 0.0019335 | 0.00098595 | 0.001498 | 4
2023-04-22 | 22-23 | 22-23 |  | 0 | 0.72194 | 0.0021476 | 0.043048 | 0.50638 | 0 | 0.0041359 | 7.1348e-06 | 0.00064929 | 0.0029603 | 4
2023-04-23 | 22-23 | 22-23 |  | 0 | 0.12031 | 0.0067352 | 0.12759 | 0.10335 | 0 | 0.00096697 | 2.8539e-05 | 0.00053386 | 0.00075329 | 4
2023-04-24 | 22-23 | 22-23 |  | 0 | 0.15757 | 0.022945 | 0.089104 | 0.12583 | 0 | 0.00063772 | 0.00020691 | 0.00054829 | 0.00055455 | 4
2023-04-25 | 22-23 | 22-23 |  | 0 | 0.23747 | 0.94905 | 0.058501 | 0.3165 | 0 | 0.0033262 | 0.0023259 | 0.00023567 | 0.0026886 | 4
2023-04-26 | 22-23 | 22-23 |  | 0 | 0.23825 | 0.0099387 | 0.16003 | 0.1903 | 0 | 0.0058564 | 3.5674e-05 | 0.00087293 | 0.0041887 | 4
2023-04-27 | 22-23 | 22-23 |  | 0 | 0.049156 | 0.86985 | 1.6537 | 0.41262 | 0 | 0.00038118 | 0.028239 | 0.0073273 | 0.0056263 | 4
2023-04-28 | 22-23 | 22-23 |  | 0 | 0.19595 | 0.00094893 | 1.1403 | 0.30618 | 0 | 0.0016551 | 7.1348e-06 | 0.0065602 | 0.0021269 | 4
2023-04-29 | 22-23 | 22-23 |  | 0 | 0.033607 | 4.027 | 0.20417 | 0.66232 | 0 | 0.00028926 | 0.044821 | 0.0013659 | 0.0071775 | 4
2023-04-30 | 22-23 | 22-23 |  | 0 | 0.008751 | 0.20557 | 0.0137 | 0.039169 | 0 | 5.2971e-05 | 0.0019193 | 6.9738e-05 | 0.00033711 | 4
2023-05-01 | 22-23 | 22-23 |  | 0 | 0.51116 | 3.0107 | 0.060369 | 0.81774 | 0 | 0.014847 | 0.021939 | 0.00041843 | 0.013653 | 5
2023-05-02 | 22-23 | 22-23 |  | 0 | 0.28991 | 1.0557 | 0.12973 | 0.37955 | 0 | 0.0040881 | 0.0026399 | 0.0010316 | 0.0033823 | 5
2023-05-03 | 22-23 | 22-23 |  | 0 | 0.26889 | 0.88506 | 0.84718 | 0.44645 | 0 | 0.0036368 | 0.0046305 | 0.0050476 | 0.003971 | 5
2023-05-04 | 22-23 | 22-23 |  | 0 | 0.059391 | 0.07189 | 0.63979 | 0.14758 | 0 | 0.0004113 | 0.00044236 | 0.0035494 | 0.00088196 | 5
2023-05-05 | 22-23 | 22-23 |  | 0 | 0.055775 | 0.11509 | 0.0093064 | 0.057383 | 0 | 0.00064136 | 0.00046614 | 0.00012986 | 0.0005337 | 5
2023-05-06 | 22-23 | 22-23 |  | 0 | 0.1277 | 1.0116 | 0.51627 | 0.3184 | 0 | 0.0012365 | 0.012985 | 0.0025226 | 0.003195 | 5
2023-05-07 | 22-23 | 22-23 |  | 0 | 0.23189 | 3.2445 | 0.11021 | 0.66725 | 0 | 0.0011451 | 0.019506 | 0.00048336 | 0.0038125 | 5
2023-05-08 | 22-23 | 22-23 |  | 0 | 0.1789 | 0.007199 | 0.24257 | 0.16115 | 0 | 0.00072808 | 0.00014983 | 0.00088736 | 0.00065913 | 5
2023-05-09 | 22-23 | 22-23 |  | 0 | 0.055343 | 0.019021 | 0.0079501 | 0.042363 | 0 | 0.00022538 | 0.00012129 | 2.8857e-05 | 0.00017862 | 5
2023-05-10 | 22-23 | 22-23 |  | 0 | 0.33645 | 0.0011772 | 0.10409 | 0.24857 | 0 | 0.0027129 | 7.1348e-06 | 2.8857e-05 | 0.0018829 | 5
2023-05-11 | 22-23 | 22-23 |  | 0 | 0.35229 | 0.018137 | 0.025502 | 0.25035 | 0 | 0.0022601 | 0.00027112 | 0.00038957 | 0.0016633 | 5
2023-05-12 | 22-23 | 22-23 |  | 0 | 0.37098 | 0.072975 | 0.25325 | 0.30561 | 0 | 0.0025078 | 0.00068018 | 0.0015655 | 0.0020723 | 5
2023-05-13 | 22-23 | 22-23 |  | 0 | 0.022928 | 0.0008205 | 1.06 | 0.17441 | 0 | 9.919e-05 | 7.1348e-06 | 0.0083373 | 0.0013157 | 5
2023-05-14 | 22-23 | 22-23 |  | 0 | 0.00069017 | 0.22161 | 0.30207 | 0.079111 | 0 | 4.6739e-06 | 0.0013984 | 0.0010244 | 0.00036766 | 5
2023-05-15 | 22-23 | 22-23 |  | 0 | 0.047782 | 0.011187 | 0.27238 | 0.075466 | 0 | 0.0006076 | 9.9887e-05 | 0.0011831 | 0.00061241 | 5
2023-05-16 | 22-23 | 22-23 |  | 0.038419 | 0.012593 | 0.18971 | 0.14631 | 0.059533 | 0.00014608 | 0.00030069 | 0.0016196 | 0.00049057 | 0.00052723 | 5
2023-05-17 | 22-23 | 22-23 |  | 0 | 0.018153 | 0.010338 | 0.17274 | 0.039941 | 0 | 0.00022279 | 2.1404e-05 | 0.00074307 | 0.00026847 | 5
2023-05-18 | 22-23 | 22-23 |  | 0 | 0.10106 | 0.57108 | 1.4601 | 0.37446 | 0 | 0.00045388 | 0.0016791 | 0.00093064 | 0.00070693 | 5
2023-05-19 | 22-23 | 22-23 |  | 0 | 0.69812 | 1.1299 | 0.9147 | 0.79059 | 0 | 0.0059187 | 0.00757 | 0.0096094 | 0.0066761 | 5
2023-05-20 | 22-23 | 22-23 |  | 0 | 0.052586 | 0.016472 | 0.64835 | 0.13578 | 0 | 0.00023525 | 0.00014745 | 0.0084623 | 0.0014498 | 5
2023-05-21 | 22-23 | 22-23 |  | 0 | 0.0036534 | 0 | 0.62346 | 0.095705 | 0 | 2.1811e-05 | 0 | 0.0073874 | 0.0011192 | 5
2023-05-22 | 22-23 | 22-23 |  | 0 | 0.024483 | 0.084026 | 0.61072 | 0.12092 | 0 | 0.0002259 | 0.00039479 | 0.0018252 | 0.00048878 | 5
2023-05-23 | 22-23 | 22-23 |  | 0 | 0.068387 | 0 | 0.038986 | 0.053154 | 0 | 0.00037131 | 0 | 1.4429e-05 | 0.00025912 | 5
2023-05-24 | 22-23 | 22-23 |  | 0 | 0.056582 | 0.091118 | 0.073771 | 0.063952 | 0 | 0.00043155 | 0.00026161 | 0.00070459 | 0.00044349 | 5
2023-05-25 | 22-23 | 22-23 |  | 0 | 0.50713 | 1.1414 | 0.18643 | 0.55131 | 0 | 0.0084369 | 0.0061288 | 0.00087774 | 0.0068961 | 5
2023-05-26 | 22-23 | 22-23 |  | 0 | 0.19568 | 0.0017338 | 0.17988 | 0.16257 | 0 | 0.00074626 | 1.427e-05 | 0.00059879 | 0.0006081 | 5
2023-05-27 | 22-23 | 22-23 |  | 0 | 0.033425 | 0.024822 | 0.34163 | 0.07794 | 0 | 0.00042428 | 0.00052797 | 0.0006565 | 0.00047153 | 5
2023-05-28 | 22-23 | 22-23 |  | 0 | 0.024022 | 0.53892 | 0.031952 | 0.10284 | 0 | 0.00012464 | 0.01265 | 0.00026693 | 0.0020378 | 5
2023-05-29 | 22-23 | 22-23 |  | 0 | 0.5874 | 1.3009 | 0.024709 | 0.60679 | 0 | 0.0024912 | 0.003439 | 6.4929e-05 | 0.0022534 | 5
2023-05-30 | 22-23 | 22-23 |  | 0 | 0.16793 | 0.01231 | 0.17386 | 0.14406 | 0 | 0.002324 | 7.1348e-05 | 0.001111 | 0.0017851 | 5
2023-05-31 | 22-23 | 22-23 |  | 0 | 0.036412 | 0.0053868 | 0.13595 | 0.04633 | 0 | 0.00028251 | 4.2809e-05 | 0.00068776 | 0.00030477 | 5
2023-06-01 | 22-23 | 22-23 |  | 0 | 1.2409 | 0.15399 | 0.095358 | 0.89628 | 0 | 0.016183 | 0.00090612 | 0.00057714 | 0.011423 | 6
2023-06-02 | 22-23 | 22-23 |  | 0 | 0.34765 | 0.020912 | 0.10025 | 0.25873 | 0 | 0.0045534 | 9.9887e-05 | 0.00048095 | 0.0032381 | 6
2023-06-03 | 22-23 | 22-23 |  | 0 | 0.079383 | 0.024477 | 0.042413 | 0.064974 | 0 | 0.00041701 | 8.7996e-05 | 0.00014669 | 0.00032381 | 6
2023-06-04 | 22-23 | 22-23 |  | 0 | 0.67461 | 0.10589 | 0.23358 | 0.51778 | 0 | 0.0037905 | 0.0017694 | 0.0018685 | 0.0031699 | 6
2023-06-05 | 22-23 | 22-23 |  | 0 | 0.14175 | 0.014505 | 0.094868 | 0.11447 | 0 | 0.00070991 | 9.2752e-05 | 0.0012336 | 0.00068968 | 6
2023-06-06 | 22-23 | 22-23 |  | 0 | 0.4707 | 0.062881 | 0.26556 | 0.37494 | 0 | 0.0024969 | 0.00063737 | 0.00058676 | 0.001912 | 6
2023-06-07 | 22-23 |  | MED | 0 | 3.18 | 7.0018 | 39.2344 | 9.1224 | 0 | 0.01639 | 0.023388 | 0.095014 | 0.029077 | 6
2023-06-08 | 22-23 | 22-23 |  | 0 | 0.56481 | 0.45067 | 9.483 | 1.8762 | 0 | 0.0070705 | 0.00077293 | 0.031572 | 0.0097285 | 6
2023-06-09 | 22-23 | 22-23 |  | 0 | 0.18621 | 1.3308 | 1.1341 | 0.49946 | 0 | 0.0012718 | 0.0075153 | 0.0016521 | 0.0022628 | 6
2023-06-10 | 22-23 | 22-23 |  | 0 | 0.14201 | 1.5715 | 0.24615 | 0.37255 | 0 | 0.0011435 | 0.0095154 | 0.0013924 | 0.0024374 | 6
2023-06-11 | 22-23 | 22-23 |  | 0 | 0.13913 | 0.17118 | 0.023564 | 0.12568 | 0 | 0.00076963 | 0.0012272 | 0.00011783 | 0.00073568 | 6
2023-06-12 | 22-23 | 22-23 |  | 0 | 0.089806 | 1.9005 | 2.2841 | 0.69071 | 0 | 0.00072808 | 0.010538 | 0.013755 | 0.0041521 | 6
2023-06-13 | 22-23 | 22-23 |  | 0 | 0.2655 | 0.36933 | 1.8477 | 0.51569 | 0 | 0.0033008 | 0.0026375 | 0.014025 | 0.0047789 | 6
2023-06-14 | 22-23 | 22-23 |  | 0 | 0.045323 | 0.60432 | 2.3867 | 0.47939 | 0 | 0.00038689 | 0.0088828 | 0.025272 | 0.005387 | 6
2023-06-15 | 22-23 | 22-23 |  | 0 | 0.041591 | 0.16239 | 0.20443 | 0.083876 | 0 | 0.00029082 | 0.018693 | 0.00094026 | 0.0031666 | 6
2023-06-16 | 22-23 | 22-23 |  | 0 | 0.27951 | 0.13889 | 0.076248 | 0.22582 | 0 | 0.0068607 | 0.00089898 | 0.00067814 | 0.0049852 | 6
2023-06-17 | 22-23 | 22-23 |  | 0 | 0.062154 | 0.89799 | 2.1173 | 0.49515 | 0 | 0.00042584 | 0.010852 | 0.017192 | 0.0045039 | 6
2023-06-18 | 22-23 | 22-23 |  | 0 | 0.15043 | 0.48736 | 0.17518 | 0.20393 | 0 | 0.0024055 | 0.0035745 | 0.0053698 | 0.0030074 | 6
2023-06-19 | 22-23 | 22-23 |  | 0 | 0.1021 | 1.1255 | 0.93647 | 0.38069 | 0 | 0.0024465 | 0.0027683 | 0.014364 | 0.0042581 | 6
2023-06-20 | 22-23 | 22-23 |  | 0 | 0.27164 | 0.012714 | 0.33738 | 0.24033 | 0 | 0.0011555 | 5.2322e-05 | 0.00055309 | 0.00089022 | 6
2023-06-21 | 22-23 | 22-23 |  | 0 | 0.40634 | 0.8617 | 0.33818 | 0.46196 | 0 | 0.0041727 | 0.0058481 | 0.0026621 | 0.0041693 | 6
2023-06-22 | 22-23 | 22-23 |  | 0 | 0.80103 | 1.4394 | 3.3872 | 1.2781 | 0 | 0.011076 | 0.0067519 | 0.0088399 | 0.010006 | 6
2023-06-23 | 22-23 | 22-23 |  | 0 | 2.6374 | 1.3091 | 0.62541 | 2.1165 | 0 | 0.013347 | 0.003703 | 0.001842 | 0.010072 | 6
2023-06-24 | 22-23 | 22-23 |  | 0 | 0.20412 | 2.7911 | 3.2996 | 1.0562 | 0 | 0.0038715 | 0.0070872 | 0.0066299 | 0.0047411 | 6
2023-06-25 | 22-23 | 22-23 |  | 0 | 0.32455 | 1.1214 | 1.2704 | 0.58393 | 0 | 0.0022647 | 0.0064379 | 0.011586 | 0.0042718 | 6
2023-06-26 | 22-23 | 22-23 |  | 0 | 0.1042 | 0.37702 | 0.52529 | 0.20759 | 0 | 0.00062162 | 0.0052441 | 0.0020873 | 0.0015346 | 6
2023-06-27 | 22-23 | 22-23 |  | 0 | 0.088906 | 0.021019 | 1.5114 | 0.29058 | 0 | 0.00052503 | 6.4213e-05 | 0.0052592 | 0.001159 | 6
2023-06-28 | 22-23 | 22-23 |  | 0 | 0.54569 | 2.7917 | 0.18518 | 0.82719 | 0 | 0.0030448 | 0.016595 | 0.00064929 | 0.004712 | 6
2023-06-29 | 22-23 | 22-23 |  | 0 | 0.18916 | 0.018933 | 0.10425 | 0.14935 | 0 | 0.00055463 | 7.3726e-05 | 0.00098114 | 0.00054161 | 6
2023-06-30 | 22-23 | 22-23 |  | 0 | 0.65848 | 0.065488 | 0.057539 | 0.4742 | 0 | 0.0073577 | 0.00020215 | 0.0001491 | 0.0051447 | 6
2023-07-01 | 23-24 | 23-24 |  | 0 | 0.027156 | 0.0061279 | 0.3214 | 0.067524 | 0 | 0.00019118 | 0.00012664 | 0.00081093 | 0.00027214
2023-07-02 | 23-24 | 23-24 |  | 0 | 0.49948 | 0.5131 | 1.9708 | 0.71666 | 0 | 0.004523 | 0.0010835 | 0.0081954 | 0.004514
2023-07-03 | 23-24 | 23-24 |  | 0.081485 | 0.088645 | 0.10746 | 0.20036 | 0.10806 | 0.00028895 | 0.00039726 | 0.00047841 | 0.00056693 | 0.000434
2023-07-04 | 23-24 | 23-24 |  | 0 | 0.051334 | 0.17348 | 0.65652 | 0.15948 | 0 | 0.00028934 | 0.00092634 | 0.0018611 | 0.00061756
2023-07-05 | 23-24 | 23-24 |  | 0 | 0.51853 | 0.40246 | 0.036205 | 0.42536 | 0 | 0.0049531 | 0.0045637 | 0.00013635 | 0.0041412
2023-07-06 | 23-24 | 23-24 |  | 0 | 0.61447 | 0.047283 | 0.84704 | 0.55848 | 0 | 0.0079883 | 0.00050187 | 0.0028634 | 0.0060316
2023-07-07 | 23-24 | 23-24 |  | 0 | 0.042738 | 5.5361 | 4.3614 | 1.5179 | 0 | 0.0003361 | 0.026793 | 0.0047148 | 0.0049981
2023-07-08 | 23-24 | 23-24 |  | 0 | 0.6313 | 5.0535 | 7.7575 | 2.3572 | 0 | 0.0045919 | 0.016294 | 0.046826 | 0.012614
2023-07-09 | 23-24 | 23-24 |  | 0 | 0.052253 | 0.12942 | 0.32822 | 0.10461 | 0 | 0.0003433 | 0.00024624 | 0.0017749 | 0.00053894
2023-07-10 | 23-24 | 23-24 |  | 0.41609 | 0.27309 | 0.20249 | 0.79095 | 0.34045 | 0.0013003 | 0.0028034 | 0.00039868 | 0.0036671 | 0.002556
2023-07-11 | 23-24 | 23-24 |  | 0 | 0.14655 | 0.030766 | 0.30181 | 0.15099 | 0 | 0.00072925 | 0.00040102 | 0.0023108 | 0.00090927
2023-07-12 | 23-24 | 23-24 |  | 0 | 0.7118 | 1.6196 | 2.3126 | 1.0823 | 0 | 0.0040687 | 0.0097442 | 0.035164 | 0.0095238
2023-07-13 | 23-24 | 23-24 |  | 0.035686 | 0.048766 | 0.053484 | 0.24671 | 0.078822 | 0.00014448 | 0.00041627 | 0.00024624 | 0.00085638 | 0.00045392
2023-07-14 | 23-24 | 23-24 |  | 0 | 0.17348 | 0.71559 | 0.17937 | 0.25531 | 0 | 0.0014066 | 0.0057621 | 0.00057411 | 0.0019331
2023-07-15 | 23-24 | 23-24 |  | 0 | 0.0019426 | 0 | 0.0061932 | 0.0022657 | 0 | 9.2505e-06 | 0 | 2.8705e-05 | 1.0672e-05
2023-07-16 | 23-24 | 23-24 |  | 0 | 0.21716 | 0.096112 | 0.40854 | 0.22566 | 0 | 0.0016086 | 0.00061209 | 0.0011171 | 0.0013724
2023-07-17 | 23-24 | 23-24 |  | 0 | 0.024717 | 0.063692 | 0.18386 | 0.054114 | 0 | 0.00010176 | 0.00018292 | 0.00059564 | 0.00018676
2023-07-18 | 23-24 | 23-24 |  | 0 | 0.20346 | 0.028895 | 0.0075567 | 0.14635 | 0 | 0.004135 | 0.00060974 | 1.4353e-05 | 0.0029569
2023-07-19 | 23-24 | 23-24 |  | 0 | 0.061224 | 0.55578 | 0.0079944 | 0.12787 | 0 | 0.00043066 | 0.023815 | 8.6116e-05 | 0.0039234
2023-07-20 | 23-24 | 23-24 |  | 0 | 0.39196 | 1.2212 | 0.040424 | 0.46258 | 0 | 0.0044176 | 0.01374 | 0.00056693 | 0.0052265
2023-07-21 | 23-24 | 23-24 |  | 0 | 0.25815 | 0.24992 | 0.014511 | 0.21877 | 0 | 0.0019899 | 0.0040173 | 7.6548e-05 | 0.0019982
2023-07-22 | 23-24 | 23-24 |  | 0 | 0.33185 | 0.0010061 | 0.17756 | 0.25627 | 0 | 0.0041062 | 7.0355e-06 | 0.0011697 | 0.0030174
2023-07-23 | 23-24 | 23-24 |  | 0.027884 | 0.72985 | 0.0066649 | 0.19307 | 0.53514 | 0.00014448 | 0.006038 | 6.801e-05 | 0.00028466 | 0.0042333
2023-07-24 | 23-24 | 23-24 |  | 0 | 0.014666 | 0.27637 | 0.19301 | 0.080778 | 0 | 8.5824e-05 | 0.00090758 | 0.0025261 | 0.00057274
2023-07-25 | 23-24 | 23-24 |  | 0 | 0.11607 | 0.11612 | 0.10431 | 0.11347 | 0 | 0.00034792 | 0.00025797 | 6.4587e-05 | 0.00028957
2023-07-26 | 23-24 | 23-24 |  | 0 | 0.11656 | 0.011186 | 0.044859 | 0.08905 | 0 | 0.00050981 | 0.00071762 | 0.00027988 | 0.00050337
2023-07-27 | 23-24 | 23-24 |  | 0 | 0.082605 | 0.15212 | 1.0968 | 0.24336 | 0 | 0.00042707 | 0.00086537 | 0.0024902 | 0.00079721
2023-07-28 | 23-24 | 23-24 |  | 0 | 0.35859 | 0.1454 | 0.019082 | 0.27311 | 0 | 0.0066295 | 0.00030253 | 0.000122 | 0.0046531
2023-07-29 | 23-24 | 23-24 |  | 0 | 0.039697 | 0.03802 | 0.87027 | 0.16267 | 0 | 0.00018964 | 0.001182 | 0.0049254 | 0.001043
2023-07-30 | 23-24 | 23-24 |  | 0 | 0.015973 | 0.0098638 | 1.3126 | 0.20775 | 0 | 0.00015983 | 3.5177e-05 | 0.0083461 | 0.0013571
2023-07-31 | 23-24 | 23-24 |  | 0 | 0.22894 | 0.025468 | 0.10228 | 0.17755 | 0 | 0.00081302 | 0.00088647 | 0.00067936 | 0.00079828
2023-08-01 | 23-24 | 23-24 |  | 0 | 0.032167 | 0.15498 | 0.62105 | 0.13813 | 0 | 0.00024822 | 0.0015525 | 0.021429 | 0.003594
2023-08-02 | 23-24 | 23-24 |  | 0.0049122 | 0.012743 | 0.056692 | 0.12559 | 0.036134 | 0.00014448 | 0.0014523 | 0.00057926 | 0.00028705 | 0.0011369
2023-08-03 | 23-24 | 23-24 |  | 0 | 0.15025 | 0.41307 | 0.73107 | 0.27538 | 0 | 0.00014852 | 0.0018691 | 0.0018946 | 0.00066808
2023-08-04 | 23-24 | 23-24 |  | 0 | 0.21803 | 0.75996 | 0.317 | 0.31334 | 0 | 0.00043015 | 0.0046505 | 0.0026194 | 0.0013927
2023-08-05 | 23-24 | 23-24 |  | 0 | 0.22707 | 0.0038625 | 0.047529 | 0.16484 | 0 | 0.001106 | 2.1106e-05 | 0.00067697 | 0.00086943
2023-08-06 | 23-24 | 23-24 |  | 0 | 0.032768 | 0.15453 | 0.021003 | 0.049246 | 0 | 0.00031657 | 0.00087006 | 8.8508e-05 | 0.00036428
2023-08-07 | 23-24 | 23-24 |  | 0.049122 | 0.026884 | 0.089433 | 0.20812 | 0.063488 | 0.00028895 | 0.00029293 | 0.0052321 | 0.0006674 | 0.0010978
2023-08-08 | 23-24 | 23-24 |  | 0 | 0.11754 | 0.88294 | 0.11644 | 0.23261 | 0 | 0.00041113 | 0.0038906 | 0.00086116 | 0.0010028
2023-08-09 | 23-24 | 23-24 |  | 0 | 0.063637 | 1.138 | 0.28415 | 0.25893 | 0 | 0.00043375 | 0.011344 | 0.0017606 | 0.0022828
2023-08-10 | 23-24 | 23-24 |  | 0 | 0.095431 | 0.079332 | 0.091426 | 0.091689 | 0 | 0.00028009 | 0.0002908 | 0.00032293 | 0.00028601
2023-08-11 | 23-24 | 23-24 |  | 0 | 0.043073 | 0.021636 | 0.53957 | 0.11334 | 0 | 0.00014595 | 0.0023428 | 0.0037102 | 0.0010082
2023-08-12 | 23-24 | 23-24 |  | 0 | 0.11234 | 0.053153 | 3.8965 | 0.66529 | 0 | 0.00038133 | 7.0355e-05 | 0.0071261 | 0.0013344
2023-08-13 | 23-24 | 23-24 |  | 1.3657 | 0.0041319 | 1.4687 | 0.092795 | 0.24953 | 0.0076573 | 7.4004e-05 | 0.0084262 | 0.0015022 | 0.0016094
2023-08-14 | 23-24 | 23-24 |  | 0 | 0.037189 | 0.13298 | 0.16518 | 0.07048 | 0 | 0.00024976 | 0.0035459 | 0.00053105 | 0.00078974
2023-08-15 | 23-24 | 23-24 |  | 0 | 0.072122 | 0.0064727 | 0.0016936 | 0.051157 | 0 | 0.0029895 | 7.739e-05 | 1.4353e-05 | 0.0020832
2023-08-16 | 23-24 | 23-24 |  | 0 | 0.040279 | 0.34598 | 0.10965 | 0.096669 | 0 | 0.0002364 | 0.0042635 | 0.00040905 | 0.0008712
2023-08-17 | 23-24 | 23-24 |  | 0 | 0.25807 | 0.71286 | 1.3451 | 0.4868 | 0 | 0.002106 | 0.0082245 | 0.025921 | 0.0065602
2023-08-18 | 23-24 | 23-24 |  | 0 | 0.13131 | 0.35463 | 0.12236 | 0.16288 | 0 | 0.00095486 | 0.0021177 | 0.00055975 | 0.0010654
2023-08-19 | 23-24 | 23-24 |  | 0 | 0.22401 | 0.0015197 | 0 | 0.15529 | 0 | 0.0024627 | 7.0355e-06 | 0 | 0.0017058
2023-08-20 | 23-24 | 23-24 |  | 0 | 0.34136 | 0.00019699 | 4.2254 | 0.8647 | 0 | 0.0013614 | 7.0355e-06 | 0.022046 | 0.0042219
2023-08-21 | 23-24 | 23-24 |  | 0 | 0.032783 | 0.32382 | 0.080561 | 0.083794 | 0 | 0.00025747 | 0.0010835 | 0.00053105 | 0.00042155
2023-08-22 | 23-24 | 23-24 |  | 0 | 0.11383 | 0.11509 | 0.055724 | 0.10454 | 0 | 0.00046921 | 0.00040571 | 0.00040187 | 0.0004461
2023-08-23 | 23-24 | 23-24 |  | 0 | 0.085958 | 0.0017589 | 0.21624 | 0.091926 | 0 | 0.00037722 | 7.0355e-06 | 0.00070328 | 0.00036677
2023-08-24 | 23-24 | 23-24 |  | 0 | 0.054224 | 0.016737 | 0.36721 | 0.094682 | 0 | 0.00023075 | 0.00015478 | 0.0016649 | 0.0004308
2023-08-25 | 23-24 | 23-24 |  | 0 | 0.069542 | 0.17625 | 1.1316 | 0.24315 | 0 | 0.00030989 | 0.00083722 | 0.0076643 | 0.0014813
2023-08-26 | 23-24 | 23-24 |  | 0 | 0.079528 | 0.013002 | 0.21145 | 0.088468 | 0 | 0.00018193 | 0.00019699 | 0.0010908 | 0.00031803
2023-08-27 | 23-24 | 23-24 |  | 0 | 0.094327 | 0 | 0.013585 | 0.067314 | 0 | 0.00075906 | 0 | 7.894e-05 | 0.00053717
2023-08-28 | 23-24 | 23-24 |  | 0 | 0.044845 | 0.0080064 | 0.010499 | 0.033818 | 0 | 0.00011615 | 1.4071e-05 | 3.5882e-05 | 8.7867e-05
2023-08-29 | 23-24 | 23-24 |  | 0.072239 | 1.5859 | 1.6285 | 0.16699 | 1.3702 | 0.00028895 | 0.010147 | 0.013684 | 0.0012917 | 0.009294
2023-08-30 | 23-24 | 23-24 |  | 0 | 0.10382 | 0.7725 | 0.37231 | 0.24442 | 0 | 0.00036077 | 0.0055158 | 0.0019352 | 0.0013742
2023-08-31 | 23-24 | 23-24 |  | 0 | 0.031295 | 0.0028494 | 0.71338 | 0.12818 | 0 | 0.00013465 | 5.6284e-05 | 0.0017151 | 0.00035681
2023-09-01 | 23-24 | 23-24 |  | 0 | 0.080779 | 0.0017026 | 0.0053177 | 0.056965 | 0 | 0.00067683 | 7.0355e-06 | 2.1529e-05 | 0.00047278
2023-09-02 | 23-24 | 23-24 |  | 0 | 0.039075 | 0 | 1.4651 | 0.24492 | 0 | 0.00018398 | 0 | 0.0027988 | 0.00054357
2023-09-03 | 23-24 | 23-24 |  | 0 | 0.036244 | 0.099102 | 0.43693 | 0.1051 | 0 | 0.00039829 | 0.00062616 | 0.0014999 | 0.00059373
2023-09-04 | 23-24 | 23-24 |  | 0 | 0.041311 | 0.47059 | 0.23793 | 0.13536 | 0 | 0.00034946 | 0.0026453 | 0.0006674 | 0.00074243
2023-09-05 | 23-24 | 23-24 |  | 0 | 0.042404 | 0.016414 | 0.10166 | 0.046961 | 0 | 0.00034535 | 3.5177e-05 | 0.0004234 | 0.00030736
2023-09-06 | 23-24 | 23-24 |  | 0 | 0.037389 | 1.0095 | 0.0050665 | 0.17977 | 0 | 0.00028368 | 0.0047138 | 2.8705e-05 | 0.00091567
2023-09-07 | 23-24 | 23-24 |  | 0 | 0.84035 | 0.81589 | 5.2546 | 1.4869 | 0 | 0.010821 | 0.007399 | 0.017168 | 0.011166
2023-09-08 | 23-24 | 23-24 |  | 0 | 0.52224 | 1.5172 | 3.2842 | 1.0801 | 0 | 0.0032932 | 0.0078024 | 0.0093316 | 0.0048509
2023-09-09 | 23-24 | 23-24 |  | 0 | 0.14349 | 0.20443 | 0.60031 | 0.21961 | 0 | 0.00042398 | 0.0021998 | 0.0039183 | 0.0012099
2023-09-10 | 23-24 | 23-24 |  | 0 | 0.037896 | 0 | 0.44724 | 0.092743 | 0 | 0.0001773 | 0 | 0.0020165 | 0.00042262
2023-09-11 | 23-24 | 23-24 |  | 0 | 0.35432 | 0.62949 | 0.013441 | 0.34275 | 0 | 0.0055128 | 0.0069792 | 5.0234e-05 | 0.0048822
2023-09-12 | 23-24 | 23-24 |  | 0 | 0.11065 | 0.23062 | 0.2966 | 0.15569 | 0 | 0.0014482 | 0.0024249 | 0.0035666 | 0.0019007
2023-09-13 | 23-24 | 23-24 |  | 0 | 0.038671 | 0.094916 | 1.2785 | 0.2313 | 0 | 0.00024051 | 0.00057691 | 0.011303 | 0.0019349
2023-09-14 | 23-24 | 23-24 |  | 0 | 0.43907 | 0.39937 | 0.60543 | 0.45455 | 0 | 0.005429 | 0.002772 | 0.0052268 | 0.0049558
2023-09-15 | 23-24 | 23-24 |  | 0 | 0.052148 | 0.22016 | 0.032035 | 0.074258 | 0 | 0.00034021 | 7.739e-05 | 0.00094728 | 0.00038811
2023-09-16 | 23-24 | 23-24 |  | 0 | 0.014893 | 0.037211 | 0.87642 | 0.14629 | 0 | 0.00015726 | 0.00016182 | 0.002306 | 0.00047633
2023-09-17 | 23-24 | 23-24 |  | 0 | 0.010573 | 0.032164 | 0.30904 | 0.058157 | 0 | 8.2741e-05 | 0.0001712 | 0.00090422 | 0.00021771
2023-09-18 | 23-24 | 23-24 |  | 0 | 0.080392 | 0.028543 | 0.11687 | 0.077358 | 0 | 0.00038081 | 7.0355e-05 | 0.00065305 | 0.00037139
2023-09-19 | 23-24 | 23-24 |  | 0 | 0.066033 | 4.4569 | 0.003093 | 0.72224 | 0 | 0.00029088 | 0.012087 | 2.8705e-05 | 0.0020391
2023-09-20 | 23-24 | 23-24 |  | 0 | 0.47987 | 0.019317 | 1.1512 | 0.50631 | 0 | 0.0030763 | 0.00018761 | 0.0041838 | 0.0027801
2023-09-21 | 23-24 | 23-24 |  | 0.32594 | 0.074977 | 0.40525 | 1.9077 | 0.39948 | 0.00072239 | 0.00030938 | 0.0017307 | 0.0064132 | 0.0014358
2023-09-22 | 23-24 | 23-24 |  | 1.9708 | 0.094327 | 0.0061561 | 0.016757 | 0.083277 | 0.003323 | 0.00051752 | 4.9248e-05 | 5.0234e-05 | 0.00039772
2023-09-23 | 23-24 | 23-24 |  | 0 | 0.12856 | 0.021817 | 1.6947 | 0.34433 | 0 | 0.00068402 | 0.00014775 | 0.009566 | 0.0019185
2023-09-24 | 23-24 | 23-24 |  | 0 | 0.0043508 | 0 | 0.010169 | 0.0045239 | 0 | 0.00022664 | 0 | 4.3058e-05 | 0.00016328
2023-09-25 | 23-24 | 23-24 |  | 0 | 0.088506 | 0.020691 | 0.37302 | 0.11988 | 0 | 0.00095589 | 0.00014071 | 0.0030141 | 0.0011312
2023-09-26 | 23-24 | 23-24 |  | 0 | 0.37657 | 0.042764 | 3.538 | 0.7933 | 0 | 0.0062199 | 0.00020637 | 0.023373 | 0.0078127
2023-09-27 | 23-24 | 23-24 |  | 0 | 0.31192 | 0.1837 | 0.77961 | 0.35972 | 0 | 0.0018799 | 0.00081143 | 0.0069204 | 0.0024535
2023-09-28 | 23-24 | 23-24 |  | 0 | 0.033794 | 0.45515 | 0.080949 | 0.10447 | 0 | 0.00032685 | 0.0032504 | 0.000244 | 0.00075559
2023-09-29 | 23-24 | 23-24 |  | 0 | 0.022357 | 0.10913 | 0.5092 | 0.10775 | 0 | 0.00025901 | 0.0006285 | 0.00074634 | 0.00038562
2023-09-30 | 23-24 | 23-24 |  | 0 | 0.23568 | 0.028874 | 1.2501 | 0.35343 | 0 | 0.00040959 | 0.00018996 | 0.0082815 | 0.0015439
2023-10-01 | 23-24 | 23-24 |  | 0 | 0.40442 | 0.0048967 | 0.091721 | 0.29432 | 0 | 0.0034217 | 2.1106e-05 | 0.00085398 | 0.0024987
2023-10-02 | 23-24 |  | MED | 0 | 34.9601 | 13.7651 | 2.2046 | 26.6156 | 0 | 0.042873 | 0.024329 | 0.0081308 | 0.034576
2023-10-03 | 23-24 | 23-24 |  | 0 | 2.7649 | 5.4975 | 6.8956 | 3.7733 | 0 | 0.016639 | 0.024397 | 0.016496 | 0.017671
2023-10-04 | 23-24 | 23-24 |  | 0 | 0.38011 | 0.94211 | 0.060992 | 0.41509 | 0 | 0.0028944 | 0.0047912 | 0.00015788 | 0.0027538
2023-10-05 | 23-24 | 23-24 |  | 0 | 0.73949 | 0.22012 | 0.071412 | 0.55589 | 0 | 0.0019344 | 0.0040689 | 0.00050234 | 0.0020309
2023-10-06 | 23-24 | 23-24 |  | 0 | 0.039797 | 0.0026383 | 0.11047 | 0.044377 | 0 | 0.00059717 | 2.1106e-05 | 0.0009401 | 0.00055638
2023-10-07 | 23-24 | 23-24 |  | 0 | 0.10329 | 5.387 | 0.026954 | 0.89267 | 0 | 0.0052928 | 0.025032 | 0.000122 | 0.0074791
2023-10-08 | 23-24 | 23-24 |  | 0 | 0.15468 | 0.008323 | 0.31756 | 0.15556 | 0 | 0.0022962 | 0.00011257 | 0.00067457 | 0.0017068
2023-10-09 | 23-24 | 23-24 |  | 0 | 0.044729 | 0.005755 | 0.044637 | 0.038473 | 0 | 0.00016497 | 7.739e-05 | 0.00041623 | 0.00018783
2023-10-10 | 23-24 | 23-24 |  | 0 | 0.17465 | 0.0081119 | 0.84825 | 0.24827 | 0 | 0.00088959 | 5.6284e-05 | 0.01446 | 0.0027748
2023-10-11 | 23-24 | 23-24 |  | 0 | 0.11862 | 0.010992 | 0.12615 | 0.10253 | 0 | 0.0012524 | 0.00013133 | 0.00064587 | 0.00098291
2023-10-12 | 23-24 | 23-24 |  | 0 | 0.58471 | 0.76731 | 0.052 | 0.52887 | 0 | 0.0023188 | 0.0012476 | 0.00050952 | 0.0018701
2023-10-13 | 23-24 | 23-24 |  | 0 | 0.49831 | 0.0012312 | 0.061738 | 0.3543 | 0 | 0.0029268 | 3.5177e-05 | 7.1763e-06 | 0.0020323
2023-10-14 | 23-24 | 23-24 |  | 0 | 0.21988 | 0 | 0.053851 | 0.16021 | 0 | 0.0009636 | 0 | 0.00011482 | 0.00068409
2023-10-15 | 23-24 | 23-24 |  | 0 | 0.19813 | 0.14883 | 0.32503 | 0.20806 | 0 | 0.00074107 | 0.00089351 | 0.00085398 | 0.00077551
2023-10-16 | 23-24 | 23-24 |  | 0 | 0.40781 | 0.043674 | 0.061602 | 0.29807 | 0 | 0.0045734 | 0.0004104 | 0.0002727 | 0.0032685
2023-10-17 | 23-24 | 23-24 |  | 0 | 0.11643 | 0.25247 | 0.13522 | 0.139 | 0 | 0.0008346 | 0.0015455 | 0.0014353 | 0.0010256
2023-10-18 | 23-24 | 23-24 |  | 0 | 0.72856 | 0.085216 | 0.58061 | 0.60359 | 0 | 0.0033132 | 0.00053235 | 0.0041934 | 0.0029978
2023-10-19 | 23-24 | 23-24 |  | 0 | 0.19292 | 0.032047 | 0.18998 | 0.16665 | 0 | 0.0030152 | 0.00030253 | 0.0014281 | 0.0023454
2023-10-20 | 23-24 | 23-24 |  | 0 | 0.79349 | 0.027511 | 0.34302 | 0.60444 | 0 | 0.0069996 | 0.00018527 | 0.0014066 | 0.0050824
2023-10-21 | 23-24 | 23-24 |  | 0 | 0.36847 | 0.32531 | 0.8226 | 0.42674 | 0 | 0.0024226 | 0.0046856 | 0.0064252 | 0.0033432
2023-10-22 | 23-24 | 23-24 |  | 0 | 0.44825 | 0.05264 | 0.8907 | 0.45073 | 0 | 0.0050955 | 0.0017964 | 0.0026696 | 0.0041967
2023-10-23 | 23-24 | 23-24 |  | 0 | 0.04608 | 0.0083582 | 0.85536 | 0.16037 | 0 | 0.0027551 | 0.0012312 | 0.0041312 | 0.0027082
2023-10-24 | 23-24 | 23-24 |  | 0 | 0.40314 | 1.6397 | 0.21693 | 0.56005 | 0 | 0.0037033 | 0.0074881 | 0.001751 | 0.0039597
2023-10-25 | 23-24 | 23-24 |  | 0 | 0.20925 | 0.32038 | 0.016175 | 0.19585 | 0 | 0.0018337 | 0.0020403 | 6.4587e-05 | 0.0015884
2023-10-26 | 23-24 | 23-24 |  | 0 | 0.025498 | 1.5855 | 0.011798 | 0.25992 | 0 | 0.00014236 | 0.01723 | 2.8705e-05 | 0.0027164
2023-10-27 | 23-24 | 23-24 |  | 0 | 0.10204 | 1.2659 | 0.10877 | 0.27884 | 0 | 0.00073387 | 0.0086607 | 0.0011171 | 0.0019879
2023-10-28 | 23-24 | 23-24 |  | 0 | 0.47994 | 0.044042 | 0.24059 | 0.37468 | 0 | 0.0041021 | 5.6284e-05 | 0.0022773 | 0.0031867
2023-10-29 | 23-24 | 23-24 |  | 0 | 0.006554 | 0.013114 | 0.016223 | 0.0089386 | 0 | 3.9572e-05 | 3.5177e-05 | 0.00025835 | 7.1148e-05
2023-10-30 | 23-24 | 23-24 |  | 0.13812 | 0.21521 | 0.49095 | 1.9248 | 0.51071 | 0.00028895 | 0.0017293 | 0.0047091 | 0.010355 | 0.0034535
2023-10-31 | 23-24 | 23-24 |  | 0 | 0.55621 | 0.076497 | 0.095761 | 0.41086 | 0 | 0.0033898 | 0.00070355 | 0.00043058 | 0.0025172
2023-11-01 | 23-24 | 23-24 |  | 0 | 0.031702 | 0.044631 | 0.31089 | 0.074948 | 0 | 0.00012642 | 0.00013836 | 0.0011339 | 0.00027712
2023-11-02 | 23-24 | 23-24 |  | 0 | 0.25154 | 0.046751 | 0.022993 | 0.18463 | 0 | 0.0029201 | 0.00027673 | 7.1763e-05 | 0.002074
2023-11-03 | 23-24 | 23-24 |  | 0 | 0.59853 | 0.41606 | 1.4258 | 0.68945 | 0 | 0.0026369 | 0.0029971 | 0.0073773 | 0.003377
2023-11-04 | 23-24 | 23-24 |  | 0 | 0.061258 | 0.97201 | 0.013738 | 0.19189 | 0 | 0.00041679 | 0.0025046 | 5.9803e-05 | 0.00067733
2023-11-05 | 23-24 | 23-24 |  | 0 | 0.04958 | 0.33009 | 0 | 0.084391 | 0 | 0.00036231 | 0.00092399 | 0 | 0.00039096
2023-11-06 | 23-24 | 23-24 |  | 0 | 0.022561 | 0.15844 | 0.69777 | 0.14342 | 0 | 0.00013465 | 0.0031402 | 0.0032796 | 0.0010573
2023-11-07 | 23-24 | 23-24 |  | 0 | 0.013905 | 0.011721 | 0.20055 | 0.041228 | 0 | 0.0001958 | 3.9868e-05 | 0.0029806 | 0.00058483
2023-11-08 | 23-24 | 23-24 |  | 0 | 0.023678 | 0.5465 | 3.0154 | 0.54772 | 0 | 0.00021173 | 0.004634 | 0.022639 | 0.0042162
2023-11-09 | 23-24 | 23-24 |  | 0 | 0.059625 | 3.1249 | 0.13758 | 0.53575 | 0 | 0.00048103 | 0.0098919 | 0.00037795 | 0.0018897
2023-11-10 | 23-24 | 23-24 |  | 0.087264 | 0.72746 | 1.3417 | 7.6039 | 1.8385 | 0.00028895 | 0.0050698 | 0.007012 | 0.034614 | 0.0097227
2023-11-11 | 23-24 | 23-24 |  | 0 | 0.030776 | 0.0084778 | 1.3614 | 0.22504 | 0 | 0.00020197 | 2.1106e-05 | 0.0040833 | 0.00075025
2023-11-12 | 23-24 | 23-24 |  | 0 | 0.056508 | 0.030386 | 0.044307 | 0.050314 | 0 | 0.00029242 | 0.00020403 | 0.00020094 | 0.00026325
2023-11-13 | 23-24 | 23-24 |  | 0 | 0.24061 | 1.6515 | 3.5997 | 0.95239 | 0 | 0.0025542 | 0.0071434 | 0.014286 | 0.0049761
2023-11-14 | 23-24 | 23-24 |  | 0 | 0.091698 | 1.5569 | 0.41411 | 0.36122 | 0 | 0.00032942 | 0.014613 | 0.0011171 | 0.0026108
2023-11-15 | 23-24 | 23-24 |  | 0 | 0.58331 | 0.072935 | 0.22103 | 0.4477 | 0 | 0.006684 | 0.00057457 | 0.0011339 | 0.0048825
2023-11-16 | 23-24 | 23-24 |  | 0 | 0.082527 | 2.0165 | 0.96781 | 0.50693 | 0 | 0.00053807 | 0.031442 | 0.0093292 | 0.0065292
2023-11-17 | 23-24 | 23-24 |  | 0 | 0.1203 | 0.26978 | 0.0011769 | 0.12437 | 0 | 0.0014677 | 0.0015197 | 7.1763e-06 | 0.0012476
2023-11-18 | 23-24 | 23-24 |  | 0 | 0.11344 | 0.41692 | 0.032229 | 0.14656 | 0 | 0.00069893 | 0.0013485 | 0.00010047 | 0.0007033
2023-11-19 | 23-24 | 23-24 |  | 0 | 0.19358 | 0 | 0.49566 | 0.20771 | 0 | 0.0018743 | 0 | 0.0020165 | 0.0015973
2023-11-20 | 23-24 | 23-24 |  | 0 | 0.13452 | 0.048052 | 0.82108 | 0.22251 | 0 | 0.0010021 | 0.00016182 | 0.0080566 | 0.0019164
2023-11-21 | 23-24 | 23-24 |  | 0 | 0.18404 | 0.19209 | 0.13763 | 0.177 | 0 | 0.0010823 | 0.00076452 | 0.0005454 | 0.00094627
2023-11-22 | 23-24 | 23-24 |  | 0 | 0.20712 | 2.3152 | 0.03548 | 0.49983 | 0 | 0.0015459 | 0.019202 | 0.00020811 | 0.0040138
2023-11-23 | 23-24 | 23-24 |  | 0 | 0.60634 | 0.62576 | 2.2702 | 0.85225 | 0 | 0.0038313 | 0.0087193 | 0.014374 | 0.0061123
2023-11-24 | 23-24 | 23-24 |  | 0 | 0.55329 | 3.3793 | 7.7223 | 2.044 | 0 | 0.011711 | 0.024779 | 0.02778 | 0.015996
2023-11-25 | 23-24 | 23-24 |  | 0 | 0.010546 | 0.13862 | 0.38277 | 0.085251 | 0 | 0.00011358 | 0.0022045 | 0.0018587 | 0.00068942
2023-11-26 | 23-24 | 23-24 |  | 0.11221 | 0.0019652 | 0.098016 | 0.11502 | 0.034163 | 0.00048159 | 3.6488e-05 | 0.00067775 | 0.00061238 | 0.00022269
2023-11-27 | 23-24 | 23-24 |  | 0.086975 | 0.15096 | 0.11001 | 1.0356 | 0.27583 | 0.00033711 | 0.0016692 | 0.0006543 | 0.016857 | 0.0037641
2023-11-28 | 23-24 |  | MED | 0 | 3.3613 | 4.897 | 12.9133 | 4.9899 | 0 | 0.025194 | 0.051523 | 0.059896 | 0.034163
2023-11-29 | 23-24 | 23-24 |  | 0 | 0.55226 | 0.49879 | 3.1038 | 0.91952 | 0 | 0.0058227 | 0.001787 | 0.053521 | 0.012261
2023-11-30 | 23-24 | 23-24 |  | 0 | 0.32263 | 5.3006 | 0.066924 | 1.0373 | 0 | 0.0022849 | 0.014866 | 0.0039661 | 0.0044265
2023-12-01 | 23-24 | 23-24 |  | 0.12136 | 0.11755 | 0.056207 | 0.12195 | 0.10893 | 0.01517 | 0.00056891 | 0.00074811 | 0.00055019 | 0.00070116
2023-12-02 | 23-24 | 23-24 |  | 0 | 0.15322 | 0.02867 | 0.18652 | 0.13815 | 0 | 0.00065268 | 0.00010553 | 0.00054779 | 0.00054926
2023-12-03 | 23-24 | 23-24 |  | 0.082352 | 0.20026 | 0.033742 | 0.040604 | 0.15039 | 0.00043343 | 0.0074981 | 0.00035881 | 0.00033011 | 0.005297
2023-12-04 | 23-24 | 23-24 |  | 0 | 0.084338 | 0.16037 | 0.40151 | 0.14242 | 0 | 0.00054835 | 0.00047138 | 0.0023921 | 0.00080682
2023-12-05 | 23-24 | 23-24 |  | 0 | 0.049079 | 0.0067353 | 0.067608 | 0.045049 | 0 | 0.00043015 | 7.9735e-05 | 0.00038752 | 0.00036748
2023-12-06 | 23-24 | 23-24 |  | 0 | 0.244 | 0.042487 | 0.16179 | 0.19941 | 0 | 0.0023815 | 0.00022279 | 0.0011195 | 0.0018488
2023-12-07 | 23-24 | 23-24 |  | 0.2131 | 0.044002 | 0.059244 | 1.2442 | 0.22605 | 0.0036119 | 0.00020094 | 0.00067306 | 0.0088388 | 0.0015823
2023-12-08 | 23-24 |  | MED | 0 | 0.82391 | 9.2301 | 22.703 | 5.3467 | 0 | 0.0067128 | 0.047447 | 0.079758 | 0.023705
2023-12-09 | 23-24 | 23-24 |  | 0 | 0.15961 | 0.059668 | 0.51574 | 0.19623 | 0 | 0.0025203 | 0.00033067 | 0.001342 | 0.0019943
2023-12-10 | 23-24 | 23-24 |  | 0.18483 | 3.4478 | 4.8495 | 3.5881 | 3.6572 | 0.0026969 | 0.016198 | 0.016909 | 0.026021 | 0.017667
2023-12-11 | 23-24 |  | MED | 0 | 18.4985 | 21.8357 | 109.8654 | 32.4555 | 0 | 0.055671 | 0.06013 | 0.14116 | 0.068649
2023-12-12 | 23-24 | 23-24 |  | 0 | 1.2854 | 4.7364 | 20.0739 | 4.5935 | 0 | 0.015288 | 0.032591 | 0.063668 | 0.024994
2023-12-13 | 23-24 | 23-24 |  | 0 | 0.46315 | 0.72402 | 3.382 | 0.93337 | 0 | 0.0063859 | 0.0028119 | 0.010353 | 0.0063866
2023-12-14 | 23-24 | 23-24 |  | 0 | 0.15951 | 0.18374 | 1.4562 | 0.35484 | 0 | 0.00090963 | 0.00087944 | 0.0058057 | 0.0016264
2023-12-15 | 23-24 | 23-24 |  | 0 | 0.05912 | 0.06218 | 0.34759 | 0.10205 | 0 | 0.00095126 | 0.00034474 | 0.0011052 | 0.00087512
2023-12-16 | 23-24 | 23-24 |  | 0 | 0.0080017 | 2.4042 | 0.013822 | 0.37228 | 0 | 5.3961e-05 | 0.020494 | 5.2626e-05 | 0.003154
2023-12-17 | 23-24 | 23-24 |  | 0 | 0.06004 | 0.28723 | 4.6701 | 0.77963 | 0 | 0.00027495 | 0.0006543 | 0.037262 | 0.0058309
2023-12-18 | 23-24 | 23-24 |  | 0 | 0.099526 | 0.78261 | 1.0857 | 0.34907 | 0 | 0.0010957 | 0.0051031 | 0.005088 | 0.0022892
2023-12-19 | 23-24 | 23-24 |  | 0 | 0.17279 | 0.10826 | 0.36289 | 0.19 | 0 | 0.002217 | 0.00040337 | 0.00099033 | 0.0017431
2023-12-20 | 23-24 | 23-24 |  | 0 | 0.074917 | 0.93689 | 2.101 | 0.50642 | 0 | 0.00072668 | 0.0034521 | 0.008138 | 0.0022369
2023-12-21 | 23-24 | 23-24 |  | 0 | 0.090003 | 0.24353 | 1.0788 | 0.25968 | 0 | 0.00083203 | 0.0016674 | 0.0043345 | 0.0014735
2023-12-22 | 23-24 | 23-24 |  | 0 | 0.0014909 | 0.0082245 | 0.49443 | 0.075809 | 0 | 9.2505e-06 | 6.3319e-05 | 0.0018874 | 0.00029669
2023-12-23 | 23-24 | 23-24 |  | 0 | 0.032127 | 0.081769 | 2.2435 | 0.36828 | 0 | 0.00012334 | 0.00028611 | 0.013771 | 0.0021768
2023-12-24 | 23-24 | 23-24 |  | 0 | 0.62697 | 1.2035 | 5.4645 | 1.4292 | 0 | 0.0040743 | 0.014106 | 0.013867 | 0.0070223
2023-12-25 | 23-24 | 23-24 |  | 0 | 0.65924 | 0.72664 | 3.432 | 1.0769 | 0 | 0.004542 | 0.0052602 | 0.005942 | 0.0048256
2023-12-26 | 23-24 | 23-24 |  | 0 | 0.49863 | 0.03109 | 2.8534 | 0.77422 | 0 | 0.0040199 | 0.00011257 | 0.0095373 | 0.004218
2023-12-27 | 23-24 | 23-24 |  | 0 | 0.018712 | 0.066324 | 0.26836 | 0.062922 | 0 | 0.00010844 | 0.00018996 | 0.00095445 | 0.00024582
2023-12-28 | 23-24 |  | MED | 0 | 0.094672 | 7.4166 | 34.3225 | 6.2948 | 0 | 0.00054629 | 0.017713 | 0.071345 | 0.013675
2023-12-29 | 23-24 | 23-24 |  | 0 | 0.15996 | 0.78774 | 10.5683 | 1.8019 | 0 | 0.0011445 | 0.003771 | 0.01857 | 0.0041259
2023-12-30 | 23-24 | 23-24 |  | 0 | 0.066755 | 0.015907 | 0.019096 | 0.051461 | 0 | 0.0011101 | 3.5177e-05 | 0.00031576 | 0.00082069
2023-12-31 | 23-24 | 23-24 |  | 0 | 0.2305 | 0.17049 | 0.29091 | 0.22868 | 0 | 0.0025228 | 0.00025328 | 0.0012846 | 0.0019758
2024-01-01 | 23-24 | 23-24 |  | 0 | 0.025011 | 0.10369 | 0.051787 | 0.040743 | 0 | 0.00011203 | 0.0015994 | 0.00050474 | 0.00039523
2024-01-02 | 23-24 | 23-24 |  | 0 | 0.011068 | 0.011442 | 0.48478 | 0.08149 | 0 | 0.00011872 | 0.00010788 | 0.004179 | 0.00072002
2024-01-03 | 23-24 | 23-24 |  | 0 | 0.21861 | 0.073584 | 2.5876 | 0.5473 | 0 | 0.00214 | 0.00035177 | 0.022371 | 0.0048615
2024-01-04 | 23-24 | 23-24 |  | 0 | 0.051433 | 0.025201 | 0.24511 | 0.075876 | 0 | 0.00041679 | 0.00070355 | 0.0008181 | 0.00051689
2024-01-05 | 23-24 | 23-24 |  | 0 | 0.74052 | 0.27501 | 4.4027 | 1.2091 | 0 | 0.0044824 | 0.0031754 | 0.0064659 | 0.004546
2024-01-06 | 23-24 | 23-24 |  | 0 | 0.82227 | 0.3372 | 3.7256 | 1.1744 | 0 | 0.0066141 | 0.0022842 | 0.017254 | 0.0074908
2024-01-07 | 23-24 | 23-24 |  | 0 | 0.64971 | 0.1364 | 4.1293 | 1.0845 | 0 | 0.0064826 | 0.00054877 | 0.01819 | 0.0072756
2024-01-08 | 23-24 | 23-24 |  | 0 | 0.22061 | 0.030459 | 0.33295 | 0.20684 | 0 | 0.0014842 | 0.00025093 | 0.0021314 | 0.0013824
2024-01-09 | 23-24 | 23-24 |  | 0 | 0.056548 | 0.17983 | 0.15685 | 0.089747 | 0 | 0.00045482 | 0.0045731 | 0.00046885 | 0.0010782
2024-01-10 | 23-24 | 23-24 |  | 0 | 0.22226 | 0.0045801 | 0.0051239 | 0.15531 | 0 | 0.0034926 | 6.3319e-05 | 2.1529e-05 | 0.0024304
2024-01-11 | 23-24 | 23-24 |  | 0.026584 | 1.02 | 0.075216 | 0.058982 | 0.72642 | 0.00028895 | 0.0038056 | 0.00034474 | 0.00040905 | 0.0027495
2024-01-12 | 23-24 | 23-24 |  | 0 | 0.30994 | 0.38876 | 0.060977 | 0.28258 | 0 | 0.0022222 | 0.0056331 | 0.00022964 | 0.0024269
2024-01-13 | 23-24 | 23-24 |  | 4.0757 | 0.68026 | 0.67037 | 0.7617 | 0.71595 | 0.050134 | 0.0070391 | 0.014528 | 0.0045211 | 0.008119
2024-01-14 | 23-24 | 23-24 |  | 0 | 0.38871 | 0.98794 | 0.79462 | 0.5371 | 0 | 0.0027567 | 0.0050515 | 0.012444 | 0.004525
2024-01-15 | 23-24 | 23-24 |  | 0 | 0.6618 | 0.050163 | 0.40245 | 0.52557 | 0 | 0.0028178 | 0.00023217 | 0.0014735 | 0.0022049
2024-01-16 | 23-24 | 23-24 |  | 0 | 0.11825 | 4.6385 | 1.7437 | 1.0448 | 0 | 0.0065155 | 0.034209 | 0.012322 | 0.011532
2024-01-17 | 23-24 | 23-24 |  | 0 | 0.25634 | 0.34941 | 0.91242 | 0.36613 | 0 | 0.0025891 | 0.0013977 | 0.0018419 | 0.0022782
2024-01-18 | 23-24 | 23-24 |  | 0 | 0.2499 | 0.081623 | 0.10228 | 0.20058 | 0 | 0.002198 | 0.0064984 | 0.0024184 | 0.0028669
2024-01-19 | 23-24 | 23-24 |  | 0 | 0.11633 | 0.0693 | 0.39949 | 0.15045 | 0 | 0.0016173 | 0.00035177 | 0.00058846 | 0.0012604
2024-01-20 | 23-24 | 23-24 |  | 0 | 0.10235 | 0.055264 | 0.55699 | 0.16207 | 0 | 0.0010988 | 0.00025328 | 0.0018419 | 0.0010729
2024-01-21 | 23-24 | 23-24 |  | 0 | 0.022398 | 0.0052485 | 0.57678 | 0.10207 | 0 | 0.00021019 | 8.4426e-05 | 0.0012559 | 0.00034507
2024-01-22 | 23-24 | 23-24 |  | 0 | 0.54249 | 0.090934 | 0.00050234 | 0.38939 | 0 | 0.0038482 | 0.00072466 | 1.4353e-05 | 0.0027758
2024-01-23 | 23-24 | 23-24 |  | 0 | 1.1497 | 0.32515 | 0.078059 | 0.85679 | 0 | 0.008973 | 0.0011327 | 0.00063869 | 0.006478
2024-01-24 | 23-24 | 23-24 |  | 0 | 0.29082 | 6.3054 | 1.7366 | 1.416 | 0 | 0.0038708 | 0.034397 | 0.0087671 | 0.0092008
2024-01-25 | 23-24 | 23-24 |  | 0 | 0.23926 | 3.2837 | 0.57213 | 0.7488 | 0 | 0.0016476 | 0.035269 | 0.002605 | 0.0068779
2024-01-26 | 23-24 | 23-24 |  | 0 | 0.42943 | 0.016899 | 0.084882 | 0.31244 | 0 | 0.0023851 | 7.739e-05 | 0.0011554 | 0.0018345
2024-01-27 | 23-24 | 23-24 |  | 0 | 0.056476 | 0.055538 | 0.16362 | 0.07185 | 0 | 0.00051752 | 0.00049248 | 0.00061477 | 0.00052436
2024-01-28 | 23-24 | 23-24 |  | 0 | 0.29176 | 0.75436 | 0.19651 | 0.34561 | 0 | 0.00336 | 0.01087 | 0.00050234 | 0.0040494
2024-01-29 | 23-24 | 23-24 |  | 0.17106 | 0.29107 | 0.47516 | 0.00048799 | 0.27489 | 0.00028895 | 0.005262 | 0.007929 | 7.1763e-06 | 0.0048484
2024-01-30 | 23-24 | 23-24 |  | 0 | 0.1155 | 3.7705 | 2.0354 | 0.95459 | 0 | 0.00054886 | 0.037931 | 0.021873 | 0.0093865
2024-01-31 | 23-24 | 23-24 |  | 0 | 0.10185 | 0.0046364 | 0.00017941 | 0.07123 | 0 | 0.0009343 | 3.5177e-05 | 7.1763e-06 | 0.00065314
2024-02-01 | 23-24 | 23-24 |  | 0 | 0.05291 | 0.84562 | 0.081372 | 0.177 | 0 | 0.0007015 | 0.0061303 | 0.00078222 | 0.0015318
2024-02-02 | 23-24 | 23-24 |  | 0 | 0.10917 | 0.43305 | 0.11053 | 0.15769 | 0 | 0.00049799 | 0.0024132 | 0.0011554 | 0.00088259
2024-02-03 | 23-24 | 23-24 |  | 0 | 0.81659 | 0.86513 | 0.66148 | 0.79485 | 0 | 0.0078213 | 0.004287 | 0.0033226 | 0.0065584
2024-02-04 | 23-24 | 23-24 |  | 0 | 0.94841 | 3.6121 | 2.305 | 1.5472 | 0 | 0.0077375 | 0.025234 | 0.018106 | 0.011876
2024-02-05 | 23-24 | 23-24 |  | 0 | 0.30161 | 0.21728 | 1.6081 | 0.48089 | 0 | 0.0055873 | 0.00098497 | 0.0082815 | 0.0052486
2024-02-06 | 23-24 | 23-24 |  | 0 | 0.27629 | 0.053238 | 0.0086499 | 0.20062 | 0 | 0.0039788 | 0.00078328 | 0.0014257 | 0.003085
2024-02-07 | 23-24 | 23-24 |  | 0 | 0.030505 | 0.088689 | 0.22197 | 0.067579 | 0 | 0.00034073 | 0.00095214 | 0.00084681 | 0.00050622
2024-02-08 | 23-24 | 23-24 |  | 0 | 0.76238 | 0.11715 | 0.87328 | 0.67536 | 0 | 0.0071815 | 0.00045027 | 0.0070352 | 0.0060856
2024-02-09 | 23-24 | 23-24 |  | 0 | 0.29891 | 0.0035107 | 0.08486 | 0.22006 | 0 | 0.0016949 | 7.0355e-06 | 0.0012272 | 0.0013568
2024-02-10 | 23-24 | 23-24 |  | 0 | 0.20748 | 0.61591 | 0.29953 | 0.28159 | 0 | 0.0022895 | 0.0046786 | 0.0051167 | 0.0030554
2024-02-11 | 23-24 | 23-24 |  | 0 | 0.47082 | 0.13377 | 0.25811 | 0.38458 | 0 | 0.0067539 | 0.00076921 | 0.0033657 | 0.0052923
2024-02-12 | 23-24 | 23-24 |  | 0.0086686 | 0.45919 | 4.0607 | 0.11184 | 0.95052 | 0.00043343 | 0.0099037 | 0.027101 | 0.0004234 | 0.011033
2024-02-13 | 23-24 | 23-24 |  | 0 | 0.71988 | 1.6207 | 0.53691 | 0.82399 | 0 | 0.0071255 | 0.011123 | 0.0016673 | 0.0068675
2024-02-14 | 23-24 | 23-24 |  | 0 | 0.14143 | 0.002378 | 0.14352 | 0.1196 | 0 | 0.0014354 | 2.1106e-05 | 0.0010693 | 0.0011558
2024-02-15 | 23-24 | 23-24 |  | 0 | 0.41655 | 0.0068455 | 0.73166 | 0.39819 | 0 | 0.0061382 | 3.5177e-05 | 0.003502 | 0.0047751
2024-02-16 | 23-24 | 23-24 |  | 0 | 0.04227 | 0.12542 | 0.11104 | 0.064797 | 0 | 0.00049336 | 0.00053001 | 0.0013563 | 0.00062361
2024-02-17 | 23-24 | 23-24 |  | 0 | 1.5093 | 0.015276 | 0.078925 | 1.0588 | 0 | 0.0082772 | 0.00010553 | 0.00039709 | 0.0058046
2024-02-18 | 23-24 | 23-24 |  | 0 | 0.54844 | 0.10352 | 0.0031504 | 0.39581 | 0 | 0.0065031 | 0.00043855 | 7.1763e-06 | 0.0045691
2024-02-19 | 23-24 | 23-24 |  | 0 | 0.99693 | 0.13673 | 0.81817 | 0.8325 | 0 | 0.0069148 | 0.0014306 | 0.0046718 | 0.0056982
2024-02-20 | 23-24 | 23-24 |  | 0 | 0.32057 | 0.23462 | 0.12161 | 0.27557 | 0 | 0.0023671 | 0.0045285 | 0.00051909 | 0.0024027
2024-02-21 | 23-24 | 23-24 |  | 0 | 0.20968 | 1.5837 | 1.6987 | 0.63799 | 0 | 0.0010499 | 0.0095519 | 0.012946 | 0.004101
2024-02-22 | 23-24 | 23-24 |  | 0 | 0.42401 | 0.92932 | 0.34052 | 0.48512 | 0 | 0.003454 | 0.0058418 | 0.0011984 | 0.0034553
2024-02-23 | 23-24 | 23-24 |  | 0 | 0.26079 | 0.009125 | 0.29585 | 0.22591 | 0 | 0.0036956 | 0.00035881 | 0.0044996 | 0.0032817
2024-02-24 | 23-24 | 23-24 |  | 0 | 0.23573 | 0.073985 | 0.00060999 | 0.17449 | 0 | 0.0036401 | 5.6284e-05 | 3.5882e-05 | 0.0025336
2024-02-25 | 23-24 | 23-24 |  | 0 | 0.37767 | 0.62604 | 0.76976 | 0.47087 | 0 | 0.0036673 | 0.0024953 | 0.005088 | 0.0036737
2024-02-26 | 23-24 | 23-24 |  | 0 | 0.54113 | 0.30312 | 0.043386 | 0.42701 | 0 | 0.0081934 | 0.0029619 | 0.00049277 | 0.0061941
2024-02-27 | 23-24 | 23-24 |  | 0 | 0.19946 | 0.98999 | 0.48634 | 0.36057 | 0 | 0.00076317 | 0.00356 | 0.0023227 | 0.0014137
2024-02-28 | 23-24 | 23-24 |  | 0 | 1.1456 | 2.1034 | 5.0207 | 1.8587 | 0 | 0.010108 | 0.012453 | 0.026674 | 0.012853
2024-02-29 | 23-24 | 23-24 |  | 0.2905 | 0.52811 | 1.5357 | 0.1629 | 0.62489 | 0.0025043 | 0.0036211 | 0.017638 | 0.00060999 | 0.0052913
2024-03-01 | 23-24 | 23-24 |  | 0 | 0.25964 | 1.0411 | 8.9217 | 1.6644 | 0 | 0.0015525 | 0.0017096 | 0.0072624 | 0.002414
2024-03-02 | 23-24 | 23-24 |  | 0 | 0.16214 | 0.0043479 | 0.074928 | 0.12403 | 0 | 0.0026179 | 0.00023921 | 0.00040187 | 0.0019082
2024-03-03 | 23-24 | 23-24 |  | 0 | 0.29785 | 0.24785 | 0.16467 | 0.26826 | 0 | 0.0072113 | 0.00036585 | 0.0019017 | 0.00533
2024-03-04 | 23-24 | 23-24 |  | 0 | 0.15476 | 0.062032 | 0.31995 | 0.16412 | 0 | 0.0017987 | 0.0002181 | 0.0022821 | 0.0016175
2024-03-05 | 23-24 | 23-24 |  | 0 | 0.23009 | 1.2352 | 0.38461 | 0.40384 | 0 | 0.0035183 | 0.0097512 | 0.0014927 | 0.0041365
2024-03-06 | 23-24 | 23-24 |  | 0 | 0.16295 | 0.05404 | 1.5971 | 0.3585 | 0 | 0.0043133 | 0.00044324 | 0.0169 | 0.0055662
2024-03-07 | 23-24 | 23-24 |  | 0 | 0.034739 | 0.02169 | 1.092 | 0.18973 | 0 | 0.00028214 | 3.5177e-05 | 0.020201 | 0.0032049
2024-03-08 | 23-24 | 23-24 |  | 0 | 0.24199 | 0.1248 | 0.27708 | 0.22764 | 0 | 0.0022818 | 0.00062381 | 0.0003636 | 0.0017282
2024-03-09 | 23-24 | 23-24 |  | 0 | 1.4117 | 2.0709 | 1.0547 | 1.4482 | 0 | 0.0086004 | 0.016892 | 0.0036886 | 0.0090642
2024-03-10 | 23-24 | 23-24 |  | 0 | 0.61975 | 0.071898 | 0.12419 | 0.45837 | 0 | 0.0055632 | 0.00032363 | 0.0005454 | 0.0039811
2024-03-11 | 23-24 | 23-24 |  | 0 | 0.75365 | 0.21811 | 4.7254 | 1.2575 | 0 | 0.0080649 | 0.00049952 | 0.0088986 | 0.0069817
2024-03-12 | 23-24 | 23-24 |  | 0 | 0.94886 | 0.92275 | 1.2521 | 0.98298 | 0 | 0.010204 | 0.0060646 | 0.0097096 | 0.0094274
2024-03-13 | 23-24 | 23-24 |  | 0 | 0.64945 | 0.0019348 | 0.012295 | 0.45168 | 0 | 0.0078578 | 7.0355e-06 | 4.7842e-05 | 0.0054474
2024-03-14 | 23-24 | 23-24 |  | 0.010836 | 0.35314 | 4.6706 | 4.8252 | 1.6706 | 0.00014448 | 0.0050688 | 0.047867 | 0.040463 | 0.016788
2024-03-15 | 23-24 | 23-24 |  | 0 | 0.12113 | 0.31616 | 0.18504 | 0.15932 | 0 | 0.0016111 | 0.0023592 | 0.0014783 | 0.001693
2024-03-16 | 23-24 | 23-24 |  | 0 | 0.045052 | 1.2228 | 6.6585 | 1.2069 | 0 | 0.00018295 | 0.0097442 | 0.018503 | 0.0043564
2024-03-17 | 23-24 | 23-24 |  | 0 | 0.32101 | 0.29791 | 0.72027 | 0.37451 | 0 | 0.0018573 | 0.00094276 | 0.0036815 | 0.0019761
2024-03-18 | 23-24 | 23-24 |  | 0 | 0.02726 | 0.065191 | 0.26219 | 0.06775 | 0 | 0.00018039 | 0.00040102 | 0.0013204 | 0.00038206
2024-03-19 | 23-24 | 23-24 |  | 0.040887 | 0.014237 | 0.018417 | 5.0347 | 0.76168 | 0.00014448 | 0.00023949 | 0.0003377 | 0.018419 | 0.0029573
2024-03-20 | 23-24 | 23-24 |  | 0 | 0.25044 | 0.20382 | 0.60383 | 0.29407 | 0 | 0.0020521 | 0.0022396 | 0.0032365 | 0.0022415
2024-03-21 | 23-24 | 23-24 |  | 0 | 0.017994 | 0.32996 | 0.079265 | 0.074296 | 0 | 0.00012951 | 0.0017378 | 0.00088508 | 0.00048487
2024-03-22 | 23-24 | 23-24 |  | 0 | 0.080404 | 0.041742 | 0.92061 | 0.1989 | 0 | 0.00028214 | 0.0003377 | 0.0055832 | 0.0010768
2024-03-23 | 23-24 | 23-24 |  | 0.73322 | 0.59074 | 5.5027 | 0.1949 | 1.278 | 0.0036119 | 0.0068757 | 0.0092188 | 0.0008803 | 0.0063154
2024-03-24 | 23-24 | 23-24 |  | 0 | 0.28147 | 0.16045 | 0.12885 | 0.23834 | 0 | 0.00051649 | 0.0025515 | 0.0024376 | 0.0011071
2024-03-25 | 23-24 | 23-24 |  | 0 | 0.35943 | 0.10104 | 1.2174 | 0.44517 | 0 | 0.0025146 | 0.00064023 | 0.0073749 | 0.0029345
2024-03-26 | 23-24 | 23-24 |  | 0 | 0.045852 | 1.398 | 3.5565 | 0.77271 | 0 | 0.00037773 | 0.0032574 | 0.016714 | 0.0032411
2024-03-27 | 23-24 | 23-24 |  | 0 | 0.28199 | 0.12535 | 0.63313 | 0.30836 | 0 | 0.0019195 | 0.0026665 | 0.0088197 | 0.0030448
2024-03-28 | 23-24 | 23-24 |  | 0 | 0.22619 | 0.036936 | 0.34948 | 0.21415 | 0 | 0.0012581 | 0.00010553 | 0.0019065 | 0.0011704
2024-03-29 | 23-24 | 23-24 |  | 0 | 0.027535 | 0.078601 | 2.3166 | 0.37549 | 0 | 0.00011255 | 0.00026735 | 0.0094584 | 0.0015251
2024-03-30 | 23-24 | 23-24 |  | 0 | 0.012092 | 0.11076 | 0.49232 | 0.098386 | 0 | 6.0128e-05 | 0.00096152 | 0.0013204 | 0.00038384
2024-03-31 | 23-24 | 23-24 |  | 0 | 0.019492 | 0.31053 | 2.4145 | 0.41966 | 0 | 0.00013619 | 0.0034404 | 0.0087695 | 0.0019203
2024-04-01 | 23-24 | 23-24 |  | 0 | 0.14234 | 0.14935 | 1.8249 | 0.39257 | 0 | 0.0027772 | 0.00085129 | 0.01126 | 0.003726
2024-04-02 | 23-24 | 23-24 |  | 0 | 0.084883 | 1.2533 | 0.90206 | 0.38302 | 0 | 0.00055914 | 0.01231 | 0.0049086 | 0.0029843
2024-04-03 | 23-24 | 23-24 |  | 0 | 0.018574 | 0.077637 | 0.22637 | 0.058298 | 0 | 7.4004e-05 | 0.00063319 | 0.0014448 | 0.00036214
2024-04-04 | 23-24 | 23-24 |  | 0 | 0.26343 | 1.2613 | 0.0054253 | 0.37449 | 0 | 0.0030475 | 0.015288 | 1.6745e-05 | 0.0044311
2024-04-05 | 23-24 | 23-24 |  | 0 | 0.61123 | 0.16547 | 0.0040259 | 0.4488 | 0 | 0.0034258 | 0.00039633 | 2.8705e-05 | 0.0024357
2024-04-06 | 23-24 | 23-24 |  | 0 | 0.063622 | 0 | 0.22166 | 0.077004 | 0 | 0.00025131 | 0 | 0.00068175 | 0.00027534
2024-04-07 | 23-24 | 23-24 |  | 0 | 0.052649 | 0.032307 | 0.74291 | 0.15183 | 0 | 0.00013002 | 0.00028846 | 0.0039326 | 0.00071859
2024-04-08 | 23-24 | 23-24 |  | 0 | 0.010593 | 0.44183 | 1.446 | 0.2894 | 0 | 5.6531e-05 | 0.0024226 | 0.0060233 | 0.0013024
2024-04-09 | 23-24 | 23-24 |  | 0 | 0.098224 | 0.12489 | 1.0807 | 0.24765 | 0 | 0.0026842 | 0.00040102 | 0.002861 | 0.0023443
2024-04-10 | 23-24 | 23-24 |  | 0 | 0.12682 | 1.9277 | 0.0016721 | 0.38045 | 0 | 0.0042953 | 0.013175 | 2.1529e-05 | 0.004975
2024-04-11 | 23-24 | 23-24 |  | 0 | 0.017309 | 0.49623 | 0.31679 | 0.13437 | 0 | 0.00015058 | 0.0022654 | 0.0026409 | 0.00084061
2024-04-12 | 23-24 | 23-24 |  | 0 | 0.11894 | 0.048256 | 0.27848 | 0.13107 | 0 | 0.0002657 | 0.00015478 | 0.0011578 | 0.00037957
2024-04-13 | 23-24 | 23-24 |  | 0.031207 | 0.0073357 | 0.021951 | 0.11506 | 0.025749 | 0.00014448 | 8.7366e-05 | 0.00014071 | 0.00086834 | 0.00021202
2024-04-14 | 23-24 | 23-24 |  | 0 | 0.020228 | 0.19758 | 0.11069 | 0.060435 | 0 | 0.00015777 | 0.0011186 | 0.00038752 | 0.00033653
2024-04-15 | 23-24 | 23-24 |  | 0 | 0.004303 | 1.3523 | 0.83871 | 0.33283 | 0 | 5.5503e-05 | 0.0019418 | 0.0016219 | 0.00057416
2024-04-16 | 23-24 | 23-24 |  | 0 | 0.17527 | 0.053997 | 0.03863 | 0.13526 | 0 | 0.0012982 | 0.0011562 | 0.0001507 | 0.0010964
2024-04-17 | 23-24 | 23-24 |  | 0 | 0.0034705 | 0 | 0.52702 | 0.080777 | 0 | 1.5418e-06 | 0 | 0.0036097 | 0.00053788
2024-04-18 | 23-24 | 23-24 |  | 0 | 0.034096 | 0.086682 | 0.34779 | 0.088471 | 0 | 0.00017679 | 0.00035647 | 0.001708 | 0.00043044
2024-04-19 | 23-24 | 23-24 |  | 0 | 0.4451 | 0.38559 | 0.66004 | 0.46475 | 0 | 0.0033019 | 0.0016463 | 0.0018587 | 0.0028118
2024-04-20 | 23-24 | 23-24 |  | 0 | 0.044224 | 0.12012 | 0.18651 | 0.076571 | 0 | 0.0001439 | 0.00040102 | 0.00058128 | 0.00024688
2024-04-21 | 23-24 | 23-24 |  | 0 | 0.0042974 | 1.2488 | 0.3163 | 0.23944 | 0 | 2.2098e-05 | 0.016442 | 0.00071763 | 0.0026161
2024-04-22 | 23-24 | 23-24 |  | 0 | 0.098618 | 0.22173 | 0.1635 | 0.12621 | 0 | 0.00062904 | 0.007739 | 0.00063152 | 0.0017033
2024-04-23 | 23-24 | 23-24 |  | 0 | 0.13287 | 0.062461 | 1.878 | 0.38073 | 0 | 0.00087572 | 0.00051359 | 0.0071404 | 0.001746
2024-04-24 | 23-24 | 23-24 |  | 0 | 0.056377 | 0.015853 | 0.37978 | 0.097908 | 0 | 0.00043889 | 0.00011726 | 0.0020955 | 0.00063322
2024-04-25 | 23-24 | 23-24 |  | 0 | 0.018673 | 0.030468 | 0.033607 | 0.022545 | 0 | 0.00022098 | 0.00013133 | 0.0036671 | 0.00071824
2024-04-26 | 23-24 | 23-24 |  | 0 | 0.099828 | 0.023001 | 0.18367 | 0.099905 | 0 | 0.0008012 | 0.00030018 | 0.0013348 | 0.00079863
2024-04-27 | 23-24 | 23-24 |  | 0 | 0.027621 | 0.13321 | 0.59092 | 0.1272 | 0 | 4.0086e-05 | 0.0022772 | 0.0040403 | 0.00097401
2024-04-28 | 23-24 | 23-24 |  | 0 | 0.22877 | 0.041144 | 0.0029136 | 0.16503 | 0 | 0.0043503 | 0.00033067 | 2.1529e-05 | 0.0030647
2024-04-29 | 23-24 | 23-24 |  | 0 | 0.094002 | 0.0054455 | 1.4659 | 0.28389 | 0 | 0.00050261 | 7.0355e-06 | 0.0068654 | 0.00137
2024-04-30 | 23-24 | 23-24 |  | 0 | 0.26169 | 0.00059098 | 0.11213 | 0.19791 | 0 | 0.0027484 | 7.0355e-06 | 0.00017941 | 0.0019302
2024-05-01 | 23-24 | 23-24 |  | 0 | 0.058656 | 0 | 0.30732 | 0.086304 | 0 | 0.00016188 | 0 | 0.0014066 | 0.00032123
2024-05-02 | 23-24 | 23-24 |  | 0 | 0.036736 | 0 | 1.6147 | 0.26556 | 0 | 0.00084591 | 0 | 0.0010621 | 0.00074349
2024-05-03 | 23-24 | 23-24 |  | 0 | 0.29346 | 0 | 0.84147 | 0.32827 | 0 | 0.0030989 | 0 | 0.0011626 | 0.002318
2024-05-04 | 23-24 | 23-24 |  | 0 | 0.02676 | 0.032877 | 0.78593 | 0.14039 | 0 | 0.00012745 | 0.00056987 | 0.0038058 | 0.00074065
2024-05-05 | 23-24 | 23-24 |  | 0 | 0.50604 | 0.24797 | 0.032839 | 0.39278 | 0 | 0.0010715 | 0.00097793 | 0.00034446 | 0.00094128
2024-05-06 | 23-24 | 23-24 |  | 0 | 0.0028846 | 0.01636 | 0.0064874 | 0.0054432 | 0 | 5.8587e-05 | 0.00011022 | 4.3058e-05 | 6.3677e-05
2024-05-07 | 23-24 | 23-24 |  | 0 | 0.37703 | 0 | 0.11997 | 0.27882 | 0 | 0.0033317 | 0 | 0.00043058 | 0.0023703
2024-05-08 | 23-24 | 23-24 |  | 0 | 0.49268 | 0.0074154 | 0.092065 | 0.35585 | 0 | 0.0027705 | 7.0355e-05 | 0.0010908 | 0.0020907
2024-05-09 | 23-24 | 23-24 |  | 0 | 0.0090301 | 0.071656 | 0.002483 | 0.01749 | 0 | 0.00045739 | 0.00035881 | 2.8705e-05 | 0.0003753
2024-05-10 | 23-24 | 23-24 |  | 0.10951 | 0.0090316 | 0 | 0.72114 | 0.1143 | 0.0011558 | 6.5268e-05 | 0 | 0.0017869 | 0.00031945
2024-05-11 | 23-24 | 23-24 |  | 1.1772 | 0.012195 | 0.09023 | 1.6753 | 0.27997 | 0.003034 | 0.00015931 | 0.0035576 | 0.0066094 | 0.0016553
2024-05-12 | 23-24 | 23-24 |  | 0.054035 | 0.0253 | 1.1075 | 0.12283 | 0.20418 | 0.00014448 | 0.0002328 | 0.0082597 | 0.0010693 | 0.0015741
2024-05-13 | 23-24 | 23-24 |  | 0.17718 | 0.24399 | 0.0852 | 0.3711 | 0.23831 | 0.00062607 | 0.0049336 | 0.00042916 | 0.0027916 | 0.0039
2024-05-14 | 23-24 | 23-24 |  | 0 | 0.13231 | 0.068127 | 0.077047 | 0.11338 | 0 | 0.0030013 | 0.00031894 | 0.00044732 | 0.0021924
2024-05-15 | 23-24 | 23-24 |  | 0 | 0.055266 | 0.0042635 | 0.0050521 | 0.039653 | 0 | 0.00028985 | 0.00010553 | 6.4587e-05 | 0.00022625
2024-05-16 | 23-24 | 23-24 |  | 0 | 0.11898 | 0.058108 | 1.1361 | 0.26012 | 0 | 0.00047743 | 0.00053704 | 0.012379 | 0.0022529
2024-05-17 | 23-24 | 23-24 |  | 0 | 0.44051 | 1.091 | 1.0928 | 0.63294 | 0 | 0.0022397 | 0.0072747 | 0.0048943 | 0.0033817
2024-05-18 | 23-24 | 23-24 |  | 0 | 0.070355 | 0.092095 | 0.027313 | 0.066732 | 0 | 0.00034227 | 0.00049248 | 0.00027988 | 0.00035325
2024-05-19 | 23-24 | 23-24 |  | 0 | 0.53334 | 0.035112 | 0.56905 | 0.45914 | 0 | 0.0055668 | 0.00015947 | 0.0035308 | 0.0044026
2024-05-20 | 23-24 | 23-24 |  | 0 | 0.069802 | 0.70911 | 1.0245 | 0.30825 | 0 | 0.00118 | 0.0051547 | 0.0018587 | 0.0018751
2024-05-21 | 23-24 | 23-24 |  | 0 | 0.015686 | 0.011285 | 0.73867 | 0.12242 | 0 | 0.00012951 | 0.00013367 | 0.0028777 | 0.00053788
2024-05-22 | 23-24 | 23-24 |  | 0 | 0.29666 | 0.012087 | 1.2528 | 0.39349 | 0 | 0.0016738 | 0.00045731 | 0.0086164 | 0.0025094
2024-05-23 | 23-24 | 23-24 |  | 0 | 0.13884 | 0.62745 | 0.040905 | 0.19736 | 0 | 0.0010222 | 0.0085622 | 0.00011482 | 0.0020234
2024-05-24 | 23-24 | 23-24 |  | 0.092754 | 0.071744 | 0.020818 | 0.021275 | 0.056669 | 0.00028895 | 0.00017884 | 4.9248e-05 | 8.8508e-05 | 0.00014656
2024-05-25 | 23-24 | 23-24 |  | 0 | 0.027752 | 0.0043268 | 0.045718 | 0.026665 | 0 | 0.00032994 | 1.4071e-05 | 0.00016984 | 0.00025578
2024-05-26 | 23-24 | 23-24 |  | 0 | 0.098928 | 0.038013 | 0.0031648 | 0.074715 | 0 | 0.00031349 | 0.00017589 | 2.8705e-05 | 0.00024795
2024-05-27 | 23-24 | 23-24 |  | 0 | 0.030428 | 0.072254 | 0.92333 | 0.16933 | 0 | 0.00016959 | 0.00027438 | 0.0068103 | 0.0011718
2024-05-28 | 23-24 | 23-24 |  | 0 | 0.037132 | 0.056192 | 0.16076 | 0.058134 | 0 | 0.00012334 | 0.00026969 | 0.0036695 | 0.00067199
2024-05-29 | 23-24 | 23-24 |  | 0 | 0.076539 | 0.0096949 | 0.02018 | 0.057453 | 0 | 0.00083563 | 1.4071e-05 | 0.000122 | 0.00059871
2024-05-30 | 23-24 | 23-24 |  | 0 | 1.2252 | 0.057206 | 1.6971 | 1.1091 | 0 | 0.011605 | 0.00022514 | 0.013527 | 0.010079
2024-05-31 | 23-24 | 23-24 |  | 0 | 0.43673 | 0.20494 | 0.71676 | 0.43999 | 0 | 0.0042013 | 0.00091461 | 0.0021457 | 0.003366
2024-06-01 | 23-24 | 23-24 |  | 0 | 0.16638 | 0.92165 | 0.068515 | 0.26516 | 0 | 0.0050307 | 0.0028705 | 0.00067936 | 0.0040188
2024-06-02 | 23-24 | 23-24 |  | 0 | 0.1694 | 0.062527 | 0.10093 | 0.14175 | 0 | 0.00067015 | 0.00031425 | 0.00068893 | 0.00061401
2024-06-03 | 23-24 | 23-24 |  | 0 | 1.3179 | 0.093544 | 0.021553 | 0.92968 | 0 | 0.0076887 | 0.00059802 | 0.00059564 | 0.0055015
2024-06-04 | 23-24 | 23-24 |  | 0 | 0.08025 | 0.024057 | 0.44428 | 0.12527 | 0 | 0.0023871 | 0.0001454 | 0.0012343 | 0.001858
2024-06-05 | 23-24 | 23-24 |  | 0 | 0.013712 | 0.0069511 | 0.25248 | 0.048093 | 0 | 0.0001218 | 4.9248e-05 | 0.00041623 | 0.00015368
2024-06-06 | 23-24 | 23-24 |  | 0 | 0.063909 | 0.22815 | 10.0956 | 1.5802 | 0 | 0.0002364 | 0.00044793 | 0.012587 | 0.0021035
2024-06-07 | 23-24 | 23-24 |  | 0 | 0.0084149 | 0.072817 | 0.040491 | 0.022892 | 0 | 0.0009528 | 0.00032363 | 0.00062912 | 0.00080219
2024-06-08 | 23-24 | 23-24 |  | 0 | 0.003193 | 0.2039 | 0.0044206 | 0.033797 | 0 | 1.3876e-05 | 0.00068244 | 2.1529e-05 | 0.00011633
2024-06-09 | 23-24 | 23-24 |  | 0 | 0.0089262 | 0.12062 | 1.4003 | 0.23272 | 0 | 5.1392e-05 | 0.00035177 | 0.0061788 | 0.0010078
2024-06-10 | 23-24 | 23-24 |  | 0 | 0.033191 | 0.0014071 | 0.015199 | 0.025449 | 0 | 0.00026004 | 1.4071e-05 | 5.0234e-05 | 0.00018961
2024-06-11 | 23-24 | 23-24 |  | 0 | 0.20751 | 0.011552 | 0.0054827 | 0.14621 | 0 | 0.0020336 | 6.3319e-05 | 1.4353e-05 | 0.0014194
2024-06-12 | 23-24 | 23-24 |  | 0 | 0.13618 | 0.0012664 | 0.34415 | 0.14564 | 0 | 0.0018234 | 1.4071e-05 | 0.0055975 | 0.0020967
2024-06-13 | 23-24 | 23-24 |  | 0 | 0.0061454 | 0.030337 | 0.093436 | 0.022751 | 0 | 6.7837e-05 | 0.00019699 | 0.00025835 | 0.00011526
2024-06-14 | 23-24 | 23-24 |  | 0 | 0.067089 | 5.2516 | 3.5223 | 1.3669 | 0 | 0.00073542 | 0.012117 | 0.0073773 | 0.0034443
2024-06-15 | 23-24 | 23-24 |  | 0 | 0.05997 | 0.41262 | 0.29321 | 0.14771 | 0 | 0.00074415 | 0.0024624 | 0.00094488 | 0.0010292
2024-06-16 | 23-24 | 23-24 |  | 0 | 0.091496 | 0.0022725 | 0.0031289 | 0.064145 | 0 | 0.00064959 | 7.0355e-06 | 1.4353e-05 | 0.00045286
2024-06-17 | 23-24 | 23-24 |  | 0 | 0.037155 | 0.017181 | 0.08598 | 0.041111 | 0 | 0.00025747 | 0.0001196 | 0.0031648 | 0.00066701
2024-06-18 | 23-24 | 23-24 |  | 0 | 0.20171 | 0.022654 | 0.0108 | 0.14467 | 0 | 0.0013629 | 0.00023921 | 8.6116e-05 | 0.00099251
2024-06-19 | 23-24 | 23-24 |  | 0 | 0.085447 | 3.2325 | 0.018357 | 0.55221 | 0 | 0.00069071 | 0.013705 | 0.00011243 | 0.0025738
2024-06-20 | 23-24 | 23-24 |  | 0 | 0.13322 | 0.046216 | 0.049557 | 0.10659 | 0 | 0.00056891 | 0.00054173 | 0.00028466 | 0.00051831
2024-06-21 | 23-24 | 23-24 |  | 1.5482 | 0.10683 | 0.026404 | 0.14075 | 0.11032 | 0.022394 | 0.0012848 | 0.00017589 | 0.00046646 | 0.0011508
2024-06-22 | 23-24 | 23-24 |  | 0.064726 | 0.32188 | 0.0015056 | 0.003459 | 0.22403 | 0.00014448 | 0.0040872 | 1.4071e-05 | 1.4353e-05 | 0.0028345
2024-06-23 | 23-24 | 23-24 |  | 0 | 0.048303 | 0.0039258 | 0.28695 | 0.076705 | 0 | 0.00032068 | 7.0355e-06 | 0.00088986 | 0.00035538
2024-06-24 | 23-24 | 23-24 |  | 0 | 0.19609 | 0.002378 | 0.37634 | 0.19207 | 0 | 0.0038523 | 1.4071e-05 | 0.00050474 | 0.0027438
2024-06-25 | 23-24 | 23-24 |  | 0 | 0.59887 | 0.007936 | 0.58961 | 0.50343 | 0 | 0.0052209 | 2.1106e-05 | 0.0051311 | 0.0043802
2024-06-26 | 23-24 | 23-24 |  | 0 | 0.11242 | 2.1451 | 0.025548 | 0.407 | 0 | 0.0041576 | 0.0080791 | 0.0035451 | 0.0046307
2024-06-27 | 23-24 | 23-24 |  | 0 | 0.058717 | 0.037295 | 0.060647 | 0.055321 | 0 | 0.00035871 | 0.00071058 | 0.00073916 | 0.00046602
2024-06-28 | 23-24 | 23-24 |  | 0 | 0.12838 | 0.39006 | 0.12753 | 0.167 | 0 | 0.00051032 | 0.0013274 | 0.00099751 | 0.00070294
2024-06-29 | 23-24 | 23-24 |  | 0 | 0.055546 | 0.097892 | 1.8821 | 0.33319 | 0 | 0.00036026 | 0.00024624 | 0.014601 | 0.0024582
2024-06-30 | 23-24 | 23-24 |  | 0 | 0.11665 | 0.13608 | 0.082284 | 0.11362 | 0 | 0.00045225 | 0.00079501 | 0.00027988 | 0.00047527

## Daily post Imprv_50%
|  |  |  | daily USAIDI |  |  |  |  | daily USAIFI | [5 empty] | daily USAIDI |  |  |  |  | daily USAIFI
Date | Reg Yr | Non-MED | LN MED | CBD | Urban | Short Rural | Long Rural | Dist Syst | CBD | Urban | Short Rural | Long Rural | Dist Syst | 50% | CBD | Urban | Short Rural | Long Rural | Dist Syst | CBD | Urban | Short Rural | Long Rural | Dist Syst
2013-07-01 | 13-14 | 13-14 |  | 0 | 0.25209 | 0.11898 | 0.010502 | 0.19242 | 0 | 0.0045047 | 0.00032274 | 5.7704e-05 | 0.0031679
2013-07-02 | 13-14 | 13-14 |  | 0 | 0.106 | 0.0011041 | 1.165 | 0.26305 | 0 | 0.00063236 | 8.4933e-06 | 0.0087926 | 0.0018694
2013-07-03 | 13-14 | 13-14 |  | 0 | 0.032132 | 0.0016052 | 5.1755 | 0.86483 | 0 | 0.00026721 | 1.6987e-05 | 0.030756 | 0.0051931
2013-07-04 | 13-14 | 13-14 |  | 0 | 1.1039 | 3.8787 | 1.2351 | 1.5003 | 0 | 0.0083062 | 0.039519 | 0.010829 | 0.012967
2013-07-05 | 13-14 | 13-14 |  | 0 | 0.15884 | 0.01488 | 0.065722 | 0.12256 | 0 | 0.0014402 | 0.00014155 | 0.00080304 | 0.0011459
2013-07-06 | 13-14 | 13-14 |  | 0 | 0.49236 | 0.87454 | 0.078355 | 0.474 | 0 | 0.0045426 | 0.0059906 | 0.00035584 | 0.0040261
2013-07-07 | 13-14 | 13-14 |  | 0 | 0.11797 | 0.016743 | 0.31828 | 0.13567 | 0 | 0.00067652 | 0.00017553 | 0.0015869 | 0.00075021
2013-07-08 | 13-14 | 13-14 |  | 0 | 0.14278 | 0.037079 | 0.03191 | 0.10902 | 0 | 0.00045573 | 0.00011607 | 0.00085834 | 0.00047079
2013-07-09 | 13-14 | 13-14 |  | 0 | 0.12547 | 0.040156 | 0.99499 | 0.25424 | 0 | 0.00043931 | 0.00021516 | 0.0073813 | 0.0015348
2013-07-10 | 13-14 | 13-14 |  | 0 | 0.042402 | 0.13654 | 0.0013272 | 0.048401 | 0 | 0.00041893 | 0.0010418 | 7.213e-06 | 0.00043478
2013-07-11 | 13-14 | 13-14 |  | 0 | 0.29639 | 0.63862 | 0.4151 | 0.36072 | 0 | 0.0037574 | 0.0047902 | 0.0017816 | 0.0035495
2013-07-12 | 13-14 | 13-14 |  | 0 | 0.032954 | 0.086122 | 1.0773 | 0.21004 | 0 | 0.00028023 | 0.0002463 | 0.011812 | 0.0021504
2013-07-13 | 13-14 | 13-14 |  | 0 | 0.54574 | 0.23126 | 0.35642 | 0.46723 | 0 | 0.0074553 | 0.0066587 | 0.000779 | 0.0062008
2013-07-14 | 13-14 | 13-14 |  | 0 | 0.23856 | 0.060905 | 4.8817 | 0.9679 | 0 | 0.004546 | 0.00032841 | 0.027876 | 0.0077251
2013-07-15 | 13-14 | 13-14 |  | 0 | 0.18035 | 0.017793 | 0.017535 | 0.12998 | 0 | 0.0018524 | 0.0097503 | 0.00013705 | 0.0026506
2013-07-16 | 13-14 | 13-14 |  | 0 | 0.067875 | 0.26998 | 0.35079 | 0.14134 | 0 | 0.00049876 | 0.0026046 | 0.0026904 | 0.0011427
2013-07-17 | 13-14 | 13-14 |  | 0 | 1.239 | 0.32672 | 1.6469 | 1.1697 | 0 | 0.017331 | 0.0025819 | 0.0062609 | 0.013356
2013-07-18 | 13-14 |  | MED | 0 | 3.8962 | 15.8591 | 25.991 | 9.116 | 0 | 0.033622 | 0.076414 | 0.083966 | 0.047471
2013-07-19 | 13-14 | 13-14 |  | 0 | 1.0654 | 5.6596 | 1.542 | 1.7698 | 0 | 0.01261 | 0.01864 | 0.0044336 | 0.012015
2013-07-20 | 13-14 | 13-14 |  | 0 | 0.80841 | 1.1911 | 0.95388 | 0.87873 | 0 | 0.010649 | 0.007542 | 0.0031521 | 0.0089168
2013-07-21 | 13-14 | 13-14 |  | 0 | 0.62275 | 0.0053677 | 0.058 | 0.44067 | 0 | 0.0043246 | 6.7946e-05 | 0.00044961 | 0.003072
2013-07-22 | 13-14 | 13-14 |  | 0 | 0.51543 | 0.26941 | 0.23508 | 0.4318 | 0 | 0.0076206 | 0.0026244 | 0.020228 | 0.008923
2013-07-23 | 13-14 | 13-14 |  | 0 | 0.65571 | 0.14088 | 5.5358 | 1.3738 | 0 | 0.005137 | 0.00099371 | 0.024202 | 0.0076277
2013-07-24 | 13-14 | 13-14 |  | 0 | 0.12962 | 0.019059 | 0.11922 | 0.11164 | 0 | 0.00061991 | 0.00018685 | 0.0008872 | 0.00059876
2013-07-25 | 13-14 | 13-14 |  | 0 | 0.21505 | 0.00078987 | 0.013099 | 0.1509 | 0 | 0.00086448 | 8.4933e-06 | 0.00042557 | 0.00066802
2013-07-26 | 13-14 | 13-14 |  | 0 | 0.55975 | 0 | 0.23737 | 0.42557 | 0 | 0.0050023 | 0 | 0.0015652 | 0.0037127
2013-07-27 | 13-14 | 13-14 |  | 0 | 1.5902 | 0.0022592 | 0.047483 | 1.1073 | 0 | 0.0089584 | 8.4933e-06 | 0.0004977 | 0.0062748
2013-07-28 | 13-14 | 13-14 |  | 0 | 0.14957 | 0.0029641 | 0.066143 | 0.11457 | 0 | 0.00099016 | 1.6987e-05 | 0.00075977 | 0.00081047
2013-07-29 | 13-14 | 13-14 |  | 0 | 0.060039 | 0.026839 | 0.0040681 | 0.045875 | 0 | 0.0029122 | 0.00014722 | 2.8852e-05 | 0.0020381
2013-07-30 | 13-14 | 13-14 |  | 0 | 0.0036125 | 0.033013 | 0.0004977 | 0.0071416 | 0 | 8.6617e-05 | 0.0014693 | 7.213e-06 | 0.00026416
2013-07-31 | 13-14 | 13-14 |  | 0 | 0.46611 | 0.0089774 | 0.00053376 | 0.32353 | 0 | 0.0041718 | 6.7946e-05 | 1.4426e-05 | 0.0028956
2013-08-01 | 13-14 | 13-14 |  | 0 | 0.11357 | 0.018396 | 0.0012623 | 0.081256 | 0 | 0.0010819 | 0.00017836 | 1.4426e-05 | 0.00077486
2013-08-02 | 13-14 | 13-14 |  | 0 | 1.2428 | 0.6229 | 1.3547 | 1.1657 | 0 | 0.0077339 | 0.0030491 | 0.0078093 | 0.0070387
2013-08-03 | 13-14 | 13-14 |  | 0 | 0.34805 | 1.3385 | 6.6326 | 1.5052 | 0 | 0.0020794 | 0.022785 | 0.010221 | 0.0062505
2013-08-04 | 13-14 | 13-14 |  | 0 | 0.020961 | 0.030106 | 0.32808 | 0.072052 | 0 | 0.00017607 | 9.9088e-05 | 0.00089441 | 0.00028098
2013-08-05 | 13-14 | 13-14 |  | 0 | 0.11574 | 0.38963 | 0.037378 | 0.13995 | 0 | 0.0035728 | 0.0012089 | 0.00013705 | 0.0026592
2013-08-06 | 13-14 | 13-14 |  | 0 | 0.094521 | 0.019356 | 0.20654 | 0.10163 | 0 | 0.0018914 | 0.00011891 | 0.00069966 | 0.0014378
2013-08-07 | 13-14 | 13-14 |  | 0 | 0.27952 | 0.037353 | 1.8911 | 0.50619 | 0 | 0.0040059 | 0.00020384 | 0.0089657 | 0.0042566
2013-08-08 | 13-14 | 13-14 |  | 0.58216 | 0.033327 | 0.032045 | 0 | 0.031972 | 0.018965 | 0.00039402 | 0.00013589 | 0 | 0.00043791
2013-08-09 | 13-14 | 13-14 |  | 0 | 0.053447 | 0.014297 | 0.48639 | 0.11809 | 0 | 0.00044271 | 0.00026046 | 0.0056333 | 0.001259
2013-08-10 | 13-14 | 13-14 |  | 0 | 0.071242 | 0.23336 | 0.078244 | 0.09424 | 0 | 0.00040082 | 0.0010645 | 0.00072611 | 0.0005424
2013-08-11 | 13-14 | 13-14 |  | 0 | 0.007718 | 0.012604 | 0.034644 | 0.012716 | 0 | 0.00013247 | 0.0031765 | 0.00013705 | 0.00055297
2013-08-12 | 13-14 | 13-14 |  | 0 | 0.064216 | 0.1613 | 0.0088431 | 0.068125 | 0 | 0.00050838 | 0.0022111 | 7.213e-05 | 0.00066881
2013-08-13 | 13-14 | 13-14 |  | 0 | 0.18626 | 0.02114 | 0.81245 | 0.26392 | 0 | 0.00061142 | 0.00016137 | 0.016532 | 0.0031358
2013-08-14 | 13-14 | 13-14 |  | 0 | 0.86197 | 0.0028396 | 0.074323 | 0.60834 | 0 | 0.013459 | 1.9818e-05 | 0.0029285 | 0.0097828
2013-08-15 | 13-14 | 13-14 |  | 0 | 0.63929 | 0.35478 | 0.9414 | 0.64419 | 0 | 0.0045652 | 0.0015203 | 0.004198 | 0.0040492
2013-08-16 | 13-14 | 13-14 |  | 0 | 0.89386 | 1.5654 | 7.1719 | 2.0016 | 0 | 0.014715 | 0.014153 | 0.022384 | 0.015772
2013-08-17 | 13-14 | 13-14 |  | 0 | 0.12091 | 1.628 | 2.3082 | 0.68432 | 0 | 0.00056726 | 0.01227 | 0.016698 | 0.0048061
2013-08-18 | 13-14 | 13-14 |  | 0 | 0.23231 | 2.1984 | 4.2176 | 1.151 | 0 | 0.0030016 | 0.012349 | 0.026246 | 0.0080539
2013-08-19 | 13-14 | 13-14 |  | 0 | 0.65585 | 2.0201 | 1.0553 | 0.90437 | 0 | 0.0079178 | 0.0073297 | 0.0094322 | 0.0080218
2013-08-20 | 13-14 | 13-14 |  | 0 | 0.066385 | 0.15224 | 0.81705 | 0.19992 | 0 | 0.0042856 | 0.00089745 | 0.0068163 | 0.004196
2013-08-21 | 13-14 | 13-14 |  | 1.0074 | 0.029879 | 1.3295 | 0.039087 | 0.2186 | 0.015931 | 0.000214 | 0.010755 | 0.0004472 | 0.0018307
2013-08-22 | 13-14 | 13-14 |  | 0 | 0.027608 | 0.068147 | 4.5618 | 0.77101 | 0 | 0.00027514 | 0.00018402 | 0.014109 | 0.002512
2013-08-23 | 13-14 | 13-14 |  | 0 | 0.074013 | 0.95109 | 3.2568 | 0.71272 | 0 | 0.00049479 | 0.0043316 | 0.033444 | 0.0063844
2013-08-24 | 13-14 | 13-14 |  | 0 | 0.43476 | 1.9648 | 0.015082 | 0.57459 | 0 | 0.0031765 | 0.020888 | 0.00013705 | 0.0051055
2013-08-25 | 13-14 | 13-14 |  | 0 | 0.11357 | 0.12395 | 0 | 0.095643 | 0 | 0.00067482 | 0.005413 | 0 | 0.0012147
2013-08-26 | 13-14 | 13-14 |  | 0 | 0.1594 | 0.11575 | 0.0033035 | 0.12673 | 0 | 0.0016565 | 0.00076439 | 5.0491e-05 | 0.001259
2013-08-27 | 13-14 | 13-14 |  | 0 | 1.8076 | 0.18755 | 0.0062969 | 1.2765 | 0 | 0.009477 | 0.0016902 | 7.213e-05 | 0.0067965
2013-08-28 | 13-14 | 13-14 |  | 0 | 0.028875 | 1.9242 | 1.7439 | 0.56979 | 0 | 0.00028759 | 0.0067776 | 0.0087998 | 0.002568
2013-08-29 | 13-14 | 13-14 |  | 0 | 0.25252 | 3.0472 | 1.1197 | 0.77801 | 0 | 0.0015167 | 0.015313 | 0.0097303 | 0.004749
2013-08-30 | 13-14 | 13-14 |  | 0 | 0.049143 | 11.2946 | 0.19723 | 1.6273 | 0 | 0.0004161 | 0.079191 | 8.896e-05 | 0.011249
2013-08-31 | 13-14 | 13-14 |  | 0 | 0.043852 | 6.8429 | 3.295 | 1.5125 | 0 | 0.00044554 | 0.051265 | 0.041015 | 0.01407
2013-09-01 | 13-14 | 13-14 |  | 0 | 0.67893 | 22.7071 | 1.8098 | 3.9027 | 0 | 0.0061317 | 0.17624 | 0.0030511 | 0.029098
2013-09-02 | 13-14 | 13-14 |  | 0.18404 | 0.015608 | 0.0065143 | 0.053794 | 0.02187 | 0.00015172 | 0.00016474 | 2.548e-05 | 0.00025245 | 0.00015967
2013-09-03 | 13-14 | 13-14 |  | 0 | 0.039083 | 0.038772 | 0.51544 | 0.11627 | 0 | 0.00040931 | 0.00046713 | 0.0017095 | 0.00062576
2013-09-04 | 13-14 | 13-14 |  | 0 | 0.22355 | 0.001291 | 0.52721 | 0.24053 | 0 | 0.0036526 | 8.4933e-06 | 0.0033468 | 0.0030709
2013-09-05 | 13-14 | 13-14 |  | 0 | 0.07541 | 1.4177 | 0.44286 | 0.32018 | 0 | 0.00036968 | 0.010175 | 0.0090186 | 0.00313
2013-09-06 | 13-14 | 13-14 |  | 0 | 0.044083 | 0.019161 | 0.28141 | 0.078927 | 0 | 0.00011832 | 0.00010475 | 0.0036426 | 0.00068916
2013-09-07 | 13-14 | 13-14 |  | 0 | 0.24701 | 0.67951 | 0.1729 | 0.29282 | 0 | 0.0038723 | 0.0048666 | 0.0012983 | 0.0035608
2013-09-08 | 13-14 | 13-14 |  | 0 | 0.10859 | 0.72418 | 0.099453 | 0.19135 | 0 | 0.00034477 | 0.0084168 | 0.00034622 | 0.0014581
2013-09-09 | 13-14 | 13-14 |  | 0 | 0.13657 | 1.3788 | 1.6141 | 0.54772 | 0 | 0.0028652 | 0.015064 | 0.0046331 | 0.004817
2013-09-10 | 13-14 | 13-14 |  | 0 | 0.060874 | 0.94166 | 0.01827 | 0.17522 | 0 | 0.00043535 | 0.0024546 | 0.00050491 | 0.00072242
2013-09-11 | 13-14 | 13-14 |  | 0 | 0.064326 | 0.01178 | 0.007903 | 0.047381 | 0 | 0.00061708 | 0.00010475 | 6.9725e-05 | 0.00045239
2013-09-12 | 13-14 | 13-14 |  | 0 | 0.12121 | 0.021479 | 5.5567 | 0.9912 | 0 | 0.00055084 | 0.00055206 | 0.080836 | 0.013614
2013-09-13 | 13-14 | 13-14 |  | 0 | 0.31135 | 0.026516 | 0.7343 | 0.33841 | 0 | 0.0036736 | 0.00031425 | 0.0020557 | 0.0029175
2013-09-14 | 13-14 | 13-14 |  | 0 | 0.055866 | 0.37706 | 1.5209 | 0.33829 | 0 | 0.00070143 | 0.0028566 | 0.0088215 | 0.0023156
2013-09-15 | 13-14 | 13-14 |  | 0 | 2.4859 | 4.0483 | 10.5185 | 3.9901 | 0 | 0.020258 | 0.020248 | 0.064097 | 0.027235
2013-09-16 | 13-14 | 13-14 |  | 0 | 0.29785 | 1.1384 | 2.4604 | 0.76373 | 0 | 0.0088916 | 0.0077034 | 0.02858 | 0.011863
2013-09-17 | 13-14 | 13-14 |  | 0 | 0.044177 | 0 | 0.11059 | 0.048538 | 0 | 0.0003459 | 0 | 0.00087277 | 0.00038117
2013-09-18 | 13-14 | 13-14 |  | 0 | 0.86976 | 0.84077 | 0.43341 | 0.788 | 0 | 0.014117 | 0.0048666 | 0.0034526 | 0.010994
2013-09-19 | 13-14 | 13-14 |  | 0 | 0.54919 | 0.92858 | 0.69779 | 0.62157 | 0 | 0.0090241 | 0.010294 | 0.0048471 | 0.0084499
2013-09-20 | 13-14 | 13-14 |  | 0 | 0.39786 | 0.40359 | 0.24441 | 0.3706 | 0 | 0.0055628 | 0.006353 | 0.0030319 | 0.005217
2013-09-21 | 13-14 | 13-14 |  | 0 | 0.14737 | 0.028331 | 0.0095692 | 0.10734 | 0 | 0.00065048 | 0.00027745 | 5.53e-05 | 0.00049701
2013-09-22 | 13-14 | 13-14 |  | 0 | 0.027974 | 0.029089 | 0.18666 | 0.053741 | 0 | 0.00028872 | 0.00016137 | 0.0014065 | 0.00045083
2013-09-23 | 13-14 | 13-14 |  | 0 | 0.29262 | 0.0060557 | 0.56783 | 0.29554 | 0 | 0.0048138 | 3.3973e-05 | 0.0035921 | 0.003917
2013-09-24 | 13-14 | 13-14 |  | 0 | 0.40965 | 0.010062 | 0.1852 | 0.31471 | 0 | 0.0050114 | 7.3608e-05 | 0.00077179 | 0.0036
2013-09-25 | 13-14 | 13-14 |  | 0 | 0.27083 | 0.44342 | 0.38612 | 0.31136 | 0 | 0.0031307 | 0.0028934 | 0.0046812 | 0.003326
2013-09-26 | 13-14 | 13-14 |  | 0 | 2.0584 | 2.2355 | 2.8297 | 2.1925 | 0 | 0.018415 | 0.019169 | 0.013575 | 0.017589
2013-09-27 | 13-14 | 13-14 |  | 0 | 0.31471 | 0.29399 | 0.74436 | 0.37934 | 0 | 0.0046434 | 0.0026188 | 0.0024308 | 0.0039674
2013-09-28 | 13-14 | 13-14 |  | 0 | 0.031464 | 0.0031 | 0.075325 | 0.034439 | 0 | 0.00041214 | 4.2466e-05 | 0.00023803 | 0.00032951
2013-09-29 | 13-14 | 13-14 |  | 0 | 0.045517 | 0 | 0.0029501 | 0.031944 | 0 | 0.00047045 | 0 | 0.00020918 | 0.00035925
2013-09-30 | 13-14 |  | MED | 0 | 4.9721 | 19.1916 | 9.3972 | 7.6195 | 0 | 0.041626 | 0.056313 | 0.036012 | 0.04242
2013-10-01 | 13-14 | 13-14 |  | 0 | 0.90639 | 0.98467 | 1.7261 | 1.0436 | 0 | 0.016127 | 0.010942 | 0.0043398 | 0.013367
2013-10-02 | 13-14 | 13-14 |  | 0.069034 | 0.75157 | 3.394 | 4.2516 | 1.6812 | 0.00075861 | 0.010361 | 0.034174 | 0.042035 | 0.018734
2013-10-03 | 13-14 | 13-14 |  | 0 | 0.023806 | 0.046356 | 0.51995 | 0.1075 | 0 | 0.00015625 | 0.00039069 | 0.0052823 | 0.0010218
2013-10-04 | 13-14 | 13-14 |  | 0 | 0.080876 | 1.6465 | 0.26939 | 0.32735 | 0 | 0.0012693 | 0.021887 | 0.0021278 | 0.0042492
2013-10-05 | 13-14 | 13-14 |  | 0 | 0.095629 | 0.016536 | 0.24866 | 0.10886 | 0 | 0.00096072 | 7.6439e-05 | 0.00176 | 0.00096114
2013-10-06 | 13-14 | 13-14 |  | 0 | 0.060291 | 0.0022252 | 0.0036401 | 0.042577 | 0 | 0.00051801 | 8.4933e-06 | 0.00018994 | 0.00039017
2013-10-07 | 13-14 | 13-14 |  | 0 | 0.50545 | 0.21208 | 0.037269 | 0.38478 | 0 | 0.00345 | 0.0014354 | 0.00010339 | 0.0026001
2013-10-08 | 13-14 | 13-14 |  | 0 | 0.040345 | 0.041232 | 0.21897 | 0.069229 | 0 | 0.00056273 | 0.0032444 | 0.0014883 | 0.0010797
2013-10-09 | 13-14 | 13-14 |  | 0 | 0.069252 | 1.4031 | 0.69598 | 0.35511 | 0 | 0.00067935 | 0.0053338 | 0.0045802 | 0.0019524
2013-10-10 | 13-14 | 13-14 |  | 0 | 0.023908 | 1.327 | 0.57421 | 0.29342 | 0 | 0.00032269 | 0.0050365 | 0.0023226 | 0.0012973
2013-10-11 | 13-14 | 13-14 |  | 0 | 0.092114 | 0.014456 | 0.75866 | 0.18916 | 0 | 0.00061934 | 0.00010192 | 0.0047173 | 0.00121
2013-10-12 | 13-14 | 13-14 |  | 0 | 0.022573 | 0.088856 | 0.92786 | 0.17891 | 0 | 0.00023381 | 0.00057754 | 0.0026688 | 0.00067585
2013-10-13 | 13-14 | 13-14 |  | 0 | 1.6002 | 0.082266 | 2.0241 | 1.447 | 0 | 0.014323 | 0.0011211 | 0.033122 | 0.015447
2013-10-14 | 13-14 | 13-14 |  | 0 | 0.5507 | 1.098 | 0.0023442 | 0.53284 | 0 | 0.0053839 | 0.0050365 | 3.6065e-05 | 0.0044237
2013-10-15 | 13-14 | 13-14 |  | 0 | 0.036516 | 0.21147 | 0.3361 | 0.10918 | 0 | 0.00046253 | 0.0036436 | 0.0018682 | 0.0011275
2013-10-16 | 13-14 | 13-14 |  | 0 | 1.8316 | 1.4509 | 2.6245 | 1.8939 | 0 | 0.015061 | 0.0094275 | 0.016193 | 0.01435
2013-10-17 | 13-14 | 13-14 |  | 0 | 0.56674 | 0.065593 | 0.20373 | 0.43399 | 0 | 0.0075131 | 0.00051809 | 0.0054771 | 0.0061566
2013-10-18 | 13-14 | 13-14 |  | 0 | 0.24828 | 0.074197 | 1.4946 | 0.42515 | 0 | 0.004015 | 0.0003737 | 0.024817 | 0.0068665
2013-10-19 | 13-14 | 13-14 |  | 0 | 0.0863 | 0.036385 | 0.8667 | 0.20576 | 0 | 0.00084862 | 0.00014439 | 0.0072346 | 0.0017841
2013-10-20 | 13-14 | 13-14 |  | 0 | 0.059301 | 0.0057245 | 0.06711 | 0.052707 | 0 | 0.00039742 | 2.548e-05 | 0.00028371 | 0.00032442
2013-10-21 | 13-14 | 13-14 |  | 0 | 0.28487 | 0.038698 | 3.5862 | 0.78598 | 0 | 0.0024496 | 0.00023215 | 0.0081002 | 0.0030439
2013-10-22 | 13-14 | 13-14 |  | 2.1617 | 3.7287 | 2.5097 | 4.6252 | 3.694 | 0.015779 | 0.040443 | 0.011774 | 0.023964 | 0.033607
2013-10-23 | 13-14 | 13-14 |  | 0 | 0.13402 | 1.0215 | 0.4281 | 0.30353 | 0 | 0.0012223 | 0.0071683 | 0.0052919 | 0.0026971
2013-10-24 | 13-14 | 13-14 |  | 0 | 0.13176 | 0.035247 | 0.029068 | 0.10068 | 0 | 0.00065841 | 0.00036521 | 0.00019475 | 0.00053731
2013-10-25 | 13-14 | 13-14 |  | 0 | 0.92391 | 0.1203 | 0.051195 | 0.66363 | 0 | 0.0050985 | 0.00051243 | 0.0005578 | 0.0036861
2013-10-26 | 13-14 | 13-14 |  | 0 | 0.2846 | 0.057627 | 3.3626 | 0.75202 | 0 | 0.0038514 | 0.00046147 | 0.014065 | 0.0050155
2013-10-27 | 13-14 | 13-14 |  | 0 | 0.22299 | 0.10543 | 0.21941 | 0.20443 | 0 | 0.0021586 | 0.0013872 | 0.0010771 | 0.0018593
2013-10-28 | 13-14 | 13-14 |  | 0 | 0.082508 | 0.14598 | 0.0078044 | 0.078485 | 0 | 0.00089901 | 0.0016987 | 8.6556e-05 | 0.00087035
2013-10-29 | 13-14 | 13-14 |  | 0 | 0.092275 | 0.17302 | 0.13749 | 0.11008 | 0 | 0.00047668 | 0.00098805 | 0.00051212 | 0.00054945
2013-10-30 | 13-14 | 13-14 |  | 0 | 0.030506 | 0.00017836 | 0.0050779 | 0.021939 | 0 | 0.00056216 | 8.4933e-06 | 0.00015869 | 0.00041561
2013-10-31 | 13-14 | 13-14 |  | 0 | 0.015929 | 0.16244 | 0.40328 | 0.099105 | 0 | 0.00046309 | 0.0013334 | 0.0031449 | 0.0010163
2013-11-01 | 13-14 | 13-14 |  | 0 | 0.012758 | 0.25643 | 0.02443 | 0.048242 | 0 | 0.00016135 | 0.0017326 | 0.00021639 | 0.00038626
2013-11-02 | 13-14 | 13-14 |  | 0 | 0.081185 | 0.54099 | 0.58047 | 0.22538 | 0 | 0.0010807 | 0.0041107 | 0.0090042 | 0.0027809
2013-11-03 | 13-14 | 13-14 |  | 0 | 0.64953 | 0.46666 | 0.83354 | 0.64918 | 0 | 0.0058402 | 0.0030944 | 0.0028491 | 0.0049286
2013-11-04 | 13-14 | 13-14 |  | 0 | 0.0038774 | 0.0079157 | 0.088604 | 0.018196 | 0 | 6.9634e-05 | 5.9453e-05 | 0.00046163 | 0.00013149
2013-11-05 | 13-14 | 13-14 |  | 0 | 0.025432 | 0.062137 | 0.02927 | 0.030933 | 0 | 0.00021683 | 0.0005011 | 0.00011541 | 0.00023794
2013-11-06 | 13-14 | 13-14 |  | 0 | 2.382 | 0.12263 | 0.064657 | 1.6741 | 0 | 0.01036 | 0.00052658 | 0.0005025 | 0.0073158
2013-11-07 | 13-14 | 13-14 |  | 0.18207 | 0.53965 | 0.027776 | 3.0245 | 0.87059 | 0.0045517 | 0.0027961 | 0.00015854 | 0.019273 | 0.005127
2013-11-08 | 13-14 | 13-14 |  | 0 | 0.068172 | 0.60573 | 0.77605 | 0.25717 | 0 | 0.00042856 | 0.0019534 | 0.003984 | 0.0012147
2013-11-09 | 13-14 | 13-14 |  | 0 | 0.063671 | 0 | 0.00031737 | 0.044065 | 0 | 0.0018212 | 0 | 7.213e-06 | 0.0012601
2013-11-10 | 13-14 | 13-14 |  | 0 | 0.0011277 | 0.002129 | 0.011505 | 0.0029464 | 0 | 3.6232e-05 | 2.2649e-05 | 9.3769e-05 | 4.3439e-05
2013-11-11 | 13-14 | 13-14 |  | 0 | 0.072976 | 0.13108 | 0.024649 | 0.072578 | 0 | 0.00028872 | 0.00072759 | 0.00010339 | 0.00031699
2013-11-12 | 13-14 | 13-14 |  | 0 | 0.059647 | 0.022097 | 0.034497 | 0.049901 | 0 | 0.00032043 | 0.00015571 | 0.004008 | 0.00089539
2013-11-13 | 13-14 | 13-14 |  | 0 | 0.011141 | 0.0061066 | 3.1471 | 0.52079 | 0 | 0.00014889 | 2.548e-05 | 0.024224 | 0.0040492
2013-11-14 | 13-14 | 13-14 |  | 0 | 0.08558 | 0.05851 | 0.02469 | 0.071265 | 0 | 0.00049819 | 0.00029726 | 0.00048327 | 0.00046413
2013-11-15 | 13-14 | 13-14 |  | 0 | 0.06429 | 0.7498 | 1.6079 | 0.4098 | 0 | 0.00044781 | 0.013739 | 0.0043061 | 0.0029096
2013-11-16 | 13-14 | 13-14 |  | 0 | 0.0083124 | 0.14546 | 0.20482 | 0.059191 | 0 | 0.00018852 | 0.00040768 | 0.0011108 | 0.00036747
2013-11-17 | 13-14 | 13-14 |  | 0 | 0.85005 | 0 | 0.053867 | 0.59638 | 0 | 0.0063525 | 0 | 0.00026688 | 0.0044347
2013-11-18 | 13-14 | 13-14 |  | 0 | 0.08738 | 0.0016647 | 1.6663 | 0.33185 | 0 | 0.001879 | 0.00011891 | 0.011269 | 0.0031495
2013-11-19 | 13-14 | 13-14 |  | 0 | 1.9511 | 0.10266 | 0.01043 | 1.3646 | 0 | 0.020952 | 0.00098805 | 0.0011901 | 0.014814
2013-11-20 | 13-14 | 13-14 |  | 0 | 1.0217 | 0.12821 | 0.36344 | 0.78313 | 0 | 0.010375 | 0.00076156 | 0.0040224 | 0.0079318
2013-11-21 | 13-14 | 13-14 |  | 0 | 0.7795 | 0.018847 | 0.019374 | 0.5446 | 0 | 0.010397 | 0.00016137 | 2.8852e-05 | 0.0072144
2013-11-22 | 13-14 | 13-14 |  | 0 | 0.085722 | 0.00060302 | 0.025938 | 0.063562 | 0 | 0.0039923 | 1.6987e-05 | 0.0004472 | 0.0028349
2013-11-23 | 13-14 | 13-14 |  | 0 | 0.088341 | 0.12487 | 0.083586 | 0.091933 | 0 | 0.00022192 | 0.0020639 | 0.00031497 | 0.00048996
2013-11-24 | 13-14 | 13-14 |  | 0 | 0.0027497 | 0.0073042 | 0.13304 | 0.024565 | 0 | 4.0761e-05 | 8.4933e-06 | 0.0012623 | 0.00023481
2013-11-25 | 13-14 | 13-14 |  | 0 | 0.20809 | 0.45075 | 0.038404 | 0.2124 | 0 | 0.0040654 | 0.0021063 | 0.00024284 | 0.0031409
2013-11-26 | 13-14 | 13-14 |  | 0 | 0.40767 | 0.21886 | 0.48243 | 0.39059 | 0 | 0.0046683 | 0.0041532 | 0.0047317 | 0.0045713
2013-11-27 | 13-14 | 13-14 |  | 0 | 0.70842 | 0.12071 | 0.024276 | 0.51034 | 0 | 0.0066961 | 0.00056339 | 0.00013705 | 0.004729
2013-11-28 | 13-14 | 13-14 |  | 0 | 0.3505 | 0.60291 | 0.57285 | 0.41887 | 0 | 0.0032105 | 0.0058207 | 0.0050563 | 0.0038469
2013-11-29 | 13-14 | 13-14 |  | 0 | 0.023142 | 0.0055121 | 0.00010819 | 0.016777 | 0 | 0.00025985 | 3.3973e-05 | 7.213e-06 | 0.0001855
2013-11-30 | 13-14 | 13-14 |  | 0 | 0.01972 | 1.1847 | 0.23825 | 0.21617 | 0 | 0.00040931 | 0.0091812 | 0.00089441 | 0.0016976
2013-12-01 | 13-14 | 13-14 |  | 0 | 1.2681 | 0.16588 | 4.5501 | 1.6402 | 0 | 0.007551 | 0.00056055 | 0.013532 | 0.0074997
2013-12-02 | 13-14 | 13-14 |  | 0 | 0.061897 | 0.37839 | 1.2652 | 0.30103 | 0 | 0.00032382 | 0.002044 | 0.0074799 | 0.0017239
2013-12-03 | 13-14 | 13-14 |  | 0 | 1.695 | 0.84045 | 17.1122 | 4.0732 | 0 | 0.020322 | 0.0085329 | 0.069531 | 0.026545
2013-12-04 | 13-14 | 13-14 |  | 0 | 0.053757 | 0.21737 | 2.5257 | 0.47831 | 0 | 0.00048743 | 0.0012259 | 0.012899 | 0.002606
2013-12-05 | 13-14 | 13-14 |  | 0.20194 | 1.2943 | 0.0092067 | 0.8551 | 1.0367 | 0.0031862 | 0.01087 | 0.00017836 | 0.0011853 | 0.007756
2013-12-06 | 13-14 | 13-14 |  | 0 | 0.035465 | 0.15212 | 0.12905 | 0.066549 | 0 | 0.0003544 | 0.001894 | 0.0010988 | 0.00068563
2013-12-07 | 13-14 | 13-14 |  | 0 | 0.20556 | 0.058218 | 0.07275 | 0.16198 | 0 | 0.002106 | 0.0006738 | 0.0003318 | 0.0016029
2013-12-08 | 13-14 | 13-14 |  | 0 | 0.038314 | 1.2318 | 1.0329 | 0.36488 | 0 | 0.00036006 | 0.017986 | 0.010134 | 0.0043846
2013-12-09 | 13-14 | 13-14 |  | 0 | 0.050771 | 0.014821 | 1.2828 | 0.24594 | 0 | 0.00050102 | 8.4933e-05 | 0.0026327 | 0.0007866
2013-12-10 | 13-14 | 13-14 |  | 0 | 0.03013 | 0.15047 | 0.21218 | 0.076163 | 0 | 0.00023324 | 0.016485 | 0.0013416 | 0.0026584
2013-12-11 | 13-14 | 13-14 |  | 0 | 0.77172 | 0.017581 | 0.28061 | 0.58157 | 0 | 0.0044905 | 0.00058603 | 0.0010315 | 0.003353
2013-12-12 | 13-14 | 13-14 |  | 0 | 0.12349 | 3.7703 | 0.0037652 | 0.60715 | 0 | 0.00039912 | 0.016304 | 3.6065e-05 | 0.0025355
2013-12-13 | 13-14 | 13-14 |  | 0 | 0.47334 | 0.0018544 | 0.0084464 | 0.32884 | 0 | 0.0023432 | 1.4155e-05 | 0.00019475 | 0.0016534
2013-12-14 | 13-14 | 13-14 |  | 0 | 0.014033 | 1.6599 | 0.0063546 | 0.24019 | 0 | 7.5861e-05 | 0.013199 | 5.0491e-05 | 0.0018851
2013-12-15 | 13-14 | 13-14 |  | 0 | 0.15006 | 0.0024461 | 0.070788 | 0.11559 | 0 | 0.00055141 | 8.4932e-06 | 0.00062032 | 0.00048331
2013-12-16 | 13-14 | 13-14 |  | 0 | 0.26798 | 0.37103 | 0.0576 | 0.24591 | 0 | 0.0019129 | 0.0020214 | 0.00065879 | 0.001709
2013-12-17 | 13-14 | 13-14 |  | 0 | 0.03229 | 1.4953 | 0.0093192 | 0.23053 | 0 | 0.00085768 | 0.0092746 | 8.6556e-05 | 0.001889
2013-12-18 | 13-14 | 13-14 |  | 0 | 0.090625 | 0.005011 | 1.7007 | 0.34015 | 0 | 0.0040716 | 1.6986e-05 | 0.014623 | 0.005197
2013-12-19 | 13-14 | 13-14 |  | 0 | 0.3138 | 0.32378 | 1.4325 | 0.49483 | 0 | 0.004242 | 0.004374 | 0.0045923 | 0.0042844
2013-12-20 | 13-14 |  | MED | 0 | 8.6456 | 4.8876 | 3.1583 | 7.1661 | 0 | 0.040472 | 0.010124 | 0.020211 | 0.032666
2013-12-21 | 13-14 |  | MED | 0 | 18.5782 | 0.71878 | 2.6901 | 13.3797 | 0 | 0.047249 | 0.0034228 | 0.012462 | 0.035163
2013-12-22 | 13-14 | 13-14 |  | 0 | 0.32708 | 0.1755 | 0.014426 | 0.2527 | 0 | 0.0041899 | 0.001223 | 2.8852e-05 | 0.0030701
2013-12-23 | 13-14 | 13-14 |  | 0 | 0.54592 | 1.8529 | 0.82073 | 0.76709 | 0 | 0.0059624 | 0.016344 | 0.0041042 | 0.0070489
2013-12-24 | 13-14 | 13-14 |  | 0 | 0.054133 | 0.011449 | 0.43211 | 0.10934 | 0 | 0.00036062 | 4.2466e-05 | 0.0034045 | 0.0008093
2013-12-25 | 13-14 | 13-14 |  | 0 | 0.025187 | 0.0020724 | 0.00064917 | 0.017803 | 0 | 0.0002123 | 1.6987e-05 | 7.213e-06 | 0.00015028
2013-12-26 | 13-14 | 13-14 |  | 0 | 0.074618 | 0.080567 | 0 | 0.062718 | 0 | 0.0047651 | 0.00031425 | 0 | 0.0033374
2013-12-27 | 13-14 | 13-14 |  | 0.021545 | 0.054706 | 0.045872 | 0.01734 | 0.047146 | 0.00030344 | 0.00053782 | 0.00019534 | 0.0001659 | 0.00042813
2013-12-28 | 13-14 | 13-14 |  | 0 | 0.11447 | 0.058926 | 0.061402 | 0.097272 | 0 | 0.0015925 | 0.00030576 | 0.0008872 | 0.0012875
2013-12-29 | 13-14 | 13-14 |  | 0 | 0.00051291 | 0.04109 | 0.0019908 | 0.0063585 | 0 | 3.3968e-06 | 0.00036521 | 7.213e-06 | 5.4005e-05
2013-12-30 | 13-14 | 13-14 |  | 0 | 0.03148 | 0 | 0.027496 | 0.026236 | 0 | 0.00045347 | 0 | 0.0012839 | 0.00052244
2013-12-31 | 13-14 | 13-14 |  | 0 | 0.0091509 | 0.67967 | 1.9941 | 0.42485 | 0 | 8.4919e-05 | 0.0097644 | 0.0082372 | 0.0027492
2014-01-01 | 13-14 | 13-14 |  | 0 | 0.88347 | 0.22888 | 1.9882 | 0.96596 | 0 | 0.0089029 | 0.0016562 | 0.016609 | 0.0090866
2014-01-02 | 13-14 | 13-14 |  | 0 | 0.5094 | 1.0832 | 1.1913 | 0.69576 | 0 | 0.0026925 | 0.0067436 | 0.0077203 | 0.00405
2014-01-03 | 13-14 | 13-14 |  | 0 | 0.029591 | 0.048513 | 0.26033 | 0.069534 | 0 | 0.00030571 | 0.00057754 | 0.00089441 | 0.00043674
2014-01-04 | 13-14 | 13-14 |  | 0 | 0.003874 | 0.0072108 | 0.38865 | 0.066934 | 0 | 3.6798e-05 | 7.927e-05 | 0.0019187 | 0.00034869
2014-01-05 | 13-14 | 13-14 |  | 0.33227 | 0.58602 | 0.39821 | 0.55297 | 0.55271 | 0.0045517 | 0.0048064 | 0.0045779 | 0.0029429 | 0.0044695
2014-01-06 | 13-14 | 13-14 |  | 0 | 0.083739 | 0.0026669 | 0.085452 | 0.072163 | 0 | 0.00057688 | 1.6987e-05 | 0.00069004 | 0.00051344
2014-01-07 | 13-14 | 13-14 |  | 0.72827 | 0.14601 | 0.010421 | 0.026753 | 0.11236 | 0.021696 | 0.00064595 | 8.4933e-05 | 0.00015869 | 0.00065198
2014-01-08 | 13-14 | 13-14 |  | 0 | 0.02974 | 0.0039918 | 0.19466 | 0.052794 | 0 | 0.00025023 | 1.6987e-05 | 0.0021735 | 0.0005291
2014-01-09 | 13-14 | 13-14 |  | 0.071765 | 0.43097 | 0.23433 | 0.32253 | 0.38336 | 0.00015172 | 0.0060259 | 0.00095124 | 0.00093047 | 0.0044496
2014-01-10 | 13-14 | 13-14 |  | 0 | 0.052075 | 0.042574 | 0.12945 | 0.062953 | 0 | 0.0003176 | 0.00060019 | 0.0011877 | 0.00049583
2014-01-11 | 13-14 | 13-14 |  | 0 | 0.39005 | 0.0073127 | 0.37504 | 0.33168 | 0 | 0.007692 | 2.548e-05 | 0.010918 | 0.0070978
2014-01-12 | 13-14 | 13-14 |  | 0 | 0.040915 | 0.090317 | 0.067088 | 0.051687 | 0 | 0.0010921 | 0.00092576 | 0.00085834 | 0.0010226
2014-01-13 | 13-14 | 13-14 |  | 0 | 0.97834 | 1.4763 | 1.1967 | 1.0751 | 0 | 0.014692 | 0.006319 | 0.0027409 | 0.011475
2014-01-14 | 13-14 | 13-14 |  | 0 | 2.8877 | 9.5276 | 16.2886 | 5.9645 | 0 | 0.0348 | 0.031884 | 0.054982 | 0.037413
2014-01-15 | 13-14 | 13-14 |  | 0 | 1.0255 | 2.0746 | 0.26216 | 1.0383 | 0 | 0.012146 | 0.039876 | 0.0022264 | 0.01427
2014-01-16 | 13-14 | 13-14 |  | 0 | 1.0639 | 0.045453 | 1.0654 | 0.91516 | 0 | 0.011077 | 0.00050676 | 0.011767 | 0.0096423
2014-01-17 | 13-14 |  | MED | 0 | 5.6961 | 2.0581 | 15.5061 | 6.7459 | 0 | 0.049607 | 0.0060868 | 0.057622 | 0.044512
2014-01-18 | 13-14 | 13-14 |  | 0 | 0.48586 | 2.8344 | 5.2139 | 1.5763 | 0 | 0.013602 | 0.022088 | 0.025296 | 0.016573
2014-01-19 | 13-14 | 13-14 |  | 0 | 1.2833 | 0.10044 | 0.19247 | 0.93234 | 0 | 0.010533 | 0.00040768 | 0.00073332 | 0.0074567
2014-01-20 | 13-14 | 13-14 |  | 0 | 0.17551 | 0.074794 | 0.20071 | 0.16433 | 0 | 0.0023047 | 0.00033973 | 0.0089657 | 0.0030994
2014-01-21 | 13-14 | 13-14 |  | 0 | 0.37416 | 0.15757 | 0.03205 | 0.28564 | 0 | 0.0041808 | 0.0019534 | 0.00014186 | 0.0031832
2014-01-22 | 13-14 | 13-14 |  | 0 | 0.0041848 | 0.0017496 | 0.12465 | 0.023423 | 0 | 9.3411e-05 | 8.4933e-06 | 0.00054819 | 0.00015497
2014-01-23 | 13-14 | 13-14 |  | 0 | 0.046446 | 0.66631 | 2.2622 | 0.49243 | 0 | 0.0018054 | 0.0021828 | 0.0062104 | 0.0025606
2014-01-24 | 13-14 | 13-14 |  | 0 | 0.032228 | 1.1166 | 1.2958 | 0.38753 | 0 | 0.00030684 | 0.0071938 | 0.0039695 | 0.0018526
2014-01-25 | 13-14 | 13-14 |  | 0 | 0.04345 | 0.033829 | 0.0015219 | 0.034959 | 0 | 0.00019701 | 0.00030576 | 7.213e-06 | 0.00017963
2014-01-26 | 13-14 | 13-14 |  | 0 | 0.088606 | 0.080935 | 0.36209 | 0.13137 | 0 | 0.00055367 | 0.0013419 | 0.0011661 | 0.00075803
2014-01-27 | 13-14 | 13-14 |  | 0 | 0.058263 | 2.7155 | 0.0031665 | 0.41615 | 0 | 0.0052446 | 0.011687 | 2.1639e-05 | 0.0052444
2014-01-28 | 13-14 | 13-14 |  | 0 | 0.11182 | 0.087582 | 1.2631 | 0.29499 | 0 | 0.0010547 | 0.0012457 | 0.019042 | 0.0040007
2014-01-29 | 13-14 | 13-14 |  | 0 | 0.70755 | 0.036144 | 0.040696 | 0.50072 | 0 | 0.0079252 | 0.00083517 | 0.00023803 | 0.0056326
2014-01-30 | 13-14 | 13-14 |  | 0 | 0.087658 | 0.10701 | 0.13437 | 0.097259 | 0 | 0.00070822 | 0.0025876 | 0.00097375 | 0.0010058
2014-01-31 | 13-14 | 13-14 |  | 0.044606 | 0.087418 | 0.0064124 | 0.14844 | 0.085821 | 0.00015172 | 0.00056669 | 2.548e-05 | 0.0068571 | 0.0015125
2014-02-01 | 13-14 | 13-14 |  | 0 | 0.74241 | 0.013736 | 1.2734 | 0.72237 | 0 | 0.0089086 | 0.00017553 | 0.013108 | 0.0083161
2014-02-02 | 13-14 | 13-14 |  | 0 | 1.7762 | 1.8233 | 0.50409 | 1.5619 | 0 | 0.017175 | 0.0097163 | 0.0047101 | 0.013982
2014-02-03 | 13-14 | 13-14 |  | 0 | 4.1891 | 1.7633 | 0.32842 | 3.193 | 0 | 0.026469 | 0.017408 | 0.0069461 | 0.021834
2014-02-04 | 13-14 |  | MED | 0 | 88.0202 | 8.3553 | 1.7611 | 62.2869 | 0 | 0.13097 | 0.031584 | 0.0066792 | 0.095988
2014-02-05 | 13-14 | 13-14 |  | 0 | 2.546 | 0.088678 | 0.51385 | 1.8559 | 0 | 0.014147 | 0.0115 | 0.0015075 | 0.011614
2014-02-06 | 13-14 | 13-14 |  | 0 | 0.72927 | 0.35492 | 0.88714 | 0.69758 | 0 | 0.0068298 | 0.0016562 | 0.0059291 | 0.0059152
2014-02-07 | 13-14 | 13-14 |  | 0 | 0.53729 | 0.006956 | 2.5177 | 0.78217 | 0 | 0.0099219 | 5.9453e-05 | 0.018268 | 0.0098403
2014-02-08 | 13-14 | 13-14 |  | 0 | 0.71633 | 0.0054498 | 4.4187 | 1.2151 | 0 | 0.01146 | 3.1142e-05 | 0.025416 | 0.012063
2014-02-09 | 13-14 | 13-14 |  | 0 | 0.071588 | 0.23579 | 1.7021 | 0.35913 | 0 | 0.00033345 | 0.0017241 | 0.011649 | 0.0023649
2014-02-10 | 13-14 | 13-14 |  | 0.2552 | 0.38008 | 1.7322 | 0.12465 | 0.52444 | 0.0043999 | 0.0043037 | 0.010098 | 0.00062032 | 0.0045059
2014-02-11 | 13-14 | 13-14 |  | 0 | 1.5851 | 1.2732 | 0.17315 | 1.2999 | 0 | 0.017237 | 0.010251 | 0.0026255 | 0.01376
2014-02-12 | 13-14 | 13-14 |  | 0 | 0.86579 | 0.14236 | 0.12868 | 0.63912 | 0 | 0.010263 | 0.0011891 | 0.00069966 | 0.0073729
2014-02-13 | 13-14 | 13-14 |  | 0 | 1.0344 | 3.9525 | 4.5819 | 2.0072 | 0 | 0.010091 | 0.04233 | 0.021249 | 0.016285
2014-02-14 | 13-14 | 13-14 |  | 6.7887 | 1.9284 | 1.4254 | 8.657 | 2.9916 | 0.010317 | 0.024684 | 0.0060557 | 0.031946 | 0.02318
2014-02-15 | 13-14 | 13-14 |  | 0 | 0.89713 | 0.36895 | 2.2306 | 1.0342 | 0 | 0.0085536 | 0.0032642 | 0.013058 | 0.0084894
2014-02-16 | 13-14 | 13-14 |  | 0 | 0.11561 | 0.030553 | 2.3122 | 0.46049 | 0 | 0.00097091 | 0.00088613 | 0.031297 | 0.0058878
2014-02-17 | 13-14 | 13-14 |  | 0 | 0.14397 | 0.0025904 | 0.1361 | 0.12203 | 0 | 0.00090241 | 1.6987e-05 | 0.00056261 | 0.00071772
2014-02-18 | 13-14 | 13-14 |  | 0 | 0.048535 | 0.0063614 | 0.0083454 | 0.035788 | 0 | 0.00035892 | 0.00011891 | 9.3769e-05 | 0.00027981
2014-02-19 | 13-14 | 13-14 |  | 0.59475 | 0.13571 | 3.2396 | 0.67636 | 0.65632 | 0.0021241 | 0.0013813 | 0.029401 | 0.002551 | 0.0054506
2014-02-20 | 13-14 | 13-14 |  | 0 | 0.27463 | 0.027999 | 0.17076 | 0.22151 | 0 | 0.0047124 | 0.00019818 | 0.00097856 | 0.0034442
2014-02-21 | 13-14 | 13-14 |  | 0 | 0.42461 | 0.51186 | 0.3193 | 0.41625 | 0 | 0.0046547 | 0.0037795 | 0.0011108 | 0.0039209
2014-02-22 | 13-14 | 13-14 |  | 0 | 0.027861 | 0 | 1.2456 | 0.222 | 0 | 0.00019928 | 0 | 0.01276 | 0.0022146
2014-02-23 | 13-14 | 13-14 |  | 0 | 0.21353 | 0.020995 | 0.0053304 | 0.15137 | 0 | 0.0025634 | 2.548e-05 | 2.1639e-05 | 0.001779
2014-02-24 | 13-14 | 13-14 |  | 0 | 0.17632 | 0.057873 | 0.017782 | 0.13278 | 0 | 0.00094317 | 0.00045014 | 0.00012022 | 0.00073377
2014-02-25 | 13-14 | 13-14 |  | 0 | 0.8127 | 0.71612 | 0.066501 | 0.6716 | 0 | 0.0077089 | 0.0022677 | 0.00049529 | 0.005723
2014-02-26 | 13-14 | 13-14 |  | 0 | 0.18941 | 0.014005 | 0.11723 | 0.15195 | 0 | 0.0039906 | 0.00012457 | 0.00132 | 0.0029906
2014-02-27 | 13-14 | 13-14 |  | 0 | 0.039929 | 0.00041617 | 0.0027265 | 0.028103 | 0 | 0.00026268 | 8.4933e-06 | 3.6065e-05 | 0.00018863
2014-02-28 | 13-14 | 13-14 |  | 0 | 0.019389 | 0.060823 | 0.25196 | 0.06282 | 0 | 0.00020833 | 0.00045014 | 0.0019691 | 0.00052675
2014-03-01 | 13-14 | 13-14 |  | 0 | 0.073316 | 0.0015797 | 0.52412 | 0.13621 | 0 | 0.00058481 | 1.6987e-05 | 0.0018898 | 0.0007142
2014-03-02 | 13-14 | 13-14 |  | 0 | 0.1085 | 0 | 0.0558 | 0.084084 | 0 | 0.0028465 | 0 | 0.00011541 | 0.0019865
2014-03-03 | 13-14 | 13-14 |  | 0 | 0.18149 | 0.16734 | 0.19439 | 0.18023 | 0 | 0.0016604 | 0.0025735 | 0.0005554 | 0.0015939
2014-03-04 | 13-14 | 13-14 |  | 0 | 0.23381 | 0.0030576 | 0.045817 | 0.1695 | 0 | 0.0026421 | 5.096e-05 | 0.00049048 | 0.0019133
2014-03-05 | 13-14 | 13-14 |  | 0 | 0.084326 | 0.026329 | 0.022072 | 0.065523 | 0 | 0.00071898 | 0.00030576 | 0.00023803 | 0.00057801
2014-03-06 | 13-14 | 13-14 |  | 0 | 0.73542 | 0.0048921 | 0.020218 | 0.51234 | 0 | 0.007478 | 0.00030576 | 0.00013705 | 0.0052338
2014-03-07 | 13-14 | 13-14 |  | 0 | 0.057597 | 0.0038361 | 0.096502 | 0.056053 | 0 | 0.00036402 | 1.9818e-05 | 0.00068523 | 0.00036591
2014-03-08 | 13-14 | 13-14 |  | 0 | 1.017 | 0.06888 | 0.013257 | 0.71473 | 0 | 0.0094656 | 0.00073891 | 0.00019475 | 0.0066771
2014-03-09 | 13-14 | 13-14 |  | 0 | 0.0023574 | 0.14519 | 0.8342 | 0.15748 | 0 | 1.3587e-05 | 0.0012995 | 0.012421 | 0.0022107
2014-03-10 | 13-14 | 13-14 |  | 0 | 0.002106 | 0.63787 | 0.18208 | 0.11927 | 0 | 1.6984e-05 | 0.0050025 | 0.0013897 | 0.00092944
2014-03-11 | 13-14 | 13-14 |  | 0 | 0.3462 | 2.369 | 0.52755 | 0.65265 | 0 | 0.011998 | 0.014807 | 0.0020172 | 0.010669
2014-03-12 | 13-14 | 13-14 |  | 0 | 0.0079863 | 0.00048412 | 0.023558 | 0.009422 | 0 | 9.3977e-05 | 2.548e-05 | 0.00012262 | 8.8444e-05
2014-03-13 | 13-14 | 13-14 |  | 0 | 0.23532 | 0.11325 | 0.70471 | 0.29303 | 0 | 0.0040416 | 0.00061151 | 0.0023947 | 0.0032681
2014-03-14 | 13-14 | 13-14 |  | 0 | 0.034378 | 0.061678 | 4.1772 | 0.7122 | 0 | 0.00032779 | 0.00042466 | 0.02156 | 0.0037945
2014-03-15 | 13-14 | 13-14 |  | 0 | 1.2004 | 0.27374 | 0.43696 | 0.93874 | 0 | 0.016979 | 0.0021913 | 0.00176 | 0.012327
2014-03-16 | 13-14 | 13-14 |  | 0 | 1.2103 | 0.039825 | 0.16561 | 0.86907 | 0 | 0.0087631 | 0.00022932 | 0.00012262 | 0.0061093
2014-03-17 | 13-14 | 13-14 |  | 0 | 2.0767 | 0.1059 | 5.4743 | 2.3412 | 0 | 0.016025 | 0.00084933 | 0.04994 | 0.019323
2014-03-18 | 13-14 | 13-14 |  | 0 | 0.11422 | 0.012774 | 0.028758 | 0.085401 | 0 | 0.0018071 | 0.00026612 | 0.0003318 | 0.00134
2014-03-19 | 13-14 | 13-14 |  | 0 | 0.37418 | 0.0010702 | 0.4538 | 0.33267 | 0 | 0.00095506 | 8.4933e-06 | 0.0024452 | 0.0010594
2014-03-20 | 13-14 | 13-14 |  | 0 | 0.57533 | 0.089392 | 0.313 | 0.46101 | 0 | 0.0045788 | 0.00026329 | 0.0014354 | 0.0034352
2014-03-21 | 13-14 | 13-14 |  | 0 | 0.076871 | 0.62691 | 1.0182 | 0.30552 | 0 | 0.0011753 | 0.0044929 | 0.0077972 | 0.0027026
2014-03-22 | 13-14 | 13-14 |  | 0 | 0.029914 | 0.029217 | 0.017701 | 0.027598 | 0 | 0.00016304 | 0.00016137 | 2.8852e-05 | 0.00013971
2014-03-23 | 13-14 | 13-14 |  | 0 | 0.50217 | 1.4108 | 0.13941 | 0.56483 | 0 | 0.0031522 | 0.0048157 | 0.00081507 | 0.0029773
2014-03-24 | 13-14 | 13-14 |  | 0 | 0.76837 | 0.14174 | 0.55698 | 0.6414 | 0 | 0.0083889 | 0.00095124 | 0.0016518 | 0.0061993
2014-03-25 | 13-14 | 13-14 |  | 0 | 0.06192 | 0.016936 | 0.062448 | 0.055308 | 0 | 0.0005265 | 0.00039918 | 0.0019307 | 0.00073338
2014-03-26 | 13-14 | 13-14 |  | 0 | 0.26357 | 1.7615 | 1.5584 | 0.67934 | 0 | 0.001408 | 0.0083602 | 0.0034526 | 0.0026909
2014-03-27 | 13-14 | 13-14 |  | 0 | 0.001053 | 0.69587 | 2.1538 | 0.44749 | 0 | 8.4919e-06 | 0.0033095 | 0.0068427 | 0.0015771
2014-03-28 | 13-14 | 13-14 |  | 0 | 0.043251 | 1.8706 | 0.28938 | 0.33558 | 0 | 0.00029552 | 0.013017 | 0.00074053 | 0.0021242
2014-03-29 | 13-14 | 13-14 |  | 0.18692 | 0.00064878 | 0.096311 | 0.17261 | 0.043303 | 0.0012138 | 3.3968e-06 | 0.0004558 | 0.00087998 | 0.00021798
2014-03-30 | 13-14 | 13-14 |  | 0 | 0.090374 | 0.11169 | 0.080278 | 0.090979 | 0 | 0.0022368 | 0.014056 | 0.00061791 | 0.0035898
2014-03-31 | 13-14 | 13-14 |  | 0 | 0.17253 | 0.13979 | 0.14922 | 0.16287 | 0 | 0.0021824 | 0.00073042 | 0.00054819 | 0.0016988
2014-04-01 | 13-14 | 13-14 |  | 0 | 0.1866 | 0.024475 | 0.25866 | 0.17447 | 0 | 0.0015257 | 0.00018402 | 0.0014137 | 0.0013102
2014-04-02 | 13-14 | 13-14 |  | 0 | 0.030377 | 0.52728 | 0.30005 | 0.14272 | 0 | 0.00047158 | 0.0042466 | 0.0021711 | 0.0012664
2014-04-03 | 13-14 | 13-14 |  | 0 | 0.05487 | 0.0032274 | 0.0066792 | 0.039463 | 0 | 0.00044328 | 4.2466e-05 | 7.213e-05 | 0.00032403
2014-04-04 | 13-14 | 13-14 |  | 0 | 0.042765 | 0.67805 | 0.17052 | 0.15104 | 0 | 0.00047215 | 0.0035842 | 0.0017648 | 0.0011091
2014-04-05 | 13-14 | 13-14 |  | 0 | 0.0086821 | 0 | 0.074611 | 0.018146 | 0 | 0.00016474 | 0 | 0.00048808 | 0.00019332
2014-04-06 | 13-14 | 13-14 |  | 0.50695 | 0.052854 | 0.0043485 | 0.060589 | 0.050922 | 0.0028321 | 0.00049706 | 1.6987e-05 | 0.00031016 | 0.00041835
2014-04-07 | 13-14 | 13-14 |  | 0 | 0.50983 | 0.58325 | 0.10037 | 0.44939 | 0 | 0.0079269 | 0.0027348 | 0.00059868 | 0.0059551
2014-04-08 | 13-14 | 13-14 |  | 0 | 0.050703 | 0.61683 | 0.03173 | 0.12548 | 0 | 0.00053159 | 0.0077713 | 0.00052655 | 0.0015274
2014-04-09 | 13-14 | 13-14 |  | 0 | 2.1407 | 0.31682 | 0.71605 | 1.6401 | 0 | 0.020077 | 0.0010192 | 0.0021639 | 0.014372
2014-04-10 | 13-14 | 13-14 |  | 0 | 0.16315 | 0.40155 | 0.93878 | 0.32109 | 0 | 0.0026002 | 0.010056 | 0.0036618 | 0.0037835
2014-04-11 | 13-14 | 13-14 |  | 0 | 0.30253 | 0.012077 | 0.096661 | 0.22653 | 0 | 0.0028838 | 0.0017496 | 0.00070687 | 0.0023504
2014-04-12 | 13-14 | 13-14 |  | 0 | 1.1149 | 0.065661 | 0.1136 | 0.79827 | 0 | 0.0049162 | 0.0015797 | 0.0003318 | 0.0036708
2014-04-13 | 13-14 | 13-14 |  | 0.71537 | 0.027059 | 0.011358 | 0.0015796 | 0.026067 | 0.0062206 | 0.00031646 | 8.2101e-05 | 7.213e-06 | 0.00027942
2014-04-14 | 13-14 | 13-14 |  | 0 | 0.030449 | 0.0092577 | 0.039102 | 0.028692 | 0 | 0.00023607 | 2.8311e-05 | 0.00021639 | 0.00020232
2014-04-15 | 13-14 | 13-14 |  | 0 | 0.0054093 | 5.6343 | 0.0019691 | 0.78289 | 0 | 8.6617e-05 | 0.035103 | 7.213e-05 | 0.0049239
2014-04-16 | 13-14 | 13-14 |  | 0.016386 | 0.046973 | 0.026516 | 0.08375 | 0.049895 | 0.0040965 | 0.00048234 | 0.00010192 | 0.00028852 | 0.00042617
2014-04-17 | 13-14 | 13-14 |  | 0 | 0.0091843 | 0.3892 | 0.15072 | 0.084681 | 0 | 0.00015568 | 0.0021403 | 0.0012743 | 0.00061089
2014-04-18 | 13-14 | 13-14 |  | 0 | 0.033202 | 0.0012825 | 0.064138 | 0.033568 | 0 | 0.00029212 | 8.4933e-06 | 0.00041835 | 0.0002712
2014-04-19 | 13-14 | 13-14 |  | 0 | 0.31906 | 0.013207 | 0 | 0.22238 | 0 | 0.0032541 | 0.00015288 | 0 | 0.0022706
2014-04-20 | 13-14 | 13-14 |  | 0 | 0.035523 | 0.0072872 | 0 | 0.025563 | 0 | 0.00017493 | 0.00011041 | 0 | 0.00013619
2014-04-21 | 13-14 | 13-14 |  | 0 | 0.22967 | 0.41035 | 0.1308 | 0.23678 | 0 | 0.0035564 | 0.0037767 | 0.00064917 | 0.0030861
2014-04-22 | 13-14 | 13-14 |  | 0 | 0.075529 | 0.089765 | 0.26336 | 0.10748 | 0 | 0.00044498 | 0.00093426 | 0.00090884 | 0.00058467
2014-04-23 | 13-14 | 13-14 |  | 0 | 0.38971 | 0.030321 | 0.19456 | 0.30525 | 0 | 0.0084545 | 0.00041617 | 0.00066359 | 0.0060099
2014-04-24 | 13-14 | 13-14 |  | 0 | 0.15176 | 0.00124 | 0.037089 | 0.11112 | 0 | 0.00081126 | 8.4932e-06 | 0.0003895 | 0.00062537
2014-04-25 | 13-14 | 13-14 |  | 0 | 0.0057066 | 0.077688 | 0 | 0.014684 | 0 | 5.8311e-05 | 0.00058603 | 0 | 0.00012132
2014-04-26 | 13-14 | 13-14 |  | 0 | 0.069727 | 0.00073891 | 0.12195 | 0.068151 | 0 | 0.00035043 | 8.4933e-06 | 0.00081988 | 0.00037686
2014-04-27 | 13-14 | 13-14 |  | 0 | 0.001768 | 0.001877 | 0.51806 | 0.085804 | 0 | 2.5476e-05 | 2.548e-05 | 0.00082949 | 0.00015615
2014-04-28 | 13-14 | 13-14 |  | 0 | 0.018322 | 0.040957 | 0.0050924 | 0.019156 | 0 | 0.00014097 | 0.00022366 | 1.4426e-05 | 0.00013071
2014-04-29 | 13-14 | 13-14 |  | 0 | 1.9463 | 0.50477 | 0.61724 | 1.5156 | 0 | 0.013596 | 0.0013363 | 0.002777 | 0.010035
2014-04-30 | 13-14 | 13-14 |  | 0 | 0.2659 | 1.2448 | 3.8501 | 0.98256 | 0 | 0.0044656 | 0.0091302 | 0.005893 | 0.0053082
2014-05-01 | 13-14 | 13-14 |  | 0 | 0.10272 | 0.23977 | 0.96737 | 0.26161 | 0 | 0.0019667 | 0.019781 | 0.0054025 | 0.0049732
2014-05-02 | 13-14 | 13-14 |  | 0 | 0.28881 | 0.050756 | 0.60351 | 0.30489 | 0 | 0.0011164 | 0.00056055 | 0.0029116 | 0.0013231
2014-05-03 | 13-14 | 13-14 |  | 0 | 0.054144 | 0.16999 | 0.69056 | 0.17333 | 0 | 0.00034534 | 0.0015458 | 0.0050563 | 0.0012754
2014-05-04 | 13-14 | 13-14 |  | 0 | 0.16826 | 0.0095691 | 0.019182 | 0.12076 | 0 | 0.00056556 | 3.6804e-05 | 0.00036546 | 0.00045552
2014-05-05 | 13-14 | 13-14 |  | 0 | 0.1558 | 0.14768 | 0.22878 | 0.16535 | 0 | 0.0010088 | 0.0016675 | 0.00083671 | 0.0010641
2014-05-06 | 13-14 | 13-14 |  | 0 | 0.016798 | 0.015942 | 0.56405 | 0.10562 | 0 | 0.00011039 | 6.7946e-05 | 0.0081579 | 0.0014135
2014-05-07 | 13-14 | 13-14 |  | 0 | 0.10526 | 0.020067 | 1.9703 | 0.39623 | 0 | 0.00079937 | 0.00013306 | 0.015941 | 0.0031656
2014-05-08 | 13-14 | 13-14 |  | 0 | 0.60487 | 0.080932 | 0.16812 | 0.45667 | 0 | 0.0041525 | 0.00084083 | 0.00090884 | 0.0031347
2014-05-09 | 13-14 | 13-14 |  | 0 | 1.4594 | 0.16941 | 1.043 | 1.202 | 0 | 0.015082 | 0.0019648 | 0.0043182 | 0.0114
2014-05-10 | 13-14 | 13-14 |  | 0 | 0.25428 | 0.084516 | 0.023904 | 0.19135 | 0 | 0.0076076 | 0.0010956 | 0.00010098 | 0.0054268
2014-05-11 | 13-14 | 13-14 |  | 0 | 0.061204 | 0.008748 | 0.015955 | 0.046114 | 0 | 0.00041497 | 0.00010758 | 0.00012262 | 0.00032168
2014-05-12 | 13-14 | 13-14 |  | 0.013958 | 0.048593 | 0.0097842 | 1.8115 | 0.3299 | 0.0034896 | 0.00030175 | 5.9453e-05 | 0.016753 | 0.0029707
2014-05-13 | 13-14 | 13-14 |  | 0 | 0.043236 | 0.31867 | 0.38462 | 0.13654 | 0 | 0.00061312 | 0.0015316 | 0.0027481 | 0.0010828
2014-05-14 | 13-14 | 13-14 |  | 0 | 0.9503 | 0.35357 | 0.80198 | 0.83632 | 0 | 0.0045132 | 0.0057584 | 0.0061743 | 0.0049208
2014-05-15 | 13-14 | 13-14 |  | 0 | 0.21323 | 0.17838 | 0.66197 | 0.2798 | 0 | 0.0016089 | 0.0017581 | 0.0064244 | 0.0024009
2014-05-16 | 13-14 | 13-14 |  | 0.85996 | 0.048715 | 0.0018345 | 1.2791 | 0.24878 | 0.0078895 | 0.00028136 | 3.6804e-05 | 0.0080497 | 0.0015709
2014-05-17 | 13-14 | 13-14 |  | 0 | 0.50222 | 0.085476 | 0 | 0.35898 | 0 | 0.0051359 | 0.0006285 | 0 | 0.0036371
2014-05-18 | 13-14 | 13-14 |  | 0 | 0.23852 | 0 | 0.21102 | 0.19923 | 0 | 0.0059743 | 0 | 0.00064196 | 0.0042343
2014-05-19 | 13-14 | 13-14 |  | 0 | 0.014485 | 0.0086207 | 5.7002 | 0.93901 | 0 | 0.00039799 | 5.9453e-05 | 0.027893 | 0.0048233
2014-05-20 | 13-14 | 13-14 |  | 0 | 0.091152 | 0.001223 | 0.10754 | 0.080683 | 0 | 0.0004229 | 3.3973e-05 | 0.00073092 | 0.000416
2014-05-21 | 13-14 | 13-14 |  | 0 | 0.11945 | 0.0052488 | 0.12654 | 0.10389 | 0 | 0.00066576 | 2.548e-05 | 0.0012118 | 0.00066098
2014-05-22 | 13-14 | 13-14 |  | 0 | 0.025474 | 1.5878 | 1.6179 | 0.50043 | 0 | 0.0003793 | 0.006268 | 0.0069389 | 0.0022581
2014-05-23 | 13-14 | 13-14 |  | 0 | 0.075479 | 0.019738 | 0.30099 | 0.1039 | 0 | 0.0005582 | 0.00033973 | 0.015465 | 0.0029499
2014-05-24 | 13-14 | 13-14 |  | 0 | 0.25049 | 0.70177 | 0.0030511 | 0.27066 | 0 | 0.0051104 | 0.022918 | 2.1639e-05 | 0.0067041
2014-05-25 | 13-14 | 13-14 |  | 0 | 0.0001036 | 0.08677 | 0.11847 | 0.031349 | 0 | 1.6984e-06 | 0.0059849 | 0.00042557 | 0.00089774
2014-05-26 | 13-14 | 13-14 |  | 0 | 0.037295 | 1.5323 | 1.5392 | 0.48812 | 0 | 0.00040138 | 0.019314 | 0.007011 | 0.0040884
2014-05-27 | 13-14 | 13-14 |  | 0 | 0.23533 | 0.0090538 | 2.3542 | 0.54712 | 0 | 0.0018592 | 0.00011607 | 0.030747 | 0.0063057
2014-05-28 | 13-14 | 13-14 |  | 0 | 0.28688 | 0.0052488 | 0.1179 | 0.21822 | 0 | 0.0042527 | 1.6987e-05 | 0.00098818 | 0.003103
2014-05-29 | 13-14 | 13-14 |  | 0 | 0.36547 | 0.001291 | 0.42749 | 0.3224 | 0 | 0.0058888 | 1.6987e-05 | 0.0013416 | 0.0042915
2014-05-30 | 13-14 | 13-14 |  | 0 | 0.053553 | 0.1342 | 0.23623 | 0.094021 | 0 | 0.00056443 | 0.001894 | 0.0099467 | 0.002271
2014-05-31 | 13-14 | 13-14 |  | 0 | 0.57217 | 0.17612 | 0.46597 | 0.49571 | 0 | 0.0058973 | 0.0010107 | 0.00082228 | 0.0043502
2014-06-01 | 13-14 | 13-14 |  | 0 | 0.0070873 | 1.6734 | 0.0046163 | 0.23696 | 0 | 4.5856e-05 | 0.0146 | 3.6065e-05 | 0.0020557
2014-06-02 | 13-14 | 13-14 |  | 0 | 0.081693 | 0.0018345 | 0.25979 | 0.09901 | 0 | 0.0006986 | 1.6987e-05 | 0.0019427 | 0.00080147
2014-06-03 | 13-14 | 13-14 |  | 0 | 0.083523 | 0.001945 | 0.097527 | 0.073879 | 0 | 0.00069634 | 1.6987e-05 | 0.00054097 | 0.00057175
2014-06-04 | 13-14 | 13-14 |  | 0 | 0.009139 | 0.004391 | 0.031679 | 0.012081 | 0 | 0.00011379 | 3.3973e-05 | 0.00025967 | 0.00012562
2014-06-05 | 13-14 | 13-14 |  | 0 | 0.32315 | 0.0013249 | 0.098244 | 0.23956 | 0 | 0.0027536 | 1.6987e-05 | 0.0068451 | 0.00302
2014-06-06 | 13-14 | 13-14 |  | 0 | 0.018418 | 0.22636 | 0.019727 | 0.047233 | 0 | 0.00022362 | 0.0023017 | 7.9343e-05 | 0.00048566
2014-06-07 | 13-14 | 13-14 |  | 0 | 0.25626 | 0.57399 | 0 | 0.25649 | 0 | 0.0017646 | 0.0048921 | 0 | 0.0018961
2014-06-08 | 13-14 | 13-14 |  | 0 | 0.041295 | 0.0026754 | 0.078412 | 0.041678 | 0 | 0.00031024 | 1.6987e-05 | 0.0065061 | 0.0012758
2014-06-09 | 13-14 | 13-14 |  | 0 | 0.018357 | 0 | 0.033093 | 0.018076 | 0 | 0.00040138 | 0 | 0.00025245 | 0.00031855
2014-06-10 | 13-14 | 13-14 |  | 0 | 0.6363 | 0.43285 | 0.0037724 | 0.5003 | 0 | 0.0060643 | 0.010905 | 2.1639e-05 | 0.005703
2014-06-11 | 13-14 | 13-14 |  | 0 | 0.11718 | 0.043401 | 0.90911 | 0.23498 | 0 | 0.0010841 | 0.0005011 | 0.01557 | 0.003353
2014-06-12 | 13-14 | 13-14 |  | 0 | 0.075285 | 0.0013476 | 0.21693 | 0.087538 | 0 | 0.00036911 | 1.1324e-05 | 0.0014378 | 0.00049074
2014-06-13 | 13-14 | 13-14 |  | 0 | 0.19003 | 0.079412 | 0.55515 | 0.2327 | 0 | 0.0018473 | 0.00023781 | 0.0046596 | 0.0020683
2014-06-14 | 13-14 | 13-14 |  | 0 | 0.042413 | 0.32628 | 0.0018826 | 0.074727 | 0 | 0.00031477 | 0.0029273 | 1.4426e-05 | 0.00062458
2014-06-15 | 13-14 | 13-14 |  | 0 | 0.10942 | 0.0090453 | 0.074597 | 0.089029 | 0 | 0.00077333 | 0.0090453 | 0.00033901 | 0.0018401
2014-06-16 | 13-14 | 13-14 |  | 0 | 0.51679 | 0.6967 | 0.52578 | 0.53912 | 0 | 0.0057535 | 0.0025848 | 0.0034887 | 0.0049024
2014-06-17 | 13-14 | 13-14 |  | 0 | 0.052102 | 0.022082 | 0.12952 | 0.060151 | 0 | 0.00047328 | 0 | 0.00076458 | 0.00045161
2014-06-18 | 13-14 | 13-14 |  | 0 | 0.042593 | 0.018753 | 0.043328 | 0.039088 | 0 | 0.00038383 | 0.00015288 | 0.00018754 | 0.00031699
2014-06-19 | 13-14 | 13-14 |  | 0 | 0.053648 | 0 | 0.12487 | 0.057409 | 0 | 0.00067596 | 0 | 0.00023322 | 0.00050522
2014-06-20 | 13-14 | 13-14 |  | 0 | 0.37101 | 0.025825 | 0.089621 | 0.27462 | 0 | 0.0044124 | 0.00015005 | 0.0006131 | 0.0031707
2014-06-21 | 13-14 | 13-14 |  | 0 | 0.13857 | 0.041039 | 0.0040537 | 0.10212 | 0 | 0.0017171 | 0.00026329 | 1.4426e-05 | 0.0012257
2014-06-22 | 13-14 | 13-14 |  | 0 | 0.14694 | 0.12076 | 8.6126 | 1.5201 | 0 | 0.0033673 | 0.00063133 | 0.032985 | 0.0077838
2014-06-23 | 13-14 |  | MED | 0 | 7.0647 | 4.61 | 9.8594 | 7.1256 | 0 | 0.051463 | 0.023059 | 0.047625 | 0.046514
2014-06-24 | 13-14 | 13-14 |  | 0 | 0.11364 | 1.1098 | 2.8601 | 0.69749 | 0 | 0.0019237 | 0.01069 | 0.01501 | 0.0052507
2014-06-25 | 13-14 | 13-14 |  | 0 | 0.36968 | 0.27847 | 0.66781 | 0.40274 | 0 | 0.0040784 | 0.00061151 | 0.00823 | 0.0042433
2014-06-26 | 13-14 | 13-14 |  | 0 | 0.11366 | 0.12339 | 0.21299 | 0.13029 | 0 | 0.00040478 | 0.00076156 | 0.0021399 | 0.00073338
2014-06-27 | 13-14 | 13-14 |  | 0 | 0.22054 | 1.5551 | 2.6965 | 0.8063 | 0 | 0.0011498 | 0.012171 | 0.012993 | 0.004592
2014-06-28 | 13-14 | 13-14 |  | 0 | 3.5736 | 0.83812 | 4.4483 | 3.3102 | 0 | 0.023913 | 0.00094275 | 0.014498 | 0.01902
2014-06-29 | 13-14 | 13-14 |  | 0 | 0.040428 | 0.0017836 | 0.44879 | 0.10124 | 0 | 0.00033515 | 1.6987e-05 | 0.0023899 | 0.00062302
2014-06-30 | 13-14 | 13-14 |  | 0 | 0.18458 | 0.020072 | 0.025051 | 0.13445 | 0 | 0.0012115 | 0.00012174 | 0.00069966 | 0.00096818
2014-07-01 | 14-15 | 14-15 |  | 0 | 0.062716 | 0.56331 | 0.027532 | 0.12581 | 0 | 0.00047554 | 0.0020556 | 0.00019435 | 0.00064485
2014-07-02 | 14-15 | 14-15 |  | 0 | 0.05527 | 0.0040098 | 0.42993 | 0.1087 | 0 | 0.00022535 | 1.6919e-05 | 0.0022674 | 0.00052697
2014-07-03 | 14-15 | 14-15 |  | 0 | 0.034721 | 0.31916 | 0.2455 | 0.10812 | 0 | 0.00030498 | 0.0055522 | 0.0035102 | 0.0015505
2014-07-04 | 14-15 | 14-15 |  | 0 | 0.73969 | 1.1617 | 0.058776 | 0.68162 | 0 | 0.0094154 | 0.0089839 | 0.00055665 | 0.0078417
2014-07-05 | 14-15 | 14-15 |  | 0 | 0.11489 | 0.0066745 | 0.40281 | 0.14586 | 0 | 0.00040608 | 9.3054e-05 | 0.01179 | 0.0022117
2014-07-06 | 14-15 | 14-15 |  | 0 | 0.12362 | 0.0013535 | 0.54041 | 0.17355 | 0 | 0.0020603 | 1.6919e-05 | 0.0034286 | 0.0019841
2014-07-07 | 14-15 | 14-15 |  | 0 | 0.052197 | 0 | 0.031496 | 0.0412 | 0 | 0.00029538 | 0 | 0.0003479 | 0.00026075
2014-07-08 | 14-15 | 14-15 |  | 0 | 2.1232 | 1.4498 | 1.9456 | 1.9847 | 0 | 0.023108 | 0.004272 | 0.013887 | 0.018822
2014-07-09 | 14-15 | 14-15 |  | 0 | 0.89562 | 0.61429 | 1.4665 | 0.94263 | 0 | 0.012432 | 0.0040718 | 0.011534 | 0.011032
2014-07-10 | 14-15 | 14-15 |  | 0 | 0.70642 | 0.17846 | 0.017985 | 0.51587 | 0 | 0.0058681 | 0.00099257 | 8.3977e-05 | 0.0042068
2014-07-11 | 14-15 | 14-15 |  | 0 | 0.56923 | 0.07572 | 0.82942 | 0.53884 | 0 | 0.010265 | 0.00046527 | 0.0037574 | 0.0077703
2014-07-12 | 14-15 | 14-15 |  | 0 | 0.20899 | 0.24251 | 0.40636 | 0.24412 | 0 | 0.0011691 | 0.0011759 | 0.0065838 | 0.0020419
2014-07-13 | 14-15 | 14-15 |  | 0 | 0.017534 | 0.013512 | 0.26161 | 0.056551 | 0 | 0.00011409 | 0.00017483 | 0.0023106 | 0.00047896
2014-07-14 | 14-15 | 14-15 |  | 0 | 0.032485 | 0.019829 | 0.024689 | 0.029214 | 0 | 0.0003993 | 0.0002284 | 0.00022314 | 0.0003439
2014-07-15 | 14-15 | 14-15 |  | 0 | 1.0846 | 0.26579 | 0.014835 | 0.7888 | 0 | 0.012787 | 0.022237 | 9.3574e-05 | 0.011931
2014-07-16 | 14-15 | 14-15 |  | 0 | 2.2205 | 0.12459 | 0.046643 | 1.5595 | 0 | 0.038396 | 0.00086004 | 0.00028072 | 0.026702
2014-07-17 | 14-15 | 14-15 |  | 0 | 0.23555 | 1.0171 | 0.77743 | 0.43008 | 0 | 0.0046402 | 0.0083156 | 0.0021522 | 0.0047084
2014-07-18 | 14-15 | 14-15 |  | 0 | 0.34616 | 0.8131 | 1.2261 | 0.55129 | 0 | 0.0029069 | 0.016792 | 0.0026561 | 0.0047658
2014-07-19 | 14-15 | 14-15 |  | 0 | 0.40572 | 0.033313 | 0.032593 | 0.29033 | 0 | 0.0019321 | 0.00013535 | 0.00015116 | 0.0013787
2014-07-20 | 14-15 | 14-15 |  | 0 | 0.091943 | 0.0008967 | 0.21269 | 0.098273 | 0 | 0.00050039 | 8.4594e-06 | 0.0023825 | 0.00073463
2014-07-21 | 14-15 | 14-15 |  | 0 | 0.23366 | 0.03269 | 0.0053793 | 0.1669 | 0 | 0.0032864 | 0.00039477 | 6.7181e-05 | 0.002337
2014-07-22 | 14-15 | 14-15 |  | 0 | 0.18949 | 0.082279 | 0.10885 | 0.16007 | 0 | 0.0024449 | 0.00053858 | 0.00055185 | 0.0018542
2014-07-23 | 14-15 | 14-15 |  | 0 | 0.54431 | 0.79979 | 1.2789 | 0.69498 | 0 | 0.0058313 | 0.010583 | 0.013892 | 0.0077554
2014-07-24 | 14-15 | 14-15 |  | 0 | 0.083148 | 1.7842 | 0.31677 | 0.35599 | 0 | 0.0009974 | 0.010955 | 0.0016771 | 0.0024787
2014-07-25 | 14-15 | 14-15 |  | 0 | 0.03263 | 0.0078757 | 0.54354 | 0.11207 | 0 | 0.00025246 | 0.00016073 | 0.001526 | 0.000445
2014-07-26 | 14-15 | 14-15 |  | 0 | 0.1309 | 0.14009 | 0.011963 | 0.11181 | 0 | 0.00063255 | 0.00050756 | 0.00011997 | 0.00052697
2014-07-27 | 14-15 | 14-15 |  | 0 | 0.014433 | 0.0033245 | 0.090349 | 0.025134 | 0 | 8.5282e-05 | 2.5378e-05 | 0.00015116 | 8.7048e-05
2014-07-28 | 14-15 | 14-15 |  | 0 | 0.42295 | 0.15464 | 0.068439 | 0.32487 | 0 | 0.005009 | 0.0016637 | 0.0088895 | 0.0051385
2014-07-29 | 14-15 | 14-15 |  | 0 | 0.20595 | 1.729 | 0.013079 | 0.38382 | 0 | 0.0046103 | 0.0085694 | 5.5185e-05 | 0.0043817
2014-07-30 | 14-15 | 14-15 |  | 0 | 0.046991 | 0.006979 | 0.031074 | 0.0385 | 0 | 0.00023325 | 0.00010997 | 0.00023753 | 0.00021508
2014-07-31 | 14-15 | 14-15 |  | 0 | 0.74707 | 0.4176 | 1.3483 | 0.7935 | 0 | 0.004852 | 0.004664 | 0.01014 | 0.0056487
2014-08-01 | 14-15 | 14-15 |  | 0 | 1.7873 | 0.024498 | 2.534 | 1.6509 | 0 | 0.021279 | 0.000313 | 0.010461 | 0.016452
2014-08-02 | 14-15 | 14-15 |  | 0 | 0.12612 | 0.098868 | 0.028794 | 0.10554 | 0 | 0.0038292 | 0.0018526 | 0.00017995 | 0.0029323
2014-08-03 | 14-15 | 14-15 |  | 0 | 0.38479 | 0.12277 | 0.021349 | 0.28641 | 0 | 0.0022331 | 0.0029354 | 0.00010077 | 0.0019662
2014-08-04 | 14-15 | 14-15 |  | 0 | 0.13861 | 0.064906 | 1.5808 | 0.36196 | 0 | 0.0014927 | 0.00047937 | 0.026942 | 0.0054813
2014-08-05 | 14-15 | 14-15 |  | 0 | 0.10345 | 1.3185 | 1.6394 | 0.52073 | 0 | 0.0035361 | 0.030823 | 0.0075579 | 0.0079405
2014-08-06 | 14-15 | 14-15 |  | 0 | 0.017445 | 0.066982 | 0.056475 | 0.030517 | 0 | 0.00028295 | 0.00076981 | 0.00041748 | 0.00037005
2014-08-07 | 14-15 | 14-15 |  | 0 | 0.086007 | 0.0017088 | 0.11714 | 0.078739 | 0 | 0.0034649 | 1.6919e-05 | 0.00095254 | 0.0025521
2014-08-08 | 14-15 | 14-15 |  | 0 | 0.036424 | 0.19681 | 0.13722 | 0.074743 | 0 | 0.00014797 | 0.0015453 | 0.00051106 | 0.00039933
2014-08-09 | 14-15 | 14-15 |  | 0 | 0.07898 | 0.0026901 | 0.31549 | 0.10629 | 0 | 0.00051564 | 1.6919e-05 | 0.00042948 | 0.0004286
2014-08-10 | 14-15 | 14-15 |  | 0 | 0.030361 | 0 | 0.10098 | 0.037413 | 0 | 0.00018299 | 0 | 0.00042468 | 0.00019556
2014-08-11 | 14-15 | 14-15 |  | 0 | 0.024381 | 0.10125 | 0.0052617 | 0.031723 | 0 | 0.00012256 | 0.00076135 | 2.8792e-05 | 0.00019478
2014-08-12 | 14-15 | 14-15 |  | 0 | 0.095489 | 0 | 0.043073 | 0.073005 | 0 | 0.0007472 | 0 | 4.3188e-05 | 0.00052346
2014-08-13 | 14-15 | 14-15 |  | 0 | 0.29923 | 0.49129 | 7.198e-05 | 0.27484 | 0 | 0.0042607 | 0.0018526 | 7.198e-06 | 0.0032024
2014-08-14 | 14-15 | 14-15 |  | 0 | 0.14835 | 0.70509 | 0.037775 | 0.20628 | 0 | 0.0039783 | 0.0019992 | 0.0083281 | 0.0043813
2014-08-15 | 14-15 | 14-15 |  | 0 | 0.024753 | 0.071795 | 0.0071476 | 0.02821 | 0 | 0.00028578 | 0.00054986 | 5.0386e-05 | 0.00028183
2014-08-16 | 14-15 | 14-15 |  | 0 | 0.093781 | 0.0052279 | 0.00079898 | 0.065671 | 0 | 0.0018835 | 1.6919e-05 | 7.198e-06 | 0.0013053
2014-08-17 | 14-15 | 14-15 |  | 0 | 0.30233 | 0.057516 | 0.09963 | 0.23312 | 0 | 0.0052327 | 0.00045681 | 0.00043908 | 0.0037512
2014-08-18 | 14-15 | 14-15 |  | 0 | 2.4186 | 0.23235 | 0.0081481 | 1.7051 | 0 | 0.027328 | 0.002284 | 2.1594e-05 | 0.019207
2014-08-19 | 14-15 | 14-15 |  | 0 | 0.030895 | 0.002707 | 0.062601 | 0.031912 | 0 | 0.00023834 | 2.2558e-05 | 0.00016555 | 0.00019478
2014-08-20 | 14-15 | 14-15 |  | 0 | 0.26026 | 0.023562 | 0.024516 | 0.18713 | 0 | 0.003662 | 0.00020585 | 0.00026633 | 0.0026028
2014-08-21 | 14-15 | 14-15 |  | 0 | 0.0045205 | 0.0042128 | 0.0053577 | 0.0045792 | 0 | 1.8638e-05 | 2.5378e-05 | 3.8389e-05 | 2.264e-05
2014-08-22 | 14-15 | 14-15 |  | 0 | 0.62918 | 0.046899 | 0.0030376 | 0.44185 | 0 | 0.0046035 | 0.00074443 | 3.599e-05 | 0.0032906
2014-08-23 | 14-15 | 14-15 |  | 0 | 0.041038 | 0.0091362 | 0.0050674 | 0.030453 | 0 | 0.00050152 | 3.3838e-05 | 4.7987e-05 | 0.00035912
2014-08-24 | 14-15 | 14-15 |  | 0 | 0.0054846 | 0.037441 | 0.19051 | 0.039968 | 0 | 6.9468e-05 | 0.00044271 | 0.00040549 | 0.00017527
2014-08-25 | 14-15 | 14-15 |  | 0 | 0.046298 | 0.0054648 | 0.097706 | 0.048651 | 0 | 0.00048797 | 2.5378e-05 | 0.00038149 | 0.00040284
2014-08-26 | 14-15 | 14-15 |  | 0 | 0.62805 | 0.040554 | 0.3737 | 0.50049 | 0 | 0.0043047 | 0.00043143 | 0.00094294 | 0.0031884
2014-08-27 | 14-15 | 14-15 |  | 0 | 0.027868 | 0.023136 | 0.085498 | 0.036374 | 0 | 0.00016887 | 0.00025378 | 0.00087096 | 0.00029354
2014-08-28 | 14-15 | 14-15 |  | 0 | 0.035517 | 0.0014212 | 0.070581 | 0.036227 | 0 | 0.00038574 | 8.4594e-06 | 0.0003551 | 0.00032555
2014-08-29 | 14-15 | 14-15 |  | 0 | 0.024051 | 0.0094323 | 0.12195 | 0.037768 | 0 | 0.00037445 | 7.6135e-05 | 0.0003743 | 0.00033023
2014-08-30 | 14-15 | 14-15 |  | 0 | 0.055379 | 0.031954 | 0.13371 | 0.064452 | 0 | 0.00011013 | 0.00020585 | 0.0016219 | 0.00036849
2014-08-31 | 14-15 | 14-15 |  | 0 | 0.48238 | 0.036748 | 0.7206 | 0.45572 | 0 | 0.0034898 | 0.00088824 | 0.0022458 | 0.0029003
2014-09-01 | 14-15 | 14-15 |  | 0 | 0.47358 | 0.038372 | 2.5271 | 0.74376 | 0 | 0.005898 | 0.00034684 | 0.0093814 | 0.0056507
2014-09-02 | 14-15 | 14-15 |  | 0 | 0.52478 | 0.0084087 | 0.019538 | 0.36705 | 0 | 0.0076217 | 5.0756e-05 | 0.00013436 | 0.0052966
2014-09-03 | 14-15 | 14-15 |  | 0 | 0.037461 | 0.02559 | 2.7368 | 0.47469 | 0 | 0.00016153 | 0.000313 | 0.011582 | 0.0020392
2014-09-04 | 14-15 | 14-15 |  | 0 | 0.39898 | 0.78792 | 0.070857 | 0.39636 | 0 | 0.009019 | 0.0075881 | 0.00048946 | 0.0073635
2014-09-05 | 14-15 | 14-15 |  | 0 | 0.11444 | 0.33882 | 0.090428 | 0.14071 | 0 | 0.0042257 | 0.0012012 | 0.00041508 | 0.0031544
2014-09-06 | 14-15 | 14-15 |  | 0 | 0.0029973 | 0.0025717 | 0.20511 | 0.035798 | 0 | 5.2524e-05 | 8.4594e-06 | 0.0007054 | 0.00015224
2014-09-07 | 14-15 | 14-15 |  | 0 | 0.21019 | 0.0049911 | 0.0027064 | 0.14641 | 0 | 0.0024382 | 2.5378e-05 | 1.4396e-05 | 0.001691
2014-09-08 | 14-15 | 14-15 |  | 0 | 0.5866 | 0.18235 | 1.0441 | 0.60054 | 0 | 0.0046425 | 0.0015819 | 0.0096429 | 0.0049965
2014-09-09 | 14-15 | 14-15 |  | 0 | 0.14989 | 0.56034 | 0.45803 | 0.25568 | 0 | 0.0025793 | 0.0063305 | 0.0026105 | 0.0030837
2014-09-10 | 14-15 | 14-15 |  | 0 | 0.31232 | 2.8219 | 0.088228 | 0.62085 | 0 | 0.0092963 | 0.014212 | 0.00099092 | 0.0085537
2014-09-11 | 14-15 | 14-15 |  | 0 | 0.055488 | 0.28119 | 1.2478 | 0.28029 | 0 | 0.0015989 | 0.0021487 | 0.010883 | 0.0031731
2014-09-12 | 14-15 | 14-15 |  | 0 | 0.056943 | 0.024174 | 0 | 0.042703 | 0 | 0.00043319 | 0.00014945 | 0 | 0.00032009
2014-09-13 | 14-15 | 14-15 |  | 0 | 0.065384 | 0.62548 | 0 | 0.13178 | 0 | 0.00043375 | 0.022905 | 0 | 0.0034706
2014-09-14 | 14-15 | 14-15 |  | 0 | 0.32667 | 0.015684 | 0.014031 | 0.23023 | 0 | 0.0031808 | 9.3054e-05 | 6.9581e-05 | 0.0022226
2014-09-15 | 14-15 | 14-15 |  | 0 | 0.087862 | 0.64939 | 0.24328 | 0.1902 | 0 | 0.0016836 | 0.0046809 | 0.021407 | 0.0052943
2014-09-16 | 14-15 | 14-15 |  | 0 | 0.041848 | 1.7074 | 0.21424 | 0.30014 | 0 | 0.00019767 | 0.013552 | 0.0021018 | 0.0023546
2014-09-17 | 14-15 | 14-15 |  | 0 | 0.075027 | 0.010704 | 0.21303 | 0.087995 | 0 | 0.00077318 | 3.6657e-05 | 0.012596 | 0.0025888
2014-09-18 | 14-15 | 14-15 |  | 0 | 0.04845 | 0.0084256 | 0 | 0.034653 | 0 | 0.00049023 | 0.00012689 | 0 | 0.00035639
2014-09-19 | 14-15 | 14-15 |  | 0 | 0.017711 | 0.0084763 | 0.22653 | 0.050269 | 0 | 0.002123 | 0.00014381 | 0.00095493 | 0.0016426
2014-09-20 | 14-15 | 14-15 |  | 0 | 0.24995 | 1.4807 | 0.16961 | 0.40531 | 0 | 0.0020315 | 0.01243 | 0.00090215 | 0.0032715
2014-09-21 | 14-15 | 14-15 |  | 0 | 0.088687 | 0.0023433 | 0.34512 | 0.11777 | 0 | 0.0023608 | 8.4594e-06 | 0.00069821 | 0.0017464
2014-09-22 | 14-15 | 14-15 |  | 0 | 0.0082972 | 0.024634 | 0.20678 | 0.042786 | 0 | 0.0001491 | 0.000313 | 0.0029512 | 0.00062651
2014-09-23 | 14-15 | 14-15 |  | 0 | 0.2392 | 1.7877 | 1.1568 | 0.60098 | 0 | 0.0031379 | 0.0099314 | 0.0049738 | 0.0043528
2014-09-24 | 14-15 | 14-15 |  | 0 | 0.027191 | 0.0024701 | 0.036436 | 0.025063 | 0 | 0.00017 | 8.4594e-06 | 0.00031671 | 0.00017019
2014-09-25 | 14-15 | 14-15 |  | 0 | 0.047003 | 0.05639 | 0.13457 | 0.062185 | 0 | 0.00044843 | 6.7675e-05 | 0.0080762 | 0.0016332
2014-09-26 | 14-15 | 14-15 |  | 0 | 0.019706 | 0.64061 | 0.18641 | 0.13263 | 0 | 0.00016322 | 0.014203 | 0.0066581 | 0.0031622
2014-09-27 | 14-15 | 14-15 |  | 0 | 0.029533 | 0.055423 | 0.23138 | 0.065728 | 0 | 0.00046368 | 0.00040887 | 0.006435 | 0.001424
2014-09-28 | 14-15 | 14-15 |  | 0 | 3.638 | 6.005 | 3.1893 | 3.8645 | 0 | 0.033281 | 0.036491 | 0.021664 | 0.031578
2014-09-29 | 14-15 | 14-15 |  | 0 | 0.10109 | 0.22993 | 0.10098 | 0.11813 | 0 | 0.0027064 | 0.0023686 | 0.00044628 | 0.002271
2014-09-30 | 14-15 | 14-15 |  | 0 | 0.26433 | 0.58449 | 4.398 | 0.97911 | 0 | 0.0035084 | 0.0042382 | 0.019478 | 0.0061804
2014-10-01 | 14-15 | 14-15 |  | 0 | 0.021752 | 0.079772 | 1.6651 | 0.29697 | 0 | 0.00030837 | 0.007746 | 0.0084576 | 0.0026614
2014-10-02 | 14-15 | 14-15 |  | 0 | 0.035484 | 1.5524 | 0.051458 | 0.2478 | 0 | 0.00025923 | 0.022291 | 0.00019435 | 0.0032965
2014-10-03 | 14-15 | 14-15 |  | 0 | 0.19709 | 0.00034966 | 0.5306 | 0.22259 | 0 | 0.0025635 | 1.1279e-05 | 0.0034766 | 0.002339
2014-10-04 | 14-15 | 14-15 |  | 0 | 0.11304 | 0.36172 | 0.65645 | 0.235 | 0 | 0.0017282 | 0.00067675 | 0.0025337 | 0.0017004
2014-10-05 | 14-15 | 14-15 |  | 0 | 0.30629 | 0.13149 | 0.11795 | 0.24908 | 0 | 0.0027573 | 0.0049065 | 0.00033111 | 0.0026388
2014-10-06 | 14-15 | 14-15 |  | 0 | 3.6334 | 7.7974 | 7.9285 | 4.8805 | 0 | 0.029291 | 0.032109 | 0.06071 | 0.034566
2014-10-07 | 14-15 | 14-15 |  | 0 | 0.14698 | 0.023433 | 0.0028936 | 0.1053 | 0 | 0.00126 | 0.00013535 | 1.4396e-05 | 0.00089195
2014-10-08 | 14-15 | 14-15 |  | 0 | 0.15761 | 2.9164 | 1.4662 | 0.75119 | 0 | 0.0022619 | 0.040687 | 0.0074355 | 0.0084054
2014-10-09 | 14-15 | 14-15 |  | 0 | 0.086138 | 0.2167 | 0.023775 | 0.0934 | 0 | 0.00058681 | 0.0028424 | 0.00044628 | 0.00087165
2014-10-10 | 14-15 | 14-15 |  | 0 | 0.2439 | 0.18609 | 0.1186 | 0.21363 | 0 | 0.0029809 | 0.00055832 | 0.0007174 | 0.0022543
2014-10-11 | 14-15 | 14-15 |  | 0 | 0.0301 | 0.010194 | 0 | 0.022215 | 0 | 0.00013668 | 9.3054e-05 | 0 | 0.00010735
2014-10-12 | 14-15 | 14-15 |  | 0 | 0.0095933 | 0.0643 | 0.59942 | 0.11305 | 0 | 6.382e-05 | 0.00083748 | 0.0010893 | 0.00033726
2014-10-13 | 14-15 | 14-15 |  | 0 | 0.34345 | 0.0027747 | 0.023989 | 0.24167 | 0 | 0.0038252 | 1.6919e-05 | 6.7181e-05 | 0.0026571
2014-10-14 | 14-15 | 14-15 |  | 0 | 0.038888 | 0.00056678 | 0.011394 | 0.02881 | 0 | 0.00018525 | 8.4594e-06 | 0.00011517 | 0.00014794
2014-10-15 | 14-15 | 14-15 |  | 0 | 0.00068282 | 0.018568 | 0.03766 | 0.0091693 | 0 | 8.4717e-06 | 0.00010997 | 0.00023753 | 5.9723e-05
2014-10-16 | 14-15 | 14-15 |  | 1.6882 | 0.12985 | 0.39373 | 0.71813 | 0.27413 | 0.02137 | 0.00082006 | 0.0028001 | 0.016699 | 0.0038363
2014-10-17 | 14-15 | 14-15 |  | 0.10155 | 0.017924 | 0.0028424 | 0.5073 | 0.096099 | 0.00075781 | 0.00012425 | 5.9216e-05 | 0.0021378 | 0.00044773
2014-10-18 | 14-15 | 14-15 |  | 0 | 0.0083915 | 0.24293 | 0.00066222 | 0.039536 | 0 | 8.98e-05 | 0.0013817 | 1.4396e-05 | 0.00025568
2014-10-19 | 14-15 | 14-15 |  | 0 | 0.026645 | 0.0068352 | 0.023969 | 0.023262 | 0 | 0.00020897 | 2.2558e-05 | 0.00015836 | 0.00017331
2014-10-20 | 14-15 | 14-15 |  | 0.49515 | 0.029878 | 0.015032 | 0.23683 | 0.065087 | 0.015914 | 0.00018977 | 0.0005837 | 0.0017755 | 0.00062378
2014-10-21 | 14-15 | 14-15 |  | 0.019248 | 0.10129 | 0.047776 | 0.063621 | 0.087119 | 0.006214 | 0.0005676 | 0.00020867 | 0.0019315 | 0.00078343
2014-10-22 | 14-15 | 14-15 |  | 0 | 0.045554 | 0.24495 | 0.49897 | 0.14657 | 0 | 0.00052073 | 0.0067422 | 0.00089975 | 0.0014396
2014-10-23 | 14-15 | 14-15 |  | 0 | 0.086942 | 0.0059075 | 0.28416 | 0.10714 | 0 | 0.00078504 | 3.9477e-05 | 0.0017011 | 0.00082481
2014-10-24 | 14-15 | 14-15 |  | 0 | 0.010813 | 1.6905 | 0.0429 | 0.24847 | 0 | 8.1328e-05 | 0.014246 | 0.0034694 | 0.0025927
2014-10-25 | 14-15 | 14-15 |  | 0 | 0.092428 | 0.0027578 | 0.2273 | 0.10124 | 0 | 0.00073421 | 1.6919e-05 | 0.00075339 | 0.00063236
2014-10-26 | 14-15 |  | MED | 0 | 3.5762 | 9.8971 | 18.2222 | 6.8063 | 0 | 0.033229 | 0.055443 | 0.046434 | 0.038196
2014-10-27 | 14-15 | 14-15 |  | 0 | 0.64012 | 5.733 | 3.0431 | 1.7311 | 0 | 0.0057257 | 0.026165 | 0.013168 | 0.0097216
2014-10-28 | 14-15 | 14-15 |  | 0.0012125 | 0.071084 | 1.6167 | 0.033903 | 0.27846 | 0.00015156 | 0.00022196 | 0.0051433 | 0.00020874 | 0.00090053
2014-10-29 | 14-15 | 14-15 |  | 0 | 0.0091443 | 0.0016496 | 0.10979 | 0.02441 | 0 | 6.269e-05 | 1.6919e-05 | 0.00053265 | 0.00013233
2014-10-30 | 14-15 | 14-15 |  | 0 | 0.028073 | 0.0056001 | 0.041645 | 0.026954 | 0 | 0.0033599 | 5.0756e-05 | 0.00089735 | 0.0024752
2014-10-31 | 14-15 | 14-15 |  | 0 | 0.32219 | 0.011488 | 0.87281 | 0.36627 | 0 | 0.0029097 | 5.9216e-05 | 0.0051658 | 0.0028597
2014-11-01 | 14-15 | 14-15 |  | 0 | 0.023452 | 0.0047626 | 0.47353 | 0.093906 | 0 | 0.00023382 | 1.6919e-05 | 0.0027928 | 0.00061831
2014-11-02 | 14-15 | 14-15 |  | 0 | 0.014892 | 0.0094576 | 0.018955 | 0.014685 | 0 | 0.00020558 | 0.00010151 | 9.1175e-05 | 0.00017097
2014-11-03 | 14-15 | 14-15 |  | 0 | 0.67405 | 0.0093477 | 0.066783 | 0.47803 | 0 | 0.004795 | 0.00013535 | 0.00030232 | 0.003382
2014-11-04 | 14-15 | 14-15 |  | 0 | 0.080089 | 0.0049403 | 2.6296 | 0.48385 | 0 | 0.0024528 | 2.5378e-05 | 0.017254 | 0.0045058
2014-11-05 | 14-15 | 14-15 |  | 0 | 0.035531 | 0.055499 | 1.2104 | 0.22916 | 0 | 0.0032819 | 0.00018047 | 0.0075003 | 0.0035135
2014-11-06 | 14-15 | 14-15 |  | 0 | 0.063153 | 0.016564 | 0.059484 | 0.055619 | 0 | 0.00034903 | 0.00072751 | 0.00037909 | 0.00040362
2014-11-07 | 14-15 | 14-15 |  | 0.069112 | 0.41911 | 0.0032907 | 0.7647 | 0.41506 | 0.0057593 | 0.0048232 | 1.6919e-05 | 0.0019914 | 0.0037044
2014-11-08 | 14-15 | 14-15 |  | 0 | 0.0010183 | 0.012351 | 0.82336 | 0.13637 | 0 | 6.7773e-06 | 8.4594e-05 | 0.0020226 | 0.00034546
2014-11-09 | 14-15 | 14-15 |  | 0 | 0.0073077 | 0.1066 | 0 | 0.019807 | 0 | 0.00013272 | 0.0017934 | 0 | 0.00033999
2014-11-10 | 14-15 | 14-15 |  | 0 | 0.018849 | 0.009029 | 3.2913 | 0.54973 | 0 | 0.0001892 | 8.1774e-05 | 0.013388 | 0.0023202
2014-11-11 | 14-15 | 14-15 |  | 0 | 0.71011 | 0 | 0.54103 | 0.57881 | 0 | 0.0040704 | 0 | 0.013014 | 0.0049305
2014-11-12 | 14-15 | 14-15 |  | 0.18415 | 0.84512 | 0.13133 | 0.22404 | 0.64016 | 0.00075781 | 0.012268 | 0.0013084 | 0.0012501 | 0.0088695
2014-11-13 | 14-15 | 14-15 |  | 0.058503 | 0.057567 | 0.51814 | 0.040849 | 0.11861 | 0.00015156 | 0.0014351 | 0.0040492 | 0.00029512 | 0.0016016
2014-11-14 | 14-15 | 14-15 |  | 0 | 0.16853 | 0.43209 | 0.1549 | 0.20149 | 0 | 0.0018384 | 0.0066406 | 0.0013124 | 0.0024034
2014-11-15 | 14-15 | 14-15 |  | 0 | 0.081622 | 0.50395 | 2.3987 | 0.51642 | 0 | 0.0005179 | 0.0031807 | 0.03522 | 0.0065282
2014-11-16 | 14-15 | 14-15 |  | 0 | 0.0057331 | 0 | 0.42669 | 0.073381 | 0 | 0.00013498 | 0 | 0.00131 | 0.00030642
2014-11-17 | 14-15 | 14-15 |  | 0 | 0.060726 | 0.038186 | 0.011826 | 0.049181 | 0 | 0.00026883 | 0.000313 | 8.6376e-05 | 0.00024319
2014-11-18 | 14-15 | 14-15 |  | 0 | 0.27938 | 0.18229 | 0.009487 | 0.21987 | 0 | 0.0026183 | 0.0017934 | 2.8792e-05 | 0.0020626
2014-11-19 | 14-15 | 14-15 |  | 0 | 0.41466 | 0 | 0.032477 | 0.29188 | 0 | 0.0045549 | 0 | 0.00021594 | 0.0031833
2014-11-20 | 14-15 | 14-15 |  | 0.089724 | 0.57399 | 0.083647 | 0.15874 | 0.43481 | 0.0012125 | 0.011733 | 0.00023686 | 0.0024617 | 0.0085517
2014-11-21 | 14-15 | 14-15 |  | 0 | 0.07364 | 0.3334 | 0.029565 | 0.10186 | 0 | 0.00033435 | 0.0037644 | 0.00017515 | 0.0007807
2014-11-22 | 14-15 |  | MED | 0 | 1.7239 | 8.0638 | 52.0914 | 10.7825 | 0 | 0.016281 | 0.051106 | 0.1463 | 0.042129
2014-11-23 | 14-15 | 14-15 |  | 0 | 0.12973 | 0.36152 | 2.517 | 0.54921 | 0 | 0.002672 | 0.002129 | 0.0085752 | 0.0035366
2014-11-24 | 14-15 | 14-15 |  | 0 | 0.050108 | 3.0197 | 4.3187 | 1.1553 | 0 | 0.001325 | 0.020469 | 0.018674 | 0.0067874
2014-11-25 | 14-15 | 14-15 |  | 0 | 0.055547 | 0.10676 | 1.0183 | 0.21884 | 0 | 0.00054614 | 0.0002284 | 0.016982 | 0.003172
2014-11-26 | 14-15 | 14-15 |  | 0 | 0.39018 | 0.0016327 | 0.15844 | 0.29568 | 0 | 0.0033971 | 8.4594e-06 | 0.0007342 | 0.0024686
2014-11-27 | 14-15 | 14-15 |  | 0 | 0.036845 | 0.2924 | 0.003707 | 0.066546 | 0 | 0.00039873 | 0.0031638 | 1.1997e-05 | 0.00071551
2014-11-28 | 14-15 | 14-15 |  | 0 | 0.0016441 | 0.8546 | 0.064302 | 0.1299 | 0 | 2.3156e-05 | 0.0062882 | 0.00013196 | 0.00090795
2014-11-29 | 14-15 | 14-15 |  | 0 | 0.011243 | 0.30489 | 0.72985 | 0.16872 | 0 | 0.00010561 | 0.0020472 | 0.0077954 | 0.0016246
2014-11-30 | 14-15 | 14-15 |  | 0 | 0.48991 | 0.25534 | 0.33098 | 0.4278 | 0 | 0.004451 | 0.001658 | 0.0013172 | 0.0035202
2014-12-01 | 14-15 | 14-15 |  | 0 | 0.31676 | 0.039362 | 0.14801 | 0.24846 | 0 | 0.0023122 | 0.00044835 | 0.0007342 | 0.0017796
2014-12-02 | 14-15 | 14-15 |  | 0 | 0.034997 | 0.038417 | 6.077 | 1.0182 | 0 | 0.00027618 | 0.00020867 | 0.020922 | 0.0036236
2014-12-03 | 14-15 | 14-15 |  | 0 | 0.31134 | 1.5719 | 4.554 | 1.1737 | 0 | 0.0018525 | 0.016313 | 0.017671 | 0.0064134
2014-12-04 | 14-15 | 14-15 |  | 0 | 0.015784 | 0.0084933 | 0.026791 | 0.016444 | 0 | 9.7707e-05 | 4.2297e-05 | 0.00023513 | 0.00011164
2014-12-05 | 14-15 | 14-15 |  | 0 | 0.29358 | 0.078977 | 0.47743 | 0.29152 | 0 | 0.0062295 | 0.0021825 | 0.0028168 | 0.0050659
2014-12-06 | 14-15 | 14-15 |  | 0 | 0.051869 | 0.51851 | 0.15991 | 0.13364 | 0 | 0.00089461 | 0.0044919 | 0.0016267 | 0.0015048
2014-12-07 | 14-15 | 14-15 |  | 0 | 0.092667 | 0.84406 | 0.0012309 | 0.18109 | 0 | 0.00023551 | 0.0044835 | 7.198e-06 | 0.0007846
2014-12-08 | 14-15 | 14-15 |  | 0 | 0.0017627 | 0.37841 | 0.24476 | 0.093422 | 0 | 1.9767e-05 | 0.0040436 | 0.0060895 | 0.0015641
2014-12-09 | 14-15 | 14-15 |  | 0 | 0.041273 | 0.002081 | 0.012316 | 0.030818 | 0 | 0.00046312 | 1.6919e-05 | 0.00014396 | 0.00034585
2014-12-10 | 14-15 | 14-15 |  | 0 | 0.20526 | 1.0604 | 16.6363 | 2.9952 | 0 | 0.0019027 | 0.012495 | 0.038838 | 0.0093633
2014-12-11 | 14-15 | 14-15 |  | 0 | 0.86017 | 0.37388 | 1.4056 | 0.87494 | 0 | 0.012211 | 0.0015735 | 0.0063846 | 0.0096962
2014-12-12 | 14-15 | 14-15 |  | 0 | 0.087396 | 0.0042382 | 0.0039733 | 0.061637 | 0 | 0.00047103 | 8.4594e-06 | 0.0019866 | 0.00064993
2014-12-13 | 14-15 | 14-15 |  | 0 | 0.032827 | 0.0045512 | 0.038416 | 0.029568 | 0 | 0.00042641 | 2.2558e-05 | 0.00017515 | 0.00032633
2014-12-14 | 14-15 | 14-15 |  | 0 | 0.050411 | 0.44264 | 1.0675 | 0.26978 | 0 | 0.00091946 | 0.0031046 | 0.0044028 | 0.0017815
2014-12-15 | 14-15 | 14-15 |  | 0 | 1.1494 | 0.074646 | 0.084915 | 0.81858 | 0 | 0.0052677 | 0.00032146 | 0.00051106 | 0.0037684
2014-12-16 | 14-15 | 14-15 |  | 0 | 0.16784 | 1.3883 | 0.97694 | 0.46712 | 0 | 0.0010036 | 0.0086596 | 0.0049114 | 0.0026914
2014-12-17 | 14-15 | 14-15 |  | 0 | 0.0089308 | 0.0059385 | 0.095712 | 0.022566 | 0 | 0.00011183 | 7.6135e-05 | 0.00052066 | 0.00017253
2014-12-18 | 14-15 | 14-15 |  | 0 | 0.12271 | 0.64471 | 0.24495 | 0.21391 | 0 | 0.0026319 | 0.004272 | 0.0018931 | 0.0027184
2014-12-19 | 14-15 | 14-15 |  | 0 | 0.1215 | 0.074375 | 0.028065 | 0.098836 | 0 | 0.00099627 | 0.00027916 | 0.00019435 | 0.00075884
2014-12-20 | 14-15 | 14-15 |  | 0 | 0.03149 | 0.021318 | 0.01632 | 0.027371 | 0 | 0.00022139 | 0.00011843 | 0.00015356 | 0.00019439
2014-12-21 | 14-15 | 14-15 |  | 0 | 0.14442 | 0.61884 | 0.079099 | 0.19835 | 0 | 0.0044329 | 0.0050813 | 0.00092134 | 0.0039171
2014-12-22 | 14-15 | 14-15 |  | 0 | 0.38441 | 0.56605 | 1.4093 | 0.57332 | 0 | 0.0025195 | 0.0030708 | 0.0039517 | 0.0028093
2014-12-23 | 14-15 | 14-15 |  | 0 | 0.0096831 | 0.85149 | 0.31872 | 0.17642 | 0 | 0.0001796 | 0.0046922 | 0.0038869 | 0.001406
2014-12-24 | 14-15 | 14-15 |  | 0 | 0.034873 | 0.020607 | 0.26686 | 0.07037 | 0 | 0.0016503 | 0.00099821 | 0.0043764 | 0.0019908
2014-12-25 | 14-15 | 14-15 |  | 0 | 0.0028092 | 0.0291 | 0.0020586 | 0.0063049 | 0 | 3.3322e-05 | 0.0002425 | 2.3993e-05 | 6.0504e-05
2014-12-26 | 14-15 | 14-15 |  | 0 | 0.00077036 | 0.034881 | 0.38092 | 0.067333 | 0 | 7.9069e-06 | 0.00028198 | 0.0038725 | 0.00067452
2014-12-27 | 14-15 | 14-15 |  | 0 | 0.0011115 | 0.0045596 | 0.021688 | 0.0049278 | 0 | 1.3555e-05 | 2.5378e-05 | 8.6376e-05 | 2.6934e-05
2014-12-28 | 14-15 | 14-15 |  | 0 | 0.011914 | 0.18336 | 0.026517 | 0.037931 | 0 | 0.00014684 | 0.0021572 | 0.00016795 | 0.00042743
2014-12-29 | 14-15 | 14-15 |  | 0 | 0.74669 | 0.9231 | 1.6148 | 0.90658 | 0 | 0.01036 | 0.01911 | 0.015005 | 0.012247
2014-12-30 | 14-15 | 14-15 |  | 0 | 0.036904 | 0.022231 | 0.2946 | 0.076512 | 0 | 0.00040834 | 0.00016919 | 0.0044484 | 0.0010293
2014-12-31 | 14-15 | 14-15 |  | 0 | 0.040697 | 0.052939 | 0.0053769 | 0.036331 | 0 | 0.00014571 | 0.0011336 | 4.3188e-05 | 0.00026466
2015-01-01 | 14-15 | 14-15 |  | 0 | 0.28266 | 0.0054479 | 0.043807 | 0.20324 | 0 | 0.0029114 | 1.6919e-05 | 0.00012237 | 0.0020345
2015-01-02 | 14-15 | 14-15 |  | 0 | 0.82932 | 0.2551 | 2.9456 | 1.0877 | 0 | 0.010585 | 0.002394 | 0.0052018 | 0.0084932
2015-01-03 | 14-15 | 14-15 |  | 0 | 0.75804 | 3.11 | 7.5885 | 2.189 | 0 | 0.0082853 | 0.020852 | 0.04337 | 0.015669
2015-01-04 | 14-15 | 14-15 |  | 0 | 0.088693 | 1.7455 | 2.7648 | 0.75275 | 0 | 0.00074438 | 0.016944 | 0.0061591 | 0.0038621
2015-01-05 | 14-15 | 14-15 |  | 0 | 0.22142 | 0.084357 | 0.12063 | 0.18434 | 0 | 0.0050051 | 0.00037785 | 0.00061183 | 0.0036111
2015-01-06 | 14-15 | 14-15 |  | 0 | 0.2362 | 0.039393 | 0.62984 | 0.27118 | 0 | 0.00439 | 0.00045681 | 0.0047003 | 0.0038621
2015-01-07 | 14-15 |  | MED | 0.1364 | 1.9527 | 8.2558 | 50.0312 | 10.6331 | 0.00060624 | 0.0050011 | 0.045317 | 0.093852 | 0.025003
2015-01-08 | 14-15 | 14-15 |  | 0 | 0.15033 | 5.7053 | 8.6576 | 2.3022 | 0 | 0.0019519 | 0.041338 | 0.026309 | 0.011352
2015-01-09 | 14-15 | 14-15 |  | 0 | 0.53705 | 1.28 | 3.4961 | 1.1172 | 0 | 0.0062798 | 0.0044835 | 0.012676 | 0.0070231
2015-01-10 | 14-15 | 14-15 |  | 0 | 0.73053 | 0.013231 | 0.90686 | 0.65428 | 0 | 0.010332 | 0.00014381 | 0.0049498 | 0.0079662
2015-01-11 | 14-15 | 14-15 |  | 0 | 0.034454 | 0.34701 | 0.11685 | 0.09086 | 0 | 0.00018299 | 0.00075007 | 0.00082777 | 0.00036498
2015-01-12 | 14-15 | 14-15 |  | 0 | 0.98352 | 0.11399 | 0.63355 | 0.79862 | 0 | 0.007999 | 0.0018131 | 0.0022506 | 0.0061456
2015-01-13 | 14-15 | 14-15 |  | 0 | 0.25829 | 1.1928 | 0.54475 | 0.43226 | 0 | 0.0010691 | 0.01281 | 0.00298 | 0.0029971
2015-01-14 | 14-15 | 14-15 |  | 0 | 0.69101 | 0.00076135 | 0.030522 | 0.48266 | 0 | 0.0093714 | 8.4594e-06 | 0.0032343 | 0.0070044
2015-01-15 | 14-15 | 14-15 |  | 0 | 0.10266 | 0.037078 | 0.2934 | 0.12382 | 0 | 0.0042217 | 0.0002707 | 0.001562 | 0.0032094
2015-01-16 | 14-15 | 14-15 |  | 0 | 0.042671 | 0.0094322 | 0.35334 | 0.088283 | 0 | 0.00038631 | 5.9216e-05 | 0.00082537 | 0.00040947
2015-01-17 | 14-15 | 14-15 |  | 0 | 0.058663 | 0.024865 | 0.005816 | 0.044933 | 0 | 0.00070146 | 0.00014099 | 4.3188e-05 | 0.00051136
2015-01-18 | 14-15 | 14-15 |  | 0 | 0.037248 | 0.0027747 | 0.87115 | 0.16786 | 0 | 0.00030272 | 6.7675e-05 | 0.0052833 | 0.0010781
2015-01-19 | 14-15 | 14-15 |  | 0 | 0.58079 | 0.019423 | 1.4801 | 0.64491 | 0 | 0.0051824 | 0.00018611 | 0.016088 | 0.0062249
2015-01-20 | 14-15 | 14-15 |  | 0 | 0.30922 | 0.1446 | 0.54792 | 0.32287 | 0 | 0.00177 | 0.0011166 | 0.0038125 | 0.0019982
2015-01-21 | 14-15 | 14-15 |  | 0 | 0.33321 | 0.90235 | 0.92455 | 0.50563 | 0 | 0.0090986 | 0.0068944 | 0.009523 | 0.0087922
2015-01-22 | 14-15 | 14-15 |  | 0 | 0.078435 | 0.82269 | 0.036256 | 0.174 | 0 | 0.00072348 | 0.0112 | 0.00019435 | 0.0020821
2015-01-23 | 14-15 | 14-15 |  | 0 | 0.076016 | 0.57838 | 0.43862 | 0.20396 | 0 | 0.00062013 | 0.0034966 | 0.0054129 | 0.0017933
2015-01-24 | 14-15 | 14-15 |  | 0 | 0.071914 | 0.097156 | 0.17195 | 0.091128 | 0 | 0.00073534 | 0.00066829 | 0.0007102 | 0.00071629
2015-01-25 | 14-15 | 14-15 |  | 0 | 0.19638 | 0.0052279 | 0.047291 | 0.14415 | 0 | 0.0057314 | 2.5378e-05 | 0.00041029 | 0.0040315
2015-01-26 | 14-15 | 14-15 |  | 0 | 0.091817 | 1.3668 | 0.021738 | 0.2562 | 0 | 0.00028747 | 0.0082902 | 0.00014396 | 0.0013697
2015-01-27 | 14-15 | 14-15 |  | 0 | 0.11923 | 0.11981 | 0.57058 | 0.19182 | 0 | 0.00070371 | 0.00082056 | 0.0050842 | 0.0014271
2015-01-28 | 14-15 | 14-15 |  | 0 | 0.011333 | 0.11414 | 0.066725 | 0.034489 | 0 | 0.00011578 | 0.00043425 | 0.00039589 | 0.00020454
2015-01-29 | 14-15 | 14-15 |  | 0 | 0.25129 | 0.084332 | 0.070348 | 0.1968 | 0 | 0.0036891 | 0.0031469 | 0.00029992 | 0.0030342
2015-01-30 | 14-15 | 14-15 |  | 0.75023 | 0.3626 | 0.059157 | 0.0026129 | 0.26502 | 0.0015156 | 0.0056308 | 0.00053294 | 2.1594e-05 | 0.0039808
2015-01-31 | 14-15 | 14-15 |  | 0 | 0.06835 | 1.1213 | 0.028231 | 0.20705 | 0 | 0.00036259 | 0.01111 | 0.00014876 | 0.0018128
2015-02-01 | 14-15 | 14-15 |  | 0 | 0.33637 | 0.10177 | 0.10541 | 0.26372 | 0 | 0.0013013 | 0.00033556 | 0.00088535 | 0.0010899
2015-02-02 | 14-15 | 14-15 |  | 0 | 0.55446 | 0.0032315 | 0.012157 | 0.38564 | 0 | 0.0050085 | 1.6919e-05 | 0.00010077 | 0.0034803
2015-02-03 | 14-15 | 14-15 |  | 0 | 0.05826 | 0.099697 | 0.00062623 | 0.054169 | 0 | 0.00060318 | 0.023717 | 4.3188e-05 | 0.0037071
2015-02-04 | 14-15 | 14-15 |  | 0 | 0.01399 | 0 | 0.023948 | 0.013565 | 0 | 0.00026262 | 0 | 0.00010077 | 0.00019791
2015-02-05 | 14-15 | 14-15 |  | 0 | 0.035584 | 0.0041959 | 2.672 | 0.45989 | 0 | 0.0005371 | 7.6135e-05 | 0.021433 | 0.0038687
2015-02-06 | 14-15 | 14-15 |  | 0 | 0.36592 | 0.22308 | 0.7083 | 0.39902 | 0 | 0.0056444 | 0.0011589 | 0.0045635 | 0.004804
2015-02-07 | 14-15 | 14-15 |  | 0 | 0.83162 | 0.16937 | 0.16374 | 0.62486 | 0 | 0.0076624 | 0.0014889 | 0.00065742 | 0.0056089
2015-02-08 | 14-15 | 14-15 |  | 0 | 0.0083028 | 0.12855 | 0.7304 | 0.14236 | 0 | 3.8405e-05 | 0.0011251 | 0.0094246 | 0.0017156
2015-02-09 | 14-15 | 14-15 |  | 0 | 0.023426 | 0.0031723 | 0.0012668 | 0.016836 | 0 | 0.00016153 | 1.6919e-05 | 1.4396e-05 | 0.00011632
2015-02-10 | 14-15 | 14-15 |  | 0 | 0.090418 | 0 | 0.018283 | 0.065467 | 0 | 0.00073534 | 0 | 3.599e-05 | 0.00051409
2015-02-11 | 14-15 | 14-15 |  | 0 | 0.00704 | 0.0022953 | 0.069202 | 0.016442 | 0 | 6.269e-05 | 9.8693e-05 | 0.00028072 | 0.00010266
2015-02-12 | 14-15 | 14-15 |  | 0 | 0.14644 | 1.114 | 0.70427 | 0.37 | 0 | 0.0025534 | 0.011725 | 0.0054777 | 0.004279
2015-02-13 | 14-15 | 14-15 |  | 0 | 0.0025511 | 0 | 0.052385 | 0.010286 | 0 | 1.299e-05 | 0 | 0.00089015 | 0.0001538
2015-02-14 | 14-15 | 14-15 |  | 0 | 0.019477 | 0.0011082 | 0.99802 | 0.17598 | 0 | 0.00010279 | 8.4594e-06 | 0.0028024 | 0.00052814
2015-02-15 | 14-15 | 14-15 |  | 0 | 1.3329 | 0.33395 | 0.95559 | 1.1229 | 0 | 0.013886 | 0.0010828 | 0.00088056 | 0.0098902
2015-02-16 | 14-15 | 14-15 |  | 0 | 0.058923 | 0.075323 | 0.25373 | 0.092431 | 0 | 0.00067265 | 0.00016919 | 0.00067421 | 0.00059801
2015-02-17 | 14-15 | 14-15 |  | 0 | 0.064556 | 0.0086117 | 0.16139 | 0.072067 | 0 | 0.00067886 | 0.00029608 | 0.00047507 | 0.00058747
2015-02-18 | 14-15 | 14-15 |  | 0 | 0.055357 | 0.066313 | 0.014144 | 0.049741 | 0 | 0.0026618 | 0.0005414 | 7.9178e-05 | 0.0019275
2015-02-19 | 14-15 | 14-15 |  | 0 | 0.22507 | 0.012469 | 0.33082 | 0.21111 | 0 | 0.0037089 | 0.00012689 | 0.002145 | 0.00293
2015-02-20 | 14-15 | 14-15 |  | 0 | 0.058867 | 0.025945 | 2.142 | 0.39276 | 0 | 0.00033774 | 0.00016073 | 0.0046427 | 0.001011
2015-02-21 | 14-15 | 14-15 |  | 0.20228 | 0.3108 | 0.014694 | 1.592 | 0.47742 | 0.0014146 | 0.0046617 | 9.3054e-05 | 0.0071164 | 0.0044035
2015-02-22 | 14-15 | 14-15 |  | 0 | 0.36238 | 0.051605 | 0.17555 | 0.28616 | 0 | 0.0029103 | 0.00053858 | 0.0010173 | 0.0022515
2015-02-23 | 14-15 | 14-15 |  | 0 | 0.58287 | 0.84596 | 8.9377 | 1.974 | 0 | 0.0058986 | 0.0068803 | 0.031676 | 0.010183
2015-02-24 | 14-15 | 14-15 |  | 0 | 0.019972 | 0 | 0.0053121 | 0.014668 | 0 | 0.00025528 | 0 | 1.4396e-05 | 0.00017878
2015-02-25 | 14-15 | 14-15 |  | 0 | 0.060086 | 0.0071792 | 0.0017803 | 0.042812 | 0 | 0.0005388 | 0.00010715 | 3.3591e-05 | 0.00039269
2015-02-26 | 14-15 | 14-15 |  | 0 | 0.049791 | 0 | 0.002301 | 0.034788 | 0 | 0.0036208 | 0 | 3.1191e-05 | 0.0025076
2015-02-27 | 14-15 | 14-15 |  | 0 | 0.1464 | 0.027612 | 0.020296 | 0.10831 | 0 | 0.0015356 | 0.00020303 | 0.00020394 | 0.0011226
2015-02-28 | 14-15 | 14-15 |  | 0 | 0.12643 | 0.26266 | 0.9127 | 0.27223 | 0 | 0.001186 | 0.0029016 | 0.010598 | 0.0029456
2015-03-01 | 14-15 | 14-15 |  | 0 | 0.67172 | 0.000626 | 0.13711 | 0.48666 | 0 | 0.0065887 | 8.4594e-06 | 0.00066941 | 0.0046639
2015-03-02 | 14-15 | 14-15 |  | 0 | 0.033837 | 0.15921 | 0.003743 | 0.046036 | 0 | 0.00040269 | 0.00099821 | 5.7584e-05 | 0.00042587
2015-03-03 | 14-15 | 14-15 |  | 0 | 0.12339 | 0.02861 | 0.69582 | 0.20245 | 0 | 0.0031972 | 0.00015227 | 0.005924 | 0.0031946
2015-03-04 | 14-15 | 14-15 |  | 0 | 1.12 | 0.00082902 | 0.44484 | 0.84655 | 0 | 0.0091703 | 8.4594e-06 | 0.0034766 | 0.0069049
2015-03-05 | 14-15 | 14-15 |  | 0 | 0.030156 | 1.1146 | 0.70674 | 0.29011 | 0 | 0.00035016 | 0.0045258 | 0.0040429 | 0.0015263
2015-03-06 | 14-15 | 14-15 |  | 0 | 0.019402 | 0 | 1.5501 | 0.2656 | 0 | 5.9302e-05 | 0 | 0.017045 | 0.002814
2015-03-07 | 14-15 | 14-15 |  | 0 | 0.048253 | 0 | 0.0096957 | 0.034928 | 0 | 0.0019942 | 0 | 3.599e-05 | 0.0013842
2015-03-08 | 14-15 | 14-15 |  | 0 | 0.12748 | 0 | 0.27467 | 0.13279 | 0 | 0.0031921 | 0 | 0.00082057 | 0.0023397
2015-03-09 | 14-15 | 14-15 |  | 0 | 0.15718 | 3.1806 | 0.4465 | 0.62157 | 0 | 0.0010657 | 0.02568 | 0.0029296 | 0.0047681
2015-03-10 | 14-15 | 14-15 |  | 0.40391 | 0.024741 | 0.080652 | 0.3916 | 0.095096 | 0.0092452 | 7.3421e-05 | 0.0012858 | 0.0047987 | 0.0010809
2015-03-11 | 14-15 | 14-15 |  | 0 | 0.017714 | 0.12949 | 0.065581 | 0.040838 | 0 | 0.00019993 | 0.0037814 | 0.0020634 | 0.00099734
2015-03-12 | 14-15 | 14-15 |  | 0 | 0.7084 | 0.0063192 | 0.11666 | 0.50947 | 0 | 0.010403 | 3.1018e-05 | 0.00045347 | 0.0072683
2015-03-13 | 14-15 | 14-15 |  | 0.016672 | 0.37999 | 0.004162 | 0.12204 | 0.28319 | 0.0083359 | 0.0026996 | 4.2297e-05 | 0.0095949 | 0.0034971
2015-03-14 | 14-15 | 14-15 |  | 0 | 0.016193 | 0.0055155 | 0.33221 | 0.066002 | 0 | 0.00022874 | 4.2297e-05 | 0.0019075 | 0.00047427
2015-03-15 | 14-15 | 14-15 |  | 0 | 0.1174 | 0.31364 | 0.48994 | 0.20427 | 0 | 0.00098497 | 0.0050587 | 0.0052257 | 0.0022312
2015-03-16 | 14-15 | 14-15 |  | 0 | 0.0087015 | 0.0030454 | 0.32309 | 0.059 | 0 | 0.00016435 | 2.5378e-05 | 0.00087816 | 0.00025997
2015-03-17 | 14-15 | 14-15 |  | 0 | 0.38398 | 0 | 3.4511 | 0.82685 | 0 | 0.0038303 | 0 | 0.02579 | 0.0068432
2015-03-18 | 14-15 | 14-15 |  | 0 | 0.054643 | 0.039903 | 0.06078 | 0.053179 | 0 | 0.00042189 | 0.00048219 | 0.00041269 | 0.00042548
2015-03-19 | 14-15 | 14-15 |  | 0 | 0.035767 | 0.016538 | 0.046881 | 0.034637 | 0 | 0.0003287 | 0.00030454 | 0.00049666 | 0.00035014
2015-03-20 | 14-15 | 14-15 |  | 0 | 0.024746 | 0.0013535 | 0.024303 | 0.021244 | 0 | 0.00022874 | 0.00016919 | 0.00029992 | 0.00023031
2015-03-21 | 14-15 | 14-15 |  | 0 | 0.42745 | 0 | 0.0061615 | 0.29644 | 0 | 0.0041206 | 0 | 0.000727 | 0.0029663
2015-03-22 | 14-15 | 14-15 |  | 0.025008 | 0.038612 | 0 | 0.002728 | 0.027324 | 0.0083359 | 0.00044505 | 0 | 1.6795e-05 | 0.00037473
2015-03-23 | 14-15 | 14-15 |  | 0 | 0.30313 | 0.62101 | 0.2588 | 0.33758 | 0 | 0.0039416 | 0.012503 | 0.0017779 | 0.0047443
2015-03-24 | 14-15 | 14-15 |  | 0 | 0.044352 | 0.016005 | 0.040431 | 0.039447 | 0 | 0.00029368 | 5.9216e-05 | 0.00033831 | 0.00026622
2015-03-25 | 14-15 | 14-15 |  | 0 | 0.14343 | 2.7658 | 0.27204 | 0.52627 | 0 | 0.0028471 | 0.011902 | 0.0016076 | 0.0038769
2015-03-26 | 14-15 | 14-15 |  | 0.056532 | 0.004695 | 0.093722 | 0.0072916 | 0.017842 | 0.00015156 | 0.0030295 | 0.0013168 | 3.599e-05 | 0.0022831
2015-03-27 | 14-15 | 14-15 |  | 0 | 0.19354 | 0.060118 | 0.077227 | 0.15465 | 0 | 0.0024873 | 0.00031582 | 0.00082777 | 0.0018975
2015-03-28 | 14-15 | 14-15 |  | 0 | 0.26402 | 0 | 0.00053985 | 0.18256 | 0 | 0.0039049 | 0 | 7.198e-06 | 0.0027
2015-03-29 | 14-15 | 14-15 |  | 0 | 0.041443 | 0 | 0.16585 | 0.055626 | 0 | 0.00019824 | 0 | 0.00097173 | 0.0002951
2015-03-30 | 14-15 | 14-15 |  | 0 | 0.056859 | 0.27117 | 0 | 0.076837 | 0 | 0.0019908 | 0.0033838 | 0 | 0.0018444
2015-03-31 | 14-15 | 14-15 |  | 0 | 0.020489 | 0 | 0.02926 | 0.018921 | 0 | 0.00032136 | 0 | 0.00025913 | 0.00026427
2015-04-01 | 14-15 | 14-15 |  | 0 | 0.016327 | 0.18726 | 0.64559 | 0.14224 | 0 | 0.00021518 | 0.0008262 | 0.00042468 | 0.00033219
2015-04-02 | 14-15 | 14-15 |  | 0 | 0.0053157 | 0.19566 | 0.30105 | 0.079737 | 0 | 3.2757e-05 | 0.0011505 | 0.0011829 | 0.00037434
2015-04-03 | 14-15 | 14-15 |  | 0 | 0.33125 | 0 | 0.07884 | 0.24177 | 0 | 0.0030617 | 0 | 0.00066941 | 0.002225
2015-04-04 | 14-15 | 14-15 |  | 0 | 0.021745 | 0 | 0.30271 | 0.064277 | 0 | 0.0001796 | 0 | 0.00074139 | 0.00024475
2015-04-05 | 14-15 | 14-15 |  | 0 | 0.00027957 | 0.032921 | 0.00053265 | 0.0048372 | 0 | 3.9534e-06 | 0.00017483 | 7.198e-06 | 2.8105e-05
2015-04-06 | 14-15 | 14-15 |  | 0 | 1.6867 | 0.27094 | 0.76369 | 1.3275 | 0 | 0.016987 | 0.0028593 | 0.0053049 | 0.012999
2015-04-07 | 14-15 | 14-15 |  | 0 | 0.74995 | 0.16985 | 0.033082 | 0.54722 | 0 | 0.0064018 | 0.0008544 | 0.00024473 | 0.0045827
2015-04-08 | 14-15 | 14-15 |  | 0 | 0.028494 | 0.075526 | 0.0038869 | 0.030781 | 0 | 0.00027731 | 0.00061754 | 5.0386e-05 | 0.00028534
2015-04-09 | 14-15 | 14-15 |  | 0 | 0.46899 | 0.092419 | 0.21766 | 0.37235 | 0 | 0.0042212 | 0.00039759 | 0.0010317 | 0.0031403
2015-04-10 | 14-15 | 14-15 |  | 0 | 0.094961 | 0.018086 | 0.19864 | 0.10045 | 0 | 0.00071953 | 0.00020303 | 0.0011061 | 0.00070536
2015-04-11 | 14-15 | 14-15 |  | 0 | 0.37027 | 0 | 0.049256 | 0.26393 | 0 | 0.0075042 | 0 | 0.00017995 | 0.0052158
2015-04-12 | 14-15 | 14-15 |  | 0 | 0.038545 | 0.0052787 | 0.40004 | 0.092453 | 0 | 0.00029707 | 3.3838e-05 | 0.0022458 | 0.00057537
2015-04-13 | 14-15 | 14-15 |  | 0 | 0.21437 | 0.046115 | 0.0088391 | 0.15599 | 0 | 0.0029193 | 0.00016637 | 3.599e-05 | 0.0020466
2015-04-14 | 14-15 | 14-15 |  | 0 | 0.019619 | 0.0020049 | 0.080524 | 0.026938 | 0 | 0.00017791 | 2.5378e-05 | 0.00059743 | 0.00022367
2015-04-15 | 14-15 | 14-15 |  | 0 | 0.015124 | 0 | 0.10863 | 0.028125 | 0 | 0.0002406 | 0 | 0.0075867 | 0.0014006
2015-04-16 | 14-15 | 14-15 |  | 0 | 0.86132 | 0.39453 | 2.5255 | 1.0608 | 0 | 0.0081735 | 0.00087696 | 0.025778 | 0.0099644
2015-04-17 | 14-15 | 14-15 |  | 0 | 0.16126 | 0.066313 | 0.72048 | 0.23785 | 0 | 0.0010968 | 0.000313 | 0.0018211 | 0.0010977
2015-04-18 | 14-15 | 14-15 |  | 0 | 0.17863 | 0.020229 | 0.17197 | 0.15424 | 0 | 0.0014334 | 0.0002425 | 0.00081337 | 0.0011566
2015-04-19 | 14-15 | 14-15 |  | 0 | 0.074985 | 0.0087639 | 0.9338 | 0.20496 | 0 | 0.00040325 | 0.00011843 | 0.0067517 | 0.0013935
2015-04-20 | 14-15 | 14-15 |  | 0 | 0.029564 | 0.0017511 | 0.063302 | 0.030974 | 0 | 0.00034564 | 8.4594e-06 | 0.00063582 | 0.00034351
2015-04-21 | 14-15 | 14-15 |  | 0 | 0.062922 | 0.051236 | 0.034723 | 0.05623 | 0 | 0.00067491 | 0.00034966 | 0.00055665 | 0.00060543
2015-04-22 | 14-15 | 14-15 |  | 0 | 0.068597 | 0 | 0.058793 | 0.056976 | 0 | 0.00053428 | 0 | 4.3188e-05 | 0.0003763
2015-04-23 | 14-15 | 14-15 |  | 0 | 0.18039 | 0 | 0.030059 | 0.12957 | 0 | 0.0020897 | 0 | 0.00020154 | 0.0014771
2015-04-24 | 14-15 | 14-15 |  | 0 | 0.5026 | 0.0018526 | 0.16595 | 0.37463 | 0 | 0.0063758 | 8.4594e-06 | 0.0013244 | 0.0046233
2015-04-25 | 14-15 | 14-15 |  | 0 | 0.55571 | 0.28756 | 0.17257 | 0.45197 | 0 | 0.003422 | 0.0015565 | 0.0012093 | 0.0027773
2015-04-26 | 14-15 | 14-15 |  | 0 | 0.003252 | 0 | 0.12247 | 0.022173 | 0 | 4.5182e-05 | 0 | 0.0012884 | 0.00024084
2015-04-27 | 14-15 | 14-15 |  | 0 | 0.70454 | 0 | 0.036371 | 0.49286 | 0 | 0.0047854 | 0 | 0.00028072 | 0.0033531
2015-04-28 | 14-15 | 14-15 |  | 0 | 0.0079538 | 1.8134 | 0.29794 | 0.305 | 0 | 9.1494e-05 | 0.0087132 | 0.0014324 | 0.0015024
2015-04-29 | 14-15 | 14-15 |  | 0 | 0.054985 | 0.33954 | 0.017959 | 0.087928 | 0 | 0.00088953 | 0.0012661 | 3.1191e-05 | 0.00079514
2015-04-30 | 14-15 | 14-15 |  | 0 | 0.068966 | 0.0043002 | 0.60229 | 0.14625 | 0 | 0.00044561 | 7.0495e-05 | 0.0018787 | 0.00062339
2015-05-01 | 14-15 | 14-15 |  | 0 | 0.0528 | 0.026816 | 0.45457 | 0.11416 | 0 | 0.00063086 | 4.2297e-05 | 0.0035846 | 0.0010251
2015-05-02 | 14-15 | 14-15 |  | 0 | 0.44593 | 0.11506 | 0.21965 | 0.35987 | 0 | 0.0036208 | 0.00044271 | 0.0010437 | 0.0027336
2015-05-03 | 14-15 | 14-15 |  | 0 | 0.066803 | 0 | 0.58307 | 0.14103 | 0 | 0.00034169 | 0 | 0.0025985 | 0.00065891
2015-05-04 | 14-15 | 14-15 |  | 0 | 0.1719 | 0.054157 | 0.52399 | 0.21155 | 0 | 0.0063453 | 0.00057242 | 0.0028792 | 0.0049332
2015-05-05 | 14-15 | 14-15 |  | 0 | 5.0573 | 2.9768 | 2.5274 | 4.3186 | 0 | 0.042979 | 0.025562 | 0.010845 | 0.035008
2015-05-06 | 14-15 | 14-15 |  | 0 | 0.036843 | 0.026929 | 0.18997 | 0.060098 | 0 | 0.00052694 | 0.00022276 | 0.00084217 | 0.00053204
2015-05-07 | 14-15 | 14-15 |  | 0 | 0.051845 | 0.033406 | 0.09664 | 0.05618 | 0 | 0.00032023 | 0.00042297 | 0.0010509 | 0.00045085
2015-05-08 | 14-15 | 14-15 |  | 0 | 0.011037 | 0.93051 | 0.094279 | 0.15178 | 0 | 0.00011465 | 0.0091305 | 0.00078458 | 0.0014708
2015-05-09 | 14-15 | 14-15 |  | 0 | 0.019954 | 0.916 | 1.3892 | 0.3666 | 0 | 0.00024285 | 0.0091108 | 0.0044987 | 0.002161
2015-05-10 | 14-15 | 14-15 |  | 0 | 0.87171 | 0.3055 | 1.2473 | 0.84771 | 0 | 0.0083017 | 0.0021684 | 0.013753 | 0.0082754
2015-05-11 | 14-15 | 14-15 |  | 0 | 0.19837 | 0.010913 | 1.1259 | 0.32178 | 0 | 0.0020852 | 0.00010997 | 0.015663 | 0.0040046
2015-05-12 | 14-15 | 14-15 |  | 0 | 0.45244 | 1.1861 | 0.59823 | 0.57422 | 0 | 0.0026511 | 0.014322 | 0.0070324 | 0.004959
2015-05-13 | 14-15 | 14-15 |  | 0 | 1.4755 | 0.91242 | 0.32353 | 1.1987 | 0 | 0.0087806 | 0.018272 | 0.0045419 | 0.0093371
2015-05-14 | 14-15 | 14-15 |  | 0 | 0.2106 | 0.72495 | 0.2282 | 0.28304 | 0 | 0.0030899 | 0.011756 | 0.00089495 | 0.0039086
2015-05-15 | 14-15 | 14-15 |  | 0 | 0.082719 | 0.0055494 | 0.015548 | 0.060469 | 0 | 0.00078222 | 2.5378e-05 | 0.00030232 | 0.00059333
2015-05-16 | 14-15 | 14-15 |  | 0 | 0.0013216 | 0.015481 | 0.61368 | 0.1029 | 0 | 6.7773e-06 | 0.00012689 | 0.0013964 | 0.00024943
2015-05-17 | 14-15 | 14-15 |  | 0 | 0.94702 | 0.0063023 | 0 | 0.6554 | 0 | 0.011544 | 3.3838e-05 | 0 | 0.0079834
2015-05-18 | 14-15 | 14-15 |  | 0 | 0.24544 | 0.004382 | 3.8559 | 0.79755 | 0 | 0.0016938 | 2.5378e-05 | 0.010466 | 0.0028769
2015-05-19 | 14-15 | 14-15 |  | 0 | 1.5269 | 8.0723 | 4.4 | 2.8886 | 0 | 0.011433 | 0.048565 | 0.024483 | 0.018608
2015-05-20 | 14-15 | 14-15 |  | 0 | 0.27139 | 0.28166 | 0.2766 | 0.27157 | 0 | 0.003492 | 0.0041451 | 0.0021402 | 0.0033355
2015-05-21 | 14-15 | 14-15 |  | 0 | 0.072872 | 0.48313 | 0.003455 | 0.11781 | 0 | 0.00063255 | 0.0040662 | 2.1594e-05 | 0.0010036
2015-05-22 | 14-15 | 14-15 |  | 0 | 0.089098 | 0.72726 | 0.096064 | 0.17788 | 0 | 0.0014921 | 0.0035191 | 0.00069821 | 0.001632
2015-05-23 | 14-15 | 14-15 |  | 0 | 0.23599 | 0.00066829 | 0.95671 | 0.31885 | 0 | 0.0019084 | 8.4594e-06 | 0.0065694 | 0.0023889
2015-05-24 | 14-15 | 14-15 |  | 0 | 0.32395 | 3.8639 | 4.655 | 1.5161 | 0 | 0.0056099 | 0.02235 | 0.012781 | 0.0090506
2015-05-25 | 14-15 | 14-15 |  | 0 | 0.12418 | 0.0019118 | 0.45799 | 0.1606 | 0 | 0.0016333 | 8.4594e-06 | 0.0052857 | 0.00199
2015-05-26 | 14-15 | 14-15 |  | 0 | 0.87952 | 0 | 2.6783 | 1.0436 | 0 | 0.0061894 | 0 | 0.010581 | 0.0059993
2015-05-27 | 14-15 | 14-15 |  | 0 | 0.086674 | 0.0022079 | 0.14714 | 0.084149 | 0 | 0.00088444 | 2.5378e-05 | 0.00077738 | 0.00074127
2015-05-28 | 14-15 | 14-15 |  | 0 | 0.062969 | 0.063369 | 0.3907 | 0.11586 | 0 | 0.00021857 | 0.000313 | 0.0010533 | 0.00036576
2015-05-29 | 14-15 | 14-15 |  | 0.026978 | 0.012517 | 0.98601 | 0.15109 | 0.16993 | 0.00015156 | 0.00015588 | 0.013405 | 0.0013316 | 0.0021813
2015-05-30 | 14-15 | 14-15 |  | 0 | 0.0068773 | 0.054022 | 0 | 0.012232 | 0 | 0.00012199 | 0.00025378 | 0 | 0.00011945
2015-05-31 | 14-15 | 14-15 |  | 0 | 0.021716 | 0.0092715 | 1.0293 | 0.18375 | 0 | 0.00019485 | 7.6135e-05 | 0.0049162 | 0.00094503
2015-06-01 | 14-15 | 14-15 |  | 0 | 0.068958 | 0.15428 | 0.27537 | 0.11382 | 0 | 0.00065345 | 0.00088824 | 0.0015404 | 0.0008252
2015-06-02 | 14-15 | 14-15 |  | 0 | 0.058374 | 0.00075289 | 0.25948 | 0.082665 | 0 | 0.00042358 | 8.4594e-06 | 0.0019651 | 0.00061363
2015-06-03 | 14-15 | 14-15 |  | 0 | 0.061009 | 0.065907 | 0.27342 | 0.095773 | 0 | 0.00032588 | 0.00045681 | 0.0017683 | 0.00057615
2015-06-04 | 14-15 | 14-15 |  | 0 | 0.049716 | 0.10866 | 1.0148 | 0.2145 | 0 | 0.00040099 | 0.00046527 | 0.022566 | 0.0040128
2015-06-05 | 14-15 | 14-15 |  | 0 | 0.083613 | 1.0285 | 0.64462 | 0.30504 | 0 | 0.00086298 | 0.0097452 | 0.0081529 | 0.0032719
2015-06-06 | 14-15 | 14-15 |  | 0 | 0.042823 | 0.26821 | 0.0082633 | 0.06807 | 0 | 0.00015814 | 0.0022305 | 5.7584e-05 | 0.00042743
2015-06-07 | 14-15 | 14-15 |  | 0 | 0.074006 | 0 | 0.0015836 | 0.051407 | 0 | 0.00034508 | 0 | 7.198e-06 | 0.00023967
2015-06-08 | 14-15 | 14-15 |  | 0 | 0.23407 | 0.00083748 | 0.11633 | 0.18082 | 0 | 0.0019603 | 8.4594e-06 | 0.00048227 | 0.0014345
2015-06-09 | 14-15 | 14-15 |  | 4.6503 | 0.45457 | 0.46611 | 0.33343 | 0.46888 | 0.063504 | 0.0025144 | 0.0074866 | 0.0021594 | 0.0036162
2015-06-10 | 14-15 | 14-15 |  | 0 | 0.057677 | 0.31209 | 0.0097173 | 0.084648 | 0 | 0.00079634 | 0.002301 | 7.198e-05 | 0.00088062
2015-06-11 | 14-15 | 14-15 |  | 0 | 0.013369 | 0.0010377 | 0.0076659 | 0.010631 | 0 | 0.000109 | 1.1279e-05 | 0.00087816 | 0.00021977
2015-06-12 | 14-15 | 14-15 |  | 0 | 0.11586 | 0.0082423 | 0.066891 | 0.092099 | 0 | 0.00060205 | 4.7937e-05 | 0.00064062 | 0.00052697
2015-06-13 | 14-15 | 14-15 |  | 0 | 0.057287 | 0.015362 | 2.1998 | 0.39961 | 0 | 0.00022704 | 2.5378e-05 | 0.027072 | 0.0045647
2015-06-14 | 14-15 | 14-15 |  | 0 | 0.017691 | 0.35453 | 0.0058304 | 0.062253 | 0 | 0.00010844 | 0.001345 | 2.1594e-05 | 0.00026466
2015-06-15 | 14-15 | 14-15 |  | 0 | 0.0038456 | 1.9694 | 0.027009 | 0.27967 | 0 | 4.0099e-05 | 0.0091192 | 0.00019435 | 0.0013217
2015-06-16 | 14-15 | 14-15 |  | 0 | 0.56984 | 0.001658 | 0 | 0.39408 | 0 | 0.003553 | 8.4594e-06 | 0 | 0.0024568
2015-06-17 | 14-15 | 14-15 |  | 0 | 0.33926 | 1.131 | 0.11854 | 0.41033 | 0 | 0.0025957 | 0.005211 | 0.0011181 | 0.0026973
2015-06-18 | 14-15 | 14-15 |  | 0 | 0.023473 | 0.043194 | 0.55656 | 0.11275 | 0 | 0.00043036 | 0.00038067 | 0.0088895 | 0.0017964
2015-06-19 | 14-15 | 14-15 |  | 0 | 0.31583 | 0.015988 | 0.00038869 | 0.22056 | 0 | 0.002053 | 0.00059216 | 1.4396e-05 | 0.0015032
2015-06-20 | 14-15 | 14-15 |  | 0 | 0.0064837 | 0 | 0.00099332 | 0.0046428 | 0 | 8.98e-05 | 0 | 7.198e-06 | 6.3236e-05
2015-06-21 | 14-15 | 14-15 |  | 0 | 0.0034022 | 0.1242 | 0.028936 | 0.024252 | 0 | 3.897e-05 | 0.00065137 | 0.00020874 | 0.00015106
2015-06-22 | 14-15 | 14-15 |  | 0 | 0.21331 | 0.023007 | 3.388 | 0.7018 | 0 | 0.0043945 | 0.00024814 | 0.017647 | 0.0059427
2015-06-23 | 14-15 | 14-15 |  | 0 | 0.37442 | 0.61178 | 0.23971 | 0.38247 | 0 | 0.0051203 | 0.0053125 | 0.00097173 | 0.0044324
2015-06-24 | 14-15 | 14-15 |  | 0 | 0.17171 | 0.0035614 | 0.0048227 | 0.11996 | 0 | 0.0012131 | 8.4594e-06 | 0.00016555 | 0.00086657
2015-06-25 | 14-15 | 14-15 |  | 0 | 0.018438 | 0.051179 | 0.089706 | 0.034423 | 0 | 0.0001604 | 0.00038067 | 0.00081817 | 0.00029666
2015-06-26 | 14-15 | 14-15 |  | 0 | 0.58625 | 0.055155 | 0.042425 | 0.41972 | 0 | 0.0093725 | 0.00037221 | 0.00023753 | 0.006568
2015-06-27 | 14-15 | 14-15 |  | 0 | 0.025457 | 0.055891 | 0.062946 | 0.035573 | 0 | 0.00026601 | 0.00042297 | 0.00033111 | 0.00029627
2015-06-28 | 14-15 | 14-15 |  | 0 | 0.024937 | 0.18491 | 3.0461 | 0.5384 | 0 | 0.00013442 | 0.00060908 | 0.012589 | 0.0022254
2015-06-29 | 14-15 | 14-15 |  | 0 | 0.091241 | 0.0036206 | 0.14029 | 0.086386 | 0 | 0.00038405 | 2.5378e-05 | 0.001394 | 0.00049574
2015-06-30 | 14-15 | 14-15 |  | 0 | 0.30384 | 0.11777 | 0.11326 | 0.24473 | 0 | 0.0019666 | 0.00067393 | 0.00097893 | 0.0016117
2015-07-01 | 15-16 | 15-16 |  | 0 | 0.023194 | 0.1664 | 0.026267 | 0.043572 | 0 | 0.000227 | 0.00055151 | 0.00052692 | 0.00031911 |  |  | 0 | 0 | 0 | 0 |  | 0 | 0 | 0 | 0 | 0 | 0 | 0 | 0 | 0 | 0 | 0 | 0 | 0 | 0 | 0 | 0 | 0 | 0 | 0 | 0 | 0 | 0
2015-07-02 | 15-16 | 15-16 |  | 0 | 0.025544 | 0.022324 | 0.20409 | 0.053705 | 0 | 0.0001326 | 0.00013026 | 0.0014292 | 0.00034046 |  |  | 0 | 0 | 0.017867 | 0.0028828 |  | 0 | 0 | 0.00016602 | 2.6786e-05 | 0 | 0 | 0.017867 | 0.0028828 | 0 | 0 | 0.00016602 | 2.6786e-05 | 0 | 0 | 0 | 0 | 0 | 0 | 0 | 0 | 0 | 0
2015-07-03 | 15-16 | 15-16 |  | 0 | 0.021153 | 0.0078819 | 0.024455 | 0.019665 | 0 | 0.00017699 | 8.3143e-06 | 0.00015158 | 0.00014791 |  |  | 0 | 0 | 0 | 0 |  | 0 | 0 | 0 | 0 | 0 | 0 | 0 | 0 | 0 | 0 | 0 | 0 | 0 | 0 | 0 | 0 | 0 | 0 | 0 | 0 | 0 | 0
2015-07-04 | 15-16 | 15-16 |  | 0 | 0.024679 | 0.12449 | 0.014371 | 0.036807 | 0 | 0.00018992 | 0.00072334 | 6.4963e-05 | 0.00024302 |  |  | 0 | 0 | 0 | 0 |  | 0 | 0 | 0 | 0 | 0 | 0 | 0 | 0 | 0 | 0 | 0 | 0 | 0 | 0 | 0 | 0 | 0 | 0 | 0 | 0 | 0 | 0
2015-07-05 | 15-16 | 15-16 |  | 0 | 0.2979 | 0 | 1.2784 | 0.41209 | 0 | 0.0018891 | 0 | 0.054128 | 0.010039 |  |  | 0 | 0 | 0 | 0 |  | 0 | 0 | 0 | 0 | 0 | 0 | 0 | 0 | 0 | 0 | 0 | 0 | 0 | 0 | 0 | 0 | 0 | 0 | 0 | 0 | 0 | 0
2015-07-06 | 15-16 | 15-16 |  | 0 | 0.59383 | 0.11838 | 0.344 | 0.48236 | 0 | 0.0045103 | 0.0013719 | 0.0011621 | 0.0034958 |  |  | 0 | 0 | 0 | 0 |  | 0 | 0 | 0 | 0 | 0 | 0 | 0 | 0 | 0 | 0 | 0 | 0 | 0 | 0 | 0 | 0 | 0 | 0 | 0 | 0 | 0 | 0
2015-07-07 | 15-16 | 15-16 |  | 0 | 0.037228 | 0.21782 | 0.19685 | 0.087994 | 0 | 0.00028488 | 0.0021534 | 0.00074346 | 0.00061842 |  |  | 0 | 0 | 0 | 0 |  | 0 | 0 | 0 | 0 | 0 | 0 | 0 | 0 | 0 | 0 | 0 | 0 | 0 | 0 | 0 | 0 | 0 | 0 | 0 | 0 | 0 | 0
2015-07-08 | 15-16 | 15-16 |  | 0 | 0.055471 | 0 | 0.062566 | 0.04842 | 0 | 0.00025903 | 0 | 0.00023098 | 0.00021623 |  |  | 0 | 0 | 0 | 0 |  | 0 | 0 | 0 | 0 | 0 | 0 | 0 | 0 | 0 | 0 | 0 | 0 | 0 | 0 | 0 | 0 | 0 | 0 | 0 | 0 | 0 | 0
2015-07-09 | 15-16 | 15-16 |  | 0 | 0.0067409 | 0 | 1.7692 | 0.29011 | 0 | 0.00015339 | 0 | 0.015808 | 0.0026565 |  |  | 0 | 0 | 0 | 0 |  | 0 | 0 | 0 | 0 | 0 | 0 | 0 | 0 | 0 | 0 | 0 | 0 | 0 | 0 | 0 | 0 | 0 | 0 | 0 | 0 | 0 | 0
2015-07-10 | 15-16 | 15-16 |  | 0 | 0.13227 | 0.0045673 | 0.19646 | 0.12372 | 0 | 0.0009906 | 4.4343e-05 | 0.0090731 | 0.0021546 |  |  | 0 | 0 | 0 | 0 |  | 0 | 0 | 0 | 0 | 0 | 0 | 0 | 0 | 0 | 0 | 0 | 0 | 0 | 0 | 0 | 0 | 0 | 0 | 0 | 0 | 0 | 0
2015-07-11 | 15-16 | 15-16 |  | 0 | 0.91927 | 6.2651 | 1.3364 | 1.7283 | 0 | 0.010194 | 0.02525 | 0.0041552 | 0.01125 |  |  | 0 | 0 | 0 | 0 |  | 0 | 0 | 0 | 0 | 0 | 0 | 0 | 0 | 0 | 0 | 0 | 0 | 0 | 0 | 0 | 0 | 0 | 0 | 0 | 0 | 0 | 0
2015-07-12 | 15-16 | 15-16 |  | 0 | 0.79168 | 0.13617 | 1.4893 | 0.80634 | 0 | 0.0088311 | 0.0018153 | 0.0088061 | 0.0077766 |  |  | 0 | 0 | 0 | 0 |  | 0 | 0 | 0 | 0 | 0 | 0 | 0 | 0 | 0 | 0 | 0 | 0 | 0 | 0 | 0 | 0 | 0 | 0 | 0 | 0 | 0 | 0
2015-07-13 | 15-16 | 15-16 |  | 0 | 0.12579 | 0 | 0.22635 | 0.12343 | 0 | 0.0010485 | 0 | 0.0049757 | 0.0015272 |  |  | 0 | 0 | 0 | 0 |  | 0 | 0 | 0 | 0 | 0 | 0 | 0 | 0 | 0 | 0 | 0 | 0 | 0 | 0 | 0 | 0 | 0 | 0 | 0 | 0 | 0 | 0
2015-07-14 | 15-16 | 15-16 |  | 0 | 0.3558 | 0.47629 | 0.28665 | 0.35879 | 0 | 0.0076512 | 0.0039548 | 0.00056301 | 0.005931 |  |  | 0 | 0 | 0 | 0 |  | 0 | 0 | 0 | 0 | 0 | 0 | 0 | 0 | 0 | 0 | 0 | 0 | 0 | 0 | 0 | 0 | 0 | 0 | 0 | 0 | 0 | 0
2015-07-15 | 15-16 | 15-16 |  | 0 | 0.13295 | 0.053652 | 0.36535 | 0.15832 | 0 | 0.0025701 | 0.0014134 | 0.0041071 | 0.0026363 |  |  | 0 | 0 | 0 | 0 |  | 0 | 0 | 0 | 0 | 0 | 0 | 0 | 0 | 0 | 0 | 0 | 0 | 0 | 0 | 0 | 0 | 0 | 0 | 0 | 0 | 0 | 0
2015-07-16 | 15-16 | 15-16 |  | 0 | 0.25964 | 0.07347 | 0.10264 | 0.20624 | 0 | 0.0041973 | 0.00037691 | 0.00064 | 0.003056 |  |  | 0 | 0 | 0 | 0 |  | 0 | 0 | 0 | 0 | 0 | 0 | 0 | 0 | 0 | 0 | 0 | 0 | 0 | 0 | 0 | 0 | 0 | 0 | 0 | 0 | 0 | 0
2015-07-17 | 15-16 | 15-16 |  | 0 | 0.12262 | 0.17407 | 0.12655 | 0.12952 | 0 | 0.00096813 | 0.0019539 | 0.00053654 | 0.0010291 |  |  | 0 | 0 | 0 | 0 |  | 0 | 0 | 0 | 0 | 0 | 0 | 0 | 0 | 0 | 0 | 0 | 0 | 0 | 0 | 0 | 0 | 0 | 0 | 0 | 0 | 0 | 0
2015-07-18 | 15-16 | 15-16 |  | 0 | 0.53263 | 0 | 0.018885 | 0.37104 | 0 | 0.003986 | 0 | 0.00040181 | 0.0028188 |  |  | 0 | 0 | 0 | 0 |  | 0 | 0 | 0 | 0 | 0 | 0 | 0 | 0 | 0 | 0 | 0 | 0 | 0 | 0 | 0 | 0 | 0 | 0 | 0 | 0 | 0 | 0
2015-07-19 | 15-16 | 15-16 |  | 0 | 0.052834 | 0.043683 | 0.0060054 | 0.043591 | 0 | 0.00019385 | 0.00049331 | 2.1654e-05 | 0.00020653 |  |  | 0 | 0 | 0 | 0 |  | 0 | 0 | 0 | 0 | 0 | 0 | 0 | 0 | 0 | 0 | 0 | 0 | 0 | 0 | 0 | 0 | 0 | 0 | 0 | 0 | 0 | 0
2015-07-20 | 15-16 | 15-16 |  | 0 | 0.84181 | 0.0068925 | 1.307 | 0.79346 | 0 | 0.0091183 | 4.1571e-05 | 0.009754 | 0.0078795 |  |  | 0 | 0 | 0 | 0 |  | 0 | 0 | 0 | 0 | 0 | 0 | 0 | 0 | 0 | 0 | 0 | 0 | 0 | 0 | 0 | 0 | 0 | 0 | 0 | 0 | 0 | 0
2015-07-21 | 15-16 | 15-16 |  | 0 | 0.054112 | 0.25776 | 0.14523 | 0.096925 | 0 | 0.0014469 | 0.0069341 | 0.0013883 | 0.0021949 |  |  | 0 | 0 | 0 | 0 |  | 0 | 0 | 0 | 0 | 0 | 0 | 0 | 0 | 0 | 0 | 0 | 0 | 0 | 0 | 0 | 0 | 0 | 0 | 0 | 0 | 0 | 0
2015-07-22 | 15-16 | 15-16 |  | 0 | 0.090326 | 0.0219 | 0.2117 | 0.099632 | 0 | 0.00043378 | 0.00020786 | 0.0022953 | 0.00069916 |  |  | 0 | 0 | 0 | 0 |  | 0 | 0 | 0 | 0 | 0 | 0 | 0 | 0 | 0 | 0 | 0 | 0 | 0 | 0 | 0 | 0 | 0 | 0 | 0 | 0 | 0 | 0
2015-07-23 | 15-16 | 15-16 |  | 0 | 0.03974 | 0.013586 | 0.15726 | 0.054733 | 0 | 0.00026577 | 4.1571e-05 | 0.00090467 | 0.00033541 |  |  | 0 | 0 | 0 | 0 |  | 0 | 0 | 0 | 0 | 0 | 0 | 0 | 0 | 0 | 0 | 0 | 0 | 0 | 0 | 0 | 0 | 0 | 0 | 0 | 0 | 0 | 0
2015-07-24 | 15-16 | 15-16 |  | 0 | 0.27683 | 0.20421 | 0.9728 | 0.37683 | 0 | 0.001589 | 0.011781 | 0.026577 | 0.0070363 |  |  | 0.10174 | 0 | 0 | 0.070292 |  | 0.00073495 | 0 | 0 | 0.00050778 | 0.10174 | 0 | 0 | 0.070292 | 0.00073495 | 0 | 0 | 0.00050778 | 0 | 0 | 0 | 0 | 0 | 0 | 0 | 0 | 0 | 0
2015-07-25 | 15-16 | 15-16 |  | 0 | 0.094525 | 1.8028 | 5.7904 | 1.2521 | 0 | 0.0016868 | 0.059514 | 0.012904 | 0.011584 |  |  | 0 | 0 | 0.53228 | 0.085883 |  | 0 | 0 | 0 | 0 | 0 | 0 | 0.53228 | 0.085883 | 0 | 0 | 0 | 0 | 0 | 0 | 0 | 0 | 0 | 0 | 0 | 0 | 0 | 0
2015-07-26 | 15-16 | 15-16 |  | 0 | 0.24593 | 0.15756 | 0.17114 | 0.2196 | 0 | 0.0083429 | 0.0010781 | 0.0032289 | 0.0064361 |  |  | 0 | 0 | 0 | 0 |  | 0 | 0 | 0 | 0 | 0 | 0 | 0 | 0 | 0 | 0 | 0 | 0 | 0 | 0 | 0 | 0 | 0 | 0 | 0 | 0 | 0 | 0
2015-07-27 | 15-16 | 15-16 |  | 0 | 0.052088 | 0.14031 | 0.35579 | 0.11305 | 0 | 0.00070573 | 0.0021894 | 0.00288 | 0.001259 |  |  | 0 | 0 | 0 | 0 |  | 0 | 0 | 0 | 0 | 0 | 0 | 0 | 0 | 0 | 0 | 0 | 0 | 0 | 0 | 0 | 0 | 0 | 0 | 0 | 0 | 0 | 0
2015-07-28 | 15-16 | 15-16 |  | 0 | 0.021458 | 0.47893 | 0.045012 | 0.089174 | 0 | 0.0003096 | 0.0028989 | 0.0002382 | 0.0006584 |  |  | 0 | 0 | 0 | 0 |  | 0 | 0 | 0 | 0 | 0 | 0 | 0 | 0 | 0 | 0 | 0 | 0 | 0 | 0 | 0 | 0 | 0 | 0 | 0 | 0 | 0 | 0
2015-07-29 | 15-16 | 15-16 |  | 0 | 0.19734 | 0.012463 | 0.015829 | 0.14064 | 0 | 0.0020475 | 0.00015797 | 7.2181e-05 | 0.0014484 |  |  | 0 | 0 | 0 | 0 |  | 0 | 0 | 0 | 0 | 0 | 0 | 0 | 0 | 0 | 0 | 0 | 0 | 0 | 0 | 0 | 0 | 0 | 0 | 0 | 0 | 0 | 0
2015-07-30 | 15-16 | 15-16 |  | 0 | 0.1583 | 1.0423 | 0.14475 | 0.27872 | 0 | 0.0010614 | 0.017867 | 0.0014508 | 0.0034702 |  |  | 0 | 0 | 0 | 0 |  | 0 | 0 | 0 | 0 | 0 | 0 | 0 | 0 | 0 | 0 | 0 | 0 | 0 | 0 | 0 | 0 | 0 | 0 | 0 | 0 | 0 | 0
2015-07-31 | 15-16 | 15-16 |  | 0 | 0.047071 | 0 | 0.35115 | 0.089179 | 0 | 0.00041523 | 0 | 0.038508 | 0.0065002 |  |  | 0 | 0 | 0 | 0 |  | 0 | 0 | 0 | 0 | 0 | 0 | 0 | 0 | 0 | 0 | 0 | 0 | 0 | 0 | 0 | 0 | 0 | 0 | 0 | 0 | 0 | 0
2015-08-01 | 15-16 | 15-16 |  | 0 | 0.055897 | 0.42894 | 0.79103 | 0.22633 | 0 | 0.00055233 | 0.0073665 | 0.002151 | 0.0017605 |  |  | 0 | 0 | 0 | 0 |  | 0 | 0 | 0 | 0 | 0 | 0 | 0 | 0 | 0 | 0 | 0 | 0 | 0 | 0 | 0 | 0 | 0 | 0 | 0 | 0 | 0 | 0
2015-08-02 | 15-16 | 15-16 |  | 0 | 0.3221 | 0.52997 | 0.0021221 | 0.29712 | 0 | 0.0051693 | 0.0040962 | 1.4436e-05 | 0.0041476 |  |  | 0 | 0 | 0 | 0 |  | 0 | 0 | 0 | 0 | 0 | 0 | 0 | 0 | 0 | 0 | 0 | 0 | 0 | 0 | 0 | 0 | 0 | 0 | 0 | 0 | 0 | 0
2015-08-03 | 15-16 | 15-16 |  | 0 | 0.14891 | 0.026963 | 0.18223 | 0.13606 | 0 | 0.0012614 | 0.0060112 | 0.0020788 | 0.002049 |  |  | 0 | 0 | 0 | 0 |  | 0 | 0 | 0 | 0 | 0 | 0 | 0 | 0 | 0 | 0 | 0 | 0 | 0 | 0 | 0 | 0 | 0 | 0 | 0 | 0 | 0 | 0
2015-08-04 | 15-16 | 15-16 |  | 0 | 0.50315 | 0.020786 | 0.29191 | 0.39763 | 0 | 0.0039916 | 4.1571e-05 | 0.0020908 | 0.003101 |  |  | 0 | 0 | 0 | 0 |  | 0 | 0 | 0 | 0 | 0 | 0 | 0 | 0 | 0 | 0 | 0 | 0 | 0 | 0 | 0 | 0 | 0 | 0 | 0 | 0 | 0 | 0
2015-08-05 | 15-16 | 15-16 |  | 0 | 0.091427 | 0.0027188 | 0.3088 | 0.11337 | 0 | 0.00050233 | 2.4943e-05 | 0.00048722 | 0.00042916 |  |  | 0 | 0 | 0.11656 | 0.018806 |  | 0 | 0 | 0.00017684 | 2.8533e-05 | 0 | 0 | 0.11656 | 0.018806 | 0 | 0 | 0.00017684 | 2.8533e-05 | 0 | 0 | 0 | 0 | 0 | 0 | 0 | 0 | 0 | 0
2015-08-06 | 15-16 | 15-16 |  | 0 | 0.022192 | 0.003201 | 0.0379 | 0.021896 | 0 | 0.00021745 | 2.4943e-05 | 0.00026466 | 0.00019643 |  |  | 0 | 0 | 0 | 0 |  | 0 | 0 | 0 | 0 | 0 | 0 | 0 | 0 | 0 | 0 | 0 | 0 | 0 | 0 | 0 | 0 | 0 | 0 | 0 | 0 | 0 | 0
2015-08-07 | 15-16 | 15-16 |  | 0 | 0.035303 | 1.1807 | 0.16336 | 0.21613 | 0 | 0.00032646 | 0.0072334 | 0.00074346 | 0.0013587 |  |  | 0 | 0 | 0 | 0 |  | 0 | 0 | 0 | 0 | 0 | 0 | 0 | 0 | 0 | 0 | 0 | 0 | 0 | 0 | 0 | 0 | 0 | 0 | 0 | 0 | 0 | 0
2015-08-08 | 15-16 | 15-16 |  | 0 | 0.01421 | 0 | 0.0062581 | 0.010827 | 0 | 0.00018767 | 0 | 2.8872e-05 | 0.00013432 |  |  | 0 | 0 | 0 | 0 |  | 0 | 0 | 0 | 0 | 0 | 0 | 0 | 0 | 0 | 0 | 0 | 0 | 0 | 0 | 0 | 0 | 0 | 0 | 0 | 0 | 0 | 0
2015-08-09 | 15-16 | 15-16 |  | 0 | 0.29347 | 0.0027853 | 0.09045 | 0.21774 | 0 | 0.0025661 | 1.6629e-05 | 0.0010177 | 0.0019395 |  |  | 0 | 0 | 0 | 0 |  | 0 | 0 | 0 | 0 | 0 | 0 | 0 | 0 | 0 | 0 | 0 | 0 | 0 | 0 | 0 | 0 | 0 | 0 | 0 | 0 | 0 | 0
2015-08-10 | 15-16 | 15-16 |  | 0 | 0.040959 | 0.0068842 | 0.2281 | 0.066066 | 0 | 0.00041579 | 2.4943e-05 | 0.00083369 | 0.00042528 |  |  | 0 | 0 | 0.042826 | 0.0069099 |  | 0 | 0 | 0.00016241 | 2.6204e-05 | 0 | 0 | 0.042826 | 0.0069099 | 0 | 0 | 0.00016241 | 2.6204e-05 | 0 | 0 | 0 | 0 | 0 | 0 | 0 | 0 | 0 | 0
2015-08-11 | 15-16 | 15-16 |  | 0 | 1.6534 | 0.0039576 | 9.7151 | 2.7104 | 0 | 0.0066156 | 3.3257e-05 | 0.032712 | 0.0098535 |  |  | 0 | 0 | 2.0627 | 0.33281 |  | 0 | 0 | 0 | 0 | 0 | 0 | 2.0627 | 0.33281 | 0 | 0 | 0 | 0 | 0 | 0 | 0 | 0 | 0 | 0 | 0 | 0 | 0 | 0
2015-08-12 | 15-16 | 15-16 |  | 0 | 0.5512 | 1.8109 | 0.045849 | 0.64189 | 0 | 0.0066774 | 0.016216 | 0.0010755 | 0.0070584 |  |  | 0 | 0 | 0 | 0 |  | 0 | 0 | 0 | 0 | 0 | 0 | 0 | 0 | 0 | 0 | 0 | 0 | 0 | 0 | 0 | 0 | 0 | 0 | 0 | 0 | 0 | 0
2015-08-13 | 15-16 | 15-16 |  | 0 | 0.10144 | 0.067761 | 0.35151 | 0.13629 | 0 | 0.00056301 | 0.00098109 | 0.0019994 | 0.00084901 |  |  | 0.0068507 | 0 | 0 | 0.0047331 |  | 7.754e-05 | 0 | 0 | 5.3573e-05 | 0.0068507 | 0 | 0 | 0.0047331 | 7.754e-05 | 0 | 0 | 5.3573e-05 | 0 | 0 | 0 | 0 | 0 | 0 | 0 | 0 | 0 | 0
2015-08-14 | 15-16 | 15-16 |  | 0 | 0.098922 | 0.002037 | 0.018673 | 0.071644 | 0 | 0.00049952 | 8.3143e-06 | 0.00025985 | 0.00038821 |  |  | 0 | 0 | 0 | 0 |  | 0 | 0 | 0 | 0 | 0 | 0 | 0 | 0 | 0 | 0 | 0 | 0 | 0 | 0 | 0 | 0 | 0 | 0 | 0 | 0 | 0 | 0
2015-08-15 | 15-16 | 15-16 |  | 0 | 0.94409 | 0.12667 | 0.3234 | 0.7222 | 0 | 0.0049019 | 0.00057369 | 0.0014292 | 0.0036977 |  |  | 0 | 0 | 0.26737 | 0.043139 |  | 0 | 0 | 0.0012271 | 0.00019799 | 0 | 0 | 0.26737 | 0.043139 | 0 | 0 | 0.0012271 | 0.00019799 | 0 | 0 | 0 | 0 | 0 | 0 | 0 | 0 | 0 | 0
2015-08-16 | 15-16 | 15-16 |  | 0 | 0.014955 | 0 | 0.1018 | 0.026758 | 0 | 0.00018205 | 0 | 0.00042105 | 0.00019372 |  |  | 0 | 0 | 0.010214 | 0.0016481 |  | 0 | 0 | 5.7745e-05 | 9.317e-06 | 0 | 0 | 0.010214 | 0.0016481 | 0 | 0 | 5.7745e-05 | 9.317e-06 | 0 | 0 | 0 | 0 | 0 | 0 | 0 | 0 | 0 | 0
2015-08-17 | 15-16 | 15-16 |  | 0 | 0.30107 | 0.0015215 | 1.1343 | 0.39124 | 0 | 0.0046828 | 8.3143e-06 | 0.0085462 | 0.0046154 |  |  | 0 | 0 | 0 | 0 |  | 0 | 0 | 0 | 0 | 0 | 0 | 0 | 0 | 0 | 0 | 0 | 0 | 0 | 0 | 0 | 0 | 0 | 0 | 0 | 0 | 0 | 0
2015-08-18 | 15-16 | 15-16 |  | 0 | 0.03065 | 0.0011391 | 0.043965 | 0.02843 | 0 | 0.00025285 | 8.3143e-06 | 0.0005197 | 0.00025971 |  |  | 0 | 0 | 0 | 0 |  | 0 | 0 | 0 | 0 | 0 | 0 | 0 | 0 | 0 | 0 | 0 | 0 | 0 | 0 | 0 | 0 | 0 | 0 | 0 | 0 | 0 | 0
2015-08-19 | 15-16 | 15-16 |  | 0 | 0.036741 | 0.010379 | 0.19465 | 0.058244 | 0 | 0.00048378 | 8.5914e-05 | 0.0023026 | 0.0007178 |  |  | 0 | 0 | 0 | 0 |  | 0 | 0 | 0 | 0 | 0 | 0 | 0 | 0 | 0 | 0 | 0 | 0 | 0 | 0 | 0 | 0 | 0 | 0 | 0 | 0 | 0 | 0
2015-08-20 | 15-16 | 15-16 |  | 0 | 0.044311 | 0.012031 | 3.3971 | 0.58042 | 0 | 0.00046805 | 3.6029e-05 | 0.021791 | 0.0038444 |  |  | 0 | 0 | 0 | 0 |  | 0 | 0 | 0 | 0 | 0 | 0 | 0 | 0 | 0 | 0 | 0 | 0 | 0 | 0 | 0 | 0 | 0 | 0 | 0 | 0 | 0 | 0
2015-08-21 | 15-16 | 15-16 |  | 0 | 0.055116 | 0.82655 | 1.9315 | 0.4655 | 0 | 0.00026802 | 0.0025885 | 0.0033636 | 0.0010905 |  |  | 0 | 0 | 0 | 0 |  | 0 | 0 | 0 | 0 | 0 | 0 | 0 | 0 | 0 | 0 | 0 | 0 | 0 | 0 | 0 | 0 | 0 | 0 | 0 | 0 | 0 | 0
2015-08-22 | 15-16 | 15-16 |  | 0 | 0.25578 | 0.64939 | 0.13267 | 0.28909 | 0 | 0.0028639 | 0.0022615 | 0.0005197 | 0.0023793 |  |  | 0 | 0 | 0 | 0 |  | 0 | 0 | 0 | 0 | 0 | 0 | 0 | 0 | 0 | 0 | 0 | 0 | 0 | 0 | 0 | 0 | 0 | 0 | 0 | 0 | 0 | 0
2015-08-23 | 15-16 | 15-16 |  | 0 | 0.18792 | 0.90412 | 0.51655 | 0.33983 | 0 | 0.0018143 | 0.0083559 | 0.0015471 | 0.0026736 |  |  | 0 | 0 | 0 | 0 |  | 0 | 0 | 0 | 0 | 0 | 0 | 0 | 0 | 0 | 0 | 0 | 0 | 0 | 0 | 0 | 0 | 0 | 0 | 0 | 0 | 0 | 0
2015-08-24 | 15-16 | 15-16 |  | 0 | 0.05851 | 0.052106 | 1.011 | 0.21084 | 0 | 0.00047592 | 0.00020786 | 0.0014941 | 0.000599 |  |  | 0 | 0 | 0 | 0 |  | 0 | 0 | 0 | 0 | 0 | 0 | 0 | 0 | 0 | 0 | 0 | 0 | 0 | 0 | 0 | 0 | 0 | 0 | 0 | 0 | 0 | 0
2015-08-25 | 15-16 | 15-16 |  | 0 | 0.23469 | 0.0064546 | 0.11243 | 0.18119 | 0 | 0.0032837 | 2.7714e-05 | 0.0013546 | 0.0024911 |  |  | 0 | 0 | 0 | 0 |  | 0 | 0 | 0 | 0 | 0 | 0 | 0 | 0 | 0 | 0 | 0 | 0 | 0 | 0 | 0 | 0 | 0 | 0 | 0 | 0 | 0 | 0
2015-08-26 | 15-16 | 15-16 |  | 0 | 0.56189 | 0.034928 | 0.0038184 | 0.39372 | 0 | 0.0025998 | 0.00036583 | 9.3835e-05 | 0.0018626 |  |  | 0 | 0 | 0 | 0 |  | 0 | 0 | 0 | 0 | 0 | 0 | 0 | 0 | 0 | 0 | 0 | 0 | 0 | 0 | 0 | 0 | 0 | 0 | 0 | 0 | 0 | 0
2015-08-27 | 15-16 | 15-16 |  | 0 | 0.27659 | 0 | 0.36142 | 0.24941 | 0 | 0.00064055 | 0 | 0.0011765 | 0.00063239 |  |  | 0 | 0 | 0 | 0 |  | 0 | 0 | 0 | 0 | 0 | 0 | 0 | 0 | 0 | 0 | 0 | 0 | 0 | 0 | 0 | 0 | 0 | 0 | 0 | 0 | 0 | 0
2015-08-28 | 15-16 | 15-16 |  | 0 | 0.039994 | 0.0029682 | 0.10676 | 0.045274 | 0 | 0.00049221 | 6.6514e-05 | 0.00080843 | 0.00047983 |  |  | 0 | 0 | 0 | 0 |  | 0 | 0 | 0 | 0 | 0 | 0 | 0 | 0 | 0 | 0 | 0 | 0 | 0 | 0 | 0 | 0 | 0 | 0 | 0 | 0 | 0 | 0
2015-08-29 | 15-16 | 15-16 |  | 0 | 0.021944 | 0.29743 | 0.42597 | 0.12555 | 0 | 0.00013317 | 0.0045285 | 0.0068716 | 0.0018351 |  |  | 0 | 0 | 0 | 0 |  | 0 | 0 | 0 | 0 | 0 | 0 | 0 | 0 | 0 | 0 | 0 | 0 | 0 | 0 | 0 | 0 | 0 | 0 | 0 | 0 | 0 | 0
2015-08-30 | 15-16 | 15-16 |  | 0 | 0.086556 | 0.28484 | 0.0012199 | 0.099898 | 0 | 0.00036466 | 0.016171 | 2.1654e-05 | 0.0025206 |  |  | 0 | 0 | 0 | 0 |  | 0 | 0 | 0 | 0 | 0 | 0 | 0 | 0 | 0 | 0 | 0 | 0 | 0 | 0 | 0 | 0 | 0 | 0 | 0 | 0 | 0 | 0
2015-08-31 | 15-16 | 15-16 |  | 0 | 0.61529 | 0.00048223 | 0.016125 | 0.42777 | 0 | 0.0056593 | 8.3143e-06 | 0.00030316 | 0.0039601 |  |  | 0 | 0 | 0 | 0 |  | 0 | 0 | 0 | 0 | 0 | 0 | 0 | 0 | 0 | 0 | 0 | 0 | 0 | 0 | 0 | 0 | 0 | 0 | 0 | 0 | 0 | 0
2015-09-01 | 15-16 | 15-16 |  | 0 | 0.016095 | 0.0024527 | 0.2127 | 0.045783 | 0 | 0.00027476 | 1.6629e-05 | 0.00088061 | 0.00033425 |  |  | 0 | 0 | 0 | 0 |  | 0 | 0 | 0 | 0 | 0 | 0 | 0 | 0 | 0 | 0 | 0 | 0 | 0 | 0 | 0 | 0 | 0 | 0 | 0 | 0 | 0 | 0
2015-09-02 | 15-16 | 15-16 |  | 0 | 0.40908 | 0.0071752 | 0.12834 | 0.30434 | 0 | 0.0053211 | 4.9886e-05 | 0.00022376 | 0.0037194 |  |  | 0 | 0 | 0 | 0 |  | 0 | 0 | 0 | 0 | 0 | 0 | 0 | 0 | 0 | 0 | 0 | 0 | 0 | 0 | 0 | 0 | 0 | 0 | 0 | 0 | 0 | 0
2015-09-03 | 15-16 | 15-16 |  | 0 | 0.057786 | 0.010385 | 0.066207 | 0.052061 | 0 | 0.00040849 | 0.00012471 | 0.00056542 | 0.00039093 |  |  | 0 | 0 | 0 | 0 |  | 0 | 0 | 0 | 0 | 0 | 0 | 0 | 0 | 0 | 0 | 0 | 0 | 0 | 0 | 0 | 0 | 0 | 0 | 0 | 0 | 0 | 0
2015-09-04 | 15-16 | 15-16 |  | 0 | 0.2284 | 0.018447 | 0 | 0.16038 | 0 | 0.0006265 | 0.00014689 | 0 | 0.00045343 |  |  | 0 | 0 | 0 | 0 |  | 0 | 0 | 0 | 0 | 0 | 0 | 0 | 0 | 0 | 0 | 0 | 0 | 0 | 0 | 0 | 0 | 0 | 0 | 0 | 0 | 0 | 0
2015-09-05 | 15-16 | 15-16 |  | 0 | 0.027861 | 0.010809 | 0.32111 | 0.072574 | 0 | 0.00015339 | 0.00010809 | 0.0013931 | 0.00034589 |  |  | 0 | 0 | 0 | 0 |  | 0 | 0 | 0 | 0 | 0 | 0 | 0 | 0 | 0 | 0 | 0 | 0 | 0 | 0 | 0 | 0 | 0 | 0 | 0 | 0 | 0 | 0
2015-09-06 | 15-16 | 15-16 |  | 0 | 0.34005 | 1.946 | 0.86165 | 0.64656 | 0 | 0.0057043 | 0.017815 | 0.0036596 | 0.007027 |  |  | 0 | 0.12341 | 0 | 0.017287 |  | 0 | 0.0005238 | 0 | 7.3371e-05 | 0 | 0.12341 | 0 | 0.017287 | 0 | 0.0005238 | 0 | 7.3371e-05 | 0 | 0 | 0 | 0 | 0 | 0 | 0 | 0 | 0 | 0
2015-09-07 | 15-16 | 15-16 |  | 0 | 0.090367 | 0.0031761 | 0.020276 | 0.066151 | 0 | 0.00066527 | 8.3143e-06 | 0.00061354 | 0.0005598 |  |  | 0 | 0 | 0 | 0 |  | 0 | 0 | 0 | 0 | 0 | 0 | 0 | 0 | 0 | 0 | 0 | 0 | 0 | 0 | 0 | 0 | 0 | 0 | 0 | 0 | 0 | 0
2015-09-08 | 15-16 | 15-16 |  | 0 | 0.10475 | 0.23425 | 1.3074 | 0.31614 | 0 | 0.003591 | 0.0008148 | 0.0041384 | 0.0032629 |  |  | 0 | 0 | 0 | 0 |  | 0 | 0 | 0 | 0 | 0 | 0 | 0 | 0 | 0 | 0 | 0 | 0 | 0 | 0 | 0 | 0 | 0 | 0 | 0 | 0 | 0 | 0
2015-09-09 | 15-16 | 15-16 |  | 0.03521 | 0.013159 | 0.008597 | 0.043705 | 0.017618 | 0.00015177 | 0.00010507 | 9.9771e-05 | 0.00019008 | 0.0001184 |  |  | 0 | 0 | 0 | 0 |  | 0 | 0 | 0 | 0 | 0 | 0 | 0 | 0 | 0 | 0 | 0 | 0 | 0 | 0 | 0 | 0 | 0 | 0 | 0 | 0 | 0 | 0
2015-09-10 | 15-16 | 15-16 |  | 0 | 0.48728 | 0.009154 | 0.14463 | 0.36128 | 0 | 0.0077984 | 0.0001164 | 0.00053895 | 0.0054912 |  |  | 0 | 0 | 0 | 0 |  | 0 | 0 | 0 | 0 | 0 | 0 | 0 | 0 | 0 | 0 | 0 | 0 | 0 | 0 | 0 | 0 | 0 | 0 | 0 | 0 | 0 | 0
2015-09-11 | 15-16 | 15-16 |  | 0 | 0.063119 | 0.019963 | 0.0048385 | 0.047186 | 0 | 0.00057312 | 0.00014134 | 6.0151e-05 | 0.00042548 |  |  | 0 | 0 | 0 | 0 |  | 0 | 0 | 0 | 0 | 0 | 0 | 0 | 0 | 0 | 0 | 0 | 0 | 0 | 0 | 0 | 0 | 0 | 0 | 0 | 0 | 0 | 0
2015-09-12 | 15-16 | 15-16 |  | 0 | 0.026608 | 1.5234 | 0.66715 | 0.33941 | 0 | 0.00058942 | 0.010365 | 0.0064385 | 0.002898 |  |  | 0 | 0 | 0 | 0 |  | 0 | 0 | 0 | 0 | 0 | 0 | 0 | 0 | 0 | 0 | 0 | 0 | 0 | 0 | 0 | 0 | 0 | 0 | 0 | 0 | 0 | 0
2015-09-13 | 15-16 | 15-16 |  | 0 | 0.31 | 0.0066514 | 1.5373 | 0.46315 | 0 | 0.0011985 | 1.6629e-05 | 0.016606 | 0.0035098 |  |  | 0 | 0 | 0 | 0 |  | 0 | 0 | 0 | 0 | 0 | 0 | 0 | 0 | 0 | 0 | 0 | 0 | 0 | 0 | 0 | 0 | 0 | 0 | 0 | 0 | 0 | 0
2015-09-14 | 15-16 | 15-16 |  | 0 | 0.00098948 | 0.024128 | 1.439 | 0.23625 | 0 | 5.057e-06 | 0.00016629 | 0.0066334 | 0.0010971 |  |  | 0 | 0 | 0 | 0 |  | 0 | 0 | 0 | 0 | 0 | 0 | 0 | 0 | 0 | 0 | 0 | 0 | 0 | 0 | 0 | 0 | 0 | 0 | 0 | 0 | 0 | 0
2015-09-15 | 15-16 | 15-16 |  | 0.50691 | 0.053503 | 0 | 0.00025985 | 0.040897 | 0.0071331 | 0.00058717 | 0 | 7.2181e-06 | 0.00046158 |  |  | 0 | 0 | 0 | 0 |  | 0 | 0 | 0 | 0 | 0 | 0 | 0 | 0 | 0 | 0 | 0 | 0 | 0 | 0 | 0 | 0 | 0 | 0 | 0 | 0 | 0 | 0
2015-09-16 | 15-16 | 15-16 |  | 0.029443 | 0.095563 | 0.14235 | 0.26637 | 0.12917 | 0.00015177 | 0.00044108 | 0.0013358 | 0.00053414 | 0.00057921 |  |  | 0 | 0 | 0 | 0 |  | 0 | 0 | 0 | 0 | 0 | 0 | 0 | 0 | 0 | 0 | 0 | 0 | 0 | 0 | 0 | 0 | 0 | 0 | 0 | 0 | 0 | 0
2015-09-17 | 15-16 | 15-16 |  | 0.1327 | 0.04708 | 0 | 0.44648 | 0.10559 | 0.0013153 | 0.00038602 | 0 | 0.0085751 | 0.0016604 |  |  | 0 | 0 | 0 | 0 |  | 0 | 0 | 0 | 0 | 0 | 0 | 0 | 0 | 0 | 0 | 0 | 0 | 0 | 0 | 0 | 0 | 0 | 0 | 0 | 0 | 0 | 0
2015-09-18 | 15-16 | 15-16 |  | 0 | 0.042909 | 0.073249 | 0.030475 | 0.044824 | 0 | 0.000286 | 0.00037414 | 0.00010827 | 0.00026748 |  |  | 0 | 0 | 0 | 0 |  | 0 | 0 | 0 | 0 | 0 | 0 | 0 | 0 | 0 | 0 | 0 | 0 | 0 | 0 | 0 | 0 | 0 | 0 | 0 | 0 | 0 | 0
2015-09-19 | 15-16 | 15-16 |  | 0 | 0.0030443 | 0.022049 | 0.050113 | 0.013277 | 0 | 1.8542e-05 | 0.00019954 | 0.0017131 | 0.00031717 |  |  | 0 | 0 | 0 | 0 |  | 0 | 0 | 0 | 0 | 0 | 0 | 0 | 0 | 0 | 0 | 0 | 0 | 0 | 0 | 0 | 0 | 0 | 0 | 0 | 0 | 0 | 0
2015-09-20 | 15-16 | 15-16 |  | 0 | 0.061453 | 0 | 0 | 0.042458 | 0 | 0.0035348 | 0 | 0 | 0.0024422 |  |  | 0 | 0 | 0 | 0 |  | 0 | 0 | 0 | 0 | 0 | 0 | 0 | 0 | 0 | 0 | 0 | 0 | 0 | 0 | 0 | 0 | 0 | 0 | 0 | 0 | 0 | 0
2015-09-21 | 15-16 | 15-16 |  | 0 | 0.014661 | 0.047322 | 0.0050382 | 0.017571 | 0 | 0.0001444 | 0.00017737 | 3.609e-05 | 0.00013044 |  |  | 0 | 0 | 0 | 0 |  | 0 | 0 | 0 | 0 | 0 | 0 | 0 | 0 | 0 | 0 | 0 | 0 | 0 | 0 | 0 | 0 | 0 | 0 | 0 | 0 | 0 | 0
2015-09-22 | 15-16 | 15-16 |  | 0 | 0.024386 | 0.026988 | 0.20069 | 0.05301 | 0 | 0.000168 | 0.00012749 | 0.0010105 | 0.00029698 |  |  | 0 | 0 | 0 | 0 |  | 0 | 0 | 0 | 0 | 0 | 0 | 0 | 0 | 0 | 0 | 0 | 0 | 0 | 0 | 0 | 0 | 0 | 0 | 0 | 0 | 0 | 0
2015-09-23 | 15-16 | 15-16 |  | 0 | 0.1324 | 0.034488 | 1.2584 | 0.29934 | 0 | 0.0023706 | 0.00011363 | 0.019547 | 0.0048076 |  |  | 0 | 0 | 0 | 0 |  | 0 | 0 | 0 | 0 | 0 | 0 | 0 | 0 | 0 | 0 | 0 | 0 | 0 | 0 | 0 | 0 | 0 | 0 | 0 | 0 | 0 | 0
2015-09-24 | 15-16 | 15-16 |  | 0 | 0.02171 | 0.013652 | 0.026996 | 0.021267 | 0 | 0.00027476 | 7.4829e-05 | 0.00022376 | 0.00023642 |  |  | 0 | 0 | 0 | 0 |  | 0 | 0 | 0 | 0 | 0 | 0 | 0 | 0 | 0 | 0 | 0 | 0 | 0 | 0 | 0 | 0 | 0 | 0 | 0 | 0 | 0 | 0
2015-09-25 | 15-16 | 15-16 |  | 0 | 0.030918 | 0.0121 | 0.12308 | 0.042916 | 0 | 0.00023936 | 0.00020509 | 0.022528 | 0.0038289 |  |  | 0 | 0 | 0 | 0 |  | 0 | 0 | 0 | 0 | 0 | 0 | 0 | 0 | 0 | 0 | 0 | 0 | 0 | 0 | 0 | 0 | 0 | 0 | 0 | 0 | 0 | 0
2015-09-26 | 15-16 | 15-16 |  | 0 | 0.018394 | 0 | 1.1174 | 0.19299 | 0 | 0.00010844 | 0 | 0.0025985 | 0.00049419 |  |  | 0 | 0 | 0 | 0 |  | 0 | 0 | 0 | 0 | 0 | 0 | 0 | 0 | 0 | 0 | 0 | 0 | 0 | 0 | 0 | 0 | 0 | 0 | 0 | 0 | 0 | 0
2015-09-27 | 15-16 | 15-16 |  | 0 | 0.050758 | 0.86532 | 0 | 0.15628 | 0 | 0.00030229 | 0.0063771 | 0 | 0.0011021 |  |  | 0 | 0 | 0 | 0 |  | 0 | 0 | 0 | 0 | 0 | 0 | 0 | 0 | 0 | 0 | 0 | 0 | 0 | 0 | 0 | 0 | 0 | 0 | 0 | 0 | 0 | 0
2015-09-28 | 15-16 | 15-16 |  | 0 | 0.0080085 | 2.3655 | 0.008474 | 0.33825 | 0 | 0.00015283 | 0.019985 | 4.3308e-05 | 0.0029119 |  |  | 0 | 0 | 0 | 0 |  | 0 | 0 | 0 | 0 | 0 | 0 | 0 | 0 | 0 | 0 | 0 | 0 | 0 | 0 | 0 | 0 | 0 | 0 | 0 | 0 | 0 | 0
2015-09-29 | 15-16 | 15-16 |  | 0 | 0.019304 | 0.44219 | 1.9672 | 0.39269 | 0 | 0.00015789 | 0.0036583 | 0.013584 | 0.0028133 |  |  | 0 | 0 | 0.23653 | 0.038163 |  | 0 | 0 | 0.0018623 | 0.00030047 | 0 | 0 | 0.23653 | 0.038163 | 0 | 0 | 0.0018623 | 0.00030047 | 0 | 0 | 0 | 0 | 0 | 0 | 0 | 0 | 0 | 0
2015-09-30 | 15-16 | 15-16 |  | 0 | 0.030719 | 0 | 0.85688 | 0.15948 | 0 | 0.0013019 | 0 | 0.0046701 | 0.001653 |  |  | 0 | 0 | 0 | 0 |  | 0 | 0 | 0 | 0 | 0 | 0 | 0 | 0 | 0 | 0 | 0 | 0 | 0 | 0 | 0 | 0 | 0 | 0 | 0 | 0 | 0 | 0
2015-10-01 | 15-16 | 15-16 |  | 0 | 0.035703 | 0.00091457 | 0.27351 | 0.068927 | 0 | 0.00023992 | 8.3143e-06 | 0.0023026 | 0.00053844 |  |  | 0 | 0 | 0 | 0 |  | 0 | 0 | 0 | 0 | 0 | 0 | 0 | 0 | 0 | 0 | 0 | 0 | 0 | 0 | 0 | 0 | 0 | 0 | 0 | 0 | 0 | 0
2015-10-02 | 15-16 | 15-16 |  | 0 | 0.048876 | 0.30711 | 0.45122 | 0.14959 | 0 | 0.00081417 | 0.0044066 | 0.00040421 | 0.001245 |  |  | 0 | 0 | 0 | 0 |  | 0 | 0 | 0 | 0 | 0 | 0 | 0 | 0 | 0 | 0 | 0 | 0 | 0 | 0 | 0 | 0 | 0 | 0 | 0 | 0 | 0 | 0
2015-10-03 | 15-16 | 15-16 |  | 0 | 0.069586 | 0.79657 | 0.002216 | 0.16001 | 0 | 0.00040231 | 0.0067512 | 2.8872e-05 | 0.0012283 |  |  | 0 | 0 | 0 | 0 |  | 0 | 0 | 0 | 0 | 0 | 0 | 0 | 0 | 0 | 0 | 0 | 0 | 0 | 0 | 0 | 0 | 0 | 0 | 0 | 0 | 0 | 0
2015-10-04 | 15-16 | 15-16 |  | 0 | 0.048733 | 0.0035696 | 0.07598 | 0.046429 | 0 | 0.00013822 | 2.2171e-05 | 0.001191 | 0.00029077 |  |  | 0 | 0 | 0 | 0 |  | 0 | 0 | 0 | 0 | 0 | 0 | 0 | 0 | 0 | 0 | 0 | 0 | 0 | 0 | 0 | 0 | 0 | 0 | 0 | 0 | 0 | 0
2015-10-05 | 15-16 | 15-16 |  | 0 | 0.47919 | 0.058893 | 1.2431 | 0.53989 | 0 | 0.0029836 | 0.00059586 | 0.0072421 | 0.0033134 |  |  | 0 | 0 | 0 | 0 |  | 0 | 0 | 0 | 0 | 0 | 0 | 0 | 0 | 0 | 0 | 0 | 0 | 0 | 0 | 0 | 0 | 0 | 0 | 0 | 0 | 0 | 0
2015-10-06 | 15-16 | 15-16 |  | 0 | 0.057475 | 0.419 | 0.01505 | 0.10083 | 0 | 0.00092823 | 0.0028518 | 6.4963e-05 | 0.0010513 |  |  | 0 | 0 | 0 | 0 |  | 0 | 0 | 0 | 0 | 0 | 0 | 0 | 0 | 0 | 0 | 0 | 0 | 0 | 0 | 0 | 0 | 0 | 0 | 0 | 0 | 0 | 0
2015-10-07 | 15-16 | 15-16 |  | 0 | 0.15146 | 0.463 | 0 | 0.1695 | 0 | 0.0015295 | 0.00051549 | 0 | 0.0011289 |  |  | 0 | 0 | 0 | 0 |  | 0 | 0 | 0 | 0 | 0 | 0 | 0 | 0 | 0 | 0 | 0 | 0 | 0 | 0 | 0 | 0 | 0 | 0 | 0 | 0 | 0 | 0
2015-10-08 | 15-16 | 15-16 |  | 0 | 0.081756 | 0.0043068 | 0.0059116 | 0.058043 | 0 | 0.00073495 | 3.3257e-05 | 2.1654e-05 | 0.00051593 |  |  | 0 | 0 | 0 | 0 |  | 0 | 0 | 0 | 0 | 0 | 0 | 0 | 0 | 0 | 0 | 0 | 0 | 0 | 0 | 0 | 0 | 0 | 0 | 0 | 0 | 0 | 0
2015-10-09 | 15-16 | 15-16 |  | 0 | 0.40971 | 0.041324 | 0.12229 | 0.30859 | 0 | 0.0040866 | 0.00021617 | 0.00082647 | 0.0029871 |  |  | 0 | 0.024475 | 0.060914 | 0.013257 |  | 0 | 0.00020786 | 0.00035008 | 8.56e-05 | 0 | 0.024475 | 0.060914 | 0.013257 | 0 | 0.00020786 | 0.00035008 | 8.56e-05 | 0 | 0 | 0 | 0 | 0 | 0 | 0 | 0 | 0 | 0
2015-10-10 | 15-16 | 15-16 |  | 0 | 0.21186 | 3.7765 | 1.1618 | 0.86282 | 0 | 0.0012491 | 0.022249 | 0.0038978 | 0.0046084 |  |  | 0 | 0 | 0.0029113 | 0.00046974 |  | 0 | 0 | 0 | 0 | 0 | 0 | 0.0029113 | 0.00046974 | 0 | 0 | 0 | 0 | 0 | 0 | 0 | 0 | 0 | 0 | 0 | 0 | 0 | 0
2015-10-11 | 15-16 | 15-16 |  | 0 | 0.060507 | 0.0018458 | 0.012379 | 0.04406 | 0 | 0.022787 | 8.3143e-06 | 0.00010105 | 0.015761 |  |  | 0 | 0 | 0 | 0 |  | 0 | 0 | 0 | 0 | 0 | 0 | 0 | 0 | 0 | 0 | 0 | 0 | 0 | 0 | 0 | 0 | 0 | 0 | 0 | 0 | 0 | 0
2015-10-12 | 15-16 | 15-16 |  | 0 | 0.3303 | 0.0050883 | 0.98699 | 0.38816 | 0 | 0.003809 | 3.3257e-05 | 0.0035561 | 0.0032101 |  |  | 0 | 0 | 0 | 0 |  | 0 | 0 | 0 | 0 | 0 | 0 | 0 | 0 | 0 | 0 | 0 | 0 | 0 | 0 | 0 | 0 | 0 | 0 | 0 | 0 | 0 | 0
2015-10-13 | 15-16 | 15-16 |  | 0 | 0.71879 | 0.21668 | 0.37302 | 0.58715 | 0 | 0.0063178 | 0.0011889 | 0.0008373 | 0.0046666 |  |  | 0 | 0 | 0 | 0 |  | 0 | 0 | 0 | 0 | 0 | 0 | 0 | 0 | 0 | 0 | 0 | 0 | 0 | 0 | 0 | 0 | 0 | 0 | 0 | 0 | 0 | 0
2015-10-14 | 15-16 | 15-16 |  | 0 | 0.0051547 | 0.065525 | 0.075961 | 0.024996 | 0 | 7.9226e-05 | 0.0011391 | 0.00068091 | 0.00032415 |  |  | 0 | 0 | 0 | 0 |  | 0 | 0 | 0 | 0 | 0 | 0 | 0 | 0 | 0 | 0 | 0 | 0 | 0 | 0 | 0 | 0 | 0 | 0 | 0 | 0 | 0 | 0
2015-10-15 | 15-16 | 15-16 |  | 0 | 0.27136 | 0.18417 | 0.31121 | 0.26349 | 0 | 0.0041214 | 0.0010753 | 0.0011982 | 0.0031915 |  |  | 0 | 0 | 0 | 0 |  | 0 | 0 | 0 | 0 | 0 | 0 | 0 | 0 | 0 | 0 | 0 | 0 | 0 | 0 | 0 | 0 | 0 | 0 | 0 | 0 | 0 | 0
2015-10-16 | 15-16 | 15-16 |  | 0 | 0.15935 | 1.8954 | 0.020124 | 0.37885 | 0 | 0.0025246 | 0.02274 | 8.9023e-05 | 0.0049438 |  |  | 0 | 0 | 0 | 0 |  | 0 | 0 | 0 | 0 | 0 | 0 | 0 | 0 | 0 | 0 | 0 | 0 | 0 | 0 | 0 | 0 | 0 | 0 | 0 | 0 | 0 | 0
2015-10-17 | 15-16 | 15-16 |  | 0 | 0.50121 | 0.12862 | 0 | 0.3643 | 0 | 0.0027398 | 0.0015132 | 0 | 0.0021049 |  |  | 0 | 0 | 0 | 0 |  | 0 | 0 | 0 | 0 | 0 | 0 | 0 | 0 | 0 | 0 | 0 | 0 | 0 | 0 | 0 | 0 | 0 | 0 | 0 | 0 | 0 | 0
2015-10-18 | 15-16 | 15-16 |  | 0 | 0.013598 | 0.0084972 | 0 | 0.010585 | 0 | 0.00023487 | 3.3257e-05 | 0 | 0.00016693 |  |  | 0 | 0 | 0 | 0 |  | 0 | 0 | 0 | 0 | 0 | 0 | 0 | 0 | 0 | 0 | 0 | 0 | 0 | 0 | 0 | 0 | 0 | 0 | 0 | 0 | 0 | 0
2015-10-19 | 15-16 | 15-16 |  | 0 | 0.029103 | 0.00092289 | 0.0060848 | 0.021219 | 0 | 0.00025453 | 8.3143e-06 | 3.609e-05 | 0.00018285 |  |  | 0 | 0 | 0 | 0 |  | 0 | 0 | 0 | 0 | 0 | 0 | 0 | 0 | 0 | 0 | 0 | 0 | 0 | 0 | 0 | 0 | 0 | 0 | 0 | 0 | 0 | 0
2015-10-20 | 15-16 | 15-16 |  | 0 | 0.58859 | 2.8858 | 2.2027 | 1.1663 | 0 | 0.0056936 | 0.02619 | 0.017788 | 0.010472 |  |  | 0 | 0 | 0 | 0 |  | 0 | 0 | 0 | 0 | 0 | 0 | 0 | 0 | 0 | 0 | 0 | 0 | 0 | 0 | 0 | 0 | 0 | 0 | 0 | 0 | 0 | 0
2015-10-21 | 15-16 | 15-16 |  | 0 | 0.023353 | 0.27094 | 0.83618 | 0.189 | 0 | 0.00022813 | 0.0020675 | 0.0053486 | 0.0013102 |  |  | 0 | 0 | 0.0021944 | 0.00035406 |  | 0 | 0 | 0 | 0 | 0 | 0 | 0.0021944 | 0.00035406 | 0 | 0 | 0 | 0 | 0 | 0 | 0 | 0 | 0 | 0 | 0 | 0 | 0 | 0
2015-10-22 | 15-16 | 15-16 |  | 0 | 0.028729 | 0.37556 | 0 | 0.072456 | 0 | 0.00016463 | 0.0015298 | 0 | 0.00032804 |  |  | 0 | 0 | 0 | 0 |  | 0 | 0 | 0 | 0 | 0 | 0 | 0 | 0 | 0 | 0 | 0 | 0 | 0 | 0 | 0 | 0 | 0 | 0 | 0 | 0 | 0 | 0
2015-10-23 | 15-16 | 15-16 |  | 0 | 0.0075028 | 0.033465 | 0.00077955 | 0.0099971 | 0 | 5.3941e-05 | 0.00048777 | 2.1654e-05 | 0.00010909 |  |  | 0 | 0 | 0 | 0 |  | 0 | 0 | 0 | 0 | 0 | 0 | 0 | 0 | 0 | 0 | 0 | 0 | 0 | 0 | 0 | 0 | 0 | 0 | 0 | 0 | 0 | 0
2015-10-24 | 15-16 | 15-16 |  | 0 | 0.59156 | 0.0038661 | 0.078345 | 0.4219 | 0 | 0.0036242 | 4.1571e-05 | 0.00058466 | 0.0026041 |  |  | 0 | 0 | 0 | 0 |  | 0 | 0 | 0 | 0 | 0 | 0 | 0 | 0 | 0 | 0 | 0 | 0 | 0 | 0 | 0 | 0 | 0 | 0 | 0 | 0 | 0 | 0
2015-10-25 | 15-16 | 15-16 |  | 0 | 0.004821 | 0.088979 | 1.3286 | 0.23016 | 0 | 5.5627e-05 | 0.0004656 | 0.0023531 | 0.00048332 |  |  | 0 | 0 | 0 | 0 |  | 0 | 0 | 0 | 0 | 0 | 0 | 0 | 0 | 0 | 0 | 0 | 0 | 0 | 0 | 0 | 0 | 0 | 0 | 0 | 0 | 0 | 0
2015-10-26 | 15-16 | 15-16 |  | 0 | 0.3199 | 0.017831 | 0.19321 | 0.25469 | 0 | 0.0050221 | 0.00022726 | 0.0029666 | 0.0039803 |  |  | 0 | 0 | 0 | 0 |  | 0 | 0 | 0 | 0 | 0 | 0 | 0 | 0 | 0 | 0 | 0 | 0 | 0 | 0 | 0 | 0 | 0 | 0 | 0 | 0 | 0 | 0
2015-10-27 | 15-16 | 15-16 |  | 0 | 0.45566 | 0.034371 | 0.12684 | 0.34009 | 0 | 0.0028555 | 0.00018291 | 0.00038978 | 0.0020614 |  |  | 0 | 0 | 0 | 0 |  | 0 | 0 | 0 | 0 | 0 | 0 | 0 | 0 | 0 | 0 | 0 | 0 | 0 | 0 | 0 | 0 | 0 | 0 | 0 | 0 | 0 | 0
2015-10-28 | 15-16 | 15-16 |  | 0 | 0.25235 | 0.00061248 | 0.0054641 | 0.17531 | 0 | 0.0011502 | 4.7114e-05 | 2.8872e-05 | 0.00080592 |  |  | 0 | 0 | 0 | 0 |  | 0 | 0 | 0 | 0 | 0 | 0 | 0 | 0 | 0 | 0 | 0 | 0 | 0 | 0 | 0 | 0 | 0 | 0 | 0 | 0 | 0 | 0
2015-10-29 | 15-16 | 15-16 |  | 0 | 0.46731 | 0 | 0.72889 | 0.44047 | 0 | 0.005057 | 0 | 0.0042948 | 0.0041868 |  |  | 0 | 0 | 0 | 0 |  | 0 | 0 | 0 | 0 | 0 | 0 | 0 | 0 | 0 | 0 | 0 | 0 | 0 | 0 | 0 | 0 | 0 | 0 | 0 | 0 | 0 | 0
2015-10-30 | 15-16 | 15-16 |  | 0 | 0.042996 | 0.0075494 | 0.35034 | 0.087291 | 0 | 0.00029668 | 8.3143e-05 | 0.0026093 | 0.00063763 |  |  | 0 | 0 | 0.19979 | 0.032236 |  | 0 | 0 | 0.001375 | 0.00022186 | 0 | 0 | 0.19979 | 0.032236 | 0 | 0 | 0.001375 | 0.00022186 | 0 | 0 | 0 | 0 | 0 | 0 | 0 | 0 | 0 | 0
2015-10-31 | 15-16 | 15-16 |  | 0 | 0.019311 | 0.0042652 | 2.8507 | 0.4739 | 0 | 0.00013148 | 2.4943e-05 | 0.02156 | 0.0035731 |  |  | 0 | 0 | 0 | 0 |  | 0 | 0 | 0 | 0 | 0 | 0 | 0 | 0 | 0 | 0 | 0 | 0 | 0 | 0 | 0 | 0 | 0 | 0 | 0 | 0 | 0 | 0
2015-11-01 | 15-16 | 15-16 |  | 0 | 0.44465 | 1.617 | 1.2318 | 0.73246 | 0 | 0.0029757 | 0.015442 | 0.01402 | 0.0064811 |  |  | 0 | 0 | 0 | 0 |  | 0 | 0 | 0 | 0 | 0 | 0 | 0 | 0 | 0 | 0 | 0 | 0 | 0 | 0 | 0 | 0 | 0 | 0 | 0 | 0 | 0 | 0
2015-11-02 | 15-16 | 15-16 |  | 0 | 0.023055 | 0.0054542 | 1.3495 | 0.23443 | 0 | 0.00075911 | 0.00028269 | 0.0046869 | 0.0013203 |  |  | 0 | 0 | 0 | 0 |  | 0 | 0 | 0 | 0 | 0 | 0 | 0 | 0 | 0 | 0 | 0 | 0 | 0 | 0 | 0 | 0 | 0 | 0 | 0 | 0 | 0 | 0
2015-11-03 | 15-16 | 15-16 |  | 0 | 0.46895 | 1.0419 | 8.9121 | 1.9079 | 0 | 0.0026274 | 0.0046976 | 0.012848 | 0.0045463 |  |  | 0 | 0 | 1.146 | 0.18491 |  | 0 | 0 | 0.00077955 | 0.00012578 | 0 | 0 | 1.146 | 0.18491 | 0 | 0 | 0.00077955 | 0.00012578 | 0 | 0 | 0 | 0 | 0 | 0 | 0 | 0 | 0 | 0
2015-11-04 | 15-16 | 15-16 |  | 0.025497 | 0.2006 | 1.8447 | 14.9375 | 2.8073 | 0.00030354 | 0.0009288 | 0.023668 | 0.025345 | 0.0080487 |  |  | 0 | 0 | 0.0083616 | 0.0013491 |  | 0 | 0 | 0 | 0 | 0 | 0 | 0.0083616 | 0.0013491 | 0 | 0 | 0 | 0 | 0 | 0 | 0 | 0 | 0 | 0 | 0 | 0 | 0 | 0
2015-11-05 | 15-16 | 15-16 |  | 0 | 0.68028 | 0.64792 | 0.65161 | 0.6659 | 0 | 0.0044698 | 0.012871 | 0.0016385 | 0.0051554 |  |  | 0 | 0 | 0 | 0 |  | 0 | 0 | 0 | 0 | 0 | 0 | 0 | 0 | 0 | 0 | 0 | 0 | 0 | 0 | 0 | 0 | 0 | 0 | 0 | 0 | 0 | 0
2015-11-06 | 15-16 | 15-16 |  | 0 | 0.52157 | 0.092441 | 0.80319 | 0.5029 | 0 | 0.0071747 | 0.00034643 | 0.0035657 | 0.0055809 |  |  | 0 | 0 | 0 | 0 |  | 0 | 0 | 0 | 0 | 0 | 0 | 0 | 0 | 0 | 0 | 0 | 0 | 0 | 0 | 0 | 0 | 0 | 0 | 0 | 0 | 0 | 0
2015-11-07 | 15-16 | 15-16 |  | 0 | 0.016103 | 1.8087 | 0.15375 | 0.28928 | 0 | 0.00019891 | 0.014941 | 0.00070015 | 0.0023432 |  |  | 0 | 0 | 0 | 0 |  | 0 | 0 | 0 | 0 | 0 | 0 | 0 | 0 | 0 | 0 | 0 | 0 | 0 | 0 | 0 | 0 | 0 | 0 | 0 | 0 | 0 | 0
2015-11-08 | 15-16 | 15-16 |  | 0 | 0.02438 | 0.1307 | 1.0892 | 0.21089 | 0 | 0.0010333 | 0.00053489 | 0.0077618 | 0.0020412 |  |  | 0 | 0 | 0 | 0 |  | 0 | 0 | 0 | 0 | 0 | 0 | 0 | 0 | 0 | 0 | 0 | 0 | 0 | 0 | 0 | 0 | 0 | 0 | 0 | 0 | 0 | 0
2015-11-09 | 15-16 | 15-16 |  | 0 | 0.07498 | 0.16075 | 3.9979 | 0.71938 | 0 | 0.00062538 | 0.00082866 | 0.018779 | 0.0035781 |  |  | 0 | 0 | 0.0074852 | 0.0012077 |  | 0 | 0 | 4.0902e-05 | 6.5995e-06 | 0 | 0 | 0.0074852 | 0.0012077 | 0 | 0 | 4.0902e-05 | 6.5995e-06 | 0 | 0 | 0 | 0 | 0 | 0 | 0 | 0 | 0 | 0
2015-11-10 | 15-16 | 15-16 |  | 0 | 0.03367 | 1.5413 | 0.23316 | 0.27678 | 0 | 0.0004467 | 0.0095365 | 0.00087579 | 0.0017858 |  |  | 0 | 0 | 0 | 0 |  | 0 | 0 | 0 | 0 | 0 | 0 | 0 | 0 | 0 | 0 | 0 | 0 | 0 | 0 | 0 | 0 | 0 | 0 | 0 | 0 | 0 | 0
2015-11-11 | 15-16 | 15-16 |  | 0 | 0.048391 | 0.44804 | 0.29703 | 0.14412 | 0 | 0.00061245 | 0.0045895 | 0.0013714 | 0.0012873 |  |  | 0 | 0 | 0 | 0 |  | 0 | 0 | 0 | 0 | 0 | 0 | 0 | 0 | 0 | 0 | 0 | 0 | 0 | 0 | 0 | 0 | 0 | 0 | 0 | 0 | 0 | 0
2015-11-12 | 15-16 | 15-16 |  | 0 | 0.57235 | 2.2658 | 3.3745 | 1.2573 | 0 | 0.010908 | 0.02165 | 0.027717 | 0.015042 |  |  | 0 | 0 | 0.0012389 | 0.0001999 |  | 0 | 0 | 0 | 0 | 0 | 0 | 0.0012389 | 0.0001999 | 0 | 0 | 0 | 0 | 0 | 0 | 0 | 0 | 0 | 0 | 0 | 0 | 0 | 0
2015-11-13 | 15-16 | 15-16 |  | 0 | 0.034806 | 0.003941 | 0.093842 | 0.039741 | 0 | 0.00032477 | 5.82e-05 | 0.00042587 | 0.00030125 |  |  | 0 | 0 | 0 | 0 |  | 0 | 0 | 0 | 0 | 0 | 0 | 0 | 0 | 0 | 0 | 0 | 0 | 0 | 0 | 0 | 0 | 0 | 0 | 0 | 0 | 0 | 0
2015-11-14 | 15-16 | 15-16 |  | 0 | 0.0037259 | 0 | 0.069128 | 0.013728 | 0 | 6.0684e-05 | 0 | 0.00048361 | 0.00011996 |  |  | 0 | 0 | 0 | 0 |  | 0 | 0 | 0 | 0 | 0 | 0 | 0 | 0 | 0 | 0 | 0 | 0 | 0 | 0 | 0 | 0 | 0 | 0 | 0 | 0 | 0 | 0
2015-11-15 | 15-16 | 15-16 |  | 0 | 0.054807 | 0.2661 | 0 | 0.075141 | 0 | 0.00056638 | 0.0031871 | 0 | 0.00083775 |  |  | 0 | 0 | 0 | 0 |  | 0 | 0 | 0 | 0 | 0 | 0 | 0 | 0 | 0 | 0 | 0 | 0 | 0 | 0 | 0 | 0 | 0 | 0 | 0 | 0 | 0 | 0
2015-11-16 | 15-16 | 15-16 |  | 0 | 0.02096 | 0 | 0.0076223 | 0.015711 | 0 | 0.00024554 | 0 | 0.00017323 | 0.0001976 |  |  | 0 | 0 | 0 | 0 |  | 0 | 0 | 0 | 0 | 0 | 0 | 0 | 0 | 0 | 0 | 0 | 0 | 0 | 0 | 0 | 0 | 0 | 0 | 0 | 0 | 0 | 0
2015-11-17 | 15-16 | 15-16 |  | 0 | 0.41621 | 0.076807 | 0.12438 | 0.31839 | 0 | 0.0031932 | 0.0010476 | 0.00060151 | 0.00245 |  |  | 0 | 0 | 0 | 0 |  | 0 | 0 | 0 | 0 | 0 | 0 | 0 | 0 | 0 | 0 | 0 | 0 | 0 | 0 | 0 | 0 | 0 | 0 | 0 | 0 | 0 | 0
2015-11-18 | 15-16 | 15-16 |  | 0.17352 | 0.05177 | 0.82466 | 0.3937 | 0.21614 | 0.00070825 | 0.00047311 | 0.0067845 | 0.002394 | 0.0016689 |  |  | 0 | 0 | 0 | 0 |  | 0 | 0 | 0 | 0 | 0 | 0 | 0 | 0 | 0 | 0 | 0 | 0 | 0 | 0 | 0 | 0 | 0 | 0 | 0 | 0 | 0 | 0
2015-11-19 | 15-16 | 15-16 |  | 0 | 0.11661 | 0.068335 | 0.1754 | 0.11844 | 0 | 0.0014896 | 0.00051549 | 0.0013811 | 0.0013242 |  |  | 0 | 0 | 0 | 0 |  | 0 | 0 | 0 | 0 | 0 | 0 | 0 | 0 | 0 | 0 | 0 | 0 | 0 | 0 | 0 | 0 | 0 | 0 | 0 | 0 | 0 | 0
2015-11-20 | 15-16 | 15-16 |  | 0 | 0.029071 | 0.053774 | 0.017432 | 0.03043 | 0 | 0.00031634 | 0.00031317 | 0.00010827 | 0.0002799 |  |  | 0 | 0 | 0 | 0 |  | 0 | 0 | 0 | 0 | 0 | 0 | 0 | 0 | 0 | 0 | 0 | 0 | 0 | 0 | 0 | 0 | 0 | 0 | 0 | 0 | 0 | 0
2015-11-21 | 15-16 | 15-16 |  | 0 | 0.010208 | 1.2314 | 0 | 0.17954 | 0 | 0.00015508 | 0.01498 | 0 | 0.0022054 |  |  | 0 | 0 | 0 | 0 |  | 0 | 0 | 0 | 0 | 0 | 0 | 0 | 0 | 0 | 0 | 0 | 0 | 0 | 0 | 0 | 0 | 0 | 0 | 0 | 0 | 0 | 0
2015-11-22 | 15-16 | 15-16 |  | 0 | 0.018099 | 0.0014799 | 0 | 0.012712 | 0 | 0.00018205 | 1.6629e-05 | 0 | 0.00012811 |  |  | 0 | 0 | 0 | 0 |  | 0 | 0 | 0 | 0 | 0 | 0 | 0 | 0 | 0 | 0 | 0 | 0 | 0 | 0 | 0 | 0 | 0 | 0 | 0 | 0 | 0 | 0
2015-11-23 | 15-16 | 15-16 |  | 0 | 0.0064943 | 0.25998 | 0.020701 | 0.044243 | 0 | 7.3045e-05 | 0.0038301 | 5.7745e-05 | 0.00059629 |  |  | 0 | 0 | 0 | 0 |  | 0 | 0 | 0 | 0 | 0 | 0 | 0 | 0 | 0 | 0 | 0 | 0 | 0 | 0 | 0 | 0 | 0 | 0 | 0 | 0 | 0 | 0
2015-11-24 | 15-16 | 15-16 |  | 0 | 0.0062549 | 1.2659 | 0.6588 | 0.28794 | 0 | 4.2703e-05 | 0.027271 | 0.005991 | 0.0048161 |  |  | 0 | 0 | 0 | 0 |  | 0 | 0 | 0 | 0 | 0 | 0 | 0 | 0 | 0 | 0 | 0 | 0 | 0 | 0 | 0 | 0 | 0 | 0 | 0 | 0 | 0 | 0
2015-11-25 | 15-16 | 15-16 |  | 0 | 0.059475 | 2.4234 | 5.7856 | 1.314 | 0 | 0.00077091 | 0.02494 | 0.022121 | 0.0075953 |  |  | 0 | 0 | 0.38241 | 0.061701 |  | 0 | 0 | 0.0021149 | 0.00034123 | 0 | 0 | 0.38241 | 0.061701 | 0 | 0 | 0.0021149 | 0.00034123 | 0 | 0 | 0 | 0 | 0 | 0 | 0 | 0 | 0 | 0
2015-11-26 | 15-16 | 15-16 |  | 0 | 0.14659 | 0.38243 | 0.74408 | 0.2749 | 0 | 0.00050738 | 0.0046089 | 0.0025191 | 0.0014026 |  |  | 0 | 0 | 0 | 0 |  | 0 | 0 | 0 | 0 | 0 | 0 | 0 | 0 | 0 | 0 | 0 | 0 | 0 | 0 | 0 | 0 | 0 | 0 | 0 | 0 | 0 | 0
2015-11-27 | 15-16 | 15-16 |  | 0 | 0.037415 | 0.64914 | 1.258 | 0.31976 | 0 | 0.00038377 | 0.0061775 | 0.005096 | 0.0019527 |  |  | 0 | 0 | 0 | 0 |  | 0 | 0 | 0 | 0 | 0 | 0 | 0 | 0 | 0 | 0 | 0 | 0 | 0 | 0 | 0 | 0 | 0 | 0 | 0 | 0 | 0 | 0
2015-11-28 | 15-16 | 15-16 |  | 0 | 0.002724 | 0.010592 | 0.049372 | 0.011332 | 0 | 3.3713e-05 | 7.4829e-05 | 0.0003609 | 9.2005e-05 |  |  | 0 | 0 | 0 | 0 |  | 0 | 0 | 0 | 0 | 0 | 0 | 0 | 0 | 0 | 0 | 0 | 0 | 0 | 0 | 0 | 0 | 0 | 0 | 0 | 0 | 0 | 0
2015-11-29 | 15-16 | 15-16 |  | 0 | 0.0022588 | 0.60994 | 0.67871 | 0.19651 | 0 | 8.4283e-06 | 0.0047391 | 0.001209 | 0.00086473 |  |  | 0 | 0 | 0.01667 | 0.0026896 |  | 0 | 0 | 4.6918e-05 | 7.5701e-06 | 0 | 0 | 0.01667 | 0.0026896 | 0 | 0 | 4.6918e-05 | 7.5701e-06 | 0 | 0 | 0 | 0 | 0 | 0 | 0 | 0 | 0 | 0
2015-11-30 | 15-16 | 15-16 |  | 0 | 1.5307 | 0.57182 | 2.7843 | 1.5869 | 0 | 0.0097167 | 0.0058782 | 0.015385 | 0.010019 |  |  | 0 | 0 | 0.015868 | 0.0025602 |  | 0 | 0 | 4.6918e-05 | 7.5701e-06 | 0 | 0 | 0.015868 | 0.0025602 | 0 | 0 | 4.6918e-05 | 7.5701e-06 | 0 | 0 | 0 | 0 | 0 | 0 | 0 | 0 | 0 | 0
2015-12-01 | 15-16 | 15-16 |  | 0 | 0.38168 | 0.82485 | 0.32352 | 0.43145 | 0 | 0.0042546 | 0.0068676 | 0.0015254 | 0.0041476 |  |  | 0 | 0 | 0 | 0 |  | 0 | 0 | 0 | 0 | 0 | 0 | 0 | 0 | 0 | 0 | 0 | 0 | 0 | 0 | 0 | 0 | 0 | 0 | 0 | 0 | 0 | 0
2015-12-02 | 15-16 | 15-16 |  | 0 | 0.43175 | 0.00066514 | 0.010899 | 0.30015 | 0 | 0.0071719 | 8.3143e-06 | 2.8872e-05 | 0.0049609 |  |  | 0 | 0 | 0 | 0 |  | 0 | 0 | 0 | 0 | 0 | 0 | 0 | 0 | 0 | 0 | 0 | 0 | 0 | 0 | 0 | 0 | 0 | 0 | 0 | 0 | 0 | 0
2015-12-03 | 15-16 | 15-16 |  | 0 | 0.6154 | 0.082178 | 0.080378 | 0.44966 | 0 | 0.0035927 | 0.00056537 | 3.8496e-05 | 0.0025676 |  |  | 0 | 0 | 0 | 0 |  | 0 | 0 | 0 | 0 | 0 | 0 | 0 | 0 | 0 | 0 | 0 | 0 | 0 | 0 | 0 | 0 | 0 | 0 | 0 | 0 | 0 | 0
2015-12-04 | 15-16 | 15-16 |  | 0 | 0.60045 | 0.094855 | 0.066002 | 0.43879 | 0 | 0.0039562 | 0.00086746 | 0.0010105 | 0.0030179 |  |  | 0 | 0 | 0 | 0 |  | 0 | 0 | 0 | 0 | 0 | 0 | 0 | 0 | 0 | 0 | 0 | 0 | 0 | 0 | 0 | 0 | 0 | 0 | 0 | 0 | 0 | 0
2015-12-05 | 15-16 | 15-16 |  | 0 | 0.35021 | 1.7725 | 0.021178 | 0.49366 | 0 | 0.0056891 | 0.012158 | 0.00010827 | 0.0056511 |  |  | 0 | 0 | 0 | 0 |  | 0 | 0 | 0 | 0 | 0 | 0 | 0 | 0 | 0 | 0 | 0 | 0 | 0 | 0 | 0 | 0 | 0 | 0 | 0 | 0 | 0 | 0
2015-12-06 | 15-16 | 15-16 |  | 0 | 1.3425 | 3.9775 | 0.48411 | 1.5628 | 0 | 0.013047 | 0.028075 | 0.0021534 | 0.013294 |  |  | 0 | 0 | 0 | 0 |  | 0 | 0 | 0 | 0 | 0 | 0 | 0 | 0 | 0 | 0 | 0 | 0 | 0 | 0 | 0 | 0 | 0 | 0 | 0 | 0 | 0 | 0
2015-12-07 | 15-16 | 15-16 |  | 0 | 2.9963 | 0.30365 | 7.809 | 3.3726 | 0 | 0.029142 | 0.0012555 | 0.027394 | 0.02473 |  |  | 0 | 0 | 0.25455 | 0.041071 |  | 0 | 0 | 0.00049444 | 7.9777e-05 | 0 | 0 | 0.25455 | 0.041071 | 0 | 0 | 0.00049444 | 7.9777e-05 | 0 | 0 | 0 | 0 | 0 | 0 | 0 | 0 | 0 | 0
2015-12-08 | 15-16 | 15-16 |  | 0 | 1.9816 | 2.0085 | 4.2283 | 2.3326 | 0 | 0.024316 | 0.0046463 | 0.032439 | 0.022685 |  |  | 0 | 0.050767 | 0.023798 | 0.010951 |  | 0 | 0.00011224 | 0.00011188 | 3.3774e-05 | 0 | 0.050767 | 0.023798 | 0.010951 | 0 | 0.00011224 | 0.00011188 | 3.3774e-05 | 0 | 0 | 0 | 0 | 0 | 0 | 0 | 0 | 0 | 0
2015-12-09 | 15-16 | 15-16 |  | 0 | 0.43426 | 0.87973 | 1.0284 | 0.58919 | 0 | 0.0030286 | 0.010825 | 0.0042442 | 0.0042936 |  |  | 0 | 0 | 0 | 0 |  | 0 | 0 | 0 | 0 | 0 | 0 | 0 | 0 | 0 | 0 | 0 | 0 | 0 | 0 | 0 | 0 | 0 | 0 | 0 | 0 | 0 | 0
2015-12-10 | 15-16 | 15-16 |  | 0.036728 | 0.24466 | 0.0065184 | 0.09569 | 0.18567 | 0.00015177 | 0.0036893 | 2.4943e-05 | 0.00041865 | 0.0026212 |  |  | 0 | 0 | 0 | 0 |  | 0 | 0 | 0 | 0 | 0 | 0 | 0 | 0 | 0 | 0 | 0 | 0 | 0 | 0 | 0 | 0 | 0 | 0 | 0 | 0 | 0 | 0
2015-12-11 | 15-16 | 15-16 |  | 0 | 0.01256 | 1.2463 | 0.20293 | 0.21599 | 0 | 0.00010058 | 0.019422 | 0.0016277 | 0.0030527 |  |  | 0 | 0 | 0.16025 | 0.025856 |  | 0 | 0 | 0.0010286 | 0.00016596 | 0 | 0 | 0.16025 | 0.025856 | 0 | 0 | 0.0010286 | 0.00016596 | 0 | 0 | 0 | 0 | 0 | 0 | 0 | 0 | 0 | 0
2015-12-12 | 15-16 | 15-16 |  | 0 | 0.0022386 | 5.5195 | 0.61832 | 0.87445 | 0 | 3.3713e-06 | 0.029815 | 0.003046 | 0.0046701 |  |  | 0 | 0 | 0.34891 | 0.056296 |  | 0 | 0 | 0.0017901 | 0.00028883 | 0 | 0 | 0.34891 | 0.056296 | 0 | 0 | 0.0017901 | 0.00028883 | 0 | 0 | 0 | 0 | 0 | 0 | 0 | 0 | 0 | 0
2015-12-13 | 15-16 | 15-16 |  | 0 | 0.0028538 | 0.028418 | 0.57621 | 0.098923 | 0 | 2.697e-05 | 0.000291 | 0.0040999 | 0.0007209 |  |  | 0 | 0 | 0 | 0 |  | 0 | 0 | 0 | 0 | 0 | 0 | 0 | 0 | 0 | 0 | 0 | 0 | 0 | 0 | 0 | 0 | 0 | 0 | 0 | 0 | 0 | 0
2015-12-14 | 15-16 | 15-16 |  | 0 | 0.0036573 | 0.12305 | 0.47762 | 0.096826 | 0 | 6.0122e-05 | 0.00056537 | 0.0022593 | 0.00048526 |  |  | 0 | 0 | 0 | 0 |  | 0 | 0 | 0 | 0 | 0 | 0 | 0 | 0 | 0 | 0 | 0 | 0 | 0 | 0 | 0 | 0 | 0 | 0 | 0 | 0 | 0 | 0
2015-12-15 | 15-16 | 15-16 |  | 0 | 2.5485 | 0.91175 | 1.3653 | 2.1087 | 0 | 0.028723 | 0.0046893 | 0.0029763 | 0.020982 |  |  | 0 | 0 | 0 | 0 |  | 0 | 0 | 0 | 0 | 0 | 0 | 0 | 0 | 0 | 0 | 0 | 0 | 0 | 0 | 0 | 0 | 0 | 0 | 0 | 0 | 0 | 0
2015-12-16 | 15-16 | 15-16 |  | 0 | 0.24833 | 1.1413 | 0.28203 | 0.37695 | 0 | 0.0018587 | 0.010373 | 0.0011332 | 0.0029201 |  |  | 0 | 0 | 0 | 0 |  | 0 | 0 | 0 | 0 | 0 | 0 | 0 | 0 | 0 | 0 | 0 | 0 | 0 | 0 | 0 | 0 | 0 | 0 | 0 | 0 | 0 | 0
2015-12-17 | 15-16 | 15-16 |  | 0.78403 | 1.7722 | 0.11484 | 3.7121 | 1.8455 | 0.0062225 | 0.012662 | 0.00039909 | 0.026178 | 0.013075 |  |  | 0 | 0 | 0.08531 | 0.013765 |  | 0 | 0 | 0.0026779 | 0.00043208 | 0 | 0 | 0.08531 | 0.013765 | 0 | 0 | 0.0026779 | 0.00043208 | 0 | 0 | 0 | 0 | 0 | 0 | 0 | 0 | 0 | 0
2015-12-18 | 15-16 | 15-16 |  | 0.42596 | 0.60594 | 0.051864 | 3.3413 | 0.96829 | 0.0071837 | 0.013234 | 0.00059863 | 0.026935 | 0.013628 |  |  | 0 | 0 | 0 | 0 |  | 0 | 0 | 0 | 0 | 0 | 0 | 0 | 0 | 0 | 0 | 0 | 0 | 0 | 0 | 0 | 0 | 0 | 0 | 0 | 0 | 0 | 0
2015-12-19 | 15-16 | 15-16 |  | 0 | 1.3644 | 1.3313 | 4.7557 | 1.8965 | 0 | 0.011787 | 0.014833 | 0.026695 | 0.014528 |  |  | 0 | 0 | 0 | 0 |  | 0 | 0 | 0 | 0 | 0 | 0 | 0 | 0 | 0 | 0 | 0 | 0 | 0 | 0 | 0 | 0 | 0 | 0 | 0 | 0 | 0 | 0
2015-12-20 | 15-16 | 15-16 |  | 0 | 0.082566 | 0.40076 | 2.6355 | 0.53842 | 0 | 0.00042872 | 0.0018652 | 0.0045209 | 0.0012869 |  |  | 0 | 0 | 0 | 0 |  | 0 | 0 | 0 | 0 | 0 | 0 | 0 | 0 | 0 | 0 | 0 | 0 | 0 | 0 | 0 | 0 | 0 | 0 | 0 | 0 | 0 | 0
2015-12-21 | 15-16 | 15-16 |  | 0 | 0.0167 | 0.014896 | 0.0027284 | 0.014065 | 0 | 0.00019891 | 0.00011086 | 1.4436e-05 | 0.00015528 |  |  | 0 | 0 | 0 | 0 |  | 0 | 0 | 0 | 0 | 0 | 0 | 0 | 0 | 0 | 0 | 0 | 0 | 0 | 0 | 0 | 0 | 0 | 0 | 0 | 0 | 0 | 0
2015-12-22 | 15-16 | 15-16 |  | 0 | 0.038069 | 0.40185 | 0.62744 | 0.18383 | 0 | 0.000286 | 0.0021783 | 0.004966 | 0.001304 |  |  | 0 | 0 | 0 | 0 |  | 0 | 0 | 0 | 0 | 0 | 0 | 0 | 0 | 0 | 0 | 0 | 0 | 0 | 0 | 0 | 0 | 0 | 0 | 0 | 0 | 0 | 0
2015-12-23 | 15-16 | 15-16 |  | 0 | 0.029866 | 0.37154 | 0.10813 | 0.090124 | 0 | 0.00035736 | 0.0030846 | 0.00057745 | 0.00077215 |  |  | 0 | 0 | 0 | 0 |  | 0 | 0 | 0 | 0 | 0 | 0 | 0 | 0 | 0 | 0 | 0 | 0 | 0 | 0 | 0 | 0 | 0 | 0 | 0 | 0 | 0 | 0
2015-12-24 | 15-16 | 15-16 |  | 0 | 0.31353 | 0.18719 | 0.21451 | 0.27745 | 0 | 0.0081069 | 0.00080371 | 0.00043308 | 0.0057835 |  |  | 0 | 0 | 0 | 0 |  | 0 | 0 | 0 | 0 | 0 | 0 | 0 | 0 | 0 | 0 | 0 | 0 | 0 | 0 | 0 | 0 | 0 | 0 | 0 | 0 | 0 | 0
2015-12-25 | 15-16 | 15-16 |  | 0 | 0.31451 | 2.5241 | 2.6358 | 0.99615 | 0 | 0.0035511 | 0.028684 | 0.021438 | 0.0099304 |  |  | 0 | 0 | 0.073179 | 0.011807 |  | 0 | 0 | 0.00032481 | 5.2408e-05 | 0 | 0 | 0.073179 | 0.011807 | 0 | 0 | 0.00032481 | 5.2408e-05 | 0 | 0 | 0 | 0 | 0 | 0 | 0 | 0 | 0 | 0
2015-12-26 | 15-16 | 15-16 |  | 0 | 0.60142 | 1.2626 | 0.99091 | 0.75227 | 0 | 0.0031898 | 0.010462 | 0.0052331 | 0.0045137 |  |  | 0 | 0 | 0 | 0 |  | 0 | 0 | 0 | 0 | 0 | 0 | 0 | 0 | 0 | 0 | 0 | 0 | 0 | 0 | 0 | 0 | 0 | 0 | 0 | 0 | 0 | 0
2015-12-27 | 15-16 | 15-16 |  | 0 | 0.0015441 | 0.024516 | 0.80692 | 0.1347 | 0 | 6.7426e-06 | 0.00026329 | 0.015822 | 0.0025944 |  |  | 0 | 0 | 0 | 0 |  | 0 | 0 | 0 | 0 | 0 | 0 | 0 | 0 | 0 | 0 | 0 | 0 | 0 | 0 | 0 | 0 | 0 | 0 | 0 | 0 | 0 | 0
2015-12-28 | 15-16 | 15-16 |  | 0 | 0.9207 | 0.73989 | 0.086365 | 0.75369 | 0 | 0.010149 | 0.0015381 | 0.00095158 | 0.0073812 |  |  | 0 | 0 | 0.029274 | 0.0047233 |  | 0 | 0 | 0.00060271 | 9.7246e-05 | 0 | 0 | 0.029274 | 0.0047233 | 0 | 0 | 0.00060271 | 9.7246e-05 | 0 | 0 | 0 | 0 | 0 | 0 | 0 | 0 | 0 | 0
2015-12-29 | 15-16 | 15-16 |  | 0 | 0.043984 | 0.094583 | 0.021476 | 0.047102 | 0 | 0.00016182 | 0.013162 | 0.00073384 | 0.0020738 |  |  | 0 | 0 | 0 | 0 |  | 0 | 0 | 0 | 0 | 0 | 0 | 0 | 0 | 0 | 0 | 0 | 0 | 0 | 0 | 0 | 0 | 0 | 0 | 0 | 0 | 0 | 0
2015-12-30 | 15-16 | 15-16 |  | 0 | 0.16946 | 1.5292 | 0.90894 | 0.47794 | 0 | 0.0030494 | 0.044296 | 0.0036523 | 0.0089008 |  |  | 0 | 0 | 0 | 0 |  | 0 | 0 | 0 | 0 | 0 | 0 | 0 | 0 | 0 | 0 | 0 | 0 | 0 | 0 | 0 | 0 | 0 | 0 | 0 | 0 | 0 | 0
2015-12-31 | 15-16 | 15-16 |  | 0 | 0.009325 | 0.70031 | 0.007182 | 0.1057 | 0 | 0.00012642 | 0.0033451 | 3.609e-05 | 0.00056174 |  |  | 0 | 0 | 0 | 0 |  | 0 | 0 | 0 | 0 | 0 | 0 | 0 | 0 | 0 | 0 | 0 | 0 | 0 | 0 | 0 | 0 | 0 | 0 | 0 | 0 | 0 | 0
2016-01-01 | 15-16 | 15-16 |  | 0 | 0.15008 | 0.047599 | 0.018103 | 0.11328 | 0 | 0.0018773 | 0.00024111 | 8.6617e-05 | 0.0013448 |  |  | 0 | 0 | 0 | 0 |  | 0 | 0 | 0 | 0 | 0 | 0 | 0 | 0 | 0 | 0 | 0 | 0 | 0 | 0 | 0 | 0 | 0 | 0 | 0 | 0 | 0 | 0
2016-01-02 | 15-16 | 15-16 |  | 0 | 0.018341 | 0.014852 | 0.32315 | 0.066892 | 0 | 0.00014834 | 0.00016074 | 0.00099128 | 0.00028494 |  |  | 0 | 0 | 0 | 0 |  | 0 | 0 | 0 | 0 | 0 | 0 | 0 | 0 | 0 | 0 | 0 | 0 | 0 | 0 | 0 | 0 | 0 | 0 | 0 | 0 | 0 | 0
2016-01-03 | 15-16 | 15-16 |  | 0 | 0.60167 | 1.6536 | 0.21767 | 0.68245 | 0 | 0.0045125 | 0.016856 | 0.00041143 | 0.0055452 |  |  | 0 | 0 | 0 | 0 |  | 0 | 0 | 0 | 0 | 0 | 0 | 0 | 0 | 0 | 0 | 0 | 0 | 0 | 0 | 0 | 0 | 0 | 0 | 0 | 0 | 0 | 0
2016-01-04 | 15-16 | 15-16 |  | 0 | 0.0096302 | 0.31651 | 0.75867 | 0.1734 | 0 | 0.00011125 | 0.0028075 | 0.012627 | 0.0025074 |  |  | 0 | 0 | 0 | 0 |  | 0 | 0 | 0 | 0 | 0 | 0 | 0 | 0 | 0 | 0 | 0 | 0 | 0 | 0 | 0 | 0 | 0 | 0 | 0 | 0 | 0 | 0
2016-01-05 | 15-16 | 15-16 |  | 0 | 0.24525 | 0.067592 | 0.1631 | 0.20523 | 0 | 0.0028184 | 0.00035197 | 0.001025 | 0.0021619 |  |  | 0 | 0 | 0 | 0 |  | 0 | 0 | 0 | 0 | 0 | 0 | 0 | 0 | 0 | 0 | 0 | 0 | 0 | 0 | 0 | 0 | 0 | 0 | 0 | 0 | 0 | 0
2016-01-06 | 15-16 | 15-16 |  | 0 | 0.27572 | 0.28026 | 0.78212 | 0.35595 | 0 | 0.0025504 | 0.010118 | 0.0026827 | 0.0036123 |  |  | 0 | 0 | 0 | 0 |  | 0 | 0 | 0 | 0 | 0 | 0 | 0 | 0 | 0 | 0 | 0 | 0 | 0 | 0 | 0 | 0 | 0 | 0 | 0 | 0 | 0 | 0
2016-01-07 | 15-16 | 15-16 |  | 0 | 0.64781 | 0.052887 | 0.61891 | 0.55485 | 0 | 0.0092891 | 0.00023557 | 0.0061642 | 0.0074454 |  |  | 0 | 0 | 0 | 0 |  | 0 | 0 | 0 | 0 | 0 | 0 | 0 | 0 | 0 | 0 | 0 | 0 | 0 | 0 | 0 | 0 | 0 | 0 | 0 | 0 | 0 | 0
2016-01-08 | 15-16 | 15-16 |  | 0 | 0.40049 | 0.0045479 | 1.6032 | 0.536 | 0 | 0.0043737 | 4.1571e-05 | 0.0076704 | 0.0042652 |  |  | 0 | 0 | 0 | 0 |  | 0 | 0 | 0 | 0 | 0 | 0 | 0 | 0 | 0 | 0 | 0 | 0 | 0 | 0 | 0 | 0 | 0 | 0 | 0 | 0 | 0 | 0
2016-01-09 | 15-16 | 15-16 |  | 0 | 0.010589 | 0.43436 | 0.07278 | 0.079902 | 0 | 0.00021071 | 0.0015215 | 0.00040421 | 0.00042392 |  |  | 0 | 0 | 0 | 0 |  | 0 | 0 | 0 | 0 | 0 | 0 | 0 | 0 | 0 | 0 | 0 | 0 | 0 | 0 | 0 | 0 | 0 | 0 | 0 | 0 | 0 | 0
2016-01-10 | 15-16 | 15-16 |  | 0 | 0.42935 | 0.02274 | 0.0012054 | 0.30002 | 0 | 0.0028027 | 0.00018291 | 1.4436e-05 | 0.0019643 |  |  | 0 | 0 | 0 | 0 |  | 0 | 0 | 0 | 0 | 0 | 0 | 0 | 0 | 0 | 0 | 0 | 0 | 0 | 0 | 0 | 0 | 0 | 0 | 0 | 0 | 0 | 0
2016-01-11 | 15-16 | 15-16 |  | 0 | 0.025507 | 0.018704 | 0.409 | 0.086235 | 0 | 0.0003051 | 0.00011917 | 0.0043092 | 0.00092277 |  |  | 0 | 0 | 0.041421 | 0.0066832 |  | 0 | 0 | 0.00021654 | 3.4939e-05 | 0 | 0 | 0.041421 | 0.0066832 | 0 | 0 | 0.00021654 | 3.4939e-05 | 0 | 0 | 0 | 0 | 0 | 0 | 0 | 0 | 0 | 0
2016-01-12 | 15-16 | 15-16 |  | 0 | 1.1286 | 0.94685 | 1.3859 | 1.136 | 0 | 0.0074888 | 0.0064935 | 0.015055 | 0.0085126 |  |  | 0 | 0 | 0 | 0 |  | 0 | 0 | 0 | 0 | 0 | 0 | 0 | 0 | 0 | 0 | 0 | 0 | 0 | 0 | 0 | 0 | 0 | 0 | 0 | 0 | 0 | 0
2016-01-13 | 15-16 | 15-16 |  | 0 | 0.34626 | 0.22473 | 0.34561 | 0.32648 | 0 | 0.0032488 | 0.0030015 | 0.0089721 | 0.0041127 |  |  | 0 | 0 | 0 | 0 |  | 0 | 0 | 0 | 0 | 0 | 0 | 0 | 0 | 0 | 0 | 0 | 0 | 0 | 0 | 0 | 0 | 0 | 0 | 0 | 0 | 0 | 0
2016-01-14 | 15-16 | 15-16 |  | 0 | 0.21399 | 1.8946 | 1.5587 | 0.66472 | 0 | 0.0039869 | 0.018186 | 0.0094629 | 0.0068288 |  |  | 0.018359 | 0 | 0 | 0.012684 |  | 0.00050991 | 0 | 0 | 0.0003523 | 0.018359 | 0 | 0 | 0.012684 | 0.00050991 | 0 | 0 | 0.0003523 | 0 | 0 | 0 | 0 | 0 | 0 | 0 | 0 | 0 | 0
2016-01-15 | 15-16 | 15-16 |  | 0 | 0.072851 | 0.0043899 | 0.0087627 | 0.052361 | 0 | 0.00065235 | 2.4943e-05 | 5.0527e-05 | 0.00046236 |  |  | 0 | 0 | 0 | 0 |  | 0 | 0 | 0 | 0 | 0 | 0 | 0 | 0 | 0 | 0 | 0 | 0 | 0 | 0 | 0 | 0 | 0 | 0 | 0 | 0 | 0 | 0
2016-01-16 | 15-16 | 15-16 |  | 0 | 0.010033 | 0 | 0.11029 | 0.024727 | 0 | 0.00014665 | 0 | 0.00070015 | 0.00021429 |  |  | 0 | 0 | 0 | 0 |  | 0 | 0 | 0 | 0 | 0 | 0 | 0 | 0 | 0 | 0 | 0 | 0 | 0 | 0 | 0 | 0 | 0 | 0 | 0 | 0 | 0 | 0
2016-01-17 | 15-16 | 15-16 |  | 0 | 0.83923 | 0 | 0.37136 | 0.63975 | 0 | 0.0047828 | 0 | 0.0013281 | 0.0035187 |  |  | 0 | 0 | 0 | 0 |  | 0 | 0 | 0 | 0 | 0 | 0 | 0 | 0 | 0 | 0 | 0 | 0 | 0 | 0 | 0 | 0 | 0 | 0 | 0 | 0 | 0 | 0
2016-01-18 | 15-16 | 15-16 |  | 0 | 0.038376 | 0.26179 | 0.23867 | 0.10169 | 0 | 0.00026352 | 0.0013137 | 0.00088301 | 0.00050855 |  |  | 0 | 0 | 0 | 0 |  | 0 | 0 | 0 | 0 | 0 | 0 | 0 | 0 | 0 | 0 | 0 | 0 | 0 | 0 | 0 | 0 | 0 | 0 | 0 | 0 | 0 | 0
2016-01-19 | 15-16 | 15-16 |  | 0 | 0.13185 | 0.09156 | 0.74475 | 0.22409 | 0 | 0.0011569 | 0.00032703 | 0.002074 | 0.0011798 |  |  | 0 | 0 | 0 | 0 |  | 0 | 0 | 0 | 0 | 0 | 0 | 0 | 0 | 0 | 0 | 0 | 0 | 0 | 0 | 0 | 0 | 0 | 0 | 0 | 0 | 0 | 0
2016-01-20 | 15-16 | 15-16 |  | 0 | 1.1941 | 0.024195 | 1.5314 | 1.0755 | 0 | 0.013439 | 9.9771e-05 | 0.004083 | 0.0099575 |  |  | 0 | 0 | 0 | 0 |  | 0 | 0 | 0 | 0 | 0 | 0 | 0 | 0 | 0 | 0 | 0 | 0 | 0 | 0 | 0 | 0 | 0 | 0 | 0 | 0 | 0 | 0
2016-01-21 | 15-16 | 15-16 |  | 0 | 0.62588 | 3.4658 | 1.3978 | 1.1434 | 0 | 0.0049862 | 0.023931 | 0.0044908 | 0.0075217 |  |  | 0 | 0 | 0.10301 | 0.016621 |  | 0 | 0 | 0.00016962 | 2.7369e-05 | 0 | 0 | 0.10301 | 0.016621 | 0 | 0 | 0.00016962 | 2.7369e-05 | 0 | 0 | 0 | 0 | 0 | 0 | 0 | 0 | 0 | 0
2016-01-22 | 15-16 | 15-16 |  | 0 | 4.7314 | 3.3389 | 11.6795 | 5.6211 | 0 | 0.052486 | 0.013247 | 0.060278 | 0.047844 |  |  | 0 | 0 | 1.7906 | 0.28891 |  | 0 | 0 | 0.0062292 | 0.0010051 | 0 | 0 | 1.7906 | 0.28891 | 0 | 0 | 0.0062292 | 0.0010051 | 0 | 0 | 0 | 0 | 0 | 0 | 0 | 0 | 0 | 0
2016-01-23 | 15-16 | 15-16 |  | 0 | 0.28109 | 0.057734 | 1.2485 | 0.40374 | 0 | 0.002388 | 0.0012388 | 0.0046436 | 0.0025727 |  |  | 0 | 0 | 0 | 0 |  | 0 | 0 | 0 | 0 | 0 | 0 | 0 | 0 | 0 | 0 | 0 | 0 | 0 | 0 | 0 | 0 | 0 | 0 | 0 | 0 | 0 | 0
2016-01-24 | 15-16 | 15-16 |  | 0 | 0.0026836 | 0.0019871 | 0.17008 | 0.029575 | 0 | 0.001952 | 2.4943e-05 | 0.00084211 | 0.001488 |  |  | 0 | 0 | 0 | 0 |  | 0 | 0 | 0 | 0 | 0 | 0 | 0 | 0 | 0 | 0 | 0 | 0 | 0 | 0 | 0 | 0 | 0 | 0 | 0 | 0 | 0 | 0
2016-01-25 | 15-16 | 15-16 |  | 0 | 0.38582 | 0.001031 | 0.22196 | 0.30252 | 0 | 0.0020121 | 8.3143e-06 | 0.0011116 | 0.0015707 |  |  | 0 | 0 | 0 | 0 |  | 0 | 0 | 0 | 0 | 0 | 0 | 0 | 0 | 0 | 0 | 0 | 0 | 0 | 0 | 0 | 0 | 0 | 0 | 0 | 0 | 0 | 0
2016-01-26 | 15-16 | 15-16 |  | 0 | 0.021164 | 0 | 0.035152 | 0.020294 | 0 | 0.00043771 | 0 | 0.00019489 | 0.00033386 |  |  | 0 | 0 | 0 | 0 |  | 0 | 0 | 0 | 0 | 0 | 0 | 0 | 0 | 0 | 0 | 0 | 0 | 0 | 0 | 0 | 0 | 0 | 0 | 0 | 0 | 0 | 0
2016-01-27 | 15-16 | 15-16 |  | 0 | 0.012919 | 0.011025 | 0.20105 | 0.042908 | 0 | 0.00013148 | 0.00013303 | 0.00079399 | 0.00023758 |  |  | 0 | 0 | 0 | 0 |  | 0 | 0 | 0 | 0 | 0 | 0 | 0 | 0 | 0 | 0 | 0 | 0 | 0 | 0 | 0 | 0 | 0 | 0 | 0 | 0 | 0 | 0
2016-01-28 | 15-16 | 15-16 |  | 0 | 0.14178 | 0 | 1.3376 | 0.31377 | 0 | 0.0011614 | 0 | 0.0071868 | 0.001962 |  |  | 0 | 0 | 0 | 0 |  | 0 | 0 | 0 | 0 | 0 | 0 | 0 | 0 | 0 | 0 | 0 | 0 | 0 | 0 | 0 | 0 | 0 | 0 | 0 | 0 | 0 | 0
2016-01-29 | 15-16 | 15-16 |  | 0 | 1.0016 | 7.5897 | 2.9131 | 2.2252 | 0 | 0.009175 | 0.015692 | 0.027864 | 0.013033 |  |  | 0 | 0 | 0 | 0 |  | 0 | 0 | 0 | 0 | 0 | 0 | 0 | 0 | 0 | 0 | 0 | 0 | 0 | 0 | 0 | 0 | 0 | 0 | 0 | 0 | 0 | 0
2016-01-30 | 15-16 | 15-16 |  | 0 | 0.44883 | 1.6059 | 0.34102 | 0.59007 | 0 | 0.0033455 | 0.015282 | 0.001375 | 0.0046738 |  |  | 0 | 0 | 0.015023 | 0.0024239 |  | 0 | 0 | 0.00060271 | 9.7246e-05 | 0 | 0 | 0.015023 | 0.0024239 | 0 | 0 | 0.00060271 | 9.7246e-05 | 0 | 0 | 0 | 0 | 0 | 0 | 0 | 0 | 0 | 0
2016-01-31 | 15-16 | 15-16 |  | 0 | 0.0094149 | 0.0013802 | 0.32787 | 0.0596 | 0 | 0.00012755 | 8.3143e-06 | 0.0012704 | 0.00029426 |  |  | 0 | 0 | 0 | 0 |  | 0 | 0 | 0 | 0 | 0 | 0 | 0 | 0 | 0 | 0 | 0 | 0 | 0 | 0 | 0 | 0 | 0 | 0 | 0 | 0 | 0 | 0
2016-02-01 | 15-16 | 15-16 |  | 0 | 0.038364 | 1.4127 | 0.41527 | 0.29139 | 0 | 0.00040793 | 0.0020952 | 0.002252 | 0.00093869 |  |  | 0 | 0 | 0 | 0 |  | 0 | 0 | 0 | 0 | 0 | 0 | 0 | 0 | 0 | 0 | 0 | 0 | 0 | 0 | 0 | 0 | 0 | 0 | 0 | 0 | 0 | 0
2016-02-02 | 15-16 | 15-16 |  | 0 | 1.0594 | 0.051889 | 0.12271 | 0.75902 | 0 | 0.0086013 | 0.000291 | 0.013871 | 0.0082215 |  |  | 0 | 0 | 0 | 0 |  | 0 | 0 | 0 | 0 | 0 | 0 | 0 | 0 | 0 | 0 | 0 | 0 | 0 | 0 | 0 | 0 | 0 | 0 | 0 | 0 | 0 | 0
2016-02-03 | 15-16 | 15-16 |  | 0.0047048 | 0.093013 | 0.060819 | 0.2483 | 0.11288 | 0.00015177 | 0.00070798 | 0.00070671 | 0.0028078 | 0.0010423 |  |  | 0 | 0 | 0 | 0 |  | 0 | 0 | 0 | 0 | 0 | 0 | 0 | 0 | 0 | 0 | 0 | 0 | 0 | 0 | 0 | 0 | 0 | 0 | 0 | 0 | 0 | 0
2016-02-04 | 15-16 | 15-16 |  | 0 | 0.046209 | 0.019056 | 0.0014075 | 0.034822 | 0 | 0.0061897 | 9.9771e-05 | 1.4436e-05 | 0.0042928 |  |  | 0 | 0 | 0 | 0 |  | 0 | 0 | 0 | 0 | 0 | 0 | 0 | 0 | 0 | 0 | 0 | 0 | 0 | 0 | 0 | 0 | 0 | 0 | 0 | 0 | 0 | 0
2016-02-05 | 15-16 | 15-16 |  | 0 | 0.59209 | 0.11474 | 0.033297 | 0.43052 | 0 | 0.003845 | 0.00016629 | 0.0001588 | 0.0027054 |  |  | 0 | 0 | 0 | 0 |  | 0 | 0 | 0 | 0 | 0 | 0 | 0 | 0 | 0 | 0 | 0 | 0 | 0 | 0 | 0 | 0 | 0 | 0 | 0 | 0 | 0 | 0
2016-02-06 | 15-16 | 15-16 |  | 0 | 0.00031185 | 0.01164 | 1.5064 | 0.2449 | 0 | 1.6857e-06 | 5.82e-05 | 0.0063663 | 0.0010365 |  |  | 0 | 0 | 0 | 0 |  | 0 | 0 | 0 | 0 | 0 | 0 | 0 | 0 | 0 | 0 | 0 | 0 | 0 | 0 | 0 | 0 | 0 | 0 | 0 | 0 | 0 | 0
2016-02-07 | 15-16 | 15-16 |  | 0 | 0.35032 | 0 | 0.071979 | 0.25365 | 0 | 0.0025476 | 0 | 0.00025985 | 0.0018021 |  |  | 0 | 0 | 0 | 0 |  | 0 | 0 | 0 | 0 | 0 | 0 | 0 | 0 | 0 | 0 | 0 | 0 | 0 | 0 | 0 | 0 | 0 | 0 | 0 | 0 | 0 | 0
2016-02-08 | 15-16 | 15-16 |  | 0 | 0.013925 | 1.128 | 0.1019 | 0.18407 | 0 | 0.00013148 | 0.011937 | 0.00057745 | 0.001856 |  |  | 0 | 0 | 0 | 0 |  | 0 | 0 | 0 | 0 | 0 | 0 | 0 | 0 | 0 | 0 | 0 | 0 | 0 | 0 | 0 | 0 | 0 | 0 | 0 | 0 | 0 | 0
2016-02-09 | 15-16 | 15-16 |  | 0 | 0.19744 | 0 | 0.022196 | 0.13999 | 0 | 0.0015491 | 0 | 4.3308e-05 | 0.0010773 |  |  | 0 | 0 | 0 | 0 |  | 0 | 0 | 0 | 0 | 0 | 0 | 0 | 0 | 0 | 0 | 0 | 0 | 0 | 0 | 0 | 0 | 0 | 0 | 0 | 0 | 0 | 0
2016-02-10 | 15-16 | 15-16 |  | 0 | 0.15203 | 0.0078321 | 0.097136 | 0.1218 | 0 | 0.0032842 | 4.9886e-05 | 0.001043 | 0.0024444 |  |  | 0 | 0 | 0.012803 | 0.0020658 |  | 0 | 0 | 0.00060271 | 9.7246e-05 | 0 | 0 | 0.012803 | 0.0020658 | 0 | 0 | 0.00060271 | 9.7246e-05 | 0 | 0 | 0 | 0 | 0 | 0 | 0 | 0 | 0 | 0
2016-02-11 | 15-16 | 15-16 |  | 0 | 0.29365 | 0.3692 | 0 | 0.2546 | 0 | 0.0080288 | 0.0292 | 0 | 0.0096373 |  |  | 0 | 0 | 0 | 0 |  | 0 | 0 | 0 | 0 | 0 | 0 | 0 | 0 | 0 | 0 | 0 | 0 | 0 | 0 | 0 | 0 | 0 | 0 | 0 | 0 | 0 | 0
2016-02-12 | 15-16 | 15-16 |  | 0 | 0.19424 | 0 | 0.45156 | 0.20706 | 0 | 0.0042023 | 0 | 0.0072036 | 0.0040657 |  |  | 0 | 0 | 0 | 0 |  | 0 | 0 | 0 | 0 | 0 | 0 | 0 | 0 | 0 | 0 | 0 | 0 | 0 | 0 | 0 | 0 | 0 | 0 | 0 | 0 | 0 | 0
2016-02-13 | 15-16 | 15-16 |  | 0 | 0.023204 | 0.0086773 | 0.95205 | 0.17086 | 0 | 0.00021127 | 8.5914e-05 | 0.0035116 | 0.00072459 |  |  | 0 | 0 | 0.69831 | 0.11267 |  | 0 | 0 | 0.0023928 | 0.00038607 | 0 | 0 | 0.69831 | 0.11267 | 0 | 0 | 0.0023928 | 0.00038607 | 0 | 0 | 0 | 0 | 0 | 0 | 0 | 0 | 0 | 0
2016-02-14 | 15-16 | 15-16 |  | 0 | 0.00032027 | 0.1827 | 0.7489 | 0.14665 | 0 | 1.6857e-06 | 0.0015354 | 0.0048 | 0.00099071 |  |  | 0 | 0 | 0 | 0 |  | 0 | 0 | 0 | 0 | 0 | 0 | 0 | 0 | 0 | 0 | 0 | 0 | 0 | 0 | 0 | 0 | 0 | 0 | 0 | 0 | 0 | 0
2016-02-15 | 15-16 | 15-16 |  | 0 | 0 | 0.46346 | 0.18517 | 0.094796 | 0 | 0 | 0.0030985 | 0.00077474 | 0.00055902 |  |  | 0 | 0 | 0 | 0 |  | 0 | 0 | 0 | 0 | 0 | 0 | 0 | 0 | 0 | 0 | 0 | 0 | 0 | 0 | 0 | 0 | 0 | 0 | 0 | 0 | 0 | 0
2016-02-16 | 15-16 | 15-16 |  | 0 | 0.005566 | 0.010185 | 1.555 | 0.25617 | 0 | 2.1914e-05 | 0.00010809 | 0.0047399 | 0.00079505 |  |  | 0 | 0 | 0 | 0 |  | 0 | 0 | 0 | 0 | 0 | 0 | 0 | 0 | 0 | 0 | 0 | 0 | 0 | 0 | 0 | 0 | 0 | 0 | 0 | 0 | 0 | 0
2016-02-17 | 15-16 | 15-16 |  | 0 | 0 | 0.0015797 | 1.3681 | 0.22097 | 0 | 0 | 8.3143e-06 | 0.012516 | 0.0020206 |  |  | 0 | 0 | 0 | 0 |  | 0 | 0 | 0 | 0 | 0 | 0 | 0 | 0 | 0 | 0 | 0 | 0 | 0 | 0 | 0 | 0 | 0 | 0 | 0 | 0 | 0 | 0
2016-02-18 | 15-16 | 15-16 |  | 0 | 0.20445 | 0.23955 | 0.0060704 | 0.17579 | 0 | 0.0032853 | 0.0012222 | 4.3308e-05 | 0.002448 |  |  | 0 | 0 | 0 | 0 |  | 0 | 0 | 0 | 0 | 0 | 0 | 0 | 0 | 0 | 0 | 0 | 0 | 0 | 0 | 0 | 0 | 0 | 0 | 0 | 0 | 0 | 0
2016-02-19 | 15-16 | 15-16 |  | 0 | 0.0035758 | 0.61097 | 1.3012 | 0.298 | 0 | 2.4161e-05 | 0.012945 | 0.01915 | 0.0049198 |  |  | 0 | 0 | 0 | 0 |  | 0 | 0 | 0 | 0 | 0 | 0 | 0 | 0 | 0 | 0 | 0 | 0 | 0 | 0 | 0 | 0 | 0 | 0 | 0 | 0 | 0 | 0
2016-02-20 | 15-16 | 15-16 |  | 0 | 0 | 0.00044343 | 0 | 6.2113e-05 | 0 | 0 | 1.1086e-05 | 0 | 1.5528e-06 |  |  | 0 | 0 | 0 | 0 |  | 0 | 0 | 0 | 0 | 0 | 0 | 0 | 0 | 0 | 0 | 0 | 0 | 0 | 0 | 0 | 0 | 0 | 0 | 0 | 0 | 0 | 0
2016-02-21 | 15-16 | 15-16 |  | 0 | 0.0035466 | 0.0074496 | 0.18629 | 0.033552 | 0 | 3.0904e-05 | 6.6514e-05 | 0.0011982 | 0.000224 |  |  | 0 | 0 | 0 | 0 |  | 0 | 0 | 0 | 0 | 0 | 0 | 0 | 0 | 0 | 0 | 0 | 0 | 0 | 0 | 0 | 0 | 0 | 0 | 0 | 0 | 0 | 0
2016-02-22 | 15-16 | 15-16 |  | 0 | 1.1561 | 0.18333 | 0.85101 | 0.96177 | 0 | 0.008376 | 0.001746 | 0.0043525 | 0.0067339 |  |  | 0 | 0 | 0 | 0 |  | 0 | 0 | 0 | 0 | 0 | 0 | 0 | 0 | 0 | 0 | 0 | 0 | 0 | 0 | 0 | 0 | 0 | 0 | 0 | 0 | 0 | 0
2016-02-23 | 15-16 | 15-16 |  | 0 | 0.45247 | 0 | 0.10111 | 0.32892 | 0 | 0.0063195 | 0 | 0.00029594 | 0.0044139 |  |  | 0 | 0 | 0 | 0 |  | 0 | 0 | 0 | 0 | 0 | 0 | 0 | 0 | 0 | 0 | 0 | 0 | 0 | 0 | 0 | 0 | 0 | 0 | 0 | 0 | 0 | 0
2016-02-24 | 15-16 | 15-16 |  | 0 | 0.0052255 | 0.056279 | 0.16882 | 0.038733 | 0 | 3.4837e-05 | 0.0027687 | 0.00060632 | 0.00050972 |  |  | 0 | 0 | 0 | 0 |  | 0 | 0 | 0 | 0 | 0 | 0 | 0 | 0 | 0 | 0 | 0 | 0 | 0 | 0 | 0 | 0 | 0 | 0 | 0 | 0 | 0 | 0
2016-02-25 | 15-16 | 15-16 |  | 0 | 0 | 0 | 1.4349 | 0.23152 | 0 | 0 | 0 | 0.0059405 | 0.00095849 |  |  | 0 | 0 | 0 | 0 |  | 0 | 0 | 0 | 0 | 0 | 0 | 0 | 0 | 0 | 0 | 0 | 0 | 0 | 0 | 0 | 0 | 0 | 0 | 0 | 0 | 0 | 0
2016-02-26 | 15-16 | 15-16 |  | 0 | 0.0093475 | 0.10375 | 0.034748 | 0.026597 | 0 | 4.8322e-05 | 0.0011806 | 0.00035369 | 0.00025583 |  |  | 0 | 0 | 0 | 0 |  | 0 | 0 | 0 | 0 | 0 | 0 | 0 | 0 | 0 | 0 | 0 | 0 | 0 | 0 | 0 | 0 | 0 | 0 | 0 | 0 | 0 | 0
2016-02-27 | 15-16 | 15-16 |  | 0 | 0.16107 | 0.0026439 | 0.0031519 | 0.11216 | 0 | 0.0010131 | 1.6629e-05 | 2.406e-05 | 0.00070615 |  |  | 0 | 0 | 0 | 0 |  | 0 | 0 | 0 | 0 | 0 | 0 | 0 | 0 | 0 | 0 | 0 | 0 | 0 | 0 | 0 | 0 | 0 | 0 | 0 | 0 | 0 | 0
2016-02-28 | 15-16 | 15-16 |  | 0 | 0.054366 | 0.019683 | 0.92456 | 0.18949 | 0 | 0.00042984 | 0.00014689 | 0.0032337 | 0.00083931 |  |  | 0 | 0 | 0 | 0 |  | 0 | 0 | 0 | 0 | 0 | 0 | 0 | 0 | 0 | 0 | 0 | 0 | 0 | 0 | 0 | 0 | 0 | 0 | 0 | 0 | 0 | 0
2016-02-29 | 15-16 | 15-16 |  | 0 | 0.018795 | 0.13019 | 0.051306 | 0.039501 | 0 | 0.0028201 | 0.00044066 | 0.00050527 | 0.0020917 |  |  | 0 | 0 | 0 | 0 |  | 0 | 0 | 0 | 0 | 0 | 0 | 0 | 0 | 0 | 0 | 0 | 0 | 0 | 0 | 0 | 0 | 0 | 0 | 0 | 0 | 0 | 0
2016-03-01 | 15-16 | 15-16 |  | 0 | 0.032365 | 0.53635 | 0 | 0.097491 | 0 | 6.7426e-05 | 0.0034671 | 0 | 0.00053223 |  |  | 0 | 0 | 0 | 0 |  | 0 | 0 | 0 | 0 | 0 | 0 | 0 | 0 | 0 | 0 | 0 | 0 | 0 | 0 | 0 | 0 | 0 | 0 | 0 | 0 | 0 | 0
2016-03-02 | 15-16 | 15-16 |  | 0 | 0.25355 | 0.51973 | 0.81227 | 0.37904 | 0 | 0.0039343 | 0.0029433 | 0.0010538 | 0.0033005 |  |  | 0 | 0 | 0 | 0 |  | 0 | 0 | 0 | 0 | 0 | 0 | 0 | 0 | 0 | 0 | 0 | 0 | 0 | 0 | 0 | 0 | 0 | 0 | 0 | 0 | 0 | 0
2016-03-03 | 15-16 | 15-16 |  | 0 | 0.00027645 | 0.00024943 | 0.56445 | 0.091298 | 0 | 6.7426e-06 | 8.3143e-06 | 0.0010971 | 0.00018285 |  |  | 0 | 0 | 0 | 0 |  | 0 | 0 | 0 | 0 | 0 | 0 | 0 | 0 | 0 | 0 | 0 | 0 | 0 | 0 | 0 | 0 | 0 | 0 | 0 | 0 | 0 | 0
2016-03-04 | 15-16 | 15-16 |  | 0 | 0 | 0.0015465 | 0.03137 | 0.0052781 | 0 | 0 | 1.6629e-05 | 0.0096361 | 0.0015571 |  |  | 0 | 0 | 0 | 0 |  | 0 | 0 | 0 | 0 | 0 | 0 | 0 | 0 | 0 | 0 | 0 | 0 | 0 | 0 | 0 | 0 | 0 | 0 | 0 | 0 | 0 | 0
2016-03-05 | 15-16 | 15-16 |  | 0 | 0.033129 | 0.56826 | 4.0854 | 0.76166 | 0 | 0.0012277 | 0.0010725 | 0.010455 | 0.0026854 |  |  | 0 | 0 | 0.7022 | 0.1133 |  | 0 | 0 | 0.00061715 | 9.9575e-05 | 0 | 0 | 0.7022 | 0.1133 | 0 | 0 | 0.00061715 | 9.9575e-05 | 0 | 0 | 0 | 0 | 0 | 0 | 0 | 0 | 0 | 0
2016-03-06 | 15-16 | 15-16 |  | 1.0575 | 1.808 | 1.5678 | 8.1949 | 2.7991 | 0.003946 | 0.016567 | 0.011862 | 0.021303 | 0.016575 |  |  | 0 | 0 | 0.059089 | 0.0095338 |  | 0 | 0 | 0 | 0 | 0 | 0 | 0.059089 | 0.0095338 | 0 | 0 | 0 | 0 | 0 | 0 | 0 | 0 | 0 | 0 | 0 | 0 | 0 | 0
2016-03-07 | 15-16 | 15-16 |  | 0.57611 | 0.23063 | 0.77371 | 1.015 | 0.43592 | 0.003946 | 0.0016283 | 0.01164 | 0.0080193 | 0.0040797 |  |  | 0 | 0 | 0 | 0 |  | 0 | 0 | 0 | 0 | 0 | 0 | 0 | 0 | 0 | 0 | 0 | 0 | 0 | 0 | 0 | 0 | 0 | 0 | 0 | 0 | 0 | 0
2016-03-08 | 15-16 | 15-16 |  | 0 | 0.65915 | 1.194 | 1.1879 | 0.81432 | 0 | 0.0063816 | 0.02767 | 0.0047399 | 0.0090497 |  |  | 0.072693 | 0 | 0.069864 | 0.061496 |  | 0.00071725 | 0 | 7.9399e-05 | 0.00050836 | 0.072693 | 0 | 0.069864 | 0.061496 | 0.00071725 | 0 | 7.9399e-05 | 0.00050836 | 0 | 0 | 0 | 0 | 0 | 0 | 0 | 0 | 0 | 0
2016-03-09 | 15-16 | 15-16 |  | 0 | 0.026075 | 0.076741 | 0.22705 | 0.065399 | 0 | 0.0014783 | 0.00054043 | 0.00092391 | 0.0012461 |  |  | 0 | 0 | 0 | 0 |  | 0 | 0 | 0 | 0 | 0 | 0 | 0 | 0 | 0 | 0 | 0 | 0 | 0 | 0 | 0 | 0 | 0 | 0 | 0 | 0 | 0 | 0
2016-03-10 | 15-16 | 15-16 |  | 0.07983 | 0.1098 | 0.075061 | 1.7962 | 0.37681 | 0.00030354 | 0.0054508 | 0.018765 | 0.022477 | 0.010024 |  |  | 0 | 0 | 0 | 0 |  | 0 | 0 | 0 | 0 | 0 | 0 | 0 | 0 | 0 | 0 | 0 | 0 | 0 | 0 | 0 | 0 | 0 | 0 | 0 | 0 | 0 | 0
2016-03-11 | 15-16 | 15-16 |  | 0 | 0.2019 | 0.15169 | 0.49692 | 0.24092 | 0 | 0.0031741 | 0.0017294 | 0.0072445 | 0.0036041 |  |  | 0 | 0 | 0 | 0 |  | 0 | 0 | 0 | 0 | 0 | 0 | 0 | 0 | 0 | 0 | 0 | 0 | 0 | 0 | 0 | 0 | 0 | 0 | 0 | 0 | 0 | 0
2016-03-12 | 15-16 | 15-16 |  | 0 | 0.19902 | 0.025068 | 1.5092 | 0.38453 | 0 | 0.0071326 | 0.00012471 | 0.0051272 | 0.0057727 |  |  | 0 | 0 | 0 | 0 |  | 0 | 0 | 0 | 0 | 0 | 0 | 0 | 0 | 0 | 0 | 0 | 0 | 0 | 0 | 0 | 0 | 0 | 0 | 0 | 0 | 0 | 0
2016-03-13 | 15-16 | 15-16 |  | 0 | 0.56691 | 1.0992 | 1.6514 | 0.81209 | 0 | 0.0083226 | 0.0088797 | 0.0051284 | 0.0078214 |  |  | 0 | 0 | 1.1596 | 0.1871 |  | 0 | 0 | 0.0044066 | 0.000711 | 0 | 0 | 1.1596 | 0.1871 | 0 | 0 | 0.0044066 | 0.000711 | 0 | 0 | 0 | 0 | 0 | 0 | 0 | 0 | 0 | 0
2016-03-14 | 15-16 | 15-16 |  | 0 | 0.079248 | 0.073822 | 0.06131 | 0.074985 | 0 | 0.0010974 | 0.00015797 | 0.00018767 | 0.00081058 |  |  | 0 | 0 | 0 | 0 |  | 0 | 0 | 0 | 0 | 0 | 0 | 0 | 0 | 0 | 0 | 0 | 0 | 0 | 0 | 0 | 0 | 0 | 0 | 0 | 0 | 0 | 0
2016-03-15 | 15-16 | 15-16 |  | 0 | 0.013677 | 0.15055 | 0.29886 | 0.078757 | 0 | 8.7092e-05 | 0.00055706 | 0.00038978 | 0.00020109 |  |  | 0 | 0 | 0 | 0 |  | 0 | 0 | 0 | 0 | 0 | 0 | 0 | 0 | 0 | 0 | 0 | 0 | 0 | 0 | 0 | 0 | 0 | 0 | 0 | 0 | 0 | 0
2016-03-16 | 15-16 | 15-16 |  | 0 | 0.0034354 | 0 | 0.076379 | 0.014697 | 0 | 0.001394 | 0 | 0.00025744 | 0.0010047 |  |  | 0 | 0 | 0 | 0 |  | 0 | 0 | 0 | 0 | 0 | 0 | 0 | 0 | 0 | 0 | 0 | 0 | 0 | 0 | 0 | 0 | 0 | 0 | 0 | 0 | 0 | 0
2016-03-17 | 15-16 | 15-16 |  | 0 | 1.1982 | 0.11427 | 3.1563 | 1.3531 | 0 | 0.011227 | 0.00052657 | 0.016401 | 0.010477 |  |  | 0 | 0 | 0.15209 | 0.02454 |  | 0 | 0 | 0.0001191 | 1.9216e-05 | 0 | 0 | 0.15209 | 0.02454 | 0 | 0 | 0.0001191 | 1.9216e-05 | 0 | 0 | 0 | 0 | 0 | 0 | 0 | 0 | 0 | 0
2016-03-18 | 15-16 | 15-16 |  | 0 | 0.26332 | 0.0031761 | 1.2518 | 0.38435 | 0 | 0.0037534 | 1.6629e-05 | 0.0050887 | 0.0034166 |  |  | 0 | 0 | 0.0010185 | 0.00016433 |  | 0 | 0 | 0 | 0 | 0 | 0 | 0.0010185 | 0.00016433 | 0 | 0 | 0 | 0 | 0 | 0 | 0 | 0 | 0 | 0 | 0 | 0 | 0 | 0
2016-03-19 | 15-16 | 15-16 |  | 0 | 0.25833 | 0 | 0.0052331 | 0.17933 | 0 | 0.0010558 | 0 | 8.6617e-05 | 0.00074342 |  |  | 0 | 0 | 0 | 0 |  | 0 | 0 | 0 | 0 | 0 | 0 | 0 | 0 | 0 | 0 | 0 | 0 | 0 | 0 | 0 | 0 | 0 | 0 | 0 | 0 | 0 | 0
2016-03-20 | 15-16 | 15-16 |  | 0.095614 | 0.67073 | 0 | 2.6912 | 0.89835 | 0.00091061 | 0.0028246 | 0 | 0.023228 | 0.0057063 |  |  | 0 | 0 | 0 | 0 |  | 0 | 0 | 0 | 0 | 0 | 0 | 0 | 0 | 0 | 0 | 0 | 0 | 0 | 0 | 0 | 0 | 0 | 0 | 0 | 0 | 0 | 0
2016-03-21 | 15-16 | 15-16 |  | 0 | 0.12402 | 0 | 0.13032 | 0.10671 | 0 | 0.002102 | 0 | 0.00070015 | 0.0015653 |  |  | 0 | 0 | 0 | 0 |  | 0 | 0 | 0 | 0 | 0 | 0 | 0 | 0 | 0 | 0 | 0 | 0 | 0 | 0 | 0 | 0 | 0 | 0 | 0 | 0 | 0 | 0
2016-03-22 | 15-16 | 15-16 |  | 0 | 0.34485 | 0 | 0.26399 | 0.28085 | 0 | 0.0048159 | 0 | 0.0012054 | 0.0035218 |  |  | 0 | 0 | 0 | 0 |  | 0 | 0 | 0 | 0 | 0 | 0 | 0 | 0 | 0 | 0 | 0 | 0 | 0 | 0 | 0 | 0 | 0 | 0 | 0 | 0 | 0 | 0
2016-03-23 | 15-16 | 15-16 |  | 0 | 0.016204 | 0.74245 | 0.21036 | 0.14913 | 0 | 0.00029162 | 0.0090543 | 0.00094076 | 0.0016215 |  |  | 0 | 0 | 0 | 0 |  | 0 | 0 | 0 | 0 | 0 | 0 | 0 | 0 | 0 | 0 | 0 | 0 | 0 | 0 | 0 | 0 | 0 | 0 | 0 | 0 | 0 | 0
2016-03-24 | 15-16 | 15-16 |  | 0 | 0 | 0.018751 | 2.0847 | 0.33899 | 0 | 0 | 0.0002328 | 0.034625 | 0.0056193 |  |  | 0 | 0 | 0 | 0 |  | 0 | 0 | 0 | 0 | 0 | 0 | 0 | 0 | 0 | 0 | 0 | 0 | 0 | 0 | 0 | 0 | 0 | 0 | 0 | 0 | 0 | 0
2016-03-25 | 15-16 | 15-16 |  | 0 | 0.00037927 | 0.83485 | 0.12697 | 0.13769 | 0 | 1.6857e-06 | 0.0075078 | 0.00056301 | 0.0011437 |  |  | 0 | 0 | 0 | 0 |  | 0 | 0 | 0 | 0 | 0 | 0 | 0 | 0 | 0 | 0 | 0 | 0 | 0 | 0 | 0 | 0 | 0 | 0 | 0 | 0 | 0 | 0
2016-03-26 | 15-16 | 15-16 |  | 0 | 0.0040961 | 0 | 0 | 0.00283 | 0 | 9.1025e-05 | 0 | 0 | 6.289e-05 |  |  | 0 | 0 | 0 | 0 |  | 0 | 0 | 0 | 0 | 0 | 0 | 0 | 0 | 0 | 0 | 0 | 0 | 0 | 0 | 0 | 0 | 0 | 0 | 0 | 0 | 0 | 0
2016-03-27 | 15-16 | 15-16 |  | 0 | 0.025149 | 0.019821 | 0.35292 | 0.077095 | 0 | 0.0026493 | 0.00015797 | 0.00086617 | 0.0019923 |  |  | 0 | 0 | 0 | 0 |  | 0 | 0 | 0 | 0 | 0 | 0 | 0 | 0 | 0 | 0 | 0 | 0 | 0 | 0 | 0 | 0 | 0 | 0 | 0 | 0 | 0 | 0
2016-03-28 | 15-16 | 15-16 |  | 0 | 0.045718 | 0.041571 | 0.0008373 | 0.037545 | 0 | 0.0038399 | 0.00027437 | 1.4436e-05 | 0.0026938 |  |  | 0 | 0 | 0 | 0 |  | 0 | 0 | 0 | 0 | 0 | 0 | 0 | 0 | 0 | 0 | 0 | 0 | 0 | 0 | 0 | 0 | 0 | 0 | 0 | 0 | 0 | 0
2016-03-29 | 15-16 | 15-16 |  | 0 | 0.38288 | 0 | 0.00045474 | 0.26461 | 0 | 0.0036596 | 0 | 7.2181e-06 | 0.0025296 |  |  | 0 | 0 | 0 | 0 |  | 0 | 0 | 0 | 0 | 0 | 0 | 0 | 0 | 0 | 0 | 0 | 0 | 0 | 0 | 0 | 0 | 0 | 0 | 0 | 0 | 0 | 0
2016-03-30 | 15-16 | 15-16 |  | 0 | 0.00058492 | 0.0096529 | 0 | 0.0017563 | 0 | 1.6857e-06 | 7.4829e-05 | 0 | 1.1646e-05 |  |  | 0 | 0 | 0 | 0 |  | 0 | 0 | 0 | 0 | 0 | 0 | 0 | 0 | 0 | 0 | 0 | 0 | 0 | 0 | 0 | 0 | 0 | 0 | 0 | 0 | 0 | 0
2016-03-31 | 15-16 | 15-16 |  | 0 | 0.22527 | 0.069374 | 0.0031615 | 0.16587 | 0 | 0.0052694 | 0.0049553 | 1.4436e-05 | 0.0043371 |  |  | 0 | 0 | 0 | 0 |  | 0 | 0 | 0 | 0 | 0 | 0 | 0 | 0 | 0 | 0 | 0 | 0 | 0 | 0 | 0 | 0 | 0 | 0 | 0 | 0 | 0 | 0
2016-04-01 | 15-16 | 15-16 |  | 0 | 0.00048547 | 0.0021285 | 0.26681 | 0.043683 | 0 | 1.6857e-06 | 1.6629e-05 | 0.00072181 | 0.00011996 |  |  | 0 | 0 | 0 | 0 |  | 0 | 0 | 0 | 0 | 0 | 0 | 0 | 0 | 0 | 0 | 0 | 0 | 0 | 0 | 0 | 0 | 0 | 0 | 0 | 0 | 0 | 0
2016-04-02 | 15-16 | 15-16 |  | 0 | 0.11475 | 0 | 0.28278 | 0.12491 | 0 | 0.0010451 | 0 | 0.00057745 | 0.00081524 |  |  | 0 | 0 | 0 | 0 |  | 0 | 0 | 0 | 0 | 0 | 0 | 0 | 0 | 0 | 0 | 0 | 0 | 0 | 0 | 0 | 0 | 0 | 0 | 0 | 0 | 0 | 0
2016-04-03 | 15-16 | 15-16 |  | 0 | 0.13914 | 0 | 0.60943 | 0.19446 | 0 | 0.00042591 | 0 | 0.0039266 | 0.00092782 |  |  | 0 | 0 | 0 | 0 |  | 0 | 0 | 0 | 0 | 0 | 0 | 0 | 0 | 0 | 0 | 0 | 0 | 0 | 0 | 0 | 0 | 0 | 0 | 0 | 0 | 0 | 0
2016-04-04 | 15-16 | 15-16 |  | 0 | 0.0063212 | 0.021916 | 0 | 0.0074373 | 0 | 9.2711e-05 | 0.00024111 | 0 | 9.7828e-05 |  |  | 0 | 0 | 0 | 0 |  | 0 | 0 | 0 | 0 | 0 | 0 | 0 | 0 | 0 | 0 | 0 | 0 | 0 | 0 | 0 | 0 | 0 | 0 | 0 | 0 | 0 | 0
2016-04-05 | 15-16 | 15-16 |  | 0 | 0.057272 | 0.011723 | 0.15353 | 0.065983 | 0 | 0.0022537 | 4.1571e-05 | 0.0008373 | 0.001698 |  |  | 0 | 0 | 0 | 0 |  | 0 | 0 | 0 | 0 | 0 | 0 | 0 | 0 | 0 | 0 | 0 | 0 | 0 | 0 | 0 | 0 | 0 | 0 | 0 | 0 | 0 | 0
2016-04-06 | 15-16 | 15-16 |  | 0 | 0.29056 | 0.06494 | 0.25179 | 0.25047 | 0 | 0.0041636 | 0.00023557 | 0.00094557 | 0.0030622 |  |  | 0 | 0 | 0 | 0 |  | 0 | 0 | 0 | 0 | 0 | 0 | 0 | 0 | 0 | 0 | 0 | 0 | 0 | 0 | 0 | 0 | 0 | 0 | 0 | 0 | 0 | 0
2016-04-07 | 15-16 | 15-16 |  | 0 | 0 | 0.76328 | 0.12922 | 0.12777 | 0 | 0 | 0.0072251 | 0.001025 | 0.0011774 |  |  | 0 | 0 | 0 | 0 |  | 0 | 0 | 0 | 0 | 0 | 0 | 0 | 0 | 0 | 0 | 0 | 0 | 0 | 0 | 0 | 0 | 0 | 0 | 0 | 0 | 0 | 0
2016-04-08 | 15-16 | 15-16 |  | 0 | 0.76631 | 0.087499 | 0.066385 | 0.55241 | 0 | 0.0047283 | 0.00036029 | 0.00054857 | 0.0034057 |  |  | 0 | 0 | 0 | 0 |  | 0 | 0 | 0 | 0 | 0 | 0 | 0 | 0 | 0 | 0 | 0 | 0 | 0 | 0 | 0 | 0 | 0 | 0 | 0 | 0 | 0 | 0
2016-04-09 | 15-16 | 15-16 |  | 0 | 0.014481 | 0 | 0.025812 | 0.01417 | 0 | 0.0015171 | 0 | 0.00012993 | 0.0010691 |  |  | 0 | 0 | 0 | 0 |  | 0 | 0 | 0 | 0 | 0 | 0 | 0 | 0 | 0 | 0 | 0 | 0 | 0 | 0 | 0 | 0 | 0 | 0 | 0 | 0 | 0 | 0
2016-04-10 | 15-16 | 15-16 |  | 0 | 0 | 0.049636 | 0.12763 | 0.027546 | 0 | 0 | 0.00024943 | 0.00093113 | 0.00018518 |  |  | 0 | 0 | 0 | 0 |  | 0 | 0 | 0 | 0 | 0 | 0 | 0 | 0 | 0 | 0 | 0 | 0 | 0 | 0 | 0 | 0 | 0 | 0 | 0 | 0 | 0 | 0
2016-04-11 | 15-16 | 15-16 |  | 0.034907 | 0.0013193 | 0.091939 | 0.33015 | 0.067327 | 0.00030354 | 2.2475e-06 | 0.00094783 | 0.0025696 | 0.00055126 |  |  | 0 | 0 | 0 | 0 |  | 0 | 0 | 0 | 0 | 0 | 0 | 0 | 0 | 0 | 0 | 0 | 0 | 0 | 0 | 0 | 0 | 0 | 0 | 0 | 0 | 0 | 0
2016-04-12 | 15-16 | 15-16 |  | 0 | 0.69731 | 0.39637 | 0.031074 | 0.54231 | 0 | 0.0050367 | 0.0079318 | 0.00025263 | 0.0046317 |  |  | 0 | 0 | 0 | 0 |  | 0 | 0 | 0 | 0 | 0 | 0 | 0 | 0 | 0 | 0 | 0 | 0 | 0 | 0 | 0 | 0 | 0 | 0 | 0 | 0 | 0 | 0
2016-04-13 | 15-16 | 15-16 |  | 0 | 0.018997 | 0.22599 | 2.6628 | 0.47442 | 0 | 0.00018037 | 0.0029349 | 0.01326 | 0.0026751 |  |  | 0 | 0 | 0 | 0 |  | 0 | 0 | 0 | 0 | 0 | 0 | 0 | 0 | 0 | 0 | 0 | 0 | 0 | 0 | 0 | 0 | 0 | 0 | 0 | 0 | 0 | 0
2016-04-14 | 15-16 | 15-16 |  | 0 | 0.00027813 | 0.027154 | 0.013317 | 0.0061446 | 0 | 3.3713e-06 | 0.00074829 | 9.8647e-05 | 0.00012306 |  |  | 0 | 0 | 0 | 0 |  | 0 | 0 | 0 | 0 | 0 | 0 | 0 | 0 | 0 | 0 | 0 | 0 | 0 | 0 | 0 | 0 | 0 | 0 | 0 | 0 | 0 | 0
2016-04-15 | 15-16 | 15-16 |  | 0 | 0.0013772 | 0 | 0.39197 | 0.064195 | 0 | 1.6857e-06 | 0 | 0.0035224 | 0.0005695 |  |  | 0 | 0 | 0 | 0 |  | 0 | 0 | 0 | 0 | 0 | 0 | 0 | 0 | 0 | 0 | 0 | 0 | 0 | 0 | 0 | 0 | 0 | 0 | 0 | 0 | 0 | 0
2016-04-16 | 15-16 | 15-16 |  | 0 | 0 | 0.0071337 | 0.14639 | 0.024619 | 0 | 0 | 8.3143e-06 | 0.00073624 | 0.00011996 |  |  | 0 | 0 | 0 | 0 |  | 0 | 0 | 0 | 0 | 0 | 0 | 0 | 0 | 0 | 0 | 0 | 0 | 0 | 0 | 0 | 0 | 0 | 0 | 0 | 0 | 0 | 0
2016-04-17 | 15-16 | 15-16 |  | 0 | 0.00012642 | 0 | 0.013072 | 0.0021965 | 0 | 1.6857e-06 | 0 | 0.00028872 | 4.775e-05 |  |  | 0 | 0 | 0 | 0 |  | 0 | 0 | 0 | 0 | 0 | 0 | 0 | 0 | 0 | 0 | 0 | 0 | 0 | 0 | 0 | 0 | 0 | 0 | 0 | 0 | 0 | 0
2016-04-18 | 15-16 | 15-16 |  | 0 | 0 | 0 | 1.8463 | 0.29789 | 0 | 0 | 0 | 0.012644 | 0.00204 |  |  | 0 | 0 | 0 | 0 |  | 0 | 0 | 0 | 0 | 0 | 0 | 0 | 0 | 0 | 0 | 0 | 0 | 0 | 0 | 0 | 0 | 0 | 0 | 0 | 0 | 0 | 0
2016-04-19 | 15-16 | 15-16 |  | 0 | 0.019877 | 0 | 1.6211 | 0.27529 | 0 | 0.00034893 | 0 | 0.011258 | 0.0020575 |  |  | 0 | 0 | 0 | 0 |  | 0 | 0 | 0 | 0 | 0 | 0 | 0 | 0 | 0 | 0 | 0 | 0 | 0 | 0 | 0 | 0 | 0 | 0 | 0 | 0 | 0 | 0
2016-04-20 | 15-16 | 15-16 |  | 0 | 0.07434 | 0.31653 | 0.2328 | 0.13326 | 0 | 0.00063549 | 0.0053045 | 0.0083874 | 0.0025354 |  |  | 0 | 0 | 0 | 0 |  | 0 | 0 | 0 | 0 | 0 | 0 | 0 | 0 | 0 | 0 | 0 | 0 | 0 | 0 | 0 | 0 | 0 | 0 | 0 | 0 | 0 | 0
2016-04-21 | 15-16 | 15-16 |  | 0 | 0.51926 | 1.3307 | 0.014061 | 0.54743 | 0 | 0.010567 | 0.003747 | 7.2181e-05 | 0.0078375 |  |  | 0 | 0 | 0 | 0 |  | 0 | 0 | 0 | 0 | 0 | 0 | 0 | 0 | 0 | 0 | 0 | 0 | 0 | 0 | 0 | 0 | 0 | 0 | 0 | 0 | 0 | 0
2016-04-22 | 15-16 | 15-16 |  | 0 | 0.20095 | 0.051549 | 0.0016674 | 0.14633 | 0 | 0.0032921 | 0.00048777 | 2.1654e-05 | 0.0023463 |  |  | 0 | 0 | 0 | 0 |  | 0 | 0 | 0 | 0 | 0 | 0 | 0 | 0 | 0 | 0 | 0 | 0 | 0 | 0 | 0 | 0 | 0 | 0 | 0 | 0 | 0 | 0
2016-04-23 | 15-16 | 15-16 |  | 0 | 0.00024948 | 0.0067512 | 0.1955 | 0.032661 | 0 | 1.6857e-06 | 5.82e-05 | 0.00068812 | 0.00012034 |  |  | 0 | 0 | 0 | 0 |  | 0 | 0 | 0 | 0 | 0 | 0 | 0 | 0 | 0 | 0 | 0 | 0 | 0 | 0 | 0 | 0 | 0 | 0 | 0 | 0 | 0 | 0
2016-04-24 | 15-16 | 15-16 |  | 0 | 0.026927 | 0 | 0.018818 | 0.02164 | 0 | 0.00027476 | 0 | 0.00018767 | 0.00022011 |  |  | 0 | 0 | 0 | 0 |  | 0 | 0 | 0 | 0 | 0 | 0 | 0 | 0 | 0 | 0 | 0 | 0 | 0 | 0 | 0 | 0 | 0 | 0 | 0 | 0 | 0 | 0
2016-04-25 | 15-16 | 15-16 |  | 0 | 0 | 0 | 0.20193 | 0.03258 | 0 | 0 | 0 | 0.00088061 | 0.00014208 |  |  | 0 | 0 | 0 | 0 |  | 0 | 0 | 0 | 0 | 0 | 0 | 0 | 0 | 0 | 0 | 0 | 0 | 0 | 0 | 0 | 0 | 0 | 0 | 0 | 0 | 0 | 0
2016-04-26 | 15-16 | 15-16 |  | 0 | 0.0022251 | 0 | 0.0011765 | 0.0017271 | 0 | 1.0114e-05 | 0 | 2.8872e-05 | 1.1646e-05 |  |  | 0 | 0 | 0 | 0 |  | 0 | 0 | 0 | 0 | 0 | 0 | 0 | 0 | 0 | 0 | 0 | 0 | 0 | 0 | 0 | 0 | 0 | 0 | 0 | 0 | 0 | 0
2016-04-27 | 15-16 | 15-16 |  | 0 | 0.3584 | 0 | 0.48168 | 0.32534 | 0 | 0.00075855 | 0 | 0.0035946 | 0.0011041 |  |  | 0 | 0 | 0 | 0 |  | 0 | 0 | 0 | 0 | 0 | 0 | 0 | 0 | 0 | 0 | 0 | 0 | 0 | 0 | 0 | 0 | 0 | 0 | 0 | 0 | 0 | 0
2016-04-28 | 15-16 | 15-16 |  | 0 | 0.011314 | 0.003625 | 0.011498 | 0.01018 | 0 | 0.0014143 | 3.3257e-05 | 0.00019489 | 0.0010132 |  |  | 0 | 0 | 0 | 0 |  | 0 | 0 | 0 | 0 | 0 | 0 | 0 | 0 | 0 | 0 | 0 | 0 | 0 | 0 | 0 | 0 | 0 | 0 | 0 | 0 | 0 | 0
2016-04-29 | 15-16 | 15-16 |  | 0 | 0.24552 | 0.72364 | 0.01687 | 0.27372 | 0 | 0.001566 | 0.0016712 | 0.00010105 | 0.0013323 |  |  | 0 | 0 | 0.00061188 | 9.8725e-05 |  | 0 | 0 | 0 | 0 | 0 | 0 | 0.00061188 | 9.8725e-05 | 0 | 0 | 0 | 0 | 0 | 0 | 0 | 0 | 0 | 0 | 0 | 0 | 0 | 0
2016-04-30 | 15-16 | 15-16 |  | 0 | 1.3855 | 7.8633 | 4.0911 | 2.7188 | 0 | 0.012863 | 0.031805 | 0.031385 | 0.018406 |  |  | 0 | 0 | 0.26902 | 0.043407 |  | 0 | 0 | 0.00037173 | 5.9978e-05 | 0 | 0 | 0.26902 | 0.043407 | 0 | 0 | 0.00037173 | 5.9978e-05 | 0 | 0 | 0 | 0 | 0 | 0 | 0 | 0 | 0 | 0
2016-05-01 | 15-16 | 15-16 |  | 0 | 0.061592 | 0.064826 | 1.8016 | 0.34233 | 0 | 0.00041973 | 0.00029931 | 0.0056048 | 0.0012362 |  |  | 0 | 0 | 0.0030857 | 0.00049788 |  | 0 | 0 | 3.2481e-05 | 5.2408e-06 | 0 | 0 | 0.0030857 | 0.00049788 | 0 | 0 | 3.2481e-05 | 5.2408e-06 | 0 | 0 | 0 | 0 | 0 | 0 | 0 | 0 | 0 | 0
2016-05-02 | 15-16 | 15-16 |  | 0 | 0.29489 | 0.24364 | 0.097206 | 0.25355 | 0 | 0.0027308 | 0.0055373 | 0.00079399 | 0.0027904 |  |  | 0 | 0 | 0 | 0 |  | 0 | 0 | 0 | 0 | 0 | 0 | 0 | 0 | 0 | 0 | 0 | 0 | 0 | 0 | 0 | 0 | 0 | 0 | 0 | 0 | 0 | 0
2016-05-03 | 15-16 | 15-16 |  | 0 | 0.41695 | 4.885 | 1.7227 | 1.2503 | 0 | 0.0065027 | 0.041898 | 0.013765 | 0.012583 |  |  | 0 | 0 | 0 | 0 |  | 0 | 0 | 0 | 0 | 0 | 0 | 0 | 0 | 0 | 0 | 0 | 0 | 0 | 0 | 0 | 0 | 0 | 0 | 0 | 0 | 0 | 0
2016-05-04 | 15-16 | 15-16 |  | 0 | 0.59551 | 0 | 0.057846 | 0.42077 | 0 | 0.0032365 | 0 | 0.00043308 | 0.002306 |  |  | 0 | 0 | 0 | 0 |  | 0 | 0 | 0 | 0 | 0 | 0 | 0 | 0 | 0 | 0 | 0 | 0 | 0 | 0 | 0 | 0 | 0 | 0 | 0 | 0 | 0 | 0
2016-05-05 | 15-16 | 15-16 |  | 0 | 0.066293 | 1.2668 | 0.019604 | 0.22642 | 0 | 0.00043321 | 0.011615 | 5.0527e-05 | 0.0019344 |  |  | 0 | 0 | 0 | 0 |  | 0 | 0 | 0 | 0 | 0 | 0 | 0 | 0 | 0 | 0 | 0 | 0 | 0 | 0 | 0 | 0 | 0 | 0 | 0 | 0 | 0 | 0
2016-05-06 | 15-16 | 15-16 |  | 0 | 0 | 0.011529 | 0.0065107 | 0.0026654 | 0 | 0 | 8.8686e-05 | 5.0527e-05 | 2.0575e-05 |  |  | 0 | 0 | 0 | 0 |  | 0 | 0 | 0 | 0 | 0 | 0 | 0 | 0 | 0 | 0 | 0 | 0 | 0 | 0 | 0 | 0 | 0 | 0 | 0 | 0 | 0 | 0
2016-05-07 | 15-16 | 15-16 |  | 0 | 1.0908 | 0.055938 | 0.22431 | 0.79765 | 0 | 0.0081507 | 0.00048223 | 0.0054713 | 0.0065817 |  |  | 0 | 0 | 0 | 0 |  | 0 | 0 | 0 | 0 | 0 | 0 | 0 | 0 | 0 | 0 | 0 | 0 | 0 | 0 | 0 | 0 | 0 | 0 | 0 | 0 | 0 | 0
2016-05-08 | 15-16 | 15-16 |  | 0 | 0 | 0.15391 | 3.0244 | 0.50954 | 0 | 0 | 0.0014799 | 0.0091345 | 0.0016811 |  |  | 0 | 0 | 0.077684 | 0.012534 |  | 0 | 0 | 0.00023459 | 3.785e-05 | 0 | 0 | 0.077684 | 0.012534 | 0 | 0 | 0.00023459 | 3.785e-05 | 0 | 0 | 0 | 0 | 0 | 0 | 0 | 0 | 0 | 0
2016-05-09 | 15-16 |  | MED | 0 | 5.8313 | 14.5123 | 16.3577 | 8.701 | 0 | 0.053157 | 0.076663 | 0.03111 | 0.052484 |  |  | 0 | 0 | 0 | 0 |  | 0 | 0 | 0 | 0 | 0 | 0 | 0 | 0 | 0 | 0 | 0 | 0 | 0 | 0 | 0 | 0 | 0 | 0 | 0 | 0 | 0 | 0
2016-05-10 | 15-16 | 15-16 |  | 0 | 0.35901 | 0.21592 | 0.18104 | 0.3075 | 0 | 0.0082125 | 0.0013802 | 0.0017444 | 0.0061488 |  |  | 0 | 0 | 0 | 0 |  | 0 | 0 | 0 | 0 | 0 | 0 | 0 | 0 | 0 | 0 | 0 | 0 | 0 | 0 | 0 | 0 | 0 | 0 | 0 | 0 | 0 | 0
2016-05-11 | 15-16 | 15-16 |  | 0 | 0.28194 | 0 | 0.44473 | 0.26655 | 0 | 0.0037354 | 0 | 0.0015447 | 0.00283 |  |  | 0 | 0 | 0.060194 | 0.0097121 |  | 0 | 0 | 0.00014436 | 2.3292e-05 | 0 | 0 | 0.060194 | 0.0097121 | 0 | 0 | 0.00014436 | 2.3292e-05 | 0 | 0 | 0 | 0 | 0 | 0 | 0 | 0 | 0 | 0
2016-05-12 | 15-16 | 15-16 |  | 0 | 0.28628 | 0.00064851 | 0.6481 | 0.30245 | 0 | 0.0027527 | 8.3143e-06 | 0.0023459 | 0.0022815 |  |  | 0 | 0 | 0 | 0 |  | 0 | 0 | 0 | 0 | 0 | 0 | 0 | 0 | 0 | 0 | 0 | 0 | 0 | 0 | 0 | 0 | 0 | 0 | 0 | 0 | 0 | 0
2016-05-13 | 15-16 | 15-16 |  | 0 | 0 | 0 | 0.020239 | 0.0032656 | 0 | 0 | 0 | 0.0011838 | 0.000191 |  |  | 0 | 0 | 0 | 0 |  | 0 | 0 | 0 | 0 | 0 | 0 | 0 | 0 | 0 | 0 | 0 | 0 | 0 | 0 | 0 | 0 | 0 | 0 | 0 | 0 | 0 | 0
2016-05-14 | 15-16 | 15-16 |  | 0.073911 | 0.25527 | 0.01016 | 0.33758 | 0.23282 | 0.00015177 | 0.0039883 | 4.1571e-05 | 0.0021799 | 0.0031142 |  |  | 0 | 0 | 0 | 0 |  | 0 | 0 | 0 | 0 | 0 | 0 | 0 | 0 | 0 | 0 | 0 | 0 | 0 | 0 | 0 | 0 | 0 | 0 | 0 | 0 | 0 | 0
2016-05-15 | 15-16 | 15-16 |  | 0 | 0 | 0 | 1.1976 | 0.19324 | 0 | 0 | 0 | 0.0064313 | 0.0010377 |  |  | 0 | 0 | 0 | 0 |  | 0 | 0 | 0 | 0 | 0 | 0 | 0 | 0 | 0 | 0 | 0 | 0 | 0 | 0 | 0 | 0 | 0 | 0 | 0 | 0 | 0 | 0
2016-05-16 | 15-16 | 15-16 |  | 0.0044013 | 0 | 0.21923 | 0.45352 | 0.10392 | 0.00015177 | 0 | 0.0010033 | 0.0010466 | 0.00031057 |  |  | 0 | 0 | 0 | 0 |  | 0 | 0 | 0 | 0 | 0 | 0 | 0 | 0 | 0 | 0 | 0 | 0 | 0 | 0 | 0 | 0 | 0 | 0 | 0 | 0 | 0 | 0
2016-05-17 | 15-16 | 15-16 |  | 0 | 0.016673 | 0.035355 | 0.011166 | 0.018273 | 0 | 0.0045479 | 0.00029654 | 0.00016602 | 0.0032105 |  |  | 0 | 0 | 0 | 0 |  | 0 | 0 | 0 | 0 | 0 | 0 | 0 | 0 | 0 | 0 | 0 | 0 | 0 | 0 | 0 | 0 | 0 | 0 | 0 | 0 | 0 | 0
2016-05-18 | 15-16 | 15-16 |  | 0 | 0.78184 | 0.0036583 | 0.15146 | 0.56513 | 0 | 0.00607 | 8.3143e-06 | 0.00071459 | 0.0043103 |  |  | 0 | 0 | 0 | 0 |  | 0 | 0 | 0 | 0 | 0 | 0 | 0 | 0 | 0 | 0 | 0 | 0 | 0 | 0 | 0 | 0 | 0 | 0 | 0 | 0 | 0 | 0
2016-05-19 | 15-16 | 15-16 |  | 0 | 0.0004703 | 0.064053 | 0.99303 | 0.16952 | 0 | 1.6857e-06 | 0.00040463 | 0.0036668 | 0.00064947 |  |  | 0 | 0 | 0 | 0 |  | 0 | 0 | 0 | 0 | 0 | 0 | 0 | 0 | 0 | 0 | 0 | 0 | 0 | 0 | 0 | 0 | 0 | 0 | 0 | 0 | 0 | 0
2016-05-20 | 15-16 | 15-16 |  | 0 | 0.00094397 | 0.0033091 | 0.18064 | 0.030262 | 0 | 3.3713e-06 | 1.6629e-05 | 0.00075068 | 0.00012578 |  |  | 0 | 0 | 0 | 0 |  | 0 | 0 | 0 | 0 | 0 | 0 | 0 | 0 | 0 | 0 | 0 | 0 | 0 | 0 | 0 | 0 | 0 | 0 | 0 | 0 | 0 | 0
2016-05-21 | 15-16 | 15-16 |  | 0 | 0 | 0 | 0.41785 | 0.06742 | 0 | 0 | 0 | 0.0016205 | 0.00026146 |  |  | 0 | 0 | 0.071599 | 0.011552 |  | 0 | 0 | 0.00023459 | 3.785e-05 | 0 | 0 | 0.071599 | 0.011552 | 0 | 0 | 0.00023459 | 3.785e-05 | 0 | 0 | 0 | 0 | 0 | 0 | 0 | 0 | 0 | 0
2016-05-22 | 15-16 | 15-16 |  | 0 | 0.59611 | 0.25499 | 0.3203 | 0.49925 | 0 | 0.0088519 | 0.0038745 | 0.0024566 | 0.0070549 |  |  | 0 | 0 | 0 | 0 |  | 0 | 0 | 0 | 0 | 0 | 0 | 0 | 0 | 0 | 0 | 0 | 0 | 0 | 0 | 0 | 0 | 0 | 0 | 0 | 0 | 0 | 0
2016-05-23 | 15-16 | 15-16 |  | 0 | 0.0069236 | 0.0010642 | 0.78739 | 0.13198 | 0 | 0.00014721 | 8.3143e-06 | 0.011318 | 0.001929 |  |  | 0 | 0 | 0 | 0 |  | 0 | 0 | 0 | 0 | 0 | 0 | 0 | 0 | 0 | 0 | 0 | 0 | 0 | 0 | 0 | 0 | 0 | 0 | 0 | 0 | 0 | 0
2016-05-24 | 15-16 | 15-16 |  | 0 | 0.025568 | 0.12643 | 0.34016 | 0.090258 | 0 | 0.00026633 | 0.0082228 | 0.0013353 | 0.0015513 |  |  | 0 | 0 | 0 | 0 |  | 0 | 0 | 0 | 0 | 0 | 0 | 0 | 0 | 0 | 0 | 0 | 0 | 0 | 0 | 0 | 0 | 0 | 0 | 0 | 0 | 0 | 0
2016-05-25 | 15-16 | 15-16 |  | 0 | 0.057713 | 1.1846 | 1.1762 | 0.39558 | 0 | 0.00061358 | 0.0079152 | 0.002714 | 0.0019705 |  |  | 0 | 0 | 0.94207 | 0.152 |  | 0 | 0 | 0.0021654 | 0.00034939 | 0 | 0 | 0.94207 | 0.152 | 0 | 0 | 0.0021654 | 0.00034939 | 0 | 0 | 0 | 0 | 0 | 0 | 0 | 0 | 0 | 0
2016-05-26 | 15-16 | 15-16 |  | 0 | 0.02397 | 0.15243 | 0.68962 | 0.14918 | 0 | 7.5855e-05 | 0.0014799 | 0.0037534 | 0.00086532 |  |  | 0 | 0 | 0 | 0 |  | 0 | 0 | 0 | 0 | 0 | 0 | 0 | 0 | 0 | 0 | 0 | 0 | 0 | 0 | 0 | 0 | 0 | 0 | 0 | 0 | 0 | 0
2016-05-27 | 15-16 | 15-16 |  | 0 | 0.0059369 | 1.4485 | 0.47783 | 0.28409 | 0 | 1.0114e-05 | 0.0077905 | 0.0015663 | 0.001351 |  |  | 0 | 0 | 0 | 0 |  | 0 | 0 | 0 | 0 | 0 | 0 | 0 | 0 | 0 | 0 | 0 | 0 | 0 | 0 | 0 | 0 | 0 | 0 | 0 | 0 | 0 | 0
2016-05-28 | 15-16 | 15-16 |  | 0 | 0.13945 | 0.39515 | 0.014963 | 0.15411 | 0 | 0.00071303 | 0.0043401 | 0.00016602 | 0.0011274 |  |  | 0 | 0 | 0 | 0 |  | 0 | 0 | 0 | 0 | 0 | 0 | 0 | 0 | 0 | 0 | 0 | 0 | 0 | 0 | 0 | 0 | 0 | 0 | 0 | 0 | 0 | 0
2016-05-29 | 15-16 | 15-16 |  | 0 | 0.074026 | 0.0006402 | 0.14707 | 0.074963 | 0 | 0.0012963 | 8.3143e-06 | 0.00069294 | 0.0010086 |  |  | 0 | 0 | 0 | 0 |  | 0 | 0 | 0 | 0 | 0 | 0 | 0 | 0 | 0 | 0 | 0 | 0 | 0 | 0 | 0 | 0 | 0 | 0 | 0 | 0 | 0 | 0
2016-05-30 | 15-16 | 15-16 |  | 0 | 0.00014834 | 0.0093785 | 0.045286 | 0.008723 | 0 | 1.6857e-06 | 0.00078154 | 0.00030075 | 0.00015917 |  |  | 0 | 0 | 0 | 0 |  | 0 | 0 | 0 | 0 | 0 | 0 | 0 | 0 | 0 | 0 | 0 | 0 | 0 | 0 | 0 | 0 | 0 | 0 | 0 | 0 | 0 | 0
2016-05-31 | 15-16 | 15-16 |  | 0 | 0.0045294 | 2.7828 | 0.11315 | 0.41118 | 0 | 1.6857e-05 | 0.017493 | 0.00072181 | 0.0025785 |  |  | 0 | 0 | 0 | 0 |  | 0 | 0 | 0 | 0 | 0 | 0 | 0 | 0 | 0 | 0 | 0 | 0 | 0 | 0 | 0 | 0 | 0 | 0 | 0 | 0 | 0 | 0
2016-06-01 | 15-16 | 15-16 |  | 0 | 0.051081 | 0 | 0.024116 | 0.039183 | 0 | 0.00018767 | 0 | 0.00013714 | 0.00015179 |  |  | 0 | 0 | 0 | 0 |  | 0 | 0 | 0 | 0 | 0 | 0 | 0 | 0 | 0 | 0 | 0 | 0 | 0 | 0 | 0 | 0 | 0 | 0 | 0 | 0 | 0 | 0
2016-06-02 | 15-16 | 15-16 |  | 0 | 0.06408 | 0 | 0.37331 | 0.10451 | 0 | 0.0007164 | 0 | 0.0013041 | 0.00070537 |  |  | 0 | 0 | 0 | 0 |  | 0 | 0 | 0 | 0 | 0 | 0 | 0 | 0 | 0 | 0 | 0 | 0 | 0 | 0 | 0 | 0 | 0 | 0 | 0 | 0 | 0 | 0
2016-06-03 | 15-16 | 15-16 |  | 0 | 0.42679 | 0 | 1.1042 | 0.47304 | 0 | 0.0042327 | 0 | 0.0086112 | 0.0043138 |  |  | 0 | 0 | 0 | 0 |  | 0 | 0 | 0 | 0 | 0 | 0 | 0 | 0 | 0 | 0 | 0 | 0 | 0 | 0 | 0 | 0 | 0 | 0 | 0 | 0 | 0 | 0
2016-06-04 | 15-16 | 15-16 |  | 0.13113 | 0.094337 | 0 | 0.12474 | 0.086311 | 0.0004553 | 0.0016503 | 0 | 0.00039459 | 0.0012073 |  |  | 0 | 0 | 0 | 0 |  | 0 | 0 | 0 | 0 | 0 | 0 | 0 | 0 | 0 | 0 | 0 | 0 | 0 | 0 | 0 | 0 | 0 | 0 | 0 | 0 | 0 | 0
2016-06-05 | 15-16 | 15-16 |  | 0 | 0.57488 | 0.0764 | 0.062018 | 0.41789 | 0 | 0.0040169 | 0.00069009 | 0.0004403 | 0.002943 |  |  | 0 | 0 | 0 | 0 |  | 0 | 0 | 0 | 0 | 0 | 0 | 0 | 0 | 0 | 0 | 0 | 0 | 0 | 0 | 0 | 0 | 0 | 0 | 0 | 0 | 0 | 0
2016-06-06 | 15-16 | 15-16 |  | 0 | 0.0017548 | 0.63453 | 0.0048866 | 0.090883 | 0 | 6.7426e-06 | 0.0047807 | 2.8872e-05 | 0.00067898 |  |  | 0 | 0 | 0 | 0 |  | 0 | 0 | 0 | 0 | 0 | 0 | 0 | 0 | 0 | 0 | 0 | 0 | 0 | 0 | 0 | 0 | 0 | 0 | 0 | 0 | 0 | 0
2016-06-07 | 15-16 | 15-16 |  | 0 | 0.00045513 | 1.2252 | 0.15749 | 0.19734 | 0 | 3.3713e-06 | 0.0029599 | 0.0029594 | 0.00089443 |  |  | 0 | 1.1076 | 0 | 0.15514 |  | 0 | 0.0029516 | 0 | 0.00041344 | 0 | 1.1076 | 0 | 0.15514 | 0 | 0.0029516 | 0 | 0.00041344 | 0 | 0 | 0 | 0 | 0 | 0 | 0 | 0 | 0 | 0
2016-06-08 | 15-16 | 15-16 |  | 0 | 0.77999 | 2.3286 | 0.9434 | 1.0173 | 0 | 0.0058717 | 0.019455 | 0.0041648 | 0.007454 |  |  | 0 | 0 | 0 | 0 |  | 0 | 0 | 0 | 0 | 0 | 0 | 0 | 0 | 0 | 0 | 0 | 0 | 0 | 0 | 0 | 0 | 0 | 0 | 0 | 0 | 0 | 0
2016-06-09 | 15-16 | 15-16 |  | 0 | 0.45624 | 0.20608 | 0.30036 | 0.39255 | 0 | 0.0070129 | 0.0013469 | 0.0031423 | 0.0055409 |  |  | 0 | 0 | 0.184 | 0.029688 |  | 0 | 0 | 0.0014436 | 0.00023292 | 0 | 0 | 0.184 | 0.029688 | 0 | 0 | 0.0014436 | 0.00023292 | 0 | 0 | 0 | 0 | 0 | 0 | 0 | 0 | 0 | 0
2016-06-10 | 15-16 | 15-16 |  | 0 | 0.32632 | 0 | 0.0061642 | 0.22645 | 0 | 0.0036461 | 0 | 0.00046677 | 0.0025944 |  |  | 0 | 0 | 0 | 0 |  | 0 | 0 | 0 | 0 | 0 | 0 | 0 | 0 | 0 | 0 | 0 | 0 | 0 | 0 | 0 | 0 | 0 | 0 | 0 | 0 | 0 | 0
2016-06-11 | 15-16 | 15-16 |  | 0 | 0.058834 | 0.0041571 | 0.012011 | 0.043169 | 0 | 6.1246e-05 | 1.6629e-05 | 0.00012271 | 6.4443e-05 |  |  | 0 | 0 | 0 | 0 |  | 0 | 0 | 0 | 0 | 0 | 0 | 0 | 0 | 0 | 0 | 0 | 0 | 0 | 0 | 0 | 0 | 0 | 0 | 0 | 0 | 0 | 0
2016-06-12 | 15-16 | 15-16 |  | 0 | 0 | 0.62672 | 0.012278 | 0.089769 | 0 | 0 | 0.0061193 | 0.00011549 | 0.0008758 |  |  | 0 | 0 | 0 | 0 |  | 0 | 0 | 0 | 0 | 0 | 0 | 0 | 0 | 0 | 0 | 0 | 0 | 0 | 0 | 0 | 0 | 0 | 0 | 0 | 0 | 0 | 0
2016-06-13 | 15-16 | 15-16 |  | 0 | 0.4103 | 0 | 0 | 0.28348 | 0 | 0.0050997 | 0 | 0 | 0.0035234 |  |  | 0 | 0 | 0 | 0 |  | 0 | 0 | 0 | 0 | 0 | 0 | 0 | 0 | 0 | 0 | 0 | 0 | 0 | 0 | 0 | 0 | 0 | 0 | 0 | 0 | 0 | 0
2016-06-14 | 15-16 | 15-16 |  | 0 | 0.13084 | 0.0008148 | 0.18365 | 0.12014 | 0 | 0.00037759 | 8.3143e-06 | 0.020406 | 0.0035544 |  |  | 0 | 0 | 0 | 0 |  | 0 | 0 | 0 | 0 | 0 | 0 | 0 | 0 | 0 | 0 | 0 | 0 | 0 | 0 | 0 | 0 | 0 | 0 | 0 | 0 | 0 | 0
2016-06-15 | 15-16 | 15-16 |  | 0 | 0.20898 | 0 | 0.0071964 | 0.14555 | 0 | 0.0018576 | 0 | 7.2181e-06 | 0.0012846 |  |  | 0 | 0 | 0 | 0 |  | 0 | 0 | 0 | 0 | 0 | 0 | 0 | 0 | 0 | 0 | 0 | 0 | 0 | 0 | 0 | 0 | 0 | 0 | 0 | 0 | 0 | 0
2016-06-16 | 15-16 | 15-16 |  | 0 | 0.14021 | 0.0048722 | 1.5844 | 0.35319 | 0 | 0.0038017 | 1.6629e-05 | 0.011236 | 0.0044419 |  |  | 0 | 0 | 0 | 0 |  | 0 | 0 | 0 | 0 | 0 | 0 | 0 | 0 | 0 | 0 | 0 | 0 | 0 | 0 | 0 | 0 | 0 | 0 | 0 | 0 | 0 | 0
2016-06-17 | 15-16 | 15-16 |  | 0 | 0.0098442 | 0.025741 | 0.14628 | 0.034009 | 0 | 4.158e-05 | 0.00029931 | 0.00095279 | 0.00022438 |  |  | 0 | 0 | 0 | 0 |  | 0 | 0 | 0 | 0 | 0 | 0 | 0 | 0 | 0 | 0 | 0 | 0 | 0 | 0 | 0 | 0 | 0 | 0 | 0 | 0 | 0 | 0
2016-06-18 | 15-16 | 15-16 |  | 0 | 0 | 0.23863 | 2.9908 | 0.51598 | 0 | 0 | 0.00041571 | 0.0060632 | 0.0010365 |  |  | 0 | 0 | 2.1052 | 0.33967 |  | 0 | 0 | 0.00038978 | 6.289e-05 | 0 | 0 | 2.1052 | 0.33967 | 0 | 0 | 0.00038978 | 6.289e-05 | 0 | 0 | 0 | 0 | 0 | 0 | 0 | 0 | 0 | 0
2016-06-19 | 15-16 | 15-16 |  | 0 | 0.244 | 0.038079 | 0 | 0.17392 | 0 | 0.0013957 | 3.3257e-05 | 0 | 0.00096897 |  |  | 0 | 0 | 0 | 0 |  | 0 | 0 | 0 | 0 | 0 | 0 | 0 | 0 | 0 | 0 | 0 | 0 | 0 | 0 | 0 | 0 | 0 | 0 | 0 | 0 | 0 | 0
2016-06-20 | 15-16 | 15-16 |  | 0 | 0.035119 | 0.17169 | 0.032375 | 0.053537 | 0 | 0.00026128 | 0.0011557 | 0.00039459 | 0.00040607 |  |  | 0 | 0 | 8.2552e-05 | 1.332e-05 |  | 0 | 0 | 0 | 0 | 0 | 0 | 8.2552e-05 | 1.332e-05 | 0 | 0 | 0 | 0 | 0 | 0 | 0 | 0 | 0 | 0 | 0 | 0 | 0 | 0
2016-06-21 | 15-16 | 15-16 |  | 0.1976 | 0.21334 | 13.9826 | 0.00057745 | 2.1076 | 0.0012141 | 0.0059122 | 0.069058 | 1.4436e-05 | 0.01377 |  |  | 0 | 0 | 0 | 0 |  | 0 | 0 | 0 | 0 | 0 | 0 | 0 | 0 | 0 | 0 | 0 | 0 | 0 | 0 | 0 | 0 | 0 | 0 | 0 | 0 | 0 | 0
2016-06-22 | 15-16 | 15-16 |  | 0 | 0.0010738 | 0.022681 | 0.022347 | 0.0075246 | 0 | 3.3713e-06 | 0.00051549 | 9.3835e-05 | 8.9676e-05 |  |  | 0 | 0 | 0 | 0 |  | 0 | 0 | 0 | 0 | 0 | 0 | 0 | 0 | 0 | 0 | 0 | 0 | 0 | 0 | 0 | 0 | 0 | 0 | 0 | 0 | 0 | 0
2016-06-23 | 15-16 | 15-16 |  | 0.011838 | 0.46351 | 0.025525 | 1.0318 | 0.49039 | 0.00015177 | 0.0044097 | 4.1571e-05 | 0.0078388 | 0.0043184 |  |  | 0 | 0 | 0.10551 | 0.017024 |  | 0 | 0 | 0.00022376 | 3.6103e-05 | 0 | 0 | 0.10551 | 0.017024 | 0 | 0 | 0.00022376 | 3.6103e-05 | 0 | 0 | 0 | 0 | 0 | 0 | 0 | 0 | 0 | 0
2016-06-24 | 15-16 | 15-16 |  | 0 | 5.2624 | 3.1541 | 0.55315 | 4.1669 | 0 | 0.040407 | 0.023468 | 0.015228 | 0.033662 |  |  | 0.056902 | 0 | 0 | 0.039314 |  | 0.00014497 | 0 | 0 | 0.00010016 | 0.056902 | 0 | 0 | 0.039314 | 0.00014497 | 0 | 0 | 0.00010016 | 0 | 0 | 0 | 0 | 0 | 0 | 0 | 0 | 0 | 0
2016-06-25 | 15-16 | 15-16 |  | 0 | 0.29986 | 0.31141 | 0.011693 | 0.25268 | 0 | 0.0046777 | 0.0022282 | 7.2181e-05 | 0.0035556 |  |  | 0 | 0 | 0 | 0 |  | 0 | 0 | 0 | 0 | 0 | 0 | 0 | 0 | 0 | 0 | 0 | 0 | 0 | 0 | 0 | 0 | 0 | 0 | 0 | 0 | 0 | 0
2016-06-26 | 15-16 | 15-16 |  | 0 | 0.24514 | 0 | 0.026382 | 0.17362 | 0 | 0.0075776 | 0 | 0.00031038 | 0.0052855 |  |  | 0 | 0 | 0 | 0 |  | 0 | 0 | 0 | 0 | 0 | 0 | 0 | 0 | 0 | 0 | 0 | 0 | 0 | 0 | 0 | 0 | 0 | 0 | 0 | 0 | 0 | 0
2016-06-27 | 15-16 | 15-16 |  | 0 | 0.83635 | 0.0045978 | 1.0298 | 0.74464 | 0 | 0.0048862 | 8.3143e-06 | 0.015721 | 0.0059136 |  |  | 0 | 0 | 0.12235 | 0.019741 |  | 0 | 0 | 0.0035008 | 0.00056484 | 0 | 0 | 0.12235 | 0.019741 | 0 | 0 | 0.0035008 | 0.00056484 | 0 | 0 | 0 | 0 | 0 | 0 | 0 | 0 | 0 | 0
2016-06-28 | 15-16 | 15-16 |  | 0 | 0.66514 | 0.00582 | 1.067 | 0.63252 | 0 | 0.0070528 | 3.3257e-05 | 0.0022232 | 0.0052361 |  |  | 0 | 0 | 0 | 0 |  | 0 | 0 | 0 | 0 | 0 | 0 | 0 | 0 | 0 | 0 | 0 | 0 | 0 | 0 | 0 | 0 | 0 | 0 | 0 | 0 | 0 | 0
2016-06-29 | 15-16 | 15-16 |  | 0 | 0.0061864 | 0.0050385 | 0.020432 | 0.0082766 | 0 | 9.9454e-05 | 4.9886e-05 | 2.6466e-05 | 7.9971e-05 |  |  | 0 | 0 | 0 | 0 |  | 0 | 0 | 0 | 0 | 0 | 0 | 0 | 0 | 0 | 0 | 0 | 0 | 0 | 0 | 0 | 0 | 0 | 0 | 0 | 0 | 0 | 0
2016-06-30 | 15-16 | 15-16 |  | 0 | 0.27195 | 0.22914 | 0.83453 | 0.35464 | 0 | 0.0048749 | 0.0016545 | 0.0031711 | 0.0041115 |  |  | 0 | 0 | 0 | 0 |  | 0 | 0 | 0 | 0 | 0 | 0 | 0 | 0 | 0 | 0 | 0 | 0 | 0 | 0 | 0 | 0 | 0 | 0 | 0 | 0 | 0 | 0
2016-07-01 | 16-17 | 16-17 |  | 0 | 0.035356 | 0.016525 | 0.044618 | 0.033901 | 0 | 0.00073441 | 0.00022331 | 0.00040439 | 0.00060344 |  |  | 0 | 0 | 0 | 0 |  | 0 | 0 | 0 | 0 | 0 | 0 | 0 | 0 | 0 | 0 | 0 | 0 | 0 | 0 | 0 | 0 | 0 | 0 | 0 | 0 | 0 | 0
2016-07-02 | 16-17 | 16-17 |  | 0 | 0.0014809 | 0.053465 | 0.014988 | 0.01097 | 0 | 6.5965e-06 | 0.0016789 | 0.00016318 | 0.00026756 |  |  | 0 | 0 | 0.0065512 | 0.0010513 |  | 0 | 0 | 6.3852e-05 | 1.0247e-05 | 0 | 0 | 0.0065512 | 0.0010513 | 0 | 0 | 6.3852e-05 | 1.0247e-05 | 0 | 0 | 0 | 0 | 0 | 0 | 0 | 0 | 0 | 0
2016-07-03 | 16-17 | 16-17 |  | 0 | 0.017692 | 0.017897 | 0.13085 | 0.035738 | 0 | 0.00018195 | 0.00028519 | 0.00044696 | 0.00023758 |  |  | 0 | 0 | 0 | 0 |  | 0 | 0 | 0 | 0 | 0 | 0 | 0 | 0 | 0 | 0 | 0 | 0 | 0 | 0 | 0 | 0 | 0 | 0 | 0 | 0 | 0 | 0
2016-07-04 | 16-17 | 16-17 |  | 0 | 0.28019 | 0.49813 | 0.016959 | 0.26644 | 0 | 0.0056009 | 0.0020232 | 0.00035237 | 0.0042089 |  |  | 0 | 0 | 0 | 0 |  | 0 | 0 | 0 | 0 | 0 | 0 | 0 | 0 | 0 | 0 | 0 | 0 | 0 | 0 | 0 | 0 | 0 | 0 | 0 | 0 | 0 | 0
2016-07-05 | 16-17 | 16-17 |  | 0 | 1.5051 | 0.6142 | 1.8511 | 1.4228 | 0 | 0.011801 | 0.0025586 | 0.014364 | 0.010813 |  |  | 0 | 0 | 0 | 0 |  | 0 | 0 | 0 | 0 | 0 | 0 | 0 | 0 | 0 | 0 | 0 | 0 | 0 | 0 | 0 | 0 | 0 | 0 | 0 | 0 | 0 | 0
2016-07-06 | 16-17 | 16-17 |  | 0 | 0.058157 | 0.44851 | 1.5523 | 0.35253 | 0 | 0.0012264 | 0.018919 | 0.011848 | 0.0054169 |  |  | 0 | 0 | 0.43555 | 0.069898 |  | 0 | 0 | 0 | 0 | 0 | 0 | 0.43555 | 0.069898 | 0 | 0 | 0 | 0 | 0 | 0 | 0 | 0 | 0 | 0 | 0 | 0 | 0 | 0
2016-07-07 | 16-17 | 16-17 |  | 0 | 0.46307 | 1.2502 | 0.19884 | 0.52797 | 0 | 0.0047181 | 0.018911 | 0.0019061 | 0.006231 |  |  | 0 | 0 | 0 | 0 |  | 0 | 0 | 0 | 0 | 0 | 0 | 0 | 0 | 0 | 0 | 0 | 0 | 0 | 0 | 0 | 0 | 0 | 0 | 0 | 0 | 0 | 0
2016-07-08 | 16-17 | 16-17 |  | 0 | 0.027455 | 0.053056 | 0.016956 | 0.02916 | 0 | 0.0027232 | 0.00036591 | 0.00049662 | 0.0020115 |  |  | 0 | 0 | 0 | 0 |  | 0 | 0 | 0 | 0 | 0 | 0 | 0 | 0 | 0 | 0 | 0 | 0 | 0 | 0 | 0 | 0 | 0 | 0 | 0 | 0 | 0 | 0
2016-07-09 | 16-17 | 16-17 |  | 0 | 0.31433 | 0.50782 | 0 | 0.28865 | 0 | 0.0029332 | 0.00054079 | 0 | 0.0021014 |  |  | 0 | 0 | 0 | 0 |  | 0 | 0 | 0 | 0 | 0 | 0 | 0 | 0 | 0 | 0 | 0 | 0 | 0 | 0 | 0 | 0 | 0 | 0 | 0 | 0 | 0 | 0
2016-07-10 | 16-17 | 16-17 |  | 0 | 1.135 | 1.2871 | 1.2185 | 1.1607 | 0 | 0.0094428 | 0.0056258 | 0.0056048 | 0.0082125 |  |  | 0 | 0 | 0 | 0 |  | 0 | 0 | 0 | 0 | 0 | 0 | 0 | 0 | 0 | 0 | 0 | 0 | 0 | 0 | 0 | 0 | 0 | 0 | 0 | 0 | 0 | 0
2016-07-11 | 16-17 |  | MED | 0 | 1.4714 | 65.1168 | 45.8827 | 17.5646 | 0 | 0.011028 | 0.10318 | 0.066713 | 0.032875 |  |  | 0.18102 | 0 | 2.9403 | 0.59684 |  | 0.00049226 | 0 | 0.0082936 | 0.0016708 | 0.18102 | 0 | 2.9403 | 0.59684 | 0.00049226 | 0 | 0.0082936 | 0.0016708 | 0 | 0 | 0 | 0 | 0 | 0 | 0 | 0 | 0 | 0
2016-07-12 | 16-17 |  | MED | 0 | 30.2684 | 55.5345 | 33.5606 | 34.1172 | 0 | 0.11626 | 0.14579 | 0.09897 | 0.11671 |  |  | 0 | 0 | 1.3311 | 0.21362 |  | 0 | 0 | 0.0015466 | 0.00024821 | 0 | 0 | 1.3311 | 0.21362 | 0 | 0 | 0.0015466 | 0.00024821 | 0 | 0 | 0 | 0 | 0 | 0 | 0 | 0 | 0 | 0
2016-07-13 | 16-17 | 16-17 |  | 0 | 0.39197 | 3.1084 | 0.61702 | 0.80811 | 0 | 0.0020581 | 0.014416 | 0.0027102 | 0.0038893 |  |  | 0 | 0 | 0.15724 | 0.025235 |  | 0 | 0 | 0.00067399 | 0.00010816 | 0 | 0 | 0.15724 | 0.025235 | 0 | 0 | 0.00067399 | 0.00010816 | 0 | 0 | 0 | 0 | 0 | 0 | 0 | 0 | 0 | 0
2016-07-14 | 16-17 | 16-17 |  | 0 | 0.049487 | 1.0551 | 0.06222 | 0.19298 | 0 | 0.00015337 | 0.0025021 | 0.0001277 | 0.00047934 |  |  | 0 | 0.34847 | 0 | 0.049156 |  | 0 | 0.00096857 | 0 | 0.00013663 | 0 | 0.34847 | 0 | 0.049156 | 0 | 0.00096857 | 0 | 0.00013663 | 0 | 0 | 0 | 0 | 0 | 0 | 0 | 0 | 0 | 0
2016-07-15 | 16-17 | 16-17 |  | 0 | 0.53028 | 0.024578 | 0.19623 | 0.40107 | 0 | 0.0025693 | 0.0002825 | 0.0018872 | 0.0021166 |  |  | 0 | 0 | 0 | 0 |  | 0 | 0 | 0 | 0 | 0 | 0 | 0 | 0 | 0 | 0 | 0 | 0 | 0 | 0 | 0 | 0 | 0 | 0 | 0 | 0 | 0 | 0
2016-07-16 | 16-17 | 16-17 |  | 0 | 0.0045169 | 1.7863 | 0.040338 | 0.26157 | 0 | 5.4421e-05 | 0.017375 | 0.00013007 | 0.0025094 |  |  | 0 | 0 | 0 | 0 |  | 0 | 0 | 0 | 0 | 0 | 0 | 0 | 0 | 0 | 0 | 0 | 0 | 0 | 0 | 0 | 0 | 0 | 0 | 0 | 0 | 0 | 0
2016-07-17 | 16-17 | 16-17 |  | 0 | 0.018571 | 0.00077486 | 1.6627 | 0.27977 | 0 | 9.29e-05 | 8.0714e-06 | 0.011238 | 0.0018688 |  |  | 0 | 0 | 0 | 0 |  | 0 | 0 | 0 | 0 | 0 | 0 | 0 | 0 | 0 | 0 | 0 | 0 | 0 | 0 | 0 | 0 | 0 | 0 | 0 | 0 | 0 | 0
2016-07-18 | 16-17 | 16-17 |  | 0 | 0.14289 | 0.12144 | 0.39713 | 0.17951 | 0 | 0.0034549 | 0.0017596 | 0.0089984 | 0.0040776 |  |  | 0 | 0 | 0 | 0 |  | 0 | 0 | 0 | 0 | 0 | 0 | 0 | 0 | 0 | 0 | 0 | 0 | 0 | 0 | 0 | 0 | 0 | 0 | 0 | 0 | 0 | 0
2016-07-19 | 16-17 | 16-17 |  | 0 | 0.0081378 | 0 | 0.0033132 | 0.0061501 | 0 | 6.8163e-05 | 0 | 4.9662e-05 | 5.5031e-05 |  |  | 0 | 0 | 0 | 0 |  | 0 | 0 | 0 | 0 | 0 | 0 | 0 | 0 | 0 | 0 | 0 | 0 | 0 | 0 | 0 | 0 | 0 | 0 | 0 | 0 | 0 | 0
2016-07-20 | 16-17 | 16-17 |  | 0 | 0.32504 | 0 | 0.023192 | 0.22813 | 0 | 0.0038672 | 0 | 9.696e-05 | 0.0026855 |  |  | 0 | 0 | 0 | 0 |  | 0 | 0 | 0 | 0 | 0 | 0 | 0 | 0 | 0 | 0 | 0 | 0 | 0 | 0 | 0 | 0 | 0 | 0 | 0 | 0 | 0 | 0
2016-07-21 | 16-17 | 16-17 |  | 0 | 0.34558 | 0.20275 | 0.66743 | 0.3743 | 0 | 0.0046456 | 0.0029219 | 0.0024098 | 0.0040062 |  |  | 0 | 0 | 0 | 0 |  | 0 | 0 | 0 | 0 | 0 | 0 | 0 | 0 | 0 | 0 | 0 | 0 | 0 | 0 | 0 | 0 | 0 | 0 | 0 | 0 | 0 | 0
2016-07-22 | 16-17 | 16-17 |  | 0 | 3.1366 | 4.091 | 2.3518 | 3.12 | 0 | 0.019518 | 0.012785 | 0.0076717 | 0.01651 |  |  | 0 | 0 | 0 | 0 |  | 0 | 0 | 0 | 0 | 0 | 0 | 0 | 0 | 0 | 0 | 0 | 0 | 0 | 0 | 0 | 0 | 0 | 0 | 0 | 0 | 0 | 0
2016-07-23 | 16-17 | 16-17 |  | 0 | 0.0096358 | 1.6783 | 0.99224 | 0.40264 | 0 | 3.793e-05 | 0.005728 | 0.0066122 | 0.0018953 |  |  | 0 | 0 | 0 | 0 |  | 0 | 0 | 0 | 0 | 0 | 0 | 0 | 0 | 0 | 0 | 0 | 0 | 0 | 0 | 0 | 0 | 0 | 0 | 0 | 0 | 0 | 0
2016-07-24 | 16-17 | 16-17 |  | 0 | 1.5244 | 3.3617 | 0.67581 | 1.6351 | 0 | 0.021967 | 0.023822 | 0.0025824 | 0.018941 |  |  | 0 | 0.34112 | 0 | 0.048119 |  | 0 | 0.001921 | 0 | 0.00027098 | 0 | 0.34112 | 0 | 0.048119 | 0 | 0.001921 | 0 | 0.00027098 | 0 | 0 | 0 | 0 | 0 | 0 | 0 | 0 | 0 | 0
2016-07-25 | 16-17 | 16-17 |  | 0 | 0.045198 | 0.39748 | 3.7249 | 0.68505 | 0 | 0.00077563 | 0.0036644 | 0.028797 | 0.0056738 |  |  | 0 | 0 | 0.23145 | 0.037144 |  | 0 | 0 | 0.0038595 | 0.00061938 | 0 | 0 | 0.23145 | 0.037144 | 0 | 0 | 0.0038595 | 0.00061938 | 0 | 0 | 0 | 0 | 0 | 0 | 0 | 0 | 0 | 0
2016-07-26 | 16-17 | 16-17 |  | 0 | 0.096023 | 1.3553 | 10.1377 | 1.8844 | 0 | 0.0015881 | 0.0063576 | 0.032472 | 0.0072044 |  |  | 0 | 0 | 0 | 0 |  | 0 | 0 | 0 | 0 | 0 | 0 | 0 | 0 | 0 | 0 | 0 | 0 | 0 | 0 | 0 | 0 | 0 | 0 | 0 | 0 | 0 | 0
2016-07-27 | 16-17 | 16-17 |  | 0 | 0.026151 | 0.028113 | 0.37698 | 0.082519 | 0 | 0.0017178 | 0.00069414 | 0.0062929 | 0.0022938 |  |  | 0 | 0 | 0 | 0 |  | 0 | 0 | 0 | 0 | 0 | 0 | 0 | 0 | 0 | 0 | 0 | 0 | 0 | 0 | 0 | 0 | 0 | 0 | 0 | 0 | 0 | 0
2016-07-28 | 16-17 | 16-17 |  | 0 | 0.038606 | 2.8854 | 0.11086 | 0.45147 | 0 | 0.001487 | 0.023017 | 0.0015324 | 0.0045193 |  |  | 0 | 0 | 0 | 0 |  | 0 | 0 | 0 | 0 | 0 | 0 | 0 | 0 | 0 | 0 | 0 | 0 | 0 | 0 | 0 | 0 | 0 | 0 | 0 | 0 | 0 | 0
2016-07-29 | 16-17 | 16-17 |  | 0 | 0 | 1.4507 | 0.016729 | 0.20732 | 0 | 0 | 0.0058679 | 5.6757e-05 | 0.00083684 |  |  | 0 | 0 | 0 | 0 |  | 0 | 0 | 0 | 0 | 0 | 0 | 0 | 0 | 0 | 0 | 0 | 0 | 0 | 0 | 0 | 0 | 0 | 0 | 0 | 0 | 0 | 0
2016-07-30 | 16-17 | 16-17 |  | 0 | 1.422 | 0.10106 | 0.43162 | 1.0653 | 0 | 0.015604 | 0.00059729 | 0.01409 | 0.013119 |  |  | 0 | 0 | 0 | 0 |  | 0 | 0 | 0 | 0 | 0 | 0 | 0 | 0 | 0 | 0 | 0 | 0 | 0 | 0 | 0 | 0 | 0 | 0 | 0 | 0 | 0 | 0
2016-07-31 | 16-17 | 16-17 |  | 0 | 0.0018734 | 0 | 0.050419 | 0.0093848 | 0 | 4.9473e-06 | 0 | 0.00030743 | 5.2753e-05 |  |  | 0 | 0 | 0 | 0 |  | 0 | 0 | 0 | 0 | 0 | 0 | 0 | 0 | 0 | 0 | 0 | 0 | 0 | 0 | 0 | 0 | 0 | 0 | 0 | 0 | 0 | 0
2016-08-01 | 16-17 | 16-17 |  | 0 | 0.0099469 | 8.5168 | 1.1968 | 1.4003 | 0 | 2.4187e-05 | 0.054692 | 0.008996 | 0.0091753 |  |  | 0 | 0 | 0 | 0 |  | 0 | 0 | 0 | 0 | 0 | 0 | 0 | 0 | 0 | 0 | 0 | 0 | 0 | 0 | 0 | 0 | 0 | 0 | 0 | 0 | 0 | 0
2016-08-02 | 16-17 | 16-17 |  | 0 | 0.66998 | 4.0656 | 1.4644 | 1.2711 | 0 | 0.0084424 | 0.022718 | 0.0050514 | 0.009844 |  |  | 0 | 0 | 0.46569 | 0.074735 |  | 0 | 0 | 0.0015466 | 0.00024821 | 0 | 0 | 0.46569 | 0.074735 | 0 | 0 | 0.0015466 | 0.00024821 | 0 | 0 | 0 | 0 | 0 | 0 | 0 | 0 | 0 | 0
2016-08-03 | 16-17 | 16-17 |  | 0 | 0.39414 | 2.0327 | 0 | 0.55885 | 0 | 0.0030959 | 0.011591 | 0 | 0.0037724 |  |  | 0 | 0 | 0 | 0 |  | 0 | 0 | 0 | 0 | 0 | 0 | 0 | 0 | 0 | 0 | 0 | 0 | 0 | 0 | 0 | 0 | 0 | 0 | 0 | 0 | 0 | 0
2016-08-04 | 16-17 | 16-17 |  | 0 | 0.30459 | 1.4244 | 0.13739 | 0.43327 | 0 | 0.015551 | 0.0095808 | 0.009398 | 0.013596 |  |  | 0 | 0 | 0 | 0 |  | 0 | 0 | 0 | 0 | 0 | 0 | 0 | 0 | 0 | 0 | 0 | 0 | 0 | 0 | 0 | 0 | 0 | 0 | 0 | 0 | 0 | 0
2016-08-05 | 16-17 | 16-17 |  | 0 | 0.86619 | 0 | 0.21165 | 0.63199 | 0 | 0.0089778 | 0 | 0.010092 | 0.0078179 |  |  | 0 | 0 | 0.096198 | 0.015438 |  | 0 | 0 | 0.00040085 | 6.4329e-05 | 0 | 0 | 0.096198 | 0.015438 | 0 | 0 | 0.00040085 | 6.4329e-05 | 0 | 0 | 0 | 0 | 0 | 0 | 0 | 0 | 0 | 0
2016-08-06 | 16-17 | 16-17 |  | 0 | 0.014331 | 0.016369 | 0.081579 | 0.025295 | 0 | 0.0018553 | 9.6857e-05 | 0.00083244 | 0.0014281 |  |  | 0 | 0 | 0 | 0 |  | 0 | 0 | 0 | 0 | 0 | 0 | 0 | 0 | 0 | 0 | 0 | 0 | 0 | 0 | 0 | 0 | 0 | 0 | 0 | 0 | 0 | 0
2016-08-07 | 16-17 | 16-17 |  | 0 | 0.46684 | 0.072837 | 1.1587 | 0.51853 | 0 | 0.0047643 | 0.0015497 | 0.0056048 | 0.0044074 |  |  | 0 | 0 | 0 | 0 |  | 0 | 0 | 0 | 0 | 0 | 0 | 0 | 0 | 0 | 0 | 0 | 0 | 0 | 0 | 0 | 0 | 0 | 0 | 0 | 0 | 0 | 0
2016-08-08 | 16-17 | 16-17 |  | 0 | 0.16525 | 0.88092 | 5.0898 | 1.0552 | 0 | 0.0051353 | 0.011139 | 0.012103 | 0.0070591 |  |  | 0 | 0 | 0 | 0 |  | 0 | 0 | 0 | 0 | 0 | 0 | 0 | 0 | 0 | 0 | 0 | 0 | 0 | 0 | 0 | 0 | 0 | 0 | 0 | 0 | 0 | 0
2016-08-09 | 16-17 | 16-17 |  | 0 | 1.5313 | 1.1518 | 0.47251 | 1.2955 | 0 | 0.014193 | 0.0043102 | 0.0055929 | 0.011305 |  |  | 0 | 0 | 0 | 0 |  | 0 | 0 | 0 | 0 | 0 | 0 | 0 | 0 | 0 | 0 | 0 | 0 | 0 | 0 | 0 | 0 | 0 | 0 | 0 | 0 | 0 | 0
2016-08-10 | 16-17 | 16-17 |  | 0 | 0.48878 | 0.60287 | 1.0549 | 0.59179 | 0 | 0.003185 | 0.0021228 | 0.0046541 | 0.0032453 |  |  | 0 | 0 | 0 | 0 |  | 0 | 0 | 0 | 0 | 0 | 0 | 0 | 0 | 0 | 0 | 0 | 0 | 0 | 0 | 0 | 0 | 0 | 0 | 0 | 0 | 0 | 0
2016-08-11 | 16-17 | 16-17 |  | 0 | 0.056105 | 0 | 0.0012912 | 0.038942 | 0 | 6.2666e-05 | 0 | 2.8379e-05 | 4.782e-05 |  |  | 0 | 0 | 0 | 0 |  | 0 | 0 | 0 | 0 | 0 | 0 | 0 | 0 | 0 | 0 | 0 | 0 | 0 | 0 | 0 | 0 | 0 | 0 | 0 | 0 | 0 | 0
2016-08-12 | 16-17 | 16-17 |  | 0 | 0.094909 | 0 | 0.00070946 | 0.06564 | 0 | 0.0015491 | 0 | 2.1284e-05 | 0.0010729 |  |  | 0 | 0 | 0 | 0 |  | 0 | 0 | 0 | 0 | 0 | 0 | 0 | 0 | 0 | 0 | 0 | 0 | 0 | 0 | 0 | 0 | 0 | 0 | 0 | 0 | 0 | 0
2016-08-13 | 16-17 | 16-17 |  | 0 | 0.62902 | 0.017095 | 1.3676 | 0.65617 | 0 | 0.0063683 | 4.0357e-05 | 0.009897 | 0.0059907 |  |  | 0 | 0 | 0 | 0 |  | 0 | 0 | 0 | 0 | 0 | 0 | 0 | 0 | 0 | 0 | 0 | 0 | 0 | 0 | 0 | 0 | 0 | 0 | 0 | 0 | 0 | 0
2016-08-14 | 16-17 | 16-17 |  | 0 | 0.26675 | 0.1203 | 0.16743 | 0.22801 | 0 | 0.0019234 | 0.0011139 | 0.00023412 | 0.0015226 |  |  | 0 | 0 | 0 | 0 |  | 0 | 0 | 0 | 0 | 0 | 0 | 0 | 0 | 0 | 0 | 0 | 0 | 0 | 0 | 0 | 0 | 0 | 0 | 0 | 0 | 0 | 0
2016-08-15 | 16-17 | 16-17 |  | 0 | 0.19404 | 0.055055 | 0.033953 | 0.14718 | 0 | 0.0028958 | 0.00028519 | 0.00014662 | 0.0020631 |  |  | 0 | 0 | 0 | 0 |  | 0 | 0 | 0 | 0 | 0 | 0 | 0 | 0 | 0 | 0 | 0 | 0 | 0 | 0 | 0 | 0 | 0 | 0 | 0 | 0 | 0 | 0
2016-08-16 | 16-17 | 16-17 |  | 0 | 0.0099689 | 0.0071029 | 0.089014 | 0.02217 | 0 | 4.6175e-05 | 8.0714e-06 | 0.00073784 | 0.00015143 |  |  | 0 | 0 | 0.0214 | 0.0034342 |  | 0 | 0 | 0.00015608 | 2.5048e-05 | 0 | 0 | 0.0214 | 0.0034342 | 0 | 0 | 0.00015608 | 2.5048e-05 | 0 | 0 | 0 | 0 | 0 | 0 | 0 | 0 | 0 | 0
2016-08-17 | 16-17 | 16-17 |  | 0 | 0.0039414 | 0 | 0.20372 | 0.035415 | 0 | 3.4082e-05 | 0 | 0.0010429 | 0.0001909 |  |  | 0 | 0 | 0 | 0 |  | 0 | 0 | 0 | 0 | 0 | 0 | 0 | 0 | 0 | 0 | 0 | 0 | 0 | 0 | 0 | 0 | 0 | 0 | 0 | 0 | 0 | 0
2016-08-18 | 16-17 | 16-17 |  | 0 | 0.1988 | 1.6699 | 2.1224 | 0.71341 | 0 | 0.0024094 | 0.017865 | 0.015317 | 0.0066416 |  |  | 0 | 0 | 0 | 0 |  | 0 | 0 | 0 | 0 | 0 | 0 | 0 | 0 | 0 | 0 | 0 | 0 | 0 | 0 | 0 | 0 | 0 | 0 | 0 | 0 | 0 | 0
2016-08-19 | 16-17 | 16-17 |  | 0 | 0.45478 | 0.43638 | 0.053134 | 0.38406 | 0 | 0.0057867 | 0.0038662 | 0.00034527 | 0.004596 |  |  | 0 | 0 | 0.00082812 | 0.0001329 |  | 0 | 0 | 0 | 0 | 0 | 0 | 0.00082812 | 0.0001329 | 0 | 0 | 0 | 0 | 0 | 0 | 0 | 0 | 0 | 0 | 0 | 0 | 0 | 0
2016-08-20 | 16-17 | 16-17 |  | 0 | 0.2016 | 0.0059406 | 0.46715 | 0.21499 | 0 | 0.00045516 | 2.1524e-05 | 0.0071869 | 0.0014706 |  |  | 0 | 0 | 0 | 0 |  | 0 | 0 | 0 | 0 | 0 | 0 | 0 | 0 | 0 | 0 | 0 | 0 | 0 | 0 | 0 | 0 | 0 | 0 | 0 | 0 | 0 | 0
2016-08-21 | 16-17 | 16-17 |  | 0 | 9.5649e-05 | 1.9957 | 0.0025541 | 0.28199 | 0 | 1.6491e-06 | 0.0091127 | 2.1284e-05 | 0.00129 |  |  | 0 | 0 | 0 | 0 |  | 0 | 0 | 0 | 0 | 0 | 0 | 0 | 0 | 0 | 0 | 0 | 0 | 0 | 0 | 0 | 0 | 0 | 0 | 0 | 0 | 0 | 0
2016-08-22 | 16-17 | 16-17 |  | 0 | 0.0058148 | 0.0017434 | 1.6979 | 0.27674 | 0 | 6.7614e-05 | 8.0714e-06 | 0.0089428 | 0.001483 |  |  | 0 | 0 | 0.15205 | 0.024401 |  | 0 | 0 | 0.00050727 | 8.1407e-05 | 0 | 0 | 0.15205 | 0.024401 | 0 | 0 | 0.00050727 | 8.1407e-05 | 0 | 0 | 0 | 0 | 0 | 0 | 0 | 0 | 0 | 0
2016-08-23 | 16-17 | 16-17 |  | 0 | 0.059525 | 0.10912 | 0.36254 | 0.11467 | 0 | 0.00042217 | 0.0010466 | 0.0018162 | 0.00073058 |  |  | 0 | 0 | 0 | 0 |  | 0 | 0 | 0 | 0 | 0 | 0 | 0 | 0 | 0 | 0 | 0 | 0 | 0 | 0 | 0 | 0 | 0 | 0 | 0 | 0 | 0 | 0
2016-08-24 | 16-17 | 16-17 |  | 0 | 0.011398 | 0.081925 | 0.083291 | 0.032792 | 0 | 0.00035951 | 0.0070249 | 0.025321 | 0.0053027 |  |  | 0 | 0 | 0 | 0 |  | 0 | 0 | 0 | 0 | 0 | 0 | 0 | 0 | 0 | 0 | 0 | 0 | 0 | 0 | 0 | 0 | 0 | 0 | 0 | 0 | 0 | 0
2016-08-25 | 16-17 | 16-17 |  | 0 | 0.58735 | 0 | 0.021738 | 0.409 | 0 | 0.0042162 | 0 | 0.00035473 | 0.0029679 |  |  | 0 | 0 | 0 | 0 |  | 0 | 0 | 0 | 0 | 0 | 0 | 0 | 0 | 0 | 0 | 0 | 0 | 0 | 0 | 0 | 0 | 0 | 0 | 0 | 0 | 0 | 0
2016-08-26 | 16-17 | 16-17 |  | 0 | 0.089087 | 0.21913 | 0.026477 | 0.096666 | 0 | 7.9158e-05 | 0.0018484 | 0.00014189 | 0.00033815 |  |  | 0 | 0 | 0 | 0 |  | 0 | 0 | 0 | 0 | 0 | 0 | 0 | 0 | 0 | 0 | 0 | 0 | 0 | 0 | 0 | 0 | 0 | 0 | 0 | 0 | 0 | 0
2016-08-27 | 16-17 | 16-17 |  | 0 | 0.084789 | 0.14085 | 0 | 0.078408 | 0 | 0.00010719 | 0.0011219 | 0 | 0.00023227 |  |  | 0 | 0 | 0 | 0 |  | 0 | 0 | 0 | 0 | 0 | 0 | 0 | 0 | 0 | 0 | 0 | 0 | 0 | 0 | 0 | 0 | 0 | 0 | 0 | 0 | 0 | 0
2016-08-28 | 16-17 | 16-17 |  | 0 | 0.0018542 | 0 | 0.0036466 | 0.0018653 | 0 | 3.1883e-05 | 0 | 1.4189e-05 | 2.4289e-05 |  |  | 0 | 0 | 0 | 0 |  | 0 | 0 | 0 | 0 | 0 | 0 | 0 | 0 | 0 | 0 | 0 | 0 | 0 | 0 | 0 | 0 | 0 | 0 | 0 | 0 | 0 | 0
2016-08-29 | 16-17 | 16-17 |  | 0 | 0.53799 | 0.0001695 | 2.446 | 0.76399 | 0 | 0.003334 | 2.4214e-05 | 0.0042213 | 0.0029827 |  |  | 0 | 0 | 0 | 0 |  | 0 | 0 | 0 | 0 | 0 | 0 | 0 | 0 | 0 | 0 | 0 | 0 | 0 | 0 | 0 | 0 | 0 | 0 | 0 | 0 | 0 | 0
2016-08-30 | 16-17 | 16-17 |  | 0 | 0.324 | 0.25622 | 2.5931 | 0.67598 | 0 | 0.0076074 | 0.00082329 | 0.011359 | 0.0071912 |  |  | 0 | 0 | 0 | 0 |  | 0 | 0 | 0 | 0 | 0 | 0 | 0 | 0 | 0 | 0 | 0 | 0 | 0 | 0 | 0 | 0 | 0 | 0 | 0 | 0 | 0 | 0
2016-08-31 | 16-17 | 16-17 |  | 0 | 0.066078 | 0 | 0.0017595 | 0.045903 | 0 | 0.00038424 | 0 | 2.8379e-05 | 0.00026984 |  |  | 0 | 0 | 0 | 0 |  | 0 | 0 | 0 | 0 | 0 | 0 | 0 | 0 | 0 | 0 | 0 | 0 | 0 | 0 | 0 | 0 | 0 | 0 | 0 | 0 | 0 | 0
2016-09-01 | 16-17 | 16-17 |  | 0 | 0.032534 | 0.0012995 | 0.18947 | 0.053052 | 0 | 0.00020834 | 8.0714e-06 | 0.0010926 | 0.00032032 |  |  | 0 | 0 | 0 | 0 |  | 0 | 0 | 0 | 0 | 0 | 0 | 0 | 0 | 0 | 0 | 0 | 0 | 0 | 0 | 0 | 0 | 0 | 0 | 0 | 0 | 0 | 0
2016-09-02 | 16-17 | 16-17 |  | 0 | 0.028215 | 0.25182 | 0.19161 | 0.085752 | 0 | 7.2561e-05 | 0.0021309 | 0.00041149 | 0.00041671 |  |  | 0 | 0 | 0 | 0 |  | 0 | 0 | 0 | 0 | 0 | 0 | 0 | 0 | 0 | 0 | 0 | 0 | 0 | 0 | 0 | 0 | 0 | 0 | 0 | 0 | 0 | 0
2016-09-03 | 16-17 | 16-17 |  | 0 | 0.57012 | 0.0022842 | 0.22845 | 0.4306 | 0 | 0.0054025 | 8.0714e-06 | 0.00049662 | 0.0038108 |  |  | 0 | 0 | 0 | 0 |  | 0 | 0 | 0 | 0 | 0 | 0 | 0 | 0 | 0 | 0 | 0 | 0 | 0 | 0 | 0 | 0 | 0 | 0 | 0 | 0 | 0 | 0
2016-09-04 | 16-17 | 16-17 |  | 0 | 0.18534 | 0.0032932 | 0.27433 | 0.17245 | 0 | 0.0014501 | 2.4214e-05 | 0.0017429 | 0.0012843 |  |  | 0 | 0 | 0.012159 | 0.0019513 |  | 0 | 0 | 0.00015608 | 2.5048e-05 | 0 | 0 | 0.012159 | 0.0019513 | 0 | 0 | 0.00015608 | 2.5048e-05 | 0 | 0 | 0 | 0 | 0 | 0 | 0 | 0 | 0 | 0
2016-09-05 | 16-17 | 16-17 |  | 0 | 0.0027859 | 0.00092822 | 0.0013976 | 0.0022786 | 0 | 3.9029e-05 | 4.0357e-05 | 1.4189e-05 | 3.4916e-05 |  |  | 0 | 0 | 0 | 0 |  | 0 | 0 | 0 | 0 | 0 | 0 | 0 | 0 | 0 | 0 | 0 | 0 | 0 | 0 | 0 | 0 | 0 | 0 | 0 | 0 | 0 | 0
2016-09-06 | 16-17 | 16-17 |  | 0 | 0.2251 | 0.0035514 | 0.30428 | 0.20474 | 0 | 0.0027656 | 4.0357e-05 | 0.0018351 | 0.0022096 |  |  | 0 | 0 | 0 | 0 |  | 0 | 0 | 0 | 0 | 0 | 0 | 0 | 0 | 0 | 0 | 0 | 0 | 0 | 0 | 0 | 0 | 0 | 0 | 0 | 0 | 0 | 0
2016-09-07 | 16-17 | 16-17 |  | 0 | 0.19831 | 0.69398 | 0.054146 | 0.2435 | 0 | 0.0017497 | 0.011244 | 0.00042568 | 0.0028623 |  |  | 0 | 0 | 0 | 0 |  | 0 | 0 | 0 | 0 | 0 | 0 | 0 | 0 | 0 | 0 | 0 | 0 | 0 | 0 | 0 | 0 | 0 | 0 | 0 | 0 | 0 | 0
2016-09-08 | 16-17 | 16-17 |  | 0 | 0.76276 | 1.6694 | 2.5829 | 1.1766 | 0 | 0.0091279 | 0.025869 | 0.0080855 | 0.011249 |  |  | 0 | 0 | 0.60234 | 0.096665 |  | 0 | 0 | 0.0017027 | 0.00027325 | 0 | 0 | 0.60234 | 0.096665 | 0 | 0 | 0.0017027 | 0.00027325 | 0 | 0 | 0 | 0 | 0 | 0 | 0 | 0 | 0 | 0
2016-09-09 | 16-17 | 16-17 |  | 0 | 0.24362 | 0.59658 | 0.061111 | 0.26216 | 0 | 0.00068878 | 0.0023434 | 0.0011162 | 0.00098524 |  |  | 0 | 0 | 0 | 0 |  | 0 | 0 | 0 | 0 | 0 | 0 | 0 | 0 | 0 | 0 | 0 | 0 | 0 | 0 | 0 | 0 | 0 | 0 | 0 | 0 | 0 | 0
2016-09-10 | 16-17 | 16-17 |  | 0 | 0.036505 | 0 | 2.6641 | 0.45275 | 0 | 0.00027485 | 0 | 0.014672 | 0.0025443 |  |  | 0 | 0 | 0 | 0 |  | 0 | 0 | 0 | 0 | 0 | 0 | 0 | 0 | 0 | 0 | 0 | 0 | 0 | 0 | 0 | 0 | 0 | 0 | 0 | 0 | 0 | 0
2016-09-11 | 16-17 | 16-17 |  | 0 | 0.32159 | 0.025186 | 1.0643 | 0.39637 | 0 | 0.0027793 | 0.0004251 | 0.0027574 | 0.0024213 |  |  | 0 | 0 | 0 | 0 |  | 0 | 0 | 0 | 0 | 0 | 0 | 0 | 0 | 0 | 0 | 0 | 0 | 0 | 0 | 0 | 0 | 0 | 0 | 0 | 0 | 0 | 0
2016-09-12 | 16-17 | 16-17 |  | 0 | 0.040536 | 2.7111 | 0.31264 | 0.46059 | 0 | 0.00032378 | 0.0096669 | 0.0011635 | 0.0017739 |  |  | 0 | 0 | 0 | 0 |  | 0 | 0 | 0 | 0 | 0 | 0 | 0 | 0 | 0 | 0 | 0 | 0 | 0 | 0 | 0 | 0 | 0 | 0 | 0 | 0 | 0 | 0
2016-09-13 | 16-17 | 16-17 |  | 0 | 0.020556 | 0.21243 | 0.42161 | 0.11182 | 0 | 0.00026221 | 0.019646 | 0.0040132 | 0.0035963 |  |  | 0 | 0 | 0 | 0 |  | 0 | 0 | 0 | 0 | 0 | 0 | 0 | 0 | 0 | 0 | 0 | 0 | 0 | 0 | 0 | 0 | 0 | 0 | 0 | 0 | 0 | 0
2016-09-14 | 16-17 | 16-17 |  | 0 | 3.282 | 6.6476 | 1.3617 | 3.4221 | 0 | 0.03331 | 0.040645 | 0.0084663 | 0.03009 |  |  | 0 | 0 | 0.39809 | 0.063886 |  | 0 | 0 | 0.0022774 | 0.00036548 | 0 | 0 | 0.39809 | 0.063886 | 0 | 0 | 0.0022774 | 0.00036548 | 0 | 0 | 0 | 0 | 0 | 0 | 0 | 0 | 0 | 0
2016-09-15 | 16-17 | 16-17 |  | 0 | 0.13042 | 0.59414 | 0.0072011 | 0.17501 | 0 | 0.00050683 | 0.0030591 | 2.8379e-05 | 0.00078599 |  |  | 0 | 0 | 0 | 0 |  | 0 | 0 | 0 | 0 | 0 | 0 | 0 | 0 | 0 | 0 | 0 | 0 | 0 | 0 | 0 | 0 | 0 | 0 | 0 | 0 | 0 | 0
2016-09-16 | 16-17 | 16-17 |  | 0 | 0.16636 | 0.093112 | 0.37227 | 0.18774 | 0 | 0.0006536 | 0.0038097 | 0.0015774 | 0.0012418 |  |  | 0 | 0 | 0 | 0 |  | 0 | 0 | 0 | 0 | 0 | 0 | 0 | 0 | 0 | 0 | 0 | 0 | 0 | 0 | 0 | 0 | 0 | 0 | 0 | 0 | 0 | 0
2016-09-17 | 16-17 | 16-17 |  | 0 | 0.33961 | 3.0095 | 0.039546 | 0.66533 | 0 | 0.0025429 | 0.016902 | 0.00019865 | 0.0041717 |  |  | 0 | 0 | 0 | 0 |  | 0 | 0 | 0 | 0 | 0 | 0 | 0 | 0 | 0 | 0 | 0 | 0 | 0 | 0 | 0 | 0 | 0 | 0 | 0 | 0 | 0 | 0
2016-09-18 | 16-17 | 16-17 |  | 0 | 0.18255 | 2.5734 | 0.027279 | 0.49342 | 0 | 0.00074815 | 0.011744 | 0.00021284 | 0.0022073 |  |  | 0 | 0 | 0 | 0 |  | 0 | 0 | 0 | 0 | 0 | 0 | 0 | 0 | 0 | 0 | 0 | 0 | 0 | 0 | 0 | 0 | 0 | 0 | 0 | 0 | 0 | 0
2016-09-19 | 16-17 | 16-17 |  | 0 | 0.025343 | 0.010872 | 0.067165 | 0.029809 | 0 | 0.00013633 | 1.6143e-05 | 0.00023412 | 0.00013397 |  |  | 0 | 0 | 0 | 0 |  | 0 | 0 | 0 | 0 | 0 | 0 | 0 | 0 | 0 | 0 | 0 | 0 | 0 | 0 | 0 | 0 | 0 | 0 | 0 | 0 | 0 | 0
2016-09-20 | 16-17 | 16-17 |  | 0 | 0.34933 | 2.5003 | 1.5632 | 0.84475 | 0 | 0.004263 | 0.013052 | 0.0053801 | 0.0056477 |  |  | 0 | 0 | 0.013986 | 0.0022446 |  | 0 | 0 | 0 | 0 | 0 | 0 | 0.013986 | 0.0022446 | 0 | 0 | 0 | 0 | 0 | 0 | 0 | 0 | 0 | 0 | 0 | 0 | 0 | 0
2016-09-21 | 16-17 | 16-17 |  | 0 | 0.23746 | 0.16351 | 0.11576 | 0.20559 | 0 | 0.0025072 | 0.0023596 | 0.00051791 | 0.002147 |  |  | 0 | 0 | 0 | 0 |  | 0 | 0 | 0 | 0 | 0 | 0 | 0 | 0 | 0 | 0 | 0 | 0 | 0 | 0 | 0 | 0 | 0 | 0 | 0 | 0 | 0 | 0
2016-09-22 | 16-17 | 16-17 |  | 0 | 0.050059 | 0.0071674 | 1.1181 | 0.21501 | 0 | 0.00035236 | 4.0357e-05 | 0.012347 | 0.0022304 |  |  | 0 | 0 | 0 | 0 |  | 0 | 0 | 0 | 0 | 0 | 0 | 0 | 0 | 0 | 0 | 0 | 0 | 0 | 0 | 0 | 0 | 0 | 0 | 0 | 0 | 0 | 0
2016-09-23 | 16-17 | 16-17 |  | 0 | 0.010027 | 0.0089432 | 0.094564 | 0.02336 | 0 | 3.1333e-05 | 5.65e-05 | 0.00098615 | 0.00018786 |  |  | 0 | 0 | 0 | 0 |  | 0 | 0 | 0 | 0 | 0 | 0 | 0 | 0 | 0 | 0 | 0 | 0 | 0 | 0 | 0 | 0 | 0 | 0 | 0 | 0 | 0 | 0
2016-09-24 | 16-17 | 16-17 |  | 0 | 0.34552 | 0.002147 | 0.76461 | 0.36156 | 0 | 0.0013638 | 1.6143e-05 | 0.0041102 | 0.0016035 |  |  | 0 | 0 | 0 | 0 |  | 0 | 0 | 0 | 0 | 0 | 0 | 0 | 0 | 0 | 0 | 0 | 0 | 0 | 0 | 0 | 0 | 0 | 0 | 0 | 0 | 0 | 0
2016-09-25 | 16-17 | 16-17 |  | 0 | 0.29353 | 0 | 0.61435 | 0.30124 | 0 | 0.00088558 | 0 | 0.0025612 | 0.0010224 |  |  | 0 | 0 | 0.11894 | 0.019088 |  | 0 | 0 | 0.00043277 | 6.9452e-05 | 0 | 0 | 0.11894 | 0.019088 | 0 | 0 | 0.00043277 | 6.9452e-05 | 0 | 0 | 0 | 0 | 0 | 0 | 0 | 0 | 0 | 0
2016-09-26 | 16-17 | 16-17 |  | 0 | 0.60248 | 0.22775 | 0.61579 | 0.5469 | 0 | 0.0031993 | 0.0022923 | 0.0036325 | 0.0031151 |  |  | 0 | 0 | 0 | 0 |  | 0 | 0 | 0 | 0 | 0 | 0 | 0 | 0 | 0 | 0 | 0 | 0 | 0 | 0 | 0 | 0 | 0 | 0 | 0 | 0 | 0 | 0
2016-09-27 | 16-17 | 16-17 |  | 0 | 0.11752 | 0.0014125 | 0.02183 | 0.08484 | 0 | 0.0039865 | 8.0714e-06 | 0.00011351 | 0.0027716 |  |  | 0 | 0 | 0 | 0 |  | 0 | 0 | 0 | 0 | 0 | 0 | 0 | 0 | 0 | 0 | 0 | 0 | 0 | 0 | 0 | 0 | 0 | 0 | 0 | 0 | 0 | 0
2016-09-28 | 16-17 |  | MED | 0 | 3.4146 | 9.8276 | 34.7036 | 9.3131 | 0 | 0.022444 | 0.021319 | 0.041199 | 0.025114 |  |  | 0 | 0 | 18.1365 | 2.9106 |  | 0 | 0 | 0.0040108 | 0.00064367 | 0 | 0 | 18.1365 | 2.9106 | 0 | 0 | 0.0040108 | 0.00064367 | 0 | 0 | 0 | 0 | 0 | 0 | 0 | 0 | 0 | 0
2016-09-29 | 16-17 |  | MED | 0 | 8.435 | 61.7582 | 60.7855 | 24.2902 | 0 | 0.043159 | 0.189 | 0.084246 | 0.069978 |  |  | 0 | 0 | 1.7368 | 0.27872 |  | 0 | 0 | 0.00065271 | 0.00010475 | 0 | 0 | 1.7368 | 0.27872 | 0 | 0 | 0.00065271 | 0.00010475 | 0 | 0 | 0 | 0 | 0 | 0 | 0 | 0 | 0 | 0
2016-09-30 | 16-17 | 16-17 |  | 0 | 1.4892 | 4.4382 | 12.1041 | 3.5967 | 0 | 0.0078036 | 0.0035945 | 0.019513 | 0.0090261 |  |  | 0 | 0 | 0 | 0 |  | 0 | 0 | 0 | 0 | 0 | 0 | 0 | 0 | 0 | 0 | 0 | 0 | 0 | 0 | 0 | 0 | 0 | 0 | 0 | 0 | 0 | 0
2016-10-01 | 16-17 | 16-17 |  | 0 | 0.34122 | 0.21488 | 3.8808 | 0.88869 | 0 | 0.0016282 | 0.00029326 | 0.010692 | 0.0028813 |  |  | 0 | 0 | 0 | 0 |  | 0 | 0 | 0 | 0 | 0 | 0 | 0 | 0 | 0 | 0 | 0 | 0 | 0 | 0 | 0 | 0 | 0 | 0 | 0 | 0 | 0 | 0
2016-10-02 | 16-17 | 16-17 |  | 0 | 0.29454 | 1.3635 | 2.2279 | 0.75323 | 0 | 0.0071984 | 0.010786 | 0.0066619 | 0.0075604 |  |  | 0 | 0 | 0 | 0 |  | 0 | 0 | 0 | 0 | 0 | 0 | 0 | 0 | 0 | 0 | 0 | 0 | 0 | 0 | 0 | 0 | 0 | 0 | 0 | 0 | 0 | 0
2016-10-03 | 16-17 | 16-17 |  | 0 | 0.63564 | 1.7264 | 4.7447 | 1.4438 | 0 | 0.012539 | 0.013773 | 0.022579 | 0.014224 |  |  | 0 | 0 | 1.0673 | 0.17128 |  | 0 | 0 | 0.0036928 | 0.00059262 | 0 | 0 | 1.0673 | 0.17128 | 0 | 0 | 0.0036928 | 0.00059262 | 0 | 0 | 0 | 0 | 0 | 0 | 0 | 0 | 0 | 0
2016-10-04 | 16-17 | 16-17 |  | 0 | 0.6814 | 4.9397 | 1.5552 | 1.4168 | 0 | 0.0077932 | 0.042555 | 0.0049911 | 0.012184 |  |  | 0 | 0 | 1.0516 | 0.16876 |  | 0 | 0 | 0.0036928 | 0.00059262 | 0 | 0 | 1.0516 | 0.16876 | 0 | 0 | 0.0036928 | 0.00059262 | 0 | 0 | 0 | 0 | 0 | 0 | 0 | 0 | 0 | 0
2016-10-05 | 16-17 | 16-17 |  | 0 | 0.99201 | 5.7587 | 0.60438 | 1.5942 | 0 | 0.011565 | 0.054611 | 0.0026439 | 0.016113 |  |  | 0 | 0 | 0 | 0 |  | 0 | 0 | 0 | 0 | 0 | 0 | 0 | 0 | 0 | 0 | 0 | 0 | 0 | 0 | 0 | 0 | 0 | 0 | 0 | 0 | 0 | 0
2016-10-06 | 16-17 | 16-17 |  | 0 | 0.28758 | 0.018548 | 0.83835 | 0.3357 | 0 | 0.0063057 | 0.00015336 | 0.0050514 | 0.0051858 |  |  | 0 | 0 | 0.022455 | 0.0036035 |  | 0 | 0 | 4.9662e-05 | 7.9699e-06 | 0 | 0 | 0.022455 | 0.0036035 | 0 | 0 | 4.9662e-05 | 7.9699e-06 | 0 | 0 | 0 | 0 | 0 | 0 | 0 | 0 | 0 | 0
2016-10-07 | 16-17 | 16-17 |  | 0 | 0.16798 | 0.16043 | 2.1686 | 0.48662 | 0 | 0.0011362 | 0.0012215 | 0.01443 | 0.0032726 |  |  | 0 | 0 | 0 | 0 |  | 0 | 0 | 0 | 0 | 0 | 0 | 0 | 0 | 0 | 0 | 0 | 0 | 0 | 0 | 0 | 0 | 0 | 0 | 0 | 0 | 0 | 0
2016-10-08 | 16-17 | 16-17 |  | 0 | 0.034664 | 0.093204 | 0.16941 | 0.064266 | 0 | 0.00028695 | 0.00048967 | 0.0011564 | 0.00045277 |  |  | 0 | 0 | 0 | 0 |  | 0 | 0 | 0 | 0 | 0 | 0 | 0 | 0 | 0 | 0 | 0 | 0 | 0 | 0 | 0 | 0 | 0 | 0 | 0 | 0 | 0 | 0
2016-10-09 | 16-17 | 16-17 |  | 0 | 1.1268 | 4.5903 | 4.3753 | 2.1276 | 0 | 0.0082313 | 0.03531 | 0.018273 | 0.013596 |  |  | 0 | 0 | 0.30082 | 0.048276 |  | 0 | 0 | 0.002774 | 0.00044518 | 0 | 0 | 0.30082 | 0.048276 | 0 | 0 | 0.002774 | 0.00044518 | 0 | 0 | 0 | 0 | 0 | 0 | 0 | 0 | 0 | 0
2016-10-10 | 16-17 | 16-17 |  | 0 | 0.91238 | 1.1826 | 3.2866 | 1.3242 | 0 | 0.010123 | 0.028804 | 0.02324 | 0.014782 |  |  | 0 | 0 | 0.040353 | 0.006476 |  | 0 | 0 | 0.00014189 | 2.2771e-05 | 0 | 0 | 0.040353 | 0.006476 | 0 | 0 | 0.00014189 | 2.2771e-05 | 0 | 0 | 0 | 0 | 0 | 0 | 0 | 0 | 0 | 0
2016-10-11 | 16-17 | 16-17 |  | 0 | 0.082122 | 0.0080634 | 0.28394 | 0.1034 | 0 | 0.0007487 | 5.65e-05 | 0.0071183 | 0.0016672 |  |  | 0 | 0 | 0.0041612 | 0.0006678 |  | 0 | 0 | 7.0946e-06 | 1.1386e-06 | 0 | 0 | 0.0041612 | 0.0006678 | 0 | 0 | 7.0946e-06 | 1.1386e-06 | 0 | 0 | 0 | 0 | 0 | 0 | 0 | 0 | 0 | 0
2016-10-12 | 16-17 | 16-17 |  | 0 | 0.8356 | 0.3926 | 0.34069 | 0.68696 | 0 | 0.0033065 | 0.0023569 | 0.00075913 | 0.0027371 |  |  | 0 | 0 | 0 | 0 |  | 0 | 0 | 0 | 0 | 0 | 0 | 0 | 0 | 0 | 0 | 0 | 0 | 0 | 0 | 0 | 0 | 0 | 0 | 0 | 0 | 0 | 0
2016-10-13 | 16-17 | 16-17 |  | 0 | 0.20611 | 0.023082 | 0.056838 | 0.15468 | 0 | 0.0026199 | 6.1881e-05 | 0.00028852 | 0.0018638 |  |  | 0 | 0 | 0 | 0 |  | 0 | 0 | 0 | 0 | 0 | 0 | 0 | 0 | 0 | 0 | 0 | 0 | 0 | 0 | 0 | 0 | 0 | 0 | 0 | 0 | 0 | 0
2016-10-14 | 16-17 | 16-17 |  | 1.2424 | 0.054988 | 0.017133 | 0.080538 | 0.063307 | 0.0079208 | 0.0040794 | 0.00019102 | 0.00078278 | 0.0030328 |  |  | 0 | 0 | 0 | 0 |  | 0 | 0 | 0 | 0 | 0 | 0 | 0 | 0 | 0 | 0 | 0 | 0 | 0 | 0 | 0 | 0 | 0 | 0 | 0 | 0 | 0 | 0
2016-10-15 | 16-17 | 16-17 |  | 0 | 0.11956 | 0.0010493 | 0.096764 | 0.09822 | 0 | 0.0049853 | 8.0714e-06 | 0.00060304 | 0.0035398 |  |  | 0 | 0 | 0 | 0 |  | 0 | 0 | 0 | 0 | 0 | 0 | 0 | 0 | 0 | 0 | 0 | 0 | 0 | 0 | 0 | 0 | 0 | 0 | 0 | 0 | 0 | 0
2016-10-16 | 16-17 | 16-17 |  | 0 | 0.33369 | 0.10239 | 0.64263 | 0.34796 | 0 | 0.0027353 | 0.00062957 | 0.0069066 | 0.0030857 |  |  | 0 | 0 | 0.27065 | 0.043435 |  | 0 | 0 | 0.0026073 | 0.00041842 | 0 | 0 | 0.27065 | 0.043435 | 0 | 0 | 0.0026073 | 0.00041842 | 0 | 0 | 0 | 0 | 0 | 0 | 0 | 0 | 0 | 0
2016-10-17 | 16-17 | 16-17 |  | 0 | 0.58869 | 0.097156 | 0.0056048 | 0.42104 | 0 | 0.0050391 | 0.00058922 | 1.4189e-05 | 0.0035645 |  |  | 0 | 0 | 0 | 0 |  | 0 | 0 | 0 | 0 | 0 | 0 | 0 | 0 | 0 | 0 | 0 | 0 | 0 | 0 | 0 | 0 | 0 | 0 | 0 | 0 | 0 | 0
2016-10-18 | 16-17 | 16-17 |  | 0 | 0.045315 | 0.0019371 | 0.787 | 0.15786 | 0 | 0.00057939 | 1.6143e-05 | 0.0052193 | 0.0012399 |  |  | 0 | 0 | 0 | 0 |  | 0 | 0 | 0 | 0 | 0 | 0 | 0 | 0 | 0 | 0 | 0 | 0 | 0 | 0 | 0 | 0 | 0 | 0 | 0 | 0 | 0 | 0
2016-10-19 | 16-17 | 16-17 |  | 0 | 0.16501 | 0.019678 | 0.075806 | 0.12887 | 0 | 0.0024352 | 0.0021631 | 0.00054392 | 0.0020737 |  |  | 0 | 0 | 0 | 0 |  | 0 | 0 | 0 | 0 | 0 | 0 | 0 | 0 | 0 | 0 | 0 | 0 | 0 | 0 | 0 | 0 | 0 | 0 | 0 | 0 | 0 | 0
2016-10-20 | 16-17 | 16-17 |  | 0 | 1.1403 | 0.7221 | 2.952 | 1.3629 | 0 | 0.015031 | 0.0064948 | 0.013253 | 0.013421 |  |  | 0 | 0 | 0 | 0 |  | 0 | 0 | 0 | 0 | 0 | 0 | 0 | 0 | 0 | 0 | 0 | 0 | 0 | 0 | 0 | 0 | 0 | 0 | 0 | 0 | 0 | 0
2016-10-21 | 16-17 | 16-17 |  | 0 | 1.1194 | 0.61708 | 0.29077 | 0.90653 | 0 | 0.0077047 | 0.0029488 | 0.0015963 | 0.0059915 |  |  | 0 | 0 | 0 | 0 |  | 0 | 0 | 0 | 0 | 0 | 0 | 0 | 0 | 0 | 0 | 0 | 0 | 0 | 0 | 0 | 0 | 0 | 0 | 0 | 0 | 0 | 0
2016-10-22 | 16-17 | 16-17 |  | 0 | 0.082577 | 0.031898 | 1.162 | 0.24799 | 0 | 0.0035747 | 0.00010493 | 0.011429 | 0.0043171 |  |  | 0 | 0 | 0 | 0 |  | 0 | 0 | 0 | 0 | 0 | 0 | 0 | 0 | 0 | 0 | 0 | 0 | 0 | 0 | 0 | 0 | 0 | 0 | 0 | 0 | 0 | 0
2016-10-23 | 16-17 | 16-17 |  | 1.9859 | 0.055369 | 0.24834 | 0 | 0.089244 | 0.0014144 | 0.00072451 | 0.0051684 | 0 | 0.0012407 |  |  | 0 | 0 | 0 | 0 |  | 0 | 0 | 0 | 0 | 0 | 0 | 0 | 0 | 0 | 0 | 0 | 0 | 0 | 0 | 0 | 0 | 0 | 0 | 0 | 0 | 0 | 0
2016-10-24 | 16-17 | 16-17 |  | 0.09604 | 0.12878 | 0.0624 | 0.075345 | 0.11058 | 0.01372 | 0.0045681 | 0.00113 | 0.00057703 | 0.0035163 |  |  | 0 | 0 | 0 | 0 |  | 0 | 0 | 0 | 0 | 0 | 0 | 0 | 0 | 0 | 0 | 0 | 0 | 0 | 0 | 0 | 0 | 0 | 0 | 0 | 0 | 0 | 0
2016-10-25 | 16-17 | 16-17 |  | 0 | 0.35427 | 0.8143 | 0.69691 | 0.4713 | 0 | 0.0080081 | 0.0062312 | 0.0020031 | 0.0067293 |  |  | 0 | 0 | 0 | 0 |  | 0 | 0 | 0 | 0 | 0 | 0 | 0 | 0 | 0 | 0 | 0 | 0 | 0 | 0 | 0 | 0 | 0 | 0 | 0 | 0 | 0 | 0
2016-10-26 | 16-17 | 16-17 |  | 0 | 0.075881 | 0.015957 | 1.7241 | 0.33133 | 0 | 0.00095374 | 5.2464e-05 | 0.011706 | 0.0025445 |  |  | 0 | 0.010574 | 0 | 0.0014916 |  | 0 | 2.825e-05 | 0 | 3.985e-06 | 0 | 0.010574 | 0 | 0.0014916 | 0 | 2.825e-05 | 0 | 3.985e-06 | 0 | 0 | 0 | 0 | 0 | 0 | 0 | 0 | 0 | 0
2016-10-27 | 16-17 | 16-17 |  | 0 | 0.97386 | 0.056624 | 0.064724 | 0.69073 | 0 | 0.0089349 | 0.00010762 | 0.00029797 | 0.0062317 |  |  | 0 | 0 | 0 | 0 |  | 0 | 0 | 0 | 0 | 0 | 0 | 0 | 0 | 0 | 0 | 0 | 0 | 0 | 0 | 0 | 0 | 0 | 0 | 0 | 0 | 0 | 0
2016-10-28 | 16-17 | 16-17 |  | 0 | 0.65163 | 0.017991 | 2.3226 | 0.82517 | 0 | 0.0042536 | 0.00016681 | 0.019425 | 0.0060776 |  |  | 0 | 0 | 0 | 0 |  | 0 | 0 | 0 | 0 | 0 | 0 | 0 | 0 | 0 | 0 | 0 | 0 | 0 | 0 | 0 | 0 | 0 | 0 | 0 | 0 | 0 | 0
2016-10-29 | 16-17 | 16-17 |  | 0 | 0.053379 | 1.31 | 3.875 | 0.84352 | 0 | 0.00020779 | 0.0244 | 0.0088293 | 0.0050023 |  |  | 0 | 0 | 1.2587 | 0.202 |  | 0 | 0 | 0.0048918 | 0.00078504 | 0 | 0 | 1.2587 | 0.202 | 0 | 0 | 0.0048918 | 0.00078504 | 0 | 0 | 0 | 0 | 0 | 0 | 0 | 0 | 0 | 0
2016-10-30 | 16-17 | 16-17 |  | 0 | 0.068456 | 1.5417 | 1.5154 | 0.50793 | 0 | 0.00053596 | 0.017806 | 0.0058034 | 0.003813 |  |  | 0 | 0.13531 | 0 | 0.019087 |  | 0 | 0.00054079 | 0 | 7.6284e-05 | 0 | 0.13531 | 0 | 0.019087 | 0 | 0.00054079 | 0 | 7.6284e-05 | 0 | 0 | 0 | 0 | 0 | 0 | 0 | 0 | 0 | 0
2016-10-31 | 16-17 | 16-17 |  | 0 | 0.1459 | 0.1801 | 0.17969 | 0.15497 | 0 | 0.0021504 | 0.00068607 | 0.0009294 | 0.0017306 |  |  | 0 | 0 | 0 | 0 |  | 0 | 0 | 0 | 0 | 0 | 0 | 0 | 0 | 0 | 0 | 0 | 0 | 0 | 0 | 0 | 0 | 0 | 0 | 0 | 0 | 0 | 0
2016-11-01 | 16-17 | 16-17 |  | 0 | 0.070758 | 2.8313 | 0.072812 | 0.45992 | 0 | 0.00039634 | 0.0088947 | 0.00055338 | 0.0016171 |  |  | 0 | 0 | 0 | 0 |  | 0 | 0 | 0 | 0 | 0 | 0 | 0 | 0 | 0 | 0 | 0 | 0 | 0 | 0 | 0 | 0 | 0 | 0 | 0 | 0 | 0 | 0
2016-11-02 | 16-17 | 16-17 |  | 0 | 0.16947 | 0.81231 | 0.046529 | 0.23906 | 0 | 0.0017035 | 0.006519 | 0.00036656 | 0.0021545 |  |  | 0 | 0 | 0 | 0 |  | 0 | 0 | 0 | 0 | 0 | 0 | 0 | 0 | 0 | 0 | 0 | 0 | 0 | 0 | 0 | 0 | 0 | 0 | 0 | 0 | 0 | 0
2016-11-03 | 16-17 | 16-17 |  | 0 | 0.039709 | 0.15285 | 0.09254 | 0.063827 | 0 | 0.00036775 | 0.0010627 | 0.00073548 | 0.00052184 |  |  | 0 | 0 | 0 | 0 |  | 0 | 0 | 0 | 0 | 0 | 0 | 0 | 0 | 0 | 0 | 0 | 0 | 0 | 0 | 0 | 0 | 0 | 0 | 0 | 0 | 0 | 0
2016-11-04 | 16-17 | 16-17 |  | 0 | 0.13359 | 0.033206 | 0.041532 | 0.10358 | 0 | 0.0006536 | 0.0001426 | 0.00070237 | 0.00058408 |  |  | 0 | 0 | 0 | 0 |  | 0 | 0 | 0 | 0 | 0 | 0 | 0 | 0 | 0 | 0 | 0 | 0 | 0 | 0 | 0 | 0 | 0 | 0 | 0 | 0 | 0 | 0
2016-11-05 | 16-17 | 16-17 |  | 0 | 0.31294 | 0.1915 | 0.61197 | 0.34128 | 0 | 0.0012352 | 0.0016385 | 0.0010713 | 0.0012558 |  |  | 0 | 0 | 0 | 0 |  | 0 | 0 | 0 | 0 | 0 | 0 | 0 | 0 | 0 | 0 | 0 | 0 | 0 | 0 | 0 | 0 | 0 | 0 | 0 | 0 | 0 | 0
2016-11-06 | 16-17 | 16-17 |  | 0 | 0.01176 | 0.054716 | 0.27017 | 0.059195 | 0 | 4.4526e-05 | 0.00046007 | 0.00096487 | 0.00025048 |  |  | 0 | 0 | 0 | 0 |  | 0 | 0 | 0 | 0 | 0 | 0 | 0 | 0 | 0 | 0 | 0 | 0 | 0 | 0 | 0 | 0 | 0 | 0 | 0 | 0 | 0 | 0
2016-11-07 | 16-17 | 16-17 |  | 0 | 1.2286 | 0.28181 | 0.16518 | 0.91449 | 0 | 0.012232 | 0.0027793 | 0.0003973 | 0.0089009 |  |  | 0 | 0 | 0 | 0 |  | 0 | 0 | 0 | 0 | 0 | 0 | 0 | 0 | 0 | 0 | 0 | 0 | 0 | 0 | 0 | 0 | 0 | 0 | 0 | 0 | 0 | 0
2016-11-08 | 16-17 | 16-17 |  | 0 | 0.7524 | 0.0027766 | 1.2632 | 0.72257 | 0 | 0.005812 | 1.6143e-05 | 0.0061132 | 0.004996 |  |  | 0 | 0 | 0 | 0 |  | 0 | 0 | 0 | 0 | 0 | 0 | 0 | 0 | 0 | 0 | 0 | 0 | 0 | 0 | 0 | 0 | 0 | 0 | 0 | 0 | 0 | 0
2016-11-09 | 16-17 | 16-17 |  | 0 | 0.0075167 | 0.044684 | 0.035343 | 0.017165 | 0 | 5.4421e-05 | 0.00017757 | 0.00024831 | 0.00010247 |  |  | 0 | 0 | 0 | 0 |  | 0 | 0 | 0 | 0 | 0 | 0 | 0 | 0 | 0 | 0 | 0 | 0 | 0 | 0 | 0 | 0 | 0 | 0 | 0 | 0 | 0 | 0
2016-11-10 | 16-17 | 16-17 |  | 0 | 0.049353 | 0.0093952 | 1.5323 | 0.28131 | 0 | 0.00032268 | 7.2643e-05 | 0.0033345 | 0.00076815 |  |  | 0 | 0 | 0.048696 | 0.0078148 |  | 0 | 0 | 0.00017737 | 2.8464e-05 | 0 | 0 | 0.048696 | 0.0078148 | 0 | 0 | 0.00017737 | 2.8464e-05 | 0 | 0 | 0 | 0 | 0 | 0 | 0 | 0 | 0 | 0
2016-11-11 | 16-17 |  | MED | 0 | 4.1182 | 47.0149 | 37.9274 | 15.5619 | 0 | 0.021041 | 0.075904 | 0.038122 | 0.031351 |  |  | 0 | 0 | 2.5561 | 0.41021 |  | 0 | 0 | 0.0028095 | 0.00045087 | 0 | 0 | 2.5561 | 0.41021 | 0 | 0 | 0.0028095 | 0.00045087 | 0 | 0 | 0 | 0 | 0 | 0 | 0 | 0 | 0 | 0
2016-11-12 | 16-17 | 16-17 |  | 0 | 1.1205 | 2.0534 | 3.3026 | 1.5933 | 0 | 0.0035885 | 0.0084212 | 0.017208 | 0.006427 |  |  | 0 | 0 | 0.036648 | 0.0058814 |  | 0 | 0 | 0.00010287 | 1.6509e-05 | 0 | 0 | 0.036648 | 0.0058814 | 0 | 0 | 0.00010287 | 1.6509e-05 | 0 | 0 | 0 | 0 | 0 | 0 | 0 | 0 | 0 | 0
2016-11-13 | 16-17 | 16-17 |  | 0 | 1.0537 | 1.5453 | 3.0114 | 1.4287 | 0 | 0.0070049 | 0.016433 | 0.0051956 | 0.0079882 |  |  | 0 | 0.18608 | 0.38403 | 0.087879 |  | 0 | 0.0029864 | 0.0009294 | 0.00057042 | 0 | 0.18608 | 0.38403 | 0.087879 | 0 | 0.0029864 | 0.0009294 | 0.00057042 | 0 | 0 | 0 | 0 | 0 | 0 | 0 | 0 | 0 | 0
2016-11-14 | 16-17 | 16-17 |  | 0 | 0.11038 | 0.11851 | 0.16949 | 0.12012 | 0 | 0.00063821 | 0.00075064 | 0.0012581 | 0.00074842 |  |  | 0 | 0 | 0.066429 | 0.010661 |  | 0 | 0 | 0.0007946 | 0.00012752 | 0 | 0 | 0.066429 | 0.010661 | 0 | 0 | 0.0007946 | 0.00012752 | 0 | 0 | 0 | 0 | 0 | 0 | 0 | 0 | 0 | 0
2016-11-15 | 16-17 | 16-17 |  | 0 | 0.022575 | 0.28688 | 0.062788 | 0.06613 | 0 | 0.00022593 | 0.0077002 | 0.00083007 | 0.0013754 |  |  | 0 | 0 | 0 | 0 |  | 0 | 0 | 0 | 0 | 0 | 0 | 0 | 0 | 0 | 0 | 0 | 0 | 0 | 0 | 0 | 0 | 0 | 0 | 0 | 0 | 0 | 0
2016-11-16 | 16-17 | 16-17 |  | 0 | 0.07169 | 2.9196 | 0.21334 | 0.49558 | 0 | 0.00071242 | 0.027564 | 0.00059595 | 0.0044757 |  |  | 0 | 0 | 0 | 0 |  | 0 | 0 | 0 | 0 | 0 | 0 | 0 | 0 | 0 | 0 | 0 | 0 | 0 | 0 | 0 | 0 | 0 | 0 | 0 | 0 | 0 | 0
2016-11-17 | 16-17 | 16-17 |  | 0.085149 | 0.27961 | 0.13089 | 0.9236 | 0.36041 | 0.0009901 | 0.0032746 | 0.0021147 | 0.0089061 | 0.0039964 |  |  | 0 | 0 | 0 | 0 |  | 0 | 0 | 0 | 0 | 0 | 0 | 0 | 0 | 0 | 0 | 0 | 0 | 0 | 0 | 0 | 0 | 0 | 0 | 0 | 0 | 0 | 0
2016-11-18 | 16-17 | 16-17 |  | 1.1465 | 0.068482 | 1.057 | 0.55363 | 0.29446 | 0.0029703 | 0.00039909 | 0.012215 | 0.0054629 | 0.0028992 |  |  | 0 | 0 | 0 | 0 |  | 0 | 0 | 0 | 0 | 0 | 0 | 0 | 0 | 0 | 0 | 0 | 0 | 0 | 0 | 0 | 0 | 0 | 0 | 0 | 0 | 0 | 0
2016-11-19 | 16-17 | 16-17 |  | 0 | 0.069382 | 1.3267 | 0.19584 | 0.26648 | 0 | 0.00050683 | 0.010256 | 0.00099325 | 0.0019561 |  |  | 0 | 0 | 0 | 0 |  | 0 | 0 | 0 | 0 | 0 | 0 | 0 | 0 | 0 | 0 | 0 | 0 | 0 | 0 | 0 | 0 | 0 | 0 | 0 | 0 | 0 | 0
2016-11-20 | 16-17 | 16-17 |  | 0 | 0.78519 | 0.76419 | 2.6523 | 1.0755 | 0 | 0.0026215 | 0.0094167 | 0.0096806 | 0.0046918 |  |  | 0 | 0 | 0.12884 | 0.020676 |  | 0 | 0 | 0.0007272 | 0.0001167 | 0 | 0 | 0.12884 | 0.020676 | 0 | 0 | 0.0007272 | 0.0001167 | 0 | 0 | 0 | 0 | 0 | 0 | 0 | 0 | 0 | 0
2016-11-21 | 16-17 | 16-17 |  | 1.0931 | 0.26406 | 3.1363 | 1.8137 | 0.92459 | 0.0032532 | 0.0044504 | 0.013092 | 0.0093933 | 0.006453 |  |  | 0 | 0 | 0.039442 | 0.0063297 |  | 0 | 0 | 0.0001348 | 2.1633e-05 | 0 | 0 | 0.039442 | 0.0063297 | 0 | 0 | 0.0001348 | 2.1633e-05 | 0 | 0 | 0 | 0 | 0 | 0 | 0 | 0 | 0 | 0
2016-11-22 | 16-17 | 16-17 |  | 0 | 0.017446 | 0.15617 | 0.47847 | 0.11086 | 0 | 7.2561e-05 | 0.0017354 | 0.0011706 | 0.00048275 |  |  | 0 | 0 | 0.046172 | 0.0074097 |  | 0 | 0 | 0.0001348 | 2.1633e-05 | 0 | 0 | 0.046172 | 0.0074097 | 0 | 0 | 0.0001348 | 2.1633e-05 | 0 | 0 | 0 | 0 | 0 | 0 | 0 | 0 | 0 | 0
2016-11-23 | 16-17 | 16-17 |  | 0 | 0.057601 | 1.2859 | 0.12323 | 0.24094 | 0 | 0.00067009 | 0.0091692 | 0.00036656 | 0.0018149 |  |  | 0 | 0 | 0 | 0 |  | 0 | 0 | 0 | 0 | 0 | 0 | 0 | 0 | 0 | 0 | 0 | 0 | 0 | 0 | 0 | 0 | 0 | 0 | 0 | 0 | 0 | 0
2016-11-24 | 16-17 | 16-17 |  | 0 | 0.18526 | 0.0019694 | 0.025683 | 0.1323 | 0 | 0.0013336 | 8.0714e-06 | 7.8041e-05 | 0.00093438 |  |  | 0 | 0 | 0 | 0 |  | 0 | 0 | 0 | 0 | 0 | 0 | 0 | 0 | 0 | 0 | 0 | 0 | 0 | 0 | 0 | 0 | 0 | 0 | 0 | 0 | 0 | 0
2016-11-25 | 16-17 | 16-17 |  | 0 | 0.46769 | 0.079732 | 0.080214 | 0.34702 | 0 | 0.0041376 | 0.00027712 | 0.00065507 | 0.0030009 |  |  | 0 | 0 | 0 | 0 |  | 0 | 0 | 0 | 0 | 0 | 0 | 0 | 0 | 0 | 0 | 0 | 0 | 0 | 0 | 0 | 0 | 0 | 0 | 0 | 0 | 0 | 0
2016-11-26 | 16-17 | 16-17 |  | 0 | 0.10367 | 1.3163 | 0.18188 | 0.28645 | 0 | 0.003069 | 0.002443 | 0.00041149 | 0.0025295 |  |  | 0 | 0 | 0 | 0 |  | 0 | 0 | 0 | 0 | 0 | 0 | 0 | 0 | 0 | 0 | 0 | 0 | 0 | 0 | 0 | 0 | 0 | 0 | 0 | 0 | 0 | 0
2016-11-27 | 16-17 | 16-17 |  | 0 | 0.056022 | 0.15554 | 0.0033416 | 0.061155 | 0 | 0.00044306 | 0.0011973 | 2.1284e-05 | 0.0004782 |  |  | 0 | 0 | 0 | 0 |  | 0 | 0 | 0 | 0 | 0 | 0 | 0 | 0 | 0 | 0 | 0 | 0 | 0 | 0 | 0 | 0 | 0 | 0 | 0 | 0 | 0 | 0
2016-11-28 | 16-17 | 16-17 |  | 0 | 0.097353 | 1.1973 | 1.239 | 0.43495 | 0 | 0.0022818 | 0.0085961 | 0.0051152 | 0.0036089 |  |  | 0 | 0 | 0 | 0 |  | 0 | 0 | 0 | 0 | 0 | 0 | 0 | 0 | 0 | 0 | 0 | 0 | 0 | 0 | 0 | 0 | 0 | 0 | 0 | 0 | 0 | 0
2016-11-29 | 16-17 | 16-17 |  | 0 | 0.11975 | 1.759 | 0.11684 | 0.34956 | 0 | 0.0011066 | 0.01476 | 0.0010429 | 0.0030134 |  |  | 0 | 0 | 0 | 0 |  | 0 | 0 | 0 | 0 | 0 | 0 | 0 | 0 | 0 | 0 | 0 | 0 | 0 | 0 | 0 | 0 | 0 | 0 | 0 | 0 | 0 | 0
2016-11-30 | 16-17 | 16-17 |  | 0 | 0.020558 | 1.2437 | 0.22304 | 0.22543 | 0 | 0.00014237 | 0.0060294 | 0.00073075 | 0.0010661 |  |  | 0 | 0 | 0.054094 | 0.0086812 |  | 0 | 0 | 0.0001348 | 2.1633e-05 | 0 | 0 | 0.054094 | 0.0086812 | 0 | 0 | 0.0001348 | 2.1633e-05 | 0 | 0 | 0 | 0 | 0 | 0 | 0 | 0 | 0 | 0
2016-12-01 | 16-17 | 16-17 |  | 0 | 0.088899 | 0.25704 | 0.092907 | 0.11254 | 0 | 0.0044916 | 0.00075064 | 0.00045169 | 0.0032794 |  |  | 0 | 0 | 0 | 0 |  | 0 | 0 | 0 | 0 | 0 | 0 | 0 | 0 | 0 | 0 | 0 | 0 | 0 | 0 | 0 | 0 | 0 | 0 | 0 | 0 | 0 | 0
2016-12-02 | 16-17 | 16-17 |  | 0 | 0.11995 | 0.018788 | 0.0085207 | 0.086835 | 0 | 0.0016024 | 0.00036591 | 1.4189e-05 | 0.0011602 |  |  | 0 | 0 | 0 | 0 |  | 0 | 0 | 0 | 0 | 0 | 0 | 0 | 0 | 0 | 0 | 0 | 0 | 0 | 0 | 0 | 0 | 0 | 0 | 0 | 0 | 0 | 0
2016-12-03 | 16-17 | 16-17 |  | 0 | 0.056492 | 0.57613 | 0.088697 | 0.13451 | 0 | 0.0023747 | 0.003129 | 0.0002696 | 0.0021242 |  |  | 0 | 0 | 0 | 0 |  | 0 | 0 | 0 | 0 | 0 | 0 | 0 | 0 | 0 | 0 | 0 | 0 | 0 | 0 | 0 | 0 | 0 | 0 | 0 | 0 | 0 | 0
2016-12-04 | 16-17 | 16-17 |  | 0 | 0.41768 | 3.5373 | 1.8645 | 1.0866 | 0 | 0.007913 | 0.04319 | 0.017786 | 0.01441 |  |  | 0 | 0 | 0.050284 | 0.0080696 |  | 0 | 0 | 0 | 0 | 0 | 0 | 0.050284 | 0.0080696 | 0 | 0 | 0 | 0 | 0 | 0 | 0 | 0 | 0 | 0 | 0 | 0 | 0 | 0
2016-12-05 | 16-17 | 16-17 |  | 0 | 0.014075 | 0.75324 | 0.029528 | 0.12071 | 0 | 0.00014567 | 0.0008475 | 0.00037602 | 0.00028047 |  |  | 0 | 0 | 0 | 0 |  | 0 | 0 | 0 | 0 | 0 | 0 | 0 | 0 | 0 | 0 | 0 | 0 | 0 | 0 | 0 | 0 | 0 | 0 | 0 | 0 | 0 | 0
2016-12-06 | 16-17 | 16-17 |  | 0 | 0.22827 | 0.085964 | 0.15108 | 0.19397 | 0 | 0.002273 | 0.0023918 | 0.0018009 | 0.0021957 |  |  | 0 | 0 | 0.0010312 | 0.00016549 |  | 0 | 0 | 6.0304e-05 | 9.6778e-06 | 0 | 0 | 0.0010312 | 0.00016549 | 0 | 0 | 6.0304e-05 | 9.6778e-06 | 0 | 0 | 0 | 0 | 0 | 0 | 0 | 0 | 0 | 0
2016-12-07 | 16-17 | 16-17 |  | 0 | 1.3078 | 0.5256 | 1.9894 | 1.2963 | 0 | 0.0087711 | 0.0027255 | 0.0053825 | 0.0073039 |  |  | 0 | 0 | 0 | 0 |  | 0 | 0 | 0 | 0 | 0 | 0 | 0 | 0 | 0 | 0 | 0 | 0 | 0 | 0 | 0 | 0 | 0 | 0 | 0 | 0 | 0 | 0
2016-12-08 | 16-17 | 16-17 |  | 0 | 0.55754 | 0.024093 | 4.9238 | 1.1785 | 0 | 0.0055031 | 8.8786e-05 | 0.030715 | 0.0087411 |  |  | 0 | 0 | 0 | 0 |  | 0 | 0 | 0 | 0 | 0 | 0 | 0 | 0 | 0 | 0 | 0 | 0 | 0 | 0 | 0 | 0 | 0 | 0 | 0 | 0 | 0 | 0
2016-12-09 | 16-17 | 16-17 |  | 0 | 0.1067 | 0 | 2.1958 | 0.42604 | 0 | 0.00092241 | 0 | 0.0034575 | 0.0011917 |  |  | 0 | 0 | 0 | 0 |  | 0 | 0 | 0 | 0 | 0 | 0 | 0 | 0 | 0 | 0 | 0 | 0 | 0 | 0 | 0 | 0 | 0 | 0 | 0 | 0 | 0 | 0
2016-12-10 | 16-17 | 16-17 |  | 0 | 0.032239 | 0.035272 | 0.12822 | 0.047811 | 0 | 0.0020834 | 0.00020179 | 0.00045406 | 0.0015397 |  |  | 0 | 0 | 0 | 0 |  | 0 | 0 | 0 | 0 | 0 | 0 | 0 | 0 | 0 | 0 | 0 | 0 | 0 | 0 | 0 | 0 | 0 | 0 | 0 | 0 | 0 | 0
2016-12-11 | 16-17 | 16-17 |  | 0 | 0.17581 | 0.31546 | 0.50648 | 0.24716 | 0 | 0.001145 | 0.0021793 | 0.0032659 | 0.0016221 |  |  | 0 | 0 | 0 | 0 |  | 0 | 0 | 0 | 0 | 0 | 0 | 0 | 0 | 0 | 0 | 0 | 0 | 0 | 0 | 0 | 0 | 0 | 0 | 0 | 0 | 0 | 0
2016-12-12 | 16-17 | 16-17 |  | 0 | 0.066351 | 0.20289 | 0.26486 | 0.11693 | 0 | 0.00077234 | 0.0017461 | 0.0011162 | 0.00095867 |  |  | 0 | 0 | 0 | 0 |  | 0 | 0 | 0 | 0 | 0 | 0 | 0 | 0 | 0 | 0 | 0 | 0 | 0 | 0 | 0 | 0 | 0 | 0 | 0 | 0 | 0 | 0
2016-12-13 | 16-17 | 16-17 |  | 0 | 0.24565 | 0.67722 | 1.3219 | 0.47727 | 0 | 0.0030184 | 0.0048079 | 0.0025162 | 0.003166 |  |  | 0 | 0 | 0 | 0 |  | 0 | 0 | 0 | 0 | 0 | 0 | 0 | 0 | 0 | 0 | 0 | 0 | 0 | 0 | 0 | 0 | 0 | 0 | 0 | 0 | 0 | 0
2016-12-14 | 16-17 | 16-17 |  | 0 | 0.06079 | 0.028261 | 0.089222 | 0.060275 | 0 | 0.0013045 | 0.0002556 | 0.0013693 | 0.0011564 |  |  | 0 | 0 | 0 | 0 |  | 0 | 0 | 0 | 0 | 0 | 0 | 0 | 0 | 0 | 0 | 0 | 0 | 0 | 0 | 0 | 0 | 0 | 0 | 0 | 0 | 0 | 0
2016-12-15 | 16-17 | 16-17 |  | 0 | 0.28298 | 0.012914 | 0.021724 | 0.20068 | 0 | 0.0030635 | 6.4572e-05 | 0.00012061 | 0.0021435 |  |  | 0.035065 | 0 | 0 | 0.024209 |  | 0.00023253 | 0 | 0 | 0.00016054 | 0.035065 | 0 | 0 | 0.024209 | 0.00023253 | 0 | 0 | 0.00016054 | 0 | 0 | 0 | 0 | 0 | 0 | 0 | 0 | 0 | 0
2016-12-16 | 16-17 | 16-17 |  | 0 | 0.072441 | 0.0019291 | 0.38171 | 0.11154 | 0 | 0.0016145 | 8.0714e-06 | 0.0015183 | 0.0013594 |  |  | 0 | 0 | 0 | 0 |  | 0 | 0 | 0 | 0 | 0 | 0 | 0 | 0 | 0 | 0 | 0 | 0 | 0 | 0 | 0 | 0 | 0 | 0 | 0 | 0 | 0 | 0
2016-12-17 | 16-17 | 16-17 |  | 0 | 0.16768 | 2.5455 | 1.2131 | 0.66952 | 0 | 0.0035956 | 0.013401 | 0.0084994 | 0.0057368 |  |  | 0 | 0 | 0 | 0 |  | 0 | 0 | 0 | 0 | 0 | 0 | 0 | 0 | 0 | 0 | 0 | 0 | 0 | 0 | 0 | 0 | 0 | 0 | 0 | 0 | 0 | 0
2016-12-18 | 16-17 | 16-17 |  | 0 | 0.056837 | 0.054496 | 0.34807 | 0.10279 | 0 | 0.00066954 | 0.00076679 | 0.0027492 | 0.0010116 |  |  | 0 | 0 | 0.13343 | 0.021413 |  | 0 | 0 | 0.0010252 | 0.00016452 | 0 | 0 | 0.13343 | 0.021413 | 0 | 0 | 0.0010252 | 0.00016452 | 0 | 0 | 0 | 0 | 0 | 0 | 0 | 0 | 0 | 0
2016-12-19 | 16-17 | 16-17 |  | 0 | 0.19954 | 1.9824 | 0.6916 | 0.5284 | 0 | 0.004125 | 0.012769 | 0.0047132 | 0.0054055 |  |  | 0 | 0 | 0 | 0 |  | 0 | 0 | 0 | 0 | 0 | 0 | 0 | 0 | 0 | 0 | 0 | 0 | 0 | 0 | 0 | 0 | 0 | 0 | 0 | 0 | 0 | 0
2016-12-20 | 16-17 | 16-17 |  | 0 | 0.60234 | 0.32634 | 2.4645 | 0.85741 | 0 | 0.0091312 | 0.002147 | 0.0041575 | 0.0072743 |  |  | 0.01851 | 0 | 0.07803 | 0.025302 |  | 0.00034467 | 0 | 0.00016318 | 0.00026415 | 0.01851 | 0 | 0.07803 | 0.025302 | 0.00034467 | 0 | 0.00016318 | 0.00026415 | 0 | 0 | 0 | 0 | 0 | 0 | 0 | 0 | 0 | 0
2016-12-21 | 16-17 | 16-17 |  | 0 | 0.027871 | 0.14694 | 0.1783 | 0.068583 | 0 | 0.00036171 | 0.00060536 | 0.00084426 | 0.00047061 |  |  | 0 | 0 | 0 | 0 |  | 0 | 0 | 0 | 0 | 0 | 0 | 0 | 0 | 0 | 0 | 0 | 0 | 0 | 0 | 0 | 0 | 0 | 0 | 0 | 0 | 0 | 0
2016-12-22 | 16-17 | 16-17 |  | 0 | 0.014796 | 0.021336 | 0.0055693 | 0.014119 | 0 | 0.0012176 | 0.00023138 | 2.1284e-05 | 0.00087669 |  |  | 0 | 0 | 0 | 0 |  | 0 | 0 | 0 | 0 | 0 | 0 | 0 | 0 | 0 | 0 | 0 | 0 | 0 | 0 | 0 | 0 | 0 | 0 | 0 | 0 | 0 | 0
2016-12-23 | 16-17 |  | MED | 0 | 0.14579 | 16.4435 | 32.3804 | 7.6167 | 0 | 0.001974 | 0.013555 | 0.078421 | 0.01586 |  |  | 0 | 0.015255 | 6.0096 | 0.96659 |  | 0 | 0.00016143 | 0.00047889 | 9.9624e-05 | 0 | 0.015255 | 6.0096 | 0.96659 | 0 | 0.00016143 | 0.00047889 | 9.9624e-05 | 0 | 0 | 0 | 0 | 0 | 0 | 0 | 0 | 0 | 0
2016-12-24 | 16-17 | 16-17 |  | 0 | 0.025692 | 0.10604 | 1.1368 | 0.21513 | 0 | 0.00025122 | 0.000452 | 0.0048173 | 0.0010103 |  |  | 0 | 0 | 0 | 0 |  | 0 | 0 | 0 | 0 | 0 | 0 | 0 | 0 | 0 | 0 | 0 | 0 | 0 | 0 | 0 | 0 | 0 | 0 | 0 | 0 | 0 | 0
2016-12-25 | 16-17 | 16-17 |  | 0 | 0.068014 | 0.2474 | 1.371 | 0.30188 | 0 | 0.00303 | 0.0013479 | 0.005697 | 0.0031963 |  |  | 0 | 0 | 0 | 0 |  | 0 | 0 | 0 | 0 | 0 | 0 | 0 | 0 | 0 | 0 | 0 | 0 | 0 | 0 | 0 | 0 | 0 | 0 | 0 | 0 | 0 | 0
2016-12-26 | 16-17 | 16-17 |  | 0 | 1.0692 | 2.2306 | 1.7262 | 1.3298 | 0 | 0.0088717 | 0.013423 | 0.0093578 | 0.0095203 |  |  | 0 | 0 | 0 | 0 |  | 0 | 0 | 0 | 0 | 0 | 0 | 0 | 0 | 0 | 0 | 0 | 0 | 0 | 0 | 0 | 0 | 0 | 0 | 0 | 0 | 0 | 0
2016-12-27 | 16-17 |  | MED | 0 | 0.8525 | 29.1532 | 78.1698 | 17.2458 | 0 | 0.0026089 | 0.078382 | 0.083944 | 0.026329 |  |  | 0.22755 | 0 | 21.5314 | 3.6125 |  | 0.00041063 | 0 | 0.012529 | 0.0022942 | 0.22755 | 0 | 21.5314 | 3.6125 | 0.00041063 | 0 | 0.012529 | 0.0022942 | 0 | 0 | 0 | 0 | 0 | 0 | 0 | 0 | 0 | 0
2016-12-28 | 16-17 |  | MED | 0 | 128.6483 | 242.0774 | 213.6381 | 157.2525 | 0 | 0.15066 | 0.1809 | 0.21619 | 0.16423 |  |  | 0.70969 | 13.2206 | 10.8326 | 4.0933 |  | 0.00075859 | 0.0058236 | 0.0060624 | 0.0023181 | 0.70969 | 13.2206 | 10.8326 | 4.0933 | 0.00075859 | 0.0058236 | 0.0060624 | 0.0023181 | 0 | 0 | 0 | 0 | 0 | 0 | 0 | 0 | 0 | 0
2016-12-29 | 16-17 | 16-17 |  | 0 | 2.2675 | 6.3342 | 7.8161 | 3.7134 | 0 | 0.013325 | 0.014814 | 0.025372 | 0.015361 |  |  | 0 | 0 | 1.0428 | 0.16735 |  | 0 | 0 | 0.00047889 | 7.6853e-05 | 0 | 0 | 1.0428 | 0.16735 | 0 | 0 | 0.00047889 | 7.6853e-05 | 0 | 0 | 0 | 0 | 0 | 0 | 0 | 0 | 0 | 0
2016-12-30 | 16-17 | 16-17 |  | 0.054173 | 0.090226 | 3.6634 | 0.30349 | 0.62819 | 0.00014144 | 0.00043482 | 0.0045604 | 0.00072602 | 0.0010611 |  |  | 0 | 0 | 0 | 0 |  | 0 | 0 | 0 | 0 | 0 | 0 | 0 | 0 | 0 | 0 | 0 | 0 | 0 | 0 | 0 | 0 | 0 | 0 | 0 | 0 | 0 | 0
2016-12-31 | 16-17 | 16-17 |  | 0 | 0.049362 | 0.29431 | 0.34519 | 0.13099 | 0 | 0.00041118 | 0.000678 | 0.0019014 | 0.00068466 |  |  | 0 | 0 | 0 | 0 |  | 0 | 0 | 0 | 0 | 0 | 0 | 0 | 0 | 0 | 0 | 0 | 0 | 0 | 0 | 0 | 0 | 0 | 0 | 0 | 0 | 0 | 0
2017-01-01 | 16-17 | 16-17 |  | 0 | 0.093165 | 3.1461 | 1.3975 | 0.73238 | 0 | 0.00099772 | 0.017469 | 0.0064987 | 0.004196 |  |  | 0 | 0 | 0 | 0 |  | 0 | 0 | 0 | 0 | 0 | 0 | 0 | 0 | 0 | 0 | 0 | 0 | 0 | 0 | 0 | 0 | 0 | 0 | 0 | 0 | 0 | 0
2017-01-02 | 16-17 | 16-17 |  | 0 | 0.039544 | 1.5694 | 0.25129 | 0.28901 | 0 | 0.000282 | 0.0085799 | 0.0012345 | 0.0016031 |  |  | 0 | 0 | 0 | 0 |  | 0 | 0 | 0 | 0 | 0 | 0 | 0 | 0 | 0 | 0 | 0 | 0 | 0 | 0 | 0 | 0 | 0 | 0 | 0 | 0 | 0 | 0
2017-01-03 | 16-17 | 16-17 |  | 0 | 0.039093 | 0.0036375 | 0.11028 | 0.045201 | 0 | 0.00023692 | 2.1524e-05 | 0.00043987 | 0.0002372 |  |  | 0 | 0 | 0 | 0 |  | 0 | 0 | 0 | 0 | 0 | 0 | 0 | 0 | 0 | 0 | 0 | 0 | 0 | 0 | 0 | 0 | 0 | 0 | 0 | 0 | 0 | 0
2017-01-04 | 16-17 | 16-17 |  | 0 | 0.11881 | 0.027911 | 0.0032777 | 0.086493 | 0 | 0.00065195 | 0.00032286 | 3.5473e-05 | 0.00050135 |  |  | 0 | 0 | 0 | 0 |  | 0 | 0 | 0 | 0 | 0 | 0 | 0 | 0 | 0 | 0 | 0 | 0 | 0 | 0 | 0 | 0 | 0 | 0 | 0 | 0 | 0 | 0
2017-01-05 | 16-17 | 16-17 |  | 0 | 0.15087 | 2.1284 | 0.80823 | 0.53411 | 0 | 0.00090481 | 0.0036241 | 0.0040298 | 0.0017826 |  |  | 0 | 0 | 0.095364 | 0.015304 |  | 0 | 0 | 0.00072365 | 0.00011613 | 0 | 0 | 0.095364 | 0.015304 | 0 | 0 | 0.00072365 | 0.00011613 | 0 | 0 | 0 | 0 | 0 | 0 | 0 | 0 | 0 | 0
2017-01-06 | 16-17 | 16-17 |  | 0 | 0.38162 | 1.5762 | 1.163 | 0.67244 | 0 | 0.0051315 | 0.022753 | 0.0041433 | 0.0074174 |  |  | 0 | 0 | 0 | 0 |  | 0 | 0 | 0 | 0 | 0 | 0 | 0 | 0 | 0 | 0 | 0 | 0 | 0 | 0 | 0 | 0 | 0 | 0 | 0 | 0 | 0 | 0
2017-01-07 | 16-17 | 16-17 |  | 0.027911 | 0.11458 | 0.14746 | 0.50562 | 0.18128 | 0.00018859 | 0.00064206 | 0.00057307 | 0.0011706 | 0.0007135 |  |  | 0 | 0 | 0.14726 | 0.023632 |  | 0 | 0 | 0.00015608 | 2.5048e-05 | 0 | 0 | 0.14726 | 0.023632 | 0 | 0 | 0.00015608 | 2.5048e-05 | 0 | 0 | 0 | 0 | 0 | 0 | 0 | 0 | 0 | 0
2017-01-08 | 16-17 | 16-17 |  | 0 | 0.59884 | 0.2776 | 0.16184 | 0.47857 | 0 | 0.0045598 | 0.0022519 | 0.00050608 | 0.003547 |  |  | 0 | 0 | 0.10931 | 0.017542 |  | 0 | 0 | 0.00012061 | 1.9356e-05 | 0 | 0 | 0.10931 | 0.017542 | 0 | 0 | 0.00012061 | 1.9356e-05 | 0 | 0 | 0 | 0 | 0 | 0 | 0 | 0 | 0 | 0
2017-01-09 | 16-17 | 16-17 |  | 0 | 0.12848 | 0.098665 | 0.10748 | 0.11987 | 0 | 0.0030371 | 0.00021793 | 0.00069527 | 0.0022392 |  |  | 0 | 0 | 0 | 0 |  | 0 | 0 | 0 | 0 | 0 | 0 | 0 | 0 | 0 | 0 | 0 | 0 | 0 | 0 | 0 | 0 | 0 | 0 | 0 | 0 | 0 | 0
2017-01-10 | 16-17 | 16-17 |  | 0 | 0.13084 | 0.054087 | 0.21077 | 0.13178 | 0 | 0.00015337 | 0.00059191 | 0.0029088 | 0.00065619 |  |  | 0 | 0 | 0 | 0 |  | 0 | 0 | 0 | 0 | 0 | 0 | 0 | 0 | 0 | 0 | 0 | 0 | 0 | 0 | 0 | 0 | 0 | 0 | 0 | 0 | 0 | 0
2017-01-11 | 16-17 | 16-17 |  | 0 | 0.35424 | 0.0015981 | 0.20127 | 0.27709 | 0 | 0.0016497 | 8.0714e-06 | 0.00070946 | 0.0012539 |  |  | 0 | 0 | 0 | 0 |  | 0 | 0 | 0 | 0 | 0 | 0 | 0 | 0 | 0 | 0 | 0 | 0 | 0 | 0 | 0 | 0 | 0 | 0 | 0 | 0 | 0 | 0
2017-01-12 | 16-17 | 16-17 |  | 0 | 0.42695 | 4.1597 | 0.013622 | 0.88373 | 0 | 0.0037721 | 0.034586 | 5.6757e-05 | 0.0074921 |  |  | 0 | 0 | 0 | 0 |  | 0 | 0 | 0 | 0 | 0 | 0 | 0 | 0 | 0 | 0 | 0 | 0 | 0 | 0 | 0 | 0 | 0 | 0 | 0 | 0 | 0 | 0
2017-01-13 | 16-17 | 16-17 |  | 0 | 0.48304 | 0.046516 | 1.0022 | 0.50089 | 0 | 0.0091839 | 0.000565 | 0.006073 | 0.007395 |  |  | 0 | 0 | 0.081555 | 0.013088 |  | 0 | 0 | 7.0946e-05 | 1.1386e-05 | 0 | 0 | 0.081555 | 0.013088 | 0 | 0 | 7.0946e-05 | 1.1386e-05 | 0 | 0 | 0 | 0 | 0 | 0 | 0 | 0 | 0 | 0
2017-01-14 | 16-17 | 16-17 |  | 0 | 0.40303 | 0.0040626 | 0.015147 | 0.28126 | 0 | 0.0059594 | 2.6905e-05 | 3.5473e-05 | 0.0041239 |  |  | 0 | 0 | 0 | 0 |  | 0 | 0 | 0 | 0 | 0 | 0 | 0 | 0 | 0 | 0 | 0 | 0 | 0 | 0 | 0 | 0 | 0 | 0 | 0 | 0 | 0 | 0
2017-01-15 | 16-17 | 16-17 |  | 0 | 0.0071671 | 0.0054886 | 0.9704 | 0.16146 | 0 | 0.00014842 | 4.0357e-05 | 0.0037176 | 0.00070477 |  |  | 0 | 0 | 0 | 0 |  | 0 | 0 | 0 | 0 | 0 | 0 | 0 | 0 | 0 | 0 | 0 | 0 | 0 | 0 | 0 | 0 | 0 | 0 | 0 | 0 | 0 | 0
2017-01-16 | 16-17 | 16-17 |  | 0 | 0.11865 | 0.18427 | 0.64985 | 0.2122 | 0 | 0.00095704 | 0.0012941 | 0.0071088 | 0.0019841 |  |  | 0 | 0 | 0 | 0 |  | 0 | 0 | 0 | 0 | 0 | 0 | 0 | 0 | 0 | 0 | 0 | 0 | 0 | 0 | 0 | 0 | 0 | 0 | 0 | 0 | 0 | 0
2017-01-17 | 16-17 | 16-17 |  | 0 | 1.5845 | 0.050745 | 0.25477 | 1.142 | 0 | 0.018509 | 9.4167e-05 | 0.0018446 | 0.013088 |  |  | 0 | 0 | 0.077603 | 0.012454 |  | 0 | 0 | 0.00070237 | 0.00011272 | 0 | 0 | 0.077603 | 0.012454 | 0 | 0 | 0.00070237 | 0.00011272 | 0 | 0 | 0 | 0 | 0 | 0 | 0 | 0 | 0 | 0
2017-01-18 | 16-17 | 16-17 |  | 0 | 0.10021 | 0.25318 | 0.077644 | 0.11736 | 0 | 0.0012429 | 0.0021228 | 7.0946e-05 | 0.0011689 |  |  | 0 | 0 | 0 | 0 |  | 0 | 0 | 0 | 0 | 0 | 0 | 0 | 0 | 0 | 0 | 0 | 0 | 0 | 0 | 0 | 0 | 0 | 0 | 0 | 0 | 0 | 0
2017-01-19 | 16-17 |  | MED | 0 | 41.0766 | 8.0775 | 22.3321 | 33.083 | 0 | 0.094994 | 0.031659 | 0.054143 | 0.078739 |  |  | 0 | 0 | 1.7736 | 0.28463 |  | 0 | 0 | 0.0034634 | 0.00055581 | 0 | 0 | 1.7736 | 0.28463 | 0 | 0 | 0.0034634 | 0.00055581 | 0 | 0 | 0 | 0 | 0 | 0 | 0 | 0 | 0 | 0
2017-01-20 | 16-17 | 16-17 |  | 0 | 4.2463 | 0.71581 | 2.888 | 3.4961 | 0 | 0.0087183 | 0.009909 | 0.0075239 | 0.0086244 |  |  | 0 | 0 | 0.13301 | 0.021346 |  | 0 | 0 | 0.0001951 | 3.131e-05 | 0 | 0 | 0.13301 | 0.021346 | 0 | 0 | 0.0001951 | 3.131e-05 | 0 | 0 | 0 | 0 | 0 | 0 | 0 | 0 | 0 | 0
2017-01-21 | 16-17 | 16-17 |  | 0 | 0.041493 | 4.257 | 0.15097 | 0.65338 | 0 | 0.00085754 | 0.01147 | 0.0058886 | 0.003155 |  |  | 0 | 0.00095598 | 0 | 0.00013485 |  | 0 | 0 | 0 | 0 | 0 | 0.00095598 | 0 | 0.00013485 | 0 | 0 | 0 | 0 | 0 | 0 | 0 | 0 | 0 | 0 | 0 | 0 | 0 | 0
2017-01-22 | 16-17 | 16-17 |  | 0 | 0.10218 | 0.11892 | 0.13192 | 0.10849 | 0 | 0.0024121 | 0.00046007 | 0.00029797 | 0.0017781 |  |  | 0 | 0 | 0 | 0 |  | 0 | 0 | 0 | 0 | 0 | 0 | 0 | 0 | 0 | 0 | 0 | 0 | 0 | 0 | 0 | 0 | 0 | 0 | 0 | 0 | 0 | 0
2017-01-23 | 16-17 | 16-17 |  | 0 | 0.23252 | 1.1281 | 0.36938 | 0.37894 | 0 | 0.0043762 | 0.015126 | 0.0010216 | 0.005319 |  |  | 0 | 0 | 0 | 0 |  | 0 | 0 | 0 | 0 | 0 | 0 | 0 | 0 | 0 | 0 | 0 | 0 | 0 | 0 | 0 | 0 | 0 | 0 | 0 | 0 | 0 | 0
2017-01-24 | 16-17 | 16-17 |  | 0 | 0.14211 | 0.31028 | 0.49134 | 0.22073 | 0 | 0.0028051 | 0.0030376 | 0.0010713 | 0.0025371 |  |  | 0 | 0 | 0 | 0 |  | 0 | 0 | 0 | 0 | 0 | 0 | 0 | 0 | 0 | 0 | 0 | 0 | 0 | 0 | 0 | 0 | 0 | 0 | 0 | 0 | 0 | 0
2017-01-25 | 16-17 | 16-17 |  | 0 | 0.047925 | 0.25926 | 0.040189 | 0.076109 | 0 | 0.00042052 | 0.0020098 | 0.0004848 | 0.00065164 |  |  | 0 | 0 | 0 | 0 |  | 0 | 0 | 0 | 0 | 0 | 0 | 0 | 0 | 0 | 0 | 0 | 0 | 0 | 0 | 0 | 0 | 0 | 0 | 0 | 0 | 0 | 0
2017-01-26 | 16-17 | 16-17 |  | 0 | 0.02205 | 0 | 0.010919 | 0.016976 | 0 | 0.00016601 | 0 | 7.0946e-05 | 0.000126 |  |  | 0 | 0 | 0 | 0 |  | 0 | 0 | 0 | 0 | 0 | 0 | 0 | 0 | 0 | 0 | 0 | 0 | 0 | 0 | 0 | 0 | 0 | 0 | 0 | 0 | 0 | 0
2017-01-27 | 16-17 | 16-17 |  | 0 | 0.061448 | 0 | 0.059467 | 0.051967 | 0 | 0.00039084 | 0 | 0.00024122 | 0.00030855 |  |  | 0 | 0 | 0 | 0 |  | 0 | 0 | 0 | 0 | 0 | 0 | 0 | 0 | 0 | 0 | 0 | 0 | 0 | 0 | 0 | 0 | 0 | 0 | 0 | 0 | 0 | 0
2017-01-28 | 16-17 | 16-17 |  | 0 | 0.01542 | 0.0057818 | 0.15336 | 0.036074 | 0 | 0.00016106 | 7.5333e-05 | 0.00055575 | 0.00021101 |  |  | 0 | 0 | 0 | 0 |  | 0 | 0 | 0 | 0 | 0 | 0 | 0 | 0 | 0 | 0 | 0 | 0 | 0 | 0 | 0 | 0 | 0 | 0 | 0 | 0 | 0 | 0
2017-01-29 | 16-17 | 16-17 |  | 0 | 0.50244 | 0.051173 | 0.37774 | 0.41473 | 0 | 0.0038232 | 0.00030672 | 0.0011753 | 0.0028715 |  |  | 0 | 0 | 0 | 0 |  | 0 | 0 | 0 | 0 | 0 | 0 | 0 | 0 | 0 | 0 | 0 | 0 | 0 | 0 | 0 | 0 | 0 | 0 | 0 | 0 | 0 | 0
2017-01-30 | 16-17 | 16-17 |  | 0 | 0.39094 | 0.041689 | 0.67596 | 0.38426 | 0 | 0.0040893 | 0.00019371 | 0.0012841 | 0.0030567 |  |  | 0 | 0 | 0 | 0 |  | 0 | 0 | 0 | 0 | 0 | 0 | 0 | 0 | 0 | 0 | 0 | 0 | 0 | 0 | 0 | 0 | 0 | 0 | 0 | 0 | 0 | 0
2017-01-31 | 16-17 | 16-17 |  | 0 | 0.030009 | 0.055241 | 0.1808 | 0.057526 | 0 | 0.0002886 | 0.00041703 | 0.00085136 | 0.0003947 |  |  | 0 | 0 | 0 | 0 |  | 0 | 0 | 0 | 0 | 0 | 0 | 0 | 0 | 0 | 0 | 0 | 0 | 0 | 0 | 0 | 0 | 0 | 0 | 0 | 0 | 0 | 0
2017-02-01 | 16-17 | 16-17 |  | 0 | 0.021749 | 0.43325 | 0.044086 | 0.083205 | 0 | 0.00039744 | 0.0017031 | 0.00017737 | 0.00054309 |  |  | 0 | 0 | 0 | 0 |  | 0 | 0 | 0 | 0 | 0 | 0 | 0 | 0 | 0 | 0 | 0 | 0 | 0 | 0 | 0 | 0 | 0 | 0 | 0 | 0 | 0 | 0
2017-02-02 | 16-17 | 16-17 |  | 0 | 0.038406 | 0.031635 | 0.050273 | 0.039046 | 0 | 0.0018008 | 0.00019641 | 0.00024122 | 0.0013097 |  |  | 0 | 0 | 0 | 0 |  | 0 | 0 | 0 | 0 | 0 | 0 | 0 | 0 | 0 | 0 | 0 | 0 | 0 | 0 | 0 | 0 | 0 | 0 | 0 | 0 | 0 | 0
2017-02-03 | 16-17 | 16-17 |  | 0 | 0.12435 | 0.0090239 | 0.16367 | 0.11339 | 0 | 0.0010906 | 4.0357e-05 | 0.00099325 | 0.00091806 |  |  | 0 | 0 | 0 | 0 |  | 0 | 0 | 0 | 0 | 0 | 0 | 0 | 0 | 0 | 0 | 0 | 0 | 0 | 0 | 0 | 0 | 0 | 0 | 0 | 0 | 0 | 0
2017-02-04 | 16-17 | 16-17 |  | 0 | 0.012687 | 0 | 0.099389 | 0.024709 | 0 | 7.3111e-05 | 0 | 0.0002625 | 9.2603e-05 |  |  | 0 | 0 | 0 | 0 |  | 0 | 0 | 0 | 0 | 0 | 0 | 0 | 0 | 0 | 0 | 0 | 0 | 0 | 0 | 0 | 0 | 0 | 0 | 0 | 0 | 0 | 0
2017-02-05 | 16-17 | 16-17 |  | 0 | 1.4767 | 0.46949 | 0.75457 | 1.2069 | 0 | 0.015727 | 0.0034546 | 0.0099703 | 0.012945 |  |  | 0 | 0 | 0 | 0 |  | 0 | 0 | 0 | 0 | 0 | 0 | 0 | 0 | 0 | 0 | 0 | 0 | 0 | 0 | 0 | 0 | 0 | 0 | 0 | 0 | 0 | 0
2017-02-06 | 16-17 | 16-17 |  | 0 | 0.83173 | 0.034336 | 0.76312 | 0.70155 | 0 | 0.0069351 | 0.00037129 | 0.0031453 | 0.0053452 |  |  | 0 | 0 | 0 | 0 |  | 0 | 0 | 0 | 0 | 0 | 0 | 0 | 0 | 0 | 0 | 0 | 0 | 0 | 0 | 0 | 0 | 0 | 0 | 0 | 0 | 0 | 0
2017-02-07 | 16-17 | 16-17 |  | 0 | 0.45946 | 0.044167 | 0.40732 | 0.38881 | 0 | 0.0031196 | 0.00030672 | 0.0009294 | 0.0023462 |  |  | 0 | 0 | 0 | 0 |  | 0 | 0 | 0 | 0 | 0 | 0 | 0 | 0 | 0 | 0 | 0 | 0 | 0 | 0 | 0 | 0 | 0 | 0 | 0 | 0 | 0 | 0
2017-02-08 | 16-17 | 16-17 |  | 0 | 0.70584 | 0.1941 | 0.46978 | 0.59009 | 0 | 0.0060528 | 0.00091476 | 0.0041102 | 0.0049675 |  |  | 0 | 0 | 0 | 0 |  | 0 | 0 | 0 | 0 | 0 | 0 | 0 | 0 | 0 | 0 | 0 | 0 | 0 | 0 | 0 | 0 | 0 | 0 | 0 | 0 | 0 | 0
2017-02-09 | 16-17 | 16-17 |  | 0 | 0.59946 | 0.13127 | 0.26551 | 0.475 | 0 | 0.0064123 | 0.0018188 | 0.0010949 | 0.0048594 |  |  | 0 | 0 | 0 | 0 |  | 0 | 0 | 0 | 0 | 0 | 0 | 0 | 0 | 0 | 0 | 0 | 0 | 0 | 0 | 0 | 0 | 0 | 0 | 0 | 0 | 0 | 0
2017-02-10 | 16-17 | 16-17 |  | 0 | 0.28229 | 4.1817 | 0.096494 | 0.80025 | 0 | 0.0026292 | 0.027951 | 0.00048244 | 0.0058355 |  |  | 0 | 0 | 0 | 0 |  | 0 | 0 | 0 | 0 | 0 | 0 | 0 | 0 | 0 | 0 | 0 | 0 | 0 | 0 | 0 | 0 | 0 | 0 | 0 | 0 | 0 | 0
2017-02-11 | 16-17 | 16-17 |  | 0 | 0.94918 | 0.42329 | 0.79288 | 0.84227 | 0 | 0.0071627 | 0.0027793 | 0.0041232 | 0.0059989 |  |  | 0 | 0 | 0.54556 | 0.087552 |  | 0 | 0 | 0.0032955 | 0.00052886 | 0 | 0 | 0.54556 | 0.087552 | 0 | 0 | 0.0032955 | 0.00052886 | 0 | 0 | 0 | 0 | 0 | 0 | 0 | 0 | 0 | 0
2017-02-12 | 16-17 | 16-17 |  | 0 | 0.13721 | 1.0457 | 0.099843 | 0.25826 | 0 | 0.0049495 | 0.0096669 | 0.00036419 | 0.0048393 |  |  | 0 | 0 | 0 | 0 |  | 0 | 0 | 0 | 0 | 0 | 0 | 0 | 0 | 0 | 0 | 0 | 0 | 0 | 0 | 0 | 0 | 0 | 0 | 0 | 0 | 0 | 0
2017-02-13 | 16-17 | 16-17 |  | 0 | 0.79756 | 0.0050931 | 0.12616 | 0.57161 | 0 | 0.0073985 | 2.4214e-05 | 0.00076622 | 0.0052344 |  |  | 0 | 0 | 0 | 0 |  | 0 | 0 | 0 | 0 | 0 | 0 | 0 | 0 | 0 | 0 | 0 | 0 | 0 | 0 | 0 | 0 | 0 | 0 | 0 | 0 | 0 | 0
2017-02-14 | 16-17 | 16-17 |  | 0 | 0.029538 | 2.8689 | 0.061283 | 0.43491 | 0 | 0.00035016 | 0.033023 | 0.00027669 | 0.0049444 |  |  | 0 | 0 | 0 | 0 |  | 0 | 0 | 0 | 0 | 0 | 0 | 0 | 0 | 0 | 0 | 0 | 0 | 0 | 0 | 0 | 0 | 0 | 0 | 0 | 0 | 0 | 0
2017-02-15 | 16-17 | 16-17 |  | 0 | 0.51421 | 0 | 0.51528 | 0.43771 | 0 | 0.0054009 | 0 | 0.0018233 | 0.0040214 |  |  | 0 | 0 | 0 | 0 |  | 0 | 0 | 0 | 0 | 0 | 0 | 0 | 0 | 0 | 0 | 0 | 0 | 0 | 0 | 0 | 0 | 0 | 0 | 0 | 0 | 0 | 0
2017-02-16 | 16-17 | 16-17 |  | 0 | 0.088042 | 1.5654 | 0.15977 | 0.30725 | 0 | 0.00060303 | 0.0074257 | 0.00042568 | 0.0015321 |  |  | 0 | 0 | 0 | 0 |  | 0 | 0 | 0 | 0 | 0 | 0 | 0 | 0 | 0 | 0 | 0 | 0 | 0 | 0 | 0 | 0 | 0 | 0 | 0 | 0 | 0 | 0
2017-02-17 | 16-17 | 16-17 |  | 0 | 1.1802 | 0.49636 | 0.22376 | 0.92075 | 0 | 0.003323 | 0.0034465 | 0.00089038 | 0.0029233 |  |  | 0 | 0 | 0.081165 | 0.013026 |  | 0 | 0 | 0.00010287 | 1.6509e-05 | 0 | 0 | 0.081165 | 0.013026 | 0 | 0 | 0.00010287 | 1.6509e-05 | 0 | 0 | 0 | 0 | 0 | 0 | 0 | 0 | 0 | 0
2017-02-18 | 16-17 | 16-17 |  | 0 | 0.018876 | 0.045967 | 0.22582 | 0.055756 | 0 | 0.00016326 | 0.00023407 | 0.00080524 | 0.00027496 |  |  | 0 | 0 | 0.016321 | 0.0026192 |  | 0 | 0 | 0.00010287 | 1.6509e-05 | 0 | 0 | 0.016321 | 0.0026192 | 0 | 0 | 0.00010287 | 1.6509e-05 | 0 | 0 | 0 | 0 | 0 | 0 | 0 | 0 | 0 | 0
2017-02-19 | 16-17 | 16-17 |  | 0 | 1.0847 | 1.0792 | 0.082262 | 0.9143 | 0 | 0.0069857 | 0.0047541 | 0.0019085 | 0.0057998 |  |  | 0 | 0 | 0 | 0 |  | 0 | 0 | 0 | 0 | 0 | 0 | 0 | 0 | 0 | 0 | 0 | 0 | 0 | 0 | 0 | 0 | 0 | 0 | 0 | 0 | 0 | 0
2017-02-20 | 16-17 | 16-17 |  | 0 | 0.10445 | 0.01306 | 2.6487 | 0.49902 | 0 | 0.0012929 | 5.65e-05 | 0.010902 | 0.0026502 |  |  | 0 | 0 | 0 | 0 |  | 0 | 0 | 0 | 0 | 0 | 0 | 0 | 0 | 0 | 0 | 0 | 0 | 0 | 0 | 0 | 0 | 0 | 0 | 0 | 0 | 0 | 0
2017-02-21 | 16-17 | 16-17 |  | 0 | 0.3594 | 0.0056258 | 0.0077237 | 0.25017 | 0 | 0.0085639 | 2.4214e-05 | 6.1487e-05 | 0.0059258 |  |  | 0 | 0 | 0 | 0 |  | 0 | 0 | 0 | 0 | 0 | 0 | 0 | 0 | 0 | 0 | 0 | 0 | 0 | 0 | 0 | 0 | 0 | 0 | 0 | 0 | 0 | 0
2017-02-22 | 16-17 | 16-17 |  | 0 | 0.067025 | 0.18016 | 2.1552 | 0.41756 | 0 | 0.00073496 | 0.000904 | 0.028532 | 0.0052139 |  |  | 0 | 0 | 0 | 0 |  | 0 | 0 | 0 | 0 | 0 | 0 | 0 | 0 | 0 | 0 | 0 | 0 | 0 | 0 | 0 | 0 | 0 | 0 | 0 | 0 | 0 | 0
2017-02-23 | 16-17 | 16-17 |  | 0 | 0.072202 | 0.054318 | 0.080517 | 0.070432 | 0 | 0.00075365 | 0.00058653 | 0.0013693 | 0.0008228 |  |  | 0 | 0 | 0 | 0 |  | 0 | 0 | 0 | 0 | 0 | 0 | 0 | 0 | 0 | 0 | 0 | 0 | 0 | 0 | 0 | 0 | 0 | 0 | 0 | 0 | 0 | 0
2017-02-24 | 16-17 | 16-17 |  | 0 | 0.060187 | 0.061513 | 0.031585 | 0.0553 | 0 | 0.0004711 | 0.00051388 | 0.00045406 | 0.00047061 |  |  | 0 | 0 | 0 | 0 |  | 0 | 0 | 0 | 0 | 0 | 0 | 0 | 0 | 0 | 0 | 0 | 0 | 0 | 0 | 0 | 0 | 0 | 0 | 0 | 0 | 0 | 0
2017-02-25 | 16-17 | 16-17 |  | 0 | 0.0080394 | 0 | 0.016039 | 0.0081244 | 0 | 0.00011049 | 0 | 7.5676e-05 | 8.8428e-05 |  |  | 0 | 0 | 0 | 0 |  | 0 | 0 | 0 | 0 | 0 | 0 | 0 | 0 | 0 | 0 | 0 | 0 | 0 | 0 | 0 | 0 | 0 | 0 | 0 | 0 | 0 | 0
2017-02-26 | 16-17 | 16-17 |  | 0 | 0.036648 | 0.013923 | 0.029712 | 0.032035 | 0 | 0.00026716 | 4.8429e-05 | 0.0002696 | 0.00023454 |  |  | 0 | 0 | 0 | 0 |  | 0 | 0 | 0 | 0 | 0 | 0 | 0 | 0 | 0 | 0 | 0 | 0 | 0 | 0 | 0 | 0 | 0 | 0 | 0 | 0 | 0 | 0
2017-02-27 | 16-17 | 16-17 |  | 0 | 0.09912 | 0 | 0.23552 | 0.10623 | 0 | 0.00075639 | 0 | 0.002774 | 0.0009674 |  |  | 0 | 0 | 0 | 0 |  | 0 | 0 | 0 | 0 | 0 | 0 | 0 | 0 | 0 | 0 | 0 | 0 | 0 | 0 | 0 | 0 | 0 | 0 | 0 | 0 | 0 | 0
2017-02-28 | 16-17 | 16-17 |  | 0.025177 | 1.8021 | 0.16739 | 0.087881 | 1.2821 | 0.00014144 | 0.017743 | 0.0010574 | 0.0019014 | 0.012706 |  |  | 0 | 0 | 0 | 0 |  | 0 | 0 | 0 | 0 | 0 | 0 | 0 | 0 | 0 | 0 | 0 | 0 | 0 | 0 | 0 | 0 | 0 | 0 | 0 | 0 | 0 | 0
2017-03-01 | 16-17 | 16-17 |  | 0 | 0.20891 | 0.10204 | 0.078119 | 0.17117 | 0 | 0.0048847 | 0.0011488 | 0.00035946 | 0.0035922 |  |  | 0 | 0 | 0 | 0 |  | 0 | 0 | 0 | 0 | 0 | 0 | 0 | 0 | 0 | 0 | 0 | 0 | 0 | 0 | 0 | 0 | 0 | 0 | 0 | 0 | 0 | 0
2017-03-02 | 16-17 | 16-17 |  | 0 | 0.45204 | 3.6723 | 1.4084 | 1.0561 | 0 | 0.0023764 | 0.015895 | 0.0068818 | 0.0049873 |  |  | 0 | 0 | 2.3107 | 0.37082 |  | 0 | 0 | 0.010614 | 0.0017033 | 0 | 0 | 2.3107 | 0.37082 | 0 | 0 | 0.010614 | 0.0017033 | 0 | 0 | 0 | 0 | 0 | 0 | 0 | 0 | 0 | 0
2017-03-03 | 16-17 | 16-17 |  | 0 | 0.76891 | 0.021777 | 0.083362 | 0.54731 | 0 | 0.0049963 | 0.0001695 | 0.00036419 | 0.0035318 |  |  | 0 | 0 | 0 | 0 |  | 0 | 0 | 0 | 0 | 0 | 0 | 0 | 0 | 0 | 0 | 0 | 0 | 0 | 0 | 0 | 0 | 0 | 0 | 0 | 0 | 0 | 0
2017-03-04 | 16-17 | 16-17 |  | 0 | 0.057272 | 2.3087 | 0.015005 | 0.36761 | 0 | 0.00054586 | 0.026603 | 8.5136e-05 | 0.0041432 |  |  | 0 | 0 | 0 | 0 |  | 0 | 0 | 0 | 0 | 0 | 0 | 0 | 0 | 0 | 0 | 0 | 0 | 0 | 0 | 0 | 0 | 0 | 0 | 0 | 0 | 0 | 0
2017-03-05 | 16-17 | 16-17 |  | 0 | 0.35565 | 0.0033739 | 0.67457 | 0.35427 | 0 | 0.0048913 | 1.6143e-05 | 0.0023625 | 0.0037584 |  |  | 0 | 0 | 0 | 0 |  | 0 | 0 | 0 | 0 | 0 | 0 | 0 | 0 | 0 | 0 | 0 | 0 | 0 | 0 | 0 | 0 | 0 | 0 | 0 | 0 | 0 | 0
2017-03-06 | 16-17 | 16-17 |  | 0 | 0.28527 | 1.5788 | 0.01128 | 0.42148 | 0 | 0.0030937 | 0.01017 | 5.6757e-05 | 0.0035796 |  |  | 0 | 0 | 0 | 0 |  | 0 | 0 | 0 | 0 | 0 | 0 | 0 | 0 | 0 | 0 | 0 | 0 | 0 | 0 | 0 | 0 | 0 | 0 | 0 | 0 | 0 | 0
2017-03-07 | 16-17 | 16-17 |  | 0 | 0.33908 | 0.14016 | 0.14339 | 0.27689 | 0 | 0.0048171 | 0.000339 | 0.00048953 | 0.0034521 |  |  | 0 | 0 | 0 | 0 |  | 0 | 0 | 0 | 0 | 0 | 0 | 0 | 0 | 0 | 0 | 0 | 0 | 0 | 0 | 0 | 0 | 0 | 0 | 0 | 0 | 0 | 0
2017-03-08 | 16-17 | 16-17 |  | 0.79024 | 0.25866 | 0.15344 | 0.049223 | 0.21449 | 0.0077793 | 0.0020158 | 0.0016466 | 0.00012061 | 0.0017059 |  |  | 0 | 0 | 0 | 0 |  | 0 | 0 | 0 | 0 | 0 | 0 | 0 | 0 | 0 | 0 | 0 | 0 | 0 | 0 | 0 | 0 | 0 | 0 | 0 | 0 | 0 | 0
2017-03-09 | 16-17 | 16-17 |  | 0 | 0.14735 | 0.22333 | 0.19047 | 0.1638 | 0 | 0.0031597 | 0.00097665 | 0.0027811 | 0.0027656 |  |  | 0 | 0 | 0 | 0 |  | 0 | 0 | 0 | 0 | 0 | 0 | 0 | 0 | 0 | 0 | 0 | 0 | 0 | 0 | 0 | 0 | 0 | 0 | 0 | 0 | 0 | 0
2017-03-10 | 16-17 | 16-17 |  | 0 | 0.048398 | 0 | 3.3081 | 0.56431 | 0 | 0.00043372 | 0 | 0.00547 | 0.0011773 |  |  | 0 | 0 | 0 | 0 |  | 0 | 0 | 0 | 0 | 0 | 0 | 0 | 0 | 0 | 0 | 0 | 0 | 0 | 0 | 0 | 0 | 0 | 0 | 0 | 0 | 0 | 0
2017-03-11 | 16-17 | 16-17 |  | 0 | 0.4711 | 0.16948 | 0.66878 | 0.45648 | 0 | 0.0033768 | 0.00066186 | 0.0042497 | 0.0031068 |  |  | 0 | 0 | 0 | 0 |  | 0 | 0 | 0 | 0 | 0 | 0 | 0 | 0 | 0 | 0 | 0 | 0 | 0 | 0 | 0 | 0 | 0 | 0 | 0 | 0 | 0 | 0
2017-03-12 | 16-17 | 16-17 |  | 0 | 1.4888 | 1.2917 | 2.2252 | 1.5672 | 0 | 0.011614 | 0.0076087 | 0.011032 | 0.010862 |  |  | 0 | 0 | 0 | 0 |  | 0 | 0 | 0 | 0 | 0 | 0 | 0 | 0 | 0 | 0 | 0 | 0 | 0 | 0 | 0 | 0 | 0 | 0 | 0 | 0 | 0 | 0
2017-03-13 | 16-17 | 16-17 |  | 0 | 0.046627 | 0.35782 | 0.012763 | 0.084714 | 0 | 0.00025946 | 0.0023811 | 0.00019865 | 0.00054689 |  |  | 0 | 0 | 0 | 0 |  | 0 | 0 | 0 | 0 | 0 | 0 | 0 | 0 | 0 | 0 | 0 | 0 | 0 | 0 | 0 | 0 | 0 | 0 | 0 | 0 | 0 | 0
2017-03-14 | 16-17 | 16-17 |  | 0 | 0.0265 | 2.5645 | 0.13979 | 0.40248 | 0 | 0.00033367 | 0.03711 | 0.0006598 | 0.005571 |  |  | 0 | 0 | 0.0049789 | 0.00079903 |  | 0 | 0 | 0 | 0 | 0 | 0 | 0.0049789 | 0.00079903 | 0 | 0 | 0 | 0 | 0 | 0 | 0 | 0 | 0 | 0 | 0 | 0 | 0 | 0
2017-03-15 | 16-17 | 16-17 |  | 0 | 0.056083 | 0.18638 | 0.009644 | 0.066558 | 0 | 0.00062227 | 0.0012296 | 6.8581e-05 | 0.00061407 |  |  | 0 | 0 | 0 | 0 |  | 0 | 0 | 0 | 0 | 0 | 0 | 0 | 0 | 0 | 0 | 0 | 0 | 0 | 0 | 0 | 0 | 0 | 0 | 0 | 0 | 0 | 0
2017-03-16 | 16-17 | 16-17 |  | 0 | 0.16661 | 0.03528 | 0.1295 | 0.14079 | 0 | 0.0026622 | 0.00014529 | 0.00061369 | 0.001957 |  |  | 0 | 0 | 0.0075521 | 0.001212 |  | 0 | 0 | 3.1926e-05 | 5.1235e-06 | 0 | 0 | 0.0075521 | 0.001212 | 0 | 0 | 3.1926e-05 | 5.1235e-06 | 0 | 0 | 0 | 0 | 0 | 0 | 0 | 0 | 0 | 0
2017-03-17 | 16-17 | 16-17 |  | 0 | 0.029038 | 0.059543 | 0.02403 | 0.032303 | 0 | 0.00030509 | 0.00032286 | 0.0001348 | 0.00027781 |  |  | 0 | 0 | 0 | 0 |  | 0 | 0 | 0 | 0 | 0 | 0 | 0 | 0 | 0 | 0 | 0 | 0 | 0 | 0 | 0 | 0 | 0 | 0 | 0 | 0 | 0 | 0
2017-03-18 | 16-17 | 16-17 |  | 0 | 0.017587 | 0.0012914 | 3.0776 | 0.50623 | 0 | 0.00011654 | 8.0714e-06 | 0.021326 | 0.0035041 |  |  | 0 | 0 | 0 | 0 |  | 0 | 0 | 0 | 0 | 0 | 0 | 0 | 0 | 0 | 0 | 0 | 0 | 0 | 0 | 0 | 0 | 0 | 0 | 0 | 0 | 0 | 0
2017-03-19 | 16-17 | 16-17 |  | 0 | 0.36355 | 0.04587 | 1.734 | 0.53575 | 0 | 0.0049468 | 0.00055693 | 0.021887 | 0.0070063 |  |  | 0 | 0 | 0 | 0 |  | 0 | 0 | 0 | 0 | 0 | 0 | 0 | 0 | 0 | 0 | 0 | 0 | 0 | 0 | 0 | 0 | 0 | 0 | 0 | 0 | 0 | 0
2017-03-20 | 16-17 | 16-17 |  | 0 | 0.47279 | 0.27666 | 1.2015 | 0.55826 | 0 | 0.0041986 | 0.0025909 | 0.0029514 | 0.0037379 |  |  | 0 | 0 | 0 | 0 |  | 0 | 0 | 0 | 0 | 0 | 0 | 0 | 0 | 0 | 0 | 0 | 0 | 0 | 0 | 0 | 0 | 0 | 0 | 0 | 0 | 0 | 0
2017-03-21 | 16-17 | 16-17 |  | 0 | 0.2041 | 0.89697 | 1.5158 | 0.5107 | 0 | 0.0016865 | 0.0019076 | 0.0073205 | 0.0026083 |  |  | 0 | 0 | 0.14018 | 0.022496 |  | 0 | 0 | 0.00079815 | 0.00012809 | 0 | 0 | 0.14018 | 0.022496 | 0 | 0 | 0.00079815 | 0.00012809 | 0 | 0 | 0 | 0 | 0 | 0 | 0 | 0 | 0 | 0
2017-03-22 | 16-17 | 16-17 |  | 0 | 0.0050771 | 0.0070222 | 0.0095423 | 0.0060272 | 0 | 0.00010279 | 2.4214e-05 | 4.2568e-05 | 8.1218e-05 |  |  | 0 | 0 | 0 | 0 |  | 0 | 0 | 0 | 0 | 0 | 0 | 0 | 0 | 0 | 0 | 0 | 0 | 0 | 0 | 0 | 0 | 0 | 0 | 0 | 0 | 0 | 0
2017-03-23 | 16-17 | 16-17 |  | 0 | 0.0091641 | 0.0043747 | 0.10244 | 0.023384 | 0 | 0.0001006 | 4.8429e-05 | 0.0013409 | 0.00029147 |  |  | 0 | 0 | 0 | 0 |  | 0 | 0 | 0 | 0 | 0 | 0 | 0 | 0 | 0 | 0 | 0 | 0 | 0 | 0 | 0 | 0 | 0 | 0 | 0 | 0 | 0 | 0
2017-03-24 | 16-17 | 16-17 |  | 0 | 0.4989 | 8.8786e-05 | 0.10131 | 0.36072 | 0 | 0.0034791 | 8.0714e-06 | 0.00044696 | 0.0024749 |  |  | 0 | 0 | 0 | 0 |  | 0 | 0 | 0 | 0 | 0 | 0 | 0 | 0 | 0 | 0 | 0 | 0 | 0 | 0 | 0 | 0 | 0 | 0 | 0 | 0 | 0 | 0
2017-03-25 | 16-17 | 16-17 |  | 0 | 0.054226 | 0.56721 | 0.75981 | 0.23939 | 0 | 0.00076904 | 0.0034277 | 0.0055693 | 0.0019082 |  |  | 0 | 0 | 0 | 0 |  | 0 | 0 | 0 | 0 | 0 | 0 | 0 | 0 | 0 | 0 | 0 | 0 | 0 | 0 | 0 | 0 | 0 | 0 | 0 | 0 | 0 | 0
2017-03-26 | 16-17 | 16-17 |  | 0.031825 | 0.024464 | 0.074144 | 0.017985 | 0.030491 | 0.00014144 | 0.00021713 | 0.012922 | 9.223e-05 | 0.0019887 |  |  | 0 | 0 | 0 | 0 |  | 0 | 0 | 0 | 0 | 0 | 0 | 0 | 0 | 0 | 0 | 0 | 0 | 0 | 0 | 0 | 0 | 0 | 0 | 0 | 0 | 0 | 0
2017-03-27 | 16-17 | 16-17 |  | 0 | 0.17887 | 0.18516 | 0.59894 | 0.24573 | 0 | 0.0031493 | 0.0021551 | 0.0072791 | 0.0036464 |  |  | 0 | 0 | 0 | 0 |  | 0 | 0 | 0 | 0 | 0 | 0 | 0 | 0 | 0 | 0 | 0 | 0 | 0 | 0 | 0 | 0 | 0 | 0 | 0 | 0 | 0 | 0
2017-03-28 | 16-17 | 16-17 |  | 1.4727 | 0.35449 | 0.10793 | 0.013572 | 0.274 | 0.019378 | 0.0029833 | 0.00088786 | 9.696e-05 | 0.0023564 |  |  | 0 | 0 | 0 | 0 |  | 0 | 0 | 0 | 0 | 0 | 0 | 0 | 0 | 0 | 0 | 0 | 0 | 0 | 0 | 0 | 0 | 0 | 0 | 0 | 0 | 0 | 0
2017-03-29 | 16-17 | 16-17 |  | 0 | 1.9102 | 0.22243 | 2.8657 | 1.8101 | 0 | 0.014986 | 0.00058114 | 0.021639 | 0.013901 |  |  | 0 | 0 | 0 | 0 |  | 0 | 0 | 0 | 0 | 0 | 0 | 0 | 0 | 0 | 0 | 0 | 0 | 0 | 0 | 0 | 0 | 0 | 0 | 0 | 0 | 0 | 0
2017-03-30 | 16-17 | 16-17 |  | 0 | 0.76173 | 0 | 1.2639 | 0.72874 | 0 | 0.0040068 | 0 | 0.0025541 | 0.0031762 |  |  | 0 | 0 | 0 | 0 |  | 0 | 0 | 0 | 0 | 0 | 0 | 0 | 0 | 0 | 0 | 0 | 0 | 0 | 0 | 0 | 0 | 0 | 0 | 0 | 0 | 0 | 0
2017-03-31 | 16-17 | 16-17 |  | 0 | 0.013518 | 0.15688 | 0.01067 | 0.033175 | 0 | 0.00013688 | 0.0029945 | 0.0001277 | 0.0005374 |  |  | 0 | 0 | 0 | 0 |  | 0 | 0 | 0 | 0 | 0 | 0 | 0 | 0 | 0 | 0 | 0 | 0 | 0 | 0 | 0 | 0 | 0 | 0 | 0 | 0 | 0 | 0
2017-04-01 | 16-17 | 16-17 |  | 0.053041 | 0.15037 | 0.14601 | 1.8035 | 0.41428 | 0.00014144 | 0.0015892 | 0.00075872 | 0.0097882 | 0.0027762 |  |  | 0 | 0 | 0 | 0 |  | 0 | 0 | 0 | 0 | 0 | 0 | 0 | 0 | 0 | 0 | 0 | 0 | 0 | 0 | 0 | 0 | 0 | 0 | 0 | 0 | 0 | 0
2017-04-02 | 16-17 | 16-17 |  | 0 | 0.0061397 | 0.12902 | 0.092053 | 0.037212 | 0 | 9.4e-05 | 0.00092822 | 0.00085845 | 0.0003336 |  |  | 0 | 0 | 0 | 0 |  | 0 | 0 | 0 | 0 | 0 | 0 | 0 | 0 | 0 | 0 | 0 | 0 | 0 | 0 | 0 | 0 | 0 | 0 | 0 | 0 | 0 | 0
2017-04-03 | 16-17 | 16-17 |  | 0 | 0.026732 | 0.038727 | 1.1221 | 0.204 | 0 | 0.00024902 | 0.00047622 | 0.0032186 | 0.00075563 |  |  | 0 | 0 | 0 | 0 |  | 0 | 0 | 0 | 0 | 0 | 0 | 0 | 0 | 0 | 0 | 0 | 0 | 0 | 0 | 0 | 0 | 0 | 0 | 0 | 0 | 0 | 0
2017-04-04 | 16-17 | 16-17 |  | 0 | 0.036666 | 0.0039066 | 0.0075061 | 0.02707 | 0 | 0.0044147 | 8.0714e-06 | 9.9325e-05 | 0.003065 |  |  | 0 | 0 | 0 | 0 |  | 0 | 0 | 0 | 0 | 0 | 0 | 0 | 0 | 0 | 0 | 0 | 0 | 0 | 0 | 0 | 0 | 0 | 0 | 0 | 0 | 0 | 0
2017-04-05 | 16-17 | 16-17 |  | 0 | 0.00087238 | 0.068123 | 0.89463 | 0.15378 | 0 | 4.9473e-06 | 0.00057307 | 0.0085656 | 0.0014589 |  |  | 0 | 0 | 0 | 0 |  | 0 | 0 | 0 | 0 | 0 | 0 | 0 | 0 | 0 | 0 | 0 | 0 | 0 | 0 | 0 | 0 | 0 | 0 | 0 | 0 | 0 | 0
2017-04-06 | 16-17 | 16-17 |  | 0 | 0.058784 | 0.16413 | 0.0010003 | 0.063898 | 0 | 0.00031003 | 0.00049236 | 2.1284e-05 | 0.00028692 |  |  | 0 | 0 | 0 | 0 |  | 0 | 0 | 0 | 0 | 0 | 0 | 0 | 0 | 0 | 0 | 0 | 0 | 0 | 0 | 0 | 0 | 0 | 0 | 0 | 0 | 0 | 0
2017-04-07 | 16-17 | 16-17 |  | 0 | 0.0068488 | 0.00054079 | 1.0309 | 0.17025 | 0 | 3.8479e-05 | 8.0714e-06 | 0.0082014 | 0.0013439 |  |  | 0 | 0 | 0 | 0 |  | 0 | 0 | 0 | 0 | 0 | 0 | 0 | 0 | 0 | 0 | 0 | 0 | 0 | 0 | 0 | 0 | 0 | 0 | 0 | 0 | 0 | 0
2017-04-08 | 16-17 | 16-17 |  | 0 | 0.022826 | 1.2857 | 0.132 | 0.2183 | 0 | 0.00012753 | 0.0059648 | 0.00045169 | 0.0010019 |  |  | 0 | 0 | 0 | 0 |  | 0 | 0 | 0 | 0 | 0 | 0 | 0 | 0 | 0 | 0 | 0 | 0 | 0 | 0 | 0 | 0 | 0 | 0 | 0 | 0 | 0 | 0
2017-04-09 | 16-17 | 16-17 |  | 0 | 2.6523 | 2.0185 | 2.1206 | 2.4562 | 0 | 0.021734 | 0.0063092 | 0.010748 | 0.01762 |  |  | 0 | 0 | 0.0027255 | 0.00043739 |  | 0 | 0 | 0 | 0 | 0 | 0 | 0.0027255 | 0.00043739 | 0 | 0 | 0 | 0 | 0 | 0 | 0 | 0 | 0 | 0 | 0 | 0 | 0 | 0
2017-04-10 | 16-17 | 16-17 |  | 0 | 0.0091856 | 0 | 0.068414 | 0.017321 | 0 | 0.00011049 | 0 | 0.00029088 | 0.00012296 |  |  | 0 | 0 | 0 | 0 |  | 0 | 0 | 0 | 0 | 0 | 0 | 0 | 0 | 0 | 0 | 0 | 0 | 0 | 0 | 0 | 0 | 0 | 0 | 0 | 0 | 0 | 0
2017-04-11 | 16-17 | 16-17 |  | 0 | 0.10838 | 0.38097 | 0.2705 | 0.17198 | 0 | 0.0017629 | 0.0021147 | 0.0013196 | 0.0017272 |  |  | 0 | 0 | 0 | 0 |  | 0 | 0 | 0 | 0 | 0 | 0 | 0 | 0 | 0 | 0 | 0 | 0 | 0 | 0 | 0 | 0 | 0 | 0 | 0 | 0 | 0 | 0
2017-04-12 | 16-17 | 16-17 |  | 0 | 0.054629 | 0.098512 | 0.83243 | 0.1852 | 0 | 0.00011599 | 0.00055962 | 0.0062575 | 0.0011632 |  |  | 0 | 0 | 0 | 0 |  | 0 | 0 | 0 | 0 | 0 | 0 | 0 | 0 | 0 | 0 | 0 | 0 | 0 | 0 | 0 | 0 | 0 | 0 | 0 | 0 | 0 | 0
2017-04-13 | 16-17 | 16-17 |  | 0 | 0.19498 | 0.072377 | 0.17013 | 0.17213 | 0 | 0.0029008 | 0.0019291 | 0.0013243 | 0.0024874 |  |  | 0 | 0 | 0 | 0 |  | 0 | 0 | 0 | 0 | 0 | 0 | 0 | 0 | 0 | 0 | 0 | 0 | 0 | 0 | 0 | 0 | 0 | 0 | 0 | 0 | 0 | 0
2017-04-14 | 16-17 | 16-17 |  | 0 | 0.071861 | 0.13108 | 0.6643 | 0.17471 | 0 | 0.0021186 | 0.00064572 | 0.0063994 | 0.0025807 |  |  | 0 | 0 | 0 | 0 |  | 0 | 0 | 0 | 0 | 0 | 0 | 0 | 0 | 0 | 0 | 0 | 0 | 0 | 0 | 0 | 0 | 0 | 0 | 0 | 0 | 0 | 0
2017-04-15 | 16-17 | 16-17 |  | 0 | 0.0033664 | 0.06684 | 0.16301 | 0.037912 | 0 | 1.869e-05 | 0.00013721 | 0.0007875 | 0.00015864 |  |  | 0 | 0 | 0 | 0 |  | 0 | 0 | 0 | 0 | 0 | 0 | 0 | 0 | 0 | 0 | 0 | 0 | 0 | 0 | 0 | 0 | 0 | 0 | 0 | 0 | 0 | 0
2017-04-16 | 16-17 | 16-17 |  | 0 | 0.30659 | 0.080585 | 3.1066 | 0.72159 | 0 | 0.0028893 | 0.000226 | 0.040759 | 0.0085677 |  |  | 0 | 0 | 0 | 0 |  | 0 | 0 | 0 | 0 | 0 | 0 | 0 | 0 | 0 | 0 | 0 | 0 | 0 | 0 | 0 | 0 | 0 | 0 | 0 | 0 | 0 | 0
2017-04-17 | 16-17 | 16-17 |  | 0 | 0.01689 | 0.21979 | 0.043093 | 0.049579 | 0 | 0.001963 | 0.0065944 | 0.00045406 | 0.0023583 |  |  | 0 | 0 | 0 | 0 |  | 0 | 0 | 0 | 0 | 0 | 0 | 0 | 0 | 0 | 0 | 0 | 0 | 0 | 0 | 0 | 0 | 0 | 0 | 0 | 0 | 0 | 0
2017-04-18 | 16-17 | 16-17 |  | 0 | 0.0018569 | 0.036677 | 0.013525 | 0.0086261 | 0 | 1.1544e-05 | 0.00026367 | 0.00011115 | 6.3e-05 |  |  | 0 | 0 | 0 | 0 |  | 0 | 0 | 0 | 0 | 0 | 0 | 0 | 0 | 0 | 0 | 0 | 0 | 0 | 0 | 0 | 0 | 0 | 0 | 0 | 0 | 0 | 0
2017-04-19 | 16-17 | 16-17 |  | 4.8696 | 0.023089 | 0.036149 | 0.82743 | 0.19303 | 0.01075 | 0.00033752 | 0.0002556 | 0.0043112 | 0.0010475 |  |  | 0 | 0 | 0 | 0 |  | 0 | 0 | 0 | 0 | 0 | 0 | 0 | 0 | 0 | 0 | 0 | 0 | 0 | 0 | 0 | 0 | 0 | 0 | 0 | 0 | 0 | 0
2017-04-20 | 16-17 | 16-17 |  | 0 | 1.0704 | 4.7295 | 1.206 | 1.5997 | 0 | 0.011534 | 0.031067 | 0.0042331 | 0.013025 |  |  | 0 | 0 | 0 | 0 |  | 0 | 0 | 0 | 0 | 0 | 0 | 0 | 0 | 0 | 0 | 0 | 0 | 0 | 0 | 0 | 0 | 0 | 0 | 0 | 0 | 0 | 0
2017-04-21 | 16-17 | 16-17 |  | 0 | 0.40644 | 0.33582 | 0.034643 | 0.33354 | 0 | 0.0037435 | 0.015069 | 0.0002696 | 0.0047535 |  |  | 0 | 0 | 0 | 0 |  | 0 | 0 | 0 | 0 | 0 | 0 | 0 | 0 | 0 | 0 | 0 | 0 | 0 | 0 | 0 | 0 | 0 | 0 | 0 | 0 | 0 | 0
2017-04-22 | 16-17 | 16-17 |  | 0 | 0.050077 | 0.0010412 | 0.14345 | 0.057741 | 0 | 0.00036006 | 8.0714e-06 | 0.00052973 | 0.00033474 |  |  | 0 | 0 | 0 | 0 |  | 0 | 0 | 0 | 0 | 0 | 0 | 0 | 0 | 0 | 0 | 0 | 0 | 0 | 0 | 0 | 0 | 0 | 0 | 0 | 0 | 0 | 0
2017-04-23 | 16-17 | 16-17 |  | 0 | 0.011328 | 0.01938 | 0.16789 | 0.037497 | 0 | 6.5965e-05 | 0.00012376 | 0.00042804 | 0.00013169 |  |  | 0 | 0 | 0.077367 | 0.012416 |  | 0 | 0 | 0.00019156 | 3.0741e-05 | 0 | 0 | 0.077367 | 0.012416 | 0 | 0 | 0.00019156 | 3.0741e-05 | 0 | 0 | 0 | 0 | 0 | 0 | 0 | 0 | 0 | 0
2017-04-24 | 16-17 | 16-17 |  | 0 | 0.046443 | 0.061709 | 0.14467 | 0.063986 | 0 | 0.0030316 | 0.00046276 | 0.00079223 | 0.0022855 |  |  | 0 | 0 | 0.099117 | 0.015907 |  | 0 | 0 | 0.00051081 | 8.1976e-05 | 0 | 0 | 0.099117 | 0.015907 | 0 | 0 | 0.00051081 | 8.1976e-05 | 0 | 0 | 0 | 0 | 0 | 0 | 0 | 0 | 0 | 0
2017-04-25 | 16-17 | 16-17 |  | 0 | 0.16048 | 0 | 0.51025 | 0.19268 | 0 | 0.0076134 | 0 | 0.005399 | 0.0061228 |  |  | 0 | 0 | 0 | 0 |  | 0 | 0 | 0 | 0 | 0 | 0 | 0 | 0 | 0 | 0 | 0 | 0 | 0 | 0 | 0 | 0 | 0 | 0 | 0 | 0 | 0 | 0
2017-04-26 | 16-17 | 16-17 |  | 0 | 1.4623 | 0.89077 | 0.24732 | 1.1749 | 0 | 0.014005 | 0.0090454 | 0.0007 | 0.011057 |  |  | 0 | 0 | 0 | 0 |  | 0 | 0 | 0 | 0 | 0 | 0 | 0 | 0 | 0 | 0 | 0 | 0 | 0 | 0 | 0 | 0 | 0 | 0 | 0 | 0 | 0 | 0
2017-04-27 | 16-17 | 16-17 |  | 0 | 0.086847 | 0.067632 | 0.26557 | 0.11212 | 0 | 0.0017035 | 0.0010412 | 0.0062788 | 0.0023306 |  |  | 0 | 0.0008136 | 0 | 0.00011477 |  | 0 | 0 | 0 | 0 | 0 | 0.0008136 | 0 | 0.00011477 | 0 | 0 | 0 | 0 | 0 | 0 | 0 | 0 | 0 | 0 | 0 | 0 | 0 | 0
2017-04-28 | 16-17 | 16-17 |  | 0 | 0.2643 | 0.4251 | 0.23753 | 0.28056 | 0 | 0.0030459 | 0.0073208 | 0.009774 | 0.0047042 |  |  | 0 | 0 | 0 | 0 |  | 0 | 0 | 0 | 0 | 0 | 0 | 0 | 0 | 0 | 0 | 0 | 0 | 0 | 0 | 0 | 0 | 0 | 0 | 0 | 0 | 0 | 0
2017-04-29 | 16-17 | 16-17 |  | 0 | 0.00022758 | 0.028508 | 0.082752 | 0.017459 | 0 | 1.6491e-06 | 0.0002825 | 0.00051081 | 0.00012296 |  |  | 0 | 0 | 0 | 0 |  | 0 | 0 | 0 | 0 | 0 | 0 | 0 | 0 | 0 | 0 | 0 | 0 | 0 | 0 | 0 | 0 | 0 | 0 | 0 | 0 | 0 | 0
2017-04-30 | 16-17 | 16-17 |  | 0 | 0.23962 | 0 | 0.098062 | 0.18118 | 0 | 0.0023461 | 0 | 0.00048953 | 0.0016984 |  |  | 0 | 0 | 0 | 0 |  | 0 | 0 | 0 | 0 | 0 | 0 | 0 | 0 | 0 | 0 | 0 | 0 | 0 | 0 | 0 | 0 | 0 | 0 | 0 | 0 | 0 | 0
2017-05-01 | 16-17 | 16-17 |  | 0 | 0.073098 | 0.077696 | 0.2598 | 0.10312 | 0 | 0.0011071 | 0.00097665 | 0.0010713 | 0.001074 |  |  | 0 | 0 | 0 | 0 |  | 0 | 0 | 0 | 0 | 0 | 0 | 0 | 0 | 0 | 0 | 0 | 0 | 0 | 0 | 0 | 0 | 0 | 0 | 0 | 0 | 0 | 0
2017-05-02 | 16-17 | 16-17 |  | 0 | 0.093575 | 1.1834 | 2.0003 | 0.55255 | 0 | 0.0035231 | 0.0031721 | 0.0034693 | 0.0034366 |  |  | 0 | 0 | 0 | 0 |  | 0 | 0 | 0 | 0 | 0 | 0 | 0 | 0 | 0 | 0 | 0 | 0 | 0 | 0 | 0 | 0 | 0 | 0 | 0 | 0 | 0 | 0
2017-05-03 | 16-17 | 16-17 |  | 0 | 0.017821 | 0.2129 | 0.11657 | 0.061043 | 0 | 0.00011104 | 0.0005946 | 0.00037602 | 0.00022088 |  |  | 0 | 0 | 0 | 0 |  | 0 | 0 | 0 | 0 | 0 | 0 | 0 | 0 | 0 | 0 | 0 | 0 | 0 | 0 | 0 | 0 | 0 | 0 | 0 | 0 | 0 | 0
2017-05-04 | 16-17 | 16-17 |  | 0 | 0.026147 | 0.00073988 | 0.018789 | 0.021172 | 0 | 0.00011214 | 2.9595e-05 | 0.00015135 | 0.00010589 |  |  | 0 | 0 | 0 | 0 |  | 0 | 0 | 0 | 0 | 0 | 0 | 0 | 0 | 0 | 0 | 0 | 0 | 0 | 0 | 0 | 0 | 0 | 0 | 0 | 0 | 0 | 0
2017-05-05 | 16-17 | 16-17 |  | 0 | 0.005485 | 0.019622 | 0.046167 | 0.013964 | 0 | 9.235e-05 | 0.00020986 | 0.0018292 | 0.00038692 |  |  | 0 | 0 | 0.0097959 | 0.0015721 |  | 0 | 0 | 0.00012416 | 1.9925e-05 | 0 | 0 | 0.0097959 | 0.0015721 | 0 | 0 | 0.00012416 | 1.9925e-05 | 0 | 0 | 0 | 0 | 0 | 0 | 0 | 0 | 0 | 0
2017-05-06 | 16-17 | 16-17 |  | 0 | 0.51276 | 0.1332 | 0.31906 | 0.42401 | 0 | 0.0034846 | 0.0010089 | 0.0015726 | 0.0028005 |  |  | 0 | 0 | 0 | 0 |  | 0 | 0 | 0 | 0 | 0 | 0 | 0 | 0 | 0 | 0 | 0 | 0 | 0 | 0 | 0 | 0 | 0 | 0 | 0 | 0 | 0 | 0
2017-05-07 | 16-17 | 16-17 |  | 0 | 0.69954 | 0.49091 | 0.0014899 | 0.55246 | 0 | 0.0048682 | 0.0036967 | 7.0946e-06 | 0.0038836 |  |  | 0 | 0 | 0 | 0 |  | 0 | 0 | 0 | 0 | 0 | 0 | 0 | 0 | 0 | 0 | 0 | 0 | 0 | 0 | 0 | 0 | 0 | 0 | 0 | 0 | 0 | 0
2017-05-08 | 16-17 | 16-17 |  | 0 | 0.0046686 | 0.14752 | 0.37139 | 0.083635 | 0 | 4.6175e-05 | 0.00034438 | 0.0011328 | 0.00026225 |  |  | 0 | 0 | 0 | 0 |  | 0 | 0 | 0 | 0 | 0 | 0 | 0 | 0 | 0 | 0 | 0 | 0 | 0 | 0 | 0 | 0 | 0 | 0 | 0 | 0 | 0 | 0
2017-05-09 | 16-17 | 16-17 |  | 0 | 0.25481 | 0.61017 | 0.079052 | 0.27468 | 0 | 0.027682 | 0.0015013 | 0.00048244 | 0.019401 |  |  | 0 | 0 | 0.03222 | 0.0051707 |  | 0 | 0 | 0.00016318 | 2.6187e-05 | 0 | 0 | 0.03222 | 0.0051707 | 0 | 0 | 0.00016318 | 2.6187e-05 | 0 | 0 | 0 | 0 | 0 | 0 | 0 | 0 | 0 | 0
2017-05-10 | 16-17 | 16-17 |  | 0 | 0.26957 | 0.67825 | 0.19355 | 0.31285 | 0 | 0.0060671 | 0.0053029 | 0.0020078 | 0.005259 |  |  | 0 | 0 | 0 | 0 |  | 0 | 0 | 0 | 0 | 0 | 0 | 0 | 0 | 0 | 0 | 0 | 0 | 0 | 0 | 0 | 0 | 0 | 0 | 0 | 0 | 0 | 0
2017-05-11 | 16-17 | 16-17 |  | 0 | 0.15312 | 0 | 0.0029727 | 0.10619 | 0 | 0.0017651 | 0 | 7.0946e-06 | 0.0012198 |  |  | 0 | 0 | 0 | 0 |  | 0 | 0 | 0 | 0 | 0 | 0 | 0 | 0 | 0 | 0 | 0 | 0 | 0 | 0 | 0 | 0 | 0 | 0 | 0 | 0 | 0 | 0
2017-05-12 | 16-17 | 16-17 |  | 0.00042433 | 0.071072 | 0.015933 | 0.0051294 | 0.052143 | 0.00042433 | 0.00049309 | 0.00018564 | 2.8379e-05 | 0.00037459 |  |  | 0 | 0 | 0 | 0 |  | 0 | 0 | 0 | 0 | 0 | 0 | 0 | 0 | 0 | 0 | 0 | 0 | 0 | 0 | 0 | 0 | 0 | 0 | 0 | 0 | 0 | 0
2017-05-13 | 16-17 | 16-17 |  | 0 | 0.091172 | 0.00091207 | 0.11849 | 0.082091 | 0 | 0.0012242 | 8.0714e-06 | 0.00046825 | 0.00092148 |  |  | 0 | 0 | 0.045343 | 0.0072768 |  | 0 | 0 | 0.00017737 | 2.8464e-05 | 0 | 0 | 0.045343 | 0.0072768 | 0 | 0 | 0.00017737 | 2.8464e-05 | 0 | 0 | 0 | 0 | 0 | 0 | 0 | 0 | 0 | 0
2017-05-14 | 16-17 | 16-17 |  | 0 | 0.23293 | 0.1421 | 0.23568 | 0.21868 | 0 | 0.0011769 | 0.0002825 | 0.00057467 | 0.00094463 |  |  | 0 | 0 | 0 | 0 |  | 0 | 0 | 0 | 0 | 0 | 0 | 0 | 0 | 0 | 0 | 0 | 0 | 0 | 0 | 0 | 0 | 0 | 0 | 0 | 0 | 0 | 0
2017-05-15 | 16-17 | 16-17 |  | 0 | 0.010734 | 0.026402 | 0.26249 | 0.053259 | 0 | 6.4316e-05 | 0.00012914 | 0.0021781 | 0.00041216 |  |  | 0 | 0 | 0 | 0 |  | 0 | 0 | 0 | 0 | 0 | 0 | 0 | 0 | 0 | 0 | 0 | 0 | 0 | 0 | 0 | 0 | 0 | 0 | 0 | 0 | 0 | 0
2017-05-16 | 16-17 | 16-17 |  | 0 | 0.017047 | 0.51901 | 0.14433 | 0.10814 | 0 | 0.00016436 | 0.0041689 | 0.00069527 | 0.00081312 |  |  | 0 | 0.30567 | 0 | 0.043118 |  | 0 | 0.0022721 | 0 | 0.00032051 | 0 | 0.30567 | 0 | 0.043118 | 0 | 0.0022721 | 0 | 0.00032051 | 0 | 0 | 0 | 0 | 0 | 0 | 0 | 0 | 0 | 0
2017-05-17 | 16-17 | 16-17 |  | 0 | 0.016659 | 0.0027927 | 0.67196 | 0.11973 | 0 | 0.00019295 | 2.4214e-05 | 0.0039233 | 0.00076625 |  |  | 0 | 0 | 0 | 0 |  | 0 | 0 | 0 | 0 | 0 | 0 | 0 | 0 | 0 | 0 | 0 | 0 | 0 | 0 | 0 | 0 | 0 | 0 | 0 | 0 | 0 | 0
2017-05-18 | 16-17 | 16-17 |  | 0 | 0.089933 | 0.17166 | 0.15401 | 0.11102 | 0 | 0.00054146 | 0.01042 | 0.00072602 | 0.0019602 |  |  | 0 | 0 | 0 | 0 |  | 0 | 0 | 0 | 0 | 0 | 0 | 0 | 0 | 0 | 0 | 0 | 0 | 0 | 0 | 0 | 0 | 0 | 0 | 0 | 0 | 0 | 0
2017-05-19 | 16-17 | 16-17 |  | 0.001273 | 0.092525 | 0.01247 | 0.78558 | 0.19172 | 0.00042433 | 0.00049419 | 8.0714e-05 | 0.0026605 | 0.00078295 |  |  | 0 | 0 | 0 | 0 |  | 0 | 0 | 0 | 0 | 0 | 0 | 0 | 0 | 0 | 0 | 0 | 0 | 0 | 0 | 0 | 0 | 0 | 0 | 0 | 0 | 0 | 0
2017-05-20 | 16-17 | 16-17 |  | 0 | 0.019456 | 0.075896 | 0.0039304 | 0.024769 | 0 | 0.00019624 | 0.001243 | 2.1284e-05 | 0.00031424 |  |  | 0 | 0 | 0 | 0 |  | 0 | 0 | 0 | 0 | 0 | 0 | 0 | 0 | 0 | 0 | 0 | 0 | 0 | 0 | 0 | 0 | 0 | 0 | 0 | 0 | 0 | 0
2017-05-21 | 16-17 | 16-17 |  | 0 | 0.0039953 | 0.40047 | 0.0016389 | 0.059512 | 0 | 4.8374e-05 | 0.0035757 | 7.0946e-06 | 0.00053892 |  |  | 0 | 0 | 0 | 0 |  | 0 | 0 | 0 | 0 | 0 | 0 | 0 | 0 | 0 | 0 | 0 | 0 | 0 | 0 | 0 | 0 | 0 | 0 | 0 | 0 | 0 | 0
2017-05-22 | 16-17 | 16-17 |  | 0 | 0.036428 | 0.00035514 | 1.9466 | 0.3376 | 0 | 0.00027265 | 8.0714e-06 | 0.018574 | 0.0031701 |  |  | 0 | 0 | 0 | 0 |  | 0 | 0 | 0 | 0 | 0 | 0 | 0 | 0 | 0 | 0 | 0 | 0 | 0 | 0 | 0 | 0 | 0 | 0 | 0 | 0 | 0 | 0
2017-05-23 | 16-17 | 16-17 |  | 0.54866 | 0.17406 | 0.00032286 | 0.34171 | 0.17947 | 0.001273 | 0.0040563 | 8.0714e-06 | 0.0041894 | 0.0034842 |  |  | 0 | 0 | 0.2708 | 0.043458 |  | 0 | 0 | 0.0041255 | 0.00066207 | 0 | 0 | 0.2708 | 0.043458 | 0 | 0 | 0.0041255 | 0.00066207 | 0 | 0 | 0 | 0 | 0 | 0 | 0 | 0 | 0 | 0
2017-05-24 | 16-17 | 16-17 |  | 0 | 0.21589 | 0.0069495 | 0.62797 | 0.25081 | 0 | 0.003318 | 4.8429e-05 | 0.0048776 | 0.0030804 |  |  | 0 | 0 | 0.074622 | 0.011975 |  | 0 | 0 | 0.00032281 | 5.1805e-05 | 0 | 0 | 0.074622 | 0.011975 | 0 | 0 | 0.00032281 | 5.1805e-05 | 0 | 0 | 0 | 0 | 0 | 0 | 0 | 0 | 0 | 0
2017-05-25 | 16-17 | 16-17 |  | 0 | 0.42071 | 0.066299 | 0.044909 | 0.30702 | 0 | 0.0033977 | 0.00040357 | 0.00083717 | 0.0025371 |  |  | 0 | 0 | 0 | 0 |  | 0 | 0 | 0 | 0 | 0 | 0 | 0 | 0 | 0 | 0 | 0 | 0 | 0 | 0 | 0 | 0 | 0 | 0 | 0 | 0 | 0 | 0
2017-05-26 | 16-17 | 16-17 |  | 0 | 1.6341 | 0.0017111 | 0.070201 | 1.1397 | 0 | 0.0068317 | 1.6143e-05 | 0.00076622 | 0.0048419 |  |  | 0.097992 | 0 | 0 | 0.067655 |  | 0 | 0 | 0 | 0 | 0.097992 | 0 | 0 | 0.067655 | 0 | 0 | 0 | 0 | 0 | 0 | 0 | 0 | 0 | 0 | 0 | 0 | 0 | 0
2017-05-27 | 16-17 | 16-17 |  | 0 | 0.011394 | 0.51949 | 0.64223 | 0.18421 | 0 | 0.00011929 | 0.0032689 | 0.0060375 | 0.0015124 |  |  | 0 | 0 | 0 | 0 |  | 0 | 0 | 0 | 0 | 0 | 0 | 0 | 0 | 0 | 0 | 0 | 0 | 0 | 0 | 0 | 0 | 0 | 0 | 0 | 0 | 0 | 0
2017-05-28 | 16-17 | 16-17 |  | 0 | 0.093147 | 0.0025344 | 0.18315 | 0.094059 | 0 | 0.00090811 | 1.6143e-05 | 0.00075913 | 0.00075107 |  |  | 0 | 0 | 0 | 0 |  | 0 | 0 | 0 | 0 | 0 | 0 | 0 | 0 | 0 | 0 | 0 | 0 | 0 | 0 | 0 | 0 | 0 | 0 | 0 | 0 | 0 | 0
2017-05-29 | 16-17 | 16-17 |  | 0 | 0.32504 | 0.0042644 | 1.3006 | 0.43374 | 0 | 0.0016315 | 2.6905e-05 | 0.0073217 | 0.0023052 |  |  | 0 | 0 | 0 | 0 |  | 0 | 0 | 0 | 0 | 0 | 0 | 0 | 0 | 0 | 0 | 0 | 0 | 0 | 0 | 0 | 0 | 0 | 0 | 0 | 0 | 0 | 0
2017-05-30 | 16-17 | 16-17 |  | 0 | 0.27765 | 0 | 2.6874 | 0.62297 | 0 | 0.003008 | 0 | 0.016145 | 0.0046677 |  |  | 0 | 0 | 0 | 0 |  | 0 | 0 | 0 | 0 | 0 | 0 | 0 | 0 | 0 | 0 | 0 | 0 | 0 | 0 | 0 | 0 | 0 | 0 | 0 | 0 | 0 | 0
2017-05-31 | 16-17 | 16-17 |  | 0 | 0.0021389 | 0.00054886 | 0.0096416 | 0.0031014 | 0 | 1.4842e-05 | 2.4214e-05 | 0.00011351 | 3.188e-05 |  |  | 0 | 0 | 0 | 0 |  | 0 | 0 | 0 | 0 | 0 | 0 | 0 | 0 | 0 | 0 | 0 | 0 | 0 | 0 | 0 | 0 | 0 | 0 | 0 | 0 | 0 | 0
2017-06-01 | 16-17 | 16-17 |  | 0 | 0.040587 | 2.8197 | 0.20412 | 0.45853 | 0 | 0.00025396 | 0.021333 | 0.00098615 | 0.0033428 |  |  | 0 | 0 | 0 | 0 |  | 0 | 0 | 0 | 0 | 0 | 0 | 0 | 0 | 0 | 0 | 0 | 0 | 0 | 0 | 0 | 0 | 0 | 0 | 0 | 0 | 0 | 0
2017-06-02 | 16-17 | 16-17 |  | 0 | 0.028985 | 0.3738 | 0.0079815 | 0.074021 | 0 | 0.00029464 | 0.0020017 | 5.9122e-05 | 0.00049527 |  |  | 0 | 0 | 0 | 0 |  | 0 | 0 | 0 | 0 | 0 | 0 | 0 | 0 | 0 | 0 | 0 | 0 | 0 | 0 | 0 | 0 | 0 | 0 | 0 | 0 | 0 | 0
2017-06-03 | 16-17 | 16-17 |  | 0 | 0.026313 | 0.76312 | 0.22499 | 0.16192 | 0 | 0.00019954 | 0.0077082 | 0.00085136 | 0.0013617 |  |  | 0 | 0 | 0.14177 | 0.022751 |  | 0 | 0 | 0.0016531 | 0.00026529 | 0 | 0 | 0.14177 | 0.022751 | 0 | 0 | 0.0016531 | 0.00026529 | 0 | 0 | 0 | 0 | 0 | 0 | 0 | 0 | 0 | 0
2017-06-04 | 16-17 | 16-17 |  | 0 | 0.056072 | 0.032843 | 0.16684 | 0.070121 | 0 | 0.00027815 | 0.00012107 | 0.00063615 | 0.00031121 |  |  | 0 | 0 | 0 | 0 |  | 0 | 0 | 0 | 0 | 0 | 0 | 0 | 0 | 0 | 0 | 0 | 0 | 0 | 0 | 0 | 0 | 0 | 0 | 0 | 0 | 0 | 0
2017-06-05 | 16-17 | 16-17 |  | 0.5587 | 0.0089536 | 0.011806 | 0.027251 | 0.016718 | 0.0070721 | 0.00012918 | 6.1881e-05 | 0.00025541 | 0.00019583 |  |  | 0 | 0 | 0 | 0 |  | 0 | 0 | 0 | 0 | 0 | 0 | 0 | 0 | 0 | 0 | 0 | 0 | 0 | 0 | 0 | 0 | 0 | 0 | 0 | 0 | 0 | 0
2017-06-06 | 16-17 | 16-17 |  | 0 | 0.019068 | 0.12338 | 0.0985 | 0.046376 | 0 | 0.00029959 | 0.0016493 | 0.0010949 | 0.0006152 |  |  | 0 | 0 | 0 | 0 |  | 0 | 0 | 0 | 0 | 0 | 0 | 0 | 0 | 0 | 0 | 0 | 0 | 0 | 0 | 0 | 0 | 0 | 0 | 0 | 0 | 0 | 0
2017-06-07 | 16-17 | 16-17 |  | 0 | 0.4457 | 0.06052 | 0.097022 | 0.33182 | 0 | 0.0027854 | 0.00036322 | 0.00049426 | 0.0020536 |  |  | 0 | 0 | 0 | 0 |  | 0 | 0 | 0 | 0 | 0 | 0 | 0 | 0 | 0 | 0 | 0 | 0 | 0 | 0 | 0 | 0 | 0 | 0 | 0 | 0 | 0 | 0
2017-06-08 | 16-17 | 16-17 |  | 0 | 0.52631 | 0.19981 | 0 | 0.39155 | 0 | 0.0044916 | 0.0022196 | 0 | 0.0034142 |  |  | 0 | 0 | 0 | 0 |  | 0 | 0 | 0 | 0 | 0 | 0 | 0 | 0 | 0 | 0 | 0 | 0 | 0 | 0 | 0 | 0 | 0 | 0 | 0 | 0 | 0 | 0
2017-06-09 | 16-17 | 16-17 |  | 0 | 0.0030525 | 0.026259 | 0.2883 | 0.052079 | 0 | 2.1439e-05 | 0.00023138 | 0.00080406 | 0.00017648 |  |  | 0 | 0 | 0 | 0 |  | 0 | 0 | 0 | 0 | 0 | 0 | 0 | 0 | 0 | 0 | 0 | 0 | 0 | 0 | 0 | 0 | 0 | 0 | 0 | 0 | 0 | 0
2017-06-10 | 16-17 | 16-17 |  | 0 | 0.093872 | 0.0015497 | 0.039404 | 0.071352 | 0 | 0.0011285 | 1.6143e-05 | 0.0002625 | 0.00082356 |  |  | 0 | 0 | 0 | 0 |  | 0 | 0 | 0 | 0 | 0 | 0 | 0 | 0 | 0 | 0 | 0 | 0 | 0 | 0 | 0 | 0 | 0 | 0 | 0 | 0 | 0 | 0
2017-06-11 | 16-17 | 16-17 |  | 0 | 0.012754 | 0 | 0.88689 | 0.15114 | 0 | 8.0257e-05 | 0 | 0.0036254 | 0.00063722 |  |  | 0 | 0 | 0 | 0 |  | 0 | 0 | 0 | 0 | 0 | 0 | 0 | 0 | 0 | 0 | 0 | 0 | 0 | 0 | 0 | 0 | 0 | 0 | 0 | 0 | 0 | 0
2017-06-12 | 16-17 | 16-17 |  | 0 | 0.084494 | 0.017867 | 0 | 0.060856 | 0 | 0.00049254 | 9.9548e-05 | 0 | 0.00035409 |  |  | 0 | 0 | 0 | 0 |  | 0 | 0 | 0 | 0 | 0 | 0 | 0 | 0 | 0 | 0 | 0 | 0 | 0 | 0 | 0 | 0 | 0 | 0 | 0 | 0 | 0 | 0
2017-06-13 | 16-17 | 16-17 |  | 0 | 0.0728 | 0.017224 | 0.013771 | 0.054901 | 0 | 0.00051727 | 2.4214e-05 | 2.8379e-05 | 0.0003651 |  |  | 0 | 0 | 0 | 0 |  | 0 | 0 | 0 | 0 | 0 | 0 | 0 | 0 | 0 | 0 | 0 | 0 | 0 | 0 | 0 | 0 | 0 | 0 | 0 | 0 | 0 | 0
2017-06-14 | 16-17 | 16-17 |  | 0 | 0.012286 | 0.045975 | 0.0012416 | 0.015167 | 0 | 0.00014952 | 0.00020179 | 7.0946e-06 | 0.00013283 |  |  | 0 | 0 | 0 | 0 |  | 0 | 0 | 0 | 0 | 0 | 0 | 0 | 0 | 0 | 0 | 0 | 0 | 0 | 0 | 0 | 0 | 0 | 0 | 0 | 0 | 0 | 0
2017-06-15 | 16-17 | 16-17 |  | 0 | 0.078821 | 0.058381 | 0.027811 | 0.067117 | 0 | 0.00040568 | 0.00075064 | 0.0039943 | 0.001027 |  |  | 0 | 0 | 0 | 0 |  | 0 | 0 | 0 | 0 | 0 | 0 | 0 | 0 | 0 | 0 | 0 | 0 | 0 | 0 | 0 | 0 | 0 | 0 | 0 | 0 | 0 | 0
2017-06-16 | 16-17 | 16-17 |  | 0 | 0.22886 | 0.0024618 | 0.00085136 | 0.15849 | 0 | 0.0016651 | 1.6143e-05 | 7.0946e-06 | 0.001153 |  |  | 0 | 0 | 0 | 0 |  | 0 | 0 | 0 | 0 | 0 | 0 | 0 | 0 | 0 | 0 | 0 | 0 | 0 | 0 | 0 | 0 | 0 | 0 | 0 | 0 | 0 | 0
2017-06-17 | 16-17 | 16-17 |  | 0 | 0.053681 | 0.0055424 | 0 | 0.037844 | 0 | 0.0014155 | 2.6905e-05 | 0 | 0.00098106 |  |  | 0 | 0 | 0 | 0 |  | 0 | 0 | 0 | 0 | 0 | 0 | 0 | 0 | 0 | 0 | 0 | 0 | 0 | 0 | 0 | 0 | 0 | 0 | 0 | 0 | 0 | 0
2017-06-18 | 16-17 | 16-17 |  | 0 | 0.31741 | 0 | 0.018545 | 0.22212 | 0 | 0.018309 | 0 | 0.00019865 | 0.012673 |  |  | 0 | 0 | 0 | 0 |  | 0 | 0 | 0 | 0 | 0 | 0 | 0 | 0 | 0 | 0 | 0 | 0 | 0 | 0 | 0 | 0 | 0 | 0 | 0 | 0 | 0 | 0
2017-06-19 | 16-17 | 16-17 |  | 0 | 0.0056999 | 0.005311 | 0.037793 | 0.01075 | 0 | 1.924e-05 | 2.4214e-05 | 0.0003973 | 8.0458e-05 |  |  | 0 | 0 | 0 | 0 |  | 0 | 0 | 0 | 0 | 0 | 0 | 0 | 0 | 0 | 0 | 0 | 0 | 0 | 0 | 0 | 0 | 0 | 0 | 0 | 0 | 0 | 0
2017-06-20 | 16-17 | 16-17 |  | 0 | 0.019982 | 0.00844 | 0.0029868 | 0.015465 | 0 | 7.9707e-05 | 0.00015605 | 1.4189e-05 | 7.932e-05 |  |  | 0 | 0 | 0 | 0 |  | 0 | 0 | 0 | 0 | 0 | 0 | 0 | 0 | 0 | 0 | 0 | 0 | 0 | 0 | 0 | 0 | 0 | 0 | 0 | 0 | 0 | 0
2017-06-21 | 16-17 | 16-17 |  | 0 | 0.0031014 | 0.030631 | 0.0012416 | 0.0066614 | 0 | 4.2327e-05 | 0.00092015 | 7.0946e-06 | 0.00016016 |  |  | 0 | 0 | 0 | 0 |  | 0 | 0 | 0 | 0 | 0 | 0 | 0 | 0 | 0 | 0 | 0 | 0 | 0 | 0 | 0 | 0 | 0 | 0 | 0 | 0 | 0 | 0
2017-06-22 | 16-17 | 16-17 |  | 0 | 0.0089547 | 0.026975 | 0.023486 | 0.013756 | 0 | 8.0807e-05 | 0.000226 | 0.00015135 | 0.00011196 |  |  | 0 | 0 | 0 | 0 |  | 0 | 0 | 0 | 0 | 0 | 0 | 0 | 0 | 0 | 0 | 0 | 0 | 0 | 0 | 0 | 0 | 0 | 0 | 0 | 0 | 0 | 0
2017-06-23 | 16-17 | 16-17 |  | 0 | 0.020885 | 0 | 0.022123 | 0.01797 | 0 | 0.00025946 | 0 | 0.00013716 | 0.00020115 |  |  | 0 | 0 | 0 | 0 |  | 0 | 0 | 0 | 0 | 0 | 0 | 0 | 0 | 0 | 0 | 0 | 0 | 0 | 0 | 0 | 0 | 0 | 0 | 0 | 0 | 0 | 0
2017-06-24 | 16-17 | 16-17 |  | 0 | 0.24221 | 0.0064894 | 0.28713 | 0.21422 | 0 | 0.0015441 | 1.6143e-05 | 0.0016578 | 0.0013344 |  |  | 0 | 0 | 0.048385 | 0.0077649 |  | 0 | 0 | 0.00024831 | 3.985e-05 | 0 | 0 | 0.048385 | 0.0077649 | 0 | 0 | 0.00024831 | 3.985e-05 | 0 | 0 | 0 | 0 | 0 | 0 | 0 | 0 | 0 | 0
2017-06-25 | 16-17 | 16-17 |  | 0 | 0.33808 | 0 | 0.12359 | 0.25325 | 0 | 0.0043971 | 0 | 0.00095068 | 0.0031884 |  |  | 0 | 0 | 0 | 0 |  | 0 | 0 | 0 | 0 | 0 | 0 | 0 | 0 | 0 | 0 | 0 | 0 | 0 | 0 | 0 | 0 | 0 | 0 | 0 | 0 | 0 | 0
2017-06-26 | 16-17 | 16-17 |  | 0 | 0.16655 | 0.0084347 | 0.28643 | 0.16214 | 0 | 0.0029123 | 8.8786e-05 | 0.0028095 | 0.0024741 |  |  | 0 | 0 | 0 | 0 |  | 0 | 0 | 0 | 0 | 0 | 0 | 0 | 0 | 0 | 0 | 0 | 0 | 0 | 0 | 0 | 0 | 0 | 0 | 0 | 0 | 0 | 0
2017-06-27 | 16-17 | 16-17 |  | 0 | 0.20987 | 0.013043 | 0.17862 | 0.1754 | 0 | 0.0038925 | 9.6857e-05 | 0.00077332 | 0.0028252 |  |  | 0 | 0 | 0 | 0 |  | 0 | 0 | 0 | 0 | 0 | 0 | 0 | 0 | 0 | 0 | 0 | 0 | 0 | 0 | 0 | 0 | 0 | 0 | 0 | 0 | 0 | 0
2017-06-28 | 16-17 | 16-17 |  | 0 | 0.87951 | 1.3713 | 0.76011 | 0.92264 | 0 | 0.005264 | 0.01808 | 0.0054842 | 0.0070648 |  |  | 0 | 0 | 0 | 0 |  | 0 | 0 | 0 | 0 | 0 | 0 | 0 | 0 | 0 | 0 | 0 | 0 | 0 | 0 | 0 | 0 | 0 | 0 | 0 | 0 | 0 | 0
2017-06-29 | 16-17 | 16-17 |  | 0 | 0.021302 | 2.4463 | 0.38364 | 0.42135 | 0 | 0.00016546 | 0.073894 | 0.01619 | 0.013136 |  |  | 0 | 0 | 0 | 0 |  | 0 | 0 | 0 | 0 | 0 | 0 | 0 | 0 | 0 | 0 | 0 | 0 | 0 | 0 | 0 | 0 | 0 | 0 | 0 | 0 | 0 | 0
2017-06-30 | 16-17 | 16-17 |  | 0 | 0.055316 | 0.0061343 | 0.0071727 | 0.040207 | 0 | 0.00034796 | 4.8429e-05 | 7.0946e-05 | 0.00025845 |  |  | 0 | 0 | 0 | 0 |  | 0 | 0 | 0 | 0 | 0 | 0 | 0 | 0 | 0 | 0 | 0 | 0 | 0 | 0 | 0 | 0 | 0 | 0 | 0 | 0 | 0 | 0
2017-07-01 | 17-18 | 17-18 |  | 0 | 0.40877 | 0.53934 | 0 | 0.35883 | 0 | 0.004703 | 0.0022473 | 0 | 0.0035711 |  |  | 0 | 0 | 0 | 0 |  | 0 | 0 | 0 | 0 | 0 | 0 | 0 | 0 | 0 | 0 | 0 | 0 | 0 | 0 | 0 | 0 | 0 | 0 | 0 | 0 | 0 | 0
2017-07-02 | 17-18 | 17-18 |  | 0 | 0.034386 | 0.0042669 | 0 | 0.024398 | 0 | 0.00021164 | 3.441e-05 | 0 | 0.00015131 |  |  | 0 | 0 | 0 | 0 |  | 0 | 0 | 0 | 0 | 0 | 0 | 0 | 0 | 0 | 0 | 0 | 0 | 0 | 0 | 0 | 0 | 0 | 0 | 0 | 0 | 0 | 0
2017-07-03 | 17-18 | 17-18 |  | 0 | 0.35992 | 0.084644 | 0.27007 | 0.30402 | 0 | 0.0071339 | 0.00061674 | 0.0012776 | 0.0052274 |  |  | 0 | 0 | 0 | 0 |  | 0 | 0 | 0 | 0 | 0 | 0 | 0 | 0 | 0 | 0 | 0 | 0 | 0 | 0 | 0 | 0 | 0 | 0 | 0 | 0 | 0 | 0
2017-07-04 | 17-18 | 17-18 |  | 0 | 0.34217 | 0.6301 | 0.47609 | 0.40135 | 0 | 0.0039 | 0.0018118 | 0.008192 | 0.0042589 |  |  | 0 | 0.25913 | 0 | 0.036485 |  | 0 | 0.00095687 | 0 | 0.00013473 | 0 | 0.25913 | 0 | 0.036485 | 0 | 0.00095687 | 0 | 0.00013473 | 0 | 0 | 0 | 0 | 0 | 0 | 0 | 0 | 0 | 0
2017-07-05 | 17-18 | 17-18 |  | 0 | 0.73854 | 0.012197 | 0.88555 | 0.65387 | 0 | 0.0060036 | 8.9996e-05 | 0.0097645 | 0.0057227 |  |  | 0 | 0 | 0 | 0 |  | 0 | 0 | 0 | 0 | 0 | 0 | 0 | 0 | 0 | 0 | 0 | 0 | 0 | 0 | 0 | 0 | 0 | 0 | 0 | 0 | 0 | 0
2017-07-06 | 17-18 | 17-18 |  | 0 | 0.2733 | 0.42911 | 1.0312 | 0.4138 | 0 | 0.0024099 | 0.004161 | 0.0080165 | 0.0035305 |  |  | 0 | 0 | 0 | 0 |  | 0 | 0 | 0 | 0 | 0 | 0 | 0 | 0 | 0 | 0 | 0 | 0 | 0 | 0 | 0 | 0 | 0 | 0 | 0 | 0 | 0 | 0
2017-07-07 | 17-18 | 17-18 |  | 0 | 0.11055 | 0.14071 | 0.37809 | 0.15654 | 0 | 0.00094081 | 0.00066174 | 0.0018017 | 0.0010312 |  |  | 0 | 0 | 0 | 0 |  | 0 | 0 | 0 | 0 | 0 | 0 | 0 | 0 | 0 | 0 | 0 | 0 | 0 | 0 | 0 | 0 | 0 | 0 | 0 | 0 | 0 | 0
2017-07-08 | 17-18 | 17-18 |  | 0 | 0.21488 | 1.23 | 0.1407 | 0.3443 | 0 | 0.0014147 | 0.011308 | 0.0011161 | 0.002749 |  |  | 0 | 0 | 0 | 0 |  | 0 | 0 | 0 | 0 | 0 | 0 | 0 | 0 | 0 | 0 | 0 | 0 | 0 | 0 | 0 | 0 | 0 | 0 | 0 | 0 | 0 | 0
2017-07-09 | 17-18 | 17-18 |  | 0 | 0.010018 | 0.095735 | 0.23536 | 0.057899 | 0 | 0.00012117 | 0.00041292 | 0.0057281 | 0.0010543 |  |  | 0 | 0 | 0 | 0 |  | 0 | 0 | 0 | 0 | 0 | 0 | 0 | 0 | 0 | 0 | 0 | 0 | 0 | 0 | 0 | 0 | 0 | 0 | 0 | 0 | 0 | 0
2017-07-10 | 17-18 | 17-18 |  | 0 | 0.15764 | 0.0062891 | 0.55614 | 0.19856 | 0 | 0.00098282 | 3.9704e-05 | 0.0022884 | 0.0010502 |  |  | 0 | 0 | 0 | 0 |  | 0 | 0 | 0 | 0 | 0 | 0 | 0 | 0 | 0 | 0 | 0 | 0 | 0 | 0 | 0 | 0 | 0 | 0 | 0 | 0 | 0 | 0
2017-07-11 | 17-18 | 17-18 |  | 0 | 0.16905 | 0.014333 | 0.024803 | 0.12296 | 0 | 0.0025236 | 0.00011911 | 0.00010998 | 0.0017807 |  |  | 0 | 0 | 0 | 0 |  | 0 | 0 | 0 | 0 | 0 | 0 | 0 | 0 | 0 | 0 | 0 | 0 | 0 | 0 | 0 | 0 | 0 | 0 | 0 | 0 | 0 | 0
2017-07-12 | 17-18 | 17-18 |  | 0 | 0.042898 | 0.0025887 | 0.00014741 | 0.030076 | 0 | 0.00034412 | 7.9408e-06 | 2.1059e-05 | 0.00024262 |  |  | 0 | 0 | 0 | 0 |  | 0 | 0 | 0 | 0 | 0 | 0 | 0 | 0 | 0 | 0 | 0 | 0 | 0 | 0 | 0 | 0 | 0 | 0 | 0 | 0 | 0 | 0
2017-07-13 | 17-18 | 17-18 |  | 0 | 0.0014379 | 0.0010005 | 0.61128 | 0.098498 | 0 | 1.6156e-05 | 7.9408e-06 | 0.0047664 | 0.00077147 |  |  | 0 | 0 | 0.35742 | 0.056929 |  | 0 | 0 | 0.0028219 | 0.00044947 | 0 | 0 | 0.35742 | 0.056929 | 0 | 0 | 0.0028219 | 0.00044947 | 0 | 0 | 0 | 0 | 0 | 0 | 0 | 0 | 0 | 0
2017-07-14 | 17-18 | 17-18 |  | 0 | 0.091081 | 0.28925 | 0.0021761 | 0.10411 | 0 | 0.00046852 | 0.0023346 | 7.0197e-05 | 0.00066414 |  |  | 0 | 0 | 0 | 0 |  | 0 | 0 | 0 | 0 | 0 | 0 | 0 | 0 | 0 | 0 | 0 | 0 | 0 | 0 | 0 | 0 | 0 | 0 | 0 | 0 | 0 | 0
2017-07-15 | 17-18 | 17-18 |  | 0 | 0.026426 | 0.11417 | 0.13041 | 0.055135 | 0 | 0.0001481 | 0.00066703 | 0.00076515 | 0.00031828 |  |  | 0 | 0 | 0 | 0 |  | 0 | 0 | 0 | 0 | 0 | 0 | 0 | 0 | 0 | 0 | 0 | 0 | 0 | 0 | 0 | 0 | 0 | 0 | 0 | 0 | 0 | 0
2017-07-16 | 17-18 | 17-18 |  | 0 | 0.30902 | 0.25823 | 0.17974 | 0.27885 | 0 | 0.0040002 | 0.0015008 | 0.0018602 | 0.003276 |  |  | 0 | 0 | 0 | 0 |  | 0 | 0 | 0 | 0 | 0 | 0 | 0 | 0 | 0 | 0 | 0 | 0 | 0 | 0 | 0 | 0 | 0 | 0 | 0 | 0 | 0 | 0
2017-07-17 | 17-18 | 17-18 |  | 0 | 0.73262 | 0.3589 | 1.8783 | 0.85671 | 0 | 0.0065178 | 0.0011991 | 0.0050402 | 0.0054823 |  |  | 0 | 0 | 0 | 0 |  | 0 | 0 | 0 | 0 | 0 | 0 | 0 | 0 | 0 | 0 | 0 | 0 | 0 | 0 | 0 | 0 | 0 | 0 | 0 | 0 | 0 | 0
2017-07-18 | 17-18 | 17-18 |  | 0 | 0.17784 | 0.25453 | 0.85758 | 0.2955 | 0 | 0.0019963 | 0.0023505 | 0.0044131 | 0.0024154 |  |  | 0 | 0 | 0 | 0 |  | 0 | 0 | 0 | 0 | 0 | 0 | 0 | 0 | 0 | 0 | 0 | 0 | 0 | 0 | 0 | 0 | 0 | 0 | 0 | 0 | 0 | 0
2017-07-19 | 17-18 | 17-18 |  | 0 | 0.13597 | 0.51992 | 0.47302 | 0.24264 | 0 | 0.00072702 | 0.0020726 | 0.0020544 | 0.0011222 |  |  | 0 | 0 | 0.033382 | 0.0053169 |  | 0 | 0 | 0.00027143 | 4.3232e-05 | 0 | 0 | 0.033382 | 0.0053169 | 0 | 0 | 0.00027143 | 4.3232e-05 | 0 | 0 | 0 | 0 | 0 | 0 | 0 | 0 | 0 | 0
2017-07-20 | 17-18 | 17-18 |  | 6.8445 | 0.065635 | 0.034209 | 0.14605 | 0.12739 | 0.069488 | 0.00040013 | 0.0001747 | 0.00076281 | 0.00097011 |  |  | 0 | 0 | 0 | 0 |  | 0 | 0 | 0 | 0 | 0 | 0 | 0 | 0 | 0 | 0 | 0 | 0 | 0 | 0 | 0 | 0 | 0 | 0 | 0 | 0 | 0 | 0
2017-07-21 | 17-18 | 17-18 |  | 0 | 0.040784 | 0.08084 | 2.1927 | 0.38885 | 0 | 0.00020087 | 0.0012282 | 0.0097153 | 0.0018594 |  |  | 0 | 0 | 0 | 0 |  | 0 | 0 | 0 | 0 | 0 | 0 | 0 | 0 | 0 | 0 | 0 | 0 | 0 | 0 | 0 | 0 | 0 | 0 | 0 | 0 | 0 | 0
2017-07-22 | 17-18 | 17-18 |  | 0 | 0.083911 | 0 | 0.7625 | 0.17952 | 0 | 0.0013178 | 0 | 0.0026605 | 0.0013357 |  |  | 0 | 0 | 0.28908 | 0.046043 |  | 0 | 0 | 0.0011232 | 0.00017889 | 0 | 0 | 0.28908 | 0.046043 | 0 | 0 | 0.0011232 | 0.00017889 | 0 | 0 | 0 | 0 | 0 | 0 | 0 | 0 | 0 | 0
2017-07-23 | 17-18 | 17-18 |  | 0 | 0.010599 | 0.95973 | 0.013106 | 0.14455 | 0 | 8.1318e-05 | 0.0089175 | 3.7439e-05 | 0.0013178 |  |  | 0 | 0 | 0 | 0 |  | 0 | 0 | 0 | 0 | 0 | 0 | 0 | 0 | 0 | 0 | 0 | 0 | 0 | 0 | 0 | 0 | 0 | 0 | 0 | 0 | 0 | 0
2017-07-24 | 17-18 | 17-18 |  | 0 | 0.041095 | 0.038563 | 0.2266 | 0.069961 | 0 | 0.0010851 | 0.0014849 | 0.00073707 | 0.0010774 |  |  | 0 | 0 | 0 | 0 |  | 0 | 0 | 0 | 0 | 0 | 0 | 0 | 0 | 0 | 0 | 0 | 0 | 0 | 0 | 0 | 0 | 0 | 0 | 0 | 0 | 0 | 0
2017-07-25 | 17-18 | 17-18 |  | 0 | 0.019116 | 0.27735 | 0 | 0.052281 | 0 | 0.00014325 | 0.00061674 | 0 | 0.00018597 |  |  | 0 | 0 | 0 | 0 |  | 0 | 0 | 0 | 0 | 0 | 0 | 0 | 0 | 0 | 0 | 0 | 0 | 0 | 0 | 0 | 0 | 0 | 0 | 0 | 0 | 0 | 0
2017-07-26 | 17-18 | 17-18 |  | 0 | 0.023355 | 0.018169 | 0.01564 | 0.021212 | 0 | 0.00020626 | 0.00041292 | 0.0001053 | 0.00021765 |  |  | 0 | 0 | 0 | 0 |  | 0 | 0 | 0 | 0 | 0 | 0 | 0 | 0 | 0 | 0 | 0 | 0 | 0 | 0 | 0 | 0 | 0 | 0 | 0 | 0 | 0 | 0
2017-07-27 | 17-18 | 17-18 |  | 0 | 1.8489 | 0.001882 | 0.11574 | 1.2982 | 0 | 0.010869 | 1.5882e-05 | 0.00072771 | 0.0076398 |  |  | 0 | 0 | 0 | 0 |  | 0 | 0 | 0 | 0 | 0 | 0 | 0 | 0 | 0 | 0 | 0 | 0 | 0 | 0 | 0 | 0 | 0 | 0 | 0 | 0 | 0 | 0
2017-07-28 | 17-18 | 17-18 |  | 0 | 0.10875 | 0.0019217 | 0.23727 | 0.11332 | 0 | 0.00066724 | 7.9408e-06 | 0.00089619 | 0.00060562 |  |  | 0 | 0 | 0 | 0 |  | 0 | 0 | 0 | 0 | 0 | 0 | 0 | 0 | 0 | 0 | 0 | 0 | 0 | 0 | 0 | 0 | 0 | 0 | 0 | 0 | 0 | 0
2017-07-29 | 17-18 | 17-18 |  | 0 | 0.67467 | 0.82529 | 0.82992 | 0.7153 | 0 | 0.0054101 | 0.010244 | 0.0056509 | 0.0060864 |  |  | 0 | 0 | 0 | 0 |  | 0 | 0 | 0 | 0 | 0 | 0 | 0 | 0 | 0 | 0 | 0 | 0 | 0 | 0 | 0 | 0 | 0 | 0 | 0 | 0 | 0 | 0
2017-07-30 | 17-18 | 17-18 |  | 0 | 0.20342 | 0.0065591 | 0.003924 | 0.14232 | 0 | 0.00099575 | 6.3527e-05 | 2.1059e-05 | 0.0007014 |  |  | 0 | 0 | 0 | 0 |  | 0 | 0 | 0 | 0 | 0 | 0 | 0 | 0 | 0 | 0 | 0 | 0 | 0 | 0 | 0 | 0 | 0 | 0 | 0 | 0 | 0 | 0
2017-07-31 | 17-18 | 17-18 |  | 0 | 0.19222 | 1.8778 | 0.033512 | 0.40276 | 0 | 0.0050315 | 0.014063 | 0.00066687 | 0.0055684 |  |  | 0 | 0 | 0 | 0 |  | 0 | 0 | 0 | 0 | 0 | 0 | 0 | 0 | 0 | 0 | 0 | 0 | 0 | 0 | 0 | 0 | 0 | 0 | 0 | 0 | 0 | 0
2017-08-01 | 17-18 | 17-18 |  | 0 | 0.33193 | 0.00065115 | 0.00051946 | 0.22988 | 0 | 0.0019242 | 7.9408e-06 | 7.0197e-06 | 0.0013339 |  |  | 0 | 0 | 0 | 0 |  | 0 | 0 | 0 | 0 | 0 | 0 | 0 | 0 | 0 | 0 | 0 | 0 | 0 | 0 | 0 | 0 | 0 | 0 | 0 | 0 | 0 | 0
2017-08-02 | 17-18 | 17-18 |  | 0 | 0.17481 | 1.7748 | 0 | 0.37087 | 0 | 0.0043029 | 0.010535 | 0 | 0.0044611 |  |  | 0 | 0 | 0 | 0 |  | 0 | 0 | 0 | 0 | 0 | 0 | 0 | 0 | 0 | 0 | 0 | 0 | 0 | 0 | 0 | 0 | 0 | 0 | 0 | 0 | 0 | 0
2017-08-03 | 17-18 | 17-18 |  | 0 | 0.31716 | 1.1457 | 0.025004 | 0.3848 | 0 | 0.0045554 | 0.0062971 | 0.0019725 | 0.0043534 |  |  | 0 | 0 | 0 | 0 |  | 0 | 0 | 0 | 0 | 0 | 0 | 0 | 0 | 0 | 0 | 0 | 0 | 0 | 0 | 0 | 0 | 0 | 0 | 0 | 0 | 0 | 0
2017-08-04 | 17-18 | 17-18 |  | 0 | 2.4725 | 0.89383 | 1.4549 | 2.0687 | 0 | 0.029271 | 0.003216 | 0.0061598 | 0.021691 |  |  | 0 | 0 | 0.0056351 | 0.00089753 |  | 0 | 0 | 0.00070548 | 0.00011237 | 0 | 0 | 0.0056351 | 0.00089753 | 0 | 0 | 0.00070548 | 0.00011237 | 0 | 0 | 0 | 0 | 0 | 0 | 0 | 0 | 0 | 0
2017-08-05 | 17-18 | 17-18 |  | 0 | 0.067544 | 0.64634 | 0.53298 | 0.22264 | 0 | 0.0006974 | 0.003126 | 0.004027 | 0.0015642 |  |  | 0 | 0 | 0 | 0 |  | 0 | 0 | 0 | 0 | 0 | 0 | 0 | 0 | 0 | 0 | 0 | 0 | 0 | 0 | 0 | 0 | 0 | 0 | 0 | 0 | 0 | 0
2017-08-06 | 17-18 | 17-18 |  | 0 | 0.31693 | 1.5519 | 3.8609 | 1.0528 | 0 | 0.0045926 | 0.0057174 | 0.016489 | 0.0066097 |  |  | 0 | 0 | 0.14722 | 0.023449 |  | 0 | 0 | 4.2118e-05 | 6.7084e-06 | 0 | 0 | 0.14722 | 0.023449 | 0 | 0 | 4.2118e-05 | 6.7084e-06 | 0 | 0 | 0 | 0 | 0 | 0 | 0 | 0 | 0 | 0
2017-08-07 | 17-18 | 17-18 |  | 0 | 1.5148 | 1.147 | 3.733 | 1.8044 | 0 | 0.016453 | 0.0082532 | 0.025755 | 0.016651 |  |  | 0 | 0 | 0 | 0 |  | 0 | 0 | 0 | 0 | 0 | 0 | 0 | 0 | 0 | 0 | 0 | 0 | 0 | 0 | 0 | 0 | 0 | 0 | 0 | 0 | 0 | 0
2017-08-08 | 17-18 | 17-18 |  | 0 | 0.043999 | 0.0080361 | 0.076143 | 0.043709 | 0 | 0.00024072 | 8.7349e-05 | 0.0025692 | 0.00058811 |  |  | 0 | 0 | 0 | 0 |  | 0 | 0 | 0 | 0 | 0 | 0 | 0 | 0 | 0 | 0 | 0 | 0 | 0 | 0 | 0 | 0 | 0 | 0 | 0 | 0 | 0 | 0
2017-08-09 | 17-18 | 17-18 |  | 0 | 0.054644 | 0.5073 | 0.73157 | 0.22577 | 0 | 0.00030158 | 0.0026602 | 0.0031881 | 0.0010911 |  |  | 0 | 0 | 0.02279 | 0.0036299 |  | 0 | 0 | 3.1589e-05 | 5.0313e-06 | 0 | 0 | 0.02279 | 0.0036299 | 0 | 0 | 3.1589e-05 | 5.0313e-06 | 0 | 0 | 0 | 0 | 0 | 0 | 0 | 0 | 0 | 0
2017-08-10 | 17-18 | 17-18 |  | 0 | 0.27284 | 0.14527 | 0.39894 | 0.27282 | 0 | 0.0025397 | 0.00057439 | 0.0012355 | 0.0020353 |  |  | 0 | 0 | 0 | 0 |  | 0 | 0 | 0 | 0 | 0 | 0 | 0 | 0 | 0 | 0 | 0 | 0 | 0 | 0 | 0 | 0 | 0 | 0 | 0 | 0 | 0 | 0
2017-08-11 | 17-18 | 17-18 |  | 0 | 0.18631 | 0.032899 | 0.02617 | 0.13774 | 0 | 0.0032403 | 0.00051615 | 0.00014039 | 0.0023375 |  |  | 0 | 0 | 0 | 0 |  | 0 | 0 | 0 | 0 | 0 | 0 | 0 | 0 | 0 | 0 | 0 | 0 | 0 | 0 | 0 | 0 | 0 | 0 | 0 | 0 | 0 | 0
2017-08-12 | 17-18 | 17-18 |  | 0 | 0.010005 | 0.017915 | 0.0064371 | 0.010472 | 0 | 0.00012332 | 3.1763e-05 | 3.5099e-05 | 9.5409e-05 |  |  | 0 | 0 | 0 | 0 |  | 0 | 0 | 0 | 0 | 0 | 0 | 0 | 0 | 0 | 0 | 0 | 0 | 0 | 0 | 0 | 0 | 0 | 0 | 0 | 0 | 0 | 0
2017-08-13 | 17-18 | 17-18 |  | 0 | 0.34662 | 0.0055427 | 0.54216 | 0.32702 | 0 | 0.0051731 | 3.1763e-05 | 0.002712 | 0.0040165 |  |  | 0 | 0 | 0 | 0 |  | 0 | 0 | 0 | 0 | 0 | 0 | 0 | 0 | 0 | 0 | 0 | 0 | 0 | 0 | 0 | 0 | 0 | 0 | 0 | 0 | 0 | 0
2017-08-14 | 17-18 | 17-18 |  | 0 | 0.11022 | 0.0039863 | 0.065873 | 0.087328 | 0 | 0.00034681 | 1.5882e-05 | 9.8276e-05 | 0.0002579 |  |  | 0 | 0 | 0 | 0 |  | 0 | 0 | 0 | 0 | 0 | 0 | 0 | 0 | 0 | 0 | 0 | 0 | 0 | 0 | 0 | 0 | 0 | 0 | 0 | 0 | 0 | 0
2017-08-15 | 17-18 | 17-18 |  | 0 | 0.091591 | 0.39341 | 0.41968 | 0.18562 | 0 | 0.00037105 | 0.0021943 | 0.0034748 | 0.0011192 |  |  | 0 | 0 | 0 | 0 |  | 0 | 0 | 0 | 0 | 0 | 0 | 0 | 0 | 0 | 0 | 0 | 0 | 0 | 0 | 0 | 0 | 0 | 0 | 0 | 0 | 0 | 0
2017-08-16 | 17-18 | 17-18 |  | 0 | 0.54265 | 0.071835 | 1.0477 | 0.55253 | 0 | 0.0041596 | 0.0007332 | 0.0043171 | 0.0036695 |  |  | 0 | 0 | 0.076188 | 0.012135 |  | 0 | 0 | 0.00021059 | 3.3542e-05 | 0 | 0 | 0.076188 | 0.012135 | 0 | 0 | 0.00021059 | 3.3542e-05 | 0 | 0 | 0 | 0 | 0 | 0 | 0 | 0 | 0 | 0
2017-08-17 | 17-18 | 17-18 |  | 0 | 0.3508 | 1.9632 | 0.71021 | 0.63231 | 0 | 0.0021277 | 0.032944 | 0.0030583 | 0.0065981 |  |  | 0 | 0 | 0 | 0 |  | 0 | 0 | 0 | 0 | 0 | 0 | 0 | 0 | 0 | 0 | 0 | 0 | 0 | 0 | 0 | 0 | 0 | 0 | 0 | 0 | 0 | 0
2017-08-18 | 17-18 | 17-18 |  | 0 | 0.29662 | 0.16361 | 0.0043242 | 0.229 | 0 | 0.0062685 | 0.004423 | 3.5099e-05 | 0.0049665 |  |  | 0 | 0 | 0 | 0 |  | 0 | 0 | 0 | 0 | 0 | 0 | 0 | 0 | 0 | 0 | 0 | 0 | 0 | 0 | 0 | 0 | 0 | 0 | 0 | 0 | 0 | 0
2017-08-19 | 17-18 | 17-18 |  | 0 | 0.25915 | 1.2192 | 0.0042469 | 0.35169 | 0 | 0.0018429 | 0.0051007 | 3.5099e-05 | 0.0019991 |  |  | 0 | 0 | 0 | 0 |  | 0 | 0 | 0 | 0 | 0 | 0 | 0 | 0 | 0 | 0 | 0 | 0 | 0 | 0 | 0 | 0 | 0 | 0 | 0 | 0 | 0 | 0
2017-08-20 | 17-18 | 17-18 |  | 0 | 1.1587 | 1.9183 | 0.013169 | 1.0741 | 0 | 0.0096489 | 0.012888 | 0.0004633 | 0.0085659 |  |  | 0 | 0 | 0 | 0 |  | 0 | 0 | 0 | 0 | 0 | 0 | 0 | 0 | 0 | 0 | 0 | 0 | 0 | 0 | 0 | 0 | 0 | 0 | 0 | 0 | 0 | 0
2017-08-21 | 17-18 | 17-18 |  | 0 | 0.42091 | 5.0676 | 2.0904 | 1.3378 | 0 | 0.0025268 | 0.015069 | 0.007958 | 0.0051379 |  |  | 0 | 0 | 0 | 0 |  | 0 | 0 | 0 | 0 | 0 | 0 | 0 | 0 | 0 | 0 | 0 | 0 | 0 | 0 | 0 | 0 | 0 | 0 | 0 | 0 | 0 | 0
2017-08-22 | 17-18 | 17-18 |  | 0 | 0.73605 | 0.0024378 | 0.054887 | 0.51847 | 0 | 0.0028887 | 1.5882e-05 | 0.00018251 | 0.0020304 |  |  | 0 | 0 | 0 | 0 |  | 0 | 0 | 0 | 0 | 0 | 0 | 0 | 0 | 0 | 0 | 0 | 0 | 0 | 0 | 0 | 0 | 0 | 0 | 0 | 0 | 0 | 0
2017-08-23 | 17-18 | 17-18 |  | 0 | 0.59043 | 0.076145 | 0.48786 | 0.49703 | 0 | 0.0088308 | 0.0004288 | 0.0057421 | 0.0070863 |  |  | 0 | 0 | 0 | 0 |  | 0 | 0 | 0 | 0 | 0 | 0 | 0 | 0 | 0 | 0 | 0 | 0 | 0 | 0 | 0 | 0 | 0 | 0 | 0 | 0 | 0 | 0
2017-08-24 | 17-18 | 17-18 |  | 0 | 0.17186 | 1.4258 | 0.89358 | 0.46201 | 0 | 0.00056438 | 0.012928 | 0.0072093 | 0.0033591 |  |  | 0 | 0 | 0 | 0 |  | 0 | 0 | 0 | 0 | 0 | 0 | 0 | 0 | 0 | 0 | 0 | 0 | 0 | 0 | 0 | 0 | 0 | 0 | 0 | 0 | 0 | 0
2017-08-25 | 17-18 | 17-18 |  | 0 | 0.1767 | 0.0043595 | 0.83911 | 0.25655 | 0 | 0.00052722 | 5.5586e-05 | 0.0073637 | 0.0015455 |  |  | 0 | 0 | 0 | 0 |  | 0 | 0 | 0 | 0 | 0 | 0 | 0 | 0 | 0 | 0 | 0 | 0 | 0 | 0 | 0 | 0 | 0 | 0 | 0 | 0 | 0 | 0
2017-08-26 | 17-18 | 17-18 |  | 0 | 0.080014 | 0.0056883 | 1.072 | 0.22692 | 0 | 0.00028542 | 0.0056883 | 0.0017479 | 0.0012768 |  |  | 0 | 0 | 0 | 0 |  | 0 | 0 | 0 | 0 | 0 | 0 | 0 | 0 | 0 | 0 | 0 | 0 | 0 | 0 | 0 | 0 | 0 | 0 | 0 | 0 | 0 | 0
2017-08-27 | 17-18 | 17-18 |  | 0 | 0.83519 | 0.32469 | 4.1764 | 1.2889 | 0 | 0.0048118 | 0.0016438 | 0.020448 | 0.0068184 |  |  | 0 | 0 | 0 | 0 |  | 0 | 0 | 0 | 0 | 0 | 0 | 0 | 0 | 0 | 0 | 0 | 0 | 0 | 0 | 0 | 0 | 0 | 0 | 0 | 0 | 0 | 0
2017-08-28 | 17-18 | 17-18 |  | 0 | 0.29523 | 0.013746 | 0.26655 | 0.24871 | 0 | 0.0038527 | 0.00018264 | 0.0019164 | 0.0029972 |  |  | 0 | 0 | 0 | 0 |  | 0 | 0 | 0 | 0 | 0 | 0 | 0 | 0 | 0 | 0 | 0 | 0 | 0 | 0 | 0 | 0 | 0 | 0 | 0 | 0 | 0 | 0
2017-08-29 | 17-18 | 17-18 |  | 0 | 0.26167 | 0.05044 | 0.051553 | 0.1964 | 0 | 0.0031122 | 0.00047645 | 0.00029717 | 0.0022682 |  |  | 0 | 0 | 0 | 0 |  | 0 | 0 | 0 | 0 | 0 | 0 | 0 | 0 | 0 | 0 | 0 | 0 | 0 | 0 | 0 | 0 | 0 | 0 | 0 | 0 | 0 | 0
2017-08-30 | 17-18 | 17-18 |  | 0 | 0.058039 | 0 | 0.21841 | 0.074953 | 0 | 0.0029059 | 0 | 0.0009617 | 0.0021642 |  |  | 0 | 0 | 0 | 0 |  | 0 | 0 | 0 | 0 | 0 | 0 | 0 | 0 | 0 | 0 | 0 | 0 | 0 | 0 | 0 | 0 | 0 | 0 | 0 | 0 | 0 | 0
2017-08-31 | 17-18 | 17-18 |  | 0 | 0.05797 | 0.0041451 | 0.05282 | 0.049114 | 0 | 0.00062308 | 2.3822e-05 | 0.00029015 | 0.00048077 |  |  | 0 | 0 | 0.011745 | 0.0018708 |  | 0 | 0 | 6.3178e-05 | 1.0063e-05 | 0 | 0 | 0.011745 | 0.0018708 | 0 | 0 | 6.3178e-05 | 1.0063e-05 | 0 | 0 | 0 | 0 | 0 | 0 | 0 | 0 | 0 | 0
2017-09-01 | 17-18 | 17-18 |  | 0 | 0.041516 | 0.49448 | 0.52418 | 0.18184 | 0 | 0.00012602 | 0.0038751 | 0.004846 | 0.0014047 |  |  | 0 | 0 | 0 | 0 |  | 0 | 0 | 0 | 0 | 0 | 0 | 0 | 0 | 0 | 0 | 0 | 0 | 0 | 0 | 0 | 0 | 0 | 0 | 0 | 0 | 0 | 0
2017-09-02 | 17-18 | 17-18 |  | 0 | 1.3329 | 0.88983 | 0.61819 | 1.1462 | 0 | 0.0079923 | 0.0026761 | 0.0012144 | 0.0061013 |  |  | 0 | 0 | 0 | 0 |  | 0 | 0 | 0 | 0 | 0 | 0 | 0 | 0 | 0 | 0 | 0 | 0 | 0 | 0 | 0 | 0 | 0 | 0 | 0 | 0 | 0 | 0
2017-09-03 | 17-18 | 17-18 |  | 0 | 1.6143 | 0.70924 | 4.987 | 2.0113 | 0 | 0.0096236 | 0.0032822 | 0.020589 | 0.010401 |  |  | 0 | 0 | 0 | 0 |  | 0 | 0 | 0 | 0 | 0 | 0 | 0 | 0 | 0 | 0 | 0 | 0 | 0 | 0 | 0 | 0 | 0 | 0 | 0 | 0 | 0 | 0
2017-09-04 | 17-18 | 17-18 |  | 0 | 0.19618 | 1.8676 | 7.3513 | 1.5696 | 0 | 0.0027438 | 0.018478 | 0.025507 | 0.0085633 |  |  | 0 | 0 | 0 | 0 |  | 0 | 0 | 0 | 0 | 0 | 0 | 0 | 0 | 0 | 0 | 0 | 0 | 0 | 0 | 0 | 0 | 0 | 0 | 0 | 0 | 0 | 0
2017-09-05 | 17-18 | 17-18 |  | 0 | 0.50707 | 2.3995 | 0.37881 | 0.74911 | 0 | 0.0050757 | 0.017507 | 0.0010904 | 0.0061513 |  |  | 0 | 0 | 0 | 0 |  | 0 | 0 | 0 | 0 | 0 | 0 | 0 | 0 | 0 | 0 | 0 | 0 | 0 | 0 | 0 | 0 | 0 | 0 | 0 | 0 | 0 | 0
2017-09-06 | 17-18 | 17-18 |  | 0 | 0.24412 | 0.44943 | 0.21279 | 0.26612 | 0 | 0.0015731 | 0.0064241 | 0.0072514 | 0.0031481 |  |  | 0 | 0 | 0 | 0 |  | 0 | 0 | 0 | 0 | 0 | 0 | 0 | 0 | 0 | 0 | 0 | 0 | 0 | 0 | 0 | 0 | 0 | 0 | 0 | 0 | 0 | 0
2017-09-07 | 17-18 | 17-18 |  | 0 | 0.11021 | 0.007782 | 0.42689 | 0.14536 | 0 | 0.00048414 | 3.1763e-05 | 0.010495 | 0.002011 |  |  | 0 | 0 | 0 | 0 |  | 0 | 0 | 0 | 0 | 0 | 0 | 0 | 0 | 0 | 0 | 0 | 0 | 0 | 0 | 0 | 0 | 0 | 0 | 0 | 0 | 0 | 0
2017-09-08 | 17-18 | 17-18 |  | 0 | 0.052389 | 0.053164 | 0.18562 | 0.073306 | 0 | 0.00022511 | 0.0050424 | 0.0042399 | 0.0015411 |  |  | 0 | 0 | 0 | 0 |  | 0 | 0 | 0 | 0 | 0 | 0 | 0 | 0 | 0 | 0 | 0 | 0 | 0 | 0 | 0 | 0 | 0 | 0 | 0 | 0 | 0 | 0
2017-09-09 | 17-18 | 17-18 |  | 0 | 0.037732 | 0.05512 | 0.43599 | 0.10332 | 0 | 0.00022134 | 0.00023822 | 0.0033625 | 0.00072228 |  |  | 0 | 0 | 0 | 0 |  | 0 | 0 | 0 | 0 | 0 | 0 | 0 | 0 | 0 | 0 | 0 | 0 | 0 | 0 | 0 | 0 | 0 | 0 | 0 | 0 | 0 | 0
2017-09-10 | 17-18 | 17-18 |  | 0 | 0.054339 | 0.3299 | 0.037401 | 0.090012 | 0 | 0.00040928 | 0.0015696 | 7.0197e-05 | 0.00051543 |  |  | 0 | 0 | 0 | 0 |  | 0 | 0 | 0 | 0 | 0 | 0 | 0 | 0 | 0 | 0 | 0 | 0 | 0 | 0 | 0 | 0 | 0 | 0 | 0 | 0 | 0 | 0
2017-09-11 | 17-18 | 17-18 |  | 12.7129 | 0.108 | 0.015217 | 0.035024 | 0.18256 | 0.065464 | 0.00044321 | 0.00018529 | 0.00017315 | 0.00087582 |  |  | 0 | 0 | 0 | 0 |  | 0 | 0 | 0 | 0 | 0 | 0 | 0 | 0 | 0 | 0 | 0 | 0 | 0 | 0 | 0 | 0 | 0 | 0 | 0 | 0 | 0 | 0
2017-09-12 | 17-18 | 17-18 |  | 0 | 0.13802 | 0.002017 | 0.060379 | 0.10542 | 0 | 0.00057192 | 7.9408e-06 | 0.00045394 | 0.00046922 |  |  | 0 | 0 | 0 | 0 |  | 0 | 0 | 0 | 0 | 0 | 0 | 0 | 0 | 0 | 0 | 0 | 0 | 0 | 0 | 0 | 0 | 0 | 0 | 0 | 0 | 0 | 0
2017-09-13 | 17-18 | 17-18 |  | 0.0595 | 0.81831 | 0.0016279 | 1.1121 | 0.74413 | 0.00014201 | 0.0079401 | 1.5882e-05 | 0.0046014 | 0.0062312 |  |  | 0 | 0 | 0.34887 | 0.055566 |  | 0 | 0 | 0.0014566 | 0.000232 | 0 | 0 | 0.34887 | 0.055566 | 0 | 0 | 0.0014566 | 0.000232 | 0 | 0 | 0 | 0 | 0 | 0 | 0 | 0 | 0 | 0
2017-09-14 | 17-18 | 17-18 |  | 0 | 0.14382 | 0 | 0.088217 | 0.11358 | 0 | 0.0024315 | 0 | 0.00044926 | 0.0017543 |  |  | 0 | 0 | 0 | 0 |  | 0 | 0 | 0 | 0 | 0 | 0 | 0 | 0 | 0 | 0 | 0 | 0 | 0 | 0 | 0 | 0 | 0 | 0 | 0 | 0 | 0 | 0
2017-09-15 | 17-18 | 17-18 |  | 0 | 0.020339 | 0.12855 | 0.078059 | 0.044609 | 0 | 0.00020518 | 0.0013579 | 0.00033227 | 0.00038611 |  |  | 0 | 0 | 0 | 0 |  | 0 | 0 | 0 | 0 | 0 | 0 | 0 | 0 | 0 | 0 | 0 | 0 | 0 | 0 | 0 | 0 | 0 | 0 | 0 | 0 | 0 | 0
2017-09-16 | 17-18 | 17-18 |  | 0 | 0.13321 | 0 | 1.1187 | 0.27037 | 0 | 0.0027756 | 0 | 0.0062031 | 0.0029089 |  |  | 0 | 0 | 0 | 0 |  | 0 | 0 | 0 | 0 | 0 | 0 | 0 | 0 | 0 | 0 | 0 | 0 | 0 | 0 | 0 | 0 | 0 | 0 | 0 | 0 | 0 | 0
2017-09-17 | 17-18 | 17-18 |  | 0 | 0.024036 | 0.002414 | 0.54567 | 0.10389 | 0 | 0.00052291 | 1.5882e-05 | 0.00058966 | 0.00045804 |  |  | 0 | 0 | 0 | 0 |  | 0 | 0 | 0 | 0 | 0 | 0 | 0 | 0 | 0 | 0 | 0 | 0 | 0 | 0 | 0 | 0 | 0 | 0 | 0 | 0 | 0 | 0
2017-09-18 | 17-18 | 17-18 |  | 0 | 0.33248 | 0.28232 | 1.9636 | 0.58261 | 0 | 0.0013469 | 0.008052 | 0.011295 | 0.0038648 |  |  | 0 | 0 | 0 | 0 |  | 0 | 0 | 0 | 0 | 0 | 0 | 0 | 0 | 0 | 0 | 0 | 0 | 0 | 0 | 0 | 0 | 0 | 0 | 0 | 0 | 0 | 0
2017-09-19 | 17-18 | 17-18 |  | 0 | 0.026308 | 0.0012626 | 0.09347 | 0.033272 | 0 | 0.0002041 | 7.9408e-06 | 0.00049606 | 0.00022138 |  |  | 0 | 0 | 0 | 0 |  | 0 | 0 | 0 | 0 | 0 | 0 | 0 | 0 | 0 | 0 | 0 | 0 | 0 | 0 | 0 | 0 | 0 | 0 | 0 | 0 | 0 | 0
2017-09-20 | 17-18 | 17-18 |  | 0 | 0.24958 | 1.7085 | 0.16284 | 0.43921 | 0 | 0.0090263 | 0.011257 | 0.00029483 | 0.0078787 |  |  | 0 | 0 | 0 | 0 |  | 0 | 0 | 0 | 0 | 0 | 0 | 0 | 0 | 0 | 0 | 0 | 0 | 0 | 0 | 0 | 0 | 0 | 0 | 0 | 0 | 0 | 0
2017-09-21 | 17-18 | 17-18 |  | 0.37631 | 0.031086 | 0.0071626 | 0.068868 | 0.036453 | 0.0025088 | 0.00029242 | 4.4998e-05 | 0.00017783 | 0.00025678 |  |  | 0 | 0 | 0 | 0 |  | 0 | 0 | 0 | 0 | 0 | 0 | 0 | 0 | 0 | 0 | 0 | 0 | 0 | 0 | 0 | 0 | 0 | 0 | 0 | 0 | 0 | 0
2017-09-22 | 17-18 | 17-18 |  | 0 | 0.076858 | 0.038862 | 0.079 | 0.071244 | 0 | 0.00026119 | 0.00027528 | 0.00019655 | 0.00025082 |  |  | 0 | 0 | 0 | 0 |  | 0 | 0 | 0 | 0 | 0 | 0 | 0 | 0 | 0 | 0 | 0 | 0 | 0 | 0 | 0 | 0 | 0 | 0 | 0 | 0 | 0 | 0
2017-09-23 | 17-18 | 17-18 |  | 0 | 0.37263 | 0.40009 | 0.25078 | 0.35416 | 0 | 0.0064581 | 0.0045289 | 0.0016075 | 0.005363 |  |  | 0 | 0 | 0 | 0 |  | 0 | 0 | 0 | 0 | 0 | 0 | 0 | 0 | 0 | 0 | 0 | 0 | 0 | 0 | 0 | 0 | 0 | 0 | 0 | 0 | 0 | 0
2017-09-24 | 17-18 | 17-18 |  | 0 | 0.02143 | 1.9013 | 1.5581 | 0.53072 | 0 | 0.00031181 | 0.011305 | 0.0081686 | 0.0031086 |  |  | 0 | 0 | 0 | 0 |  | 0 | 0 | 0 | 0 | 0 | 0 | 0 | 0 | 0 | 0 | 0 | 0 | 0 | 0 | 0 | 0 | 0 | 0 | 0 | 0 | 0 | 0
2017-09-25 | 17-18 | 17-18 |  | 0 | 0.057364 | 0.67749 | 0.050743 | 0.14317 | 0 | 0.0020965 | 0.0032954 | 0.00030653 | 0.0019637 |  |  | 0 | 0 | 0 | 0 |  | 0 | 0 | 0 | 0 | 0 | 0 | 0 | 0 | 0 | 0 | 0 | 0 | 0 | 0 | 0 | 0 | 0 | 0 | 0 | 0 | 0 | 0
2017-09-26 | 17-18 | 17-18 |  | 0 | 0.081282 | 0.14096 | 0.035197 | 0.081704 | 0 | 0.00047122 | 0.00085761 | 0.00011934 | 0.00046586 |  |  | 0 | 0.0048332 | 0 | 0.00068052 |  | 0 | 0 | 0 | 0 | 0 | 0.0048332 | 0 | 0.00068052 | 0 | 0 | 0 | 0 | 0 | 0 | 0 | 0 | 0 | 0 | 0 | 0 | 0 | 0
2017-09-27 | 17-18 | 17-18 |  | 0 | 0.015432 | 0.048357 | 0.0027237 | 0.017922 | 0 | 0.0030115 | 0.00020117 | 2.8079e-05 | 0.0021169 |  |  | 0 | 0 | 0 | 0 |  | 0 | 0 | 0 | 0 | 0 | 0 | 0 | 0 | 0 | 0 | 0 | 0 | 0 | 0 | 0 | 0 | 0 | 0 | 0 | 0 | 0 | 0
2017-09-28 | 17-18 | 17-18 |  | 0 | 0.12577 | 0.0058286 | 0.07754 | 0.10021 | 0 | 0.018258 | 3.9704e-05 | 0.00021761 | 0.012676 |  |  | 0 | 0 | 0 | 0 |  | 0 | 0 | 0 | 0 | 0 | 0 | 0 | 0 | 0 | 0 | 0 | 0 | 0 | 0 | 0 | 0 | 0 | 0 | 0 | 0 | 0 | 0
2017-09-29 | 17-18 | 17-18 |  | 0 | 0.32248 | 0.95442 | 1.146 | 0.54008 | 0 | 0.0015914 | 0.004971 | 0.019849 | 0.0049628 |  |  | 0 | 0 | 0 | 0 |  | 0 | 0 | 0 | 0 | 0 | 0 | 0 | 0 | 0 | 0 | 0 | 0 | 0 | 0 | 0 | 0 | 0 | 0 | 0 | 0 | 0 | 0
2017-09-30 | 17-18 | 17-18 |  | 0 | 0.48208 | 0 | 0.70741 | 0.4463 | 0 | 0.0041462 | 0 | 0.00070899 | 0.0029823 |  |  | 0 | 0 | 0 | 0 |  | 0 | 0 | 0 | 0 | 0 | 0 | 0 | 0 | 0 | 0 | 0 | 0 | 0 | 0 | 0 | 0 | 0 | 0 | 0 | 0 | 0 | 0
2017-10-01 | 17-18 | 17-18 |  | 0 | 0.052458 | 0.00088937 | 0.0013899 | 0.03665 | 0 | 0.0029619 | 7.9408e-06 | 1.4039e-05 | 0.0020532 |  |  | 0 | 0 | 0 | 0 |  | 0 | 0 | 0 | 0 | 0 | 0 | 0 | 0 | 0 | 0 | 0 | 0 | 0 | 0 | 0 | 0 | 0 | 0 | 0 | 0 | 0 | 0
2017-10-02 | 17-18 | 17-18 |  | 0 | 0.00040875 | 0.017202 | 0.0027237 | 0.0031388 | 0 | 1.6156e-06 | 9.2643e-05 | 7.0197e-06 | 1.528e-05 |  |  | 0 | 0 | 0 | 0 |  | 0 | 0 | 0 | 0 | 0 | 0 | 0 | 0 | 0 | 0 | 0 | 0 | 0 | 0 | 0 | 0 | 0 | 0 | 0 | 0 | 0 | 0
2017-10-03 | 17-18 | 17-18 |  | 0.0055382 | 0.09427 | 0 | 0.00026207 | 0.065325 | 0.00014201 | 0.0015801 | 0 | 9.3596e-06 | 0.0010961 |  |  | 0 | 0 | 0 | 0 |  | 0 | 0 | 0 | 0 | 0 | 0 | 0 | 0 | 0 | 0 | 0 | 0 | 0 | 0 | 0 | 0 | 0 | 0 | 0 | 0 | 0 | 0
2017-10-04 | 17-18 | 17-18 |  | 0.3286 | 0.36029 | 0.0011355 | 0.10024 | 0.26805 | 0.0022721 | 0.0064381 | 7.9408e-06 | 0.00042118 | 0.0045416 |  |  | 0 | 0 | 0 | 0 |  | 0 | 0 | 0 | 0 | 0 | 0 | 0 | 0 | 0 | 0 | 0 | 0 | 0 | 0 | 0 | 0 | 0 | 0 | 0 | 0 | 0 | 0
2017-10-05 | 17-18 | 17-18 |  | 0 | 0.018398 | 0.0068873 | 0.033625 | 0.019058 | 0 | 0.00012979 | 4.2351e-05 | 9.8276e-05 | 0.00011143 |  |  | 0 | 0 | 0 | 0 |  | 0 | 0 | 0 | 0 | 0 | 0 | 0 | 0 | 0 | 0 | 0 | 0 | 0 | 0 | 0 | 0 | 0 | 0 | 0 | 0 | 0 | 0
2017-10-06 | 17-18 | 17-18 |  | 0 | 0.027998 | 0.48521 | 0.075406 | 0.099704 | 0 | 0.00041521 | 0.004423 | 0.00033695 | 0.00096378 |  |  | 0 | 0 | 0 | 0 |  | 0 | 0 | 0 | 0 | 0 | 0 | 0 | 0 | 0 | 0 | 0 | 0 | 0 | 0 | 0 | 0 | 0 | 0 | 0 | 0 | 0 | 0
2017-10-07 | 17-18 | 17-18 |  | 0 | 0.11495 | 0.023611 | 0.85625 | 0.21926 | 0 | 0.001223 | 0.00021705 | 0.005707 | 0.0017859 |  |  | 0.041385 | 0 | 0 | 0.02864 |  | 0.00056384 | 0 | 0 | 0.00039021 | 0.041385 | 0 | 0 | 0.02864 | 0.00056384 | 0 | 0 | 0.00039021 | 0 | 0 | 0 | 0 | 0 | 0 | 0 | 0 | 0 | 0
2017-10-08 | 17-18 | 17-18 |  | 0.73899 | 0.084897 | 0.003351 | 0 | 0.065043 | 0.0075263 | 0.00034358 | 1.5882e-05 | 0 | 0.00029927 |  |  | 0 | 0 | 0 | 0 |  | 0 | 0 | 0 | 0 | 0 | 0 | 0 | 0 | 0 | 0 | 0 | 0 | 0 | 0 | 0 | 0 | 0 | 0 | 0 | 0 | 0 | 0
2017-10-09 | 17-18 | 17-18 |  | 0 | 0.041445 | 0.0029778 | 0.11739 | 0.047799 | 0 | 0.00037697 | 2.3822e-05 | 0.00064114 | 0.00036636 |  |  | 0 | 0 | 0 | 0 |  | 0 | 0 | 0 | 0 | 0 | 0 | 0 | 0 | 0 | 0 | 0 | 0 | 0 | 0 | 0 | 0 | 0 | 0 | 0 | 0 | 0 | 0
2017-10-10 | 17-18 | 17-18 |  | 0 | 0.45917 | 0.041459 | 1.2332 | 0.52002 | 0 | 0.0046621 | 0.00035734 | 0.0093854 | 0.0047716 |  |  | 0 | 0 | 0 | 0 |  | 0 | 0 | 0 | 0 | 0 | 0 | 0 | 0 | 0 | 0 | 0 | 0 | 0 | 0 | 0 | 0 | 0 | 0 | 0 | 0 | 0 | 0
2017-10-11 | 17-18 | 17-18 |  | 0 | 0.067082 | 0.053442 | 1.4495 | 0.28482 | 0 | 0.00037482 | 0.00020381 | 0.009885 | 0.0018625 |  |  | 0 | 0 | 0.16237 | 0.025861 |  | 0 | 0 | 0.00067038 | 0.00010678 | 0 | 0 | 0.16237 | 0.025861 | 0 | 0 | 0.00067038 | 0.00010678 | 0 | 0 | 0 | 0 | 0 | 0 | 0 | 0 | 0 | 0
2017-10-12 | 17-18 | 17-18 |  | 0 | 0.03997 | 0.028206 | 0.0045769 | 0.032362 | 0 | 0.00040551 | 0.0001694 | 2.1059e-05 | 0.00030784 |  |  | 0 | 0 | 0 | 0 |  | 0 | 0 | 0 | 0 | 0 | 0 | 0 | 0 | 0 | 0 | 0 | 0 | 0 | 0 | 0 | 0 | 0 | 0 | 0 | 0 | 0 | 0
2017-10-13 | 17-18 | 17-18 |  | 0 | 0.016976 | 0.22609 | 0.049348 | 0.051442 | 0 | 0.00012009 | 0.006043 | 0.00030419 | 0.00098241 |  |  | 0 | 0 | 0.0011164 | 0.00017782 |  | 0 | 0 | 0 | 0 | 0 | 0 | 0.0011164 | 0.00017782 | 0 | 0 | 0 | 0 | 0 | 0 | 0 | 0 | 0 | 0 | 0 | 0 | 0 | 0
2017-10-14 | 17-18 | 17-18 |  | 0 | 0.0065706 | 0.0053362 | 0.0099048 | 0.0068761 | 0 | 6.8394e-05 | 6.3527e-05 | 5.6158e-05 | 6.5221e-05 |  |  | 0 | 0 | 0 | 0 |  | 0 | 0 | 0 | 0 | 0 | 0 | 0 | 0 | 0 | 0 | 0 | 0 | 0 | 0 | 0 | 0 | 0 | 0 | 0 | 0 | 0 | 0
2017-10-15 | 17-18 | 17-18 |  | 0 | 0.035107 | 0.029254 | 0.0086062 | 0.029786 | 0 | 0.00038667 | 0.00020646 | 2.1059e-05 | 0.00030002 |  |  | 0 | 0 | 0 | 0 |  | 0 | 0 | 0 | 0 | 0 | 0 | 0 | 0 | 0 | 0 | 0 | 0 | 0 | 0 | 0 | 0 | 0 | 0 | 0 | 0 | 0 | 0
2017-10-16 | 17-18 | 17-18 |  | 0 | 0.3146 | 0.027343 | 1.093 | 0.39565 | 0 | 0.0066961 | 0.00016411 | 0.0022604 | 0.0050172 |  |  | 0 | 0 | 0.53142 | 0.084642 |  | 0 | 0 | 0.0011302 | 0.00018001 | 0 | 0 | 0.53142 | 0.084642 | 0 | 0 | 0.0011302 | 0.00018001 | 0 | 0 | 0 | 0 | 0 | 0 | 0 | 0 | 0 | 0
2017-10-17 | 17-18 | 17-18 |  | 0 | 0.47643 | 0.058437 | 0.64557 | 0.44077 | 0 | 0.0037191 | 0.00040498 | 0.0033461 | 0.0031638 |  |  | 0 | 0 | 0 | 0 |  | 0 | 0 | 0 | 0 | 0 | 0 | 0 | 0 | 0 | 0 | 0 | 0 | 0 | 0 | 0 | 0 | 0 | 0 | 0 | 0 | 0 | 0
2017-10-18 | 17-18 | 17-18 |  | 0 | 0.059142 | 0.14166 | 1.9883 | 0.37757 | 0 | 0.00034251 | 0.00044469 | 0.0047102 | 0.0010499 |  |  | 0 | 0 | 0 | 0 |  | 0 | 0 | 0 | 0 | 0 | 0 | 0 | 0 | 0 | 0 | 0 | 0 | 0 | 0 | 0 | 0 | 0 | 0 | 0 | 0 | 0 | 0
2017-10-19 | 17-18 | 17-18 |  | 0 | 0.018563 | 0.094681 | 0 | 0.026178 | 0 | 0.00021649 | 0.00035469 | 0 | 0.00019976 |  |  | 0 | 0 | 0 | 0 |  | 0 | 0 | 0 | 0 | 0 | 0 | 0 | 0 | 0 | 0 | 0 | 0 | 0 | 0 | 0 | 0 | 0 | 0 | 0 | 0 | 0 | 0
2017-10-20 | 17-18 | 17-18 |  | 0 | 0.030063 | 0.0041928 | 1.1046 | 0.19733 | 0 | 0.00025688 | 7.9408e-06 | 0.0086167 | 0.0015513 |  |  | 0 | 0 | 0.30187 | 0.04808 |  | 0 | 0 | 0.0026289 | 0.00041872 | 0 | 0 | 0.30187 | 0.04808 | 0 | 0 | 0.0026289 | 0.00041872 | 0 | 0 | 0 | 0 | 0 | 0 | 0 | 0 | 0 | 0
2017-10-21 | 17-18 | 17-18 |  | 0 | 0.72129 | 0.61574 | 0.50765 | 0.66672 | 0 | 0.0069029 | 0.0068926 | 0.0030185 | 0.0062284 |  |  | 0 | 0 | 0.03133 | 0.0049901 |  | 0 | 0 | 0.00012636 | 2.0125e-05 | 0 | 0 | 0.03133 | 0.0049901 | 0 | 0 | 0.00012636 | 2.0125e-05 | 0 | 0 | 0 | 0 | 0 | 0 | 0 | 0 | 0 | 0
2017-10-22 | 17-18 | 17-18 |  | 0 | 0.13409 | 0.54755 | 0.030753 | 0.17479 | 0 | 0.0027831 | 0.0028666 | 0.00021761 | 0.0023644 |  |  | 0 | 0 | 0 | 0 |  | 0 | 0 | 0 | 0 | 0 | 0 | 0 | 0 | 0 | 0 | 0 | 0 | 0 | 0 | 0 | 0 | 0 | 0 | 0 | 0 | 0 | 0
2017-10-23 | 17-18 | 17-18 |  | 0 | 0.0081868 | 0.014357 | 0.0009968 | 0.0078459 | 0 | 3.662e-05 | 0.00011117 | 7.0197e-06 | 4.2114e-05 |  |  | 0 | 0 | 0 | 0 |  | 0 | 0 | 0 | 0 | 0 | 0 | 0 | 0 | 0 | 0 | 0 | 0 | 0 | 0 | 0 | 0 | 0 | 0 | 0 | 0 | 0 | 0
2017-10-24 | 17-18 | 17-18 |  | 0 | 0.050156 | 0.010048 | 0.24408 | 0.075001 | 0 | 0.0005073 | 6.088e-05 | 0.00076866 | 0.00048208 |  |  | 0 | 0 | 0.075624 | 0.012045 |  | 0 | 0 | 0.00020006 | 3.1865e-05 | 0 | 0 | 0.075624 | 0.012045 | 0 | 0 | 0.00020006 | 3.1865e-05 | 0 | 0 | 0 | 0 | 0 | 0 | 0 | 0 | 0 | 0
2017-10-25 | 17-18 | 17-18 |  | 0 | 2.5318 | 0.029484 | 0.85074 | 1.8918 | 0 | 0.014405 | 0.00040498 | 0.0065003 | 0.011061 |  |  | 0 | 0 | 0 | 0 |  | 0 | 0 | 0 | 0 | 0 | 0 | 0 | 0 | 0 | 0 | 0 | 0 | 0 | 0 | 0 | 0 | 0 | 0 | 0 | 0 | 0 | 0
2017-10-26 | 17-18 | 17-18 |  | 0 | 0.024445 | 0.091558 | 0.57292 | 0.12106 | 0 | 0.00014433 | 0.00060615 | 0.0020287 | 0.00050835 |  |  | 0 | 0 | 0 | 0 |  | 0 | 0 | 0 | 0 | 0 | 0 | 0 | 0 | 0 | 0 | 0 | 0 | 0 | 0 | 0 | 0 | 0 | 0 | 0 | 0 | 0 | 0
2017-10-27 | 17-18 | 17-18 |  | 0 | 0.063987 | 0.93898 | 1.9252 | 0.48312 | 0 | 0.00037374 | 0.005773 | 0.005087 | 0.0018817 |  |  | 0 | 0 | 0 | 0 |  | 0 | 0 | 0 | 0 | 0 | 0 | 0 | 0 | 0 | 0 | 0 | 0 | 0 | 0 | 0 | 0 | 0 | 0 | 0 | 0 | 0 | 0
2017-10-28 | 17-18 | 17-18 |  | 0.021727 | 0.18356 | 0.71187 | 0.10685 | 0.24445 | 0.00014201 | 0.00053422 | 0.0037878 | 0.00072303 | 0.0010193 |  |  | 0 | 0 | 0 | 0 |  | 0 | 0 | 0 | 0 | 0 | 0 | 0 | 0 | 0 | 0 | 0 | 0 | 0 | 0 | 0 | 0 | 0 | 0 | 0 | 0 | 0 | 0
2017-10-29 | 17-18 | 17-18 |  | 0 | 1.1019 | 1.445 | 2.723 | 1.3997 | 0 | 0.012501 | 0.010657 | 0.020436 | 0.013407 |  |  | 0 | 0 | 0.44065 | 0.070185 |  | 0 | 0 | 0.0048986 | 0.00078023 | 0 | 0 | 0.44065 | 0.070185 | 0 | 0 | 0.0048986 | 0.00078023 | 0 | 0 | 0 | 0 | 0 | 0 | 0 | 0 | 0 | 0
2017-10-30 | 17-18 | 17-18 |  | 0 | 1.2696 | 0.073058 | 1.3021 | 1.0963 | 0 | 0.0085659 | 0.00033616 | 0.0060393 | 0.0069373 |  |  | 0 | 0 | 0 | 0 |  | 0 | 0 | 0 | 0 | 0 | 0 | 0 | 0 | 0 | 0 | 0 | 0 | 0 | 0 | 0 | 0 | 0 | 0 | 0 | 0 | 0 | 0
2017-10-31 | 17-18 | 17-18 |  | 0 | 0.020966 | 0.0069562 | 0.034334 | 0.020957 | 0 | 0.00017879 | 0.00011117 | 0.0019304 | 0.00044686 |  |  | 0 | 0 | 0 | 0 |  | 0 | 0 | 0 | 0 | 0 | 0 | 0 | 0 | 0 | 0 | 0 | 0 | 0 | 0 | 0 | 0 | 0 | 0 | 0 | 0 | 0 | 0
2017-11-01 | 17-18 | 17-18 |  | 5.2349 | 0.16235 | 0.37122 | 0.84423 | 0.3403 | 0.031809 | 0.00047498 | 0.0018343 | 0.0052648 | 0.001676 |  |  | 0 | 0 | 0 | 0 |  | 0 | 0 | 0 | 0 | 0 | 0 | 0 | 0 | 0 | 0 | 0 | 0 | 0 | 0 | 0 | 0 | 0 | 0 | 0 | 0 | 0 | 0
2017-11-02 | 17-18 | 17-18 |  | 0 | 0.048905 | 0.18042 | 6.3178e-05 | 0.059257 | 0 | 0.0012946 | 0.0012705 | 2.1059e-05 | 0.0010782 |  |  | 0 | 0 | 0 | 0 |  | 0 | 0 | 0 | 0 | 0 | 0 | 0 | 0 | 0 | 0 | 0 | 0 | 0 | 0 | 0 | 0 | 0 | 0 | 0 | 0 | 0 | 0
2017-11-03 | 17-18 | 17-18 |  | 0 | 0.76613 | 0 | 0.15946 | 0.5556 | 0 | 0.010293 | 0 | 0.0017245 | 0.0073979 |  |  | 0 | 0 | 0 | 0 |  | 0 | 0 | 0 | 0 | 0 | 0 | 0 | 0 | 0 | 0 | 0 | 0 | 0 | 0 | 0 | 0 | 0 | 0 | 0 | 0 | 0 | 0
2017-11-04 | 17-18 | 17-18 |  | 0 | 0.34361 | 0.0057465 | 0.27833 | 0.28293 | 0 | 0.0028838 | 4.2351e-05 | 0.0010354 | 0.0021666 |  |  | 0 | 0 | 0.057204 | 0.0091112 |  | 0 | 0 | 0.00029834 | 4.7518e-05 | 0 | 0 | 0.057204 | 0.0091112 | 0 | 0 | 0.00029834 | 4.7518e-05 | 0 | 0 | 0 | 0 | 0 | 0 | 0 | 0 | 0 | 0
2017-11-05 | 17-18 | 17-18 |  | 0 | 0.69941 | 0.040371 | 0.88417 | 0.63054 | 0 | 0.010241 | 0.00040763 | 0.0072022 | 0.008292 |  |  | 0 | 0 | 0 | 0 |  | 0 | 0 | 0 | 0 | 0 | 0 | 0 | 0 | 0 | 0 | 0 | 0 | 0 | 0 | 0 | 0 | 0 | 0 | 0 | 0 | 0 | 0
2017-11-06 | 17-18 | 17-18 |  | 0 | 0.011266 | 0.0067179 | 0.74098 | 0.12676 | 0 | 0.00044752 | 3.7057e-05 | 0.0077428 | 0.0015482 |  |  | 0 | 0 | 0 | 0 |  | 0 | 0 | 0 | 0 | 0 | 0 | 0 | 0 | 0 | 0 | 0 | 0 | 0 | 0 | 0 | 0 | 0 | 0 | 0 | 0 | 0 | 0
2017-11-07 | 17-18 | 17-18 |  | 0 | 0.33716 | 1.2218 | 0.61122 | 0.50272 | 0 | 0.0041418 | 0.0090208 | 0.0030957 | 0.0046296 |  |  | 0 | 0 | 0 | 0 |  | 0 | 0 | 0 | 0 | 0 | 0 | 0 | 0 | 0 | 0 | 0 | 0 | 0 | 0 | 0 | 0 | 0 | 0 | 0 | 0 | 0 | 0
2017-11-08 | 17-18 | 17-18 |  | 0 | 0.0029199 | 0.022975 | 0.099266 | 0.021066 | 0 | 4.7391e-05 | 0.00010058 | 0.00087045 | 0.0001856 |  |  | 0 | 0 | 0 | 0 |  | 0 | 0 | 0 | 0 | 0 | 0 | 0 | 0 | 0 | 0 | 0 | 0 | 0 | 0 | 0 | 0 | 0 | 0 | 0 | 0 | 0 | 0
2017-11-09 | 17-18 | 17-18 |  | 0 | 0.04412 | 0.28072 | 0.26857 | 0.11283 | 0 | 0.00030104 | 0.00042086 | 0.0023235 | 0.00063767 |  |  | 0 | 0 | 0 | 0 |  | 0 | 0 | 0 | 0 | 0 | 0 | 0 | 0 | 0 | 0 | 0 | 0 | 0 | 0 | 0 | 0 | 0 | 0 | 0 | 0 | 0 | 0
2017-11-10 | 17-18 | 17-18 |  | 0 | 0.94483 | 0.21749 | 2.8121 | 1.1324 | 0 | 0.0038403 | 0.0011567 | 0.0068606 | 0.0039133 |  |  | 0 | 0 | 0 | 0 |  | 0 | 0 | 0 | 0 | 0 | 0 | 0 | 0 | 0 | 0 | 0 | 0 | 0 | 0 | 0 | 0 | 0 | 0 | 0 | 0 | 0 | 0
2017-11-11 | 17-18 | 17-18 |  | 0 | 0.0090085 | 0.10901 | 0.11675 | 0.040179 | 0 | 9.3166e-05 | 0.0011144 | 0.00039311 | 0.00028399 |  |  | 0 | 0 | 0 | 0 |  | 0 | 0 | 0 | 0 | 0 | 0 | 0 | 0 | 0 | 0 | 0 | 0 | 0 | 0 | 0 | 0 | 0 | 0 | 0 | 0 | 0 | 0
2017-11-12 | 17-18 | 17-18 |  | 0 | 0.034745 | 0.13223 | 0.075593 | 0.054704 | 0 | 0.00025203 | 0.00046851 | 0.00039779 | 0.00030374 |  |  | 0 | 0 | 0 | 0 |  | 0 | 0 | 0 | 0 | 0 | 0 | 0 | 0 | 0 | 0 | 0 | 0 | 0 | 0 | 0 | 0 | 0 | 0 | 0 | 0 | 0 | 0
2017-11-13 | 17-18 | 17-18 |  | 0.025277 | 0.06224 | 0.0018582 | 0.10847 | 0.06081 | 0.00028401 | 0.00069794 | 2.3822e-05 | 0.00038375 | 0.00054972 |  |  | 0 | 0 | 0 | 0 |  | 0 | 0 | 0 | 0 | 0 | 0 | 0 | 0 | 0 | 0 | 0 | 0 | 0 | 0 | 0 | 0 | 0 | 0 | 0 | 0 | 0 | 0
2017-11-14 | 17-18 | 17-18 |  | 0 | 0.35079 | 1.8735 | 4.0896 | 1.1579 | 0 | 0.001957 | 0.026491 | 0.021418 | 0.0084957 |  |  | 0 | 0 | 0.2667 | 0.042479 |  | 0 | 0 | 0.00027728 | 4.4164e-05 | 0 | 0 | 0.2667 | 0.042479 | 0 | 0 | 0.00027728 | 4.4164e-05 | 0 | 0 | 0 | 0 | 0 | 0 | 0 | 0 | 0 | 0
2017-11-15 | 17-18 | 17-18 |  | 0 | 1.2983 | 2.6782 | 3.878 | 1.8932 | 0 | 0.013759 | 0.016946 | 0.022807 | 0.015541 |  |  | 0 | 0 | 0 | 0 |  | 0 | 0 | 0 | 0 | 0 | 0 | 0 | 0 | 0 | 0 | 0 | 0 | 0 | 0 | 0 | 0 | 0 | 0 | 0 | 0 | 0 | 0
2017-11-16 | 17-18 | 17-18 |  | 0 | 0.1056 | 0.31897 | 1.218 | 0.31199 | 0 | 0.00056546 | 0.0054395 | 0.0023832 | 0.0015368 |  |  | 0 | 0 | 1.1006 | 0.1753 |  | 0 | 0 | 0.0023692 | 0.00037735 | 0 | 0 | 1.1006 | 0.1753 | 0 | 0 | 0.0023692 | 0.00037735 | 0 | 0 | 0 | 0 | 0 | 0 | 0 | 0 | 0 | 0
2017-11-17 | 17-18 | 17-18 |  | 0 | 0.23166 | 0.0035734 | 0.62789 | 0.26083 | 0 | 0.0047412 | 1.5882e-05 | 0.0011302 | 0.0034634 |  |  | 0 | 0 | 0 | 0 |  | 0 | 0 | 0 | 0 | 0 | 0 | 0 | 0 | 0 | 0 | 0 | 0 | 0 | 0 | 0 | 0 | 0 | 0 | 0 | 0 | 0 | 0
2017-11-18 | 17-18 | 17-18 |  | 0 | 0.012868 | 0.10676 | 0.12705 | 0.044174 | 0 | 9.3166e-05 | 0.00030175 | 0.0010179 | 0.00026908 |  |  | 0 | 0 | 0 | 0 |  | 0 | 0 | 0 | 0 | 0 | 0 | 0 | 0 | 0 | 0 | 0 | 0 | 0 | 0 | 0 | 0 | 0 | 0 | 0 | 0 | 0 | 0
2017-11-19 | 17-18 | 17-18 |  | 0 | 0.1256 | 0.51148 | 0.42757 | 0.22704 | 0 | 0.012363 | 0.023846 | 0.0017877 | 0.012198 |  |  | 0 | 0 | 0.025798 | 0.0041089 |  | 0 | 0 | 4.9138e-05 | 7.8265e-06 | 0 | 0 | 0.025798 | 0.0041089 | 0 | 0 | 4.9138e-05 | 7.8265e-06 | 0 | 0 | 0 | 0 | 0 | 0 | 0 | 0 | 0 | 0
2017-11-20 | 17-18 | 17-18 |  | 0 | 0.64573 | 6.2558 | 0.26763 | 1.3703 | 0 | 0.0064371 | 0.051928 | 0.0012285 | 0.011962 |  |  | 0 | 0 | 0 | 0 |  | 0 | 0 | 0 | 0 | 0 | 0 | 0 | 0 | 0 | 0 | 0 | 0 | 0 | 0 | 0 | 0 | 0 | 0 | 0 | 0 | 0 | 0
2017-11-21 | 17-18 | 17-18 |  | 0 | 0.52902 | 0.0023081 | 0.019978 | 0.36961 | 0 | 0.0047671 | 1.0588e-05 | 0.00014741 | 0.003324 |  |  | 0 | 0 | 0 | 0 |  | 0 | 0 | 0 | 0 | 0 | 0 | 0 | 0 | 0 | 0 | 0 | 0 | 0 | 0 | 0 | 0 | 0 | 0 | 0 | 0 | 0 | 0
2017-11-22 | 17-18 | 17-18 |  | 0 | 0.036326 | 0.19736 | 4.8152 | 0.81986 | 0 | 0.00042544 | 0.0009529 | 0.035219 | 0.0060382 |  |  | 0 | 0 | 0.047821 | 0.0076167 |  | 0 | 0 | 5.2648e-05 | 8.3855e-06 | 0 | 0 | 0.047821 | 0.0076167 | 0 | 0 | 5.2648e-05 | 8.3855e-06 | 0 | 0 | 0 | 0 | 0 | 0 | 0 | 0 | 0 | 0
2017-11-23 | 17-18 | 17-18 |  | 0 | 0.55981 | 4.8969 | 3.6111 | 1.6521 | 0 | 0.0060649 | 0.019296 | 0.0088566 | 0.0083248 |  |  | 0 | 0 | 0.25205 | 0.040145 |  | 0 | 0 | 0.00058966 | 9.3918e-05 | 0 | 0 | 0.25205 | 0.040145 | 0 | 0 | 0.00058966 | 9.3918e-05 | 0 | 0 | 0 | 0 | 0 | 0 | 0 | 0 | 0 | 0
2017-11-24 | 17-18 | 17-18 |  | 9.112 | 0.021884 | 0.29051 | 0.13068 | 0.14861 | 0.053536 | 0.00016748 | 0.0027766 | 0.00084939 | 0.0010637 |  |  | 0 | 0 | 0.015335 | 0.0024425 |  | 0 | 0 | 0.00011232 | 1.7889e-05 | 0 | 0 | 0.015335 | 0.0024425 | 0 | 0 | 0.00011232 | 1.7889e-05 | 0 | 0 | 0 | 0 | 0 | 0 | 0 | 0 | 0 | 0
2017-11-25 | 17-18 | 17-18 |  | 0 | 0.11475 | 0.006178 | 0.61835 | 0.17877 | 0 | 0.00089827 | 3.1763e-05 | 0.0015397 | 0.00087135 |  |  | 0 | 0 | 0 | 0 |  | 0 | 0 | 0 | 0 | 0 | 0 | 0 | 0 | 0 | 0 | 0 | 0 | 0 | 0 | 0 | 0 | 0 | 0 | 0 | 0 | 0 | 0
2017-11-26 | 17-18 | 17-18 |  | 0 | 0.056326 | 0.024476 | 0.33934 | 0.096475 | 0 | 0.0014363 | 4.4998e-05 | 0.0037485 | 0.0015974 |  |  | 0 | 0 | 0.005235 | 0.0008338 |  | 0 | 0 | 3.5099e-05 | 5.5904e-06 | 0 | 0 | 0.005235 | 0.0008338 | 0 | 0 | 3.5099e-05 | 5.5904e-06 | 0 | 0 | 0 | 0 | 0 | 0 | 0 | 0 | 0 | 0
2017-11-27 | 17-18 | 17-18 |  | 0 | 0.19995 | 0.0022711 | 0.0055035 | 0.13957 | 0 | 0.0054586 | 7.9408e-06 | 3.5099e-05 | 0.0037843 |  |  | 0 | 0 | 0 | 0 |  | 0 | 0 | 0 | 0 | 0 | 0 | 0 | 0 | 0 | 0 | 0 | 0 | 0 | 0 | 0 | 0 | 0 | 0 | 0 | 0 | 0 | 0
2017-11-28 | 17-18 | 17-18 |  | 0 | 0.66352 | 0.80237 | 0.087297 | 0.58607 | 0 | 0.0059174 | 0.0075676 | 0.0033625 | 0.0056962 |  |  | 0 | 0 | 0 | 0 |  | 0 | 0 | 0 | 0 | 0 | 0 | 0 | 0 | 0 | 0 | 0 | 0 | 0 | 0 | 0 | 0 | 0 | 0 | 0 | 0 | 0 | 0
2017-11-29 | 17-18 | 17-18 |  | 0 | 0.082875 | 3.033 | 1.779 | 0.76775 | 0 | 0.0018127 | 0.013169 | 0.013438 | 0.005249 |  |  | 0 | 0 | 0 | 0 |  | 0 | 0 | 0 | 0 | 0 | 0 | 0 | 0 | 0 | 0 | 0 | 0 | 0 | 0 | 0 | 0 | 0 | 0 | 0 | 0 | 0 | 0
2017-11-30 | 17-18 | 17-18 |  | 0.099404 | 1.5692 | 1.7045 | 9.1911 | 2.7906 | 0.00056802 | 0.010974 | 0.0074935 | 0.025227 | 0.012672 |  |  | 0 | 0 | 0.5247 | 0.083572 |  | 0 | 0 | 0.00054052 | 8.6092e-05 | 0 | 0 | 0.5247 | 0.083572 | 0 | 0 | 0.00054052 | 8.6092e-05 | 0 | 0 | 0 | 0 | 0 | 0 | 0 | 0 | 0 | 0
2017-12-01 | 17-18 | 17-18 |  | 2.4763 | 0.060108 | -0.56499 | 6.8545 | 1.0733 | 0.019029 | 0.00064947 | -0.0052409 | 0.053354 | 0.0083593 |  |  | 0 | 0.7305 | 0.62668 | 0.20267 |  | 0 | 0.005773 | 0.0007125 | 0.00092632 | 0 | 0.7305 | 0.62668 | 0.20267 | 0 | 0.005773 | 0.0007125 | 0.00092632 | 0 | 0 | 0 | 0 | 0 | 0 | 0 | 0 | 0 | 0
2017-12-02 | 17-18 | 17-18 |  | 0 | 0.035646 | 0.1648 | 1.1693 | 0.23412 | 0 | 0.00032635 | 0.0019614 | 0.0037719 | 0.0011028 |  |  | 0 | 0 | 0 | 0 |  | 0 | 0 | 0 | 0 | 0 | 0 | 0 | 0 | 0 | 0 | 0 | 0 | 0 | 0 | 0 | 0 | 0 | 0 | 0 | 0 | 0 | 0
2017-12-03 | 17-18 | 17-18 |  | 0 | 0.46405 | 0.41857 | 0.074423 | 0.39194 | 0 | 0.0037794 | 0.0024934 | 0.00023867 | 0.0030046 |  |  | 0 | 0 | 0 | 0 |  | 0 | 0 | 0 | 0 | 0 | 0 | 0 | 0 | 0 | 0 | 0 | 0 | 0 | 0 | 0 | 0 | 0 | 0 | 0 | 0 | 0 | 0
2017-12-04 | 17-18 | 17-18 |  | 0 | 0.031748 | 0 | 0.19528 | 0.053074 | 0 | 0.00043406 | 0 | 0.0012027 | 0.00049195 |  |  | 0 | 0 | 0 | 0 |  | 0 | 0 | 0 | 0 | 0 | 0 | 0 | 0 | 0 | 0 | 0 | 0 | 0 | 0 | 0 | 0 | 0 | 0 | 0 | 0 | 0 | 0
2017-12-05 | 17-18 | 17-18 |  | 0 | 0.086128 | 0.7193 | 0.12042 | 0.18006 | 0 | 0.0017427 | 0.0046454 | 0.0011793 | 0.0020479 |  |  | 0 | 0 | 0 | 0 |  | 0 | 0 | 0 | 0 | 0 | 0 | 0 | 0 | 0 | 0 | 0 | 0 | 0 | 0 | 0 | 0 | 0 | 0 | 0 | 0 | 0 | 0
2017-12-06 | 17-18 | 17-18 |  | 0 | 0.027942 | 0.061438 | 0.12998 | 0.04869 | 0 | 0.0001971 | 0.00027793 | 0.0004282 | 0.00024374 |  |  | 0 | 0 | 0 | 0 |  | 0 | 0 | 0 | 0 | 0 | 0 | 0 | 0 | 0 | 0 | 0 | 0 | 0 | 0 | 0 | 0 | 0 | 0 | 0 | 0 | 0 | 0
2017-12-07 | 17-18 | 17-18 |  | 0 | 0.29186 | 0.053627 | 0.21222 | 0.24333 | 0 | 0.0016565 | 0.00023028 | 0.00086343 | 0.0013163 |  |  | 0 | 0 | 0 | 0 |  | 0 | 0 | 0 | 0 | 0 | 0 | 0 | 0 | 0 | 0 | 0 | 0 | 0 | 0 | 0 | 0 | 0 | 0 | 0 | 0 | 0 | 0
2017-12-08 | 17-18 | 17-18 |  | 0 | 0.26783 | 0.38427 | 0.056663 | 0.24849 | 0 | 0.0045851 | 0.0050424 | 0.00025973 | 0.0039244 |  |  | 0 | 0 | 0 | 0 |  | 0 | 0 | 0 | 0 | 0 | 0 | 0 | 0 | 0 | 0 | 0 | 0 | 0 | 0 | 0 | 0 | 0 | 0 | 0 | 0 | 0 | 0
2017-12-09 | 17-18 | 17-18 |  | 0 | 0.21836 | 0.004836 | 0.045256 | 0.15901 | 0 | 0.0013975 | 3.9704e-05 | 0.00023867 | 0.0010107 |  |  | 0 | 0 | 0 | 0 |  | 0 | 0 | 0 | 0 | 0 | 0 | 0 | 0 | 0 | 0 | 0 | 0 | 0 | 0 | 0 | 0 | 0 | 0 | 0 | 0 | 0 | 0
2017-12-10 | 17-18 | 17-18 |  | 0 | 0.053787 | 0.87927 | 0.58686 | 0.2545 | 0 | 0.00074156 | 0.023987 | 0.0016122 | 0.0041473 |  |  | 0 | 0 | 0 | 0 |  | 0 | 0 | 0 | 0 | 0 | 0 | 0 | 0 | 0 | 0 | 0 | 0 | 0 | 0 | 0 | 0 | 0 | 0 | 0 | 0 | 0 | 0
2017-12-11 | 17-18 | 17-18 |  | 0 | 0.10075 | 0.15435 | 0.71047 | 0.20462 | 0 | 0.00046691 | 0.0011355 | 0.023565 | 0.0042364 |  |  | 0 | 0 | 0.2256 | 0.035933 |  | 0 | 0 | 0.0011863 | 0.00018895 | 0 | 0 | 0.2256 | 0.035933 | 0 | 0 | 0.0011863 | 0.00018895 | 0 | 0 | 0 | 0 | 0 | 0 | 0 | 0 | 0 | 0
2017-12-12 | 17-18 | 17-18 |  | 0.11147 | 0.15407 | 0.019953 | 0.12228 | 0.12979 | 0.00042602 | 0.0019409 | 0.00028852 | 0.00070899 | 0.0015001 |  |  | 0 | 0 | 0 | 0 |  | 0 | 0 | 0 | 0 | 0 | 0 | 0 | 0 | 0 | 0 | 0 | 0 | 0 | 0 | 0 | 0 | 0 | 0 | 0 | 0 | 0 | 0
2017-12-13 | 17-18 | 17-18 |  | 1.2787 | 0.017022 | 0.063998 | 0.22519 | 0.066725 | 0.011029 | 0.00023103 | 0.010397 | 0.00087045 | 0.0018493 |  |  | 0 | 0 | 0 | 0 |  | 0 | 0 | 0 | 0 | 0 | 0 | 0 | 0 | 0 | 0 | 0 | 0 | 0 | 0 | 0 | 0 | 0 | 0 | 0 | 0 | 0 | 0
2017-12-14 | 17-18 | 17-18 |  | 0 | 0.14576 | 0.0080282 | 0.81267 | 0.23144 | 0 | 0.0036696 | 7.1467e-05 | 0.010136 | 0.0041641 |  |  | 0 | 0 | 0 | 0 |  | 0 | 0 | 0 | 0 | 0 | 0 | 0 | 0 | 0 | 0 | 0 | 0 | 0 | 0 | 0 | 0 | 0 | 0 | 0 | 0 | 0 | 0
2017-12-15 | 17-18 | 17-18 |  | 0 | 0.86663 | 0.064567 | 0.90698 | 0.7533 | 0 | 0.0048053 | 0.00049233 | 0.0046471 | 0.004135 |  |  | 0 | 0 | 0 | 0 |  | 0 | 0 | 0 | 0 | 0 | 0 | 0 | 0 | 0 | 0 | 0 | 0 | 0 | 0 | 0 | 0 | 0 | 0 | 0 | 0 | 0 | 0
2017-12-16 | 17-18 | 17-18 |  | 0.0073843 | 0.26241 | 0.058516 | 0.99408 | 0.34823 | 0.00028401 | 0.0030928 | 0.0004288 | 0.01154 | 0.0040411 |  |  | 0 | 0 | 0 | 0 |  | 0 | 0 | 0 | 0 | 0 | 0 | 0 | 0 | 0 | 0 | 0 | 0 | 0 | 0 | 0 | 0 | 0 | 0 | 0 | 0 | 0 | 0
2017-12-17 | 17-18 | 17-18 |  | 0 | 0.18253 | 0.019892 | 0.20034 | 0.16103 | 0 | 0.00064247 | 7.9408e-05 | 0.001411 | 0.00068053 |  |  | 0 | 0 | 0 | 0 |  | 0 | 0 | 0 | 0 | 0 | 0 | 0 | 0 | 0 | 0 | 0 | 0 | 0 | 0 | 0 | 0 | 0 | 0 | 0 | 0 | 0 | 0
2017-12-18 | 17-18 | 17-18 |  | 0 | 0.26864 | 1.7015 | 2.6549 | 0.84834 | 0 | 0.0034154 | 0.017597 | 0.0099458 | 0.0064254 |  |  | 0 | 0 | 0.53969 | 0.08596 |  | 0 | 0 | 0.0039697 | 0.00063227 | 0 | 0 | 0.53969 | 0.08596 | 0 | 0 | 0.0039697 | 0.00063227 | 0 | 0 | 0 | 0 | 0 | 0 | 0 | 0 | 0 | 0
2017-12-19 | 17-18 | 17-18 |  | 0 | 0.5877 | 0.29611 | 1.7393 | 0.72544 | 0 | 0.0063579 | 0.0048386 | 0.003552 | 0.005647 |  |  | 0 | 0 | 0.13366 | 0.021288 |  | 0 | 0 | 0.00023165 | 3.6896e-05 | 0 | 0 | 0.13366 | 0.021288 | 0 | 0 | 0.00023165 | 3.6896e-05 | 0 | 0 | 0 | 0 | 0 | 0 | 0 | 0 | 0 | 0
2017-12-20 | 17-18 | 17-18 |  | 0 | 0.24574 | 0.46495 | 0.16013 | 0.26104 | 0 | 0.0029043 | 0.0074935 | 0.00084939 | 0.0032003 |  |  | 0 | 0 | 0 | 0 |  | 0 | 0 | 0 | 0 | 0 | 0 | 0 | 0 | 0 | 0 | 0 | 0 | 0 | 0 | 0 | 0 | 0 | 0 | 0 | 0 | 0 | 0
2017-12-21 | 17-18 | 17-18 |  | 0 | 0.036378 | 0.04003 | 0.0015794 | 0.031063 | 0 | 0.00035866 | 0.00029116 | 1.4039e-05 | 0.00029144 |  |  | 0 | 0 | 0 | 0 |  | 0 | 0 | 0 | 0 | 0 | 0 | 0 | 0 | 0 | 0 | 0 | 0 | 0 | 0 | 0 | 0 | 0 | 0 | 0 | 0 | 0 | 0
2017-12-22 | 17-18 | 17-18 |  | 0 | 0.012842 | 0.0012044 | 0.2716 | 0.052316 | 0 | 7.9164e-05 | 1.3235e-05 | 0.0061423 | 0.001035 |  |  | 0 | 0 | 0.044487 | 0.0070857 |  | 0 | 0 | 0.00016145 | 2.5716e-05 | 0 | 0 | 0.044487 | 0.0070857 | 0 | 0 | 0.00016145 | 2.5716e-05 | 0 | 0 | 0 | 0 | 0 | 0 | 0 | 0 | 0 | 0
2017-12-23 | 17-18 | 17-18 |  | 0 | 0.20356 | 0.0091716 | 0.33688 | 0.19582 | 0 | 0.0049572 | 7.1467e-05 | 0.001081 | 0.0036129 |  |  | 0 | 0 | 0 | 0 |  | 0 | 0 | 0 | 0 | 0 | 0 | 0 | 0 | 0 | 0 | 0 | 0 | 0 | 0 | 0 | 0 | 0 | 0 | 0 | 0 | 0 | 0
2017-12-24 | 17-18 | 17-18 |  | 0 | 0.89663 | 0.91884 | 0.0026207 | 0.7503 | 0 | 0.0095449 | 0.0060377 | 2.3399e-05 | 0.0074594 |  |  | 0 | 0 | 0 | 0 |  | 0 | 0 | 0 | 0 | 0 | 0 | 0 | 0 | 0 | 0 | 0 | 0 | 0 | 0 | 0 | 0 | 0 | 0 | 0 | 0 | 0 | 0
2017-12-25 | 17-18 | 17-18 |  | 0 | 0.024806 | 0.73573 | 0.0010459 | 0.12093 | 0 | 0.0010846 | 0.010839 | 7.0197e-06 | 0.0022779 |  |  | 0 | 0 | 0 | 0 |  | 0 | 0 | 0 | 0 | 0 | 0 | 0 | 0 | 0 | 0 | 0 | 0 | 0 | 0 | 0 | 0 | 0 | 0 | 0 | 0 | 0 | 0
2017-12-26 | 17-18 | 17-18 |  | 0 | 0.019476 | 0.0060271 | 0.0098487 | 0.015896 | 0 | 5.9777e-05 | 6.3527e-05 | 5.6158e-05 | 5.9258e-05 |  |  | 0 | 0 | 0 | 0 |  | 0 | 0 | 0 | 0 | 0 | 0 | 0 | 0 | 0 | 0 | 0 | 0 | 0 | 0 | 0 | 0 | 0 | 0 | 0 | 0 | 0 | 0
2017-12-27 | 17-18 | 17-18 |  | 0 | 0.74127 | 1.3815 | 2.563 | 1.1157 | 0 | 0.0077926 | 0.012999 | 0.013273 | 0.0093372 |  |  | 0 | 0 | 0.03733 | 0.0059458 |  | 0 | 0 | 3.5099e-06 | 5.5904e-07 | 0 | 0 | 0.03733 | 0.0059458 | 0 | 0 | 3.5099e-06 | 5.5904e-07 | 0 | 0 | 0 | 0 | 0 | 0 | 0 | 0 | 0 | 0
2017-12-28 | 17-18 | 17-18 |  | 0 | 0.14617 | 0.023989 | 0.42358 | 0.172 | 0 | 0.0040471 | 9.529e-05 | 0.0025973 | 0.0032279 |  |  | 0 | 0 | 0 | 0 |  | 0 | 0 | 0 | 0 | 0 | 0 | 0 | 0 | 0 | 0 | 0 | 0 | 0 | 0 | 0 | 0 | 0 | 0 | 0 | 0 | 0 | 0
2017-12-29 | 17-18 | 17-18 |  | 0 | 0.07837 | 0.0068609 | 0.059892 | 0.064742 | 0 | 0.0003172 | 9.529e-05 | 0.00040012 | 0.00029666 |  |  | 0 | 0 | 0 | 0 |  | 0 | 0 | 0 | 0 | 0 | 0 | 0 | 0 | 0 | 0 | 0 | 0 | 0 | 0 | 0 | 0 | 0 | 0 | 0 | 0 | 0 | 0
2017-12-30 | 17-18 | 17-18 |  | 0 | 0.04989 | 1.0136 | 0.0063739 | 0.17826 | 0 | 0.00038774 | 0.001612 | 2.8079e-05 | 0.00049978 |  |  | 0 | 0 | 0 | 0 |  | 0 | 0 | 0 | 0 | 0 | 0 | 0 | 0 | 0 | 0 | 0 | 0 | 0 | 0 | 0 | 0 | 0 | 0 | 0 | 0 | 0 | 0
2017-12-31 | 17-18 | 17-18 |  | 0 | 0.00064624 | 0.31217 | 0.1484 | 0.068038 | 0 | 3.2312e-06 | 0.0015643 | 0.00040012 | 0.00028623 |  |  | 0 | 0 | 0 | 0 |  | 0 | 0 | 0 | 0 | 0 | 0 | 0 | 0 | 0 | 0 | 0 | 0 | 0 | 0 | 0 | 0 | 0 | 0 | 0 | 0 | 0 | 0
2018-01-01 | 17-18 | 17-18 |  | 0 | 0.1644 | 0.00097672 | 0.14866 | 0.13759 | 0 | 0.00046475 | 7.9408e-06 | 0.0005686 | 0.00041331 |  |  | 0 | 0 | 0 | 0 |  | 0 | 0 | 0 | 0 | 0 | 0 | 0 | 0 | 0 | 0 | 0 | 0 | 0 | 0 | 0 | 0 | 0 | 0 | 0 | 0 | 0 | 0
2018-01-02 | 17-18 | 17-18 |  | 0 | 0.207 | 0.0036687 | 0.0038538 | 0.14438 | 0 | 0.00043783 | 2.3822e-05 | 7.0197e-06 | 0.00030747 |  |  | 0 | 0 | 0 | 0 |  | 0 | 0 | 0 | 0 | 0 | 0 | 0 | 0 | 0 | 0 | 0 | 0 | 0 | 0 | 0 | 0 | 0 | 0 | 0 | 0 | 0 | 0
2018-01-03 | 17-18 | 17-18 |  | 0 | 0.041535 | 0.053855 | 0.10457 | 0.052982 | 0 | 0.0028806 | 0.0086237 | 0.0004984 | 0.0032871 |  |  | 0 | 0 | 0 | 0 |  | 0 | 0 | 0 | 0 | 0 | 0 | 0 | 0 | 0 | 0 | 0 | 0 | 0 | 0 | 0 | 0 | 0 | 0 | 0 | 0 | 0 | 0
2018-01-04 | 17-18 | 17-18 |  | 0 | 0.0273 | 0.44988 | 2.4369 | 0.47037 | 0 | 0.00030535 | 0.0064877 | 0.027786 | 0.0055505 |  |  | 0 | 0 | 0 | 0 |  | 0 | 0 | 0 | 0 | 0 | 0 | 0 | 0 | 0 | 0 | 0 | 0 | 0 | 0 | 0 | 0 | 0 | 0 | 0 | 0 | 0 | 0
2018-01-05 | 17-18 | 17-18 |  | 0 | 1.0571 | 0.63126 | 1.7898 | 1.1055 | 0 | 0.0070537 | 0.0098625 | 0.025341 | 0.010306 |  |  | 0 | 0 | 0 | 0 |  | 0 | 0 | 0 | 0 | 0 | 0 | 0 | 0 | 0 | 0 | 0 | 0 | 0 | 0 | 0 | 0 | 0 | 0 | 0 | 0 | 0 | 0
2018-01-06 | 17-18 | 17-18 |  | 0 | 0.44203 | 0.07994 | 0.54192 | 0.40347 | 0 | 0.0062012 | 0.00069085 | 0.00090789 | 0.0045334 |  |  | 0 | 0 | 0 | 0 |  | 0 | 0 | 0 | 0 | 0 | 0 | 0 | 0 | 0 | 0 | 0 | 0 | 0 | 0 | 0 | 0 | 0 | 0 | 0 | 0 | 0 | 0
2018-01-07 | 17-18 | 17-18 |  | 0 | 0.039893 | 0.16412 | 0 | 0.050716 | 0 | 0.001426 | 0.00058762 | 0 | 0.0010696 |  |  | 0 | 0 | 0 | 0 |  | 0 | 0 | 0 | 0 | 0 | 0 | 0 | 0 | 0 | 0 | 0 | 0 | 0 | 0 | 0 | 0 | 0 | 0 | 0 | 0 | 0 | 0
2018-01-08 | 17-18 | 17-18 |  | 0 | 0.12537 | 0.16314 | 0.756 | 0.23014 | 0 | 0.0018929 | 0.00079144 | 0.0032572 | 0.0019402 |  |  | 0 | 0 | 0.20971 | 0.033401 |  | 0 | 0 | 0.0010881 | 0.0001733 | 0 | 0 | 0.20971 | 0.033401 | 0 | 0 | 0.0010881 | 0.0001733 | 0 | 0 | 0 | 0 | 0 | 0 | 0 | 0 | 0 | 0
2018-01-09 | 17-18 | 17-18 |  | 0 | 0.042918 | 0.0040022 | 0.11895 | 0.049211 | 0 | 0.0052351 | 2.3822e-05 | 0.0023844 | 0.0040061 |  |  | 0 | 0 | 0 | 0 |  | 0 | 0 | 0 | 0 | 0 | 0 | 0 | 0 | 0 | 0 | 0 | 0 | 0 | 0 | 0 | 0 | 0 | 0 | 0 | 0 | 0 | 0
2018-01-10 | 17-18 | 17-18 |  | 0.0073843 | 0.019906 | 0.12877 | 0.63369 | 0.1329 | 0.00014201 | 8.3472e-05 | 0.00061938 | 0.0045418 | 0.00086949 |  |  | 0 | 0 | 0 | 0 |  | 0 | 0 | 0 | 0 | 0 | 0 | 0 | 0 | 0 | 0 | 0 | 0 | 0 | 0 | 0 | 0 | 0 | 0 | 0 | 0 | 0 | 0
2018-01-11 | 17-18 | 17-18 |  | 0 | 0.12924 | 0.13203 | 0.37457 | 0.16769 | 0 | 0.00061716 | 0.00052939 | 0.0018041 | 0.00078899 |  |  | 0 | 0 | 0 | 0 |  | 0 | 0 | 0 | 0 | 0 | 0 | 0 | 0 | 0 | 0 | 0 | 0 | 0 | 0 | 0 | 0 | 0 | 0 | 0 | 0 | 0 | 0
2018-01-12 | 17-18 | 17-18 |  | 0 | 0.10723 | 0.48943 | 1.3264 | 0.35437 | 0 | 0.0014837 | 0.0046083 | 0.028671 | 0.0062422 |  |  | 0 | 0 | 0 | 0 |  | 0 | 0 | 0 | 0 | 0 | 0 | 0 | 0 | 0 | 0 | 0 | 0 | 0 | 0 | 0 | 0 | 0 | 0 | 0 | 0 | 0 | 0
2018-01-13 | 17-18 | 17-18 |  | 0 | 0.0093327 | 0.0023822 | 1.0253 | 0.17009 | 0 | 6.8393e-05 | 1.5882e-05 | 0.0023657 | 0.00042636 |  |  | 0 | 0 | 0 | 0 |  | 0 | 0 | 0 | 0 | 0 | 0 | 0 | 0 | 0 | 0 | 0 | 0 | 0 | 0 | 0 | 0 | 0 | 0 | 0 | 0 | 0 | 0
2018-01-14 | 17-18 | 17-18 |  | 0 | 0.31508 | 0.14895 | 0.0068489 | 0.24011 | 0 | 0.0046885 | 0.00097407 | 4.4458e-05 | 0.0033889 |  |  | 0 | 0 | 0 | 0 |  | 0 | 0 | 0 | 0 | 0 | 0 | 0 | 0 | 0 | 0 | 0 | 0 | 0 | 0 | 0 | 0 | 0 | 0 | 0 | 0 | 0 | 0
2018-01-15 | 17-18 | 17-18 |  | 0 | 0.56123 | 0.03081 | 0 | 0.39274 | 0 | 0.0090489 | 0.0011276 | 0 | 0.0064211 |  |  | 0 | 0 | 0 | 0 |  | 0 | 0 | 0 | 0 | 0 | 0 | 0 | 0 | 0 | 0 | 0 | 0 | 0 | 0 | 0 | 0 | 0 | 0 | 0 | 0 | 0 | 0
2018-01-16 | 17-18 | 17-18 |  | 0 | 0.00049437 | 0.013928 | 0.049672 | 0.010215 | 0 | 4.8468e-06 | 4.7645e-05 | 0.00025271 | 5.0313e-05 |  |  | 0 | 0 | 0 | 0 |  | 0 | 0 | 0 | 0 | 0 | 0 | 0 | 0 | 0 | 0 | 0 | 0 | 0 | 0 | 0 | 0 | 0 | 0 | 0 | 0 | 0 | 0
2018-01-17 | 17-18 | 17-18 |  | 0 | 0.1892 | 0.011252 | 0.33521 | 0.18591 | 0 | 0.0017594 | 6.3527e-05 | 0.0024218 | 0.0016123 |  |  | 0 | 0 | 0 | 0 |  | 0 | 0 | 0 | 0 | 0 | 0 | 0 | 0 | 0 | 0 | 0 | 0 | 0 | 0 | 0 | 0 | 0 | 0 | 0 | 0 | 0 | 0
2018-01-18 | 17-18 | 17-18 |  | 0 | 0.62062 | 0.12969 | 0.30111 | 0.49572 | 0 | 0.0061479 | 0.0011594 | 0.002258 | 0.0047775 |  |  | 0 | 0 | 0 | 0 |  | 0 | 0 | 0 | 0 | 0 | 0 | 0 | 0 | 0 | 0 | 0 | 0 | 0 | 0 | 0 | 0 | 0 | 0 | 0 | 0 | 0 | 0
2018-01-19 | 17-18 | 17-18 |  | 0.010508 | 0.88471 | 0.93529 | 0.8947 | 0.88654 | 0.00028401 | 0.0083634 | 0.011482 | 0.0091783 | 0.0088687 |  |  | 0 | 0 | 0.12269 | 0.019541 |  | 0 | 0 | 0.00060019 | 9.5595e-05 | 0 | 0 | 0.12269 | 0.019541 | 0 | 0 | 0.00060019 | 9.5595e-05 | 0 | 0 | 0 | 0 | 0 | 0 | 0 | 0 | 0 | 0
2018-01-20 | 17-18 | 17-18 |  | 0 | 0.324 | 0.17906 | 0.41176 | 0.31502 | 0 | 0.0038618 | 0.0014267 | 0.001783 | 0.0031574 |  |  | 0 | 0 | 0.045222 | 0.0072027 |  | 0 | 0 | 0.00011232 | 1.7889e-05 | 0 | 0 | 0.045222 | 0.0072027 | 0 | 0 | 0.00011232 | 1.7889e-05 | 0 | 0 | 0 | 0 | 0 | 0 | 0 | 0 | 0 | 0
2018-01-21 | 17-18 | 17-18 |  | 0.39572 | 0.55864 | 0.95531 | 1.0941 | 0.69849 | 0.0026034 | 0.0077182 | 0.011205 | 0.0035169 | 0.0074997 |  |  | 0 | 0 | 0 | 0 |  | 0 | 0 | 0 | 0 | 0 | 0 | 0 | 0 | 0 | 0 | 0 | 0 | 0 | 0 | 0 | 0 | 0 | 0 | 0 | 0 | 0 | 0
2018-01-22 | 17-18 | 17-18 |  | 1.4016 | 0.56236 | 2.8261 | 0.70316 | 0.91013 | 0.040045 | 0.0044768 | 0.016416 | 0.0037205 | 0.0063175 |  |  | 0 | 0 | 0 | 0 |  | 0 | 0 | 0 | 0 | 0 | 0 | 0 | 0 | 0 | 0 | 0 | 0 | 0 | 0 | 0 | 0 | 0 | 0 | 0 | 0 | 0 | 0
2018-01-23 | 17-18 | 17-18 |  | 0 | 0.98771 | 0 | 0.011793 | 0.68542 | 0 | 0.013367 | 0 | 0.00025973 | 0.0092923 |  |  | 0 | 0 | 0 | 0 |  | 0 | 0 | 0 | 0 | 0 | 0 | 0 | 0 | 0 | 0 | 0 | 0 | 0 | 0 | 0 | 0 | 0 | 0 | 0 | 0 | 0 | 0
2018-01-24 | 17-18 | 17-18 |  | 0 | 0.54095 | 0.58427 | 0.10279 | 0.473 | 0 | 0.0042996 | 0.003494 | 0.00054052 | 0.0035536 |  |  | 0 | 0 | 0 | 0 |  | 0 | 0 | 0 | 0 | 0 | 0 | 0 | 0 | 0 | 0 | 0 | 0 | 0 | 0 | 0 | 0 | 0 | 0 | 0 | 0 | 0 | 0
2018-01-25 | 17-18 | 17-18 |  | 0 | 0.051656 | 0.0040472 | 0.091018 | 0.050815 | 0 | 0.00035812 | 6.6174e-05 | 0.0018532 | 0.00055233 |  |  | 0 | 0 | 0 | 0 |  | 0 | 0 | 0 | 0 | 0 | 0 | 0 | 0 | 0 | 0 | 0 | 0 | 0 | 0 | 0 | 0 | 0 | 0 | 0 | 0 | 0 | 0
2018-01-26 | 17-18 | 17-18 |  | 0 | 0.09511 | 0.29904 | 3.8859 | 0.72685 | 0 | 0.0056239 | 0.0018026 | 0.015204 | 0.0065674 |  |  | 0 | 0 | 2.0576 | 0.32773 |  | 0 | 0 | 3.8609e-05 | 6.1494e-06 | 0 | 0 | 2.0576 | 0.32773 | 0 | 0 | 3.8609e-05 | 6.1494e-06 | 0 | 0 | 0 | 0 | 0 | 0 | 0 | 0 | 0 | 0
2018-01-27 | 17-18 | 17-18 |  | 0 | 0.22193 | 0.1926 | 0.5174 | 0.26311 | 0 | 0.0035435 | 0.0023134 | 0.0039591 | 0.0034086 |  |  | 0 | 0 | 0 | 0 |  | 0 | 0 | 0 | 0 | 0 | 0 | 0 | 0 | 0 | 0 | 0 | 0 | 0 | 0 | 0 | 0 | 0 | 0 | 0 | 0 | 0 | 0
2018-01-28 | 17-18 | 17-18 |  | 0 | 0.080339 | 1.3708 | 0.026736 | 0.25287 | 0 | 0.0011525 | 0.0040551 | 0.00021761 | 0.0014032 |  |  | 0 | 0 | 0 | 0 |  | 0 | 0 | 0 | 0 | 0 | 0 | 0 | 0 | 0 | 0 | 0 | 0 | 0 | 0 | 0 | 0 | 0 | 0 | 0 | 0 | 0 | 0
2018-01-29 | 17-18 | 17-18 |  | 0 | 0.075117 | 0.3778 | 0.51507 | 0.18722 | 0 | 0.0014761 | 0.0042378 | 0.0044014 | 0.0023193 |  |  | 0 | 0 | 0 | 0 |  | 0 | 0 | 0 | 0 | 0 | 0 | 0 | 0 | 0 | 0 | 0 | 0 | 0 | 0 | 0 | 0 | 0 | 0 | 0 | 0 | 0 | 0
2018-01-30 | 17-18 | 17-18 |  | 0 | 0.20582 | 0.020194 | 0.067565 | 0.15604 | 0 | 0.0023211 | 0.0022711 | 0.00045628 | 0.0019987 |  |  | 0 | 0 | 0 | 0 |  | 0 | 0 | 0 | 0 | 0 | 0 | 0 | 0 | 0 | 0 | 0 | 0 | 0 | 0 | 0 | 0 | 0 | 0 | 0 | 0 | 0 | 0
2018-01-31 | 17-18 | 17-18 |  | 0.29693 | 0.0039178 | 0.026586 | 0.060349 | 0.018405 | 0.0072423 | 6.1393e-05 | 0.00012705 | 0.00025973 | 0.00015877 |  |  | 0 | 0 | 0 | 0 |  | 0 | 0 | 0 | 0 | 0 | 0 | 0 | 0 | 0 | 0 | 0 | 0 | 0 | 0 | 0 | 0 | 0 | 0 | 0 | 0 | 0 | 0
2018-02-01 | 17-18 | 17-18 |  | 0 | 0.33872 | 1.1844 | 0.019543 | 0.40429 | 0 | 0.006073 | 0.0070395 | 0.00037907 | 0.0052544 |  |  | 0 | 0.33661 | 0 | 0.047395 |  | 0 | 0.0028944 | 0 | 0.00040754 | 0 | 0.33661 | 0 | 0.047395 | 0 | 0.0028944 | 0 | 0.00040754 | 0 | 0 | 0 | 0 | 0 | 0 | 0 | 0 | 0 | 0
2018-02-02 | 17-18 | 17-18 |  | 0 | 0.45449 | 0.18816 | 0.52058 | 0.42394 | 0 | 0.0034062 | 0.0011594 | 0.0034888 | 0.0030762 |  |  | 0 | 0 | 0 | 0 |  | 0 | 0 | 0 | 0 | 0 | 0 | 0 | 0 | 0 | 0 | 0 | 0 | 0 | 0 | 0 | 0 | 0 | 0 | 0 | 0 | 0 | 0
2018-02-03 | 17-18 | 17-18 |  | 0 | 0.06691 | 0.036313 | 1.2379 | 0.24859 | 0 | 0.00036189 | 0.00034146 | 0.0098417 | 0.0018661 |  |  | 0 | 0 | 0 | 0 |  | 0 | 0 | 0 | 0 | 0 | 0 | 0 | 0 | 0 | 0 | 0 | 0 | 0 | 0 | 0 | 0 | 0 | 0 | 0 | 0 | 0 | 0
2018-02-04 | 17-18 | 17-18 |  | 0 | 0.056203 | 0.15165 | 0.10267 | 0.076601 | 0 | 0.00022834 | 0.0042166 | 0.0006037 | 0.00084787 |  |  | 0 | 0 | 0 | 0 |  | 0 | 0 | 0 | 0 | 0 | 0 | 0 | 0 | 0 | 0 | 0 | 0 | 0 | 0 | 0 | 0 | 0 | 0 | 0 | 0 | 0 | 0
2018-02-05 | 17-18 | 17-18 |  | 0 | 0.043098 | 0.2093 | 0.080278 | 0.072081 | 0 | 0.00093274 | 0.0014532 | 0.0016496 | 0.0011129 |  |  | 0 | 0 | 0 | 0 |  | 0 | 0 | 0 | 0 | 0 | 0 | 0 | 0 | 0 | 0 | 0 | 0 | 0 | 0 | 0 | 0 | 0 | 0 | 0 | 0 | 0 | 0
2018-02-06 | 17-18 | 17-18 |  | 0 | 0.092842 | 0.0071864 | 0.04283 | 0.072085 | 0 | 0.0004459 | 7.9408e-06 | 0.00029951 | 0.00035741 |  |  | 0 | 0 | 0 | 0 |  | 0 | 0 | 0 | 0 | 0 | 0 | 0 | 0 | 0 | 0 | 0 | 0 | 0 | 0 | 0 | 0 | 0 | 0 | 0 | 0 | 0 | 0
2018-02-07 | 17-18 | 17-18 |  | 0 | 0.042435 | 0.0014611 | 0.32743 | 0.081725 | 0 | 0.00047875 | 1.5882e-05 | 0.0027283 | 0.00076812 |  |  | 0 | 0 | 0 | 0 |  | 0 | 0 | 0 | 0 | 0 | 0 | 0 | 0 | 0 | 0 | 0 | 0 | 0 | 0 | 0 | 0 | 0 | 0 | 0 | 0 | 0 | 0
2018-02-08 | 17-18 | 17-18 |  | 0 | 0.022929 | 0.042648 | 0.048134 | 0.029539 | 0 | 0.00022134 | 0.00054527 | 0.00020357 | 0.00026237 |  |  | 0 | 0 | 0 | 0 |  | 0 | 0 | 0 | 0 | 0 | 0 | 0 | 0 | 0 | 0 | 0 | 0 | 0 | 0 | 0 | 0 | 0 | 0 | 0 | 0 | 0 | 0
2018-02-09 | 17-18 | 17-18 |  | 0 | 0.32767 | 0.0088937 | 0.59238 | 0.32236 | 0 | 0.0044515 | 6.3527e-05 | 0.0022674 | 0.0034507 |  |  | 0 | 0 | 0.19489 | 0.031041 |  | 0 | 0 | 0.0010881 | 0.0001733 | 0 | 0 | 0.19489 | 0.031041 | 0 | 0 | 0.0010881 | 0.0001733 | 0 | 0 | 0 | 0 | 0 | 0 | 0 | 0 | 0 | 0
2018-02-10 | 17-18 | 17-18 |  | 0 | 0.017343 | 0.058527 | 0.81622 | 0.15025 | 0 | 0.0001244 | 0.00053468 | 0.0052847 | 0.0010031 |  |  | 0 | 0 | 0.29077 | 0.046312 |  | 0 | 0 | 0.0020743 | 0.00033039 | 0 | 0 | 0.29077 | 0.046312 | 0 | 0 | 0.0020743 | 0.00033039 | 0 | 0 | 0 | 0 | 0 | 0 | 0 | 0 | 0 | 0
2018-02-11 | 17-18 | 17-18 |  | 0 | 0.016938 | 0.41572 | 0.03917 | 0.076494 | 0 | 0.00013086 | 0.0042563 | 0.00025271 | 0.0007301 |  |  | 0 | 0 | 0 | 0 |  | 0 | 0 | 0 | 0 | 0 | 0 | 0 | 0 | 0 | 0 | 0 | 0 | 0 | 0 | 0 | 0 | 0 | 0 | 0 | 0 | 0 | 0
2018-02-12 | 17-18 | 17-18 |  | 0 | 0.23868 | 0.014818 | 0.0037134 | 0.16785 | 0 | 0.0030454 | 0.00015088 | 7.0197e-06 | 0.0021299 |  |  | 0 | 0 | 0 | 0 |  | 0 | 0 | 0 | 0 | 0 | 0 | 0 | 0 | 0 | 0 | 0 | 0 | 0 | 0 | 0 | 0 | 0 | 0 | 0 | 0 | 0 | 0
2018-02-13 | 17-18 | 17-18 |  | 0 | 0.61366 | 0.17681 | 0.003215 | 0.45009 | 0 | 0.0088562 | 0.0023267 | 3.5099e-05 | 0.0064621 |  |  | 0 | 0 | 0 | 0 |  | 0 | 0 | 0 | 0 | 0 | 0 | 0 | 0 | 0 | 0 | 0 | 0 | 0 | 0 | 0 | 0 | 0 | 0 | 0 | 0 | 0 | 0
2018-02-14 | 17-18 | 17-18 |  | 0 | 1.0652 | 0.91773 | 0.22716 | 0.90257 | 0 | 0.008609 | 0.010543 | 0.00093596 | 0.0075913 |  |  | 0 | 0 | 0 | 0 |  | 0 | 0 | 0 | 0 | 0 | 0 | 0 | 0 | 0 | 0 | 0 | 0 | 0 | 0 | 0 | 0 | 0 | 0 | 0 | 0 | 0 | 0
2018-02-15 | 17-18 | 17-18 |  | 0 | 0.27749 | 0 | 0.066884 | 0.20269 | 0 | 0.0057149 | 0 | 0.00035099 | 0.0040109 |  |  | 0 | 0 | 0 | 0 |  | 0 | 0 | 0 | 0 | 0 | 0 | 0 | 0 | 0 | 0 | 0 | 0 | 0 | 0 | 0 | 0 | 0 | 0 | 0 | 0 | 0 | 0
2018-02-16 | 17-18 | 17-18 |  | 0 | 0.23768 | 0.13585 | 0.22329 | 0.21918 | 0 | 0.0038742 | 0.0014452 | 0.00077217 | 0.0030076 |  |  | 0 | 0 | 0 | 0 |  | 0 | 0 | 0 | 0 | 0 | 0 | 0 | 0 | 0 | 0 | 0 | 0 | 0 | 0 | 0 | 0 | 0 | 0 | 0 | 0 | 0 | 0
2018-02-17 | 17-18 | 17-18 |  | 0 | 0.00093866 | 1.0154 | 0.059457 | 0.15309 | 0 | 4.8468e-06 | 0.009124 | 0.00014741 | 0.0013115 |  |  | 0 | 0 | 0 | 0 |  | 0 | 0 | 0 | 0 | 0 | 0 | 0 | 0 | 0 | 0 | 0 | 0 | 0 | 0 | 0 | 0 | 0 | 0 | 0 | 0 | 0 | 0
2018-02-18 | 17-18 | 17-18 |  | 0 | 0.61147 | 4.7096 | 0.72597 | 1.2019 | 0 | 0.005143 | 0.012253 | 0.0032314 | 0.0057991 |  |  | 0 | 0 | 0.10619 | 0.016913 |  | 0 | 0 | 0.00073707 | 0.0001174 | 0 | 0 | 0.10619 | 0.016913 | 0 | 0 | 0.00073707 | 0.0001174 | 0 | 0 | 0 | 0 | 0 | 0 | 0 | 0 | 0 | 0
2018-02-19 | 17-18 | 17-18 |  | 0 | 0.0023195 | 0 | 0.17109 | 0.028855 | 0 | 3.285e-05 | 0 | 0.0006388 | 0.00012448 |  |  | 0 | 0 | 0 | 0 |  | 0 | 0 | 0 | 0 | 0 | 0 | 0 | 0 | 0 | 0 | 0 | 0 | 0 | 0 | 0 | 0 | 0 | 0 | 0 | 0 | 0 | 0
2018-02-20 | 17-18 | 17-18 |  | 0 | 0.28301 | 0.014585 | 0.63526 | 0.29909 | 0 | 0.0024056 | 0.00010058 | 0.0024639 | 0.0020714 |  |  | 0 | 0 | 0 | 0 |  | 0 | 0 | 0 | 0 | 0 | 0 | 0 | 0 | 0 | 0 | 0 | 0 | 0 | 0 | 0 | 0 | 0 | 0 | 0 | 0 | 0 | 0
2018-02-21 | 17-18 | 17-18 |  | 0 | 0.26507 | 0.037401 | 0.30377 | 0.23709 | 0 | 0.0063875 | 0.0010217 | 0.0016075 | 0.0048204 |  |  | 0 | 0 | 0 | 0 |  | 0 | 0 | 0 | 0 | 0 | 0 | 0 | 0 | 0 | 0 | 0 | 0 | 0 | 0 | 0 | 0 | 0 | 0 | 0 | 0 | 0 | 0
2018-02-22 | 17-18 | 17-18 |  | 0 | 0.31002 | 0.030281 | 0.24754 | 0.25824 | 0 | 0.0029113 | 0.012004 | 0.00094064 | 0.0038547 |  |  | 0 | 0 | 0 | 0 |  | 0 | 0 | 0 | 0 | 0 | 0 | 0 | 0 | 0 | 0 | 0 | 0 | 0 | 0 | 0 | 0 | 0 | 0 | 0 | 0 | 0 | 0
2018-02-23 | 17-18 | 17-18 |  | 0 | 0.31814 | 0.46101 | 3.3618 | 0.82053 | 0 | 0.0059109 | 0.0045501 | 0.017583 | 0.0075319 |  |  | 0 | 0 | 0.40177 | 0.063992 |  | 0 | 0 | 0.00060721 | 9.6713e-05 | 0 | 0 | 0.40177 | 0.063992 | 0 | 0 | 0.00060721 | 9.6713e-05 | 0 | 0 | 0 | 0 | 0 | 0 | 0 | 0 | 0 | 0
2018-02-24 | 17-18 | 17-18 |  | 0 | 0.25843 | 0.20174 | 0.49211 | 0.28564 | 0 | 0.0033513 | 0.008854 | 0.0066442 | 0.0046242 |  |  | 0 | 0 | 0.025574 | 0.0040733 |  | 0 | 0 | 5.2648e-05 | 8.3855e-06 | 0 | 0 | 0.025574 | 0.0040733 | 0 | 0 | 5.2648e-05 | 8.3855e-06 | 0 | 0 | 0 | 0 | 0 | 0 | 0 | 0 | 0 | 0
2018-02-25 | 17-18 | 17-18 |  | 0 | 0.042095 | 0.10908 | 0.079391 | 0.057136 | 0 | 0.0004039 | 0.00097672 | 0.00030887 | 0.00046624 |  |  | 0 | 0 | 0.045981 | 0.0073237 |  | 0 | 0 | 0.00021761 | 3.466e-05 | 0 | 0 | 0.045981 | 0.0073237 | 0 | 0 | 0.00021761 | 3.466e-05 | 0 | 0 | 0 | 0 | 0 | 0 | 0 | 0 | 0 | 0
2018-02-26 | 17-18 | 17-18 |  | 0 | 0.064565 | 0.0023743 | 1.3928 | 0.26686 | 0 | 0.00070494 | 7.9408e-06 | 0.0061142 | 0.0014628 |  |  | 0 | 0 | 0 | 0 |  | 0 | 0 | 0 | 0 | 0 | 0 | 0 | 0 | 0 | 0 | 0 | 0 | 0 | 0 | 0 | 0 | 0 | 0 | 0 | 0 | 0 | 0
2018-02-27 | 17-18 | 17-18 |  | 0 | 0.038176 | 0.010712 | 1.6823 | 0.29588 | 0 | 0.00022995 | 0.00018264 | 0.015713 | 0.0026875 |  |  | 0 | 0 | 0 | 0 |  | 0 | 0 | 0 | 0 | 0 | 0 | 0 | 0 | 0 | 0 | 0 | 0 | 0 | 0 | 0 | 0 | 0 | 0 | 0 | 0 | 0 | 0
2018-02-28 | 17-18 | 17-18 |  | 0 | 0.2435 | 0.039204 | 0.024094 | 0.17787 | 0 | 0.0058565 | 0.00052674 | 0.00027611 | 0.0041712 |  |  | 0 | 0 | 0 | 0 |  | 0 | 0 | 0 | 0 | 0 | 0 | 0 | 0 | 0 | 0 | 0 | 0 | 0 | 0 | 0 | 0 | 0 | 0 | 0 | 0 | 0 | 0
2018-03-01 | 17-18 | 17-18 |  | 0 | 0.11094 | 0.0019323 | 0.0026815 | 0.077475 | 0 | 0.0011525 | 2.1176e-05 | 1.4039e-05 | 0.00080278 |  |  | 0 | 0 | 0 | 0 |  | 0 | 0 | 0 | 0 | 0 | 0 | 0 | 0 | 0 | 0 | 0 | 0 | 0 | 0 | 0 | 0 | 0 | 0 | 0 | 0 | 0 | 0
2018-03-02 | 17-18 | 17-18 |  | 0 | 0.20876 | 0.0026522 | 0.25603 | 0.18563 | 0 | 0.0033427 | 0.00012705 | 0.0010319 | 0.0024955 |  |  | 0 | 0 | 0 | 0 |  | 0 | 0 | 0 | 0 | 0 | 0 | 0 | 0 | 0 | 0 | 0 | 0 | 0 | 0 | 0 | 0 | 0 | 0 | 0 | 0 | 0 | 0
2018-03-03 | 17-18 | 17-18 |  | 0 | 0.54304 | 0.017316 | 0.17717 | 0.40647 | 0 | 0.0066417 | 0.00010588 | 0.012306 | 0.0065713 |  |  | 0 | 0 | 0 | 0 |  | 0 | 0 | 0 | 0 | 0 | 0 | 0 | 0 | 0 | 0 | 0 | 0 | 0 | 0 | 0 | 0 | 0 | 0 | 0 | 0 | 0 | 0
2018-03-04 | 17-18 | 17-18 |  | 0 | 0.0018165 | 1.663 | 0.44783 | 0.30674 | 0 | 1.0771e-05 | 0.013648 | 0.0022896 | 0.0022937 |  |  | 0 | 0 | 0.012397 | 0.0019746 |  | 0 | 0 | 4.5628e-05 | 7.2675e-06 | 0 | 0 | 0.012397 | 0.0019746 | 0 | 0 | 4.5628e-05 | 7.2675e-06 | 0 | 0 | 0 | 0 | 0 | 0 | 0 | 0 | 0 | 0
2018-03-05 | 17-18 | 17-18 |  | 0 | 0.019075 | 0.0028428 | 0.023514 | 0.017347 | 0 | 0.00024395 | 2.9116e-05 | 0.00021995 | 0.00020796 |  |  | 0 | 0 | 0 | 0 |  | 0 | 0 | 0 | 0 | 0 | 0 | 0 | 0 | 0 | 0 | 0 | 0 | 0 | 0 | 0 | 0 | 0 | 0 | 0 | 0 | 0 | 0
2018-03-06 | 17-18 | 17-18 |  | 0 | 0.1786 | 0 | 0.062026 | 0.13348 | 0 | 0.0024686 | 0 | 0.0006037 | 0.0018046 |  |  | 0 | 0 | 0 | 0 |  | 0 | 0 | 0 | 0 | 0 | 0 | 0 | 0 | 0 | 0 | 0 | 0 | 0 | 0 | 0 | 0 | 0 | 0 | 0 | 0 | 0 | 0
2018-03-07 | 17-18 | 17-18 |  | 0 | 0.16449 | 0 | 0.17898 | 0.14234 | 0 | 0.0030869 | 0 | 0.00084939 | 0.0022716 |  |  | 0 | 0 | 0 | 0 |  | 0 | 0 | 0 | 0 | 0 | 0 | 0 | 0 | 0 | 0 | 0 | 0 | 0 | 0 | 0 | 0 | 0 | 0 | 0 | 0 | 0 | 0
2018-03-08 | 17-18 | 17-18 |  | 0 | 0.061258 | 0.0077502 | 0.0094205 | 0.044986 | 0 | 0.0033642 | 7.9408e-06 | 6.3178e-05 | 0.0023394 |  |  | 0 | 0 | 0 | 0 |  | 0 | 0 | 0 | 0 | 0 | 0 | 0 | 0 | 0 | 0 | 0 | 0 | 0 | 0 | 0 | 0 | 0 | 0 | 0 | 0 | 0 | 0
2018-03-09 | 17-18 | 17-18 |  | 0 | 0.10266 | 0.12309 | 0.063929 | 0.098561 | 0 | 0.0046104 | 0.0012388 | 0.00068793 | 0.0034746 |  |  | 0 | 0 | 0 | 0 |  | 0 | 0 | 0 | 0 | 0 | 0 | 0 | 0 | 0 | 0 | 0 | 0 | 0 | 0 | 0 | 0 | 0 | 0 | 0 | 0 | 0 | 0
2018-03-10 | 17-18 | 17-18 |  | 0 | 0.17758 | 0.052814 | 0.22002 | 0.16537 | 0 | 0.00062685 | 0.00043675 | 0.0011161 | 0.00067308 |  |  | 0 | 0 | 0 | 0 |  | 0 | 0 | 0 | 0 | 0 | 0 | 0 | 0 | 0 | 0 | 0 | 0 | 0 | 0 | 0 | 0 | 0 | 0 | 0 | 0 | 0 | 0
2018-03-11 | 17-18 | 17-18 |  | 0 | 0.12325 | 0.069625 | 0.035934 | 0.10082 | 0 | 0.0010383 | 0.00043675 | 0.00015443 | 0.00080464 |  |  | 0 | 0 | 0 | 0 |  | 0 | 0 | 0 | 0 | 0 | 0 | 0 | 0 | 0 | 0 | 0 | 0 | 0 | 0 | 0 | 0 | 0 | 0 | 0 | 0 | 0 | 0
2018-03-12 | 17-18 | 17-18 |  | 0 | 0.014889 | 0 | 0.041508 | 0.016915 | 0 | 8.2395e-05 | 0 | 0.00018953 | 8.721e-05 |  |  | 0 | 0 | 0 | 0 |  | 0 | 0 | 0 | 0 | 0 | 0 | 0 | 0 | 0 | 0 | 0 | 0 | 0 | 0 | 0 | 0 | 0 | 0 | 0 | 0 | 0 | 0
2018-03-13 | 17-18 | 17-18 |  | 0 | 0.074086 | 0 | 0.22489 | 0.087091 | 0 | 0.0013199 | 0 | 0.0012565 | 0.0011136 |  |  | 0 | 0 | 0 | 0 |  | 0 | 0 | 0 | 0 | 0 | 0 | 0 | 0 | 0 | 0 | 0 | 0 | 0 | 0 | 0 | 0 | 0 | 0 | 0 | 0 | 0 | 0
2018-03-14 | 17-18 | 17-18 |  | 0 | 0.34708 | 0.017475 | 0.12385 | 0.26238 | 0 | 0.0040573 | 0.00010058 | 0.00065986 | 0.0029271 |  |  | 0 | 0 | 0 | 0 |  | 0 | 0 | 0 | 0 | 0 | 0 | 0 | 0 | 0 | 0 | 0 | 0 | 0 | 0 | 0 | 0 | 0 | 0 | 0 | 0 | 0 | 0
2018-03-15 | 17-18 | 17-18 |  | 0.0079523 | 0.011548 | 3.1984 | 0.2768 | 0.50248 | 0.000142 | 0.00019387 | 0.007557 | 0.00093362 | 0.001348 |  |  | 0 | 0 | 0 | 0 |  | 0 | 0 | 0 | 0 | 0 | 0 | 0 | 0 | 0 | 0 | 0 | 0 | 0 | 0 | 0 | 0 | 0 | 0 | 0 | 0 | 0 | 0
2018-03-16 | 17-18 | 17-18 |  | 0 | 0.20485 | 0.90632 | 0.07235 | 0.2809 | 0 | 0.0015122 | 0.0093014 | 0.00041182 | 0.0024217 |  |  | 0 | 0 | 0 | 0 |  | 0 | 0 | 0 | 0 | 0 | 0 | 0 | 0 | 0 | 0 | 0 | 0 | 0 | 0 | 0 | 0 | 0 | 0 | 0 | 0 | 0 | 0
2018-03-17 | 17-18 | 17-18 |  | 0 | 0.51583 | 0.77423 | 2.5688 | 0.87513 | 0 | 0.0059982 | 0.0038937 | 0.0053631 | 0.0055535 |  |  | 0 | 0 | 0 | 0 |  | 0 | 0 | 0 | 0 | 0 | 0 | 0 | 0 | 0 | 0 | 0 | 0 | 0 | 0 | 0 | 0 | 0 | 0 | 0 | 0 | 0 | 0
2018-03-18 | 17-18 | 17-18 |  | 0 | 0.48618 | 1.3911 | 3.2859 | 1.0557 | 0 | 0.0045721 | 0.0086952 | 0.018657 | 0.0073601 |  |  | 0 | 0 | 0.267 | 0.042527 |  | 0 | 0 | 0.0022498 | 0.00035834 | 0 | 0 | 0.267 | 0.042527 | 0 | 0 | 0.0022498 | 0.00035834 | 0 | 0 | 0 | 0 | 0 | 0 | 0 | 0 | 0 | 0
2018-03-19 | 17-18 | 17-18 |  | 0 | 0.28506 | 0.05445 | 1.0295 | 0.36892 | 0 | 0.0010291 | 0.0067656 | 0.0024569 | 0.0020561 |  |  | 0 | 0 | 0 | 0 |  | 0 | 0 | 0 | 0 | 0 | 0 | 0 | 0 | 0 | 0 | 0 | 0 | 0 | 0 | 0 | 0 | 0 | 0 | 0 | 0 | 0 | 0
2018-03-20 | 17-18 | 17-18 |  | 0 | 0.56201 | 0.087691 | 0.34768 | 0.45666 | 0 | 0.0086617 | 0.0014452 | 0.0012565 | 0.006398 |  |  | 0 | 0 | 0 | 0 |  | 0 | 0 | 0 | 0 | 0 | 0 | 0 | 0 | 0 | 0 | 0 | 0 | 0 | 0 | 0 | 0 | 0 | 0 | 0 | 0 | 0 | 0
2018-03-21 | 17-18 | 17-18 |  | 0 | 0.26086 | 0.030911 | 0.039977 | 0.19125 | 0 | 0.0044041 | 0.0067682 | 0.00067623 | 0.0041085 |  |  | 0 | 0 | 0 | 0 |  | 0 | 0 | 0 | 0 | 0 | 0 | 0 | 0 | 0 | 0 | 0 | 0 | 0 | 0 | 0 | 0 | 0 | 0 | 0 | 0 | 0 | 0
2018-03-22 | 17-18 | 17-18 |  | 0 | 0.022571 | 0.035114 | 0.14384 | 0.043475 | 0 | 0.00029673 | 0.00029381 | 0.00053116 | 0.00033132 |  |  | 0 | 0 | 0 | 0 |  | 0 | 0 | 0 | 0 | 0 | 0 | 0 | 0 | 0 | 0 | 0 | 0 | 0 | 0 | 0 | 0 | 0 | 0 | 0 | 0 | 0 | 0
2018-03-23 | 17-18 | 17-18 |  | 0 | 0.14451 | 0.085787 | 0.074255 | 0.12391 | 0 | 0.0023765 | 0.00060086 | 0.0004282 | 0.0017975 |  |  | 0 | 0 | 0 | 0 |  | 0 | 0 | 0 | 0 | 0 | 0 | 0 | 0 | 0 | 0 | 0 | 0 | 0 | 0 | 0 | 0 | 0 | 0 | 0 | 0 | 0 | 0
2018-03-24 | 17-18 | 17-18 |  | 0 | 0.03206 | 0.013333 | 0.77569 | 0.14761 | 0 | 0.00030535 | 7.1467e-05 | 0.0035169 | 0.00078153 |  |  | 0 | 0 | 0 | 0 |  | 0 | 0 | 0 | 0 | 0 | 0 | 0 | 0 | 0 | 0 | 0 | 0 | 0 | 0 | 0 | 0 | 0 | 0 | 0 | 0 | 0 | 0
2018-03-25 | 17-18 | 17-18 |  | 0 | 1.1792 | 0.20946 | 1.9865 | 1.1619 | 0 | 0.0089687 | 0.0011038 | 0.012972 | 0.0084284 |  |  | 0 | 0 | 0 | 0 |  | 0 | 0 | 0 | 0 | 0 | 0 | 0 | 0 | 0 | 0 | 0 | 0 | 0 | 0 | 0 | 0 | 0 | 0 | 0 | 0 | 0 | 0
2018-03-26 | 17-18 | 17-18 |  | 0.027691 | 0.081628 | 0.010776 | 0.41155 | 0.12378 | 0.00014201 | 0.00039421 | 8.7349e-05 | 0.011386 | 0.0020997 |  |  | 0 | 0 | 0 | 0 |  | 0 | 0 | 0 | 0 | 0 | 0 | 0 | 0 | 0 | 0 | 0 | 0 | 0 | 0 | 0 | 0 | 0 | 0 | 0 | 0 | 0 | 0
2018-03-27 | 17-18 | 17-18 |  | 0 | 1.0407 | 0.10455 | 0.023909 | 0.73877 | 0 | 0.0093791 | 0.0013738 | 0.00037205 | 0.0067435 |  |  | 0 | 0 | 0 | 0 |  | 0 | 0 | 0 | 0 | 0 | 0 | 0 | 0 | 0 | 0 | 0 | 0 | 0 | 0 | 0 | 0 | 0 | 0 | 0 | 0 | 0 | 0
2018-03-28 | 17-18 | 17-18 |  | 0 | 0.011898 | 0.048979 | 0.42658 | 0.083075 | 0 | 0.00017664 | 0.00029381 | 0.0009851 | 0.00032051 |  |  | 0 | 0 | 0 | 0 |  | 0 | 0 | 0 | 0 | 0 | 0 | 0 | 0 | 0 | 0 | 0 | 0 | 0 | 0 | 0 | 0 | 0 | 0 | 0 | 0 | 0 | 0
2018-03-29 | 17-18 | 17-18 |  | 0 | 0.017952 | 0.051028 | 0.00018251 | 0.019638 | 0 | 0.00021487 | 0.00050027 | 1.4039e-05 | 0.00022138 |  |  | 0 | 0 | 0 | 0 |  | 0 | 0 | 0 | 0 | 0 | 0 | 0 | 0 | 0 | 0 | 0 | 0 | 0 | 0 | 0 | 0 | 0 | 0 | 0 | 0 | 0 | 0
2018-03-30 | 17-18 | 17-18 |  | 0 | 0.64511 | 0.24073 | 0.033489 | 0.48568 | 0 | 0.0070435 | 0.0016835 | 0.00017783 | 0.0051398 |  |  | 0 | 0 | 0 | 0 |  | 0 | 0 | 0 | 0 | 0 | 0 | 0 | 0 | 0 | 0 | 0 | 0 | 0 | 0 | 0 | 0 | 0 | 0 | 0 | 0 | 0 | 0
2018-03-31 | 17-18 | 17-18 |  | 0 | 0.052954 | 0.0011832 | 0.068056 | 0.047653 | 0 | 0.00021164 | 7.9408e-06 | 0.00037907 | 0.00020796 |  |  | 0 | 0 | 0 | 0 |  | 0 | 0 | 0 | 0 | 0 | 0 | 0 | 0 | 0 | 0 | 0 | 0 | 0 | 0 | 0 | 0 | 0 | 0 | 0 | 0 | 0 | 0
2018-04-01 | 17-18 | 17-18 |  | 0 | 0.13805 | 0.045522 | 0 | 0.10195 | 0 | 0.0023437 | 0.00046851 | 0 | 0.0016879 |  |  | 0 | 0 | 0 | 0 |  | 0 | 0 | 0 | 0 | 0 | 0 | 0 | 0 | 0 | 0 | 0 | 0 | 0 | 0 | 0 | 0 | 0 | 0 | 0 | 0 | 0 | 0
2018-04-02 | 17-18 | 17-18 |  | 0 | 0.22263 | 0 | 0.0039311 | 0.1547 | 0 | 0.0030842 | 0 | 7.0197e-05 | 0.0021456 |  |  | 0 | 0 | 0 | 0 |  | 0 | 0 | 0 | 0 | 0 | 0 | 0 | 0 | 0 | 0 | 0 | 0 | 0 | 0 | 0 | 0 | 0 | 0 | 0 | 0 | 0 | 0
2018-04-03 | 17-18 | 17-18 |  | 0 | 0.0055948 | 0.020861 | 0.0030255 | 0.007291 | 0 | 0.00066724 | 0.0017152 | 1.4039e-05 | 0.0007055 |  |  | 0 | 0 | 0 | 0 |  | 0 | 0 | 0 | 0 | 0 | 0 | 0 | 0 | 0 | 0 | 0 | 0 | 0 | 0 | 0 | 0 | 0 | 0 | 0 | 0 | 0 | 0
2018-04-04 | 17-18 | 17-18 |  | 0 | 0.020809 | 0.025236 | 0.10163 | 0.034141 | 0 | 0.00029835 | 0.0015935 | 0.00033695 | 0.0004845 |  |  | 0 | 0 | 0 | 0 |  | 0 | 0 | 0 | 0 | 0 | 0 | 0 | 0 | 0 | 0 | 0 | 0 | 0 | 0 | 0 | 0 | 0 | 0 | 0 | 0 | 0 | 0
2018-04-05 | 17-18 | 17-18 |  | 0 | 0.49368 | 0 | 1.4762 | 0.57678 | 0 | 0.0060418 | 0 | 0.0099938 | 0.005773 |  |  | 0 | 0 | 0 | 0 |  | 0 | 0 | 0 | 0 | 0 | 0 | 0 | 0 | 0 | 0 | 0 | 0 | 0 | 0 | 0 | 0 | 0 | 0 | 0 | 0 | 0 | 0
2018-04-06 | 17-18 | 17-18 |  | 0 | 0.037665 | 0.026133 | 0.047816 | 0.037362 | 0 | 0.00039959 | 0.00050821 | 0.0020732 | 0.0006783 |  |  | 0 | 0 | 0 | 0 |  | 0 | 0 | 0 | 0 | 0 | 0 | 0 | 0 | 0 | 0 | 0 | 0 | 0 | 0 | 0 | 0 | 0 | 0 | 0 | 0 | 0 | 0
2018-04-07 | 17-18 | 17-18 |  | 0.062482 | 0.19047 | 0 | 0.0962 | 0.14763 | 0.00028401 | 0.0010965 | 0 | 0.00039311 | 0.00082365 |  |  | 0 | 0 | 0.047241 | 0.0075244 |  | 0 | 0 | 0.00014039 | 2.2361e-05 | 0 | 0 | 0.047241 | 0.0075244 | 0 | 0 | 0.00014039 | 2.2361e-05 | 0 | 0 | 0 | 0 | 0 | 0 | 0 | 0 | 0 | 0
2018-04-08 | 17-18 | 17-18 |  | 0 | 0.016221 | 0.7696 | 0.02909 | 0.12422 | 0 | 7.8087e-05 | 0.007655 | 0.00022463 | 0.0011676 |  |  | 0 | 0 | 0 | 0 |  | 0 | 0 | 0 | 0 | 0 | 0 | 0 | 0 | 0 | 0 | 0 | 0 | 0 | 0 | 0 | 0 | 0 | 0 | 0 | 0 | 0 | 0
2018-04-09 | 17-18 | 17-18 |  | 0 | 0.023144 | 0.29239 | 0.65211 | 0.16105 | 0 | 0.00024988 | 0.0013923 | 0.0040925 | 0.0010208 |  |  | 0 | 0 | 0 | 0 |  | 0 | 0 | 0 | 0 | 0 | 0 | 0 | 0 | 0 | 0 | 0 | 0 | 0 | 0 | 0 | 0 | 0 | 0 | 0 | 0 | 0 | 0
2018-04-10 | 17-18 | 17-18 |  | 0 | 0.060184 | 0.19757 | 0.33143 | 0.12226 | 0 | 0.00049653 | 0.0016385 | 0.0015467 | 0.00082067 |  |  | 0 | 0 | 0 | 0 |  | 0 | 0 | 0 | 0 | 0 | 0 | 0 | 0 | 0 | 0 | 0 | 0 | 0 | 0 | 0 | 0 | 0 | 0 | 0 | 0 | 0 | 0
2018-04-11 | 17-18 | 17-18 |  | 0 | 1.0626 | 1.5643 | 0.65474 | 1.0599 | 0 | 0.017394 | 0.020575 | 0.0048155 | 0.015701 |  |  | 0 | 0 | 0 | 0 |  | 0 | 0 | 0 | 0 | 0 | 0 | 0 | 0 | 0 | 0 | 0 | 0 | 0 | 0 | 0 | 0 | 0 | 0 | 0 | 0 | 0 | 0
2018-04-12 | 17-18 | 17-18 |  | 0 | 1.0273 | 0.23184 | 0.001783 | 0.74387 | 0 | 0.011046 | 0.0022155 | 1.4039e-05 | 0.0079584 |  |  | 0 | 0 | 0 | 0 |  | 0 | 0 | 0 | 0 | 0 | 0 | 0 | 0 | 0 | 0 | 0 | 0 | 0 | 0 | 0 | 0 | 0 | 0 | 0 | 0 | 0 | 0
2018-04-13 | 17-18 | 17-18 |  | 0 | 0.65257 | 0.3214 | 1.9394 | 0.80576 | 0 | 0.0071662 | 0.0020249 | 0.014904 | 0.0076184 |  |  | 0 | 0 | 0.024627 | 0.0039224 |  | 0 | 0 | 0.00023984 | 3.8201e-05 | 0 | 0 | 0.024627 | 0.0039224 | 0 | 0 | 0.00023984 | 3.8201e-05 | 0 | 0 | 0 | 0 | 0 | 0 | 0 | 0 | 0 | 0
2018-04-14 | 17-18 | 17-18 |  | 0 | 1.3962 | 7.6311 | 3.4563 | 2.5912 | 0 | 0.014919 | 0.03841 | 0.017209 | 0.018474 |  |  | 0 | 0.1392 | 0.20507 | 0.052263 |  | 0 | 0.00055586 | 0.0010284 | 0.00024206 | 0 | 0.1392 | 0.20507 | 0.052263 | 0 | 0.00055586 | 0.0010284 | 0.00024206 | 0 | 0 | 0 | 0 | 0 | 0 | 0 | 0 | 0 | 0
2018-04-15 | 17-18 | 17-18 |  | 1.1491 | 0.3222 | 0.026309 | 1.1517 | 0.41917 | 0.016899 | 0.0022931 | 0.00016279 | 0.0078691 | 0.0029962 |  |  | 0 | 0.001373 | 0 | 0.00019331 |  | 0 | 2.7793e-05 | 0 | 3.9133e-06 | 0 | 0.001373 | 0 | 0.00019331 | 0 | 2.7793e-05 | 0 | 3.9133e-06 | 0 | 0 | 0 | 0 | 0 | 0 | 0 | 0 | 0 | 0
2018-04-16 | 17-18 | 17-18 |  | 0 | 0.050454 | 0.0010815 | 1.2543 | 0.23484 | 0 | 0.00043406 | 7.5438e-05 | 0.0076234 | 0.0015252 |  |  | 0 | 0.076675 | 0.0086792 | 0.012178 |  | 0 | 0.00047248 | 0 | 6.6525e-05 | 0 | 0.076675 | 0.0086792 | 0.012178 | 0 | 0.00047248 | 0 | 6.6525e-05 | 0 | 0 | 0 | 0 | 0 | 0 | 0 | 0 | 0 | 0
2018-04-17 | 17-18 | 17-18 |  | 0 | 0.0080645 | 0 | 0.33078 | 0.058267 | 0 | 9.2089e-05 | 0 | 0.0018462 | 0.00035778 |  |  | 0 | 0 | 0 | 0 |  | 0 | 0 | 0 | 0 | 0 | 0 | 0 | 0 | 0 | 0 | 0 | 0 | 0 | 0 | 0 | 0 | 0 | 0 | 0 | 0 | 0 | 0
2018-04-18 | 17-18 | 17-18 |  | 0 | 0.42912 | 0 | 0.13067 | 0.31779 | 0 | 0.0056557 | 0 | 0.00043522 | 0.0039833 |  |  | 0 | 0 | 0 | 0 |  | 0 | 0 | 0 | 0 | 0 | 0 | 0 | 0 | 0 | 0 | 0 | 0 | 0 | 0 | 0 | 0 | 0 | 0 | 0 | 0 | 0 | 0
2018-04-19 | 17-18 | 17-18 |  | 0 | 0.38167 | 0.65121 | 0.39439 | 0.41864 | 0 | 0.0061958 | 0.012769 | 0.0031238 | 0.0065832 |  |  | 0 | 0 | 0 | 0 |  | 0 | 0 | 0 | 0 | 0 | 0 | 0 | 0 | 0 | 0 | 0 | 0 | 0 | 0 | 0 | 0 | 0 | 0 | 0 | 0 | 0 | 0
2018-04-20 | 17-18 | 17-18 |  | 0 | 0.59488 | 0.026705 | 12.6691 | 2.4333 | 0 | 0.0080575 | 0.00020646 | 0.027641 | 0.010008 |  |  | 0 | 0 | 0 | 0 |  | 0 | 0 | 0 | 0 | 0 | 0 | 0 | 0 | 0 | 0 | 0 | 0 | 0 | 0 | 0 | 0 | 0 | 0 | 0 | 0 | 0 | 0
2018-04-21 | 17-18 | 17-18 |  | 0 | 0.40774 | 0.099506 | 0.88378 | 0.43695 | 0 | 0.0064441 | 0.00043675 | 0.0014929 | 0.0047589 |  |  | 0 | 0 | 0 | 0 |  | 0 | 0 | 0 | 0 | 0 | 0 | 0 | 0 | 0 | 0 | 0 | 0 | 0 | 0 | 0 | 0 | 0 | 0 | 0 | 0 | 0 | 0
2018-04-22 | 17-18 | 17-18 |  | 0.042744 | 0.048428 | 1.9332 | 0.0098347 | 0.30761 | 0.00014201 | 0.00066993 | 0.0080599 | 0.00027377 | 0.0016432 |  |  | 0 | 0 | 0 | 0 |  | 0 | 0 | 0 | 0 | 0 | 0 | 0 | 0 | 0 | 0 | 0 | 0 | 0 | 0 | 0 | 0 | 0 | 0 | 0 | 0 | 0 | 0
2018-04-23 | 17-18 | 17-18 |  | 0 | 0.21549 | 0.0069165 | 1.4598 | 0.38261 | 0 | 0.007484 | 2.3822e-05 | 0.0068489 | 0.0062735 |  |  | 0 | 0 | 0.00020343 | 3.2402e-05 |  | 0 | 0 | 0 | 0 | 0 | 0 | 0.00020343 | 3.2402e-05 | 0 | 0 | 0 | 0 | 0 | 0 | 0 | 0 | 0 | 0 | 0 | 0 | 0 | 0
2018-04-24 | 17-18 | 17-18 |  | 0 | 0.34023 | 0.62389 | 2.3303 | 0.69446 | 0 | 0.0034428 | 0.0068926 | 0.0077357 | 0.0045852 |  |  | 0 | 0 | 0 | 0 |  | 0 | 0 | 0 | 0 | 0 | 0 | 0 | 0 | 0 | 0 | 0 | 0 | 0 | 0 | 0 | 0 | 0 | 0 | 0 | 0 | 0 | 0
2018-04-25 | 17-18 | 17-18 |  | 0 | 0.14399 | 0.0022314 | 0.093924 | 0.11492 | 0 | 0.0048586 | 1.5882e-05 | 0.00027377 | 0.0034083 |  |  | 0 | 0 | 0 | 0 |  | 0 | 0 | 0 | 0 | 0 | 0 | 0 | 0 | 0 | 0 | 0 | 0 | 0 | 0 | 0 | 0 | 0 | 0 | 0 | 0 | 0 | 0
2018-04-26 | 17-18 | 17-18 |  | 0 | 0.0098874 | 0.23067 | 0.090828 | 0.053788 | 0 | 7.1086e-05 | 0.0042563 | 0.00048436 | 0.00072563 |  |  | 0 | 0 | 0 | 0 |  | 0 | 0 | 0 | 0 | 0 | 0 | 0 | 0 | 0 | 0 | 0 | 0 | 0 | 0 | 0 | 0 | 0 | 0 | 0 | 0 | 0 | 0
2018-04-27 | 17-18 | 17-18 |  | 0 | 0.011983 | 0 | 0.73521 | 0.12539 | 0 | 8.4549e-05 | 0 | 0.0033063 | 0.00058512 |  |  | 0 | 0 | 0 | 0 |  | 0 | 0 | 0 | 0 | 0 | 0 | 0 | 0 | 0 | 0 | 0 | 0 | 0 | 0 | 0 | 0 | 0 | 0 | 0 | 0 | 0 | 0
2018-04-28 | 17-18 | 17-18 |  | 0 | 0.0023555 | 0.24987 | 0.010115 | 0.038423 | 0 | 6.4624e-06 | 0.00031763 | 1.4039e-05 | 5.1431e-05 |  |  | 0 | 0 | 0 | 0 |  | 0 | 0 | 0 | 0 | 0 | 0 | 0 | 0 | 0 | 0 | 0 | 0 | 0 | 0 | 0 | 0 | 0 | 0 | 0 | 0 | 0 | 0
2018-04-29 | 17-18 | 17-18 |  | 0 | 0.43007 | 0 | 0.012004 | 0.29954 | 0 | 0.0038629 | 0 | 6.3178e-05 | 0.0026834 |  |  | 0 | 0 | 0 | 0 |  | 0 | 0 | 0 | 0 | 0 | 0 | 0 | 0 | 0 | 0 | 0 | 0 | 0 | 0 | 0 | 0 | 0 | 0 | 0 | 0 | 0 | 0
2018-04-30 | 17-18 | 17-18 |  | 0 | 0.0076326 | 0.0062097 | 0.10761 | 0.023297 | 0 | 8.9396e-05 | 7.1467e-05 | 0.001783 | 0.00035592 |  |  | 0 | 0 | 0 | 0 |  | 0 | 0 | 0 | 0 | 0 | 0 | 0 | 0 | 0 | 0 | 0 | 0 | 0 | 0 | 0 | 0 | 0 | 0 | 0 | 0 | 0 | 0
2018-05-01 | 17-18 | 17-18 |  | 0 | 0.33909 | 0.0053362 | 0.0026815 | 0.23584 | 0 | 0.00485 | 5.5586e-05 | 1.4039e-05 | 0.0033665 |  |  | 0 | 0 | 0 | 0 |  | 0 | 0 | 0 | 0 | 0 | 0 | 0 | 0 | 0 | 0 | 0 | 0 | 0 | 0 | 0 | 0 | 0 | 0 | 0 | 0 | 0 | 0
2018-05-02 | 17-18 | 17-18 |  | 0 | 0.0029318 | 0.14896 | 4.1419 | 0.68271 | 0 | 3.0158e-05 | 0.00054792 | 0.025608 | 0.0041767 |  |  | 0 | 0 | 0 | 0 |  | 0 | 0 | 0 | 0 | 0 | 0 | 0 | 0 | 0 | 0 | 0 | 0 | 0 | 0 | 0 | 0 | 0 | 0 | 0 | 0 | 0 | 0
2018-05-03 | 17-18 | 17-18 |  | 0 | 0.8968 | 3.4695 | 1.2965 | 1.3156 | 0 | 0.010059 | 0.024341 | 0.010024 | 0.011985 |  |  | 0 | 0 | 0 | 0 |  | 0 | 0 | 0 | 0 | 0 | 0 | 0 | 0 | 0 | 0 | 0 | 0 | 0 | 0 | 0 | 0 | 0 | 0 | 0 | 0 | 0 | 0
2018-05-04 | 17-18 | 17-18 |  | 0 | 0.54054 | 0.19676 | 1.0401 | 0.56745 | 0 | 0.0054553 | 0.0051774 | 0.0043394 | 0.0051955 |  |  | 0 | 0 | 0.28915 | 0.046054 |  | 0 | 0 | 0.001246 | 0.00019846 | 0 | 0 | 0.28915 | 0.046054 | 0 | 0 | 0.001246 | 0.00019846 | 0 | 0 | 0 | 0 | 0 | 0 | 0 | 0 | 0 | 0
2018-05-05 | 17-18 | 17-18 |  | 0 | 0.25128 | 0 | 0.15132 | 0.198 | 0 | 0.0026673 | 0 | 0.00079089 | 0.0019719 |  |  | 0 | 0 | 0 | 0 |  | 0 | 0 | 0 | 0 | 0 | 0 | 0 | 0 | 0 | 0 | 0 | 0 | 0 | 0 | 0 | 0 | 0 | 0 | 0 | 0 | 0 | 0
2018-05-06 | 17-18 | 17-18 |  | 0 | 0.13887 | 0.01927 | 0.39461 | 0.16167 | 0 | 0.0014487 | 0.00014823 | 0.0022674 | 0.0013845 |  |  | 0 | 0 | 0 | 0 |  | 0 | 0 | 0 | 0 | 0 | 0 | 0 | 0 | 0 | 0 | 0 | 0 | 0 | 0 | 0 | 0 | 0 | 0 | 0 | 0 | 0 | 0
2018-05-07 | 17-18 | 17-18 |  | 0 | 0.6714 | 1.0875 | 0.26546 | 0.66005 | 0 | 0.0047644 | 0.0032081 | 0.00179 | 0.004034 |  |  | 0 | 0 | 0.0024559 | 0.00039117 |  | 0 | 0 | 0 | 0 | 0 | 0 | 0.0024559 | 0.00039117 | 0 | 0 | 0 | 0 | 0 | 0 | 0 | 0 | 0 | 0 | 0 | 0 | 0 | 0
2018-05-08 | 17-18 | 17-18 |  | 0 | 0.093654 | 0 | 0.017311 | 0.067571 | 0 | 0.0030686 | 0 | 0.00037205 | 0.0021829 |  |  | 0 | 0 | 0 | 0 |  | 0 | 0 | 0 | 0 | 0 | 0 | 0 | 0 | 0 | 0 | 0 | 0 | 0 | 0 | 0 | 0 | 0 | 0 | 0 | 0 | 0 | 0
2018-05-09 | 17-18 | 17-18 |  | 0 | 0.16256 | 0 | 3.2995 | 0.63804 | 0 | 0.0029635 | 0 | 0.020853 | 0.0053723 |  |  | 0 | 0 | 0 | 0 |  | 0 | 0 | 0 | 0 | 0 | 0 | 0 | 0 | 0 | 0 | 0 | 0 | 0 | 0 | 0 | 0 | 0 | 0 | 0 | 0 | 0 | 0
2018-05-10 | 17-18 | 17-18 |  | 0 | 0.45219 | 3.3883 | 0.16327 | 0.81602 | 0 | 0.0049163 | 0.020371 | 0.0012355 | 0.0064673 |  |  | 0 | 0 | 0 | 0 |  | 0 | 0 | 0 | 0 | 0 | 0 | 0 | 0 | 0 | 0 | 0 | 0 | 0 | 0 | 0 | 0 | 0 | 0 | 0 | 0 | 0 | 0
2018-05-11 | 17-18 | 17-18 |  | 0 | 0.031535 | 8.0843 | 0.051946 | 1.1684 | 0 | 0.00037482 | 0.028246 | 0.00052414 | 0.0043199 |  |  | 0 | 0 | 0 | 0 |  | 0 | 0 | 0 | 0 | 0 | 0 | 0 | 0 | 0 | 0 | 0 | 0 | 0 | 0 | 0 | 0 | 0 | 0 | 0 | 0 | 0 | 0
2018-05-12 | 17-18 | 17-18 |  | 0 | 0.033522 | 0 | 0.045193 | 0.030397 | 0 | 0.00031343 | 0 | 0.00026675 | 0.00025939 |  |  | 0 | 0 | 0 | 0 |  | 0 | 0 | 0 | 0 | 0 | 0 | 0 | 0 | 0 | 0 | 0 | 0 | 0 | 0 | 0 | 0 | 0 | 0 | 0 | 0 | 0 | 0
2018-05-13 | 17-18 | 17-18 |  | 0 | 0.062966 | 0.4026 | 0.80795 | 0.22895 | 0 | 0.00061716 | 0.0024722 | 0.0012004 | 0.00096639 |  |  | 0 | 0 | 0 | 0 |  | 0 | 0 | 0 | 0 | 0 | 0 | 0 | 0 | 0 | 0 | 0 | 0 | 0 | 0 | 0 | 0 | 0 | 0 | 0 | 0 | 0 | 0
2018-05-14 | 17-18 | 17-18 |  | 0 | 0.55027 | 0.0029699 | 0.084433 | 0.39468 | 0 | 0.0053261 | 7.9408e-06 | 0.0010389 | 0.0038525 |  |  | 0 | 0 | 0 | 0 |  | 0 | 0 | 0 | 0 | 0 | 0 | 0 | 0 | 0 | 0 | 0 | 0 | 0 | 0 | 0 | 0 | 0 | 0 | 0 | 0 | 0 | 0
2018-05-15 | 17-18 | 17-18 |  | 0 | 0.024072 | 0.058095 | 0.021778 | 0.028308 | 0 | 0.00033712 | 0.00049233 | 0.00034865 | 0.00035816 |  |  | 0 | 0 | 0 | 0 |  | 0 | 0 | 0 | 0 | 0 | 0 | 0 | 0 | 0 | 0 | 0 | 0 | 0 | 0 | 0 | 0 | 0 | 0 | 0 | 0 | 0 | 0
2018-05-16 | 17-18 | 17-18 |  | 0 | 0.031183 | 0.025797 | 0.028458 | 0.029745 | 0 | 0.00029781 | 0.00022499 | 0.00013337 | 0.00025902 |  |  | 0 | 0 | 0 | 0 |  | 0 | 0 | 0 | 0 | 0 | 0 | 0 | 0 | 0 | 0 | 0 | 0 | 0 | 0 | 0 | 0 | 0 | 0 | 0 | 0 | 0 | 0
2018-05-17 | 17-18 | 17-18 |  | 0 | 0.012742 | 0.84444 | 0.20197 | 0.15988 | 0 | 7.3779e-05 | 0.0076867 | 0.0010904 | 0.001307 |  |  | 0 | 0 | 0 | 0 |  | 0 | 0 | 0 | 0 | 0 | 0 | 0 | 0 | 0 | 0 | 0 | 0 | 0 | 0 | 0 | 0 | 0 | 0 | 0 | 0 | 0 | 0
2018-05-18 | 17-18 | 17-18 |  | 0 | 0.17204 | 0.52903 | 0.47867 | 0.26979 | 0 | 0.0026453 | 0.002819 | 0.0017315 | 0.0025034 |  |  | 0 | 0 | 0 | 0 |  | 0 | 0 | 0 | 0 | 0 | 0 | 0 | 0 | 0 | 0 | 0 | 0 | 0 | 0 | 0 | 0 | 0 | 0 | 0 | 0 | 0 | 0
2018-05-19 | 17-18 | 17-18 |  | 0 | 0.019791 | 0.73231 | 0.0060019 | 0.11776 | 0 | 0.0003005 | 0.0042086 | 6.3178e-05 | 0.0008106 |  |  | 0 | 0 | 0 | 0 |  | 0 | 0 | 0 | 0 | 0 | 0 | 0 | 0 | 0 | 0 | 0 | 0 | 0 | 0 | 0 | 0 | 0 | 0 | 0 | 0 | 0 | 0
2018-05-20 | 17-18 | 17-18 |  | 0 | 0.0068614 | 0.28752 | 0.051581 | 0.053448 | 0 | 6.7855e-05 | 0.0035681 | 0.00044926 | 0.0006209 |  |  | 0 | 0 | 0 | 0 |  | 0 | 0 | 0 | 0 | 0 | 0 | 0 | 0 | 0 | 0 | 0 | 0 | 0 | 0 | 0 | 0 | 0 | 0 | 0 | 0 | 0 | 0
2018-05-21 | 17-18 | 17-18 |  | 0 | 0.025615 | 0.0035337 | 0.02068 | 0.021518 | 0 | 0.00020141 | 1.5882e-05 | 8.8917e-05 | 0.00015578 |  |  | 0 | 0 | 0 | 0 |  | 0 | 0 | 0 | 0 | 0 | 0 | 0 | 0 | 0 | 0 | 0 | 0 | 0 | 0 | 0 | 0 | 0 | 0 | 0 | 0 | 0 | 0
2018-05-22 | 17-18 | 17-18 |  | 0 | 0.063117 | 0.0029699 | 0.014063 | 0.046338 | 0 | 0.00046906 | 2.3822e-05 | 0.00015911 | 0.00035331 |  |  | 0 | 0 | 0 | 0 |  | 0 | 0 | 0 | 0 | 0 | 0 | 0 | 0 | 0 | 0 | 0 | 0 | 0 | 0 | 0 | 0 | 0 | 0 | 0 | 0 | 0 | 0
2018-05-23 | 17-18 | 17-18 |  | 0 | 0.016203 | 0.52537 | 0.086034 | 0.098889 | 0 | 4.6314e-05 | 0.0013049 | 0.00028781 | 0.00026163 |  |  | 0 | 0 | 0 | 0 |  | 0 | 0 | 0 | 0 | 0 | 0 | 0 | 0 | 0 | 0 | 0 | 0 | 0 | 0 | 0 | 0 | 0 | 0 | 0 | 0 | 0 | 0
2018-05-24 | 17-18 | 17-18 |  | 0 | 0.035795 | 0.0051854 | 0.35839 | 0.082584 | 0 | 0.0001901 | 1.5882e-05 | 0.0011021 | 0.00030933 |  |  | 0 | 0 | 0 | 0 |  | 0 | 0 | 0 | 0 | 0 | 0 | 0 | 0 | 0 | 0 | 0 | 0 | 0 | 0 | 0 | 0 | 0 | 0 | 0 | 0 | 0 | 0
2018-05-25 | 17-18 | 17-18 |  | 0 | 0.028856 | 0.1131 | 0.17679 | 0.064053 | 0 | 0.00025688 | 0.0015961 | 0.0017058 | 0.0006742 |  |  | 0 | 0 | 0 | 0 |  | 0 | 0 | 0 | 0 | 0 | 0 | 0 | 0 | 0 | 0 | 0 | 0 | 0 | 0 | 0 | 0 | 0 | 0 | 0 | 0 | 0 | 0
2018-05-26 | 17-18 | 17-18 |  | 0 | 0.36851 | 0 | 0.15236 | 0.2793 | 0 | 0.001558 | 0 | 0.00079323 | 0.0012045 |  |  | 0 | 0 | 0 | 0 |  | 0 | 0 | 0 | 0 | 0 | 0 | 0 | 0 | 0 | 0 | 0 | 0 | 0 | 0 | 0 | 0 | 0 | 0 | 0 | 0 | 0 | 0
2018-05-27 | 17-18 | 17-18 |  | 0 | 0.0060547 | 0.0063527 | 0.023937 | 0.0088972 | 0 | 6.6778e-05 | 8.4702e-05 | 0.00015443 | 8.2737e-05 |  |  | 0 | 0 | 0 | 0 |  | 0 | 0 | 0 | 0 | 0 | 0 | 0 | 0 | 0 | 0 | 0 | 0 | 0 | 0 | 0 | 0 | 0 | 0 | 0 | 0 | 0 | 0
2018-05-28 | 17-18 | 17-18 |  | 0 | 0.50799 | 0.44799 | 4.5807 | 1.1442 | 0 | 0.0038984 | 0.00068291 | 0.016061 | 0.0053522 |  |  | 0 | 0.13416 | 0 | 0.01889 |  | 0 | 0.00011911 | 0 | 1.6771e-05 | 0 | 0.13416 | 0 | 0.01889 | 0 | 0.00011911 | 0 | 1.6771e-05 | 0 | 0 | 0 | 0 | 0 | 0 | 0 | 0 | 0 | 0
2018-05-29 | 17-18 | 17-18 |  | 0 | 0.20445 | 0.022639 | 4.0881 | 0.79581 | 0 | 0.0017174 | 0.00024617 | 0.017737 | 0.0040482 |  |  | 0 | 0 | 0.23314 | 0.037133 |  | 0 | 0 | 0 | 0 | 0 | 0 | 0.23314 | 0.037133 | 0 | 0 | 0 | 0 | 0 | 0 | 0 | 0 | 0 | 0 | 0 | 0 | 0 | 0
2018-05-30 | 17-18 | 17-18 |  | 0 | 0.018222 | 0.28286 | 0.096929 | 0.067876 | 0 | 0.00012171 | 0.017462 | 0.00077685 | 0.0026666 |  |  | 0 | 0 | 0 | 0 |  | 0 | 0 | 0 | 0 | 0 | 0 | 0 | 0 | 0 | 0 | 0 | 0 | 0 | 0 | 0 | 0 | 0 | 0 | 0 | 0 | 0 | 0
2018-05-31 | 17-18 | 17-18 |  | 0.045442 | 0.0061393 | 0.0092669 | 0.14243 | 0.028597 | 0.045442 | 4.8468e-05 | 6.088e-05 | 0.00055456 | 0.00048823 |  |  | 0 | 0 | 0 | 0 |  | 0 | 0 | 0 | 0 | 0 | 0 | 0 | 0 | 0 | 0 | 0 | 0 | 0 | 0 | 0 | 0 | 0 | 0 | 0 | 0 | 0 | 0
2018-06-01 | 17-18 | 17-18 |  | 0 | 0.14869 | 0.14446 | 0.30963 | 0.17255 | 0 | 0.0030174 | 0.0010773 | 0.0028009 | 0.002686 |  |  | 0 | 0 | 0 | 0 |  | 0 | 0 | 0 | 0 | 0 | 0 | 0 | 0 | 0 | 0 | 0 | 0 | 0 | 0 | 0 | 0 | 0 | 0 | 0 | 0 | 0 | 0
2018-06-02 | 17-18 | 17-18 |  | 0 | 0.78744 | 0.0061462 | 0.24972 | 0.58559 | 0 | 0.0044203 | 2.3822e-05 | 0.00073941 | 0.0031802 |  |  | 0 | 0 | 0 | 0 |  | 0 | 0 | 0 | 0 | 0 | 0 | 0 | 0 | 0 | 0 | 0 | 0 | 0 | 0 | 0 | 0 | 0 | 0 | 0 | 0 | 0 | 0
2018-06-03 | 17-18 | 17-18 |  | 0 | 0.087449 | 0.0027713 | 0 | 0.060909 | 0 | 0.0020163 | 1.5882e-05 | 0 | 0.0013976 |  |  | 0 | 0 | 0 | 0 |  | 0 | 0 | 0 | 0 | 0 | 0 | 0 | 0 | 0 | 0 | 0 | 0 | 0 | 0 | 0 | 0 | 0 | 0 | 0 | 0 | 0 | 0
2018-06-04 | 17-18 | 17-18 |  | 0 | 0.080613 | 1.3296 | 0.29455 | 0.28991 | 0 | 0.00030966 | 0.014548 | 0.00037205 | 0.0023219 |  |  | 0 | 0 | 0 | 0 |  | 0 | 0 | 0 | 0 | 0 | 0 | 0 | 0 | 0 | 0 | 0 | 0 | 0 | 0 | 0 | 0 | 0 | 0 | 0 | 0 | 0 | 0
2018-06-05 | 17-18 | 17-18 |  | 0 | 0.091192 | 0 | 0.065605 | 0.073558 | 0 | 0.00077656 | 0 | 0.00045745 | 0.00061028 |  |  | 0 | 0 | 0.0024843 | 0.00039569 |  | 0 | 0 | 1.17e-06 | 1.8635e-07 | 0 | 0 | 0.0024843 | 0.00039569 | 0 | 0 | 1.17e-06 | 1.8635e-07 | 0 | 0 | 0 | 0 | 0 | 0 | 0 | 0 | 0 | 0
2018-06-06 | 17-18 | 17-18 |  | 0 | 0.0072621 | 0.0071785 | 1.6957 | 0.27613 | 0 | 6.3008e-05 | 6.3527e-05 | 0.018799 | 0.0030467 |  |  | 0 | 0 | 0 | 0 |  | 0 | 0 | 0 | 0 | 0 | 0 | 0 | 0 | 0 | 0 | 0 | 0 | 0 | 0 | 0 | 0 | 0 | 0 | 0 | 0 | 0 | 0
2018-06-07 | 17-18 | 17-18 |  | 0 | 0.1096 | 0.00067497 | 0.024768 | 0.079886 | 0 | 0.0010081 | 7.9408e-06 | 0.00018719 | 0.00072861 |  |  | 0 | 0 | 0 | 0 |  | 0 | 0 | 0 | 0 | 0 | 0 | 0 | 0 | 0 | 0 | 0 | 0 | 0 | 0 | 0 | 0 | 0 | 0 | 0 | 0 | 0 | 0
2018-06-08 | 17-18 | 17-18 |  | 0 | 0.096687 | 0.0012467 | 4.8795 | 0.84427 | 0 | 0.0024762 | 1.5882e-05 | 0.012563 | 0.0037168 |  |  | 0 | 0 | 0.014545 | 0.0023166 |  | 0 | 0 | 1.8719e-05 | 2.9815e-06 | 0 | 0 | 0.014545 | 0.0023166 | 0 | 0 | 1.8719e-05 | 2.9815e-06 | 0 | 0 | 0 | 0 | 0 | 0 | 0 | 0 | 0 | 0
2018-06-09 | 17-18 | 17-18 |  | 0 | 0.013759 | 0.052457 | 0.42729 | 0.084965 | 0 | 3.8236e-05 | 0.00028587 | 0.0015514 | 0.00031381 |  |  | 0 | 0 | 0 | 0 |  | 0 | 0 | 0 | 0 | 0 | 0 | 0 | 0 | 0 | 0 | 0 | 0 | 0 | 0 | 0 | 0 | 0 | 0 | 0 | 0 | 0 | 0
2018-06-10 | 17-18 | 17-18 |  | 0 | 0.083022 | 0 | 0.0045698 | 0.058183 | 0 | 0.0018547 | 0 | 2.1059e-05 | 0.0012869 |  |  | 0 | 0 | 0 | 0 |  | 0 | 0 | 0 | 0 | 0 | 0 | 0 | 0 | 0 | 0 | 0 | 0 | 0 | 0 | 0 | 0 | 0 | 0 | 0 | 0 | 0 | 0
2018-06-11 | 17-18 | 17-18 |  | 0 | 0.34231 | 0.0014293 | 1.0213 | 0.39977 | 0 | 0.0039894 | 1.5882e-05 | 0.0067928 | 0.0038451 |  |  | 0 | 0 | 0 | 0 |  | 0 | 0 | 0 | 0 | 0 | 0 | 0 | 0 | 0 | 0 | 0 | 0 | 0 | 0 | 0 | 0 | 0 | 0 | 0 | 0 | 0 | 0
2018-06-12 | 17-18 | 17-18 |  | 0 | 0.06046 | 0.006178 | 0.04359 | 0.049654 | 0 | 0.00036728 | 3.1763e-05 | 0.00036971 | 0.00031753 |  |  | 0 | 0 | 0 | 0 |  | 0 | 0 | 0 | 0 | 0 | 0 | 0 | 0 | 0 | 0 | 0 | 0 | 0 | 0 | 0 | 0 | 0 | 0 | 0 | 0 | 0 | 0
2018-06-13 | 17-18 | 17-18 |  | 0 | 0.04437 | 0.033486 | 0.093903 | 0.050378 | 0 | 0.0030513 | 8.9996e-05 | 0.00050542 | 0.0022048 |  |  | 0 | 0 | 0 | 0 |  | 0 | 0 | 0 | 0 | 0 | 0 | 0 | 0 | 0 | 0 | 0 | 0 | 0 | 0 | 0 | 0 | 0 | 0 | 0 | 0 | 0 | 0
2018-06-14 | 17-18 | 17-18 |  | 0 | 1.2403 | 0.011665 | 3.4748 | 1.4135 | 0 | 0.01345 | 4.7645e-05 | 0.023 | 0.012978 |  |  | 0 | 0 | 0.020877 | 0.0033253 |  | 0 | 0 | 5.2648e-05 | 8.3855e-06 | 0 | 0 | 0.020877 | 0.0033253 | 0 | 0 | 5.2648e-05 | 8.3855e-06 | 0 | 0 | 0 | 0 | 0 | 0 | 0 | 0 | 0 | 0
2018-06-15 | 17-18 | 17-18 |  | 0 | 0.022066 | 0.0013738 | 0.29865 | 0.063032 | 0 | 0.00016964 | 7.9408e-06 | 0.00067389 | 0.00022585 |  |  | 0 | 0 | 0 | 0 |  | 0 | 0 | 0 | 0 | 0 | 0 | 0 | 0 | 0 | 0 | 0 | 0 | 0 | 0 | 0 | 0 | 0 | 0 | 0 | 0 | 0 | 0
2018-06-16 | 17-18 | 17-18 |  | 0 | 0.39401 | 0.22015 | 2.0295 | 0.62692 | 0 | 0.003124 | 0.00097672 | 0.0092544 | 0.0037735 |  |  | 0 | 0 | 0 | 0 |  | 0 | 0 | 0 | 0 | 0 | 0 | 0 | 0 | 0 | 0 | 0 | 0 | 0 | 0 | 0 | 0 | 0 | 0 | 0 | 0 | 0 | 0
2018-06-17 | 17-18 | 17-18 |  | 0 | 0.034632 | 0.20238 | 5.8795 | 0.98892 | 0 | 0.00019926 | 0.0012864 | 0.021572 | 0.0037549 |  |  | 0 | 0 | 0 | 0 |  | 0 | 0 | 0 | 0 | 0 | 0 | 0 | 0 | 0 | 0 | 0 | 0 | 0 | 0 | 0 | 0 | 0 | 0 | 0 | 0 | 0 | 0
2018-06-18 | 17-18 | 17-18 |  | 0 | 0.49481 | 0.18656 | 0.089077 | 0.38289 | 0 | 0.0040595 | 0.00071467 | 0.00071835 | 0.0030244 |  |  | 0 | 0 | 0.00017886 | 2.8488e-05 |  | 0 | 0 | 0 | 0 | 0 | 0 | 0.00017886 | 2.8488e-05 | 0 | 0 | 0 | 0 | 0 | 0 | 0 | 0 | 0 | 0 | 0 | 0 | 0 | 0
2018-06-19 | 17-18 | 17-18 |  | 0 | 0.48803 | 0.014691 | 0.013752 | 0.342 | 0 | 0.0046513 | 3.1763e-05 | 0.00012636 | 0.0032435 |  |  | 0 | 0 | 0 | 0 |  | 0 | 0 | 0 | 0 | 0 | 0 | 0 | 0 | 0 | 0 | 0 | 0 | 0 | 0 | 0 | 0 | 0 | 0 | 0 | 0 | 0 | 0
2018-06-20 | 17-18 | 17-18 |  | 0 | 0.030912 | 0.0033537 | 0.084862 | 0.035381 | 0 | 0.00026496 | 2.6469e-05 | 0.00045628 | 0.00025977 |  |  | 0 | 0 | 0 | 0 |  | 0 | 0 | 0 | 0 | 0 | 0 | 0 | 0 | 0 | 0 | 0 | 0 | 0 | 0 | 0 | 0 | 0 | 0 | 0 | 0 | 0 | 0
2018-06-21 | 17-18 | 17-18 |  | 0 | 0.046704 | 0.015567 | 0.052332 | 0.042849 | 0 | 0.000566 | 0.0001297 | 0.00025271 | 0.00045021 |  |  | 0 | 0 | 0 | 0 |  | 0 | 0 | 0 | 0 | 0 | 0 | 0 | 0 | 0 | 0 | 0 | 0 | 0 | 0 | 0 | 0 | 0 | 0 | 0 | 0 | 0 | 0
2018-06-22 | 17-18 | 17-18 |  | 0 | 0.031229 | 0.40617 | 0.0051525 | 0.079621 | 0 | 0.00020033 | 0.00073056 | 2.1059e-05 | 0.00024486 |  |  | 0 | 0 | 0 | 0 |  | 0 | 0 | 0 | 0 | 0 | 0 | 0 | 0 | 0 | 0 | 0 | 0 | 0 | 0 | 0 | 0 | 0 | 0 | 0 | 0 | 0 | 0
2018-06-23 | 17-18 | 17-18 |  | 0 | 0.021262 | 1.0773 | 0.0017971 | 0.16669 | 0 | 6.5701e-05 | 0.0235 | 7.0197e-06 | 0.0033553 |  |  | 0 | 0 | 0 | 0 |  | 0 | 0 | 0 | 0 | 0 | 0 | 0 | 0 | 0 | 0 | 0 | 0 | 0 | 0 | 0 | 0 | 0 | 0 | 0 | 0 | 0 | 0
2018-06-24 | 17-18 | 17-18 |  | 0 | 0.25664 | 0.021234 | 0.081533 | 0.19358 | 0 | 0.0019086 | 0.00058762 | 0.00040129 | 0.0014675 |  |  | 0 | 0 | 0.039139 | 0.0062339 |  | 0 | 0 | 0.00015794 | 2.5157e-05 | 0 | 0 | 0.039139 | 0.0062339 | 0 | 0 | 0.00015794 | 2.5157e-05 | 0 | 0 | 0 | 0 | 0 | 0 | 0 | 0 | 0 | 0
2018-06-25 | 17-18 | 17-18 |  | 0 | 0.15171 | 0.41237 | 0.31131 | 0.21264 | 0 | 0.002606 | 0.0049789 | 0.0027775 | 0.0029469 |  |  | 0 | 0 | 0 | 0 |  | 0 | 0 | 0 | 0 | 0 | 0 | 0 | 0 | 0 | 0 | 0 | 0 | 0 | 0 | 0 | 0 | 0 | 0 | 0 | 0 | 0 | 0
2018-06-26 | 17-18 | 17-18 |  | 0 | 0.0362 | 0.0095925 | 0.071847 | 0.037846 | 0 | 0.00046421 | 4.7645e-05 | 0.0064652 | 0.0013577 |  |  | 0 | 0 | 0 | 0 |  | 0 | 0 | 0 | 0 | 0 | 0 | 0 | 0 | 0 | 0 | 0 | 0 | 0 | 0 | 0 | 0 | 0 | 0 | 0 | 0 | 0 | 0
2018-06-27 | 17-18 | 17-18 |  | 0 | 0.55993 | 0.0060165 | 0.051534 | 0.39655 | 0 | 0.0025936 | 5.2939e-05 | 0.00082833 | 0.0019343 |  |  | 0 | 0 | 0 | 0 |  | 0 | 0 | 0 | 0 | 0 | 0 | 0 | 0 | 0 | 0 | 0 | 0 | 0 | 0 | 0 | 0 | 0 | 0 | 0 | 0 | 0 | 0
2018-06-28 | 17-18 | 17-18 |  | 0 | 0.019037 | 0.007647 | 0.026244 | 0.018431 | 0 | 0.00021757 | 4.2351e-05 | 0.00014507 | 0.00017964 |  |  | 0 | 0 | 0 | 0 |  | 0 | 0 | 0 | 0 | 0 | 0 | 0 | 0 | 0 | 0 | 0 | 0 | 0 | 0 | 0 | 0 | 0 | 0 | 0 | 0 | 0 | 0
2018-06-29 | 17-18 | 17-18 |  | 0 | 0.032252 | 0.011149 | 0.13644 | 0.045622 | 0 | 0.00030535 | 6.882e-05 | 0.0012776 | 0.0004245 |  |  | 0 | 0 | 0 | 0 |  | 0 | 0 | 0 | 0 | 0 | 0 | 0 | 0 | 0 | 0 | 0 | 0 | 0 | 0 | 0 | 0 | 0 | 0 | 0 | 0 | 0 | 0
2018-06-30 | 17-18 | 17-18 |  | 1.0949 | 0.04737 | 0.0017629 | 0.0029413 | 0.04212 | 0.011786 | 0.00036889 | 3.9704e-05 | 1.4039e-05 | 0.00035592 |  |  | 0 | 0 | 0 | 0 |  | 0 | 0 | 0 | 0 | 0 | 0 | 0 | 0 | 0 | 0 | 0 | 0 | 0 | 0 | 0 | 0 | 0 | 0 | 0 | 0 | 0 | 0
2018-07-01 | 18-19 | 18-19 |  | 0 | 0.076406 | 0.049449 | 0 | 0.060204 | 0 | 0.0003826 | 0.00028312 | 0 | 0.00030676 |  |  | 0 | 0 | 0 | 0 |  | 0 | 0 | 0 | 0 | 0 | 0 | 0 | 0 | 0 | 0 | 0 | 0 | 0 | 0 | 0 | 0 | 0 | 0 | 0 | 0 | 0 | 0
2018-07-02 | 18-19 | 18-19 |  | 0 | 0.013394 | 0.022386 | 1.3567 | 0.2187 | 0 | 9.0842e-05 | 0.00015149 | 0.018509 | 0.0028972 |  |  | 0 | 0 | 0 | 0 |  | 0 | 0 | 0 | 0 | 0 | 0 | 0 | 0 | 0 | 0 | 0 | 0 | 0 | 0 | 0 | 0 | 0 | 0 | 0 | 0 | 0 | 0
2018-07-03 | 18-19 | 18-19 |  | 0 | 0.2881 | 0.0082105 | 0.19822 | 0.23059 | 0 | 0.003826 | 4.4703e-05 | 0.0016981 | 0.0029109 |  |  | 0 | 0 | 0 | 0 |  | 0 | 0 | 0 | 0 | 0 | 0 | 0 | 0 | 0 | 0 | 0 | 0 | 0 | 0 | 0 | 0 | 0 | 0 | 0 | 0 | 0 | 0
2018-07-04 | 18-19 | 18-19 |  | 0 | 0.017347 | 2.0617 | 0.55798 | 0.40357 | 0 | 0.00012825 | 0.01622 | 0.0078167 | 0.0036899 |  |  | 0 | 0 | 0 | 0 |  | 0 | 0 | 0 | 0 | 0 | 0 | 0 | 0 | 0 | 0 | 0 | 0 | 0 | 0 | 0 | 0 | 0 | 0 | 0 | 0 | 0 | 0
2018-07-05 | 18-19 | 18-19 |  | 0 | 0.10971 | 0.044137 | 0.2306 | 0.11748 | 0 | 0.0013183 | 0.00030547 | 0.0013064 | 0.0011557 |  |  | 0 | 0 | 0 | 0 |  | 0 | 0 | 0 | 0 | 0 | 0 | 0 | 0 | 0 | 0 | 0 | 0 | 0 | 0 | 0 | 0 | 0 | 0 | 0 | 0 | 0 | 0
2018-07-06 | 18-19 | 18-19 |  | 0 | 0.79687 | 4.2973 | 1.1436 | 1.3644 | 0 | 0.0046089 | 0.019583 | 0.005744 | 0.0069744 |  |  | 0 | 0 | 0.40954 | 0.062217 |  | 0 | 0 | 0.0025544 | 0.00038806 | 0 | 0 | 0.40954 | 0.062217 | 0 | 0 | 0.0025544 | 0.00038806 | 0 | 0 | 0 | 0 | 0 | 0 | 0 | 0 | 0 | 0
2018-07-07 | 18-19 | 18-19 |  | 0 | 7.5064 | 1.3549 | 1.2878 | 5.589 | 0 | 0.021982 | 0.005275 | 0.0033403 | 0.016496 |  |  | 0 | 0 | 0 | 0 |  | 0 | 0 | 0 | 0 | 0 | 0 | 0 | 0 | 0 | 0 | 0 | 0 | 0 | 0 | 0 | 0 | 0 | 0 | 0 | 0 | 0 | 0
2018-07-08 | 18-19 | 18-19 |  | 0 | 0.077506 | 0.07608 | 0.38133 | 0.12286 | 0 | 0.00035802 | 0.00053147 | 0.0026421 | 0.00072808 |  |  | 0 | 0 | 0 | 0 |  | 0 | 0 | 0 | 0 | 0 | 0 | 0 | 0 | 0 | 0 | 0 | 0 | 0 | 0 | 0 | 0 | 0 | 0 | 0 | 0 | 0 | 0
2018-07-09 | 18-19 | 18-19 |  | 0 | 0.0076313 | 0.006333 | 0.058986 | 0.015181 | 0 | 8.2292e-05 | 0.00012666 | 0.008948 | 0.0014351 |  |  | 0 | 0 | 0 | 0 |  | 0 | 0 | 0 | 0 | 0 | 0 | 0 | 0 | 0 | 0 | 0 | 0 | 0 | 0 | 0 | 0 | 0 | 0 | 0 | 0 | 0 | 0
2018-07-10 | 18-19 | 18-19 |  | 0 | 0.055376 | 0.011412 | 0.29097 | 0.084201 | 0 | 0.00040398 | 8.444e-05 | 0.0022942 | 0.00064049 |  |  | 0 | 0 | 0 | 0 |  | 0 | 0 | 0 | 0 | 0 | 0 | 0 | 0 | 0 | 0 | 0 | 0 | 0 | 0 | 0 | 0 | 0 | 0 | 0 | 0 | 0 | 0
2018-07-11 | 18-19 | 18-19 |  | 0.78802 | 0.016145 | 0.024877 | 0.066088 | 0.030915 | 0.0074176 | 0.00014588 | 0.00015646 | 0.00066416 | 0.00028162 |  |  | 0 | 0 | 0 | 0 |  | 0 | 0 | 0 | 0 | 0 | 0 | 0 | 0 | 0 | 0 | 0 | 0 | 0 | 0 | 0 | 0 | 0 | 0 | 0 | 0 | 0 | 0
2018-07-12 | 18-19 | 18-19 |  | 0 | 0.038067 | 0.0024736 | 0.010933 | 0.028357 | 0 | 0.00038741 | 2.2352e-05 | 4.3791e-05 | 0.00027793 |  |  | 0 | 0 | 0 | 0 |  | 0 | 0 | 0 | 0 | 0 | 0 | 0 | 0 | 0 | 0 | 0 | 0 | 0 | 0 | 0 | 0 | 0 | 0 | 0 | 0 | 0 | 0
2018-07-13 | 18-19 | 18-19 |  | 0 | 0.019155 | 0 | 0.015458 | 0.015597 | 0 | 0.00020252 | 0 | 0.00018246 | 0.00016779 |  |  | 0 | 0 | 0 | 0 |  | 0 | 0 | 0 | 0 | 0 | 0 | 0 | 0 | 0 | 0 | 0 | 0 | 0 | 0 | 0 | 0 | 0 | 0 | 0 | 0 | 0 | 0
2018-07-14 | 18-19 | 18-19 |  | 0 | 0.04065 | 0.0007227 | 0.0064665 | 0.029205 | 0 | 0.00024314 | 7.4506e-06 | 2.9194e-05 | 0.0001737 |  |  | 0 | 0 | 0 | 0 |  | 0 | 0 | 0 | 0 | 0 | 0 | 0 | 0 | 0 | 0 | 0 | 0 | 0 | 0 | 0 | 0 | 0 | 0 | 0 | 0 | 0 | 0
2018-07-15 | 18-19 | 18-19 |  | 0 | 0.44347 | 0.0014156 | 0.041565 | 0.31325 | 0 | 0.0038442 | 7.4506e-06 | 0.00024815 | 0.0026976 |  |  | 0 | 0 | 0 | 0 |  | 0 | 0 | 0 | 0 | 0 | 0 | 0 | 0 | 0 | 0 | 0 | 0 | 0 | 0 | 0 | 0 | 0 | 0 | 0 | 0 | 0 | 0
2018-07-16 | 18-19 | 18-19 |  | 0 | 0.029745 | 0.004515 | 0.14463 | 0.043216 | 0 | 0.00015123 | 2.2352e-05 | 0.00060578 | 0.00019995 |  |  | 0 | 0 | 0 | 0 |  | 0 | 0 | 0 | 0 | 0 | 0 | 0 | 0 | 0 | 0 | 0 | 0 | 0 | 0 | 0 | 0 | 0 | 0 | 0 | 0 | 0 | 0
2018-07-17 | 18-19 | 18-19 |  | 0 | 0.61979 | 3.861 | 4.0365 | 1.6165 | 0 | 0.010513 | 0.033716 | 0.030168 | 0.016872 |  |  | 0 | 0 | 0.69717 | 0.10591 |  | 0 | 0 | 0.0060248 | 0.00091528 | 0 | 0 | 0.69717 | 0.10591 | 0 | 0 | 0.0060248 | 0.00091528 | 0 | 0 | 0 | 0 | 0 | 0 | 0 | 0 | 0 | 0
2018-07-18 | 18-19 | 18-19 |  | 0 | 0.050255 | 0.015311 | 0.12037 | 0.055322 | 0 | 0.00040131 | 0.00015398 | 0.00043061 | 0.00036589 |  |  | 0 | 0 | 0 | 0 |  | 0 | 0 | 0 | 0 | 0 | 0 | 0 | 0 | 0 | 0 | 0 | 0 | 0 | 0 | 0 | 0 | 0 | 0 | 0 | 0 | 0 | 0
2018-07-19 | 18-19 | 18-19 |  | 0 | 0.22361 | 0.13296 | 1.1165 | 0.34406 | 0 | 0.001391 | 0.002178 | 0.0073861 | 0.0024082 |  |  | 0 | 0 | 0.045348 | 0.0068892 |  | 0 | 0 | 0.00016056 | 2.4393e-05 | 0 | 0 | 0.045348 | 0.0068892 | 0 | 0 | 0.00016056 | 2.4393e-05 | 0 | 0 | 0 | 0 | 0 | 0 | 0 | 0 | 0 | 0
2018-07-20 | 18-19 | 18-19 |  | 0 | 0.041784 | 0.019044 | 0.27995 | 0.074262 | 0 | 0.00045154 | 0.00055134 | 0.0013113 | 0.00059355 |  |  | 0 | 0 | 0 | 0 |  | 0 | 0 | 0 | 0 | 0 | 0 | 0 | 0 | 0 | 0 | 0 | 0 | 0 | 0 | 0 | 0 | 0 | 0 | 0 | 0 | 0 | 0
2018-07-21 | 18-19 | 18-19 |  | 0 | 0.035206 | 0.0047684 | 0.16939 | 0.050792 | 0 | 0.00012611 | 1.4901e-05 | 0.00061551 | 0.00018294 |  |  | 0 | 0 | 0 | 0 |  | 0 | 0 | 0 | 0 | 0 | 0 | 0 | 0 | 0 | 0 | 0 | 0 | 0 | 0 | 0 | 0 | 0 | 0 | 0 | 0 | 0 | 0
2018-07-22 | 18-19 | 18-19 |  | 3.1816 | 0.4025 | 0 | 0.32329 | 0.35175 | 0.021089 | 0.0056087 | 0 | 0.0017589 | 0.0043071 |  |  | 0 | 0 | 0 | 0 |  | 0 | 0 | 0 | 0 | 0 | 0 | 0 | 0 | 0 | 0 | 0 | 0 | 0 | 0 | 0 | 0 | 0 | 0 | 0 | 0 | 0 | 0
2018-07-23 | 18-19 | 18-19 |  | 0 | 0.74317 | 1.1109 | 0.2715 | 0.72057 | 0 | 0.0094716 | 0.0080118 | 0.00038195 | 0.0078012 |  |  | 0 | 0 | 0 | 0 |  | 0 | 0 | 0 | 0 | 0 | 0 | 0 | 0 | 0 | 0 | 0 | 0 | 0 | 0 | 0 | 0 | 0 | 0 | 0 | 0 | 0 | 0
2018-07-24 | 18-19 | 18-19 |  | 0 | 0.010569 | 1.2312 | 0.22954 | 0.22541 | 0 | 8.4964e-05 | 0.014064 | 0.0012894 | 0.0023476 |  |  | 0 | 0 | 0.047129 | 0.0071598 |  | 0 | 0 | 0.00023355 | 3.548e-05 | 0 | 0 | 0.047129 | 0.0071598 | 0 | 0 | 0.00023355 | 3.548e-05 | 0 | 0 | 0 | 0 | 0 | 0 | 0 | 0 | 0 | 0
2018-07-25 | 18-19 | 18-19 |  | 0 | 0.010011 | 1.0351 | 0.28934 | 0.20492 | 0 | 0.00010153 | 0.011586 | 0.0019195 | 0.0020859 |  |  | 0 | 0 | 0.11234 | 0.017066 |  | 0 | 0 | 0.0017297 | 0.00026277 | 0 | 0 | 0.11234 | 0.017066 | 0 | 0 | 0.0017297 | 0.00026277 | 0 | 0 | 0 | 0 | 0 | 0 | 0 | 0 | 0 | 0
2018-07-26 | 18-19 | 18-19 |  | 0 | 0.011067 | 0.041778 | 4.825 | 0.74687 | 0 | 0.00011916 | 0.0002111 | 0.016714 | 0.0026529 |  |  | 0 | 0 | 0.025168 | 0.0038235 |  | 0 | 0 | 0.00016056 | 2.4393e-05 | 0 | 0 | 0.025168 | 0.0038235 | 0 | 0 | 0.00016056 | 2.4393e-05 | 0 | 0 | 0 | 0 | 0 | 0 | 0 | 0 | 0 | 0
2018-07-27 | 18-19 | 18-19 |  | 0 | 0.015059 | 0.038803 | 0.0082765 | 0.017447 | 0 | 0.00014748 | 6.9539e-05 | 2.1895e-05 | 0.00011568 |  |  | 0 | 0 | 0 | 0 |  | 0 | 0 | 0 | 0 | 0 | 0 | 0 | 0 | 0 | 0 | 0 | 0 | 0 | 0 | 0 | 0 | 0 | 0 | 0 | 0 | 0 | 0
2018-07-28 | 18-19 | 18-19 |  | 0 | 0.23302 | 0.094115 | 0.28731 | 0.21882 | 0 | 0.0038736 | 0.0010692 | 0.0032478 | 0.0033316 |  |  | 0 | 0.071228 | 0 | 0.0106 |  | 0 | 0.00088284 | 0 | 0.00013139 | 0 | 0.071228 | 0 | 0.0106 | 0 | 0.00088284 | 0 | 0.00013139 | 0 | 0 | 0 | 0 | 0 | 0 | 0 | 0 | 0 | 0
2018-07-29 | 18-19 | 18-19 |  | 0 | 0.52044 | 0.018443 | 0.28829 | 0.40649 | 0 | 0.0041023 | 0.00014404 | 0.0018636 | 0.0031418 |  |  | 0 | 0 | 0.14636 | 0.022235 |  | 0 | 0 | 0.0010948 | 0.00016631 | 0 | 0 | 0.14636 | 0.022235 | 0 | 0 | 0.0010948 | 0.00016631 | 0 | 0 | 0 | 0 | 0 | 0 | 0 | 0 | 0 | 0
2018-07-30 | 18-19 | 18-19 |  | 0 | 0.083343 | 0.001736 | 0.28693 | 0.10149 | 0 | 0.0016095 | 1.4901e-05 | 0.0014305 | 0.0013327 |  |  | 0 | 0 | 0 | 0 |  | 0 | 0 | 0 | 0 | 0 | 0 | 0 | 0 | 0 | 0 | 0 | 0 | 0 | 0 | 0 | 0 | 0 | 0 | 0 | 0 | 0 | 0
2018-07-31 | 18-19 | 18-19 |  | 0 | 0.11098 | 0.061169 | 0.003693 | 0.086424 | 0 | 0.0013835 | 0.00081956 | 5.5955e-05 | 0.0010873 |  |  | 0 | 0 | 0 | 0 |  | 0 | 0 | 0 | 0 | 0 | 0 | 0 | 0 | 0 | 0 | 0 | 0 | 0 | 0 | 0 | 0 | 0 | 0 | 0 | 0 | 0 | 0
2018-08-01 | 18-19 | 18-19 |  | 0 | 0.56531 | 0.036232 | 1.9957 | 0.69955 | 0 | 0.0074854 | 0.00053644 | 0.015144 | 0.0075576 |  |  | 0 | 0 | 0 | 0 |  | 0 | 0 | 0 | 0 | 0 | 0 | 0 | 0 | 0 | 0 | 0 | 0 | 0 | 0 | 0 | 0 | 0 | 0 | 0 | 0 | 0 | 0
2018-08-02 | 18-19 | 18-19 |  | 0 | 0.074592 | 0.04816 | 1.9595 | 0.35644 | 0 | 0.00076574 | 3.7253e-05 | 0.019913 | 0.0035602 |  |  | 0 | 0 | 0 | 0 |  | 0 | 0 | 0 | 0 | 0 | 0 | 0 | 0 | 0 | 0 | 0 | 0 | 0 | 0 | 0 | 0 | 0 | 0 | 0 | 0 | 0 | 0
2018-08-03 | 18-19 | 18-19 |  | 0 | 0.31348 | 0.6778 | 0.14523 | 0.33974 | 0 | 0.0037764 | 0.0098298 | 0.00056198 | 0.00416 |  |  | 0 | 0 | 0 | 0 |  | 0 | 0 | 0 | 0 | 0 | 0 | 0 | 0 | 0 | 0 | 0 | 0 | 0 | 0 | 0 | 0 | 0 | 0 | 0 | 0 | 0 | 0
2018-08-04 | 18-19 | 18-19 |  | 0 | 0.51028 | 0.13822 | 0.024348 | 0.3772 | 0 | 0.0068612 | 0.0044952 | 0.00014597 | 0.0054366 |  |  | 0 | 0 | 0 | 0 |  | 0 | 0 | 0 | 0 | 0 | 0 | 0 | 0 | 0 | 0 | 0 | 0 | 0 | 0 | 0 | 0 | 0 | 0 | 0 | 0 | 0 | 0
2018-08-05 | 18-19 | 18-19 |  | 0 | 0.2531 | 0.025461 | 0.86001 | 0.30949 | 0 | 0.00097254 | 0.0001664 | 0.0032174 | 0.0011862 |  |  | 0 | 0 | 0.29327 | 0.044554 |  | 0 | 0 | 0.00084296 | 0.00012806 | 0 | 0 | 0.29327 | 0.044554 | 0 | 0 | 0.00084296 | 0.00012806 | 0 | 0 | 0 | 0 | 0 | 0 | 0 | 0 | 0 | 0
2018-08-06 | 18-19 | 18-19 |  | 0 | 0.64929 | 0.69554 | 0.10864 | 0.56908 | 0 | 0.010482 | 0.0028089 | 0.00059361 | 0.0077576 |  |  | 0 | 0 | 0 | 0 |  | 0 | 0 | 0 | 0 | 0 | 0 | 0 | 0 | 0 | 0 | 0 | 0 | 0 | 0 | 0 | 0 | 0 | 0 | 0 | 0 | 0 | 0
2018-08-07 | 18-19 | 18-19 |  | 0 | 0.034815 | 2.0437 | 0.028887 | 0.33261 | 0 | 0.0003094 | 0.015601 | 0.00021895 | 0.002569 |  |  | 0 | 0 | 0 | 0 |  | 0 | 0 | 0 | 0 | 0 | 0 | 0 | 0 | 0 | 0 | 0 | 0 | 0 | 0 | 0 | 0 | 0 | 0 | 0 | 0 | 0 | 0
2018-08-08 | 18-19 | 18-19 |  | 0 | 0.015078 | 0.043134 | 0.50876 | 0.094137 | 0 | 0.00027306 | 0.00032534 | 0.0045032 | 0.00092138 |  |  | 0 | 0 | 0 | 0 |  | 0 | 0 | 0 | 0 | 0 | 0 | 0 | 0 | 0 | 0 | 0 | 0 | 0 | 0 | 0 | 0 | 0 | 0 | 0 | 0 | 0 | 0
2018-08-09 | 18-19 | 18-19 |  | 0 | 0.02201 | 1.844 | 2.7405 | 0.70597 | 0 | 0.00025062 | 0.017762 | 0.022163 | 0.0061835 |  |  | 0 | 0 | 0 | 0 |  | 0 | 0 | 0 | 0 | 0 | 0 | 0 | 0 | 0 | 0 | 0 | 0 | 0 | 0 | 0 | 0 | 0 | 0 | 0 | 0 | 0 | 0
2018-08-10 | 18-19 | 18-19 |  | 0 | 0.32988 | 1.5782 | 2.626 | 0.86195 | 0 | 0.0025521 | 0.0124 | 0.023802 | 0.0072263 |  |  | 0 | 0 | 0.37019 | 0.056239 |  | 0 | 0 | 0.0065722 | 0.00099843 | 0 | 0 | 0.37019 | 0.056239 | 0 | 0 | 0.0065722 | 0.00099843 | 0 | 0 | 0 | 0 | 0 | 0 | 0 | 0 | 0 | 0
2018-08-11 | 18-19 | 18-19 |  | 0 | 0.38463 | 1.8361 | 0.40436 | 0.60069 | 0 | 0.0033414 | 0.007684 | 0.013626 | 0.0055246 |  |  | 0 | 0 | 0 | 0 |  | 0 | 0 | 0 | 0 | 0 | 0 | 0 | 0 | 0 | 0 | 0 | 0 | 0 | 0 | 0 | 0 | 0 | 0 | 0 | 0 | 0 | 0
2018-08-12 | 18-19 | 18-19 |  | 0 | 0.012796 | 0 | 0.015845 | 0.011257 | 0 | 7.0002e-05 | 0 | 2.9194e-05 | 5.2851e-05 |  |  | 0 | 0 | 0 | 0 |  | 0 | 0 | 0 | 0 | 0 | 0 | 0 | 0 | 0 | 0 | 0 | 0 | 0 | 0 | 0 | 0 | 0 | 0 | 0 | 0 | 0 | 0
2018-08-13 | 18-19 | 18-19 |  | 0 | 0.03375 | 0.0028312 | 0.041769 | 0.03011 | 0 | 0.00033772 | 1.4901e-05 | 0.00039412 | 0.00029567 |  |  | 0 | 0 | 0 | 0 |  | 0 | 0 | 0 | 0 | 0 | 0 | 0 | 0 | 0 | 0 | 0 | 0 | 0 | 0 | 0 | 0 | 0 | 0 | 0 | 0 | 0 | 0
2018-08-14 | 18-19 | 18-19 |  | 0 | 0.10458 | 0.38973 | 0.42666 | 0.19514 | 0 | 0.00035428 | 0.002563 | 0.0040945 | 0.0012485 |  |  | 0 | 0 | 0 | 0 |  | 0 | 0 | 0 | 0 | 0 | 0 | 0 | 0 | 0 | 0 | 0 | 0 | 0 | 0 | 0 | 0 | 0 | 0 | 0 | 0 | 0 | 0
2018-08-15 | 18-19 | 18-19 |  | 0 | 0.069721 | 9.6857e-05 | 0.12974 | 0.067945 | 0 | 0.00032008 | 7.4506e-06 | 0.0014743 | 0.00044646 |  |  | 0 | 0 | 0 | 0 |  | 0 | 0 | 0 | 0 | 0 | 0 | 0 | 0 | 0 | 0 | 0 | 0 | 0 | 0 | 0 | 0 | 0 | 0 | 0 | 0 | 0 | 0
2018-08-16 | 18-19 | 18-19 |  | 0 | 0.87764 | 0.0035465 | 0.087392 | 0.62081 | 0 | 0.0062964 | 2.9802e-05 | 0.00038682 | 0.004418 |  |  | 0.029844 | 0 | 0 | 0.020641 |  | 0.00023886 | 0 | 0 | 0.0001652 | 0.029844 | 0 | 0 | 0.020641 | 0.00023886 | 0 | 0 | 0.0001652 | 0 | 0 | 0 | 0 | 0 | 0 | 0 | 0 | 0 | 0
2018-08-17 | 18-19 | 18-19 |  | 0 | 0.49191 | 0.015229 | 0.51001 | 0.41997 | 0 | 0.0087577 | 0.00058114 | 0.00059118 | 0.0062334 |  |  | 0 | 0 | 0 | 0 |  | 0 | 0 | 0 | 0 | 0 | 0 | 0 | 0 | 0 | 0 | 0 | 0 | 0 | 0 | 0 | 0 | 0 | 0 | 0 | 0 | 0 | 0
2018-08-18 | 18-19 | 18-19 |  | 0 | 0.45816 | 0.012162 | 0.19944 | 0.34898 | 0 | 0.0043284 | 0.00010182 | 0.00072989 | 0.0031197 |  |  | 0 | 0 | 0.44118 | 0.067024 |  | 0 | 0 | 0.0017297 | 0.00026277 | 0 | 0 | 0.44118 | 0.067024 | 0 | 0 | 0.0017297 | 0.00026277 | 0 | 0 | 0 | 0 | 0 | 0 | 0 | 0 | 0 | 0
2018-08-19 | 18-19 | 18-19 |  | 0 | 0.046385 | 1.2553 | 0.49331 | 0.29383 | 0 | 0.00024207 | 0.0060523 | 0.00058388 | 0.0011568 |  |  | 0 | 0 | 0 | 0 |  | 0 | 0 | 0 | 0 | 0 | 0 | 0 | 0 | 0 | 0 | 0 | 0 | 0 | 0 | 0 | 0 | 0 | 0 | 0 | 0 | 0 | 0
2018-08-20 | 18-19 | 18-19 |  | 0 | 0.020212 | 0.023968 | 0.93105 | 0.15899 | 0 | 0.00013092 | 0.00017881 | 0.013838 | 0.0022194 |  |  | 0 | 0 | 0 | 0 |  | 0 | 0 | 0 | 0 | 0 | 0 | 0 | 0 | 0 | 0 | 0 | 0 | 0 | 0 | 0 | 0 | 0 | 0 | 0 | 0 | 0 | 0
2018-08-21 | 18-19 | 18-19 |  | 0 | 0.038695 | 0.27231 | 0.27351 | 0.10884 | 0 | 0.0003468 | 0.00080466 | 0.0051868 | 0.0011476 |  |  | 0 | 0 | 0 | 0 |  | 0 | 0 | 0 | 0 | 0 | 0 | 0 | 0 | 0 | 0 | 0 | 0 | 0 | 0 | 0 | 0 | 0 | 0 | 0 | 0 | 0 | 0
2018-08-22 | 18-19 | 18-19 |  | 0 | 0.04223 | 0.072544 | 0.18751 | 0.06849 | 0 | 0.00023672 | 0.00078479 | 0.0051016 | 0.0010555 |  |  | 0 | 0 | 0 | 0 |  | 0 | 0 | 0 | 0 | 0 | 0 | 0 | 0 | 0 | 0 | 0 | 0 | 0 | 0 | 0 | 0 | 0 | 0 | 0 | 0 | 0 | 0
2018-08-23 | 18-19 | 18-19 |  | 0 | 0.00811 | 0.0034645 | 1.5846 | 0.24685 | 0 | 8.3361e-05 | 7.4506e-06 | 0.0079773 | 0.0012706 |  |  | 0 | 0 | 0 | 0 |  | 0 | 0 | 0 | 0 | 0 | 0 | 0 | 0 | 0 | 0 | 0 | 0 | 0 | 0 | 0 | 0 | 0 | 0 | 0 | 0 | 0 | 0
2018-08-24 | 18-19 | 18-19 |  | 0 | 0.048864 | 0.052946 | 0.0083422 | 0.042942 | 0 | 0.0019488 | 0.00014653 | 2.1895e-05 | 0.001373 |  |  | 0 | 0 | 0 | 0 |  | 0 | 0 | 0 | 0 | 0 | 0 | 0 | 0 | 0 | 0 | 0 | 0 | 0 | 0 | 0 | 0 | 0 | 0 | 0 | 0 | 0 | 0
2018-08-25 | 18-19 | 18-19 |  | 0 | 0.83816 | 0.015765 | 1.0249 | 0.73773 | 0 | 0.0039698 | 0.00013411 | 0.021039 | 0.0059618 |  |  | 0 | 0 | 0.74591 | 0.11332 |  | 0 | 0 | 0.0035397 | 0.00053775 | 0 | 0 | 0.74591 | 0.11332 | 0 | 0 | 0.0035397 | 0.00053775 | 0 | 0 | 0 | 0 | 0 | 0 | 0 | 0 | 0 | 0
2018-08-26 | 18-19 | 18-19 |  | 0 | 0.10011 | 0.0036284 | 0.01097 | 0.071443 | 0 | 0.00089506 | 3.4769e-05 | 0.00025545 | 0.00066304 |  |  | 0 | 0 | 0 | 0 |  | 0 | 0 | 0 | 0 | 0 | 0 | 0 | 0 | 0 | 0 | 0 | 0 | 0 | 0 | 0 | 0 | 0 | 0 | 0 | 0 | 0 | 0
2018-08-27 | 18-19 | 18-19 |  | 0 | 0.044016 | 0.12463 | 0.0028464 | 0.049422 | 0 | 0.00025275 | 0.00075996 | 2.1895e-05 | 0.00029123 |  |  | 0 | 0 | 0 | 0 |  | 0 | 0 | 0 | 0 | 0 | 0 | 0 | 0 | 0 | 0 | 0 | 0 | 0 | 0 | 0 | 0 | 0 | 0 | 0 | 0 | 0 | 0
2018-08-28 | 18-19 | 18-19 |  | 0 | 0.026103 | 0.00037253 | 0.017268 | 0.020732 | 0 | 0.00017207 | 7.4506e-06 | 0.00014597 | 0.00014229 |  |  | 0 | 0 | 0 | 0 |  | 0 | 0 | 0 | 0 | 0 | 0 | 0 | 0 | 0 | 0 | 0 | 0 | 0 | 0 | 0 | 0 | 0 | 0 | 0 | 0 | 0 | 0
2018-08-29 | 18-19 | 18-19 |  | 0 | 0.056003 | 0 | 0.11004 | 0.05545 | 0 | 0.00036123 | 0 | 0.0004963 | 0.00032523 |  |  | 0 | 0 | 0 | 0 |  | 0 | 0 | 0 | 0 | 0 | 0 | 0 | 0 | 0 | 0 | 0 | 0 | 0 | 0 | 0 | 0 | 0 | 0 | 0 | 0 | 0 | 0
2018-08-30 | 18-19 | 18-19 |  | 0.14923 | 7.1357 | 1.9805 | 3.9536 | 5.8318 | 0.00087266 | 0.045804 | 0.024028 | 0.027635 | 0.03946 |  |  | 0 | 0 | 0 | 0 |  | 0 | 0 | 0 | 0 | 0 | 0 | 0 | 0 | 0 | 0 | 0 | 0 | 0 | 0 | 0 | 0 | 0 | 0 | 0 | 0 | 0 | 0
2018-08-31 | 18-19 | 18-19 |  | 0 | 0.031155 | 0.29059 | 0.96551 | 0.21147 | 0 | 0.00029818 | 0.0037029 | 0.006357 | 0.001723 |  |  | 0 | 0 | 0 | 0 |  | 0 | 0 | 0 | 0 | 0 | 0 | 0 | 0 | 0 | 0 | 0 | 0 | 0 | 0 | 0 | 0 | 0 | 0 | 0 | 0 | 0 | 0
2018-09-01 | 18-19 | 18-19 |  | 0 | 0.30103 | 0.47099 | 1.2098 | 0.46208 | 0 | 0.0039009 | 0.0042394 | 0.0056855 | 0.0041926 |  |  | 0 | 0 | 0 | 0 |  | 0 | 0 | 0 | 0 | 0 | 0 | 0 | 0 | 0 | 0 | 0 | 0 | 0 | 0 | 0 | 0 | 0 | 0 | 0 | 0 | 0 | 0
2018-09-02 | 18-19 | 18-19 |  | 0 | 0.071143 | 0.35469 | 0.35077 | 0.15527 | 0 | 0.00032008 | 0.025414 | 0.057439 | 0.012729 |  |  | 0 | 0 | 0 | 0 |  | 0 | 0 | 0 | 0 | 0 | 0 | 0 | 0 | 0 | 0 | 0 | 0 | 0 | 0 | 0 | 0 | 0 | 0 | 0 | 0 | 0 | 0
2018-09-03 | 18-19 | 18-19 |  | 0 | 0.031338 | 0 | 0.0036492 | 0.022229 | 0 | 0.00071925 | 0 | 2.4328e-05 | 0.00050116 |  |  | 0 | 0 | 0 | 0 |  | 0 | 0 | 0 | 0 | 0 | 0 | 0 | 0 | 0 | 0 | 0 | 0 | 0 | 0 | 0 | 0 | 0 | 0 | 0 | 0 | 0 | 0
2018-09-04 | 18-19 | 18-19 |  | 0 | 0.094436 | 0.00056624 | 0.76467 | 0.18156 | 0 | 0.0014241 | 7.4506e-06 | 0.0043669 | 0.0016495 |  |  | 0 | 0 | 0 | 0 |  | 0 | 0 | 0 | 0 | 0 | 0 | 0 | 0 | 0 | 0 | 0 | 0 | 0 | 0 | 0 | 0 | 0 | 0 | 0 | 0 | 0 | 0
2018-09-05 | 18-19 | 18-19 |  | 0 | 0.021262 | 0.024314 | 0.0054739 | 0.019155 | 0 | 0.00018436 | 0.00022848 | 5.8388e-05 | 0.00017038 |  |  | 0 | 0 | 0 | 0 |  | 0 | 0 | 0 | 0 | 0 | 0 | 0 | 0 | 0 | 0 | 0 | 0 | 0 | 0 | 0 | 0 | 0 | 0 | 0 | 0 | 0 | 0
2018-09-06 | 18-19 | 18-19 |  | 0 | 0.013684 | 0.043747 | 0.009364 | 0.017397 | 0 | 0.00020359 | 0.00035266 | 5.8388e-05 | 0.00020216 |  |  | 0 | 0 | 0 | 0 |  | 0 | 0 | 0 | 0 | 0 | 0 | 0 | 0 | 0 | 0 | 0 | 0 | 0 | 0 | 0 | 0 | 0 | 0 | 0 | 0 | 0 | 0
2018-09-07 | 18-19 | 18-19 |  | 0 | 0.22475 | 0.89461 | 0.9888 | 0.43879 | 0 | 0.0038383 | 0.013471 | 0.016514 | 0.0071681 |  |  | 0 | 0 | 0 | 0 |  | 0 | 0 | 0 | 0 | 0 | 0 | 0 | 0 | 0 | 0 | 0 | 0 | 0 | 0 | 0 | 0 | 0 | 0 | 0 | 0 | 0 | 0
2018-09-08 | 18-19 | 18-19 |  | 0 | 0.48921 | 0.28488 | 2.745 | 0.79776 | 0 | 0.0048868 | 0.0045746 | 0.012283 | 0.0059267 |  |  | 0 | 0 | 0 | 0 |  | 0 | 0 | 0 | 0 | 0 | 0 | 0 | 0 | 0 | 0 | 0 | 0 | 0 | 0 | 0 | 0 | 0 | 0 | 0 | 0 | 0 | 0
2018-09-09 | 18-19 | 18-19 |  | 0 | 0.063902 | 0.0017956 | 0.0017516 | 0.04473 | 0 | 0.00017207 | 1.4901e-05 | 1.4597e-05 | 0.00012344 |  |  | 0 | 0 | 0 | 0 |  | 0 | 0 | 0 | 0 | 0 | 0 | 0 | 0 | 0 | 0 | 0 | 0 | 0 | 0 | 0 | 0 | 0 | 0 | 0 | 0 | 0 | 0
2018-09-10 | 18-19 | 18-19 |  | 0 | 0.045788 | 1.24 | 0.011692 | 0.21798 | 0 | 0.0015283 | 0.0075449 | 6.5686e-05 | 0.0021898 |  |  | 0 | 0 | 0 | 0 |  | 0 | 0 | 0 | 0 | 0 | 0 | 0 | 0 | 0 | 0 | 0 | 0 | 0 | 0 | 0 | 0 | 0 | 0 | 0 | 0 | 0 | 0
2018-09-11 | 18-19 | 18-19 |  | 0 | 0.36299 | 1.9934 | 0.70329 | 0.65455 | 0 | 0.0050513 | 0.021733 | 0.0037089 | 0.0072914 |  |  | 0 | 0 | 0.17374 | 0.026395 |  | 0 | 0 | 0.00083566 | 0.00012695 | 0 | 0 | 0.17374 | 0.026395 | 0 | 0 | 0.00083566 | 0.00012695 | 0 | 0 | 0 | 0 | 0 | 0 | 0 | 0 | 0 | 0
2018-09-12 | 18-19 | 18-19 |  | 0 | 0.0091836 | 0.013746 | 0.20052 | 0.03886 | 0 | 6.9467e-05 | 0.00059605 | 0.0013746 | 0.00034556 |  |  | 0 | 0 | 0 | 0 |  | 0 | 0 | 0 | 0 | 0 | 0 | 0 | 0 | 0 | 0 | 0 | 0 | 0 | 0 | 0 | 0 | 0 | 0 | 0 | 0 | 0 | 0
2018-09-13 | 18-19 | 18-19 |  | 0 | 0.019783 | 0.035986 | 0.00091961 | 0.019177 | 0 | 0.00030085 | 0.00026077 | 1.4597e-05 | 0.0002491 |  |  | 0 | 0 | 0 | 0 |  | 0 | 0 | 0 | 0 | 0 | 0 | 0 | 0 | 0 | 0 | 0 | 0 | 0 | 0 | 0 | 0 | 0 | 0 | 0 | 0 | 0 | 0
2018-09-14 | 18-19 | 18-19 |  | 0 | 0.036382 | 0.15814 | 0.19958 | 0.079015 | 0 | 0.00038314 | 0.001438 | 0.00083203 | 0.00060538 |  |  | 0 | 0 | 0 | 0 |  | 0 | 0 | 0 | 0 | 0 | 0 | 0 | 0 | 0 | 0 | 0 | 0 | 0 | 0 | 0 | 0 | 0 | 0 | 0 | 0 | 0 | 0
2018-09-15 | 18-19 | 18-19 |  | 0 | 0.58197 | 1.0094 | 2.3243 | 0.90582 | 0 | 0.0045699 | 0.02108 | 0.011105 | 0.0079847 |  |  | 0 | 0 | 0.05222 | 0.0079332 |  | 0 | 0 | 0.00033937 | 5.1557e-05 | 0 | 0 | 0.05222 | 0.0079332 | 0 | 0 | 0.00033937 | 5.1557e-05 | 0 | 0 | 0 | 0 | 0 | 0 | 0 | 0 | 0 | 0
2018-09-16 | 18-19 | 18-19 |  | 0 | 0.064854 | 0.18133 | 0.0737 | 0.083036 | 0 | 0.00033077 | 0.0008444 | 0.00054739 | 0.00043759 |  |  | 0 | 0 | 0 | 0 |  | 0 | 0 | 0 | 0 | 0 | 0 | 0 | 0 | 0 | 0 | 0 | 0 | 0 | 0 | 0 | 0 | 0 | 0 | 0 | 0 | 0 | 0
2018-09-17 | 18-19 | 18-19 |  | 0 | 0.56252 | 0 | 7.1932 | 1.4818 | 0 | 0.0043609 | 0 | 0.052316 | 0.010964 |  |  | 0 | 0 | 0 | 0 |  | 0 | 0 | 0 | 0 | 0 | 0 | 0 | 0 | 0 | 0 | 0 | 0 | 0 | 0 | 0 | 0 | 0 | 0 | 0 | 0 | 0 | 0
2018-09-18 | 18-19 | 18-19 |  | 0 | 0.033351 | 0.040054 | 0.012466 | 0.030921 | 0 | 0.00040558 | 0.00031292 | 5.8388e-05 | 0.00033595 |  |  | 0 | 0 | 0 | 0 |  | 0 | 0 | 0 | 0 | 0 | 0 | 0 | 0 | 0 | 0 | 0 | 0 | 0 | 0 | 0 | 0 | 0 | 0 | 0 | 0 | 0 | 0
2018-09-19 | 18-19 | 18-19 |  | 0 | 0.094543 | 0.0026599 | 0.17716 | 0.092698 | 0 | 0.0017928 | 2.2352e-05 | 0.00064957 | 0.001342 |  |  | 0 | 0 | 0 | 0 |  | 0 | 0 | 0 | 0 | 0 | 0 | 0 | 0 | 0 | 0 | 0 | 0 | 0 | 0 | 0 | 0 | 0 | 0 | 0 | 0 | 0 | 0
2018-09-20 | 18-19 | 18-19 |  | 0 | 0.12896 | 0.0011697 | 0 | 0.089364 | 0 | 0.00073689 | 7.4506e-06 | 0 | 0.00051077 |  |  | 0 | 0 | 0 | 0 |  | 0 | 0 | 0 | 0 | 0 | 0 | 0 | 0 | 0 | 0 | 0 | 0 | 0 | 0 | 0 | 0 | 0 | 0 | 0 | 0 | 0 | 0
2018-09-21 | 18-19 | 18-19 |  | 0 | 0.0029064 | 0.0031441 | 0.11636 | 0.020155 | 0 | 4.649e-05 | 7.4506e-06 | 0.00060578 | 0.00012529 |  |  | 0 | 0 | 0 | 0 |  | 0 | 0 | 0 | 0 | 0 | 0 | 0 | 0 | 0 | 0 | 0 | 0 | 0 | 0 | 0 | 0 | 0 | 0 | 0 | 0 | 0 | 0
2018-09-22 | 18-19 | 18-19 |  | 0 | 0.051102 | 0.15032 | 0.2377 | 0.093823 | 0 | 0.0011163 | 0.0020042 | 0.0021604 | 0.0013985 |  |  | 0 | 0 | 0.059198 | 0.0089933 |  | 0 | 0 | 0.00029923 | 4.5459e-05 | 0 | 0 | 0.059198 | 0.0089933 | 0 | 0 | 0.00029923 | 4.5459e-05 | 0 | 0 | 0 | 0 | 0 | 0 | 0 | 0 | 0 | 0
2018-09-23 | 18-19 | 18-19 |  | 0 | 0.25375 | 0 | 0.010977 | 0.17717 | 0 | 0.0012151 | 0 | 7.2985e-06 | 0.00084155 |  |  | 0 | 0 | 0 | 0 |  | 0 | 0 | 0 | 0 | 0 | 0 | 0 | 0 | 0 | 0 | 0 | 0 | 0 | 0 | 0 | 0 | 0 | 0 | 0 | 0 | 0 | 0
2018-09-24 | 18-19 | 18-19 |  | 0 | 0.30371 | 0.063568 | 0.0019268 | 0.21981 | 0 | 0.0062029 | 0.0011027 | 0.00040872 | 0.0045163 |  |  | 0 | 0 | 0 | 0 |  | 0 | 0 | 0 | 0 | 0 | 0 | 0 | 0 | 0 | 0 | 0 | 0 | 0 | 0 | 0 | 0 | 0 | 0 | 0 | 0 | 0 | 0
2018-09-25 | 18-19 | 18-19 |  | 0 | 0.74 | 0.69935 | 0.067146 | 0.62608 | 0 | 0.0088042 | 0.0073463 | 0.00084663 | 0.0073111 |  |  | 0 | 0 | 0 | 0 |  | 0 | 0 | 0 | 0 | 0 | 0 | 0 | 0 | 0 | 0 | 0 | 0 | 0 | 0 | 0 | 0 | 0 | 0 | 0 | 0 | 0 | 0
2018-09-26 | 18-19 | 18-19 |  | 0 | 0.42808 | 0.14873 | 0.49676 | 0.39367 | 0 | 0.0087016 | 0.00082453 | 0.0056709 | 0.0070025 |  |  | 0 | 0 | 0 | 0 |  | 0 | 0 | 0 | 0 | 0 | 0 | 0 | 0 | 0 | 0 | 0 | 0 | 0 | 0 | 0 | 0 | 0 | 0 | 0 | 0 | 0 | 0
2018-09-27 | 18-19 | 18-19 |  | 0 | 0.0096015 | 0.0034273 | 1.3443 | 0.21138 | 0 | 5.5574e-05 | 2.2352e-05 | 0.0093567 | 0.0014632 |  |  | 0 | 0 | 0 | 0 |  | 0 | 0 | 0 | 0 | 0 | 0 | 0 | 0 | 0 | 0 | 0 | 0 | 0 | 0 | 0 | 0 | 0 | 0 | 0 | 0 | 0 | 0
2018-09-28 | 18-19 | 18-19 |  | 0 | 0.026342 | 1.1822 | 0.037351 | 0.19982 | 0 | 0.00018115 | 0.004443 | 0.00029681 | 0.00083157 |  |  | 0 | 0 | 0 | 0 |  | 0 | 0 | 0 | 0 | 0 | 0 | 0 | 0 | 0 | 0 | 0 | 0 | 0 | 0 | 0 | 0 | 0 | 0 | 0 | 0 | 0 | 0
2018-09-29 | 18-19 | 18-19 |  | 0 | 0.56441 | 0 | 0.07659 | 0.402 | 0 | 0.0040494 | 0 | 0.0004671 | 0.0028717 |  |  | 0 | 0 | 0 | 0 |  | 0 | 0 | 0 | 0 | 0 | 0 | 0 | 0 | 0 | 0 | 0 | 0 | 0 | 0 | 0 | 0 | 0 | 0 | 0 | 0 | 0 | 0
2018-09-30 | 18-19 | 18-19 |  | 0 | 0.20795 | 0 | 0.041774 | 0.15017 | 0 | 0.0039693 | 0 | 0.00018733 | 0.0027737 |  |  | 0 | 0 | 0 | 0 |  | 0 | 0 | 0 | 0 | 0 | 0 | 0 | 0 | 0 | 0 | 0 | 0 | 0 | 0 | 0 | 0 | 0 | 0 | 0 | 0 | 0 | 0
2018-10-01 | 18-19 | 18-19 |  | 0 | 0.009462 | 0 | 0.0058096 | 0.0074268 | 0 | 3.5802e-05 | 0 | 2.9194e-05 | 2.9197e-05 |  |  | 0 | 0 | 0 | 0 |  | 0 | 0 | 0 | 0 | 0 | 0 | 0 | 0 | 0 | 0 | 0 | 0 | 0 | 0 | 0 | 0 | 0 | 0 | 0 | 0 | 0 | 0
2018-10-02 | 18-19 | 18-19 |  | 0 | 1.0194 | 4.7226 | 8.1302 | 2.643 | 0 | 0.010354 | 0.019183 | 0.024422 | 0.013726 |  |  | 0 | 0 | 0.59306 | 0.090097 |  | 0 | 0 | 0.00044885 | 6.8188e-05 | 0 | 0 | 0.59306 | 0.090097 | 0 | 0 | 0.00044885 | 6.8188e-05 | 0 | 0 | 0 | 0 | 0 | 0 | 0 | 0 | 0 | 0
2018-10-03 | 18-19 | 18-19 |  | 0 | 0.074356 | 0.14134 | 1.6293 | 0.31998 | 0 | 0.00083895 | 0.0014305 | 0.010583 | 0.0024008 |  |  | 0 | 0 | 0 | 0 |  | 0 | 0 | 0 | 0 | 0 | 0 | 0 | 0 | 0 | 0 | 0 | 0 | 0 | 0 | 0 | 0 | 0 | 0 | 0 | 0 | 0 | 0
2018-10-04 | 18-19 | 18-19 |  | 0 | 0.036011 | 0.020494 | 0.020056 | 0.031003 | 0 | 0.00020573 | 0.00010928 | 0.00074445 | 0.00027164 |  |  | 0 | 0 | 0 | 0 |  | 0 | 0 | 0 | 0 | 0 | 0 | 0 | 0 | 0 | 0 | 0 | 0 | 0 | 0 | 0 | 0 | 0 | 0 | 0 | 0 | 0 | 0
2018-10-05 | 18-19 | 18-19 |  | 0 | 0.62056 | 0.0085532 | 0.01521 | 0.43278 | 0 | 0.0059656 | 0.00010431 | 0.00079554 | 0.0042624 |  |  | 0 | 0 | 0 | 0 |  | 0 | 0 | 0 | 0 | 0 | 0 | 0 | 0 | 0 | 0 | 0 | 0 | 0 | 0 | 0 | 0 | 0 | 0 | 0 | 0 | 0 | 0
2018-10-06 | 18-19 | 18-19 |  | 0 | 0.045105 | 0.17948 | 0.40131 | 0.11887 | 0 | 0.00013519 | 0.001279 | 0.00080283 | 0.0004058 |  |  | 0 | 0 | 0 | 0 |  | 0 | 0 | 0 | 0 | 0 | 0 | 0 | 0 | 0 | 0 | 0 | 0 | 0 | 0 | 0 | 0 | 0 | 0 | 0 | 0 | 0 | 0
2018-10-07 | 18-19 | 18-19 |  | 0 | 0.47914 | 0.00065565 | 0 | 0.33149 | 0 | 0.0058882 | 7.4506e-06 | 0 | 0.0040736 |  |  | 0 | 0 | 0 | 0 |  | 0 | 0 | 0 | 0 | 0 | 0 | 0 | 0 | 0 | 0 | 0 | 0 | 0 | 0 | 0 | 0 | 0 | 0 | 0 | 0 | 0 | 0
2018-10-08 | 18-19 | 18-19 |  | 0 | 0.010535 | 0 | 0.055323 | 0.015691 | 0 | 0.00014962 | 0 | 0.00014597 | 0.00012566 |  |  | 0 | 0 | 0 | 0 |  | 0 | 0 | 0 | 0 | 0 | 0 | 0 | 0 | 0 | 0 | 0 | 0 | 0 | 0 | 0 | 0 | 0 | 0 | 0 | 0 | 0 | 0
2018-10-09 | 18-19 | 18-19 |  | 0 | 0.0056541 | 0.16195 | 0.21871 | 0.061237 | 0 | 5.2902e-05 | 0.00083943 | 0.0037368 | 0.00072919 |  |  | 0 | 0 | 0 | 0 |  | 0 | 0 | 0 | 0 | 0 | 0 | 0 | 0 | 0 | 0 | 0 | 0 | 0 | 0 | 0 | 0 | 0 | 0 | 0 | 0 | 0 | 0
2018-10-10 | 18-19 | 18-19 |  | 0.006545 | 0.027265 | 0.047028 | 0.10414 | 0.041727 | 0.00014544 | 0.00025275 | 0.00077486 | 0.00025545 | 0.00033004 |  |  | 0 | 0 | 0 | 0 |  | 0 | 0 | 0 | 0 | 0 | 0 | 0 | 0 | 0 | 0 | 0 | 0 | 0 | 0 | 0 | 0 | 0 | 0 | 0 | 0 | 0 | 0
2018-10-11 | 18-19 | 18-19 |  | 0 | 0.053111 | 0.002481 | 0.011225 | 0.038808 | 0 | 0.00042001 | 1.4901e-05 | 5.8388e-05 | 0.00030158 |  |  | 0 | 0 | 0 | 0 |  | 0 | 0 | 0 | 0 | 0 | 0 | 0 | 0 | 0 | 0 | 0 | 0 | 0 | 0 | 0 | 0 | 0 | 0 | 0 | 0 | 0 | 0
2018-10-12 | 18-19 | 18-19 |  | 0 | 0.049287 | 0.0055134 | 0.010846 | 0.036556 | 0 | 0.00047505 | 1.4901e-05 | 4.3791e-05 | 0.00033743 |  |  | 0 | 0 | 0 | 0 |  | 0 | 0 | 0 | 0 | 0 | 0 | 0 | 0 | 0 | 0 | 0 | 0 | 0 | 0 | 0 | 0 | 0 | 0 | 0 | 0 | 0 | 0
2018-10-13 | 18-19 | 18-19 |  | 0 | 0.036287 | 0.031829 | 0.12174 | 0.048328 | 0 | 0.00028161 | 0.0006631 | 0.0006374 | 0.00039028 |  |  | 0 | 0 | 0 | 0 |  | 0 | 0 | 0 | 0 | 0 | 0 | 0 | 0 | 0 | 0 | 0 | 0 | 0 | 0 | 0 | 0 | 0 | 0 | 0 | 0 | 0 | 0
2018-10-14 | 18-19 | 18-19 |  | 0 | 0.21985 | 1.1275 | 5.5618 | 1.1648 | 0 | 0.0017848 | 0.012527 | 0.025857 | 0.0070267 |  |  | 0 | 0 | 0.080494 | 0.012229 |  | 0 | 0 | 0.00017881 | 2.7164e-05 | 0 | 0 | 0.080494 | 0.012229 | 0 | 0 | 0.00017881 | 2.7164e-05 | 0 | 0 | 0 | 0 | 0 | 0 | 0 | 0 | 0 | 0
2018-10-15 | 18-19 |  | MED | 0 | 9.6944 | 3.0749 | 8.6021 | 8.4694 | 0 | 0.058985 | 0.021272 | 0.026851 | 0.048041 |  |  | 0 | 0.3648 | 0.13515 | 0.074822 |  | 0 | 0.0027342 | 0.0004598 | 0.00047676 | 0 | 0.3648 | 0.13515 | 0.074822 | 0 | 0.0027342 | 0.0004598 | 0.00047676 | 0 | 0 | 0 | 0 | 0 | 0 | 0 | 0 | 0 | 0
2018-10-16 | 18-19 | 18-19 |  | 0 | 0.44712 | 0.051493 | 2.0746 | 0.63207 | 0 | 0.0037566 | 0.00033776 | 0.016998 | 0.0052307 |  |  | 0 | 0 | 0.05977 | 0.0090801 |  | 0 | 0 | 0.00072983 | 0.00011088 | 0 | 0 | 0.05977 | 0.0090801 | 0 | 0 | 0.00072983 | 0.00011088 | 0 | 0 | 0 | 0 | 0 | 0 | 0 | 0 | 0 | 0
2018-10-17 | 18-19 | 18-19 |  | 0 | 0.087145 | 0.0033304 | 0.0090428 | 0.062142 | 0 | 0.00051887 | 2.2352e-05 | 8.7582e-05 | 0.0003755 |  |  | 0 | 0 | 0 | 0 |  | 0 | 0 | 0 | 0 | 0 | 0 | 0 | 0 | 0 | 0 | 0 | 0 | 0 | 0 | 0 | 0 | 0 | 0 | 0 | 0 | 0 | 0
2018-10-18 | 18-19 | 18-19 |  | 0 | 0.17429 | 0 | 0.010757 | 0.12218 | 0 | 0.00041841 | 0 | 6.4471e-05 | 0.00029918 |  |  | 0 | 0 | 0.0048257 | 0.00073311 |  | 0 | 0 | 3.5275e-05 | 5.359e-06 | 0 | 0 | 0.0048257 | 0.00073311 | 0 | 0 | 3.5275e-05 | 5.359e-06 | 0 | 0 | 0 | 0 | 0 | 0 | 0 | 0 | 0 | 0
2018-10-19 | 18-19 | 18-19 |  | 0 | 0.32488 | 1.7001 | 0.53158 | 0.55846 | 0 | 0.0018906 | 0.021934 | 0.0024219 | 0.0049397 |  |  | 0 | 0 | 0.016548 | 0.0025139 |  | 0 | 0 | 0.00010583 | 1.6077e-05 | 0 | 0 | 0.016548 | 0.0025139 | 0 | 0 | 0.00010583 | 1.6077e-05 | 0 | 0 | 0 | 0 | 0 | 0 | 0 | 0 | 0 | 0
2018-10-20 | 18-19 | 18-19 |  | 0 | 0.034678 | 0.0019794 | 0.0042039 | 0.024918 | 0 | 0.00011542 | 1.9868e-05 | 5.8388e-05 | 9.1657e-05 |  |  | 0 | 0 | 0 | 0 |  | 0 | 0 | 0 | 0 | 0 | 0 | 0 | 0 | 0 | 0 | 0 | 0 | 0 | 0 | 0 | 0 | 0 | 0 | 0 | 0 | 0 | 0
2018-10-21 | 18-19 | 18-19 |  | 0 | 0.094925 | 0 | 0.15393 | 0.089037 | 0 | 0.00068345 | 0 | 0.0009707 | 0.00062016 |  |  | 0 | 0 | 0 | 0 |  | 0 | 0 | 0 | 0 | 0 | 0 | 0 | 0 | 0 | 0 | 0 | 0 | 0 | 0 | 0 | 0 | 0 | 0 | 0 | 0 | 0 | 0
2018-10-22 | 18-19 | 18-19 |  | 0 | 0.39249 | 0.010006 | 0.042652 | 0.27943 | 0 | 0.0023079 | 0.00023097 | 0.00043791 | 0.0016971 |  |  | 0 | 0 | 0 | 0 |  | 0 | 0 | 0 | 0 | 0 | 0 | 0 | 0 | 0 | 0 | 0 | 0 | 0 | 0 | 0 | 0 | 0 | 0 | 0 | 0 | 0 | 0
2018-10-23 | 18-19 | 18-19 |  | 0 | 0.77704 | 0 | 0.002102 | 0.53775 | 0 | 0.0058048 | 0 | 2.1895e-05 | 0.0040181 |  |  | 0 | 0 | 0 | 0 |  | 0 | 0 | 0 | 0 | 0 | 0 | 0 | 0 | 0 | 0 | 0 | 0 | 0 | 0 | 0 | 0 | 0 | 0 | 0 | 0 | 0 | 0
2018-10-24 | 18-19 | 18-19 |  | 0 | 0.059079 | 0.12387 | 0.57696 | 0.14694 | 0 | 0.00061238 | 0.0045299 | 0.0070431 | 0.0021676 |  |  | 0 | 0 | 0 | 0 |  | 0 | 0 | 0 | 0 | 0 | 0 | 0 | 0 | 0 | 0 | 0 | 0 | 0 | 0 | 0 | 0 | 0 | 0 | 0 | 0 | 0 | 0
2018-10-25 | 18-19 | 18-19 |  | 0 | 0.029717 | 0.18854 | 0.027829 | 0.052838 | 0 | 0.00034146 | 0.0016466 | 7.2985e-05 | 0.00049229 |  |  | 0 | 0 | 0 | 0 |  | 0 | 0 | 0 | 0 | 0 | 0 | 0 | 0 | 0 | 0 | 0 | 0 | 0 | 0 | 0 | 0 | 0 | 0 | 0 | 0 | 0 | 0
2018-10-26 | 18-19 | 18-19 |  | 0 | 0.27389 | 0.11352 | 0.0027296 | 0.20674 | 0 | 0.0016683 | 0.00034273 | 5.8388e-05 | 0.0012137 |  |  | 0 | 0 | 0 | 0 |  | 0 | 0 | 0 | 0 | 0 | 0 | 0 | 0 | 0 | 0 | 0 | 0 | 0 | 0 | 0 | 0 | 0 | 0 | 0 | 0 | 0 | 0
2018-10-27 | 18-19 | 18-19 |  | 0 | 0.11952 | 0.3627 | 0.30295 | 0.18266 | 0 | 0.0049578 | 0.0015274 | 0.00075904 | 0.0037716 |  |  | 0 | 0 | 0 | 0 |  | 0 | 0 | 0 | 0 | 0 | 0 | 0 | 0 | 0 | 0 | 0 | 0 | 0 | 0 | 0 | 0 | 0 | 0 | 0 | 0 | 0 | 0
2018-10-28 | 18-19 | 18-19 |  | 0 | 0.00094422 | 0.063233 | 0.53626 | 0.091529 | 0 | 4.8093e-06 | 0.00039488 | 0.0073642 | 0.0011808 |  |  | 0 | 0 | 0 | 0 |  | 0 | 0 | 0 | 0 | 0 | 0 | 0 | 0 | 0 | 0 | 0 | 0 | 0 | 0 | 0 | 0 | 0 | 0 | 0 | 0 | 0 | 0
2018-10-29 | 18-19 | 18-19 |  | 0 | 0.0057674 | 0.080928 | 0.59104 | 0.10582 | 0 | 0.00011008 | 0.0017509 | 0.0042112 | 0.00097644 |  |  | 0 | 0 | 0 | 0 |  | 0 | 0 | 0 | 0 | 0 | 0 | 0 | 0 | 0 | 0 | 0 | 0 | 0 | 0 | 0 | 0 | 0 | 0 | 0 | 0 | 0 | 0
2018-10-30 | 18-19 | 18-19 |  | 0 | 0.11528 | 0.0013411 | 0.12287 | 0.098597 | 0 | 0.00077964 | 1.4901e-05 | 0.0025727 | 0.00093228 |  |  | 0 | 0 | 0.014808 | 0.0022496 |  | 0 | 0 | 0.00049994 | 7.595e-05 | 0 | 0 | 0.014808 | 0.0022496 | 0 | 0 | 0.00049994 | 7.595e-05 | 0 | 0 | 0 | 0 | 0 | 0 | 0 | 0 | 0 | 0
2018-10-31 | 18-19 | 18-19 |  | 0 | 0.0075826 | 0.016659 | 0.59905 | 0.098729 | 0 | 0.00028054 | 9.6857e-05 | 0.0012772 | 0.00040248 |  |  | 0 | 0 | 0 | 0 |  | 0 | 0 | 0 | 0 | 0 | 0 | 0 | 0 | 0 | 0 | 0 | 0 | 0 | 0 | 0 | 0 | 0 | 0 | 0 | 0 | 0 | 0
2018-11-01 | 18-19 | 18-19 |  | 0 | 0.17395 | 2.3601 | 2.0053 | 0.77615 | 0 | 0.0018056 | 0.016484 | 0.0044777 | 0.0043822 |  |  | 0 | 0.030184 | 0.21853 | 0.03769 |  | 0 | 0.00013783 | 0.0014706 | 0.00024393 | 0 | 0.030184 | 0.21853 | 0.03769 | 0 | 0.00013783 | 0.0014706 | 0.00024393 | 0 | 0 | 0 | 0 | 0 | 0 | 0 | 0 | 0 | 0
2018-11-02 | 18-19 |  | MED | 0 | 2.4394 | 16.5758 | 29.1973 | 8.5894 | 0 | 0.018251 | 0.070523 | 0.060539 | 0.032315 |  |  | 0 | 0.040625 | 1.6977 | 0.26396 |  | 0 | 0.00013783 | 0.0021019 | 0.00033983 | 0 | 0.040625 | 1.6977 | 0.26396 | 0 | 0.00013783 | 0.0021019 | 0.00033983 | 0 | 0 | 0 | 0 | 0 | 0 | 0 | 0 | 0 | 0
2018-11-03 | 18-19 | 18-19 |  | 0 | 0.005893 | 0.022456 | 0.72341 | 0.11731 | 0 | 8.6567e-05 | 2.9802e-05 | 0.0039534 | 0.00066488 |  |  | 0 | 0 | 0.12043 | 0.018296 |  | 0 | 0 | 0.00015327 | 2.3284e-05 | 0 | 0 | 0.12043 | 0.018296 | 0 | 0 | 0.00015327 | 2.3284e-05 | 0 | 0 | 0 | 0 | 0 | 0 | 0 | 0 | 0 | 0
2018-11-04 | 18-19 | 18-19 |  | 0 | 0.29959 | 1.5023 | 3.461 | 0.95655 | 0 | 0.0088582 | 0.0050937 | 0.01417 | 0.0090373 |  |  | 0 | 0 | 0.32419 | 0.04925 |  | 0 | 0 | 0.0015217 | 0.00023118 | 0 | 0 | 0.32419 | 0.04925 | 0 | 0 | 0.0015217 | 0.00023118 | 0 | 0 | 0 | 0 | 0 | 0 | 0 | 0 | 0 | 0
2018-11-05 | 18-19 | 18-19 |  | 0 | 0.25088 | 0.73995 | 5.306 | 1.0897 | 0 | 0.0013316 | 0.0032261 | 0.0071636 | 0.0024893 |  |  | 0 | 0 | 4.0746 | 0.61901 |  | 0 | 0 | 0.0046089 | 0.00070018 | 0 | 0 | 4.0746 | 0.61901 | 0 | 0 | 0.0046089 | 0.00070018 | 0 | 0 | 0 | 0 | 0 | 0 | 0 | 0 | 0 | 0
2018-11-06 | 18-19 | 18-19 |  | 0 | 0.020108 | 0.014834 | 2.6774 | 0.42285 | 0 | 0.0002255 | 0.00016391 | 0.0075394 | 0.0013257 |  |  | 0 | 0 | 0.22756 | 0.034571 |  | 0 | 0 | 0.00031383 | 4.7676e-05 | 0 | 0 | 0.22756 | 0.034571 | 0 | 0 | 0.00031383 | 4.7676e-05 | 0 | 0 | 0 | 0 | 0 | 0 | 0 | 0 | 0 | 0
2018-11-07 | 18-19 | 18-19 |  | 0 | 0.47385 | 0.40795 | 0.84631 | 0.51701 | 0 | 0.0075233 | 0.0029256 | 0.012089 | 0.0074752 |  |  | 0 | 0 | 0 | 0 |  | 0 | 0 | 0 | 0 | 0 | 0 | 0 | 0 | 0 | 0 | 0 | 0 | 0 | 0 | 0 | 0 | 0 | 0 | 0 | 0 | 0 | 0
2018-11-08 | 18-19 | 18-19 |  | 0 | 0.060405 | 0.014757 | 0.078233 | 0.055859 | 0 | 0.00057818 | 9.189e-05 | 0.00032113 | 0.00046235 |  |  | 0 | 0 | 0 | 0 |  | 0 | 0 | 0 | 0 | 0 | 0 | 0 | 0 | 0 | 0 | 0 | 0 | 0 | 0 | 0 | 0 | 0 | 0 | 0 | 0 | 0 | 0
2018-11-09 | 18-19 | 18-19 |  | 0 | 0.19361 | 0.0013038 | 0.10678 | 0.15032 | 0 | 0.0022208 | 7.4506e-06 | 0.00037222 | 0.0015937 |  |  | 0 | 0 | 0 | 0 |  | 0 | 0 | 0 | 0 | 0 | 0 | 0 | 0 | 0 | 0 | 0 | 0 | 0 | 0 | 0 | 0 | 0 | 0 | 0 | 0 | 0 | 0
2018-11-10 | 18-19 | 18-19 |  | 0 | 0.015631 | 0.024795 | 0.2041 | 0.045506 | 0 | 0.00012237 | 0.00026822 | 0.0010291 | 0.00028088 |  |  | 0 | 0 | 0 | 0 |  | 0 | 0 | 0 | 0 | 0 | 0 | 0 | 0 | 0 | 0 | 0 | 0 | 0 | 0 | 0 | 0 | 0 | 0 | 0 | 0 | 0 | 0
2018-11-11 | 18-19 | 18-19 |  | 0 | 0.01233 | 0.0006929 | 0.20736 | 0.040133 | 0 | 0.0001213 | 1.4901e-05 | 0.00054009 | 0.00016816 |  |  | 0 | 0 | 0 | 0 |  | 0 | 0 | 0 | 0 | 0 | 0 | 0 | 0 | 0 | 0 | 0 | 0 | 0 | 0 | 0 | 0 | 0 | 0 | 0 | 0 | 0 | 0
2018-11-12 | 18-19 | 18-19 |  | 0 | 0.42313 | 0.061877 | 0.091319 | 0.31573 | 0 | 0.0039644 | 0.0035837 | 0.00048657 | 0.0033492 |  |  | 0 | 0 | 0 | 0 |  | 0 | 0 | 0 | 0 | 0 | 0 | 0 | 0 | 0 | 0 | 0 | 0 | 0 | 0 | 0 | 0 | 0 | 0 | 0 | 0 | 0 | 0
2018-11-13 | 18-19 | 18-19 |  | 0 | 0.39209 | 0.031218 | 1.201 | 0.45828 | 0 | 0.0095186 | 0.00073016 | 0.0030131 | 0.0071498 |  |  | 0 | 0 | 0.25861 | 0.039287 |  | 0 | 0 | 0.00058752 | 8.9255e-05 | 0 | 0 | 0.25861 | 0.039287 | 0 | 0 | 0.00058752 | 8.9255e-05 | 0 | 0 | 0 | 0 | 0 | 0 | 0 | 0 | 0 | 0
2018-11-14 | 18-19 | 18-19 |  | 0 | 0.035118 | 1.1266 | 0.18486 | 0.22002 | 0 | 0.0012782 | 0.013418 | 0.00038682 | 0.0029397 |  |  | 0 | 0 | 0 | 0 |  | 0 | 0 | 0 | 0 | 0 | 0 | 0 | 0 | 0 | 0 | 0 | 0 | 0 | 0 | 0 | 0 | 0 | 0 | 0 | 0 | 0 | 0
2018-11-15 | 18-19 | 18-19 |  | 0 | 0.033065 | 3.835 | 1.3709 | 0.80184 | 0 | 0.0033008 | 0.059351 | 0.004238 | 0.011759 |  |  | 0 | 0 | 0.22423 | 0.034064 |  | 0 | 0 | 0.00076633 | 0.00011642 | 0 | 0 | 0.22423 | 0.034064 | 0 | 0 | 0.00076633 | 0.00011642 | 0 | 0 | 0 | 0 | 0 | 0 | 0 | 0 | 0 | 0
2018-11-16 | 18-19 | 18-19 |  | 0 | 0.030242 | 0.51812 | 0.0075977 | 0.099174 | 0 | 0.0001213 | 0.0017956 | 2.1895e-05 | 0.00035443 |  |  | 0 | 0 | 0 | 0 |  | 0 | 0 | 0 | 0 | 0 | 0 | 0 | 0 | 0 | 0 | 0 | 0 | 0 | 0 | 0 | 0 | 0 | 0 | 0 | 0 | 0 | 0
2018-11-17 | 18-19 | 18-19 |  | 0 | 0.0978 | 0.020832 | 0.11611 | 0.088382 | 0 | 0.002535 | 0.00035018 | 0.0011507 | 0.0019802 |  |  | 0 | 0 | 0.035103 | 0.0053328 |  | 0 | 0 | 0.00038681 | 5.8764e-05 | 0 | 0 | 0.035103 | 0.0053328 | 0 | 0 | 0.00038681 | 5.8764e-05 | 0 | 0 | 0 | 0 | 0 | 0 | 0 | 0 | 0 | 0
2018-11-18 | 18-19 | 18-19 |  | 0 | 0.040238 | 0.001736 | 0.0053425 | 0.0289 | 0 | 0.00038314 | 7.4506e-06 | 2.9194e-05 | 0.00027054 |  |  | 0 | 0 | 0 | 0 |  | 0 | 0 | 0 | 0 | 0 | 0 | 0 | 0 | 0 | 0 | 0 | 0 | 0 | 0 | 0 | 0 | 0 | 0 | 0 | 0 | 0 | 0
2018-11-19 | 18-19 | 18-19 |  | 0 | 2.1866 | 0.18577 | 4.3593 | 2.2022 | 0 | 0.013995 | 0.00051409 | 0.011331 | 0.011477 |  |  | 0 | 0 | 0.034102 | 0.0051807 |  | 0 | 0 | 0.00016421 | 2.4947e-05 | 0 | 0 | 0.034102 | 0.0051807 | 0 | 0 | 0.00016421 | 2.4947e-05 | 0 | 0 | 0 | 0 | 0 | 0 | 0 | 0 | 0 | 0
2018-11-20 | 18-19 | 18-19 |  | 0 | 0.37137 | 0.20514 | 1.6219 | 0.53377 | 0 | 0.004268 | 0.00084936 | 0.010641 | 0.0046948 |  |  | 0 | 0 | 0.083205 | 0.01264 |  | 0 | 0 | 0.0018465 | 0.00028052 | 0 | 0 | 0.083205 | 0.01264 | 0 | 0 | 0.0018465 | 0.00028052 | 0 | 0 | 0 | 0 | 0 | 0 | 0 | 0 | 0 | 0
2018-11-21 | 18-19 |  | MED | 0 | 32.275 | 7.0436 | 11.0439 | 25.0485 | 0 | 0.080367 | 0.029844 | 0.041302 | 0.066301 |  |  | 0 | 0 | 0.15586 | 0.023678 |  | 0 | 0 | 0.00083201 | 0.0001264 | 0 | 0 | 0.15586 | 0.023678 | 0 | 0 | 0.00083201 | 0.0001264 | 0 | 0 | 0 | 0 | 0 | 0 | 0 | 0 | 0 | 0
2018-11-22 | 18-19 |  | MED | 0.073498 | 8.2961 | 8.7645 | 0.74741 | 7.1563 | 0.00038785 | 0.029792 | 0.016642 | 0.0042441 | 0.02373 |  |  | 0 | 0 | 0.042037 | 0.0063862 |  | 0 | 0 | 0.00019341 | 2.9382e-05 | 0 | 0 | 0.042037 | 0.0063862 | 0 | 0 | 0.00019341 | 2.9382e-05 | 0 | 0 | 0 | 0 | 0 | 0 | 0 | 0 | 0 | 0
2018-11-23 | 18-19 | 18-19 |  | 0 | 0.08126 | 0.0012666 | 5.8871 | 0.95074 | 0 | 0.00105 | 7.4506e-06 | 0.019516 | 0.0036922 |  |  | 0 | 0 | 0 | 0 |  | 0 | 0 | 0 | 0 | 0 | 0 | 0 | 0 | 0 | 0 | 0 | 0 | 0 | 0 | 0 | 0 | 0 | 0 | 0 | 0 | 0 | 0
2018-11-24 | 18-19 | 18-19 |  | 0 | 0.93278 | 0.0017062 | 4.7355 | 1.3648 | 0 | 0.0060223 | 7.4506e-06 | 0.019786 | 0.0071722 |  |  | 0 | 0 | 0 | 0 |  | 0 | 0 | 0 | 0 | 0 | 0 | 0 | 0 | 0 | 0 | 0 | 0 | 0 | 0 | 0 | 0 | 0 | 0 | 0 | 0 | 0 | 0
2018-11-25 | 18-19 | 18-19 |  | 0 | 0.22043 | 0 | 0.079495 | 0.16454 | 0 | 0.0020039 | 0 | 0.00036492 | 0.0014414 |  |  | 0 | 0 | 0 | 0 |  | 0 | 0 | 0 | 0 | 0 | 0 | 0 | 0 | 0 | 0 | 0 | 0 | 0 | 0 | 0 | 0 | 0 | 0 | 0 | 0 | 0 | 0
2018-11-26 | 18-19 | 18-19 |  | 0 | 0.050987 | 3.3439 | 0.0040799 | 0.53351 | 0 | 0.00182 | 0.021689 | 5.1089e-05 | 0.0044942 |  |  | 0 | 0.12139 | 0 | 0.018065 |  | 0 | 0.00099087 | 0 | 0.00014746 | 0 | 0.12139 | 0 | 0.018065 | 0 | 0.00099087 | 0 | 0.00014746 | 0 | 0 | 0 | 0 | 0 | 0 | 0 | 0 | 0 | 0
2018-11-27 | 18-19 | 18-19 |  | 0.15533 | 0.14072 | 0.0012219 | 0.023783 | 0.1023 | 0.00058178 | 0.001765 | 7.4506e-06 | 0.0001411 | 0.0012477 |  |  | 0 | 0 | 0 | 0 |  | 0 | 0 | 0 | 0 | 0 | 0 | 0 | 0 | 0 | 0 | 0 | 0 | 0 | 0 | 0 | 0 | 0 | 0 | 0 | 0 | 0 | 0
2018-11-28 | 18-19 | 18-19 |  | 0 | 0.67979 | 0.0042692 | 0.13844 | 0.49183 | 0 | 0.0089276 | 7.4506e-06 | 0.000978 | 0.0063243 |  |  | 0 | 0 | 0 | 0 |  | 0 | 0 | 0 | 0 | 0 | 0 | 0 | 0 | 0 | 0 | 0 | 0 | 0 | 0 | 0 | 0 | 0 | 0 | 0 | 0 | 0 | 0
2018-11-29 | 18-19 | 18-19 |  | 0 | 0.035912 | 0.0010505 | 0.099734 | 0.040146 | 0 | 0.00036657 | 7.4506e-06 | 0.0010145 | 0.00040876 |  |  | 0 | 0 | 0 | 0 |  | 0 | 0 | 0 | 0 | 0 | 0 | 0 | 0 | 0 | 0 | 0 | 0 | 0 | 0 | 0 | 0 | 0 | 0 | 0 | 0 | 0 | 0
2018-11-30 | 18-19 | 18-19 |  | 0 | 0.063361 | 0.0013262 | 0.1891 | 0.072748 | 0 | 0.00059582 | 2.2352e-05 | 0.00068606 | 0.00051964 |  |  | 0 | 0 | 0 | 0 |  | 0 | 0 | 0 | 0 | 0 | 0 | 0 | 0 | 0 | 0 | 0 | 0 | 0 | 0 | 0 | 0 | 0 | 0 | 0 | 0 | 0 | 0
2018-12-01 | 18-19 | 18-19 |  | 0 | 1.1387 | 5.841 | 26.7821 | 5.7254 | 0 | 0.012623 | 0.024012 | 0.0628 | 0.021844 |  |  | 0 | 0.036945 | 0.68199 | 0.1091 |  | 0 | 0.00013783 | 0.00073348 | 0.00013194 | 0 | 0.036945 | 0.68199 | 0.1091 | 0 | 0.00013783 | 0.00073348 | 0.00013194 | 0 | 0 | 0 | 0 | 0 | 0 | 0 | 0 | 0 | 0
2018-12-02 | 18-19 | 18-19 |  | 0 | 0.050509 | 1.4389 | 5.1303 | 1.0284 | 0 | 0.00046169 | 0.0017881 | 0.013652 | 0.0026593 |  |  | 0 | 0 | 0.23325 | 0.035435 |  | 0 | 0 | 0.00014962 | 2.2729e-05 | 0 | 0 | 0.23325 | 0.035435 | 0 | 0 | 0.00014962 | 2.2729e-05 | 0 | 0 | 0 | 0 | 0 | 0 | 0 | 0 | 0 | 0
2018-12-03 | 18-19 | 18-19 |  | 0 | 0.59326 | 0.2211 | 0.59665 | 0.53386 | 0 | 0.0031704 | 0.00094871 | 0.00079554 | 0.0024548 |  |  | 0 | 0 | 0 | 0 |  | 0 | 0 | 0 | 0 | 0 | 0 | 0 | 0 | 0 | 0 | 0 | 0 | 0 | 0 | 0 | 0 | 0 | 0 | 0 | 0 | 0 | 0
2018-12-04 | 18-19 | 18-19 |  | 0 | 0.12136 | 0.079967 | 0.0062256 | 0.096786 | 0 | 0.0012071 | 0.00058859 | 2.1895e-05 | 0.00092581 |  |  | 0 | 0 | 0 | 0 |  | 0 | 0 | 0 | 0 | 0 | 0 | 0 | 0 | 0 | 0 | 0 | 0 | 0 | 0 | 0 | 0 | 0 | 0 | 0 | 0 | 0 | 0
2018-12-05 | 18-19 | 18-19 |  | 0 | 0.18392 | 0.002332 | 0.57536 | 0.21496 | 0 | 0.0030309 | 7.4506e-06 | 0.0025837 | 0.0024899 |  |  | 0 | 0 | 0 | 0 |  | 0 | 0 | 0 | 0 | 0 | 0 | 0 | 0 | 0 | 0 | 0 | 0 | 0 | 0 | 0 | 0 | 0 | 0 | 0 | 0 | 0 | 0
2018-12-06 | 18-19 | 18-19 |  | 0 | 0.29402 | 0.0053868 | 0.58855 | 0.29357 | 0 | 0.0034926 | 2.9802e-05 | 0.0027126 | 0.0028321 |  |  | 0 | 0 | 0 | 0 |  | 0 | 0 | 0 | 0 | 0 | 0 | 0 | 0 | 0 | 0 | 0 | 0 | 0 | 0 | 0 | 0 | 0 | 0 | 0 | 0 | 0 | 0
2018-12-07 | 18-19 | 18-19 |  | 0.33641 | 0.28172 | 0.62751 | 2.9975 | 0.74616 | 0.0030543 | 0.0025313 | 0.0015721 | 0.0027309 | 0.0024228 |  |  | 0 | 0 | 0.4553 | 0.069169 |  | 0 | 0 | 0.00041236 | 6.2645e-05 | 0 | 0 | 0.4553 | 0.069169 | 0 | 0 | 0.00041236 | 6.2645e-05 | 0 | 0 | 0 | 0 | 0 | 0 | 0 | 0 | 0 | 0
2018-12-08 | 18-19 | 18-19 |  | 0 | 0.02621 | 1.8501 | 7.3812 | 1.4148 | 0 | 0.00014802 | 0.015572 | 0.019078 | 0.005318 |  |  | 0 | 0.10275 | 0.071809 | 0.026201 |  | 0 | 5.2151e-05 | 0.00013867 | 2.8828e-05 | 0 | 0.10275 | 0.071809 | 0.026201 | 0 | 5.2151e-05 | 0.00013867 | 2.8828e-05 | 0 | 0 | 0 | 0 | 0 | 0 | 0 | 0 | 0 | 0
2018-12-09 | 18-19 | 18-19 |  | 0 | 0.26137 | 0.17208 | 0.73221 | 0.31761 | 0 | 0.003273 | 0.0056972 | 0.002619 | 0.0035094 |  |  | 0 | 0 | 0.22702 | 0.034488 |  | 0 | 0 | 0.00058508 | 8.8885e-05 | 0 | 0 | 0.22702 | 0.034488 | 0 | 0 | 0.00058508 | 8.8885e-05 | 0 | 0 | 0 | 0 | 0 | 0 | 0 | 0 | 0 | 0
2018-12-10 | 18-19 | 18-19 |  | 0 | 0.11501 | 0.0038246 | 0.31326 | 0.1277 | 0 | 0.0008443 | 3.9736e-05 | 0.0032332 | 0.001081 |  |  | 0 | 0 | 0 | 0 |  | 0 | 0 | 0 | 0 | 0 | 0 | 0 | 0 | 0 | 0 | 0 | 0 | 0 | 0 | 0 | 0 | 0 | 0 | 0 | 0 | 0 | 0
2018-12-11 | 18-19 | 18-19 |  | 0 | 0.067659 | 0.75622 | 0.016302 | 0.16181 | 0 | 0.00040077 | 0.0073388 | 9.0015e-05 | 0.001383 |  |  | 0 | 0 | 0 | 0 |  | 0 | 0 | 0 | 0 | 0 | 0 | 0 | 0 | 0 | 0 | 0 | 0 | 0 | 0 | 0 | 0 | 0 | 0 | 0 | 0 | 0 | 0
2018-12-12 | 18-19 | 18-19 |  | 0 | 0.020986 | 1.9802 | 2.8704 | 0.74526 | 0 | 0.00010153 | 0.01701 | 0.011257 | 0.0043116 |  |  | 0 | 0 | 0 | 0 |  | 0 | 0 | 0 | 0 | 0 | 0 | 0 | 0 | 0 | 0 | 0 | 0 | 0 | 0 | 0 | 0 | 0 | 0 | 0 | 0 | 0 | 0
2018-12-13 | 18-19 | 18-19 |  | 0 | 1.8967 | 2.2592 | 9.6225 | 3.1098 | 0 | 0.013321 | 0.0089506 | 0.035405 | 0.015924 |  |  | 0 | 0.032055 | 2.0528 | 0.31663 |  | 0 | 5.2151e-05 | 0 | 7.7613e-06 | 0 | 0.032055 | 2.0528 | 0.31663 | 0 | 5.2151e-05 | 0 | 7.7613e-06 | 0 | 0 | 0 | 0 | 0 | 0 | 0 | 0 | 0 | 0
2018-12-14 | 18-19 | 18-19 |  | 0 | 1.0703 | 6.0893 | 2.631 | 2.0462 | 0 | 0.008343 | 0.037027 | 0.012505 | 0.01318 |  |  | 0 | 0.021417 | 0 | 0.0031873 |  | 0 | 0.00011175 | 0 | 1.6631e-05 | 0 | 0.021417 | 0 | 0.0031873 | 0 | 0.00011175 | 0 | 1.6631e-05 | 0 | 0 | 0 | 0 | 0 | 0 | 0 | 0 | 0 | 0
2018-12-15 | 18-19 | 18-19 |  | 0 | 0.026331 | 0.30761 | 0.86531 | 0.19544 | 0 | 0.00035909 | 0.0030001 | 0.0015278 | 0.00092692 |  |  | 0 | 0 | 0 | 0 |  | 0 | 0 | 0 | 0 | 0 | 0 | 0 | 0 | 0 | 0 | 0 | 0 | 0 | 0 | 0 | 0 | 0 | 0 | 0 | 0 | 0 | 0
2018-12-16 | 18-19 | 18-19 |  | 0 | 0.019186 | 2.2936 | 0.0052549 | 0.35539 | 0 | 0.00033558 | 0.0056848 | 0.00012407 | 0.0010969 |  |  | 0 | 0 | 0 | 0 |  | 0 | 0 | 0 | 0 | 0 | 0 | 0 | 0 | 0 | 0 | 0 | 0 | 0 | 0 | 0 | 0 | 0 | 0 | 0 | 0 | 0 | 0
2018-12-17 | 18-19 | 18-19 |  | 0 | 0.17998 | 1.2954 | 0.0042185 | 0.31789 | 0 | 0.0048787 | 0.0071848 | 0.00083203 | 0.0045699 |  |  | 0 | 0.02531 | 0 | 0.0037667 |  | 0 | 0.00011175 | 0 | 1.6631e-05 | 0 | 0.02531 | 0 | 0.0037667 | 0 | 0.00011175 | 0 | 1.6631e-05 | 0 | 0 | 0 | 0 | 0 | 0 | 0 | 0 | 0 | 0
2018-12-18 | 18-19 | 18-19 |  | 0 | 0.27285 | 0.054565 | 0.034026 | 0.202 | 0 | 0.0056001 | 0.0045573 | 0.00042331 | 0.0046157 |  |  | 0 | 0 | 0 | 0 |  | 0 | 0 | 0 | 0 | 0 | 0 | 0 | 0 | 0 | 0 | 0 | 0 | 0 | 0 | 0 | 0 | 0 | 0 | 0 | 0 | 0 | 0
2018-12-19 | 18-19 | 18-19 |  | 0 | 0.28931 | 0.064244 | 1.9026 | 0.4987 | 0 | 0.0015272 | 0.00029057 | 0.015529 | 0.0034586 |  |  | 0 | 0 | 0.10061 | 0.015285 |  | 0 | 0 | 0.00018246 | 2.7719e-05 | 0 | 0 | 0.10061 | 0.015285 | 0 | 0 | 0.00018246 | 2.7719e-05 | 0 | 0 | 0 | 0 | 0 | 0 | 0 | 0 | 0 | 0
2018-12-20 | 18-19 | 18-19 |  | 0 | 0.04846 | 0 | 1.4228 | 0.24967 | 0 | 0.0014663 | 0 | 0.0092107 | 0.0024134 |  |  | 0 | 0 | 0 | 0 |  | 0 | 0 | 0 | 0 | 0 | 0 | 0 | 0 | 0 | 0 | 0 | 0 | 0 | 0 | 0 | 0 | 0 | 0 | 0 | 0 | 0 | 0
2018-12-21 | 18-19 | 18-19 |  | 0 | 0.18618 | 0 | 0.25104 | 0.16691 | 0 | 0.00047826 | 0 | 0.001051 | 0.00049044 |  |  | 0 | 0 | 0 | 0 |  | 0 | 0 | 0 | 0 | 0 | 0 | 0 | 0 | 0 | 0 | 0 | 0 | 0 | 0 | 0 | 0 | 0 | 0 | 0 | 0 | 0 | 0
2018-12-22 | 18-19 | 18-19 |  | 0 | 0.20789 | 0.0044182 | 0.0024961 | 0.14482 | 0 | 0.0013177 | 1.4901e-05 | 5.8388e-05 | 0.00092248 |  |  | 0 | 0 | 0 | 0 |  | 0 | 0 | 0 | 0 | 0 | 0 | 0 | 0 | 0 | 0 | 0 | 0 | 0 | 0 | 0 | 0 | 0 | 0 | 0 | 0 | 0 | 0
2018-12-23 | 18-19 | 18-19 |  | 0 | 0.53861 | 0.001803 | 0.88595 | 0.50738 | 0 | 0.0035947 | 7.4506e-06 | 0.0033026 | 0.002989 |  |  | 0 | 0 | 0.35136 | 0.053378 |  | 0 | 0 | 0.0010911 | 0.00016576 | 0 | 0 | 0.35136 | 0.053378 | 0 | 0 | 0.0010911 | 0.00016576 | 0 | 0 | 0 | 0 | 0 | 0 | 0 | 0 | 0 | 0
2018-12-24 | 18-19 | 18-19 |  | 0 | 0.051318 | 0.3426 | 0.094343 | 0.10081 | 0 | 0.0002068 | 0.0048603 | 0.00069822 | 0.00097238 |  |  | 0 | 0 | 0 | 0 |  | 0 | 0 | 0 | 0 | 0 | 0 | 0 | 0 | 0 | 0 | 0 | 0 | 0 | 0 | 0 | 0 | 0 | 0 | 0 | 0 | 0 | 0
2018-12-25 | 18-19 | 18-19 |  | 0 | 0.0665 | 0.032358 | 0.018003 | 0.053544 | 0 | 0.00034467 | 0.0068545 | 0.00019219 | 0.0012876 |  |  | 0 | 0 | 0 | 0 |  | 0 | 0 | 0 | 0 | 0 | 0 | 0 | 0 | 0 | 0 | 0 | 0 | 0 | 0 | 0 | 0 | 0 | 0 | 0 | 0 | 0 | 0
2018-12-26 | 18-19 | 18-19 |  | 0 | 0.28036 | 0.098973 | 0.0011532 | 0.20881 | 0 | 0.0018409 | 0.0011722 | 1.4597e-05 | 0.0014499 |  |  | 0 | 0 | 0 | 0 |  | 0 | 0 | 0 | 0 | 0 | 0 | 0 | 0 | 0 | 0 | 0 | 0 | 0 | 0 | 0 | 0 | 0 | 0 | 0 | 0 | 0 | 0
2018-12-27 | 18-19 | 18-19 |  | 0 | 0.61155 | 0.69016 | 0.05696 | 0.53433 | 0 | 0.0055905 | 0.0064373 | 0.00037952 | 0.0048822 |  |  | 0 | 0 | 0 | 0 |  | 0 | 0 | 0 | 0 | 0 | 0 | 0 | 0 | 0 | 0 | 0 | 0 | 0 | 0 | 0 | 0 | 0 | 0 | 0 | 0 | 0 | 0
2018-12-28 | 18-19 | 18-19 |  | 0 | 0.035689 | 0.08927 | 0.30432 | 0.084199 | 0 | 0.00023619 | 8.6923e-05 | 0.00059848 | 0.00026721 |  |  | 0 | 0 | 0 | 0 |  | 0 | 0 | 0 | 0 | 0 | 0 | 0 | 0 | 0 | 0 | 0 | 0 | 0 | 0 | 0 | 0 | 0 | 0 | 0 | 0 | 0 | 0
2018-12-29 | 18-19 | 18-19 |  | 0 | 0.047094 | 0.0081484 | 1.7353 | 0.29741 | 0 | 0.00023726 | 2.4835e-05 | 0.011405 | 0.0019004 |  |  | 0 | 0 | 0 | 0 |  | 0 | 0 | 0 | 0 | 0 | 0 | 0 | 0 | 0 | 0 | 0 | 0 | 0 | 0 | 0 | 0 | 0 | 0 | 0 | 0 | 0 | 0
2018-12-30 | 18-19 | 18-19 |  | 0 | 0.003211 | 2.0328 | 4.2678 | 0.95309 | 0 | 4.0612e-05 | 0.028022 | 0.01951 | 0.007162 |  |  | 0 | 0 | 0.19629 | 0.029819 |  | 0 | 0 | 0.00028099 | 4.2687e-05 | 0 | 0 | 0.19629 | 0.029819 | 0 | 0 | 0.00028099 | 4.2687e-05 | 0 | 0 | 0 | 0 | 0 | 0 | 0 | 0 | 0 | 0
2018-12-31 | 18-19 | 18-19 |  | 0 | 0.090328 | 0.045799 | 0.85855 | 0.19972 | 0 | 0.0012504 | 0.00032037 | 0.0024681 | 0.0012874 |  |  | 0 | 0 | 0.065143 | 0.0098964 |  | 0 | 0 | 8.3931e-05 | 1.2751e-05 | 0 | 0 | 0.065143 | 0.0098964 | 0 | 0 | 8.3931e-05 | 1.2751e-05 | 0 | 0 | 0 | 0 | 0 | 0 | 0 | 0 | 0 | 0
2019-01-01 | 18-19 | 18-19 |  | 0 | 0.044692 | 0.11569 | 0.23075 | 0.083182 | 0 | 0.00029337 | 0.00096112 | 0.0004963 | 0.00042133 |  |  | 0 | 0 | 0 | 0 |  | 0 | 0 | 0 | 0 | 0 | 0 | 0 | 0 | 0 | 0 | 0 | 0 | 0 | 0 | 0 | 0 | 0 | 0 | 0 | 0 | 0 | 0
2019-01-02 | 18-19 | 18-19 |  | 0 | 0.017664 | 1.926 | 0.15203 | 0.32192 | 0 | 0.00015123 | 0.0085532 | 0.00081745 | 0.0015016 |  |  | 0 | 0 | 0.12959 | 0.019686 |  | 0 | 0 | 0.00076633 | 0.00011642 | 0 | 0 | 0.12959 | 0.019686 | 0 | 0 | 0.00076633 | 0.00011642 | 0 | 0 | 0 | 0 | 0 | 0 | 0 | 0 | 0 | 0
2019-01-03 | 18-19 | 18-19 |  | 0 | 0.15434 | 0.048168 | 0.32849 | 0.16382 | 0 | 0.0012793 | 0.00035018 | 0.0009707 | 0.0010844 |  |  | 0 | 0 | 0 | 0 |  | 0 | 0 | 0 | 0 | 0 | 0 | 0 | 0 | 0 | 0 | 0 | 0 | 0 | 0 | 0 | 0 | 0 | 0 | 0 | 0 | 0 | 0
2019-01-04 | 18-19 | 18-19 |  | 0 | 0.064881 | 0.0071227 | 0.049616 | 0.053471 | 0 | 0.00061292 | 0.00014901 | 0.0002664 | 0.00048656 |  |  | 0 | 0 | 0.021012 | 0.0031921 |  | 0 | 0 | 6.9334e-05 | 1.0533e-05 | 0 | 0 | 0.021012 | 0.0031921 | 0 | 0 | 6.9334e-05 | 1.0533e-05 | 0 | 0 | 0 | 0 | 0 | 0 | 0 | 0 | 0 | 0
2019-01-05 | 18-19 | 18-19 |  | 0 | 0.075406 | 0.0062088 | 0.42016 | 0.11691 | 0 | 0.00099231 | 3.9736e-05 | 0.0013283 | 0.00089403 |  |  | 0 | 0 | 0 | 0 |  | 0 | 0 | 0 | 0 | 0 | 0 | 0 | 0 | 0 | 0 | 0 | 0 | 0 | 0 | 0 | 0 | 0 | 0 | 0 | 0 | 0 | 0
2019-01-06 | 18-19 | 18-19 |  | 0 | 0.012941 | 0.0086427 | 0.23523 | 0.045972 | 0 | 9.8857e-05 | 5.9605e-05 | 0.0009561 | 0.00022249 |  |  | 0 | 0 | 0 | 0 |  | 0 | 0 | 0 | 0 | 0 | 0 | 0 | 0 | 0 | 0 | 0 | 0 | 0 | 0 | 0 | 0 | 0 | 0 | 0 | 0 | 0 | 0
2019-01-07 | 18-19 | 18-19 |  | 0 | 0.00023085 | 0 | 0.92525 | 0.14072 | 0 | 3.2062e-06 | 0 | 0.0080794 | 0.0012296 |  |  | 0 | 0 | 0 | 0 |  | 0 | 0 | 0 | 0 | 0 | 0 | 0 | 0 | 0 | 0 | 0 | 0 | 0 | 0 | 0 | 0 | 0 | 0 | 0 | 0 | 0 | 0
2019-01-08 | 18-19 | 18-19 |  | 0.61915 | 0.028459 | 0.15137 | 0.44173 | 0.11404 | 0.014399 | 0.00038848 | 0.0015323 | 0.0020144 | 0.00091251 |  |  | 0 | 0 | 0 | 0 |  | 0 | 0 | 0 | 0 | 0 | 0 | 0 | 0 | 0 | 0 | 0 | 0 | 0 | 0 | 0 | 0 | 0 | 0 | 0 | 0 | 0 | 0
2019-01-09 | 18-19 | 18-19 |  | 0 | 0.018689 | 0.016898 | 0.007481 | 0.016577 | 0 | 0.00013145 | 0.00094622 | 3.6492e-05 | 0.00023727 |  |  | 0 | 0 | 0 | 0 |  | 0 | 0 | 0 | 0 | 0 | 0 | 0 | 0 | 0 | 0 | 0 | 0 | 0 | 0 | 0 | 0 | 0 | 0 | 0 | 0 | 0 | 0
2019-01-10 | 18-19 | 18-19 |  | 0 | 0.53851 | 0.0065938 | 0.2283 | 0.40811 | 0 | 0.0058481 | 2.9802e-05 | 0.0009707 | 0.0041966 |  |  | 0 | 0 | 0.017903 | 0.0027198 |  | 0 | 0 | 7.2983e-05 | 1.1088e-05 | 0 | 0 | 0.017903 | 0.0027198 | 0 | 0 | 7.2983e-05 | 1.1088e-05 | 0 | 0 | 0 | 0 | 0 | 0 | 0 | 0 | 0 | 0
2019-01-11 | 18-19 | 18-19 |  | 0 | 0.55048 | 0.091406 | 1.3028 | 0.59225 | 0 | 0.0066999 | 0.0010257 | 0.017115 | 0.0073865 |  |  | 0 | 0 | 0 | 0 |  | 0 | 0 | 0 | 0 | 0 | 0 | 0 | 0 | 0 | 0 | 0 | 0 | 0 | 0 | 0 | 0 | 0 | 0 | 0 | 0 | 0 | 0
2019-01-12 | 18-19 | 18-19 |  | 0 | 0.27314 | 0.0037998 | 2.3627 | 0.54841 | 0 | 0.0028348 | 2.9802e-05 | 0.004148 | 0.0025952 |  |  | 0 | 0 | 0.33961 | 0.051593 |  | 0 | 0 | 0.00046709 | 7.096e-05 | 0 | 0 | 0.33961 | 0.051593 | 0 | 0 | 0.00046709 | 7.096e-05 | 0 | 0 | 0 | 0 | 0 | 0 | 0 | 0 | 0 | 0
2019-01-13 | 18-19 | 18-19 |  | 0 | 0.046685 | 0.54137 | 0.3513 | 0.16622 | 0 | 0.0002955 | 0.0040308 | 0.0010875 | 0.00096942 |  |  | 0 | 0 | 0 | 0 |  | 0 | 0 | 0 | 0 | 0 | 0 | 0 | 0 | 0 | 0 | 0 | 0 | 0 | 0 | 0 | 0 | 0 | 0 | 0 | 0 | 0 | 0
2019-01-14 | 18-19 | 18-19 |  | 0 | 0.077444 | 0.024637 | 1.0973 | 0.22392 | 0 | 0.00079674 | 0.00027567 | 0.0069117 | 0.0016421 |  |  | 0 | 0 | 0 | 0 |  | 0 | 0 | 0 | 0 | 0 | 0 | 0 | 0 | 0 | 0 | 0 | 0 | 0 | 0 | 0 | 0 | 0 | 0 | 0 | 0 | 0 | 0
2019-01-15 | 18-19 | 18-19 |  | 0 | 0.23239 | 0.057223 | 0.25123 | 0.20741 | 0 | 0.0056632 | 0.00012666 | 0.0013137 | 0.0041353 |  |  | 0 | 0 | 0.039993 | 0.0060757 |  | 0 | 0 | 0.00023355 | 3.548e-05 | 0 | 0 | 0.039993 | 0.0060757 | 0 | 0 | 0.00023355 | 3.548e-05 | 0 | 0 | 0 | 0 | 0 | 0 | 0 | 0 | 0 | 0
2019-01-16 | 18-19 | 18-19 |  | 0 | 0.42628 | 0.080332 | 0.0084687 | 0.30807 | 0 | 0.0050342 | 0.00039488 | 0.00011434 | 0.003558 |  |  | 0 | 0 | 0 | 0 |  | 0 | 0 | 0 | 0 | 0 | 0 | 0 | 0 | 0 | 0 | 0 | 0 | 0 | 0 | 0 | 0 | 0 | 0 | 0 | 0 | 0 | 0
2019-01-17 | 18-19 | 18-19 |  | 0 | 0.31457 | 0.20735 | 0.2696 | 0.28938 | 0 | 0.0039596 | 0.0022153 | 0.0017419 | 0.0033329 |  |  | 0 | 0 | 0 | 0 |  | 0 | 0 | 0 | 0 | 0 | 0 | 0 | 0 | 0 | 0 | 0 | 0 | 0 | 0 | 0 | 0 | 0 | 0 | 0 | 0 | 0 | 0
2019-01-18 | 18-19 | 18-19 |  | 0 | 0.0080058 | 0.32122 | 3.3687 | 0.5651 | 0 | 0.00013145 | 0.0060052 | 0.015776 | 0.0033811 |  |  | 0 | 0 | 0.26869 | 0.04082 |  | 0 | 0 | 0.001602 | 0.00024337 | 0 | 0 | 0.26869 | 0.04082 | 0 | 0 | 0.001602 | 0.00024337 | 0 | 0 | 0 | 0 | 0 | 0 | 0 | 0 | 0 | 0
2019-01-19 | 18-19 | 18-19 |  | 0 | 0.012094 | 0 | 1.2495 | 0.19818 | 0 | 7.6948e-05 | 0 | 0.0089042 | 0.0014059 |  |  | 0 | 0 | 0.19391 | 0.029459 |  | 0 | 0 | 0.00082471 | 0.00012529 | 0 | 0 | 0.19391 | 0.029459 | 0 | 0 | 0.00082471 | 0.00012529 | 0 | 0 | 0 | 0 | 0 | 0 | 0 | 0 | 0 | 0
2019-01-20 | 18-19 | 18-19 |  | 0 | 0.35638 | 0.0024587 | 0.28858 | 0.29069 | 0 | 0.0024949 | 7.4506e-06 | 0.0014378 | 0.0019451 |  |  | 0 | 0 | 0 | 0 |  | 0 | 0 | 0 | 0 | 0 | 0 | 0 | 0 | 0 | 0 | 0 | 0 | 0 | 0 | 0 | 0 | 0 | 0 | 0 | 0 | 0 | 0
2019-01-21 | 18-19 | 18-19 |  | 0 | 0.063073 | 0.020534 | 0.26737 | 0.087296 | 0 | 0.00025649 | 9.6857e-05 | 0.00059118 | 0.00028162 |  |  | 0 | 0 | 0 | 0 |  | 0 | 0 | 0 | 0 | 0 | 0 | 0 | 0 | 0 | 0 | 0 | 0 | 0 | 0 | 0 | 0 | 0 | 0 | 0 | 0 | 0 | 0
2019-01-22 | 18-19 | 18-19 |  | 0 | 0.63817 | 0.12114 | 0.1991 | 0.48965 | 0 | 0.0067186 | 0.00054141 | 0.00088312 | 0.0048615 |  |  | 0 | 0 | 0 | 0 |  | 0 | 0 | 0 | 0 | 0 | 0 | 0 | 0 | 0 | 0 | 0 | 0 | 0 | 0 | 0 | 0 | 0 | 0 | 0 | 0 | 0 | 0
2019-01-23 | 18-19 | 18-19 |  | 0 | 0.22108 | 0.0012815 | 0.76898 | 0.26991 | 0 | 0.0094192 | 1.4901e-05 | 0.0080502 | 0.0077398 |  |  | 0 | 0 | 0 | 0 |  | 0 | 0 | 0 | 0 | 0 | 0 | 0 | 0 | 0 | 0 | 0 | 0 | 0 | 0 | 0 | 0 | 0 | 0 | 0 | 0 | 0 | 0
2019-01-24 | 18-19 | 18-19 |  | 0 | 4.9429 | 0.56025 | 1.021 | 3.6572 | 0 | 0.04441 | 0.0020576 | 0.0076659 | 0.032186 |  |  | 0 | 0.15254 | 0 | 0.022701 |  | 0 | 0.00048798 | 0 | 7.2623e-05 | 0 | 0.15254 | 0 | 0.022701 | 0 | 0.00048798 | 0 | 7.2623e-05 | 0 | 0 | 0 | 0 | 0 | 0 | 0 | 0 | 0 | 0
2019-01-25 | 18-19 | 18-19 |  | 0 | 0.12431 | 0.002414 | 2.4928 | 0.46504 | 0 | 0.0020536 | 4.4703e-05 | 0.017016 | 0.004012 |  |  | 0 | 0 | 0.095962 | 0.014578 |  | 0 | 0 | 0.0010108 | 0.00015356 | 0 | 0 | 0.095962 | 0.014578 | 0 | 0 | 0.0010108 | 0.00015356 | 0 | 0 | 0 | 0 | 0 | 0 | 0 | 0 | 0 | 0
2019-01-26 | 18-19 | 18-19 |  | 0 | 0.24571 | 0.18739 | 0.8798 | 0.33148 | 0 | 0.0040681 | 0.0024736 | 0.0051454 | 0.0039634 |  |  | 0 | 0 | 0 | 0 |  | 0 | 0 | 0 | 0 | 0 | 0 | 0 | 0 | 0 | 0 | 0 | 0 | 0 | 0 | 0 | 0 | 0 | 0 | 0 | 0 | 0 | 0
2019-01-27 | 18-19 | 18-19 |  | 0 | 0.025647 | 0.0043064 | 0.10333 | 0.034077 | 0 | 0.00023672 | 1.4901e-05 | 0.00043791 | 0.00023247 |  |  | 0 | 0 | 0 | 0 |  | 0 | 0 | 0 | 0 | 0 | 0 | 0 | 0 | 0 | 0 | 0 | 0 | 0 | 0 | 0 | 0 | 0 | 0 | 0 | 0 | 0 | 0
2019-01-28 | 18-19 | 18-19 |  | 0 | 0.23961 | 0.3287 | 0.42502 | 0.27921 | 0 | 0.0019959 | 0.0038221 | 0.0030727 | 0.002416 |  |  | 0 | 0 | 0 | 0 |  | 0 | 0 | 0 | 0 | 0 | 0 | 0 | 0 | 0 | 0 | 0 | 0 | 0 | 0 | 0 | 0 | 0 | 0 | 0 | 0 | 0 | 0
2019-01-29 | 18-19 | 18-19 |  | 0 | 0.16899 | 0.040024 | 0.87076 | 0.25512 | 0 | 0.0034953 | 0.00029802 | 0.0067694 | 0.0034902 |  |  | 0 | 0 | 0.15873 | 0.024114 |  | 0 | 0 | 0.00076268 | 0.00011586 | 0 | 0 | 0.15873 | 0.024114 | 0 | 0 | 0.00076268 | 0.00011586 | 0 | 0 | 0 | 0 | 0 | 0 | 0 | 0 | 0 | 0
2019-01-30 | 18-19 | 18-19 |  | 0 | 0.015712 | 2.8207 | 0.064341 | 0.4404 | 0 | 0.00016832 | 0.0078603 | 0.00070552 | 0.0013933 |  |  | 0 | 0 | 0 | 0 |  | 0 | 0 | 0 | 0 | 0 | 0 | 0 | 0 | 0 | 0 | 0 | 0 | 0 | 0 | 0 | 0 | 0 | 0 | 0 | 0 | 0 | 0
2019-01-31 | 18-19 | 18-19 |  | 0 | 0.077103 | 0.81348 | 0.79376 | 0.29497 | 0 | 0.00072941 | 0.0090524 | 0.0073642 | 0.0029704 |  |  | 0 | 0 | 0 | 0 |  | 0 | 0 | 0 | 0 | 0 | 0 | 0 | 0 | 0 | 0 | 0 | 0 | 0 | 0 | 0 | 0 | 0 | 0 | 0 | 0 | 0 | 0
2019-02-01 | 18-19 | 18-19 |  | 0 | 0.68131 | 0.0061765 | 0.18578 | 0.50036 | 0 | 0.0050033 | 3.7253e-05 | 0.00051819 | 0.0035447 |  |  | 0 | 0 | 0 | 0 |  | 0 | 0 | 0 | 0 | 0 | 0 | 0 | 0 | 0 | 0 | 0 | 0 | 0 | 0 | 0 | 0 | 0 | 0 | 0 | 0 | 0 | 0
2019-02-02 | 18-19 | 18-19 |  | 0 | 0.074137 | 0.019699 | 0.10967 | 0.070869 | 0 | 0.0005023 | 0.00015646 | 0.00037222 | 0.00042724 |  |  | 0 | 0 | 0 | 0 |  | 0 | 0 | 0 | 0 | 0 | 0 | 0 | 0 | 0 | 0 | 0 | 0 | 0 | 0 | 0 | 0 | 0 | 0 | 0 | 0 | 0 | 0
2019-02-03 | 18-19 | 18-19 |  | 0 | 0.4597 | 0.16096 | 0.48297 | 0.41527 | 0 | 0.0042733 | 0.00059853 | 0.006919 | 0.0040957 |  |  | 0 | 0 | 0.0095987 | 0.0014582 |  | 0 | 0 | 0 | 0 | 0 | 0 | 0.0095987 | 0.0014582 | 0 | 0 | 0 | 0 | 0 | 0 | 0 | 0 | 0 | 0 | 0 | 0 | 0 | 0
2019-02-04 | 18-19 | 18-19 |  | 0 | 0.36723 | 0.037044 | 0.0546 | 0.26779 | 0 | 0.0032997 | 0.00023097 | 0.0006447 | 0.0024145 |  |  | 0 | 0 | 0 | 0 |  | 0 | 0 | 0 | 0 | 0 | 0 | 0 | 0 | 0 | 0 | 0 | 0 | 0 | 0 | 0 | 0 | 0 | 0 | 0 | 0 | 0 | 0
2019-02-05 | 18-19 | 18-19 |  | 0 | 0.1344 | 0.0055879 | 0.049185 | 0.10126 | 0 | 0.0027787 | 4.4703e-05 | 0.00022625 | 0.0019629 |  |  | 0 | 0 | 0 | 0 |  | 0 | 0 | 0 | 0 | 0 | 0 | 0 | 0 | 0 | 0 | 0 | 0 | 0 | 0 | 0 | 0 | 0 | 0 | 0 | 0 | 0 | 0
2019-02-06 | 18-19 | 18-19 |  | 0 | 0.92511 | 4.7032 | 2.7111 | 1.7516 | 0 | 0.012421 | 0.037108 | 0.020356 | 0.017205 |  |  | 0 | 0.084925 | 0.012458 | 0.014531 |  | 0 | 0.00033898 | 3.6492e-05 | 5.5992e-05 | 0 | 0.084925 | 0.012458 | 0.014531 | 0 | 0.00033898 | 3.6492e-05 | 5.5992e-05 | 0 | 0 | 0 | 0 | 0 | 0 | 0 | 0 | 0 | 0
2019-02-07 | 18-19 | 18-19 |  | 0 | 0.24539 | 0.0272 | 1.7608 | 0.44127 | 0 | 0.0015726 | 0.00024835 | 0.0089917 | 0.0024906 |  |  | 0 | 0 | 0 | 0 |  | 0 | 0 | 0 | 0 | 0 | 0 | 0 | 0 | 0 | 0 | 0 | 0 | 0 | 0 | 0 | 0 | 0 | 0 | 0 | 0 | 0 | 0
2019-02-08 | 18-19 | 18-19 |  | 0 | 0.23201 | 0.097821 | 0.85179 | 0.30442 | 0 | 0.0039725 | 0.00010431 | 0.0048462 | 0.0034992 |  |  | 0 | 0 | 0 | 0 |  | 0 | 0 | 0 | 0 | 0 | 0 | 0 | 0 | 0 | 0 | 0 | 0 | 0 | 0 | 0 | 0 | 0 | 0 | 0 | 0 | 0 | 0
2019-02-09 | 18-19 | 18-19 |  | 0 | 0.052804 | 3.3822 | 0.9862 | 0.68967 | 0 | 0.00066849 | 0.03168 | 0.0054484 | 0.0060045 |  |  | 0 | 0 | 0.28928 | 0.043947 |  | 0 | 0 | 0.0034193 | 0.00051945 | 0 | 0 | 0.28928 | 0.043947 | 0 | 0 | 0.0034193 | 0.00051945 | 0 | 0 | 0 | 0 | 0 | 0 | 0 | 0 | 0 | 0
2019-02-10 | 18-19 | 18-19 |  | 0 | 0.044209 | 0 | 0.13034 | 0.050378 | 0 | 0.00042429 | 0 | 0.00041601 | 0.00035665 |  |  | 0 | 0 | 0 | 0 |  | 0 | 0 | 0 | 0 | 0 | 0 | 0 | 0 | 0 | 0 | 0 | 0 | 0 | 0 | 0 | 0 | 0 | 0 | 0 | 0 | 0 | 0
2019-02-11 | 18-19 | 18-19 |  | 0 | 0.7911 | 0.91353 | 0.11008 | 0.69982 | 0 | 0.0071081 | 0.0041947 | 0.0019779 | 0.0058409 |  |  | 0 | 0 | 0 | 0 |  | 0 | 0 | 0 | 0 | 0 | 0 | 0 | 0 | 0 | 0 | 0 | 0 | 0 | 0 | 0 | 0 | 0 | 0 | 0 | 0 | 0 | 0
2019-02-12 | 18-19 | 18-19 |  | 0 | 0.14435 | 1.2046 | 0.57386 | 0.36629 | 0 | 0.0017319 | 0.01248 | 0.0029024 | 0.0034959 |  |  | 0 | 0.0042131 | 0 | 0.000627 |  | 0 | 0.0001937 | 0 | 2.8828e-05 | 0 | 0.0042131 | 0 | 0.000627 | 0 | 0.0001937 | 0 | 2.8828e-05 | 0 | 0 | 0 | 0 | 0 | 0 | 0 | 0 | 0 | 0
2019-02-13 | 18-19 | 18-19 |  | 0 | 0.21509 | 0.072971 | 0.29285 | 0.20411 | 0 | 0.0096512 | 0.0006184 | 0.0015145 | 0.0069972 |  |  | 0 | 0 | 0.18945 | 0.028781 |  | 0 | 0 | 0.0010838 | 0.00016465 | 0 | 0 | 0.18945 | 0.028781 | 0 | 0 | 0.0010838 | 0.00016465 | 0 | 0 | 0 | 0 | 0 | 0 | 0 | 0 | 0 | 0
2019-02-14 | 18-19 | 18-19 |  | 0 | 0.013436 | 0.35414 | 0.039098 | 0.067934 | 0 | 0.00018436 | 0.0010803 | 0.00023355 | 0.00032376 |  |  | 0 | 0 | 0 | 0 |  | 0 | 0 | 0 | 0 | 0 | 0 | 0 | 0 | 0 | 0 | 0 | 0 | 0 | 0 | 0 | 0 | 0 | 0 | 0 | 0 | 0 | 0
2019-02-15 | 18-19 | 18-19 |  | 0 | 0.066408 | 0.0017509 | 0.33688 | 0.097368 | 0 | 0.00025329 | 1.4901e-05 | 0.0036128 | 0.00072623 |  |  | 0 | 0 | 0 | 0 |  | 0 | 0 | 0 | 0 | 0 | 0 | 0 | 0 | 0 | 0 | 0 | 0 | 0 | 0 | 0 | 0 | 0 | 0 | 0 | 0 | 0 | 0
2019-02-16 | 18-19 | 18-19 |  | 0 | 0.21451 | 0.67452 | 0.0018684 | 0.24903 | 0 | 0.0010404 | 0.010282 | 7.2985e-06 | 0.0022508 |  |  | 0 | 0 | 0 | 0 |  | 0 | 0 | 0 | 0 | 0 | 0 | 0 | 0 | 0 | 0 | 0 | 0 | 0 | 0 | 0 | 0 | 0 | 0 | 0 | 0 | 0 | 0
2019-02-17 | 18-19 | 18-19 |  | 0 | 0.054932 | 0.033535 | 0 | 0.042983 | 0 | 0.00036657 | 0.00031541 | 0 | 0.00030047 |  |  | 0 | 0 | 0 | 0 |  | 0 | 0 | 0 | 0 | 0 | 0 | 0 | 0 | 0 | 0 | 0 | 0 | 0 | 0 | 0 | 0 | 0 | 0 | 0 | 0 | 0 | 0
2019-02-18 | 18-19 | 18-19 |  | 0 | 0.13699 | 0.0025853 | 0.16868 | 0.12076 | 0 | 0.0036502 | 6.7055e-05 | 0.00056928 | 0.0026211 |  |  | 0 | 0 | 0 | 0 |  | 0 | 0 | 0 | 0 | 0 | 0 | 0 | 0 | 0 | 0 | 0 | 0 | 0 | 0 | 0 | 0 | 0 | 0 | 0 | 0 | 0 | 0
2019-02-19 | 18-19 | 18-19 |  | 0 | 0.010043 | 0.19589 | 0.087597 | 0.049405 | 0 | 0.0002613 | 0.01359 | 0.0012918 | 0.0023993 |  |  | 0 | 0 | 0 | 0 |  | 0 | 0 | 0 | 0 | 0 | 0 | 0 | 0 | 0 | 0 | 0 | 0 | 0 | 0 | 0 | 0 | 0 | 0 | 0 | 0 | 0 | 0
2019-02-20 | 18-19 | 18-19 |  | 0 | 0.23629 | 0.0031143 | 0.052549 | 0.17188 | 0 | 0.002433 | 1.4901e-05 | 0.00017516 | 0.0017115 |  |  | 0 | 0 | 0 | 0 |  | 0 | 0 | 0 | 0 | 0 | 0 | 0 | 0 | 0 | 0 | 0 | 0 | 0 | 0 | 0 | 0 | 0 | 0 | 0 | 0 | 0 | 0
2019-02-21 | 18-19 | 18-19 |  | 0 | 0.069978 | 0.42173 | 0.018796 | 0.11401 | 0 | 0.0051956 | 0.0047361 | 0.00026761 | 0.0043389 |  |  | 0 | 0 | 0 | 0 |  | 0 | 0 | 0 | 0 | 0 | 0 | 0 | 0 | 0 | 0 | 0 | 0 | 0 | 0 | 0 | 0 | 0 | 0 | 0 | 0 | 0 | 0
2019-02-22 | 18-19 | 18-19 |  | 0 | 0.01176 | 0.0015274 | 0.092915 | 0.022476 | 0 | 0.00010313 | 7.4506e-06 | 0.0005036 | 0.00014894 |  |  | 0 | 0 | 0 | 0 |  | 0 | 0 | 0 | 0 | 0 | 0 | 0 | 0 | 0 | 0 | 0 | 0 | 0 | 0 | 0 | 0 | 0 | 0 | 0 | 0 | 0 | 0
2019-02-23 | 18-19 | 18-19 |  | 0 | 0.16019 | 0.0037104 | 0.10828 | 0.1278 | 0 | 0.0036486 | 7.4506e-06 | 0.00059848 | 0.0026156 |  |  | 0 | 0 | 0 | 0 |  | 0 | 0 | 0 | 0 | 0 | 0 | 0 | 0 | 0 | 0 | 0 | 0 | 0 | 0 | 0 | 0 | 0 | 0 | 0 | 0 | 0 | 0
2019-02-24 | 18-19 | 18-19 |  | 0 | 0.047322 | 0.072919 | 0.02418 | 0.047254 | 0 | 0.0002271 | 0.014044 | 0.00010948 | 0.0022637 |  |  | 0 | 0 | 0 | 0 |  | 0 | 0 | 0 | 0 | 0 | 0 | 0 | 0 | 0 | 0 | 0 | 0 | 0 | 0 | 0 | 0 | 0 | 0 | 0 | 0 | 0 | 0
2019-02-25 | 18-19 | 18-19 |  | 0 | 0.27601 | 0.0043909 | 0.022326 | 0.19494 | 0 | 0.0044336 | 3.9736e-05 | 0.00016057 | 0.0030968 |  |  | 0 | 0 | 0 | 0 |  | 0 | 0 | 0 | 0 | 0 | 0 | 0 | 0 | 0 | 0 | 0 | 0 | 0 | 0 | 0 | 0 | 0 | 0 | 0 | 0 | 0 | 0
2019-02-26 | 18-19 | 18-19 |  | 0 | 1.0412 | 0.0052377 | 0.47734 | 0.79345 | 0 | 0.0074154 | 1.4901e-05 | 0.0033865 | 0.0056454 |  |  | 0 | 0 | 0 | 0 |  | 0 | 0 | 0 | 0 | 0 | 0 | 0 | 0 | 0 | 0 | 0 | 0 | 0 | 0 | 0 | 0 | 0 | 0 | 0 | 0 | 0 | 0
2019-02-27 | 18-19 | 18-19 |  | 0 | 0.58895 | 0.026286 | 0.30932 | 0.45824 | 0 | 0.0072064 | 0.00036508 | 0.00083568 | 0.0051655 |  |  | 0 | 0 | 0.1313 | 0.019947 |  | 0 | 0 | 0.00027369 | 4.1578e-05 | 0 | 0 | 0.1313 | 0.019947 | 0 | 0 | 0.00027369 | 4.1578e-05 | 0 | 0 | 0 | 0 | 0 | 0 | 0 | 0 | 0 | 0
2019-02-28 | 18-19 | 18-19 |  | 0 | 0.79825 | 0.0068024 | 1.0968 | 0.71973 | 0 | 0.013863 | 2.9802e-05 | 0.0070795 | 0.010668 |  |  | 0 | 0 | 0 | 0 |  | 0 | 0 | 0 | 0 | 0 | 0 | 0 | 0 | 0 | 0 | 0 | 0 | 0 | 0 | 0 | 0 | 0 | 0 | 0 | 0 | 0 | 0
2019-03-01 | 18-19 | 18-19 |  | 0 | 0.099496 | 0.0081236 | 0.83195 | 0.19641 | 0 | 0.0010548 | 4.967e-05 | 0.0066234 | 0.0017431 |  |  | 0 | 0 | 0.0057235 | 0.00086951 |  | 0 | 0 | 4.7439e-05 | 7.2069e-06 | 0 | 0 | 0.0057235 | 0.00086951 | 0 | 0 | 4.7439e-05 | 7.2069e-06 | 0 | 0 | 0 | 0 | 0 | 0 | 0 | 0 | 0 | 0
2019-03-02 | 18-19 | 18-19 |  | 0 | 0.20282 | 0.025233 | 0.034982 | 0.14935 | 0 | 0.0020482 | 0.00012169 | 0.00010218 | 0.0014503 |  |  | 0 | 0 | 0 | 0 |  | 0 | 0 | 0 | 0 | 0 | 0 | 0 | 0 | 0 | 0 | 0 | 0 | 0 | 0 | 0 | 0 | 0 | 0 | 0 | 0 | 0 | 0
2019-03-03 | 18-19 | 18-19 |  | 0 | 0.66101 | 0.003092 | 0.092589 | 0.47171 | 0 | 0.0073871 | 1.4901e-05 | 0.00039412 | 0.0051712 |  |  | 0 | 0 | 0 | 0 |  | 0 | 0 | 0 | 0 | 0 | 0 | 0 | 0 | 0 | 0 | 0 | 0 | 0 | 0 | 0 | 0 | 0 | 0 | 0 | 0 | 0 | 0
2019-03-04 | 18-19 | 18-19 |  | 0 | 0.7389 | 1.2013 | 3.6781 | 1.2486 | 0 | 0.0036898 | 0.0043834 | 0.012746 | 0.0051406 |  |  | 0 | 0 | 0 | 0 |  | 0 | 0 | 0 | 0 | 0 | 0 | 0 | 0 | 0 | 0 | 0 | 0 | 0 | 0 | 0 | 0 | 0 | 0 | 0 | 0 | 0 | 0
2019-03-05 | 18-19 | 18-19 |  | 0 | 0.26143 | 3.0789 | 1.7319 | 0.90211 | 0 | 0.0065401 | 0.029266 | 0.0072596 | 0.0099814 |  |  | 0 | 0 | 0 | 0 |  | 0 | 0 | 0 | 0 | 0 | 0 | 0 | 0 | 0 | 0 | 0 | 0 | 0 | 0 | 0 | 0 | 0 | 0 | 0 | 0 | 0 | 0
2019-03-06 | 18-19 | 18-19 |  | 0 | 0.0012632 | 0.0078752 | 0.0011386 | 0.0022186 | 0 | 8.0155e-06 | 7.4506e-06 | 2.9194e-05 | 1.1088e-05 |  |  | 0 | 0 | 0 | 0 |  | 0 | 0 | 0 | 0 | 0 | 0 | 0 | 0 | 0 | 0 | 0 | 0 | 0 | 0 | 0 | 0 | 0 | 0 | 0 | 0 | 0 | 0
2019-03-07 | 18-19 | 18-19 |  | 3.8852 | 0.45195 | 0.0010729 | 0.0097588 | 0.34384 | 0.031707 | 0.0029775 | 5.9605e-05 | 2.6762e-05 | 0.002314 |  |  | 0 | 0 | 0.0034247 | 0.00052028 |  | 0 | 0 | 1.9462e-05 | 2.9567e-06 | 0 | 0 | 0.0034247 | 0.00052028 | 0 | 0 | 1.9462e-05 | 2.9567e-06 | 0 | 0 | 0 | 0 | 0 | 0 | 0 | 0 | 0 | 0
2019-03-08 | 18-19 | 18-19 |  | 0 | 0.71372 | 0.0020191 | 0.0015108 | 0.49416 | 0 | 0.0083703 | 7.4506e-06 | 2.1895e-05 | 0.0057936 |  |  | 0 | 0 | 0 | 0 |  | 0 | 0 | 0 | 0 | 0 | 0 | 0 | 0 | 0 | 0 | 0 | 0 | 0 | 0 | 0 | 0 | 0 | 0 | 0 | 0 | 0 | 0
2019-03-09 | 18-19 | 18-19 |  | 0 | 0.011565 | 0.017419 | 0.20257 | 0.041365 | 0 | 0.00030673 | 8.9407e-05 | 0.0014147 | 0.00044036 |  |  | 0 | 0 | 0.0058472 | 0.0008883 |  | 0 | 0 | 2.7977e-05 | 4.2502e-06 | 0 | 0 | 0.0058472 | 0.0008883 | 0 | 0 | 2.7977e-05 | 4.2502e-06 | 0 | 0 | 0 | 0 | 0 | 0 | 0 | 0 | 0 | 0
2019-03-10 | 18-19 | 18-19 |  | 0 | 0.32757 | 0.0014156 | 1.0816 | 0.39109 | 0 | 0.0024533 | 7.4506e-06 | 0.013101 | 0.0036881 |  |  | 0 | 0 | 0 | 0 |  | 0 | 0 | 0 | 0 | 0 | 0 | 0 | 0 | 0 | 0 | 0 | 0 | 0 | 0 | 0 | 0 | 0 | 0 | 0 | 0 | 0 | 0
2019-03-11 | 18-19 | 18-19 |  | 0 | 0.23754 | 0.10899 | 0.87653 | 0.31367 | 0 | 0.0025794 | 0.00055134 | 0.0045908 | 0.0025634 |  |  | 0 | 0 | 0 | 0 |  | 0 | 0 | 0 | 0 | 0 | 0 | 0 | 0 | 0 | 0 | 0 | 0 | 0 | 0 | 0 | 0 | 0 | 0 | 0 | 0 | 0 | 0
2019-03-12 | 18-19 | 18-19 |  | 0 | 0.25771 | 0 | 0.36385 | 0.23352 | 0 | 0.0025826 | 0 | 0.0040142 | 0.002396 |  |  | 0 | 0 | 0 | 0 |  | 0 | 0 | 0 | 0 | 0 | 0 | 0 | 0 | 0 | 0 | 0 | 0 | 0 | 0 | 0 | 0 | 0 | 0 | 0 | 0 | 0 | 0
2019-03-13 | 18-19 | 18-19 |  | 0 | 0.21605 | 0.056393 | 0.075722 | 0.16932 | 0 | 0.0033681 | 0.0006482 | 0.00042331 | 0.0024903 |  |  | 0 | 0 | 0 | 0 |  | 0 | 0 | 0 | 0 | 0 | 0 | 0 | 0 | 0 | 0 | 0 | 0 | 0 | 0 | 0 | 0 | 0 | 0 | 0 | 0 | 0 | 0
2019-03-14 | 18-19 | 18-19 |  | 0 | 0.01435 | 0.0044107 | 0.056892 | 0.019224 | 0 | 0.00023298 | 2.2352e-05 | 0.00054009 | 0.00024651 |  |  | 0 | 0 | 0 | 0 |  | 0 | 0 | 0 | 0 | 0 | 0 | 0 | 0 | 0 | 0 | 0 | 0 | 0 | 0 | 0 | 0 | 0 | 0 | 0 | 0 | 0 | 0
2019-03-15 | 18-19 | 18-19 |  | 0 | 0.02396 | 0.06032 | 0.089998 | 0.03922 | 0 | 0.00015764 | 0.00050664 | 0.00021166 | 0.00021658 |  |  | 0 | 0 | 0 | 0 |  | 0 | 0 | 0 | 0 | 0 | 0 | 0 | 0 | 0 | 0 | 0 | 0 | 0 | 0 | 0 | 0 | 0 | 0 | 0 | 0 | 0 | 0
2019-03-16 | 18-19 | 18-19 |  | 0 | 0.5554 | 0.060908 | 0.00013137 | 0.39321 | 0 | 0.0048953 | 0.0004967 | 1.4597e-05 | 0.0034619 |  |  | 0 | 0 | 0 | 0 |  | 0 | 0 | 0 | 0 | 0 | 0 | 0 | 0 | 0 | 0 | 0 | 0 | 0 | 0 | 0 | 0 | 0 | 0 | 0 | 0 | 0 | 0
2019-03-17 | 18-19 | 18-19 |  | 0 | 0.00067651 | 0.019714 | 1.1947 | 0.18489 | 0 | 3.2062e-06 | 8.444e-05 | 0.017487 | 0.0026714 |  |  | 0 | 0 | 0 | 0 |  | 0 | 0 | 0 | 0 | 0 | 0 | 0 | 0 | 0 | 0 | 0 | 0 | 0 | 0 | 0 | 0 | 0 | 0 | 0 | 0 | 0 | 0
2019-03-18 | 18-19 | 18-19 |  | 0 | 0.048142 | 0.018117 | 0.57852 | 0.12388 | 0 | 0.00021962 | 8.444e-05 | 0.0018319 | 0.00044276 |  |  | 0 | 0 | 0 | 0 |  | 0 | 0 | 0 | 0 | 0 | 0 | 0 | 0 | 0 | 0 | 0 | 0 | 0 | 0 | 0 | 0 | 0 | 0 | 0 | 0 | 0 | 0
2019-03-19 | 18-19 | 18-19 |  | 0 | 0.25576 | 0 | 0.14617 | 0.1991 | 0 | 0.005053 | 0 | 0.00060943 | 0.0035874 |  |  | 0 | 0 | 0.07797 | 0.011845 |  | 0 | 0 | 0.00028099 | 4.2687e-05 | 0 | 0 | 0.07797 | 0.011845 | 0 | 0 | 0.00028099 | 4.2687e-05 | 0 | 0 | 0 | 0 | 0 | 0 | 0 | 0 | 0 | 0
2019-03-20 | 18-19 | 18-19 |  | 0 | 0.039763 | 0.03057 | 0.045499 | 0.038963 | 0 | 0.00026237 | 0.00067055 | 0.00040872 | 0.00034334 |  |  | 0 | 0 | 0 | 0 |  | 0 | 0 | 0 | 0 | 0 | 0 | 0 | 0 | 0 | 0 | 0 | 0 | 0 | 0 | 0 | 0 | 0 | 0 | 0 | 0 | 0 | 0
2019-03-21 | 18-19 | 18-19 |  | 0.03607 | 0.059952 | 0.00043213 | 0.0070285 | 0.042872 | 0.00029089 | 0.00056482 | 1.4901e-05 | 9.488e-05 | 0.0004095 |  |  | 0 | 0 | 0 | 0 |  | 0 | 0 | 0 | 0 | 0 | 0 | 0 | 0 | 0 | 0 | 0 | 0 | 0 | 0 | 0 | 0 | 0 | 0 | 0 | 0 | 0 | 0
2019-03-22 | 18-19 | 18-19 |  | 0 | 0.019362 | 0.073793 | 0.047805 | 0.031635 | 0 | 0.00026611 | 0.00066807 | 0.00025545 | 0.00032228 |  |  | 0 | 0 | 0 | 0 |  | 0 | 0 | 0 | 0 | 0 | 0 | 0 | 0 | 0 | 0 | 0 | 0 | 0 | 0 | 0 | 0 | 0 | 0 | 0 | 0 | 0 | 0
2019-03-23 | 18-19 | 18-19 |  | 0 | 0.068621 | 1.232 | 0.27764 | 0.27298 | 0 | 0.00030298 | 0.0071227 | 0.0017541 | 0.001536 |  |  | 0 | 0 | 0 | 0 |  | 0 | 0 | 0 | 0 | 0 | 0 | 0 | 0 | 0 | 0 | 0 | 0 | 0 | 0 | 0 | 0 | 0 | 0 | 0 | 0 | 0 | 0
2019-03-24 | 18-19 | 18-19 |  | 0 | 0.69711 | 2.3956 | 1.5435 | 1.0731 | 0 | 0.0047986 | 0.030103 | 0.0062049 | 0.0087412 |  |  | 0 | 0 | 0.092428 | 0.014042 |  | 0 | 0 | 0.00019341 | 2.9382e-05 | 0 | 0 | 0.092428 | 0.014042 | 0 | 0 | 0.00019341 | 2.9382e-05 | 0 | 0 | 0 | 0 | 0 | 0 | 0 | 0 | 0 | 0
2019-03-25 | 18-19 | 18-19 |  | 0.44651 | 0.31798 | 0.28254 | 0.57038 | 0.35203 | 0.0014544 | 0.0046773 | 0.0015721 | 0.0091718 | 0.0048733 |  |  | 0 | 0 | 0 | 0 |  | 0 | 0 | 0 | 0 | 0 | 0 | 0 | 0 | 0 | 0 | 0 | 0 | 0 | 0 | 0 | 0 | 0 | 0 | 0 | 0 | 0 | 0
2019-03-26 | 18-19 | 18-19 |  | 0 | 0.0010516 | 0 | 1.6102 | 0.24534 | 0 | 8.0155e-06 | 0 | 0.0093834 | 0.001431 |  |  | 0 | 0 | 0 | 0 |  | 0 | 0 | 0 | 0 | 0 | 0 | 0 | 0 | 0 | 0 | 0 | 0 | 0 | 0 | 0 | 0 | 0 | 0 | 0 | 0 | 0 | 0
2019-03-27 | 18-19 | 18-19 |  | 0 | 0.39328 | 23.9839 | 2.3518 | 4.1984 | 0 | 0.0044395 | 0.20883 | 0.017173 | 0.036757 |  |  | 0 | 0 | 0.00050348 | 7.6487e-05 |  | 0 | 0 | 0 | 0 | 0 | 0 | 0.00050348 | 7.6487e-05 | 0 | 0 | 0 | 0 | 0 | 0 | 0 | 0 | 0 | 0 | 0 | 0 | 0 | 0
2019-03-28 | 18-19 | 18-19 |  | 0 | 0.079744 | 0.13895 | 0.29402 | 0.1205 | 0 | 0.001158 | 0.0028834 | 0.0026494 | 0.0016325 |  |  | 0 | 0 | 0 | 0 |  | 0 | 0 | 0 | 0 | 0 | 0 | 0 | 0 | 0 | 0 | 0 | 0 | 0 | 0 | 0 | 0 | 0 | 0 | 0 | 0 | 0 | 0
2019-03-29 | 18-19 | 18-19 |  | 0 | 0.39866 | 0.45889 | 2.2143 | 0.68041 | 0 | 0.0045319 | 0.0034347 | 0.02199 | 0.0069863 |  |  | 0 | 0 | 0.0072326 | 0.0010988 |  | 0 | 0 | 0 | 0 | 0 | 0 | 0.0072326 | 0.0010988 | 0 | 0 | 0 | 0 | 0 | 0 | 0 | 0 | 0 | 0 | 0 | 0 | 0 | 0
2019-03-30 | 18-19 | 18-19 |  | 0 | 0.49501 | 1.0979 | 0.22363 | 0.53973 | 0 | 0.0037635 | 0.0065416 | 0.0010948 | 0.0037428 |  |  | 0 | 0 | 0 | 0 |  | 0 | 0 | 0 | 0 | 0 | 0 | 0 | 0 | 0 | 0 | 0 | 0 | 0 | 0 | 0 | 0 | 0 | 0 | 0 | 0 | 0 | 0
2019-03-31 | 18-19 | 18-19 |  | 0.051584 | 0.58143 | 0.26981 | 0.78016 | 0.5612 | 0.00038785 | 0.0055227 | 0.00055134 | 0.007442 | 0.0050352 |  |  | 0 | 0 | 0 | 0 |  | 0 | 0 | 0 | 0 | 0 | 0 | 0 | 0 | 0 | 0 | 0 | 0 | 0 | 0 | 0 | 0 | 0 | 0 | 0 | 0 | 0 | 0
2019-04-01 | 18-19 | 18-19 |  | 0 | 0.031448 | 0.037079 | 0.012232 | 0.029127 | 0 | 0.00041467 | 0.00015398 | 3.6492e-05 | 0.00031526 |  |  | 0 | 0 | 0 | 0 |  | 0 | 0 | 0 | 0 | 0 | 0 | 0 | 0 | 0 | 0 | 0 | 0 | 0 | 0 | 0 | 0 | 0 | 0 | 0 | 0 | 0 | 0
2019-04-02 | 18-19 | 18-19 |  | 0 | 0.064531 | 0 | 0.17337 | 0.070969 | 0 | 0.0021113 | 0 | 0.0010802 | 0.0016243 |  |  | 0 | 0 | 0 | 0 |  | 0 | 0 | 0 | 0 | 0 | 0 | 0 | 0 | 0 | 0 | 0 | 0 | 0 | 0 | 0 | 0 | 0 | 0 | 0 | 0 | 0 | 0
2019-04-03 | 18-19 | 18-19 |  | 0 | 0.11383 | 0.035318 | 0 | 0.083987 | 0 | 0.0010677 | 0.00026325 | 0 | 0.00077761 |  |  | 0 | 0 | 0 | 0 |  | 0 | 0 | 0 | 0 | 0 | 0 | 0 | 0 | 0 | 0 | 0 | 0 | 0 | 0 | 0 | 0 | 0 | 0 | 0 | 0 | 0 | 0
2019-04-04 | 18-19 | 18-19 |  | 0 | 0.28368 | 0.88757 | 0.1245 | 0.3472 | 0 | 0.0036369 | 0.0096634 | 0.0009561 | 0.0040987 |  |  | 0 | 0 | 0 | 0 |  | 0 | 0 | 0 | 0 | 0 | 0 | 0 | 0 | 0 | 0 | 0 | 0 | 0 | 0 | 0 | 0 | 0 | 0 | 0 | 0 | 0 | 0
2019-04-05 | 18-19 | 18-19 |  | 0 | 0.70249 | 0.3675 | 0.89203 | 0.67607 | 0 | 0.012512 | 0.0011822 | 0.0037222 | 0.0093952 |  |  | 0 | 0 | 0 | 0 |  | 0 | 0 | 0 | 0 | 0 | 0 | 0 | 0 | 0 | 0 | 0 | 0 | 0 | 0 | 0 | 0 | 0 | 0 | 0 | 0 | 0 | 0
2019-04-06 | 18-19 | 18-19 |  | 0 | 0.0014374 | 0.09039 | 0.040186 | 0.02055 | 0 | 3.4199e-05 | 0.00040978 | 0.00021895 | 0.0001179 |  |  | 0 | 0 | 0 | 0 |  | 0 | 0 | 0 | 0 | 0 | 0 | 0 | 0 | 0 | 0 | 0 | 0 | 0 | 0 | 0 | 0 | 0 | 0 | 0 | 0 | 0 | 0
2019-04-07 | 18-19 | 18-19 |  | 0 | 0.013872 | 0.045806 | 0.56811 | 0.10272 | 0 | 9.5651e-05 | 0.00012666 | 0.0081232 | 0.001319 |  |  | 0 | 0 | 0 | 0 |  | 0 | 0 | 0 | 0 | 0 | 0 | 0 | 0 | 0 | 0 | 0 | 0 | 0 | 0 | 0 | 0 | 0 | 0 | 0 | 0 | 0 | 0
2019-04-08 | 18-19 | 18-19 |  | 0 | 0.020162 | 0.002943 | 1.4341 | 0.23225 | 0 | 8.9239e-05 | 3.7253e-05 | 0.0072231 | 0.0011646 |  |  | 0 | 0 | 0 | 0 |  | 0 | 0 | 0 | 0 | 0 | 0 | 0 | 0 | 0 | 0 | 0 | 0 | 0 | 0 | 0 | 0 | 0 | 0 | 0 | 0 | 0 | 0
2019-04-09 | 18-19 | 18-19 |  | 0 | 0.18768 | 0.0083148 | 0.16838 | 0.15663 | 0 | 0.00099499 | 4.7187e-05 | 0.0011678 | 0.00087259 |  |  | 0 | 0 | 0 | 0 |  | 0 | 0 | 0 | 0 | 0 | 0 | 0 | 0 | 0 | 0 | 0 | 0 | 0 | 0 | 0 | 0 | 0 | 0 | 0 | 0 | 0 | 0
2019-04-10 | 18-19 | 18-19 |  | 0 | 0.008413 | 0.0038668 | 0.013524 | 0.0084487 | 0 | 9.5117e-05 | 2.2352e-05 | 0.00069336 | 0.00017444 |  |  | 0 | 0 | 0 | 0 |  | 0 | 0 | 0 | 0 | 0 | 0 | 0 | 0 | 0 | 0 | 0 | 0 | 0 | 0 | 0 | 0 | 0 | 0 | 0 | 0 | 0 | 0
2019-04-11 | 18-19 | 18-19 |  | 0 | 0.023264 | 1.2573 | 0.011152 | 0.20489 | 0 | 0.00012184 | 0.015425 | 6.5686e-05 | 0.0023897 |  |  | 0 | 0 | 0 | 0 |  | 0 | 0 | 0 | 0 | 0 | 0 | 0 | 0 | 0 | 0 | 0 | 0 | 0 | 0 | 0 | 0 | 0 | 0 | 0 | 0 | 0 | 0
2019-04-12 | 18-19 | 18-19 |  | 0 | 0.2206 | 0.27487 | 0.01459 | 0.19569 | 0 | 0.0016052 | 0.0046492 | 7.2985e-05 | 0.0018132 |  |  | 0 | 0 | 0 | 0 |  | 0 | 0 | 0 | 0 | 0 | 0 | 0 | 0 | 0 | 0 | 0 | 0 | 0 | 0 | 0 | 0 | 0 | 0 | 0 | 0 | 0 | 0
2019-04-13 | 18-19 | 18-19 |  | 0 | 0.12311 | 0.0038842 | 0 | 0.085728 | 0 | 0.0017923 | 0.00016888 | 0 | 0.0012647 |  |  | 0 | 0 | 0 | 0 |  | 0 | 0 | 0 | 0 | 0 | 0 | 0 | 0 | 0 | 0 | 0 | 0 | 0 | 0 | 0 | 0 | 0 | 0 | 0 | 0 | 0 | 0
2019-04-14 | 18-19 | 18-19 |  | 0 | 0.036214 | 1.0508 | 1.2531 | 0.37177 | 0 | 0.00025596 | 0.0065639 | 0.0029194 | 0.0015973 |  |  | 0 | 0 | 0 | 0 |  | 0 | 0 | 0 | 0 | 0 | 0 | 0 | 0 | 0 | 0 | 0 | 0 | 0 | 0 | 0 | 0 | 0 | 0 | 0 | 0 | 0 | 0
2019-04-15 | 18-19 | 18-19 |  | 0 | 0.0011109 | 0.061656 | 0.041536 | 0.016254 | 0 | 9.6186e-06 | 0.0012765 | 0.00043061 | 0.00026204 |  |  | 0 | 0 | 0 | 0 |  | 0 | 0 | 0 | 0 | 0 | 0 | 0 | 0 | 0 | 0 | 0 | 0 | 0 | 0 | 0 | 0 | 0 | 0 | 0 | 0 | 0 | 0
2019-04-16 | 18-19 | 18-19 |  | 0 | 0.010074 | 0.066399 | 0.091561 | 0.030758 | 0 | 0.00062788 | 0.00036508 | 0.00053279 | 0.00056953 |  |  | 0 | 0 | 0.010275 | 0.001561 |  | 0 | 0 | 9.4878e-05 | 1.4414e-05 | 0 | 0 | 0.010275 | 0.001561 | 0 | 0 | 9.4878e-05 | 1.4414e-05 | 0 | 0 | 0 | 0 | 0 | 0 | 0 | 0 | 0 | 0
2019-04-17 | 18-19 | 18-19 |  | 0 | 0.0080903 | 0.76262 | 0.33621 | 0.17016 | 0 | 7.962e-05 | 0.0045971 | 0.003187 | 0.0012233 |  |  | 0 | 0.38891 | 0 | 0.057879 |  | 0 | 0.0013261 | 0 | 0.00019736 | 0 | 0.38891 | 0 | 0.057879 | 0 | 0.0013261 | 0 | 0.00019736 | 0 | 0 | 0 | 0 | 0 | 0 | 0 | 0 | 0 | 0
2019-04-18 | 18-19 | 18-19 |  | 0 | 0.053311 | 0.022151 | 0.10894 | 0.056718 | 0 | 0.00088277 | 0.00022352 | 0.00089528 | 0.00077982 |  |  | 0 | 0 | 0 | 0 |  | 0 | 0 | 0 | 0 | 0 | 0 | 0 | 0 | 0 | 0 | 0 | 0 | 0 | 0 | 0 | 0 | 0 | 0 | 0 | 0 | 0 | 0
2019-04-19 | 18-19 | 18-19 |  | 0 | 0.043245 | 0.058162 | 0.016962 | 0.041142 | 0 | 0.00061986 | 0.00018626 | 0.00015813 | 0.00048046 |  |  | 0 | 0 | 0 | 0 |  | 0 | 0 | 0 | 0 | 0 | 0 | 0 | 0 | 0 | 0 | 0 | 0 | 0 | 0 | 0 | 0 | 0 | 0 | 0 | 0 | 0 | 0
2019-04-20 | 18-19 | 18-19 |  | 0 | 0.0056119 | 0.062605 | 0.15278 | 0.036407 | 0 | 6.5727e-05 | 0.00028809 | 0.00031384 | 0.00013601 |  |  | 0 | 0 | 0 | 0 |  | 0 | 0 | 0 | 0 | 0 | 0 | 0 | 0 | 0 | 0 | 0 | 0 | 0 | 0 | 0 | 0 | 0 | 0 | 0 | 0 | 0 | 0
2019-04-21 | 18-19 | 18-19 |  | 0 | 0.0043492 | 0.30411 | 0.80962 | 0.17126 | 0 | 0.00013306 | 0.0014678 | 0.0026202 | 0.00070849 |  |  | 0 | 0 | 0 | 0 |  | 0 | 0 | 0 | 0 | 0 | 0 | 0 | 0 | 0 | 0 | 0 | 0 | 0 | 0 | 0 | 0 | 0 | 0 | 0 | 0 | 0 | 0
2019-04-22 | 18-19 | 18-19 |  | 0 | 0.011355 | 0.44879 | 0.054439 | 0.08291 | 0 | 0.00010367 | 0.0037774 | 0.00064957 | 0.00073252 |  |  | 0 | 0 | 0 | 0 |  | 0 | 0 | 0 | 0 | 0 | 0 | 0 | 0 | 0 | 0 | 0 | 0 | 0 | 0 | 0 | 0 | 0 | 0 | 0 | 0 | 0 | 0
2019-04-23 | 18-19 | 18-19 |  | 0 | 0.027224 | 0.0054737 | 0.20762 | 0.051185 | 0 | 0.00027627 | 9.4374e-05 | 0.00097557 | 0.00035332 |  |  | 0 | 0 | 0 | 0 |  | 0 | 0 | 0 | 0 | 0 | 0 | 0 | 0 | 0 | 0 | 0 | 0 | 0 | 0 | 0 | 0 | 0 | 0 | 0 | 0 | 0 | 0
2019-04-24 | 18-19 | 18-19 |  | 0 | 0.70176 | 0 | 0.00081743 | 0.48548 | 0 | 0.0091766 | 0 | 7.2985e-06 | 0.006348 |  |  | 0 | 0 | 0 | 0 |  | 0 | 0 | 0 | 0 | 0 | 0 | 0 | 0 | 0 | 0 | 0 | 0 | 0 | 0 | 0 | 0 | 0 | 0 | 0 | 0 | 0 | 0
2019-04-25 | 18-19 | 18-19 |  | 0 | 0.16203 | 0 | 0.025333 | 0.11591 | 0 | 0.0011793 | 0 | 9.488e-05 | 0.00083009 |  |  | 0 | 0 | 0 | 0 |  | 0 | 0 | 0 | 0 | 0 | 0 | 0 | 0 | 0 | 0 | 0 | 0 | 0 | 0 | 0 | 0 | 0 | 0 | 0 | 0 | 0 | 0
2019-04-26 | 18-19 | 18-19 |  | 0 | 0.0002084 | 0.011399 | 0.0037295 | 0.0024071 | 0 | 1.6031e-06 | 0.00025332 | 4.3791e-05 | 4.5459e-05 |  |  | 0 | 0 | 0 | 0 |  | 0 | 0 | 0 | 0 | 0 | 0 | 0 | 0 | 0 | 0 | 0 | 0 | 0 | 0 | 0 | 0 | 0 | 0 | 0 | 0 | 0 | 0
2019-04-27 | 18-19 | 18-19 |  | 0 | 0.00035589 | 0.019724 | 0.071613 | 0.01406 | 0 | 3.2062e-06 | 5.4637e-05 | 0.00053279 | 9.1287e-05 |  |  | 0 | 0 | 0 | 0 |  | 0 | 0 | 0 | 0 | 0 | 0 | 0 | 0 | 0 | 0 | 0 | 0 | 0 | 0 | 0 | 0 | 0 | 0 | 0 | 0 | 0 | 0
2019-04-28 | 18-19 | 18-19 |  | 0 | 0.079553 | 0 | 0.15748 | 0.078945 | 0 | 0.0010757 | 0 | 0.0006374 | 0.00084081 |  |  | 0.038068 | 0 | 0 | 0.026329 |  | 0.00052902 | 0 | 0 | 0.00036589 | 0.038068 | 0 | 0 | 0.026329 | 0.00052902 | 0 | 0 | 0.00036589 | 0 | 0 | 0 | 0 | 0 | 0 | 0 | 0 | 0 | 0
2019-04-29 | 18-19 | 18-19 |  | 0 | 0.003724 | 0.97339 | 0.17428 | 0.17391 | 0 | 5.9314e-05 | 0.0053048 | 0.0011094 | 0.00099899 |  |  | 0 | 0 | 0 | 0 |  | 0 | 0 | 0 | 0 | 0 | 0 | 0 | 0 | 0 | 0 | 0 | 0 | 0 | 0 | 0 | 0 | 0 | 0 | 0 | 0 | 0 | 0
2019-04-30 | 18-19 | 18-19 |  | 0 | 0.14082 | 0.29163 | 0.5073 | 0.21787 | 0 | 0.0022475 | 0.0080764 | 0.0075758 | 0.0039073 |  |  | 0 | 0 | 0 | 0 |  | 0 | 0 | 0 | 0 | 0 | 0 | 0 | 0 | 0 | 0 | 0 | 0 | 0 | 0 | 0 | 0 | 0 | 0 | 0 | 0 | 0 | 0
2019-05-01 | 18-19 | 18-19 |  | 0 | 0.65905 | 0.49761 | 1.8084 | 0.8046 | 0 | 0.0073871 | 0.0027046 | 0.0065346 | 0.0065043 |  |  | 0 | 0 | 0 | 0 |  | 0 | 0 | 0 | 0 | 0 | 0 | 0 | 0 | 0 | 0 | 0 | 0 | 0 | 0 | 0 | 0 | 0 | 0 | 0 | 0 | 0 | 0
2019-05-02 | 18-19 | 18-19 |  | 0 | 0.02009 | 0.0079597 | 3.0118 | 0.47262 | 0 | 0.0001368 | 0.00013659 | 0.011724 | 0.001896 |  |  | 0 | 0 | 0 | 0 |  | 0 | 0 | 0 | 0 | 0 | 0 | 0 | 0 | 0 | 0 | 0 | 0 | 0 | 0 | 0 | 0 | 0 | 0 | 0 | 0 | 0 | 0
2019-05-03 | 18-19 | 18-19 |  | 0 | 0.057543 | 0.54147 | 0.21529 | 0.15308 | 0 | 0.00036444 | 0.0045349 | 0.0030216 | 0.0013859 |  |  | 0 | 0 | 0 | 0 |  | 0 | 0 | 0 | 0 | 0 | 0 | 0 | 0 | 0 | 0 | 0 | 0 | 0 | 0 | 0 | 0 | 0 | 0 | 0 | 0 | 0 | 0
2019-05-04 | 18-19 | 18-19 |  | 0 | 0.060112 | 0.093818 | 1.721 | 0.31698 | 0 | 0.00042375 | 0.00037998 | 0.014325 | 0.0025257 |  |  | 0 | 0 | 0 | 0 |  | 0 | 0 | 0 | 0 | 0 | 0 | 0 | 0 | 0 | 0 | 0 | 0 | 0 | 0 | 0 | 0 | 0 | 0 | 0 | 0 | 0 | 0
2019-05-05 | 18-19 | 18-19 |  | 0 | 0.0078258 | 0.0034571 | 0.00079554 | 0.0060479 | 0 | 8.3895e-05 | 5.9605e-05 | 7.2985e-06 | 6.8004e-05 |  |  | 0 | 0 | 0 | 0 |  | 0 | 0 | 0 | 0 | 0 | 0 | 0 | 0 | 0 | 0 | 0 | 0 | 0 | 0 | 0 | 0 | 0 | 0 | 0 | 0 | 0 | 0
2019-05-06 | 18-19 | 18-19 |  | 0 | 0.32145 | 0.16146 | 0.10314 | 0.26202 | 0 | 0.0022123 | 0.001284 | 0.00078094 | 0.0018398 |  |  | 0 | 0 | 0 | 0 |  | 0 | 0 | 0 | 0 | 0 | 0 | 0 | 0 | 0 | 0 | 0 | 0 | 0 | 0 | 0 | 0 | 0 | 0 | 0 | 0 | 0 | 0
2019-05-07 | 18-19 | 18-19 |  | 0 | 0.059296 | 1.326 | 0.3088 | 0.28525 | 0 | 0.00064712 | 0.0049447 | 0.001956 | 0.0014806 |  |  | 0 | 0 | 0 | 0 |  | 0 | 0 | 0 | 0 | 0 | 0 | 0 | 0 | 0 | 0 | 0 | 0 | 0 | 0 | 0 | 0 | 0 | 0 | 0 | 0 | 0 | 0
2019-05-08 | 18-19 | 18-19 |  | 0 | 0.52917 | 0.0012144 | 0.053797 | 0.37435 | 0 | 0.0071081 | 7.4506e-06 | 0.00060578 | 0.0050094 |  |  | 0 | 0 | 0 | 0 |  | 0 | 0 | 0 | 0 | 0 | 0 | 0 | 0 | 0 | 0 | 0 | 0 | 0 | 0 | 0 | 0 | 0 | 0 | 0 | 0 | 0 | 0
2019-05-09 | 18-19 | 18-19 |  | 0 | 0.35897 | 0.26401 | 0.16381 | 0.31245 | 0 | 0.0036844 | 0.011615 | 0.00081986 | 0.0044014 |  |  | 0 | 0 | 0.003334 | 0.0005065 |  | 0 | 0 | 0 | 0 | 0 | 0 | 0.003334 | 0.0005065 | 0 | 0 | 0 | 0 | 0 | 0 | 0 | 0 | 0 | 0 | 0 | 0 | 0 | 0
2019-05-10 | 18-19 | 18-19 |  | 0 | 0.068499 | 1.1817 | 1.4173 | 0.43853 | 0 | 0.0051908 | 0.019746 | 0.0048608 | 0.0072671 |  |  | 0 | 0 | 0 | 0 |  | 0 | 0 | 0 | 0 | 0 | 0 | 0 | 0 | 0 | 0 | 0 | 0 | 0 | 0 | 0 | 0 | 0 | 0 | 0 | 0 | 0 | 0
2019-05-11 | 18-19 | 18-19 |  | 2.3671 | 0.0044374 | 0.047475 | 0.38806 | 0.087132 | 0.0059632 | 3.6337e-05 | 2.2352e-05 | 0.0024815 | 0.00045089 |  |  | 0 | 0 | 0 | 0 |  | 0 | 0 | 0 | 0 | 0 | 0 | 0 | 0 | 0 | 0 | 0 | 0 | 0 | 0 | 0 | 0 | 0 | 0 | 0 | 0 | 0 | 0
2019-05-12 | 18-19 | 18-19 |  | 0 | 0.010123 | 0.078951 | 0.073985 | 0.02999 | 0 | 8.8704e-05 | 0.00038495 | 0.00015327 | 0.00014192 |  |  | 0 | 0 | 0 | 0 |  | 0 | 0 | 0 | 0 | 0 | 0 | 0 | 0 | 0 | 0 | 0 | 0 | 0 | 0 | 0 | 0 | 0 | 0 | 0 | 0 | 0 | 0
2019-05-13 | 18-19 | 18-19 |  | 0.99833 | 0.022844 | 0.10718 | 0.12697 | 0.05865 | 0.0056723 | 0.0014289 | 0.00036508 | 0.00028464 | 0.0011291 |  |  | 0 | 0 | 0 | 0 |  | 0 | 0 | 0 | 0 | 0 | 0 | 0 | 0 | 0 | 0 | 0 | 0 | 0 | 0 | 0 | 0 | 0 | 0 | 0 | 0 | 0 | 0
2019-05-14 | 18-19 | 18-19 |  | 0.028507 | 0.80952 | 0.0010729 | 0.022603 | 0.5637 | 0.00014544 | 0.0071012 | 7.4506e-06 | 0.00027004 | 0.0049547 |  |  | 0 | 0 | 0 | 0 |  | 0 | 0 | 0 | 0 | 0 | 0 | 0 | 0 | 0 | 0 | 0 | 0 | 0 | 0 | 0 | 0 | 0 | 0 | 0 | 0 | 0 | 0
2019-05-15 | 18-19 | 18-19 |  | 0 | 0.018572 | 0.45719 | 0.27996 | 0.12341 | 0 | 0.00023405 | 0.0052825 | 0.0005036 | 0.0010245 |  |  | 0 | 0 | 0 | 0 |  | 0 | 0 | 0 | 0 | 0 | 0 | 0 | 0 | 0 | 0 | 0 | 0 | 0 | 0 | 0 | 0 | 0 | 0 | 0 | 0 | 0 | 0
2019-05-16 | 18-19 | 18-19 |  | 0 | 0.0055691 | 0.043258 | 0.022837 | 0.013759 | 0 | 6.0917e-05 | 0.00037998 | 0.00014475 | 0.00012067 |  |  | 0 | 0 | 0.0044617 | 0.00067781 |  | 0 | 0 | 4.7439e-05 | 7.2069e-06 | 0 | 0 | 0.0044617 | 0.00067781 | 0 | 0 | 4.7439e-05 | 7.2069e-06 | 0 | 0 | 0 | 0 | 0 | 0 | 0 | 0 | 0 | 0
2019-05-17 | 18-19 | 18-19 |  | 0 | 0.24547 | 0.061422 | 0.020363 | 0.18201 | 0 | 0.0015518 | 0.00046194 | 0.00022625 | 0.0011764 |  |  | 0 | 0 | 0 | 0 |  | 0 | 0 | 0 | 0 | 0 | 0 | 0 | 0 | 0 | 0 | 0 | 0 | 0 | 0 | 0 | 0 | 0 | 0 | 0 | 0 | 0 | 0
2019-05-18 | 18-19 | 18-19 |  | 0 | 0.010151 | 7.7693 | 12.6455 | 3.0842 | 0 | 0.00014214 | 0.011057 | 0.022822 | 0.0052108 |  |  | 0 | 0.25829 | 4.0512 | 0.6539 |  | 0 | 0.00024585 | 0.0042768 | 0.00068632 | 0 | 0.25829 | 4.0512 | 0.6539 | 0 | 0.00024585 | 0.0042768 | 0.00068632 | 0 | 0 | 0 | 0 | 0 | 0 | 0 | 0 | 0 | 0
2019-05-19 | 18-19 | 18-19 |  | 0 | 5.6119 | 2.8771 | 7.4389 | 5.4396 | 0 | 0.013235 | 0.014126 | 0.030389 | 0.015872 |  |  | 0 | 0.094219 | 1.5842 | 0.25469 |  | 0 | 0.0002235 | 0.001321 | 0.00023395 | 0 | 0.094219 | 1.5842 | 0.25469 | 0 | 0.0002235 | 0.001321 | 0.00023395 | 0 | 0 | 0 | 0 | 0 | 0 | 0 | 0 | 0 | 0
2019-05-20 | 18-19 | 18-19 |  | 0 | 0.026189 | 0.10982 | 1.185 | 0.21447 | 0 | 0.00019344 | 0.0024475 | 0.004811 | 0.0012289 |  |  | 0 | 0.030098 | 0.080793 | 0.016753 |  | 0 | 0.00010803 | 0.0011057 | 0.00018405 | 0 | 0.030098 | 0.080793 | 0.016753 | 0 | 0.00010803 | 0.0011057 | 0.00018405 | 0 | 0 | 0 | 0 | 0 | 0 | 0 | 0 | 0 | 0
2019-05-21 | 18-19 | 18-19 |  | 0 | 0.034325 | 0.010326 | 0.10437 | 0.041133 | 0 | 0.00034039 | 8.1956e-05 | 0.00037709 | 0.00030491 |  |  | 0 | 0 | 0 | 0 |  | 0 | 0 | 0 | 0 | 0 | 0 | 0 | 0 | 0 | 0 | 0 | 0 | 0 | 0 | 0 | 0 | 0 | 0 | 0 | 0 | 0 | 0
2019-05-22 | 18-19 | 18-19 |  | 0 | 0.11073 | 0.074528 | 0.11432 | 0.10504 | 0 | 0.0012857 | 0.00046442 | 0.00078094 | 0.001077 |  |  | 0 | 0 | 0 | 0 |  | 0 | 0 | 0 | 0 | 0 | 0 | 0 | 0 | 0 | 0 | 0 | 0 | 0 | 0 | 0 | 0 | 0 | 0 | 0 | 0 | 0 | 0
2019-05-23 | 18-19 | 18-19 |  | 0 | 0.016459 | 0.14162 | 2.4031 | 0.39752 | 0 | 6.6796e-05 | 0.00036508 | 0.0085514 | 0.0013996 |  |  | 0 | 0 | 0 | 0 |  | 0 | 0 | 0 | 0 | 0 | 0 | 0 | 0 | 0 | 0 | 0 | 0 | 0 | 0 | 0 | 0 | 0 | 0 | 0 | 0 | 0 | 0
2019-05-24 | 18-19 | 18-19 |  | 0 | 0.48982 | 0.25748 | 0.36837 | 0.43305 | 0 | 0.0045309 | 0.0033826 | 0.00043427 | 0.0037031 |  |  | 0 | 0 | 0.23632 | 0.035902 |  | 0 | 0 | 0.00035397 | 5.3775e-05 | 0 | 0 | 0.23632 | 0.035902 | 0 | 0 | 0.00035397 | 5.3775e-05 | 0 | 0 | 0 | 0 | 0 | 0 | 0 | 0 | 0 | 0
2019-05-25 | 18-19 | 18-19 |  | 0 | 0.10214 | 1.759 | 0.54369 | 0.415 | 0 | 0.0010415 | 0.012728 | 0.00086852 | 0.0027464 |  |  | 0 | 0 | 0 | 0 |  | 0 | 0 | 0 | 0 | 0 | 0 | 0 | 0 | 0 | 0 | 0 | 0 | 0 | 0 | 0 | 0 | 0 | 0 | 0 | 0 | 0 | 0
2019-05-26 | 18-19 | 18-19 |  | 0 | 0.015964 | 1.6709 | 0.0036152 | 0.26024 | 0 | 6.3055e-05 | 0.0087097 | 3.406e-05 | 0.0013449 |  |  | 0 | 0 | 0 | 0 |  | 0 | 0 | 0 | 0 | 0 | 0 | 0 | 0 | 0 | 0 | 0 | 0 | 0 | 0 | 0 | 0 | 0 | 0 | 0 | 0 | 0 | 0
2019-05-27 | 18-19 | 18-19 |  | 0 | 0.12874 | 0.15698 | 3.8528 | 0.6977 | 0 | 0.0014016 | 0.0029877 | 0.018458 | 0.0042181 |  |  | 0 | 0 | 0 | 0 |  | 0 | 0 | 0 | 0 | 0 | 0 | 0 | 0 | 0 | 0 | 0 | 0 | 0 | 0 | 0 | 0 | 0 | 0 | 0 | 0 | 0 | 0
2019-05-28 | 18-19 | 18-19 |  | 0 | 0.24506 | 0.34337 | 1.1031 | 0.38817 | 0 | 0.0033937 | 0.0029951 | 0.0057245 | 0.0036626 |  |  | 0 | 0 | 0 | 0 |  | 0 | 0 | 0 | 0 | 0 | 0 | 0 | 0 | 0 | 0 | 0 | 0 | 0 | 0 | 0 | 0 | 0 | 0 | 0 | 0 | 0 | 0
2019-05-29 | 18-19 | 18-19 |  | 0 | 0.14718 | 1.1993 | 3.8085 | 0.85883 | 0 | 0.0085915 | 0.016563 | 0.026435 | 0.012423 |  |  | 0 | 0 | 0.58861 | 0.089421 |  | 0 | 0 | 0.0031383 | 0.00047676 | 0 | 0 | 0.58861 | 0.089421 | 0 | 0 | 0.0031383 | 0.00047676 | 0 | 0 | 0 | 0 | 0 | 0 | 0 | 0 | 0 | 0
2019-05-30 | 18-19 | 18-19 |  | 0 | 0.10923 | 0.029916 | 0.17275 | 0.10625 | 0 | 0.0011638 | 0.0018229 | 0.00056442 | 0.001162 |  |  | 0 | 0 | 0 | 0 |  | 0 | 0 | 0 | 0 | 0 | 0 | 0 | 0 | 0 | 0 | 0 | 0 | 0 | 0 | 0 | 0 | 0 | 0 | 0 | 0 | 0 | 0
2019-05-31 | 18-19 | 18-19 |  | 0 | 0.23165 | 0.046164 | 0.06892 | 0.17755 | 0 | 0.0038154 | 0.00025332 | 0.00069336 | 0.0027819 |  |  | 0 | 0 | 0 | 0 |  | 0 | 0 | 0 | 0 | 0 | 0 | 0 | 0 | 0 | 0 | 0 | 0 | 0 | 0 | 0 | 0 | 0 | 0 | 0 | 0 | 0 | 0
2019-06-01 | 18-19 | 18-19 |  | 0 | 0.36521 | 0.02716 | 0.20836 | 0.28829 | 0 | 0.004696 | 0.00028809 | 0.00058388 | 0.0033795 |  |  | 0 | 0 | 0 | 0 |  | 0 | 0 | 0 | 0 | 0 | 0 | 0 | 0 | 0 | 0 | 0 | 0 | 0 | 0 | 0 | 0 | 0 | 0 | 0 | 0 | 0 | 0
2019-06-02 | 18-19 | 18-19 |  | 0 | 0.049284 | 0 | 0.080512 | 0.046318 | 0 | 0.00016191 | 0 | 0.00038195 | 0.00017001 |  |  | 0 | 0 | 0 | 0 |  | 0 | 0 | 0 | 0 | 0 | 0 | 0 | 0 | 0 | 0 | 0 | 0 | 0 | 0 | 0 | 0 | 0 | 0 | 0 | 0 | 0 | 0
2019-06-03 | 18-19 | 18-19 |  | 0 | 0.20658 | 0.26701 | 0.81434 | 0.30632 | 0 | 0.0023405 | 0.00031292 | 0.0067 | 0.0026832 |  |  | 0 | 0 | 0 | 0 |  | 0 | 0 | 0 | 0 | 0 | 0 | 0 | 0 | 0 | 0 | 0 | 0 | 0 | 0 | 0 | 0 | 0 | 0 | 0 | 0 | 0 | 0
2019-06-04 | 18-19 | 18-19 |  | 0 | 0.47048 | 0.0026599 | 0.41037 | 0.38814 | 0 | 0.0024223 | 2.2352e-05 | 0.0016349 | 0.001927 |  |  | 0 | 0 | 0 | 0 |  | 0 | 0 | 0 | 0 | 0 | 0 | 0 | 0 | 0 | 0 | 0 | 0 | 0 | 0 | 0 | 0 | 0 | 0 | 0 | 0 | 0 | 0
2019-06-05 | 18-19 | 18-19 |  | 0 | 0.18323 | 0.0018179 | 0.25658 | 0.16598 | 0 | 0.0055328 | 7.4506e-06 | 0.00071282 | 0.0039361 |  |  | 0 | 0 | 0 | 0 |  | 0 | 0 | 0 | 0 | 0 | 0 | 0 | 0 | 0 | 0 | 0 | 0 | 0 | 0 | 0 | 0 | 0 | 0 | 0 | 0 | 0 | 0
2019-06-06 | 18-19 | 18-19 |  | 0 | 0.032218 | 0 | 1.9559 | 0.31941 | 0 | 0.00031047 | 0 | 0.0050725 | 0.00098531 |  |  | 0 | 0 | 0 | 0 |  | 0 | 0 | 0 | 0 | 0 | 0 | 0 | 0 | 0 | 0 | 0 | 0 | 0 | 0 | 0 | 0 | 0 | 0 | 0 | 0 | 0 | 0
2019-06-07 | 18-19 | 18-19 |  | 0 | 0.068789 | 0.0037576 | 0.258 | 0.087331 | 0 | 0.00031528 | 0.00022103 | 0.00066416 | 0.00035184 |  |  | 0 | 0 | 0 | 0 |  | 0 | 0 | 0 | 0 | 0 | 0 | 0 | 0 | 0 | 0 | 0 | 0 | 0 | 0 | 0 | 0 | 0 | 0 | 0 | 0 | 0 | 0
2019-06-08 | 18-19 | 18-19 |  | 0 | 0.37307 | 0.019878 | 0.018166 | 0.26375 | 0 | 0.0054206 | 0.00015149 | 0.00013867 | 0.0037927 |  |  | 0 | 0 | 0 | 0 |  | 0 | 0 | 0 | 0 | 0 | 0 | 0 | 0 | 0 | 0 | 0 | 0 | 0 | 0 | 0 | 0 | 0 | 0 | 0 | 0 | 0 | 0
2019-06-09 | 18-19 | 18-19 |  | 0 | 0.013249 | 0.77544 | 2.2909 | 0.47258 | 0 | 0.00010794 | 0.005573 | 0.0042331 | 0.0015471 |  |  | 0 | 0 | 0 | 0 |  | 0 | 0 | 0 | 0 | 0 | 0 | 0 | 0 | 0 | 0 | 0 | 0 | 0 | 0 | 0 | 0 | 0 | 0 | 0 | 0 | 0 | 0
2019-06-10 | 18-19 | 18-19 |  | 0 | 0.060496 | 0.005655 | 0.77968 | 0.16113 | 0 | 0.00039596 | 2.2352e-05 | 0.0020679 | 0.00059134 |  |  | 0.015485 | 0 | 0 | 0.01071 |  | 0.00012825 | 0 | 0 | 8.87e-05 | 0.015485 | 0 | 0 | 0.01071 | 0.00012825 | 0 | 0 | 8.87e-05 | 0 | 0 | 0 | 0 | 0 | 0 | 0 | 0 | 0 | 0
2019-06-11 | 18-19 | 18-19 |  | 0 | 0.31922 | 0.00096112 | 0.82264 | 0.3459 | 0 | 0.0040083 | 7.4506e-06 | 0.0033829 | 0.0032873 |  |  | 0 | 0 | 0.016592 | 0.0025206 |  | 0 | 0 | 0.00011312 | 1.7186e-05 | 0 | 0 | 0.016592 | 0.0025206 | 0 | 0 | 0.00011312 | 1.7186e-05 | 0 | 0 | 0 | 0 | 0 | 0 | 0 | 0 | 0 | 0
2019-06-12 | 18-19 | 18-19 |  | 0.041306 | 0.34254 | 0.12999 | 0.76821 | 0.37327 | 0.00014544 | 0.0019408 | 0.00056624 | 0.0024 | 0.0017923 |  |  | 0 | 0 | 0.054585 | 0.0082924 |  | 0 | 0 | 8.3931e-05 | 1.2751e-05 | 0 | 0 | 0.054585 | 0.0082924 | 0 | 0 | 8.3931e-05 | 1.2751e-05 | 0 | 0 | 0 | 0 | 0 | 0 | 0 | 0 | 0 | 0
2019-06-13 | 18-19 | 18-19 |  | 0 | 0.056401 | 0.017151 | 0.47112 | 0.11313 | 0 | 0.00038581 | 0.00019371 | 0.0035763 | 0.00083896 |  |  | 0 | 0 | 0 | 0 |  | 0 | 0 | 0 | 0 | 0 | 0 | 0 | 0 | 0 | 0 | 0 | 0 | 0 | 0 | 0 | 0 | 0 | 0 | 0 | 0 | 0 | 0
2019-06-14 | 18-19 | 18-19 |  | 0 | 0.18287 | 0.0046715 | 0.11476 | 0.14461 | 0 | 0.0012306 | 0.00014156 | 0.00040142 | 0.0009332 |  |  | 0 | 0 | 0 | 0 |  | 0 | 0 | 0 | 0 | 0 | 0 | 0 | 0 | 0 | 0 | 0 | 0 | 0 | 0 | 0 | 0 | 0 | 0 | 0 | 0 | 0 | 0
2019-06-15 | 18-19 | 18-19 |  | 0 | 0.039551 | 0.011891 | 0 | 0.029124 | 0 | 0.00040238 | 0.00010431 | 0 | 0.00029382 |  |  | 0 | 0 | 0 | 0 |  | 0 | 0 | 0 | 0 | 0 | 0 | 0 | 0 | 0 | 0 | 0 | 0 | 0 | 0 | 0 | 0 | 0 | 0 | 0 | 0 | 0 | 0
2019-06-16 | 18-19 | 18-19 |  | 0 | 0.2382 | 0 | 0.47893 | 0.2375 | 0 | 0.0014962 | 0 | 0.0014378 | 0.0012533 |  |  | 0 | 0 | 0 | 0 |  | 0 | 0 | 0 | 0 | 0 | 0 | 0 | 0 | 0 | 0 | 0 | 0 | 0 | 0 | 0 | 0 | 0 | 0 | 0 | 0 | 0 | 0
2019-06-17 | 18-19 | 18-19 |  | 0 | 0.0077526 | 0.027006 | 0.33209 | 0.05983 | 0 | 3.9009e-05 | 0.00024587 | 0.0014962 | 0.00029086 |  |  | 0 | 0 | 0 | 0 |  | 0 | 0 | 0 | 0 | 0 | 0 | 0 | 0 | 0 | 0 | 0 | 0 | 0 | 0 | 0 | 0 | 0 | 0 | 0 | 0 | 0 | 0
2019-06-18 | 18-19 | 18-19 |  | 0 | 0.23924 | 0.18773 | 0.00056198 | 0.19349 | 0 | 0.003375 | 0.0017733 | 7.2985e-06 | 0.0025993 |  |  | 0 | 0.049705 | 0 | 0.0073972 |  | 0 | 0.00046191 | 0 | 6.8743e-05 | 0 | 0.049705 | 0 | 0.0073972 | 0 | 0.00046191 | 0 | 6.8743e-05 | 0 | 0 | 0 | 0 | 0 | 0 | 0 | 0 | 0 | 0
2019-06-19 | 18-19 | 18-19 |  | 0 | 0.16092 | 0.10402 | 0.22927 | 0.16161 | 0 | 0.0014225 | 0.0011548 | 0.0012188 | 0.0013409 |  |  | 0 | 0 | 0 | 0 |  | 0 | 0 | 0 | 0 | 0 | 0 | 0 | 0 | 0 | 0 | 0 | 0 | 0 | 0 | 0 | 0 | 0 | 0 | 0 | 0 | 0 | 0
2019-06-20 | 18-19 | 18-19 |  | 0 | 0.023969 | 0.042759 | 0.045815 | 0.029901 | 0 | 0.00026825 | 0.00053644 | 0.00045494 | 0.00033447 |  |  | 0 | 0 | 0 | 0 |  | 0 | 0 | 0 | 0 | 0 | 0 | 0 | 0 | 0 | 0 | 0 | 0 | 0 | 0 | 0 | 0 | 0 | 0 | 0 | 0 | 0 | 0
2019-06-21 | 18-19 | 18-19 |  | 0 | 0.020965 | 0.51397 | 1.7868 | 0.36244 | 0 | 5.7177e-05 | 0.0010803 | 0.014203 | 0.002358 |  |  | 0 | 0 | 0 | 0 |  | 0 | 0 | 0 | 0 | 0 | 0 | 0 | 0 | 0 | 0 | 0 | 0 | 0 | 0 | 0 | 0 | 0 | 0 | 0 | 0 | 0 | 0
2019-06-22 | 18-19 | 18-19 |  | 0 | 0.005404 | 0.056719 | 0.056549 | 0.020769 | 0 | 3.7406e-05 | 0.00028064 | 0.00029924 | 0.00011309 |  |  | 0 | 0 | 0 | 0 |  | 0 | 0 | 0 | 0 | 0 | 0 | 0 | 0 | 0 | 0 | 0 | 0 | 0 | 0 | 0 | 0 | 0 | 0 | 0 | 0 | 0 | 0
2019-06-23 | 18-19 | 18-19 |  | 0 | 0.47004 | 1.7932 | 0.097333 | 0.60674 | 0 | 0.0036278 | 0.015527 | 0.00051576 | 0.0048981 |  |  | 0 | 0 | 0 | 0 |  | 0 | 0 | 0 | 0 | 0 | 0 | 0 | 0 | 0 | 0 | 0 | 0 | 0 | 0 | 0 | 0 | 0 | 0 | 0 | 0 | 0 | 0
2019-06-24 | 18-19 | 18-19 |  | 0 | 0.21042 | 0.0060176 | 0.067876 | 0.15674 | 0 | 0.0054719 | 6.2088e-05 | 0.00031627 | 0.0038418 |  |  | 0 | 0 | 0 | 0 |  | 0 | 0 | 0 | 0 | 0 | 0 | 0 | 0 | 0 | 0 | 0 | 0 | 0 | 0 | 0 | 0 | 0 | 0 | 0 | 0 | 0 | 0
2019-06-25 | 18-19 | 18-19 |  | 0 | 0.22291 | 0.11357 | 0.0031092 | 0.17155 | 0 | 0.0016849 | 0.0007078 | 1.4597e-05 | 0.0012729 |  |  | 0 | 0 | 0 | 0 |  | 0 | 0 | 0 | 0 | 0 | 0 | 0 | 0 | 0 | 0 | 0 | 0 | 0 | 0 | 0 | 0 | 0 | 0 | 0 | 0 | 0 | 0
2019-06-26 | 18-19 | 18-19 |  | 0 | 0.31606 | 0.0073835 | 0.47095 | 0.29124 | 0 | 0.0029502 | 6.9539e-05 | 0.00076878 | 0.0021676 |  |  | 0 | 0 | 0 | 0 |  | 0 | 0 | 0 | 0 | 0 | 0 | 0 | 0 | 0 | 0 | 0 | 0 | 0 | 0 | 0 | 0 | 0 | 0 | 0 | 0 | 0 | 0
2019-06-27 | 18-19 | 18-19 |  | 0 | 0.029016 | 0.043864 | 0.044316 | 0.033328 | 0 | 0.0012488 | 0.00030299 | 0.0004817 | 0.00098199 |  |  | 0 | 0 | 0 | 0 |  | 0 | 0 | 0 | 0 | 0 | 0 | 0 | 0 | 0 | 0 | 0 | 0 | 0 | 0 | 0 | 0 | 0 | 0 | 0 | 0 | 0 | 0
2019-06-28 | 18-19 | 18-19 |  | 0 | 0.050234 | 0 | 0.023165 | 0.038263 | 0 | 0.00014535 | 0 | 9.0015e-05 | 0.0001142 |  |  | 0 | 0 | 0 | 0 |  | 0 | 0 | 0 | 0 | 0 | 0 | 0 | 0 | 0 | 0 | 0 | 0 | 0 | 0 | 0 | 0 | 0 | 0 | 0 | 0 | 0 | 0
2019-06-29 | 18-19 | 18-19 |  | 0 | 0.39296 | 0.85225 | 0.41901 | 0.46226 | 0 | 0.0034263 | 0.010057 | 0.0013356 | 0.0040693 |  |  | 0 | 0.001321 | 0 | 0.00019659 |  | 0 | 1.2417e-06 | 0 | 1.8479e-07 | 0 | 0.001321 | 0 | 0.00019659 | 0 | 1.2417e-06 | 0 | 1.8479e-07 | 0 | 0 | 0 | 0 | 0 | 0 | 0 | 0 | 0 | 0
2019-06-30 | 18-19 | 18-19 |  | 0 | 0.024867 | 0.057204 | 1.2359 | 0.21346 | 0 | 0.00013199 | 0.00086055 | 0.0062621 | 0.0011707 |  |  | 0 | 0.0021624 | 0 | 0.00032182 |  | 0 | 0.00016018 | 0 | 2.3838e-05 | 0 | 0.0021624 | 0 | 0.00032182 | 0 | 0.00016018 | 0 | 2.3838e-05 | 0 | 0 | 0 | 0 | 0 | 0 | 0 | 0 | 0 | 0
2019-07-01 | 19-20 | 19-20 |  | 0 | 0.039047 | 0.094508 | 0.003828 | 0.041665 | 0 | 0.00035078 | 0.00039724 | 0.00016485 | 0.00032692 |  |  | 0 | 0 | 0 | 0 |  | 0 | 0 | 0 | 0 | 0 | 0 | 0 | 0 | 0 | 0 | 0 | 0 | 0 | 0 | 0 | 0 | 0 | 0 | 0 | 0 | 0 | 0
2019-07-02 | 19-20 | 19-20 |  | 0 | 0.50993 | 0.0043672 | 0.0041602 | 0.3545 | 0 | 0.010716 | 3.701e-05 | 0.00015031 | 0.0074513 |  |  | 0 | 0 | 0 | 0 |  | 0 | 0 | 0 | 0 | 0 | 0 | 0 | 0 | 0 | 0 | 0 | 0 | 0 | 0 | 0 | 0 | 0 | 0 | 0 | 0 | 0 | 0
2019-07-03 | 19-20 | 19-20 |  | 0 | 0.013767 | 0.010412 | 0 | 0.011083 | 0 | 0.00015661 | 4.9346e-05 | 0 | 0.00011581 |  |  | 0 | 0 | 0 | 0 |  | 0 | 0 | 0 | 0 | 0 | 0 | 0 | 0 | 0 | 0 | 0 | 0 | 0 | 0 | 0 | 0 | 0 | 0 | 0 | 0 | 0 | 0
2019-07-04 | 19-20 | 19-20 |  | 0 | 0.066247 | 0.088972 | 0.61396 | 0.15192 | 0 | 0.00078887 | 0.00073773 | 0.0029674 | 0.0011046 |  |  | 0 | 0 | 0 | 0 |  | 0 | 0 | 0 | 0 | 0 | 0 | 0 | 0 | 0 | 0 | 0 | 0 | 0 | 0 | 0 | 0 | 0 | 0 | 0 | 0 | 0 | 0
2019-07-05 | 19-20 | 19-20 |  | 0 | 0.02529 | 0 | 0.0010473 | 0.017677 | 0 | 0.00021322 | 0 | 7.273e-06 | 0.0001488 |  |  | 0 | 0 | 0 | 0 |  | 0 | 0 | 0 | 0 | 0 | 0 | 0 | 0 | 0 | 0 | 0 | 0 | 0 | 0 | 0 | 0 | 0 | 0 | 0 | 0 | 0 | 0
2019-07-06 | 19-20 | 19-20 |  | 0 | 0.020046 | 0.02758 | 0.014919 | 0.020238 | 0 | 4.2856e-05 | 0.00013324 | 0.00011394 | 6.6703e-05 |  |  | 0 | 0 | 0 | 0 |  | 0 | 0 | 0 | 0 | 0 | 0 | 0 | 0 | 0 | 0 | 0 | 0 | 0 | 0 | 0 | 0 | 0 | 0 | 0 | 0 | 0 | 0
2019-07-07 | 19-20 | 19-20 |  | 0 | 0.88613 | 0 | 0.80774 | 0.73593 | 0 | 0.0056739 | 0 | 0.0016582 | 0.004181 |  |  | 0 | 0 | 0 | 0 |  | 0 | 0 | 0 | 0 | 0 | 0 | 0 | 0 | 0 | 0 | 0 | 0 | 0 | 0 | 0 | 0 | 0 | 0 | 0 | 0 | 0 | 0
2019-07-08 | 19-20 | 19-20 |  | 0 | 0.047422 | 0.0061584 | 0.00018183 | 0.033791 | 0 | 0.00036295 | 2.9608e-05 | 7.273e-06 | 0.00025692 |  |  | 0 | 0 | 0 | 0 |  | 0 | 0 | 0 | 0 | 0 | 0 | 0 | 0 | 0 | 0 | 0 | 0 | 0 | 0 | 0 | 0 | 0 | 0 | 0 | 0 | 0 | 0
2019-07-09 | 19-20 | 19-20 |  | 0 | 0.71213 | 0.44555 | 0.041143 | 0.5657 | 0 | 0.006167 | 0.01325 | 0.00040729 | 0.0063016 |  |  | 0 | 0 | 0 | 0 |  | 0 | 0 | 0 | 0 | 0 | 0 | 0 | 0 | 0 | 0 | 0 | 0 | 0 | 0 | 0 | 0 | 0 | 0 | 0 | 0 | 0 | 0
2019-07-10 | 19-20 | 19-20 |  | 0.015234 | 0.28532 | 5.1532 | 6.1888 | 1.8988 | 0.00014509 | 0.0020888 | 0.020072 | 0.031098 | 0.0091308 |  |  | 0 | 0 | 0.073191 | 0.011065 |  | 0 | 0 | 0.00025092 | 3.7933e-05 | 0 | 0 | 0.073191 | 0.011065 | 0 | 0 | 0.00025092 | 3.7933e-05 | 0 | 0 | 0 | 0 | 0 | 0 | 0 | 0 | 0 | 0
2019-07-11 | 19-20 | 19-20 |  | 0 | 0.44135 | 0.2784 | 0.87843 | 0.47988 | 0 | 0.0022936 | 0.0026425 | 0.025619 | 0.0058543 |  |  | 0 | 0 | 0.031809 | 0.0048087 |  | 0 | 0 | 0.0003091 | 4.6729e-05 | 0 | 0 | 0.031809 | 0.0048087 | 0 | 0 | 0.0003091 | 4.6729e-05 | 0 | 0 | 0 | 0 | 0 | 0 | 0 | 0 | 0 | 0
2019-07-12 | 19-20 | 19-20 |  | 0 | 0.076493 | 2.0701 | 0.14584 | 0.38253 | 0 | 0.00059258 | 0.023084 | 0.0036414 | 0.0043899 |  |  | 0 | 0 | 0 | 0 |  | 0 | 0 | 0 | 0 | 0 | 0 | 0 | 0 | 0 | 0 | 0 | 0 | 0 | 0 | 0 | 0 | 0 | 0 | 0 | 0 | 0 | 0
2019-07-13 | 19-20 | 19-20 |  | 0 | 0.013332 | 2.3335 | 0 | 0.35586 | 0 | 9.3648e-05 | 0.018796 | 0 | 0.0028569 |  |  | 0 | 0 | 0 | 0 |  | 0 | 0 | 0 | 0 | 0 | 0 | 0 | 0 | 0 | 0 | 0 | 0 | 0 | 0 | 0 | 0 | 0 | 0 | 0 | 0 | 0 | 0
2019-07-14 | 19-20 | 19-20 |  | 0 | 0.022084 | 0 | 0.072148 | 0.026205 | 0 | 0.00020052 | 0 | 0.00024728 | 0.00017629 |  |  | 0 | 0 | 0 | 0 |  | 0 | 0 | 0 | 0 | 0 | 0 | 0 | 0 | 0 | 0 | 0 | 0 | 0 | 0 | 0 | 0 | 0 | 0 | 0 | 0 | 0 | 0
2019-07-15 | 19-20 | 19-20 |  | 0 | 0.24986 | 0.14431 | 1.0369 | 0.35127 | 0 | 0.0020317 | 0.00079941 | 0.0019346 | 0.0018186 |  |  | 0 | 0 | 0 | 0 |  | 0 | 0 | 0 | 0 | 0 | 0 | 0 | 0 | 0 | 0 | 0 | 0 | 0 | 0 | 0 | 0 | 0 | 0 | 0 | 0 | 0 | 0
2019-07-16 | 19-20 | 19-20 |  | 0.017555 | 0.41215 | 0.0013916 | 0.0073457 | 0.28695 | 0.00014509 | 0.0042872 | 7.402e-06 | 2.1819e-05 | 0.0029752 |  |  | 0 | 0 | 0 | 0 |  | 0 | 0 | 0 | 0 | 0 | 0 | 0 | 0 | 0 | 0 | 0 | 0 | 0 | 0 | 0 | 0 | 0 | 0 | 0 | 0 | 0 | 0
2019-07-17 | 19-20 | 19-20 |  | 0 | 0.037646 | 0.0075722 | 0.0018764 | 0.027486 | 0 | 0.0012254 | 3.701e-05 | 7.273e-06 | 0.00085541 |  |  | 0 | 0 | 0 | 0 |  | 0 | 0 | 0 | 0 | 0 | 0 | 0 | 0 | 0 | 0 | 0 | 0 | 0 | 0 | 0 | 0 | 0 | 0 | 0 | 0 | 0 | 0
2019-07-18 | 19-20 | 19-20 |  | 0 | 0.10426 | 0.013681 | 0.53535 | 0.15519 | 0 | 0.00021851 | 4.9346e-05 | 0.0038402 | 0.00073923 |  |  | 0 | 0 | 0 | 0 |  | 0 | 0 | 0 | 0 | 0 | 0 | 0 | 0 | 0 | 0 | 0 | 0 | 0 | 0 | 0 | 0 | 0 | 0 | 0 | 0 | 0 | 0
2019-07-19 | 19-20 | 19-20 |  | 0 | 0.037838 | 0.17788 | 0.063428 | 0.062222 | 0 | 0.00026507 | 0.0020281 | 0.00050911 | 0.00056184 |  |  | 0 | 0 | 0 | 0 |  | 0 | 0 | 0 | 0 | 0 | 0 | 0 | 0 | 0 | 0 | 0 | 0 | 0 | 0 | 0 | 0 | 0 | 0 | 0 | 0 | 0 | 0
2019-07-20 | 19-20 | 19-20 |  | 0 | 0.20035 | 0.0013694 | 0.82105 | 0.26311 | 0 | 0.0014915 | 7.402e-06 | 0.0077203 | 0.0022014 |  |  | 0 | 0 | 0.10076 | 0.015232 |  | 0 | 0 | 0.0010728 | 0.00016218 | 0 | 0 | 0.10076 | 0.015232 | 0 | 0 | 0.0010728 | 0.00016218 | 0 | 0 | 0 | 0 | 0 | 0 | 0 | 0 | 0 | 0
2019-07-21 | 19-20 | 19-20 |  | 0 | 0.014399 | 0 | 0 | 0.0099739 | 0 | 8.3067e-05 | 0 | 0 | 5.754e-05 |  |  | 0 | 0 | 0 | 0 |  | 0 | 0 | 0 | 0 | 0 | 0 | 0 | 0 | 0 | 0 | 0 | 0 | 0 | 0 | 0 | 0 | 0 | 0 | 0 | 0 | 0 | 0
2019-07-22 | 19-20 | 19-20 |  | 0 | 0.024168 | 0.11805 | 0.31963 | 0.082597 | 0 | 0.0001873 | 0.00034296 | 0.00090913 | 0.00031812 |  |  | 0 | 0 | 0 | 0 |  | 0 | 0 | 0 | 0 | 0 | 0 | 0 | 0 | 0 | 0 | 0 | 0 | 0 | 0 | 0 | 0 | 0 | 0 | 0 | 0 | 0 | 0
2019-07-23 | 19-20 | 19-20 |  | 0.030033 | 3.1725 | 3.0951 | 0.36301 | 2.7124 | 0.00014509 | 0.035183 | 0.021505 | 0.0016946 | 0.027823 |  |  | 0.038121 | 0.55954 | 0 | 0.10952 |  | 0.00015158 | 0.0022206 | 0 | 0.00043485 | 0.038121 | 0.55954 | 0 | 0.10952 | 0.00015158 | 0.0022206 | 0 | 0.00043485 | 0 | 0 | 0 | 0 | 0 | 0 | 0 | 0 | 0 | 0
2019-07-24 | 19-20 | 19-20 |  | 0 | 0.013189 | 0.0060474 | 0.046613 | 0.017081 | 0 | 6.2432e-05 | 5.1814e-05 | 0.00024001 | 8.7227e-05 |  |  | 0 | 0 | 0 | 0 |  | 0 | 0 | 0 | 0 | 0 | 0 | 0 | 0 | 0 | 0 | 0 | 0 | 0 | 0 | 0 | 0 | 0 | 0 | 0 | 0 | 0 | 0
2019-07-25 | 19-20 | 19-20 |  | 0 | 0.11139 | 0.88244 | 0 | 0.20824 | 0 | 0.0011994 | 0.0041451 | 0 | 0.0014466 |  |  | 0 | 0 | 0 | 0 |  | 0 | 0 | 0 | 0 | 0 | 0 | 0 | 0 | 0 | 0 | 0 | 0 | 0 | 0 | 0 | 0 | 0 | 0 | 0 | 0 | 0 | 0
2019-07-26 | 19-20 | 19-20 |  | 0 | 0.0030253 | 0 | 0 | 0.0020956 | 0 | 1.4285e-05 | 0 | 0 | 9.8955e-06 |  |  | 0 | 0 | 0 | 0 |  | 0 | 0 | 0 | 0 | 0 | 0 | 0 | 0 | 0 | 0 | 0 | 0 | 0 | 0 | 0 | 0 | 0 | 0 | 0 | 0 | 0 | 0
2019-07-27 | 19-20 | 19-20 |  | 0 | 0.04944 | 0.019176 | 0.02555 | 0.040958 | 0 | 0.00021798 | 0.00016531 | 8.7276e-05 | 0.00018875 |  |  | 0 | 0 | 0 | 0 |  | 0 | 0 | 0 | 0 | 0 | 0 | 0 | 0 | 0 | 0 | 0 | 0 | 0 | 0 | 0 | 0 | 0 | 0 | 0 | 0 | 0 | 0
2019-07-28 | 19-20 | 19-20 |  | 0 | 0.14919 | 0.0017469 | 0.0020292 | 0.10391 | 0 | 0.0040824 | 7.402e-06 | 7.273e-06 | 0.0028301 |  |  | 0 | 0 | 0 | 0 |  | 0 | 0 | 0 | 0 | 0 | 0 | 0 | 0 | 0 | 0 | 0 | 0 | 0 | 0 | 0 | 0 | 0 | 0 | 0 | 0 | 0 | 0
2019-07-29 | 19-20 | 19-20 |  | 0 | 0.65542 | 0.23325 | 0.0050547 | 0.48942 | 0 | 0.0032317 | 0.002228 | 2.1819e-05 | 0.0025728 |  |  | 0 | 0 | 0 | 0 |  | 0 | 0 | 0 | 0 | 0 | 0 | 0 | 0 | 0 | 0 | 0 | 0 | 0 | 0 | 0 | 0 | 0 | 0 | 0 | 0 | 0 | 0
2019-07-30 | 19-20 | 19-20 |  | 0 | 0.692 | 0.0025167 | 0.0068657 | 0.48076 | 0 | 0.0042687 | 7.402e-06 | 2.9092e-05 | 0.0029624 |  |  | 0 | 0 | 0 | 0 |  | 0 | 0 | 0 | 0 | 0 | 0 | 0 | 0 | 0 | 0 | 0 | 0 | 0 | 0 | 0 | 0 | 0 | 0 | 0 | 0 | 0 | 0
2019-07-31 | 19-20 | 19-20 |  | 0 | 0.015375 | 0.0071503 | 0.0058936 | 0.012604 | 0 | 0.00010688 | 7.402e-05 | 6.0608e-05 | 9.419e-05 |  |  | 0 | 0 | 0 | 0 |  | 0 | 0 | 0 | 0 | 0 | 0 | 0 | 0 | 0 | 0 | 0 | 0 | 0 | 0 | 0 | 0 | 0 | 0 | 0 | 0 | 0 | 0
2019-08-01 | 19-20 | 19-20 |  | 0 | 0.022071 | 0.54427 | 0.16029 | 0.12037 | 0 | 0.00012857 | 0.0034493 | 0.00079276 | 0.00072127 |  |  | 0 | 0 | 0 | 0 |  | 0 | 0 | 0 | 0 | 0 | 0 | 0 | 0 | 0 | 0 | 0 | 0 | 0 | 0 | 0 | 0 | 0 | 0 | 0 | 0 | 0 | 0
2019-08-02 | 19-20 | 19-20 |  | 0 | 0.057614 | 1.7524 | 0.025586 | 0.30407 | 0 | 0.00014232 | 0.0088528 | 8.7276e-05 | 0.0014268 |  |  | 0 | 0 | 0 | 0 |  | 0 | 0 | 0 | 0 | 0 | 0 | 0 | 0 | 0 | 0 | 0 | 0 | 0 | 0 | 0 | 0 | 0 | 0 | 0 | 0 | 0 | 0
2019-08-03 | 19-20 | 19-20 |  | 0 | 0.2079 | 0.0044856 | 0 | 0.14468 | 0 | 0.00041269 | 2.9608e-05 | 0 | 0.00029027 |  |  | 0 | 0 | 0 | 0 |  | 0 | 0 | 0 | 0 | 0 | 0 | 0 | 0 | 0 | 0 | 0 | 0 | 0 | 0 | 0 | 0 | 0 | 0 | 0 | 0 | 0 | 0
2019-08-04 | 19-20 | 19-20 |  | 0 | 0.066082 | 0.032724 | 0.004262 | 0.05128 | 0 | 0.00054549 | 0.00013324 | 5.8184e-05 | 0.00040645 |  |  | 0 | 0 | 0 | 0 |  | 0 | 0 | 0 | 0 | 0 | 0 | 0 | 0 | 0 | 0 | 0 | 0 | 0 | 0 | 0 | 0 | 0 | 0 | 0 | 0 | 0 | 0
2019-08-05 | 19-20 | 19-20 |  | 0 | 0.58753 | 0.15634 | 0.030816 | 0.43487 | 0 | 0.0070538 | 0.00064397 | 0.0018764 | 0.0052655 |  |  | 0 | 0 | 0 | 0 |  | 0 | 0 | 0 | 0 | 0 | 0 | 0 | 0 | 0 | 0 | 0 | 0 | 0 | 0 | 0 | 0 | 0 | 0 | 0 | 0 | 0 | 0
2019-08-06 | 19-20 | 19-20 |  | 0 | 0.01872 | 0.0093783 | 0 | 0.014361 | 0 | 0.00016137 | 0.00015544 | 0 | 0.00013487 |  |  | 0 | 0 | 0 | 0 |  | 0 | 0 | 0 | 0 | 0 | 0 | 0 | 0 | 0 | 0 | 0 | 0 | 0 | 0 | 0 | 0 | 0 | 0 | 0 | 0 | 0 | 0
2019-08-07 | 19-20 | 19-20 |  | 0 | 0.69756 | 0.0017321 | 0.58957 | 0.57259 | 0 | 0.0063348 | 1.4804e-05 | 0.0027492 | 0.0048059 |  |  | 0 | 0 | 0 | 0 |  | 0 | 0 | 0 | 0 | 0 | 0 | 0 | 0 | 0 | 0 | 0 | 0 | 0 | 0 | 0 | 0 | 0 | 0 | 0 | 0 | 0 | 0
2019-08-08 | 19-20 |  | MED | 0 | 2.1168 | 8.149 | 39.3701 | 8.6286 | 0 | 0.015415 | 0.018616 | 0.086807 | 0.026566 |  |  | 0.026008 | 0.45678 | 5.6854 | 0.94536 |  | 7.5395e-05 | 0.00056994 | 0.0070439 | 0.0012018 | 0.026008 | 0.45678 | 5.6854 | 0.94536 | 7.5395e-05 | 0.00056994 | 0.0070439 | 0.0012018 | 0 | 0 | 0 | 0 | 0 | 0 | 0 | 0 | 0 | 0
2019-08-09 | 19-20 | 19-20 |  | 0 | 0.22062 | 0.19076 | 1.3496 | 0.38518 | 0 | 0.0014111 | 0.0055342 | 0.020335 | 0.0048737 |  |  | 0 | 0 | 0 | 0 |  | 0 | 0 | 0 | 0 | 0 | 0 | 0 | 0 | 0 | 0 | 0 | 0 | 0 | 0 | 0 | 0 | 0 | 0 | 0 | 0 | 0 | 0
2019-08-10 | 19-20 | 19-20 |  | 0 | 0.12247 | 0.32866 | 0.17599 | 0.16026 | 0 | 0.00076929 | 0.0049075 | 0.0014764 | 0.0014851 |  |  | 0 | 0 | 0 | 0 |  | 0 | 0 | 0 | 0 | 0 | 0 | 0 | 0 | 0 | 0 | 0 | 0 | 0 | 0 | 0 | 0 | 0 | 0 | 0 | 0 | 0 | 0
2019-08-11 | 19-20 | 19-20 |  | 0 | 0.83039 | 0.27682 | 0.31467 | 0.66391 | 0 | 0.0041814 | 0.0020133 | 0.0020801 | 0.00351 |  |  | 0 | 0 | 0 | 0 |  | 0 | 0 | 0 | 0 | 0 | 0 | 0 | 0 | 0 | 0 | 0 | 0 | 0 | 0 | 0 | 0 | 0 | 0 | 0 | 0 | 0 | 0
2019-08-12 | 19-20 | 19-20 |  | 0 | 0.01719 | 0.038542 | 0.59339 | 0.10734 | 0 | 0.00014074 | 0.00019245 | 0.0059348 | 0.0010233 |  |  | 0 | 0 | 0.00083417 | 0.00012611 |  | 0 | 0 | 0 | 0 | 0 | 0 | 0.00083417 | 0.00012611 | 0 | 0 | 0 | 0 | 0 | 0 | 0 | 0 | 0 | 0 | 0 | 0 | 0 | 0
2019-08-13 | 19-20 | 19-20 |  | 0 | 0.12522 | 0.50984 | 0.037791 | 0.16818 | 0 | 0.0017127 | 0.013119 | 0.00014546 | 0.003157 |  |  | 0 | 0 | 0 | 0 |  | 0 | 0 | 0 | 0 | 0 | 0 | 0 | 0 | 0 | 0 | 0 | 0 | 0 | 0 | 0 | 0 | 0 | 0 | 0 | 0 | 0 | 0
2019-08-14 | 19-20 | 19-20 |  | 0 | 0.14961 | 1.0289 | 0.017373 | 0.25909 | 0 | 0.0014571 | 0.01243 | 0.00016485 | 0.0028807 |  |  | 0 | 0 | 0 | 0 |  | 0 | 0 | 0 | 0 | 0 | 0 | 0 | 0 | 0 | 0 | 0 | 0 | 0 | 0 | 0 | 0 | 0 | 0 | 0 | 0 | 0 | 0
2019-08-15 | 19-20 | 19-20 |  | 0 | 0.3576 | 0.074856 | 0.0052002 | 0.25961 | 0 | 0.0044703 | 0.00052554 | 7.273e-06 | 0.0031757 |  |  | 0 | 0 | 0 | 0 |  | 0 | 0 | 0 | 0 | 0 | 0 | 0 | 0 | 0 | 0 | 0 | 0 | 0 | 0 | 0 | 0 | 0 | 0 | 0 | 0 | 0 | 0
2019-08-16 | 19-20 | 19-20 |  | 0 | 0.015731 | 0.65983 | 0.16649 | 0.13408 | 0 | 0.00014867 | 0.01507 | 0.00026668 | 0.0023819 |  |  | 0 | 0 | 0 | 0 |  | 0 | 0 | 0 | 0 | 0 | 0 | 0 | 0 | 0 | 0 | 0 | 0 | 0 | 0 | 0 | 0 | 0 | 0 | 0 | 0 | 0 | 0
2019-08-17 | 19-20 | 19-20 |  | 0 | 0.17831 | 1.8499 | 0.003622 | 0.39885 | 0 | 0.0014391 | 0.015702 | 1.4546e-05 | 0.0033315 |  |  | 0 | 0 | 0 | 0 |  | 0 | 0 | 0 | 0 | 0 | 0 | 0 | 0 | 0 | 0 | 0 | 0 | 0 | 0 | 0 | 0 | 0 | 0 | 0 | 0 | 0 | 0
2019-08-18 | 19-20 | 19-20 |  | 0 | 0.41634 | 0.11224 | 0.059428 | 0.31406 | 0 | 0.0081829 | 0.00050333 | 0.00027637 | 0.0057848 |  |  | 0 | 0 | 0 | 0 |  | 0 | 0 | 0 | 0 | 0 | 0 | 0 | 0 | 0 | 0 | 0 | 0 | 0 | 0 | 0 | 0 | 0 | 0 | 0 | 0 | 0 | 0
2019-08-19 | 19-20 | 19-20 |  | 0.014654 | 0.14574 | 0.0026795 | 0.001651 | 0.10172 | 0.00014509 | 0.00086876 | 2.2206e-05 | 1.4546e-05 | 0.00060839 |  |  | 0 | 0 | 0 | 0 |  | 0 | 0 | 0 | 0 | 0 | 0 | 0 | 0 | 0 | 0 | 0 | 0 | 0 | 0 | 0 | 0 | 0 | 0 | 0 | 0 | 0 | 0
2019-08-20 | 19-20 | 19-20 |  | 0.45228 | 0.091766 | 0.0090156 | 0.15287 | 0.091444 | 0.0013541 | 0.00064337 | 0.00021466 | 0.0061748 | 0.0014213 |  |  | 0 | 0 | 0 | 0 |  | 0 | 0 | 0 | 0 | 0 | 0 | 0 | 0 | 0 | 0 | 0 | 0 | 0 | 0 | 0 | 0 | 0 | 0 | 0 | 0 | 0 | 0
2019-08-21 | 19-20 | 19-20 |  | 0 | 0.013284 | 0.0013324 | 0.45409 | 0.078046 | 0 | 0.00010211 | 2.9608e-05 | 0.002571 | 0.00046381 |  |  | 0 | 0 | 0.13109 | 0.019818 |  | 0 | 0 | 0.00051274 | 7.7515e-05 | 0 | 0 | 0.13109 | 0.019818 | 0 | 0 | 0.00051274 | 7.7515e-05 | 0 | 0 | 0 | 0 | 0 | 0 | 0 | 0 | 0 | 0
2019-08-22 | 19-20 | 19-20 |  | 0 | 0.14928 | 0.00090304 | 0.56726 | 0.1893 | 0 | 0.001742 | 7.402e-06 | 0.025363 | 0.0050421 |  |  | 0.070149 | 0 | 0 | 0.048592 |  | 0.00048491 | 0 | 0 | 0.0003359 | 0.070149 | 0 | 0 | 0.048592 | 0.00048491 | 0 | 0 | 0.0003359 | 0 | 0 | 0 | 0 | 0 | 0 | 0 | 0 | 0 | 0
2019-08-23 | 19-20 | 19-20 |  | 0 | 0.32696 | 0.0036936 | 0.0091058 | 0.22841 | 0 | 0.0070411 | 7.402e-06 | 2.9092e-05 | 0.0048829 |  |  | 0 | 0 | 0 | 0 |  | 0 | 0 | 0 | 0 | 0 | 0 | 0 | 0 | 0 | 0 | 0 | 0 | 0 | 0 | 0 | 0 | 0 | 0 | 0 | 0 | 0 | 0
2019-08-24 | 19-20 | 19-20 |  | 0 | 0.14762 | 0 | 0.36412 | 0.1573 | 0 | 0.00064707 | 0 | 0.00090185 | 0.00058457 |  |  | 0 | 0 | 0 | 0 |  | 0 | 0 | 0 | 0 | 0 | 0 | 0 | 0 | 0 | 0 | 0 | 0 | 0 | 0 | 0 | 0 | 0 | 0 | 0 | 0 | 0 | 0
2019-08-25 | 19-20 | 19-20 |  | 0 | 0.009959 | 0 | 0.021635 | 0.010169 | 0 | 6.1903e-05 | 0 | 0.00011152 | 5.9739e-05 |  |  | 0 | 0 | 0 | 0 |  | 0 | 0 | 0 | 0 | 0 | 0 | 0 | 0 | 0 | 0 | 0 | 0 | 0 | 0 | 0 | 0 | 0 | 0 | 0 | 0 | 0 | 0
2019-08-26 | 19-20 | 19-20 |  | 0 | 0.01067 | 0.0053689 | 0.059821 | 0.017232 | 0 | 0.00013174 | 1.9739e-05 | 0.00040002 | 0.00015466 |  |  | 0 | 0 | 0 | 0 |  | 0 | 0 | 0 | 0 | 0 | 0 | 0 | 0 | 0 | 0 | 0 | 0 | 0 | 0 | 0 | 0 | 0 | 0 | 0 | 0 | 0 | 0
2019-08-27 | 19-20 | 19-20 |  | 0 | 0.20485 | 0.01419 | 0.20822 | 0.17548 | 0 | 0.0030169 | 0.00019985 | 0.00061821 | 0.0022129 |  |  | 0 | 0 | 0 | 0 |  | 0 | 0 | 0 | 0 | 0 | 0 | 0 | 0 | 0 | 0 | 0 | 0 | 0 | 0 | 0 | 0 | 0 | 0 | 0 | 0 | 0 | 0
2019-08-28 | 19-20 | 19-20 |  | 0 | 0.84032 | 0.325 | 0.24912 | 0.66803 | 0 | 0.0071035 | 0.0024945 | 0.00077094 | 0.0054077 |  |  | 0 | 0 | 0 | 0 |  | 0 | 0 | 0 | 0 | 0 | 0 | 0 | 0 | 0 | 0 | 0 | 0 | 0 | 0 | 0 | 0 | 0 | 0 | 0 | 0 | 0 | 0
2019-08-29 | 19-20 | 19-20 |  | 0 | 0.033174 | 0.0072835 | 0 | 0.024062 | 0 | 0.00054813 | 1.4804e-05 | 0 | 0.00038189 |  |  | 0 | 0 | 0 | 0 |  | 0 | 0 | 0 | 0 | 0 | 0 | 0 | 0 | 0 | 0 | 0 | 0 | 0 | 0 | 0 | 0 | 0 | 0 | 0 | 0 | 0 | 0
2019-08-30 | 19-20 | 19-20 |  | 0 | 0.10646 | 0.0062547 | 0 | 0.074673 | 0 | 0.0017322 | 3.701e-05 | 0 | 0.0012054 |  |  | 0 | 0 | 0 | 0 |  | 0 | 0 | 0 | 0 | 0 | 0 | 0 | 0 | 0 | 0 | 0 | 0 | 0 | 0 | 0 | 0 | 0 | 0 | 0 | 0 | 0 | 0
2019-08-31 | 19-20 | 19-20 |  | 0 | 0.040726 | 0.058542 | 1.0355 | 0.19344 | 0 | 0.0016275 | 0.0065211 | 0.0067712 | 0.0031196 |  |  | 0 | 0 | 0 | 0 |  | 0 | 0 | 0 | 0 | 0 | 0 | 0 | 0 | 0 | 0 | 0 | 0 | 0 | 0 | 0 | 0 | 0 | 0 | 0 | 0 | 0 | 0
2019-09-01 | 19-20 | 19-20 |  | 0 | 0.24586 | 0.00085123 | 1.0291 | 0.32601 | 0 | 0.0011375 | 7.402e-06 | 0.0051954 | 0.0015745 |  |  | 0 | 0 | 0 | 0 |  | 0 | 0 | 0 | 0 | 0 | 0 | 0 | 0 | 0 | 0 | 0 | 0 | 0 | 0 | 0 | 0 | 0 | 0 | 0 | 0 | 0 | 0
2019-09-02 | 19-20 | 19-20 |  | 0 | 0.031845 | 0 | 0.0064148 | 0.023029 | 0 | 0.00017566 | 0 | 6.5457e-05 | 0.00013157 |  |  | 0 | 0 | 0 | 0 |  | 0 | 0 | 0 | 0 | 0 | 0 | 0 | 0 | 0 | 0 | 0 | 0 | 0 | 0 | 0 | 0 | 0 | 0 | 0 | 0 | 0 | 0
2019-09-03 | 19-20 | 19-20 |  | 0 | 0.014497 | 0.010814 | 0.23379 | 0.046992 | 0 | 9.3119e-05 | 6.6618e-05 | 0.00047275 | 0.00014587 |  |  | 0 | 0 | 0 | 0 |  | 0 | 0 | 0 | 0 | 0 | 0 | 0 | 0 | 0 | 0 | 0 | 0 | 0 | 0 | 0 | 0 | 0 | 0 | 0 | 0 | 0 | 0
2019-09-04 | 19-20 | 19-20 |  | 0 | 0.3751 | 0 | 0.099546 | 0.27488 | 0 | 0.00097511 | 0 | 0.0005673 | 0.00076122 |  |  | 0 | 0 | 0 | 0 |  | 0 | 0 | 0 | 0 | 0 | 0 | 0 | 0 | 0 | 0 | 0 | 0 | 0 | 0 | 0 | 0 | 0 | 0 | 0 | 0 | 0 | 0
2019-09-05 | 19-20 | 19-20 |  | 0 | 0.10232 | 0.0087121 | 0.019695 | 0.075152 | 0 | 0.0062168 | 8.1422e-05 | 0.00019637 | 0.0043482 |  |  | 0 | 0 | 0 | 0 |  | 0 | 0 | 0 | 0 | 0 | 0 | 0 | 0 | 0 | 0 | 0 | 0 | 0 | 0 | 0 | 0 | 0 | 0 | 0 | 0 | 0 | 0
2019-09-06 | 19-20 | 19-20 |  | 3.8725 | 0.68248 | 1.7297 | 1.3418 | 0.96188 | 0.039318 | 0.0054877 | 0.013679 | 0.0083082 | 0.0073872 |  |  | 0 | 0 | 0 | 0 |  | 0 | 0 | 0 | 0 | 0 | 0 | 0 | 0 | 0 | 0 | 0 | 0 | 0 | 0 | 0 | 0 | 0 | 0 | 0 | 0 | 0 | 0
2019-09-07 | 19-20 | 19-20 |  | 0 | 0.1301 | 0.023805 | 0.20607 | 0.12481 | 0 | 0.0017587 | 8.8824e-05 | 0.00064003 | 0.0013282 |  |  | 0 | 0 | 0 | 0 |  | 0 | 0 | 0 | 0 | 0 | 0 | 0 | 0 | 0 | 0 | 0 | 0 | 0 | 0 | 0 | 0 | 0 | 0 | 0 | 0 | 0 | 0
2019-09-08 | 19-20 | 19-20 |  | 0 | 0.14333 | 0.99924 | 1.3768 | 0.45585 | 0 | 0.0030809 | 0.0036566 | 0.010473 | 0.0042606 |  |  | 0 | 0 | 0.20294 | 0.030679 |  | 0 | 0 | 0.0017164 | 0.00025948 | 0 | 0 | 0.20294 | 0.030679 | 0 | 0 | 0.0017164 | 0.00025948 | 0 | 0 | 0 | 0 | 0 | 0 | 0 | 0 | 0 | 0
2019-09-09 | 19-20 | 19-20 |  | 0 | 0.30734 | 4.8085 | 0.0033165 | 0.92766 | 0 | 0.0022544 | 0.0091192 | 0.00019637 | 0.0029459 |  |  | 0 | 0 | 0 | 0 |  | 0 | 0 | 0 | 0 | 0 | 0 | 0 | 0 | 0 | 0 | 0 | 0 | 0 | 0 | 0 | 0 | 0 | 0 | 0 | 0 | 0 | 0
2019-09-10 | 19-20 | 19-20 |  | 0 | 0.61821 | 0.40744 | 0.014088 | 0.49089 | 0 | 0.0046798 | 0.00094252 | 2.9092e-05 | 0.0033861 |  |  | 0 | 0 | 0 | 0 |  | 0 | 0 | 0 | 0 | 0 | 0 | 0 | 0 | 0 | 0 | 0 | 0 | 0 | 0 | 0 | 0 | 0 | 0 | 0 | 0 | 0 | 0
2019-09-11 | 19-20 | 19-20 |  | 0 | 0.17095 | 0.00094745 | 1.04 | 0.27578 | 0 | 0.0029729 | 7.402e-06 | 0.0033129 | 0.0025613 |  |  | 0 | 0 | 0.57261 | 0.086565 |  | 0 | 0 | 0.0018001 | 0.00027213 | 0 | 0 | 0.57261 | 0.086565 | 0 | 0 | 0.0018001 | 0.00027213 | 0 | 0 | 0 | 0 | 0 | 0 | 0 | 0 | 0 | 0
2019-09-12 | 19-20 | 19-20 |  | 0 | 0.34585 | 0.33256 | 0.0037092 | 0.28953 | 0 | 0.0029296 | 0.0036714 | 3.6365e-05 | 0.0025802 |  |  | 0 | 0 | 0 | 0 |  | 0 | 0 | 0 | 0 | 0 | 0 | 0 | 0 | 0 | 0 | 0 | 0 | 0 | 0 | 0 | 0 | 0 | 0 | 0 | 0 | 0 | 0
2019-09-13 | 19-20 | 19-20 |  | 0.13188 | 0.056987 | 0.0038638 | 0.046395 | 0.048062 | 0.0010156 | 0.000855 | 6.6618e-05 | 0.0021019 | 0.00092761 |  |  | 0 | 0 | 0 | 0 |  | 0 | 0 | 0 | 0 | 0 | 0 | 0 | 0 | 0 | 0 | 0 | 0 | 0 | 0 | 0 | 0 | 0 | 0 | 0 | 0 | 0 | 0
2019-09-14 | 19-20 | 19-20 |  | 0 | 0.5511 | 0 | 0.032249 | 0.38662 | 0 | 0.0050253 | 0 | 0.0001091 | 0.0034975 |  |  | 0 | 0 | 0 | 0 |  | 0 | 0 | 0 | 0 | 0 | 0 | 0 | 0 | 0 | 0 | 0 | 0 | 0 | 0 | 0 | 0 | 0 | 0 | 0 | 0 | 0 | 0
2019-09-15 | 19-20 | 19-20 |  | 0 | 0.0083284 | 0.3345 | 0.0018619 | 0.055737 | 0 | 2.8571e-05 | 0.0049519 | 7.273e-06 | 0.00075646 |  |  | 0 | 0 | 0 | 0 |  | 0 | 0 | 0 | 0 | 0 | 0 | 0 | 0 | 0 | 0 | 0 | 0 | 0 | 0 | 0 | 0 | 0 | 0 | 0 | 0 | 0 | 0
2019-09-16 | 19-20 | 19-20 |  | 0 | 0.034014 | 2.3165 | 0.00096004 | 0.3678 | 0 | 0.00025026 | 0.013124 | 1.4546e-05 | 0.002125 |  |  | 0 | 0 | 0 | 0 |  | 0 | 0 | 0 | 0 | 0 | 0 | 0 | 0 | 0 | 0 | 0 | 0 | 0 | 0 | 0 | 0 | 0 | 0 | 0 | 0 | 0 | 0
2019-09-17 | 19-20 | 19-20 |  | 0 | 0.14254 | 0.045581 | 0.10786 | 0.12181 | 0 | 0.0028343 | 0.00019985 | 0.00065215 | 0.0020916 |  |  | 0 | 0 | 0 | 0 |  | 0 | 0 | 0 | 0 | 0 | 0 | 0 | 0 | 0 | 0 | 0 | 0 | 0 | 0 | 0 | 0 | 0 | 0 | 0 | 0 | 0 | 0
2019-09-18 | 19-20 | 19-20 |  | 0 | 0.75143 | 0.015455 | 0.31686 | 0.57072 | 0 | 0.004511 | 9.3758e-05 | 0.0042632 | 0.0037832 |  |  | 0 | 0 | 0.17956 | 0.027145 |  | 0 | 0 | 0.00088851 | 0.00013432 | 0 | 0 | 0.17956 | 0.027145 | 0 | 0 | 0.00088851 | 0.00013432 | 0 | 0 | 0 | 0 | 0 | 0 | 0 | 0 | 0 | 0
2019-09-19 | 19-20 | 19-20 |  | 0 | 0.15371 | 0.40361 | 2.9185 | 0.60764 | 0 | 0.0018539 | 0.0043598 | 0.013731 | 0.0040077 |  |  | 0 | 0 | 0.22399 | 0.033862 |  | 0 | 0 | 0.0015128 | 0.0002287 | 0 | 0 | 0.22399 | 0.033862 | 0 | 0 | 0.0015128 | 0.0002287 | 0 | 0 | 0 | 0 | 0 | 0 | 0 | 0 | 0 | 0
2019-09-20 | 19-20 | 19-20 |  | 0 | 0.072882 | 0.72667 | 0.38518 | 0.21665 | 0 | 0.0002656 | 0.0027313 | 0.00064487 | 0.00068719 |  |  | 0 | 0 | 0 | 0 |  | 0 | 0 | 0 | 0 | 0 | 0 | 0 | 0 | 0 | 0 | 0 | 0 | 0 | 0 | 0 | 0 | 0 | 0 | 0 | 0 | 0 | 0
2019-09-21 | 19-20 | 19-20 |  | 0 | 0.57911 | 0.02624 | 0.076316 | 0.41659 | 0 | 0.0065496 | 0.00026647 | 0.00061093 | 0.0046688 |  |  | 0 | 0 | 0 | 0 |  | 0 | 0 | 0 | 0 | 0 | 0 | 0 | 0 | 0 | 0 | 0 | 0 | 0 | 0 | 0 | 0 | 0 | 0 | 0 | 0 | 0 | 0
2019-09-22 | 19-20 | 19-20 |  | 0 | 0.34926 | 0.020829 | 0.021484 | 0.24828 | 0 | 0.0042253 | 0.00031582 | 0.00010182 | 0.0029892 |  |  | 0 | 0 | 0 | 0 |  | 0 | 0 | 0 | 0 | 0 | 0 | 0 | 0 | 0 | 0 | 0 | 0 | 0 | 0 | 0 | 0 | 0 | 0 | 0 | 0 | 0 | 0
2019-09-23 | 19-20 | 19-20 |  | 0 | 0.023589 | 0.024019 | 6.2197 | 0.96018 | 0 | 0.00021693 | 8.1422e-05 | 0.049951 | 0.0077137 |  |  | 0 | 0 | 0 | 0 |  | 0 | 0 | 0 | 0 | 0 | 0 | 0 | 0 | 0 | 0 | 0 | 0 | 0 | 0 | 0 | 0 | 0 | 0 | 0 | 0 | 0 | 0
2019-09-24 | 19-20 | 19-20 |  | 0 | 0.44077 | 0.0031384 | 0.1014 | 0.32112 | 0 | 0.0041761 | 6.6618e-05 | 0.00061093 | 0.002995 |  |  | 0 | 0 | 0 | 0 |  | 0 | 0 | 0 | 0 | 0 | 0 | 0 | 0 | 0 | 0 | 0 | 0 | 0 | 0 | 0 | 0 | 0 | 0 | 0 | 0 | 0 | 0
2019-09-25 | 19-20 | 19-20 |  | 0 | 0.005293 | 0.0011843 | 0.0013019 | 0.0040392 | 0 | 2.5925e-05 | 7.402e-06 | 7.273e-06 | 2.0157e-05 |  |  | 0 | 0 | 0 | 0 |  | 0 | 0 | 0 | 0 | 0 | 0 | 0 | 0 | 0 | 0 | 0 | 0 | 0 | 0 | 0 | 0 | 0 | 0 | 0 | 0 | 0 | 0
2019-09-26 | 19-20 | 19-20 |  | 0 | 0.025695 | 0.098821 | 0.052024 | 0.040342 | 0 | 0.00013174 | 0.00068592 | 0.0012 | 0.00037456 |  |  | 0 | 0 | 0 | 0 |  | 0 | 0 | 0 | 0 | 0 | 0 | 0 | 0 | 0 | 0 | 0 | 0 | 0 | 0 | 0 | 0 | 0 | 0 | 0 | 0 | 0 | 0
2019-09-27 | 19-20 | 19-20 |  | 0.10852 | 0.06843 | 0 | 0.0012291 | 0.04841 | 0.00058034 | 0.0012026 | 0 | 7.273e-06 | 0.00083855 |  |  | 0 | 0 | 0 | 0 |  | 0 | 0 | 0 | 0 | 0 | 0 | 0 | 0 | 0 | 0 | 0 | 0 | 0 | 0 | 0 | 0 | 0 | 0 | 0 | 0 | 0 | 0
2019-09-28 | 19-20 | 19-20 |  | 0 | 0.0031269 | 0.37453 | 0.0041893 | 0.058432 | 0 | 3.1745e-05 | 0.0027733 | 0.00017455 | 0.00046032 |  |  | 0 | 0 | 0 | 0 |  | 0 | 0 | 0 | 0 | 0 | 0 | 0 | 0 | 0 | 0 | 0 | 0 | 0 | 0 | 0 | 0 | 0 | 0 | 0 | 0 | 0 | 0
2019-09-29 | 19-20 | 19-20 |  | 0 | 0.029999 | 1.8586 | 0.12961 | 0.31645 | 0 | 0.00035925 | 0.023997 | 0.00097458 | 0.0039608 |  |  | 0 | 0 | 0 | 0 |  | 0 | 0 | 0 | 0 | 0 | 0 | 0 | 0 | 0 | 0 | 0 | 0 | 0 | 0 | 0 | 0 | 0 | 0 | 0 | 0 | 0 | 0
2019-09-30 | 19-20 | 19-20 |  | 0 | 0.081125 | 0.092204 | 0.013361 | 0.071911 | 0 | 0.00070527 | 0.00045399 | 8.0003e-05 | 0.00056807 |  |  | 0 | 0 | 0 | 0 |  | 0 | 0 | 0 | 0 | 0 | 0 | 0 | 0 | 0 | 0 | 0 | 0 | 0 | 0 | 0 | 0 | 0 | 0 | 0 | 0 | 0 | 0
2019-10-01 | 19-20 | 19-20 |  | 0 | 0.046777 | 0.02379 | 0.4729 | 0.10743 | 0 | 0.00035078 | 0.0080089 | 0.004228 | 0.0020718 |  |  | 0 | 0 | 0 | 0 |  | 0 | 0 | 0 | 0 | 0 | 0 | 0 | 0 | 0 | 0 | 0 | 0 | 0 | 0 | 0 | 0 | 0 | 0 | 0 | 0 | 0 | 0
2019-10-02 | 19-20 | 19-20 |  | 0 | 0.04081 | 0.012332 | 0.27955 | 0.072362 | 0 | 0.00020158 | 4.4412e-05 | 0.00075639 | 0.00026058 |  |  | 0 | 0 | 0 | 0 |  | 0 | 0 | 0 | 0 | 0 | 0 | 0 | 0 | 0 | 0 | 0 | 0 | 0 | 0 | 0 | 0 | 0 | 0 | 0 | 0 | 0 | 0
2019-10-03 | 19-20 | 19-20 |  | 0 | 0.006048 | 0.0011621 | 0.59071 | 0.093663 | 0 | 4.656e-05 | 7.402e-06 | 0.0017092 | 0.00029173 |  |  | 0 | 0 | 0 | 0 |  | 0 | 0 | 0 | 0 | 0 | 0 | 0 | 0 | 0 | 0 | 0 | 0 | 0 | 0 | 0 | 0 | 0 | 0 | 0 | 0 | 0 | 0
2019-10-04 | 19-20 | 19-20 |  | 1.3927 | 0.60332 | 0.045056 | 0 | 0.43517 | 0.0042075 | 0.0052824 | 0.0010116 | 0 | 0.0038413 |  |  | 0 | 0 | 0 | 0 |  | 0 | 0 | 0 | 0 | 0 | 0 | 0 | 0 | 0 | 0 | 0 | 0 | 0 | 0 | 0 | 0 | 0 | 0 | 0 | 0 | 0 | 0
2019-10-05 | 19-20 | 19-20 |  | 0 | 0.011861 | 2.5031 | 0.91135 | 0.5178 | 0 | 0.0001656 | 0.0049889 | 0.0035153 | 0.0013872 |  |  | 0 | 0 | 0 | 0 |  | 0 | 0 | 0 | 0 | 0 | 0 | 0 | 0 | 0 | 0 | 0 | 0 | 0 | 0 | 0 | 0 | 0 | 0 | 0 | 0 | 0 | 0
2019-10-06 | 19-20 | 19-20 |  | 0 | 0.039795 | 0.017513 | 0.0048947 | 0.030907 | 0 | 0.00022539 | 8.8824e-05 | 1.4546e-05 | 0.00017152 |  |  | 0 | 0 | 0 | 0 |  | 0 | 0 | 0 | 0 | 0 | 0 | 0 | 0 | 0 | 0 | 0 | 0 | 0 | 0 | 0 | 0 | 0 | 0 | 0 | 0 | 0 | 0
2019-10-07 | 19-20 | 19-20 |  | 0 | 0.22761 | 0.25988 | 1.0553 | 0.3558 | 0 | 0.00083014 | 0.0035307 | 0.0064875 | 0.0020803 |  |  | 0 | 0 | 0 | 0 |  | 0 | 0 | 0 | 0 | 0 | 0 | 0 | 0 | 0 | 0 | 0 | 0 | 0 | 0 | 0 | 0 | 0 | 0 | 0 | 0 | 0 | 0
2019-10-08 | 19-20 | 19-20 |  | 0 | 0.041016 | 0 | 0.033209 | 0.033432 | 0 | 0.000191 | 0 | 0.00020364 | 0.00016309 |  |  | 0 | 0 | 0 | 0 |  | 0 | 0 | 0 | 0 | 0 | 0 | 0 | 0 | 0 | 0 | 0 | 0 | 0 | 0 | 0 | 0 | 0 | 0 | 0 | 0 | 0 | 0
2019-10-09 | 19-20 | 19-20 |  | 0 | 0.14028 | 0 | 1.7403 | 0.36027 | 0 | 0.0022507 | 0 | 0.011491 | 0.0032963 |  |  | 0 | 0 | 0 | 0 |  | 0 | 0 | 0 | 0 | 0 | 0 | 0 | 0 | 0 | 0 | 0 | 0 | 0 | 0 | 0 | 0 | 0 | 0 | 0 | 0 | 0 | 0
2019-10-10 | 19-20 | 19-20 |  | 0 | 0.024577 | 0.067832 | 0.27615 | 0.068848 | 0 | 0.002538 | 0.00013324 | 0.00089822 | 0.0019137 |  |  | 0 | 0 | 0.022411 | 0.003388 |  | 0 | 0 | 0.00036001 | 5.4425e-05 | 0 | 0 | 0.022411 | 0.003388 | 0 | 0 | 0.00036001 | 5.4425e-05 | 0 | 0 | 0 | 0 | 0 | 0 | 0 | 0 | 0 | 0
2019-10-11 | 19-20 | 19-20 |  | 0 | 0.22721 | 0 | 0.20403 | 0.18823 | 0 | 0.0024968 | 0 | 0.001171 | 0.0019065 |  |  | 0 | 0 | 0 | 0 |  | 0 | 0 | 0 | 0 | 0 | 0 | 0 | 0 | 0 | 0 | 0 | 0 | 0 | 0 | 0 | 0 | 0 | 0 | 0 | 0 | 0 | 0
2019-10-12 | 19-20 | 19-20 |  | 0 | 0.022951 | 0.13796 | 0.01123 | 0.038088 | 0 | 9.8939e-05 | 0.0019665 | 4.3638e-05 | 0.00036723 |  |  | 0 | 0 | 0 | 0 |  | 0 | 0 | 0 | 0 | 0 | 0 | 0 | 0 | 0 | 0 | 0 | 0 | 0 | 0 | 0 | 0 | 0 | 0 | 0 | 0 | 0 | 0
2019-10-13 | 19-20 | 19-20 |  | 0 | 0.031124 | 0.031444 | 0.0052123 | 0.027018 | 0 | 0.00025185 | 0.00025167 | 3.6365e-05 | 0.00021733 |  |  | 0 | 0 | 0 | 0 |  | 0 | 0 | 0 | 0 | 0 | 0 | 0 | 0 | 0 | 0 | 0 | 0 | 0 | 0 | 0 | 0 | 0 | 0 | 0 | 0 | 0 | 0
2019-10-14 | 19-20 | 19-20 |  | 0 | 0.55739 | 4.4196 | 2.2547 | 1.3834 | 0 | 0.0021936 | 0.012302 | 0.0057384 | 0.0042144 |  |  | 0 | 0 | 0 | 0 |  | 0 | 0 | 0 | 0 | 0 | 0 | 0 | 0 | 0 | 0 | 0 | 0 | 0 | 0 | 0 | 0 | 0 | 0 | 0 | 0 | 0 | 0
2019-10-15 | 19-20 | 19-20 |  | 14.2351 | 0.0047173 | 0.05969 | 1.664 | 0.37156 | 0.052859 | 4.6031e-05 | 0.00032569 | 0.0050184 | 0.0012395 |  |  | 0 | 0 | 0 | 0 |  | 0 | 0 | 0 | 0 | 0 | 0 | 0 | 0 | 0 | 0 | 0 | 0 | 0 | 0 | 0 | 0 | 0 | 0 | 0 | 0 | 0 | 0
2019-10-16 | 19-20 | 19-20 |  | 0.035691 | 2.7567 | 0.055044 | 1.114 | 2.0865 | 0.00029017 | 0.0073157 | 0.00026894 | 0.0024922 | 0.0054865 |  |  | 0 | 0 | 0.067204 | 0.01016 |  | 0 | 0 | 8.7276e-05 | 1.3194e-05 | 0 | 0 | 0.067204 | 0.01016 | 0 | 0 | 8.7276e-05 | 1.3194e-05 | 0 | 0 | 0 | 0 | 0 | 0 | 0 | 0 | 0 | 0
2019-10-17 | 19-20 | 19-20 |  | 0 | 0.33626 | 0.0010659 | 2.2757 | 0.57712 | 0 | 0.0019412 | 7.402e-06 | 0.023834 | 0.0049488 |  |  | 0 | 0 | 0 | 0 |  | 0 | 0 | 0 | 0 | 0 | 0 | 0 | 0 | 0 | 0 | 0 | 0 | 0 | 0 | 0 | 0 | 0 | 0 | 0 | 0 | 0 | 0
2019-10-18 | 19-20 | 19-20 |  | 0 | 0.24724 | 0.61931 | 2.1079 | 0.58191 | 0 | 0.0047576 | 0.011031 | 0.014102 | 0.0070661 |  |  | 0 | 0 | 0 | 0 |  | 0 | 0 | 0 | 0 | 0 | 0 | 0 | 0 | 0 | 0 | 0 | 0 | 0 | 0 | 0 | 0 | 0 | 0 | 0 | 0 | 0 | 0
2019-10-19 | 19-20 | 19-20 |  | 0 | 0.16839 | 0.28798 | 1.6582 | 0.4101 | 0 | 0.0016349 | 0.0015174 | 0.0072876 | 0.0024596 |  |  | 0 | 0.25307 | 0 | 0.037592 |  | 0 | 0.0013841 | 0 | 0.00020561 | 0 | 0.25307 | 0 | 0.037592 | 0 | 0.0013841 | 0 | 0.00020561 | 0 | 0 | 0 | 0 | 0 | 0 | 0 | 0 | 0 | 0
2019-10-20 | 19-20 | 19-20 |  | 0 | 0.75383 | 0 | 0.45014 | 0.59023 | 0 | 0.0028999 | 0 | 0.0025456 | 0.0023936 |  |  | 0 | 0 | 0.2181 | 0.032971 |  | 0 | 0 | 0.0012728 | 0.00019241 | 0 | 0 | 0.2181 | 0.032971 | 0 | 0 | 0.0012728 | 0.00019241 | 0 | 0 | 0 | 0 | 0 | 0 | 0 | 0 | 0 | 0
2019-10-21 | 19-20 | 19-20 |  | 0 | 0.044045 | 0.26513 | 0.5758 | 0.15694 | 0 | 0.00020581 | 0.0016432 | 0.0044293 | 0.0010563 |  |  | 0 | 0 | 0 | 0 |  | 0 | 0 | 0 | 0 | 0 | 0 | 0 | 0 | 0 | 0 | 0 | 0 | 0 | 0 | 0 | 0 | 0 | 0 | 0 | 0 | 0 | 0
2019-10-22 | 19-20 | 19-20 |  | 0 | 0.22584 | 0.00084136 | 0.097863 | 0.17136 | 0 | 0.0017047 | 7.6487e-05 | 0.00030304 | 0.001238 |  |  | 0 | 0 | 0 | 0 |  | 0 | 0 | 0 | 0 | 0 | 0 | 0 | 0 | 0 | 0 | 0 | 0 | 0 | 0 | 0 | 0 | 0 | 0 | 0 | 0 | 0 | 0
2019-10-23 | 19-20 | 19-20 |  | 0 | 0.17007 | 0.089371 | 0.0078403 | 0.13227 | 0 | 0.0026692 | 0.010799 | 3.3941e-05 | 0.0034583 |  |  | 0 | 0 | 0 | 0 |  | 0 | 0 | 0 | 0 | 0 | 0 | 0 | 0 | 0 | 0 | 0 | 0 | 0 | 0 | 0 | 0 | 0 | 0 | 0 | 0 | 0 | 0
2019-10-24 | 19-20 | 19-20 |  | 0.94523 | 0.037412 | 0.066968 | 0.15741 | 0.066822 | 0.014509 | 0.00036401 | 0.00043178 | 0.00047759 | 0.00049844 |  |  | 0 | 0 | 0 | 0 |  | 0 | 0 | 0 | 0 | 0 | 0 | 0 | 0 | 0 | 0 | 0 | 0 | 0 | 0 | 0 | 0 | 0 | 0 | 0 | 0 | 0 | 0
2019-10-25 | 19-20 | 19-20 |  | 0 | 0.45237 | 3.6922 | 2.4307 | 1.2293 | 0 | 0.0032142 | 0.027521 | 0.010586 | 0.0079147 |  |  | 0 | 0 | 0.16566 | 0.025045 |  | 0 | 0 | 0.00043274 | 6.542e-05 | 0 | 0 | 0.16566 | 0.025045 | 0 | 0 | 0.00043274 | 6.542e-05 | 0 | 0 | 0 | 0 | 0 | 0 | 0 | 0 | 0 | 0
2019-10-26 | 19-20 | 19-20 |  | 0 | 0.40213 | 0 | 0.59641 | 0.36872 | 0 | 0.0025597 | 0 | 0.0022716 | 0.0021165 |  |  | 0 | 0 | 0 | 0 |  | 0 | 0 | 0 | 0 | 0 | 0 | 0 | 0 | 0 | 0 | 0 | 0 | 0 | 0 | 0 | 0 | 0 | 0 | 0 | 0 | 0 | 0
2019-10-27 | 19-20 | 19-20 |  | 0 | 0.36685 | 0.026284 | 1.4477 | 0.47687 | 0 | 0.003528 | 0.00014064 | 0.015186 | 0.0047605 |  |  | 0 | 0 | 0 | 0 |  | 0 | 0 | 0 | 0 | 0 | 0 | 0 | 0 | 0 | 0 | 0 | 0 | 0 | 0 | 0 | 0 | 0 | 0 | 0 | 0 | 0 | 0
2019-10-28 | 19-20 | 19-20 |  | 0 | 0.065291 | 0 | 0.48153 | 0.11802 | 0 | 0.00044338 | 0 | 0.0017479 | 0.00057137 |  |  | 0 | 0 | 0 | 0 |  | 0 | 0 | 0 | 0 | 0 | 0 | 0 | 0 | 0 | 0 | 0 | 0 | 0 | 0 | 0 | 0 | 0 | 0 | 0 | 0 | 0 | 0
2019-10-29 | 19-20 | 19-20 |  | 0 | 0.024181 | 0.020096 | 1.6183 | 0.26439 | 0 | 0.00011534 | 3.701e-05 | 0.014881 | 0.002335 |  |  | 0 | 0 | 0.026165 | 0.0039555 |  | 0 | 0 | 0.00020364 | 3.0786e-05 | 0 | 0 | 0.026165 | 0.0039555 | 0 | 0 | 0.00020364 | 3.0786e-05 | 0 | 0 | 0 | 0 | 0 | 0 | 0 | 0 | 0 | 0
2019-10-30 | 19-20 | 19-20 |  | 0 | 0.017897 | 0.061037 | 0.087523 | 0.034695 | 0 | 9.6823e-05 | 0.00069579 | 0.0007273 | 0.00028037 |  |  | 0 | 0 | 0 | 0 |  | 0 | 0 | 0 | 0 | 0 | 0 | 0 | 0 | 0 | 0 | 0 | 0 | 0 | 0 | 0 | 0 | 0 | 0 | 0 | 0 | 0 | 0
2019-10-31 | 19-20 | 19-20 |  | 0 | 0.071854 | 0.49217 | 0.080243 | 0.13501 | 0 | 0.00068728 | 0.0016951 | 0.00017213 | 0.00075389 |  |  | 0 | 0 | 0 | 0 |  | 0 | 0 | 0 | 0 | 0 | 0 | 0 | 0 | 0 | 0 | 0 | 0 | 0 | 0 | 0 | 0 | 0 | 0 | 0 | 0 | 0 | 0
2019-11-01 | 19-20 | 19-20 |  | 3.2757 | 1.9568 | 0.34731 | 0.90244 | 1.5683 | 0.020602 | 0.016716 | 0.0026746 | 0.0091664 | 0.013518 |  |  | 0 | 0 | 0 | 0 |  | 0 | 0 | 0 | 0 | 0 | 0 | 0 | 0 | 0 | 0 | 0 | 0 | 0 | 0 | 0 | 0 | 0 | 0 | 0 | 0 | 0 | 0
2019-11-02 | 19-20 | 19-20 |  | 0 | 0.029371 | 2.259 | 3.6276 | 0.90431 | 0 | 0.00016878 | 0.016805 | 0.0060912 | 0.003534 |  |  | 0 | 0 | 0.23133 | 0.034972 |  | 0 | 0 | 0.00038183 | 5.7724e-05 | 0 | 0 | 0.23133 | 0.034972 | 0 | 0 | 0.00038183 | 5.7724e-05 | 0 | 0 | 0 | 0 | 0 | 0 | 0 | 0 | 0 | 0
2019-11-03 | 19-20 | 19-20 |  | 0 | 0.034057 | 0.0064471 | 0.25951 | 0.06378 | 0 | 0.00014021 | 7.402e-06 | 0.0012219 | 0.00028294 |  |  | 0 | 0 | 0 | 0 |  | 0 | 0 | 0 | 0 | 0 | 0 | 0 | 0 | 0 | 0 | 0 | 0 | 0 | 0 | 0 | 0 | 0 | 0 | 0 | 0 | 0 | 0
2019-11-04 | 19-20 | 19-20 |  | 0 | 0.080457 | 0 | 0.34536 | 0.10794 | 0 | 0.0010227 | 0 | 0.0019746 | 0.001007 |  |  | 0 | 0 | 0.21663 | 0.032749 |  | 0 | 0 | 0.0012473 | 0.00018856 | 0 | 0 | 0.21663 | 0.032749 | 0 | 0 | 0.0012473 | 0.00018856 | 0 | 0 | 0 | 0 | 0 | 0 | 0 | 0 | 0 | 0
2019-11-05 | 19-20 | 19-20 |  | 0 | 0.17307 | 0.083033 | 0.040787 | 0.13839 | 0 | 0.001192 | 0.00039971 | 0.00014546 | 0.00090709 |  |  | 0 | 0 | 0 | 0 |  | 0 | 0 | 0 | 0 | 0 | 0 | 0 | 0 | 0 | 0 | 0 | 0 | 0 | 0 | 0 | 0 | 0 | 0 | 0 | 0 | 0 | 0
2019-11-06 | 19-20 | 19-20 |  | 0 | 0.18969 | 2.8971 | 0.3199 | 0.6101 | 0 | 0.0025661 | 0.039625 | 0.0060487 | 0.0085779 |  |  | 0 | 0 | 0 | 0 |  | 0 | 0 | 0 | 0 | 0 | 0 | 0 | 0 | 0 | 0 | 0 | 0 | 0 | 0 | 0 | 0 | 0 | 0 | 0 | 0 | 0 | 0
2019-11-07 | 19-20 | 19-20 |  | 0 | 0.95379 | 0.18939 | 0.022915 | 0.69229 | 0 | 0.0025788 | 0.0011769 | 0.00016485 | 0.0019861 |  |  | 0 | 0 | 0 | 0 |  | 0 | 0 | 0 | 0 | 0 | 0 | 0 | 0 | 0 | 0 | 0 | 0 | 0 | 0 | 0 | 0 | 0 | 0 | 0 | 0 | 0 | 0
2019-11-08 | 19-20 | 19-20 |  | 0 | 0.38072 | 0.17306 | 0.0081821 | 0.29067 | 0 | 0.0028655 | 0.0016358 | 3.6365e-05 | 0.0022334 |  |  | 0 | 0 | 0 | 0 |  | 0 | 0 | 0 | 0 | 0 | 0 | 0 | 0 | 0 | 0 | 0 | 0 | 0 | 0 | 0 | 0 | 0 | 0 | 0 | 0 | 0 | 0
2019-11-09 | 19-20 | 19-20 |  | 0 | 0.015569 | 0.0020035 | 0.18001 | 0.038295 | 0 | 5.9258e-05 | 1.7271e-05 | 0.00065457 | 0.00014257 |  |  | 0 | 0 | 0 | 0 |  | 0 | 0 | 0 | 0 | 0 | 0 | 0 | 0 | 0 | 0 | 0 | 0 | 0 | 0 | 0 | 0 | 0 | 0 | 0 | 0 | 0 | 0
2019-11-10 | 19-20 | 19-20 |  | 0 | 0.00031904 | 0.028616 | 0.17345 | 0.030694 | 0 | 1.5873e-06 | 0.00016284 | 0.00061821 | 0.00011875 |  |  | 0 | 0 | 0 | 0 |  | 0 | 0 | 0 | 0 | 0 | 0 | 0 | 0 | 0 | 0 | 0 | 0 | 0 | 0 | 0 | 0 | 0 | 0 | 0 | 0 | 0 | 0
2019-11-11 | 19-20 | 19-20 |  | 0 | 0.41893 | 0.00051814 | 0.0024583 | 0.29064 | 0 | 0.0052237 | 7.402e-06 | 9.4549e-05 | 0.0036338 |  |  | 0 | 0 | 0 | 0 |  | 0 | 0 | 0 | 0 | 0 | 0 | 0 | 0 | 0 | 0 | 0 | 0 | 0 | 0 | 0 | 0 | 0 | 0 | 0 | 0 | 0 | 0
2019-11-12 | 19-20 | 19-20 |  | 0 | 0.036 | 1.4257 | 0.036867 | 0.24229 | 0 | 0.00029259 | 0.011656 | 0.00022061 | 0.0019674 |  |  | 0 | 0 | 0 | 0 |  | 0 | 0 | 0 | 0 | 0 | 0 | 0 | 0 | 0 | 0 | 0 | 0 | 0 | 0 | 0 | 0 | 0 | 0 | 0 | 0 | 0 | 0
2019-11-13 | 19-20 | 19-20 |  | 0 | 0.0033184 | 0.071089 | 0.0012 | 0.01304 | 0 | 6.6136e-05 | 0.0002418 | 0.00016728 | 0.00010702 |  |  | 0 | 0 | 0 | 0 |  | 0 | 0 | 0 | 0 | 0 | 0 | 0 | 0 | 0 | 0 | 0 | 0 | 0 | 0 | 0 | 0 | 0 | 0 | 0 | 0 | 0 | 0
2019-11-14 | 19-20 | 19-20 |  | 0 | 0.21242 | 0 | 0.18335 | 0.17486 | 0 | 0.0013254 | 0 | 0.0027128 | 0.0013282 |  |  | 0 | 0 | 0 | 0 |  | 0 | 0 | 0 | 0 | 0 | 0 | 0 | 0 | 0 | 0 | 0 | 0 | 0 | 0 | 0 | 0 | 0 | 0 | 0 | 0 | 0 | 0
2019-11-15 | 19-20 | 19-20 |  | 0 | 0.42403 | 0 | 0.05999 | 0.30279 | 0 | 0.0074141 | 0 | 0.00015758 | 0.0051596 |  |  | 0 | 0 | 0 | 0 |  | 0 | 0 | 0 | 0 | 0 | 0 | 0 | 0 | 0 | 0 | 0 | 0 | 0 | 0 | 0 | 0 | 0 | 0 | 0 | 0 | 0 | 0
2019-11-16 | 19-20 | 19-20 |  | 0 | 0.27534 | 0.10786 | 0.042591 | 0.21319 | 0 | 0.0011508 | 0.00082162 | 0.00024486 | 0.0009562 |  |  | 0 | 0.031671 | 0 | 0.0047045 |  | 0 | 0.00019985 | 0 | 2.9686e-05 | 0 | 0.031671 | 0 | 0.0047045 | 0 | 0.00019985 | 0 | 2.9686e-05 | 0 | 0 | 0 | 0 | 0 | 0 | 0 | 0 | 0 | 0
2019-11-17 | 19-20 | 19-20 |  | 0 | 1.1542 | 0 | 0.47712 | 0.87165 | 0 | 0.011908 | 0 | 0.0013552 | 0.0084533 |  |  | 0 | 0 | 0 | 0 |  | 0 | 0 | 0 | 0 | 0 | 0 | 0 | 0 | 0 | 0 | 0 | 0 | 0 | 0 | 0 | 0 | 0 | 0 | 0 | 0 | 0 | 0
2019-11-18 | 19-20 | 19-20 |  | 0 | 0.0019063 | 0.17206 | 0.078672 | 0.038772 | 0 | 7.9363e-06 | 0.00040711 | 0.00042911 | 0.00013084 |  |  | 0 | 0 | 0 | 0 |  | 0 | 0 | 0 | 0 | 0 | 0 | 0 | 0 | 0 | 0 | 0 | 0 | 0 | 0 | 0 | 0 | 0 | 0 | 0 | 0 | 0 | 0
2019-11-19 | 19-20 | 19-20 |  | 0 | 0.19579 | 0 | 0.69521 | 0.24072 | 0 | 0.0040221 | 0 | 0.0034838 | 0.0033128 |  |  | 0 | 0 | 0 | 0 |  | 0 | 0 | 0 | 0 | 0 | 0 | 0 | 0 | 0 | 0 | 0 | 0 | 0 | 0 | 0 | 0 | 0 | 0 | 0 | 0 | 0 | 0
2019-11-20 | 19-20 | 19-20 |  | 0.018861 | 0.61992 | 3.6676 | 6.2171 | 1.9142 | 0.00014509 | 0.0055242 | 0.0056008 | 0.011091 | 0.0063364 |  |  | 0 | 0 | 0.25304 | 0.038253 |  | 0 | 0 | 0.00024001 | 3.6283e-05 | 0 | 0 | 0.25304 | 0.038253 | 0 | 0 | 0.00024001 | 3.6283e-05 | 0 | 0 | 0 | 0 | 0 | 0 | 0 | 0 | 0 | 0
2019-11-21 | 19-20 | 19-20 |  | 0 | 0.18432 | 2.8496 | 0.69889 | 0.65661 | 0 | 0.0026346 | 0.031977 | 0.002771 | 0.0069937 |  |  | 0.01516 | 0 | 0 | 0.010501 |  | 0.00017857 | 0 | 0 | 0.00012369 | 0.01516 | 0 | 0 | 0.010501 | 0.00017857 | 0 | 0 | 0.00012369 | 0 | 0 | 0 | 0 | 0 | 0 | 0 | 0 | 0 | 0
2019-11-22 | 19-20 | 19-20 |  | 0 | 0.046217 | 0.45508 | 0.1233 | 0.11825 | 0 | 0.0027528 | 0.0025315 | 0.00049457 | 0.0023577 |  |  | 0 | 0 | 0 | 0 |  | 0 | 0 | 0 | 0 | 0 | 0 | 0 | 0 | 0 | 0 | 0 | 0 | 0 | 0 | 0 | 0 | 0 | 0 | 0 | 0 | 0 | 0
2019-11-23 | 19-20 | 19-20 |  | 0 | 0.017805 | 0.018801 | 5.5285 | 0.8509 | 0 | 0.00014074 | 0.00017025 | 0.021118 | 0.0033154 |  |  | 0 | 0 | 0 | 0 |  | 0 | 0 | 0 | 0 | 0 | 0 | 0 | 0 | 0 | 0 | 0 | 0 | 0 | 0 | 0 | 0 | 0 | 0 | 0 | 0 | 0 | 0
2019-11-24 | 19-20 | 19-20 |  | 0 | 0.042903 | 1.6565 | 0.024001 | 0.27941 | 0 | 0.0011137 | 0.01339 | 0.023135 | 0.006258 |  |  | 0 | 0 | 0 | 0 |  | 0 | 0 | 0 | 0 | 0 | 0 | 0 | 0 | 0 | 0 | 0 | 0 | 0 | 0 | 0 | 0 | 0 | 0 | 0 | 0 | 0 | 0
2019-11-25 | 19-20 | 19-20 |  | 0 | 0.021398 | 0.072095 | 0.68193 | 0.12862 | 0 | 0.00021163 | 0.0012682 | 0.009084 | 0.0017083 |  |  | 0 | 0 | 0 | 0 |  | 0 | 0 | 0 | 0 | 0 | 0 | 0 | 0 | 0 | 0 | 0 | 0 | 0 | 0 | 0 | 0 | 0 | 0 | 0 | 0 | 0 | 0
2019-11-26 | 19-20 | 19-20 |  | 0 | 0.078193 | 0.034116 | 0.15824 | 0.083153 | 0 | 0.00025714 | 0.00019492 | 0.001074 | 0.00036943 |  |  | 0 | 0 | 0.099852 | 0.015095 |  | 0 | 0 | 0.00076366 | 0.00011545 | 0 | 0 | 0.099852 | 0.015095 | 0 | 0 | 0.00076366 | 0.00011545 | 0 | 0 | 0 | 0 | 0 | 0 | 0 | 0 | 0 | 0
2019-11-27 | 19-20 | 19-20 |  | 0 | 0.0062935 | 0.0040415 | 0.023053 | 0.0084449 | 0 | 0.00010635 | 0.00010363 | 0.00055517 | 0.00017299 |  |  | 0 | 0 | 0 | 0 |  | 0 | 0 | 0 | 0 | 0 | 0 | 0 | 0 | 0 | 0 | 0 | 0 | 0 | 0 | 0 | 0 | 0 | 0 | 0 | 0 | 0 | 0
2019-11-28 | 19-20 | 19-20 |  | 0 | 0.032652 | 0 | 0.20207 | 0.053166 | 0 | 0.00073384 | 0 | 0.00085822 | 0.00063808 |  |  | 0 | 0 | 0 | 0 |  | 0 | 0 | 0 | 0 | 0 | 0 | 0 | 0 | 0 | 0 | 0 | 0 | 0 | 0 | 0 | 0 | 0 | 0 | 0 | 0 | 0 | 0
2019-11-29 | 19-20 | 19-20 |  | 0 | 0.75301 | 1.3989 | 0.38927 | 0.78825 | 0 | 0.007403 | 0.011125 | 0.0028838 | 0.0072166 |  |  | 0 | 0 | 0.06361 | 0.0096164 |  | 0 | 0 | 0.00081094 | 0.00012259 | 0 | 0 | 0.06361 | 0.0096164 | 0 | 0 | 0.00081094 | 0.00012259 | 0 | 0 | 0 | 0 | 0 | 0 | 0 | 0 | 0 | 0
2019-11-30 | 19-20 | 19-20 |  | 0 | 0.11365 | 0 | 0.20643 | 0.10993 | 0 | 0.00038729 | 0 | 0.0011758 | 0.00044603 |  |  | 0 | 0 | 0 | 0 |  | 0 | 0 | 0 | 0 | 0 | 0 | 0 | 0 | 0 | 0 | 0 | 0 | 0 | 0 | 0 | 0 | 0 | 0 | 0 | 0 | 0 | 0
2019-12-01 | 19-20 | 19-20 |  | 0 | 0.75491 | 0.46276 | 0.086745 | 0.60478 | 0 | 0.0054041 | 0.0026943 | 0.0009964 | 0.0042943 |  |  | 0 | 0 | 0 | 0 |  | 0 | 0 | 0 | 0 | 0 | 0 | 0 | 0 | 0 | 0 | 0 | 0 | 0 | 0 | 0 | 0 | 0 | 0 | 0 | 0 | 0 | 0
2019-12-02 | 19-20 | 19-20 |  | 0 | 0.12758 | 1.0724 | 0.0085676 | 0.24897 | 0 | 0.0026084 | 0.0042117 | 5.8184e-05 | 0.0024413 |  |  | 0 | 0 | 0 | 0 |  | 0 | 0 | 0 | 0 | 0 | 0 | 0 | 0 | 0 | 0 | 0 | 0 | 0 | 0 | 0 | 0 | 0 | 0 | 0 | 0 | 0 | 0
2019-12-03 | 19-20 | 19-20 |  | 0 | 0.051014 | 0.0099927 | 0.016597 | 0.039331 | 0 | 0.00029311 | 4.4412e-05 | 0.0003491 | 0.00026241 |  |  | 0 | 0 | 0 | 0 |  | 0 | 0 | 0 | 0 | 0 | 0 | 0 | 0 | 0 | 0 | 0 | 0 | 0 | 0 | 0 | 0 | 0 | 0 | 0 | 0 | 0 | 0
2019-12-04 | 19-20 | 19-20 |  | 0 | 0.00064284 | 0.0028276 | 0.060621 | 0.01003 | 0 | 3.1745e-06 | 4.4412e-05 | 0.00039274 | 6.8169e-05 |  |  | 0 | 0 | 0 | 0 |  | 0 | 0 | 0 | 0 | 0 | 0 | 0 | 0 | 0 | 0 | 0 | 0 | 0 | 0 | 0 | 0 | 0 | 0 | 0 | 0 | 0 | 0
2019-12-05 | 19-20 | 19-20 |  | 0 | 0.019419 | 0.0065952 | 0.046479 | 0.021458 | 0 | 0.00014338 | 2.9608e-05 | 0.00012122 | 0.00012204 |  |  | 0 | 0 | 0 | 0 |  | 0 | 0 | 0 | 0 | 0 | 0 | 0 | 0 | 0 | 0 | 0 | 0 | 0 | 0 | 0 | 0 | 0 | 0 | 0 | 0 | 0 | 0
2019-12-06 | 19-20 | 19-20 |  | 0 | 0.032 | 0.033304 | 0.011011 | 0.028778 | 0 | 0.00037565 | 0.00015544 | 0.0001891 | 0.00031189 |  |  | 0 | 0 | 0.00024081 | 3.6404e-05 |  | 0 | 0 | 0 | 0 | 0 | 0 | 0.00024081 | 3.6404e-05 | 0 | 0 | 0 | 0 | 0 | 0 | 0 | 0 | 0 | 0 | 0 | 0 | 0 | 0
2019-12-07 | 19-20 | 19-20 |  | 0 | 0.0087839 | 0.023449 | 0 | 0.0095678 | 0 | 6.0316e-05 | 0.00024427 | 0 | 7.8064e-05 |  |  | 0 | 0 | 0 | 0 |  | 0 | 0 | 0 | 0 | 0 | 0 | 0 | 0 | 0 | 0 | 0 | 0 | 0 | 0 | 0 | 0 | 0 | 0 | 0 | 0 | 0 | 0
2019-12-08 | 19-20 | 19-20 |  | 0 | 0.63787 | 0.030578 | 0.0019783 | 0.44669 | 0 | 0.0047237 | 0.00028621 | 1.4546e-05 | 0.0033168 |  |  | 0 | 0 | 0 | 0 |  | 0 | 0 | 0 | 0 | 0 | 0 | 0 | 0 | 0 | 0 | 0 | 0 | 0 | 0 | 0 | 0 | 0 | 0 | 0 | 0 | 0 | 0
2019-12-09 | 19-20 | 19-20 |  | 0 | 0.2673 | 0.00013324 | 0.00021092 | 0.18521 | 0 | 0.0035602 | 7.402e-06 | 7.273e-06 | 0.0024684 |  |  | 0 | 0 | 0 | 0 |  | 0 | 0 | 0 | 0 | 0 | 0 | 0 | 0 | 0 | 0 | 0 | 0 | 0 | 0 | 0 | 0 | 0 | 0 | 0 | 0 | 0 | 0
2019-12-10 | 19-20 | 19-20 |  | 0 | 0.33286 | 0.054898 | 0.34262 | 0.29052 | 0 | 0.0050618 | 0.00021096 | 0.0026401 | 0.0039368 |  |  | 0 | 0.016447 | 0 | 0.0024431 |  | 0 | 0.0001246 | 0 | 1.8508e-05 | 0 | 0.016447 | 0 | 0.0024431 | 0 | 0.0001246 | 0 | 1.8508e-05 | 0 | 0 | 0 | 0 | 0 | 0 | 0 | 0 | 0 | 0
2019-12-11 | 19-20 | 19-20 |  | 0 | 0.010087 | 0.051513 | 0.12079 | 0.032899 | 0 | 5.238e-05 | 0.00035283 | 0.00090913 | 0.00022613 |  |  | 0 | 0 | 0 | 0 |  | 0 | 0 | 0 | 0 | 0 | 0 | 0 | 0 | 0 | 0 | 0 | 0 | 0 | 0 | 0 | 0 | 0 | 0 | 0 | 0 | 0 | 0
2019-12-12 | 19-20 | 19-20 |  | 0 | 0.062826 | 0.092998 | 0.0025819 | 0.057724 | 0 | 0.0035049 | 0.00026647 | 7.273e-05 | 0.0024785 |  |  | 0.0046397 | 0 | 0 | 0.0032139 |  | 0.00019285 | 0 | 0 | 0.00013359 | 0.0046397 | 0 | 0 | 0.0032139 | 0.00019285 | 0 | 0 | 0.00013359 | 0 | 0 | 0 | 0 | 0 | 0 | 0 | 0 | 0 | 0
2019-12-13 | 19-20 | 19-20 |  | 0 | 0.019855 | 0 | 1.7876 | 0.28399 | 0 | 0.00066348 | 0 | 0.014895 | 0.0027114 |  |  | 0 | 0 | 0 | 0 |  | 0 | 0 | 0 | 0 | 0 | 0 | 0 | 0 | 0 | 0 | 0 | 0 | 0 | 0 | 0 | 0 | 0 | 0 | 0 | 0 | 0 | 0
2019-12-14 | 19-20 | 19-20 |  | 0 | 0.01669 | 0.0021614 | 0.047558 | 0.019072 | 0 | 4.9205e-05 | 1.4804e-05 | 0.00019637 | 6.597e-05 |  |  | 0 | 0 | 0 | 0 |  | 0 | 0 | 0 | 0 | 0 | 0 | 0 | 0 | 0 | 0 | 0 | 0 | 0 | 0 | 0 | 0 | 0 | 0 | 0 | 0 | 0 | 0
2019-12-15 | 19-20 | 19-20 |  | 0.82089 | 0.057681 | 3.2467 | 0.19979 | 0.55865 | 0.011897 | 0.000582 | 0.011964 | 0.00048002 | 0.002343 |  |  | 0 | 0 | 0 | 0 |  | 0 | 0 | 0 | 0 | 0 | 0 | 0 | 0 | 0 | 0 | 0 | 0 | 0 | 0 | 0 | 0 | 0 | 0 | 0 | 0 | 0 | 0
2019-12-16 | 19-20 | 19-20 |  | 0 | 0.38902 | 0 | 0.35585 | 0.32327 | 0 | 0.0059787 | 0 | 0.0040438 | 0.0047528 |  |  | 0 | 0 | 0 | 0 |  | 0 | 0 | 0 | 0 | 0 | 0 | 0 | 0 | 0 | 0 | 0 | 0 | 0 | 0 | 0 | 0 | 0 | 0 | 0 | 0 | 0 | 0
2019-12-17 | 19-20 | 19-20 |  | 0 | 0.19313 | 0.52271 | 0.52388 | 0.29062 | 0 | 0.0028386 | 0.004641 | 0.0018692 | 0.0029382 |  |  | 0 | 0 | 0 | 0 |  | 0 | 0 | 0 | 0 | 0 | 0 | 0 | 0 | 0 | 0 | 0 | 0 | 0 | 0 | 0 | 0 | 0 | 0 | 0 | 0 | 0 | 0
2019-12-18 | 19-20 | 19-20 |  | 0 | 0.85359 | 0.5197 | 0.21975 | 0.7017 | 0 | 0.0064564 | 0.001626 | 0.0015249 | 0.0049444 |  |  | 0 | 0 | 0 | 0 |  | 0 | 0 | 0 | 0 | 0 | 0 | 0 | 0 | 0 | 0 | 0 | 0 | 0 | 0 | 0 | 0 | 0 | 0 | 0 | 0 | 0 | 0
2019-12-19 | 19-20 | 19-20 |  | 0 | 0.54823 | 1.0141 | 0.19461 | 0.55981 | 0 | 0.0066628 | 0.01225 | 0.00064003 | 0.0065318 |  |  | 0 | 0 | 0 | 0 |  | 0 | 0 | 0 | 0 | 0 | 0 | 0 | 0 | 0 | 0 | 0 | 0 | 0 | 0 | 0 | 0 | 0 | 0 | 0 | 0 | 0 | 0
2019-12-20 | 19-20 |  | MED | 0.097207 | 1.6102 | 7.5915 | 60.2626 | 11.354 | 0.0015476 | 0.012983 | 0.038895 | 0.056754 | 0.023362 |  |  | 0 | 0 | 2.2458 | 0.33951 |  | 0 | 0 | 0.0060705 | 0.00091772 | 0 | 0 | 2.2458 | 0.33951 | 0 | 0 | 0.0060705 | 0.00091772 | 0 | 0 | 0 | 0 | 0 | 0 | 0 | 0 | 0 | 0
2019-12-21 | 19-20 | 19-20 |  | 0 | 0.68843 | 2.7276 | 2.582 | 1.2724 | 0 | 0.0067601 | 0.013168 | 0.0048947 | 0.0073787 |  |  | 0 | 0 | 0 | 0 |  | 0 | 0 | 0 | 0 | 0 | 0 | 0 | 0 | 0 | 0 | 0 | 0 | 0 | 0 | 0 | 0 | 0 | 0 | 0 | 0 | 0 | 0
2019-12-22 | 19-20 | 19-20 |  | 0 | 0.1698 | 0.25138 | 0.099022 | 0.16993 | 0 | 0.0013889 | 0.0034271 | 0.00046547 | 0.0015415 |  |  | 0 | 0 | 0 | 0 |  | 0 | 0 | 0 | 0 | 0 | 0 | 0 | 0 | 0 | 0 | 0 | 0 | 0 | 0 | 0 | 0 | 0 | 0 | 0 | 0 | 0 | 0
2019-12-23 | 19-20 | 19-20 |  | 0 | 0.043503 | 0.0042709 | 1.8216 | 0.30615 | 0 | 0.00042115 | 6.6618e-05 | 0.0066912 | 0.0013132 |  |  | 0 | 0 | 0 | 0 |  | 0 | 0 | 0 | 0 | 0 | 0 | 0 | 0 | 0 | 0 | 0 | 0 | 0 | 0 | 0 | 0 | 0 | 0 | 0 | 0 | 0 | 0
2019-12-24 | 19-20 | 19-20 |  | 0 | 0.0040184 | 0.22532 | 0.024903 | 0.040018 | 0 | 2.0105e-05 | 0.0014952 | 1.4546e-05 | 0.00023822 |  |  | 0 | 0 | 0 | 0 |  | 0 | 0 | 0 | 0 | 0 | 0 | 0 | 0 | 0 | 0 | 0 | 0 | 0 | 0 | 0 | 0 | 0 | 0 | 0 | 0 | 0 | 0
2019-12-25 | 19-20 | 19-20 |  | 0 | 0.13663 | 2.419 | 0.025376 | 0.4578 | 0 | 0.001737 | 0.0044338 | 0.00028365 | 0.0019047 |  |  | 0 | 0 | 0 | 0 |  | 0 | 0 | 0 | 0 | 0 | 0 | 0 | 0 | 0 | 0 | 0 | 0 | 0 | 0 | 0 | 0 | 0 | 0 | 0 | 0 | 0 | 0
2019-12-26 | 19-20 | 19-20 |  | 0 | 0.3591 | 0.014382 | 0.0054111 | 0.2517 | 0 | 0.0047052 | 8.8824e-05 | 5.0911e-05 | 0.0032802 |  |  | 0 | 0 | 0 | 0 |  | 0 | 0 | 0 | 0 | 0 | 0 | 0 | 0 | 0 | 0 | 0 | 0 | 0 | 0 | 0 | 0 | 0 | 0 | 0 | 0 | 0 | 0
2019-12-27 | 19-20 | 19-20 |  | 0 | 0.054318 | 0.30082 | 0.4496 | 0.15028 | 0 | 0.00092008 | 0.0039946 | 0.00096004 | 0.0013758 |  |  | 0 | 0 | 0 | 0 |  | 0 | 0 | 0 | 0 | 0 | 0 | 0 | 0 | 0 | 0 | 0 | 0 | 0 | 0 | 0 | 0 | 0 | 0 | 0 | 0 | 0 | 0
2019-12-28 | 19-20 | 19-20 |  | 0 | 0.48684 | 0.2529 | 0.27956 | 0.41706 | 0 | 0.0030724 | 0.0028202 | 0.0016219 | 0.0027924 |  |  | 0 | 0 | 0 | 0 |  | 0 | 0 | 0 | 0 | 0 | 0 | 0 | 0 | 0 | 0 | 0 | 0 | 0 | 0 | 0 | 0 | 0 | 0 | 0 | 0 | 0 | 0
2019-12-29 | 19-20 | 19-20 |  | 0.26971 | 0.27426 | 1.0027 | 2.162 | 0.6678 | 0.0015959 | 0.0011359 | 0.0081348 | 0.0031529 | 0.002484 |  |  | 0 | 0 | 0.455 | 0.068786 |  | 0 | 0 | 0.0007673 | 0.000116 | 0 | 0 | 0.455 | 0.068786 | 0 | 0 | 0.0007673 | 0.000116 | 0 | 0 | 0 | 0 | 0 | 0 | 0 | 0 | 0 | 0
2019-12-30 | 19-20 | 19-20 |  | 0.023649 | 0.75148 | 0.28162 | 1.9833 | 0.86239 | 0.00014509 | 0.0042999 | 0.010521 | 0.0029759 | 0.0049923 |  |  | 0 | 0 | 0.15198 | 0.022976 |  | 0 | 0 | 0.00084003 | 0.00012699 | 0 | 0 | 0.15198 | 0.022976 | 0 | 0 | 0.00084003 | 0.00012699 | 0 | 0 | 0 | 0 | 0 | 0 | 0 | 0 | 0 | 0
2019-12-31 | 19-20 | 19-20 |  | 0 | 0.35304 | 0.015557 | 0.32937 | 0.29666 | 0 | 0.0034989 | 0.00013077 | 0.00062548 | 0.0025376 |  |  | 0 | 0 | 0 | 0 |  | 0 | 0 | 0 | 0 | 0 | 0 | 0 | 0 | 0 | 0 | 0 | 0 | 0 | 0 | 0 | 0 | 0 | 0 | 0 | 0 | 0 | 0
2020-01-01 | 19-20 | 19-20 |  | 0 | 1.0304 | 0.19484 | 0.66854 | 0.84375 | 0 | 0.009132 | 0.00033309 | 0.0017128 | 0.0066342 |  |  | 0 | 0 | 0.234 | 0.035375 |  | 0 | 0 | 0.00059275 | 8.9609e-05 | 0 | 0 | 0.234 | 0.035375 | 0 | 0 | 0.00059275 | 8.9609e-05 | 0 | 0 | 0 | 0 | 0 | 0 | 0 | 0 | 0 | 0
2020-01-02 | 19-20 | 19-20 |  | 0 | 0.23877 | 0.25613 | 0.67507 | 0.3055 | 0 | 0.001637 | 0.0016654 | 0.0048511 | 0.0021147 |  |  | 0 | 0 | 0 | 0 |  | 0 | 0 | 0 | 0 | 0 | 0 | 0 | 0 | 0 | 0 | 0 | 0 | 0 | 0 | 0 | 0 | 0 | 0 | 0 | 0 | 0 | 0
2020-01-03 | 19-20 |  | MED | 0 | 0.34999 | 0.071624 | 55.2626 | 8.6074 | 0 | 0.0057517 | 0.00097213 | 0.0036583 | 0.0046817 |  |  | 0 | 0 | 0 | 0 |  | 0 | 0 | 0 | 0 | 0 | 0 | 0 | 0 | 0 | 0 | 0 | 0 | 0 | 0 | 0 | 0 | 0 | 0 | 0 | 0 | 0 | 0
2020-01-04 | 19-20 | 19-20 |  | 0 | 0.59749 | 0.12876 | 9.9681 | 1.9399 | 0 | 0.0022153 | 0.01225 | 0.015462 | 0.0056917 |  |  | 0 | 0 | 1.4655 | 0.22154 |  | 0 | 0 | 0.005142 | 0.00077735 | 0 | 0 | 1.4655 | 0.22154 | 0 | 0 | 0.005142 | 0.00077735 | 0 | 0 | 0 | 0 | 0 | 0 | 0 | 0 | 0 | 0
2020-01-05 | 19-20 | 19-20 |  | 0 | 1.2546 | 0.062344 | 0.42334 | 0.94234 | 0 | 0.0064982 | 0.0003923 | 0.0028838 | 0.0049956 |  |  | 0 | 0 | 0.0023557 | 0.00035613 |  | 0 | 0 | 3.6365e-06 | 5.4975e-07 | 0 | 0 | 0.0023557 | 0.00035613 | 0 | 0 | 3.6365e-06 | 5.4975e-07 | 0 | 0 | 0 | 0 | 0 | 0 | 0 | 0 | 0 | 0
2020-01-06 | 19-20 | 19-20 |  | 0 | 0.34955 | 0.01338 | 0.21162 | 0.27612 | 0 | 0.0035227 | 0.00018011 | 0.0001091 | 0.0024834 |  |  | 0 | 0 | 0 | 0 |  | 0 | 0 | 0 | 0 | 0 | 0 | 0 | 0 | 0 | 0 | 0 | 0 | 0 | 0 | 0 | 0 | 0 | 0 | 0 | 0 | 0 | 0
2020-01-07 | 19-20 | 19-20 |  | 0 | 0.251 | 0.12446 | 0.10685 | 0.20851 | 0 | 0.0079024 | 0.0011128 | 0.00054426 | 0.0057216 |  |  | 0 | 0 | 0.0069277 | 0.0010473 |  | 0 | 0 | 5.6972e-05 | 8.6127e-06 | 0 | 0 | 0.0069277 | 0.0010473 | 0 | 0 | 5.6972e-05 | 8.6127e-06 | 0 | 0 | 0 | 0 | 0 | 0 | 0 | 0 | 0 | 0
2020-01-08 | 19-20 | 19-20 |  | 0 | 0.27408 | 0.030644 | 0.03652 | 0.19993 | 0 | 0.0024317 | 0.00026647 | 0.00032486 | 0.0017731 |  |  | 0 | 0 | 0 | 0 |  | 0 | 0 | 0 | 0 | 0 | 0 | 0 | 0 | 0 | 0 | 0 | 0 | 0 | 0 | 0 | 0 | 0 | 0 | 0 | 0 | 0 | 0
2020-01-09 | 19-20 | 19-20 |  | 0 | 0.30149 | 0.056773 | 0.0066548 | 0.21828 | 0 | 0.0017925 | 0.00089564 | 2.1819e-05 | 0.001378 |  |  | 0 | 0 | 0 | 0 |  | 0 | 0 | 0 | 0 | 0 | 0 | 0 | 0 | 0 | 0 | 0 | 0 | 0 | 0 | 0 | 0 | 0 | 0 | 0 | 0 | 0 | 0
2020-01-10 | 19-20 | 19-20 |  | 0 | 0.40263 | 0.35622 | 18.9671 | 3.1992 | 0 | 0.0036904 | 0.0026573 | 0.022023 | 0.0062803 |  |  | 0 | 0 | 0.016952 | 0.0025627 |  | 0 | 0 | 0.00029819 | 4.5079e-05 | 0 | 0 | 0.016952 | 0.0025627 | 0 | 0 | 0.00029819 | 4.5079e-05 | 0 | 0 | 0 | 0 | 0 | 0 | 0 | 0 | 0 | 0
2020-01-11 | 19-20 | 19-20 |  | 0 | 0.0010904 | 0.095685 | 0.11168 | 0.031852 | 0 | 6.349e-06 | 0.00045152 | 0.00052366 | 0.00015063 |  |  | 0 | 0 | 0 | 0 |  | 0 | 0 | 0 | 0 | 0 | 0 | 0 | 0 | 0 | 0 | 0 | 0 | 0 | 0 | 0 | 0 | 0 | 0 | 0 | 0 | 0 | 0
2020-01-12 | 19-20 | 19-20 |  | 0 | 0.18608 | 0.004567 | 0.051784 | 0.13741 | 0 | 0.0023216 | 3.701e-05 | 0.00071276 | 0.0017214 |  |  | 0 | 0 | 0 | 0 |  | 0 | 0 | 0 | 0 | 0 | 0 | 0 | 0 | 0 | 0 | 0 | 0 | 0 | 0 | 0 | 0 | 0 | 0 | 0 | 0 | 0 | 0
2020-01-13 | 19-20 | 19-20 |  | 0 | 0.26856 | 0.73838 | 0.50822 | 0.37254 | 0 | 0.0016021 | 0.007624 | 0.0005382 | 0.0023236 |  |  | 0 | 0 | 0 | 0 |  | 0 | 0 | 0 | 0 | 0 | 0 | 0 | 0 | 0 | 0 | 0 | 0 | 0 | 0 | 0 | 0 | 0 | 0 | 0 | 0 | 0 | 0
2020-01-14 | 19-20 | 19-20 |  | 0 | 0.010297 | 0.005285 | 0.052438 | 0.015845 | 0 | 0.00015449 | 3.701e-05 | 0.00019395 | 0.00014184 |  |  | 0 | 0 | 0 | 0 |  | 0 | 0 | 0 | 0 | 0 | 0 | 0 | 0 | 0 | 0 | 0 | 0 | 0 | 0 | 0 | 0 | 0 | 0 | 0 | 0 | 0 | 0
2020-01-15 | 19-20 | 19-20 |  | 0 | 0.29855 | 0.040489 | 0.014655 | 0.21504 | 0 | 0.0028317 | 0.0003701 | 0.00028365 | 0.0020594 |  |  | 0 | 0 | 0 | 0 |  | 0 | 0 | 0 | 0 | 0 | 0 | 0 | 0 | 0 | 0 | 0 | 0 | 0 | 0 | 0 | 0 | 0 | 0 | 0 | 0 | 0 | 0
2020-01-16 | 19-20 | 19-20 |  | 0 | 0.28547 | 2.1138 | 1.6909 | 0.76735 | 0 | 0.0037137 | 0.02341 | 0.0069142 | 0.0070951 |  |  | 0 | 0 | 0 | 0 |  | 0 | 0 | 0 | 0 | 0 | 0 | 0 | 0 | 0 | 0 | 0 | 0 | 0 | 0 | 0 | 0 | 0 | 0 | 0 | 0 | 0 | 0
2020-01-17 | 19-20 | 19-20 |  | 0 | 0.46903 | 0 | 0.12672 | 0.34405 | 0 | 0.0029523 | 0 | 0.00066912 | 0.0021462 |  |  | 0 | 0 | 0 | 0 |  | 0 | 0 | 0 | 0 | 0 | 0 | 0 | 0 | 0 | 0 | 0 | 0 | 0 | 0 | 0 | 0 | 0 | 0 | 0 | 0 | 0 | 0
2020-01-18 | 19-20 | 19-20 |  | 0 | 0.6158 | 0 | 0 | 0.42657 | 0 | 0.0036428 | 0 | 0 | 0.0025234 |  |  | 0 | 0 | 0 | 0 |  | 0 | 0 | 0 | 0 | 0 | 0 | 0 | 0 | 0 | 0 | 0 | 0 | 0 | 0 | 0 | 0 | 0 | 0 | 0 | 0 | 0 | 0
2020-01-19 | 19-20 | 19-20 |  | 0 | 0.021052 | 1.2154 | 0.76224 | 0.31035 | 0 | 0.00011746 | 0.0058796 | 0.0063263 | 0.0019111 |  |  | 0 | 0 | 0.0060526 | 0.000915 |  | 0 | 0 | 4.7274e-05 | 7.1467e-06 | 0 | 0 | 0.0060526 | 0.000915 | 0 | 0 | 4.7274e-05 | 7.1467e-06 | 0 | 0 | 0 | 0 | 0 | 0 | 0 | 0 | 0 | 0
2020-01-20 | 19-20 | 19-20 |  | 0 | 0.45714 | 3.0778 | 0.93169 | 0.91468 | 0 | 0.0039417 | 0.022593 | 0.0023456 | 0.006441 |  |  | 0 | 0 | 0.15626 | 0.023623 |  | 0 | 0 | 0.00033092 | 5.0027e-05 | 0 | 0 | 0.15626 | 0.023623 | 0 | 0 | 0.00033092 | 5.0027e-05 | 0 | 0 | 0 | 0 | 0 | 0 | 0 | 0 | 0 | 0
2020-01-21 | 19-20 | 19-20 |  | 0 | 0.035177 | 0.023716 | 0.051748 | 0.035713 | 0 | 0.0001582 | 0.00024427 | 0.00022546 | 0.00017995 |  |  | 0 | 0 | 0 | 0 |  | 0 | 0 | 0 | 0 | 0 | 0 | 0 | 0 | 0 | 0 | 0 | 0 | 0 | 0 | 0 | 0 | 0 | 0 | 0 | 0 | 0 | 0
2020-01-22 | 19-20 | 19-20 |  | 0 | 0.28521 | 0.00092525 | 1.4296 | 0.41382 | 0 | 0.0019603 | 7.402e-06 | 0.0032365 | 0.0018483 |  |  | 0 | 0 | 0 | 0 |  | 0 | 0 | 0 | 0 | 0 | 0 | 0 | 0 | 0 | 0 | 0 | 0 | 0 | 0 | 0 | 0 | 0 | 0 | 0 | 0 | 0 | 0
2020-01-23 | 19-20 | 19-20 |  | 0 | 0.57388 | 0.17007 | 3.0153 | 0.87862 | 0 | 0.0036925 | 0.013403 | 0.023746 | 0.0081385 |  |  | 0 | 0 | 0.11482 | 0.017358 |  | 0 | 0 | 0.00042183 | 6.3771e-05 | 0 | 0 | 0.11482 | 0.017358 | 0 | 0 | 0.00042183 | 6.3771e-05 | 0 | 0 | 0 | 0 | 0 | 0 | 0 | 0 | 0 | 0
2020-01-24 | 19-20 | 19-20 |  | 0 | 0.032107 | 0 | 0.36491 | 0.077405 | 0 | 0.0001582 | 0 | 0.0011964 | 0.00029045 |  |  | 0 | 0 | 0.3112 | 0.047045 |  | 0 | 0 | 0.0010873 | 0.00016438 | 0 | 0 | 0.3112 | 0.047045 | 0 | 0 | 0.0010873 | 0.00016438 | 0 | 0 | 0 | 0 | 0 | 0 | 0 | 0 | 0 | 0
2020-01-25 | 19-20 | 19-20 |  | 0 | 0.034681 | 0.037812 | 0.49277 | 0.10414 | 0 | 0.00037248 | 0.00068345 | 0.0030122 | 0.00081491 |  |  | 0 | 0 | 0.17649 | 0.026682 |  | 0 | 0 | 0.0011164 | 0.00016877 | 0 | 0 | 0.17649 | 0.026682 | 0 | 0 | 0.0011164 | 0.00016877 | 0 | 0 | 0 | 0 | 0 | 0 | 0 | 0 | 0 | 0
2020-01-26 | 19-20 | 19-20 |  | 0 | 0.00022222 | 0.011399 | 0.083611 | 0.014487 | 0 | 1.5873e-06 | 7.402e-06 | 0.00060366 | 9.3457e-05 |  |  | 0 | 0 | 0 | 0 |  | 0 | 0 | 0 | 0 | 0 | 0 | 0 | 0 | 0 | 0 | 0 | 0 | 0 | 0 | 0 | 0 | 0 | 0 | 0 | 0 | 0 | 0
2020-01-27 | 19-20 | 19-20 |  | 0 | 0.10269 | 0.033131 | 0.44904 | 0.14394 | 0 | 0.0022391 | 0.00051814 | 0.0018546 | 0.0019084 |  |  | 0 | 0 | 0 | 0 |  | 0 | 0 | 0 | 0 | 0 | 0 | 0 | 0 | 0 | 0 | 0 | 0 | 0 | 0 | 0 | 0 | 0 | 0 | 0 | 0 | 0 | 0
2020-01-28 | 19-20 | 19-20 |  | 0 | 0.13153 | 0.067299 | 0.39821 | 0.1613 | 0 | 0.0013952 | 5.9216e-05 | 0.0018207 | 0.0012505 |  |  | 0 | 0 | 0 | 0 |  | 0 | 0 | 0 | 0 | 0 | 0 | 0 | 0 | 0 | 0 | 0 | 0 | 0 | 0 | 0 | 0 | 0 | 0 | 0 | 0 | 0 | 0
2020-01-29 | 19-20 | 19-20 |  | 0 | 0.060098 | 0.0040711 | 0.53944 | 0.12378 | 0 | 0.00030317 | 1.4804e-05 | 0.0010764 | 0.00037493 |  |  | 0 | 0 | 0 | 0 |  | 0 | 0 | 0 | 0 | 0 | 0 | 0 | 0 | 0 | 0 | 0 | 0 | 0 | 0 | 0 | 0 | 0 | 0 | 0 | 0 | 0 | 0
2020-01-30 | 19-20 | 19-20 |  | 0.0044976 | 0.61516 | 0.17426 | 4.2975 | 1.1017 | 0.00014509 | 0.004748 | 0.0073206 | 0.022837 | 0.0078299 |  |  | 0 | 0 | 0 | 0 |  | 0 | 0 | 0 | 0 | 0 | 0 | 0 | 0 | 0 | 0 | 0 | 0 | 0 | 0 | 0 | 0 | 0 | 0 | 0 | 0 | 0 | 0
2020-01-31 | 19-20 | 19-20 |  | 0 | 2.2203 | 7.7373 | 16.4409 | 5.1728 | 0 | 0.023471 | 0.036669 | 0.086707 | 0.034813 |  |  | 0 | 0.00097039 | 0.63245 | 0.095755 |  | 0 | 1.4804e-05 | 0.0011709 | 0.00017922 | 0 | 0.00097039 | 0.63245 | 0.095755 | 0 | 1.4804e-05 | 0.0011709 | 0.00017922 | 0 | 0 | 0 | 0 | 0 | 0 | 0 | 0 | 0 | 0
2020-02-01 | 19-20 | 19-20 |  | 0 | 0.98435 | -0.018828 | 7.5179 | 1.8156 | 0 | 0.0045131 | 0.017554 | 0.012884 | 0.0076815 |  |  | 0 | 0.23069 | 1.3916 | 0.24464 |  | 0 | 0.00015174 | 0.0028765 | 0.00045739 | 0 | 0.23069 | 1.3916 | 0.24464 | 0 | 0.00015174 | 0.0028765 | 0.00045739 | 0 | 0 | 0 | 0 | 0 | 0 | 0 | 0 | 0 | 0
2020-02-02 | 19-20 | 19-20 |  | 0 | 0.13886 | 0.023272 | 0.75949 | 0.21446 | 0 | 0.0010254 | 5.9216e-05 | 0.0012946 | 0.00091478 |  |  | 0 | 0 | 0 | 0 |  | 0 | 0 | 0 | 0 | 0 | 0 | 0 | 0 | 0 | 0 | 0 | 0 | 0 | 0 | 0 | 0 | 0 | 0 | 0 | 0 | 0 | 0
2020-02-03 | 19-20 | 19-20 |  | 0 | 0.031296 | 0.042211 | 0.045871 | 0.034883 | 0 | 0.00042221 | 0.00032322 | 0.00040002 | 0.00040095 |  |  | 0 | 0 | 0 | 0 |  | 0 | 0 | 0 | 0 | 0 | 0 | 0 | 0 | 0 | 0 | 0 | 0 | 0 | 0 | 0 | 0 | 0 | 0 | 0 | 0 | 0 | 0
2020-02-04 | 19-20 | 19-20 |  | 0 | 0.079002 | 0.021557 | 0.31787 | 0.10598 | 0 | 0.0011989 | 0.00015791 | 0.0023055 | 0.0012025 |  |  | 0 | 0 | 0 | 0 |  | 0 | 0 | 0 | 0 | 0 | 0 | 0 | 0 | 0 | 0 | 0 | 0 | 0 | 0 | 0 | 0 | 0 | 0 | 0 | 0 | 0 | 0
2020-02-05 | 19-20 | 19-20 |  | 0 | 0.28622 | 0.039423 | 0.58922 | 0.2932 | 0 | 0.0018534 | 0.00039971 | 0.014291 | 0.0035037 |  |  | 0 | 0 | 0 | 0 |  | 0 | 0 | 0 | 0 | 0 | 0 | 0 | 0 | 0 | 0 | 0 | 0 | 0 | 0 | 0 | 0 | 0 | 0 | 0 | 0 | 0 | 0
2020-02-06 | 19-20 | 19-20 |  | 0.35686 | 0.44817 | 0.29643 | 1.0718 | 0.51922 | 0.0028533 | 0.010111 | 0.0024204 | 0.007833 | 0.0085695 |  |  | 0 | 0 | 0 | 0 |  | 0 | 0 | 0 | 0 | 0 | 0 | 0 | 0 | 0 | 0 | 0 | 0 | 0 | 0 | 0 | 0 | 0 | 0 | 0 | 0 | 0 | 0
2020-02-07 | 19-20 | 19-20 |  | 0 | 0.03983 | 2.0298 | 13.9871 | 2.4436 | 0 | 0.0010301 | 0.024293 | 0.05186 | 0.012162 |  |  | 0 | 0 | 0.22501 | 0.034016 |  | 0 | 0 | 0.00089094 | 0.00013469 | 0 | 0 | 0.22501 | 0.034016 | 0 | 0 | 0.00089094 | 0.00013469 | 0 | 0 | 0 | 0 | 0 | 0 | 0 | 0 | 0 | 0
2020-02-08 | 19-20 | 19-20 |  | 0 | 0.419 | 0.36866 | 5.357 | 1.1548 | 0 | 0.0037951 | 0.0049519 | 0.023557 | 0.0069257 |  |  | 0 | 0 | 0 | 0 |  | 0 | 0 | 0 | 0 | 0 | 0 | 0 | 0 | 0 | 0 | 0 | 0 | 0 | 0 | 0 | 0 | 0 | 0 | 0 | 0 | 0 | 0
2020-02-09 | 19-20 | 19-20 |  | 0 | 0.6022 | 0.030037 | 0.079901 | 0.43369 | 0 | 0.0062845 | 0.00024427 | 0.00024001 | 0.0044259 |  |  | 0 | 0 | 0 | 0 |  | 0 | 0 | 0 | 0 | 0 | 0 | 0 | 0 | 0 | 0 | 0 | 0 | 0 | 0 | 0 | 0 | 0 | 0 | 0 | 0 | 0 | 0
2020-02-10 | 19-20 | 19-20 |  | 0.039463 | 0.012203 | 0.0010511 | 0.18467 | 0.036826 | 0.00058034 | 4.4443e-05 | 7.402e-06 | 0.0010328 | 0.00019241 |  |  | 0 | 0 | 0 | 0 |  | 0 | 0 | 0 | 0 | 0 | 0 | 0 | 0 | 0 | 0 | 0 | 0 | 0 | 0 | 0 | 0 | 0 | 0 | 0 | 0 | 0 | 0
2020-02-11 | 19-20 | 19-20 |  | 0 | 0.007231 | 0.79867 | 0.1864 | 0.15182 | 0 | 4.3914e-05 | 0.0074143 | 0.0088585 | 0.0024709 |  |  | 0 | 0 | 0.0011241 | 0.00016994 |  | 0 | 0 | 0 | 0 | 0 | 0 | 0.0011241 | 0.00016994 | 0 | 0 | 0 | 0 | 0 | 0 | 0 | 0 | 0 | 0 | 0 | 0 | 0 | 0
2020-02-12 | 19-20 | 19-20 |  | 0 | 0.060029 | 0.34052 | 1.2196 | 0.27654 | 0 | 0.00045078 | 0.0012139 | 0.0038256 | 0.0010709 |  |  | 0 | 0 | 0 | 0 |  | 0 | 0 | 0 | 0 | 0 | 0 | 0 | 0 | 0 | 0 | 0 | 0 | 0 | 0 | 0 | 0 | 0 | 0 | 0 | 0 | 0 | 0
2020-02-13 | 19-20 | 19-20 |  | 0 | 0.53075 | 0.024367 | 0.1188 | 0.38923 | 0 | 0.006357 | 3.9477e-05 | 6.5457e-05 | 0.0044193 |  |  | 0 | 0 | 0 | 0 |  | 0 | 0 | 0 | 0 | 0 | 0 | 0 | 0 | 0 | 0 | 0 | 0 | 0 | 0 | 0 | 0 | 0 | 0 | 0 | 0 | 0 | 0
2020-02-14 | 19-20 | 19-20 |  | 0 | 0.029972 | 0.078229 | 0.35206 | 0.085604 | 0 | 0.00028253 | 0.00082655 | 0.0011855 | 0.00049771 |  |  | 0 | 0 | 0 | 0 |  | 0 | 0 | 0 | 0 | 0 | 0 | 0 | 0 | 0 | 0 | 0 | 0 | 0 | 0 | 0 | 0 | 0 | 0 | 0 | 0 | 0 | 0
2020-02-15 | 19-20 | 19-20 |  | 0 | 0.055297 | 0.014597 | 2.0689 | 0.35323 | 0 | 0.00026349 | 0.00012583 | 0.0044729 | 0.0008774 |  |  | 0 | 0 | 0 | 0 |  | 0 | 0 | 0 | 0 | 0 | 0 | 0 | 0 | 0 | 0 | 0 | 0 | 0 | 0 | 0 | 0 | 0 | 0 | 0 | 0 | 0 | 0
2020-02-16 | 19-20 | 19-20 |  | 0 | 0.00020158 | 0 | 0.58721 | 0.088911 | 0 | 1.5873e-06 | 0 | 0.0018037 | 0.00027378 |  |  | 0 | 0 | 0 | 0 |  | 0 | 0 | 0 | 0 | 0 | 0 | 0 | 0 | 0 | 0 | 0 | 0 | 0 | 0 | 0 | 0 | 0 | 0 | 0 | 0 | 0 | 0
2020-02-17 | 19-20 | 19-20 |  | 0 | 0.004056 | 0.035253 | 0.47253 | 0.079481 | 0 | 4.9734e-05 | 0.00020479 | 0.0024268 | 0.00043174 |  |  | 0 | 0 | 0 | 0 |  | 0 | 0 | 0 | 0 | 0 | 0 | 0 | 0 | 0 | 0 | 0 | 0 | 0 | 0 | 0 | 0 | 0 | 0 | 0 | 0 | 0 | 0
2020-02-18 | 19-20 | 19-20 |  | 0 | 0.2015 | 0.52228 | 0.023996 | 0.22078 | 0 | 0.003201 | 0.00089564 | 0.00012122 | 0.0023687 |  |  | 0 | 0 | 0 | 0 |  | 0 | 0 | 0 | 0 | 0 | 0 | 0 | 0 | 0 | 0 | 0 | 0 | 0 | 0 | 0 | 0 | 0 | 0 | 0 | 0 | 0 | 0
2020-02-19 | 19-20 | 19-20 |  | 0.51665 | 0.059507 | 0.0012953 | 0.014575 | 0.047532 | 0.0075444 | 0.00018941 | 7.402e-06 | 0.0002691 | 0.00023016 |  |  | 0 | 0 | 0 | 0 |  | 0 | 0 | 0 | 0 | 0 | 0 | 0 | 0 | 0 | 0 | 0 | 0 | 0 | 0 | 0 | 0 | 0 | 0 | 0 | 0 | 0 | 0
2020-02-20 | 19-20 | 19-20 |  | 0 | 0.014789 | 0.90768 | 0.36573 | 0.20036 | 0 | 0.00088887 | 0.0090008 | 0.0005479 | 0.0020355 |  |  | 0 | 0 | 0 | 0 |  | 0 | 0 | 0 | 0 | 0 | 0 | 0 | 0 | 0 | 0 | 0 | 0 | 0 | 0 | 0 | 0 | 0 | 0 | 0 | 0 | 0 | 0
2020-02-21 | 19-20 | 19-20 |  | 0 | 0.0077437 | 0.029978 | 0.048511 | 0.017151 | 0 | 7.6188e-05 | 0.00015544 | 0.0009964 | 0.0002265 |  |  | 0 | 0 | 0 | 0 |  | 0 | 0 | 0 | 0 | 0 | 0 | 0 | 0 | 0 | 0 | 0 | 0 | 0 | 0 | 0 | 0 | 0 | 0 | 0 | 0 | 0 | 0
2020-02-22 | 19-20 | 19-20 |  | 0 | 0.35784 | 0.022398 | 0.10462 | 0.26702 | 0 | 0.0046829 | 0.00018011 | 0.00059639 | 0.0033608 |  |  | 0 | 0 | 0 | 0 |  | 0 | 0 | 0 | 0 | 0 | 0 | 0 | 0 | 0 | 0 | 0 | 0 | 0 | 0 | 0 | 0 | 0 | 0 | 0 | 0 | 0 | 0
2020-02-23 | 19-20 | 19-20 |  | 0 | 0.22423 | 0.017459 | 0.076432 | 0.16947 | 0 | 0.002674 | 8.6356e-05 | 0.00022546 | 0.0018992 |  |  | 0 | 0 | 0 | 0 |  | 0 | 0 | 0 | 0 | 0 | 0 | 0 | 0 | 0 | 0 | 0 | 0 | 0 | 0 | 0 | 0 | 0 | 0 | 0 | 0 | 0 | 0
2020-02-24 | 19-20 | 19-20 |  | 0 | 0.16927 | 0 | 0.0089604 | 0.11861 | 0 | 0.0019058 | 0 | 3.6365e-05 | 0.0013256 |  |  | 0 | 0 | 0 | 0 |  | 0 | 0 | 0 | 0 | 0 | 0 | 0 | 0 | 0 | 0 | 0 | 0 | 0 | 0 | 0 | 0 | 0 | 0 | 0 | 0 | 0 | 0
2020-02-25 | 19-20 | 19-20 |  | 0 | 0.049488 | 0.0038416 | 0.037107 | 0.04046 | 0 | 0.00029735 | 2.2206e-05 | 0.00012364 | 0.00022796 |  |  | 0 | 0 | 0 | 0 |  | 0 | 0 | 0 | 0 | 0 | 0 | 0 | 0 | 0 | 0 | 0 | 0 | 0 | 0 | 0 | 0 | 0 | 0 | 0 | 0 | 0 | 0
2020-02-26 | 19-20 | 19-20 |  | 0 | 0.16647 | 0.006948 | 0.14641 | 0.13848 | 0 | 0.0029407 | 5.4281e-05 | 9.4549e-05 | 0.0020594 |  |  | 0 | 0 | 0 | 0 |  | 0 | 0 | 0 | 0 | 0 | 0 | 0 | 0 | 0 | 0 | 0 | 0 | 0 | 0 | 0 | 0 | 0 | 0 | 0 | 0 | 0 | 0
2020-02-27 | 19-20 | 19-20 |  | 0 | 0.026834 | 0.22623 | 0.63496 | 0.14818 | 0 | 0.00025237 | 0.00072046 | 0.0030765 | 0.00074693 |  |  | 0 | 0 | 0 | 0 |  | 0 | 0 | 0 | 0 | 0 | 0 | 0 | 0 | 0 | 0 | 0 | 0 | 0 | 0 | 0 | 0 | 0 | 0 | 0 | 0 | 0 | 0
2020-02-28 | 19-20 | 19-20 |  | 0 | 0.038313 | 0.36593 | 0.013702 | 0.082967 | 0 | 0.00015079 | 0.0032791 | 2.9092e-05 | 0.00059593 |  |  | 0 | 0 | 0 | 0 |  | 0 | 0 | 0 | 0 | 0 | 0 | 0 | 0 | 0 | 0 | 0 | 0 | 0 | 0 | 0 | 0 | 0 | 0 | 0 | 0 | 0 | 0
2020-02-29 | 19-20 | 19-20 |  | 0 | 0.099251 | 0 | 2.7895 | 0.49046 | 0 | 0.00030634 | 0 | 0.0037747 | 0.00078284 |  |  | 0 | 0 | 0 | 0 |  | 0 | 0 | 0 | 0 | 0 | 0 | 0 | 0 | 0 | 0 | 0 | 0 | 0 | 0 | 0 | 0 | 0 | 0 | 0 | 0 | 0 | 0
2020-03-01 | 19-20 | 19-20 |  | 0 | 0.033425 | 0.37039 | 1.1156 | 0.24683 | 0 | 0.00012963 | 0.0038441 | 0.0032147 | 0.0011468 |  |  | 0 | 0 | 0 | 0 |  | 0 | 0 | 0 | 0 | 0 | 0 | 0 | 0 | 0 | 0 | 0 | 0 | 0 | 0 | 0 | 0 | 0 | 0 | 0 | 0 | 0 | 0
2020-03-02 | 19-20 | 19-20 |  | 0 | 0.78126 | 0.039344 | 0.41994 | 0.61051 | 0 | 0.0069538 | 0.00033062 | 0.0026813 | 0.0052714 |  |  | 0 | 0 | 0 | 0 |  | 0 | 0 | 0 | 0 | 0 | 0 | 0 | 0 | 0 | 0 | 0 | 0 | 0 | 0 | 0 | 0 | 0 | 0 | 0 | 0 | 0 | 0
2020-03-03 | 19-20 | 19-20 |  | 0 | 0.19375 | 1.7761 | 0 | 0.39803 | 0 | 0.0007148 | 0.0049297 | 0 | 0.0012274 |  |  | 0 | 0 | 0 | 0 |  | 0 | 0 | 0 | 0 | 0 | 0 | 0 | 0 | 0 | 0 | 0 | 0 | 0 | 0 | 0 | 0 | 0 | 0 | 0 | 0 | 0 | 0
2020-03-04 | 19-20 | 19-20 |  | 0 | 0.030266 | 0.44094 | 1.4312 | 0.30283 | 0 | 0.00026031 | 0.012598 | 0.011331 | 0.0037647 |  |  | 0 | 0 | 0 | 0 |  | 0 | 0 | 0 | 0 | 0 | 0 | 0 | 0 | 0 | 0 | 0 | 0 | 0 | 0 | 0 | 0 | 0 | 0 | 0 | 0 | 0 | 0
2020-03-05 | 19-20 | 19-20 |  | 0 | 0.068726 | 0.013427 | 0.016393 | 0.052079 | 0 | 0.0016439 | 5.9216e-05 | 0.00033456 | 0.0011981 |  |  | 0 | 0 | 0 | 0 |  | 0 | 0 | 0 | 0 | 0 | 0 | 0 | 0 | 0 | 0 | 0 | 0 | 0 | 0 | 0 | 0 | 0 | 0 | 0 | 0 | 0 | 0
2020-03-06 | 19-20 | 19-20 |  | 0 | 0.0092204 | 0 | 0.01611 | 0.0088224 | 0 | 5.185e-05 | 0 | 0.00018183 | 6.3404e-05 |  |  | 0 | 0 | 0 | 0 |  | 0 | 0 | 0 | 0 | 0 | 0 | 0 | 0 | 0 | 0 | 0 | 0 | 0 | 0 | 0 | 0 | 0 | 0 | 0 | 0 | 0 | 0
2020-03-07 | 19-20 | 19-20 |  | 0 | 0.015323 | 0.023997 | 0.0018692 | 0.014461 | 0 | 8.4654e-05 | 9.6226e-05 | 7.273e-06 | 7.4033e-05 |  |  | 0 | 0 | 0 | 0 |  | 0 | 0 | 0 | 0 | 0 | 0 | 0 | 0 | 0 | 0 | 0 | 0 | 0 | 0 | 0 | 0 | 0 | 0 | 0 | 0 | 0 | 0
2020-03-08 | 19-20 | 19-20 |  | 0 | 0.099135 | 0.0045374 | 0 | 0.069345 | 0 | 0.001965 | 1.4804e-05 | 0 | 0.0013634 |  |  | 0 | 0 | 0 | 0 |  | 0 | 0 | 0 | 0 | 0 | 0 | 0 | 0 | 0 | 0 | 0 | 0 | 0 | 0 | 0 | 0 | 0 | 0 | 0 | 0 | 0 | 0
2020-03-09 | 19-20 | 19-20 |  | 0 | 0.073383 | 0.036107 | 0.94327 | 0.1988 | 0 | 0.0040189 | 0.00013324 | 0.0067348 | 0.0038219 |  |  | 0 | 0 | 0 | 0 |  | 0 | 0 | 0 | 0 | 0 | 0 | 0 | 0 | 0 | 0 | 0 | 0 | 0 | 0 | 0 | 0 | 0 | 0 | 0 | 0 | 0 | 0
2020-03-10 | 19-20 | 19-20 |  | 0 | 0.36801 | 0.033723 | 0.45808 | 0.32918 | 0 | 0.0044073 | 0.00038244 | 0.0044996 | 0.00379 |  |  | 0 | 0 | 0 | 0 |  | 0 | 0 | 0 | 0 | 0 | 0 | 0 | 0 | 0 | 0 | 0 | 0 | 0 | 0 | 0 | 0 | 0 | 0 | 0 | 0 | 0 | 0
2020-03-11 | 19-20 | 19-20 |  | 0 | 0.074181 | 0.061244 | 0.0027637 | 0.0609 | 0 | 0.0011365 | 0.00048113 | 1.4546e-05 | 0.00086091 |  |  | 0 | 0 | 0 | 0 |  | 0 | 0 | 0 | 0 | 0 | 0 | 0 | 0 | 0 | 0 | 0 | 0 | 0 | 0 | 0 | 0 | 0 | 0 | 0 | 0 | 0 | 0
2020-03-12 | 19-20 | 19-20 |  | 0 | 0.086719 | 0.0026721 | 0.24752 | 0.097887 | 0 | 0.0036121 | 4.6879e-05 | 0.00098186 | 0.0026575 |  |  | 0 | 0 | 0 | 0 |  | 0 | 0 | 0 | 0 | 0 | 0 | 0 | 0 | 0 | 0 | 0 | 0 | 0 | 0 | 0 | 0 | 0 | 0 | 0 | 0 | 0 | 0
2020-03-13 | 19-20 | 19-20 |  | 0 | 0.38013 | 0.04302 | 0.06073 | 0.27889 | 0 | 0.0045703 | 0.00028128 | 8.9701e-05 | 0.0032212 |  |  | 0 | 0 | 0 | 0 |  | 0 | 0 | 0 | 0 | 0 | 0 | 0 | 0 | 0 | 0 | 0 | 0 | 0 | 0 | 0 | 0 | 0 | 0 | 0 | 0 | 0 | 0
2020-03-14 | 19-20 | 19-20 |  | 0 | 0.20719 | 0.59055 | 1.2671 | 0.4228 | 0 | 0.0016423 | 0.0056304 | 0.0063675 | 0.0029366 |  |  | 0 | 0 | 0.27133 | 0.041018 |  | 0 | 0 | 0.0022073 | 0.0003337 | 0 | 0 | 0.27133 | 0.041018 | 0 | 0 | 0.0022073 | 0.0003337 | 0 | 0 | 0 | 0 | 0 | 0 | 0 | 0 | 0 | 0
2020-03-15 | 19-20 | 19-20 |  | 0 | 0.20057 | 0.27721 | 0.74421 | 0.29262 | 0 | 0.0012412 | 0.0018283 | 0.0037892 | 0.0017042 |  |  | 0 | 0 | 0 | 0 |  | 0 | 0 | 0 | 0 | 0 | 0 | 0 | 0 | 0 | 0 | 0 | 0 | 0 | 0 | 0 | 0 | 0 | 0 | 0 | 0 | 0 | 0
2020-03-16 | 19-20 | 19-20 |  | 0 | 0.051156 | 0.44221 | 0.21771 | 0.13403 | 0 | 0.0005894 | 0.0054627 | 0.00062548 | 0.0013143 |  |  | 0 | 0 | 0 | 0 |  | 0 | 0 | 0 | 0 | 0 | 0 | 0 | 0 | 0 | 0 | 0 | 0 | 0 | 0 | 0 | 0 | 0 | 0 | 0 | 0 | 0 | 0
2020-03-17 | 19-20 | 19-20 |  | 0 | 0.0025163 | 0.0078239 | 1.2127 | 0.18624 | 0 | 2.4867e-05 | 2.2206e-05 | 0.0080367 | 0.0012355 |  |  | 0 | 0 | 0 | 0 |  | 0 | 0 | 0 | 0 | 0 | 0 | 0 | 0 | 0 | 0 | 0 | 0 | 0 | 0 | 0 | 0 | 0 | 0 | 0 | 0 | 0 | 0
2020-03-18 | 19-20 | 19-20 |  | 0 | 0.068409 | 0.006494 | 0.056475 | 0.05689 | 0 | 0.0002238 | 3.2075e-05 | 0.00015273 | 0.00018288 |  |  | 0 | 0 | 0 | 0 |  | 0 | 0 | 0 | 0 | 0 | 0 | 0 | 0 | 0 | 0 | 0 | 0 | 0 | 0 | 0 | 0 | 0 | 0 | 0 | 0 | 0 | 0
2020-03-19 | 19-20 | 19-20 |  | 0 | 0.20596 | 0.019401 | 0.0011782 | 0.14573 | 0 | 0.0045777 | 8.1422e-05 | 7.273e-06 | 0.0031842 |  |  | 0 | 0 | 0 | 0 |  | 0 | 0 | 0 | 0 | 0 | 0 | 0 | 0 | 0 | 0 | 0 | 0 | 0 | 0 | 0 | 0 | 0 | 0 | 0 | 0 | 0 | 0
2020-03-20 | 19-20 | 19-20 |  | 0 | 0.0099495 | 0.095967 | 0.44961 | 0.089117 | 0 | 0.00010688 | 0.0012879 | 0.001891 | 0.00055122 |  |  | 0 | 0 | 0 | 0 |  | 0 | 0 | 0 | 0 | 0 | 0 | 0 | 0 | 0 | 0 | 0 | 0 | 0 | 0 | 0 | 0 | 0 | 0 | 0 | 0 | 0 | 0
2020-03-21 | 19-20 | 19-20 |  | 0 | 0.094029 | 0.00028868 | 0.078039 | 0.076974 | 0 | 0.00042909 | 7.402e-06 | 0.00093822 | 0.00044017 |  |  | 0 | 0 | 0 | 0 |  | 0 | 0 | 0 | 0 | 0 | 0 | 0 | 0 | 0 | 0 | 0 | 0 | 0 | 0 | 0 | 0 | 0 | 0 | 0 | 0 | 0 | 0
2020-03-22 | 19-20 | 19-20 |  | 0 | 0.013531 | 0 | 0.41925 | 0.072754 | 0 | 0.00010793 | 0 | 0.0019443 | 0.0003687 |  |  | 0 | 0 | 0 | 0 |  | 0 | 0 | 0 | 0 | 0 | 0 | 0 | 0 | 0 | 0 | 0 | 0 | 0 | 0 | 0 | 0 | 0 | 0 | 0 | 0 | 0 | 0
2020-03-23 | 19-20 | 19-20 |  | 0 | 0.047714 | 1.4683 | 0.00032001 | 0.2512 | 0 | 0.00060316 | 0.011974 | 7.273e-06 | 0.0021975 |  |  | 0 | 0 | 0 | 0 |  | 0 | 0 | 0 | 0 | 0 | 0 | 0 | 0 | 0 | 0 | 0 | 0 | 0 | 0 | 0 | 0 | 0 | 0 | 0 | 0 | 0 | 0
2020-03-24 | 19-20 | 19-20 |  | 0 | 0.039977 | 0.17677 | 0.49392 | 0.12862 | 0 | 0.00012222 | 0.00067111 | 0.00098671 | 0.00033351 |  |  | 0 | 0 | 0 | 0 |  | 0 | 0 | 0 | 0 | 0 | 0 | 0 | 0 | 0 | 0 | 0 | 0 | 0 | 0 | 0 | 0 | 0 | 0 | 0 | 0 | 0 | 0
2020-03-25 | 19-20 | 19-20 |  | 0 | 0.044436 | 0.27247 | 0.28867 | 0.11489 | 0 | 0.00031005 | 0.0015618 | 0.0012291 | 0.00063258 |  |  | 0 | 0 | 0 | 0 |  | 0 | 0 | 0 | 0 | 0 | 0 | 0 | 0 | 0 | 0 | 0 | 0 | 0 | 0 | 0 | 0 | 0 | 0 | 0 | 0 | 0 | 0
2020-03-26 | 19-20 | 19-20 |  | 0 | 0 | 0.69813 | 0.17295 | 0.12985 | 0 | 0 | 0.012295 | 0.00086549 | 0.0019571 |  |  | 0 | 0 | 0 | 0 |  | 0 | 0 | 0 | 0 | 0 | 0 | 0 | 0 | 0 | 0 | 0 | 0 | 0 | 0 | 0 | 0 | 0 | 0 | 0 | 0 | 0 | 0
2020-03-27 | 19-20 | 19-20 |  | 0 | 0.021707 | 0.020499 | 0.37047 | 0.074087 | 0 | 0.00022486 | 0.0001357 | 0.00062548 | 0.00027048 |  |  | 0 | 0 | 0 | 0 |  | 0 | 0 | 0 | 0 | 0 | 0 | 0 | 0 | 0 | 0 | 0 | 0 | 0 | 0 | 0 | 0 | 0 | 0 | 0 | 0 | 0 | 0
2020-03-28 | 19-20 | 19-20 |  | 0 | 0.0088908 | 0.0039823 | 0.14673 | 0.028933 | 0 | 6.4019e-05 | 1.4804e-05 | 0.0005382 | 0.00012791 |  |  | 0 | 0 | 0 | 0 |  | 0 | 0 | 0 | 0 | 0 | 0 | 0 | 0 | 0 | 0 | 0 | 0 | 0 | 0 | 0 | 0 | 0 | 0 | 0 | 0 | 0 | 0
2020-03-29 | 19-20 | 19-20 |  | 0 | 0.059937 | 0.057876 | 0 | 0.050115 | 0 | 0.0004148 | 0.00079201 | 0 | 0.00040498 |  |  | 0 | 0 | 0 | 0 |  | 0 | 0 | 0 | 0 | 0 | 0 | 0 | 0 | 0 | 0 | 0 | 0 | 0 | 0 | 0 | 0 | 0 | 0 | 0 | 0 | 0 | 0
2020-03-30 | 19-20 | 19-20 |  | 0 | 0.0098283 | 0.0079793 | 0.19821 | 0.037958 | 0 | 0.00016719 | 5.9216e-05 | 0.00072003 | 0.00023346 |  |  | 0 | 0 | 0 | 0 |  | 0 | 0 | 0 | 0 | 0 | 0 | 0 | 0 | 0 | 0 | 0 | 0 | 0 | 0 | 0 | 0 | 0 | 0 | 0 | 0 | 0 | 0
2020-03-31 | 19-20 | 19-20 |  | 0 | 0.061114 | 0.0019023 | 0.15642 | 0.066263 | 0 | 0.00078622 | 7.402e-06 | 0.00067639 | 0.00064797 |  |  | 0 | 0 | 0 | 0 |  | 0 | 0 | 0 | 0 | 0 | 0 | 0 | 0 | 0 | 0 | 0 | 0 | 0 | 0 | 0 | 0 | 0 | 0 | 0 | 0 | 0 | 0
2020-04-01 | 19-20 | 19-20 |  | 0 | 0.00053173 | 0.28094 | 2.3423 | 0.3962 | 0 | 3.1745e-06 | 0.0069899 | 0.015197 | 0.0033379 |  |  | 0 | 0 | 0.45527 | 0.068827 |  | 0 | 0 | 0.0026874 | 0.00040626 | 0 | 0 | 0.45527 | 0.068827 | 0 | 0 | 0.0026874 | 0.00040626 | 0 | 0 | 0 | 0 | 0 | 0 | 0 | 0 | 0 | 0
2020-04-02 | 19-20 | 19-20 |  | 0 | 0.02873 | 0.0016802 | 0.59348 | 0.10987 | 0 | 0.00021851 | 1.4804e-05 | 0.0012801 | 0.00034708 |  |  | 0 | 0 | 0 | 0 |  | 0 | 0 | 0 | 0 | 0 | 0 | 0 | 0 | 0 | 0 | 0 | 0 | 0 | 0 | 0 | 0 | 0 | 0 | 0 | 0 | 0 | 0
2020-04-03 | 19-20 | 19-20 |  | 0 | 0.45996 | 0.026817 | 3.2791 | 0.81831 | 0 | 0.003674 | 0.0096596 | 0.015962 | 0.0063929 |  |  | 0 | 0 | 0 | 0 |  | 0 | 0 | 0 | 0 | 0 | 0 | 0 | 0 | 0 | 0 | 0 | 0 | 0 | 0 | 0 | 0 | 0 | 0 | 0 | 0 | 0 | 0
2020-04-04 | 19-20 | 19-20 |  | 0 | 0.15058 | 1.5877 | 0.61522 | 0.43315 | 0 | 0.0019031 | 0.01319 | 0.0025068 | 0.0036566 |  |  | 0 | 0 | 0 | 0 |  | 0 | 0 | 0 | 0 | 0 | 0 | 0 | 0 | 0 | 0 | 0 | 0 | 0 | 0 | 0 | 0 | 0 | 0 | 0 | 0 | 0 | 0
2020-04-05 | 19-20 | 19-20 |  | 0 | 0.076769 | 1.2323 | 0.096515 | 0.25081 | 0 | 0.0023222 | 0.0084753 | 0.0087228 | 0.0041862 |  |  | 0 | 0 | 0 | 0 |  | 0 | 0 | 0 | 0 | 0 | 0 | 0 | 0 | 0 | 0 | 0 | 0 | 0 | 0 | 0 | 0 | 0 | 0 | 0 | 0 | 0 | 0
2020-04-06 | 19-20 | 19-20 |  | 0 | 0.25067 | 0.06912 | 0.8779 | 0.31663 | 0 | 0.0015243 | 0.00024427 | 0.0045856 | 0.0017854 |  |  | 0 | 0 | 0.12112 | 0.01831 |  | 0 | 0 | 0.0004982 | 7.5316e-05 | 0 | 0 | 0.12112 | 0.01831 | 0 | 0 | 0.0004982 | 7.5316e-05 | 0 | 0 | 0 | 0 | 0 | 0 | 0 | 0 | 0 | 0
2020-04-07 | 19-20 | 19-20 |  | 0 | 0.027814 | 0.0276 | 0.1539 | 0.046632 | 0 | 0.00032856 | 0.00012337 | 0.00052608 | 0.00032545 |  |  | 0 | 0 | 0 | 0 |  | 0 | 0 | 0 | 0 | 0 | 0 | 0 | 0 | 0 | 0 | 0 | 0 | 0 | 0 | 0 | 0 | 0 | 0 | 0 | 0 | 0 | 0
2020-04-08 | 19-20 | 19-20 |  | 0 | 0.0066951 | 0.0060326 | 0.1304 | 0.025247 | 0 | 6.0316e-05 | 5.9216e-05 | 0.00079276 | 0.00017042 |  |  | 0 | 0 | 0 | 0 |  | 0 | 0 | 0 | 0 | 0 | 0 | 0 | 0 | 0 | 0 | 0 | 0 | 0 | 0 | 0 | 0 | 0 | 0 | 0 | 0 | 0 | 0
2020-04-09 | 19-20 | 19-20 |  | 0 | 0.00039999 | 0.018357 | 0.055362 | 0.011373 | 0 | 3.1745e-06 | 0.00015297 | 0.00055275 | 0.00010848 |  |  | 0 | 0 | 0 | 0 |  | 0 | 0 | 0 | 0 | 0 | 0 | 0 | 0 | 0 | 0 | 0 | 0 | 0 | 0 | 0 | 0 | 0 | 0 | 0 | 0 | 0 | 0
2020-04-10 | 19-20 | 19-20 |  | 0 | 0.28314 | 0.0035604 | 0.0039056 | 0.19725 | 0 | 0.0020661 | 7.402e-06 | 1.4546e-05 | 0.0014345 |  |  | 0 | 0 | 0 | 0 |  | 0 | 0 | 0 | 0 | 0 | 0 | 0 | 0 | 0 | 0 | 0 | 0 | 0 | 0 | 0 | 0 | 0 | 0 | 0 | 0 | 0 | 0
2020-04-11 | 19-20 | 19-20 |  | 0 | 0.02216 | 0.052342 | 0 | 0.023125 | 0 | 0.00012857 | 0.00020972 | 0 | 0.00012021 |  |  | 0 | 0 | 0 | 0 |  | 0 | 0 | 0 | 0 | 0 | 0 | 0 | 0 | 0 | 0 | 0 | 0 | 0 | 0 | 0 | 0 | 0 | 0 | 0 | 0 | 0 | 0
2020-04-12 | 19-20 | 19-20 |  | 0 | 0.00032063 | 0.17154 | 0.075043 | 0.037048 | 0 | 1.5873e-06 | 0.0014236 | 0.00048729 | 0.00028624 |  |  | 0 | 0 | 0 | 0 |  | 0 | 0 | 0 | 0 | 0 | 0 | 0 | 0 | 0 | 0 | 0 | 0 | 0 | 0 | 0 | 0 | 0 | 0 | 0 | 0 | 0 | 0
2020-04-13 | 19-20 | 19-20 |  | 0 | 0.0035766 | 0.18404 | 0 | 0.029815 | 0 | 3.0687e-05 | 0.00082162 | 0 | 0.0001433 |  |  | 0 | 0 | 0 | 0 |  | 0 | 0 | 0 | 0 | 0 | 0 | 0 | 0 | 0 | 0 | 0 | 0 | 0 | 0 | 0 | 0 | 0 | 0 | 0 | 0 | 0 | 0
2020-04-14 | 19-20 | 19-20 |  | 0 | 0.14002 | 0.96099 | 0.034823 | 0.245 | 0 | 0.0006148 | 0.0034863 | 0.00033456 | 0.00099431 |  |  | 0 | 0 | 0 | 0 |  | 0 | 0 | 0 | 0 | 0 | 0 | 0 | 0 | 0 | 0 | 0 | 0 | 0 | 0 | 0 | 0 | 0 | 0 | 0 | 0 | 0 | 0
2020-04-15 | 19-20 | 19-20 |  | 0 | 0.67102 | 1.1443 | 0.67333 | 0.73658 | 0 | 0.0058872 | 0.013368 | 0.0089531 | 0.0074172 |  |  | 0 | 0 | 0 | 0 |  | 0 | 0 | 0 | 0 | 0 | 0 | 0 | 0 | 0 | 0 | 0 | 0 | 0 | 0 | 0 | 0 | 0 | 0 | 0 | 0 | 0 | 0
2020-04-16 | 19-20 | 19-20 |  | 0 | 0.13574 | 0.0046262 | 0.0019055 | 0.095001 | 0 | 0.0005603 | 0.00018505 | 1.4546e-05 | 0.00041781 |  |  | 0 | 0 | 0 | 0 |  | 0 | 0 | 0 | 0 | 0 | 0 | 0 | 0 | 0 | 0 | 0 | 0 | 0 | 0 | 0 | 0 | 0 | 0 | 0 | 0 | 0 | 0
2020-04-17 | 19-20 | 19-20 |  | 0 | 0.80856 | 0.040415 | 0.019281 | 0.56901 | 0 | 0.0058887 | 0.00048113 | 0.00037092 | 0.0042067 |  |  | 0 | 0 | 0 | 0 |  | 0 | 0 | 0 | 0 | 0 | 0 | 0 | 0 | 0 | 0 | 0 | 0 | 0 | 0 | 0 | 0 | 0 | 0 | 0 | 0 | 0 | 0
2020-04-18 | 19-20 | 19-20 |  | 0 | 0.079623 | 0.030622 | 0.04686 | 0.066788 | 0 | 0.00016455 | 0.00055515 | 0.00032729 | 0.00024592 |  |  | 0 | 0 | 0 | 0 |  | 0 | 0 | 0 | 0 | 0 | 0 | 0 | 0 | 0 | 0 | 0 | 0 | 0 | 0 | 0 | 0 | 0 | 0 | 0 | 0 | 0 | 0
2020-04-19 | 19-20 | 19-20 |  | 0 | 0.046677 | 0.85208 | 0.61429 | 0.25177 | 0 | 0.00036666 | 0.022076 | 0.0076076 | 0.0046833 |  |  | 0 | 0.057827 | 0.17854 | 0.035581 |  | 0 | 0.00051443 | 0.0010109 | 0.00022925 | 0 | 0.057827 | 0.17854 | 0.035581 | 0 | 0.00051443 | 0.0010109 | 0.00022925 | 0 | 0 | 0 | 0 | 0 | 0 | 0 | 0 | 0 | 0
2020-04-20 | 19-20 | 19-20 |  | 0 | 0.06287 | 0 | 0.18033 | 0.070813 | 0 | 0.0002455 | 0 | 0.00054548 | 0.00025252 |  |  | 0 | 0 | 0 | 0 |  | 0 | 0 | 0 | 0 | 0 | 0 | 0 | 0 | 0 | 0 | 0 | 0 | 0 | 0 | 0 | 0 | 0 | 0 | 0 | 0 | 0 | 0
2020-04-21 | 19-20 | 19-20 |  | 0 | 0.13975 | 0.51071 | 2.3849 | 0.5332 | 0 | 0.0022825 | 0.0025487 | 0.0098622 | 0.0034506 |  |  | 0 | 0 | 0 | 0 |  | 0 | 0 | 0 | 0 | 0 | 0 | 0 | 0 | 0 | 0 | 0 | 0 | 0 | 0 | 0 | 0 | 0 | 0 | 0 | 0 | 0 | 0
2020-04-22 | 19-20 | 19-20 |  | 0 | 0.0079892 | 0.0022995 | 1.9782 | 0.30494 | 0 | 3.2803e-05 | 9.8693e-06 | 0.014648 | 0.0022386 |  |  | 0 | 0 | 0 | 0 |  | 0 | 0 | 0 | 0 | 0 | 0 | 0 | 0 | 0 | 0 | 0 | 0 | 0 | 0 | 0 | 0 | 0 | 0 | 0 | 0 | 0 | 0
2020-04-23 | 19-20 | 19-20 |  | 0 | 0.043714 | 1.518 | 2.1993 | 0.58825 | 0 | 0.0032084 | 0.0065137 | 0.01843 | 0.0059761 |  |  | 0 | 0 | 0.0084082 | 0.0012711 |  | 0 | 0 | 0.00020364 | 3.0786e-05 | 0 | 0 | 0.0084082 | 0.0012711 | 0 | 0 | 0.00020364 | 3.0786e-05 | 0 | 0 | 0 | 0 | 0 | 0 | 0 | 0 | 0 | 0
2020-04-24 | 19-20 | 19-20 |  | 0.45702 | 0.09553 | 0.0010782 | 0.6576 | 0.16921 | 0.0043526 | 0.00047671 | 2.4673e-05 | 0.0032147 | 0.00085284 |  |  | 0 | 0 | 0 | 0 |  | 0 | 0 | 0 | 0 | 0 | 0 | 0 | 0 | 0 | 0 | 0 | 0 | 0 | 0 | 0 | 0 | 0 | 0 | 0 | 0 | 0 | 0
2020-04-25 | 19-20 | 19-20 |  | 0 | 0.15853 | 0.18413 | 0.1944 | 0.16656 | 0 | 0.00073808 | 0.0015766 | 0.0016292 | 0.00099175 |  |  | 0 | 0 | 0 | 0 |  | 0 | 0 | 0 | 0 | 0 | 0 | 0 | 0 | 0 | 0 | 0 | 0 | 0 | 0 | 0 | 0 | 0 | 0 | 0 | 0 | 0 | 0
2020-04-26 | 19-20 | 19-20 |  | 0 | 0.061503 | 0.021407 | 0.83668 | 0.17227 | 0 | 0.00084919 | 5.1814e-05 | 0.0043711 | 0.0012567 |  |  | 0 | 0 | 0 | 0 |  | 0 | 0 | 0 | 0 | 0 | 0 | 0 | 0 | 0 | 0 | 0 | 0 | 0 | 0 | 0 | 0 | 0 | 0 | 0 | 0 | 0 | 0
2020-04-27 | 19-20 | 19-20 |  | 0 | 0.030439 | 0.39152 | 0 | 0.079242 | 0 | 0.00052168 | 0.0028202 | 0 | 0.00078028 |  |  | 0 | 0 | 0 | 0 |  | 0 | 0 | 0 | 0 | 0 | 0 | 0 | 0 | 0 | 0 | 0 | 0 | 0 | 0 | 0 | 0 | 0 | 0 | 0 | 0 | 0 | 0
2020-04-28 | 19-20 | 19-20 |  | 0 | 0.046435 | 0.20098 | 0.22423 | 0.095918 | 0 | 0.00026666 | 0.0085863 | 0.0012194 | 0.0016445 |  |  | 0 | 0 | 0 | 0 |  | 0 | 0 | 0 | 0 | 0 | 0 | 0 | 0 | 0 | 0 | 0 | 0 | 0 | 0 | 0 | 0 | 0 | 0 | 0 | 0 | 0 | 0
2020-04-29 | 19-20 | 19-20 |  | 0 | 0.24353 | 0.23438 | 1.5837 | 0.44292 | 0 | 0.0015174 | 0.003659 | 0.010076 | 0.0031178 |  |  | 0 | 0 | 0 | 0 |  | 0 | 0 | 0 | 0 | 0 | 0 | 0 | 0 | 0 | 0 | 0 | 0 | 0 | 0 | 0 | 0 | 0 | 0 | 0 | 0 | 0 | 0
2020-04-30 | 19-20 | 19-20 |  | 0 | 1.2369 | 0.01245 | 0.45074 | 0.92678 | 0 | 0.0059591 | 5.9216e-05 | 0.0021819 | 0.0044665 |  |  | 0 | 0 | 0 | 0 |  | 0 | 0 | 0 | 0 | 0 | 0 | 0 | 0 | 0 | 0 | 0 | 0 | 0 | 0 | 0 | 0 | 0 | 0 | 0 | 0 | 0 | 0
2020-05-01 | 19-20 | 19-20 |  | 0 | 0.24598 | 1.7334 | 0.43822 | 0.49412 | 0 | 0.0020581 | 0.023815 | 0.003782 | 0.0055349 |  |  | 0 | 0 | 0 | 0 |  | 0 | 0 | 0 | 0 | 0 | 0 | 0 | 0 | 0 | 0 | 0 | 0 | 0 | 0 | 0 | 0 | 0 | 0 | 0 | 0 | 0 | 0
2020-05-02 | 19-20 | 19-20 |  | 0 | 0.57484 | 0.0018283 | 0.68088 | 0.5014 | 0 | 0.0031026 | 7.402e-06 | 0.003742 | 0.0027159 |  |  | 0 | 0 | 0.19105 | 0.028882 |  | 0 | 0 | 0.0004182 | 6.3221e-05 | 0 | 0 | 0.19105 | 0.028882 | 0 | 0 | 0.0004182 | 6.3221e-05 | 0 | 0 | 0 | 0 | 0 | 0 | 0 | 0 | 0 | 0
2020-05-03 | 19-20 | 19-20 |  | 2.4557 | 0.029982 | 0 | 0.050533 | 0.047018 | 0.044396 | 0.00017619 | 0 | 0.00042911 | 0.00052336 |  |  | 0 | 0 | 0 | 0 |  | 0 | 0 | 0 | 0 | 0 | 0 | 0 | 0 | 0 | 0 | 0 | 0 | 0 | 0 | 0 | 0 | 0 | 0 | 0 | 0 | 0 | 0
2020-05-04 | 19-20 | 19-20 |  | 0 | 0.0073569 | 0.020607 | 1.3218 | 0.20798 | 0 | 5.767e-05 | 0.00017765 | 0.016262 | 0.0025248 |  |  | 0 | 0 | 0 | 0 |  | 0 | 0 | 0 | 0 | 0 | 0 | 0 | 0 | 0 | 0 | 0 | 0 | 0 | 0 | 0 | 0 | 0 | 0 | 0 | 0 | 0 | 0
2020-05-05 | 19-20 | 19-20 |  | 0 | 0.0096045 | 0.012924 | 0.35753 | 0.062623 | 0 | 6.5078e-05 | 0.00015544 | 0.0010522 | 0.00022723 |  |  | 0 | 0 | 0 | 0 |  | 0 | 0 | 0 | 0 | 0 | 0 | 0 | 0 | 0 | 0 | 0 | 0 | 0 | 0 | 0 | 0 | 0 | 0 | 0 | 0 | 0 | 0
2020-05-06 | 19-20 | 19-20 |  | 0 | 0.033273 | 0.026469 | 1.318 | 0.22623 | 0 | 0.00021481 | 0.00030595 | 0.021361 | 0.0034235 |  |  | 0 | 0 | 0 | 0 |  | 0 | 0 | 0 | 0 | 0 | 0 | 0 | 0 | 0 | 0 | 0 | 0 | 0 | 0 | 0 | 0 | 0 | 0 | 0 | 0 | 0 | 0
2020-05-07 | 19-20 | 19-20 |  | 0 | 0.01595 | 0.947 | 0.91737 | 0.2904 | 0 | 0.00018624 | 0.005549 | 0.01104 | 0.0026223 |  |  | 0 | 0 | 0 | 0 |  | 0 | 0 | 0 | 0 | 0 | 0 | 0 | 0 | 0 | 0 | 0 | 0 | 0 | 0 | 0 | 0 | 0 | 0 | 0 | 0 | 0 | 0
2020-05-08 | 19-20 | 19-20 |  | 0 | 0.0091357 | 0.0016877 | 0.84753 | 0.1347 | 0 | 4.0211e-05 | 1.4804e-05 | 0.0024607 | 0.00040205 |  |  | 0 | 0 | 0 | 0 |  | 0 | 0 | 0 | 0 | 0 | 0 | 0 | 0 | 0 | 0 | 0 | 0 | 0 | 0 | 0 | 0 | 0 | 0 | 0 | 0 | 0 | 0
2020-05-09 | 19-20 | 19-20 |  | 0 | 1.7081 | 0.65405 | 0.0063694 | 1.2813 | 0 | 0.012553 | 0.01715 | 0.00064124 | 0.01134 |  |  | 0 | 0 | 0.10013 | 0.015137 |  | 0 | 0 | 0.00016364 | 2.4739e-05 | 0 | 0 | 0.10013 | 0.015137 | 0 | 0 | 0.00016364 | 2.4739e-05 | 0 | 0 | 0 | 0 | 0 | 0 | 0 | 0 | 0 | 0
2020-05-10 | 19-20 | 19-20 |  | 0 | 0.098583 | 0.0081422 | 0.061486 | 0.078793 | 0 | 0.0004238 | 0.00014804 | 0.00070063 | 0.00042147 |  |  | 0 | 0 | 0 | 0 |  | 0 | 0 | 0 | 0 | 0 | 0 | 0 | 0 | 0 | 0 | 0 | 0 | 0 | 0 | 0 | 0 | 0 | 0 | 0 | 0 | 0 | 0
2020-05-11 | 19-20 | 19-20 |  | 0 | 0.02726 | 0.037343 | 1.4766 | 0.24766 | 0 | 0.00034126 | 0.00030348 | 0.010633 | 0.0018889 |  |  | 0 | 0 | 0 | 0 |  | 0 | 0 | 0 | 0 | 0 | 0 | 0 | 0 | 0 | 0 | 0 | 0 | 0 | 0 | 0 | 0 | 0 | 0 | 0 | 0 | 0 | 0
2020-05-12 | 19-20 | 19-20 |  | 0 | 0.01771 | 0.47074 | 0.00072003 | 0.0823 | 0 | 0.00011111 | 0.0042709 | 7.273e-06 | 0.00071248 |  |  | 0 | 0 | 0 | 0 |  | 0 | 0 | 0 | 0 | 0 | 0 | 0 | 0 | 0 | 0 | 0 | 0 | 0 | 0 | 0 | 0 | 0 | 0 | 0 | 0 | 0 | 0
2020-05-13 | 19-20 | 19-20 |  | 0 | 0.2141 | 0.010893 | 0.018153 | 0.15267 | 0 | 0.0014984 | 0.00018752 | 8.7276e-05 | 0.001079 |  |  | 0 | 0 | 0 | 0 |  | 0 | 0 | 0 | 0 | 0 | 0 | 0 | 0 | 0 | 0 | 0 | 0 | 0 | 0 | 0 | 0 | 0 | 0 | 0 | 0 | 0 | 0
2020-05-14 | 19-20 | 19-20 |  | 0 | 0.039518 | 0.34632 | 0.14654 | 0.10097 | 0 | 0.00026666 | 0.0031384 | 0.00070548 | 0.00075755 |  |  | 0 | 0 | 0.011979 | 0.001811 |  | 0 | 0 | 7.273e-05 | 1.0995e-05 | 0 | 0 | 0.011979 | 0.001811 | 0 | 0 | 7.273e-05 | 1.0995e-05 | 0 | 0 | 0 | 0 | 0 | 0 | 0 | 0 | 0 | 0
2020-05-15 | 19-20 | 19-20 |  | 0 | 0.11261 | 0.083894 | 0 | 0.090469 | 0 | 0.00040422 | 0.00032815 | 0 | 0.00032875 |  |  | 0 | 0 | 0 | 0 |  | 0 | 0 | 0 | 0 | 0 | 0 | 0 | 0 | 0 | 0 | 0 | 0 | 0 | 0 | 0 | 0 | 0 | 0 | 0 | 0 | 0 | 0
2020-05-16 | 19-20 | 19-20 |  | 0 | 0.072326 | 0.025088 | 0.010764 | 0.055454 | 0 | 0.00091056 | 0.00010609 | 5.8184e-05 | 0.0006553 |  |  | 0 | 0 | 0 | 0 |  | 0 | 0 | 0 | 0 | 0 | 0 | 0 | 0 | 0 | 0 | 0 | 0 | 0 | 0 | 0 | 0 | 0 | 0 | 0 | 0 | 0 | 0
2020-05-17 | 19-20 | 19-20 |  | 0 | 0.094705 | 0.1517 | 0.016153 | 0.090578 | 0 | 0.00050501 | 0.0085567 | 0.00010182 | 0.0016362 |  |  | 0.023099 | 0 | 0 | 0.016001 |  | 0.0001373 | 0 | 0 | 9.5107e-05 | 0.023099 | 0 | 0 | 0.016001 | 0.0001373 | 0 | 0 | 9.5107e-05 | 0 | 0 | 0 | 0 | 0 | 0 | 0 | 0 | 0 | 0
2020-05-18 | 19-20 | 19-20 |  | 0 | 0.086525 | 0.28062 | 0.013516 | 0.10366 | 0 | 0.0039904 | 0.0023982 | 1.697e-05 | 0.0031229 |  |  | 0 | 0 | 0 | 0 |  | 0 | 0 | 0 | 0 | 0 | 0 | 0 | 0 | 0 | 0 | 0 | 0 | 0 | 0 | 0 | 0 | 0 | 0 | 0 | 0 | 0 | 0
2020-05-19 | 19-20 | 19-20 |  | 0 | 0.24487 | 1.4518 | 0.056233 | 0.39378 | 0 | 0.0013026 | 0.009667 | 0.00026425 | 0.0023782 |  |  | 0 | 0 | 0 | 0 |  | 0 | 0 | 0 | 0 | 0 | 0 | 0 | 0 | 0 | 0 | 0 | 0 | 0 | 0 | 0 | 0 | 0 | 0 | 0 | 0 | 0 | 0
2020-05-20 | 19-20 | 19-20 |  | 0 | 0.25967 | 0.092949 | 0.66581 | 0.29433 | 0 | 0.0048232 | 0.0008833 | 0.0073021 | 0.0045761 |  |  | 0 | 0 | 0 | 0 |  | 0 | 0 | 0 | 0 | 0 | 0 | 0 | 0 | 0 | 0 | 0 | 0 | 0 | 0 | 0 | 0 | 0 | 0 | 0 | 0 | 0 | 0
2020-05-21 | 19-20 | 19-20 |  | 0 | 0.35749 | 3.701e-05 | 0.040802 | 0.25381 | 0 | 0.0022793 | 7.402e-06 | 4.3638e-05 | 0.0015866 |  |  | 0 | 0 | 0 | 0 |  | 0 | 0 | 0 | 0 | 0 | 0 | 0 | 0 | 0 | 0 | 0 | 0 | 0 | 0 | 0 | 0 | 0 | 0 | 0 | 0 | 0 | 0
2020-05-22 | 19-20 | 19-20 |  | 0 | 0.064984 | 0 | 0.44269 | 0.11194 | 0 | 0.0004111 | 0 | 0.0020389 | 0.000593 |  |  | 0 | 0 | 0 | 0 |  | 0 | 0 | 0 | 0 | 0 | 0 | 0 | 0 | 0 | 0 | 0 | 0 | 0 | 0 | 0 | 0 | 0 | 0 | 0 | 0 | 0 | 0
2020-05-23 | 19-20 | 19-20 |  | 0.036561 | 0.012066 | 1.8919 | 0.26633 | 0.32992 | 0.00019345 | 9.8939e-05 | 0.024693 | 0.00078064 | 0.0038559 |  |  | 0 | 0 | 0 | 0 |  | 0 | 0 | 0 | 0 | 0 | 0 | 0 | 0 | 0 | 0 | 0 | 0 | 0 | 0 | 0 | 0 | 0 | 0 | 0 | 0 | 0 | 0
2020-05-24 | 19-20 | 19-20 |  | 0 | 0.033352 | 0.0063287 | 0.0046256 | 0.024742 | 0 | 0.00024126 | 4.1945e-05 | 3.6365e-05 | 0.00017885 |  |  | 0 | 0 | 0 | 0 |  | 0 | 0 | 0 | 0 | 0 | 0 | 0 | 0 | 0 | 0 | 0 | 0 | 0 | 0 | 0 | 0 | 0 | 0 | 0 | 0 | 0 | 0
2020-05-25 | 19-20 | 19-20 |  | 0 | 0.33495 | 0.022917 | 0.20684 | 0.26669 | 0 | 0.0035031 | 0.00018011 | 0.0019661 | 0.0027506 |  |  | 0 | 0 | 0 | 0 |  | 0 | 0 | 0 | 0 | 0 | 0 | 0 | 0 | 0 | 0 | 0 | 0 | 0 | 0 | 0 | 0 | 0 | 0 | 0 | 0 | 0 | 0
2020-05-26 | 19-20 | 19-20 |  | 0 | 0.033241 | 0.0010067 | 0.11161 | 0.040048 | 0 | 0.0002947 | 7.402e-06 | 0.00040729 | 0.00026681 |  |  | 0 | 0 | 0.0039036 | 0.00059013 |  | 0 | 0 | 0 | 0 | 0 | 0 | 0.0039036 | 0.00059013 | 0 | 0 | 0 | 0 | 0 | 0 | 0 | 0 | 0 | 0 | 0 | 0 | 0 | 0
2020-05-27 | 19-20 | 19-20 |  | 0 | 0.0060797 | 0 | 0.045471 | 0.011086 | 0 | 6.0845e-05 | 0 | 0.00037092 | 9.8222e-05 |  |  | 0 | 0 | 0 | 0 |  | 0 | 0 | 0 | 0 | 0 | 0 | 0 | 0 | 0 | 0 | 0 | 0 | 0 | 0 | 0 | 0 | 0 | 0 | 0 | 0 | 0 | 0
2020-05-28 | 19-20 | 19-20 |  | 0 | 0.17468 | 0.012731 | 1.8686 | 0.40538 | 0 | 0.00037036 | 5.9216e-05 | 0.0075979 | 0.001414 |  |  | 0 | 0 | 0 | 0 |  | 0 | 0 | 0 | 0 | 0 | 0 | 0 | 0 | 0 | 0 | 0 | 0 | 0 | 0 | 0 | 0 | 0 | 0 | 0 | 0 | 0 | 0
2020-05-29 | 19-20 | 19-20 |  | 0 | 0.40055 | 0.40709 | 0.23486 | 0.37343 | 0 | 0.0030063 | 0.0044782 | 0.0032329 | 0.0032364 |  |  | 0 | 0 | 0.13794 | 0.020853 |  | 0 | 0 | 0.0020037 | 0.00030291 | 0 | 0 | 0.13794 | 0.020853 | 0 | 0 | 0.0020037 | 0.00030291 | 0 | 0 | 0 | 0 | 0 | 0 | 0 | 0 | 0 | 0
2020-05-30 | 19-20 | 19-20 |  | 0 | 1.4058 | 0.92624 | 0.86254 | 1.2418 | 0 | 0.0054655 | 0.0062719 | 0.0022328 | 0.0050551 |  |  | 0 | 0 | 0 | 0 |  | 0 | 0 | 0 | 0 | 0 | 0 | 0 | 0 | 0 | 0 | 0 | 0 | 0 | 0 | 0 | 0 | 0 | 0 | 0 | 0 | 0 | 0
2020-05-31 | 19-20 | 19-20 |  | 0 | 0.71246 | 0.24678 | 0.05078 | 0.53786 | 0 | 0.0067051 | 0.0013694 | 0.0001091 | 0.0048646 |  |  | 0 | 0 | 0 | 0 |  | 0 | 0 | 0 | 0 | 0 | 0 | 0 | 0 | 0 | 0 | 0 | 0 | 0 | 0 | 0 | 0 | 0 | 0 | 0 | 0 | 0 | 0
2020-06-01 | 19-20 | 19-20 |  | 0 | 0.84212 | 0.64237 | 0.0078646 | 0.67994 | 0 | 0.010014 | 0.0059092 | 4.8487e-05 | 0.0078218 |  |  | 0 | 0 | 0 | 0 |  | 0 | 0 | 0 | 0 | 0 | 0 | 0 | 0 | 0 | 0 | 0 | 0 | 0 | 0 | 0 | 0 | 0 | 0 | 0 | 0 | 0 | 0
2020-06-02 | 19-20 | 19-20 |  | 0 | 0.013601 | 0.029031 | 0.017019 | 0.016307 | 0 | 0.00013439 | 0.00017765 | 1.4546e-05 | 0.00012168 |  |  | 0 | 0 | 0 | 0 |  | 0 | 0 | 0 | 0 | 0 | 0 | 0 | 0 | 0 | 0 | 0 | 0 | 0 | 0 | 0 | 0 | 0 | 0 | 0 | 0 | 0 | 0
2020-06-03 | 19-20 | 19-20 |  | 0 | 0.075175 | 0.13711 | 0.39926 | 0.1328 | 0 | 0.00051004 | 0.00042931 | 0.003011 | 0.00087227 |  |  | 0 | 0 | 0.18897 | 0.028568 |  | 0 | 0 | 0.00144 | 0.0002177 | 0 | 0 | 0.18897 | 0.028568 | 0 | 0 | 0.00144 | 0.0002177 | 0 | 0 | 0 | 0 | 0 | 0 | 0 | 0 | 0 | 0
2020-06-04 | 19-20 | 19-20 |  | 0 | 0.066399 | 0.060844 | 0.44987 | 0.12304 | 0 | 0.00033544 | 0.00040217 | 0.003171 | 0.00077148 |  |  | 0 | 0 | 0 | 0 |  | 0 | 0 | 0 | 0 | 0 | 0 | 0 | 0 | 0 | 0 | 0 | 0 | 0 | 0 | 0 | 0 | 0 | 0 | 0 | 0 | 0 | 0
2020-06-05 | 19-20 | 19-20 |  | 0 | 0.012191 | 0.00019245 | 0.036096 | 0.01393 | 0 | 0.00013809 | 7.402e-06 | 0.00032729 | 0.00014623 |  |  | 0 | 0 | 0 | 0 |  | 0 | 0 | 0 | 0 | 0 | 0 | 0 | 0 | 0 | 0 | 0 | 0 | 0 | 0 | 0 | 0 | 0 | 0 | 0 | 0 | 0 | 0
2020-06-06 | 19-20 | 19-20 |  | 0 | 0.030634 | 0 | 0.0034692 | 0.021745 | 0 | 0.00025608 | 0 | 2.1819e-05 | 0.00018068 |  |  | 0 | 0 | 0 | 0 |  | 0 | 0 | 0 | 0 | 0 | 0 | 0 | 0 | 0 | 0 | 0 | 0 | 0 | 0 | 0 | 0 | 0 | 0 | 0 | 0 | 0 | 0
2020-06-07 | 19-20 | 19-20 |  | 0 | 0.067418 | 0.0020133 | 0 | 0.047 | 0 | 0.0033957 | 7.402e-06 | 0 | 0.0023533 |  |  | 0 | 0 | 0 | 0 |  | 0 | 0 | 0 | 0 | 0 | 0 | 0 | 0 | 0 | 0 | 0 | 0 | 0 | 0 | 0 | 0 | 0 | 0 | 0 | 0 | 0 | 0
2020-06-08 | 19-20 | 19-20 |  | 0 | 0.038419 | 0.017205 | 0.027582 | 0.033338 | 0 | 0.00018412 | 9.3758e-05 | 0.00011394 | 0.00015869 |  |  | 0 | 0 | 0 | 0 |  | 0 | 0 | 0 | 0 | 0 | 0 | 0 | 0 | 0 | 0 | 0 | 0 | 0 | 0 | 0 | 0 | 0 | 0 | 0 | 0 | 0 | 0
2020-06-09 | 19-20 | 19-20 |  | 0 | 0.07029 | 1.487 | 0.00085094 | 0.2697 | 0 | 0.00045184 | 0.017535 | 9.4549e-05 | 0.002932 |  |  | 0 | 0 | 0 | 0 |  | 0 | 0 | 0 | 0 | 0 | 0 | 0 | 0 | 0 | 0 | 0 | 0 | 0 | 0 | 0 | 0 | 0 | 0 | 0 | 0 | 0 | 0
2020-06-10 | 19-20 | 19-20 |  | 0 | 0.10333 | 0.057711 | 0.13027 | 0.099846 | 0 | 0.0010079 | 0.00043672 | 0.00104 | 0.00092028 |  |  | 0 | 0 | 0 | 0 |  | 0 | 0 | 0 | 0 | 0 | 0 | 0 | 0 | 0 | 0 | 0 | 0 | 0 | 0 | 0 | 0 | 0 | 0 | 0 | 0 | 0 | 0
2020-06-11 | 19-20 | 19-20 |  | 0 | 0.044643 | 0.03 | 0.0059614 | 0.036282 | 0 | 0.00058411 | 0.00015544 | 3.8789e-05 | 0.00043357 |  |  | 0 | 0 | 0 | 0 |  | 0 | 0 | 0 | 0 | 0 | 0 | 0 | 0 | 0 | 0 | 0 | 0 | 0 | 0 | 0 | 0 | 0 | 0 | 0 | 0 | 0 | 0
2020-06-12 | 19-20 | 19-20 |  | 0 | 0.025539 | 0.043023 | 0.86073 | 0.1542 | 0 | 0.00011428 | 0.00036023 | 0.0094331 | 0.0015587 |  |  | 0 | 0 | 0 | 0 |  | 0 | 0 | 0 | 0 | 0 | 0 | 0 | 0 | 0 | 0 | 0 | 0 | 0 | 0 | 0 | 0 | 0 | 0 | 0 | 0 | 0 | 0
2020-06-13 | 19-20 | 19-20 |  | 0 | 0.32353 | 0.04986 | 0.1271 | 0.25073 | 0 | 0.0017254 | 0.00077721 | 0.00062548 | 0.0014052 |  |  | 0 | 0 | 0.0024539 | 0.00037097 |  | 0 | 0 | 7.273e-06 | 1.0995e-06 | 0 | 0 | 0.0024539 | 0.00037097 | 0 | 0 | 7.273e-06 | 1.0995e-06 | 0 | 0 | 0 | 0 | 0 | 0 | 0 | 0 | 0 | 0
2020-06-14 | 19-20 | 19-20 |  | 0 | 0.019101 | 0.072769 | 0.0098186 | 0.025524 | 0 | 0.0001947 | 0.00031088 | 4.3638e-05 | 0.00018765 |  |  | 0 | 0 | 0 | 0 |  | 0 | 0 | 0 | 0 | 0 | 0 | 0 | 0 | 0 | 0 | 0 | 0 | 0 | 0 | 0 | 0 | 0 | 0 | 0 | 0 | 0 | 0
2020-06-15 | 19-20 | 19-20 |  | 0 | 0.81404 | 0.23244 | 0.057217 | 0.60707 | 0 | 0.010549 | 0.00034789 | 0.00024728 | 0.0073963 |  |  | 0 | 0 | 0 | 0 |  | 0 | 0 | 0 | 0 | 0 | 0 | 0 | 0 | 0 | 0 | 0 | 0 | 0 | 0 | 0 | 0 | 0 | 0 | 0 | 0 | 0 | 0
2020-06-16 | 19-20 | 19-20 |  | 0 | 0.71796 | 0.0017025 | 0.084302 | 0.51033 | 0 | 0.0067207 | 7.402e-06 | 0.00061821 | 0.00475 |  |  | 0.027461 | 0 | 0 | 0.019022 |  | 0.00034682 | 0 | 0 | 0.00024024 | 0.027461 | 0 | 0 | 0.019022 | 0.00034682 | 0 | 0 | 0.00024024 | 0 | 0 | 0 | 0 | 0 | 0 | 0 | 0 | 0 | 0
2020-06-17 | 19-20 | 19-20 |  | 0 | 0.10752 | 1.1572 | 0.38444 | 0.30449 | 0 | 0.00069257 | 0.0059956 | 0.00078306 | 0.0014887 |  |  | 0 | 0 | 0 | 0 |  | 0 | 0 | 0 | 0 | 0 | 0 | 0 | 0 | 0 | 0 | 0 | 0 | 0 | 0 | 0 | 0 | 0 | 0 | 0 | 0 | 0 | 0
2020-06-18 | 19-20 | 19-20 |  | 0 | 0.052011 | 0.16126 | 0 | 0.059982 | 0 | 0.00021904 | 0.00031088 | 0 | 0.00019791 |  |  | 0 | 0 | 0 | 0 |  | 0 | 0 | 0 | 0 | 0 | 0 | 0 | 0 | 0 | 0 | 0 | 0 | 0 | 0 | 0 | 0 | 0 | 0 | 0 | 0 | 0 | 0
2020-06-19 | 19-20 | 19-20 |  | 0 | 0.020151 | 1.7036 | 0.17235 | 0.29307 | 0 | 0.00013968 | 0.010244 | 0.001411 | 0.0018318 |  |  | 0 | 0 | 0 | 0 |  | 0 | 0 | 0 | 0 | 0 | 0 | 0 | 0 | 0 | 0 | 0 | 0 | 0 | 0 | 0 | 0 | 0 | 0 | 0 | 0 | 0 | 0
2020-06-20 | 19-20 | 19-20 |  | 0 | 0.31318 | 2.7773 | 4.2807 | 1.2766 | 0 | 0.0044009 | 0.0053689 | 0.020401 | 0.0069301 |  |  | 0 | 0 | 0.070715 | 0.01069 |  | 0 | 0 | 0.00020364 | 3.0786e-05 | 0 | 0 | 0.070715 | 0.01069 | 0 | 0 | 0.00020364 | 3.0786e-05 | 0 | 0 | 0 | 0 | 0 | 0 | 0 | 0 | 0 | 0
2020-06-21 | 19-20 | 19-20 |  | 0 | 0.015555 | 0.0017543 | 1.6193 | 0.25584 | 0 | 0.00012063 | 7.402e-06 | 0.0056511 | 0.00093897 |  |  | 0 | 0 | 0 | 0 |  | 0 | 0 | 0 | 0 | 0 | 0 | 0 | 0 | 0 | 0 | 0 | 0 | 0 | 0 | 0 | 0 | 0 | 0 | 0 | 0 | 0 | 0
2020-06-22 | 19-20 | 19-20 |  | 0 | 0.35964 | 0.0065285 | 0.18969 | 0.27877 | 0 | 0.0019904 | 2.2206e-05 | 0.0028607 | 0.0018145 |  |  | 0 | 0 | 0 | 0 |  | 0 | 0 | 0 | 0 | 0 | 0 | 0 | 0 | 0 | 0 | 0 | 0 | 0 | 0 | 0 | 0 | 0 | 0 | 0 | 0 | 0 | 0
2020-06-23 | 19-20 | 19-20 |  | 0 | 1.2241 | 0.38151 | 0.14097 | 0.92589 | 0 | 0.0087807 | 0.0049889 | 0.00050184 | 0.0068994 |  |  | 0 | 0 | 0.084163 | 0.012723 |  | 0 | 0 | 0.00030546 | 4.6179e-05 | 0 | 0 | 0.084163 | 0.012723 | 0 | 0 | 0.00030546 | 4.6179e-05 | 0 | 0 | 0 | 0 | 0 | 0 | 0 | 0 | 0 | 0
2020-06-24 | 19-20 | 19-20 |  | 0.020022 | 0.042657 | 0.028002 | 0.24682 | 0.071172 | 0.00014509 | 0.00033967 | 0.00017765 | 0.00080731 | 0.00038482 |  |  | 0 | 0 | 0 | 0 |  | 0 | 0 | 0 | 0 | 0 | 0 | 0 | 0 | 0 | 0 | 0 | 0 | 0 | 0 | 0 | 0 | 0 | 0 | 0 | 0 | 0 | 0
2020-06-25 | 19-20 | 19-20 |  | 0 | 0.034605 | 0.075078 | 0.088724 | 0.048536 | 0 | 0.00028095 | 0.00018011 | 4.3638e-05 | 0.00022796 |  |  | 0 | 0 | 0 | 0 |  | 0 | 0 | 0 | 0 | 0 | 0 | 0 | 0 | 0 | 0 | 0 | 0 | 0 | 0 | 0 | 0 | 0 | 0 | 0 | 0 | 0 | 0
2020-06-26 | 19-20 | 19-20 |  | 0 | 0.11611 | 0.0092648 | 0.41309 | 0.14425 | 0 | 0.0005021 | 7.6487e-05 | 0.0019419 | 0.00065274 |  |  | 0 | 0 | 0 | 0 |  | 0 | 0 | 0 | 0 | 0 | 0 | 0 | 0 | 0 | 0 | 0 | 0 | 0 | 0 | 0 | 0 | 0 | 0 | 0 | 0 | 0 | 0
2020-06-27 | 19-20 | 19-20 |  | 0 | 0.053486 | 0.0014804 | 0.0092658 | 0.038671 | 0 | 0.00057247 | 7.402e-06 | 2.1819e-05 | 0.00040095 |  |  | 0 | 0 | 0 | 0 |  | 0 | 0 | 0 | 0 | 0 | 0 | 0 | 0 | 0 | 0 | 0 | 0 | 0 | 0 | 0 | 0 | 0 | 0 | 0 | 0 | 0 | 0
2020-06-28 | 19-20 | 19-20 |  | 0 | 0.16833 | 0.021466 | 0.047522 | 0.12697 | 0 | 0.0028274 | 0.00014804 | 0.00019637 | 0.0020103 |  |  | 0 | 0 | 0 | 0 |  | 0 | 0 | 0 | 0 | 0 | 0 | 0 | 0 | 0 | 0 | 0 | 0 | 0 | 0 | 0 | 0 | 0 | 0 | 0 | 0 | 0 | 0
2020-06-29 | 19-20 | 19-20 |  | 0 | 0.050858 | 0.18233 | 0.0052002 | 0.0631 | 0 | 0.0014666 | 0.0011917 | 2.9092e-05 | 0.0011974 |  |  | 0 | 0 | 0 | 0 |  | 0 | 0 | 0 | 0 | 0 | 0 | 0 | 0 | 0 | 0 | 0 | 0 | 0 | 0 | 0 | 0 | 0 | 0 | 0 | 0 | 0 | 0
2020-06-30 | 19-20 | 19-20 |  | 0 | 0.072114 | 0.86035 | 0.0027347 | 0.17816 | 0 | 0.00077247 | 0.0041377 | 1.4546e-05 | 0.0011519 |  |  | 0 | 0 | 0 | 0 |  | 0 | 0 | 0 | 0 | 0 | 0 | 0 | 0 | 0 | 0 | 0 | 0 | 0 | 0 | 0 | 0 | 0 | 0 | 0 | 0 | 0 | 0
2020-07-01 | 20-21 | 20-21 |  | 0 | 0.28331 | 1.3968 | 8.0481 | 1.6164 | 0 | 0.0031241 | 0.010351 | 0.017325 | 0.0063144 |  |  | 0 | 0 | 6.4191 | 0.96696 |  | 0 | 0 | 0.010612 | 0.0015985 | 0 | 0 | 6.4191 | 0.96696 | 0 | 0 | 0.010612 | 0.0015985 | 0 | 0 | 0 | 0 | 0 | 0 | 0 | 0 | 0 | 0
2020-07-02 | 20-21 | 20-21 |  | 0 | 0.03864 | 0.023607 | 0.83118 | 0.1555 | 0 | 0.00042969 | 0.00028691 | 0.0076044 | 0.001486 |  |  | 0 | 0 | 0 | 0 |  | 0 | 0 | 0 | 0 | 0 | 0 | 0 | 0 | 0 | 0 | 0 | 0 | 0 | 0 | 0 | 0 | 0 | 0 | 0 | 0 | 0 | 0
2020-07-03 | 20-21 | 20-21 |  | 0 | 0.027737 | 0.046692 | 0.5855 | 0.11437 | 0 | 0.00018618 | 0.00011035 | 0.0046808 | 0.00085057 |  |  | 0 | 0 | 0 | 0 |  | 0 | 0 | 0 | 0 | 0 | 0 | 0 | 0 | 0 | 0 | 0 | 0 | 0 | 0 | 0 | 0 | 0 | 0 | 0 | 0 | 0 | 0
2020-07-04 | 20-21 | 20-21 |  | 0 | 0.039678 | 0.011082 | 0.049075 | 0.036545 | 0 | 0.00018881 | 0.00013732 | 0.00027833 | 0.00019323 |  |  | 0 | 0 | 0 | 0 |  | 0 | 0 | 0 | 0 | 0 | 0 | 0 | 0 | 0 | 0 | 0 | 0 | 0 | 0 | 0 | 0 | 0 | 0 | 0 | 0 | 0 | 0
2020-07-05 | 20-21 | 20-21 |  | 0 | 0.15254 | 0.49448 | 0.61705 | 0.27221 | 0 | 0.0008962 | 0.0010581 | 0.0015465 | 0.0010115 |  |  | 0 | 0.24092 | 0 | 0.035818 |  | 0 | 0.00048922 | 0 | 7.2735e-05 | 0 | 0.24092 | 0 | 0.035818 | 0 | 0.00048922 | 0 | 7.2735e-05 | 0 | 0 | 0 | 0 | 0 | 0 | 0 | 0 | 0 | 0
2020-07-06 | 20-21 | 20-21 |  | 0 | 0.028114 | 0 | 0.0092066 | 0.020875 | 0 | 0.00022458 | 0 | 0.00013795 | 0.00017646 |  |  | 0 | 0 | 0 | 0 |  | 0 | 0 | 0 | 0 | 0 | 0 | 0 | 0 | 0 | 0 | 0 | 0 | 0 | 0 | 0 | 0 | 0 | 0 | 0 | 0 | 0 | 0
2020-07-07 | 20-21 | 20-21 |  | 0 | 0.058859 | 0.054792 | 0.025035 | 0.052719 | 0 | 0.00043495 | 0.00041197 | 0.00034125 | 0.00041417 |  |  | 0 | 0 | 0 | 0 |  | 0 | 0 | 0 | 0 | 0 | 0 | 0 | 0 | 0 | 0 | 0 | 0 | 0 | 0 | 0 | 0 | 0 | 0 | 0 | 0 | 0 | 0
2020-07-08 | 20-21 | 20-21 |  | 0 | 0.027285 | 0.079584 | 0.11936 | 0.048727 | 0 | 0.00016462 | 0.00041197 | 0.0083741 | 0.0014368 |  |  | 0 | 0 | 0 | 0 |  | 0 | 0 | 0 | 0 | 0 | 0 | 0 | 0 | 0 | 0 | 0 | 0 | 0 | 0 | 0 | 0 | 0 | 0 | 0 | 0 | 0 | 0
2020-07-09 | 20-21 | 20-21 |  | 0 | 0.12198 | 0 | 0.6068 | 0.17597 | 0 | 0.002615 | 0 | 0.0037393 | 0.002376 |  |  | 0.010591 | 0 | 0 | 0.0073416 |  | 0.00017672 | 0 | 0 | 0.0001225 | 0.010591 | 0 | 0 | 0.0073416 | 0.00017672 | 0 | 0 | 0.0001225 | 0 | 0 | 0 | 0 | 0 | 0 | 0 | 0 | 0 | 0
2020-07-10 | 20-21 | 20-21 |  | 0 | 0.080905 | 0.066349 | 1.7251 | 0.32582 | 0 | 0.00056486 | 0.00042668 | 0.006738 | 0.00147 |  |  | 0 | 0 | 0 | 0 |  | 0 | 0 | 0 | 0 | 0 | 0 | 0 | 0 | 0 | 0 | 0 | 0 | 0 | 0 | 0 | 0 | 0 | 0 | 0 | 0 | 0 | 0
2020-07-11 | 20-21 | 20-21 |  | 0 | 0.33672 | 0 | 0.55777 | 0.31744 | 0 | 0.0040292 | 0 | 0.002701 | 0.0032 |  |  | 0 | 0 | 0 | 0 |  | 0 | 0 | 0 | 0 | 0 | 0 | 0 | 0 | 0 | 0 | 0 | 0 | 0 | 0 | 0 | 0 | 0 | 0 | 0 | 0 | 0 | 0
2020-07-12 | 20-21 | 20-21 |  | 0 | 0.57192 | 0.01695 | 0 | 0.39898 | 0 | 0.0058274 | 5.8853e-05 | 0 | 0.0040483 |  |  | 0 | 0 | 0 | 0 |  | 0 | 0 | 0 | 0 | 0 | 0 | 0 | 0 | 0 | 0 | 0 | 0 | 0 | 0 | 0 | 0 | 0 | 0 | 0 | 0 | 0 | 0
2020-07-13 | 20-21 | 20-21 |  | 0 | 0.13334 | 0.020591 | 0.090752 | 0.10916 | 0 | 0.00051437 | 6.621e-05 | 0.00050099 | 0.00044188 |  |  | 0 | 0 | 0 | 0 |  | 0 | 0 | 0 | 0 | 0 | 0 | 0 | 0 | 0 | 0 | 0 | 0 | 0 | 0 | 0 | 0 | 0 | 0 | 0 | 0 | 0 | 0
2020-07-14 | 20-21 | 20-21 |  | 0 | 0.067043 | 0 | 0.02192 | 0.049777 | 0 | 0.00034396 | 0 | 2.1782e-05 | 0.00024172 |  |  | 0.00020411 | 0 | 0 | 0.00014149 |  | 0 | 0 | 0 | 0 | 0.00020411 | 0 | 0 | 0.00014149 | 0 | 0 | 0 | 0 | 0 | 0 | 0 | 0 | 0 | 0 | 0 | 0 | 0 | 0
2020-07-15 | 20-21 | 20-21 |  | 0 | 0.033517 | 0.019201 | 0.015683 | 0.028451 | 0 | 0.00025561 | 0.0021334 | 0.00014521 | 0.00051625 |  |  | 0 | 0 | 0 | 0 |  | 0 | 0 | 0 | 0 | 0 | 0 | 0 | 0 | 0 | 0 | 0 | 0 | 0 | 0 | 0 | 0 | 0 | 0 | 0 | 0 | 0 | 0
2020-07-16 | 20-21 | 20-21 |  | 0 | 0.42555 | 0.00064738 | 0.018377 | 0.29786 | 0 | 0.0040208 | 7.3566e-06 | 0.000167 | 0.0028135 |  |  | 0 | 0 | 0 | 0 |  | 0 | 0 | 0 | 0 | 0 | 0 | 0 | 0 | 0 | 0 | 0 | 0 | 0 | 0 | 0 | 0 | 0 | 0 | 0 | 0 | 0 | 0
2020-07-17 | 20-21 | 20-21 |  | 0 | 0.22291 | 0.44016 | 1.2689 | 0.41111 | 0 | 0.0012654 | 0.0031413 | 0.0080328 | 0.0025543 |  |  | 0 | 0 | 0 | 0 |  | 0 | 0 | 0 | 0 | 0 | 0 | 0 | 0 | 0 | 0 | 0 | 0 | 0 | 0 | 0 | 0 | 0 | 0 | 0 | 0 | 0 | 0
2020-07-18 | 20-21 | 20-21 |  | 0 | 0.035017 | 0.032455 | 0.91709 | 0.16725 | 0 | 0.00084834 | 0.00016675 | 0.0065347 | 0.0015972 |  |  | 0 | 0 | 0 | 0 |  | 0 | 0 | 0 | 0 | 0 | 0 | 0 | 0 | 0 | 0 | 0 | 0 | 0 | 0 | 0 | 0 | 0 | 0 | 0 | 0 | 0 | 0
2020-07-19 | 20-21 | 20-21 |  | 0 | 0.79726 | 0.66841 | 0.51944 | 0.73029 | 0 | 0.0056912 | 0.003888 | 0.0010455 | 0.0046807 |  |  | 0 | 0.26625 | 0.063506 | 0.049151 |  | 0 | 0.0010557 | 9.439e-05 | 0.00017117 | 0 | 0.26625 | 0.063506 | 0.049151 | 0 | 0.0010557 | 9.439e-05 | 0.00017117 | 0 | 0 | 0 | 0 | 0 | 0 | 0 | 0 | 0 | 0
2020-07-20 | 20-21 | 20-21 |  | 0 | 0.029859 | 0.78518 | 0.0018152 | 0.13771 | 0 | 0.0018445 | 0.0022327 | 7.2607e-06 | 0.0016116 |  |  | 0 | 0.47104 | 0 | 0.070032 |  | 0 | 0.0010557 | 0 | 0.00015695 | 0 | 0.47104 | 0 | 0.070032 | 0 | 0.0010557 | 0 | 0.00015695 | 0 | 0 | 0 | 0 | 0 | 0 | 0 | 0 | 0 | 0
2020-07-21 | 20-21 | 20-21 |  | 0 | 0.06163 | 0.078664 | 0.001336 | 0.054619 | 0 | 0.00022089 | 0.00059589 | 1.4521e-05 | 0.00024391 |  |  | 0 | 0 | 0 | 0 |  | 0 | 0 | 0 | 0 | 0 | 0 | 0 | 0 | 0 | 0 | 0 | 0 | 0 | 0 | 0 | 0 | 0 | 0 | 0 | 0 | 0 | 0
2020-07-22 | 20-21 | 20-21 |  | 0 | 0.61369 | 0.11163 | 0.19951 | 0.47206 | 0 | 0.0018119 | 0.0007185 | 0.00083499 | 0.0014886 |  |  | 0 | 0 | 0 | 0 |  | 0 | 0 | 0 | 0 | 0 | 0 | 0 | 0 | 0 | 0 | 0 | 0 | 0 | 0 | 0 | 0 | 0 | 0 | 0 | 0 | 0 | 0
2020-07-23 | 20-21 | 20-21 |  | 0 | 0.0089994 | 0.19652 | 0.11718 | 0.053108 | 0 | 5.1542e-05 | 0.0024792 | 0.00045743 | 0.00047323 |  |  | 0 | 0 | 0 | 0 |  | 0 | 0 | 0 | 0 | 0 | 0 | 0 | 0 | 0 | 0 | 0 | 0 | 0 | 0 | 0 | 0 | 0 | 0 | 0 | 0 | 0 | 0
2020-07-24 | 20-21 | 20-21 |  | 0 | 0.064717 | 0.020231 | 0.0022436 | 0.048208 | 0 | 0.00049544 | 0.0001692 | 1.4521e-05 | 0.00037078 |  |  | 0 | 0 | 0 | 0 |  | 0 | 0 | 0 | 0 | 0 | 0 | 0 | 0 | 0 | 0 | 0 | 0 | 0 | 0 | 0 | 0 | 0 | 0 | 0 | 0 | 0 | 0
2020-07-25 | 20-21 | 20-21 |  | 0 | 0.0073674 | 0.0067019 | 0.05097 | 0.013782 | 0 | 4.3653e-05 | 2.207e-05 | 0.00047921 | 0.00010573 |  |  | 0 | 0 | 0 | 0 |  | 0 | 0 | 0 | 0 | 0 | 0 | 0 | 0 | 0 | 0 | 0 | 0 | 0 | 0 | 0 | 0 | 0 | 0 | 0 | 0 | 0 | 0
2020-07-26 | 20-21 | 20-21 |  | 0 | 0.2863 | 0.23589 | 0.15165 | 0.25638 | 0 | 0.0028958 | 0.00088279 | 0.00062442 | 0.0022327 |  |  | 0 | 0 | 0 | 0 |  | 0 | 0 | 0 | 0 | 0 | 0 | 0 | 0 | 0 | 0 | 0 | 0 | 0 | 0 | 0 | 0 | 0 | 0 | 0 | 0 | 0 | 0
2020-07-27 | 20-21 | 20-21 |  | 0 | 0.048354 | 0.43431 | 0.24253 | 0.13462 | 0 | 0.00014621 | 0.006209 | 0.0043685 | 0.0016826 |  |  | 0 | 0 | 0 | 0 |  | 0 | 0 | 0 | 0 | 0 | 0 | 0 | 0 | 0 | 0 | 0 | 0 | 0 | 0 | 0 | 0 | 0 | 0 | 0 | 0 | 0 | 0
2020-07-28 | 20-21 | 20-21 |  | 0 | 0.0053499 | 0.2334 | 0.31948 | 0.086536 | 0 | 3.7868e-05 | 0.0014125 | 0.0097306 | 0.0017021 |  |  | 0 | 0 | 0.2348 | 0.03537 |  | 0 | 0 | 0.0025715 | 0.00038737 | 0 | 0 | 0.2348 | 0.03537 | 0 | 0 | 0.0025715 | 0.00038737 | 0 | 0 | 0 | 0 | 0 | 0 | 0 | 0 | 0 | 0
2020-07-29 | 20-21 | 20-21 |  | 0 | 0.047514 | 0.061008 | 0.10366 | 0.057623 | 0 | 0.00024193 | 0.00062531 | 0.00039934 | 0.00032083 |  |  | 0 | 0 | 0 | 0 |  | 0 | 0 | 0 | 0 | 0 | 0 | 0 | 0 | 0 | 0 | 0 | 0 | 0 | 0 | 0 | 0 | 0 | 0 | 0 | 0 | 0 | 0
2020-07-30 | 20-21 | 20-21 |  | 0 | 0.107 | 0.31515 | 0.061571 | 0.1303 | 0 | 0.0016862 | 0.0016626 | 0.00068251 | 0.0015189 |  |  | 0 | 0.095622 | 0 | 0.014217 |  | 0 | 0.00048554 | 0 | 7.2188e-05 | 0 | 0.095622 | 0 | 0.014217 | 0 | 0.00048554 | 0 | 7.2188e-05 | 0 | 0 | 0 | 0 | 0 | 0 | 0 | 0 | 0 | 0
2020-07-31 | 20-21 | 20-21 |  | 0 | 0.02231 | 0.21703 | 0.021877 | 0.051028 | 0 | 0.00010782 | 0.0013536 | 0.00021056 | 0.00030771 |  |  | 0 | 0 | 0 | 0 |  | 0 | 0 | 0 | 0 | 0 | 0 | 0 | 0 | 0 | 0 | 0 | 0 | 0 | 0 | 0 | 0 | 0 | 0 | 0 | 0 | 0 | 0
2020-08-01 | 20-21 | 20-21 |  | 0 | 0.28638 | 0.0027661 | 0.09704 | 0.21355 | 0 | 0.0028122 | 1.4713e-05 | 0.0002033 | 0.0019822 |  |  | 0 | 0 | 0 | 0 |  | 0 | 0 | 0 | 0 | 0 | 0 | 0 | 0 | 0 | 0 | 0 | 0 | 0 | 0 | 0 | 0 | 0 | 0 | 0 | 0 | 0 | 0
2020-08-02 | 20-21 | 20-21 |  | 2.7454 | 0.010468 | 0.26994 | 0.0064548 | 0.068898 | 0.027782 | 4.8386e-05 | 0.0023247 | 7.2607e-06 | 0.00058807 |  |  | 0 | 0 | 0 | 0 |  | 0 | 0 | 0 | 0 | 0 | 0 | 0 | 0 | 0 | 0 | 0 | 0 | 0 | 0 | 0 | 0 | 0 | 0 | 0 | 0 | 0 | 0
2020-08-03 | 20-21 | 20-21 |  | 0 | 0.01451 | 0.009387 | 0.31361 | 0.058696 | 0 | 9.4669e-05 | 5.1496e-05 | 0.0040297 | 0.00068031 |  |  | 0 | 0 | 0.28284 | 0.042607 |  | 0 | 0 | 0.0040225 | 0.00060594 | 0 | 0 | 0.28284 | 0.042607 | 0 | 0 | 0.0040225 | 0.00060594 | 0 | 0 | 0 | 0 | 0 | 0 | 0 | 0 | 0 | 0
2020-08-04 | 20-21 | 20-21 |  | 0 | 0.0080989 | 1.9762 | 0 | 0.29942 | 0 | 8.941e-05 | 0.013899 | 0 | 0.0021284 |  |  | 0 | 0 | 0 | 0 |  | 0 | 0 | 0 | 0 | 0 | 0 | 0 | 0 | 0 | 0 | 0 | 0 | 0 | 0 | 0 | 0 | 0 | 0 | 0 | 0 | 0 | 0
2020-08-05 | 20-21 | 20-21 |  | 0 | 0.3194 | 0.008004 | 0 | 0.2226 | 0 | 0.002534 | 2.9426e-05 | 0 | 0.0017609 |  |  | 0 | 0 | 0 | 0 |  | 0 | 0 | 0 | 0 | 0 | 0 | 0 | 0 | 0 | 0 | 0 | 0 | 0 | 0 | 0 | 0 | 0 | 0 | 0 | 0 | 0 | 0
2020-08-06 | 20-21 | 20-21 |  | 0 | 0.40905 | 1.8256 | 0.68185 | 0.65769 | 0 | 0.0064259 | 0.020716 | 0.0012367 | 0.0077208 |  |  | 0 | 0 | 0 | 0 |  | 0 | 0 | 0 | 0 | 0 | 0 | 0 | 0 | 0 | 0 | 0 | 0 | 0 | 0 | 0 | 0 | 0 | 0 | 0 | 0 | 0 | 0
2020-08-07 | 20-21 | 20-21 |  | 0 | 0.074439 | 1.5978 | 1.0055 | 0.44063 | 0 | 0.00081994 | 0.018848 | 0.0044412 | 0.0040396 |  |  | 0 | 0 | 0 | 0 |  | 0 | 0 | 0 | 0 | 0 | 0 | 0 | 0 | 0 | 0 | 0 | 0 | 0 | 0 | 0 | 0 | 0 | 0 | 0 | 0 | 0 | 0
2020-08-08 | 20-21 | 20-21 |  | 0 | 0.14741 | 1.4048 | 0.66783 | 0.41164 | 0 | 0.0017346 | 0.0068049 | 0.001002 | 0.0023651 |  |  | 0 | 0 | 0 | 0 |  | 0 | 0 | 0 | 0 | 0 | 0 | 0 | 0 | 0 | 0 | 0 | 0 | 0 | 0 | 0 | 0 | 0 | 0 | 0 | 0 | 0 | 0
2020-08-09 | 20-21 | 20-21 |  | 0 | 0.017383 | 0.014081 | 0.056157 | 0.022603 | 0 | 9.8351e-05 | 5.8853e-05 | 9.923e-05 | 9.1875e-05 |  |  | 0 | 0 | 0 | 0 |  | 0 | 0 | 0 | 0 | 0 | 0 | 0 | 0 | 0 | 0 | 0 | 0 | 0 | 0 | 0 | 0 | 0 | 0 | 0 | 0 | 0 | 0
2020-08-10 | 20-21 | 20-21 |  | 0 | 0.037278 | 0.17289 | 0.10534 | 0.067413 | 0 | 0.00037973 | 0.001464 | 0.00032673 | 0.00053011 |  |  | 0 | 0 | 0 | 0 |  | 0 | 0 | 0 | 0 | 0 | 0 | 0 | 0 | 0 | 0 | 0 | 0 | 0 | 0 | 0 | 0 | 0 | 0 | 0 | 0 | 0 | 0
2020-08-11 | 20-21 | 20-21 |  | 0 | 0.041837 | 0.14651 | 0.00082772 | 0.05091 | 0 | 0.00035554 | 0.00035312 | 1.4521e-05 | 0.00030115 |  |  | 0 | 0 | 0 | 0 |  | 0 | 0 | 0 | 0 | 0 | 0 | 0 | 0 | 0 | 0 | 0 | 0 | 0 | 0 | 0 | 0 | 0 | 0 | 0 | 0 | 0 | 0
2020-08-12 | 20-21 | 20-21 |  | 0 | 0.021384 | 0.064017 | 0.057955 | 0.033072 | 0 | 0.00035028 | 0.00024277 | 0.00025413 | 0.00031719 |  |  | 0 | 0 | 0 | 0 |  | 0 | 0 | 0 | 0 | 0 | 0 | 0 | 0 | 0 | 0 | 0 | 0 | 0 | 0 | 0 | 0 | 0 | 0 | 0 | 0 | 0 | 0
2020-08-13 | 20-21 | 20-21 |  | 0.94034 | 0.052406 | 0.021891 | 0.08384 | 0.059246 | 0.008627 | 0.00018986 | 0.00015694 | 0.00031221 | 0.00026651 |  |  | 0 | 0 | 0 | 0 |  | 0 | 0 | 0 | 0 | 0 | 0 | 0 | 0 | 0 | 0 | 0 | 0 | 0 | 0 | 0 | 0 | 0 | 0 | 0 | 0 | 0 | 0
2020-08-14 | 20-21 | 20-21 |  | 0 | 0.016343 | 0.5252 | 0.034953 | 0.094679 | 0 | 0.00019618 | 0.0033031 | 0.00048647 | 0.00070037 |  |  | 0 | 0 | 0 | 0 |  | 0 | 0 | 0 | 0 | 0 | 0 | 0 | 0 | 0 | 0 | 0 | 0 | 0 | 0 | 0 | 0 | 0 | 0 | 0 | 0 | 0 | 0
2020-08-15 | 20-21 | 20-21 |  | 0 | 0.46348 | 0.0031045 | 0.21728 | 0.35448 | 0 | 0.0072532 | 1.4713e-05 | 0.0018951 | 0.0053156 |  |  | 0 | 0 | 0 | 0 |  | 0 | 0 | 0 | 0 | 0 | 0 | 0 | 0 | 0 | 0 | 0 | 0 | 0 | 0 | 0 | 0 | 0 | 0 | 0 | 0 | 0 | 0
2020-08-16 | 20-21 | 20-21 |  | 0 | 0.038622 | 4.8402 | 0.49883 | 0.82153 | 0 | 0.00024772 | 0.0093135 | 0.0046808 | 0.0022615 |  |  | 0 | 2.0371 | 0 | 0.30287 |  | 0 | 0 | 0 | 0 | 0 | 2.0371 | 0 | 0.30287 | 0 | 0 | 0 | 0 | 0 | 0 | 0 | 0 | 0 | 0 | 0 | 0 | 0 | 0
2020-08-17 | 20-21 | 20-21 |  | 0 | 0.23717 | 0.43928 | 0.26322 | 0.26937 | 0 | 0.0032519 | 0.0041761 | 0.0029261 | 0.0033159 |  |  | 0 | 0 | 0 | 0 |  | 0 | 0 | 0 | 0 | 0 | 0 | 0 | 0 | 0 | 0 | 0 | 0 | 0 | 0 | 0 | 0 | 0 | 0 | 0 | 0 | 0 | 0
2020-08-18 | 20-21 | 20-21 |  | 0 | 0.9735 | 0.10104 | 0.36299 | 0.74454 | 0 | 0.0064186 | 0.0057271 | 0.0029261 | 0.0057417 |  |  | 0 | 0.014124 | 0 | 0.0021 |  | 0 | 0.00070256 | 0 | 0.00010445 | 0 | 0.014124 | 0 | 0.0021 | 0 | 0.00070256 | 0 | 0.00010445 | 0 | 0 | 0 | 0 | 0 | 0 | 0 | 0 | 0 | 0
2020-08-19 | 20-21 | 20-21 |  | 0 | 0.10468 | 1.1547 | 1.0053 | 0.39568 | 0 | 0.0012586 | 0.0081144 | 0.0042766 | 0.0027231 |  |  | 0 | 0 | 0 | 0 |  | 0 | 0 | 0 | 0 | 0 | 0 | 0 | 0 | 0 | 0 | 0 | 0 | 0 | 0 | 0 | 0 | 0 | 0 | 0 | 0 | 0 | 0
2020-08-20 | 20-21 | 20-21 |  | 0 | 0.0077992 | 0.98749 | 0.58991 | 0.24109 | 0 | 8.8358e-05 | 0.0071114 | 0.0059393 | 0.0020132 |  |  | 0 | 0 | 0 | 0 |  | 0 | 0 | 0 | 0 | 0 | 0 | 0 | 0 | 0 | 0 | 0 | 0 | 0 | 0 | 0 | 0 | 0 | 0 | 0 | 0 | 0 | 0
2020-08-21 | 20-21 | 20-21 |  | 0 | 0.28464 | 0.091715 | 3.9179 | 0.80114 | 0 | 0.0027444 | 0.00040461 | 0.006237 | 0.0029021 |  |  | 0 | 0 | 1.3007 | 0.19593 |  | 0 | 0 | 0 | 0 | 0 | 0 | 1.3007 | 0.19593 | 0 | 0 | 0 | 0 | 0 | 0 | 0 | 0 | 0 | 0 | 0 | 0 | 0 | 0
2020-08-22 | 20-21 | 20-21 |  | 0 | 0.26944 | 0.042595 | 0.20477 | 0.22395 | 0 | 0.0010303 | 0.00025013 | 0.001336 | 0.00095266 |  |  | 0 | 0 | 0 | 0 |  | 0 | 0 | 0 | 0 | 0 | 0 | 0 | 0 | 0 | 0 | 0 | 0 | 0 | 0 | 0 | 0 | 0 | 0 | 0 | 0 | 0 | 0
2020-08-23 | 20-21 | 20-21 |  | 0 | 0.088015 | 0.04055 | 0.019633 | 0.069998 | 0 | 0.00049701 | 0.00025503 | 9.923e-05 | 0.0003974 |  |  | 0 | 0 | 0 | 0 |  | 0 | 0 | 0 | 0 | 0 | 0 | 0 | 0 | 0 | 0 | 0 | 0 | 0 | 0 | 0 | 0 | 0 | 0 | 0 | 0 | 0 | 0
2020-08-24 | 20-21 | 20-21 |  | 0 | 0.023014 | 0 | 0.0048211 | 0.01668 | 0 | 0.00022563 | 0 | 1.4521e-05 | 0.00015859 |  |  | 0 | 0 | 0 | 0 |  | 0 | 0 | 0 | 0 | 0 | 0 | 0 | 0 | 0 | 0 | 0 | 0 | 0 | 0 | 0 | 0 | 0 | 0 | 0 | 0 | 0 | 0
2020-08-25 | 20-21 | 20-21 |  | 0 | 0.070696 | 0.027119 | 1.9651 | 0.34906 | 0 | 0.00097877 | 0.00036538 | 0.013236 | 0.0027267 |  |  | 0 | 0 | 0 | 0 |  | 0 | 0 | 0 | 0 | 0 | 0 | 0 | 0 | 0 | 0 | 0 | 0 | 0 | 0 | 0 | 0 | 0 | 0 | 0 | 0 | 0 | 0
2020-08-26 | 20-21 | 20-21 |  | 0 | 0.069458 | 0.00526 | 0.024142 | 0.052568 | 0 | 0.00057485 | 2.207e-05 | 0.00010407 | 0.00041745 |  |  | 0 | 0 | 0 | 0 |  | 0 | 0 | 0 | 0 | 0 | 0 | 0 | 0 | 0 | 0 | 0 | 0 | 0 | 0 | 0 | 0 | 0 | 0 | 0 | 0 | 0 | 0
2020-08-27 | 20-21 | 20-21 |  | 0 | 0.0013822 | 0.061641 | 0.11689 | 0.027731 | 0 | 4.7335e-06 | 0.00075528 | 0.001699 | 0.00037151 |  |  | 0 | 0 | 0 | 0 |  | 0 | 0 | 0 | 0 | 0 | 0 | 0 | 0 | 0 | 0 | 0 | 0 | 0 | 0 | 0 | 0 | 0 | 0 | 0 | 0 | 0 | 0
2020-08-28 | 20-21 | 20-21 |  | 0 | 0.004279 | 0.0019716 | 0.16213 | 0.027683 | 0 | 2.9979e-05 | 7.3566e-06 | 0.00042838 | 8.6406e-05 |  |  | 0 | 0 | 0 | 0 |  | 0 | 0 | 0 | 0 | 0 | 0 | 0 | 0 | 0 | 0 | 0 | 0 | 0 | 0 | 0 | 0 | 0 | 0 | 0 | 0 | 0 | 0
2020-08-29 | 20-21 | 20-21 |  | 0 | 0.062457 | 0 | 0.0029842 | 0.043745 | 0 | 0.00039183 | 0 | 2.1782e-05 | 0.0002749 |  |  | 0 | 0 | 0 | 0 |  | 0 | 0 | 0 | 0 | 0 | 0 | 0 | 0 | 0 | 0 | 0 | 0 | 0 | 0 | 0 | 0 | 0 | 0 | 0 | 0 | 0 | 0
2020-08-30 | 20-21 | 20-21 |  | 0 | 0.63933 | 0.53436 | 0.76297 | 0.63757 | 0 | 0.0038509 | 0.0021187 | 0.0027688 | 0.0034016 |  |  | 0 | 0 | 0 | 0 |  | 0 | 0 | 0 | 0 | 0 | 0 | 0 | 0 | 0 | 0 | 0 | 0 | 0 | 0 | 0 | 0 | 0 | 0 | 0 | 0 | 0 | 0
2020-08-31 | 20-21 | 20-21 |  | 0 | 0.21597 | 0.068174 | 0.024868 | 0.16359 | 0 | 0.0011813 | 0.0010888 | 0.00018152 | 0.0010081 |  |  | 0 | 0 | 0 | 0 |  | 0 | 0 | 0 | 0 | 0 | 0 | 0 | 0 | 0 | 0 | 0 | 0 | 0 | 0 | 0 | 0 | 0 | 0 | 0 | 0 | 0 | 0
2020-09-01 | 20-21 | 20-21 |  | 0 | 0.0063023 | 1.7084 | 1.4257 | 0.47313 | 0 | 2.6297e-05 | 0.019193 | 0.0079505 | 0.0040695 |  |  | 0 | 0 | 0 | 0 |  | 0 | 0 | 0 | 0 | 0 | 0 | 0 | 0 | 0 | 0 | 0 | 0 | 0 | 0 | 0 | 0 | 0 | 0 | 0 | 0 | 0 | 0
2020-09-02 | 20-21 | 20-21 |  | 0 | 0.0078812 | 0.013242 | 0.15138 | 0.030236 | 0 | 8.3625e-05 | 0.00022806 | 0.00024687 | 0.00012906 |  |  | 0 | 0 | 0 | 0 |  | 0 | 0 | 0 | 0 | 0 | 0 | 0 | 0 | 0 | 0 | 0 | 0 | 0 | 0 | 0 | 0 | 0 | 0 | 0 | 0 | 0 | 0
2020-09-03 | 20-21 | 20-21 |  | 0 | 0.71385 | 0.19843 | 0.044888 | 0.53111 | 0 | 0.0073853 | 0.0015449 | 0.00045501 | 0.0054177 |  |  | 0 | 0 | 0.00016493 | 2.4845e-05 |  | 0 | 0 | 0 | 0 | 0 | 0 | 0.00016493 | 2.4845e-05 | 0 | 0 | 0 | 0 | 0 | 0 | 0 | 0 | 0 | 0 | 0 | 0 | 0 | 0
2020-09-04 | 20-21 | 20-21 |  | 0 | 0.033135 | 0 | 0.10367 | 0.038586 | 0 | 0.00030978 | 0 | 0.00072123 | 0.00032339 |  |  | 0 | 0 | 0 | 0 |  | 0 | 0 | 0 | 0 | 0 | 0 | 0 | 0 | 0 | 0 | 0 | 0 | 0 | 0 | 0 | 0 | 0 | 0 | 0 | 0 | 0 | 0
2020-09-05 | 20-21 | 20-21 |  | 0 | 0.00068162 | 0.32085 | 0.11881 | 0.066073 | 0 | 2.1038e-06 | 0.0027146 | 0.00042838 | 0.00046958 |  |  | 0 | 0 | 0 | 0 |  | 0 | 0 | 0 | 0 | 0 | 0 | 0 | 0 | 0 | 0 | 0 | 0 | 0 | 0 | 0 | 0 | 0 | 0 | 0 | 0 | 0 | 0
2020-09-06 | 20-21 | 20-21 |  | 0 | 0.060544 | 0.020302 | 0 | 0.044988 | 0 | 0.00032766 | 0.00016185 | 0 | 0.0002512 |  |  | 0 | 0 | 0 | 0 |  | 0 | 0 | 0 | 0 | 0 | 0 | 0 | 0 | 0 | 0 | 0 | 0 | 0 | 0 | 0 | 0 | 0 | 0 | 0 | 0 | 0 | 0
2020-09-07 | 20-21 | 20-21 |  | 0 | 0.48031 | 0.03053 | 2.5952 | 0.72844 | 0 | 0.0035753 | 0.00033595 | 0.010586 | 0.0041231 |  |  | 0 | 0 | 0.1581 | 0.023816 |  | 0 | 0 | 0.0011399 | 0.00017172 | 0 | 0 | 0.1581 | 0.023816 | 0 | 0 | 0.0011399 | 0.00017172 | 0 | 0 | 0 | 0 | 0 | 0 | 0 | 0 | 0 | 0
2020-09-08 | 20-21 | 20-21 |  | 0 | 0.057043 | 0.016582 | 1.7982 | 0.31289 | 0 | 0.0039935 | 2.207e-05 | 0.023564 | 0.0063212 |  |  | 0 | 0 | 0 | 0 |  | 0 | 0 | 0 | 0 | 0 | 0 | 0 | 0 | 0 | 0 | 0 | 0 | 0 | 0 | 0 | 0 | 0 | 0 | 0 | 0 | 0 | 0
2020-09-09 | 20-21 | 20-21 |  | 0 | 0.21658 | 0.010667 | 0.26163 | 0.19113 | 0 | 0.0015368 | 0.00022806 | 0.00097536 | 0.0012461 |  |  | 0 | 0 | 0 | 0 |  | 0 | 0 | 0 | 0 | 0 | 0 | 0 | 0 | 0 | 0 | 0 | 0 | 0 | 0 | 0 | 0 | 0 | 0 | 0 | 0 | 0 | 0
2020-09-10 | 20-21 | 20-21 |  | 0 | 0.2337 | 0.00088279 | 0.41645 | 0.22487 | 0 | 0.0023562 | 1.4713e-05 | 0.00090033 | 0.0017712 |  |  | 0 | 0 | 0 | 0 |  | 0 | 0 | 0 | 0 | 0 | 0 | 0 | 0 | 0 | 0 | 0 | 0 | 0 | 0 | 0 | 0 | 0 | 0 | 0 | 0 | 0 | 0
2020-09-11 | 20-21 | 20-21 |  | 0 | 0.049358 | 2.3926 | 0.58264 | 0.4777 | 0 | 0.00028874 | 0.020464 | 0.020889 | 0.0063893 |  |  | 0 | 0 | 0 | 0 |  | 0 | 0 | 0 | 0 | 0 | 0 | 0 | 0 | 0 | 0 | 0 | 0 | 0 | 0 | 0 | 0 | 0 | 0 | 0 | 0 | 0 | 0
2020-09-12 | 20-21 | 20-21 |  | 0 | 0.48896 | 1.4255 | 0.82359 | 0.67495 | 0 | 0.0036953 | 0.0046567 | 0.0069921 | 0.0043072 |  |  | 0 | 0 | 0 | 0 |  | 0 | 0 | 0 | 0 | 0 | 0 | 0 | 0 | 0 | 0 | 0 | 0 | 0 | 0 | 0 | 0 | 0 | 0 | 0 | 0 | 0 | 0
2020-09-13 | 20-21 | 20-21 |  | 0 | 0.73784 | 0.017013 | 0.000167 | 0.51403 | 0 | 0.0076935 | 9.3184e-05 | 7.2607e-06 | 0.0053481 |  |  | 0 | 0 | 0 | 0 |  | 0 | 0 | 0 | 0 | 0 | 0 | 0 | 0 | 0 | 0 | 0 | 0 | 0 | 0 | 0 | 0 | 0 | 0 | 0 | 0 | 0 | 0
2020-09-14 | 20-21 | 20-21 |  | 0 | 0.058741 | 0.11844 | 0.063684 | 0.067922 | 0 | 0.00024982 | 0.00035312 | 0.00024929 | 0.00026323 |  |  | 0 | 0 | 0 | 0 |  | 0 | 0 | 0 | 0 | 0 | 0 | 0 | 0 | 0 | 0 | 0 | 0 | 0 | 0 | 0 | 0 | 0 | 0 | 0 | 0 | 0 | 0
2020-09-15 | 20-21 | 20-21 |  | 0 | 0.017192 | 0 | 0.015378 | 0.014234 | 0 | 0.00020669 | 0 | 7.9868e-05 | 0.00015531 |  |  | 0 | 0 | 0 | 0 |  | 0 | 0 | 0 | 0 | 0 | 0 | 0 | 0 | 0 | 0 | 0 | 0 | 0 | 0 | 0 | 0 | 0 | 0 | 0 | 0 | 0 | 0
2020-09-16 | 20-21 | 20-21 |  | 0 | 0.33861 | 0.011476 | 0.9549 | 0.38028 | 0 | 0.0029816 | 7.3566e-05 | 0.0056561 | 0.0029298 |  |  | 0 | 0 | 0 | 0 |  | 0 | 0 | 0 | 0 | 0 | 0 | 0 | 0 | 0 | 0 | 0 | 0 | 0 | 0 | 0 | 0 | 0 | 0 | 0 | 0 | 0 | 0
2020-09-17 | 20-21 | 20-21 |  | 0 | 1.0409 | 0.95355 | 0.2101 | 0.895 | 0 | 0.010535 | 0.0066835 | 0.0014715 | 0.008518 |  |  | 0 | 0.042909 | 0 | 0.0063796 |  | 0 | 0.00012384 | 0 | 1.8412e-05 | 0 | 0.042909 | 0 | 0.0063796 | 0 | 0.00012384 | 0 | 1.8412e-05 | 0 | 0 | 0 | 0 | 0 | 0 | 0 | 0 | 0 | 0
2020-09-18 | 20-21 | 20-21 |  | 0.027782 | 0.41884 | 0.080062 | 0.10216 | 0.31785 | 0.0004874 | 0.0045394 | 0.00064738 | 0.00024929 | 0.0032842 |  |  | 0 | 0 | 0 | 0 |  | 0 | 0 | 0 | 0 | 0 | 0 | 0 | 0 | 0 | 0 | 0 | 0 | 0 | 0 | 0 | 0 | 0 | 0 | 0 | 0 | 0 | 0
2020-09-19 | 20-21 | 20-21 |  | 0 | 0.25393 | 0.032759 | 4.1541 | 0.80667 | 0 | 0.0023888 | 0.00043404 | 0.019408 | 0.0046441 |  |  | 0 | 0 | 0 | 0 |  | 0 | 0 | 0 | 0 | 0 | 0 | 0 | 0 | 0 | 0 | 0 | 0 | 0 | 0 | 0 | 0 | 0 | 0 | 0 | 0 | 0 | 0
2020-09-20 | 20-21 | 20-21 |  | 0 | 1.2765 | 0.31645 | 0.059628 | 0.94089 | 0 | 0.015491 | 0.001692 | 0.00032915 | 0.01104 |  |  | 0 | 0 | 0 | 0 |  | 0 | 0 | 0 | 0 | 0 | 0 | 0 | 0 | 0 | 0 | 0 | 0 | 0 | 0 | 0 | 0 | 0 | 0 | 0 | 0 | 0 | 0
2020-09-21 | 20-21 | 20-21 |  | 0 | 1.2698 | 0.45005 | 2.1661 | 1.2734 | 0 | 0.016349 | 0.0010961 | 0.018016 | 0.01421 |  |  | 0 | 0 | 0 | 0 |  | 0 | 0 | 0 | 0 | 0 | 0 | 0 | 0 | 0 | 0 | 0 | 0 | 0 | 0 | 0 | 0 | 0 | 0 | 0 | 0 | 0 | 0
2020-09-22 | 20-21 | 20-21 |  | 0 | 0.01479 | 0.40163 | 1.4306 | 0.28548 | 0 | 0.00013622 | 0.0017582 | 0.0073842 | 0.0014682 |  |  | 0 | 0 | 0 | 0 |  | 0 | 0 | 0 | 0 | 0 | 0 | 0 | 0 | 0 | 0 | 0 | 0 | 0 | 0 | 0 | 0 | 0 | 0 | 0 | 0 | 0 | 0
2020-09-23 | 20-21 | 20-21 |  | 0 | 0.035653 | 0.51933 | 0.1343 | 0.12216 | 0 | 0.00011097 | 0.0031486 | 0.0019604 | 0.00084037 |  |  | 0 | 0 | 0 | 0 |  | 0 | 0 | 0 | 0 | 0 | 0 | 0 | 0 | 0 | 0 | 0 | 0 | 0 | 0 | 0 | 0 | 0 | 0 | 0 | 0 | 0 | 0
2020-09-24 | 20-21 | 20-21 |  | 0 | 0.19928 | 0.075817 | 0.63181 | 0.24459 | 0 | 0.0011976 | 0.00049289 | 0.001532 | 0.0011342 |  |  | 0 | 0 | 0 | 0 |  | 0 | 0 | 0 | 0 | 0 | 0 | 0 | 0 | 0 | 0 | 0 | 0 | 0 | 0 | 0 | 0 | 0 | 0 | 0 | 0 | 0 | 0
2020-09-25 | 20-21 | 20-21 |  | 0 | 0.49225 | 0.27378 | 0.070945 | 0.39262 | 0 | 0.0089036 | 0.00040461 | 0.00037756 | 0.0062891 |  |  | 0 | 0 | 0 | 0 |  | 0 | 0 | 0 | 0 | 0 | 0 | 0 | 0 | 0 | 0 | 0 | 0 | 0 | 0 | 0 | 0 | 0 | 0 | 0 | 0 | 0 | 0
2020-09-26 | 20-21 | 20-21 |  | 0 | 0.017196 | 0.0067754 | 0 | 0.012928 | 0 | 9.5721e-05 | 2.207e-05 | 0 | 6.9636e-05 |  |  | 0 | 0 | 0 | 0 |  | 0 | 0 | 0 | 0 | 0 | 0 | 0 | 0 | 0 | 0 | 0 | 0 | 0 | 0 | 0 | 0 | 0 | 0 | 0 | 0 | 0 | 0
2020-09-27 | 20-21 | 20-21 |  | 0 | 0.0461 | 0.0014198 | 0.033051 | 0.037147 | 0 | 0.00025929 | 7.3566e-06 | 0.00017426 | 0.00020708 |  |  | 0 | 0 | 0 | 0 |  | 0 | 0 | 0 | 0 | 0 | 0 | 0 | 0 | 0 | 0 | 0 | 0 | 0 | 0 | 0 | 0 | 0 | 0 | 0 | 0 | 0 | 0
2020-09-28 | 20-21 | 20-21 |  | 0 | 0.084306 | 0.030361 | 0.21316 | 0.095065 | 0 | 0.00036974 | 0.00053703 | 0.0011169 | 0.0005044 |  |  | 0 | 0 | 0.061875 | 0.0093208 |  | 0 | 0 | 0.00027228 | 4.1016e-05 | 0 | 0 | 0.061875 | 0.0093208 | 0 | 0 | 0.00027228 | 4.1016e-05 | 0 | 0 | 0 | 0 | 0 | 0 | 0 | 0 | 0 | 0
2020-09-29 | 20-21 | 20-21 |  | 0 | 0.33971 | 0.042639 | 1.4637 | 0.46232 | 0 | 0.0024756 | 0.0003384 | 0.0039571 | 0.0023625 |  |  | 0 | 0 | 0 | 0 |  | 0 | 0 | 0 | 0 | 0 | 0 | 0 | 0 | 0 | 0 | 0 | 0 | 0 | 0 | 0 | 0 | 0 | 0 | 0 | 0 | 0 | 0
2020-09-30 | 20-21 | 20-21 |  | 0 | 0.031674 | 1.1452 | 0.01245 | 0.19409 | 0 | 0.00020722 | 0.0028544 | 0.00010649 | 0.00058406 |  |  | 0 | 0 | 0 | 0 |  | 0 | 0 | 0 | 0 | 0 | 0 | 0 | 0 | 0 | 0 | 0 | 0 | 0 | 0 | 0 | 0 | 0 | 0 | 0 | 0 | 0 | 0
2020-10-01 | 20-21 | 20-21 |  | 0.076473 | 0.24136 | 0 | 0.025899 | 0.17179 | 0.00014622 | 0.0051142 | 0 | 0.0021274 | 0.0038668 |  |  | 0 | 0 | 0 | 0 |  | 0 | 0 | 0 | 0 | 0 | 0 | 0 | 0 | 0 | 0 | 0 | 0 | 0 | 0 | 0 | 0 | 0 | 0 | 0 | 0 | 0 | 0
2020-10-02 | 20-21 | 20-21 |  | 0 | 0.39373 | 0.2545 | 0.035672 | 0.31615 | 0 | 0.0018324 | 0.0011133 | 0.00087129 | 0.001567 |  |  | 0 | 0 | 0 | 0 |  | 0 | 0 | 0 | 0 | 0 | 0 | 0 | 0 | 0 | 0 | 0 | 0 | 0 | 0 | 0 | 0 | 0 | 0 | 0 | 0 | 0 | 0
2020-10-03 | 20-21 | 20-21 |  | 0 | 0.0070271 | 0.11655 | 4.0935 | 0.63884 | 0 | 4.8386e-05 | 0.0013242 | 0.011795 | 0.0020072 |  |  | 0 | 0 | 0.82268 | 0.12393 |  | 0 | 0 | 0.00020693 | 3.1172e-05 | 0 | 0 | 0.82268 | 0.12393 | 0 | 0 | 0.00020693 | 3.1172e-05 | 0 | 0 | 0 | 0 | 0 | 0 | 0 | 0 | 0 | 0
2020-10-04 | 20-21 | 20-21 |  | 0 | 0.0092949 | 0.90065 | 1.0421 | 0.29732 | 0 | 2.5245e-05 | 0.0025013 | 0.0029224 | 0.00082961 |  |  | 0 | 0 | 0.14841 | 0.022356 |  | 0 | 0 | 0.00020693 | 3.1172e-05 | 0 | 0 | 0.14841 | 0.022356 | 0 | 0 | 0.00020693 | 3.1172e-05 | 0 | 0 | 0 | 0 | 0 | 0 | 0 | 0 | 0 | 0
2020-10-05 | 20-21 | 20-21 |  | 0 | 0.20638 | 0.046788 | 6.0745 | 1.0651 | 0 | 0.0016341 | 0.00026484 | 0.047946 | 0.0083947 |  |  | 0 | 0 | 0.0021417 | 0.00032263 |  | 0 | 0 | 1.0891e-05 | 1.6406e-06 | 0 | 0 | 0.0021417 | 0.00032263 | 0 | 0 | 1.0891e-05 | 1.6406e-06 | 0 | 0 | 0 | 0 | 0 | 0 | 0 | 0 | 0 | 0
2020-10-06 | 20-21 | 20-21 |  | 0 | 0.068868 | 0.0095415 | 0.45693 | 0.11799 | 0 | 0.00068951 | 0.00010299 | 0.0023815 | 0.00085203 |  |  | 0 | 0 | 0 | 0 |  | 0 | 0 | 0 | 0 | 0 | 0 | 0 | 0 | 0 | 0 | 0 | 0 | 0 | 0 | 0 | 0 | 0 | 0 | 0 | 0 | 0 | 0
2020-10-07 | 20-21 | 20-21 |  | 0 | 0.22781 | 0.65387 | 0.28925 | 0.29871 | 0 | 0.0019034 | 0.003308 | 0.00039208 | 0.0018703 |  |  | 0 | 0 | 0 | 0 |  | 0 | 0 | 0 | 0 | 0 | 0 | 0 | 0 | 0 | 0 | 0 | 0 | 0 | 0 | 0 | 0 | 0 | 0 | 0 | 0 | 0 | 0
2020-10-08 | 20-21 | 20-21 |  | 0 | 0.13414 | 0.84635 | 1.7207 | 0.47802 | 0 | 0.00059589 | 0.0056867 | 0.0043806 | 0.0019184 |  |  | 0 | 0 | 0 | 0 |  | 0 | 0 | 0 | 0 | 0 | 0 | 0 | 0 | 0 | 0 | 0 | 0 | 0 | 0 | 0 | 0 | 0 | 0 | 0 | 0 | 0 | 0
2020-10-09 | 20-21 | 20-21 |  | 0 | 0.032614 | 4.5938 | 0.084377 | 0.7183 | 0 | 0.00023667 | 0.03131 | 0.00042838 | 0.0048836 |  |  | 0 | 0 | 0 | 0 |  | 0 | 0 | 0 | 0 | 0 | 0 | 0 | 0 | 0 | 0 | 0 | 0 | 0 | 0 | 0 | 0 | 0 | 0 | 0 | 0 | 0 | 0
2020-10-10 | 20-21 | 20-21 |  | 0 | 0.30189 | 0.0078201 | 0.013098 | 0.21241 | 0 | 0.00074841 | 8.3375e-05 | 7.2607e-05 | 0.00054214 |  |  | 0 | 0 | 0 | 0 |  | 0 | 0 | 0 | 0 | 0 | 0 | 0 | 0 | 0 | 0 | 0 | 0 | 0 | 0 | 0 | 0 | 0 | 0 | 0 | 0 | 0 | 0
2020-10-11 | 20-21 | 20-21 |  | 0 | 0.023778 | 0 | 0.085152 | 0.02931 | 0 | 0.00013306 | 0 | 0.00036546 | 0.00014729 |  |  | 0 | 0 | 0 | 0 |  | 0 | 0 | 0 | 0 | 0 | 0 | 0 | 0 | 0 | 0 | 0 | 0 | 0 | 0 | 0 | 0 | 0 | 0 | 0 | 0 | 0 | 0
2020-10-12 | 20-21 | 20-21 |  | 0 | 1.0347 | 0.058375 | 0.074618 | 0.73716 | 0 | 0.0027733 | 0.00011035 | 0.00051672 | 0.0020167 |  |  | 0 | 0 | 0.01883 | 0.0028366 |  | 0 | 0 | 9.802e-05 | 1.4766e-05 | 0 | 0 | 0.01883 | 0.0028366 | 0 | 0 | 9.802e-05 | 1.4766e-05 | 0 | 0 | 0 | 0 | 0 | 0 | 0 | 0 | 0 | 0
2020-10-13 | 20-21 | 20-21 |  | 0 | 0.036915 | 0.0094238 | 0.012866 | 0.028929 | 0 | 0.00016146 | 6.621e-05 | 9.439e-05 | 0.00013599 |  |  | 0 | 0 | 0 | 0 |  | 0 | 0 | 0 | 0 | 0 | 0 | 0 | 0 | 0 | 0 | 0 | 0 | 0 | 0 | 0 | 0 | 0 | 0 | 0 | 0 | 0 | 0
2020-10-14 | 20-21 | 20-21 |  | 0 | 0.2156 | 2.5512 | 0.038688 | 0.53458 | 0 | 0.0056002 | 0.020569 | 0.00016942 | 0.0069657 |  |  | 0 | 0 | 0 | 0 |  | 0 | 0 | 0 | 0 | 0 | 0 | 0 | 0 | 0 | 0 | 0 | 0 | 0 | 0 | 0 | 0 | 0 | 0 | 0 | 0 | 0 | 0
2020-10-15 | 20-21 | 20-21 |  | 0 | 0.084111 | 2.0488 | 0.47502 | 0.43446 | 0 | 0.00029453 | 0.0066357 | 0.00062079 | 0.0012842 |  |  | 0 | 0 | 0.060941 | 0.0091801 |  | 0 | 0 | 0.00020693 | 3.1172e-05 | 0 | 0 | 0.060941 | 0.0091801 | 0 | 0 | 0.00020693 | 3.1172e-05 | 0 | 0 | 0 | 0 | 0 | 0 | 0 | 0 | 0 | 0
2020-10-16 | 20-21 | 20-21 |  | 0 | 0.51508 | 0.48497 | 0.8391 | 0.55556 | 0 | 0.0044768 | 0.0028249 | 0.0033218 | 0.0040237 |  |  | 0 | 0 | 0.12762 | 0.019224 |  | 0 | 0 | 0.00020693 | 3.1172e-05 | 0 | 0 | 0.12762 | 0.019224 | 0 | 0 | 0.00020693 | 3.1172e-05 | 0 | 0 | 0 | 0 | 0 | 0 | 0 | 0 | 0 | 0
2020-10-17 | 20-21 | 20-21 |  | 0 | 0.01558 | 0.0064738 | 0.0026139 | 0.012156 | 0 | 9.5195e-05 | 2.9426e-05 | 1.4521e-05 | 7.2552e-05 |  |  | 0 | 0 | 0 | 0 |  | 0 | 0 | 0 | 0 | 0 | 0 | 0 | 0 | 0 | 0 | 0 | 0 | 0 | 0 | 0 | 0 | 0 | 0 | 0 | 0 | 0 | 0
2020-10-18 | 20-21 | 20-21 |  | 0 | 0.26413 | 1.6375 | 0.80013 | 0.54709 | 0 | 0.0011465 | 0.011064 | 0.0044145 | 0.0031048 |  |  | 0 | 0 | 0 | 0 |  | 0 | 0 | 0 | 0 | 0 | 0 | 0 | 0 | 0 | 0 | 0 | 0 | 0 | 0 | 0 | 0 | 0 | 0 | 0 | 0 | 0 | 0
2020-10-19 | 20-21 | 20-21 |  | 0 | 0.30273 | 0.017097 | 0.74853 | 0.32516 | 0 | 0.0014353 | 0.00027219 | 0.00034125 | 0.0010868 |  |  | 0 | 0 | 0 | 0 |  | 0 | 0 | 0 | 0 | 0 | 0 | 0 | 0 | 0 | 0 | 0 | 0 | 0 | 0 | 0 | 0 | 0 | 0 | 0 | 0 | 0 | 0
2020-10-20 | 20-21 | 20-21 |  | 0 | 0.33958 | 0.019039 | 0.0014957 | 0.23846 | 0 | 0.0028921 | 0.00030407 | 7.2607e-06 | 0.0020512 |  |  | 0 | 0 | 0 | 0 |  | 0 | 0 | 0 | 0 | 0 | 0 | 0 | 0 | 0 | 0 | 0 | 0 | 0 | 0 | 0 | 0 | 0 | 0 | 0 | 0 | 0 | 0
2020-10-21 | 20-21 | 20-21 |  | 0 | 0.020829 | 0.017847 | 0.32492 | 0.066037 | 0 | 5.9957e-05 | 0.00016185 | 0.0027954 | 0.00048672 |  |  | 0 | 0 | 0 | 0 |  | 0 | 0 | 0 | 0 | 0 | 0 | 0 | 0 | 0 | 0 | 0 | 0 | 0 | 0 | 0 | 0 | 0 | 0 | 0 | 0 | 0 | 0
2020-10-22 | 20-21 | 20-21 |  | 0 | 0.16267 | 0.12917 | 3.2204 | 0.61708 | 0 | 0.0020464 | 0.00093429 | 0.0023634 | 0.0019135 |  |  | 0 | 0 | 0.55234 | 0.083203 |  | 0 | 0 | 0.00043201 | 6.5078e-05 | 0 | 0 | 0.55234 | 0.083203 | 0 | 0 | 0.00043201 | 6.5078e-05 | 0 | 0 | 0 | 0 | 0 | 0 | 0 | 0 | 0 | 0
2020-10-23 | 20-21 | 20-21 |  | 0 | 1.3327 | 5.1145 | 21.5408 | 4.9291 | 0 | 0.014551 | 0.044076 | 0.027269 | 0.020748 |  |  | 0 | 0 | 0.86657 | 0.13054 |  | 0 | 0 | 0.00071155 | 0.00010719 | 0 | 0 | 0.86657 | 0.13054 | 0 | 0 | 0.00071155 | 0.00010719 | 0 | 0 | 0 | 0 | 0 | 0 | 0 | 0 | 0 | 0
2020-10-24 | 20-21 | 20-21 |  | 0 | 0.025683 | 0.039866 | 0.11952 | 0.041735 | 0 | 0.00025508 | 9.5636e-05 | 6.5347e-05 | 0.00020089 |  |  | 0 | 0 | 0 | 0 |  | 0 | 0 | 0 | 0 | 0 | 0 | 0 | 0 | 0 | 0 | 0 | 0 | 0 | 0 | 0 | 0 | 0 | 0 | 0 | 0 | 0 | 0
2020-10-25 | 20-21 | 20-21 |  | 0 | 0.0015415 | 0 | 0.067605 | 0.011253 | 0 | 2.8927e-05 | 0 | 0.00025413 | 5.8333e-05 |  |  | 0 | 0 | 0 | 0 |  | 0 | 0 | 0 | 0 | 0 | 0 | 0 | 0 | 0 | 0 | 0 | 0 | 0 | 0 | 0 | 0 | 0 | 0 | 0 | 0 | 0 | 0
2020-10-26 | 20-21 | 20-21 |  | 0 | 0.21957 | 0 | 0.35922 | 0.20632 | 0 | 0.0016025 | 0 | 0.0012561 | 0.0013001 |  |  | 0 | 0 | 0 | 0 |  | 0 | 0 | 0 | 0 | 0 | 0 | 0 | 0 | 0 | 0 | 0 | 0 | 0 | 0 | 0 | 0 | 0 | 0 | 0 | 0 | 0 | 0
2020-10-27 | 20-21 | 20-21 |  | 0 | 0.0018113 | 0.84061 | 0.40174 | 0.18675 | 0 | 7.8891e-06 | 0.0053556 | 0.0013069 | 0.0009986 |  |  | 0 | 0 | 0 | 0 |  | 0 | 0 | 0 | 0 | 0 | 0 | 0 | 0 | 0 | 0 | 0 | 0 | 0 | 0 | 0 | 0 | 0 | 0 | 0 | 0 | 0 | 0
2020-10-28 | 20-21 | 20-21 |  | 0 | 0.051887 | 0.0039064 | 0.50835 | 0.11313 | 0 | 0.00025245 | 2.207e-05 | 0.0023767 | 0.0005363 |  |  | 0 | 0 | 0.064572 | 0.0097271 |  | 0 | 0 | 0.00044291 | 6.6719e-05 | 0 | 0 | 0.064572 | 0.0097271 | 0 | 0 | 0.00044291 | 6.6719e-05 | 0 | 0 | 0 | 0 | 0 | 0 | 0 | 0 | 0 | 0
2020-10-29 | 20-21 | 20-21 |  | 0 | 0.84892 | 0.17042 | 0.30092 | 0.65914 | 0 | 0.010862 | 0.0008926 | 0.0012198 | 0.0078462 |  |  | 0 | 0 | 0 | 0 |  | 0 | 0 | 0 | 0 | 0 | 0 | 0 | 0 | 0 | 0 | 0 | 0 | 0 | 0 | 0 | 0 | 0 | 0 | 0 | 0 | 0 | 0
2020-10-30 | 20-21 | 20-21 |  | 0 | 0.082135 | 0.0028249 | 0.29887 | 0.10238 | 0 | 0.00074315 | 4.414e-05 | 0.0011399 | 0.00069344 |  |  | 0 | 0 | 0 | 0 |  | 0 | 0 | 0 | 0 | 0 | 0 | 0 | 0 | 0 | 0 | 0 | 0 | 0 | 0 | 0 | 0 | 0 | 0 | 0 | 0 | 0 | 0
2020-10-31 | 20-21 | 20-21 |  | 0 | 0.0046067 | 0 | 0.77833 | 0.12044 | 0 | 3.7342e-05 | 0 | 0.0043274 | 0.00067776 |  |  | 0 | 0 | 0 | 0 |  | 0 | 0 | 0 | 0 | 0 | 0 | 0 | 0 | 0 | 0 | 0 | 0 | 0 | 0 | 0 | 0 | 0 | 0 | 0 | 0 | 0 | 0
2020-11-01 | 20-21 | 20-21 |  | 0 | 0.012932 | 0.073301 | 0.050549 | 0.027478 | 0 | 6.995e-05 | 0.00041688 | 0.00049373 | 0.00018484 |  |  | 0 | 0 | 0 | 0 |  | 0 | 0 | 0 | 0 | 0 | 0 | 0 | 0 | 0 | 0 | 0 | 0 | 0 | 0 | 0 | 0 | 0 | 0 | 0 | 0 | 0 | 0
2020-11-02 | 20-21 | 20-21 |  | 0 | 0.32467 | 0.34003 | 0.28277 | 0.31821 | 0 | 0.0026718 | 0.001567 | 0.00033036 | 0.0021348 |  |  | 0 | 0 | 0.25399 | 0.03826 |  | 0 | 0 | 0.00030858 | 4.6484e-05 | 0 | 0 | 0.25399 | 0.03826 | 0 | 0 | 0.00030858 | 4.6484e-05 | 0 | 0 | 0 | 0 | 0 | 0 | 0 | 0 | 0 | 0
2020-11-03 | 20-21 | 20-21 |  | 0 | 0.20173 | 0 | 0.85571 | 0.26874 | 0 | 0.0011918 | 0 | 0.015429 | 0.0031504 |  |  | 0 | 0 | 0 | 0 |  | 0 | 0 | 0 | 0 | 0 | 0 | 0 | 0 | 0 | 0 | 0 | 0 | 0 | 0 | 0 | 0 | 0 | 0 | 0 | 0 | 0 | 0
2020-11-04 | 20-21 | 20-21 |  | 0 | 0.1184 | 1.1206 | 0.10678 | 0.26477 | 0 | 0.00056959 | 0.0077024 | 0.00042112 | 0.0016034 |  |  | 0 | 0 | 0 | 0 |  | 0 | 0 | 0 | 0 | 0 | 0 | 0 | 0 | 0 | 0 | 0 | 0 | 0 | 0 | 0 | 0 | 0 | 0 | 0 | 0 | 0 | 0
2020-11-05 | 20-21 | 20-21 |  | 0 | 0.46877 | 0.00085337 | 0.020221 | 0.32812 | 0 | 0.0051263 | 1.4713e-05 | 4.3564e-05 | 0.0035624 |  |  | 0 | 0 | 0 | 0 |  | 0 | 0 | 0 | 0 | 0 | 0 | 0 | 0 | 0 | 0 | 0 | 0 | 0 | 0 | 0 | 0 | 0 | 0 | 0 | 0 | 0 | 0
2020-11-06 | 20-21 | 20-21 |  | 0 | 0.34507 | 0.01294 | 0.048632 | 0.24845 | 0 | 0.0036874 | 0.00013242 | 0.00018152 | 0.0026031 |  |  | 0 | 0 | 0 | 0 |  | 0 | 0 | 0 | 0 | 0 | 0 | 0 | 0 | 0 | 0 | 0 | 0 | 0 | 0 | 0 | 0 | 0 | 0 | 0 | 0 | 0 | 0
2020-11-07 | 20-21 | 20-21 |  | 0 | 0.25438 | 1.5426 | 0.15916 | 0.42966 | 0 | 0.0015515 | 0.0093208 | 0.0004066 | 0.0025226 |  |  | 0.024606 | 0 | 0 | 0.017057 |  | 0.00044495 | 0 | 0 | 0.00030844 | 0.024606 | 0 | 0 | 0.017057 | 0.00044495 | 0 | 0 | 0.00030844 | 0 | 0 | 0 | 0 | 0 | 0 | 0 | 0 | 0 | 0
2020-11-08 | 20-21 | 20-21 |  | 0 | 0.0078349 | 0.0013463 | 0.1912 | 0.034434 | 0 | 5.5224e-05 | 7.3566e-06 | 0.0014848 | 0.00026305 |  |  | 0 | 0 | 0.11041 | 0.016633 |  | 0 | 0 | 0.00083135 | 0.00012523 | 0 | 0 | 0.11041 | 0.016633 | 0 | 0 | 0.00083135 | 0.00012523 | 0 | 0 | 0 | 0 | 0 | 0 | 0 | 0 | 0 | 0
2020-11-09 | 20-21 | 20-21 |  | 0 | 0.20847 | 0.0044213 | 0.78563 | 0.26351 | 0 | 0.00088674 | 2.9426e-05 | 0.0035795 | 0.0011583 |  |  | 0 | 0 | 0 | 0 |  | 0 | 0 | 0 | 0 | 0 | 0 | 0 | 0 | 0 | 0 | 0 | 0 | 0 | 0 | 0 | 0 | 0 | 0 | 0 | 0 | 0 | 0
2020-11-10 | 20-21 |  | MED | 0 | 5.0256 | 18.9103 | 56.2295 | 14.7656 | 0 | 0.033384 | 0.079206 | 0.14144 | 0.056225 |  |  | 0 | 0.1463 | 0.60802 | 0.11334 |  | 0 | 0.00051496 | 0.0023706 | 0.00043367 | 0 | 0.1463 | 0.60802 | 0.11334 | 0 | 0.00051496 | 0.0023706 | 0.00043367 | 0 | 0 | 0 | 0 | 0 | 0 | 0 | 0 | 0 | 0
2020-11-11 | 20-21 | 20-21 |  | 0 | 0.80687 | 9.7475 | 15.1518 | 4.291 | 0 | 0.0034244 | 0.033529 | 0.025051 | 0.011132 |  |  | 0 | 0.073969 | 0.63666 | 0.1069 |  | 0 | 0.00015449 | 0.0008967 | 0.00015805 | 0 | 0.073969 | 0.63666 | 0.1069 | 0 | 0.00015449 | 0.0008967 | 0.00015805 | 0 | 0 | 0 | 0 | 0 | 0 | 0 | 0 | 0 | 0
2020-11-12 | 20-21 | 20-21 |  | 0 | 0.30439 | 1.1567 | 4.0661 | 0.99549 | 0 | 0.0022195 | 0.005363 | 0.020756 | 0.0054626 |  |  | 0 | 0 | 0.23938 | 0.03606 |  | 0 | 0 | 0.0012416 | 0.00018703 | 0 | 0 | 0.23938 | 0.03606 | 0 | 0 | 0.0012416 | 0.00018703 | 0 | 0 | 0 | 0 | 0 | 0 | 0 | 0 | 0 | 0
2020-11-13 | 20-21 | 20-21 |  | 0 | 0.23032 | 0.030177 | 0.76379 | 0.2792 | 0 | 0.0020038 | 0.00040461 | 0.0031221 | 0.0019195 |  |  | 0 | 0 | 0 | 0 |  | 0 | 0 | 0 | 0 | 0 | 0 | 0 | 0 | 0 | 0 | 0 | 0 | 0 | 0 | 0 | 0 | 0 | 0 | 0 | 0 | 0 | 0
2020-11-14 | 20-21 | 20-21 |  | 0 | 0.20471 | 0.021003 | 0.34276 | 0.19666 | 0 | 0.0035827 | 0.00014713 | 0.002338 | 0.0028576 |  |  | 0 | 0 | 0 | 0 |  | 0 | 0 | 0 | 0 | 0 | 0 | 0 | 0 | 0 | 0 | 0 | 0 | 0 | 0 | 0 | 0 | 0 | 0 | 0 | 0 | 0 | 0
2020-11-15 | 20-21 | 20-21 |  | 0 | 0.40414 | 9.2203 | 26.4292 | 5.6323 | 0 | 0.0031898 | 0.048649 | 0.095488 | 0.023828 |  |  | 0 | 0 | 0.43673 | 0.065789 |  | 0 | 0 | 0.0010746 | 0.00016188 | 0 | 0 | 0.43673 | 0.065789 | 0 | 0 | 0.0010746 | 0.00016188 | 0 | 0 | 0 | 0 | 0 | 0 | 0 | 0 | 0 | 0
2020-11-16 | 20-21 | 20-21 |  | 0 | 0.11639 | 0.25731 | 0.23461 | 0.15428 | 0 | 0.0025056 | 0.0016994 | 0.00076722 | 0.0021051 |  |  | 0 | 0 | 0 | 0 |  | 0 | 0 | 0 | 0 | 0 | 0 | 0 | 0 | 0 | 0 | 0 | 0 | 0 | 0 | 0 | 0 | 0 | 0 | 0 | 0 | 0 | 0
2020-11-17 | 20-21 | 20-21 |  | 0 | 0.22535 | 0.012661 | 0.14388 | 0.17977 | 0 | 0.0016541 | 3.6783e-05 | 0.00046953 | 0.0012228 |  |  | 0 | 0 | 0 | 0 |  | 0 | 0 | 0 | 0 | 0 | 0 | 0 | 0 | 0 | 0 | 0 | 0 | 0 | 0 | 0 | 0 | 0 | 0 | 0 | 0 | 0 | 0
2020-11-18 | 20-21 | 20-21 |  | 0.10279 | 0.46751 | 0.013624 | 0.23538 | 0.36233 | 0.00087732 | 0.0032282 | 6.621e-05 | 0.001031 | 0.0024095 |  |  | 0 | 0 | 0 | 0 |  | 0 | 0 | 0 | 0 | 0 | 0 | 0 | 0 | 0 | 0 | 0 | 0 | 0 | 0 | 0 | 0 | 0 | 0 | 0 | 0 | 0 | 0
2020-11-19 | 20-21 | 20-21 |  | 0.75917 | 0.35021 | 0.088294 | 0.398 | 0.32153 | 0.00058488 | 0.0048329 | 0.00028691 | 0.0021564 | 0.003722 |  |  | 0 | 0 | 0 | 0 |  | 0 | 0 | 0 | 0 | 0 | 0 | 0 | 0 | 0 | 0 | 0 | 0 | 0 | 0 | 0 | 0 | 0 | 0 | 0 | 0 | 0 | 0
2020-11-20 | 20-21 | 20-21 |  | 0 | 0.0049686 | 1.0181 | 0.13334 | 0.1749 | 0 | 1.7356e-05 | 0.0055616 | 0.00055908 | 0.00092313 |  |  | 0 | 0 | 0 | 0 |  | 0 | 0 | 0 | 0 | 0 | 0 | 0 | 0 | 0 | 0 | 0 | 0 | 0 | 0 | 0 | 0 | 0 | 0 | 0 | 0 | 0 | 0
2020-11-21 | 20-21 | 20-21 |  | 0 | 0.097535 | 0.0095636 | 0.41804 | 0.13201 | 0 | 0.0010198 | 9.5636e-05 | 0.0023525 | 0.0010755 |  |  | 0 | 0 | 0.29877 | 0.045006 |  | 0 | 0 | 0.0016046 | 0.00024172 | 0 | 0 | 0.29877 | 0.045006 | 0 | 0 | 0.0016046 | 0.00024172 | 0 | 0 | 0 | 0 | 0 | 0 | 0 | 0 | 0 | 0
2020-11-22 | 20-21 | 20-21 |  | 0 | 0.47258 | 2.3736 | 9.7911 | 2.1554 | 0 | 0.0034891 | 0.010147 | 0.073795 | 0.015044 |  |  | 0 | 0 | 0.079414 | 0.011963 |  | 0 | 0 | 0.00017063 | 2.5703e-05 | 0 | 0 | 0.079414 | 0.011963 | 0 | 0 | 0.00017063 | 2.5703e-05 | 0 | 0 | 0 | 0 | 0 | 0 | 0 | 0 | 0 | 0
2020-11-23 | 20-21 | 20-21 |  | 0 | 0.00071318 | 0.025366 | 0.32132 | 0.052669 | 0 | 6.3113e-06 | 0.00047818 | 0.00099472 | 0.00022531 |  |  | 0 | 0 | 0 | 0 |  | 0 | 0 | 0 | 0 | 0 | 0 | 0 | 0 | 0 | 0 | 0 | 0 | 0 | 0 | 0 | 0 | 0 | 0 | 0 | 0 | 0 | 0
2020-11-24 | 20-21 | 20-21 |  | 0 | 0.10357 | 0.094312 | 1.2797 | 0.27859 | 0 | 0.0015315 | 0.00031633 | 0.011283 | 0.0028084 |  |  | 0 | 0 | 0 | 0 |  | 0 | 0 | 0 | 0 | 0 | 0 | 0 | 0 | 0 | 0 | 0 | 0 | 0 | 0 | 0 | 0 | 0 | 0 | 0 | 0 | 0 | 0
2020-11-25 | 20-21 | 20-21 |  | 0 | 0.45656 | 0.0055616 | 1.3492 | 0.52056 | 0 | 0.0023299 | 3.6783e-05 | 0.025108 | 0.0054028 |  |  | 0 | 0 | 0 | 0 |  | 0 | 0 | 0 | 0 | 0 | 0 | 0 | 0 | 0 | 0 | 0 | 0 | 0 | 0 | 0 | 0 | 0 | 0 | 0 | 0 | 0 | 0
2020-11-26 | 20-21 | 20-21 |  | 0 | 0.047949 | 0.06668 | 0.0051551 | 0.043929 | 0 | 0.00026507 | 0.00037519 | 2.9043e-05 | 0.00024391 |  |  | 0 | 0 | 0 | 0 |  | 0 | 0 | 0 | 0 | 0 | 0 | 0 | 0 | 0 | 0 | 0 | 0 | 0 | 0 | 0 | 0 | 0 | 0 | 0 | 0 | 0 | 0
2020-11-27 | 20-21 | 20-21 |  | 0 | 0.3515 | 0.19812 | 0.56729 | 0.35858 | 0 | 0.0085334 | 0.001285 | 0.0015562 | 0.0063408 |  |  | 0 | 0 | 0 | 0 |  | 0 | 0 | 0 | 0 | 0 | 0 | 0 | 0 | 0 | 0 | 0 | 0 | 0 | 0 | 0 | 0 | 0 | 0 | 0 | 0 | 0 | 0
2020-11-28 | 20-21 | 20-21 |  | 0 | 0.50316 | 1.3598 | 3.115 | 1.0202 | 0 | 0.0032861 | 0.0095587 | 0.018827 | 0.0065352 |  |  | 0 | 0 | 0 | 0 |  | 0 | 0 | 0 | 0 | 0 | 0 | 0 | 0 | 0 | 0 | 0 | 0 | 0 | 0 | 0 | 0 | 0 | 0 | 0 | 0 | 0 | 0
2020-11-29 | 20-21 | 20-21 |  | 0 | 0.53096 | 0.0054733 | 0.091631 | 0.38268 | 0 | 0.0044784 | 1.4713e-05 | 0.00044291 | 0.0031733 |  |  | 0 | 0 | 0 | 0 |  | 0 | 0 | 0 | 0 | 0 | 0 | 0 | 0 | 0 | 0 | 0 | 0 | 0 | 0 | 0 | 0 | 0 | 0 | 0 | 0 | 0 | 0
2020-11-30 | 20-21 | 20-21 |  | 0 | 0.23979 | 0.0021506 | 1.558 | 0.40123 | 0 | 0.0028227 | 5.6401e-05 | 0.0078573 | 0.0031487 |  |  | 0 | 0 | 0.42532 | 0.06407 |  | 0 | 0 | 0.0022545 | 0.00033961 | 0 | 0 | 0.42532 | 0.06407 | 0 | 0 | 0.0022545 | 0.00033961 | 0 | 0 | 0 | 0 | 0 | 0 | 0 | 0 | 0 | 0
2020-12-01 | 20-21 | 20-21 |  | 0 | 0.43817 | 0.069432 | 1.5088 | 0.54135 | 0 | 0.0033108 | 0.0002771 | 0.0084055 | 0.0036025 |  |  | 0 | 0 | 0 | 0 |  | 0 | 0 | 0 | 0 | 0 | 0 | 0 | 0 | 0 | 0 | 0 | 0 | 0 | 0 | 0 | 0 | 0 | 0 | 0 | 0 | 0 | 0
2020-12-02 | 20-21 | 20-21 |  | 0 | 0.10303 | 0.0030236 | 0.32234 | 0.12043 | 0 | 0.00041023 | 1.4713e-05 | 0.0026211 | 0.00068141 |  |  | 0 | 0 | 0 | 0 |  | 0 | 0 | 0 | 0 | 0 | 0 | 0 | 0 | 0 | 0 | 0 | 0 | 0 | 0 | 0 | 0 | 0 | 0 | 0 | 0 | 0 | 0
2020-12-03 | 20-21 | 20-21 |  | 0 | 0.27159 | 0.15234 | 0.22694 | 0.2451 | 0 | 0.0047224 | 0.0012948 | 0.00073333 | 0.0035766 |  |  | 0 | 0 | 0 | 0 |  | 0 | 0 | 0 | 0 | 0 | 0 | 0 | 0 | 0 | 0 | 0 | 0 | 0 | 0 | 0 | 0 | 0 | 0 | 0 | 0 | 0 | 0
2020-12-04 | 20-21 | 20-21 |  | 0 | 0.45876 | 0.069984 | 2.3841 | 0.68757 | 0 | 0.004025 | 0.0021555 | 0.0086693 | 0.0044166 |  |  | 0 | 0 | 0 | 0 |  | 0 | 0 | 0 | 0 | 0 | 0 | 0 | 0 | 0 | 0 | 0 | 0 | 0 | 0 | 0 | 0 | 0 | 0 | 0 | 0 | 0 | 0
2020-12-05 | 20-21 |  | MED | 0 | 3.1396 | 15.5827 | 22.697 | 7.9122 | 0 | 0.018316 | 0.079427 | 0.080664 | 0.036657 |  |  | 0 | 0 | 0.2438 | 0.036726 |  | 0 | 0 | 0.00031221 | 4.7031e-05 | 0 | 0 | 0.2438 | 0.036726 | 0 | 0 | 0.00031221 | 4.7031e-05 | 0 | 0 | 0 | 0 | 0 | 0 | 0 | 0 | 0 | 0
2020-12-06 | 20-21 | 20-21 |  | 0 | 0.26165 | 0.19315 | 0.85792 | 0.33933 | 0 | 0.003943 | 0.00032369 | 0.0028777 | 0.0032149 |  |  | 0 | 0 | 0 | 0 |  | 0 | 0 | 0 | 0 | 0 | 0 | 0 | 0 | 0 | 0 | 0 | 0 | 0 | 0 | 0 | 0 | 0 | 0 | 0 | 0 | 0 | 0
2020-12-07 | 20-21 | 20-21 |  | 0 | 0.44873 | 4.5949 | 0.93575 | 1.1352 | 0 | 0.0063591 | 0.041819 | 0.0016337 | 0.010872 |  |  | 0 | 0.0085749 | 0 | 0.0012749 |  | 0 | 9.1958e-05 | 0 | 1.3672e-05 | 0 | 0.0085749 | 0 | 0.0012749 | 0 | 9.1958e-05 | 0 | 1.3672e-05 | 0 | 0 | 0 | 0 | 0 | 0 | 0 | 0 | 0 | 0
2020-12-08 | 20-21 | 20-21 |  | 0 | 0.010614 | 0.023718 | 0.075279 | 0.022224 | 0 | 8.5202e-05 | 0.0001128 | 0.00034125 | 0.00012724 |  |  | 0 | 0 | 0 | 0 |  | 0 | 0 | 0 | 0 | 0 | 0 | 0 | 0 | 0 | 0 | 0 | 0 | 0 | 0 | 0 | 0 | 0 | 0 | 0 | 0 | 0 | 0
2020-12-09 | 20-21 | 20-21 |  | 0 | 0.0083893 | 0.018539 | 0.10348 | 0.02416 | 0 | 0.00013411 | 9.5636e-05 | 0.00091485 | 0.000245 |  |  | 0 | 0 | 0.0024015 | 0.00036176 |  | 0 | 0 | 0.00035578 | 5.3594e-05 | 0 | 0 | 0.0024015 | 0.00036176 | 0 | 0 | 0.00035578 | 5.3594e-05 | 0 | 0 | 0 | 0 | 0 | 0 | 0 | 0 | 0 | 0
2020-12-10 | 20-21 | 20-21 |  | 0 | 0.16567 | 0.53856 | 0.018181 | 0.19765 | 0 | 0.01726 | 0.0034037 | 0.00022508 | 0.012505 |  |  | 0 | 0 | 0 | 0 |  | 0 | 0 | 0 | 0 | 0 | 0 | 0 | 0 | 0 | 0 | 0 | 0 | 0 | 0 | 0 | 0 | 0 | 0 | 0 | 0 | 0 | 0
2020-12-11 | 20-21 | 20-21 |  | 0 | 0.086364 | 0.81512 | 0.0038264 | 0.18163 | 0 | 0.0014006 | 0.0050295 | 2.9043e-05 | 0.001723 |  |  | 0 | 0 | 0 | 0 |  | 0 | 0 | 0 | 0 | 0 | 0 | 0 | 0 | 0 | 0 | 0 | 0 | 0 | 0 | 0 | 0 | 0 | 0 | 0 | 0 | 0 | 0
2020-12-12 | 20-21 | 20-21 |  | 0 | 0.70326 | 0.15985 | 0.029447 | 0.5157 | 0 | 0.0073416 | 0.0012727 | 0.000167 | 0.0053036 |  |  | 0 | 0 | 0 | 0 |  | 0 | 0 | 0 | 0 | 0 | 0 | 0 | 0 | 0 | 0 | 0 | 0 | 0 | 0 | 0 | 0 | 0 | 0 | 0 | 0 | 0 | 0
2020-12-13 | 20-21 | 20-21 |  | 0.018862 | 0.041842 | 1.6442 | 2.1872 | 0.60307 | 0.00014622 | 0.00044758 | 0.0097132 | 0.013585 | 0.0038019 |  |  | 0.024141 | 0 | 0 | 0.016734 |  | 0.00024561 | 0 | 0 | 0.00017026 | 0.024141 | 0 | 0 | 0.016734 | 0.00024561 | 0 | 0 | 0.00017026 | 0 | 0 | 0 | 0 | 0 | 0 | 0 | 0 | 0 | 0
2020-12-14 | 20-21 | 20-21 |  | 0.82688 | 0.11903 | 0.023232 | 0.08307 | 0.10466 | 0.020325 | 0.00055119 | 0.00030162 | 0.00045743 | 0.00064787 |  |  | 0 | 0 | 0 | 0 |  | 0 | 0 | 0 | 0 | 0 | 0 | 0 | 0 | 0 | 0 | 0 | 0 | 0 | 0 | 0 | 0 | 0 | 0 | 0 | 0 | 0 | 0
2020-12-15 | 20-21 | 20-21 |  | 0 | 0.046186 | 0.51702 | 0.45505 | 0.17743 | 0 | 0.001054 | 0.0075038 | 0.0012997 | 0.002042 |  |  | 0 | 0 | 0 | 0 |  | 0 | 0 | 0 | 0 | 0 | 0 | 0 | 0 | 0 | 0 | 0 | 0 | 0 | 0 | 0 | 0 | 0 | 0 | 0 | 0 | 0 | 0
2020-12-16 | 20-21 | 20-21 |  | 0.017254 | 0.46538 | 0.72246 | 0.99693 | 0.58032 | 0.00014622 | 0.0054561 | 0.0021408 | 0.001866 | 0.0043827 |  |  | 0 | 0 | 0.0057527 | 0.00086658 |  | 0 | 0 | 4.3564e-05 | 6.5625e-06 | 0 | 0 | 0.0057527 | 0.00086658 | 0 | 0 | 4.3564e-05 | 6.5625e-06 | 0 | 0 | 0 | 0 | 0 | 0 | 0 | 0 | 0 | 0
2020-12-17 | 20-21 | 20-21 |  | 0 | 0.009205 | 0.0083792 | 1.7729 | 0.2747 | 0 | 9.9403e-05 | 5.1496e-05 | 0.014195 | 0.0022148 |  |  | 0 | 0 | 0 | 0 |  | 0 | 0 | 0 | 0 | 0 | 0 | 0 | 0 | 0 | 0 | 0 | 0 | 0 | 0 | 0 | 0 | 0 | 0 | 0 | 0 | 0 | 0
2020-12-18 | 20-21 | 20-21 |  | 6.5774 | 0.27803 | 0.008671 | 0.080783 | 0.25539 | 0.067261 | 0.0016856 | 0.00014958 | 0.00099472 | 0.0018437 |  |  | 0 | 0 | 0 | 0 |  | 0 | 0 | 0 | 0 | 0 | 0 | 0 | 0 | 0 | 0 | 0 | 0 | 0 | 0 | 0 | 0 | 0 | 0 | 0 | 0 | 0 | 0
2020-12-19 | 20-21 | 20-21 |  | 0 | 0.0015384 | 0.0025307 | 0.096815 | 0.016027 | 0 | 7.8891e-06 | 2.9426e-05 | 0.00043564 | 7.5469e-05 |  |  | 0 | 0 | 0 | 0 |  | 0 | 0 | 0 | 0 | 0 | 0 | 0 | 0 | 0 | 0 | 0 | 0 | 0 | 0 | 0 | 0 | 0 | 0 | 0 | 0 | 0 | 0
2020-12-20 | 20-21 | 20-21 |  | 0 | 0.0029947 | 0.88667 | 0.045009 | 0.14068 | 0 | 2.0512e-05 | 0.0097058 | 0.0002033 | 0.0014879 |  |  | 0 | 0 | 0 | 0 |  | 0 | 0 | 0 | 0 | 0 | 0 | 0 | 0 | 0 | 0 | 0 | 0 | 0 | 0 | 0 | 0 | 0 | 0 | 0 | 0 | 0 | 0
2020-12-21 | 20-21 | 20-21 |  | 0 | 0.052221 | 0.96119 | 1.5372 | 0.41067 | 0 | 0.00016883 | 0.0065449 | 0.0023307 | 0.0014412 |  |  | 0 | 0 | 0.15716 | 0.023675 |  | 0 | 0 | 0 | 0 | 0 | 0 | 0.15716 | 0.023675 | 0 | 0 | 0 | 0 | 0 | 0 | 0 | 0 | 0 | 0 | 0 | 0 | 0 | 0
2020-12-22 | 20-21 | 20-21 |  | 0 | 0.29837 | 0.053843 | 0.17333 | 0.24095 | 0 | 0.00090777 | 0.00023541 | 0.0041241 | 0.0012855 |  |  | 0 | 0 | 0 | 0 |  | 0 | 0 | 0 | 0 | 0 | 0 | 0 | 0 | 0 | 0 | 0 | 0 | 0 | 0 | 0 | 0 | 0 | 0 | 0 | 0 | 0 | 0
2020-12-23 | 20-21 | 20-21 |  | 0 | 0.018204 | 0.080224 | 0.07125 | 0.035279 | 0 | 0.00013096 | 0.0006621 | 0.00071397 | 0.00029677 |  |  | 0 | 0 | 0 | 0 |  | 0 | 0 | 0 | 0 | 0 | 0 | 0 | 0 | 0 | 0 | 0 | 0 | 0 | 0 | 0 | 0 | 0 | 0 | 0 | 0 | 0 | 0
2020-12-24 | 20-21 | 20-21 |  | 0 | 0.56694 | 0.0045979 | 0.033436 | 0.39872 | 0 | 0.0028653 | 2.9426e-05 | 0.00064621 | 0.002088 |  |  | 0 | 0 | 0 | 0 |  | 0 | 0 | 0 | 0 | 0 | 0 | 0 | 0 | 0 | 0 | 0 | 0 | 0 | 0 | 0 | 0 | 0 | 0 | 0 | 0 | 0 | 0
2020-12-25 | 20-21 | 20-21 |  | 0 | 0.070105 | 0.041467 | 0.050448 | 0.062362 | 0 | 0.0013785 | 0.00058363 | 7.7448e-05 | 0.001054 |  |  | 0 | 0 | 0 | 0 |  | 0 | 0 | 0 | 0 | 0 | 0 | 0 | 0 | 0 | 0 | 0 | 0 | 0 | 0 | 0 | 0 | 0 | 0 | 0 | 0 | 0 | 0
2020-12-26 | 20-21 | 20-21 |  | 0 | 0.0029968 | 0.017386 | 0.22651 | 0.038783 | 0 | 3.892e-05 | 0.00024522 | 0.0011254 | 0.00023297 |  |  | 0 | 0 | 0 | 0 |  | 0 | 0 | 0 | 0 | 0 | 0 | 0 | 0 | 0 | 0 | 0 | 0 | 0 | 0 | 0 | 0 | 0 | 0 | 0 | 0 | 0 | 0
2020-12-27 | 20-21 | 20-21 |  | 0 | 0.58867 | 0.51575 | 0.27593 | 0.52631 | 0 | 0.0067352 | 0.01128 | 0.0015853 | 0.0065848 |  |  | 0 | 0 | 0 | 0 |  | 0 | 0 | 0 | 0 | 0 | 0 | 0 | 0 | 0 | 0 | 0 | 0 | 0 | 0 | 0 | 0 | 0 | 0 | 0 | 0 | 0 | 0
2020-12-28 | 20-21 | 20-21 |  | 0 | 0.063765 | 0.010277 | 0.051508 | 0.053489 | 0 | 7.9943e-05 | 5.8853e-05 | 0.00029043 | 0.00010792 |  |  | 0 | 0 | 0 | 0 |  | 0 | 0 | 0 | 0 | 0 | 0 | 0 | 0 | 0 | 0 | 0 | 0 | 0 | 0 | 0 | 0 | 0 | 0 | 0 | 0 | 0 | 0
2020-12-29 | 20-21 | 20-21 |  | 0 | 0.00085518 | 0.020459 | 0.01837 | 0.0064017 | 0 | 9.4669e-06 | 0.0003899 | 0.00010165 | 7.9844e-05 |  |  | 0 | 0 | 0 | 0 |  | 0 | 0 | 0 | 0 | 0 | 0 | 0 | 0 | 0 | 0 | 0 | 0 | 0 | 0 | 0 | 0 | 0 | 0 | 0 | 0 | 0 | 0
2020-12-30 | 20-21 | 20-21 |  | 0 | 0.097231 | 0.009571 | 0.0035287 | 0.069356 | 0 | 0.0013782 | 2.9426e-05 | 2.9043e-05 | 0.00096414 |  |  | 0.026557 | 0 | 0 | 0.018409 |  | 0.00025166 | 0 | 0 | 0.00017445 | 0.026557 | 0 | 0 | 0.018409 | 0.00025166 | 0 | 0 | 0.00017445 | 0 | 0 | 0 | 0 | 0 | 0 | 0 | 0 | 0 | 0
2020-12-31 | 20-21 | 20-21 |  | 0 | 0.36596 | 0.0020084 | 0.0047703 | 0.2547 | 0 | 0.0051185 | 2.207e-05 | 4.3564e-05 | 0.003558 |  |  | 0 | 0 | 0 | 0 |  | 0 | 0 | 0 | 0 | 0 | 0 | 0 | 0 | 0 | 0 | 0 | 0 | 0 | 0 | 0 | 0 | 0 | 0 | 0 | 0 | 0 | 0
2021-01-01 | 20-21 | 20-21 |  | 0 | 0.67997 | 0.65845 | 0.014521 | 0.57144 | 0 | 0.0081868 | 0.0027367 | 1.4521e-05 | 0.0060842 |  |  | 0 | 0 | 0 | 0 |  | 0 | 0 | 0 | 0 | 0 | 0 | 0 | 0 | 0 | 0 | 0 | 0 | 0 | 0 | 0 | 0 | 0 | 0 | 0 | 0 | 0 | 0
2021-01-02 | 20-21 | 20-21 |  | 0 | 0.0076303 | 0.28502 | 1.3468 | 0.25054 | 0 | 4.3653e-05 | 0.00086808 | 0.0032092 | 0.00064276 |  |  | 0 | 0 | 0.053365 | 0.0080388 |  | 0 | 0 | 4.3564e-05 | 6.5625e-06 | 0 | 0 | 0.053365 | 0.0080388 | 0 | 0 | 4.3564e-05 | 6.5625e-06 | 0 | 0 | 0 | 0 | 0 | 0 | 0 | 0 | 0 | 0
2021-01-03 | 20-21 | 20-21 |  | 0 | 0.3499 | 0.054905 | 0.14383 | 0.27238 | 0 | 0.0026255 | 0.00031143 | 0.0021201 | 0.0021857 |  |  | 0 | 0 | 0 | 0 |  | 0 | 0 | 0 | 0 | 0 | 0 | 0 | 0 | 0 | 0 | 0 | 0 | 0 | 0 | 0 | 0 | 0 | 0 | 0 | 0 | 0 | 0
2021-01-04 | 20-21 | 20-21 |  | 0 | 0.3514 | 0.31376 | 0.039135 | 0.29614 | 0 | 0.0025277 | 0.0041859 | 0.00033399 | 0.0024248 |  |  | 0 | 0 | 0 | 0 |  | 0 | 0 | 0 | 0 | 0 | 0 | 0 | 0 | 0 | 0 | 0 | 0 | 0 | 0 | 0 | 0 | 0 | 0 | 0 | 0 | 0 | 0
2021-01-05 | 20-21 | 20-21 |  | 0 | 0.0014295 | 0.11643 | 1.3808 | 0.2263 | 0 | 1.1045e-05 | 0.00072831 | 0.017023 | 0.0026802 |  |  | 0 | 0 | 0.029315 | 0.004416 |  | 0 | 0 | 0.00030858 | 4.6484e-05 | 0 | 0 | 0.029315 | 0.004416 | 0 | 0 | 0.00030858 | 4.6484e-05 | 0 | 0 | 0 | 0 | 0 | 0 | 0 | 0 | 0 | 0
2021-01-06 | 20-21 | 20-21 |  | 0 | 0.098115 | 0.0039873 | 0.007297 | 0.069706 | 0 | 0.00076419 | 2.9426e-05 | 3.6304e-05 | 0.00053958 |  |  | 0 | 0 | 0 | 0 |  | 0 | 0 | 0 | 0 | 0 | 0 | 0 | 0 | 0 | 0 | 0 | 0 | 0 | 0 | 0 | 0 | 0 | 0 | 0 | 0 | 0 | 0
2021-01-07 | 20-21 | 20-21 |  | 0 | 0.15433 | 0.0092865 | 0.0036885 | 0.10892 | 0 | 0.00090567 | 0.00010544 | 1.4521e-05 | 0.00064568 |  |  | 0 | 0 | 0 | 0 |  | 0 | 0 | 0 | 0 | 0 | 0 | 0 | 0 | 0 | 0 | 0 | 0 | 0 | 0 | 0 | 0 | 0 | 0 | 0 | 0 | 0 | 0
2021-01-08 | 20-21 | 20-21 |  | 0 | 0.0069992 | 0.026808 | 1.5664 | 0.2448 | 0 | 3.8394e-05 | 0.00042668 | 0.0089961 | 0.0014452 |  |  | 0 | 0 | 0 | 0 |  | 0 | 0 | 0 | 0 | 0 | 0 | 0 | 0 | 0 | 0 | 0 | 0 | 0 | 0 | 0 | 0 | 0 | 0 | 0 | 0 | 0 | 0
2021-01-09 | 20-21 | 20-21 |  | 0 | 0.0089068 | 0.0014713 | 0.0019096 | 0.0066806 | 0 | 6.2061e-05 | 1.4713e-05 | 7.2607e-06 | 4.6302e-05 |  |  | 0 | 0 | 0 | 0 |  | 0 | 0 | 0 | 0 | 0 | 0 | 0 | 0 | 0 | 0 | 0 | 0 | 0 | 0 | 0 | 0 | 0 | 0 | 0 | 0 | 0 | 0
2021-01-10 | 20-21 | 20-21 |  | 0 | 0.027502 | 0.09708 | 0.0022799 | 0.033841 | 0 | 0.00032819 | 0.00050515 | 5.0825e-05 | 0.00031026 |  |  | 0 | 0 | 0 | 0 |  | 0 | 0 | 0 | 0 | 0 | 0 | 0 | 0 | 0 | 0 | 0 | 0 | 0 | 0 | 0 | 0 | 0 | 0 | 0 | 0 | 0 | 0
2021-01-11 | 20-21 |  | MED | 0 | 0.10837 | 0.51118 | 33.6814 | 5.2249 | 0 | 0.0014116 | 0.0061648 | 0.029951 | 0.0064068 |  |  | 0 | 0 | 13.1615 | 1.9826 |  | 0 | 0 | 0 | 0 | 0 | 0 | 13.1615 | 1.9826 | 0 | 0 | 0 | 0 | 0 | 0 | 0 | 0 | 0 | 0 | 0 | 0 | 0 | 0
2021-01-12 | 20-21 | 20-21 |  | 0 | 0.183 | 0.049356 | 0.24311 | 0.17082 | 0 | 0.0015031 | 0.00032369 | 0.0037175 | 0.0016501 |  |  | 0 | 0 | 0 | 0 |  | 0 | 0 | 0 | 0 | 0 | 0 | 0 | 0 | 0 | 0 | 0 | 0 | 0 | 0 | 0 | 0 | 0 | 0 | 0 | 0 | 0 | 0
2021-01-13 | 20-21 | 20-21 |  | 0 | 0.27781 | 0.22171 | 0.074585 | 0.23678 | 0 | 0.0034239 | 0.0028348 | 0.00080352 | 0.0029159 |  |  | 0 | 0 | 0 | 0 |  | 0 | 0 | 0 | 0 | 0 | 0 | 0 | 0 | 0 | 0 | 0 | 0 | 0 | 0 | 0 | 0 | 0 | 0 | 0 | 0 | 0 | 0
2021-01-14 | 20-21 | 20-21 |  | 0 | 0.028794 | 0.79062 | 0 | 0.13751 | 0 | 0.00012149 | 0.0038917 | 0 | 0.00066281 |  |  | 0 | 0 | 0 | 0 |  | 0 | 0 | 0 | 0 | 0 | 0 | 0 | 0 | 0 | 0 | 0 | 0 | 0 | 0 | 0 | 0 | 0 | 0 | 0 | 0 | 0 | 0
2021-01-15 | 20-21 | 20-21 |  | 0 | 0.075204 | 0.86571 | 0.20772 | 0.21213 | 0 | 0.00036237 | 0.0097696 | 0.00095842 | 0.0018481 |  |  | 0 | 0 | 0 | 0 |  | 0 | 0 | 0 | 0 | 0 | 0 | 0 | 0 | 0 | 0 | 0 | 0 | 0 | 0 | 0 | 0 | 0 | 0 | 0 | 0 | 0 | 0
2021-01-16 | 20-21 | 20-21 |  | 0 | 0.027528 | 0.0087593 | 0.010632 | 0.021987 | 0 | 8.678e-05 | 9.3184e-05 | 8.2288e-05 | 8.6406e-05 |  |  | 0 | 0 | 0 | 0 |  | 0 | 0 | 0 | 0 | 0 | 0 | 0 | 0 | 0 | 0 | 0 | 0 | 0 | 0 | 0 | 0 | 0 | 0 | 0 | 0 | 0 | 0
2021-01-17 | 20-21 | 20-21 |  | 0 | 0.02888 | 0.092208 | 0.1106 | 0.05039 | 0 | 0.00011676 | 0.00077245 | 0.00078658 | 0.00031427 |  |  | 0 | 0 | 0 | 0 |  | 0 | 0 | 0 | 0 | 0 | 0 | 0 | 0 | 0 | 0 | 0 | 0 | 0 | 0 | 0 | 0 | 0 | 0 | 0 | 0 | 0 | 0
2021-01-18 | 20-21 | 20-21 |  | 0 | 0.0027817 | 0.018458 | 0.12022 | 0.022783 | 0 | 2.6823e-05 | 0.00014713 | 0.0012125 | 0.00022313 |  |  | 0 | 0 | 0 | 0 |  | 0 | 0 | 0 | 0 | 0 | 0 | 0 | 0 | 0 | 0 | 0 | 0 | 0 | 0 | 0 | 0 | 0 | 0 | 0 | 0 | 0 | 0
2021-01-19 | 20-21 | 20-21 |  | 8.1035 | 0.21647 | 0.0071433 | 0.027228 | 0.21584 | 0.02515 | 0.0018445 | 2.9426e-05 | 0.0002396 | 0.0015072 |  |  | 0 | 0 | 0 | 0 |  | 0 | 0 | 0 | 0 | 0 | 0 | 0 | 0 | 0 | 0 | 0 | 0 | 0 | 0 | 0 | 0 | 0 | 0 | 0 | 0 | 0 | 0
2021-01-20 | 20-21 | 20-21 |  | 0 | 0.29172 | 0.0042595 | 0.35587 | 0.25647 | 0 | 0.0032051 | 1.4713e-05 | 0.0010092 | 0.002376 |  |  | 0 | 0 | 0 | 0 |  | 0 | 0 | 0 | 0 | 0 | 0 | 0 | 0 | 0 | 0 | 0 | 0 | 0 | 0 | 0 | 0 | 0 | 0 | 0 | 0 | 0 | 0
2021-01-21 | 20-21 | 20-21 |  | 0 | 0.21465 | 1.4602 | 0.27165 | 0.40681 | 0 | 0.0025235 | 0.0089383 | 0.0011327 | 0.0032488 |  |  | 0 | 0 | 0 | 0 |  | 0 | 0 | 0 | 0 | 0 | 0 | 0 | 0 | 0 | 0 | 0 | 0 | 0 | 0 | 0 | 0 | 0 | 0 | 0 | 0 | 0 | 0
2021-01-22 | 20-21 | 20-21 |  | 0 | 0.72749 | 0.00086072 | 0.15556 | 0.52786 | 0 | 0.006396 | 1.4713e-05 | 0.00059901 | 0.0045261 |  |  | 0 | 0 | 0.042293 | 0.006371 |  | 0 | 0 | 0.00017789 | 2.6797e-05 | 0 | 0 | 0.042293 | 0.006371 | 0 | 0 | 0.00017789 | 2.6797e-05 | 0 | 0 | 0 | 0 | 0 | 0 | 0 | 0 | 0 | 0
2021-01-23 | 20-21 | 20-21 |  | 0 | 0.31925 | 0.07543 | 0.80345 | 0.35355 | 0 | 0.0045452 | 0.0022953 | 0.0053197 | 0.0042933 |  |  | 0 | 0 | 0 | 0 |  | 0 | 0 | 0 | 0 | 0 | 0 | 0 | 0 | 0 | 0 | 0 | 0 | 0 | 0 | 0 | 0 | 0 | 0 | 0 | 0 | 0 | 0
2021-01-24 | 20-21 | 20-21 |  | 0 | 0.6599 | 0.19547 | 0.3241 | 0.53533 | 0 | 0.010122 | 0.0026852 | 0.0013795 | 0.0076235 |  |  | 0 | 0 | 0 | 0 |  | 0 | 0 | 0 | 0 | 0 | 0 | 0 | 0 | 0 | 0 | 0 | 0 | 0 | 0 | 0 | 0 | 0 | 0 | 0 | 0 | 0 | 0
2021-01-25 | 20-21 | 20-21 |  | 0 | 0.60116 | 2.367 | 4.2251 | 1.4051 | 0 | 0.0078318 | 0.022099 | 0.026478 | 0.012703 |  |  | 0 | 0.0019499 | 0.69092 | 0.10437 |  | 0 | 6.621e-05 | 0.0025776 | 0.00039813 | 0 | 0.0019499 | 0.69092 | 0.10437 | 0 | 6.621e-05 | 0.0025776 | 0.00039813 | 0 | 0 | 0 | 0 | 0 | 0 | 0 | 0 | 0 | 0
2021-01-26 | 20-21 | 20-21 |  | 0 | 0.014488 | 0.3236 | 0.36525 | 0.11318 | 0 | 8.5202e-05 | 0.0064812 | 0.0019991 | 0.0013238 |  |  | 0 | 0 | 0 | 0 |  | 0 | 0 | 0 | 0 | 0 | 0 | 0 | 0 | 0 | 0 | 0 | 0 | 0 | 0 | 0 | 0 | 0 | 0 | 0 | 0 | 0 | 0
2021-01-27 | 20-21 | 20-21 |  | 0 | 0.51829 | 0.34283 | 0.27581 | 0.4518 | 0 | 0.0041271 | 0.0016013 | 0.00078658 | 0.0032175 |  |  | 0 | 0 | 0 | 0 |  | 0 | 0 | 0 | 0 | 0 | 0 | 0 | 0 | 0 | 0 | 0 | 0 | 0 | 0 | 0 | 0 | 0 | 0 | 0 | 0 | 0 | 0
2021-01-28 | 20-21 | 20-21 |  | 0 | 0.042592 | 0.077517 | 0.090019 | 0.05461 | 0 | 0.00029873 | 0.00082394 | 0.00080836 | 0.00045136 |  |  | 0 | 0 | 0 | 0 |  | 0 | 0 | 0 | 0 | 0 | 0 | 0 | 0 | 0 | 0 | 0 | 0 | 0 | 0 | 0 | 0 | 0 | 0 | 0 | 0 | 0 | 0
2021-01-29 | 20-21 | 20-21 |  | 0 | 0.29908 | 0.00081658 | 0.57787 | 0.29449 | 0 | 0.0070444 | 7.3566e-06 | 0.0026647 | 0.0052857 |  |  | 0 | 0 | 0 | 0 |  | 0 | 0 | 0 | 0 | 0 | 0 | 0 | 0 | 0 | 0 | 0 | 0 | 0 | 0 | 0 | 0 | 0 | 0 | 0 | 0 | 0 | 0
2021-01-30 | 20-21 | 20-21 |  | 0 | 0.41756 | 0.025844 | 0.1872 | 0.3215 | 0 | 0.0043159 | 9.5636e-05 | 0.00079868 | 0.0031263 |  |  | 0 | 0 | 0 | 0 |  | 0 | 0 | 0 | 0 | 0 | 0 | 0 | 0 | 0 | 0 | 0 | 0 | 0 | 0 | 0 | 0 | 0 | 0 | 0 | 0 | 0 | 0
2021-01-31 | 20-21 | 20-21 |  | 0 | 0.2309 | 0.010976 | 0.035679 | 0.16707 | 0 | 0.0017414 | 7.3566e-05 | 0.00019604 | 0.0012476 |  |  | 0 | 0 | 0 | 0 |  | 0 | 0 | 0 | 0 | 0 | 0 | 0 | 0 | 0 | 0 | 0 | 0 | 0 | 0 | 0 | 0 | 0 | 0 | 0 | 0 | 0 | 0
2021-02-01 | 20-21 | 20-21 |  | 0 | 0.60548 | 0.0046273 | 0.0264 | 0.42439 | 0 | 0.0066884 | 5.1496e-05 | 0.00011617 | 0.0046616 |  |  | 0 | 0 | 0 | 0 |  | 0 | 0 | 0 | 0 | 0 | 0 | 0 | 0 | 0 | 0 | 0 | 0 | 0 | 0 | 0 | 0 | 0 | 0 | 0 | 0 | 0 | 0
2021-02-02 | 20-21 | 20-21 |  | 0 | 0.14042 | 0.034694 | 1.3515 | 0.30609 | 0 | 0.0054461 | 0.00022806 | 0.013926 | 0.005907 |  |  | 0 | 0 | 0.0080256 | 0.001209 |  | 0 | 0 | 0 | 0 | 0 | 0 | 0.0080256 | 0.001209 | 0 | 0 | 0 | 0 | 0 | 0 | 0 | 0 | 0 | 0 | 0 | 0 | 0 | 0
2021-02-03 | 20-21 | 20-21 |  | 0 | 0.0088137 | 0.00068417 | 0.018871 | 0.0090541 | 0 | 3.103e-05 | 7.3566e-06 | 7.2607e-05 | 3.3542e-05 |  |  | 0 | 0 | 0 | 0 |  | 0 | 0 | 0 | 0 | 0 | 0 | 0 | 0 | 0 | 0 | 0 | 0 | 0 | 0 | 0 | 0 | 0 | 0 | 0 | 0 | 0 | 0
2021-02-04 | 20-21 | 20-21 |  | 0 | 1.0002 | 0.13422 | 0.47488 | 0.78487 | 0 | 0.010684 | 0.0012555 | 0.0066581 | 0.0085958 |  |  | 0 | 0 | 0.0081582 | 0.0012289 |  | 0 | 0 | 0 | 0 | 0 | 0 | 0.0081582 | 0.0012289 | 0 | 0 | 0 | 0 | 0 | 0 | 0 | 0 | 0 | 0 | 0 | 0 | 0 | 0
2021-02-05 | 20-21 | 20-21 |  | 0 | 1.2302 | 11.3759 | 1.5559 | 2.7785 | 0 | 0.011277 | 0.021226 | 0.018551 | 0.013767 |  |  | 0 | 0 | 0 | 0 |  | 0 | 0 | 0 | 0 | 0 | 0 | 0 | 0 | 0 | 0 | 0 | 0 | 0 | 0 | 0 | 0 | 0 | 0 | 0 | 0 | 0 | 0
2021-02-06 | 20-21 | 20-21 |  | 0 | 0.18034 | 5.6629 | 4.5054 | 1.6456 | 0 | 0.0020917 | 0.020317 | 0.011952 | 0.006271 |  |  | 0 | 0 | 1.0364 | 0.15613 |  | 0 | 0 | 0.0045126 | 0.00067977 | 0 | 0 | 1.0364 | 0.15613 | 0 | 0 | 0.0045126 | 0.00067977 | 0 | 0 | 0 | 0 | 0 | 0 | 0 | 0 | 0 | 0
2021-02-07 | 20-21 | 20-21 |  | 0 | 0.13261 | 0.0006106 | 0.0022581 | 0.092355 | 0 | 0.00047703 | 7.3566e-06 | 7.2607e-06 | 0.00033287 |  |  | 0 | 0 | 0 | 0 |  | 0 | 0 | 0 | 0 | 0 | 0 | 0 | 0 | 0 | 0 | 0 | 0 | 0 | 0 | 0 | 0 | 0 | 0 | 0 | 0 | 0 | 0
2021-02-08 | 20-21 | 20-21 |  | 0 | 0.58162 | 0.0013683 | 0.093037 | 0.4174 | 0 | 0.0051668 | 4.414e-05 | 0.00047195 | 0.0036593 |  |  | 0 | 0 | 0 | 0 |  | 0 | 0 | 0 | 0 | 0 | 0 | 0 | 0 | 0 | 0 | 0 | 0 | 0 | 0 | 0 | 0 | 0 | 0 | 0 | 0 | 0 | 0
2021-02-09 | 20-21 | 20-21 |  | 0 | 0.27721 | 0 | 0.05007 | 0.19971 | 0 | 0.0029421 | 0 | 0.002672 | 0.002442 |  |  | 0 | 0 | 0 | 0 |  | 0 | 0 | 0 | 0 | 0 | 0 | 0 | 0 | 0 | 0 | 0 | 0 | 0 | 0 | 0 | 0 | 0 | 0 | 0 | 0 | 0 | 0
2021-02-10 | 20-21 | 20-21 |  | 0 | 0.1322 | 0.037291 | 0.15669 | 0.12079 | 0 | 0.0014442 | 0.0018465 | 0.006237 | 0.0022152 |  |  | 0 | 0 | 0 | 0 |  | 0 | 0 | 0 | 0 | 0 | 0 | 0 | 0 | 0 | 0 | 0 | 0 | 0 | 0 | 0 | 0 | 0 | 0 | 0 | 0 | 0 | 0
2021-02-11 | 20-21 | 20-21 |  | 0 | 0.22461 | 0.41226 | 0.42149 | 0.28048 | 0 | 0.0017119 | 0.004051 | 0.0025122 | 0.0021675 |  |  | 0 | 0 | 0 | 0 |  | 0 | 0 | 0 | 0 | 0 | 0 | 0 | 0 | 0 | 0 | 0 | 0 | 0 | 0 | 0 | 0 | 0 | 0 | 0 | 0 | 0 | 0
2021-02-12 | 20-21 | 20-21 |  | 0 | 0.53498 | 0.0018686 | 0.39422 | 0.43051 | 0 | 0.0030626 | 1.4713e-05 | 0.0017389 | 0.0023871 |  |  | 0 | 0 | 0.13885 | 0.020916 |  | 0 | 0 | 0.00054093 | 8.1485e-05 | 0 | 0 | 0.13885 | 0.020916 | 0 | 0 | 0.00054093 | 8.1485e-05 | 0 | 0 | 0 | 0 | 0 | 0 | 0 | 0 | 0 | 0
2021-02-13 | 20-21 | 20-21 |  | 0 | 0.010497 | 0 | 0.21055 | 0.038994 | 0 | 0.00016935 | 0 | 0.0015756 | 0.00035474 |  |  | 0 | 0 | 0 | 0 |  | 0 | 0 | 0 | 0 | 0 | 0 | 0 | 0 | 0 | 0 | 0 | 0 | 0 | 0 | 0 | 0 | 0 | 0 | 0 | 0 | 0 | 0
2021-02-14 | 20-21 | 20-21 |  | 0 | 0.29058 | 0.017293 | 0.0036739 | 0.20456 | 0 | 0.0041839 | 0.00012261 | 1.4521e-05 | 0.0029207 |  |  | 0 | 0 | 0 | 0 |  | 0 | 0 | 0 | 0 | 0 | 0 | 0 | 0 | 0 | 0 | 0 | 0 | 0 | 0 | 0 | 0 | 0 | 0 | 0 | 0 | 0 | 0
2021-02-15 | 20-21 | 20-21 |  | 0 | 0.39871 | 0.60149 | 0.0067234 | 0.36683 | 0 | 0.0043895 | 0.0040314 | 8.7129e-05 | 0.0036553 |  |  | 0 | 0 | 0 | 0 |  | 0 | 0 | 0 | 0 | 0 | 0 | 0 | 0 | 0 | 0 | 0 | 0 | 0 | 0 | 0 | 0 | 0 | 0 | 0 | 0 | 0 | 0
2021-02-16 | 20-21 | 20-21 |  | 0 | 0.6296 | 0.14686 | 0.1739 | 0.48447 | 0 | 0.0071018 | 0.00048063 | 0.0013323 | 0.0051951 |  |  | 0 | 0 | 0.096691 | 0.014566 |  | 0 | 0 | 0.00084588 | 0.00012742 | 0 | 0 | 0.096691 | 0.014566 | 0 | 0 | 0.00084588 | 0.00012742 | 0 | 0 | 0 | 0 | 0 | 0 | 0 | 0 | 0 | 0
2021-02-17 | 20-21 | 20-21 |  | 0 | 0.6606 | 0.078238 | 0.67014 | 0.57051 | 0 | 0.0078686 | 0.00061796 | 0.00607 | 0.0064608 |  |  | 0.039853 | 0 | 0 | 0.027627 |  | 0.00025403 | 0 | 0 | 0.00017609 | 0.039853 | 0 | 0 | 0.027627 | 0.00025403 | 0 | 0 | 0.00017609 | 0 | 0 | 0 | 0 | 0 | 0 | 0 | 0 | 0 | 0
2021-02-18 | 20-21 | 20-21 |  | 0 | 0.76826 | 0.11 | 0.22532 | 0.58286 | 0 | 0.009753 | 0.00086318 | 0.0020378 | 0.0071962 |  |  | 0 | 0 | 0 | 0 |  | 0 | 0 | 0 | 0 | 0 | 0 | 0 | 0 | 0 | 0 | 0 | 0 | 0 | 0 | 0 | 0 | 0 | 0 | 0 | 0 | 0 | 0
2021-02-19 | 20-21 | 20-21 |  | 0 | 0.20836 | 0.87183 | 0.066073 | 0.28401 | 0 | 0.0024782 | 0.0018686 | 0.0002396 | 0.0020318 |  |  | 0 | 0 | 0 | 0 |  | 0 | 0 | 0 | 0 | 0 | 0 | 0 | 0 | 0 | 0 | 0 | 0 | 0 | 0 | 0 | 0 | 0 | 0 | 0 | 0 | 0 | 0
2021-02-20 | 20-21 | 20-21 |  | 0 | 0.1484 | 2.3422 | 1.7595 | 0.71615 | 0 | 0.0019412 | 0.011594 | 0.0033436 | 0.0035731 |  |  | 0 | 0 | 0.53619 | 0.080772 |  | 0 | 0 | 0.00048284 | 7.2735e-05 | 0 | 0 | 0.53619 | 0.080772 | 0 | 0 | 0.00048284 | 7.2735e-05 | 0 | 0 | 0 | 0 | 0 | 0 | 0 | 0 | 0 | 0
2021-02-21 | 20-21 | 20-21 |  | 0 | 1.2342 | 0.15917 | 0.55975 | 0.96351 | 0 | 0.0098251 | 0.0018048 | 0.0011835 | 0.0072574 |  |  | 0 | 0 | 0 | 0 |  | 0 | 0 | 0 | 0 | 0 | 0 | 0 | 0 | 0 | 0 | 0 | 0 | 0 | 0 | 0 | 0 | 0 | 0 | 0 | 0 | 0 | 0
2021-02-22 | 20-21 | 20-21 |  | 0.80143 | 0.27761 | 0 | 0.41679 | 0.26122 | 0.0039479 | 0.0024456 | 0 | 0.0023331 | 0.0020763 |  |  | 0.00090324 | 0 | 0 | 0.00062613 |  | 0 | 0 | 0 | 0 | 0.00090324 | 0 | 0 | 0.00062613 | 0 | 0 | 0 | 0 | 0 | 0 | 0 | 0 | 0 | 0 | 0 | 0 | 0 | 0
2021-02-23 | 20-21 | 20-21 |  | 0 | 0.36819 | 0.080511 | 0.072756 | 0.27816 | 0 | 0.0053341 | 0.0017852 | 0.001457 | 0.0041825 |  |  | 0 | 0 | 0.0047013 | 0.0007082 |  | 0 | 0 | 0 | 0 | 0 | 0 | 0.0047013 | 0.0007082 | 0 | 0 | 0 | 0 | 0 | 0 | 0 | 0 | 0 | 0 | 0 | 0 | 0 | 0
2021-02-24 | 20-21 | 20-21 |  | 0 | 0.1311 | 0.05093 | 0.71735 | 0.20652 | 0 | 0.0021001 | 5.1496e-05 | 0.0082845 | 0.0027114 |  |  | 0 | 0 | 0 | 0 |  | 0 | 0 | 0 | 0 | 0 | 0 | 0 | 0 | 0 | 0 | 0 | 0 | 0 | 0 | 0 | 0 | 0 | 0 | 0 | 0 | 0 | 0
2021-02-25 | 20-21 | 20-21 |  | 0.048496 | 0.26661 | 0.0058044 | 0.75029 | 0.29907 | 0.0002437 | 0.004379 | 2.207e-05 | 0.0076782 | 0.0041973 |  |  | 0 | 0 | 0.14489 | 0.021826 |  | 0 | 0 | 0.0012743 | 0.00019195 | 0 | 0 | 0.14489 | 0.021826 | 0 | 0 | 0.0012743 | 0.00019195 | 0 | 0 | 0 | 0 | 0 | 0 | 0 | 0 | 0 | 0
2021-02-26 | 20-21 | 20-21 |  | 0 | 0.008476 | 0.029824 | 0.084348 | 0.023016 | 0 | 4.9438e-05 | 0.00018392 | 0.00037393 | 0.00011794 |  |  | 0 | 0 | 0.063873 | 0.0096217 |  | 0 | 0 | 0.00023597 | 3.5547e-05 | 0 | 0 | 0.063873 | 0.0096217 | 0 | 0 | 0.00023597 | 3.5547e-05 | 0 | 0 | 0 | 0 | 0 | 0 | 0 | 0 | 0 | 0
2021-02-27 | 20-21 | 20-21 |  | 0 | 0.16755 | 0.39112 | 0.23166 | 0.20919 | 0 | 0.0020869 | 0.0045537 | 0.00091485 | 0.0022615 |  |  | 0 | 0 | 0 | 0 |  | 0 | 0 | 0 | 0 | 0 | 0 | 0 | 0 | 0 | 0 | 0 | 0 | 0 | 0 | 0 | 0 | 0 | 0 | 0 | 0 | 0 | 0
2021-02-28 | 20-21 | 20-21 |  | 0 | 0.15439 | 0.1085 | 0.31784 | 0.17104 | 0 | 0.0012244 | 0.00057382 | 0.0011182 | 0.0011025 |  |  | 0 | 0 | 0 | 0 |  | 0 | 0 | 0 | 0 | 0 | 0 | 0 | 0 | 0 | 0 | 0 | 0 | 0 | 0 | 0 | 0 | 0 | 0 | 0 | 0 | 0 | 0
2021-03-01 | 20-21 | 20-21 |  | 0 | 0.86907 | 0.26852 | 0.031244 | 0.64707 | 0 | 0.0051721 | 0.0014566 | 0.00018757 | 0.0038301 |  |  | 0 | 0 | 0.0046215 | 0.00069617 |  | 0 | 0 | 1.8152e-05 | 2.7344e-06 | 0 | 0 | 0.0046215 | 0.00069617 | 0 | 0 | 1.8152e-05 | 2.7344e-06 | 0 | 0 | 0 | 0 | 0 | 0 | 0 | 0 | 0 | 0
2021-03-02 | 20-21 | 20-21 |  | 0 | 0.36367 | 0.0035532 | 0.055748 | 0.26102 | 0 | 0.0050411 | 4.414e-05 | 8.7129e-05 | 0.0035142 |  |  | 0 | 0 | 0 | 0 |  | 0 | 0 | 0 | 0 | 0 | 0 | 0 | 0 | 0 | 0 | 0 | 0 | 0 | 0 | 0 | 0 | 0 | 0 | 0 | 0 | 0 | 0
2021-03-03 | 20-21 | 20-21 |  | 0 | 0.1421 | 0.20764 | 0.055203 | 0.13769 | 0 | 0.00044021 | 0.00040461 | 0.00018152 | 0.00039266 |  |  | 0 | 0 | 0 | 0 |  | 0 | 0 | 0 | 0 | 0 | 0 | 0 | 0 | 0 | 0 | 0 | 0 | 0 | 0 | 0 | 0 | 0 | 0 | 0 | 0 | 0 | 0
2021-03-04 | 20-21 | 20-21 |  | 0 | 0.027103 | 1.071 | 0.0024904 | 0.17839 | 0 | 0.0002393 | 0.0061428 | 1.4521e-05 | 0.0010814 |  |  | 0 | 0 | 0 | 0 |  | 0 | 0 | 0 | 0 | 0 | 0 | 0 | 0 | 0 | 0 | 0 | 0 | 0 | 0 | 0 | 0 | 0 | 0 | 0 | 0 | 0 | 0
2021-03-05 | 20-21 | 20-21 |  | 0 | 0.18585 | 0.10272 | 0.14265 | 0.16559 | 0 | 0.0047477 | 0.00091958 | 0.0012682 | 0.0036189 |  |  | 0 | 0 | 0 | 0 |  | 0 | 0 | 0 | 0 | 0 | 0 | 0 | 0 | 0 | 0 | 0 | 0 | 0 | 0 | 0 | 0 | 0 | 0 | 0 | 0 | 0 | 0
2021-03-06 | 20-21 | 20-21 |  | 0 | 0.15637 | 0.016376 | 0.047754 | 0.11803 | 0 | 0.0020275 | 0.00015449 | 0.0002396 | 0.0014645 |  |  | 0 | 0 | 0 | 0 |  | 0 | 0 | 0 | 0 | 0 | 0 | 0 | 0 | 0 | 0 | 0 | 0 | 0 | 0 | 0 | 0 | 0 | 0 | 0 | 0 | 0 | 0
2021-03-07 | 20-21 | 20-21 |  | 0 | 0.34205 | 0.006106 | 0.0036376 | 0.23857 | 0 | 0.0026718 | 7.3566e-05 | 2.9043e-05 | 0.0018674 |  |  | 0 | 0 | 0 | 0 |  | 0 | 0 | 0 | 0 | 0 | 0 | 0 | 0 | 0 | 0 | 0 | 0 | 0 | 0 | 0 | 0 | 0 | 0 | 0 | 0 | 0 | 0
2021-03-08 | 20-21 | 20-21 |  | 0 | 0.31654 | 0 | 0.25835 | 0.25835 | 0 | 0.0047571 | 0 | 0.0016409 | 0.0035449 |  |  | 0 | 0 | 0.0020737 | 0.00031238 |  | 0 | 0 | 0 | 0 | 0 | 0 | 0.0020737 | 0.00031238 | 0 | 0 | 0 | 0 | 0 | 0 | 0 | 0 | 0 | 0 | 0 | 0 | 0 | 0
2021-03-09 | 20-21 | 20-21 |  | 0 | 0.24785 | 0.014544 | 0.085691 | 0.18688 | 0 | 0.00083467 | 0.00022806 | 0.00087129 | 0.00074375 |  |  | 0 | 0 | 0 | 0 |  | 0 | 0 | 0 | 0 | 0 | 0 | 0 | 0 | 0 | 0 | 0 | 0 | 0 | 0 | 0 | 0 | 0 | 0 | 0 | 0 | 0 | 0
2021-03-10 | 20-21 | 20-21 |  | 0 | 0.050757 | 0.13516 | 4.1028 | 0.67333 | 0 | 0.00064848 | 0.0023051 | 0.016344 | 0.0032543 |  |  | 0 | 0 | 0.009635 | 0.0014514 |  | 0 | 0 | 0 | 0 | 0 | 0 | 0.009635 | 0.0014514 | 0 | 0 | 0 | 0 | 0 | 0 | 0 | 0 | 0 | 0 | 0 | 0 | 0 | 0
2021-03-11 | 20-21 | 20-21 |  | 0 | 0.0066479 | 0.0045979 | 0.2312 | 0.04012 | 0 | 4.3653e-05 | 2.207e-05 | 0.00047195 | 0.00010464 |  |  | 0 | 0 | 0.090348 | 0.01361 |  | 0 | 0 | 0.00015248 | 2.2969e-05 | 0 | 0 | 0.090348 | 0.01361 | 0 | 0 | 0.00015248 | 2.2969e-05 | 0 | 0 | 0 | 0 | 0 | 0 | 0 | 0 | 0 | 0
2021-03-12 | 20-21 | 20-21 |  | 0 | 0.13915 | 0.4458 | 3.6946 | 0.7193 | 0 | 0.0015052 | 0.0038475 | 0.022428 | 0.0049941 |  |  | 0 | 0.13365 | 0 | 0.01987 |  | 0 | 0.0011108 | 0 | 0.00016516 | 0 | 0.13365 | 0 | 0.01987 | 0 | 0.0011108 | 0 | 0.00016516 | 0 | 0 | 0 | 0 | 0 | 0 | 0 | 0 | 0 | 0
2021-03-13 | 20-21 | 20-21 |  | 0 | 0.30451 | 0.10258 | 0.012125 | 0.22816 | 0 | 0.0022489 | 0.00047818 | 6.7767e-05 | 0.0016403 |  |  | 0 | 0 | 0 | 0 |  | 0 | 0 | 0 | 0 | 0 | 0 | 0 | 0 | 0 | 0 | 0 | 0 | 0 | 0 | 0 | 0 | 0 | 0 | 0 | 0 | 0 | 0
2021-03-14 | 20-21 | 20-21 |  | 0 | 0.04815 | 0.11269 | 0.16325 | 0.074724 | 0 | 0.00043337 | 0.00081658 | 0.00065347 | 0.00052026 |  |  | 0 | 0 | 0 | 0 |  | 0 | 0 | 0 | 0 | 0 | 0 | 0 | 0 | 0 | 0 | 0 | 0 | 0 | 0 | 0 | 0 | 0 | 0 | 0 | 0 | 0 | 0
2021-03-15 | 20-21 | 20-21 |  | 0 | 0.035359 | 0.45496 | 0.089264 | 0.1056 | 0 | 0.00016988 | 0.00089015 | 0.00042112 | 0.00031354 |  |  | 0 | 0 | 0 | 0 |  | 0 | 0 | 0 | 0 | 0 | 0 | 0 | 0 | 0 | 0 | 0 | 0 | 0 | 0 | 0 | 0 | 0 | 0 | 0 | 0 | 0 | 0
2021-03-16 | 20-21 | 20-21 |  | 0 | 0.57688 | 0.0068343 | 0.27547 | 0.44241 | 0 | 0.005798 | 2.9426e-05 | 0.0037683 | 0.0045912 |  |  | 0 | 0 | 0 | 0 |  | 0 | 0 | 0 | 0 | 0 | 0 | 0 | 0 | 0 | 0 | 0 | 0 | 0 | 0 | 0 | 0 | 0 | 0 | 0 | 0 | 0 | 0
2021-03-17 | 20-21 | 20-21 |  | 0 | 0.23223 | 0.19155 | 0.1097 | 0.20599 | 0 | 0.0022878 | 0.0017214 | 0.0012125 | 0.0020245 |  |  | 0 | 0 | 0 | 0 |  | 0 | 0 | 0 | 0 | 0 | 0 | 0 | 0 | 0 | 0 | 0 | 0 | 0 | 0 | 0 | 0 | 0 | 0 | 0 | 0 | 0 | 0
2021-03-18 | 20-21 | 20-21 |  | 0.059658 | 0.3052 | 0.0015743 | 5.1002 | 0.98054 | 0.00014622 | 0.0024898 | 7.3566e-06 | 0.02505 | 0.0055016 |  |  | 0 | 0 | 0 | 0 |  | 0 | 0 | 0 | 0 | 0 | 0 | 0 | 0 | 0 | 0 | 0 | 0 | 0 | 0 | 0 | 0 | 0 | 0 | 0 | 0 | 0 | 0
2021-03-19 | 20-21 | 20-21 |  | 0 | 0.8016 | 0.00083865 | 0.49324 | 0.6301 | 0 | 0.0077881 | 7.3566e-06 | 0.001002 | 0.0055508 |  |  | 0 | 0 | 0 | 0 |  | 0 | 0 | 0 | 0 | 0 | 0 | 0 | 0 | 0 | 0 | 0 | 0 | 0 | 0 | 0 | 0 | 0 | 0 | 0 | 0 | 0 | 0
2021-03-20 | 20-21 | 20-21 |  | 0 | 0.38904 | 0.0038254 | 0.23537 | 0.30571 | 0 | 0.006108 | 1.4713e-05 | 0.00046711 | 0.0043067 |  |  | 0.01973 | 0 | 0 | 0.013677 |  | 0.00020591 | 0 | 0 | 0.00014273 | 0.01973 | 0 | 0 | 0.013677 | 0.00020591 | 0 | 0 | 0.00014273 | 0 | 0 | 0 | 0 | 0 | 0 | 0 | 0 | 0 | 0
2021-03-21 | 20-21 | 20-21 |  | 0 | 0.45905 | 0.0014198 | 0.0014449 | 0.31864 | 0 | 0.0041996 | 7.3566e-06 | 7.2607e-06 | 0.0029134 |  |  | 0 | 0 | 0 | 0 |  | 0 | 0 | 0 | 0 | 0 | 0 | 0 | 0 | 0 | 0 | 0 | 0 | 0 | 0 | 0 | 0 | 0 | 0 | 0 | 0 | 0 | 0
2021-03-22 | 20-21 | 20-21 |  | 0 | 0.25597 | 0.0037224 | 0.095268 | 0.19235 | 0 | 0.0032309 | 8.0923e-05 | 0.0003703 | 0.0023075 |  |  | 0 | 0 | 0 | 0 |  | 0 | 0 | 0 | 0 | 0 | 0 | 0 | 0 | 0 | 0 | 0 | 0 | 0 | 0 | 0 | 0 | 0 | 0 | 0 | 0 | 0 | 0
2021-03-23 | 20-21 | 20-21 |  | 0 | 0.17001 | 0.075611 | 0.10983 | 0.14564 | 0 | 0.0015889 | 0.00091958 | 0.00041386 | 0.0013005 |  |  | 0 | 0 | 0 | 0 |  | 0 | 0 | 0 | 0 | 0 | 0 | 0 | 0 | 0 | 0 | 0 | 0 | 0 | 0 | 0 | 0 | 0 | 0 | 0 | 0 | 0 | 0
2021-03-24 | 20-21 | 20-21 |  | 0 | 0.27543 | 0.14364 | 1.3897 | 0.42163 | 0 | 0.0025398 | 0.0008877 | 0.0052459 | 0.002683 |  |  | 0 | 0.0023883 | 0.17638 | 0.026925 |  | 0 | 0 | 0.00048284 | 7.2552e-05 | 0 | 0.0023883 | 0.17638 | 0.026925 | 0 | 0 | 0.00048284 | 7.2552e-05 | 0 | 0 | 0 | 0 | 0 | 0 | 0 | 0 | 0 | 0
2021-03-25 | 20-21 | 20-21 |  | 0 | 0.015213 | 0.0051276 | 0.68 | 0.11374 | 0 | 0.00020669 | 0.0001692 | 0.0047993 | 0.00089141 |  |  | 0 | 0 | 0 | 0 |  | 0 | 0 | 0 | 0 | 0 | 0 | 0 | 0 | 0 | 0 | 0 | 0 | 0 | 0 | 0 | 0 | 0 | 0 | 0 | 0 | 0 | 0
2021-03-26 | 20-21 | 20-21 |  | 0 | 0.10077 | 0.047899 | 0.18136 | 0.1043 | 0 | 0.0041023 | 0.00025013 | 0.00030132 | 0.0029263 |  |  | 0 | 0 | 0.092588 | 0.013947 |  | 0 | 0 | 0.00018515 | 2.7891e-05 | 0 | 0 | 0.092588 | 0.013947 | 0 | 0 | 0.00018515 | 2.7891e-05 | 0 | 0 | 0 | 0 | 0 | 0 | 0 | 0 | 0 | 0
2021-03-27 | 20-21 | 20-21 |  | 0 | 0.017068 | 0.035334 | 5.0257 | 0.77415 | 0 | 0.00011781 | 0.00036538 | 0.0070937 | 0.0012046 |  |  | 0 | 0 | 2.9003 | 0.4369 |  | 0 | 0 | 0 | 0 | 0 | 0 | 2.9003 | 0.4369 | 0 | 0 | 0 | 0 | 0 | 0 | 0 | 0 | 0 | 0 | 0 | 0 | 0 | 0
2021-03-28 | 20-21 | 20-21 |  | 0 | 0.5417 | 0 | 0.039569 | 0.38147 | 0 | 0.0020012 | 0 | 0.00010649 | 0.0014033 |  |  | 0 | 0 | 0 | 0 |  | 0 | 0 | 0 | 0 | 0 | 0 | 0 | 0 | 0 | 0 | 0 | 0 | 0 | 0 | 0 | 0 | 0 | 0 | 0 | 0 | 0 | 0
2021-03-29 | 20-21 | 20-21 |  | 0 | 0.23957 | 0.010152 | 0.12193 | 0.18595 | 0 | 0.001287 | 0.0001128 | 0.0020959 | 0.0012246 |  |  | 0 | 0 | 0 | 0 |  | 0 | 0 | 0 | 0 | 0 | 0 | 0 | 0 | 0 | 0 | 0 | 0 | 0 | 0 | 0 | 0 | 0 | 0 | 0 | 0 | 0 | 0
2021-03-30 | 20-21 | 20-21 |  | 0 | 0.0038672 | 0.29621 | 0.10257 | 0.062172 | 0 | 7.3106e-05 | 0.0018759 | 0.00035336 | 0.00038281 |  |  | 0 | 0.0012799 | 0 | 0.0001903 |  | 0 | 0 | 0 | 0 | 0 | 0.0012799 | 0 | 0.0001903 | 0 | 0 | 0 | 0 | 0 | 0 | 0 | 0 | 0 | 0 | 0 | 0 | 0 | 0
2021-03-31 | 20-21 | 20-21 |  | 0 | 0.15693 | 0.083968 | 0.159 | 0.14522 | 0 | 0.0020065 | 0.00081658 | 0.00054456 | 0.0015943 |  |  | 0 | 0 | 0 | 0 |  | 0 | 0 | 0 | 0 | 0 | 0 | 0 | 0 | 0 | 0 | 0 | 0 | 0 | 0 | 0 | 0 | 0 | 0 | 0 | 0 | 0 | 0
2021-04-01 | 20-21 | 20-21 |  | 0 | 0.46453 | 0.20898 | 0.0076746 | 0.35424 | 0 | 0.0034891 | 0.0018539 | 2.9043e-05 | 0.0026987 |  |  | 0 | 0 | 0 | 0 |  | 0 | 0 | 0 | 0 | 0 | 0 | 0 | 0 | 0 | 0 | 0 | 0 | 0 | 0 | 0 | 0 | 0 | 0 | 0 | 0 | 0 | 0
2021-04-02 | 20-21 | 20-21 |  | 0 | 0.37164 | 0.18224 | 0.11311 | 0.30175 | 0 | 0.0051074 | 0.0012433 | 0.00070429 | 0.0038314 |  |  | 0 | 0 | 0 | 0 |  | 0 | 0 | 0 | 0 | 0 | 0 | 0 | 0 | 0 | 0 | 0 | 0 | 0 | 0 | 0 | 0 | 0 | 0 | 0 | 0 | 0 | 0
2021-04-03 | 20-21 | 20-21 |  | 0 | 0.066893 | 0.0014051 | 0 | 0.04658 | 0 | 0.0003366 | 1.4713e-05 | 0 | 0.00023552 |  |  | 0 | 0 | 0 | 0 |  | 0 | 0 | 0 | 0 | 0 | 0 | 0 | 0 | 0 | 0 | 0 | 0 | 0 | 0 | 0 | 0 | 0 | 0 | 0 | 0 | 0 | 0
2021-04-04 | 20-21 | 20-21 |  | 0 | 0.044321 | 0.0015817 | 0.0035287 | 0.03149 | 0 | 0.00096089 | 7.3566e-06 | 2.1782e-05 | 0.00067047 |  |  | 0 | 0 | 0 | 0 |  | 0 | 0 | 0 | 0 | 0 | 0 | 0 | 0 | 0 | 0 | 0 | 0 | 0 | 0 | 0 | 0 | 0 | 0 | 0 | 0 | 0 | 0
2021-04-05 | 20-21 | 20-21 |  | 0 | 0.20674 | 0 | 0 | 0.14331 | 0 | 0.0014842 | 0 | 0 | 0.0010289 |  |  | 0 | 0 | 0 | 0 |  | 0 | 0 | 0 | 0 | 0 | 0 | 0 | 0 | 0 | 0 | 0 | 0 | 0 | 0 | 0 | 0 | 0 | 0 | 0 | 0 | 0 | 0
2021-04-06 | 20-21 | 20-21 |  | 0.022372 | 0.34358 | 0.0021334 | 0.055583 | 0.24703 | 0.00043866 | 0.0038409 | 2.9426e-05 | 0.00056392 | 0.0027552 |  |  | 0 | 0 | 0 | 0 |  | 0 | 0 | 0 | 0 | 0 | 0 | 0 | 0 | 0 | 0 | 0 | 0 | 0 | 0 | 0 | 0 | 0 | 0 | 0 | 0 | 0 | 0
2021-04-07 | 20-21 | 20-21 |  | 0.042404 | 0.37962 | 0.29602 | 0.018624 | 0.31029 | 0.00029244 | 0.0076109 | 0.0020525 | 7.9868e-05 | 0.0055953 |  |  | 0 | 0 | 0 | 0 |  | 0 | 0 | 0 | 0 | 0 | 0 | 0 | 0 | 0 | 0 | 0 | 0 | 0 | 0 | 0 | 0 | 0 | 0 | 0 | 0 | 0 | 0
2021-04-08 | 20-21 | 20-21 |  | 0 | 0.11488 | 5.131 | 0.16645 | 0.86757 | 0 | 0.00087306 | 0.05054 | 0.0013069 | 0.0083162 |  |  | 0 | 0 | 0 | 0 |  | 0 | 0 | 0 | 0 | 0 | 0 | 0 | 0 | 0 | 0 | 0 | 0 | 0 | 0 | 0 | 0 | 0 | 0 | 0 | 0 | 0 | 0
2021-04-09 | 20-21 | 20-21 |  | 0 | 0.00096089 | 0.00044875 | 0.19221 | 0.029687 | 0 | 7.8891e-06 | 7.3566e-06 | 0.00088581 | 0.00014 |  |  | 0 | 0 | 0 | 0 |  | 0 | 0 | 0 | 0 | 0 | 0 | 0 | 0 | 0 | 0 | 0 | 0 | 0 | 0 | 0 | 0 | 0 | 0 | 0 | 0 | 0 | 0
2021-04-10 | 20-21 | 20-21 |  | 0 | 0.0098424 | 0.14419 | 0 | 0.02826 | 0 | 0.00014884 | 0.00094165 | 0 | 0.00024318 |  |  | 0 | 0 | 0 | 0 |  | 0 | 0 | 0 | 0 | 0 | 0 | 0 | 0 | 0 | 0 | 0 | 0 | 0 | 0 | 0 | 0 | 0 | 0 | 0 | 0 | 0 | 0
2021-04-11 | 20-21 | 20-21 |  | 0 | 0.22668 | 0.15514 | 0.010593 | 0.1818 | 0 | 0.0016215 | 0.00073566 | 2.1782e-05 | 0.0012367 |  |  | 0 | 0 | 0 | 0 |  | 0 | 0 | 0 | 0 | 0 | 0 | 0 | 0 | 0 | 0 | 0 | 0 | 0 | 0 | 0 | 0 | 0 | 0 | 0 | 0 | 0 | 0
2021-04-12 | 20-21 | 20-21 |  | 0 | 0.0082268 | 0.010074 | 0.11627 | 0.024715 | 0 | 0.00013569 | 6.1305e-05 | 0.0020257 | 0.00040833 |  |  | 0 | 0 | 0 | 0 |  | 0 | 0 | 0 | 0 | 0 | 0 | 0 | 0 | 0 | 0 | 0 | 0 | 0 | 0 | 0 | 0 | 0 | 0 | 0 | 0 | 0 | 0
2021-04-13 | 20-21 | 20-21 |  | 0.98284 | 0.2998 | 2.9431 | 1.7594 | 0.91778 | 0.0053127 | 0.005637 | 0.027116 | 0.010659 | 0.0095846 |  |  | 0 | 0 | 0 | 0 |  | 0 | 0 | 0 | 0 | 0 | 0 | 0 | 0 | 0 | 0 | 0 | 0 | 0 | 0 | 0 | 0 | 0 | 0 | 0 | 0 | 0 | 0
2021-04-14 | 20-21 | 20-21 |  | 0.073403 | 0.18633 | 0.0093871 | 0.011414 | 0.13283 | 0.00029244 | 0.0012181 | 5.8853e-05 | 0.00026139 | 0.00089469 |  |  | 0 | 0 | 0 | 0 |  | 0 | 0 | 0 | 0 | 0 | 0 | 0 | 0 | 0 | 0 | 0 | 0 | 0 | 0 | 0 | 0 | 0 | 0 | 0 | 0 | 0 | 0
2021-04-15 | 20-21 | 20-21 |  | 0.15265 | 0.77819 | 0.008416 | 0.017012 | 0.5444 | 0.001316 | 0.0046288 | 5.8853e-05 | 0.00013795 | 0.0032481 |  |  | 0 | 0 | 0 | 0 |  | 0 | 0 | 0 | 0 | 0 | 0 | 0 | 0 | 0 | 0 | 0 | 0 | 0 | 0 | 0 | 0 | 0 | 0 | 0 | 0 | 0 | 0
2021-04-16 | 20-21 | 20-21 |  | 0 | 0.012481 | 0.021209 | 0.60072 | 0.1023 | 0 | 4.1023e-05 | 0.00015449 | 0.0061426 | 0.00097672 |  |  | 0 | 0 | 0 | 0 |  | 0 | 0 | 0 | 0 | 0 | 0 | 0 | 0 | 0 | 0 | 0 | 0 | 0 | 0 | 0 | 0 | 0 | 0 | 0 | 0 | 0 | 0
2021-04-17 | 20-21 | 20-21 |  | 0 | 0.025337 | 0.001258 | 0.15489 | 0.041083 | 0 | 0.00024035 | 1.4713e-05 | 0.00074786 | 0.00028146 |  |  | 0 | 0 | 0 | 0 |  | 0 | 0 | 0 | 0 | 0 | 0 | 0 | 0 | 0 | 0 | 0 | 0 | 0 | 0 | 0 | 0 | 0 | 0 | 0 | 0 | 0 | 0
2021-04-18 | 20-21 | 20-21 |  | 0.052152 | 0.25357 | 0 | 0.089147 | 0.1896 | 0.0004874 | 0.0019912 | 0 | 0.0002396 | 0.0014201 |  |  | 0 | 0 | 0 | 0 |  | 0 | 0 | 0 | 0 | 0 | 0 | 0 | 0 | 0 | 0 | 0 | 0 | 0 | 0 | 0 | 0 | 0 | 0 | 0 | 0 | 0 | 0
2021-04-19 | 20-21 | 20-21 |  | 0 | 0.097601 | 0.0044262 | 0.88581 | 0.20175 | 0 | 0.0004197 | 2.6974e-05 | 0.0061619 | 0.0012232 |  |  | 0 | 0 | 0 | 0 |  | 0 | 0 | 0 | 0 | 0 | 0 | 0 | 0 | 0 | 0 | 0 | 0 | 0 | 0 | 0 | 0 | 0 | 0 | 0 | 0 | 0 | 0
2021-04-20 | 20-21 | 20-21 |  | 0 | 0.081642 | 0.37959 | 0.068466 | 0.12334 | 0 | 0.0023925 | 0.0013389 | 0.0011811 | 0.0020355 |  |  | 0 | 0 | 0 | 0 |  | 0 | 0 | 0 | 0 | 0 | 0 | 0 | 0 | 0 | 0 | 0 | 0 | 0 | 0 | 0 | 0 | 0 | 0 | 0 | 0 | 0 | 0
2021-04-21 | 20-21 | 20-21 |  | 0 | 0.010911 | 0.46085 | 0.0099763 | 0.077583 | 0 | 0.00010571 | 0.0010005 | 5.0825e-05 | 0.00022969 |  |  | 0 | 0 | 0 | 0 |  | 0 | 0 | 0 | 0 | 0 | 0 | 0 | 0 | 0 | 0 | 0 | 0 | 0 | 0 | 0 | 0 | 0 | 0 | 0 | 0 | 0 | 0
2021-04-22 | 20-21 | 20-21 |  | 0 | 0.0022389 | 1.3972 | 0.20147 | 0.23963 | 0 | 1.7356e-05 | 0.0054071 | 0.0007406 | 0.0009275 |  |  | 0 | 0 | 0 | 0 |  | 0 | 0 | 0 | 0 | 0 | 0 | 0 | 0 | 0 | 0 | 0 | 0 | 0 | 0 | 0 | 0 | 0 | 0 | 0 | 0 | 0 | 0
2021-04-23 | 20-21 | 20-21 |  | 0 | 0.063274 | 0.033328 | 0.17166 | 0.074675 | 0 | 0.00021301 | 0.00015449 | 0.00064621 | 0.00026797 |  |  | 0 | 0 | 0 | 0 |  | 0 | 0 | 0 | 0 | 0 | 0 | 0 | 0 | 0 | 0 | 0 | 0 | 0 | 0 | 0 | 0 | 0 | 0 | 0 | 0 | 0 | 0
2021-04-24 | 20-21 | 20-21 |  | 0 | 0.046808 | 0.012881 | 0.00097294 | 0.034509 | 0 | 0.00033134 | 0.00012506 | 7.2607e-06 | 0.00024938 |  |  | 0 | 0 | 0 | 0 |  | 0 | 0 | 0 | 0 | 0 | 0 | 0 | 0 | 0 | 0 | 0 | 0 | 0 | 0 | 0 | 0 | 0 | 0 | 0 | 0 | 0 | 0
2021-04-25 | 20-21 | 20-21 |  | 0 | 0.24389 | 0.015883 | 0.046147 | 0.17838 | 0 | 0.0020385 | 0.00012506 | 0.00036062 | 0.001486 |  |  | 0 | 0 | 0 | 0 |  | 0 | 0 | 0 | 0 | 0 | 0 | 0 | 0 | 0 | 0 | 0 | 0 | 0 | 0 | 0 | 0 | 0 | 0 | 0 | 0 | 0 | 0
2021-04-26 | 20-21 | 20-21 |  | 0 | 0.25865 | 1.151 | 0.00025413 | 0.35046 | 0 | 0.003042 | 0.014743 | 7.2607e-06 | 0.0043017 |  |  | 0 | 0 | 0 | 0 |  | 0 | 0 | 0 | 0 | 0 | 0 | 0 | 0 | 0 | 0 | 0 | 0 | 0 | 0 | 0 | 0 | 0 | 0 | 0 | 0 | 0 | 0
2021-04-27 | 20-21 | 20-21 |  | 0 | 0.078528 | 0.00075038 | 0.0079941 | 0.055752 | 0 | 0.00070529 | 7.3566e-06 | 4.3564e-05 | 0.00049656 |  |  | 0 | 0 | 0 | 0 |  | 0 | 0 | 0 | 0 | 0 | 0 | 0 | 0 | 0 | 0 | 0 | 0 | 0 | 0 | 0 | 0 | 0 | 0 | 0 | 0 | 0 | 0
2021-04-28 | 20-21 | 20-21 |  | 0 | 0.079112 | 0.027779 | 1.2632 | 0.24925 | 0 | 0.00068898 | 0.00014713 | 0.0072753 | 0.0015954 |  |  | 0 | 0 | 0 | 0 |  | 0 | 0 | 0 | 0 | 0 | 0 | 0 | 0 | 0 | 0 | 0 | 0 | 0 | 0 | 0 | 0 | 0 | 0 | 0 | 0 | 0 | 0
2021-04-29 | 20-21 | 20-21 |  | 0 | 0.0017924 | 0.0019348 | 1.1367 | 0.17276 | 0 | 1.42e-05 | 1.4713e-05 | 0.0089936 | 0.0013668 |  |  | 0 | 0 | 0 | 0 |  | 0 | 0 | 0 | 0 | 0 | 0 | 0 | 0 | 0 | 0 | 0 | 0 | 0 | 0 | 0 | 0 | 0 | 0 | 0 | 0 | 0 | 0
2021-04-30 | 20-21 | 20-21 |  | 0 | 0.00059642 | 0.17645 | 0.095704 | 0.041063 | 0 | 3.1556e-06 | 0.0010177 | 0.00085677 | 0.00028255 |  |  | 0 | 0 | 0 | 0 |  | 0 | 0 | 0 | 0 | 0 | 0 | 0 | 0 | 0 | 0 | 0 | 0 | 0 | 0 | 0 | 0 | 0 | 0 | 0 | 0 | 0 | 0
2021-05-01 | 20-21 | 20-21 |  | 0 | 0.047227 | 0.059986 | 2.2546 | 0.38129 | 0 | 0.0002514 | 0.0002256 | 0.023075 | 0.0036838 |  |  | 0 | 0 | 0 | 0 |  | 0 | 0 | 0 | 0 | 0 | 0 | 0 | 0 | 0 | 0 | 0 | 0 | 0 | 0 | 0 | 0 | 0 | 0 | 0 | 0 | 0 | 0
2021-05-02 | 20-21 | 20-21 |  | 0 | 0.0023336 | 0.007592 | 0.16147 | 0.02707 | 0 | 2.6823e-05 | 2.9426e-05 | 0.00034125 | 7.4375e-05 |  |  | 0 | 0 | 0 | 0 |  | 0 | 0 | 0 | 0 | 0 | 0 | 0 | 0 | 0 | 0 | 0 | 0 | 0 | 0 | 0 | 0 | 0 | 0 | 0 | 0 | 0 | 0
2021-05-03 | 20-21 | 20-21 |  | 0 | 0.10803 | 0.014242 | 0.22762 | 0.11129 | 0 | 0.00025456 | 0.00013978 | 0.00066073 | 0.00029677 |  |  | 0 | 0 | 0 | 0 |  | 0 | 0 | 0 | 0 | 0 | 0 | 0 | 0 | 0 | 0 | 0 | 0 | 0 | 0 | 0 | 0 | 0 | 0 | 0 | 0 | 0 | 0
2021-05-04 | 20-21 | 20-21 |  | 0 | 0.14403 | 0 | 0.22733 | 0.13409 | 0 | 0.0020417 | 0 | 0.00058086 | 0.0015028 |  |  | 0 | 0 | 0 | 0 |  | 0 | 0 | 0 | 0 | 0 | 0 | 0 | 0 | 0 | 0 | 0 | 0 | 0 | 0 | 0 | 0 | 0 | 0 | 0 | 0 | 0 | 0
2021-05-05 | 20-21 | 20-21 |  | 0 | 0.0027407 | 0.0029132 | 0.0030495 | 0.0027923 | 0 | 4.2601e-05 | 2.207e-05 | 5.0825e-05 | 4.0469e-05 |  |  | 0 | 0 | 0 | 0 |  | 0 | 0 | 0 | 0 | 0 | 0 | 0 | 0 | 0 | 0 | 0 | 0 | 0 | 0 | 0 | 0 | 0 | 0 | 0 | 0 | 0 | 0
2021-05-06 | 20-21 | 20-21 |  | 0 | 0.0021111 | 0.0092448 | 0.099158 | 0.017775 | 0 | 1.5778e-05 | 7.8471e-05 | 0.00058328 | 0.00011047 |  |  | 0 | 0 | 0 | 0 |  | 0 | 0 | 0 | 0 | 0 | 0 | 0 | 0 | 0 | 0 | 0 | 0 | 0 | 0 | 0 | 0 | 0 | 0 | 0 | 0 | 0 | 0
2021-05-07 | 20-21 | 20-21 |  | 0 | 0.072886 | 0.0010495 | 3.2938 | 0.54686 | 0 | 0.0002514 | 9.8088e-06 | 0.021789 | 0.0034581 |  |  | 0 | 0 | 0 | 0 |  | 0 | 0 | 0 | 0 | 0 | 0 | 0 | 0 | 0 | 0 | 0 | 0 | 0 | 0 | 0 | 0 | 0 | 0 | 0 | 0 | 0 | 0
2021-05-08 | 20-21 | 20-21 |  | 0 | 0.00068162 | 0.030545 | 0.3265 | 0.054198 | 0 | 1.2623e-05 | 0.00013242 | 0.0010068 | 0.0001801 |  |  | 0 | 0 | 0 | 0 |  | 0 | 0 | 0 | 0 | 0 | 0 | 0 | 0 | 0 | 0 | 0 | 0 | 0 | 0 | 0 | 0 | 0 | 0 | 0 | 0 | 0 | 0
2021-05-09 | 20-21 | 20-21 |  | 0 | 0.00010571 | 0.11097 | 0.0035432 | 0.017105 | 0 | 1.5778e-06 | 0.0004414 | 1.4521e-05 | 6.8906e-05 |  |  | 0 | 0 | 0 | 0 |  | 0 | 0 | 0 | 0 | 0 | 0 | 0 | 0 | 0 | 0 | 0 | 0 | 0 | 0 | 0 | 0 | 0 | 0 | 0 | 0 | 0 | 0
2021-05-10 | 20-21 | 20-21 |  | 0.59848 | 0.62811 | 0.13829 | 0.97744 | 0.60769 | 0.0014622 | 0.03087 | 0.00092693 | 0.0054165 | 0.022364 |  |  | 0 | 0 | 0.22482 | 0.033866 |  | 0 | 0 | 0.00083499 | 0.00012578 | 0 | 0 | 0.22482 | 0.033866 | 0 | 0 | 0.00083499 | 0.00012578 | 0 | 0 | 0 | 0 | 0 | 0 | 0 | 0 | 0 | 0
2021-05-11 | 20-21 | 20-21 |  | 0.053224 | 0.02991 | 0.1355 | 0.03284 | 0.046225 | 0.00014622 | 0.00025456 | 0.00080187 | 0.00024202 | 0.00033323 |  |  | 0 | 0 | 0 | 0 |  | 0 | 0 | 0 | 0 | 0 | 0 | 0 | 0 | 0 | 0 | 0 | 0 | 0 | 0 | 0 | 0 | 0 | 0 | 0 | 0 | 0 | 0
2021-05-12 | 20-21 | 20-21 |  | 0 | 0.044279 | 0.0060104 | 1.4312 | 0.24719 | 0 | 0.00020354 | 2.9426e-05 | 0.0086693 | 0.0014514 |  |  | 0 | 0 | 0.082359 | 0.012406 |  | 0 | 0 | 0.00047195 | 7.1094e-05 | 0 | 0 | 0.082359 | 0.012406 | 0 | 0 | 0.00047195 | 7.1094e-05 | 0 | 0 | 0 | 0 | 0 | 0 | 0 | 0 | 0 | 0
2021-05-13 | 20-21 | 20-21 |  | 0 | 1.1421 | 0.0069299 | 0.30748 | 0.83906 | 0 | 0.012752 | 3.6783e-05 | 0.0015804 | 0.0090833 |  |  | 0 | 0 | 0 | 0 |  | 0 | 0 | 0 | 0 | 0 | 0 | 0 | 0 | 0 | 0 | 0 | 0 | 0 | 0 | 0 | 0 | 0 | 0 | 0 | 0 | 0 | 0
2021-05-14 | 20-21 | 20-21 |  | 0 | 0.0042007 | 0.0038328 | 0.063415 | 0.013035 | 0 | 3.7342e-05 | 4.414e-05 | 0.00043564 | 9.8073e-05 |  |  | 0 | 0 | 0 | 0 |  | 0 | 0 | 0 | 0 | 0 | 0 | 0 | 0 | 0 | 0 | 0 | 0 | 0 | 0 | 0 | 0 | 0 | 0 | 0 | 0 | 0 | 0
2021-05-15 | 20-21 | 20-21 |  | 0 | 0.29115 | 0.38482 | 0.0026429 | 0.25944 | 0 | 0.0043948 | 0.0021408 | 1.4521e-05 | 0.0033669 |  |  | 0 | 0 | 0 | 0 |  | 0 | 0 | 0 | 0 | 0 | 0 | 0 | 0 | 0 | 0 | 0 | 0 | 0 | 0 | 0 | 0 | 0 | 0 | 0 | 0 | 0 | 0
2021-05-16 | 20-21 | 20-21 |  | 0 | 0.0082141 | 0.029544 | 7.2607e-05 | 0.010098 | 0 | 0.00010887 | 0.00015449 | 7.2607e-06 | 9.9531e-05 |  |  | 0 | 0 | 0 | 0 |  | 0 | 0 | 0 | 0 | 0 | 0 | 0 | 0 | 0 | 0 | 0 | 0 | 0 | 0 | 0 | 0 | 0 | 0 | 0 | 0 | 0 | 0
2021-05-17 | 20-21 | 20-21 |  | 0 | 0.15568 | 0.036339 | 0.046636 | 0.12035 | 0 | 0.0023978 | 0.00018146 | 0.00069703 | 0.0017941 |  |  | 0 | 0 | 0 | 0 |  | 0 | 0 | 0 | 0 | 0 | 0 | 0 | 0 | 0 | 0 | 0 | 0 | 0 | 0 | 0 | 0 | 0 | 0 | 0 | 0 | 0 | 0
2021-05-18 | 20-21 | 20-21 |  | 0 | 0.19998 | 0.012536 | 0.08376 | 0.15311 | 0 | 0.0074394 | 2.207e-05 | 0.00042112 | 0.0052238 |  |  | 0 | 0 | 0 | 0 |  | 0 | 0 | 0 | 0 | 0 | 0 | 0 | 0 | 0 | 0 | 0 | 0 | 0 | 0 | 0 | 0 | 0 | 0 | 0 | 0 | 0 | 0
2021-05-19 | 20-21 | 20-21 |  | 0 | 0.04283 | 0.0081438 | 0.013607 | 0.03295 | 0 | 0.0013007 | 0.00011771 | 7.9868e-05 | 0.00093115 |  |  | 0 | 0 | 0 | 0 |  | 0 | 0 | 0 | 0 | 0 | 0 | 0 | 0 | 0 | 0 | 0 | 0 | 0 | 0 | 0 | 0 | 0 | 0 | 0 | 0 | 0 | 0
2021-05-20 | 20-21 | 20-21 |  | 0 | 0.6479 | 0.011756 | 0 | 0.45087 | 0 | 0.0040681 | 1.4713e-05 | 0 | 0.0028222 |  |  | 0 | 0 | 0 | 0 |  | 0 | 0 | 0 | 0 | 0 | 0 | 0 | 0 | 0 | 0 | 0 | 0 | 0 | 0 | 0 | 0 | 0 | 0 | 0 | 0 | 0 | 0
2021-05-21 | 20-21 | 20-21 |  | 0 | 0.034799 | 0.0020451 | 0.33736 | 0.075246 | 0 | 0.00012307 | 1.4713e-05 | 0.001866 | 0.00036859 |  |  | 0 | 0 | 0 | 0 |  | 0 | 0 | 0 | 0 | 0 | 0 | 0 | 0 | 0 | 0 | 0 | 0 | 0 | 0 | 0 | 0 | 0 | 0 | 0 | 0 | 0 | 0
2021-05-22 | 20-21 | 20-21 |  | 0 | 0.20324 | 0 | 0.18333 | 0.16851 | 0 | 0.0012607 | 0 | 0.00053729 | 0.00095485 |  |  | 0 | 0 | 0 | 0 |  | 0 | 0 | 0 | 0 | 0 | 0 | 0 | 0 | 0 | 0 | 0 | 0 | 0 | 0 | 0 | 0 | 0 | 0 | 0 | 0 | 0 | 0
2021-05-23 | 20-21 | 20-21 |  | 0 | 0.021818 | 0 | 0.21558 | 0.047599 | 0 | 0.00023825 | 0 | 0.0002396 | 0.00020125 |  |  | 0 | 0 | 0 | 0 |  | 0 | 0 | 0 | 0 | 0 | 0 | 0 | 0 | 0 | 0 | 0 | 0 | 0 | 0 | 0 | 0 | 0 | 0 | 0 | 0 | 0 | 0
2021-05-24 | 20-21 | 20-21 |  | 0 | 0.026436 | 0.0010643 | 0.053686 | 0.026571 | 0 | 0.00034028 | 1.7165e-05 | 0.00041628 | 0.00030115 |  |  | 0 | 0 | 0 | 0 |  | 0 | 0 | 0 | 0 | 0 | 0 | 0 | 0 | 0 | 0 | 0 | 0 | 0 | 0 | 0 | 0 | 0 | 0 | 0 | 0 | 0 | 0
2021-05-25 | 20-21 | 20-21 |  | 0 | 0.73327 | 0.47493 | 3.3362 | 1.0815 | 0 | 0.007775 | 0.0044091 | 0.0081683 | 0.0072756 |  |  | 0 | 0 | 0 | 0 |  | 0 | 0 | 0 | 0 | 0 | 0 | 0 | 0 | 0 | 0 | 0 | 0 | 0 | 0 | 0 | 0 | 0 | 0 | 0 | 0 | 0 | 0
2021-05-26 | 20-21 | 20-21 |  | 0 | 0.14419 | 0.011572 | 1.0261 | 0.25624 | 0 | 0.0020585 | 8.0923e-05 | 0.0071736 | 0.0025196 |  |  | 0 | 0 | 0 | 0 |  | 0 | 0 | 0 | 0 | 0 | 0 | 0 | 0 | 0 | 0 | 0 | 0 | 0 | 0 | 0 | 0 | 0 | 0 | 0 | 0 | 0 | 0
2021-05-27 | 20-21 | 20-21 |  | 0 | 0.68291 | 0.0058044 | 0.017919 | 0.47696 | 0 | 0.011813 | 4.414e-05 | 9.1969e-05 | 0.0082093 |  |  | 0 | 0 | 0 | 0 |  | 0 | 0 | 0 | 0 | 0 | 0 | 0 | 0 | 0 | 0 | 0 | 0 | 0 | 0 | 0 | 0 | 0 | 0 | 0 | 0 | 0 | 0
2021-05-28 | 20-21 | 20-21 |  | 0 | 0.1075 | 0 | 0.03936 | 0.080447 | 0 | 0.00028085 | 0 | 0.00018878 | 0.00022313 |  |  | 0 | 0 | 0 | 0 |  | 0 | 0 | 0 | 0 | 0 | 0 | 0 | 0 | 0 | 0 | 0 | 0 | 0 | 0 | 0 | 0 | 0 | 0 | 0 | 0 | 0 | 0
2021-05-29 | 20-21 | 20-21 |  | 0 | 0.0028716 | 0.020805 | 0.18534 | 0.033003 | 0 | 1.1045e-05 | 0.00020599 | 0.0010129 | 0.00019086 |  |  | 0 | 0 | 0.0072756 | 0.001096 |  | 0 | 0 | 1.8152e-05 | 2.7344e-06 | 0 | 0 | 0.0072756 | 0.001096 | 0 | 0 | 1.8152e-05 | 2.7344e-06 | 0 | 0 | 0 | 0 | 0 | 0 | 0 | 0 | 0 | 0
2021-05-30 | 20-21 | 20-21 |  | 0 | 0.13885 | 0.73647 | 0.29226 | 0.24977 | 0 | 0.0008373 | 0.0068147 | 0.0015828 | 0.001832 |  |  | 0 | 0 | 0 | 0 |  | 0 | 0 | 0 | 0 | 0 | 0 | 0 | 0 | 0 | 0 | 0 | 0 | 0 | 0 | 0 | 0 | 0 | 0 | 0 | 0 | 0 | 0
2021-05-31 | 20-21 | 20-21 |  | 0 | 1.2225 | 0.00032369 | 0.0099617 | 0.84898 | 0 | 0.0042798 | 7.3566e-06 | 2.9043e-05 | 0.0029723 |  |  | 0.17264 | 0 | 0 | 0.11968 |  | 0.00016646 | 0 | 0 | 0.00011539 | 0.17264 | 0 | 0 | 0.11968 | 0.00016646 | 0 | 0 | 0.00011539 | 0 | 0 | 0 | 0 | 0 | 0 | 0 | 0 | 0 | 0
2021-06-01 | 20-21 | 20-21 |  | 0 | 0.0631 | 0.01166 | 0.15408 | 0.068686 | 0 | 0.00065953 | 0.00018392 | 0.0010722 | 0.00064604 |  |  | 0 | 0 | 0 | 0 |  | 0 | 0 | 0 | 0 | 0 | 0 | 0 | 0 | 0 | 0 | 0 | 0 | 0 | 0 | 0 | 0 | 0 | 0 | 0 | 0 | 0 | 0
2021-06-02 | 20-21 | 20-21 |  | 0 | 0.42068 | 0.35215 | 0.48378 | 0.41685 | 0 | 0.0041486 | 0.0099854 | 0.0025558 | 0.0047454 |  |  | 0 | 0 | 0.047263 | 0.0071197 |  | 0 | 0 | 0.00029043 | 4.375e-05 | 0 | 0 | 0.047263 | 0.0071197 | 0 | 0 | 0.00029043 | 4.375e-05 | 0 | 0 | 0 | 0 | 0 | 0 | 0 | 0 | 0 | 0
2021-06-03 | 20-21 | 20-21 |  | 0 | 0.0066111 | 1.569 | 0.038874 | 0.24371 | 0 | 5.1016e-05 | 0.021462 | 0.00018878 | 0.0032546 |  |  | 0 | 0 | 0 | 0 |  | 0 | 0 | 0 | 0 | 0 | 0 | 0 | 0 | 0 | 0 | 0 | 0 | 0 | 0 | 0 | 0 | 0 | 0 | 0 | 0 | 0 | 0
2021-06-04 | 20-21 | 20-21 |  | 0 | 0.044974 | 0.18837 | 0.11983 | 0.077234 | 0 | 0.00012465 | 0.000949 | 0.00091969 | 0.00036604 |  |  | 0 | 0 | 0 | 0 |  | 0 | 0 | 0 | 0 | 0 | 0 | 0 | 0 | 0 | 0 | 0 | 0 | 0 | 0 | 0 | 0 | 0 | 0 | 0 | 0 | 0 | 0
2021-06-05 | 20-21 | 20-21 |  | 0 | 0.0029668 | 0.044522 | 0.020841 | 0.011815 | 0 | 2.4719e-05 | 0.00032369 | 0.00023476 | 0.00010063 |  |  | 0 | 0 | 0 | 0 |  | 0 | 0 | 0 | 0 | 0 | 0 | 0 | 0 | 0 | 0 | 0 | 0 | 0 | 0 | 0 | 0 | 0 | 0 | 0 | 0 | 0 | 0
2021-06-06 | 20-21 | 20-21 |  | 0 | 0.021098 | 0.98404 | 0.0098528 | 0.16241 | 0 | 0.00013937 | 0.0066798 | 2.9043e-05 | 0.0010941 |  |  | 0 | 0 | 0 | 0 |  | 0 | 0 | 0 | 0 | 0 | 0 | 0 | 0 | 0 | 0 | 0 | 0 | 0 | 0 | 0 | 0 | 0 | 0 | 0 | 0 | 0 | 0
2021-06-07 | 20-21 | 20-21 |  | 0.020617 | 0.75549 | 2.2106 | 0.86198 | 0.98238 | 0.00014622 | 0.0050601 | 0.0080187 | 0.014463 | 0.0068797 |  |  | 0 | 0 | 0 | 0 |  | 0 | 0 | 0 | 0 | 0 | 0 | 0 | 0 | 0 | 0 | 0 | 0 | 0 | 0 | 0 | 0 | 0 | 0 | 0 | 0 | 0 | 0
2021-06-08 | 20-21 | 20-21 |  | 0 | 0.70686 | 2.3089 | 0.89398 | 0.96794 | 0 | 0.0066805 | 0.012786 | 0.0039365 | 0.0071249 |  |  | 0 | 0 | 0.024345 | 0.0036672 |  | 0 | 0 | 3.9934e-05 | 6.0156e-06 | 0 | 0 | 0.024345 | 0.0036672 | 0 | 0 | 3.9934e-05 | 6.0156e-06 | 0 | 0 | 0 | 0 | 0 | 0 | 0 | 0 | 0 | 0
2021-06-09 | 20-21 | 20-21 |  | 0 | 0.11063 | 0.08417 | 1.1011 | 0.25507 | 0 | 0.00045494 | 0.00042423 | 0.0075512 | 0.0015159 |  |  | 0 | 0 | 0 | 0 |  | 0 | 0 | 0 | 0 | 0 | 0 | 0 | 0 | 0 | 0 | 0 | 0 | 0 | 0 | 0 | 0 | 0 | 0 | 0 | 0 | 0 | 0
2021-06-10 | 20-21 | 20-21 |  | 0 | 0.039495 | 0.61328 | 0.0037974 | 0.11913 | 0 | 0.00024982 | 0.0047794 | 2.9043e-05 | 0.00088813 |  |  | 0 | 0 | 0 | 0 |  | 0 | 0 | 0 | 0 | 0 | 0 | 0 | 0 | 0 | 0 | 0 | 0 | 0 | 0 | 0 | 0 | 0 | 0 | 0 | 0 | 0 | 0
2021-06-11 | 20-21 | 20-21 |  | 0 | 0.029218 | 0.48202 | 0.36922 | 0.14754 | 0 | 0.00024088 | 0.0020966 | 0.003703 | 0.0010365 |  |  | 0 | 0 | 0 | 0 |  | 0 | 0 | 0 | 0 | 0 | 0 | 0 | 0 | 0 | 0 | 0 | 0 | 0 | 0 | 0 | 0 | 0 | 0 | 0 | 0 | 0 | 0
2021-06-12 | 20-21 | 20-21 |  | 0 | 0.0022721 | 0.16399 | 0.22199 | 0.059397 | 0 | 2.8401e-05 | 0.0014125 | 0.0013844 | 0.00043823 |  |  | 0 | 0 | 0 | 0 |  | 0 | 0 | 0 | 0 | 0 | 0 | 0 | 0 | 0 | 0 | 0 | 0 | 0 | 0 | 0 | 0 | 0 | 0 | 0 | 0 | 0 | 0
2021-06-13 | 20-21 | 20-21 |  | 0 | 0.012884 | 0.0051202 | 0.055545 | 0.01806 | 0 | 0.00018776 | 1.4713e-05 | 0.00032673 | 0.00018156 |  |  | 0 | 0 | 0 | 0 |  | 0 | 0 | 0 | 0 | 0 | 0 | 0 | 0 | 0 | 0 | 0 | 0 | 0 | 0 | 0 | 0 | 0 | 0 | 0 | 0 | 0 | 0
2021-06-14 | 20-21 | 20-21 |  | 0 | 0.043248 | 0.11196 | 0.0059102 | 0.047516 | 0 | 0.00014463 | 0.0023026 | 0.00010165 | 0.00045792 |  |  | 0 | 0 | 0 | 0 |  | 0 | 0 | 0 | 0 | 0 | 0 | 0 | 0 | 0 | 0 | 0 | 0 | 0 | 0 | 0 | 0 | 0 | 0 | 0 | 0 | 0 | 0
2021-06-15 | 20-21 | 20-21 |  | 0 | 0.43995 | 1.7625 | 1.8656 | 0.84805 | 0 | 0.0019323 | 0.012859 | 0.0122 | 0.0050892 |  |  | 0 | 0 | 0 | 0 |  | 0 | 0 | 0 | 0 | 0 | 0 | 0 | 0 | 0 | 0 | 0 | 0 | 0 | 0 | 0 | 0 | 0 | 0 | 0 | 0 | 0 | 0
2021-06-16 | 20-21 | 20-21 |  | 0 | 0.064721 | 0.030925 | 0.43484 | 0.11497 | 0 | 0.0015515 | 0.00021825 | 0.0053294 | 0.0019108 |  |  | 0 | 0 | 0 | 0 |  | 0 | 0 | 0 | 0 | 0 | 0 | 0 | 0 | 0 | 0 | 0 | 0 | 0 | 0 | 0 | 0 | 0 | 0 | 0 | 0 | 0 | 0
2021-06-17 | 20-21 | 20-21 |  | 0 | 0.071219 | 0.055187 | 0.050999 | 0.065257 | 0 | 0.00043706 | 0.00062286 | 0.0002033 | 0.0004262 |  |  | 0 | 0 | 0 | 0 |  | 0 | 0 | 0 | 0 | 0 | 0 | 0 | 0 | 0 | 0 | 0 | 0 | 0 | 0 | 0 | 0 | 0 | 0 | 0 | 0 | 0 | 0
2021-06-18 | 20-21 | 20-21 |  | 0.036409 | 0.45224 | 0.0070403 | 0.020366 | 0.31788 | 0.00014622 | 0.0024114 | 4.414e-05 | 0.00033399 | 0.0017296 |  |  | 0 | 0 | 0 | 0 |  | 0 | 0 | 0 | 0 | 0 | 0 | 0 | 0 | 0 | 0 | 0 | 0 | 0 | 0 | 0 | 0 | 0 | 0 | 0 | 0 | 0 | 0
2021-06-19 | 20-21 | 20-21 |  | 0 | 0.098384 | 0.038917 | 0.12976 | 0.093533 | 0 | 0.00035869 | 0.00012506 | 0.00015248 | 0.00029021 |  |  | 0 | 0 | 0 | 0 |  | 0 | 0 | 0 | 0 | 0 | 0 | 0 | 0 | 0 | 0 | 0 | 0 | 0 | 0 | 0 | 0 | 0 | 0 | 0 | 0 | 0 | 0
2021-06-20 | 20-21 | 20-21 |  | 0 | 0.034922 | 0.01013 | 0.0036594 | 0.026265 | 0 | 0.00030978 | 6.621e-05 | 1.4521e-05 | 0.00022677 |  |  | 0 | 0 | 0 | 0 |  | 0 | 0 | 0 | 0 | 0 | 0 | 0 | 0 | 0 | 0 | 0 | 0 | 0 | 0 | 0 | 0 | 0 | 0 | 0 | 0 | 0 | 0
2021-06-21 | 20-21 | 20-21 |  | 0 | 0.059938 | 1.4107 | 0.024706 | 0.25501 | 0 | 0.00033345 | 0.015898 | 0.00020814 | 0.0026261 |  |  | 0 | 0 | 0 | 0 |  | 0 | 0 | 0 | 0 | 0 | 0 | 0 | 0 | 0 | 0 | 0 | 0 | 0 | 0 | 0 | 0 | 0 | 0 | 0 | 0 | 0 | 0
2021-06-22 | 20-21 | 20-21 |  | 0 | 0.10777 | 0.014728 | 0.0087274 | 0.078209 | 0 | 0.00043706 | 0.00025013 | 0.00012343 | 0.00035875 |  |  | 0 | 0 | 0 | 0 |  | 0 | 0 | 0 | 0 | 0 | 0 | 0 | 0 | 0 | 0 | 0 | 0 | 0 | 0 | 0 | 0 | 0 | 0 | 0 | 0 | 0 | 0
2021-06-23 | 20-21 | 20-21 |  | 0 | 0.11737 | 0.28831 | 13.3908 | 2.1414 | 0 | 0.0028843 | 0.014191 | 0.022908 | 0.00756 |  |  | 0 | 0 | 0 | 0 |  | 0 | 0 | 0 | 0 | 0 | 0 | 0 | 0 | 0 | 0 | 0 | 0 | 0 | 0 | 0 | 0 | 0 | 0 | 0 | 0 | 0 | 0
2021-06-24 | 20-21 | 20-21 |  | 0 | 0.73352 | 1.995 | -1.6491 | 0.55668 | 0 | 0.0090488 | 0.019196 | 0.0063047 | 0.010076 |  |  | 0 | 0 | 2.3556 | 0.35484 |  | 0 | 0 | 0 | 0 | 0 | 0 | 2.3556 | 0.35484 | 0 | 0 | 0 | 0 | 0 | 0 | 0 | 0 | 0 | 0 | 0 | 0 | 0 | 0
2021-06-25 | 20-21 | 20-21 |  | 0 | 0.27905 | 0.092443 | 0.24335 | 0.24384 | 0 | 0.0042191 | 0.00023541 | 0.0014231 | 0.0031741 |  |  | 0 | 0 | 0 | 0 |  | 0 | 0 | 0 | 0 | 0 | 0 | 0 | 0 | 0 | 0 | 0 | 0 | 0 | 0 | 0 | 0 | 0 | 0 | 0 | 0 | 0 | 0
2021-06-26 | 20-21 | 20-21 |  | 0 | 0.13173 | 0.0044655 | 0.077516 | 0.10366 | 0 | 0.0027275 | 2.9426e-05 | 0.00024687 | 0.0019323 |  |  | 0 | 0 | 0 | 0 |  | 0 | 0 | 0 | 0 | 0 | 0 | 0 | 0 | 0 | 0 | 0 | 0 | 0 | 0 | 0 | 0 | 0 | 0 | 0 | 0 | 0 | 0
2021-06-27 | 20-21 | 20-21 |  | 0 | 0.077213 | 2.4052 | 0.010158 | 0.41265 | 0 | 0.00031451 | 0.022479 | 5.0825e-05 | 0.0035678 |  |  | 0 | 0 | 0 | 0 |  | 0 | 0 | 0 | 0 | 0 | 0 | 0 | 0 | 0 | 0 | 0 | 0 | 0 | 0 | 0 | 0 | 0 | 0 | 0 | 0 | 0 | 0
2021-06-28 | 20-21 | 20-21 |  | 0 | 0.065851 | 0.076553 | 0.032122 | 0.061869 | 0 | 0.00056276 | 0.00039726 | 8.9549e-05 | 0.00046266 |  |  | 0 | 0 | 0 | 0 |  | 0 | 0 | 0 | 0 | 0 | 0 | 0 | 0 | 0 | 0 | 0 | 0 | 0 | 0 | 0 | 0 | 0 | 0 | 0 | 0 | 0 | 0
2021-06-29 | 20-21 | 20-21 |  | 0 | 0.1586 | 0.13337 | 0.011305 | 0.13147 | 0 | 0.0039782 | 0.0014027 | 7.0187e-05 | 0.0029768 |  |  | 0 | 0 | 0 | 0 |  | 0 | 0 | 0 | 0 | 0 | 0 | 0 | 0 | 0 | 0 | 0 | 0 | 0 | 0 | 0 | 0 | 0 | 0 | 0 | 0 | 0 | 0
2021-06-30 | 20-21 | 20-21 |  | 0 | 0.043885 | 0.015339 | 0.61417 | 0.12522 | 0 | 0.0002251 | 7.3566e-05 | 0.00349 | 0.00069271 |  |  | 0 | 0 | 0 | 0 |  | 0 | 0 | 0 | 0 | 0 | 0 | 0 | 0 | 0 | 0 | 0 | 0 | 0 | 0 | 0 | 0 | 0 | 0 | 0 | 0 | 0 | 0
2021-07-01 | 21-22 | 21-22 |  | 0 | 0.14377 | 0 | 0.006959 | 0.10067 | 0 | 0.00081512 | 0 | 1.4498e-05 | 0.00056706 |  |  | 0 | 0 | 0 | 0 |  | 0 | 0 | 0 | 0 | 0 | 0 | 0 | 0 | 0 | 0 | 0 | 0 | 0 | 0 | 0 | 0 | 0 | 0 | 0 | 0 | 0 | 0
2021-07-02 | 21-22 | 21-22 |  | 0 | 0.93994 | 0.0032661 | 0.94223 | 0.79325 | 0 | 0.0063033 | 2.1823e-05 | 0.0020225 | 0.0046749 |  |  | 0 | 0 | 0 | 0 |  | 0 | 0 | 0 | 0 | 0 | 0 | 0 | 0 | 0 | 0 | 0 | 0 | 0 | 0 | 0 | 0 | 0 | 0 | 0 | 0 | 0 | 0
2021-07-03 | 21-22 | 21-22 |  | 0 | 0.28156 | 0.22153 | 0.028438 | 0.23251 | 0 | 0.0044759 | 0.000725 | 6.5241e-05 | 0.00322 |  |  | 0 | 0 | 0 | 0 |  | 0 | 0 | 0 | 0 | 0 | 0 | 0 | 0 | 0 | 0 | 0 | 0 | 0 | 0 | 0 | 0 | 0 | 0 | 0 | 0 | 0 | 0
2021-07-04 | 21-22 | 21-22 |  | 0 | 0.020698 | 0.18227 | 0.01575 | 0.043961 | 0 | 0.00012086 | 0.0015421 | 0.0001039 | 0.00032994 |  |  | 0 | 0 | 0 | 0 |  | 0 | 0 | 0 | 0 | 0 | 0 | 0 | 0 | 0 | 0 | 0 | 0 | 0 | 0 | 0 | 0 | 0 | 0 | 0 | 0 | 0 | 0
2021-07-05 | 21-22 | 21-22 |  | 0.82538 | 0.084397 | 0.3176 | 0.034159 | 0.11723 | 0.0045431 | 0.0004897 | 0.0038359 | 0.00022472 | 0.00098038 |  |  | 0 | 0 | 0 | 0 |  | 0 | 0 | 0 | 0 | 0 | 0 | 0 | 0 | 0 | 0 | 0 | 0 | 0 | 0 | 0 | 0 | 0 | 0 | 0 | 0 | 0 | 0
2021-07-06 | 21-22 | 21-22 |  | 0.37957 | 0.035602 | 2.3686 | 0.055556 | 0.38999 | 0.00073276 | 0.00025584 | 0.0037317 | 0.00025371 | 0.0007788 |  |  | 0 | 0 | 0 | 0 |  | 0 | 0 | 0 | 0 | 0 | 0 | 0 | 0 | 0 | 0 | 0 | 0 | 0 | 0 | 0 | 0 | 0 | 0 | 0 | 0 | 0 | 0
2021-07-07 | 21-22 | 21-22 |  | 0 | 0.022131 | 0.064108 | 0.98241 | 0.17233 | 0 | 0.00020457 | 0.00059649 | 0.008967 | 0.0015764 |  |  | 0 | 0 | 0 | 0 |  | 0 | 0 | 0 | 0 | 0 | 0 | 0 | 0 | 0 | 0 | 0 | 0 | 0 | 0 | 0 | 0 | 0 | 0 | 0 | 0 | 0 | 0
2021-07-08 | 21-22 | 21-22 |  | 0 | 0.25186 | 0.0073324 | 0.21541 | 0.20795 | 0 | 0.0020357 | 8.7291e-05 | 0.0006669 | 0.0015239 |  |  | 0 | 0 | 0 | 0 |  | 0 | 0 | 0 | 0 | 0 | 0 | 0 | 0 | 0 | 0 | 0 | 0 | 0 | 0 | 0 | 0 | 0 | 0 | 0 | 0 | 0 | 0
2021-07-09 | 21-22 | 21-22 |  | 0 | 0.79498 | 0.00064741 | 0.28211 | 0.59335 | 0 | 0.0078541 | 7.2742e-06 | 0.0013701 | 0.0056495 |  |  | 0 | 0 | 0.024294 | 0.0036453 |  | 0 | 0 | 0.00010149 | 1.5228e-05 | 0 | 0 | 0.024294 | 0.0036453 | 0 | 0 | 0.00010149 | 1.5228e-05 | 0 | 0 | 0 | 0 | 0 | 0 | 0 | 0 | 0 | 0
2021-07-10 | 21-22 | 21-22 |  | 0 | 0.053355 | 0.073436 | 0 | 0.047956 | 0 | 0.00030135 | 0.00036129 | 0 | 0.00026286 |  |  | 0 | 0 | 0 | 0 |  | 0 | 0 | 0 | 0 | 0 | 0 | 0 | 0 | 0 | 0 | 0 | 0 | 0 | 0 | 0 | 0 | 0 | 0 | 0 | 0 | 0 | 0
2021-07-11 | 21-22 | 21-22 |  | 0 | 0.0075401 | 0.039618 | 0.0028706 | 0.01158 | 0 | 8.8418e-05 | 0.00014306 | 1.4498e-05 | 8.4841e-05 |  |  | 0 | 0 | 0 | 0 |  | 0 | 0 | 0 | 0 | 0 | 0 | 0 | 0 | 0 | 0 | 0 | 0 | 0 | 0 | 0 | 0 | 0 | 0 | 0 | 0 | 0 | 0
2021-07-12 | 21-22 | 21-22 |  | 0 | 0.4028 | 0.0062098 | 0.019029 | 0.28292 | 0 | 0.0028796 | 5.3344e-05 | 4.591e-05 | 0.0020104 |  |  | 0 | 0 | 0 | 0 |  | 0 | 0 | 0 | 0 | 0 | 0 | 0 | 0 | 0 | 0 | 0 | 0 | 0 | 0 | 0 | 0 | 0 | 0 | 0 | 0 | 0 | 0
2021-07-13 | 21-22 | 21-22 |  | 0 | 0.11379 | 0.18044 | 0.028184 | 0.11007 | 0 | 0.0013294 | 0.0016876 | 5.7992e-05 | 0.0011823 |  |  | 0 | 0 | 0 | 0 |  | 0 | 0 | 0 | 0 | 0 | 0 | 0 | 0 | 0 | 0 | 0 | 0 | 0 | 0 | 0 | 0 | 0 | 0 | 0 | 0 | 0 | 0
2021-07-14 | 21-22 | 21-22 |  | 0 | 0.40015 | 0.13611 | 0.3196 | 0.34561 | 0 | 0.0046265 | 0.0016003 | 0.0010704 | 0.0036061 |  |  | 0 | 0 | 0 | 0 |  | 0 | 0 | 0 | 0 | 0 | 0 | 0 | 0 | 0 | 0 | 0 | 0 | 0 | 0 | 0 | 0 | 0 | 0 | 0 | 0 | 0 | 0
2021-07-15 | 21-22 | 21-22 |  | 0.74888 | 1.5109 | 0.8555 | 3.0809 | 1.6429 | 0.006888 | 0.011018 | 0.0023678 | 0.0086456 | 0.0093381 |  |  | 0 | 0.15172 | 0 | 0.022687 |  | 0 | 0.00073833 | 0 | 0.0001104 | 0 | 0.15172 | 0 | 0.022687 | 0 | 0.00073833 | 0 | 0.0001104 | 0 | 0 | 0 | 0 | 0 | 0 | 0 | 0 | 0 | 0
2021-07-16 | 21-22 |  | MED | 0 | 10.5342 | 3.1908 | 2.361 | 8.1316 | 0 | 0.0413 | 0.0048931 | 0.012074 | 0.031165 |  |  | 0.064688 | 0 | 0.028409 | 0.049092 |  | 0.00028252 | 0 | 0.00010873 | 0.0002121 | 0.064688 | 0 | 0.028409 | 0.049092 | 0.00028252 | 0 | 0.00010873 | 0.0002121 | 0 | 0 | 0 | 0 | 0 | 0 | 0 | 0 | 0 | 0
2021-07-17 | 21-22 | 21-22 |  | 0 | 5.3818 | 1.8766 | 1.6015 | 4.2505 | 0 | 0.015647 | 0.006137 | 0.0051033 | 0.012527 |  |  | 0 | 0 | 0 | 0 |  | 0 | 0 | 0 | 0 | 0 | 0 | 0 | 0 | 0 | 0 | 0 | 0 | 0 | 0 | 0 | 0 | 0 | 0 | 0 | 0 | 0 | 0
2021-07-18 | 21-22 | 21-22 |  | 0 | 0.20163 | 0.015872 | 0.95742 | 0.28576 | 0 | 0.0010867 | 3.6371e-05 | 0.0022061 | 0.0010895 |  |  | 0 | 0 | 0 | 0 |  | 0 | 0 | 0 | 0 | 0 | 0 | 0 | 0 | 0 | 0 | 0 | 0 | 0 | 0 | 0 | 0 | 0 | 0 | 0 | 0 | 0 | 0
2021-07-19 | 21-22 | 21-22 |  | 0 | 0.16734 | 0.19596 | 6.1093 | 1.062 | 0 | 0.0010139 | 0.0020659 | 0.014897 | 0.0032468 |  |  | 0 | 0 | 0 | 0 |  | 0 | 0 | 0 | 0 | 0 | 0 | 0 | 0 | 0 | 0 | 0 | 0 | 0 | 0 | 0 | 0 | 0 | 0 | 0 | 0 | 0 | 0
2021-07-20 | 21-22 | 21-22 |  | 0 | 1.9538 | 1.2979 | 0.67274 | 1.649 | 0 | 0.018265 | 0.011467 | 0.0035798 | 0.014909 |  |  | 0 | 0 | 0.01587 | 0.0023813 |  | 0 | 0 | 3.9869e-05 | 5.9824e-06 | 0 | 0 | 0.01587 | 0.0023813 | 0 | 0 | 3.9869e-05 | 5.9824e-06 | 0 | 0 | 0 | 0 | 0 | 0 | 0 | 0 | 0 | 0
2021-07-21 | 21-22 | 21-22 |  | 0 | 0.039067 | 0.066814 | 1.4403 | 0.25318 | 0 | 0.00035472 | 0.0010911 | 0.0066183 | 0.001402 |  |  | 0 | 0 | 0 | 0 |  | 0 | 0 | 0 | 0 | 0 | 0 | 0 | 0 | 0 | 0 | 0 | 0 | 0 | 0 | 0 | 0 | 0 | 0 | 0 | 0 | 0 | 0
2021-07-22 | 21-22 | 21-22 |  | 0 | 0.44132 | 0.58356 | 0.51432 | 0.47027 | 0 | 0.0038261 | 0.009248 | 0.0030228 | 0.0044879 |  |  | 0 | 0 | 0 | 0 |  | 0 | 0 | 0 | 0 | 0 | 0 | 0 | 0 | 0 | 0 | 0 | 0 | 0 | 0 | 0 | 0 | 0 | 0 | 0 | 0 | 0 | 0
2021-07-23 | 21-22 | 21-22 |  | 0 | 0.065396 | 2.6417 | 0.08557 | 0.45317 | 0 | 0.00041227 | 0.024403 | 0.00036607 | 0.0039895 |  |  | 0 | 0 | 0.032501 | 0.0048767 |  | 0 | 0 | 0.0001776 | 2.6649e-05 | 0 | 0 | 0.032501 | 0.0048767 | 0 | 0 | 0.0001776 | 2.6649e-05 | 0 | 0 | 0 | 0 | 0 | 0 | 0 | 0 | 0 | 0
2021-07-24 | 21-22 |  | MED | 0 | 7.4865 | 2.2887 | 6.7524 | 6.5435 | 0 | 0.051764 | 0.028013 | 0.014085 | 0.042175 |  |  | 0.053052 | 0 | 0.0075201 | 0.037893 |  | 0.00020404 | 0 | 0 | 0.0001414 | 0.053052 | 0 | 0.0075201 | 0.037893 | 0.00020404 | 0 | 0 | 0.0001414 | 0 | 0 | 0 | 0 | 0 | 0 | 0 | 0 | 0 | 0
2021-07-25 | 21-22 | 21-22 |  | 0 | 0.38488 | 0.33216 | 2.3413 | 0.6677 | 0 | 0.0038062 | 0.0017895 | 0.010487 | 0.0044788 |  |  | 0 | 0 | 0.045656 | 0.0068507 |  | 0 | 0 | 0.00026821 | 4.0245e-05 | 0 | 0 | 0.045656 | 0.0068507 | 0 | 0 | 0.00026821 | 4.0245e-05 | 0 | 0 | 0 | 0 | 0 | 0 | 0 | 0 | 0 | 0
2021-07-26 | 21-22 | 21-22 |  | 0 | 0.65101 | 0.45385 | 0.17706 | 0.54558 | 0 | 0.0070494 | 0.00077834 | 0.0016588 | 0.0052505 |  |  | 0 | 0 | 0.12851 | 0.019283 |  | 0 | 0 | 0.0013592 | 0.00020394 | 0 | 0 | 0.12851 | 0.019283 | 0 | 0 | 0.0013592 | 0.00020394 | 0 | 0 | 0 | 0 | 0 | 0 | 0 | 0 | 0 | 0
2021-07-27 | 21-22 | 21-22 |  | 0 | 0.35611 | 6.3792 | 4.86 | 1.9299 | 0 | 0.0038402 | 0.024963 | 0.034952 | 0.011638 |  |  | 0 | 0 | 0.30453 | 0.045695 |  | 0 | 0 | 0.0016673 | 0.00025017 | 0 | 0 | 0.30453 | 0.045695 | 0 | 0 | 0.0016673 | 0.00025017 | 0 | 0 | 0 | 0 | 0 | 0 | 0 | 0 | 0 | 0
2021-07-28 | 21-22 | 21-22 |  | 0 | 0.21959 | 0.69441 | 1.1469 | 0.42811 | 0 | 0.0038051 | 0.0040008 | 0.0059393 | 0.0041264 |  |  | 0 | 0.065743 | 0 | 0.0098304 |  | 0 | 0.00049707 | 0 | 7.4326e-05 | 0 | 0.065743 | 0 | 0.0098304 | 0 | 0.00049707 | 0 | 7.4326e-05 | 0 | 0 | 0 | 0 | 0 | 0 | 0 | 0 | 0 | 0
2021-07-29 | 21-22 | 21-22 |  | 0 | 0.12314 | 0.010519 | 0.47001 | 0.15744 | 0 | 0.0018709 | 0.00013094 | 0.0015803 | 0.0015532 |  |  | 0 | 0 | 0 | 0 |  | 0 | 0 | 0 | 0 | 0 | 0 | 0 | 0 | 0 | 0 | 0 | 0 | 0 | 0 | 0 | 0 | 0 | 0 | 0 | 0 | 0 | 0
2021-07-30 | 21-22 | 21-22 |  | 0 | 0.084356 | 0.0079871 | 0.28214 | 0.10199 | 0 | 0.00022078 | 4.3645e-05 | 0.0003697 | 0.000215 |  |  | 0 | 0 | 0 | 0 |  | 0 | 0 | 0 | 0 | 0 | 0 | 0 | 0 | 0 | 0 | 0 | 0 | 0 | 0 | 0 | 0 | 0 | 0 | 0 | 0 | 0 | 0
2021-07-31 | 21-22 | 21-22 |  | 0 | 0.91579 | 0.20627 | 0.003639 | 0.66603 | 0 | 0.007751 | 0.002141 | 1.4498e-05 | 0.0056938 |  |  | 0 | 0 | 0 | 0 |  | 0 | 0 | 0 | 0 | 0 | 0 | 0 | 0 | 0 | 0 | 0 | 0 | 0 | 0 | 0 | 0 | 0 | 0 | 0 | 0 | 0 | 0
2021-08-01 | 21-22 | 21-22 |  | 0 | 0.27001 | 0.035838 | 0.082141 | 0.2048 | 0 | 0.0011991 | 5.3344e-05 | 0.00032258 | 0.00088738 |  |  | 0 | 0 | 0.071413 | 0.010716 |  | 0 | 0 | 0.00030808 | 4.6227e-05 | 0 | 0 | 0.071413 | 0.010716 | 0 | 0 | 0.00030808 | 4.6227e-05 | 0 | 0 | 0 | 0 | 0 | 0 | 0 | 0 | 0 | 0
2021-08-02 | 21-22 | 21-22 |  | 0 | 0.10353 | 0.0032443 | 0.58421 | 0.15989 | 0 | 0.00075705 | 1.4548e-05 | 0.0043325 | 0.0011769 |  |  | 0 | 0 | 0 | 0 |  | 0 | 0 | 0 | 0 | 0 | 0 | 0 | 0 | 0 | 0 | 0 | 0 | 0 | 0 | 0 | 0 | 0 | 0 | 0 | 0 | 0 | 0
2021-08-03 | 21-22 | 21-22 |  | 0 | 0.33822 | 0.012664 | 0.10145 | 0.25151 | 0 | 0.002843 | 4.3645e-05 | 0.00051468 | 0.0020539 |  |  | 0 | 0 | 0 | 0 |  | 0 | 0 | 0 | 0 | 0 | 0 | 0 | 0 | 0 | 0 | 0 | 0 | 0 | 0 | 0 | 0 | 0 | 0 | 0 | 0 | 0 | 0
2021-08-04 | 21-22 | 21-22 |  | 0 | 0.10077 | 0.0136 | 0.26479 | 0.1116 | 0 | 0.00039239 | 8.7291e-05 | 0.0016648 | 0.00053479 |  |  | 0 | 0 | 0.11487 | 0.017236 |  | 0 | 0 | 0.0010076 | 0.00015119 | 0 | 0 | 0.11487 | 0.017236 | 0 | 0 | 0.0010076 | 0.00015119 | 0 | 0 | 0 | 0 | 0 | 0 | 0 | 0 | 0 | 0
2021-08-05 | 21-22 | 21-22 |  | 0 | 0.24049 | 0.35232 | 0.026908 | 0.22338 | 0 | 0.0027954 | 0.0019883 | 0.00031895 | 0.0022824 |  |  | 0 | 0 | 0 | 0 |  | 0 | 0 | 0 | 0 | 0 | 0 | 0 | 0 | 0 | 0 | 0 | 0 | 0 | 0 | 0 | 0 | 0 | 0 | 0 | 0 | 0 | 0
2021-08-06 | 21-22 | 21-22 |  | 0 | 0.13538 | 0.47863 | 0.10321 | 0.18087 | 0 | 0.0039501 | 0.0027157 | 0.00028271 | 0.0031859 |  |  | 0 | 0 | 0 | 0 |  | 0 | 0 | 0 | 0 | 0 | 0 | 0 | 0 | 0 | 0 | 0 | 0 | 0 | 0 | 0 | 0 | 0 | 0 | 0 | 0 | 0 | 0
2021-08-07 | 21-22 | 21-22 |  | 0 | 0.49734 | 0.76396 | 0.20467 | 0.4896 | 0 | 0.006059 | 0.0050726 | 0.0013773 | 0.0051641 |  |  | 0.016032 | 0 | 0 | 0.01111 |  | 0.00024014 | 0 | 0 | 0.00016642 | 0.016032 | 0 | 0 | 0.01111 | 0.00024014 | 0 | 0 | 0.00016642 | 0 | 0 | 0 | 0 | 0 | 0 | 0 | 0 | 0 | 0
2021-08-08 | 21-22 | 21-22 |  | 0 | 0.0061762 | 0.00029097 | 5.2762 | 0.79602 | 0 | 5.1795e-05 | 7.2742e-06 | 0.048684 | 0.007342 |  |  | 0 | 0 | 0 | 0 |  | 0 | 0 | 0 | 0 | 0 | 0 | 0 | 0 | 0 | 0 | 0 | 0 | 0 | 0 | 0 | 0 | 0 | 0 | 0 | 0 | 0 | 0
2021-08-09 | 21-22 | 21-22 |  | 0 | 0.18598 | 0.16376 | 0.030066 | 0.15789 | 0 | 0.0015978 | 2.1823e-05 | 0.00015464 | 0.0011337 |  |  | 0 | 0 | 0 | 0 |  | 0 | 0 | 0 | 0 | 0 | 0 | 0 | 0 | 0 | 0 | 0 | 0 | 0 | 0 | 0 | 0 | 0 | 0 | 0 | 0 | 0 | 0
2021-08-10 | 21-22 | 21-22 |  | 0 | 0.91269 | 0.23432 | 0.25858 | 0.70633 | 0 | 0.0080691 | 0.00034916 | 0.00071765 | 0.0057518 |  |  | 0 | 0 | 0 | 0 |  | 0 | 0 | 0 | 0 | 0 | 0 | 0 | 0 | 0 | 0 | 0 | 0 | 0 | 0 | 0 | 0 | 0 | 0 | 0 | 0 | 0 | 0
2021-08-11 | 21-22 | 21-22 |  | 0 | 0.083994 | 0.19237 | 1.2569 | 0.27557 | 0 | 0.00035681 | 0.0013118 | 0.0039797 | 0.0010406 |  |  | 0 | 0 | 0 | 0 |  | 0 | 0 | 0 | 0 | 0 | 0 | 0 | 0 | 0 | 0 | 0 | 0 | 0 | 0 | 0 | 0 | 0 | 0 | 0 | 0 | 0 | 0
2021-08-12 | 21-22 | 21-22 |  | 0 | 0.15446 | 0.3458 | 0.040297 | 0.16479 | 0 | 0.0011515 | 0.0016997 | 0.00014498 | 0.0010739 |  |  | 0 | 0 | 0 | 0 |  | 0 | 0 | 0 | 0 | 0 | 0 | 0 | 0 | 0 | 0 | 0 | 0 | 0 | 0 | 0 | 0 | 0 | 0 | 0 | 0 | 0 | 0
2021-08-13 | 21-22 | 21-22 |  | 0 | 0.10846 | 0.0012075 | 0.13395 | 0.095441 | 0 | 0.0035446 | 7.2742e-06 | 0.00074664 | 0.0025695 |  |  | 0 | 0 | 0 | 0 |  | 0 | 0 | 0 | 0 | 0 | 0 | 0 | 0 | 0 | 0 | 0 | 0 | 0 | 0 | 0 | 0 | 0 | 0 | 0 | 0 | 0 | 0
2021-08-14 | 21-22 | 21-22 |  | 0 | 0.15293 | 0.00081471 | 0.47793 | 0.17781 | 0 | 0.00048813 | 7.2742e-06 | 0.00086263 | 0.0004688 |  |  | 0 | 0 | 0 | 0 |  | 0 | 0 | 0 | 0 | 0 | 0 | 0 | 0 | 0 | 0 | 0 | 0 | 0 | 0 | 0 | 0 | 0 | 0 | 0 | 0 | 0 | 0
2021-08-15 | 21-22 | 21-22 |  | 0 | 0.15938 | 0.0046191 | 0.049312 | 0.11854 | 0 | 0.00032751 | 1.4548e-05 | 0.00050259 | 0.00030456 |  |  | 0 | 0 | 0 | 0 |  | 0 | 0 | 0 | 0 | 0 | 0 | 0 | 0 | 0 | 0 | 0 | 0 | 0 | 0 | 0 | 0 | 0 | 0 | 0 | 0 | 0 | 0
2021-08-16 | 21-22 | 21-22 |  | 0 | 0.0042561 | 0.0035789 | 0.0030663 | 0.0039447 | 0 | 2.8775e-05 | 1.4548e-05 | 2.8996e-05 | 2.6467e-05 |  |  | 0 | 0 | 0 | 0 |  | 0 | 0 | 0 | 0 | 0 | 0 | 0 | 0 | 0 | 0 | 0 | 0 | 0 | 0 | 0 | 0 | 0 | 0 | 0 | 0 | 0 | 0
2021-08-17 | 21-22 | 21-22 |  | 0.067414 | 0.83428 | 0.070698 | 0.05096 | 0.59687 | 0.00073276 | 0.0057451 | 0.010584 | 0.00022472 | 0.0056031 |  |  | 0 | 0 | 0 | 0 |  | 0 | 0 | 0 | 0 | 0 | 0 | 0 | 0 | 0 | 0 | 0 | 0 | 0 | 0 | 0 | 0 | 0 | 0 | 0 | 0 | 0 | 0
2021-08-18 | 21-22 | 21-22 |  | 0 | 0.27732 | 1.0754 | 0.023073 | 0.35646 | 0 | 0.0010354 | 0.0038456 | 1.4498e-05 | 0.0012947 |  |  | 0 | 0 | 0 | 0 |  | 0 | 0 | 0 | 0 | 0 | 0 | 0 | 0 | 0 | 0 | 0 | 0 | 0 | 0 | 0 | 0 | 0 | 0 | 0 | 0 | 0 | 0
2021-08-19 | 21-22 | 21-22 |  | 0 | 0.52691 | 0.0036007 | 0.52808 | 0.44492 | 0 | 0.0039302 | 1.4548e-05 | 0.007586 | 0.0038641 |  |  | 0 | 0 | 0.1253 | 0.018801 |  | 0 | 0 | 0.0014752 | 0.00022135 | 0 | 0 | 0.1253 | 0.018801 | 0 | 0 | 0.0014752 | 0.00022135 | 0 | 0 | 0 | 0 | 0 | 0 | 0 | 0 | 0 | 0
2021-08-20 | 21-22 | 21-22 |  | 0 | 0.21507 | 0.013676 | 0.28283 | 0.19353 | 0 | 0.0016224 | 0.00015276 | 0.0012976 | 0.0013419 |  |  | 0 | 0 | 0 | 0 |  | 0 | 0 | 0 | 0 | 0 | 0 | 0 | 0 | 0 | 0 | 0 | 0 | 0 | 0 | 0 | 0 | 0 | 0 | 0 | 0 | 0 | 0
2021-08-21 | 21-22 | 21-22 |  | 0 | 0.049843 | 0 | 0.24463 | 0.071248 | 0 | 0.00016166 | 0 | 0.0063066 | 0.0010583 |  |  | 0 | 0 | 0.0087891 | 0.0013188 |  | 0 | 0 | 0 | 0 | 0 | 0 | 0.0087891 | 0.0013188 | 0 | 0 | 0 | 0 | 0 | 0 | 0 | 0 | 0 | 0 | 0 | 0 | 0 | 0
2021-08-22 | 21-22 | 21-22 |  | 0 | 0.40154 | 0.70148 | 0.31481 | 0.4304 | 0 | 0.0036461 | 0.0031109 | 0.001364 | 0.0031966 |  |  | 0 | 0 | 0.14921 | 0.022389 |  | 0 | 0 | 0.00017035 | 2.5561e-05 | 0 | 0 | 0.14921 | 0.022389 | 0 | 0 | 0.00017035 | 2.5561e-05 | 0 | 0 | 0 | 0 | 0 | 0 | 0 | 0 | 0 | 0
2021-08-23 | 21-22 | 21-22 |  | 0 | 1.8697 | 0.37777 | 0.17452 | 1.3784 | 0 | 0.01444 | 0.0014767 | 0.0010294 | 0.010382 |  |  | 0 | 0 | 0 | 0 |  | 0 | 0 | 0 | 0 | 0 | 0 | 0 | 0 | 0 | 0 | 0 | 0 | 0 | 0 | 0 | 0 | 0 | 0 | 0 | 0 | 0 | 0
2021-08-24 | 21-22 | 21-22 |  | 0 | 0.29853 | 0.47517 | 0.016946 | 0.28047 | 0 | 0.0028791 | 0.00091655 | 7.4906e-05 | 0.0021435 |  |  | 0 | 0 | 0 | 0 |  | 0 | 0 | 0 | 0 | 0 | 0 | 0 | 0 | 0 | 0 | 0 | 0 | 0 | 0 | 0 | 0 | 0 | 0 | 0 | 0 | 0 | 0
2021-08-25 | 21-22 | 21-22 |  | 0 | 0.21878 | 0.014556 | 1.009 | 0.3052 | 0 | 0.0006995 | 0.00018186 | 0.0089597 | 0.0018563 |  |  | 0 | 0 | 0 | 0 |  | 0 | 0 | 0 | 0 | 0 | 0 | 0 | 0 | 0 | 0 | 0 | 0 | 0 | 0 | 0 | 0 | 0 | 0 | 0 | 0 | 0 | 0
2021-08-26 | 21-22 | 21-22 |  | 0 | 0.25658 | 0.018578 | 0.33546 | 0.23092 | 0 | 0.0014147 | 0.00051889 | 0.0018992 | 0.001343 |  |  | 0 | 0 | 0 | 0 |  | 0 | 0 | 0 | 0 | 0 | 0 | 0 | 0 | 0 | 0 | 0 | 0 | 0 | 0 | 0 | 0 | 0 | 0 | 0 | 0 | 0 | 0
2021-08-27 | 21-22 | 21-22 |  | 0 | 0.098225 | 0.001724 | 0.022829 | 0.071754 | 0 | 0.00035838 | 1.4548e-05 | 0.0001474 | 0.00027265 |  |  | 0 | 0 | 0 | 0 |  | 0 | 0 | 0 | 0 | 0 | 0 | 0 | 0 | 0 | 0 | 0 | 0 | 0 | 0 | 0 | 0 | 0 | 0 | 0 | 0 | 0 | 0
2021-08-28 | 21-22 | 21-22 |  | 0 | 0.016824 | 0.0041275 | 0.24907 | 0.04965 | 0 | 0.00027624 | 0.00010184 | 0.0011598 | 0.0003807 |  |  | 0 | 0.0001497 | 0 | 2.2385e-05 |  | 0 | 0 | 0 | 0 | 0 | 0.0001497 | 0 | 2.2385e-05 | 0 | 0 | 0 | 0 | 0 | 0 | 0 | 0 | 0 | 0 | 0 | 0 | 0 | 0
2021-08-29 | 21-22 | 21-22 |  | 0 | 0.067412 | 0.0076088 | 0.0057992 | 0.048725 | 0 | 0.00026682 | 2.9097e-05 | 2.1747e-05 | 0.00019252 |  |  | 0 | 0 | 0 | 0 |  | 0 | 0 | 0 | 0 | 0 | 0 | 0 | 0 | 0 | 0 | 0 | 0 | 0 | 0 | 0 | 0 | 0 | 0 | 0 | 0 | 0 | 0
2021-08-30 | 21-22 | 21-22 |  | 0 | 0.17279 | 0.12886 | 0.012681 | 0.14092 | 0 | 0.0024851 | 0.00029097 | 7.1281e-05 | 0.0017764 |  |  | 0 | 0 | 0.0092038 | 0.001381 |  | 0 | 0 | 3.9869e-05 | 5.9824e-06 | 0 | 0 | 0.0092038 | 0.001381 | 0 | 0 | 3.9869e-05 | 5.9824e-06 | 0 | 0 | 0 | 0 | 0 | 0 | 0 | 0 | 0 | 0
2021-08-31 | 21-22 | 21-22 |  | 0 | 0.15247 | 0.096648 | 0.45218 | 0.18796 | 0 | 0.0017218 | 0.0026066 | 0.0032753 | 0.0020744 |  |  | 0 | 0 | 0.093352 | 0.014007 |  | 0 | 0 | 0.0012359 | 0.00018545 | 0 | 0 | 0.093352 | 0.014007 | 0 | 0 | 0.0012359 | 0.00018545 | 0 | 0 | 0 | 0 | 0 | 0 | 0 | 0 | 0 | 0
2021-09-01 | 21-22 | 21-22 |  | 0 | 0.35214 | 0.068882 | 0.011801 | 0.2561 | 0 | 0.0022607 | 0.0002643 | 8.6987e-05 | 0.0016192 |  |  | 0 | 0 | 0 | 0 |  | 0 | 0 | 0 | 0 | 0 | 0 | 0 | 0 | 0 | 0 | 0 | 0 | 0 | 0 | 0 | 0 | 0 | 0 | 0 | 0 | 0 | 0
2021-09-02 | 21-22 | 21-22 |  | 0 | 1.9071 | 1.6945 | 0.84138 | 1.7012 | 0 | 0.02179 | 0.0084575 | 0.0036462 | 0.016912 |  |  | 0 | 0 | 0 | 0 |  | 0 | 0 | 0 | 0 | 0 | 0 | 0 | 0 | 0 | 0 | 0 | 0 | 0 | 0 | 0 | 0 | 0 | 0 | 0 | 0 | 0 | 0
2021-09-03 | 21-22 | 21-22 |  | 0 | 0.33556 | 0.01677 | 0.19903 | 0.26492 | 0 | 0.0031072 | 0.00012609 | 0.00016673 | 0.0021972 |  |  | 0 | 0 | 0 | 0 |  | 0 | 0 | 0 | 0 | 0 | 0 | 0 | 0 | 0 | 0 | 0 | 0 | 0 | 0 | 0 | 0 | 0 | 0 | 0 | 0 | 0 | 0
2021-09-04 | 21-22 | 21-22 |  | 0.0073276 | 0.56527 | 1.4917 | 0.053671 | 0.6229 | 0.00014655 | 0.0028221 | 0.028981 | 0.0013918 | 0.006499 |  |  | 0 | 0 | 0 | 0 |  | 0 | 0 | 0 | 0 | 0 | 0 | 0 | 0 | 0 | 0 | 0 | 0 | 0 | 0 | 0 | 0 | 0 | 0 | 0 | 0 | 0 | 0
2021-09-05 | 21-22 | 21-22 |  | 1.6124 | 0.39298 | 2.0438 | 0.13289 | 0.60985 | 0.013922 | 0.0022528 | 0.02142 | 0.0024139 | 0.0052297 |  |  | 0 | 0 | 0 | 0 |  | 0 | 0 | 0 | 0 | 0 | 0 | 0 | 0 | 0 | 0 | 0 | 0 | 0 | 0 | 0 | 0 | 0 | 0 | 0 | 0 | 0 | 0
2021-09-06 | 21-22 | 21-22 |  | 0 | 0.24934 | 0.39401 | 0.22456 | 0.2654 | 0 | 0.0013148 | 0.0068087 | 0.00096653 | 0.0020742 |  |  | 0 | 0 | 0 | 0 |  | 0 | 0 | 0 | 0 | 0 | 0 | 0 | 0 | 0 | 0 | 0 | 0 | 0 | 0 | 0 | 0 | 0 | 0 | 0 | 0 | 0 | 0
2021-09-07 | 21-22 | 21-22 |  | 0.75694 | 0.087136 | 0.021728 | 0.04735 | 0.076357 | 0.0076207 | 0.00018939 | 0.00021095 | 0.00050018 | 0.0002944 |  |  | 0 | 0 | 0 | 0 |  | 0 | 0 | 0 | 0 | 0 | 0 | 0 | 0 | 0 | 0 | 0 | 0 | 0 | 0 | 0 | 0 | 0 | 0 | 0 | 0 | 0 | 0
2021-09-08 | 21-22 | 21-22 |  | 0 | 0.45954 | 0.050047 | 0.014599 | 0.32813 | 0 | 0.0097752 | 0.00029097 | 6.5241e-05 | 0.0068275 |  |  | 0 | 0 | 0 | 0 |  | 0 | 0 | 0 | 0 | 0 | 0 | 0 | 0 | 0 | 0 | 0 | 0 | 0 | 0 | 0 | 0 | 0 | 0 | 0 | 0 | 0 | 0
2021-09-09 | 21-22 | 21-22 |  | 0 | 0.12044 | 0.0038335 | 0.092381 | 0.097901 | 0 | 0.00063096 | 2.9097e-05 | 0.0014135 | 0.00065371 |  |  | 0 | 0 | 0 | 0 |  | 0 | 0 | 0 | 0 | 0 | 0 | 0 | 0 | 0 | 0 | 0 | 0 | 0 | 0 | 0 | 0 | 0 | 0 | 0 | 0 | 0 | 0
2021-09-10 | 21-22 | 21-22 |  | 0 | 0.40656 | 0.0033316 | 0.0067874 | 0.28326 | 0 | 0.0063986 | 2.1823e-05 | 3.1412e-05 | 0.0044422 |  |  | 0 | 0 | 0 | 0 |  | 0 | 0 | 0 | 0 | 0 | 0 | 0 | 0 | 0 | 0 | 0 | 0 | 0 | 0 | 0 | 0 | 0 | 0 | 0 | 0 | 0 | 0
2021-09-11 | 21-22 | 21-22 |  | 0 | 0.034647 | 0.00095292 | 0.2176 | 0.056804 | 0 | 0.00021921 | 7.2742e-06 | 0.0011598 | 0.00032704 |  |  | 0 | 0 | 0 | 0 |  | 0 | 0 | 0 | 0 | 0 | 0 | 0 | 0 | 0 | 0 | 0 | 0 | 0 | 0 | 0 | 0 | 0 | 0 | 0 | 0 | 0 | 0
2021-09-12 | 21-22 | 21-22 |  | 0 | 0.40801 | 0.07958 | 0.0093439 | 0.29605 | 0 | 0.002301 | 0.00035644 | 3.6245e-05 | 0.0016533 |  |  | 0 | 0 | 0 | 0 |  | 0 | 0 | 0 | 0 | 0 | 0 | 0 | 0 | 0 | 0 | 0 | 0 | 0 | 0 | 0 | 0 | 0 | 0 | 0 | 0 | 0 | 0
2021-09-13 | 21-22 | 21-22 |  | 0 | 0.10316 | 0.007507 | 0.097825 | 0.087288 | 0 | 0.004152 | 4.3645e-05 | 0.00044943 | 0.0029513 |  |  | 0 | 0 | 0 | 0 |  | 0 | 0 | 0 | 0 | 0 | 0 | 0 | 0 | 0 | 0 | 0 | 0 | 0 | 0 | 0 | 0 | 0 | 0 | 0 | 0 | 0 | 0
2021-09-14 | 21-22 | 21-22 |  | 0 | 0.020741 | 0.072779 | 0.014063 | 0.027366 | 0 | 0.00012766 | 0.0063068 | 1.4498e-05 | 0.0010337 |  |  | 0 | 0 | 0 | 0 |  | 0 | 0 | 0 | 0 | 0 | 0 | 0 | 0 | 0 | 0 | 0 | 0 | 0 | 0 | 0 | 0 | 0 | 0 | 0 | 0 | 0 | 0
2021-09-15 | 21-22 | 21-22 |  | 0 | 0.035768 | 0.011093 | 0.16629 | 0.051398 | 0 | 0.00041175 | 7.2742e-05 | 0.0010656 | 0.00045611 |  |  | 0 | 0 | 0 | 0 |  | 0 | 0 | 0 | 0 | 0 | 0 | 0 | 0 | 0 | 0 | 0 | 0 | 0 | 0 | 0 | 0 | 0 | 0 | 0 | 0 | 0 | 0
2021-09-16 | 21-22 | 21-22 |  | 0 | 0.032621 | 0.0029315 | 0.096984 | 0.037597 | 0 | 0.00023491 | 2.1823e-05 | 0.00089162 | 0.00029984 |  |  | 0 | 0 | 0 | 0 |  | 0 | 0 | 0 | 0 | 0 | 0 | 0 | 0 | 0 | 0 | 0 | 0 | 0 | 0 | 0 | 0 | 0 | 0 | 0 | 0 | 0 | 0
2021-09-17 | 21-22 | 21-22 |  | 0 | 0.24084 | 0.048817 | 0.30688 | 0.22025 | 0 | 0.0017187 | 0.0002255 | 0.0058861 | 0.002108 |  |  | 0 | 0 | 0 | 0 |  | 0 | 0 | 0 | 0 | 0 | 0 | 0 | 0 | 0 | 0 | 0 | 0 | 0 | 0 | 0 | 0 | 0 | 0 | 0 | 0 | 0 | 0
2021-09-18 | 21-22 | 21-22 |  | 0 | 0.39055 | 0.0062777 | 0.0016383 | 0.27183 | 0 | 0.0045941 | 5.8194e-05 | 7.249e-06 | 0.0031935 |  |  | 0 | 0 | 0 | 0 |  | 0 | 0 | 0 | 0 | 0 | 0 | 0 | 0 | 0 | 0 | 0 | 0 | 0 | 0 | 0 | 0 | 0 | 0 | 0 | 0 | 0 | 0
2021-09-19 | 21-22 | 21-22 |  | 0 | 0.038031 | 0.84975 | 0.015682 | 0.15577 | 0 | 0.00015643 | 0.010475 | 0.000592 | 0.0017635 |  |  | 0 | 0 | 0 | 0 |  | 0 | 0 | 0 | 0 | 0 | 0 | 0 | 0 | 0 | 0 | 0 | 0 | 0 | 0 | 0 | 0 | 0 | 0 | 0 | 0 | 0 | 0
2021-09-20 | 21-22 | 21-22 |  | 0 | 0.13165 | 0.014083 | 1.4068 | 0.30443 | 0 | 0.0005844 | 4.607e-05 | 0.010656 | 0.0020108 |  |  | 0 | 0 | 0 | 0 |  | 0 | 0 | 0 | 0 | 0 | 0 | 0 | 0 | 0 | 0 | 0 | 0 | 0 | 0 | 0 | 0 | 0 | 0 | 0 | 0 | 0 | 0
2021-09-21 | 21-22 | 21-22 |  | 0 | 0.0278 | 0.68971 | 0.050047 | 0.12991 | 0 | 0.0005776 | 0.0074585 | 0.00027546 | 0.0015569 |  |  | 0 | 0 | 0 | 0 |  | 0 | 0 | 0 | 0 | 0 | 0 | 0 | 0 | 0 | 0 | 0 | 0 | 0 | 0 | 0 | 0 | 0 | 0 | 0 | 0 | 0 | 0
2021-09-22 | 21-22 | 21-22 |  | 0 | 0.34022 | 0.08466 | 0.010518 | 0.25001 | 0 | 0.0022868 | 0.00024975 | 4.3494e-05 | 0.0016287 |  |  | 0 | 0 | 0 | 0 |  | 0 | 0 | 0 | 0 | 0 | 0 | 0 | 0 | 0 | 0 | 0 | 0 | 0 | 0 | 0 | 0 | 0 | 0 | 0 | 0 | 0 | 0
2021-09-23 | 21-22 | 21-22 |  | 0 | 0.026264 | 0.022608 | 0.28178 | 0.063863 | 0 | 0.00011824 | 9.4565e-05 | 0.00054367 | 0.00017766 |  |  | 0 | 0 | 0 | 0 |  | 0 | 0 | 0 | 0 | 0 | 0 | 0 | 0 | 0 | 0 | 0 | 0 | 0 | 0 | 0 | 0 | 0 | 0 | 0 | 0 | 0 | 0
2021-09-24 | 21-22 | 21-22 |  | 0 | 0.30476 | 0.091132 | 0.29608 | 0.26925 | 0 | 0.0049734 | 0.00029097 | 0.00050984 | 0.0035666 |  |  | 0 | 0 | 0 | 0 |  | 0 | 0 | 0 | 0 | 0 | 0 | 0 | 0 | 0 | 0 | 0 | 0 | 0 | 0 | 0 | 0 | 0 | 0 | 0 | 0 | 0 | 0
2021-09-25 | 21-22 | 21-22 |  | 0 | 0.014438 | 0 | 1.9634 | 0.30461 | 0 | 8.4756e-05 | 0 | 0.014522 | 0.0022378 |  |  | 0 | 0 | 0 | 0 |  | 0 | 0 | 0 | 0 | 0 | 0 | 0 | 0 | 0 | 0 | 0 | 0 | 0 | 0 | 0 | 0 | 0 | 0 | 0 | 0 | 0 | 0
2021-09-26 | 21-22 | 21-22 |  | 0 | 0.10699 | 0.1007 | 0.011163 | 0.090873 | 0 | 0.0012855 | 0.000274 | 7.249e-06 | 0.00093289 |  |  | 0 | 0 | 0 | 0 |  | 0 | 0 | 0 | 0 | 0 | 0 | 0 | 0 | 0 | 0 | 0 | 0 | 0 | 0 | 0 | 0 | 0 | 0 | 0 | 0 | 0 | 0
2021-09-27 | 21-22 | 21-22 |  | 0 | 0.13767 | 0 | 0.29725 | 0.14 | 0 | 0.0014895 | 0 | 0.0011695 | 0.0012077 |  |  | 0 | 0 | 0 | 0 |  | 0 | 0 | 0 | 0 | 0 | 0 | 0 | 0 | 0 | 0 | 0 | 0 | 0 | 0 | 0 | 0 | 0 | 0 | 0 | 0 | 0 | 0
2021-09-28 | 21-22 | 21-22 |  | 0 | 0.21947 | 0.50257 | 0.076288 | 0.23869 | 0 | 0.00077013 | 0.012878 | 0.00042044 | 0.0025224 |  |  | 0 | 0 | 0 | 0 |  | 0 | 0 | 0 | 0 | 0 | 0 | 0 | 0 | 0 | 0 | 0 | 0 | 0 | 0 | 0 | 0 | 0 | 0 | 0 | 0 | 0 | 0
2021-09-29 | 21-22 | 21-22 |  | 0 | 0.14837 | 1.7251 | 6.5472 | 1.3432 | 0 | 0.002493 | 0.0010778 | 0.023257 | 0.0053785 |  |  | 0 | 1.4984 | 0 | 0.22405 |  | 0 | 0.0057867 | 0 | 0.00086527 | 0 | 1.4984 | 0 | 0.22405 | 0 | 0.0057867 | 0 | 0.00086527 | 0 | 0 | 0 | 0 | 0 | 0 | 0 | 0 | 0 | 0
2021-09-30 | 21-22 | 21-22 |  | 0 | 0.049526 | 0.91693 | 0.79003 | 0.28997 | 0 | 0.00028671 | 0.0025096 | 0.0012613 | 0.00076321 |  |  | 0 | 0 | 0 | 0 |  | 0 | 0 | 0 | 0 | 0 | 0 | 0 | 0 | 0 | 0 | 0 | 0 | 0 | 0 | 0 | 0 | 0 | 0 | 0 | 0 | 0 | 0
2021-10-01 | 21-22 | 21-22 |  | 0 | 0.49658 | 0.01908 | 0.16388 | 0.37157 | 0 | 0.0051879 | 0.00012366 | 0.0003697 | 0.0036692 |  |  | 0 | 0 | 0 | 0 |  | 0 | 0 | 0 | 0 | 0 | 0 | 0 | 0 | 0 | 0 | 0 | 0 | 0 | 0 | 0 | 0 | 0 | 0 | 0 | 0 | 0 | 0
2021-10-02 | 21-22 | 21-22 |  | 0 | 0.00078478 | 0.0021241 | 0.0060819 | 0.001774 | 0 | 4.7087e-06 | 7.2742e-06 | 2.1747e-05 | 7.6139e-06 |  |  | 0 | 0 | 0 | 0 |  | 0 | 0 | 0 | 0 | 0 | 0 | 0 | 0 | 0 | 0 | 0 | 0 | 0 | 0 | 0 | 0 | 0 | 0 | 0 | 0 | 0 | 0
2021-10-03 | 21-22 | 21-22 |  | 0 | 0.16035 | 0.39111 | 0.43936 | 0.23553 | 0 | 0.00037198 | 0.0073882 | 0.0021022 | 0.001678 |  |  | 0 | 0 | 0 | 0 |  | 0 | 0 | 0 | 0 | 0 | 0 | 0 | 0 | 0 | 0 | 0 | 0 | 0 | 0 | 0 | 0 | 0 | 0 | 0 | 0 | 0 | 0
2021-10-04 | 21-22 | 21-22 |  | 0 | 0.036889 | 0.24795 | 1.7496 | 0.32517 | 0 | 0.00032438 | 0.0009505 | 0.013316 | 0.002365 |  |  | 0 | 0 | 0 | 0 |  | 0 | 0 | 0 | 0 | 0 | 0 | 0 | 0 | 0 | 0 | 0 | 0 | 0 | 0 | 0 | 0 | 0 | 0 | 0 | 0 | 0 | 0
2021-10-05 | 21-22 | 21-22 |  | 0 | 0.10503 | 0 | 0.030206 | 0.077316 | 0 | 0.001116 | 0 | 5.7992e-05 | 0.00078206 |  |  | 0 | 0 | 0 | 0 |  | 0 | 0 | 0 | 0 | 0 | 0 | 0 | 0 | 0 | 0 | 0 | 0 | 0 | 0 | 0 | 0 | 0 | 0 | 0 | 0 | 0 | 0
2021-10-06 | 21-22 | 21-22 |  | 0 | 0.037927 | 0.0075652 | 0.52845 | 0.10671 | 0 | 0.00059852 | 7.2742e-06 | 0.013974 | 0.0025126 |  |  | 0 | 0 | 0 | 0 |  | 0 | 0 | 0 | 0 | 0 | 0 | 0 | 0 | 0 | 0 | 0 | 0 | 0 | 0 | 0 | 0 | 0 | 0 | 0 | 0 | 0 | 0
2021-10-07 | 21-22 | 21-22 |  | 0 | 0.062983 | 0.039448 | 0.30508 | 0.095323 | 0 | 5.1795e-05 | 0.00060861 | 0.0012806 | 0.00031906 |  |  | 0 | 0 | 0.028758 | 0.0043151 |  | 0 | 0 | 0.00042044 | 6.3087e-05 | 0 | 0 | 0.028758 | 0.0043151 | 0 | 0 | 0.00042044 | 6.3087e-05 | 0 | 0 | 0 | 0 | 0 | 0 | 0 | 0 | 0 | 0
2021-10-08 | 21-22 | 21-22 |  | 0 | 0.075951 | 0.025525 | 0.65636 | 0.15494 | 0 | 0.00022916 | 0.00032734 | 0.0038274 | 0.00078206 |  |  | 0 | 0 | 0 | 0 |  | 0 | 0 | 0 | 0 | 0 | 0 | 0 | 0 | 0 | 0 | 0 | 0 | 0 | 0 | 0 | 0 | 0 | 0 | 0 | 0 | 0 | 0
2021-10-09 | 21-22 | 21-22 |  | 0 | 0.11648 | 0.01185 | 0.44008 | 0.14853 | 0 | 0.0057744 | 2.1823e-05 | 0.00042769 | 0.0040691 |  |  | 0 | 0 | 0 | 0 |  | 0 | 0 | 0 | 0 | 0 | 0 | 0 | 0 | 0 | 0 | 0 | 0 | 0 | 0 | 0 | 0 | 0 | 0 | 0 | 0 | 0 | 0
2021-10-10 | 21-22 | 21-22 |  | 0 | 0.13514 | 0 | 0.23389 | 0.12875 | 0 | 0.00044418 | 0 | 0.0010583 | 0.00046662 |  |  | 0 | 0 | 0 | 0 |  | 0 | 0 | 0 | 0 | 0 | 0 | 0 | 0 | 0 | 0 | 0 | 0 | 0 | 0 | 0 | 0 | 0 | 0 | 0 | 0 | 0 | 0
2021-10-11 | 21-22 | 21-22 |  | 2.6993 | 0.11181 | 0.0072742 | 0.82543 | 0.22247 | 0.01656 | 0.00057237 | 5.8194e-05 | 0.022658 | 0.0039281 |  |  | 0 | 0 | 0 | 0 |  | 0 | 0 | 0 | 0 | 0 | 0 | 0 | 0 | 0 | 0 | 0 | 0 | 0 | 0 | 0 | 0 | 0 | 0 | 0 | 0 | 0 | 0
2021-10-12 | 21-22 | 21-22 |  | 0 | 0.0045878 | 0.21397 | 0.0038564 | 0.035753 | 0 | 2.1974e-05 | 0.0017046 | 0.00096411 | 0.00041478 |  |  | 0 | 0 | 0 | 0 |  | 0 | 0 | 0 | 0 | 0 | 0 | 0 | 0 | 0 | 0 | 0 | 0 | 0 | 0 | 0 | 0 | 0 | 0 | 0 | 0 | 0 | 0
2021-10-13 | 21-22 | 21-22 |  | 0 | 0.16754 | 0.096573 | 1.4298 | 0.34509 | 0 | 0.0033751 | 0.00013094 | 0.0063066 | 0.0033048 |  |  | 0 | 0 | 0 | 0 |  | 0 | 0 | 0 | 0 | 0 | 0 | 0 | 0 | 0 | 0 | 0 | 0 | 0 | 0 | 0 | 0 | 0 | 0 | 0 | 0 | 0 | 0
2021-10-14 | 21-22 | 21-22 |  | 0 | 0.0097893 | 0.35463 | 0.28719 | 0.1029 | 0 | 6.7491e-05 | 0.0049222 | 0.00092787 | 0.00092201 |  |  | 0 | 0 | 0 | 0 |  | 0 | 0 | 0 | 0 | 0 | 0 | 0 | 0 | 0 | 0 | 0 | 0 | 0 | 0 | 0 | 0 | 0 | 0 | 0 | 0 | 0 | 0
2021-10-15 | 21-22 | 21-22 |  | 0 | 0.036975 | 0.0065104 | 0.17906 | 0.053465 | 0 | 0.00019044 | 2.9097e-05 | 0.00054367 | 0.0002179 |  |  | 0 | 0 | 0 | 0 |  | 0 | 0 | 0 | 0 | 0 | 0 | 0 | 0 | 0 | 0 | 0 | 0 | 0 | 0 | 0 | 0 | 0 | 0 | 0 | 0 | 0 | 0
2021-10-16 | 21-22 | 21-22 |  | 0 | 0.37208 | 0 | 1.9909 | 0.55658 | 0 | 0.004569 | 0 | 0.0068358 | 0.004192 |  |  | 0 | 0 | 0 | 0 |  | 0 | 0 | 0 | 0 | 0 | 0 | 0 | 0 | 0 | 0 | 0 | 0 | 0 | 0 | 0 | 0 | 0 | 0 | 0 | 0 | 0 | 0
2021-10-17 | 21-22 | 21-22 |  | 0 | 0.090656 | 0.014752 | 0 | 0.065031 | 0 | 0.00026996 | 8.7291e-05 | 0 | 0.00020014 |  |  | 0 | 0 | 0 | 0 |  | 0 | 0 | 0 | 0 | 0 | 0 | 0 | 0 | 0 | 0 | 0 | 0 | 0 | 0 | 0 | 0 | 0 | 0 | 0 | 0 | 0 | 0
2021-10-18 | 21-22 | 21-22 |  | 0 | 0.11662 | 0.1856 | 0.013672 | 0.11062 | 0 | 0.0017532 | 0.0001964 | 0.00015948 | 0.0012683 |  |  | 0 | 0 | 0 | 0 |  | 0 | 0 | 0 | 0 | 0 | 0 | 0 | 0 | 0 | 0 | 0 | 0 | 0 | 0 | 0 | 0 | 0 | 0 | 0 | 0 | 0 | 0
2021-10-19 | 21-22 | 21-22 |  | 0 | 0.54222 | 0.0038626 | 0.008387 | 0.3776 | 0 | 0.0063457 | 1.4548e-05 | 3.6245e-05 | 0.0044052 |  |  | 0 | 0 | 0 | 0 |  | 0 | 0 | 0 | 0 | 0 | 0 | 0 | 0 | 0 | 0 | 0 | 0 | 0 | 0 | 0 | 0 | 0 | 0 | 0 | 0 | 0 | 0
2021-10-20 | 21-22 | 21-22 |  | 0 | 0.4308 | 0.015625 | 0.40146 | 0.36112 | 0 | 0.004659 | 0.00018186 | 0.0025371 | 0.0036366 |  |  | 0 | 0 | 0 | 0 |  | 0 | 0 | 0 | 0 | 0 | 0 | 0 | 0 | 0 | 0 | 0 | 0 | 0 | 0 | 0 | 0 | 0 | 0 | 0 | 0 | 0 | 0
2021-10-21 | 21-22 | 21-22 |  | 0 | 0.16555 | 0.18436 | 0.0075027 | 0.14342 | 0 | 0.0015298 | 0.00031279 | 6.5241e-05 | 0.0011167 |  |  | 0 | 0 | 0 | 0 |  | 0 | 0 | 0 | 0 | 0 | 0 | 0 | 0 | 0 | 0 | 0 | 0 | 0 | 0 | 0 | 0 | 0 | 0 | 0 | 0 | 0 | 0
2021-10-22 | 21-22 | 21-22 |  | 0 | 0.067741 | 0.033614 | 0.0036825 | 0.052523 | 0 | 0.0003453 | 0.0034989 | 2.8996e-05 | 0.00076683 |  |  | 0 | 0 | 0 | 0 |  | 0 | 0 | 0 | 0 | 0 | 0 | 0 | 0 | 0 | 0 | 0 | 0 | 0 | 0 | 0 | 0 | 0 | 0 | 0 | 0 | 0 | 0
2021-10-23 | 21-22 | 21-22 |  | 0.28373 | 0.0013671 | 0.0027206 | 0.0244 | 0.0071212 | 0.0002931 | 6.2782e-06 | 2.1823e-05 | 0.0003552 | 6.3087e-05 |  |  | 0 | 0 | 0 | 0 |  | 0 | 0 | 0 | 0 | 0 | 0 | 0 | 0 | 0 | 0 | 0 | 0 | 0 | 0 | 0 | 0 | 0 | 0 | 0 | 0 | 0 | 0
2021-10-24 | 21-22 | 21-22 |  | 2.8104 | 0.078404 | 0.6147 | 0.082104 | 0.17943 | 0.030043 | 5.8074e-05 | 0.0095802 | 0.00082396 | 0.0018194 |  |  | 0 | 0 | 0 | 0 |  | 0 | 0 | 0 | 0 | 0 | 0 | 0 | 0 | 0 | 0 | 0 | 0 | 0 | 0 | 0 | 0 | 0 | 0 | 0 | 0 | 0 | 0
2021-10-25 | 21-22 | 21-22 |  | 0 | 0.053269 | 0.0062995 | 0.0046756 | 0.038559 | 0 | 0.00018521 | 6.5468e-05 | 7.249e-06 | 0.00013923 |  |  | 0 | 0 | 0 | 0 |  | 0 | 0 | 0 | 0 | 0 | 0 | 0 | 0 | 0 | 0 | 0 | 0 | 0 | 0 | 0 | 0 | 0 | 0 | 0 | 0 | 0 | 0
2021-10-26 | 21-22 | 21-22 |  | 0 | 0.38176 | 0.51971 | 0.23198 | 0.37708 | 0 | 0.0043006 | 0.0061686 | 0.00072731 | 0.0040118 |  |  | 0 | 0 | 0 | 0 |  | 0 | 0 | 0 | 0 | 0 | 0 | 0 | 0 | 0 | 0 | 0 | 0 | 0 | 0 | 0 | 0 | 0 | 0 | 0 | 0 | 0 | 0
2021-10-27 | 21-22 | 21-22 |  | 0 | 0.32793 | 0.078048 | 0.66192 | 0.33824 | 0 | 0.0029084 | 0.00059406 | 0.0017458 | 0.0023663 |  |  | 0 | 0 | 0.074088 | 0.011117 |  | 0 | 0 | 6.0409e-06 | 9.0644e-07 | 0 | 0 | 0.074088 | 0.011117 | 0 | 0 | 6.0409e-06 | 9.0644e-07 | 0 | 0 | 0 | 0 | 0 | 0 | 0 | 0 | 0 | 0
2021-10-28 | 21-22 |  | MED | 0 | 10.0898 | 39.7554 | 35.8792 | 18.3205 | 0 | 0.025614 | 0.05397 | 0.10041 | 0.040887 |  |  | 0 | 0 | 0.52077 | 0.078141 |  | 0 | 0 | 0.0031352 | 0.00047043 | 0 | 0 | 0.52077 | 0.078141 | 0 | 0 | 0.0031352 | 0.00047043 | 0 | 0 | 0 | 0 | 0 | 0 | 0 | 0 | 0 | 0
2021-10-29 | 21-22 | 21-22 |  | 0 | 0.5012 | 3.6794 | 2.7187 | 1.3054 | 0 | 0.0011201 | 0.0073785 | 0.012237 | 0.0037158 |  |  | 0 | 0 | 0.7479 | 0.11222 |  | 0 | 0 | 0.0023499 | 0.0003526 | 0 | 0 | 0.7479 | 0.11222 | 0 | 0 | 0.0023499 | 0.0003526 | 0 | 0 | 0 | 0 | 0 | 0 | 0 | 0 | 0 | 0
2021-10-30 | 21-22 | 21-22 |  | 0 | 0.1839 | 0.22932 | 0.17806 | 0.18845 | 0 | 0.00099562 | 0.0017046 | 0.00064516 | 0.0010417 |  |  | 0 | 0 | 0 | 0 |  | 0 | 0 | 0 | 0 | 0 | 0 | 0 | 0 | 0 | 0 | 0 | 0 | 0 | 0 | 0 | 0 | 0 | 0 | 0 | 0 | 0 | 0
2021-10-31 | 21-22 | 21-22 |  | 0 | 0.018877 | 0.013806 | 1.6651 | 0.26499 | 0 | 0.00024014 | 2.9097e-05 | 0.0085973 | 0.0014608 |  |  | 0 | 0 | 0 | 0 |  | 0 | 0 | 0 | 0 | 0 | 0 | 0 | 0 | 0 | 0 | 0 | 0 | 0 | 0 | 0 | 0 | 0 | 0 | 0 | 0 | 0 | 0
2021-11-01 | 21-22 | 21-22 |  | 0 | 0.043238 | 0.011377 | 0.82423 | 0.15534 | 0 | 0.00041227 | 4.3645e-05 | 0.0056107 | 0.0011341 |  |  | 0 | 0 | 0 | 0 |  | 0 | 0 | 0 | 0 | 0 | 0 | 0 | 0 | 0 | 0 | 0 | 0 | 0 | 0 | 0 | 0 | 0 | 0 | 0 | 0 | 0 | 0
2021-11-02 | 21-22 | 21-22 |  | 0 | 0.085133 | 0.23617 | 1.4442 | 0.31102 | 0 | 0.00062782 | 0.00129 | 0.016866 | 0.0031587 |  |  | 0 | 0 | 0 | 0 |  | 0 | 0 | 0 | 0 | 0 | 0 | 0 | 0 | 0 | 0 | 0 | 0 | 0 | 0 | 0 | 0 | 0 | 0 | 0 | 0 | 0 | 0
2021-11-03 | 21-22 | 21-22 |  | 0 | 0.47127 | 0.49603 | 0.4337 | 0.46584 | 0 | 0.0036262 | 0.0016658 | 0.0024501 | 0.0031297 |  |  | 0 | 0 | 0 | 0 |  | 0 | 0 | 0 | 0 | 0 | 0 | 0 | 0 | 0 | 0 | 0 | 0 | 0 | 0 | 0 | 0 | 0 | 0 | 0 | 0 | 0 | 0
2021-11-04 | 21-22 | 21-22 |  | 0 | 0.01384 | 0.0050847 | 0 | 0.010352 | 0 | 0.00011929 | 2.9097e-05 | 0 | 8.7016e-05 |  |  | 0 | 0 | 0 | 0 |  | 0 | 0 | 0 | 0 | 0 | 0 | 0 | 0 | 0 | 0 | 0 | 0 | 0 | 0 | 0 | 0 | 0 | 0 | 0 | 0 | 0 | 0
2021-11-05 | 21-22 | 21-22 |  | 0.60805 | 0.031784 | 0.47563 | 0.36459 | 0.15237 | 0.010259 | 0.00031653 | 0.0020234 | 0.00081913 | 0.00072097 |  |  | 0 | 0.024778 | 0 | 0.003705 |  | 0 | 0.00013215 | 0 | 1.976e-05 | 0 | 0.024778 | 0 | 0.003705 | 0 | 0.00013215 | 0 | 1.976e-05 | 0 | 0 | 0 | 0 | 0 | 0 | 0 | 0 | 0 | 0
2021-11-06 | 21-22 |  | MED | 0 | 3.8423 | 22.767 | 11.1865 | 7.7456 | 0 | 0.0047108 | 0.021631 | 0.048834 | 0.013827 |  |  | 0 | 0 | 0.39095 | 0.058662 |  | 0 | 0 | 0.0006669 | 0.00010007 | 0 | 0 | 0.39095 | 0.058662 | 0 | 0 | 0.0006669 | 0.00010007 | 0 | 0 | 0 | 0 | 0 | 0 | 0 | 0 | 0 | 0
2021-11-07 | 21-22 | 21-22 |  | 0 | 0.13121 | 0.015676 | 0.42064 | 0.15639 | 0 | 0.00048185 | 0.00011639 | 0.00087712 | 0.00048294 |  |  | 0 | 0 | 0.21555 | 0.032343 |  | 0 | 0 | 0.00036245 | 5.4385e-05 | 0 | 0 | 0.21555 | 0.032343 | 0 | 0 | 0.00036245 | 5.4385e-05 | 0 | 0 | 0 | 0 | 0 | 0 | 0 | 0 | 0 | 0
2021-11-08 | 21-22 | 21-22 |  | 0 | 0.029999 | 0.4565 | 1.2486 | 0.2764 | 0 | 0.00034269 | 0.003368 | 0.0081889 | 0.0019698 |  |  | 0 | 0.14723 | 0 | 0.022015 |  | 0 | 0.00056012 | 0 | 8.3753e-05 | 0 | 0.14723 | 0 | 0.022015 | 0 | 0.00056012 | 0 | 8.3753e-05 | 0 | 0 | 0 | 0 | 0 | 0 | 0 | 0 | 0 | 0
2021-11-09 | 21-22 | 21-22 |  | 0.030923 | 0.049106 | 1.5688 | 0.058673 | 0.27764 | 0.00043966 | 0.00036675 | 0.0093983 | 0.00047118 | 0.0017334 |  |  | 0 | 0 | 0 | 0 |  | 0 | 0 | 0 | 0 | 0 | 0 | 0 | 0 | 0 | 0 | 0 | 0 | 0 | 0 | 0 | 0 | 0 | 0 | 0 | 0 | 0 | 0
2021-11-10 | 21-22 | 21-22 |  | 0 | 0.058435 | 0.042969 | 1.0993 | 0.21186 | 0 | 0.00015696 | 0.00030552 | 0.017547 | 0.0027874 |  |  | 0 | 0 | 0 | 0 |  | 0 | 0 | 0 | 0 | 0 | 0 | 0 | 0 | 0 | 0 | 0 | 0 | 0 | 0 | 0 | 0 | 0 | 0 | 0 | 0 | 0 | 0
2021-11-11 | 21-22 | 21-22 |  | 0 | 1.4828 | 1.0484 | 4.6199 | 1.8776 | 0 | 0.016572 | 0.0047937 | 0.021061 | 0.015361 |  |  | 0 | 0 | 0 | 0 |  | 0 | 0 | 0 | 0 | 0 | 0 | 0 | 0 | 0 | 0 | 0 | 0 | 0 | 0 | 0 | 0 | 0 | 0 | 0 | 0 | 0 | 0
2021-11-12 | 21-22 | 21-22 |  | 0 | 2.1286 | 0.34556 | 0.16543 | 1.5516 | 0 | 0.0092123 | 0.0014767 | 0.00028996 | 0.0066484 |  |  | 0 | 0 | 0 | 0 |  | 0 | 0 | 0 | 0 | 0 | 0 | 0 | 0 | 0 | 0 | 0 | 0 | 0 | 0 | 0 | 0 | 0 | 0 | 0 | 0 | 0 | 0
2021-11-13 | 21-22 | 21-22 |  | 0 | 0.066261 | 0.193 | 0.31877 | 0.12261 | 0 | 0.00020666 | 0.00097475 | 0.0014933 | 0.00051303 |  |  | 0 | 0 | 0 | 0 |  | 0 | 0 | 0 | 0 | 0 | 0 | 0 | 0 | 0 | 0 | 0 | 0 | 0 | 0 | 0 | 0 | 0 | 0 | 0 | 0 | 0 | 0
2021-11-14 | 21-22 | 21-22 |  | 0 | 0.10317 | 0.29715 | 0.74968 | 0.22842 | 0 | 0.00052214 | 0.0026187 | 0.0020539 | 0.0010616 |  |  | 0 | 0 | 0 | 0 |  | 0 | 0 | 0 | 0 | 0 | 0 | 0 | 0 | 0 | 0 | 0 | 0 | 0 | 0 | 0 | 0 | 0 | 0 | 0 | 0 | 0 | 0
2021-11-15 | 21-22 | 21-22 |  | 0 | 0.014942 | 0.1091 | 0.30159 | 0.071922 | 0 | 5.6504e-05 | 0.000451 | 0.00062099 | 0.00019977 |  |  | 0 | 0 | 0.1779 | 0.026694 |  | 0 | 0 | 0.00034795 | 5.221e-05 | 0 | 0 | 0.1779 | 0.026694 | 0 | 0 | 0.00034795 | 5.221e-05 | 0 | 0 | 0 | 0 | 0 | 0 | 0 | 0 | 0 | 0
2021-11-16 | 21-22 | 21-22 |  | 0 | 0.40615 | 0.016251 | 0.16161 | 0.30814 | 0 | 0.0031611 | 5.8194e-05 | 0.00067415 | 0.0023005 |  |  | 0 | 0 | 0 | 0 |  | 0 | 0 | 0 | 0 | 0 | 0 | 0 | 0 | 0 | 0 | 0 | 0 | 0 | 0 | 0 | 0 | 0 | 0 | 0 | 0 | 0 | 0
2021-11-17 | 21-22 | 21-22 |  | 0 | 0.19759 | 0.92707 | 0.0061181 | 0.27647 | 0 | 0.0028189 | 0.0053829 | 6.0408e-05 | 0.0027675 |  |  | 0 | 0 | 0 | 0 |  | 0 | 0 | 0 | 0 | 0 | 0 | 0 | 0 | 0 | 0 | 0 | 0 | 0 | 0 | 0 | 0 | 0 | 0 | 0 | 0 | 0 | 0
2021-11-18 | 21-22 | 21-22 |  | 0 | 0.36903 | 0.2787 | 13.0906 | 2.2617 | 0 | 0.004875 | 0.0051599 | 0.060645 | 0.01325 |  |  | 0 | 0 | 0.062008 | 0.0093042 |  | 0 | 0 | 0 | 0 | 0 | 0 | 0.062008 | 0.0093042 | 0 | 0 | 0 | 0 | 0 | 0 | 0 | 0 | 0 | 0 | 0 | 0 | 0 | 0
2021-11-19 | 21-22 | 21-22 |  | 0.0089397 | 0.26248 | 1.1747 | 2.5335 | 0.73777 | 0.00014655 | 0.0046145 | 0.012293 | 0.018289 | 0.0077814 |  |  | 0 | 0 | 0 | 0 |  | 0 | 0 | 0 | 0 | 0 | 0 | 0 | 0 | 0 | 0 | 0 | 0 | 0 | 0 | 0 | 0 | 0 | 0 | 0 | 0 | 0 | 0
2021-11-20 | 21-22 | 21-22 |  | 0 | 0.022803 | 0 | 0.25738 | 0.054422 | 0 | 8.8418e-05 | 0 | 0.0080488 | 0.001269 |  |  | 0 | 0 | 0 | 0 |  | 0 | 0 | 0 | 0 | 0 | 0 | 0 | 0 | 0 | 0 | 0 | 0 | 0 | 0 | 0 | 0 | 0 | 0 | 0 | 0 | 0 | 0
2021-11-21 | 21-22 | 21-22 |  | 0 | 0.11394 | 0.028064 | 0.029967 | 0.087651 | 0 | 0.00028252 | 2.9097e-05 | 0.00031895 | 0.000248 |  |  | 0 | 0 | 0 | 0 |  | 0 | 0 | 0 | 0 | 0 | 0 | 0 | 0 | 0 | 0 | 0 | 0 | 0 | 0 | 0 | 0 | 0 | 0 | 0 | 0 | 0 | 0
2021-11-22 | 21-22 | 21-22 |  | 0 | 0.79825 | 0.25597 | 0.11293 | 0.6084 | 0 | 0.0043037 | 0.00051647 | 0.0013942 | 0.0032689 |  |  | 0 | 0 | 0 | 0 |  | 0 | 0 | 0 | 0 | 0 | 0 | 0 | 0 | 0 | 0 | 0 | 0 | 0 | 0 | 0 | 0 | 0 | 0 | 0 | 0 | 0 | 0
2021-11-23 | 21-22 | 21-22 |  | 0 | 0.062181 | 0.041221 | 0.14781 | 0.071434 | 0 | 0.00039762 | 0.0002061 | 0.00090854 | 0.0004427 |  |  | 0 | 0 | 0 | 0 |  | 0 | 0 | 0 | 0 | 0 | 0 | 0 | 0 | 0 | 0 | 0 | 0 | 0 | 0 | 0 | 0 | 0 | 0 | 0 | 0 | 0 | 0
2021-11-24 | 21-22 | 21-22 |  | 0 | 0.094795 | 0.26793 | 0.092315 | 0.11961 | 0 | 0.00093546 | 0.0075652 | 0.00023197 | 0.0018143 |  |  | 0 | 0 | 0 | 0 |  | 0 | 0 | 0 | 0 | 0 | 0 | 0 | 0 | 0 | 0 | 0 | 0 | 0 | 0 | 0 | 0 | 0 | 0 | 0 | 0 | 0 | 0
2021-11-25 | 21-22 | 21-22 |  | 0 | 0.030051 | 0.11982 | 0.34022 | 0.089791 | 0 | 0.0003474 | 0.00055284 | 0.0016528 | 0.00057141 |  |  | 0 | 0 | 0 | 0 |  | 0 | 0 | 0 | 0 | 0 | 0 | 0 | 0 | 0 | 0 | 0 | 0 | 0 | 0 | 0 | 0 | 0 | 0 | 0 | 0 | 0 | 0
2021-11-26 | 21-22 | 21-22 |  | 0 | 0.2727 | 2.7387 | 0.3328 | 0.64843 | 0 | 0.0009229 | 0.010967 | 0.0022399 | 0.0026156 |  |  | 0 | 0 | 0 | 0 |  | 0 | 0 | 0 | 0 | 0 | 0 | 0 | 0 | 0 | 0 | 0 | 0 | 0 | 0 | 0 | 0 | 0 | 0 | 0 | 0 | 0 | 0
2021-11-27 | 21-22 | 21-22 |  | 0 | 0.09093 | 0.41711 | 1.0463 | 0.28237 | 0 | 0.0005844 | 0.00037584 | 0.0018122 | 0.00073311 |  |  | 0 | 0 | 0 | 0 |  | 0 | 0 | 0 | 0 | 0 | 0 | 0 | 0 | 0 | 0 | 0 | 0 | 0 | 0 | 0 | 0 | 0 | 0 | 0 | 0 | 0 | 0
2021-11-28 | 21-22 | 21-22 |  | 0 | 0.069333 | 0.17802 | 3.4378 | 0.59051 | 0 | 0.00038193 | 0.00070803 | 0.023827 | 0.0039458 |  |  | 0 | 0 | 0 | 0 |  | 0 | 0 | 0 | 0 | 0 | 0 | 0 | 0 | 0 | 0 | 0 | 0 | 0 | 0 | 0 | 0 | 0 | 0 | 0 | 0 | 0 | 0
2021-11-29 | 21-22 | 21-22 |  | 0 | 0.52614 | 0.022165 | 0.025625 | 0.37177 | 0 | 0.0050854 | 1.4548e-05 | 0.00018847 | 0.0035546 |  |  | 0 | 0 | 0 | 0 |  | 0 | 0 | 0 | 0 | 0 | 0 | 0 | 0 | 0 | 0 | 0 | 0 | 0 | 0 | 0 | 0 | 0 | 0 | 0 | 0 | 0 | 0
2021-11-30 | 21-22 | 21-22 |  | 0 | 0.075721 | 0.12453 | 0.69306 | 0.17509 | 0 | 0.00058074 | 0.00034431 | 0.0018557 | 0.00073239 |  |  | 0 | 0 | 0 | 0 |  | 0 | 0 | 0 | 0 | 0 | 0 | 0 | 0 | 0 | 0 | 0 | 0 | 0 | 0 | 0 | 0 | 0 | 0 | 0 | 0 | 0 | 0
2021-12-01 | 21-22 | 21-22 |  | 0 | 0.40477 | 0.06525 | 0.87304 | 0.42126 | 0 | 0.0029262 | 0.00054557 | 0.0090394 | 0.0034658 |  |  | 0 | 0 | 0 | 0 |  | 0 | 0 | 0 | 0 | 0 | 0 | 0 | 0 | 0 | 0 | 0 | 0 | 0 | 0 | 0 | 0 | 0 | 0 | 0 | 0 | 0 | 0
2021-12-02 | 21-22 | 21-22 |  | 0 | 0.30829 | 0.0071797 | 2.7664 | 0.62982 | 0 | 0.0041436 | 5.092e-05 | 0.0091723 | 0.0042555 |  |  | 0 | 0 | 0 | 0 |  | 0 | 0 | 0 | 0 | 0 | 0 | 0 | 0 | 0 | 0 | 0 | 0 | 0 | 0 | 0 | 0 | 0 | 0 | 0 | 0 | 0 | 0
2021-12-03 | 21-22 | 21-22 |  | 0 | 0.078368 | 0.34689 | 0.36912 | 0.16157 | 0 | 0.00059957 | 0.00038553 | 0.00084329 | 0.00059969 |  |  | 0 | 0 | 0.15149 | 0.022732 |  | 0 | 0 | 0.00023197 | 3.4807e-05 | 0 | 0 | 0.15149 | 0.022732 | 0 | 0 | 0.00023197 | 3.4807e-05 | 0 | 0 | 0 | 0 | 0 | 0 | 0 | 0 | 0 | 0
2021-12-04 | 21-22 | 21-22 |  | 0 | 0.047388 | 0.19824 | 0.17258 | 0.088377 | 0 | 0.00046511 | 0.00062558 | 0.00042769 | 0.00048004 |  |  | 0 | 0 | 0 | 0 |  | 0 | 0 | 0 | 0 | 0 | 0 | 0 | 0 | 0 | 0 | 0 | 0 | 0 | 0 | 0 | 0 | 0 | 0 | 0 | 0 | 0 | 0
2021-12-05 | 21-22 | 21-22 |  | 0 | 0.040988 | 0.012344 | 0.033932 | 0.035342 | 0 | 0.00010725 | 6.5468e-05 | 0.00081188 | 0.00020594 |  |  | 0 | 0 | 0 | 0 |  | 0 | 0 | 0 | 0 | 0 | 0 | 0 | 0 | 0 | 0 | 0 | 0 | 0 | 0 | 0 | 0 | 0 | 0 | 0 | 0 | 0 | 0
2021-12-06 | 21-22 | 21-22 |  | 0.016121 | 0.46902 | 2.1636 | 0.29583 | 0.69306 | 0.00014655 | 0.0034452 | 0.016993 | 0.00098344 | 0.005077 |  |  | 0 | 0 | 0 | 0 |  | 0 | 0 | 0 | 0 | 0 | 0 | 0 | 0 | 0 | 0 | 0 | 0 | 0 | 0 | 0 | 0 | 0 | 0 | 0 | 0 | 0 | 0
2021-12-07 | 21-22 | 21-22 |  | 0 | 0.51212 | 0 | 1.2434 | 0.54148 | 0 | 0.0049279 | 0 | 0.0051033 | 0.0041808 |  |  | 0 | 0 | 0.043919 | 0.00659 |  | 0 | 0 | 0.00023197 | 3.4807e-05 | 0 | 0 | 0.043919 | 0.00659 | 0 | 0 | 0.00023197 | 3.4807e-05 | 0 | 0 | 0 | 0 | 0 | 0 | 0 | 0 | 0 | 0
2021-12-08 | 21-22 | 21-22 |  | 0 | 0.18615 | 0.20076 | 0.1383 | 0.17978 | 0 | 0.0023915 | 0.00091655 | 0.00021747 | 0.001827 |  |  | 0 | 0 | 0 | 0 |  | 0 | 0 | 0 | 0 | 0 | 0 | 0 | 0 | 0 | 0 | 0 | 0 | 0 | 0 | 0 | 0 | 0 | 0 | 0 | 0 | 0 | 0
2021-12-09 | 21-22 | 21-22 |  | 0 | 0.019698 | 0 | 0.13881 | 0.034479 | 0 | 0.00023334 | 0 | 0.00054367 | 0.00024328 |  |  | 0 | 0 | 0 | 0 |  | 0 | 0 | 0 | 0 | 0 | 0 | 0 | 0 | 0 | 0 | 0 | 0 | 0 | 0 | 0 | 0 | 0 | 0 | 0 | 0 | 0 | 0
2021-12-10 | 21-22 | 21-22 |  | 0 | 0.021362 | 0.007667 | 0.12417 | 0.034581 | 0 | 0.00029194 | 1.4548e-05 | 0.0014643 | 0.0004242 |  |  | 0 | 0 | 0 | 0 |  | 0 | 0 | 0 | 0 | 0 | 0 | 0 | 0 | 0 | 0 | 0 | 0 | 0 | 0 | 0 | 0 | 0 | 0 | 0 | 0 | 0 | 0
2021-12-11 | 21-22 | 21-22 |  | 0.37708 | 0.0062139 | 0.010082 | 0.33808 | 0.059341 | 0.00014655 | 2.0404e-05 | 6.5468e-05 | 0.0017905 | 0.00029368 |  |  | 0 | 0 | 0 | 0 |  | 0 | 0 | 0 | 0 | 0 | 0 | 0 | 0 | 0 | 0 | 0 | 0 | 0 | 0 | 0 | 0 | 0 | 0 | 0 | 0 | 0 | 0
2021-12-12 | 21-22 | 21-22 |  | 0 | 0.54248 | 0.00077834 | 0.094925 | 0.3903 | 0 | 0.0028848 | 7.2742e-06 | 0.00039144 | 0.002059 |  |  | 0 | 0 | 0 | 0 |  | 0 | 0 | 0 | 0 | 0 | 0 | 0 | 0 | 0 | 0 | 0 | 0 | 0 | 0 | 0 | 0 | 0 | 0 | 0 | 0 | 0 | 0
2021-12-13 | 21-22 | 21-22 |  | 0 | 0.087148 | 1.0839 | 0.83039 | 0.34707 | 0 | 0.0019227 | 0.010104 | 0.0026314 | 0.0032381 |  |  | 0 | 0 | 0.041815 | 0.0062743 |  | 0 | 0 | 7.9738e-05 | 1.1965e-05 | 0 | 0 | 0.041815 | 0.0062743 | 0 | 0 | 7.9738e-05 | 1.1965e-05 | 0 | 0 | 0 | 0 | 0 | 0 | 0 | 0 | 0 | 0
2021-12-14 | 21-22 | 21-22 |  | 0 | 0.16171 | 0.045134 | 0.070395 | 0.12938 | 0 | 0.00052842 | 0.0002158 | 0.00017397 | 0.00042457 |  |  | 0 | 0 | 0 | 0 |  | 0 | 0 | 0 | 0 | 0 | 0 | 0 | 0 | 0 | 0 | 0 | 0 | 0 | 0 | 0 | 0 | 0 | 0 | 0 | 0 | 0 | 0
2021-12-15 | 21-22 | 21-22 |  | 0 | 0.44298 | 0.064777 | 0.091359 | 0.33038 | 0 | 0.0024014 | 0.00082926 | 0.0019427 | 0.0020797 |  |  | 0 | 0 | 0 | 0 |  | 0 | 0 | 0 | 0 | 0 | 0 | 0 | 0 | 0 | 0 | 0 | 0 | 0 | 0 | 0 | 0 | 0 | 0 | 0 | 0 | 0 | 0
2021-12-16 | 21-22 | 21-22 |  | 0 | 0.091039 | 0.43256 | 1.2418 | 0.3141 | 0 | 0.00055562 | 0.0037171 | 0.0035278 | 0.0014702 |  |  | 0 | 0 | 0 | 0 |  | 0 | 0 | 0 | 0 | 0 | 0 | 0 | 0 | 0 | 0 | 0 | 0 | 0 | 0 | 0 | 0 | 0 | 0 | 0 | 0 | 0 | 0
2021-12-17 | 21-22 | 21-22 |  | 0 | 0.29399 | 0.8635 | 7.0179 | 1.3859 | 0 | 0.0031396 | 0.0032055 | 0.010449 | 0.004223 |  |  | 0 | 0 | 0.45656 | 0.068506 |  | 0 | 0 | 0.00071402 | 0.00010714 | 0 | 0 | 0.45656 | 0.068506 | 0 | 0 | 0.00071402 | 0.00010714 | 0 | 0 | 0 | 0 | 0 | 0 | 0 | 0 | 0 | 0
2021-12-18 | 21-22 | 21-22 |  | 0 | 0.19829 | 0.12095 | 2.4087 | 0.51693 | 0 | 0.00046093 | 0.0015397 | 0.029421 | 0.0049643 |  |  | 0 | 0.0029849 | 0.052999 | 0.0083987 |  | 0 | 0 | 9.4236e-05 | 1.414e-05 | 0 | 0.0029849 | 0.052999 | 0.0083987 | 0 | 0 | 9.4236e-05 | 1.414e-05 | 0 | 0 | 0 | 0 | 0 | 0 | 0 | 0 | 0 | 0
2021-12-19 | 21-22 | 21-22 |  | 0 | 0.36485 | 1.5828 | 1.0481 | 0.64678 | 0 | 0.0047469 | 0.025416 | 0.0047626 | 0.0078046 |  |  | 0 | 0 | 0 | 0 |  | 0 | 0 | 0 | 0 | 0 | 0 | 0 | 0 | 0 | 0 | 0 | 0 | 0 | 0 | 0 | 0 | 0 | 0 | 0 | 0 | 0 | 0
2021-12-20 | 21-22 | 21-22 |  | 0 | 0.0015931 | 0.087545 | 0.43469 | 0.079419 | 0 | 1.2556e-05 | 0.0010693 | 0.0026459 | 0.00056561 |  |  | 0 | 0 | 0.14403 | 0.021612 |  | 0 | 0 | 0.00063791 | 9.5718e-05 | 0 | 0 | 0.14403 | 0.021612 | 0 | 0 | 0.00063791 | 9.5718e-05 | 0 | 0 | 0 | 0 | 0 | 0 | 0 | 0 | 0 | 0
2021-12-21 | 21-22 | 21-22 |  | 0 | 0.15793 | 0.1314 | 0.079293 | 0.14099 | 0 | 0.00038925 | 0.0011821 | 0.00038419 | 0.00050415 |  |  | 0 | 0.09559 | 0.15629 | 0.037745 |  | 0 | 0.0011239 | 0.00047843 | 0.00023984 | 0 | 0.09559 | 0.15629 | 0.037745 | 0 | 0.0011239 | 0.00047843 | 0.00023984 | 0 | 0 | 0 | 0 | 0 | 0 | 0 | 0 | 0 | 0
2021-12-22 | 21-22 | 21-22 |  | 0 | 0.058664 | 0.021968 | 0.30341 | 0.089466 | 0 | 0.00023386 | 5.8194e-05 | 0.0010873 | 0.00033392 |  |  | 0 | 0 | 0 | 0 |  | 0 | 0 | 0 | 0 | 0 | 0 | 0 | 0 | 0 | 0 | 0 | 0 | 0 | 0 | 0 | 0 | 0 | 0 | 0 | 0 | 0 | 0
2021-12-23 | 21-22 | 21-22 |  | 0 | 0.13106 | 0.19664 | 0.011606 | 0.12197 | 0 | 0.001061 | 0.0023641 | 0.00018847 | 0.0011171 |  |  | 0 | 0 | 0 | 0 |  | 0 | 0 | 0 | 0 | 0 | 0 | 0 | 0 | 0 | 0 | 0 | 0 | 0 | 0 | 0 | 0 | 0 | 0 | 0 | 0 | 0 | 0
2021-12-24 | 21-22 | 21-22 |  | 0 | 0.0092782 | 0.25729 | 0.098948 | 0.059749 | 0 | 9.6789e-05 | 0.0011615 | 0.00073214 | 0.0003506 |  |  | 0 | 0 | 0 | 0 |  | 0 | 0 | 0 | 0 | 0 | 0 | 0 | 0 | 0 | 0 | 0 | 0 | 0 | 0 | 0 | 0 | 0 | 0 | 0 | 0 | 0 | 0
2021-12-25 | 21-22 | 21-22 |  | 0 | 0.55444 | 0.013799 | 0.13574 | 0.40666 | 0 | 0.0064849 | 2.1823e-05 | 0.00056542 | 0.0045821 |  |  | 0 | 0 | 0 | 0 |  | 0 | 0 | 0 | 0 | 0 | 0 | 0 | 0 | 0 | 0 | 0 | 0 | 0 | 0 | 0 | 0 | 0 | 0 | 0 | 0 | 0 | 0
2021-12-26 | 21-22 | 21-22 |  | 0 | 0.092025 | 0.1119 | 0.046437 | 0.087473 | 0 | 0.00042587 | 0.00074925 | 0.00012323 | 0.00042565 |  |  | 0 | 0 | 0 | 0 |  | 0 | 0 | 0 | 0 | 0 | 0 | 0 | 0 | 0 | 0 | 0 | 0 | 0 | 0 | 0 | 0 | 0 | 0 | 0 | 0 | 0 | 0
2021-12-27 | 21-22 | 21-22 |  | 0 | 0.25257 | 1.5017 | 0.25199 | 0.43738 | 0 | 0.0030371 | 0.01787 | 0.00028271 | 0.0048193 |  |  | 0 | 0 | 0.22652 | 0.03399 |  | 0 | 0 | 0.00027546 | 4.1333e-05 | 0 | 0 | 0.22652 | 0.03399 | 0 | 0 | 0.00027546 | 4.1333e-05 | 0 | 0 | 0 | 0 | 0 | 0 | 0 | 0 | 0 | 0
2021-12-28 | 21-22 | 21-22 |  | 0 | 0.015148 | 0.04631 | 3.1245 | 0.48626 | 0 | 0.0001151 | 0.0004316 | 0.011584 | 0.0018825 |  |  | 0 | 0 | 0 | 0 |  | 0 | 0 | 0 | 0 | 0 | 0 | 0 | 0 | 0 | 0 | 0 | 0 | 0 | 0 | 0 | 0 | 0 | 0 | 0 | 0 | 0 | 0
2021-12-29 | 21-22 | 21-22 |  | 0 | 0.0054793 | 1.4105 | 1.2658 | 0.40465 | 0 | 7.6385e-05 | 0.0063213 | 0.0046345 | 0.0016936 |  |  | 0 | 0 | 0 | 0 |  | 0 | 0 | 0 | 0 | 0 | 0 | 0 | 0 | 0 | 0 | 0 | 0 | 0 | 0 | 0 | 0 | 0 | 0 | 0 | 0 | 0 | 0
2021-12-30 | 21-22 | 21-22 |  | 0 | 0.24406 | 0.12118 | 0.99741 | 0.33691 | 0 | 0.0020535 | 0.00088503 | 0.011134 | 0.0032261 |  |  | 0 | 0 | 0.0057129 | 0.00085722 |  | 0 | 0 | 9.182e-05 | 1.3778e-05 | 0 | 0 | 0.0057129 | 0.00085722 | 0 | 0 | 9.182e-05 | 1.3778e-05 | 0 | 0 | 0 | 0 | 0 | 0 | 0 | 0 | 0 | 0
2021-12-31 | 21-22 | 21-22 |  | 0 | 0.22037 | 4.8707 | 19.3534 | 3.785 | 0 | 0.0013901 | 0.033054 | 0.048862 | 0.013238 |  |  | 0 | 0 | 0.19834 | 0.02976 |  | 0 | 0 | 0.0004893 | 7.342e-05 | 0 | 0 | 0.19834 | 0.02976 | 0 | 0 | 0.0004893 | 7.342e-05 | 0 | 0 | 0 | 0 | 0 | 0 | 0 | 0 | 0 | 0
2022-01-01 | 21-22 | 21-22 |  | 0 | 0.1042 | 0.80911 | 0.23763 | 0.22885 | 0 | 0.0010526 | 0.012192 | 0.0012154 | 0.0027348 |  |  | 0 | 0 | 0 | 0 |  | 0 | 0 | 0 | 0 | 0 | 0 | 0 | 0 | 0 | 0 | 0 | 0 | 0 | 0 | 0 | 0 | 0 | 0 | 0 | 0 | 0 | 0
2022-01-02 | 21-22 | 21-22 |  | 0 | 0.024042 | 0.023343 | 0.50337 | 0.095683 | 0 | 0.00015696 | 2.1823e-05 | 0.0017204 | 0.00037018 |  |  | 0 | 0 | 0 | 0 |  | 0 | 0 | 0 | 0 | 0 | 0 | 0 | 0 | 0 | 0 | 0 | 0 | 0 | 0 | 0 | 0 | 0 | 0 | 0 | 0 | 0 | 0
2022-01-03 | 21-22 | 21-22 |  | 0 | 0.11167 | 0.001273 | 0.10703 | 0.09364 | 0 | 0.0012133 | 7.2742e-06 | 0.00072973 | 0.00095138 |  |  | 0 | 0 | 0 | 0 |  | 0 | 0 | 0 | 0 | 0 | 0 | 0 | 0 | 0 | 0 | 0 | 0 | 0 | 0 | 0 | 0 | 0 | 0 | 0 | 0 | 0 | 0
2022-01-04 | 21-22 | 21-22 |  | 0 | 0.32253 | 0.0045173 | 0.050859 | 0.23182 | 0 | 0.001411 | 1.4548e-05 | 0.0002223 | 0.0010134 |  |  | 0 | 0 | 0 | 0 |  | 0 | 0 | 0 | 0 | 0 | 0 | 0 | 0 | 0 | 0 | 0 | 0 | 0 | 0 | 0 | 0 | 0 | 0 | 0 | 0 | 0 | 0
2022-01-05 | 21-22 | 21-22 |  | 0 | 0.13088 | 0.36105 | 1.2495 | 0.33217 | 0 | 0.00085122 | 0.0026575 | 0.0051902 | 0.0017661 |  |  | 0 | 0 | 0 | 0 |  | 0 | 0 | 0 | 0 | 0 | 0 | 0 | 0 | 0 | 0 | 0 | 0 | 0 | 0 | 0 | 0 | 0 | 0 | 0 | 0 | 0 | 0
2022-01-06 | 21-22 | 21-22 |  | 0 | 0.27087 | 4.9123 | 0.84039 | 1.0483 | 0 | 0.0022136 | 0.014854 | 0.00332 | 0.0042533 |  |  | 0 | 0 | 0.26722 | 0.040096 |  | 0 | 0 | 0.00042044 | 6.3087e-05 | 0 | 0 | 0.26722 | 0.040096 | 0 | 0 | 0.00042044 | 6.3087e-05 | 0 | 0 | 0 | 0 | 0 | 0 | 0 | 0 | 0 | 0
2022-01-07 | 21-22 | 21-22 |  | 0 | 0.21186 | 0.22486 | 0.32978 | 0.22993 | 0 | 0.0018406 | 0.0035062 | 0.00099311 | 0.0019488 |  |  | 0 | 0 | 0 | 0 |  | 0 | 0 | 0 | 0 | 0 | 0 | 0 | 0 | 0 | 0 | 0 | 0 | 0 | 0 | 0 | 0 | 0 | 0 | 0 | 0 | 0 | 0
2022-01-08 | 21-22 | 21-22 |  | 0 | 0.055199 | 0.0098639 | 0.042435 | 0.046095 | 0 | 0.00017998 | 0.0014767 | 0.00055092 | 0.00042819 |  |  | 0 | 0 | 0 | 0 |  | 0 | 0 | 0 | 0 | 0 | 0 | 0 | 0 | 0 | 0 | 0 | 0 | 0 | 0 | 0 | 0 | 0 | 0 | 0 | 0 | 0 | 0
2022-01-09 | 21-22 | 21-22 |  | 0 | 0.24395 | 0.14429 | 0.072799 | 0.20156 | 0 | 0.0052878 | 0.00086563 | 0.00045427 | 0.0038621 |  |  | 0 | 0 | 0 | 0 |  | 0 | 0 | 0 | 0 | 0 | 0 | 0 | 0 | 0 | 0 | 0 | 0 | 0 | 0 | 0 | 0 | 0 | 0 | 0 | 0 | 0 | 0
2022-01-10 | 21-22 | 21-22 |  | 0 | 0.37465 | 0.0047137 | 0.60627 | 0.35131 | 0 | 0.0023951 | 3.6371e-05 | 0.0052869 | 0.0024586 |  |  | 0 | 0 | 0 | 0 |  | 0 | 0 | 0 | 0 | 0 | 0 | 0 | 0 | 0 | 0 | 0 | 0 | 0 | 0 | 0 | 0 | 0 | 0 | 0 | 0 | 0 | 0
2022-01-11 | 21-22 | 21-22 |  | 0 | 0.58249 | 6.0342 | 1.5621 | 1.5403 | 0 | 0.006003 | 0.013821 | 0.0089041 | 0.0075628 |  |  | 0 | 0 | 0 | 0 |  | 0 | 0 | 0 | 0 | 0 | 0 | 0 | 0 | 0 | 0 | 0 | 0 | 0 | 0 | 0 | 0 | 0 | 0 | 0 | 0 | 0 | 0
2022-01-12 | 21-22 | 21-22 |  | 0 | 0.23505 | 2.4313 | 3.013 | 0.97853 | 0 | 0.0014534 | 0.007347 | 0.021708 | 0.0053631 |  |  | 0 | 0 | 0 | 0 |  | 0 | 0 | 0 | 0 | 0 | 0 | 0 | 0 | 0 | 0 | 0 | 0 | 0 | 0 | 0 | 0 | 0 | 0 | 0 | 0 | 0 | 0
2022-01-13 | 21-22 | 21-22 |  | 0 | 0.13273 | 0.15829 | 0.74471 | 0.2274 | 0 | 0.0013859 | 0.0012269 | 0.016035 | 0.0035499 |  |  | 0 | 0 | 0 | 0 |  | 0 | 0 | 0 | 0 | 0 | 0 | 0 | 0 | 0 | 0 | 0 | 0 | 0 | 0 | 0 | 0 | 0 | 0 | 0 | 0 | 0 | 0
2022-01-14 | 21-22 | 21-22 |  | 0 | 0.025053 | 0.077281 | 0.31908 | 0.076796 | 0 | 0.00013341 | 0.00017458 | 0.0016358 | 0.00036402 |  |  | 0 | 0 | 0 | 0 |  | 0 | 0 | 0 | 0 | 0 | 0 | 0 | 0 | 0 | 0 | 0 | 0 | 0 | 0 | 0 | 0 | 0 | 0 | 0 | 0 | 0 | 0
2022-01-15 | 21-22 | 21-22 |  | 0 | 0.01206 | 0.13475 | 0.20028 | 0.058558 | 0 | 5.3888e-05 | 0.00029097 | 0.0011043 | 0.00024655 |  |  | 0 | 0 | 0 | 0 |  | 0 | 0 | 0 | 0 | 0 | 0 | 0 | 0 | 0 | 0 | 0 | 0 | 0 | 0 | 0 | 0 | 0 | 0 | 0 | 0 | 0 | 0
2022-01-16 | 21-22 | 21-22 |  | 0 | 0.17709 | 1.1696 | 0.13579 | 0.31798 | 0 | 0.0017019 | 0.0068063 | 0.00076839 | 0.0023125 |  |  | 0 | 0 | 0 | 0 |  | 0 | 0 | 0 | 0 | 0 | 0 | 0 | 0 | 0 | 0 | 0 | 0 | 0 | 0 | 0 | 0 | 0 | 0 | 0 | 0 | 0 | 0
2022-01-17 | 21-22 | 21-22 |  | 0 | 0.083801 | 0.13321 | 0.51439 | 0.15518 | 0 | 0.00044209 | 0.00023278 | 0.0012154 | 0.00052355 |  |  | 0 | 0 | 0 | 0 |  | 0 | 0 | 0 | 0 | 0 | 0 | 0 | 0 | 0 | 0 | 0 | 0 | 0 | 0 | 0 | 0 | 0 | 0 | 0 | 0 | 0 | 0
2022-01-18 | 21-22 | 21-22 |  | 0 | 0.30281 | 0.031992 | 0.080971 | 0.22678 | 0 | 0.0013854 | 0.0010257 | 0.0011308 | 0.0012831 |  |  | 0 | 0 | 0 | 0 |  | 0 | 0 | 0 | 0 | 0 | 0 | 0 | 0 | 0 | 0 | 0 | 0 | 0 | 0 | 0 | 0 | 0 | 0 | 0 | 0 | 0 | 0
2022-01-19 | 21-22 | 21-22 |  | 0 | 0.83976 | 0 | 0 | 0.58195 | 0 | 0.008055 | 0 | 0 | 0.0055821 |  |  | 0 | 0 | 0 | 0 |  | 0 | 0 | 0 | 0 | 0 | 0 | 0 | 0 | 0 | 0 | 0 | 0 | 0 | 0 | 0 | 0 | 0 | 0 | 0 | 0 | 0 | 0
2022-01-20 | 21-22 | 21-22 |  | 0 | 0.58037 | 0.6415 | 1.1279 | 0.66737 | 0 | 0.0086922 | 0.0023423 | 0.0048713 | 0.0071049 |  |  | 0 | 0 | 0 | 0 |  | 0 | 0 | 0 | 0 | 0 | 0 | 0 | 0 | 0 | 0 | 0 | 0 | 0 | 0 | 0 | 0 | 0 | 0 | 0 | 0 | 0 | 0
2022-01-21 | 21-22 | 21-22 |  | 0 | 0.32275 | 0.073572 | 0.43677 | 0.3002 | 0 | 0.0048625 | 5.092e-05 | 0.0026483 | 0.0037747 |  |  | 0 | 0 | 0.11147 | 0.016726 |  | 0 | 0 | 0.00031412 | 4.7134e-05 | 0 | 0 | 0.11147 | 0.016726 | 0 | 0 | 0.00031412 | 4.7134e-05 | 0 | 0 | 0 | 0 | 0 | 0 | 0 | 0 | 0 | 0
2022-01-22 | 21-22 | 21-22 |  | 0 | 0.15006 | 2.5832 | 0.6175 | 0.58292 | 0 | 0.0010009 | 0.021631 | 0.003117 | 0.0043958 |  |  | 0 | 0 | 0 | 0 |  | 0 | 0 | 0 | 0 | 0 | 0 | 0 | 0 | 0 | 0 | 0 | 0 | 0 | 0 | 0 | 0 | 0 | 0 | 0 | 0 | 0 | 0
2022-01-23 | 21-22 | 21-22 |  | 0 | 0.32533 | 0.14732 | 0.67591 | 0.3489 | 0 | 0.0042425 | 0.0006959 | 0.0054005 | 0.0038545 |  |  | 0 | 0 | 0 | 0 |  | 0 | 0 | 0 | 0 | 0 | 0 | 0 | 0 | 0 | 0 | 0 | 0 | 0 | 0 | 0 | 0 | 0 | 0 | 0 | 0 | 0 | 0
2022-01-24 | 21-22 | 21-22 |  | 0 | 0.34754 | 0.03591 | 0.69256 | 0.35013 | 0 | 0.00624 | 8.9716e-05 | 0.0033369 | 0.0048385 |  |  | 0 | 0 | 0 | 0 |  | 0 | 0 | 0 | 0 | 0 | 0 | 0 | 0 | 0 | 0 | 0 | 0 | 0 | 0 | 0 | 0 | 0 | 0 | 0 | 0 | 0 | 0
2022-01-25 | 21-22 | 21-22 |  | 0 | 0.25269 | 0.091571 | 0.49117 | 0.2625 | 0 | 0.0024433 | 0.0015931 | 0.0023632 | 0.002286 |  |  | 0 | 0 | 0 | 0 |  | 0 | 0 | 0 | 0 | 0 | 0 | 0 | 0 | 0 | 0 | 0 | 0 | 0 | 0 | 0 | 0 | 0 | 0 | 0 | 0 | 0 | 0
2022-01-26 | 21-22 |  | MED | 0 | 1.2737 | 0.71095 | 28.9842 | 5.338 | 0 | 0.00325 | 0.0090637 | 0.054686 | 0.011813 |  |  | 0 | 0 | 5.1635 | 0.77478 |  | 0 | 0 | 0.018014 | 0.0027029 | 0 | 0 | 5.1635 | 0.77478 | 0 | 0 | 0.018014 | 0.0027029 | 0 | 0 | 0 | 0 | 0 | 0 | 0 | 0 | 0 | 0
2022-01-27 | 21-22 | 21-22 |  | 0.0083535 | 1.2092 | 0.60028 | 1.61 | 1.1694 | 0.00014655 | 0.014702 | 0.0034116 | 0.0049897 | 0.011448 |  |  | 0 | 0 | 0.075012 | 0.011255 |  | 0 | 0 | 0.00023922 | 3.5894e-05 | 0 | 0 | 0.075012 | 0.011255 | 0 | 0 | 0.00023922 | 3.5894e-05 | 0 | 0 | 0 | 0 | 0 | 0 | 0 | 0 | 0 | 0
2022-01-28 | 21-22 | 21-22 |  | 0 | 0.12782 | 0.067776 | 0.86372 | 0.22832 | 0 | 0.002392 | 0.00039523 | 0.0033683 | 0.0022222 |  |  | 0 | 0 | 0 | 0 |  | 0 | 0 | 0 | 0 | 0 | 0 | 0 | 0 | 0 | 0 | 0 | 0 | 0 | 0 | 0 | 0 | 0 | 0 | 0 | 0 | 0 | 0
2022-01-29 | 21-22 | 21-22 |  | 0 | 0.026519 | 0.004624 | 0.7967 | 0.13861 | 0 | 0.00018207 | 7.0318e-05 | 0.0089742 | 0.0014833 |  |  | 0 | 0 | 0 | 0 |  | 0 | 0 | 0 | 0 | 0 | 0 | 0 | 0 | 0 | 0 | 0 | 0 | 0 | 0 | 0 | 0 | 0 | 0 | 0 | 0 | 0 | 0
2022-01-30 | 21-22 | 21-22 |  | 0 | 0.070927 | 0.033248 | 0.39446 | 0.11331 | 0 | 0.0020859 | 0.00010669 | 0.0013411 | 0.0016627 |  |  | 0 | 0 | 0 | 0 |  | 0 | 0 | 0 | 0 | 0 | 0 | 0 | 0 | 0 | 0 | 0 | 0 | 0 | 0 | 0 | 0 | 0 | 0 | 0 | 0 | 0 | 0
2022-01-31 | 21-22 | 21-22 |  | 0 | 0.84096 | 1.0168 | 0.17745 | 0.76145 | 0 | 0.0074873 | 0.010802 | 0.00096773 | 0.0069492 |  |  | 0 | 0 | 0.13224 | 0.019843 |  | 0 | 0 | 0.00080101 | 0.00012019 | 0 | 0 | 0.13224 | 0.019843 | 0 | 0 | 0.00080101 | 0.00012019 | 0 | 0 | 0 | 0 | 0 | 0 | 0 | 0 | 0 | 0
2022-02-01 | 21-22 | 21-22 |  | 0 | 0.22381 | 0.011864 | 0.19595 | 0.18628 | 0 | 0.00085279 | 7.7592e-05 | 0.0010692 | 0.00076302 |  |  | 0 | 0 | 0.0083258 | 0.0012493 |  | 0 | 0 | 4.7118e-05 | 7.0701e-06 | 0 | 0 | 0.0083258 | 0.0012493 | 0 | 0 | 4.7118e-05 | 7.0701e-06 | 0 | 0 | 0 | 0 | 0 | 0 | 0 | 0 | 0 | 0
2022-02-02 | 21-22 | 21-22 |  | 0 | 0.6388 | 0.0032007 | 0.95785 | 0.58689 | 0 | 0.0052868 | 2.1823e-05 | 0.0082348 | 0.0049026 |  |  | 0 | 0 | 0 | 0 |  | 0 | 0 | 0 | 0 | 0 | 0 | 0 | 0 | 0 | 0 | 0 | 0 | 0 | 0 | 0 | 0 | 0 | 0 | 0 | 0 | 0 | 0
2022-02-03 | 21-22 | 21-22 |  | 0 | 0.44968 | 0.015378 | 3.5087 | 0.84041 | 0 | 0.0033311 | 9.699e-05 | 0.023189 | 0.0058025 |  |  | 0 | 0 | 0 | 0 |  | 0 | 0 | 0 | 0 | 0 | 0 | 0 | 0 | 0 | 0 | 0 | 0 | 0 | 0 | 0 | 0 | 0 | 0 | 0 | 0 | 0 | 0
2022-02-04 | 21-22 | 21-22 |  | 0 | 0.16749 | 0.088443 | 0.11558 | 0.14664 | 0 | 0.0025218 | 0.00052859 | 0.00076839 | 0.0019419 |  |  | 0 | 0 | 0 | 0 |  | 0 | 0 | 0 | 0 | 0 | 0 | 0 | 0 | 0 | 0 | 0 | 0 | 0 | 0 | 0 | 0 | 0 | 0 | 0 | 0 | 0 | 0
2022-02-05 | 21-22 | 21-22 |  | 0 | 0.2429 | 0.0015203 | 0.17912 | 0.19543 | 0 | 0.0049917 | 7.2742e-06 | 0.00055454 | 0.0035436 |  |  | 0 | 0 | 0.0062549 | 0.00093855 |  | 0 | 0 | 4.7118e-05 | 7.0701e-06 | 0 | 0 | 0.0062549 | 0.00093855 | 0 | 0 | 4.7118e-05 | 7.0701e-06 | 0 | 0 | 0 | 0 | 0 | 0 | 0 | 0 | 0 | 0
2022-02-06 | 21-22 | 21-22 |  | 0 | 0.15097 | 2.3902 | 0.018006 | 0.46473 | 0 | 0.00058388 | 0.0070997 | 4.3494e-05 | 0.0014728 |  |  | 0 | 0 | 0 | 0 |  | 0 | 0 | 0 | 0 | 0 | 0 | 0 | 0 | 0 | 0 | 0 | 0 | 0 | 0 | 0 | 0 | 0 | 0 | 0 | 0 | 0 | 0
2022-02-07 | 21-22 | 21-22 |  | 0 | 0.93818 | 0.14335 | 1.4369 | 0.8872 | 0 | 0.0067439 | 0.0074052 | 0.0093729 | 0.0071872 |  |  | 0 | 0 | 0 | 0 |  | 0 | 0 | 0 | 0 | 0 | 0 | 0 | 0 | 0 | 0 | 0 | 0 | 0 | 0 | 0 | 0 | 0 | 0 | 0 | 0 | 0 | 0
2022-02-08 | 21-22 | 21-22 |  | 0 | 0.50162 | 2.118 | 0.11662 | 0.68181 | 0 | 0.0054683 | 0.01089 | 0.00085296 | 0.0055458 |  |  | 0 | 0 | 0.00022022 | 3.3044e-05 |  | 0 | 0 | 0 | 0 | 0 | 0 | 0.00022022 | 3.3044e-05 | 0 | 0 | 0 | 0 | 0 | 0 | 0 | 0 | 0 | 0 | 0 | 0 | 0 | 0
2022-02-09 | 21-22 | 21-22 |  | 0 | 0.042996 | 0 | 0.65373 | 0.12789 | 0 | 0.00048813 | 0 | 0.0024791 | 0.00071027 |  |  | 0 | 0 | 0 | 0 |  | 0 | 0 | 0 | 0 | 0 | 0 | 0 | 0 | 0 | 0 | 0 | 0 | 0 | 0 | 0 | 0 | 0 | 0 | 0 | 0 | 0 | 0
2022-02-10 | 21-22 | 21-22 |  | 0 | 0.0039432 | 0.0058558 | 0.044625 | 0.010304 | 0 | 4.604e-05 | 2.1823e-05 | 8.6987e-05 | 4.8221e-05 |  |  | 0 | 0 | 0 | 0 |  | 0 | 0 | 0 | 0 | 0 | 0 | 0 | 0 | 0 | 0 | 0 | 0 | 0 | 0 | 0 | 0 | 0 | 0 | 0 | 0 | 0 | 0
2022-02-11 | 21-22 | 21-22 |  | 0 | 1.4251 | 0 | 0.14892 | 1.0099 | 0 | 0.011457 | 0 | 0.001399 | 0.0081498 |  |  | 0 | 0 | 0 | 0 |  | 0 | 0 | 0 | 0 | 0 | 0 | 0 | 0 | 0 | 0 | 0 | 0 | 0 | 0 | 0 | 0 | 0 | 0 | 0 | 0 | 0 | 0
2022-02-12 | 21-22 | 21-22 |  | 0.061552 | 0.76238 | 1.3061 | 0.0024139 | 0.72445 | 0.0002931 | 0.0039171 | 0.0076525 | 2.1747e-05 | 0.0038642 |  |  | 0 | 0 | 0 | 0 |  | 0 | 0 | 0 | 0 | 0 | 0 | 0 | 0 | 0 | 0 | 0 | 0 | 0 | 0 | 0 | 0 | 0 | 0 | 0 | 0 | 0 | 0
2022-02-13 | 21-22 | 21-22 |  | 0 | 0.55594 | 0.058495 | 0.29732 | 0.43863 | 0 | 0.004796 | 0.00041706 | 0.0012686 | 0.0035764 |  |  | 0 | 0 | 0 | 0 |  | 0 | 0 | 0 | 0 | 0 | 0 | 0 | 0 | 0 | 0 | 0 | 0 | 0 | 0 | 0 | 0 | 0 | 0 | 0 | 0 | 0 | 0
2022-02-14 | 21-22 | 21-22 |  | 0 | 1.1626 | 0.017196 | 0.6359 | 0.90367 | 0 | 0.0097067 | 7.2742e-05 | 0.0010728 | 0.0068986 |  |  | 0 | 0 | 0 | 0 |  | 0 | 0 | 0 | 0 | 0 | 0 | 0 | 0 | 0 | 0 | 0 | 0 | 0 | 0 | 0 | 0 | 0 | 0 | 0 | 0 | 0 | 0
2022-02-15 | 21-22 | 21-22 |  | 0 | 0.52017 | 0.11452 | 1.2265 | 0.56164 | 0 | 0.0095978 | 0.00044373 | 0.0075135 | 0.0078451 |  |  | 0 | 0 | 0.016992 | 0.0025497 |  | 0 | 0 | 0.00012686 | 1.9035e-05 | 0 | 0 | 0.016992 | 0.0025497 | 0 | 0 | 0.00012686 | 1.9035e-05 | 0 | 0 | 0 | 0 | 0 | 0 | 0 | 0 | 0 | 0
2022-02-16 | 21-22 | 21-22 |  | 0 | 0.97438 | 1.8698 | 0.77969 | 1.0718 | 0 | 0.01189 | 0.013433 | 0.008677 | 0.011551 |  |  | 0 | 0 | 0.044908 | 0.0067385 |  | 0 | 0 | 0.00017397 | 2.6105e-05 | 0 | 0 | 0.044908 | 0.0067385 | 0 | 0 | 0.00017397 | 2.6105e-05 | 0 | 0 | 0 | 0 | 0 | 0 | 0 | 0 | 0 | 0
2022-02-17 | 21-22 | 21-22 |  | 0 | 0.51913 | 0.29649 | 0.35719 | 0.45768 | 0 | 0.0061527 | 0.00060376 | 0.0026 | 0.0047442 |  |  | 0 | 0 | 0.13163 | 0.019751 |  | 0 | 0 | 0.00096411 | 0.00014466 | 0 | 0 | 0.13163 | 0.019751 | 0 | 0 | 0.00096411 | 0.00014466 | 0 | 0 | 0 | 0 | 0 | 0 | 0 | 0 | 0 | 0
2022-02-18 | 21-22 | 21-22 |  | 0 | 0.060518 | 0.041216 | 0.38323 | 0.10561 | 0 | 0.00024642 | 0.00016003 | 0.00082638 | 0.0003187 |  |  | 0 | 0 | 0 | 0 |  | 0 | 0 | 0 | 0 | 0 | 0 | 0 | 0 | 0 | 0 | 0 | 0 | 0 | 0 | 0 | 0 | 0 | 0 | 0 | 0 | 0 | 0
2022-02-19 | 21-22 | 21-22 |  | 0 | 0.10561 | 0.053553 | 0.021986 | 0.084493 | 0 | 0.0015492 | 0.00014064 | 0.00044219 | 0.0011609 |  |  | 0 | 0 | 0 | 0 |  | 0 | 0 | 0 | 0 | 0 | 0 | 0 | 0 | 0 | 0 | 0 | 0 | 0 | 0 | 0 | 0 | 0 | 0 | 0 | 0 | 0 | 0
2022-02-20 | 21-22 | 21-22 |  | 0 | 0.025626 | 0.12947 | 0.77075 | 0.15277 | 0 | 0.00091034 | 0.00034916 | 0.00071765 | 0.00079076 |  |  | 0 | 0 | 0 | 0 |  | 0 | 0 | 0 | 0 | 0 | 0 | 0 | 0 | 0 | 0 | 0 | 0 | 0 | 0 | 0 | 0 | 0 | 0 | 0 | 0 | 0 | 0
2022-02-21 | 21-22 | 21-22 |  | 0 | 0.84076 | 0.46738 | 1.9133 | 0.93962 | 0 | 0.0067433 | 0.0018404 | 0.022334 | 0.0082995 |  |  | 0 | 0.00041729 | 0 | 6.2396e-05 |  | 0 | 0 | 0 | 0 | 0 | 0.00041729 | 0 | 6.2396e-05 | 0 | 0 | 0 | 0 | 0 | 0 | 0 | 0 | 0 | 0 | 0 | 0 | 0 | 0
2022-02-22 | 21-22 | 21-22 |  | 0 | 0.12531 | 0.060005 | 0.0090902 | 0.097176 | 0 | 0.0011311 | 0.00032007 | 0.00015706 | 0.0008553 |  |  | 0 | 0 | 0 | 0 |  | 0 | 0 | 0 | 0 | 0 | 0 | 0 | 0 | 0 | 0 | 0 | 0 | 0 | 0 | 0 | 0 | 0 | 0 | 0 | 0 | 0 | 0
2022-02-23 | 21-22 | 21-22 |  | 0 | 0.22823 | 0.015741 | 0.10277 | 0.17594 | 0 | 0.0019039 | 0.00018186 | 0.00081913 | 0.0014695 |  |  | 0 | 0 | 0 | 0 |  | 0 | 0 | 0 | 0 | 0 | 0 | 0 | 0 | 0 | 0 | 0 | 0 | 0 | 0 | 0 | 0 | 0 | 0 | 0 | 0 | 0 | 0
2022-02-24 | 21-22 | 21-22 |  | 0 | 0.21152 | 0.10455 | 1.624 | 0.4059 | 0 | 0.0012818 | 0.0014476 | 0.00067415 | 0.0012059 |  |  | 0 | 0 | 0 | 0 |  | 0 | 0 | 0 | 0 | 0 | 0 | 0 | 0 | 0 | 0 | 0 | 0 | 0 | 0 | 0 | 0 | 0 | 0 | 0 | 0 | 0 | 0
2022-02-25 | 21-22 | 21-22 |  | 0 | 1.312 | 0.037622 | 0.32536 | 0.96369 | 0 | 0.0079032 | 0.00037099 | 0.0020442 | 0.0058392 |  |  | 0 | 0 | 0 | 0 |  | 0 | 0 | 0 | 0 | 0 | 0 | 0 | 0 | 0 | 0 | 0 | 0 | 0 | 0 | 0 | 0 | 0 | 0 | 0 | 0 | 0 | 0
2022-02-26 | 21-22 | 21-22 |  | 0 | 0.30219 | 0.035797 | 0.0020152 | 0.21507 | 0 | 0.0015837 | 0.00026187 | 1.4498e-05 | 0.0011388 |  |  | 0 | 0 | 0 | 0 |  | 0 | 0 | 0 | 0 | 0 | 0 | 0 | 0 | 0 | 0 | 0 | 0 | 0 | 0 | 0 | 0 | 0 | 0 | 0 | 0 | 0 | 0
2022-02-27 | 21-22 | 21-22 |  | 0 | 0.063044 | 0.19903 | 6.3737 | 1.0298 | 0 | 0.0003092 | 0.00051647 | 0.03668 | 0.0057953 |  |  | 0 | 0 | 0 | 0 |  | 0 | 0 | 0 | 0 | 0 | 0 | 0 | 0 | 0 | 0 | 0 | 0 | 0 | 0 | 0 | 0 | 0 | 0 | 0 | 0 | 0 | 0
2022-02-28 | 21-22 | 21-22 |  | 0 | 0.45403 | 1.483 | 6.3959 | 1.4961 | 0 | 0.0073094 | 0.0032419 | 0.021152 | 0.0087241 |  |  | 0 | 0 | 0 | 0 |  | 0 | 0 | 0 | 0 | 0 | 0 | 0 | 0 | 0 | 0 | 0 | 0 | 0 | 0 | 0 | 0 | 0 | 0 | 0 | 0 | 0 | 0
2022-03-01 | 21-22 | 21-22 |  | 0 | 0.34959 | 0.48431 | 0.66968 | 0.41517 | 0 | 0.002595 | 0.0021944 | 0.0028525 | 0.0025545 |  |  | 0 | 0 | 0.11643 | 0.01747 |  | 0 | 0 | 0.00012686 | 1.9035e-05 | 0 | 0 | 0.11643 | 0.01747 | 0 | 0 | 0.00012686 | 1.9035e-05 | 0 | 0 | 0 | 0 | 0 | 0 | 0 | 0 | 0 | 0
2022-03-02 | 21-22 | 21-22 |  | 0 | 0.53698 | 0.2706 | 1.4079 | 0.62384 | 0 | 0.0072937 | 0.0022235 | 0.0040014 | 0.0059874 |  |  | 0 | 0 | 0 | 0 |  | 0 | 0 | 0 | 0 | 0 | 0 | 0 | 0 | 0 | 0 | 0 | 0 | 0 | 0 | 0 | 0 | 0 | 0 | 0 | 0 | 0 | 0
2022-03-03 | 21-22 | 21-22 |  | 0 | 0.47809 | 0.46953 | 0.032263 | 0.40636 | 0 | 0.005269 | 0.00074197 | 0.00040352 | 0.0038229 |  |  | 0 | 0 | 0 | 0 |  | 0 | 0 | 0 | 0 | 0 | 0 | 0 | 0 | 0 | 0 | 0 | 0 | 0 | 0 | 0 | 0 | 0 | 0 | 0 | 0 | 0 | 0
2022-03-04 | 21-22 | 21-22 |  | 0 | 0.23754 | 0.11108 | 0.21738 | 0.21384 | 0 | 0.0042352 | 0.00066196 | 0.0013628 | 0.0032385 |  |  | 0 | 0 | 0 | 0 |  | 0 | 0 | 0 | 0 | 0 | 0 | 0 | 0 | 0 | 0 | 0 | 0 | 0 | 0 | 0 | 0 | 0 | 0 | 0 | 0 | 0 | 0
2022-03-05 | 21-22 | 21-22 |  | 0 | 0.32189 | 0.0029606 | 0.017593 | 0.22615 | 0 | 0.0036272 | 1.4548e-05 | 0.00016673 | 0.0025409 |  |  | 0 | 0 | 0 | 0 |  | 0 | 0 | 0 | 0 | 0 | 0 | 0 | 0 | 0 | 0 | 0 | 0 | 0 | 0 | 0 | 0 | 0 | 0 | 0 | 0 | 0 | 0
2022-03-06 | 21-22 | 21-22 |  | 0 | 0.017951 | 0.81355 | 0.23592 | 0.16949 | 0 | 0.00019306 | 0.0054339 | 0.0040884 | 0.0015598 |  |  | 0 | 0 | 0 | 0 |  | 0 | 0 | 0 | 0 | 0 | 0 | 0 | 0 | 0 | 0 | 0 | 0 | 0 | 0 | 0 | 0 | 0 | 0 | 0 | 0 | 0 | 0
2022-03-07 | 21-22 | 21-22 |  | 0 | 0.62469 | 0 | 0.020689 | 0.43601 | 0 | 0.0067177 | 0 | 3.6245e-05 | 0.0046608 |  |  | 0 | 0 | 0 | 0 |  | 0 | 0 | 0 | 0 | 0 | 0 | 0 | 0 | 0 | 0 | 0 | 0 | 0 | 0 | 0 | 0 | 0 | 0 | 0 | 0 | 0 | 0
2022-03-08 | 21-22 | 21-22 |  | 0 | 1.0056 | 0.33387 | 0.28941 | 0.79022 | 0 | 0.0059193 | 0.010329 | 0.00052192 | 0.0057249 |  |  | 0 | 0 | 0 | 0 |  | 0 | 0 | 0 | 0 | 0 | 0 | 0 | 0 | 0 | 0 | 0 | 0 | 0 | 0 | 0 | 0 | 0 | 0 | 0 | 0 | 0 | 0
2022-03-09 | 21-22 | 21-22 |  | 0 | 0.083198 | 0.030326 | 0.017905 | 0.064877 | 0 | 0.00023753 | 0.00017458 | 0.00021022 | 0.00022225 |  |  | 0 | 0 | 0 | 0 |  | 0 | 0 | 0 | 0 | 0 | 0 | 0 | 0 | 0 | 0 | 0 | 0 | 0 | 0 | 0 | 0 | 0 | 0 | 0 | 0 | 0 | 0
2022-03-10 | 21-22 | 21-22 |  | 0 | 0.085091 | 0.0077907 | 0.15484 | 0.083367 | 0 | 0.00050592 | 4.3645e-05 | 0.0013048 | 0.00055292 |  |  | 0 | 0 | 0 | 0 |  | 0 | 0 | 0 | 0 | 0 | 0 | 0 | 0 | 0 | 0 | 0 | 0 | 0 | 0 | 0 | 0 | 0 | 0 | 0 | 0 | 0 | 0
2022-03-11 | 21-22 | 21-22 |  | 0 | 0.75429 | 0.24142 | 0.24175 | 0.5951 | 0 | 0.0088617 | 0.0019349 | 0.0011163 | 0.006598 |  |  | 0 | 0 | 0 | 0 |  | 0 | 0 | 0 | 0 | 0 | 0 | 0 | 0 | 0 | 0 | 0 | 0 | 0 | 0 | 0 | 0 | 0 | 0 | 0 | 0 | 0 | 0
2022-03-12 | 21-22 | 21-22 |  | 0 | 0.00067805 | 0.0029315 | 0.13721 | 0.021497 | 0 | 4.7087e-06 | 1.4548e-05 | 0.00027546 | 4.6771e-05 |  |  | 0 | 0 | 0.034416 | 0.0051641 |  | 0 | 0 | 7.249e-05 | 1.0877e-05 | 0 | 0 | 0.034416 | 0.0051641 | 0 | 0 | 7.249e-05 | 1.0877e-05 | 0 | 0 | 0 | 0 | 0 | 0 | 0 | 0 | 0 | 0
2022-03-13 | 21-22 | 21-22 |  | 0 | 0.069354 | 0.20758 | 0.05775 | 0.087766 | 0 | 0.00011458 | 0.0050629 | 0.00072006 | 0.00094449 |  |  | 0 | 0 | 0 | 0 |  | 0 | 0 | 0 | 0 | 0 | 0 | 0 | 0 | 0 | 0 | 0 | 0 | 0 | 0 | 0 | 0 | 0 | 0 | 0 | 0 | 0 | 0
2022-03-14 | 21-22 | 21-22 |  | 0 | 0.27213 | 0.10824 | 1.378 | 0.41155 | 0 | 0.0038642 | 0.0019349 | 0.0058173 | 0.0038401 |  |  | 0 | 0 | 0.049116 | 0.0073698 |  | 0 | 0 | 4.7118e-05 | 7.0701e-06 | 0 | 0 | 0.049116 | 0.0073698 | 0 | 0 | 4.7118e-05 | 7.0701e-06 | 0 | 0 | 0 | 0 | 0 | 0 | 0 | 0 | 0 | 0
2022-03-15 | 21-22 | 21-22 |  | 0 | 0.65993 | 0.87408 | 1.3909 | 0.79673 | 0 | 0.0068914 | 0.0061467 | 0.0049583 | 0.0064388 |  |  | 0.026802 | 0 | 0 | 0.018574 |  | 0.00040495 | 0 | 0 | 0.00028063 | 0.026802 | 0 | 0 | 0.018574 | 0.00040495 | 0 | 0 | 0.00028063 | 0 | 0 | 0 | 0 | 0 | 0 | 0 | 0 | 0 | 0
2022-03-16 | 21-22 | 21-22 |  | 0 | 1.9054 | 1.884 | 11.1971 | 3.2823 | 0 | 0.008236 | 0.0083629 | 0.041413 | 0.013172 |  |  | 0 | 0 | 0.52562 | 0.078869 |  | 0 | 0 | 0.0012251 | 0.00018382 | 0 | 0 | 0.52562 | 0.078869 | 0 | 0 | 0.0012251 | 0.00018382 | 0 | 0 | 0 | 0 | 0 | 0 | 0 | 0 | 0 | 0
2022-03-17 | 21-22 | 21-22 |  | 0 | 0.10835 | 0.0037026 | 0.12781 | 0.094816 | 0 | 0.00060009 | 2.1823e-05 | 0.00058717 | 0.00050723 |  |  | 0 | 0 | 0 | 0 |  | 0 | 0 | 0 | 0 | 0 | 0 | 0 | 0 | 0 | 0 | 0 | 0 | 0 | 0 | 0 | 0 | 0 | 0 | 0 | 0 | 0 | 0
2022-03-18 | 21-22 | 21-22 |  | 0 | 0.22111 | 0.17292 | 0.22156 | 0.21233 | 0 | 0.0021948 | 0.0019131 | 0.0014063 | 0.0020181 |  |  | 0 | 0 | 0 | 0 |  | 0 | 0 | 0 | 0 | 0 | 0 | 0 | 0 | 0 | 0 | 0 | 0 | 0 | 0 | 0 | 0 | 0 | 0 | 0 | 0 | 0 | 0
2022-03-19 | 21-22 | 21-22 |  | 0 | 0.071901 | 1.8383 | 0 | 0.32471 | 0 | 0.00026212 | 0.0088891 | 0 | 0.0015108 |  |  | 0 | 0 | 0 | 0 |  | 0 | 0 | 0 | 0 | 0 | 0 | 0 | 0 | 0 | 0 | 0 | 0 | 0 | 0 | 0 | 0 | 0 | 0 | 0 | 0 | 0 | 0
2022-03-20 | 21-22 | 21-22 |  | 0 | 0.39076 | 0.0023423 | 0.15121 | 0.29384 | 0 | 0.0061689 | 7.2742e-06 | 0.00056542 | 0.004361 |  |  | 0 | 0 | 0 | 0 |  | 0 | 0 | 0 | 0 | 0 | 0 | 0 | 0 | 0 | 0 | 0 | 0 | 0 | 0 | 0 | 0 | 0 | 0 | 0 | 0 | 0 | 0
2022-03-21 | 21-22 | 21-22 |  | 0 | 0.6564 | 0.082224 | 0.073407 | 0.4782 | 0 | 0.0048426 | 0.00080744 | 0.00041681 | 0.0035392 |  |  | 0 | 0.002725 | 0.013029 | 0.0023625 |  | 0 | 0 | 7.6114e-05 | 1.1421e-05 | 0 | 0.002725 | 0.013029 | 0.0023625 | 0 | 0 | 7.6114e-05 | 1.1421e-05 | 0 | 0 | 0 | 0 | 0 | 0 | 0 | 0 | 0 | 0
2022-03-22 | 21-22 | 21-22 |  | 0 | 0.32237 | 0.035993 | 0.40431 | 0.28945 | 0 | 0.0017893 | 0.00026187 | 0.001805 | 0.00155 |  |  | 0 | 0 | 0 | 0 |  | 0 | 0 | 0 | 0 | 0 | 0 | 0 | 0 | 0 | 0 | 0 | 0 | 0 | 0 | 0 | 0 | 0 | 0 | 0 | 0 | 0 | 0
2022-03-23 | 21-22 | 21-22 |  | 0 | 0.44471 | 0.11243 | 0.56601 | 0.40992 | 0 | 0.0066298 | 0.00061104 | 0.0029648 | 0.0051307 |  |  | 0 | 0 | 0 | 0 |  | 0 | 0 | 0 | 0 | 0 | 0 | 0 | 0 | 0 | 0 | 0 | 0 | 0 | 0 | 0 | 0 | 0 | 0 | 0 | 0 | 0 | 0
2022-03-24 | 21-22 | 21-22 |  | 0 | 0.66478 | 0.010686 | 0.27658 | 0.50379 | 0 | 0.0053815 | 1.4548e-05 | 0.0012468 | 0.0039186 |  |  | 0 | 0 | 0 | 0 |  | 0 | 0 | 0 | 0 | 0 | 0 | 0 | 0 | 0 | 0 | 0 | 0 | 0 | 0 | 0 | 0 | 0 | 0 | 0 | 0 | 0 | 0
2022-03-25 | 21-22 | 21-22 |  | 0 | 0.29784 | 0.0037099 | 0.063153 | 0.21644 | 0 | 0.0029754 | 3.6371e-05 | 2.8996e-05 | 0.0020717 |  |  | 0 | 0 | 0 | 0 |  | 0 | 0 | 0 | 0 | 0 | 0 | 0 | 0 | 0 | 0 | 0 | 0 | 0 | 0 | 0 | 0 | 0 | 0 | 0 | 0 | 0 | 0
2022-03-26 | 21-22 | 21-22 |  | 0.024035 | 0.022226 | 0 | 0.10726 | 0.031675 | 0.0002931 | 0.00014126 | 0 | 0.00026096 | 0.00013923 |  |  | 0 | 0 | 0 | 0 |  | 0 | 0 | 0 | 0 | 0 | 0 | 0 | 0 | 0 | 0 | 0 | 0 | 0 | 0 | 0 | 0 | 0 | 0 | 0 | 0 | 0 | 0
2022-03-27 | 21-22 | 21-22 |  | 0 | 0.15511 | 0.12261 | 0 | 0.12582 | 0 | 0.00028723 | 0.0012512 | 0 | 0.00038613 |  |  | 0 | 0 | 0 | 0 |  | 0 | 0 | 0 | 0 | 0 | 0 | 0 | 0 | 0 | 0 | 0 | 0 | 0 | 0 | 0 | 0 | 0 | 0 | 0 | 0 | 0 | 0
2022-03-28 | 21-22 | 21-22 |  | 0 | 0.18712 | 0.013697 | 0.029655 | 0.13618 | 0 | 0.0032453 | 4.3645e-05 | 0.00019814 | 0.0022853 |  |  | 0 | 0 | 0.0050432 | 0.00075673 |  | 0 | 0 | 3.1412e-05 | 4.7134e-06 | 0 | 0 | 0.0050432 | 0.00075673 | 0 | 0 | 3.1412e-05 | 4.7134e-06 | 0 | 0 | 0 | 0 | 0 | 0 | 0 | 0 | 0 | 0
2022-03-29 | 21-22 | 21-22 |  | 0 | 0.033739 | 0.035033 | 0.010521 | 0.030198 | 0 | 0.00029979 | 0.00027157 | 8.2155e-05 | 0.00026069 |  |  | 0 | 0 | 0 | 0 |  | 0 | 0 | 0 | 0 | 0 | 0 | 0 | 0 | 0 | 0 | 0 | 0 | 0 | 0 | 0 | 0 | 0 | 0 | 0 | 0 | 0 | 0
2022-03-30 | 21-22 | 21-22 |  | 0 | 0.0048232 | 0.033491 | 1.9461 | 0.30037 | 0 | 1.0987e-05 | 0.00029097 | 0.027343 | 0.0041539 |  |  | 0 | 0 | 0 | 0 |  | 0 | 0 | 0 | 0 | 0 | 0 | 0 | 0 | 0 | 0 | 0 | 0 | 0 | 0 | 0 | 0 | 0 | 0 | 0 | 0 | 0 | 0
2022-03-31 | 21-22 | 21-22 |  | 0 | 0.018614 | 0.11242 | 0.49667 | 0.10423 | 0 | 0.00018416 | 0.00097475 | 0.0022617 | 0.00061274 |  |  | 0 | 0 | 0 | 0 |  | 0 | 0 | 0 | 0 | 0 | 0 | 0 | 0 | 0 | 0 | 0 | 0 | 0 | 0 | 0 | 0 | 0 | 0 | 0 | 0 | 0 | 0
2022-04-01 | 21-22 | 21-22 |  | 0 | 0.82134 | 0.53808 | 0.058086 | 0.65836 | 0 | 0.010384 | 0.0051647 | 0.00018364 | 0.0079957 |  |  | 0 | 0 | 0 | 0 |  | 0 | 0 | 0 | 0 | 0 | 0 | 0 | 0 | 0 | 0 | 0 | 0 | 0 | 0 | 0 | 0 | 0 | 0 | 0 | 0 | 0 | 0
2022-04-02 | 21-22 | 21-22 |  | 0 | 0.039115 | 0.057808 | 0.14148 | 0.056979 | 0 | 0.00023386 | 0.00039281 | 0.00085538 | 0.00034915 |  |  | 0 | 0 | 0 | 0 |  | 0 | 0 | 0 | 0 | 0 | 0 | 0 | 0 | 0 | 0 | 0 | 0 | 0 | 0 | 0 | 0 | 0 | 0 | 0 | 0 | 0 | 0
2022-04-03 | 21-22 | 21-22 |  | 0 | 0.0073058 | 0.012344 | 2.5382 | 0.38776 | 0 | 4.3424e-05 | 5.092e-05 | 0.0095106 | 0.0014648 |  |  | 0 | 0 | 0 | 0 |  | 0 | 0 | 0 | 0 | 0 | 0 | 0 | 0 | 0 | 0 | 0 | 0 | 0 | 0 | 0 | 0 | 0 | 0 | 0 | 0 | 0 | 0
2022-04-04 | 21-22 | 21-22 |  | 0 | 0.15086 | 0.10904 | 0.94179 | 0.26217 | 0 | 0.00058963 | 0.0019131 | 0.003378 | 0.0012015 |  |  | 0 | 0 | 0 | 0 |  | 0 | 0 | 0 | 0 | 0 | 0 | 0 | 0 | 0 | 0 | 0 | 0 | 0 | 0 | 0 | 0 | 0 | 0 | 0 | 0 | 0 | 0
2022-04-05 | 21-22 | 21-22 |  | 0 | 0.065025 | 1.1247 | 0.18546 | 0.24106 | 0 | 0.00048185 | 0.012257 | 0.00071765 | 0.0022744 |  |  | 0 | 0 | 0 | 0 |  | 0 | 0 | 0 | 0 | 0 | 0 | 0 | 0 | 0 | 0 | 0 | 0 | 0 | 0 | 0 | 0 | 0 | 0 | 0 | 0 | 0 | 0
2022-04-06 | 21-22 | 21-22 |  | 0 | 0.0437 | 0.6728 | 1.7836 | 0.39851 | 0 | 0.00023229 | 0.0033219 | 0.0062486 | 0.0015953 |  |  | 0 | 0 | 0.04796 | 0.0071964 |  | 0 | 0 | 6.5241e-05 | 9.7893e-06 | 0 | 0 | 0.04796 | 0.0071964 | 0 | 0 | 6.5241e-05 | 9.7893e-06 | 0 | 0 | 0 | 0 | 0 | 0 | 0 | 0 | 0 | 0
2022-04-07 | 21-22 | 21-22 |  | 0 | 0.013868 | 0.013697 | 0.96901 | 0.15706 | 0 | 0.00010882 | 0.00015276 | 0.0060722 | 0.0010094 |  |  | 0 | 0 | 0 | 0 |  | 0 | 0 | 0 | 0 | 0 | 0 | 0 | 0 | 0 | 0 | 0 | 0 | 0 | 0 | 0 | 0 | 0 | 0 | 0 | 0 | 0 | 0
2022-04-08 | 21-22 | 21-22 |  | 0 | 0.54513 | 0 | 0.50274 | 0.45321 | 0 | 0.0040055 | 0 | 0.00073939 | 0.0028868 |  |  | 0 | 0 | 0.018194 | 0.00273 |  | 0 | 0 | 0 | 0 | 0 | 0 | 0.018194 | 0.00273 | 0 | 0 | 0 | 0 | 0 | 0 | 0 | 0 | 0 | 0 | 0 | 0 | 0 | 0
2022-04-09 | 21-22 | 21-22 |  | 0 | 0.22998 | 0.0022768 | 0.0061254 | 0.16063 | 0 | 0.0080262 | 7.2742e-06 | 2.1747e-05 | 0.0055665 |  |  | 0 | 0 | 0 | 0 |  | 0 | 0 | 0 | 0 | 0 | 0 | 0 | 0 | 0 | 0 | 0 | 0 | 0 | 0 | 0 | 0 | 0 | 0 | 0 | 0 | 0 | 0
2022-04-10 | 21-22 | 21-22 |  | 0 | 0.11244 | 0 | 0.015409 | 0.080231 | 0 | 0.00093703 | 0 | 0.0001184 | 0.00066712 |  |  | 0 | 0 | 0 | 0 |  | 0 | 0 | 0 | 0 | 0 | 0 | 0 | 0 | 0 | 0 | 0 | 0 | 0 | 0 | 0 | 0 | 0 | 0 | 0 | 0 | 0 | 0
2022-04-11 | 21-22 | 21-22 |  | 0 | 0.01292 | 0.00054557 | 0.23927 | 0.044937 | 0 | 5.8597e-05 | 7.2742e-06 | 0.0012565 | 0.00023023 |  |  | 0 | 0 | 0 | 0 |  | 0 | 0 | 0 | 0 | 0 | 0 | 0 | 0 | 0 | 0 | 0 | 0 | 0 | 0 | 0 | 0 | 0 | 0 | 0 | 0 | 0 | 0
2022-04-12 | 21-22 | 21-22 |  | 0 | 0.023912 | 0.010853 | 0.29851 | 0.062986 | 0 | 0.00042378 | 0.00010911 | 0.0022037 | 0.00064066 |  |  | 0 | 0 | 0 | 0 |  | 0 | 0 | 0 | 0 | 0 | 0 | 0 | 0 | 0 | 0 | 0 | 0 | 0 | 0 | 0 | 0 | 0 | 0 | 0 | 0 | 0 | 0
2022-04-13 | 21-22 | 21-22 |  | 0 | 0.061957 | 0.019313 | 0.069227 | 0.056211 | 0 | 0.00021346 | 4.3645e-05 | 0.00026821 | 0.0001947 |  |  | 0 | 0 | 0 | 0 |  | 0 | 0 | 0 | 0 | 0 | 0 | 0 | 0 | 0 | 0 | 0 | 0 | 0 | 0 | 0 | 0 | 0 | 0 | 0 | 0 | 0 | 0
2022-04-14 | 21-22 | 21-22 |  | 0.012897 | 0.29431 | 0.084374 | 1.7787 | 0.48356 | 0.00014655 | 0.0023794 | 0.00057466 | 0.0069179 | 0.002774 |  |  | 0 | 0 | 0 | 0 |  | 0 | 0 | 0 | 0 | 0 | 0 | 0 | 0 | 0 | 0 | 0 | 0 | 0 | 0 | 0 | 0 | 0 | 0 | 0 | 0 | 0 | 0
2022-04-15 | 21-22 | 21-22 |  | 0 | 0.41673 | 0.48151 | 0.11781 | 0.37847 | 0 | 0.0031648 | 0.010468 | 0.0015694 | 0.0039939 |  |  | 0 | 0 | 0.084816 | 0.012727 |  | 0 | 0 | 0.0014897 | 0.00022352 | 0 | 0 | 0.084816 | 0.012727 | 0 | 0 | 0.0014897 | 0.00022352 | 0 | 0 | 0 | 0 | 0 | 0 | 0 | 0 | 0 | 0
2022-04-16 | 21-22 | 21-22 |  | 0 | 0.017565 | 0.057517 | 0.3054 | 0.066597 | 0 | 0.00025113 | 0.00011639 | 0.001091 | 0.00035514 |  |  | 0 | 0 | 0.010115 | 0.0015177 |  | 0 | 0 | 4.7118e-05 | 7.0701e-06 | 0 | 0 | 0.010115 | 0.0015177 | 0 | 0 | 4.7118e-05 | 7.0701e-06 | 0 | 0 | 0 | 0 | 0 | 0 | 0 | 0 | 0 | 0
2022-04-17 | 21-22 | 21-22 |  | 0 | 0.0052036 | 0.11953 | 0.014744 | 0.023692 | 0 | 3.9762e-05 | 0.001513 | 0.00013048 | 0.00027338 |  |  | 0 | 0 | 0 | 0 |  | 0 | 0 | 0 | 0 | 0 | 0 | 0 | 0 | 0 | 0 | 0 | 0 | 0 | 0 | 0 | 0 | 0 | 0 | 0 | 0 | 0 | 0
2022-04-18 | 21-22 | 21-22 |  | 0 | 0.14747 | 0.35828 | 0.17284 | 0.18171 | 0 | 0.0016925 | 0.0061904 | 0.0031219 | 0.002567 |  |  | 0 | 0 | 0 | 0 |  | 0 | 0 | 0 | 0 | 0 | 0 | 0 | 0 | 0 | 0 | 0 | 0 | 0 | 0 | 0 | 0 | 0 | 0 | 0 | 0 | 0 | 0
2022-04-19 | 21-22 | 21-22 |  | 0.74918 | 0.013474 | 0.017254 | 1.2785 | 0.20931 | 0.010552 | 5.912e-05 | 2.9097e-05 | 0.0073867 | 0.001232 |  |  | 0 | 0 | 0 | 0 |  | 0 | 0 | 0 | 0 | 0 | 0 | 0 | 0 | 0 | 0 | 0 | 0 | 0 | 0 | 0 | 0 | 0 | 0 | 0 | 0 | 0 | 0
2022-04-20 | 21-22 | 21-22 |  | 0 | 0.0028974 | 0.11823 | 0.23808 | 0.05541 | 0 | 2.0404e-05 | 0.0020416 | 0.0011139 | 0.00048657 |  |  | 0 | 0 | 0 | 0 |  | 0 | 0 | 0 | 0 | 0 | 0 | 0 | 0 | 0 | 0 | 0 | 0 | 0 | 0 | 0 | 0 | 0 | 0 | 0 | 0 | 0 | 0
2022-04-21 | 21-22 | 21-22 |  | 0 | 0.039292 | 0.0040663 | 0.71625 | 0.13531 | 0 | 0.00013446 | 9.4565e-05 | 0.0039869 | 0.00070556 |  |  | 0 | 0 | 0 | 0 |  | 0 | 0 | 0 | 0 | 0 | 0 | 0 | 0 | 0 | 0 | 0 | 0 | 0 | 0 | 0 | 0 | 0 | 0 | 0 | 0 | 0 | 0
2022-04-22 | 21-22 | 21-22 |  | 0 | 0.0058701 | 0.86874 | 0.13593 | 0.15437 | 0 | 5.6504e-05 | 0.0058339 | 0.00055817 | 0.00099525 |  |  | 0 | 0.13954 | 0 | 0.020866 |  | 0 | 0.00077834 | 0 | 0.00011638 | 0 | 0.13954 | 0 | 0.020866 | 0 | 0.00077834 | 0 | 0.00011638 | 0 | 0 | 0 | 0 | 0 | 0 | 0 | 0 | 0 | 0
2022-04-23 | 21-22 | 21-22 |  | 0 | 0.20791 | 0 | 0.068039 | 0.15429 | 0 | 0.0018322 | 0 | 0.00023197 | 0.0013045 |  |  | 0 | 0 | 0 | 0 |  | 0 | 0 | 0 | 0 | 0 | 0 | 0 | 0 | 0 | 0 | 0 | 0 | 0 | 0 | 0 | 0 | 0 | 0 | 0 | 0 | 0 | 0
2022-04-24 | 21-22 | 21-22 |  | 0 | 0.45753 | 0.0069614 | 0.028822 | 0.32243 | 0 | 0.0044016 | 2.1823e-05 | 0.00010149 | 0.0030688 |  |  | 0 | 0 | 0 | 0 |  | 0 | 0 | 0 | 0 | 0 | 0 | 0 | 0 | 0 | 0 | 0 | 0 | 0 | 0 | 0 | 0 | 0 | 0 | 0 | 0 | 0 | 0
2022-04-25 | 21-22 | 21-22 |  | 0 | 0.26343 | 0.031425 | 0.089256 | 0.20065 | 0 | 0.0022732 | 0.00032734 | 0.0003262 | 0.0016732 |  |  | 0 | 0 | 0 | 0 |  | 0 | 0 | 0 | 0 | 0 | 0 | 0 | 0 | 0 | 0 | 0 | 0 | 0 | 0 | 0 | 0 | 0 | 0 | 0 | 0 | 0 | 0
2022-04-26 | 21-22 | 21-22 |  | 0 | 0.10464 | 0.28464 | 0.06606 | 0.12499 | 0 | 0.0015052 | 0.0027497 | 0.00033345 | 0.0015043 |  |  | 0 | 0 | 0 | 0 |  | 0 | 0 | 0 | 0 | 0 | 0 | 0 | 0 | 0 | 0 | 0 | 0 | 0 | 0 | 0 | 0 | 0 | 0 | 0 | 0 | 0 | 0
2022-04-27 | 21-22 | 21-22 |  | 0 | 0.02853 | 0.0024951 | 0.075462 | 0.031467 | 0 | 0.00017893 | 2.1823e-05 | 0.00013048 | 0.00014684 |  |  | 0 | 0 | 0 | 0 |  | 0 | 0 | 0 | 0 | 0 | 0 | 0 | 0 | 0 | 0 | 0 | 0 | 0 | 0 | 0 | 0 | 0 | 0 | 0 | 0 | 0 | 0
2022-04-28 | 21-22 | 21-22 |  | 0 | 0.13522 | 0.0011712 | 0.004951 | 0.094625 | 0 | 0.0005122 | 7.2742e-06 | 4.3494e-05 | 0.00036257 |  |  | 0 | 0 | 0 | 0 |  | 0 | 0 | 0 | 0 | 0 | 0 | 0 | 0 | 0 | 0 | 0 | 0 | 0 | 0 | 0 | 0 | 0 | 0 | 0 | 0 | 0 | 0
2022-04-29 | 21-22 | 21-22 |  | 0 | 0.019498 | 0.033539 | 0.91109 | 0.15524 | 0 | 0.00013864 | 4.8495e-05 | 0.0035423 | 0.00063486 |  |  | 0 | 0 | 0 | 0 |  | 0 | 0 | 0 | 0 | 0 | 0 | 0 | 0 | 0 | 0 | 0 | 0 | 0 | 0 | 0 | 0 | 0 | 0 | 0 | 0 | 0 | 0
2022-04-30 | 21-22 | 21-22 |  | 0 | 0.0068673 | 0.096127 | 0.42615 | 0.083077 | 0 | 3.9762e-05 | 0.00034553 | 0.0036317 | 0.00062416 |  |  | 0 | 0.038359 | 0 | 0.0057357 |  | 0 | 9.8202e-05 | 0 | 1.4684e-05 | 0 | 0.038359 | 0 | 0.0057357 | 0 | 9.8202e-05 | 0 | 1.4684e-05 | 0 | 0 | 0 | 0 | 0 | 0 | 0 | 0 | 0 | 0
2022-05-01 | 21-22 | 21-22 |  | 0 | 0.041964 | 0.070713 | 0.22678 | 0.073682 | 0 | 0.00021608 | 0.00026915 | 0.00047843 | 0.00026177 |  |  | 0 | 0 | 0 | 0 |  | 0 | 0 | 0 | 0 | 0 | 0 | 0 | 0 | 0 | 0 | 0 | 0 | 0 | 0 | 0 | 0 | 0 | 0 | 0 | 0 | 0 | 0
2022-05-02 | 21-22 | 21-22 |  | 0 | 0.15117 | 0.0066996 | 0.023081 | 0.10923 | 0 | 0.016203 | 2.1823e-05 | 0.00014498 | 0.011253 |  |  | 0 | 0 | 0 | 0 |  | 0 | 0 | 0 | 0 | 0 | 0 | 0 | 0 | 0 | 0 | 0 | 0 | 0 | 0 | 0 | 0 | 0 | 0 | 0 | 0 | 0 | 0
2022-05-03 | 21-22 | 21-22 |  | 0 | 0.065191 | 0.00079289 | 0.363 | 0.099764 | 0 | 0.00070421 | 7.2742e-06 | 0.003494 | 0.0010134 |  |  | 0 | 0 | 0 | 0 |  | 0 | 0 | 0 | 0 | 0 | 0 | 0 | 0 | 0 | 0 | 0 | 0 | 0 | 0 | 0 | 0 | 0 | 0 | 0 | 0 | 0 | 0
2022-05-04 | 21-22 | 21-22 |  | 0 | 0.27545 | 0.093775 | 0.54603 | 0.28684 | 0 | 0.0023747 | 0.0006765 | 0.001544 | 0.0019785 |  |  | 0 | 0 | 0 | 0 |  | 0 | 0 | 0 | 0 | 0 | 0 | 0 | 0 | 0 | 0 | 0 | 0 | 0 | 0 | 0 | 0 | 0 | 0 | 0 | 0 | 0 | 0
2022-05-05 | 21-22 | 21-22 |  | 0 | 0.042024 | 0.35873 | 0.16264 | 0.10717 | 0 | 0.00022654 | 0.0010984 | 0.00052917 | 0.00040064 |  |  | 0 | 0 | 0 | 0 |  | 0 | 0 | 0 | 0 | 0 | 0 | 0 | 0 | 0 | 0 | 0 | 0 | 0 | 0 | 0 | 0 | 0 | 0 | 0 | 0 | 0 | 0
2022-05-06 | 21-22 | 21-22 |  | 0 | 0.078337 | 1.3015 | 2.6318 | 0.64381 | 0 | 0.0004761 | 0.0081568 | 0.015397 | 0.0038599 |  |  | 0 | 0 | 0 | 0 |  | 0 | 0 | 0 | 0 | 0 | 0 | 0 | 0 | 0 | 0 | 0 | 0 | 0 | 0 | 0 | 0 | 0 | 0 | 0 | 0 | 0 | 0
2022-05-07 | 21-22 | 21-22 |  | 0 | 1.3065 | 0.031941 | 0.53035 | 0.98978 | 0 | 0.00665 | 0.00021095 | 0.00064516 | 0.0047368 |  |  | 0.16302 | 0 | 0 | 0.11298 |  | 0.0002629 | 0 | 0 | 0.00018219 | 0.16302 | 0 | 0 | 0.11298 | 0.0002629 | 0 | 0 | 0.00018219 | 0 | 0 | 0 | 0 | 0 | 0 | 0 | 0 | 0 | 0
2022-05-08 | 21-22 | 21-22 |  | 0 | 0.02218 | 0.0016803 | 0.012258 | 0.017461 | 0 | 0.00016637 | 1.4548e-05 | 6.5241e-05 | 0.00012726 |  |  | 0 | 0 | 0 | 0 |  | 0 | 0 | 0 | 0 | 0 | 0 | 0 | 0 | 0 | 0 | 0 | 0 | 0 | 0 | 0 | 0 | 0 | 0 | 0 | 0 | 0 | 0
2022-05-09 | 21-22 | 21-22 |  | 0 | 0.036217 | 0.076379 | 0.12398 | 0.055122 | 0 | 0.00023177 | 0.00051647 | 0.00025371 | 0.00027591 |  |  | 0 | 0 | 0 | 0 |  | 0 | 0 | 0 | 0 | 0 | 0 | 0 | 0 | 0 | 0 | 0 | 0 | 0 | 0 | 0 | 0 | 0 | 0 | 0 | 0 | 0 | 0
2022-05-10 | 21-22 | 21-22 |  | 0 | 0.27258 | 0.023704 | 0.16113 | 0.21662 | 0 | 0.0042043 | 0.00016973 | 2.1747e-05 | 0.0029422 |  |  | 0 | 0 | 0 | 0 |  | 0 | 0 | 0 | 0 | 0 | 0 | 0 | 0 | 0 | 0 | 0 | 0 | 0 | 0 | 0 | 0 | 0 | 0 | 0 | 0 | 0 | 0
2022-05-11 | 21-22 | 21-22 |  | 0 | 0.037982 | 0.18734 | 0.0064878 | 0.055308 | 0 | 2.0404e-05 | 0.002449 | 0.00054367 | 0.00046191 |  |  | 0 | 0 | 0 | 0 |  | 0 | 0 | 0 | 0 | 0 | 0 | 0 | 0 | 0 | 0 | 0 | 0 | 0 | 0 | 0 | 0 | 0 | 0 | 0 | 0 | 0 | 0
2022-05-12 | 21-22 | 21-22 |  | 0.86525 | 0.096986 | 0.012701 | 0.0010004 | 0.075682 | 0.055104 | 0.0026212 | 2.1823e-05 | 7.249e-06 | 0.0022298 |  |  | 0 | 0 | 0 | 0 |  | 0 | 0 | 0 | 0 | 0 | 0 | 0 | 0 | 0 | 0 | 0 | 0 | 0 | 0 | 0 | 0 | 0 | 0 | 0 | 0 | 0 | 0
2022-05-13 | 21-22 | 21-22 |  | 0 | 0.013029 | 0.83164 | 0.011403 | 0.13509 | 0 | 0.00011248 | 0.0068572 | 2.8996e-05 | 0.0011076 |  |  | 0 | 0 | 0 | 0 |  | 0 | 0 | 0 | 0 | 0 | 0 | 0 | 0 | 0 | 0 | 0 | 0 | 0 | 0 | 0 | 0 | 0 | 0 | 0 | 0 | 0 | 0
2022-05-14 | 21-22 | 21-22 |  | 0 | 0.19003 | 0.10476 | 0.66397 | 0.24698 | 0 | 0.0027802 | 0.001062 | 0.0052797 | 0.0028777 |  |  | 0 | 0 | 0 | 0 |  | 0 | 0 | 0 | 0 | 0 | 0 | 0 | 0 | 0 | 0 | 0 | 0 | 0 | 0 | 0 | 0 | 0 | 0 | 0 | 0 | 0 | 0
2022-05-15 | 21-22 | 21-22 |  | 0 | 0.084823 | 0.11015 | 0.3669 | 0.13031 | 0 | 0.00083553 | 0.00079047 | 0.0012686 | 0.00088757 |  |  | 0 | 0 | 0 | 0 |  | 0 | 0 | 0 | 0 | 0 | 0 | 0 | 0 | 0 | 0 | 0 | 0 | 0 | 0 | 0 | 0 | 0 | 0 | 0 | 0 | 0 | 0
2022-05-16 | 21-22 | 21-22 |  | 0 | 0.067568 | 0.039181 | 0.011854 | 0.054462 | 0 | 0.00063253 | 0.00015518 | 7.7322e-05 | 0.00047315 |  |  | 0 | 0 | 0 | 0 |  | 0 | 0 | 0 | 0 | 0 | 0 | 0 | 0 | 0 | 0 | 0 | 0 | 0 | 0 | 0 | 0 | 0 | 0 | 0 | 0 | 0 | 0
2022-05-17 | 21-22 | 21-22 |  | 0 | 0.13004 | 0.0088091 | 0.98425 | 0.23912 | 0 | 0.0010186 | 7.2742e-05 | 0.0095686 | 0.0021526 |  |  | 0 | 0 | 0 | 0 |  | 0 | 0 | 0 | 0 | 0 | 0 | 0 | 0 | 0 | 0 | 0 | 0 | 0 | 0 | 0 | 0 | 0 | 0 | 0 | 0 | 0 | 0
2022-05-18 | 21-22 | 21-22 |  | 0 | 0.0014 | 0.0061104 | 0.082892 | 0.014322 | 0 | 6.2782e-06 | 2.9097e-05 | 0.00027546 | 5.0034e-05 |  |  | 0 | 0 | 0 | 0 |  | 0 | 0 | 0 | 0 | 0 | 0 | 0 | 0 | 0 | 0 | 0 | 0 | 0 | 0 | 0 | 0 | 0 | 0 | 0 | 0 | 0 | 0
2022-05-19 | 21-22 | 21-22 |  | 0 | 0.034136 | 1.3485 | 0.15679 | 0.24882 | 0 | 0.00069898 | 0.011193 | 0.00019572 | 0.0021874 |  |  | 0 | 0 | 0 | 0 |  | 0 | 0 | 0 | 0 | 0 | 0 | 0 | 0 | 0 | 0 | 0 | 0 | 0 | 0 | 0 | 0 | 0 | 0 | 0 | 0 | 0 | 0
2022-05-20 | 21-22 | 21-22 |  | 0 | 0.073138 | 0.41911 | 0.12662 | 0.13235 | 0 | 0.0006477 | 0.0097984 | 0.00076839 | 0.0020293 |  |  | 0 | 0 | 0.00049119 | 7.3703e-05 |  | 0 | 0 | 0 | 0 | 0 | 0 | 0.00049119 | 7.3703e-05 | 0 | 0 | 0 | 0 | 0 | 0 | 0 | 0 | 0 | 0 | 0 | 0 | 0 | 0
2022-05-21 | 21-22 | 21-22 |  | 0 | 0.0372 | 0.0085036 | 0.16396 | 0.051653 | 0 | 0.00025427 | 0.00011639 | 0.0016769 | 0.00044523 |  |  | 0 | 0 | 0 | 0 |  | 0 | 0 | 0 | 0 | 0 | 0 | 0 | 0 | 0 | 0 | 0 | 0 | 0 | 0 | 0 | 0 | 0 | 0 | 0 | 0 | 0 | 0
2022-05-22 | 21-22 | 21-22 |  | 0 | 0.62392 | 0.0011348 | 0 | 0.43254 | 0 | 0.012282 | 1.4548e-05 | 0 | 0.0085135 |  |  | 0 | 0 | 0 | 0 |  | 0 | 0 | 0 | 0 | 0 | 0 | 0 | 0 | 0 | 0 | 0 | 0 | 0 | 0 | 0 | 0 | 0 | 0 | 0 | 0 | 0 | 0
2022-05-23 | 21-22 | 21-22 |  | 0 | 0.007661 | 0.077943 | 0.57466 | 0.10319 | 0 | 5.3365e-05 | 0.00041463 | 0.0033635 | 0.00060368 |  |  | 0 | 0 | 0 | 0 |  | 0 | 0 | 0 | 0 | 0 | 0 | 0 | 0 | 0 | 0 | 0 | 0 | 0 | 0 | 0 | 0 | 0 | 0 | 0 | 0 | 0 | 0
2022-05-24 | 21-22 | 21-22 |  | 0 | 0.036567 | 0 | 0.79418 | 0.14451 | 0 | 0.00014335 | 0 | 0.0025734 | 0.00048548 |  |  | 0 | 0 | 0 | 0 |  | 0 | 0 | 0 | 0 | 0 | 0 | 0 | 0 | 0 | 0 | 0 | 0 | 0 | 0 | 0 | 0 | 0 | 0 | 0 | 0 | 0 | 0
2022-05-25 | 21-22 | 21-22 |  | 0 | 0.028228 | 0.80053 | 0.3035 | 0.1848 | 0 | 0.0002391 | 0.0049998 | 0.00093753 | 0.001054 |  |  | 0 | 0 | 0 | 0 |  | 0 | 0 | 0 | 0 | 0 | 0 | 0 | 0 | 0 | 0 | 0 | 0 | 0 | 0 | 0 | 0 | 0 | 0 | 0 | 0 | 0 | 0
2022-05-26 | 21-22 | 21-22 |  | 0 | 0.026226 | 0.0023132 | 0.014237 | 0.020657 | 0 | 0.00020561 | 1.4548e-05 | 9.4236e-05 | 0.0001588 |  |  | 0 | 0 | 0 | 0 |  | 0 | 0 | 0 | 0 | 0 | 0 | 0 | 0 | 0 | 0 | 0 | 0 | 0 | 0 | 0 | 0 | 0 | 0 | 0 | 0 | 0 | 0
2022-05-27 | 21-22 | 21-22 |  | 0 | 0.08964 | 0.21705 | 0.48621 | 0.16753 | 0 | 0.00041698 | 0.0018258 | 0.00045185 | 0.00062978 |  |  | 0 | 0 | 0 | 0 |  | 0 | 0 | 0 | 0 | 0 | 0 | 0 | 0 | 0 | 0 | 0 | 0 | 0 | 0 | 0 | 0 | 0 | 0 | 0 | 0 | 0 | 0
2022-05-28 | 21-22 | 21-22 |  | 0 | 0.53302 | 0.0046046 | 11.0994 | 2.0355 | 0 | 0.002166 | 1.4548e-05 | 0.045081 | 0.0082676 |  |  | 0 | 0 | 0 | 0 |  | 0 | 0 | 0 | 0 | 0 | 0 | 0 | 0 | 0 | 0 | 0 | 0 | 0 | 0 | 0 | 0 | 0 | 0 | 0 | 0 | 0 | 0
2022-05-29 | 21-22 | 21-22 |  | 0 | 0.31197 | 0.076627 | 0.61062 | 0.31928 | 0 | 0.0029272 | 0.00026915 | 0.0046272 | 0.0027631 |  |  | 0 | 0 | 0 | 0 |  | 0 | 0 | 0 | 0 | 0 | 0 | 0 | 0 | 0 | 0 | 0 | 0 | 0 | 0 | 0 | 0 | 0 | 0 | 0 | 0 | 0 | 0
2022-05-30 | 21-22 | 21-22 |  | 0 | 2.5388 | 1.1398 | 5.3433 | 2.7316 | 0 | 0.0081157 | 0.0058533 | 0.018528 | 0.0092796 |  |  | 0 | 0 | 0 | 0 |  | 0 | 0 | 0 | 0 | 0 | 0 | 0 | 0 | 0 | 0 | 0 | 0 | 0 | 0 | 0 | 0 | 0 | 0 | 0 | 0 | 0 | 0
2022-05-31 | 21-22 | 21-22 |  | 0 | 1.4087 | 0.28666 | 0.44068 | 1.0852 | 0 | 0.010208 | 0.0012948 | 0.0010728 | 0.0074286 |  |  | 0 | 0 | 0 | 0 |  | 0 | 0 | 0 | 0 | 0 | 0 | 0 | 0 | 0 | 0 | 0 | 0 | 0 | 0 | 0 | 0 | 0 | 0 | 0 | 0 | 0 | 0
2022-06-01 | 21-22 | 21-22 |  | 0 | 0.066635 | 0.98967 | 0.1506 | 0.21676 | 0 | 0.0003542 | 0.0075507 | 0.0010946 | 0.0015387 |  |  | 0 | 0 | 0 | 0 |  | 0 | 0 | 0 | 0 | 0 | 0 | 0 | 0 | 0 | 0 | 0 | 0 | 0 | 0 | 0 | 0 | 0 | 0 | 0 | 0 | 0 | 0
2022-06-02 | 21-22 | 21-22 |  | 0 | 0.023266 | 0.021357 | 0.12568 | 0.038175 | 0 | 0.00018782 | 0.00027157 | 0.00067415 | 0.00027193 |  |  | 0 | 0 | 0 | 0 |  | 0 | 0 | 0 | 0 | 0 | 0 | 0 | 0 | 0 | 0 | 0 | 0 | 0 | 0 | 0 | 0 | 0 | 0 | 0 | 0 | 0 | 0
2022-06-03 | 21-22 | 21-22 |  | 0 | 0.76166 | 2.3627 | 1.787 | 1.1493 | 0 | 0.0085525 | 0.010526 | 0.0077201 | 0.0086592 |  |  | 0 | 0 | 0 | 0 |  | 0 | 0 | 0 | 0 | 0 | 0 | 0 | 0 | 0 | 0 | 0 | 0 | 0 | 0 | 0 | 0 | 0 | 0 | 0 | 0 | 0 | 0
2022-06-04 | 21-22 | 21-22 |  | 0 | 0.48998 | 12.1786 | 4.3616 | 2.8151 | 0 | 0.0052067 | 0.019568 | 0.01656 | 0.0090191 |  |  | 0 | 0 | 0.4669 | 0.070059 |  | 0 | 0 | 0.0020986 | 0.00031489 | 0 | 0 | 0.4669 | 0.070059 | 0 | 0 | 0.0020986 | 0.00031489 | 0 | 0 | 0 | 0 | 0 | 0 | 0 | 0 | 0 | 0
2022-06-05 | 21-22 | 21-22 |  | 0 | 1.6076 | 0.39419 | 5.1087 | 1.9396 | 0 | 0.0092107 | 0.0021023 | 0.015399 | 0.009008 |  |  | 0 | 0 | 0 | 0 |  | 0 | 0 | 0 | 0 | 0 | 0 | 0 | 0 | 0 | 0 | 0 | 0 | 0 | 0 | 0 | 0 | 0 | 0 | 0 | 0 | 0 | 0
2022-06-06 | 21-22 | 21-22 |  | 0 | 0.34428 | 0.81515 | 0.18715 | 0.38856 | 0 | 0.00069898 | 0.0057854 | 0.00028271 | 0.0013919 |  |  | 0 | 0 | 0 | 0 |  | 0 | 0 | 0 | 0 | 0 | 0 | 0 | 0 | 0 | 0 | 0 | 0 | 0 | 0 | 0 | 0 | 0 | 0 | 0 | 0 | 0 | 0
2022-06-07 | 21-22 | 21-22 |  | 0 | 0.074036 | 0.16763 | 0.020913 | 0.079511 | 0 | 0.0003024 | 0.002512 | 0.00025371 | 0.00062325 |  |  | 0 | 0 | 0 | 0 |  | 0 | 0 | 0 | 0 | 0 | 0 | 0 | 0 | 0 | 0 | 0 | 0 | 0 | 0 | 0 | 0 | 0 | 0 | 0 | 0 | 0 | 0
2022-06-08 | 21-22 | 21-22 |  | 0 | 0.38277 | 0.030872 | 0.13659 | 0.29037 | 0 | 0.0017532 | 0.00013821 | 0.00027546 | 0.001277 |  |  | 0 | 0 | 0 | 0 |  | 0 | 0 | 0 | 0 | 0 | 0 | 0 | 0 | 0 | 0 | 0 | 0 | 0 | 0 | 0 | 0 | 0 | 0 | 0 | 0 | 0 | 0
2022-06-09 | 21-22 | 21-22 |  | 0 | 0.095219 | 0.42967 | 0.96004 | 0.27429 | 0 | 0.00052528 | 0.0009505 | 0.0043808 | 0.0011635 |  |  | 0 | 0 | 0 | 0 |  | 0 | 0 | 0 | 0 | 0 | 0 | 0 | 0 | 0 | 0 | 0 | 0 | 0 | 0 | 0 | 0 | 0 | 0 | 0 | 0 | 0 | 0
2022-06-10 | 21-22 | 21-22 |  | 0 | 0.12093 | 0.17385 | 0.2101 | 0.14133 | 0 | 0.00060376 | 0.0010717 | 0.001486 | 0.00080164 |  |  | 0 | 0 | 0 | 0 |  | 0 | 0 | 0 | 0 | 0 | 0 | 0 | 0 | 0 | 0 | 0 | 0 | 0 | 0 | 0 | 0 | 0 | 0 | 0 | 0 | 0 | 0
2022-06-11 | 21-22 | 21-22 |  | 0 | 0.02424 | 0.0020586 | 0.17505 | 0.043373 | 0 | 0.0002438 | 1.4548e-05 | 0.001834 | 0.00044632 |  |  | 0 | 0 | 0 | 0 |  | 0 | 0 | 0 | 0 | 0 | 0 | 0 | 0 | 0 | 0 | 0 | 0 | 0 | 0 | 0 | 0 | 0 | 0 | 0 | 0 | 0 | 0
2022-06-12 | 21-22 | 21-22 |  | 0 | 0.047607 | 0.0022477 | 0.57944 | 0.12027 | 0 | 0.00033484 | 1.4548e-05 | 0.0072514 | 0.0013223 |  |  | 0.0001353 | 0 | 0 | 9.3765e-05 |  | 0 | 0 | 0 | 0 | 0.0001353 | 0 | 0 | 9.3765e-05 | 0 | 0 | 0 | 0 | 0 | 0 | 0 | 0 | 0 | 0 | 0 | 0 | 0 | 0
2022-06-13 | 21-22 | 21-22 |  | 0 | 0.016479 | 0.027002 | 0.18444 | 0.043133 | 0 | 0.00015015 | 0.0002837 | 0.0010728 | 0.00030746 |  |  | 0 | 0 | 0 | 0 |  | 0 | 0 | 0 | 0 | 0 | 0 | 0 | 0 | 0 | 0 | 0 | 0 | 0 | 0 | 0 | 0 | 0 | 0 | 0 | 0 | 0 | 0
2022-06-14 | 21-22 | 21-22 |  | 0 | 0.011037 | 0.31593 | 0.08873 | 0.068203 | 0 | 0.00014126 | 0.0011833 | 0.00048085 | 0.00034698 |  |  | 0 | 0 | 0 | 0 |  | 0 | 0 | 0 | 0 | 0 | 0 | 0 | 0 | 0 | 0 | 0 | 0 | 0 | 0 | 0 | 0 | 0 | 0 | 0 | 0 | 0 | 0
2022-06-15 | 21-22 | 21-22 |  | 0 | 0.044791 | 0.051785 | 0.017211 | 0.041366 | 0 | 0.00010778 | 0.00020368 | 7.0073e-05 | 0.00011566 |  |  | 0 | 0 | 0 | 0 |  | 0 | 0 | 0 | 0 | 0 | 0 | 0 | 0 | 0 | 0 | 0 | 0 | 0 | 0 | 0 | 0 | 0 | 0 | 0 | 0 | 0 | 0
2022-06-16 | 21-22 | 21-22 |  | 0 | 0.2699 | 0.081127 | 0.080591 | 0.21126 | 0 | 0.0095957 | 0.00013579 | 0.00033104 | 0.0067198 |  |  | 0 | 0 | 0 | 0 |  | 0 | 0 | 0 | 0 | 0 | 0 | 0 | 0 | 0 | 0 | 0 | 0 | 0 | 0 | 0 | 0 | 0 | 0 | 0 | 0 | 0 | 0
2022-06-17 | 21-22 | 21-22 |  | 0 | 0.086236 | 0.91476 | 0.059062 | 0.20541 | 0 | 0.00061265 | 0.0079871 | 0.00017881 | 0.0016457 |  |  | 0 | 0 | 0 | 0 |  | 0 | 0 | 0 | 0 | 0 | 0 | 0 | 0 | 0 | 0 | 0 | 0 | 0 | 0 | 0 | 0 | 0 | 0 | 0 | 0 | 0 | 0
2022-06-18 | 21-22 | 21-22 |  | 0 | 0.12156 | 0.011835 | 0.16786 | 0.1112 | 0 | 0.00032124 | 2.1823e-05 | 0.00091337 | 0.00036293 |  |  | 0 | 0 | 0 | 0 |  | 0 | 0 | 0 | 0 | 0 | 0 | 0 | 0 | 0 | 0 | 0 | 0 | 0 | 0 | 0 | 0 | 0 | 0 | 0 | 0 | 0 | 0
2022-06-19 | 21-22 | 21-22 |  | 0.19096 | 0.0043022 | 1.1074 | 0 | 0.16999 | 0.00014655 | 2.0927e-05 | 0.0073543 | 0 | 0.0011153 |  |  | 0 | 0 | 0 | 0 |  | 0 | 0 | 0 | 0 | 0 | 0 | 0 | 0 | 0 | 0 | 0 | 0 | 0 | 0 | 0 | 0 | 0 | 0 | 0 | 0 | 0 | 0
2022-06-20 | 21-22 | 21-22 |  | 0 | 0.13356 | 0.0032734 | 0.028056 | 0.097256 | 0 | 0.0019379 | 1.4548e-05 | 0.00016914 | 0.0013705 |  |  | 0 | 0 | 0 | 0 |  | 0 | 0 | 0 | 0 | 0 | 0 | 0 | 0 | 0 | 0 | 0 | 0 | 0 | 0 | 0 | 0 | 0 | 0 | 0 | 0 | 0 | 0
2022-06-21 | 21-22 | 21-22 |  | 0 | 0.082111 | 1.0253 | 0.26013 | 0.24924 | 0 | 0.0011269 | 0.025933 | 0.0010294 | 0.0048131 |  |  | 0 | 0 | 0 | 0 |  | 0 | 0 | 0 | 0 | 0 | 0 | 0 | 0 | 0 | 0 | 0 | 0 | 0 | 0 | 0 | 0 | 0 | 0 | 0 | 0 | 0 | 0
2022-06-22 | 21-22 | 21-22 |  | 0 | 0.059242 | 0.0050047 | 0.02959 | 0.046243 | 0 | 0.00037042 | 0.00014548 | 4.3494e-05 | 0.00028498 |  |  | 0 | 0 | 0 | 0 |  | 0 | 0 | 0 | 0 | 0 | 0 | 0 | 0 | 0 | 0 | 0 | 0 | 0 | 0 | 0 | 0 | 0 | 0 | 0 | 0 | 0 | 0
2022-06-23 | 21-22 | 21-22 |  | 0 | 0.059528 | 0.016578 | 0.0052337 | 0.044517 | 0 | 0.00031234 | 8.7291e-05 | 2.1747e-05 | 0.00023277 |  |  | 0 | 0 | 0 | 0 |  | 0 | 0 | 0 | 0 | 0 | 0 | 0 | 0 | 0 | 0 | 0 | 0 | 0 | 0 | 0 | 0 | 0 | 0 | 0 | 0 | 0 | 0
2022-06-24 | 21-22 | 21-22 |  | 0 | 0.013974 | 0.004801 | 0.20555 | 0.041244 | 0 | 0.00011196 | 3.6371e-05 | 0.0014474 | 0.00030021 |  |  | 0 | 0 | 0 | 0 |  | 0 | 0 | 0 | 0 | 0 | 0 | 0 | 0 | 0 | 0 | 0 | 0 | 0 | 0 | 0 | 0 | 0 | 0 | 0 | 0 | 0 | 0
2022-06-25 | 21-22 | 21-22 |  | 0.0099656 | 0.23433 | 0.0068038 | 0 | 0.16349 | 0.0026379 | 0.001579 | 5.5769e-05 | 0 | 0.0011221 |  |  | 0 | 0 | 0 | 0 |  | 0 | 0 | 0 | 0 | 0 | 0 | 0 | 0 | 0 | 0 | 0 | 0 | 0 | 0 | 0 | 0 | 0 | 0 | 0 | 0 | 0 | 0
2022-06-26 | 21-22 | 21-22 |  | 0 | 0.010139 | 0 | 0.50768 | 0.083203 | 0 | 9.9405e-05 | 0 | 0.0025251 | 0.00044777 |  |  | 0 | 0 | 0 | 0 |  | 0 | 0 | 0 | 0 | 0 | 0 | 0 | 0 | 0 | 0 | 0 | 0 | 0 | 0 | 0 | 0 | 0 | 0 | 0 | 0 | 0 | 0
2022-06-27 | 21-22 | 21-22 |  | 0.052759 | 0.064579 | 0.36536 | 0.019065 | 0.10264 | 0.00024425 | 0.00051429 | 0.0035644 | 0.00047843 | 0.00096298 |  |  | 0 | 0 | 0 | 0 |  | 0 | 0 | 0 | 0 | 0 | 0 | 0 | 0 | 0 | 0 | 0 | 0 | 0 | 0 | 0 | 0 | 0 | 0 | 0 | 0 | 0 | 0
2022-06-28 | 21-22 | 21-22 |  | 0 | 0.026844 | 0.022965 | 0.064284 | 0.031683 | 0 | 0.0003249 | 0.00021823 | 0.00044219 | 0.00032414 |  |  | 0 | 0 | 0 | 0 |  | 0 | 0 | 0 | 0 | 0 | 0 | 0 | 0 | 0 | 0 | 0 | 0 | 0 | 0 | 0 | 0 | 0 | 0 | 0 | 0 | 0 | 0
2022-06-29 | 21-22 | 21-22 |  | 0 | 0.026054 | 0.22488 | 0.24541 | 0.088504 | 0 | 0.00035001 | 0.00071287 | 0.00059441 | 0.00043834 |  |  | 0 | 0 | 0 | 0 |  | 0 | 0 | 0 | 0 | 0 | 0 | 0 | 0 | 0 | 0 | 0 | 0 | 0 | 0 | 0 | 0 | 0 | 0 | 0 | 0 | 0 | 0
2022-06-30 | 21-22 | 21-22 |  | 0 | 0.041855 | 0.23467 | 0.35278 | 0.11703 | 0 | 0.00035315 | 0.0025169 | 0.0015078 | 0.00084732 |  |  | 0 | 0 | 0 | 0 |  | 0 | 0 | 0 | 0 | 0 | 0 | 0 | 0 | 0 | 0 | 0 | 0 | 0 | 0 | 0 | 0 | 0 | 0 | 0 | 0 | 0 | 0
2022-07-01 | 22-23 | 22-23 |  | 0 | 0.11957 | 0.088621 | 0.61738 | 0.18841 | 0 | 0.00076807 | 0.0004709 | 0.010374 | 0.0021531 |  |  | 0 | 0 | 0 | 0 |  | 0 | 0 | 0 | 0 | 0 | 0 | 0 | 0 | 0 | 0 | 0 | 0 | 0 | 0 | 0 | 0 | 0 | 0 | 0 | 0 | 0 | 0
2022-07-02 | 22-23 | 22-23 |  | 0 | 0.020549 | 0.029852 | 0.014883 | 0.020957 | 0 | 0.00012619 | 7.1348e-05 | 6.4929e-05 | 0.00010782 |  |  | 0 | 0 | 0 | 0 |  | 0 | 0 | 0 | 0 | 0 | 0 | 0 | 0 | 0 | 0 | 0 | 0 | 0 | 0 | 0 | 0 | 0 | 0 | 0 | 0 | 0 | 0
2022-07-03 | 22-23 | 22-23 |  | 0 | 0.69698 | 0.015161 | 0.027667 | 0.48877 | 0 | 0.0045103 | 0.00012843 | 8.6571e-05 | 0.0031537 |  |  | 0 | 0 | 0 | 0 |  | 0 | 0 | 0 | 0 | 0 | 0 | 0 | 0 | 0 | 0 | 0 | 0 | 0 | 0 | 0 | 0 | 0 | 0 | 0 | 0 | 0 | 0
2022-07-04 | 22-23 | 22-23 |  | 0 | 0.35113 | 0.0069707 | 1.602 | 0.48347 | 0 | 0.0031388 | 2.1404e-05 | 0.0055285 | 0.0030017 |  |  | 0 | 0 | 0.50438 | 0.07538 |  | 0 | 0 | 0.0016665 | 0.00024906 | 0 | 0 | 0.50438 | 0.07538 | 0 | 0 | 0.0016665 | 0.00024906 | 0 | 0 | 0 | 0 | 0 | 0 | 0 | 0 | 0 | 0
2022-07-05 | 22-23 | 22-23 |  | 0 | 0.6234 | 0.017466 | 0 | 0.43407 | 0 | 0.011339 | 2.8539e-05 | 0 | 0.0078513 |  |  | 0 | 0 | 0 | 0 |  | 0 | 0 | 0 | 0 | 0 | 0 | 0 | 0 | 0 | 0 | 0 | 0 | 0 | 0 | 0 | 0 | 0 | 0 | 0 | 0 | 0 | 0
2022-07-06 | 22-23 | 22-23 |  | 0 | 0.031623 | 0.13898 | 0.012639 | 0.044776 | 0 | 0.00039209 | 0.00074202 | 2.8857e-05 | 0.00038779 |  |  | 0 | 0 | 0 | 0 |  | 0 | 0 | 0 | 0 | 0 | 0 | 0 | 0 | 0 | 0 | 0 | 0 | 0 | 0 | 0 | 0 | 0 | 0 | 0 | 0 | 0 | 0
2022-07-07 | 22-23 | 22-23 |  | 0 | 0.028995 | 1.8474 | 0.17059 | 0.32473 | 0 | 0.00012983 | 0.010231 | 0.00056993 | 0.0017211 |  |  | 0 | 0 | 0 | 0 |  | 0 | 0 | 0 | 0 | 0 | 0 | 0 | 0 | 0 | 0 | 0 | 0 | 0 | 0 | 0 | 0 | 0 | 0 | 0 | 0 | 0 | 0
2022-07-08 | 22-23 | 22-23 |  | 0 | 0.22514 | 0.69633 | 0.102 | 0.27628 | 0 | 0.003145 | 0.0053939 | 0.00037514 | 0.0030477 |  |  | 0 | 0 | 0 | 0 |  | 0 | 0 | 0 | 0 | 0 | 0 | 0 | 0 | 0 | 0 | 0 | 0 | 0 | 0 | 0 | 0 | 0 | 0 | 0 | 0 | 0 | 0
2022-07-09 | 22-23 | 22-23 |  | 0 | 0.14208 | 0.0011487 | 0.0054251 | 0.09931 | 0 | 0.00071874 | 7.1348e-06 | 4.3286e-05 | 0.00050495 |  |  | 0 | 0 | 0 | 0 |  | 0 | 0 | 0 | 0 | 0 | 0 | 0 | 0 | 0 | 0 | 0 | 0 | 0 | 0 | 0 | 0 | 0 | 0 | 0 | 0 | 0 | 0
2022-07-10 | 22-23 | 22-23 |  | 0 | 0.17259 | 0.62657 | 0.049593 | 0.22154 | 0 | 0.00077119 | 0.0023402 | 0.00029338 | 0.00093119 |  |  | 0 | 0 | 0 | 0 |  | 0 | 0 | 0 | 0 | 0 | 0 | 0 | 0 | 0 | 0 | 0 | 0 | 0 | 0 | 0 | 0 | 0 | 0 | 0 | 0 | 0 | 0
2022-07-11 | 22-23 | 22-23 |  | 0 | 0.14204 | 0.066411 | 0.0014356 | 0.10855 | 0 | 0.00074626 | 0.0017599 | 7.2143e-06 | 0.00078348 |  |  | 0 | 0 | 0 | 0 |  | 0 | 0 | 0 | 0 | 0 | 0 | 0 | 0 | 0 | 0 | 0 | 0 | 0 | 0 | 0 | 0 | 0 | 0 | 0 | 0 | 0 | 0
2022-07-12 | 22-23 | 22-23 |  | 0 | 0.04662 | 0.0023687 | 0.13676 | 0.053061 | 0 | 0.00021344 | 7.1348e-06 | 0.00035831 | 0.00020234 |  |  | 0 | 0 | 0 | 0 |  | 0 | 0 | 0 | 0 | 0 | 0 | 0 | 0 | 0 | 0 | 0 | 0 | 0 | 0 | 0 | 0 | 0 | 0 | 0 | 0 | 0 | 0
2022-07-13 | 22-23 | 22-23 |  | 0 | 0.135 | 0.72427 | 0.20372 | 0.23332 | 0 | 0.0039416 | 0.0033058 | 0.0011615 | 0.003401 |  |  | 0 | 0 | 0 | 0 |  | 0 | 0 | 0 | 0 | 0 | 0 | 0 | 0 | 0 | 0 | 0 | 0 | 0 | 0 | 0 | 0 | 0 | 0 | 0 | 0 | 0 | 0
2022-07-14 | 22-23 | 22-23 |  | 0 | 0.023619 | 0.026589 | 0.40234 | 0.080494 | 0 | 0.00013814 | 4.043e-05 | 0.0020344 | 0.00040576 |  |  | 0 | 0 | 0 | 0 |  | 0 | 0 | 0 | 0 | 0 | 0 | 0 | 0 | 0 | 0 | 0 | 0 | 0 | 0 | 0 | 0 | 0 | 0 | 0 | 0 | 0 | 0
2022-07-15 | 22-23 | 22-23 |  | 0 | 0.50708 | 0.014403 | 0.027977 | 0.35728 | 0 | 0.0034348 | 9.0374e-05 | 3.8476e-05 | 0.0023964 |  |  | 0 | 0 | 0 | 0 |  | 0 | 0 | 0 | 0 | 0 | 0 | 0 | 0 | 0 | 0 | 0 | 0 | 0 | 0 | 0 | 0 | 0 | 0 | 0 | 0 | 0 | 0
2022-07-16 | 22-23 | 22-23 |  | 0 | 0.21608 | 4.9905 | 0.50019 | 0.97843 | 0 | 0.0020451 | 0.037234 | 0.0022485 | 0.007378 |  |  | 0.0035474 | 0 | 0.028949 | 0.0067814 |  | 0 | 0 | 7.2143e-05 | 1.0782e-05 | 0.0035474 | 0 | 0.028949 | 0.0067814 | 0 | 0 | 7.2143e-05 | 1.0782e-05 | 0 | 0 | 0 | 0 | 0 | 0 | 0 | 0 | 0 | 0
2022-07-17 | 22-23 | 22-23 |  | 0 | 0.099347 | 0.14976 | 0.014659 | 0.093575 | 0 | 0.00083039 | 0.00081812 | 1.4429e-05 | 0.00070046 |  |  | 0 | 0 | 0 | 0 |  | 0 | 0 | 0 | 0 | 0 | 0 | 0 | 0 | 0 | 0 | 0 | 0 | 0 | 0 | 0 | 0 | 0 | 0 | 0 | 0 | 0 | 0
2022-07-18 | 22-23 | 22-23 |  | 0 | 0.7728 | 0.045498 | 0.5041 | 0.61703 | 0 | 0.002795 | 0.0010108 | 0.0016376 | 0.0023318 |  |  | 0 | 0 | 0 | 0 |  | 0 | 0 | 0 | 0 | 0 | 0 | 0 | 0 | 0 | 0 | 0 | 0 | 0 | 0 | 0 | 0 | 0 | 0 | 0 | 0 | 0 | 0
2022-07-19 | 22-23 | 22-23 |  | 0 | 0.099736 | 0.059625 | 0.28411 | 0.12049 | 0 | 0.00035262 | 0.00066116 | 0.0015198 | 0.00057108 |  |  | 0 | 0 | 0 | 0 |  | 0 | 0 | 0 | 0 | 0 | 0 | 0 | 0 | 0 | 0 | 0 | 0 | 0 | 0 | 0 | 0 | 0 | 0 | 0 | 0 | 0 | 0
2022-07-20 | 22-23 | 22-23 |  | 0 | 0.35546 | 0.014448 | 0.12574 | 0.26697 | 0 | 0.0019173 | 0.00019264 | 0.00047614 | 0.0014272 |  |  | 0 | 0 | 0 | 0 |  | 0 | 0 | 0 | 0 | 0 | 0 | 0 | 0 | 0 | 0 | 0 | 0 | 0 | 0 | 0 | 0 | 0 | 0 | 0 | 0 | 0 | 0
2022-07-21 | 22-23 | 22-23 |  | 0 | 0.39175 | 0.013292 | 0 | 0.27312 | 0 | 0.0048156 | 3.5674e-05 | 0 | 0.0033381 |  |  | 0 | 0 | 0 | 0 |  | 0 | 0 | 0 | 0 | 0 | 0 | 0 | 0 | 0 | 0 | 0 | 0 | 0 | 0 | 0 | 0 | 0 | 0 | 0 | 0 | 0 | 0
2022-07-22 | 22-23 | 22-23 |  | 0 | 0.0077041 | 1.3409 | 0.0033979 | 0.20848 | 0 | 5.8164e-05 | 0.0080243 | 3.6071e-05 | 0.0012582 |  |  | 0 | 0 | 0 | 0 |  | 0 | 0 | 0 | 0 | 0 | 0 | 0 | 0 | 0 | 0 | 0 | 0 | 0 | 0 | 0 | 0 | 0 | 0 | 0 | 0 | 0 | 0
2022-07-23 | 22-23 | 22-23 |  | 0 | 0.053302 | 0 | 0 | 0.036888 | 0 | 0.00019007 | 0 | 0 | 0.00013154 |  |  | 0 | 0 | 0 | 0 |  | 0 | 0 | 0 | 0 | 0 | 0 | 0 | 0 | 0 | 0 | 0 | 0 | 0 | 0 | 0 | 0 | 0 | 0 | 0 | 0 | 0 | 0
2022-07-24 | 22-23 | 22-23 |  | 0 | 0.03676 | 0.0043308 | 0.30691 | 0.071963 | 0 | 0.00031782 | 2.1404e-05 | 0.0020849 | 0.00053478 |  |  | 0 | 0 | 0 | 0 |  | 0 | 0 | 0 | 0 | 0 | 0 | 0 | 0 | 0 | 0 | 0 | 0 | 0 | 0 | 0 | 0 | 0 | 0 | 0 | 0 | 0 | 0
2022-07-25 | 22-23 | 22-23 |  | 0 | 0.18008 | 0.05899 | 0.72604 | 0.24205 | 0 | 0.00046739 | 0.00025447 | 0.00404 | 0.00096569 |  |  | 0 | 0 | 0 | 0 |  | 0 | 0 | 0 | 0 | 0 | 0 | 0 | 0 | 0 | 0 | 0 | 0 | 0 | 0 | 0 | 0 | 0 | 0 | 0 | 0 | 0 | 0
2022-07-26 | 22-23 | 22-23 |  | 0 | 0.46049 | 0.0057792 | 0.33169 | 0.36913 | 0 | 0.0045129 | 7.1348e-05 | 0.0016954 | 0.0033873 |  |  | 0 | 0 | 0 | 0 |  | 0 | 0 | 0 | 0 | 0 | 0 | 0 | 0 | 0 | 0 | 0 | 0 | 0 | 0 | 0 | 0 | 0 | 0 | 0 | 0 | 0 | 0
2022-07-27 | 22-23 | 22-23 |  | 0 | 0.36914 | 1.8523 | 0.31946 | 0.58312 | 0 | 0.0043415 | 0.0091301 | 0.0038885 | 0.0049654 |  |  | 0 | 0 | 0 | 0 |  | 0 | 0 | 0 | 0 | 0 | 0 | 0 | 0 | 0 | 0 | 0 | 0 | 0 | 0 | 0 | 0 | 0 | 0 | 0 | 0 | 0 | 0
2022-07-28 | 22-23 | 22-23 |  | 0 | 0.15547 | 0.00047803 | 0.51962 | 0.18532 | 0 | 0.00077275 | 7.1348e-06 | 0.0012481 | 0.00072238 |  |  | 0 | 0 | 0 | 0 |  | 0 | 0 | 0 | 0 | 0 | 0 | 0 | 0 | 0 | 0 | 0 | 0 | 0 | 0 | 0 | 0 | 0 | 0 | 0 | 0 | 0 | 0
2022-07-29 | 22-23 | 22-23 |  | 0.11745 | 0.063392 | 0.0074059 | 0.039799 | 0.051804 | 0.00058433 | 0.0002555 | 0.00069921 | 0.00013226 | 0.00030656 |  |  | 0 | 0 | 0 | 0 |  | 0 | 0 | 0 | 0 | 0 | 0 | 0 | 0 | 0 | 0 | 0 | 0 | 0 | 0 | 0 | 0 | 0 | 0 | 0 | 0 | 0 | 0
2022-07-30 | 22-23 | 22-23 |  | 0 | 0.088346 | 0 | 0.42555 | 0.12474 | 0 | 0.00045804 | 0 | 0.0010725 | 0.00047728 |  |  | 0 | 0 | 0 | 0 |  | 0 | 0 | 0 | 0 | 0 | 0 | 0 | 0 | 0 | 0 | 0 | 0 | 0 | 0 | 0 | 0 | 0 | 0 | 0 | 0 | 0 | 0
2022-07-31 | 22-23 | 22-23 |  | 0 | 0.05185 | 0.11501 | 0.044606 | 0.059929 | 0 | 0.00026745 | 0.00022118 | 0.00028857 | 0.00026164 |  |  | 0 | 0 | 0 | 0 |  | 0 | 0 | 0 | 0 | 0 | 0 | 0 | 0 | 0 | 0 | 0 | 0 | 0 | 0 | 0 | 0 | 0 | 0 | 0 | 0 | 0 | 0
2022-08-01 | 22-23 | 22-23 |  | 0 | 0.08821 | 0.016703 | 0.016254 | 0.065999 | 0 | 0.00076184 | 0.00010464 | 7.2143e-05 | 0.00055383 |  |  | 0 | 0 | 0 | 0 |  | 0 | 0 | 0 | 0 | 0 | 0 | 0 | 0 | 0 | 0 | 0 | 0 | 0 | 0 | 0 | 0 | 0 | 0 | 0 | 0 | 0 | 0
2022-08-02 | 22-23 | 22-23 |  | 0 | 0.030231 | 0.4542 | 2.0515 | 0.39616 | 0 | 0.0002098 | 0.0023759 | 0.011031 | 0.0021528 |  |  | 0 | 0 | 0 | 0 |  | 0 | 0 | 0 | 0 | 0 | 0 | 0 | 0 | 0 | 0 | 0 | 0 | 0 | 0 | 0 | 0 | 0 | 0 | 0 | 0 | 0 | 0
2022-08-03 | 22-23 | 22-23 |  | 0 | 0.1232 | 0.003653 | 0.48968 | 0.15899 | 0 | 0.00045077 | 1.427e-05 | 0.0023302 | 0.00066237 |  |  | 0 | 0 | 0 | 0 |  | 0 | 0 | 0 | 0 | 0 | 0 | 0 | 0 | 0 | 0 | 0 | 0 | 0 | 0 | 0 | 0 | 0 | 0 | 0 | 0 | 0 | 0
2022-08-04 | 22-23 | 22-23 |  | 0 | 0.08846 | 1.5627 | 1.1938 | 0.47579 | 0 | 0.0003038 | 0.011604 | 0.0040496 | 0.002569 |  |  | 0 | 0 | 0 | 0 |  | 0 | 0 | 0 | 0 | 0 | 0 | 0 | 0 | 0 | 0 | 0 | 0 | 0 | 0 | 0 | 0 | 0 | 0 | 0 | 0 | 0 | 0
2022-08-05 | 22-23 | 22-23 |  | 0 | 0.053793 | 0.22874 | 0.17839 | 0.098455 | 0 | 0.00021344 | 0.0031108 | 0.0021114 | 0.00093335 |  |  | 0 | 0 | 0.0055229 | 0.00082541 |  | 0 | 0 | 0 | 0 | 0 | 0 | 0.0055229 | 0.00082541 | 0 | 0 | 0 | 0 | 0 | 0 | 0 | 0 | 0 | 0 | 0 | 0 | 0 | 0
2022-08-06 | 22-23 | 22-23 |  | 0 | 0.065554 | 0.013799 | 1.5999 | 0.28656 | 0 | 0.0003064 | 3.5674e-05 | 0.013137 | 0.0021808 |  |  | 0 | 0 | 0 | 0 |  | 0 | 0 | 0 | 0 | 0 | 0 | 0 | 0 | 0 | 0 | 0 | 0 | 0 | 0 | 0 | 0 | 0 | 0 | 0 | 0 | 0 | 0
2022-08-07 | 22-23 | 22-23 |  | 0 | 0.24235 | 2.5467 | 1.8795 | 0.83345 | 0 | 0.00086051 | 0.0057126 | 0.0034989 | 0.0019817 |  |  | 0 | 0 | 0 | 0 |  | 0 | 0 | 0 | 0 | 0 | 0 | 0 | 0 | 0 | 0 | 0 | 0 | 0 | 0 | 0 | 0 | 0 | 0 | 0 | 0 | 0 | 0
2022-08-08 | 22-23 | 22-23 |  | 0 | 0.067429 | 0.56392 | 0.040025 | 0.13786 | 0 | 0.0015351 | 0.0044806 | 0.0002525 | 0.0017772 |  |  | 0 | 0 | 0 | 0 |  | 0 | 0 | 0 | 0 | 0 | 0 | 0 | 0 | 0 | 0 | 0 | 0 | 0 | 0 | 0 | 0 | 0 | 0 | 0 | 0 | 0 | 0
2022-08-09 | 22-23 | 22-23 |  | 0 | 0.11137 | 0.0057435 | 0.34061 | 0.12885 | 0 | 0.00044454 | 5.47e-05 | 0.000303 | 0.00036119 |  |  | 0 | 0 | 0 | 0 |  | 0 | 0 | 0 | 0 | 0 | 0 | 0 | 0 | 0 | 0 | 0 | 0 | 0 | 0 | 0 | 0 | 0 | 0 | 0 | 0 | 0 | 0
2022-08-10 | 22-23 | 22-23 |  | 0 | 0.04976 | 0.1613 | 0.62636 | 0.15242 | 0 | 0.00023162 | 0.0031678 | 0.0019046 | 0.00092365 |  |  | 0 | 0 | 0 | 0 |  | 0 | 0 | 0 | 0 | 0 | 0 | 0 | 0 | 0 | 0 | 0 | 0 | 0 | 0 | 0 | 0 | 0 | 0 | 0 | 0 | 0 | 0
2022-08-11 | 22-23 | 22-23 |  | 0 | 0.042139 | 2.8751 | 2.418 | 0.82501 | 0 | 0.000215 | 0.010588 | 0.0080583 | 0.0029531 |  |  | 0 | 0 | 0 | 0 |  | 0 | 0 | 0 | 0 | 0 | 0 | 0 | 0 | 0 | 0 | 0 | 0 | 0 | 0 | 0 | 0 | 0 | 0 | 0 | 0 | 0 | 0
2022-08-12 | 22-23 | 22-23 |  | 0 | 0.36149 | 0.53949 | 0.020106 | 0.3347 | 0 | 0.0017579 | 0.0011106 | 7.9357e-05 | 0.0013962 |  |  | 0 | 0 | 0 | 0 |  | 0 | 0 | 0 | 0 | 0 | 0 | 0 | 0 | 0 | 0 | 0 | 0 | 0 | 0 | 0 | 0 | 0 | 0 | 0 | 0 | 0 | 0
2022-08-13 | 22-23 | 22-23 |  | 0 | 0.028934 | 0.26665 | 0.28643 | 0.10313 | 0 | 0.00019111 | 0.0031108 | 0.0030949 | 0.0010649 |  |  | 0 | 0 | 0 | 0 |  | 0 | 0 | 0 | 0 | 0 | 0 | 0 | 0 | 0 | 0 | 0 | 0 | 0 | 0 | 0 | 0 | 0 | 0 | 0 | 0 | 0 | 0
2022-08-14 | 22-23 | 22-23 |  | 0 | 0.4632 | 0.28125 | 0.077777 | 0.37468 | 0 | 0.0019734 | 0.00062786 | 0.000404 | 0.001521 |  |  | 0 | 0 | 0 | 0 |  | 0 | 0 | 0 | 0 | 0 | 0 | 0 | 0 | 0 | 0 | 0 | 0 | 0 | 0 | 0 | 0 | 0 | 0 | 0 | 0 | 0 | 0
2022-08-15 | 22-23 | 22-23 |  | 0 | 0.068791 | 0.10844 | 0.52721 | 0.14279 | 0 | 0.00018332 | 0.00069445 | 0.0012048 | 0.00041187 |  |  | 0 | 0 | 0 | 0 |  | 0 | 0 | 0 | 0 | 0 | 0 | 0 | 0 | 0 | 0 | 0 | 0 | 0 | 0 | 0 | 0 | 0 | 0 | 0 | 0 | 0 | 0
2022-08-16 | 22-23 | 22-23 |  | 0 | 0.22798 | 0.022146 | 0.060011 | 0.17009 | 0 | 0.0027327 | 0.00033533 | 0.00091862 | 0.0020791 |  |  | 0 | 0 | 0 | 0 |  | 0 | 0 | 0 | 0 | 0 | 0 | 0 | 0 | 0 | 0 | 0 | 0 | 0 | 0 | 0 | 0 | 0 | 0 | 0 | 0 | 0 | 0
2022-08-17 | 22-23 | 22-23 |  | 0 | 0.68779 | 0.034119 | 0.063839 | 0.49068 | 0 | 0.0042054 | 7.6104e-05 | 0.000202 | 0.0029521 |  |  | 0 | 0 | 0 | 0 |  | 0 | 0 | 0 | 0 | 0 | 0 | 0 | 0 | 0 | 0 | 0 | 0 | 0 | 0 | 0 | 0 | 0 | 0 | 0 | 0 | 0 | 0
2022-08-18 | 22-23 | 22-23 |  | 0 | 0.063825 | 0.55501 | 0.66262 | 0.22707 | 0 | 0.00053801 | 0.0014769 | 0.0019358 | 0.00088483 |  |  | 0 | 0 | 0 | 0 |  | 0 | 0 | 0 | 0 | 0 | 0 | 0 | 0 | 0 | 0 | 0 | 0 | 0 | 0 | 0 | 0 | 0 | 0 | 0 | 0 | 0 | 0
2022-08-19 | 22-23 | 22-23 |  | 0 | 0.05133 | 0.055915 | 0.018028 | 0.046667 | 0 | 0.00026953 | 2.8539e-05 | 0.00012986 | 0.00021025 |  |  | 0 | 0 | 0 | 0 |  | 0 | 0 | 0 | 0 | 0 | 0 | 0 | 0 | 0 | 0 | 0 | 0 | 0 | 0 | 0 | 0 | 0 | 0 | 0 | 0 | 0 | 0
2022-08-20 | 22-23 | 22-23 |  | 0 | 0.092432 | 0.012208 | 0.11183 | 0.082525 | 0 | 0.0014505 | 7.1348e-05 | 0.00025971 | 0.0010534 |  |  | 0 | 0 | 0 | 0 |  | 0 | 0 | 0 | 0 | 0 | 0 | 0 | 0 | 0 | 0 | 0 | 0 | 0 | 0 | 0 | 0 | 0 | 0 | 0 | 0 | 0 | 0
2022-08-21 | 22-23 | 22-23 |  | 0 | 0.093532 | 0.49584 | 0.023735 | 0.14321 | 0 | 0.0035101 | 0.0040454 | 0.000101 | 0.0030556 |  |  | 0 | 0 | 0 | 0 |  | 0 | 0 | 0 | 0 | 0 | 0 | 0 | 0 | 0 | 0 | 0 | 0 | 0 | 0 | 0 | 0 | 0 | 0 | 0 | 0 | 0 | 0
2022-08-22 | 22-23 | 22-23 |  | 0.014024 | 1.1654 | 0.50103 | 0.51814 | 0.9598 | 0.00019477 | 0.0050753 | 0.0037244 | 0.0021607 | 0.0043995 |  |  | 0 | 0 | 0.037484 | 0.005602 |  | 0 | 0 | 8.2964e-05 | 1.2399e-05 | 0 | 0 | 0.037484 | 0.005602 | 0 | 0 | 8.2964e-05 | 1.2399e-05 | 0 | 0 | 0 | 0 | 0 | 0 | 0 | 0 | 0 | 0
2022-08-23 | 22-23 | 22-23 |  | 0 | 0.081243 | 1.1066 | 0.21843 | 0.2561 | 0 | 0.00038066 | 0.0063928 | 0.0015727 | 0.0014645 |  |  | 0 | 0 | 0 | 0 |  | 0 | 0 | 0 | 0 | 0 | 0 | 0 | 0 | 0 | 0 | 0 | 0 | 0 | 0 | 0 | 0 | 0 | 0 | 0 | 0 | 0 | 0
2022-08-24 | 22-23 | 22-23 |  | 0 | 0.070722 | 0.082186 | 1.2241 | 0.24431 | 0 | 0.00018436 | 0.00049943 | 0.010954 | 0.0018401 |  |  | 0 | 0 | 0 | 0 |  | 0 | 0 | 0 | 0 | 0 | 0 | 0 | 0 | 0 | 0 | 0 | 0 | 0 | 0 | 0 | 0 | 0 | 0 | 0 | 0 | 0 | 0
2022-08-25 | 22-23 | 22-23 |  | 0 | 0.19784 | 0.042359 | 0.18446 | 0.17088 | 0 | 0.0024148 | 0.00022118 | 0.010814 | 0.0033208 |  |  | 0 | 0 | 0 | 0 |  | 0 | 0 | 0 | 0 | 0 | 0 | 0 | 0 | 0 | 0 | 0 | 0 | 0 | 0 | 0 | 0 | 0 | 0 | 0 | 0 | 0 | 0
2022-08-26 | 22-23 | 22-23 |  | 0 | 0.9795 | 0.0056222 | 0.15175 | 0.70139 | 0 | 0.0065626 | 2.8539e-05 | 0.00076471 | 0.0046603 |  |  | 0 | 0 | 0 | 0 |  | 0 | 0 | 0 | 0 | 0 | 0 | 0 | 0 | 0 | 0 | 0 | 0 | 0 | 0 | 0 | 0 | 0 | 0 | 0 | 0 | 0 | 0
2022-08-27 | 22-23 | 22-23 |  | 0 | 0.073701 | 1.2189 | 0.13453 | 0.2553 | 0 | 0.00025758 | 0.015326 | 0.000404 | 0.0025546 |  |  | 0 | 0 | 0 | 0 |  | 0 | 0 | 0 | 0 | 0 | 0 | 0 | 0 | 0 | 0 | 0 | 0 | 0 | 0 | 0 | 0 | 0 | 0 | 0 | 0 | 0 | 0
2022-08-28 | 22-23 | 22-23 |  | 0 | 0.19557 | 0.69376 | 0.13545 | 0.26043 | 0 | 0.0011534 | 0.0052845 | 0.00055309 | 0.0016795 |  |  | 0 | 0 | 0 | 0 |  | 0 | 0 | 0 | 0 | 0 | 0 | 0 | 0 | 0 | 0 | 0 | 0 | 0 | 0 | 0 | 0 | 0 | 0 | 0 | 0 | 0 | 0
2022-08-29 | 22-23 | 22-23 |  | 0 | 0.25816 | 0.27495 | 0.13451 | 0.24032 | 0 | 0.0041473 | 0.00083477 | 0.00061802 | 0.0030886 |  |  | 0 | 0 | 0 | 0 |  | 0 | 0 | 0 | 0 | 0 | 0 | 0 | 0 | 0 | 0 | 0 | 0 | 0 | 0 | 0 | 0 | 0 | 0 | 0 | 0 | 0 | 0
2022-08-30 | 22-23 | 22-23 |  | 0 | 0.15657 | 0.032934 | 0.024709 | 0.11702 | 0 | 0.0018031 | 0.0001641 | 0.00019719 | 0.0013021 |  |  | 0 | 0 | 0 | 0 |  | 0 | 0 | 0 | 0 | 0 | 0 | 0 | 0 | 0 | 0 | 0 | 0 | 0 | 0 | 0 | 0 | 0 | 0 | 0 | 0 | 0 | 0
2022-08-31 | 22-23 | 22-23 |  | 0 | 0.0088804 | 0.20629 | 0.24602 | 0.074087 | 0 | 9.8151e-05 | 0.0010774 | 0.031774 | 0.0049794 |  |  | 0 | 0 | 0 | 0 |  | 0 | 0 | 0 | 0 | 0 | 0 | 0 | 0 | 0 | 0 | 0 | 0 | 0 | 0 | 0 | 0 | 0 | 0 | 0 | 0 | 0 | 0
2022-09-01 | 22-23 | 22-23 |  | 0 | 0.028238 | 0.013228 | 0.045883 | 0.028398 | 0 | 0.00014437 | 0.00017123 | 0.0001034 | 0.00014124 |  |  | 0 | 0 | 0 | 0 |  | 0 | 0 | 0 | 0 | 0 | 0 | 0 | 0 | 0 | 0 | 0 | 0 | 0 | 0 | 0 | 0 | 0 | 0 | 0 | 0 | 0 | 0
2022-09-02 | 22-23 | 22-23 |  | 0 | 0.13182 | 0.037391 | 0.22173 | 0.13001 | 0 | 0.0014681 | 0.0001308 | 0.0017459 | 0.0012967 |  |  | 0 | 0 | 0 | 0 |  | 0 | 0 | 0 | 0 | 0 | 0 | 0 | 0 | 0 | 0 | 0 | 0 | 0 | 0 | 0 | 0 | 0 | 0 | 0 | 0 | 0 | 0
2022-09-03 | 22-23 | 22-23 |  | 0 | 0.095846 | 0.0021119 | 0.69144 | 0.16999 | 0 | 0.00024356 | 1.427e-05 | 0.012495 | 0.0020381 |  |  | 0 | 0 | 0 | 0 |  | 0 | 0 | 0 | 0 | 0 | 0 | 0 | 0 | 0 | 0 | 0 | 0 | 0 | 0 | 0 | 0 | 0 | 0 | 0 | 0 | 0 | 0
2022-09-04 | 22-23 | 22-23 |  | 0 | 0.015196 | 0.24352 | 0.0013779 | 0.047523 | 0 | 0.00017813 | 0.0004923 | 7.2143e-06 | 0.00019875 |  |  | 0 | 0 | 0 | 0 |  | 0 | 0 | 0 | 0 | 0 | 0 | 0 | 0 | 0 | 0 | 0 | 0 | 0 | 0 | 0 | 0 | 0 | 0 | 0 | 0 | 0 | 0
2022-09-05 | 22-23 | 22-23 |  | 0 | 0.15041 | 0.00078483 | 0.1307 | 0.12374 | 0 | 0.00038326 | 7.1348e-06 | 0.0021426 | 0.00058653 |  |  | 0 | 0 | 0 | 0 |  | 0 | 0 | 0 | 0 | 0 | 0 | 0 | 0 | 0 | 0 | 0 | 0 | 0 | 0 | 0 | 0 | 0 | 0 | 0 | 0 | 0 | 0
2022-09-06 | 22-23 | 22-23 |  | 0 | 0.15748 | 0.017894 | 0.76611 | 0.22619 | 0 | 0.00094931 | 7.1348e-06 | 0.001212 | 0.00083919 |  |  | 0 | 0 | 0 | 0 |  | 0 | 0 | 0 | 0 | 0 | 0 | 0 | 0 | 0 | 0 | 0 | 0 | 0 | 0 | 0 | 0 | 0 | 0 | 0 | 0 | 0 | 0
2022-09-07 | 22-23 | 22-23 |  | 0 | 0.39159 | 1.1768 | 1.8712 | 0.72849 | 0 | 0.0012999 | 0.0084975 | 0.0065001 | 0.0031551 |  |  | 0 | 0 | 0 | 0 |  | 0 | 0 | 0 | 0 | 0 | 0 | 0 | 0 | 0 | 0 | 0 | 0 | 0 | 0 | 0 | 0 | 0 | 0 | 0 | 0 | 0 | 0
2022-09-08 | 22-23 | 22-23 |  | 0 | 0.27735 | 0.032242 | 0.82927 | 0.32075 | 0 | 0.0010454 | 9.513e-05 | 0.0031178 | 0.0012038 |  |  | 0 | 0 | 0.090355 | 0.013504 |  | 0 | 0 | 0.00063125 | 9.4341e-05 | 0 | 0 | 0.090355 | 0.013504 | 0 | 0 | 0.00063125 | 9.4341e-05 | 0 | 0 | 0 | 0 | 0 | 0 | 0 | 0 | 0 | 0
2022-09-09 | 22-23 | 22-23 |  | 0 | 0.21346 | 0.060717 | 2.8293 | 0.57975 | 0 | 0.0017283 | 0.00062073 | 0.013036 | 0.0032381 |  |  | 0 | 0 | 0 | 0 |  | 0 | 0 | 0 | 0 | 0 | 0 | 0 | 0 | 0 | 0 | 0 | 0 | 0 | 0 | 0 | 0 | 0 | 0 | 0 | 0 | 0 | 0
2022-09-10 | 22-23 | 22-23 |  | 0.52896 | 0.11958 | 0.088906 | 0.80574 | 0.22051 | 0.0024834 | 0.0024948 | 0.00015697 | 0.0036504 | 0.0023141 |  |  | 0 | 0 | 0 | 0 |  | 0 | 0 | 0 | 0 | 0 | 0 | 0 | 0 | 0 | 0 | 0 | 0 | 0 | 0 | 0 | 0 | 0 | 0 | 0 | 0 | 0 | 0
2022-09-11 | 22-23 | 22-23 |  | 0 | 0.033265 | 0.55384 | 0.40008 | 0.16651 | 0 | 0.00017657 | 0.0023188 | 0.0074932 | 0.0015925 |  |  | 0 | 0 | 0 | 0 |  | 0 | 0 | 0 | 0 | 0 | 0 | 0 | 0 | 0 | 0 | 0 | 0 | 0 | 0 | 0 | 0 | 0 | 0 | 0 | 0 | 0 | 0
2022-09-12 | 22-23 | 22-23 |  | 0 | 0.031531 | 0.0033866 | 0.058111 | 0.031018 | 0 | 0.0001345 | 0.00021166 | 0.00020921 | 0.00015634 |  |  | 0 | 0 | 0 | 0 |  | 0 | 0 | 0 | 0 | 0 | 0 | 0 | 0 | 0 | 0 | 0 | 0 | 0 | 0 | 0 | 0 | 0 | 0 | 0 | 0 | 0 | 0
2022-09-13 | 22-23 | 22-23 |  | 0 | 0.10983 | 0.030466 | 0.051058 | 0.08824 | 0 | 0.00036456 | 0.00028539 | 0.00094748 | 0.00043702 |  |  | 0 | 0 | 0 | 0 |  | 0 | 0 | 0 | 0 | 0 | 0 | 0 | 0 | 0 | 0 | 0 | 0 | 0 | 0 | 0 | 0 | 0 | 0 | 0 | 0 | 0 | 0
2022-09-14 | 22-23 | 22-23 |  | 0 | 0.81474 | 0.32495 | 2.3124 | 0.95854 | 0 | 0.0069267 | 0.015511 | 0.0092872 | 0.0085256 |  |  | 0 | 0 | 0 | 0 |  | 0 | 0 | 0 | 0 | 0 | 0 | 0 | 0 | 0 | 0 | 0 | 0 | 0 | 0 | 0 | 0 | 0 | 0 | 0 | 0 | 0 | 0
2022-09-15 | 22-23 | 22-23 |  | 0 | 0.39655 | 0.15809 | 0.3391 | 0.349 | 0 | 0.0067906 | 0.0025091 | 0.00066852 | 0.0051785 |  |  | 0 | 0 | 0 | 0 |  | 0 | 0 | 0 | 0 | 0 | 0 | 0 | 0 | 0 | 0 | 0 | 0 | 0 | 0 | 0 | 0 | 0 | 0 | 0 | 0 | 0 | 0
2022-09-16 | 22-23 | 22-23 |  | 0 | 0.19893 | 2.1024 | 0.23696 | 0.49079 | 0 | 0.0011202 | 0.028111 | 0.0007575 | 0.0051365 |  |  | 0 | 0 | 0 | 0 |  | 0 | 0 | 0 | 0 | 0 | 0 | 0 | 0 | 0 | 0 | 0 | 0 | 0 | 0 | 0 | 0 | 0 | 0 | 0 | 0 | 0 | 0
2022-09-17 | 22-23 | 22-23 |  | 0 | 1.0513 | 0.4864 | 0.69422 | 0.90481 | 0 | 0.0071006 | 0.0021809 | 0.0049562 | 0.0059843 |  |  | 0 | 0 | 0 | 0 |  | 0 | 0 | 0 | 0 | 0 | 0 | 0 | 0 | 0 | 0 | 0 | 0 | 0 | 0 | 0 | 0 | 0 | 0 | 0 | 0 | 0 | 0
2022-09-18 | 22-23 | 22-23 |  | 0 | 0.089617 | 0.1234 | 0.15388 | 0.10367 | 0 | 0.0007016 | 0.00047803 | 0.00087052 | 0.00068788 |  |  | 0 | 0 | 0 | 0 |  | 0 | 0 | 0 | 0 | 0 | 0 | 0 | 0 | 0 | 0 | 0 | 0 | 0 | 0 | 0 | 0 | 0 | 0 | 0 | 0 | 0 | 0
2022-09-19 | 22-23 | 22-23 |  | 0 | 0.040098 | 0.12522 | 0.095899 | 0.061004 | 0 | 0.00026641 | 0.0029395 | 0.0093208 | 0.0020216 |  |  | 0 | 0 | 0 | 0 |  | 0 | 0 | 0 | 0 | 0 | 0 | 0 | 0 | 0 | 0 | 0 | 0 | 0 | 0 | 0 | 0 | 0 | 0 | 0 | 0 | 0 | 0
2022-09-20 | 22-23 | 22-23 |  | 0 | 0.081399 | 0.022379 | 0.25901 | 0.098423 | 0 | 0.0002581 | 0.0001855 | 0.0010028 | 0.00035652 |  |  | 0 | 0 | 0 | 0 |  | 0 | 0 | 0 | 0 | 0 | 0 | 0 | 0 | 0 | 0 | 0 | 0 | 0 | 0 | 0 | 0 | 0 | 0 | 0 | 0 | 0 | 0
2022-09-21 | 22-23 | 22-23 |  | 0 | 0.084701 | 1.6823 | 0.16765 | 0.3379 | 0 | 0.00049439 | 0.018764 | 0.00076471 | 0.0032921 |  |  | 0 | 0 | 0 | 0 |  | 0 | 0 | 0 | 0 | 0 | 0 | 0 | 0 | 0 | 0 | 0 | 0 | 0 | 0 | 0 | 0 | 0 | 0 | 0 | 0 | 0 | 0
2022-09-22 | 22-23 | 22-23 |  | 0 | 0.29675 | 0.027012 | 0.0018757 | 0.20973 | 0 | 0.0018353 | 0.00013556 | 7.2143e-06 | 0.0012917 |  |  | 0 | 0 | 0 | 0 |  | 0 | 0 | 0 | 0 | 0 | 0 | 0 | 0 | 0 | 0 | 0 | 0 | 0 | 0 | 0 | 0 | 0 | 0 | 0 | 0 | 0 | 0
2022-09-23 | 22-23 | 22-23 |  | 0 | 0.40653 | 0 | 0.14536 | 0.30307 | 0 | 0.0035334 | 0 | 0.00072624 | 0.0025539 |  |  | 0 | 0 | 0 | 0 |  | 0 | 0 | 0 | 0 | 0 | 0 | 0 | 0 | 0 | 0 | 0 | 0 | 0 | 0 | 0 | 0 | 0 | 0 | 0 | 0 | 0 | 0
2022-09-24 | 22-23 | 22-23 |  | 0.020305 | 0.093295 | 0 | 0.37589 | 0.12089 | 0.00014608 | 0.0016224 | 0 | 0.010901 | 0.002753 |  |  | 0 | 0 | 0 | 0 |  | 0 | 0 | 0 | 0 | 0 | 0 | 0 | 0 | 0 | 0 | 0 | 0 | 0 | 0 | 0 | 0 | 0 | 0 | 0 | 0 | 0 | 0
2022-09-25 | 22-23 | 22-23 |  | 0 | 0.2349 | 0.97348 | 1.4949 | 0.53308 | 0 | 0.0052877 | 0.0064284 | 0.0086908 | 0.0059297 |  |  | 0 | 0 | 0 | 0 |  | 0 | 0 | 0 | 0 | 0 | 0 | 0 | 0 | 0 | 0 | 0 | 0 | 0 | 0 | 0 | 0 | 0 | 0 | 0 | 0 | 0 | 0
2022-09-26 | 22-23 | 22-23 |  | 0 | 0.15907 | 0.013449 | 0.029651 | 0.11655 | 0 | 0.0018867 | 0.00013556 | 0.00019479 | 0.0013553 |  |  | 0 | 0 | 0 | 0 |  | 0 | 0 | 0 | 0 | 0 | 0 | 0 | 0 | 0 | 0 | 0 | 0 | 0 | 0 | 0 | 0 | 0 | 0 | 0 | 0 | 0 | 0
2022-09-27 | 22-23 | 22-23 |  | 0 | 0.14788 | 0.016581 | 0.57721 | 0.19111 | 0 | 0.0014344 | 4.2809e-05 | 0.006654 | 0.0019936 |  |  | 0 | 0 | 0 | 0 |  | 0 | 0 | 0 | 0 | 0 | 0 | 0 | 0 | 0 | 0 | 0 | 0 | 0 | 0 | 0 | 0 | 0 | 0 | 0 | 0 | 0 | 0
2022-09-28 | 22-23 | 22-23 |  | 0 | 0.44853 | 0.96467 | 0.031959 | 0.46096 | 0 | 0.0043768 | 0.0065569 | 0.00020921 | 0.0040511 |  |  | 0 | 0 | 0 | 0 |  | 0 | 0 | 0 | 0 | 0 | 0 | 0 | 0 | 0 | 0 | 0 | 0 | 0 | 0 | 0 | 0 | 0 | 0 | 0 | 0 | 0 | 0
2022-09-29 | 22-23 | 22-23 |  | 0 | 0.47552 | 0.15355 | 0.0071205 | 0.35335 | 0 | 0.0091561 | 0.00091563 | 2.8857e-05 | 0.0064792 |  |  | 0 | 0 | 0 | 0 |  | 0 | 0 | 0 | 0 | 0 | 0 | 0 | 0 | 0 | 0 | 0 | 0 | 0 | 0 | 0 | 0 | 0 | 0 | 0 | 0 | 0 | 0
2022-09-30 | 22-23 | 22-23 |  | 0 | 0.053009 | 0.15092 | 0.35882 | 0.11312 | 0 | 0.0022834 | 0.0015982 | 0.0010605 | 0.0019803 |  |  | 0 | 0 | 0 | 0 |  | 0 | 0 | 0 | 0 | 0 | 0 | 0 | 0 | 0 | 0 | 0 | 0 | 0 | 0 | 0 | 0 | 0 | 0 | 0 | 0 | 0 | 0
2022-10-01 | 22-23 | 22-23 |  | 0 | 0.45252 | 0.085641 | 1.4444 | 0.54197 | 0 | 0.0085246 | 0.00046852 | 0.0074523 | 0.007084 |  |  | 0 | 0 | 0 | 0 |  | 0 | 0 | 0 | 0 | 0 | 0 | 0 | 0 | 0 | 0 | 0 | 0 | 0 | 0 | 0 | 0 | 0 | 0 | 0 | 0 | 0 | 0
2022-10-02 | 22-23 | 22-23 |  | 0 | 0.38279 | 0.12422 | 0.29518 | 0.3278 | 0 | 0.0028698 | 0.00072299 | 0.0011543 | 0.0022678 |  |  | 0 | 0 | 0.0064231 | 0.00095994 |  | 0 | 0 | 0 | 0 | 0 | 0 | 0.0064231 | 0.00095994 | 0 | 0 | 0 | 0 | 0 | 0 | 0 | 0 | 0 | 0 | 0 | 0 | 0 | 0
2022-10-03 | 22-23 | 22-23 |  | 0 | 0.08665 | 0.011373 | 0.2261 | 0.095475 | 0 | 0.001572 | 2.1404e-05 | 0.00068536 | 0.0011936 |  |  | 0 | 0 | 0 | 0 |  | 0 | 0 | 0 | 0 | 0 | 0 | 0 | 0 | 0 | 0 | 0 | 0 | 0 | 0 | 0 | 0 | 0 | 0 | 0 | 0 | 0 | 0
2022-10-04 | 22-23 |  | MED | 0.027171 | 11.1069 | 1.7922 | 1.1432 | 8.1284 | 0.00014608 | 0.039722 | 0.0055413 | 0.0044993 | 0.029 |  |  | 0 | 0 | 0 | 0 |  | 0 | 0 | 0 | 0 | 0 | 0 | 0 | 0 | 0 | 0 | 0 | 0 | 0 | 0 | 0 | 0 | 0 | 0 | 0 | 0 | 0 | 0
2022-10-05 | 22-23 | 22-23 |  | 0 | 0.89444 | 0.107 | 0.26227 | 0.67436 | 0 | 0.0049252 | 0.00091563 | 0.0030492 | 0.0040026 |  |  | 0 | 0 | 0 | 0 |  | 0 | 0 | 0 | 0 | 0 | 0 | 0 | 0 | 0 | 0 | 0 | 0 | 0 | 0 | 0 | 0 | 0 | 0 | 0 | 0 | 0 | 0
2022-10-06 | 22-23 | 22-23 |  | 0 | 0.13704 | 0.0054581 | 0.81242 | 0.21708 | 0 | 0.0016208 | 1.427e-05 | 0.0037081 | 0.001678 |  |  | 0 | 0 | 0.26588 | 0.039736 |  | 0 | 0 | 0.00026693 | 3.9893e-05 | 0 | 0 | 0.26588 | 0.039736 | 0 | 0 | 0.00026693 | 3.9893e-05 | 0 | 0 | 0 | 0 | 0 | 0 | 0 | 0 | 0 | 0
2022-10-07 | 22-23 | 22-23 |  | 1.4667 | 0.25952 | 0.34481 | 0.025192 | 0.2463 | 0.0011687 | 0.0018638 | 0.001748 | 0.00052664 | 0.0016414 |  |  | 0 | 0 | 0 | 0 |  | 0 | 0 | 0 | 0 | 0 | 0 | 0 | 0 | 0 | 0 | 0 | 0 | 0 | 0 | 0 | 0 | 0 | 0 | 0 | 0 | 0 | 0
2022-10-08 | 22-23 | 22-23 |  | 0 | 0.1123 | 0.080656 | 0.11177 | 0.10661 | 0 | 0.0011981 | 0.00039717 | 0.00075028 | 0.0010013 |  |  | 0 | 0 | 0 | 0 |  | 0 | 0 | 0 | 0 | 0 | 0 | 0 | 0 | 0 | 0 | 0 | 0 | 0 | 0 | 0 | 0 | 0 | 0 | 0 | 0 | 0 | 0
2022-10-09 | 22-23 | 22-23 |  | 0 | 0.1141 | 0.15096 | 0.00056271 | 0.10186 | 0 | 0.0011404 | 0.00077769 | 7.2143e-06 | 0.00090783 |  |  | 0 | 0 | 0 | 0 |  | 0 | 0 | 0 | 0 | 0 | 0 | 0 | 0 | 0 | 0 | 0 | 0 | 0 | 0 | 0 | 0 | 0 | 0 | 0 | 0 | 0 | 0
2022-10-10 | 22-23 | 22-23 |  | 0 | 0.2317 | 0.05509 | 0.59029 | 0.2569 | 0 | 0.0013731 | 0.00061597 | 0.0024865 | 0.0014149 |  |  | 0 | 0 | 0 | 0 |  | 0 | 0 | 0 | 0 | 0 | 0 | 0 | 0 | 0 | 0 | 0 | 0 | 0 | 0 | 0 | 0 | 0 | 0 | 0 | 0 | 0 | 0
2022-10-11 | 22-23 | 22-23 |  | 0 | 0.31461 | 0.91285 | 0.15357 | 0.37863 | 0 | 0.0034353 | 0.0057316 | 0.00028857 | 0.0032867 |  |  | 0 | 0 | 0 | 0 |  | 0 | 0 | 0 | 0 | 0 | 0 | 0 | 0 | 0 | 0 | 0 | 0 | 0 | 0 | 0 | 0 | 0 | 0 | 0 | 0 | 0 | 0
2022-10-12 | 22-23 | 22-23 |  | 0 | 0.1496 | 0.04004 | 0.6305 | 0.20381 | 0 | 0.0014151 | 0.0003282 | 0.0068896 | 0.0020586 |  |  | 0 | 0 | 0.046961 | 0.0070184 |  | 0 | 0 | 9.3786e-05 | 1.4016e-05 | 0 | 0 | 0.046961 | 0.0070184 | 0 | 0 | 9.3786e-05 | 1.4016e-05 | 0 | 0 | 0 | 0 | 0 | 0 | 0 | 0 | 0 | 0
2022-10-13 | 22-23 | 22-23 |  | 0 | 0.16485 | 1.9131 | 0.1487 | 0.4254 | 0 | 0.00060163 | 0.010567 | 0.00047614 | 0.0020843 |  |  | 0.010335 | 0 | 0 | 0.007152 |  | 7.4003e-05 | 0 | 0 | 5.1214e-05 | 0.010335 | 0 | 0 | 0.007152 | 7.4003e-05 | 0 | 0 | 5.1214e-05 | 0 | 0 | 0 | 0 | 0 | 0 | 0 | 0 | 0 | 0
2022-10-14 | 22-23 | 22-23 |  | 0 | 0.19676 | 0.27768 | 0.32339 | 0.22646 | 0 | 0.00089427 | 0.00057078 | 0.0012517 | 0.0008922 |  |  | 0 | 0 | 0.021896 | 0.0032724 |  | 0 | 0 | 3.9679e-05 | 5.93e-06 | 0 | 0 | 0.021896 | 0.0032724 | 0 | 0 | 3.9679e-05 | 5.93e-06 | 0 | 0 | 0 | 0 | 0 | 0 | 0 | 0 | 0 | 0
2022-10-15 | 22-23 | 22-23 |  | 0 | 0.021308 | 0.024265 | 0.00021643 | 0.018446 | 0 | 0.00021344 | 4.2809e-05 | 7.2143e-06 | 0.00015526 |  |  | 0 | 0 | 0 | 0 |  | 0 | 0 | 0 | 0 | 0 | 0 | 0 | 0 | 0 | 0 | 0 | 0 | 0 | 0 | 0 | 0 | 0 | 0 | 0 | 0 | 0 | 0
2022-10-16 | 22-23 | 22-23 |  | 0 | 0.051353 | 0.0075771 | 0.22445 | 0.070229 | 0 | 0.00061487 | 7.1348e-06 | 0.000707 | 0.00053226 |  |  | 0 | 0 | 0 | 0 |  | 0 | 0 | 0 | 0 | 0 | 0 | 0 | 0 | 0 | 0 | 0 | 0 | 0 | 0 | 0 | 0 | 0 | 0 | 0 | 0 | 0 | 0
2022-10-17 | 22-23 | 22-23 |  | 0 | 0.054565 | 0.47361 | 1.7691 | 0.37373 | 0 | 0.00046064 | 0.0028254 | 0.019082 | 0.0035975 |  |  | 0 | 0 | 0 | 0 |  | 0 | 0 | 0 | 0 | 0 | 0 | 0 | 0 | 0 | 0 | 0 | 0 | 0 | 0 | 0 | 0 | 0 | 0 | 0 | 0 | 0 | 0
2022-10-18 | 22-23 | 22-23 |  | 0 | 0.030201 | 0 | 0.04229 | 0.027221 | 0 | 0.00017605 | 0 | 0.00083686 | 0.0002469 |  |  | 0 | 0 | 0 | 0 |  | 0 | 0 | 0 | 0 | 0 | 0 | 0 | 0 | 0 | 0 | 0 | 0 | 0 | 0 | 0 | 0 | 0 | 0 | 0 | 0 | 0 | 0
2022-10-19 | 22-23 | 22-23 |  | 0 | 0.29071 | 0.007677 | 0.81783 | 0.32457 | 0 | 0.0029944 | 8.5617e-05 | 0.0081738 | 0.0033068 |  |  | 0 | 0 | 0 | 0 |  | 0 | 0 | 0 | 0 | 0 | 0 | 0 | 0 | 0 | 0 | 0 | 0 | 0 | 0 | 0 | 0 | 0 | 0 | 0 | 0 | 0 | 0
2022-10-20 | 22-23 | 22-23 |  | 0 | 0.1149 | 0.021098 | 0.010352 | 0.08425 | 0 | 0.00062318 | 0.0001427 | 2.1643e-05 | 0.00045607 |  |  | 0 | 0 | 0 | 0 |  | 0 | 0 | 0 | 0 | 0 | 0 | 0 | 0 | 0 | 0 | 0 | 0 | 0 | 0 | 0 | 0 | 0 | 0 | 0 | 0 | 0 | 0
2022-10-21 | 22-23 | 22-23 |  | 0 | 0.15191 | 0.13566 | 0.70779 | 0.23141 | 0 | 0.0017963 | 0.00038528 | 0.004848 | 0.0020259 |  |  | 0 | 0 | 0 | 0 |  | 0 | 0 | 0 | 0 | 0 | 0 | 0 | 0 | 0 | 0 | 0 | 0 | 0 | 0 | 0 | 0 | 0 | 0 | 0 | 0 | 0 | 0
2022-10-22 | 22-23 | 22-23 |  | 0 | 0.37721 | 0 | 0.094983 | 0.27525 | 0 | 0.0021484 | 0 | 0.00069979 | 0.0015914 |  |  | 0 | 0 | 0 | 0 |  | 0 | 0 | 0 | 0 | 0 | 0 | 0 | 0 | 0 | 0 | 0 | 0 | 0 | 0 | 0 | 0 | 0 | 0 | 0 | 0 | 0 | 0
2022-10-23 | 22-23 | 22-23 |  | 0 | 0.072657 | 0.14616 | 1.1189 | 0.23959 | 0 | 0.00013035 | 0.00074915 | 0.0065145 | 0.001177 |  |  | 0 | 0 | 0.036309 | 0.0054265 |  | 0 | 0 | 0.00012264 | 1.8329e-05 | 0 | 0 | 0.036309 | 0.0054265 | 0 | 0 | 0.00012264 | 1.8329e-05 | 0 | 0 | 0 | 0 | 0 | 0 | 0 | 0 | 0 | 0
2022-10-24 | 22-23 | 22-23 |  | 0 | 0.27019 | 1.5126 | 1.0298 | 0.56947 | 0 | 0.0030977 | 0.0095606 | 0.0079093 | 0.0047706 |  |  | 0 | 0 | 0 | 0 |  | 0 | 0 | 0 | 0 | 0 | 0 | 0 | 0 | 0 | 0 | 0 | 0 | 0 | 0 | 0 | 0 | 0 | 0 | 0 | 0 | 0 | 0
2022-10-25 | 22-23 | 22-23 |  | 0 | 0.052552 | 0.35789 | 0.090813 | 0.10402 | 0 | 0.00049491 | 0.00085142 | 0.00073826 | 0.0005815 |  |  | 0 | 0 | 0 | 0 |  | 0 | 0 | 0 | 0 | 0 | 0 | 0 | 0 | 0 | 0 | 0 | 0 | 0 | 0 | 0 | 0 | 0 | 0 | 0 | 0 | 0 | 0
2022-10-26 | 22-23 | 22-23 |  | 0 | 0.5013 | 0.023416 | 0.17666 | 0.37686 | 0 | 0.0037838 | 0.00033533 | 0.001515 | 0.0028956 |  |  | 0 | 0 | 0 | 0 |  | 0 | 0 | 0 | 0 | 0 | 0 | 0 | 0 | 0 | 0 | 0 | 0 | 0 | 0 | 0 | 0 | 0 | 0 | 0 | 0 | 0 | 0
2022-10-27 | 22-23 | 22-23 |  | 0 | 0.3057 | 0.015304 | 0.34202 | 0.26498 | 0 | 0.0026039 | 0.0001855 | 0.0013467 | 0.0020313 |  |  | 0 | 0 | 0 | 0 |  | 0 | 0 | 0 | 0 | 0 | 0 | 0 | 0 | 0 | 0 | 0 | 0 | 0 | 0 | 0 | 0 | 0 | 0 | 0 | 0 | 0 | 0
2022-10-28 | 22-23 | 22-23 |  | 0 | 0.041416 | 0.14883 | 0.0031166 | 0.051618 | 0 | 0.00028978 | 0.00082763 | 1.4429e-05 | 0.00032777 |  |  | 0 | 0 | 0 | 0 |  | 0 | 0 | 0 | 0 | 0 | 0 | 0 | 0 | 0 | 0 | 0 | 0 | 0 | 0 | 0 | 0 | 0 | 0 | 0 | 0 | 0 | 0
2022-10-29 | 22-23 | 22-23 |  | 0 | 0.0064468 | 0.33635 | 0.35499 | 0.10834 | 0 | 4.5181e-05 | 0.0022142 | 0.0010461 | 0.0005222 |  |  | 0 | 0 | 0 | 0 |  | 0 | 0 | 0 | 0 | 0 | 0 | 0 | 0 | 0 | 0 | 0 | 0 | 0 | 0 | 0 | 0 | 0 | 0 | 0 | 0 | 0 | 0
2022-10-30 | 22-23 | 22-23 |  | 6.5596 | 1.3691 | 1.137 | 2.602 | 1.5566 | 0.070119 | 0.011604 | 0.004728 | 0.014728 | 0.011463 |  |  | 0 | 0 | 0.26699 | 0.039903 |  | 0 | 0 | 0.00028496 | 4.2588e-05 | 0 | 0 | 0.26699 | 0.039903 | 0 | 0 | 0.00028496 | 4.2588e-05 | 0 | 0 | 0 | 0 | 0 | 0 | 0 | 0 | 0 | 0
2022-10-31 | 22-23 | 22-23 |  | 0 | 1.2819 | 0.68945 | 1.384 | 1.1981 | 0 | 0.0067662 | 0.0052369 | 0.0028256 | 0.0058962 |  |  | 0 | 0.026745 | 0 | 0.0040416 |  | 0 | 0.00014983 | 0 | 2.2642e-05 | 0 | 0.026745 | 0 | 0.0040416 | 0 | 0.00014983 | 0 | 2.2642e-05 | 0 | 0 | 0 | 0 | 0 | 0 | 0 | 0 | 0 | 0
2022-11-01 | 22-23 | 22-23 |  | 0.015192 | 0.84094 | 2.1711 | 0.80626 | 1.0307 | 0.00014608 | 0.0070539 | 0.014633 | 0.0034148 | 0.0076044 |  |  | 0 | 0 | 0 | 0 |  | 0 | 0 | 0 | 0 | 0 | 0 | 0 | 0 | 0 | 0 | 0 | 0 | 0 | 0 | 0 | 0 | 0 | 0 | 0 | 0 | 0 | 0
2022-11-02 | 22-23 | 22-23 |  | 0 | 0.27893 | 2.3966 | 0.39529 | 0.61428 | 0 | 0.0030422 | 0.0079101 | 0.0027703 | 0.0037147 |  |  | 0 | 0 | 0 | 0 |  | 0 | 0 | 0 | 0 | 0 | 0 | 0 | 0 | 0 | 0 | 0 | 0 | 0 | 0 | 0 | 0 | 0 | 0 | 0 | 0 | 0 | 0
2022-11-03 | 22-23 | 22-23 |  | 0 | 0.34262 | 0.52828 | 0.41258 | 0.37861 | 0 | 0.0017968 | 0.0060812 | 0.0027847 | 0.0025787 |  |  | 0 | 0 | 0 | 0 |  | 0 | 0 | 0 | 0 | 0 | 0 | 0 | 0 | 0 | 0 | 0 | 0 | 0 | 0 | 0 | 0 | 0 | 0 | 0 | 0 | 0 | 0
2022-11-04 | 22-23 | 22-23 |  | 0 | 0.16978 | 0.027112 | 0.063195 | 0.13104 | 0 | 0.00096282 | 0.00010702 | 0.0003054 | 0.00072813 |  |  | 0 | 0 | 0 | 0 |  | 0 | 0 | 0 | 0 | 0 | 0 | 0 | 0 | 0 | 0 | 0 | 0 | 0 | 0 | 0 | 0 | 0 | 0 | 0 | 0 | 0 | 0
2022-11-05 | 22-23 | 22-23 |  | 0.08648 | 0.052685 | 0.0024829 | 0.043589 | 0.043989 | 0.00038955 | 0.00015008 | 2.8539e-05 | 0.00026693 | 0.00015095 |  |  | 0.03339 | 0 | 0 | 0.023108 |  | 7.4782e-05 | 0 | 0 | 5.1753e-05 | 0.03339 | 0 | 0 | 0.023108 | 7.4782e-05 | 0 | 0 | 5.1753e-05 | 0 | 0 | 0 | 0 | 0 | 0 | 0 | 0 | 0 | 0
2022-11-06 | 22-23 | 22-23 |  | 0 | 0.28068 | 0.066974 | 0.19534 | 0.23356 | 0 | 0.0015709 | 0.00024972 | 0.0037586 | 0.0016866 |  |  | 0 | 0 | 0 | 0 |  | 0 | 0 | 0 | 0 | 0 | 0 | 0 | 0 | 0 | 0 | 0 | 0 | 0 | 0 | 0 | 0 | 0 | 0 | 0 | 0 | 0 | 0
2022-11-07 | 22-23 | 22-23 |  | 0 | 0.16793 | 0.39399 | 0.0096816 | 0.1772 | 0 | 0.0020908 | 0.0018122 | 7.9357e-05 | 0.0017326 |  |  | 0 | 0 | 0 | 0 |  | 0 | 0 | 0 | 0 | 0 | 0 | 0 | 0 | 0 | 0 | 0 | 0 | 0 | 0 | 0 | 0 | 0 | 0 | 0 | 0 | 0 | 0
2022-11-08 | 22-23 | 22-23 |  | 0.065055 | 0.21907 | 0.11471 | 0.063507 | 0.17891 | 0.00019477 | 0.0037765 | 0.0010702 | 0.0049923 | 0.0035228 |  |  | 0 | 0 | 0 | 0 |  | 0 | 0 | 0 | 0 | 0 | 0 | 0 | 0 | 0 | 0 | 0 | 0 | 0 | 0 | 0 | 0 | 0 | 0 | 0 | 0 | 0 | 0
2022-11-09 | 22-23 | 22-23 |  | 0.22949 | 0.24574 | 4.5261 | 16.2751 | 3.2881 | 0.0025321 | 0.0011721 | 0.0087235 | 0.03594 | 0.0075194 |  |  | 0 | 0 | 0.74929 | 0.11198 |  | 0 | 0 | 0.0033655 | 0.00050297 | 0 | 0 | 0.74929 | 0.11198 | 0 | 0 | 0.0033655 | 0.00050297 | 0 | 0 | 0 | 0 | 0 | 0 | 0 | 0 | 0 | 0
2022-11-10 | 22-23 | 22-23 |  | 0 | 0.11322 | 3.2427 | 4.0214 | 1.1694 | 0 | 0.00039728 | 0.022275 | 0.0083012 | 0.0048817 |  |  | 0 | 0 | 0.058524 | 0.0087466 |  | 0 | 0 | 0.00012986 | 1.9407e-05 | 0 | 0 | 0.058524 | 0.0087466 | 0 | 0 | 0.00012986 | 1.9407e-05 | 0 | 0 | 0 | 0 | 0 | 0 | 0 | 0 | 0 | 0
2022-11-11 | 22-23 | 22-23 |  | 0 | 0.29868 | 0.47665 | 2.9732 | 0.72309 | 0 | 0.00091712 | 0.0038956 | 0.0063919 | 0.0021787 |  |  | 0 | 0 | 0 | 0 |  | 0 | 0 | 0 | 0 | 0 | 0 | 0 | 0 | 0 | 0 | 0 | 0 | 0 | 0 | 0 | 0 | 0 | 0 | 0 | 0 | 0 | 0
2022-11-12 | 22-23 |  | MED | 1.5835 | 211.43 | 202.6446 | 93.9285 | 190.9928 | 0.00038955 | 0.12547 | 0.12224 | 0.12127 | 0.12343 |  |  | 0 | 0.028768 | 11.9019 | 1.7831 |  | 0 | 0.00011416 | 0.0090142 | 0.0013644 | 0 | 0.028768 | 11.9019 | 1.7831 | 0 | 0.00011416 | 0.0090142 | 0.0013644 | 0 | 0 | 0 | 0 | 0 | 0 | 0 | 0 | 0 | 0
2022-11-13 | 22-23 |  | MED | 0 | 12.8808 | 24.704 | 13.5335 | 14.67 | 0 | 0.012291 | 0.0077317 | 0.01338 | 0.011674 |  |  | 0 | 0 | 0 | 0 |  | 0 | 0 | 0 | 0 | 0 | 0 | 0 | 0 | 0 | 0 | 0 | 0 | 0 | 0 | 0 | 0 | 0 | 0 | 0 | 0 | 0 | 0
2022-11-14 | 22-23 | 22-23 |  | 0 | 2.2823 | 0.74059 | 4.04 | 2.2952 | 0 | 0.0034893 | 0.0005684 | 0.0024132 | 0.0028613 |  |  | 0 | 0 | 0.25545 | 0.038178 |  | 0 | 0 | 0.00030661 | 4.5823e-05 | 0 | 0 | 0.25545 | 0.038178 | 0 | 0 | 0.00030661 | 4.5823e-05 | 0 | 0 | 0 | 0 | 0 | 0 | 0 | 0 | 0 | 0
2022-11-15 | 22-23 | 22-23 |  | 0 | 0.9301 | 1.4519 | 4.2737 | 1.5018 | 0 | 0.0014873 | 0.011428 | 0.014429 | 0.0049126 |  |  | 0 | 0 | 0.0076718 | 0.0011466 |  | 0 | 0 | 0 | 0 | 0 | 0 | 0.0076718 | 0.0011466 | 0 | 0 | 0 | 0 | 0 | 0 | 0 | 0 | 0 | 0 | 0 | 0 | 0 | 0
2022-11-16 | 22-23 | 22-23 |  | 0 | 0.27432 | 0.047958 | 0.99665 | 0.34604 | 0 | 0.00053022 | 0.00024496 | 0.0038452 | 0.00097863 |  |  | 0 | 0 | 0 | 0 |  | 0 | 0 | 0 | 0 | 0 | 0 | 0 | 0 | 0 | 0 | 0 | 0 | 0 | 0 | 0 | 0 | 0 | 0 | 0 | 0 | 0 | 0
2022-11-17 | 22-23 | 22-23 |  | 0 | 0.78977 | 0.55094 | 0.24503 | 0.66644 | 0 | 0.0041862 | 0.00088471 | 0.0014645 | 0.0032496 |  |  | 0 | 0 | 0 | 0 |  | 0 | 0 | 0 | 0 | 0 | 0 | 0 | 0 | 0 | 0 | 0 | 0 | 0 | 0 | 0 | 0 | 0 | 0 | 0 | 0 | 0 | 0
2022-11-18 | 22-23 | 22-23 |  | 0 | 0.43164 | 0.63038 | 3.5456 | 0.92388 | 0 | 0.003279 | 0.0012105 | 0.0073958 | 0.0035575 |  |  | 0 | 0 | 0.32531 | 0.048617 |  | 0 | 0 | 0.00031382 | 4.6901e-05 | 0 | 0 | 0.32531 | 0.048617 | 0 | 0 | 0.00031382 | 4.6901e-05 | 0 | 0 | 0 | 0 | 0 | 0 | 0 | 0 | 0 | 0
2022-11-19 | 22-23 |  | MED | 0 | 1.89 | 59.7103 | 2.4335 | 10.6949 | 0 | 0.007137 | 0.079962 | 0.0068896 | 0.018052 |  |  | 0 | 0 | 0 | 0 |  | 0 | 0 | 0 | 0 | 0 | 0 | 0 | 0 | 0 | 0 | 0 | 0 | 0 | 0 | 0 | 0 | 0 | 0 | 0 | 0 | 0 | 0
2022-11-20 | 22-23 | 22-23 |  | 0 | 2.1604 | 0.45482 | 1.3005 | 1.7582 | 0 | 0.015169 | 0.0015911 | 0.0094856 | 0.012156 |  |  | 0 | 0 | 0.12466 | 0.01863 |  | 0 | 0 | 0.00031382 | 4.6901e-05 | 0 | 0 | 0.12466 | 0.01863 | 0 | 0 | 0.00031382 | 4.6901e-05 | 0 | 0 | 0 | 0 | 0 | 0 | 0 | 0 | 0 | 0
2022-11-21 | 22-23 | 22-23 |  | 0 | 0.36795 | 1.0699 | 1.9574 | 0.70886 | 0 | 0.0036311 | 0.010193 | 0.017187 | 0.0066219 |  |  | 0 | 0 | 0 | 0 |  | 0 | 0 | 0 | 0 | 0 | 0 | 0 | 0 | 0 | 0 | 0 | 0 | 0 | 0 | 0 | 0 | 0 | 0 | 0 | 0 | 0 | 0
2022-11-22 | 22-23 | 22-23 |  | 0 | 0.19513 | 0.0060003 | 0.022718 | 0.13934 | 0 | 0.0039993 | 6.4213e-05 | 0.00012264 | 0.0027957 |  |  | 0 | 0 | 0 | 0 |  | 0 | 0 | 0 | 0 | 0 | 0 | 0 | 0 | 0 | 0 | 0 | 0 | 0 | 0 | 0 | 0 | 0 | 0 | 0 | 0 | 0 | 0
2022-11-23 | 22-23 | 22-23 |  | 0 | 0.061479 | 0.036112 | 1.6902 | 0.30061 | 0 | 0.00040507 | 0.00036863 | 0.0154 | 0.0026376 |  |  | 0 | 0 | 0 | 0 |  | 0 | 0 | 0 | 0 | 0 | 0 | 0 | 0 | 0 | 0 | 0 | 0 | 0 | 0 | 0 | 0 | 0 | 0 | 0 | 0 | 0 | 0
2022-11-24 | 22-23 | 22-23 |  | 0.49901 | 0.24528 | 0.40797 | 0.13171 | 0.25476 | 0.00058433 | 0.0010116 | 0.0030703 | 0.00080559 | 0.0012888 |  |  | 0 | 0 | 0 | 0 |  | 0 | 0 | 0 | 0 | 0 | 0 | 0 | 0 | 0 | 0 | 0 | 0 | 0 | 0 | 0 | 0 | 0 | 0 | 0 | 0 | 0 | 0
2022-11-25 | 22-23 | 22-23 |  | 0 | 0.5335 | 0.73436 | 0.25107 | 0.51771 | 0 | 0.0027347 | 0.0036697 | 0.0014789 | 0.0026681 |  |  | 0 | 0 | 0 | 0 |  | 0 | 0 | 0 | 0 | 0 | 0 | 0 | 0 | 0 | 0 | 0 | 0 | 0 | 0 | 0 | 0 | 0 | 0 | 0 | 0 | 0 | 0
2022-11-26 | 22-23 | 22-23 |  | 0 | 0.12049 | 0.94417 | 0.44843 | 0.29309 | 0 | 0.00085947 | 0.0025376 | 0.0024673 | 0.001347 |  |  | 0 | 0 | 0 | 0 |  | 0 | 0 | 0 | 0 | 0 | 0 | 0 | 0 | 0 | 0 | 0 | 0 | 0 | 0 | 0 | 0 | 0 | 0 | 0 | 0 | 0 | 0
2022-11-27 | 22-23 | 22-23 |  | 0 | 0.069638 | 0.0022189 | 2.4805 | 0.41925 | 0 | 0.00031523 | 7.1348e-06 | 0.011406 | 0.0019238 |  |  | 0 | 0 | 0 | 0 |  | 0 | 0 | 0 | 0 | 0 | 0 | 0 | 0 | 0 | 0 | 0 | 0 | 0 | 0 | 0 | 0 | 0 | 0 | 0 | 0 | 0 | 0
2022-11-28 | 22-23 | 22-23 |  | 0 | 0.080717 | 0.014305 | 0.8366 | 0.18305 | 0 | 0.00080546 | 0.00012129 | 0.0028544 | 0.0010024 |  |  | 0 | 0 | 0 | 0 |  | 0 | 0 | 0 | 0 | 0 | 0 | 0 | 0 | 0 | 0 | 0 | 0 | 0 | 0 | 0 | 0 | 0 | 0 | 0 | 0 | 0 | 0
2022-11-29 | 22-23 | 22-23 |  | 0.047038 | 0.56474 | 0.12977 | 0.53497 | 0.49074 | 0.00014608 | 0.0069241 | 0.00063975 | 0.0027631 | 0.0053025 |  |  | 0 | 0 | 0 | 0 |  | 0 | 0 | 0 | 0 | 0 | 0 | 0 | 0 | 0 | 0 | 0 | 0 | 0 | 0 | 0 | 0 | 0 | 0 | 0 | 0 | 0 | 0
2022-11-30 | 22-23 | 22-23 |  | 0 | 0.098042 | 1.153 | 0.025849 | 0.24596 | 0 | 0.00081949 | 0.015746 | 0.00034629 | 0.0029984 |  |  | 0 | 0 | 0 | 0 |  | 0 | 0 | 0 | 0 | 0 | 0 | 0 | 0 | 0 | 0 | 0 | 0 | 0 | 0 | 0 | 0 | 0 | 0 | 0 | 0 | 0 | 0
2022-12-01 | 22-23 | 22-23 |  | 0 | 0.036424 | 0.03307 | 0.14268 | 0.051528 | 0 | 0.00015839 | 0.00025685 | 6.7333e-05 | 0.00015849 |  |  | 0 | 0 | 0 | 0 |  | 0 | 0 | 0 | 0 | 0 | 0 | 0 | 0 | 0 | 0 | 0 | 0 | 0 | 0 | 0 | 0 | 0 | 0 | 0 | 0 | 0 | 0
2022-12-02 | 22-23 | 22-23 |  | 0 | 0.26819 | 0.57107 | 0.32483 | 0.32044 | 0 | 0.002015 | 0.00099887 | 0.0015847 | 0.0017822 |  |  | 0 | 0 | 0 | 0 |  | 0 | 0 | 0 | 0 | 0 | 0 | 0 | 0 | 0 | 0 | 0 | 0 | 0 | 0 | 0 | 0 | 0 | 0 | 0 | 0 | 0 | 0
2022-12-03 | 22-23 | 22-23 |  | 0 | 0.18817 | 0.65861 | 0.21397 | 0.26173 | 0 | 0.003401 | 0.0095963 | 0.00067093 | 0.0039041 |  |  | 0 | 0 | 0 | 0 |  | 0 | 0 | 0 | 0 | 0 | 0 | 0 | 0 | 0 | 0 | 0 | 0 | 0 | 0 | 0 | 0 | 0 | 0 | 0 | 0 | 0 | 0
2022-12-04 | 22-23 | 22-23 |  | 0 | 0.057697 | 0.087515 | 1.2756 | 0.2438 | 0 | 0.00015839 | 0.00022831 | 0.0037683 | 0.00070729 |  |  | 0 | 0 | 8.4082e-05 | 1.2566e-05 |  | 0 | 0 | 0 | 0 | 0 | 0 | 8.4082e-05 | 1.2566e-05 | 0 | 0 | 0 | 0 | 0 | 0 | 0 | 0 | 0 | 0 | 0 | 0 | 0 | 0
2022-12-05 | 22-23 | 22-23 |  | 0 | 0.74654 | 1.2297 | 1.7641 | 0.96612 | 0 | 0.0041525 | 0.0097176 | 0.0065578 | 0.0053223 |  |  | 0 | 0 | 0 | 0 |  | 0 | 0 | 0 | 0 | 0 | 0 | 0 | 0 | 0 | 0 | 0 | 0 | 0 | 0 | 0 | 0 | 0 | 0 | 0 | 0 | 0 | 0
2022-12-06 | 22-23 | 22-23 |  | 0 | 0.080007 | 0.16067 | 0.15721 | 0.10314 | 0 | 0.00040039 | 0.00090612 | 0.00032464 | 0.00046254 |  |  | 0 | 0 | 0 | 0 |  | 0 | 0 | 0 | 0 | 0 | 0 | 0 | 0 | 0 | 0 | 0 | 0 | 0 | 0 | 0 | 0 | 0 | 0 | 0 | 0 | 0 | 0
2022-12-07 | 22-23 | 22-23 |  | 0 | 0.26021 | 1.8449 | 1.3672 | 0.66321 | 0 | 0.0017787 | 0.0091325 | 0.0020272 | 0.002914 |  |  | 0 | 0 | 0 | 0 |  | 0 | 0 | 0 | 0 | 0 | 0 | 0 | 0 | 0 | 0 | 0 | 0 | 0 | 0 | 0 | 0 | 0 | 0 | 0 | 0 | 0 | 0
2022-12-08 | 22-23 | 22-23 |  | 0 | 0.14103 | 0.086916 | 0.0079213 | 0.11192 | 0 | 0.0011612 | 5.9457e-05 | 5.05e-05 | 0.00082014 |  |  | 0 | 0 | 0 | 0 |  | 0 | 0 | 0 | 0 | 0 | 0 | 0 | 0 | 0 | 0 | 0 | 0 | 0 | 0 | 0 | 0 | 0 | 0 | 0 | 0 | 0 | 0
2022-12-09 | 22-23 | 22-23 |  | 0 | 0.095996 | 0.55921 | 3.284 | 0.64173 | 0 | 0.00028407 | 0.0057506 | 0.026149 | 0.0049737 |  |  | 0 | 0 | 0.026917 | 0.0040228 |  | 0 | 0 | 0 | 0 | 0 | 0 | 0.026917 | 0.0040228 | 0 | 0 | 0 | 0 | 0 | 0 | 0 | 0 | 0 | 0 | 0 | 0 | 0 | 0
2022-12-10 | 22-23 | 22-23 |  | 0 | 0.12349 | 0.85805 | 0.83465 | 0.33987 | 0 | 0.0005619 | 0.0068327 | 0.0012673 | 0.0016108 |  |  | 0 | 0 | 0 | 0 |  | 0 | 0 | 0 | 0 | 0 | 0 | 0 | 0 | 0 | 0 | 0 | 0 | 0 | 0 | 0 | 0 | 0 | 0 | 0 | 0 | 0 | 0
2022-12-11 | 22-23 | 22-23 |  | 0 | 0.01229 | 2.1336 | 1.6532 | 0.578 | 0 | 5.6606e-05 | 0.011516 | 0.0055346 | 0.0026065 |  |  | 0 | 0 | 0.062311 | 0.0093125 |  | 0 | 0 | 6.1321e-05 | 9.1646e-06 | 0 | 0 | 0.062311 | 0.0093125 | 0 | 0 | 6.1321e-05 | 9.1646e-06 | 0 | 0 | 0 | 0 | 0 | 0 | 0 | 0 | 0 | 0
2022-12-12 | 22-23 | 22-23 |  | 0 | 0.23049 | 0.58871 | 0.93835 | 0.38872 | 0 | 0.00449 | 0.0074107 | 0.0069762 | 0.0052698 |  |  | 0 | 0 | 0 | 0 |  | 0 | 0 | 0 | 0 | 0 | 0 | 0 | 0 | 0 | 0 | 0 | 0 | 0 | 0 | 0 | 0 | 0 | 0 | 0 | 0 | 0 | 0
2022-12-13 | 22-23 | 22-23 |  | 0 | 0.081221 | 0.12844 | 0.46675 | 0.14537 | 0 | 0.00067096 | 0.00094893 | 0.0022268 | 0.00094054 |  |  | 0 | 0 | 0 | 0 |  | 0 | 0 | 0 | 0 | 0 | 0 | 0 | 0 | 0 | 0 | 0 | 0 | 0 | 0 | 0 | 0 | 0 | 0 | 0 | 0 | 0 | 0
2022-12-14 | 22-23 | 22-23 |  | 0 | 0.11986 | 0.014141 | 0.20881 | 0.11629 | 0 | 0.00041753 | 1.427e-05 | 0.0015775 | 0.00052687 |  |  | 0 | 0 | 0 | 0 |  | 0 | 0 | 0 | 0 | 0 | 0 | 0 | 0 | 0 | 0 | 0 | 0 | 0 | 0 | 0 | 0 | 0 | 0 | 0 | 0 | 0 | 0
2022-12-15 | 22-23 | 22-23 |  | 0 | 0.010406 | 0.054724 | 0.13904 | 0.03625 | 0 | 6.4396e-05 | 0.00054938 | 0.00065169 | 0.00022498 |  |  | 0 | 0 | 0 | 0 |  | 0 | 0 | 0 | 0 | 0 | 0 | 0 | 0 | 0 | 0 | 0 | 0 | 0 | 0 | 0 | 0 | 0 | 0 | 0 | 0 | 0 | 0
2022-12-16 | 22-23 | 22-23 |  | 0 | 0.048499 | 0.082143 | 0.071154 | 0.056611 | 0 | 0.0017449 | 0.00011416 | 0.00049057 | 0.0012981 |  |  | 0 | 0 | 0 | 0 |  | 0 | 0 | 0 | 0 | 0 | 0 | 0 | 0 | 0 | 0 | 0 | 0 | 0 | 0 | 0 | 0 | 0 | 0 | 0 | 0 | 0 | 0
2022-12-17 | 22-23 | 22-23 |  | 0 | 0.47391 | 0.018757 | 0.0085706 | 0.33209 | 0 | 0.0034649 | 9.2752e-05 | 4.3286e-05 | 0.0024184 |  |  | 0 | 0 | 0 | 0 |  | 0 | 0 | 0 | 0 | 0 | 0 | 0 | 0 | 0 | 0 | 0 | 0 | 0 | 0 | 0 | 0 | 0 | 0 | 0 | 0 | 0 | 0
2022-12-18 | 22-23 | 22-23 |  | 0 | 0.033824 | 0.1032 | 0.16858 | 0.064197 | 0 | 0.00013035 | 0.0021167 | 0.0053169 | 0.0012047 |  |  | 0 | 0 | 0 | 0 |  | 0 | 0 | 0 | 0 | 0 | 0 | 0 | 0 | 0 | 0 | 0 | 0 | 0 | 0 | 0 | 0 | 0 | 0 | 0 | 0 | 0 | 0
2022-12-19 | 22-23 | 22-23 |  | 0 | 0.088738 | 0.9122 | 0.58949 | 0.28736 | 0 | 0.00047777 | 0.00088709 | 0.00037514 | 0.00052076 |  |  | 0 | 0 | 0 | 0 |  | 0 | 0 | 0 | 0 | 0 | 0 | 0 | 0 | 0 | 0 | 0 | 0 | 0 | 0 | 0 | 0 | 0 | 0 | 0 | 0 | 0 | 0
2022-12-20 | 22-23 | 22-23 |  | 0 | 0.015105 | 1.2333 | 6.3318 | 1.1431 | 0 | 0.00018436 | 0.0024258 | 0.022939 | 0.0039224 |  |  | 0 | 0 | 0.0024363 | 0.00036411 |  | 0 | 0 | 0 | 0 | 0 | 0 | 0.0024363 | 0.00036411 | 0 | 0 | 0 | 0 | 0 | 0 | 0 | 0 | 0 | 0 | 0 | 0 | 0 | 0
2022-12-21 | 22-23 | 22-23 |  | 0 | 0.04974 | 0.78661 | 9.9277 | 1.637 | 0 | 0.00029653 | 0.0013699 | 0.023763 | 0.0039636 |  |  | 0 | 0 | 1.0644 | 0.15908 |  | 0 | 0 | 0.0041446 | 0.00061942 | 0 | 0 | 1.0644 | 0.15908 | 0 | 0 | 0.0041446 | 0.00061942 | 0 | 0 | 0 | 0 | 0 | 0 | 0 | 0 | 0 | 0
2022-12-22 | 22-23 | 22-23 |  | 0 | 0.011252 | 0.10317 | 0.13577 | 0.043668 | 0 | 7.1666e-05 | 0.00048517 | 0.00202 | 0.0004248 |  |  | 0 | 0 | 0 | 0 |  | 0 | 0 | 0 | 0 | 0 | 0 | 0 | 0 | 0 | 0 | 0 | 0 | 0 | 0 | 0 | 0 | 0 | 0 | 0 | 0 | 0 | 0
2022-12-23 | 22-23 | 22-23 |  | 0 | 0.30474 | 0.068972 | 0.5234 | 0.29954 | 0 | 0.00053594 | 0.00057792 | 0.0037947 | 0.0010254 |  |  | 0 | 0 | 7.8527e-05 | 1.1736e-05 |  | 0 | 0 | 0 | 0 | 0 | 0 | 7.8527e-05 | 1.1736e-05 | 0 | 0 | 0 | 0 | 0 | 0 | 0 | 0 | 0 | 0 | 0 | 0 | 0 | 0
2022-12-24 | 22-23 | 22-23 |  | 0 | 0.017843 | 0.19338 | 1.4038 | 0.25137 | 0 | 7.634e-05 | 0.0013485 | 0.010187 | 0.001779 |  |  | 0 | 0 | 0 | 0 |  | 0 | 0 | 0 | 0 | 0 | 0 | 0 | 0 | 0 | 0 | 0 | 0 | 0 | 0 | 0 | 0 | 0 | 0 | 0 | 0 | 0 | 0
2022-12-25 | 22-23 | 22-23 |  | 0 | 0.017705 | 0.31401 | 0.075447 | 0.07098 | 0 | 0.00015891 | 0.0013413 | 0.0020489 | 0.00061888 |  |  | 0 | 0 | 0 | 0 |  | 0 | 0 | 0 | 0 | 0 | 0 | 0 | 0 | 0 | 0 | 0 | 0 | 0 | 0 | 0 | 0 | 0 | 0 | 0 | 0 | 0 | 0
2022-12-26 | 22-23 | 22-23 |  | 0 | 0.71279 | 0.46453 | 3.2452 | 1.0485 | 0 | 0.0045819 | 0.0023616 | 0.015734 | 0.0058793 |  |  | 0 | 0 | 0 | 0 |  | 0 | 0 | 0 | 0 | 0 | 0 | 0 | 0 | 0 | 0 | 0 | 0 | 0 | 0 | 0 | 0 | 0 | 0 | 0 | 0 | 0 | 0
2022-12-27 | 22-23 | 22-23 |  | 0 | 0.57222 | 0.4222 | 6.8981 | 1.4907 | 0 | 0.0047455 | 0.0020191 | 0.022833 | 0.0070017 |  |  | 0 | 0 | 0.0049871 | 0.00074533 |  | 0 | 0 | 0 | 0 | 0 | 0 | 0.0049871 | 0.00074533 | 0 | 0 | 0 | 0 | 0 | 0 | 0 | 0 | 0 | 0 | 0 | 0 | 0 | 0
2022-12-28 | 22-23 | 22-23 |  | 0 | 1.6674 | 6.7012 | 3.4657 | 2.6846 | 0 | 0.0084877 | 0.019164 | 0.009797 | 0.010234 |  |  | 0 | 0 | 0.66022 | 0.098671 |  | 0 | 0 | 0.0031526 | 0.00047117 | 0 | 0 | 0.66022 | 0.098671 | 0 | 0 | 0.0031526 | 0.00047117 | 0 | 0 | 0 | 0 | 0 | 0 | 0 | 0 | 0 | 0
2022-12-29 | 22-23 | 22-23 |  | 0 | 0.044685 | 0.32959 | 1.0981 | 0.24484 | 0 | 0.00031315 | 0.0021832 | 0.0024168 | 0.00090783 |  |  | 0 | 0 | 0 | 0 |  | 0 | 0 | 0 | 0 | 0 | 0 | 0 | 0 | 0 | 0 | 0 | 0 | 0 | 0 | 0 | 0 | 0 | 0 | 0 | 0 | 0 | 0
2022-12-30 | 22-23 | 22-23 |  | 0 | 0.021991 | 0.63714 | 0.46976 | 0.18171 | 0 | 0.00021811 | 0.0067852 | 0.0012048 | 0.0013564 |  |  | 0 | 0 | 0.0085926 | 0.0012842 |  | 0 | 0 | 0 | 0 | 0 | 0 | 0.0085926 | 0.0012842 | 0 | 0 | 0 | 0 | 0 | 0 | 0 | 0 | 0 | 0 | 0 | 0 | 0 | 0
2022-12-31 | 22-23 | 22-23 |  | 0 | 0.34441 | 0.021119 | 0.37863 | 0.29813 | 0 | 0.0041317 | 9.9887e-05 | 0.0023519 | 0.0032259 |  |  | 0 | 0 | 0 | 0 |  | 0 | 0 | 0 | 0 | 0 | 0 | 0 | 0 | 0 | 0 | 0 | 0 | 0 | 0 | 0 | 0 | 0 | 0 | 0 | 0 | 0 | 0
2023-01-01 | 22-23 | 22-23 |  | 0 | 0.034214 | 0.16775 | 0.10114 | 0.064143 | 0 | 0.00053594 | 0.0022046 | 0.00028857 | 0.00074718 |  |  | 0 | 0 | 0 | 0 |  | 0 | 0 | 0 | 0 | 0 | 0 | 0 | 0 | 0 | 0 | 0 | 0 | 0 | 0 | 0 | 0 | 0 | 0 | 0 | 0 | 0 | 0
2023-01-02 | 22-23 | 22-23 |  | 0 | 0.059888 | 0.18907 | 0.51713 | 0.1473 | 0 | 0.00040507 | 0.00046376 | 0.0037875 | 0.00091646 |  |  | 0 | 0 | 0 | 0 |  | 0 | 0 | 0 | 0 | 0 | 0 | 0 | 0 | 0 | 0 | 0 | 0 | 0 | 0 | 0 | 0 | 0 | 0 | 0 | 0 | 0 | 0
2023-01-03 | 22-23 | 22-23 |  | 0 | 0.040924 | 0.014655 | 0.052989 | 0.038456 | 0 | 0.00022123 | 7.8483e-05 | 0.000505 | 0.00024044 |  |  | 0 | 0 | 0 | 0 |  | 0 | 0 | 0 | 0 | 0 | 0 | 0 | 0 | 0 | 0 | 0 | 0 | 0 | 0 | 0 | 0 | 0 | 0 | 0 | 0 | 0 | 0
2023-01-04 | 22-23 | 22-23 |  | 0 | 0.049495 | 0.0052655 | 0.039224 | 0.040911 | 0 | 0.00035521 | 3.5674e-05 | 0.00024529 | 0.00028788 |  |  | 0 | 0 | 0 | 0 |  | 0 | 0 | 0 | 0 | 0 | 0 | 0 | 0 | 0 | 0 | 0 | 0 | 0 | 0 | 0 | 0 | 0 | 0 | 0 | 0 | 0 | 0
2023-01-05 | 22-23 | 22-23 |  | 0 | 0.035347 | 0.090284 | 0.0022581 | 0.038443 | 0 | 0.00032769 | 0.0022546 | 7.2143e-06 | 0.00056856 |  |  | 0 | 0 | 0 | 0 |  | 0 | 0 | 0 | 0 | 0 | 0 | 0 | 0 | 0 | 0 | 0 | 0 | 0 | 0 | 0 | 0 | 0 | 0 | 0 | 0 | 0 | 0
2023-01-06 | 22-23 | 22-23 |  | 0 | 0.076108 | 0.21812 | 1.2038 | 0.26555 | 0 | 0.00074522 | 0.0031607 | 0.0030396 | 0.0014476 |  |  | 0 | 0 | 0 | 0 |  | 0 | 0 | 0 | 0 | 0 | 0 | 0 | 0 | 0 | 0 | 0 | 0 | 0 | 0 | 0 | 0 | 0 | 0 | 0 | 0 | 0 | 0
2023-01-07 | 22-23 | 22-23 |  | 0 | 0.4112 | 0.025757 | 0.0044296 | 0.28912 | 0 | 0.0031652 | 0.00010702 | 1.4429e-05 | 0.0022088 |  |  | 0 | 0 | 0 | 0 |  | 0 | 0 | 0 | 0 | 0 | 0 | 0 | 0 | 0 | 0 | 0 | 0 | 0 | 0 | 0 | 0 | 0 | 0 | 0 | 0 | 0 | 0
2023-01-08 | 22-23 | 22-23 |  | 0 | 0.51023 | 0.023402 | 3.8628 | 0.93394 | 0 | 0.0052898 | 0.00010702 | 0.018651 | 0.0064644 |  |  | 0 | 0 | 0 | 0 |  | 0 | 0 | 0 | 0 | 0 | 0 | 0 | 0 | 0 | 0 | 0 | 0 | 0 | 0 | 0 | 0 | 0 | 0 | 0 | 0 | 0 | 0
2023-01-09 | 22-23 | 22-23 |  | 0 | 0.11625 | 0.044621 | 0.21095 | 0.11872 | 0 | 0.00051516 | 0.0004923 | 0.0010942 | 0.00059444 |  |  | 0 | 0 | 0 | 0 |  | 0 | 0 | 0 | 0 | 0 | 0 | 0 | 0 | 0 | 0 | 0 | 0 | 0 | 0 | 0 | 0 | 0 | 0 | 0 | 0 | 0 | 0
2023-01-10 | 22-23 | 22-23 |  | 0 | 0.044661 | 0.038699 | 0.28302 | 0.079053 | 0 | 0.00019267 | 0.00047803 | 0.00049057 | 0.00027889 |  |  | 0 | 0 | 0 | 0 |  | 0 | 0 | 0 | 0 | 0 | 0 | 0 | 0 | 0 | 0 | 0 | 0 | 0 | 0 | 0 | 0 | 0 | 0 | 0 | 0 | 0 | 0
2023-01-11 | 22-23 | 22-23 |  | 0 | 0.12704 | 0.13141 | 0.52095 | 0.18563 | 0 | 0.00043207 | 0.00086569 | 0.0014958 | 0.00065338 |  |  | 0 | 0 | 0 | 0 |  | 0 | 0 | 0 | 0 | 0 | 0 | 0 | 0 | 0 | 0 | 0 | 0 | 0 | 0 | 0 | 0 | 0 | 0 | 0 | 0 | 0 | 0
2023-01-12 | 22-23 | 22-23 |  | 0 | 0.061506 | 0.14091 | 0.13503 | 0.084039 | 0 | 0.0004918 | 0.00070872 | 0.00082002 | 0.00057 |  |  | 0 | 0 | 0.030873 | 0.0046141 |  | 0 | 0 | 0.00017795 | 2.6595e-05 | 0 | 0 | 0.030873 | 0.0046141 | 0 | 0 | 0.00017795 | 2.6595e-05 | 0 | 0 | 0 | 0 | 0 | 0 | 0 | 0 | 0 | 0
2023-01-13 | 22-23 | 22-23 |  | 0 | 1.1112 | 0.01544 | 0.45919 | 0.83999 | 0 | 0.0066655 | 0.00017123 | 0.0014332 | 0.0048529 |  |  | 0 | 0 | 0 | 0 |  | 0 | 0 | 0 | 0 | 0 | 0 | 0 | 0 | 0 | 0 | 0 | 0 | 0 | 0 | 0 | 0 | 0 | 0 | 0 | 0 | 0 | 0
2023-01-14 | 22-23 | 22-23 |  | 0 | 1.1062 | 0.72671 | 1.3077 | 1.0708 | 0 | 0.0082302 | 0.013485 | 0.0047662 | 0.0084458 |  |  | 0 | 0 | 0 | 0 |  | 0 | 0 | 0 | 0 | 0 | 0 | 0 | 0 | 0 | 0 | 0 | 0 | 0 | 0 | 0 | 0 | 0 | 0 | 0 | 0 | 0 | 0
2023-01-15 | 22-23 | 22-23 |  | 0 | 0.37995 | 0.49083 | 0.074586 | 0.34826 | 0 | 0.0033029 | 0.0035721 | 0.00034388 | 0.002877 |  |  | 0 | 0 | 0 | 0 |  | 0 | 0 | 0 | 0 | 0 | 0 | 0 | 0 | 0 | 0 | 0 | 0 | 0 | 0 | 0 | 0 | 0 | 0 | 0 | 0 | 0 | 0
2023-01-16 | 22-23 | 22-23 |  | 0 | 0.17642 | 0.0030466 | 0.03295 | 0.12748 | 0 | 0.0015595 | 7.1348e-06 | 0.00019719 | 0.0011098 |  |  | 0 | 0 | 0 | 0 |  | 0 | 0 | 0 | 0 | 0 | 0 | 0 | 0 | 0 | 0 | 0 | 0 | 0 | 0 | 0 | 0 | 0 | 0 | 0 | 0 | 0 | 0
2023-01-17 | 22-23 | 22-23 |  | 0.55102 | 1.2235 | 5.081 | 4.1335 | 2.2364 | 0.0067197 | 0.0098863 | 0.043894 | 0.010371 | 0.015074 |  |  | 0 | 0.079691 | 0.08159 | 0.024236 |  | 0 | 0.00013199 | 0.00017675 | 4.6362e-05 | 0 | 0.079691 | 0.08159 | 0.024236 | 0 | 0.00013199 | 0.00017675 | 4.6362e-05 | 0 | 0 | 0 | 0 | 0 | 0 | 0 | 0 | 0 | 0
2023-01-18 | 22-23 | 22-23 |  | 0 | 0.48766 | 2.0981 | 1.7062 | 0.90955 | 0 | 0.0093716 | 0.0053154 | 0.0054396 | 0.0081018 |  |  | 0 | 0 | 0.023453 | 0.0035051 |  | 0 | 0 | 0.00020921 | 3.1267e-05 | 0 | 0 | 0.023453 | 0.0035051 | 0 | 0 | 0.00020921 | 3.1267e-05 | 0 | 0 | 0 | 0 | 0 | 0 | 0 | 0 | 0 | 0
2023-01-19 | 22-23 | 22-23 |  | 0 | 0.15262 | 0.39162 | 0.53426 | 0.24465 | 0 | 0.0020072 | 0.0032725 | 0.0034568 | 0.0024002 |  |  | 0 | 0 | 0.31075 | 0.046442 |  | 0 | 0 | 0.0020525 | 0.00030674 | 0 | 0 | 0.31075 | 0.046442 | 0 | 0 | 0.0020525 | 0.00030674 | 0 | 0 | 0 | 0 | 0 | 0 | 0 | 0 | 0 | 0
2023-01-20 | 22-23 | 22-23 |  | 0 | 0.46523 | 0.01671 | 0.082053 | 0.33675 | 0 | 0.0047263 | 0.001006 | 0.00045931 | 0.0034915 |  |  | 0 | 0 | 0 | 0 |  | 0 | 0 | 0 | 0 | 0 | 0 | 0 | 0 | 0 | 0 | 0 | 0 | 0 | 0 | 0 | 0 | 0 | 0 | 0 | 0 | 0 | 0
2023-01-21 | 22-23 | 22-23 |  | 0 | 0.019735 | 0.0043165 | 0.012834 | 0.016228 | 0 | 0.0001854 | 1.427e-05 | 2.1643e-05 | 0.00013369 |  |  | 0 | 0 | 0 | 0 |  | 0 | 0 | 0 | 0 | 0 | 0 | 0 | 0 | 0 | 0 | 0 | 0 | 0 | 0 | 0 | 0 | 0 | 0 | 0 | 0 | 0 | 0
2023-01-22 | 22-23 | 22-23 |  | 0 | 0.24793 | 0.10829 | 1.2926 | 0.38113 | 0 | 0.0030417 | 0.00052084 | 0.010259 | 0.0037169 |  |  | 0.0026086 | 0 | 0 | 0.0018053 |  | 0 | 0 | 0 | 0 | 0.0026086 | 0 | 0 | 0.0018053 | 0 | 0 | 0 | 0 | 0 | 0 | 0 | 0 | 0 | 0 | 0 | 0 | 0 | 0
2023-01-23 | 22-23 | 22-23 |  | 0 | 0.72823 | 0.01255 | 2.8842 | 0.93692 | 0 | 0.0062152 | 0.002754 | 0.011965 | 0.0065056 |  |  | 0 | 0 | 0.63373 | 0.094712 |  | 0 | 0 | 0.0024132 | 0.00036065 | 0 | 0 | 0.63373 | 0.094712 | 0 | 0 | 0.0024132 | 0.00036065 | 0 | 0 | 0 | 0 | 0 | 0 | 0 | 0 | 0 | 0
2023-01-24 | 22-23 | 22-23 |  | 0 | 0.41873 | 1.3805 | 1.3315 | 0.6974 | 0 | 0.0030609 | 0.010971 | 0.0035206 | 0.0043023 |  |  | 0 | 0 | 0 | 0 |  | 0 | 0 | 0 | 0 | 0 | 0 | 0 | 0 | 0 | 0 | 0 | 0 | 0 | 0 | 0 | 0 | 0 | 0 | 0 | 0 | 0 | 0
2023-01-25 | 22-23 | 22-23 |  | 0 | 0.14708 | 0.020284 | 0.0074235 | 0.10596 | 0 | 0.0014203 | 4.9943e-05 | 5.05e-05 | 0.00099804 |  |  | 0 | 0 | 0 | 0 |  | 0 | 0 | 0 | 0 | 0 | 0 | 0 | 0 | 0 | 0 | 0 | 0 | 0 | 0 | 0 | 0 | 0 | 0 | 0 | 0 | 0 | 0
2023-01-26 | 22-23 | 22-23 |  | 0 | 0.3954 | 0.29509 | 0.46389 | 0.38756 | 0 | 0.0021811 | 0.00080623 | 0.0010076 | 0.0017819 |  |  | 0 | 0 | 0 | 0 |  | 0 | 0 | 0 | 0 | 0 | 0 | 0 | 0 | 0 | 0 | 0 | 0 | 0 | 0 | 0 | 0 | 0 | 0 | 0 | 0 | 0 | 0
2023-01-27 | 22-23 | 22-23 |  | 0 | 0.6167 | 0.64682 | 0.0038813 | 0.52511 | 0 | 0.0017153 | 0.011554 | 2.1643e-05 | 0.0029363 |  |  | 0 | 0 | 0 | 0 |  | 0 | 0 | 0 | 0 | 0 | 0 | 0 | 0 | 0 | 0 | 0 | 0 | 0 | 0 | 0 | 0 | 0 | 0 | 0 | 0 | 0 | 0
2023-01-28 | 22-23 | 22-23 |  | 0 | 0.83848 | 0.020891 | 3.4217 | 1.0948 | 0 | 0.0048619 | 1.427e-05 | 0.026013 | 0.0072546 |  |  | 0 | 0 | 0.065606 | 0.0098049 |  | 0 | 0 | 0.0029326 | 0.00043828 | 0 | 0 | 0.065606 | 0.0098049 | 0 | 0 | 0.0029326 | 0.00043828 | 0 | 0 | 0 | 0 | 0 | 0 | 0 | 0 | 0 | 0
2023-01-29 | 22-23 | 22-23 |  | 0 | 0.71831 | 4.7571 | 0.56348 | 1.3002 | 0 | 0.0076812 | 0.022639 | 0.0018048 | 0.0090066 |  |  | 0 | 0 | 0.1929 | 0.028829 |  | 0 | 0 | 0.00038596 | 5.7683e-05 | 0 | 0 | 0.1929 | 0.028829 | 0 | 0 | 0.00038596 | 5.7683e-05 | 0 | 0 | 0 | 0 | 0 | 0 | 0 | 0 | 0 | 0
2023-01-30 | 22-23 | 22-23 |  | 0.57658 | 0.47903 | 0.091568 | 1.682 | 0.60098 | 0.00014608 | 0.0033013 | 0.00059932 | 0.022184 | 0.0056917 |  |  | 0 | 0 | 0.013963 | 0.0020868 |  | 0 | 0 | 0.00041843 | 6.2535e-05 | 0 | 0 | 0.013963 | 0.0020868 | 0 | 0 | 0.00041843 | 6.2535e-05 | 0 | 0 | 0 | 0 | 0 | 0 | 0 | 0 | 0 | 0
2023-01-31 | 22-23 | 22-23 |  | 0 | 0.26174 | 6.388 | 0.094435 | 1.1606 | 0 | 0.0012297 | 0.020677 | 0.00038236 | 0.0040328 |  |  | 0 | 0 | 0 | 0 |  | 0 | 0 | 0 | 0 | 0 | 0 | 0 | 0 | 0 | 0 | 0 | 0 | 0 | 0 | 0 | 0 | 0 | 0 | 0 | 0 | 0 | 0
2023-02-01 | 22-23 | 22-23 |  | 0 | 0.085614 | 0.069895 | 0.90456 | 0.205 | 0 | 0.00055152 | 0.00025447 | 0.00084167 | 0.00054592 |  |  | 0 | 0 | 0 | 0 |  | 0 | 0 | 0 | 0 | 0 | 0 | 0 | 0 | 0 | 0 | 0 | 0 | 0 | 0 | 0 | 0 | 0 | 0 | 0 | 0 | 0 | 0
2023-02-02 | 22-23 | 22-23 |  | 0 | 0.83546 | 0.90146 | 2.5246 | 1.0917 | 0 | 0.0083808 | 0.015019 | 0.015407 | 0.010372 |  |  | 0 | 0 | 0.019967 | 0.0029841 |  | 0 | 0 | 5.7714e-05 | 8.6255e-06 | 0 | 0 | 0.019967 | 0.0029841 | 0 | 0 | 5.7714e-05 | 8.6255e-06 | 0 | 0 | 0 | 0 | 0 | 0 | 0 | 0 | 0 | 0
2023-02-03 | 22-23 | 22-23 |  | 0 | 0.40401 | 0.026263 | 0.98446 | 0.43069 | 0 | 0.0042631 | 0.00082763 | 0.010057 | 0.0045783 |  |  | 0 | 0 | 0 | 0 |  | 0 | 0 | 0 | 0 | 0 | 0 | 0 | 0 | 0 | 0 | 0 | 0 | 0 | 0 | 0 | 0 | 0 | 0 | 0 | 0 | 0 | 0
2023-02-04 | 22-23 | 22-23 |  | 0 | 0.40615 | 0.0059647 | 0.51889 | 0.35953 | 0 | 0.0036217 | 2.1404e-05 | 0.0034701 | 0.0030283 |  |  | 0 | 0 | 0 | 0 |  | 0 | 0 | 0 | 0 | 0 | 0 | 0 | 0 | 0 | 0 | 0 | 0 | 0 | 0 | 0 | 0 | 0 | 0 | 0 | 0 | 0 | 0
2023-02-05 | 22-23 | 22-23 |  | 0 | 0.015283 | 0.0026113 | 0.02266 | 0.014357 | 0 | 0.00012983 | 1.427e-05 | 0.00012986 | 0.00011141 |  |  | 0 | 0 | 0 | 0 |  | 0 | 0 | 0 | 0 | 0 | 0 | 0 | 0 | 0 | 0 | 0 | 0 | 0 | 0 | 0 | 0 | 0 | 0 | 0 | 0 | 0 | 0
2023-02-06 | 22-23 | 22-23 |  | 0 | 0.058361 | 1.4395 | 0.39345 | 0.31672 | 0 | 0.00021032 | 0.013849 | 0.002727 | 0.0026459 |  |  | 0 | 0 | 0 | 0 |  | 0 | 0 | 0 | 0 | 0 | 0 | 0 | 0 | 0 | 0 | 0 | 0 | 0 | 0 | 0 | 0 | 0 | 0 | 0 | 0 | 0 | 0
2023-02-07 | 22-23 | 22-23 |  | 0 | 0.18804 | 0.001358 | 0.69014 | 0.23348 | 0 | 0.0021001 | 2.6161e-05 | 0.0022941 | 0.0018002 |  |  | 0 | 0 | 0 | 0 |  | 0 | 0 | 0 | 0 | 0 | 0 | 0 | 0 | 0 | 0 | 0 | 0 | 0 | 0 | 0 | 0 | 0 | 0 | 0 | 0 | 0 | 0
2023-02-08 | 22-23 | 22-23 |  | 0 | 0.048738 | 0.32988 | 0.064125 | 0.093163 | 0 | 0.00043155 | 0.00081336 | 0.00024769 | 0.00045859 |  |  | 0 | 0 | 0 | 0 |  | 0 | 0 | 0 | 0 | 0 | 0 | 0 | 0 | 0 | 0 | 0 | 0 | 0 | 0 | 0 | 0 | 0 | 0 | 0 | 0 | 0 | 0
2023-02-09 | 22-23 | 22-23 |  | 0 | 0.17768 | 0.027105 | 2.4967 | 0.5002 | 0 | 0.005363 | 0.00021404 | 0.0061105 | 0.004657 |  |  | 0 | 0 | 0 | 0 |  | 0 | 0 | 0 | 0 | 0 | 0 | 0 | 0 | 0 | 0 | 0 | 0 | 0 | 0 | 0 | 0 | 0 | 0 | 0 | 0 | 0 | 0
2023-02-10 | 22-23 | 22-23 |  | 0 | 0.05904 | 0.26296 | 0.20431 | 0.11113 | 0 | 0.00053749 | 0.005451 | 0.0079646 | 0.002386 |  |  | 0 | 0 | 0.0091939 | 0.001374 |  | 0 | 0 | 0.00029579 | 4.4206e-05 | 0 | 0 | 0.0091939 | 0.001374 | 0 | 0 | 0.00029579 | 4.4206e-05 | 0 | 0 | 0 | 0 | 0 | 0 | 0 | 0 | 0 | 0
2023-02-11 | 22-23 | 22-23 |  | 0 | 0.022696 | 0.11678 | 0.0099971 | 0.034849 | 0 | 0.00014333 | 0.0012676 | 3.8476e-05 | 0.0002965 |  |  | 0 | 0 | 0.00036259 | 5.419e-05 |  | 0 | 0 | 0 | 0 | 0 | 0 | 0.00036259 | 5.419e-05 | 0 | 0 | 0 | 0 | 0 | 0 | 0 | 0 | 0 | 0 | 0 | 0 | 0 | 0
2023-02-12 | 22-23 | 22-23 |  | 0 | 0.041761 | 0.039377 | 0.13563 | 0.055121 | 0 | 0.00025706 | 0.00026399 | 0.00028857 | 0.00026092 |  |  | 0 | 0 | 0 | 0 |  | 0 | 0 | 0 | 0 | 0 | 0 | 0 | 0 | 0 | 0 | 0 | 0 | 0 | 0 | 0 | 0 | 0 | 0 | 0 | 0 | 0 | 0
2023-02-13 | 22-23 | 22-23 |  | 0 | 0.2118 | 0.13423 | 0.13671 | 0.18729 | 0 | 0.0033958 | 0.00078245 | 0.00046893 | 0.0025384 |  |  | 0 | 0 | 0 | 0 |  | 0 | 0 | 0 | 0 | 0 | 0 | 0 | 0 | 0 | 0 | 0 | 0 | 0 | 0 | 0 | 0 | 0 | 0 | 0 | 0 | 0 | 0
2023-02-14 | 22-23 | 22-23 |  | 0 | 0.16024 | 0.11954 | 0.017675 | 0.1316 | 0 | 0.001492 | 0.0008205 | 2.8857e-05 | 0.0011608 |  |  | 0 | 0 | 0 | 0 |  | 0 | 0 | 0 | 0 | 0 | 0 | 0 | 0 | 0 | 0 | 0 | 0 | 0 | 0 | 0 | 0 | 0 | 0 | 0 | 0 | 0 | 0
2023-02-15 | 22-23 | 22-23 |  | 0.031554 | 0.19698 | 1.0041 | 0.56687 | 0.37302 | 0.001753 | 0.0016244 | 0.0126 | 0.0063486 | 0.00399 |  |  | 0 | 0 | 0 | 0 |  | 0 | 0 | 0 | 0 | 0 | 0 | 0 | 0 | 0 | 0 | 0 | 0 | 0 | 0 | 0 | 0 | 0 | 0 | 0 | 0 | 0 | 0
2023-02-16 | 22-23 | 22-23 |  | 0 | 0.3896 | 0.040854 | 0.27269 | 0.31655 | 0 | 0.0036783 | 0.00014745 | 0.0013611 | 0.0027713 |  |  | 0 | 0 | 0.055755 | 0.0083326 |  | 0 | 0 | 0.00025971 | 3.8815e-05 | 0 | 0 | 0.055755 | 0.0083326 | 0 | 0 | 0.00025971 | 3.8815e-05 | 0 | 0 | 0 | 0 | 0 | 0 | 0 | 0 | 0 | 0
2023-02-17 | 22-23 | 22-23 |  | 0 | 0.087079 | 0.021376 | 2.7645 | 0.47665 | 0 | 0.00057333 | 0.00024258 | 0.026686 | 0.0044216 |  |  | 0 | 0 | 0 | 0 |  | 0 | 0 | 0 | 0 | 0 | 0 | 0 | 0 | 0 | 0 | 0 | 0 | 0 | 0 | 0 | 0 | 0 | 0 | 0 | 0 | 0 | 0
2023-02-18 | 22-23 | 22-23 |  | 0 | 0.079014 | 0.10702 | 0.082005 | 0.08311 | 0 | 0.00060033 | 0.00077293 | 0.00078636 | 0.00064979 |  |  | 0 | 0 | 0 | 0 |  | 0 | 0 | 0 | 0 | 0 | 0 | 0 | 0 | 0 | 0 | 0 | 0 | 0 | 0 | 0 | 0 | 0 | 0 | 0 | 0 | 0 | 0
2023-02-19 | 22-23 | 22-23 |  | 0 | 0.064369 | 0.0035959 | 0.4025 | 0.10524 | 0 | 0.00044558 | 1.427e-05 | 0.00092583 | 0.00044888 |  |  | 0 | 0 | 0 | 0 |  | 0 | 0 | 0 | 0 | 0 | 0 | 0 | 0 | 0 | 0 | 0 | 0 | 0 | 0 | 0 | 0 | 0 | 0 | 0 | 0 | 0 | 0
2023-02-20 | 22-23 | 22-23 |  | 0 | 0.5193 | 0.065833 | 0.048502 | 0.37658 | 0 | 0.0030749 | 0.0004923 | 0.0008585 | 0.0023307 |  |  | 0 | 0 | 0 | 0 |  | 0 | 0 | 0 | 0 | 0 | 0 | 0 | 0 | 0 | 0 | 0 | 0 | 0 | 0 | 0 | 0 | 0 | 0 | 0 | 0 | 0 | 0
2023-02-21 | 22-23 | 22-23 |  | 0 | 1.1714 | 0.75961 | 3.004 | 1.3744 | 0 | 0.011008 | 0.0047922 | 0.019178 | 0.011208 |  |  | 0 | 0 | 0 | 0 |  | 0 | 0 | 0 | 0 | 0 | 0 | 0 | 0 | 0 | 0 | 0 | 0 | 0 | 0 | 0 | 0 | 0 | 0 | 0 | 0 | 0 | 0
2023-02-22 | 22-23 | 22-23 |  | 0.23446 | 0.50048 | 0.030977 | 1.0327 | 0.50711 | 0.078154 | 0.0017153 | 0.00021167 | 0.003547 | 0.002326 |  |  | 0 | 0 | 0 | 0 |  | 0 | 0 | 0 | 0 | 0 | 0 | 0 | 0 | 0 | 0 | 0 | 0 | 0 | 0 | 0 | 0 | 0 | 0 | 0 | 0 | 0 | 0
2023-02-23 | 22-23 | 22-23 |  | 0 | 1.0035 | 0.19419 | 0.76603 | 0.83828 | 0 | 0.008051 | 0.0124 | 0.0016569 | 0.0076932 |  |  | 0 | 0 | 0 | 0 |  | 0 | 0 | 0 | 0 | 0 | 0 | 0 | 0 | 0 | 0 | 0 | 0 | 0 | 0 | 0 | 0 | 0 | 0 | 0 | 0 | 0 | 0
2023-02-24 | 22-23 | 22-23 |  | 0 | 1.0814 | 0.11231 | 0.31686 | 0.81272 | 0 | 0.0090818 | 0.00030917 | 0.00064929 | 0.0064289 |  |  | 0 | 0 | 0.15054 | 0.022498 |  | 0 | 0 | 0.00016593 | 2.4798e-05 | 0 | 0 | 0.15054 | 0.022498 | 0 | 0 | 0.00016593 | 2.4798e-05 | 0 | 0 | 0 | 0 | 0 | 0 | 0 | 0 | 0 | 0
2023-02-25 | 22-23 | 22-23 |  | 1.4466 | 0.83615 | 0.072385 | 4.8745 | 1.3288 | 0.011394 | 0.0059509 | 0.00051133 | 0.0096515 | 0.0057221 |  |  | 0 | 0 | 0.26278 | 0.039273 |  | 0 | 0 | 0.00060239 | 9.0028e-05 | 0 | 0 | 0.26278 | 0.039273 | 0 | 0 | 0.00060239 | 9.0028e-05 | 0 | 0 | 0 | 0 | 0 | 0 | 0 | 0 | 0 | 0
2023-02-26 | 22-23 | 22-23 |  | 0 | 0.10572 | 0.0020976 | 0.18911 | 0.10175 | 0 | 0.0004274 | 7.1348e-06 | 0.0002549 | 0.00033496 |  |  | 0 | 0 | 0.16964 | 0.025353 |  | 0 | 0 | 0.00024529 | 3.6658e-05 | 0 | 0 | 0.16964 | 0.025353 | 0 | 0 | 0.00024529 | 3.6658e-05 | 0 | 0 | 0 | 0 | 0 | 0 | 0 | 0 | 0 | 0
2023-02-27 | 22-23 | 22-23 |  | 0 | 0.24797 | 0.096063 | 0.27854 | 0.22775 | 0 | 0.0018431 | 0.00057078 | 0.0016328 | 0.0016058 |  |  | 0 | 0 | 0.0057494 | 0.00085926 |  | 0 | 0 | 0 | 0 | 0 | 0 | 0.0057494 | 0.00085926 | 0 | 0 | 0 | 0 | 0 | 0 | 0 | 0 | 0 | 0 | 0 | 0 | 0 | 0
2023-02-28 | 22-23 | 22-23 |  | 0 | 0.49635 | 0.055844 | 0.0019551 | 0.35223 | 0 | 0.0035101 | 0.00042571 | 7.2143e-06 | 0.0024946 |  |  | 0 | 0 | 0 | 0 |  | 0 | 0 | 0 | 0 | 0 | 0 | 0 | 0 | 0 | 0 | 0 | 0 | 0 | 0 | 0 | 0 | 0 | 0 | 0 | 0 | 0 | 0
2023-03-01 | 22-23 | 22-23 |  | 0 | 0.37044 | 0.21259 | 1.0878 | 0.45107 | 0 | 0.011375 | 0.0016339 | 0.0036865 | 0.0086697 |  |  | 0 | 0 | 0 | 0 |  | 0 | 0 | 0 | 0 | 0 | 0 | 0 | 0 | 0 | 0 | 0 | 0 | 0 | 0 | 0 | 0 | 0 | 0 | 0 | 0 | 0 | 0
2023-03-02 | 22-23 | 22-23 |  | 0 | 0.032614 | 0.053325 | 0.0013202 | 0.030826 | 0 | 0.00067719 | 1.427e-05 | 7.2143e-06 | 0.00047189 |  |  | 0 | 0 | 0 | 0 |  | 0 | 0 | 0 | 0 | 0 | 0 | 0 | 0 | 0 | 0 | 0 | 0 | 0 | 0 | 0 | 0 | 0 | 0 | 0 | 0 | 0 | 0
2023-03-03 | 22-23 | 22-23 |  | 0 | 0.26515 | 0.050892 | 0.027869 | 0.19535 | 0 | 0.003926 | 0.00032107 | 0.00022364 | 0.002799 |  |  | 0 | 0 | 0 | 0 |  | 0 | 0 | 0 | 0 | 0 | 0 | 0 | 0 | 0 | 0 | 0 | 0 | 0 | 0 | 0 | 0 | 0 | 0 | 0 | 0 | 0 | 0
2023-03-04 | 22-23 | 22-23 |  | 0 | 0.37487 | 0.023259 | 0.25484 | 0.30103 | 0 | 0.003468 | 2.8539e-05 | 0.0010966 | 0.0025682 |  |  | 0 | 0 | 0 | 0 |  | 0 | 0 | 0 | 0 | 0 | 0 | 0 | 0 | 0 | 0 | 0 | 0 | 0 | 0 | 0 | 0 | 0 | 0 | 0 | 0 | 0 | 0
2023-03-05 | 22-23 | 22-23 |  | 0 | 0.76688 | 0.099309 | 0.13143 | 0.56537 | 0 | 0.0096843 | 0.00091087 | 0.0006084 | 0.0069306 |  |  | 0 | 0 | 0 | 0 |  | 0 | 0 | 0 | 0 | 0 | 0 | 0 | 0 | 0 | 0 | 0 | 0 | 0 | 0 | 0 | 0 | 0 | 0 | 0 | 0 | 0 | 0
2023-03-06 | 22-23 | 22-23 |  | 0 | 0.041853 | 0.074159 | 1.2346 | 0.22468 | 0 | 0.00023317 | 0.00060646 | 0.0087004 | 0.0015533 |  |  | 0 | 0 | 0 | 0 |  | 0 | 0 | 0 | 0 | 0 | 0 | 0 | 0 | 0 | 0 | 0 | 0 | 0 | 0 | 0 | 0 | 0 | 0 | 0 | 0 | 0 | 0
2023-03-07 | 22-23 | 22-23 |  | 0 | 0.57379 | 0.0046661 | 1.3546 | 0.60024 | 0 | 0.0077275 | 1.427e-05 | 0.0056584 | 0.0061956 |  |  | 0 | 0 | 0 | 0 |  | 0 | 0 | 0 | 0 | 0 | 0 | 0 | 0 | 0 | 0 | 0 | 0 | 0 | 0 | 0 | 0 | 0 | 0 | 0 | 0 | 0 | 0
2023-03-08 | 22-23 | 22-23 |  | 0 | 0.17609 | 0.11055 | 5.3922 | 0.94444 | 0 | 0.00089115 | 0.0092681 | 0.0092703 | 0.0034028 |  |  | 0 | 0 | 1.831 | 0.27364 |  | 0 | 0 | 0 | 0 | 0 | 0 | 1.831 | 0.27364 | 0 | 0 | 0 | 0 | 0 | 0 | 0 | 0 | 0 | 0 | 0 | 0 | 0 | 0
2023-03-09 | 22-23 | 22-23 |  | 0 | 0.045492 | 0.030815 | 0.6911 | 0.13943 | 0 | 0.00017449 | 0.00042809 | 0.00056512 | 0.00026991 |  |  | 0 | 0 | 0 | 0 |  | 0 | 0 | 0 | 0 | 0 | 0 | 0 | 0 | 0 | 0 | 0 | 0 | 0 | 0 | 0 | 0 | 0 | 0 | 0 | 0 | 0 | 0
2023-03-10 | 22-23 | 22-23 |  | 0 | 0.30467 | 0.082207 | 0.22722 | 0.25723 | 0 | 0.0030385 | 0.0010774 | 0.0037731 | 0.0028295 |  |  | 0 | 0 | 0 | 0 |  | 0 | 0 | 0 | 0 | 0 | 0 | 0 | 0 | 0 | 0 | 0 | 0 | 0 | 0 | 0 | 0 | 0 | 0 | 0 | 0 | 0 | 0
2023-03-11 | 22-23 | 22-23 |  | 0 | 0.18957 | 0 | 0.0050789 | 0.13195 | 0 | 0.0021126 | 0 | 1.4429e-05 | 0.0014642 |  |  | 0 | 0 | 0 | 0 |  | 0 | 0 | 0 | 0 | 0 | 0 | 0 | 0 | 0 | 0 | 0 | 0 | 0 | 0 | 0 | 0 | 0 | 0 | 0 | 0 | 0 | 0
2023-03-12 | 22-23 | 22-23 |  | 0 | 0.3549 | 0.0029181 | 0 | 0.24605 | 0 | 0.0025795 | 2.8539e-05 | 0 | 0.0017894 |  |  | 0 | 0 | 0 | 0 |  | 0 | 0 | 0 | 0 | 0 | 0 | 0 | 0 | 0 | 0 | 0 | 0 | 0 | 0 | 0 | 0 | 0 | 0 | 0 | 0 | 0 | 0
2023-03-13 | 22-23 | 22-23 |  | 0 | 0.21945 | 0.0015054 | 0.20169 | 0.18224 | 0 | 0.0011544 | 7.1348e-06 | 0.00068536 | 0.00090244 |  |  | 0 | 0 | 0 | 0 |  | 0 | 0 | 0 | 0 | 0 | 0 | 0 | 0 | 0 | 0 | 0 | 0 | 0 | 0 | 0 | 0 | 0 | 0 | 0 | 0 | 0 | 0
2023-03-14 | 22-23 | 22-23 |  | 0 | 0.078692 | 0.088129 | 0.0044368 | 0.06844 | 0 | 0.0042735 | 0.00031393 | 2.1643e-05 | 0.0030081 |  |  | 0 | 0 | 0 | 0 |  | 0 | 0 | 0 | 0 | 0 | 0 | 0 | 0 | 0 | 0 | 0 | 0 | 0 | 0 | 0 | 0 | 0 | 0 | 0 | 0 | 0 | 0
2023-03-15 | 22-23 | 22-23 |  | 0 | 0.017345 | 0.037515 | 0.049173 | 0.025021 | 0 | 0.00011996 | 0.0004709 | 0.00015871 | 0.0001779 |  |  | 0 | 0 | 0 | 0 |  | 0 | 0 | 0 | 0 | 0 | 0 | 0 | 0 | 0 | 0 | 0 | 0 | 0 | 0 | 0 | 0 | 0 | 0 | 0 | 0 | 0 | 0
2023-03-16 | 22-23 | 22-23 |  | 0 | 0.66043 | 0.0087877 | 1.0966 | 0.62227 | 0 | 0.0071858 | 2.3783e-05 | 0.0094002 | 0.0063814 |  |  | 0 | 0 | 0 | 0 |  | 0 | 0 | 0 | 0 | 0 | 0 | 0 | 0 | 0 | 0 | 0 | 0 | 0 | 0 | 0 | 0 | 0 | 0 | 0 | 0 | 0 | 0
2023-03-17 | 22-23 | 22-23 |  | 0 | 0.53238 | 0.012101 | 0.14734 | 0.39229 | 0 | 0.004772 | 5.7078e-05 | 0.00073586 | 0.0034211 |  |  | 0 | 0 | 0 | 0 |  | 0 | 0 | 0 | 0 | 0 | 0 | 0 | 0 | 0 | 0 | 0 | 0 | 0 | 0 | 0 | 0 | 0 | 0 | 0 | 0 | 0 | 0
2023-03-18 | 22-23 | 22-23 |  | 0 | 0.11822 | 0.027426 | 0.023266 | 0.089433 | 0 | 0.00045804 | 0.00015697 | 1.4429e-05 | 0.00034286 |  |  | 0 | 0 | 0 | 0 |  | 0 | 0 | 0 | 0 | 0 | 0 | 0 | 0 | 0 | 0 | 0 | 0 | 0 | 0 | 0 | 0 | 0 | 0 | 0 | 0 | 0 | 0
2023-03-19 | 22-23 | 22-23 |  | 0 | 0.10266 | 0.025949 | 0.68753 | 0.17772 | 0 | 0.00068394 | 0.00026399 | 0.0015366 | 0.00074287 |  |  | 0 | 0 | 0 | 0 |  | 0 | 0 | 0 | 0 | 0 | 0 | 0 | 0 | 0 | 0 | 0 | 0 | 0 | 0 | 0 | 0 | 0 | 0 | 0 | 0 | 0 | 0
2023-03-20 | 22-23 |  | MED | 0 | 38.4735 | 0.25781 | 0.70118 | 26.7694 | 0 | 0.07592 | 0.0015982 | 0.0044079 | 0.053441 |  |  | 0 | 0 | 0 | 0 |  | 0 | 0 | 0 | 0 | 0 | 0 | 0 | 0 | 0 | 0 | 0 | 0 | 0 | 0 | 0 | 0 | 0 | 0 | 0 | 0 | 0 | 0
2023-03-21 | 22-23 | 22-23 |  | 0 | 0.9112 | 1.5471 | 2.5716 | 1.2487 | 0 | 0.0033564 | 0.0053582 | 0.0060263 | 0.0040331 |  |  | 0 | 0 | 0 | 0 |  | 0 | 0 | 0 | 0 | 0 | 0 | 0 | 0 | 0 | 0 | 0 | 0 | 0 | 0 | 0 | 0 | 0 | 0 | 0 | 0 | 0 | 0
2023-03-22 | 22-23 | 22-23 |  | 0 | 0.085304 | 0.064273 | 0.74244 | 0.17971 | 0 | 0.00096905 | 0.00052797 | 0.00016593 | 0.00077522 |  |  | 0 | 0 | 0 | 0 |  | 0 | 0 | 0 | 0 | 0 | 0 | 0 | 0 | 0 | 0 | 0 | 0 | 0 | 0 | 0 | 0 | 0 | 0 | 0 | 0 | 0 | 0
2023-03-23 | 22-23 | 22-23 |  | 0 | 0.11709 | 0.2325 | 0.16395 | 0.14067 | 0 | 0.0023525 | 0.0010631 | 0.00095228 | 0.001931 |  |  | 0 | 0 | 0.00081052 | 0.00012113 |  | 0 | 0 | 0 | 0 | 0 | 0 | 0.00081052 | 0.00012113 | 0 | 0 | 0 | 0 | 0 | 0 | 0 | 0 | 0 | 0 | 0 | 0 | 0 | 0
2023-03-24 | 22-23 | 22-23 |  | 0 | 0.18909 | 0.013278 | 0.29703 | 0.17726 | 0 | 0.0048359 | 9.513e-05 | 0.00099557 | 0.0035099 |  |  | 0 | 0 | 0.00022422 | 3.351e-05 |  | 0 | 0 | 0 | 0 | 0 | 0 | 0.00022422 | 3.351e-05 | 0 | 0 | 0 | 0 | 0 | 0 | 0 | 0 | 0 | 0 | 0 | 0 | 0 | 0
2023-03-25 | 22-23 | 22-23 |  | 0.055803 | 0.17577 | 0 | 0.011023 | 0.1237 | 0.00029216 | 0.0020378 | 0 | 5.05e-05 | 0.00142 |  |  | 0 | 0 | 0 | 0 |  | 0 | 0 | 0 | 0 | 0 | 0 | 0 | 0 | 0 | 0 | 0 | 0 | 0 | 0 | 0 | 0 | 0 | 0 | 0 | 0 | 0 | 0
2023-03-26 | 22-23 | 22-23 |  | 0 | 0.33899 | 0.60965 | 0.66698 | 0.42641 | 0 | 0.0014286 | 0.0020405 | 0.0028208 | 0.0017186 |  |  | 0 | 0 | 0 | 0 |  | 0 | 0 | 0 | 0 | 0 | 0 | 0 | 0 | 0 | 0 | 0 | 0 | 0 | 0 | 0 | 0 | 0 | 0 | 0 | 0 | 0 | 0
2023-03-27 | 22-23 | 22-23 |  | 0 | 0.30716 | 1.9025 | 1.0234 | 0.65303 | 0 | 0.0023151 | 0.033959 | 0.0069449 | 0.0077719 |  |  | 0 | 0 | 0 | 0 |  | 0 | 0 | 0 | 0 | 0 | 0 | 0 | 0 | 0 | 0 | 0 | 0 | 0 | 0 | 0 | 0 | 0 | 0 | 0 | 0 | 0 | 0
2023-03-28 | 22-23 | 22-23 |  | 0 | 0.58544 | 0.00503 | 0.77873 | 0.52229 | 0 | 0.0045882 | 2.1404e-05 | 0.0045041 | 0.0038516 |  |  | 0 | 0 | 0 | 0 |  | 0 | 0 | 0 | 0 | 0 | 0 | 0 | 0 | 0 | 0 | 0 | 0 | 0 | 0 | 0 | 0 | 0 | 0 | 0 | 0 | 0 | 0
2023-03-29 | 22-23 | 22-23 |  | 0 | 0.13008 | 2.3922 | 1.2166 | 0.63334 | 0 | 0.00049855 | 0.014626 | 0.010035 | 0.0040551 |  |  | 0 | 0 | 0 | 0 |  | 0 | 0 | 0 | 0 | 0 | 0 | 0 | 0 | 0 | 0 | 0 | 0 | 0 | 0 | 0 | 0 | 0 | 0 | 0 | 0 | 0 | 0
2023-03-30 | 22-23 | 22-23 |  | 0 | 0.036497 | 0.10597 | 0.034001 | 0.046353 | 0 | 0.00044558 | 0.00062073 | 0.0012841 | 0.00059408 |  |  | 0 | 0 | 0 | 0 |  | 0 | 0 | 0 | 0 | 0 | 0 | 0 | 0 | 0 | 0 | 0 | 0 | 0 | 0 | 0 | 0 | 0 | 0 | 0 | 0 | 0 | 0
2023-03-31 | 22-23 | 22-23 |  | 0 | 0.60199 | 0.086412 | 0.34986 | 0.48195 | 0 | 0.0096277 | 0.0019716 | 0.002828 | 0.0073834 |  |  | 0 | 0 | 0 | 0 |  | 0 | 0 | 0 | 0 | 0 | 0 | 0 | 0 | 0 | 0 | 0 | 0 | 0 | 0 | 0 | 0 | 0 | 0 | 0 | 0 | 0 | 0
2023-04-01 | 22-23 | 22-23 |  | 0 | 0.10742 | 0.14237 | 0.0072648 | 0.096937 | 0 | 0.0013507 | 0.00075391 | 7.2143e-06 | 0.0010498 |  |  | 0 | 0 | 0 | 0 |  | 0 | 0 | 0 | 0 | 0 | 0 | 0 | 0 | 0 | 0 | 0 | 0 | 0 | 0 | 0 | 0 | 0 | 0 | 0 | 0 | 0 | 0
2023-04-02 | 22-23 | 22-23 |  | 0 | 0.31363 | 0 | 0.0023302 | 0.21739 | 0 | 0.0012661 | 0 | 7.2143e-06 | 0.00087728 |  |  | 0 | 0 | 0 | 0 |  | 0 | 0 | 0 | 0 | 0 | 0 | 0 | 0 | 0 | 0 | 0 | 0 | 0 | 0 | 0 | 0 | 0 | 0 | 0 | 0 | 0 | 0
2023-04-03 | 22-23 | 22-23 |  | 0 | 0.017497 | 0.54854 | 1.516 | 0.32157 | 0 | 0.0015907 | 0.0029324 | 0.007094 | 0.0026042 |  |  | 0 | 0 | 0 | 0 |  | 0 | 0 | 0 | 0 | 0 | 0 | 0 | 0 | 0 | 0 | 0 | 0 | 0 | 0 | 0 | 0 | 0 | 0 | 0 | 0 | 0 | 0
2023-04-04 | 22-23 | 22-23 |  | 0 | 0.016826 | 0.14324 | 0.2498 | 0.070623 | 0 | 0.00011373 | 0.00062786 | 0.00082243 | 0.0002965 |  |  | 0 | 0 | 0 | 0 |  | 0 | 0 | 0 | 0 | 0 | 0 | 0 | 0 | 0 | 0 | 0 | 0 | 0 | 0 | 0 | 0 | 0 | 0 | 0 | 0 | 0 | 0
2023-04-05 | 22-23 | 22-23 |  | 0 | 0.76598 | 0 | 0.033498 | 0.5351 | 0 | 0.010702 | 0 | 0.00013467 | 0.0074262 |  |  | 0 | 0 | 0 | 0 |  | 0 | 0 | 0 | 0 | 0 | 0 | 0 | 0 | 0 | 0 | 0 | 0 | 0 | 0 | 0 | 0 | 0 | 0 | 0 | 0 | 0 | 0
2023-04-06 | 22-23 | 22-23 |  | 0.069827 | 0.18235 | 1.0165 | 6.2797 | 1.2188 | 0.00043824 | 0.003106 | 0.0030894 | 0.0081545 | 0.0038383 |  |  | 0 | 0 | 0.19689 | 0.029425 |  | 0 | 0 | 0.000202 | 3.0189e-05 | 0 | 0 | 0.19689 | 0.029425 | 0 | 0 | 0.000202 | 3.0189e-05 | 0 | 0 | 0 | 0 | 0 | 0 | 0 | 0 | 0 | 0
2023-04-07 | 22-23 | 22-23 |  | 0 | 0.67812 | 0.24318 | 0.3345 | 0.55603 | 0 | 0.0045539 | 0.0025376 | 0.0009595 | 0.0036784 |  |  | 0 | 0 | 0 | 0 |  | 0 | 0 | 0 | 0 | 0 | 0 | 0 | 0 | 0 | 0 | 0 | 0 | 0 | 0 | 0 | 0 | 0 | 0 | 0 | 0 | 0 | 0
2023-04-08 | 22-23 | 22-23 |  | 0 | 0.132 | 1.0471 | 0.82399 | 0.37273 | 0 | 0.00079248 | 0.015521 | 0.0037947 | 0.003461 |  |  | 0 | 0 | 0 | 0 |  | 0 | 0 | 0 | 0 | 0 | 0 | 0 | 0 | 0 | 0 | 0 | 0 | 0 | 0 | 0 | 0 | 0 | 0 | 0 | 0 | 0 | 0
2023-04-09 | 22-23 | 22-23 |  | 0 | 1.4624 | 0.0056864 | 0.004747 | 1.0136 | 0 | 0.019107 | 2.1404e-05 | 7.2143e-06 | 0.013227 |  |  | 0 | 0 | 0 | 0 |  | 0 | 0 | 0 | 0 | 0 | 0 | 0 | 0 | 0 | 0 | 0 | 0 | 0 | 0 | 0 | 0 | 0 | 0 | 0 | 0 | 0 | 0
2023-04-10 | 22-23 | 22-23 |  | 0 | 0.024373 | 0.011658 | 0.52242 | 0.096706 | 0 | 0.00026485 | 4.2809e-05 | 0.0022797 | 0.00053047 |  |  | 0 | 0 | 0 | 0 |  | 0 | 0 | 0 | 0 | 0 | 0 | 0 | 0 | 0 | 0 | 0 | 0 | 0 | 0 | 0 | 0 | 0 | 0 | 0 | 0 | 0 | 0
2023-04-11 | 22-23 | 22-23 |  | 0 | 0.074872 | 0.41842 | 1.5563 | 0.34764 | 0 | 0.00062111 | 0.0015506 | 0.0048624 | 0.0013909 |  |  | 0 | 0 | 0 | 0 |  | 0 | 0 | 0 | 0 | 0 | 0 | 0 | 0 | 0 | 0 | 0 | 0 | 0 | 0 | 0 | 0 | 0 | 0 | 0 | 0 | 0 | 0
2023-04-12 | 22-23 | 22-23 |  | 0 | 0.08587 | 0.010531 | 0.57851 | 0.14748 | 0 | 0.00036716 | 2.8539e-05 | 0.0045739 | 0.00094197 |  |  | 0 | 0 | 0 | 0 |  | 0 | 0 | 0 | 0 | 0 | 0 | 0 | 0 | 0 | 0 | 0 | 0 | 0 | 0 | 0 | 0 | 0 | 0 | 0 | 0 | 0 | 0
2023-04-13 | 22-23 | 22-23 |  | 0 | 0.48466 | 0.095363 | 0.11598 | 0.36716 | 0 | 0.0027758 | 0.00027826 | 0.0036841 | 0.0025136 |  |  | 0 | 0 | 0 | 0 |  | 0 | 0 | 0 | 0 | 0 | 0 | 0 | 0 | 0 | 0 | 0 | 0 | 0 | 0 | 0 | 0 | 0 | 0 | 0 | 0 | 0 | 0
2023-04-14 | 22-23 | 22-23 |  | 0 | 0.045728 | 1.8027 | 0.73643 | 0.41413 | 0 | 0.00047258 | 0.01494 | 0.01876 | 0.0053884 |  |  | 0 | 0 | 0 | 0 |  | 0 | 0 | 0 | 0 | 0 | 0 | 0 | 0 | 0 | 0 | 0 | 0 | 0 | 0 | 0 | 0 | 0 | 0 | 0 | 0 | 0 | 0
2023-04-15 | 22-23 | 22-23 |  | 0 | 0.29656 | 0.22595 | 0.789 | 0.3573 | 0 | 0.0030001 | 0.0034295 | 0.0049129 | 0.0033287 |  |  | 0 | 0 | 0 | 0 |  | 0 | 0 | 0 | 0 | 0 | 0 | 0 | 0 | 0 | 0 | 0 | 0 | 0 | 0 | 0 | 0 | 0 | 0 | 0 | 0 | 0 | 0
2023-04-16 | 22-23 | 22-23 |  | 0.02235 | 0.021561 | 2.1324 | 2.5132 | 0.71294 | 0.00043824 | 0.00010334 | 0.014712 | 0.0057786 | 0.0031616 |  |  | 0 | 0 | 0 | 0 |  | 0 | 0 | 0 | 0 | 0 | 0 | 0 | 0 | 0 | 0 | 0 | 0 | 0 | 0 | 0 | 0 | 0 | 0 | 0 | 0 | 0 | 0
2023-04-17 | 22-23 | 22-23 |  | 0 | 0.060718 | 0.011059 | 2.4509 | 0.40999 | 0 | 0.00043 | 3.5674e-05 | 0.018719 | 0.0031005 |  |  | 0 | 0 | 0 | 0 |  | 0 | 0 | 0 | 0 | 0 | 0 | 0 | 0 | 0 | 0 | 0 | 0 | 0 | 0 | 0 | 0 | 0 | 0 | 0 | 0 | 0 | 0
2023-04-18 | 22-23 | 22-23 |  | 0.056387 | 0.059603 | 0.0025043 | 0.37835 | 0.098588 | 0.00014608 | 0.00050322 | 2.1404e-05 | 0.0024601 | 0.00072023 |  |  | 0 | 0 | 0 | 0 |  | 0 | 0 | 0 | 0 | 0 | 0 | 0 | 0 | 0 | 0 | 0 | 0 | 0 | 0 | 0 | 0 | 0 | 0 | 0 | 0 | 0 | 0
2023-04-19 | 22-23 | 22-23 |  | 0.24936 | 0.63216 | 2.682 | 1.7406 | 1.1048 | 0.00014608 | 0.0029518 | 0.0052536 | 0.010641 | 0.0044281 |  |  | 0 | 0 | 0 | 0 |  | 0 | 0 | 0 | 0 | 0 | 0 | 0 | 0 | 0 | 0 | 0 | 0 | 0 | 0 | 0 | 0 | 0 | 0 | 0 | 0 | 0 | 0
2023-04-20 | 22-23 | 22-23 |  | 0 | 0.78125 | 0.0049159 | 0.51173 | 0.61789 | 0 | 0.0043181 | 2.8539e-05 | 0.0024577 | 0.00336 |  |  | 0 | 0 | 0 | 0 |  | 0 | 0 | 0 | 0 | 0 | 0 | 0 | 0 | 0 | 0 | 0 | 0 | 0 | 0 | 0 | 0 | 0 | 0 | 0 | 0 | 0 | 0
2023-04-21 | 22-23 | 22-23 |  | 0 | 0.23479 | 0.25538 | 0.26435 | 0.24059 | 0 | 0.0015294 | 0.0019335 | 0.00098595 | 0.001498 |  |  | 0 | 0 | 0 | 0 |  | 0 | 0 | 0 | 0 | 0 | 0 | 0 | 0 | 0 | 0 | 0 | 0 | 0 | 0 | 0 | 0 | 0 | 0 | 0 | 0 | 0 | 0
2023-04-22 | 22-23 | 22-23 |  | 0 | 0.72194 | 0.0021476 | 0.043048 | 0.50638 | 0 | 0.0041359 | 7.1348e-06 | 0.00064929 | 0.0029603 |  |  | 0 | 0 | 0 | 0 |  | 0 | 0 | 0 | 0 | 0 | 0 | 0 | 0 | 0 | 0 | 0 | 0 | 0 | 0 | 0 | 0 | 0 | 0 | 0 | 0 | 0 | 0
2023-04-23 | 22-23 | 22-23 |  | 0 | 0.12031 | 0.0067352 | 0.12759 | 0.10335 | 0 | 0.00096697 | 2.8539e-05 | 0.00053386 | 0.00075329 |  |  | 0 | 0 | 0 | 0 |  | 0 | 0 | 0 | 0 | 0 | 0 | 0 | 0 | 0 | 0 | 0 | 0 | 0 | 0 | 0 | 0 | 0 | 0 | 0 | 0 | 0 | 0
2023-04-24 | 22-23 | 22-23 |  | 0 | 0.15757 | 0.022945 | 0.089104 | 0.12583 | 0 | 0.00063772 | 0.00020691 | 0.00054829 | 0.00055455 |  |  | 0 | 0 | 0 | 0 |  | 0 | 0 | 0 | 0 | 0 | 0 | 0 | 0 | 0 | 0 | 0 | 0 | 0 | 0 | 0 | 0 | 0 | 0 | 0 | 0 | 0 | 0
2023-04-25 | 22-23 | 22-23 |  | 0 | 0.23747 | 0.94905 | 0.058501 | 0.3165 | 0 | 0.0033262 | 0.0023259 | 0.00023567 | 0.0026886 |  |  | 0 | 0 | 0 | 0 |  | 0 | 0 | 0 | 0 | 0 | 0 | 0 | 0 | 0 | 0 | 0 | 0 | 0 | 0 | 0 | 0 | 0 | 0 | 0 | 0 | 0 | 0
2023-04-26 | 22-23 | 22-23 |  | 0 | 0.23825 | 0.0099387 | 0.16003 | 0.1903 | 0 | 0.0058564 | 3.5674e-05 | 0.00087293 | 0.0041887 |  |  | 0 | 0 | 0 | 0 |  | 0 | 0 | 0 | 0 | 0 | 0 | 0 | 0 | 0 | 0 | 0 | 0 | 0 | 0 | 0 | 0 | 0 | 0 | 0 | 0 | 0 | 0
2023-04-27 | 22-23 | 22-23 |  | 0 | 0.049156 | 0.86985 | 1.6186 | 0.40736 | 0 | 0.00038118 | 0.028239 | 0.007183 | 0.0056048 |  |  | 0 | 0 | 0.035179 | 0.0052575 |  | 0 | 0 | 0.00014429 | 2.1564e-05 | 0 | 0 | 0.035179 | 0.0052575 | 0 | 0 | 0.00014429 | 2.1564e-05 | 0 | 0 | 0 | 0 | 0 | 0 | 0 | 0 | 0 | 0
2023-04-28 | 22-23 | 22-23 |  | 0 | 0.19595 | 0.00094893 | 1.1403 | 0.30618 | 0 | 0.0016551 | 7.1348e-06 | 0.0065602 | 0.0021269 |  |  | 0 | 0 | 0 | 0 |  | 0 | 0 | 0 | 0 | 0 | 0 | 0 | 0 | 0 | 0 | 0 | 0 | 0 | 0 | 0 | 0 | 0 | 0 | 0 | 0 | 0 | 0
2023-04-29 | 22-23 | 22-23 |  | 0 | 0.033607 | 4.027 | 0.20417 | 0.66232 | 0 | 0.00028926 | 0.044821 | 0.0013659 | 0.0071775 |  |  | 0 | 0 | 0 | 0 |  | 0 | 0 | 0 | 0 | 0 | 0 | 0 | 0 | 0 | 0 | 0 | 0 | 0 | 0 | 0 | 0 | 0 | 0 | 0 | 0 | 0 | 0
2023-04-30 | 22-23 | 22-23 |  | 0 | 0.008751 | 0.20557 | 0.0137 | 0.039169 | 0 | 5.2971e-05 | 0.0019193 | 6.9738e-05 | 0.00033711 |  |  | 0 | 0 | 0 | 0 |  | 0 | 0 | 0 | 0 | 0 | 0 | 0 | 0 | 0 | 0 | 0 | 0 | 0 | 0 | 0 | 0 | 0 | 0 | 0 | 0 | 0 | 0
2023-05-01 | 22-23 | 22-23 |  | 0 | 0.51116 | 3.0107 | 0.060369 | 0.81774 | 0 | 0.014847 | 0.021939 | 0.00041843 | 0.013653 |  |  | 0 | 0 | 0 | 0 |  | 0 | 0 | 0 | 0 | 0 | 0 | 0 | 0 | 0 | 0 | 0 | 0 | 0 | 0 | 0 | 0 | 0 | 0 | 0 | 0 | 0 | 0
2023-05-02 | 22-23 | 22-23 |  | 0 | 0.28991 | 1.0557 | 0.12973 | 0.37955 | 0 | 0.0040881 | 0.0026399 | 0.0010316 | 0.0033823 |  |  | 0 | 0 | 0 | 0 |  | 0 | 0 | 0 | 0 | 0 | 0 | 0 | 0 | 0 | 0 | 0 | 0 | 0 | 0 | 0 | 0 | 0 | 0 | 0 | 0 | 0 | 0
2023-05-03 | 22-23 | 22-23 |  | 0 | 0.26889 | 0.88506 | 0.84718 | 0.44645 | 0 | 0.0036368 | 0.0046305 | 0.0050476 | 0.003971 |  |  | 0 | 0 | 0 | 0 |  | 0 | 0 | 0 | 0 | 0 | 0 | 0 | 0 | 0 | 0 | 0 | 0 | 0 | 0 | 0 | 0 | 0 | 0 | 0 | 0 | 0 | 0
2023-05-04 | 22-23 | 22-23 |  | 0 | 0.059391 | 0.07189 | 0.62608 | 0.14553 | 0 | 0.0004113 | 0.00044236 | 0.0033691 | 0.000855 |  |  | 0 | 0 | 0.013707 | 0.0020486 |  | 0 | 0 | 0.00018036 | 2.6955e-05 | 0 | 0 | 0.013707 | 0.0020486 | 0 | 0 | 0.00018036 | 2.6955e-05 | 0 | 0 | 0 | 0 | 0 | 0 | 0 | 0 | 0 | 0
2023-05-05 | 22-23 | 22-23 |  | 0 | 0.055775 | 0.11509 | 0.0093064 | 0.057383 | 0 | 0.00064136 | 0.00046614 | 0.00012986 | 0.0005337 |  |  | 0 | 0 | 0 | 0 |  | 0 | 0 | 0 | 0 | 0 | 0 | 0 | 0 | 0 | 0 | 0 | 0 | 0 | 0 | 0 | 0 | 0 | 0 | 0 | 0 | 0 | 0
2023-05-06 | 22-23 | 22-23 |  | 0 | 0.1277 | 1.0116 | 0.51627 | 0.3184 | 0 | 0.0012365 | 0.012985 | 0.0025226 | 0.003195 |  |  | 0 | 0 | 0 | 0 |  | 0 | 0 | 0 | 0 | 0 | 0 | 0 | 0 | 0 | 0 | 0 | 0 | 0 | 0 | 0 | 0 | 0 | 0 | 0 | 0 | 0 | 0
2023-05-07 | 22-23 | 22-23 |  | 0 | 0.23189 | 3.2445 | 0.11021 | 0.66725 | 0 | 0.0011451 | 0.019506 | 0.00048336 | 0.0038125 |  |  | 0 | 0 | 0 | 0 |  | 0 | 0 | 0 | 0 | 0 | 0 | 0 | 0 | 0 | 0 | 0 | 0 | 0 | 0 | 0 | 0 | 0 | 0 | 0 | 0 | 0 | 0
2023-05-08 | 22-23 | 22-23 |  | 0 | 0.1789 | 0.007199 | 0.24257 | 0.16115 | 0 | 0.00072808 | 0.00014983 | 0.00088736 | 0.00065913 |  |  | 0 | 0 | 0 | 0 |  | 0 | 0 | 0 | 0 | 0 | 0 | 0 | 0 | 0 | 0 | 0 | 0 | 0 | 0 | 0 | 0 | 0 | 0 | 0 | 0 | 0 | 0
2023-05-09 | 22-23 | 22-23 |  | 0 | 0.055343 | 0.019021 | 0.0079501 | 0.042363 | 0 | 0.00022538 | 0.00012129 | 2.8857e-05 | 0.00017862 |  |  | 0 | 0 | 0 | 0 |  | 0 | 0 | 0 | 0 | 0 | 0 | 0 | 0 | 0 | 0 | 0 | 0 | 0 | 0 | 0 | 0 | 0 | 0 | 0 | 0 | 0 | 0
2023-05-10 | 22-23 | 22-23 |  | 0 | 0.33645 | 0.0011772 | 0.10409 | 0.24857 | 0 | 0.0027129 | 7.1348e-06 | 2.8857e-05 | 0.0018829 |  |  | 0 | 0 | 0 | 0 |  | 0 | 0 | 0 | 0 | 0 | 0 | 0 | 0 | 0 | 0 | 0 | 0 | 0 | 0 | 0 | 0 | 0 | 0 | 0 | 0 | 0 | 0
2023-05-11 | 22-23 | 22-23 |  | 0 | 0.35229 | 0.018137 | 0.025502 | 0.25035 | 0 | 0.0022601 | 0.00027112 | 0.00038957 | 0.0016633 |  |  | 0 | 0 | 0 | 0 |  | 0 | 0 | 0 | 0 | 0 | 0 | 0 | 0 | 0 | 0 | 0 | 0 | 0 | 0 | 0 | 0 | 0 | 0 | 0 | 0 | 0 | 0
2023-05-12 | 22-23 | 22-23 |  | 0 | 0.37098 | 0.072975 | 0.25325 | 0.30561 | 0 | 0.0025078 | 0.00068018 | 0.0015655 | 0.0020723 |  |  | 0 | 0 | 0 | 0 |  | 0 | 0 | 0 | 0 | 0 | 0 | 0 | 0 | 0 | 0 | 0 | 0 | 0 | 0 | 0 | 0 | 0 | 0 | 0 | 0 | 0 | 0
2023-05-13 | 22-23 | 22-23 |  | 0 | 0.022928 | 0.0008205 | 1.06 | 0.17441 | 0 | 9.919e-05 | 7.1348e-06 | 0.0083373 | 0.0013157 |  |  | 0 | 0 | 0 | 0 |  | 0 | 0 | 0 | 0 | 0 | 0 | 0 | 0 | 0 | 0 | 0 | 0 | 0 | 0 | 0 | 0 | 0 | 0 | 0 | 0 | 0 | 0
2023-05-14 | 22-23 | 22-23 |  | 0 | 0.00069017 | 0.22161 | 0.29079 | 0.077425 | 0 | 4.6739e-06 | 0.0013984 | 0.00096311 | 0.0003585 |  |  | 0 | 0 | 0.011279 | 0.0016857 |  | 0 | 0 | 6.1321e-05 | 9.1646e-06 | 0 | 0 | 0.011279 | 0.0016857 | 0 | 0 | 6.1321e-05 | 9.1646e-06 | 0 | 0 | 0 | 0 | 0 | 0 | 0 | 0 | 0 | 0
2023-05-15 | 22-23 | 22-23 |  | 0 | 0.047782 | 0.011187 | 0.27238 | 0.075466 | 0 | 0.0006076 | 9.9887e-05 | 0.0011831 | 0.00061241 |  |  | 0 | 0 | 0 | 0 |  | 0 | 0 | 0 | 0 | 0 | 0 | 0 | 0 | 0 | 0 | 0 | 0 | 0 | 0 | 0 | 0 | 0 | 0 | 0 | 0 | 0 | 0
2023-05-16 | 22-23 | 22-23 |  | 0.038419 | 0.012593 | 0.18971 | 0.14631 | 0.059533 | 0.00014608 | 0.00030069 | 0.0016196 | 0.00049057 | 0.00052723 |  |  | 0 | 0 | 0 | 0 |  | 0 | 0 | 0 | 0 | 0 | 0 | 0 | 0 | 0 | 0 | 0 | 0 | 0 | 0 | 0 | 0 | 0 | 0 | 0 | 0 | 0 | 0
2023-05-17 | 22-23 | 22-23 |  | 0 | 0.018153 | 0.010338 | 0.17274 | 0.039941 | 0 | 0.00022279 | 2.1404e-05 | 0.00074307 | 0.00026847 |  |  | 0 | 0 | 0 | 0 |  | 0 | 0 | 0 | 0 | 0 | 0 | 0 | 0 | 0 | 0 | 0 | 0 | 0 | 0 | 0 | 0 | 0 | 0 | 0 | 0 | 0 | 0
2023-05-18 | 22-23 | 22-23 |  | 0 | 0.10106 | 0.57108 | 1.4601 | 0.37446 | 0 | 0.00045388 | 0.0016791 | 0.00093064 | 0.00070693 |  |  | 0 | 0 | 0 | 0 |  | 0 | 0 | 0 | 0 | 0 | 0 | 0 | 0 | 0 | 0 | 0 | 0 | 0 | 0 | 0 | 0 | 0 | 0 | 0 | 0 | 0 | 0
2023-05-19 | 22-23 | 22-23 |  | 0 | 0.69812 | 1.1299 | 0.9147 | 0.79059 | 0 | 0.0059187 | 0.00757 | 0.0096094 | 0.0066761 |  |  | 0 | 0 | 0 | 0 |  | 0 | 0 | 0 | 0 | 0 | 0 | 0 | 0 | 0 | 0 | 0 | 0 | 0 | 0 | 0 | 0 | 0 | 0 | 0 | 0 | 0 | 0
2023-05-20 | 22-23 | 22-23 |  | 0 | 0.052586 | 0.016472 | 0.64835 | 0.13578 | 0 | 0.00023525 | 0.00014745 | 0.0084623 | 0.0014498 |  |  | 0 | 0 | 0 | 0 |  | 0 | 0 | 0 | 0 | 0 | 0 | 0 | 0 | 0 | 0 | 0 | 0 | 0 | 0 | 0 | 0 | 0 | 0 | 0 | 0 | 0 | 0
2023-05-21 | 22-23 | 22-23 |  | 0 | 0.0036534 | 0 | 0.62346 | 0.095705 | 0 | 2.1811e-05 | 0 | 0.0073874 | 0.0011192 |  |  | 0 | 0 | 0 | 0 |  | 0 | 0 | 0 | 0 | 0 | 0 | 0 | 0 | 0 | 0 | 0 | 0 | 0 | 0 | 0 | 0 | 0 | 0 | 0 | 0 | 0 | 0
2023-05-22 | 22-23 | 22-23 |  | 0 | 0.024483 | 0.084026 | 0.61072 | 0.12092 | 0 | 0.0002259 | 0.00039479 | 0.0018252 | 0.00048878 |  |  | 0 | 0 | 0 | 0 |  | 0 | 0 | 0 | 0 | 0 | 0 | 0 | 0 | 0 | 0 | 0 | 0 | 0 | 0 | 0 | 0 | 0 | 0 | 0 | 0 | 0 | 0
2023-05-23 | 22-23 | 22-23 |  | 0 | 0.068387 | 0 | 0.038986 | 0.053154 | 0 | 0.00037131 | 0 | 1.4429e-05 | 0.00025912 |  |  | 0 | 0 | 0 | 0 |  | 0 | 0 | 0 | 0 | 0 | 0 | 0 | 0 | 0 | 0 | 0 | 0 | 0 | 0 | 0 | 0 | 0 | 0 | 0 | 0 | 0 | 0
2023-05-24 | 22-23 | 22-23 |  | 0 | 0.056582 | 0.091118 | 0.073771 | 0.063952 | 0 | 0.00043155 | 0.00026161 | 0.00070459 | 0.00044349 |  |  | 0 | 0 | 0 | 0 |  | 0 | 0 | 0 | 0 | 0 | 0 | 0 | 0 | 0 | 0 | 0 | 0 | 0 | 0 | 0 | 0 | 0 | 0 | 0 | 0 | 0 | 0
2023-05-25 | 22-23 | 22-23 |  | 0 | 0.50713 | 0.69988 | 0.18643 | 0.48459 | 0 | 0.0084369 | 0.0037921 | 0.00087774 | 0.006543 |  |  | 0 | 0.44154 | 0 | 0.066724 |  | 0 | 0.0023366 | 0 | 0.00035311 | 0 | 0.44154 | 0 | 0.066724 | 0 | 0.0023366 | 0 | 0.00035311 | 0 | 0 | 0 | 0 | 0 | 0 | 0 | 0 | 0 | 0
2023-05-26 | 22-23 | 22-23 |  | 0 | 0.19568 | 0.0017338 | 0.17988 | 0.16257 | 0 | 0.00074626 | 1.427e-05 | 0.00059879 | 0.0006081 |  |  | 0 | 0 | 0 | 0 |  | 0 | 0 | 0 | 0 | 0 | 0 | 0 | 0 | 0 | 0 | 0 | 0 | 0 | 0 | 0 | 0 | 0 | 0 | 0 | 0 | 0 | 0
2023-05-27 | 22-23 | 22-23 |  | 0 | 0.033425 | 0.024822 | 0.34163 | 0.07794 | 0 | 0.00042428 | 0.00052797 | 0.0006565 | 0.00047153 |  |  | 0 | 0 | 0 | 0 |  | 0 | 0 | 0 | 0 | 0 | 0 | 0 | 0 | 0 | 0 | 0 | 0 | 0 | 0 | 0 | 0 | 0 | 0 | 0 | 0 | 0 | 0
2023-05-28 | 22-23 | 22-23 |  | 0 | 0.024022 | 0.53892 | 0.031952 | 0.10284 | 0 | 0.00012464 | 0.01265 | 0.00026693 | 0.0020378 |  |  | 0 | 0 | 0 | 0 |  | 0 | 0 | 0 | 0 | 0 | 0 | 0 | 0 | 0 | 0 | 0 | 0 | 0 | 0 | 0 | 0 | 0 | 0 | 0 | 0 | 0 | 0
2023-05-29 | 22-23 | 22-23 |  | 0 | 0.5874 | 1.3009 | 0.024709 | 0.60679 | 0 | 0.0024912 | 0.003439 | 6.4929e-05 | 0.0022534 |  |  | 0 | 0 | 0 | 0 |  | 0 | 0 | 0 | 0 | 0 | 0 | 0 | 0 | 0 | 0 | 0 | 0 | 0 | 0 | 0 | 0 | 0 | 0 | 0 | 0 | 0 | 0
2023-05-30 | 22-23 | 22-23 |  | 0 | 0.16793 | 0.01231 | 0.17386 | 0.14406 | 0 | 0.002324 | 7.1348e-05 | 0.001111 | 0.0017851 |  |  | 0 | 0 | 0 | 0 |  | 0 | 0 | 0 | 0 | 0 | 0 | 0 | 0 | 0 | 0 | 0 | 0 | 0 | 0 | 0 | 0 | 0 | 0 | 0 | 0 | 0 | 0
2023-05-31 | 22-23 | 22-23 |  | 0 | 0.036412 | 0.0053868 | 0.13595 | 0.04633 | 0 | 0.00028251 | 4.2809e-05 | 0.00068776 | 0.00030477 |  |  | 0 | 0 | 0 | 0 |  | 0 | 0 | 0 | 0 | 0 | 0 | 0 | 0 | 0 | 0 | 0 | 0 | 0 | 0 | 0 | 0 | 0 | 0 | 0 | 0 | 0 | 0
2023-06-01 | 22-23 | 22-23 |  | 0 | 1.2409 | 0.15399 | 0.095358 | 0.89628 | 0 | 0.016183 | 0.00090612 | 0.00057714 | 0.011423 |  |  | 0 | 0 | 0 | 0 |  | 0 | 0 | 0 | 0 | 0 | 0 | 0 | 0 | 0 | 0 | 0 | 0 | 0 | 0 | 0 | 0 | 0 | 0 | 0 | 0 | 0 | 0
2023-06-02 | 22-23 | 22-23 |  | 0 | 0.34765 | 0.020912 | 0.10025 | 0.25873 | 0 | 0.0045534 | 9.9887e-05 | 0.00048095 | 0.0032381 |  |  | 0 | 0 | 0 | 0 |  | 0 | 0 | 0 | 0 | 0 | 0 | 0 | 0 | 0 | 0 | 0 | 0 | 0 | 0 | 0 | 0 | 0 | 0 | 0 | 0 | 0 | 0
2023-06-03 | 22-23 | 22-23 |  | 0 | 0.079383 | 0.024477 | 0.042413 | 0.064974 | 0 | 0.00041701 | 8.7996e-05 | 0.00014669 | 0.00032381 |  |  | 0 | 0 | 0 | 0 |  | 0 | 0 | 0 | 0 | 0 | 0 | 0 | 0 | 0 | 0 | 0 | 0 | 0 | 0 | 0 | 0 | 0 | 0 | 0 | 0 | 0 | 0
2023-06-04 | 22-23 | 22-23 |  | 0 | 0.67461 | 0.10589 | 0.23358 | 0.51778 | 0 | 0.0037905 | 0.0017694 | 0.0018685 | 0.0031699 |  |  | 0 | 0 | 0 | 0 |  | 0 | 0 | 0 | 0 | 0 | 0 | 0 | 0 | 0 | 0 | 0 | 0 | 0 | 0 | 0 | 0 | 0 | 0 | 0 | 0 | 0 | 0
2023-06-05 | 22-23 | 22-23 |  | 0 | 0.14175 | 0.014505 | 0.094868 | 0.11447 | 0 | 0.00070991 | 9.2752e-05 | 0.0012336 | 0.00068968 |  |  | 0 | 0 | 0 | 0 |  | 0 | 0 | 0 | 0 | 0 | 0 | 0 | 0 | 0 | 0 | 0 | 0 | 0 | 0 | 0 | 0 | 0 | 0 | 0 | 0 | 0 | 0
2023-06-06 | 22-23 | 22-23 |  | 0 | 0.4707 | 0.062881 | 0.26556 | 0.37494 | 0 | 0.0024969 | 0.00063737 | 0.00058676 | 0.001912 |  |  | 0 | 0 | 0 | 0 |  | 0 | 0 | 0 | 0 | 0 | 0 | 0 | 0 | 0 | 0 | 0 | 0 | 0 | 0 | 0 | 0 | 0 | 0 | 0 | 0 | 0 | 0
2023-06-07 | 22-23 |  | MED | 0 | 3.18 | 7.0018 | 38.2895 | 8.9812 | 0 | 0.01639 | 0.023388 | 0.092843 | 0.028753 |  |  | 0 | 0 | 0.94487 | 0.14121 |  | 0 | 0 | 0.0021715 | 0.00032453 | 0 | 0 | 0.94487 | 0.14121 | 0 | 0 | 0.0021715 | 0.00032453 | 0 | 0 | 0 | 0 | 0 | 0 | 0 | 0 | 0 | 0
2023-06-08 | 22-23 | 22-23 |  | 0 | 0.56481 | 0.45067 | 9.483 | 1.8762 | 0 | 0.0070705 | 0.00077293 | 0.031572 | 0.0097285 |  |  | 0 | 0 | 0 | 0 |  | 0 | 0 | 0 | 0 | 0 | 0 | 0 | 0 | 0 | 0 | 0 | 0 | 0 | 0 | 0 | 0 | 0 | 0 | 0 | 0 | 0 | 0
2023-06-09 | 22-23 | 22-23 |  | 0 | 0.18621 | 1.3308 | 1.1341 | 0.49946 | 0 | 0.0012718 | 0.0075153 | 0.0016521 | 0.0022628 |  |  | 0 | 0 | 0 | 0 |  | 0 | 0 | 0 | 0 | 0 | 0 | 0 | 0 | 0 | 0 | 0 | 0 | 0 | 0 | 0 | 0 | 0 | 0 | 0 | 0 | 0 | 0
2023-06-10 | 22-23 | 22-23 |  | 0 | 0.14201 | 1.5715 | 0.24615 | 0.37255 | 0 | 0.0011435 | 0.0095154 | 0.0013924 | 0.0024374 |  |  | 0 | 0 | 0 | 0 |  | 0 | 0 | 0 | 0 | 0 | 0 | 0 | 0 | 0 | 0 | 0 | 0 | 0 | 0 | 0 | 0 | 0 | 0 | 0 | 0 | 0 | 0
2023-06-11 | 22-23 | 22-23 |  | 0 | 0.13913 | 0.17118 | 0.023564 | 0.12568 | 0 | 0.00076963 | 0.0012272 | 0.00011783 | 0.00073568 |  |  | 0 | 0 | 0 | 0 |  | 0 | 0 | 0 | 0 | 0 | 0 | 0 | 0 | 0 | 0 | 0 | 0 | 0 | 0 | 0 | 0 | 0 | 0 | 0 | 0 | 0 | 0
2023-06-12 | 22-23 | 22-23 |  | 0 | 0.089806 | 1.9005 | 2.2805 | 0.69018 | 0 | 0.00072808 | 0.010538 | 0.013016 | 0.0040416 |  |  | 0 | 0 | 0.0035458 | 0.00052993 |  | 0 | 0 | 0.00073946 | 0.00011051 | 0 | 0 | 0.0035458 | 0.00052993 | 0 | 0 | 0.00073946 | 0.00011051 | 0 | 0 | 0 | 0 | 0 | 0 | 0 | 0 | 0 | 0
2023-06-13 | 22-23 | 22-23 |  | 0 | 0.2655 | 0.36933 | 1.8477 | 0.51569 | 0 | 0.0033008 | 0.0026375 | 0.014025 | 0.0047789 |  |  | 0 | 0 | 0 | 0 |  | 0 | 0 | 0 | 0 | 0 | 0 | 0 | 0 | 0 | 0 | 0 | 0 | 0 | 0 | 0 | 0 | 0 | 0 | 0 | 0 | 0 | 0
2023-06-14 | 22-23 | 22-23 |  | 0 | 0.045323 | 0.60432 | 2.3867 | 0.47939 | 0 | 0.00038689 | 0.0088828 | 0.025272 | 0.005387 |  |  | 0 | 0 | 0 | 0 |  | 0 | 0 | 0 | 0 | 0 | 0 | 0 | 0 | 0 | 0 | 0 | 0 | 0 | 0 | 0 | 0 | 0 | 0 | 0 | 0 | 0 | 0
2023-06-15 | 22-23 | 22-23 |  | 0 | 0.041591 | 0.16239 | 0.20443 | 0.083876 | 0 | 0.00029082 | 0.018693 | 0.00094026 | 0.0031666 |  |  | 0 | 0 | 0 | 0 |  | 0 | 0 | 0 | 0 | 0 | 0 | 0 | 0 | 0 | 0 | 0 | 0 | 0 | 0 | 0 | 0 | 0 | 0 | 0 | 0 | 0 | 0
2023-06-16 | 22-23 | 22-23 |  | 0 | 0.27951 | 0.13889 | 0.076248 | 0.22582 | 0 | 0.0068607 | 0.00089898 | 0.00067814 | 0.0049852 |  |  | 0 | 0 | 0 | 0 |  | 0 | 0 | 0 | 0 | 0 | 0 | 0 | 0 | 0 | 0 | 0 | 0 | 0 | 0 | 0 | 0 | 0 | 0 | 0 | 0 | 0 | 0
2023-06-17 | 22-23 | 22-23 |  | 0 | 0.062154 | 0.89799 | 2.1173 | 0.49515 | 0 | 0.00042584 | 0.010852 | 0.017192 | 0.0045039 |  |  | 0 | 0 | 0 | 0 |  | 0 | 0 | 0 | 0 | 0 | 0 | 0 | 0 | 0 | 0 | 0 | 0 | 0 | 0 | 0 | 0 | 0 | 0 | 0 | 0 | 0 | 0
2023-06-18 | 22-23 | 22-23 |  | 0 | 0.15043 | 0.48736 | 0.17518 | 0.20393 | 0 | 0.0024055 | 0.0035745 | 0.0053698 | 0.0030074 |  |  | 0 | 0 | 0 | 0 |  | 0 | 0 | 0 | 0 | 0 | 0 | 0 | 0 | 0 | 0 | 0 | 0 | 0 | 0 | 0 | 0 | 0 | 0 | 0 | 0 | 0 | 0
2023-06-19 | 22-23 | 22-23 |  | 0 | 0.1021 | 1.1255 | 0.93647 | 0.38069 | 0 | 0.0024465 | 0.0027683 | 0.014364 | 0.0042581 |  |  | 0 | 0 | 0 | 0 |  | 0 | 0 | 0 | 0 | 0 | 0 | 0 | 0 | 0 | 0 | 0 | 0 | 0 | 0 | 0 | 0 | 0 | 0 | 0 | 0 | 0 | 0
2023-06-20 | 22-23 | 22-23 |  | 0 | 0.27164 | 0.012714 | 0.33738 | 0.24033 | 0 | 0.0011555 | 5.2322e-05 | 0.00055309 | 0.00089022 |  |  | 0 | 0 | 0 | 0 |  | 0 | 0 | 0 | 0 | 0 | 0 | 0 | 0 | 0 | 0 | 0 | 0 | 0 | 0 | 0 | 0 | 0 | 0 | 0 | 0 | 0 | 0
2023-06-21 | 22-23 | 22-23 |  | 0 | 0.40634 | 0.8617 | 0.33818 | 0.46196 | 0 | 0.0041727 | 0.0058481 | 0.0026621 | 0.0041693 |  |  | 0 | 0 | 0 | 0 |  | 0 | 0 | 0 | 0 | 0 | 0 | 0 | 0 | 0 | 0 | 0 | 0 | 0 | 0 | 0 | 0 | 0 | 0 | 0 | 0 | 0 | 0
2023-06-22 | 22-23 | 22-23 |  | 0 | 0.80103 | 1.4386 | 3.3872 | 1.278 | 0 | 0.011076 | 0.0067519 | 0.0088399 | 0.010006 |  |  | 0 | 0.00076364 | 0 | 0.0001154 |  | 0 | 0 | 0 | 0 | 0 | 0.00076364 | 0 | 0.0001154 | 0 | 0 | 0 | 0 | 0 | 0 | 0 | 0 | 0 | 0 | 0 | 0 | 0 | 0
2023-06-23 | 22-23 | 22-23 |  | 0 | 2.6374 | 1.3091 | 0.62541 | 2.1165 | 0 | 0.013347 | 0.003703 | 0.001842 | 0.010072 |  |  | 0 | 0 | 0 | 0 |  | 0 | 0 | 0 | 0 | 0 | 0 | 0 | 0 | 0 | 0 | 0 | 0 | 0 | 0 | 0 | 0 | 0 | 0 | 0 | 0 | 0 | 0
2023-06-24 | 22-23 | 22-23 |  | 0 | 0.20412 | 2.7911 | 3.2996 | 1.0562 | 0 | 0.0038715 | 0.0070872 | 0.0066299 | 0.0047411 |  |  | 0 | 0 | 0 | 0 |  | 0 | 0 | 0 | 0 | 0 | 0 | 0 | 0 | 0 | 0 | 0 | 0 | 0 | 0 | 0 | 0 | 0 | 0 | 0 | 0 | 0 | 0
2023-06-25 | 22-23 | 22-23 |  | 0 | 0.32455 | 1.1214 | 1.2704 | 0.58393 | 0 | 0.0022647 | 0.0064379 | 0.011586 | 0.0042718 |  |  | 0 | 0 | 0 | 0 |  | 0 | 0 | 0 | 0 | 0 | 0 | 0 | 0 | 0 | 0 | 0 | 0 | 0 | 0 | 0 | 0 | 0 | 0 | 0 | 0 | 0 | 0
2023-06-26 | 22-23 | 22-23 |  | 0 | 0.1042 | 0.37702 | 0.52529 | 0.20759 | 0 | 0.00062162 | 0.0052441 | 0.0020873 | 0.0015346 |  |  | 0 | 0 | 0 | 0 |  | 0 | 0 | 0 | 0 | 0 | 0 | 0 | 0 | 0 | 0 | 0 | 0 | 0 | 0 | 0 | 0 | 0 | 0 | 0 | 0 | 0 | 0
2023-06-27 | 22-23 | 22-23 |  | 0 | 0.088906 | 0.021019 | 1.5114 | 0.29058 | 0 | 0.00052503 | 6.4213e-05 | 0.0052592 | 0.001159 |  |  | 0 | 0 | 0 | 0 |  | 0 | 0 | 0 | 0 | 0 | 0 | 0 | 0 | 0 | 0 | 0 | 0 | 0 | 0 | 0 | 0 | 0 | 0 | 0 | 0 | 0 | 0
2023-06-28 | 22-23 | 22-23 |  | 0 | 0.54569 | 2.7917 | 0.18518 | 0.82719 | 0 | 0.0030448 | 0.016595 | 0.00064929 | 0.004712 |  |  | 0 | 0 | 0 | 0 |  | 0 | 0 | 0 | 0 | 0 | 0 | 0 | 0 | 0 | 0 | 0 | 0 | 0 | 0 | 0 | 0 | 0 | 0 | 0 | 0 | 0 | 0
2023-06-29 | 22-23 | 22-23 |  | 0 | 0.18916 | 0.018933 | 0.10425 | 0.14935 | 0 | 0.00055463 | 7.3726e-05 | 0.00098114 | 0.00054161 |  |  | 0 | 0 | 0 | 0 |  | 0 | 0 | 0 | 0 | 0 | 0 | 0 | 0 | 0 | 0 | 0 | 0 | 0 | 0 | 0 | 0 | 0 | 0 | 0 | 0 | 0 | 0
2023-06-30 | 22-23 | 22-23 |  | 0 | 0.65848 | 0.065488 | 0.057375 | 0.47417 | 0 | 0.0073577 | 0.00020215 | 0.0001491 | 0.0051447 |  |  | 0 | 0 | 0.00016379 | 2.4478e-05 |  | 0 | 0 | 0 | 0 | 0 | 0 | 0.00016379 | 2.4478e-05 | 0 | 0 | 0 | 0 | 0 | 0 | 0 | 0 | 0 | 0 | 0 | 0 | 0 | 0
2023-07-01 | 23-24 | 23-24 |  | 0 | 0.027156 | 0.0061279 | 0.3214 | 0.067524 | 0 | 0.00019118 | 0.00012664 | 0.00081093 | 0.00027214 |  |  | 0 | 0 | 0 | 0 |  | 0 | 0 | 0 | 0 | 0 | 0 | 0 | 0 | 0 | 0 | 0 | 0 | 0 | 0 | 0 | 0 | 0 | 0 | 0 | 0 | 0 | 0
2023-07-02 | 23-24 | 23-24 |  | 0 | 0.49948 | 0.5131 | 1.8961 | 0.70555 | 0 | 0.004523 | 0.0010835 | 0.0075674 | 0.0044206 |  |  | 0 | 0 | 0.074725 | 0.011113 |  | 0 | 0 | 0.00062793 | 9.3381e-05 | 0 | 0 | 0.074725 | 0.011113 | 0 | 0 | 0.00062793 | 9.3381e-05 | 0 | 0 | 0 | 0 | 0 | 0 | 0 | 0 | 0 | 0
2023-07-03 | 23-24 | 23-24 |  | 0.081485 | 0.088645 | 0.10746 | 0.20036 | 0.10806 | 0.00028895 | 0.00039726 | 0.00047841 | 0.00056693 | 0.000434 |  |  | 0 | 0 | 0 | 0 |  | 0 | 0 | 0 | 0 | 0 | 0 | 0 | 0 | 0 | 0 | 0 | 0 | 0 | 0 | 0 | 0 | 0 | 0 | 0 | 0 | 0 | 0
2023-07-04 | 23-24 | 23-24 |  | 0 | 0.051334 | 0.17348 | 0.65652 | 0.15948 | 0 | 0.00028934 | 0.00092634 | 0.0018611 | 0.00061756 |  |  | 0 | 0 | 0 | 0 |  | 0 | 0 | 0 | 0 | 0 | 0 | 0 | 0 | 0 | 0 | 0 | 0 | 0 | 0 | 0 | 0 | 0 | 0 | 0 | 0 | 0 | 0
2023-07-05 | 23-24 | 23-24 |  | 0 | 0.51853 | 0.40246 | 0.036205 | 0.42536 | 0 | 0.0049531 | 0.0045637 | 0.00013635 | 0.0041412 |  |  | 0 | 0 | 0 | 0 |  | 0 | 0 | 0 | 0 | 0 | 0 | 0 | 0 | 0 | 0 | 0 | 0 | 0 | 0 | 0 | 0 | 0 | 0 | 0 | 0 | 0 | 0
2023-07-06 | 23-24 | 23-24 |  | 0 | 0.61447 | 0.047283 | 0.84704 | 0.55848 | 0 | 0.0079883 | 0.00050187 | 0.0028634 | 0.0060316 |  |  | 0 | 0 | 0 | 0 |  | 0 | 0 | 0 | 0 | 0 | 0 | 0 | 0 | 0 | 0 | 0 | 0 | 0 | 0 | 0 | 0 | 0 | 0 | 0 | 0 | 0 | 0
2023-07-07 | 23-24 | 23-24 |  | 0 | 0.042738 | 5.5361 | 4.3614 | 1.5179 | 0 | 0.0003361 | 0.026793 | 0.0047148 | 0.0049981 |  |  | 0 | 0 | 0 | 0 |  | 0 | 0 | 0 | 0 | 0 | 0 | 0 | 0 | 0 | 0 | 0 | 0 | 0 | 0 | 0 | 0 | 0 | 0 | 0 | 0 | 0 | 0
2023-07-08 | 23-24 | 23-24 |  | 0 | 0.6313 | 5.0535 | 7.3514 | 2.2968 | 0 | 0.0045919 | 0.016294 | 0.043593 | 0.012133 |  |  | 0 | 0 | 0.40612 | 0.060396 |  | 0 | 0 | 0.0032329 | 0.00048078 | 0 | 0 | 0.40612 | 0.060396 | 0 | 0 | 0.0032329 | 0.00048078 | 0 | 0 | 0 | 0 | 0 | 0 | 0 | 0 | 0 | 0
2023-07-09 | 23-24 | 23-24 |  | 0 | 0.052253 | 0.12942 | 0.32822 | 0.10461 | 0 | 0.0003433 | 0.00024624 | 0.0017749 | 0.00053894 |  |  | 0 | 0 | 0 | 0 |  | 0 | 0 | 0 | 0 | 0 | 0 | 0 | 0 | 0 | 0 | 0 | 0 | 0 | 0 | 0 | 0 | 0 | 0 | 0 | 0 | 0 | 0
2023-07-10 | 23-24 | 23-24 |  | 0.41609 | 0.27309 | 0.20249 | 0.70593 | 0.32781 | 0.0013003 | 0.0028034 | 0.00039868 | 0.0035559 | 0.0025394 |  |  | 0 | 0 | 0.08502 | 0.012644 |  | 0 | 0 | 0.00011123 | 1.6542e-05 | 0 | 0 | 0.08502 | 0.012644 | 0 | 0 | 0.00011123 | 1.6542e-05 | 0 | 0 | 0 | 0 | 0 | 0 | 0 | 0 | 0 | 0
2023-07-11 | 23-24 | 23-24 |  | 0 | 0.14655 | 0.030766 | 0.30181 | 0.15099 | 0 | 0.00072925 | 0.00040102 | 0.0023108 | 0.00090927 |  |  | 0 | 0 | 0 | 0 |  | 0 | 0 | 0 | 0 | 0 | 0 | 0 | 0 | 0 | 0 | 0 | 0 | 0 | 0 | 0 | 0 | 0 | 0 | 0 | 0 | 0 | 0
2023-07-12 | 23-24 | 23-24 |  | 0 | 0.7118 | 1.6196 | 2.3126 | 1.0823 | 0 | 0.0040687 | 0.0097442 | 0.035164 | 0.0095238 |  |  | 0 | 0 | 0 | 0 |  | 0 | 0 | 0 | 0 | 0 | 0 | 0 | 0 | 0 | 0 | 0 | 0 | 0 | 0 | 0 | 0 | 0 | 0 | 0 | 0 | 0 | 0
2023-07-13 | 23-24 | 23-24 |  | 0.035686 | 0.048766 | 0.053484 | 0.24671 | 0.078822 | 0.00014448 | 0.00041627 | 0.00024624 | 0.00085638 | 0.00045392 |  |  | 0 | 0 | 0 | 0 |  | 0 | 0 | 0 | 0 | 0 | 0 | 0 | 0 | 0 | 0 | 0 | 0 | 0 | 0 | 0 | 0 | 0 | 0 | 0 | 0 | 0 | 0
2023-07-14 | 23-24 | 23-24 |  | 0 | 0.17348 | 0.71559 | 0.17937 | 0.25531 | 0 | 0.0014066 | 0.0057621 | 0.00057411 | 0.0019331 |  |  | 0 | 0 | 0 | 0 |  | 0 | 0 | 0 | 0 | 0 | 0 | 0 | 0 | 0 | 0 | 0 | 0 | 0 | 0 | 0 | 0 | 0 | 0 | 0 | 0 | 0 | 0
2023-07-15 | 23-24 | 23-24 |  | 0 | 0.0019426 | 0 | 0.0061932 | 0.0022657 | 0 | 9.2505e-06 | 0 | 2.8705e-05 | 1.0672e-05 |  |  | 0 | 0 | 0 | 0 |  | 0 | 0 | 0 | 0 | 0 | 0 | 0 | 0 | 0 | 0 | 0 | 0 | 0 | 0 | 0 | 0 | 0 | 0 | 0 | 0 | 0 | 0
2023-07-16 | 23-24 | 23-24 |  | 0 | 0.21716 | 0.096112 | 0.39371 | 0.22345 | 0 | 0.0016086 | 0.00061209 | 0.0010166 | 0.0013575 |  |  | 0 | 0 | 0.014829 | 0.0022053 |  | 0 | 0 | 0.00010047 | 1.4941e-05 | 0 | 0 | 0.014829 | 0.0022053 | 0 | 0 | 0.00010047 | 1.4941e-05 | 0 | 0 | 0 | 0 | 0 | 0 | 0 | 0 | 0 | 0
2023-07-17 | 23-24 | 23-24 |  | 0 | 0.024717 | 0.063692 | 0.18386 | 0.054114 | 0 | 0.00010176 | 0.00018292 | 0.00059564 | 0.00018676 |  |  | 0 | 0 | 0 | 0 |  | 0 | 0 | 0 | 0 | 0 | 0 | 0 | 0 | 0 | 0 | 0 | 0 | 0 | 0 | 0 | 0 | 0 | 0 | 0 | 0 | 0 | 0
2023-07-18 | 23-24 | 23-24 |  | 0 | 0.20346 | 0.028895 | 0.0075567 | 0.14635 | 0 | 0.004135 | 0.00060974 | 1.4353e-05 | 0.0029569 |  |  | 0 | 0 | 0 | 0 |  | 0 | 0 | 0 | 0 | 0 | 0 | 0 | 0 | 0 | 0 | 0 | 0 | 0 | 0 | 0 | 0 | 0 | 0 | 0 | 0 | 0 | 0
2023-07-19 | 23-24 | 23-24 |  | 0 | 0.061224 | 0.55578 | 0.0079944 | 0.12787 | 0 | 0.00043066 | 0.023815 | 8.6116e-05 | 0.0039234 |  |  | 0 | 0 | 0 | 0 |  | 0 | 0 | 0 | 0 | 0 | 0 | 0 | 0 | 0 | 0 | 0 | 0 | 0 | 0 | 0 | 0 | 0 | 0 | 0 | 0 | 0 | 0
2023-07-20 | 23-24 | 23-24 |  | 0 | 0.39196 | 1.2212 | 0.040424 | 0.46258 | 0 | 0.0044176 | 0.01374 | 0.00056693 | 0.0052265 |  |  | 0 | 0 | 0 | 0 |  | 0 | 0 | 0 | 0 | 0 | 0 | 0 | 0 | 0 | 0 | 0 | 0 | 0 | 0 | 0 | 0 | 0 | 0 | 0 | 0 | 0 | 0
2023-07-21 | 23-24 | 23-24 |  | 0 | 0.25815 | 0.24992 | 0.014511 | 0.21877 | 0 | 0.0019899 | 0.0040173 | 7.6548e-05 | 0.0019982 |  |  | 0 | 0 | 0 | 0 |  | 0 | 0 | 0 | 0 | 0 | 0 | 0 | 0 | 0 | 0 | 0 | 0 | 0 | 0 | 0 | 0 | 0 | 0 | 0 | 0 | 0 | 0
2023-07-22 | 23-24 | 23-24 |  | 0 | 0.33185 | 0.0010061 | 0.14622 | 0.25161 | 0 | 0.0041062 | 7.0355e-06 | 0.00099512 | 0.0029914 |  |  | 0 | 0 | 0.031336 | 0.0046601 |  | 0 | 0 | 0.00017462 | 2.5969e-05 | 0 | 0 | 0.031336 | 0.0046601 | 0 | 0 | 0.00017462 | 2.5969e-05 | 0 | 0 | 0 | 0 | 0 | 0 | 0 | 0 | 0 | 0
2023-07-23 | 23-24 | 23-24 |  | 0.027884 | 0.72985 | 0.0066649 | 0.19307 | 0.53514 | 0.00014448 | 0.006038 | 6.801e-05 | 0.00028466 | 0.0042333 |  |  | 0 | 0 | 0 | 0 |  | 0 | 0 | 0 | 0 | 0 | 0 | 0 | 0 | 0 | 0 | 0 | 0 | 0 | 0 | 0 | 0 | 0 | 0 | 0 | 0 | 0 | 0
2023-07-24 | 23-24 | 23-24 |  | 0 | 0.014666 | 0.27637 | 0.19301 | 0.080778 | 0 | 8.5824e-05 | 0.00090758 | 0.0025261 | 0.00057274 |  |  | 0 | 0 | 0 | 0 |  | 0 | 0 | 0 | 0 | 0 | 0 | 0 | 0 | 0 | 0 | 0 | 0 | 0 | 0 | 0 | 0 | 0 | 0 | 0 | 0 | 0 | 0
2023-07-25 | 23-24 | 23-24 |  | 0 | 0.11607 | 0.11612 | 0.10431 | 0.11347 | 0 | 0.00034792 | 0.00025797 | 6.4587e-05 | 0.00028957 |  |  | 0 | 0 | 0 | 0 |  | 0 | 0 | 0 | 0 | 0 | 0 | 0 | 0 | 0 | 0 | 0 | 0 | 0 | 0 | 0 | 0 | 0 | 0 | 0 | 0 | 0 | 0
2023-07-26 | 23-24 | 23-24 |  | 0 | 0.11656 | 0.011186 | 0.044859 | 0.08905 | 0 | 0.00050981 | 0.00071762 | 0.00027988 | 0.00050337 |  |  | 0 | 0 | 0 | 0 |  | 0 | 0 | 0 | 0 | 0 | 0 | 0 | 0 | 0 | 0 | 0 | 0 | 0 | 0 | 0 | 0 | 0 | 0 | 0 | 0 | 0 | 0
2023-07-27 | 23-24 | 23-24 |  | 0 | 0.082605 | 0.15194 | 1.0968 | 0.24334 | 0 | 0.00042707 | 0.00086537 | 0.0024902 | 0.00079721 |  |  | 0 | 0.00018074 | 0 | 2.7417e-05 |  | 0 | 0 | 0 | 0 | 0 | 0.00018074 | 0 | 2.7417e-05 | 0 | 0 | 0 | 0 | 0 | 0 | 0 | 0 | 0 | 0 | 0 | 0 | 0 | 0
2023-07-28 | 23-24 | 23-24 |  | 0 | 0.35859 | 0.1454 | 0.019082 | 0.27311 | 0 | 0.0066295 | 0.00030253 | 0.000122 | 0.0046531 |  |  | 0 | 0 | 0 | 0 |  | 0 | 0 | 0 | 0 | 0 | 0 | 0 | 0 | 0 | 0 | 0 | 0 | 0 | 0 | 0 | 0 | 0 | 0 | 0 | 0 | 0 | 0
2023-07-29 | 23-24 | 23-24 |  | 0 | 0.039697 | 0.037558 | 0.87027 | 0.1626 | 0 | 0.00018964 | 0.001182 | 0.0049254 | 0.001043 |  |  | 0 | 0.00046146 | 0 | 6.9999e-05 |  | 0 | 0 | 0 | 0 | 0 | 0.00046146 | 0 | 6.9999e-05 | 0 | 0 | 0 | 0 | 0 | 0 | 0 | 0 | 0 | 0 | 0 | 0 | 0 | 0
2023-07-30 | 23-24 | 23-24 |  | 0 | 0.015973 | 0.0098638 | 1.3126 | 0.20775 | 0 | 0.00015983 | 3.5177e-05 | 0.0083461 | 0.0013571 |  |  | 0 | 0 | 0 | 0 |  | 0 | 0 | 0 | 0 | 0 | 0 | 0 | 0 | 0 | 0 | 0 | 0 | 0 | 0 | 0 | 0 | 0 | 0 | 0 | 0 | 0 | 0
2023-07-31 | 23-24 | 23-24 |  | 0 | 0.22894 | 0.025468 | 0.10228 | 0.17755 | 0 | 0.00081302 | 0.00088647 | 0.00067936 | 0.00079828 |  |  | 0 | 0 | 0 | 0 |  | 0 | 0 | 0 | 0 | 0 | 0 | 0 | 0 | 0 | 0 | 0 | 0 | 0 | 0 | 0 | 0 | 0 | 0 | 0 | 0 | 0 | 0
2023-08-01 | 23-24 | 23-24 |  | 0 | 0.032167 | 0.15498 | 0.62105 | 0.13813 | 0 | 0.00024822 | 0.0015525 | 0.021429 | 0.003594 |  |  | 0 | 0 | 0 | 0 |  | 0 | 0 | 0 | 0 | 0 | 0 | 0 | 0 | 0 | 0 | 0 | 0 | 0 | 0 | 0 | 0 | 0 | 0 | 0 | 0 | 0 | 0
2023-08-02 | 23-24 | 23-24 |  | 0.0049122 | 0.012743 | 0.056692 | 0.12559 | 0.036134 | 0.00014448 | 0.0014523 | 0.00057926 | 0.00028705 | 0.0011369 |  |  | 0 | 0 | 0 | 0 |  | 0 | 0 | 0 | 0 | 0 | 0 | 0 | 0 | 0 | 0 | 0 | 0 | 0 | 0 | 0 | 0 | 0 | 0 | 0 | 0 | 0 | 0
2023-08-03 | 23-24 | 23-24 |  | 0 | 0.15025 | 0.30346 | 0.73107 | 0.25875 | 0 | 0.00014852 | 0.0013309 | 0.0018946 | 0.00058644 |  |  | 0 | 0.10961 | 0 | 0.016627 |  | 0 | 0.00053822 | 0 | 8.1642e-05 | 0 | 0.10961 | 0 | 0.016627 | 0 | 0.00053822 | 0 | 8.1642e-05 | 0 | 0 | 0 | 0 | 0 | 0 | 0 | 0 | 0 | 0
2023-08-04 | 23-24 | 23-24 |  | 0 | 0.21803 | 0.75987 | 0.317 | 0.31333 | 0 | 0.00043015 | 0.0046505 | 0.0026194 | 0.0013927 |  |  | 0 | 9.4065e-05 | 0 | 1.4269e-05 |  | 0 | 0 | 0 | 0 | 0 | 9.4065e-05 | 0 | 1.4269e-05 | 0 | 0 | 0 | 0 | 0 | 0 | 0 | 0 | 0 | 0 | 0 | 0 | 0 | 0
2023-08-05 | 23-24 | 23-24 |  | 0 | 0.22707 | 0.0038625 | 0.047529 | 0.16484 | 0 | 0.001106 | 2.1106e-05 | 0.00067697 | 0.00086943 |  |  | 0 | 0 | 0 | 0 |  | 0 | 0 | 0 | 0 | 0 | 0 | 0 | 0 | 0 | 0 | 0 | 0 | 0 | 0 | 0 | 0 | 0 | 0 | 0 | 0 | 0 | 0
2023-08-06 | 23-24 | 23-24 |  | 0 | 0.032768 | 0.15453 | 0.021003 | 0.049246 | 0 | 0.00031657 | 0.00087006 | 8.8508e-05 | 0.00036428 |  |  | 0 | 0 | 0 | 0 |  | 0 | 0 | 0 | 0 | 0 | 0 | 0 | 0 | 0 | 0 | 0 | 0 | 0 | 0 | 0 | 0 | 0 | 0 | 0 | 0 | 0 | 0
2023-08-07 | 23-24 | 23-24 |  | 0.049122 | 0.026884 | 0.089433 | 0.20812 | 0.063488 | 0.00028895 | 0.00029293 | 0.0052321 | 0.0006674 | 0.0010978 |  |  | 0 | 0 | 0 | 0 |  | 0 | 0 | 0 | 0 | 0 | 0 | 0 | 0 | 0 | 0 | 0 | 0 | 0 | 0 | 0 | 0 | 0 | 0 | 0 | 0 | 0 | 0
2023-08-08 | 23-24 | 23-24 |  | 0 | 0.11754 | 0.88294 | 0.11644 | 0.23261 | 0 | 0.00041113 | 0.0038906 | 0.00086116 | 0.0010028 |  |  | 0 | 0 | 0 | 0 |  | 0 | 0 | 0 | 0 | 0 | 0 | 0 | 0 | 0 | 0 | 0 | 0 | 0 | 0 | 0 | 0 | 0 | 0 | 0 | 0 | 0 | 0
2023-08-09 | 23-24 | 23-24 |  | 0 | 0.063637 | 1.138 | 0.28415 | 0.25893 | 0 | 0.00043375 | 0.011344 | 0.0017606 | 0.0022828 |  |  | 0 | 0 | 0 | 0 |  | 0 | 0 | 0 | 0 | 0 | 0 | 0 | 0 | 0 | 0 | 0 | 0 | 0 | 0 | 0 | 0 | 0 | 0 | 0 | 0 | 0 | 0
2023-08-10 | 23-24 | 23-24 |  | 0 | 0.095431 | 0.079332 | 0.091426 | 0.091689 | 0 | 0.00028009 | 0.0002908 | 0.00032293 | 0.00028601 |  |  | 0 | 0 | 0 | 0 |  | 0 | 0 | 0 | 0 | 0 | 0 | 0 | 0 | 0 | 0 | 0 | 0 | 0 | 0 | 0 | 0 | 0 | 0 | 0 | 0 | 0 | 0
2023-08-11 | 23-24 | 23-24 |  | 0 | 0.043073 | 0.021636 | 0.53957 | 0.11334 | 0 | 0.00014595 | 0.0023428 | 0.0037102 | 0.0010082 |  |  | 0 | 0 | 0 | 0 |  | 0 | 0 | 0 | 0 | 0 | 0 | 0 | 0 | 0 | 0 | 0 | 0 | 0 | 0 | 0 | 0 | 0 | 0 | 0 | 0 | 0 | 0
2023-08-12 | 23-24 | 23-24 |  | 0 | 0.11234 | 0.053153 | 2.8129 | 0.50415 | 0 | 0.00038133 | 7.0355e-05 | 0.0059205 | 0.0011551 |  |  | 0 | 0 | 1.0836 | 0.16114 |  | 0 | 0 | 0.0012056 | 0.00017929 | 0 | 0 | 1.0836 | 0.16114 | 0 | 0 | 0.0012056 | 0.00017929 | 0 | 0 | 0 | 0 | 0 | 0 | 0 | 0 | 0 | 0
2023-08-13 | 23-24 | 23-24 |  | 1.3657 | 0.0041319 | 1.4687 | 0.092795 | 0.24953 | 0.0076573 | 7.4004e-05 | 0.0084262 | 0.0015022 | 0.0016094 |  |  | 0 | 0 | 0 | 0 |  | 0 | 0 | 0 | 0 | 0 | 0 | 0 | 0 | 0 | 0 | 0 | 0 | 0 | 0 | 0 | 0 | 0 | 0 | 0 | 0 | 0 | 0
2023-08-14 | 23-24 | 23-24 |  | 0 | 0.037189 | 0.13298 | 0.1264 | 0.064713 | 0 | 0.00024976 | 0.0035459 | 0.00040546 | 0.00077106 |  |  | 0 | 0 | 0.038781 | 0.0057673 |  | 0 | 0 | 0.00012559 | 1.8676e-05 | 0 | 0 | 0.038781 | 0.0057673 | 0 | 0 | 0.00012559 | 1.8676e-05 | 0 | 0 | 0 | 0 | 0 | 0 | 0 | 0 | 0 | 0
2023-08-15 | 23-24 | 23-24 |  | 0 | 0.072122 | 0.0064727 | 0.0016936 | 0.051157 | 0 | 0.0029895 | 7.739e-05 | 1.4353e-05 | 0.0020832 |  |  | 0 | 0 | 0 | 0 |  | 0 | 0 | 0 | 0 | 0 | 0 | 0 | 0 | 0 | 0 | 0 | 0 | 0 | 0 | 0 | 0 | 0 | 0 | 0 | 0 | 0 | 0
2023-08-16 | 23-24 | 23-24 |  | 0 | 0.040279 | 0.34598 | 0.10965 | 0.096669 | 0 | 0.0002364 | 0.0042635 | 0.00040905 | 0.0008712 |  |  | 0 | 0 | 0 | 0 |  | 0 | 0 | 0 | 0 | 0 | 0 | 0 | 0 | 0 | 0 | 0 | 0 | 0 | 0 | 0 | 0 | 0 | 0 | 0 | 0 | 0 | 0
2023-08-17 | 23-24 | 23-24 |  | 0 | 0.25807 | 0.71286 | 1.3451 | 0.4868 | 0 | 0.002106 | 0.0082245 | 0.025921 | 0.0065602 |  |  | 0 | 0 | 0 | 0 |  | 0 | 0 | 0 | 0 | 0 | 0 | 0 | 0 | 0 | 0 | 0 | 0 | 0 | 0 | 0 | 0 | 0 | 0 | 0 | 0 | 0 | 0
2023-08-18 | 23-24 | 23-24 |  | 0 | 0.13131 | 0.35463 | 0.12236 | 0.16288 | 0 | 0.00095486 | 0.0021177 | 0.00055975 | 0.0010654 |  |  | 0 | 0 | 0 | 0 |  | 0 | 0 | 0 | 0 | 0 | 0 | 0 | 0 | 0 | 0 | 0 | 0 | 0 | 0 | 0 | 0 | 0 | 0 | 0 | 0 | 0 | 0
2023-08-19 | 23-24 | 23-24 |  | 0 | 0.22401 | 0.0015197 | 0 | 0.15529 | 0 | 0.0024627 | 7.0355e-06 | 0 | 0.0017058 |  |  | 0 | 0 | 0 | 0 |  | 0 | 0 | 0 | 0 | 0 | 0 | 0 | 0 | 0 | 0 | 0 | 0 | 0 | 0 | 0 | 0 | 0 | 0 | 0 | 0 | 0 | 0
2023-08-20 | 23-24 | 23-24 |  | 0 | 0.34136 | 0.00019699 | 4.2254 | 0.8647 | 0 | 0.0013614 | 7.0355e-06 | 0.022046 | 0.0042219 |  |  | 0 | 0 | 0 | 0 |  | 0 | 0 | 0 | 0 | 0 | 0 | 0 | 0 | 0 | 0 | 0 | 0 | 0 | 0 | 0 | 0 | 0 | 0 | 0 | 0 | 0 | 0
2023-08-21 | 23-24 | 23-24 |  | 0 | 0.032783 | 0.32382 | 0.080561 | 0.083794 | 0 | 0.00025747 | 0.0010835 | 0.00053105 | 0.00042155 |  |  | 0 | 0 | 0 | 0 |  | 0 | 0 | 0 | 0 | 0 | 0 | 0 | 0 | 0 | 0 | 0 | 0 | 0 | 0 | 0 | 0 | 0 | 0 | 0 | 0 | 0 | 0
2023-08-22 | 23-24 | 23-24 |  | 0 | 0.11383 | 0.11509 | 0.055724 | 0.10454 | 0 | 0.00046921 | 0.00040571 | 0.00040187 | 0.0004461 |  |  | 0 | 0 | 0 | 0 |  | 0 | 0 | 0 | 0 | 0 | 0 | 0 | 0 | 0 | 0 | 0 | 0 | 0 | 0 | 0 | 0 | 0 | 0 | 0 | 0 | 0 | 0
2023-08-23 | 23-24 | 23-24 |  | 0 | 0.085958 | 0.0017589 | 0.15921 | 0.083444 | 0 | 0.00037722 | 7.0355e-06 | 0.00052028 | 0.00033955 |  |  | 0 | 0 | 0.057038 | 0.0084824 |  | 0 | 0 | 0.000183 | 2.7214e-05 | 0 | 0 | 0.057038 | 0.0084824 | 0 | 0 | 0.000183 | 2.7214e-05 | 0 | 0 | 0 | 0 | 0 | 0 | 0 | 0 | 0 | 0
2023-08-24 | 23-24 | 23-24 |  | 0 | 0.054224 | 0.016737 | 0.36135 | 0.093812 | 0 | 0.00023075 | 0.00015478 | 0.0016649 | 0.0004308 |  |  | 0 | 0 | 0.0058531 | 0.00087043 |  | 0 | 0 | 0 | 0 | 0 | 0 | 0.0058531 | 0.00087043 | 0 | 0 | 0 | 0 | 0 | 0 | 0 | 0 | 0 | 0 | 0 | 0 | 0 | 0
2023-08-25 | 23-24 | 23-24 |  | 0 | 0.069542 | 0.17625 | 1.1316 | 0.24315 | 0 | 0.00030989 | 0.00083722 | 0.0076643 | 0.0014813 |  |  | 0 | 0 | 0 | 0 |  | 0 | 0 | 0 | 0 | 0 | 0 | 0 | 0 | 0 | 0 | 0 | 0 | 0 | 0 | 0 | 0 | 0 | 0 | 0 | 0 | 0 | 0
2023-08-26 | 23-24 | 23-24 |  | 0 | 0.079528 | 0.013002 | 0.21145 | 0.088468 | 0 | 0.00018193 | 0.00019699 | 0.0010908 | 0.00031803 |  |  | 0 | 0 | 0 | 0 |  | 0 | 0 | 0 | 0 | 0 | 0 | 0 | 0 | 0 | 0 | 0 | 0 | 0 | 0 | 0 | 0 | 0 | 0 | 0 | 0 | 0 | 0
2023-08-27 | 23-24 | 23-24 |  | 0 | 0.094327 | 0 | 0.013585 | 0.067314 | 0 | 0.00075906 | 0 | 7.894e-05 | 0.00053717 |  |  | 0 | 0 | 0 | 0 |  | 0 | 0 | 0 | 0 | 0 | 0 | 0 | 0 | 0 | 0 | 0 | 0 | 0 | 0 | 0 | 0 | 0 | 0 | 0 | 0 | 0 | 0
2023-08-28 | 23-24 | 23-24 |  | 0 | 0.044845 | 0.0080064 | 0.010499 | 0.033818 | 0 | 0.00011615 | 1.4071e-05 | 3.5882e-05 | 8.7867e-05 |  |  | 0 | 0 | 0 | 0 |  | 0 | 0 | 0 | 0 | 0 | 0 | 0 | 0 | 0 | 0 | 0 | 0 | 0 | 0 | 0 | 0 | 0 | 0 | 0 | 0 | 0 | 0
2023-08-29 | 23-24 | 23-24 |  | 0.072239 | 1.5859 | 1.6285 | 0.16699 | 1.3702 | 0.00028895 | 0.010147 | 0.013684 | 0.0012917 | 0.009294 |  |  | 0 | 0 | 0 | 0 |  | 0 | 0 | 0 | 0 | 0 | 0 | 0 | 0 | 0 | 0 | 0 | 0 | 0 | 0 | 0 | 0 | 0 | 0 | 0 | 0 | 0 | 0
2023-08-30 | 23-24 | 23-24 |  | 0 | 0.10382 | 0.7725 | 0.37231 | 0.24442 | 0 | 0.00036077 | 0.0055158 | 0.0019352 | 0.0013742 |  |  | 0 | 0 | 0 | 0 |  | 0 | 0 | 0 | 0 | 0 | 0 | 0 | 0 | 0 | 0 | 0 | 0 | 0 | 0 | 0 | 0 | 0 | 0 | 0 | 0 | 0 | 0
2023-08-31 | 23-24 | 23-24 |  | 0 | 0.031295 | 0.0028494 | 0.71338 | 0.12818 | 0 | 0.00013465 | 5.6284e-05 | 0.0017151 | 0.00035681 |  |  | 0 | 0 | 0 | 0 |  | 0 | 0 | 0 | 0 | 0 | 0 | 0 | 0 | 0 | 0 | 0 | 0 | 0 | 0 | 0 | 0 | 0 | 0 | 0 | 0 | 0 | 0
2023-09-01 | 23-24 | 23-24 |  | 0 | 0.080779 | 0.0017026 | 0.0053177 | 0.056965 | 0 | 0.00067683 | 7.0355e-06 | 2.1529e-05 | 0.00047278 |  |  | 0 | 0 | 0 | 0 |  | 0 | 0 | 0 | 0 | 0 | 0 | 0 | 0 | 0 | 0 | 0 | 0 | 0 | 0 | 0 | 0 | 0 | 0 | 0 | 0 | 0 | 0
2023-09-02 | 23-24 | 23-24 |  | 0 | 0.039075 | 0 | 1.4651 | 0.24492 | 0 | 0.00018398 | 0 | 0.0027988 | 0.00054357 |  |  | 0 | 0 | 0 | 0 |  | 0 | 0 | 0 | 0 | 0 | 0 | 0 | 0 | 0 | 0 | 0 | 0 | 0 | 0 | 0 | 0 | 0 | 0 | 0 | 0 | 0 | 0
2023-09-03 | 23-24 | 23-24 |  | 0 | 0.036244 | 0.099102 | 0.43693 | 0.1051 | 0 | 0.00039829 | 0.00062616 | 0.0014999 | 0.00059373 |  |  | 0 | 0 | 0 | 0 |  | 0 | 0 | 0 | 0 | 0 | 0 | 0 | 0 | 0 | 0 | 0 | 0 | 0 | 0 | 0 | 0 | 0 | 0 | 0 | 0 | 0 | 0
2023-09-04 | 23-24 | 23-24 |  | 0 | 0.041311 | 0.47059 | 0.23793 | 0.13536 | 0 | 0.00034946 | 0.0026453 | 0.0006674 | 0.00074243 |  |  | 0 | 0 | 0 | 0 |  | 0 | 0 | 0 | 0 | 0 | 0 | 0 | 0 | 0 | 0 | 0 | 0 | 0 | 0 | 0 | 0 | 0 | 0 | 0 | 0 | 0 | 0
2023-09-05 | 23-24 | 23-24 |  | 0 | 0.042404 | 0.016414 | 0.10166 | 0.046961 | 0 | 0.00034535 | 3.5177e-05 | 0.0004234 | 0.00030736 |  |  | 0 | 0 | 0 | 0 |  | 0 | 0 | 0 | 0 | 0 | 0 | 0 | 0 | 0 | 0 | 0 | 0 | 0 | 0 | 0 | 0 | 0 | 0 | 0 | 0 | 0 | 0
2023-09-06 | 23-24 | 23-24 |  | 0 | 0.037389 | 1.0095 | 0.0050665 | 0.17977 | 0 | 0.00028368 | 0.0047138 | 2.8705e-05 | 0.00091567 |  |  | 0 | 0 | 0 | 0 |  | 0 | 0 | 0 | 0 | 0 | 0 | 0 | 0 | 0 | 0 | 0 | 0 | 0 | 0 | 0 | 0 | 0 | 0 | 0 | 0 | 0 | 0
2023-09-07 | 23-24 | 23-24 |  | 0 | 0.7801 | 0.81589 | 5.2546 | 1.4452 | 0 | 0.0096038 | 0.007399 | 0.017168 | 0.010323 |  |  | 0.060243 | 0 | 0 | 0.041701 |  | 0.0012172 | 0 | 0 | 0.00084257 | 0.060243 | 0 | 0 | 0.041701 | 0.0012172 | 0 | 0 | 0.00084257 | 0 | 0 | 0 | 0 | 0 | 0 | 0 | 0 | 0 | 0
2023-09-08 | 23-24 | 23-24 |  | 0 | 0.52224 | 1.5172 | 3.2842 | 1.0801 | 0 | 0.0032932 | 0.0078024 | 0.0093316 | 0.0048509 |  |  | 0 | 0 | 2.3861e-05 | 3.5485e-06 |  | 0 | 0 | 0 | 0 | 0 | 0 | 2.3861e-05 | 3.5485e-06 | 0 | 0 | 0 | 0 | 0 | 0 | 0 | 0 | 0 | 0 | 0 | 0 | 0 | 0
2023-09-09 | 23-24 | 23-24 |  | 0 | 0.14349 | 0.20443 | 0.40863 | 0.1911 | 0 | 0.00042398 | 0.0021998 | 0.0026768 | 0.0010252 |  |  | 0 | 0 | 0.19167 | 0.028504 |  | 0 | 0 | 0.0012415 | 0.00018463 | 0 | 0 | 0.19167 | 0.028504 | 0 | 0 | 0.0012415 | 0.00018463 | 0 | 0 | 0 | 0 | 0 | 0 | 0 | 0 | 0 | 0
2023-09-10 | 23-24 | 23-24 |  | 0 | 0.037896 | 0 | 0.41557 | 0.088033 | 0 | 0.0001773 | 0 | 0.0019161 | 0.00040768 |  |  | 0 | 0 | 0.031672 | 0.0047101 |  | 0 | 0 | 0.00010047 | 1.4941e-05 | 0 | 0 | 0.031672 | 0.0047101 | 0 | 0 | 0.00010047 | 1.4941e-05 | 0 | 0 | 0 | 0 | 0 | 0 | 0 | 0 | 0 | 0
2023-09-11 | 23-24 | 23-24 |  | 0 | 0.35432 | 0.62949 | 0.013441 | 0.34275 | 0 | 0.0055128 | 0.0069792 | 5.0234e-05 | 0.0048822 |  |  | 0 | 0 | 0 | 0 |  | 0 | 0 | 0 | 0 | 0 | 0 | 0 | 0 | 0 | 0 | 0 | 0 | 0 | 0 | 0 | 0 | 0 | 0 | 0 | 0 | 0 | 0
2023-09-12 | 23-24 | 23-24 |  | 0 | 0.11065 | 0.23062 | 0.2966 | 0.15569 | 0 | 0.0014482 | 0.0024249 | 0.0035666 | 0.0019007 |  |  | 0 | 0 | 0 | 0 |  | 0 | 0 | 0 | 0 | 0 | 0 | 0 | 0 | 0 | 0 | 0 | 0 | 0 | 0 | 0 | 0 | 0 | 0 | 0 | 0 | 0 | 0
2023-09-13 | 23-24 | 23-24 |  | 0 | 0.038671 | 0.094916 | 1.2785 | 0.2313 | 0 | 0.00024051 | 0.00057691 | 0.011303 | 0.0019349 |  |  | 0 | 0 | 0 | 0 |  | 0 | 0 | 0 | 0 | 0 | 0 | 0 | 0 | 0 | 0 | 0 | 0 | 0 | 0 | 0 | 0 | 0 | 0 | 0 | 0 | 0 | 0
2023-09-14 | 23-24 | 23-24 |  | 0 | 0.43907 | 0.39937 | 0.60543 | 0.45455 | 0 | 0.005429 | 0.002772 | 0.0052268 | 0.0049558 |  |  | 0 | 0 | 0 | 0 |  | 0 | 0 | 0 | 0 | 0 | 0 | 0 | 0 | 0 | 0 | 0 | 0 | 0 | 0 | 0 | 0 | 0 | 0 | 0 | 0 | 0 | 0
2023-09-15 | 23-24 | 23-24 |  | 0 | 0.052148 | 0.22016 | 0.032035 | 0.074258 | 0 | 0.00034021 | 7.739e-05 | 0.00094728 | 0.00038811 |  |  | 0 | 0 | 0 | 0 |  | 0 | 0 | 0 | 0 | 0 | 0 | 0 | 0 | 0 | 0 | 0 | 0 | 0 | 0 | 0 | 0 | 0 | 0 | 0 | 0 | 0 | 0
2023-09-16 | 23-24 | 23-24 |  | 0 | 0.014893 | 0.037211 | 0.87642 | 0.14629 | 0 | 0.00015726 | 0.00016182 | 0.002306 | 0.00047633 |  |  | 0 | 0 | 0 | 0 |  | 0 | 0 | 0 | 0 | 0 | 0 | 0 | 0 | 0 | 0 | 0 | 0 | 0 | 0 | 0 | 0 | 0 | 0 | 0 | 0 | 0 | 0
2023-09-17 | 23-24 | 23-24 |  | 0 | 0.010573 | 0.032164 | 0.30904 | 0.058157 | 0 | 8.2741e-05 | 0.0001712 | 0.00090422 | 0.00021771 |  |  | 0 | 0 | 0 | 0 |  | 0 | 0 | 0 | 0 | 0 | 0 | 0 | 0 | 0 | 0 | 0 | 0 | 0 | 0 | 0 | 0 | 0 | 0 | 0 | 0 | 0 | 0
2023-09-18 | 23-24 | 23-24 |  | 0 | 0.080392 | 0.028543 | 0.11687 | 0.077358 | 0 | 0.00038081 | 7.0355e-05 | 0.00065305 | 0.00037139 |  |  | 0 | 0 | 0 | 0 |  | 0 | 0 | 0 | 0 | 0 | 0 | 0 | 0 | 0 | 0 | 0 | 0 | 0 | 0 | 0 | 0 | 0 | 0 | 0 | 0 | 0 | 0
2023-09-19 | 23-24 | 23-24 |  | 0 | 0.066033 | 4.3446 | 0.003093 | 0.70521 | 0 | 0.00029088 | 0.011376 | 2.8705e-05 | 0.0019313 |  |  | 0 | 0.11228 | 0 | 0.017032 |  | 0 | 0.00071058 | 0 | 0.00010779 | 0 | 0.11228 | 0 | 0.017032 | 0 | 0.00071058 | 0 | 0.00010779 | 0 | 0 | 0 | 0 | 0 | 0 | 0 | 0 | 0 | 0
2023-09-20 | 23-24 | 23-24 |  | 0 | 0.47987 | 0.019317 | 1.1512 | 0.50631 | 0 | 0.0030763 | 0.00018761 | 0.0041838 | 0.0027801 |  |  | 0 | 0 | 0 | 0 |  | 0 | 0 | 0 | 0 | 0 | 0 | 0 | 0 | 0 | 0 | 0 | 0 | 0 | 0 | 0 | 0 | 0 | 0 | 0 | 0 | 0 | 0
2023-09-21 | 23-24 | 23-24 |  | 0.32594 | 0.074977 | 0.40525 | 1.9077 | 0.39948 | 0.00072239 | 0.00030938 | 0.0017307 | 0.0064132 | 0.0014358 |  |  | 0 | 0 | 0 | 0 |  | 0 | 0 | 0 | 0 | 0 | 0 | 0 | 0 | 0 | 0 | 0 | 0 | 0 | 0 | 0 | 0 | 0 | 0 | 0 | 0 | 0 | 0
2023-09-22 | 23-24 | 23-24 |  | 1.9708 | 0.094327 | 0.0061561 | 0.016757 | 0.083277 | 0.003323 | 0.00051752 | 4.9248e-05 | 5.0234e-05 | 0.00039772 |  |  | 0 | 0 | 0 | 0 |  | 0 | 0 | 0 | 0 | 0 | 0 | 0 | 0 | 0 | 0 | 0 | 0 | 0 | 0 | 0 | 0 | 0 | 0 | 0 | 0 | 0 | 0
2023-09-23 | 23-24 | 23-24 |  | 0 | 0.12856 | 0.021817 | 1.6947 | 0.34433 | 0 | 0.00068402 | 0.00014775 | 0.009566 | 0.0019185 |  |  | 0 | 0 | 0 | 0 |  | 0 | 0 | 0 | 0 | 0 | 0 | 0 | 0 | 0 | 0 | 0 | 0 | 0 | 0 | 0 | 0 | 0 | 0 | 0 | 0 | 0 | 0
2023-09-24 | 23-24 | 23-24 |  | 0 | 0.0043508 | 0 | 0.010169 | 0.0045239 | 0 | 0.00022664 | 0 | 4.3058e-05 | 0.00016328 |  |  | 0 | 0 | 0 | 0 |  | 0 | 0 | 0 | 0 | 0 | 0 | 0 | 0 | 0 | 0 | 0 | 0 | 0 | 0 | 0 | 0 | 0 | 0 | 0 | 0 | 0 | 0
2023-09-25 | 23-24 | 23-24 |  | 0 | 0.088506 | 0.020691 | 0.37302 | 0.11988 | 0 | 0.00095589 | 0.00014071 | 0.0030141 | 0.0011312 |  |  | 0 | 0 | 0 | 0 |  | 0 | 0 | 0 | 0 | 0 | 0 | 0 | 0 | 0 | 0 | 0 | 0 | 0 | 0 | 0 | 0 | 0 | 0 | 0 | 0 | 0 | 0
2023-09-26 | 23-24 | 23-24 |  | 0 | 0.37657 | 0.042764 | 3.538 | 0.7933 | 0 | 0.0062199 | 0.00020637 | 0.023373 | 0.0078127 |  |  | 0 | 0 | 0 | 0 |  | 0 | 0 | 0 | 0 | 0 | 0 | 0 | 0 | 0 | 0 | 0 | 0 | 0 | 0 | 0 | 0 | 0 | 0 | 0 | 0 | 0 | 0
2023-09-27 | 23-24 | 23-24 |  | 0 | 0.31192 | 0.1837 | 0.77522 | 0.35907 | 0 | 0.0018799 | 0.00081143 | 0.0068378 | 0.0024413 |  |  | 0 | 0 | 0.0043905 | 0.00065292 |  | 0 | 0 | 8.2528e-05 | 1.2273e-05 | 0 | 0 | 0.0043905 | 0.00065292 | 0 | 0 | 8.2528e-05 | 1.2273e-05 | 0 | 0 | 0 | 0 | 0 | 0 | 0 | 0 | 0 | 0
2023-09-28 | 23-24 | 23-24 |  | 0 | 0.033794 | 0.45515 | 0.080949 | 0.10447 | 0 | 0.00032685 | 0.0032504 | 0.000244 | 0.00075559 |  |  | 0 | 0 | 0 | 0 |  | 0 | 0 | 0 | 0 | 0 | 0 | 0 | 0 | 0 | 0 | 0 | 0 | 0 | 0 | 0 | 0 | 0 | 0 | 0 | 0 | 0 | 0
2023-09-29 | 23-24 | 23-24 |  | 0 | 0.022357 | 0.10913 | 0.5092 | 0.10775 | 0 | 0.00025901 | 0.0006285 | 0.00074634 | 0.00038562 |  |  | 0 | 0 | 0 | 0 |  | 0 | 0 | 0 | 0 | 0 | 0 | 0 | 0 | 0 | 0 | 0 | 0 | 0 | 0 | 0 | 0 | 0 | 0 | 0 | 0 | 0 | 0
2023-09-30 | 23-24 | 23-24 |  | 0 | 0.23568 | 0.028874 | 1.2499 | 0.3534 | 0 | 0.00040959 | 0.00018996 | 0.0082815 | 0.0015439 |  |  | 0 | 0 | 0.00022555 | 3.3543e-05 |  | 0 | 0 | 0 | 0 | 0 | 0 | 0.00022555 | 3.3543e-05 | 0 | 0 | 0 | 0 | 0 | 0 | 0 | 0 | 0 | 0 | 0 | 0 | 0 | 0
2023-10-01 | 23-24 | 23-24 |  | 0 | 0.40442 | 0.0048967 | 0.091721 | 0.29432 | 0 | 0.0034217 | 2.1106e-05 | 0.00085398 | 0.0024987 |  |  | 0 | 0 | 0 | 0 |  | 0 | 0 | 0 | 0 | 0 | 0 | 0 | 0 | 0 | 0 | 0 | 0 | 0 | 0 | 0 | 0 | 0 | 0 | 0 | 0 | 0 | 0
2023-10-02 | 23-24 |  | MED | 0 | 33.9965 | 13.7651 | 2.2046 | 25.9486 | 0 | 0.042873 | 0.024329 | 0.0081308 | 0.034576 |  |  | 0.96351 | 0 | 0 | 0.66695 |  | 0 | 0 | 0 | 0 | 0.96351 | 0 | 0 | 0.66695 | 0 | 0 | 0 | 0 | 0 | 0 | 0 | 0 | 0 | 0 | 0 | 0 | 0 | 0
2023-10-03 | 23-24 | 23-24 |  | 0 | 2.7649 | 5.4975 | 6.7824 | 3.7565 | 0 | 0.016639 | 0.024397 | 0.016457 | 0.017665 |  |  | 0 | 0 | 0.11318 | 0.016832 |  | 0 | 0 | 3.947e-05 | 5.8697e-06 | 0 | 0 | 0.11318 | 0.016832 | 0 | 0 | 3.947e-05 | 5.8697e-06 | 0 | 0 | 0 | 0 | 0 | 0 | 0 | 0 | 0 | 0
2023-10-04 | 23-24 | 23-24 |  | 0 | 0.38011 | 0.94211 | 0.060992 | 0.41509 | 0 | 0.0028944 | 0.0047912 | 0.00015788 | 0.0027538 |  |  | 0 | 0 | 0 | 0 |  | 0 | 0 | 0 | 0 | 0 | 0 | 0 | 0 | 0 | 0 | 0 | 0 | 0 | 0 | 0 | 0 | 0 | 0 | 0 | 0 | 0 | 0
2023-10-05 | 23-24 | 23-24 |  | 0 | 0.70268 | 0.22012 | 0.071412 | 0.53041 | 0 | 0.001781 | 0.0040689 | 0.00050234 | 0.0019247 |  |  | 0.036808 | 0 | 0 | 0.025479 |  | 0.0001534 | 0 | 0 | 0.00010619 | 0.036808 | 0 | 0 | 0.025479 | 0.0001534 | 0 | 0 | 0.00010619 | 0 | 0 | 0 | 0 | 0 | 0 | 0 | 0 | 0 | 0
2023-10-06 | 23-24 | 23-24 |  | 0 | 0.039797 | 0.0026383 | 0.11047 | 0.044377 | 0 | 0.00059717 | 2.1106e-05 | 0.0009401 | 0.00055638 |  |  | 0 | 0 | 0 | 0 |  | 0 | 0 | 0 | 0 | 0 | 0 | 0 | 0 | 0 | 0 | 0 | 0 | 0 | 0 | 0 | 0 | 0 | 0 | 0 | 0 | 0 | 0
2023-10-07 | 23-24 | 23-24 |  | 0 | 0.10329 | 5.387 | 0.026954 | 0.89267 | 0 | 0.0052928 | 0.025032 | 0.000122 | 0.0074791 |  |  | 0 | 0 | 0 | 0 |  | 0 | 0 | 0 | 0 | 0 | 0 | 0 | 0 | 0 | 0 | 0 | 0 | 0 | 0 | 0 | 0 | 0 | 0 | 0 | 0 | 0 | 0
2023-10-08 | 23-24 | 23-24 |  | 0 | 0.15468 | 0.008323 | 0.31756 | 0.15556 | 0 | 0.0022962 | 0.00011257 | 0.00067457 | 0.0017068 |  |  | 0 | 0 | 0 | 0 |  | 0 | 0 | 0 | 0 | 0 | 0 | 0 | 0 | 0 | 0 | 0 | 0 | 0 | 0 | 0 | 0 | 0 | 0 | 0 | 0 | 0 | 0
2023-10-09 | 23-24 | 23-24 |  | 0 | 0.044729 | 0.005755 | 0.044637 | 0.038473 | 0 | 0.00016497 | 7.739e-05 | 0.00041623 | 0.00018783 |  |  | 0 | 0 | 0 | 0 |  | 0 | 0 | 0 | 0 | 0 | 0 | 0 | 0 | 0 | 0 | 0 | 0 | 0 | 0 | 0 | 0 | 0 | 0 | 0 | 0 | 0 | 0
2023-10-10 | 23-24 | 23-24 |  | 0 | 0.17465 | 0.0081119 | 0.84825 | 0.24827 | 0 | 0.00088959 | 5.6284e-05 | 0.01446 | 0.0027748 |  |  | 0 | 0 | 0 | 0 |  | 0 | 0 | 0 | 0 | 0 | 0 | 0 | 0 | 0 | 0 | 0 | 0 | 0 | 0 | 0 | 0 | 0 | 0 | 0 | 0 | 0 | 0
2023-10-11 | 23-24 | 23-24 |  | 0 | 0.11862 | 0.010992 | 0.12615 | 0.10253 | 0 | 0.0012524 | 0.00013133 | 0.00064587 | 0.00098291 |  |  | 0 | 0 | 0 | 0 |  | 0 | 0 | 0 | 0 | 0 | 0 | 0 | 0 | 0 | 0 | 0 | 0 | 0 | 0 | 0 | 0 | 0 | 0 | 0 | 0 | 0 | 0
2023-10-12 | 23-24 | 23-24 |  | 0 | 0.58471 | 0.76731 | 0.052 | 0.52887 | 0 | 0.0023188 | 0.0012476 | 0.00050952 | 0.0018701 |  |  | 0 | 0 | 0 | 0 |  | 0 | 0 | 0 | 0 | 0 | 0 | 0 | 0 | 0 | 0 | 0 | 0 | 0 | 0 | 0 | 0 | 0 | 0 | 0 | 0 | 0 | 0
2023-10-13 | 23-24 | 23-24 |  | 0 | 0.49831 | 0.0012312 | 0.061738 | 0.3543 | 0 | 0.0029268 | 3.5177e-05 | 7.1763e-06 | 0.0020323 |  |  | 0 | 0 | 0 | 0 |  | 0 | 0 | 0 | 0 | 0 | 0 | 0 | 0 | 0 | 0 | 0 | 0 | 0 | 0 | 0 | 0 | 0 | 0 | 0 | 0 | 0 | 0
2023-10-14 | 23-24 | 23-24 |  | 0 | 0.21988 | 0 | 0.053851 | 0.16021 | 0 | 0.0009636 | 0 | 0.00011482 | 0.00068409 |  |  | 0 | 0 | 0 | 0 |  | 0 | 0 | 0 | 0 | 0 | 0 | 0 | 0 | 0 | 0 | 0 | 0 | 0 | 0 | 0 | 0 | 0 | 0 | 0 | 0 | 0 | 0
2023-10-15 | 23-24 | 23-24 |  | 0 | 0.19813 | 0.14883 | 0.32503 | 0.20806 | 0 | 0.00074107 | 0.00089351 | 0.00085398 | 0.00077551 |  |  | 0 | 0 | 0 | 0 |  | 0 | 0 | 0 | 0 | 0 | 0 | 0 | 0 | 0 | 0 | 0 | 0 | 0 | 0 | 0 | 0 | 0 | 0 | 0 | 0 | 0 | 0
2023-10-16 | 23-24 | 23-24 |  | 0 | 0.40781 | 0.043674 | 0.061602 | 0.29807 | 0 | 0.0045734 | 0.0004104 | 0.0002727 | 0.0032685 |  |  | 0 | 0 | 0 | 0 |  | 0 | 0 | 0 | 0 | 0 | 0 | 0 | 0 | 0 | 0 | 0 | 0 | 0 | 0 | 0 | 0 | 0 | 0 | 0 | 0 | 0 | 0
2023-10-17 | 23-24 | 23-24 |  | 0 | 0.11643 | 0.25247 | 0.13522 | 0.139 | 0 | 0.0008346 | 0.0015455 | 0.0014353 | 0.0010256 |  |  | 0 | 0 | 0 | 0 |  | 0 | 0 | 0 | 0 | 0 | 0 | 0 | 0 | 0 | 0 | 0 | 0 | 0 | 0 | 0 | 0 | 0 | 0 | 0 | 0 | 0 | 0
2023-10-18 | 23-24 | 23-24 |  | 0 | 0.72856 | 0.085216 | 0.58061 | 0.60359 | 0 | 0.0033132 | 0.00053235 | 0.0041934 | 0.0029978 |  |  | 0 | 0 | 0 | 0 |  | 0 | 0 | 0 | 0 | 0 | 0 | 0 | 0 | 0 | 0 | 0 | 0 | 0 | 0 | 0 | 0 | 0 | 0 | 0 | 0 | 0 | 0
2023-10-19 | 23-24 | 23-24 |  | 0 | 0.19292 | 0.032047 | 0.18998 | 0.16665 | 0 | 0.0030152 | 0.00030253 | 0.0014281 | 0.0023454 |  |  | 0 | 0 | 0 | 0 |  | 0 | 0 | 0 | 0 | 0 | 0 | 0 | 0 | 0 | 0 | 0 | 0 | 0 | 0 | 0 | 0 | 0 | 0 | 0 | 0 | 0 | 0
2023-10-20 | 23-24 | 23-24 |  | 0 | 0.79349 | 0.027511 | 0.34302 | 0.60444 | 0 | 0.0069996 | 0.00018527 | 0.0014066 | 0.0050824 |  |  | 0 | 0 | 0 | 0 |  | 0 | 0 | 0 | 0 | 0 | 0 | 0 | 0 | 0 | 0 | 0 | 0 | 0 | 0 | 0 | 0 | 0 | 0 | 0 | 0 | 0 | 0
2023-10-21 | 23-24 | 23-24 |  | 0 | 0.36847 | 0.32531 | 0.8226 | 0.42674 | 0 | 0.0024226 | 0.0046856 | 0.0064252 | 0.0033432 |  |  | 0 | 0 | 0 | 0 |  | 0 | 0 | 0 | 0 | 0 | 0 | 0 | 0 | 0 | 0 | 0 | 0 | 0 | 0 | 0 | 0 | 0 | 0 | 0 | 0 | 0 | 0
2023-10-22 | 23-24 | 23-24 |  | 0 | 0.44825 | 0.05264 | 0.8907 | 0.45073 | 0 | 0.0050955 | 0.0017964 | 0.0026696 | 0.0041967 |  |  | 0 | 0 | 0 | 0 |  | 0 | 0 | 0 | 0 | 0 | 0 | 0 | 0 | 0 | 0 | 0 | 0 | 0 | 0 | 0 | 0 | 0 | 0 | 0 | 0 | 0 | 0
2023-10-23 | 23-24 | 23-24 |  | 0 | 0.04608 | 0.0083582 | 0.85536 | 0.16037 | 0 | 0.0027551 | 0.0012312 | 0.0041312 | 0.0027082 |  |  | 0 | 0 | 0 | 0 |  | 0 | 0 | 0 | 0 | 0 | 0 | 0 | 0 | 0 | 0 | 0 | 0 | 0 | 0 | 0 | 0 | 0 | 0 | 0 | 0 | 0 | 0
2023-10-24 | 23-24 | 23-24 |  | 0 | 0.40314 | 1.6397 | 0.21693 | 0.56005 | 0 | 0.0037033 | 0.0074881 | 0.001751 | 0.0039597 |  |  | 0 | 0 | 0 | 0 |  | 0 | 0 | 0 | 0 | 0 | 0 | 0 | 0 | 0 | 0 | 0 | 0 | 0 | 0 | 0 | 0 | 0 | 0 | 0 | 0 | 0 | 0
2023-10-25 | 23-24 | 23-24 |  | 0 | 0.20925 | 0.32038 | 0.016175 | 0.19585 | 0 | 0.0018337 | 0.0020403 | 6.4587e-05 | 0.0015884 |  |  | 0 | 0 | 0 | 0 |  | 0 | 0 | 0 | 0 | 0 | 0 | 0 | 0 | 0 | 0 | 0 | 0 | 0 | 0 | 0 | 0 | 0 | 0 | 0 | 0 | 0 | 0
2023-10-26 | 23-24 | 23-24 |  | 0 | 0.025498 | 1.5855 | 0.011798 | 0.25992 | 0 | 0.00014236 | 0.01723 | 2.8705e-05 | 0.0027164 |  |  | 0 | 0 | 0 | 0 |  | 0 | 0 | 0 | 0 | 0 | 0 | 0 | 0 | 0 | 0 | 0 | 0 | 0 | 0 | 0 | 0 | 0 | 0 | 0 | 0 | 0 | 0
2023-10-27 | 23-24 | 23-24 |  | 0 | 0.10204 | 1.2659 | 0.10877 | 0.27884 | 0 | 0.00073387 | 0.0086607 | 0.0011171 | 0.0019879 |  |  | 0 | 0 | 0 | 0 |  | 0 | 0 | 0 | 0 | 0 | 0 | 0 | 0 | 0 | 0 | 0 | 0 | 0 | 0 | 0 | 0 | 0 | 0 | 0 | 0 | 0 | 0
2023-10-28 | 23-24 | 23-24 |  | 0 | 0.47994 | 0.044042 | 0.23835 | 0.37435 | 0 | 0.0041021 | 5.6284e-05 | 0.0022665 | 0.0031851 |  |  | 0 | 0 | 0.0022396 | 0.00033305 |  | 0 | 0 | 1.0764e-05 | 1.6008e-06 | 0 | 0 | 0.0022396 | 0.00033305 | 0 | 0 | 1.0764e-05 | 1.6008e-06 | 0 | 0 | 0 | 0 | 0 | 0 | 0 | 0 | 0 | 0
2023-10-29 | 23-24 | 23-24 |  | 0 | 0.006554 | 0.013114 | 0.016223 | 0.0089386 | 0 | 3.9572e-05 | 3.5177e-05 | 0.00025835 | 7.1148e-05 |  |  | 0 | 0 | 0 | 0 |  | 0 | 0 | 0 | 0 | 0 | 0 | 0 | 0 | 0 | 0 | 0 | 0 | 0 | 0 | 0 | 0 | 0 | 0 | 0 | 0 | 0 | 0
2023-10-30 | 23-24 | 23-24 |  | 0.13812 | 0.21521 | 0.49095 | 1.9248 | 0.51071 | 0.00028895 | 0.0017293 | 0.0047091 | 0.010355 | 0.0034535 |  |  | 0 | 0 | 0 | 0 |  | 0 | 0 | 0 | 0 | 0 | 0 | 0 | 0 | 0 | 0 | 0 | 0 | 0 | 0 | 0 | 0 | 0 | 0 | 0 | 0 | 0 | 0
2023-10-31 | 23-24 | 23-24 |  | 0 | 0.55621 | 0.076497 | 0.095761 | 0.41086 | 0 | 0.0033898 | 0.00070355 | 0.00043058 | 0.0025172 |  |  | 0 | 0 | 0 | 0 |  | 0 | 0 | 0 | 0 | 0 | 0 | 0 | 0 | 0 | 0 | 0 | 0 | 0 | 0 | 0 | 0 | 0 | 0 | 0 | 0 | 0 | 0
2023-11-01 | 23-24 | 23-24 |  | 0 | 0.031702 | 0.044631 | 0.31089 | 0.074948 | 0 | 0.00012642 | 0.00013836 | 0.0011339 | 0.00027712 |  |  | 0 | 0 | 0 | 0 |  | 0 | 0 | 0 | 0 | 0 | 0 | 0 | 0 | 0 | 0 | 0 | 0 | 0 | 0 | 0 | 0 | 0 | 0 | 0 | 0 | 0 | 0
2023-11-02 | 23-24 | 23-24 |  | 0 | 0.25154 | 0.046751 | 0.022993 | 0.18463 | 0 | 0.0029201 | 0.00027673 | 7.1763e-05 | 0.002074 |  |  | 0 | 0 | 0 | 0 |  | 0 | 0 | 0 | 0 | 0 | 0 | 0 | 0 | 0 | 0 | 0 | 0 | 0 | 0 | 0 | 0 | 0 | 0 | 0 | 0 | 0 | 0
2023-11-03 | 23-24 | 23-24 |  | 0 | 0.59853 | 0.41606 | 1.4258 | 0.68945 | 0 | 0.0026369 | 0.0029971 | 0.0073773 | 0.003377 |  |  | 0 | 0 | 0 | 0 |  | 0 | 0 | 0 | 0 | 0 | 0 | 0 | 0 | 0 | 0 | 0 | 0 | 0 | 0 | 0 | 0 | 0 | 0 | 0 | 0 | 0 | 0
2023-11-04 | 23-24 | 23-24 |  | 0 | 0.061258 | 0.97201 | 0.013738 | 0.19189 | 0 | 0.00041679 | 0.0025046 | 5.9803e-05 | 0.00067733 |  |  | 0 | 0 | 0 | 0 |  | 0 | 0 | 0 | 0 | 0 | 0 | 0 | 0 | 0 | 0 | 0 | 0 | 0 | 0 | 0 | 0 | 0 | 0 | 0 | 0 | 0 | 0
2023-11-05 | 23-24 | 23-24 |  | 0 | 0.04958 | 0.33009 | 0 | 0.084391 | 0 | 0.00036231 | 0.00092399 | 0 | 0.00039096 |  |  | 0 | 0 | 0 | 0 |  | 0 | 0 | 0 | 0 | 0 | 0 | 0 | 0 | 0 | 0 | 0 | 0 | 0 | 0 | 0 | 0 | 0 | 0 | 0 | 0 | 0 | 0
2023-11-06 | 23-24 | 23-24 |  | 0 | 0.022561 | 0.15844 | 0.69777 | 0.14342 | 0 | 0.00013465 | 0.0031402 | 0.0032796 | 0.0010573 |  |  | 0 | 0 | 0 | 0 |  | 0 | 0 | 0 | 0 | 0 | 0 | 0 | 0 | 0 | 0 | 0 | 0 | 0 | 0 | 0 | 0 | 0 | 0 | 0 | 0 | 0 | 0
2023-11-07 | 23-24 | 23-24 |  | 0 | 0.013905 | 0.011721 | 0.20055 | 0.041228 | 0 | 0.0001958 | 3.9868e-05 | 0.0029806 | 0.00058483 |  |  | 0 | 0 | 0 | 0 |  | 0 | 0 | 0 | 0 | 0 | 0 | 0 | 0 | 0 | 0 | 0 | 0 | 0 | 0 | 0 | 0 | 0 | 0 | 0 | 0 | 0 | 0
2023-11-08 | 23-24 | 23-24 |  | 0 | 0.023678 | 0.5465 | 3.0154 | 0.54772 | 0 | 0.00021173 | 0.004634 | 0.022639 | 0.0042162 |  |  | 0 | 0 | 0 | 0 |  | 0 | 0 | 0 | 0 | 0 | 0 | 0 | 0 | 0 | 0 | 0 | 0 | 0 | 0 | 0 | 0 | 0 | 0 | 0 | 0 | 0 | 0
2023-11-09 | 23-24 | 23-24 |  | 0 | 0.059625 | 3.1249 | 0.13758 | 0.53575 | 0 | 0.00048103 | 0.0098919 | 0.00037795 | 0.0018897 |  |  | 0 | 0 | 0 | 0 |  | 0 | 0 | 0 | 0 | 0 | 0 | 0 | 0 | 0 | 0 | 0 | 0 | 0 | 0 | 0 | 0 | 0 | 0 | 0 | 0 | 0 | 0
2023-11-10 | 23-24 | 23-24 |  | 0.087264 | 0.72746 | 1.3417 | 7.6039 | 1.8385 | 0.00028895 | 0.0050698 | 0.007012 | 0.034614 | 0.0097227 |  |  | 0 | 0 | 0 | 0 |  | 0 | 0 | 0 | 0 | 0 | 0 | 0 | 0 | 0 | 0 | 0 | 0 | 0 | 0 | 0 | 0 | 0 | 0 | 0 | 0 | 0 | 0
2023-11-11 | 23-24 | 23-24 |  | 0 | 0.030776 | 0.0084778 | 1.3614 | 0.22504 | 0 | 0.00020197 | 2.1106e-05 | 0.0040833 | 0.00075025 |  |  | 0 | 0 | 0 | 0 |  | 0 | 0 | 0 | 0 | 0 | 0 | 0 | 0 | 0 | 0 | 0 | 0 | 0 | 0 | 0 | 0 | 0 | 0 | 0 | 0 | 0 | 0
2023-11-12 | 23-24 | 23-24 |  | 0 | 0.056508 | 0.030386 | 0.044307 | 0.050314 | 0 | 0.00029242 | 0.00020403 | 0.00020094 | 0.00026325 |  |  | 0 | 0 | 0 | 0 |  | 0 | 0 | 0 | 0 | 0 | 0 | 0 | 0 | 0 | 0 | 0 | 0 | 0 | 0 | 0 | 0 | 0 | 0 | 0 | 0 | 0 | 0
2023-11-13 | 23-24 | 23-24 |  | 0 | 0.24061 | 1.6515 | 3.592 | 0.95125 | 0 | 0.0025542 | 0.0071434 | 0.014286 | 0.0049761 |  |  | 0 | 0 | 0.0076128 | 0.0011321 |  | 0 | 0 | 0 | 0 | 0 | 0 | 0.0076128 | 0.0011321 | 0 | 0 | 0 | 0 | 0 | 0 | 0 | 0 | 0 | 0 | 0 | 0 | 0 | 0
2023-11-14 | 23-24 | 23-24 |  | 0 | 0.091698 | 1.5569 | 0.41411 | 0.36122 | 0 | 0.00032942 | 0.014613 | 0.0011171 | 0.0026108 |  |  | 0 | 0 | 0 | 0 |  | 0 | 0 | 0 | 0 | 0 | 0 | 0 | 0 | 0 | 0 | 0 | 0 | 0 | 0 | 0 | 0 | 0 | 0 | 0 | 0 | 0 | 0
2023-11-15 | 23-24 | 23-24 |  | 0 | 0.58331 | 0.072935 | 0.17866 | 0.4414 | 0 | 0.006684 | 0.00057457 | 0.00088628 | 0.0048457 |  |  | 0 | 0 | 0.042368 | 0.0063008 |  | 0 | 0 | 0.00024758 | 3.6819e-05 | 0 | 0 | 0.042368 | 0.0063008 | 0 | 0 | 0.00024758 | 3.6819e-05 | 0 | 0 | 0 | 0 | 0 | 0 | 0 | 0 | 0 | 0
2023-11-16 | 23-24 | 23-24 |  | 0 | 0.082527 | 2.0165 | 0.94245 | 0.50316 | 0 | 0.00053807 | 0.031442 | 0.0087731 | 0.0064465 |  |  | 0 | 0 | 0.025361 | 0.0037715 |  | 0 | 0 | 0.00055617 | 8.2709e-05 | 0 | 0 | 0.025361 | 0.0037715 | 0 | 0 | 0.00055617 | 8.2709e-05 | 0 | 0 | 0 | 0 | 0 | 0 | 0 | 0 | 0 | 0
2023-11-17 | 23-24 | 23-24 |  | 0 | 0.1203 | 0.26978 | 0.0011769 | 0.12437 | 0 | 0.0014677 | 0.0015197 | 7.1763e-06 | 0.0012476 |  |  | 0 | 0 | 0 | 0 |  | 0 | 0 | 0 | 0 | 0 | 0 | 0 | 0 | 0 | 0 | 0 | 0 | 0 | 0 | 0 | 0 | 0 | 0 | 0 | 0 | 0 | 0
2023-11-18 | 23-24 | 23-24 |  | 0 | 0.11344 | 0.41692 | 0.031714 | 0.14648 | 0 | 0.00069893 | 0.0013485 | 0.00010047 | 0.0007033 |  |  | 0 | 0 | 0.0005144 | 7.6498e-05 |  | 0 | 0 | 0 | 0 | 0 | 0 | 0.0005144 | 7.6498e-05 | 0 | 0 | 0 | 0 | 0 | 0 | 0 | 0 | 0 | 0 | 0 | 0 | 0 | 0
2023-11-19 | 23-24 | 23-24 |  | 0 | 0.19358 | 0 | 0.49566 | 0.20771 | 0 | 0.0018743 | 0 | 0.0020165 | 0.0015973 |  |  | 0 | 0 | 0 | 0 |  | 0 | 0 | 0 | 0 | 0 | 0 | 0 | 0 | 0 | 0 | 0 | 0 | 0 | 0 | 0 | 0 | 0 | 0 | 0 | 0 | 0 | 0
2023-11-20 | 23-24 | 23-24 |  | 0 | 0.13452 | 0.048052 | 0.80823 | 0.2206 | 0 | 0.0010021 | 0.00016182 | 0.0080566 | 0.0019164 |  |  | 0 | 0 | 0.012851 | 0.0019112 |  | 0 | 0 | 0 | 0 | 0 | 0 | 0.012851 | 0.0019112 | 0 | 0 | 0 | 0 | 0 | 0 | 0 | 0 | 0 | 0 | 0 | 0 | 0 | 0
2023-11-21 | 23-24 | 23-24 |  | 0 | 0.18404 | 0.19209 | 0.13763 | 0.177 | 0 | 0.0010823 | 0.00076452 | 0.0005454 | 0.00094627 |  |  | 0 | 0 | 0 | 0 |  | 0 | 0 | 0 | 0 | 0 | 0 | 0 | 0 | 0 | 0 | 0 | 0 | 0 | 0 | 0 | 0 | 0 | 0 | 0 | 0 | 0 | 0
2023-11-22 | 23-24 | 23-24 |  | 0 | 0.20712 | 2.3152 | 0.03548 | 0.49983 | 0 | 0.0015459 | 0.019202 | 0.00020811 | 0.0040138 |  |  | 0 | 0 | 0 | 0 |  | 0 | 0 | 0 | 0 | 0 | 0 | 0 | 0 | 0 | 0 | 0 | 0 | 0 | 0 | 0 | 0 | 0 | 0 | 0 | 0 | 0 | 0
2023-11-23 | 23-24 | 23-24 |  | 0 | 0.60634 | 0.62576 | 2.2702 | 0.85225 | 0 | 0.0038313 | 0.0087193 | 0.014374 | 0.0061123 |  |  | 0 | 0 | 0 | 0 |  | 0 | 0 | 0 | 0 | 0 | 0 | 0 | 0 | 0 | 0 | 0 | 0 | 0 | 0 | 0 | 0 | 0 | 0 | 0 | 0 | 0 | 0
2023-11-24 | 23-24 | 23-24 |  | 0 | 0.55329 | 3.3793 | 7.7223 | 2.044 | 0 | 0.011711 | 0.024779 | 0.02778 | 0.015996 |  |  | 0 | 0 | 0 | 0 |  | 0 | 0 | 0 | 0 | 0 | 0 | 0 | 0 | 0 | 0 | 0 | 0 | 0 | 0 | 0 | 0 | 0 | 0 | 0 | 0 | 0 | 0
2023-11-25 | 23-24 | 23-24 |  | 0 | 0.010546 | 0.13862 | 0.38277 | 0.085251 | 0 | 0.00011358 | 0.0022045 | 0.0018587 | 0.00068942 |  |  | 0 | 0 | 0 | 0 |  | 0 | 0 | 0 | 0 | 0 | 0 | 0 | 0 | 0 | 0 | 0 | 0 | 0 | 0 | 0 | 0 | 0 | 0 | 0 | 0 | 0 | 0
2023-11-26 | 23-24 | 23-24 |  | 0.11221 | 0.0019652 | 0.098016 | 0.11502 | 0.034163 | 0.00048159 | 3.6488e-05 | 0.00067775 | 0.00061238 | 0.00022269 |  |  | 0 | 0 | 0 | 0 |  | 0 | 0 | 0 | 0 | 0 | 0 | 0 | 0 | 0 | 0 | 0 | 0 | 0 | 0 | 0 | 0 | 0 | 0 | 0 | 0 | 0 | 0
2023-11-27 | 23-24 | 23-24 |  | 0.086975 | 0.15096 | 0.11001 | 1.0356 | 0.27583 | 0.00033711 | 0.0016692 | 0.0006543 | 0.016857 | 0.0037641 |  |  | 0 | 0 | 0 | 0 |  | 0 | 0 | 0 | 0 | 0 | 0 | 0 | 0 | 0 | 0 | 0 | 0 | 0 | 0 | 0 | 0 | 0 | 0 | 0 | 0 | 0 | 0
2023-11-28 | 23-24 |  | MED | 0 | 3.3613 | 4.5628 | 12.7042 | 4.9081 | 0 | 0.025194 | 0.048966 | 0.059251 | 0.033679 |  |  | 0 | 0.33429 | 0.2091 | 0.081804 |  | 0 | 0.0025574 | 0.00064467 | 0.0004838 | 0 | 0.33429 | 0.2091 | 0.081804 | 0 | 0.0025574 | 0.00064467 | 0.0004838 | 0 | 0 | 0 | 0 | 0 | 0 | 0 | 0 | 0 | 0
2023-11-29 | 23-24 | 23-24 |  | 0 | 0.55226 | 0.49879 | 3.1038 | 0.91952 | 0 | 0.0058227 | 0.001787 | 0.053521 | 0.012261 |  |  | 0 | 0 | 0 | 0 |  | 0 | 0 | 0 | 0 | 0 | 0 | 0 | 0 | 0 | 0 | 0 | 0 | 0 | 0 | 0 | 0 | 0 | 0 | 0 | 0 | 0 | 0
2023-11-30 | 23-24 | 23-24 |  | 0 | 0.32263 | 5.3006 | 0.066924 | 1.0373 | 0 | 0.0022849 | 0.014866 | 0.0039661 | 0.0044265 |  |  | 0 | 0 | 0 | 0 |  | 0 | 0 | 0 | 0 | 0 | 0 | 0 | 0 | 0 | 0 | 0 | 0 | 0 | 0 | 0 | 0 | 0 | 0 | 0 | 0 | 0 | 0
2023-12-01 | 23-24 | 23-24 |  | 0.12136 | 0.11755 | 0.056207 | 0.12195 | 0.10893 | 0.01517 | 0.00056891 | 0.00074811 | 0.00055019 | 0.00070116 |  |  | 0 | 0 | 0 | 0 |  | 0 | 0 | 0 | 0 | 0 | 0 | 0 | 0 | 0 | 0 | 0 | 0 | 0 | 0 | 0 | 0 | 0 | 0 | 0 | 0 | 0 | 0
2023-12-02 | 23-24 | 23-24 |  | 0 | 0.15322 | 0.02867 | 0.18652 | 0.13815 | 0 | 0.00065268 | 0.00010553 | 0.00054779 | 0.00054926 |  |  | 0 | 0 | 0 | 0 |  | 0 | 0 | 0 | 0 | 0 | 0 | 0 | 0 | 0 | 0 | 0 | 0 | 0 | 0 | 0 | 0 | 0 | 0 | 0 | 0 | 0 | 0
2023-12-03 | 23-24 | 23-24 |  | 0.082352 | 0.20026 | 0.033742 | 0.039604 | 0.15024 | 0.00043343 | 0.0074981 | 0.00035881 | 0.00027748 | 0.0052891 |  |  | 0 | 0 | 0.0009999 | 0.0001487 |  | 0 | 0 | 5.2626e-05 | 7.8263e-06 | 0 | 0 | 0.0009999 | 0.0001487 | 0 | 0 | 5.2626e-05 | 7.8263e-06 | 0 | 0 | 0 | 0 | 0 | 0 | 0 | 0 | 0 | 0
2023-12-04 | 23-24 | 23-24 |  | 0 | 0.084338 | 0.16037 | 0.40151 | 0.14242 | 0 | 0.00054835 | 0.00047138 | 0.0023921 | 0.00080682 |  |  | 0 | 0 | 0 | 0 |  | 0 | 0 | 0 | 0 | 0 | 0 | 0 | 0 | 0 | 0 | 0 | 0 | 0 | 0 | 0 | 0 | 0 | 0 | 0 | 0 | 0 | 0
2023-12-05 | 23-24 | 23-24 |  | 0 | 0.049079 | 0.0067353 | 0.067608 | 0.045049 | 0 | 0.00043015 | 7.9735e-05 | 0.00038752 | 0.00036748 |  |  | 0 | 0 | 0 | 0 |  | 0 | 0 | 0 | 0 | 0 | 0 | 0 | 0 | 0 | 0 | 0 | 0 | 0 | 0 | 0 | 0 | 0 | 0 | 0 | 0 | 0 | 0
2023-12-06 | 23-24 | 23-24 |  | 0 | 0.244 | 0.042487 | 0.16179 | 0.19941 | 0 | 0.0023815 | 0.00022279 | 0.0011195 | 0.0018488 |  |  | 0 | 0 | 0 | 0 |  | 0 | 0 | 0 | 0 | 0 | 0 | 0 | 0 | 0 | 0 | 0 | 0 | 0 | 0 | 0 | 0 | 0 | 0 | 0 | 0 | 0 | 0
2023-12-07 | 23-24 | 23-24 |  | 0.2131 | 0.044002 | 0.059244 | 1.2442 | 0.22605 | 0.0036119 | 0.00020094 | 0.00067306 | 0.0088388 | 0.0015823 |  |  | 0 | 0 | 0 | 0 |  | 0 | 0 | 0 | 0 | 0 | 0 | 0 | 0 | 0 | 0 | 0 | 0 | 0 | 0 | 0 | 0 | 0 | 0 | 0 | 0 | 0 | 0
2023-12-08 | 23-24 |  | MED | 0 | 0.82391 | 9.2301 | 22.703 | 5.3467 | 0 | 0.0067128 | 0.047447 | 0.079758 | 0.023705 |  |  | 0 | 0 | 0 | 0 |  | 0 | 0 | 0 | 0 | 0 | 0 | 0 | 0 | 0 | 0 | 0 | 0 | 0 | 0 | 0 | 0 | 0 | 0 | 0 | 0 | 0 | 0
2023-12-09 | 23-24 | 23-24 |  | 0 | 0.15961 | 0.059668 | 0.4966 | 0.19339 | 0 | 0.0025203 | 0.00033067 | 0.0012917 | 0.0019868 |  |  | 0 | 0 | 0.019137 | 0.0028459 |  | 0 | 0 | 5.0234e-05 | 7.4705e-06 | 0 | 0 | 0.019137 | 0.0028459 | 0 | 0 | 5.0234e-05 | 7.4705e-06 | 0 | 0 | 0 | 0 | 0 | 0 | 0 | 0 | 0 | 0
2023-12-10 | 23-24 | 23-24 |  | 0.18483 | 3.4478 | 4.8495 | 3.5879 | 3.6572 | 0.0026969 | 0.016198 | 0.016909 | 0.026021 | 0.017667 |  |  | 0 | 0 | 0.00011504 | 1.7107e-05 |  | 0 | 0 | 0 | 0 | 0 | 0 | 0.00011504 | 1.7107e-05 | 0 | 0 | 0 | 0 | 0 | 0 | 0 | 0 | 0 | 0 | 0 | 0 | 0 | 0
2023-12-11 | 23-24 |  | MED | 0 | 17.8645 | 21.8357 | 105.2963 | 31.3372 | 0 | 0.055671 | 0.06013 | 0.13517 | 0.067758 |  |  | 0.634 | 0 | 4.5691 | 1.1183 |  | 0 | 0 | 0.0059886 | 0.00089059 | 0.634 | 0 | 4.5691 | 1.1183 | 0 | 0 | 0.0059886 | 0.00089059 | 0 | 0 | 0 | 0 | 0 | 0 | 0 | 0 | 0 | 0
2023-12-12 | 23-24 | 23-24 |  | 0 | 1.2854 | 4.7364 | 20.0739 | 4.5935 | 0 | 0.015288 | 0.032591 | 0.063668 | 0.024994 |  |  | 0 | 0 | 0 | 0 |  | 0 | 0 | 0 | 0 | 0 | 0 | 0 | 0 | 0 | 0 | 0 | 0 | 0 | 0 | 0 | 0 | 0 | 0 | 0 | 0 | 0 | 0
2023-12-13 | 23-24 | 23-24 |  | 0 | 0.46315 | 0.72402 | 3.382 | 0.93337 | 0 | 0.0063859 | 0.0028119 | 0.010353 | 0.0063866 |  |  | 0 | 0 | 0 | 0 |  | 0 | 0 | 0 | 0 | 0 | 0 | 0 | 0 | 0 | 0 | 0 | 0 | 0 | 0 | 0 | 0 | 0 | 0 | 0 | 0 | 0 | 0
2023-12-14 | 23-24 | 23-24 |  | 0 | 0.15951 | 0.18374 | 1.4562 | 0.35484 | 0 | 0.00090963 | 0.00087944 | 0.0058057 | 0.0016264 |  |  | 0 | 0 | 0 | 0 |  | 0 | 0 | 0 | 0 | 0 | 0 | 0 | 0 | 0 | 0 | 0 | 0 | 0 | 0 | 0 | 0 | 0 | 0 | 0 | 0 | 0 | 0
2023-12-15 | 23-24 | 23-24 |  | 0 | 0.05912 | 0.06218 | 0.34759 | 0.10205 | 0 | 0.00095126 | 0.00034474 | 0.0011052 | 0.00087512 |  |  | 0 | 0 | 0 | 0 |  | 0 | 0 | 0 | 0 | 0 | 0 | 0 | 0 | 0 | 0 | 0 | 0 | 0 | 0 | 0 | 0 | 0 | 0 | 0 | 0 | 0 | 0
2023-12-16 | 23-24 | 23-24 |  | 0 | 0.0080017 | 2.4042 | 0.013822 | 0.37228 | 0 | 5.3961e-05 | 0.020494 | 5.2626e-05 | 0.003154 |  |  | 0 | 0 | 0 | 0 |  | 0 | 0 | 0 | 0 | 0 | 0 | 0 | 0 | 0 | 0 | 0 | 0 | 0 | 0 | 0 | 0 | 0 | 0 | 0 | 0 | 0 | 0
2023-12-17 | 23-24 | 23-24 |  | 0 | 0.06004 | 0.28723 | 4.6701 | 0.77963 | 0 | 0.00027495 | 0.0006543 | 0.037262 | 0.0058309 |  |  | 0 | 0 | 0 | 0 |  | 0 | 0 | 0 | 0 | 0 | 0 | 0 | 0 | 0 | 0 | 0 | 0 | 0 | 0 | 0 | 0 | 0 | 0 | 0 | 0 | 0 | 0
2023-12-18 | 23-24 | 23-24 |  | 0 | 0.099526 | 0.78261 | 1.0857 | 0.34907 | 0 | 0.0010957 | 0.0051031 | 0.005088 | 0.0022892 |  |  | 0 | 0 | 0 | 0 |  | 0 | 0 | 0 | 0 | 0 | 0 | 0 | 0 | 0 | 0 | 0 | 0 | 0 | 0 | 0 | 0 | 0 | 0 | 0 | 0 | 0 | 0
2023-12-19 | 23-24 | 23-24 |  | 0 | 0.17279 | 0.10826 | 0.36289 | 0.19 | 0 | 0.002217 | 0.00040337 | 0.00099033 | 0.0017431 |  |  | 0 | 0 | 0 | 0 |  | 0 | 0 | 0 | 0 | 0 | 0 | 0 | 0 | 0 | 0 | 0 | 0 | 0 | 0 | 0 | 0 | 0 | 0 | 0 | 0 | 0 | 0
2023-12-20 | 23-24 | 23-24 |  | 0 | 0.074917 | 0.93689 | 2.101 | 0.50642 | 0 | 0.00072668 | 0.0034521 | 0.008138 | 0.0022369 |  |  | 0 | 0 | 0 | 0 |  | 0 | 0 | 0 | 0 | 0 | 0 | 0 | 0 | 0 | 0 | 0 | 0 | 0 | 0 | 0 | 0 | 0 | 0 | 0 | 0 | 0 | 0
2023-12-21 | 23-24 | 23-24 |  | 0 | 0.090003 | 0.24353 | 1.0788 | 0.25968 | 0 | 0.00083203 | 0.0016674 | 0.0043345 | 0.0014735 |  |  | 0 | 0 | 0 | 0 |  | 0 | 0 | 0 | 0 | 0 | 0 | 0 | 0 | 0 | 0 | 0 | 0 | 0 | 0 | 0 | 0 | 0 | 0 | 0 | 0 | 0 | 0
2023-12-22 | 23-24 | 23-24 |  | 0 | 0.0014909 | 0.0082245 | 0.49443 | 0.075809 | 0 | 9.2505e-06 | 6.3319e-05 | 0.0018874 | 0.00029669 |  |  | 0 | 0 | 0 | 0 |  | 0 | 0 | 0 | 0 | 0 | 0 | 0 | 0 | 0 | 0 | 0 | 0 | 0 | 0 | 0 | 0 | 0 | 0 | 0 | 0 | 0 | 0
2023-12-23 | 23-24 | 23-24 |  | 0 | 0.032127 | 0.081769 | 1.3134 | 0.22996 | 0 | 0.00012334 | 0.00028611 | 0.0075136 | 0.0012462 |  |  | 0 | 0 | 0.93008 | 0.13832 |  | 0 | 0 | 0.0062578 | 0.00093061 | 0 | 0 | 0.93008 | 0.13832 | 0 | 0 | 0.0062578 | 0.00093061 | 0 | 0 | 0 | 0 | 0 | 0 | 0 | 0 | 0 | 0
2023-12-24 | 23-24 | 23-24 |  | 0 | 0.62697 | 1.2035 | 5.4645 | 1.4292 | 0 | 0.0040743 | 0.014106 | 0.013867 | 0.0070223 |  |  | 0 | 0 | 0 | 0 |  | 0 | 0 | 0 | 0 | 0 | 0 | 0 | 0 | 0 | 0 | 0 | 0 | 0 | 0 | 0 | 0 | 0 | 0 | 0 | 0 | 0 | 0
2023-12-25 | 23-24 | 23-24 |  | 0 | 0.65924 | 0.72664 | 3.432 | 1.0769 | 0 | 0.004542 | 0.0052602 | 0.005942 | 0.0048256 |  |  | 0 | 0 | 0 | 0 |  | 0 | 0 | 0 | 0 | 0 | 0 | 0 | 0 | 0 | 0 | 0 | 0 | 0 | 0 | 0 | 0 | 0 | 0 | 0 | 0 | 0 | 0
2023-12-26 | 23-24 | 23-24 |  | 0 | 0.49863 | 0.03109 | 2.8534 | 0.77422 | 0 | 0.0040199 | 0.00011257 | 0.0095373 | 0.004218 |  |  | 0 | 0 | 0 | 0 |  | 0 | 0 | 0 | 0 | 0 | 0 | 0 | 0 | 0 | 0 | 0 | 0 | 0 | 0 | 0 | 0 | 0 | 0 | 0 | 0 | 0 | 0
2023-12-27 | 23-24 | 23-24 |  | 0 | 0.018712 | 0.066324 | 0.26836 | 0.062922 | 0 | 0.00010844 | 0.00018996 | 0.00095445 | 0.00024582 |  |  | 0 | 0 | 0 | 0 |  | 0 | 0 | 0 | 0 | 0 | 0 | 0 | 0 | 0 | 0 | 0 | 0 | 0 | 0 | 0 | 0 | 0 | 0 | 0 | 0 | 0 | 0
2023-12-28 | 23-24 |  | MED | 0 | 0.094672 | 7.4166 | 33.9001 | 6.232 | 0 | 0.00054629 | 0.017713 | 0.070658 | 0.013573 |  |  | 0 | 0 | 0.42242 | 0.06282 |  | 0 | 0 | 0.00068654 | 0.0001021 | 0 | 0 | 0.42242 | 0.06282 | 0 | 0 | 0.00068654 | 0.0001021 | 0 | 0 | 0 | 0 | 0 | 0 | 0 | 0 | 0 | 0
2023-12-29 | 23-24 | 23-24 |  | 0 | 0.15996 | 0.78774 | 9.5828 | 1.6553 | 0 | 0.0011445 | 0.003771 | 0.01857 | 0.0041259 |  |  | 0 | 0 | 0.98545 | 0.14655 |  | 0 | 0 | 0 | 0 | 0 | 0 | 0.98545 | 0.14655 | 0 | 0 | 0 | 0 | 0 | 0 | 0 | 0 | 0 | 0 | 0 | 0 | 0 | 0
2023-12-30 | 23-24 | 23-24 |  | 0 | 0.066755 | 0.015907 | 0.019096 | 0.051461 | 0 | 0.0011101 | 3.5177e-05 | 0.00031576 | 0.00082069 |  |  | 0 | 0 | 0 | 0 |  | 0 | 0 | 0 | 0 | 0 | 0 | 0 | 0 | 0 | 0 | 0 | 0 | 0 | 0 | 0 | 0 | 0 | 0 | 0 | 0 | 0 | 0
2023-12-31 | 23-24 | 23-24 |  | 0 | 0.2305 | 0.17049 | 0.29031 | 0.22859 | 0 | 0.0025228 | 0.00025328 | 0.0012846 | 0.0019758 |  |  | 0 | 0 | 0.00059994 | 8.9219e-05 |  | 0 | 0 | 0 | 0 | 0 | 0 | 0.00059994 | 8.9219e-05 | 0 | 0 | 0 | 0 | 0 | 0 | 0 | 0 | 0 | 0 | 0 | 0 | 0 | 0
2024-01-01 | 23-24 | 23-24 |  | 0 | 0.025011 | 0.10369 | 0.051787 | 0.040743 | 0 | 0.00011203 | 0.0015994 | 0.00050474 | 0.00039523 |  |  | 0 | 0 | 0 | 0 |  | 0 | 0 | 0 | 0 | 0 | 0 | 0 | 0 | 0 | 0 | 0 | 0 | 0 | 0 | 0 | 0 | 0 | 0 | 0 | 0 | 0 | 0
2024-01-02 | 23-24 | 23-24 |  | 0 | 0.011068 | 0.011442 | 0.48478 | 0.08149 | 0 | 0.00011872 | 0.00010788 | 0.004179 | 0.00072002 |  |  | 0 | 0 | 0 | 0 |  | 0 | 0 | 0 | 0 | 0 | 0 | 0 | 0 | 0 | 0 | 0 | 0 | 0 | 0 | 0 | 0 | 0 | 0 | 0 | 0 | 0 | 0
2024-01-03 | 23-24 | 23-24 |  | 0 | 0.21861 | 0.073584 | 2.5876 | 0.5473 | 0 | 0.00214 | 0.00035177 | 0.022371 | 0.0048615 |  |  | 0 | 0 | 0 | 0 |  | 0 | 0 | 0 | 0 | 0 | 0 | 0 | 0 | 0 | 0 | 0 | 0 | 0 | 0 | 0 | 0 | 0 | 0 | 0 | 0 | 0 | 0
2024-01-04 | 23-24 | 23-24 |  | 0 | 0.051433 | 0.025201 | 0.24511 | 0.075876 | 0 | 0.00041679 | 0.00070355 | 0.0008181 | 0.00051689 |  |  | 0 | 0 | 0 | 0 |  | 0 | 0 | 0 | 0 | 0 | 0 | 0 | 0 | 0 | 0 | 0 | 0 | 0 | 0 | 0 | 0 | 0 | 0 | 0 | 0 | 0 | 0
2024-01-05 | 23-24 | 23-24 |  | 0 | 0.74052 | 0.27501 | 4.377 | 1.2052 | 0 | 0.0044824 | 0.0031754 | 0.0063869 | 0.0045342 |  |  | 0 | 0 | 0.025718 | 0.0038247 |  | 0 | 0 | 7.894e-05 | 1.1739e-05 | 0 | 0 | 0.025718 | 0.0038247 | 0 | 0 | 7.894e-05 | 1.1739e-05 | 0 | 0 | 0 | 0 | 0 | 0 | 0 | 0 | 0 | 0
2024-01-06 | 23-24 | 23-24 |  | 0 | 0.82227 | 0.3372 | 3.7002 | 1.1706 | 0 | 0.0066141 | 0.0022842 | 0.017136 | 0.0074732 |  |  | 0 | 0 | 0.025411 | 0.003779 |  | 0 | 0 | 0.00011841 | 1.7609e-05 | 0 | 0 | 0.025411 | 0.003779 | 0 | 0 | 0.00011841 | 1.7609e-05 | 0 | 0 | 0 | 0 | 0 | 0 | 0 | 0 | 0 | 0
2024-01-07 | 23-24 | 23-24 |  | 0 | 0.64971 | 0.1364 | 4.1293 | 1.0845 | 0 | 0.0064826 | 0.00054877 | 0.01819 | 0.0072756 |  |  | 0 | 0 | 0 | 0 |  | 0 | 0 | 0 | 0 | 0 | 0 | 0 | 0 | 0 | 0 | 0 | 0 | 0 | 0 | 0 | 0 | 0 | 0 | 0 | 0 | 0 | 0
2024-01-08 | 23-24 | 23-24 |  | 0 | 0.22061 | 0.030459 | 0.33295 | 0.20684 | 0 | 0.0014842 | 0.00025093 | 0.0021314 | 0.0013824 |  |  | 0 | 0 | 0 | 0 |  | 0 | 0 | 0 | 0 | 0 | 0 | 0 | 0 | 0 | 0 | 0 | 0 | 0 | 0 | 0 | 0 | 0 | 0 | 0 | 0 | 0 | 0
2024-01-09 | 23-24 | 23-24 |  | 0 | 0.056548 | 0.17983 | 0.15685 | 0.089747 | 0 | 0.00045482 | 0.0045731 | 0.00046885 | 0.0010782 |  |  | 0 | 0 | 0 | 0 |  | 0 | 0 | 0 | 0 | 0 | 0 | 0 | 0 | 0 | 0 | 0 | 0 | 0 | 0 | 0 | 0 | 0 | 0 | 0 | 0 | 0 | 0
2024-01-10 | 23-24 | 23-24 |  | 0 | 0.22226 | 0.0045801 | 0.0051239 | 0.15531 | 0 | 0.0034926 | 6.3319e-05 | 2.1529e-05 | 0.0024304 |  |  | 0 | 0 | 0 | 0 |  | 0 | 0 | 0 | 0 | 0 | 0 | 0 | 0 | 0 | 0 | 0 | 0 | 0 | 0 | 0 | 0 | 0 | 0 | 0 | 0 | 0 | 0
2024-01-11 | 23-24 | 23-24 |  | 0.026584 | 1.02 | 0.075216 | 0.058982 | 0.72642 | 0.00028895 | 0.0038056 | 0.00034474 | 0.00040905 | 0.0027495 |  |  | 0 | 0 | 0 | 0 |  | 0 | 0 | 0 | 0 | 0 | 0 | 0 | 0 | 0 | 0 | 0 | 0 | 0 | 0 | 0 | 0 | 0 | 0 | 0 | 0 | 0 | 0
2024-01-12 | 23-24 | 23-24 |  | 0 | 0.30994 | 0.38876 | 0.060977 | 0.28258 | 0 | 0.0022222 | 0.0056331 | 0.00022964 | 0.0024269 |  |  | 0 | 0 | 0 | 0 |  | 0 | 0 | 0 | 0 | 0 | 0 | 0 | 0 | 0 | 0 | 0 | 0 | 0 | 0 | 0 | 0 | 0 | 0 | 0 | 0 | 0 | 0
2024-01-13 | 23-24 | 23-24 |  | 4.0757 | 0.68026 | 0.67037 | 0.75004 | 0.71422 | 0.050134 | 0.0070391 | 0.014528 | 0.0045067 | 0.0081169 |  |  | 0 | 0 | 0.011655 | 0.0017332 |  | 0 | 0 | 1.4353e-05 | 2.1344e-06 | 0 | 0 | 0.011655 | 0.0017332 | 0 | 0 | 1.4353e-05 | 2.1344e-06 | 0 | 0 | 0 | 0 | 0 | 0 | 0 | 0 | 0 | 0
2024-01-14 | 23-24 | 23-24 |  | 0 | 0.38871 | 0.98794 | 0.58369 | 0.50573 | 0 | 0.0027567 | 0.0050515 | 0.0081738 | 0.00389 |  |  | 0 | 0 | 0.21093 | 0.031369 |  | 0 | 0 | 0.0042699 | 0.00063499 | 0 | 0 | 0.21093 | 0.031369 | 0 | 0 | 0.0042699 | 0.00063499 | 0 | 0 | 0 | 0 | 0 | 0 | 0 | 0 | 0 | 0
2024-01-15 | 23-24 | 23-24 |  | 0 | 0.6618 | 0.050163 | 0.40245 | 0.52557 | 0 | 0.0028178 | 0.00023217 | 0.0014735 | 0.0022049 |  |  | 0 | 0 | 0 | 0 |  | 0 | 0 | 0 | 0 | 0 | 0 | 0 | 0 | 0 | 0 | 0 | 0 | 0 | 0 | 0 | 0 | 0 | 0 | 0 | 0 | 0 | 0
2024-01-16 | 23-24 | 23-24 |  | 0 | 0.11825 | 4.6385 | 1.7427 | 1.0446 | 0 | 0.0065155 | 0.034209 | 0.012322 | 0.011532 |  |  | 0 | 0 | 0.0010617 | 0.00015789 |  | 0 | 0 | 0 | 0 | 0 | 0 | 0.0010617 | 0.00015789 | 0 | 0 | 0 | 0 | 0 | 0 | 0 | 0 | 0 | 0 | 0 | 0 | 0 | 0
2024-01-17 | 23-24 | 23-24 |  | 0 | 0.25634 | 0.34941 | 0.91242 | 0.36613 | 0 | 0.0025891 | 0.0013977 | 0.0018419 | 0.0022782 |  |  | 0 | 0 | 0 | 0 |  | 0 | 0 | 0 | 0 | 0 | 0 | 0 | 0 | 0 | 0 | 0 | 0 | 0 | 0 | 0 | 0 | 0 | 0 | 0 | 0 | 0 | 0
2024-01-18 | 23-24 | 23-24 |  | 0 | 0.2499 | 0.081623 | 0.10228 | 0.20058 | 0 | 0.002198 | 0.0064984 | 0.0024184 | 0.0028669 |  |  | 0 | 0 | 0 | 0 |  | 0 | 0 | 0 | 0 | 0 | 0 | 0 | 0 | 0 | 0 | 0 | 0 | 0 | 0 | 0 | 0 | 0 | 0 | 0 | 0 | 0 | 0
2024-01-19 | 23-24 | 23-24 |  | 0 | 0.11633 | 0.0693 | 0.39949 | 0.15045 | 0 | 0.0016173 | 0.00035177 | 0.00058846 | 0.0012604 |  |  | 0 | 0 | 0 | 0 |  | 0 | 0 | 0 | 0 | 0 | 0 | 0 | 0 | 0 | 0 | 0 | 0 | 0 | 0 | 0 | 0 | 0 | 0 | 0 | 0 | 0 | 0
2024-01-20 | 23-24 | 23-24 |  | 0 | 0.10235 | 0.055264 | 0.55699 | 0.16207 | 0 | 0.0010988 | 0.00025328 | 0.0018419 | 0.0010729 |  |  | 0 | 0 | 0 | 0 |  | 0 | 0 | 0 | 0 | 0 | 0 | 0 | 0 | 0 | 0 | 0 | 0 | 0 | 0 | 0 | 0 | 0 | 0 | 0 | 0 | 0 | 0
2024-01-21 | 23-24 | 23-24 |  | 0 | 0.022398 | 0.0052485 | 0.57678 | 0.10207 | 0 | 0.00021019 | 8.4426e-05 | 0.0012559 | 0.00034507 |  |  | 0 | 0 | 0 | 0 |  | 0 | 0 | 0 | 0 | 0 | 0 | 0 | 0 | 0 | 0 | 0 | 0 | 0 | 0 | 0 | 0 | 0 | 0 | 0 | 0 | 0 | 0
2024-01-22 | 23-24 | 23-24 |  | 0 | 0.54249 | 0.090934 | 0.00050234 | 0.38939 | 0 | 0.0038482 | 0.00072466 | 1.4353e-05 | 0.0027758 |  |  | 0 | 0 | 0 | 0 |  | 0 | 0 | 0 | 0 | 0 | 0 | 0 | 0 | 0 | 0 | 0 | 0 | 0 | 0 | 0 | 0 | 0 | 0 | 0 | 0 | 0 | 0
2024-01-23 | 23-24 | 23-24 |  | 0 | 1.1497 | 0.32515 | 0.072573 | 0.85598 | 0 | 0.008973 | 0.0011327 | 0.00055138 | 0.006465 |  |  | 0 | 0 | 0.0054866 | 0.00081593 |  | 0 | 0 | 8.7312e-05 | 1.2984e-05 | 0 | 0 | 0.0054866 | 0.00081593 | 0 | 0 | 8.7312e-05 | 1.2984e-05 | 0 | 0 | 0 | 0 | 0 | 0 | 0 | 0 | 0 | 0
2024-01-24 | 23-24 | 23-24 |  | 0 | 0.29082 | 6.3054 | 1.7366 | 1.416 | 0 | 0.0038708 | 0.034397 | 0.0087671 | 0.0092008 |  |  | 0 | 0 | 0 | 0 |  | 0 | 0 | 0 | 0 | 0 | 0 | 0 | 0 | 0 | 0 | 0 | 0 | 0 | 0 | 0 | 0 | 0 | 0 | 0 | 0 | 0 | 0
2024-01-25 | 23-24 | 23-24 |  | 0 | 0.23926 | 3.2837 | 0.57213 | 0.7488 | 0 | 0.0016476 | 0.035269 | 0.002605 | 0.0068779 |  |  | 0 | 0 | 0 | 0 |  | 0 | 0 | 0 | 0 | 0 | 0 | 0 | 0 | 0 | 0 | 0 | 0 | 0 | 0 | 0 | 0 | 0 | 0 | 0 | 0 | 0 | 0
2024-01-26 | 23-24 | 23-24 |  | 0 | 0.42943 | 0.016899 | 0.084882 | 0.31244 | 0 | 0.0023851 | 7.739e-05 | 0.0011554 | 0.0018345 |  |  | 0 | 0 | 0 | 0 |  | 0 | 0 | 0 | 0 | 0 | 0 | 0 | 0 | 0 | 0 | 0 | 0 | 0 | 0 | 0 | 0 | 0 | 0 | 0 | 0 | 0 | 0
2024-01-27 | 23-24 | 23-24 |  | 0 | 0.056476 | 0.055538 | 0.16362 | 0.07185 | 0 | 0.00051752 | 0.00049248 | 0.00061477 | 0.00052436 |  |  | 0 | 0 | 0 | 0 |  | 0 | 0 | 0 | 0 | 0 | 0 | 0 | 0 | 0 | 0 | 0 | 0 | 0 | 0 | 0 | 0 | 0 | 0 | 0 | 0 | 0 | 0
2024-01-28 | 23-24 | 23-24 |  | 0 | 0.29176 | 0.75436 | 0.19651 | 0.34561 | 0 | 0.00336 | 0.01087 | 0.00050234 | 0.0040494 |  |  | 0 | 0 | 0 | 0 |  | 0 | 0 | 0 | 0 | 0 | 0 | 0 | 0 | 0 | 0 | 0 | 0 | 0 | 0 | 0 | 0 | 0 | 0 | 0 | 0 | 0 | 0
2024-01-29 | 23-24 | 23-24 |  | 0.17106 | 0.29107 | 0.47516 | 0.00048799 | 0.27489 | 0.00028895 | 0.005262 | 0.007929 | 7.1763e-06 | 0.0048484 |  |  | 0 | 0 | 0 | 0 |  | 0 | 0 | 0 | 0 | 0 | 0 | 0 | 0 | 0 | 0 | 0 | 0 | 0 | 0 | 0 | 0 | 0 | 0 | 0 | 0 | 0 | 0
2024-01-30 | 23-24 | 23-24 |  | 0 | 0.1155 | 3.7705 | 2.0354 | 0.95459 | 0 | 0.00054886 | 0.037931 | 0.021873 | 0.0093865 |  |  | 0 | 0 | 0 | 0 |  | 0 | 0 | 0 | 0 | 0 | 0 | 0 | 0 | 0 | 0 | 0 | 0 | 0 | 0 | 0 | 0 | 0 | 0 | 0 | 0 | 0 | 0
2024-01-31 | 23-24 | 23-24 |  | 0 | 0.10185 | 0.0046364 | 0.00017941 | 0.07123 | 0 | 0.0009343 | 3.5177e-05 | 7.1763e-06 | 0.00065314 |  |  | 0 | 0 | 0 | 0 |  | 0 | 0 | 0 | 0 | 0 | 0 | 0 | 0 | 0 | 0 | 0 | 0 | 0 | 0 | 0 | 0 | 0 | 0 | 0 | 0 | 0 | 0
2024-02-01 | 23-24 | 23-24 |  | 0 | 0.05291 | 0.84562 | 0.080527 | 0.17687 | 0 | 0.0007015 | 0.0061303 | 0.00078222 | 0.0015318 |  |  | 0 | 0 | 0.00084537 | 0.00012572 |  | 0 | 0 | 0 | 0 | 0 | 0 | 0.00084537 | 0.00012572 | 0 | 0 | 0 | 0 | 0 | 0 | 0 | 0 | 0 | 0 | 0 | 0 | 0 | 0
2024-02-02 | 23-24 | 23-24 |  | 0 | 0.10917 | 0.43305 | 0.11053 | 0.15769 | 0 | 0.00049799 | 0.0024132 | 0.0011554 | 0.00088259 |  |  | 0 | 0 | 0 | 0 |  | 0 | 0 | 0 | 0 | 0 | 0 | 0 | 0 | 0 | 0 | 0 | 0 | 0 | 0 | 0 | 0 | 0 | 0 | 0 | 0 | 0 | 0
2024-02-03 | 23-24 | 23-24 |  | 0 | 0.81659 | 0.86513 | 0.66148 | 0.79485 | 0 | 0.0078213 | 0.004287 | 0.0033226 | 0.0065584 |  |  | 0 | 0 | 0 | 0 |  | 0 | 0 | 0 | 0 | 0 | 0 | 0 | 0 | 0 | 0 | 0 | 0 | 0 | 0 | 0 | 0 | 0 | 0 | 0 | 0 | 0 | 0
2024-02-04 | 23-24 | 23-24 |  | 0 | 0.94841 | 3.6121 | 2.305 | 1.5472 | 0 | 0.0077375 | 0.025234 | 0.018106 | 0.011876 |  |  | 0 | 0 | 0 | 0 |  | 0 | 0 | 0 | 0 | 0 | 0 | 0 | 0 | 0 | 0 | 0 | 0 | 0 | 0 | 0 | 0 | 0 | 0 | 0 | 0 | 0 | 0
2024-02-05 | 23-24 | 23-24 |  | 0 | 0.30161 | 0.21728 | 1.6081 | 0.48089 | 0 | 0.0055873 | 0.00098497 | 0.0082815 | 0.0052486 |  |  | 0 | 0 | 0 | 0 |  | 0 | 0 | 0 | 0 | 0 | 0 | 0 | 0 | 0 | 0 | 0 | 0 | 0 | 0 | 0 | 0 | 0 | 0 | 0 | 0 | 0 | 0
2024-02-06 | 23-24 | 23-24 |  | 0 | 0.27629 | 0.053238 | 0.0086499 | 0.20062 | 0 | 0.0039788 | 0.00078328 | 0.0014257 | 0.003085 |  |  | 0 | 0 | 0 | 0 |  | 0 | 0 | 0 | 0 | 0 | 0 | 0 | 0 | 0 | 0 | 0 | 0 | 0 | 0 | 0 | 0 | 0 | 0 | 0 | 0 | 0 | 0
2024-02-07 | 23-24 | 23-24 |  | 0 | 0.030505 | 0.088689 | 0.22197 | 0.067579 | 0 | 0.00034073 | 0.00095214 | 0.00084681 | 0.00050622 |  |  | 0 | 0 | 0 | 0 |  | 0 | 0 | 0 | 0 | 0 | 0 | 0 | 0 | 0 | 0 | 0 | 0 | 0 | 0 | 0 | 0 | 0 | 0 | 0 | 0 | 0 | 0
2024-02-08 | 23-24 | 23-24 |  | 0 | 0.76238 | 0.11715 | 0.87328 | 0.67536 | 0 | 0.0071815 | 0.00045027 | 0.0070352 | 0.0060856 |  |  | 0 | 0 | 0 | 0 |  | 0 | 0 | 0 | 0 | 0 | 0 | 0 | 0 | 0 | 0 | 0 | 0 | 0 | 0 | 0 | 0 | 0 | 0 | 0 | 0 | 0 | 0
2024-02-09 | 23-24 | 23-24 |  | 0 | 0.29891 | 0.0035107 | 0.08486 | 0.22006 | 0 | 0.0016949 | 7.0355e-06 | 0.0012272 | 0.0013568 |  |  | 0 | 0 | 0 | 0 |  | 0 | 0 | 0 | 0 | 0 | 0 | 0 | 0 | 0 | 0 | 0 | 0 | 0 | 0 | 0 | 0 | 0 | 0 | 0 | 0 | 0 | 0
2024-02-10 | 23-24 | 23-24 |  | 0 | 0.20748 | 0.61591 | 0.29953 | 0.28159 | 0 | 0.0022895 | 0.0046786 | 0.0051167 | 0.0030554 |  |  | 0 | 0 | 0 | 0 |  | 0 | 0 | 0 | 0 | 0 | 0 | 0 | 0 | 0 | 0 | 0 | 0 | 0 | 0 | 0 | 0 | 0 | 0 | 0 | 0 | 0 | 0
2024-02-11 | 23-24 | 23-24 |  | 0 | 0.47082 | 0.13377 | 0.25576 | 0.38423 | 0 | 0.0067539 | 0.00076921 | 0.0033023 | 0.0052829 |  |  | 0 | 0 | 0.0023486 | 0.00034927 |  | 0 | 0 | 6.3391e-05 | 9.4271e-06 | 0 | 0 | 0.0023486 | 0.00034927 | 0 | 0 | 6.3391e-05 | 9.4271e-06 | 0 | 0 | 0 | 0 | 0 | 0 | 0 | 0 | 0 | 0
2024-02-12 | 23-24 | 23-24 |  | 0.0086686 | 0.45919 | 4.0607 | 0.11184 | 0.95052 | 0.00043343 | 0.0099037 | 0.027101 | 0.0004234 | 0.011033 |  |  | 0 | 0 | 0 | 0 |  | 0 | 0 | 0 | 0 | 0 | 0 | 0 | 0 | 0 | 0 | 0 | 0 | 0 | 0 | 0 | 0 | 0 | 0 | 0 | 0 | 0 | 0
2024-02-13 | 23-24 | 23-24 |  | 0 | 0.71988 | 1.6207 | 0.53691 | 0.82399 | 0 | 0.0071255 | 0.011123 | 0.0016673 | 0.0068675 |  |  | 0 | 0 | 0 | 0 |  | 0 | 0 | 0 | 0 | 0 | 0 | 0 | 0 | 0 | 0 | 0 | 0 | 0 | 0 | 0 | 0 | 0 | 0 | 0 | 0 | 0 | 0
2024-02-14 | 23-24 | 23-24 |  | 0 | 0.14143 | 0.002378 | 0.14352 | 0.1196 | 0 | 0.0014354 | 2.1106e-05 | 0.0010693 | 0.0011558 |  |  | 0 | 0 | 0 | 0 |  | 0 | 0 | 0 | 0 | 0 | 0 | 0 | 0 | 0 | 0 | 0 | 0 | 0 | 0 | 0 | 0 | 0 | 0 | 0 | 0 | 0 | 0
2024-02-15 | 23-24 | 23-24 |  | 0 | 0.41655 | 0.0068455 | 0.73166 | 0.39819 | 0 | 0.0061382 | 3.5177e-05 | 0.003502 | 0.0047751 |  |  | 0 | 0 | 0 | 0 |  | 0 | 0 | 0 | 0 | 0 | 0 | 0 | 0 | 0 | 0 | 0 | 0 | 0 | 0 | 0 | 0 | 0 | 0 | 0 | 0 | 0 | 0
2024-02-16 | 23-24 | 23-24 |  | 0 | 0.04227 | 0.12542 | 0.11104 | 0.064797 | 0 | 0.00049336 | 0.00053001 | 0.0013563 | 0.00062361 |  |  | 0 | 0 | 0 | 0 |  | 0 | 0 | 0 | 0 | 0 | 0 | 0 | 0 | 0 | 0 | 0 | 0 | 0 | 0 | 0 | 0 | 0 | 0 | 0 | 0 | 0 | 0
2024-02-17 | 23-24 | 23-24 |  | 0 | 1.5093 | 0.015276 | 0.078925 | 1.0588 | 0 | 0.0082772 | 0.00010553 | 0.00039709 | 0.0058046 |  |  | 0 | 0 | 0 | 0 |  | 0 | 0 | 0 | 0 | 0 | 0 | 0 | 0 | 0 | 0 | 0 | 0 | 0 | 0 | 0 | 0 | 0 | 0 | 0 | 0 | 0 | 0
2024-02-18 | 23-24 | 23-24 |  | 0 | 0.54844 | 0.10352 | 0.0031504 | 0.39581 | 0 | 0.0065031 | 0.00043855 | 7.1763e-06 | 0.0045691 |  |  | 0 | 0 | 0 | 0 |  | 0 | 0 | 0 | 0 | 0 | 0 | 0 | 0 | 0 | 0 | 0 | 0 | 0 | 0 | 0 | 0 | 0 | 0 | 0 | 0 | 0 | 0
2024-02-19 | 23-24 | 23-24 |  | 0 | 0.99693 | 0.13673 | 0.81817 | 0.8325 | 0 | 0.0069148 | 0.0014306 | 0.0046718 | 0.0056982 |  |  | 0 | 0 | 0 | 0 |  | 0 | 0 | 0 | 0 | 0 | 0 | 0 | 0 | 0 | 0 | 0 | 0 | 0 | 0 | 0 | 0 | 0 | 0 | 0 | 0 | 0 | 0
2024-02-20 | 23-24 | 23-24 |  | 0 | 0.32057 | 0.23462 | 0.12161 | 0.27557 | 0 | 0.0023671 | 0.0045285 | 0.00051909 | 0.0024027 |  |  | 0 | 0 | 0 | 0 |  | 0 | 0 | 0 | 0 | 0 | 0 | 0 | 0 | 0 | 0 | 0 | 0 | 0 | 0 | 0 | 0 | 0 | 0 | 0 | 0 | 0 | 0
2024-02-21 | 23-24 | 23-24 |  | 0 | 0.20968 | 1.5837 | 1.6987 | 0.63799 | 0 | 0.0010499 | 0.0095519 | 0.012946 | 0.004101 |  |  | 0 | 0 | 0 | 0 |  | 0 | 0 | 0 | 0 | 0 | 0 | 0 | 0 | 0 | 0 | 0 | 0 | 0 | 0 | 0 | 0 | 0 | 0 | 0 | 0 | 0 | 0
2024-02-22 | 23-24 | 23-24 |  | 0 | 0.42401 | 0.92932 | 0.34052 | 0.48512 | 0 | 0.003454 | 0.0058418 | 0.0011984 | 0.0034553 |  |  | 0 | 0 | 0 | 0 |  | 0 | 0 | 0 | 0 | 0 | 0 | 0 | 0 | 0 | 0 | 0 | 0 | 0 | 0 | 0 | 0 | 0 | 0 | 0 | 0 | 0 | 0
2024-02-23 | 23-24 | 23-24 |  | 0 | 0.26079 | 0.009125 | 0.29427 | 0.22567 | 0 | 0.0036956 | 0.00035881 | 0.0044996 | 0.0032817 |  |  | 0 | 0 | 0.0015859 | 0.00023584 |  | 0 | 0 | 0 | 0 | 0 | 0 | 0.0015859 | 0.00023584 | 0 | 0 | 0 | 0 | 0 | 0 | 0 | 0 | 0 | 0 | 0 | 0 | 0 | 0
2024-02-24 | 23-24 | 23-24 |  | 0 | 0.23573 | 0.073985 | 0.00060999 | 0.17449 | 0 | 0.0036401 | 5.6284e-05 | 3.5882e-05 | 0.0025336 |  |  | 0 | 0 | 0 | 0 |  | 0 | 0 | 0 | 0 | 0 | 0 | 0 | 0 | 0 | 0 | 0 | 0 | 0 | 0 | 0 | 0 | 0 | 0 | 0 | 0 | 0 | 0
2024-02-25 | 23-24 | 23-24 |  | 0 | 0.37767 | 0.62604 | 0.59361 | 0.44467 | 0 | 0.0036673 | 0.0024953 | 0.0039685 | 0.0035072 |  |  | 0 | 0 | 0.17615 | 0.026196 |  | 0 | 0 | 0.0011195 | 0.00016649 | 0 | 0 | 0.17615 | 0.026196 | 0 | 0 | 0.0011195 | 0.00016649 | 0 | 0 | 0 | 0 | 0 | 0 | 0 | 0 | 0 | 0
2024-02-26 | 23-24 | 23-24 |  | 0 | 0.54113 | 0.30312 | 0.043386 | 0.42701 | 0 | 0.0081934 | 0.0029619 | 0.00049277 | 0.0061941 |  |  | 0 | 0 | 0 | 0 |  | 0 | 0 | 0 | 0 | 0 | 0 | 0 | 0 | 0 | 0 | 0 | 0 | 0 | 0 | 0 | 0 | 0 | 0 | 0 | 0 | 0 | 0
2024-02-27 | 23-24 | 23-24 |  | 0 | 0.19946 | 0.98999 | 0.47445 | 0.3588 | 0 | 0.00076317 | 0.00356 | 0.0023227 | 0.0014137 |  |  | 0 | 0 | 0.011887 | 0.0017678 |  | 0 | 0 | 0 | 0 | 0 | 0 | 0.011887 | 0.0017678 | 0 | 0 | 0 | 0 | 0 | 0 | 0 | 0 | 0 | 0 | 0 | 0 | 0 | 0
2024-02-28 | 23-24 | 23-24 |  | 0 | 1.1456 | 2.1034 | 5.0207 | 1.8587 | 0 | 0.010108 | 0.012453 | 0.026674 | 0.012853 |  |  | 0 | 0 | 0 | 0 |  | 0 | 0 | 0 | 0 | 0 | 0 | 0 | 0 | 0 | 0 | 0 | 0 | 0 | 0 | 0 | 0 | 0 | 0 | 0 | 0 | 0 | 0
2024-02-29 | 23-24 | 23-24 |  | 0.2905 | 0.52811 | 1.5357 | 0.1629 | 0.62489 | 0.0025043 | 0.0036211 | 0.017638 | 0.00060999 | 0.0052913 |  |  | 0 | 0 | 0 | 0 |  | 0 | 0 | 0 | 0 | 0 | 0 | 0 | 0 | 0 | 0 | 0 | 0 | 0 | 0 | 0 | 0 | 0 | 0 | 0 | 0 | 0 | 0
2024-03-01 | 23-24 | 23-24 |  | 0 | 0.25964 | 1.0411 | 8.8924 | 1.6601 | 0 | 0.0015525 | 0.0017096 | 0.0072624 | 0.002414 |  |  | 0 | 0 | 0.02932 | 0.0043602 |  | 0 | 0 | 0 | 0 | 0 | 0 | 0.02932 | 0.0043602 | 0 | 0 | 0 | 0 | 0 | 0 | 0 | 0 | 0 | 0 | 0 | 0 | 0 | 0
2024-03-02 | 23-24 | 23-24 |  | 0 | 0.16214 | 0.0043479 | 0.074928 | 0.12403 | 0 | 0.0026179 | 0.00023921 | 0.00040187 | 0.0019082 |  |  | 0 | 0 | 0 | 0 |  | 0 | 0 | 0 | 0 | 0 | 0 | 0 | 0 | 0 | 0 | 0 | 0 | 0 | 0 | 0 | 0 | 0 | 0 | 0 | 0 | 0 | 0
2024-03-03 | 23-24 | 23-24 |  | 0 | 0.29785 | 0.24785 | 0.16467 | 0.26826 | 0 | 0.0072113 | 0.00036585 | 0.0019017 | 0.00533 |  |  | 0 | 0 | 0 | 0 |  | 0 | 0 | 0 | 0 | 0 | 0 | 0 | 0 | 0 | 0 | 0 | 0 | 0 | 0 | 0 | 0 | 0 | 0 | 0 | 0 | 0 | 0
2024-03-04 | 23-24 | 23-24 |  | 0 | 0.15476 | 0.062032 | 0.31995 | 0.16412 | 0 | 0.0017987 | 0.0002181 | 0.0022821 | 0.0016175 |  |  | 0 | 0 | 0 | 0 |  | 0 | 0 | 0 | 0 | 0 | 0 | 0 | 0 | 0 | 0 | 0 | 0 | 0 | 0 | 0 | 0 | 0 | 0 | 0 | 0 | 0 | 0
2024-03-05 | 23-24 | 23-24 |  | 0 | 0.23009 | 1.2352 | 0.31183 | 0.39301 | 0 | 0.0035183 | 0.0097512 | 0.0012559 | 0.0041013 |  |  | 0 | 0 | 0.072776 | 0.010823 |  | 0 | 0 | 0.00023682 | 3.5218e-05 | 0 | 0 | 0.072776 | 0.010823 | 0 | 0 | 0.00023682 | 3.5218e-05 | 0 | 0 | 0 | 0 | 0 | 0 | 0 | 0 | 0 | 0
2024-03-06 | 23-24 | 23-24 |  | 0 | 0.16295 | 0.05404 | 1.4018 | 0.32946 | 0 | 0.0043133 | 0.00044324 | 0.015795 | 0.0054019 |  |  | 0 | 0 | 0.19529 | 0.029043 |  | 0 | 0 | 0.0011052 | 0.00016435 | 0 | 0 | 0.19529 | 0.029043 | 0 | 0 | 0.0011052 | 0.00016435 | 0 | 0 | 0 | 0 | 0 | 0 | 0 | 0 | 0 | 0
2024-03-07 | 23-24 | 23-24 |  | 0 | 0.034739 | 0.02169 | 1.092 | 0.18973 | 0 | 0.00028214 | 3.5177e-05 | 0.020201 | 0.0032049 |  |  | 0 | 0 | 0 | 0 |  | 0 | 0 | 0 | 0 | 0 | 0 | 0 | 0 | 0 | 0 | 0 | 0 | 0 | 0 | 0 | 0 | 0 | 0 | 0 | 0 | 0 | 0
2024-03-08 | 23-24 | 23-24 |  | 0 | 0.24199 | 0.1248 | 0.27708 | 0.22764 | 0 | 0.0022818 | 0.00062381 | 0.0003636 | 0.0017282 |  |  | 0 | 0 | 0 | 0 |  | 0 | 0 | 0 | 0 | 0 | 0 | 0 | 0 | 0 | 0 | 0 | 0 | 0 | 0 | 0 | 0 | 0 | 0 | 0 | 0 | 0 | 0
2024-03-09 | 23-24 | 23-24 |  | 0 | 1.4117 | 2.0709 | 1.0547 | 1.4482 | 0 | 0.0086004 | 0.016892 | 0.0036886 | 0.0090642 |  |  | 0 | 0 | 0 | 0 |  | 0 | 0 | 0 | 0 | 0 | 0 | 0 | 0 | 0 | 0 | 0 | 0 | 0 | 0 | 0 | 0 | 0 | 0 | 0 | 0 | 0 | 0
2024-03-10 | 23-24 | 23-24 |  | 0 | 0.61975 | 0.071898 | 0.12419 | 0.45837 | 0 | 0.0055632 | 0.00032363 | 0.0005454 | 0.0039811 |  |  | 0 | 0 | 0 | 0 |  | 0 | 0 | 0 | 0 | 0 | 0 | 0 | 0 | 0 | 0 | 0 | 0 | 0 | 0 | 0 | 0 | 0 | 0 | 0 | 0 | 0 | 0
2024-03-11 | 23-24 | 23-24 |  | 0 | 0.75365 | 0.21811 | 4.7254 | 1.2575 | 0 | 0.0080649 | 0.00049952 | 0.0088986 | 0.0069817 |  |  | 0 | 0 | 0 | 0 |  | 0 | 0 | 0 | 0 | 0 | 0 | 0 | 0 | 0 | 0 | 0 | 0 | 0 | 0 | 0 | 0 | 0 | 0 | 0 | 0 | 0 | 0
2024-03-12 | 23-24 | 23-24 |  | 0 | 0.94886 | 0.92275 | 1.2521 | 0.98298 | 0 | 0.010204 | 0.0060646 | 0.0097096 | 0.0094274 |  |  | 0 | 0 | 0 | 0 |  | 0 | 0 | 0 | 0 | 0 | 0 | 0 | 0 | 0 | 0 | 0 | 0 | 0 | 0 | 0 | 0 | 0 | 0 | 0 | 0 | 0 | 0
2024-03-13 | 23-24 | 23-24 |  | 0 | 0.64945 | 0.0019348 | 0.012295 | 0.45168 | 0 | 0.0078578 | 7.0355e-06 | 4.7842e-05 | 0.0054474 |  |  | 0 | 0 | 0 | 0 |  | 0 | 0 | 0 | 0 | 0 | 0 | 0 | 0 | 0 | 0 | 0 | 0 | 0 | 0 | 0 | 0 | 0 | 0 | 0 | 0 | 0 | 0
2024-03-14 | 23-24 | 23-24 |  | 0.010836 | 0.35314 | 4.6706 | 4.8252 | 1.6706 | 0.00014448 | 0.0050688 | 0.047867 | 0.040463 | 0.016788 |  |  | 0 | 0 | 0 | 0 |  | 0 | 0 | 0 | 0 | 0 | 0 | 0 | 0 | 0 | 0 | 0 | 0 | 0 | 0 | 0 | 0 | 0 | 0 | 0 | 0 | 0 | 0
2024-03-15 | 23-24 | 23-24 |  | 0 | 0.12113 | 0.31616 | 0.18504 | 0.15932 | 0 | 0.0016111 | 0.0023592 | 0.0014783 | 0.001693 |  |  | 0 | 0 | 0 | 0 |  | 0 | 0 | 0 | 0 | 0 | 0 | 0 | 0 | 0 | 0 | 0 | 0 | 0 | 0 | 0 | 0 | 0 | 0 | 0 | 0 | 0 | 0
2024-03-16 | 23-24 | 23-24 |  | 0 | 0.045052 | 1.2228 | 6.6585 | 1.2069 | 0 | 0.00018295 | 0.0097442 | 0.018503 | 0.0043564 |  |  | 0 | 0 | 0 | 0 |  | 0 | 0 | 0 | 0 | 0 | 0 | 0 | 0 | 0 | 0 | 0 | 0 | 0 | 0 | 0 | 0 | 0 | 0 | 0 | 0 | 0 | 0
2024-03-17 | 23-24 | 23-24 |  | 0 | 0.32101 | 0.29791 | 0.72027 | 0.37451 | 0 | 0.0018573 | 0.00094276 | 0.0036815 | 0.0019761 |  |  | 0 | 0 | 0 | 0 |  | 0 | 0 | 0 | 0 | 0 | 0 | 0 | 0 | 0 | 0 | 0 | 0 | 0 | 0 | 0 | 0 | 0 | 0 | 0 | 0 | 0 | 0
2024-03-18 | 23-24 | 23-24 |  | 0 | 0.02726 | 0.065191 | 0.26219 | 0.06775 | 0 | 0.00018039 | 0.00040102 | 0.0013204 | 0.00038206 |  |  | 0 | 0 | 0 | 0 |  | 0 | 0 | 0 | 0 | 0 | 0 | 0 | 0 | 0 | 0 | 0 | 0 | 0 | 0 | 0 | 0 | 0 | 0 | 0 | 0 | 0 | 0
2024-03-19 | 23-24 | 23-24 |  | 0.040887 | 0.014237 | 0.018417 | 5.0347 | 0.76168 | 0.00014448 | 0.00023949 | 0.0003377 | 0.018419 | 0.0029573 |  |  | 0 | 0 | 0 | 0 |  | 0 | 0 | 0 | 0 | 0 | 0 | 0 | 0 | 0 | 0 | 0 | 0 | 0 | 0 | 0 | 0 | 0 | 0 | 0 | 0 | 0 | 0
2024-03-20 | 23-24 | 23-24 |  | 0 | 0.25044 | 0.20382 | 0.60383 | 0.29407 | 0 | 0.0020521 | 0.0022396 | 0.0032365 | 0.0022415 |  |  | 0 | 0 | 0 | 0 |  | 0 | 0 | 0 | 0 | 0 | 0 | 0 | 0 | 0 | 0 | 0 | 0 | 0 | 0 | 0 | 0 | 0 | 0 | 0 | 0 | 0 | 0
2024-03-21 | 23-24 | 23-24 |  | 0 | 0.017994 | 0.32996 | 0.079265 | 0.074296 | 0 | 0.00012951 | 0.0017378 | 0.00088508 | 0.00048487 |  |  | 0 | 0 | 0 | 0 |  | 0 | 0 | 0 | 0 | 0 | 0 | 0 | 0 | 0 | 0 | 0 | 0 | 0 | 0 | 0 | 0 | 0 | 0 | 0 | 0 | 0 | 0
2024-03-22 | 23-24 | 23-24 |  | 0 | 0.080404 | 0.041742 | 0.92061 | 0.1989 | 0 | 0.00028214 | 0.0003377 | 0.0055832 | 0.0010768 |  |  | 0 | 0 | 0 | 0 |  | 0 | 0 | 0 | 0 | 0 | 0 | 0 | 0 | 0 | 0 | 0 | 0 | 0 | 0 | 0 | 0 | 0 | 0 | 0 | 0 | 0 | 0
2024-03-23 | 23-24 | 23-24 |  | 0.73322 | 0.59074 | 4.1941 | 0.1949 | 1.0795 | 0.0036119 | 0.0068757 | 0.0092188 | 0.0008803 | 0.0063154 |  |  | 0 | 1.3085 | 0 | 0.19849 |  | 0 | 0 | 0 | 0 | 0 | 1.3085 | 0 | 0.19849 | 0 | 0 | 0 | 0 | 0 | 0 | 0 | 0 | 0 | 0 | 0 | 0 | 0 | 0
2024-03-24 | 23-24 | 23-24 |  | 0 | 0.28147 | 0.16045 | 0.12885 | 0.23834 | 0 | 0.00051649 | 0.0025515 | 0.0024376 | 0.0011071 |  |  | 0 | 0 | 0 | 0 |  | 0 | 0 | 0 | 0 | 0 | 0 | 0 | 0 | 0 | 0 | 0 | 0 | 0 | 0 | 0 | 0 | 0 | 0 | 0 | 0 | 0 | 0
2024-03-25 | 23-24 | 23-24 |  | 0 | 0.35943 | 0.10104 | 1.2174 | 0.44517 | 0 | 0.0025146 | 0.00064023 | 0.0073749 | 0.0029345 |  |  | 0 | 0 | 0 | 0 |  | 0 | 0 | 0 | 0 | 0 | 0 | 0 | 0 | 0 | 0 | 0 | 0 | 0 | 0 | 0 | 0 | 0 | 0 | 0 | 0 | 0 | 0
2024-03-26 | 23-24 | 23-24 |  | 0 | 0.045852 | 1.398 | 3.5565 | 0.77271 | 0 | 0.00037773 | 0.0032574 | 0.016714 | 0.0032411 |  |  | 0 | 0 | 0 | 0 |  | 0 | 0 | 0 | 0 | 0 | 0 | 0 | 0 | 0 | 0 | 0 | 0 | 0 | 0 | 0 | 0 | 0 | 0 | 0 | 0 | 0 | 0
2024-03-27 | 23-24 | 23-24 |  | 0 | 0.28199 | 0.12535 | 0.63313 | 0.30836 | 0 | 0.0019195 | 0.0026665 | 0.0088197 | 0.0030448 |  |  | 0 | 0 | 0 | 0 |  | 0 | 0 | 0 | 0 | 0 | 0 | 0 | 0 | 0 | 0 | 0 | 0 | 0 | 0 | 0 | 0 | 0 | 0 | 0 | 0 | 0 | 0
2024-03-28 | 23-24 | 23-24 |  | 0 | 0.22619 | 0.036936 | 0.34948 | 0.21415 | 0 | 0.0012581 | 0.00010553 | 0.0019065 | 0.0011704 |  |  | 0 | 0 | 0 | 0 |  | 0 | 0 | 0 | 0 | 0 | 0 | 0 | 0 | 0 | 0 | 0 | 0 | 0 | 0 | 0 | 0 | 0 | 0 | 0 | 0 | 0 | 0
2024-03-29 | 23-24 | 23-24 |  | 0 | 0.027535 | 0.078601 | 2.3166 | 0.37549 | 0 | 0.00011255 | 0.00026735 | 0.0094584 | 0.0015251 |  |  | 0 | 0 | 0 | 0 |  | 0 | 0 | 0 | 0 | 0 | 0 | 0 | 0 | 0 | 0 | 0 | 0 | 0 | 0 | 0 | 0 | 0 | 0 | 0 | 0 | 0 | 0
2024-03-30 | 23-24 | 23-24 |  | 0 | 0.012092 | 0.11076 | 0.49232 | 0.098386 | 0 | 6.0128e-05 | 0.00096152 | 0.0013204 | 0.00038384 |  |  | 0 | 0 | 0 | 0 |  | 0 | 0 | 0 | 0 | 0 | 0 | 0 | 0 | 0 | 0 | 0 | 0 | 0 | 0 | 0 | 0 | 0 | 0 | 0 | 0 | 0 | 0
2024-03-31 | 23-24 | 23-24 |  | 0 | 0.019492 | 0.31053 | 2.1981 | 0.38749 | 0 | 0.00013619 | 0.0034404 | 0.0079406 | 0.001797 |  |  | 0 | 0 | 0.21632 | 0.03217 |  | 0 | 0 | 0.00082887 | 0.00012326 | 0 | 0 | 0.21632 | 0.03217 | 0 | 0 | 0.00082887 | 0.00012326 | 0 | 0 | 0 | 0 | 0 | 0 | 0 | 0 | 0 | 0
2024-04-01 | 23-24 | 23-24 |  | 0 | 0.14234 | 0.14935 | 1.8233 | 0.39233 | 0 | 0.0027772 | 0.00085129 | 0.01126 | 0.003726 |  |  | 0 | 0 | 0.001612 | 0.00023973 |  | 0 | 0 | 0 | 0 | 0 | 0 | 0.001612 | 0.00023973 | 0 | 0 | 0 | 0 | 0 | 0 | 0 | 0 | 0 | 0 | 0 | 0 | 0 | 0
2024-04-02 | 23-24 | 23-24 |  | 0 | 0.084883 | 1.2533 | 0.90206 | 0.38302 | 0 | 0.00055914 | 0.01231 | 0.0049086 | 0.0029843 |  |  | 0 | 0 | 0 | 0 |  | 0 | 0 | 0 | 0 | 0 | 0 | 0 | 0 | 0 | 0 | 0 | 0 | 0 | 0 | 0 | 0 | 0 | 0 | 0 | 0 | 0 | 0
2024-04-03 | 23-24 | 23-24 |  | 0 | 0.018574 | 0.077637 | 0.22637 | 0.058298 | 0 | 7.4004e-05 | 0.00063319 | 0.0014448 | 0.00036214 |  |  | 0 | 0 | 0 | 0 |  | 0 | 0 | 0 | 0 | 0 | 0 | 0 | 0 | 0 | 0 | 0 | 0 | 0 | 0 | 0 | 0 | 0 | 0 | 0 | 0 | 0 | 0
2024-04-04 | 23-24 | 23-24 |  | 0 | 0.26343 | 1.2613 | 0.0054253 | 0.37449 | 0 | 0.0030475 | 0.015288 | 1.6745e-05 | 0.0044311 |  |  | 0 | 0 | 0 | 0 |  | 0 | 0 | 0 | 0 | 0 | 0 | 0 | 0 | 0 | 0 | 0 | 0 | 0 | 0 | 0 | 0 | 0 | 0 | 0 | 0 | 0 | 0
2024-04-05 | 23-24 | 23-24 |  | 0 | 0.61123 | 0.16547 | 0.0040259 | 0.4488 | 0 | 0.0034258 | 0.00039633 | 2.8705e-05 | 0.0024357 |  |  | 0 | 0 | 0 | 0 |  | 0 | 0 | 0 | 0 | 0 | 0 | 0 | 0 | 0 | 0 | 0 | 0 | 0 | 0 | 0 | 0 | 0 | 0 | 0 | 0 | 0 | 0
2024-04-06 | 23-24 | 23-24 |  | 0 | 0.063622 | 0 | 0.21393 | 0.075854 | 0 | 0.00025131 | 0 | 0.00068175 | 0.00027534 |  |  | 0 | 0 | 0.0077306 | 0.0011496 |  | 0 | 0 | 0 | 0 | 0 | 0 | 0.0077306 | 0.0011496 | 0 | 0 | 0 | 0 | 0 | 0 | 0 | 0 | 0 | 0 | 0 | 0 | 0 | 0
2024-04-07 | 23-24 | 23-24 |  | 0 | 0.052649 | 0.032307 | 0.45093 | 0.1084 | 0 | 0.00013002 | 0.00028846 | 0.0023323 | 0.0004806 |  |  | 0 | 0 | 0.29198 | 0.043421 |  | 0 | 0 | 0.0016003 | 0.00023799 | 0 | 0 | 0.29198 | 0.043421 | 0 | 0 | 0.0016003 | 0.00023799 | 0 | 0 | 0 | 0 | 0 | 0 | 0 | 0 | 0 | 0
2024-04-08 | 23-24 | 23-24 |  | 0 | 0.010593 | 0.44183 | 1.446 | 0.2894 | 0 | 5.6531e-05 | 0.0024226 | 0.0060233 | 0.0013024 |  |  | 0 | 0 | 0 | 0 |  | 0 | 0 | 0 | 0 | 0 | 0 | 0 | 0 | 0 | 0 | 0 | 0 | 0 | 0 | 0 | 0 | 0 | 0 | 0 | 0 | 0 | 0
2024-04-09 | 23-24 | 23-24 |  | 0 | 0.098224 | 0.12489 | 1.0807 | 0.24765 | 0 | 0.0026842 | 0.00040102 | 0.002861 | 0.0023443 |  |  | 0 | 0 | 0 | 0 |  | 0 | 0 | 0 | 0 | 0 | 0 | 0 | 0 | 0 | 0 | 0 | 0 | 0 | 0 | 0 | 0 | 0 | 0 | 0 | 0 | 0 | 0
2024-04-10 | 23-24 | 23-24 |  | 0 | 0.12682 | 1.9277 | 0.0016721 | 0.38045 | 0 | 0.0042953 | 0.013175 | 2.1529e-05 | 0.004975 |  |  | 0 | 0 | 0 | 0 |  | 0 | 0 | 0 | 0 | 0 | 0 | 0 | 0 | 0 | 0 | 0 | 0 | 0 | 0 | 0 | 0 | 0 | 0 | 0 | 0 | 0 | 0
2024-04-11 | 23-24 | 23-24 |  | 0 | 0.017309 | 0.49623 | 0.31679 | 0.13437 | 0 | 0.00015058 | 0.0022654 | 0.0026409 | 0.00084061 |  |  | 0 | 0 | 0 | 0 |  | 0 | 0 | 0 | 0 | 0 | 0 | 0 | 0 | 0 | 0 | 0 | 0 | 0 | 0 | 0 | 0 | 0 | 0 | 0 | 0 | 0 | 0
2024-04-12 | 23-24 | 23-24 |  | 0 | 0.11894 | 0.048256 | 0.27848 | 0.13107 | 0 | 0.0002657 | 0.00015478 | 0.0011578 | 0.00037957 |  |  | 0 | 0 | 0 | 0 |  | 0 | 0 | 0 | 0 | 0 | 0 | 0 | 0 | 0 | 0 | 0 | 0 | 0 | 0 | 0 | 0 | 0 | 0 | 0 | 0 | 0 | 0
2024-04-13 | 23-24 | 23-24 |  | 0.031207 | 0.0073357 | 0.021951 | 0.11506 | 0.025749 | 0.00014448 | 8.7366e-05 | 0.00014071 | 0.00086834 | 0.00021202 |  |  | 0 | 0 | 0 | 0 |  | 0 | 0 | 0 | 0 | 0 | 0 | 0 | 0 | 0 | 0 | 0 | 0 | 0 | 0 | 0 | 0 | 0 | 0 | 0 | 0 | 0 | 0
2024-04-14 | 23-24 | 23-24 |  | 0 | 0.020228 | 0.19758 | 0.11069 | 0.060435 | 0 | 0.00015777 | 0.0011186 | 0.00038752 | 0.00033653 |  |  | 0 | 0 | 0 | 0 |  | 0 | 0 | 0 | 0 | 0 | 0 | 0 | 0 | 0 | 0 | 0 | 0 | 0 | 0 | 0 | 0 | 0 | 0 | 0 | 0 | 0 | 0
2024-04-15 | 23-24 | 23-24 |  | 0 | 0.004303 | 1.3523 | 0.83871 | 0.33283 | 0 | 5.5503e-05 | 0.0019418 | 0.0016219 | 0.00057416 |  |  | 0 | 0 | 0 | 0 |  | 0 | 0 | 0 | 0 | 0 | 0 | 0 | 0 | 0 | 0 | 0 | 0 | 0 | 0 | 0 | 0 | 0 | 0 | 0 | 0 | 0 | 0
2024-04-16 | 23-24 | 23-24 |  | 0 | 0.17527 | 0.053997 | 0.03863 | 0.13526 | 0 | 0.0012982 | 0.0011562 | 0.0001507 | 0.0010964 |  |  | 0 | 0 | 0 | 0 |  | 0 | 0 | 0 | 0 | 0 | 0 | 0 | 0 | 0 | 0 | 0 | 0 | 0 | 0 | 0 | 0 | 0 | 0 | 0 | 0 | 0 | 0
2024-04-17 | 23-24 | 23-24 |  | 0 | 0.0034705 | 0 | 0.52702 | 0.080777 | 0 | 1.5418e-06 | 0 | 0.0036097 | 0.00053788 |  |  | 0 | 0 | 0 | 0 |  | 0 | 0 | 0 | 0 | 0 | 0 | 0 | 0 | 0 | 0 | 0 | 0 | 0 | 0 | 0 | 0 | 0 | 0 | 0 | 0 | 0 | 0
2024-04-18 | 23-24 | 23-24 |  | 0 | 0.034096 | 0.086682 | 0.34779 | 0.088471 | 0 | 0.00017679 | 0.00035647 | 0.001708 | 0.00043044 |  |  | 0 | 0 | 0 | 0 |  | 0 | 0 | 0 | 0 | 0 | 0 | 0 | 0 | 0 | 0 | 0 | 0 | 0 | 0 | 0 | 0 | 0 | 0 | 0 | 0 | 0 | 0
2024-04-19 | 23-24 | 23-24 |  | 0 | 0.4451 | 0.38559 | 0.66004 | 0.46475 | 0 | 0.0033019 | 0.0016463 | 0.0018587 | 0.0028118 |  |  | 0 | 0 | 0 | 0 |  | 0 | 0 | 0 | 0 | 0 | 0 | 0 | 0 | 0 | 0 | 0 | 0 | 0 | 0 | 0 | 0 | 0 | 0 | 0 | 0 | 0 | 0
2024-04-20 | 23-24 | 23-24 |  | 0 | 0.044224 | 0.12012 | 0.18651 | 0.076571 | 0 | 0.0001439 | 0.00040102 | 0.00058128 | 0.00024688 |  |  | 0 | 0 | 0 | 0 |  | 0 | 0 | 0 | 0 | 0 | 0 | 0 | 0 | 0 | 0 | 0 | 0 | 0 | 0 | 0 | 0 | 0 | 0 | 0 | 0 | 0 | 0
2024-04-21 | 23-24 | 23-24 |  | 0 | 0.0042974 | 1.2488 | 0.3163 | 0.23944 | 0 | 2.2098e-05 | 0.016442 | 0.00071763 | 0.0026161 |  |  | 0 | 0 | 0 | 0 |  | 0 | 0 | 0 | 0 | 0 | 0 | 0 | 0 | 0 | 0 | 0 | 0 | 0 | 0 | 0 | 0 | 0 | 0 | 0 | 0 | 0 | 0
2024-04-22 | 23-24 | 23-24 |  | 0 | 0.098618 | 0.22173 | 0.1635 | 0.12621 | 0 | 0.00062904 | 0.007739 | 0.00063152 | 0.0017033 |  |  | 0 | 0 | 0 | 0 |  | 0 | 0 | 0 | 0 | 0 | 0 | 0 | 0 | 0 | 0 | 0 | 0 | 0 | 0 | 0 | 0 | 0 | 0 | 0 | 0 | 0 | 0
2024-04-23 | 23-24 | 23-24 |  | 0 | 0.13287 | 0.062461 | 1.8754 | 0.38034 | 0 | 0.00087572 | 0.00051359 | 0.0070256 | 0.0017289 |  |  | 0 | 0 | 0.0026132 | 0.00038862 |  | 0 | 0 | 0.00011482 | 1.7075e-05 | 0 | 0 | 0.0026132 | 0.00038862 | 0 | 0 | 0.00011482 | 1.7075e-05 | 0 | 0 | 0 | 0 | 0 | 0 | 0 | 0 | 0 | 0
2024-04-24 | 23-24 | 23-24 |  | 0 | 0.056377 | 0.015853 | 0.37978 | 0.097908 | 0 | 0.00043889 | 0.00011726 | 0.0020955 | 0.00063322 |  |  | 0 | 0 | 0 | 0 |  | 0 | 0 | 0 | 0 | 0 | 0 | 0 | 0 | 0 | 0 | 0 | 0 | 0 | 0 | 0 | 0 | 0 | 0 | 0 | 0 | 0 | 0
2024-04-25 | 23-24 | 23-24 |  | 0 | 0.018673 | 0.030468 | 0.033607 | 0.022545 | 0 | 0.00022098 | 0.00013133 | 0.0036671 | 0.00071824 |  |  | 0 | 0 | 0 | 0 |  | 0 | 0 | 0 | 0 | 0 | 0 | 0 | 0 | 0 | 0 | 0 | 0 | 0 | 0 | 0 | 0 | 0 | 0 | 0 | 0 | 0 | 0
2024-04-26 | 23-24 | 23-24 |  | 0 | 0.099828 | 0.023001 | 0.18367 | 0.099905 | 0 | 0.0008012 | 0.00030018 | 0.0013348 | 0.00079863 |  |  | 0 | 0 | 0 | 0 |  | 0 | 0 | 0 | 0 | 0 | 0 | 0 | 0 | 0 | 0 | 0 | 0 | 0 | 0 | 0 | 0 | 0 | 0 | 0 | 0 | 0 | 0
2024-04-27 | 23-24 | 23-24 |  | 0 | 0.027621 | 0.13321 | 0.59092 | 0.1272 | 0 | 4.0086e-05 | 0.0022772 | 0.0040403 | 0.00097401 |  |  | 0 | 0 | 0 | 0 |  | 0 | 0 | 0 | 0 | 0 | 0 | 0 | 0 | 0 | 0 | 0 | 0 | 0 | 0 | 0 | 0 | 0 | 0 | 0 | 0 | 0 | 0
2024-04-28 | 23-24 | 23-24 |  | 0 | 0.22877 | 0.041144 | 0.0029136 | 0.16503 | 0 | 0.0043503 | 0.00033067 | 2.1529e-05 | 0.0030647 |  |  | 0 | 0 | 0 | 0 |  | 0 | 0 | 0 | 0 | 0 | 0 | 0 | 0 | 0 | 0 | 0 | 0 | 0 | 0 | 0 | 0 | 0 | 0 | 0 | 0 | 0 | 0
2024-04-29 | 23-24 | 23-24 |  | 0 | 0.094002 | 0.0054455 | 1.4659 | 0.28389 | 0 | 0.00050261 | 7.0355e-06 | 0.0068654 | 0.00137 |  |  | 0 | 0 | 0 | 0 |  | 0 | 0 | 0 | 0 | 0 | 0 | 0 | 0 | 0 | 0 | 0 | 0 | 0 | 0 | 0 | 0 | 0 | 0 | 0 | 0 | 0 | 0
2024-04-30 | 23-24 | 23-24 |  | 0 | 0.26169 | 0.00059098 | 0.11213 | 0.19791 | 0 | 0.0027484 | 7.0355e-06 | 0.00017941 | 0.0019302 |  |  | 0 | 0 | 0 | 0 |  | 0 | 0 | 0 | 0 | 0 | 0 | 0 | 0 | 0 | 0 | 0 | 0 | 0 | 0 | 0 | 0 | 0 | 0 | 0 | 0 | 0 | 0
2024-05-01 | 23-24 | 23-24 |  | 0 | 0.058656 | 0 | 0.30732 | 0.086304 | 0 | 0.00016188 | 0 | 0.0014066 | 0.00032123 |  |  | 0 | 0 | 0 | 0 |  | 0 | 0 | 0 | 0 | 0 | 0 | 0 | 0 | 0 | 0 | 0 | 0 | 0 | 0 | 0 | 0 | 0 | 0 | 0 | 0 | 0 | 0
2024-05-02 | 23-24 | 23-24 |  | 0 | 0.036736 | 0 | 1.6147 | 0.26556 | 0 | 0.00084591 | 0 | 0.0010621 | 0.00074349 |  |  | 0 | 0 | 0 | 0 |  | 0 | 0 | 0 | 0 | 0 | 0 | 0 | 0 | 0 | 0 | 0 | 0 | 0 | 0 | 0 | 0 | 0 | 0 | 0 | 0 | 0 | 0
2024-05-03 | 23-24 | 23-24 |  | 0 | 0.29346 | 0 | 0.84147 | 0.32827 | 0 | 0.0030989 | 0 | 0.0011626 | 0.002318 |  |  | 0 | 0 | 0 | 0 |  | 0 | 0 | 0 | 0 | 0 | 0 | 0 | 0 | 0 | 0 | 0 | 0 | 0 | 0 | 0 | 0 | 0 | 0 | 0 | 0 | 0 | 0
2024-05-04 | 23-24 | 23-24 |  | 0 | 0.02676 | 0.032877 | 0.78593 | 0.14039 | 0 | 0.00012745 | 0.00056987 | 0.0038058 | 0.00074065 |  |  | 0 | 0 | 0 | 0 |  | 0 | 0 | 0 | 0 | 0 | 0 | 0 | 0 | 0 | 0 | 0 | 0 | 0 | 0 | 0 | 0 | 0 | 0 | 0 | 0 | 0 | 0
2024-05-05 | 23-24 | 23-24 |  | 0 | 0.50604 | 0.24797 | 0.032839 | 0.39278 | 0 | 0.0010715 | 0.00097793 | 0.00034446 | 0.00094128 |  |  | 0 | 0 | 0 | 0 |  | 0 | 0 | 0 | 0 | 0 | 0 | 0 | 0 | 0 | 0 | 0 | 0 | 0 | 0 | 0 | 0 | 0 | 0 | 0 | 0 | 0 | 0
2024-05-06 | 23-24 | 23-24 |  | 0 | 0.0028846 | 0.01636 | 0.0064874 | 0.0054432 | 0 | 5.8587e-05 | 0.00011022 | 4.3058e-05 | 6.3677e-05 |  |  | 0 | 0 | 0 | 0 |  | 0 | 0 | 0 | 0 | 0 | 0 | 0 | 0 | 0 | 0 | 0 | 0 | 0 | 0 | 0 | 0 | 0 | 0 | 0 | 0 | 0 | 0
2024-05-07 | 23-24 | 23-24 |  | 0 | 0.37703 | 0 | 0.11997 | 0.27882 | 0 | 0.0033317 | 0 | 0.00043058 | 0.0023703 |  |  | 0 | 0 | 0 | 0 |  | 0 | 0 | 0 | 0 | 0 | 0 | 0 | 0 | 0 | 0 | 0 | 0 | 0 | 0 | 0 | 0 | 0 | 0 | 0 | 0 | 0 | 0
2024-05-08 | 23-24 | 23-24 |  | 0 | 0.49268 | 0.0074154 | 0.092065 | 0.35585 | 0 | 0.0027705 | 7.0355e-05 | 0.0010908 | 0.0020907 |  |  | 0 | 0 | 0 | 0 |  | 0 | 0 | 0 | 0 | 0 | 0 | 0 | 0 | 0 | 0 | 0 | 0 | 0 | 0 | 0 | 0 | 0 | 0 | 0 | 0 | 0 | 0
2024-05-09 | 23-24 | 23-24 |  | 0 | 0.0090301 | 0.071656 | 0.002483 | 0.01749 | 0 | 0.00045739 | 0.00035881 | 2.8705e-05 | 0.0003753 |  |  | 0 | 0 | 0 | 0 |  | 0 | 0 | 0 | 0 | 0 | 0 | 0 | 0 | 0 | 0 | 0 | 0 | 0 | 0 | 0 | 0 | 0 | 0 | 0 | 0 | 0 | 0
2024-05-10 | 23-24 | 23-24 |  | 0.10951 | 0.0090316 | 0 | 0.72114 | 0.1143 | 0.0011558 | 6.5268e-05 | 0 | 0.0017869 | 0.00031945 |  |  | 0 | 0 | 0 | 0 |  | 0 | 0 | 0 | 0 | 0 | 0 | 0 | 0 | 0 | 0 | 0 | 0 | 0 | 0 | 0 | 0 | 0 | 0 | 0 | 0 | 0 | 0
2024-05-11 | 23-24 | 23-24 |  | 1.1772 | 0.012195 | 0.09023 | 1.6753 | 0.27997 | 0.003034 | 0.00015931 | 0.0035576 | 0.0066094 | 0.0016553 |  |  | 0 | 0 | 0 | 0 |  | 0 | 0 | 0 | 0 | 0 | 0 | 0 | 0 | 0 | 0 | 0 | 0 | 0 | 0 | 0 | 0 | 0 | 0 | 0 | 0 | 0 | 0
2024-05-12 | 23-24 | 23-24 |  | 0.054035 | 0.0253 | 1.1075 | 0.12283 | 0.20418 | 0.00014448 | 0.0002328 | 0.0082597 | 0.0010693 | 0.0015741 |  |  | 0 | 0 | 0 | 0 |  | 0 | 0 | 0 | 0 | 0 | 0 | 0 | 0 | 0 | 0 | 0 | 0 | 0 | 0 | 0 | 0 | 0 | 0 | 0 | 0 | 0 | 0
2024-05-13 | 23-24 | 23-24 |  | 0.17718 | 0.24399 | 0.0852 | 0.32134 | 0.23091 | 0.00062607 | 0.0049336 | 0.00042916 | 0.0024041 | 0.0038423 |  |  | 0 | 0 | 0.049758 | 0.0073997 |  | 0 | 0 | 0.00038752 | 5.763e-05 | 0 | 0 | 0.049758 | 0.0073997 | 0 | 0 | 0.00038752 | 5.763e-05 | 0 | 0 | 0 | 0 | 0 | 0 | 0 | 0 | 0 | 0
2024-05-14 | 23-24 | 23-24 |  | 0 | 0.13231 | 0.068127 | 0.077047 | 0.11338 | 0 | 0.0030013 | 0.00031894 | 0.00044732 | 0.0021924 |  |  | 0 | 0 | 0 | 0 |  | 0 | 0 | 0 | 0 | 0 | 0 | 0 | 0 | 0 | 0 | 0 | 0 | 0 | 0 | 0 | 0 | 0 | 0 | 0 | 0 | 0 | 0
2024-05-15 | 23-24 | 23-24 |  | 0 | 0.055266 | 0.0042635 | 0.0050521 | 0.039653 | 0 | 0.00028985 | 0.00010553 | 6.4587e-05 | 0.00022625 |  |  | 0 | 0 | 0 | 0 |  | 0 | 0 | 0 | 0 | 0 | 0 | 0 | 0 | 0 | 0 | 0 | 0 | 0 | 0 | 0 | 0 | 0 | 0 | 0 | 0 | 0 | 0
2024-05-16 | 23-24 | 23-24 |  | 0 | 0.11898 | 0.058108 | 1.1361 | 0.26012 | 0 | 0.00047743 | 0.00053704 | 0.012379 | 0.0022529 |  |  | 0 | 0 | 0 | 0 |  | 0 | 0 | 0 | 0 | 0 | 0 | 0 | 0 | 0 | 0 | 0 | 0 | 0 | 0 | 0 | 0 | 0 | 0 | 0 | 0 | 0 | 0
2024-05-17 | 23-24 | 23-24 |  | 0 | 0.44051 | 1.091 | 0.97397 | 0.61527 | 0 | 0.0022397 | 0.0072747 | 0.0041443 | 0.0032701 |  |  | 0 | 0 | 0.1188 | 0.017668 |  | 0 | 0 | 0.00074993 | 0.00011152 | 0 | 0 | 0.1188 | 0.017668 | 0 | 0 | 0.00074993 | 0.00011152 | 0 | 0 | 0 | 0 | 0 | 0 | 0 | 0 | 0 | 0
2024-05-18 | 23-24 | 23-24 |  | 0 | 0.070355 | 0.092095 | 0.027313 | 0.066732 | 0 | 0.00034227 | 0.00049248 | 0.00027988 | 0.00035325 |  |  | 0 | 0 | 0 | 0 |  | 0 | 0 | 0 | 0 | 0 | 0 | 0 | 0 | 0 | 0 | 0 | 0 | 0 | 0 | 0 | 0 | 0 | 0 | 0 | 0 | 0 | 0
2024-05-19 | 23-24 | 23-24 |  | 0 | 0.53334 | 0.035112 | 0.56905 | 0.45914 | 0 | 0.0055668 | 0.00015947 | 0.0035308 | 0.0044026 |  |  | 0 | 0 | 0 | 0 |  | 0 | 0 | 0 | 0 | 0 | 0 | 0 | 0 | 0 | 0 | 0 | 0 | 0 | 0 | 0 | 0 | 0 | 0 | 0 | 0 | 0 | 0
2024-05-20 | 23-24 | 23-24 |  | 0 | 0.069802 | 0.70911 | 1.0245 | 0.30825 | 0 | 0.00118 | 0.0051547 | 0.0018587 | 0.0018751 |  |  | 0 | 0 | 0 | 0 |  | 0 | 0 | 0 | 0 | 0 | 0 | 0 | 0 | 0 | 0 | 0 | 0 | 0 | 0 | 0 | 0 | 0 | 0 | 0 | 0 | 0 | 0
2024-05-21 | 23-24 | 23-24 |  | 0 | 0.015686 | 0.011285 | 0.73867 | 0.12242 | 0 | 0.00012951 | 0.00013367 | 0.0028777 | 0.00053788 |  |  | 0 | 0 | 0 | 0 |  | 0 | 0 | 0 | 0 | 0 | 0 | 0 | 0 | 0 | 0 | 0 | 0 | 0 | 0 | 0 | 0 | 0 | 0 | 0 | 0 | 0 | 0
2024-05-22 | 23-24 | 23-24 |  | 0 | 0.29666 | 0.012087 | 1.2528 | 0.39349 | 0 | 0.0016738 | 0.00045731 | 0.0086164 | 0.0025094 |  |  | 0 | 0 | 0 | 0 |  | 0 | 0 | 0 | 0 | 0 | 0 | 0 | 0 | 0 | 0 | 0 | 0 | 0 | 0 | 0 | 0 | 0 | 0 | 0 | 0 | 0 | 0
2024-05-23 | 23-24 | 23-24 |  | 0 | 0.13884 | 0.60657 | 0.040905 | 0.1942 | 0 | 0.0010222 | 0.008418 | 0.00011482 | 0.0020016 |  |  | 0 | 0.020877 | 0 | 0.0031668 |  | 0 | 0.00014423 | 0 | 2.1878e-05 | 0 | 0.020877 | 0 | 0.0031668 | 0 | 0.00014423 | 0 | 2.1878e-05 | 0 | 0 | 0 | 0 | 0 | 0 | 0 | 0 | 0 | 0
2024-05-24 | 23-24 | 23-24 |  | 0.092754 | 0.071744 | 0.020818 | 0.018095 | 0.056196 | 0.00028895 | 0.00017884 | 4.9248e-05 | 8.8508e-05 | 0.00014656 |  |  | 0 | 0 | 0.0031801 | 0.00047292 |  | 0 | 0 | 0 | 0 | 0 | 0 | 0.0031801 | 0.00047292 | 0 | 0 | 0 | 0 | 0 | 0 | 0 | 0 | 0 | 0 | 0 | 0 | 0 | 0
2024-05-25 | 23-24 | 23-24 |  | 0 | 0.027752 | 0.0043268 | 0.045718 | 0.026665 | 0 | 0.00032994 | 1.4071e-05 | 0.00016984 | 0.00025578 |  |  | 0 | 0 | 0 | 0 |  | 0 | 0 | 0 | 0 | 0 | 0 | 0 | 0 | 0 | 0 | 0 | 0 | 0 | 0 | 0 | 0 | 0 | 0 | 0 | 0 | 0 | 0
2024-05-26 | 23-24 | 23-24 |  | 0 | 0.098928 | 0.038013 | 0.0031648 | 0.074715 | 0 | 0.00031349 | 0.00017589 | 2.8705e-05 | 0.00024795 |  |  | 0 | 0 | 0 | 0 |  | 0 | 0 | 0 | 0 | 0 | 0 | 0 | 0 | 0 | 0 | 0 | 0 | 0 | 0 | 0 | 0 | 0 | 0 | 0 | 0 | 0 | 0
2024-05-27 | 23-24 | 23-24 |  | 0 | 0.030428 | 0.072254 | 0.92333 | 0.16933 | 0 | 0.00016959 | 0.00027438 | 0.0068103 | 0.0011718 |  |  | 0 | 0 | 0 | 0 |  | 0 | 0 | 0 | 0 | 0 | 0 | 0 | 0 | 0 | 0 | 0 | 0 | 0 | 0 | 0 | 0 | 0 | 0 | 0 | 0 | 0 | 0
2024-05-28 | 23-24 | 23-24 |  | 0 | 0.037132 | 0.056192 | 0.16076 | 0.058134 | 0 | 0.00012334 | 0.00026969 | 0.0036695 | 0.00067199 |  |  | 0 | 0 | 0 | 0 |  | 0 | 0 | 0 | 0 | 0 | 0 | 0 | 0 | 0 | 0 | 0 | 0 | 0 | 0 | 0 | 0 | 0 | 0 | 0 | 0 | 0 | 0
2024-05-29 | 23-24 | 23-24 |  | 0 | 0.076539 | 0.0096949 | 0.02018 | 0.057453 | 0 | 0.00083563 | 1.4071e-05 | 0.000122 | 0.00059871 |  |  | 0 | 0 | 0 | 0 |  | 0 | 0 | 0 | 0 | 0 | 0 | 0 | 0 | 0 | 0 | 0 | 0 | 0 | 0 | 0 | 0 | 0 | 0 | 0 | 0 | 0 | 0
2024-05-30 | 23-24 | 23-24 |  | 0 | 1.2252 | 0.057206 | 1.6971 | 1.1091 | 0 | 0.011605 | 0.00022514 | 0.013527 | 0.010079 |  |  | 0 | 0 | 0 | 0 |  | 0 | 0 | 0 | 0 | 0 | 0 | 0 | 0 | 0 | 0 | 0 | 0 | 0 | 0 | 0 | 0 | 0 | 0 | 0 | 0 | 0 | 0
2024-05-31 | 23-24 | 23-24 |  | 0 | 0.43673 | 0.20494 | 0.71676 | 0.43999 | 0 | 0.0042013 | 0.00091461 | 0.0021457 | 0.003366 |  |  | 0 | 0 | 0 | 0 |  | 0 | 0 | 0 | 0 | 0 | 0 | 0 | 0 | 0 | 0 | 0 | 0 | 0 | 0 | 0 | 0 | 0 | 0 | 0 | 0 | 0 | 0
2024-06-01 | 23-24 | 23-24 |  | 0 | 0.16638 | 0.92165 | 0.068515 | 0.26516 | 0 | 0.0050307 | 0.0028705 | 0.00067936 | 0.0040188 |  |  | 0 | 0 | 0 | 0 |  | 0 | 0 | 0 | 0 | 0 | 0 | 0 | 0 | 0 | 0 | 0 | 0 | 0 | 0 | 0 | 0 | 0 | 0 | 0 | 0 | 0 | 0
2024-06-02 | 23-24 | 23-24 |  | 0 | 0.1694 | 0.062527 | 0.10093 | 0.14175 | 0 | 0.00067015 | 0.00031425 | 0.00068893 | 0.00061401 |  |  | 0 | 0 | 0 | 0 |  | 0 | 0 | 0 | 0 | 0 | 0 | 0 | 0 | 0 | 0 | 0 | 0 | 0 | 0 | 0 | 0 | 0 | 0 | 0 | 0 | 0 | 0
2024-06-03 | 23-24 | 23-24 |  | 0 | 1.3179 | 0.093544 | 0.021553 | 0.92968 | 0 | 0.0076887 | 0.00059802 | 0.00059564 | 0.0055015 |  |  | 0 | 0 | 0 | 0 |  | 0 | 0 | 0 | 0 | 0 | 0 | 0 | 0 | 0 | 0 | 0 | 0 | 0 | 0 | 0 | 0 | 0 | 0 | 0 | 0 | 0 | 0
2024-06-04 | 23-24 | 23-24 |  | 0 | 0.08025 | 0.024057 | 0.44428 | 0.12527 | 0 | 0.0023871 | 0.0001454 | 0.0012343 | 0.001858 |  |  | 0 | 0 | 0 | 0 |  | 0 | 0 | 0 | 0 | 0 | 0 | 0 | 0 | 0 | 0 | 0 | 0 | 0 | 0 | 0 | 0 | 0 | 0 | 0 | 0 | 0 | 0
2024-06-05 | 23-24 | 23-24 |  | 0 | 0.013712 | 0.0069511 | 0.25248 | 0.048093 | 0 | 0.0001218 | 4.9248e-05 | 0.00041623 | 0.00015368 |  |  | 0 | 0 | 0 | 0 |  | 0 | 0 | 0 | 0 | 0 | 0 | 0 | 0 | 0 | 0 | 0 | 0 | 0 | 0 | 0 | 0 | 0 | 0 | 0 | 0 | 0 | 0
2024-06-06 | 23-24 | 23-24 |  | 0 | 0.063909 | 0.22815 | 7.64 | 1.215 | 0 | 0.0002364 | 0.00044793 | 0.012587 | 0.0021035 |  |  | 0 | 0 | 2.4556 | 0.36518 |  | 0 | 0 | 0 | 0 | 0 | 0 | 2.4556 | 0.36518 | 0 | 0 | 0 | 0 | 0 | 0 | 0 | 0 | 0 | 0 | 0 | 0 | 0 | 0
2024-06-07 | 23-24 | 23-24 |  | 0 | 0.0084149 | 0.072817 | 0.035794 | 0.022194 | 0 | 0.0009528 | 0.00032363 | 0.00053583 | 0.00078832 |  |  | 0 | 0 | 0.0046973 | 0.00069855 |  | 0 | 0 | 9.3292e-05 | 1.3874e-05 | 0 | 0 | 0.0046973 | 0.00069855 | 0 | 0 | 9.3292e-05 | 1.3874e-05 | 0 | 0 | 0 | 0 | 0 | 0 | 0 | 0 | 0 | 0
2024-06-08 | 23-24 | 23-24 |  | 0 | 0.003193 | 0.2039 | 0.0044206 | 0.033797 | 0 | 1.3876e-05 | 0.00068244 | 2.1529e-05 | 0.00011633 |  |  | 0 | 0 | 0 | 0 |  | 0 | 0 | 0 | 0 | 0 | 0 | 0 | 0 | 0 | 0 | 0 | 0 | 0 | 0 | 0 | 0 | 0 | 0 | 0 | 0 | 0 | 0
2024-06-09 | 23-24 | 23-24 |  | 0 | 0.0089262 | 0.12062 | 1.4003 | 0.23272 | 0 | 5.1392e-05 | 0.00035177 | 0.0061788 | 0.0010078 |  |  | 0 | 0 | 0 | 0 |  | 0 | 0 | 0 | 0 | 0 | 0 | 0 | 0 | 0 | 0 | 0 | 0 | 0 | 0 | 0 | 0 | 0 | 0 | 0 | 0 | 0 | 0
2024-06-10 | 23-24 | 23-24 |  | 0 | 0.033191 | 0.0014071 | 0.015199 | 0.025449 | 0 | 0.00026004 | 1.4071e-05 | 5.0234e-05 | 0.00018961 |  |  | 0 | 0 | 0 | 0 |  | 0 | 0 | 0 | 0 | 0 | 0 | 0 | 0 | 0 | 0 | 0 | 0 | 0 | 0 | 0 | 0 | 0 | 0 | 0 | 0 | 0 | 0
2024-06-11 | 23-24 | 23-24 |  | 0 | 0.20751 | 0.011552 | 0.0054827 | 0.14621 | 0 | 0.0020336 | 6.3319e-05 | 1.4353e-05 | 0.0014194 |  |  | 0 | 0 | 0 | 0 |  | 0 | 0 | 0 | 0 | 0 | 0 | 0 | 0 | 0 | 0 | 0 | 0 | 0 | 0 | 0 | 0 | 0 | 0 | 0 | 0 | 0 | 0
2024-06-12 | 23-24 | 23-24 |  | 0 | 0.13618 | 0.0012664 | 0.34415 | 0.14564 | 0 | 0.0018234 | 1.4071e-05 | 0.0055975 | 0.0020967 |  |  | 0 | 0 | 0 | 0 |  | 0 | 0 | 0 | 0 | 0 | 0 | 0 | 0 | 0 | 0 | 0 | 0 | 0 | 0 | 0 | 0 | 0 | 0 | 0 | 0 | 0 | 0
2024-06-13 | 23-24 | 23-24 |  | 0 | 0.0061454 | 0.030337 | 0.093436 | 0.022751 | 0 | 6.7837e-05 | 0.00019699 | 0.00025835 | 0.00011526 |  |  | 0 | 0 | 0 | 0 |  | 0 | 0 | 0 | 0 | 0 | 0 | 0 | 0 | 0 | 0 | 0 | 0 | 0 | 0 | 0 | 0 | 0 | 0 | 0 | 0 | 0 | 0
2024-06-14 | 23-24 | 23-24 |  | 0 | 0.067089 | 5.2516 | 3.5223 | 1.3669 | 0 | 0.00073542 | 0.012117 | 0.0073773 | 0.0034443 |  |  | 0 | 0 | 0 | 0 |  | 0 | 0 | 0 | 0 | 0 | 0 | 0 | 0 | 0 | 0 | 0 | 0 | 0 | 0 | 0 | 0 | 0 | 0 | 0 | 0 | 0 | 0
2024-06-15 | 23-24 | 23-24 |  | 0 | 0.05997 | 0.41262 | 0.29321 | 0.14771 | 0 | 0.00074415 | 0.0024624 | 0.00094488 | 0.0010292 |  |  | 0 | 0 | 0 | 0 |  | 0 | 0 | 0 | 0 | 0 | 0 | 0 | 0 | 0 | 0 | 0 | 0 | 0 | 0 | 0 | 0 | 0 | 0 | 0 | 0 | 0 | 0
2024-06-16 | 23-24 | 23-24 |  | 0 | 0.091496 | 0.0022725 | 0.0031289 | 0.064145 | 0 | 0.00064959 | 7.0355e-06 | 1.4353e-05 | 0.00045286 |  |  | 0 | 0 | 0 | 0 |  | 0 | 0 | 0 | 0 | 0 | 0 | 0 | 0 | 0 | 0 | 0 | 0 | 0 | 0 | 0 | 0 | 0 | 0 | 0 | 0 | 0 | 0
2024-06-17 | 23-24 | 23-24 |  | 0 | 0.037155 | 0.017181 | 0.08598 | 0.041111 | 0 | 0.00025747 | 0.0001196 | 0.0031648 | 0.00066701 |  |  | 0 | 0 | 0 | 0 |  | 0 | 0 | 0 | 0 | 0 | 0 | 0 | 0 | 0 | 0 | 0 | 0 | 0 | 0 | 0 | 0 | 0 | 0 | 0 | 0 | 0 | 0
2024-06-18 | 23-24 | 23-24 |  | 0 | 0.20171 | 0.022654 | 0.0108 | 0.14467 | 0 | 0.0013629 | 0.00023921 | 8.6116e-05 | 0.00099251 |  |  | 0 | 0 | 0 | 0 |  | 0 | 0 | 0 | 0 | 0 | 0 | 0 | 0 | 0 | 0 | 0 | 0 | 0 | 0 | 0 | 0 | 0 | 0 | 0 | 0 | 0 | 0
2024-06-19 | 23-24 | 23-24 |  | 0 | 0.085447 | 3.2325 | 0.018357 | 0.55221 | 0 | 0.00069071 | 0.013705 | 0.00011243 | 0.0025738 |  |  | 0 | 0 | 0 | 0 |  | 0 | 0 | 0 | 0 | 0 | 0 | 0 | 0 | 0 | 0 | 0 | 0 | 0 | 0 | 0 | 0 | 0 | 0 | 0 | 0 | 0 | 0
2024-06-20 | 23-24 | 23-24 |  | 0 | 0.13322 | 0.046216 | 0.049557 | 0.10659 | 0 | 0.00056891 | 0.00054173 | 0.00028466 | 0.00051831 |  |  | 0 | 0 | 0 | 0 |  | 0 | 0 | 0 | 0 | 0 | 0 | 0 | 0 | 0 | 0 | 0 | 0 | 0 | 0 | 0 | 0 | 0 | 0 | 0 | 0 | 0 | 0
2024-06-21 | 23-24 | 23-24 |  | 1.5482 | 0.10683 | 0.026404 | 0.14075 | 0.11032 | 0.022394 | 0.0012848 | 0.00017589 | 0.00046646 | 0.0011508 |  |  | 0 | 0 | 0 | 0 |  | 0 | 0 | 0 | 0 | 0 | 0 | 0 | 0 | 0 | 0 | 0 | 0 | 0 | 0 | 0 | 0 | 0 | 0 | 0 | 0 | 0 | 0
2024-06-22 | 23-24 | 23-24 |  | 0.064726 | 0.32188 | 0.0015056 | 0.003459 | 0.22403 | 0.00014448 | 0.0040872 | 1.4071e-05 | 1.4353e-05 | 0.0028345 |  |  | 0 | 0 | 0 | 0 |  | 0 | 0 | 0 | 0 | 0 | 0 | 0 | 0 | 0 | 0 | 0 | 0 | 0 | 0 | 0 | 0 | 0 | 0 | 0 | 0 | 0 | 0
2024-06-23 | 23-24 | 23-24 |  | 0 | 0.048303 | 0.0039258 | 0.28695 | 0.076705 | 0 | 0.00032068 | 7.0355e-06 | 0.00088986 | 0.00035538 |  |  | 0 | 0 | 0 | 0 |  | 0 | 0 | 0 | 0 | 0 | 0 | 0 | 0 | 0 | 0 | 0 | 0 | 0 | 0 | 0 | 0 | 0 | 0 | 0 | 0 | 0 | 0
2024-06-24 | 23-24 | 23-24 |  | 0 | 0.19609 | 0.002378 | 0.37634 | 0.19207 | 0 | 0.0038523 | 1.4071e-05 | 0.00050474 | 0.0027438 |  |  | 0 | 0 | 0 | 0 |  | 0 | 0 | 0 | 0 | 0 | 0 | 0 | 0 | 0 | 0 | 0 | 0 | 0 | 0 | 0 | 0 | 0 | 0 | 0 | 0 | 0 | 0
2024-06-25 | 23-24 | 23-24 |  | 0 | 0.59887 | 0.007936 | 0.58961 | 0.50343 | 0 | 0.0052209 | 2.1106e-05 | 0.0051311 | 0.0043802 |  |  | 0 | 0 | 0 | 0 |  | 0 | 0 | 0 | 0 | 0 | 0 | 0 | 0 | 0 | 0 | 0 | 0 | 0 | 0 | 0 | 0 | 0 | 0 | 0 | 0 | 0 | 0
2024-06-26 | 23-24 | 23-24 |  | 0 | 0.11242 | 2.1451 | 0.025548 | 0.407 | 0 | 0.0041576 | 0.0080791 | 0.0035451 | 0.0046307 |  |  | 0 | 0 | 0 | 0 |  | 0 | 0 | 0 | 0 | 0 | 0 | 0 | 0 | 0 | 0 | 0 | 0 | 0 | 0 | 0 | 0 | 0 | 0 | 0 | 0 | 0 | 0
2024-06-27 | 23-24 | 23-24 |  | 0 | 0.058717 | 0.037295 | 0.060647 | 0.055321 | 0 | 0.00035871 | 0.00071058 | 0.00073916 | 0.00046602 |  |  | 0 | 0 | 0 | 0 |  | 0 | 0 | 0 | 0 | 0 | 0 | 0 | 0 | 0 | 0 | 0 | 0 | 0 | 0 | 0 | 0 | 0 | 0 | 0 | 0 | 0 | 0
2024-06-28 | 23-24 | 23-24 |  | 0 | 0.12838 | 0.39006 | 0.12753 | 0.167 | 0 | 0.00051032 | 0.0013274 | 0.00099751 | 0.00070294 |  |  | 0 | 0 | 0 | 0 |  | 0 | 0 | 0 | 0 | 0 | 0 | 0 | 0 | 0 | 0 | 0 | 0 | 0 | 0 | 0 | 0 | 0 | 0 | 0 | 0 | 0 | 0
2024-06-29 | 23-24 | 23-24 |  | 0 | 0.055546 | 0.097892 | 1.8821 | 0.33319 | 0 | 0.00036026 | 0.00024624 | 0.014601 | 0.0024582 |  |  | 0 | 0 | 0 | 0 |  | 0 | 0 | 0 | 0 | 0 | 0 | 0 | 0 | 0 | 0 | 0 | 0 | 0 | 0 | 0 | 0 | 0 | 0 | 0 | 0 | 0 | 0
2024-06-30 | 23-24 | 23-24 |  | 0 | 0.11665 | 0.13608 | 0.082284 | 0.11362 | 0 | 0.00045225 | 0.00079501 | 0.00027988 | 0.00047527 |  |  | 0 | 0 | 0 | 0 |  | 0 | 0 | 0 | 0 | 0 | 0 | 0 | 0 | 0 | 0 | 0 | 0 | 0 | 0 | 0 | 0 | 0 | 0 | 0 | 0 | 0 | 0
Note on J1: Grant Cox: No adjustment for Mobile Genersation as it only reduces how long customers are without supply, not how many customers are affected.
Note on W1: Grant Cox: No adjustment for Mobile Genersation as it only reduces how long customers are without supply, not how many customers are affected.

## 2019-20
| USAIDI |  |  |  |  | USAIFI
| CBD | Urban | Rural Short | Rural Long | Dist Nwk | CBD | Urban | Rural Short | Rural Long | Dist Nwk
2019-20 RIN | 33.2793 | 84.7355 | 144.738 | 260.4251 | 119.9184 | 0.18498 | 0.77706 | 1.1717 | 1.3192 | 0.91431
CBD boundary change (add) | -3.7323 | 0.18491 | 0 | 0 | 0 | 0.02433 | 0.0013951 | 0 | 0 | 0
| 29.547 | 84.9204 | 144.738 | 260.4251 | 119.9184 | 0.20931 | 0.77845 | 1.1717 | 1.3192 | 0.91431
MAIFI change
CustMins / CustAffected |  | 8940 | 15871 | 1613 | 26424 |  | 3575 | 6730 | 892 | 11197
MAIFI adjustment | 0 | 0.01415 | 0.11748 | 0.011731 | 0.029053 | 0 | 0.0056586 | 0.049815 | 0.0064875 | 0.012311
2019-20 adj MAIFI | 29.547 | 84.9063 | 144.6205 | 260.4134 | 119.8894 | 0.20931 | 0.77279 | 1.1219 | 1.3127 | 0.90199
Ave. customer numbers
Old CBD | 5128.5 | 631780 | 135101 | 137495.5 | 909505
New CBD | 6892.5 | 630016 | 135101 | 137495.5 | 909505

## Telephone GOS
Reg Year | Actual GOS | Target |  |  | % above cap
19-20 | 80.36% | 67.8% | -0.04 | 0.5025% | 0.002537%
20-21 | 89.56% | 77.99% | -0.04 | 0.463%
21-22 | 90.65% | 77.99% | -0.04 | 0.5065% | 0.006517%
22-23 | 91.47% | 77.99% | -0.04 | 0.5395% | 0.03953%
23-24 | 91.93% | 77.99% | -0.04 | 0.5576% | 0.05757%
Ave. | 88.8% |  |  |  | 0.1061%
Incentive rate 2018 STPIS 2.0
2025-30 incentive rates | -0.04
Total over revenue cap (cap 0.5%) | 0.1061%
Adjustment to 2025-30 RCP telephone answering targets due to R@R cap being exceeded in 2019-20. 2021-22, 2022-23 & 2023-24.
-0.5307%
STPIS Telephone answering target for 2025-30 RCP |  | 88.26%
Telephone adjustment - check
Reg Year | GOS for 0.5% Rev | Target
19-20 | 80.3% | 67.8% | -0.04 | 0.5%
20-21 | 89.56% | 77.99% | -0.04 | 0.463%
21-22 | 90.49% | 77.99% | -0.04 | 0.5%
22-23 | 90.49% | 77.99% | -0.04 | 0.5%
23-24 | 90.49% | 77.99% | -0.04 | 0.5%
Average | 88.26%
Note on C3: Grant Cox: As Per the AER's STPIS complaince model
Note on C28: Grant Cox: As Per the AER's STPIS complaince model

## Daily_LRF
| CustMins Forecast Reduction |  |  |  | CustInt Forecast Reduction | [6 empty] | Customer minutes saved |  |  |  | Customer interruptions saved |  |  |  | Ave. Customers |  |  |  | USAIDI |  |  |  | USAIFI
LRF | Urban | Rural Short | Rural Long | Total | Urban | Rural Short | Rural Long | Total |  | Reg Year | Non-MED | Urban | Short Rural | Long Rural | Total | Urban | Short Rural | Long Rural | Total | Urban | Short Rural | Long Rural | Total | Urban | Short Rural | Long Rural | Dist wk | Urban | Short Rural | Long Rural | Dist wk
2015-07-24 | 120711.75 |  |  | 120711.75 | 872 |  |  | 872 | 2015-07-01 | 2016 | 15-16 | 0 | 0 | 0 | 0 | 0 | 0 | 0 | 0 | 593241 | 120275 | 138541 | 858646 | 0 | 0 | 0 | 0 | 0 | 0 | 0 | 0
2015-08-13 | 8128.2 |  |  | 8128.2 | 92 |  |  | 92 | 2015-07-02 | 2016 | 15-16 | 0 | 0 | 0 | 0 | 0 | 0 | 0 | 0 | 593241 | 120275 | 138541 | 858646 | 0 | 0 | 0 | 0 | 0 | 0 | 0 | 0
2015-08-16 |  |  | 2830.2 | 2830.2 |  |  | 16 | 16 | 2015-07-03 | 2016 | 15-16 | 0 | 0 | 0 | 0 | 0 | 0 | 0 | 0 | 593241 | 120275 | 138541 | 858646 | 0 | 0 | 0 | 0 | 0 | 0 | 0 | 0
2015-09-06 |  | 29685.9943 |  | 29685.9943 |  | 126 |  | 126 | 2015-07-04 | 2016 | 15-16 | 0 | 0 | 0 | 0 | 0 | 0 | 0 | 0 | 593241 | 120275 | 138541 | 858646 | 0 | 0 | 0 | 0 | 0 | 0 | 0 | 0
2015-10-09 |  | 5887.5 | 16878.0761 | 22765.5761 |  | 50 | 97 | 147 | 2015-07-05 | 2016 | 15-16 | 0 | 0 | 0 | 0 | 0 | 0 | 0 | 0 | 593241 | 120275 | 138541 | 858646 | 0 | 0 | 0 | 0 | 0 | 0 | 0 | 0
2015-12-08 |  | 12211.9773 |  | 12211.9773 |  | 27 |  | 27 | 2015-07-06 | 2016 | 15-16 | 0 | 0 | 0 | 0 | 0 | 0 | 0 | 0 | 593241 | 120275 | 138541 | 858646 | 0 | 0 | 0 | 0 | 0 | 0 | 0 | 0
2015-12-12 |  |  | 96676 | 96676 |  |  | 496 | 496 | 2015-07-07 | 2016 | 15-16 | 0 | 0 | 0 | 0 | 0 | 0 | 0 | 0 | 593241 | 120275 | 138541 | 858646 | 0 | 0 | 0 | 0 | 0 | 0 | 0 | 0
2015-12-25 |  |  | 20276.6918 | 20276.6918 |  |  | 90 | 90 | 2015-07-08 | 2016 | 15-16 | 0 | 0 | 0 | 0 | 0 | 0 | 0 | 0 | 593241 | 120275 | 138541 | 858646 | 0 | 0 | 0 | 0 | 0 | 0 | 0 | 0
2016-01-11 |  |  | 8075 | 8075 |  |  | 32 | 32 | 2015-07-09 | 2016 | 15-16 | 0 | 0 | 0 | 0 | 0 | 0 | 0 | 0 | 593241 | 120275 | 138541 | 858646 | 0 | 0 | 0 | 0 | 0 | 0 | 0 | 0
2016-01-14 | 21782.6477 |  |  | 21782.6477 | 605 |  |  | 605 | 2015-07-10 | 2016 | 15-16 | 0 | 0 | 0 | 0 | 0 | 0 | 0 | 0 | 593241 | 120275 | 138541 | 858646 | 0 | 0 | 0 | 0 | 0 | 0 | 0 | 0
2016-03-05 |  |  | 78314.2 | 78314.2 |  |  | 78 | 78 | 2015-07-11 | 2016 | 15-16 | 0 | 0 | 0 | 0 | 0 | 0 | 0 | 0 | 593241 | 120275 | 138541 | 858646 | 0 | 0 | 0 | 0 | 0 | 0 | 0 | 0
2016-03-08 | 86249.1981 |  |  | 86249.1981 | 851 |  |  | 851 | 2015-07-12 | 2016 | 15-16 | 0 | 0 | 0 | 0 | 0 | 0 | 0 | 0 | 593241 | 120275 | 138541 | 858646 | 0 | 0 | 0 | 0 | 0 | 0 | 0 | 0
2016-04-30 |  |  | 74541.75 | 74541.75 |  |  | 103 | 103 | 2015-07-13 | 2016 | 15-16 | 0 | 0 | 0 | 0 | 0 | 0 | 0 | 0 | 593241 | 120275 | 138541 | 858646 | 0 | 0 | 0 | 0 | 0 | 0 | 0 | 0
2016-05-25 |  |  | 261031.5 | 261031.5 |  |  | 600 | 600 | 2015-07-14 | 2016 | 15-16 | 0 | 0 | 0 | 0 | 0 | 0 | 0 | 0 | 593241 | 120275 | 138541 | 858646 | 0 | 0 | 0 | 0 | 0 | 0 | 0 | 0
2016-06-07 |  | 266427.5 |  | 266427.5 |  | 710 |  | 710 | 2015-07-15 | 2016 | 15-16 | 0 | 0 | 0 | 0 | 0 | 0 | 0 | 0 | 593241 | 120275 | 138541 | 858646 | 0 | 0 | 0 | 0 | 0 | 0 | 0 | 0
2016-06-20 |  |  | 22.8736 | 22.8736 |  |  | 0 | 0 | 2015-07-16 | 2016 | 15-16 | 0 | 0 | 0 | 0 | 0 | 0 | 0 | 0 | 593241 | 120275 | 138541 | 858646 | 0 | 0 | 0 | 0 | 0 | 0 | 0 | 0
2016-06-24 | 67513.3825 |  |  | 67513.3825 | 172 |  |  | 172 | 2015-07-17 | 2016 | 15-16 | 0 | 0 | 0 | 0 | 0 | 0 | 0 | 0 | 593241 | 120275 | 138541 | 858646 | 0 | 0 | 0 | 0 | 0 | 0 | 0 | 0
2016-06-27 |  |  | 33901.35 | 33901.35 |  |  | 970 | 970 | 2015-07-18 | 2016 | 15-16 | 0 | 0 | 0 | 0 | 0 | 0 | 0 | 0 | 593241 | 120275 | 138541 | 858646 | 0 | 0 | 0 | 0 | 0 | 0 | 0 | 0
2016-07-02 |  |  | 1846.8 | 1846.8 |  |  | 18 | 18 | 2015-07-19 | 2016 | 15-16 | 0 | 0 | 0 | 0 | 0 | 0 | 0 | 0 | 593241 | 120275 | 138541 | 858646 | 0 | 0 | 0 | 0 | 0 | 0 | 0 | 0
2016-07-11 | 219541.23 |  | 828871.2 | 1048412.43 | 597 |  | 2338 | 2935 | 2015-07-20 | 2016 | 15-16 | 0 | 0 | 0 | 0 | 0 | 0 | 0 | 0 | 593241 | 120275 | 138541 | 858646 | 0 | 0 | 0 | 0 | 0 | 0 | 0 | 0
2016-07-12 |  |  | 73919.6571 | 73919.6571 |  |  | 351 | 351 | 2015-07-21 | 2016 | 15-16 | 0 | 0 | 0 | 0 | 0 | 0 | 0 | 0 | 593241 | 120275 | 138541 | 858646 | 0 | 0 | 0 | 0 | 0 | 0 | 0 | 0
2016-07-13 |  |  | 44327.6024 | 44327.6024 |  |  | 190 | 190 | 2015-07-22 | 2016 | 15-16 | 0 | 0 | 0 | 0 | 0 | 0 | 0 | 0 | 593241 | 120275 | 138541 | 858646 | 0 | 0 | 0 | 0 | 0 | 0 | 0 | 0
2016-07-14 |  | 86346.7802 |  | 86346.7802 |  | 240 |  | 240 | 2015-07-23 | 2016 | 15-16 | 0 | 0 | 0 | 0 | 0 | 0 | 0 | 0 | 593241 | 120275 | 138541 | 858646 | 0 | 0 | 0 | 0 | 0 | 0 | 0 | 0
2016-07-24 |  | 84526.2379 |  | 84526.2379 |  | 476 |  | 476 | 2015-07-24 | 2016 | 15-16 | 120711.75 | 0 | 0 | 120711.75 | 872 | 0 | 0 | 872 | 593241 | 120275 | 138541 | 858646 | 0.20348 | 0 | 0 | 0.14058 | 0.0014699 | 0 | 0 | 0.0010156
2016-09-08 |  |  | 17293.08 | 17293.08 |  |  | 35 | 35 | 2015-07-25 | 2016 | 15-16 | 0 | 0 | 0 | 0 | 0 | 0 | 0 | 0 | 593241 | 120275 | 138541 | 858646 | 0 | 0 | 0 | 0 | 0 | 0 | 0 | 0
2016-09-14 |  |  | 112222.55 | 112222.55 |  |  | 642 | 642 | 2015-07-26 | 2016 | 15-16 | 0 | 0 | 0 | 0 | 0 | 0 | 0 | 0 | 593241 | 120275 | 138541 | 858646 | 0 | 0 | 0 | 0 | 0 | 0 | 0 | 0
2016-09-28 |  |  | 139040.1 | 139040.1 |  |  | 94 | 94 | 2015-07-27 | 2016 | 15-16 | 0 | 0 | 0 | 0 | 0 | 0 | 0 | 0 | 593241 | 120275 | 138541 | 858646 | 0 | 0 | 0 | 0 | 0 | 0 | 0 | 0
2016-10-03 |  |  | 298419.7 | 298419.7 |  |  | 1041 | 1041 | 2015-07-28 | 2016 | 15-16 | 0 | 0 | 0 | 0 | 0 | 0 | 0 | 0 | 593241 | 120275 | 138541 | 858646 | 0 | 0 | 0 | 0 | 0 | 0 | 0 | 0
2016-10-04 |  |  | 296442.75 | 296442.75 |  |  | 1041 | 1041 | 2015-07-29 | 2016 | 15-16 | 0 | 0 | 0 | 0 | 0 | 0 | 0 | 0 | 593241 | 120275 | 138541 | 858646 | 0 | 0 | 0 | 0 | 0 | 0 | 0 | 0
2016-10-10 |  |  | 11375.7029 | 11375.7029 |  |  | 40 | 40 | 2015-07-30 | 2016 | 15-16 | 0 | 0 | 0 | 0 | 0 | 0 | 0 | 0 | 593241 | 120275 | 138541 | 858646 | 0 | 0 | 0 | 0 | 0 | 0 | 0 | 0
2016-10-26 |  | 2620.1 |  | 2620.1 |  | 7 |  | 7 | 2015-07-31 | 2016 | 15-16 | 0 | 0 | 0 | 0 | 0 | 0 | 0 | 0 | 593241 | 120275 | 138541 | 858646 | 0 | 0 | 0 | 0 | 0 | 0 | 0 | 0
2016-10-30 |  | 33527.902 |  | 33527.902 |  | 134 |  | 134 | 2015-08-01 | 2016 | 15-16 | 0 | 0 | 0 | 0 | 0 | 0 | 0 | 0 | 593241 | 120275 | 138541 | 858646 | 0 | 0 | 0 | 0 | 0 | 0 | 0 | 0
2016-11-11 |  |  | 457462.0348 | 457462.0348 |  |  | 708 | 708 | 2015-08-02 | 2016 | 15-16 | 0 | 0 | 0 | 0 | 0 | 0 | 0 | 0 | 593241 | 120275 | 138541 | 858646 | 0 | 0 | 0 | 0 | 0 | 0 | 0 | 0
2016-11-13 |  | 46108.4713 |  | 46108.4713 |  | 740 |  | 740 | 2015-08-03 | 2016 | 15-16 | 0 | 0 | 0 | 0 | 0 | 0 | 0 | 0 | 593241 | 120275 | 138541 | 858646 | 0 | 0 | 0 | 0 | 0 | 0 | 0 | 0
2016-11-20 |  |  | 36319.62 | 36319.62 |  |  | 205 | 205 | 2015-08-04 | 2016 | 15-16 | 0 | 0 | 0 | 0 | 0 | 0 | 0 | 0 | 593241 | 120275 | 138541 | 858646 | 0 | 0 | 0 | 0 | 0 | 0 | 0 | 0
2016-11-21 |  |  | 11118.8 | 11118.8 |  |  | 38 | 38 | 2015-08-05 | 2016 | 15-16 | 0 | 0 | 0 | 0 | 0 | 0 | 0 | 0 | 593241 | 120275 | 138541 | 858646 | 0 | 0 | 0 | 0 | 0 | 0 | 0 | 0
2016-11-22 |  |  | 13015.95 | 13015.95 |  |  | 38 | 38 | 2015-08-06 | 2016 | 15-16 | 0 | 0 | 0 | 0 | 0 | 0 | 0 | 0 | 593241 | 120275 | 138541 | 858646 | 0 | 0 | 0 | 0 | 0 | 0 | 0 | 0
2016-11-30 |  |  | 15249.4 | 15249.4 |  |  | 38 | 38 | 2015-08-07 | 2016 | 15-16 | 0 | 0 | 0 | 0 | 0 | 0 | 0 | 0 | 593241 | 120275 | 138541 | 858646 | 0 | 0 | 0 | 0 | 0 | 0 | 0 | 0
2016-12-04 |  |  | 14175.14 | 14175.14 |  |  | 0 | 0 | 2015-08-08 | 2016 | 15-16 | 0 | 0 | 0 | 0 | 0 | 0 | 0 | 0 | 593241 | 120275 | 138541 | 858646 | 0 | 0 | 0 | 0 | 0 | 0 | 0 | 0
2016-12-06 |  |  | 290.7 | 290.7 |  |  | 17 | 17 | 2015-08-09 | 2016 | 15-16 | 0 | 0 | 0 | 0 | 0 | 0 | 0 | 0 | 593241 | 120275 | 138541 | 858646 | 0 | 0 | 0 | 0 | 0 | 0 | 0 | 0
2016-12-13 | 0 |  |  | 0 | 0 |  |  | 0 | 2015-08-10 | 2016 | 15-16 | 0 | 0 | 0 | 0 | 0 | 0 | 0 | 0 | 593241 | 120275 | 138541 | 858646 | 0 | 0 | 0 | 0 | 0 | 0 | 0 | 0
2016-12-15 | 42525.6 |  |  | 42525.6 | 282 |  |  | 282 | 2015-08-11 | 2016 | 15-16 | 0 | 0 | 0 | 0 | 0 | 0 | 0 | 0 | 593241 | 120275 | 138541 | 858646 | 0 | 0 | 0 | 0 | 0 | 0 | 0 | 0
2016-12-20 | 22448.3968 |  |  | 22448.3968 | 418 |  |  | 418 | 2015-08-12 | 2016 | 15-16 | 0 | 0 | 0 | 0 | 0 | 0 | 0 | 0 | 593241 | 120275 | 138541 | 858646 | 0 | 0 | 0 | 0 | 0 | 0 | 0 | 0
2016-12-23 |  | 3780 | 28425.9 | 32205.9 |  | 40 | 32 | 72 | 2015-08-13 | 2016 | 15-16 | 8128.2 | 0 | 0 | 8128.2 | 92 | 0 | 0 | 92 | 593241 | 120275 | 138541 | 858646 | 0.013701 | 0 | 0 | 0.0094663 | 0.00015508 | 0 | 0 | 0.00010715
2016-12-27 | 275968.3152 |  |  | 275968.3152 | 498 |  |  | 498 | 2015-08-14 | 2016 | 15-16 | 0 | 0 | 0 | 0 | 0 | 0 | 0 | 0 | 593241 | 120275 | 138541 | 858646 | 0 | 0 | 0 | 0 | 0 | 0 | 0 | 0
2016-12-28 | 860685.75 |  | 115598.8778 | 976284.6278 | 920 |  | 261 | 1181 | 2015-08-15 | 2016 | 15-16 | 0 | 0 | 0 | 0 | 0 | 0 | 0 | 0 | 593241 | 120275 | 138541 | 858646 | 0 | 0 | 0 | 0 | 0 | 0 | 0 | 0
2016-12-29 |  |  | 293385.8 | 293385.8 |  |  | 135 | 135 | 2015-08-16 | 2016 | 15-16 | 0 | 0 | 2830.2 | 2830.2 | 0 | 0 | 16 | 16 | 593241 | 120275 | 138541 | 858646 | 0 | 0 | 0.020429 | 0.0032961 | 0 | 0 | 0.00011549 | 1.8634e-05
2017-01-07 |  |  | 38447.45 | 38447.45 |  |  | 34 | 34 | 2015-08-17 | 2016 | 15-16 | 0 | 0 | 0 | 0 | 0 | 0 | 0 | 0 | 593241 | 120275 | 138541 | 858646 | 0 | 0 | 0 | 0 | 0 | 0 | 0 | 0
2017-01-08 |  |  | 30815.15 | 30815.15 |  |  | 34 | 34 | 2015-08-18 | 2016 | 15-16 | 0 | 0 | 0 | 0 | 0 | 0 | 0 | 0 | 593241 | 120275 | 138541 | 858646 | 0 | 0 | 0 | 0 | 0 | 0 | 0 | 0
2017-01-19 |  |  | 111343.1888 | 111343.1888 |  |  | 265 | 265 | 2015-08-19 | 2016 | 15-16 | 0 | 0 | 0 | 0 | 0 | 0 | 0 | 0 | 593241 | 120275 | 138541 | 858646 | 0 | 0 | 0 | 0 | 0 | 0 | 0 | 0
2017-01-20 |  |  | 8332.45 | 8332.45 |  |  | 49 | 49 | 2015-08-20 | 2016 | 15-16 | 0 | 0 | 0 | 0 | 0 | 0 | 0 | 0 | 593241 | 120275 | 138541 | 858646 | 0 | 0 | 0 | 0 | 0 | 0 | 0 | 0
2017-01-21 |  | 236.88 |  | 236.88 |  | 0 |  | 0 | 2015-08-21 | 2016 | 15-16 | 0 | 0 | 0 | 0 | 0 | 0 | 0 | 0 | 593241 | 120275 | 138541 | 858646 | 0 | 0 | 0 | 0 | 0 | 0 | 0 | 0
2017-03-02 |  |  | 651390.3 | 651390.3 |  |  | 2992 | 2992 | 2015-08-22 | 2016 | 15-16 | 0 | 0 | 0 | 0 | 0 | 0 | 0 | 0 | 593241 | 120275 | 138541 | 858646 | 0 | 0 | 0 | 0 | 0 | 0 | 0 | 0
2017-04-27 |  | 201.6 |  | 201.6 |  | 0 |  | 0 | 2015-08-23 | 2016 | 15-16 | 0 | 0 | 0 | 0 | 0 | 0 | 0 | 0 | 593241 | 120275 | 138541 | 858646 | 0 | 0 | 0 | 0 | 0 | 0 | 0 | 0
2017-07-04 |  | 65264.2 |  | 65264.2 |  | 241 |  | 241 | 2015-08-24 | 2016 | 15-16 | 0 | 0 | 0 | 0 | 0 | 0 | 0 | 0 | 593241 | 120275 | 138541 | 858646 | 0 | 0 | 0 | 0 | 0 | 0 | 0 | 0
2017-07-22 |  |  | 82361.76 | 82361.76 |  |  | 320 | 320 | 2015-08-25 | 2016 | 15-16 | 0 | 0 | 0 | 0 | 0 | 0 | 0 | 0 | 593241 | 120275 | 138541 | 858646 | 0 | 0 | 0 | 0 | 0 | 0 | 0 | 0
2017-08-31 |  |  | 3346.4 | 3346.4 |  |  | 18 | 18 | 2015-08-26 | 2016 | 15-16 | 0 | 0 | 0 | 0 | 0 | 0 | 0 | 0 | 593241 | 120275 | 138541 | 858646 | 0 | 0 | 0 | 0 | 0 | 0 | 0 | 0
2017-09-13 |  |  | 99395.492 | 99395.492 |  |  | 415 | 415 | 2015-08-27 | 2016 | 15-16 | 0 | 0 | 0 | 0 | 0 | 0 | 0 | 0 | 593241 | 120275 | 138541 | 858646 | 0 | 0 | 0 | 0 | 0 | 0 | 0 | 0
2017-09-26 |  | 1217.3 |  | 1217.3 |  | 0 |  | 0 | 2015-08-28 | 2016 | 15-16 | 0 | 0 | 0 | 0 | 0 | 0 | 0 | 0 | 593241 | 120275 | 138541 | 858646 | 0 | 0 | 0 | 0 | 0 | 0 | 0 | 0
2017-10-07 | 51231.4863 |  |  | 51231.4863 | 698 |  |  | 698 | 2015-08-29 | 2016 | 15-16 | 0 | 0 | 0 | 0 | 0 | 0 | 0 | 0 | 593241 | 120275 | 138541 | 858646 | 0 | 0 | 0 | 0 | 0 | 0 | 0 | 0
2017-10-11 |  |  | 46259.9036 | 46259.9036 |  |  | 191 | 191 | 2015-08-30 | 2016 | 15-16 | 0 | 0 | 0 | 0 | 0 | 0 | 0 | 0 | 593241 | 120275 | 138541 | 858646 | 0 | 0 | 0 | 0 | 0 | 0 | 0 | 0
2017-10-16 |  |  | 151406.6975 | 151406.6975 |  |  | 322 | 322 | 2015-08-31 | 2016 | 15-16 | 0 | 0 | 0 | 0 | 0 | 0 | 0 | 0 | 593241 | 120275 | 138541 | 858646 | 0 | 0 | 0 | 0 | 0 | 0 | 0 | 0
2017-10-29 |  |  | 3782.4464 | 3782.4464 |  |  | 393 | 393 | 2015-09-01 | 2016 | 15-16 | 0 | 0 | 0 | 0 | 0 | 0 | 0 | 0 | 593241 | 120275 | 138541 | 858646 | 0 | 0 | 0 | 0 | 0 | 0 | 0 | 0
2017-11-14 |  |  | 21155.55 | 21155.55 |  |  | 79 | 79 | 2015-09-02 | 2016 | 15-16 | 0 | 0 | 0 | 0 | 0 | 0 | 0 | 0 | 593241 | 120275 | 138541 | 858646 | 0 | 0 | 0 | 0 | 0 | 0 | 0 | 0
2017-11-23 |  |  | 43480.4729 | 43480.4729 |  |  | 122 | 122 | 2015-09-03 | 2016 | 15-16 | 0 | 0 | 0 | 0 | 0 | 0 | 0 | 0 | 593241 | 120275 | 138541 | 858646 | 0 | 0 | 0 | 0 | 0 | 0 | 0 | 0
2017-12-11 |  |  | 61609.3919 | 61609.3919 |  |  | 324 | 324 | 2015-09-04 | 2016 | 15-16 | 0 | 0 | 0 | 0 | 0 | 0 | 0 | 0 | 593241 | 120275 | 138541 | 858646 | 0 | 0 | 0 | 0 | 0 | 0 | 0 | 0
2017-12-19 |  |  | 38079.8 | 38079.8 |  |  | 66 | 66 | 2015-09-05 | 2016 | 15-16 | 0 | 0 | 0 | 0 | 0 | 0 | 0 | 0 | 593241 | 120275 | 138541 | 858646 | 0 | 0 | 0 | 0 | 0 | 0 | 0 | 0
2018-02-01 |  | 84778.9822 |  | 84778.9822 |  | 729 |  | 729 | 2015-09-06 | 2016 | 15-16 | 0 | 29685.9943 | 0 | 29685.9943 | 0 | 126 | 0 | 126 | 593241 | 120275 | 138541 | 858646 | 0 | 0.24682 | 0 | 0.034573 | 0 | 0.0010476 | 0 | 0.00014674
2018-02-23 |  |  | 108376.95 | 108376.95 |  |  | 153 | 153 | 2015-09-07 | 2016 | 15-16 | 0 | 0 | 0 | 0 | 0 | 0 | 0 | 0 | 593241 | 120275 | 138541 | 858646 | 0 | 0 | 0 | 0 | 0 | 0 | 0 | 0
2018-02-24 |  |  | 6363.21 | 6363.21 |  |  | 15 | 15 | 2015-09-08 | 2016 | 15-16 | 0 | 0 | 0 | 0 | 0 | 0 | 0 | 0 | 593241 | 120275 | 138541 | 858646 | 0 | 0 | 0 | 0 | 0 | 0 | 0 | 0
2018-02-25 |  |  | 13100.5 | 13100.5 |  |  | 62 | 62 | 2015-09-09 | 2016 | 15-16 | 0 | 0 | 0 | 0 | 0 | 0 | 0 | 0 | 593241 | 120275 | 138541 | 858646 | 0 | 0 | 0 | 0 | 0 | 0 | 0 | 0
2018-04-14 |  | 35060.48 |  | 35060.48 |  | 140 |  | 140 | 2015-09-10 | 2016 | 15-16 | 0 | 0 | 0 | 0 | 0 | 0 | 0 | 0 | 593241 | 120275 | 138541 | 858646 | 0 | 0 | 0 | 0 | 0 | 0 | 0 | 0
2018-04-15 |  | 345.8 |  | 345.8 |  | 7 |  | 7 | 2015-09-11 | 2016 | 15-16 | 0 | 0 | 0 | 0 | 0 | 0 | 0 | 0 | 593241 | 120275 | 138541 | 858646 | 0 | 0 | 0 | 0 | 0 | 0 | 0 | 0
2018-04-16 |  | 19311.6 |  | 19311.6 |  | 119 |  | 119 | 2015-09-12 | 2016 | 15-16 | 0 | 0 | 0 | 0 | 0 | 0 | 0 | 0 | 593241 | 120275 | 138541 | 858646 | 0 | 0 | 0 | 0 | 0 | 0 | 0 | 0
2018-04-23 |  |  | 57.96 | 57.96 |  |  | 0 | 0 | 2015-09-13 | 2016 | 15-16 | 0 | 0 | 0 | 0 | 0 | 0 | 0 | 0 | 593241 | 120275 | 138541 | 858646 | 0 | 0 | 0 | 0 | 0 | 0 | 0 | 0
2018-05-04 |  |  | 82381.32 | 82381.32 |  |  | 355 | 355 | 2015-09-14 | 2016 | 15-16 | 0 | 0 | 0 | 0 | 0 | 0 | 0 | 0 | 593241 | 120275 | 138541 | 858646 | 0 | 0 | 0 | 0 | 0 | 0 | 0 | 0
2018-05-07 |  |  | 699.72 | 699.72 |  |  | 0 | 0 | 2015-09-15 | 2016 | 15-16 | 0 | 0 | 0 | 0 | 0 | 0 | 0 | 0 | 593241 | 120275 | 138541 | 858646 | 0 | 0 | 0 | 0 | 0 | 0 | 0 | 0
2018-05-28 |  | 33790.8511 |  | 33790.8511 |  | 30 |  | 30 | 2015-09-16 | 2016 | 15-16 | 0 | 0 | 0 | 0 | 0 | 0 | 0 | 0 | 593241 | 120275 | 138541 | 858646 | 0 | 0 | 0 | 0 | 0 | 0 | 0 | 0
2018-06-05 |  |  | 707.8136 | 707.8136 |  |  | 0.33333 | 0.33333 | 2015-09-17 | 2016 | 15-16 | 0 | 0 | 0 | 0 | 0 | 0 | 0 | 0 | 593241 | 120275 | 138541 | 858646 | 0 | 0 | 0 | 0 | 0 | 0 | 0 | 0
2018-06-14 |  |  | 5194.595 | 5194.595 |  |  | 15 | 15 | 2015-09-18 | 2016 | 15-16 | 0 | 0 | 0 | 0 | 0 | 0 | 0 | 0 | 593241 | 120275 | 138541 | 858646 | 0 | 0 | 0 | 0 | 0 | 0 | 0 | 0
2018-06-18 |  |  | 50.96 | 50.96 |  |  | 0 | 0 | 2015-09-19 | 2016 | 15-16 | 0 | 0 | 0 | 0 | 0 | 0 | 0 | 0 | 593241 | 120275 | 138541 | 858646 | 0 | 0 | 0 | 0 | 0 | 0 | 0 | 0
2018-07-17 |  |  | 191049.75 | 191049.75 |  |  | 1651 | 1651 | 2015-09-20 | 2016 | 15-16 | 0 | 0 | 0 | 0 | 0 | 0 | 0 | 0 | 593241 | 120275 | 138541 | 858646 | 0 | 0 | 0 | 0 | 0 | 0 | 0 | 0
2018-07-28 |  | 19121.1009 |  | 19121.1009 |  | 237 |  | 237 | 2015-09-21 | 2016 | 15-16 | 0 | 0 | 0 | 0 | 0 | 0 | 0 | 0 | 593241 | 120275 | 138541 | 858646 | 0 | 0 | 0 | 0 | 0 | 0 | 0 | 0
2018-08-10 |  |  | 66366.3385 | 66366.3385 |  |  | 795 | 795 | 2015-09-22 | 2016 | 15-16 | 0 | 0 | 0 | 0 | 0 | 0 | 0 | 0 | 593241 | 120275 | 138541 | 858646 | 0 | 0 | 0 | 0 | 0 | 0 | 0 | 0
2018-08-16 | 37232.851 |  |  | 37232.851 | 298 |  |  | 298 | 2015-09-23 | 2016 | 15-16 | 0 | 0 | 0 | 0 | 0 | 0 | 0 | 0 | 593241 | 120275 | 138541 | 858646 | 0 | 0 | 0 | 0 | 0 | 0 | 0 | 0
2018-08-25 |  |  | 204406.0962 | 204406.0962 |  |  | 970 | 970 | 2015-09-24 | 2016 | 15-16 | 0 | 0 | 0 | 0 | 0 | 0 | 0 | 0 | 593241 | 120275 | 138541 | 858646 | 0 | 0 | 0 | 0 | 0 | 0 | 0 | 0
2018-10-02 |  |  | 162518.4 | 162518.4 |  |  | 123 | 123 | 2015-09-25 | 2016 | 15-16 | 0 | 0 | 0 | 0 | 0 | 0 | 0 | 0 | 593241 | 120275 | 138541 | 858646 | 0 | 0 | 0 | 0 | 0 | 0 | 0 | 0
2018-10-14 |  |  | 7694.19 | 7694.19 |  |  | 14 | 14 | 2015-09-26 | 2016 | 15-16 | 0 | 0 | 0 | 0 | 0 | 0 | 0 | 0 | 593241 | 120275 | 138541 | 858646 | 0 | 0 | 0 | 0 | 0 | 0 | 0 | 0
2018-10-15 |  | 97930 | 12609.2404 | 110539.2404 |  | 734 | 57 | 791 | 2015-09-27 | 2016 | 15-16 | 0 | 0 | 0 | 0 | 0 | 0 | 0 | 0 | 593241 | 120275 | 138541 | 858646 | 0 | 0 | 0 | 0 | 0 | 0 | 0 | 0
2018-11-01 |  | 8103 |  | 8103 |  | 37 |  | 37 | 2015-09-28 | 2016 | 15-16 | 0 | 0 | 0 | 0 | 0 | 0 | 0 | 0 | 593241 | 120275 | 138541 | 858646 | 0 | 0 | 0 | 0 | 0 | 0 | 0 | 0
2018-11-02 |  | 10905.75 | 87342.1 | 98247.85 |  | 37 | 74 | 111 | 2015-09-29 | 2016 | 15-16 | 0 | 0 | 0 | 0 | 0 | 0 | 0 | 0 | 593241 | 120275 | 138541 | 858646 | 0 | 0 | 0 | 0 | 0 | 0 | 0 | 0
2018-11-03 |  |  | 33002.05 | 33002.05 |  |  | 42 | 42 | 2015-09-30 | 2016 | 15-16 | 0 | 0 | 0 | 0 | 0 | 0 | 0 | 0 | 593241 | 120275 | 138541 | 858646 | 0 | 0 | 0 | 0 | 0 | 0 | 0 | 0
2018-11-04 |  |  | 48298.95 | 48298.95 |  |  | 103 | 103 | 2015-10-01 | 2016 | 15-16 | 0 | 0 | 0 | 0 | 0 | 0 | 0 | 0 | 593241 | 120275 | 138541 | 858646 | 0 | 0 | 0 | 0 | 0 | 0 | 0 | 0
2018-11-05 |  |  | 56904.2082 | 56904.2082 |  |  | 86 | 86 | 2015-10-02 | 2016 | 15-16 | 0 | 0 | 0 | 0 | 0 | 0 | 0 | 0 | 593241 | 120275 | 138541 | 858646 | 0 | 0 | 0 | 0 | 0 | 0 | 0 | 0
2018-11-06 |  |  | 28069.65 | 28069.65 |  |  | 48 | 48 | 2015-10-03 | 2016 | 15-16 | 0 | 0 | 0 | 0 | 0 | 0 | 0 | 0 | 593241 | 120275 | 138541 | 858646 | 0 | 0 | 0 | 0 | 0 | 0 | 0 | 0
2018-11-17 |  |  | 9619.5 | 9619.5 |  |  | 106 | 106 | 2015-10-04 | 2016 | 15-16 | 0 | 0 | 0 | 0 | 0 | 0 | 0 | 0 | 593241 | 120275 | 138541 | 858646 | 0 | 0 | 0 | 0 | 0 | 0 | 0 | 0
2018-11-19 |  |  | 9345.15 | 9345.15 |  |  | 45 | 45 | 2015-10-05 | 2016 | 15-16 | 0 | 0 | 0 | 0 | 0 | 0 | 0 | 0 | 593241 | 120275 | 138541 | 858646 | 0 | 0 | 0 | 0 | 0 | 0 | 0 | 0
2018-11-21 |  |  | 42710.3025 | 42710.3025 |  |  | 228 | 228 | 2015-10-06 | 2016 | 15-16 | 0 | 0 | 0 | 0 | 0 | 0 | 0 | 0 | 593241 | 120275 | 138541 | 858646 | 0 | 0 | 0 | 0 | 0 | 0 | 0 | 0
2018-12-01 |  | 9918 | 34279.8 | 44197.8 |  | 37 | 31 | 68 | 2015-10-07 | 2016 | 15-16 | 0 | 0 | 0 | 0 | 0 | 0 | 0 | 0 | 593241 | 120275 | 138541 | 858646 | 0 | 0 | 0 | 0 | 0 | 0 | 0 | 0
2018-12-07 |  |  | 124769.2 | 124769.2 |  |  | 113 | 113 | 2015-10-08 | 2016 | 15-16 | 0 | 0 | 0 | 0 | 0 | 0 | 0 | 0 | 593241 | 120275 | 138541 | 858646 | 0 | 0 | 0 | 0 | 0 | 0 | 0 | 0
2018-12-08 |  |  | 19678.104 | 19678.104 |  |  | 38 | 38 | 2015-10-09 | 2016 | 15-16 | 0 | 5887.5 | 16878.0761 | 22765.5761 | 0 | 50 | 97 | 147 | 593241 | 120275 | 138541 | 858646 | 0 | 0.04895 | 0.12183 | 0.026513 | 0 | 0.00041571 | 0.00070015 | 0.0001712
2018-12-19 |  |  | 2859.5 | 2859.5 |  |  | 5 | 5 | 2015-10-10 | 2016 | 15-16 | 0 | 0 | 0 | 0 | 0 | 0 | 0 | 0 | 593241 | 120275 | 138541 | 858646 | 0 | 0 | 0 | 0 | 0 | 0 | 0 | 0
2018-12-23 |  |  | 83577.1316 | 83577.1316 |  |  | 249 | 249 | 2015-10-11 | 2016 | 15-16 | 0 | 0 | 0 | 0 | 0 | 0 | 0 | 0 | 593241 | 120275 | 138541 | 858646 | 0 | 0 | 0 | 0 | 0 | 0 | 0 | 0
2018-12-30 |  |  | 53789 | 53789 |  |  | 77 | 77 | 2015-10-12 | 2016 | 15-16 | 0 | 0 | 0 | 0 | 0 | 0 | 0 | 0 | 593241 | 120275 | 138541 | 858646 | 0 | 0 | 0 | 0 | 0 | 0 | 0 | 0
2019-01-10 |  |  | 4906.0315 | 4906.0315 |  |  | 20 | 20 | 2015-10-13 | 2016 | 15-16 | 0 | 0 | 0 | 0 | 0 | 0 | 0 | 0 | 593241 | 120275 | 138541 | 858646 | 0 | 0 | 0 | 0 | 0 | 0 | 0 | 0
2019-01-12 |  |  | 93063.9259 | 93063.9259 |  |  | 128 | 128 | 2015-10-14 | 2016 | 15-16 | 0 | 0 | 0 | 0 | 0 | 0 | 0 | 0 | 593241 | 120275 | 138541 | 858646 | 0 | 0 | 0 | 0 | 0 | 0 | 0 | 0
2019-01-15 |  |  | 10959.447 | 10959.447 |  |  | 64 | 64 | 2015-10-15 | 2016 | 15-16 | 0 | 0 | 0 | 0 | 0 | 0 | 0 | 0 | 593241 | 120275 | 138541 | 858646 | 0 | 0 | 0 | 0 | 0 | 0 | 0 | 0
2019-01-24 |  | 40948.5469 |  | 40948.5469 |  | 131 |  | 131 | 2015-10-16 | 2016 | 15-16 | 0 | 0 | 0 | 0 | 0 | 0 | 0 | 0 | 593241 | 120275 | 138541 | 858646 | 0 | 0 | 0 | 0 | 0 | 0 | 0 | 0
2019-01-25 |  |  | 26296.9517 | 26296.9517 |  |  | 277 | 277 | 2015-10-17 | 2016 | 15-16 | 0 | 0 | 0 | 0 | 0 | 0 | 0 | 0 | 593241 | 120275 | 138541 | 858646 | 0 | 0 | 0 | 0 | 0 | 0 | 0 | 0
2019-01-29 |  |  | 3049.5 | 3049.5 |  |  | 30 | 30 | 2015-10-18 | 2016 | 15-16 | 0 | 0 | 0 | 0 | 0 | 0 | 0 | 0 | 593241 | 120275 | 138541 | 858646 | 0 | 0 | 0 | 0 | 0 | 0 | 0 | 0
2019-02-06 |  | 22798.2083 | 3413.81 | 26212.0183 |  | 91 | 10 | 101 | 2015-10-19 | 2016 | 15-16 | 0 | 0 | 0 | 0 | 0 | 0 | 0 | 0 | 593241 | 120275 | 138541 | 858646 | 0 | 0 | 0 | 0 | 0 | 0 | 0 | 0
2019-02-12 |  | 1131 |  | 1131 |  | 52 |  | 52 | 2015-10-20 | 2016 | 15-16 | 0 | 0 | 0 | 0 | 0 | 0 | 0 | 0 | 593241 | 120275 | 138541 | 858646 | 0 | 0 | 0 | 0 | 0 | 0 | 0 | 0
2019-02-27 |  |  | 35981.25 | 35981.25 |  |  | 75 | 75 | 2015-10-21 | 2016 | 15-16 | 0 | 0 | 0 | 0 | 0 | 0 | 0 | 0 | 593241 | 120275 | 138541 | 858646 | 0 | 0 | 0 | 0 | 0 | 0 | 0 | 0
2019-03-19 |  |  | 21366.45 | 21366.45 |  |  | 77 | 77 | 2015-10-22 | 2016 | 15-16 | 0 | 0 | 0 | 0 | 0 | 0 | 0 | 0 | 593241 | 120275 | 138541 | 858646 | 0 | 0 | 0 | 0 | 0 | 0 | 0 | 0
2019-03-27 |  |  | 137.97 | 137.97 |  |  | 0 | 0 | 2015-10-23 | 2016 | 15-16 | 0 | 0 | 0 | 0 | 0 | 0 | 0 | 0 | 593241 | 120275 | 138541 | 858646 | 0 | 0 | 0 | 0 | 0 | 0 | 0 | 0
2019-03-29 |  |  | 1981.98 | 1981.98 |  |  | 0 | 0 | 2015-10-24 | 2016 | 15-16 | 0 | 0 | 0 | 0 | 0 | 0 | 0 | 0 | 593241 | 120275 | 138541 | 858646 | 0 | 0 | 0 | 0 | 0 | 0 | 0 | 0
2019-04-16 |  |  | 2815.8 | 2815.8 |  |  | 26 | 26 | 2015-10-25 | 2016 | 15-16 | 0 | 0 | 0 | 0 | 0 | 0 | 0 | 0 | 593241 | 120275 | 138541 | 858646 | 0 | 0 | 0 | 0 | 0 | 0 | 0 | 0
2019-04-28 | 47493.07 |  |  | 47493.07 | 660 |  |  | 660 | 2015-10-26 | 2016 | 15-16 | 0 | 0 | 0 | 0 | 0 | 0 | 0 | 0 | 593241 | 120275 | 138541 | 858646 | 0 | 0 | 0 | 0 | 0 | 0 | 0 | 0
2019-05-18 |  | 69338.6 | 43198.4 | 112537 |  | 66 | 68 | 134 | 2015-10-27 | 2016 | 15-16 | 0 | 0 | 0 | 0 | 0 | 0 | 0 | 0 | 593241 | 120275 | 138541 | 858646 | 0 | 0 | 0 | 0 | 0 | 0 | 0 | 0
2019-05-19 |  | 25293.0909 | 81771.25 | 107064.3409 |  | 60 | 121 | 181 | 2015-10-28 | 2016 | 15-16 | 0 | 0 | 0 | 0 | 0 | 0 | 0 | 0 | 593241 | 120275 | 138541 | 858646 | 0 | 0 | 0 | 0 | 0 | 0 | 0 | 0
2019-05-24 |  |  | 64760.55 | 64760.55 |  |  | 97 | 97 | 2015-10-29 | 2016 | 15-16 | 0 | 0 | 0 | 0 | 0 | 0 | 0 | 0 | 593241 | 120275 | 138541 | 858646 | 0 | 0 | 0 | 0 | 0 | 0 | 0 | 0
2019-05-29 |  |  | 6361.8 | 6361.8 |  |  | 15 | 15 | 2015-10-30 | 2016 | 15-16 | 0 | 0 | 0 | 0 | 0 | 0 | 0 | 0 | 593241 | 120275 | 138541 | 858646 | 0 | 0 | 0 | 0 | 0 | 0 | 0 | 0
2019-06-10 | 19319.1101 |  |  | 19319.1101 | 160 |  |  | 160 | 2015-10-31 | 2016 | 15-16 | 0 | 0 | 0 | 0 | 0 | 0 | 0 | 0 | 593241 | 120275 | 138541 | 858646 | 0 | 0 | 0 | 0 | 0 | 0 | 0 | 0
2019-06-11 |  |  | 4546.7 | 4546.7 |  |  | 31 | 31 | 2015-11-01 | 2016 | 15-16 | 0 | 0 | 0 | 0 | 0 | 0 | 0 | 0 | 593241 | 120275 | 138541 | 858646 | 0 | 0 | 0 | 0 | 0 | 0 | 0 | 0
2019-06-12 |  |  | 14958.0646 | 14958.0646 |  |  | 23 | 23 | 2015-11-02 | 2016 | 15-16 | 0 | 0 | 0 | 0 | 0 | 0 | 0 | 0 | 593241 | 120275 | 138541 | 858646 | 0 | 0 | 0 | 0 | 0 | 0 | 0 | 0
2019-06-18 |  | 13343.2857 |  | 13343.2857 |  | 124 |  | 124 | 2015-11-03 | 2016 | 15-16 | 0 | 0 | 0 | 0 | 0 | 0 | 0 | 0 | 593241 | 120275 | 138541 | 858646 | 0 | 0 | 0 | 0 | 0 | 0 | 0 | 0
2019-06-29 |  | 354.6133 |  | 354.6133 |  | 0.33333 |  | 0.33333 | 2015-11-04 | 2016 | 15-16 | 0 | 0 | 0 | 0 | 0 | 0 | 0 | 0 | 593241 | 120275 | 138541 | 858646 | 0 | 0 | 0 | 0 | 0 | 0 | 0 | 0
2019-06-30 |  | 580.5 |  | 580.5 |  | 43 |  | 43 | 2015-11-05 | 2016 | 15-16 | 0 | 0 | 0 | 0 | 0 | 0 | 0 | 0 | 593241 | 120275 | 138541 | 858646 | 0 | 0 | 0 | 0 | 0 | 0 | 0 | 0
2019-07-11 |  |  | 8747.0636 | 8747.0636 |  |  | 85 | 85 | 2015-11-06 | 2016 | 15-16 | 0 | 0 | 0 | 0 | 0 | 0 | 0 | 0 | 593241 | 120275 | 138541 | 858646 | 0 | 0 | 0 | 0 | 0 | 0 | 0 | 0
2019-07-23 | 48033.8145 | 151188.4583 |  | 199222.2728 | 191 | 600 |  | 791 | 2015-11-07 | 2016 | 15-16 | 0 | 0 | 0 | 0 | 0 | 0 | 0 | 0 | 593241 | 120275 | 138541 | 858646 | 0 | 0 | 0 | 0 | 0 | 0 | 0 | 0
2019-08-08 | 32770.7113 |  | 129498.3 | 162269.0113 | 95 |  | 1667 | 1762 | 2015-11-08 | 2016 | 15-16 | 0 | 0 | 0 | 0 | 0 | 0 | 0 | 0 | 593241 | 120275 | 138541 | 858646 | 0 | 0 | 0 | 0 | 0 | 0 | 0 | 0
2019-08-22 | 88389.8551 |  |  | 88389.8551 | 611 |  |  | 611 | 2015-11-09 | 2016 | 15-16 | 0 | 0 | 0 | 0 | 0 | 0 | 0 | 0 | 593241 | 120275 | 138541 | 858646 | 0 | 0 | 0 | 0 | 0 | 0 | 0 | 0
2019-09-11 |  |  | 157462.4921 | 157462.4921 |  |  | 495 | 495 | 2015-11-10 | 2016 | 15-16 | 0 | 0 | 0 | 0 | 0 | 0 | 0 | 0 | 593241 | 120275 | 138541 | 858646 | 0 | 0 | 0 | 0 | 0 | 0 | 0 | 0
2019-09-18 |  |  | 49377.1294 | 49377.1294 |  |  | 244.3334 | 244.3334 | 2015-11-11 | 2016 | 15-16 | 0 | 0 | 0 | 0 | 0 | 0 | 0 | 0 | 593241 | 120275 | 138541 | 858646 | 0 | 0 | 0 | 0 | 0 | 0 | 0 | 0
2019-10-16 |  |  | 18480.6 | 18480.6 |  |  | 24 | 24 | 2015-11-12 | 2016 | 15-16 | 0 | 0 | 0 | 0 | 0 | 0 | 0 | 0 | 593241 | 120275 | 138541 | 858646 | 0 | 0 | 0 | 0 | 0 | 0 | 0 | 0
2019-10-20 |  |  | 59975.4667 | 59975.4667 |  |  | 350 | 350 | 2015-11-13 | 2016 | 15-16 | 0 | 0 | 0 | 0 | 0 | 0 | 0 | 0 | 593241 | 120275 | 138541 | 858646 | 0 | 0 | 0 | 0 | 0 | 0 | 0 | 0
2019-10-25 |  |  | 45556.3738 | 45556.3738 |  |  | 119 | 119 | 2015-11-14 | 2016 | 15-16 | 0 | 0 | 0 | 0 | 0 | 0 | 0 | 0 | 593241 | 120275 | 138541 | 858646 | 0 | 0 | 0 | 0 | 0 | 0 | 0 | 0
2019-11-04 |  |  | 59571.2401 | 59571.2401 |  |  | 343 | 343 | 2015-11-15 | 2016 | 15-16 | 0 | 0 | 0 | 0 | 0 | 0 | 0 | 0 | 593241 | 120275 | 138541 | 858646 | 0 | 0 | 0 | 0 | 0 | 0 | 0 | 0
2019-11-16 |  | 8557.5 |  | 8557.5 |  | 54 |  | 54 | 2015-11-16 | 2016 | 15-16 | 0 | 0 | 0 | 0 | 0 | 0 | 0 | 0 | 593241 | 120275 | 138541 | 858646 | 0 | 0 | 0 | 0 | 0 | 0 | 0 | 0
2019-11-21 | 19102.15 |  |  | 19102.15 | 225 |  |  | 225 | 2015-11-17 | 2016 | 15-16 | 0 | 0 | 0 | 0 | 0 | 0 | 0 | 0 | 593241 | 120275 | 138541 | 858646 | 0 | 0 | 0 | 0 | 0 | 0 | 0 | 0
2019-11-29 |  |  | 17492.3 | 17492.3 |  |  | 223 | 223 | 2015-11-18 | 2016 | 15-16 | 0 | 0 | 0 | 0 | 0 | 0 | 0 | 0 | 593241 | 120275 | 138541 | 858646 | 0 | 0 | 0 | 0 | 0 | 0 | 0 | 0
2019-12-06 |  |  | 26.95 | 26.95 |  |  | 0 | 0 | 2015-11-19 | 2016 | 15-16 | 0 | 0 | 0 | 0 | 0 | 0 | 0 | 0 | 593241 | 120275 | 138541 | 858646 | 0 | 0 | 0 | 0 | 0 | 0 | 0 | 0
2019-12-10 |  | 4444.0009 |  | 4444.0009 |  | 33.6667 |  | 33.6667 | 2015-11-20 | 2016 | 15-16 | 0 | 0 | 0 | 0 | 0 | 0 | 0 | 0 | 593241 | 120275 | 138541 | 858646 | 0 | 0 | 0 | 0 | 0 | 0 | 0 | 0
2019-12-12 | 5846.1456 |  |  | 5846.1456 | 243 |  |  | 243 | 2015-11-21 | 2016 | 15-16 | 0 | 0 | 0 | 0 | 0 | 0 | 0 | 0 | 593241 | 120275 | 138541 | 858646 | 0 | 0 | 0 | 0 | 0 | 0 | 0 | 0
2019-12-20 |  |  | 77471.03 | 77471.03 |  |  | 153 | 153 | 2015-11-22 | 2016 | 15-16 | 0 | 0 | 0 | 0 | 0 | 0 | 0 | 0 | 593241 | 120275 | 138541 | 858646 | 0 | 0 | 0 | 0 | 0 | 0 | 0 | 0
2019-12-29 |  |  | 81279.15 | 81279.15 |  |  | 48 | 48 | 2015-11-23 | 2016 | 15-16 | 0 | 0 | 0 | 0 | 0 | 0 | 0 | 0 | 593241 | 120275 | 138541 | 858646 | 0 | 0 | 0 | 0 | 0 | 0 | 0 | 0
2020-01-10 |  |  | 4661.65 | 4661.65 |  |  | 82 | 82 | 2015-11-24 | 2016 | 15-16 | 0 | 0 | 0 | 0 | 0 | 0 | 0 | 0 | 593241 | 120275 | 138541 | 858646 | 0 | 0 | 0 | 0 | 0 | 0 | 0 | 0
2020-01-20 |  |  | 37362.55 | 37362.55 |  |  | 82 | 82 | 2015-11-25 | 2016 | 15-16 | 0 | 0 | 0 | 0 | 0 | 0 | 0 | 0 | 593241 | 120275 | 138541 | 858646 | 0 | 0 | 0 | 0 | 0 | 0 | 0 | 0
2020-01-23 |  |  | 31574.2 | 31574.2 |  |  | 116 | 116 | 2015-11-26 | 2016 | 15-16 | 0 | 0 | 0 | 0 | 0 | 0 | 0 | 0 | 593241 | 120275 | 138541 | 858646 | 0 | 0 | 0 | 0 | 0 | 0 | 0 | 0
2020-01-31 |  |  | 155464.65 | 155464.65 |  |  | 218 | 218 | 2015-11-27 | 2016 | 15-16 | 0 | 0 | 0 | 0 | 0 | 0 | 0 | 0 | 593241 | 120275 | 138541 | 858646 | 0 | 0 | 0 | 0 | 0 | 0 | 0 | 0
2020-02-01 |  |  | 136321.7 | 136321.7 |  |  | 139 | 139 | 2015-11-28 | 2016 | 15-16 | 0 | 0 | 0 | 0 | 0 | 0 | 0 | 0 | 593241 | 120275 | 138541 | 858646 | 0 | 0 | 0 | 0 | 0 | 0 | 0 | 0
2020-02-07 |  |  | 55092.8648 | 55092.8648 |  |  | 215 | 215 | 2015-11-29 | 2016 | 15-16 | 0 | 0 | 0 | 0 | 0 | 0 | 0 | 0 | 593241 | 120275 | 138541 | 858646 | 0 | 0 | 0 | 0 | 0 | 0 | 0 | 0
2020-02-11 |  |  | 309.12 | 309.12 |  |  | 0 | 0 | 2015-11-30 | 2016 | 15-16 | 0 | 0 | 0 | 0 | 0 | 0 | 0 | 0 | 593241 | 120275 | 138541 | 858646 | 0 | 0 | 0 | 0 | 0 | 0 | 0 | 0
2020-04-01 |  |  | 91552.1646 | 91552.1646 |  |  | 642 | 642 | 2015-12-01 | 2016 | 15-16 | 0 | 0 | 0 | 0 | 0 | 0 | 0 | 0 | 593241 | 120275 | 138541 | 858646 | 0 | 0 | 0 | 0 | 0 | 0 | 0 | 0
2020-04-06 |  |  | 33306.3611 | 33306.3611 |  |  | 137 | 137 | 2015-12-02 | 2016 | 15-16 | 0 | 0 | 0 | 0 | 0 | 0 | 0 | 0 | 593241 | 120275 | 138541 | 858646 | 0 | 0 | 0 | 0 | 0 | 0 | 0 | 0
2020-04-19 |  | 15624.9076 | 49096.3857 | 64721.2933 |  | 139 | 278 | 417 | 2015-12-03 | 2016 | 15-16 | 0 | 0 | 0 | 0 | 0 | 0 | 0 | 0 | 593241 | 120275 | 138541 | 858646 | 0 | 0 | 0 | 0 | 0 | 0 | 0 | 0
2020-05-02 |  |  | 52536.0008 | 52536.0008 |  |  | 115 | 115 | 2015-12-04 | 2016 | 15-16 | 0 | 0 | 0 | 0 | 0 | 0 | 0 | 0 | 593241 | 120275 | 138541 | 858646 | 0 | 0 | 0 | 0 | 0 | 0 | 0 | 0
2020-05-14 |  |  | 3294.2423 | 3294.2423 |  |  | 20 | 20 | 2015-12-05 | 2016 | 15-16 | 0 | 0 | 0 | 0 | 0 | 0 | 0 | 0 | 593241 | 120275 | 138541 | 858646 | 0 | 0 | 0 | 0 | 0 | 0 | 0 | 0
2020-05-17 | 29105.4447 |  |  | 29105.4447 | 173.0001 |  |  | 173.0001 | 2015-12-06 | 2016 | 15-16 | 0 | 0 | 0 | 0 | 0 | 0 | 0 | 0 | 593241 | 120275 | 138541 | 858646 | 0 | 0 | 0 | 0 | 0 | 0 | 0 | 0
2020-06-03 |  |  | 51964.5853 | 51964.5853 |  |  | 396 | 396 | 2015-12-07 | 2016 | 15-16 | 0 | 0 | 0 | 0 | 0 | 0 | 0 | 0 | 593241 | 120275 | 138541 | 858646 | 0 | 0 | 0 | 0 | 0 | 0 | 0 | 0
2020-06-16 | 34601.4067 |  |  | 34601.4067 | 437 |  |  | 437 | 2015-12-08 | 2016 | 15-16 | 0 | 12211.9773 | 0 | 12211.9773 | 0 | 27 | 0 | 27 | 593241 | 120275 | 138541 | 858646 | 0 | 0.10153 | 0 | 0.014222 | 0 | 0.00022449 | 0 | 3.1445e-05
2020-07-01 |  |  | 1768155.2 | 1768155.2 |  |  | 2923 | 2923 | 2015-12-09 | 2016 | 15-16 | 0 | 0 | 0 | 0 | 0 | 0 | 0 | 0 | 593241 | 120275 | 138541 | 858646 | 0 | 0 | 0 | 0 | 0 | 0 | 0 | 0
2020-07-05 |  | 65496.4664 |  | 65496.4664 |  | 133 |  | 133 | 2015-12-10 | 2016 | 15-16 | 0 | 0 | 0 | 0 | 0 | 0 | 0 | 0 | 593241 | 120275 | 138541 | 858646 | 0 | 0 | 0 | 0 | 0 | 0 | 0 | 0
2020-07-09 | 13424.6 |  |  | 13424.6 | 224 |  |  | 224 | 2015-12-11 | 2016 | 15-16 | 0 | 0 | 0 | 0 | 0 | 0 | 0 | 0 | 593241 | 120275 | 138541 | 858646 | 0 | 0 | 0 | 0 | 0 | 0 | 0 | 0
2020-07-14 | 258.72 |  |  | 258.72 | 0 |  |  | 0 | 2015-12-12 | 2016 | 15-16 | 0 | 0 | 96676 | 96676 | 0 | 0 | 496 | 496 | 593241 | 120275 | 138541 | 858646 | 0 | 0 | 0.69782 | 0.11259 | 0 | 0 | 0.0035802 | 0.00057765
2020-07-19 |  | 72383.35 | 17493.0295 | 89876.3795 |  | 287 | 26 | 313 | 2015-12-13 | 2016 | 15-16 | 0 | 0 | 0 | 0 | 0 | 0 | 0 | 0 | 593241 | 120275 | 138541 | 858646 | 0 | 0 | 0 | 0 | 0 | 0 | 0 | 0
2020-07-20 |  | 128059.05 |  | 128059.05 |  | 287 |  | 287 | 2015-12-14 | 2016 | 15-16 | 0 | 0 | 0 | 0 | 0 | 0 | 0 | 0 | 593241 | 120275 | 138541 | 858646 | 0 | 0 | 0 | 0 | 0 | 0 | 0 | 0
2020-07-30 |  | 25996.2172 |  | 25996.2172 |  | 132 |  | 132 | 2015-12-15 | 2016 | 15-16 | 0 | 0 | 0 | 0 | 0 | 0 | 0 | 0 | 593241 | 120275 | 138541 | 858646 | 0 | 0 | 0 | 0 | 0 | 0 | 0 | 0
2020-08-18 |  | 3839.9404 |  | 3839.9404 |  | 191 |  | 191 | 2015-12-16 | 2016 | 15-16 | 0 | 0 | 0 | 0 | 0 | 0 | 0 | 0 | 593241 | 120275 | 138541 | 858646 | 0 | 0 | 0 | 0 | 0 | 0 | 0 | 0
2020-09-03 |  |  | 14.56 | 14.56 |  |  | 0 | 0 | 2015-12-17 | 2016 | 15-16 | 0 | 0 | 0 | 0 | 0 | 0 | 0 | 0 | 593241 | 120275 | 138541 | 858646 | 0 | 0 | 0 | 0 | 0 | 0 | 0 | 0
2020-09-07 |  |  | 43549.92 | 43549.92 |  |  | 314 | 314 | 2015-12-18 | 2016 | 15-16 | 0 | 0 | 0 | 0 | 0 | 0 | 0 | 0 | 593241 | 120275 | 138541 | 858646 | 0 | 0 | 0 | 0 | 0 | 0 | 0 | 0
2020-09-17 |  | 11665.5025 |  | 11665.5025 |  | 33.6667 |  | 33.6667 | 2015-12-19 | 2016 | 15-16 | 0 | 0 | 0 | 0 | 0 | 0 | 0 | 0 | 593241 | 120275 | 138541 | 858646 | 0 | 0 | 0 | 0 | 0 | 0 | 0 | 0
2020-09-28 |  |  | 17043.75 | 17043.75 |  |  | 75 | 75 | 2015-12-20 | 2016 | 15-16 | 0 | 0 | 0 | 0 | 0 | 0 | 0 | 0 | 593241 | 120275 | 138541 | 858646 | 0 | 0 | 0 | 0 | 0 | 0 | 0 | 0
2020-10-03 |  |  | 59958.85 | 59958.85 |  |  | 57 | 57 | 2015-12-21 | 2016 | 15-16 | 0 | 0 | 0 | 0 | 0 | 0 | 0 | 0 | 593241 | 120275 | 138541 | 858646 | 0 | 0 | 0 | 0 | 0 | 0 | 0 | 0
2020-10-04 |  |  | 40879.45 | 40879.45 |  |  | 57 | 57 | 2015-12-22 | 2016 | 15-16 | 0 | 0 | 0 | 0 | 0 | 0 | 0 | 0 | 593241 | 120275 | 138541 | 858646 | 0 | 0 | 0 | 0 | 0 | 0 | 0 | 0
2020-10-05 |  |  | 589.95 | 589.95 |  |  | 3 | 3 | 2015-12-23 | 2016 | 15-16 | 0 | 0 | 0 | 0 | 0 | 0 | 0 | 0 | 593241 | 120275 | 138541 | 858646 | 0 | 0 | 0 | 0 | 0 | 0 | 0 | 0
2020-10-15 |  |  | 16786.5 | 16786.5 |  |  | 57 | 57 | 2015-12-24 | 2016 | 15-16 | 0 | 0 | 0 | 0 | 0 | 0 | 0 | 0 | 593241 | 120275 | 138541 | 858646 | 0 | 0 | 0 | 0 | 0 | 0 | 0 | 0
2020-10-16 |  |  | 35152.85 | 35152.85 |  |  | 57 | 57 | 2015-12-25 | 2016 | 15-16 | 0 | 0 | 20276.6918 | 20276.6918 | 0 | 0 | 90 | 90 | 593241 | 120275 | 138541 | 858646 | 0 | 0 | 0.14636 | 0.023615 | 0 | 0 | 0.00064963 | 0.00010482
2020-10-23 |  |  | 147140.85 | 147140.85 |  |  | 105 | 105 | 2015-12-26 | 2016 | 15-16 | 0 | 0 | 0 | 0 | 0 | 0 | 0 | 0 | 593241 | 120275 | 138541 | 858646 | 0 | 0 | 0 | 0 | 0 | 0 | 0 | 0
2020-11-02 |  |  | 69961.8 | 69961.8 |  |  | 85 | 85 | 2015-12-27 | 2016 | 15-16 | 0 | 0 | 0 | 0 | 0 | 0 | 0 | 0 | 593241 | 120275 | 138541 | 858646 | 0 | 0 | 0 | 0 | 0 | 0 | 0 | 0
2020-11-07 | 31190.08 |  |  | 31190.08 | 564 |  |  | 564 | 2015-12-28 | 2016 | 15-16 | 0 | 0 | 0 | 0 | 0 | 0 | 0 | 0 | 593241 | 120275 | 138541 | 858646 | 0 | 0 | 0 | 0 | 0 | 0 | 0 | 0
2020-11-10 |  | 39772.6222 | 56449.4233 | 96222.0456 |  | 140 | 89 | 229 | 2015-12-29 | 2016 | 15-16 | 0 | 0 | 0 | 0 | 0 | 0 | 0 | 0 | 593241 | 120275 | 138541 | 858646 | 0 | 0 | 0 | 0 | 0 | 0 | 0 | 0
2020-11-11 |  | 20109.6 | 17347.5043 | 37457.1043 |  | 42 | 85.6667 | 127.6667 | 2015-12-30 | 2016 | 15-16 | 0 | 0 | 0 | 0 | 0 | 0 | 0 | 0 | 593241 | 120275 | 138541 | 858646 | 0 | 0 | 0 | 0 | 0 | 0 | 0 | 0
2020-11-12 |  |  | 45126.9 | 45126.9 |  |  | 60 | 60 | 2015-12-31 | 2016 | 15-16 | 0 | 0 | 0 | 0 | 0 | 0 | 0 | 0 | 593241 | 120275 | 138541 | 858646 | 0 | 0 | 0 | 0 | 0 | 0 | 0 | 0
2020-11-15 |  |  | 54832.72 | 54832.72 |  |  | 192 | 192 | 2016-01-01 | 2016 | 15-16 | 0 | 0 | 0 | 0 | 0 | 0 | 0 | 0 | 593241 | 120275 | 138541 | 858646 | 0 | 0 | 0 | 0 | 0 | 0 | 0 | 0
2020-11-22 |  |  | 21608.7 | 21608.7 |  |  | 47 | 47 | 2016-01-02 | 2016 | 15-16 | 0 | 0 | 0 | 0 | 0 | 0 | 0 | 0 | 593241 | 120275 | 138541 | 858646 | 0 | 0 | 0 | 0 | 0 | 0 | 0 | 0
2020-12-05 |  |  | 22087.5 | 22087.5 |  |  | 25 | 25 | 2016-01-03 | 2016 | 15-16 | 0 | 0 | 0 | 0 | 0 | 0 | 0 | 0 | 593241 | 120275 | 138541 | 858646 | 0 | 0 | 0 | 0 | 0 | 0 | 0 | 0
2020-12-07 |  | 2331.2 |  | 2331.2 |  | 25 |  | 25 | 2016-01-04 | 2016 | 15-16 | 0 | 0 | 0 | 0 | 0 | 0 | 0 | 0 | 593241 | 120275 | 138541 | 858646 | 0 | 0 | 0 | 0 | 0 | 0 | 0 | 0
2020-12-13 | 30599.926 |  |  | 30599.926 | 311.3335 |  |  | 311.3335 | 2016-01-05 | 2016 | 15-16 | 0 | 0 | 0 | 0 | 0 | 0 | 0 | 0 | 593241 | 120275 | 138541 | 858646 | 0 | 0 | 0 | 0 | 0 | 0 | 0 | 0
2020-12-30 | 33662.8061 |  |  | 33662.8061 | 319 |  |  | 319 | 2016-01-06 | 2016 | 15-16 | 0 | 0 | 0 | 0 | 0 | 0 | 0 | 0 | 593241 | 120275 | 138541 | 858646 | 0 | 0 | 0 | 0 | 0 | 0 | 0 | 0
2021-01-02 |  |  | 14699.52 | 14699.52 |  |  | 12 | 12 | 2016-01-07 | 2016 | 15-16 | 0 | 0 | 0 | 0 | 0 | 0 | 0 | 0 | 593241 | 120275 | 138541 | 858646 | 0 | 0 | 0 | 0 | 0 | 0 | 0 | 0
2021-01-05 |  |  | 8075 | 8075 |  |  | 85 | 85 | 2016-01-08 | 2016 | 15-16 | 0 | 0 | 0 | 0 | 0 | 0 | 0 | 0 | 593241 | 120275 | 138541 | 858646 | 0 | 0 | 0 | 0 | 0 | 0 | 0 | 0
2021-01-25 |  |  | 168184.5305 | 168184.5305 |  |  | 684 | 684 | 2016-01-09 | 2016 | 15-16 | 0 | 0 | 0 | 0 | 0 | 0 | 0 | 0 | 593241 | 120275 | 138541 | 858646 | 0 | 0 | 0 | 0 | 0 | 0 | 0 | 0
2021-02-02 |  |  | 2210.67 | 2210.67 |  |  | 0 | 0 | 2016-01-10 | 2016 | 15-16 | 0 | 0 | 0 | 0 | 0 | 0 | 0 | 0 | 593241 | 120275 | 138541 | 858646 | 0 | 0 | 0 | 0 | 0 | 0 | 0 | 0
2021-02-06 |  |  | 97104.8632 | 97104.8632 |  |  | 327 | 327 | 2016-01-11 | 2016 | 15-16 | 0 | 0 | 8075 | 8075 | 0 | 0 | 32 | 32 | 593241 | 120275 | 138541 | 858646 | 0 | 0 | 0.058286 | 0.0094043 | 0 | 0 | 0.00023098 | 3.7268e-05
2021-02-17 | 50517.106 |  |  | 50517.106 | 322 |  |  | 322 | 2016-01-12 | 2016 | 15-16 | 0 | 0 | 0 | 0 | 0 | 0 | 0 | 0 | 593241 | 120275 | 138541 | 858646 | 0 | 0 | 0 | 0 | 0 | 0 | 0 | 0
2021-02-20 |  |  | 87065.6 | 87065.6 |  |  | 68 | 68 | 2016-01-13 | 2016 | 15-16 | 0 | 0 | 0 | 0 | 0 | 0 | 0 | 0 | 593241 | 120275 | 138541 | 858646 | 0 | 0 | 0 | 0 | 0 | 0 | 0 | 0
2021-02-22 | 1144.92 |  |  | 1144.92 |  |  |  |  | 2016-01-14 | 2016 | 15-16 | 21782.6477 | 0 | 0 | 21782.6477 | 605 | 0 | 0 | 605 | 593241 | 120275 | 138541 | 858646 | 0.036718 | 0 | 0 | 0.025369 | 0.0010198 | 0 | 0 | 0.0007046
2021-03-08 |  |  | 571.2 | 571.2 |  |  |  |  | 2016-01-15 | 2016 | 15-16 | 0 | 0 | 0 | 0 | 0 | 0 | 0 | 0 | 593241 | 120275 | 138541 | 858646 | 0 | 0 | 0 | 0 | 0 | 0 | 0 | 0
2021-03-20 | 25009.2 |  |  | 25009.2 | 261 |  |  | 261 | 2016-01-16 | 2016 | 15-16 | 0 | 0 | 0 | 0 | 0 | 0 | 0 | 0 | 593241 | 120275 | 138541 | 858646 | 0 | 0 | 0 | 0 | 0 | 0 | 0 | 0
2021-03-24 |  | 649.2907 | 48585.2598 | 49234.5505 |  |  | 133 | 132.6667 | 2016-01-17 | 2016 | 15-16 | 0 | 0 | 0 | 0 | 0 | 0 | 0 | 0 | 593241 | 120275 | 138541 | 858646 | 0 | 0 | 0 | 0 | 0 | 0 | 0 | 0
2021-03-30 |  | 347.97 |  | 347.97 |  |  |  | 0 | 2016-01-18 | 2016 | 15-16 | 0 | 0 | 0 | 0 | 0 | 0 | 0 | 0 | 593241 | 120275 | 138541 | 858646 | 0 | 0 | 0 | 0 | 0 | 0 | 0 | 0
2021-05-12 |  |  | 22686.0161 | 22686.0161 |  |  | 130 | 130 | 2016-01-19 | 2016 | 15-16 | 0 | 0 | 0 | 0 | 0 | 0 | 0 | 0 | 593241 | 120275 | 138541 | 858646 | 0 | 0 | 0 | 0 | 0 | 0 | 0 | 0
2021-05-31 | 218836.663 |  |  | 218836.663 | 211 |  |  | 211 | 2016-01-20 | 2016 | 15-16 | 0 | 0 | 0 | 0 | 0 | 0 | 0 | 0 | 593241 | 120275 | 138541 | 858646 | 0 | 0 | 0 | 0 | 0 | 0 | 0 | 0
2021-06-02 |  |  | 13018.8 | 13018.8 |  |  | 80 | 80 | 2016-01-21 | 2016 | 15-16 | 0 | 0 | 0 | 0 | 0 | 0 | 0 | 0 | 593241 | 120275 | 138541 | 858646 | 0 | 0 | 0 | 0 | 0 | 0 | 0 | 0
2021-07-15 |  | 41715.24 |  | 41715.24 |  | 203 |  | 203 | 2016-01-22 | 2016 | 15-16 | 0 | 0 | 0 | 0 | 0 | 0 | 0 | 0 | 593241 | 120275 | 138541 | 858646 | 0 | 0 | 0 | 0 | 0 | 0 | 0 | 0
2021-07-16 | 82428.84 |  |  | 82428.84 | 360 |  |  | 360 | 2016-01-23 | 2016 | 15-16 | 0 | 0 | 0 | 0 | 0 | 0 | 0 | 0 | 593241 | 120275 | 138541 | 858646 | 0 | 0 | 0 | 0 | 0 | 0 | 0 | 0
2021-07-24 | 67601.3571 |  |  | 67601.3571 | 260 |  |  | 260 | 2016-01-24 | 2016 | 15-16 | 0 | 0 | 0 | 0 | 0 | 0 | 0 | 0 | 593241 | 120275 | 138541 | 858646 | 0 | 0 | 0 | 0 | 0 | 0 | 0 | 0
2021-07-26 |  |  | 35455.86 | 35455.86 |  |  | 375 | 375 | 2016-01-25 | 2016 | 15-16 | 0 | 0 | 0 | 0 | 0 | 0 | 0 | 0 | 593241 | 120275 | 138541 | 858646 | 0 | 0 | 0 | 0 | 0 | 0 | 0 | 0
2021-07-27 |  |  | 46631.2534 | 46631.2534 |  |  | 375 | 375 | 2016-01-26 | 2016 | 15-16 | 0 | 0 | 0 | 0 | 0 | 0 | 0 | 0 | 593241 | 120275 | 138541 | 858646 | 0 | 0 | 0 | 0 | 0 | 0 | 0 | 0
2021-07-28 |  | 18075.4527 |  | 18075.4527 |  | 136.6667 |  | 136.6667 | 2016-01-27 | 2016 | 15-16 | 0 | 0 | 0 | 0 | 0 | 0 | 0 | 0 | 593241 | 120275 | 138541 | 858646 | 0 | 0 | 0 | 0 | 0 | 0 | 0 | 0
2021-08-01 |  |  | 19703 | 19703 |  |  | 85 | 85 | 2016-01-28 | 2016 | 15-16 | 0 | 0 | 0 | 0 | 0 | 0 | 0 | 0 | 593241 | 120275 | 138541 | 858646 | 0 | 0 | 0 | 0 | 0 | 0 | 0 | 0
2021-08-07 | 20428.85 |  |  | 20428.85 | 306 |  |  | 306 | 2016-01-29 | 2016 | 15-16 | 0 | 0 | 0 | 0 | 0 | 0 | 0 | 0 | 593241 | 120275 | 138541 | 858646 | 0 | 0 | 0 | 0 | 0 | 0 | 0 | 0
2021-08-19 |  |  | 34569.6511 | 34569.6511 |  |  | 407 | 407 | 2016-01-30 | 2016 | 15-16 | 0 | 0 | 0 | 0 | 0 | 0 | 0 | 0 | 593241 | 120275 | 138541 | 858646 | 0 | 0 | 0 | 0 | 0 | 0 | 0 | 0
2021-08-22 |  |  | 41167.3 | 41167.3 |  |  | 47 | 47 | 2016-01-31 | 2016 | 15-16 | 0 | 0 | 0 | 0 | 0 | 0 | 0 | 0 | 593241 | 120275 | 138541 | 858646 | 0 | 0 | 0 | 0 | 0 | 0 | 0 | 0
2021-08-31 |  |  | 25755.9204 | 25755.9204 |  |  | 341 | 341 | 2016-02-01 | 2016 | 15-16 | 0 | 0 | 0 | 0 | 0 | 0 | 0 | 0 | 593241 | 120275 | 138541 | 858646 | 0 | 0 | 0 | 0 | 0 | 0 | 0 | 0
2021-10-07 |  |  | 7934.4 | 7934.4 |  |  | 116 | 116 | 2016-02-02 | 2016 | 15-16 | 0 | 0 | 0 | 0 | 0 | 0 | 0 | 0 | 593241 | 120275 | 138541 | 858646 | 0 | 0 | 0 | 0 | 0 | 0 | 0 | 0
2021-11-05 |  | 6812.5016 |  | 6812.5016 |  | 36.3333 |  | 36.3333 | 2016-02-03 | 2016 | 15-16 | 0 | 0 | 0 | 0 | 0 | 0 | 0 | 0 | 593241 | 120275 | 138541 | 858646 | 0 | 0 | 0 | 0 | 0 | 0 | 0 | 0
2021-11-06 |  |  | 107284.45 | 107284.45 |  |  | 179 | 179 | 2016-02-04 | 2016 | 15-16 | 0 | 0 | 0 | 0 | 0 | 0 | 0 | 0 | 593241 | 120275 | 138541 | 858646 | 0 | 0 | 0 | 0 | 0 | 0 | 0 | 0
2021-11-07 |  |  | 59470 | 59470 |  |  | 100 | 100 | 2016-02-05 | 2016 | 15-16 | 0 | 0 | 0 | 0 | 0 | 0 | 0 | 0 | 593241 | 120275 | 138541 | 858646 | 0 | 0 | 0 | 0 | 0 | 0 | 0 | 0
2021-11-08 |  | 40480.529 |  | 40480.529 |  | 154 |  | 154 | 2016-02-06 | 2016 | 15-16 | 0 | 0 | 0 | 0 | 0 | 0 | 0 | 0 | 593241 | 120275 | 138541 | 858646 | 0 | 0 | 0 | 0 | 0 | 0 | 0 | 0
2021-12-17 |  |  | 50566.6 | 50566.6 |  |  | 76 | 76 | 2016-02-07 | 2016 | 15-16 | 0 | 0 | 0 | 0 | 0 | 0 | 0 | 0 | 593241 | 120275 | 138541 | 858646 | 0 | 0 | 0 | 0 | 0 | 0 | 0 | 0
2021-12-18 |  | 820.68 |  | 820.68 |  |  |  |  | 2016-02-08 | 2016 | 15-16 | 0 | 0 | 0 | 0 | 0 | 0 | 0 | 0 | 593241 | 120275 | 138541 | 858646 | 0 | 0 | 0 | 0 | 0 | 0 | 0 | 0
2021-12-20 |  |  | 13146.6689 | 13146.6689 |  |  | 110 | 110 | 2016-02-09 | 2016 | 15-16 | 0 | 0 | 0 | 0 | 0 | 0 | 0 | 0 | 593241 | 120275 | 138541 | 858646 | 0 | 0 | 0 | 0 | 0 | 0 | 0 | 0
2021-12-27 |  |  | 62498.6 | 62498.6 |  |  | 76 | 76 | 2016-02-10 | 2016 | 15-16 | 0 | 0 | 0 | 0 | 0 | 0 | 0 | 0 | 593241 | 120275 | 138541 | 858646 | 0 | 0 | 0 | 0 | 0 | 0 | 0 | 0
2021-12-31 |  |  | 54721.37 | 54721.37 |  |  | 135 | 135 | 2016-02-11 | 2016 | 15-16 | 0 | 0 | 0 | 0 | 0 | 0 | 0 | 0 | 593241 | 120275 | 138541 | 858646 | 0 | 0 | 0 | 0 | 0 | 0 | 0 | 0
2022-01-06 |  |  | 63911.3104 | 63911.3104 |  |  | 108 | 108 | 2016-02-12 | 2016 | 15-16 | 0 | 0 | 0 | 0 | 0 | 0 | 0 | 0 | 593241 | 120275 | 138541 | 858646 | 0 | 0 | 0 | 0 | 0 | 0 | 0 | 0
2022-01-26 |  |  | 744684.3742 | 744684.3742 |  |  | 3102 | 3102 | 2016-02-13 | 2016 | 15-16 | 0 | 0 | 0 | 0 | 0 | 0 | 0 | 0 | 593241 | 120275 | 138541 | 858646 | 0 | 0 | 0 | 0 | 0 | 0 | 0 | 0
2022-02-08 |  |  | 60.76 | 60.76 |  |  |  |  | 2016-02-14 | 2016 | 15-16 | 0 | 0 | 0 | 0 | 0 | 0 | 0 | 0 | 593241 | 120275 | 138541 | 858646 | 0 | 0 | 0 | 0 | 0 | 0 | 0 | 0
2022-02-15 |  |  | 4688.25 | 4688.25 |  |  | 35 | 35 | 2016-02-15 | 2016 | 15-16 | 0 | 0 | 0 | 0 | 0 | 0 | 0 | 0 | 593241 | 120275 | 138541 | 858646 | 0 | 0 | 0 | 0 | 0 | 0 | 0 | 0
2022-02-17 |  |  | 36316.5661 | 36316.5661 |  |  | 266 | 266 | 2016-02-16 | 2016 | 15-16 | 0 | 0 | 0 | 0 | 0 | 0 | 0 | 0 | 593241 | 120275 | 138541 | 858646 | 0 | 0 | 0 | 0 | 0 | 0 | 0 | 0
2022-02-21 |  | 114.73 |  | 114.73 |  |  |  |  | 2016-02-17 | 2016 | 15-16 | 0 | 0 | 0 | 0 | 0 | 0 | 0 | 0 | 593241 | 120275 | 138541 | 858646 | 0 | 0 | 0 | 0 | 0 | 0 | 0 | 0
2022-03-12 |  |  | 9495.4909 | 9495.4909 |  |  | 20 | 20 | 2016-02-18 | 2016 | 15-16 | 0 | 0 | 0 | 0 | 0 | 0 | 0 | 0 | 593241 | 120275 | 138541 | 858646 | 0 | 0 | 0 | 0 | 0 | 0 | 0 | 0
2022-03-14 |  |  | 13551.12 | 13551.12 |  |  | 13 | 13 | 2016-02-19 | 2016 | 15-16 | 0 | 0 | 0 | 0 | 0 | 0 | 0 | 0 | 593241 | 120275 | 138541 | 858646 | 0 | 0 | 0 | 0 | 0 | 0 | 0 | 0
2022-03-15 | 34151.91 |  |  | 34151.91 | 516 |  |  | 516 | 2016-02-20 | 2016 | 15-16 | 0 | 0 | 0 | 0 | 0 | 0 | 0 | 0 | 593241 | 120275 | 138541 | 858646 | 0 | 0 | 0 | 0 | 0 | 0 | 0 | 0
2022-03-16 |  |  | 36309 | 36309 |  |  | 70 | 70 | 2016-02-21 | 2016 | 15-16 | 0 | 0 | 0 | 0 | 0 | 0 | 0 | 0 | 593241 | 120275 | 138541 | 858646 | 0 | 0 | 0 | 0 | 0 | 0 | 0 | 0
2022-03-21 |  | 749.21 | 3594.78 | 4343.99 |  | 0 | 21 | 21 | 2016-02-22 | 2016 | 15-16 | 0 | 0 | 0 | 0 | 0 | 0 | 0 | 0 | 593241 | 120275 | 138541 | 858646 | 0 | 0 | 0 | 0 | 0 | 0 | 0 | 0
2022-04-08 |  |  | 5019.7 | 5019.7 |  |  |  |  | 2016-02-23 | 2016 | 15-16 | 0 | 0 | 0 | 0 | 0 | 0 | 0 | 0 | 593241 | 120275 | 138541 | 858646 | 0 | 0 | 0 | 0 | 0 | 0 | 0 | 0
2022-04-16 |  |  | 2790.7 | 2790.7 |  |  | 13 | 13 | 2016-02-24 | 2016 | 15-16 | 0 | 0 | 0 | 0 | 0 | 0 | 0 | 0 | 593241 | 120275 | 138541 | 858646 | 0 | 0 | 0 | 0 | 0 | 0 | 0 | 0
2022-04-22 |  | 38366.3707 |  | 38366.3707 |  | 214 |  | 214 | 2016-02-25 | 2016 | 15-16 | 0 | 0 | 0 | 0 | 0 | 0 | 0 | 0 | 593241 | 120275 | 138541 | 858646 | 0 | 0 | 0 | 0 | 0 | 0 | 0 | 0
2022-04-30 |  | 10546.5 |  | 10546.5 |  | 27 |  | 27 | 2016-02-26 | 2016 | 15-16 | 0 | 0 | 0 | 0 | 0 | 0 | 0 | 0 | 593241 | 120275 | 138541 | 858646 | 0 | 0 | 0 | 0 | 0 | 0 | 0 | 0
2022-05-07 | 207732.4446 |  |  | 207732.4446 | 335 |  |  | 335 | 2016-02-27 | 2016 | 15-16 | 0 | 0 | 0 | 0 | 0 | 0 | 0 | 0 | 593241 | 120275 | 138541 | 858646 | 0 | 0 | 0 | 0 | 0 | 0 | 0 | 0
2022-05-20 |  |  | 135.52 | 135.52 |  |  |  |  | 2016-02-28 | 2016 | 15-16 | 0 | 0 | 0 | 0 | 0 | 0 | 0 | 0 | 593241 | 120275 | 138541 | 858646 | 0 | 0 | 0 | 0 | 0 | 0 | 0 | 0
2022-06-04 |  |  | 128819.1682 | 128819.1682 |  |  | 579 | 579 | 2016-02-29 | 2016 | 15-16 | 0 | 0 | 0 | 0 | 0 | 0 | 0 | 0 | 593241 | 120275 | 138541 | 858646 | 0 | 0 | 0 | 0 | 0 | 0 | 0 | 0
2022-06-12 | 172.41 |  |  | 172.41 |  |  |  |  | 2016-03-01 | 2016 | 15-16 | 0 | 0 | 0 | 0 | 0 | 0 | 0 | 0 | 593241 | 120275 | 138541 | 858646 | 0 | 0 | 0 | 0 | 0 | 0 | 0 | 0
2022-07-16 | 4553.92 |  | 8025.4264 | 12579.3464 |  |  | 20 | 20 | 2016-03-02 | 2016 | 15-16 | 0 | 0 | 0 | 0 | 0 | 0 | 0 | 0 | 593241 | 120275 | 138541 | 858646 | 0 | 0 | 0 | 0 | 0 | 0 | 0 | 0
2022-09-08 |  |  | 25048.9116 | 25048.9116 |  |  | 175 | 175 | 2016-03-03 | 2016 | 15-16 | 0 | 0 | 0 | 0 | 0 | 0 | 0 | 0 | 593241 | 120275 | 138541 | 858646 | 0 | 0 | 0 | 0 | 0 | 0 | 0 | 0
2022-10-06 |  |  | 73708.6 | 73708.6 |  |  | 74 | 74 | 2016-03-04 | 2016 | 15-16 | 0 | 0 | 0 | 0 | 0 | 0 | 0 | 0 | 593241 | 120275 | 138541 | 858646 | 0 | 0 | 0 | 0 | 0 | 0 | 0 | 0
2022-10-12 |  |  | 13018.9 | 13018.9 |  |  | 26 | 26 | 2016-03-05 | 2016 | 15-16 | 0 | 0 | 78314.2 | 78314.2 | 0 | 0 | 78 | 78 | 593241 | 120275 | 138541 | 858646 | 0 | 0 | 0.56528 | 0.091207 | 0 | 0 | 0.00056301 | 9.0841e-05
2022-10-13 | 13266.75 |  |  | 13266.75 | 95 |  |  | 95 | 2016-03-06 | 2016 | 15-16 | 0 | 0 | 0 | 0 | 0 | 0 | 0 | 0 | 593241 | 120275 | 138541 | 858646 | 0 | 0 | 0 | 0 | 0 | 0 | 0 | 0
2022-10-14 |  |  | 6070.2913 | 6070.2913 |  |  | 11 | 11 | 2016-03-07 | 2016 | 15-16 | 0 | 0 | 0 | 0 | 0 | 0 | 0 | 0 | 593241 | 120275 | 138541 | 858646 | 0 | 0 | 0 | 0 | 0 | 0 | 0 | 0
2022-10-30 |  |  | 55012.6 | 55012.6 |  |  | 62 | 62 | 2016-03-08 | 2016 | 15-16 | 86249.1981 | 0 | 0 | 86249.1981 | 851 | 0 | 0 | 851 | 593241 | 120275 | 138541 | 858646 | 0.14539 | 0 | 0 | 0.10045 | 0.0014345 | 0 | 0 | 0.0009911
2022-10-31 |  | 7497 |  | 7497 |  | 42 |  | 42 | 2016-03-09 | 2016 | 15-16 | 0 | 0 | 0 | 0 | 0 | 0 | 0 | 0 | 593241 | 120275 | 138541 | 858646 | 0 | 0 | 0 | 0 | 0 | 0 | 0 | 0
2022-11-05 | 42864 |  |  | 42864 | 96 |  |  | 96 | 2016-03-10 | 2016 | 15-16 | 0 | 0 | 0 | 0 | 0 | 0 | 0 | 0 | 593241 | 120275 | 138541 | 858646 | 0 | 0 | 0 | 0 | 0 | 0 | 0 | 0
2022-11-09 |  |  | 49586.25 | 49586.25 |  |  | 104 | 104 | 2016-03-11 | 2016 | 15-16 | 0 | 0 | 0 | 0 | 0 | 0 | 0 | 0 | 593241 | 120275 | 138541 | 858646 | 0 | 0 | 0 | 0 | 0 | 0 | 0 | 0
2022-11-12 |  | 8064.1347 | 227028.8311 | 235092.9658 |  | 32 | 150 | 182 | 2016-03-12 | 2016 | 15-16 | 0 | 0 | 0 | 0 | 0 | 0 | 0 | 0 | 593241 | 120275 | 138541 | 858646 | 0 | 0 | 0 | 0 | 0 | 0 | 0 | 0
2022-12-04 |  |  | 23.31 | 23.31 |  |  |  |  | 2016-03-13 | 2016 | 15-16 | 0 | 0 | 0 | 0 | 0 | 0 | 0 | 0 | 593241 | 120275 | 138541 | 858646 | 0 | 0 | 0 | 0 | 0 | 0 | 0 | 0
2022-12-28 |  |  | 183030.8704 | 183030.8704 |  |  | 874 | 874 | 2016-03-14 | 2016 | 15-16 | 0 | 0 | 0 | 0 | 0 | 0 | 0 | 0 | 593241 | 120275 | 138541 | 858646 | 0 | 0 | 0 | 0 | 0 | 0 | 0 | 0
2023-01-02 |  |  |  | 0 |  |  |  |  | 2016-03-15 | 2016 | 15-16 | 0 | 0 | 0 | 0 | 0 | 0 | 0 | 0 | 593241 | 120275 | 138541 | 858646 | 0 | 0 | 0 | 0 | 0 | 0 | 0 | 0
2023-01-17 |  | 22338.75 |  | 22338.75 |  | 37 |  | 37 | 2016-03-16 | 2016 | 15-16 | 0 | 0 | 0 | 0 | 0 | 0 | 0 | 0 | 593241 | 120275 | 138541 | 858646 | 0 | 0 | 0 | 0 | 0 | 0 | 0 | 0
2023-01-22 | 3348.8 |  |  | 3348.8 |  |  |  |  | 2016-03-17 | 2016 | 15-16 | 0 | 0 | 0 | 0 | 0 | 0 | 0 | 0 | 593241 | 120275 | 138541 | 858646 | 0 | 0 | 0 | 0 | 0 | 0 | 0 | 0
2023-01-30 |  |  | 3870.8871 | 3870.8871 |  |  | 116 | 116 | 2016-03-18 | 2016 | 15-16 | 0 | 0 | 0 | 0 | 0 | 0 | 0 | 0 | 593241 | 120275 | 138541 | 858646 | 0 | 0 | 0 | 0 | 0 | 0 | 0 | 0
2023-02-02 |  |  | 174.58 | 174.58 |  |  |  |  | 2016-03-19 | 2016 | 15-16 | 0 | 0 | 0 | 0 | 0 | 0 | 0 | 0 | 593241 | 120275 | 138541 | 858646 | 0 | 0 | 0 | 0 | 0 | 0 | 0 | 0
2023-02-11 |  |  | 100.52 | 100.52 |  |  |  |  | 2016-03-20 | 2016 | 15-16 | 0 | 0 | 0 | 0 | 0 | 0 | 0 | 0 | 593241 | 120275 | 138541 | 858646 | 0 | 0 | 0 | 0 | 0 | 0 | 0 | 0
2023-02-25 |  |  | 72850.6532 | 72850.6532 |  |  | 167 | 167 | 2016-03-21 | 2016 | 15-16 | 0 | 0 | 0 | 0 | 0 | 0 | 0 | 0 | 593241 | 120275 | 138541 | 858646 | 0 | 0 | 0 | 0 | 0 | 0 | 0 | 0
2023-02-26 |  |  | 47028.8 | 47028.8 |  |  | 68 | 68 | 2016-03-22 | 2016 | 15-16 | 0 | 0 | 0 | 0 | 0 | 0 | 0 | 0 | 593241 | 120275 | 138541 | 858646 | 0 | 0 | 0 | 0 | 0 | 0 | 0 | 0
2023-05-25 |  | 123771.1252 |  | 123771.1252 |  | 655 | 0 | 655 | 2016-03-23 | 2016 | 15-16 | 0 | 0 | 0 | 0 | 0 | 0 | 0 | 0 | 593241 | 120275 | 138541 | 858646 | 0 | 0 | 0 | 0 | 0 | 0 | 0 | 0
2023-06-07 |  |  | 20321.25 | 20321.25 |  |  | 31 | 31 | 2016-03-24 | 2016 | 15-16 | 0 | 0 | 0 | 0 | 0 | 0 | 0 | 0 | 593241 | 120275 | 138541 | 858646 | 0 | 0 | 0 | 0 | 0 | 0 | 0 | 0
2023-06-22 |  | 214.06 |  | 214.06 |  |  |  |  | 2016-03-25 | 2016 | 15-16 | 0 | 0 | 0 | 0 | 0 | 0 | 0 | 0 | 593241 | 120275 | 138541 | 858646 | 0 | 0 | 0 | 0 | 0 | 0 | 0 | 0
2023-06-30 |  |  | 45.4067 | 45.4067 |  |  |  |  | 2016-03-26 | 2016 | 15-16 | 0 | 0 | 0 | 0 | 0 | 0 | 0 | 0 | 593241 | 120275 | 138541 | 858646 | 0 | 0 | 0 | 0 | 0 | 0 | 0 | 0
2023-07-02 |  |  | 20825.35 | 20825.35 |  |  | 175 | 175 | 2016-03-27 | 2016 | 15-16 | 0 | 0 | 0 | 0 | 0 | 0 | 0 | 0 | 593241 | 120275 | 138541 | 858646 | 0 | 0 | 0 | 0 | 0 | 0 | 0 | 0
2023-07-08 |  |  | 113183.3421 | 113183.3421 |  |  | 901 | 901 | 2016-03-28 | 2016 | 15-16 | 0 | 0 | 0 | 0 | 0 | 0 | 0 | 0 | 593241 | 120275 | 138541 | 858646 | 0 | 0 | 0 | 0 | 0 | 0 | 0 | 0
2023-07-10 |  |  | 23694.4985 | 23694.4985 |  |  | 31 | 31 | 2016-03-29 | 2016 | 15-16 | 0 | 0 | 0 | 0 | 0 | 0 | 0 | 0 | 593241 | 120275 | 138541 | 858646 | 0 | 0 | 0 | 0 | 0 | 0 | 0 | 0
2023-07-22 |  |  | 119.1401 | 119.1401 |  |  |  |  | 2016-03-30 | 2016 | 15-16 | 0 | 0 | 0 | 0 | 0 | 0 | 0 | 0 | 593241 | 120275 | 138541 | 858646 | 0 | 0 | 0 | 0 | 0 | 0 | 0 | 0
2023-07-27 |  | 51.38 |  | 51.38 |  |  |  |  | 2016-03-31 | 2016 | 15-16 | 0 | 0 | 0 | 0 | 0 | 0 | 0 | 0 | 593241 | 120275 | 138541 | 858646 | 0 | 0 | 0 | 0 | 0 | 0 | 0 | 0
2023-07-29 |  | 131.18 |  | 131.18 |  |  |  |  | 2016-04-01 | 2016 | 15-16 | 0 | 0 | 0 | 0 | 0 | 0 | 0 | 0 | 593241 | 120275 | 138541 | 858646 | 0 | 0 | 0 | 0 | 0 | 0 | 0 | 0
2023-08-04 |  | 26.74 |  | 26.74 |  |  |  |  | 2016-04-02 | 2016 | 15-16 | 0 | 0 | 0 | 0 | 0 | 0 | 0 | 0 | 593241 | 120275 | 138541 | 858646 | 0 | 0 | 0 | 0 | 0 | 0 | 0 | 0
2023-08-14 |  |  | 10808.0818 | 10808.0818 |  |  | 35 | 35 | 2016-04-03 | 2016 | 15-16 | 0 | 0 | 0 | 0 | 0 | 0 | 0 | 0 | 593241 | 120275 | 138541 | 858646 | 0 | 0 | 0 | 0 | 0 | 0 | 0 | 0
2023-09-07 | 78149.2617 |  |  | 78149.2617 | 1579 |  |  | 1579 | 2016-04-04 | 2016 | 15-16 | 0 | 0 | 0 | 0 | 0 | 0 | 0 | 0 | 593241 | 120275 | 138541 | 858646 | 0 | 0 | 0 | 0 | 0 | 0 | 0 | 0
2023-09-08 |  |  | 6.65 | 6.65 |  |  |  |  | 2016-04-05 | 2016 | 15-16 | 0 | 0 | 0 | 0 | 0 | 0 | 0 | 0 | 593241 | 120275 | 138541 | 858646 | 0 | 0 | 0 | 0 | 0 | 0 | 0 | 0
2023-09-09 |  |  | 53417.9823 | 53417.9823 |  |  | 346 | 346 | 2016-04-06 | 2016 | 15-16 | 0 | 0 | 0 | 0 | 0 | 0 | 0 | 0 | 593241 | 120275 | 138541 | 858646 | 0 | 0 | 0 | 0 | 0 | 0 | 0 | 0
2023-09-19 |  | 31918.66 |  | 31918.66 |  | 202 |  | 202 | 2016-04-07 | 2016 | 15-16 | 0 | 0 | 0 | 0 | 0 | 0 | 0 | 0 | 593241 | 120275 | 138541 | 858646 | 0 | 0 | 0 | 0 | 0 | 0 | 0 | 0
2023-09-27 |  |  | 1223.6 | 1223.6 |  |  | 23 | 23 | 2016-04-08 | 2016 | 15-16 | 0 | 0 | 0 | 0 | 0 | 0 | 0 | 0 | 593241 | 120275 | 138541 | 858646 | 0 | 0 | 0 | 0 | 0 | 0 | 0 | 0
2023-09-30 |  |  | 62.86 | 62.86 |  |  |  |  | 2016-04-09 | 2016 | 15-16 | 0 | 0 | 0 | 0 | 0 | 0 | 0 | 0 | 593241 | 120275 | 138541 | 858646 | 0 | 0 | 0 | 0 | 0 | 0 | 0 | 0
2023-10-05 | 47747.95 |  |  | 47747.95 | 199 |  |  | 199 | 2016-04-10 | 2016 | 15-16 | 0 | 0 | 0 | 0 | 0 | 0 | 0 | 0 | 593241 | 120275 | 138541 | 858646 | 0 | 0 | 0 | 0 | 0 | 0 | 0 | 0
2023-11-28 |  | 95028.8814 | 27755.7539 | 122784.6354 |  | 727 | 115.6667 | 842.6667 | 2016-04-11 | 2016 | 15-16 | 0 | 0 | 0 | 0 | 0 | 0 | 0 | 0 | 593241 | 120275 | 138541 | 858646 | 0 | 0 | 0 | 0 | 0 | 0 | 0 | 0
2023-12-11 |  |  | 92338.636 | 92338.636 |  |  | 263 | 263 | 2016-04-12 | 2016 | 15-16 | 0 | 0 | 0 | 0 | 0 | 0 | 0 | 0 | 593241 | 120275 | 138541 | 858646 | 0 | 0 | 0 | 0 | 0 | 0 | 0 | 0
2023-12-23 |  |  | 222397.939 | 222397.939 |  |  | 972 | 972 | 2016-04-13 | 2016 | 15-16 | 0 | 0 | 0 | 0 | 0 | 0 | 0 | 0 | 593241 | 120275 | 138541 | 858646 | 0 | 0 | 0 | 0 | 0 | 0 | 0 | 0
2023-12-28 |  |  | 8075.2003 | 8075.2003 |  |  | 71.3333 | 71.3333 | 2016-04-14 | 2016 | 15-16 | 0 | 0 | 0 | 0 | 0 | 0 | 0 | 0 | 593241 | 120275 | 138541 | 858646 | 0 | 0 | 0 | 0 | 0 | 0 | 0 | 0
2024-01-06 |  |  | 473.76 | 473.76 |  |  |  |  | 2016-04-15 | 2016 | 15-16 | 0 | 0 | 0 | 0 | 0 | 0 | 0 | 0 | 593241 | 120275 | 138541 | 858646 | 0 | 0 | 0 | 0 | 0 | 0 | 0 | 0
2024-01-23 |  |  | 1529.0837 | 1529.0837 |  |  | 24.3333 | 24.3333 | 2016-04-16 | 2016 | 15-16 | 0 | 0 | 0 | 0 | 0 | 0 | 0 | 0 | 593241 | 120275 | 138541 | 858646 | 0 | 0 | 0 | 0 | 0 | 0 | 0 | 0
2024-02-01 |  |  | 235.6 | 235.6 |  |  |  |  | 2016-04-17 | 2016 | 15-16 | 0 | 0 | 0 | 0 | 0 | 0 | 0 | 0 | 593241 | 120275 | 138541 | 858646 | 0 | 0 | 0 | 0 | 0 | 0 | 0 | 0
2024-04-23 |  |  | 728.28 | 728.28 |  |  | 32 | 32 | 2016-04-18 | 2016 | 15-16 | 0 | 0 | 0 | 0 | 0 | 0 | 0 | 0 | 593241 | 120275 | 138541 | 858646 | 0 | 0 | 0 | 0 | 0 | 0 | 0 | 0
2024-05-13 |  |  | 13867.2308 | 13867.2308 |  |  | 108 | 108 | 2016-04-19 | 2016 | 15-16 | 0 | 0 | 0 | 0 | 0 | 0 | 0 | 0 | 593241 | 120275 | 138541 | 858646 | 0 | 0 | 0 | 0 | 0 | 0 | 0 | 0
2024-05-17 |  |  | 33110.0168 | 33110.0168 |  |  | 209 | 209 | 2016-04-20 | 2016 | 15-16 | 0 | 0 | 0 | 0 | 0 | 0 | 0 | 0 | 593241 | 120275 | 138541 | 858646 | 0 | 0 | 0 | 0 | 0 | 0 | 0 | 0
2024-05-23 |  | 5934.75 |  | 5934.75 |  | 41 |  | 41 | 2016-04-21 | 2016 | 15-16 | 0 | 0 | 0 | 0 | 0 | 0 | 0 | 0 | 593241 | 120275 | 138541 | 858646 | 0 | 0 | 0 | 0 | 0 | 0 | 0 | 0
[9 empty] | 2016-04-22 | 2016 | 15-16 | 0 | 0 | 0 | 0 | 0 | 0 | 0 | 0 | 593241 | 120275 | 138541 | 858646 | 0 | 0 | 0 | 0 | 0 | 0 | 0 | 0
[9 empty] | 2016-04-23 | 2016 | 15-16 | 0 | 0 | 0 | 0 | 0 | 0 | 0 | 0 | 593241 | 120275 | 138541 | 858646 | 0 | 0 | 0 | 0 | 0 | 0 | 0 | 0
[9 empty] | 2016-04-24 | 2016 | 15-16 | 0 | 0 | 0 | 0 | 0 | 0 | 0 | 0 | 593241 | 120275 | 138541 | 858646 | 0 | 0 | 0 | 0 | 0 | 0 | 0 | 0
[9 empty] | 2016-04-25 | 2016 | 15-16 | 0 | 0 | 0 | 0 | 0 | 0 | 0 | 0 | 593241 | 120275 | 138541 | 858646 | 0 | 0 | 0 | 0 | 0 | 0 | 0 | 0
[9 empty] | 2016-04-26 | 2016 | 15-16 | 0 | 0 | 0 | 0 | 0 | 0 | 0 | 0 | 593241 | 120275 | 138541 | 858646 | 0 | 0 | 0 | 0 | 0 | 0 | 0 | 0
[9 empty] | 2016-04-27 | 2016 | 15-16 | 0 | 0 | 0 | 0 | 0 | 0 | 0 | 0 | 593241 | 120275 | 138541 | 858646 | 0 | 0 | 0 | 0 | 0 | 0 | 0 | 0
[9 empty] | 2016-04-28 | 2016 | 15-16 | 0 | 0 | 0 | 0 | 0 | 0 | 0 | 0 | 593241 | 120275 | 138541 | 858646 | 0 | 0 | 0 | 0 | 0 | 0 | 0 | 0
[9 empty] | 2016-04-29 | 2016 | 15-16 | 0 | 0 | 0 | 0 | 0 | 0 | 0 | 0 | 593241 | 120275 | 138541 | 858646 | 0 | 0 | 0 | 0 | 0 | 0 | 0 | 0
[9 empty] | 2016-04-30 | 2016 | 15-16 | 0 | 0 | 74541.75 | 74541.75 | 0 | 0 | 103 | 103 | 593241 | 120275 | 138541 | 858646 | 0 | 0 | 0.53805 | 0.086813 | 0 | 0 | 0.00074346 | 0.00011996
[9 empty] | 2016-05-01 | 2016 | 15-16 | 0 | 0 | 0 | 0 | 0 | 0 | 0 | 0 | 593241 | 120275 | 138541 | 858646 | 0 | 0 | 0 | 0 | 0 | 0 | 0 | 0
[9 empty] | 2016-05-02 | 2016 | 15-16 | 0 | 0 | 0 | 0 | 0 | 0 | 0 | 0 | 593241 | 120275 | 138541 | 858646 | 0 | 0 | 0 | 0 | 0 | 0 | 0 | 0
[9 empty] | 2016-05-03 | 2016 | 15-16 | 0 | 0 | 0 | 0 | 0 | 0 | 0 | 0 | 593241 | 120275 | 138541 | 858646 | 0 | 0 | 0 | 0 | 0 | 0 | 0 | 0
[9 empty] | 2016-05-04 | 2016 | 15-16 | 0 | 0 | 0 | 0 | 0 | 0 | 0 | 0 | 593241 | 120275 | 138541 | 858646 | 0 | 0 | 0 | 0 | 0 | 0 | 0 | 0
[9 empty] | 2016-05-05 | 2016 | 15-16 | 0 | 0 | 0 | 0 | 0 | 0 | 0 | 0 | 593241 | 120275 | 138541 | 858646 | 0 | 0 | 0 | 0 | 0 | 0 | 0 | 0
[9 empty] | 2016-05-06 | 2016 | 15-16 | 0 | 0 | 0 | 0 | 0 | 0 | 0 | 0 | 593241 | 120275 | 138541 | 858646 | 0 | 0 | 0 | 0 | 0 | 0 | 0 | 0
[9 empty] | 2016-05-07 | 2016 | 15-16 | 0 | 0 | 0 | 0 | 0 | 0 | 0 | 0 | 593241 | 120275 | 138541 | 858646 | 0 | 0 | 0 | 0 | 0 | 0 | 0 | 0
[9 empty] | 2016-05-08 | 2016 | 15-16 | 0 | 0 | 0 | 0 | 0 | 0 | 0 | 0 | 593241 | 120275 | 138541 | 858646 | 0 | 0 | 0 | 0 | 0 | 0 | 0 | 0
[9 empty] | 2016-05-09 | 2016 |  | 0 | 0 | 0 | 0 | 0 | 0 | 0 | 0 | 593241 | 120275 | 138541 | 858646 | 0 | 0 | 0 | 0 | 0 | 0 | 0 | 0
[9 empty] | 2016-05-10 | 2016 | 15-16 | 0 | 0 | 0 | 0 | 0 | 0 | 0 | 0 | 593241 | 120275 | 138541 | 858646 | 0 | 0 | 0 | 0 | 0 | 0 | 0 | 0
[9 empty] | 2016-05-11 | 2016 | 15-16 | 0 | 0 | 0 | 0 | 0 | 0 | 0 | 0 | 593241 | 120275 | 138541 | 858646 | 0 | 0 | 0 | 0 | 0 | 0 | 0 | 0
[9 empty] | 2016-05-12 | 2016 | 15-16 | 0 | 0 | 0 | 0 | 0 | 0 | 0 | 0 | 593241 | 120275 | 138541 | 858646 | 0 | 0 | 0 | 0 | 0 | 0 | 0 | 0
[9 empty] | 2016-05-13 | 2016 | 15-16 | 0 | 0 | 0 | 0 | 0 | 0 | 0 | 0 | 593241 | 120275 | 138541 | 858646 | 0 | 0 | 0 | 0 | 0 | 0 | 0 | 0
[9 empty] | 2016-05-14 | 2016 | 15-16 | 0 | 0 | 0 | 0 | 0 | 0 | 0 | 0 | 593241 | 120275 | 138541 | 858646 | 0 | 0 | 0 | 0 | 0 | 0 | 0 | 0
[9 empty] | 2016-05-15 | 2016 | 15-16 | 0 | 0 | 0 | 0 | 0 | 0 | 0 | 0 | 593241 | 120275 | 138541 | 858646 | 0 | 0 | 0 | 0 | 0 | 0 | 0 | 0
[9 empty] | 2016-05-16 | 2016 | 15-16 | 0 | 0 | 0 | 0 | 0 | 0 | 0 | 0 | 593241 | 120275 | 138541 | 858646 | 0 | 0 | 0 | 0 | 0 | 0 | 0 | 0
[9 empty] | 2016-05-17 | 2016 | 15-16 | 0 | 0 | 0 | 0 | 0 | 0 | 0 | 0 | 593241 | 120275 | 138541 | 858646 | 0 | 0 | 0 | 0 | 0 | 0 | 0 | 0
[9 empty] | 2016-05-18 | 2016 | 15-16 | 0 | 0 | 0 | 0 | 0 | 0 | 0 | 0 | 593241 | 120275 | 138541 | 858646 | 0 | 0 | 0 | 0 | 0 | 0 | 0 | 0
[9 empty] | 2016-05-19 | 2016 | 15-16 | 0 | 0 | 0 | 0 | 0 | 0 | 0 | 0 | 593241 | 120275 | 138541 | 858646 | 0 | 0 | 0 | 0 | 0 | 0 | 0 | 0
[9 empty] | 2016-05-20 | 2016 | 15-16 | 0 | 0 | 0 | 0 | 0 | 0 | 0 | 0 | 593241 | 120275 | 138541 | 858646 | 0 | 0 | 0 | 0 | 0 | 0 | 0 | 0
[9 empty] | 2016-05-21 | 2016 | 15-16 | 0 | 0 | 0 | 0 | 0 | 0 | 0 | 0 | 593241 | 120275 | 138541 | 858646 | 0 | 0 | 0 | 0 | 0 | 0 | 0 | 0
[9 empty] | 2016-05-22 | 2016 | 15-16 | 0 | 0 | 0 | 0 | 0 | 0 | 0 | 0 | 593241 | 120275 | 138541 | 858646 | 0 | 0 | 0 | 0 | 0 | 0 | 0 | 0
[9 empty] | 2016-05-23 | 2016 | 15-16 | 0 | 0 | 0 | 0 | 0 | 0 | 0 | 0 | 593241 | 120275 | 138541 | 858646 | 0 | 0 | 0 | 0 | 0 | 0 | 0 | 0
[9 empty] | 2016-05-24 | 2016 | 15-16 | 0 | 0 | 0 | 0 | 0 | 0 | 0 | 0 | 593241 | 120275 | 138541 | 858646 | 0 | 0 | 0 | 0 | 0 | 0 | 0 | 0
[9 empty] | 2016-05-25 | 2016 | 15-16 | 0 | 0 | 261031.5 | 261031.5 | 0 | 0 | 600 | 600 | 593241 | 120275 | 138541 | 858646 | 0 | 0 | 1.8841 | 0.304 | 0 | 0 | 0.0043308 | 0.00069877
[9 empty] | 2016-05-26 | 2016 | 15-16 | 0 | 0 | 0 | 0 | 0 | 0 | 0 | 0 | 593241 | 120275 | 138541 | 858646 | 0 | 0 | 0 | 0 | 0 | 0 | 0 | 0
[9 empty] | 2016-05-27 | 2016 | 15-16 | 0 | 0 | 0 | 0 | 0 | 0 | 0 | 0 | 593241 | 120275 | 138541 | 858646 | 0 | 0 | 0 | 0 | 0 | 0 | 0 | 0
[9 empty] | 2016-05-28 | 2016 | 15-16 | 0 | 0 | 0 | 0 | 0 | 0 | 0 | 0 | 593241 | 120275 | 138541 | 858646 | 0 | 0 | 0 | 0 | 0 | 0 | 0 | 0
[9 empty] | 2016-05-29 | 2016 | 15-16 | 0 | 0 | 0 | 0 | 0 | 0 | 0 | 0 | 593241 | 120275 | 138541 | 858646 | 0 | 0 | 0 | 0 | 0 | 0 | 0 | 0
[9 empty] | 2016-05-30 | 2016 | 15-16 | 0 | 0 | 0 | 0 | 0 | 0 | 0 | 0 | 593241 | 120275 | 138541 | 858646 | 0 | 0 | 0 | 0 | 0 | 0 | 0 | 0
[9 empty] | 2016-05-31 | 2016 | 15-16 | 0 | 0 | 0 | 0 | 0 | 0 | 0 | 0 | 593241 | 120275 | 138541 | 858646 | 0 | 0 | 0 | 0 | 0 | 0 | 0 | 0
[9 empty] | 2016-06-01 | 2016 | 15-16 | 0 | 0 | 0 | 0 | 0 | 0 | 0 | 0 | 593241 | 120275 | 138541 | 858646 | 0 | 0 | 0 | 0 | 0 | 0 | 0 | 0
[9 empty] | 2016-06-02 | 2016 | 15-16 | 0 | 0 | 0 | 0 | 0 | 0 | 0 | 0 | 593241 | 120275 | 138541 | 858646 | 0 | 0 | 0 | 0 | 0 | 0 | 0 | 0
[9 empty] | 2016-06-03 | 2016 | 15-16 | 0 | 0 | 0 | 0 | 0 | 0 | 0 | 0 | 593241 | 120275 | 138541 | 858646 | 0 | 0 | 0 | 0 | 0 | 0 | 0 | 0
[9 empty] | 2016-06-04 | 2016 | 15-16 | 0 | 0 | 0 | 0 | 0 | 0 | 0 | 0 | 593241 | 120275 | 138541 | 858646 | 0 | 0 | 0 | 0 | 0 | 0 | 0 | 0
[9 empty] | 2016-06-05 | 2016 | 15-16 | 0 | 0 | 0 | 0 | 0 | 0 | 0 | 0 | 593241 | 120275 | 138541 | 858646 | 0 | 0 | 0 | 0 | 0 | 0 | 0 | 0
[9 empty] | 2016-06-06 | 2016 | 15-16 | 0 | 0 | 0 | 0 | 0 | 0 | 0 | 0 | 593241 | 120275 | 138541 | 858646 | 0 | 0 | 0 | 0 | 0 | 0 | 0 | 0
[9 empty] | 2016-06-07 | 2016 | 15-16 | 0 | 266427.5 | 0 | 266427.5 | 0 | 710 | 0 | 710 | 593241 | 120275 | 138541 | 858646 | 0 | 2.2152 | 0 | 0.31029 | 0 | 0.0059031 | 0 | 0.00082688
[9 empty] | 2016-06-08 | 2016 | 15-16 | 0 | 0 | 0 | 0 | 0 | 0 | 0 | 0 | 593241 | 120275 | 138541 | 858646 | 0 | 0 | 0 | 0 | 0 | 0 | 0 | 0
[9 empty] | 2016-06-09 | 2016 | 15-16 | 0 | 0 | 0 | 0 | 0 | 0 | 0 | 0 | 593241 | 120275 | 138541 | 858646 | 0 | 0 | 0 | 0 | 0 | 0 | 0 | 0
[9 empty] | 2016-06-10 | 2016 | 15-16 | 0 | 0 | 0 | 0 | 0 | 0 | 0 | 0 | 593241 | 120275 | 138541 | 858646 | 0 | 0 | 0 | 0 | 0 | 0 | 0 | 0
[9 empty] | 2016-06-11 | 2016 | 15-16 | 0 | 0 | 0 | 0 | 0 | 0 | 0 | 0 | 593241 | 120275 | 138541 | 858646 | 0 | 0 | 0 | 0 | 0 | 0 | 0 | 0
[9 empty] | 2016-06-12 | 2016 | 15-16 | 0 | 0 | 0 | 0 | 0 | 0 | 0 | 0 | 593241 | 120275 | 138541 | 858646 | 0 | 0 | 0 | 0 | 0 | 0 | 0 | 0
[9 empty] | 2016-06-13 | 2016 | 15-16 | 0 | 0 | 0 | 0 | 0 | 0 | 0 | 0 | 593241 | 120275 | 138541 | 858646 | 0 | 0 | 0 | 0 | 0 | 0 | 0 | 0
[9 empty] | 2016-06-14 | 2016 | 15-16 | 0 | 0 | 0 | 0 | 0 | 0 | 0 | 0 | 593241 | 120275 | 138541 | 858646 | 0 | 0 | 0 | 0 | 0 | 0 | 0 | 0
[9 empty] | 2016-06-15 | 2016 | 15-16 | 0 | 0 | 0 | 0 | 0 | 0 | 0 | 0 | 593241 | 120275 | 138541 | 858646 | 0 | 0 | 0 | 0 | 0 | 0 | 0 | 0
[9 empty] | 2016-06-16 | 2016 | 15-16 | 0 | 0 | 0 | 0 | 0 | 0 | 0 | 0 | 593241 | 120275 | 138541 | 858646 | 0 | 0 | 0 | 0 | 0 | 0 | 0 | 0
[9 empty] | 2016-06-17 | 2016 | 15-16 | 0 | 0 | 0 | 0 | 0 | 0 | 0 | 0 | 593241 | 120275 | 138541 | 858646 | 0 | 0 | 0 | 0 | 0 | 0 | 0 | 0
[9 empty] | 2016-06-18 | 2016 | 15-16 | 0 | 0 | 0 | 0 | 0 | 0 | 0 | 0 | 593241 | 120275 | 138541 | 858646 | 0 | 0 | 0 | 0 | 0 | 0 | 0 | 0
[9 empty] | 2016-06-19 | 2016 | 15-16 | 0 | 0 | 0 | 0 | 0 | 0 | 0 | 0 | 593241 | 120275 | 138541 | 858646 | 0 | 0 | 0 | 0 | 0 | 0 | 0 | 0
[9 empty] | 2016-06-20 | 2016 | 15-16 | 0 | 0 | 22.8736 | 22.8736 | 0 | 0 | 0 | 0 | 593241 | 120275 | 138541 | 858646 | 0 | 0 | 0.0001651 | 2.6639e-05 | 0 | 0 | 0 | 0
[9 empty] | 2016-06-21 | 2016 | 15-16 | 0 | 0 | 0 | 0 | 0 | 0 | 0 | 0 | 593241 | 120275 | 138541 | 858646 | 0 | 0 | 0 | 0 | 0 | 0 | 0 | 0
[9 empty] | 2016-06-22 | 2016 | 15-16 | 0 | 0 | 0 | 0 | 0 | 0 | 0 | 0 | 593241 | 120275 | 138541 | 858646 | 0 | 0 | 0 | 0 | 0 | 0 | 0 | 0
[9 empty] | 2016-06-23 | 2016 | 15-16 | 0 | 0 | 0 | 0 | 0 | 0 | 0 | 0 | 593241 | 120275 | 138541 | 858646 | 0 | 0 | 0 | 0 | 0 | 0 | 0 | 0
[9 empty] | 2016-06-24 | 2016 | 15-16 | 67513.3825 | 0 | 0 | 67513.3825 | 172 | 0 | 0 | 172 | 593241 | 120275 | 138541 | 858646 | 0.1138 | 0 | 0 | 0.078628 | 0.00028993 | 0 | 0 | 0.00020032
[9 empty] | 2016-06-25 | 2016 | 15-16 | 0 | 0 | 0 | 0 | 0 | 0 | 0 | 0 | 593241 | 120275 | 138541 | 858646 | 0 | 0 | 0 | 0 | 0 | 0 | 0 | 0
[9 empty] | 2016-06-26 | 2016 | 15-16 | 0 | 0 | 0 | 0 | 0 | 0 | 0 | 0 | 593241 | 120275 | 138541 | 858646 | 0 | 0 | 0 | 0 | 0 | 0 | 0 | 0
[9 empty] | 2016-06-27 | 2016 | 15-16 | 0 | 0 | 33901.35 | 33901.35 | 0 | 0 | 970 | 970 | 593241 | 120275 | 138541 | 858646 | 0 | 0 | 0.2447 | 0.039482 | 0 | 0 | 0.0070015 | 0.0011297
[9 empty] | 2016-06-28 | 2016 | 15-16 | 0 | 0 | 0 | 0 | 0 | 0 | 0 | 0 | 593241 | 120275 | 138541 | 858646 | 0 | 0 | 0 | 0 | 0 | 0 | 0 | 0
[9 empty] | 2016-06-29 | 2016 | 15-16 | 0 | 0 | 0 | 0 | 0 | 0 | 0 | 0 | 593241 | 120275 | 138541 | 858646 | 0 | 0 | 0 | 0 | 0 | 0 | 0 | 0
[9 empty] | 2016-06-30 | 2016 | 15-16 | 0 | 0 | 0 | 0 | 0 | 0 | 0 | 0 | 593241 | 120275 | 138541 | 858646 | 0 | 0 | 0 | 0 | 0 | 0 | 0 | 0
[9 empty] | 2016-07-01 | 2017 | 16-17 | 0 | 0 | 0 | 0 | 0 | 0 | 0 | 0 | 606385.5 | 123893.5 | 140951.5 | 878300.5 | 0 | 0 | 0 | 0 | 0 | 0 | 0 | 0
[9 empty] | 2016-07-02 | 2017 | 16-17 | 0 | 0 | 1846.8 | 1846.8 | 0 | 0 | 18 | 18 | 606385.5 | 123893.5 | 140951.5 | 878300.5 | 0 | 0 | 0.013102 | 0.0021027 | 0 | 0 | 0.0001277 | 2.0494e-05
[9 empty] | 2016-07-03 | 2017 | 16-17 | 0 | 0 | 0 | 0 | 0 | 0 | 0 | 0 | 606385.5 | 123893.5 | 140951.5 | 878300.5 | 0 | 0 | 0 | 0 | 0 | 0 | 0 | 0
[9 empty] | 2016-07-04 | 2017 | 16-17 | 0 | 0 | 0 | 0 | 0 | 0 | 0 | 0 | 606385.5 | 123893.5 | 140951.5 | 878300.5 | 0 | 0 | 0 | 0 | 0 | 0 | 0 | 0
[9 empty] | 2016-07-05 | 2017 | 16-17 | 0 | 0 | 0 | 0 | 0 | 0 | 0 | 0 | 606385.5 | 123893.5 | 140951.5 | 878300.5 | 0 | 0 | 0 | 0 | 0 | 0 | 0 | 0
[9 empty] | 2016-07-06 | 2017 | 16-17 | 0 | 0 | 0 | 0 | 0 | 0 | 0 | 0 | 606385.5 | 123893.5 | 140951.5 | 878300.5 | 0 | 0 | 0 | 0 | 0 | 0 | 0 | 0
[9 empty] | 2016-07-07 | 2017 | 16-17 | 0 | 0 | 0 | 0 | 0 | 0 | 0 | 0 | 606385.5 | 123893.5 | 140951.5 | 878300.5 | 0 | 0 | 0 | 0 | 0 | 0 | 0 | 0
[9 empty] | 2016-07-08 | 2017 | 16-17 | 0 | 0 | 0 | 0 | 0 | 0 | 0 | 0 | 606385.5 | 123893.5 | 140951.5 | 878300.5 | 0 | 0 | 0 | 0 | 0 | 0 | 0 | 0
[9 empty] | 2016-07-09 | 2017 | 16-17 | 0 | 0 | 0 | 0 | 0 | 0 | 0 | 0 | 606385.5 | 123893.5 | 140951.5 | 878300.5 | 0 | 0 | 0 | 0 | 0 | 0 | 0 | 0
[9 empty] | 2016-07-10 | 2017 | 16-17 | 0 | 0 | 0 | 0 | 0 | 0 | 0 | 0 | 606385.5 | 123893.5 | 140951.5 | 878300.5 | 0 | 0 | 0 | 0 | 0 | 0 | 0 | 0
[9 empty] | 2016-07-11 | 2017 |  | 219541.23 | 0 | 828871.2 | 1048412.43 | 597 | 0 | 2338 | 2935 | 606385.5 | 123893.5 | 140951.5 | 878300.5 | 0.36205 | 0 | 5.8805 | 1.1937 | 0.00098452 | 0 | 0.016587 | 0.0033417
[9 empty] | 2016-07-12 | 2017 |  | 0 | 0 | 73919.6571 | 73919.6571 | 0 | 0 | 351 | 351 | 606385.5 | 123893.5 | 140951.5 | 878300.5 | 0 | 0 | 0.52443 | 0.084162 | 0 | 0 | 0.0024902 | 0.00039964
[9 empty] | 2016-07-13 | 2017 | 16-17 | 0 | 0 | 44327.6024 | 44327.6024 | 0 | 0 | 190 | 190 | 606385.5 | 123893.5 | 140951.5 | 878300.5 | 0 | 0 | 0.31449 | 0.05047 | 0 | 0 | 0.001348 | 0.00021633
[9 empty] | 2016-07-14 | 2017 | 16-17 | 0 | 86346.7802 | 0 | 86346.7802 | 0 | 240 | 0 | 240 | 606385.5 | 123893.5 | 140951.5 | 878300.5 | 0 | 0.69694 | 0 | 0.098311 | 0 | 0.0019371 | 0 | 0.00027325
[9 empty] | 2016-07-15 | 2017 | 16-17 | 0 | 0 | 0 | 0 | 0 | 0 | 0 | 0 | 606385.5 | 123893.5 | 140951.5 | 878300.5 | 0 | 0 | 0 | 0 | 0 | 0 | 0 | 0
[9 empty] | 2016-07-16 | 2017 | 16-17 | 0 | 0 | 0 | 0 | 0 | 0 | 0 | 0 | 606385.5 | 123893.5 | 140951.5 | 878300.5 | 0 | 0 | 0 | 0 | 0 | 0 | 0 | 0
[9 empty] | 2016-07-17 | 2017 | 16-17 | 0 | 0 | 0 | 0 | 0 | 0 | 0 | 0 | 606385.5 | 123893.5 | 140951.5 | 878300.5 | 0 | 0 | 0 | 0 | 0 | 0 | 0 | 0
[9 empty] | 2016-07-18 | 2017 | 16-17 | 0 | 0 | 0 | 0 | 0 | 0 | 0 | 0 | 606385.5 | 123893.5 | 140951.5 | 878300.5 | 0 | 0 | 0 | 0 | 0 | 0 | 0 | 0
[9 empty] | 2016-07-19 | 2017 | 16-17 | 0 | 0 | 0 | 0 | 0 | 0 | 0 | 0 | 606385.5 | 123893.5 | 140951.5 | 878300.5 | 0 | 0 | 0 | 0 | 0 | 0 | 0 | 0
[9 empty] | 2016-07-20 | 2017 | 16-17 | 0 | 0 | 0 | 0 | 0 | 0 | 0 | 0 | 606385.5 | 123893.5 | 140951.5 | 878300.5 | 0 | 0 | 0 | 0 | 0 | 0 | 0 | 0
[9 empty] | 2016-07-21 | 2017 | 16-17 | 0 | 0 | 0 | 0 | 0 | 0 | 0 | 0 | 606385.5 | 123893.5 | 140951.5 | 878300.5 | 0 | 0 | 0 | 0 | 0 | 0 | 0 | 0
[9 empty] | 2016-07-22 | 2017 | 16-17 | 0 | 0 | 0 | 0 | 0 | 0 | 0 | 0 | 606385.5 | 123893.5 | 140951.5 | 878300.5 | 0 | 0 | 0 | 0 | 0 | 0 | 0 | 0
[9 empty] | 2016-07-23 | 2017 | 16-17 | 0 | 0 | 0 | 0 | 0 | 0 | 0 | 0 | 606385.5 | 123893.5 | 140951.5 | 878300.5 | 0 | 0 | 0 | 0 | 0 | 0 | 0 | 0
[9 empty] | 2016-07-24 | 2017 | 16-17 | 0 | 84526.2379 | 0 | 84526.2379 | 0 | 476 | 0 | 476 | 606385.5 | 123893.5 | 140951.5 | 878300.5 | 0 | 0.68225 | 0 | 0.096238 | 0 | 0.003842 | 0 | 0.00054196
[9 empty] | 2016-07-25 | 2017 | 16-17 | 0 | 0 | 0 | 0 | 0 | 0 | 0 | 0 | 606385.5 | 123893.5 | 140951.5 | 878300.5 | 0 | 0 | 0 | 0 | 0 | 0 | 0 | 0
[9 empty] | 2016-07-26 | 2017 | 16-17 | 0 | 0 | 0 | 0 | 0 | 0 | 0 | 0 | 606385.5 | 123893.5 | 140951.5 | 878300.5 | 0 | 0 | 0 | 0 | 0 | 0 | 0 | 0
[9 empty] | 2016-07-27 | 2017 | 16-17 | 0 | 0 | 0 | 0 | 0 | 0 | 0 | 0 | 606385.5 | 123893.5 | 140951.5 | 878300.5 | 0 | 0 | 0 | 0 | 0 | 0 | 0 | 0
[9 empty] | 2016-07-28 | 2017 | 16-17 | 0 | 0 | 0 | 0 | 0 | 0 | 0 | 0 | 606385.5 | 123893.5 | 140951.5 | 878300.5 | 0 | 0 | 0 | 0 | 0 | 0 | 0 | 0
[9 empty] | 2016-07-29 | 2017 | 16-17 | 0 | 0 | 0 | 0 | 0 | 0 | 0 | 0 | 606385.5 | 123893.5 | 140951.5 | 878300.5 | 0 | 0 | 0 | 0 | 0 | 0 | 0 | 0
[9 empty] | 2016-07-30 | 2017 | 16-17 | 0 | 0 | 0 | 0 | 0 | 0 | 0 | 0 | 606385.5 | 123893.5 | 140951.5 | 878300.5 | 0 | 0 | 0 | 0 | 0 | 0 | 0 | 0
[9 empty] | 2016-07-31 | 2017 | 16-17 | 0 | 0 | 0 | 0 | 0 | 0 | 0 | 0 | 606385.5 | 123893.5 | 140951.5 | 878300.5 | 0 | 0 | 0 | 0 | 0 | 0 | 0 | 0
[9 empty] | 2016-08-01 | 2017 | 16-17 | 0 | 0 | 0 | 0 | 0 | 0 | 0 | 0 | 606385.5 | 123893.5 | 140951.5 | 878300.5 | 0 | 0 | 0 | 0 | 0 | 0 | 0 | 0
[9 empty] | 2016-08-02 | 2017 | 16-17 | 0 | 0 | 0 | 0 | 0 | 0 | 0 | 0 | 606385.5 | 123893.5 | 140951.5 | 878300.5 | 0 | 0 | 0 | 0 | 0 | 0 | 0 | 0
[9 empty] | 2016-08-03 | 2017 | 16-17 | 0 | 0 | 0 | 0 | 0 | 0 | 0 | 0 | 606385.5 | 123893.5 | 140951.5 | 878300.5 | 0 | 0 | 0 | 0 | 0 | 0 | 0 | 0
[9 empty] | 2016-08-04 | 2017 | 16-17 | 0 | 0 | 0 | 0 | 0 | 0 | 0 | 0 | 606385.5 | 123893.5 | 140951.5 | 878300.5 | 0 | 0 | 0 | 0 | 0 | 0 | 0 | 0
[9 empty] | 2016-08-05 | 2017 | 16-17 | 0 | 0 | 0 | 0 | 0 | 0 | 0 | 0 | 606385.5 | 123893.5 | 140951.5 | 878300.5 | 0 | 0 | 0 | 0 | 0 | 0 | 0 | 0
[9 empty] | 2016-08-06 | 2017 | 16-17 | 0 | 0 | 0 | 0 | 0 | 0 | 0 | 0 | 606385.5 | 123893.5 | 140951.5 | 878300.5 | 0 | 0 | 0 | 0 | 0 | 0 | 0 | 0
[9 empty] | 2016-08-07 | 2017 | 16-17 | 0 | 0 | 0 | 0 | 0 | 0 | 0 | 0 | 606385.5 | 123893.5 | 140951.5 | 878300.5 | 0 | 0 | 0 | 0 | 0 | 0 | 0 | 0
[9 empty] | 2016-08-08 | 2017 | 16-17 | 0 | 0 | 0 | 0 | 0 | 0 | 0 | 0 | 606385.5 | 123893.5 | 140951.5 | 878300.5 | 0 | 0 | 0 | 0 | 0 | 0 | 0 | 0
[9 empty] | 2016-08-09 | 2017 | 16-17 | 0 | 0 | 0 | 0 | 0 | 0 | 0 | 0 | 606385.5 | 123893.5 | 140951.5 | 878300.5 | 0 | 0 | 0 | 0 | 0 | 0 | 0 | 0
[9 empty] | 2016-08-10 | 2017 | 16-17 | 0 | 0 | 0 | 0 | 0 | 0 | 0 | 0 | 606385.5 | 123893.5 | 140951.5 | 878300.5 | 0 | 0 | 0 | 0 | 0 | 0 | 0 | 0
[9 empty] | 2016-08-11 | 2017 | 16-17 | 0 | 0 | 0 | 0 | 0 | 0 | 0 | 0 | 606385.5 | 123893.5 | 140951.5 | 878300.5 | 0 | 0 | 0 | 0 | 0 | 0 | 0 | 0
[9 empty] | 2016-08-12 | 2017 | 16-17 | 0 | 0 | 0 | 0 | 0 | 0 | 0 | 0 | 606385.5 | 123893.5 | 140951.5 | 878300.5 | 0 | 0 | 0 | 0 | 0 | 0 | 0 | 0
[9 empty] | 2016-08-13 | 2017 | 16-17 | 0 | 0 | 0 | 0 | 0 | 0 | 0 | 0 | 606385.5 | 123893.5 | 140951.5 | 878300.5 | 0 | 0 | 0 | 0 | 0 | 0 | 0 | 0
[9 empty] | 2016-08-14 | 2017 | 16-17 | 0 | 0 | 0 | 0 | 0 | 0 | 0 | 0 | 606385.5 | 123893.5 | 140951.5 | 878300.5 | 0 | 0 | 0 | 0 | 0 | 0 | 0 | 0
[9 empty] | 2016-08-15 | 2017 | 16-17 | 0 | 0 | 0 | 0 | 0 | 0 | 0 | 0 | 606385.5 | 123893.5 | 140951.5 | 878300.5 | 0 | 0 | 0 | 0 | 0 | 0 | 0 | 0
[9 empty] | 2016-08-16 | 2017 | 16-17 | 0 | 0 | 0 | 0 | 0 | 0 | 0 | 0 | 606385.5 | 123893.5 | 140951.5 | 878300.5 | 0 | 0 | 0 | 0 | 0 | 0 | 0 | 0
[9 empty] | 2016-08-17 | 2017 | 16-17 | 0 | 0 | 0 | 0 | 0 | 0 | 0 | 0 | 606385.5 | 123893.5 | 140951.5 | 878300.5 | 0 | 0 | 0 | 0 | 0 | 0 | 0 | 0
[9 empty] | 2016-08-18 | 2017 | 16-17 | 0 | 0 | 0 | 0 | 0 | 0 | 0 | 0 | 606385.5 | 123893.5 | 140951.5 | 878300.5 | 0 | 0 | 0 | 0 | 0 | 0 | 0 | 0
[9 empty] | 2016-08-19 | 2017 | 16-17 | 0 | 0 | 0 | 0 | 0 | 0 | 0 | 0 | 606385.5 | 123893.5 | 140951.5 | 878300.5 | 0 | 0 | 0 | 0 | 0 | 0 | 0 | 0
[9 empty] | 2016-08-20 | 2017 | 16-17 | 0 | 0 | 0 | 0 | 0 | 0 | 0 | 0 | 606385.5 | 123893.5 | 140951.5 | 878300.5 | 0 | 0 | 0 | 0 | 0 | 0 | 0 | 0
[9 empty] | 2016-08-21 | 2017 | 16-17 | 0 | 0 | 0 | 0 | 0 | 0 | 0 | 0 | 606385.5 | 123893.5 | 140951.5 | 878300.5 | 0 | 0 | 0 | 0 | 0 | 0 | 0 | 0
[9 empty] | 2016-08-22 | 2017 | 16-17 | 0 | 0 | 0 | 0 | 0 | 0 | 0 | 0 | 606385.5 | 123893.5 | 140951.5 | 878300.5 | 0 | 0 | 0 | 0 | 0 | 0 | 0 | 0
[9 empty] | 2016-08-23 | 2017 | 16-17 | 0 | 0 | 0 | 0 | 0 | 0 | 0 | 0 | 606385.5 | 123893.5 | 140951.5 | 878300.5 | 0 | 0 | 0 | 0 | 0 | 0 | 0 | 0
[9 empty] | 2016-08-24 | 2017 | 16-17 | 0 | 0 | 0 | 0 | 0 | 0 | 0 | 0 | 606385.5 | 123893.5 | 140951.5 | 878300.5 | 0 | 0 | 0 | 0 | 0 | 0 | 0 | 0
[9 empty] | 2016-08-25 | 2017 | 16-17 | 0 | 0 | 0 | 0 | 0 | 0 | 0 | 0 | 606385.5 | 123893.5 | 140951.5 | 878300.5 | 0 | 0 | 0 | 0 | 0 | 0 | 0 | 0
[9 empty] | 2016-08-26 | 2017 | 16-17 | 0 | 0 | 0 | 0 | 0 | 0 | 0 | 0 | 606385.5 | 123893.5 | 140951.5 | 878300.5 | 0 | 0 | 0 | 0 | 0 | 0 | 0 | 0
[9 empty] | 2016-08-27 | 2017 | 16-17 | 0 | 0 | 0 | 0 | 0 | 0 | 0 | 0 | 606385.5 | 123893.5 | 140951.5 | 878300.5 | 0 | 0 | 0 | 0 | 0 | 0 | 0 | 0
[9 empty] | 2016-08-28 | 2017 | 16-17 | 0 | 0 | 0 | 0 | 0 | 0 | 0 | 0 | 606385.5 | 123893.5 | 140951.5 | 878300.5 | 0 | 0 | 0 | 0 | 0 | 0 | 0 | 0
[9 empty] | 2016-08-29 | 2017 | 16-17 | 0 | 0 | 0 | 0 | 0 | 0 | 0 | 0 | 606385.5 | 123893.5 | 140951.5 | 878300.5 | 0 | 0 | 0 | 0 | 0 | 0 | 0 | 0
[9 empty] | 2016-08-30 | 2017 | 16-17 | 0 | 0 | 0 | 0 | 0 | 0 | 0 | 0 | 606385.5 | 123893.5 | 140951.5 | 878300.5 | 0 | 0 | 0 | 0 | 0 | 0 | 0 | 0
[9 empty] | 2016-08-31 | 2017 | 16-17 | 0 | 0 | 0 | 0 | 0 | 0 | 0 | 0 | 606385.5 | 123893.5 | 140951.5 | 878300.5 | 0 | 0 | 0 | 0 | 0 | 0 | 0 | 0
[9 empty] | 2016-09-01 | 2017 | 16-17 | 0 | 0 | 0 | 0 | 0 | 0 | 0 | 0 | 606385.5 | 123893.5 | 140951.5 | 878300.5 | 0 | 0 | 0 | 0 | 0 | 0 | 0 | 0
[9 empty] | 2016-09-02 | 2017 | 16-17 | 0 | 0 | 0 | 0 | 0 | 0 | 0 | 0 | 606385.5 | 123893.5 | 140951.5 | 878300.5 | 0 | 0 | 0 | 0 | 0 | 0 | 0 | 0
[9 empty] | 2016-09-03 | 2017 | 16-17 | 0 | 0 | 0 | 0 | 0 | 0 | 0 | 0 | 606385.5 | 123893.5 | 140951.5 | 878300.5 | 0 | 0 | 0 | 0 | 0 | 0 | 0 | 0
[9 empty] | 2016-09-04 | 2017 | 16-17 | 0 | 0 | 0 | 0 | 0 | 0 | 0 | 0 | 606385.5 | 123893.5 | 140951.5 | 878300.5 | 0 | 0 | 0 | 0 | 0 | 0 | 0 | 0
[9 empty] | 2016-09-05 | 2017 | 16-17 | 0 | 0 | 0 | 0 | 0 | 0 | 0 | 0 | 606385.5 | 123893.5 | 140951.5 | 878300.5 | 0 | 0 | 0 | 0 | 0 | 0 | 0 | 0
[9 empty] | 2016-09-06 | 2017 | 16-17 | 0 | 0 | 0 | 0 | 0 | 0 | 0 | 0 | 606385.5 | 123893.5 | 140951.5 | 878300.5 | 0 | 0 | 0 | 0 | 0 | 0 | 0 | 0
[9 empty] | 2016-09-07 | 2017 | 16-17 | 0 | 0 | 0 | 0 | 0 | 0 | 0 | 0 | 606385.5 | 123893.5 | 140951.5 | 878300.5 | 0 | 0 | 0 | 0 | 0 | 0 | 0 | 0
[9 empty] | 2016-09-08 | 2017 | 16-17 | 0 | 0 | 17293.08 | 17293.08 | 0 | 0 | 35 | 35 | 606385.5 | 123893.5 | 140951.5 | 878300.5 | 0 | 0 | 0.12269 | 0.019689 | 0 | 0 | 0.00024831 | 3.985e-05
[9 empty] | 2016-09-09 | 2017 | 16-17 | 0 | 0 | 0 | 0 | 0 | 0 | 0 | 0 | 606385.5 | 123893.5 | 140951.5 | 878300.5 | 0 | 0 | 0 | 0 | 0 | 0 | 0 | 0
[9 empty] | 2016-09-10 | 2017 | 16-17 | 0 | 0 | 0 | 0 | 0 | 0 | 0 | 0 | 606385.5 | 123893.5 | 140951.5 | 878300.5 | 0 | 0 | 0 | 0 | 0 | 0 | 0 | 0
[9 empty] | 2016-09-11 | 2017 | 16-17 | 0 | 0 | 0 | 0 | 0 | 0 | 0 | 0 | 606385.5 | 123893.5 | 140951.5 | 878300.5 | 0 | 0 | 0 | 0 | 0 | 0 | 0 | 0
[9 empty] | 2016-09-12 | 2017 | 16-17 | 0 | 0 | 0 | 0 | 0 | 0 | 0 | 0 | 606385.5 | 123893.5 | 140951.5 | 878300.5 | 0 | 0 | 0 | 0 | 0 | 0 | 0 | 0
[9 empty] | 2016-09-13 | 2017 | 16-17 | 0 | 0 | 0 | 0 | 0 | 0 | 0 | 0 | 606385.5 | 123893.5 | 140951.5 | 878300.5 | 0 | 0 | 0 | 0 | 0 | 0 | 0 | 0
[9 empty] | 2016-09-14 | 2017 | 16-17 | 0 | 0 | 112222.55 | 112222.55 | 0 | 0 | 642 | 642 | 606385.5 | 123893.5 | 140951.5 | 878300.5 | 0 | 0 | 0.79618 | 0.12777 | 0 | 0 | 0.0045548 | 0.00073096
[9 empty] | 2016-09-15 | 2017 | 16-17 | 0 | 0 | 0 | 0 | 0 | 0 | 0 | 0 | 606385.5 | 123893.5 | 140951.5 | 878300.5 | 0 | 0 | 0 | 0 | 0 | 0 | 0 | 0
[9 empty] | 2016-09-16 | 2017 | 16-17 | 0 | 0 | 0 | 0 | 0 | 0 | 0 | 0 | 606385.5 | 123893.5 | 140951.5 | 878300.5 | 0 | 0 | 0 | 0 | 0 | 0 | 0 | 0
[9 empty] | 2016-09-17 | 2017 | 16-17 | 0 | 0 | 0 | 0 | 0 | 0 | 0 | 0 | 606385.5 | 123893.5 | 140951.5 | 878300.5 | 0 | 0 | 0 | 0 | 0 | 0 | 0 | 0
[9 empty] | 2016-09-18 | 2017 | 16-17 | 0 | 0 | 0 | 0 | 0 | 0 | 0 | 0 | 606385.5 | 123893.5 | 140951.5 | 878300.5 | 0 | 0 | 0 | 0 | 0 | 0 | 0 | 0
[9 empty] | 2016-09-19 | 2017 | 16-17 | 0 | 0 | 0 | 0 | 0 | 0 | 0 | 0 | 606385.5 | 123893.5 | 140951.5 | 878300.5 | 0 | 0 | 0 | 0 | 0 | 0 | 0 | 0
[9 empty] | 2016-09-20 | 2017 | 16-17 | 0 | 0 | 0 | 0 | 0 | 0 | 0 | 0 | 606385.5 | 123893.5 | 140951.5 | 878300.5 | 0 | 0 | 0 | 0 | 0 | 0 | 0 | 0
[9 empty] | 2016-09-21 | 2017 | 16-17 | 0 | 0 | 0 | 0 | 0 | 0 | 0 | 0 | 606385.5 | 123893.5 | 140951.5 | 878300.5 | 0 | 0 | 0 | 0 | 0 | 0 | 0 | 0
[9 empty] | 2016-09-22 | 2017 | 16-17 | 0 | 0 | 0 | 0 | 0 | 0 | 0 | 0 | 606385.5 | 123893.5 | 140951.5 | 878300.5 | 0 | 0 | 0 | 0 | 0 | 0 | 0 | 0
[9 empty] | 2016-09-23 | 2017 | 16-17 | 0 | 0 | 0 | 0 | 0 | 0 | 0 | 0 | 606385.5 | 123893.5 | 140951.5 | 878300.5 | 0 | 0 | 0 | 0 | 0 | 0 | 0 | 0
[9 empty] | 2016-09-24 | 2017 | 16-17 | 0 | 0 | 0 | 0 | 0 | 0 | 0 | 0 | 606385.5 | 123893.5 | 140951.5 | 878300.5 | 0 | 0 | 0 | 0 | 0 | 0 | 0 | 0
[9 empty] | 2016-09-25 | 2017 | 16-17 | 0 | 0 | 0 | 0 | 0 | 0 | 0 | 0 | 606385.5 | 123893.5 | 140951.5 | 878300.5 | 0 | 0 | 0 | 0 | 0 | 0 | 0 | 0
[9 empty] | 2016-09-26 | 2017 | 16-17 | 0 | 0 | 0 | 0 | 0 | 0 | 0 | 0 | 606385.5 | 123893.5 | 140951.5 | 878300.5 | 0 | 0 | 0 | 0 | 0 | 0 | 0 | 0
[9 empty] | 2016-09-27 | 2017 | 16-17 | 0 | 0 | 0 | 0 | 0 | 0 | 0 | 0 | 606385.5 | 123893.5 | 140951.5 | 878300.5 | 0 | 0 | 0 | 0 | 0 | 0 | 0 | 0
[9 empty] | 2016-09-28 | 2017 |  | 0 | 0 | 139040.1 | 139040.1 | 0 | 0 | 94 | 94 | 606385.5 | 123893.5 | 140951.5 | 878300.5 | 0 | 0 | 0.98644 | 0.15831 | 0 | 0 | 0.0006669 | 0.00010702
[9 empty] | 2016-09-29 | 2017 |  | 0 | 0 | 0 | 0 | 0 | 0 | 0 | 0 | 606385.5 | 123893.5 | 140951.5 | 878300.5 | 0 | 0 | 0 | 0 | 0 | 0 | 0 | 0
[9 empty] | 2016-09-30 | 2017 | 16-17 | 0 | 0 | 0 | 0 | 0 | 0 | 0 | 0 | 606385.5 | 123893.5 | 140951.5 | 878300.5 | 0 | 0 | 0 | 0 | 0 | 0 | 0 | 0
[9 empty] | 2016-10-01 | 2017 | 16-17 | 0 | 0 | 0 | 0 | 0 | 0 | 0 | 0 | 606385.5 | 123893.5 | 140951.5 | 878300.5 | 0 | 0 | 0 | 0 | 0 | 0 | 0 | 0
[9 empty] | 2016-10-02 | 2017 | 16-17 | 0 | 0 | 0 | 0 | 0 | 0 | 0 | 0 | 606385.5 | 123893.5 | 140951.5 | 878300.5 | 0 | 0 | 0 | 0 | 0 | 0 | 0 | 0
[9 empty] | 2016-10-03 | 2017 | 16-17 | 0 | 0 | 298419.7 | 298419.7 | 0 | 0 | 1041 | 1041 | 606385.5 | 123893.5 | 140951.5 | 878300.5 | 0 | 0 | 2.1172 | 0.33977 | 0 | 0 | 0.0073855 | 0.0011852
[9 empty] | 2016-10-04 | 2017 | 16-17 | 0 | 0 | 296442.75 | 296442.75 | 0 | 0 | 1041 | 1041 | 606385.5 | 123893.5 | 140951.5 | 878300.5 | 0 | 0 | 2.1032 | 0.33752 | 0 | 0 | 0.0073855 | 0.0011852
[9 empty] | 2016-10-05 | 2017 | 16-17 | 0 | 0 | 0 | 0 | 0 | 0 | 0 | 0 | 606385.5 | 123893.5 | 140951.5 | 878300.5 | 0 | 0 | 0 | 0 | 0 | 0 | 0 | 0
[9 empty] | 2016-10-06 | 2017 | 16-17 | 0 | 0 | 0 | 0 | 0 | 0 | 0 | 0 | 606385.5 | 123893.5 | 140951.5 | 878300.5 | 0 | 0 | 0 | 0 | 0 | 0 | 0 | 0
[9 empty] | 2016-10-07 | 2017 | 16-17 | 0 | 0 | 0 | 0 | 0 | 0 | 0 | 0 | 606385.5 | 123893.5 | 140951.5 | 878300.5 | 0 | 0 | 0 | 0 | 0 | 0 | 0 | 0
[9 empty] | 2016-10-08 | 2017 | 16-17 | 0 | 0 | 0 | 0 | 0 | 0 | 0 | 0 | 606385.5 | 123893.5 | 140951.5 | 878300.5 | 0 | 0 | 0 | 0 | 0 | 0 | 0 | 0
[9 empty] | 2016-10-09 | 2017 | 16-17 | 0 | 0 | 0 | 0 | 0 | 0 | 0 | 0 | 606385.5 | 123893.5 | 140951.5 | 878300.5 | 0 | 0 | 0 | 0 | 0 | 0 | 0 | 0
[9 empty] | 2016-10-10 | 2017 | 16-17 | 0 | 0 | 11375.7029 | 11375.7029 | 0 | 0 | 40 | 40 | 606385.5 | 123893.5 | 140951.5 | 878300.5 | 0 | 0 | 0.080707 | 0.012952 | 0 | 0 | 0.00028379 | 4.5542e-05
[9 empty] | 2016-10-11 | 2017 | 16-17 | 0 | 0 | 0 | 0 | 0 | 0 | 0 | 0 | 606385.5 | 123893.5 | 140951.5 | 878300.5 | 0 | 0 | 0 | 0 | 0 | 0 | 0 | 0
[9 empty] | 2016-10-12 | 2017 | 16-17 | 0 | 0 | 0 | 0 | 0 | 0 | 0 | 0 | 606385.5 | 123893.5 | 140951.5 | 878300.5 | 0 | 0 | 0 | 0 | 0 | 0 | 0 | 0
[9 empty] | 2016-10-13 | 2017 | 16-17 | 0 | 0 | 0 | 0 | 0 | 0 | 0 | 0 | 606385.5 | 123893.5 | 140951.5 | 878300.5 | 0 | 0 | 0 | 0 | 0 | 0 | 0 | 0
[9 empty] | 2016-10-14 | 2017 | 16-17 | 0 | 0 | 0 | 0 | 0 | 0 | 0 | 0 | 606385.5 | 123893.5 | 140951.5 | 878300.5 | 0 | 0 | 0 | 0 | 0 | 0 | 0 | 0
[9 empty] | 2016-10-15 | 2017 | 16-17 | 0 | 0 | 0 | 0 | 0 | 0 | 0 | 0 | 606385.5 | 123893.5 | 140951.5 | 878300.5 | 0 | 0 | 0 | 0 | 0 | 0 | 0 | 0
[9 empty] | 2016-10-16 | 2017 | 16-17 | 0 | 0 | 0 | 0 | 0 | 0 | 0 | 0 | 606385.5 | 123893.5 | 140951.5 | 878300.5 | 0 | 0 | 0 | 0 | 0 | 0 | 0 | 0
[9 empty] | 2016-10-17 | 2017 | 16-17 | 0 | 0 | 0 | 0 | 0 | 0 | 0 | 0 | 606385.5 | 123893.5 | 140951.5 | 878300.5 | 0 | 0 | 0 | 0 | 0 | 0 | 0 | 0
[9 empty] | 2016-10-18 | 2017 | 16-17 | 0 | 0 | 0 | 0 | 0 | 0 | 0 | 0 | 606385.5 | 123893.5 | 140951.5 | 878300.5 | 0 | 0 | 0 | 0 | 0 | 0 | 0 | 0
[9 empty] | 2016-10-19 | 2017 | 16-17 | 0 | 0 | 0 | 0 | 0 | 0 | 0 | 0 | 606385.5 | 123893.5 | 140951.5 | 878300.5 | 0 | 0 | 0 | 0 | 0 | 0 | 0 | 0
[9 empty] | 2016-10-20 | 2017 | 16-17 | 0 | 0 | 0 | 0 | 0 | 0 | 0 | 0 | 606385.5 | 123893.5 | 140951.5 | 878300.5 | 0 | 0 | 0 | 0 | 0 | 0 | 0 | 0
[9 empty] | 2016-10-21 | 2017 | 16-17 | 0 | 0 | 0 | 0 | 0 | 0 | 0 | 0 | 606385.5 | 123893.5 | 140951.5 | 878300.5 | 0 | 0 | 0 | 0 | 0 | 0 | 0 | 0
[9 empty] | 2016-10-22 | 2017 | 16-17 | 0 | 0 | 0 | 0 | 0 | 0 | 0 | 0 | 606385.5 | 123893.5 | 140951.5 | 878300.5 | 0 | 0 | 0 | 0 | 0 | 0 | 0 | 0
[9 empty] | 2016-10-23 | 2017 | 16-17 | 0 | 0 | 0 | 0 | 0 | 0 | 0 | 0 | 606385.5 | 123893.5 | 140951.5 | 878300.5 | 0 | 0 | 0 | 0 | 0 | 0 | 0 | 0
[9 empty] | 2016-10-24 | 2017 | 16-17 | 0 | 0 | 0 | 0 | 0 | 0 | 0 | 0 | 606385.5 | 123893.5 | 140951.5 | 878300.5 | 0 | 0 | 0 | 0 | 0 | 0 | 0 | 0
[9 empty] | 2016-10-25 | 2017 | 16-17 | 0 | 0 | 0 | 0 | 0 | 0 | 0 | 0 | 606385.5 | 123893.5 | 140951.5 | 878300.5 | 0 | 0 | 0 | 0 | 0 | 0 | 0 | 0
[9 empty] | 2016-10-26 | 2017 | 16-17 | 0 | 2620.1 | 0 | 2620.1 | 0 | 7 | 0 | 7 | 606385.5 | 123893.5 | 140951.5 | 878300.5 | 0 | 0.021148 | 0 | 0.0029831 | 0 | 5.65e-05 | 0 | 7.9699e-06
[9 empty] | 2016-10-27 | 2017 | 16-17 | 0 | 0 | 0 | 0 | 0 | 0 | 0 | 0 | 606385.5 | 123893.5 | 140951.5 | 878300.5 | 0 | 0 | 0 | 0 | 0 | 0 | 0 | 0
[9 empty] | 2016-10-28 | 2017 | 16-17 | 0 | 0 | 0 | 0 | 0 | 0 | 0 | 0 | 606385.5 | 123893.5 | 140951.5 | 878300.5 | 0 | 0 | 0 | 0 | 0 | 0 | 0 | 0
[9 empty] | 2016-10-29 | 2017 | 16-17 | 0 | 0 | 0 | 0 | 0 | 0 | 0 | 0 | 606385.5 | 123893.5 | 140951.5 | 878300.5 | 0 | 0 | 0 | 0 | 0 | 0 | 0 | 0
[9 empty] | 2016-10-30 | 2017 | 16-17 | 0 | 33527.902 | 0 | 33527.902 | 0 | 134 | 0 | 134 | 606385.5 | 123893.5 | 140951.5 | 878300.5 | 0 | 0.27062 | 0 | 0.038174 | 0 | 0.0010816 | 0 | 0.00015257
[9 empty] | 2016-10-31 | 2017 | 16-17 | 0 | 0 | 0 | 0 | 0 | 0 | 0 | 0 | 606385.5 | 123893.5 | 140951.5 | 878300.5 | 0 | 0 | 0 | 0 | 0 | 0 | 0 | 0
[9 empty] | 2016-11-01 | 2017 | 16-17 | 0 | 0 | 0 | 0 | 0 | 0 | 0 | 0 | 606385.5 | 123893.5 | 140951.5 | 878300.5 | 0 | 0 | 0 | 0 | 0 | 0 | 0 | 0
[9 empty] | 2016-11-02 | 2017 | 16-17 | 0 | 0 | 0 | 0 | 0 | 0 | 0 | 0 | 606385.5 | 123893.5 | 140951.5 | 878300.5 | 0 | 0 | 0 | 0 | 0 | 0 | 0 | 0
[9 empty] | 2016-11-03 | 2017 | 16-17 | 0 | 0 | 0 | 0 | 0 | 0 | 0 | 0 | 606385.5 | 123893.5 | 140951.5 | 878300.5 | 0 | 0 | 0 | 0 | 0 | 0 | 0 | 0
[9 empty] | 2016-11-04 | 2017 | 16-17 | 0 | 0 | 0 | 0 | 0 | 0 | 0 | 0 | 606385.5 | 123893.5 | 140951.5 | 878300.5 | 0 | 0 | 0 | 0 | 0 | 0 | 0 | 0
[9 empty] | 2016-11-05 | 2017 | 16-17 | 0 | 0 | 0 | 0 | 0 | 0 | 0 | 0 | 606385.5 | 123893.5 | 140951.5 | 878300.5 | 0 | 0 | 0 | 0 | 0 | 0 | 0 | 0
[9 empty] | 2016-11-06 | 2017 | 16-17 | 0 | 0 | 0 | 0 | 0 | 0 | 0 | 0 | 606385.5 | 123893.5 | 140951.5 | 878300.5 | 0 | 0 | 0 | 0 | 0 | 0 | 0 | 0
[9 empty] | 2016-11-07 | 2017 | 16-17 | 0 | 0 | 0 | 0 | 0 | 0 | 0 | 0 | 606385.5 | 123893.5 | 140951.5 | 878300.5 | 0 | 0 | 0 | 0 | 0 | 0 | 0 | 0
[9 empty] | 2016-11-08 | 2017 | 16-17 | 0 | 0 | 0 | 0 | 0 | 0 | 0 | 0 | 606385.5 | 123893.5 | 140951.5 | 878300.5 | 0 | 0 | 0 | 0 | 0 | 0 | 0 | 0
[9 empty] | 2016-11-09 | 2017 | 16-17 | 0 | 0 | 0 | 0 | 0 | 0 | 0 | 0 | 606385.5 | 123893.5 | 140951.5 | 878300.5 | 0 | 0 | 0 | 0 | 0 | 0 | 0 | 0
[9 empty] | 2016-11-10 | 2017 | 16-17 | 0 | 0 | 0 | 0 | 0 | 0 | 0 | 0 | 606385.5 | 123893.5 | 140951.5 | 878300.5 | 0 | 0 | 0 | 0 | 0 | 0 | 0 | 0
[9 empty] | 2016-11-11 | 2017 |  | 0 | 0 | 457462.0348 | 457462.0348 | 0 | 0 | 708 | 708 | 606385.5 | 123893.5 | 140951.5 | 878300.5 | 0 | 0 | 3.2455 | 0.52085 | 0 | 0 | 0.005023 | 0.0008061
[9 empty] | 2016-11-12 | 2017 | 16-17 | 0 | 0 | 0 | 0 | 0 | 0 | 0 | 0 | 606385.5 | 123893.5 | 140951.5 | 878300.5 | 0 | 0 | 0 | 0 | 0 | 0 | 0 | 0
[9 empty] | 2016-11-13 | 2017 | 16-17 | 0 | 46108.4713 | 0 | 46108.4713 | 0 | 740 | 0 | 740 | 606385.5 | 123893.5 | 140951.5 | 878300.5 | 0 | 0.37216 | 0 | 0.052497 | 0 | 0.0059729 | 0 | 0.00084254
[9 empty] | 2016-11-14 | 2017 | 16-17 | 0 | 0 | 0 | 0 | 0 | 0 | 0 | 0 | 606385.5 | 123893.5 | 140951.5 | 878300.5 | 0 | 0 | 0 | 0 | 0 | 0 | 0 | 0
[9 empty] | 2016-11-15 | 2017 | 16-17 | 0 | 0 | 0 | 0 | 0 | 0 | 0 | 0 | 606385.5 | 123893.5 | 140951.5 | 878300.5 | 0 | 0 | 0 | 0 | 0 | 0 | 0 | 0
[9 empty] | 2016-11-16 | 2017 | 16-17 | 0 | 0 | 0 | 0 | 0 | 0 | 0 | 0 | 606385.5 | 123893.5 | 140951.5 | 878300.5 | 0 | 0 | 0 | 0 | 0 | 0 | 0 | 0
[9 empty] | 2016-11-17 | 2017 | 16-17 | 0 | 0 | 0 | 0 | 0 | 0 | 0 | 0 | 606385.5 | 123893.5 | 140951.5 | 878300.5 | 0 | 0 | 0 | 0 | 0 | 0 | 0 | 0
[9 empty] | 2016-11-18 | 2017 | 16-17 | 0 | 0 | 0 | 0 | 0 | 0 | 0 | 0 | 606385.5 | 123893.5 | 140951.5 | 878300.5 | 0 | 0 | 0 | 0 | 0 | 0 | 0 | 0
[9 empty] | 2016-11-19 | 2017 | 16-17 | 0 | 0 | 0 | 0 | 0 | 0 | 0 | 0 | 606385.5 | 123893.5 | 140951.5 | 878300.5 | 0 | 0 | 0 | 0 | 0 | 0 | 0 | 0
[9 empty] | 2016-11-20 | 2017 | 16-17 | 0 | 0 | 36319.62 | 36319.62 | 0 | 0 | 205 | 205 | 606385.5 | 123893.5 | 140951.5 | 878300.5 | 0 | 0 | 0.25767 | 0.041352 | 0 | 0 | 0.0014544 | 0.00023341
[9 empty] | 2016-11-21 | 2017 | 16-17 | 0 | 0 | 11118.8 | 11118.8 | 0 | 0 | 38 | 38 | 606385.5 | 123893.5 | 140951.5 | 878300.5 | 0 | 0 | 0.078884 | 0.012659 | 0 | 0 | 0.0002696 | 4.3265e-05
[9 empty] | 2016-11-22 | 2017 | 16-17 | 0 | 0 | 13015.95 | 13015.95 | 0 | 0 | 38 | 38 | 606385.5 | 123893.5 | 140951.5 | 878300.5 | 0 | 0 | 0.092343 | 0.014819 | 0 | 0 | 0.0002696 | 4.3265e-05
[9 empty] | 2016-11-23 | 2017 | 16-17 | 0 | 0 | 0 | 0 | 0 | 0 | 0 | 0 | 606385.5 | 123893.5 | 140951.5 | 878300.5 | 0 | 0 | 0 | 0 | 0 | 0 | 0 | 0
[9 empty] | 2016-11-24 | 2017 | 16-17 | 0 | 0 | 0 | 0 | 0 | 0 | 0 | 0 | 606385.5 | 123893.5 | 140951.5 | 878300.5 | 0 | 0 | 0 | 0 | 0 | 0 | 0 | 0
[9 empty] | 2016-11-25 | 2017 | 16-17 | 0 | 0 | 0 | 0 | 0 | 0 | 0 | 0 | 606385.5 | 123893.5 | 140951.5 | 878300.5 | 0 | 0 | 0 | 0 | 0 | 0 | 0 | 0
[9 empty] | 2016-11-26 | 2017 | 16-17 | 0 | 0 | 0 | 0 | 0 | 0 | 0 | 0 | 606385.5 | 123893.5 | 140951.5 | 878300.5 | 0 | 0 | 0 | 0 | 0 | 0 | 0 | 0
[9 empty] | 2016-11-27 | 2017 | 16-17 | 0 | 0 | 0 | 0 | 0 | 0 | 0 | 0 | 606385.5 | 123893.5 | 140951.5 | 878300.5 | 0 | 0 | 0 | 0 | 0 | 0 | 0 | 0
[9 empty] | 2016-11-28 | 2017 | 16-17 | 0 | 0 | 0 | 0 | 0 | 0 | 0 | 0 | 606385.5 | 123893.5 | 140951.5 | 878300.5 | 0 | 0 | 0 | 0 | 0 | 0 | 0 | 0
[9 empty] | 2016-11-29 | 2017 | 16-17 | 0 | 0 | 0 | 0 | 0 | 0 | 0 | 0 | 606385.5 | 123893.5 | 140951.5 | 878300.5 | 0 | 0 | 0 | 0 | 0 | 0 | 0 | 0
[9 empty] | 2016-11-30 | 2017 | 16-17 | 0 | 0 | 15249.4 | 15249.4 | 0 | 0 | 38 | 38 | 606385.5 | 123893.5 | 140951.5 | 878300.5 | 0 | 0 | 0.10819 | 0.017362 | 0 | 0 | 0.0002696 | 4.3265e-05
[9 empty] | 2016-12-01 | 2017 | 16-17 | 0 | 0 | 0 | 0 | 0 | 0 | 0 | 0 | 606385.5 | 123893.5 | 140951.5 | 878300.5 | 0 | 0 | 0 | 0 | 0 | 0 | 0 | 0
[9 empty] | 2016-12-02 | 2017 | 16-17 | 0 | 0 | 0 | 0 | 0 | 0 | 0 | 0 | 606385.5 | 123893.5 | 140951.5 | 878300.5 | 0 | 0 | 0 | 0 | 0 | 0 | 0 | 0
[9 empty] | 2016-12-03 | 2017 | 16-17 | 0 | 0 | 0 | 0 | 0 | 0 | 0 | 0 | 606385.5 | 123893.5 | 140951.5 | 878300.5 | 0 | 0 | 0 | 0 | 0 | 0 | 0 | 0
[9 empty] | 2016-12-04 | 2017 | 16-17 | 0 | 0 | 14175.14 | 14175.14 | 0 | 0 | 0 | 0 | 606385.5 | 123893.5 | 140951.5 | 878300.5 | 0 | 0 | 0.10057 | 0.016139 | 0 | 0 | 0 | 0
[9 empty] | 2016-12-05 | 2017 | 16-17 | 0 | 0 | 0 | 0 | 0 | 0 | 0 | 0 | 606385.5 | 123893.5 | 140951.5 | 878300.5 | 0 | 0 | 0 | 0 | 0 | 0 | 0 | 0
[9 empty] | 2016-12-06 | 2017 | 16-17 | 0 | 0 | 290.7 | 290.7 | 0 | 0 | 17 | 17 | 606385.5 | 123893.5 | 140951.5 | 878300.5 | 0 | 0 | 0.0020624 | 0.00033098 | 0 | 0 | 0.00012061 | 1.9356e-05
[9 empty] | 2016-12-07 | 2017 | 16-17 | 0 | 0 | 0 | 0 | 0 | 0 | 0 | 0 | 606385.5 | 123893.5 | 140951.5 | 878300.5 | 0 | 0 | 0 | 0 | 0 | 0 | 0 | 0
[9 empty] | 2016-12-08 | 2017 | 16-17 | 0 | 0 | 0 | 0 | 0 | 0 | 0 | 0 | 606385.5 | 123893.5 | 140951.5 | 878300.5 | 0 | 0 | 0 | 0 | 0 | 0 | 0 | 0
[9 empty] | 2016-12-09 | 2017 | 16-17 | 0 | 0 | 0 | 0 | 0 | 0 | 0 | 0 | 606385.5 | 123893.5 | 140951.5 | 878300.5 | 0 | 0 | 0 | 0 | 0 | 0 | 0 | 0
[9 empty] | 2016-12-10 | 2017 | 16-17 | 0 | 0 | 0 | 0 | 0 | 0 | 0 | 0 | 606385.5 | 123893.5 | 140951.5 | 878300.5 | 0 | 0 | 0 | 0 | 0 | 0 | 0 | 0
[9 empty] | 2016-12-11 | 2017 | 16-17 | 0 | 0 | 0 | 0 | 0 | 0 | 0 | 0 | 606385.5 | 123893.5 | 140951.5 | 878300.5 | 0 | 0 | 0 | 0 | 0 | 0 | 0 | 0
[9 empty] | 2016-12-12 | 2017 | 16-17 | 0 | 0 | 0 | 0 | 0 | 0 | 0 | 0 | 606385.5 | 123893.5 | 140951.5 | 878300.5 | 0 | 0 | 0 | 0 | 0 | 0 | 0 | 0
[9 empty] | 2016-12-13 | 2017 | 16-17 | 0 | 0 | 0 | 0 | 0 | 0 | 0 | 0 | 606385.5 | 123893.5 | 140951.5 | 878300.5 | 0 | 0 | 0 | 0 | 0 | 0 | 0 | 0
[9 empty] | 2016-12-14 | 2017 | 16-17 | 0 | 0 | 0 | 0 | 0 | 0 | 0 | 0 | 606385.5 | 123893.5 | 140951.5 | 878300.5 | 0 | 0 | 0 | 0 | 0 | 0 | 0 | 0
[9 empty] | 2016-12-15 | 2017 | 16-17 | 42525.6 | 0 | 0 | 42525.6 | 282 | 0 | 0 | 282 | 606385.5 | 123893.5 | 140951.5 | 878300.5 | 0.07013 | 0 | 0 | 0.048418 | 0.00046505 | 0 | 0 | 0.00032107
[9 empty] | 2016-12-16 | 2017 | 16-17 | 0 | 0 | 0 | 0 | 0 | 0 | 0 | 0 | 606385.5 | 123893.5 | 140951.5 | 878300.5 | 0 | 0 | 0 | 0 | 0 | 0 | 0 | 0
[9 empty] | 2016-12-17 | 2017 | 16-17 | 0 | 0 | 0 | 0 | 0 | 0 | 0 | 0 | 606385.5 | 123893.5 | 140951.5 | 878300.5 | 0 | 0 | 0 | 0 | 0 | 0 | 0 | 0
[9 empty] | 2016-12-18 | 2017 | 16-17 | 0 | 0 | 0 | 0 | 0 | 0 | 0 | 0 | 606385.5 | 123893.5 | 140951.5 | 878300.5 | 0 | 0 | 0 | 0 | 0 | 0 | 0 | 0
[9 empty] | 2016-12-19 | 2017 | 16-17 | 0 | 0 | 0 | 0 | 0 | 0 | 0 | 0 | 606385.5 | 123893.5 | 140951.5 | 878300.5 | 0 | 0 | 0 | 0 | 0 | 0 | 0 | 0
[9 empty] | 2016-12-20 | 2017 | 16-17 | 22448.3968 | 0 | 0 | 22448.3968 | 418 | 0 | 0 | 418 | 606385.5 | 123893.5 | 140951.5 | 878300.5 | 0.03702 | 0 | 0 | 0.025559 | 0.00068933 | 0 | 0 | 0.00047592
[9 empty] | 2016-12-21 | 2017 | 16-17 | 0 | 0 | 0 | 0 | 0 | 0 | 0 | 0 | 606385.5 | 123893.5 | 140951.5 | 878300.5 | 0 | 0 | 0 | 0 | 0 | 0 | 0 | 0
[9 empty] | 2016-12-22 | 2017 | 16-17 | 0 | 0 | 0 | 0 | 0 | 0 | 0 | 0 | 606385.5 | 123893.5 | 140951.5 | 878300.5 | 0 | 0 | 0 | 0 | 0 | 0 | 0 | 0
[9 empty] | 2016-12-23 | 2017 |  | 0 | 3780 | 28425.9 | 32205.9 | 0 | 40 | 32 | 72 | 606385.5 | 123893.5 | 140951.5 | 878300.5 | 0 | 0.03051 | 0.20167 | 0.036668 | 0 | 0.00032286 | 0.00022703 | 8.1976e-05
[9 empty] | 2016-12-24 | 2017 | 16-17 | 0 | 0 | 0 | 0 | 0 | 0 | 0 | 0 | 606385.5 | 123893.5 | 140951.5 | 878300.5 | 0 | 0 | 0 | 0 | 0 | 0 | 0 | 0
[9 empty] | 2016-12-25 | 2017 | 16-17 | 0 | 0 | 0 | 0 | 0 | 0 | 0 | 0 | 606385.5 | 123893.5 | 140951.5 | 878300.5 | 0 | 0 | 0 | 0 | 0 | 0 | 0 | 0
[9 empty] | 2016-12-26 | 2017 | 16-17 | 0 | 0 | 0 | 0 | 0 | 0 | 0 | 0 | 606385.5 | 123893.5 | 140951.5 | 878300.5 | 0 | 0 | 0 | 0 | 0 | 0 | 0 | 0
[9 empty] | 2016-12-27 | 2017 |  | 275968.3152 | 0 | 0 | 275968.3152 | 498 | 0 | 0 | 498 | 606385.5 | 123893.5 | 140951.5 | 878300.5 | 0.4551 | 0 | 0 | 0.31421 | 0.00082126 | 0 | 0 | 0.000567
[9 empty] | 2016-12-28 | 2017 |  | 860685.75 | 0 | 115598.8778 | 976284.6278 | 920 | 0 | 261 | 1181 | 606385.5 | 123893.5 | 140951.5 | 878300.5 | 1.4194 | 0 | 0.82013 | 1.1116 | 0.0015172 | 0 | 0.0018517 | 0.0013446
[9 empty] | 2016-12-29 | 2017 | 16-17 | 0 | 0 | 293385.8 | 293385.8 | 0 | 0 | 135 | 135 | 606385.5 | 123893.5 | 140951.5 | 878300.5 | 0 | 0 | 2.0815 | 0.33404 | 0 | 0 | 0.00095778 | 0.00015371
[9 empty] | 2016-12-30 | 2017 | 16-17 | 0 | 0 | 0 | 0 | 0 | 0 | 0 | 0 | 606385.5 | 123893.5 | 140951.5 | 878300.5 | 0 | 0 | 0 | 0 | 0 | 0 | 0 | 0
[9 empty] | 2016-12-31 | 2017 | 16-17 | 0 | 0 | 0 | 0 | 0 | 0 | 0 | 0 | 606385.5 | 123893.5 | 140951.5 | 878300.5 | 0 | 0 | 0 | 0 | 0 | 0 | 0 | 0
[9 empty] | 2017-01-01 | 2017 | 16-17 | 0 | 0 | 0 | 0 | 0 | 0 | 0 | 0 | 606385.5 | 123893.5 | 140951.5 | 878300.5 | 0 | 0 | 0 | 0 | 0 | 0 | 0 | 0
[9 empty] | 2017-01-02 | 2017 | 16-17 | 0 | 0 | 0 | 0 | 0 | 0 | 0 | 0 | 606385.5 | 123893.5 | 140951.5 | 878300.5 | 0 | 0 | 0 | 0 | 0 | 0 | 0 | 0
[9 empty] | 2017-01-03 | 2017 | 16-17 | 0 | 0 | 0 | 0 | 0 | 0 | 0 | 0 | 606385.5 | 123893.5 | 140951.5 | 878300.5 | 0 | 0 | 0 | 0 | 0 | 0 | 0 | 0
[9 empty] | 2017-01-04 | 2017 | 16-17 | 0 | 0 | 0 | 0 | 0 | 0 | 0 | 0 | 606385.5 | 123893.5 | 140951.5 | 878300.5 | 0 | 0 | 0 | 0 | 0 | 0 | 0 | 0
[9 empty] | 2017-01-05 | 2017 | 16-17 | 0 | 0 | 0 | 0 | 0 | 0 | 0 | 0 | 606385.5 | 123893.5 | 140951.5 | 878300.5 | 0 | 0 | 0 | 0 | 0 | 0 | 0 | 0
[9 empty] | 2017-01-06 | 2017 | 16-17 | 0 | 0 | 0 | 0 | 0 | 0 | 0 | 0 | 606385.5 | 123893.5 | 140951.5 | 878300.5 | 0 | 0 | 0 | 0 | 0 | 0 | 0 | 0
[9 empty] | 2017-01-07 | 2017 | 16-17 | 0 | 0 | 38447.45 | 38447.45 | 0 | 0 | 34 | 34 | 606385.5 | 123893.5 | 140951.5 | 878300.5 | 0 | 0 | 0.27277 | 0.043775 | 0 | 0 | 0.00024122 | 3.8711e-05
[9 empty] | 2017-01-08 | 2017 | 16-17 | 0 | 0 | 30815.15 | 30815.15 | 0 | 0 | 34 | 34 | 606385.5 | 123893.5 | 140951.5 | 878300.5 | 0 | 0 | 0.21862 | 0.035085 | 0 | 0 | 0.00024122 | 3.8711e-05
[9 empty] | 2017-01-09 | 2017 | 16-17 | 0 | 0 | 0 | 0 | 0 | 0 | 0 | 0 | 606385.5 | 123893.5 | 140951.5 | 878300.5 | 0 | 0 | 0 | 0 | 0 | 0 | 0 | 0
[9 empty] | 2017-01-10 | 2017 | 16-17 | 0 | 0 | 0 | 0 | 0 | 0 | 0 | 0 | 606385.5 | 123893.5 | 140951.5 | 878300.5 | 0 | 0 | 0 | 0 | 0 | 0 | 0 | 0
[9 empty] | 2017-01-11 | 2017 | 16-17 | 0 | 0 | 0 | 0 | 0 | 0 | 0 | 0 | 606385.5 | 123893.5 | 140951.5 | 878300.5 | 0 | 0 | 0 | 0 | 0 | 0 | 0 | 0
[9 empty] | 2017-01-12 | 2017 | 16-17 | 0 | 0 | 0 | 0 | 0 | 0 | 0 | 0 | 606385.5 | 123893.5 | 140951.5 | 878300.5 | 0 | 0 | 0 | 0 | 0 | 0 | 0 | 0
[9 empty] | 2017-01-13 | 2017 | 16-17 | 0 | 0 | 0 | 0 | 0 | 0 | 0 | 0 | 606385.5 | 123893.5 | 140951.5 | 878300.5 | 0 | 0 | 0 | 0 | 0 | 0 | 0 | 0
[9 empty] | 2017-01-14 | 2017 | 16-17 | 0 | 0 | 0 | 0 | 0 | 0 | 0 | 0 | 606385.5 | 123893.5 | 140951.5 | 878300.5 | 0 | 0 | 0 | 0 | 0 | 0 | 0 | 0
[9 empty] | 2017-01-15 | 2017 | 16-17 | 0 | 0 | 0 | 0 | 0 | 0 | 0 | 0 | 606385.5 | 123893.5 | 140951.5 | 878300.5 | 0 | 0 | 0 | 0 | 0 | 0 | 0 | 0
[9 empty] | 2017-01-16 | 2017 | 16-17 | 0 | 0 | 0 | 0 | 0 | 0 | 0 | 0 | 606385.5 | 123893.5 | 140951.5 | 878300.5 | 0 | 0 | 0 | 0 | 0 | 0 | 0 | 0
[9 empty] | 2017-01-17 | 2017 | 16-17 | 0 | 0 | 0 | 0 | 0 | 0 | 0 | 0 | 606385.5 | 123893.5 | 140951.5 | 878300.5 | 0 | 0 | 0 | 0 | 0 | 0 | 0 | 0
[9 empty] | 2017-01-18 | 2017 | 16-17 | 0 | 0 | 0 | 0 | 0 | 0 | 0 | 0 | 606385.5 | 123893.5 | 140951.5 | 878300.5 | 0 | 0 | 0 | 0 | 0 | 0 | 0 | 0
[9 empty] | 2017-01-19 | 2017 |  | 0 | 0 | 111343.1888 | 111343.1888 | 0 | 0 | 265 | 265 | 606385.5 | 123893.5 | 140951.5 | 878300.5 | 0 | 0 | 0.78994 | 0.12677 | 0 | 0 | 0.0018801 | 0.00030172
[9 empty] | 2017-01-20 | 2017 | 16-17 | 0 | 0 | 8332.45 | 8332.45 | 0 | 0 | 49 | 49 | 606385.5 | 123893.5 | 140951.5 | 878300.5 | 0 | 0 | 0.059116 | 0.009487 | 0 | 0 | 0.00034764 | 5.579e-05
[9 empty] | 2017-01-21 | 2017 | 16-17 | 0 | 236.88 | 0 | 236.88 | 0 | 0 | 0 | 0 | 606385.5 | 123893.5 | 140951.5 | 878300.5 | 0 | 0.001912 | 0 | 0.0002697 | 0 | 0 | 0 | 0
[9 empty] | 2017-01-22 | 2017 | 16-17 | 0 | 0 | 0 | 0 | 0 | 0 | 0 | 0 | 606385.5 | 123893.5 | 140951.5 | 878300.5 | 0 | 0 | 0 | 0 | 0 | 0 | 0 | 0
[9 empty] | 2017-01-23 | 2017 | 16-17 | 0 | 0 | 0 | 0 | 0 | 0 | 0 | 0 | 606385.5 | 123893.5 | 140951.5 | 878300.5 | 0 | 0 | 0 | 0 | 0 | 0 | 0 | 0
[9 empty] | 2017-01-24 | 2017 | 16-17 | 0 | 0 | 0 | 0 | 0 | 0 | 0 | 0 | 606385.5 | 123893.5 | 140951.5 | 878300.5 | 0 | 0 | 0 | 0 | 0 | 0 | 0 | 0
[9 empty] | 2017-01-25 | 2017 | 16-17 | 0 | 0 | 0 | 0 | 0 | 0 | 0 | 0 | 606385.5 | 123893.5 | 140951.5 | 878300.5 | 0 | 0 | 0 | 0 | 0 | 0 | 0 | 0
[9 empty] | 2017-01-26 | 2017 | 16-17 | 0 | 0 | 0 | 0 | 0 | 0 | 0 | 0 | 606385.5 | 123893.5 | 140951.5 | 878300.5 | 0 | 0 | 0 | 0 | 0 | 0 | 0 | 0
[9 empty] | 2017-01-27 | 2017 | 16-17 | 0 | 0 | 0 | 0 | 0 | 0 | 0 | 0 | 606385.5 | 123893.5 | 140951.5 | 878300.5 | 0 | 0 | 0 | 0 | 0 | 0 | 0 | 0
[9 empty] | 2017-01-28 | 2017 | 16-17 | 0 | 0 | 0 | 0 | 0 | 0 | 0 | 0 | 606385.5 | 123893.5 | 140951.5 | 878300.5 | 0 | 0 | 0 | 0 | 0 | 0 | 0 | 0
[9 empty] | 2017-01-29 | 2017 | 16-17 | 0 | 0 | 0 | 0 | 0 | 0 | 0 | 0 | 606385.5 | 123893.5 | 140951.5 | 878300.5 | 0 | 0 | 0 | 0 | 0 | 0 | 0 | 0
[9 empty] | 2017-01-30 | 2017 | 16-17 | 0 | 0 | 0 | 0 | 0 | 0 | 0 | 0 | 606385.5 | 123893.5 | 140951.5 | 878300.5 | 0 | 0 | 0 | 0 | 0 | 0 | 0 | 0
[9 empty] | 2017-01-31 | 2017 | 16-17 | 0 | 0 | 0 | 0 | 0 | 0 | 0 | 0 | 606385.5 | 123893.5 | 140951.5 | 878300.5 | 0 | 0 | 0 | 0 | 0 | 0 | 0 | 0
[9 empty] | 2017-02-01 | 2017 | 16-17 | 0 | 0 | 0 | 0 | 0 | 0 | 0 | 0 | 606385.5 | 123893.5 | 140951.5 | 878300.5 | 0 | 0 | 0 | 0 | 0 | 0 | 0 | 0
[9 empty] | 2017-02-02 | 2017 | 16-17 | 0 | 0 | 0 | 0 | 0 | 0 | 0 | 0 | 606385.5 | 123893.5 | 140951.5 | 878300.5 | 0 | 0 | 0 | 0 | 0 | 0 | 0 | 0
[9 empty] | 2017-02-03 | 2017 | 16-17 | 0 | 0 | 0 | 0 | 0 | 0 | 0 | 0 | 606385.5 | 123893.5 | 140951.5 | 878300.5 | 0 | 0 | 0 | 0 | 0 | 0 | 0 | 0
[9 empty] | 2017-02-04 | 2017 | 16-17 | 0 | 0 | 0 | 0 | 0 | 0 | 0 | 0 | 606385.5 | 123893.5 | 140951.5 | 878300.5 | 0 | 0 | 0 | 0 | 0 | 0 | 0 | 0
[9 empty] | 2017-02-05 | 2017 | 16-17 | 0 | 0 | 0 | 0 | 0 | 0 | 0 | 0 | 606385.5 | 123893.5 | 140951.5 | 878300.5 | 0 | 0 | 0 | 0 | 0 | 0 | 0 | 0
[9 empty] | 2017-02-06 | 2017 | 16-17 | 0 | 0 | 0 | 0 | 0 | 0 | 0 | 0 | 606385.5 | 123893.5 | 140951.5 | 878300.5 | 0 | 0 | 0 | 0 | 0 | 0 | 0 | 0
[9 empty] | 2017-02-07 | 2017 | 16-17 | 0 | 0 | 0 | 0 | 0 | 0 | 0 | 0 | 606385.5 | 123893.5 | 140951.5 | 878300.5 | 0 | 0 | 0 | 0 | 0 | 0 | 0 | 0
[9 empty] | 2017-02-08 | 2017 | 16-17 | 0 | 0 | 0 | 0 | 0 | 0 | 0 | 0 | 606385.5 | 123893.5 | 140951.5 | 878300.5 | 0 | 0 | 0 | 0 | 0 | 0 | 0 | 0
[9 empty] | 2017-02-09 | 2017 | 16-17 | 0 | 0 | 0 | 0 | 0 | 0 | 0 | 0 | 606385.5 | 123893.5 | 140951.5 | 878300.5 | 0 | 0 | 0 | 0 | 0 | 0 | 0 | 0
[9 empty] | 2017-02-10 | 2017 | 16-17 | 0 | 0 | 0 | 0 | 0 | 0 | 0 | 0 | 606385.5 | 123893.5 | 140951.5 | 878300.5 | 0 | 0 | 0 | 0 | 0 | 0 | 0 | 0
[9 empty] | 2017-02-11 | 2017 | 16-17 | 0 | 0 | 0 | 0 | 0 | 0 | 0 | 0 | 606385.5 | 123893.5 | 140951.5 | 878300.5 | 0 | 0 | 0 | 0 | 0 | 0 | 0 | 0
[9 empty] | 2017-02-12 | 2017 | 16-17 | 0 | 0 | 0 | 0 | 0 | 0 | 0 | 0 | 606385.5 | 123893.5 | 140951.5 | 878300.5 | 0 | 0 | 0 | 0 | 0 | 0 | 0 | 0
[9 empty] | 2017-02-13 | 2017 | 16-17 | 0 | 0 | 0 | 0 | 0 | 0 | 0 | 0 | 606385.5 | 123893.5 | 140951.5 | 878300.5 | 0 | 0 | 0 | 0 | 0 | 0 | 0 | 0
[9 empty] | 2017-02-14 | 2017 | 16-17 | 0 | 0 | 0 | 0 | 0 | 0 | 0 | 0 | 606385.5 | 123893.5 | 140951.5 | 878300.5 | 0 | 0 | 0 | 0 | 0 | 0 | 0 | 0
[9 empty] | 2017-02-15 | 2017 | 16-17 | 0 | 0 | 0 | 0 | 0 | 0 | 0 | 0 | 606385.5 | 123893.5 | 140951.5 | 878300.5 | 0 | 0 | 0 | 0 | 0 | 0 | 0 | 0
[9 empty] | 2017-02-16 | 2017 | 16-17 | 0 | 0 | 0 | 0 | 0 | 0 | 0 | 0 | 606385.5 | 123893.5 | 140951.5 | 878300.5 | 0 | 0 | 0 | 0 | 0 | 0 | 0 | 0
[9 empty] | 2017-02-17 | 2017 | 16-17 | 0 | 0 | 0 | 0 | 0 | 0 | 0 | 0 | 606385.5 | 123893.5 | 140951.5 | 878300.5 | 0 | 0 | 0 | 0 | 0 | 0 | 0 | 0
[9 empty] | 2017-02-18 | 2017 | 16-17 | 0 | 0 | 0 | 0 | 0 | 0 | 0 | 0 | 606385.5 | 123893.5 | 140951.5 | 878300.5 | 0 | 0 | 0 | 0 | 0 | 0 | 0 | 0
[9 empty] | 2017-02-19 | 2017 | 16-17 | 0 | 0 | 0 | 0 | 0 | 0 | 0 | 0 | 606385.5 | 123893.5 | 140951.5 | 878300.5 | 0 | 0 | 0 | 0 | 0 | 0 | 0 | 0
[9 empty] | 2017-02-20 | 2017 | 16-17 | 0 | 0 | 0 | 0 | 0 | 0 | 0 | 0 | 606385.5 | 123893.5 | 140951.5 | 878300.5 | 0 | 0 | 0 | 0 | 0 | 0 | 0 | 0
[9 empty] | 2017-02-21 | 2017 | 16-17 | 0 | 0 | 0 | 0 | 0 | 0 | 0 | 0 | 606385.5 | 123893.5 | 140951.5 | 878300.5 | 0 | 0 | 0 | 0 | 0 | 0 | 0 | 0
[9 empty] | 2017-02-22 | 2017 | 16-17 | 0 | 0 | 0 | 0 | 0 | 0 | 0 | 0 | 606385.5 | 123893.5 | 140951.5 | 878300.5 | 0 | 0 | 0 | 0 | 0 | 0 | 0 | 0
[9 empty] | 2017-02-23 | 2017 | 16-17 | 0 | 0 | 0 | 0 | 0 | 0 | 0 | 0 | 606385.5 | 123893.5 | 140951.5 | 878300.5 | 0 | 0 | 0 | 0 | 0 | 0 | 0 | 0
[9 empty] | 2017-02-24 | 2017 | 16-17 | 0 | 0 | 0 | 0 | 0 | 0 | 0 | 0 | 606385.5 | 123893.5 | 140951.5 | 878300.5 | 0 | 0 | 0 | 0 | 0 | 0 | 0 | 0
[9 empty] | 2017-02-25 | 2017 | 16-17 | 0 | 0 | 0 | 0 | 0 | 0 | 0 | 0 | 606385.5 | 123893.5 | 140951.5 | 878300.5 | 0 | 0 | 0 | 0 | 0 | 0 | 0 | 0
[9 empty] | 2017-02-26 | 2017 | 16-17 | 0 | 0 | 0 | 0 | 0 | 0 | 0 | 0 | 606385.5 | 123893.5 | 140951.5 | 878300.5 | 0 | 0 | 0 | 0 | 0 | 0 | 0 | 0
[9 empty] | 2017-02-27 | 2017 | 16-17 | 0 | 0 | 0 | 0 | 0 | 0 | 0 | 0 | 606385.5 | 123893.5 | 140951.5 | 878300.5 | 0 | 0 | 0 | 0 | 0 | 0 | 0 | 0
[9 empty] | 2017-02-28 | 2017 | 16-17 | 0 | 0 | 0 | 0 | 0 | 0 | 0 | 0 | 606385.5 | 123893.5 | 140951.5 | 878300.5 | 0 | 0 | 0 | 0 | 0 | 0 | 0 | 0
[9 empty] | 2017-03-01 | 2017 | 16-17 | 0 | 0 | 0 | 0 | 0 | 0 | 0 | 0 | 606385.5 | 123893.5 | 140951.5 | 878300.5 | 0 | 0 | 0 | 0 | 0 | 0 | 0 | 0
[9 empty] | 2017-03-02 | 2017 | 16-17 | 0 | 0 | 651390.3 | 651390.3 | 0 | 0 | 2992 | 2992 | 606385.5 | 123893.5 | 140951.5 | 878300.5 | 0 | 0 | 4.6214 | 0.74165 | 0 | 0 | 0.021227 | 0.0034066
[9 empty] | 2017-03-03 | 2017 | 16-17 | 0 | 0 | 0 | 0 | 0 | 0 | 0 | 0 | 606385.5 | 123893.5 | 140951.5 | 878300.5 | 0 | 0 | 0 | 0 | 0 | 0 | 0 | 0
[9 empty] | 2017-03-04 | 2017 | 16-17 | 0 | 0 | 0 | 0 | 0 | 0 | 0 | 0 | 606385.5 | 123893.5 | 140951.5 | 878300.5 | 0 | 0 | 0 | 0 | 0 | 0 | 0 | 0
[9 empty] | 2017-03-05 | 2017 | 16-17 | 0 | 0 | 0 | 0 | 0 | 0 | 0 | 0 | 606385.5 | 123893.5 | 140951.5 | 878300.5 | 0 | 0 | 0 | 0 | 0 | 0 | 0 | 0
[9 empty] | 2017-03-06 | 2017 | 16-17 | 0 | 0 | 0 | 0 | 0 | 0 | 0 | 0 | 606385.5 | 123893.5 | 140951.5 | 878300.5 | 0 | 0 | 0 | 0 | 0 | 0 | 0 | 0
[9 empty] | 2017-03-07 | 2017 | 16-17 | 0 | 0 | 0 | 0 | 0 | 0 | 0 | 0 | 606385.5 | 123893.5 | 140951.5 | 878300.5 | 0 | 0 | 0 | 0 | 0 | 0 | 0 | 0
[9 empty] | 2017-03-08 | 2017 | 16-17 | 0 | 0 | 0 | 0 | 0 | 0 | 0 | 0 | 606385.5 | 123893.5 | 140951.5 | 878300.5 | 0 | 0 | 0 | 0 | 0 | 0 | 0 | 0
[9 empty] | 2017-03-09 | 2017 | 16-17 | 0 | 0 | 0 | 0 | 0 | 0 | 0 | 0 | 606385.5 | 123893.5 | 140951.5 | 878300.5 | 0 | 0 | 0 | 0 | 0 | 0 | 0 | 0
[9 empty] | 2017-03-10 | 2017 | 16-17 | 0 | 0 | 0 | 0 | 0 | 0 | 0 | 0 | 606385.5 | 123893.5 | 140951.5 | 878300.5 | 0 | 0 | 0 | 0 | 0 | 0 | 0 | 0
[9 empty] | 2017-03-11 | 2017 | 16-17 | 0 | 0 | 0 | 0 | 0 | 0 | 0 | 0 | 606385.5 | 123893.5 | 140951.5 | 878300.5 | 0 | 0 | 0 | 0 | 0 | 0 | 0 | 0
[9 empty] | 2017-03-12 | 2017 | 16-17 | 0 | 0 | 0 | 0 | 0 | 0 | 0 | 0 | 606385.5 | 123893.5 | 140951.5 | 878300.5 | 0 | 0 | 0 | 0 | 0 | 0 | 0 | 0
[9 empty] | 2017-03-13 | 2017 | 16-17 | 0 | 0 | 0 | 0 | 0 | 0 | 0 | 0 | 606385.5 | 123893.5 | 140951.5 | 878300.5 | 0 | 0 | 0 | 0 | 0 | 0 | 0 | 0
[9 empty] | 2017-03-14 | 2017 | 16-17 | 0 | 0 | 0 | 0 | 0 | 0 | 0 | 0 | 606385.5 | 123893.5 | 140951.5 | 878300.5 | 0 | 0 | 0 | 0 | 0 | 0 | 0 | 0
[9 empty] | 2017-03-15 | 2017 | 16-17 | 0 | 0 | 0 | 0 | 0 | 0 | 0 | 0 | 606385.5 | 123893.5 | 140951.5 | 878300.5 | 0 | 0 | 0 | 0 | 0 | 0 | 0 | 0
[9 empty] | 2017-03-16 | 2017 | 16-17 | 0 | 0 | 0 | 0 | 0 | 0 | 0 | 0 | 606385.5 | 123893.5 | 140951.5 | 878300.5 | 0 | 0 | 0 | 0 | 0 | 0 | 0 | 0
[9 empty] | 2017-03-17 | 2017 | 16-17 | 0 | 0 | 0 | 0 | 0 | 0 | 0 | 0 | 606385.5 | 123893.5 | 140951.5 | 878300.5 | 0 | 0 | 0 | 0 | 0 | 0 | 0 | 0
[9 empty] | 2017-03-18 | 2017 | 16-17 | 0 | 0 | 0 | 0 | 0 | 0 | 0 | 0 | 606385.5 | 123893.5 | 140951.5 | 878300.5 | 0 | 0 | 0 | 0 | 0 | 0 | 0 | 0
[9 empty] | 2017-03-19 | 2017 | 16-17 | 0 | 0 | 0 | 0 | 0 | 0 | 0 | 0 | 606385.5 | 123893.5 | 140951.5 | 878300.5 | 0 | 0 | 0 | 0 | 0 | 0 | 0 | 0
[9 empty] | 2017-03-20 | 2017 | 16-17 | 0 | 0 | 0 | 0 | 0 | 0 | 0 | 0 | 606385.5 | 123893.5 | 140951.5 | 878300.5 | 0 | 0 | 0 | 0 | 0 | 0 | 0 | 0
[9 empty] | 2017-03-21 | 2017 | 16-17 | 0 | 0 | 0 | 0 | 0 | 0 | 0 | 0 | 606385.5 | 123893.5 | 140951.5 | 878300.5 | 0 | 0 | 0 | 0 | 0 | 0 | 0 | 0
[9 empty] | 2017-03-22 | 2017 | 16-17 | 0 | 0 | 0 | 0 | 0 | 0 | 0 | 0 | 606385.5 | 123893.5 | 140951.5 | 878300.5 | 0 | 0 | 0 | 0 | 0 | 0 | 0 | 0
[9 empty] | 2017-03-23 | 2017 | 16-17 | 0 | 0 | 0 | 0 | 0 | 0 | 0 | 0 | 606385.5 | 123893.5 | 140951.5 | 878300.5 | 0 | 0 | 0 | 0 | 0 | 0 | 0 | 0
[9 empty] | 2017-03-24 | 2017 | 16-17 | 0 | 0 | 0 | 0 | 0 | 0 | 0 | 0 | 606385.5 | 123893.5 | 140951.5 | 878300.5 | 0 | 0 | 0 | 0 | 0 | 0 | 0 | 0
[9 empty] | 2017-03-25 | 2017 | 16-17 | 0 | 0 | 0 | 0 | 0 | 0 | 0 | 0 | 606385.5 | 123893.5 | 140951.5 | 878300.5 | 0 | 0 | 0 | 0 | 0 | 0 | 0 | 0
[9 empty] | 2017-03-26 | 2017 | 16-17 | 0 | 0 | 0 | 0 | 0 | 0 | 0 | 0 | 606385.5 | 123893.5 | 140951.5 | 878300.5 | 0 | 0 | 0 | 0 | 0 | 0 | 0 | 0
[9 empty] | 2017-03-27 | 2017 | 16-17 | 0 | 0 | 0 | 0 | 0 | 0 | 0 | 0 | 606385.5 | 123893.5 | 140951.5 | 878300.5 | 0 | 0 | 0 | 0 | 0 | 0 | 0 | 0
[9 empty] | 2017-03-28 | 2017 | 16-17 | 0 | 0 | 0 | 0 | 0 | 0 | 0 | 0 | 606385.5 | 123893.5 | 140951.5 | 878300.5 | 0 | 0 | 0 | 0 | 0 | 0 | 0 | 0
[9 empty] | 2017-03-29 | 2017 | 16-17 | 0 | 0 | 0 | 0 | 0 | 0 | 0 | 0 | 606385.5 | 123893.5 | 140951.5 | 878300.5 | 0 | 0 | 0 | 0 | 0 | 0 | 0 | 0
[9 empty] | 2017-03-30 | 2017 | 16-17 | 0 | 0 | 0 | 0 | 0 | 0 | 0 | 0 | 606385.5 | 123893.5 | 140951.5 | 878300.5 | 0 | 0 | 0 | 0 | 0 | 0 | 0 | 0
[9 empty] | 2017-03-31 | 2017 | 16-17 | 0 | 0 | 0 | 0 | 0 | 0 | 0 | 0 | 606385.5 | 123893.5 | 140951.5 | 878300.5 | 0 | 0 | 0 | 0 | 0 | 0 | 0 | 0
[9 empty] | 2017-04-01 | 2017 | 16-17 | 0 | 0 | 0 | 0 | 0 | 0 | 0 | 0 | 606385.5 | 123893.5 | 140951.5 | 878300.5 | 0 | 0 | 0 | 0 | 0 | 0 | 0 | 0
[9 empty] | 2017-04-02 | 2017 | 16-17 | 0 | 0 | 0 | 0 | 0 | 0 | 0 | 0 | 606385.5 | 123893.5 | 140951.5 | 878300.5 | 0 | 0 | 0 | 0 | 0 | 0 | 0 | 0
[9 empty] | 2017-04-03 | 2017 | 16-17 | 0 | 0 | 0 | 0 | 0 | 0 | 0 | 0 | 606385.5 | 123893.5 | 140951.5 | 878300.5 | 0 | 0 | 0 | 0 | 0 | 0 | 0 | 0
[9 empty] | 2017-04-04 | 2017 | 16-17 | 0 | 0 | 0 | 0 | 0 | 0 | 0 | 0 | 606385.5 | 123893.5 | 140951.5 | 878300.5 | 0 | 0 | 0 | 0 | 0 | 0 | 0 | 0
[9 empty] | 2017-04-05 | 2017 | 16-17 | 0 | 0 | 0 | 0 | 0 | 0 | 0 | 0 | 606385.5 | 123893.5 | 140951.5 | 878300.5 | 0 | 0 | 0 | 0 | 0 | 0 | 0 | 0
[9 empty] | 2017-04-06 | 2017 | 16-17 | 0 | 0 | 0 | 0 | 0 | 0 | 0 | 0 | 606385.5 | 123893.5 | 140951.5 | 878300.5 | 0 | 0 | 0 | 0 | 0 | 0 | 0 | 0
[9 empty] | 2017-04-07 | 2017 | 16-17 | 0 | 0 | 0 | 0 | 0 | 0 | 0 | 0 | 606385.5 | 123893.5 | 140951.5 | 878300.5 | 0 | 0 | 0 | 0 | 0 | 0 | 0 | 0
[9 empty] | 2017-04-08 | 2017 | 16-17 | 0 | 0 | 0 | 0 | 0 | 0 | 0 | 0 | 606385.5 | 123893.5 | 140951.5 | 878300.5 | 0 | 0 | 0 | 0 | 0 | 0 | 0 | 0
[9 empty] | 2017-04-09 | 2017 | 16-17 | 0 | 0 | 0 | 0 | 0 | 0 | 0 | 0 | 606385.5 | 123893.5 | 140951.5 | 878300.5 | 0 | 0 | 0 | 0 | 0 | 0 | 0 | 0
[9 empty] | 2017-04-10 | 2017 | 16-17 | 0 | 0 | 0 | 0 | 0 | 0 | 0 | 0 | 606385.5 | 123893.5 | 140951.5 | 878300.5 | 0 | 0 | 0 | 0 | 0 | 0 | 0 | 0
[9 empty] | 2017-04-11 | 2017 | 16-17 | 0 | 0 | 0 | 0 | 0 | 0 | 0 | 0 | 606385.5 | 123893.5 | 140951.5 | 878300.5 | 0 | 0 | 0 | 0 | 0 | 0 | 0 | 0
[9 empty] | 2017-04-12 | 2017 | 16-17 | 0 | 0 | 0 | 0 | 0 | 0 | 0 | 0 | 606385.5 | 123893.5 | 140951.5 | 878300.5 | 0 | 0 | 0 | 0 | 0 | 0 | 0 | 0
[9 empty] | 2017-04-13 | 2017 | 16-17 | 0 | 0 | 0 | 0 | 0 | 0 | 0 | 0 | 606385.5 | 123893.5 | 140951.5 | 878300.5 | 0 | 0 | 0 | 0 | 0 | 0 | 0 | 0
[9 empty] | 2017-04-14 | 2017 | 16-17 | 0 | 0 | 0 | 0 | 0 | 0 | 0 | 0 | 606385.5 | 123893.5 | 140951.5 | 878300.5 | 0 | 0 | 0 | 0 | 0 | 0 | 0 | 0
[9 empty] | 2017-04-15 | 2017 | 16-17 | 0 | 0 | 0 | 0 | 0 | 0 | 0 | 0 | 606385.5 | 123893.5 | 140951.5 | 878300.5 | 0 | 0 | 0 | 0 | 0 | 0 | 0 | 0
[9 empty] | 2017-04-16 | 2017 | 16-17 | 0 | 0 | 0 | 0 | 0 | 0 | 0 | 0 | 606385.5 | 123893.5 | 140951.5 | 878300.5 | 0 | 0 | 0 | 0 | 0 | 0 | 0 | 0
[9 empty] | 2017-04-17 | 2017 | 16-17 | 0 | 0 | 0 | 0 | 0 | 0 | 0 | 0 | 606385.5 | 123893.5 | 140951.5 | 878300.5 | 0 | 0 | 0 | 0 | 0 | 0 | 0 | 0
[9 empty] | 2017-04-18 | 2017 | 16-17 | 0 | 0 | 0 | 0 | 0 | 0 | 0 | 0 | 606385.5 | 123893.5 | 140951.5 | 878300.5 | 0 | 0 | 0 | 0 | 0 | 0 | 0 | 0
[9 empty] | 2017-04-19 | 2017 | 16-17 | 0 | 0 | 0 | 0 | 0 | 0 | 0 | 0 | 606385.5 | 123893.5 | 140951.5 | 878300.5 | 0 | 0 | 0 | 0 | 0 | 0 | 0 | 0
[9 empty] | 2017-04-20 | 2017 | 16-17 | 0 | 0 | 0 | 0 | 0 | 0 | 0 | 0 | 606385.5 | 123893.5 | 140951.5 | 878300.5 | 0 | 0 | 0 | 0 | 0 | 0 | 0 | 0
[9 empty] | 2017-04-21 | 2017 | 16-17 | 0 | 0 | 0 | 0 | 0 | 0 | 0 | 0 | 606385.5 | 123893.5 | 140951.5 | 878300.5 | 0 | 0 | 0 | 0 | 0 | 0 | 0 | 0
[9 empty] | 2017-04-22 | 2017 | 16-17 | 0 | 0 | 0 | 0 | 0 | 0 | 0 | 0 | 606385.5 | 123893.5 | 140951.5 | 878300.5 | 0 | 0 | 0 | 0 | 0 | 0 | 0 | 0
[9 empty] | 2017-04-23 | 2017 | 16-17 | 0 | 0 | 0 | 0 | 0 | 0 | 0 | 0 | 606385.5 | 123893.5 | 140951.5 | 878300.5 | 0 | 0 | 0 | 0 | 0 | 0 | 0 | 0
[9 empty] | 2017-04-24 | 2017 | 16-17 | 0 | 0 | 0 | 0 | 0 | 0 | 0 | 0 | 606385.5 | 123893.5 | 140951.5 | 878300.5 | 0 | 0 | 0 | 0 | 0 | 0 | 0 | 0
[9 empty] | 2017-04-25 | 2017 | 16-17 | 0 | 0 | 0 | 0 | 0 | 0 | 0 | 0 | 606385.5 | 123893.5 | 140951.5 | 878300.5 | 0 | 0 | 0 | 0 | 0 | 0 | 0 | 0
[9 empty] | 2017-04-26 | 2017 | 16-17 | 0 | 0 | 0 | 0 | 0 | 0 | 0 | 0 | 606385.5 | 123893.5 | 140951.5 | 878300.5 | 0 | 0 | 0 | 0 | 0 | 0 | 0 | 0
[9 empty] | 2017-04-27 | 2017 | 16-17 | 0 | 201.6 | 0 | 201.6 | 0 | 0 | 0 | 0 | 606385.5 | 123893.5 | 140951.5 | 878300.5 | 0 | 0.0016272 | 0 | 0.00022953 | 0 | 0 | 0 | 0
[9 empty] | 2017-04-28 | 2017 | 16-17 | 0 | 0 | 0 | 0 | 0 | 0 | 0 | 0 | 606385.5 | 123893.5 | 140951.5 | 878300.5 | 0 | 0 | 0 | 0 | 0 | 0 | 0 | 0
[9 empty] | 2017-04-29 | 2017 | 16-17 | 0 | 0 | 0 | 0 | 0 | 0 | 0 | 0 | 606385.5 | 123893.5 | 140951.5 | 878300.5 | 0 | 0 | 0 | 0 | 0 | 0 | 0 | 0
[9 empty] | 2017-04-30 | 2017 | 16-17 | 0 | 0 | 0 | 0 | 0 | 0 | 0 | 0 | 606385.5 | 123893.5 | 140951.5 | 878300.5 | 0 | 0 | 0 | 0 | 0 | 0 | 0 | 0
[9 empty] | 2017-05-01 | 2017 | 16-17 | 0 | 0 | 0 | 0 | 0 | 0 | 0 | 0 | 606385.5 | 123893.5 | 140951.5 | 878300.5 | 0 | 0 | 0 | 0 | 0 | 0 | 0 | 0
[9 empty] | 2017-05-02 | 2017 | 16-17 | 0 | 0 | 0 | 0 | 0 | 0 | 0 | 0 | 606385.5 | 123893.5 | 140951.5 | 878300.5 | 0 | 0 | 0 | 0 | 0 | 0 | 0 | 0
[9 empty] | 2017-05-03 | 2017 | 16-17 | 0 | 0 | 0 | 0 | 0 | 0 | 0 | 0 | 606385.5 | 123893.5 | 140951.5 | 878300.5 | 0 | 0 | 0 | 0 | 0 | 0 | 0 | 0
[9 empty] | 2017-05-04 | 2017 | 16-17 | 0 | 0 | 0 | 0 | 0 | 0 | 0 | 0 | 606385.5 | 123893.5 | 140951.5 | 878300.5 | 0 | 0 | 0 | 0 | 0 | 0 | 0 | 0
[9 empty] | 2017-05-05 | 2017 | 16-17 | 0 | 0 | 0 | 0 | 0 | 0 | 0 | 0 | 606385.5 | 123893.5 | 140951.5 | 878300.5 | 0 | 0 | 0 | 0 | 0 | 0 | 0 | 0
[9 empty] | 2017-05-06 | 2017 | 16-17 | 0 | 0 | 0 | 0 | 0 | 0 | 0 | 0 | 606385.5 | 123893.5 | 140951.5 | 878300.5 | 0 | 0 | 0 | 0 | 0 | 0 | 0 | 0
[9 empty] | 2017-05-07 | 2017 | 16-17 | 0 | 0 | 0 | 0 | 0 | 0 | 0 | 0 | 606385.5 | 123893.5 | 140951.5 | 878300.5 | 0 | 0 | 0 | 0 | 0 | 0 | 0 | 0
[9 empty] | 2017-05-08 | 2017 | 16-17 | 0 | 0 | 0 | 0 | 0 | 0 | 0 | 0 | 606385.5 | 123893.5 | 140951.5 | 878300.5 | 0 | 0 | 0 | 0 | 0 | 0 | 0 | 0
[9 empty] | 2017-05-09 | 2017 | 16-17 | 0 | 0 | 0 | 0 | 0 | 0 | 0 | 0 | 606385.5 | 123893.5 | 140951.5 | 878300.5 | 0 | 0 | 0 | 0 | 0 | 0 | 0 | 0
[9 empty] | 2017-05-10 | 2017 | 16-17 | 0 | 0 | 0 | 0 | 0 | 0 | 0 | 0 | 606385.5 | 123893.5 | 140951.5 | 878300.5 | 0 | 0 | 0 | 0 | 0 | 0 | 0 | 0
[9 empty] | 2017-05-11 | 2017 | 16-17 | 0 | 0 | 0 | 0 | 0 | 0 | 0 | 0 | 606385.5 | 123893.5 | 140951.5 | 878300.5 | 0 | 0 | 0 | 0 | 0 | 0 | 0 | 0
[9 empty] | 2017-05-12 | 2017 | 16-17 | 0 | 0 | 0 | 0 | 0 | 0 | 0 | 0 | 606385.5 | 123893.5 | 140951.5 | 878300.5 | 0 | 0 | 0 | 0 | 0 | 0 | 0 | 0
[9 empty] | 2017-05-13 | 2017 | 16-17 | 0 | 0 | 0 | 0 | 0 | 0 | 0 | 0 | 606385.5 | 123893.5 | 140951.5 | 878300.5 | 0 | 0 | 0 | 0 | 0 | 0 | 0 | 0
[9 empty] | 2017-05-14 | 2017 | 16-17 | 0 | 0 | 0 | 0 | 0 | 0 | 0 | 0 | 606385.5 | 123893.5 | 140951.5 | 878300.5 | 0 | 0 | 0 | 0 | 0 | 0 | 0 | 0
[9 empty] | 2017-05-15 | 2017 | 16-17 | 0 | 0 | 0 | 0 | 0 | 0 | 0 | 0 | 606385.5 | 123893.5 | 140951.5 | 878300.5 | 0 | 0 | 0 | 0 | 0 | 0 | 0 | 0
[9 empty] | 2017-05-16 | 2017 | 16-17 | 0 | 0 | 0 | 0 | 0 | 0 | 0 | 0 | 606385.5 | 123893.5 | 140951.5 | 878300.5 | 0 | 0 | 0 | 0 | 0 | 0 | 0 | 0
[9 empty] | 2017-05-17 | 2017 | 16-17 | 0 | 0 | 0 | 0 | 0 | 0 | 0 | 0 | 606385.5 | 123893.5 | 140951.5 | 878300.5 | 0 | 0 | 0 | 0 | 0 | 0 | 0 | 0
[9 empty] | 2017-05-18 | 2017 | 16-17 | 0 | 0 | 0 | 0 | 0 | 0 | 0 | 0 | 606385.5 | 123893.5 | 140951.5 | 878300.5 | 0 | 0 | 0 | 0 | 0 | 0 | 0 | 0
[9 empty] | 2017-05-19 | 2017 | 16-17 | 0 | 0 | 0 | 0 | 0 | 0 | 0 | 0 | 606385.5 | 123893.5 | 140951.5 | 878300.5 | 0 | 0 | 0 | 0 | 0 | 0 | 0 | 0
[9 empty] | 2017-05-20 | 2017 | 16-17 | 0 | 0 | 0 | 0 | 0 | 0 | 0 | 0 | 606385.5 | 123893.5 | 140951.5 | 878300.5 | 0 | 0 | 0 | 0 | 0 | 0 | 0 | 0
[9 empty] | 2017-05-21 | 2017 | 16-17 | 0 | 0 | 0 | 0 | 0 | 0 | 0 | 0 | 606385.5 | 123893.5 | 140951.5 | 878300.5 | 0 | 0 | 0 | 0 | 0 | 0 | 0 | 0
[9 empty] | 2017-05-22 | 2017 | 16-17 | 0 | 0 | 0 | 0 | 0 | 0 | 0 | 0 | 606385.5 | 123893.5 | 140951.5 | 878300.5 | 0 | 0 | 0 | 0 | 0 | 0 | 0 | 0
[9 empty] | 2017-05-23 | 2017 | 16-17 | 0 | 0 | 0 | 0 | 0 | 0 | 0 | 0 | 606385.5 | 123893.5 | 140951.5 | 878300.5 | 0 | 0 | 0 | 0 | 0 | 0 | 0 | 0
[9 empty] | 2017-05-24 | 2017 | 16-17 | 0 | 0 | 0 | 0 | 0 | 0 | 0 | 0 | 606385.5 | 123893.5 | 140951.5 | 878300.5 | 0 | 0 | 0 | 0 | 0 | 0 | 0 | 0
[9 empty] | 2017-05-25 | 2017 | 16-17 | 0 | 0 | 0 | 0 | 0 | 0 | 0 | 0 | 606385.5 | 123893.5 | 140951.5 | 878300.5 | 0 | 0 | 0 | 0 | 0 | 0 | 0 | 0
[9 empty] | 2017-05-26 | 2017 | 16-17 | 0 | 0 | 0 | 0 | 0 | 0 | 0 | 0 | 606385.5 | 123893.5 | 140951.5 | 878300.5 | 0 | 0 | 0 | 0 | 0 | 0 | 0 | 0
[9 empty] | 2017-05-27 | 2017 | 16-17 | 0 | 0 | 0 | 0 | 0 | 0 | 0 | 0 | 606385.5 | 123893.5 | 140951.5 | 878300.5 | 0 | 0 | 0 | 0 | 0 | 0 | 0 | 0
[9 empty] | 2017-05-28 | 2017 | 16-17 | 0 | 0 | 0 | 0 | 0 | 0 | 0 | 0 | 606385.5 | 123893.5 | 140951.5 | 878300.5 | 0 | 0 | 0 | 0 | 0 | 0 | 0 | 0
[9 empty] | 2017-05-29 | 2017 | 16-17 | 0 | 0 | 0 | 0 | 0 | 0 | 0 | 0 | 606385.5 | 123893.5 | 140951.5 | 878300.5 | 0 | 0 | 0 | 0 | 0 | 0 | 0 | 0
[9 empty] | 2017-05-30 | 2017 | 16-17 | 0 | 0 | 0 | 0 | 0 | 0 | 0 | 0 | 606385.5 | 123893.5 | 140951.5 | 878300.5 | 0 | 0 | 0 | 0 | 0 | 0 | 0 | 0
[9 empty] | 2017-05-31 | 2017 | 16-17 | 0 | 0 | 0 | 0 | 0 | 0 | 0 | 0 | 606385.5 | 123893.5 | 140951.5 | 878300.5 | 0 | 0 | 0 | 0 | 0 | 0 | 0 | 0
[9 empty] | 2017-06-01 | 2017 | 16-17 | 0 | 0 | 0 | 0 | 0 | 0 | 0 | 0 | 606385.5 | 123893.5 | 140951.5 | 878300.5 | 0 | 0 | 0 | 0 | 0 | 0 | 0 | 0
[9 empty] | 2017-06-02 | 2017 | 16-17 | 0 | 0 | 0 | 0 | 0 | 0 | 0 | 0 | 606385.5 | 123893.5 | 140951.5 | 878300.5 | 0 | 0 | 0 | 0 | 0 | 0 | 0 | 0
[9 empty] | 2017-06-03 | 2017 | 16-17 | 0 | 0 | 0 | 0 | 0 | 0 | 0 | 0 | 606385.5 | 123893.5 | 140951.5 | 878300.5 | 0 | 0 | 0 | 0 | 0 | 0 | 0 | 0
[9 empty] | 2017-06-04 | 2017 | 16-17 | 0 | 0 | 0 | 0 | 0 | 0 | 0 | 0 | 606385.5 | 123893.5 | 140951.5 | 878300.5 | 0 | 0 | 0 | 0 | 0 | 0 | 0 | 0
[9 empty] | 2017-06-05 | 2017 | 16-17 | 0 | 0 | 0 | 0 | 0 | 0 | 0 | 0 | 606385.5 | 123893.5 | 140951.5 | 878300.5 | 0 | 0 | 0 | 0 | 0 | 0 | 0 | 0
[9 empty] | 2017-06-06 | 2017 | 16-17 | 0 | 0 | 0 | 0 | 0 | 0 | 0 | 0 | 606385.5 | 123893.5 | 140951.5 | 878300.5 | 0 | 0 | 0 | 0 | 0 | 0 | 0 | 0
[9 empty] | 2017-06-07 | 2017 | 16-17 | 0 | 0 | 0 | 0 | 0 | 0 | 0 | 0 | 606385.5 | 123893.5 | 140951.5 | 878300.5 | 0 | 0 | 0 | 0 | 0 | 0 | 0 | 0
[9 empty] | 2017-06-08 | 2017 | 16-17 | 0 | 0 | 0 | 0 | 0 | 0 | 0 | 0 | 606385.5 | 123893.5 | 140951.5 | 878300.5 | 0 | 0 | 0 | 0 | 0 | 0 | 0 | 0
[9 empty] | 2017-06-09 | 2017 | 16-17 | 0 | 0 | 0 | 0 | 0 | 0 | 0 | 0 | 606385.5 | 123893.5 | 140951.5 | 878300.5 | 0 | 0 | 0 | 0 | 0 | 0 | 0 | 0
[9 empty] | 2017-06-10 | 2017 | 16-17 | 0 | 0 | 0 | 0 | 0 | 0 | 0 | 0 | 606385.5 | 123893.5 | 140951.5 | 878300.5 | 0 | 0 | 0 | 0 | 0 | 0 | 0 | 0
[9 empty] | 2017-06-11 | 2017 | 16-17 | 0 | 0 | 0 | 0 | 0 | 0 | 0 | 0 | 606385.5 | 123893.5 | 140951.5 | 878300.5 | 0 | 0 | 0 | 0 | 0 | 0 | 0 | 0
[9 empty] | 2017-06-12 | 2017 | 16-17 | 0 | 0 | 0 | 0 | 0 | 0 | 0 | 0 | 606385.5 | 123893.5 | 140951.5 | 878300.5 | 0 | 0 | 0 | 0 | 0 | 0 | 0 | 0
[9 empty] | 2017-06-13 | 2017 | 16-17 | 0 | 0 | 0 | 0 | 0 | 0 | 0 | 0 | 606385.5 | 123893.5 | 140951.5 | 878300.5 | 0 | 0 | 0 | 0 | 0 | 0 | 0 | 0
[9 empty] | 2017-06-14 | 2017 | 16-17 | 0 | 0 | 0 | 0 | 0 | 0 | 0 | 0 | 606385.5 | 123893.5 | 140951.5 | 878300.5 | 0 | 0 | 0 | 0 | 0 | 0 | 0 | 0
[9 empty] | 2017-06-15 | 2017 | 16-17 | 0 | 0 | 0 | 0 | 0 | 0 | 0 | 0 | 606385.5 | 123893.5 | 140951.5 | 878300.5 | 0 | 0 | 0 | 0 | 0 | 0 | 0 | 0
[9 empty] | 2017-06-16 | 2017 | 16-17 | 0 | 0 | 0 | 0 | 0 | 0 | 0 | 0 | 606385.5 | 123893.5 | 140951.5 | 878300.5 | 0 | 0 | 0 | 0 | 0 | 0 | 0 | 0
[9 empty] | 2017-06-17 | 2017 | 16-17 | 0 | 0 | 0 | 0 | 0 | 0 | 0 | 0 | 606385.5 | 123893.5 | 140951.5 | 878300.5 | 0 | 0 | 0 | 0 | 0 | 0 | 0 | 0
[9 empty] | 2017-06-18 | 2017 | 16-17 | 0 | 0 | 0 | 0 | 0 | 0 | 0 | 0 | 606385.5 | 123893.5 | 140951.5 | 878300.5 | 0 | 0 | 0 | 0 | 0 | 0 | 0 | 0
[9 empty] | 2017-06-19 | 2017 | 16-17 | 0 | 0 | 0 | 0 | 0 | 0 | 0 | 0 | 606385.5 | 123893.5 | 140951.5 | 878300.5 | 0 | 0 | 0 | 0 | 0 | 0 | 0 | 0
[9 empty] | 2017-06-20 | 2017 | 16-17 | 0 | 0 | 0 | 0 | 0 | 0 | 0 | 0 | 606385.5 | 123893.5 | 140951.5 | 878300.5 | 0 | 0 | 0 | 0 | 0 | 0 | 0 | 0
[9 empty] | 2017-06-21 | 2017 | 16-17 | 0 | 0 | 0 | 0 | 0 | 0 | 0 | 0 | 606385.5 | 123893.5 | 140951.5 | 878300.5 | 0 | 0 | 0 | 0 | 0 | 0 | 0 | 0
[9 empty] | 2017-06-22 | 2017 | 16-17 | 0 | 0 | 0 | 0 | 0 | 0 | 0 | 0 | 606385.5 | 123893.5 | 140951.5 | 878300.5 | 0 | 0 | 0 | 0 | 0 | 0 | 0 | 0
[9 empty] | 2017-06-23 | 2017 | 16-17 | 0 | 0 | 0 | 0 | 0 | 0 | 0 | 0 | 606385.5 | 123893.5 | 140951.5 | 878300.5 | 0 | 0 | 0 | 0 | 0 | 0 | 0 | 0
[9 empty] | 2017-06-24 | 2017 | 16-17 | 0 | 0 | 0 | 0 | 0 | 0 | 0 | 0 | 606385.5 | 123893.5 | 140951.5 | 878300.5 | 0 | 0 | 0 | 0 | 0 | 0 | 0 | 0
[9 empty] | 2017-06-25 | 2017 | 16-17 | 0 | 0 | 0 | 0 | 0 | 0 | 0 | 0 | 606385.5 | 123893.5 | 140951.5 | 878300.5 | 0 | 0 | 0 | 0 | 0 | 0 | 0 | 0
[9 empty] | 2017-06-26 | 2017 | 16-17 | 0 | 0 | 0 | 0 | 0 | 0 | 0 | 0 | 606385.5 | 123893.5 | 140951.5 | 878300.5 | 0 | 0 | 0 | 0 | 0 | 0 | 0 | 0
[9 empty] | 2017-06-27 | 2017 | 16-17 | 0 | 0 | 0 | 0 | 0 | 0 | 0 | 0 | 606385.5 | 123893.5 | 140951.5 | 878300.5 | 0 | 0 | 0 | 0 | 0 | 0 | 0 | 0
[9 empty] | 2017-06-28 | 2017 | 16-17 | 0 | 0 | 0 | 0 | 0 | 0 | 0 | 0 | 606385.5 | 123893.5 | 140951.5 | 878300.5 | 0 | 0 | 0 | 0 | 0 | 0 | 0 | 0
[9 empty] | 2017-06-29 | 2017 | 16-17 | 0 | 0 | 0 | 0 | 0 | 0 | 0 | 0 | 606385.5 | 123893.5 | 140951.5 | 878300.5 | 0 | 0 | 0 | 0 | 0 | 0 | 0 | 0
[9 empty] | 2017-06-30 | 2017 | 16-17 | 0 | 0 | 0 | 0 | 0 | 0 | 0 | 0 | 606385.5 | 123893.5 | 140951.5 | 878300.5 | 0 | 0 | 0 | 0 | 0 | 0 | 0 | 0
[9 empty] | 2017-07-01 | 2018 | 17-18 | 0 | 0 | 0 | 0 | 0 | 0 | 0 | 0 | 618967 | 125931.5 | 142455.5 | 894396 | 0 | 0 | 0 | 0 | 0 | 0 | 0 | 0
[9 empty] | 2017-07-02 | 2018 | 17-18 | 0 | 0 | 0 | 0 | 0 | 0 | 0 | 0 | 618967 | 125931.5 | 142455.5 | 894396 | 0 | 0 | 0 | 0 | 0 | 0 | 0 | 0
[9 empty] | 2017-07-03 | 2018 | 17-18 | 0 | 0 | 0 | 0 | 0 | 0 | 0 | 0 | 618967 | 125931.5 | 142455.5 | 894396 | 0 | 0 | 0 | 0 | 0 | 0 | 0 | 0
[9 empty] | 2017-07-04 | 2018 | 17-18 | 0 | 65264.2 | 0 | 65264.2 | 0 | 241 | 0 | 241 | 618967 | 125931.5 | 142455.5 | 894396 | 0 | 0.51825 | 0 | 0.07297 | 0 | 0.0019137 | 0 | 0.00026946
[9 empty] | 2017-07-05 | 2018 | 17-18 | 0 | 0 | 0 | 0 | 0 | 0 | 0 | 0 | 618967 | 125931.5 | 142455.5 | 894396 | 0 | 0 | 0 | 0 | 0 | 0 | 0 | 0
[9 empty] | 2017-07-06 | 2018 | 17-18 | 0 | 0 | 0 | 0 | 0 | 0 | 0 | 0 | 618967 | 125931.5 | 142455.5 | 894396 | 0 | 0 | 0 | 0 | 0 | 0 | 0 | 0
[9 empty] | 2017-07-07 | 2018 | 17-18 | 0 | 0 | 0 | 0 | 0 | 0 | 0 | 0 | 618967 | 125931.5 | 142455.5 | 894396 | 0 | 0 | 0 | 0 | 0 | 0 | 0 | 0
[9 empty] | 2017-07-08 | 2018 | 17-18 | 0 | 0 | 0 | 0 | 0 | 0 | 0 | 0 | 618967 | 125931.5 | 142455.5 | 894396 | 0 | 0 | 0 | 0 | 0 | 0 | 0 | 0
[9 empty] | 2017-07-09 | 2018 | 17-18 | 0 | 0 | 0 | 0 | 0 | 0 | 0 | 0 | 618967 | 125931.5 | 142455.5 | 894396 | 0 | 0 | 0 | 0 | 0 | 0 | 0 | 0
[9 empty] | 2017-07-10 | 2018 | 17-18 | 0 | 0 | 0 | 0 | 0 | 0 | 0 | 0 | 618967 | 125931.5 | 142455.5 | 894396 | 0 | 0 | 0 | 0 | 0 | 0 | 0 | 0
[9 empty] | 2017-07-11 | 2018 | 17-18 | 0 | 0 | 0 | 0 | 0 | 0 | 0 | 0 | 618967 | 125931.5 | 142455.5 | 894396 | 0 | 0 | 0 | 0 | 0 | 0 | 0 | 0
[9 empty] | 2017-07-12 | 2018 | 17-18 | 0 | 0 | 0 | 0 | 0 | 0 | 0 | 0 | 618967 | 125931.5 | 142455.5 | 894396 | 0 | 0 | 0 | 0 | 0 | 0 | 0 | 0
[9 empty] | 2017-07-13 | 2018 | 17-18 | 0 | 0 | 0 | 0 | 0 | 0 | 0 | 0 | 618967 | 125931.5 | 142455.5 | 894396 | 0 | 0 | 0 | 0 | 0 | 0 | 0 | 0
[9 empty] | 2017-07-14 | 2018 | 17-18 | 0 | 0 | 0 | 0 | 0 | 0 | 0 | 0 | 618967 | 125931.5 | 142455.5 | 894396 | 0 | 0 | 0 | 0 | 0 | 0 | 0 | 0
[9 empty] | 2017-07-15 | 2018 | 17-18 | 0 | 0 | 0 | 0 | 0 | 0 | 0 | 0 | 618967 | 125931.5 | 142455.5 | 894396 | 0 | 0 | 0 | 0 | 0 | 0 | 0 | 0
[9 empty] | 2017-07-16 | 2018 | 17-18 | 0 | 0 | 0 | 0 | 0 | 0 | 0 | 0 | 618967 | 125931.5 | 142455.5 | 894396 | 0 | 0 | 0 | 0 | 0 | 0 | 0 | 0
[9 empty] | 2017-07-17 | 2018 | 17-18 | 0 | 0 | 0 | 0 | 0 | 0 | 0 | 0 | 618967 | 125931.5 | 142455.5 | 894396 | 0 | 0 | 0 | 0 | 0 | 0 | 0 | 0
[9 empty] | 2017-07-18 | 2018 | 17-18 | 0 | 0 | 0 | 0 | 0 | 0 | 0 | 0 | 618967 | 125931.5 | 142455.5 | 894396 | 0 | 0 | 0 | 0 | 0 | 0 | 0 | 0
[9 empty] | 2017-07-19 | 2018 | 17-18 | 0 | 0 | 0 | 0 | 0 | 0 | 0 | 0 | 618967 | 125931.5 | 142455.5 | 894396 | 0 | 0 | 0 | 0 | 0 | 0 | 0 | 0
[9 empty] | 2017-07-20 | 2018 | 17-18 | 0 | 0 | 0 | 0 | 0 | 0 | 0 | 0 | 618967 | 125931.5 | 142455.5 | 894396 | 0 | 0 | 0 | 0 | 0 | 0 | 0 | 0
[9 empty] | 2017-07-21 | 2018 | 17-18 | 0 | 0 | 0 | 0 | 0 | 0 | 0 | 0 | 618967 | 125931.5 | 142455.5 | 894396 | 0 | 0 | 0 | 0 | 0 | 0 | 0 | 0
[9 empty] | 2017-07-22 | 2018 | 17-18 | 0 | 0 | 82361.76 | 82361.76 | 0 | 0 | 320 | 320 | 618967 | 125931.5 | 142455.5 | 894396 | 0 | 0 | 0.57816 | 0.092086 | 0 | 0 | 0.0022463 | 0.00035778
[9 empty] | 2017-07-23 | 2018 | 17-18 | 0 | 0 | 0 | 0 | 0 | 0 | 0 | 0 | 618967 | 125931.5 | 142455.5 | 894396 | 0 | 0 | 0 | 0 | 0 | 0 | 0 | 0
[9 empty] | 2017-07-24 | 2018 | 17-18 | 0 | 0 | 0 | 0 | 0 | 0 | 0 | 0 | 618967 | 125931.5 | 142455.5 | 894396 | 0 | 0 | 0 | 0 | 0 | 0 | 0 | 0
[9 empty] | 2017-07-25 | 2018 | 17-18 | 0 | 0 | 0 | 0 | 0 | 0 | 0 | 0 | 618967 | 125931.5 | 142455.5 | 894396 | 0 | 0 | 0 | 0 | 0 | 0 | 0 | 0
[9 empty] | 2017-07-26 | 2018 | 17-18 | 0 | 0 | 0 | 0 | 0 | 0 | 0 | 0 | 618967 | 125931.5 | 142455.5 | 894396 | 0 | 0 | 0 | 0 | 0 | 0 | 0 | 0
[9 empty] | 2017-07-27 | 2018 | 17-18 | 0 | 0 | 0 | 0 | 0 | 0 | 0 | 0 | 618967 | 125931.5 | 142455.5 | 894396 | 0 | 0 | 0 | 0 | 0 | 0 | 0 | 0
[9 empty] | 2017-07-28 | 2018 | 17-18 | 0 | 0 | 0 | 0 | 0 | 0 | 0 | 0 | 618967 | 125931.5 | 142455.5 | 894396 | 0 | 0 | 0 | 0 | 0 | 0 | 0 | 0
[9 empty] | 2017-07-29 | 2018 | 17-18 | 0 | 0 | 0 | 0 | 0 | 0 | 0 | 0 | 618967 | 125931.5 | 142455.5 | 894396 | 0 | 0 | 0 | 0 | 0 | 0 | 0 | 0
[9 empty] | 2017-07-30 | 2018 | 17-18 | 0 | 0 | 0 | 0 | 0 | 0 | 0 | 0 | 618967 | 125931.5 | 142455.5 | 894396 | 0 | 0 | 0 | 0 | 0 | 0 | 0 | 0
[9 empty] | 2017-07-31 | 2018 | 17-18 | 0 | 0 | 0 | 0 | 0 | 0 | 0 | 0 | 618967 | 125931.5 | 142455.5 | 894396 | 0 | 0 | 0 | 0 | 0 | 0 | 0 | 0
[9 empty] | 2017-08-01 | 2018 | 17-18 | 0 | 0 | 0 | 0 | 0 | 0 | 0 | 0 | 618967 | 125931.5 | 142455.5 | 894396 | 0 | 0 | 0 | 0 | 0 | 0 | 0 | 0
[9 empty] | 2017-08-02 | 2018 | 17-18 | 0 | 0 | 0 | 0 | 0 | 0 | 0 | 0 | 618967 | 125931.5 | 142455.5 | 894396 | 0 | 0 | 0 | 0 | 0 | 0 | 0 | 0
[9 empty] | 2017-08-03 | 2018 | 17-18 | 0 | 0 | 0 | 0 | 0 | 0 | 0 | 0 | 618967 | 125931.5 | 142455.5 | 894396 | 0 | 0 | 0 | 0 | 0 | 0 | 0 | 0
[9 empty] | 2017-08-04 | 2018 | 17-18 | 0 | 0 | 0 | 0 | 0 | 0 | 0 | 0 | 618967 | 125931.5 | 142455.5 | 894396 | 0 | 0 | 0 | 0 | 0 | 0 | 0 | 0
[9 empty] | 2017-08-05 | 2018 | 17-18 | 0 | 0 | 0 | 0 | 0 | 0 | 0 | 0 | 618967 | 125931.5 | 142455.5 | 894396 | 0 | 0 | 0 | 0 | 0 | 0 | 0 | 0
[9 empty] | 2017-08-06 | 2018 | 17-18 | 0 | 0 | 0 | 0 | 0 | 0 | 0 | 0 | 618967 | 125931.5 | 142455.5 | 894396 | 0 | 0 | 0 | 0 | 0 | 0 | 0 | 0
[9 empty] | 2017-08-07 | 2018 | 17-18 | 0 | 0 | 0 | 0 | 0 | 0 | 0 | 0 | 618967 | 125931.5 | 142455.5 | 894396 | 0 | 0 | 0 | 0 | 0 | 0 | 0 | 0
[9 empty] | 2017-08-08 | 2018 | 17-18 | 0 | 0 | 0 | 0 | 0 | 0 | 0 | 0 | 618967 | 125931.5 | 142455.5 | 894396 | 0 | 0 | 0 | 0 | 0 | 0 | 0 | 0
[9 empty] | 2017-08-09 | 2018 | 17-18 | 0 | 0 | 0 | 0 | 0 | 0 | 0 | 0 | 618967 | 125931.5 | 142455.5 | 894396 | 0 | 0 | 0 | 0 | 0 | 0 | 0 | 0
[9 empty] | 2017-08-10 | 2018 | 17-18 | 0 | 0 | 0 | 0 | 0 | 0 | 0 | 0 | 618967 | 125931.5 | 142455.5 | 894396 | 0 | 0 | 0 | 0 | 0 | 0 | 0 | 0
[9 empty] | 2017-08-11 | 2018 | 17-18 | 0 | 0 | 0 | 0 | 0 | 0 | 0 | 0 | 618967 | 125931.5 | 142455.5 | 894396 | 0 | 0 | 0 | 0 | 0 | 0 | 0 | 0
[9 empty] | 2017-08-12 | 2018 | 17-18 | 0 | 0 | 0 | 0 | 0 | 0 | 0 | 0 | 618967 | 125931.5 | 142455.5 | 894396 | 0 | 0 | 0 | 0 | 0 | 0 | 0 | 0
[9 empty] | 2017-08-13 | 2018 | 17-18 | 0 | 0 | 0 | 0 | 0 | 0 | 0 | 0 | 618967 | 125931.5 | 142455.5 | 894396 | 0 | 0 | 0 | 0 | 0 | 0 | 0 | 0
[9 empty] | 2017-08-14 | 2018 | 17-18 | 0 | 0 | 0 | 0 | 0 | 0 | 0 | 0 | 618967 | 125931.5 | 142455.5 | 894396 | 0 | 0 | 0 | 0 | 0 | 0 | 0 | 0
[9 empty] | 2017-08-15 | 2018 | 17-18 | 0 | 0 | 0 | 0 | 0 | 0 | 0 | 0 | 618967 | 125931.5 | 142455.5 | 894396 | 0 | 0 | 0 | 0 | 0 | 0 | 0 | 0
[9 empty] | 2017-08-16 | 2018 | 17-18 | 0 | 0 | 0 | 0 | 0 | 0 | 0 | 0 | 618967 | 125931.5 | 142455.5 | 894396 | 0 | 0 | 0 | 0 | 0 | 0 | 0 | 0
[9 empty] | 2017-08-17 | 2018 | 17-18 | 0 | 0 | 0 | 0 | 0 | 0 | 0 | 0 | 618967 | 125931.5 | 142455.5 | 894396 | 0 | 0 | 0 | 0 | 0 | 0 | 0 | 0
[9 empty] | 2017-08-18 | 2018 | 17-18 | 0 | 0 | 0 | 0 | 0 | 0 | 0 | 0 | 618967 | 125931.5 | 142455.5 | 894396 | 0 | 0 | 0 | 0 | 0 | 0 | 0 | 0
[9 empty] | 2017-08-19 | 2018 | 17-18 | 0 | 0 | 0 | 0 | 0 | 0 | 0 | 0 | 618967 | 125931.5 | 142455.5 | 894396 | 0 | 0 | 0 | 0 | 0 | 0 | 0 | 0
[9 empty] | 2017-08-20 | 2018 | 17-18 | 0 | 0 | 0 | 0 | 0 | 0 | 0 | 0 | 618967 | 125931.5 | 142455.5 | 894396 | 0 | 0 | 0 | 0 | 0 | 0 | 0 | 0
[9 empty] | 2017-08-21 | 2018 | 17-18 | 0 | 0 | 0 | 0 | 0 | 0 | 0 | 0 | 618967 | 125931.5 | 142455.5 | 894396 | 0 | 0 | 0 | 0 | 0 | 0 | 0 | 0
[9 empty] | 2017-08-22 | 2018 | 17-18 | 0 | 0 | 0 | 0 | 0 | 0 | 0 | 0 | 618967 | 125931.5 | 142455.5 | 894396 | 0 | 0 | 0 | 0 | 0 | 0 | 0 | 0
[9 empty] | 2017-08-23 | 2018 | 17-18 | 0 | 0 | 0 | 0 | 0 | 0 | 0 | 0 | 618967 | 125931.5 | 142455.5 | 894396 | 0 | 0 | 0 | 0 | 0 | 0 | 0 | 0
[9 empty] | 2017-08-24 | 2018 | 17-18 | 0 | 0 | 0 | 0 | 0 | 0 | 0 | 0 | 618967 | 125931.5 | 142455.5 | 894396 | 0 | 0 | 0 | 0 | 0 | 0 | 0 | 0
[9 empty] | 2017-08-25 | 2018 | 17-18 | 0 | 0 | 0 | 0 | 0 | 0 | 0 | 0 | 618967 | 125931.5 | 142455.5 | 894396 | 0 | 0 | 0 | 0 | 0 | 0 | 0 | 0
[9 empty] | 2017-08-26 | 2018 | 17-18 | 0 | 0 | 0 | 0 | 0 | 0 | 0 | 0 | 618967 | 125931.5 | 142455.5 | 894396 | 0 | 0 | 0 | 0 | 0 | 0 | 0 | 0
[9 empty] | 2017-08-27 | 2018 | 17-18 | 0 | 0 | 0 | 0 | 0 | 0 | 0 | 0 | 618967 | 125931.5 | 142455.5 | 894396 | 0 | 0 | 0 | 0 | 0 | 0 | 0 | 0
[9 empty] | 2017-08-28 | 2018 | 17-18 | 0 | 0 | 0 | 0 | 0 | 0 | 0 | 0 | 618967 | 125931.5 | 142455.5 | 894396 | 0 | 0 | 0 | 0 | 0 | 0 | 0 | 0
[9 empty] | 2017-08-29 | 2018 | 17-18 | 0 | 0 | 0 | 0 | 0 | 0 | 0 | 0 | 618967 | 125931.5 | 142455.5 | 894396 | 0 | 0 | 0 | 0 | 0 | 0 | 0 | 0
[9 empty] | 2017-08-30 | 2018 | 17-18 | 0 | 0 | 0 | 0 | 0 | 0 | 0 | 0 | 618967 | 125931.5 | 142455.5 | 894396 | 0 | 0 | 0 | 0 | 0 | 0 | 0 | 0
[9 empty] | 2017-08-31 | 2018 | 17-18 | 0 | 0 | 3346.4 | 3346.4 | 0 | 0 | 18 | 18 | 618967 | 125931.5 | 142455.5 | 894396 | 0 | 0 | 0.023491 | 0.0037415 | 0 | 0 | 0.00012636 | 2.0125e-05
[9 empty] | 2017-09-01 | 2018 | 17-18 | 0 | 0 | 0 | 0 | 0 | 0 | 0 | 0 | 618967 | 125931.5 | 142455.5 | 894396 | 0 | 0 | 0 | 0 | 0 | 0 | 0 | 0
[9 empty] | 2017-09-02 | 2018 | 17-18 | 0 | 0 | 0 | 0 | 0 | 0 | 0 | 0 | 618967 | 125931.5 | 142455.5 | 894396 | 0 | 0 | 0 | 0 | 0 | 0 | 0 | 0
[9 empty] | 2017-09-03 | 2018 | 17-18 | 0 | 0 | 0 | 0 | 0 | 0 | 0 | 0 | 618967 | 125931.5 | 142455.5 | 894396 | 0 | 0 | 0 | 0 | 0 | 0 | 0 | 0
[9 empty] | 2017-09-04 | 2018 | 17-18 | 0 | 0 | 0 | 0 | 0 | 0 | 0 | 0 | 618967 | 125931.5 | 142455.5 | 894396 | 0 | 0 | 0 | 0 | 0 | 0 | 0 | 0
[9 empty] | 2017-09-05 | 2018 | 17-18 | 0 | 0 | 0 | 0 | 0 | 0 | 0 | 0 | 618967 | 125931.5 | 142455.5 | 894396 | 0 | 0 | 0 | 0 | 0 | 0 | 0 | 0
[9 empty] | 2017-09-06 | 2018 | 17-18 | 0 | 0 | 0 | 0 | 0 | 0 | 0 | 0 | 618967 | 125931.5 | 142455.5 | 894396 | 0 | 0 | 0 | 0 | 0 | 0 | 0 | 0
[9 empty] | 2017-09-07 | 2018 | 17-18 | 0 | 0 | 0 | 0 | 0 | 0 | 0 | 0 | 618967 | 125931.5 | 142455.5 | 894396 | 0 | 0 | 0 | 0 | 0 | 0 | 0 | 0
[9 empty] | 2017-09-08 | 2018 | 17-18 | 0 | 0 | 0 | 0 | 0 | 0 | 0 | 0 | 618967 | 125931.5 | 142455.5 | 894396 | 0 | 0 | 0 | 0 | 0 | 0 | 0 | 0
[9 empty] | 2017-09-09 | 2018 | 17-18 | 0 | 0 | 0 | 0 | 0 | 0 | 0 | 0 | 618967 | 125931.5 | 142455.5 | 894396 | 0 | 0 | 0 | 0 | 0 | 0 | 0 | 0
[9 empty] | 2017-09-10 | 2018 | 17-18 | 0 | 0 | 0 | 0 | 0 | 0 | 0 | 0 | 618967 | 125931.5 | 142455.5 | 894396 | 0 | 0 | 0 | 0 | 0 | 0 | 0 | 0
[9 empty] | 2017-09-11 | 2018 | 17-18 | 0 | 0 | 0 | 0 | 0 | 0 | 0 | 0 | 618967 | 125931.5 | 142455.5 | 894396 | 0 | 0 | 0 | 0 | 0 | 0 | 0 | 0
[9 empty] | 2017-09-12 | 2018 | 17-18 | 0 | 0 | 0 | 0 | 0 | 0 | 0 | 0 | 618967 | 125931.5 | 142455.5 | 894396 | 0 | 0 | 0 | 0 | 0 | 0 | 0 | 0
[9 empty] | 2017-09-13 | 2018 | 17-18 | 0 | 0 | 99395.492 | 99395.492 | 0 | 0 | 415 | 415 | 618967 | 125931.5 | 142455.5 | 894396 | 0 | 0 | 0.69773 | 0.11113 | 0 | 0 | 0.0029132 | 0.000464
[9 empty] | 2017-09-14 | 2018 | 17-18 | 0 | 0 | 0 | 0 | 0 | 0 | 0 | 0 | 618967 | 125931.5 | 142455.5 | 894396 | 0 | 0 | 0 | 0 | 0 | 0 | 0 | 0
[9 empty] | 2017-09-15 | 2018 | 17-18 | 0 | 0 | 0 | 0 | 0 | 0 | 0 | 0 | 618967 | 125931.5 | 142455.5 | 894396 | 0 | 0 | 0 | 0 | 0 | 0 | 0 | 0
[9 empty] | 2017-09-16 | 2018 | 17-18 | 0 | 0 | 0 | 0 | 0 | 0 | 0 | 0 | 618967 | 125931.5 | 142455.5 | 894396 | 0 | 0 | 0 | 0 | 0 | 0 | 0 | 0
[9 empty] | 2017-09-17 | 2018 | 17-18 | 0 | 0 | 0 | 0 | 0 | 0 | 0 | 0 | 618967 | 125931.5 | 142455.5 | 894396 | 0 | 0 | 0 | 0 | 0 | 0 | 0 | 0
[9 empty] | 2017-09-18 | 2018 | 17-18 | 0 | 0 | 0 | 0 | 0 | 0 | 0 | 0 | 618967 | 125931.5 | 142455.5 | 894396 | 0 | 0 | 0 | 0 | 0 | 0 | 0 | 0
[9 empty] | 2017-09-19 | 2018 | 17-18 | 0 | 0 | 0 | 0 | 0 | 0 | 0 | 0 | 618967 | 125931.5 | 142455.5 | 894396 | 0 | 0 | 0 | 0 | 0 | 0 | 0 | 0
[9 empty] | 2017-09-20 | 2018 | 17-18 | 0 | 0 | 0 | 0 | 0 | 0 | 0 | 0 | 618967 | 125931.5 | 142455.5 | 894396 | 0 | 0 | 0 | 0 | 0 | 0 | 0 | 0
[9 empty] | 2017-09-21 | 2018 | 17-18 | 0 | 0 | 0 | 0 | 0 | 0 | 0 | 0 | 618967 | 125931.5 | 142455.5 | 894396 | 0 | 0 | 0 | 0 | 0 | 0 | 0 | 0
[9 empty] | 2017-09-22 | 2018 | 17-18 | 0 | 0 | 0 | 0 | 0 | 0 | 0 | 0 | 618967 | 125931.5 | 142455.5 | 894396 | 0 | 0 | 0 | 0 | 0 | 0 | 0 | 0
[9 empty] | 2017-09-23 | 2018 | 17-18 | 0 | 0 | 0 | 0 | 0 | 0 | 0 | 0 | 618967 | 125931.5 | 142455.5 | 894396 | 0 | 0 | 0 | 0 | 0 | 0 | 0 | 0
[9 empty] | 2017-09-24 | 2018 | 17-18 | 0 | 0 | 0 | 0 | 0 | 0 | 0 | 0 | 618967 | 125931.5 | 142455.5 | 894396 | 0 | 0 | 0 | 0 | 0 | 0 | 0 | 0
[9 empty] | 2017-09-25 | 2018 | 17-18 | 0 | 0 | 0 | 0 | 0 | 0 | 0 | 0 | 618967 | 125931.5 | 142455.5 | 894396 | 0 | 0 | 0 | 0 | 0 | 0 | 0 | 0
[9 empty] | 2017-09-26 | 2018 | 17-18 | 0 | 1217.3 | 0 | 1217.3 | 0 | 0 | 0 | 0 | 618967 | 125931.5 | 142455.5 | 894396 | 0 | 0.0096664 | 0 | 0.001361 | 0 | 0 | 0 | 0
[9 empty] | 2017-09-27 | 2018 | 17-18 | 0 | 0 | 0 | 0 | 0 | 0 | 0 | 0 | 618967 | 125931.5 | 142455.5 | 894396 | 0 | 0 | 0 | 0 | 0 | 0 | 0 | 0
[9 empty] | 2017-09-28 | 2018 | 17-18 | 0 | 0 | 0 | 0 | 0 | 0 | 0 | 0 | 618967 | 125931.5 | 142455.5 | 894396 | 0 | 0 | 0 | 0 | 0 | 0 | 0 | 0
[9 empty] | 2017-09-29 | 2018 | 17-18 | 0 | 0 | 0 | 0 | 0 | 0 | 0 | 0 | 618967 | 125931.5 | 142455.5 | 894396 | 0 | 0 | 0 | 0 | 0 | 0 | 0 | 0
[9 empty] | 2017-09-30 | 2018 | 17-18 | 0 | 0 | 0 | 0 | 0 | 0 | 0 | 0 | 618967 | 125931.5 | 142455.5 | 894396 | 0 | 0 | 0 | 0 | 0 | 0 | 0 | 0
[9 empty] | 2017-10-01 | 2018 | 17-18 | 0 | 0 | 0 | 0 | 0 | 0 | 0 | 0 | 618967 | 125931.5 | 142455.5 | 894396 | 0 | 0 | 0 | 0 | 0 | 0 | 0 | 0
[9 empty] | 2017-10-02 | 2018 | 17-18 | 0 | 0 | 0 | 0 | 0 | 0 | 0 | 0 | 618967 | 125931.5 | 142455.5 | 894396 | 0 | 0 | 0 | 0 | 0 | 0 | 0 | 0
[9 empty] | 2017-10-03 | 2018 | 17-18 | 0 | 0 | 0 | 0 | 0 | 0 | 0 | 0 | 618967 | 125931.5 | 142455.5 | 894396 | 0 | 0 | 0 | 0 | 0 | 0 | 0 | 0
[9 empty] | 2017-10-04 | 2018 | 17-18 | 0 | 0 | 0 | 0 | 0 | 0 | 0 | 0 | 618967 | 125931.5 | 142455.5 | 894396 | 0 | 0 | 0 | 0 | 0 | 0 | 0 | 0
[9 empty] | 2017-10-05 | 2018 | 17-18 | 0 | 0 | 0 | 0 | 0 | 0 | 0 | 0 | 618967 | 125931.5 | 142455.5 | 894396 | 0 | 0 | 0 | 0 | 0 | 0 | 0 | 0
[9 empty] | 2017-10-06 | 2018 | 17-18 | 0 | 0 | 0 | 0 | 0 | 0 | 0 | 0 | 618967 | 125931.5 | 142455.5 | 894396 | 0 | 0 | 0 | 0 | 0 | 0 | 0 | 0
[9 empty] | 2017-10-07 | 2018 | 17-18 | 51231.4863 | 0 | 0 | 51231.4863 | 698 | 0 | 0 | 698 | 618967 | 125931.5 | 142455.5 | 894396 | 0.082769 | 0 | 0 | 0.057281 | 0.0011277 | 0 | 0 | 0.00078041
[9 empty] | 2017-10-08 | 2018 | 17-18 | 0 | 0 | 0 | 0 | 0 | 0 | 0 | 0 | 618967 | 125931.5 | 142455.5 | 894396 | 0 | 0 | 0 | 0 | 0 | 0 | 0 | 0
[9 empty] | 2017-10-09 | 2018 | 17-18 | 0 | 0 | 0 | 0 | 0 | 0 | 0 | 0 | 618967 | 125931.5 | 142455.5 | 894396 | 0 | 0 | 0 | 0 | 0 | 0 | 0 | 0
[9 empty] | 2017-10-10 | 2018 | 17-18 | 0 | 0 | 0 | 0 | 0 | 0 | 0 | 0 | 618967 | 125931.5 | 142455.5 | 894396 | 0 | 0 | 0 | 0 | 0 | 0 | 0 | 0
[9 empty] | 2017-10-11 | 2018 | 17-18 | 0 | 0 | 46259.9036 | 46259.9036 | 0 | 0 | 191 | 191 | 618967 | 125931.5 | 142455.5 | 894396 | 0 | 0 | 0.32473 | 0.051722 | 0 | 0 | 0.0013408 | 0.00021355
[9 empty] | 2017-10-12 | 2018 | 17-18 | 0 | 0 | 0 | 0 | 0 | 0 | 0 | 0 | 618967 | 125931.5 | 142455.5 | 894396 | 0 | 0 | 0 | 0 | 0 | 0 | 0 | 0
[9 empty] | 2017-10-13 | 2018 | 17-18 | 0 | 0 | 0 | 0 | 0 | 0 | 0 | 0 | 618967 | 125931.5 | 142455.5 | 894396 | 0 | 0 | 0 | 0 | 0 | 0 | 0 | 0
[9 empty] | 2017-10-14 | 2018 | 17-18 | 0 | 0 | 0 | 0 | 0 | 0 | 0 | 0 | 618967 | 125931.5 | 142455.5 | 894396 | 0 | 0 | 0 | 0 | 0 | 0 | 0 | 0
[9 empty] | 2017-10-15 | 2018 | 17-18 | 0 | 0 | 0 | 0 | 0 | 0 | 0 | 0 | 618967 | 125931.5 | 142455.5 | 894396 | 0 | 0 | 0 | 0 | 0 | 0 | 0 | 0
[9 empty] | 2017-10-16 | 2018 | 17-18 | 0 | 0 | 151406.6975 | 151406.6975 | 0 | 0 | 322 | 322 | 618967 | 125931.5 | 142455.5 | 894396 | 0 | 0 | 1.0628 | 0.16928 | 0 | 0 | 0.0022604 | 0.00036002
[9 empty] | 2017-10-17 | 2018 | 17-18 | 0 | 0 | 0 | 0 | 0 | 0 | 0 | 0 | 618967 | 125931.5 | 142455.5 | 894396 | 0 | 0 | 0 | 0 | 0 | 0 | 0 | 0
[9 empty] | 2017-10-18 | 2018 | 17-18 | 0 | 0 | 0 | 0 | 0 | 0 | 0 | 0 | 618967 | 125931.5 | 142455.5 | 894396 | 0 | 0 | 0 | 0 | 0 | 0 | 0 | 0
[9 empty] | 2017-10-19 | 2018 | 17-18 | 0 | 0 | 0 | 0 | 0 | 0 | 0 | 0 | 618967 | 125931.5 | 142455.5 | 894396 | 0 | 0 | 0 | 0 | 0 | 0 | 0 | 0
[9 empty] | 2017-10-20 | 2018 | 17-18 | 0 | 0 | 0 | 0 | 0 | 0 | 0 | 0 | 618967 | 125931.5 | 142455.5 | 894396 | 0 | 0 | 0 | 0 | 0 | 0 | 0 | 0
[9 empty] | 2017-10-21 | 2018 | 17-18 | 0 | 0 | 0 | 0 | 0 | 0 | 0 | 0 | 618967 | 125931.5 | 142455.5 | 894396 | 0 | 0 | 0 | 0 | 0 | 0 | 0 | 0
[9 empty] | 2017-10-22 | 2018 | 17-18 | 0 | 0 | 0 | 0 | 0 | 0 | 0 | 0 | 618967 | 125931.5 | 142455.5 | 894396 | 0 | 0 | 0 | 0 | 0 | 0 | 0 | 0
[9 empty] | 2017-10-23 | 2018 | 17-18 | 0 | 0 | 0 | 0 | 0 | 0 | 0 | 0 | 618967 | 125931.5 | 142455.5 | 894396 | 0 | 0 | 0 | 0 | 0 | 0 | 0 | 0
[9 empty] | 2017-10-24 | 2018 | 17-18 | 0 | 0 | 0 | 0 | 0 | 0 | 0 | 0 | 618967 | 125931.5 | 142455.5 | 894396 | 0 | 0 | 0 | 0 | 0 | 0 | 0 | 0
[9 empty] | 2017-10-25 | 2018 | 17-18 | 0 | 0 | 0 | 0 | 0 | 0 | 0 | 0 | 618967 | 125931.5 | 142455.5 | 894396 | 0 | 0 | 0 | 0 | 0 | 0 | 0 | 0
[9 empty] | 2017-10-26 | 2018 | 17-18 | 0 | 0 | 0 | 0 | 0 | 0 | 0 | 0 | 618967 | 125931.5 | 142455.5 | 894396 | 0 | 0 | 0 | 0 | 0 | 0 | 0 | 0
[9 empty] | 2017-10-27 | 2018 | 17-18 | 0 | 0 | 0 | 0 | 0 | 0 | 0 | 0 | 618967 | 125931.5 | 142455.5 | 894396 | 0 | 0 | 0 | 0 | 0 | 0 | 0 | 0
[9 empty] | 2017-10-28 | 2018 | 17-18 | 0 | 0 | 0 | 0 | 0 | 0 | 0 | 0 | 618967 | 125931.5 | 142455.5 | 894396 | 0 | 0 | 0 | 0 | 0 | 0 | 0 | 0
[9 empty] | 2017-10-29 | 2018 | 17-18 | 0 | 0 | 3782.4464 | 3782.4464 | 0 | 0 | 393 | 393 | 618967 | 125931.5 | 142455.5 | 894396 | 0 | 0 | 0.026552 | 0.0042291 | 0 | 0 | 0.0027588 | 0.0004394
[9 empty] | 2017-10-30 | 2018 | 17-18 | 0 | 0 | 0 | 0 | 0 | 0 | 0 | 0 | 618967 | 125931.5 | 142455.5 | 894396 | 0 | 0 | 0 | 0 | 0 | 0 | 0 | 0
[9 empty] | 2017-10-31 | 2018 | 17-18 | 0 | 0 | 0 | 0 | 0 | 0 | 0 | 0 | 618967 | 125931.5 | 142455.5 | 894396 | 0 | 0 | 0 | 0 | 0 | 0 | 0 | 0
[9 empty] | 2017-11-01 | 2018 | 17-18 | 0 | 0 | 0 | 0 | 0 | 0 | 0 | 0 | 618967 | 125931.5 | 142455.5 | 894396 | 0 | 0 | 0 | 0 | 0 | 0 | 0 | 0
[9 empty] | 2017-11-02 | 2018 | 17-18 | 0 | 0 | 0 | 0 | 0 | 0 | 0 | 0 | 618967 | 125931.5 | 142455.5 | 894396 | 0 | 0 | 0 | 0 | 0 | 0 | 0 | 0
[9 empty] | 2017-11-03 | 2018 | 17-18 | 0 | 0 | 0 | 0 | 0 | 0 | 0 | 0 | 618967 | 125931.5 | 142455.5 | 894396 | 0 | 0 | 0 | 0 | 0 | 0 | 0 | 0
[9 empty] | 2017-11-04 | 2018 | 17-18 | 0 | 0 | 0 | 0 | 0 | 0 | 0 | 0 | 618967 | 125931.5 | 142455.5 | 894396 | 0 | 0 | 0 | 0 | 0 | 0 | 0 | 0
[9 empty] | 2017-11-05 | 2018 | 17-18 | 0 | 0 | 0 | 0 | 0 | 0 | 0 | 0 | 618967 | 125931.5 | 142455.5 | 894396 | 0 | 0 | 0 | 0 | 0 | 0 | 0 | 0
[9 empty] | 2017-11-06 | 2018 | 17-18 | 0 | 0 | 0 | 0 | 0 | 0 | 0 | 0 | 618967 | 125931.5 | 142455.5 | 894396 | 0 | 0 | 0 | 0 | 0 | 0 | 0 | 0
[9 empty] | 2017-11-07 | 2018 | 17-18 | 0 | 0 | 0 | 0 | 0 | 0 | 0 | 0 | 618967 | 125931.5 | 142455.5 | 894396 | 0 | 0 | 0 | 0 | 0 | 0 | 0 | 0
[9 empty] | 2017-11-08 | 2018 | 17-18 | 0 | 0 | 0 | 0 | 0 | 0 | 0 | 0 | 618967 | 125931.5 | 142455.5 | 894396 | 0 | 0 | 0 | 0 | 0 | 0 | 0 | 0
[9 empty] | 2017-11-09 | 2018 | 17-18 | 0 | 0 | 0 | 0 | 0 | 0 | 0 | 0 | 618967 | 125931.5 | 142455.5 | 894396 | 0 | 0 | 0 | 0 | 0 | 0 | 0 | 0
[9 empty] | 2017-11-10 | 2018 | 17-18 | 0 | 0 | 0 | 0 | 0 | 0 | 0 | 0 | 618967 | 125931.5 | 142455.5 | 894396 | 0 | 0 | 0 | 0 | 0 | 0 | 0 | 0
[9 empty] | 2017-11-11 | 2018 | 17-18 | 0 | 0 | 0 | 0 | 0 | 0 | 0 | 0 | 618967 | 125931.5 | 142455.5 | 894396 | 0 | 0 | 0 | 0 | 0 | 0 | 0 | 0
[9 empty] | 2017-11-12 | 2018 | 17-18 | 0 | 0 | 0 | 0 | 0 | 0 | 0 | 0 | 618967 | 125931.5 | 142455.5 | 894396 | 0 | 0 | 0 | 0 | 0 | 0 | 0 | 0
[9 empty] | 2017-11-13 | 2018 | 17-18 | 0 | 0 | 0 | 0 | 0 | 0 | 0 | 0 | 618967 | 125931.5 | 142455.5 | 894396 | 0 | 0 | 0 | 0 | 0 | 0 | 0 | 0
[9 empty] | 2017-11-14 | 2018 | 17-18 | 0 | 0 | 21155.55 | 21155.55 | 0 | 0 | 79 | 79 | 618967 | 125931.5 | 142455.5 | 894396 | 0 | 0 | 0.14851 | 0.023653 | 0 | 0 | 0.00055456 | 8.8328e-05
[9 empty] | 2017-11-15 | 2018 | 17-18 | 0 | 0 | 0 | 0 | 0 | 0 | 0 | 0 | 618967 | 125931.5 | 142455.5 | 894396 | 0 | 0 | 0 | 0 | 0 | 0 | 0 | 0
[9 empty] | 2017-11-16 | 2018 | 17-18 | 0 | 0 | 0 | 0 | 0 | 0 | 0 | 0 | 618967 | 125931.5 | 142455.5 | 894396 | 0 | 0 | 0 | 0 | 0 | 0 | 0 | 0
[9 empty] | 2017-11-17 | 2018 | 17-18 | 0 | 0 | 0 | 0 | 0 | 0 | 0 | 0 | 618967 | 125931.5 | 142455.5 | 894396 | 0 | 0 | 0 | 0 | 0 | 0 | 0 | 0
[9 empty] | 2017-11-18 | 2018 | 17-18 | 0 | 0 | 0 | 0 | 0 | 0 | 0 | 0 | 618967 | 125931.5 | 142455.5 | 894396 | 0 | 0 | 0 | 0 | 0 | 0 | 0 | 0
[9 empty] | 2017-11-19 | 2018 | 17-18 | 0 | 0 | 0 | 0 | 0 | 0 | 0 | 0 | 618967 | 125931.5 | 142455.5 | 894396 | 0 | 0 | 0 | 0 | 0 | 0 | 0 | 0
[9 empty] | 2017-11-20 | 2018 | 17-18 | 0 | 0 | 0 | 0 | 0 | 0 | 0 | 0 | 618967 | 125931.5 | 142455.5 | 894396 | 0 | 0 | 0 | 0 | 0 | 0 | 0 | 0
[9 empty] | 2017-11-21 | 2018 | 17-18 | 0 | 0 | 0 | 0 | 0 | 0 | 0 | 0 | 618967 | 125931.5 | 142455.5 | 894396 | 0 | 0 | 0 | 0 | 0 | 0 | 0 | 0
[9 empty] | 2017-11-22 | 2018 | 17-18 | 0 | 0 | 0 | 0 | 0 | 0 | 0 | 0 | 618967 | 125931.5 | 142455.5 | 894396 | 0 | 0 | 0 | 0 | 0 | 0 | 0 | 0
[9 empty] | 2017-11-23 | 2018 | 17-18 | 0 | 0 | 43480.4729 | 43480.4729 | 0 | 0 | 122 | 122 | 618967 | 125931.5 | 142455.5 | 894396 | 0 | 0 | 0.30522 | 0.048614 | 0 | 0 | 0.00085641 | 0.0001364
[9 empty] | 2017-11-24 | 2018 | 17-18 | 0 | 0 | 0 | 0 | 0 | 0 | 0 | 0 | 618967 | 125931.5 | 142455.5 | 894396 | 0 | 0 | 0 | 0 | 0 | 0 | 0 | 0
[9 empty] | 2017-11-25 | 2018 | 17-18 | 0 | 0 | 0 | 0 | 0 | 0 | 0 | 0 | 618967 | 125931.5 | 142455.5 | 894396 | 0 | 0 | 0 | 0 | 0 | 0 | 0 | 0
[9 empty] | 2017-11-26 | 2018 | 17-18 | 0 | 0 | 0 | 0 | 0 | 0 | 0 | 0 | 618967 | 125931.5 | 142455.5 | 894396 | 0 | 0 | 0 | 0 | 0 | 0 | 0 | 0
[9 empty] | 2017-11-27 | 2018 | 17-18 | 0 | 0 | 0 | 0 | 0 | 0 | 0 | 0 | 618967 | 125931.5 | 142455.5 | 894396 | 0 | 0 | 0 | 0 | 0 | 0 | 0 | 0
[9 empty] | 2017-11-28 | 2018 | 17-18 | 0 | 0 | 0 | 0 | 0 | 0 | 0 | 0 | 618967 | 125931.5 | 142455.5 | 894396 | 0 | 0 | 0 | 0 | 0 | 0 | 0 | 0
[9 empty] | 2017-11-29 | 2018 | 17-18 | 0 | 0 | 0 | 0 | 0 | 0 | 0 | 0 | 618967 | 125931.5 | 142455.5 | 894396 | 0 | 0 | 0 | 0 | 0 | 0 | 0 | 0
[9 empty] | 2017-11-30 | 2018 | 17-18 | 0 | 0 | 0 | 0 | 0 | 0 | 0 | 0 | 618967 | 125931.5 | 142455.5 | 894396 | 0 | 0 | 0 | 0 | 0 | 0 | 0 | 0
[9 empty] | 2017-12-01 | 2018 | 17-18 | 0 | 0 | 0 | 0 | 0 | 0 | 0 | 0 | 618967 | 125931.5 | 142455.5 | 894396 | 0 | 0 | 0 | 0 | 0 | 0 | 0 | 0
[9 empty] | 2017-12-02 | 2018 | 17-18 | 0 | 0 | 0 | 0 | 0 | 0 | 0 | 0 | 618967 | 125931.5 | 142455.5 | 894396 | 0 | 0 | 0 | 0 | 0 | 0 | 0 | 0
[9 empty] | 2017-12-03 | 2018 | 17-18 | 0 | 0 | 0 | 0 | 0 | 0 | 0 | 0 | 618967 | 125931.5 | 142455.5 | 894396 | 0 | 0 | 0 | 0 | 0 | 0 | 0 | 0
[9 empty] | 2017-12-04 | 2018 | 17-18 | 0 | 0 | 0 | 0 | 0 | 0 | 0 | 0 | 618967 | 125931.5 | 142455.5 | 894396 | 0 | 0 | 0 | 0 | 0 | 0 | 0 | 0
[9 empty] | 2017-12-05 | 2018 | 17-18 | 0 | 0 | 0 | 0 | 0 | 0 | 0 | 0 | 618967 | 125931.5 | 142455.5 | 894396 | 0 | 0 | 0 | 0 | 0 | 0 | 0 | 0
[9 empty] | 2017-12-06 | 2018 | 17-18 | 0 | 0 | 0 | 0 | 0 | 0 | 0 | 0 | 618967 | 125931.5 | 142455.5 | 894396 | 0 | 0 | 0 | 0 | 0 | 0 | 0 | 0
[9 empty] | 2017-12-07 | 2018 | 17-18 | 0 | 0 | 0 | 0 | 0 | 0 | 0 | 0 | 618967 | 125931.5 | 142455.5 | 894396 | 0 | 0 | 0 | 0 | 0 | 0 | 0 | 0
[9 empty] | 2017-12-08 | 2018 | 17-18 | 0 | 0 | 0 | 0 | 0 | 0 | 0 | 0 | 618967 | 125931.5 | 142455.5 | 894396 | 0 | 0 | 0 | 0 | 0 | 0 | 0 | 0
[9 empty] | 2017-12-09 | 2018 | 17-18 | 0 | 0 | 0 | 0 | 0 | 0 | 0 | 0 | 618967 | 125931.5 | 142455.5 | 894396 | 0 | 0 | 0 | 0 | 0 | 0 | 0 | 0
[9 empty] | 2017-12-10 | 2018 | 17-18 | 0 | 0 | 0 | 0 | 0 | 0 | 0 | 0 | 618967 | 125931.5 | 142455.5 | 894396 | 0 | 0 | 0 | 0 | 0 | 0 | 0 | 0
[9 empty] | 2017-12-11 | 2018 | 17-18 | 0 | 0 | 61609.3919 | 61609.3919 | 0 | 0 | 324 | 324 | 618967 | 125931.5 | 142455.5 | 894396 | 0 | 0 | 0.43248 | 0.068884 | 0 | 0 | 0.0022744 | 0.00036226
[9 empty] | 2017-12-12 | 2018 | 17-18 | 0 | 0 | 0 | 0 | 0 | 0 | 0 | 0 | 618967 | 125931.5 | 142455.5 | 894396 | 0 | 0 | 0 | 0 | 0 | 0 | 0 | 0
[9 empty] | 2017-12-13 | 2018 | 17-18 | 0 | 0 | 0 | 0 | 0 | 0 | 0 | 0 | 618967 | 125931.5 | 142455.5 | 894396 | 0 | 0 | 0 | 0 | 0 | 0 | 0 | 0
[9 empty] | 2017-12-14 | 2018 | 17-18 | 0 | 0 | 0 | 0 | 0 | 0 | 0 | 0 | 618967 | 125931.5 | 142455.5 | 894396 | 0 | 0 | 0 | 0 | 0 | 0 | 0 | 0
[9 empty] | 2017-12-15 | 2018 | 17-18 | 0 | 0 | 0 | 0 | 0 | 0 | 0 | 0 | 618967 | 125931.5 | 142455.5 | 894396 | 0 | 0 | 0 | 0 | 0 | 0 | 0 | 0
[9 empty] | 2017-12-16 | 2018 | 17-18 | 0 | 0 | 0 | 0 | 0 | 0 | 0 | 0 | 618967 | 125931.5 | 142455.5 | 894396 | 0 | 0 | 0 | 0 | 0 | 0 | 0 | 0
[9 empty] | 2017-12-17 | 2018 | 17-18 | 0 | 0 | 0 | 0 | 0 | 0 | 0 | 0 | 618967 | 125931.5 | 142455.5 | 894396 | 0 | 0 | 0 | 0 | 0 | 0 | 0 | 0
[9 empty] | 2017-12-18 | 2018 | 17-18 | 0 | 0 | 0 | 0 | 0 | 0 | 0 | 0 | 618967 | 125931.5 | 142455.5 | 894396 | 0 | 0 | 0 | 0 | 0 | 0 | 0 | 0
[9 empty] | 2017-12-19 | 2018 | 17-18 | 0 | 0 | 38079.8 | 38079.8 | 0 | 0 | 66 | 66 | 618967 | 125931.5 | 142455.5 | 894396 | 0 | 0 | 0.26731 | 0.042576 | 0 | 0 | 0.0004633 | 7.3793e-05
[9 empty] | 2017-12-20 | 2018 | 17-18 | 0 | 0 | 0 | 0 | 0 | 0 | 0 | 0 | 618967 | 125931.5 | 142455.5 | 894396 | 0 | 0 | 0 | 0 | 0 | 0 | 0 | 0
[9 empty] | 2017-12-21 | 2018 | 17-18 | 0 | 0 | 0 | 0 | 0 | 0 | 0 | 0 | 618967 | 125931.5 | 142455.5 | 894396 | 0 | 0 | 0 | 0 | 0 | 0 | 0 | 0
[9 empty] | 2017-12-22 | 2018 | 17-18 | 0 | 0 | 0 | 0 | 0 | 0 | 0 | 0 | 618967 | 125931.5 | 142455.5 | 894396 | 0 | 0 | 0 | 0 | 0 | 0 | 0 | 0
[9 empty] | 2017-12-23 | 2018 | 17-18 | 0 | 0 | 0 | 0 | 0 | 0 | 0 | 0 | 618967 | 125931.5 | 142455.5 | 894396 | 0 | 0 | 0 | 0 | 0 | 0 | 0 | 0
[9 empty] | 2017-12-24 | 2018 | 17-18 | 0 | 0 | 0 | 0 | 0 | 0 | 0 | 0 | 618967 | 125931.5 | 142455.5 | 894396 | 0 | 0 | 0 | 0 | 0 | 0 | 0 | 0
[9 empty] | 2017-12-25 | 2018 | 17-18 | 0 | 0 | 0 | 0 | 0 | 0 | 0 | 0 | 618967 | 125931.5 | 142455.5 | 894396 | 0 | 0 | 0 | 0 | 0 | 0 | 0 | 0
[9 empty] | 2017-12-26 | 2018 | 17-18 | 0 | 0 | 0 | 0 | 0 | 0 | 0 | 0 | 618967 | 125931.5 | 142455.5 | 894396 | 0 | 0 | 0 | 0 | 0 | 0 | 0 | 0
[9 empty] | 2017-12-27 | 2018 | 17-18 | 0 | 0 | 0 | 0 | 0 | 0 | 0 | 0 | 618967 | 125931.5 | 142455.5 | 894396 | 0 | 0 | 0 | 0 | 0 | 0 | 0 | 0
[9 empty] | 2017-12-28 | 2018 | 17-18 | 0 | 0 | 0 | 0 | 0 | 0 | 0 | 0 | 618967 | 125931.5 | 142455.5 | 894396 | 0 | 0 | 0 | 0 | 0 | 0 | 0 | 0
[9 empty] | 2017-12-29 | 2018 | 17-18 | 0 | 0 | 0 | 0 | 0 | 0 | 0 | 0 | 618967 | 125931.5 | 142455.5 | 894396 | 0 | 0 | 0 | 0 | 0 | 0 | 0 | 0
[9 empty] | 2017-12-30 | 2018 | 17-18 | 0 | 0 | 0 | 0 | 0 | 0 | 0 | 0 | 618967 | 125931.5 | 142455.5 | 894396 | 0 | 0 | 0 | 0 | 0 | 0 | 0 | 0
[9 empty] | 2017-12-31 | 2018 | 17-18 | 0 | 0 | 0 | 0 | 0 | 0 | 0 | 0 | 618967 | 125931.5 | 142455.5 | 894396 | 0 | 0 | 0 | 0 | 0 | 0 | 0 | 0
[9 empty] | 2018-01-01 | 2018 | 17-18 | 0 | 0 | 0 | 0 | 0 | 0 | 0 | 0 | 618967 | 125931.5 | 142455.5 | 894396 | 0 | 0 | 0 | 0 | 0 | 0 | 0 | 0
[9 empty] | 2018-01-02 | 2018 | 17-18 | 0 | 0 | 0 | 0 | 0 | 0 | 0 | 0 | 618967 | 125931.5 | 142455.5 | 894396 | 0 | 0 | 0 | 0 | 0 | 0 | 0 | 0
[9 empty] | 2018-01-03 | 2018 | 17-18 | 0 | 0 | 0 | 0 | 0 | 0 | 0 | 0 | 618967 | 125931.5 | 142455.5 | 894396 | 0 | 0 | 0 | 0 | 0 | 0 | 0 | 0
[9 empty] | 2018-01-04 | 2018 | 17-18 | 0 | 0 | 0 | 0 | 0 | 0 | 0 | 0 | 618967 | 125931.5 | 142455.5 | 894396 | 0 | 0 | 0 | 0 | 0 | 0 | 0 | 0
[9 empty] | 2018-01-05 | 2018 | 17-18 | 0 | 0 | 0 | 0 | 0 | 0 | 0 | 0 | 618967 | 125931.5 | 142455.5 | 894396 | 0 | 0 | 0 | 0 | 0 | 0 | 0 | 0
[9 empty] | 2018-01-06 | 2018 | 17-18 | 0 | 0 | 0 | 0 | 0 | 0 | 0 | 0 | 618967 | 125931.5 | 142455.5 | 894396 | 0 | 0 | 0 | 0 | 0 | 0 | 0 | 0
[9 empty] | 2018-01-07 | 2018 | 17-18 | 0 | 0 | 0 | 0 | 0 | 0 | 0 | 0 | 618967 | 125931.5 | 142455.5 | 894396 | 0 | 0 | 0 | 0 | 0 | 0 | 0 | 0
[9 empty] | 2018-01-08 | 2018 | 17-18 | 0 | 0 | 0 | 0 | 0 | 0 | 0 | 0 | 618967 | 125931.5 | 142455.5 | 894396 | 0 | 0 | 0 | 0 | 0 | 0 | 0 | 0
[9 empty] | 2018-01-09 | 2018 | 17-18 | 0 | 0 | 0 | 0 | 0 | 0 | 0 | 0 | 618967 | 125931.5 | 142455.5 | 894396 | 0 | 0 | 0 | 0 | 0 | 0 | 0 | 0
[9 empty] | 2018-01-10 | 2018 | 17-18 | 0 | 0 | 0 | 0 | 0 | 0 | 0 | 0 | 618967 | 125931.5 | 142455.5 | 894396 | 0 | 0 | 0 | 0 | 0 | 0 | 0 | 0
[9 empty] | 2018-01-11 | 2018 | 17-18 | 0 | 0 | 0 | 0 | 0 | 0 | 0 | 0 | 618967 | 125931.5 | 142455.5 | 894396 | 0 | 0 | 0 | 0 | 0 | 0 | 0 | 0
[9 empty] | 2018-01-12 | 2018 | 17-18 | 0 | 0 | 0 | 0 | 0 | 0 | 0 | 0 | 618967 | 125931.5 | 142455.5 | 894396 | 0 | 0 | 0 | 0 | 0 | 0 | 0 | 0
[9 empty] | 2018-01-13 | 2018 | 17-18 | 0 | 0 | 0 | 0 | 0 | 0 | 0 | 0 | 618967 | 125931.5 | 142455.5 | 894396 | 0 | 0 | 0 | 0 | 0 | 0 | 0 | 0
[9 empty] | 2018-01-14 | 2018 | 17-18 | 0 | 0 | 0 | 0 | 0 | 0 | 0 | 0 | 618967 | 125931.5 | 142455.5 | 894396 | 0 | 0 | 0 | 0 | 0 | 0 | 0 | 0
[9 empty] | 2018-01-15 | 2018 | 17-18 | 0 | 0 | 0 | 0 | 0 | 0 | 0 | 0 | 618967 | 125931.5 | 142455.5 | 894396 | 0 | 0 | 0 | 0 | 0 | 0 | 0 | 0
[9 empty] | 2018-01-16 | 2018 | 17-18 | 0 | 0 | 0 | 0 | 0 | 0 | 0 | 0 | 618967 | 125931.5 | 142455.5 | 894396 | 0 | 0 | 0 | 0 | 0 | 0 | 0 | 0
[9 empty] | 2018-01-17 | 2018 | 17-18 | 0 | 0 | 0 | 0 | 0 | 0 | 0 | 0 | 618967 | 125931.5 | 142455.5 | 894396 | 0 | 0 | 0 | 0 | 0 | 0 | 0 | 0
[9 empty] | 2018-01-18 | 2018 | 17-18 | 0 | 0 | 0 | 0 | 0 | 0 | 0 | 0 | 618967 | 125931.5 | 142455.5 | 894396 | 0 | 0 | 0 | 0 | 0 | 0 | 0 | 0
[9 empty] | 2018-01-19 | 2018 | 17-18 | 0 | 0 | 0 | 0 | 0 | 0 | 0 | 0 | 618967 | 125931.5 | 142455.5 | 894396 | 0 | 0 | 0 | 0 | 0 | 0 | 0 | 0
[9 empty] | 2018-01-20 | 2018 | 17-18 | 0 | 0 | 0 | 0 | 0 | 0 | 0 | 0 | 618967 | 125931.5 | 142455.5 | 894396 | 0 | 0 | 0 | 0 | 0 | 0 | 0 | 0
[9 empty] | 2018-01-21 | 2018 | 17-18 | 0 | 0 | 0 | 0 | 0 | 0 | 0 | 0 | 618967 | 125931.5 | 142455.5 | 894396 | 0 | 0 | 0 | 0 | 0 | 0 | 0 | 0
[9 empty] | 2018-01-22 | 2018 | 17-18 | 0 | 0 | 0 | 0 | 0 | 0 | 0 | 0 | 618967 | 125931.5 | 142455.5 | 894396 | 0 | 0 | 0 | 0 | 0 | 0 | 0 | 0
[9 empty] | 2018-01-23 | 2018 | 17-18 | 0 | 0 | 0 | 0 | 0 | 0 | 0 | 0 | 618967 | 125931.5 | 142455.5 | 894396 | 0 | 0 | 0 | 0 | 0 | 0 | 0 | 0
[9 empty] | 2018-01-24 | 2018 | 17-18 | 0 | 0 | 0 | 0 | 0 | 0 | 0 | 0 | 618967 | 125931.5 | 142455.5 | 894396 | 0 | 0 | 0 | 0 | 0 | 0 | 0 | 0
[9 empty] | 2018-01-25 | 2018 | 17-18 | 0 | 0 | 0 | 0 | 0 | 0 | 0 | 0 | 618967 | 125931.5 | 142455.5 | 894396 | 0 | 0 | 0 | 0 | 0 | 0 | 0 | 0
[9 empty] | 2018-01-26 | 2018 | 17-18 | 0 | 0 | 0 | 0 | 0 | 0 | 0 | 0 | 618967 | 125931.5 | 142455.5 | 894396 | 0 | 0 | 0 | 0 | 0 | 0 | 0 | 0
[9 empty] | 2018-01-27 | 2018 | 17-18 | 0 | 0 | 0 | 0 | 0 | 0 | 0 | 0 | 618967 | 125931.5 | 142455.5 | 894396 | 0 | 0 | 0 | 0 | 0 | 0 | 0 | 0
[9 empty] | 2018-01-28 | 2018 | 17-18 | 0 | 0 | 0 | 0 | 0 | 0 | 0 | 0 | 618967 | 125931.5 | 142455.5 | 894396 | 0 | 0 | 0 | 0 | 0 | 0 | 0 | 0
[9 empty] | 2018-01-29 | 2018 | 17-18 | 0 | 0 | 0 | 0 | 0 | 0 | 0 | 0 | 618967 | 125931.5 | 142455.5 | 894396 | 0 | 0 | 0 | 0 | 0 | 0 | 0 | 0
[9 empty] | 2018-01-30 | 2018 | 17-18 | 0 | 0 | 0 | 0 | 0 | 0 | 0 | 0 | 618967 | 125931.5 | 142455.5 | 894396 | 0 | 0 | 0 | 0 | 0 | 0 | 0 | 0
[9 empty] | 2018-01-31 | 2018 | 17-18 | 0 | 0 | 0 | 0 | 0 | 0 | 0 | 0 | 618967 | 125931.5 | 142455.5 | 894396 | 0 | 0 | 0 | 0 | 0 | 0 | 0 | 0
[9 empty] | 2018-02-01 | 2018 | 17-18 | 0 | 84778.9822 | 0 | 84778.9822 | 0 | 729 | 0 | 729 | 618967 | 125931.5 | 142455.5 | 894396 | 0 | 0.67322 | 0 | 0.094789 | 0 | 0.0057889 | 0 | 0.00081508
[9 empty] | 2018-02-02 | 2018 | 17-18 | 0 | 0 | 0 | 0 | 0 | 0 | 0 | 0 | 618967 | 125931.5 | 142455.5 | 894396 | 0 | 0 | 0 | 0 | 0 | 0 | 0 | 0
[9 empty] | 2018-02-03 | 2018 | 17-18 | 0 | 0 | 0 | 0 | 0 | 0 | 0 | 0 | 618967 | 125931.5 | 142455.5 | 894396 | 0 | 0 | 0 | 0 | 0 | 0 | 0 | 0
[9 empty] | 2018-02-04 | 2018 | 17-18 | 0 | 0 | 0 | 0 | 0 | 0 | 0 | 0 | 618967 | 125931.5 | 142455.5 | 894396 | 0 | 0 | 0 | 0 | 0 | 0 | 0 | 0
[9 empty] | 2018-02-05 | 2018 | 17-18 | 0 | 0 | 0 | 0 | 0 | 0 | 0 | 0 | 618967 | 125931.5 | 142455.5 | 894396 | 0 | 0 | 0 | 0 | 0 | 0 | 0 | 0
[9 empty] | 2018-02-06 | 2018 | 17-18 | 0 | 0 | 0 | 0 | 0 | 0 | 0 | 0 | 618967 | 125931.5 | 142455.5 | 894396 | 0 | 0 | 0 | 0 | 0 | 0 | 0 | 0
[9 empty] | 2018-02-07 | 2018 | 17-18 | 0 | 0 | 0 | 0 | 0 | 0 | 0 | 0 | 618967 | 125931.5 | 142455.5 | 894396 | 0 | 0 | 0 | 0 | 0 | 0 | 0 | 0
[9 empty] | 2018-02-08 | 2018 | 17-18 | 0 | 0 | 0 | 0 | 0 | 0 | 0 | 0 | 618967 | 125931.5 | 142455.5 | 894396 | 0 | 0 | 0 | 0 | 0 | 0 | 0 | 0
[9 empty] | 2018-02-09 | 2018 | 17-18 | 0 | 0 | 0 | 0 | 0 | 0 | 0 | 0 | 618967 | 125931.5 | 142455.5 | 894396 | 0 | 0 | 0 | 0 | 0 | 0 | 0 | 0
[9 empty] | 2018-02-10 | 2018 | 17-18 | 0 | 0 | 0 | 0 | 0 | 0 | 0 | 0 | 618967 | 125931.5 | 142455.5 | 894396 | 0 | 0 | 0 | 0 | 0 | 0 | 0 | 0
[9 empty] | 2018-02-11 | 2018 | 17-18 | 0 | 0 | 0 | 0 | 0 | 0 | 0 | 0 | 618967 | 125931.5 | 142455.5 | 894396 | 0 | 0 | 0 | 0 | 0 | 0 | 0 | 0
[9 empty] | 2018-02-12 | 2018 | 17-18 | 0 | 0 | 0 | 0 | 0 | 0 | 0 | 0 | 618967 | 125931.5 | 142455.5 | 894396 | 0 | 0 | 0 | 0 | 0 | 0 | 0 | 0
[9 empty] | 2018-02-13 | 2018 | 17-18 | 0 | 0 | 0 | 0 | 0 | 0 | 0 | 0 | 618967 | 125931.5 | 142455.5 | 894396 | 0 | 0 | 0 | 0 | 0 | 0 | 0 | 0
[9 empty] | 2018-02-14 | 2018 | 17-18 | 0 | 0 | 0 | 0 | 0 | 0 | 0 | 0 | 618967 | 125931.5 | 142455.5 | 894396 | 0 | 0 | 0 | 0 | 0 | 0 | 0 | 0
[9 empty] | 2018-02-15 | 2018 | 17-18 | 0 | 0 | 0 | 0 | 0 | 0 | 0 | 0 | 618967 | 125931.5 | 142455.5 | 894396 | 0 | 0 | 0 | 0 | 0 | 0 | 0 | 0
[9 empty] | 2018-02-16 | 2018 | 17-18 | 0 | 0 | 0 | 0 | 0 | 0 | 0 | 0 | 618967 | 125931.5 | 142455.5 | 894396 | 0 | 0 | 0 | 0 | 0 | 0 | 0 | 0
[9 empty] | 2018-02-17 | 2018 | 17-18 | 0 | 0 | 0 | 0 | 0 | 0 | 0 | 0 | 618967 | 125931.5 | 142455.5 | 894396 | 0 | 0 | 0 | 0 | 0 | 0 | 0 | 0
[9 empty] | 2018-02-18 | 2018 | 17-18 | 0 | 0 | 0 | 0 | 0 | 0 | 0 | 0 | 618967 | 125931.5 | 142455.5 | 894396 | 0 | 0 | 0 | 0 | 0 | 0 | 0 | 0
[9 empty] | 2018-02-19 | 2018 | 17-18 | 0 | 0 | 0 | 0 | 0 | 0 | 0 | 0 | 618967 | 125931.5 | 142455.5 | 894396 | 0 | 0 | 0 | 0 | 0 | 0 | 0 | 0
[9 empty] | 2018-02-20 | 2018 | 17-18 | 0 | 0 | 0 | 0 | 0 | 0 | 0 | 0 | 618967 | 125931.5 | 142455.5 | 894396 | 0 | 0 | 0 | 0 | 0 | 0 | 0 | 0
[9 empty] | 2018-02-21 | 2018 | 17-18 | 0 | 0 | 0 | 0 | 0 | 0 | 0 | 0 | 618967 | 125931.5 | 142455.5 | 894396 | 0 | 0 | 0 | 0 | 0 | 0 | 0 | 0
[9 empty] | 2018-02-22 | 2018 | 17-18 | 0 | 0 | 0 | 0 | 0 | 0 | 0 | 0 | 618967 | 125931.5 | 142455.5 | 894396 | 0 | 0 | 0 | 0 | 0 | 0 | 0 | 0
[9 empty] | 2018-02-23 | 2018 | 17-18 | 0 | 0 | 108376.95 | 108376.95 | 0 | 0 | 153 | 153 | 618967 | 125931.5 | 142455.5 | 894396 | 0 | 0 | 0.76078 | 0.12117 | 0 | 0 | 0.001074 | 0.00017107
[9 empty] | 2018-02-24 | 2018 | 17-18 | 0 | 0 | 6363.21 | 6363.21 | 0 | 0 | 15 | 15 | 618967 | 125931.5 | 142455.5 | 894396 | 0 | 0 | 0.044668 | 0.0071145 | 0 | 0 | 0.0001053 | 1.6771e-05
[9 empty] | 2018-02-25 | 2018 | 17-18 | 0 | 0 | 13100.5 | 13100.5 | 0 | 0 | 62 | 62 | 618967 | 125931.5 | 142455.5 | 894396 | 0 | 0 | 0.091962 | 0.014647 | 0 | 0 | 0.00043522 | 6.9321e-05
[9 empty] | 2018-02-26 | 2018 | 17-18 | 0 | 0 | 0 | 0 | 0 | 0 | 0 | 0 | 618967 | 125931.5 | 142455.5 | 894396 | 0 | 0 | 0 | 0 | 0 | 0 | 0 | 0
[9 empty] | 2018-02-27 | 2018 | 17-18 | 0 | 0 | 0 | 0 | 0 | 0 | 0 | 0 | 618967 | 125931.5 | 142455.5 | 894396 | 0 | 0 | 0 | 0 | 0 | 0 | 0 | 0
[9 empty] | 2018-02-28 | 2018 | 17-18 | 0 | 0 | 0 | 0 | 0 | 0 | 0 | 0 | 618967 | 125931.5 | 142455.5 | 894396 | 0 | 0 | 0 | 0 | 0 | 0 | 0 | 0
[9 empty] | 2018-03-01 | 2018 | 17-18 | 0 | 0 | 0 | 0 | 0 | 0 | 0 | 0 | 618967 | 125931.5 | 142455.5 | 894396 | 0 | 0 | 0 | 0 | 0 | 0 | 0 | 0
[9 empty] | 2018-03-02 | 2018 | 17-18 | 0 | 0 | 0 | 0 | 0 | 0 | 0 | 0 | 618967 | 125931.5 | 142455.5 | 894396 | 0 | 0 | 0 | 0 | 0 | 0 | 0 | 0
[9 empty] | 2018-03-03 | 2018 | 17-18 | 0 | 0 | 0 | 0 | 0 | 0 | 0 | 0 | 618967 | 125931.5 | 142455.5 | 894396 | 0 | 0 | 0 | 0 | 0 | 0 | 0 | 0
[9 empty] | 2018-03-04 | 2018 | 17-18 | 0 | 0 | 0 | 0 | 0 | 0 | 0 | 0 | 618967 | 125931.5 | 142455.5 | 894396 | 0 | 0 | 0 | 0 | 0 | 0 | 0 | 0
[9 empty] | 2018-03-05 | 2018 | 17-18 | 0 | 0 | 0 | 0 | 0 | 0 | 0 | 0 | 618967 | 125931.5 | 142455.5 | 894396 | 0 | 0 | 0 | 0 | 0 | 0 | 0 | 0
[9 empty] | 2018-03-06 | 2018 | 17-18 | 0 | 0 | 0 | 0 | 0 | 0 | 0 | 0 | 618967 | 125931.5 | 142455.5 | 894396 | 0 | 0 | 0 | 0 | 0 | 0 | 0 | 0
[9 empty] | 2018-03-07 | 2018 | 17-18 | 0 | 0 | 0 | 0 | 0 | 0 | 0 | 0 | 618967 | 125931.5 | 142455.5 | 894396 | 0 | 0 | 0 | 0 | 0 | 0 | 0 | 0
[9 empty] | 2018-03-08 | 2018 | 17-18 | 0 | 0 | 0 | 0 | 0 | 0 | 0 | 0 | 618967 | 125931.5 | 142455.5 | 894396 | 0 | 0 | 0 | 0 | 0 | 0 | 0 | 0
[9 empty] | 2018-03-09 | 2018 | 17-18 | 0 | 0 | 0 | 0 | 0 | 0 | 0 | 0 | 618967 | 125931.5 | 142455.5 | 894396 | 0 | 0 | 0 | 0 | 0 | 0 | 0 | 0
[9 empty] | 2018-03-10 | 2018 | 17-18 | 0 | 0 | 0 | 0 | 0 | 0 | 0 | 0 | 618967 | 125931.5 | 142455.5 | 894396 | 0 | 0 | 0 | 0 | 0 | 0 | 0 | 0
[9 empty] | 2018-03-11 | 2018 | 17-18 | 0 | 0 | 0 | 0 | 0 | 0 | 0 | 0 | 618967 | 125931.5 | 142455.5 | 894396 | 0 | 0 | 0 | 0 | 0 | 0 | 0 | 0
[9 empty] | 2018-03-12 | 2018 | 17-18 | 0 | 0 | 0 | 0 | 0 | 0 | 0 | 0 | 618967 | 125931.5 | 142455.5 | 894396 | 0 | 0 | 0 | 0 | 0 | 0 | 0 | 0
[9 empty] | 2018-03-13 | 2018 | 17-18 | 0 | 0 | 0 | 0 | 0 | 0 | 0 | 0 | 618967 | 125931.5 | 142455.5 | 894396 | 0 | 0 | 0 | 0 | 0 | 0 | 0 | 0
[9 empty] | 2018-03-14 | 2018 | 17-18 | 0 | 0 | 0 | 0 | 0 | 0 | 0 | 0 | 618967 | 125931.5 | 142455.5 | 894396 | 0 | 0 | 0 | 0 | 0 | 0 | 0 | 0
[9 empty] | 2018-03-15 | 2018 | 17-18 | 0 | 0 | 0 | 0 | 0 | 0 | 0 | 0 | 618967 | 125931.5 | 142455.5 | 894396 | 0 | 0 | 0 | 0 | 0 | 0 | 0 | 0
[9 empty] | 2018-03-16 | 2018 | 17-18 | 0 | 0 | 0 | 0 | 0 | 0 | 0 | 0 | 618967 | 125931.5 | 142455.5 | 894396 | 0 | 0 | 0 | 0 | 0 | 0 | 0 | 0
[9 empty] | 2018-03-17 | 2018 | 17-18 | 0 | 0 | 0 | 0 | 0 | 0 | 0 | 0 | 618967 | 125931.5 | 142455.5 | 894396 | 0 | 0 | 0 | 0 | 0 | 0 | 0 | 0
[9 empty] | 2018-03-18 | 2018 | 17-18 | 0 | 0 | 0 | 0 | 0 | 0 | 0 | 0 | 618967 | 125931.5 | 142455.5 | 894396 | 0 | 0 | 0 | 0 | 0 | 0 | 0 | 0
[9 empty] | 2018-03-19 | 2018 | 17-18 | 0 | 0 | 0 | 0 | 0 | 0 | 0 | 0 | 618967 | 125931.5 | 142455.5 | 894396 | 0 | 0 | 0 | 0 | 0 | 0 | 0 | 0
[9 empty] | 2018-03-20 | 2018 | 17-18 | 0 | 0 | 0 | 0 | 0 | 0 | 0 | 0 | 618967 | 125931.5 | 142455.5 | 894396 | 0 | 0 | 0 | 0 | 0 | 0 | 0 | 0
[9 empty] | 2018-03-21 | 2018 | 17-18 | 0 | 0 | 0 | 0 | 0 | 0 | 0 | 0 | 618967 | 125931.5 | 142455.5 | 894396 | 0 | 0 | 0 | 0 | 0 | 0 | 0 | 0
[9 empty] | 2018-03-22 | 2018 | 17-18 | 0 | 0 | 0 | 0 | 0 | 0 | 0 | 0 | 618967 | 125931.5 | 142455.5 | 894396 | 0 | 0 | 0 | 0 | 0 | 0 | 0 | 0
[9 empty] | 2018-03-23 | 2018 | 17-18 | 0 | 0 | 0 | 0 | 0 | 0 | 0 | 0 | 618967 | 125931.5 | 142455.5 | 894396 | 0 | 0 | 0 | 0 | 0 | 0 | 0 | 0
[9 empty] | 2018-03-24 | 2018 | 17-18 | 0 | 0 | 0 | 0 | 0 | 0 | 0 | 0 | 618967 | 125931.5 | 142455.5 | 894396 | 0 | 0 | 0 | 0 | 0 | 0 | 0 | 0
[9 empty] | 2018-03-25 | 2018 | 17-18 | 0 | 0 | 0 | 0 | 0 | 0 | 0 | 0 | 618967 | 125931.5 | 142455.5 | 894396 | 0 | 0 | 0 | 0 | 0 | 0 | 0 | 0
[9 empty] | 2018-03-26 | 2018 | 17-18 | 0 | 0 | 0 | 0 | 0 | 0 | 0 | 0 | 618967 | 125931.5 | 142455.5 | 894396 | 0 | 0 | 0 | 0 | 0 | 0 | 0 | 0
[9 empty] | 2018-03-27 | 2018 | 17-18 | 0 | 0 | 0 | 0 | 0 | 0 | 0 | 0 | 618967 | 125931.5 | 142455.5 | 894396 | 0 | 0 | 0 | 0 | 0 | 0 | 0 | 0
[9 empty] | 2018-03-28 | 2018 | 17-18 | 0 | 0 | 0 | 0 | 0 | 0 | 0 | 0 | 618967 | 125931.5 | 142455.5 | 894396 | 0 | 0 | 0 | 0 | 0 | 0 | 0 | 0
[9 empty] | 2018-03-29 | 2018 | 17-18 | 0 | 0 | 0 | 0 | 0 | 0 | 0 | 0 | 618967 | 125931.5 | 142455.5 | 894396 | 0 | 0 | 0 | 0 | 0 | 0 | 0 | 0
[9 empty] | 2018-03-30 | 2018 | 17-18 | 0 | 0 | 0 | 0 | 0 | 0 | 0 | 0 | 618967 | 125931.5 | 142455.5 | 894396 | 0 | 0 | 0 | 0 | 0 | 0 | 0 | 0
[9 empty] | 2018-03-31 | 2018 | 17-18 | 0 | 0 | 0 | 0 | 0 | 0 | 0 | 0 | 618967 | 125931.5 | 142455.5 | 894396 | 0 | 0 | 0 | 0 | 0 | 0 | 0 | 0
[9 empty] | 2018-04-01 | 2018 | 17-18 | 0 | 0 | 0 | 0 | 0 | 0 | 0 | 0 | 618967 | 125931.5 | 142455.5 | 894396 | 0 | 0 | 0 | 0 | 0 | 0 | 0 | 0
[9 empty] | 2018-04-02 | 2018 | 17-18 | 0 | 0 | 0 | 0 | 0 | 0 | 0 | 0 | 618967 | 125931.5 | 142455.5 | 894396 | 0 | 0 | 0 | 0 | 0 | 0 | 0 | 0
[9 empty] | 2018-04-03 | 2018 | 17-18 | 0 | 0 | 0 | 0 | 0 | 0 | 0 | 0 | 618967 | 125931.5 | 142455.5 | 894396 | 0 | 0 | 0 | 0 | 0 | 0 | 0 | 0
[9 empty] | 2018-04-04 | 2018 | 17-18 | 0 | 0 | 0 | 0 | 0 | 0 | 0 | 0 | 618967 | 125931.5 | 142455.5 | 894396 | 0 | 0 | 0 | 0 | 0 | 0 | 0 | 0
[9 empty] | 2018-04-05 | 2018 | 17-18 | 0 | 0 | 0 | 0 | 0 | 0 | 0 | 0 | 618967 | 125931.5 | 142455.5 | 894396 | 0 | 0 | 0 | 0 | 0 | 0 | 0 | 0
[9 empty] | 2018-04-06 | 2018 | 17-18 | 0 | 0 | 0 | 0 | 0 | 0 | 0 | 0 | 618967 | 125931.5 | 142455.5 | 894396 | 0 | 0 | 0 | 0 | 0 | 0 | 0 | 0
[9 empty] | 2018-04-07 | 2018 | 17-18 | 0 | 0 | 0 | 0 | 0 | 0 | 0 | 0 | 618967 | 125931.5 | 142455.5 | 894396 | 0 | 0 | 0 | 0 | 0 | 0 | 0 | 0
[9 empty] | 2018-04-08 | 2018 | 17-18 | 0 | 0 | 0 | 0 | 0 | 0 | 0 | 0 | 618967 | 125931.5 | 142455.5 | 894396 | 0 | 0 | 0 | 0 | 0 | 0 | 0 | 0
[9 empty] | 2018-04-09 | 2018 | 17-18 | 0 | 0 | 0 | 0 | 0 | 0 | 0 | 0 | 618967 | 125931.5 | 142455.5 | 894396 | 0 | 0 | 0 | 0 | 0 | 0 | 0 | 0
[9 empty] | 2018-04-10 | 2018 | 17-18 | 0 | 0 | 0 | 0 | 0 | 0 | 0 | 0 | 618967 | 125931.5 | 142455.5 | 894396 | 0 | 0 | 0 | 0 | 0 | 0 | 0 | 0
[9 empty] | 2018-04-11 | 2018 | 17-18 | 0 | 0 | 0 | 0 | 0 | 0 | 0 | 0 | 618967 | 125931.5 | 142455.5 | 894396 | 0 | 0 | 0 | 0 | 0 | 0 | 0 | 0
[9 empty] | 2018-04-12 | 2018 | 17-18 | 0 | 0 | 0 | 0 | 0 | 0 | 0 | 0 | 618967 | 125931.5 | 142455.5 | 894396 | 0 | 0 | 0 | 0 | 0 | 0 | 0 | 0
[9 empty] | 2018-04-13 | 2018 | 17-18 | 0 | 0 | 0 | 0 | 0 | 0 | 0 | 0 | 618967 | 125931.5 | 142455.5 | 894396 | 0 | 0 | 0 | 0 | 0 | 0 | 0 | 0
[9 empty] | 2018-04-14 | 2018 | 17-18 | 0 | 35060.48 | 0 | 35060.48 | 0 | 140 | 0 | 140 | 618967 | 125931.5 | 142455.5 | 894396 | 0 | 0.27841 | 0 | 0.0392 | 0 | 0.0011117 | 0 | 0.00015653
[9 empty] | 2018-04-15 | 2018 | 17-18 | 0 | 345.8 | 0 | 345.8 | 0 | 7 | 0 | 7 | 618967 | 125931.5 | 142455.5 | 894396 | 0 | 0.0027459 | 0 | 0.00038663 | 0 | 5.5586e-05 | 0 | 7.8265e-06
[9 empty] | 2018-04-16 | 2018 | 17-18 | 0 | 19311.6 | 0 | 19311.6 | 0 | 119 | 0 | 119 | 618967 | 125931.5 | 142455.5 | 894396 | 0 | 0.15335 | 0 | 0.021592 | 0 | 0.00094496 | 0 | 0.00013305
[9 empty] | 2018-04-17 | 2018 | 17-18 | 0 | 0 | 0 | 0 | 0 | 0 | 0 | 0 | 618967 | 125931.5 | 142455.5 | 894396 | 0 | 0 | 0 | 0 | 0 | 0 | 0 | 0
[9 empty] | 2018-04-18 | 2018 | 17-18 | 0 | 0 | 0 | 0 | 0 | 0 | 0 | 0 | 618967 | 125931.5 | 142455.5 | 894396 | 0 | 0 | 0 | 0 | 0 | 0 | 0 | 0
[9 empty] | 2018-04-19 | 2018 | 17-18 | 0 | 0 | 0 | 0 | 0 | 0 | 0 | 0 | 618967 | 125931.5 | 142455.5 | 894396 | 0 | 0 | 0 | 0 | 0 | 0 | 0 | 0
[9 empty] | 2018-04-20 | 2018 | 17-18 | 0 | 0 | 0 | 0 | 0 | 0 | 0 | 0 | 618967 | 125931.5 | 142455.5 | 894396 | 0 | 0 | 0 | 0 | 0 | 0 | 0 | 0
[9 empty] | 2018-04-21 | 2018 | 17-18 | 0 | 0 | 0 | 0 | 0 | 0 | 0 | 0 | 618967 | 125931.5 | 142455.5 | 894396 | 0 | 0 | 0 | 0 | 0 | 0 | 0 | 0
[9 empty] | 2018-04-22 | 2018 | 17-18 | 0 | 0 | 0 | 0 | 0 | 0 | 0 | 0 | 618967 | 125931.5 | 142455.5 | 894396 | 0 | 0 | 0 | 0 | 0 | 0 | 0 | 0
[9 empty] | 2018-04-23 | 2018 | 17-18 | 0 | 0 | 57.96 | 57.96 | 0 | 0 | 0 | 0 | 618967 | 125931.5 | 142455.5 | 894396 | 0 | 0 | 0.00040686 | 6.4804e-05 | 0 | 0 | 0 | 0
[9 empty] | 2018-04-24 | 2018 | 17-18 | 0 | 0 | 0 | 0 | 0 | 0 | 0 | 0 | 618967 | 125931.5 | 142455.5 | 894396 | 0 | 0 | 0 | 0 | 0 | 0 | 0 | 0
[9 empty] | 2018-04-25 | 2018 | 17-18 | 0 | 0 | 0 | 0 | 0 | 0 | 0 | 0 | 618967 | 125931.5 | 142455.5 | 894396 | 0 | 0 | 0 | 0 | 0 | 0 | 0 | 0
[9 empty] | 2018-04-26 | 2018 | 17-18 | 0 | 0 | 0 | 0 | 0 | 0 | 0 | 0 | 618967 | 125931.5 | 142455.5 | 894396 | 0 | 0 | 0 | 0 | 0 | 0 | 0 | 0
[9 empty] | 2018-04-27 | 2018 | 17-18 | 0 | 0 | 0 | 0 | 0 | 0 | 0 | 0 | 618967 | 125931.5 | 142455.5 | 894396 | 0 | 0 | 0 | 0 | 0 | 0 | 0 | 0
[9 empty] | 2018-04-28 | 2018 | 17-18 | 0 | 0 | 0 | 0 | 0 | 0 | 0 | 0 | 618967 | 125931.5 | 142455.5 | 894396 | 0 | 0 | 0 | 0 | 0 | 0 | 0 | 0
[9 empty] | 2018-04-29 | 2018 | 17-18 | 0 | 0 | 0 | 0 | 0 | 0 | 0 | 0 | 618967 | 125931.5 | 142455.5 | 894396 | 0 | 0 | 0 | 0 | 0 | 0 | 0 | 0
[9 empty] | 2018-04-30 | 2018 | 17-18 | 0 | 0 | 0 | 0 | 0 | 0 | 0 | 0 | 618967 | 125931.5 | 142455.5 | 894396 | 0 | 0 | 0 | 0 | 0 | 0 | 0 | 0
[9 empty] | 2018-05-01 | 2018 | 17-18 | 0 | 0 | 0 | 0 | 0 | 0 | 0 | 0 | 618967 | 125931.5 | 142455.5 | 894396 | 0 | 0 | 0 | 0 | 0 | 0 | 0 | 0
[9 empty] | 2018-05-02 | 2018 | 17-18 | 0 | 0 | 0 | 0 | 0 | 0 | 0 | 0 | 618967 | 125931.5 | 142455.5 | 894396 | 0 | 0 | 0 | 0 | 0 | 0 | 0 | 0
[9 empty] | 2018-05-03 | 2018 | 17-18 | 0 | 0 | 0 | 0 | 0 | 0 | 0 | 0 | 618967 | 125931.5 | 142455.5 | 894396 | 0 | 0 | 0 | 0 | 0 | 0 | 0 | 0
[9 empty] | 2018-05-04 | 2018 | 17-18 | 0 | 0 | 82381.32 | 82381.32 | 0 | 0 | 355 | 355 | 618967 | 125931.5 | 142455.5 | 894396 | 0 | 0 | 0.5783 | 0.092108 | 0 | 0 | 0.002492 | 0.00039692
[9 empty] | 2018-05-05 | 2018 | 17-18 | 0 | 0 | 0 | 0 | 0 | 0 | 0 | 0 | 618967 | 125931.5 | 142455.5 | 894396 | 0 | 0 | 0 | 0 | 0 | 0 | 0 | 0
[9 empty] | 2018-05-06 | 2018 | 17-18 | 0 | 0 | 0 | 0 | 0 | 0 | 0 | 0 | 618967 | 125931.5 | 142455.5 | 894396 | 0 | 0 | 0 | 0 | 0 | 0 | 0 | 0
[9 empty] | 2018-05-07 | 2018 | 17-18 | 0 | 0 | 699.72 | 699.72 | 0 | 0 | 0 | 0 | 618967 | 125931.5 | 142455.5 | 894396 | 0 | 0 | 0.0049118 | 0.00078234 | 0 | 0 | 0 | 0
[9 empty] | 2018-05-08 | 2018 | 17-18 | 0 | 0 | 0 | 0 | 0 | 0 | 0 | 0 | 618967 | 125931.5 | 142455.5 | 894396 | 0 | 0 | 0 | 0 | 0 | 0 | 0 | 0
[9 empty] | 2018-05-09 | 2018 | 17-18 | 0 | 0 | 0 | 0 | 0 | 0 | 0 | 0 | 618967 | 125931.5 | 142455.5 | 894396 | 0 | 0 | 0 | 0 | 0 | 0 | 0 | 0
[9 empty] | 2018-05-10 | 2018 | 17-18 | 0 | 0 | 0 | 0 | 0 | 0 | 0 | 0 | 618967 | 125931.5 | 142455.5 | 894396 | 0 | 0 | 0 | 0 | 0 | 0 | 0 | 0
[9 empty] | 2018-05-11 | 2018 | 17-18 | 0 | 0 | 0 | 0 | 0 | 0 | 0 | 0 | 618967 | 125931.5 | 142455.5 | 894396 | 0 | 0 | 0 | 0 | 0 | 0 | 0 | 0
[9 empty] | 2018-05-12 | 2018 | 17-18 | 0 | 0 | 0 | 0 | 0 | 0 | 0 | 0 | 618967 | 125931.5 | 142455.5 | 894396 | 0 | 0 | 0 | 0 | 0 | 0 | 0 | 0
[9 empty] | 2018-05-13 | 2018 | 17-18 | 0 | 0 | 0 | 0 | 0 | 0 | 0 | 0 | 618967 | 125931.5 | 142455.5 | 894396 | 0 | 0 | 0 | 0 | 0 | 0 | 0 | 0
[9 empty] | 2018-05-14 | 2018 | 17-18 | 0 | 0 | 0 | 0 | 0 | 0 | 0 | 0 | 618967 | 125931.5 | 142455.5 | 894396 | 0 | 0 | 0 | 0 | 0 | 0 | 0 | 0
[9 empty] | 2018-05-15 | 2018 | 17-18 | 0 | 0 | 0 | 0 | 0 | 0 | 0 | 0 | 618967 | 125931.5 | 142455.5 | 894396 | 0 | 0 | 0 | 0 | 0 | 0 | 0 | 0
[9 empty] | 2018-05-16 | 2018 | 17-18 | 0 | 0 | 0 | 0 | 0 | 0 | 0 | 0 | 618967 | 125931.5 | 142455.5 | 894396 | 0 | 0 | 0 | 0 | 0 | 0 | 0 | 0
[9 empty] | 2018-05-17 | 2018 | 17-18 | 0 | 0 | 0 | 0 | 0 | 0 | 0 | 0 | 618967 | 125931.5 | 142455.5 | 894396 | 0 | 0 | 0 | 0 | 0 | 0 | 0 | 0
[9 empty] | 2018-05-18 | 2018 | 17-18 | 0 | 0 | 0 | 0 | 0 | 0 | 0 | 0 | 618967 | 125931.5 | 142455.5 | 894396 | 0 | 0 | 0 | 0 | 0 | 0 | 0 | 0
[9 empty] | 2018-05-19 | 2018 | 17-18 | 0 | 0 | 0 | 0 | 0 | 0 | 0 | 0 | 618967 | 125931.5 | 142455.5 | 894396 | 0 | 0 | 0 | 0 | 0 | 0 | 0 | 0
[9 empty] | 2018-05-20 | 2018 | 17-18 | 0 | 0 | 0 | 0 | 0 | 0 | 0 | 0 | 618967 | 125931.5 | 142455.5 | 894396 | 0 | 0 | 0 | 0 | 0 | 0 | 0 | 0
[9 empty] | 2018-05-21 | 2018 | 17-18 | 0 | 0 | 0 | 0 | 0 | 0 | 0 | 0 | 618967 | 125931.5 | 142455.5 | 894396 | 0 | 0 | 0 | 0 | 0 | 0 | 0 | 0
[9 empty] | 2018-05-22 | 2018 | 17-18 | 0 | 0 | 0 | 0 | 0 | 0 | 0 | 0 | 618967 | 125931.5 | 142455.5 | 894396 | 0 | 0 | 0 | 0 | 0 | 0 | 0 | 0
[9 empty] | 2018-05-23 | 2018 | 17-18 | 0 | 0 | 0 | 0 | 0 | 0 | 0 | 0 | 618967 | 125931.5 | 142455.5 | 894396 | 0 | 0 | 0 | 0 | 0 | 0 | 0 | 0
[9 empty] | 2018-05-24 | 2018 | 17-18 | 0 | 0 | 0 | 0 | 0 | 0 | 0 | 0 | 618967 | 125931.5 | 142455.5 | 894396 | 0 | 0 | 0 | 0 | 0 | 0 | 0 | 0
[9 empty] | 2018-05-25 | 2018 | 17-18 | 0 | 0 | 0 | 0 | 0 | 0 | 0 | 0 | 618967 | 125931.5 | 142455.5 | 894396 | 0 | 0 | 0 | 0 | 0 | 0 | 0 | 0
[9 empty] | 2018-05-26 | 2018 | 17-18 | 0 | 0 | 0 | 0 | 0 | 0 | 0 | 0 | 618967 | 125931.5 | 142455.5 | 894396 | 0 | 0 | 0 | 0 | 0 | 0 | 0 | 0
[9 empty] | 2018-05-27 | 2018 | 17-18 | 0 | 0 | 0 | 0 | 0 | 0 | 0 | 0 | 618967 | 125931.5 | 142455.5 | 894396 | 0 | 0 | 0 | 0 | 0 | 0 | 0 | 0
[9 empty] | 2018-05-28 | 2018 | 17-18 | 0 | 33790.8511 | 0 | 33790.8511 | 0 | 30 | 0 | 30 | 618967 | 125931.5 | 142455.5 | 894396 | 0 | 0.26833 | 0 | 0.037781 | 0 | 0.00023822 | 0 | 3.3542e-05
[9 empty] | 2018-05-29 | 2018 | 17-18 | 0 | 0 | 0 | 0 | 0 | 0 | 0 | 0 | 618967 | 125931.5 | 142455.5 | 894396 | 0 | 0 | 0 | 0 | 0 | 0 | 0 | 0
[9 empty] | 2018-05-30 | 2018 | 17-18 | 0 | 0 | 0 | 0 | 0 | 0 | 0 | 0 | 618967 | 125931.5 | 142455.5 | 894396 | 0 | 0 | 0 | 0 | 0 | 0 | 0 | 0
[9 empty] | 2018-05-31 | 2018 | 17-18 | 0 | 0 | 0 | 0 | 0 | 0 | 0 | 0 | 618967 | 125931.5 | 142455.5 | 894396 | 0 | 0 | 0 | 0 | 0 | 0 | 0 | 0
[9 empty] | 2018-06-01 | 2018 | 17-18 | 0 | 0 | 0 | 0 | 0 | 0 | 0 | 0 | 618967 | 125931.5 | 142455.5 | 894396 | 0 | 0 | 0 | 0 | 0 | 0 | 0 | 0
[9 empty] | 2018-06-02 | 2018 | 17-18 | 0 | 0 | 0 | 0 | 0 | 0 | 0 | 0 | 618967 | 125931.5 | 142455.5 | 894396 | 0 | 0 | 0 | 0 | 0 | 0 | 0 | 0
[9 empty] | 2018-06-03 | 2018 | 17-18 | 0 | 0 | 0 | 0 | 0 | 0 | 0 | 0 | 618967 | 125931.5 | 142455.5 | 894396 | 0 | 0 | 0 | 0 | 0 | 0 | 0 | 0
[9 empty] | 2018-06-04 | 2018 | 17-18 | 0 | 0 | 0 | 0 | 0 | 0 | 0 | 0 | 618967 | 125931.5 | 142455.5 | 894396 | 0 | 0 | 0 | 0 | 0 | 0 | 0 | 0
[9 empty] | 2018-06-05 | 2018 | 17-18 | 0 | 0 | 707.8136 | 707.8136 | 0 | 0 | 0.33333 | 0.33333 | 618967 | 125931.5 | 142455.5 | 894396 | 0 | 0 | 0.0049687 | 0.00079139 | 0 | 0 | 2.3399e-06 | 3.7269e-07
[9 empty] | 2018-06-06 | 2018 | 17-18 | 0 | 0 | 0 | 0 | 0 | 0 | 0 | 0 | 618967 | 125931.5 | 142455.5 | 894396 | 0 | 0 | 0 | 0 | 0 | 0 | 0 | 0
[9 empty] | 2018-06-07 | 2018 | 17-18 | 0 | 0 | 0 | 0 | 0 | 0 | 0 | 0 | 618967 | 125931.5 | 142455.5 | 894396 | 0 | 0 | 0 | 0 | 0 | 0 | 0 | 0
[9 empty] | 2018-06-08 | 2018 | 17-18 | 0 | 0 | 0 | 0 | 0 | 0 | 0 | 0 | 618967 | 125931.5 | 142455.5 | 894396 | 0 | 0 | 0 | 0 | 0 | 0 | 0 | 0
[9 empty] | 2018-06-09 | 2018 | 17-18 | 0 | 0 | 0 | 0 | 0 | 0 | 0 | 0 | 618967 | 125931.5 | 142455.5 | 894396 | 0 | 0 | 0 | 0 | 0 | 0 | 0 | 0
[9 empty] | 2018-06-10 | 2018 | 17-18 | 0 | 0 | 0 | 0 | 0 | 0 | 0 | 0 | 618967 | 125931.5 | 142455.5 | 894396 | 0 | 0 | 0 | 0 | 0 | 0 | 0 | 0
[9 empty] | 2018-06-11 | 2018 | 17-18 | 0 | 0 | 0 | 0 | 0 | 0 | 0 | 0 | 618967 | 125931.5 | 142455.5 | 894396 | 0 | 0 | 0 | 0 | 0 | 0 | 0 | 0
[9 empty] | 2018-06-12 | 2018 | 17-18 | 0 | 0 | 0 | 0 | 0 | 0 | 0 | 0 | 618967 | 125931.5 | 142455.5 | 894396 | 0 | 0 | 0 | 0 | 0 | 0 | 0 | 0
[9 empty] | 2018-06-13 | 2018 | 17-18 | 0 | 0 | 0 | 0 | 0 | 0 | 0 | 0 | 618967 | 125931.5 | 142455.5 | 894396 | 0 | 0 | 0 | 0 | 0 | 0 | 0 | 0
[9 empty] | 2018-06-14 | 2018 | 17-18 | 0 | 0 | 5194.595 | 5194.595 | 0 | 0 | 15 | 15 | 618967 | 125931.5 | 142455.5 | 894396 | 0 | 0 | 0.036465 | 0.0058079 | 0 | 0 | 0.0001053 | 1.6771e-05
[9 empty] | 2018-06-15 | 2018 | 17-18 | 0 | 0 | 0 | 0 | 0 | 0 | 0 | 0 | 618967 | 125931.5 | 142455.5 | 894396 | 0 | 0 | 0 | 0 | 0 | 0 | 0 | 0
[9 empty] | 2018-06-16 | 2018 | 17-18 | 0 | 0 | 0 | 0 | 0 | 0 | 0 | 0 | 618967 | 125931.5 | 142455.5 | 894396 | 0 | 0 | 0 | 0 | 0 | 0 | 0 | 0
[9 empty] | 2018-06-17 | 2018 | 17-18 | 0 | 0 | 0 | 0 | 0 | 0 | 0 | 0 | 618967 | 125931.5 | 142455.5 | 894396 | 0 | 0 | 0 | 0 | 0 | 0 | 0 | 0
[9 empty] | 2018-06-18 | 2018 | 17-18 | 0 | 0 | 50.96 | 50.96 | 0 | 0 | 0 | 0 | 618967 | 125931.5 | 142455.5 | 894396 | 0 | 0 | 0.00035773 | 5.6977e-05 | 0 | 0 | 0 | 0
[9 empty] | 2018-06-19 | 2018 | 17-18 | 0 | 0 | 0 | 0 | 0 | 0 | 0 | 0 | 618967 | 125931.5 | 142455.5 | 894396 | 0 | 0 | 0 | 0 | 0 | 0 | 0 | 0
[9 empty] | 2018-06-20 | 2018 | 17-18 | 0 | 0 | 0 | 0 | 0 | 0 | 0 | 0 | 618967 | 125931.5 | 142455.5 | 894396 | 0 | 0 | 0 | 0 | 0 | 0 | 0 | 0
[9 empty] | 2018-06-21 | 2018 | 17-18 | 0 | 0 | 0 | 0 | 0 | 0 | 0 | 0 | 618967 | 125931.5 | 142455.5 | 894396 | 0 | 0 | 0 | 0 | 0 | 0 | 0 | 0
[9 empty] | 2018-06-22 | 2018 | 17-18 | 0 | 0 | 0 | 0 | 0 | 0 | 0 | 0 | 618967 | 125931.5 | 142455.5 | 894396 | 0 | 0 | 0 | 0 | 0 | 0 | 0 | 0
[9 empty] | 2018-06-23 | 2018 | 17-18 | 0 | 0 | 0 | 0 | 0 | 0 | 0 | 0 | 618967 | 125931.5 | 142455.5 | 894396 | 0 | 0 | 0 | 0 | 0 | 0 | 0 | 0
[9 empty] | 2018-06-24 | 2018 | 17-18 | 0 | 0 | 0 | 0 | 0 | 0 | 0 | 0 | 618967 | 125931.5 | 142455.5 | 894396 | 0 | 0 | 0 | 0 | 0 | 0 | 0 | 0
[9 empty] | 2018-06-25 | 2018 | 17-18 | 0 | 0 | 0 | 0 | 0 | 0 | 0 | 0 | 618967 | 125931.5 | 142455.5 | 894396 | 0 | 0 | 0 | 0 | 0 | 0 | 0 | 0
[9 empty] | 2018-06-26 | 2018 | 17-18 | 0 | 0 | 0 | 0 | 0 | 0 | 0 | 0 | 618967 | 125931.5 | 142455.5 | 894396 | 0 | 0 | 0 | 0 | 0 | 0 | 0 | 0
[9 empty] | 2018-06-27 | 2018 | 17-18 | 0 | 0 | 0 | 0 | 0 | 0 | 0 | 0 | 618967 | 125931.5 | 142455.5 | 894396 | 0 | 0 | 0 | 0 | 0 | 0 | 0 | 0
[9 empty] | 2018-06-28 | 2018 | 17-18 | 0 | 0 | 0 | 0 | 0 | 0 | 0 | 0 | 618967 | 125931.5 | 142455.5 | 894396 | 0 | 0 | 0 | 0 | 0 | 0 | 0 | 0
[9 empty] | 2018-06-29 | 2018 | 17-18 | 0 | 0 | 0 | 0 | 0 | 0 | 0 | 0 | 618967 | 125931.5 | 142455.5 | 894396 | 0 | 0 | 0 | 0 | 0 | 0 | 0 | 0
[9 empty] | 2018-06-30 | 2018 | 17-18 | 0 | 0 | 0 | 0 | 0 | 0 | 0 | 0 | 618967 | 125931.5 | 142455.5 | 894396 | 0 | 0 | 0 | 0 | 0 | 0 | 0 | 0
[9 empty] | 2018-07-01 | 2019 | 18-19 | 0 | 0 | 0 | 0 | 0 | 0 | 0 | 0 | 623794 | 134225.5 | 137017.5 | 901912.5 | 0 | 0 | 0 | 0 | 0 | 0 | 0 | 0
[9 empty] | 2018-07-02 | 2019 | 18-19 | 0 | 0 | 0 | 0 | 0 | 0 | 0 | 0 | 623794 | 134225.5 | 137017.5 | 901912.5 | 0 | 0 | 0 | 0 | 0 | 0 | 0 | 0
[9 empty] | 2018-07-03 | 2019 | 18-19 | 0 | 0 | 0 | 0 | 0 | 0 | 0 | 0 | 623794 | 134225.5 | 137017.5 | 901912.5 | 0 | 0 | 0 | 0 | 0 | 0 | 0 | 0
[9 empty] | 2018-07-04 | 2019 | 18-19 | 0 | 0 | 0 | 0 | 0 | 0 | 0 | 0 | 623794 | 134225.5 | 137017.5 | 901912.5 | 0 | 0 | 0 | 0 | 0 | 0 | 0 | 0
[9 empty] | 2018-07-05 | 2019 | 18-19 | 0 | 0 | 0 | 0 | 0 | 0 | 0 | 0 | 623794 | 134225.5 | 137017.5 | 901912.5 | 0 | 0 | 0 | 0 | 0 | 0 | 0 | 0
[9 empty] | 2018-07-06 | 2019 | 18-19 | 0 | 0 | 0 | 0 | 0 | 0 | 0 | 0 | 623794 | 134225.5 | 137017.5 | 901912.5 | 0 | 0 | 0 | 0 | 0 | 0 | 0 | 0
[9 empty] | 2018-07-07 | 2019 | 18-19 | 0 | 0 | 0 | 0 | 0 | 0 | 0 | 0 | 623794 | 134225.5 | 137017.5 | 901912.5 | 0 | 0 | 0 | 0 | 0 | 0 | 0 | 0
[9 empty] | 2018-07-08 | 2019 | 18-19 | 0 | 0 | 0 | 0 | 0 | 0 | 0 | 0 | 623794 | 134225.5 | 137017.5 | 901912.5 | 0 | 0 | 0 | 0 | 0 | 0 | 0 | 0
[9 empty] | 2018-07-09 | 2019 | 18-19 | 0 | 0 | 0 | 0 | 0 | 0 | 0 | 0 | 623794 | 134225.5 | 137017.5 | 901912.5 | 0 | 0 | 0 | 0 | 0 | 0 | 0 | 0
[9 empty] | 2018-07-10 | 2019 | 18-19 | 0 | 0 | 0 | 0 | 0 | 0 | 0 | 0 | 623794 | 134225.5 | 137017.5 | 901912.5 | 0 | 0 | 0 | 0 | 0 | 0 | 0 | 0
[9 empty] | 2018-07-11 | 2019 | 18-19 | 0 | 0 | 0 | 0 | 0 | 0 | 0 | 0 | 623794 | 134225.5 | 137017.5 | 901912.5 | 0 | 0 | 0 | 0 | 0 | 0 | 0 | 0
[9 empty] | 2018-07-12 | 2019 | 18-19 | 0 | 0 | 0 | 0 | 0 | 0 | 0 | 0 | 623794 | 134225.5 | 137017.5 | 901912.5 | 0 | 0 | 0 | 0 | 0 | 0 | 0 | 0
[9 empty] | 2018-07-13 | 2019 | 18-19 | 0 | 0 | 0 | 0 | 0 | 0 | 0 | 0 | 623794 | 134225.5 | 137017.5 | 901912.5 | 0 | 0 | 0 | 0 | 0 | 0 | 0 | 0
[9 empty] | 2018-07-14 | 2019 | 18-19 | 0 | 0 | 0 | 0 | 0 | 0 | 0 | 0 | 623794 | 134225.5 | 137017.5 | 901912.5 | 0 | 0 | 0 | 0 | 0 | 0 | 0 | 0
[9 empty] | 2018-07-15 | 2019 | 18-19 | 0 | 0 | 0 | 0 | 0 | 0 | 0 | 0 | 623794 | 134225.5 | 137017.5 | 901912.5 | 0 | 0 | 0 | 0 | 0 | 0 | 0 | 0
[9 empty] | 2018-07-16 | 2019 | 18-19 | 0 | 0 | 0 | 0 | 0 | 0 | 0 | 0 | 623794 | 134225.5 | 137017.5 | 901912.5 | 0 | 0 | 0 | 0 | 0 | 0 | 0 | 0
[9 empty] | 2018-07-17 | 2019 | 18-19 | 0 | 0 | 191049.75 | 191049.75 | 0 | 0 | 1651 | 1651 | 623794 | 134225.5 | 137017.5 | 901912.5 | 0 | 0 | 1.3943 | 0.21183 | 0 | 0 | 0.01205 | 0.0018306
[9 empty] | 2018-07-18 | 2019 | 18-19 | 0 | 0 | 0 | 0 | 0 | 0 | 0 | 0 | 623794 | 134225.5 | 137017.5 | 901912.5 | 0 | 0 | 0 | 0 | 0 | 0 | 0 | 0
[9 empty] | 2018-07-19 | 2019 | 18-19 | 0 | 0 | 0 | 0 | 0 | 0 | 0 | 0 | 623794 | 134225.5 | 137017.5 | 901912.5 | 0 | 0 | 0 | 0 | 0 | 0 | 0 | 0
[9 empty] | 2018-07-20 | 2019 | 18-19 | 0 | 0 | 0 | 0 | 0 | 0 | 0 | 0 | 623794 | 134225.5 | 137017.5 | 901912.5 | 0 | 0 | 0 | 0 | 0 | 0 | 0 | 0
[9 empty] | 2018-07-21 | 2019 | 18-19 | 0 | 0 | 0 | 0 | 0 | 0 | 0 | 0 | 623794 | 134225.5 | 137017.5 | 901912.5 | 0 | 0 | 0 | 0 | 0 | 0 | 0 | 0
[9 empty] | 2018-07-22 | 2019 | 18-19 | 0 | 0 | 0 | 0 | 0 | 0 | 0 | 0 | 623794 | 134225.5 | 137017.5 | 901912.5 | 0 | 0 | 0 | 0 | 0 | 0 | 0 | 0
[9 empty] | 2018-07-23 | 2019 | 18-19 | 0 | 0 | 0 | 0 | 0 | 0 | 0 | 0 | 623794 | 134225.5 | 137017.5 | 901912.5 | 0 | 0 | 0 | 0 | 0 | 0 | 0 | 0
[9 empty] | 2018-07-24 | 2019 | 18-19 | 0 | 0 | 0 | 0 | 0 | 0 | 0 | 0 | 623794 | 134225.5 | 137017.5 | 901912.5 | 0 | 0 | 0 | 0 | 0 | 0 | 0 | 0
[9 empty] | 2018-07-25 | 2019 | 18-19 | 0 | 0 | 0 | 0 | 0 | 0 | 0 | 0 | 623794 | 134225.5 | 137017.5 | 901912.5 | 0 | 0 | 0 | 0 | 0 | 0 | 0 | 0
[9 empty] | 2018-07-26 | 2019 | 18-19 | 0 | 0 | 0 | 0 | 0 | 0 | 0 | 0 | 623794 | 134225.5 | 137017.5 | 901912.5 | 0 | 0 | 0 | 0 | 0 | 0 | 0 | 0
[9 empty] | 2018-07-27 | 2019 | 18-19 | 0 | 0 | 0 | 0 | 0 | 0 | 0 | 0 | 623794 | 134225.5 | 137017.5 | 901912.5 | 0 | 0 | 0 | 0 | 0 | 0 | 0 | 0
[9 empty] | 2018-07-28 | 2019 | 18-19 | 0 | 19121.1009 | 0 | 19121.1009 | 0 | 237 | 0 | 237 | 623794 | 134225.5 | 137017.5 | 901912.5 | 0 | 0.14246 | 0 | 0.021201 | 0 | 0.0017657 | 0 | 0.00026277
[9 empty] | 2018-07-29 | 2019 | 18-19 | 0 | 0 | 0 | 0 | 0 | 0 | 0 | 0 | 623794 | 134225.5 | 137017.5 | 901912.5 | 0 | 0 | 0 | 0 | 0 | 0 | 0 | 0
[9 empty] | 2018-07-30 | 2019 | 18-19 | 0 | 0 | 0 | 0 | 0 | 0 | 0 | 0 | 623794 | 134225.5 | 137017.5 | 901912.5 | 0 | 0 | 0 | 0 | 0 | 0 | 0 | 0
[9 empty] | 2018-07-31 | 2019 | 18-19 | 0 | 0 | 0 | 0 | 0 | 0 | 0 | 0 | 623794 | 134225.5 | 137017.5 | 901912.5 | 0 | 0 | 0 | 0 | 0 | 0 | 0 | 0
[9 empty] | 2018-08-01 | 2019 | 18-19 | 0 | 0 | 0 | 0 | 0 | 0 | 0 | 0 | 623794 | 134225.5 | 137017.5 | 901912.5 | 0 | 0 | 0 | 0 | 0 | 0 | 0 | 0
[9 empty] | 2018-08-02 | 2019 | 18-19 | 0 | 0 | 0 | 0 | 0 | 0 | 0 | 0 | 623794 | 134225.5 | 137017.5 | 901912.5 | 0 | 0 | 0 | 0 | 0 | 0 | 0 | 0
[9 empty] | 2018-08-03 | 2019 | 18-19 | 0 | 0 | 0 | 0 | 0 | 0 | 0 | 0 | 623794 | 134225.5 | 137017.5 | 901912.5 | 0 | 0 | 0 | 0 | 0 | 0 | 0 | 0
[9 empty] | 2018-08-04 | 2019 | 18-19 | 0 | 0 | 0 | 0 | 0 | 0 | 0 | 0 | 623794 | 134225.5 | 137017.5 | 901912.5 | 0 | 0 | 0 | 0 | 0 | 0 | 0 | 0
[9 empty] | 2018-08-05 | 2019 | 18-19 | 0 | 0 | 0 | 0 | 0 | 0 | 0 | 0 | 623794 | 134225.5 | 137017.5 | 901912.5 | 0 | 0 | 0 | 0 | 0 | 0 | 0 | 0
[9 empty] | 2018-08-06 | 2019 | 18-19 | 0 | 0 | 0 | 0 | 0 | 0 | 0 | 0 | 623794 | 134225.5 | 137017.5 | 901912.5 | 0 | 0 | 0 | 0 | 0 | 0 | 0 | 0
[9 empty] | 2018-08-07 | 2019 | 18-19 | 0 | 0 | 0 | 0 | 0 | 0 | 0 | 0 | 623794 | 134225.5 | 137017.5 | 901912.5 | 0 | 0 | 0 | 0 | 0 | 0 | 0 | 0
[9 empty] | 2018-08-08 | 2019 | 18-19 | 0 | 0 | 0 | 0 | 0 | 0 | 0 | 0 | 623794 | 134225.5 | 137017.5 | 901912.5 | 0 | 0 | 0 | 0 | 0 | 0 | 0 | 0
[9 empty] | 2018-08-09 | 2019 | 18-19 | 0 | 0 | 0 | 0 | 0 | 0 | 0 | 0 | 623794 | 134225.5 | 137017.5 | 901912.5 | 0 | 0 | 0 | 0 | 0 | 0 | 0 | 0
[9 empty] | 2018-08-10 | 2019 | 18-19 | 0 | 0 | 66366.3385 | 66366.3385 | 0 | 0 | 795 | 795 | 623794 | 134225.5 | 137017.5 | 901912.5 | 0 | 0 | 0.48436 | 0.073584 | 0 | 0 | 0.0058022 | 0.00088146
[9 empty] | 2018-08-11 | 2019 | 18-19 | 0 | 0 | 0 | 0 | 0 | 0 | 0 | 0 | 623794 | 134225.5 | 137017.5 | 901912.5 | 0 | 0 | 0 | 0 | 0 | 0 | 0 | 0
[9 empty] | 2018-08-12 | 2019 | 18-19 | 0 | 0 | 0 | 0 | 0 | 0 | 0 | 0 | 623794 | 134225.5 | 137017.5 | 901912.5 | 0 | 0 | 0 | 0 | 0 | 0 | 0 | 0
[9 empty] | 2018-08-13 | 2019 | 18-19 | 0 | 0 | 0 | 0 | 0 | 0 | 0 | 0 | 623794 | 134225.5 | 137017.5 | 901912.5 | 0 | 0 | 0 | 0 | 0 | 0 | 0 | 0
[9 empty] | 2018-08-14 | 2019 | 18-19 | 0 | 0 | 0 | 0 | 0 | 0 | 0 | 0 | 623794 | 134225.5 | 137017.5 | 901912.5 | 0 | 0 | 0 | 0 | 0 | 0 | 0 | 0
[9 empty] | 2018-08-15 | 2019 | 18-19 | 0 | 0 | 0 | 0 | 0 | 0 | 0 | 0 | 623794 | 134225.5 | 137017.5 | 901912.5 | 0 | 0 | 0 | 0 | 0 | 0 | 0 | 0
[9 empty] | 2018-08-16 | 2019 | 18-19 | 37232.851 | 0 | 0 | 37232.851 | 298 | 0 | 0 | 298 | 623794 | 134225.5 | 137017.5 | 901912.5 | 0.059688 | 0 | 0 | 0.041282 | 0.00047772 | 0 | 0 | 0.00033041
[9 empty] | 2018-08-17 | 2019 | 18-19 | 0 | 0 | 0 | 0 | 0 | 0 | 0 | 0 | 623794 | 134225.5 | 137017.5 | 901912.5 | 0 | 0 | 0 | 0 | 0 | 0 | 0 | 0
[9 empty] | 2018-08-18 | 2019 | 18-19 | 0 | 0 | 0 | 0 | 0 | 0 | 0 | 0 | 623794 | 134225.5 | 137017.5 | 901912.5 | 0 | 0 | 0 | 0 | 0 | 0 | 0 | 0
[9 empty] | 2018-08-19 | 2019 | 18-19 | 0 | 0 | 0 | 0 | 0 | 0 | 0 | 0 | 623794 | 134225.5 | 137017.5 | 901912.5 | 0 | 0 | 0 | 0 | 0 | 0 | 0 | 0
[9 empty] | 2018-08-20 | 2019 | 18-19 | 0 | 0 | 0 | 0 | 0 | 0 | 0 | 0 | 623794 | 134225.5 | 137017.5 | 901912.5 | 0 | 0 | 0 | 0 | 0 | 0 | 0 | 0
[9 empty] | 2018-08-21 | 2019 | 18-19 | 0 | 0 | 0 | 0 | 0 | 0 | 0 | 0 | 623794 | 134225.5 | 137017.5 | 901912.5 | 0 | 0 | 0 | 0 | 0 | 0 | 0 | 0
[9 empty] | 2018-08-22 | 2019 | 18-19 | 0 | 0 | 0 | 0 | 0 | 0 | 0 | 0 | 623794 | 134225.5 | 137017.5 | 901912.5 | 0 | 0 | 0 | 0 | 0 | 0 | 0 | 0
[9 empty] | 2018-08-23 | 2019 | 18-19 | 0 | 0 | 0 | 0 | 0 | 0 | 0 | 0 | 623794 | 134225.5 | 137017.5 | 901912.5 | 0 | 0 | 0 | 0 | 0 | 0 | 0 | 0
[9 empty] | 2018-08-24 | 2019 | 18-19 | 0 | 0 | 0 | 0 | 0 | 0 | 0 | 0 | 623794 | 134225.5 | 137017.5 | 901912.5 | 0 | 0 | 0 | 0 | 0 | 0 | 0 | 0
[9 empty] | 2018-08-25 | 2019 | 18-19 | 0 | 0 | 204406.0962 | 204406.0962 | 0 | 0 | 970 | 970 | 623794 | 134225.5 | 137017.5 | 901912.5 | 0 | 0 | 1.4918 | 0.22664 | 0 | 0 | 0.0070794 | 0.0010755
[9 empty] | 2018-08-26 | 2019 | 18-19 | 0 | 0 | 0 | 0 | 0 | 0 | 0 | 0 | 623794 | 134225.5 | 137017.5 | 901912.5 | 0 | 0 | 0 | 0 | 0 | 0 | 0 | 0
[9 empty] | 2018-08-27 | 2019 | 18-19 | 0 | 0 | 0 | 0 | 0 | 0 | 0 | 0 | 623794 | 134225.5 | 137017.5 | 901912.5 | 0 | 0 | 0 | 0 | 0 | 0 | 0 | 0
[9 empty] | 2018-08-28 | 2019 | 18-19 | 0 | 0 | 0 | 0 | 0 | 0 | 0 | 0 | 623794 | 134225.5 | 137017.5 | 901912.5 | 0 | 0 | 0 | 0 | 0 | 0 | 0 | 0
[9 empty] | 2018-08-29 | 2019 | 18-19 | 0 | 0 | 0 | 0 | 0 | 0 | 0 | 0 | 623794 | 134225.5 | 137017.5 | 901912.5 | 0 | 0 | 0 | 0 | 0 | 0 | 0 | 0
[9 empty] | 2018-08-30 | 2019 | 18-19 | 0 | 0 | 0 | 0 | 0 | 0 | 0 | 0 | 623794 | 134225.5 | 137017.5 | 901912.5 | 0 | 0 | 0 | 0 | 0 | 0 | 0 | 0
[9 empty] | 2018-08-31 | 2019 | 18-19 | 0 | 0 | 0 | 0 | 0 | 0 | 0 | 0 | 623794 | 134225.5 | 137017.5 | 901912.5 | 0 | 0 | 0 | 0 | 0 | 0 | 0 | 0
[9 empty] | 2018-09-01 | 2019 | 18-19 | 0 | 0 | 0 | 0 | 0 | 0 | 0 | 0 | 623794 | 134225.5 | 137017.5 | 901912.5 | 0 | 0 | 0 | 0 | 0 | 0 | 0 | 0
[9 empty] | 2018-09-02 | 2019 | 18-19 | 0 | 0 | 0 | 0 | 0 | 0 | 0 | 0 | 623794 | 134225.5 | 137017.5 | 901912.5 | 0 | 0 | 0 | 0 | 0 | 0 | 0 | 0
[9 empty] | 2018-09-03 | 2019 | 18-19 | 0 | 0 | 0 | 0 | 0 | 0 | 0 | 0 | 623794 | 134225.5 | 137017.5 | 901912.5 | 0 | 0 | 0 | 0 | 0 | 0 | 0 | 0
[9 empty] | 2018-09-04 | 2019 | 18-19 | 0 | 0 | 0 | 0 | 0 | 0 | 0 | 0 | 623794 | 134225.5 | 137017.5 | 901912.5 | 0 | 0 | 0 | 0 | 0 | 0 | 0 | 0
[9 empty] | 2018-09-05 | 2019 | 18-19 | 0 | 0 | 0 | 0 | 0 | 0 | 0 | 0 | 623794 | 134225.5 | 137017.5 | 901912.5 | 0 | 0 | 0 | 0 | 0 | 0 | 0 | 0
[9 empty] | 2018-09-06 | 2019 | 18-19 | 0 | 0 | 0 | 0 | 0 | 0 | 0 | 0 | 623794 | 134225.5 | 137017.5 | 901912.5 | 0 | 0 | 0 | 0 | 0 | 0 | 0 | 0
[9 empty] | 2018-09-07 | 2019 | 18-19 | 0 | 0 | 0 | 0 | 0 | 0 | 0 | 0 | 623794 | 134225.5 | 137017.5 | 901912.5 | 0 | 0 | 0 | 0 | 0 | 0 | 0 | 0
[9 empty] | 2018-09-08 | 2019 | 18-19 | 0 | 0 | 0 | 0 | 0 | 0 | 0 | 0 | 623794 | 134225.5 | 137017.5 | 901912.5 | 0 | 0 | 0 | 0 | 0 | 0 | 0 | 0
[9 empty] | 2018-09-09 | 2019 | 18-19 | 0 | 0 | 0 | 0 | 0 | 0 | 0 | 0 | 623794 | 134225.5 | 137017.5 | 901912.5 | 0 | 0 | 0 | 0 | 0 | 0 | 0 | 0
[9 empty] | 2018-09-10 | 2019 | 18-19 | 0 | 0 | 0 | 0 | 0 | 0 | 0 | 0 | 623794 | 134225.5 | 137017.5 | 901912.5 | 0 | 0 | 0 | 0 | 0 | 0 | 0 | 0
[9 empty] | 2018-09-11 | 2019 | 18-19 | 0 | 0 | 0 | 0 | 0 | 0 | 0 | 0 | 623794 | 134225.5 | 137017.5 | 901912.5 | 0 | 0 | 0 | 0 | 0 | 0 | 0 | 0
[9 empty] | 2018-09-12 | 2019 | 18-19 | 0 | 0 | 0 | 0 | 0 | 0 | 0 | 0 | 623794 | 134225.5 | 137017.5 | 901912.5 | 0 | 0 | 0 | 0 | 0 | 0 | 0 | 0
[9 empty] | 2018-09-13 | 2019 | 18-19 | 0 | 0 | 0 | 0 | 0 | 0 | 0 | 0 | 623794 | 134225.5 | 137017.5 | 901912.5 | 0 | 0 | 0 | 0 | 0 | 0 | 0 | 0
[9 empty] | 2018-09-14 | 2019 | 18-19 | 0 | 0 | 0 | 0 | 0 | 0 | 0 | 0 | 623794 | 134225.5 | 137017.5 | 901912.5 | 0 | 0 | 0 | 0 | 0 | 0 | 0 | 0
[9 empty] | 2018-09-15 | 2019 | 18-19 | 0 | 0 | 0 | 0 | 0 | 0 | 0 | 0 | 623794 | 134225.5 | 137017.5 | 901912.5 | 0 | 0 | 0 | 0 | 0 | 0 | 0 | 0
[9 empty] | 2018-09-16 | 2019 | 18-19 | 0 | 0 | 0 | 0 | 0 | 0 | 0 | 0 | 623794 | 134225.5 | 137017.5 | 901912.5 | 0 | 0 | 0 | 0 | 0 | 0 | 0 | 0
[9 empty] | 2018-09-17 | 2019 | 18-19 | 0 | 0 | 0 | 0 | 0 | 0 | 0 | 0 | 623794 | 134225.5 | 137017.5 | 901912.5 | 0 | 0 | 0 | 0 | 0 | 0 | 0 | 0
[9 empty] | 2018-09-18 | 2019 | 18-19 | 0 | 0 | 0 | 0 | 0 | 0 | 0 | 0 | 623794 | 134225.5 | 137017.5 | 901912.5 | 0 | 0 | 0 | 0 | 0 | 0 | 0 | 0
[9 empty] | 2018-09-19 | 2019 | 18-19 | 0 | 0 | 0 | 0 | 0 | 0 | 0 | 0 | 623794 | 134225.5 | 137017.5 | 901912.5 | 0 | 0 | 0 | 0 | 0 | 0 | 0 | 0
[9 empty] | 2018-09-20 | 2019 | 18-19 | 0 | 0 | 0 | 0 | 0 | 0 | 0 | 0 | 623794 | 134225.5 | 137017.5 | 901912.5 | 0 | 0 | 0 | 0 | 0 | 0 | 0 | 0
[9 empty] | 2018-09-21 | 2019 | 18-19 | 0 | 0 | 0 | 0 | 0 | 0 | 0 | 0 | 623794 | 134225.5 | 137017.5 | 901912.5 | 0 | 0 | 0 | 0 | 0 | 0 | 0 | 0
[9 empty] | 2018-09-22 | 2019 | 18-19 | 0 | 0 | 0 | 0 | 0 | 0 | 0 | 0 | 623794 | 134225.5 | 137017.5 | 901912.5 | 0 | 0 | 0 | 0 | 0 | 0 | 0 | 0
[9 empty] | 2018-09-23 | 2019 | 18-19 | 0 | 0 | 0 | 0 | 0 | 0 | 0 | 0 | 623794 | 134225.5 | 137017.5 | 901912.5 | 0 | 0 | 0 | 0 | 0 | 0 | 0 | 0
[9 empty] | 2018-09-24 | 2019 | 18-19 | 0 | 0 | 0 | 0 | 0 | 0 | 0 | 0 | 623794 | 134225.5 | 137017.5 | 901912.5 | 0 | 0 | 0 | 0 | 0 | 0 | 0 | 0
[9 empty] | 2018-09-25 | 2019 | 18-19 | 0 | 0 | 0 | 0 | 0 | 0 | 0 | 0 | 623794 | 134225.5 | 137017.5 | 901912.5 | 0 | 0 | 0 | 0 | 0 | 0 | 0 | 0
[9 empty] | 2018-09-26 | 2019 | 18-19 | 0 | 0 | 0 | 0 | 0 | 0 | 0 | 0 | 623794 | 134225.5 | 137017.5 | 901912.5 | 0 | 0 | 0 | 0 | 0 | 0 | 0 | 0
[9 empty] | 2018-09-27 | 2019 | 18-19 | 0 | 0 | 0 | 0 | 0 | 0 | 0 | 0 | 623794 | 134225.5 | 137017.5 | 901912.5 | 0 | 0 | 0 | 0 | 0 | 0 | 0 | 0
[9 empty] | 2018-09-28 | 2019 | 18-19 | 0 | 0 | 0 | 0 | 0 | 0 | 0 | 0 | 623794 | 134225.5 | 137017.5 | 901912.5 | 0 | 0 | 0 | 0 | 0 | 0 | 0 | 0
[9 empty] | 2018-09-29 | 2019 | 18-19 | 0 | 0 | 0 | 0 | 0 | 0 | 0 | 0 | 623794 | 134225.5 | 137017.5 | 901912.5 | 0 | 0 | 0 | 0 | 0 | 0 | 0 | 0
[9 empty] | 2018-09-30 | 2019 | 18-19 | 0 | 0 | 0 | 0 | 0 | 0 | 0 | 0 | 623794 | 134225.5 | 137017.5 | 901912.5 | 0 | 0 | 0 | 0 | 0 | 0 | 0 | 0
[9 empty] | 2018-10-01 | 2019 | 18-19 | 0 | 0 | 0 | 0 | 0 | 0 | 0 | 0 | 623794 | 134225.5 | 137017.5 | 901912.5 | 0 | 0 | 0 | 0 | 0 | 0 | 0 | 0
[9 empty] | 2018-10-02 | 2019 | 18-19 | 0 | 0 | 162518.4 | 162518.4 | 0 | 0 | 123 | 123 | 623794 | 134225.5 | 137017.5 | 901912.5 | 0 | 0 | 1.1861 | 0.18019 | 0 | 0 | 0.0008977 | 0.00013638
[9 empty] | 2018-10-03 | 2019 | 18-19 | 0 | 0 | 0 | 0 | 0 | 0 | 0 | 0 | 623794 | 134225.5 | 137017.5 | 901912.5 | 0 | 0 | 0 | 0 | 0 | 0 | 0 | 0
[9 empty] | 2018-10-04 | 2019 | 18-19 | 0 | 0 | 0 | 0 | 0 | 0 | 0 | 0 | 623794 | 134225.5 | 137017.5 | 901912.5 | 0 | 0 | 0 | 0 | 0 | 0 | 0 | 0
[9 empty] | 2018-10-05 | 2019 | 18-19 | 0 | 0 | 0 | 0 | 0 | 0 | 0 | 0 | 623794 | 134225.5 | 137017.5 | 901912.5 | 0 | 0 | 0 | 0 | 0 | 0 | 0 | 0
[9 empty] | 2018-10-06 | 2019 | 18-19 | 0 | 0 | 0 | 0 | 0 | 0 | 0 | 0 | 623794 | 134225.5 | 137017.5 | 901912.5 | 0 | 0 | 0 | 0 | 0 | 0 | 0 | 0
[9 empty] | 2018-10-07 | 2019 | 18-19 | 0 | 0 | 0 | 0 | 0 | 0 | 0 | 0 | 623794 | 134225.5 | 137017.5 | 901912.5 | 0 | 0 | 0 | 0 | 0 | 0 | 0 | 0
[9 empty] | 2018-10-08 | 2019 | 18-19 | 0 | 0 | 0 | 0 | 0 | 0 | 0 | 0 | 623794 | 134225.5 | 137017.5 | 901912.5 | 0 | 0 | 0 | 0 | 0 | 0 | 0 | 0
[9 empty] | 2018-10-09 | 2019 | 18-19 | 0 | 0 | 0 | 0 | 0 | 0 | 0 | 0 | 623794 | 134225.5 | 137017.5 | 901912.5 | 0 | 0 | 0 | 0 | 0 | 0 | 0 | 0
[9 empty] | 2018-10-10 | 2019 | 18-19 | 0 | 0 | 0 | 0 | 0 | 0 | 0 | 0 | 623794 | 134225.5 | 137017.5 | 901912.5 | 0 | 0 | 0 | 0 | 0 | 0 | 0 | 0
[9 empty] | 2018-10-11 | 2019 | 18-19 | 0 | 0 | 0 | 0 | 0 | 0 | 0 | 0 | 623794 | 134225.5 | 137017.5 | 901912.5 | 0 | 0 | 0 | 0 | 0 | 0 | 0 | 0
[9 empty] | 2018-10-12 | 2019 | 18-19 | 0 | 0 | 0 | 0 | 0 | 0 | 0 | 0 | 623794 | 134225.5 | 137017.5 | 901912.5 | 0 | 0 | 0 | 0 | 0 | 0 | 0 | 0
[9 empty] | 2018-10-13 | 2019 | 18-19 | 0 | 0 | 0 | 0 | 0 | 0 | 0 | 0 | 623794 | 134225.5 | 137017.5 | 901912.5 | 0 | 0 | 0 | 0 | 0 | 0 | 0 | 0
[9 empty] | 2018-10-14 | 2019 | 18-19 | 0 | 0 | 7694.19 | 7694.19 | 0 | 0 | 14 | 14 | 623794 | 134225.5 | 137017.5 | 901912.5 | 0 | 0 | 0.056155 | 0.008531 | 0 | 0 | 0.00010218 | 1.5523e-05
[9 empty] | 2018-10-15 | 2019 |  | 0 | 97930 | 12609.2404 | 110539.2404 | 0 | 734 | 57 | 791 | 623794 | 134225.5 | 137017.5 | 901912.5 | 0 | 0.72959 | 0.092026 | 0.12256 | 0 | 0.0054684 | 0.00041601 | 0.00087703
[9 empty] | 2018-10-16 | 2019 | 18-19 | 0 | 0 | 0 | 0 | 0 | 0 | 0 | 0 | 623794 | 134225.5 | 137017.5 | 901912.5 | 0 | 0 | 0 | 0 | 0 | 0 | 0 | 0
[9 empty] | 2018-10-17 | 2019 | 18-19 | 0 | 0 | 0 | 0 | 0 | 0 | 0 | 0 | 623794 | 134225.5 | 137017.5 | 901912.5 | 0 | 0 | 0 | 0 | 0 | 0 | 0 | 0
[9 empty] | 2018-10-18 | 2019 | 18-19 | 0 | 0 | 0 | 0 | 0 | 0 | 0 | 0 | 623794 | 134225.5 | 137017.5 | 901912.5 | 0 | 0 | 0 | 0 | 0 | 0 | 0 | 0
[9 empty] | 2018-10-19 | 2019 | 18-19 | 0 | 0 | 0 | 0 | 0 | 0 | 0 | 0 | 623794 | 134225.5 | 137017.5 | 901912.5 | 0 | 0 | 0 | 0 | 0 | 0 | 0 | 0
[9 empty] | 2018-10-20 | 2019 | 18-19 | 0 | 0 | 0 | 0 | 0 | 0 | 0 | 0 | 623794 | 134225.5 | 137017.5 | 901912.5 | 0 | 0 | 0 | 0 | 0 | 0 | 0 | 0
[9 empty] | 2018-10-21 | 2019 | 18-19 | 0 | 0 | 0 | 0 | 0 | 0 | 0 | 0 | 623794 | 134225.5 | 137017.5 | 901912.5 | 0 | 0 | 0 | 0 | 0 | 0 | 0 | 0
[9 empty] | 2018-10-22 | 2019 | 18-19 | 0 | 0 | 0 | 0 | 0 | 0 | 0 | 0 | 623794 | 134225.5 | 137017.5 | 901912.5 | 0 | 0 | 0 | 0 | 0 | 0 | 0 | 0
[9 empty] | 2018-10-23 | 2019 | 18-19 | 0 | 0 | 0 | 0 | 0 | 0 | 0 | 0 | 623794 | 134225.5 | 137017.5 | 901912.5 | 0 | 0 | 0 | 0 | 0 | 0 | 0 | 0
[9 empty] | 2018-10-24 | 2019 | 18-19 | 0 | 0 | 0 | 0 | 0 | 0 | 0 | 0 | 623794 | 134225.5 | 137017.5 | 901912.5 | 0 | 0 | 0 | 0 | 0 | 0 | 0 | 0
[9 empty] | 2018-10-25 | 2019 | 18-19 | 0 | 0 | 0 | 0 | 0 | 0 | 0 | 0 | 623794 | 134225.5 | 137017.5 | 901912.5 | 0 | 0 | 0 | 0 | 0 | 0 | 0 | 0
[9 empty] | 2018-10-26 | 2019 | 18-19 | 0 | 0 | 0 | 0 | 0 | 0 | 0 | 0 | 623794 | 134225.5 | 137017.5 | 901912.5 | 0 | 0 | 0 | 0 | 0 | 0 | 0 | 0
[9 empty] | 2018-10-27 | 2019 | 18-19 | 0 | 0 | 0 | 0 | 0 | 0 | 0 | 0 | 623794 | 134225.5 | 137017.5 | 901912.5 | 0 | 0 | 0 | 0 | 0 | 0 | 0 | 0
[9 empty] | 2018-10-28 | 2019 | 18-19 | 0 | 0 | 0 | 0 | 0 | 0 | 0 | 0 | 623794 | 134225.5 | 137017.5 | 901912.5 | 0 | 0 | 0 | 0 | 0 | 0 | 0 | 0
[9 empty] | 2018-10-29 | 2019 | 18-19 | 0 | 0 | 0 | 0 | 0 | 0 | 0 | 0 | 623794 | 134225.5 | 137017.5 | 901912.5 | 0 | 0 | 0 | 0 | 0 | 0 | 0 | 0
[9 empty] | 2018-10-30 | 2019 | 18-19 | 0 | 0 | 0 | 0 | 0 | 0 | 0 | 0 | 623794 | 134225.5 | 137017.5 | 901912.5 | 0 | 0 | 0 | 0 | 0 | 0 | 0 | 0
[9 empty] | 2018-10-31 | 2019 | 18-19 | 0 | 0 | 0 | 0 | 0 | 0 | 0 | 0 | 623794 | 134225.5 | 137017.5 | 901912.5 | 0 | 0 | 0 | 0 | 0 | 0 | 0 | 0
[9 empty] | 2018-11-01 | 2019 | 18-19 | 0 | 8103 | 0 | 8103 | 0 | 37 | 0 | 37 | 623794 | 134225.5 | 137017.5 | 901912.5 | 0 | 0.060369 | 0 | 0.0089842 | 0 | 0.00027566 | 0 | 4.1024e-05
[9 empty] | 2018-11-02 | 2019 |  | 0 | 10905.75 | 87342.1 | 98247.85 | 0 | 37 | 74 | 111 | 623794 | 134225.5 | 137017.5 | 901912.5 | 0 | 0.081249 | 0.63745 | 0.10893 | 0 | 0.00027566 | 0.00054008 | 0.00012307
[9 empty] | 2018-11-03 | 2019 | 18-19 | 0 | 0 | 33002.05 | 33002.05 | 0 | 0 | 42 | 42 | 623794 | 134225.5 | 137017.5 | 901912.5 | 0 | 0 | 0.24086 | 0.036591 | 0 | 0 | 0.00030653 | 4.6568e-05
[9 empty] | 2018-11-04 | 2019 | 18-19 | 0 | 0 | 48298.95 | 48298.95 | 0 | 0 | 103 | 103 | 623794 | 134225.5 | 137017.5 | 901912.5 | 0 | 0 | 0.3525 | 0.053552 | 0 | 0 | 0.00075173 | 0.0001142
[9 empty] | 2018-11-05 | 2019 | 18-19 | 0 | 0 | 56904.2082 | 56904.2082 | 0 | 0 | 86 | 86 | 623794 | 134225.5 | 137017.5 | 901912.5 | 0 | 0 | 0.41531 | 0.063093 | 0 | 0 | 0.00062766 | 9.5353e-05
[9 empty] | 2018-11-06 | 2019 | 18-19 | 0 | 0 | 28069.65 | 28069.65 | 0 | 0 | 48 | 48 | 623794 | 134225.5 | 137017.5 | 901912.5 | 0 | 0 | 0.20486 | 0.031122 | 0 | 0 | 0.00035032 | 5.322e-05
[9 empty] | 2018-11-07 | 2019 | 18-19 | 0 | 0 | 0 | 0 | 0 | 0 | 0 | 0 | 623794 | 134225.5 | 137017.5 | 901912.5 | 0 | 0 | 0 | 0 | 0 | 0 | 0 | 0
[9 empty] | 2018-11-08 | 2019 | 18-19 | 0 | 0 | 0 | 0 | 0 | 0 | 0 | 0 | 623794 | 134225.5 | 137017.5 | 901912.5 | 0 | 0 | 0 | 0 | 0 | 0 | 0 | 0
[9 empty] | 2018-11-09 | 2019 | 18-19 | 0 | 0 | 0 | 0 | 0 | 0 | 0 | 0 | 623794 | 134225.5 | 137017.5 | 901912.5 | 0 | 0 | 0 | 0 | 0 | 0 | 0 | 0
[9 empty] | 2018-11-10 | 2019 | 18-19 | 0 | 0 | 0 | 0 | 0 | 0 | 0 | 0 | 623794 | 134225.5 | 137017.5 | 901912.5 | 0 | 0 | 0 | 0 | 0 | 0 | 0 | 0
[9 empty] | 2018-11-11 | 2019 | 18-19 | 0 | 0 | 0 | 0 | 0 | 0 | 0 | 0 | 623794 | 134225.5 | 137017.5 | 901912.5 | 0 | 0 | 0 | 0 | 0 | 0 | 0 | 0
[9 empty] | 2018-11-12 | 2019 | 18-19 | 0 | 0 | 0 | 0 | 0 | 0 | 0 | 0 | 623794 | 134225.5 | 137017.5 | 901912.5 | 0 | 0 | 0 | 0 | 0 | 0 | 0 | 0
[9 empty] | 2018-11-13 | 2019 | 18-19 | 0 | 0 | 0 | 0 | 0 | 0 | 0 | 0 | 623794 | 134225.5 | 137017.5 | 901912.5 | 0 | 0 | 0 | 0 | 0 | 0 | 0 | 0
[9 empty] | 2018-11-14 | 2019 | 18-19 | 0 | 0 | 0 | 0 | 0 | 0 | 0 | 0 | 623794 | 134225.5 | 137017.5 | 901912.5 | 0 | 0 | 0 | 0 | 0 | 0 | 0 | 0
[9 empty] | 2018-11-15 | 2019 | 18-19 | 0 | 0 | 0 | 0 | 0 | 0 | 0 | 0 | 623794 | 134225.5 | 137017.5 | 901912.5 | 0 | 0 | 0 | 0 | 0 | 0 | 0 | 0
[9 empty] | 2018-11-16 | 2019 | 18-19 | 0 | 0 | 0 | 0 | 0 | 0 | 0 | 0 | 623794 | 134225.5 | 137017.5 | 901912.5 | 0 | 0 | 0 | 0 | 0 | 0 | 0 | 0
[9 empty] | 2018-11-17 | 2019 | 18-19 | 0 | 0 | 9619.5 | 9619.5 | 0 | 0 | 106 | 106 | 623794 | 134225.5 | 137017.5 | 901912.5 | 0 | 0 | 0.070206 | 0.010666 | 0 | 0 | 0.00077362 | 0.00011753
[9 empty] | 2018-11-18 | 2019 | 18-19 | 0 | 0 | 0 | 0 | 0 | 0 | 0 | 0 | 623794 | 134225.5 | 137017.5 | 901912.5 | 0 | 0 | 0 | 0 | 0 | 0 | 0 | 0
[9 empty] | 2018-11-19 | 2019 | 18-19 | 0 | 0 | 9345.15 | 9345.15 | 0 | 0 | 45 | 45 | 623794 | 134225.5 | 137017.5 | 901912.5 | 0 | 0 | 0.068204 | 0.010361 | 0 | 0 | 0.00032843 | 4.9894e-05
[9 empty] | 2018-11-20 | 2019 | 18-19 | 0 | 0 | 0 | 0 | 0 | 0 | 0 | 0 | 623794 | 134225.5 | 137017.5 | 901912.5 | 0 | 0 | 0 | 0 | 0 | 0 | 0 | 0
[9 empty] | 2018-11-21 | 2019 |  | 0 | 0 | 42710.3025 | 42710.3025 | 0 | 0 | 228 | 228 | 623794 | 134225.5 | 137017.5 | 901912.5 | 0 | 0 | 0.31171 | 0.047355 | 0 | 0 | 0.001664 | 0.0002528
[9 empty] | 2018-11-22 | 2019 |  | 0 | 0 | 0 | 0 | 0 | 0 | 0 | 0 | 623794 | 134225.5 | 137017.5 | 901912.5 | 0 | 0 | 0 | 0 | 0 | 0 | 0 | 0
[9 empty] | 2018-11-23 | 2019 | 18-19 | 0 | 0 | 0 | 0 | 0 | 0 | 0 | 0 | 623794 | 134225.5 | 137017.5 | 901912.5 | 0 | 0 | 0 | 0 | 0 | 0 | 0 | 0
[9 empty] | 2018-11-24 | 2019 | 18-19 | 0 | 0 | 0 | 0 | 0 | 0 | 0 | 0 | 623794 | 134225.5 | 137017.5 | 901912.5 | 0 | 0 | 0 | 0 | 0 | 0 | 0 | 0
[9 empty] | 2018-11-25 | 2019 | 18-19 | 0 | 0 | 0 | 0 | 0 | 0 | 0 | 0 | 623794 | 134225.5 | 137017.5 | 901912.5 | 0 | 0 | 0 | 0 | 0 | 0 | 0 | 0
[9 empty] | 2018-11-26 | 2019 | 18-19 | 0 | 0 | 0 | 0 | 0 | 0 | 0 | 0 | 623794 | 134225.5 | 137017.5 | 901912.5 | 0 | 0 | 0 | 0 | 0 | 0 | 0 | 0
[9 empty] | 2018-11-27 | 2019 | 18-19 | 0 | 0 | 0 | 0 | 0 | 0 | 0 | 0 | 623794 | 134225.5 | 137017.5 | 901912.5 | 0 | 0 | 0 | 0 | 0 | 0 | 0 | 0
[9 empty] | 2018-11-28 | 2019 | 18-19 | 0 | 0 | 0 | 0 | 0 | 0 | 0 | 0 | 623794 | 134225.5 | 137017.5 | 901912.5 | 0 | 0 | 0 | 0 | 0 | 0 | 0 | 0
[9 empty] | 2018-11-29 | 2019 | 18-19 | 0 | 0 | 0 | 0 | 0 | 0 | 0 | 0 | 623794 | 134225.5 | 137017.5 | 901912.5 | 0 | 0 | 0 | 0 | 0 | 0 | 0 | 0
[9 empty] | 2018-11-30 | 2019 | 18-19 | 0 | 0 | 0 | 0 | 0 | 0 | 0 | 0 | 623794 | 134225.5 | 137017.5 | 901912.5 | 0 | 0 | 0 | 0 | 0 | 0 | 0 | 0
[9 empty] | 2018-12-01 | 2019 | 18-19 | 0 | 9918 | 34279.8 | 44197.8 | 0 | 37 | 31 | 68 | 623794 | 134225.5 | 137017.5 | 901912.5 | 0 | 0.073891 | 0.25019 | 0.049005 | 0 | 0.00027566 | 0.00022625 | 7.5395e-05
[9 empty] | 2018-12-02 | 2019 | 18-19 | 0 | 0 | 0 | 0 | 0 | 0 | 0 | 0 | 623794 | 134225.5 | 137017.5 | 901912.5 | 0 | 0 | 0 | 0 | 0 | 0 | 0 | 0
[9 empty] | 2018-12-03 | 2019 | 18-19 | 0 | 0 | 0 | 0 | 0 | 0 | 0 | 0 | 623794 | 134225.5 | 137017.5 | 901912.5 | 0 | 0 | 0 | 0 | 0 | 0 | 0 | 0
[9 empty] | 2018-12-04 | 2019 | 18-19 | 0 | 0 | 0 | 0 | 0 | 0 | 0 | 0 | 623794 | 134225.5 | 137017.5 | 901912.5 | 0 | 0 | 0 | 0 | 0 | 0 | 0 | 0
[9 empty] | 2018-12-05 | 2019 | 18-19 | 0 | 0 | 0 | 0 | 0 | 0 | 0 | 0 | 623794 | 134225.5 | 137017.5 | 901912.5 | 0 | 0 | 0 | 0 | 0 | 0 | 0 | 0
[9 empty] | 2018-12-06 | 2019 | 18-19 | 0 | 0 | 0 | 0 | 0 | 0 | 0 | 0 | 623794 | 134225.5 | 137017.5 | 901912.5 | 0 | 0 | 0 | 0 | 0 | 0 | 0 | 0
[9 empty] | 2018-12-07 | 2019 | 18-19 | 0 | 0 | 124769.2 | 124769.2 | 0 | 0 | 113 | 113 | 623794 | 134225.5 | 137017.5 | 901912.5 | 0 | 0 | 0.91061 | 0.13834 | 0 | 0 | 0.00082471 | 0.00012529
[9 empty] | 2018-12-08 | 2019 | 18-19 | 0 | 0 | 19678.104 | 19678.104 | 0 | 0 | 38 | 38 | 623794 | 134225.5 | 137017.5 | 901912.5 | 0 | 0 | 0.14362 | 0.021818 | 0 | 0 | 0.00027734 | 4.2133e-05
[9 empty] | 2018-12-09 | 2019 | 18-19 | 0 | 0 | 0 | 0 | 0 | 0 | 0 | 0 | 623794 | 134225.5 | 137017.5 | 901912.5 | 0 | 0 | 0 | 0 | 0 | 0 | 0 | 0
[9 empty] | 2018-12-10 | 2019 | 18-19 | 0 | 0 | 0 | 0 | 0 | 0 | 0 | 0 | 623794 | 134225.5 | 137017.5 | 901912.5 | 0 | 0 | 0 | 0 | 0 | 0 | 0 | 0
[9 empty] | 2018-12-11 | 2019 | 18-19 | 0 | 0 | 0 | 0 | 0 | 0 | 0 | 0 | 623794 | 134225.5 | 137017.5 | 901912.5 | 0 | 0 | 0 | 0 | 0 | 0 | 0 | 0
[9 empty] | 2018-12-12 | 2019 | 18-19 | 0 | 0 | 0 | 0 | 0 | 0 | 0 | 0 | 623794 | 134225.5 | 137017.5 | 901912.5 | 0 | 0 | 0 | 0 | 0 | 0 | 0 | 0
[9 empty] | 2018-12-13 | 2019 | 18-19 | 0 | 0 | 0 | 0 | 0 | 0 | 0 | 0 | 623794 | 134225.5 | 137017.5 | 901912.5 | 0 | 0 | 0 | 0 | 0 | 0 | 0 | 0
[9 empty] | 2018-12-14 | 2019 | 18-19 | 0 | 0 | 0 | 0 | 0 | 0 | 0 | 0 | 623794 | 134225.5 | 137017.5 | 901912.5 | 0 | 0 | 0 | 0 | 0 | 0 | 0 | 0
[9 empty] | 2018-12-15 | 2019 | 18-19 | 0 | 0 | 0 | 0 | 0 | 0 | 0 | 0 | 623794 | 134225.5 | 137017.5 | 901912.5 | 0 | 0 | 0 | 0 | 0 | 0 | 0 | 0
[9 empty] | 2018-12-16 | 2019 | 18-19 | 0 | 0 | 0 | 0 | 0 | 0 | 0 | 0 | 623794 | 134225.5 | 137017.5 | 901912.5 | 0 | 0 | 0 | 0 | 0 | 0 | 0 | 0
[9 empty] | 2018-12-17 | 2019 | 18-19 | 0 | 0 | 0 | 0 | 0 | 0 | 0 | 0 | 623794 | 134225.5 | 137017.5 | 901912.5 | 0 | 0 | 0 | 0 | 0 | 0 | 0 | 0
[9 empty] | 2018-12-18 | 2019 | 18-19 | 0 | 0 | 0 | 0 | 0 | 0 | 0 | 0 | 623794 | 134225.5 | 137017.5 | 901912.5 | 0 | 0 | 0 | 0 | 0 | 0 | 0 | 0
[9 empty] | 2018-12-19 | 2019 | 18-19 | 0 | 0 | 2859.5 | 2859.5 | 0 | 0 | 5 | 5 | 623794 | 134225.5 | 137017.5 | 901912.5 | 0 | 0 | 0.02087 | 0.0031705 | 0 | 0 | 3.6492e-05 | 5.5438e-06
[9 empty] | 2018-12-20 | 2019 | 18-19 | 0 | 0 | 0 | 0 | 0 | 0 | 0 | 0 | 623794 | 134225.5 | 137017.5 | 901912.5 | 0 | 0 | 0 | 0 | 0 | 0 | 0 | 0
[9 empty] | 2018-12-21 | 2019 | 18-19 | 0 | 0 | 0 | 0 | 0 | 0 | 0 | 0 | 623794 | 134225.5 | 137017.5 | 901912.5 | 0 | 0 | 0 | 0 | 0 | 0 | 0 | 0
[9 empty] | 2018-12-22 | 2019 | 18-19 | 0 | 0 | 0 | 0 | 0 | 0 | 0 | 0 | 623794 | 134225.5 | 137017.5 | 901912.5 | 0 | 0 | 0 | 0 | 0 | 0 | 0 | 0
[9 empty] | 2018-12-23 | 2019 | 18-19 | 0 | 0 | 83577.1316 | 83577.1316 | 0 | 0 | 249 | 249 | 623794 | 134225.5 | 137017.5 | 901912.5 | 0 | 0 | 0.60997 | 0.092667 | 0 | 0 | 0.0018173 | 0.00027608
[9 empty] | 2018-12-24 | 2019 | 18-19 | 0 | 0 | 0 | 0 | 0 | 0 | 0 | 0 | 623794 | 134225.5 | 137017.5 | 901912.5 | 0 | 0 | 0 | 0 | 0 | 0 | 0 | 0
[9 empty] | 2018-12-25 | 2019 | 18-19 | 0 | 0 | 0 | 0 | 0 | 0 | 0 | 0 | 623794 | 134225.5 | 137017.5 | 901912.5 | 0 | 0 | 0 | 0 | 0 | 0 | 0 | 0
[9 empty] | 2018-12-26 | 2019 | 18-19 | 0 | 0 | 0 | 0 | 0 | 0 | 0 | 0 | 623794 | 134225.5 | 137017.5 | 901912.5 | 0 | 0 | 0 | 0 | 0 | 0 | 0 | 0
[9 empty] | 2018-12-27 | 2019 | 18-19 | 0 | 0 | 0 | 0 | 0 | 0 | 0 | 0 | 623794 | 134225.5 | 137017.5 | 901912.5 | 0 | 0 | 0 | 0 | 0 | 0 | 0 | 0
[9 empty] | 2018-12-28 | 2019 | 18-19 | 0 | 0 | 0 | 0 | 0 | 0 | 0 | 0 | 623794 | 134225.5 | 137017.5 | 901912.5 | 0 | 0 | 0 | 0 | 0 | 0 | 0 | 0
[9 empty] | 2018-12-29 | 2019 | 18-19 | 0 | 0 | 0 | 0 | 0 | 0 | 0 | 0 | 623794 | 134225.5 | 137017.5 | 901912.5 | 0 | 0 | 0 | 0 | 0 | 0 | 0 | 0
[9 empty] | 2018-12-30 | 2019 | 18-19 | 0 | 0 | 53789 | 53789 | 0 | 0 | 77 | 77 | 623794 | 134225.5 | 137017.5 | 901912.5 | 0 | 0 | 0.39257 | 0.059639 | 0 | 0 | 0.00056197 | 8.5374e-05
[9 empty] | 2018-12-31 | 2019 | 18-19 | 0 | 0 | 0 | 0 | 0 | 0 | 0 | 0 | 623794 | 134225.5 | 137017.5 | 901912.5 | 0 | 0 | 0 | 0 | 0 | 0 | 0 | 0
[9 empty] | 2019-01-01 | 2019 | 18-19 | 0 | 0 | 0 | 0 | 0 | 0 | 0 | 0 | 623794 | 134225.5 | 137017.5 | 901912.5 | 0 | 0 | 0 | 0 | 0 | 0 | 0 | 0
[9 empty] | 2019-01-02 | 2019 | 18-19 | 0 | 0 | 0 | 0 | 0 | 0 | 0 | 0 | 623794 | 134225.5 | 137017.5 | 901912.5 | 0 | 0 | 0 | 0 | 0 | 0 | 0 | 0
[9 empty] | 2019-01-03 | 2019 | 18-19 | 0 | 0 | 0 | 0 | 0 | 0 | 0 | 0 | 623794 | 134225.5 | 137017.5 | 901912.5 | 0 | 0 | 0 | 0 | 0 | 0 | 0 | 0
[9 empty] | 2019-01-04 | 2019 | 18-19 | 0 | 0 | 0 | 0 | 0 | 0 | 0 | 0 | 623794 | 134225.5 | 137017.5 | 901912.5 | 0 | 0 | 0 | 0 | 0 | 0 | 0 | 0
[9 empty] | 2019-01-05 | 2019 | 18-19 | 0 | 0 | 0 | 0 | 0 | 0 | 0 | 0 | 623794 | 134225.5 | 137017.5 | 901912.5 | 0 | 0 | 0 | 0 | 0 | 0 | 0 | 0
[9 empty] | 2019-01-06 | 2019 | 18-19 | 0 | 0 | 0 | 0 | 0 | 0 | 0 | 0 | 623794 | 134225.5 | 137017.5 | 901912.5 | 0 | 0 | 0 | 0 | 0 | 0 | 0 | 0
[9 empty] | 2019-01-07 | 2019 | 18-19 | 0 | 0 | 0 | 0 | 0 | 0 | 0 | 0 | 623794 | 134225.5 | 137017.5 | 901912.5 | 0 | 0 | 0 | 0 | 0 | 0 | 0 | 0
[9 empty] | 2019-01-08 | 2019 | 18-19 | 0 | 0 | 0 | 0 | 0 | 0 | 0 | 0 | 623794 | 134225.5 | 137017.5 | 901912.5 | 0 | 0 | 0 | 0 | 0 | 0 | 0 | 0
[9 empty] | 2019-01-09 | 2019 | 18-19 | 0 | 0 | 0 | 0 | 0 | 0 | 0 | 0 | 623794 | 134225.5 | 137017.5 | 901912.5 | 0 | 0 | 0 | 0 | 0 | 0 | 0 | 0
[9 empty] | 2019-01-10 | 2019 | 18-19 | 0 | 0 | 4906.0315 | 4906.0315 | 0 | 0 | 20 | 20 | 623794 | 134225.5 | 137017.5 | 901912.5 | 0 | 0 | 0.035806 | 0.0054396 | 0 | 0 | 0.00014597 | 2.2175e-05
[9 empty] | 2019-01-11 | 2019 | 18-19 | 0 | 0 | 0 | 0 | 0 | 0 | 0 | 0 | 623794 | 134225.5 | 137017.5 | 901912.5 | 0 | 0 | 0 | 0 | 0 | 0 | 0 | 0
[9 empty] | 2019-01-12 | 2019 | 18-19 | 0 | 0 | 93063.9259 | 93063.9259 | 0 | 0 | 128 | 128 | 623794 | 134225.5 | 137017.5 | 901912.5 | 0 | 0 | 0.67921 | 0.10319 | 0 | 0 | 0.00093419 | 0.00014192
[9 empty] | 2019-01-13 | 2019 | 18-19 | 0 | 0 | 0 | 0 | 0 | 0 | 0 | 0 | 623794 | 134225.5 | 137017.5 | 901912.5 | 0 | 0 | 0 | 0 | 0 | 0 | 0 | 0
[9 empty] | 2019-01-14 | 2019 | 18-19 | 0 | 0 | 0 | 0 | 0 | 0 | 0 | 0 | 623794 | 134225.5 | 137017.5 | 901912.5 | 0 | 0 | 0 | 0 | 0 | 0 | 0 | 0
[9 empty] | 2019-01-15 | 2019 | 18-19 | 0 | 0 | 10959.447 | 10959.447 | 0 | 0 | 64 | 64 | 623794 | 134225.5 | 137017.5 | 901912.5 | 0 | 0 | 0.079986 | 0.012151 | 0 | 0 | 0.00046709 | 7.096e-05
[9 empty] | 2019-01-16 | 2019 | 18-19 | 0 | 0 | 0 | 0 | 0 | 0 | 0 | 0 | 623794 | 134225.5 | 137017.5 | 901912.5 | 0 | 0 | 0 | 0 | 0 | 0 | 0 | 0
[9 empty] | 2019-01-17 | 2019 | 18-19 | 0 | 0 | 0 | 0 | 0 | 0 | 0 | 0 | 623794 | 134225.5 | 137017.5 | 901912.5 | 0 | 0 | 0 | 0 | 0 | 0 | 0 | 0
[9 empty] | 2019-01-18 | 2019 | 18-19 | 0 | 0 | 0 | 0 | 0 | 0 | 0 | 0 | 623794 | 134225.5 | 137017.5 | 901912.5 | 0 | 0 | 0 | 0 | 0 | 0 | 0 | 0
[9 empty] | 2019-01-19 | 2019 | 18-19 | 0 | 0 | 0 | 0 | 0 | 0 | 0 | 0 | 623794 | 134225.5 | 137017.5 | 901912.5 | 0 | 0 | 0 | 0 | 0 | 0 | 0 | 0
[9 empty] | 2019-01-20 | 2019 | 18-19 | 0 | 0 | 0 | 0 | 0 | 0 | 0 | 0 | 623794 | 134225.5 | 137017.5 | 901912.5 | 0 | 0 | 0 | 0 | 0 | 0 | 0 | 0
[9 empty] | 2019-01-21 | 2019 | 18-19 | 0 | 0 | 0 | 0 | 0 | 0 | 0 | 0 | 623794 | 134225.5 | 137017.5 | 901912.5 | 0 | 0 | 0 | 0 | 0 | 0 | 0 | 0
[9 empty] | 2019-01-22 | 2019 | 18-19 | 0 | 0 | 0 | 0 | 0 | 0 | 0 | 0 | 623794 | 134225.5 | 137017.5 | 901912.5 | 0 | 0 | 0 | 0 | 0 | 0 | 0 | 0
[9 empty] | 2019-01-23 | 2019 | 18-19 | 0 | 0 | 0 | 0 | 0 | 0 | 0 | 0 | 623794 | 134225.5 | 137017.5 | 901912.5 | 0 | 0 | 0 | 0 | 0 | 0 | 0 | 0
[9 empty] | 2019-01-24 | 2019 | 18-19 | 0 | 40948.5469 | 0 | 40948.5469 | 0 | 131 | 0 | 131 | 623794 | 134225.5 | 137017.5 | 901912.5 | 0 | 0.30507 | 0 | 0.045402 | 0 | 0.00097597 | 0 | 0.00014525
[9 empty] | 2019-01-25 | 2019 | 18-19 | 0 | 0 | 26296.9517 | 26296.9517 | 0 | 0 | 277 | 277 | 623794 | 134225.5 | 137017.5 | 901912.5 | 0 | 0 | 0.19192 | 0.029157 | 0 | 0 | 0.0020216 | 0.00030713
[9 empty] | 2019-01-26 | 2019 | 18-19 | 0 | 0 | 0 | 0 | 0 | 0 | 0 | 0 | 623794 | 134225.5 | 137017.5 | 901912.5 | 0 | 0 | 0 | 0 | 0 | 0 | 0 | 0
[9 empty] | 2019-01-27 | 2019 | 18-19 | 0 | 0 | 0 | 0 | 0 | 0 | 0 | 0 | 623794 | 134225.5 | 137017.5 | 901912.5 | 0 | 0 | 0 | 0 | 0 | 0 | 0 | 0
[9 empty] | 2019-01-28 | 2019 | 18-19 | 0 | 0 | 0 | 0 | 0 | 0 | 0 | 0 | 623794 | 134225.5 | 137017.5 | 901912.5 | 0 | 0 | 0 | 0 | 0 | 0 | 0 | 0
[9 empty] | 2019-01-29 | 2019 | 18-19 | 0 | 0 | 3049.5 | 3049.5 | 0 | 0 | 30 | 30 | 623794 | 134225.5 | 137017.5 | 901912.5 | 0 | 0 | 0.022256 | 0.0033811 | 0 | 0 | 0.00021895 | 3.3263e-05
[9 empty] | 2019-01-30 | 2019 | 18-19 | 0 | 0 | 0 | 0 | 0 | 0 | 0 | 0 | 623794 | 134225.5 | 137017.5 | 901912.5 | 0 | 0 | 0 | 0 | 0 | 0 | 0 | 0
[9 empty] | 2019-01-31 | 2019 | 18-19 | 0 | 0 | 0 | 0 | 0 | 0 | 0 | 0 | 623794 | 134225.5 | 137017.5 | 901912.5 | 0 | 0 | 0 | 0 | 0 | 0 | 0 | 0
[9 empty] | 2019-02-01 | 2019 | 18-19 | 0 | 0 | 0 | 0 | 0 | 0 | 0 | 0 | 623794 | 134225.5 | 137017.5 | 901912.5 | 0 | 0 | 0 | 0 | 0 | 0 | 0 | 0
[9 empty] | 2019-02-02 | 2019 | 18-19 | 0 | 0 | 0 | 0 | 0 | 0 | 0 | 0 | 623794 | 134225.5 | 137017.5 | 901912.5 | 0 | 0 | 0 | 0 | 0 | 0 | 0 | 0
[9 empty] | 2019-02-03 | 2019 | 18-19 | 0 | 0 | 0 | 0 | 0 | 0 | 0 | 0 | 623794 | 134225.5 | 137017.5 | 901912.5 | 0 | 0 | 0 | 0 | 0 | 0 | 0 | 0
[9 empty] | 2019-02-04 | 2019 | 18-19 | 0 | 0 | 0 | 0 | 0 | 0 | 0 | 0 | 623794 | 134225.5 | 137017.5 | 901912.5 | 0 | 0 | 0 | 0 | 0 | 0 | 0 | 0
[9 empty] | 2019-02-05 | 2019 | 18-19 | 0 | 0 | 0 | 0 | 0 | 0 | 0 | 0 | 623794 | 134225.5 | 137017.5 | 901912.5 | 0 | 0 | 0 | 0 | 0 | 0 | 0 | 0
[9 empty] | 2019-02-06 | 2019 | 18-19 | 0 | 22798.2083 | 3413.81 | 26212.0183 | 0 | 91 | 10 | 101 | 623794 | 134225.5 | 137017.5 | 901912.5 | 0 | 0.16985 | 0.024915 | 0.029063 | 0 | 0.00067796 | 7.2983e-05 | 0.00011198
[9 empty] | 2019-02-07 | 2019 | 18-19 | 0 | 0 | 0 | 0 | 0 | 0 | 0 | 0 | 623794 | 134225.5 | 137017.5 | 901912.5 | 0 | 0 | 0 | 0 | 0 | 0 | 0 | 0
[9 empty] | 2019-02-08 | 2019 | 18-19 | 0 | 0 | 0 | 0 | 0 | 0 | 0 | 0 | 623794 | 134225.5 | 137017.5 | 901912.5 | 0 | 0 | 0 | 0 | 0 | 0 | 0 | 0
[9 empty] | 2019-02-09 | 2019 | 18-19 | 0 | 0 | 0 | 0 | 0 | 0 | 0 | 0 | 623794 | 134225.5 | 137017.5 | 901912.5 | 0 | 0 | 0 | 0 | 0 | 0 | 0 | 0
[9 empty] | 2019-02-10 | 2019 | 18-19 | 0 | 0 | 0 | 0 | 0 | 0 | 0 | 0 | 623794 | 134225.5 | 137017.5 | 901912.5 | 0 | 0 | 0 | 0 | 0 | 0 | 0 | 0
[9 empty] | 2019-02-11 | 2019 | 18-19 | 0 | 0 | 0 | 0 | 0 | 0 | 0 | 0 | 623794 | 134225.5 | 137017.5 | 901912.5 | 0 | 0 | 0 | 0 | 0 | 0 | 0 | 0
[9 empty] | 2019-02-12 | 2019 | 18-19 | 0 | 1131 | 0 | 1131 | 0 | 52 | 0 | 52 | 623794 | 134225.5 | 137017.5 | 901912.5 | 0 | 0.0084261 | 0 | 0.001254 | 0 | 0.00038741 | 0 | 5.7655e-05
[9 empty] | 2019-02-13 | 2019 | 18-19 | 0 | 0 | 0 | 0 | 0 | 0 | 0 | 0 | 623794 | 134225.5 | 137017.5 | 901912.5 | 0 | 0 | 0 | 0 | 0 | 0 | 0 | 0
[9 empty] | 2019-02-14 | 2019 | 18-19 | 0 | 0 | 0 | 0 | 0 | 0 | 0 | 0 | 623794 | 134225.5 | 137017.5 | 901912.5 | 0 | 0 | 0 | 0 | 0 | 0 | 0 | 0
[9 empty] | 2019-02-15 | 2019 | 18-19 | 0 | 0 | 0 | 0 | 0 | 0 | 0 | 0 | 623794 | 134225.5 | 137017.5 | 901912.5 | 0 | 0 | 0 | 0 | 0 | 0 | 0 | 0
[9 empty] | 2019-02-16 | 2019 | 18-19 | 0 | 0 | 0 | 0 | 0 | 0 | 0 | 0 | 623794 | 134225.5 | 137017.5 | 901912.5 | 0 | 0 | 0 | 0 | 0 | 0 | 0 | 0
[9 empty] | 2019-02-17 | 2019 | 18-19 | 0 | 0 | 0 | 0 | 0 | 0 | 0 | 0 | 623794 | 134225.5 | 137017.5 | 901912.5 | 0 | 0 | 0 | 0 | 0 | 0 | 0 | 0
[9 empty] | 2019-02-18 | 2019 | 18-19 | 0 | 0 | 0 | 0 | 0 | 0 | 0 | 0 | 623794 | 134225.5 | 137017.5 | 901912.5 | 0 | 0 | 0 | 0 | 0 | 0 | 0 | 0
[9 empty] | 2019-02-19 | 2019 | 18-19 | 0 | 0 | 0 | 0 | 0 | 0 | 0 | 0 | 623794 | 134225.5 | 137017.5 | 901912.5 | 0 | 0 | 0 | 0 | 0 | 0 | 0 | 0
[9 empty] | 2019-02-20 | 2019 | 18-19 | 0 | 0 | 0 | 0 | 0 | 0 | 0 | 0 | 623794 | 134225.5 | 137017.5 | 901912.5 | 0 | 0 | 0 | 0 | 0 | 0 | 0 | 0
[9 empty] | 2019-02-21 | 2019 | 18-19 | 0 | 0 | 0 | 0 | 0 | 0 | 0 | 0 | 623794 | 134225.5 | 137017.5 | 901912.5 | 0 | 0 | 0 | 0 | 0 | 0 | 0 | 0
[9 empty] | 2019-02-22 | 2019 | 18-19 | 0 | 0 | 0 | 0 | 0 | 0 | 0 | 0 | 623794 | 134225.5 | 137017.5 | 901912.5 | 0 | 0 | 0 | 0 | 0 | 0 | 0 | 0
[9 empty] | 2019-02-23 | 2019 | 18-19 | 0 | 0 | 0 | 0 | 0 | 0 | 0 | 0 | 623794 | 134225.5 | 137017.5 | 901912.5 | 0 | 0 | 0 | 0 | 0 | 0 | 0 | 0
[9 empty] | 2019-02-24 | 2019 | 18-19 | 0 | 0 | 0 | 0 | 0 | 0 | 0 | 0 | 623794 | 134225.5 | 137017.5 | 901912.5 | 0 | 0 | 0 | 0 | 0 | 0 | 0 | 0
[9 empty] | 2019-02-25 | 2019 | 18-19 | 0 | 0 | 0 | 0 | 0 | 0 | 0 | 0 | 623794 | 134225.5 | 137017.5 | 901912.5 | 0 | 0 | 0 | 0 | 0 | 0 | 0 | 0
[9 empty] | 2019-02-26 | 2019 | 18-19 | 0 | 0 | 0 | 0 | 0 | 0 | 0 | 0 | 623794 | 134225.5 | 137017.5 | 901912.5 | 0 | 0 | 0 | 0 | 0 | 0 | 0 | 0
[9 empty] | 2019-02-27 | 2019 | 18-19 | 0 | 0 | 35981.25 | 35981.25 | 0 | 0 | 75 | 75 | 623794 | 134225.5 | 137017.5 | 901912.5 | 0 | 0 | 0.2626 | 0.039894 | 0 | 0 | 0.00054738 | 8.3157e-05
[9 empty] | 2019-02-28 | 2019 | 18-19 | 0 | 0 | 0 | 0 | 0 | 0 | 0 | 0 | 623794 | 134225.5 | 137017.5 | 901912.5 | 0 | 0 | 0 | 0 | 0 | 0 | 0 | 0
[9 empty] | 2019-03-01 | 2019 | 18-19 | 0 | 0 | 0 | 0 | 0 | 0 | 0 | 0 | 623794 | 134225.5 | 137017.5 | 901912.5 | 0 | 0 | 0 | 0 | 0 | 0 | 0 | 0
[9 empty] | 2019-03-02 | 2019 | 18-19 | 0 | 0 | 0 | 0 | 0 | 0 | 0 | 0 | 623794 | 134225.5 | 137017.5 | 901912.5 | 0 | 0 | 0 | 0 | 0 | 0 | 0 | 0
[9 empty] | 2019-03-03 | 2019 | 18-19 | 0 | 0 | 0 | 0 | 0 | 0 | 0 | 0 | 623794 | 134225.5 | 137017.5 | 901912.5 | 0 | 0 | 0 | 0 | 0 | 0 | 0 | 0
[9 empty] | 2019-03-04 | 2019 | 18-19 | 0 | 0 | 0 | 0 | 0 | 0 | 0 | 0 | 623794 | 134225.5 | 137017.5 | 901912.5 | 0 | 0 | 0 | 0 | 0 | 0 | 0 | 0
[9 empty] | 2019-03-05 | 2019 | 18-19 | 0 | 0 | 0 | 0 | 0 | 0 | 0 | 0 | 623794 | 134225.5 | 137017.5 | 901912.5 | 0 | 0 | 0 | 0 | 0 | 0 | 0 | 0
[9 empty] | 2019-03-06 | 2019 | 18-19 | 0 | 0 | 0 | 0 | 0 | 0 | 0 | 0 | 623794 | 134225.5 | 137017.5 | 901912.5 | 0 | 0 | 0 | 0 | 0 | 0 | 0 | 0
[9 empty] | 2019-03-07 | 2019 | 18-19 | 0 | 0 | 0 | 0 | 0 | 0 | 0 | 0 | 623794 | 134225.5 | 137017.5 | 901912.5 | 0 | 0 | 0 | 0 | 0 | 0 | 0 | 0
[9 empty] | 2019-03-08 | 2019 | 18-19 | 0 | 0 | 0 | 0 | 0 | 0 | 0 | 0 | 623794 | 134225.5 | 137017.5 | 901912.5 | 0 | 0 | 0 | 0 | 0 | 0 | 0 | 0
[9 empty] | 2019-03-09 | 2019 | 18-19 | 0 | 0 | 0 | 0 | 0 | 0 | 0 | 0 | 623794 | 134225.5 | 137017.5 | 901912.5 | 0 | 0 | 0 | 0 | 0 | 0 | 0 | 0
[9 empty] | 2019-03-10 | 2019 | 18-19 | 0 | 0 | 0 | 0 | 0 | 0 | 0 | 0 | 623794 | 134225.5 | 137017.5 | 901912.5 | 0 | 0 | 0 | 0 | 0 | 0 | 0 | 0
[9 empty] | 2019-03-11 | 2019 | 18-19 | 0 | 0 | 0 | 0 | 0 | 0 | 0 | 0 | 623794 | 134225.5 | 137017.5 | 901912.5 | 0 | 0 | 0 | 0 | 0 | 0 | 0 | 0
[9 empty] | 2019-03-12 | 2019 | 18-19 | 0 | 0 | 0 | 0 | 0 | 0 | 0 | 0 | 623794 | 134225.5 | 137017.5 | 901912.5 | 0 | 0 | 0 | 0 | 0 | 0 | 0 | 0
[9 empty] | 2019-03-13 | 2019 | 18-19 | 0 | 0 | 0 | 0 | 0 | 0 | 0 | 0 | 623794 | 134225.5 | 137017.5 | 901912.5 | 0 | 0 | 0 | 0 | 0 | 0 | 0 | 0
[9 empty] | 2019-03-14 | 2019 | 18-19 | 0 | 0 | 0 | 0 | 0 | 0 | 0 | 0 | 623794 | 134225.5 | 137017.5 | 901912.5 | 0 | 0 | 0 | 0 | 0 | 0 | 0 | 0
[9 empty] | 2019-03-15 | 2019 | 18-19 | 0 | 0 | 0 | 0 | 0 | 0 | 0 | 0 | 623794 | 134225.5 | 137017.5 | 901912.5 | 0 | 0 | 0 | 0 | 0 | 0 | 0 | 0
[9 empty] | 2019-03-16 | 2019 | 18-19 | 0 | 0 | 0 | 0 | 0 | 0 | 0 | 0 | 623794 | 134225.5 | 137017.5 | 901912.5 | 0 | 0 | 0 | 0 | 0 | 0 | 0 | 0
[9 empty] | 2019-03-17 | 2019 | 18-19 | 0 | 0 | 0 | 0 | 0 | 0 | 0 | 0 | 623794 | 134225.5 | 137017.5 | 901912.5 | 0 | 0 | 0 | 0 | 0 | 0 | 0 | 0
[9 empty] | 2019-03-18 | 2019 | 18-19 | 0 | 0 | 0 | 0 | 0 | 0 | 0 | 0 | 623794 | 134225.5 | 137017.5 | 901912.5 | 0 | 0 | 0 | 0 | 0 | 0 | 0 | 0
[9 empty] | 2019-03-19 | 2019 | 18-19 | 0 | 0 | 21366.45 | 21366.45 | 0 | 0 | 77 | 77 | 623794 | 134225.5 | 137017.5 | 901912.5 | 0 | 0 | 0.15594 | 0.02369 | 0 | 0 | 0.00056197 | 8.5374e-05
[9 empty] | 2019-03-20 | 2019 | 18-19 | 0 | 0 | 0 | 0 | 0 | 0 | 0 | 0 | 623794 | 134225.5 | 137017.5 | 901912.5 | 0 | 0 | 0 | 0 | 0 | 0 | 0 | 0
[9 empty] | 2019-03-21 | 2019 | 18-19 | 0 | 0 | 0 | 0 | 0 | 0 | 0 | 0 | 623794 | 134225.5 | 137017.5 | 901912.5 | 0 | 0 | 0 | 0 | 0 | 0 | 0 | 0
[9 empty] | 2019-03-22 | 2019 | 18-19 | 0 | 0 | 0 | 0 | 0 | 0 | 0 | 0 | 623794 | 134225.5 | 137017.5 | 901912.5 | 0 | 0 | 0 | 0 | 0 | 0 | 0 | 0
[9 empty] | 2019-03-23 | 2019 | 18-19 | 0 | 0 | 0 | 0 | 0 | 0 | 0 | 0 | 623794 | 134225.5 | 137017.5 | 901912.5 | 0 | 0 | 0 | 0 | 0 | 0 | 0 | 0
[9 empty] | 2019-03-24 | 2019 | 18-19 | 0 | 0 | 0 | 0 | 0 | 0 | 0 | 0 | 623794 | 134225.5 | 137017.5 | 901912.5 | 0 | 0 | 0 | 0 | 0 | 0 | 0 | 0
[9 empty] | 2019-03-25 | 2019 | 18-19 | 0 | 0 | 0 | 0 | 0 | 0 | 0 | 0 | 623794 | 134225.5 | 137017.5 | 901912.5 | 0 | 0 | 0 | 0 | 0 | 0 | 0 | 0
[9 empty] | 2019-03-26 | 2019 | 18-19 | 0 | 0 | 0 | 0 | 0 | 0 | 0 | 0 | 623794 | 134225.5 | 137017.5 | 901912.5 | 0 | 0 | 0 | 0 | 0 | 0 | 0 | 0
[9 empty] | 2019-03-27 | 2019 | 18-19 | 0 | 0 | 137.97 | 137.97 | 0 | 0 | 0 | 0 | 623794 | 134225.5 | 137017.5 | 901912.5 | 0 | 0 | 0.001007 | 0.00015297 | 0 | 0 | 0 | 0
[9 empty] | 2019-03-28 | 2019 | 18-19 | 0 | 0 | 0 | 0 | 0 | 0 | 0 | 0 | 623794 | 134225.5 | 137017.5 | 901912.5 | 0 | 0 | 0 | 0 | 0 | 0 | 0 | 0
[9 empty] | 2019-03-29 | 2019 | 18-19 | 0 | 0 | 1981.98 | 1981.98 | 0 | 0 | 0 | 0 | 623794 | 134225.5 | 137017.5 | 901912.5 | 0 | 0 | 0.014465 | 0.0021975 | 0 | 0 | 0 | 0
[9 empty] | 2019-03-30 | 2019 | 18-19 | 0 | 0 | 0 | 0 | 0 | 0 | 0 | 0 | 623794 | 134225.5 | 137017.5 | 901912.5 | 0 | 0 | 0 | 0 | 0 | 0 | 0 | 0
[9 empty] | 2019-03-31 | 2019 | 18-19 | 0 | 0 | 0 | 0 | 0 | 0 | 0 | 0 | 623794 | 134225.5 | 137017.5 | 901912.5 | 0 | 0 | 0 | 0 | 0 | 0 | 0 | 0
[9 empty] | 2019-04-01 | 2019 | 18-19 | 0 | 0 | 0 | 0 | 0 | 0 | 0 | 0 | 623794 | 134225.5 | 137017.5 | 901912.5 | 0 | 0 | 0 | 0 | 0 | 0 | 0 | 0
[9 empty] | 2019-04-02 | 2019 | 18-19 | 0 | 0 | 0 | 0 | 0 | 0 | 0 | 0 | 623794 | 134225.5 | 137017.5 | 901912.5 | 0 | 0 | 0 | 0 | 0 | 0 | 0 | 0
[9 empty] | 2019-04-03 | 2019 | 18-19 | 0 | 0 | 0 | 0 | 0 | 0 | 0 | 0 | 623794 | 134225.5 | 137017.5 | 901912.5 | 0 | 0 | 0 | 0 | 0 | 0 | 0 | 0
[9 empty] | 2019-04-04 | 2019 | 18-19 | 0 | 0 | 0 | 0 | 0 | 0 | 0 | 0 | 623794 | 134225.5 | 137017.5 | 901912.5 | 0 | 0 | 0 | 0 | 0 | 0 | 0 | 0
[9 empty] | 2019-04-05 | 2019 | 18-19 | 0 | 0 | 0 | 0 | 0 | 0 | 0 | 0 | 623794 | 134225.5 | 137017.5 | 901912.5 | 0 | 0 | 0 | 0 | 0 | 0 | 0 | 0
[9 empty] | 2019-04-06 | 2019 | 18-19 | 0 | 0 | 0 | 0 | 0 | 0 | 0 | 0 | 623794 | 134225.5 | 137017.5 | 901912.5 | 0 | 0 | 0 | 0 | 0 | 0 | 0 | 0
[9 empty] | 2019-04-07 | 2019 | 18-19 | 0 | 0 | 0 | 0 | 0 | 0 | 0 | 0 | 623794 | 134225.5 | 137017.5 | 901912.5 | 0 | 0 | 0 | 0 | 0 | 0 | 0 | 0
[9 empty] | 2019-04-08 | 2019 | 18-19 | 0 | 0 | 0 | 0 | 0 | 0 | 0 | 0 | 623794 | 134225.5 | 137017.5 | 901912.5 | 0 | 0 | 0 | 0 | 0 | 0 | 0 | 0
[9 empty] | 2019-04-09 | 2019 | 18-19 | 0 | 0 | 0 | 0 | 0 | 0 | 0 | 0 | 623794 | 134225.5 | 137017.5 | 901912.5 | 0 | 0 | 0 | 0 | 0 | 0 | 0 | 0
[9 empty] | 2019-04-10 | 2019 | 18-19 | 0 | 0 | 0 | 0 | 0 | 0 | 0 | 0 | 623794 | 134225.5 | 137017.5 | 901912.5 | 0 | 0 | 0 | 0 | 0 | 0 | 0 | 0
[9 empty] | 2019-04-11 | 2019 | 18-19 | 0 | 0 | 0 | 0 | 0 | 0 | 0 | 0 | 623794 | 134225.5 | 137017.5 | 901912.5 | 0 | 0 | 0 | 0 | 0 | 0 | 0 | 0
[9 empty] | 2019-04-12 | 2019 | 18-19 | 0 | 0 | 0 | 0 | 0 | 0 | 0 | 0 | 623794 | 134225.5 | 137017.5 | 901912.5 | 0 | 0 | 0 | 0 | 0 | 0 | 0 | 0
[9 empty] | 2019-04-13 | 2019 | 18-19 | 0 | 0 | 0 | 0 | 0 | 0 | 0 | 0 | 623794 | 134225.5 | 137017.5 | 901912.5 | 0 | 0 | 0 | 0 | 0 | 0 | 0 | 0
[9 empty] | 2019-04-14 | 2019 | 18-19 | 0 | 0 | 0 | 0 | 0 | 0 | 0 | 0 | 623794 | 134225.5 | 137017.5 | 901912.5 | 0 | 0 | 0 | 0 | 0 | 0 | 0 | 0
[9 empty] | 2019-04-15 | 2019 | 18-19 | 0 | 0 | 0 | 0 | 0 | 0 | 0 | 0 | 623794 | 134225.5 | 137017.5 | 901912.5 | 0 | 0 | 0 | 0 | 0 | 0 | 0 | 0
[9 empty] | 2019-04-16 | 2019 | 18-19 | 0 | 0 | 2815.8 | 2815.8 | 0 | 0 | 26 | 26 | 623794 | 134225.5 | 137017.5 | 901912.5 | 0 | 0 | 0.020551 | 0.003122 | 0 | 0 | 0.00018976 | 2.8828e-05
[9 empty] | 2019-04-17 | 2019 | 18-19 | 0 | 0 | 0 | 0 | 0 | 0 | 0 | 0 | 623794 | 134225.5 | 137017.5 | 901912.5 | 0 | 0 | 0 | 0 | 0 | 0 | 0 | 0
[9 empty] | 2019-04-18 | 2019 | 18-19 | 0 | 0 | 0 | 0 | 0 | 0 | 0 | 0 | 623794 | 134225.5 | 137017.5 | 901912.5 | 0 | 0 | 0 | 0 | 0 | 0 | 0 | 0
[9 empty] | 2019-04-19 | 2019 | 18-19 | 0 | 0 | 0 | 0 | 0 | 0 | 0 | 0 | 623794 | 134225.5 | 137017.5 | 901912.5 | 0 | 0 | 0 | 0 | 0 | 0 | 0 | 0
[9 empty] | 2019-04-20 | 2019 | 18-19 | 0 | 0 | 0 | 0 | 0 | 0 | 0 | 0 | 623794 | 134225.5 | 137017.5 | 901912.5 | 0 | 0 | 0 | 0 | 0 | 0 | 0 | 0
[9 empty] | 2019-04-21 | 2019 | 18-19 | 0 | 0 | 0 | 0 | 0 | 0 | 0 | 0 | 623794 | 134225.5 | 137017.5 | 901912.5 | 0 | 0 | 0 | 0 | 0 | 0 | 0 | 0
[9 empty] | 2019-04-22 | 2019 | 18-19 | 0 | 0 | 0 | 0 | 0 | 0 | 0 | 0 | 623794 | 134225.5 | 137017.5 | 901912.5 | 0 | 0 | 0 | 0 | 0 | 0 | 0 | 0
[9 empty] | 2019-04-23 | 2019 | 18-19 | 0 | 0 | 0 | 0 | 0 | 0 | 0 | 0 | 623794 | 134225.5 | 137017.5 | 901912.5 | 0 | 0 | 0 | 0 | 0 | 0 | 0 | 0
[9 empty] | 2019-04-24 | 2019 | 18-19 | 0 | 0 | 0 | 0 | 0 | 0 | 0 | 0 | 623794 | 134225.5 | 137017.5 | 901912.5 | 0 | 0 | 0 | 0 | 0 | 0 | 0 | 0
[9 empty] | 2019-04-25 | 2019 | 18-19 | 0 | 0 | 0 | 0 | 0 | 0 | 0 | 0 | 623794 | 134225.5 | 137017.5 | 901912.5 | 0 | 0 | 0 | 0 | 0 | 0 | 0 | 0
[9 empty] | 2019-04-26 | 2019 | 18-19 | 0 | 0 | 0 | 0 | 0 | 0 | 0 | 0 | 623794 | 134225.5 | 137017.5 | 901912.5 | 0 | 0 | 0 | 0 | 0 | 0 | 0 | 0
[9 empty] | 2019-04-27 | 2019 | 18-19 | 0 | 0 | 0 | 0 | 0 | 0 | 0 | 0 | 623794 | 134225.5 | 137017.5 | 901912.5 | 0 | 0 | 0 | 0 | 0 | 0 | 0 | 0
[9 empty] | 2019-04-28 | 2019 | 18-19 | 47493.07 | 0 | 0 | 47493.07 | 660 | 0 | 0 | 660 | 623794 | 134225.5 | 137017.5 | 901912.5 | 0.076136 | 0 | 0 | 0.052658 | 0.001058 | 0 | 0 | 0.00073178
[9 empty] | 2019-04-29 | 2019 | 18-19 | 0 | 0 | 0 | 0 | 0 | 0 | 0 | 0 | 623794 | 134225.5 | 137017.5 | 901912.5 | 0 | 0 | 0 | 0 | 0 | 0 | 0 | 0
[9 empty] | 2019-04-30 | 2019 | 18-19 | 0 | 0 | 0 | 0 | 0 | 0 | 0 | 0 | 623794 | 134225.5 | 137017.5 | 901912.5 | 0 | 0 | 0 | 0 | 0 | 0 | 0 | 0
[9 empty] | 2019-05-01 | 2019 | 18-19 | 0 | 0 | 0 | 0 | 0 | 0 | 0 | 0 | 623794 | 134225.5 | 137017.5 | 901912.5 | 0 | 0 | 0 | 0 | 0 | 0 | 0 | 0
[9 empty] | 2019-05-02 | 2019 | 18-19 | 0 | 0 | 0 | 0 | 0 | 0 | 0 | 0 | 623794 | 134225.5 | 137017.5 | 901912.5 | 0 | 0 | 0 | 0 | 0 | 0 | 0 | 0
[9 empty] | 2019-05-03 | 2019 | 18-19 | 0 | 0 | 0 | 0 | 0 | 0 | 0 | 0 | 623794 | 134225.5 | 137017.5 | 901912.5 | 0 | 0 | 0 | 0 | 0 | 0 | 0 | 0
[9 empty] | 2019-05-04 | 2019 | 18-19 | 0 | 0 | 0 | 0 | 0 | 0 | 0 | 0 | 623794 | 134225.5 | 137017.5 | 901912.5 | 0 | 0 | 0 | 0 | 0 | 0 | 0 | 0
[9 empty] | 2019-05-05 | 2019 | 18-19 | 0 | 0 | 0 | 0 | 0 | 0 | 0 | 0 | 623794 | 134225.5 | 137017.5 | 901912.5 | 0 | 0 | 0 | 0 | 0 | 0 | 0 | 0
[9 empty] | 2019-05-06 | 2019 | 18-19 | 0 | 0 | 0 | 0 | 0 | 0 | 0 | 0 | 623794 | 134225.5 | 137017.5 | 901912.5 | 0 | 0 | 0 | 0 | 0 | 0 | 0 | 0
[9 empty] | 2019-05-07 | 2019 | 18-19 | 0 | 0 | 0 | 0 | 0 | 0 | 0 | 0 | 623794 | 134225.5 | 137017.5 | 901912.5 | 0 | 0 | 0 | 0 | 0 | 0 | 0 | 0
[9 empty] | 2019-05-08 | 2019 | 18-19 | 0 | 0 | 0 | 0 | 0 | 0 | 0 | 0 | 623794 | 134225.5 | 137017.5 | 901912.5 | 0 | 0 | 0 | 0 | 0 | 0 | 0 | 0
[9 empty] | 2019-05-09 | 2019 | 18-19 | 0 | 0 | 0 | 0 | 0 | 0 | 0 | 0 | 623794 | 134225.5 | 137017.5 | 901912.5 | 0 | 0 | 0 | 0 | 0 | 0 | 0 | 0
[9 empty] | 2019-05-10 | 2019 | 18-19 | 0 | 0 | 0 | 0 | 0 | 0 | 0 | 0 | 623794 | 134225.5 | 137017.5 | 901912.5 | 0 | 0 | 0 | 0 | 0 | 0 | 0 | 0
[9 empty] | 2019-05-11 | 2019 | 18-19 | 0 | 0 | 0 | 0 | 0 | 0 | 0 | 0 | 623794 | 134225.5 | 137017.5 | 901912.5 | 0 | 0 | 0 | 0 | 0 | 0 | 0 | 0
[9 empty] | 2019-05-12 | 2019 | 18-19 | 0 | 0 | 0 | 0 | 0 | 0 | 0 | 0 | 623794 | 134225.5 | 137017.5 | 901912.5 | 0 | 0 | 0 | 0 | 0 | 0 | 0 | 0
[9 empty] | 2019-05-13 | 2019 | 18-19 | 0 | 0 | 0 | 0 | 0 | 0 | 0 | 0 | 623794 | 134225.5 | 137017.5 | 901912.5 | 0 | 0 | 0 | 0 | 0 | 0 | 0 | 0
[9 empty] | 2019-05-14 | 2019 | 18-19 | 0 | 0 | 0 | 0 | 0 | 0 | 0 | 0 | 623794 | 134225.5 | 137017.5 | 901912.5 | 0 | 0 | 0 | 0 | 0 | 0 | 0 | 0
[9 empty] | 2019-05-15 | 2019 | 18-19 | 0 | 0 | 0 | 0 | 0 | 0 | 0 | 0 | 623794 | 134225.5 | 137017.5 | 901912.5 | 0 | 0 | 0 | 0 | 0 | 0 | 0 | 0
[9 empty] | 2019-05-16 | 2019 | 18-19 | 0 | 0 | 0 | 0 | 0 | 0 | 0 | 0 | 623794 | 134225.5 | 137017.5 | 901912.5 | 0 | 0 | 0 | 0 | 0 | 0 | 0 | 0
[9 empty] | 2019-05-17 | 2019 | 18-19 | 0 | 0 | 0 | 0 | 0 | 0 | 0 | 0 | 623794 | 134225.5 | 137017.5 | 901912.5 | 0 | 0 | 0 | 0 | 0 | 0 | 0 | 0
[9 empty] | 2019-05-18 | 2019 | 18-19 | 0 | 69338.6 | 43198.4 | 112537 | 0 | 66 | 68 | 134 | 623794 | 134225.5 | 137017.5 | 901912.5 | 0 | 0.51658 | 0.31528 | 0.12478 | 0 | 0.00049171 | 0.00049629 | 0.00014857
[9 empty] | 2019-05-19 | 2019 | 18-19 | 0 | 25293.0909 | 81771.25 | 107064.3409 | 0 | 60 | 121 | 181 | 623794 | 134225.5 | 137017.5 | 901912.5 | 0 | 0.18844 | 0.59679 | 0.11871 | 0 | 0.00044701 | 0.0008831 | 0.00020068
[9 empty] | 2019-05-20 | 2019 | 18-19 | 0 | 0 | 0 | 0 | 0 | 0 | 0 | 0 | 623794 | 134225.5 | 137017.5 | 901912.5 | 0 | 0 | 0 | 0 | 0 | 0 | 0 | 0
[9 empty] | 2019-05-21 | 2019 | 18-19 | 0 | 0 | 0 | 0 | 0 | 0 | 0 | 0 | 623794 | 134225.5 | 137017.5 | 901912.5 | 0 | 0 | 0 | 0 | 0 | 0 | 0 | 0
[9 empty] | 2019-05-22 | 2019 | 18-19 | 0 | 0 | 0 | 0 | 0 | 0 | 0 | 0 | 623794 | 134225.5 | 137017.5 | 901912.5 | 0 | 0 | 0 | 0 | 0 | 0 | 0 | 0
[9 empty] | 2019-05-23 | 2019 | 18-19 | 0 | 0 | 0 | 0 | 0 | 0 | 0 | 0 | 623794 | 134225.5 | 137017.5 | 901912.5 | 0 | 0 | 0 | 0 | 0 | 0 | 0 | 0
[9 empty] | 2019-05-24 | 2019 | 18-19 | 0 | 0 | 64760.55 | 64760.55 | 0 | 0 | 97 | 97 | 623794 | 134225.5 | 137017.5 | 901912.5 | 0 | 0 | 0.47264 | 0.071804 | 0 | 0 | 0.00070794 | 0.00010755
[9 empty] | 2019-05-25 | 2019 | 18-19 | 0 | 0 | 0 | 0 | 0 | 0 | 0 | 0 | 623794 | 134225.5 | 137017.5 | 901912.5 | 0 | 0 | 0 | 0 | 0 | 0 | 0 | 0
[9 empty] | 2019-05-26 | 2019 | 18-19 | 0 | 0 | 0 | 0 | 0 | 0 | 0 | 0 | 623794 | 134225.5 | 137017.5 | 901912.5 | 0 | 0 | 0 | 0 | 0 | 0 | 0 | 0
[9 empty] | 2019-05-27 | 2019 | 18-19 | 0 | 0 | 0 | 0 | 0 | 0 | 0 | 0 | 623794 | 134225.5 | 137017.5 | 901912.5 | 0 | 0 | 0 | 0 | 0 | 0 | 0 | 0
[9 empty] | 2019-05-28 | 2019 | 18-19 | 0 | 0 | 0 | 0 | 0 | 0 | 0 | 0 | 623794 | 134225.5 | 137017.5 | 901912.5 | 0 | 0 | 0 | 0 | 0 | 0 | 0 | 0
[9 empty] | 2019-05-29 | 2019 | 18-19 | 0 | 0 | 6361.8 | 6361.8 | 0 | 0 | 15 | 15 | 623794 | 134225.5 | 137017.5 | 901912.5 | 0 | 0 | 0.046431 | 0.0070537 | 0 | 0 | 0.00010948 | 1.6631e-05
[9 empty] | 2019-05-30 | 2019 | 18-19 | 0 | 0 | 0 | 0 | 0 | 0 | 0 | 0 | 623794 | 134225.5 | 137017.5 | 901912.5 | 0 | 0 | 0 | 0 | 0 | 0 | 0 | 0
[9 empty] | 2019-05-31 | 2019 | 18-19 | 0 | 0 | 0 | 0 | 0 | 0 | 0 | 0 | 623794 | 134225.5 | 137017.5 | 901912.5 | 0 | 0 | 0 | 0 | 0 | 0 | 0 | 0
[9 empty] | 2019-06-01 | 2019 | 18-19 | 0 | 0 | 0 | 0 | 0 | 0 | 0 | 0 | 623794 | 134225.5 | 137017.5 | 901912.5 | 0 | 0 | 0 | 0 | 0 | 0 | 0 | 0
[9 empty] | 2019-06-02 | 2019 | 18-19 | 0 | 0 | 0 | 0 | 0 | 0 | 0 | 0 | 623794 | 134225.5 | 137017.5 | 901912.5 | 0 | 0 | 0 | 0 | 0 | 0 | 0 | 0
[9 empty] | 2019-06-03 | 2019 | 18-19 | 0 | 0 | 0 | 0 | 0 | 0 | 0 | 0 | 623794 | 134225.5 | 137017.5 | 901912.5 | 0 | 0 | 0 | 0 | 0 | 0 | 0 | 0
[9 empty] | 2019-06-04 | 2019 | 18-19 | 0 | 0 | 0 | 0 | 0 | 0 | 0 | 0 | 623794 | 134225.5 | 137017.5 | 901912.5 | 0 | 0 | 0 | 0 | 0 | 0 | 0 | 0
[9 empty] | 2019-06-05 | 2019 | 18-19 | 0 | 0 | 0 | 0 | 0 | 0 | 0 | 0 | 623794 | 134225.5 | 137017.5 | 901912.5 | 0 | 0 | 0 | 0 | 0 | 0 | 0 | 0
[9 empty] | 2019-06-06 | 2019 | 18-19 | 0 | 0 | 0 | 0 | 0 | 0 | 0 | 0 | 623794 | 134225.5 | 137017.5 | 901912.5 | 0 | 0 | 0 | 0 | 0 | 0 | 0 | 0
[9 empty] | 2019-06-07 | 2019 | 18-19 | 0 | 0 | 0 | 0 | 0 | 0 | 0 | 0 | 623794 | 134225.5 | 137017.5 | 901912.5 | 0 | 0 | 0 | 0 | 0 | 0 | 0 | 0
[9 empty] | 2019-06-08 | 2019 | 18-19 | 0 | 0 | 0 | 0 | 0 | 0 | 0 | 0 | 623794 | 134225.5 | 137017.5 | 901912.5 | 0 | 0 | 0 | 0 | 0 | 0 | 0 | 0
[9 empty] | 2019-06-09 | 2019 | 18-19 | 0 | 0 | 0 | 0 | 0 | 0 | 0 | 0 | 623794 | 134225.5 | 137017.5 | 901912.5 | 0 | 0 | 0 | 0 | 0 | 0 | 0 | 0
[9 empty] | 2019-06-10 | 2019 | 18-19 | 19319.1101 | 0 | 0 | 19319.1101 | 160 | 0 | 0 | 160 | 623794 | 134225.5 | 137017.5 | 901912.5 | 0.03097 | 0 | 0 | 0.02142 | 0.00025649 | 0 | 0 | 0.0001774
[9 empty] | 2019-06-11 | 2019 | 18-19 | 0 | 0 | 4546.7 | 4546.7 | 0 | 0 | 31 | 31 | 623794 | 134225.5 | 137017.5 | 901912.5 | 0 | 0 | 0.033183 | 0.0050412 | 0 | 0 | 0.00022625 | 3.4371e-05
[9 empty] | 2019-06-12 | 2019 | 18-19 | 0 | 0 | 14958.0646 | 14958.0646 | 0 | 0 | 23 | 23 | 623794 | 134225.5 | 137017.5 | 901912.5 | 0 | 0 | 0.10917 | 0.016585 | 0 | 0 | 0.00016786 | 2.5501e-05
[9 empty] | 2019-06-13 | 2019 | 18-19 | 0 | 0 | 0 | 0 | 0 | 0 | 0 | 0 | 623794 | 134225.5 | 137017.5 | 901912.5 | 0 | 0 | 0 | 0 | 0 | 0 | 0 | 0
[9 empty] | 2019-06-14 | 2019 | 18-19 | 0 | 0 | 0 | 0 | 0 | 0 | 0 | 0 | 623794 | 134225.5 | 137017.5 | 901912.5 | 0 | 0 | 0 | 0 | 0 | 0 | 0 | 0
[9 empty] | 2019-06-15 | 2019 | 18-19 | 0 | 0 | 0 | 0 | 0 | 0 | 0 | 0 | 623794 | 134225.5 | 137017.5 | 901912.5 | 0 | 0 | 0 | 0 | 0 | 0 | 0 | 0
[9 empty] | 2019-06-16 | 2019 | 18-19 | 0 | 0 | 0 | 0 | 0 | 0 | 0 | 0 | 623794 | 134225.5 | 137017.5 | 901912.5 | 0 | 0 | 0 | 0 | 0 | 0 | 0 | 0
[9 empty] | 2019-06-17 | 2019 | 18-19 | 0 | 0 | 0 | 0 | 0 | 0 | 0 | 0 | 623794 | 134225.5 | 137017.5 | 901912.5 | 0 | 0 | 0 | 0 | 0 | 0 | 0 | 0
[9 empty] | 2019-06-18 | 2019 | 18-19 | 0 | 13343.2857 | 0 | 13343.2857 | 0 | 124 | 0 | 124 | 623794 | 134225.5 | 137017.5 | 901912.5 | 0 | 0.099409 | 0 | 0.014794 | 0 | 0.00092382 | 0 | 0.00013749
[9 empty] | 2019-06-19 | 2019 | 18-19 | 0 | 0 | 0 | 0 | 0 | 0 | 0 | 0 | 623794 | 134225.5 | 137017.5 | 901912.5 | 0 | 0 | 0 | 0 | 0 | 0 | 0 | 0
[9 empty] | 2019-06-20 | 2019 | 18-19 | 0 | 0 | 0 | 0 | 0 | 0 | 0 | 0 | 623794 | 134225.5 | 137017.5 | 901912.5 | 0 | 0 | 0 | 0 | 0 | 0 | 0 | 0
[9 empty] | 2019-06-21 | 2019 | 18-19 | 0 | 0 | 0 | 0 | 0 | 0 | 0 | 0 | 623794 | 134225.5 | 137017.5 | 901912.5 | 0 | 0 | 0 | 0 | 0 | 0 | 0 | 0
[9 empty] | 2019-06-22 | 2019 | 18-19 | 0 | 0 | 0 | 0 | 0 | 0 | 0 | 0 | 623794 | 134225.5 | 137017.5 | 901912.5 | 0 | 0 | 0 | 0 | 0 | 0 | 0 | 0
[9 empty] | 2019-06-23 | 2019 | 18-19 | 0 | 0 | 0 | 0 | 0 | 0 | 0 | 0 | 623794 | 134225.5 | 137017.5 | 901912.5 | 0 | 0 | 0 | 0 | 0 | 0 | 0 | 0
[9 empty] | 2019-06-24 | 2019 | 18-19 | 0 | 0 | 0 | 0 | 0 | 0 | 0 | 0 | 623794 | 134225.5 | 137017.5 | 901912.5 | 0 | 0 | 0 | 0 | 0 | 0 | 0 | 0
[9 empty] | 2019-06-25 | 2019 | 18-19 | 0 | 0 | 0 | 0 | 0 | 0 | 0 | 0 | 623794 | 134225.5 | 137017.5 | 901912.5 | 0 | 0 | 0 | 0 | 0 | 0 | 0 | 0
[9 empty] | 2019-06-26 | 2019 | 18-19 | 0 | 0 | 0 | 0 | 0 | 0 | 0 | 0 | 623794 | 134225.5 | 137017.5 | 901912.5 | 0 | 0 | 0 | 0 | 0 | 0 | 0 | 0
[9 empty] | 2019-06-27 | 2019 | 18-19 | 0 | 0 | 0 | 0 | 0 | 0 | 0 | 0 | 623794 | 134225.5 | 137017.5 | 901912.5 | 0 | 0 | 0 | 0 | 0 | 0 | 0 | 0
[9 empty] | 2019-06-28 | 2019 | 18-19 | 0 | 0 | 0 | 0 | 0 | 0 | 0 | 0 | 623794 | 134225.5 | 137017.5 | 901912.5 | 0 | 0 | 0 | 0 | 0 | 0 | 0 | 0
[9 empty] | 2019-06-29 | 2019 | 18-19 | 0 | 354.6133 | 0 | 354.6133 | 0 | 0.33333 | 0 | 0.33333 | 623794 | 134225.5 | 137017.5 | 901912.5 | 0 | 0.0026419 | 0 | 0.00039318 | 0 | 2.4834e-06 | 0 | 3.6959e-07
[9 empty] | 2019-06-30 | 2019 | 18-19 | 0 | 580.5 | 0 | 580.5 | 0 | 43 | 0 | 43 | 623794 | 134225.5 | 137017.5 | 901912.5 | 0 | 0.0043248 | 0 | 0.00064363 | 0 | 0.00032036 | 0 | 4.7676e-05
[9 empty] | 2019-07-01 | 2020 | 19-20 | 0 | 0 | 0 | 0 | 0 | 0 | 0 | 0 | 630016 | 135101 | 137495.5 | 909505 | 0 | 0 | 0 | 0 | 0 | 0 | 0 | 0
[9 empty] | 2019-07-02 | 2020 | 19-20 | 0 | 0 | 0 | 0 | 0 | 0 | 0 | 0 | 630016 | 135101 | 137495.5 | 909505 | 0 | 0 | 0 | 0 | 0 | 0 | 0 | 0
[9 empty] | 2019-07-03 | 2020 | 19-20 | 0 | 0 | 0 | 0 | 0 | 0 | 0 | 0 | 630016 | 135101 | 137495.5 | 909505 | 0 | 0 | 0 | 0 | 0 | 0 | 0 | 0
[9 empty] | 2019-07-04 | 2020 | 19-20 | 0 | 0 | 0 | 0 | 0 | 0 | 0 | 0 | 630016 | 135101 | 137495.5 | 909505 | 0 | 0 | 0 | 0 | 0 | 0 | 0 | 0
[9 empty] | 2019-07-05 | 2020 | 19-20 | 0 | 0 | 0 | 0 | 0 | 0 | 0 | 0 | 630016 | 135101 | 137495.5 | 909505 | 0 | 0 | 0 | 0 | 0 | 0 | 0 | 0
[9 empty] | 2019-07-06 | 2020 | 19-20 | 0 | 0 | 0 | 0 | 0 | 0 | 0 | 0 | 630016 | 135101 | 137495.5 | 909505 | 0 | 0 | 0 | 0 | 0 | 0 | 0 | 0
[9 empty] | 2019-07-07 | 2020 | 19-20 | 0 | 0 | 0 | 0 | 0 | 0 | 0 | 0 | 630016 | 135101 | 137495.5 | 909505 | 0 | 0 | 0 | 0 | 0 | 0 | 0 | 0
[9 empty] | 2019-07-08 | 2020 | 19-20 | 0 | 0 | 0 | 0 | 0 | 0 | 0 | 0 | 630016 | 135101 | 137495.5 | 909505 | 0 | 0 | 0 | 0 | 0 | 0 | 0 | 0
[9 empty] | 2019-07-09 | 2020 | 19-20 | 0 | 0 | 0 | 0 | 0 | 0 | 0 | 0 | 630016 | 135101 | 137495.5 | 909505 | 0 | 0 | 0 | 0 | 0 | 0 | 0 | 0
[9 empty] | 2019-07-10 | 2020 | 19-20 | 0 | 0 | 0 | 0 | 0 | 0 | 0 | 0 | 630016 | 135101 | 137495.5 | 909505 | 0 | 0 | 0 | 0 | 0 | 0 | 0 | 0
[9 empty] | 2019-07-11 | 2020 | 19-20 | 0 | 0 | 8747.0636 | 8747.0636 | 0 | 0 | 85 | 85 | 630016 | 135101 | 137495.5 | 909505 | 0 | 0 | 0.063617 | 0.0096174 | 0 | 0 | 0.0006182 | 9.3457e-05
[9 empty] | 2019-07-12 | 2020 | 19-20 | 0 | 0 | 0 | 0 | 0 | 0 | 0 | 0 | 630016 | 135101 | 137495.5 | 909505 | 0 | 0 | 0 | 0 | 0 | 0 | 0 | 0
[9 empty] | 2019-07-13 | 2020 | 19-20 | 0 | 0 | 0 | 0 | 0 | 0 | 0 | 0 | 630016 | 135101 | 137495.5 | 909505 | 0 | 0 | 0 | 0 | 0 | 0 | 0 | 0
[9 empty] | 2019-07-14 | 2020 | 19-20 | 0 | 0 | 0 | 0 | 0 | 0 | 0 | 0 | 630016 | 135101 | 137495.5 | 909505 | 0 | 0 | 0 | 0 | 0 | 0 | 0 | 0
[9 empty] | 2019-07-15 | 2020 | 19-20 | 0 | 0 | 0 | 0 | 0 | 0 | 0 | 0 | 630016 | 135101 | 137495.5 | 909505 | 0 | 0 | 0 | 0 | 0 | 0 | 0 | 0
[9 empty] | 2019-07-16 | 2020 | 19-20 | 0 | 0 | 0 | 0 | 0 | 0 | 0 | 0 | 630016 | 135101 | 137495.5 | 909505 | 0 | 0 | 0 | 0 | 0 | 0 | 0 | 0
[9 empty] | 2019-07-17 | 2020 | 19-20 | 0 | 0 | 0 | 0 | 0 | 0 | 0 | 0 | 630016 | 135101 | 137495.5 | 909505 | 0 | 0 | 0 | 0 | 0 | 0 | 0 | 0
[9 empty] | 2019-07-18 | 2020 | 19-20 | 0 | 0 | 0 | 0 | 0 | 0 | 0 | 0 | 630016 | 135101 | 137495.5 | 909505 | 0 | 0 | 0 | 0 | 0 | 0 | 0 | 0
[9 empty] | 2019-07-19 | 2020 | 19-20 | 0 | 0 | 0 | 0 | 0 | 0 | 0 | 0 | 630016 | 135101 | 137495.5 | 909505 | 0 | 0 | 0 | 0 | 0 | 0 | 0 | 0
[9 empty] | 2019-07-20 | 2020 | 19-20 | 0 | 0 | 0 | 0 | 0 | 0 | 0 | 0 | 630016 | 135101 | 137495.5 | 909505 | 0 | 0 | 0 | 0 | 0 | 0 | 0 | 0
[9 empty] | 2019-07-21 | 2020 | 19-20 | 0 | 0 | 0 | 0 | 0 | 0 | 0 | 0 | 630016 | 135101 | 137495.5 | 909505 | 0 | 0 | 0 | 0 | 0 | 0 | 0 | 0
[9 empty] | 2019-07-22 | 2020 | 19-20 | 0 | 0 | 0 | 0 | 0 | 0 | 0 | 0 | 630016 | 135101 | 137495.5 | 909505 | 0 | 0 | 0 | 0 | 0 | 0 | 0 | 0
[9 empty] | 2019-07-23 | 2020 | 19-20 | 48033.8145 | 151188.4583 | 0 | 199222.2728 | 191 | 600 | 0 | 791 | 630016 | 135101 | 137495.5 | 909505 | 0.076242 | 1.1191 | 0 | 0.21904 | 0.00030317 | 0.0044411 | 0 | 0.0008697
[9 empty] | 2019-07-24 | 2020 | 19-20 | 0 | 0 | 0 | 0 | 0 | 0 | 0 | 0 | 630016 | 135101 | 137495.5 | 909505 | 0 | 0 | 0 | 0 | 0 | 0 | 0 | 0
[9 empty] | 2019-07-25 | 2020 | 19-20 | 0 | 0 | 0 | 0 | 0 | 0 | 0 | 0 | 630016 | 135101 | 137495.5 | 909505 | 0 | 0 | 0 | 0 | 0 | 0 | 0 | 0
[9 empty] | 2019-07-26 | 2020 | 19-20 | 0 | 0 | 0 | 0 | 0 | 0 | 0 | 0 | 630016 | 135101 | 137495.5 | 909505 | 0 | 0 | 0 | 0 | 0 | 0 | 0 | 0
[9 empty] | 2019-07-27 | 2020 | 19-20 | 0 | 0 | 0 | 0 | 0 | 0 | 0 | 0 | 630016 | 135101 | 137495.5 | 909505 | 0 | 0 | 0 | 0 | 0 | 0 | 0 | 0
[9 empty] | 2019-07-28 | 2020 | 19-20 | 0 | 0 | 0 | 0 | 0 | 0 | 0 | 0 | 630016 | 135101 | 137495.5 | 909505 | 0 | 0 | 0 | 0 | 0 | 0 | 0 | 0
[9 empty] | 2019-07-29 | 2020 | 19-20 | 0 | 0 | 0 | 0 | 0 | 0 | 0 | 0 | 630016 | 135101 | 137495.5 | 909505 | 0 | 0 | 0 | 0 | 0 | 0 | 0 | 0
[9 empty] | 2019-07-30 | 2020 | 19-20 | 0 | 0 | 0 | 0 | 0 | 0 | 0 | 0 | 630016 | 135101 | 137495.5 | 909505 | 0 | 0 | 0 | 0 | 0 | 0 | 0 | 0
[9 empty] | 2019-07-31 | 2020 | 19-20 | 0 | 0 | 0 | 0 | 0 | 0 | 0 | 0 | 630016 | 135101 | 137495.5 | 909505 | 0 | 0 | 0 | 0 | 0 | 0 | 0 | 0
[9 empty] | 2019-08-01 | 2020 | 19-20 | 0 | 0 | 0 | 0 | 0 | 0 | 0 | 0 | 630016 | 135101 | 137495.5 | 909505 | 0 | 0 | 0 | 0 | 0 | 0 | 0 | 0
[9 empty] | 2019-08-02 | 2020 | 19-20 | 0 | 0 | 0 | 0 | 0 | 0 | 0 | 0 | 630016 | 135101 | 137495.5 | 909505 | 0 | 0 | 0 | 0 | 0 | 0 | 0 | 0
[9 empty] | 2019-08-03 | 2020 | 19-20 | 0 | 0 | 0 | 0 | 0 | 0 | 0 | 0 | 630016 | 135101 | 137495.5 | 909505 | 0 | 0 | 0 | 0 | 0 | 0 | 0 | 0
[9 empty] | 2019-08-04 | 2020 | 19-20 | 0 | 0 | 0 | 0 | 0 | 0 | 0 | 0 | 630016 | 135101 | 137495.5 | 909505 | 0 | 0 | 0 | 0 | 0 | 0 | 0 | 0
[9 empty] | 2019-08-05 | 2020 | 19-20 | 0 | 0 | 0 | 0 | 0 | 0 | 0 | 0 | 630016 | 135101 | 137495.5 | 909505 | 0 | 0 | 0 | 0 | 0 | 0 | 0 | 0
[9 empty] | 2019-08-06 | 2020 | 19-20 | 0 | 0 | 0 | 0 | 0 | 0 | 0 | 0 | 630016 | 135101 | 137495.5 | 909505 | 0 | 0 | 0 | 0 | 0 | 0 | 0 | 0
[9 empty] | 2019-08-07 | 2020 | 19-20 | 0 | 0 | 0 | 0 | 0 | 0 | 0 | 0 | 630016 | 135101 | 137495.5 | 909505 | 0 | 0 | 0 | 0 | 0 | 0 | 0 | 0
[9 empty] | 2019-08-08 | 2020 |  | 32770.7113 | 0 | 129498.3 | 162269.0113 | 95 | 0 | 1667 | 1762 | 630016 | 135101 | 137495.5 | 909505 | 0.052016 | 0 | 0.94184 | 0.17841 | 0.00015079 | 0 | 0.012124 | 0.0019373
[9 empty] | 2019-08-09 | 2020 | 19-20 | 0 | 0 | 0 | 0 | 0 | 0 | 0 | 0 | 630016 | 135101 | 137495.5 | 909505 | 0 | 0 | 0 | 0 | 0 | 0 | 0 | 0
[9 empty] | 2019-08-10 | 2020 | 19-20 | 0 | 0 | 0 | 0 | 0 | 0 | 0 | 0 | 630016 | 135101 | 137495.5 | 909505 | 0 | 0 | 0 | 0 | 0 | 0 | 0 | 0
[9 empty] | 2019-08-11 | 2020 | 19-20 | 0 | 0 | 0 | 0 | 0 | 0 | 0 | 0 | 630016 | 135101 | 137495.5 | 909505 | 0 | 0 | 0 | 0 | 0 | 0 | 0 | 0
[9 empty] | 2019-08-12 | 2020 | 19-20 | 0 | 0 | 0 | 0 | 0 | 0 | 0 | 0 | 630016 | 135101 | 137495.5 | 909505 | 0 | 0 | 0 | 0 | 0 | 0 | 0 | 0
[9 empty] | 2019-08-13 | 2020 | 19-20 | 0 | 0 | 0 | 0 | 0 | 0 | 0 | 0 | 630016 | 135101 | 137495.5 | 909505 | 0 | 0 | 0 | 0 | 0 | 0 | 0 | 0
[9 empty] | 2019-08-14 | 2020 | 19-20 | 0 | 0 | 0 | 0 | 0 | 0 | 0 | 0 | 630016 | 135101 | 137495.5 | 909505 | 0 | 0 | 0 | 0 | 0 | 0 | 0 | 0
[9 empty] | 2019-08-15 | 2020 | 19-20 | 0 | 0 | 0 | 0 | 0 | 0 | 0 | 0 | 630016 | 135101 | 137495.5 | 909505 | 0 | 0 | 0 | 0 | 0 | 0 | 0 | 0
[9 empty] | 2019-08-16 | 2020 | 19-20 | 0 | 0 | 0 | 0 | 0 | 0 | 0 | 0 | 630016 | 135101 | 137495.5 | 909505 | 0 | 0 | 0 | 0 | 0 | 0 | 0 | 0
[9 empty] | 2019-08-17 | 2020 | 19-20 | 0 | 0 | 0 | 0 | 0 | 0 | 0 | 0 | 630016 | 135101 | 137495.5 | 909505 | 0 | 0 | 0 | 0 | 0 | 0 | 0 | 0
[9 empty] | 2019-08-18 | 2020 | 19-20 | 0 | 0 | 0 | 0 | 0 | 0 | 0 | 0 | 630016 | 135101 | 137495.5 | 909505 | 0 | 0 | 0 | 0 | 0 | 0 | 0 | 0
[9 empty] | 2019-08-19 | 2020 | 19-20 | 0 | 0 | 0 | 0 | 0 | 0 | 0 | 0 | 630016 | 135101 | 137495.5 | 909505 | 0 | 0 | 0 | 0 | 0 | 0 | 0 | 0
[9 empty] | 2019-08-20 | 2020 | 19-20 | 0 | 0 | 0 | 0 | 0 | 0 | 0 | 0 | 630016 | 135101 | 137495.5 | 909505 | 0 | 0 | 0 | 0 | 0 | 0 | 0 | 0
[9 empty] | 2019-08-21 | 2020 | 19-20 | 0 | 0 | 0 | 0 | 0 | 0 | 0 | 0 | 630016 | 135101 | 137495.5 | 909505 | 0 | 0 | 0 | 0 | 0 | 0 | 0 | 0
[9 empty] | 2019-08-22 | 2020 | 19-20 | 88389.8551 | 0 | 0 | 88389.8551 | 611 | 0 | 0 | 611 | 630016 | 135101 | 137495.5 | 909505 | 0.1403 | 0 | 0 | 0.097185 | 0.00096982 | 0 | 0 | 0.00067179
[9 empty] | 2019-08-23 | 2020 | 19-20 | 0 | 0 | 0 | 0 | 0 | 0 | 0 | 0 | 630016 | 135101 | 137495.5 | 909505 | 0 | 0 | 0 | 0 | 0 | 0 | 0 | 0
[9 empty] | 2019-08-24 | 2020 | 19-20 | 0 | 0 | 0 | 0 | 0 | 0 | 0 | 0 | 630016 | 135101 | 137495.5 | 909505 | 0 | 0 | 0 | 0 | 0 | 0 | 0 | 0
[9 empty] | 2019-08-25 | 2020 | 19-20 | 0 | 0 | 0 | 0 | 0 | 0 | 0 | 0 | 630016 | 135101 | 137495.5 | 909505 | 0 | 0 | 0 | 0 | 0 | 0 | 0 | 0
[9 empty] | 2019-08-26 | 2020 | 19-20 | 0 | 0 | 0 | 0 | 0 | 0 | 0 | 0 | 630016 | 135101 | 137495.5 | 909505 | 0 | 0 | 0 | 0 | 0 | 0 | 0 | 0
[9 empty] | 2019-08-27 | 2020 | 19-20 | 0 | 0 | 0 | 0 | 0 | 0 | 0 | 0 | 630016 | 135101 | 137495.5 | 909505 | 0 | 0 | 0 | 0 | 0 | 0 | 0 | 0
[9 empty] | 2019-08-28 | 2020 | 19-20 | 0 | 0 | 0 | 0 | 0 | 0 | 0 | 0 | 630016 | 135101 | 137495.5 | 909505 | 0 | 0 | 0 | 0 | 0 | 0 | 0 | 0
[9 empty] | 2019-08-29 | 2020 | 19-20 | 0 | 0 | 0 | 0 | 0 | 0 | 0 | 0 | 630016 | 135101 | 137495.5 | 909505 | 0 | 0 | 0 | 0 | 0 | 0 | 0 | 0
[9 empty] | 2019-08-30 | 2020 | 19-20 | 0 | 0 | 0 | 0 | 0 | 0 | 0 | 0 | 630016 | 135101 | 137495.5 | 909505 | 0 | 0 | 0 | 0 | 0 | 0 | 0 | 0
[9 empty] | 2019-08-31 | 2020 | 19-20 | 0 | 0 | 0 | 0 | 0 | 0 | 0 | 0 | 630016 | 135101 | 137495.5 | 909505 | 0 | 0 | 0 | 0 | 0 | 0 | 0 | 0
[9 empty] | 2019-09-01 | 2020 | 19-20 | 0 | 0 | 0 | 0 | 0 | 0 | 0 | 0 | 630016 | 135101 | 137495.5 | 909505 | 0 | 0 | 0 | 0 | 0 | 0 | 0 | 0
[9 empty] | 2019-09-02 | 2020 | 19-20 | 0 | 0 | 0 | 0 | 0 | 0 | 0 | 0 | 630016 | 135101 | 137495.5 | 909505 | 0 | 0 | 0 | 0 | 0 | 0 | 0 | 0
[9 empty] | 2019-09-03 | 2020 | 19-20 | 0 | 0 | 0 | 0 | 0 | 0 | 0 | 0 | 630016 | 135101 | 137495.5 | 909505 | 0 | 0 | 0 | 0 | 0 | 0 | 0 | 0
[9 empty] | 2019-09-04 | 2020 | 19-20 | 0 | 0 | 0 | 0 | 0 | 0 | 0 | 0 | 630016 | 135101 | 137495.5 | 909505 | 0 | 0 | 0 | 0 | 0 | 0 | 0 | 0
[9 empty] | 2019-09-05 | 2020 | 19-20 | 0 | 0 | 0 | 0 | 0 | 0 | 0 | 0 | 630016 | 135101 | 137495.5 | 909505 | 0 | 0 | 0 | 0 | 0 | 0 | 0 | 0
[9 empty] | 2019-09-06 | 2020 | 19-20 | 0 | 0 | 0 | 0 | 0 | 0 | 0 | 0 | 630016 | 135101 | 137495.5 | 909505 | 0 | 0 | 0 | 0 | 0 | 0 | 0 | 0
[9 empty] | 2019-09-07 | 2020 | 19-20 | 0 | 0 | 0 | 0 | 0 | 0 | 0 | 0 | 630016 | 135101 | 137495.5 | 909505 | 0 | 0 | 0 | 0 | 0 | 0 | 0 | 0
[9 empty] | 2019-09-08 | 2020 | 19-20 | 0 | 0 | 0 | 0 | 0 | 0 | 0 | 0 | 630016 | 135101 | 137495.5 | 909505 | 0 | 0 | 0 | 0 | 0 | 0 | 0 | 0
[9 empty] | 2019-09-09 | 2020 | 19-20 | 0 | 0 | 0 | 0 | 0 | 0 | 0 | 0 | 630016 | 135101 | 137495.5 | 909505 | 0 | 0 | 0 | 0 | 0 | 0 | 0 | 0
[9 empty] | 2019-09-10 | 2020 | 19-20 | 0 | 0 | 0 | 0 | 0 | 0 | 0 | 0 | 630016 | 135101 | 137495.5 | 909505 | 0 | 0 | 0 | 0 | 0 | 0 | 0 | 0
[9 empty] | 2019-09-11 | 2020 | 19-20 | 0 | 0 | 157462.4921 | 157462.4921 | 0 | 0 | 495 | 495 | 630016 | 135101 | 137495.5 | 909505 | 0 | 0 | 1.1452 | 0.17313 | 0 | 0 | 0.0036001 | 0.00054425
[9 empty] | 2019-09-12 | 2020 | 19-20 | 0 | 0 | 0 | 0 | 0 | 0 | 0 | 0 | 630016 | 135101 | 137495.5 | 909505 | 0 | 0 | 0 | 0 | 0 | 0 | 0 | 0
[9 empty] | 2019-09-13 | 2020 | 19-20 | 0 | 0 | 0 | 0 | 0 | 0 | 0 | 0 | 630016 | 135101 | 137495.5 | 909505 | 0 | 0 | 0 | 0 | 0 | 0 | 0 | 0
[9 empty] | 2019-09-14 | 2020 | 19-20 | 0 | 0 | 0 | 0 | 0 | 0 | 0 | 0 | 630016 | 135101 | 137495.5 | 909505 | 0 | 0 | 0 | 0 | 0 | 0 | 0 | 0
[9 empty] | 2019-09-15 | 2020 | 19-20 | 0 | 0 | 0 | 0 | 0 | 0 | 0 | 0 | 630016 | 135101 | 137495.5 | 909505 | 0 | 0 | 0 | 0 | 0 | 0 | 0 | 0
[9 empty] | 2019-09-16 | 2020 | 19-20 | 0 | 0 | 0 | 0 | 0 | 0 | 0 | 0 | 630016 | 135101 | 137495.5 | 909505 | 0 | 0 | 0 | 0 | 0 | 0 | 0 | 0
[9 empty] | 2019-09-17 | 2020 | 19-20 | 0 | 0 | 0 | 0 | 0 | 0 | 0 | 0 | 630016 | 135101 | 137495.5 | 909505 | 0 | 0 | 0 | 0 | 0 | 0 | 0 | 0
[9 empty] | 2019-09-18 | 2020 | 19-20 | 0 | 0 | 49377.1294 | 49377.1294 | 0 | 0 | 244.3334 | 244.3334 | 630016 | 135101 | 137495.5 | 909505 | 0 | 0 | 0.35912 | 0.05429 | 0 | 0 | 0.001777 | 0.00026864
[9 empty] | 2019-09-19 | 2020 | 19-20 | 0 | 0 | 0 | 0 | 0 | 0 | 0 | 0 | 630016 | 135101 | 137495.5 | 909505 | 0 | 0 | 0 | 0 | 0 | 0 | 0 | 0
[9 empty] | 2019-09-20 | 2020 | 19-20 | 0 | 0 | 0 | 0 | 0 | 0 | 0 | 0 | 630016 | 135101 | 137495.5 | 909505 | 0 | 0 | 0 | 0 | 0 | 0 | 0 | 0
[9 empty] | 2019-09-21 | 2020 | 19-20 | 0 | 0 | 0 | 0 | 0 | 0 | 0 | 0 | 630016 | 135101 | 137495.5 | 909505 | 0 | 0 | 0 | 0 | 0 | 0 | 0 | 0
[9 empty] | 2019-09-22 | 2020 | 19-20 | 0 | 0 | 0 | 0 | 0 | 0 | 0 | 0 | 630016 | 135101 | 137495.5 | 909505 | 0 | 0 | 0 | 0 | 0 | 0 | 0 | 0
[9 empty] | 2019-09-23 | 2020 | 19-20 | 0 | 0 | 0 | 0 | 0 | 0 | 0 | 0 | 630016 | 135101 | 137495.5 | 909505 | 0 | 0 | 0 | 0 | 0 | 0 | 0 | 0
[9 empty] | 2019-09-24 | 2020 | 19-20 | 0 | 0 | 0 | 0 | 0 | 0 | 0 | 0 | 630016 | 135101 | 137495.5 | 909505 | 0 | 0 | 0 | 0 | 0 | 0 | 0 | 0
[9 empty] | 2019-09-25 | 2020 | 19-20 | 0 | 0 | 0 | 0 | 0 | 0 | 0 | 0 | 630016 | 135101 | 137495.5 | 909505 | 0 | 0 | 0 | 0 | 0 | 0 | 0 | 0
[9 empty] | 2019-09-26 | 2020 | 19-20 | 0 | 0 | 0 | 0 | 0 | 0 | 0 | 0 | 630016 | 135101 | 137495.5 | 909505 | 0 | 0 | 0 | 0 | 0 | 0 | 0 | 0
[9 empty] | 2019-09-27 | 2020 | 19-20 | 0 | 0 | 0 | 0 | 0 | 0 | 0 | 0 | 630016 | 135101 | 137495.5 | 909505 | 0 | 0 | 0 | 0 | 0 | 0 | 0 | 0
[9 empty] | 2019-09-28 | 2020 | 19-20 | 0 | 0 | 0 | 0 | 0 | 0 | 0 | 0 | 630016 | 135101 | 137495.5 | 909505 | 0 | 0 | 0 | 0 | 0 | 0 | 0 | 0
[9 empty] | 2019-09-29 | 2020 | 19-20 | 0 | 0 | 0 | 0 | 0 | 0 | 0 | 0 | 630016 | 135101 | 137495.5 | 909505 | 0 | 0 | 0 | 0 | 0 | 0 | 0 | 0
[9 empty] | 2019-09-30 | 2020 | 19-20 | 0 | 0 | 0 | 0 | 0 | 0 | 0 | 0 | 630016 | 135101 | 137495.5 | 909505 | 0 | 0 | 0 | 0 | 0 | 0 | 0 | 0
[9 empty] | 2019-10-01 | 2020 | 19-20 | 0 | 0 | 0 | 0 | 0 | 0 | 0 | 0 | 630016 | 135101 | 137495.5 | 909505 | 0 | 0 | 0 | 0 | 0 | 0 | 0 | 0
[9 empty] | 2019-10-02 | 2020 | 19-20 | 0 | 0 | 0 | 0 | 0 | 0 | 0 | 0 | 630016 | 135101 | 137495.5 | 909505 | 0 | 0 | 0 | 0 | 0 | 0 | 0 | 0
[9 empty] | 2019-10-03 | 2020 | 19-20 | 0 | 0 | 0 | 0 | 0 | 0 | 0 | 0 | 630016 | 135101 | 137495.5 | 909505 | 0 | 0 | 0 | 0 | 0 | 0 | 0 | 0
[9 empty] | 2019-10-04 | 2020 | 19-20 | 0 | 0 | 0 | 0 | 0 | 0 | 0 | 0 | 630016 | 135101 | 137495.5 | 909505 | 0 | 0 | 0 | 0 | 0 | 0 | 0 | 0
[9 empty] | 2019-10-05 | 2020 | 19-20 | 0 | 0 | 0 | 0 | 0 | 0 | 0 | 0 | 630016 | 135101 | 137495.5 | 909505 | 0 | 0 | 0 | 0 | 0 | 0 | 0 | 0
[9 empty] | 2019-10-06 | 2020 | 19-20 | 0 | 0 | 0 | 0 | 0 | 0 | 0 | 0 | 630016 | 135101 | 137495.5 | 909505 | 0 | 0 | 0 | 0 | 0 | 0 | 0 | 0
[9 empty] | 2019-10-07 | 2020 | 19-20 | 0 | 0 | 0 | 0 | 0 | 0 | 0 | 0 | 630016 | 135101 | 137495.5 | 909505 | 0 | 0 | 0 | 0 | 0 | 0 | 0 | 0
[9 empty] | 2019-10-08 | 2020 | 19-20 | 0 | 0 | 0 | 0 | 0 | 0 | 0 | 0 | 630016 | 135101 | 137495.5 | 909505 | 0 | 0 | 0 | 0 | 0 | 0 | 0 | 0
[9 empty] | 2019-10-09 | 2020 | 19-20 | 0 | 0 | 0 | 0 | 0 | 0 | 0 | 0 | 630016 | 135101 | 137495.5 | 909505 | 0 | 0 | 0 | 0 | 0 | 0 | 0 | 0
[9 empty] | 2019-10-10 | 2020 | 19-20 | 0 | 0 | 0 | 0 | 0 | 0 | 0 | 0 | 630016 | 135101 | 137495.5 | 909505 | 0 | 0 | 0 | 0 | 0 | 0 | 0 | 0
[9 empty] | 2019-10-11 | 2020 | 19-20 | 0 | 0 | 0 | 0 | 0 | 0 | 0 | 0 | 630016 | 135101 | 137495.5 | 909505 | 0 | 0 | 0 | 0 | 0 | 0 | 0 | 0
[9 empty] | 2019-10-12 | 2020 | 19-20 | 0 | 0 | 0 | 0 | 0 | 0 | 0 | 0 | 630016 | 135101 | 137495.5 | 909505 | 0 | 0 | 0 | 0 | 0 | 0 | 0 | 0
[9 empty] | 2019-10-13 | 2020 | 19-20 | 0 | 0 | 0 | 0 | 0 | 0 | 0 | 0 | 630016 | 135101 | 137495.5 | 909505 | 0 | 0 | 0 | 0 | 0 | 0 | 0 | 0
[9 empty] | 2019-10-14 | 2020 | 19-20 | 0 | 0 | 0 | 0 | 0 | 0 | 0 | 0 | 630016 | 135101 | 137495.5 | 909505 | 0 | 0 | 0 | 0 | 0 | 0 | 0 | 0
[9 empty] | 2019-10-15 | 2020 | 19-20 | 0 | 0 | 0 | 0 | 0 | 0 | 0 | 0 | 630016 | 135101 | 137495.5 | 909505 | 0 | 0 | 0 | 0 | 0 | 0 | 0 | 0
[9 empty] | 2019-10-16 | 2020 | 19-20 | 0 | 0 | 18480.6 | 18480.6 | 0 | 0 | 24 | 24 | 630016 | 135101 | 137495.5 | 909505 | 0 | 0 | 0.13441 | 0.020319 | 0 | 0 | 0.00017455 | 2.6388e-05
[9 empty] | 2019-10-17 | 2020 | 19-20 | 0 | 0 | 0 | 0 | 0 | 0 | 0 | 0 | 630016 | 135101 | 137495.5 | 909505 | 0 | 0 | 0 | 0 | 0 | 0 | 0 | 0
[9 empty] | 2019-10-18 | 2020 | 19-20 | 0 | 0 | 0 | 0 | 0 | 0 | 0 | 0 | 630016 | 135101 | 137495.5 | 909505 | 0 | 0 | 0 | 0 | 0 | 0 | 0 | 0
[9 empty] | 2019-10-19 | 2020 | 19-20 | 0 | 0 | 0 | 0 | 0 | 0 | 0 | 0 | 630016 | 135101 | 137495.5 | 909505 | 0 | 0 | 0 | 0 | 0 | 0 | 0 | 0
[9 empty] | 2019-10-20 | 2020 | 19-20 | 0 | 0 | 59975.4667 | 59975.4667 | 0 | 0 | 350 | 350 | 630016 | 135101 | 137495.5 | 909505 | 0 | 0 | 0.4362 | 0.065943 | 0 | 0 | 0.0025455 | 0.00038482
[9 empty] | 2019-10-21 | 2020 | 19-20 | 0 | 0 | 0 | 0 | 0 | 0 | 0 | 0 | 630016 | 135101 | 137495.5 | 909505 | 0 | 0 | 0 | 0 | 0 | 0 | 0 | 0
[9 empty] | 2019-10-22 | 2020 | 19-20 | 0 | 0 | 0 | 0 | 0 | 0 | 0 | 0 | 630016 | 135101 | 137495.5 | 909505 | 0 | 0 | 0 | 0 | 0 | 0 | 0 | 0
[9 empty] | 2019-10-23 | 2020 | 19-20 | 0 | 0 | 0 | 0 | 0 | 0 | 0 | 0 | 630016 | 135101 | 137495.5 | 909505 | 0 | 0 | 0 | 0 | 0 | 0 | 0 | 0
[9 empty] | 2019-10-24 | 2020 | 19-20 | 0 | 0 | 0 | 0 | 0 | 0 | 0 | 0 | 630016 | 135101 | 137495.5 | 909505 | 0 | 0 | 0 | 0 | 0 | 0 | 0 | 0
[9 empty] | 2019-10-25 | 2020 | 19-20 | 0 | 0 | 45556.3738 | 45556.3738 | 0 | 0 | 119 | 119 | 630016 | 135101 | 137495.5 | 909505 | 0 | 0 | 0.33133 | 0.050089 | 0 | 0 | 0.00086548 | 0.00013084
[9 empty] | 2019-10-26 | 2020 | 19-20 | 0 | 0 | 0 | 0 | 0 | 0 | 0 | 0 | 630016 | 135101 | 137495.5 | 909505 | 0 | 0 | 0 | 0 | 0 | 0 | 0 | 0
[9 empty] | 2019-10-27 | 2020 | 19-20 | 0 | 0 | 0 | 0 | 0 | 0 | 0 | 0 | 630016 | 135101 | 137495.5 | 909505 | 0 | 0 | 0 | 0 | 0 | 0 | 0 | 0
[9 empty] | 2019-10-28 | 2020 | 19-20 | 0 | 0 | 0 | 0 | 0 | 0 | 0 | 0 | 630016 | 135101 | 137495.5 | 909505 | 0 | 0 | 0 | 0 | 0 | 0 | 0 | 0
[9 empty] | 2019-10-29 | 2020 | 19-20 | 0 | 0 | 0 | 0 | 0 | 0 | 0 | 0 | 630016 | 135101 | 137495.5 | 909505 | 0 | 0 | 0 | 0 | 0 | 0 | 0 | 0
[9 empty] | 2019-10-30 | 2020 | 19-20 | 0 | 0 | 0 | 0 | 0 | 0 | 0 | 0 | 630016 | 135101 | 137495.5 | 909505 | 0 | 0 | 0 | 0 | 0 | 0 | 0 | 0
[9 empty] | 2019-10-31 | 2020 | 19-20 | 0 | 0 | 0 | 0 | 0 | 0 | 0 | 0 | 630016 | 135101 | 137495.5 | 909505 | 0 | 0 | 0 | 0 | 0 | 0 | 0 | 0
[9 empty] | 2019-11-01 | 2020 | 19-20 | 0 | 0 | 0 | 0 | 0 | 0 | 0 | 0 | 630016 | 135101 | 137495.5 | 909505 | 0 | 0 | 0 | 0 | 0 | 0 | 0 | 0
[9 empty] | 2019-11-02 | 2020 | 19-20 | 0 | 0 | 0 | 0 | 0 | 0 | 0 | 0 | 630016 | 135101 | 137495.5 | 909505 | 0 | 0 | 0 | 0 | 0 | 0 | 0 | 0
[9 empty] | 2019-11-03 | 2020 | 19-20 | 0 | 0 | 0 | 0 | 0 | 0 | 0 | 0 | 630016 | 135101 | 137495.5 | 909505 | 0 | 0 | 0 | 0 | 0 | 0 | 0 | 0
[9 empty] | 2019-11-04 | 2020 | 19-20 | 0 | 0 | 59571.2401 | 59571.2401 | 0 | 0 | 343 | 343 | 630016 | 135101 | 137495.5 | 909505 | 0 | 0 | 0.43326 | 0.065499 | 0 | 0 | 0.0024946 | 0.00037713
[9 empty] | 2019-11-05 | 2020 | 19-20 | 0 | 0 | 0 | 0 | 0 | 0 | 0 | 0 | 630016 | 135101 | 137495.5 | 909505 | 0 | 0 | 0 | 0 | 0 | 0 | 0 | 0
[9 empty] | 2019-11-06 | 2020 | 19-20 | 0 | 0 | 0 | 0 | 0 | 0 | 0 | 0 | 630016 | 135101 | 137495.5 | 909505 | 0 | 0 | 0 | 0 | 0 | 0 | 0 | 0
[9 empty] | 2019-11-07 | 2020 | 19-20 | 0 | 0 | 0 | 0 | 0 | 0 | 0 | 0 | 630016 | 135101 | 137495.5 | 909505 | 0 | 0 | 0 | 0 | 0 | 0 | 0 | 0
[9 empty] | 2019-11-08 | 2020 | 19-20 | 0 | 0 | 0 | 0 | 0 | 0 | 0 | 0 | 630016 | 135101 | 137495.5 | 909505 | 0 | 0 | 0 | 0 | 0 | 0 | 0 | 0
[9 empty] | 2019-11-09 | 2020 | 19-20 | 0 | 0 | 0 | 0 | 0 | 0 | 0 | 0 | 630016 | 135101 | 137495.5 | 909505 | 0 | 0 | 0 | 0 | 0 | 0 | 0 | 0
[9 empty] | 2019-11-10 | 2020 | 19-20 | 0 | 0 | 0 | 0 | 0 | 0 | 0 | 0 | 630016 | 135101 | 137495.5 | 909505 | 0 | 0 | 0 | 0 | 0 | 0 | 0 | 0
[9 empty] | 2019-11-11 | 2020 | 19-20 | 0 | 0 | 0 | 0 | 0 | 0 | 0 | 0 | 630016 | 135101 | 137495.5 | 909505 | 0 | 0 | 0 | 0 | 0 | 0 | 0 | 0
[9 empty] | 2019-11-12 | 2020 | 19-20 | 0 | 0 | 0 | 0 | 0 | 0 | 0 | 0 | 630016 | 135101 | 137495.5 | 909505 | 0 | 0 | 0 | 0 | 0 | 0 | 0 | 0
[9 empty] | 2019-11-13 | 2020 | 19-20 | 0 | 0 | 0 | 0 | 0 | 0 | 0 | 0 | 630016 | 135101 | 137495.5 | 909505 | 0 | 0 | 0 | 0 | 0 | 0 | 0 | 0
[9 empty] | 2019-11-14 | 2020 | 19-20 | 0 | 0 | 0 | 0 | 0 | 0 | 0 | 0 | 630016 | 135101 | 137495.5 | 909505 | 0 | 0 | 0 | 0 | 0 | 0 | 0 | 0
[9 empty] | 2019-11-15 | 2020 | 19-20 | 0 | 0 | 0 | 0 | 0 | 0 | 0 | 0 | 630016 | 135101 | 137495.5 | 909505 | 0 | 0 | 0 | 0 | 0 | 0 | 0 | 0
[9 empty] | 2019-11-16 | 2020 | 19-20 | 0 | 8557.5 | 0 | 8557.5 | 0 | 54 | 0 | 54 | 630016 | 135101 | 137495.5 | 909505 | 0 | 0.063342 | 0 | 0.009409 | 0 | 0.0003997 | 0 | 5.9373e-05
[9 empty] | 2019-11-17 | 2020 | 19-20 | 0 | 0 | 0 | 0 | 0 | 0 | 0 | 0 | 630016 | 135101 | 137495.5 | 909505 | 0 | 0 | 0 | 0 | 0 | 0 | 0 | 0
[9 empty] | 2019-11-18 | 2020 | 19-20 | 0 | 0 | 0 | 0 | 0 | 0 | 0 | 0 | 630016 | 135101 | 137495.5 | 909505 | 0 | 0 | 0 | 0 | 0 | 0 | 0 | 0
[9 empty] | 2019-11-19 | 2020 | 19-20 | 0 | 0 | 0 | 0 | 0 | 0 | 0 | 0 | 630016 | 135101 | 137495.5 | 909505 | 0 | 0 | 0 | 0 | 0 | 0 | 0 | 0
[9 empty] | 2019-11-20 | 2020 | 19-20 | 0 | 0 | 0 | 0 | 0 | 0 | 0 | 0 | 630016 | 135101 | 137495.5 | 909505 | 0 | 0 | 0 | 0 | 0 | 0 | 0 | 0
[9 empty] | 2019-11-21 | 2020 | 19-20 | 19102.15 | 0 | 0 | 19102.15 | 225 | 0 | 0 | 225 | 630016 | 135101 | 137495.5 | 909505 | 0.03032 | 0 | 0 | 0.021003 | 0.00035713 | 0 | 0 | 0.00024739
[9 empty] | 2019-11-22 | 2020 | 19-20 | 0 | 0 | 0 | 0 | 0 | 0 | 0 | 0 | 630016 | 135101 | 137495.5 | 909505 | 0 | 0 | 0 | 0 | 0 | 0 | 0 | 0
[9 empty] | 2019-11-23 | 2020 | 19-20 | 0 | 0 | 0 | 0 | 0 | 0 | 0 | 0 | 630016 | 135101 | 137495.5 | 909505 | 0 | 0 | 0 | 0 | 0 | 0 | 0 | 0
[9 empty] | 2019-11-24 | 2020 | 19-20 | 0 | 0 | 0 | 0 | 0 | 0 | 0 | 0 | 630016 | 135101 | 137495.5 | 909505 | 0 | 0 | 0 | 0 | 0 | 0 | 0 | 0
[9 empty] | 2019-11-25 | 2020 | 19-20 | 0 | 0 | 0 | 0 | 0 | 0 | 0 | 0 | 630016 | 135101 | 137495.5 | 909505 | 0 | 0 | 0 | 0 | 0 | 0 | 0 | 0
[9 empty] | 2019-11-26 | 2020 | 19-20 | 0 | 0 | 0 | 0 | 0 | 0 | 0 | 0 | 630016 | 135101 | 137495.5 | 909505 | 0 | 0 | 0 | 0 | 0 | 0 | 0 | 0
[9 empty] | 2019-11-27 | 2020 | 19-20 | 0 | 0 | 0 | 0 | 0 | 0 | 0 | 0 | 630016 | 135101 | 137495.5 | 909505 | 0 | 0 | 0 | 0 | 0 | 0 | 0 | 0
[9 empty] | 2019-11-28 | 2020 | 19-20 | 0 | 0 | 0 | 0 | 0 | 0 | 0 | 0 | 630016 | 135101 | 137495.5 | 909505 | 0 | 0 | 0 | 0 | 0 | 0 | 0 | 0
[9 empty] | 2019-11-29 | 2020 | 19-20 | 0 | 0 | 17492.3 | 17492.3 | 0 | 0 | 223 | 223 | 630016 | 135101 | 137495.5 | 909505 | 0 | 0 | 0.12722 | 0.019233 | 0 | 0 | 0.0016219 | 0.00024519
[9 empty] | 2019-11-30 | 2020 | 19-20 | 0 | 0 | 0 | 0 | 0 | 0 | 0 | 0 | 630016 | 135101 | 137495.5 | 909505 | 0 | 0 | 0 | 0 | 0 | 0 | 0 | 0
[9 empty] | 2019-12-01 | 2020 | 19-20 | 0 | 0 | 0 | 0 | 0 | 0 | 0 | 0 | 630016 | 135101 | 137495.5 | 909505 | 0 | 0 | 0 | 0 | 0 | 0 | 0 | 0
[9 empty] | 2019-12-02 | 2020 | 19-20 | 0 | 0 | 0 | 0 | 0 | 0 | 0 | 0 | 630016 | 135101 | 137495.5 | 909505 | 0 | 0 | 0 | 0 | 0 | 0 | 0 | 0
[9 empty] | 2019-12-03 | 2020 | 19-20 | 0 | 0 | 0 | 0 | 0 | 0 | 0 | 0 | 630016 | 135101 | 137495.5 | 909505 | 0 | 0 | 0 | 0 | 0 | 0 | 0 | 0
[9 empty] | 2019-12-04 | 2020 | 19-20 | 0 | 0 | 0 | 0 | 0 | 0 | 0 | 0 | 630016 | 135101 | 137495.5 | 909505 | 0 | 0 | 0 | 0 | 0 | 0 | 0 | 0
[9 empty] | 2019-12-05 | 2020 | 19-20 | 0 | 0 | 0 | 0 | 0 | 0 | 0 | 0 | 630016 | 135101 | 137495.5 | 909505 | 0 | 0 | 0 | 0 | 0 | 0 | 0 | 0
[9 empty] | 2019-12-06 | 2020 | 19-20 | 0 | 0 | 26.95 | 26.95 | 0 | 0 | 0 | 0 | 630016 | 135101 | 137495.5 | 909505 | 0 | 0 | 0.00019601 | 2.9632e-05 | 0 | 0 | 0 | 0
[9 empty] | 2019-12-07 | 2020 | 19-20 | 0 | 0 | 0 | 0 | 0 | 0 | 0 | 0 | 630016 | 135101 | 137495.5 | 909505 | 0 | 0 | 0 | 0 | 0 | 0 | 0 | 0
[9 empty] | 2019-12-08 | 2020 | 19-20 | 0 | 0 | 0 | 0 | 0 | 0 | 0 | 0 | 630016 | 135101 | 137495.5 | 909505 | 0 | 0 | 0 | 0 | 0 | 0 | 0 | 0
[9 empty] | 2019-12-09 | 2020 | 19-20 | 0 | 0 | 0 | 0 | 0 | 0 | 0 | 0 | 630016 | 135101 | 137495.5 | 909505 | 0 | 0 | 0 | 0 | 0 | 0 | 0 | 0
[9 empty] | 2019-12-10 | 2020 | 19-20 | 0 | 4444.0009 | 0 | 4444.0009 | 0 | 33.6667 | 0 | 33.6667 | 630016 | 135101 | 137495.5 | 909505 | 0 | 0.032894 | 0 | 0.0048862 | 0 | 0.0002492 | 0 | 3.7016e-05
[9 empty] | 2019-12-11 | 2020 | 19-20 | 0 | 0 | 0 | 0 | 0 | 0 | 0 | 0 | 630016 | 135101 | 137495.5 | 909505 | 0 | 0 | 0 | 0 | 0 | 0 | 0 | 0
[9 empty] | 2019-12-12 | 2020 | 19-20 | 5846.1456 | 0 | 0 | 5846.1456 | 243 | 0 | 0 | 243 | 630016 | 135101 | 137495.5 | 909505 | 0.0092794 | 0 | 0 | 0.0064278 | 0.0003857 | 0 | 0 | 0.00026718
[9 empty] | 2019-12-13 | 2020 | 19-20 | 0 | 0 | 0 | 0 | 0 | 0 | 0 | 0 | 630016 | 135101 | 137495.5 | 909505 | 0 | 0 | 0 | 0 | 0 | 0 | 0 | 0
[9 empty] | 2019-12-14 | 2020 | 19-20 | 0 | 0 | 0 | 0 | 0 | 0 | 0 | 0 | 630016 | 135101 | 137495.5 | 909505 | 0 | 0 | 0 | 0 | 0 | 0 | 0 | 0
[9 empty] | 2019-12-15 | 2020 | 19-20 | 0 | 0 | 0 | 0 | 0 | 0 | 0 | 0 | 630016 | 135101 | 137495.5 | 909505 | 0 | 0 | 0 | 0 | 0 | 0 | 0 | 0
[9 empty] | 2019-12-16 | 2020 | 19-20 | 0 | 0 | 0 | 0 | 0 | 0 | 0 | 0 | 630016 | 135101 | 137495.5 | 909505 | 0 | 0 | 0 | 0 | 0 | 0 | 0 | 0
[9 empty] | 2019-12-17 | 2020 | 19-20 | 0 | 0 | 0 | 0 | 0 | 0 | 0 | 0 | 630016 | 135101 | 137495.5 | 909505 | 0 | 0 | 0 | 0 | 0 | 0 | 0 | 0
[9 empty] | 2019-12-18 | 2020 | 19-20 | 0 | 0 | 0 | 0 | 0 | 0 | 0 | 0 | 630016 | 135101 | 137495.5 | 909505 | 0 | 0 | 0 | 0 | 0 | 0 | 0 | 0
[9 empty] | 2019-12-19 | 2020 | 19-20 | 0 | 0 | 0 | 0 | 0 | 0 | 0 | 0 | 630016 | 135101 | 137495.5 | 909505 | 0 | 0 | 0 | 0 | 0 | 0 | 0 | 0
[9 empty] | 2019-12-20 | 2020 |  | 0 | 0 | 77471.03 | 77471.03 | 0 | 0 | 153 | 153 | 630016 | 135101 | 137495.5 | 909505 | 0 | 0 | 0.56344 | 0.085179 | 0 | 0 | 0.0011128 | 0.00016822
[9 empty] | 2019-12-21 | 2020 | 19-20 | 0 | 0 | 0 | 0 | 0 | 0 | 0 | 0 | 630016 | 135101 | 137495.5 | 909505 | 0 | 0 | 0 | 0 | 0 | 0 | 0 | 0
[9 empty] | 2019-12-22 | 2020 | 19-20 | 0 | 0 | 0 | 0 | 0 | 0 | 0 | 0 | 630016 | 135101 | 137495.5 | 909505 | 0 | 0 | 0 | 0 | 0 | 0 | 0 | 0
[9 empty] | 2019-12-23 | 2020 | 19-20 | 0 | 0 | 0 | 0 | 0 | 0 | 0 | 0 | 630016 | 135101 | 137495.5 | 909505 | 0 | 0 | 0 | 0 | 0 | 0 | 0 | 0
[9 empty] | 2019-12-24 | 2020 | 19-20 | 0 | 0 | 0 | 0 | 0 | 0 | 0 | 0 | 630016 | 135101 | 137495.5 | 909505 | 0 | 0 | 0 | 0 | 0 | 0 | 0 | 0
[9 empty] | 2019-12-25 | 2020 | 19-20 | 0 | 0 | 0 | 0 | 0 | 0 | 0 | 0 | 630016 | 135101 | 137495.5 | 909505 | 0 | 0 | 0 | 0 | 0 | 0 | 0 | 0
[9 empty] | 2019-12-26 | 2020 | 19-20 | 0 | 0 | 0 | 0 | 0 | 0 | 0 | 0 | 630016 | 135101 | 137495.5 | 909505 | 0 | 0 | 0 | 0 | 0 | 0 | 0 | 0
[9 empty] | 2019-12-27 | 2020 | 19-20 | 0 | 0 | 0 | 0 | 0 | 0 | 0 | 0 | 630016 | 135101 | 137495.5 | 909505 | 0 | 0 | 0 | 0 | 0 | 0 | 0 | 0
[9 empty] | 2019-12-28 | 2020 | 19-20 | 0 | 0 | 0 | 0 | 0 | 0 | 0 | 0 | 630016 | 135101 | 137495.5 | 909505 | 0 | 0 | 0 | 0 | 0 | 0 | 0 | 0
[9 empty] | 2019-12-29 | 2020 | 19-20 | 0 | 0 | 81279.15 | 81279.15 | 0 | 0 | 48 | 48 | 630016 | 135101 | 137495.5 | 909505 | 0 | 0 | 0.59114 | 0.089366 | 0 | 0 | 0.0003491 | 5.2776e-05
[9 empty] | 2019-12-30 | 2020 | 19-20 | 0 | 0 | 0 | 0 | 0 | 0 | 0 | 0 | 630016 | 135101 | 137495.5 | 909505 | 0 | 0 | 0 | 0 | 0 | 0 | 0 | 0
[9 empty] | 2019-12-31 | 2020 | 19-20 | 0 | 0 | 0 | 0 | 0 | 0 | 0 | 0 | 630016 | 135101 | 137495.5 | 909505 | 0 | 0 | 0 | 0 | 0 | 0 | 0 | 0
[9 empty] | 2020-01-01 | 2020 | 19-20 | 0 | 0 | 0 | 0 | 0 | 0 | 0 | 0 | 630016 | 135101 | 137495.5 | 909505 | 0 | 0 | 0 | 0 | 0 | 0 | 0 | 0
[9 empty] | 2020-01-02 | 2020 | 19-20 | 0 | 0 | 0 | 0 | 0 | 0 | 0 | 0 | 630016 | 135101 | 137495.5 | 909505 | 0 | 0 | 0 | 0 | 0 | 0 | 0 | 0
[9 empty] | 2020-01-03 | 2020 |  | 0 | 0 | 0 | 0 | 0 | 0 | 0 | 0 | 630016 | 135101 | 137495.5 | 909505 | 0 | 0 | 0 | 0 | 0 | 0 | 0 | 0
[9 empty] | 2020-01-04 | 2020 | 19-20 | 0 | 0 | 0 | 0 | 0 | 0 | 0 | 0 | 630016 | 135101 | 137495.5 | 909505 | 0 | 0 | 0 | 0 | 0 | 0 | 0 | 0
[9 empty] | 2020-01-05 | 2020 | 19-20 | 0 | 0 | 0 | 0 | 0 | 0 | 0 | 0 | 630016 | 135101 | 137495.5 | 909505 | 0 | 0 | 0 | 0 | 0 | 0 | 0 | 0
[9 empty] | 2020-01-06 | 2020 | 19-20 | 0 | 0 | 0 | 0 | 0 | 0 | 0 | 0 | 630016 | 135101 | 137495.5 | 909505 | 0 | 0 | 0 | 0 | 0 | 0 | 0 | 0
[9 empty] | 2020-01-07 | 2020 | 19-20 | 0 | 0 | 0 | 0 | 0 | 0 | 0 | 0 | 630016 | 135101 | 137495.5 | 909505 | 0 | 0 | 0 | 0 | 0 | 0 | 0 | 0
[9 empty] | 2020-01-08 | 2020 | 19-20 | 0 | 0 | 0 | 0 | 0 | 0 | 0 | 0 | 630016 | 135101 | 137495.5 | 909505 | 0 | 0 | 0 | 0 | 0 | 0 | 0 | 0
[9 empty] | 2020-01-09 | 2020 | 19-20 | 0 | 0 | 0 | 0 | 0 | 0 | 0 | 0 | 630016 | 135101 | 137495.5 | 909505 | 0 | 0 | 0 | 0 | 0 | 0 | 0 | 0
[9 empty] | 2020-01-10 | 2020 | 19-20 | 0 | 0 | 4661.65 | 4661.65 | 0 | 0 | 82 | 82 | 630016 | 135101 | 137495.5 | 909505 | 0 | 0 | 0.033904 | 0.0051255 | 0 | 0 | 0.00059638 | 9.0159e-05
[9 empty] | 2020-01-11 | 2020 | 19-20 | 0 | 0 | 0 | 0 | 0 | 0 | 0 | 0 | 630016 | 135101 | 137495.5 | 909505 | 0 | 0 | 0 | 0 | 0 | 0 | 0 | 0
[9 empty] | 2020-01-12 | 2020 | 19-20 | 0 | 0 | 0 | 0 | 0 | 0 | 0 | 0 | 630016 | 135101 | 137495.5 | 909505 | 0 | 0 | 0 | 0 | 0 | 0 | 0 | 0
[9 empty] | 2020-01-13 | 2020 | 19-20 | 0 | 0 | 0 | 0 | 0 | 0 | 0 | 0 | 630016 | 135101 | 137495.5 | 909505 | 0 | 0 | 0 | 0 | 0 | 0 | 0 | 0
[9 empty] | 2020-01-14 | 2020 | 19-20 | 0 | 0 | 0 | 0 | 0 | 0 | 0 | 0 | 630016 | 135101 | 137495.5 | 909505 | 0 | 0 | 0 | 0 | 0 | 0 | 0 | 0
[9 empty] | 2020-01-15 | 2020 | 19-20 | 0 | 0 | 0 | 0 | 0 | 0 | 0 | 0 | 630016 | 135101 | 137495.5 | 909505 | 0 | 0 | 0 | 0 | 0 | 0 | 0 | 0
[9 empty] | 2020-01-16 | 2020 | 19-20 | 0 | 0 | 0 | 0 | 0 | 0 | 0 | 0 | 630016 | 135101 | 137495.5 | 909505 | 0 | 0 | 0 | 0 | 0 | 0 | 0 | 0
[9 empty] | 2020-01-17 | 2020 | 19-20 | 0 | 0 | 0 | 0 | 0 | 0 | 0 | 0 | 630016 | 135101 | 137495.5 | 909505 | 0 | 0 | 0 | 0 | 0 | 0 | 0 | 0
[9 empty] | 2020-01-18 | 2020 | 19-20 | 0 | 0 | 0 | 0 | 0 | 0 | 0 | 0 | 630016 | 135101 | 137495.5 | 909505 | 0 | 0 | 0 | 0 | 0 | 0 | 0 | 0
[9 empty] | 2020-01-19 | 2020 | 19-20 | 0 | 0 | 0 | 0 | 0 | 0 | 0 | 0 | 630016 | 135101 | 137495.5 | 909505 | 0 | 0 | 0 | 0 | 0 | 0 | 0 | 0
[9 empty] | 2020-01-20 | 2020 | 19-20 | 0 | 0 | 37362.55 | 37362.55 | 0 | 0 | 82 | 82 | 630016 | 135101 | 137495.5 | 909505 | 0 | 0 | 0.27174 | 0.04108 | 0 | 0 | 0.00059638 | 9.0159e-05
[9 empty] | 2020-01-21 | 2020 | 19-20 | 0 | 0 | 0 | 0 | 0 | 0 | 0 | 0 | 630016 | 135101 | 137495.5 | 909505 | 0 | 0 | 0 | 0 | 0 | 0 | 0 | 0
[9 empty] | 2020-01-22 | 2020 | 19-20 | 0 | 0 | 0 | 0 | 0 | 0 | 0 | 0 | 630016 | 135101 | 137495.5 | 909505 | 0 | 0 | 0 | 0 | 0 | 0 | 0 | 0
[9 empty] | 2020-01-23 | 2020 | 19-20 | 0 | 0 | 31574.2 | 31574.2 | 0 | 0 | 116 | 116 | 630016 | 135101 | 137495.5 | 909505 | 0 | 0 | 0.22964 | 0.034716 | 0 | 0 | 0.00084366 | 0.00012754
[9 empty] | 2020-01-24 | 2020 | 19-20 | 0 | 0 | 0 | 0 | 0 | 0 | 0 | 0 | 630016 | 135101 | 137495.5 | 909505 | 0 | 0 | 0 | 0 | 0 | 0 | 0 | 0
[9 empty] | 2020-01-25 | 2020 | 19-20 | 0 | 0 | 0 | 0 | 0 | 0 | 0 | 0 | 630016 | 135101 | 137495.5 | 909505 | 0 | 0 | 0 | 0 | 0 | 0 | 0 | 0
[9 empty] | 2020-01-26 | 2020 | 19-20 | 0 | 0 | 0 | 0 | 0 | 0 | 0 | 0 | 630016 | 135101 | 137495.5 | 909505 | 0 | 0 | 0 | 0 | 0 | 0 | 0 | 0
[9 empty] | 2020-01-27 | 2020 | 19-20 | 0 | 0 | 0 | 0 | 0 | 0 | 0 | 0 | 630016 | 135101 | 137495.5 | 909505 | 0 | 0 | 0 | 0 | 0 | 0 | 0 | 0
[9 empty] | 2020-01-28 | 2020 | 19-20 | 0 | 0 | 0 | 0 | 0 | 0 | 0 | 0 | 630016 | 135101 | 137495.5 | 909505 | 0 | 0 | 0 | 0 | 0 | 0 | 0 | 0
[9 empty] | 2020-01-29 | 2020 | 19-20 | 0 | 0 | 0 | 0 | 0 | 0 | 0 | 0 | 630016 | 135101 | 137495.5 | 909505 | 0 | 0 | 0 | 0 | 0 | 0 | 0 | 0
[9 empty] | 2020-01-30 | 2020 | 19-20 | 0 | 0 | 0 | 0 | 0 | 0 | 0 | 0 | 630016 | 135101 | 137495.5 | 909505 | 0 | 0 | 0 | 0 | 0 | 0 | 0 | 0
[9 empty] | 2020-01-31 | 2020 | 19-20 | 0 | 0 | 155464.65 | 155464.65 | 0 | 0 | 218 | 218 | 630016 | 135101 | 137495.5 | 909505 | 0 | 0 | 1.1307 | 0.17093 | 0 | 0 | 0.0015855 | 0.00023969
[9 empty] | 2020-02-01 | 2020 | 19-20 | 0 | 0 | 136321.7 | 136321.7 | 0 | 0 | 139 | 139 | 630016 | 135101 | 137495.5 | 909505 | 0 | 0 | 0.99146 | 0.14989 | 0 | 0 | 0.0010109 | 0.00015283
[9 empty] | 2020-02-02 | 2020 | 19-20 | 0 | 0 | 0 | 0 | 0 | 0 | 0 | 0 | 630016 | 135101 | 137495.5 | 909505 | 0 | 0 | 0 | 0 | 0 | 0 | 0 | 0
[9 empty] | 2020-02-03 | 2020 | 19-20 | 0 | 0 | 0 | 0 | 0 | 0 | 0 | 0 | 630016 | 135101 | 137495.5 | 909505 | 0 | 0 | 0 | 0 | 0 | 0 | 0 | 0
[9 empty] | 2020-02-04 | 2020 | 19-20 | 0 | 0 | 0 | 0 | 0 | 0 | 0 | 0 | 630016 | 135101 | 137495.5 | 909505 | 0 | 0 | 0 | 0 | 0 | 0 | 0 | 0
[9 empty] | 2020-02-05 | 2020 | 19-20 | 0 | 0 | 0 | 0 | 0 | 0 | 0 | 0 | 630016 | 135101 | 137495.5 | 909505 | 0 | 0 | 0 | 0 | 0 | 0 | 0 | 0
[9 empty] | 2020-02-06 | 2020 | 19-20 | 0 | 0 | 0 | 0 | 0 | 0 | 0 | 0 | 630016 | 135101 | 137495.5 | 909505 | 0 | 0 | 0 | 0 | 0 | 0 | 0 | 0
[9 empty] | 2020-02-07 | 2020 | 19-20 | 0 | 0 | 55092.8648 | 55092.8648 | 0 | 0 | 215 | 215 | 630016 | 135101 | 137495.5 | 909505 | 0 | 0 | 0.40069 | 0.060575 | 0 | 0 | 0.0015637 | 0.00023639
[9 empty] | 2020-02-08 | 2020 | 19-20 | 0 | 0 | 0 | 0 | 0 | 0 | 0 | 0 | 630016 | 135101 | 137495.5 | 909505 | 0 | 0 | 0 | 0 | 0 | 0 | 0 | 0
[9 empty] | 2020-02-09 | 2020 | 19-20 | 0 | 0 | 0 | 0 | 0 | 0 | 0 | 0 | 630016 | 135101 | 137495.5 | 909505 | 0 | 0 | 0 | 0 | 0 | 0 | 0 | 0
[9 empty] | 2020-02-10 | 2020 | 19-20 | 0 | 0 | 0 | 0 | 0 | 0 | 0 | 0 | 630016 | 135101 | 137495.5 | 909505 | 0 | 0 | 0 | 0 | 0 | 0 | 0 | 0
[9 empty] | 2020-02-11 | 2020 | 19-20 | 0 | 0 | 309.12 | 309.12 | 0 | 0 | 0 | 0 | 630016 | 135101 | 137495.5 | 909505 | 0 | 0 | 0.0022482 | 0.00033988 | 0 | 0 | 0 | 0
[9 empty] | 2020-02-12 | 2020 | 19-20 | 0 | 0 | 0 | 0 | 0 | 0 | 0 | 0 | 630016 | 135101 | 137495.5 | 909505 | 0 | 0 | 0 | 0 | 0 | 0 | 0 | 0
[9 empty] | 2020-02-13 | 2020 | 19-20 | 0 | 0 | 0 | 0 | 0 | 0 | 0 | 0 | 630016 | 135101 | 137495.5 | 909505 | 0 | 0 | 0 | 0 | 0 | 0 | 0 | 0
[9 empty] | 2020-02-14 | 2020 | 19-20 | 0 | 0 | 0 | 0 | 0 | 0 | 0 | 0 | 630016 | 135101 | 137495.5 | 909505 | 0 | 0 | 0 | 0 | 0 | 0 | 0 | 0
[9 empty] | 2020-02-15 | 2020 | 19-20 | 0 | 0 | 0 | 0 | 0 | 0 | 0 | 0 | 630016 | 135101 | 137495.5 | 909505 | 0 | 0 | 0 | 0 | 0 | 0 | 0 | 0
[9 empty] | 2020-02-16 | 2020 | 19-20 | 0 | 0 | 0 | 0 | 0 | 0 | 0 | 0 | 630016 | 135101 | 137495.5 | 909505 | 0 | 0 | 0 | 0 | 0 | 0 | 0 | 0
[9 empty] | 2020-02-17 | 2020 | 19-20 | 0 | 0 | 0 | 0 | 0 | 0 | 0 | 0 | 630016 | 135101 | 137495.5 | 909505 | 0 | 0 | 0 | 0 | 0 | 0 | 0 | 0
[9 empty] | 2020-02-18 | 2020 | 19-20 | 0 | 0 | 0 | 0 | 0 | 0 | 0 | 0 | 630016 | 135101 | 137495.5 | 909505 | 0 | 0 | 0 | 0 | 0 | 0 | 0 | 0
[9 empty] | 2020-02-19 | 2020 | 19-20 | 0 | 0 | 0 | 0 | 0 | 0 | 0 | 0 | 630016 | 135101 | 137495.5 | 909505 | 0 | 0 | 0 | 0 | 0 | 0 | 0 | 0
[9 empty] | 2020-02-20 | 2020 | 19-20 | 0 | 0 | 0 | 0 | 0 | 0 | 0 | 0 | 630016 | 135101 | 137495.5 | 909505 | 0 | 0 | 0 | 0 | 0 | 0 | 0 | 0
[9 empty] | 2020-02-21 | 2020 | 19-20 | 0 | 0 | 0 | 0 | 0 | 0 | 0 | 0 | 630016 | 135101 | 137495.5 | 909505 | 0 | 0 | 0 | 0 | 0 | 0 | 0 | 0
[9 empty] | 2020-02-22 | 2020 | 19-20 | 0 | 0 | 0 | 0 | 0 | 0 | 0 | 0 | 630016 | 135101 | 137495.5 | 909505 | 0 | 0 | 0 | 0 | 0 | 0 | 0 | 0
[9 empty] | 2020-02-23 | 2020 | 19-20 | 0 | 0 | 0 | 0 | 0 | 0 | 0 | 0 | 630016 | 135101 | 137495.5 | 909505 | 0 | 0 | 0 | 0 | 0 | 0 | 0 | 0
[9 empty] | 2020-02-24 | 2020 | 19-20 | 0 | 0 | 0 | 0 | 0 | 0 | 0 | 0 | 630016 | 135101 | 137495.5 | 909505 | 0 | 0 | 0 | 0 | 0 | 0 | 0 | 0
[9 empty] | 2020-02-25 | 2020 | 19-20 | 0 | 0 | 0 | 0 | 0 | 0 | 0 | 0 | 630016 | 135101 | 137495.5 | 909505 | 0 | 0 | 0 | 0 | 0 | 0 | 0 | 0
[9 empty] | 2020-02-26 | 2020 | 19-20 | 0 | 0 | 0 | 0 | 0 | 0 | 0 | 0 | 630016 | 135101 | 137495.5 | 909505 | 0 | 0 | 0 | 0 | 0 | 0 | 0 | 0
[9 empty] | 2020-02-27 | 2020 | 19-20 | 0 | 0 | 0 | 0 | 0 | 0 | 0 | 0 | 630016 | 135101 | 137495.5 | 909505 | 0 | 0 | 0 | 0 | 0 | 0 | 0 | 0
[9 empty] | 2020-02-28 | 2020 | 19-20 | 0 | 0 | 0 | 0 | 0 | 0 | 0 | 0 | 630016 | 135101 | 137495.5 | 909505 | 0 | 0 | 0 | 0 | 0 | 0 | 0 | 0
[9 empty] | 2020-02-29 | 2020 | 19-20 | 0 | 0 | 0 | 0 | 0 | 0 | 0 | 0 | 630016 | 135101 | 137495.5 | 909505 | 0 | 0 | 0 | 0 | 0 | 0 | 0 | 0
[9 empty] | 2020-03-01 | 2020 | 19-20 | 0 | 0 | 0 | 0 | 0 | 0 | 0 | 0 | 630016 | 135101 | 137495.5 | 909505 | 0 | 0 | 0 | 0 | 0 | 0 | 0 | 0
[9 empty] | 2020-03-02 | 2020 | 19-20 | 0 | 0 | 0 | 0 | 0 | 0 | 0 | 0 | 630016 | 135101 | 137495.5 | 909505 | 0 | 0 | 0 | 0 | 0 | 0 | 0 | 0
[9 empty] | 2020-03-03 | 2020 | 19-20 | 0 | 0 | 0 | 0 | 0 | 0 | 0 | 0 | 630016 | 135101 | 137495.5 | 909505 | 0 | 0 | 0 | 0 | 0 | 0 | 0 | 0
[9 empty] | 2020-03-04 | 2020 | 19-20 | 0 | 0 | 0 | 0 | 0 | 0 | 0 | 0 | 630016 | 135101 | 137495.5 | 909505 | 0 | 0 | 0 | 0 | 0 | 0 | 0 | 0
[9 empty] | 2020-03-05 | 2020 | 19-20 | 0 | 0 | 0 | 0 | 0 | 0 | 0 | 0 | 630016 | 135101 | 137495.5 | 909505 | 0 | 0 | 0 | 0 | 0 | 0 | 0 | 0
[9 empty] | 2020-03-06 | 2020 | 19-20 | 0 | 0 | 0 | 0 | 0 | 0 | 0 | 0 | 630016 | 135101 | 137495.5 | 909505 | 0 | 0 | 0 | 0 | 0 | 0 | 0 | 0
[9 empty] | 2020-03-07 | 2020 | 19-20 | 0 | 0 | 0 | 0 | 0 | 0 | 0 | 0 | 630016 | 135101 | 137495.5 | 909505 | 0 | 0 | 0 | 0 | 0 | 0 | 0 | 0
[9 empty] | 2020-03-08 | 2020 | 19-20 | 0 | 0 | 0 | 0 | 0 | 0 | 0 | 0 | 630016 | 135101 | 137495.5 | 909505 | 0 | 0 | 0 | 0 | 0 | 0 | 0 | 0
[9 empty] | 2020-03-09 | 2020 | 19-20 | 0 | 0 | 0 | 0 | 0 | 0 | 0 | 0 | 630016 | 135101 | 137495.5 | 909505 | 0 | 0 | 0 | 0 | 0 | 0 | 0 | 0
[9 empty] | 2020-03-10 | 2020 | 19-20 | 0 | 0 | 0 | 0 | 0 | 0 | 0 | 0 | 630016 | 135101 | 137495.5 | 909505 | 0 | 0 | 0 | 0 | 0 | 0 | 0 | 0
[9 empty] | 2020-03-11 | 2020 | 19-20 | 0 | 0 | 0 | 0 | 0 | 0 | 0 | 0 | 630016 | 135101 | 137495.5 | 909505 | 0 | 0 | 0 | 0 | 0 | 0 | 0 | 0
[9 empty] | 2020-03-12 | 2020 | 19-20 | 0 | 0 | 0 | 0 | 0 | 0 | 0 | 0 | 630016 | 135101 | 137495.5 | 909505 | 0 | 0 | 0 | 0 | 0 | 0 | 0 | 0
[9 empty] | 2020-03-13 | 2020 | 19-20 | 0 | 0 | 0 | 0 | 0 | 0 | 0 | 0 | 630016 | 135101 | 137495.5 | 909505 | 0 | 0 | 0 | 0 | 0 | 0 | 0 | 0
[9 empty] | 2020-03-14 | 2020 | 19-20 | 0 | 0 | 0 | 0 | 0 | 0 | 0 | 0 | 630016 | 135101 | 137495.5 | 909505 | 0 | 0 | 0 | 0 | 0 | 0 | 0 | 0
[9 empty] | 2020-03-15 | 2020 | 19-20 | 0 | 0 | 0 | 0 | 0 | 0 | 0 | 0 | 630016 | 135101 | 137495.5 | 909505 | 0 | 0 | 0 | 0 | 0 | 0 | 0 | 0
[9 empty] | 2020-03-16 | 2020 | 19-20 | 0 | 0 | 0 | 0 | 0 | 0 | 0 | 0 | 630016 | 135101 | 137495.5 | 909505 | 0 | 0 | 0 | 0 | 0 | 0 | 0 | 0
[9 empty] | 2020-03-17 | 2020 | 19-20 | 0 | 0 | 0 | 0 | 0 | 0 | 0 | 0 | 630016 | 135101 | 137495.5 | 909505 | 0 | 0 | 0 | 0 | 0 | 0 | 0 | 0
[9 empty] | 2020-03-18 | 2020 | 19-20 | 0 | 0 | 0 | 0 | 0 | 0 | 0 | 0 | 630016 | 135101 | 137495.5 | 909505 | 0 | 0 | 0 | 0 | 0 | 0 | 0 | 0
[9 empty] | 2020-03-19 | 2020 | 19-20 | 0 | 0 | 0 | 0 | 0 | 0 | 0 | 0 | 630016 | 135101 | 137495.5 | 909505 | 0 | 0 | 0 | 0 | 0 | 0 | 0 | 0
[9 empty] | 2020-03-20 | 2020 | 19-20 | 0 | 0 | 0 | 0 | 0 | 0 | 0 | 0 | 630016 | 135101 | 137495.5 | 909505 | 0 | 0 | 0 | 0 | 0 | 0 | 0 | 0
[9 empty] | 2020-03-21 | 2020 | 19-20 | 0 | 0 | 0 | 0 | 0 | 0 | 0 | 0 | 630016 | 135101 | 137495.5 | 909505 | 0 | 0 | 0 | 0 | 0 | 0 | 0 | 0
[9 empty] | 2020-03-22 | 2020 | 19-20 | 0 | 0 | 0 | 0 | 0 | 0 | 0 | 0 | 630016 | 135101 | 137495.5 | 909505 | 0 | 0 | 0 | 0 | 0 | 0 | 0 | 0
[9 empty] | 2020-03-23 | 2020 | 19-20 | 0 | 0 | 0 | 0 | 0 | 0 | 0 | 0 | 630016 | 135101 | 137495.5 | 909505 | 0 | 0 | 0 | 0 | 0 | 0 | 0 | 0
[9 empty] | 2020-03-24 | 2020 | 19-20 | 0 | 0 | 0 | 0 | 0 | 0 | 0 | 0 | 630016 | 135101 | 137495.5 | 909505 | 0 | 0 | 0 | 0 | 0 | 0 | 0 | 0
[9 empty] | 2020-03-25 | 2020 | 19-20 | 0 | 0 | 0 | 0 | 0 | 0 | 0 | 0 | 630016 | 135101 | 137495.5 | 909505 | 0 | 0 | 0 | 0 | 0 | 0 | 0 | 0
[9 empty] | 2020-03-26 | 2020 | 19-20 | 0 | 0 | 0 | 0 | 0 | 0 | 0 | 0 | 630016 | 135101 | 137495.5 | 909505 | 0 | 0 | 0 | 0 | 0 | 0 | 0 | 0
[9 empty] | 2020-03-27 | 2020 | 19-20 | 0 | 0 | 0 | 0 | 0 | 0 | 0 | 0 | 630016 | 135101 | 137495.5 | 909505 | 0 | 0 | 0 | 0 | 0 | 0 | 0 | 0
[9 empty] | 2020-03-28 | 2020 | 19-20 | 0 | 0 | 0 | 0 | 0 | 0 | 0 | 0 | 630016 | 135101 | 137495.5 | 909505 | 0 | 0 | 0 | 0 | 0 | 0 | 0 | 0
[9 empty] | 2020-03-29 | 2020 | 19-20 | 0 | 0 | 0 | 0 | 0 | 0 | 0 | 0 | 630016 | 135101 | 137495.5 | 909505 | 0 | 0 | 0 | 0 | 0 | 0 | 0 | 0
[9 empty] | 2020-03-30 | 2020 | 19-20 | 0 | 0 | 0 | 0 | 0 | 0 | 0 | 0 | 630016 | 135101 | 137495.5 | 909505 | 0 | 0 | 0 | 0 | 0 | 0 | 0 | 0
[9 empty] | 2020-03-31 | 2020 | 19-20 | 0 | 0 | 0 | 0 | 0 | 0 | 0 | 0 | 630016 | 135101 | 137495.5 | 909505 | 0 | 0 | 0 | 0 | 0 | 0 | 0 | 0
[9 empty] | 2020-04-01 | 2020 | 19-20 | 0 | 0 | 91552.1646 | 91552.1646 | 0 | 0 | 642 | 642 | 630016 | 135101 | 137495.5 | 909505 | 0 | 0 | 0.66586 | 0.10066 | 0 | 0 | 0.0046692 | 0.00070588
[9 empty] | 2020-04-02 | 2020 | 19-20 | 0 | 0 | 0 | 0 | 0 | 0 | 0 | 0 | 630016 | 135101 | 137495.5 | 909505 | 0 | 0 | 0 | 0 | 0 | 0 | 0 | 0
[9 empty] | 2020-04-03 | 2020 | 19-20 | 0 | 0 | 0 | 0 | 0 | 0 | 0 | 0 | 630016 | 135101 | 137495.5 | 909505 | 0 | 0 | 0 | 0 | 0 | 0 | 0 | 0
[9 empty] | 2020-04-04 | 2020 | 19-20 | 0 | 0 | 0 | 0 | 0 | 0 | 0 | 0 | 630016 | 135101 | 137495.5 | 909505 | 0 | 0 | 0 | 0 | 0 | 0 | 0 | 0
[9 empty] | 2020-04-05 | 2020 | 19-20 | 0 | 0 | 0 | 0 | 0 | 0 | 0 | 0 | 630016 | 135101 | 137495.5 | 909505 | 0 | 0 | 0 | 0 | 0 | 0 | 0 | 0
[9 empty] | 2020-04-06 | 2020 | 19-20 | 0 | 0 | 33306.3611 | 33306.3611 | 0 | 0 | 137 | 137 | 630016 | 135101 | 137495.5 | 909505 | 0 | 0 | 0.24224 | 0.03662 | 0 | 0 | 0.0009964 | 0.00015063
[9 empty] | 2020-04-07 | 2020 | 19-20 | 0 | 0 | 0 | 0 | 0 | 0 | 0 | 0 | 630016 | 135101 | 137495.5 | 909505 | 0 | 0 | 0 | 0 | 0 | 0 | 0 | 0
[9 empty] | 2020-04-08 | 2020 | 19-20 | 0 | 0 | 0 | 0 | 0 | 0 | 0 | 0 | 630016 | 135101 | 137495.5 | 909505 | 0 | 0 | 0 | 0 | 0 | 0 | 0 | 0
[9 empty] | 2020-04-09 | 2020 | 19-20 | 0 | 0 | 0 | 0 | 0 | 0 | 0 | 0 | 630016 | 135101 | 137495.5 | 909505 | 0 | 0 | 0 | 0 | 0 | 0 | 0 | 0
[9 empty] | 2020-04-10 | 2020 | 19-20 | 0 | 0 | 0 | 0 | 0 | 0 | 0 | 0 | 630016 | 135101 | 137495.5 | 909505 | 0 | 0 | 0 | 0 | 0 | 0 | 0 | 0
[9 empty] | 2020-04-11 | 2020 | 19-20 | 0 | 0 | 0 | 0 | 0 | 0 | 0 | 0 | 630016 | 135101 | 137495.5 | 909505 | 0 | 0 | 0 | 0 | 0 | 0 | 0 | 0
[9 empty] | 2020-04-12 | 2020 | 19-20 | 0 | 0 | 0 | 0 | 0 | 0 | 0 | 0 | 630016 | 135101 | 137495.5 | 909505 | 0 | 0 | 0 | 0 | 0 | 0 | 0 | 0
[9 empty] | 2020-04-13 | 2020 | 19-20 | 0 | 0 | 0 | 0 | 0 | 0 | 0 | 0 | 630016 | 135101 | 137495.5 | 909505 | 0 | 0 | 0 | 0 | 0 | 0 | 0 | 0
[9 empty] | 2020-04-14 | 2020 | 19-20 | 0 | 0 | 0 | 0 | 0 | 0 | 0 | 0 | 630016 | 135101 | 137495.5 | 909505 | 0 | 0 | 0 | 0 | 0 | 0 | 0 | 0
[9 empty] | 2020-04-15 | 2020 | 19-20 | 0 | 0 | 0 | 0 | 0 | 0 | 0 | 0 | 630016 | 135101 | 137495.5 | 909505 | 0 | 0 | 0 | 0 | 0 | 0 | 0 | 0
[9 empty] | 2020-04-16 | 2020 | 19-20 | 0 | 0 | 0 | 0 | 0 | 0 | 0 | 0 | 630016 | 135101 | 137495.5 | 909505 | 0 | 0 | 0 | 0 | 0 | 0 | 0 | 0
[9 empty] | 2020-04-17 | 2020 | 19-20 | 0 | 0 | 0 | 0 | 0 | 0 | 0 | 0 | 630016 | 135101 | 137495.5 | 909505 | 0 | 0 | 0 | 0 | 0 | 0 | 0 | 0
[9 empty] | 2020-04-18 | 2020 | 19-20 | 0 | 0 | 0 | 0 | 0 | 0 | 0 | 0 | 630016 | 135101 | 137495.5 | 909505 | 0 | 0 | 0 | 0 | 0 | 0 | 0 | 0
[9 empty] | 2020-04-19 | 2020 | 19-20 | 0 | 15624.9076 | 49096.3857 | 64721.2933 | 0 | 139 | 278 | 417 | 630016 | 135101 | 137495.5 | 909505 | 0 | 0.11565 | 0.35708 | 0.071161 | 0 | 0.0010289 | 0.0020219 | 0.00045849
[9 empty] | 2020-04-20 | 2020 | 19-20 | 0 | 0 | 0 | 0 | 0 | 0 | 0 | 0 | 630016 | 135101 | 137495.5 | 909505 | 0 | 0 | 0 | 0 | 0 | 0 | 0 | 0
[9 empty] | 2020-04-21 | 2020 | 19-20 | 0 | 0 | 0 | 0 | 0 | 0 | 0 | 0 | 630016 | 135101 | 137495.5 | 909505 | 0 | 0 | 0 | 0 | 0 | 0 | 0 | 0
[9 empty] | 2020-04-22 | 2020 | 19-20 | 0 | 0 | 0 | 0 | 0 | 0 | 0 | 0 | 630016 | 135101 | 137495.5 | 909505 | 0 | 0 | 0 | 0 | 0 | 0 | 0 | 0
[9 empty] | 2020-04-23 | 2020 | 19-20 | 0 | 0 | 0 | 0 | 0 | 0 | 0 | 0 | 630016 | 135101 | 137495.5 | 909505 | 0 | 0 | 0 | 0 | 0 | 0 | 0 | 0
[9 empty] | 2020-04-24 | 2020 | 19-20 | 0 | 0 | 0 | 0 | 0 | 0 | 0 | 0 | 630016 | 135101 | 137495.5 | 909505 | 0 | 0 | 0 | 0 | 0 | 0 | 0 | 0
[9 empty] | 2020-04-25 | 2020 | 19-20 | 0 | 0 | 0 | 0 | 0 | 0 | 0 | 0 | 630016 | 135101 | 137495.5 | 909505 | 0 | 0 | 0 | 0 | 0 | 0 | 0 | 0
[9 empty] | 2020-04-26 | 2020 | 19-20 | 0 | 0 | 0 | 0 | 0 | 0 | 0 | 0 | 630016 | 135101 | 137495.5 | 909505 | 0 | 0 | 0 | 0 | 0 | 0 | 0 | 0
[9 empty] | 2020-04-27 | 2020 | 19-20 | 0 | 0 | 0 | 0 | 0 | 0 | 0 | 0 | 630016 | 135101 | 137495.5 | 909505 | 0 | 0 | 0 | 0 | 0 | 0 | 0 | 0
[9 empty] | 2020-04-28 | 2020 | 19-20 | 0 | 0 | 0 | 0 | 0 | 0 | 0 | 0 | 630016 | 135101 | 137495.5 | 909505 | 0 | 0 | 0 | 0 | 0 | 0 | 0 | 0
[9 empty] | 2020-04-29 | 2020 | 19-20 | 0 | 0 | 0 | 0 | 0 | 0 | 0 | 0 | 630016 | 135101 | 137495.5 | 909505 | 0 | 0 | 0 | 0 | 0 | 0 | 0 | 0
[9 empty] | 2020-04-30 | 2020 | 19-20 | 0 | 0 | 0 | 0 | 0 | 0 | 0 | 0 | 630016 | 135101 | 137495.5 | 909505 | 0 | 0 | 0 | 0 | 0 | 0 | 0 | 0
[9 empty] | 2020-05-01 | 2020 | 19-20 | 0 | 0 | 0 | 0 | 0 | 0 | 0 | 0 | 630016 | 135101 | 137495.5 | 909505 | 0 | 0 | 0 | 0 | 0 | 0 | 0 | 0
[9 empty] | 2020-05-02 | 2020 | 19-20 | 0 | 0 | 52536.0008 | 52536.0008 | 0 | 0 | 115 | 115 | 630016 | 135101 | 137495.5 | 909505 | 0 | 0 | 0.38209 | 0.057763 | 0 | 0 | 0.00083639 | 0.00012644
[9 empty] | 2020-05-03 | 2020 | 19-20 | 0 | 0 | 0 | 0 | 0 | 0 | 0 | 0 | 630016 | 135101 | 137495.5 | 909505 | 0 | 0 | 0 | 0 | 0 | 0 | 0 | 0
[9 empty] | 2020-05-04 | 2020 | 19-20 | 0 | 0 | 0 | 0 | 0 | 0 | 0 | 0 | 630016 | 135101 | 137495.5 | 909505 | 0 | 0 | 0 | 0 | 0 | 0 | 0 | 0
[9 empty] | 2020-05-05 | 2020 | 19-20 | 0 | 0 | 0 | 0 | 0 | 0 | 0 | 0 | 630016 | 135101 | 137495.5 | 909505 | 0 | 0 | 0 | 0 | 0 | 0 | 0 | 0
[9 empty] | 2020-05-06 | 2020 | 19-20 | 0 | 0 | 0 | 0 | 0 | 0 | 0 | 0 | 630016 | 135101 | 137495.5 | 909505 | 0 | 0 | 0 | 0 | 0 | 0 | 0 | 0
[9 empty] | 2020-05-07 | 2020 | 19-20 | 0 | 0 | 0 | 0 | 0 | 0 | 0 | 0 | 630016 | 135101 | 137495.5 | 909505 | 0 | 0 | 0 | 0 | 0 | 0 | 0 | 0
[9 empty] | 2020-05-08 | 2020 | 19-20 | 0 | 0 | 0 | 0 | 0 | 0 | 0 | 0 | 630016 | 135101 | 137495.5 | 909505 | 0 | 0 | 0 | 0 | 0 | 0 | 0 | 0
[9 empty] | 2020-05-09 | 2020 | 19-20 | 0 | 0 | 0 | 0 | 0 | 0 | 0 | 0 | 630016 | 135101 | 137495.5 | 909505 | 0 | 0 | 0 | 0 | 0 | 0 | 0 | 0
[9 empty] | 2020-05-10 | 2020 | 19-20 | 0 | 0 | 0 | 0 | 0 | 0 | 0 | 0 | 630016 | 135101 | 137495.5 | 909505 | 0 | 0 | 0 | 0 | 0 | 0 | 0 | 0
[9 empty] | 2020-05-11 | 2020 | 19-20 | 0 | 0 | 0 | 0 | 0 | 0 | 0 | 0 | 630016 | 135101 | 137495.5 | 909505 | 0 | 0 | 0 | 0 | 0 | 0 | 0 | 0
[9 empty] | 2020-05-12 | 2020 | 19-20 | 0 | 0 | 0 | 0 | 0 | 0 | 0 | 0 | 630016 | 135101 | 137495.5 | 909505 | 0 | 0 | 0 | 0 | 0 | 0 | 0 | 0
[9 empty] | 2020-05-13 | 2020 | 19-20 | 0 | 0 | 0 | 0 | 0 | 0 | 0 | 0 | 630016 | 135101 | 137495.5 | 909505 | 0 | 0 | 0 | 0 | 0 | 0 | 0 | 0
[9 empty] | 2020-05-14 | 2020 | 19-20 | 0 | 0 | 3294.2423 | 3294.2423 | 0 | 0 | 20 | 20 | 630016 | 135101 | 137495.5 | 909505 | 0 | 0 | 0.023959 | 0.003622 | 0 | 0 | 0.00014546 | 2.199e-05
[9 empty] | 2020-05-15 | 2020 | 19-20 | 0 | 0 | 0 | 0 | 0 | 0 | 0 | 0 | 630016 | 135101 | 137495.5 | 909505 | 0 | 0 | 0 | 0 | 0 | 0 | 0 | 0
[9 empty] | 2020-05-16 | 2020 | 19-20 | 0 | 0 | 0 | 0 | 0 | 0 | 0 | 0 | 630016 | 135101 | 137495.5 | 909505 | 0 | 0 | 0 | 0 | 0 | 0 | 0 | 0
[9 empty] | 2020-05-17 | 2020 | 19-20 | 29105.4447 | 0 | 0 | 29105.4447 | 173.0001 | 0 | 0 | 173.0001 | 630016 | 135101 | 137495.5 | 909505 | 0.046198 | 0 | 0 | 0.032001 | 0.0002746 | 0 | 0 | 0.00019021
[9 empty] | 2020-05-18 | 2020 | 19-20 | 0 | 0 | 0 | 0 | 0 | 0 | 0 | 0 | 630016 | 135101 | 137495.5 | 909505 | 0 | 0 | 0 | 0 | 0 | 0 | 0 | 0
[9 empty] | 2020-05-19 | 2020 | 19-20 | 0 | 0 | 0 | 0 | 0 | 0 | 0 | 0 | 630016 | 135101 | 137495.5 | 909505 | 0 | 0 | 0 | 0 | 0 | 0 | 0 | 0
[9 empty] | 2020-05-20 | 2020 | 19-20 | 0 | 0 | 0 | 0 | 0 | 0 | 0 | 0 | 630016 | 135101 | 137495.5 | 909505 | 0 | 0 | 0 | 0 | 0 | 0 | 0 | 0
[9 empty] | 2020-05-21 | 2020 | 19-20 | 0 | 0 | 0 | 0 | 0 | 0 | 0 | 0 | 630016 | 135101 | 137495.5 | 909505 | 0 | 0 | 0 | 0 | 0 | 0 | 0 | 0
[9 empty] | 2020-05-22 | 2020 | 19-20 | 0 | 0 | 0 | 0 | 0 | 0 | 0 | 0 | 630016 | 135101 | 137495.5 | 909505 | 0 | 0 | 0 | 0 | 0 | 0 | 0 | 0
[9 empty] | 2020-05-23 | 2020 | 19-20 | 0 | 0 | 0 | 0 | 0 | 0 | 0 | 0 | 630016 | 135101 | 137495.5 | 909505 | 0 | 0 | 0 | 0 | 0 | 0 | 0 | 0
[9 empty] | 2020-05-24 | 2020 | 19-20 | 0 | 0 | 0 | 0 | 0 | 0 | 0 | 0 | 630016 | 135101 | 137495.5 | 909505 | 0 | 0 | 0 | 0 | 0 | 0 | 0 | 0
[9 empty] | 2020-05-25 | 2020 | 19-20 | 0 | 0 | 0 | 0 | 0 | 0 | 0 | 0 | 630016 | 135101 | 137495.5 | 909505 | 0 | 0 | 0 | 0 | 0 | 0 | 0 | 0
[9 empty] | 2020-05-26 | 2020 | 19-20 | 0 | 0 | 0 | 0 | 0 | 0 | 0 | 0 | 630016 | 135101 | 137495.5 | 909505 | 0 | 0 | 0 | 0 | 0 | 0 | 0 | 0
[9 empty] | 2020-05-27 | 2020 | 19-20 | 0 | 0 | 0 | 0 | 0 | 0 | 0 | 0 | 630016 | 135101 | 137495.5 | 909505 | 0 | 0 | 0 | 0 | 0 | 0 | 0 | 0
[9 empty] | 2020-05-28 | 2020 | 19-20 | 0 | 0 | 0 | 0 | 0 | 0 | 0 | 0 | 630016 | 135101 | 137495.5 | 909505 | 0 | 0 | 0 | 0 | 0 | 0 | 0 | 0
[9 empty] | 2020-05-29 | 2020 | 19-20 | 0 | 0 | 0 | 0 | 0 | 0 | 0 | 0 | 630016 | 135101 | 137495.5 | 909505 | 0 | 0 | 0 | 0 | 0 | 0 | 0 | 0
[9 empty] | 2020-05-30 | 2020 | 19-20 | 0 | 0 | 0 | 0 | 0 | 0 | 0 | 0 | 630016 | 135101 | 137495.5 | 909505 | 0 | 0 | 0 | 0 | 0 | 0 | 0 | 0
[9 empty] | 2020-05-31 | 2020 | 19-20 | 0 | 0 | 0 | 0 | 0 | 0 | 0 | 0 | 630016 | 135101 | 137495.5 | 909505 | 0 | 0 | 0 | 0 | 0 | 0 | 0 | 0
[9 empty] | 2020-06-01 | 2020 | 19-20 | 0 | 0 | 0 | 0 | 0 | 0 | 0 | 0 | 630016 | 135101 | 137495.5 | 909505 | 0 | 0 | 0 | 0 | 0 | 0 | 0 | 0
[9 empty] | 2020-06-02 | 2020 | 19-20 | 0 | 0 | 0 | 0 | 0 | 0 | 0 | 0 | 630016 | 135101 | 137495.5 | 909505 | 0 | 0 | 0 | 0 | 0 | 0 | 0 | 0
[9 empty] | 2020-06-03 | 2020 | 19-20 | 0 | 0 | 51964.5853 | 51964.5853 | 0 | 0 | 396 | 396 | 630016 | 135101 | 137495.5 | 909505 | 0 | 0 | 0.37794 | 0.057135 | 0 | 0 | 0.0028801 | 0.0004354
[9 empty] | 2020-06-04 | 2020 | 19-20 | 0 | 0 | 0 | 0 | 0 | 0 | 0 | 0 | 630016 | 135101 | 137495.5 | 909505 | 0 | 0 | 0 | 0 | 0 | 0 | 0 | 0
[9 empty] | 2020-06-05 | 2020 | 19-20 | 0 | 0 | 0 | 0 | 0 | 0 | 0 | 0 | 630016 | 135101 | 137495.5 | 909505 | 0 | 0 | 0 | 0 | 0 | 0 | 0 | 0
[9 empty] | 2020-06-06 | 2020 | 19-20 | 0 | 0 | 0 | 0 | 0 | 0 | 0 | 0 | 630016 | 135101 | 137495.5 | 909505 | 0 | 0 | 0 | 0 | 0 | 0 | 0 | 0
[9 empty] | 2020-06-07 | 2020 | 19-20 | 0 | 0 | 0 | 0 | 0 | 0 | 0 | 0 | 630016 | 135101 | 137495.5 | 909505 | 0 | 0 | 0 | 0 | 0 | 0 | 0 | 0
[9 empty] | 2020-06-08 | 2020 | 19-20 | 0 | 0 | 0 | 0 | 0 | 0 | 0 | 0 | 630016 | 135101 | 137495.5 | 909505 | 0 | 0 | 0 | 0 | 0 | 0 | 0 | 0
[9 empty] | 2020-06-09 | 2020 | 19-20 | 0 | 0 | 0 | 0 | 0 | 0 | 0 | 0 | 630016 | 135101 | 137495.5 | 909505 | 0 | 0 | 0 | 0 | 0 | 0 | 0 | 0
[9 empty] | 2020-06-10 | 2020 | 19-20 | 0 | 0 | 0 | 0 | 0 | 0 | 0 | 0 | 630016 | 135101 | 137495.5 | 909505 | 0 | 0 | 0 | 0 | 0 | 0 | 0 | 0
[9 empty] | 2020-06-11 | 2020 | 19-20 | 0 | 0 | 0 | 0 | 0 | 0 | 0 | 0 | 630016 | 135101 | 137495.5 | 909505 | 0 | 0 | 0 | 0 | 0 | 0 | 0 | 0
[9 empty] | 2020-06-12 | 2020 | 19-20 | 0 | 0 | 0 | 0 | 0 | 0 | 0 | 0 | 630016 | 135101 | 137495.5 | 909505 | 0 | 0 | 0 | 0 | 0 | 0 | 0 | 0
[9 empty] | 2020-06-13 | 2020 | 19-20 | 0 | 0 | 0 | 0 | 0 | 0 | 0 | 0 | 630016 | 135101 | 137495.5 | 909505 | 0 | 0 | 0 | 0 | 0 | 0 | 0 | 0
[9 empty] | 2020-06-14 | 2020 | 19-20 | 0 | 0 | 0 | 0 | 0 | 0 | 0 | 0 | 630016 | 135101 | 137495.5 | 909505 | 0 | 0 | 0 | 0 | 0 | 0 | 0 | 0
[9 empty] | 2020-06-15 | 2020 | 19-20 | 0 | 0 | 0 | 0 | 0 | 0 | 0 | 0 | 630016 | 135101 | 137495.5 | 909505 | 0 | 0 | 0 | 0 | 0 | 0 | 0 | 0
[9 empty] | 2020-06-16 | 2020 | 19-20 | 34601.4067 | 0 | 0 | 34601.4067 | 437 | 0 | 0 | 437 | 630016 | 135101 | 137495.5 | 909505 | 0.054921 | 0 | 0 | 0.038044 | 0.00069363 | 0 | 0 | 0.00048048
[9 empty] | 2020-06-17 | 2020 | 19-20 | 0 | 0 | 0 | 0 | 0 | 0 | 0 | 0 | 630016 | 135101 | 137495.5 | 909505 | 0 | 0 | 0 | 0 | 0 | 0 | 0 | 0
[9 empty] | 2020-06-18 | 2020 | 19-20 | 0 | 0 | 0 | 0 | 0 | 0 | 0 | 0 | 630016 | 135101 | 137495.5 | 909505 | 0 | 0 | 0 | 0 | 0 | 0 | 0 | 0
[9 empty] | 2020-06-19 | 2020 | 19-20 | 0 | 0 | 0 | 0 | 0 | 0 | 0 | 0 | 630016 | 135101 | 137495.5 | 909505 | 0 | 0 | 0 | 0 | 0 | 0 | 0 | 0
[9 empty] | 2020-06-20 | 2020 | 19-20 | 0 | 0 | 0 | 0 | 0 | 0 | 0 | 0 | 630016 | 135101 | 137495.5 | 909505 | 0 | 0 | 0 | 0 | 0 | 0 | 0 | 0
[9 empty] | 2020-06-21 | 2020 | 19-20 | 0 | 0 | 0 | 0 | 0 | 0 | 0 | 0 | 630016 | 135101 | 137495.5 | 909505 | 0 | 0 | 0 | 0 | 0 | 0 | 0 | 0
[9 empty] | 2020-06-22 | 2020 | 19-20 | 0 | 0 | 0 | 0 | 0 | 0 | 0 | 0 | 630016 | 135101 | 137495.5 | 909505 | 0 | 0 | 0 | 0 | 0 | 0 | 0 | 0
[9 empty] | 2020-06-23 | 2020 | 19-20 | 0 | 0 | 0 | 0 | 0 | 0 | 0 | 0 | 630016 | 135101 | 137495.5 | 909505 | 0 | 0 | 0 | 0 | 0 | 0 | 0 | 0
[9 empty] | 2020-06-24 | 2020 | 19-20 | 0 | 0 | 0 | 0 | 0 | 0 | 0 | 0 | 630016 | 135101 | 137495.5 | 909505 | 0 | 0 | 0 | 0 | 0 | 0 | 0 | 0
[9 empty] | 2020-06-25 | 2020 | 19-20 | 0 | 0 | 0 | 0 | 0 | 0 | 0 | 0 | 630016 | 135101 | 137495.5 | 909505 | 0 | 0 | 0 | 0 | 0 | 0 | 0 | 0
[9 empty] | 2020-06-26 | 2020 | 19-20 | 0 | 0 | 0 | 0 | 0 | 0 | 0 | 0 | 630016 | 135101 | 137495.5 | 909505 | 0 | 0 | 0 | 0 | 0 | 0 | 0 | 0
[9 empty] | 2020-06-27 | 2020 | 19-20 | 0 | 0 | 0 | 0 | 0 | 0 | 0 | 0 | 630016 | 135101 | 137495.5 | 909505 | 0 | 0 | 0 | 0 | 0 | 0 | 0 | 0
[9 empty] | 2020-06-28 | 2020 | 19-20 | 0 | 0 | 0 | 0 | 0 | 0 | 0 | 0 | 630016 | 135101 | 137495.5 | 909505 | 0 | 0 | 0 | 0 | 0 | 0 | 0 | 0
[9 empty] | 2020-06-29 | 2020 | 19-20 | 0 | 0 | 0 | 0 | 0 | 0 | 0 | 0 | 630016 | 135101 | 137495.5 | 909505 | 0 | 0 | 0 | 0 | 0 | 0 | 0 | 0
[9 empty] | 2020-06-30 | 2020 | 19-20 | 0 | 0 | 0 | 0 | 0 | 0 | 0 | 0 | 630016 | 135101 | 137495.5 | 909505 | 0 | 0 | 0 | 0 | 0 | 0 | 0 | 0
[9 empty] | 2020-07-01 | 2021 | 20-21 | 0 | 0 | 1768155.2 | 1768155.2 | 0 | 0 | 2923 | 2923 | 633785.5 | 135932 | 137727 | 914283.5 | 0 | 0 | 12.8381 | 1.9339 | 0 | 0 | 0.021223 | 0.003197
[9 empty] | 2020-07-02 | 2021 | 20-21 | 0 | 0 | 0 | 0 | 0 | 0 | 0 | 0 | 633785.5 | 135932 | 137727 | 914283.5 | 0 | 0 | 0 | 0 | 0 | 0 | 0 | 0
[9 empty] | 2020-07-03 | 2021 | 20-21 | 0 | 0 | 0 | 0 | 0 | 0 | 0 | 0 | 633785.5 | 135932 | 137727 | 914283.5 | 0 | 0 | 0 | 0 | 0 | 0 | 0 | 0
[9 empty] | 2020-07-04 | 2021 | 20-21 | 0 | 0 | 0 | 0 | 0 | 0 | 0 | 0 | 633785.5 | 135932 | 137727 | 914283.5 | 0 | 0 | 0 | 0 | 0 | 0 | 0 | 0
[9 empty] | 2020-07-05 | 2021 | 20-21 | 0 | 65496.4664 | 0 | 65496.4664 | 0 | 133 | 0 | 133 | 633785.5 | 135932 | 137727 | 914283.5 | 0 | 0.48183 | 0 | 0.071637 | 0 | 0.00097843 | 0 | 0.00014547
[9 empty] | 2020-07-06 | 2021 | 20-21 | 0 | 0 | 0 | 0 | 0 | 0 | 0 | 0 | 633785.5 | 135932 | 137727 | 914283.5 | 0 | 0 | 0 | 0 | 0 | 0 | 0 | 0
[9 empty] | 2020-07-07 | 2021 | 20-21 | 0 | 0 | 0 | 0 | 0 | 0 | 0 | 0 | 633785.5 | 135932 | 137727 | 914283.5 | 0 | 0 | 0 | 0 | 0 | 0 | 0 | 0
[9 empty] | 2020-07-08 | 2021 | 20-21 | 0 | 0 | 0 | 0 | 0 | 0 | 0 | 0 | 633785.5 | 135932 | 137727 | 914283.5 | 0 | 0 | 0 | 0 | 0 | 0 | 0 | 0
[9 empty] | 2020-07-09 | 2021 | 20-21 | 13424.6 | 0 | 0 | 13424.6 | 224 | 0 | 0 | 224 | 633785.5 | 135932 | 137727 | 914283.5 | 0.021182 | 0 | 0 | 0.014683 | 0.00035343 | 0 | 0 | 0.000245
[9 empty] | 2020-07-10 | 2021 | 20-21 | 0 | 0 | 0 | 0 | 0 | 0 | 0 | 0 | 633785.5 | 135932 | 137727 | 914283.5 | 0 | 0 | 0 | 0 | 0 | 0 | 0 | 0
[9 empty] | 2020-07-11 | 2021 | 20-21 | 0 | 0 | 0 | 0 | 0 | 0 | 0 | 0 | 633785.5 | 135932 | 137727 | 914283.5 | 0 | 0 | 0 | 0 | 0 | 0 | 0 | 0
[9 empty] | 2020-07-12 | 2021 | 20-21 | 0 | 0 | 0 | 0 | 0 | 0 | 0 | 0 | 633785.5 | 135932 | 137727 | 914283.5 | 0 | 0 | 0 | 0 | 0 | 0 | 0 | 0
[9 empty] | 2020-07-13 | 2021 | 20-21 | 0 | 0 | 0 | 0 | 0 | 0 | 0 | 0 | 633785.5 | 135932 | 137727 | 914283.5 | 0 | 0 | 0 | 0 | 0 | 0 | 0 | 0
[9 empty] | 2020-07-14 | 2021 | 20-21 | 258.72 | 0 | 0 | 258.72 | 0 | 0 | 0 | 0 | 633785.5 | 135932 | 137727 | 914283.5 | 0.00040821 | 0 | 0 | 0.00028298 | 0 | 0 | 0 | 0
[9 empty] | 2020-07-15 | 2021 | 20-21 | 0 | 0 | 0 | 0 | 0 | 0 | 0 | 0 | 633785.5 | 135932 | 137727 | 914283.5 | 0 | 0 | 0 | 0 | 0 | 0 | 0 | 0
[9 empty] | 2020-07-16 | 2021 | 20-21 | 0 | 0 | 0 | 0 | 0 | 0 | 0 | 0 | 633785.5 | 135932 | 137727 | 914283.5 | 0 | 0 | 0 | 0 | 0 | 0 | 0 | 0
[9 empty] | 2020-07-17 | 2021 | 20-21 | 0 | 0 | 0 | 0 | 0 | 0 | 0 | 0 | 633785.5 | 135932 | 137727 | 914283.5 | 0 | 0 | 0 | 0 | 0 | 0 | 0 | 0
[9 empty] | 2020-07-18 | 2021 | 20-21 | 0 | 0 | 0 | 0 | 0 | 0 | 0 | 0 | 633785.5 | 135932 | 137727 | 914283.5 | 0 | 0 | 0 | 0 | 0 | 0 | 0 | 0
[9 empty] | 2020-07-19 | 2021 | 20-21 | 0 | 72383.35 | 17493.0295 | 89876.3795 | 0 | 287 | 26 | 313 | 633785.5 | 135932 | 137727 | 914283.5 | 0 | 0.5325 | 0.12701 | 0.098303 | 0 | 0.0021113 | 0.00018878 | 0.00034234
[9 empty] | 2020-07-20 | 2021 | 20-21 | 0 | 128059.05 | 0 | 128059.05 | 0 | 287 | 0 | 287 | 633785.5 | 135932 | 137727 | 914283.5 | 0 | 0.94208 | 0 | 0.14006 | 0 | 0.0021113 | 0 | 0.00031391
[9 empty] | 2020-07-21 | 2021 | 20-21 | 0 | 0 | 0 | 0 | 0 | 0 | 0 | 0 | 633785.5 | 135932 | 137727 | 914283.5 | 0 | 0 | 0 | 0 | 0 | 0 | 0 | 0
[9 empty] | 2020-07-22 | 2021 | 20-21 | 0 | 0 | 0 | 0 | 0 | 0 | 0 | 0 | 633785.5 | 135932 | 137727 | 914283.5 | 0 | 0 | 0 | 0 | 0 | 0 | 0 | 0
[9 empty] | 2020-07-23 | 2021 | 20-21 | 0 | 0 | 0 | 0 | 0 | 0 | 0 | 0 | 633785.5 | 135932 | 137727 | 914283.5 | 0 | 0 | 0 | 0 | 0 | 0 | 0 | 0
[9 empty] | 2020-07-24 | 2021 | 20-21 | 0 | 0 | 0 | 0 | 0 | 0 | 0 | 0 | 633785.5 | 135932 | 137727 | 914283.5 | 0 | 0 | 0 | 0 | 0 | 0 | 0 | 0
[9 empty] | 2020-07-25 | 2021 | 20-21 | 0 | 0 | 0 | 0 | 0 | 0 | 0 | 0 | 633785.5 | 135932 | 137727 | 914283.5 | 0 | 0 | 0 | 0 | 0 | 0 | 0 | 0
[9 empty] | 2020-07-26 | 2021 | 20-21 | 0 | 0 | 0 | 0 | 0 | 0 | 0 | 0 | 633785.5 | 135932 | 137727 | 914283.5 | 0 | 0 | 0 | 0 | 0 | 0 | 0 | 0
[9 empty] | 2020-07-27 | 2021 | 20-21 | 0 | 0 | 0 | 0 | 0 | 0 | 0 | 0 | 633785.5 | 135932 | 137727 | 914283.5 | 0 | 0 | 0 | 0 | 0 | 0 | 0 | 0
[9 empty] | 2020-07-28 | 2021 | 20-21 | 0 | 0 | 0 | 0 | 0 | 0 | 0 | 0 | 633785.5 | 135932 | 137727 | 914283.5 | 0 | 0 | 0 | 0 | 0 | 0 | 0 | 0
[9 empty] | 2020-07-29 | 2021 | 20-21 | 0 | 0 | 0 | 0 | 0 | 0 | 0 | 0 | 633785.5 | 135932 | 137727 | 914283.5 | 0 | 0 | 0 | 0 | 0 | 0 | 0 | 0
[9 empty] | 2020-07-30 | 2021 | 20-21 | 0 | 25996.2172 | 0 | 25996.2172 | 0 | 132 | 0 | 132 | 633785.5 | 135932 | 137727 | 914283.5 | 0 | 0.19124 | 0 | 0.028433 | 0 | 0.00097107 | 0 | 0.00014438
[9 empty] | 2020-07-31 | 2021 | 20-21 | 0 | 0 | 0 | 0 | 0 | 0 | 0 | 0 | 633785.5 | 135932 | 137727 | 914283.5 | 0 | 0 | 0 | 0 | 0 | 0 | 0 | 0
[9 empty] | 2020-08-01 | 2021 | 20-21 | 0 | 0 | 0 | 0 | 0 | 0 | 0 | 0 | 633785.5 | 135932 | 137727 | 914283.5 | 0 | 0 | 0 | 0 | 0 | 0 | 0 | 0
[9 empty] | 2020-08-02 | 2021 | 20-21 | 0 | 0 | 0 | 0 | 0 | 0 | 0 | 0 | 633785.5 | 135932 | 137727 | 914283.5 | 0 | 0 | 0 | 0 | 0 | 0 | 0 | 0
[9 empty] | 2020-08-03 | 2021 | 20-21 | 0 | 0 | 0 | 0 | 0 | 0 | 0 | 0 | 633785.5 | 135932 | 137727 | 914283.5 | 0 | 0 | 0 | 0 | 0 | 0 | 0 | 0
[9 empty] | 2020-08-04 | 2021 | 20-21 | 0 | 0 | 0 | 0 | 0 | 0 | 0 | 0 | 633785.5 | 135932 | 137727 | 914283.5 | 0 | 0 | 0 | 0 | 0 | 0 | 0 | 0
[9 empty] | 2020-08-05 | 2021 | 20-21 | 0 | 0 | 0 | 0 | 0 | 0 | 0 | 0 | 633785.5 | 135932 | 137727 | 914283.5 | 0 | 0 | 0 | 0 | 0 | 0 | 0 | 0
[9 empty] | 2020-08-06 | 2021 | 20-21 | 0 | 0 | 0 | 0 | 0 | 0 | 0 | 0 | 633785.5 | 135932 | 137727 | 914283.5 | 0 | 0 | 0 | 0 | 0 | 0 | 0 | 0
[9 empty] | 2020-08-07 | 2021 | 20-21 | 0 | 0 | 0 | 0 | 0 | 0 | 0 | 0 | 633785.5 | 135932 | 137727 | 914283.5 | 0 | 0 | 0 | 0 | 0 | 0 | 0 | 0
[9 empty] | 2020-08-08 | 2021 | 20-21 | 0 | 0 | 0 | 0 | 0 | 0 | 0 | 0 | 633785.5 | 135932 | 137727 | 914283.5 | 0 | 0 | 0 | 0 | 0 | 0 | 0 | 0
[9 empty] | 2020-08-09 | 2021 | 20-21 | 0 | 0 | 0 | 0 | 0 | 0 | 0 | 0 | 633785.5 | 135932 | 137727 | 914283.5 | 0 | 0 | 0 | 0 | 0 | 0 | 0 | 0
[9 empty] | 2020-08-10 | 2021 | 20-21 | 0 | 0 | 0 | 0 | 0 | 0 | 0 | 0 | 633785.5 | 135932 | 137727 | 914283.5 | 0 | 0 | 0 | 0 | 0 | 0 | 0 | 0
[9 empty] | 2020-08-11 | 2021 | 20-21 | 0 | 0 | 0 | 0 | 0 | 0 | 0 | 0 | 633785.5 | 135932 | 137727 | 914283.5 | 0 | 0 | 0 | 0 | 0 | 0 | 0 | 0
[9 empty] | 2020-08-12 | 2021 | 20-21 | 0 | 0 | 0 | 0 | 0 | 0 | 0 | 0 | 633785.5 | 135932 | 137727 | 914283.5 | 0 | 0 | 0 | 0 | 0 | 0 | 0 | 0
[9 empty] | 2020-08-13 | 2021 | 20-21 | 0 | 0 | 0 | 0 | 0 | 0 | 0 | 0 | 633785.5 | 135932 | 137727 | 914283.5 | 0 | 0 | 0 | 0 | 0 | 0 | 0 | 0
[9 empty] | 2020-08-14 | 2021 | 20-21 | 0 | 0 | 0 | 0 | 0 | 0 | 0 | 0 | 633785.5 | 135932 | 137727 | 914283.5 | 0 | 0 | 0 | 0 | 0 | 0 | 0 | 0
[9 empty] | 2020-08-15 | 2021 | 20-21 | 0 | 0 | 0 | 0 | 0 | 0 | 0 | 0 | 633785.5 | 135932 | 137727 | 914283.5 | 0 | 0 | 0 | 0 | 0 | 0 | 0 | 0
[9 empty] | 2020-08-16 | 2021 | 20-21 | 0 | 0 | 0 | 0 | 0 | 0 | 0 | 0 | 633785.5 | 135932 | 137727 | 914283.5 | 0 | 0 | 0 | 0 | 0 | 0 | 0 | 0
[9 empty] | 2020-08-17 | 2021 | 20-21 | 0 | 0 | 0 | 0 | 0 | 0 | 0 | 0 | 633785.5 | 135932 | 137727 | 914283.5 | 0 | 0 | 0 | 0 | 0 | 0 | 0 | 0
[9 empty] | 2020-08-18 | 2021 | 20-21 | 0 | 3839.9404 | 0 | 3839.9404 | 0 | 191 | 0 | 191 | 633785.5 | 135932 | 137727 | 914283.5 | 0 | 0.028249 | 0 | 0.0041999 | 0 | 0.0014051 | 0 | 0.00020891
[9 empty] | 2020-08-19 | 2021 | 20-21 | 0 | 0 | 0 | 0 | 0 | 0 | 0 | 0 | 633785.5 | 135932 | 137727 | 914283.5 | 0 | 0 | 0 | 0 | 0 | 0 | 0 | 0
[9 empty] | 2020-08-20 | 2021 | 20-21 | 0 | 0 | 0 | 0 | 0 | 0 | 0 | 0 | 633785.5 | 135932 | 137727 | 914283.5 | 0 | 0 | 0 | 0 | 0 | 0 | 0 | 0
[9 empty] | 2020-08-21 | 2021 | 20-21 | 0 | 0 | 0 | 0 | 0 | 0 | 0 | 0 | 633785.5 | 135932 | 137727 | 914283.5 | 0 | 0 | 0 | 0 | 0 | 0 | 0 | 0
[9 empty] | 2020-08-22 | 2021 | 20-21 | 0 | 0 | 0 | 0 | 0 | 0 | 0 | 0 | 633785.5 | 135932 | 137727 | 914283.5 | 0 | 0 | 0 | 0 | 0 | 0 | 0 | 0
[9 empty] | 2020-08-23 | 2021 | 20-21 | 0 | 0 | 0 | 0 | 0 | 0 | 0 | 0 | 633785.5 | 135932 | 137727 | 914283.5 | 0 | 0 | 0 | 0 | 0 | 0 | 0 | 0
[9 empty] | 2020-08-24 | 2021 | 20-21 | 0 | 0 | 0 | 0 | 0 | 0 | 0 | 0 | 633785.5 | 135932 | 137727 | 914283.5 | 0 | 0 | 0 | 0 | 0 | 0 | 0 | 0
[9 empty] | 2020-08-25 | 2021 | 20-21 | 0 | 0 | 0 | 0 | 0 | 0 | 0 | 0 | 633785.5 | 135932 | 137727 | 914283.5 | 0 | 0 | 0 | 0 | 0 | 0 | 0 | 0
[9 empty] | 2020-08-26 | 2021 | 20-21 | 0 | 0 | 0 | 0 | 0 | 0 | 0 | 0 | 633785.5 | 135932 | 137727 | 914283.5 | 0 | 0 | 0 | 0 | 0 | 0 | 0 | 0
[9 empty] | 2020-08-27 | 2021 | 20-21 | 0 | 0 | 0 | 0 | 0 | 0 | 0 | 0 | 633785.5 | 135932 | 137727 | 914283.5 | 0 | 0 | 0 | 0 | 0 | 0 | 0 | 0
[9 empty] | 2020-08-28 | 2021 | 20-21 | 0 | 0 | 0 | 0 | 0 | 0 | 0 | 0 | 633785.5 | 135932 | 137727 | 914283.5 | 0 | 0 | 0 | 0 | 0 | 0 | 0 | 0
[9 empty] | 2020-08-29 | 2021 | 20-21 | 0 | 0 | 0 | 0 | 0 | 0 | 0 | 0 | 633785.5 | 135932 | 137727 | 914283.5 | 0 | 0 | 0 | 0 | 0 | 0 | 0 | 0
[9 empty] | 2020-08-30 | 2021 | 20-21 | 0 | 0 | 0 | 0 | 0 | 0 | 0 | 0 | 633785.5 | 135932 | 137727 | 914283.5 | 0 | 0 | 0 | 0 | 0 | 0 | 0 | 0
[9 empty] | 2020-08-31 | 2021 | 20-21 | 0 | 0 | 0 | 0 | 0 | 0 | 0 | 0 | 633785.5 | 135932 | 137727 | 914283.5 | 0 | 0 | 0 | 0 | 0 | 0 | 0 | 0
[9 empty] | 2020-09-01 | 2021 | 20-21 | 0 | 0 | 0 | 0 | 0 | 0 | 0 | 0 | 633785.5 | 135932 | 137727 | 914283.5 | 0 | 0 | 0 | 0 | 0 | 0 | 0 | 0
[9 empty] | 2020-09-02 | 2021 | 20-21 | 0 | 0 | 0 | 0 | 0 | 0 | 0 | 0 | 633785.5 | 135932 | 137727 | 914283.5 | 0 | 0 | 0 | 0 | 0 | 0 | 0 | 0
[9 empty] | 2020-09-03 | 2021 | 20-21 | 0 | 0 | 14.56 | 14.56 | 0 | 0 | 0 | 0 | 633785.5 | 135932 | 137727 | 914283.5 | 0 | 0 | 0.00010572 | 1.5925e-05 | 0 | 0 | 0 | 0
[9 empty] | 2020-09-04 | 2021 | 20-21 | 0 | 0 | 0 | 0 | 0 | 0 | 0 | 0 | 633785.5 | 135932 | 137727 | 914283.5 | 0 | 0 | 0 | 0 | 0 | 0 | 0 | 0
[9 empty] | 2020-09-05 | 2021 | 20-21 | 0 | 0 | 0 | 0 | 0 | 0 | 0 | 0 | 633785.5 | 135932 | 137727 | 914283.5 | 0 | 0 | 0 | 0 | 0 | 0 | 0 | 0
[9 empty] | 2020-09-06 | 2021 | 20-21 | 0 | 0 | 0 | 0 | 0 | 0 | 0 | 0 | 633785.5 | 135932 | 137727 | 914283.5 | 0 | 0 | 0 | 0 | 0 | 0 | 0 | 0
[9 empty] | 2020-09-07 | 2021 | 20-21 | 0 | 0 | 43549.92 | 43549.92 | 0 | 0 | 314 | 314 | 633785.5 | 135932 | 137727 | 914283.5 | 0 | 0 | 0.3162 | 0.047633 | 0 | 0 | 0.0022799 | 0.00034344
[9 empty] | 2020-09-08 | 2021 | 20-21 | 0 | 0 | 0 | 0 | 0 | 0 | 0 | 0 | 633785.5 | 135932 | 137727 | 914283.5 | 0 | 0 | 0 | 0 | 0 | 0 | 0 | 0
[9 empty] | 2020-09-09 | 2021 | 20-21 | 0 | 0 | 0 | 0 | 0 | 0 | 0 | 0 | 633785.5 | 135932 | 137727 | 914283.5 | 0 | 0 | 0 | 0 | 0 | 0 | 0 | 0
[9 empty] | 2020-09-10 | 2021 | 20-21 | 0 | 0 | 0 | 0 | 0 | 0 | 0 | 0 | 633785.5 | 135932 | 137727 | 914283.5 | 0 | 0 | 0 | 0 | 0 | 0 | 0 | 0
[9 empty] | 2020-09-11 | 2021 | 20-21 | 0 | 0 | 0 | 0 | 0 | 0 | 0 | 0 | 633785.5 | 135932 | 137727 | 914283.5 | 0 | 0 | 0 | 0 | 0 | 0 | 0 | 0
[9 empty] | 2020-09-12 | 2021 | 20-21 | 0 | 0 | 0 | 0 | 0 | 0 | 0 | 0 | 633785.5 | 135932 | 137727 | 914283.5 | 0 | 0 | 0 | 0 | 0 | 0 | 0 | 0
[9 empty] | 2020-09-13 | 2021 | 20-21 | 0 | 0 | 0 | 0 | 0 | 0 | 0 | 0 | 633785.5 | 135932 | 137727 | 914283.5 | 0 | 0 | 0 | 0 | 0 | 0 | 0 | 0
[9 empty] | 2020-09-14 | 2021 | 20-21 | 0 | 0 | 0 | 0 | 0 | 0 | 0 | 0 | 633785.5 | 135932 | 137727 | 914283.5 | 0 | 0 | 0 | 0 | 0 | 0 | 0 | 0
[9 empty] | 2020-09-15 | 2021 | 20-21 | 0 | 0 | 0 | 0 | 0 | 0 | 0 | 0 | 633785.5 | 135932 | 137727 | 914283.5 | 0 | 0 | 0 | 0 | 0 | 0 | 0 | 0
[9 empty] | 2020-09-16 | 2021 | 20-21 | 0 | 0 | 0 | 0 | 0 | 0 | 0 | 0 | 633785.5 | 135932 | 137727 | 914283.5 | 0 | 0 | 0 | 0 | 0 | 0 | 0 | 0
[9 empty] | 2020-09-17 | 2021 | 20-21 | 0 | 11665.5025 | 0 | 11665.5025 | 0 | 33.6667 | 0 | 33.6667 | 633785.5 | 135932 | 137727 | 914283.5 | 0 | 0.085819 | 0 | 0.012759 | 0 | 0.00024767 | 0 | 3.6823e-05
[9 empty] | 2020-09-18 | 2021 | 20-21 | 0 | 0 | 0 | 0 | 0 | 0 | 0 | 0 | 633785.5 | 135932 | 137727 | 914283.5 | 0 | 0 | 0 | 0 | 0 | 0 | 0 | 0
[9 empty] | 2020-09-19 | 2021 | 20-21 | 0 | 0 | 0 | 0 | 0 | 0 | 0 | 0 | 633785.5 | 135932 | 137727 | 914283.5 | 0 | 0 | 0 | 0 | 0 | 0 | 0 | 0
[9 empty] | 2020-09-20 | 2021 | 20-21 | 0 | 0 | 0 | 0 | 0 | 0 | 0 | 0 | 633785.5 | 135932 | 137727 | 914283.5 | 0 | 0 | 0 | 0 | 0 | 0 | 0 | 0
[9 empty] | 2020-09-21 | 2021 | 20-21 | 0 | 0 | 0 | 0 | 0 | 0 | 0 | 0 | 633785.5 | 135932 | 137727 | 914283.5 | 0 | 0 | 0 | 0 | 0 | 0 | 0 | 0
[9 empty] | 2020-09-22 | 2021 | 20-21 | 0 | 0 | 0 | 0 | 0 | 0 | 0 | 0 | 633785.5 | 135932 | 137727 | 914283.5 | 0 | 0 | 0 | 0 | 0 | 0 | 0 | 0
[9 empty] | 2020-09-23 | 2021 | 20-21 | 0 | 0 | 0 | 0 | 0 | 0 | 0 | 0 | 633785.5 | 135932 | 137727 | 914283.5 | 0 | 0 | 0 | 0 | 0 | 0 | 0 | 0
[9 empty] | 2020-09-24 | 2021 | 20-21 | 0 | 0 | 0 | 0 | 0 | 0 | 0 | 0 | 633785.5 | 135932 | 137727 | 914283.5 | 0 | 0 | 0 | 0 | 0 | 0 | 0 | 0
[9 empty] | 2020-09-25 | 2021 | 20-21 | 0 | 0 | 0 | 0 | 0 | 0 | 0 | 0 | 633785.5 | 135932 | 137727 | 914283.5 | 0 | 0 | 0 | 0 | 0 | 0 | 0 | 0
[9 empty] | 2020-09-26 | 2021 | 20-21 | 0 | 0 | 0 | 0 | 0 | 0 | 0 | 0 | 633785.5 | 135932 | 137727 | 914283.5 | 0 | 0 | 0 | 0 | 0 | 0 | 0 | 0
[9 empty] | 2020-09-27 | 2021 | 20-21 | 0 | 0 | 0 | 0 | 0 | 0 | 0 | 0 | 633785.5 | 135932 | 137727 | 914283.5 | 0 | 0 | 0 | 0 | 0 | 0 | 0 | 0
[9 empty] | 2020-09-28 | 2021 | 20-21 | 0 | 0 | 17043.75 | 17043.75 | 0 | 0 | 75 | 75 | 633785.5 | 135932 | 137727 | 914283.5 | 0 | 0 | 0.12375 | 0.018642 | 0 | 0 | 0.00054456 | 8.2031e-05
[9 empty] | 2020-09-29 | 2021 | 20-21 | 0 | 0 | 0 | 0 | 0 | 0 | 0 | 0 | 633785.5 | 135932 | 137727 | 914283.5 | 0 | 0 | 0 | 0 | 0 | 0 | 0 | 0
[9 empty] | 2020-09-30 | 2021 | 20-21 | 0 | 0 | 0 | 0 | 0 | 0 | 0 | 0 | 633785.5 | 135932 | 137727 | 914283.5 | 0 | 0 | 0 | 0 | 0 | 0 | 0 | 0
[9 empty] | 2020-10-01 | 2021 | 20-21 | 0 | 0 | 0 | 0 | 0 | 0 | 0 | 0 | 633785.5 | 135932 | 137727 | 914283.5 | 0 | 0 | 0 | 0 | 0 | 0 | 0 | 0
[9 empty] | 2020-10-02 | 2021 | 20-21 | 0 | 0 | 0 | 0 | 0 | 0 | 0 | 0 | 633785.5 | 135932 | 137727 | 914283.5 | 0 | 0 | 0 | 0 | 0 | 0 | 0 | 0
[9 empty] | 2020-10-03 | 2021 | 20-21 | 0 | 0 | 59958.85 | 59958.85 | 0 | 0 | 57 | 57 | 633785.5 | 135932 | 137727 | 914283.5 | 0 | 0 | 0.43535 | 0.06558 | 0 | 0 | 0.00041386 | 6.2344e-05
[9 empty] | 2020-10-04 | 2021 | 20-21 | 0 | 0 | 40879.45 | 40879.45 | 0 | 0 | 57 | 57 | 633785.5 | 135932 | 137727 | 914283.5 | 0 | 0 | 0.29682 | 0.044712 | 0 | 0 | 0.00041386 | 6.2344e-05
[9 empty] | 2020-10-05 | 2021 | 20-21 | 0 | 0 | 589.95 | 589.95 | 0 | 0 | 3 | 3 | 633785.5 | 135932 | 137727 | 914283.5 | 0 | 0 | 0.0042835 | 0.00064526 | 0 | 0 | 2.1782e-05 | 3.2813e-06
[9 empty] | 2020-10-06 | 2021 | 20-21 | 0 | 0 | 0 | 0 | 0 | 0 | 0 | 0 | 633785.5 | 135932 | 137727 | 914283.5 | 0 | 0 | 0 | 0 | 0 | 0 | 0 | 0
[9 empty] | 2020-10-07 | 2021 | 20-21 | 0 | 0 | 0 | 0 | 0 | 0 | 0 | 0 | 633785.5 | 135932 | 137727 | 914283.5 | 0 | 0 | 0 | 0 | 0 | 0 | 0 | 0
[9 empty] | 2020-10-08 | 2021 | 20-21 | 0 | 0 | 0 | 0 | 0 | 0 | 0 | 0 | 633785.5 | 135932 | 137727 | 914283.5 | 0 | 0 | 0 | 0 | 0 | 0 | 0 | 0
[9 empty] | 2020-10-09 | 2021 | 20-21 | 0 | 0 | 0 | 0 | 0 | 0 | 0 | 0 | 633785.5 | 135932 | 137727 | 914283.5 | 0 | 0 | 0 | 0 | 0 | 0 | 0 | 0
[9 empty] | 2020-10-10 | 2021 | 20-21 | 0 | 0 | 0 | 0 | 0 | 0 | 0 | 0 | 633785.5 | 135932 | 137727 | 914283.5 | 0 | 0 | 0 | 0 | 0 | 0 | 0 | 0
[9 empty] | 2020-10-11 | 2021 | 20-21 | 0 | 0 | 0 | 0 | 0 | 0 | 0 | 0 | 633785.5 | 135932 | 137727 | 914283.5 | 0 | 0 | 0 | 0 | 0 | 0 | 0 | 0
[9 empty] | 2020-10-12 | 2021 | 20-21 | 0 | 0 | 0 | 0 | 0 | 0 | 0 | 0 | 633785.5 | 135932 | 137727 | 914283.5 | 0 | 0 | 0 | 0 | 0 | 0 | 0 | 0
[9 empty] | 2020-10-13 | 2021 | 20-21 | 0 | 0 | 0 | 0 | 0 | 0 | 0 | 0 | 633785.5 | 135932 | 137727 | 914283.5 | 0 | 0 | 0 | 0 | 0 | 0 | 0 | 0
[9 empty] | 2020-10-14 | 2021 | 20-21 | 0 | 0 | 0 | 0 | 0 | 0 | 0 | 0 | 633785.5 | 135932 | 137727 | 914283.5 | 0 | 0 | 0 | 0 | 0 | 0 | 0 | 0
[9 empty] | 2020-10-15 | 2021 | 20-21 | 0 | 0 | 16786.5 | 16786.5 | 0 | 0 | 57 | 57 | 633785.5 | 135932 | 137727 | 914283.5 | 0 | 0 | 0.12188 | 0.01836 | 0 | 0 | 0.00041386 | 6.2344e-05
[9 empty] | 2020-10-16 | 2021 | 20-21 | 0 | 0 | 35152.85 | 35152.85 | 0 | 0 | 57 | 57 | 633785.5 | 135932 | 137727 | 914283.5 | 0 | 0 | 0.25524 | 0.038449 | 0 | 0 | 0.00041386 | 6.2344e-05
[9 empty] | 2020-10-17 | 2021 | 20-21 | 0 | 0 | 0 | 0 | 0 | 0 | 0 | 0 | 633785.5 | 135932 | 137727 | 914283.5 | 0 | 0 | 0 | 0 | 0 | 0 | 0 | 0
[9 empty] | 2020-10-18 | 2021 | 20-21 | 0 | 0 | 0 | 0 | 0 | 0 | 0 | 0 | 633785.5 | 135932 | 137727 | 914283.5 | 0 | 0 | 0 | 0 | 0 | 0 | 0 | 0
[9 empty] | 2020-10-19 | 2021 | 20-21 | 0 | 0 | 0 | 0 | 0 | 0 | 0 | 0 | 633785.5 | 135932 | 137727 | 914283.5 | 0 | 0 | 0 | 0 | 0 | 0 | 0 | 0
[9 empty] | 2020-10-20 | 2021 | 20-21 | 0 | 0 | 0 | 0 | 0 | 0 | 0 | 0 | 633785.5 | 135932 | 137727 | 914283.5 | 0 | 0 | 0 | 0 | 0 | 0 | 0 | 0
[9 empty] | 2020-10-21 | 2021 | 20-21 | 0 | 0 | 0 | 0 | 0 | 0 | 0 | 0 | 633785.5 | 135932 | 137727 | 914283.5 | 0 | 0 | 0 | 0 | 0 | 0 | 0 | 0
[9 empty] | 2020-10-22 | 2021 | 20-21 | 0 | 0 | 0 | 0 | 0 | 0 | 0 | 0 | 633785.5 | 135932 | 137727 | 914283.5 | 0 | 0 | 0 | 0 | 0 | 0 | 0 | 0
[9 empty] | 2020-10-23 | 2021 | 20-21 | 0 | 0 | 147140.85 | 147140.85 | 0 | 0 | 105 | 105 | 633785.5 | 135932 | 137727 | 914283.5 | 0 | 0 | 1.0684 | 0.16094 | 0 | 0 | 0.00076238 | 0.00011484
[9 empty] | 2020-10-24 | 2021 | 20-21 | 0 | 0 | 0 | 0 | 0 | 0 | 0 | 0 | 633785.5 | 135932 | 137727 | 914283.5 | 0 | 0 | 0 | 0 | 0 | 0 | 0 | 0
[9 empty] | 2020-10-25 | 2021 | 20-21 | 0 | 0 | 0 | 0 | 0 | 0 | 0 | 0 | 633785.5 | 135932 | 137727 | 914283.5 | 0 | 0 | 0 | 0 | 0 | 0 | 0 | 0
[9 empty] | 2020-10-26 | 2021 | 20-21 | 0 | 0 | 0 | 0 | 0 | 0 | 0 | 0 | 633785.5 | 135932 | 137727 | 914283.5 | 0 | 0 | 0 | 0 | 0 | 0 | 0 | 0
[9 empty] | 2020-10-27 | 2021 | 20-21 | 0 | 0 | 0 | 0 | 0 | 0 | 0 | 0 | 633785.5 | 135932 | 137727 | 914283.5 | 0 | 0 | 0 | 0 | 0 | 0 | 0 | 0
[9 empty] | 2020-10-28 | 2021 | 20-21 | 0 | 0 | 0 | 0 | 0 | 0 | 0 | 0 | 633785.5 | 135932 | 137727 | 914283.5 | 0 | 0 | 0 | 0 | 0 | 0 | 0 | 0
[9 empty] | 2020-10-29 | 2021 | 20-21 | 0 | 0 | 0 | 0 | 0 | 0 | 0 | 0 | 633785.5 | 135932 | 137727 | 914283.5 | 0 | 0 | 0 | 0 | 0 | 0 | 0 | 0
[9 empty] | 2020-10-30 | 2021 | 20-21 | 0 | 0 | 0 | 0 | 0 | 0 | 0 | 0 | 633785.5 | 135932 | 137727 | 914283.5 | 0 | 0 | 0 | 0 | 0 | 0 | 0 | 0
[9 empty] | 2020-10-31 | 2021 | 20-21 | 0 | 0 | 0 | 0 | 0 | 0 | 0 | 0 | 633785.5 | 135932 | 137727 | 914283.5 | 0 | 0 | 0 | 0 | 0 | 0 | 0 | 0
[9 empty] | 2020-11-01 | 2021 | 20-21 | 0 | 0 | 0 | 0 | 0 | 0 | 0 | 0 | 633785.5 | 135932 | 137727 | 914283.5 | 0 | 0 | 0 | 0 | 0 | 0 | 0 | 0
[9 empty] | 2020-11-02 | 2021 | 20-21 | 0 | 0 | 69961.8 | 69961.8 | 0 | 0 | 85 | 85 | 633785.5 | 135932 | 137727 | 914283.5 | 0 | 0 | 0.50797 | 0.076521 | 0 | 0 | 0.00061716 | 9.2969e-05
[9 empty] | 2020-11-03 | 2021 | 20-21 | 0 | 0 | 0 | 0 | 0 | 0 | 0 | 0 | 633785.5 | 135932 | 137727 | 914283.5 | 0 | 0 | 0 | 0 | 0 | 0 | 0 | 0
[9 empty] | 2020-11-04 | 2021 | 20-21 | 0 | 0 | 0 | 0 | 0 | 0 | 0 | 0 | 633785.5 | 135932 | 137727 | 914283.5 | 0 | 0 | 0 | 0 | 0 | 0 | 0 | 0
[9 empty] | 2020-11-05 | 2021 | 20-21 | 0 | 0 | 0 | 0 | 0 | 0 | 0 | 0 | 633785.5 | 135932 | 137727 | 914283.5 | 0 | 0 | 0 | 0 | 0 | 0 | 0 | 0
[9 empty] | 2020-11-06 | 2021 | 20-21 | 0 | 0 | 0 | 0 | 0 | 0 | 0 | 0 | 633785.5 | 135932 | 137727 | 914283.5 | 0 | 0 | 0 | 0 | 0 | 0 | 0 | 0
[9 empty] | 2020-11-07 | 2021 | 20-21 | 31190.08 | 0 | 0 | 31190.08 | 564 | 0 | 0 | 564 | 633785.5 | 135932 | 137727 | 914283.5 | 0.049212 | 0 | 0 | 0.034114 | 0.00088989 | 0 | 0 | 0.00061688
[9 empty] | 2020-11-08 | 2021 | 20-21 | 0 | 0 | 0 | 0 | 0 | 0 | 0 | 0 | 633785.5 | 135932 | 137727 | 914283.5 | 0 | 0 | 0 | 0 | 0 | 0 | 0 | 0
[9 empty] | 2020-11-09 | 2021 | 20-21 | 0 | 0 | 0 | 0 | 0 | 0 | 0 | 0 | 633785.5 | 135932 | 137727 | 914283.5 | 0 | 0 | 0 | 0 | 0 | 0 | 0 | 0
[9 empty] | 2020-11-10 | 2021 |  | 0 | 39772.6222 | 56449.4233 | 96222.0456 | 0 | 140 | 89 | 229 | 633785.5 | 135932 | 137727 | 914283.5 | 0 | 0.29259 | 0.40986 | 0.10524 | 0 | 0.0010299 | 0.00064621 | 0.00025047
[9 empty] | 2020-11-11 | 2021 | 20-21 | 0 | 20109.6 | 17347.5043 | 37457.1043 | 0 | 42 | 85.6667 | 127.6667 | 633785.5 | 135932 | 137727 | 914283.5 | 0 | 0.14794 | 0.12596 | 0.040969 | 0 | 0.00030898 | 0.000622 | 0.00013964
[9 empty] | 2020-11-12 | 2021 | 20-21 | 0 | 0 | 45126.9 | 45126.9 | 0 | 0 | 60 | 60 | 633785.5 | 135932 | 137727 | 914283.5 | 0 | 0 | 0.32765 | 0.049358 | 0 | 0 | 0.00043564 | 6.5625e-05
[9 empty] | 2020-11-13 | 2021 | 20-21 | 0 | 0 | 0 | 0 | 0 | 0 | 0 | 0 | 633785.5 | 135932 | 137727 | 914283.5 | 0 | 0 | 0 | 0 | 0 | 0 | 0 | 0
[9 empty] | 2020-11-14 | 2021 | 20-21 | 0 | 0 | 0 | 0 | 0 | 0 | 0 | 0 | 633785.5 | 135932 | 137727 | 914283.5 | 0 | 0 | 0 | 0 | 0 | 0 | 0 | 0
[9 empty] | 2020-11-15 | 2021 | 20-21 | 0 | 0 | 54832.72 | 54832.72 | 0 | 0 | 192 | 192 | 633785.5 | 135932 | 137727 | 914283.5 | 0 | 0 | 0.39813 | 0.059973 | 0 | 0 | 0.0013941 | 0.00021
[9 empty] | 2020-11-16 | 2021 | 20-21 | 0 | 0 | 0 | 0 | 0 | 0 | 0 | 0 | 633785.5 | 135932 | 137727 | 914283.5 | 0 | 0 | 0 | 0 | 0 | 0 | 0 | 0
[9 empty] | 2020-11-17 | 2021 | 20-21 | 0 | 0 | 0 | 0 | 0 | 0 | 0 | 0 | 633785.5 | 135932 | 137727 | 914283.5 | 0 | 0 | 0 | 0 | 0 | 0 | 0 | 0
[9 empty] | 2020-11-18 | 2021 | 20-21 | 0 | 0 | 0 | 0 | 0 | 0 | 0 | 0 | 633785.5 | 135932 | 137727 | 914283.5 | 0 | 0 | 0 | 0 | 0 | 0 | 0 | 0
[9 empty] | 2020-11-19 | 2021 | 20-21 | 0 | 0 | 0 | 0 | 0 | 0 | 0 | 0 | 633785.5 | 135932 | 137727 | 914283.5 | 0 | 0 | 0 | 0 | 0 | 0 | 0 | 0
[9 empty] | 2020-11-20 | 2021 | 20-21 | 0 | 0 | 0 | 0 | 0 | 0 | 0 | 0 | 633785.5 | 135932 | 137727 | 914283.5 | 0 | 0 | 0 | 0 | 0 | 0 | 0 | 0
[9 empty] | 2020-11-21 | 2021 | 20-21 | 0 | 0 | 0 | 0 | 0 | 0 | 0 | 0 | 633785.5 | 135932 | 137727 | 914283.5 | 0 | 0 | 0 | 0 | 0 | 0 | 0 | 0
[9 empty] | 2020-11-22 | 2021 | 20-21 | 0 | 0 | 21608.7 | 21608.7 | 0 | 0 | 47 | 47 | 633785.5 | 135932 | 137727 | 914283.5 | 0 | 0 | 0.1569 | 0.023635 | 0 | 0 | 0.00034125 | 5.1406e-05
[9 empty] | 2020-11-23 | 2021 | 20-21 | 0 | 0 | 0 | 0 | 0 | 0 | 0 | 0 | 633785.5 | 135932 | 137727 | 914283.5 | 0 | 0 | 0 | 0 | 0 | 0 | 0 | 0
[9 empty] | 2020-11-24 | 2021 | 20-21 | 0 | 0 | 0 | 0 | 0 | 0 | 0 | 0 | 633785.5 | 135932 | 137727 | 914283.5 | 0 | 0 | 0 | 0 | 0 | 0 | 0 | 0
[9 empty] | 2020-11-25 | 2021 | 20-21 | 0 | 0 | 0 | 0 | 0 | 0 | 0 | 0 | 633785.5 | 135932 | 137727 | 914283.5 | 0 | 0 | 0 | 0 | 0 | 0 | 0 | 0
[9 empty] | 2020-11-26 | 2021 | 20-21 | 0 | 0 | 0 | 0 | 0 | 0 | 0 | 0 | 633785.5 | 135932 | 137727 | 914283.5 | 0 | 0 | 0 | 0 | 0 | 0 | 0 | 0
[9 empty] | 2020-11-27 | 2021 | 20-21 | 0 | 0 | 0 | 0 | 0 | 0 | 0 | 0 | 633785.5 | 135932 | 137727 | 914283.5 | 0 | 0 | 0 | 0 | 0 | 0 | 0 | 0
[9 empty] | 2020-11-28 | 2021 | 20-21 | 0 | 0 | 0 | 0 | 0 | 0 | 0 | 0 | 633785.5 | 135932 | 137727 | 914283.5 | 0 | 0 | 0 | 0 | 0 | 0 | 0 | 0
[9 empty] | 2020-11-29 | 2021 | 20-21 | 0 | 0 | 0 | 0 | 0 | 0 | 0 | 0 | 633785.5 | 135932 | 137727 | 914283.5 | 0 | 0 | 0 | 0 | 0 | 0 | 0 | 0
[9 empty] | 2020-11-30 | 2021 | 20-21 | 0 | 0 | 0 | 0 | 0 | 0 | 0 | 0 | 633785.5 | 135932 | 137727 | 914283.5 | 0 | 0 | 0 | 0 | 0 | 0 | 0 | 0
[9 empty] | 2020-12-01 | 2021 | 20-21 | 0 | 0 | 0 | 0 | 0 | 0 | 0 | 0 | 633785.5 | 135932 | 137727 | 914283.5 | 0 | 0 | 0 | 0 | 0 | 0 | 0 | 0
[9 empty] | 2020-12-02 | 2021 | 20-21 | 0 | 0 | 0 | 0 | 0 | 0 | 0 | 0 | 633785.5 | 135932 | 137727 | 914283.5 | 0 | 0 | 0 | 0 | 0 | 0 | 0 | 0
[9 empty] | 2020-12-03 | 2021 | 20-21 | 0 | 0 | 0 | 0 | 0 | 0 | 0 | 0 | 633785.5 | 135932 | 137727 | 914283.5 | 0 | 0 | 0 | 0 | 0 | 0 | 0 | 0
[9 empty] | 2020-12-04 | 2021 | 20-21 | 0 | 0 | 0 | 0 | 0 | 0 | 0 | 0 | 633785.5 | 135932 | 137727 | 914283.5 | 0 | 0 | 0 | 0 | 0 | 0 | 0 | 0
[9 empty] | 2020-12-05 | 2021 |  | 0 | 0 | 22087.5 | 22087.5 | 0 | 0 | 25 | 25 | 633785.5 | 135932 | 137727 | 914283.5 | 0 | 0 | 0.16037 | 0.024158 | 0 | 0 | 0.00018152 | 2.7344e-05
[9 empty] | 2020-12-06 | 2021 | 20-21 | 0 | 0 | 0 | 0 | 0 | 0 | 0 | 0 | 633785.5 | 135932 | 137727 | 914283.5 | 0 | 0 | 0 | 0 | 0 | 0 | 0 | 0
[9 empty] | 2020-12-07 | 2021 | 20-21 | 0 | 2331.2 | 0 | 2331.2 | 0 | 25 | 0 | 25 | 633785.5 | 135932 | 137727 | 914283.5 | 0 | 0.01715 | 0 | 0.0025498 | 0 | 0.00018392 | 0 | 2.7344e-05
[9 empty] | 2020-12-08 | 2021 | 20-21 | 0 | 0 | 0 | 0 | 0 | 0 | 0 | 0 | 633785.5 | 135932 | 137727 | 914283.5 | 0 | 0 | 0 | 0 | 0 | 0 | 0 | 0
[9 empty] | 2020-12-09 | 2021 | 20-21 | 0 | 0 | 0 | 0 | 0 | 0 | 0 | 0 | 633785.5 | 135932 | 137727 | 914283.5 | 0 | 0 | 0 | 0 | 0 | 0 | 0 | 0
[9 empty] | 2020-12-10 | 2021 | 20-21 | 0 | 0 | 0 | 0 | 0 | 0 | 0 | 0 | 633785.5 | 135932 | 137727 | 914283.5 | 0 | 0 | 0 | 0 | 0 | 0 | 0 | 0
[9 empty] | 2020-12-11 | 2021 | 20-21 | 0 | 0 | 0 | 0 | 0 | 0 | 0 | 0 | 633785.5 | 135932 | 137727 | 914283.5 | 0 | 0 | 0 | 0 | 0 | 0 | 0 | 0
[9 empty] | 2020-12-12 | 2021 | 20-21 | 0 | 0 | 0 | 0 | 0 | 0 | 0 | 0 | 633785.5 | 135932 | 137727 | 914283.5 | 0 | 0 | 0 | 0 | 0 | 0 | 0 | 0
[9 empty] | 2020-12-13 | 2021 | 20-21 | 30599.926 | 0 | 0 | 30599.926 | 311.3335 | 0 | 0 | 311.3335 | 633785.5 | 135932 | 137727 | 914283.5 | 0.048281 | 0 | 0 | 0.033469 | 0.00049123 | 0 | 0 | 0.00034052
[9 empty] | 2020-12-14 | 2021 | 20-21 | 0 | 0 | 0 | 0 | 0 | 0 | 0 | 0 | 633785.5 | 135932 | 137727 | 914283.5 | 0 | 0 | 0 | 0 | 0 | 0 | 0 | 0
[9 empty] | 2020-12-15 | 2021 | 20-21 | 0 | 0 | 0 | 0 | 0 | 0 | 0 | 0 | 633785.5 | 135932 | 137727 | 914283.5 | 0 | 0 | 0 | 0 | 0 | 0 | 0 | 0
[9 empty] | 2020-12-16 | 2021 | 20-21 | 0 | 0 | 0 | 0 | 0 | 0 | 0 | 0 | 633785.5 | 135932 | 137727 | 914283.5 | 0 | 0 | 0 | 0 | 0 | 0 | 0 | 0
[9 empty] | 2020-12-17 | 2021 | 20-21 | 0 | 0 | 0 | 0 | 0 | 0 | 0 | 0 | 633785.5 | 135932 | 137727 | 914283.5 | 0 | 0 | 0 | 0 | 0 | 0 | 0 | 0
[9 empty] | 2020-12-18 | 2021 | 20-21 | 0 | 0 | 0 | 0 | 0 | 0 | 0 | 0 | 633785.5 | 135932 | 137727 | 914283.5 | 0 | 0 | 0 | 0 | 0 | 0 | 0 | 0
[9 empty] | 2020-12-19 | 2021 | 20-21 | 0 | 0 | 0 | 0 | 0 | 0 | 0 | 0 | 633785.5 | 135932 | 137727 | 914283.5 | 0 | 0 | 0 | 0 | 0 | 0 | 0 | 0
[9 empty] | 2020-12-20 | 2021 | 20-21 | 0 | 0 | 0 | 0 | 0 | 0 | 0 | 0 | 633785.5 | 135932 | 137727 | 914283.5 | 0 | 0 | 0 | 0 | 0 | 0 | 0 | 0
[9 empty] | 2020-12-21 | 2021 | 20-21 | 0 | 0 | 0 | 0 | 0 | 0 | 0 | 0 | 633785.5 | 135932 | 137727 | 914283.5 | 0 | 0 | 0 | 0 | 0 | 0 | 0 | 0
[9 empty] | 2020-12-22 | 2021 | 20-21 | 0 | 0 | 0 | 0 | 0 | 0 | 0 | 0 | 633785.5 | 135932 | 137727 | 914283.5 | 0 | 0 | 0 | 0 | 0 | 0 | 0 | 0
[9 empty] | 2020-12-23 | 2021 | 20-21 | 0 | 0 | 0 | 0 | 0 | 0 | 0 | 0 | 633785.5 | 135932 | 137727 | 914283.5 | 0 | 0 | 0 | 0 | 0 | 0 | 0 | 0
[9 empty] | 2020-12-24 | 2021 | 20-21 | 0 | 0 | 0 | 0 | 0 | 0 | 0 | 0 | 633785.5 | 135932 | 137727 | 914283.5 | 0 | 0 | 0 | 0 | 0 | 0 | 0 | 0
[9 empty] | 2020-12-25 | 2021 | 20-21 | 0 | 0 | 0 | 0 | 0 | 0 | 0 | 0 | 633785.5 | 135932 | 137727 | 914283.5 | 0 | 0 | 0 | 0 | 0 | 0 | 0 | 0
[9 empty] | 2020-12-26 | 2021 | 20-21 | 0 | 0 | 0 | 0 | 0 | 0 | 0 | 0 | 633785.5 | 135932 | 137727 | 914283.5 | 0 | 0 | 0 | 0 | 0 | 0 | 0 | 0
[9 empty] | 2020-12-27 | 2021 | 20-21 | 0 | 0 | 0 | 0 | 0 | 0 | 0 | 0 | 633785.5 | 135932 | 137727 | 914283.5 | 0 | 0 | 0 | 0 | 0 | 0 | 0 | 0
[9 empty] | 2020-12-28 | 2021 | 20-21 | 0 | 0 | 0 | 0 | 0 | 0 | 0 | 0 | 633785.5 | 135932 | 137727 | 914283.5 | 0 | 0 | 0 | 0 | 0 | 0 | 0 | 0
[9 empty] | 2020-12-29 | 2021 | 20-21 | 0 | 0 | 0 | 0 | 0 | 0 | 0 | 0 | 633785.5 | 135932 | 137727 | 914283.5 | 0 | 0 | 0 | 0 | 0 | 0 | 0 | 0
[9 empty] | 2020-12-30 | 2021 | 20-21 | 33662.8061 | 0 | 0 | 33662.8061 | 319 | 0 | 0 | 319 | 633785.5 | 135932 | 137727 | 914283.5 | 0.053114 | 0 | 0 | 0.036819 | 0.00050332 | 0 | 0 | 0.00034891
[9 empty] | 2020-12-31 | 2021 | 20-21 | 0 | 0 | 0 | 0 | 0 | 0 | 0 | 0 | 633785.5 | 135932 | 137727 | 914283.5 | 0 | 0 | 0 | 0 | 0 | 0 | 0 | 0
[9 empty] | 2021-01-01 | 2021 | 20-21 | 0 | 0 | 0 | 0 | 0 | 0 | 0 | 0 | 633785.5 | 135932 | 137727 | 914283.5 | 0 | 0 | 0 | 0 | 0 | 0 | 0 | 0
[9 empty] | 2021-01-02 | 2021 | 20-21 | 0 | 0 | 14699.52 | 14699.52 | 0 | 0 | 12 | 12 | 633785.5 | 135932 | 137727 | 914283.5 | 0 | 0 | 0.10673 | 0.016078 | 0 | 0 | 8.7129e-05 | 1.3125e-05
[9 empty] | 2021-01-03 | 2021 | 20-21 | 0 | 0 | 0 | 0 | 0 | 0 | 0 | 0 | 633785.5 | 135932 | 137727 | 914283.5 | 0 | 0 | 0 | 0 | 0 | 0 | 0 | 0
[9 empty] | 2021-01-04 | 2021 | 20-21 | 0 | 0 | 0 | 0 | 0 | 0 | 0 | 0 | 633785.5 | 135932 | 137727 | 914283.5 | 0 | 0 | 0 | 0 | 0 | 0 | 0 | 0
[9 empty] | 2021-01-05 | 2021 | 20-21 | 0 | 0 | 8075 | 8075 | 0 | 0 | 85 | 85 | 633785.5 | 135932 | 137727 | 914283.5 | 0 | 0 | 0.05863 | 0.0088321 | 0 | 0 | 0.00061716 | 9.2969e-05
[9 empty] | 2021-01-06 | 2021 | 20-21 | 0 | 0 | 0 | 0 | 0 | 0 | 0 | 0 | 633785.5 | 135932 | 137727 | 914283.5 | 0 | 0 | 0 | 0 | 0 | 0 | 0 | 0
[9 empty] | 2021-01-07 | 2021 | 20-21 | 0 | 0 | 0 | 0 | 0 | 0 | 0 | 0 | 633785.5 | 135932 | 137727 | 914283.5 | 0 | 0 | 0 | 0 | 0 | 0 | 0 | 0
[9 empty] | 2021-01-08 | 2021 | 20-21 | 0 | 0 | 0 | 0 | 0 | 0 | 0 | 0 | 633785.5 | 135932 | 137727 | 914283.5 | 0 | 0 | 0 | 0 | 0 | 0 | 0 | 0
[9 empty] | 2021-01-09 | 2021 | 20-21 | 0 | 0 | 0 | 0 | 0 | 0 | 0 | 0 | 633785.5 | 135932 | 137727 | 914283.5 | 0 | 0 | 0 | 0 | 0 | 0 | 0 | 0
[9 empty] | 2021-01-10 | 2021 | 20-21 | 0 | 0 | 0 | 0 | 0 | 0 | 0 | 0 | 633785.5 | 135932 | 137727 | 914283.5 | 0 | 0 | 0 | 0 | 0 | 0 | 0 | 0
[9 empty] | 2021-01-11 | 2021 |  | 0 | 0 | 0 | 0 | 0 | 0 | 0 | 0 | 633785.5 | 135932 | 137727 | 914283.5 | 0 | 0 | 0 | 0 | 0 | 0 | 0 | 0
[9 empty] | 2021-01-12 | 2021 | 20-21 | 0 | 0 | 0 | 0 | 0 | 0 | 0 | 0 | 633785.5 | 135932 | 137727 | 914283.5 | 0 | 0 | 0 | 0 | 0 | 0 | 0 | 0
[9 empty] | 2021-01-13 | 2021 | 20-21 | 0 | 0 | 0 | 0 | 0 | 0 | 0 | 0 | 633785.5 | 135932 | 137727 | 914283.5 | 0 | 0 | 0 | 0 | 0 | 0 | 0 | 0
[9 empty] | 2021-01-14 | 2021 | 20-21 | 0 | 0 | 0 | 0 | 0 | 0 | 0 | 0 | 633785.5 | 135932 | 137727 | 914283.5 | 0 | 0 | 0 | 0 | 0 | 0 | 0 | 0
[9 empty] | 2021-01-15 | 2021 | 20-21 | 0 | 0 | 0 | 0 | 0 | 0 | 0 | 0 | 633785.5 | 135932 | 137727 | 914283.5 | 0 | 0 | 0 | 0 | 0 | 0 | 0 | 0
[9 empty] | 2021-01-16 | 2021 | 20-21 | 0 | 0 | 0 | 0 | 0 | 0 | 0 | 0 | 633785.5 | 135932 | 137727 | 914283.5 | 0 | 0 | 0 | 0 | 0 | 0 | 0 | 0
[9 empty] | 2021-01-17 | 2021 | 20-21 | 0 | 0 | 0 | 0 | 0 | 0 | 0 | 0 | 633785.5 | 135932 | 137727 | 914283.5 | 0 | 0 | 0 | 0 | 0 | 0 | 0 | 0
[9 empty] | 2021-01-18 | 2021 | 20-21 | 0 | 0 | 0 | 0 | 0 | 0 | 0 | 0 | 633785.5 | 135932 | 137727 | 914283.5 | 0 | 0 | 0 | 0 | 0 | 0 | 0 | 0
[9 empty] | 2021-01-19 | 2021 | 20-21 | 0 | 0 | 0 | 0 | 0 | 0 | 0 | 0 | 633785.5 | 135932 | 137727 | 914283.5 | 0 | 0 | 0 | 0 | 0 | 0 | 0 | 0
[9 empty] | 2021-01-20 | 2021 | 20-21 | 0 | 0 | 0 | 0 | 0 | 0 | 0 | 0 | 633785.5 | 135932 | 137727 | 914283.5 | 0 | 0 | 0 | 0 | 0 | 0 | 0 | 0
[9 empty] | 2021-01-21 | 2021 | 20-21 | 0 | 0 | 0 | 0 | 0 | 0 | 0 | 0 | 633785.5 | 135932 | 137727 | 914283.5 | 0 | 0 | 0 | 0 | 0 | 0 | 0 | 0
[9 empty] | 2021-01-22 | 2021 | 20-21 | 0 | 0 | 0 | 0 | 0 | 0 | 0 | 0 | 633785.5 | 135932 | 137727 | 914283.5 | 0 | 0 | 0 | 0 | 0 | 0 | 0 | 0
[9 empty] | 2021-01-23 | 2021 | 20-21 | 0 | 0 | 0 | 0 | 0 | 0 | 0 | 0 | 633785.5 | 135932 | 137727 | 914283.5 | 0 | 0 | 0 | 0 | 0 | 0 | 0 | 0
[9 empty] | 2021-01-24 | 2021 | 20-21 | 0 | 0 | 0 | 0 | 0 | 0 | 0 | 0 | 633785.5 | 135932 | 137727 | 914283.5 | 0 | 0 | 0 | 0 | 0 | 0 | 0 | 0
[9 empty] | 2021-01-25 | 2021 | 20-21 | 0 | 0 | 168184.5305 | 168184.5305 | 0 | 0 | 684 | 684 | 633785.5 | 135932 | 137727 | 914283.5 | 0 | 0 | 1.2211 | 0.18395 | 0 | 0 | 0.0049663 | 0.00074813
[9 empty] | 2021-01-26 | 2021 | 20-21 | 0 | 0 | 0 | 0 | 0 | 0 | 0 | 0 | 633785.5 | 135932 | 137727 | 914283.5 | 0 | 0 | 0 | 0 | 0 | 0 | 0 | 0
[9 empty] | 2021-01-27 | 2021 | 20-21 | 0 | 0 | 0 | 0 | 0 | 0 | 0 | 0 | 633785.5 | 135932 | 137727 | 914283.5 | 0 | 0 | 0 | 0 | 0 | 0 | 0 | 0
[9 empty] | 2021-01-28 | 2021 | 20-21 | 0 | 0 | 0 | 0 | 0 | 0 | 0 | 0 | 633785.5 | 135932 | 137727 | 914283.5 | 0 | 0 | 0 | 0 | 0 | 0 | 0 | 0
[9 empty] | 2021-01-29 | 2021 | 20-21 | 0 | 0 | 0 | 0 | 0 | 0 | 0 | 0 | 633785.5 | 135932 | 137727 | 914283.5 | 0 | 0 | 0 | 0 | 0 | 0 | 0 | 0
[9 empty] | 2021-01-30 | 2021 | 20-21 | 0 | 0 | 0 | 0 | 0 | 0 | 0 | 0 | 633785.5 | 135932 | 137727 | 914283.5 | 0 | 0 | 0 | 0 | 0 | 0 | 0 | 0
[9 empty] | 2021-01-31 | 2021 | 20-21 | 0 | 0 | 0 | 0 | 0 | 0 | 0 | 0 | 633785.5 | 135932 | 137727 | 914283.5 | 0 | 0 | 0 | 0 | 0 | 0 | 0 | 0
[9 empty] | 2021-02-01 | 2021 | 20-21 | 0 | 0 | 0 | 0 | 0 | 0 | 0 | 0 | 633785.5 | 135932 | 137727 | 914283.5 | 0 | 0 | 0 | 0 | 0 | 0 | 0 | 0
[9 empty] | 2021-02-02 | 2021 | 20-21 | 0 | 0 | 2210.67 | 2210.67 | 0 | 0 | 0 | 0 | 633785.5 | 135932 | 137727 | 914283.5 | 0 | 0 | 0.016051 | 0.0024179 | 0 | 0 | 0 | 0
[9 empty] | 2021-02-03 | 2021 | 20-21 | 0 | 0 | 0 | 0 | 0 | 0 | 0 | 0 | 633785.5 | 135932 | 137727 | 914283.5 | 0 | 0 | 0 | 0 | 0 | 0 | 0 | 0
[9 empty] | 2021-02-04 | 2021 | 20-21 | 0 | 0 | 0 | 0 | 0 | 0 | 0 | 0 | 633785.5 | 135932 | 137727 | 914283.5 | 0 | 0 | 0 | 0 | 0 | 0 | 0 | 0
[9 empty] | 2021-02-05 | 2021 | 20-21 | 0 | 0 | 0 | 0 | 0 | 0 | 0 | 0 | 633785.5 | 135932 | 137727 | 914283.5 | 0 | 0 | 0 | 0 | 0 | 0 | 0 | 0
[9 empty] | 2021-02-06 | 2021 | 20-21 | 0 | 0 | 97104.8632 | 97104.8632 | 0 | 0 | 327 | 327 | 633785.5 | 135932 | 137727 | 914283.5 | 0 | 0 | 0.70505 | 0.10621 | 0 | 0 | 0.0023743 | 0.00035766
[9 empty] | 2021-02-07 | 2021 | 20-21 | 0 | 0 | 0 | 0 | 0 | 0 | 0 | 0 | 633785.5 | 135932 | 137727 | 914283.5 | 0 | 0 | 0 | 0 | 0 | 0 | 0 | 0
[9 empty] | 2021-02-08 | 2021 | 20-21 | 0 | 0 | 0 | 0 | 0 | 0 | 0 | 0 | 633785.5 | 135932 | 137727 | 914283.5 | 0 | 0 | 0 | 0 | 0 | 0 | 0 | 0
[9 empty] | 2021-02-09 | 2021 | 20-21 | 0 | 0 | 0 | 0 | 0 | 0 | 0 | 0 | 633785.5 | 135932 | 137727 | 914283.5 | 0 | 0 | 0 | 0 | 0 | 0 | 0 | 0
[9 empty] | 2021-02-10 | 2021 | 20-21 | 0 | 0 | 0 | 0 | 0 | 0 | 0 | 0 | 633785.5 | 135932 | 137727 | 914283.5 | 0 | 0 | 0 | 0 | 0 | 0 | 0 | 0
[9 empty] | 2021-02-11 | 2021 | 20-21 | 0 | 0 | 0 | 0 | 0 | 0 | 0 | 0 | 633785.5 | 135932 | 137727 | 914283.5 | 0 | 0 | 0 | 0 | 0 | 0 | 0 | 0
[9 empty] | 2021-02-12 | 2021 | 20-21 | 0 | 0 | 0 | 0 | 0 | 0 | 0 | 0 | 633785.5 | 135932 | 137727 | 914283.5 | 0 | 0 | 0 | 0 | 0 | 0 | 0 | 0
[9 empty] | 2021-02-13 | 2021 | 20-21 | 0 | 0 | 0 | 0 | 0 | 0 | 0 | 0 | 633785.5 | 135932 | 137727 | 914283.5 | 0 | 0 | 0 | 0 | 0 | 0 | 0 | 0
[9 empty] | 2021-02-14 | 2021 | 20-21 | 0 | 0 | 0 | 0 | 0 | 0 | 0 | 0 | 633785.5 | 135932 | 137727 | 914283.5 | 0 | 0 | 0 | 0 | 0 | 0 | 0 | 0
[9 empty] | 2021-02-15 | 2021 | 20-21 | 0 | 0 | 0 | 0 | 0 | 0 | 0 | 0 | 633785.5 | 135932 | 137727 | 914283.5 | 0 | 0 | 0 | 0 | 0 | 0 | 0 | 0
[9 empty] | 2021-02-16 | 2021 | 20-21 | 0 | 0 | 0 | 0 | 0 | 0 | 0 | 0 | 633785.5 | 135932 | 137727 | 914283.5 | 0 | 0 | 0 | 0 | 0 | 0 | 0 | 0
[9 empty] | 2021-02-17 | 2021 | 20-21 | 50517.106 | 0 | 0 | 50517.106 | 322 | 0 | 0 | 322 | 633785.5 | 135932 | 137727 | 914283.5 | 0.079707 | 0 | 0 | 0.055253 | 0.00050806 | 0 | 0 | 0.00035219
[9 empty] | 2021-02-18 | 2021 | 20-21 | 0 | 0 | 0 | 0 | 0 | 0 | 0 | 0 | 633785.5 | 135932 | 137727 | 914283.5 | 0 | 0 | 0 | 0 | 0 | 0 | 0 | 0
[9 empty] | 2021-02-19 | 2021 | 20-21 | 0 | 0 | 0 | 0 | 0 | 0 | 0 | 0 | 633785.5 | 135932 | 137727 | 914283.5 | 0 | 0 | 0 | 0 | 0 | 0 | 0 | 0
[9 empty] | 2021-02-20 | 2021 | 20-21 | 0 | 0 | 87065.6 | 87065.6 | 0 | 0 | 68 | 68 | 633785.5 | 135932 | 137727 | 914283.5 | 0 | 0 | 0.63216 | 0.095228 | 0 | 0 | 0.00049373 | 7.4375e-05
[9 empty] | 2021-02-21 | 2021 | 20-21 | 0 | 0 | 0 | 0 | 0 | 0 | 0 | 0 | 633785.5 | 135932 | 137727 | 914283.5 | 0 | 0 | 0 | 0 | 0 | 0 | 0 | 0
[9 empty] | 2021-02-22 | 2021 | 20-21 | 1144.92 | 0 | 0 | 1144.92 | 0 | 0 | 0 | 0 | 633785.5 | 135932 | 137727 | 914283.5 | 0.0018065 | 0 | 0 | 0.0012523 | 0 | 0 | 0 | 0
[9 empty] | 2021-02-23 | 2021 | 20-21 | 0 | 0 | 0 | 0 | 0 | 0 | 0 | 0 | 633785.5 | 135932 | 137727 | 914283.5 | 0 | 0 | 0 | 0 | 0 | 0 | 0 | 0
[9 empty] | 2021-02-24 | 2021 | 20-21 | 0 | 0 | 0 | 0 | 0 | 0 | 0 | 0 | 633785.5 | 135932 | 137727 | 914283.5 | 0 | 0 | 0 | 0 | 0 | 0 | 0 | 0
[9 empty] | 2021-02-25 | 2021 | 20-21 | 0 | 0 | 0 | 0 | 0 | 0 | 0 | 0 | 633785.5 | 135932 | 137727 | 914283.5 | 0 | 0 | 0 | 0 | 0 | 0 | 0 | 0
[9 empty] | 2021-02-26 | 2021 | 20-21 | 0 | 0 | 0 | 0 | 0 | 0 | 0 | 0 | 633785.5 | 135932 | 137727 | 914283.5 | 0 | 0 | 0 | 0 | 0 | 0 | 0 | 0
[9 empty] | 2021-02-27 | 2021 | 20-21 | 0 | 0 | 0 | 0 | 0 | 0 | 0 | 0 | 633785.5 | 135932 | 137727 | 914283.5 | 0 | 0 | 0 | 0 | 0 | 0 | 0 | 0
[9 empty] | 2021-02-28 | 2021 | 20-21 | 0 | 0 | 0 | 0 | 0 | 0 | 0 | 0 | 633785.5 | 135932 | 137727 | 914283.5 | 0 | 0 | 0 | 0 | 0 | 0 | 0 | 0
[9 empty] | 2021-03-01 | 2021 | 20-21 | 0 | 0 | 0 | 0 | 0 | 0 | 0 | 0 | 633785.5 | 135932 | 137727 | 914283.5 | 0 | 0 | 0 | 0 | 0 | 0 | 0 | 0
[9 empty] | 2021-03-02 | 2021 | 20-21 | 0 | 0 | 0 | 0 | 0 | 0 | 0 | 0 | 633785.5 | 135932 | 137727 | 914283.5 | 0 | 0 | 0 | 0 | 0 | 0 | 0 | 0
[9 empty] | 2021-03-03 | 2021 | 20-21 | 0 | 0 | 0 | 0 | 0 | 0 | 0 | 0 | 633785.5 | 135932 | 137727 | 914283.5 | 0 | 0 | 0 | 0 | 0 | 0 | 0 | 0
[9 empty] | 2021-03-04 | 2021 | 20-21 | 0 | 0 | 0 | 0 | 0 | 0 | 0 | 0 | 633785.5 | 135932 | 137727 | 914283.5 | 0 | 0 | 0 | 0 | 0 | 0 | 0 | 0
[9 empty] | 2021-03-05 | 2021 | 20-21 | 0 | 0 | 0 | 0 | 0 | 0 | 0 | 0 | 633785.5 | 135932 | 137727 | 914283.5 | 0 | 0 | 0 | 0 | 0 | 0 | 0 | 0
[9 empty] | 2021-03-06 | 2021 | 20-21 | 0 | 0 | 0 | 0 | 0 | 0 | 0 | 0 | 633785.5 | 135932 | 137727 | 914283.5 | 0 | 0 | 0 | 0 | 0 | 0 | 0 | 0
[9 empty] | 2021-03-07 | 2021 | 20-21 | 0 | 0 | 0 | 0 | 0 | 0 | 0 | 0 | 633785.5 | 135932 | 137727 | 914283.5 | 0 | 0 | 0 | 0 | 0 | 0 | 0 | 0
[9 empty] | 2021-03-08 | 2021 | 20-21 | 0 | 0 | 571.2 | 571.2 | 0 | 0 | 0 | 0 | 633785.5 | 135932 | 137727 | 914283.5 | 0 | 0 | 0.0041473 | 0.00062475 | 0 | 0 | 0 | 0
[9 empty] | 2021-03-09 | 2021 | 20-21 | 0 | 0 | 0 | 0 | 0 | 0 | 0 | 0 | 633785.5 | 135932 | 137727 | 914283.5 | 0 | 0 | 0 | 0 | 0 | 0 | 0 | 0
[9 empty] | 2021-03-10 | 2021 | 20-21 | 0 | 0 | 0 | 0 | 0 | 0 | 0 | 0 | 633785.5 | 135932 | 137727 | 914283.5 | 0 | 0 | 0 | 0 | 0 | 0 | 0 | 0
[9 empty] | 2021-03-11 | 2021 | 20-21 | 0 | 0 | 0 | 0 | 0 | 0 | 0 | 0 | 633785.5 | 135932 | 137727 | 914283.5 | 0 | 0 | 0 | 0 | 0 | 0 | 0 | 0
[9 empty] | 2021-03-12 | 2021 | 20-21 | 0 | 0 | 0 | 0 | 0 | 0 | 0 | 0 | 633785.5 | 135932 | 137727 | 914283.5 | 0 | 0 | 0 | 0 | 0 | 0 | 0 | 0
[9 empty] | 2021-03-13 | 2021 | 20-21 | 0 | 0 | 0 | 0 | 0 | 0 | 0 | 0 | 633785.5 | 135932 | 137727 | 914283.5 | 0 | 0 | 0 | 0 | 0 | 0 | 0 | 0
[9 empty] | 2021-03-14 | 2021 | 20-21 | 0 | 0 | 0 | 0 | 0 | 0 | 0 | 0 | 633785.5 | 135932 | 137727 | 914283.5 | 0 | 0 | 0 | 0 | 0 | 0 | 0 | 0
[9 empty] | 2021-03-15 | 2021 | 20-21 | 0 | 0 | 0 | 0 | 0 | 0 | 0 | 0 | 633785.5 | 135932 | 137727 | 914283.5 | 0 | 0 | 0 | 0 | 0 | 0 | 0 | 0
[9 empty] | 2021-03-16 | 2021 | 20-21 | 0 | 0 | 0 | 0 | 0 | 0 | 0 | 0 | 633785.5 | 135932 | 137727 | 914283.5 | 0 | 0 | 0 | 0 | 0 | 0 | 0 | 0
[9 empty] | 2021-03-17 | 2021 | 20-21 | 0 | 0 | 0 | 0 | 0 | 0 | 0 | 0 | 633785.5 | 135932 | 137727 | 914283.5 | 0 | 0 | 0 | 0 | 0 | 0 | 0 | 0
[9 empty] | 2021-03-18 | 2021 | 20-21 | 0 | 0 | 0 | 0 | 0 | 0 | 0 | 0 | 633785.5 | 135932 | 137727 | 914283.5 | 0 | 0 | 0 | 0 | 0 | 0 | 0 | 0
[9 empty] | 2021-03-19 | 2021 | 20-21 | 0 | 0 | 0 | 0 | 0 | 0 | 0 | 0 | 633785.5 | 135932 | 137727 | 914283.5 | 0 | 0 | 0 | 0 | 0 | 0 | 0 | 0
[9 empty] | 2021-03-20 | 2021 | 20-21 | 25009.2 | 0 | 0 | 25009.2 | 261 | 0 | 0 | 261 | 633785.5 | 135932 | 137727 | 914283.5 | 0.03946 | 0 | 0 | 0.027354 | 0.00041181 | 0 | 0 | 0.00028547
[9 empty] | 2021-03-21 | 2021 | 20-21 | 0 | 0 | 0 | 0 | 0 | 0 | 0 | 0 | 633785.5 | 135932 | 137727 | 914283.5 | 0 | 0 | 0 | 0 | 0 | 0 | 0 | 0
[9 empty] | 2021-03-22 | 2021 | 20-21 | 0 | 0 | 0 | 0 | 0 | 0 | 0 | 0 | 633785.5 | 135932 | 137727 | 914283.5 | 0 | 0 | 0 | 0 | 0 | 0 | 0 | 0
[9 empty] | 2021-03-23 | 2021 | 20-21 | 0 | 0 | 0 | 0 | 0 | 0 | 0 | 0 | 633785.5 | 135932 | 137727 | 914283.5 | 0 | 0 | 0 | 0 | 0 | 0 | 0 | 0
[9 empty] | 2021-03-24 | 2021 | 20-21 | 0 | 649.2907 | 48585.2598 | 49234.5505 | 0 | 0 | 133 | 132.6667 | 633785.5 | 135932 | 137727 | 914283.5 | 0 | 0.0047766 | 0.35276 | 0.05385 | 0 | 0 | 0.00096568 | 0.0001451
[9 empty] | 2021-03-25 | 2021 | 20-21 | 0 | 0 | 0 | 0 | 0 | 0 | 0 | 0 | 633785.5 | 135932 | 137727 | 914283.5 | 0 | 0 | 0 | 0 | 0 | 0 | 0 | 0
[9 empty] | 2021-03-26 | 2021 | 20-21 | 0 | 0 | 0 | 0 | 0 | 0 | 0 | 0 | 633785.5 | 135932 | 137727 | 914283.5 | 0 | 0 | 0 | 0 | 0 | 0 | 0 | 0
[9 empty] | 2021-03-27 | 2021 | 20-21 | 0 | 0 | 0 | 0 | 0 | 0 | 0 | 0 | 633785.5 | 135932 | 137727 | 914283.5 | 0 | 0 | 0 | 0 | 0 | 0 | 0 | 0
[9 empty] | 2021-03-28 | 2021 | 20-21 | 0 | 0 | 0 | 0 | 0 | 0 | 0 | 0 | 633785.5 | 135932 | 137727 | 914283.5 | 0 | 0 | 0 | 0 | 0 | 0 | 0 | 0
[9 empty] | 2021-03-29 | 2021 | 20-21 | 0 | 0 | 0 | 0 | 0 | 0 | 0 | 0 | 633785.5 | 135932 | 137727 | 914283.5 | 0 | 0 | 0 | 0 | 0 | 0 | 0 | 0
[9 empty] | 2021-03-30 | 2021 | 20-21 | 0 | 347.97 | 0 | 347.97 | 0 | 0 | 0 | 0 | 633785.5 | 135932 | 137727 | 914283.5 | 0 | 0.0025599 | 0 | 0.00038059 | 0 | 0 | 0 | 0
[9 empty] | 2021-03-31 | 2021 | 20-21 | 0 | 0 | 0 | 0 | 0 | 0 | 0 | 0 | 633785.5 | 135932 | 137727 | 914283.5 | 0 | 0 | 0 | 0 | 0 | 0 | 0 | 0
[9 empty] | 2021-04-01 | 2021 | 20-21 | 0 | 0 | 0 | 0 | 0 | 0 | 0 | 0 | 633785.5 | 135932 | 137727 | 914283.5 | 0 | 0 | 0 | 0 | 0 | 0 | 0 | 0
[9 empty] | 2021-04-02 | 2021 | 20-21 | 0 | 0 | 0 | 0 | 0 | 0 | 0 | 0 | 633785.5 | 135932 | 137727 | 914283.5 | 0 | 0 | 0 | 0 | 0 | 0 | 0 | 0
[9 empty] | 2021-04-03 | 2021 | 20-21 | 0 | 0 | 0 | 0 | 0 | 0 | 0 | 0 | 633785.5 | 135932 | 137727 | 914283.5 | 0 | 0 | 0 | 0 | 0 | 0 | 0 | 0
[9 empty] | 2021-04-04 | 2021 | 20-21 | 0 | 0 | 0 | 0 | 0 | 0 | 0 | 0 | 633785.5 | 135932 | 137727 | 914283.5 | 0 | 0 | 0 | 0 | 0 | 0 | 0 | 0
[9 empty] | 2021-04-05 | 2021 | 20-21 | 0 | 0 | 0 | 0 | 0 | 0 | 0 | 0 | 633785.5 | 135932 | 137727 | 914283.5 | 0 | 0 | 0 | 0 | 0 | 0 | 0 | 0
[9 empty] | 2021-04-06 | 2021 | 20-21 | 0 | 0 | 0 | 0 | 0 | 0 | 0 | 0 | 633785.5 | 135932 | 137727 | 914283.5 | 0 | 0 | 0 | 0 | 0 | 0 | 0 | 0
[9 empty] | 2021-04-07 | 2021 | 20-21 | 0 | 0 | 0 | 0 | 0 | 0 | 0 | 0 | 633785.5 | 135932 | 137727 | 914283.5 | 0 | 0 | 0 | 0 | 0 | 0 | 0 | 0
[9 empty] | 2021-04-08 | 2021 | 20-21 | 0 | 0 | 0 | 0 | 0 | 0 | 0 | 0 | 633785.5 | 135932 | 137727 | 914283.5 | 0 | 0 | 0 | 0 | 0 | 0 | 0 | 0
[9 empty] | 2021-04-09 | 2021 | 20-21 | 0 | 0 | 0 | 0 | 0 | 0 | 0 | 0 | 633785.5 | 135932 | 137727 | 914283.5 | 0 | 0 | 0 | 0 | 0 | 0 | 0 | 0
[9 empty] | 2021-04-10 | 2021 | 20-21 | 0 | 0 | 0 | 0 | 0 | 0 | 0 | 0 | 633785.5 | 135932 | 137727 | 914283.5 | 0 | 0 | 0 | 0 | 0 | 0 | 0 | 0
[9 empty] | 2021-04-11 | 2021 | 20-21 | 0 | 0 | 0 | 0 | 0 | 0 | 0 | 0 | 633785.5 | 135932 | 137727 | 914283.5 | 0 | 0 | 0 | 0 | 0 | 0 | 0 | 0
[9 empty] | 2021-04-12 | 2021 | 20-21 | 0 | 0 | 0 | 0 | 0 | 0 | 0 | 0 | 633785.5 | 135932 | 137727 | 914283.5 | 0 | 0 | 0 | 0 | 0 | 0 | 0 | 0
[9 empty] | 2021-04-13 | 2021 | 20-21 | 0 | 0 | 0 | 0 | 0 | 0 | 0 | 0 | 633785.5 | 135932 | 137727 | 914283.5 | 0 | 0 | 0 | 0 | 0 | 0 | 0 | 0
[9 empty] | 2021-04-14 | 2021 | 20-21 | 0 | 0 | 0 | 0 | 0 | 0 | 0 | 0 | 633785.5 | 135932 | 137727 | 914283.5 | 0 | 0 | 0 | 0 | 0 | 0 | 0 | 0
[9 empty] | 2021-04-15 | 2021 | 20-21 | 0 | 0 | 0 | 0 | 0 | 0 | 0 | 0 | 633785.5 | 135932 | 137727 | 914283.5 | 0 | 0 | 0 | 0 | 0 | 0 | 0 | 0
[9 empty] | 2021-04-16 | 2021 | 20-21 | 0 | 0 | 0 | 0 | 0 | 0 | 0 | 0 | 633785.5 | 135932 | 137727 | 914283.5 | 0 | 0 | 0 | 0 | 0 | 0 | 0 | 0
[9 empty] | 2021-04-17 | 2021 | 20-21 | 0 | 0 | 0 | 0 | 0 | 0 | 0 | 0 | 633785.5 | 135932 | 137727 | 914283.5 | 0 | 0 | 0 | 0 | 0 | 0 | 0 | 0
[9 empty] | 2021-04-18 | 2021 | 20-21 | 0 | 0 | 0 | 0 | 0 | 0 | 0 | 0 | 633785.5 | 135932 | 137727 | 914283.5 | 0 | 0 | 0 | 0 | 0 | 0 | 0 | 0
[9 empty] | 2021-04-19 | 2021 | 20-21 | 0 | 0 | 0 | 0 | 0 | 0 | 0 | 0 | 633785.5 | 135932 | 137727 | 914283.5 | 0 | 0 | 0 | 0 | 0 | 0 | 0 | 0
[9 empty] | 2021-04-20 | 2021 | 20-21 | 0 | 0 | 0 | 0 | 0 | 0 | 0 | 0 | 633785.5 | 135932 | 137727 | 914283.5 | 0 | 0 | 0 | 0 | 0 | 0 | 0 | 0
[9 empty] | 2021-04-21 | 2021 | 20-21 | 0 | 0 | 0 | 0 | 0 | 0 | 0 | 0 | 633785.5 | 135932 | 137727 | 914283.5 | 0 | 0 | 0 | 0 | 0 | 0 | 0 | 0
[9 empty] | 2021-04-22 | 2021 | 20-21 | 0 | 0 | 0 | 0 | 0 | 0 | 0 | 0 | 633785.5 | 135932 | 137727 | 914283.5 | 0 | 0 | 0 | 0 | 0 | 0 | 0 | 0
[9 empty] | 2021-04-23 | 2021 | 20-21 | 0 | 0 | 0 | 0 | 0 | 0 | 0 | 0 | 633785.5 | 135932 | 137727 | 914283.5 | 0 | 0 | 0 | 0 | 0 | 0 | 0 | 0
[9 empty] | 2021-04-24 | 2021 | 20-21 | 0 | 0 | 0 | 0 | 0 | 0 | 0 | 0 | 633785.5 | 135932 | 137727 | 914283.5 | 0 | 0 | 0 | 0 | 0 | 0 | 0 | 0
[9 empty] | 2021-04-25 | 2021 | 20-21 | 0 | 0 | 0 | 0 | 0 | 0 | 0 | 0 | 633785.5 | 135932 | 137727 | 914283.5 | 0 | 0 | 0 | 0 | 0 | 0 | 0 | 0
[9 empty] | 2021-04-26 | 2021 | 20-21 | 0 | 0 | 0 | 0 | 0 | 0 | 0 | 0 | 633785.5 | 135932 | 137727 | 914283.5 | 0 | 0 | 0 | 0 | 0 | 0 | 0 | 0
[9 empty] | 2021-04-27 | 2021 | 20-21 | 0 | 0 | 0 | 0 | 0 | 0 | 0 | 0 | 633785.5 | 135932 | 137727 | 914283.5 | 0 | 0 | 0 | 0 | 0 | 0 | 0 | 0
[9 empty] | 2021-04-28 | 2021 | 20-21 | 0 | 0 | 0 | 0 | 0 | 0 | 0 | 0 | 633785.5 | 135932 | 137727 | 914283.5 | 0 | 0 | 0 | 0 | 0 | 0 | 0 | 0
[9 empty] | 2021-04-29 | 2021 | 20-21 | 0 | 0 | 0 | 0 | 0 | 0 | 0 | 0 | 633785.5 | 135932 | 137727 | 914283.5 | 0 | 0 | 0 | 0 | 0 | 0 | 0 | 0
[9 empty] | 2021-04-30 | 2021 | 20-21 | 0 | 0 | 0 | 0 | 0 | 0 | 0 | 0 | 633785.5 | 135932 | 137727 | 914283.5 | 0 | 0 | 0 | 0 | 0 | 0 | 0 | 0
[9 empty] | 2021-05-01 | 2021 | 20-21 | 0 | 0 | 0 | 0 | 0 | 0 | 0 | 0 | 633785.5 | 135932 | 137727 | 914283.5 | 0 | 0 | 0 | 0 | 0 | 0 | 0 | 0
[9 empty] | 2021-05-02 | 2021 | 20-21 | 0 | 0 | 0 | 0 | 0 | 0 | 0 | 0 | 633785.5 | 135932 | 137727 | 914283.5 | 0 | 0 | 0 | 0 | 0 | 0 | 0 | 0
[9 empty] | 2021-05-03 | 2021 | 20-21 | 0 | 0 | 0 | 0 | 0 | 0 | 0 | 0 | 633785.5 | 135932 | 137727 | 914283.5 | 0 | 0 | 0 | 0 | 0 | 0 | 0 | 0
[9 empty] | 2021-05-04 | 2021 | 20-21 | 0 | 0 | 0 | 0 | 0 | 0 | 0 | 0 | 633785.5 | 135932 | 137727 | 914283.5 | 0 | 0 | 0 | 0 | 0 | 0 | 0 | 0
[9 empty] | 2021-05-05 | 2021 | 20-21 | 0 | 0 | 0 | 0 | 0 | 0 | 0 | 0 | 633785.5 | 135932 | 137727 | 914283.5 | 0 | 0 | 0 | 0 | 0 | 0 | 0 | 0
[9 empty] | 2021-05-06 | 2021 | 20-21 | 0 | 0 | 0 | 0 | 0 | 0 | 0 | 0 | 633785.5 | 135932 | 137727 | 914283.5 | 0 | 0 | 0 | 0 | 0 | 0 | 0 | 0
[9 empty] | 2021-05-07 | 2021 | 20-21 | 0 | 0 | 0 | 0 | 0 | 0 | 0 | 0 | 633785.5 | 135932 | 137727 | 914283.5 | 0 | 0 | 0 | 0 | 0 | 0 | 0 | 0
[9 empty] | 2021-05-08 | 2021 | 20-21 | 0 | 0 | 0 | 0 | 0 | 0 | 0 | 0 | 633785.5 | 135932 | 137727 | 914283.5 | 0 | 0 | 0 | 0 | 0 | 0 | 0 | 0
[9 empty] | 2021-05-09 | 2021 | 20-21 | 0 | 0 | 0 | 0 | 0 | 0 | 0 | 0 | 633785.5 | 135932 | 137727 | 914283.5 | 0 | 0 | 0 | 0 | 0 | 0 | 0 | 0
[9 empty] | 2021-05-10 | 2021 | 20-21 | 0 | 0 | 0 | 0 | 0 | 0 | 0 | 0 | 633785.5 | 135932 | 137727 | 914283.5 | 0 | 0 | 0 | 0 | 0 | 0 | 0 | 0
[9 empty] | 2021-05-11 | 2021 | 20-21 | 0 | 0 | 0 | 0 | 0 | 0 | 0 | 0 | 633785.5 | 135932 | 137727 | 914283.5 | 0 | 0 | 0 | 0 | 0 | 0 | 0 | 0
[9 empty] | 2021-05-12 | 2021 | 20-21 | 0 | 0 | 22686.0161 | 22686.0161 | 0 | 0 | 130 | 130 | 633785.5 | 135932 | 137727 | 914283.5 | 0 | 0 | 0.16472 | 0.024813 | 0 | 0 | 0.0009439 | 0.00014219
[9 empty] | 2021-05-13 | 2021 | 20-21 | 0 | 0 | 0 | 0 | 0 | 0 | 0 | 0 | 633785.5 | 135932 | 137727 | 914283.5 | 0 | 0 | 0 | 0 | 0 | 0 | 0 | 0
[9 empty] | 2021-05-14 | 2021 | 20-21 | 0 | 0 | 0 | 0 | 0 | 0 | 0 | 0 | 633785.5 | 135932 | 137727 | 914283.5 | 0 | 0 | 0 | 0 | 0 | 0 | 0 | 0
[9 empty] | 2021-05-15 | 2021 | 20-21 | 0 | 0 | 0 | 0 | 0 | 0 | 0 | 0 | 633785.5 | 135932 | 137727 | 914283.5 | 0 | 0 | 0 | 0 | 0 | 0 | 0 | 0
[9 empty] | 2021-05-16 | 2021 | 20-21 | 0 | 0 | 0 | 0 | 0 | 0 | 0 | 0 | 633785.5 | 135932 | 137727 | 914283.5 | 0 | 0 | 0 | 0 | 0 | 0 | 0 | 0
[9 empty] | 2021-05-17 | 2021 | 20-21 | 0 | 0 | 0 | 0 | 0 | 0 | 0 | 0 | 633785.5 | 135932 | 137727 | 914283.5 | 0 | 0 | 0 | 0 | 0 | 0 | 0 | 0
[9 empty] | 2021-05-18 | 2021 | 20-21 | 0 | 0 | 0 | 0 | 0 | 0 | 0 | 0 | 633785.5 | 135932 | 137727 | 914283.5 | 0 | 0 | 0 | 0 | 0 | 0 | 0 | 0
[9 empty] | 2021-05-19 | 2021 | 20-21 | 0 | 0 | 0 | 0 | 0 | 0 | 0 | 0 | 633785.5 | 135932 | 137727 | 914283.5 | 0 | 0 | 0 | 0 | 0 | 0 | 0 | 0
[9 empty] | 2021-05-20 | 2021 | 20-21 | 0 | 0 | 0 | 0 | 0 | 0 | 0 | 0 | 633785.5 | 135932 | 137727 | 914283.5 | 0 | 0 | 0 | 0 | 0 | 0 | 0 | 0
[9 empty] | 2021-05-21 | 2021 | 20-21 | 0 | 0 | 0 | 0 | 0 | 0 | 0 | 0 | 633785.5 | 135932 | 137727 | 914283.5 | 0 | 0 | 0 | 0 | 0 | 0 | 0 | 0
[9 empty] | 2021-05-22 | 2021 | 20-21 | 0 | 0 | 0 | 0 | 0 | 0 | 0 | 0 | 633785.5 | 135932 | 137727 | 914283.5 | 0 | 0 | 0 | 0 | 0 | 0 | 0 | 0
[9 empty] | 2021-05-23 | 2021 | 20-21 | 0 | 0 | 0 | 0 | 0 | 0 | 0 | 0 | 633785.5 | 135932 | 137727 | 914283.5 | 0 | 0 | 0 | 0 | 0 | 0 | 0 | 0
[9 empty] | 2021-05-24 | 2021 | 20-21 | 0 | 0 | 0 | 0 | 0 | 0 | 0 | 0 | 633785.5 | 135932 | 137727 | 914283.5 | 0 | 0 | 0 | 0 | 0 | 0 | 0 | 0
[9 empty] | 2021-05-25 | 2021 | 20-21 | 0 | 0 | 0 | 0 | 0 | 0 | 0 | 0 | 633785.5 | 135932 | 137727 | 914283.5 | 0 | 0 | 0 | 0 | 0 | 0 | 0 | 0
[9 empty] | 2021-05-26 | 2021 | 20-21 | 0 | 0 | 0 | 0 | 0 | 0 | 0 | 0 | 633785.5 | 135932 | 137727 | 914283.5 | 0 | 0 | 0 | 0 | 0 | 0 | 0 | 0
[9 empty] | 2021-05-27 | 2021 | 20-21 | 0 | 0 | 0 | 0 | 0 | 0 | 0 | 0 | 633785.5 | 135932 | 137727 | 914283.5 | 0 | 0 | 0 | 0 | 0 | 0 | 0 | 0
[9 empty] | 2021-05-28 | 2021 | 20-21 | 0 | 0 | 0 | 0 | 0 | 0 | 0 | 0 | 633785.5 | 135932 | 137727 | 914283.5 | 0 | 0 | 0 | 0 | 0 | 0 | 0 | 0
[9 empty] | 2021-05-29 | 2021 | 20-21 | 0 | 0 | 0 | 0 | 0 | 0 | 0 | 0 | 633785.5 | 135932 | 137727 | 914283.5 | 0 | 0 | 0 | 0 | 0 | 0 | 0 | 0
[9 empty] | 2021-05-30 | 2021 | 20-21 | 0 | 0 | 0 | 0 | 0 | 0 | 0 | 0 | 633785.5 | 135932 | 137727 | 914283.5 | 0 | 0 | 0 | 0 | 0 | 0 | 0 | 0
[9 empty] | 2021-05-31 | 2021 | 20-21 | 218836.663 | 0 | 0 | 218836.663 | 211 | 0 | 0 | 211 | 633785.5 | 135932 | 137727 | 914283.5 | 0.34529 | 0 | 0 | 0.23935 | 0.00033292 | 0 | 0 | 0.00023078
[9 empty] | 2021-06-01 | 2021 | 20-21 | 0 | 0 | 0 | 0 | 0 | 0 | 0 | 0 | 633785.5 | 135932 | 137727 | 914283.5 | 0 | 0 | 0 | 0 | 0 | 0 | 0 | 0
[9 empty] | 2021-06-02 | 2021 | 20-21 | 0 | 0 | 13018.8 | 13018.8 | 0 | 0 | 80 | 80 | 633785.5 | 135932 | 137727 | 914283.5 | 0 | 0 | 0.094526 | 0.014239 | 0 | 0 | 0.00058086 | 8.75e-05
[9 empty] | 2021-06-03 | 2021 | 20-21 | 0 | 0 | 0 | 0 | 0 | 0 | 0 | 0 | 633785.5 | 135932 | 137727 | 914283.5 | 0 | 0 | 0 | 0 | 0 | 0 | 0 | 0
[9 empty] | 2021-06-04 | 2021 | 20-21 | 0 | 0 | 0 | 0 | 0 | 0 | 0 | 0 | 633785.5 | 135932 | 137727 | 914283.5 | 0 | 0 | 0 | 0 | 0 | 0 | 0 | 0
[9 empty] | 2021-06-05 | 2021 | 20-21 | 0 | 0 | 0 | 0 | 0 | 0 | 0 | 0 | 633785.5 | 135932 | 137727 | 914283.5 | 0 | 0 | 0 | 0 | 0 | 0 | 0 | 0
[9 empty] | 2021-06-06 | 2021 | 20-21 | 0 | 0 | 0 | 0 | 0 | 0 | 0 | 0 | 633785.5 | 135932 | 137727 | 914283.5 | 0 | 0 | 0 | 0 | 0 | 0 | 0 | 0
[9 empty] | 2021-06-07 | 2021 | 20-21 | 0 | 0 | 0 | 0 | 0 | 0 | 0 | 0 | 633785.5 | 135932 | 137727 | 914283.5 | 0 | 0 | 0 | 0 | 0 | 0 | 0 | 0
[9 empty] | 2021-06-08 | 2021 | 20-21 | 0 | 0 | 0 | 0 | 0 | 0 | 0 | 0 | 633785.5 | 135932 | 137727 | 914283.5 | 0 | 0 | 0 | 0 | 0 | 0 | 0 | 0
[9 empty] | 2021-06-09 | 2021 | 20-21 | 0 | 0 | 0 | 0 | 0 | 0 | 0 | 0 | 633785.5 | 135932 | 137727 | 914283.5 | 0 | 0 | 0 | 0 | 0 | 0 | 0 | 0
[9 empty] | 2021-06-10 | 2021 | 20-21 | 0 | 0 | 0 | 0 | 0 | 0 | 0 | 0 | 633785.5 | 135932 | 137727 | 914283.5 | 0 | 0 | 0 | 0 | 0 | 0 | 0 | 0
[9 empty] | 2021-06-11 | 2021 | 20-21 | 0 | 0 | 0 | 0 | 0 | 0 | 0 | 0 | 633785.5 | 135932 | 137727 | 914283.5 | 0 | 0 | 0 | 0 | 0 | 0 | 0 | 0
[9 empty] | 2021-06-12 | 2021 | 20-21 | 0 | 0 | 0 | 0 | 0 | 0 | 0 | 0 | 633785.5 | 135932 | 137727 | 914283.5 | 0 | 0 | 0 | 0 | 0 | 0 | 0 | 0
[9 empty] | 2021-06-13 | 2021 | 20-21 | 0 | 0 | 0 | 0 | 0 | 0 | 0 | 0 | 633785.5 | 135932 | 137727 | 914283.5 | 0 | 0 | 0 | 0 | 0 | 0 | 0 | 0
[9 empty] | 2021-06-14 | 2021 | 20-21 | 0 | 0 | 0 | 0 | 0 | 0 | 0 | 0 | 633785.5 | 135932 | 137727 | 914283.5 | 0 | 0 | 0 | 0 | 0 | 0 | 0 | 0
[9 empty] | 2021-06-15 | 2021 | 20-21 | 0 | 0 | 0 | 0 | 0 | 0 | 0 | 0 | 633785.5 | 135932 | 137727 | 914283.5 | 0 | 0 | 0 | 0 | 0 | 0 | 0 | 0
[9 empty] | 2021-06-16 | 2021 | 20-21 | 0 | 0 | 0 | 0 | 0 | 0 | 0 | 0 | 633785.5 | 135932 | 137727 | 914283.5 | 0 | 0 | 0 | 0 | 0 | 0 | 0 | 0
[9 empty] | 2021-06-17 | 2021 | 20-21 | 0 | 0 | 0 | 0 | 0 | 0 | 0 | 0 | 633785.5 | 135932 | 137727 | 914283.5 | 0 | 0 | 0 | 0 | 0 | 0 | 0 | 0
[9 empty] | 2021-06-18 | 2021 | 20-21 | 0 | 0 | 0 | 0 | 0 | 0 | 0 | 0 | 633785.5 | 135932 | 137727 | 914283.5 | 0 | 0 | 0 | 0 | 0 | 0 | 0 | 0
[9 empty] | 2021-06-19 | 2021 | 20-21 | 0 | 0 | 0 | 0 | 0 | 0 | 0 | 0 | 633785.5 | 135932 | 137727 | 914283.5 | 0 | 0 | 0 | 0 | 0 | 0 | 0 | 0
[9 empty] | 2021-06-20 | 2021 | 20-21 | 0 | 0 | 0 | 0 | 0 | 0 | 0 | 0 | 633785.5 | 135932 | 137727 | 914283.5 | 0 | 0 | 0 | 0 | 0 | 0 | 0 | 0
[9 empty] | 2021-06-21 | 2021 | 20-21 | 0 | 0 | 0 | 0 | 0 | 0 | 0 | 0 | 633785.5 | 135932 | 137727 | 914283.5 | 0 | 0 | 0 | 0 | 0 | 0 | 0 | 0
[9 empty] | 2021-06-22 | 2021 | 20-21 | 0 | 0 | 0 | 0 | 0 | 0 | 0 | 0 | 633785.5 | 135932 | 137727 | 914283.5 | 0 | 0 | 0 | 0 | 0 | 0 | 0 | 0
[9 empty] | 2021-06-23 | 2021 | 20-21 | 0 | 0 | 0 | 0 | 0 | 0 | 0 | 0 | 633785.5 | 135932 | 137727 | 914283.5 | 0 | 0 | 0 | 0 | 0 | 0 | 0 | 0
[9 empty] | 2021-06-24 | 2021 | 20-21 | 0 | 0 | 0 | 0 | 0 | 0 | 0 | 0 | 633785.5 | 135932 | 137727 | 914283.5 | 0 | 0 | 0 | 0 | 0 | 0 | 0 | 0
[9 empty] | 2021-06-25 | 2021 | 20-21 | 0 | 0 | 0 | 0 | 0 | 0 | 0 | 0 | 633785.5 | 135932 | 137727 | 914283.5 | 0 | 0 | 0 | 0 | 0 | 0 | 0 | 0
[9 empty] | 2021-06-26 | 2021 | 20-21 | 0 | 0 | 0 | 0 | 0 | 0 | 0 | 0 | 633785.5 | 135932 | 137727 | 914283.5 | 0 | 0 | 0 | 0 | 0 | 0 | 0 | 0
[9 empty] | 2021-06-27 | 2021 | 20-21 | 0 | 0 | 0 | 0 | 0 | 0 | 0 | 0 | 633785.5 | 135932 | 137727 | 914283.5 | 0 | 0 | 0 | 0 | 0 | 0 | 0 | 0
[9 empty] | 2021-06-28 | 2021 | 20-21 | 0 | 0 | 0 | 0 | 0 | 0 | 0 | 0 | 633785.5 | 135932 | 137727 | 914283.5 | 0 | 0 | 0 | 0 | 0 | 0 | 0 | 0
[9 empty] | 2021-06-29 | 2021 | 20-21 | 0 | 0 | 0 | 0 | 0 | 0 | 0 | 0 | 633785.5 | 135932 | 137727 | 914283.5 | 0 | 0 | 0 | 0 | 0 | 0 | 0 | 0
[9 empty] | 2021-06-30 | 2021 | 20-21 | 0 | 0 | 0 | 0 | 0 | 0 | 0 | 0 | 633785.5 | 135932 | 137727 | 914283.5 | 0 | 0 | 0 | 0 | 0 | 0 | 0 | 0
[9 empty] | 2021-07-01 | 2022 | 21-22 | 0 | 0 | 0 | 0 | 0 | 0 | 0 | 0 | 637122.5 | 137471.5 | 137951 | 919368.5 | 0 | 0 | 0 | 0 | 0 | 0 | 0 | 0
[9 empty] | 2021-07-02 | 2022 | 21-22 | 0 | 0 | 0 | 0 | 0 | 0 | 0 | 0 | 637122.5 | 137471.5 | 137951 | 919368.5 | 0 | 0 | 0 | 0 | 0 | 0 | 0 | 0
[9 empty] | 2021-07-03 | 2022 | 21-22 | 0 | 0 | 0 | 0 | 0 | 0 | 0 | 0 | 637122.5 | 137471.5 | 137951 | 919368.5 | 0 | 0 | 0 | 0 | 0 | 0 | 0 | 0
[9 empty] | 2021-07-04 | 2022 | 21-22 | 0 | 0 | 0 | 0 | 0 | 0 | 0 | 0 | 637122.5 | 137471.5 | 137951 | 919368.5 | 0 | 0 | 0 | 0 | 0 | 0 | 0 | 0
[9 empty] | 2021-07-05 | 2022 | 21-22 | 0 | 0 | 0 | 0 | 0 | 0 | 0 | 0 | 637122.5 | 137471.5 | 137951 | 919368.5 | 0 | 0 | 0 | 0 | 0 | 0 | 0 | 0
[9 empty] | 2021-07-06 | 2022 | 21-22 | 0 | 0 | 0 | 0 | 0 | 0 | 0 | 0 | 637122.5 | 137471.5 | 137951 | 919368.5 | 0 | 0 | 0 | 0 | 0 | 0 | 0 | 0
[9 empty] | 2021-07-07 | 2022 | 21-22 | 0 | 0 | 0 | 0 | 0 | 0 | 0 | 0 | 637122.5 | 137471.5 | 137951 | 919368.5 | 0 | 0 | 0 | 0 | 0 | 0 | 0 | 0
[9 empty] | 2021-07-08 | 2022 | 21-22 | 0 | 0 | 0 | 0 | 0 | 0 | 0 | 0 | 637122.5 | 137471.5 | 137951 | 919368.5 | 0 | 0 | 0 | 0 | 0 | 0 | 0 | 0
[9 empty] | 2021-07-09 | 2022 | 21-22 | 0 | 0 | 0 | 0 | 0 | 0 | 0 | 0 | 637122.5 | 137471.5 | 137951 | 919368.5 | 0 | 0 | 0 | 0 | 0 | 0 | 0 | 0
[9 empty] | 2021-07-10 | 2022 | 21-22 | 0 | 0 | 0 | 0 | 0 | 0 | 0 | 0 | 637122.5 | 137471.5 | 137951 | 919368.5 | 0 | 0 | 0 | 0 | 0 | 0 | 0 | 0
[9 empty] | 2021-07-11 | 2022 | 21-22 | 0 | 0 | 0 | 0 | 0 | 0 | 0 | 0 | 637122.5 | 137471.5 | 137951 | 919368.5 | 0 | 0 | 0 | 0 | 0 | 0 | 0 | 0
[9 empty] | 2021-07-12 | 2022 | 21-22 | 0 | 0 | 0 | 0 | 0 | 0 | 0 | 0 | 637122.5 | 137471.5 | 137951 | 919368.5 | 0 | 0 | 0 | 0 | 0 | 0 | 0 | 0
[9 empty] | 2021-07-13 | 2022 | 21-22 | 0 | 0 | 0 | 0 | 0 | 0 | 0 | 0 | 637122.5 | 137471.5 | 137951 | 919368.5 | 0 | 0 | 0 | 0 | 0 | 0 | 0 | 0
[9 empty] | 2021-07-14 | 2022 | 21-22 | 0 | 0 | 0 | 0 | 0 | 0 | 0 | 0 | 637122.5 | 137471.5 | 137951 | 919368.5 | 0 | 0 | 0 | 0 | 0 | 0 | 0 | 0
[9 empty] | 2021-07-15 | 2022 | 21-22 | 0 | 41715.24 | 0 | 41715.24 | 0 | 203 | 0 | 203 | 637122.5 | 137471.5 | 137951 | 919368.5 | 0 | 0.30345 | 0 | 0.045374 | 0 | 0.0014767 | 0 | 0.0002208
[9 empty] | 2021-07-16 | 2022 |  | 82428.84 | 0 | 0 | 82428.84 | 360 | 0 | 0 | 360 | 637122.5 | 137471.5 | 137951 | 919368.5 | 0.12938 | 0 | 0 | 0.089658 | 0.00056504 | 0 | 0 | 0.00039157
[9 empty] | 2021-07-17 | 2022 | 21-22 | 0 | 0 | 0 | 0 | 0 | 0 | 0 | 0 | 637122.5 | 137471.5 | 137951 | 919368.5 | 0 | 0 | 0 | 0 | 0 | 0 | 0 | 0
[9 empty] | 2021-07-18 | 2022 | 21-22 | 0 | 0 | 0 | 0 | 0 | 0 | 0 | 0 | 637122.5 | 137471.5 | 137951 | 919368.5 | 0 | 0 | 0 | 0 | 0 | 0 | 0 | 0
[9 empty] | 2021-07-19 | 2022 | 21-22 | 0 | 0 | 0 | 0 | 0 | 0 | 0 | 0 | 637122.5 | 137471.5 | 137951 | 919368.5 | 0 | 0 | 0 | 0 | 0 | 0 | 0 | 0
[9 empty] | 2021-07-20 | 2022 | 21-22 | 0 | 0 | 0 | 0 | 0 | 0 | 0 | 0 | 637122.5 | 137471.5 | 137951 | 919368.5 | 0 | 0 | 0 | 0 | 0 | 0 | 0 | 0
[9 empty] | 2021-07-21 | 2022 | 21-22 | 0 | 0 | 0 | 0 | 0 | 0 | 0 | 0 | 637122.5 | 137471.5 | 137951 | 919368.5 | 0 | 0 | 0 | 0 | 0 | 0 | 0 | 0
[9 empty] | 2021-07-22 | 2022 | 21-22 | 0 | 0 | 0 | 0 | 0 | 0 | 0 | 0 | 637122.5 | 137471.5 | 137951 | 919368.5 | 0 | 0 | 0 | 0 | 0 | 0 | 0 | 0
[9 empty] | 2021-07-23 | 2022 | 21-22 | 0 | 0 | 0 | 0 | 0 | 0 | 0 | 0 | 637122.5 | 137471.5 | 137951 | 919368.5 | 0 | 0 | 0 | 0 | 0 | 0 | 0 | 0
[9 empty] | 2021-07-24 | 2022 |  | 67601.3571 | 0 | 0 | 67601.3571 | 260 | 0 | 0 | 260 | 637122.5 | 137471.5 | 137951 | 919368.5 | 0.1061 | 0 | 0 | 0.07353 | 0.00040808 | 0 | 0 | 0.0002828
[9 empty] | 2021-07-25 | 2022 | 21-22 | 0 | 0 | 0 | 0 | 0 | 0 | 0 | 0 | 637122.5 | 137471.5 | 137951 | 919368.5 | 0 | 0 | 0 | 0 | 0 | 0 | 0 | 0
[9 empty] | 2021-07-26 | 2022 | 21-22 | 0 | 0 | 35455.86 | 35455.86 | 0 | 0 | 375 | 375 | 637122.5 | 137471.5 | 137951 | 919368.5 | 0 | 0 | 0.25702 | 0.038565 | 0 | 0 | 0.0027184 | 0.00040789
[9 empty] | 2021-07-27 | 2022 | 21-22 | 0 | 0 | 46631.2534 | 46631.2534 | 0 | 0 | 375 | 375 | 637122.5 | 137471.5 | 137951 | 919368.5 | 0 | 0 | 0.33803 | 0.050721 | 0 | 0 | 0.0027184 | 0.00040789
[9 empty] | 2021-07-28 | 2022 | 21-22 | 0 | 18075.4527 | 0 | 18075.4527 | 0 | 136.6667 | 0 | 136.6667 | 637122.5 | 137471.5 | 137951 | 919368.5 | 0 | 0.13149 | 0 | 0.019661 | 0 | 0.00099415 | 0 | 0.00014865
[9 empty] | 2021-07-29 | 2022 | 21-22 | 0 | 0 | 0 | 0 | 0 | 0 | 0 | 0 | 637122.5 | 137471.5 | 137951 | 919368.5 | 0 | 0 | 0 | 0 | 0 | 0 | 0 | 0
[9 empty] | 2021-07-30 | 2022 | 21-22 | 0 | 0 | 0 | 0 | 0 | 0 | 0 | 0 | 637122.5 | 137471.5 | 137951 | 919368.5 | 0 | 0 | 0 | 0 | 0 | 0 | 0 | 0
[9 empty] | 2021-07-31 | 2022 | 21-22 | 0 | 0 | 0 | 0 | 0 | 0 | 0 | 0 | 637122.5 | 137471.5 | 137951 | 919368.5 | 0 | 0 | 0 | 0 | 0 | 0 | 0 | 0
[9 empty] | 2021-08-01 | 2022 | 21-22 | 0 | 0 | 19703 | 19703 | 0 | 0 | 85 | 85 | 637122.5 | 137471.5 | 137951 | 919368.5 | 0 | 0 | 0.14283 | 0.021431 | 0 | 0 | 0.00061616 | 9.2455e-05
[9 empty] | 2021-08-02 | 2022 | 21-22 | 0 | 0 | 0 | 0 | 0 | 0 | 0 | 0 | 637122.5 | 137471.5 | 137951 | 919368.5 | 0 | 0 | 0 | 0 | 0 | 0 | 0 | 0
[9 empty] | 2021-08-03 | 2022 | 21-22 | 0 | 0 | 0 | 0 | 0 | 0 | 0 | 0 | 637122.5 | 137471.5 | 137951 | 919368.5 | 0 | 0 | 0 | 0 | 0 | 0 | 0 | 0
[9 empty] | 2021-08-04 | 2022 | 21-22 | 0 | 0 | 0 | 0 | 0 | 0 | 0 | 0 | 637122.5 | 137471.5 | 137951 | 919368.5 | 0 | 0 | 0 | 0 | 0 | 0 | 0 | 0
[9 empty] | 2021-08-05 | 2022 | 21-22 | 0 | 0 | 0 | 0 | 0 | 0 | 0 | 0 | 637122.5 | 137471.5 | 137951 | 919368.5 | 0 | 0 | 0 | 0 | 0 | 0 | 0 | 0
[9 empty] | 2021-08-06 | 2022 | 21-22 | 0 | 0 | 0 | 0 | 0 | 0 | 0 | 0 | 637122.5 | 137471.5 | 137951 | 919368.5 | 0 | 0 | 0 | 0 | 0 | 0 | 0 | 0
[9 empty] | 2021-08-07 | 2022 | 21-22 | 20428.85 | 0 | 0 | 20428.85 | 306 | 0 | 0 | 306 | 637122.5 | 137471.5 | 137951 | 919368.5 | 0.032064 | 0 | 0 | 0.022221 | 0.00048028 | 0 | 0 | 0.00033284
[9 empty] | 2021-08-08 | 2022 | 21-22 | 0 | 0 | 0 | 0 | 0 | 0 | 0 | 0 | 637122.5 | 137471.5 | 137951 | 919368.5 | 0 | 0 | 0 | 0 | 0 | 0 | 0 | 0
[9 empty] | 2021-08-09 | 2022 | 21-22 | 0 | 0 | 0 | 0 | 0 | 0 | 0 | 0 | 637122.5 | 137471.5 | 137951 | 919368.5 | 0 | 0 | 0 | 0 | 0 | 0 | 0 | 0
[9 empty] | 2021-08-10 | 2022 | 21-22 | 0 | 0 | 0 | 0 | 0 | 0 | 0 | 0 | 637122.5 | 137471.5 | 137951 | 919368.5 | 0 | 0 | 0 | 0 | 0 | 0 | 0 | 0
[9 empty] | 2021-08-11 | 2022 | 21-22 | 0 | 0 | 0 | 0 | 0 | 0 | 0 | 0 | 637122.5 | 137471.5 | 137951 | 919368.5 | 0 | 0 | 0 | 0 | 0 | 0 | 0 | 0
[9 empty] | 2021-08-12 | 2022 | 21-22 | 0 | 0 | 0 | 0 | 0 | 0 | 0 | 0 | 637122.5 | 137471.5 | 137951 | 919368.5 | 0 | 0 | 0 | 0 | 0 | 0 | 0 | 0
[9 empty] | 2021-08-13 | 2022 | 21-22 | 0 | 0 | 0 | 0 | 0 | 0 | 0 | 0 | 637122.5 | 137471.5 | 137951 | 919368.5 | 0 | 0 | 0 | 0 | 0 | 0 | 0 | 0
[9 empty] | 2021-08-14 | 2022 | 21-22 | 0 | 0 | 0 | 0 | 0 | 0 | 0 | 0 | 637122.5 | 137471.5 | 137951 | 919368.5 | 0 | 0 | 0 | 0 | 0 | 0 | 0 | 0
[9 empty] | 2021-08-15 | 2022 | 21-22 | 0 | 0 | 0 | 0 | 0 | 0 | 0 | 0 | 637122.5 | 137471.5 | 137951 | 919368.5 | 0 | 0 | 0 | 0 | 0 | 0 | 0 | 0
[9 empty] | 2021-08-16 | 2022 | 21-22 | 0 | 0 | 0 | 0 | 0 | 0 | 0 | 0 | 637122.5 | 137471.5 | 137951 | 919368.5 | 0 | 0 | 0 | 0 | 0 | 0 | 0 | 0
[9 empty] | 2021-08-17 | 2022 | 21-22 | 0 | 0 | 0 | 0 | 0 | 0 | 0 | 0 | 637122.5 | 137471.5 | 137951 | 919368.5 | 0 | 0 | 0 | 0 | 0 | 0 | 0 | 0
[9 empty] | 2021-08-18 | 2022 | 21-22 | 0 | 0 | 0 | 0 | 0 | 0 | 0 | 0 | 637122.5 | 137471.5 | 137951 | 919368.5 | 0 | 0 | 0 | 0 | 0 | 0 | 0 | 0
[9 empty] | 2021-08-19 | 2022 | 21-22 | 0 | 0 | 34569.6511 | 34569.6511 | 0 | 0 | 407 | 407 | 637122.5 | 137471.5 | 137951 | 919368.5 | 0 | 0 | 0.25059 | 0.037602 | 0 | 0 | 0.0029503 | 0.0004427
[9 empty] | 2021-08-20 | 2022 | 21-22 | 0 | 0 | 0 | 0 | 0 | 0 | 0 | 0 | 637122.5 | 137471.5 | 137951 | 919368.5 | 0 | 0 | 0 | 0 | 0 | 0 | 0 | 0
[9 empty] | 2021-08-21 | 2022 | 21-22 | 0 | 0 | 0 | 0 | 0 | 0 | 0 | 0 | 637122.5 | 137471.5 | 137951 | 919368.5 | 0 | 0 | 0 | 0 | 0 | 0 | 0 | 0
[9 empty] | 2021-08-22 | 2022 | 21-22 | 0 | 0 | 41167.3 | 41167.3 | 0 | 0 | 47 | 47 | 637122.5 | 137471.5 | 137951 | 919368.5 | 0 | 0 | 0.29842 | 0.044778 | 0 | 0 | 0.0003407 | 5.1122e-05
[9 empty] | 2021-08-23 | 2022 | 21-22 | 0 | 0 | 0 | 0 | 0 | 0 | 0 | 0 | 637122.5 | 137471.5 | 137951 | 919368.5 | 0 | 0 | 0 | 0 | 0 | 0 | 0 | 0
[9 empty] | 2021-08-24 | 2022 | 21-22 | 0 | 0 | 0 | 0 | 0 | 0 | 0 | 0 | 637122.5 | 137471.5 | 137951 | 919368.5 | 0 | 0 | 0 | 0 | 0 | 0 | 0 | 0
[9 empty] | 2021-08-25 | 2022 | 21-22 | 0 | 0 | 0 | 0 | 0 | 0 | 0 | 0 | 637122.5 | 137471.5 | 137951 | 919368.5 | 0 | 0 | 0 | 0 | 0 | 0 | 0 | 0
[9 empty] | 2021-08-26 | 2022 | 21-22 | 0 | 0 | 0 | 0 | 0 | 0 | 0 | 0 | 637122.5 | 137471.5 | 137951 | 919368.5 | 0 | 0 | 0 | 0 | 0 | 0 | 0 | 0
[9 empty] | 2021-08-27 | 2022 | 21-22 | 0 | 0 | 0 | 0 | 0 | 0 | 0 | 0 | 637122.5 | 137471.5 | 137951 | 919368.5 | 0 | 0 | 0 | 0 | 0 | 0 | 0 | 0
[9 empty] | 2021-08-28 | 2022 | 21-22 | 0 | 0 | 0 | 0 | 0 | 0 | 0 | 0 | 637122.5 | 137471.5 | 137951 | 919368.5 | 0 | 0 | 0 | 0 | 0 | 0 | 0 | 0
[9 empty] | 2021-08-29 | 2022 | 21-22 | 0 | 0 | 0 | 0 | 0 | 0 | 0 | 0 | 637122.5 | 137471.5 | 137951 | 919368.5 | 0 | 0 | 0 | 0 | 0 | 0 | 0 | 0
[9 empty] | 2021-08-30 | 2022 | 21-22 | 0 | 0 | 0 | 0 | 0 | 0 | 0 | 0 | 637122.5 | 137471.5 | 137951 | 919368.5 | 0 | 0 | 0 | 0 | 0 | 0 | 0 | 0
[9 empty] | 2021-08-31 | 2022 | 21-22 | 0 | 0 | 25755.9204 | 25755.9204 | 0 | 0 | 341 | 341 | 637122.5 | 137471.5 | 137951 | 919368.5 | 0 | 0 | 0.1867 | 0.028015 | 0 | 0 | 0.0024719 | 0.00037091
[9 empty] | 2021-09-01 | 2022 | 21-22 | 0 | 0 | 0 | 0 | 0 | 0 | 0 | 0 | 637122.5 | 137471.5 | 137951 | 919368.5 | 0 | 0 | 0 | 0 | 0 | 0 | 0 | 0
[9 empty] | 2021-09-02 | 2022 | 21-22 | 0 | 0 | 0 | 0 | 0 | 0 | 0 | 0 | 637122.5 | 137471.5 | 137951 | 919368.5 | 0 | 0 | 0 | 0 | 0 | 0 | 0 | 0
[9 empty] | 2021-09-03 | 2022 | 21-22 | 0 | 0 | 0 | 0 | 0 | 0 | 0 | 0 | 637122.5 | 137471.5 | 137951 | 919368.5 | 0 | 0 | 0 | 0 | 0 | 0 | 0 | 0
[9 empty] | 2021-09-04 | 2022 | 21-22 | 0 | 0 | 0 | 0 | 0 | 0 | 0 | 0 | 637122.5 | 137471.5 | 137951 | 919368.5 | 0 | 0 | 0 | 0 | 0 | 0 | 0 | 0
[9 empty] | 2021-09-05 | 2022 | 21-22 | 0 | 0 | 0 | 0 | 0 | 0 | 0 | 0 | 637122.5 | 137471.5 | 137951 | 919368.5 | 0 | 0 | 0 | 0 | 0 | 0 | 0 | 0
[9 empty] | 2021-09-06 | 2022 | 21-22 | 0 | 0 | 0 | 0 | 0 | 0 | 0 | 0 | 637122.5 | 137471.5 | 137951 | 919368.5 | 0 | 0 | 0 | 0 | 0 | 0 | 0 | 0
[9 empty] | 2021-09-07 | 2022 | 21-22 | 0 | 0 | 0 | 0 | 0 | 0 | 0 | 0 | 637122.5 | 137471.5 | 137951 | 919368.5 | 0 | 0 | 0 | 0 | 0 | 0 | 0 | 0
[9 empty] | 2021-09-08 | 2022 | 21-22 | 0 | 0 | 0 | 0 | 0 | 0 | 0 | 0 | 637122.5 | 137471.5 | 137951 | 919368.5 | 0 | 0 | 0 | 0 | 0 | 0 | 0 | 0
[9 empty] | 2021-09-09 | 2022 | 21-22 | 0 | 0 | 0 | 0 | 0 | 0 | 0 | 0 | 637122.5 | 137471.5 | 137951 | 919368.5 | 0 | 0 | 0 | 0 | 0 | 0 | 0 | 0
[9 empty] | 2021-09-10 | 2022 | 21-22 | 0 | 0 | 0 | 0 | 0 | 0 | 0 | 0 | 637122.5 | 137471.5 | 137951 | 919368.5 | 0 | 0 | 0 | 0 | 0 | 0 | 0 | 0
[9 empty] | 2021-09-11 | 2022 | 21-22 | 0 | 0 | 0 | 0 | 0 | 0 | 0 | 0 | 637122.5 | 137471.5 | 137951 | 919368.5 | 0 | 0 | 0 | 0 | 0 | 0 | 0 | 0
[9 empty] | 2021-09-12 | 2022 | 21-22 | 0 | 0 | 0 | 0 | 0 | 0 | 0 | 0 | 637122.5 | 137471.5 | 137951 | 919368.5 | 0 | 0 | 0 | 0 | 0 | 0 | 0 | 0
[9 empty] | 2021-09-13 | 2022 | 21-22 | 0 | 0 | 0 | 0 | 0 | 0 | 0 | 0 | 637122.5 | 137471.5 | 137951 | 919368.5 | 0 | 0 | 0 | 0 | 0 | 0 | 0 | 0
[9 empty] | 2021-09-14 | 2022 | 21-22 | 0 | 0 | 0 | 0 | 0 | 0 | 0 | 0 | 637122.5 | 137471.5 | 137951 | 919368.5 | 0 | 0 | 0 | 0 | 0 | 0 | 0 | 0
[9 empty] | 2021-09-15 | 2022 | 21-22 | 0 | 0 | 0 | 0 | 0 | 0 | 0 | 0 | 637122.5 | 137471.5 | 137951 | 919368.5 | 0 | 0 | 0 | 0 | 0 | 0 | 0 | 0
[9 empty] | 2021-09-16 | 2022 | 21-22 | 0 | 0 | 0 | 0 | 0 | 0 | 0 | 0 | 637122.5 | 137471.5 | 137951 | 919368.5 | 0 | 0 | 0 | 0 | 0 | 0 | 0 | 0
[9 empty] | 2021-09-17 | 2022 | 21-22 | 0 | 0 | 0 | 0 | 0 | 0 | 0 | 0 | 637122.5 | 137471.5 | 137951 | 919368.5 | 0 | 0 | 0 | 0 | 0 | 0 | 0 | 0
[9 empty] | 2021-09-18 | 2022 | 21-22 | 0 | 0 | 0 | 0 | 0 | 0 | 0 | 0 | 637122.5 | 137471.5 | 137951 | 919368.5 | 0 | 0 | 0 | 0 | 0 | 0 | 0 | 0
[9 empty] | 2021-09-19 | 2022 | 21-22 | 0 | 0 | 0 | 0 | 0 | 0 | 0 | 0 | 637122.5 | 137471.5 | 137951 | 919368.5 | 0 | 0 | 0 | 0 | 0 | 0 | 0 | 0
[9 empty] | 2021-09-20 | 2022 | 21-22 | 0 | 0 | 0 | 0 | 0 | 0 | 0 | 0 | 637122.5 | 137471.5 | 137951 | 919368.5 | 0 | 0 | 0 | 0 | 0 | 0 | 0 | 0
[9 empty] | 2021-09-21 | 2022 | 21-22 | 0 | 0 | 0 | 0 | 0 | 0 | 0 | 0 | 637122.5 | 137471.5 | 137951 | 919368.5 | 0 | 0 | 0 | 0 | 0 | 0 | 0 | 0
[9 empty] | 2021-09-22 | 2022 | 21-22 | 0 | 0 | 0 | 0 | 0 | 0 | 0 | 0 | 637122.5 | 137471.5 | 137951 | 919368.5 | 0 | 0 | 0 | 0 | 0 | 0 | 0 | 0
[9 empty] | 2021-09-23 | 2022 | 21-22 | 0 | 0 | 0 | 0 | 0 | 0 | 0 | 0 | 637122.5 | 137471.5 | 137951 | 919368.5 | 0 | 0 | 0 | 0 | 0 | 0 | 0 | 0
[9 empty] | 2021-09-24 | 2022 | 21-22 | 0 | 0 | 0 | 0 | 0 | 0 | 0 | 0 | 637122.5 | 137471.5 | 137951 | 919368.5 | 0 | 0 | 0 | 0 | 0 | 0 | 0 | 0
[9 empty] | 2021-09-25 | 2022 | 21-22 | 0 | 0 | 0 | 0 | 0 | 0 | 0 | 0 | 637122.5 | 137471.5 | 137951 | 919368.5 | 0 | 0 | 0 | 0 | 0 | 0 | 0 | 0
[9 empty] | 2021-09-26 | 2022 | 21-22 | 0 | 0 | 0 | 0 | 0 | 0 | 0 | 0 | 637122.5 | 137471.5 | 137951 | 919368.5 | 0 | 0 | 0 | 0 | 0 | 0 | 0 | 0
[9 empty] | 2021-09-27 | 2022 | 21-22 | 0 | 0 | 0 | 0 | 0 | 0 | 0 | 0 | 637122.5 | 137471.5 | 137951 | 919368.5 | 0 | 0 | 0 | 0 | 0 | 0 | 0 | 0
[9 empty] | 2021-09-28 | 2022 | 21-22 | 0 | 0 | 0 | 0 | 0 | 0 | 0 | 0 | 637122.5 | 137471.5 | 137951 | 919368.5 | 0 | 0 | 0 | 0 | 0 | 0 | 0 | 0
[9 empty] | 2021-09-29 | 2022 | 21-22 | 0 | 0 | 0 | 0 | 0 | 0 | 0 | 0 | 637122.5 | 137471.5 | 137951 | 919368.5 | 0 | 0 | 0 | 0 | 0 | 0 | 0 | 0
[9 empty] | 2021-09-30 | 2022 | 21-22 | 0 | 0 | 0 | 0 | 0 | 0 | 0 | 0 | 637122.5 | 137471.5 | 137951 | 919368.5 | 0 | 0 | 0 | 0 | 0 | 0 | 0 | 0
[9 empty] | 2021-10-01 | 2022 | 21-22 | 0 | 0 | 0 | 0 | 0 | 0 | 0 | 0 | 637122.5 | 137471.5 | 137951 | 919368.5 | 0 | 0 | 0 | 0 | 0 | 0 | 0 | 0
[9 empty] | 2021-10-02 | 2022 | 21-22 | 0 | 0 | 0 | 0 | 0 | 0 | 0 | 0 | 637122.5 | 137471.5 | 137951 | 919368.5 | 0 | 0 | 0 | 0 | 0 | 0 | 0 | 0
[9 empty] | 2021-10-03 | 2022 | 21-22 | 0 | 0 | 0 | 0 | 0 | 0 | 0 | 0 | 637122.5 | 137471.5 | 137951 | 919368.5 | 0 | 0 | 0 | 0 | 0 | 0 | 0 | 0
[9 empty] | 2021-10-04 | 2022 | 21-22 | 0 | 0 | 0 | 0 | 0 | 0 | 0 | 0 | 637122.5 | 137471.5 | 137951 | 919368.5 | 0 | 0 | 0 | 0 | 0 | 0 | 0 | 0
[9 empty] | 2021-10-05 | 2022 | 21-22 | 0 | 0 | 0 | 0 | 0 | 0 | 0 | 0 | 637122.5 | 137471.5 | 137951 | 919368.5 | 0 | 0 | 0 | 0 | 0 | 0 | 0 | 0
[9 empty] | 2021-10-06 | 2022 | 21-22 | 0 | 0 | 0 | 0 | 0 | 0 | 0 | 0 | 637122.5 | 137471.5 | 137951 | 919368.5 | 0 | 0 | 0 | 0 | 0 | 0 | 0 | 0
[9 empty] | 2021-10-07 | 2022 | 21-22 | 0 | 0 | 7934.4 | 7934.4 | 0 | 0 | 116 | 116 | 637122.5 | 137471.5 | 137951 | 919368.5 | 0 | 0 | 0.057516 | 0.0086303 | 0 | 0 | 0.00084088 | 0.00012617
[9 empty] | 2021-10-08 | 2022 | 21-22 | 0 | 0 | 0 | 0 | 0 | 0 | 0 | 0 | 637122.5 | 137471.5 | 137951 | 919368.5 | 0 | 0 | 0 | 0 | 0 | 0 | 0 | 0
[9 empty] | 2021-10-09 | 2022 | 21-22 | 0 | 0 | 0 | 0 | 0 | 0 | 0 | 0 | 637122.5 | 137471.5 | 137951 | 919368.5 | 0 | 0 | 0 | 0 | 0 | 0 | 0 | 0
[9 empty] | 2021-10-10 | 2022 | 21-22 | 0 | 0 | 0 | 0 | 0 | 0 | 0 | 0 | 637122.5 | 137471.5 | 137951 | 919368.5 | 0 | 0 | 0 | 0 | 0 | 0 | 0 | 0
[9 empty] | 2021-10-11 | 2022 | 21-22 | 0 | 0 | 0 | 0 | 0 | 0 | 0 | 0 | 637122.5 | 137471.5 | 137951 | 919368.5 | 0 | 0 | 0 | 0 | 0 | 0 | 0 | 0
[9 empty] | 2021-10-12 | 2022 | 21-22 | 0 | 0 | 0 | 0 | 0 | 0 | 0 | 0 | 637122.5 | 137471.5 | 137951 | 919368.5 | 0 | 0 | 0 | 0 | 0 | 0 | 0 | 0
[9 empty] | 2021-10-13 | 2022 | 21-22 | 0 | 0 | 0 | 0 | 0 | 0 | 0 | 0 | 637122.5 | 137471.5 | 137951 | 919368.5 | 0 | 0 | 0 | 0 | 0 | 0 | 0 | 0
[9 empty] | 2021-10-14 | 2022 | 21-22 | 0 | 0 | 0 | 0 | 0 | 0 | 0 | 0 | 637122.5 | 137471.5 | 137951 | 919368.5 | 0 | 0 | 0 | 0 | 0 | 0 | 0 | 0
[9 empty] | 2021-10-15 | 2022 | 21-22 | 0 | 0 | 0 | 0 | 0 | 0 | 0 | 0 | 637122.5 | 137471.5 | 137951 | 919368.5 | 0 | 0 | 0 | 0 | 0 | 0 | 0 | 0
[9 empty] | 2021-10-16 | 2022 | 21-22 | 0 | 0 | 0 | 0 | 0 | 0 | 0 | 0 | 637122.5 | 137471.5 | 137951 | 919368.5 | 0 | 0 | 0 | 0 | 0 | 0 | 0 | 0
[9 empty] | 2021-10-17 | 2022 | 21-22 | 0 | 0 | 0 | 0 | 0 | 0 | 0 | 0 | 637122.5 | 137471.5 | 137951 | 919368.5 | 0 | 0 | 0 | 0 | 0 | 0 | 0 | 0
[9 empty] | 2021-10-18 | 2022 | 21-22 | 0 | 0 | 0 | 0 | 0 | 0 | 0 | 0 | 637122.5 | 137471.5 | 137951 | 919368.5 | 0 | 0 | 0 | 0 | 0 | 0 | 0 | 0
[9 empty] | 2021-10-19 | 2022 | 21-22 | 0 | 0 | 0 | 0 | 0 | 0 | 0 | 0 | 637122.5 | 137471.5 | 137951 | 919368.5 | 0 | 0 | 0 | 0 | 0 | 0 | 0 | 0
[9 empty] | 2021-10-20 | 2022 | 21-22 | 0 | 0 | 0 | 0 | 0 | 0 | 0 | 0 | 637122.5 | 137471.5 | 137951 | 919368.5 | 0 | 0 | 0 | 0 | 0 | 0 | 0 | 0
[9 empty] | 2021-10-21 | 2022 | 21-22 | 0 | 0 | 0 | 0 | 0 | 0 | 0 | 0 | 637122.5 | 137471.5 | 137951 | 919368.5 | 0 | 0 | 0 | 0 | 0 | 0 | 0 | 0
[9 empty] | 2021-10-22 | 2022 | 21-22 | 0 | 0 | 0 | 0 | 0 | 0 | 0 | 0 | 637122.5 | 137471.5 | 137951 | 919368.5 | 0 | 0 | 0 | 0 | 0 | 0 | 0 | 0
[9 empty] | 2021-10-23 | 2022 | 21-22 | 0 | 0 | 0 | 0 | 0 | 0 | 0 | 0 | 637122.5 | 137471.5 | 137951 | 919368.5 | 0 | 0 | 0 | 0 | 0 | 0 | 0 | 0
[9 empty] | 2021-10-24 | 2022 | 21-22 | 0 | 0 | 0 | 0 | 0 | 0 | 0 | 0 | 637122.5 | 137471.5 | 137951 | 919368.5 | 0 | 0 | 0 | 0 | 0 | 0 | 0 | 0
[9 empty] | 2021-10-25 | 2022 | 21-22 | 0 | 0 | 0 | 0 | 0 | 0 | 0 | 0 | 637122.5 | 137471.5 | 137951 | 919368.5 | 0 | 0 | 0 | 0 | 0 | 0 | 0 | 0
[9 empty] | 2021-10-26 | 2022 | 21-22 | 0 | 0 | 0 | 0 | 0 | 0 | 0 | 0 | 637122.5 | 137471.5 | 137951 | 919368.5 | 0 | 0 | 0 | 0 | 0 | 0 | 0 | 0
[9 empty] | 2021-10-27 | 2022 | 21-22 | 0 | 0 | 0 | 0 | 0 | 0 | 0 | 0 | 637122.5 | 137471.5 | 137951 | 919368.5 | 0 | 0 | 0 | 0 | 0 | 0 | 0 | 0
[9 empty] | 2021-10-28 | 2022 |  | 0 | 0 | 0 | 0 | 0 | 0 | 0 | 0 | 637122.5 | 137471.5 | 137951 | 919368.5 | 0 | 0 | 0 | 0 | 0 | 0 | 0 | 0
[9 empty] | 2021-10-29 | 2022 | 21-22 | 0 | 0 | 0 | 0 | 0 | 0 | 0 | 0 | 637122.5 | 137471.5 | 137951 | 919368.5 | 0 | 0 | 0 | 0 | 0 | 0 | 0 | 0
[9 empty] | 2021-10-30 | 2022 | 21-22 | 0 | 0 | 0 | 0 | 0 | 0 | 0 | 0 | 637122.5 | 137471.5 | 137951 | 919368.5 | 0 | 0 | 0 | 0 | 0 | 0 | 0 | 0
[9 empty] | 2021-10-31 | 2022 | 21-22 | 0 | 0 | 0 | 0 | 0 | 0 | 0 | 0 | 637122.5 | 137471.5 | 137951 | 919368.5 | 0 | 0 | 0 | 0 | 0 | 0 | 0 | 0
[9 empty] | 2021-11-01 | 2022 | 21-22 | 0 | 0 | 0 | 0 | 0 | 0 | 0 | 0 | 637122.5 | 137471.5 | 137951 | 919368.5 | 0 | 0 | 0 | 0 | 0 | 0 | 0 | 0
[9 empty] | 2021-11-02 | 2022 | 21-22 | 0 | 0 | 0 | 0 | 0 | 0 | 0 | 0 | 637122.5 | 137471.5 | 137951 | 919368.5 | 0 | 0 | 0 | 0 | 0 | 0 | 0 | 0
[9 empty] | 2021-11-03 | 2022 | 21-22 | 0 | 0 | 0 | 0 | 0 | 0 | 0 | 0 | 637122.5 | 137471.5 | 137951 | 919368.5 | 0 | 0 | 0 | 0 | 0 | 0 | 0 | 0
[9 empty] | 2021-11-04 | 2022 | 21-22 | 0 | 0 | 0 | 0 | 0 | 0 | 0 | 0 | 637122.5 | 137471.5 | 137951 | 919368.5 | 0 | 0 | 0 | 0 | 0 | 0 | 0 | 0
[9 empty] | 2021-11-05 | 2022 | 21-22 | 0 | 6812.5016 | 0 | 6812.5016 | 0 | 36.3333 | 0 | 36.3333 | 637122.5 | 137471.5 | 137951 | 919368.5 | 0 | 0.049556 | 0 | 0.00741 | 0 | 0.0002643 | 0 | 3.952e-05
[9 empty] | 2021-11-06 | 2022 |  | 0 | 0 | 107284.45 | 107284.45 | 0 | 0 | 179 | 179 | 637122.5 | 137471.5 | 137951 | 919368.5 | 0 | 0 | 0.7777 | 0.11669 | 0 | 0 | 0.0012976 | 0.0001947
[9 empty] | 2021-11-07 | 2022 | 21-22 | 0 | 0 | 59470 | 59470 | 0 | 0 | 100 | 100 | 637122.5 | 137471.5 | 137951 | 919368.5 | 0 | 0 | 0.4311 | 0.064686 | 0 | 0 | 0.0007249 | 0.00010877
[9 empty] | 2021-11-08 | 2022 | 21-22 | 0 | 40480.529 | 0 | 40480.529 | 0 | 154 | 0 | 154 | 637122.5 | 137471.5 | 137951 | 919368.5 | 0 | 0.29446 | 0 | 0.044031 | 0 | 0.0011202 | 0 | 0.00016751
[9 empty] | 2021-11-09 | 2022 | 21-22 | 0 | 0 | 0 | 0 | 0 | 0 | 0 | 0 | 637122.5 | 137471.5 | 137951 | 919368.5 | 0 | 0 | 0 | 0 | 0 | 0 | 0 | 0
[9 empty] | 2021-11-10 | 2022 | 21-22 | 0 | 0 | 0 | 0 | 0 | 0 | 0 | 0 | 637122.5 | 137471.5 | 137951 | 919368.5 | 0 | 0 | 0 | 0 | 0 | 0 | 0 | 0
[9 empty] | 2021-11-11 | 2022 | 21-22 | 0 | 0 | 0 | 0 | 0 | 0 | 0 | 0 | 637122.5 | 137471.5 | 137951 | 919368.5 | 0 | 0 | 0 | 0 | 0 | 0 | 0 | 0
[9 empty] | 2021-11-12 | 2022 | 21-22 | 0 | 0 | 0 | 0 | 0 | 0 | 0 | 0 | 637122.5 | 137471.5 | 137951 | 919368.5 | 0 | 0 | 0 | 0 | 0 | 0 | 0 | 0
[9 empty] | 2021-11-13 | 2022 | 21-22 | 0 | 0 | 0 | 0 | 0 | 0 | 0 | 0 | 637122.5 | 137471.5 | 137951 | 919368.5 | 0 | 0 | 0 | 0 | 0 | 0 | 0 | 0
[9 empty] | 2021-11-14 | 2022 | 21-22 | 0 | 0 | 0 | 0 | 0 | 0 | 0 | 0 | 637122.5 | 137471.5 | 137951 | 919368.5 | 0 | 0 | 0 | 0 | 0 | 0 | 0 | 0
[9 empty] | 2021-11-15 | 2022 | 21-22 | 0 | 0 | 0 | 0 | 0 | 0 | 0 | 0 | 637122.5 | 137471.5 | 137951 | 919368.5 | 0 | 0 | 0 | 0 | 0 | 0 | 0 | 0
[9 empty] | 2021-11-16 | 2022 | 21-22 | 0 | 0 | 0 | 0 | 0 | 0 | 0 | 0 | 637122.5 | 137471.5 | 137951 | 919368.5 | 0 | 0 | 0 | 0 | 0 | 0 | 0 | 0
[9 empty] | 2021-11-17 | 2022 | 21-22 | 0 | 0 | 0 | 0 | 0 | 0 | 0 | 0 | 637122.5 | 137471.5 | 137951 | 919368.5 | 0 | 0 | 0 | 0 | 0 | 0 | 0 | 0
[9 empty] | 2021-11-18 | 2022 | 21-22 | 0 | 0 | 0 | 0 | 0 | 0 | 0 | 0 | 637122.5 | 137471.5 | 137951 | 919368.5 | 0 | 0 | 0 | 0 | 0 | 0 | 0 | 0
[9 empty] | 2021-11-19 | 2022 | 21-22 | 0 | 0 | 0 | 0 | 0 | 0 | 0 | 0 | 637122.5 | 137471.5 | 137951 | 919368.5 | 0 | 0 | 0 | 0 | 0 | 0 | 0 | 0
[9 empty] | 2021-11-20 | 2022 | 21-22 | 0 | 0 | 0 | 0 | 0 | 0 | 0 | 0 | 637122.5 | 137471.5 | 137951 | 919368.5 | 0 | 0 | 0 | 0 | 0 | 0 | 0 | 0
[9 empty] | 2021-11-21 | 2022 | 21-22 | 0 | 0 | 0 | 0 | 0 | 0 | 0 | 0 | 637122.5 | 137471.5 | 137951 | 919368.5 | 0 | 0 | 0 | 0 | 0 | 0 | 0 | 0
[9 empty] | 2021-11-22 | 2022 | 21-22 | 0 | 0 | 0 | 0 | 0 | 0 | 0 | 0 | 637122.5 | 137471.5 | 137951 | 919368.5 | 0 | 0 | 0 | 0 | 0 | 0 | 0 | 0
[9 empty] | 2021-11-23 | 2022 | 21-22 | 0 | 0 | 0 | 0 | 0 | 0 | 0 | 0 | 637122.5 | 137471.5 | 137951 | 919368.5 | 0 | 0 | 0 | 0 | 0 | 0 | 0 | 0
[9 empty] | 2021-11-24 | 2022 | 21-22 | 0 | 0 | 0 | 0 | 0 | 0 | 0 | 0 | 637122.5 | 137471.5 | 137951 | 919368.5 | 0 | 0 | 0 | 0 | 0 | 0 | 0 | 0
[9 empty] | 2021-11-25 | 2022 | 21-22 | 0 | 0 | 0 | 0 | 0 | 0 | 0 | 0 | 637122.5 | 137471.5 | 137951 | 919368.5 | 0 | 0 | 0 | 0 | 0 | 0 | 0 | 0
[9 empty] | 2021-11-26 | 2022 | 21-22 | 0 | 0 | 0 | 0 | 0 | 0 | 0 | 0 | 637122.5 | 137471.5 | 137951 | 919368.5 | 0 | 0 | 0 | 0 | 0 | 0 | 0 | 0
[9 empty] | 2021-11-27 | 2022 | 21-22 | 0 | 0 | 0 | 0 | 0 | 0 | 0 | 0 | 637122.5 | 137471.5 | 137951 | 919368.5 | 0 | 0 | 0 | 0 | 0 | 0 | 0 | 0
[9 empty] | 2021-11-28 | 2022 | 21-22 | 0 | 0 | 0 | 0 | 0 | 0 | 0 | 0 | 637122.5 | 137471.5 | 137951 | 919368.5 | 0 | 0 | 0 | 0 | 0 | 0 | 0 | 0
[9 empty] | 2021-11-29 | 2022 | 21-22 | 0 | 0 | 0 | 0 | 0 | 0 | 0 | 0 | 637122.5 | 137471.5 | 137951 | 919368.5 | 0 | 0 | 0 | 0 | 0 | 0 | 0 | 0
[9 empty] | 2021-11-30 | 2022 | 21-22 | 0 | 0 | 0 | 0 | 0 | 0 | 0 | 0 | 637122.5 | 137471.5 | 137951 | 919368.5 | 0 | 0 | 0 | 0 | 0 | 0 | 0 | 0
[9 empty] | 2021-12-01 | 2022 | 21-22 | 0 | 0 | 0 | 0 | 0 | 0 | 0 | 0 | 637122.5 | 137471.5 | 137951 | 919368.5 | 0 | 0 | 0 | 0 | 0 | 0 | 0 | 0
[9 empty] | 2021-12-02 | 2022 | 21-22 | 0 | 0 | 0 | 0 | 0 | 0 | 0 | 0 | 637122.5 | 137471.5 | 137951 | 919368.5 | 0 | 0 | 0 | 0 | 0 | 0 | 0 | 0
[9 empty] | 2021-12-03 | 2022 | 21-22 | 0 | 0 | 0 | 0 | 0 | 0 | 0 | 0 | 637122.5 | 137471.5 | 137951 | 919368.5 | 0 | 0 | 0 | 0 | 0 | 0 | 0 | 0
[9 empty] | 2021-12-04 | 2022 | 21-22 | 0 | 0 | 0 | 0 | 0 | 0 | 0 | 0 | 637122.5 | 137471.5 | 137951 | 919368.5 | 0 | 0 | 0 | 0 | 0 | 0 | 0 | 0
[9 empty] | 2021-12-05 | 2022 | 21-22 | 0 | 0 | 0 | 0 | 0 | 0 | 0 | 0 | 637122.5 | 137471.5 | 137951 | 919368.5 | 0 | 0 | 0 | 0 | 0 | 0 | 0 | 0
[9 empty] | 2021-12-06 | 2022 | 21-22 | 0 | 0 | 0 | 0 | 0 | 0 | 0 | 0 | 637122.5 | 137471.5 | 137951 | 919368.5 | 0 | 0 | 0 | 0 | 0 | 0 | 0 | 0
[9 empty] | 2021-12-07 | 2022 | 21-22 | 0 | 0 | 0 | 0 | 0 | 0 | 0 | 0 | 637122.5 | 137471.5 | 137951 | 919368.5 | 0 | 0 | 0 | 0 | 0 | 0 | 0 | 0
[9 empty] | 2021-12-08 | 2022 | 21-22 | 0 | 0 | 0 | 0 | 0 | 0 | 0 | 0 | 637122.5 | 137471.5 | 137951 | 919368.5 | 0 | 0 | 0 | 0 | 0 | 0 | 0 | 0
[9 empty] | 2021-12-09 | 2022 | 21-22 | 0 | 0 | 0 | 0 | 0 | 0 | 0 | 0 | 637122.5 | 137471.5 | 137951 | 919368.5 | 0 | 0 | 0 | 0 | 0 | 0 | 0 | 0
[9 empty] | 2021-12-10 | 2022 | 21-22 | 0 | 0 | 0 | 0 | 0 | 0 | 0 | 0 | 637122.5 | 137471.5 | 137951 | 919368.5 | 0 | 0 | 0 | 0 | 0 | 0 | 0 | 0
[9 empty] | 2021-12-11 | 2022 | 21-22 | 0 | 0 | 0 | 0 | 0 | 0 | 0 | 0 | 637122.5 | 137471.5 | 137951 | 919368.5 | 0 | 0 | 0 | 0 | 0 | 0 | 0 | 0
[9 empty] | 2021-12-12 | 2022 | 21-22 | 0 | 0 | 0 | 0 | 0 | 0 | 0 | 0 | 637122.5 | 137471.5 | 137951 | 919368.5 | 0 | 0 | 0 | 0 | 0 | 0 | 0 | 0
[9 empty] | 2021-12-13 | 2022 | 21-22 | 0 | 0 | 0 | 0 | 0 | 0 | 0 | 0 | 637122.5 | 137471.5 | 137951 | 919368.5 | 0 | 0 | 0 | 0 | 0 | 0 | 0 | 0
[9 empty] | 2021-12-14 | 2022 | 21-22 | 0 | 0 | 0 | 0 | 0 | 0 | 0 | 0 | 637122.5 | 137471.5 | 137951 | 919368.5 | 0 | 0 | 0 | 0 | 0 | 0 | 0 | 0
[9 empty] | 2021-12-15 | 2022 | 21-22 | 0 | 0 | 0 | 0 | 0 | 0 | 0 | 0 | 637122.5 | 137471.5 | 137951 | 919368.5 | 0 | 0 | 0 | 0 | 0 | 0 | 0 | 0
[9 empty] | 2021-12-16 | 2022 | 21-22 | 0 | 0 | 0 | 0 | 0 | 0 | 0 | 0 | 637122.5 | 137471.5 | 137951 | 919368.5 | 0 | 0 | 0 | 0 | 0 | 0 | 0 | 0
[9 empty] | 2021-12-17 | 2022 | 21-22 | 0 | 0 | 50566.6 | 50566.6 | 0 | 0 | 76 | 76 | 637122.5 | 137471.5 | 137951 | 919368.5 | 0 | 0 | 0.36655 | 0.055001 | 0 | 0 | 0.00055092 | 8.2665e-05
[9 empty] | 2021-12-18 | 2022 | 21-22 | 0 | 820.68 | 0 | 820.68 | 0 | 0 | 0 | 0 | 637122.5 | 137471.5 | 137951 | 919368.5 | 0 | 0.0059698 | 0 | 0.00089266 | 0 | 0 | 0 | 0
[9 empty] | 2021-12-19 | 2022 | 21-22 | 0 | 0 | 0 | 0 | 0 | 0 | 0 | 0 | 637122.5 | 137471.5 | 137951 | 919368.5 | 0 | 0 | 0 | 0 | 0 | 0 | 0 | 0
[9 empty] | 2021-12-20 | 2022 | 21-22 | 0 | 0 | 13146.6689 | 13146.6689 | 0 | 0 | 110 | 110 | 637122.5 | 137471.5 | 137951 | 919368.5 | 0 | 0 | 0.0953 | 0.0143 | 0 | 0 | 0.00079738 | 0.00011965
[9 empty] | 2021-12-21 | 2022 | 21-22 | 0 | 0 | 0 | 0 | 0 | 0 | 0 | 0 | 637122.5 | 137471.5 | 137951 | 919368.5 | 0 | 0 | 0 | 0 | 0 | 0 | 0 | 0
[9 empty] | 2021-12-22 | 2022 | 21-22 | 0 | 0 | 0 | 0 | 0 | 0 | 0 | 0 | 637122.5 | 137471.5 | 137951 | 919368.5 | 0 | 0 | 0 | 0 | 0 | 0 | 0 | 0
[9 empty] | 2021-12-23 | 2022 | 21-22 | 0 | 0 | 0 | 0 | 0 | 0 | 0 | 0 | 637122.5 | 137471.5 | 137951 | 919368.5 | 0 | 0 | 0 | 0 | 0 | 0 | 0 | 0
[9 empty] | 2021-12-24 | 2022 | 21-22 | 0 | 0 | 0 | 0 | 0 | 0 | 0 | 0 | 637122.5 | 137471.5 | 137951 | 919368.5 | 0 | 0 | 0 | 0 | 0 | 0 | 0 | 0
[9 empty] | 2021-12-25 | 2022 | 21-22 | 0 | 0 | 0 | 0 | 0 | 0 | 0 | 0 | 637122.5 | 137471.5 | 137951 | 919368.5 | 0 | 0 | 0 | 0 | 0 | 0 | 0 | 0
[9 empty] | 2021-12-26 | 2022 | 21-22 | 0 | 0 | 0 | 0 | 0 | 0 | 0 | 0 | 637122.5 | 137471.5 | 137951 | 919368.5 | 0 | 0 | 0 | 0 | 0 | 0 | 0 | 0
[9 empty] | 2021-12-27 | 2022 | 21-22 | 0 | 0 | 62498.6 | 62498.6 | 0 | 0 | 76 | 76 | 637122.5 | 137471.5 | 137951 | 919368.5 | 0 | 0 | 0.45305 | 0.06798 | 0 | 0 | 0.00055092 | 8.2665e-05
[9 empty] | 2021-12-28 | 2022 | 21-22 | 0 | 0 | 0 | 0 | 0 | 0 | 0 | 0 | 637122.5 | 137471.5 | 137951 | 919368.5 | 0 | 0 | 0 | 0 | 0 | 0 | 0 | 0
[9 empty] | 2021-12-29 | 2022 | 21-22 | 0 | 0 | 0 | 0 | 0 | 0 | 0 | 0 | 637122.5 | 137471.5 | 137951 | 919368.5 | 0 | 0 | 0 | 0 | 0 | 0 | 0 | 0
[9 empty] | 2021-12-30 | 2022 | 21-22 | 0 | 0 | 0 | 0 | 0 | 0 | 0 | 0 | 637122.5 | 137471.5 | 137951 | 919368.5 | 0 | 0 | 0 | 0 | 0 | 0 | 0 | 0
[9 empty] | 2021-12-31 | 2022 | 21-22 | 0 | 0 | 54721.37 | 54721.37 | 0 | 0 | 135 | 135 | 637122.5 | 137471.5 | 137951 | 919368.5 | 0 | 0 | 0.39667 | 0.059521 | 0 | 0 | 0.00097861 | 0.00014684
[9 empty] | 2022-01-01 | 2022 | 21-22 | 0 | 0 | 0 | 0 | 0 | 0 | 0 | 0 | 637122.5 | 137471.5 | 137951 | 919368.5 | 0 | 0 | 0 | 0 | 0 | 0 | 0 | 0
[9 empty] | 2022-01-02 | 2022 | 21-22 | 0 | 0 | 0 | 0 | 0 | 0 | 0 | 0 | 637122.5 | 137471.5 | 137951 | 919368.5 | 0 | 0 | 0 | 0 | 0 | 0 | 0 | 0
[9 empty] | 2022-01-03 | 2022 | 21-22 | 0 | 0 | 0 | 0 | 0 | 0 | 0 | 0 | 637122.5 | 137471.5 | 137951 | 919368.5 | 0 | 0 | 0 | 0 | 0 | 0 | 0 | 0
[9 empty] | 2022-01-04 | 2022 | 21-22 | 0 | 0 | 0 | 0 | 0 | 0 | 0 | 0 | 637122.5 | 137471.5 | 137951 | 919368.5 | 0 | 0 | 0 | 0 | 0 | 0 | 0 | 0
[9 empty] | 2022-01-05 | 2022 | 21-22 | 0 | 0 | 0 | 0 | 0 | 0 | 0 | 0 | 637122.5 | 137471.5 | 137951 | 919368.5 | 0 | 0 | 0 | 0 | 0 | 0 | 0 | 0
[9 empty] | 2022-01-06 | 2022 | 21-22 | 0 | 0 | 63911.3104 | 63911.3104 | 0 | 0 | 108 | 108 | 637122.5 | 137471.5 | 137951 | 919368.5 | 0 | 0 | 0.46329 | 0.069517 | 0 | 0 | 0.00078289 | 0.00011747
[9 empty] | 2022-01-07 | 2022 | 21-22 | 0 | 0 | 0 | 0 | 0 | 0 | 0 | 0 | 637122.5 | 137471.5 | 137951 | 919368.5 | 0 | 0 | 0 | 0 | 0 | 0 | 0 | 0
[9 empty] | 2022-01-08 | 2022 | 21-22 | 0 | 0 | 0 | 0 | 0 | 0 | 0 | 0 | 637122.5 | 137471.5 | 137951 | 919368.5 | 0 | 0 | 0 | 0 | 0 | 0 | 0 | 0
[9 empty] | 2022-01-09 | 2022 | 21-22 | 0 | 0 | 0 | 0 | 0 | 0 | 0 | 0 | 637122.5 | 137471.5 | 137951 | 919368.5 | 0 | 0 | 0 | 0 | 0 | 0 | 0 | 0
[9 empty] | 2022-01-10 | 2022 | 21-22 | 0 | 0 | 0 | 0 | 0 | 0 | 0 | 0 | 637122.5 | 137471.5 | 137951 | 919368.5 | 0 | 0 | 0 | 0 | 0 | 0 | 0 | 0
[9 empty] | 2022-01-11 | 2022 | 21-22 | 0 | 0 | 0 | 0 | 0 | 0 | 0 | 0 | 637122.5 | 137471.5 | 137951 | 919368.5 | 0 | 0 | 0 | 0 | 0 | 0 | 0 | 0
[9 empty] | 2022-01-12 | 2022 | 21-22 | 0 | 0 | 0 | 0 | 0 | 0 | 0 | 0 | 637122.5 | 137471.5 | 137951 | 919368.5 | 0 | 0 | 0 | 0 | 0 | 0 | 0 | 0
[9 empty] | 2022-01-13 | 2022 | 21-22 | 0 | 0 | 0 | 0 | 0 | 0 | 0 | 0 | 637122.5 | 137471.5 | 137951 | 919368.5 | 0 | 0 | 0 | 0 | 0 | 0 | 0 | 0
[9 empty] | 2022-01-14 | 2022 | 21-22 | 0 | 0 | 0 | 0 | 0 | 0 | 0 | 0 | 637122.5 | 137471.5 | 137951 | 919368.5 | 0 | 0 | 0 | 0 | 0 | 0 | 0 | 0
[9 empty] | 2022-01-15 | 2022 | 21-22 | 0 | 0 | 0 | 0 | 0 | 0 | 0 | 0 | 637122.5 | 137471.5 | 137951 | 919368.5 | 0 | 0 | 0 | 0 | 0 | 0 | 0 | 0
[9 empty] | 2022-01-16 | 2022 | 21-22 | 0 | 0 | 0 | 0 | 0 | 0 | 0 | 0 | 637122.5 | 137471.5 | 137951 | 919368.5 | 0 | 0 | 0 | 0 | 0 | 0 | 0 | 0
[9 empty] | 2022-01-17 | 2022 | 21-22 | 0 | 0 | 0 | 0 | 0 | 0 | 0 | 0 | 637122.5 | 137471.5 | 137951 | 919368.5 | 0 | 0 | 0 | 0 | 0 | 0 | 0 | 0
[9 empty] | 2022-01-18 | 2022 | 21-22 | 0 | 0 | 0 | 0 | 0 | 0 | 0 | 0 | 637122.5 | 137471.5 | 137951 | 919368.5 | 0 | 0 | 0 | 0 | 0 | 0 | 0 | 0
[9 empty] | 2022-01-19 | 2022 | 21-22 | 0 | 0 | 0 | 0 | 0 | 0 | 0 | 0 | 637122.5 | 137471.5 | 137951 | 919368.5 | 0 | 0 | 0 | 0 | 0 | 0 | 0 | 0
[9 empty] | 2022-01-20 | 2022 | 21-22 | 0 | 0 | 0 | 0 | 0 | 0 | 0 | 0 | 637122.5 | 137471.5 | 137951 | 919368.5 | 0 | 0 | 0 | 0 | 0 | 0 | 0 | 0
[9 empty] | 2022-01-21 | 2022 | 21-22 | 0 | 0 | 0 | 0 | 0 | 0 | 0 | 0 | 637122.5 | 137471.5 | 137951 | 919368.5 | 0 | 0 | 0 | 0 | 0 | 0 | 0 | 0
[9 empty] | 2022-01-22 | 2022 | 21-22 | 0 | 0 | 0 | 0 | 0 | 0 | 0 | 0 | 637122.5 | 137471.5 | 137951 | 919368.5 | 0 | 0 | 0 | 0 | 0 | 0 | 0 | 0
[9 empty] | 2022-01-23 | 2022 | 21-22 | 0 | 0 | 0 | 0 | 0 | 0 | 0 | 0 | 637122.5 | 137471.5 | 137951 | 919368.5 | 0 | 0 | 0 | 0 | 0 | 0 | 0 | 0
[9 empty] | 2022-01-24 | 2022 | 21-22 | 0 | 0 | 0 | 0 | 0 | 0 | 0 | 0 | 637122.5 | 137471.5 | 137951 | 919368.5 | 0 | 0 | 0 | 0 | 0 | 0 | 0 | 0
[9 empty] | 2022-01-25 | 2022 | 21-22 | 0 | 0 | 0 | 0 | 0 | 0 | 0 | 0 | 637122.5 | 137471.5 | 137951 | 919368.5 | 0 | 0 | 0 | 0 | 0 | 0 | 0 | 0
[9 empty] | 2022-01-26 | 2022 |  | 0 | 0 | 744684.3742 | 744684.3742 | 0 | 0 | 3102 | 3102 | 637122.5 | 137471.5 | 137951 | 919368.5 | 0 | 0 | 5.3982 | 0.81 | 0 | 0 | 0.022486 | 0.0033741
[9 empty] | 2022-01-27 | 2022 | 21-22 | 0 | 0 | 0 | 0 | 0 | 0 | 0 | 0 | 637122.5 | 137471.5 | 137951 | 919368.5 | 0 | 0 | 0 | 0 | 0 | 0 | 0 | 0
[9 empty] | 2022-01-28 | 2022 | 21-22 | 0 | 0 | 0 | 0 | 0 | 0 | 0 | 0 | 637122.5 | 137471.5 | 137951 | 919368.5 | 0 | 0 | 0 | 0 | 0 | 0 | 0 | 0
[9 empty] | 2022-01-29 | 2022 | 21-22 | 0 | 0 | 0 | 0 | 0 | 0 | 0 | 0 | 637122.5 | 137471.5 | 137951 | 919368.5 | 0 | 0 | 0 | 0 | 0 | 0 | 0 | 0
[9 empty] | 2022-01-30 | 2022 | 21-22 | 0 | 0 | 0 | 0 | 0 | 0 | 0 | 0 | 637122.5 | 137471.5 | 137951 | 919368.5 | 0 | 0 | 0 | 0 | 0 | 0 | 0 | 0
[9 empty] | 2022-01-31 | 2022 | 21-22 | 0 | 0 | 0 | 0 | 0 | 0 | 0 | 0 | 637122.5 | 137471.5 | 137951 | 919368.5 | 0 | 0 | 0 | 0 | 0 | 0 | 0 | 0
[9 empty] | 2022-02-01 | 2022 | 21-22 | 0 | 0 | 0 | 0 | 0 | 0 | 0 | 0 | 637122.5 | 137471.5 | 137951 | 919368.5 | 0 | 0 | 0 | 0 | 0 | 0 | 0 | 0
[9 empty] | 2022-02-02 | 2022 | 21-22 | 0 | 0 | 0 | 0 | 0 | 0 | 0 | 0 | 637122.5 | 137471.5 | 137951 | 919368.5 | 0 | 0 | 0 | 0 | 0 | 0 | 0 | 0
[9 empty] | 2022-02-03 | 2022 | 21-22 | 0 | 0 | 0 | 0 | 0 | 0 | 0 | 0 | 637122.5 | 137471.5 | 137951 | 919368.5 | 0 | 0 | 0 | 0 | 0 | 0 | 0 | 0
[9 empty] | 2022-02-04 | 2022 | 21-22 | 0 | 0 | 0 | 0 | 0 | 0 | 0 | 0 | 637122.5 | 137471.5 | 137951 | 919368.5 | 0 | 0 | 0 | 0 | 0 | 0 | 0 | 0
[9 empty] | 2022-02-05 | 2022 | 21-22 | 0 | 0 | 0 | 0 | 0 | 0 | 0 | 0 | 637122.5 | 137471.5 | 137951 | 919368.5 | 0 | 0 | 0 | 0 | 0 | 0 | 0 | 0
[9 empty] | 2022-02-06 | 2022 | 21-22 | 0 | 0 | 0 | 0 | 0 | 0 | 0 | 0 | 637122.5 | 137471.5 | 137951 | 919368.5 | 0 | 0 | 0 | 0 | 0 | 0 | 0 | 0
[9 empty] | 2022-02-07 | 2022 | 21-22 | 0 | 0 | 0 | 0 | 0 | 0 | 0 | 0 | 637122.5 | 137471.5 | 137951 | 919368.5 | 0 | 0 | 0 | 0 | 0 | 0 | 0 | 0
[9 empty] | 2022-02-08 | 2022 | 21-22 | 0 | 0 | 60.76 | 60.76 | 0 | 0 | 0 | 0 | 637122.5 | 137471.5 | 137951 | 919368.5 | 0 | 0 | 0.00044045 | 6.6089e-05 | 0 | 0 | 0 | 0
[9 empty] | 2022-02-09 | 2022 | 21-22 | 0 | 0 | 0 | 0 | 0 | 0 | 0 | 0 | 637122.5 | 137471.5 | 137951 | 919368.5 | 0 | 0 | 0 | 0 | 0 | 0 | 0 | 0
[9 empty] | 2022-02-10 | 2022 | 21-22 | 0 | 0 | 0 | 0 | 0 | 0 | 0 | 0 | 637122.5 | 137471.5 | 137951 | 919368.5 | 0 | 0 | 0 | 0 | 0 | 0 | 0 | 0
[9 empty] | 2022-02-11 | 2022 | 21-22 | 0 | 0 | 0 | 0 | 0 | 0 | 0 | 0 | 637122.5 | 137471.5 | 137951 | 919368.5 | 0 | 0 | 0 | 0 | 0 | 0 | 0 | 0
[9 empty] | 2022-02-12 | 2022 | 21-22 | 0 | 0 | 0 | 0 | 0 | 0 | 0 | 0 | 637122.5 | 137471.5 | 137951 | 919368.5 | 0 | 0 | 0 | 0 | 0 | 0 | 0 | 0
[9 empty] | 2022-02-13 | 2022 | 21-22 | 0 | 0 | 0 | 0 | 0 | 0 | 0 | 0 | 637122.5 | 137471.5 | 137951 | 919368.5 | 0 | 0 | 0 | 0 | 0 | 0 | 0 | 0
[9 empty] | 2022-02-14 | 2022 | 21-22 | 0 | 0 | 0 | 0 | 0 | 0 | 0 | 0 | 637122.5 | 137471.5 | 137951 | 919368.5 | 0 | 0 | 0 | 0 | 0 | 0 | 0 | 0
[9 empty] | 2022-02-15 | 2022 | 21-22 | 0 | 0 | 4688.25 | 4688.25 | 0 | 0 | 35 | 35 | 637122.5 | 137471.5 | 137951 | 919368.5 | 0 | 0 | 0.033985 | 0.0050994 | 0 | 0 | 0.00025371 | 3.807e-05
[9 empty] | 2022-02-16 | 2022 | 21-22 | 0 | 0 | 0 | 0 | 0 | 0 | 0 | 0 | 637122.5 | 137471.5 | 137951 | 919368.5 | 0 | 0 | 0 | 0 | 0 | 0 | 0 | 0
[9 empty] | 2022-02-17 | 2022 | 21-22 | 0 | 0 | 36316.5661 | 36316.5661 | 0 | 0 | 266 | 266 | 637122.5 | 137471.5 | 137951 | 919368.5 | 0 | 0 | 0.26326 | 0.039502 | 0 | 0 | 0.0019282 | 0.00028933
[9 empty] | 2022-02-18 | 2022 | 21-22 | 0 | 0 | 0 | 0 | 0 | 0 | 0 | 0 | 637122.5 | 137471.5 | 137951 | 919368.5 | 0 | 0 | 0 | 0 | 0 | 0 | 0 | 0
[9 empty] | 2022-02-19 | 2022 | 21-22 | 0 | 0 | 0 | 0 | 0 | 0 | 0 | 0 | 637122.5 | 137471.5 | 137951 | 919368.5 | 0 | 0 | 0 | 0 | 0 | 0 | 0 | 0
[9 empty] | 2022-02-20 | 2022 | 21-22 | 0 | 0 | 0 | 0 | 0 | 0 | 0 | 0 | 637122.5 | 137471.5 | 137951 | 919368.5 | 0 | 0 | 0 | 0 | 0 | 0 | 0 | 0
[9 empty] | 2022-02-21 | 2022 | 21-22 | 0 | 114.73 | 0 | 114.73 | 0 | 0 | 0 | 0 | 637122.5 | 137471.5 | 137951 | 919368.5 | 0 | 0.00083457 | 0 | 0.00012479 | 0 | 0 | 0 | 0
[9 empty] | 2022-02-22 | 2022 | 21-22 | 0 | 0 | 0 | 0 | 0 | 0 | 0 | 0 | 637122.5 | 137471.5 | 137951 | 919368.5 | 0 | 0 | 0 | 0 | 0 | 0 | 0 | 0
[9 empty] | 2022-02-23 | 2022 | 21-22 | 0 | 0 | 0 | 0 | 0 | 0 | 0 | 0 | 637122.5 | 137471.5 | 137951 | 919368.5 | 0 | 0 | 0 | 0 | 0 | 0 | 0 | 0
[9 empty] | 2022-02-24 | 2022 | 21-22 | 0 | 0 | 0 | 0 | 0 | 0 | 0 | 0 | 637122.5 | 137471.5 | 137951 | 919368.5 | 0 | 0 | 0 | 0 | 0 | 0 | 0 | 0
[9 empty] | 2022-02-25 | 2022 | 21-22 | 0 | 0 | 0 | 0 | 0 | 0 | 0 | 0 | 637122.5 | 137471.5 | 137951 | 919368.5 | 0 | 0 | 0 | 0 | 0 | 0 | 0 | 0
[9 empty] | 2022-02-26 | 2022 | 21-22 | 0 | 0 | 0 | 0 | 0 | 0 | 0 | 0 | 637122.5 | 137471.5 | 137951 | 919368.5 | 0 | 0 | 0 | 0 | 0 | 0 | 0 | 0
[9 empty] | 2022-02-27 | 2022 | 21-22 | 0 | 0 | 0 | 0 | 0 | 0 | 0 | 0 | 637122.5 | 137471.5 | 137951 | 919368.5 | 0 | 0 | 0 | 0 | 0 | 0 | 0 | 0
[9 empty] | 2022-02-28 | 2022 | 21-22 | 0 | 0 | 0 | 0 | 0 | 0 | 0 | 0 | 637122.5 | 137471.5 | 137951 | 919368.5 | 0 | 0 | 0 | 0 | 0 | 0 | 0 | 0
[9 empty] | 2022-03-01 | 2022 | 21-22 | 0 | 0 | 0 | 0 | 0 | 0 | 0 | 0 | 637122.5 | 137471.5 | 137951 | 919368.5 | 0 | 0 | 0 | 0 | 0 | 0 | 0 | 0
[9 empty] | 2022-03-02 | 2022 | 21-22 | 0 | 0 | 0 | 0 | 0 | 0 | 0 | 0 | 637122.5 | 137471.5 | 137951 | 919368.5 | 0 | 0 | 0 | 0 | 0 | 0 | 0 | 0
[9 empty] | 2022-03-03 | 2022 | 21-22 | 0 | 0 | 0 | 0 | 0 | 0 | 0 | 0 | 637122.5 | 137471.5 | 137951 | 919368.5 | 0 | 0 | 0 | 0 | 0 | 0 | 0 | 0
[9 empty] | 2022-03-04 | 2022 | 21-22 | 0 | 0 | 0 | 0 | 0 | 0 | 0 | 0 | 637122.5 | 137471.5 | 137951 | 919368.5 | 0 | 0 | 0 | 0 | 0 | 0 | 0 | 0
[9 empty] | 2022-03-05 | 2022 | 21-22 | 0 | 0 | 0 | 0 | 0 | 0 | 0 | 0 | 637122.5 | 137471.5 | 137951 | 919368.5 | 0 | 0 | 0 | 0 | 0 | 0 | 0 | 0
[9 empty] | 2022-03-06 | 2022 | 21-22 | 0 | 0 | 0 | 0 | 0 | 0 | 0 | 0 | 637122.5 | 137471.5 | 137951 | 919368.5 | 0 | 0 | 0 | 0 | 0 | 0 | 0 | 0
[9 empty] | 2022-03-07 | 2022 | 21-22 | 0 | 0 | 0 | 0 | 0 | 0 | 0 | 0 | 637122.5 | 137471.5 | 137951 | 919368.5 | 0 | 0 | 0 | 0 | 0 | 0 | 0 | 0
[9 empty] | 2022-03-08 | 2022 | 21-22 | 0 | 0 | 0 | 0 | 0 | 0 | 0 | 0 | 637122.5 | 137471.5 | 137951 | 919368.5 | 0 | 0 | 0 | 0 | 0 | 0 | 0 | 0
[9 empty] | 2022-03-09 | 2022 | 21-22 | 0 | 0 | 0 | 0 | 0 | 0 | 0 | 0 | 637122.5 | 137471.5 | 137951 | 919368.5 | 0 | 0 | 0 | 0 | 0 | 0 | 0 | 0
[9 empty] | 2022-03-10 | 2022 | 21-22 | 0 | 0 | 0 | 0 | 0 | 0 | 0 | 0 | 637122.5 | 137471.5 | 137951 | 919368.5 | 0 | 0 | 0 | 0 | 0 | 0 | 0 | 0
[9 empty] | 2022-03-11 | 2022 | 21-22 | 0 | 0 | 0 | 0 | 0 | 0 | 0 | 0 | 637122.5 | 137471.5 | 137951 | 919368.5 | 0 | 0 | 0 | 0 | 0 | 0 | 0 | 0
[9 empty] | 2022-03-12 | 2022 | 21-22 | 0 | 0 | 9495.4909 | 9495.4909 | 0 | 0 | 20 | 20 | 637122.5 | 137471.5 | 137951 | 919368.5 | 0 | 0 | 0.068832 | 0.010328 | 0 | 0 | 0.00014498 | 2.1754e-05
[9 empty] | 2022-03-13 | 2022 | 21-22 | 0 | 0 | 0 | 0 | 0 | 0 | 0 | 0 | 637122.5 | 137471.5 | 137951 | 919368.5 | 0 | 0 | 0 | 0 | 0 | 0 | 0 | 0
[9 empty] | 2022-03-14 | 2022 | 21-22 | 0 | 0 | 13551.12 | 13551.12 | 0 | 0 | 13 | 13 | 637122.5 | 137471.5 | 137951 | 919368.5 | 0 | 0 | 0.098231 | 0.01474 | 0 | 0 | 9.4236e-05 | 1.414e-05
[9 empty] | 2022-03-15 | 2022 | 21-22 | 34151.91 | 0 | 0 | 34151.91 | 516 | 0 | 0 | 516 | 637122.5 | 137471.5 | 137951 | 919368.5 | 0.053603 | 0 | 0 | 0.037147 | 0.00080989 | 0 | 0 | 0.00056125
[9 empty] | 2022-03-16 | 2022 | 21-22 | 0 | 0 | 36309 | 36309 | 0 | 0 | 70 | 70 | 637122.5 | 137471.5 | 137951 | 919368.5 | 0 | 0 | 0.2632 | 0.039493 | 0 | 0 | 0.00050743 | 7.6139e-05
[9 empty] | 2022-03-17 | 2022 | 21-22 | 0 | 0 | 0 | 0 | 0 | 0 | 0 | 0 | 637122.5 | 137471.5 | 137951 | 919368.5 | 0 | 0 | 0 | 0 | 0 | 0 | 0 | 0
[9 empty] | 2022-03-18 | 2022 | 21-22 | 0 | 0 | 0 | 0 | 0 | 0 | 0 | 0 | 637122.5 | 137471.5 | 137951 | 919368.5 | 0 | 0 | 0 | 0 | 0 | 0 | 0 | 0
[9 empty] | 2022-03-19 | 2022 | 21-22 | 0 | 0 | 0 | 0 | 0 | 0 | 0 | 0 | 637122.5 | 137471.5 | 137951 | 919368.5 | 0 | 0 | 0 | 0 | 0 | 0 | 0 | 0
[9 empty] | 2022-03-20 | 2022 | 21-22 | 0 | 0 | 0 | 0 | 0 | 0 | 0 | 0 | 637122.5 | 137471.5 | 137951 | 919368.5 | 0 | 0 | 0 | 0 | 0 | 0 | 0 | 0
[9 empty] | 2022-03-21 | 2022 | 21-22 | 0 | 749.21 | 3594.78 | 4343.99 | 0 | 0 | 21 | 21 | 637122.5 | 137471.5 | 137951 | 919368.5 | 0 | 0.0054499 | 0.026058 | 0.004725 | 0 | 0 | 0.00015223 | 2.2842e-05
[9 empty] | 2022-03-22 | 2022 | 21-22 | 0 | 0 | 0 | 0 | 0 | 0 | 0 | 0 | 637122.5 | 137471.5 | 137951 | 919368.5 | 0 | 0 | 0 | 0 | 0 | 0 | 0 | 0
[9 empty] | 2022-03-23 | 2022 | 21-22 | 0 | 0 | 0 | 0 | 0 | 0 | 0 | 0 | 637122.5 | 137471.5 | 137951 | 919368.5 | 0 | 0 | 0 | 0 | 0 | 0 | 0 | 0
[9 empty] | 2022-03-24 | 2022 | 21-22 | 0 | 0 | 0 | 0 | 0 | 0 | 0 | 0 | 637122.5 | 137471.5 | 137951 | 919368.5 | 0 | 0 | 0 | 0 | 0 | 0 | 0 | 0
[9 empty] | 2022-03-25 | 2022 | 21-22 | 0 | 0 | 0 | 0 | 0 | 0 | 0 | 0 | 637122.5 | 137471.5 | 137951 | 919368.5 | 0 | 0 | 0 | 0 | 0 | 0 | 0 | 0
[9 empty] | 2022-03-26 | 2022 | 21-22 | 0 | 0 | 0 | 0 | 0 | 0 | 0 | 0 | 637122.5 | 137471.5 | 137951 | 919368.5 | 0 | 0 | 0 | 0 | 0 | 0 | 0 | 0
[9 empty] | 2022-03-27 | 2022 | 21-22 | 0 | 0 | 0 | 0 | 0 | 0 | 0 | 0 | 637122.5 | 137471.5 | 137951 | 919368.5 | 0 | 0 | 0 | 0 | 0 | 0 | 0 | 0
[9 empty] | 2022-03-28 | 2022 | 21-22 | 0 | 0 | 0 | 0 | 0 | 0 | 0 | 0 | 637122.5 | 137471.5 | 137951 | 919368.5 | 0 | 0 | 0 | 0 | 0 | 0 | 0 | 0
[9 empty] | 2022-03-29 | 2022 | 21-22 | 0 | 0 | 0 | 0 | 0 | 0 | 0 | 0 | 637122.5 | 137471.5 | 137951 | 919368.5 | 0 | 0 | 0 | 0 | 0 | 0 | 0 | 0
[9 empty] | 2022-03-30 | 2022 | 21-22 | 0 | 0 | 0 | 0 | 0 | 0 | 0 | 0 | 637122.5 | 137471.5 | 137951 | 919368.5 | 0 | 0 | 0 | 0 | 0 | 0 | 0 | 0
[9 empty] | 2022-03-31 | 2022 | 21-22 | 0 | 0 | 0 | 0 | 0 | 0 | 0 | 0 | 637122.5 | 137471.5 | 137951 | 919368.5 | 0 | 0 | 0 | 0 | 0 | 0 | 0 | 0
[9 empty] | 2022-04-01 | 2022 | 21-22 | 0 | 0 | 0 | 0 | 0 | 0 | 0 | 0 | 637122.5 | 137471.5 | 137951 | 919368.5 | 0 | 0 | 0 | 0 | 0 | 0 | 0 | 0
[9 empty] | 2022-04-02 | 2022 | 21-22 | 0 | 0 | 0 | 0 | 0 | 0 | 0 | 0 | 637122.5 | 137471.5 | 137951 | 919368.5 | 0 | 0 | 0 | 0 | 0 | 0 | 0 | 0
[9 empty] | 2022-04-03 | 2022 | 21-22 | 0 | 0 | 0 | 0 | 0 | 0 | 0 | 0 | 637122.5 | 137471.5 | 137951 | 919368.5 | 0 | 0 | 0 | 0 | 0 | 0 | 0 | 0
[9 empty] | 2022-04-04 | 2022 | 21-22 | 0 | 0 | 0 | 0 | 0 | 0 | 0 | 0 | 637122.5 | 137471.5 | 137951 | 919368.5 | 0 | 0 | 0 | 0 | 0 | 0 | 0 | 0
[9 empty] | 2022-04-05 | 2022 | 21-22 | 0 | 0 | 0 | 0 | 0 | 0 | 0 | 0 | 637122.5 | 137471.5 | 137951 | 919368.5 | 0 | 0 | 0 | 0 | 0 | 0 | 0 | 0
[9 empty] | 2022-04-06 | 2022 | 21-22 | 0 | 0 | 0 | 0 | 0 | 0 | 0 | 0 | 637122.5 | 137471.5 | 137951 | 919368.5 | 0 | 0 | 0 | 0 | 0 | 0 | 0 | 0
[9 empty] | 2022-04-07 | 2022 | 21-22 | 0 | 0 | 0 | 0 | 0 | 0 | 0 | 0 | 637122.5 | 137471.5 | 137951 | 919368.5 | 0 | 0 | 0 | 0 | 0 | 0 | 0 | 0
[9 empty] | 2022-04-08 | 2022 | 21-22 | 0 | 0 | 5019.7 | 5019.7 | 0 | 0 | 0 | 0 | 637122.5 | 137471.5 | 137951 | 919368.5 | 0 | 0 | 0.036388 | 0.0054599 | 0 | 0 | 0 | 0
[9 empty] | 2022-04-09 | 2022 | 21-22 | 0 | 0 | 0 | 0 | 0 | 0 | 0 | 0 | 637122.5 | 137471.5 | 137951 | 919368.5 | 0 | 0 | 0 | 0 | 0 | 0 | 0 | 0
[9 empty] | 2022-04-10 | 2022 | 21-22 | 0 | 0 | 0 | 0 | 0 | 0 | 0 | 0 | 637122.5 | 137471.5 | 137951 | 919368.5 | 0 | 0 | 0 | 0 | 0 | 0 | 0 | 0
[9 empty] | 2022-04-11 | 2022 | 21-22 | 0 | 0 | 0 | 0 | 0 | 0 | 0 | 0 | 637122.5 | 137471.5 | 137951 | 919368.5 | 0 | 0 | 0 | 0 | 0 | 0 | 0 | 0
[9 empty] | 2022-04-12 | 2022 | 21-22 | 0 | 0 | 0 | 0 | 0 | 0 | 0 | 0 | 637122.5 | 137471.5 | 137951 | 919368.5 | 0 | 0 | 0 | 0 | 0 | 0 | 0 | 0
[9 empty] | 2022-04-13 | 2022 | 21-22 | 0 | 0 | 0 | 0 | 0 | 0 | 0 | 0 | 637122.5 | 137471.5 | 137951 | 919368.5 | 0 | 0 | 0 | 0 | 0 | 0 | 0 | 0
[9 empty] | 2022-04-14 | 2022 | 21-22 | 0 | 0 | 0 | 0 | 0 | 0 | 0 | 0 | 637122.5 | 137471.5 | 137951 | 919368.5 | 0 | 0 | 0 | 0 | 0 | 0 | 0 | 0
[9 empty] | 2022-04-15 | 2022 | 21-22 | 0 | 0 | 0 | 0 | 0 | 0 | 0 | 0 | 637122.5 | 137471.5 | 137951 | 919368.5 | 0 | 0 | 0 | 0 | 0 | 0 | 0 | 0
[9 empty] | 2022-04-16 | 2022 | 21-22 | 0 | 0 | 2790.7 | 2790.7 | 0 | 0 | 13 | 13 | 637122.5 | 137471.5 | 137951 | 919368.5 | 0 | 0 | 0.02023 | 0.0030355 | 0 | 0 | 9.4236e-05 | 1.414e-05
[9 empty] | 2022-04-17 | 2022 | 21-22 | 0 | 0 | 0 | 0 | 0 | 0 | 0 | 0 | 637122.5 | 137471.5 | 137951 | 919368.5 | 0 | 0 | 0 | 0 | 0 | 0 | 0 | 0
[9 empty] | 2022-04-18 | 2022 | 21-22 | 0 | 0 | 0 | 0 | 0 | 0 | 0 | 0 | 637122.5 | 137471.5 | 137951 | 919368.5 | 0 | 0 | 0 | 0 | 0 | 0 | 0 | 0
[9 empty] | 2022-04-19 | 2022 | 21-22 | 0 | 0 | 0 | 0 | 0 | 0 | 0 | 0 | 637122.5 | 137471.5 | 137951 | 919368.5 | 0 | 0 | 0 | 0 | 0 | 0 | 0 | 0
[9 empty] | 2022-04-20 | 2022 | 21-22 | 0 | 0 | 0 | 0 | 0 | 0 | 0 | 0 | 637122.5 | 137471.5 | 137951 | 919368.5 | 0 | 0 | 0 | 0 | 0 | 0 | 0 | 0
[9 empty] | 2022-04-21 | 2022 | 21-22 | 0 | 0 | 0 | 0 | 0 | 0 | 0 | 0 | 637122.5 | 137471.5 | 137951 | 919368.5 | 0 | 0 | 0 | 0 | 0 | 0 | 0 | 0
[9 empty] | 2022-04-22 | 2022 | 21-22 | 0 | 38366.3707 | 0 | 38366.3707 | 0 | 214 | 0 | 214 | 637122.5 | 137471.5 | 137951 | 919368.5 | 0 | 0.27909 | 0 | 0.041731 | 0 | 0.0015567 | 0 | 0.00023277
[9 empty] | 2022-04-23 | 2022 | 21-22 | 0 | 0 | 0 | 0 | 0 | 0 | 0 | 0 | 637122.5 | 137471.5 | 137951 | 919368.5 | 0 | 0 | 0 | 0 | 0 | 0 | 0 | 0
[9 empty] | 2022-04-24 | 2022 | 21-22 | 0 | 0 | 0 | 0 | 0 | 0 | 0 | 0 | 637122.5 | 137471.5 | 137951 | 919368.5 | 0 | 0 | 0 | 0 | 0 | 0 | 0 | 0
[9 empty] | 2022-04-25 | 2022 | 21-22 | 0 | 0 | 0 | 0 | 0 | 0 | 0 | 0 | 637122.5 | 137471.5 | 137951 | 919368.5 | 0 | 0 | 0 | 0 | 0 | 0 | 0 | 0
[9 empty] | 2022-04-26 | 2022 | 21-22 | 0 | 0 | 0 | 0 | 0 | 0 | 0 | 0 | 637122.5 | 137471.5 | 137951 | 919368.5 | 0 | 0 | 0 | 0 | 0 | 0 | 0 | 0
[9 empty] | 2022-04-27 | 2022 | 21-22 | 0 | 0 | 0 | 0 | 0 | 0 | 0 | 0 | 637122.5 | 137471.5 | 137951 | 919368.5 | 0 | 0 | 0 | 0 | 0 | 0 | 0 | 0
[9 empty] | 2022-04-28 | 2022 | 21-22 | 0 | 0 | 0 | 0 | 0 | 0 | 0 | 0 | 637122.5 | 137471.5 | 137951 | 919368.5 | 0 | 0 | 0 | 0 | 0 | 0 | 0 | 0
[9 empty] | 2022-04-29 | 2022 | 21-22 | 0 | 0 | 0 | 0 | 0 | 0 | 0 | 0 | 637122.5 | 137471.5 | 137951 | 919368.5 | 0 | 0 | 0 | 0 | 0 | 0 | 0 | 0
[9 empty] | 2022-04-30 | 2022 | 21-22 | 0 | 10546.5 | 0 | 10546.5 | 0 | 27 | 0 | 27 | 637122.5 | 137471.5 | 137951 | 919368.5 | 0 | 0.076718 | 0 | 0.011471 | 0 | 0.0001964 | 0 | 2.9368e-05
[9 empty] | 2022-05-01 | 2022 | 21-22 | 0 | 0 | 0 | 0 | 0 | 0 | 0 | 0 | 637122.5 | 137471.5 | 137951 | 919368.5 | 0 | 0 | 0 | 0 | 0 | 0 | 0 | 0
[9 empty] | 2022-05-02 | 2022 | 21-22 | 0 | 0 | 0 | 0 | 0 | 0 | 0 | 0 | 637122.5 | 137471.5 | 137951 | 919368.5 | 0 | 0 | 0 | 0 | 0 | 0 | 0 | 0
[9 empty] | 2022-05-03 | 2022 | 21-22 | 0 | 0 | 0 | 0 | 0 | 0 | 0 | 0 | 637122.5 | 137471.5 | 137951 | 919368.5 | 0 | 0 | 0 | 0 | 0 | 0 | 0 | 0
[9 empty] | 2022-05-04 | 2022 | 21-22 | 0 | 0 | 0 | 0 | 0 | 0 | 0 | 0 | 637122.5 | 137471.5 | 137951 | 919368.5 | 0 | 0 | 0 | 0 | 0 | 0 | 0 | 0
[9 empty] | 2022-05-05 | 2022 | 21-22 | 0 | 0 | 0 | 0 | 0 | 0 | 0 | 0 | 637122.5 | 137471.5 | 137951 | 919368.5 | 0 | 0 | 0 | 0 | 0 | 0 | 0 | 0
[9 empty] | 2022-05-06 | 2022 | 21-22 | 0 | 0 | 0 | 0 | 0 | 0 | 0 | 0 | 637122.5 | 137471.5 | 137951 | 919368.5 | 0 | 0 | 0 | 0 | 0 | 0 | 0 | 0
[9 empty] | 2022-05-07 | 2022 | 21-22 | 207732.4446 | 0 | 0 | 207732.4446 | 335 | 0 | 0 | 335 | 637122.5 | 137471.5 | 137951 | 919368.5 | 0.32605 | 0 | 0 | 0.22595 | 0.0005258 | 0 | 0 | 0.00036438
[9 empty] | 2022-05-08 | 2022 | 21-22 | 0 | 0 | 0 | 0 | 0 | 0 | 0 | 0 | 637122.5 | 137471.5 | 137951 | 919368.5 | 0 | 0 | 0 | 0 | 0 | 0 | 0 | 0
[9 empty] | 2022-05-09 | 2022 | 21-22 | 0 | 0 | 0 | 0 | 0 | 0 | 0 | 0 | 637122.5 | 137471.5 | 137951 | 919368.5 | 0 | 0 | 0 | 0 | 0 | 0 | 0 | 0
[9 empty] | 2022-05-10 | 2022 | 21-22 | 0 | 0 | 0 | 0 | 0 | 0 | 0 | 0 | 637122.5 | 137471.5 | 137951 | 919368.5 | 0 | 0 | 0 | 0 | 0 | 0 | 0 | 0
[9 empty] | 2022-05-11 | 2022 | 21-22 | 0 | 0 | 0 | 0 | 0 | 0 | 0 | 0 | 637122.5 | 137471.5 | 137951 | 919368.5 | 0 | 0 | 0 | 0 | 0 | 0 | 0 | 0
[9 empty] | 2022-05-12 | 2022 | 21-22 | 0 | 0 | 0 | 0 | 0 | 0 | 0 | 0 | 637122.5 | 137471.5 | 137951 | 919368.5 | 0 | 0 | 0 | 0 | 0 | 0 | 0 | 0
[9 empty] | 2022-05-13 | 2022 | 21-22 | 0 | 0 | 0 | 0 | 0 | 0 | 0 | 0 | 637122.5 | 137471.5 | 137951 | 919368.5 | 0 | 0 | 0 | 0 | 0 | 0 | 0 | 0
[9 empty] | 2022-05-14 | 2022 | 21-22 | 0 | 0 | 0 | 0 | 0 | 0 | 0 | 0 | 637122.5 | 137471.5 | 137951 | 919368.5 | 0 | 0 | 0 | 0 | 0 | 0 | 0 | 0
[9 empty] | 2022-05-15 | 2022 | 21-22 | 0 | 0 | 0 | 0 | 0 | 0 | 0 | 0 | 637122.5 | 137471.5 | 137951 | 919368.5 | 0 | 0 | 0 | 0 | 0 | 0 | 0 | 0
[9 empty] | 2022-05-16 | 2022 | 21-22 | 0 | 0 | 0 | 0 | 0 | 0 | 0 | 0 | 637122.5 | 137471.5 | 137951 | 919368.5 | 0 | 0 | 0 | 0 | 0 | 0 | 0 | 0
[9 empty] | 2022-05-17 | 2022 | 21-22 | 0 | 0 | 0 | 0 | 0 | 0 | 0 | 0 | 637122.5 | 137471.5 | 137951 | 919368.5 | 0 | 0 | 0 | 0 | 0 | 0 | 0 | 0
[9 empty] | 2022-05-18 | 2022 | 21-22 | 0 | 0 | 0 | 0 | 0 | 0 | 0 | 0 | 637122.5 | 137471.5 | 137951 | 919368.5 | 0 | 0 | 0 | 0 | 0 | 0 | 0 | 0
[9 empty] | 2022-05-19 | 2022 | 21-22 | 0 | 0 | 0 | 0 | 0 | 0 | 0 | 0 | 637122.5 | 137471.5 | 137951 | 919368.5 | 0 | 0 | 0 | 0 | 0 | 0 | 0 | 0
[9 empty] | 2022-05-20 | 2022 | 21-22 | 0 | 0 | 135.52 | 135.52 | 0 | 0 | 0 | 0 | 637122.5 | 137471.5 | 137951 | 919368.5 | 0 | 0 | 0.00098238 | 0.00014741 | 0 | 0 | 0 | 0
[9 empty] | 2022-05-21 | 2022 | 21-22 | 0 | 0 | 0 | 0 | 0 | 0 | 0 | 0 | 637122.5 | 137471.5 | 137951 | 919368.5 | 0 | 0 | 0 | 0 | 0 | 0 | 0 | 0
[9 empty] | 2022-05-22 | 2022 | 21-22 | 0 | 0 | 0 | 0 | 0 | 0 | 0 | 0 | 637122.5 | 137471.5 | 137951 | 919368.5 | 0 | 0 | 0 | 0 | 0 | 0 | 0 | 0
[9 empty] | 2022-05-23 | 2022 | 21-22 | 0 | 0 | 0 | 0 | 0 | 0 | 0 | 0 | 637122.5 | 137471.5 | 137951 | 919368.5 | 0 | 0 | 0 | 0 | 0 | 0 | 0 | 0
[9 empty] | 2022-05-24 | 2022 | 21-22 | 0 | 0 | 0 | 0 | 0 | 0 | 0 | 0 | 637122.5 | 137471.5 | 137951 | 919368.5 | 0 | 0 | 0 | 0 | 0 | 0 | 0 | 0
[9 empty] | 2022-05-25 | 2022 | 21-22 | 0 | 0 | 0 | 0 | 0 | 0 | 0 | 0 | 637122.5 | 137471.5 | 137951 | 919368.5 | 0 | 0 | 0 | 0 | 0 | 0 | 0 | 0
[9 empty] | 2022-05-26 | 2022 | 21-22 | 0 | 0 | 0 | 0 | 0 | 0 | 0 | 0 | 637122.5 | 137471.5 | 137951 | 919368.5 | 0 | 0 | 0 | 0 | 0 | 0 | 0 | 0
[9 empty] | 2022-05-27 | 2022 | 21-22 | 0 | 0 | 0 | 0 | 0 | 0 | 0 | 0 | 637122.5 | 137471.5 | 137951 | 919368.5 | 0 | 0 | 0 | 0 | 0 | 0 | 0 | 0
[9 empty] | 2022-05-28 | 2022 | 21-22 | 0 | 0 | 0 | 0 | 0 | 0 | 0 | 0 | 637122.5 | 137471.5 | 137951 | 919368.5 | 0 | 0 | 0 | 0 | 0 | 0 | 0 | 0
[9 empty] | 2022-05-29 | 2022 | 21-22 | 0 | 0 | 0 | 0 | 0 | 0 | 0 | 0 | 637122.5 | 137471.5 | 137951 | 919368.5 | 0 | 0 | 0 | 0 | 0 | 0 | 0 | 0
[9 empty] | 2022-05-30 | 2022 | 21-22 | 0 | 0 | 0 | 0 | 0 | 0 | 0 | 0 | 637122.5 | 137471.5 | 137951 | 919368.5 | 0 | 0 | 0 | 0 | 0 | 0 | 0 | 0
[9 empty] | 2022-05-31 | 2022 | 21-22 | 0 | 0 | 0 | 0 | 0 | 0 | 0 | 0 | 637122.5 | 137471.5 | 137951 | 919368.5 | 0 | 0 | 0 | 0 | 0 | 0 | 0 | 0
[9 empty] | 2022-06-01 | 2022 | 21-22 | 0 | 0 | 0 | 0 | 0 | 0 | 0 | 0 | 637122.5 | 137471.5 | 137951 | 919368.5 | 0 | 0 | 0 | 0 | 0 | 0 | 0 | 0
[9 empty] | 2022-06-02 | 2022 | 21-22 | 0 | 0 | 0 | 0 | 0 | 0 | 0 | 0 | 637122.5 | 137471.5 | 137951 | 919368.5 | 0 | 0 | 0 | 0 | 0 | 0 | 0 | 0
[9 empty] | 2022-06-03 | 2022 | 21-22 | 0 | 0 | 0 | 0 | 0 | 0 | 0 | 0 | 637122.5 | 137471.5 | 137951 | 919368.5 | 0 | 0 | 0 | 0 | 0 | 0 | 0 | 0
[9 empty] | 2022-06-04 | 2022 | 21-22 | 0 | 0 | 128819.1682 | 128819.1682 | 0 | 0 | 579 | 579 | 637122.5 | 137471.5 | 137951 | 919368.5 | 0 | 0 | 0.9338 | 0.14012 | 0 | 0 | 0.0041971 | 0.00062978
[9 empty] | 2022-06-05 | 2022 | 21-22 | 0 | 0 | 0 | 0 | 0 | 0 | 0 | 0 | 637122.5 | 137471.5 | 137951 | 919368.5 | 0 | 0 | 0 | 0 | 0 | 0 | 0 | 0
[9 empty] | 2022-06-06 | 2022 | 21-22 | 0 | 0 | 0 | 0 | 0 | 0 | 0 | 0 | 637122.5 | 137471.5 | 137951 | 919368.5 | 0 | 0 | 0 | 0 | 0 | 0 | 0 | 0
[9 empty] | 2022-06-07 | 2022 | 21-22 | 0 | 0 | 0 | 0 | 0 | 0 | 0 | 0 | 637122.5 | 137471.5 | 137951 | 919368.5 | 0 | 0 | 0 | 0 | 0 | 0 | 0 | 0
[9 empty] | 2022-06-08 | 2022 | 21-22 | 0 | 0 | 0 | 0 | 0 | 0 | 0 | 0 | 637122.5 | 137471.5 | 137951 | 919368.5 | 0 | 0 | 0 | 0 | 0 | 0 | 0 | 0
[9 empty] | 2022-06-09 | 2022 | 21-22 | 0 | 0 | 0 | 0 | 0 | 0 | 0 | 0 | 637122.5 | 137471.5 | 137951 | 919368.5 | 0 | 0 | 0 | 0 | 0 | 0 | 0 | 0
[9 empty] | 2022-06-10 | 2022 | 21-22 | 0 | 0 | 0 | 0 | 0 | 0 | 0 | 0 | 637122.5 | 137471.5 | 137951 | 919368.5 | 0 | 0 | 0 | 0 | 0 | 0 | 0 | 0
[9 empty] | 2022-06-11 | 2022 | 21-22 | 0 | 0 | 0 | 0 | 0 | 0 | 0 | 0 | 637122.5 | 137471.5 | 137951 | 919368.5 | 0 | 0 | 0 | 0 | 0 | 0 | 0 | 0
[9 empty] | 2022-06-12 | 2022 | 21-22 | 172.41 | 0 | 0 | 172.41 | 0 | 0 | 0 | 0 | 637122.5 | 137471.5 | 137951 | 919368.5 | 0.00027061 | 0 | 0 | 0.00018753 | 0 | 0 | 0 | 0
[9 empty] | 2022-06-13 | 2022 | 21-22 | 0 | 0 | 0 | 0 | 0 | 0 | 0 | 0 | 637122.5 | 137471.5 | 137951 | 919368.5 | 0 | 0 | 0 | 0 | 0 | 0 | 0 | 0
[9 empty] | 2022-06-14 | 2022 | 21-22 | 0 | 0 | 0 | 0 | 0 | 0 | 0 | 0 | 637122.5 | 137471.5 | 137951 | 919368.5 | 0 | 0 | 0 | 0 | 0 | 0 | 0 | 0
[9 empty] | 2022-06-15 | 2022 | 21-22 | 0 | 0 | 0 | 0 | 0 | 0 | 0 | 0 | 637122.5 | 137471.5 | 137951 | 919368.5 | 0 | 0 | 0 | 0 | 0 | 0 | 0 | 0
[9 empty] | 2022-06-16 | 2022 | 21-22 | 0 | 0 | 0 | 0 | 0 | 0 | 0 | 0 | 637122.5 | 137471.5 | 137951 | 919368.5 | 0 | 0 | 0 | 0 | 0 | 0 | 0 | 0
[9 empty] | 2022-06-17 | 2022 | 21-22 | 0 | 0 | 0 | 0 | 0 | 0 | 0 | 0 | 637122.5 | 137471.5 | 137951 | 919368.5 | 0 | 0 | 0 | 0 | 0 | 0 | 0 | 0
[9 empty] | 2022-06-18 | 2022 | 21-22 | 0 | 0 | 0 | 0 | 0 | 0 | 0 | 0 | 637122.5 | 137471.5 | 137951 | 919368.5 | 0 | 0 | 0 | 0 | 0 | 0 | 0 | 0
[9 empty] | 2022-06-19 | 2022 | 21-22 | 0 | 0 | 0 | 0 | 0 | 0 | 0 | 0 | 637122.5 | 137471.5 | 137951 | 919368.5 | 0 | 0 | 0 | 0 | 0 | 0 | 0 | 0
[9 empty] | 2022-06-20 | 2022 | 21-22 | 0 | 0 | 0 | 0 | 0 | 0 | 0 | 0 | 637122.5 | 137471.5 | 137951 | 919368.5 | 0 | 0 | 0 | 0 | 0 | 0 | 0 | 0
[9 empty] | 2022-06-21 | 2022 | 21-22 | 0 | 0 | 0 | 0 | 0 | 0 | 0 | 0 | 637122.5 | 137471.5 | 137951 | 919368.5 | 0 | 0 | 0 | 0 | 0 | 0 | 0 | 0
[9 empty] | 2022-06-22 | 2022 | 21-22 | 0 | 0 | 0 | 0 | 0 | 0 | 0 | 0 | 637122.5 | 137471.5 | 137951 | 919368.5 | 0 | 0 | 0 | 0 | 0 | 0 | 0 | 0
[9 empty] | 2022-06-23 | 2022 | 21-22 | 0 | 0 | 0 | 0 | 0 | 0 | 0 | 0 | 637122.5 | 137471.5 | 137951 | 919368.5 | 0 | 0 | 0 | 0 | 0 | 0 | 0 | 0
[9 empty] | 2022-06-24 | 2022 | 21-22 | 0 | 0 | 0 | 0 | 0 | 0 | 0 | 0 | 637122.5 | 137471.5 | 137951 | 919368.5 | 0 | 0 | 0 | 0 | 0 | 0 | 0 | 0
[9 empty] | 2022-06-25 | 2022 | 21-22 | 0 | 0 | 0 | 0 | 0 | 0 | 0 | 0 | 637122.5 | 137471.5 | 137951 | 919368.5 | 0 | 0 | 0 | 0 | 0 | 0 | 0 | 0
[9 empty] | 2022-06-26 | 2022 | 21-22 | 0 | 0 | 0 | 0 | 0 | 0 | 0 | 0 | 637122.5 | 137471.5 | 137951 | 919368.5 | 0 | 0 | 0 | 0 | 0 | 0 | 0 | 0
[9 empty] | 2022-06-27 | 2022 | 21-22 | 0 | 0 | 0 | 0 | 0 | 0 | 0 | 0 | 637122.5 | 137471.5 | 137951 | 919368.5 | 0 | 0 | 0 | 0 | 0 | 0 | 0 | 0
[9 empty] | 2022-06-28 | 2022 | 21-22 | 0 | 0 | 0 | 0 | 0 | 0 | 0 | 0 | 637122.5 | 137471.5 | 137951 | 919368.5 | 0 | 0 | 0 | 0 | 0 | 0 | 0 | 0
[9 empty] | 2022-06-29 | 2022 | 21-22 | 0 | 0 | 0 | 0 | 0 | 0 | 0 | 0 | 637122.5 | 137471.5 | 137951 | 919368.5 | 0 | 0 | 0 | 0 | 0 | 0 | 0 | 0
[9 empty] | 2022-06-30 | 2022 | 21-22 | 0 | 0 | 0 | 0 | 0 | 0 | 0 | 0 | 637122.5 | 137471.5 | 137951 | 919368.5 | 0 | 0 | 0 | 0 | 0 | 0 | 0 | 0
[9 empty] | 2022-07-01 | 2023 | 22-23 | 0 | 0 | 0 | 0 | 0 | 0 | 0 | 0 | 641866.5 | 140158.5 | 138614 | 927484.5 | 0 | 0 | 0 | 0 | 0 | 0 | 0 | 0
[9 empty] | 2022-07-02 | 2023 | 22-23 | 0 | 0 | 0 | 0 | 0 | 0 | 0 | 0 | 641866.5 | 140158.5 | 138614 | 927484.5 | 0 | 0 | 0 | 0 | 0 | 0 | 0 | 0
[9 empty] | 2022-07-03 | 2023 | 22-23 | 0 | 0 | 0 | 0 | 0 | 0 | 0 | 0 | 641866.5 | 140158.5 | 138614 | 927484.5 | 0 | 0 | 0 | 0 | 0 | 0 | 0 | 0
[9 empty] | 2022-07-04 | 2023 | 22-23 | 0 | 0 | 0 | 0 | 0 | 0 | 0 | 0 | 641866.5 | 140158.5 | 138614 | 927484.5 | 0 | 0 | 0 | 0 | 0 | 0 | 0 | 0
[9 empty] | 2022-07-05 | 2023 | 22-23 | 0 | 0 | 0 | 0 | 0 | 0 | 0 | 0 | 641866.5 | 140158.5 | 138614 | 927484.5 | 0 | 0 | 0 | 0 | 0 | 0 | 0 | 0
[9 empty] | 2022-07-06 | 2023 | 22-23 | 0 | 0 | 0 | 0 | 0 | 0 | 0 | 0 | 641866.5 | 140158.5 | 138614 | 927484.5 | 0 | 0 | 0 | 0 | 0 | 0 | 0 | 0
[9 empty] | 2022-07-07 | 2023 | 22-23 | 0 | 0 | 0 | 0 | 0 | 0 | 0 | 0 | 641866.5 | 140158.5 | 138614 | 927484.5 | 0 | 0 | 0 | 0 | 0 | 0 | 0 | 0
[9 empty] | 2022-07-08 | 2023 | 22-23 | 0 | 0 | 0 | 0 | 0 | 0 | 0 | 0 | 641866.5 | 140158.5 | 138614 | 927484.5 | 0 | 0 | 0 | 0 | 0 | 0 | 0 | 0
[9 empty] | 2022-07-09 | 2023 | 22-23 | 0 | 0 | 0 | 0 | 0 | 0 | 0 | 0 | 641866.5 | 140158.5 | 138614 | 927484.5 | 0 | 0 | 0 | 0 | 0 | 0 | 0 | 0
[9 empty] | 2022-07-10 | 2023 | 22-23 | 0 | 0 | 0 | 0 | 0 | 0 | 0 | 0 | 641866.5 | 140158.5 | 138614 | 927484.5 | 0 | 0 | 0 | 0 | 0 | 0 | 0 | 0
[9 empty] | 2022-07-11 | 2023 | 22-23 | 0 | 0 | 0 | 0 | 0 | 0 | 0 | 0 | 641866.5 | 140158.5 | 138614 | 927484.5 | 0 | 0 | 0 | 0 | 0 | 0 | 0 | 0
[9 empty] | 2022-07-12 | 2023 | 22-23 | 0 | 0 | 0 | 0 | 0 | 0 | 0 | 0 | 641866.5 | 140158.5 | 138614 | 927484.5 | 0 | 0 | 0 | 0 | 0 | 0 | 0 | 0
[9 empty] | 2022-07-13 | 2023 | 22-23 | 0 | 0 | 0 | 0 | 0 | 0 | 0 | 0 | 641866.5 | 140158.5 | 138614 | 927484.5 | 0 | 0 | 0 | 0 | 0 | 0 | 0 | 0
[9 empty] | 2022-07-14 | 2023 | 22-23 | 0 | 0 | 0 | 0 | 0 | 0 | 0 | 0 | 641866.5 | 140158.5 | 138614 | 927484.5 | 0 | 0 | 0 | 0 | 0 | 0 | 0 | 0
[9 empty] | 2022-07-15 | 2023 | 22-23 | 0 | 0 | 0 | 0 | 0 | 0 | 0 | 0 | 641866.5 | 140158.5 | 138614 | 927484.5 | 0 | 0 | 0 | 0 | 0 | 0 | 0 | 0
[9 empty] | 2022-07-16 | 2023 | 22-23 | 4553.92 | 0 | 8025.4264 | 12579.3464 | 0 | 0 | 20 | 20 | 641866.5 | 140158.5 | 138614 | 927484.5 | 0.0070948 | 0 | 0.057898 | 0.013563 | 0 | 0 | 0.00014429 | 2.1564e-05
[9 empty] | 2022-07-17 | 2023 | 22-23 | 0 | 0 | 0 | 0 | 0 | 0 | 0 | 0 | 641866.5 | 140158.5 | 138614 | 927484.5 | 0 | 0 | 0 | 0 | 0 | 0 | 0 | 0
[9 empty] | 2022-07-18 | 2023 | 22-23 | 0 | 0 | 0 | 0 | 0 | 0 | 0 | 0 | 641866.5 | 140158.5 | 138614 | 927484.5 | 0 | 0 | 0 | 0 | 0 | 0 | 0 | 0
[9 empty] | 2022-07-19 | 2023 | 22-23 | 0 | 0 | 0 | 0 | 0 | 0 | 0 | 0 | 641866.5 | 140158.5 | 138614 | 927484.5 | 0 | 0 | 0 | 0 | 0 | 0 | 0 | 0
[9 empty] | 2022-07-20 | 2023 | 22-23 | 0 | 0 | 0 | 0 | 0 | 0 | 0 | 0 | 641866.5 | 140158.5 | 138614 | 927484.5 | 0 | 0 | 0 | 0 | 0 | 0 | 0 | 0
[9 empty] | 2022-07-21 | 2023 | 22-23 | 0 | 0 | 0 | 0 | 0 | 0 | 0 | 0 | 641866.5 | 140158.5 | 138614 | 927484.5 | 0 | 0 | 0 | 0 | 0 | 0 | 0 | 0
[9 empty] | 2022-07-22 | 2023 | 22-23 | 0 | 0 | 0 | 0 | 0 | 0 | 0 | 0 | 641866.5 | 140158.5 | 138614 | 927484.5 | 0 | 0 | 0 | 0 | 0 | 0 | 0 | 0
[9 empty] | 2022-07-23 | 2023 | 22-23 | 0 | 0 | 0 | 0 | 0 | 0 | 0 | 0 | 641866.5 | 140158.5 | 138614 | 927484.5 | 0 | 0 | 0 | 0 | 0 | 0 | 0 | 0
[9 empty] | 2022-07-24 | 2023 | 22-23 | 0 | 0 | 0 | 0 | 0 | 0 | 0 | 0 | 641866.5 | 140158.5 | 138614 | 927484.5 | 0 | 0 | 0 | 0 | 0 | 0 | 0 | 0
[9 empty] | 2022-07-25 | 2023 | 22-23 | 0 | 0 | 0 | 0 | 0 | 0 | 0 | 0 | 641866.5 | 140158.5 | 138614 | 927484.5 | 0 | 0 | 0 | 0 | 0 | 0 | 0 | 0
[9 empty] | 2022-07-26 | 2023 | 22-23 | 0 | 0 | 0 | 0 | 0 | 0 | 0 | 0 | 641866.5 | 140158.5 | 138614 | 927484.5 | 0 | 0 | 0 | 0 | 0 | 0 | 0 | 0
[9 empty] | 2022-07-27 | 2023 | 22-23 | 0 | 0 | 0 | 0 | 0 | 0 | 0 | 0 | 641866.5 | 140158.5 | 138614 | 927484.5 | 0 | 0 | 0 | 0 | 0 | 0 | 0 | 0
[9 empty] | 2022-07-28 | 2023 | 22-23 | 0 | 0 | 0 | 0 | 0 | 0 | 0 | 0 | 641866.5 | 140158.5 | 138614 | 927484.5 | 0 | 0 | 0 | 0 | 0 | 0 | 0 | 0
[9 empty] | 2022-07-29 | 2023 | 22-23 | 0 | 0 | 0 | 0 | 0 | 0 | 0 | 0 | 641866.5 | 140158.5 | 138614 | 927484.5 | 0 | 0 | 0 | 0 | 0 | 0 | 0 | 0
[9 empty] | 2022-07-30 | 2023 | 22-23 | 0 | 0 | 0 | 0 | 0 | 0 | 0 | 0 | 641866.5 | 140158.5 | 138614 | 927484.5 | 0 | 0 | 0 | 0 | 0 | 0 | 0 | 0
[9 empty] | 2022-07-31 | 2023 | 22-23 | 0 | 0 | 0 | 0 | 0 | 0 | 0 | 0 | 641866.5 | 140158.5 | 138614 | 927484.5 | 0 | 0 | 0 | 0 | 0 | 0 | 0 | 0
[9 empty] | 2022-08-01 | 2023 | 22-23 | 0 | 0 | 0 | 0 | 0 | 0 | 0 | 0 | 641866.5 | 140158.5 | 138614 | 927484.5 | 0 | 0 | 0 | 0 | 0 | 0 | 0 | 0
[9 empty] | 2022-08-02 | 2023 | 22-23 | 0 | 0 | 0 | 0 | 0 | 0 | 0 | 0 | 641866.5 | 140158.5 | 138614 | 927484.5 | 0 | 0 | 0 | 0 | 0 | 0 | 0 | 0
[9 empty] | 2022-08-03 | 2023 | 22-23 | 0 | 0 | 0 | 0 | 0 | 0 | 0 | 0 | 641866.5 | 140158.5 | 138614 | 927484.5 | 0 | 0 | 0 | 0 | 0 | 0 | 0 | 0
[9 empty] | 2022-08-04 | 2023 | 22-23 | 0 | 0 | 0 | 0 | 0 | 0 | 0 | 0 | 641866.5 | 140158.5 | 138614 | 927484.5 | 0 | 0 | 0 | 0 | 0 | 0 | 0 | 0
[9 empty] | 2022-08-05 | 2023 | 22-23 | 0 | 0 | 0 | 0 | 0 | 0 | 0 | 0 | 641866.5 | 140158.5 | 138614 | 927484.5 | 0 | 0 | 0 | 0 | 0 | 0 | 0 | 0
[9 empty] | 2022-08-06 | 2023 | 22-23 | 0 | 0 | 0 | 0 | 0 | 0 | 0 | 0 | 641866.5 | 140158.5 | 138614 | 927484.5 | 0 | 0 | 0 | 0 | 0 | 0 | 0 | 0
[9 empty] | 2022-08-07 | 2023 | 22-23 | 0 | 0 | 0 | 0 | 0 | 0 | 0 | 0 | 641866.5 | 140158.5 | 138614 | 927484.5 | 0 | 0 | 0 | 0 | 0 | 0 | 0 | 0
[9 empty] | 2022-08-08 | 2023 | 22-23 | 0 | 0 | 0 | 0 | 0 | 0 | 0 | 0 | 641866.5 | 140158.5 | 138614 | 927484.5 | 0 | 0 | 0 | 0 | 0 | 0 | 0 | 0
[9 empty] | 2022-08-09 | 2023 | 22-23 | 0 | 0 | 0 | 0 | 0 | 0 | 0 | 0 | 641866.5 | 140158.5 | 138614 | 927484.5 | 0 | 0 | 0 | 0 | 0 | 0 | 0 | 0
[9 empty] | 2022-08-10 | 2023 | 22-23 | 0 | 0 | 0 | 0 | 0 | 0 | 0 | 0 | 641866.5 | 140158.5 | 138614 | 927484.5 | 0 | 0 | 0 | 0 | 0 | 0 | 0 | 0
[9 empty] | 2022-08-11 | 2023 | 22-23 | 0 | 0 | 0 | 0 | 0 | 0 | 0 | 0 | 641866.5 | 140158.5 | 138614 | 927484.5 | 0 | 0 | 0 | 0 | 0 | 0 | 0 | 0
[9 empty] | 2022-08-12 | 2023 | 22-23 | 0 | 0 | 0 | 0 | 0 | 0 | 0 | 0 | 641866.5 | 140158.5 | 138614 | 927484.5 | 0 | 0 | 0 | 0 | 0 | 0 | 0 | 0
[9 empty] | 2022-08-13 | 2023 | 22-23 | 0 | 0 | 0 | 0 | 0 | 0 | 0 | 0 | 641866.5 | 140158.5 | 138614 | 927484.5 | 0 | 0 | 0 | 0 | 0 | 0 | 0 | 0
[9 empty] | 2022-08-14 | 2023 | 22-23 | 0 | 0 | 0 | 0 | 0 | 0 | 0 | 0 | 641866.5 | 140158.5 | 138614 | 927484.5 | 0 | 0 | 0 | 0 | 0 | 0 | 0 | 0
[9 empty] | 2022-08-15 | 2023 | 22-23 | 0 | 0 | 0 | 0 | 0 | 0 | 0 | 0 | 641866.5 | 140158.5 | 138614 | 927484.5 | 0 | 0 | 0 | 0 | 0 | 0 | 0 | 0
[9 empty] | 2022-08-16 | 2023 | 22-23 | 0 | 0 | 0 | 0 | 0 | 0 | 0 | 0 | 641866.5 | 140158.5 | 138614 | 927484.5 | 0 | 0 | 0 | 0 | 0 | 0 | 0 | 0
[9 empty] | 2022-08-17 | 2023 | 22-23 | 0 | 0 | 0 | 0 | 0 | 0 | 0 | 0 | 641866.5 | 140158.5 | 138614 | 927484.5 | 0 | 0 | 0 | 0 | 0 | 0 | 0 | 0
[9 empty] | 2022-08-18 | 2023 | 22-23 | 0 | 0 | 0 | 0 | 0 | 0 | 0 | 0 | 641866.5 | 140158.5 | 138614 | 927484.5 | 0 | 0 | 0 | 0 | 0 | 0 | 0 | 0
[9 empty] | 2022-08-19 | 2023 | 22-23 | 0 | 0 | 0 | 0 | 0 | 0 | 0 | 0 | 641866.5 | 140158.5 | 138614 | 927484.5 | 0 | 0 | 0 | 0 | 0 | 0 | 0 | 0
[9 empty] | 2022-08-20 | 2023 | 22-23 | 0 | 0 | 0 | 0 | 0 | 0 | 0 | 0 | 641866.5 | 140158.5 | 138614 | 927484.5 | 0 | 0 | 0 | 0 | 0 | 0 | 0 | 0
[9 empty] | 2022-08-21 | 2023 | 22-23 | 0 | 0 | 0 | 0 | 0 | 0 | 0 | 0 | 641866.5 | 140158.5 | 138614 | 927484.5 | 0 | 0 | 0 | 0 | 0 | 0 | 0 | 0
[9 empty] | 2022-08-22 | 2023 | 22-23 | 0 | 0 | 0 | 0 | 0 | 0 | 0 | 0 | 641866.5 | 140158.5 | 138614 | 927484.5 | 0 | 0 | 0 | 0 | 0 | 0 | 0 | 0
[9 empty] | 2022-08-23 | 2023 | 22-23 | 0 | 0 | 0 | 0 | 0 | 0 | 0 | 0 | 641866.5 | 140158.5 | 138614 | 927484.5 | 0 | 0 | 0 | 0 | 0 | 0 | 0 | 0
[9 empty] | 2022-08-24 | 2023 | 22-23 | 0 | 0 | 0 | 0 | 0 | 0 | 0 | 0 | 641866.5 | 140158.5 | 138614 | 927484.5 | 0 | 0 | 0 | 0 | 0 | 0 | 0 | 0
[9 empty] | 2022-08-25 | 2023 | 22-23 | 0 | 0 | 0 | 0 | 0 | 0 | 0 | 0 | 641866.5 | 140158.5 | 138614 | 927484.5 | 0 | 0 | 0 | 0 | 0 | 0 | 0 | 0
[9 empty] | 2022-08-26 | 2023 | 22-23 | 0 | 0 | 0 | 0 | 0 | 0 | 0 | 0 | 641866.5 | 140158.5 | 138614 | 927484.5 | 0 | 0 | 0 | 0 | 0 | 0 | 0 | 0
[9 empty] | 2022-08-27 | 2023 | 22-23 | 0 | 0 | 0 | 0 | 0 | 0 | 0 | 0 | 641866.5 | 140158.5 | 138614 | 927484.5 | 0 | 0 | 0 | 0 | 0 | 0 | 0 | 0
[9 empty] | 2022-08-28 | 2023 | 22-23 | 0 | 0 | 0 | 0 | 0 | 0 | 0 | 0 | 641866.5 | 140158.5 | 138614 | 927484.5 | 0 | 0 | 0 | 0 | 0 | 0 | 0 | 0
[9 empty] | 2022-08-29 | 2023 | 22-23 | 0 | 0 | 0 | 0 | 0 | 0 | 0 | 0 | 641866.5 | 140158.5 | 138614 | 927484.5 | 0 | 0 | 0 | 0 | 0 | 0 | 0 | 0
[9 empty] | 2022-08-30 | 2023 | 22-23 | 0 | 0 | 0 | 0 | 0 | 0 | 0 | 0 | 641866.5 | 140158.5 | 138614 | 927484.5 | 0 | 0 | 0 | 0 | 0 | 0 | 0 | 0
[9 empty] | 2022-08-31 | 2023 | 22-23 | 0 | 0 | 0 | 0 | 0 | 0 | 0 | 0 | 641866.5 | 140158.5 | 138614 | 927484.5 | 0 | 0 | 0 | 0 | 0 | 0 | 0 | 0
[9 empty] | 2022-09-01 | 2023 | 22-23 | 0 | 0 | 0 | 0 | 0 | 0 | 0 | 0 | 641866.5 | 140158.5 | 138614 | 927484.5 | 0 | 0 | 0 | 0 | 0 | 0 | 0 | 0
[9 empty] | 2022-09-02 | 2023 | 22-23 | 0 | 0 | 0 | 0 | 0 | 0 | 0 | 0 | 641866.5 | 140158.5 | 138614 | 927484.5 | 0 | 0 | 0 | 0 | 0 | 0 | 0 | 0
[9 empty] | 2022-09-03 | 2023 | 22-23 | 0 | 0 | 0 | 0 | 0 | 0 | 0 | 0 | 641866.5 | 140158.5 | 138614 | 927484.5 | 0 | 0 | 0 | 0 | 0 | 0 | 0 | 0
[9 empty] | 2022-09-04 | 2023 | 22-23 | 0 | 0 | 0 | 0 | 0 | 0 | 0 | 0 | 641866.5 | 140158.5 | 138614 | 927484.5 | 0 | 0 | 0 | 0 | 0 | 0 | 0 | 0
[9 empty] | 2022-09-05 | 2023 | 22-23 | 0 | 0 | 0 | 0 | 0 | 0 | 0 | 0 | 641866.5 | 140158.5 | 138614 | 927484.5 | 0 | 0 | 0 | 0 | 0 | 0 | 0 | 0
[9 empty] | 2022-09-06 | 2023 | 22-23 | 0 | 0 | 0 | 0 | 0 | 0 | 0 | 0 | 641866.5 | 140158.5 | 138614 | 927484.5 | 0 | 0 | 0 | 0 | 0 | 0 | 0 | 0
[9 empty] | 2022-09-07 | 2023 | 22-23 | 0 | 0 | 0 | 0 | 0 | 0 | 0 | 0 | 641866.5 | 140158.5 | 138614 | 927484.5 | 0 | 0 | 0 | 0 | 0 | 0 | 0 | 0
[9 empty] | 2022-09-08 | 2023 | 22-23 | 0 | 0 | 25048.9116 | 25048.9116 | 0 | 0 | 175 | 175 | 641866.5 | 140158.5 | 138614 | 927484.5 | 0 | 0 | 0.18071 | 0.027007 | 0 | 0 | 0.0012625 | 0.00018868
[9 empty] | 2022-09-09 | 2023 | 22-23 | 0 | 0 | 0 | 0 | 0 | 0 | 0 | 0 | 641866.5 | 140158.5 | 138614 | 927484.5 | 0 | 0 | 0 | 0 | 0 | 0 | 0 | 0
[9 empty] | 2022-09-10 | 2023 | 22-23 | 0 | 0 | 0 | 0 | 0 | 0 | 0 | 0 | 641866.5 | 140158.5 | 138614 | 927484.5 | 0 | 0 | 0 | 0 | 0 | 0 | 0 | 0
[9 empty] | 2022-09-11 | 2023 | 22-23 | 0 | 0 | 0 | 0 | 0 | 0 | 0 | 0 | 641866.5 | 140158.5 | 138614 | 927484.5 | 0 | 0 | 0 | 0 | 0 | 0 | 0 | 0
[9 empty] | 2022-09-12 | 2023 | 22-23 | 0 | 0 | 0 | 0 | 0 | 0 | 0 | 0 | 641866.5 | 140158.5 | 138614 | 927484.5 | 0 | 0 | 0 | 0 | 0 | 0 | 0 | 0
[9 empty] | 2022-09-13 | 2023 | 22-23 | 0 | 0 | 0 | 0 | 0 | 0 | 0 | 0 | 641866.5 | 140158.5 | 138614 | 927484.5 | 0 | 0 | 0 | 0 | 0 | 0 | 0 | 0
[9 empty] | 2022-09-14 | 2023 | 22-23 | 0 | 0 | 0 | 0 | 0 | 0 | 0 | 0 | 641866.5 | 140158.5 | 138614 | 927484.5 | 0 | 0 | 0 | 0 | 0 | 0 | 0 | 0
[9 empty] | 2022-09-15 | 2023 | 22-23 | 0 | 0 | 0 | 0 | 0 | 0 | 0 | 0 | 641866.5 | 140158.5 | 138614 | 927484.5 | 0 | 0 | 0 | 0 | 0 | 0 | 0 | 0
[9 empty] | 2022-09-16 | 2023 | 22-23 | 0 | 0 | 0 | 0 | 0 | 0 | 0 | 0 | 641866.5 | 140158.5 | 138614 | 927484.5 | 0 | 0 | 0 | 0 | 0 | 0 | 0 | 0
[9 empty] | 2022-09-17 | 2023 | 22-23 | 0 | 0 | 0 | 0 | 0 | 0 | 0 | 0 | 641866.5 | 140158.5 | 138614 | 927484.5 | 0 | 0 | 0 | 0 | 0 | 0 | 0 | 0
[9 empty] | 2022-09-18 | 2023 | 22-23 | 0 | 0 | 0 | 0 | 0 | 0 | 0 | 0 | 641866.5 | 140158.5 | 138614 | 927484.5 | 0 | 0 | 0 | 0 | 0 | 0 | 0 | 0
[9 empty] | 2022-09-19 | 2023 | 22-23 | 0 | 0 | 0 | 0 | 0 | 0 | 0 | 0 | 641866.5 | 140158.5 | 138614 | 927484.5 | 0 | 0 | 0 | 0 | 0 | 0 | 0 | 0
[9 empty] | 2022-09-20 | 2023 | 22-23 | 0 | 0 | 0 | 0 | 0 | 0 | 0 | 0 | 641866.5 | 140158.5 | 138614 | 927484.5 | 0 | 0 | 0 | 0 | 0 | 0 | 0 | 0
[9 empty] | 2022-09-21 | 2023 | 22-23 | 0 | 0 | 0 | 0 | 0 | 0 | 0 | 0 | 641866.5 | 140158.5 | 138614 | 927484.5 | 0 | 0 | 0 | 0 | 0 | 0 | 0 | 0
[9 empty] | 2022-09-22 | 2023 | 22-23 | 0 | 0 | 0 | 0 | 0 | 0 | 0 | 0 | 641866.5 | 140158.5 | 138614 | 927484.5 | 0 | 0 | 0 | 0 | 0 | 0 | 0 | 0
[9 empty] | 2022-09-23 | 2023 | 22-23 | 0 | 0 | 0 | 0 | 0 | 0 | 0 | 0 | 641866.5 | 140158.5 | 138614 | 927484.5 | 0 | 0 | 0 | 0 | 0 | 0 | 0 | 0
[9 empty] | 2022-09-24 | 2023 | 22-23 | 0 | 0 | 0 | 0 | 0 | 0 | 0 | 0 | 641866.5 | 140158.5 | 138614 | 927484.5 | 0 | 0 | 0 | 0 | 0 | 0 | 0 | 0
[9 empty] | 2022-09-25 | 2023 | 22-23 | 0 | 0 | 0 | 0 | 0 | 0 | 0 | 0 | 641866.5 | 140158.5 | 138614 | 927484.5 | 0 | 0 | 0 | 0 | 0 | 0 | 0 | 0
[9 empty] | 2022-09-26 | 2023 | 22-23 | 0 | 0 | 0 | 0 | 0 | 0 | 0 | 0 | 641866.5 | 140158.5 | 138614 | 927484.5 | 0 | 0 | 0 | 0 | 0 | 0 | 0 | 0
[9 empty] | 2022-09-27 | 2023 | 22-23 | 0 | 0 | 0 | 0 | 0 | 0 | 0 | 0 | 641866.5 | 140158.5 | 138614 | 927484.5 | 0 | 0 | 0 | 0 | 0 | 0 | 0 | 0
[9 empty] | 2022-09-28 | 2023 | 22-23 | 0 | 0 | 0 | 0 | 0 | 0 | 0 | 0 | 641866.5 | 140158.5 | 138614 | 927484.5 | 0 | 0 | 0 | 0 | 0 | 0 | 0 | 0
[9 empty] | 2022-09-29 | 2023 | 22-23 | 0 | 0 | 0 | 0 | 0 | 0 | 0 | 0 | 641866.5 | 140158.5 | 138614 | 927484.5 | 0 | 0 | 0 | 0 | 0 | 0 | 0 | 0
[9 empty] | 2022-09-30 | 2023 | 22-23 | 0 | 0 | 0 | 0 | 0 | 0 | 0 | 0 | 641866.5 | 140158.5 | 138614 | 927484.5 | 0 | 0 | 0 | 0 | 0 | 0 | 0 | 0
[9 empty] | 2022-10-01 | 2023 | 22-23 | 0 | 0 | 0 | 0 | 0 | 0 | 0 | 0 | 641866.5 | 140158.5 | 138614 | 927484.5 | 0 | 0 | 0 | 0 | 0 | 0 | 0 | 0
[9 empty] | 2022-10-02 | 2023 | 22-23 | 0 | 0 | 0 | 0 | 0 | 0 | 0 | 0 | 641866.5 | 140158.5 | 138614 | 927484.5 | 0 | 0 | 0 | 0 | 0 | 0 | 0 | 0
[9 empty] | 2022-10-03 | 2023 | 22-23 | 0 | 0 | 0 | 0 | 0 | 0 | 0 | 0 | 641866.5 | 140158.5 | 138614 | 927484.5 | 0 | 0 | 0 | 0 | 0 | 0 | 0 | 0
[9 empty] | 2022-10-04 | 2023 |  | 0 | 0 | 0 | 0 | 0 | 0 | 0 | 0 | 641866.5 | 140158.5 | 138614 | 927484.5 | 0 | 0 | 0 | 0 | 0 | 0 | 0 | 0
[9 empty] | 2022-10-05 | 2023 | 22-23 | 0 | 0 | 0 | 0 | 0 | 0 | 0 | 0 | 641866.5 | 140158.5 | 138614 | 927484.5 | 0 | 0 | 0 | 0 | 0 | 0 | 0 | 0
[9 empty] | 2022-10-06 | 2023 | 22-23 | 0 | 0 | 73708.6 | 73708.6 | 0 | 0 | 74 | 74 | 641866.5 | 140158.5 | 138614 | 927484.5 | 0 | 0 | 0.53175 | 0.079472 | 0 | 0 | 0.00053386 | 7.9786e-05
[9 empty] | 2022-10-07 | 2023 | 22-23 | 0 | 0 | 0 | 0 | 0 | 0 | 0 | 0 | 641866.5 | 140158.5 | 138614 | 927484.5 | 0 | 0 | 0 | 0 | 0 | 0 | 0 | 0
[9 empty] | 2022-10-08 | 2023 | 22-23 | 0 | 0 | 0 | 0 | 0 | 0 | 0 | 0 | 641866.5 | 140158.5 | 138614 | 927484.5 | 0 | 0 | 0 | 0 | 0 | 0 | 0 | 0
[9 empty] | 2022-10-09 | 2023 | 22-23 | 0 | 0 | 0 | 0 | 0 | 0 | 0 | 0 | 641866.5 | 140158.5 | 138614 | 927484.5 | 0 | 0 | 0 | 0 | 0 | 0 | 0 | 0
[9 empty] | 2022-10-10 | 2023 | 22-23 | 0 | 0 | 0 | 0 | 0 | 0 | 0 | 0 | 641866.5 | 140158.5 | 138614 | 927484.5 | 0 | 0 | 0 | 0 | 0 | 0 | 0 | 0
[9 empty] | 2022-10-11 | 2023 | 22-23 | 0 | 0 | 0 | 0 | 0 | 0 | 0 | 0 | 641866.5 | 140158.5 | 138614 | 927484.5 | 0 | 0 | 0 | 0 | 0 | 0 | 0 | 0
[9 empty] | 2022-10-12 | 2023 | 22-23 | 0 | 0 | 13018.9 | 13018.9 | 0 | 0 | 26 | 26 | 641866.5 | 140158.5 | 138614 | 927484.5 | 0 | 0 | 0.093922 | 0.014037 | 0 | 0 | 0.00018757 | 2.8033e-05
[9 empty] | 2022-10-13 | 2023 | 22-23 | 13266.75 | 0 | 0 | 13266.75 | 95 | 0 | 0 | 95 | 641866.5 | 140158.5 | 138614 | 927484.5 | 0.020669 | 0 | 0 | 0.014304 | 0.00014801 | 0 | 0 | 0.00010243
[9 empty] | 2022-10-14 | 2023 | 22-23 | 0 | 0 | 6070.2913 | 6070.2913 | 0 | 0 | 11 | 11 | 641866.5 | 140158.5 | 138614 | 927484.5 | 0 | 0 | 0.043793 | 0.0065449 | 0 | 0 | 7.9357e-05 | 1.186e-05
[9 empty] | 2022-10-15 | 2023 | 22-23 | 0 | 0 | 0 | 0 | 0 | 0 | 0 | 0 | 641866.5 | 140158.5 | 138614 | 927484.5 | 0 | 0 | 0 | 0 | 0 | 0 | 0 | 0
[9 empty] | 2022-10-16 | 2023 | 22-23 | 0 | 0 | 0 | 0 | 0 | 0 | 0 | 0 | 641866.5 | 140158.5 | 138614 | 927484.5 | 0 | 0 | 0 | 0 | 0 | 0 | 0 | 0
[9 empty] | 2022-10-17 | 2023 | 22-23 | 0 | 0 | 0 | 0 | 0 | 0 | 0 | 0 | 641866.5 | 140158.5 | 138614 | 927484.5 | 0 | 0 | 0 | 0 | 0 | 0 | 0 | 0
[9 empty] | 2022-10-18 | 2023 | 22-23 | 0 | 0 | 0 | 0 | 0 | 0 | 0 | 0 | 641866.5 | 140158.5 | 138614 | 927484.5 | 0 | 0 | 0 | 0 | 0 | 0 | 0 | 0
[9 empty] | 2022-10-19 | 2023 | 22-23 | 0 | 0 | 0 | 0 | 0 | 0 | 0 | 0 | 641866.5 | 140158.5 | 138614 | 927484.5 | 0 | 0 | 0 | 0 | 0 | 0 | 0 | 0
[9 empty] | 2022-10-20 | 2023 | 22-23 | 0 | 0 | 0 | 0 | 0 | 0 | 0 | 0 | 641866.5 | 140158.5 | 138614 | 927484.5 | 0 | 0 | 0 | 0 | 0 | 0 | 0 | 0
[9 empty] | 2022-10-21 | 2023 | 22-23 | 0 | 0 | 0 | 0 | 0 | 0 | 0 | 0 | 641866.5 | 140158.5 | 138614 | 927484.5 | 0 | 0 | 0 | 0 | 0 | 0 | 0 | 0
[9 empty] | 2022-10-22 | 2023 | 22-23 | 0 | 0 | 0 | 0 | 0 | 0 | 0 | 0 | 641866.5 | 140158.5 | 138614 | 927484.5 | 0 | 0 | 0 | 0 | 0 | 0 | 0 | 0
[9 empty] | 2022-10-23 | 2023 | 22-23 | 0 | 0 | 0 | 0 | 0 | 0 | 0 | 0 | 641866.5 | 140158.5 | 138614 | 927484.5 | 0 | 0 | 0 | 0 | 0 | 0 | 0 | 0
[9 empty] | 2022-10-24 | 2023 | 22-23 | 0 | 0 | 0 | 0 | 0 | 0 | 0 | 0 | 641866.5 | 140158.5 | 138614 | 927484.5 | 0 | 0 | 0 | 0 | 0 | 0 | 0 | 0
[9 empty] | 2022-10-25 | 2023 | 22-23 | 0 | 0 | 0 | 0 | 0 | 0 | 0 | 0 | 641866.5 | 140158.5 | 138614 | 927484.5 | 0 | 0 | 0 | 0 | 0 | 0 | 0 | 0
[9 empty] | 2022-10-26 | 2023 | 22-23 | 0 | 0 | 0 | 0 | 0 | 0 | 0 | 0 | 641866.5 | 140158.5 | 138614 | 927484.5 | 0 | 0 | 0 | 0 | 0 | 0 | 0 | 0
[9 empty] | 2022-10-27 | 2023 | 22-23 | 0 | 0 | 0 | 0 | 0 | 0 | 0 | 0 | 641866.5 | 140158.5 | 138614 | 927484.5 | 0 | 0 | 0 | 0 | 0 | 0 | 0 | 0
[9 empty] | 2022-10-28 | 2023 | 22-23 | 0 | 0 | 0 | 0 | 0 | 0 | 0 | 0 | 641866.5 | 140158.5 | 138614 | 927484.5 | 0 | 0 | 0 | 0 | 0 | 0 | 0 | 0
[9 empty] | 2022-10-29 | 2023 | 22-23 | 0 | 0 | 0 | 0 | 0 | 0 | 0 | 0 | 641866.5 | 140158.5 | 138614 | 927484.5 | 0 | 0 | 0 | 0 | 0 | 0 | 0 | 0
[9 empty] | 2022-10-30 | 2023 | 22-23 | 0 | 0 | 55012.6 | 55012.6 | 0 | 0 | 62 | 62 | 641866.5 | 140158.5 | 138614 | 927484.5 | 0 | 0 | 0.39688 | 0.059314 | 0 | 0 | 0.00044729 | 6.6847e-05
[9 empty] | 2022-10-31 | 2023 | 22-23 | 0 | 7497 | 0 | 7497 | 0 | 42 | 0 | 42 | 641866.5 | 140158.5 | 138614 | 927484.5 | 0 | 0.053489 | 0 | 0.0080832 | 0 | 0.00029966 | 0 | 4.5284e-05
[9 empty] | 2022-11-01 | 2023 | 22-23 | 0 | 0 | 0 | 0 | 0 | 0 | 0 | 0 | 641866.5 | 140158.5 | 138614 | 927484.5 | 0 | 0 | 0 | 0 | 0 | 0 | 0 | 0
[9 empty] | 2022-11-02 | 2023 | 22-23 | 0 | 0 | 0 | 0 | 0 | 0 | 0 | 0 | 641866.5 | 140158.5 | 138614 | 927484.5 | 0 | 0 | 0 | 0 | 0 | 0 | 0 | 0
[9 empty] | 2022-11-03 | 2023 | 22-23 | 0 | 0 | 0 | 0 | 0 | 0 | 0 | 0 | 641866.5 | 140158.5 | 138614 | 927484.5 | 0 | 0 | 0 | 0 | 0 | 0 | 0 | 0
[9 empty] | 2022-11-04 | 2023 | 22-23 | 0 | 0 | 0 | 0 | 0 | 0 | 0 | 0 | 641866.5 | 140158.5 | 138614 | 927484.5 | 0 | 0 | 0 | 0 | 0 | 0 | 0 | 0
[9 empty] | 2022-11-05 | 2023 | 22-23 | 42864 | 0 | 0 | 42864 | 96 | 0 | 0 | 96 | 641866.5 | 140158.5 | 138614 | 927484.5 | 0.06678 | 0 | 0 | 0.046215 | 0.00014956 | 0 | 0 | 0.00010351
[9 empty] | 2022-11-06 | 2023 | 22-23 | 0 | 0 | 0 | 0 | 0 | 0 | 0 | 0 | 641866.5 | 140158.5 | 138614 | 927484.5 | 0 | 0 | 0 | 0 | 0 | 0 | 0 | 0
[9 empty] | 2022-11-07 | 2023 | 22-23 | 0 | 0 | 0 | 0 | 0 | 0 | 0 | 0 | 641866.5 | 140158.5 | 138614 | 927484.5 | 0 | 0 | 0 | 0 | 0 | 0 | 0 | 0
[9 empty] | 2022-11-08 | 2023 | 22-23 | 0 | 0 | 0 | 0 | 0 | 0 | 0 | 0 | 641866.5 | 140158.5 | 138614 | 927484.5 | 0 | 0 | 0 | 0 | 0 | 0 | 0 | 0
[9 empty] | 2022-11-09 | 2023 | 22-23 | 0 | 0 | 49586.25 | 49586.25 | 0 | 0 | 104 | 104 | 641866.5 | 140158.5 | 138614 | 927484.5 | 0 | 0 | 0.35773 | 0.053463 | 0 | 0 | 0.00075028 | 0.00011213
[9 empty] | 2022-11-10 | 2023 | 22-23 | 0 | 0 | 0 | 0 | 0 | 0 | 0 | 0 | 641866.5 | 140158.5 | 138614 | 927484.5 | 0 | 0 | 0 | 0 | 0 | 0 | 0 | 0
[9 empty] | 2022-11-11 | 2023 | 22-23 | 0 | 0 | 0 | 0 | 0 | 0 | 0 | 0 | 641866.5 | 140158.5 | 138614 | 927484.5 | 0 | 0 | 0 | 0 | 0 | 0 | 0 | 0
[9 empty] | 2022-11-12 | 2023 |  | 0 | 8064.1347 | 227028.8311 | 235092.9658 | 0 | 32 | 150 | 182 | 641866.5 | 140158.5 | 138614 | 927484.5 | 0 | 0.057536 | 1.6378 | 0.25347 | 0 | 0.00022831 | 0.0010821 | 0.00019623
[9 empty] | 2022-11-13 | 2023 |  | 0 | 0 | 0 | 0 | 0 | 0 | 0 | 0 | 641866.5 | 140158.5 | 138614 | 927484.5 | 0 | 0 | 0 | 0 | 0 | 0 | 0 | 0
[9 empty] | 2022-11-14 | 2023 | 22-23 | 0 | 0 | 0 | 0 | 0 | 0 | 0 | 0 | 641866.5 | 140158.5 | 138614 | 927484.5 | 0 | 0 | 0 | 0 | 0 | 0 | 0 | 0
[9 empty] | 2022-11-15 | 2023 | 22-23 | 0 | 0 | 0 | 0 | 0 | 0 | 0 | 0 | 641866.5 | 140158.5 | 138614 | 927484.5 | 0 | 0 | 0 | 0 | 0 | 0 | 0 | 0
[9 empty] | 2022-11-16 | 2023 | 22-23 | 0 | 0 | 0 | 0 | 0 | 0 | 0 | 0 | 641866.5 | 140158.5 | 138614 | 927484.5 | 0 | 0 | 0 | 0 | 0 | 0 | 0 | 0
[9 empty] | 2022-11-17 | 2023 | 22-23 | 0 | 0 | 0 | 0 | 0 | 0 | 0 | 0 | 641866.5 | 140158.5 | 138614 | 927484.5 | 0 | 0 | 0 | 0 | 0 | 0 | 0 | 0
[9 empty] | 2022-11-18 | 2023 | 22-23 | 0 | 0 | 0 | 0 | 0 | 0 | 0 | 0 | 641866.5 | 140158.5 | 138614 | 927484.5 | 0 | 0 | 0 | 0 | 0 | 0 | 0 | 0
[9 empty] | 2022-11-19 | 2023 |  | 0 | 0 | 0 | 0 | 0 | 0 | 0 | 0 | 641866.5 | 140158.5 | 138614 | 927484.5 | 0 | 0 | 0 | 0 | 0 | 0 | 0 | 0
[9 empty] | 2022-11-20 | 2023 | 22-23 | 0 | 0 | 0 | 0 | 0 | 0 | 0 | 0 | 641866.5 | 140158.5 | 138614 | 927484.5 | 0 | 0 | 0 | 0 | 0 | 0 | 0 | 0
[9 empty] | 2022-11-21 | 2023 | 22-23 | 0 | 0 | 0 | 0 | 0 | 0 | 0 | 0 | 641866.5 | 140158.5 | 138614 | 927484.5 | 0 | 0 | 0 | 0 | 0 | 0 | 0 | 0
[9 empty] | 2022-11-22 | 2023 | 22-23 | 0 | 0 | 0 | 0 | 0 | 0 | 0 | 0 | 641866.5 | 140158.5 | 138614 | 927484.5 | 0 | 0 | 0 | 0 | 0 | 0 | 0 | 0
[9 empty] | 2022-11-23 | 2023 | 22-23 | 0 | 0 | 0 | 0 | 0 | 0 | 0 | 0 | 641866.5 | 140158.5 | 138614 | 927484.5 | 0 | 0 | 0 | 0 | 0 | 0 | 0 | 0
[9 empty] | 2022-11-24 | 2023 | 22-23 | 0 | 0 | 0 | 0 | 0 | 0 | 0 | 0 | 641866.5 | 140158.5 | 138614 | 927484.5 | 0 | 0 | 0 | 0 | 0 | 0 | 0 | 0
[9 empty] | 2022-11-25 | 2023 | 22-23 | 0 | 0 | 0 | 0 | 0 | 0 | 0 | 0 | 641866.5 | 140158.5 | 138614 | 927484.5 | 0 | 0 | 0 | 0 | 0 | 0 | 0 | 0
[9 empty] | 2022-11-26 | 2023 | 22-23 | 0 | 0 | 0 | 0 | 0 | 0 | 0 | 0 | 641866.5 | 140158.5 | 138614 | 927484.5 | 0 | 0 | 0 | 0 | 0 | 0 | 0 | 0
[9 empty] | 2022-11-27 | 2023 | 22-23 | 0 | 0 | 0 | 0 | 0 | 0 | 0 | 0 | 641866.5 | 140158.5 | 138614 | 927484.5 | 0 | 0 | 0 | 0 | 0 | 0 | 0 | 0
[9 empty] | 2022-11-28 | 2023 | 22-23 | 0 | 0 | 0 | 0 | 0 | 0 | 0 | 0 | 641866.5 | 140158.5 | 138614 | 927484.5 | 0 | 0 | 0 | 0 | 0 | 0 | 0 | 0
[9 empty] | 2022-11-29 | 2023 | 22-23 | 0 | 0 | 0 | 0 | 0 | 0 | 0 | 0 | 641866.5 | 140158.5 | 138614 | 927484.5 | 0 | 0 | 0 | 0 | 0 | 0 | 0 | 0
[9 empty] | 2022-11-30 | 2023 | 22-23 | 0 | 0 | 0 | 0 | 0 | 0 | 0 | 0 | 641866.5 | 140158.5 | 138614 | 927484.5 | 0 | 0 | 0 | 0 | 0 | 0 | 0 | 0
[9 empty] | 2022-12-01 | 2023 | 22-23 | 0 | 0 | 0 | 0 | 0 | 0 | 0 | 0 | 641866.5 | 140158.5 | 138614 | 927484.5 | 0 | 0 | 0 | 0 | 0 | 0 | 0 | 0
[9 empty] | 2022-12-02 | 2023 | 22-23 | 0 | 0 | 0 | 0 | 0 | 0 | 0 | 0 | 641866.5 | 140158.5 | 138614 | 927484.5 | 0 | 0 | 0 | 0 | 0 | 0 | 0 | 0
[9 empty] | 2022-12-03 | 2023 | 22-23 | 0 | 0 | 0 | 0 | 0 | 0 | 0 | 0 | 641866.5 | 140158.5 | 138614 | 927484.5 | 0 | 0 | 0 | 0 | 0 | 0 | 0 | 0
[9 empty] | 2022-12-04 | 2023 | 22-23 | 0 | 0 | 23.31 | 23.31 | 0 | 0 | 0 | 0 | 641866.5 | 140158.5 | 138614 | 927484.5 | 0 | 0 | 0.00016816 | 2.5132e-05 | 0 | 0 | 0 | 0
[9 empty] | 2022-12-05 | 2023 | 22-23 | 0 | 0 | 0 | 0 | 0 | 0 | 0 | 0 | 641866.5 | 140158.5 | 138614 | 927484.5 | 0 | 0 | 0 | 0 | 0 | 0 | 0 | 0
[9 empty] | 2022-12-06 | 2023 | 22-23 | 0 | 0 | 0 | 0 | 0 | 0 | 0 | 0 | 641866.5 | 140158.5 | 138614 | 927484.5 | 0 | 0 | 0 | 0 | 0 | 0 | 0 | 0
[9 empty] | 2022-12-07 | 2023 | 22-23 | 0 | 0 | 0 | 0 | 0 | 0 | 0 | 0 | 641866.5 | 140158.5 | 138614 | 927484.5 | 0 | 0 | 0 | 0 | 0 | 0 | 0 | 0
[9 empty] | 2022-12-08 | 2023 | 22-23 | 0 | 0 | 0 | 0 | 0 | 0 | 0 | 0 | 641866.5 | 140158.5 | 138614 | 927484.5 | 0 | 0 | 0 | 0 | 0 | 0 | 0 | 0
[9 empty] | 2022-12-09 | 2023 | 22-23 | 0 | 0 | 0 | 0 | 0 | 0 | 0 | 0 | 641866.5 | 140158.5 | 138614 | 927484.5 | 0 | 0 | 0 | 0 | 0 | 0 | 0 | 0
[9 empty] | 2022-12-10 | 2023 | 22-23 | 0 | 0 | 0 | 0 | 0 | 0 | 0 | 0 | 641866.5 | 140158.5 | 138614 | 927484.5 | 0 | 0 | 0 | 0 | 0 | 0 | 0 | 0
[9 empty] | 2022-12-11 | 2023 | 22-23 | 0 | 0 | 0 | 0 | 0 | 0 | 0 | 0 | 641866.5 | 140158.5 | 138614 | 927484.5 | 0 | 0 | 0 | 0 | 0 | 0 | 0 | 0
[9 empty] | 2022-12-12 | 2023 | 22-23 | 0 | 0 | 0 | 0 | 0 | 0 | 0 | 0 | 641866.5 | 140158.5 | 138614 | 927484.5 | 0 | 0 | 0 | 0 | 0 | 0 | 0 | 0
[9 empty] | 2022-12-13 | 2023 | 22-23 | 0 | 0 | 0 | 0 | 0 | 0 | 0 | 0 | 641866.5 | 140158.5 | 138614 | 927484.5 | 0 | 0 | 0 | 0 | 0 | 0 | 0 | 0
[9 empty] | 2022-12-14 | 2023 | 22-23 | 0 | 0 | 0 | 0 | 0 | 0 | 0 | 0 | 641866.5 | 140158.5 | 138614 | 927484.5 | 0 | 0 | 0 | 0 | 0 | 0 | 0 | 0
[9 empty] | 2022-12-15 | 2023 | 22-23 | 0 | 0 | 0 | 0 | 0 | 0 | 0 | 0 | 641866.5 | 140158.5 | 138614 | 927484.5 | 0 | 0 | 0 | 0 | 0 | 0 | 0 | 0
[9 empty] | 2022-12-16 | 2023 | 22-23 | 0 | 0 | 0 | 0 | 0 | 0 | 0 | 0 | 641866.5 | 140158.5 | 138614 | 927484.5 | 0 | 0 | 0 | 0 | 0 | 0 | 0 | 0
[9 empty] | 2022-12-17 | 2023 | 22-23 | 0 | 0 | 0 | 0 | 0 | 0 | 0 | 0 | 641866.5 | 140158.5 | 138614 | 927484.5 | 0 | 0 | 0 | 0 | 0 | 0 | 0 | 0
[9 empty] | 2022-12-18 | 2023 | 22-23 | 0 | 0 | 0 | 0 | 0 | 0 | 0 | 0 | 641866.5 | 140158.5 | 138614 | 927484.5 | 0 | 0 | 0 | 0 | 0 | 0 | 0 | 0
[9 empty] | 2022-12-19 | 2023 | 22-23 | 0 | 0 | 0 | 0 | 0 | 0 | 0 | 0 | 641866.5 | 140158.5 | 138614 | 927484.5 | 0 | 0 | 0 | 0 | 0 | 0 | 0 | 0
[9 empty] | 2022-12-20 | 2023 | 22-23 | 0 | 0 | 0 | 0 | 0 | 0 | 0 | 0 | 641866.5 | 140158.5 | 138614 | 927484.5 | 0 | 0 | 0 | 0 | 0 | 0 | 0 | 0
[9 empty] | 2022-12-21 | 2023 | 22-23 | 0 | 0 | 0 | 0 | 0 | 0 | 0 | 0 | 641866.5 | 140158.5 | 138614 | 927484.5 | 0 | 0 | 0 | 0 | 0 | 0 | 0 | 0
[9 empty] | 2022-12-22 | 2023 | 22-23 | 0 | 0 | 0 | 0 | 0 | 0 | 0 | 0 | 641866.5 | 140158.5 | 138614 | 927484.5 | 0 | 0 | 0 | 0 | 0 | 0 | 0 | 0
[9 empty] | 2022-12-23 | 2023 | 22-23 | 0 | 0 | 0 | 0 | 0 | 0 | 0 | 0 | 641866.5 | 140158.5 | 138614 | 927484.5 | 0 | 0 | 0 | 0 | 0 | 0 | 0 | 0
[9 empty] | 2022-12-24 | 2023 | 22-23 | 0 | 0 | 0 | 0 | 0 | 0 | 0 | 0 | 641866.5 | 140158.5 | 138614 | 927484.5 | 0 | 0 | 0 | 0 | 0 | 0 | 0 | 0
[9 empty] | 2022-12-25 | 2023 | 22-23 | 0 | 0 | 0 | 0 | 0 | 0 | 0 | 0 | 641866.5 | 140158.5 | 138614 | 927484.5 | 0 | 0 | 0 | 0 | 0 | 0 | 0 | 0
[9 empty] | 2022-12-26 | 2023 | 22-23 | 0 | 0 | 0 | 0 | 0 | 0 | 0 | 0 | 641866.5 | 140158.5 | 138614 | 927484.5 | 0 | 0 | 0 | 0 | 0 | 0 | 0 | 0
[9 empty] | 2022-12-27 | 2023 | 22-23 | 0 | 0 | 0 | 0 | 0 | 0 | 0 | 0 | 641866.5 | 140158.5 | 138614 | 927484.5 | 0 | 0 | 0 | 0 | 0 | 0 | 0 | 0
[9 empty] | 2022-12-28 | 2023 | 22-23 | 0 | 0 | 183030.8704 | 183030.8704 | 0 | 0 | 874 | 874 | 641866.5 | 140158.5 | 138614 | 927484.5 | 0 | 0 | 1.3204 | 0.19734 | 0 | 0 | 0.0063053 | 0.00094233
[9 empty] | 2022-12-29 | 2023 | 22-23 | 0 | 0 | 0 | 0 | 0 | 0 | 0 | 0 | 641866.5 | 140158.5 | 138614 | 927484.5 | 0 | 0 | 0 | 0 | 0 | 0 | 0 | 0
[9 empty] | 2022-12-30 | 2023 | 22-23 | 0 | 0 | 0 | 0 | 0 | 0 | 0 | 0 | 641866.5 | 140158.5 | 138614 | 927484.5 | 0 | 0 | 0 | 0 | 0 | 0 | 0 | 0
[9 empty] | 2022-12-31 | 2023 | 22-23 | 0 | 0 | 0 | 0 | 0 | 0 | 0 | 0 | 641866.5 | 140158.5 | 138614 | 927484.5 | 0 | 0 | 0 | 0 | 0 | 0 | 0 | 0
[9 empty] | 2023-01-01 | 2023 | 22-23 | 0 | 0 | 0 | 0 | 0 | 0 | 0 | 0 | 641866.5 | 140158.5 | 138614 | 927484.5 | 0 | 0 | 0 | 0 | 0 | 0 | 0 | 0
[9 empty] | 2023-01-02 | 2023 | 22-23 | 0 | 0 | 0 | 0 | 0 | 0 | 0 | 0 | 641866.5 | 140158.5 | 138614 | 927484.5 | 0 | 0 | 0 | 0 | 0 | 0 | 0 | 0
[9 empty] | 2023-01-03 | 2023 | 22-23 | 0 | 0 | 0 | 0 | 0 | 0 | 0 | 0 | 641866.5 | 140158.5 | 138614 | 927484.5 | 0 | 0 | 0 | 0 | 0 | 0 | 0 | 0
[9 empty] | 2023-01-04 | 2023 | 22-23 | 0 | 0 | 0 | 0 | 0 | 0 | 0 | 0 | 641866.5 | 140158.5 | 138614 | 927484.5 | 0 | 0 | 0 | 0 | 0 | 0 | 0 | 0
[9 empty] | 2023-01-05 | 2023 | 22-23 | 0 | 0 | 0 | 0 | 0 | 0 | 0 | 0 | 641866.5 | 140158.5 | 138614 | 927484.5 | 0 | 0 | 0 | 0 | 0 | 0 | 0 | 0
[9 empty] | 2023-01-06 | 2023 | 22-23 | 0 | 0 | 0 | 0 | 0 | 0 | 0 | 0 | 641866.5 | 140158.5 | 138614 | 927484.5 | 0 | 0 | 0 | 0 | 0 | 0 | 0 | 0
[9 empty] | 2023-01-07 | 2023 | 22-23 | 0 | 0 | 0 | 0 | 0 | 0 | 0 | 0 | 641866.5 | 140158.5 | 138614 | 927484.5 | 0 | 0 | 0 | 0 | 0 | 0 | 0 | 0
[9 empty] | 2023-01-08 | 2023 | 22-23 | 0 | 0 | 0 | 0 | 0 | 0 | 0 | 0 | 641866.5 | 140158.5 | 138614 | 927484.5 | 0 | 0 | 0 | 0 | 0 | 0 | 0 | 0
[9 empty] | 2023-01-09 | 2023 | 22-23 | 0 | 0 | 0 | 0 | 0 | 0 | 0 | 0 | 641866.5 | 140158.5 | 138614 | 927484.5 | 0 | 0 | 0 | 0 | 0 | 0 | 0 | 0
[9 empty] | 2023-01-10 | 2023 | 22-23 | 0 | 0 | 0 | 0 | 0 | 0 | 0 | 0 | 641866.5 | 140158.5 | 138614 | 927484.5 | 0 | 0 | 0 | 0 | 0 | 0 | 0 | 0
[9 empty] | 2023-01-11 | 2023 | 22-23 | 0 | 0 | 0 | 0 | 0 | 0 | 0 | 0 | 641866.5 | 140158.5 | 138614 | 927484.5 | 0 | 0 | 0 | 0 | 0 | 0 | 0 | 0
[9 empty] | 2023-01-12 | 2023 | 22-23 | 0 | 0 | 0 | 0 | 0 | 0 | 0 | 0 | 641866.5 | 140158.5 | 138614 | 927484.5 | 0 | 0 | 0 | 0 | 0 | 0 | 0 | 0
[9 empty] | 2023-01-13 | 2023 | 22-23 | 0 | 0 | 0 | 0 | 0 | 0 | 0 | 0 | 641866.5 | 140158.5 | 138614 | 927484.5 | 0 | 0 | 0 | 0 | 0 | 0 | 0 | 0
[9 empty] | 2023-01-14 | 2023 | 22-23 | 0 | 0 | 0 | 0 | 0 | 0 | 0 | 0 | 641866.5 | 140158.5 | 138614 | 927484.5 | 0 | 0 | 0 | 0 | 0 | 0 | 0 | 0
[9 empty] | 2023-01-15 | 2023 | 22-23 | 0 | 0 | 0 | 0 | 0 | 0 | 0 | 0 | 641866.5 | 140158.5 | 138614 | 927484.5 | 0 | 0 | 0 | 0 | 0 | 0 | 0 | 0
[9 empty] | 2023-01-16 | 2023 | 22-23 | 0 | 0 | 0 | 0 | 0 | 0 | 0 | 0 | 641866.5 | 140158.5 | 138614 | 927484.5 | 0 | 0 | 0 | 0 | 0 | 0 | 0 | 0
[9 empty] | 2023-01-17 | 2023 | 22-23 | 0 | 22338.75 | 0 | 22338.75 | 0 | 37 | 0 | 37 | 641866.5 | 140158.5 | 138614 | 927484.5 | 0 | 0.15938 | 0 | 0.024085 | 0 | 0.00026399 | 0 | 3.9893e-05
[9 empty] | 2023-01-18 | 2023 | 22-23 | 0 | 0 | 0 | 0 | 0 | 0 | 0 | 0 | 641866.5 | 140158.5 | 138614 | 927484.5 | 0 | 0 | 0 | 0 | 0 | 0 | 0 | 0
[9 empty] | 2023-01-19 | 2023 | 22-23 | 0 | 0 | 0 | 0 | 0 | 0 | 0 | 0 | 641866.5 | 140158.5 | 138614 | 927484.5 | 0 | 0 | 0 | 0 | 0 | 0 | 0 | 0
[9 empty] | 2023-01-20 | 2023 | 22-23 | 0 | 0 | 0 | 0 | 0 | 0 | 0 | 0 | 641866.5 | 140158.5 | 138614 | 927484.5 | 0 | 0 | 0 | 0 | 0 | 0 | 0 | 0
[9 empty] | 2023-01-21 | 2023 | 22-23 | 0 | 0 | 0 | 0 | 0 | 0 | 0 | 0 | 641866.5 | 140158.5 | 138614 | 927484.5 | 0 | 0 | 0 | 0 | 0 | 0 | 0 | 0
[9 empty] | 2023-01-22 | 2023 | 22-23 | 3348.8 | 0 | 0 | 3348.8 | 0 | 0 | 0 | 0 | 641866.5 | 140158.5 | 138614 | 927484.5 | 0.0052173 | 0 | 0 | 0.0036106 | 0 | 0 | 0 | 0
[9 empty] | 2023-01-23 | 2023 | 22-23 | 0 | 0 | 0 | 0 | 0 | 0 | 0 | 0 | 641866.5 | 140158.5 | 138614 | 927484.5 | 0 | 0 | 0 | 0 | 0 | 0 | 0 | 0
[9 empty] | 2023-01-24 | 2023 | 22-23 | 0 | 0 | 0 | 0 | 0 | 0 | 0 | 0 | 641866.5 | 140158.5 | 138614 | 927484.5 | 0 | 0 | 0 | 0 | 0 | 0 | 0 | 0
[9 empty] | 2023-01-25 | 2023 | 22-23 | 0 | 0 | 0 | 0 | 0 | 0 | 0 | 0 | 641866.5 | 140158.5 | 138614 | 927484.5 | 0 | 0 | 0 | 0 | 0 | 0 | 0 | 0
[9 empty] | 2023-01-26 | 2023 | 22-23 | 0 | 0 | 0 | 0 | 0 | 0 | 0 | 0 | 641866.5 | 140158.5 | 138614 | 927484.5 | 0 | 0 | 0 | 0 | 0 | 0 | 0 | 0
[9 empty] | 2023-01-27 | 2023 | 22-23 | 0 | 0 | 0 | 0 | 0 | 0 | 0 | 0 | 641866.5 | 140158.5 | 138614 | 927484.5 | 0 | 0 | 0 | 0 | 0 | 0 | 0 | 0
[9 empty] | 2023-01-28 | 2023 | 22-23 | 0 | 0 | 0 | 0 | 0 | 0 | 0 | 0 | 641866.5 | 140158.5 | 138614 | 927484.5 | 0 | 0 | 0 | 0 | 0 | 0 | 0 | 0
[9 empty] | 2023-01-29 | 2023 | 22-23 | 0 | 0 | 0 | 0 | 0 | 0 | 0 | 0 | 641866.5 | 140158.5 | 138614 | 927484.5 | 0 | 0 | 0 | 0 | 0 | 0 | 0 | 0
[9 empty] | 2023-01-30 | 2023 | 22-23 | 0 | 0 | 3870.8871 | 3870.8871 | 0 | 0 | 116 | 116 | 641866.5 | 140158.5 | 138614 | 927484.5 | 0 | 0 | 0.027926 | 0.0041735 | 0 | 0 | 0.00083686 | 0.00012507
[9 empty] | 2023-01-31 | 2023 | 22-23 | 0 | 0 | 0 | 0 | 0 | 0 | 0 | 0 | 641866.5 | 140158.5 | 138614 | 927484.5 | 0 | 0 | 0 | 0 | 0 | 0 | 0 | 0
[9 empty] | 2023-02-01 | 2023 | 22-23 | 0 | 0 | 0 | 0 | 0 | 0 | 0 | 0 | 641866.5 | 140158.5 | 138614 | 927484.5 | 0 | 0 | 0 | 0 | 0 | 0 | 0 | 0
[9 empty] | 2023-02-02 | 2023 | 22-23 | 0 | 0 | 174.58 | 174.58 | 0 | 0 | 0 | 0 | 641866.5 | 140158.5 | 138614 | 927484.5 | 0 | 0 | 0.0012595 | 0.00018823 | 0 | 0 | 0 | 0
[9 empty] | 2023-02-03 | 2023 | 22-23 | 0 | 0 | 0 | 0 | 0 | 0 | 0 | 0 | 641866.5 | 140158.5 | 138614 | 927484.5 | 0 | 0 | 0 | 0 | 0 | 0 | 0 | 0
[9 empty] | 2023-02-04 | 2023 | 22-23 | 0 | 0 | 0 | 0 | 0 | 0 | 0 | 0 | 641866.5 | 140158.5 | 138614 | 927484.5 | 0 | 0 | 0 | 0 | 0 | 0 | 0 | 0
[9 empty] | 2023-02-05 | 2023 | 22-23 | 0 | 0 | 0 | 0 | 0 | 0 | 0 | 0 | 641866.5 | 140158.5 | 138614 | 927484.5 | 0 | 0 | 0 | 0 | 0 | 0 | 0 | 0
[9 empty] | 2023-02-06 | 2023 | 22-23 | 0 | 0 | 0 | 0 | 0 | 0 | 0 | 0 | 641866.5 | 140158.5 | 138614 | 927484.5 | 0 | 0 | 0 | 0 | 0 | 0 | 0 | 0
[9 empty] | 2023-02-07 | 2023 | 22-23 | 0 | 0 | 0 | 0 | 0 | 0 | 0 | 0 | 641866.5 | 140158.5 | 138614 | 927484.5 | 0 | 0 | 0 | 0 | 0 | 0 | 0 | 0
[9 empty] | 2023-02-08 | 2023 | 22-23 | 0 | 0 | 0 | 0 | 0 | 0 | 0 | 0 | 641866.5 | 140158.5 | 138614 | 927484.5 | 0 | 0 | 0 | 0 | 0 | 0 | 0 | 0
[9 empty] | 2023-02-09 | 2023 | 22-23 | 0 | 0 | 0 | 0 | 0 | 0 | 0 | 0 | 641866.5 | 140158.5 | 138614 | 927484.5 | 0 | 0 | 0 | 0 | 0 | 0 | 0 | 0
[9 empty] | 2023-02-10 | 2023 | 22-23 | 0 | 0 | 0 | 0 | 0 | 0 | 0 | 0 | 641866.5 | 140158.5 | 138614 | 927484.5 | 0 | 0 | 0 | 0 | 0 | 0 | 0 | 0
[9 empty] | 2023-02-11 | 2023 | 22-23 | 0 | 0 | 100.52 | 100.52 | 0 | 0 | 0 | 0 | 641866.5 | 140158.5 | 138614 | 927484.5 | 0 | 0 | 0.00072518 | 0.00010838 | 0 | 0 | 0 | 0
[9 empty] | 2023-02-12 | 2023 | 22-23 | 0 | 0 | 0 | 0 | 0 | 0 | 0 | 0 | 641866.5 | 140158.5 | 138614 | 927484.5 | 0 | 0 | 0 | 0 | 0 | 0 | 0 | 0
[9 empty] | 2023-02-13 | 2023 | 22-23 | 0 | 0 | 0 | 0 | 0 | 0 | 0 | 0 | 641866.5 | 140158.5 | 138614 | 927484.5 | 0 | 0 | 0 | 0 | 0 | 0 | 0 | 0
[9 empty] | 2023-02-14 | 2023 | 22-23 | 0 | 0 | 0 | 0 | 0 | 0 | 0 | 0 | 641866.5 | 140158.5 | 138614 | 927484.5 | 0 | 0 | 0 | 0 | 0 | 0 | 0 | 0
[9 empty] | 2023-02-15 | 2023 | 22-23 | 0 | 0 | 0 | 0 | 0 | 0 | 0 | 0 | 641866.5 | 140158.5 | 138614 | 927484.5 | 0 | 0 | 0 | 0 | 0 | 0 | 0 | 0
[9 empty] | 2023-02-16 | 2023 | 22-23 | 0 | 0 | 0 | 0 | 0 | 0 | 0 | 0 | 641866.5 | 140158.5 | 138614 | 927484.5 | 0 | 0 | 0 | 0 | 0 | 0 | 0 | 0
[9 empty] | 2023-02-17 | 2023 | 22-23 | 0 | 0 | 0 | 0 | 0 | 0 | 0 | 0 | 641866.5 | 140158.5 | 138614 | 927484.5 | 0 | 0 | 0 | 0 | 0 | 0 | 0 | 0
[9 empty] | 2023-02-18 | 2023 | 22-23 | 0 | 0 | 0 | 0 | 0 | 0 | 0 | 0 | 641866.5 | 140158.5 | 138614 | 927484.5 | 0 | 0 | 0 | 0 | 0 | 0 | 0 | 0
[9 empty] | 2023-02-19 | 2023 | 22-23 | 0 | 0 | 0 | 0 | 0 | 0 | 0 | 0 | 641866.5 | 140158.5 | 138614 | 927484.5 | 0 | 0 | 0 | 0 | 0 | 0 | 0 | 0
[9 empty] | 2023-02-20 | 2023 | 22-23 | 0 | 0 | 0 | 0 | 0 | 0 | 0 | 0 | 641866.5 | 140158.5 | 138614 | 927484.5 | 0 | 0 | 0 | 0 | 0 | 0 | 0 | 0
[9 empty] | 2023-02-21 | 2023 | 22-23 | 0 | 0 | 0 | 0 | 0 | 0 | 0 | 0 | 641866.5 | 140158.5 | 138614 | 927484.5 | 0 | 0 | 0 | 0 | 0 | 0 | 0 | 0
[9 empty] | 2023-02-22 | 2023 | 22-23 | 0 | 0 | 0 | 0 | 0 | 0 | 0 | 0 | 641866.5 | 140158.5 | 138614 | 927484.5 | 0 | 0 | 0 | 0 | 0 | 0 | 0 | 0
[9 empty] | 2023-02-23 | 2023 | 22-23 | 0 | 0 | 0 | 0 | 0 | 0 | 0 | 0 | 641866.5 | 140158.5 | 138614 | 927484.5 | 0 | 0 | 0 | 0 | 0 | 0 | 0 | 0
[9 empty] | 2023-02-24 | 2023 | 22-23 | 0 | 0 | 0 | 0 | 0 | 0 | 0 | 0 | 641866.5 | 140158.5 | 138614 | 927484.5 | 0 | 0 | 0 | 0 | 0 | 0 | 0 | 0
[9 empty] | 2023-02-25 | 2023 | 22-23 | 0 | 0 | 72850.6532 | 72850.6532 | 0 | 0 | 167 | 167 | 641866.5 | 140158.5 | 138614 | 927484.5 | 0 | 0 | 0.52556 | 0.078546 | 0 | 0 | 0.0012048 | 0.00018006
[9 empty] | 2023-02-26 | 2023 | 22-23 | 0 | 0 | 47028.8 | 47028.8 | 0 | 0 | 68 | 68 | 641866.5 | 140158.5 | 138614 | 927484.5 | 0 | 0 | 0.33928 | 0.050706 | 0 | 0 | 0.00049057 | 7.3317e-05
[9 empty] | 2023-02-27 | 2023 | 22-23 | 0 | 0 | 0 | 0 | 0 | 0 | 0 | 0 | 641866.5 | 140158.5 | 138614 | 927484.5 | 0 | 0 | 0 | 0 | 0 | 0 | 0 | 0
[9 empty] | 2023-02-28 | 2023 | 22-23 | 0 | 0 | 0 | 0 | 0 | 0 | 0 | 0 | 641866.5 | 140158.5 | 138614 | 927484.5 | 0 | 0 | 0 | 0 | 0 | 0 | 0 | 0
[9 empty] | 2023-03-01 | 2023 | 22-23 | 0 | 0 | 0 | 0 | 0 | 0 | 0 | 0 | 641866.5 | 140158.5 | 138614 | 927484.5 | 0 | 0 | 0 | 0 | 0 | 0 | 0 | 0
[9 empty] | 2023-03-02 | 2023 | 22-23 | 0 | 0 | 0 | 0 | 0 | 0 | 0 | 0 | 641866.5 | 140158.5 | 138614 | 927484.5 | 0 | 0 | 0 | 0 | 0 | 0 | 0 | 0
[9 empty] | 2023-03-03 | 2023 | 22-23 | 0 | 0 | 0 | 0 | 0 | 0 | 0 | 0 | 641866.5 | 140158.5 | 138614 | 927484.5 | 0 | 0 | 0 | 0 | 0 | 0 | 0 | 0
[9 empty] | 2023-03-04 | 2023 | 22-23 | 0 | 0 | 0 | 0 | 0 | 0 | 0 | 0 | 641866.5 | 140158.5 | 138614 | 927484.5 | 0 | 0 | 0 | 0 | 0 | 0 | 0 | 0
[9 empty] | 2023-03-05 | 2023 | 22-23 | 0 | 0 | 0 | 0 | 0 | 0 | 0 | 0 | 641866.5 | 140158.5 | 138614 | 927484.5 | 0 | 0 | 0 | 0 | 0 | 0 | 0 | 0
[9 empty] | 2023-03-06 | 2023 | 22-23 | 0 | 0 | 0 | 0 | 0 | 0 | 0 | 0 | 641866.5 | 140158.5 | 138614 | 927484.5 | 0 | 0 | 0 | 0 | 0 | 0 | 0 | 0
[9 empty] | 2023-03-07 | 2023 | 22-23 | 0 | 0 | 0 | 0 | 0 | 0 | 0 | 0 | 641866.5 | 140158.5 | 138614 | 927484.5 | 0 | 0 | 0 | 0 | 0 | 0 | 0 | 0
[9 empty] | 2023-03-08 | 2023 | 22-23 | 0 | 0 | 0 | 0 | 0 | 0 | 0 | 0 | 641866.5 | 140158.5 | 138614 | 927484.5 | 0 | 0 | 0 | 0 | 0 | 0 | 0 | 0
[9 empty] | 2023-03-09 | 2023 | 22-23 | 0 | 0 | 0 | 0 | 0 | 0 | 0 | 0 | 641866.5 | 140158.5 | 138614 | 927484.5 | 0 | 0 | 0 | 0 | 0 | 0 | 0 | 0
[9 empty] | 2023-03-10 | 2023 | 22-23 | 0 | 0 | 0 | 0 | 0 | 0 | 0 | 0 | 641866.5 | 140158.5 | 138614 | 927484.5 | 0 | 0 | 0 | 0 | 0 | 0 | 0 | 0
[9 empty] | 2023-03-11 | 2023 | 22-23 | 0 | 0 | 0 | 0 | 0 | 0 | 0 | 0 | 641866.5 | 140158.5 | 138614 | 927484.5 | 0 | 0 | 0 | 0 | 0 | 0 | 0 | 0
[9 empty] | 2023-03-12 | 2023 | 22-23 | 0 | 0 | 0 | 0 | 0 | 0 | 0 | 0 | 641866.5 | 140158.5 | 138614 | 927484.5 | 0 | 0 | 0 | 0 | 0 | 0 | 0 | 0
[9 empty] | 2023-03-13 | 2023 | 22-23 | 0 | 0 | 0 | 0 | 0 | 0 | 0 | 0 | 641866.5 | 140158.5 | 138614 | 927484.5 | 0 | 0 | 0 | 0 | 0 | 0 | 0 | 0
[9 empty] | 2023-03-14 | 2023 | 22-23 | 0 | 0 | 0 | 0 | 0 | 0 | 0 | 0 | 641866.5 | 140158.5 | 138614 | 927484.5 | 0 | 0 | 0 | 0 | 0 | 0 | 0 | 0
[9 empty] | 2023-03-15 | 2023 | 22-23 | 0 | 0 | 0 | 0 | 0 | 0 | 0 | 0 | 641866.5 | 140158.5 | 138614 | 927484.5 | 0 | 0 | 0 | 0 | 0 | 0 | 0 | 0
[9 empty] | 2023-03-16 | 2023 | 22-23 | 0 | 0 | 0 | 0 | 0 | 0 | 0 | 0 | 641866.5 | 140158.5 | 138614 | 927484.5 | 0 | 0 | 0 | 0 | 0 | 0 | 0 | 0
[9 empty] | 2023-03-17 | 2023 | 22-23 | 0 | 0 | 0 | 0 | 0 | 0 | 0 | 0 | 641866.5 | 140158.5 | 138614 | 927484.5 | 0 | 0 | 0 | 0 | 0 | 0 | 0 | 0
[9 empty] | 2023-03-18 | 2023 | 22-23 | 0 | 0 | 0 | 0 | 0 | 0 | 0 | 0 | 641866.5 | 140158.5 | 138614 | 927484.5 | 0 | 0 | 0 | 0 | 0 | 0 | 0 | 0
[9 empty] | 2023-03-19 | 2023 | 22-23 | 0 | 0 | 0 | 0 | 0 | 0 | 0 | 0 | 641866.5 | 140158.5 | 138614 | 927484.5 | 0 | 0 | 0 | 0 | 0 | 0 | 0 | 0
[9 empty] | 2023-03-20 | 2023 |  | 0 | 0 | 0 | 0 | 0 | 0 | 0 | 0 | 641866.5 | 140158.5 | 138614 | 927484.5 | 0 | 0 | 0 | 0 | 0 | 0 | 0 | 0
[9 empty] | 2023-03-21 | 2023 | 22-23 | 0 | 0 | 0 | 0 | 0 | 0 | 0 | 0 | 641866.5 | 140158.5 | 138614 | 927484.5 | 0 | 0 | 0 | 0 | 0 | 0 | 0 | 0
[9 empty] | 2023-03-22 | 2023 | 22-23 | 0 | 0 | 0 | 0 | 0 | 0 | 0 | 0 | 641866.5 | 140158.5 | 138614 | 927484.5 | 0 | 0 | 0 | 0 | 0 | 0 | 0 | 0
[9 empty] | 2023-03-23 | 2023 | 22-23 | 0 | 0 | 0 | 0 | 0 | 0 | 0 | 0 | 641866.5 | 140158.5 | 138614 | 927484.5 | 0 | 0 | 0 | 0 | 0 | 0 | 0 | 0
[9 empty] | 2023-03-24 | 2023 | 22-23 | 0 | 0 | 0 | 0 | 0 | 0 | 0 | 0 | 641866.5 | 140158.5 | 138614 | 927484.5 | 0 | 0 | 0 | 0 | 0 | 0 | 0 | 0
[9 empty] | 2023-03-25 | 2023 | 22-23 | 0 | 0 | 0 | 0 | 0 | 0 | 0 | 0 | 641866.5 | 140158.5 | 138614 | 927484.5 | 0 | 0 | 0 | 0 | 0 | 0 | 0 | 0
[9 empty] | 2023-03-26 | 2023 | 22-23 | 0 | 0 | 0 | 0 | 0 | 0 | 0 | 0 | 641866.5 | 140158.5 | 138614 | 927484.5 | 0 | 0 | 0 | 0 | 0 | 0 | 0 | 0
[9 empty] | 2023-03-27 | 2023 | 22-23 | 0 | 0 | 0 | 0 | 0 | 0 | 0 | 0 | 641866.5 | 140158.5 | 138614 | 927484.5 | 0 | 0 | 0 | 0 | 0 | 0 | 0 | 0
[9 empty] | 2023-03-28 | 2023 | 22-23 | 0 | 0 | 0 | 0 | 0 | 0 | 0 | 0 | 641866.5 | 140158.5 | 138614 | 927484.5 | 0 | 0 | 0 | 0 | 0 | 0 | 0 | 0
[9 empty] | 2023-03-29 | 2023 | 22-23 | 0 | 0 | 0 | 0 | 0 | 0 | 0 | 0 | 641866.5 | 140158.5 | 138614 | 927484.5 | 0 | 0 | 0 | 0 | 0 | 0 | 0 | 0
[9 empty] | 2023-03-30 | 2023 | 22-23 | 0 | 0 | 0 | 0 | 0 | 0 | 0 | 0 | 641866.5 | 140158.5 | 138614 | 927484.5 | 0 | 0 | 0 | 0 | 0 | 0 | 0 | 0
[9 empty] | 2023-03-31 | 2023 | 22-23 | 0 | 0 | 0 | 0 | 0 | 0 | 0 | 0 | 641866.5 | 140158.5 | 138614 | 927484.5 | 0 | 0 | 0 | 0 | 0 | 0 | 0 | 0
[9 empty] | 2023-04-01 | 2023 | 22-23 | 0 | 0 | 0 | 0 | 0 | 0 | 0 | 0 | 641866.5 | 140158.5 | 138614 | 927484.5 | 0 | 0 | 0 | 0 | 0 | 0 | 0 | 0
[9 empty] | 2023-04-02 | 2023 | 22-23 | 0 | 0 | 0 | 0 | 0 | 0 | 0 | 0 | 641866.5 | 140158.5 | 138614 | 927484.5 | 0 | 0 | 0 | 0 | 0 | 0 | 0 | 0
[9 empty] | 2023-04-03 | 2023 | 22-23 | 0 | 0 | 0 | 0 | 0 | 0 | 0 | 0 | 641866.5 | 140158.5 | 138614 | 927484.5 | 0 | 0 | 0 | 0 | 0 | 0 | 0 | 0
[9 empty] | 2023-04-04 | 2023 | 22-23 | 0 | 0 | 0 | 0 | 0 | 0 | 0 | 0 | 641866.5 | 140158.5 | 138614 | 927484.5 | 0 | 0 | 0 | 0 | 0 | 0 | 0 | 0
[9 empty] | 2023-04-05 | 2023 | 22-23 | 0 | 0 | 0 | 0 | 0 | 0 | 0 | 0 | 641866.5 | 140158.5 | 138614 | 927484.5 | 0 | 0 | 0 | 0 | 0 | 0 | 0 | 0
[9 empty] | 2023-04-06 | 2023 | 22-23 | 0 | 0 | 0 | 0 | 0 | 0 | 0 | 0 | 641866.5 | 140158.5 | 138614 | 927484.5 | 0 | 0 | 0 | 0 | 0 | 0 | 0 | 0
[9 empty] | 2023-04-07 | 2023 | 22-23 | 0 | 0 | 0 | 0 | 0 | 0 | 0 | 0 | 641866.5 | 140158.5 | 138614 | 927484.5 | 0 | 0 | 0 | 0 | 0 | 0 | 0 | 0
[9 empty] | 2023-04-08 | 2023 | 22-23 | 0 | 0 | 0 | 0 | 0 | 0 | 0 | 0 | 641866.5 | 140158.5 | 138614 | 927484.5 | 0 | 0 | 0 | 0 | 0 | 0 | 0 | 0
[9 empty] | 2023-04-09 | 2023 | 22-23 | 0 | 0 | 0 | 0 | 0 | 0 | 0 | 0 | 641866.5 | 140158.5 | 138614 | 927484.5 | 0 | 0 | 0 | 0 | 0 | 0 | 0 | 0
[9 empty] | 2023-04-10 | 2023 | 22-23 | 0 | 0 | 0 | 0 | 0 | 0 | 0 | 0 | 641866.5 | 140158.5 | 138614 | 927484.5 | 0 | 0 | 0 | 0 | 0 | 0 | 0 | 0
[9 empty] | 2023-04-11 | 2023 | 22-23 | 0 | 0 | 0 | 0 | 0 | 0 | 0 | 0 | 641866.5 | 140158.5 | 138614 | 927484.5 | 0 | 0 | 0 | 0 | 0 | 0 | 0 | 0
[9 empty] | 2023-04-12 | 2023 | 22-23 | 0 | 0 | 0 | 0 | 0 | 0 | 0 | 0 | 641866.5 | 140158.5 | 138614 | 927484.5 | 0 | 0 | 0 | 0 | 0 | 0 | 0 | 0
[9 empty] | 2023-04-13 | 2023 | 22-23 | 0 | 0 | 0 | 0 | 0 | 0 | 0 | 0 | 641866.5 | 140158.5 | 138614 | 927484.5 | 0 | 0 | 0 | 0 | 0 | 0 | 0 | 0
[9 empty] | 2023-04-14 | 2023 | 22-23 | 0 | 0 | 0 | 0 | 0 | 0 | 0 | 0 | 641866.5 | 140158.5 | 138614 | 927484.5 | 0 | 0 | 0 | 0 | 0 | 0 | 0 | 0
[9 empty] | 2023-04-15 | 2023 | 22-23 | 0 | 0 | 0 | 0 | 0 | 0 | 0 | 0 | 641866.5 | 140158.5 | 138614 | 927484.5 | 0 | 0 | 0 | 0 | 0 | 0 | 0 | 0
[9 empty] | 2023-04-16 | 2023 | 22-23 | 0 | 0 | 0 | 0 | 0 | 0 | 0 | 0 | 641866.5 | 140158.5 | 138614 | 927484.5 | 0 | 0 | 0 | 0 | 0 | 0 | 0 | 0
[9 empty] | 2023-04-17 | 2023 | 22-23 | 0 | 0 | 0 | 0 | 0 | 0 | 0 | 0 | 641866.5 | 140158.5 | 138614 | 927484.5 | 0 | 0 | 0 | 0 | 0 | 0 | 0 | 0
[9 empty] | 2023-04-18 | 2023 | 22-23 | 0 | 0 | 0 | 0 | 0 | 0 | 0 | 0 | 641866.5 | 140158.5 | 138614 | 927484.5 | 0 | 0 | 0 | 0 | 0 | 0 | 0 | 0
[9 empty] | 2023-04-19 | 2023 | 22-23 | 0 | 0 | 0 | 0 | 0 | 0 | 0 | 0 | 641866.5 | 140158.5 | 138614 | 927484.5 | 0 | 0 | 0 | 0 | 0 | 0 | 0 | 0
[9 empty] | 2023-04-20 | 2023 | 22-23 | 0 | 0 | 0 | 0 | 0 | 0 | 0 | 0 | 641866.5 | 140158.5 | 138614 | 927484.5 | 0 | 0 | 0 | 0 | 0 | 0 | 0 | 0
[9 empty] | 2023-04-21 | 2023 | 22-23 | 0 | 0 | 0 | 0 | 0 | 0 | 0 | 0 | 641866.5 | 140158.5 | 138614 | 927484.5 | 0 | 0 | 0 | 0 | 0 | 0 | 0 | 0
[9 empty] | 2023-04-22 | 2023 | 22-23 | 0 | 0 | 0 | 0 | 0 | 0 | 0 | 0 | 641866.5 | 140158.5 | 138614 | 927484.5 | 0 | 0 | 0 | 0 | 0 | 0 | 0 | 0
[9 empty] | 2023-04-23 | 2023 | 22-23 | 0 | 0 | 0 | 0 | 0 | 0 | 0 | 0 | 641866.5 | 140158.5 | 138614 | 927484.5 | 0 | 0 | 0 | 0 | 0 | 0 | 0 | 0
[9 empty] | 2023-04-24 | 2023 | 22-23 | 0 | 0 | 0 | 0 | 0 | 0 | 0 | 0 | 641866.5 | 140158.5 | 138614 | 927484.5 | 0 | 0 | 0 | 0 | 0 | 0 | 0 | 0
[9 empty] | 2023-04-25 | 2023 | 22-23 | 0 | 0 | 0 | 0 | 0 | 0 | 0 | 0 | 641866.5 | 140158.5 | 138614 | 927484.5 | 0 | 0 | 0 | 0 | 0 | 0 | 0 | 0
[9 empty] | 2023-04-26 | 2023 | 22-23 | 0 | 0 | 0 | 0 | 0 | 0 | 0 | 0 | 641866.5 | 140158.5 | 138614 | 927484.5 | 0 | 0 | 0 | 0 | 0 | 0 | 0 | 0
[9 empty] | 2023-04-27 | 2023 | 22-23 | 0 | 0 | 0 | 0 | 0 | 0 | 0 | 0 | 641866.5 | 140158.5 | 138614 | 927484.5 | 0 | 0 | 0 | 0 | 0 | 0 | 0 | 0
[9 empty] | 2023-04-28 | 2023 | 22-23 | 0 | 0 | 0 | 0 | 0 | 0 | 0 | 0 | 641866.5 | 140158.5 | 138614 | 927484.5 | 0 | 0 | 0 | 0 | 0 | 0 | 0 | 0
[9 empty] | 2023-04-29 | 2023 | 22-23 | 0 | 0 | 0 | 0 | 0 | 0 | 0 | 0 | 641866.5 | 140158.5 | 138614 | 927484.5 | 0 | 0 | 0 | 0 | 0 | 0 | 0 | 0
[9 empty] | 2023-04-30 | 2023 | 22-23 | 0 | 0 | 0 | 0 | 0 | 0 | 0 | 0 | 641866.5 | 140158.5 | 138614 | 927484.5 | 0 | 0 | 0 | 0 | 0 | 0 | 0 | 0
[9 empty] | 2023-05-01 | 2023 | 22-23 | 0 | 0 | 0 | 0 | 0 | 0 | 0 | 0 | 641866.5 | 140158.5 | 138614 | 927484.5 | 0 | 0 | 0 | 0 | 0 | 0 | 0 | 0
[9 empty] | 2023-05-02 | 2023 | 22-23 | 0 | 0 | 0 | 0 | 0 | 0 | 0 | 0 | 641866.5 | 140158.5 | 138614 | 927484.5 | 0 | 0 | 0 | 0 | 0 | 0 | 0 | 0
[9 empty] | 2023-05-03 | 2023 | 22-23 | 0 | 0 | 0 | 0 | 0 | 0 | 0 | 0 | 641866.5 | 140158.5 | 138614 | 927484.5 | 0 | 0 | 0 | 0 | 0 | 0 | 0 | 0
[9 empty] | 2023-05-04 | 2023 | 22-23 | 0 | 0 | 0 | 0 | 0 | 0 | 0 | 0 | 641866.5 | 140158.5 | 138614 | 927484.5 | 0 | 0 | 0 | 0 | 0 | 0 | 0 | 0
[9 empty] | 2023-05-05 | 2023 | 22-23 | 0 | 0 | 0 | 0 | 0 | 0 | 0 | 0 | 641866.5 | 140158.5 | 138614 | 927484.5 | 0 | 0 | 0 | 0 | 0 | 0 | 0 | 0
[9 empty] | 2023-05-06 | 2023 | 22-23 | 0 | 0 | 0 | 0 | 0 | 0 | 0 | 0 | 641866.5 | 140158.5 | 138614 | 927484.5 | 0 | 0 | 0 | 0 | 0 | 0 | 0 | 0
[9 empty] | 2023-05-07 | 2023 | 22-23 | 0 | 0 | 0 | 0 | 0 | 0 | 0 | 0 | 641866.5 | 140158.5 | 138614 | 927484.5 | 0 | 0 | 0 | 0 | 0 | 0 | 0 | 0
[9 empty] | 2023-05-08 | 2023 | 22-23 | 0 | 0 | 0 | 0 | 0 | 0 | 0 | 0 | 641866.5 | 140158.5 | 138614 | 927484.5 | 0 | 0 | 0 | 0 | 0 | 0 | 0 | 0
[9 empty] | 2023-05-09 | 2023 | 22-23 | 0 | 0 | 0 | 0 | 0 | 0 | 0 | 0 | 641866.5 | 140158.5 | 138614 | 927484.5 | 0 | 0 | 0 | 0 | 0 | 0 | 0 | 0
[9 empty] | 2023-05-10 | 2023 | 22-23 | 0 | 0 | 0 | 0 | 0 | 0 | 0 | 0 | 641866.5 | 140158.5 | 138614 | 927484.5 | 0 | 0 | 0 | 0 | 0 | 0 | 0 | 0
[9 empty] | 2023-05-11 | 2023 | 22-23 | 0 | 0 | 0 | 0 | 0 | 0 | 0 | 0 | 641866.5 | 140158.5 | 138614 | 927484.5 | 0 | 0 | 0 | 0 | 0 | 0 | 0 | 0
[9 empty] | 2023-05-12 | 2023 | 22-23 | 0 | 0 | 0 | 0 | 0 | 0 | 0 | 0 | 641866.5 | 140158.5 | 138614 | 927484.5 | 0 | 0 | 0 | 0 | 0 | 0 | 0 | 0
[9 empty] | 2023-05-13 | 2023 | 22-23 | 0 | 0 | 0 | 0 | 0 | 0 | 0 | 0 | 641866.5 | 140158.5 | 138614 | 927484.5 | 0 | 0 | 0 | 0 | 0 | 0 | 0 | 0
[9 empty] | 2023-05-14 | 2023 | 22-23 | 0 | 0 | 0 | 0 | 0 | 0 | 0 | 0 | 641866.5 | 140158.5 | 138614 | 927484.5 | 0 | 0 | 0 | 0 | 0 | 0 | 0 | 0
[9 empty] | 2023-05-15 | 2023 | 22-23 | 0 | 0 | 0 | 0 | 0 | 0 | 0 | 0 | 641866.5 | 140158.5 | 138614 | 927484.5 | 0 | 0 | 0 | 0 | 0 | 0 | 0 | 0
[9 empty] | 2023-05-16 | 2023 | 22-23 | 0 | 0 | 0 | 0 | 0 | 0 | 0 | 0 | 641866.5 | 140158.5 | 138614 | 927484.5 | 0 | 0 | 0 | 0 | 0 | 0 | 0 | 0
[9 empty] | 2023-05-17 | 2023 | 22-23 | 0 | 0 | 0 | 0 | 0 | 0 | 0 | 0 | 641866.5 | 140158.5 | 138614 | 927484.5 | 0 | 0 | 0 | 0 | 0 | 0 | 0 | 0
[9 empty] | 2023-05-18 | 2023 | 22-23 | 0 | 0 | 0 | 0 | 0 | 0 | 0 | 0 | 641866.5 | 140158.5 | 138614 | 927484.5 | 0 | 0 | 0 | 0 | 0 | 0 | 0 | 0
[9 empty] | 2023-05-19 | 2023 | 22-23 | 0 | 0 | 0 | 0 | 0 | 0 | 0 | 0 | 641866.5 | 140158.5 | 138614 | 927484.5 | 0 | 0 | 0 | 0 | 0 | 0 | 0 | 0
[9 empty] | 2023-05-20 | 2023 | 22-23 | 0 | 0 | 0 | 0 | 0 | 0 | 0 | 0 | 641866.5 | 140158.5 | 138614 | 927484.5 | 0 | 0 | 0 | 0 | 0 | 0 | 0 | 0
[9 empty] | 2023-05-21 | 2023 | 22-23 | 0 | 0 | 0 | 0 | 0 | 0 | 0 | 0 | 641866.5 | 140158.5 | 138614 | 927484.5 | 0 | 0 | 0 | 0 | 0 | 0 | 0 | 0
[9 empty] | 2023-05-22 | 2023 | 22-23 | 0 | 0 | 0 | 0 | 0 | 0 | 0 | 0 | 641866.5 | 140158.5 | 138614 | 927484.5 | 0 | 0 | 0 | 0 | 0 | 0 | 0 | 0
[9 empty] | 2023-05-23 | 2023 | 22-23 | 0 | 0 | 0 | 0 | 0 | 0 | 0 | 0 | 641866.5 | 140158.5 | 138614 | 927484.5 | 0 | 0 | 0 | 0 | 0 | 0 | 0 | 0
[9 empty] | 2023-05-24 | 2023 | 22-23 | 0 | 0 | 0 | 0 | 0 | 0 | 0 | 0 | 641866.5 | 140158.5 | 138614 | 927484.5 | 0 | 0 | 0 | 0 | 0 | 0 | 0 | 0
[9 empty] | 2023-05-25 | 2023 | 22-23 | 0 | 123771.1252 | 0 | 123771.1252 | 0 | 655 | 0 | 655 | 641866.5 | 140158.5 | 138614 | 927484.5 | 0 | 0.88308 | 0 | 0.13345 | 0 | 0.0046733 | 0 | 0.00070621
[9 empty] | 2023-05-26 | 2023 | 22-23 | 0 | 0 | 0 | 0 | 0 | 0 | 0 | 0 | 641866.5 | 140158.5 | 138614 | 927484.5 | 0 | 0 | 0 | 0 | 0 | 0 | 0 | 0
[9 empty] | 2023-05-27 | 2023 | 22-23 | 0 | 0 | 0 | 0 | 0 | 0 | 0 | 0 | 641866.5 | 140158.5 | 138614 | 927484.5 | 0 | 0 | 0 | 0 | 0 | 0 | 0 | 0
[9 empty] | 2023-05-28 | 2023 | 22-23 | 0 | 0 | 0 | 0 | 0 | 0 | 0 | 0 | 641866.5 | 140158.5 | 138614 | 927484.5 | 0 | 0 | 0 | 0 | 0 | 0 | 0 | 0
[9 empty] | 2023-05-29 | 2023 | 22-23 | 0 | 0 | 0 | 0 | 0 | 0 | 0 | 0 | 641866.5 | 140158.5 | 138614 | 927484.5 | 0 | 0 | 0 | 0 | 0 | 0 | 0 | 0
[9 empty] | 2023-05-30 | 2023 | 22-23 | 0 | 0 | 0 | 0 | 0 | 0 | 0 | 0 | 641866.5 | 140158.5 | 138614 | 927484.5 | 0 | 0 | 0 | 0 | 0 | 0 | 0 | 0
[9 empty] | 2023-05-31 | 2023 | 22-23 | 0 | 0 | 0 | 0 | 0 | 0 | 0 | 0 | 641866.5 | 140158.5 | 138614 | 927484.5 | 0 | 0 | 0 | 0 | 0 | 0 | 0 | 0
[9 empty] | 2023-06-01 | 2023 | 22-23 | 0 | 0 | 0 | 0 | 0 | 0 | 0 | 0 | 641866.5 | 140158.5 | 138614 | 927484.5 | 0 | 0 | 0 | 0 | 0 | 0 | 0 | 0
[9 empty] | 2023-06-02 | 2023 | 22-23 | 0 | 0 | 0 | 0 | 0 | 0 | 0 | 0 | 641866.5 | 140158.5 | 138614 | 927484.5 | 0 | 0 | 0 | 0 | 0 | 0 | 0 | 0
[9 empty] | 2023-06-03 | 2023 | 22-23 | 0 | 0 | 0 | 0 | 0 | 0 | 0 | 0 | 641866.5 | 140158.5 | 138614 | 927484.5 | 0 | 0 | 0 | 0 | 0 | 0 | 0 | 0
[9 empty] | 2023-06-04 | 2023 | 22-23 | 0 | 0 | 0 | 0 | 0 | 0 | 0 | 0 | 641866.5 | 140158.5 | 138614 | 927484.5 | 0 | 0 | 0 | 0 | 0 | 0 | 0 | 0
[9 empty] | 2023-06-05 | 2023 | 22-23 | 0 | 0 | 0 | 0 | 0 | 0 | 0 | 0 | 641866.5 | 140158.5 | 138614 | 927484.5 | 0 | 0 | 0 | 0 | 0 | 0 | 0 | 0
[9 empty] | 2023-06-06 | 2023 | 22-23 | 0 | 0 | 0 | 0 | 0 | 0 | 0 | 0 | 641866.5 | 140158.5 | 138614 | 927484.5 | 0 | 0 | 0 | 0 | 0 | 0 | 0 | 0
[9 empty] | 2023-06-07 | 2023 |  | 0 | 0 | 20321.25 | 20321.25 | 0 | 0 | 31 | 31 | 641866.5 | 140158.5 | 138614 | 927484.5 | 0 | 0 | 0.1466 | 0.02191 | 0 | 0 | 0.00022364 | 3.3424e-05
[9 empty] | 2023-06-08 | 2023 | 22-23 | 0 | 0 | 0 | 0 | 0 | 0 | 0 | 0 | 641866.5 | 140158.5 | 138614 | 927484.5 | 0 | 0 | 0 | 0 | 0 | 0 | 0 | 0
[9 empty] | 2023-06-09 | 2023 | 22-23 | 0 | 0 | 0 | 0 | 0 | 0 | 0 | 0 | 641866.5 | 140158.5 | 138614 | 927484.5 | 0 | 0 | 0 | 0 | 0 | 0 | 0 | 0
[9 empty] | 2023-06-10 | 2023 | 22-23 | 0 | 0 | 0 | 0 | 0 | 0 | 0 | 0 | 641866.5 | 140158.5 | 138614 | 927484.5 | 0 | 0 | 0 | 0 | 0 | 0 | 0 | 0
[9 empty] | 2023-06-11 | 2023 | 22-23 | 0 | 0 | 0 | 0 | 0 | 0 | 0 | 0 | 641866.5 | 140158.5 | 138614 | 927484.5 | 0 | 0 | 0 | 0 | 0 | 0 | 0 | 0
[9 empty] | 2023-06-12 | 2023 | 22-23 | 0 | 0 | 0 | 0 | 0 | 0 | 0 | 0 | 641866.5 | 140158.5 | 138614 | 927484.5 | 0 | 0 | 0 | 0 | 0 | 0 | 0 | 0
[9 empty] | 2023-06-13 | 2023 | 22-23 | 0 | 0 | 0 | 0 | 0 | 0 | 0 | 0 | 641866.5 | 140158.5 | 138614 | 927484.5 | 0 | 0 | 0 | 0 | 0 | 0 | 0 | 0
[9 empty] | 2023-06-14 | 2023 | 22-23 | 0 | 0 | 0 | 0 | 0 | 0 | 0 | 0 | 641866.5 | 140158.5 | 138614 | 927484.5 | 0 | 0 | 0 | 0 | 0 | 0 | 0 | 0
[9 empty] | 2023-06-15 | 2023 | 22-23 | 0 | 0 | 0 | 0 | 0 | 0 | 0 | 0 | 641866.5 | 140158.5 | 138614 | 927484.5 | 0 | 0 | 0 | 0 | 0 | 0 | 0 | 0
[9 empty] | 2023-06-16 | 2023 | 22-23 | 0 | 0 | 0 | 0 | 0 | 0 | 0 | 0 | 641866.5 | 140158.5 | 138614 | 927484.5 | 0 | 0 | 0 | 0 | 0 | 0 | 0 | 0
[9 empty] | 2023-06-17 | 2023 | 22-23 | 0 | 0 | 0 | 0 | 0 | 0 | 0 | 0 | 641866.5 | 140158.5 | 138614 | 927484.5 | 0 | 0 | 0 | 0 | 0 | 0 | 0 | 0
[9 empty] | 2023-06-18 | 2023 | 22-23 | 0 | 0 | 0 | 0 | 0 | 0 | 0 | 0 | 641866.5 | 140158.5 | 138614 | 927484.5 | 0 | 0 | 0 | 0 | 0 | 0 | 0 | 0
[9 empty] | 2023-06-19 | 2023 | 22-23 | 0 | 0 | 0 | 0 | 0 | 0 | 0 | 0 | 641866.5 | 140158.5 | 138614 | 927484.5 | 0 | 0 | 0 | 0 | 0 | 0 | 0 | 0
[9 empty] | 2023-06-20 | 2023 | 22-23 | 0 | 0 | 0 | 0 | 0 | 0 | 0 | 0 | 641866.5 | 140158.5 | 138614 | 927484.5 | 0 | 0 | 0 | 0 | 0 | 0 | 0 | 0
[9 empty] | 2023-06-21 | 2023 | 22-23 | 0 | 0 | 0 | 0 | 0 | 0 | 0 | 0 | 641866.5 | 140158.5 | 138614 | 927484.5 | 0 | 0 | 0 | 0 | 0 | 0 | 0 | 0
[9 empty] | 2023-06-22 | 2023 | 22-23 | 0 | 214.06 | 0 | 214.06 | 0 | 0 | 0 | 0 | 641866.5 | 140158.5 | 138614 | 927484.5 | 0 | 0.0015273 | 0 | 0.0002308 | 0 | 0 | 0 | 0
[9 empty] | 2023-06-23 | 2023 | 22-23 | 0 | 0 | 0 | 0 | 0 | 0 | 0 | 0 | 641866.5 | 140158.5 | 138614 | 927484.5 | 0 | 0 | 0 | 0 | 0 | 0 | 0 | 0
[9 empty] | 2023-06-24 | 2023 | 22-23 | 0 | 0 | 0 | 0 | 0 | 0 | 0 | 0 | 641866.5 | 140158.5 | 138614 | 927484.5 | 0 | 0 | 0 | 0 | 0 | 0 | 0 | 0
[9 empty] | 2023-06-25 | 2023 | 22-23 | 0 | 0 | 0 | 0 | 0 | 0 | 0 | 0 | 641866.5 | 140158.5 | 138614 | 927484.5 | 0 | 0 | 0 | 0 | 0 | 0 | 0 | 0
[9 empty] | 2023-06-26 | 2023 | 22-23 | 0 | 0 | 0 | 0 | 0 | 0 | 0 | 0 | 641866.5 | 140158.5 | 138614 | 927484.5 | 0 | 0 | 0 | 0 | 0 | 0 | 0 | 0
[9 empty] | 2023-06-27 | 2023 | 22-23 | 0 | 0 | 0 | 0 | 0 | 0 | 0 | 0 | 641866.5 | 140158.5 | 138614 | 927484.5 | 0 | 0 | 0 | 0 | 0 | 0 | 0 | 0
[9 empty] | 2023-06-28 | 2023 | 22-23 | 0 | 0 | 0 | 0 | 0 | 0 | 0 | 0 | 641866.5 | 140158.5 | 138614 | 927484.5 | 0 | 0 | 0 | 0 | 0 | 0 | 0 | 0
[9 empty] | 2023-06-29 | 2023 | 22-23 | 0 | 0 | 0 | 0 | 0 | 0 | 0 | 0 | 641866.5 | 140158.5 | 138614 | 927484.5 | 0 | 0 | 0 | 0 | 0 | 0 | 0 | 0
[9 empty] | 2023-06-30 | 2023 | 22-23 | 0 | 0 | 45.4067 | 45.4067 | 0 | 0 | 0 | 0 | 641866.5 | 140158.5 | 138614 | 927484.5 | 0 | 0 | 0.00032758 | 4.8957e-05 | 0 | 0 | 0 | 0
[9 empty] | 2023-07-01 | 2024 | 23-24 | 0 | 0 | 0 | 0 | 0 | 0 | 0 | 0 | 648612 | 142136.5 | 139347 | 937017 | 0 | 0 | 0 | 0 | 0 | 0 | 0 | 0
[9 empty] | 2023-07-02 | 2024 | 23-24 | 0 | 0 | 20825.35 | 20825.35 | 0 | 0 | 175 | 175 | 648612 | 142136.5 | 139347 | 937017 | 0 | 0 | 0.14945 | 0.022225 | 0 | 0 | 0.0012559 | 0.00018676
[9 empty] | 2023-07-03 | 2024 | 23-24 | 0 | 0 | 0 | 0 | 0 | 0 | 0 | 0 | 648612 | 142136.5 | 139347 | 937017 | 0 | 0 | 0 | 0 | 0 | 0 | 0 | 0
[9 empty] | 2023-07-04 | 2024 | 23-24 | 0 | 0 | 0 | 0 | 0 | 0 | 0 | 0 | 648612 | 142136.5 | 139347 | 937017 | 0 | 0 | 0 | 0 | 0 | 0 | 0 | 0
[9 empty] | 2023-07-05 | 2024 | 23-24 | 0 | 0 | 0 | 0 | 0 | 0 | 0 | 0 | 648612 | 142136.5 | 139347 | 937017 | 0 | 0 | 0 | 0 | 0 | 0 | 0 | 0
[9 empty] | 2023-07-06 | 2024 | 23-24 | 0 | 0 | 0 | 0 | 0 | 0 | 0 | 0 | 648612 | 142136.5 | 139347 | 937017 | 0 | 0 | 0 | 0 | 0 | 0 | 0 | 0
[9 empty] | 2023-07-07 | 2024 | 23-24 | 0 | 0 | 0 | 0 | 0 | 0 | 0 | 0 | 648612 | 142136.5 | 139347 | 937017 | 0 | 0 | 0 | 0 | 0 | 0 | 0 | 0
[9 empty] | 2023-07-08 | 2024 | 23-24 | 0 | 0 | 113183.3421 | 113183.3421 | 0 | 0 | 901 | 901 | 648612 | 142136.5 | 139347 | 937017 | 0 | 0 | 0.81224 | 0.12079 | 0 | 0 | 0.0064659 | 0.00096156
[9 empty] | 2023-07-09 | 2024 | 23-24 | 0 | 0 | 0 | 0 | 0 | 0 | 0 | 0 | 648612 | 142136.5 | 139347 | 937017 | 0 | 0 | 0 | 0 | 0 | 0 | 0 | 0
[9 empty] | 2023-07-10 | 2024 | 23-24 | 0 | 0 | 23694.4985 | 23694.4985 | 0 | 0 | 31 | 31 | 648612 | 142136.5 | 139347 | 937017 | 0 | 0 | 0.17004 | 0.025287 | 0 | 0 | 0.00022247 | 3.3084e-05
[9 empty] | 2023-07-11 | 2024 | 23-24 | 0 | 0 | 0 | 0 | 0 | 0 | 0 | 0 | 648612 | 142136.5 | 139347 | 937017 | 0 | 0 | 0 | 0 | 0 | 0 | 0 | 0
[9 empty] | 2023-07-12 | 2024 | 23-24 | 0 | 0 | 0 | 0 | 0 | 0 | 0 | 0 | 648612 | 142136.5 | 139347 | 937017 | 0 | 0 | 0 | 0 | 0 | 0 | 0 | 0
[9 empty] | 2023-07-13 | 2024 | 23-24 | 0 | 0 | 0 | 0 | 0 | 0 | 0 | 0 | 648612 | 142136.5 | 139347 | 937017 | 0 | 0 | 0 | 0 | 0 | 0 | 0 | 0
[9 empty] | 2023-07-14 | 2024 | 23-24 | 0 | 0 | 0 | 0 | 0 | 0 | 0 | 0 | 648612 | 142136.5 | 139347 | 937017 | 0 | 0 | 0 | 0 | 0 | 0 | 0 | 0
[9 empty] | 2023-07-15 | 2024 | 23-24 | 0 | 0 | 0 | 0 | 0 | 0 | 0 | 0 | 648612 | 142136.5 | 139347 | 937017 | 0 | 0 | 0 | 0 | 0 | 0 | 0 | 0
[9 empty] | 2023-07-16 | 2024 | 23-24 | 0 | 0 | 0 | 0 | 0 | 0 | 0 | 0 | 648612 | 142136.5 | 139347 | 937017 | 0 | 0 | 0 | 0 | 0 | 0 | 0 | 0
[9 empty] | 2023-07-17 | 2024 | 23-24 | 0 | 0 | 0 | 0 | 0 | 0 | 0 | 0 | 648612 | 142136.5 | 139347 | 937017 | 0 | 0 | 0 | 0 | 0 | 0 | 0 | 0
[9 empty] | 2023-07-18 | 2024 | 23-24 | 0 | 0 | 0 | 0 | 0 | 0 | 0 | 0 | 648612 | 142136.5 | 139347 | 937017 | 0 | 0 | 0 | 0 | 0 | 0 | 0 | 0
[9 empty] | 2023-07-19 | 2024 | 23-24 | 0 | 0 | 0 | 0 | 0 | 0 | 0 | 0 | 648612 | 142136.5 | 139347 | 937017 | 0 | 0 | 0 | 0 | 0 | 0 | 0 | 0
[9 empty] | 2023-07-20 | 2024 | 23-24 | 0 | 0 | 0 | 0 | 0 | 0 | 0 | 0 | 648612 | 142136.5 | 139347 | 937017 | 0 | 0 | 0 | 0 | 0 | 0 | 0 | 0
[9 empty] | 2023-07-21 | 2024 | 23-24 | 0 | 0 | 0 | 0 | 0 | 0 | 0 | 0 | 648612 | 142136.5 | 139347 | 937017 | 0 | 0 | 0 | 0 | 0 | 0 | 0 | 0
[9 empty] | 2023-07-22 | 2024 | 23-24 | 0 | 0 | 119.1401 | 119.1401 | 0 | 0 | 0 | 0 | 648612 | 142136.5 | 139347 | 937017 | 0 | 0 | 0.00085499 | 0.00012715 | 0 | 0 | 0 | 0
[9 empty] | 2023-07-23 | 2024 | 23-24 | 0 | 0 | 0 | 0 | 0 | 0 | 0 | 0 | 648612 | 142136.5 | 139347 | 937017 | 0 | 0 | 0 | 0 | 0 | 0 | 0 | 0
[9 empty] | 2023-07-24 | 2024 | 23-24 | 0 | 0 | 0 | 0 | 0 | 0 | 0 | 0 | 648612 | 142136.5 | 139347 | 937017 | 0 | 0 | 0 | 0 | 0 | 0 | 0 | 0
[9 empty] | 2023-07-25 | 2024 | 23-24 | 0 | 0 | 0 | 0 | 0 | 0 | 0 | 0 | 648612 | 142136.5 | 139347 | 937017 | 0 | 0 | 0 | 0 | 0 | 0 | 0 | 0
[9 empty] | 2023-07-26 | 2024 | 23-24 | 0 | 0 | 0 | 0 | 0 | 0 | 0 | 0 | 648612 | 142136.5 | 139347 | 937017 | 0 | 0 | 0 | 0 | 0 | 0 | 0 | 0
[9 empty] | 2023-07-27 | 2024 | 23-24 | 0 | 51.38 | 0 | 51.38 | 0 | 0 | 0 | 0 | 648612 | 142136.5 | 139347 | 937017 | 0 | 0.00036148 | 0 | 5.4834e-05 | 0 | 0 | 0 | 0
[9 empty] | 2023-07-28 | 2024 | 23-24 | 0 | 0 | 0 | 0 | 0 | 0 | 0 | 0 | 648612 | 142136.5 | 139347 | 937017 | 0 | 0 | 0 | 0 | 0 | 0 | 0 | 0
[9 empty] | 2023-07-29 | 2024 | 23-24 | 0 | 131.18 | 0 | 131.18 | 0 | 0 | 0 | 0 | 648612 | 142136.5 | 139347 | 937017 | 0 | 0.00092292 | 0 | 0.00014 | 0 | 0 | 0 | 0
[9 empty] | 2023-07-30 | 2024 | 23-24 | 0 | 0 | 0 | 0 | 0 | 0 | 0 | 0 | 648612 | 142136.5 | 139347 | 937017 | 0 | 0 | 0 | 0 | 0 | 0 | 0 | 0
[9 empty] | 2023-07-31 | 2024 | 23-24 | 0 | 0 | 0 | 0 | 0 | 0 | 0 | 0 | 648612 | 142136.5 | 139347 | 937017 | 0 | 0 | 0 | 0 | 0 | 0 | 0 | 0
[9 empty] | 2023-08-01 | 2024 | 23-24 | 0 | 0 | 0 | 0 | 0 | 0 | 0 | 0 | 648612 | 142136.5 | 139347 | 937017 | 0 | 0 | 0 | 0 | 0 | 0 | 0 | 0
[9 empty] | 2023-08-02 | 2024 | 23-24 | 0 | 0 | 0 | 0 | 0 | 0 | 0 | 0 | 648612 | 142136.5 | 139347 | 937017 | 0 | 0 | 0 | 0 | 0 | 0 | 0 | 0
[9 empty] | 2023-08-03 | 2024 | 23-24 | 0 | 0 | 0 | 0 | 0 | 0 | 0 | 0 | 648612 | 142136.5 | 139347 | 937017 | 0 | 0 | 0 | 0 | 0 | 0 | 0 | 0
[9 empty] | 2023-08-04 | 2024 | 23-24 | 0 | 26.74 | 0 | 26.74 | 0 | 0 | 0 | 0 | 648612 | 142136.5 | 139347 | 937017 | 0 | 0.00018813 | 0 | 2.8537e-05 | 0 | 0 | 0 | 0
[9 empty] | 2023-08-05 | 2024 | 23-24 | 0 | 0 | 0 | 0 | 0 | 0 | 0 | 0 | 648612 | 142136.5 | 139347 | 937017 | 0 | 0 | 0 | 0 | 0 | 0 | 0 | 0
[9 empty] | 2023-08-06 | 2024 | 23-24 | 0 | 0 | 0 | 0 | 0 | 0 | 0 | 0 | 648612 | 142136.5 | 139347 | 937017 | 0 | 0 | 0 | 0 | 0 | 0 | 0 | 0
[9 empty] | 2023-08-07 | 2024 | 23-24 | 0 | 0 | 0 | 0 | 0 | 0 | 0 | 0 | 648612 | 142136.5 | 139347 | 937017 | 0 | 0 | 0 | 0 | 0 | 0 | 0 | 0
[9 empty] | 2023-08-08 | 2024 | 23-24 | 0 | 0 | 0 | 0 | 0 | 0 | 0 | 0 | 648612 | 142136.5 | 139347 | 937017 | 0 | 0 | 0 | 0 | 0 | 0 | 0 | 0
[9 empty] | 2023-08-09 | 2024 | 23-24 | 0 | 0 | 0 | 0 | 0 | 0 | 0 | 0 | 648612 | 142136.5 | 139347 | 937017 | 0 | 0 | 0 | 0 | 0 | 0 | 0 | 0
[9 empty] | 2023-08-10 | 2024 | 23-24 | 0 | 0 | 0 | 0 | 0 | 0 | 0 | 0 | 648612 | 142136.5 | 139347 | 937017 | 0 | 0 | 0 | 0 | 0 | 0 | 0 | 0
[9 empty] | 2023-08-11 | 2024 | 23-24 | 0 | 0 | 0 | 0 | 0 | 0 | 0 | 0 | 648612 | 142136.5 | 139347 | 937017 | 0 | 0 | 0 | 0 | 0 | 0 | 0 | 0
[9 empty] | 2023-08-12 | 2024 | 23-24 | 0 | 0 | 0 | 0 | 0 | 0 | 0 | 0 | 648612 | 142136.5 | 139347 | 937017 | 0 | 0 | 0 | 0 | 0 | 0 | 0 | 0
[9 empty] | 2023-08-13 | 2024 | 23-24 | 0 | 0 | 0 | 0 | 0 | 0 | 0 | 0 | 648612 | 142136.5 | 139347 | 937017 | 0 | 0 | 0 | 0 | 0 | 0 | 0 | 0
[9 empty] | 2023-08-14 | 2024 | 23-24 | 0 | 0 | 10808.0818 | 10808.0818 | 0 | 0 | 35 | 35 | 648612 | 142136.5 | 139347 | 937017 | 0 | 0 | 0.077562 | 0.011535 | 0 | 0 | 0.00025117 | 3.7353e-05
[9 empty] | 2023-08-15 | 2024 | 23-24 | 0 | 0 | 0 | 0 | 0 | 0 | 0 | 0 | 648612 | 142136.5 | 139347 | 937017 | 0 | 0 | 0 | 0 | 0 | 0 | 0 | 0
[9 empty] | 2023-08-16 | 2024 | 23-24 | 0 | 0 | 0 | 0 | 0 | 0 | 0 | 0 | 648612 | 142136.5 | 139347 | 937017 | 0 | 0 | 0 | 0 | 0 | 0 | 0 | 0
[9 empty] | 2023-08-17 | 2024 | 23-24 | 0 | 0 | 0 | 0 | 0 | 0 | 0 | 0 | 648612 | 142136.5 | 139347 | 937017 | 0 | 0 | 0 | 0 | 0 | 0 | 0 | 0
[9 empty] | 2023-08-18 | 2024 | 23-24 | 0 | 0 | 0 | 0 | 0 | 0 | 0 | 0 | 648612 | 142136.5 | 139347 | 937017 | 0 | 0 | 0 | 0 | 0 | 0 | 0 | 0
[9 empty] | 2023-08-19 | 2024 | 23-24 | 0 | 0 | 0 | 0 | 0 | 0 | 0 | 0 | 648612 | 142136.5 | 139347 | 937017 | 0 | 0 | 0 | 0 | 0 | 0 | 0 | 0
[9 empty] | 2023-08-20 | 2024 | 23-24 | 0 | 0 | 0 | 0 | 0 | 0 | 0 | 0 | 648612 | 142136.5 | 139347 | 937017 | 0 | 0 | 0 | 0 | 0 | 0 | 0 | 0
[9 empty] | 2023-08-21 | 2024 | 23-24 | 0 | 0 | 0 | 0 | 0 | 0 | 0 | 0 | 648612 | 142136.5 | 139347 | 937017 | 0 | 0 | 0 | 0 | 0 | 0 | 0 | 0
[9 empty] | 2023-08-22 | 2024 | 23-24 | 0 | 0 | 0 | 0 | 0 | 0 | 0 | 0 | 648612 | 142136.5 | 139347 | 937017 | 0 | 0 | 0 | 0 | 0 | 0 | 0 | 0
[9 empty] | 2023-08-23 | 2024 | 23-24 | 0 | 0 | 0 | 0 | 0 | 0 | 0 | 0 | 648612 | 142136.5 | 139347 | 937017 | 0 | 0 | 0 | 0 | 0 | 0 | 0 | 0
[9 empty] | 2023-08-24 | 2024 | 23-24 | 0 | 0 | 0 | 0 | 0 | 0 | 0 | 0 | 648612 | 142136.5 | 139347 | 937017 | 0 | 0 | 0 | 0 | 0 | 0 | 0 | 0
[9 empty] | 2023-08-25 | 2024 | 23-24 | 0 | 0 | 0 | 0 | 0 | 0 | 0 | 0 | 648612 | 142136.5 | 139347 | 937017 | 0 | 0 | 0 | 0 | 0 | 0 | 0 | 0
[9 empty] | 2023-08-26 | 2024 | 23-24 | 0 | 0 | 0 | 0 | 0 | 0 | 0 | 0 | 648612 | 142136.5 | 139347 | 937017 | 0 | 0 | 0 | 0 | 0 | 0 | 0 | 0
[9 empty] | 2023-08-27 | 2024 | 23-24 | 0 | 0 | 0 | 0 | 0 | 0 | 0 | 0 | 648612 | 142136.5 | 139347 | 937017 | 0 | 0 | 0 | 0 | 0 | 0 | 0 | 0
[9 empty] | 2023-08-28 | 2024 | 23-24 | 0 | 0 | 0 | 0 | 0 | 0 | 0 | 0 | 648612 | 142136.5 | 139347 | 937017 | 0 | 0 | 0 | 0 | 0 | 0 | 0 | 0
[9 empty] | 2023-08-29 | 2024 | 23-24 | 0 | 0 | 0 | 0 | 0 | 0 | 0 | 0 | 648612 | 142136.5 | 139347 | 937017 | 0 | 0 | 0 | 0 | 0 | 0 | 0 | 0
[9 empty] | 2023-08-30 | 2024 | 23-24 | 0 | 0 | 0 | 0 | 0 | 0 | 0 | 0 | 648612 | 142136.5 | 139347 | 937017 | 0 | 0 | 0 | 0 | 0 | 0 | 0 | 0
[9 empty] | 2023-08-31 | 2024 | 23-24 | 0 | 0 | 0 | 0 | 0 | 0 | 0 | 0 | 648612 | 142136.5 | 139347 | 937017 | 0 | 0 | 0 | 0 | 0 | 0 | 0 | 0
[9 empty] | 2023-09-01 | 2024 | 23-24 | 0 | 0 | 0 | 0 | 0 | 0 | 0 | 0 | 648612 | 142136.5 | 139347 | 937017 | 0 | 0 | 0 | 0 | 0 | 0 | 0 | 0
[9 empty] | 2023-09-02 | 2024 | 23-24 | 0 | 0 | 0 | 0 | 0 | 0 | 0 | 0 | 648612 | 142136.5 | 139347 | 937017 | 0 | 0 | 0 | 0 | 0 | 0 | 0 | 0
[9 empty] | 2023-09-03 | 2024 | 23-24 | 0 | 0 | 0 | 0 | 0 | 0 | 0 | 0 | 648612 | 142136.5 | 139347 | 937017 | 0 | 0 | 0 | 0 | 0 | 0 | 0 | 0
[9 empty] | 2023-09-04 | 2024 | 23-24 | 0 | 0 | 0 | 0 | 0 | 0 | 0 | 0 | 648612 | 142136.5 | 139347 | 937017 | 0 | 0 | 0 | 0 | 0 | 0 | 0 | 0
[9 empty] | 2023-09-05 | 2024 | 23-24 | 0 | 0 | 0 | 0 | 0 | 0 | 0 | 0 | 648612 | 142136.5 | 139347 | 937017 | 0 | 0 | 0 | 0 | 0 | 0 | 0 | 0
[9 empty] | 2023-09-06 | 2024 | 23-24 | 0 | 0 | 0 | 0 | 0 | 0 | 0 | 0 | 648612 | 142136.5 | 139347 | 937017 | 0 | 0 | 0 | 0 | 0 | 0 | 0 | 0
[9 empty] | 2023-09-07 | 2024 | 23-24 | 78149.2617 | 0 | 0 | 78149.2617 | 1579 | 0 | 0 | 1579 | 648612 | 142136.5 | 139347 | 937017 | 0.12049 | 0 | 0 | 0.083402 | 0.0024344 | 0 | 0 | 0.0016851
[9 empty] | 2023-09-08 | 2024 | 23-24 | 0 | 0 | 6.65 | 6.65 | 0 | 0 | 0 | 0 | 648612 | 142136.5 | 139347 | 937017 | 0 | 0 | 4.7723e-05 | 7.097e-06 | 0 | 0 | 0 | 0
[9 empty] | 2023-09-09 | 2024 | 23-24 | 0 | 0 | 53417.9823 | 53417.9823 | 0 | 0 | 346 | 346 | 648612 | 142136.5 | 139347 | 937017 | 0 | 0 | 0.38335 | 0.057009 | 0 | 0 | 0.002483 | 0.00036926
[9 empty] | 2023-09-10 | 2024 | 23-24 | 0 | 0 | 0 | 0 | 0 | 0 | 0 | 0 | 648612 | 142136.5 | 139347 | 937017 | 0 | 0 | 0 | 0 | 0 | 0 | 0 | 0
[9 empty] | 2023-09-11 | 2024 | 23-24 | 0 | 0 | 0 | 0 | 0 | 0 | 0 | 0 | 648612 | 142136.5 | 139347 | 937017 | 0 | 0 | 0 | 0 | 0 | 0 | 0 | 0
[9 empty] | 2023-09-12 | 2024 | 23-24 | 0 | 0 | 0 | 0 | 0 | 0 | 0 | 0 | 648612 | 142136.5 | 139347 | 937017 | 0 | 0 | 0 | 0 | 0 | 0 | 0 | 0
[9 empty] | 2023-09-13 | 2024 | 23-24 | 0 | 0 | 0 | 0 | 0 | 0 | 0 | 0 | 648612 | 142136.5 | 139347 | 937017 | 0 | 0 | 0 | 0 | 0 | 0 | 0 | 0
[9 empty] | 2023-09-14 | 2024 | 23-24 | 0 | 0 | 0 | 0 | 0 | 0 | 0 | 0 | 648612 | 142136.5 | 139347 | 937017 | 0 | 0 | 0 | 0 | 0 | 0 | 0 | 0
[9 empty] | 2023-09-15 | 2024 | 23-24 | 0 | 0 | 0 | 0 | 0 | 0 | 0 | 0 | 648612 | 142136.5 | 139347 | 937017 | 0 | 0 | 0 | 0 | 0 | 0 | 0 | 0
[9 empty] | 2023-09-16 | 2024 | 23-24 | 0 | 0 | 0 | 0 | 0 | 0 | 0 | 0 | 648612 | 142136.5 | 139347 | 937017 | 0 | 0 | 0 | 0 | 0 | 0 | 0 | 0
[9 empty] | 2023-09-17 | 2024 | 23-24 | 0 | 0 | 0 | 0 | 0 | 0 | 0 | 0 | 648612 | 142136.5 | 139347 | 937017 | 0 | 0 | 0 | 0 | 0 | 0 | 0 | 0
[9 empty] | 2023-09-18 | 2024 | 23-24 | 0 | 0 | 0 | 0 | 0 | 0 | 0 | 0 | 648612 | 142136.5 | 139347 | 937017 | 0 | 0 | 0 | 0 | 0 | 0 | 0 | 0
[9 empty] | 2023-09-19 | 2024 | 23-24 | 0 | 31918.66 | 0 | 31918.66 | 0 | 202 | 0 | 202 | 648612 | 142136.5 | 139347 | 937017 | 0 | 0.22456 | 0 | 0.034064 | 0 | 0.0014212 | 0 | 0.00021558
[9 empty] | 2023-09-20 | 2024 | 23-24 | 0 | 0 | 0 | 0 | 0 | 0 | 0 | 0 | 648612 | 142136.5 | 139347 | 937017 | 0 | 0 | 0 | 0 | 0 | 0 | 0 | 0
[9 empty] | 2023-09-21 | 2024 | 23-24 | 0 | 0 | 0 | 0 | 0 | 0 | 0 | 0 | 648612 | 142136.5 | 139347 | 937017 | 0 | 0 | 0 | 0 | 0 | 0 | 0 | 0
[9 empty] | 2023-09-22 | 2024 | 23-24 | 0 | 0 | 0 | 0 | 0 | 0 | 0 | 0 | 648612 | 142136.5 | 139347 | 937017 | 0 | 0 | 0 | 0 | 0 | 0 | 0 | 0
[9 empty] | 2023-09-23 | 2024 | 23-24 | 0 | 0 | 0 | 0 | 0 | 0 | 0 | 0 | 648612 | 142136.5 | 139347 | 937017 | 0 | 0 | 0 | 0 | 0 | 0 | 0 | 0
[9 empty] | 2023-09-24 | 2024 | 23-24 | 0 | 0 | 0 | 0 | 0 | 0 | 0 | 0 | 648612 | 142136.5 | 139347 | 937017 | 0 | 0 | 0 | 0 | 0 | 0 | 0 | 0
[9 empty] | 2023-09-25 | 2024 | 23-24 | 0 | 0 | 0 | 0 | 0 | 0 | 0 | 0 | 648612 | 142136.5 | 139347 | 937017 | 0 | 0 | 0 | 0 | 0 | 0 | 0 | 0
[9 empty] | 2023-09-26 | 2024 | 23-24 | 0 | 0 | 0 | 0 | 0 | 0 | 0 | 0 | 648612 | 142136.5 | 139347 | 937017 | 0 | 0 | 0 | 0 | 0 | 0 | 0 | 0
[9 empty] | 2023-09-27 | 2024 | 23-24 | 0 | 0 | 1223.6 | 1223.6 | 0 | 0 | 23 | 23 | 648612 | 142136.5 | 139347 | 937017 | 0 | 0 | 0.008781 | 0.0013058 | 0 | 0 | 0.00016506 | 2.4546e-05
[9 empty] | 2023-09-28 | 2024 | 23-24 | 0 | 0 | 0 | 0 | 0 | 0 | 0 | 0 | 648612 | 142136.5 | 139347 | 937017 | 0 | 0 | 0 | 0 | 0 | 0 | 0 | 0
[9 empty] | 2023-09-29 | 2024 | 23-24 | 0 | 0 | 0 | 0 | 0 | 0 | 0 | 0 | 648612 | 142136.5 | 139347 | 937017 | 0 | 0 | 0 | 0 | 0 | 0 | 0 | 0
[9 empty] | 2023-09-30 | 2024 | 23-24 | 0 | 0 | 62.86 | 62.86 | 0 | 0 | 0 | 0 | 648612 | 142136.5 | 139347 | 937017 | 0 | 0 | 0.0004511 | 6.7085e-05 | 0 | 0 | 0 | 0
[9 empty] | 2023-10-01 | 2024 | 23-24 | 0 | 0 | 0 | 0 | 0 | 0 | 0 | 0 | 648612 | 142136.5 | 139347 | 937017 | 0 | 0 | 0 | 0 | 0 | 0 | 0 | 0
[9 empty] | 2023-10-02 | 2024 | 0 | 0 | 0 | 0 | 0 | 0 | 0 | 0 | 0 | 648612 | 142136.5 | 139347 | 937017 | 0 | 0 | 0 | 0 | 0 | 0 | 0 | 0
[9 empty] | 2023-10-03 | 2024 | 23-24 | 0 | 0 | 0 | 0 | 0 | 0 | 0 | 0 | 648612 | 142136.5 | 139347 | 937017 | 0 | 0 | 0 | 0 | 0 | 0 | 0 | 0
[9 empty] | 2023-10-04 | 2024 | 23-24 | 0 | 0 | 0 | 0 | 0 | 0 | 0 | 0 | 648612 | 142136.5 | 139347 | 937017 | 0 | 0 | 0 | 0 | 0 | 0 | 0 | 0
[9 empty] | 2023-10-05 | 2024 | 23-24 | 47747.95 | 0 | 0 | 47747.95 | 199 | 0 | 0 | 199 | 648612 | 142136.5 | 139347 | 937017 | 0.073616 | 0 | 0 | 0.050957 | 0.00030681 | 0 | 0 | 0.00021238
[9 empty] | 2023-10-06 | 2024 | 23-24 | 0 | 0 | 0 | 0 | 0 | 0 | 0 | 0 | 648612 | 142136.5 | 139347 | 937017 | 0 | 0 | 0 | 0 | 0 | 0 | 0 | 0
[9 empty] | 2023-10-07 | 2024 | 23-24 | 0 | 0 | 0 | 0 | 0 | 0 | 0 | 0 | 648612 | 142136.5 | 139347 | 937017 | 0 | 0 | 0 | 0 | 0 | 0 | 0 | 0
[9 empty] | 2023-10-08 | 2024 | 23-24 | 0 | 0 | 0 | 0 | 0 | 0 | 0 | 0 | 648612 | 142136.5 | 139347 | 937017 | 0 | 0 | 0 | 0 | 0 | 0 | 0 | 0
[9 empty] | 2023-10-09 | 2024 | 23-24 | 0 | 0 | 0 | 0 | 0 | 0 | 0 | 0 | 648612 | 142136.5 | 139347 | 937017 | 0 | 0 | 0 | 0 | 0 | 0 | 0 | 0
[9 empty] | 2023-10-10 | 2024 | 23-24 | 0 | 0 | 0 | 0 | 0 | 0 | 0 | 0 | 648612 | 142136.5 | 139347 | 937017 | 0 | 0 | 0 | 0 | 0 | 0 | 0 | 0
[9 empty] | 2023-10-11 | 2024 | 23-24 | 0 | 0 | 0 | 0 | 0 | 0 | 0 | 0 | 648612 | 142136.5 | 139347 | 937017 | 0 | 0 | 0 | 0 | 0 | 0 | 0 | 0
[9 empty] | 2023-10-12 | 2024 | 23-24 | 0 | 0 | 0 | 0 | 0 | 0 | 0 | 0 | 648612 | 142136.5 | 139347 | 937017 | 0 | 0 | 0 | 0 | 0 | 0 | 0 | 0
[9 empty] | 2023-10-13 | 2024 | 23-24 | 0 | 0 | 0 | 0 | 0 | 0 | 0 | 0 | 648612 | 142136.5 | 139347 | 937017 | 0 | 0 | 0 | 0 | 0 | 0 | 0 | 0
[9 empty] | 2023-10-14 | 2024 | 23-24 | 0 | 0 | 0 | 0 | 0 | 0 | 0 | 0 | 648612 | 142136.5 | 139347 | 937017 | 0 | 0 | 0 | 0 | 0 | 0 | 0 | 0
[9 empty] | 2023-10-15 | 2024 | 23-24 | 0 | 0 | 0 | 0 | 0 | 0 | 0 | 0 | 648612 | 142136.5 | 139347 | 937017 | 0 | 0 | 0 | 0 | 0 | 0 | 0 | 0
[9 empty] | 2023-10-16 | 2024 | 23-24 | 0 | 0 | 0 | 0 | 0 | 0 | 0 | 0 | 648612 | 142136.5 | 139347 | 937017 | 0 | 0 | 0 | 0 | 0 | 0 | 0 | 0
[9 empty] | 2023-10-17 | 2024 | 23-24 | 0 | 0 | 0 | 0 | 0 | 0 | 0 | 0 | 648612 | 142136.5 | 139347 | 937017 | 0 | 0 | 0 | 0 | 0 | 0 | 0 | 0
[9 empty] | 2023-10-18 | 2024 | 23-24 | 0 | 0 | 0 | 0 | 0 | 0 | 0 | 0 | 648612 | 142136.5 | 139347 | 937017 | 0 | 0 | 0 | 0 | 0 | 0 | 0 | 0
[9 empty] | 2023-10-19 | 2024 | 23-24 | 0 | 0 | 0 | 0 | 0 | 0 | 0 | 0 | 648612 | 142136.5 | 139347 | 937017 | 0 | 0 | 0 | 0 | 0 | 0 | 0 | 0
[9 empty] | 2023-10-20 | 2024 | 23-24 | 0 | 0 | 0 | 0 | 0 | 0 | 0 | 0 | 648612 | 142136.5 | 139347 | 937017 | 0 | 0 | 0 | 0 | 0 | 0 | 0 | 0
[9 empty] | 2023-10-21 | 2024 | 23-24 | 0 | 0 | 0 | 0 | 0 | 0 | 0 | 0 | 648612 | 142136.5 | 139347 | 937017 | 0 | 0 | 0 | 0 | 0 | 0 | 0 | 0
[9 empty] | 2023-10-22 | 2024 | 23-24 | 0 | 0 | 0 | 0 | 0 | 0 | 0 | 0 | 648612 | 142136.5 | 139347 | 937017 | 0 | 0 | 0 | 0 | 0 | 0 | 0 | 0
[9 empty] | 2023-10-23 | 2024 | 23-24 | 0 | 0 | 0 | 0 | 0 | 0 | 0 | 0 | 648612 | 142136.5 | 139347 | 937017 | 0 | 0 | 0 | 0 | 0 | 0 | 0 | 0
[9 empty] | 2023-10-24 | 2024 | 23-24 | 0 | 0 | 0 | 0 | 0 | 0 | 0 | 0 | 648612 | 142136.5 | 139347 | 937017 | 0 | 0 | 0 | 0 | 0 | 0 | 0 | 0
[9 empty] | 2023-10-25 | 2024 | 23-24 | 0 | 0 | 0 | 0 | 0 | 0 | 0 | 0 | 648612 | 142136.5 | 139347 | 937017 | 0 | 0 | 0 | 0 | 0 | 0 | 0 | 0
[9 empty] | 2023-10-26 | 2024 | 23-24 | 0 | 0 | 0 | 0 | 0 | 0 | 0 | 0 | 648612 | 142136.5 | 139347 | 937017 | 0 | 0 | 0 | 0 | 0 | 0 | 0 | 0
[9 empty] | 2023-10-27 | 2024 | 23-24 | 0 | 0 | 0 | 0 | 0 | 0 | 0 | 0 | 648612 | 142136.5 | 139347 | 937017 | 0 | 0 | 0 | 0 | 0 | 0 | 0 | 0
[9 empty] | 2023-10-28 | 2024 | 23-24 | 0 | 0 | 0 | 0 | 0 | 0 | 0 | 0 | 648612 | 142136.5 | 139347 | 937017 | 0 | 0 | 0 | 0 | 0 | 0 | 0 | 0
[9 empty] | 2023-10-29 | 2024 | 23-24 | 0 | 0 | 0 | 0 | 0 | 0 | 0 | 0 | 648612 | 142136.5 | 139347 | 937017 | 0 | 0 | 0 | 0 | 0 | 0 | 0 | 0
[9 empty] | 2023-10-30 | 2024 | 23-24 | 0 | 0 | 0 | 0 | 0 | 0 | 0 | 0 | 648612 | 142136.5 | 139347 | 937017 | 0 | 0 | 0 | 0 | 0 | 0 | 0 | 0
[9 empty] | 2023-10-31 | 2024 | 23-24 | 0 | 0 | 0 | 0 | 0 | 0 | 0 | 0 | 648612 | 142136.5 | 139347 | 937017 | 0 | 0 | 0 | 0 | 0 | 0 | 0 | 0
[9 empty] | 2023-11-01 | 2024 | 23-24 | 0 | 0 | 0 | 0 | 0 | 0 | 0 | 0 | 648612 | 142136.5 | 139347 | 937017 | 0 | 0 | 0 | 0 | 0 | 0 | 0 | 0
[9 empty] | 2023-11-02 | 2024 | 23-24 | 0 | 0 | 0 | 0 | 0 | 0 | 0 | 0 | 648612 | 142136.5 | 139347 | 937017 | 0 | 0 | 0 | 0 | 0 | 0 | 0 | 0
[9 empty] | 2023-11-03 | 2024 | 23-24 | 0 | 0 | 0 | 0 | 0 | 0 | 0 | 0 | 648612 | 142136.5 | 139347 | 937017 | 0 | 0 | 0 | 0 | 0 | 0 | 0 | 0
[9 empty] | 2023-11-04 | 2024 | 23-24 | 0 | 0 | 0 | 0 | 0 | 0 | 0 | 0 | 648612 | 142136.5 | 139347 | 937017 | 0 | 0 | 0 | 0 | 0 | 0 | 0 | 0
[9 empty] | 2023-11-05 | 2024 | 23-24 | 0 | 0 | 0 | 0 | 0 | 0 | 0 | 0 | 648612 | 142136.5 | 139347 | 937017 | 0 | 0 | 0 | 0 | 0 | 0 | 0 | 0
[9 empty] | 2023-11-06 | 2024 | 23-24 | 0 | 0 | 0 | 0 | 0 | 0 | 0 | 0 | 648612 | 142136.5 | 139347 | 937017 | 0 | 0 | 0 | 0 | 0 | 0 | 0 | 0
[9 empty] | 2023-11-07 | 2024 | 23-24 | 0 | 0 | 0 | 0 | 0 | 0 | 0 | 0 | 648612 | 142136.5 | 139347 | 937017 | 0 | 0 | 0 | 0 | 0 | 0 | 0 | 0
[9 empty] | 2023-11-08 | 2024 | 23-24 | 0 | 0 | 0 | 0 | 0 | 0 | 0 | 0 | 648612 | 142136.5 | 139347 | 937017 | 0 | 0 | 0 | 0 | 0 | 0 | 0 | 0
[9 empty] | 2023-11-09 | 2024 | 23-24 | 0 | 0 | 0 | 0 | 0 | 0 | 0 | 0 | 648612 | 142136.5 | 139347 | 937017 | 0 | 0 | 0 | 0 | 0 | 0 | 0 | 0
[9 empty] | 2023-11-10 | 2024 | 23-24 | 0 | 0 | 0 | 0 | 0 | 0 | 0 | 0 | 648612 | 142136.5 | 139347 | 937017 | 0 | 0 | 0 | 0 | 0 | 0 | 0 | 0
[9 empty] | 2023-11-11 | 2024 | 23-24 | 0 | 0 | 0 | 0 | 0 | 0 | 0 | 0 | 648612 | 142136.5 | 139347 | 937017 | 0 | 0 | 0 | 0 | 0 | 0 | 0 | 0
[9 empty] | 2023-11-12 | 2024 | 23-24 | 0 | 0 | 0 | 0 | 0 | 0 | 0 | 0 | 648612 | 142136.5 | 139347 | 937017 | 0 | 0 | 0 | 0 | 0 | 0 | 0 | 0
[9 empty] | 2023-11-13 | 2024 | 23-24 | 0 | 0 | 0 | 0 | 0 | 0 | 0 | 0 | 648612 | 142136.5 | 139347 | 937017 | 0 | 0 | 0 | 0 | 0 | 0 | 0 | 0
[9 empty] | 2023-11-14 | 2024 | 23-24 | 0 | 0 | 0 | 0 | 0 | 0 | 0 | 0 | 648612 | 142136.5 | 139347 | 937017 | 0 | 0 | 0 | 0 | 0 | 0 | 0 | 0
[9 empty] | 2023-11-15 | 2024 | 23-24 | 0 | 0 | 0 | 0 | 0 | 0 | 0 | 0 | 648612 | 142136.5 | 139347 | 937017 | 0 | 0 | 0 | 0 | 0 | 0 | 0 | 0
[9 empty] | 2023-11-16 | 2024 | 23-24 | 0 | 0 | 0 | 0 | 0 | 0 | 0 | 0 | 648612 | 142136.5 | 139347 | 937017 | 0 | 0 | 0 | 0 | 0 | 0 | 0 | 0
[9 empty] | 2023-11-17 | 2024 | 23-24 | 0 | 0 | 0 | 0 | 0 | 0 | 0 | 0 | 648612 | 142136.5 | 139347 | 937017 | 0 | 0 | 0 | 0 | 0 | 0 | 0 | 0
[9 empty] | 2023-11-18 | 2024 | 23-24 | 0 | 0 | 0 | 0 | 0 | 0 | 0 | 0 | 648612 | 142136.5 | 139347 | 937017 | 0 | 0 | 0 | 0 | 0 | 0 | 0 | 0
[9 empty] | 2023-11-19 | 2024 | 23-24 | 0 | 0 | 0 | 0 | 0 | 0 | 0 | 0 | 648612 | 142136.5 | 139347 | 937017 | 0 | 0 | 0 | 0 | 0 | 0 | 0 | 0
[9 empty] | 2023-11-20 | 2024 | 23-24 | 0 | 0 | 0 | 0 | 0 | 0 | 0 | 0 | 648612 | 142136.5 | 139347 | 937017 | 0 | 0 | 0 | 0 | 0 | 0 | 0 | 0
[9 empty] | 2023-11-21 | 2024 | 23-24 | 0 | 0 | 0 | 0 | 0 | 0 | 0 | 0 | 648612 | 142136.5 | 139347 | 937017 | 0 | 0 | 0 | 0 | 0 | 0 | 0 | 0
[9 empty] | 2023-11-22 | 2024 | 23-24 | 0 | 0 | 0 | 0 | 0 | 0 | 0 | 0 | 648612 | 142136.5 | 139347 | 937017 | 0 | 0 | 0 | 0 | 0 | 0 | 0 | 0
[9 empty] | 2023-11-23 | 2024 | 23-24 | 0 | 0 | 0 | 0 | 0 | 0 | 0 | 0 | 648612 | 142136.5 | 139347 | 937017 | 0 | 0 | 0 | 0 | 0 | 0 | 0 | 0
[9 empty] | 2023-11-24 | 2024 | 23-24 | 0 | 0 | 0 | 0 | 0 | 0 | 0 | 0 | 648612 | 142136.5 | 139347 | 937017 | 0 | 0 | 0 | 0 | 0 | 0 | 0 | 0
[9 empty] | 2023-11-25 | 2024 | 23-24 | 0 | 0 | 0 | 0 | 0 | 0 | 0 | 0 | 648612 | 142136.5 | 139347 | 937017 | 0 | 0 | 0 | 0 | 0 | 0 | 0 | 0
[9 empty] | 2023-11-26 | 2024 | 23-24 | 0 | 0 | 0 | 0 | 0 | 0 | 0 | 0 | 648612 | 142136.5 | 139347 | 937017 | 0 | 0 | 0 | 0 | 0 | 0 | 0 | 0
[9 empty] | 2023-11-27 | 2024 | 23-24 | 0 | 0 | 0 | 0 | 0 | 0 | 0 | 0 | 648612 | 142136.5 | 139347 | 937017 | 0 | 0 | 0 | 0 | 0 | 0 | 0 | 0
[9 empty] | 2023-11-28 | 2024 | 0 | 0 | 95028.8814 | 27755.7539 | 122784.6354 | 0 | 727 | 115.6667 | 842.6667 | 648612 | 142136.5 | 139347 | 937017 | 0 | 0.66857 | 0.19918 | 0.13104 | 0 | 0.0051148 | 0.00083006 | 0.00089931
[9 empty] | 2023-11-29 | 2024 | 23-24 | 0 | 0 | 0 | 0 | 0 | 0 | 0 | 0 | 648612 | 142136.5 | 139347 | 937017 | 0 | 0 | 0 | 0 | 0 | 0 | 0 | 0
[9 empty] | 2023-11-30 | 2024 | 23-24 | 0 | 0 | 0 | 0 | 0 | 0 | 0 | 0 | 648612 | 142136.5 | 139347 | 937017 | 0 | 0 | 0 | 0 | 0 | 0 | 0 | 0
[9 empty] | 2023-12-01 | 2024 | 23-24 | 0 | 0 | 0 | 0 | 0 | 0 | 0 | 0 | 648612 | 142136.5 | 139347 | 937017 | 0 | 0 | 0 | 0 | 0 | 0 | 0 | 0
[9 empty] | 2023-12-02 | 2024 | 23-24 | 0 | 0 | 0 | 0 | 0 | 0 | 0 | 0 | 648612 | 142136.5 | 139347 | 937017 | 0 | 0 | 0 | 0 | 0 | 0 | 0 | 0
[9 empty] | 2023-12-03 | 2024 | 23-24 | 0 | 0 | 0 | 0 | 0 | 0 | 0 | 0 | 648612 | 142136.5 | 139347 | 937017 | 0 | 0 | 0 | 0 | 0 | 0 | 0 | 0
[9 empty] | 2023-12-04 | 2024 | 23-24 | 0 | 0 | 0 | 0 | 0 | 0 | 0 | 0 | 648612 | 142136.5 | 139347 | 937017 | 0 | 0 | 0 | 0 | 0 | 0 | 0 | 0
[9 empty] | 2023-12-05 | 2024 | 23-24 | 0 | 0 | 0 | 0 | 0 | 0 | 0 | 0 | 648612 | 142136.5 | 139347 | 937017 | 0 | 0 | 0 | 0 | 0 | 0 | 0 | 0
[9 empty] | 2023-12-06 | 2024 | 23-24 | 0 | 0 | 0 | 0 | 0 | 0 | 0 | 0 | 648612 | 142136.5 | 139347 | 937017 | 0 | 0 | 0 | 0 | 0 | 0 | 0 | 0
[9 empty] | 2023-12-07 | 2024 | 23-24 | 0 | 0 | 0 | 0 | 0 | 0 | 0 | 0 | 648612 | 142136.5 | 139347 | 937017 | 0 | 0 | 0 | 0 | 0 | 0 | 0 | 0
[9 empty] | 2023-12-08 | 2024 | 0 | 0 | 0 | 0 | 0 | 0 | 0 | 0 | 0 | 648612 | 142136.5 | 139347 | 937017 | 0 | 0 | 0 | 0 | 0 | 0 | 0 | 0
[9 empty] | 2023-12-09 | 2024 | 23-24 | 0 | 0 | 0 | 0 | 0 | 0 | 0 | 0 | 648612 | 142136.5 | 139347 | 937017 | 0 | 0 | 0 | 0 | 0 | 0 | 0 | 0
[9 empty] | 2023-12-10 | 2024 | 23-24 | 0 | 0 | 0 | 0 | 0 | 0 | 0 | 0 | 648612 | 142136.5 | 139347 | 937017 | 0 | 0 | 0 | 0 | 0 | 0 | 0 | 0
[9 empty] | 2023-12-11 | 2024 | 0 | 0 | 0 | 92338.636 | 92338.636 | 0 | 0 | 263 | 263 | 648612 | 142136.5 | 139347 | 937017 | 0 | 0 | 0.66265 | 0.098545 | 0 | 0 | 0.0018874 | 0.00028068
[9 empty] | 2023-12-12 | 2024 | 23-24 | 0 | 0 | 0 | 0 | 0 | 0 | 0 | 0 | 648612 | 142136.5 | 139347 | 937017 | 0 | 0 | 0 | 0 | 0 | 0 | 0 | 0
[9 empty] | 2023-12-13 | 2024 | 23-24 | 0 | 0 | 0 | 0 | 0 | 0 | 0 | 0 | 648612 | 142136.5 | 139347 | 937017 | 0 | 0 | 0 | 0 | 0 | 0 | 0 | 0
[9 empty] | 2023-12-14 | 2024 | 23-24 | 0 | 0 | 0 | 0 | 0 | 0 | 0 | 0 | 648612 | 142136.5 | 139347 | 937017 | 0 | 0 | 0 | 0 | 0 | 0 | 0 | 0
[9 empty] | 2023-12-15 | 2024 | 23-24 | 0 | 0 | 0 | 0 | 0 | 0 | 0 | 0 | 648612 | 142136.5 | 139347 | 937017 | 0 | 0 | 0 | 0 | 0 | 0 | 0 | 0
[9 empty] | 2023-12-16 | 2024 | 23-24 | 0 | 0 | 0 | 0 | 0 | 0 | 0 | 0 | 648612 | 142136.5 | 139347 | 937017 | 0 | 0 | 0 | 0 | 0 | 0 | 0 | 0
[9 empty] | 2023-12-17 | 2024 | 23-24 | 0 | 0 | 0 | 0 | 0 | 0 | 0 | 0 | 648612 | 142136.5 | 139347 | 937017 | 0 | 0 | 0 | 0 | 0 | 0 | 0 | 0
[9 empty] | 2023-12-18 | 2024 | 23-24 | 0 | 0 | 0 | 0 | 0 | 0 | 0 | 0 | 648612 | 142136.5 | 139347 | 937017 | 0 | 0 | 0 | 0 | 0 | 0 | 0 | 0
[9 empty] | 2023-12-19 | 2024 | 23-24 | 0 | 0 | 0 | 0 | 0 | 0 | 0 | 0 | 648612 | 142136.5 | 139347 | 937017 | 0 | 0 | 0 | 0 | 0 | 0 | 0 | 0
[9 empty] | 2023-12-20 | 2024 | 23-24 | 0 | 0 | 0 | 0 | 0 | 0 | 0 | 0 | 648612 | 142136.5 | 139347 | 937017 | 0 | 0 | 0 | 0 | 0 | 0 | 0 | 0
[9 empty] | 2023-12-21 | 2024 | 23-24 | 0 | 0 | 0 | 0 | 0 | 0 | 0 | 0 | 648612 | 142136.5 | 139347 | 937017 | 0 | 0 | 0 | 0 | 0 | 0 | 0 | 0
[9 empty] | 2023-12-22 | 2024 | 23-24 | 0 | 0 | 0 | 0 | 0 | 0 | 0 | 0 | 648612 | 142136.5 | 139347 | 937017 | 0 | 0 | 0 | 0 | 0 | 0 | 0 | 0
[9 empty] | 2023-12-23 | 2024 | 23-24 | 0 | 0 | 222397.939 | 222397.939 | 0 | 0 | 972 | 972 | 648612 | 142136.5 | 139347 | 937017 | 0 | 0 | 1.596 | 0.23735 | 0 | 0 | 0.0069754 | 0.0010373
[9 empty] | 2023-12-24 | 2024 | 23-24 | 0 | 0 | 0 | 0 | 0 | 0 | 0 | 0 | 648612 | 142136.5 | 139347 | 937017 | 0 | 0 | 0 | 0 | 0 | 0 | 0 | 0
[9 empty] | 2023-12-25 | 2024 | 23-24 | 0 | 0 | 0 | 0 | 0 | 0 | 0 | 0 | 648612 | 142136.5 | 139347 | 937017 | 0 | 0 | 0 | 0 | 0 | 0 | 0 | 0
[9 empty] | 2023-12-26 | 2024 | 23-24 | 0 | 0 | 0 | 0 | 0 | 0 | 0 | 0 | 648612 | 142136.5 | 139347 | 937017 | 0 | 0 | 0 | 0 | 0 | 0 | 0 | 0
[9 empty] | 2023-12-27 | 2024 | 23-24 | 0 | 0 | 0 | 0 | 0 | 0 | 0 | 0 | 648612 | 142136.5 | 139347 | 937017 | 0 | 0 | 0 | 0 | 0 | 0 | 0 | 0
[9 empty] | 2023-12-28 | 2024 | 0 | 0 | 0 | 8075.2003 | 8075.2003 | 0 | 0 | 71.3333 | 71.3333 | 648612 | 142136.5 | 139347 | 937017 | 0 | 0 | 0.05795 | 0.008618 | 0 | 0 | 0.00051191 | 7.6128e-05
[9 empty] | 2023-12-29 | 2024 | 23-24 | 0 | 0 | 0 | 0 | 0 | 0 | 0 | 0 | 648612 | 142136.5 | 139347 | 937017 | 0 | 0 | 0 | 0 | 0 | 0 | 0 | 0
[9 empty] | 2023-12-30 | 2024 | 23-24 | 0 | 0 | 0 | 0 | 0 | 0 | 0 | 0 | 648612 | 142136.5 | 139347 | 937017 | 0 | 0 | 0 | 0 | 0 | 0 | 0 | 0
[9 empty] | 2023-12-31 | 2024 | 23-24 | 0 | 0 | 0 | 0 | 0 | 0 | 0 | 0 | 648612 | 142136.5 | 139347 | 937017 | 0 | 0 | 0 | 0 | 0 | 0 | 0 | 0
[9 empty] | 2024-01-01 | 2024 | 23-24 | 0 | 0 | 0 | 0 | 0 | 0 | 0 | 0 | 648612 | 142136.5 | 139347 | 937017 | 0 | 0 | 0 | 0 | 0 | 0 | 0 | 0
[9 empty] | 2024-01-02 | 2024 | 23-24 | 0 | 0 | 0 | 0 | 0 | 0 | 0 | 0 | 648612 | 142136.5 | 139347 | 937017 | 0 | 0 | 0 | 0 | 0 | 0 | 0 | 0
[9 empty] | 2024-01-03 | 2024 | 23-24 | 0 | 0 | 0 | 0 | 0 | 0 | 0 | 0 | 648612 | 142136.5 | 139347 | 937017 | 0 | 0 | 0 | 0 | 0 | 0 | 0 | 0
[9 empty] | 2024-01-04 | 2024 | 23-24 | 0 | 0 | 0 | 0 | 0 | 0 | 0 | 0 | 648612 | 142136.5 | 139347 | 937017 | 0 | 0 | 0 | 0 | 0 | 0 | 0 | 0
[9 empty] | 2024-01-05 | 2024 | 23-24 | 0 | 0 | 0 | 0 | 0 | 0 | 0 | 0 | 648612 | 142136.5 | 139347 | 937017 | 0 | 0 | 0 | 0 | 0 | 0 | 0 | 0
[9 empty] | 2024-01-06 | 2024 | 23-24 | 0 | 0 | 473.76 | 473.76 | 0 | 0 | 0 | 0 | 648612 | 142136.5 | 139347 | 937017 | 0 | 0 | 0.0033999 | 0.0005056 | 0 | 0 | 0 | 0
[9 empty] | 2024-01-07 | 2024 | 23-24 | 0 | 0 | 0 | 0 | 0 | 0 | 0 | 0 | 648612 | 142136.5 | 139347 | 937017 | 0 | 0 | 0 | 0 | 0 | 0 | 0 | 0
[9 empty] | 2024-01-08 | 2024 | 23-24 | 0 | 0 | 0 | 0 | 0 | 0 | 0 | 0 | 648612 | 142136.5 | 139347 | 937017 | 0 | 0 | 0 | 0 | 0 | 0 | 0 | 0
[9 empty] | 2024-01-09 | 2024 | 23-24 | 0 | 0 | 0 | 0 | 0 | 0 | 0 | 0 | 648612 | 142136.5 | 139347 | 937017 | 0 | 0 | 0 | 0 | 0 | 0 | 0 | 0
[9 empty] | 2024-01-10 | 2024 | 23-24 | 0 | 0 | 0 | 0 | 0 | 0 | 0 | 0 | 648612 | 142136.5 | 139347 | 937017 | 0 | 0 | 0 | 0 | 0 | 0 | 0 | 0
[9 empty] | 2024-01-11 | 2024 | 23-24 | 0 | 0 | 0 | 0 | 0 | 0 | 0 | 0 | 648612 | 142136.5 | 139347 | 937017 | 0 | 0 | 0 | 0 | 0 | 0 | 0 | 0
[9 empty] | 2024-01-12 | 2024 | 23-24 | 0 | 0 | 0 | 0 | 0 | 0 | 0 | 0 | 648612 | 142136.5 | 139347 | 937017 | 0 | 0 | 0 | 0 | 0 | 0 | 0 | 0
[9 empty] | 2024-01-13 | 2024 | 23-24 | 0 | 0 | 0 | 0 | 0 | 0 | 0 | 0 | 648612 | 142136.5 | 139347 | 937017 | 0 | 0 | 0 | 0 | 0 | 0 | 0 | 0
[9 empty] | 2024-01-14 | 2024 | 23-24 | 0 | 0 | 0 | 0 | 0 | 0 | 0 | 0 | 648612 | 142136.5 | 139347 | 937017 | 0 | 0 | 0 | 0 | 0 | 0 | 0 | 0
[9 empty] | 2024-01-15 | 2024 | 23-24 | 0 | 0 | 0 | 0 | 0 | 0 | 0 | 0 | 648612 | 142136.5 | 139347 | 937017 | 0 | 0 | 0 | 0 | 0 | 0 | 0 | 0
[9 empty] | 2024-01-16 | 2024 | 23-24 | 0 | 0 | 0 | 0 | 0 | 0 | 0 | 0 | 648612 | 142136.5 | 139347 | 937017 | 0 | 0 | 0 | 0 | 0 | 0 | 0 | 0
[9 empty] | 2024-01-17 | 2024 | 23-24 | 0 | 0 | 0 | 0 | 0 | 0 | 0 | 0 | 648612 | 142136.5 | 139347 | 937017 | 0 | 0 | 0 | 0 | 0 | 0 | 0 | 0
[9 empty] | 2024-01-18 | 2024 | 23-24 | 0 | 0 | 0 | 0 | 0 | 0 | 0 | 0 | 648612 | 142136.5 | 139347 | 937017 | 0 | 0 | 0 | 0 | 0 | 0 | 0 | 0
[9 empty] | 2024-01-19 | 2024 | 23-24 | 0 | 0 | 0 | 0 | 0 | 0 | 0 | 0 | 648612 | 142136.5 | 139347 | 937017 | 0 | 0 | 0 | 0 | 0 | 0 | 0 | 0
[9 empty] | 2024-01-20 | 2024 | 23-24 | 0 | 0 | 0 | 0 | 0 | 0 | 0 | 0 | 648612 | 142136.5 | 139347 | 937017 | 0 | 0 | 0 | 0 | 0 | 0 | 0 | 0
[9 empty] | 2024-01-21 | 2024 | 23-24 | 0 | 0 | 0 | 0 | 0 | 0 | 0 | 0 | 648612 | 142136.5 | 139347 | 937017 | 0 | 0 | 0 | 0 | 0 | 0 | 0 | 0
[9 empty] | 2024-01-22 | 2024 | 23-24 | 0 | 0 | 0 | 0 | 0 | 0 | 0 | 0 | 648612 | 142136.5 | 139347 | 937017 | 0 | 0 | 0 | 0 | 0 | 0 | 0 | 0
[9 empty] | 2024-01-23 | 2024 | 23-24 | 0 | 0 | 1529.0837 | 1529.0837 | 0 | 0 | 24.3333 | 24.3333 | 648612 | 142136.5 | 139347 | 937017 | 0 | 0 | 0.010973 | 0.0016319 | 0 | 0 | 0.00017462 | 2.5969e-05
[9 empty] | 2024-01-24 | 2024 | 23-24 | 0 | 0 | 0 | 0 | 0 | 0 | 0 | 0 | 648612 | 142136.5 | 139347 | 937017 | 0 | 0 | 0 | 0 | 0 | 0 | 0 | 0
[9 empty] | 2024-01-25 | 2024 | 23-24 | 0 | 0 | 0 | 0 | 0 | 0 | 0 | 0 | 648612 | 142136.5 | 139347 | 937017 | 0 | 0 | 0 | 0 | 0 | 0 | 0 | 0
[9 empty] | 2024-01-26 | 2024 | 23-24 | 0 | 0 | 0 | 0 | 0 | 0 | 0 | 0 | 648612 | 142136.5 | 139347 | 937017 | 0 | 0 | 0 | 0 | 0 | 0 | 0 | 0
[9 empty] | 2024-01-27 | 2024 | 23-24 | 0 | 0 | 0 | 0 | 0 | 0 | 0 | 0 | 648612 | 142136.5 | 139347 | 937017 | 0 | 0 | 0 | 0 | 0 | 0 | 0 | 0
[9 empty] | 2024-01-28 | 2024 | 23-24 | 0 | 0 | 0 | 0 | 0 | 0 | 0 | 0 | 648612 | 142136.5 | 139347 | 937017 | 0 | 0 | 0 | 0 | 0 | 0 | 0 | 0
[9 empty] | 2024-01-29 | 2024 | 23-24 | 0 | 0 | 0 | 0 | 0 | 0 | 0 | 0 | 648612 | 142136.5 | 139347 | 937017 | 0 | 0 | 0 | 0 | 0 | 0 | 0 | 0
[9 empty] | 2024-01-30 | 2024 | 23-24 | 0 | 0 | 0 | 0 | 0 | 0 | 0 | 0 | 648612 | 142136.5 | 139347 | 937017 | 0 | 0 | 0 | 0 | 0 | 0 | 0 | 0
[9 empty] | 2024-01-31 | 2024 | 23-24 | 0 | 0 | 0 | 0 | 0 | 0 | 0 | 0 | 648612 | 142136.5 | 139347 | 937017 | 0 | 0 | 0 | 0 | 0 | 0 | 0 | 0
[9 empty] | 2024-02-01 | 2024 | 23-24 | 0 | 0 | 235.6 | 235.6 | 0 | 0 | 0 | 0 | 648612 | 142136.5 | 139347 | 937017 | 0 | 0 | 0.0016907 | 0.00025144 | 0 | 0 | 0 | 0
[9 empty] | 2024-02-02 | 2024 | 23-24 | 0 | 0 | 0 | 0 | 0 | 0 | 0 | 0 | 648612 | 142136.5 | 139347 | 937017 | 0 | 0 | 0 | 0 | 0 | 0 | 0 | 0
[9 empty] | 2024-02-03 | 2024 | 23-24 | 0 | 0 | 0 | 0 | 0 | 0 | 0 | 0 | 648612 | 142136.5 | 139347 | 937017 | 0 | 0 | 0 | 0 | 0 | 0 | 0 | 0
[9 empty] | 2024-02-04 | 2024 | 23-24 | 0 | 0 | 0 | 0 | 0 | 0 | 0 | 0 | 648612 | 142136.5 | 139347 | 937017 | 0 | 0 | 0 | 0 | 0 | 0 | 0 | 0
[9 empty] | 2024-02-05 | 2024 | 23-24 | 0 | 0 | 0 | 0 | 0 | 0 | 0 | 0 | 648612 | 142136.5 | 139347 | 937017 | 0 | 0 | 0 | 0 | 0 | 0 | 0 | 0
[9 empty] | 2024-02-06 | 2024 | 23-24 | 0 | 0 | 0 | 0 | 0 | 0 | 0 | 0 | 648612 | 142136.5 | 139347 | 937017 | 0 | 0 | 0 | 0 | 0 | 0 | 0 | 0
[9 empty] | 2024-02-07 | 2024 | 23-24 | 0 | 0 | 0 | 0 | 0 | 0 | 0 | 0 | 648612 | 142136.5 | 139347 | 937017 | 0 | 0 | 0 | 0 | 0 | 0 | 0 | 0
[9 empty] | 2024-02-08 | 2024 | 23-24 | 0 | 0 | 0 | 0 | 0 | 0 | 0 | 0 | 648612 | 142136.5 | 139347 | 937017 | 0 | 0 | 0 | 0 | 0 | 0 | 0 | 0
[9 empty] | 2024-02-09 | 2024 | 23-24 | 0 | 0 | 0 | 0 | 0 | 0 | 0 | 0 | 648612 | 142136.5 | 139347 | 937017 | 0 | 0 | 0 | 0 | 0 | 0 | 0 | 0
[9 empty] | 2024-02-10 | 2024 | 23-24 | 0 | 0 | 0 | 0 | 0 | 0 | 0 | 0 | 648612 | 142136.5 | 139347 | 937017 | 0 | 0 | 0 | 0 | 0 | 0 | 0 | 0
[9 empty] | 2024-02-11 | 2024 | 23-24 | 0 | 0 | 0 | 0 | 0 | 0 | 0 | 0 | 648612 | 142136.5 | 139347 | 937017 | 0 | 0 | 0 | 0 | 0 | 0 | 0 | 0
[9 empty] | 2024-02-12 | 2024 | 23-24 | 0 | 0 | 0 | 0 | 0 | 0 | 0 | 0 | 648612 | 142136.5 | 139347 | 937017 | 0 | 0 | 0 | 0 | 0 | 0 | 0 | 0
[9 empty] | 2024-02-13 | 2024 | 23-24 | 0 | 0 | 0 | 0 | 0 | 0 | 0 | 0 | 648612 | 142136.5 | 139347 | 937017 | 0 | 0 | 0 | 0 | 0 | 0 | 0 | 0
[9 empty] | 2024-02-14 | 2024 | 23-24 | 0 | 0 | 0 | 0 | 0 | 0 | 0 | 0 | 648612 | 142136.5 | 139347 | 937017 | 0 | 0 | 0 | 0 | 0 | 0 | 0 | 0
[9 empty] | 2024-02-15 | 2024 | 23-24 | 0 | 0 | 0 | 0 | 0 | 0 | 0 | 0 | 648612 | 142136.5 | 139347 | 937017 | 0 | 0 | 0 | 0 | 0 | 0 | 0 | 0
[9 empty] | 2024-02-16 | 2024 | 23-24 | 0 | 0 | 0 | 0 | 0 | 0 | 0 | 0 | 648612 | 142136.5 | 139347 | 937017 | 0 | 0 | 0 | 0 | 0 | 0 | 0 | 0
[9 empty] | 2024-02-17 | 2024 | 23-24 | 0 | 0 | 0 | 0 | 0 | 0 | 0 | 0 | 648612 | 142136.5 | 139347 | 937017 | 0 | 0 | 0 | 0 | 0 | 0 | 0 | 0
[9 empty] | 2024-02-18 | 2024 | 23-24 | 0 | 0 | 0 | 0 | 0 | 0 | 0 | 0 | 648612 | 142136.5 | 139347 | 937017 | 0 | 0 | 0 | 0 | 0 | 0 | 0 | 0
[9 empty] | 2024-02-19 | 2024 | 23-24 | 0 | 0 | 0 | 0 | 0 | 0 | 0 | 0 | 648612 | 142136.5 | 139347 | 937017 | 0 | 0 | 0 | 0 | 0 | 0 | 0 | 0
[9 empty] | 2024-02-20 | 2024 | 23-24 | 0 | 0 | 0 | 0 | 0 | 0 | 0 | 0 | 648612 | 142136.5 | 139347 | 937017 | 0 | 0 | 0 | 0 | 0 | 0 | 0 | 0
[9 empty] | 2024-02-21 | 2024 | 23-24 | 0 | 0 | 0 | 0 | 0 | 0 | 0 | 0 | 648612 | 142136.5 | 139347 | 937017 | 0 | 0 | 0 | 0 | 0 | 0 | 0 | 0
[9 empty] | 2024-02-22 | 2024 | 23-24 | 0 | 0 | 0 | 0 | 0 | 0 | 0 | 0 | 648612 | 142136.5 | 139347 | 937017 | 0 | 0 | 0 | 0 | 0 | 0 | 0 | 0
[9 empty] | 2024-02-23 | 2024 | 23-24 | 0 | 0 | 0 | 0 | 0 | 0 | 0 | 0 | 648612 | 142136.5 | 139347 | 937017 | 0 | 0 | 0 | 0 | 0 | 0 | 0 | 0
[9 empty] | 2024-02-24 | 2024 | 23-24 | 0 | 0 | 0 | 0 | 0 | 0 | 0 | 0 | 648612 | 142136.5 | 139347 | 937017 | 0 | 0 | 0 | 0 | 0 | 0 | 0 | 0
[9 empty] | 2024-02-25 | 2024 | 23-24 | 0 | 0 | 0 | 0 | 0 | 0 | 0 | 0 | 648612 | 142136.5 | 139347 | 937017 | 0 | 0 | 0 | 0 | 0 | 0 | 0 | 0
[9 empty] | 2024-02-26 | 2024 | 23-24 | 0 | 0 | 0 | 0 | 0 | 0 | 0 | 0 | 648612 | 142136.5 | 139347 | 937017 | 0 | 0 | 0 | 0 | 0 | 0 | 0 | 0
[9 empty] | 2024-02-27 | 2024 | 23-24 | 0 | 0 | 0 | 0 | 0 | 0 | 0 | 0 | 648612 | 142136.5 | 139347 | 937017 | 0 | 0 | 0 | 0 | 0 | 0 | 0 | 0
[9 empty] | 2024-02-28 | 2024 | 23-24 | 0 | 0 | 0 | 0 | 0 | 0 | 0 | 0 | 648612 | 142136.5 | 139347 | 937017 | 0 | 0 | 0 | 0 | 0 | 0 | 0 | 0
[9 empty] | 2024-02-29 | 2024 | 23-24 | 0 | 0 | 0 | 0 | 0 | 0 | 0 | 0 | 648612 | 142136.5 | 139347 | 937017 | 0 | 0 | 0 | 0 | 0 | 0 | 0 | 0
[9 empty] | 2024-03-01 | 2024 | 23-24 | 0 | 0 | 0 | 0 | 0 | 0 | 0 | 0 | 648612 | 142136.5 | 139347 | 937017 | 0 | 0 | 0 | 0 | 0 | 0 | 0 | 0
[9 empty] | 2024-03-02 | 2024 | 23-24 | 0 | 0 | 0 | 0 | 0 | 0 | 0 | 0 | 648612 | 142136.5 | 139347 | 937017 | 0 | 0 | 0 | 0 | 0 | 0 | 0 | 0
[9 empty] | 2024-03-03 | 2024 | 23-24 | 0 | 0 | 0 | 0 | 0 | 0 | 0 | 0 | 648612 | 142136.5 | 139347 | 937017 | 0 | 0 | 0 | 0 | 0 | 0 | 0 | 0
[9 empty] | 2024-03-04 | 2024 | 23-24 | 0 | 0 | 0 | 0 | 0 | 0 | 0 | 0 | 648612 | 142136.5 | 139347 | 937017 | 0 | 0 | 0 | 0 | 0 | 0 | 0 | 0
[9 empty] | 2024-03-05 | 2024 | 23-24 | 0 | 0 | 0 | 0 | 0 | 0 | 0 | 0 | 648612 | 142136.5 | 139347 | 937017 | 0 | 0 | 0 | 0 | 0 | 0 | 0 | 0
[9 empty] | 2024-03-06 | 2024 | 23-24 | 0 | 0 | 0 | 0 | 0 | 0 | 0 | 0 | 648612 | 142136.5 | 139347 | 937017 | 0 | 0 | 0 | 0 | 0 | 0 | 0 | 0
[9 empty] | 2024-03-07 | 2024 | 23-24 | 0 | 0 | 0 | 0 | 0 | 0 | 0 | 0 | 648612 | 142136.5 | 139347 | 937017 | 0 | 0 | 0 | 0 | 0 | 0 | 0 | 0
[9 empty] | 2024-03-08 | 2024 | 23-24 | 0 | 0 | 0 | 0 | 0 | 0 | 0 | 0 | 648612 | 142136.5 | 139347 | 937017 | 0 | 0 | 0 | 0 | 0 | 0 | 0 | 0
[9 empty] | 2024-03-09 | 2024 | 23-24 | 0 | 0 | 0 | 0 | 0 | 0 | 0 | 0 | 648612 | 142136.5 | 139347 | 937017 | 0 | 0 | 0 | 0 | 0 | 0 | 0 | 0
[9 empty] | 2024-03-10 | 2024 | 23-24 | 0 | 0 | 0 | 0 | 0 | 0 | 0 | 0 | 648612 | 142136.5 | 139347 | 937017 | 0 | 0 | 0 | 0 | 0 | 0 | 0 | 0
[9 empty] | 2024-03-11 | 2024 | 23-24 | 0 | 0 | 0 | 0 | 0 | 0 | 0 | 0 | 648612 | 142136.5 | 139347 | 937017 | 0 | 0 | 0 | 0 | 0 | 0 | 0 | 0
[9 empty] | 2024-03-12 | 2024 | 23-24 | 0 | 0 | 0 | 0 | 0 | 0 | 0 | 0 | 648612 | 142136.5 | 139347 | 937017 | 0 | 0 | 0 | 0 | 0 | 0 | 0 | 0
[9 empty] | 2024-03-13 | 2024 | 23-24 | 0 | 0 | 0 | 0 | 0 | 0 | 0 | 0 | 648612 | 142136.5 | 139347 | 937017 | 0 | 0 | 0 | 0 | 0 | 0 | 0 | 0
[9 empty] | 2024-03-14 | 2024 | 23-24 | 0 | 0 | 0 | 0 | 0 | 0 | 0 | 0 | 648612 | 142136.5 | 139347 | 937017 | 0 | 0 | 0 | 0 | 0 | 0 | 0 | 0
[9 empty] | 2024-03-15 | 2024 | 23-24 | 0 | 0 | 0 | 0 | 0 | 0 | 0 | 0 | 648612 | 142136.5 | 139347 | 937017 | 0 | 0 | 0 | 0 | 0 | 0 | 0 | 0
[9 empty] | 2024-03-16 | 2024 | 23-24 | 0 | 0 | 0 | 0 | 0 | 0 | 0 | 0 | 648612 | 142136.5 | 139347 | 937017 | 0 | 0 | 0 | 0 | 0 | 0 | 0 | 0
[9 empty] | 2024-03-17 | 2024 | 23-24 | 0 | 0 | 0 | 0 | 0 | 0 | 0 | 0 | 648612 | 142136.5 | 139347 | 937017 | 0 | 0 | 0 | 0 | 0 | 0 | 0 | 0
[9 empty] | 2024-03-18 | 2024 | 23-24 | 0 | 0 | 0 | 0 | 0 | 0 | 0 | 0 | 648612 | 142136.5 | 139347 | 937017 | 0 | 0 | 0 | 0 | 0 | 0 | 0 | 0
[9 empty] | 2024-03-19 | 2024 | 23-24 | 0 | 0 | 0 | 0 | 0 | 0 | 0 | 0 | 648612 | 142136.5 | 139347 | 937017 | 0 | 0 | 0 | 0 | 0 | 0 | 0 | 0
[9 empty] | 2024-03-20 | 2024 | 23-24 | 0 | 0 | 0 | 0 | 0 | 0 | 0 | 0 | 648612 | 142136.5 | 139347 | 937017 | 0 | 0 | 0 | 0 | 0 | 0 | 0 | 0
[9 empty] | 2024-03-21 | 2024 | 23-24 | 0 | 0 | 0 | 0 | 0 | 0 | 0 | 0 | 648612 | 142136.5 | 139347 | 937017 | 0 | 0 | 0 | 0 | 0 | 0 | 0 | 0
[9 empty] | 2024-03-22 | 2024 | 23-24 | 0 | 0 | 0 | 0 | 0 | 0 | 0 | 0 | 648612 | 142136.5 | 139347 | 937017 | 0 | 0 | 0 | 0 | 0 | 0 | 0 | 0
[9 empty] | 2024-03-23 | 2024 | 23-24 | 0 | 0 | 0 | 0 | 0 | 0 | 0 | 0 | 648612 | 142136.5 | 139347 | 937017 | 0 | 0 | 0 | 0 | 0 | 0 | 0 | 0
[9 empty] | 2024-03-24 | 2024 | 23-24 | 0 | 0 | 0 | 0 | 0 | 0 | 0 | 0 | 648612 | 142136.5 | 139347 | 937017 | 0 | 0 | 0 | 0 | 0 | 0 | 0 | 0
[9 empty] | 2024-03-25 | 2024 | 23-24 | 0 | 0 | 0 | 0 | 0 | 0 | 0 | 0 | 648612 | 142136.5 | 139347 | 937017 | 0 | 0 | 0 | 0 | 0 | 0 | 0 | 0
[9 empty] | 2024-03-26 | 2024 | 23-24 | 0 | 0 | 0 | 0 | 0 | 0 | 0 | 0 | 648612 | 142136.5 | 139347 | 937017 | 0 | 0 | 0 | 0 | 0 | 0 | 0 | 0
[9 empty] | 2024-03-27 | 2024 | 23-24 | 0 | 0 | 0 | 0 | 0 | 0 | 0 | 0 | 648612 | 142136.5 | 139347 | 937017 | 0 | 0 | 0 | 0 | 0 | 0 | 0 | 0
[9 empty] | 2024-03-28 | 2024 | 23-24 | 0 | 0 | 0 | 0 | 0 | 0 | 0 | 0 | 648612 | 142136.5 | 139347 | 937017 | 0 | 0 | 0 | 0 | 0 | 0 | 0 | 0
[9 empty] | 2024-03-29 | 2024 | 23-24 | 0 | 0 | 0 | 0 | 0 | 0 | 0 | 0 | 648612 | 142136.5 | 139347 | 937017 | 0 | 0 | 0 | 0 | 0 | 0 | 0 | 0
[9 empty] | 2024-03-30 | 2024 | 23-24 | 0 | 0 | 0 | 0 | 0 | 0 | 0 | 0 | 648612 | 142136.5 | 139347 | 937017 | 0 | 0 | 0 | 0 | 0 | 0 | 0 | 0
[9 empty] | 2024-03-31 | 2024 | 23-24 | 0 | 0 | 0 | 0 | 0 | 0 | 0 | 0 | 648612 | 142136.5 | 139347 | 937017 | 0 | 0 | 0 | 0 | 0 | 0 | 0 | 0
[9 empty] | 2024-04-01 | 2024 | 23-24 | 0 | 0 | 0 | 0 | 0 | 0 | 0 | 0 | 648612 | 142136.5 | 139347 | 937017 | 0 | 0 | 0 | 0 | 0 | 0 | 0 | 0
[9 empty] | 2024-04-02 | 2024 | 23-24 | 0 | 0 | 0 | 0 | 0 | 0 | 0 | 0 | 648612 | 142136.5 | 139347 | 937017 | 0 | 0 | 0 | 0 | 0 | 0 | 0 | 0
[9 empty] | 2024-04-03 | 2024 | 23-24 | 0 | 0 | 0 | 0 | 0 | 0 | 0 | 0 | 648612 | 142136.5 | 139347 | 937017 | 0 | 0 | 0 | 0 | 0 | 0 | 0 | 0
[9 empty] | 2024-04-04 | 2024 | 23-24 | 0 | 0 | 0 | 0 | 0 | 0 | 0 | 0 | 648612 | 142136.5 | 139347 | 937017 | 0 | 0 | 0 | 0 | 0 | 0 | 0 | 0
[9 empty] | 2024-04-05 | 2024 | 23-24 | 0 | 0 | 0 | 0 | 0 | 0 | 0 | 0 | 648612 | 142136.5 | 139347 | 937017 | 0 | 0 | 0 | 0 | 0 | 0 | 0 | 0
[9 empty] | 2024-04-06 | 2024 | 23-24 | 0 | 0 | 0 | 0 | 0 | 0 | 0 | 0 | 648612 | 142136.5 | 139347 | 937017 | 0 | 0 | 0 | 0 | 0 | 0 | 0 | 0
[9 empty] | 2024-04-07 | 2024 | 23-24 | 0 | 0 | 0 | 0 | 0 | 0 | 0 | 0 | 648612 | 142136.5 | 139347 | 937017 | 0 | 0 | 0 | 0 | 0 | 0 | 0 | 0
[9 empty] | 2024-04-08 | 2024 | 23-24 | 0 | 0 | 0 | 0 | 0 | 0 | 0 | 0 | 648612 | 142136.5 | 139347 | 937017 | 0 | 0 | 0 | 0 | 0 | 0 | 0 | 0
[9 empty] | 2024-04-09 | 2024 | 23-24 | 0 | 0 | 0 | 0 | 0 | 0 | 0 | 0 | 648612 | 142136.5 | 139347 | 937017 | 0 | 0 | 0 | 0 | 0 | 0 | 0 | 0
[9 empty] | 2024-04-10 | 2024 | 23-24 | 0 | 0 | 0 | 0 | 0 | 0 | 0 | 0 | 648612 | 142136.5 | 139347 | 937017 | 0 | 0 | 0 | 0 | 0 | 0 | 0 | 0
[9 empty] | 2024-04-11 | 2024 | 23-24 | 0 | 0 | 0 | 0 | 0 | 0 | 0 | 0 | 648612 | 142136.5 | 139347 | 937017 | 0 | 0 | 0 | 0 | 0 | 0 | 0 | 0
[9 empty] | 2024-04-12 | 2024 | 23-24 | 0 | 0 | 0 | 0 | 0 | 0 | 0 | 0 | 648612 | 142136.5 | 139347 | 937017 | 0 | 0 | 0 | 0 | 0 | 0 | 0 | 0
[9 empty] | 2024-04-13 | 2024 | 23-24 | 0 | 0 | 0 | 0 | 0 | 0 | 0 | 0 | 648612 | 142136.5 | 139347 | 937017 | 0 | 0 | 0 | 0 | 0 | 0 | 0 | 0
[9 empty] | 2024-04-14 | 2024 | 23-24 | 0 | 0 | 0 | 0 | 0 | 0 | 0 | 0 | 648612 | 142136.5 | 139347 | 937017 | 0 | 0 | 0 | 0 | 0 | 0 | 0 | 0
[9 empty] | 2024-04-15 | 2024 | 23-24 | 0 | 0 | 0 | 0 | 0 | 0 | 0 | 0 | 648612 | 142136.5 | 139347 | 937017 | 0 | 0 | 0 | 0 | 0 | 0 | 0 | 0
[9 empty] | 2024-04-16 | 2024 | 23-24 | 0 | 0 | 0 | 0 | 0 | 0 | 0 | 0 | 648612 | 142136.5 | 139347 | 937017 | 0 | 0 | 0 | 0 | 0 | 0 | 0 | 0
[9 empty] | 2024-04-17 | 2024 | 23-24 | 0 | 0 | 0 | 0 | 0 | 0 | 0 | 0 | 648612 | 142136.5 | 139347 | 937017 | 0 | 0 | 0 | 0 | 0 | 0 | 0 | 0
[9 empty] | 2024-04-18 | 2024 | 23-24 | 0 | 0 | 0 | 0 | 0 | 0 | 0 | 0 | 648612 | 142136.5 | 139347 | 937017 | 0 | 0 | 0 | 0 | 0 | 0 | 0 | 0
[9 empty] | 2024-04-19 | 2024 | 23-24 | 0 | 0 | 0 | 0 | 0 | 0 | 0 | 0 | 648612 | 142136.5 | 139347 | 937017 | 0 | 0 | 0 | 0 | 0 | 0 | 0 | 0
[9 empty] | 2024-04-20 | 2024 | 23-24 | 0 | 0 | 0 | 0 | 0 | 0 | 0 | 0 | 648612 | 142136.5 | 139347 | 937017 | 0 | 0 | 0 | 0 | 0 | 0 | 0 | 0
[9 empty] | 2024-04-21 | 2024 | 23-24 | 0 | 0 | 0 | 0 | 0 | 0 | 0 | 0 | 648612 | 142136.5 | 139347 | 937017 | 0 | 0 | 0 | 0 | 0 | 0 | 0 | 0
[9 empty] | 2024-04-22 | 2024 | 23-24 | 0 | 0 | 0 | 0 | 0 | 0 | 0 | 0 | 648612 | 142136.5 | 139347 | 937017 | 0 | 0 | 0 | 0 | 0 | 0 | 0 | 0
[9 empty] | 2024-04-23 | 2024 | 23-24 | 0 | 0 | 728.28 | 728.28 | 0 | 0 | 32 | 32 | 648612 | 142136.5 | 139347 | 937017 | 0 | 0 | 0.0052264 | 0.00077723 | 0 | 0 | 0.00022964 | 3.4151e-05
[9 empty] | 2024-04-24 | 2024 | 23-24 | 0 | 0 | 0 | 0 | 0 | 0 | 0 | 0 | 648612 | 142136.5 | 139347 | 937017 | 0 | 0 | 0 | 0 | 0 | 0 | 0 | 0
[9 empty] | 2024-04-25 | 2024 | 23-24 | 0 | 0 | 0 | 0 | 0 | 0 | 0 | 0 | 648612 | 142136.5 | 139347 | 937017 | 0 | 0 | 0 | 0 | 0 | 0 | 0 | 0
[9 empty] | 2024-04-26 | 2024 | 23-24 | 0 | 0 | 0 | 0 | 0 | 0 | 0 | 0 | 648612 | 142136.5 | 139347 | 937017 | 0 | 0 | 0 | 0 | 0 | 0 | 0 | 0
[9 empty] | 2024-04-27 | 2024 | 23-24 | 0 | 0 | 0 | 0 | 0 | 0 | 0 | 0 | 648612 | 142136.5 | 139347 | 937017 | 0 | 0 | 0 | 0 | 0 | 0 | 0 | 0
[9 empty] | 2024-04-28 | 2024 | 23-24 | 0 | 0 | 0 | 0 | 0 | 0 | 0 | 0 | 648612 | 142136.5 | 139347 | 937017 | 0 | 0 | 0 | 0 | 0 | 0 | 0 | 0
[9 empty] | 2024-04-29 | 2024 | 23-24 | 0 | 0 | 0 | 0 | 0 | 0 | 0 | 0 | 648612 | 142136.5 | 139347 | 937017 | 0 | 0 | 0 | 0 | 0 | 0 | 0 | 0
[9 empty] | 2024-04-30 | 2024 | 23-24 | 0 | 0 | 0 | 0 | 0 | 0 | 0 | 0 | 648612 | 142136.5 | 139347 | 937017 | 0 | 0 | 0 | 0 | 0 | 0 | 0 | 0
[9 empty] | 2024-05-01 | 2024 | 23-24 | 0 | 0 | 0 | 0 | 0 | 0 | 0 | 0 | 648612 | 142136.5 | 139347 | 937017 | 0 | 0 | 0 | 0 | 0 | 0 | 0 | 0
[9 empty] | 2024-05-02 | 2024 | 23-24 | 0 | 0 | 0 | 0 | 0 | 0 | 0 | 0 | 648612 | 142136.5 | 139347 | 937017 | 0 | 0 | 0 | 0 | 0 | 0 | 0 | 0
[9 empty] | 2024-05-03 | 2024 | 23-24 | 0 | 0 | 0 | 0 | 0 | 0 | 0 | 0 | 648612 | 142136.5 | 139347 | 937017 | 0 | 0 | 0 | 0 | 0 | 0 | 0 | 0
[9 empty] | 2024-05-04 | 2024 | 23-24 | 0 | 0 | 0 | 0 | 0 | 0 | 0 | 0 | 648612 | 142136.5 | 139347 | 937017 | 0 | 0 | 0 | 0 | 0 | 0 | 0 | 0
[9 empty] | 2024-05-05 | 2024 | 23-24 | 0 | 0 | 0 | 0 | 0 | 0 | 0 | 0 | 648612 | 142136.5 | 139347 | 937017 | 0 | 0 | 0 | 0 | 0 | 0 | 0 | 0
[9 empty] | 2024-05-06 | 2024 | 23-24 | 0 | 0 | 0 | 0 | 0 | 0 | 0 | 0 | 648612 | 142136.5 | 139347 | 937017 | 0 | 0 | 0 | 0 | 0 | 0 | 0 | 0
[9 empty] | 2024-05-07 | 2024 | 23-24 | 0 | 0 | 0 | 0 | 0 | 0 | 0 | 0 | 648612 | 142136.5 | 139347 | 937017 | 0 | 0 | 0 | 0 | 0 | 0 | 0 | 0
[9 empty] | 2024-05-08 | 2024 | 23-24 | 0 | 0 | 0 | 0 | 0 | 0 | 0 | 0 | 648612 | 142136.5 | 139347 | 937017 | 0 | 0 | 0 | 0 | 0 | 0 | 0 | 0
[9 empty] | 2024-05-09 | 2024 | 23-24 | 0 | 0 | 0 | 0 | 0 | 0 | 0 | 0 | 648612 | 142136.5 | 139347 | 937017 | 0 | 0 | 0 | 0 | 0 | 0 | 0 | 0
[9 empty] | 2024-05-10 | 2024 | 23-24 | 0 | 0 | 0 | 0 | 0 | 0 | 0 | 0 | 648612 | 142136.5 | 139347 | 937017 | 0 | 0 | 0 | 0 | 0 | 0 | 0 | 0
[9 empty] | 2024-05-11 | 2024 | 23-24 | 0 | 0 | 0 | 0 | 0 | 0 | 0 | 0 | 648612 | 142136.5 | 139347 | 937017 | 0 | 0 | 0 | 0 | 0 | 0 | 0 | 0
[9 empty] | 2024-05-12 | 2024 | 23-24 | 0 | 0 | 0 | 0 | 0 | 0 | 0 | 0 | 648612 | 142136.5 | 139347 | 937017 | 0 | 0 | 0 | 0 | 0 | 0 | 0 | 0
[9 empty] | 2024-05-13 | 2024 | 23-24 | 0 | 0 | 13867.2308 | 13867.2308 | 0 | 0 | 108 | 108 | 648612 | 142136.5 | 139347 | 937017 | 0 | 0 | 0.099516 | 0.014799 | 0 | 0 | 0.00077504 | 0.00011526
[9 empty] | 2024-05-14 | 2024 | 23-24 | 0 | 0 | 0 | 0 | 0 | 0 | 0 | 0 | 648612 | 142136.5 | 139347 | 937017 | 0 | 0 | 0 | 0 | 0 | 0 | 0 | 0
[9 empty] | 2024-05-15 | 2024 | 23-24 | 0 | 0 | 0 | 0 | 0 | 0 | 0 | 0 | 648612 | 142136.5 | 139347 | 937017 | 0 | 0 | 0 | 0 | 0 | 0 | 0 | 0
[9 empty] | 2024-05-16 | 2024 | 23-24 | 0 | 0 | 0 | 0 | 0 | 0 | 0 | 0 | 648612 | 142136.5 | 139347 | 937017 | 0 | 0 | 0 | 0 | 0 | 0 | 0 | 0
[9 empty] | 2024-05-17 | 2024 | 23-24 | 0 | 0 | 33110.0168 | 33110.0168 | 0 | 0 | 209 | 209 | 648612 | 142136.5 | 139347 | 937017 | 0 | 0 | 0.23761 | 0.035336 | 0 | 0 | 0.0014999 | 0.00022305
[9 empty] | 2024-05-18 | 2024 | 23-24 | 0 | 0 | 0 | 0 | 0 | 0 | 0 | 0 | 648612 | 142136.5 | 139347 | 937017 | 0 | 0 | 0 | 0 | 0 | 0 | 0 | 0
[9 empty] | 2024-05-19 | 2024 | 23-24 | 0 | 0 | 0 | 0 | 0 | 0 | 0 | 0 | 648612 | 142136.5 | 139347 | 937017 | 0 | 0 | 0 | 0 | 0 | 0 | 0 | 0
[9 empty] | 2024-05-20 | 2024 | 23-24 | 0 | 0 | 0 | 0 | 0 | 0 | 0 | 0 | 648612 | 142136.5 | 139347 | 937017 | 0 | 0 | 0 | 0 | 0 | 0 | 0 | 0
[9 empty] | 2024-05-21 | 2024 | 23-24 | 0 | 0 | 0 | 0 | 0 | 0 | 0 | 0 | 648612 | 142136.5 | 139347 | 937017 | 0 | 0 | 0 | 0 | 0 | 0 | 0 | 0
[9 empty] | 2024-05-22 | 2024 | 23-24 | 0 | 0 | 0 | 0 | 0 | 0 | 0 | 0 | 648612 | 142136.5 | 139347 | 937017 | 0 | 0 | 0 | 0 | 0 | 0 | 0 | 0
[9 empty] | 2024-05-23 | 2024 | 23-24 | 0 | 5934.75 | 0 | 5934.75 | 0 | 41 | 0 | 41 | 648612 | 142136.5 | 139347 | 937017 | 0 | 0.041754 | 0 | 0.0063337 | 0 | 0.00028846 | 0 | 4.3756e-05
[9 empty] | 2024-05-24 | 2024 | 23-24 | 0 | 0 | 0 | 0 | 0 | 0 | 0 | 0 | 648612 | 142136.5 | 139347 | 937017 | 0 | 0 | 0 | 0 | 0 | 0 | 0 | 0
[9 empty] | 2024-05-25 | 2024 | 23-24 | 0 | 0 | 0 | 0 | 0 | 0 | 0 | 0 | 648612 | 142136.5 | 139347 | 937017 | 0 | 0 | 0 | 0 | 0 | 0 | 0 | 0
[9 empty] | 2024-05-26 | 2024 | 23-24 | 0 | 0 | 0 | 0 | 0 | 0 | 0 | 0 | 648612 | 142136.5 | 139347 | 937017 | 0 | 0 | 0 | 0 | 0 | 0 | 0 | 0
[9 empty] | 2024-05-27 | 2024 | 23-24 | 0 | 0 | 0 | 0 | 0 | 0 | 0 | 0 | 648612 | 142136.5 | 139347 | 937017 | 0 | 0 | 0 | 0 | 0 | 0 | 0 | 0
[9 empty] | 2024-05-28 | 2024 | 23-24 | 0 | 0 | 0 | 0 | 0 | 0 | 0 | 0 | 648612 | 142136.5 | 139347 | 937017 | 0 | 0 | 0 | 0 | 0 | 0 | 0 | 0
[9 empty] | 2024-05-29 | 2024 | 23-24 | 0 | 0 | 0 | 0 | 0 | 0 | 0 | 0 | 648612 | 142136.5 | 139347 | 937017 | 0 | 0 | 0 | 0 | 0 | 0 | 0 | 0
[9 empty] | 2024-05-30 | 2024 | 23-24 | 0 | 0 | 0 | 0 | 0 | 0 | 0 | 0 | 648612 | 142136.5 | 139347 | 937017 | 0 | 0 | 0 | 0 | 0 | 0 | 0 | 0
[9 empty] | 2024-05-31 | 2024 | 23-24 | 0 | 0 | 0 | 0 | 0 | 0 | 0 | 0 | 648612 | 142136.5 | 139347 | 937017 | 0 | 0 | 0 | 0 | 0 | 0 | 0 | 0
[9 empty] | 2024-06-01 | 2024 | 23-24 | 0 | 0 | 0 | 0 | 0 | 0 | 0 | 0 | 648612 | 142136.5 | 139347 | 937017 | 0 | 0 | 0 | 0 | 0 | 0 | 0 | 0
[9 empty] | 2024-06-02 | 2024 | 23-24 | 0 | 0 | 0 | 0 | 0 | 0 | 0 | 0 | 648612 | 142136.5 | 139347 | 937017 | 0 | 0 | 0 | 0 | 0 | 0 | 0 | 0
[9 empty] | 2024-06-03 | 2024 | 23-24 | 0 | 0 | 0 | 0 | 0 | 0 | 0 | 0 | 648612 | 142136.5 | 139347 | 937017 | 0 | 0 | 0 | 0 | 0 | 0 | 0 | 0
[9 empty] | 2024-06-04 | 2024 | 23-24 | 0 | 0 | 0 | 0 | 0 | 0 | 0 | 0 | 648612 | 142136.5 | 139347 | 937017 | 0 | 0 | 0 | 0 | 0 | 0 | 0 | 0
[9 empty] | 2024-06-05 | 2024 | 23-24 | 0 | 0 | 0 | 0 | 0 | 0 | 0 | 0 | 648612 | 142136.5 | 139347 | 937017 | 0 | 0 | 0 | 0 | 0 | 0 | 0 | 0
[9 empty] | 2024-06-06 | 2024 | 23-24 | 0 | 0 | 0 | 0 | 0 | 0 | 0 | 0 | 648612 | 142136.5 | 139347 | 937017 | 0 | 0 | 0 | 0 | 0 | 0 | 0 | 0
[9 empty] | 2024-06-07 | 2024 | 23-24 | 0 | 0 | 0 | 0 | 0 | 0 | 0 | 0 | 648612 | 142136.5 | 139347 | 937017 | 0 | 0 | 0 | 0 | 0 | 0 | 0 | 0
[9 empty] | 2024-06-08 | 2024 | 23-24 | 0 | 0 | 0 | 0 | 0 | 0 | 0 | 0 | 648612 | 142136.5 | 139347 | 937017 | 0 | 0 | 0 | 0 | 0 | 0 | 0 | 0
[9 empty] | 2024-06-09 | 2024 | 23-24 | 0 | 0 | 0 | 0 | 0 | 0 | 0 | 0 | 648612 | 142136.5 | 139347 | 937017 | 0 | 0 | 0 | 0 | 0 | 0 | 0 | 0
[9 empty] | 2024-06-10 | 2024 | 23-24 | 0 | 0 | 0 | 0 | 0 | 0 | 0 | 0 | 648612 | 142136.5 | 139347 | 937017 | 0 | 0 | 0 | 0 | 0 | 0 | 0 | 0
[9 empty] | 2024-06-11 | 2024 | 23-24 | 0 | 0 | 0 | 0 | 0 | 0 | 0 | 0 | 648612 | 142136.5 | 139347 | 937017 | 0 | 0 | 0 | 0 | 0 | 0 | 0 | 0
[9 empty] | 2024-06-12 | 2024 | 23-24 | 0 | 0 | 0 | 0 | 0 | 0 | 0 | 0 | 648612 | 142136.5 | 139347 | 937017 | 0 | 0 | 0 | 0 | 0 | 0 | 0 | 0
[9 empty] | 2024-06-13 | 2024 | 23-24 | 0 | 0 | 0 | 0 | 0 | 0 | 0 | 0 | 648612 | 142136.5 | 139347 | 937017 | 0 | 0 | 0 | 0 | 0 | 0 | 0 | 0
[9 empty] | 2024-06-14 | 2024 | 23-24 | 0 | 0 | 0 | 0 | 0 | 0 | 0 | 0 | 648612 | 142136.5 | 139347 | 937017 | 0 | 0 | 0 | 0 | 0 | 0 | 0 | 0
[9 empty] | 2024-06-15 | 2024 | 23-24 | 0 | 0 | 0 | 0 | 0 | 0 | 0 | 0 | 648612 | 142136.5 | 139347 | 937017 | 0 | 0 | 0 | 0 | 0 | 0 | 0 | 0
[9 empty] | 2024-06-16 | 2024 | 23-24 | 0 | 0 | 0 | 0 | 0 | 0 | 0 | 0 | 648612 | 142136.5 | 139347 | 937017 | 0 | 0 | 0 | 0 | 0 | 0 | 0 | 0
[9 empty] | 2024-06-17 | 2024 | 23-24 | 0 | 0 | 0 | 0 | 0 | 0 | 0 | 0 | 648612 | 142136.5 | 139347 | 937017 | 0 | 0 | 0 | 0 | 0 | 0 | 0 | 0
[9 empty] | 2024-06-18 | 2024 | 23-24 | 0 | 0 | 0 | 0 | 0 | 0 | 0 | 0 | 648612 | 142136.5 | 139347 | 937017 | 0 | 0 | 0 | 0 | 0 | 0 | 0 | 0
[9 empty] | 2024-06-19 | 2024 | 23-24 | 0 | 0 | 0 | 0 | 0 | 0 | 0 | 0 | 648612 | 142136.5 | 139347 | 937017 | 0 | 0 | 0 | 0 | 0 | 0 | 0 | 0
[9 empty] | 2024-06-20 | 2024 | 23-24 | 0 | 0 | 0 | 0 | 0 | 0 | 0 | 0 | 648612 | 142136.5 | 139347 | 937017 | 0 | 0 | 0 | 0 | 0 | 0 | 0 | 0
[9 empty] | 2024-06-21 | 2024 | 23-24 | 0 | 0 | 0 | 0 | 0 | 0 | 0 | 0 | 648612 | 142136.5 | 139347 | 937017 | 0 | 0 | 0 | 0 | 0 | 0 | 0 | 0
[9 empty] | 2024-06-22 | 2024 | 23-24 | 0 | 0 | 0 | 0 | 0 | 0 | 0 | 0 | 648612 | 142136.5 | 139347 | 937017 | 0 | 0 | 0 | 0 | 0 | 0 | 0 | 0
[9 empty] | 2024-06-23 | 2024 | 23-24 | 0 | 0 | 0 | 0 | 0 | 0 | 0 | 0 | 648612 | 142136.5 | 139347 | 937017 | 0 | 0 | 0 | 0 | 0 | 0 | 0 | 0
[9 empty] | 2024-06-24 | 2024 | 23-24 | 0 | 0 | 0 | 0 | 0 | 0 | 0 | 0 | 648612 | 142136.5 | 139347 | 937017 | 0 | 0 | 0 | 0 | 0 | 0 | 0 | 0
[9 empty] | 2024-06-25 | 2024 | 23-24 | 0 | 0 | 0 | 0 | 0 | 0 | 0 | 0 | 648612 | 142136.5 | 139347 | 937017 | 0 | 0 | 0 | 0 | 0 | 0 | 0 | 0
[9 empty] | 2024-06-26 | 2024 | 23-24 | 0 | 0 | 0 | 0 | 0 | 0 | 0 | 0 | 648612 | 142136.5 | 139347 | 937017 | 0 | 0 | 0 | 0 | 0 | 0 | 0 | 0
[9 empty] | 2024-06-27 | 2024 | 23-24 | 0 | 0 | 0 | 0 | 0 | 0 | 0 | 0 | 648612 | 142136.5 | 139347 | 937017 | 0 | 0 | 0 | 0 | 0 | 0 | 0 | 0
[9 empty] | 2024-06-28 | 2024 | 23-24 | 0 | 0 | 0 | 0 | 0 | 0 | 0 | 0 | 648612 | 142136.5 | 139347 | 937017 | 0 | 0 | 0 | 0 | 0 | 0 | 0 | 0
[9 empty] | 2024-06-29 | 2024 | 23-24 | 0 | 0 | 0 | 0 | 0 | 0 | 0 | 0 | 648612 | 142136.5 | 139347 | 937017 | 0 | 0 | 0 | 0 | 0 | 0 | 0 | 0
[9 empty] | 2024-06-30 | 2024 | 23-24 | 0 | 0 | 0 | 0 | 0 | 0 | 0 | 0 | 648612 | 142136.5 | 139347 | 937017 | 0 | 0 | 0 | 0 | 0 | 0 | 0 | 0

## Daily_LRRST
| CustMins Forecast Reduction |  |  |  | CustInt Forecast Reduction | [6 empty] | Customer minutes saved |  |  |  | Customer interruptions saved |  |  |  | Ave. Customers |  |  |  | USAIDI |  |  |  | USAIFI
RLSRT | Urban | Rural Short | Rural Long | Total | Urban | Rural Short | Rural Long | Total |  | Reg Year | Non-MED | Urban | Short Rural | Long Rural | Total | Urban | Short Rural | Long Rural | Total | Urban | Short Rural | Long Rural | Total | Urban | Short Rural | Long Rural | Dist wk | Urban | Short Rural | Long Rural | Dist wk
2015-07-02 |  |  | 4950.6549 | 4950.6549 |  |  | 46 | 46 | 2015-07-01 | 2016 | 15-16 | 0 | 0 | 0 | 0 | 0 | 0 | 0 | 0 | 593241 | 120275 | 138541 | 858646 | 0 | 0 | 0 | 0 | 0 | 0 | 0 | 0
2015-08-05 |  |  | 32295.97 | 32295.97 |  |  | 49 | 49 | 2015-07-02 | 2016 | 15-16 | 0 | 0 | 4950.6549 | 4950.6549 | 0 | 0 | 46 | 46 | 593241 | 120275 | 138541 | 858646 | 0 | 0 | 0.035734 | 0.0057657 | 0 | 0 | 0.00033203 | 5.3573e-05
2015-08-10 |  |  | 11866.2399 | 11866.2399 |  |  | 45 | 45 | 2015-07-03 | 2016 | 15-16 | 0 | 0 | 0 | 0 | 0 | 0 | 0 | 0 | 593241 | 120275 | 138541 | 858646 | 0 | 0 | 0 | 0 | 0 | 0 | 0 | 0
2015-09-29 |  |  | 65536.9 | 65536.9 |  |  | 516 | 516 | 2015-07-04 | 2016 | 15-16 | 0 | 0 | 0 | 0 | 0 | 0 | 0 | 0 | 593241 | 120275 | 138541 | 858646 | 0 | 0 | 0 | 0 | 0 | 0 | 0 | 0
2015-10-10 |  |  | 806.68 | 806.68 |  |  | 0 | 0 | 2015-07-05 | 2016 | 15-16 | 0 | 0 | 0 | 0 | 0 | 0 | 0 | 0 | 593241 | 120275 | 138541 | 858646 | 0 | 0 | 0 | 0 | 0 | 0 | 0 | 0
2015-10-21 |  |  | 608.02 | 608.02 |  |  | 0 | 0 | 2015-07-06 | 2016 | 15-16 | 0 | 0 | 0 | 0 | 0 | 0 | 0 | 0 | 593241 | 120275 | 138541 | 858646 | 0 | 0 | 0 | 0 | 0 | 0 | 0 | 0
2015-11-04 |  |  | 2316.86 | 2316.86 |  |  | 0 | 0 | 2015-07-07 | 2016 | 15-16 | 0 | 0 | 0 | 0 | 0 | 0 | 0 | 0 | 593241 | 120275 | 138541 | 858646 | 0 | 0 | 0 | 0 | 0 | 0 | 0 | 0
2015-11-12 |  |  | 343.28 | 343.28 |  |  | 0 | 0 | 2015-07-08 | 2016 | 15-16 | 0 | 0 | 0 | 0 | 0 | 0 | 0 | 0 | 593241 | 120275 | 138541 | 858646 | 0 | 0 | 0 | 0 | 0 | 0 | 0 | 0
2015-11-25 |  |  | 105958.4494 | 105958.4494 |  |  | 586 | 586 | 2015-07-09 | 2016 | 15-16 | 0 | 0 | 0 | 0 | 0 | 0 | 0 | 0 | 593241 | 120275 | 138541 | 858646 | 0 | 0 | 0 | 0 | 0 | 0 | 0 | 0
2015-12-07 |  |  | 32489.0833 | 32489.0833 |  |  | 58 | 58 | 2015-07-10 | 2016 | 15-16 | 0 | 0 | 0 | 0 | 0 | 0 | 0 | 0 | 593241 | 120275 | 138541 | 858646 | 0 | 0 | 0 | 0 | 0 | 0 | 0 | 0
2015-12-17 |  |  | 23637.8048 | 23637.8048 |  |  | 742 | 742 | 2015-07-11 | 2016 | 15-16 | 0 | 0 | 0 | 0 | 0 | 0 | 0 | 0 | 593241 | 120275 | 138541 | 858646 | 0 | 0 | 0 | 0 | 0 | 0 | 0 | 0
2016-01-22 |  |  | 65610.0381 | 65610.0381 |  |  | 149 | 149 | 2015-07-12 | 2016 | 15-16 | 0 | 0 | 0 | 0 | 0 | 0 | 0 | 0 | 593241 | 120275 | 138541 | 858646 | 0 | 0 | 0 | 0 | 0 | 0 | 0 | 0
2016-03-05 |  |  | 55595.325 | 55595.325 |  |  | 33 | 33 | 2015-07-13 | 2016 | 15-16 | 0 | 0 | 0 | 0 | 0 | 0 | 0 | 0 | 593241 | 120275 | 138541 | 858646 | 0 | 0 | 0 | 0 | 0 | 0 | 0 | 0
2016-03-17 |  |  | 26192.9231 | 26192.9231 |  |  | 20 | 20 | 2015-07-14 | 2016 | 15-16 | 0 | 0 | 0 | 0 | 0 | 0 | 0 | 0 | 593241 | 120275 | 138541 | 858646 | 0 | 0 | 0 | 0 | 0 | 0 | 0 | 0
2016-04-29 |  |  | 169.54 | 169.54 |  |  | 0 | 0 | 2015-07-15 | 2016 | 15-16 | 0 | 0 | 0 | 0 | 0 | 0 | 0 | 0 | 593241 | 120275 | 138541 | 858646 | 0 | 0 | 0 | 0 | 0 | 0 | 0 | 0
2016-05-01 |  |  | 855.0004 | 855.0004 |  |  | 9 | 9 | 2015-07-16 | 2016 | 15-16 | 0 | 0 | 0 | 0 | 0 | 0 | 0 | 0 | 593241 | 120275 | 138541 | 858646 | 0 | 0 | 0 | 0 | 0 | 0 | 0 | 0
2016-05-08 |  |  | 21524.8459 | 21524.8459 |  |  | 65 | 65 | 2015-07-17 | 2016 | 15-16 | 0 | 0 | 0 | 0 | 0 | 0 | 0 | 0 | 593241 | 120275 | 138541 | 858646 | 0 | 0 | 0 | 0 | 0 | 0 | 0 | 0
2016-05-21 |  |  | 19838.7498 | 19838.7498 |  |  | 65 | 65 | 2015-07-18 | 2016 | 15-16 | 0 | 0 | 0 | 0 | 0 | 0 | 0 | 0 | 593241 | 120275 | 138541 | 858646 | 0 | 0 | 0 | 0 | 0 | 0 | 0 | 0
2016-06-09 |  |  | 50983.776 | 50983.776 |  |  | 400 | 400 | 2015-07-19 | 2016 | 15-16 | 0 | 0 | 0 | 0 | 0 | 0 | 0 | 0 | 593241 | 120275 | 138541 | 858646 | 0 | 0 | 0 | 0 | 0 | 0 | 0 | 0
2016-06-23 |  |  | 29235.6129 | 29235.6129 |  |  | 62 | 62 | 2015-07-20 | 2016 | 15-16 | 0 | 0 | 0 | 0 | 0 | 0 | 0 | 0 | 593241 | 120275 | 138541 | 858646 | 0 | 0 | 0 | 0 | 0 | 0 | 0 | 0
2016-07-12 |  |  | 67739.763 | 67739.763 |  |  | 85 | 85 | 2015-07-21 | 2016 | 15-16 | 0 | 0 | 0 | 0 | 0 | 0 | 0 | 0 | 593241 | 120275 | 138541 | 858646 | 0 | 0 | 0 | 0 | 0 | 0 | 0 | 0
2016-07-25 |  |  | 65246.7083 | 65246.7083 |  |  | 1088 | 1088 | 2015-07-22 | 2016 | 15-16 | 0 | 0 | 0 | 0 | 0 | 0 | 0 | 0 | 593241 | 120275 | 138541 | 858646 | 0 | 0 | 0 | 0 | 0 | 0 | 0 | 0
2016-08-05 |  |  | 27118.4489 | 27118.4489 |  |  | 113 | 113 | 2015-07-23 | 2016 | 15-16 | 0 | 0 | 0 | 0 | 0 | 0 | 0 | 0 | 593241 | 120275 | 138541 | 858646 | 0 | 0 | 0 | 0 | 0 | 0 | 0 | 0
2016-08-16 |  |  | 6032.5874 | 6032.5874 |  |  | 44 | 44 | 2015-07-24 | 2016 | 15-16 | 0 | 0 | 0 | 0 | 0 | 0 | 0 | 0 | 593241 | 120275 | 138541 | 858646 | 0 | 0 | 0 | 0 | 0 | 0 | 0 | 0
2016-09-04 |  |  | 3427.6014 | 3427.6014 |  |  | 44 | 44 | 2015-07-25 | 2016 | 15-16 | 0 | 0 | 0 | 0 | 0 | 0 | 0 | 0 | 593241 | 120275 | 138541 | 858646 | 0 | 0 | 0 | 0 | 0 | 0 | 0 | 0
2016-09-08 |  |  | 152509.0252 | 152509.0252 |  |  | 445 | 445 | 2015-07-26 | 2016 | 15-16 | 0 | 0 | 0 | 0 | 0 | 0 | 0 | 0 | 593241 | 120275 | 138541 | 858646 | 0 | 0 | 0 | 0 | 0 | 0 | 0 | 0
2016-09-20 |  |  | 3942.8 | 3942.8 |  |  | 0 | 0 | 2015-07-27 | 2016 | 15-16 | 0 | 0 | 0 | 0 | 0 | 0 | 0 | 0 | 593241 | 120275 | 138541 | 858646 | 0 | 0 | 0 | 0 | 0 | 0 | 0 | 0
2016-09-28 |  |  | 284275.8353 | 284275.8353 |  |  | 72 | 72 | 2015-07-28 | 2016 | 15-16 | 0 | 0 | 0 | 0 | 0 | 0 | 0 | 0 | 593241 | 120275 | 138541 | 858646 | 0 | 0 | 0 | 0 | 0 | 0 | 0 | 0
2016-09-29 |  |  | 167675.35 | 167675.35 |  |  | 69 | 69 | 2015-07-29 | 2016 | 15-16 | 0 | 0 | 0 | 0 | 0 | 0 | 0 | 0 | 593241 | 120275 | 138541 | 858646 | 0 | 0 | 0 | 0 | 0 | 0 | 0 | 0
2016-10-06 |  |  | 6329.9933 | 6329.9933 |  |  | 14 | 14 | 2015-07-30 | 2016 | 15-16 | 0 | 0 | 0 | 0 | 0 | 0 | 0 | 0 | 593241 | 120275 | 138541 | 858646 | 0 | 0 | 0 | 0 | 0 | 0 | 0 | 0
2016-10-09 |  |  | 84801.98 | 84801.98 |  |  | 782 | 782 | 2015-07-31 | 2016 | 15-16 | 0 | 0 | 0 | 0 | 0 | 0 | 0 | 0 | 593241 | 120275 | 138541 | 858646 | 0 | 0 | 0 | 0 | 0 | 0 | 0 | 0
2016-10-11 |  |  | 1173.0608 | 1173.0608 |  |  | 2 | 2 | 2015-08-01 | 2016 | 15-16 | 0 | 0 | 0 | 0 | 0 | 0 | 0 | 0 | 593241 | 120275 | 138541 | 858646 | 0 | 0 | 0 | 0 | 0 | 0 | 0 | 0
2016-10-16 |  |  | 76297.5715 | 76297.5715 |  |  | 735 | 735 | 2015-08-02 | 2016 | 15-16 | 0 | 0 | 0 | 0 | 0 | 0 | 0 | 0 | 593241 | 120275 | 138541 | 858646 | 0 | 0 | 0 | 0 | 0 | 0 | 0 | 0
2016-11-11 |  |  | 263121.9546 | 263121.9546 |  |  | 84 | 84 | 2015-08-03 | 2016 | 15-16 | 0 | 0 | 0 | 0 | 0 | 0 | 0 | 0 | 593241 | 120275 | 138541 | 858646 | 0 | 0 | 0 | 0 | 0 | 0 | 0 | 0
2016-11-13 |  |  | 108260.0576 | 108260.0576 |  |  | 262 | 262 | 2015-08-04 | 2016 | 15-16 | 0 | 0 | 0 | 0 | 0 | 0 | 0 | 0 | 593241 | 120275 | 138541 | 858646 | 0 | 0 | 0 | 0 | 0 | 0 | 0 | 0
2016-12-20 |  |  | 21996.85 | 21996.85 |  |  | 46 | 46 | 2015-08-05 | 2016 | 15-16 | 0 | 0 | 32295.97 | 32295.97 | 0 | 0 | 49 | 49 | 593241 | 120275 | 138541 | 858646 | 0 | 0 | 0.23311 | 0.037613 | 0 | 0 | 0.00035369 | 5.7067e-05
2016-12-27 |  |  | 54004.1863 | 54004.1863 |  |  | 15 | 15 | 2015-08-06 | 2016 | 15-16 | 0 | 0 | 0 | 0 | 0 | 0 | 0 | 0 | 593241 | 120275 | 138541 | 858646 | 0 | 0 | 0 | 0 | 0 | 0 | 0 | 0
2016-12-28 |  |  | 1189790.8021 | 1189790.8021 |  |  | 685 | 685 | 2015-08-07 | 2016 | 15-16 | 0 | 0 | 0 | 0 | 0 | 0 | 0 | 0 | 593241 | 120275 | 138541 | 858646 | 0 | 0 | 0 | 0 | 0 | 0 | 0 | 0
2017-01-07 |  |  | 3064.9468 | 3064.9468 |  |  | 10 | 10 | 2015-08-08 | 2016 | 15-16 | 0 | 0 | 0 | 0 | 0 | 0 | 0 | 0 | 593241 | 120275 | 138541 | 858646 | 0 | 0 | 0 | 0 | 0 | 0 | 0 | 0
2017-01-13 |  |  | 22990.6777 | 22990.6777 |  |  | 20 | 20 | 2015-08-09 | 2016 | 15-16 | 0 | 0 | 0 | 0 | 0 | 0 | 0 | 0 | 593241 | 120275 | 138541 | 858646 | 0 | 0 | 0 | 0 | 0 | 0 | 0 | 0
2017-01-19 |  |  | 96534.062 | 96534.062 |  |  | 106 | 106 | 2015-08-10 | 2016 | 15-16 | 0 | 0 | 11866.2399 | 11866.2399 | 0 | 0 | 45 | 45 | 593241 | 120275 | 138541 | 858646 | 0 | 0 | 0.085651 | 0.01382 | 0 | 0 | 0.00032481 | 5.2408e-05
2017-03-14 |  |  | 1403.57 | 1403.57 |  |  | 0 | 0 | 2015-08-11 | 2016 | 15-16 | 0 | 0 | 0 | 0 | 0 | 0 | 0 | 0 | 593241 | 120275 | 138541 | 858646 | 0 | 0 | 0 | 0 | 0 | 0 | 0 | 0
2017-03-16 |  |  | 2128.9509 | 2128.9509 |  |  | 9 | 9 | 2015-08-12 | 2016 | 15-16 | 0 | 0 | 0 | 0 | 0 | 0 | 0 | 0 | 593241 | 120275 | 138541 | 858646 | 0 | 0 | 0 | 0 | 0 | 0 | 0 | 0
2017-03-21 |  |  | 39517.2873 | 39517.2873 |  |  | 225 | 225 | 2015-08-13 | 2016 | 15-16 | 0 | 0 | 0 | 0 | 0 | 0 | 0 | 0 | 593241 | 120275 | 138541 | 858646 | 0 | 0 | 0 | 0 | 0 | 0 | 0 | 0
2017-04-09 |  |  | 768.32 | 768.32 |  |  | 0 | 0 | 2015-08-14 | 2016 | 15-16 | 0 | 0 | 0 | 0 | 0 | 0 | 0 | 0 | 593241 | 120275 | 138541 | 858646 | 0 | 0 | 0 | 0 | 0 | 0 | 0 | 0
2017-04-23 |  |  | 629.85 | 629.85 |  |  | 3 | 3 | 2015-08-15 | 2016 | 15-16 | 0 | 0 | 0 | 0 | 0 | 0 | 0 | 0 | 593241 | 120275 | 138541 | 858646 | 0 | 0 | 0 | 0 | 0 | 0 | 0 | 0
2017-05-09 |  |  | 9082.9319 | 9082.9319 |  |  | 46 | 46 | 2015-08-16 | 2016 | 15-16 | 0 | 0 | 0 | 0 | 0 | 0 | 0 | 0 | 593241 | 120275 | 138541 | 858646 | 0 | 0 | 0 | 0 | 0 | 0 | 0 | 0
2017-05-13 |  |  | 12782.3562 | 12782.3562 |  |  | 50 | 50 | 2015-08-17 | 2016 | 15-16 | 0 | 0 | 0 | 0 | 0 | 0 | 0 | 0 | 593241 | 120275 | 138541 | 858646 | 0 | 0 | 0 | 0 | 0 | 0 | 0 | 0
2017-05-24 |  |  | 21036.1497 | 21036.1497 |  |  | 91 | 91 | 2015-08-18 | 2016 | 15-16 | 0 | 0 | 0 | 0 | 0 | 0 | 0 | 0 | 593241 | 120275 | 138541 | 858646 | 0 | 0 | 0 | 0 | 0 | 0 | 0 | 0
2017-06-03 |  |  | 17920.4047 | 17920.4047 |  |  | 200 | 200 | 2015-08-19 | 2016 | 15-16 | 0 | 0 | 0 | 0 | 0 | 0 | 0 | 0 | 593241 | 120275 | 138541 | 858646 | 0 | 0 | 0 | 0 | 0 | 0 | 0 | 0
2017-06-24 |  |  | 13639.8388 | 13639.8388 |  |  | 70 | 70 | 2015-08-20 | 2016 | 15-16 | 0 | 0 | 0 | 0 | 0 | 0 | 0 | 0 | 593241 | 120275 | 138541 | 858646 | 0 | 0 | 0 | 0 | 0 | 0 | 0 | 0
2017-08-16 |  |  | 21706.7885 | 21706.7885 |  |  | 60 | 60 | 2015-08-21 | 2016 | 15-16 | 0 | 0 | 0 | 0 | 0 | 0 | 0 | 0 | 593241 | 120275 | 138541 | 858646 | 0 | 0 | 0 | 0 | 0 | 0 | 0 | 0
2017-10-13 |  |  | 318.08 | 318.08 |  |  | 0 | 0 | 2015-08-22 | 2016 | 15-16 | 0 | 0 | 0 | 0 | 0 | 0 | 0 | 0 | 593241 | 120275 | 138541 | 858646 | 0 | 0 | 0 | 0 | 0 | 0 | 0 | 0
2017-11-04 |  |  | 16298.1289 | 16298.1289 |  |  | 85 | 85 | 2015-08-23 | 2016 | 15-16 | 0 | 0 | 0 | 0 | 0 | 0 | 0 | 0 | 593241 | 120275 | 138541 | 858646 | 0 | 0 | 0 | 0 | 0 | 0 | 0 | 0
2017-11-14 |  |  | 1558.83 | 1558.83 |  |  | 0 | 0 | 2015-08-24 | 2016 | 15-16 | 0 | 0 | 0 | 0 | 0 | 0 | 0 | 0 | 593241 | 120275 | 138541 | 858646 | 0 | 0 | 0 | 0 | 0 | 0 | 0 | 0
2017-11-22 |  |  | 13624.7138 | 13624.7138 |  |  | 15 | 15 | 2015-08-25 | 2016 | 15-16 | 0 | 0 | 0 | 0 | 0 | 0 | 0 | 0 | 593241 | 120275 | 138541 | 858646 | 0 | 0 | 0 | 0 | 0 | 0 | 0 | 0
2017-11-24 |  |  | 4369.0756 | 4369.0756 |  |  | 32 | 32 | 2015-08-26 | 2016 | 15-16 | 0 | 0 | 0 | 0 | 0 | 0 | 0 | 0 | 593241 | 120275 | 138541 | 858646 | 0 | 0 | 0 | 0 | 0 | 0 | 0 | 0
2017-11-26 |  |  | 1491.5 | 1491.5 |  |  | 10 | 10 | 2015-08-27 | 2016 | 15-16 | 0 | 0 | 0 | 0 | 0 | 0 | 0 | 0 | 593241 | 120275 | 138541 | 858646 | 0 | 0 | 0 | 0 | 0 | 0 | 0 | 0
2017-11-30 |  |  | 36052.225 | 36052.225 |  |  | 66 | 66 | 2015-08-28 | 2016 | 15-16 | 0 | 0 | 0 | 0 | 0 | 0 | 0 | 0 | 593241 | 120275 | 138541 | 858646 | 0 | 0 | 0 | 0 | 0 | 0 | 0 | 0
2017-12-01 |  |  | 444.8 | 444.8 |  |  | 0 | 0 | 2015-08-29 | 2016 | 15-16 | 0 | 0 | 0 | 0 | 0 | 0 | 0 | 0 | 593241 | 120275 | 138541 | 858646 | 0 | 0 | 0 | 0 | 0 | 0 | 0 | 0
2018-01-19 |  |  | 28897.87 | 28897.87 |  |  | 145 | 145 | 2015-08-30 | 2016 | 15-16 | 0 | 0 | 0 | 0 | 0 | 0 | 0 | 0 | 593241 | 120275 | 138541 | 858646 | 0 | 0 | 0 | 0 | 0 | 0 | 0 | 0
2018-01-20 |  |  | 589.26 | 589.26 |  |  | 0 | 0 | 2015-08-31 | 2016 | 15-16 | 0 | 0 | 0 | 0 | 0 | 0 | 0 | 0 | 593241 | 120275 | 138541 | 858646 | 0 | 0 | 0 | 0 | 0 | 0 | 0 | 0
2018-02-09 |  |  | 55525.2229 | 55525.2229 |  |  | 310 | 310 | 2015-09-01 | 2016 | 15-16 | 0 | 0 | 0 | 0 | 0 | 0 | 0 | 0 | 593241 | 120275 | 138541 | 858646 | 0 | 0 | 0 | 0 | 0 | 0 | 0 | 0
2018-02-23 |  |  | 6091.25 | 6091.25 |  |  | 20 | 20 | 2015-09-02 | 2016 | 15-16 | 0 | 0 | 0 | 0 | 0 | 0 | 0 | 0 | 593241 | 120275 | 138541 | 858646 | 0 | 0 | 0 | 0 | 0 | 0 | 0 | 0
2018-02-24 |  |  | 923.16 | 923.16 |  |  | 0 | 0 | 2015-09-03 | 2016 | 15-16 | 0 | 0 | 0 | 0 | 0 | 0 | 0 | 0 | 593241 | 120275 | 138541 | 858646 | 0 | 0 | 0 | 0 | 0 | 0 | 0 | 0
2018-03-04 |  |  | 3532.1 | 3532.1 |  |  | 13 | 13 | 2015-09-04 | 2016 | 15-16 | 0 | 0 | 0 | 0 | 0 | 0 | 0 | 0 | 593241 | 120275 | 138541 | 858646 | 0 | 0 | 0 | 0 | 0 | 0 | 0 | 0
2018-03-18 |  |  | 76072.6164 | 76072.6164 |  |  | 641 | 641 | 2015-09-05 | 2016 | 15-16 | 0 | 0 | 0 | 0 | 0 | 0 | 0 | 0 | 593241 | 120275 | 138541 | 858646 | 0 | 0 | 0 | 0 | 0 | 0 | 0 | 0
2018-04-07 |  |  | 13459.5538 | 13459.5538 |  |  | 40 | 40 | 2015-09-06 | 2016 | 15-16 | 0 | 0 | 0 | 0 | 0 | 0 | 0 | 0 | 593241 | 120275 | 138541 | 858646 | 0 | 0 | 0 | 0 | 0 | 0 | 0 | 0
2018-04-14 |  |  | 23875.87 | 23875.87 |  |  | 73 | 73 | 2015-09-07 | 2016 | 15-16 | 0 | 0 | 0 | 0 | 0 | 0 | 0 | 0 | 593241 | 120275 | 138541 | 858646 | 0 | 0 | 0 | 0 | 0 | 0 | 0 | 0
2018-04-16 |  |  | 2472.8 | 2472.8 |  |  | 0 | 0 | 2015-09-08 | 2016 | 15-16 | 0 | 0 | 0 | 0 | 0 | 0 | 0 | 0 | 593241 | 120275 | 138541 | 858646 | 0 | 0 | 0 | 0 | 0 | 0 | 0 | 0
2018-06-14 |  |  | 753.62 | 753.62 |  |  | 0 | 0 | 2015-09-09 | 2016 | 15-16 | 0 | 0 | 0 | 0 | 0 | 0 | 0 | 0 | 593241 | 120275 | 138541 | 858646 | 0 | 0 | 0 | 0 | 0 | 0 | 0 | 0
2018-06-24 |  |  | 11151.15 | 11151.15 |  |  | 45 | 45 | 2015-09-10 | 2016 | 15-16 | 0 | 0 | 0 | 0 | 0 | 0 | 0 | 0 | 593241 | 120275 | 138541 | 858646 | 0 | 0 | 0 | 0 | 0 | 0 | 0 | 0
2018-07-06 |  |  | 112228.3312 | 112228.3312 |  |  | 700 | 700 | 2015-09-11 | 2016 | 15-16 | 0 | 0 | 0 | 0 | 0 | 0 | 0 | 0 | 593241 | 120275 | 138541 | 858646 | 0 | 0 | 0 | 0 | 0 | 0 | 0 | 0
2018-07-19 |  |  | 12426.8524 | 12426.8524 |  |  | 44 | 44 | 2015-09-12 | 2016 | 15-16 | 0 | 0 | 0 | 0 | 0 | 0 | 0 | 0 | 593241 | 120275 | 138541 | 858646 | 0 | 0 | 0 | 0 | 0 | 0 | 0 | 0
2018-07-25 |  |  | 13837.9578 | 13837.9578 |  |  | 204 | 204 | 2015-09-13 | 2016 | 15-16 | 0 | 0 | 0 | 0 | 0 | 0 | 0 | 0 | 593241 | 120275 | 138541 | 858646 | 0 | 0 | 0 | 0 | 0 | 0 | 0 | 0
2018-07-26 |  |  | 6897.0027 | 6897.0027 |  |  | 44 | 44 | 2015-09-14 | 2016 | 15-16 | 0 | 0 | 0 | 0 | 0 | 0 | 0 | 0 | 593241 | 120275 | 138541 | 858646 | 0 | 0 | 0 | 0 | 0 | 0 | 0 | 0
2018-07-29 |  |  | 40107.7556 | 40107.7556 |  |  | 300 | 300 | 2015-09-15 | 2016 | 15-16 | 0 | 0 | 0 | 0 | 0 | 0 | 0 | 0 | 593241 | 120275 | 138541 | 858646 | 0 | 0 | 0 | 0 | 0 | 0 | 0 | 0
2018-08-18 |  |  | 54345.0333 | 54345.0333 |  |  | 204 | 204 | 2015-09-16 | 2016 | 15-16 | 0 | 0 | 0 | 0 | 0 | 0 | 0 | 0 | 593241 | 120275 | 138541 | 858646 | 0 | 0 | 0 | 0 | 0 | 0 | 0 | 0
2018-09-22 |  |  | 16222.3117 | 16222.3117 |  |  | 82 | 82 | 2015-09-17 | 2016 | 15-16 | 0 | 0 | 0 | 0 | 0 | 0 | 0 | 0 | 593241 | 120275 | 138541 | 858646 | 0 | 0 | 0 | 0 | 0 | 0 | 0 | 0
2018-10-14 |  |  | 14364.1158 | 14364.1158 |  |  | 35 | 35 | 2015-09-18 | 2016 | 15-16 | 0 | 0 | 0 | 0 | 0 | 0 | 0 | 0 | 593241 | 120275 | 138541 | 858646 | 0 | 0 | 0 | 0 | 0 | 0 | 0 | 0
2018-10-16 |  |  | 16378.9895 | 16378.9895 |  |  | 200 | 200 | 2015-09-19 | 2016 | 15-16 | 0 | 0 | 0 | 0 | 0 | 0 | 0 | 0 | 593241 | 120275 | 138541 | 858646 | 0 | 0 | 0 | 0 | 0 | 0 | 0 | 0
2018-10-18 |  |  | 1322.4005 | 1322.4005 |  |  | 9.6667 | 9.6667 | 2015-09-20 | 2016 | 15-16 | 0 | 0 | 0 | 0 | 0 | 0 | 0 | 0 | 593241 | 120275 | 138541 | 858646 | 0 | 0 | 0 | 0 | 0 | 0 | 0 | 0
2018-11-01 |  |  | 59883.829 | 59883.829 |  |  | 403 | 403 | 2015-09-21 | 2016 | 15-16 | 0 | 0 | 0 | 0 | 0 | 0 | 0 | 0 | 593241 | 120275 | 138541 | 858646 | 0 | 0 | 0 | 0 | 0 | 0 | 0 | 0
2018-11-02 |  |  | 377886.9515 | 377886.9515 |  |  | 502 | 502 | 2015-09-22 | 2016 | 15-16 | 0 | 0 | 0 | 0 | 0 | 0 | 0 | 0 | 593241 | 120275 | 138541 | 858646 | 0 | 0 | 0 | 0 | 0 | 0 | 0 | 0
2018-11-04 |  |  | 40539.5149 | 40539.5149 |  |  | 314 | 314 | 2015-09-23 | 2016 | 15-16 | 0 | 0 | 0 | 0 | 0 | 0 | 0 | 0 | 593241 | 120275 | 138541 | 858646 | 0 | 0 | 0 | 0 | 0 | 0 | 0 | 0
2018-11-05 |  |  | 791.2 | 791.2 |  |  | 0 | 0 | 2015-09-24 | 2016 | 15-16 | 0 | 0 | 0 | 0 | 0 | 0 | 0 | 0 | 593241 | 120275 | 138541 | 858646 | 0 | 0 | 0 | 0 | 0 | 0 | 0 | 0
2018-11-13 |  |  | 70867.0523 | 70867.0523 |  |  | 161 | 161 | 2015-09-25 | 2016 | 15-16 | 0 | 0 | 0 | 0 | 0 | 0 | 0 | 0 | 593241 | 120275 | 138541 | 858646 | 0 | 0 | 0 | 0 | 0 | 0 | 0 | 0
2018-11-22 |  |  | 11519.58 | 11519.58 |  |  | 53 | 53 | 2015-09-26 | 2016 | 15-16 | 0 | 0 | 0 | 0 | 0 | 0 | 0 | 0 | 593241 | 120275 | 138541 | 858646 | 0 | 0 | 0 | 0 | 0 | 0 | 0 | 0
2018-12-01 |  |  | 122913.6473 | 122913.6473 |  |  | 85 | 85 | 2015-09-27 | 2016 | 15-16 | 0 | 0 | 0 | 0 | 0 | 0 | 0 | 0 | 593241 | 120275 | 138541 | 858646 | 0 | 0 | 0 | 0 | 0 | 0 | 0 | 0
2018-12-02 |  |  | 63917.7868 | 63917.7868 |  |  | 41 | 41 | 2015-09-28 | 2016 | 15-16 | 0 | 0 | 0 | 0 | 0 | 0 | 0 | 0 | 593241 | 120275 | 138541 | 858646 | 0 | 0 | 0 | 0 | 0 | 0 | 0 | 0
2018-12-09 |  |  | 25638.5161 | 25638.5161 |  |  | 48 | 48 | 2015-09-29 | 2016 | 15-16 | 0 | 0 | 65536.9 | 65536.9 | 0 | 0 | 516 | 516 | 593241 | 120275 | 138541 | 858646 | 0 | 0 | 0.47305 | 0.076326 | 0 | 0 | 0.0037245 | 0.00060095
2018-12-19 |  |  | 24712.0331 | 24712.0331 |  |  | 45 | 45 | 2015-09-30 | 2016 | 15-16 | 0 | 0 | 0 | 0 | 0 | 0 | 0 | 0 | 593241 | 120275 | 138541 | 858646 | 0 | 0 | 0 | 0 | 0 | 0 | 0 | 0
2018-12-23 |  |  | 12706.8171 | 12706.8171 |  |  | 50 | 50 | 2015-10-01 | 2016 | 15-16 | 0 | 0 | 0 | 0 | 0 | 0 | 0 | 0 | 593241 | 120275 | 138541 | 858646 | 0 | 0 | 0 | 0 | 0 | 0 | 0 | 0
2019-01-29 |  |  | 39465.388 | 39465.388 |  |  | 156 | 156 | 2015-10-02 | 2016 | 15-16 | 0 | 0 | 0 | 0 | 0 | 0 | 0 | 0 | 593241 | 120275 | 138541 | 858646 | 0 | 0 | 0 | 0 | 0 | 0 | 0 | 0
2019-03-01 |  |  | 1568.45 | 1568.45 |  |  | 13 | 13 | 2015-10-03 | 2016 | 15-16 | 0 | 0 | 0 | 0 | 0 | 0 | 0 | 0 | 593241 | 120275 | 138541 | 858646 | 0 | 0 | 0 | 0 | 0 | 0 | 0 | 0
2019-03-09 |  |  | 1602.3336 | 1602.3336 |  |  | 7.6667 | 7.6667 | 2015-10-04 | 2016 | 15-16 | 0 | 0 | 0 | 0 | 0 | 0 | 0 | 0 | 593241 | 120275 | 138541 | 858646 | 0 | 0 | 0 | 0 | 0 | 0 | 0 | 0
2019-03-24 |  |  | 25328.62 | 25328.62 |  |  | 53 | 53 | 2015-10-05 | 2016 | 15-16 | 0 | 0 | 0 | 0 | 0 | 0 | 0 | 0 | 593241 | 120275 | 138541 | 858646 | 0 | 0 | 0 | 0 | 0 | 0 | 0 | 0
2019-05-16 |  |  | 1222.65 | 1222.65 |  |  | 13 | 13 | 2015-10-06 | 2016 | 15-16 | 0 | 0 | 0 | 0 | 0 | 0 | 0 | 0 | 593241 | 120275 | 138541 | 858646 | 0 | 0 | 0 | 0 | 0 | 0 | 0 | 0
2019-05-19 |  |  | 237722.0507 | 237722.0507 |  |  | 196 | 196 | 2015-10-07 | 2016 | 15-16 | 0 | 0 | 0 | 0 | 0 | 0 | 0 | 0 | 593241 | 120275 | 138541 | 858646 | 0 | 0 | 0 | 0 | 0 | 0 | 0 | 0
2019-07-10 |  |  | 20126.8803 | 20126.8803 |  |  | 69 | 69 | 2015-10-08 | 2016 | 15-16 | 0 | 0 | 0 | 0 | 0 | 0 | 0 | 0 | 593241 | 120275 | 138541 | 858646 | 0 | 0 | 0 | 0 | 0 | 0 | 0 | 0
2019-08-08 |  |  | 224650.8347 | 224650.8347 |  |  | 158 | 158 | 2015-10-09 | 2016 | 15-16 | 0 | 0 | 0 | 0 | 0 | 0 | 0 | 0 | 593241 | 120275 | 138541 | 858646 | 0 | 0 | 0 | 0 | 0 | 0 | 0 | 0
2019-09-19 |  |  | 61594.7207 | 61594.7207 |  |  | 416.0001 | 416.0001 | 2015-10-10 | 2016 | 15-16 | 0 | 0 | 806.68 | 806.68 | 0 | 0 | 0 | 0 | 593241 | 120275 | 138541 | 858646 | 0 | 0 | 0.0058227 | 0.00093948 | 0 | 0 | 0 | 0
2019-11-02 |  |  | 63614.8579 | 63614.8579 |  |  | 105 | 105 | 2015-10-11 | 2016 | 15-16 | 0 | 0 | 0 | 0 | 0 | 0 | 0 | 0 | 593241 | 120275 | 138541 | 858646 | 0 | 0 | 0 | 0 | 0 | 0 | 0 | 0
2019-11-20 |  |  | 69582.4076 | 69582.4076 |  |  | 66 | 66 | 2015-10-12 | 2016 | 15-16 | 0 | 0 | 0 | 0 | 0 | 0 | 0 | 0 | 593241 | 120275 | 138541 | 858646 | 0 | 0 | 0 | 0 | 0 | 0 | 0 | 0
2019-12-20 |  |  | 129148.4211 | 129148.4211 |  |  | 321.3334 | 321.3334 | 2015-10-13 | 2016 | 15-16 | 0 | 0 | 0 | 0 | 0 | 0 | 0 | 0 | 593241 | 120275 | 138541 | 858646 | 0 | 0 | 0 | 0 | 0 | 0 | 0 | 0
2019-12-29 |  |  | 43842.6218 | 43842.6218 |  |  | 163 | 163 | 2015-10-14 | 2016 | 15-16 | 0 | 0 | 0 | 0 | 0 | 0 | 0 | 0 | 593241 | 120275 | 138541 | 858646 | 0 | 0 | 0 | 0 | 0 | 0 | 0 | 0
2019-12-30 |  |  | 962.6 | 962.6 |  |  | 0 | 0 | 2015-10-15 | 2016 | 15-16 | 0 | 0 | 0 | 0 | 0 | 0 | 0 | 0 | 593241 | 120275 | 138541 | 858646 | 0 | 0 | 0 | 0 | 0 | 0 | 0 | 0
2020-01-01 |  |  | 64348.38 | 64348.38 |  |  | 163 | 163 | 2015-10-16 | 2016 | 15-16 | 0 | 0 | 0 | 0 | 0 | 0 | 0 | 0 | 593241 | 120275 | 138541 | 858646 | 0 | 0 | 0 | 0 | 0 | 0 | 0 | 0
2020-01-19 |  |  | 1664.4 | 1664.4 |  |  | 13 | 13 | 2015-10-17 | 2016 | 15-16 | 0 | 0 | 0 | 0 | 0 | 0 | 0 | 0 | 593241 | 120275 | 138541 | 858646 | 0 | 0 | 0 | 0 | 0 | 0 | 0 | 0
2020-01-20 |  |  | 5608.8 | 5608.8 |  |  | 9 | 9 | 2015-10-18 | 2016 | 15-16 | 0 | 0 | 0 | 0 | 0 | 0 | 0 | 0 | 593241 | 120275 | 138541 | 858646 | 0 | 0 | 0 | 0 | 0 | 0 | 0 | 0
2020-01-31 |  |  | 14918.6761 | 14918.6761 |  |  | 62 | 62 | 2015-10-19 | 2016 | 15-16 | 0 | 0 | 0 | 0 | 0 | 0 | 0 | 0 | 593241 | 120275 | 138541 | 858646 | 0 | 0 | 0 | 0 | 0 | 0 | 0 | 0
2020-02-01 |  |  | 12454 | 12454 |  |  | 0 | 0 | 2015-10-20 | 2016 | 15-16 | 0 | 0 | 0 | 0 | 0 | 0 | 0 | 0 | 593241 | 120275 | 138541 | 858646 | 0 | 0 | 0 | 0 | 0 | 0 | 0 | 0
2020-02-07 |  |  | 6782.5414 | 6782.5414 |  |  | 30 | 30 | 2015-10-21 | 2016 | 15-16 | 0 | 0 | 608.02 | 608.02 | 0 | 0 | 0 | 0 | 593241 | 120275 | 138541 | 858646 | 0 | 0 | 0.0043887 | 0.00070811 | 0 | 0 | 0 | 0
2020-04-01 |  |  | 818.4 | 818.4 |  |  | 0 | 0 | 2015-10-22 | 2016 | 15-16 | 0 | 0 | 0 | 0 | 0 | 0 | 0 | 0 | 593241 | 120275 | 138541 | 858646 | 0 | 0 | 0 | 0 | 0 | 0 | 0 | 0
2020-05-09 |  |  | 27534.0104 | 27534.0104 |  |  | 45 | 45 | 2015-10-23 | 2016 | 15-16 | 0 | 0 | 0 | 0 | 0 | 0 | 0 | 0 | 593241 | 120275 | 138541 | 858646 | 0 | 0 | 0 | 0 | 0 | 0 | 0 | 0
2020-05-26 |  |  | 1073.45 | 1073.45 |  |  | 0 | 0 | 2015-10-24 | 2016 | 15-16 | 0 | 0 | 0 | 0 | 0 | 0 | 0 | 0 | 593241 | 120275 | 138541 | 858646 | 0 | 0 | 0 | 0 | 0 | 0 | 0 | 0
2020-05-29 |  |  | 37931.5878 | 37931.5878 |  |  | 551 | 551 | 2015-10-25 | 2016 | 15-16 | 0 | 0 | 0 | 0 | 0 | 0 | 0 | 0 | 593241 | 120275 | 138541 | 858646 | 0 | 0 | 0 | 0 | 0 | 0 | 0 | 0
2020-06-13 |  |  | 674.8 | 674.8 |  |  | 2 | 2 | 2015-10-26 | 2016 | 15-16 | 0 | 0 | 0 | 0 | 0 | 0 | 0 | 0 | 593241 | 120275 | 138541 | 858646 | 0 | 0 | 0 | 0 | 0 | 0 | 0 | 0
2020-06-23 |  |  | 23144.0261 | 23144.0261 |  |  | 84 | 84 | 2015-10-27 | 2016 | 15-16 | 0 | 0 | 0 | 0 | 0 | 0 | 0 | 0 | 593241 | 120275 | 138541 | 858646 | 0 | 0 | 0 | 0 | 0 | 0 | 0 | 0
2020-10-12 |  |  | 5186.83 | 5186.83 |  |  | 27 | 27 | 2015-10-28 | 2016 | 15-16 | 0 | 0 | 0 | 0 | 0 | 0 | 0 | 0 | 593241 | 120275 | 138541 | 858646 | 0 | 0 | 0 | 0 | 0 | 0 | 0 | 0
2020-10-22 |  |  | 86945.575 | 86945.575 |  |  | 68 | 68 | 2015-10-29 | 2016 | 15-16 | 0 | 0 | 0 | 0 | 0 | 0 | 0 | 0 | 593241 | 120275 | 138541 | 858646 | 0 | 0 | 0 | 0 | 0 | 0 | 0 | 0
2020-10-28 |  |  | 17786.5767 | 17786.5767 |  |  | 122 | 122 | 2015-10-30 | 2016 | 15-16 | 0 | 0 | 0 | 0 | 0 | 0 | 0 | 0 | 593241 | 120275 | 138541 | 858646 | 0 | 0 | 0 | 0 | 0 | 0 | 0 | 0
2020-11-08 |  |  | 30414.034 | 30414.034 |  |  | 229 | 229 | 2015-10-31 | 2016 | 15-16 | 0 | 0 | 0 | 0 | 0 | 0 | 0 | 0 | 593241 | 120275 | 138541 | 858646 | 0 | 0 | 0 | 0 | 0 | 0 | 0 | 0
2020-11-11 |  |  | 151289.35 | 151289.35 |  |  | 145 | 145 | 2015-11-01 | 2016 | 15-16 | 0 | 0 | 0 | 0 | 0 | 0 | 0 | 0 | 593241 | 120275 | 138541 | 858646 | 0 | 0 | 0 | 0 | 0 | 0 | 0 | 0
2020-11-22 |  |  | 266.28 | 266.28 |  |  | 0 | 0 | 2015-11-02 | 2016 | 15-16 | 0 | 0 | 0 | 0 | 0 | 0 | 0 | 0 | 593241 | 120275 | 138541 | 858646 | 0 | 0 | 0 | 0 | 0 | 0 | 0 | 0
2020-11-30 |  |  | 117157.0632 | 117157.0632 |  |  | 621 | 621 | 2015-11-03 | 2016 | 15-16 | 0 | 0 | 0 | 0 | 0 | 0 | 0 | 0 | 593241 | 120275 | 138541 | 858646 | 0 | 0 | 0 | 0 | 0 | 0 | 0 | 0
2020-12-05 |  |  | 45068.3286 | 45068.3286 |  |  | 61 | 61 | 2015-11-04 | 2016 | 15-16 | 0 | 0 | 2316.86 | 2316.86 | 0 | 0 | 0 | 0 | 593241 | 120275 | 138541 | 858646 | 0 | 0 | 0.016723 | 0.0026983 | 0 | 0 | 0 | 0
2020-12-16 |  |  | 1584.6 | 1584.6 |  |  | 12 | 12 | 2015-11-05 | 2016 | 15-16 | 0 | 0 | 0 | 0 | 0 | 0 | 0 | 0 | 593241 | 120275 | 138541 | 858646 | 0 | 0 | 0 | 0 | 0 | 0 | 0 | 0
2021-01-25 |  |  | 22131.3333 | 22131.3333 |  |  | 26 | 26 | 2015-11-06 | 2016 | 15-16 | 0 | 0 | 0 | 0 | 0 | 0 | 0 | 0 | 593241 | 120275 | 138541 | 858646 | 0 | 0 | 0 | 0 | 0 | 0 | 0 | 0
2021-02-04 |  |  | 2247.2 | 2247.2 |  |  | 0 | 0 | 2015-11-07 | 2016 | 15-16 | 0 | 0 | 0 | 0 | 0 | 0 | 0 | 0 | 593241 | 120275 | 138541 | 858646 | 0 | 0 | 0 | 0 | 0 | 0 | 0 | 0
2021-02-06 |  |  | 188380.9238 | 188380.9238 |  |  | 916 | 916 | 2015-11-08 | 2016 | 15-16 | 0 | 0 | 0 | 0 | 0 | 0 | 0 | 0 | 593241 | 120275 | 138541 | 858646 | 0 | 0 | 0 | 0 | 0 | 0 | 0 | 0
2021-02-16 |  |  | 26634.0451 | 26634.0451 |  |  | 233 | 233 | 2015-11-09 | 2016 | 15-16 | 0 | 0 | 0 | 0 | 0 | 0 | 0 | 0 | 593241 | 120275 | 138541 | 858646 | 0 | 0 | 0 | 0 | 0 | 0 | 0 | 0
2021-02-23 |  |  | 1295 | 1295 |  |  | 0 | 0 | 2015-11-10 | 2016 | 15-16 | 0 | 0 | 0 | 0 | 0 | 0 | 0 | 0 | 593241 | 120275 | 138541 | 858646 | 0 | 0 | 0 | 0 | 0 | 0 | 0 | 0
2021-02-25 |  |  | 39909.4679 | 39909.4679 |  |  | 351 | 351 | 2015-11-11 | 2016 | 15-16 | 0 | 0 | 0 | 0 | 0 | 0 | 0 | 0 | 593241 | 120275 | 138541 | 858646 | 0 | 0 | 0 | 0 | 0 | 0 | 0 | 0
2021-03-10 |  |  | 2654 | 2654 |  |  | 0 | 0 | 2015-11-12 | 2016 | 15-16 | 0 | 0 | 343.28 | 343.28 | 0 | 0 | 0 | 0 | 593241 | 120275 | 138541 | 858646 | 0 | 0 | 0.0024778 | 0.00039979 | 0 | 0 | 0 | 0
2021-03-11 |  |  | 24886.8241 | 24886.8241 |  |  | 42 | 42 | 2015-11-13 | 2016 | 15-16 | 0 | 0 | 0 | 0 | 0 | 0 | 0 | 0 | 593241 | 120275 | 138541 | 858646 | 0 | 0 | 0 | 0 | 0 | 0 | 0 | 0
2021-05-29 |  |  | 2004.0814 | 2004.0814 |  |  | 5 | 5 | 2015-11-14 | 2016 | 15-16 | 0 | 0 | 0 | 0 | 0 | 0 | 0 | 0 | 593241 | 120275 | 138541 | 858646 | 0 | 0 | 0 | 0 | 0 | 0 | 0 | 0
2021-06-08 |  |  | 6705.8071 | 6705.8071 |  |  | 11 | 11 | 2015-11-15 | 2016 | 15-16 | 0 | 0 | 0 | 0 | 0 | 0 | 0 | 0 | 593241 | 120275 | 138541 | 858646 | 0 | 0 | 0 | 0 | 0 | 0 | 0 | 0
2021-07-09 |  |  | 6702.8088 | 6702.8088 |  |  | 28 | 28 | 2015-11-16 | 2016 | 15-16 | 0 | 0 | 0 | 0 | 0 | 0 | 0 | 0 | 593241 | 120275 | 138541 | 858646 | 0 | 0 | 0 | 0 | 0 | 0 | 0 | 0
2021-07-20 |  |  | 4378.5504 | 4378.5504 |  |  | 11 | 11 | 2015-11-17 | 2016 | 15-16 | 0 | 0 | 0 | 0 | 0 | 0 | 0 | 0 | 593241 | 120275 | 138541 | 858646 | 0 | 0 | 0 | 0 | 0 | 0 | 0 | 0
2021-07-24 |  |  | 2074.8 | 2074.8 |  |  | 0 | 0 | 2015-11-18 | 2016 | 15-16 | 0 | 0 | 0 | 0 | 0 | 0 | 0 | 0 | 593241 | 120275 | 138541 | 858646 | 0 | 0 | 0 | 0 | 0 | 0 | 0 | 0
2021-07-25 |  |  | 12596.578 | 12596.578 |  |  | 74 | 74 | 2015-11-19 | 2016 | 15-16 | 0 | 0 | 0 | 0 | 0 | 0 | 0 | 0 | 593241 | 120275 | 138541 | 858646 | 0 | 0 | 0 | 0 | 0 | 0 | 0 | 0
2021-07-27 |  |  | 16501.3382 | 16501.3382 |  |  | 74 | 74 | 2015-11-20 | 2016 | 15-16 | 0 | 0 | 0 | 0 | 0 | 0 | 0 | 0 | 593241 | 120275 | 138541 | 858646 | 0 | 0 | 0 | 0 | 0 | 0 | 0 | 0
2021-08-30 |  |  | 2539.3502 | 2539.3502 |  |  | 11 | 11 | 2015-11-21 | 2016 | 15-16 | 0 | 0 | 0 | 0 | 0 | 0 | 0 | 0 | 593241 | 120275 | 138541 | 858646 | 0 | 0 | 0 | 0 | 0 | 0 | 0 | 0
2021-10-27 |  |  | 20440.9445 | 20440.9445 |  |  | 1.6667 | 1.6667 | 2015-11-22 | 2016 | 15-16 | 0 | 0 | 0 | 0 | 0 | 0 | 0 | 0 | 593241 | 120275 | 138541 | 858646 | 0 | 0 | 0 | 0 | 0 | 0 | 0 | 0
2021-10-28 |  |  | 15611.35 | 15611.35 |  |  | 73 | 73 | 2015-11-23 | 2016 | 15-16 | 0 | 0 | 0 | 0 | 0 | 0 | 0 | 0 | 593241 | 120275 | 138541 | 858646 | 0 | 0 | 0 | 0 | 0 | 0 | 0 | 0
2021-10-29 |  |  | 5889.6856 | 5889.6856 |  |  | 44.3334 | 44.3334 | 2015-11-24 | 2016 | 15-16 | 0 | 0 | 0 | 0 | 0 | 0 | 0 | 0 | 593241 | 120275 | 138541 | 858646 | 0 | 0 | 0 | 0 | 0 | 0 | 0 | 0
2021-11-06 |  |  | 579.5 | 579.5 |  |  | 5 | 5 | 2015-11-25 | 2016 | 15-16 | 0 | 0 | 105958.4494 | 105958.4494 | 0 | 0 | 586 | 586 | 593241 | 120275 | 138541 | 858646 | 0 | 0 | 0.76482 | 0.1234 | 0 | 0 | 0.0042298 | 0.00068247
2021-12-03 |  |  | 41797.3543 | 41797.3543 |  |  | 64 | 64 | 2015-11-26 | 2016 | 15-16 | 0 | 0 | 0 | 0 | 0 | 0 | 0 | 0 | 593241 | 120275 | 138541 | 858646 | 0 | 0 | 0 | 0 | 0 | 0 | 0 | 0
2021-12-07 |  |  | 12117.2783 | 12117.2783 |  |  | 64 | 64 | 2015-11-27 | 2016 | 15-16 | 0 | 0 | 0 | 0 | 0 | 0 | 0 | 0 | 593241 | 120275 | 138541 | 858646 | 0 | 0 | 0 | 0 | 0 | 0 | 0 | 0
2021-12-17 |  |  | 32169.8651 | 32169.8651 |  |  | 91 | 91 | 2015-11-28 | 2016 | 15-16 | 0 | 0 | 0 | 0 | 0 | 0 | 0 | 0 | 593241 | 120275 | 138541 | 858646 | 0 | 0 | 0 | 0 | 0 | 0 | 0 | 0
2021-12-20 |  |  | 7879.2 | 7879.2 |  |  | 18 | 18 | 2015-11-29 | 2016 | 15-16 | 0 | 0 | 0 | 0 | 0 | 0 | 0 | 0 | 593241 | 120275 | 138541 | 858646 | 0 | 0 | 0 | 0 | 0 | 0 | 0 | 0
2021-12-21 |  |  | 13765.95 | 13765.95 |  |  | 36 | 36 | 2015-11-30 | 2016 | 15-16 | 0 | 0 | 0 | 0 | 0 | 0 | 0 | 0 | 593241 | 120275 | 138541 | 858646 | 0 | 0 | 0 | 0 | 0 | 0 | 0 | 0
2021-12-30 |  |  | 1576.2028 | 1576.2028 |  |  | 25.3334 | 25.3334 | 2015-12-01 | 2016 | 15-16 | 0 | 0 | 0 | 0 | 0 | 0 | 0 | 0 | 593241 | 120275 | 138541 | 858646 | 0 | 0 | 0 | 0 | 0 | 0 | 0 | 0
2022-01-21 |  |  | 30753.9781 | 30753.9781 |  |  | 86.6667 | 86.6667 | 2015-12-02 | 2016 | 15-16 | 0 | 0 | 0 | 0 | 0 | 0 | 0 | 0 | 593241 | 120275 | 138541 | 858646 | 0 | 0 | 0 | 0 | 0 | 0 | 0 | 0
2022-01-27 |  |  | 6958.875 | 6958.875 |  |  | 18 | 18 | 2015-12-03 | 2016 | 15-16 | 0 | 0 | 0 | 0 | 0 | 0 | 0 | 0 | 593241 | 120275 | 138541 | 858646 | 0 | 0 | 0 | 0 | 0 | 0 | 0 | 0
2022-02-01 |  |  | 2297.1005 | 2297.1005 |  |  | 13 | 13 | 2015-12-04 | 2016 | 15-16 | 0 | 0 | 0 | 0 | 0 | 0 | 0 | 0 | 593241 | 120275 | 138541 | 858646 | 0 | 0 | 0 | 0 | 0 | 0 | 0 | 0
2022-02-16 |  |  | 12390.28 | 12390.28 |  |  | 48 | 48 | 2015-12-05 | 2016 | 15-16 | 0 | 0 | 0 | 0 | 0 | 0 | 0 | 0 | 593241 | 120275 | 138541 | 858646 | 0 | 0 | 0 | 0 | 0 | 0 | 0 | 0
2022-03-01 |  |  | 32123.466 | 32123.466 |  |  | 35 | 35 | 2015-12-06 | 2016 | 15-16 | 0 | 0 | 0 | 0 | 0 | 0 | 0 | 0 | 593241 | 120275 | 138541 | 858646 | 0 | 0 | 0 | 0 | 0 | 0 | 0 | 0
2022-03-16 |  |  | 108710.8 | 108710.8 |  |  | 268 | 268 | 2015-12-07 | 2016 | 15-16 | 0 | 0 | 32489.0833 | 32489.0833 | 0 | 0 | 58 | 58 | 593241 | 120275 | 138541 | 858646 | 0 | 0 | 0.23451 | 0.037838 | 0 | 0 | 0.00041865 | 6.7548e-05
2022-03-28 |  |  | 1391.4339 | 1391.4339 |  |  | 8.6667 | 8.6667 | 2015-12-08 | 2016 | 15-16 | 0 | 0 | 0 | 0 | 0 | 0 | 0 | 0 | 593241 | 120275 | 138541 | 858646 | 0 | 0 | 0 | 0 | 0 | 0 | 0 | 0
2022-04-06 |  |  | 13232.3 | 13232.3 |  |  | 18 | 18 | 2015-12-09 | 2016 | 15-16 | 0 | 0 | 0 | 0 | 0 | 0 | 0 | 0 | 593241 | 120275 | 138541 | 858646 | 0 | 0 | 0 | 0 | 0 | 0 | 0 | 0
2022-10-02 |  |  | 1780.66 | 1780.66 |  |  | 0 | 0 | 2015-12-10 | 2016 | 15-16 | 0 | 0 | 0 | 0 | 0 | 0 | 0 | 0 | 593241 | 120275 | 138541 | 858646 | 0 | 0 | 0 | 0 | 0 | 0 | 0 | 0
2022-10-23 |  |  | 10066.0047 | 10066.0047 |  |  | 34 | 34 | 2015-12-11 | 2016 | 15-16 | 0 | 0 | 0 | 0 | 0 | 0 | 0 | 0 | 593241 | 120275 | 138541 | 858646 | 0 | 0 | 0 | 0 | 0 | 0 | 0 | 0
2022-10-30 |  |  | 19005.6426 | 19005.6426 |  |  | 17 | 17 | 2015-12-12 | 2016 | 15-16 | 0 | 0 | 0 | 0 | 0 | 0 | 0 | 0 | 593241 | 120275 | 138541 | 858646 | 0 | 0 | 0 | 0 | 0 | 0 | 0 | 0
2022-11-10 |  |  | 1509.6 | 1509.6 |  |  | 0 | 0 | 2015-12-13 | 2016 | 15-16 | 0 | 0 | 0 | 0 | 0 | 0 | 0 | 0 | 593241 | 120275 | 138541 | 858646 | 0 | 0 | 0 | 0 | 0 | 0 | 0 | 0
2022-11-12 |  |  | 123551.75 | 123551.75 |  |  | 58 | 58 | 2015-12-14 | 2016 | 15-16 | 0 | 0 | 0 | 0 | 0 | 0 | 0 | 0 | 593241 | 120275 | 138541 | 858646 | 0 | 0 | 0 | 0 | 0 | 0 | 0 | 0
2022-11-14 |  |  | 70818.5388 | 70818.5388 |  |  | 85 | 85 | 2015-12-15 | 2016 | 15-16 | 0 | 0 | 0 | 0 | 0 | 0 | 0 | 0 | 593241 | 120275 | 138541 | 858646 | 0 | 0 | 0 | 0 | 0 | 0 | 0 | 0
2022-11-15 |  |  | 2126.8501 | 2126.8501 |  |  | 0 | 0 | 2015-12-16 | 2016 | 15-16 | 0 | 0 | 0 | 0 | 0 | 0 | 0 | 0 | 593241 | 120275 | 138541 | 858646 | 0 | 0 | 0 | 0 | 0 | 0 | 0 | 0
2022-11-18 |  |  | 90183.8 | 90183.8 |  |  | 87 | 87 | 2015-12-17 | 2016 | 15-16 | 0 | 0 | 23637.8048 | 23637.8048 | 0 | 0 | 742 | 742 | 593241 | 120275 | 138541 | 858646 | 0 | 0 | 0.17062 | 0.027529 | 0 | 0 | 0.0053558 | 0.00086415
2022-11-20 |  |  | 34558.85 | 34558.85 |  |  | 87 | 87 | 2015-12-18 | 2016 | 15-16 | 0 | 0 | 0 | 0 | 0 | 0 | 0 | 0 | 593241 | 120275 | 138541 | 858646 | 0 | 0 | 0 | 0 | 0 | 0 | 0 | 0
2022-12-09 |  |  | 7462.14 | 7462.14 |  |  | 0 | 0 | 2015-12-19 | 2016 | 15-16 | 0 | 0 | 0 | 0 | 0 | 0 | 0 | 0 | 593241 | 120275 | 138541 | 858646 | 0 | 0 | 0 | 0 | 0 | 0 | 0 | 0
2022-12-11 |  |  | 1856.54 | 1856.54 |  |  | 0 | 0 | 2015-12-20 | 2016 | 15-16 | 0 | 0 | 0 | 0 | 0 | 0 | 0 | 0 | 593241 | 120275 | 138541 | 858646 | 0 | 0 | 0 | 0 | 0 | 0 | 0 | 0
2022-12-27 |  |  | 1382.57 | 1382.57 |  |  | 0 | 0 | 2015-12-21 | 2016 | 15-16 | 0 | 0 | 0 | 0 | 0 | 0 | 0 | 0 | 593241 | 120275 | 138541 | 858646 | 0 | 0 | 0 | 0 | 0 | 0 | 0 | 0
2022-12-30 |  |  | 2382.1 | 2382.1 |  |  | 0 | 0 | 2015-12-22 | 2016 | 15-16 | 0 | 0 | 0 | 0 | 0 | 0 | 0 | 0 | 593241 | 120275 | 138541 | 858646 | 0 | 0 | 0 | 0 | 0 | 0 | 0 | 0
2023-01-12 |  |  | 8558.9779 | 8558.9779 |  |  | 49.3334 | 49.3334 | 2015-12-23 | 2016 | 15-16 | 0 | 0 | 0 | 0 | 0 | 0 | 0 | 0 | 593241 | 120275 | 138541 | 858646 | 0 | 0 | 0 | 0 | 0 | 0 | 0 | 0
2023-01-17 |  |  | 22618.9123 | 22618.9123 |  |  | 49 | 49 | 2015-12-24 | 2016 | 15-16 | 0 | 0 | 0 | 0 | 0 | 0 | 0 | 0 | 593241 | 120275 | 138541 | 858646 | 0 | 0 | 0 | 0 | 0 | 0 | 0 | 0
2023-01-18 |  |  | 6501.8 | 6501.8 |  |  | 58 | 58 | 2015-12-25 | 2016 | 15-16 | 0 | 0 | 0 | 0 | 0 | 0 | 0 | 0 | 593241 | 120275 | 138541 | 858646 | 0 | 0 | 0 | 0 | 0 | 0 | 0 | 0
2023-01-19 |  |  | 86147.9393 | 86147.9393 |  |  | 569 | 569 | 2015-12-26 | 2016 | 15-16 | 0 | 0 | 0 | 0 | 0 | 0 | 0 | 0 | 593241 | 120275 | 138541 | 858646 | 0 | 0 | 0 | 0 | 0 | 0 | 0 | 0
2023-01-23 |  |  | 175687.5 | 175687.5 |  |  | 669 | 669 | 2015-12-27 | 2016 | 15-16 | 0 | 0 | 0 | 0 | 0 | 0 | 0 | 0 | 593241 | 120275 | 138541 | 858646 | 0 | 0 | 0 | 0 | 0 | 0 | 0 | 0
2023-02-02 |  |  | 5360.869 | 5360.869 |  |  | 16 | 16 | 2015-12-28 | 2016 | 15-16 | 0 | 0 | 0 | 0 | 0 | 0 | 0 | 0 | 593241 | 120275 | 138541 | 858646 | 0 | 0 | 0 | 0 | 0 | 0 | 0 | 0
2023-02-16 |  |  | 15456.7436 | 15456.7436 |  |  | 72 | 72 | 2015-12-29 | 2016 | 15-16 | 0 | 0 | 0 | 0 | 0 | 0 | 0 | 0 | 593241 | 120275 | 138541 | 858646 | 0 | 0 | 0 | 0 | 0 | 0 | 0 | 0
2023-02-27 |  |  | 1593.9 | 1593.9 |  |  | 0 | 0 | 2015-12-30 | 2016 | 15-16 | 0 | 0 | 0 | 0 | 0 | 0 | 0 | 0 | 593241 | 120275 | 138541 | 858646 | 0 | 0 | 0 | 0 | 0 | 0 | 0 | 0
2023-03-08 |  |  | 952.5601 | 952.5601 |  |  | 0 | 0 | 2015-12-31 | 2016 | 15-16 | 0 | 0 | 0 | 0 | 0 | 0 | 0 | 0 | 593241 | 120275 | 138541 | 858646 | 0 | 0 | 0 | 0 | 0 | 0 | 0 | 0
2023-04-06 |  |  | 54583.201 | 54583.201 |  |  | 56 | 56 | 2016-01-01 | 2016 | 15-16 | 0 | 0 | 0 | 0 | 0 | 0 | 0 | 0 | 593241 | 120275 | 138541 | 858646 | 0 | 0 | 0 | 0 | 0 | 0 | 0 | 0
2023-05-14 |  |  | 3126.9628 | 3126.9628 |  |  | 17 | 17 | 2016-01-02 | 2016 | 15-16 | 0 | 0 | 0 | 0 | 0 | 0 | 0 | 0 | 593241 | 120275 | 138541 | 858646 | 0 | 0 | 0 | 0 | 0 | 0 | 0 | 0
2023-06-07 |  |  | 32060.7111 | 32060.7111 |  |  | 51 | 51 | 2016-01-03 | 2016 | 15-16 | 0 | 0 | 0 | 0 | 0 | 0 | 0 | 0 | 593241 | 120275 | 138541 | 858646 | 0 | 0 | 0 | 0 | 0 | 0 | 0 | 0
2023-07-16 |  |  | 4132.8 | 4132.8 |  |  | 28 | 28 | 2016-01-04 | 2016 | 15-16 | 0 | 0 | 0 | 0 | 0 | 0 | 0 | 0 | 593241 | 120275 | 138541 | 858646 | 0 | 0 | 0 | 0 | 0 | 0 | 0 | 0
2023-08-23 |  |  | 15896.2489 | 15896.2489 |  |  | 51 | 51 | 2016-01-05 | 2016 | 15-16 | 0 | 0 | 0 | 0 | 0 | 0 | 0 | 0 | 593241 | 120275 | 138541 | 858646 | 0 | 0 | 0 | 0 | 0 | 0 | 0 | 0
2023-08-24 |  |  | 1631.21 | 1631.21 |  |  | 0 | 0 | 2016-01-06 | 2016 | 15-16 | 0 | 0 | 0 | 0 | 0 | 0 | 0 | 0 | 593241 | 120275 | 138541 | 858646 | 0 | 0 | 0 | 0 | 0 | 0 | 0 | 0
2023-09-10 |  |  | 8826.8915 | 8826.8915 |  |  | 28 | 28 | 2016-01-07 | 2016 | 15-16 | 0 | 0 | 0 | 0 | 0 | 0 | 0 | 0 | 593241 | 120275 | 138541 | 858646 | 0 | 0 | 0 | 0 | 0 | 0 | 0 | 0
2023-10-03 |  |  | 31543.8614 | 31543.8614 |  |  | 11 | 11 | 2016-01-08 | 2016 | 15-16 | 0 | 0 | 0 | 0 | 0 | 0 | 0 | 0 | 593241 | 120275 | 138541 | 858646 | 0 | 0 | 0 | 0 | 0 | 0 | 0 | 0
2023-11-13 |  |  | 2121.63 | 2121.63 |  |  | 0 | 0 | 2016-01-09 | 2016 | 15-16 | 0 | 0 | 0 | 0 | 0 | 0 | 0 | 0 | 593241 | 120275 | 138541 | 858646 | 0 | 0 | 0 | 0 | 0 | 0 | 0 | 0
2023-11-15 |  |  | 11807.8428 | 11807.8428 |  |  | 69 | 69 | 2016-01-10 | 2016 | 15-16 | 0 | 0 | 0 | 0 | 0 | 0 | 0 | 0 | 593241 | 120275 | 138541 | 858646 | 0 | 0 | 0 | 0 | 0 | 0 | 0 | 0
2023-11-20 |  |  | 3581.62 | 3581.62 |  |  | 0 | 0 | 2016-01-11 | 2016 | 15-16 | 0 | 0 | 0 | 0 | 0 | 0 | 0 | 0 | 593241 | 120275 | 138541 | 858646 | 0 | 0 | 0 | 0 | 0 | 0 | 0 | 0
2023-11-28 |  |  | 30519.6259 | 30519.6259 |  |  | 64 | 64 | 2016-01-12 | 2016 | 15-16 | 0 | 0 | 0 | 0 | 0 | 0 | 0 | 0 | 593241 | 120275 | 138541 | 858646 | 0 | 0 | 0 | 0 | 0 | 0 | 0 | 0
2023-12-11 |  |  | 591381.1231 | 591381.1231 |  |  | 399 | 399 | 2016-01-13 | 2016 | 15-16 | 0 | 0 | 0 | 0 | 0 | 0 | 0 | 0 | 593241 | 120275 | 138541 | 858646 | 0 | 0 | 0 | 0 | 0 | 0 | 0 | 0
2023-12-23 |  |  | 36810 | 36810 |  |  | 772 | 772 | 2016-01-14 | 2016 | 15-16 | 0 | 0 | 0 | 0 | 0 | 0 | 0 | 0 | 593241 | 120275 | 138541 | 858646 | 0 | 0 | 0 | 0 | 0 | 0 | 0 | 0
2023-12-28 |  |  | 90471.46 | 90471.46 |  |  | 75 | 75 | 2016-01-15 | 2016 | 15-16 | 0 | 0 | 0 | 0 | 0 | 0 | 0 | 0 | 593241 | 120275 | 138541 | 858646 | 0 | 0 | 0 | 0 | 0 | 0 | 0 | 0
2023-12-31 |  |  | 167.2 | 167.2 |  |  | 0 | 0 | 2016-01-16 | 2016 | 15-16 | 0 | 0 | 0 | 0 | 0 | 0 | 0 | 0 | 593241 | 120275 | 138541 | 858646 | 0 | 0 | 0 | 0 | 0 | 0 | 0 | 0
2024-02-25 |  |  | 558.6001 | 558.6001 |  |  | 4 | 4 | 2016-01-17 | 2016 | 15-16 | 0 | 0 | 0 | 0 | 0 | 0 | 0 | 0 | 593241 | 120275 | 138541 | 858646 | 0 | 0 | 0 | 0 | 0 | 0 | 0 | 0
2024-02-27 |  |  | 3312.89 | 3312.89 |  |  | 0 | 0 | 2016-01-18 | 2016 | 15-16 | 0 | 0 | 0 | 0 | 0 | 0 | 0 | 0 | 593241 | 120275 | 138541 | 858646 | 0 | 0 | 0 | 0 | 0 | 0 | 0 | 0
2024-03-01 |  |  | 8171.2 | 8171.2 |  |  | 0 | 0 | 2016-01-19 | 2016 | 15-16 | 0 | 0 | 0 | 0 | 0 | 0 | 0 | 0 | 593241 | 120275 | 138541 | 858646 | 0 | 0 | 0 | 0 | 0 | 0 | 0 | 0
2024-03-05 |  |  | 20282.1368 | 20282.1368 |  |  | 66 | 66 | 2016-01-20 | 2016 | 15-16 | 0 | 0 | 0 | 0 | 0 | 0 | 0 | 0 | 593241 | 120275 | 138541 | 858646 | 0 | 0 | 0 | 0 | 0 | 0 | 0 | 0
2024-04-06 |  |  | 2154.46 | 2154.46 |  |  | 0 | 0 | 2016-01-21 | 2016 | 15-16 | 0 | 0 | 0 | 0 | 0 | 0 | 0 | 0 | 593241 | 120275 | 138541 | 858646 | 0 | 0 | 0 | 0 | 0 | 0 | 0 | 0
[9 empty] | 2016-01-22 | 2016 | 15-16 | 0 | 0 | 65610.0381 | 65610.0381 | 0 | 0 | 149 | 149 | 593241 | 120275 | 138541 | 858646 | 0 | 0 | 0.47358 | 0.076411 | 0 | 0 | 0.0010755 | 0.00017353
[9 empty] | 2016-01-23 | 2016 | 15-16 | 0 | 0 | 0 | 0 | 0 | 0 | 0 | 0 | 593241 | 120275 | 138541 | 858646 | 0 | 0 | 0 | 0 | 0 | 0 | 0 | 0
[9 empty] | 2016-01-24 | 2016 | 15-16 | 0 | 0 | 0 | 0 | 0 | 0 | 0 | 0 | 593241 | 120275 | 138541 | 858646 | 0 | 0 | 0 | 0 | 0 | 0 | 0 | 0
[9 empty] | 2016-01-25 | 2016 | 15-16 | 0 | 0 | 0 | 0 | 0 | 0 | 0 | 0 | 593241 | 120275 | 138541 | 858646 | 0 | 0 | 0 | 0 | 0 | 0 | 0 | 0
[9 empty] | 2016-01-26 | 2016 | 15-16 | 0 | 0 | 0 | 0 | 0 | 0 | 0 | 0 | 593241 | 120275 | 138541 | 858646 | 0 | 0 | 0 | 0 | 0 | 0 | 0 | 0
[9 empty] | 2016-01-27 | 2016 | 15-16 | 0 | 0 | 0 | 0 | 0 | 0 | 0 | 0 | 593241 | 120275 | 138541 | 858646 | 0 | 0 | 0 | 0 | 0 | 0 | 0 | 0
[9 empty] | 2016-01-28 | 2016 | 15-16 | 0 | 0 | 0 | 0 | 0 | 0 | 0 | 0 | 593241 | 120275 | 138541 | 858646 | 0 | 0 | 0 | 0 | 0 | 0 | 0 | 0
[9 empty] | 2016-01-29 | 2016 | 15-16 | 0 | 0 | 0 | 0 | 0 | 0 | 0 | 0 | 593241 | 120275 | 138541 | 858646 | 0 | 0 | 0 | 0 | 0 | 0 | 0 | 0
[9 empty] | 2016-01-30 | 2016 | 15-16 | 0 | 0 | 0 | 0 | 0 | 0 | 0 | 0 | 593241 | 120275 | 138541 | 858646 | 0 | 0 | 0 | 0 | 0 | 0 | 0 | 0
[9 empty] | 2016-01-31 | 2016 | 15-16 | 0 | 0 | 0 | 0 | 0 | 0 | 0 | 0 | 593241 | 120275 | 138541 | 858646 | 0 | 0 | 0 | 0 | 0 | 0 | 0 | 0
[9 empty] | 2016-02-01 | 2016 | 15-16 | 0 | 0 | 0 | 0 | 0 | 0 | 0 | 0 | 593241 | 120275 | 138541 | 858646 | 0 | 0 | 0 | 0 | 0 | 0 | 0 | 0
[9 empty] | 2016-02-02 | 2016 | 15-16 | 0 | 0 | 0 | 0 | 0 | 0 | 0 | 0 | 593241 | 120275 | 138541 | 858646 | 0 | 0 | 0 | 0 | 0 | 0 | 0 | 0
[9 empty] | 2016-02-03 | 2016 | 15-16 | 0 | 0 | 0 | 0 | 0 | 0 | 0 | 0 | 593241 | 120275 | 138541 | 858646 | 0 | 0 | 0 | 0 | 0 | 0 | 0 | 0
[9 empty] | 2016-02-04 | 2016 | 15-16 | 0 | 0 | 0 | 0 | 0 | 0 | 0 | 0 | 593241 | 120275 | 138541 | 858646 | 0 | 0 | 0 | 0 | 0 | 0 | 0 | 0
[9 empty] | 2016-02-05 | 2016 | 15-16 | 0 | 0 | 0 | 0 | 0 | 0 | 0 | 0 | 593241 | 120275 | 138541 | 858646 | 0 | 0 | 0 | 0 | 0 | 0 | 0 | 0
[9 empty] | 2016-02-06 | 2016 | 15-16 | 0 | 0 | 0 | 0 | 0 | 0 | 0 | 0 | 593241 | 120275 | 138541 | 858646 | 0 | 0 | 0 | 0 | 0 | 0 | 0 | 0
[9 empty] | 2016-02-07 | 2016 | 15-16 | 0 | 0 | 0 | 0 | 0 | 0 | 0 | 0 | 593241 | 120275 | 138541 | 858646 | 0 | 0 | 0 | 0 | 0 | 0 | 0 | 0
[9 empty] | 2016-02-08 | 2016 | 15-16 | 0 | 0 | 0 | 0 | 0 | 0 | 0 | 0 | 593241 | 120275 | 138541 | 858646 | 0 | 0 | 0 | 0 | 0 | 0 | 0 | 0
[9 empty] | 2016-02-09 | 2016 | 15-16 | 0 | 0 | 0 | 0 | 0 | 0 | 0 | 0 | 593241 | 120275 | 138541 | 858646 | 0 | 0 | 0 | 0 | 0 | 0 | 0 | 0
[9 empty] | 2016-02-10 | 2016 | 15-16 | 0 | 0 | 0 | 0 | 0 | 0 | 0 | 0 | 593241 | 120275 | 138541 | 858646 | 0 | 0 | 0 | 0 | 0 | 0 | 0 | 0
[9 empty] | 2016-02-11 | 2016 | 15-16 | 0 | 0 | 0 | 0 | 0 | 0 | 0 | 0 | 593241 | 120275 | 138541 | 858646 | 0 | 0 | 0 | 0 | 0 | 0 | 0 | 0
[9 empty] | 2016-02-12 | 2016 | 15-16 | 0 | 0 | 0 | 0 | 0 | 0 | 0 | 0 | 593241 | 120275 | 138541 | 858646 | 0 | 0 | 0 | 0 | 0 | 0 | 0 | 0
[9 empty] | 2016-02-13 | 2016 | 15-16 | 0 | 0 | 0 | 0 | 0 | 0 | 0 | 0 | 593241 | 120275 | 138541 | 858646 | 0 | 0 | 0 | 0 | 0 | 0 | 0 | 0
[9 empty] | 2016-02-14 | 2016 | 15-16 | 0 | 0 | 0 | 0 | 0 | 0 | 0 | 0 | 593241 | 120275 | 138541 | 858646 | 0 | 0 | 0 | 0 | 0 | 0 | 0 | 0
[9 empty] | 2016-02-15 | 2016 | 15-16 | 0 | 0 | 0 | 0 | 0 | 0 | 0 | 0 | 593241 | 120275 | 138541 | 858646 | 0 | 0 | 0 | 0 | 0 | 0 | 0 | 0
[9 empty] | 2016-02-16 | 2016 | 15-16 | 0 | 0 | 0 | 0 | 0 | 0 | 0 | 0 | 593241 | 120275 | 138541 | 858646 | 0 | 0 | 0 | 0 | 0 | 0 | 0 | 0
[9 empty] | 2016-02-17 | 2016 | 15-16 | 0 | 0 | 0 | 0 | 0 | 0 | 0 | 0 | 593241 | 120275 | 138541 | 858646 | 0 | 0 | 0 | 0 | 0 | 0 | 0 | 0
[9 empty] | 2016-02-18 | 2016 | 15-16 | 0 | 0 | 0 | 0 | 0 | 0 | 0 | 0 | 593241 | 120275 | 138541 | 858646 | 0 | 0 | 0 | 0 | 0 | 0 | 0 | 0
[9 empty] | 2016-02-19 | 2016 | 15-16 | 0 | 0 | 0 | 0 | 0 | 0 | 0 | 0 | 593241 | 120275 | 138541 | 858646 | 0 | 0 | 0 | 0 | 0 | 0 | 0 | 0
[9 empty] | 2016-02-20 | 2016 | 15-16 | 0 | 0 | 0 | 0 | 0 | 0 | 0 | 0 | 593241 | 120275 | 138541 | 858646 | 0 | 0 | 0 | 0 | 0 | 0 | 0 | 0
[9 empty] | 2016-02-21 | 2016 | 15-16 | 0 | 0 | 0 | 0 | 0 | 0 | 0 | 0 | 593241 | 120275 | 138541 | 858646 | 0 | 0 | 0 | 0 | 0 | 0 | 0 | 0
[9 empty] | 2016-02-22 | 2016 | 15-16 | 0 | 0 | 0 | 0 | 0 | 0 | 0 | 0 | 593241 | 120275 | 138541 | 858646 | 0 | 0 | 0 | 0 | 0 | 0 | 0 | 0
[9 empty] | 2016-02-23 | 2016 | 15-16 | 0 | 0 | 0 | 0 | 0 | 0 | 0 | 0 | 593241 | 120275 | 138541 | 858646 | 0 | 0 | 0 | 0 | 0 | 0 | 0 | 0
[9 empty] | 2016-02-24 | 2016 | 15-16 | 0 | 0 | 0 | 0 | 0 | 0 | 0 | 0 | 593241 | 120275 | 138541 | 858646 | 0 | 0 | 0 | 0 | 0 | 0 | 0 | 0
[9 empty] | 2016-02-25 | 2016 | 15-16 | 0 | 0 | 0 | 0 | 0 | 0 | 0 | 0 | 593241 | 120275 | 138541 | 858646 | 0 | 0 | 0 | 0 | 0 | 0 | 0 | 0
[9 empty] | 2016-02-26 | 2016 | 15-16 | 0 | 0 | 0 | 0 | 0 | 0 | 0 | 0 | 593241 | 120275 | 138541 | 858646 | 0 | 0 | 0 | 0 | 0 | 0 | 0 | 0
[9 empty] | 2016-02-27 | 2016 | 15-16 | 0 | 0 | 0 | 0 | 0 | 0 | 0 | 0 | 593241 | 120275 | 138541 | 858646 | 0 | 0 | 0 | 0 | 0 | 0 | 0 | 0
[9 empty] | 2016-02-28 | 2016 | 15-16 | 0 | 0 | 0 | 0 | 0 | 0 | 0 | 0 | 593241 | 120275 | 138541 | 858646 | 0 | 0 | 0 | 0 | 0 | 0 | 0 | 0
[9 empty] | 2016-02-29 | 2016 | 15-16 | 0 | 0 | 0 | 0 | 0 | 0 | 0 | 0 | 593241 | 120275 | 138541 | 858646 | 0 | 0 | 0 | 0 | 0 | 0 | 0 | 0
[9 empty] | 2016-03-01 | 2016 | 15-16 | 0 | 0 | 0 | 0 | 0 | 0 | 0 | 0 | 593241 | 120275 | 138541 | 858646 | 0 | 0 | 0 | 0 | 0 | 0 | 0 | 0
[9 empty] | 2016-03-02 | 2016 | 15-16 | 0 | 0 | 0 | 0 | 0 | 0 | 0 | 0 | 593241 | 120275 | 138541 | 858646 | 0 | 0 | 0 | 0 | 0 | 0 | 0 | 0
[9 empty] | 2016-03-03 | 2016 | 15-16 | 0 | 0 | 0 | 0 | 0 | 0 | 0 | 0 | 593241 | 120275 | 138541 | 858646 | 0 | 0 | 0 | 0 | 0 | 0 | 0 | 0
[9 empty] | 2016-03-04 | 2016 | 15-16 | 0 | 0 | 0 | 0 | 0 | 0 | 0 | 0 | 593241 | 120275 | 138541 | 858646 | 0 | 0 | 0 | 0 | 0 | 0 | 0 | 0
[9 empty] | 2016-03-05 | 2016 | 15-16 | 0 | 0 | 55595.325 | 55595.325 | 0 | 0 | 33 | 33 | 593241 | 120275 | 138541 | 858646 | 0 | 0 | 0.40129 | 0.064748 | 0 | 0 | 0.0002382 | 3.8433e-05
[9 empty] | 2016-03-06 | 2016 | 15-16 | 0 | 0 | 0 | 0 | 0 | 0 | 0 | 0 | 593241 | 120275 | 138541 | 858646 | 0 | 0 | 0 | 0 | 0 | 0 | 0 | 0
[9 empty] | 2016-03-07 | 2016 | 15-16 | 0 | 0 | 0 | 0 | 0 | 0 | 0 | 0 | 593241 | 120275 | 138541 | 858646 | 0 | 0 | 0 | 0 | 0 | 0 | 0 | 0
[9 empty] | 2016-03-08 | 2016 | 15-16 | 0 | 0 | 0 | 0 | 0 | 0 | 0 | 0 | 593241 | 120275 | 138541 | 858646 | 0 | 0 | 0 | 0 | 0 | 0 | 0 | 0
[9 empty] | 2016-03-09 | 2016 | 15-16 | 0 | 0 | 0 | 0 | 0 | 0 | 0 | 0 | 593241 | 120275 | 138541 | 858646 | 0 | 0 | 0 | 0 | 0 | 0 | 0 | 0
[9 empty] | 2016-03-10 | 2016 | 15-16 | 0 | 0 | 0 | 0 | 0 | 0 | 0 | 0 | 593241 | 120275 | 138541 | 858646 | 0 | 0 | 0 | 0 | 0 | 0 | 0 | 0
[9 empty] | 2016-03-11 | 2016 | 15-16 | 0 | 0 | 0 | 0 | 0 | 0 | 0 | 0 | 593241 | 120275 | 138541 | 858646 | 0 | 0 | 0 | 0 | 0 | 0 | 0 | 0
[9 empty] | 2016-03-12 | 2016 | 15-16 | 0 | 0 | 0 | 0 | 0 | 0 | 0 | 0 | 593241 | 120275 | 138541 | 858646 | 0 | 0 | 0 | 0 | 0 | 0 | 0 | 0
[9 empty] | 2016-03-13 | 2016 | 15-16 | 0 | 0 | 0 | 0 | 0 | 0 | 0 | 0 | 593241 | 120275 | 138541 | 858646 | 0 | 0 | 0 | 0 | 0 | 0 | 0 | 0
[9 empty] | 2016-03-14 | 2016 | 15-16 | 0 | 0 | 0 | 0 | 0 | 0 | 0 | 0 | 593241 | 120275 | 138541 | 858646 | 0 | 0 | 0 | 0 | 0 | 0 | 0 | 0
[9 empty] | 2016-03-15 | 2016 | 15-16 | 0 | 0 | 0 | 0 | 0 | 0 | 0 | 0 | 593241 | 120275 | 138541 | 858646 | 0 | 0 | 0 | 0 | 0 | 0 | 0 | 0
[9 empty] | 2016-03-16 | 2016 | 15-16 | 0 | 0 | 0 | 0 | 0 | 0 | 0 | 0 | 593241 | 120275 | 138541 | 858646 | 0 | 0 | 0 | 0 | 0 | 0 | 0 | 0
[9 empty] | 2016-03-17 | 2016 | 15-16 | 0 | 0 | 26192.9231 | 26192.9231 | 0 | 0 | 20 | 20 | 593241 | 120275 | 138541 | 858646 | 0 | 0 | 0.18906 | 0.030505 | 0 | 0 | 0.00014436 | 2.3292e-05
[9 empty] | 2016-03-18 | 2016 | 15-16 | 0 | 0 | 0 | 0 | 0 | 0 | 0 | 0 | 593241 | 120275 | 138541 | 858646 | 0 | 0 | 0 | 0 | 0 | 0 | 0 | 0
[9 empty] | 2016-03-19 | 2016 | 15-16 | 0 | 0 | 0 | 0 | 0 | 0 | 0 | 0 | 593241 | 120275 | 138541 | 858646 | 0 | 0 | 0 | 0 | 0 | 0 | 0 | 0
[9 empty] | 2016-03-20 | 2016 | 15-16 | 0 | 0 | 0 | 0 | 0 | 0 | 0 | 0 | 593241 | 120275 | 138541 | 858646 | 0 | 0 | 0 | 0 | 0 | 0 | 0 | 0
[9 empty] | 2016-03-21 | 2016 | 15-16 | 0 | 0 | 0 | 0 | 0 | 0 | 0 | 0 | 593241 | 120275 | 138541 | 858646 | 0 | 0 | 0 | 0 | 0 | 0 | 0 | 0
[9 empty] | 2016-03-22 | 2016 | 15-16 | 0 | 0 | 0 | 0 | 0 | 0 | 0 | 0 | 593241 | 120275 | 138541 | 858646 | 0 | 0 | 0 | 0 | 0 | 0 | 0 | 0
[9 empty] | 2016-03-23 | 2016 | 15-16 | 0 | 0 | 0 | 0 | 0 | 0 | 0 | 0 | 593241 | 120275 | 138541 | 858646 | 0 | 0 | 0 | 0 | 0 | 0 | 0 | 0
[9 empty] | 2016-03-24 | 2016 | 15-16 | 0 | 0 | 0 | 0 | 0 | 0 | 0 | 0 | 593241 | 120275 | 138541 | 858646 | 0 | 0 | 0 | 0 | 0 | 0 | 0 | 0
[9 empty] | 2016-03-25 | 2016 | 15-16 | 0 | 0 | 0 | 0 | 0 | 0 | 0 | 0 | 593241 | 120275 | 138541 | 858646 | 0 | 0 | 0 | 0 | 0 | 0 | 0 | 0
[9 empty] | 2016-03-26 | 2016 | 15-16 | 0 | 0 | 0 | 0 | 0 | 0 | 0 | 0 | 593241 | 120275 | 138541 | 858646 | 0 | 0 | 0 | 0 | 0 | 0 | 0 | 0
[9 empty] | 2016-03-27 | 2016 | 15-16 | 0 | 0 | 0 | 0 | 0 | 0 | 0 | 0 | 593241 | 120275 | 138541 | 858646 | 0 | 0 | 0 | 0 | 0 | 0 | 0 | 0
[9 empty] | 2016-03-28 | 2016 | 15-16 | 0 | 0 | 0 | 0 | 0 | 0 | 0 | 0 | 593241 | 120275 | 138541 | 858646 | 0 | 0 | 0 | 0 | 0 | 0 | 0 | 0
[9 empty] | 2016-03-29 | 2016 | 15-16 | 0 | 0 | 0 | 0 | 0 | 0 | 0 | 0 | 593241 | 120275 | 138541 | 858646 | 0 | 0 | 0 | 0 | 0 | 0 | 0 | 0
[9 empty] | 2016-03-30 | 2016 | 15-16 | 0 | 0 | 0 | 0 | 0 | 0 | 0 | 0 | 593241 | 120275 | 138541 | 858646 | 0 | 0 | 0 | 0 | 0 | 0 | 0 | 0
[9 empty] | 2016-03-31 | 2016 | 15-16 | 0 | 0 | 0 | 0 | 0 | 0 | 0 | 0 | 593241 | 120275 | 138541 | 858646 | 0 | 0 | 0 | 0 | 0 | 0 | 0 | 0
[9 empty] | 2016-04-01 | 2016 | 15-16 | 0 | 0 | 0 | 0 | 0 | 0 | 0 | 0 | 593241 | 120275 | 138541 | 858646 | 0 | 0 | 0 | 0 | 0 | 0 | 0 | 0
[9 empty] | 2016-04-02 | 2016 | 15-16 | 0 | 0 | 0 | 0 | 0 | 0 | 0 | 0 | 593241 | 120275 | 138541 | 858646 | 0 | 0 | 0 | 0 | 0 | 0 | 0 | 0
[9 empty] | 2016-04-03 | 2016 | 15-16 | 0 | 0 | 0 | 0 | 0 | 0 | 0 | 0 | 593241 | 120275 | 138541 | 858646 | 0 | 0 | 0 | 0 | 0 | 0 | 0 | 0
[9 empty] | 2016-04-04 | 2016 | 15-16 | 0 | 0 | 0 | 0 | 0 | 0 | 0 | 0 | 593241 | 120275 | 138541 | 858646 | 0 | 0 | 0 | 0 | 0 | 0 | 0 | 0
[9 empty] | 2016-04-05 | 2016 | 15-16 | 0 | 0 | 0 | 0 | 0 | 0 | 0 | 0 | 593241 | 120275 | 138541 | 858646 | 0 | 0 | 0 | 0 | 0 | 0 | 0 | 0
[9 empty] | 2016-04-06 | 2016 | 15-16 | 0 | 0 | 0 | 0 | 0 | 0 | 0 | 0 | 593241 | 120275 | 138541 | 858646 | 0 | 0 | 0 | 0 | 0 | 0 | 0 | 0
[9 empty] | 2016-04-07 | 2016 | 15-16 | 0 | 0 | 0 | 0 | 0 | 0 | 0 | 0 | 593241 | 120275 | 138541 | 858646 | 0 | 0 | 0 | 0 | 0 | 0 | 0 | 0
[9 empty] | 2016-04-08 | 2016 | 15-16 | 0 | 0 | 0 | 0 | 0 | 0 | 0 | 0 | 593241 | 120275 | 138541 | 858646 | 0 | 0 | 0 | 0 | 0 | 0 | 0 | 0
[9 empty] | 2016-04-09 | 2016 | 15-16 | 0 | 0 | 0 | 0 | 0 | 0 | 0 | 0 | 593241 | 120275 | 138541 | 858646 | 0 | 0 | 0 | 0 | 0 | 0 | 0 | 0
[9 empty] | 2016-04-10 | 2016 | 15-16 | 0 | 0 | 0 | 0 | 0 | 0 | 0 | 0 | 593241 | 120275 | 138541 | 858646 | 0 | 0 | 0 | 0 | 0 | 0 | 0 | 0
[9 empty] | 2016-04-11 | 2016 | 15-16 | 0 | 0 | 0 | 0 | 0 | 0 | 0 | 0 | 593241 | 120275 | 138541 | 858646 | 0 | 0 | 0 | 0 | 0 | 0 | 0 | 0
[9 empty] | 2016-04-12 | 2016 | 15-16 | 0 | 0 | 0 | 0 | 0 | 0 | 0 | 0 | 593241 | 120275 | 138541 | 858646 | 0 | 0 | 0 | 0 | 0 | 0 | 0 | 0
[9 empty] | 2016-04-13 | 2016 | 15-16 | 0 | 0 | 0 | 0 | 0 | 0 | 0 | 0 | 593241 | 120275 | 138541 | 858646 | 0 | 0 | 0 | 0 | 0 | 0 | 0 | 0
[9 empty] | 2016-04-14 | 2016 | 15-16 | 0 | 0 | 0 | 0 | 0 | 0 | 0 | 0 | 593241 | 120275 | 138541 | 858646 | 0 | 0 | 0 | 0 | 0 | 0 | 0 | 0
[9 empty] | 2016-04-15 | 2016 | 15-16 | 0 | 0 | 0 | 0 | 0 | 0 | 0 | 0 | 593241 | 120275 | 138541 | 858646 | 0 | 0 | 0 | 0 | 0 | 0 | 0 | 0
[9 empty] | 2016-04-16 | 2016 | 15-16 | 0 | 0 | 0 | 0 | 0 | 0 | 0 | 0 | 593241 | 120275 | 138541 | 858646 | 0 | 0 | 0 | 0 | 0 | 0 | 0 | 0
[9 empty] | 2016-04-17 | 2016 | 15-16 | 0 | 0 | 0 | 0 | 0 | 0 | 0 | 0 | 593241 | 120275 | 138541 | 858646 | 0 | 0 | 0 | 0 | 0 | 0 | 0 | 0
[9 empty] | 2016-04-18 | 2016 | 15-16 | 0 | 0 | 0 | 0 | 0 | 0 | 0 | 0 | 593241 | 120275 | 138541 | 858646 | 0 | 0 | 0 | 0 | 0 | 0 | 0 | 0
[9 empty] | 2016-04-19 | 2016 | 15-16 | 0 | 0 | 0 | 0 | 0 | 0 | 0 | 0 | 593241 | 120275 | 138541 | 858646 | 0 | 0 | 0 | 0 | 0 | 0 | 0 | 0
[9 empty] | 2016-04-20 | 2016 | 15-16 | 0 | 0 | 0 | 0 | 0 | 0 | 0 | 0 | 593241 | 120275 | 138541 | 858646 | 0 | 0 | 0 | 0 | 0 | 0 | 0 | 0
[9 empty] | 2016-04-21 | 2016 | 15-16 | 0 | 0 | 0 | 0 | 0 | 0 | 0 | 0 | 593241 | 120275 | 138541 | 858646 | 0 | 0 | 0 | 0 | 0 | 0 | 0 | 0
[9 empty] | 2016-04-22 | 2016 | 15-16 | 0 | 0 | 0 | 0 | 0 | 0 | 0 | 0 | 593241 | 120275 | 138541 | 858646 | 0 | 0 | 0 | 0 | 0 | 0 | 0 | 0
[9 empty] | 2016-04-23 | 2016 | 15-16 | 0 | 0 | 0 | 0 | 0 | 0 | 0 | 0 | 593241 | 120275 | 138541 | 858646 | 0 | 0 | 0 | 0 | 0 | 0 | 0 | 0
[9 empty] | 2016-04-24 | 2016 | 15-16 | 0 | 0 | 0 | 0 | 0 | 0 | 0 | 0 | 593241 | 120275 | 138541 | 858646 | 0 | 0 | 0 | 0 | 0 | 0 | 0 | 0
[9 empty] | 2016-04-25 | 2016 | 15-16 | 0 | 0 | 0 | 0 | 0 | 0 | 0 | 0 | 593241 | 120275 | 138541 | 858646 | 0 | 0 | 0 | 0 | 0 | 0 | 0 | 0
[9 empty] | 2016-04-26 | 2016 | 15-16 | 0 | 0 | 0 | 0 | 0 | 0 | 0 | 0 | 593241 | 120275 | 138541 | 858646 | 0 | 0 | 0 | 0 | 0 | 0 | 0 | 0
[9 empty] | 2016-04-27 | 2016 | 15-16 | 0 | 0 | 0 | 0 | 0 | 0 | 0 | 0 | 593241 | 120275 | 138541 | 858646 | 0 | 0 | 0 | 0 | 0 | 0 | 0 | 0
[9 empty] | 2016-04-28 | 2016 | 15-16 | 0 | 0 | 0 | 0 | 0 | 0 | 0 | 0 | 593241 | 120275 | 138541 | 858646 | 0 | 0 | 0 | 0 | 0 | 0 | 0 | 0
[9 empty] | 2016-04-29 | 2016 | 15-16 | 0 | 0 | 169.54 | 169.54 | 0 | 0 | 0 | 0 | 593241 | 120275 | 138541 | 858646 | 0 | 0 | 0.0012238 | 0.00019745 | 0 | 0 | 0 | 0
[9 empty] | 2016-04-30 | 2016 | 15-16 | 0 | 0 | 0 | 0 | 0 | 0 | 0 | 0 | 593241 | 120275 | 138541 | 858646 | 0 | 0 | 0 | 0 | 0 | 0 | 0 | 0
[9 empty] | 2016-05-01 | 2016 | 15-16 | 0 | 0 | 855.0004 | 855.0004 | 0 | 0 | 9 | 9 | 593241 | 120275 | 138541 | 858646 | 0 | 0 | 0.0061715 | 0.00099575 | 0 | 0 | 6.4963e-05 | 1.0482e-05
[9 empty] | 2016-05-02 | 2016 | 15-16 | 0 | 0 | 0 | 0 | 0 | 0 | 0 | 0 | 593241 | 120275 | 138541 | 858646 | 0 | 0 | 0 | 0 | 0 | 0 | 0 | 0
[9 empty] | 2016-05-03 | 2016 | 15-16 | 0 | 0 | 0 | 0 | 0 | 0 | 0 | 0 | 593241 | 120275 | 138541 | 858646 | 0 | 0 | 0 | 0 | 0 | 0 | 0 | 0
[9 empty] | 2016-05-04 | 2016 | 15-16 | 0 | 0 | 0 | 0 | 0 | 0 | 0 | 0 | 593241 | 120275 | 138541 | 858646 | 0 | 0 | 0 | 0 | 0 | 0 | 0 | 0
[9 empty] | 2016-05-05 | 2016 | 15-16 | 0 | 0 | 0 | 0 | 0 | 0 | 0 | 0 | 593241 | 120275 | 138541 | 858646 | 0 | 0 | 0 | 0 | 0 | 0 | 0 | 0
[9 empty] | 2016-05-06 | 2016 | 15-16 | 0 | 0 | 0 | 0 | 0 | 0 | 0 | 0 | 593241 | 120275 | 138541 | 858646 | 0 | 0 | 0 | 0 | 0 | 0 | 0 | 0
[9 empty] | 2016-05-07 | 2016 | 15-16 | 0 | 0 | 0 | 0 | 0 | 0 | 0 | 0 | 593241 | 120275 | 138541 | 858646 | 0 | 0 | 0 | 0 | 0 | 0 | 0 | 0
[9 empty] | 2016-05-08 | 2016 | 15-16 | 0 | 0 | 21524.8459 | 21524.8459 | 0 | 0 | 65 | 65 | 593241 | 120275 | 138541 | 858646 | 0 | 0 | 0.15537 | 0.025068 | 0 | 0 | 0.00046918 | 7.5701e-05
[9 empty] | 2016-05-09 | 2016 |  | 0 | 0 | 0 | 0 | 0 | 0 | 0 | 0 | 593241 | 120275 | 138541 | 858646 | 0 | 0 | 0 | 0 | 0 | 0 | 0 | 0
[9 empty] | 2016-05-10 | 2016 | 15-16 | 0 | 0 | 0 | 0 | 0 | 0 | 0 | 0 | 593241 | 120275 | 138541 | 858646 | 0 | 0 | 0 | 0 | 0 | 0 | 0 | 0
[9 empty] | 2016-05-11 | 2016 | 15-16 | 0 | 0 | 0 | 0 | 0 | 0 | 0 | 0 | 593241 | 120275 | 138541 | 858646 | 0 | 0 | 0 | 0 | 0 | 0 | 0 | 0
[9 empty] | 2016-05-12 | 2016 | 15-16 | 0 | 0 | 0 | 0 | 0 | 0 | 0 | 0 | 593241 | 120275 | 138541 | 858646 | 0 | 0 | 0 | 0 | 0 | 0 | 0 | 0
[9 empty] | 2016-05-13 | 2016 | 15-16 | 0 | 0 | 0 | 0 | 0 | 0 | 0 | 0 | 593241 | 120275 | 138541 | 858646 | 0 | 0 | 0 | 0 | 0 | 0 | 0 | 0
[9 empty] | 2016-05-14 | 2016 | 15-16 | 0 | 0 | 0 | 0 | 0 | 0 | 0 | 0 | 593241 | 120275 | 138541 | 858646 | 0 | 0 | 0 | 0 | 0 | 0 | 0 | 0
[9 empty] | 2016-05-15 | 2016 | 15-16 | 0 | 0 | 0 | 0 | 0 | 0 | 0 | 0 | 593241 | 120275 | 138541 | 858646 | 0 | 0 | 0 | 0 | 0 | 0 | 0 | 0
[9 empty] | 2016-05-16 | 2016 | 15-16 | 0 | 0 | 0 | 0 | 0 | 0 | 0 | 0 | 593241 | 120275 | 138541 | 858646 | 0 | 0 | 0 | 0 | 0 | 0 | 0 | 0
[9 empty] | 2016-05-17 | 2016 | 15-16 | 0 | 0 | 0 | 0 | 0 | 0 | 0 | 0 | 593241 | 120275 | 138541 | 858646 | 0 | 0 | 0 | 0 | 0 | 0 | 0 | 0
[9 empty] | 2016-05-18 | 2016 | 15-16 | 0 | 0 | 0 | 0 | 0 | 0 | 0 | 0 | 593241 | 120275 | 138541 | 858646 | 0 | 0 | 0 | 0 | 0 | 0 | 0 | 0
[9 empty] | 2016-05-19 | 2016 | 15-16 | 0 | 0 | 0 | 0 | 0 | 0 | 0 | 0 | 593241 | 120275 | 138541 | 858646 | 0 | 0 | 0 | 0 | 0 | 0 | 0 | 0
[9 empty] | 2016-05-20 | 2016 | 15-16 | 0 | 0 | 0 | 0 | 0 | 0 | 0 | 0 | 593241 | 120275 | 138541 | 858646 | 0 | 0 | 0 | 0 | 0 | 0 | 0 | 0
[9 empty] | 2016-05-21 | 2016 | 15-16 | 0 | 0 | 19838.7498 | 19838.7498 | 0 | 0 | 65 | 65 | 593241 | 120275 | 138541 | 858646 | 0 | 0 | 0.1432 | 0.023105 | 0 | 0 | 0.00046918 | 7.5701e-05
[9 empty] | 2016-05-22 | 2016 | 15-16 | 0 | 0 | 0 | 0 | 0 | 0 | 0 | 0 | 593241 | 120275 | 138541 | 858646 | 0 | 0 | 0 | 0 | 0 | 0 | 0 | 0
[9 empty] | 2016-05-23 | 2016 | 15-16 | 0 | 0 | 0 | 0 | 0 | 0 | 0 | 0 | 593241 | 120275 | 138541 | 858646 | 0 | 0 | 0 | 0 | 0 | 0 | 0 | 0
[9 empty] | 2016-05-24 | 2016 | 15-16 | 0 | 0 | 0 | 0 | 0 | 0 | 0 | 0 | 593241 | 120275 | 138541 | 858646 | 0 | 0 | 0 | 0 | 0 | 0 | 0 | 0
[9 empty] | 2016-05-25 | 2016 | 15-16 | 0 | 0 | 0 | 0 | 0 | 0 | 0 | 0 | 593241 | 120275 | 138541 | 858646 | 0 | 0 | 0 | 0 | 0 | 0 | 0 | 0
[9 empty] | 2016-05-26 | 2016 | 15-16 | 0 | 0 | 0 | 0 | 0 | 0 | 0 | 0 | 593241 | 120275 | 138541 | 858646 | 0 | 0 | 0 | 0 | 0 | 0 | 0 | 0
[9 empty] | 2016-05-27 | 2016 | 15-16 | 0 | 0 | 0 | 0 | 0 | 0 | 0 | 0 | 593241 | 120275 | 138541 | 858646 | 0 | 0 | 0 | 0 | 0 | 0 | 0 | 0
[9 empty] | 2016-05-28 | 2016 | 15-16 | 0 | 0 | 0 | 0 | 0 | 0 | 0 | 0 | 593241 | 120275 | 138541 | 858646 | 0 | 0 | 0 | 0 | 0 | 0 | 0 | 0
[9 empty] | 2016-05-29 | 2016 | 15-16 | 0 | 0 | 0 | 0 | 0 | 0 | 0 | 0 | 593241 | 120275 | 138541 | 858646 | 0 | 0 | 0 | 0 | 0 | 0 | 0 | 0
[9 empty] | 2016-05-30 | 2016 | 15-16 | 0 | 0 | 0 | 0 | 0 | 0 | 0 | 0 | 593241 | 120275 | 138541 | 858646 | 0 | 0 | 0 | 0 | 0 | 0 | 0 | 0
[9 empty] | 2016-05-31 | 2016 | 15-16 | 0 | 0 | 0 | 0 | 0 | 0 | 0 | 0 | 593241 | 120275 | 138541 | 858646 | 0 | 0 | 0 | 0 | 0 | 0 | 0 | 0
[9 empty] | 2016-06-01 | 2016 | 15-16 | 0 | 0 | 0 | 0 | 0 | 0 | 0 | 0 | 593241 | 120275 | 138541 | 858646 | 0 | 0 | 0 | 0 | 0 | 0 | 0 | 0
[9 empty] | 2016-06-02 | 2016 | 15-16 | 0 | 0 | 0 | 0 | 0 | 0 | 0 | 0 | 593241 | 120275 | 138541 | 858646 | 0 | 0 | 0 | 0 | 0 | 0 | 0 | 0
[9 empty] | 2016-06-03 | 2016 | 15-16 | 0 | 0 | 0 | 0 | 0 | 0 | 0 | 0 | 593241 | 120275 | 138541 | 858646 | 0 | 0 | 0 | 0 | 0 | 0 | 0 | 0
[9 empty] | 2016-06-04 | 2016 | 15-16 | 0 | 0 | 0 | 0 | 0 | 0 | 0 | 0 | 593241 | 120275 | 138541 | 858646 | 0 | 0 | 0 | 0 | 0 | 0 | 0 | 0
[9 empty] | 2016-06-05 | 2016 | 15-16 | 0 | 0 | 0 | 0 | 0 | 0 | 0 | 0 | 593241 | 120275 | 138541 | 858646 | 0 | 0 | 0 | 0 | 0 | 0 | 0 | 0
[9 empty] | 2016-06-06 | 2016 | 15-16 | 0 | 0 | 0 | 0 | 0 | 0 | 0 | 0 | 593241 | 120275 | 138541 | 858646 | 0 | 0 | 0 | 0 | 0 | 0 | 0 | 0
[9 empty] | 2016-06-07 | 2016 | 15-16 | 0 | 0 | 0 | 0 | 0 | 0 | 0 | 0 | 593241 | 120275 | 138541 | 858646 | 0 | 0 | 0 | 0 | 0 | 0 | 0 | 0
[9 empty] | 2016-06-08 | 2016 | 15-16 | 0 | 0 | 0 | 0 | 0 | 0 | 0 | 0 | 593241 | 120275 | 138541 | 858646 | 0 | 0 | 0 | 0 | 0 | 0 | 0 | 0
[9 empty] | 2016-06-09 | 2016 | 15-16 | 0 | 0 | 50983.776 | 50983.776 | 0 | 0 | 400 | 400 | 593241 | 120275 | 138541 | 858646 | 0 | 0 | 0.368 | 0.059377 | 0 | 0 | 0.0028872 | 0.00046585
[9 empty] | 2016-06-10 | 2016 | 15-16 | 0 | 0 | 0 | 0 | 0 | 0 | 0 | 0 | 593241 | 120275 | 138541 | 858646 | 0 | 0 | 0 | 0 | 0 | 0 | 0 | 0
[9 empty] | 2016-06-11 | 2016 | 15-16 | 0 | 0 | 0 | 0 | 0 | 0 | 0 | 0 | 593241 | 120275 | 138541 | 858646 | 0 | 0 | 0 | 0 | 0 | 0 | 0 | 0
[9 empty] | 2016-06-12 | 2016 | 15-16 | 0 | 0 | 0 | 0 | 0 | 0 | 0 | 0 | 593241 | 120275 | 138541 | 858646 | 0 | 0 | 0 | 0 | 0 | 0 | 0 | 0
[9 empty] | 2016-06-13 | 2016 | 15-16 | 0 | 0 | 0 | 0 | 0 | 0 | 0 | 0 | 593241 | 120275 | 138541 | 858646 | 0 | 0 | 0 | 0 | 0 | 0 | 0 | 0
[9 empty] | 2016-06-14 | 2016 | 15-16 | 0 | 0 | 0 | 0 | 0 | 0 | 0 | 0 | 593241 | 120275 | 138541 | 858646 | 0 | 0 | 0 | 0 | 0 | 0 | 0 | 0
[9 empty] | 2016-06-15 | 2016 | 15-16 | 0 | 0 | 0 | 0 | 0 | 0 | 0 | 0 | 593241 | 120275 | 138541 | 858646 | 0 | 0 | 0 | 0 | 0 | 0 | 0 | 0
[9 empty] | 2016-06-16 | 2016 | 15-16 | 0 | 0 | 0 | 0 | 0 | 0 | 0 | 0 | 593241 | 120275 | 138541 | 858646 | 0 | 0 | 0 | 0 | 0 | 0 | 0 | 0
[9 empty] | 2016-06-17 | 2016 | 15-16 | 0 | 0 | 0 | 0 | 0 | 0 | 0 | 0 | 593241 | 120275 | 138541 | 858646 | 0 | 0 | 0 | 0 | 0 | 0 | 0 | 0
[9 empty] | 2016-06-18 | 2016 | 15-16 | 0 | 0 | 0 | 0 | 0 | 0 | 0 | 0 | 593241 | 120275 | 138541 | 858646 | 0 | 0 | 0 | 0 | 0 | 0 | 0 | 0
[9 empty] | 2016-06-19 | 2016 | 15-16 | 0 | 0 | 0 | 0 | 0 | 0 | 0 | 0 | 593241 | 120275 | 138541 | 858646 | 0 | 0 | 0 | 0 | 0 | 0 | 0 | 0
[9 empty] | 2016-06-20 | 2016 | 15-16 | 0 | 0 | 0 | 0 | 0 | 0 | 0 | 0 | 593241 | 120275 | 138541 | 858646 | 0 | 0 | 0 | 0 | 0 | 0 | 0 | 0
[9 empty] | 2016-06-21 | 2016 | 15-16 | 0 | 0 | 0 | 0 | 0 | 0 | 0 | 0 | 593241 | 120275 | 138541 | 858646 | 0 | 0 | 0 | 0 | 0 | 0 | 0 | 0
[9 empty] | 2016-06-22 | 2016 | 15-16 | 0 | 0 | 0 | 0 | 0 | 0 | 0 | 0 | 593241 | 120275 | 138541 | 858646 | 0 | 0 | 0 | 0 | 0 | 0 | 0 | 0
[9 empty] | 2016-06-23 | 2016 | 15-16 | 0 | 0 | 29235.6129 | 29235.6129 | 0 | 0 | 62 | 62 | 593241 | 120275 | 138541 | 858646 | 0 | 0 | 0.21102 | 0.034049 | 0 | 0 | 0.00044752 | 7.2207e-05
[9 empty] | 2016-06-24 | 2016 | 15-16 | 0 | 0 | 0 | 0 | 0 | 0 | 0 | 0 | 593241 | 120275 | 138541 | 858646 | 0 | 0 | 0 | 0 | 0 | 0 | 0 | 0
[9 empty] | 2016-06-25 | 2016 | 15-16 | 0 | 0 | 0 | 0 | 0 | 0 | 0 | 0 | 593241 | 120275 | 138541 | 858646 | 0 | 0 | 0 | 0 | 0 | 0 | 0 | 0
[9 empty] | 2016-06-26 | 2016 | 15-16 | 0 | 0 | 0 | 0 | 0 | 0 | 0 | 0 | 593241 | 120275 | 138541 | 858646 | 0 | 0 | 0 | 0 | 0 | 0 | 0 | 0
[9 empty] | 2016-06-27 | 2016 | 15-16 | 0 | 0 | 0 | 0 | 0 | 0 | 0 | 0 | 593241 | 120275 | 138541 | 858646 | 0 | 0 | 0 | 0 | 0 | 0 | 0 | 0
[9 empty] | 2016-06-28 | 2016 | 15-16 | 0 | 0 | 0 | 0 | 0 | 0 | 0 | 0 | 593241 | 120275 | 138541 | 858646 | 0 | 0 | 0 | 0 | 0 | 0 | 0 | 0
[9 empty] | 2016-06-29 | 2016 | 15-16 | 0 | 0 | 0 | 0 | 0 | 0 | 0 | 0 | 593241 | 120275 | 138541 | 858646 | 0 | 0 | 0 | 0 | 0 | 0 | 0 | 0
[9 empty] | 2016-06-30 | 2016 | 15-16 | 0 | 0 | 0 | 0 | 0 | 0 | 0 | 0 | 593241 | 120275 | 138541 | 858646 | 0 | 0 | 0 | 0 | 0 | 0 | 0 | 0
[9 empty] | 2016-07-01 | 2017 | 16-17 | 0 | 0 | 0 | 0 | 0 | 0 | 0 | 0 | 606385.5 | 123893.5 | 140951.5 | 878300.5 | 0 | 0 | 0 | 0 | 0 | 0 | 0 | 0
[9 empty] | 2016-07-02 | 2017 | 16-17 | 0 | 0 | 0 | 0 | 0 | 0 | 0 | 0 | 606385.5 | 123893.5 | 140951.5 | 878300.5 | 0 | 0 | 0 | 0 | 0 | 0 | 0 | 0
[9 empty] | 2016-07-03 | 2017 | 16-17 | 0 | 0 | 0 | 0 | 0 | 0 | 0 | 0 | 606385.5 | 123893.5 | 140951.5 | 878300.5 | 0 | 0 | 0 | 0 | 0 | 0 | 0 | 0
[9 empty] | 2016-07-04 | 2017 | 16-17 | 0 | 0 | 0 | 0 | 0 | 0 | 0 | 0 | 606385.5 | 123893.5 | 140951.5 | 878300.5 | 0 | 0 | 0 | 0 | 0 | 0 | 0 | 0
[9 empty] | 2016-07-05 | 2017 | 16-17 | 0 | 0 | 0 | 0 | 0 | 0 | 0 | 0 | 606385.5 | 123893.5 | 140951.5 | 878300.5 | 0 | 0 | 0 | 0 | 0 | 0 | 0 | 0
[9 empty] | 2016-07-06 | 2017 | 16-17 | 0 | 0 | 0 | 0 | 0 | 0 | 0 | 0 | 606385.5 | 123893.5 | 140951.5 | 878300.5 | 0 | 0 | 0 | 0 | 0 | 0 | 0 | 0
[9 empty] | 2016-07-07 | 2017 | 16-17 | 0 | 0 | 0 | 0 | 0 | 0 | 0 | 0 | 606385.5 | 123893.5 | 140951.5 | 878300.5 | 0 | 0 | 0 | 0 | 0 | 0 | 0 | 0
[9 empty] | 2016-07-08 | 2017 | 16-17 | 0 | 0 | 0 | 0 | 0 | 0 | 0 | 0 | 606385.5 | 123893.5 | 140951.5 | 878300.5 | 0 | 0 | 0 | 0 | 0 | 0 | 0 | 0
[9 empty] | 2016-07-09 | 2017 | 16-17 | 0 | 0 | 0 | 0 | 0 | 0 | 0 | 0 | 606385.5 | 123893.5 | 140951.5 | 878300.5 | 0 | 0 | 0 | 0 | 0 | 0 | 0 | 0
[9 empty] | 2016-07-10 | 2017 | 16-17 | 0 | 0 | 0 | 0 | 0 | 0 | 0 | 0 | 606385.5 | 123893.5 | 140951.5 | 878300.5 | 0 | 0 | 0 | 0 | 0 | 0 | 0 | 0
[9 empty] | 2016-07-11 | 2017 |  | 0 | 0 | 0 | 0 | 0 | 0 | 0 | 0 | 606385.5 | 123893.5 | 140951.5 | 878300.5 | 0 | 0 | 0 | 0 | 0 | 0 | 0 | 0
[9 empty] | 2016-07-12 | 2017 |  | 0 | 0 | 67739.763 | 67739.763 | 0 | 0 | 85 | 85 | 606385.5 | 123893.5 | 140951.5 | 878300.5 | 0 | 0 | 0.48059 | 0.077126 | 0 | 0 | 0.00060304 | 9.6778e-05
[9 empty] | 2016-07-13 | 2017 | 16-17 | 0 | 0 | 0 | 0 | 0 | 0 | 0 | 0 | 606385.5 | 123893.5 | 140951.5 | 878300.5 | 0 | 0 | 0 | 0 | 0 | 0 | 0 | 0
[9 empty] | 2016-07-14 | 2017 | 16-17 | 0 | 0 | 0 | 0 | 0 | 0 | 0 | 0 | 606385.5 | 123893.5 | 140951.5 | 878300.5 | 0 | 0 | 0 | 0 | 0 | 0 | 0 | 0
[9 empty] | 2016-07-15 | 2017 | 16-17 | 0 | 0 | 0 | 0 | 0 | 0 | 0 | 0 | 606385.5 | 123893.5 | 140951.5 | 878300.5 | 0 | 0 | 0 | 0 | 0 | 0 | 0 | 0
[9 empty] | 2016-07-16 | 2017 | 16-17 | 0 | 0 | 0 | 0 | 0 | 0 | 0 | 0 | 606385.5 | 123893.5 | 140951.5 | 878300.5 | 0 | 0 | 0 | 0 | 0 | 0 | 0 | 0
[9 empty] | 2016-07-17 | 2017 | 16-17 | 0 | 0 | 0 | 0 | 0 | 0 | 0 | 0 | 606385.5 | 123893.5 | 140951.5 | 878300.5 | 0 | 0 | 0 | 0 | 0 | 0 | 0 | 0
[9 empty] | 2016-07-18 | 2017 | 16-17 | 0 | 0 | 0 | 0 | 0 | 0 | 0 | 0 | 606385.5 | 123893.5 | 140951.5 | 878300.5 | 0 | 0 | 0 | 0 | 0 | 0 | 0 | 0
[9 empty] | 2016-07-19 | 2017 | 16-17 | 0 | 0 | 0 | 0 | 0 | 0 | 0 | 0 | 606385.5 | 123893.5 | 140951.5 | 878300.5 | 0 | 0 | 0 | 0 | 0 | 0 | 0 | 0
[9 empty] | 2016-07-20 | 2017 | 16-17 | 0 | 0 | 0 | 0 | 0 | 0 | 0 | 0 | 606385.5 | 123893.5 | 140951.5 | 878300.5 | 0 | 0 | 0 | 0 | 0 | 0 | 0 | 0
[9 empty] | 2016-07-21 | 2017 | 16-17 | 0 | 0 | 0 | 0 | 0 | 0 | 0 | 0 | 606385.5 | 123893.5 | 140951.5 | 878300.5 | 0 | 0 | 0 | 0 | 0 | 0 | 0 | 0
[9 empty] | 2016-07-22 | 2017 | 16-17 | 0 | 0 | 0 | 0 | 0 | 0 | 0 | 0 | 606385.5 | 123893.5 | 140951.5 | 878300.5 | 0 | 0 | 0 | 0 | 0 | 0 | 0 | 0
[9 empty] | 2016-07-23 | 2017 | 16-17 | 0 | 0 | 0 | 0 | 0 | 0 | 0 | 0 | 606385.5 | 123893.5 | 140951.5 | 878300.5 | 0 | 0 | 0 | 0 | 0 | 0 | 0 | 0
[9 empty] | 2016-07-24 | 2017 | 16-17 | 0 | 0 | 0 | 0 | 0 | 0 | 0 | 0 | 606385.5 | 123893.5 | 140951.5 | 878300.5 | 0 | 0 | 0 | 0 | 0 | 0 | 0 | 0
[9 empty] | 2016-07-25 | 2017 | 16-17 | 0 | 0 | 65246.7083 | 65246.7083 | 0 | 0 | 1088 | 1088 | 606385.5 | 123893.5 | 140951.5 | 878300.5 | 0 | 0 | 0.4629 | 0.074287 | 0 | 0 | 0.007719 | 0.0012388
[9 empty] | 2016-07-26 | 2017 | 16-17 | 0 | 0 | 0 | 0 | 0 | 0 | 0 | 0 | 606385.5 | 123893.5 | 140951.5 | 878300.5 | 0 | 0 | 0 | 0 | 0 | 0 | 0 | 0
[9 empty] | 2016-07-27 | 2017 | 16-17 | 0 | 0 | 0 | 0 | 0 | 0 | 0 | 0 | 606385.5 | 123893.5 | 140951.5 | 878300.5 | 0 | 0 | 0 | 0 | 0 | 0 | 0 | 0
[9 empty] | 2016-07-28 | 2017 | 16-17 | 0 | 0 | 0 | 0 | 0 | 0 | 0 | 0 | 606385.5 | 123893.5 | 140951.5 | 878300.5 | 0 | 0 | 0 | 0 | 0 | 0 | 0 | 0
[9 empty] | 2016-07-29 | 2017 | 16-17 | 0 | 0 | 0 | 0 | 0 | 0 | 0 | 0 | 606385.5 | 123893.5 | 140951.5 | 878300.5 | 0 | 0 | 0 | 0 | 0 | 0 | 0 | 0
[9 empty] | 2016-07-30 | 2017 | 16-17 | 0 | 0 | 0 | 0 | 0 | 0 | 0 | 0 | 606385.5 | 123893.5 | 140951.5 | 878300.5 | 0 | 0 | 0 | 0 | 0 | 0 | 0 | 0
[9 empty] | 2016-07-31 | 2017 | 16-17 | 0 | 0 | 0 | 0 | 0 | 0 | 0 | 0 | 606385.5 | 123893.5 | 140951.5 | 878300.5 | 0 | 0 | 0 | 0 | 0 | 0 | 0 | 0
[9 empty] | 2016-08-01 | 2017 | 16-17 | 0 | 0 | 0 | 0 | 0 | 0 | 0 | 0 | 606385.5 | 123893.5 | 140951.5 | 878300.5 | 0 | 0 | 0 | 0 | 0 | 0 | 0 | 0
[9 empty] | 2016-08-02 | 2017 | 16-17 | 0 | 0 | 0 | 0 | 0 | 0 | 0 | 0 | 606385.5 | 123893.5 | 140951.5 | 878300.5 | 0 | 0 | 0 | 0 | 0 | 0 | 0 | 0
[9 empty] | 2016-08-03 | 2017 | 16-17 | 0 | 0 | 0 | 0 | 0 | 0 | 0 | 0 | 606385.5 | 123893.5 | 140951.5 | 878300.5 | 0 | 0 | 0 | 0 | 0 | 0 | 0 | 0
[9 empty] | 2016-08-04 | 2017 | 16-17 | 0 | 0 | 0 | 0 | 0 | 0 | 0 | 0 | 606385.5 | 123893.5 | 140951.5 | 878300.5 | 0 | 0 | 0 | 0 | 0 | 0 | 0 | 0
[9 empty] | 2016-08-05 | 2017 | 16-17 | 0 | 0 | 27118.4489 | 27118.4489 | 0 | 0 | 113 | 113 | 606385.5 | 123893.5 | 140951.5 | 878300.5 | 0 | 0 | 0.1924 | 0.030876 | 0 | 0 | 0.00080169 | 0.00012866
[9 empty] | 2016-08-06 | 2017 | 16-17 | 0 | 0 | 0 | 0 | 0 | 0 | 0 | 0 | 606385.5 | 123893.5 | 140951.5 | 878300.5 | 0 | 0 | 0 | 0 | 0 | 0 | 0 | 0
[9 empty] | 2016-08-07 | 2017 | 16-17 | 0 | 0 | 0 | 0 | 0 | 0 | 0 | 0 | 606385.5 | 123893.5 | 140951.5 | 878300.5 | 0 | 0 | 0 | 0 | 0 | 0 | 0 | 0
[9 empty] | 2016-08-08 | 2017 | 16-17 | 0 | 0 | 0 | 0 | 0 | 0 | 0 | 0 | 606385.5 | 123893.5 | 140951.5 | 878300.5 | 0 | 0 | 0 | 0 | 0 | 0 | 0 | 0
[9 empty] | 2016-08-09 | 2017 | 16-17 | 0 | 0 | 0 | 0 | 0 | 0 | 0 | 0 | 606385.5 | 123893.5 | 140951.5 | 878300.5 | 0 | 0 | 0 | 0 | 0 | 0 | 0 | 0
[9 empty] | 2016-08-10 | 2017 | 16-17 | 0 | 0 | 0 | 0 | 0 | 0 | 0 | 0 | 606385.5 | 123893.5 | 140951.5 | 878300.5 | 0 | 0 | 0 | 0 | 0 | 0 | 0 | 0
[9 empty] | 2016-08-11 | 2017 | 16-17 | 0 | 0 | 0 | 0 | 0 | 0 | 0 | 0 | 606385.5 | 123893.5 | 140951.5 | 878300.5 | 0 | 0 | 0 | 0 | 0 | 0 | 0 | 0
[9 empty] | 2016-08-12 | 2017 | 16-17 | 0 | 0 | 0 | 0 | 0 | 0 | 0 | 0 | 606385.5 | 123893.5 | 140951.5 | 878300.5 | 0 | 0 | 0 | 0 | 0 | 0 | 0 | 0
[9 empty] | 2016-08-13 | 2017 | 16-17 | 0 | 0 | 0 | 0 | 0 | 0 | 0 | 0 | 606385.5 | 123893.5 | 140951.5 | 878300.5 | 0 | 0 | 0 | 0 | 0 | 0 | 0 | 0
[9 empty] | 2016-08-14 | 2017 | 16-17 | 0 | 0 | 0 | 0 | 0 | 0 | 0 | 0 | 606385.5 | 123893.5 | 140951.5 | 878300.5 | 0 | 0 | 0 | 0 | 0 | 0 | 0 | 0
[9 empty] | 2016-08-15 | 2017 | 16-17 | 0 | 0 | 0 | 0 | 0 | 0 | 0 | 0 | 606385.5 | 123893.5 | 140951.5 | 878300.5 | 0 | 0 | 0 | 0 | 0 | 0 | 0 | 0
[9 empty] | 2016-08-16 | 2017 | 16-17 | 0 | 0 | 6032.5874 | 6032.5874 | 0 | 0 | 44 | 44 | 606385.5 | 123893.5 | 140951.5 | 878300.5 | 0 | 0 | 0.042799 | 0.0068685 | 0 | 0 | 0.00031216 | 5.0097e-05
[9 empty] | 2016-08-17 | 2017 | 16-17 | 0 | 0 | 0 | 0 | 0 | 0 | 0 | 0 | 606385.5 | 123893.5 | 140951.5 | 878300.5 | 0 | 0 | 0 | 0 | 0 | 0 | 0 | 0
[9 empty] | 2016-08-18 | 2017 | 16-17 | 0 | 0 | 0 | 0 | 0 | 0 | 0 | 0 | 606385.5 | 123893.5 | 140951.5 | 878300.5 | 0 | 0 | 0 | 0 | 0 | 0 | 0 | 0
[9 empty] | 2016-08-19 | 2017 | 16-17 | 0 | 0 | 0 | 0 | 0 | 0 | 0 | 0 | 606385.5 | 123893.5 | 140951.5 | 878300.5 | 0 | 0 | 0 | 0 | 0 | 0 | 0 | 0
[9 empty] | 2016-08-20 | 2017 | 16-17 | 0 | 0 | 0 | 0 | 0 | 0 | 0 | 0 | 606385.5 | 123893.5 | 140951.5 | 878300.5 | 0 | 0 | 0 | 0 | 0 | 0 | 0 | 0
[9 empty] | 2016-08-21 | 2017 | 16-17 | 0 | 0 | 0 | 0 | 0 | 0 | 0 | 0 | 606385.5 | 123893.5 | 140951.5 | 878300.5 | 0 | 0 | 0 | 0 | 0 | 0 | 0 | 0
[9 empty] | 2016-08-22 | 2017 | 16-17 | 0 | 0 | 0 | 0 | 0 | 0 | 0 | 0 | 606385.5 | 123893.5 | 140951.5 | 878300.5 | 0 | 0 | 0 | 0 | 0 | 0 | 0 | 0
[9 empty] | 2016-08-23 | 2017 | 16-17 | 0 | 0 | 0 | 0 | 0 | 0 | 0 | 0 | 606385.5 | 123893.5 | 140951.5 | 878300.5 | 0 | 0 | 0 | 0 | 0 | 0 | 0 | 0
[9 empty] | 2016-08-24 | 2017 | 16-17 | 0 | 0 | 0 | 0 | 0 | 0 | 0 | 0 | 606385.5 | 123893.5 | 140951.5 | 878300.5 | 0 | 0 | 0 | 0 | 0 | 0 | 0 | 0
[9 empty] | 2016-08-25 | 2017 | 16-17 | 0 | 0 | 0 | 0 | 0 | 0 | 0 | 0 | 606385.5 | 123893.5 | 140951.5 | 878300.5 | 0 | 0 | 0 | 0 | 0 | 0 | 0 | 0
[9 empty] | 2016-08-26 | 2017 | 16-17 | 0 | 0 | 0 | 0 | 0 | 0 | 0 | 0 | 606385.5 | 123893.5 | 140951.5 | 878300.5 | 0 | 0 | 0 | 0 | 0 | 0 | 0 | 0
[9 empty] | 2016-08-27 | 2017 | 16-17 | 0 | 0 | 0 | 0 | 0 | 0 | 0 | 0 | 606385.5 | 123893.5 | 140951.5 | 878300.5 | 0 | 0 | 0 | 0 | 0 | 0 | 0 | 0
[9 empty] | 2016-08-28 | 2017 | 16-17 | 0 | 0 | 0 | 0 | 0 | 0 | 0 | 0 | 606385.5 | 123893.5 | 140951.5 | 878300.5 | 0 | 0 | 0 | 0 | 0 | 0 | 0 | 0
[9 empty] | 2016-08-29 | 2017 | 16-17 | 0 | 0 | 0 | 0 | 0 | 0 | 0 | 0 | 606385.5 | 123893.5 | 140951.5 | 878300.5 | 0 | 0 | 0 | 0 | 0 | 0 | 0 | 0
[9 empty] | 2016-08-30 | 2017 | 16-17 | 0 | 0 | 0 | 0 | 0 | 0 | 0 | 0 | 606385.5 | 123893.5 | 140951.5 | 878300.5 | 0 | 0 | 0 | 0 | 0 | 0 | 0 | 0
[9 empty] | 2016-08-31 | 2017 | 16-17 | 0 | 0 | 0 | 0 | 0 | 0 | 0 | 0 | 606385.5 | 123893.5 | 140951.5 | 878300.5 | 0 | 0 | 0 | 0 | 0 | 0 | 0 | 0
[9 empty] | 2016-09-01 | 2017 | 16-17 | 0 | 0 | 0 | 0 | 0 | 0 | 0 | 0 | 606385.5 | 123893.5 | 140951.5 | 878300.5 | 0 | 0 | 0 | 0 | 0 | 0 | 0 | 0
[9 empty] | 2016-09-02 | 2017 | 16-17 | 0 | 0 | 0 | 0 | 0 | 0 | 0 | 0 | 606385.5 | 123893.5 | 140951.5 | 878300.5 | 0 | 0 | 0 | 0 | 0 | 0 | 0 | 0
[9 empty] | 2016-09-03 | 2017 | 16-17 | 0 | 0 | 0 | 0 | 0 | 0 | 0 | 0 | 606385.5 | 123893.5 | 140951.5 | 878300.5 | 0 | 0 | 0 | 0 | 0 | 0 | 0 | 0
[9 empty] | 2016-09-04 | 2017 | 16-17 | 0 | 0 | 3427.6014 | 3427.6014 | 0 | 0 | 44 | 44 | 606385.5 | 123893.5 | 140951.5 | 878300.5 | 0 | 0 | 0.024318 | 0.0039025 | 0 | 0 | 0.00031216 | 5.0097e-05
[9 empty] | 2016-09-05 | 2017 | 16-17 | 0 | 0 | 0 | 0 | 0 | 0 | 0 | 0 | 606385.5 | 123893.5 | 140951.5 | 878300.5 | 0 | 0 | 0 | 0 | 0 | 0 | 0 | 0
[9 empty] | 2016-09-06 | 2017 | 16-17 | 0 | 0 | 0 | 0 | 0 | 0 | 0 | 0 | 606385.5 | 123893.5 | 140951.5 | 878300.5 | 0 | 0 | 0 | 0 | 0 | 0 | 0 | 0
[9 empty] | 2016-09-07 | 2017 | 16-17 | 0 | 0 | 0 | 0 | 0 | 0 | 0 | 0 | 606385.5 | 123893.5 | 140951.5 | 878300.5 | 0 | 0 | 0 | 0 | 0 | 0 | 0 | 0
[9 empty] | 2016-09-08 | 2017 | 16-17 | 0 | 0 | 152509.0252 | 152509.0252 | 0 | 0 | 445 | 445 | 606385.5 | 123893.5 | 140951.5 | 878300.5 | 0 | 0 | 1.082 | 0.17364 | 0 | 0 | 0.0031571 | 0.00050666
[9 empty] | 2016-09-09 | 2017 | 16-17 | 0 | 0 | 0 | 0 | 0 | 0 | 0 | 0 | 606385.5 | 123893.5 | 140951.5 | 878300.5 | 0 | 0 | 0 | 0 | 0 | 0 | 0 | 0
[9 empty] | 2016-09-10 | 2017 | 16-17 | 0 | 0 | 0 | 0 | 0 | 0 | 0 | 0 | 606385.5 | 123893.5 | 140951.5 | 878300.5 | 0 | 0 | 0 | 0 | 0 | 0 | 0 | 0
[9 empty] | 2016-09-11 | 2017 | 16-17 | 0 | 0 | 0 | 0 | 0 | 0 | 0 | 0 | 606385.5 | 123893.5 | 140951.5 | 878300.5 | 0 | 0 | 0 | 0 | 0 | 0 | 0 | 0
[9 empty] | 2016-09-12 | 2017 | 16-17 | 0 | 0 | 0 | 0 | 0 | 0 | 0 | 0 | 606385.5 | 123893.5 | 140951.5 | 878300.5 | 0 | 0 | 0 | 0 | 0 | 0 | 0 | 0
[9 empty] | 2016-09-13 | 2017 | 16-17 | 0 | 0 | 0 | 0 | 0 | 0 | 0 | 0 | 606385.5 | 123893.5 | 140951.5 | 878300.5 | 0 | 0 | 0 | 0 | 0 | 0 | 0 | 0
[9 empty] | 2016-09-14 | 2017 | 16-17 | 0 | 0 | 0 | 0 | 0 | 0 | 0 | 0 | 606385.5 | 123893.5 | 140951.5 | 878300.5 | 0 | 0 | 0 | 0 | 0 | 0 | 0 | 0
[9 empty] | 2016-09-15 | 2017 | 16-17 | 0 | 0 | 0 | 0 | 0 | 0 | 0 | 0 | 606385.5 | 123893.5 | 140951.5 | 878300.5 | 0 | 0 | 0 | 0 | 0 | 0 | 0 | 0
[9 empty] | 2016-09-16 | 2017 | 16-17 | 0 | 0 | 0 | 0 | 0 | 0 | 0 | 0 | 606385.5 | 123893.5 | 140951.5 | 878300.5 | 0 | 0 | 0 | 0 | 0 | 0 | 0 | 0
[9 empty] | 2016-09-17 | 2017 | 16-17 | 0 | 0 | 0 | 0 | 0 | 0 | 0 | 0 | 606385.5 | 123893.5 | 140951.5 | 878300.5 | 0 | 0 | 0 | 0 | 0 | 0 | 0 | 0
[9 empty] | 2016-09-18 | 2017 | 16-17 | 0 | 0 | 0 | 0 | 0 | 0 | 0 | 0 | 606385.5 | 123893.5 | 140951.5 | 878300.5 | 0 | 0 | 0 | 0 | 0 | 0 | 0 | 0
[9 empty] | 2016-09-19 | 2017 | 16-17 | 0 | 0 | 0 | 0 | 0 | 0 | 0 | 0 | 606385.5 | 123893.5 | 140951.5 | 878300.5 | 0 | 0 | 0 | 0 | 0 | 0 | 0 | 0
[9 empty] | 2016-09-20 | 2017 | 16-17 | 0 | 0 | 3942.8 | 3942.8 | 0 | 0 | 0 | 0 | 606385.5 | 123893.5 | 140951.5 | 878300.5 | 0 | 0 | 0.027973 | 0.0044891 | 0 | 0 | 0 | 0
[9 empty] | 2016-09-21 | 2017 | 16-17 | 0 | 0 | 0 | 0 | 0 | 0 | 0 | 0 | 606385.5 | 123893.5 | 140951.5 | 878300.5 | 0 | 0 | 0 | 0 | 0 | 0 | 0 | 0
[9 empty] | 2016-09-22 | 2017 | 16-17 | 0 | 0 | 0 | 0 | 0 | 0 | 0 | 0 | 606385.5 | 123893.5 | 140951.5 | 878300.5 | 0 | 0 | 0 | 0 | 0 | 0 | 0 | 0
[9 empty] | 2016-09-23 | 2017 | 16-17 | 0 | 0 | 0 | 0 | 0 | 0 | 0 | 0 | 606385.5 | 123893.5 | 140951.5 | 878300.5 | 0 | 0 | 0 | 0 | 0 | 0 | 0 | 0
[9 empty] | 2016-09-24 | 2017 | 16-17 | 0 | 0 | 0 | 0 | 0 | 0 | 0 | 0 | 606385.5 | 123893.5 | 140951.5 | 878300.5 | 0 | 0 | 0 | 0 | 0 | 0 | 0 | 0
[9 empty] | 2016-09-25 | 2017 | 16-17 | 0 | 0 | 0 | 0 | 0 | 0 | 0 | 0 | 606385.5 | 123893.5 | 140951.5 | 878300.5 | 0 | 0 | 0 | 0 | 0 | 0 | 0 | 0
[9 empty] | 2016-09-26 | 2017 | 16-17 | 0 | 0 | 0 | 0 | 0 | 0 | 0 | 0 | 606385.5 | 123893.5 | 140951.5 | 878300.5 | 0 | 0 | 0 | 0 | 0 | 0 | 0 | 0
[9 empty] | 2016-09-27 | 2017 | 16-17 | 0 | 0 | 0 | 0 | 0 | 0 | 0 | 0 | 606385.5 | 123893.5 | 140951.5 | 878300.5 | 0 | 0 | 0 | 0 | 0 | 0 | 0 | 0
[9 empty] | 2016-09-28 | 2017 |  | 0 | 0 | 284275.8353 | 284275.8353 | 0 | 0 | 72 | 72 | 606385.5 | 123893.5 | 140951.5 | 878300.5 | 0 | 0 | 2.0168 | 0.32367 | 0 | 0 | 0.00051081 | 8.1976e-05
[9 empty] | 2016-09-29 | 2017 |  | 0 | 0 | 167675.35 | 167675.35 | 0 | 0 | 69 | 69 | 606385.5 | 123893.5 | 140951.5 | 878300.5 | 0 | 0 | 1.1896 | 0.19091 | 0 | 0 | 0.00048953 | 7.8561e-05
[9 empty] | 2016-09-30 | 2017 | 16-17 | 0 | 0 | 0 | 0 | 0 | 0 | 0 | 0 | 606385.5 | 123893.5 | 140951.5 | 878300.5 | 0 | 0 | 0 | 0 | 0 | 0 | 0 | 0
[9 empty] | 2016-10-01 | 2017 | 16-17 | 0 | 0 | 0 | 0 | 0 | 0 | 0 | 0 | 606385.5 | 123893.5 | 140951.5 | 878300.5 | 0 | 0 | 0 | 0 | 0 | 0 | 0 | 0
[9 empty] | 2016-10-02 | 2017 | 16-17 | 0 | 0 | 0 | 0 | 0 | 0 | 0 | 0 | 606385.5 | 123893.5 | 140951.5 | 878300.5 | 0 | 0 | 0 | 0 | 0 | 0 | 0 | 0
[9 empty] | 2016-10-03 | 2017 | 16-17 | 0 | 0 | 0 | 0 | 0 | 0 | 0 | 0 | 606385.5 | 123893.5 | 140951.5 | 878300.5 | 0 | 0 | 0 | 0 | 0 | 0 | 0 | 0
[9 empty] | 2016-10-04 | 2017 | 16-17 | 0 | 0 | 0 | 0 | 0 | 0 | 0 | 0 | 606385.5 | 123893.5 | 140951.5 | 878300.5 | 0 | 0 | 0 | 0 | 0 | 0 | 0 | 0
[9 empty] | 2016-10-05 | 2017 | 16-17 | 0 | 0 | 0 | 0 | 0 | 0 | 0 | 0 | 606385.5 | 123893.5 | 140951.5 | 878300.5 | 0 | 0 | 0 | 0 | 0 | 0 | 0 | 0
[9 empty] | 2016-10-06 | 2017 | 16-17 | 0 | 0 | 6329.9933 | 6329.9933 | 0 | 0 | 14 | 14 | 606385.5 | 123893.5 | 140951.5 | 878300.5 | 0 | 0 | 0.044909 | 0.0072071 | 0 | 0 | 9.9325e-05 | 1.594e-05
[9 empty] | 2016-10-07 | 2017 | 16-17 | 0 | 0 | 0 | 0 | 0 | 0 | 0 | 0 | 606385.5 | 123893.5 | 140951.5 | 878300.5 | 0 | 0 | 0 | 0 | 0 | 0 | 0 | 0
[9 empty] | 2016-10-08 | 2017 | 16-17 | 0 | 0 | 0 | 0 | 0 | 0 | 0 | 0 | 606385.5 | 123893.5 | 140951.5 | 878300.5 | 0 | 0 | 0 | 0 | 0 | 0 | 0 | 0
[9 empty] | 2016-10-09 | 2017 | 16-17 | 0 | 0 | 84801.98 | 84801.98 | 0 | 0 | 782 | 782 | 606385.5 | 123893.5 | 140951.5 | 878300.5 | 0 | 0 | 0.60164 | 0.096552 | 0 | 0 | 0.005548 | 0.00089036
[9 empty] | 2016-10-10 | 2017 | 16-17 | 0 | 0 | 0 | 0 | 0 | 0 | 0 | 0 | 606385.5 | 123893.5 | 140951.5 | 878300.5 | 0 | 0 | 0 | 0 | 0 | 0 | 0 | 0
[9 empty] | 2016-10-11 | 2017 | 16-17 | 0 | 0 | 1173.0608 | 1173.0608 | 0 | 0 | 2 | 2 | 606385.5 | 123893.5 | 140951.5 | 878300.5 | 0 | 0 | 0.0083224 | 0.0013356 | 0 | 0 | 1.4189e-05 | 2.2771e-06
[9 empty] | 2016-10-12 | 2017 | 16-17 | 0 | 0 | 0 | 0 | 0 | 0 | 0 | 0 | 606385.5 | 123893.5 | 140951.5 | 878300.5 | 0 | 0 | 0 | 0 | 0 | 0 | 0 | 0
[9 empty] | 2016-10-13 | 2017 | 16-17 | 0 | 0 | 0 | 0 | 0 | 0 | 0 | 0 | 606385.5 | 123893.5 | 140951.5 | 878300.5 | 0 | 0 | 0 | 0 | 0 | 0 | 0 | 0
[9 empty] | 2016-10-14 | 2017 | 16-17 | 0 | 0 | 0 | 0 | 0 | 0 | 0 | 0 | 606385.5 | 123893.5 | 140951.5 | 878300.5 | 0 | 0 | 0 | 0 | 0 | 0 | 0 | 0
[9 empty] | 2016-10-15 | 2017 | 16-17 | 0 | 0 | 0 | 0 | 0 | 0 | 0 | 0 | 606385.5 | 123893.5 | 140951.5 | 878300.5 | 0 | 0 | 0 | 0 | 0 | 0 | 0 | 0
[9 empty] | 2016-10-16 | 2017 | 16-17 | 0 | 0 | 76297.5715 | 76297.5715 | 0 | 0 | 735 | 735 | 606385.5 | 123893.5 | 140951.5 | 878300.5 | 0 | 0 | 0.5413 | 0.08687 | 0 | 0 | 0.0052146 | 0.00083684
[9 empty] | 2016-10-17 | 2017 | 16-17 | 0 | 0 | 0 | 0 | 0 | 0 | 0 | 0 | 606385.5 | 123893.5 | 140951.5 | 878300.5 | 0 | 0 | 0 | 0 | 0 | 0 | 0 | 0
[9 empty] | 2016-10-18 | 2017 | 16-17 | 0 | 0 | 0 | 0 | 0 | 0 | 0 | 0 | 606385.5 | 123893.5 | 140951.5 | 878300.5 | 0 | 0 | 0 | 0 | 0 | 0 | 0 | 0
[9 empty] | 2016-10-19 | 2017 | 16-17 | 0 | 0 | 0 | 0 | 0 | 0 | 0 | 0 | 606385.5 | 123893.5 | 140951.5 | 878300.5 | 0 | 0 | 0 | 0 | 0 | 0 | 0 | 0
[9 empty] | 2016-10-20 | 2017 | 16-17 | 0 | 0 | 0 | 0 | 0 | 0 | 0 | 0 | 606385.5 | 123893.5 | 140951.5 | 878300.5 | 0 | 0 | 0 | 0 | 0 | 0 | 0 | 0
[9 empty] | 2016-10-21 | 2017 | 16-17 | 0 | 0 | 0 | 0 | 0 | 0 | 0 | 0 | 606385.5 | 123893.5 | 140951.5 | 878300.5 | 0 | 0 | 0 | 0 | 0 | 0 | 0 | 0
[9 empty] | 2016-10-22 | 2017 | 16-17 | 0 | 0 | 0 | 0 | 0 | 0 | 0 | 0 | 606385.5 | 123893.5 | 140951.5 | 878300.5 | 0 | 0 | 0 | 0 | 0 | 0 | 0 | 0
[9 empty] | 2016-10-23 | 2017 | 16-17 | 0 | 0 | 0 | 0 | 0 | 0 | 0 | 0 | 606385.5 | 123893.5 | 140951.5 | 878300.5 | 0 | 0 | 0 | 0 | 0 | 0 | 0 | 0
[9 empty] | 2016-10-24 | 2017 | 16-17 | 0 | 0 | 0 | 0 | 0 | 0 | 0 | 0 | 606385.5 | 123893.5 | 140951.5 | 878300.5 | 0 | 0 | 0 | 0 | 0 | 0 | 0 | 0
[9 empty] | 2016-10-25 | 2017 | 16-17 | 0 | 0 | 0 | 0 | 0 | 0 | 0 | 0 | 606385.5 | 123893.5 | 140951.5 | 878300.5 | 0 | 0 | 0 | 0 | 0 | 0 | 0 | 0
[9 empty] | 2016-10-26 | 2017 | 16-17 | 0 | 0 | 0 | 0 | 0 | 0 | 0 | 0 | 606385.5 | 123893.5 | 140951.5 | 878300.5 | 0 | 0 | 0 | 0 | 0 | 0 | 0 | 0
[9 empty] | 2016-10-27 | 2017 | 16-17 | 0 | 0 | 0 | 0 | 0 | 0 | 0 | 0 | 606385.5 | 123893.5 | 140951.5 | 878300.5 | 0 | 0 | 0 | 0 | 0 | 0 | 0 | 0
[9 empty] | 2016-10-28 | 2017 | 16-17 | 0 | 0 | 0 | 0 | 0 | 0 | 0 | 0 | 606385.5 | 123893.5 | 140951.5 | 878300.5 | 0 | 0 | 0 | 0 | 0 | 0 | 0 | 0
[9 empty] | 2016-10-29 | 2017 | 16-17 | 0 | 0 | 0 | 0 | 0 | 0 | 0 | 0 | 606385.5 | 123893.5 | 140951.5 | 878300.5 | 0 | 0 | 0 | 0 | 0 | 0 | 0 | 0
[9 empty] | 2016-10-30 | 2017 | 16-17 | 0 | 0 | 0 | 0 | 0 | 0 | 0 | 0 | 606385.5 | 123893.5 | 140951.5 | 878300.5 | 0 | 0 | 0 | 0 | 0 | 0 | 0 | 0
[9 empty] | 2016-10-31 | 2017 | 16-17 | 0 | 0 | 0 | 0 | 0 | 0 | 0 | 0 | 606385.5 | 123893.5 | 140951.5 | 878300.5 | 0 | 0 | 0 | 0 | 0 | 0 | 0 | 0
[9 empty] | 2016-11-01 | 2017 | 16-17 | 0 | 0 | 0 | 0 | 0 | 0 | 0 | 0 | 606385.5 | 123893.5 | 140951.5 | 878300.5 | 0 | 0 | 0 | 0 | 0 | 0 | 0 | 0
[9 empty] | 2016-11-02 | 2017 | 16-17 | 0 | 0 | 0 | 0 | 0 | 0 | 0 | 0 | 606385.5 | 123893.5 | 140951.5 | 878300.5 | 0 | 0 | 0 | 0 | 0 | 0 | 0 | 0
[9 empty] | 2016-11-03 | 2017 | 16-17 | 0 | 0 | 0 | 0 | 0 | 0 | 0 | 0 | 606385.5 | 123893.5 | 140951.5 | 878300.5 | 0 | 0 | 0 | 0 | 0 | 0 | 0 | 0
[9 empty] | 2016-11-04 | 2017 | 16-17 | 0 | 0 | 0 | 0 | 0 | 0 | 0 | 0 | 606385.5 | 123893.5 | 140951.5 | 878300.5 | 0 | 0 | 0 | 0 | 0 | 0 | 0 | 0
[9 empty] | 2016-11-05 | 2017 | 16-17 | 0 | 0 | 0 | 0 | 0 | 0 | 0 | 0 | 606385.5 | 123893.5 | 140951.5 | 878300.5 | 0 | 0 | 0 | 0 | 0 | 0 | 0 | 0
[9 empty] | 2016-11-06 | 2017 | 16-17 | 0 | 0 | 0 | 0 | 0 | 0 | 0 | 0 | 606385.5 | 123893.5 | 140951.5 | 878300.5 | 0 | 0 | 0 | 0 | 0 | 0 | 0 | 0
[9 empty] | 2016-11-07 | 2017 | 16-17 | 0 | 0 | 0 | 0 | 0 | 0 | 0 | 0 | 606385.5 | 123893.5 | 140951.5 | 878300.5 | 0 | 0 | 0 | 0 | 0 | 0 | 0 | 0
[9 empty] | 2016-11-08 | 2017 | 16-17 | 0 | 0 | 0 | 0 | 0 | 0 | 0 | 0 | 606385.5 | 123893.5 | 140951.5 | 878300.5 | 0 | 0 | 0 | 0 | 0 | 0 | 0 | 0
[9 empty] | 2016-11-09 | 2017 | 16-17 | 0 | 0 | 0 | 0 | 0 | 0 | 0 | 0 | 606385.5 | 123893.5 | 140951.5 | 878300.5 | 0 | 0 | 0 | 0 | 0 | 0 | 0 | 0
[9 empty] | 2016-11-10 | 2017 | 16-17 | 0 | 0 | 0 | 0 | 0 | 0 | 0 | 0 | 606385.5 | 123893.5 | 140951.5 | 878300.5 | 0 | 0 | 0 | 0 | 0 | 0 | 0 | 0
[9 empty] | 2016-11-11 | 2017 |  | 0 | 0 | 263121.9546 | 263121.9546 | 0 | 0 | 84 | 84 | 606385.5 | 123893.5 | 140951.5 | 878300.5 | 0 | 0 | 1.8668 | 0.29958 | 0 | 0 | 0.00059595 | 9.5639e-05
[9 empty] | 2016-11-12 | 2017 | 16-17 | 0 | 0 | 0 | 0 | 0 | 0 | 0 | 0 | 606385.5 | 123893.5 | 140951.5 | 878300.5 | 0 | 0 | 0 | 0 | 0 | 0 | 0 | 0
[9 empty] | 2016-11-13 | 2017 | 16-17 | 0 | 0 | 108260.0576 | 108260.0576 | 0 | 0 | 262 | 262 | 606385.5 | 123893.5 | 140951.5 | 878300.5 | 0 | 0 | 0.76807 | 0.12326 | 0 | 0 | 0.0018588 | 0.0002983
[9 empty] | 2016-11-14 | 2017 | 16-17 | 0 | 0 | 0 | 0 | 0 | 0 | 0 | 0 | 606385.5 | 123893.5 | 140951.5 | 878300.5 | 0 | 0 | 0 | 0 | 0 | 0 | 0 | 0
[9 empty] | 2016-11-15 | 2017 | 16-17 | 0 | 0 | 0 | 0 | 0 | 0 | 0 | 0 | 606385.5 | 123893.5 | 140951.5 | 878300.5 | 0 | 0 | 0 | 0 | 0 | 0 | 0 | 0
[9 empty] | 2016-11-16 | 2017 | 16-17 | 0 | 0 | 0 | 0 | 0 | 0 | 0 | 0 | 606385.5 | 123893.5 | 140951.5 | 878300.5 | 0 | 0 | 0 | 0 | 0 | 0 | 0 | 0
[9 empty] | 2016-11-17 | 2017 | 16-17 | 0 | 0 | 0 | 0 | 0 | 0 | 0 | 0 | 606385.5 | 123893.5 | 140951.5 | 878300.5 | 0 | 0 | 0 | 0 | 0 | 0 | 0 | 0
[9 empty] | 2016-11-18 | 2017 | 16-17 | 0 | 0 | 0 | 0 | 0 | 0 | 0 | 0 | 606385.5 | 123893.5 | 140951.5 | 878300.5 | 0 | 0 | 0 | 0 | 0 | 0 | 0 | 0
[9 empty] | 2016-11-19 | 2017 | 16-17 | 0 | 0 | 0 | 0 | 0 | 0 | 0 | 0 | 606385.5 | 123893.5 | 140951.5 | 878300.5 | 0 | 0 | 0 | 0 | 0 | 0 | 0 | 0
[9 empty] | 2016-11-20 | 2017 | 16-17 | 0 | 0 | 0 | 0 | 0 | 0 | 0 | 0 | 606385.5 | 123893.5 | 140951.5 | 878300.5 | 0 | 0 | 0 | 0 | 0 | 0 | 0 | 0
[9 empty] | 2016-11-21 | 2017 | 16-17 | 0 | 0 | 0 | 0 | 0 | 0 | 0 | 0 | 606385.5 | 123893.5 | 140951.5 | 878300.5 | 0 | 0 | 0 | 0 | 0 | 0 | 0 | 0
[9 empty] | 2016-11-22 | 2017 | 16-17 | 0 | 0 | 0 | 0 | 0 | 0 | 0 | 0 | 606385.5 | 123893.5 | 140951.5 | 878300.5 | 0 | 0 | 0 | 0 | 0 | 0 | 0 | 0
[9 empty] | 2016-11-23 | 2017 | 16-17 | 0 | 0 | 0 | 0 | 0 | 0 | 0 | 0 | 606385.5 | 123893.5 | 140951.5 | 878300.5 | 0 | 0 | 0 | 0 | 0 | 0 | 0 | 0
[9 empty] | 2016-11-24 | 2017 | 16-17 | 0 | 0 | 0 | 0 | 0 | 0 | 0 | 0 | 606385.5 | 123893.5 | 140951.5 | 878300.5 | 0 | 0 | 0 | 0 | 0 | 0 | 0 | 0
[9 empty] | 2016-11-25 | 2017 | 16-17 | 0 | 0 | 0 | 0 | 0 | 0 | 0 | 0 | 606385.5 | 123893.5 | 140951.5 | 878300.5 | 0 | 0 | 0 | 0 | 0 | 0 | 0 | 0
[9 empty] | 2016-11-26 | 2017 | 16-17 | 0 | 0 | 0 | 0 | 0 | 0 | 0 | 0 | 606385.5 | 123893.5 | 140951.5 | 878300.5 | 0 | 0 | 0 | 0 | 0 | 0 | 0 | 0
[9 empty] | 2016-11-27 | 2017 | 16-17 | 0 | 0 | 0 | 0 | 0 | 0 | 0 | 0 | 606385.5 | 123893.5 | 140951.5 | 878300.5 | 0 | 0 | 0 | 0 | 0 | 0 | 0 | 0
[9 empty] | 2016-11-28 | 2017 | 16-17 | 0 | 0 | 0 | 0 | 0 | 0 | 0 | 0 | 606385.5 | 123893.5 | 140951.5 | 878300.5 | 0 | 0 | 0 | 0 | 0 | 0 | 0 | 0
[9 empty] | 2016-11-29 | 2017 | 16-17 | 0 | 0 | 0 | 0 | 0 | 0 | 0 | 0 | 606385.5 | 123893.5 | 140951.5 | 878300.5 | 0 | 0 | 0 | 0 | 0 | 0 | 0 | 0
[9 empty] | 2016-11-30 | 2017 | 16-17 | 0 | 0 | 0 | 0 | 0 | 0 | 0 | 0 | 606385.5 | 123893.5 | 140951.5 | 878300.5 | 0 | 0 | 0 | 0 | 0 | 0 | 0 | 0
[9 empty] | 2016-12-01 | 2017 | 16-17 | 0 | 0 | 0 | 0 | 0 | 0 | 0 | 0 | 606385.5 | 123893.5 | 140951.5 | 878300.5 | 0 | 0 | 0 | 0 | 0 | 0 | 0 | 0
[9 empty] | 2016-12-02 | 2017 | 16-17 | 0 | 0 | 0 | 0 | 0 | 0 | 0 | 0 | 606385.5 | 123893.5 | 140951.5 | 878300.5 | 0 | 0 | 0 | 0 | 0 | 0 | 0 | 0
[9 empty] | 2016-12-03 | 2017 | 16-17 | 0 | 0 | 0 | 0 | 0 | 0 | 0 | 0 | 606385.5 | 123893.5 | 140951.5 | 878300.5 | 0 | 0 | 0 | 0 | 0 | 0 | 0 | 0
[9 empty] | 2016-12-04 | 2017 | 16-17 | 0 | 0 | 0 | 0 | 0 | 0 | 0 | 0 | 606385.5 | 123893.5 | 140951.5 | 878300.5 | 0 | 0 | 0 | 0 | 0 | 0 | 0 | 0
[9 empty] | 2016-12-05 | 2017 | 16-17 | 0 | 0 | 0 | 0 | 0 | 0 | 0 | 0 | 606385.5 | 123893.5 | 140951.5 | 878300.5 | 0 | 0 | 0 | 0 | 0 | 0 | 0 | 0
[9 empty] | 2016-12-06 | 2017 | 16-17 | 0 | 0 | 0 | 0 | 0 | 0 | 0 | 0 | 606385.5 | 123893.5 | 140951.5 | 878300.5 | 0 | 0 | 0 | 0 | 0 | 0 | 0 | 0
[9 empty] | 2016-12-07 | 2017 | 16-17 | 0 | 0 | 0 | 0 | 0 | 0 | 0 | 0 | 606385.5 | 123893.5 | 140951.5 | 878300.5 | 0 | 0 | 0 | 0 | 0 | 0 | 0 | 0
[9 empty] | 2016-12-08 | 2017 | 16-17 | 0 | 0 | 0 | 0 | 0 | 0 | 0 | 0 | 606385.5 | 123893.5 | 140951.5 | 878300.5 | 0 | 0 | 0 | 0 | 0 | 0 | 0 | 0
[9 empty] | 2016-12-09 | 2017 | 16-17 | 0 | 0 | 0 | 0 | 0 | 0 | 0 | 0 | 606385.5 | 123893.5 | 140951.5 | 878300.5 | 0 | 0 | 0 | 0 | 0 | 0 | 0 | 0
[9 empty] | 2016-12-10 | 2017 | 16-17 | 0 | 0 | 0 | 0 | 0 | 0 | 0 | 0 | 606385.5 | 123893.5 | 140951.5 | 878300.5 | 0 | 0 | 0 | 0 | 0 | 0 | 0 | 0
[9 empty] | 2016-12-11 | 2017 | 16-17 | 0 | 0 | 0 | 0 | 0 | 0 | 0 | 0 | 606385.5 | 123893.5 | 140951.5 | 878300.5 | 0 | 0 | 0 | 0 | 0 | 0 | 0 | 0
[9 empty] | 2016-12-12 | 2017 | 16-17 | 0 | 0 | 0 | 0 | 0 | 0 | 0 | 0 | 606385.5 | 123893.5 | 140951.5 | 878300.5 | 0 | 0 | 0 | 0 | 0 | 0 | 0 | 0
[9 empty] | 2016-12-13 | 2017 | 16-17 | 0 | 0 | 0 | 0 | 0 | 0 | 0 | 0 | 606385.5 | 123893.5 | 140951.5 | 878300.5 | 0 | 0 | 0 | 0 | 0 | 0 | 0 | 0
[9 empty] | 2016-12-14 | 2017 | 16-17 | 0 | 0 | 0 | 0 | 0 | 0 | 0 | 0 | 606385.5 | 123893.5 | 140951.5 | 878300.5 | 0 | 0 | 0 | 0 | 0 | 0 | 0 | 0
[9 empty] | 2016-12-15 | 2017 | 16-17 | 0 | 0 | 0 | 0 | 0 | 0 | 0 | 0 | 606385.5 | 123893.5 | 140951.5 | 878300.5 | 0 | 0 | 0 | 0 | 0 | 0 | 0 | 0
[9 empty] | 2016-12-16 | 2017 | 16-17 | 0 | 0 | 0 | 0 | 0 | 0 | 0 | 0 | 606385.5 | 123893.5 | 140951.5 | 878300.5 | 0 | 0 | 0 | 0 | 0 | 0 | 0 | 0
[9 empty] | 2016-12-17 | 2017 | 16-17 | 0 | 0 | 0 | 0 | 0 | 0 | 0 | 0 | 606385.5 | 123893.5 | 140951.5 | 878300.5 | 0 | 0 | 0 | 0 | 0 | 0 | 0 | 0
[9 empty] | 2016-12-18 | 2017 | 16-17 | 0 | 0 | 0 | 0 | 0 | 0 | 0 | 0 | 606385.5 | 123893.5 | 140951.5 | 878300.5 | 0 | 0 | 0 | 0 | 0 | 0 | 0 | 0
[9 empty] | 2016-12-19 | 2017 | 16-17 | 0 | 0 | 0 | 0 | 0 | 0 | 0 | 0 | 606385.5 | 123893.5 | 140951.5 | 878300.5 | 0 | 0 | 0 | 0 | 0 | 0 | 0 | 0
[9 empty] | 2016-12-20 | 2017 | 16-17 | 0 | 0 | 21996.85 | 21996.85 | 0 | 0 | 46 | 46 | 606385.5 | 123893.5 | 140951.5 | 878300.5 | 0 | 0 | 0.15606 | 0.025045 | 0 | 0 | 0.00032635 | 5.2374e-05
[9 empty] | 2016-12-21 | 2017 | 16-17 | 0 | 0 | 0 | 0 | 0 | 0 | 0 | 0 | 606385.5 | 123893.5 | 140951.5 | 878300.5 | 0 | 0 | 0 | 0 | 0 | 0 | 0 | 0
[9 empty] | 2016-12-22 | 2017 | 16-17 | 0 | 0 | 0 | 0 | 0 | 0 | 0 | 0 | 606385.5 | 123893.5 | 140951.5 | 878300.5 | 0 | 0 | 0 | 0 | 0 | 0 | 0 | 0
[9 empty] | 2016-12-23 | 2017 |  | 0 | 0 | 0 | 0 | 0 | 0 | 0 | 0 | 606385.5 | 123893.5 | 140951.5 | 878300.5 | 0 | 0 | 0 | 0 | 0 | 0 | 0 | 0
[9 empty] | 2016-12-24 | 2017 | 16-17 | 0 | 0 | 0 | 0 | 0 | 0 | 0 | 0 | 606385.5 | 123893.5 | 140951.5 | 878300.5 | 0 | 0 | 0 | 0 | 0 | 0 | 0 | 0
[9 empty] | 2016-12-25 | 2017 | 16-17 | 0 | 0 | 0 | 0 | 0 | 0 | 0 | 0 | 606385.5 | 123893.5 | 140951.5 | 878300.5 | 0 | 0 | 0 | 0 | 0 | 0 | 0 | 0
[9 empty] | 2016-12-26 | 2017 | 16-17 | 0 | 0 | 0 | 0 | 0 | 0 | 0 | 0 | 606385.5 | 123893.5 | 140951.5 | 878300.5 | 0 | 0 | 0 | 0 | 0 | 0 | 0 | 0
[9 empty] | 2016-12-27 | 2017 |  | 0 | 0 | 54004.1863 | 54004.1863 | 0 | 0 | 15 | 15 | 606385.5 | 123893.5 | 140951.5 | 878300.5 | 0 | 0 | 0.38314 | 0.061487 | 0 | 0 | 0.00010642 | 1.7078e-05
[9 empty] | 2016-12-28 | 2017 |  | 0 | 0 | 1189790.8021 | 1189790.8021 | 0 | 0 | 685 | 685 | 606385.5 | 123893.5 | 140951.5 | 878300.5 | 0 | 0 | 8.4411 | 1.3547 | 0 | 0 | 0.0048598 | 0.00077992
[9 empty] | 2016-12-29 | 2017 | 16-17 | 0 | 0 | 0 | 0 | 0 | 0 | 0 | 0 | 606385.5 | 123893.5 | 140951.5 | 878300.5 | 0 | 0 | 0 | 0 | 0 | 0 | 0 | 0
[9 empty] | 2016-12-30 | 2017 | 16-17 | 0 | 0 | 0 | 0 | 0 | 0 | 0 | 0 | 606385.5 | 123893.5 | 140951.5 | 878300.5 | 0 | 0 | 0 | 0 | 0 | 0 | 0 | 0
[9 empty] | 2016-12-31 | 2017 | 16-17 | 0 | 0 | 0 | 0 | 0 | 0 | 0 | 0 | 606385.5 | 123893.5 | 140951.5 | 878300.5 | 0 | 0 | 0 | 0 | 0 | 0 | 0 | 0
[9 empty] | 2017-01-01 | 2017 | 16-17 | 0 | 0 | 0 | 0 | 0 | 0 | 0 | 0 | 606385.5 | 123893.5 | 140951.5 | 878300.5 | 0 | 0 | 0 | 0 | 0 | 0 | 0 | 0
[9 empty] | 2017-01-02 | 2017 | 16-17 | 0 | 0 | 0 | 0 | 0 | 0 | 0 | 0 | 606385.5 | 123893.5 | 140951.5 | 878300.5 | 0 | 0 | 0 | 0 | 0 | 0 | 0 | 0
[9 empty] | 2017-01-03 | 2017 | 16-17 | 0 | 0 | 0 | 0 | 0 | 0 | 0 | 0 | 606385.5 | 123893.5 | 140951.5 | 878300.5 | 0 | 0 | 0 | 0 | 0 | 0 | 0 | 0
[9 empty] | 2017-01-04 | 2017 | 16-17 | 0 | 0 | 0 | 0 | 0 | 0 | 0 | 0 | 606385.5 | 123893.5 | 140951.5 | 878300.5 | 0 | 0 | 0 | 0 | 0 | 0 | 0 | 0
[9 empty] | 2017-01-05 | 2017 | 16-17 | 0 | 0 | 0 | 0 | 0 | 0 | 0 | 0 | 606385.5 | 123893.5 | 140951.5 | 878300.5 | 0 | 0 | 0 | 0 | 0 | 0 | 0 | 0
[9 empty] | 2017-01-06 | 2017 | 16-17 | 0 | 0 | 0 | 0 | 0 | 0 | 0 | 0 | 606385.5 | 123893.5 | 140951.5 | 878300.5 | 0 | 0 | 0 | 0 | 0 | 0 | 0 | 0
[9 empty] | 2017-01-07 | 2017 | 16-17 | 0 | 0 | 3064.9468 | 3064.9468 | 0 | 0 | 10 | 10 | 606385.5 | 123893.5 | 140951.5 | 878300.5 | 0 | 0 | 0.021745 | 0.0034896 | 0 | 0 | 7.0946e-05 | 1.1386e-05
[9 empty] | 2017-01-08 | 2017 | 16-17 | 0 | 0 | 0 | 0 | 0 | 0 | 0 | 0 | 606385.5 | 123893.5 | 140951.5 | 878300.5 | 0 | 0 | 0 | 0 | 0 | 0 | 0 | 0
[9 empty] | 2017-01-09 | 2017 | 16-17 | 0 | 0 | 0 | 0 | 0 | 0 | 0 | 0 | 606385.5 | 123893.5 | 140951.5 | 878300.5 | 0 | 0 | 0 | 0 | 0 | 0 | 0 | 0
[9 empty] | 2017-01-10 | 2017 | 16-17 | 0 | 0 | 0 | 0 | 0 | 0 | 0 | 0 | 606385.5 | 123893.5 | 140951.5 | 878300.5 | 0 | 0 | 0 | 0 | 0 | 0 | 0 | 0
[9 empty] | 2017-01-11 | 2017 | 16-17 | 0 | 0 | 0 | 0 | 0 | 0 | 0 | 0 | 606385.5 | 123893.5 | 140951.5 | 878300.5 | 0 | 0 | 0 | 0 | 0 | 0 | 0 | 0
[9 empty] | 2017-01-12 | 2017 | 16-17 | 0 | 0 | 0 | 0 | 0 | 0 | 0 | 0 | 606385.5 | 123893.5 | 140951.5 | 878300.5 | 0 | 0 | 0 | 0 | 0 | 0 | 0 | 0
[9 empty] | 2017-01-13 | 2017 | 16-17 | 0 | 0 | 22990.6777 | 22990.6777 | 0 | 0 | 20 | 20 | 606385.5 | 123893.5 | 140951.5 | 878300.5 | 0 | 0 | 0.16311 | 0.026176 | 0 | 0 | 0.00014189 | 2.2771e-05
[9 empty] | 2017-01-14 | 2017 | 16-17 | 0 | 0 | 0 | 0 | 0 | 0 | 0 | 0 | 606385.5 | 123893.5 | 140951.5 | 878300.5 | 0 | 0 | 0 | 0 | 0 | 0 | 0 | 0
[9 empty] | 2017-01-15 | 2017 | 16-17 | 0 | 0 | 0 | 0 | 0 | 0 | 0 | 0 | 606385.5 | 123893.5 | 140951.5 | 878300.5 | 0 | 0 | 0 | 0 | 0 | 0 | 0 | 0
[9 empty] | 2017-01-16 | 2017 | 16-17 | 0 | 0 | 0 | 0 | 0 | 0 | 0 | 0 | 606385.5 | 123893.5 | 140951.5 | 878300.5 | 0 | 0 | 0 | 0 | 0 | 0 | 0 | 0
[9 empty] | 2017-01-17 | 2017 | 16-17 | 0 | 0 | 0 | 0 | 0 | 0 | 0 | 0 | 606385.5 | 123893.5 | 140951.5 | 878300.5 | 0 | 0 | 0 | 0 | 0 | 0 | 0 | 0
[9 empty] | 2017-01-18 | 2017 | 16-17 | 0 | 0 | 0 | 0 | 0 | 0 | 0 | 0 | 606385.5 | 123893.5 | 140951.5 | 878300.5 | 0 | 0 | 0 | 0 | 0 | 0 | 0 | 0
[9 empty] | 2017-01-19 | 2017 |  | 0 | 0 | 96534.062 | 96534.062 | 0 | 0 | 106 | 106 | 606385.5 | 123893.5 | 140951.5 | 878300.5 | 0 | 0 | 0.68487 | 0.10991 | 0 | 0 | 0.00075203 | 0.00012069
[9 empty] | 2017-01-20 | 2017 | 16-17 | 0 | 0 | 0 | 0 | 0 | 0 | 0 | 0 | 606385.5 | 123893.5 | 140951.5 | 878300.5 | 0 | 0 | 0 | 0 | 0 | 0 | 0 | 0
[9 empty] | 2017-01-21 | 2017 | 16-17 | 0 | 0 | 0 | 0 | 0 | 0 | 0 | 0 | 606385.5 | 123893.5 | 140951.5 | 878300.5 | 0 | 0 | 0 | 0 | 0 | 0 | 0 | 0
[9 empty] | 2017-01-22 | 2017 | 16-17 | 0 | 0 | 0 | 0 | 0 | 0 | 0 | 0 | 606385.5 | 123893.5 | 140951.5 | 878300.5 | 0 | 0 | 0 | 0 | 0 | 0 | 0 | 0
[9 empty] | 2017-01-23 | 2017 | 16-17 | 0 | 0 | 0 | 0 | 0 | 0 | 0 | 0 | 606385.5 | 123893.5 | 140951.5 | 878300.5 | 0 | 0 | 0 | 0 | 0 | 0 | 0 | 0
[9 empty] | 2017-01-24 | 2017 | 16-17 | 0 | 0 | 0 | 0 | 0 | 0 | 0 | 0 | 606385.5 | 123893.5 | 140951.5 | 878300.5 | 0 | 0 | 0 | 0 | 0 | 0 | 0 | 0
[9 empty] | 2017-01-25 | 2017 | 16-17 | 0 | 0 | 0 | 0 | 0 | 0 | 0 | 0 | 606385.5 | 123893.5 | 140951.5 | 878300.5 | 0 | 0 | 0 | 0 | 0 | 0 | 0 | 0
[9 empty] | 2017-01-26 | 2017 | 16-17 | 0 | 0 | 0 | 0 | 0 | 0 | 0 | 0 | 606385.5 | 123893.5 | 140951.5 | 878300.5 | 0 | 0 | 0 | 0 | 0 | 0 | 0 | 0
[9 empty] | 2017-01-27 | 2017 | 16-17 | 0 | 0 | 0 | 0 | 0 | 0 | 0 | 0 | 606385.5 | 123893.5 | 140951.5 | 878300.5 | 0 | 0 | 0 | 0 | 0 | 0 | 0 | 0
[9 empty] | 2017-01-28 | 2017 | 16-17 | 0 | 0 | 0 | 0 | 0 | 0 | 0 | 0 | 606385.5 | 123893.5 | 140951.5 | 878300.5 | 0 | 0 | 0 | 0 | 0 | 0 | 0 | 0
[9 empty] | 2017-01-29 | 2017 | 16-17 | 0 | 0 | 0 | 0 | 0 | 0 | 0 | 0 | 606385.5 | 123893.5 | 140951.5 | 878300.5 | 0 | 0 | 0 | 0 | 0 | 0 | 0 | 0
[9 empty] | 2017-01-30 | 2017 | 16-17 | 0 | 0 | 0 | 0 | 0 | 0 | 0 | 0 | 606385.5 | 123893.5 | 140951.5 | 878300.5 | 0 | 0 | 0 | 0 | 0 | 0 | 0 | 0
[9 empty] | 2017-01-31 | 2017 | 16-17 | 0 | 0 | 0 | 0 | 0 | 0 | 0 | 0 | 606385.5 | 123893.5 | 140951.5 | 878300.5 | 0 | 0 | 0 | 0 | 0 | 0 | 0 | 0
[9 empty] | 2017-02-01 | 2017 | 16-17 | 0 | 0 | 0 | 0 | 0 | 0 | 0 | 0 | 606385.5 | 123893.5 | 140951.5 | 878300.5 | 0 | 0 | 0 | 0 | 0 | 0 | 0 | 0
[9 empty] | 2017-02-02 | 2017 | 16-17 | 0 | 0 | 0 | 0 | 0 | 0 | 0 | 0 | 606385.5 | 123893.5 | 140951.5 | 878300.5 | 0 | 0 | 0 | 0 | 0 | 0 | 0 | 0
[9 empty] | 2017-02-03 | 2017 | 16-17 | 0 | 0 | 0 | 0 | 0 | 0 | 0 | 0 | 606385.5 | 123893.5 | 140951.5 | 878300.5 | 0 | 0 | 0 | 0 | 0 | 0 | 0 | 0
[9 empty] | 2017-02-04 | 2017 | 16-17 | 0 | 0 | 0 | 0 | 0 | 0 | 0 | 0 | 606385.5 | 123893.5 | 140951.5 | 878300.5 | 0 | 0 | 0 | 0 | 0 | 0 | 0 | 0
[9 empty] | 2017-02-05 | 2017 | 16-17 | 0 | 0 | 0 | 0 | 0 | 0 | 0 | 0 | 606385.5 | 123893.5 | 140951.5 | 878300.5 | 0 | 0 | 0 | 0 | 0 | 0 | 0 | 0
[9 empty] | 2017-02-06 | 2017 | 16-17 | 0 | 0 | 0 | 0 | 0 | 0 | 0 | 0 | 606385.5 | 123893.5 | 140951.5 | 878300.5 | 0 | 0 | 0 | 0 | 0 | 0 | 0 | 0
[9 empty] | 2017-02-07 | 2017 | 16-17 | 0 | 0 | 0 | 0 | 0 | 0 | 0 | 0 | 606385.5 | 123893.5 | 140951.5 | 878300.5 | 0 | 0 | 0 | 0 | 0 | 0 | 0 | 0
[9 empty] | 2017-02-08 | 2017 | 16-17 | 0 | 0 | 0 | 0 | 0 | 0 | 0 | 0 | 606385.5 | 123893.5 | 140951.5 | 878300.5 | 0 | 0 | 0 | 0 | 0 | 0 | 0 | 0
[9 empty] | 2017-02-09 | 2017 | 16-17 | 0 | 0 | 0 | 0 | 0 | 0 | 0 | 0 | 606385.5 | 123893.5 | 140951.5 | 878300.5 | 0 | 0 | 0 | 0 | 0 | 0 | 0 | 0
[9 empty] | 2017-02-10 | 2017 | 16-17 | 0 | 0 | 0 | 0 | 0 | 0 | 0 | 0 | 606385.5 | 123893.5 | 140951.5 | 878300.5 | 0 | 0 | 0 | 0 | 0 | 0 | 0 | 0
[9 empty] | 2017-02-11 | 2017 | 16-17 | 0 | 0 | 0 | 0 | 0 | 0 | 0 | 0 | 606385.5 | 123893.5 | 140951.5 | 878300.5 | 0 | 0 | 0 | 0 | 0 | 0 | 0 | 0
[9 empty] | 2017-02-12 | 2017 | 16-17 | 0 | 0 | 0 | 0 | 0 | 0 | 0 | 0 | 606385.5 | 123893.5 | 140951.5 | 878300.5 | 0 | 0 | 0 | 0 | 0 | 0 | 0 | 0
[9 empty] | 2017-02-13 | 2017 | 16-17 | 0 | 0 | 0 | 0 | 0 | 0 | 0 | 0 | 606385.5 | 123893.5 | 140951.5 | 878300.5 | 0 | 0 | 0 | 0 | 0 | 0 | 0 | 0
[9 empty] | 2017-02-14 | 2017 | 16-17 | 0 | 0 | 0 | 0 | 0 | 0 | 0 | 0 | 606385.5 | 123893.5 | 140951.5 | 878300.5 | 0 | 0 | 0 | 0 | 0 | 0 | 0 | 0
[9 empty] | 2017-02-15 | 2017 | 16-17 | 0 | 0 | 0 | 0 | 0 | 0 | 0 | 0 | 606385.5 | 123893.5 | 140951.5 | 878300.5 | 0 | 0 | 0 | 0 | 0 | 0 | 0 | 0
[9 empty] | 2017-02-16 | 2017 | 16-17 | 0 | 0 | 0 | 0 | 0 | 0 | 0 | 0 | 606385.5 | 123893.5 | 140951.5 | 878300.5 | 0 | 0 | 0 | 0 | 0 | 0 | 0 | 0
[9 empty] | 2017-02-17 | 2017 | 16-17 | 0 | 0 | 0 | 0 | 0 | 0 | 0 | 0 | 606385.5 | 123893.5 | 140951.5 | 878300.5 | 0 | 0 | 0 | 0 | 0 | 0 | 0 | 0
[9 empty] | 2017-02-18 | 2017 | 16-17 | 0 | 0 | 0 | 0 | 0 | 0 | 0 | 0 | 606385.5 | 123893.5 | 140951.5 | 878300.5 | 0 | 0 | 0 | 0 | 0 | 0 | 0 | 0
[9 empty] | 2017-02-19 | 2017 | 16-17 | 0 | 0 | 0 | 0 | 0 | 0 | 0 | 0 | 606385.5 | 123893.5 | 140951.5 | 878300.5 | 0 | 0 | 0 | 0 | 0 | 0 | 0 | 0
[9 empty] | 2017-02-20 | 2017 | 16-17 | 0 | 0 | 0 | 0 | 0 | 0 | 0 | 0 | 606385.5 | 123893.5 | 140951.5 | 878300.5 | 0 | 0 | 0 | 0 | 0 | 0 | 0 | 0
[9 empty] | 2017-02-21 | 2017 | 16-17 | 0 | 0 | 0 | 0 | 0 | 0 | 0 | 0 | 606385.5 | 123893.5 | 140951.5 | 878300.5 | 0 | 0 | 0 | 0 | 0 | 0 | 0 | 0
[9 empty] | 2017-02-22 | 2017 | 16-17 | 0 | 0 | 0 | 0 | 0 | 0 | 0 | 0 | 606385.5 | 123893.5 | 140951.5 | 878300.5 | 0 | 0 | 0 | 0 | 0 | 0 | 0 | 0
[9 empty] | 2017-02-23 | 2017 | 16-17 | 0 | 0 | 0 | 0 | 0 | 0 | 0 | 0 | 606385.5 | 123893.5 | 140951.5 | 878300.5 | 0 | 0 | 0 | 0 | 0 | 0 | 0 | 0
[9 empty] | 2017-02-24 | 2017 | 16-17 | 0 | 0 | 0 | 0 | 0 | 0 | 0 | 0 | 606385.5 | 123893.5 | 140951.5 | 878300.5 | 0 | 0 | 0 | 0 | 0 | 0 | 0 | 0
[9 empty] | 2017-02-25 | 2017 | 16-17 | 0 | 0 | 0 | 0 | 0 | 0 | 0 | 0 | 606385.5 | 123893.5 | 140951.5 | 878300.5 | 0 | 0 | 0 | 0 | 0 | 0 | 0 | 0
[9 empty] | 2017-02-26 | 2017 | 16-17 | 0 | 0 | 0 | 0 | 0 | 0 | 0 | 0 | 606385.5 | 123893.5 | 140951.5 | 878300.5 | 0 | 0 | 0 | 0 | 0 | 0 | 0 | 0
[9 empty] | 2017-02-27 | 2017 | 16-17 | 0 | 0 | 0 | 0 | 0 | 0 | 0 | 0 | 606385.5 | 123893.5 | 140951.5 | 878300.5 | 0 | 0 | 0 | 0 | 0 | 0 | 0 | 0
[9 empty] | 2017-02-28 | 2017 | 16-17 | 0 | 0 | 0 | 0 | 0 | 0 | 0 | 0 | 606385.5 | 123893.5 | 140951.5 | 878300.5 | 0 | 0 | 0 | 0 | 0 | 0 | 0 | 0
[9 empty] | 2017-03-01 | 2017 | 16-17 | 0 | 0 | 0 | 0 | 0 | 0 | 0 | 0 | 606385.5 | 123893.5 | 140951.5 | 878300.5 | 0 | 0 | 0 | 0 | 0 | 0 | 0 | 0
[9 empty] | 2017-03-02 | 2017 | 16-17 | 0 | 0 | 0 | 0 | 0 | 0 | 0 | 0 | 606385.5 | 123893.5 | 140951.5 | 878300.5 | 0 | 0 | 0 | 0 | 0 | 0 | 0 | 0
[9 empty] | 2017-03-03 | 2017 | 16-17 | 0 | 0 | 0 | 0 | 0 | 0 | 0 | 0 | 606385.5 | 123893.5 | 140951.5 | 878300.5 | 0 | 0 | 0 | 0 | 0 | 0 | 0 | 0
[9 empty] | 2017-03-04 | 2017 | 16-17 | 0 | 0 | 0 | 0 | 0 | 0 | 0 | 0 | 606385.5 | 123893.5 | 140951.5 | 878300.5 | 0 | 0 | 0 | 0 | 0 | 0 | 0 | 0
[9 empty] | 2017-03-05 | 2017 | 16-17 | 0 | 0 | 0 | 0 | 0 | 0 | 0 | 0 | 606385.5 | 123893.5 | 140951.5 | 878300.5 | 0 | 0 | 0 | 0 | 0 | 0 | 0 | 0
[9 empty] | 2017-03-06 | 2017 | 16-17 | 0 | 0 | 0 | 0 | 0 | 0 | 0 | 0 | 606385.5 | 123893.5 | 140951.5 | 878300.5 | 0 | 0 | 0 | 0 | 0 | 0 | 0 | 0
[9 empty] | 2017-03-07 | 2017 | 16-17 | 0 | 0 | 0 | 0 | 0 | 0 | 0 | 0 | 606385.5 | 123893.5 | 140951.5 | 878300.5 | 0 | 0 | 0 | 0 | 0 | 0 | 0 | 0
[9 empty] | 2017-03-08 | 2017 | 16-17 | 0 | 0 | 0 | 0 | 0 | 0 | 0 | 0 | 606385.5 | 123893.5 | 140951.5 | 878300.5 | 0 | 0 | 0 | 0 | 0 | 0 | 0 | 0
[9 empty] | 2017-03-09 | 2017 | 16-17 | 0 | 0 | 0 | 0 | 0 | 0 | 0 | 0 | 606385.5 | 123893.5 | 140951.5 | 878300.5 | 0 | 0 | 0 | 0 | 0 | 0 | 0 | 0
[9 empty] | 2017-03-10 | 2017 | 16-17 | 0 | 0 | 0 | 0 | 0 | 0 | 0 | 0 | 606385.5 | 123893.5 | 140951.5 | 878300.5 | 0 | 0 | 0 | 0 | 0 | 0 | 0 | 0
[9 empty] | 2017-03-11 | 2017 | 16-17 | 0 | 0 | 0 | 0 | 0 | 0 | 0 | 0 | 606385.5 | 123893.5 | 140951.5 | 878300.5 | 0 | 0 | 0 | 0 | 0 | 0 | 0 | 0
[9 empty] | 2017-03-12 | 2017 | 16-17 | 0 | 0 | 0 | 0 | 0 | 0 | 0 | 0 | 606385.5 | 123893.5 | 140951.5 | 878300.5 | 0 | 0 | 0 | 0 | 0 | 0 | 0 | 0
[9 empty] | 2017-03-13 | 2017 | 16-17 | 0 | 0 | 0 | 0 | 0 | 0 | 0 | 0 | 606385.5 | 123893.5 | 140951.5 | 878300.5 | 0 | 0 | 0 | 0 | 0 | 0 | 0 | 0
[9 empty] | 2017-03-14 | 2017 | 16-17 | 0 | 0 | 1403.57 | 1403.57 | 0 | 0 | 0 | 0 | 606385.5 | 123893.5 | 140951.5 | 878300.5 | 0 | 0 | 0.0099578 | 0.0015981 | 0 | 0 | 0 | 0
[9 empty] | 2017-03-15 | 2017 | 16-17 | 0 | 0 | 0 | 0 | 0 | 0 | 0 | 0 | 606385.5 | 123893.5 | 140951.5 | 878300.5 | 0 | 0 | 0 | 0 | 0 | 0 | 0 | 0
[9 empty] | 2017-03-16 | 2017 | 16-17 | 0 | 0 | 2128.9509 | 2128.9509 | 0 | 0 | 9 | 9 | 606385.5 | 123893.5 | 140951.5 | 878300.5 | 0 | 0 | 0.015104 | 0.0024239 | 0 | 0 | 6.3852e-05 | 1.0247e-05
[9 empty] | 2017-03-17 | 2017 | 16-17 | 0 | 0 | 0 | 0 | 0 | 0 | 0 | 0 | 606385.5 | 123893.5 | 140951.5 | 878300.5 | 0 | 0 | 0 | 0 | 0 | 0 | 0 | 0
[9 empty] | 2017-03-18 | 2017 | 16-17 | 0 | 0 | 0 | 0 | 0 | 0 | 0 | 0 | 606385.5 | 123893.5 | 140951.5 | 878300.5 | 0 | 0 | 0 | 0 | 0 | 0 | 0 | 0
[9 empty] | 2017-03-19 | 2017 | 16-17 | 0 | 0 | 0 | 0 | 0 | 0 | 0 | 0 | 606385.5 | 123893.5 | 140951.5 | 878300.5 | 0 | 0 | 0 | 0 | 0 | 0 | 0 | 0
[9 empty] | 2017-03-20 | 2017 | 16-17 | 0 | 0 | 0 | 0 | 0 | 0 | 0 | 0 | 606385.5 | 123893.5 | 140951.5 | 878300.5 | 0 | 0 | 0 | 0 | 0 | 0 | 0 | 0
[9 empty] | 2017-03-21 | 2017 | 16-17 | 0 | 0 | 39517.2873 | 39517.2873 | 0 | 0 | 225 | 225 | 606385.5 | 123893.5 | 140951.5 | 878300.5 | 0 | 0 | 0.28036 | 0.044993 | 0 | 0 | 0.0015963 | 0.00025618
[9 empty] | 2017-03-22 | 2017 | 16-17 | 0 | 0 | 0 | 0 | 0 | 0 | 0 | 0 | 606385.5 | 123893.5 | 140951.5 | 878300.5 | 0 | 0 | 0 | 0 | 0 | 0 | 0 | 0
[9 empty] | 2017-03-23 | 2017 | 16-17 | 0 | 0 | 0 | 0 | 0 | 0 | 0 | 0 | 606385.5 | 123893.5 | 140951.5 | 878300.5 | 0 | 0 | 0 | 0 | 0 | 0 | 0 | 0
[9 empty] | 2017-03-24 | 2017 | 16-17 | 0 | 0 | 0 | 0 | 0 | 0 | 0 | 0 | 606385.5 | 123893.5 | 140951.5 | 878300.5 | 0 | 0 | 0 | 0 | 0 | 0 | 0 | 0
[9 empty] | 2017-03-25 | 2017 | 16-17 | 0 | 0 | 0 | 0 | 0 | 0 | 0 | 0 | 606385.5 | 123893.5 | 140951.5 | 878300.5 | 0 | 0 | 0 | 0 | 0 | 0 | 0 | 0
[9 empty] | 2017-03-26 | 2017 | 16-17 | 0 | 0 | 0 | 0 | 0 | 0 | 0 | 0 | 606385.5 | 123893.5 | 140951.5 | 878300.5 | 0 | 0 | 0 | 0 | 0 | 0 | 0 | 0
[9 empty] | 2017-03-27 | 2017 | 16-17 | 0 | 0 | 0 | 0 | 0 | 0 | 0 | 0 | 606385.5 | 123893.5 | 140951.5 | 878300.5 | 0 | 0 | 0 | 0 | 0 | 0 | 0 | 0
[9 empty] | 2017-03-28 | 2017 | 16-17 | 0 | 0 | 0 | 0 | 0 | 0 | 0 | 0 | 606385.5 | 123893.5 | 140951.5 | 878300.5 | 0 | 0 | 0 | 0 | 0 | 0 | 0 | 0
[9 empty] | 2017-03-29 | 2017 | 16-17 | 0 | 0 | 0 | 0 | 0 | 0 | 0 | 0 | 606385.5 | 123893.5 | 140951.5 | 878300.5 | 0 | 0 | 0 | 0 | 0 | 0 | 0 | 0
[9 empty] | 2017-03-30 | 2017 | 16-17 | 0 | 0 | 0 | 0 | 0 | 0 | 0 | 0 | 606385.5 | 123893.5 | 140951.5 | 878300.5 | 0 | 0 | 0 | 0 | 0 | 0 | 0 | 0
[9 empty] | 2017-03-31 | 2017 | 16-17 | 0 | 0 | 0 | 0 | 0 | 0 | 0 | 0 | 606385.5 | 123893.5 | 140951.5 | 878300.5 | 0 | 0 | 0 | 0 | 0 | 0 | 0 | 0
[9 empty] | 2017-04-01 | 2017 | 16-17 | 0 | 0 | 0 | 0 | 0 | 0 | 0 | 0 | 606385.5 | 123893.5 | 140951.5 | 878300.5 | 0 | 0 | 0 | 0 | 0 | 0 | 0 | 0
[9 empty] | 2017-04-02 | 2017 | 16-17 | 0 | 0 | 0 | 0 | 0 | 0 | 0 | 0 | 606385.5 | 123893.5 | 140951.5 | 878300.5 | 0 | 0 | 0 | 0 | 0 | 0 | 0 | 0
[9 empty] | 2017-04-03 | 2017 | 16-17 | 0 | 0 | 0 | 0 | 0 | 0 | 0 | 0 | 606385.5 | 123893.5 | 140951.5 | 878300.5 | 0 | 0 | 0 | 0 | 0 | 0 | 0 | 0
[9 empty] | 2017-04-04 | 2017 | 16-17 | 0 | 0 | 0 | 0 | 0 | 0 | 0 | 0 | 606385.5 | 123893.5 | 140951.5 | 878300.5 | 0 | 0 | 0 | 0 | 0 | 0 | 0 | 0
[9 empty] | 2017-04-05 | 2017 | 16-17 | 0 | 0 | 0 | 0 | 0 | 0 | 0 | 0 | 606385.5 | 123893.5 | 140951.5 | 878300.5 | 0 | 0 | 0 | 0 | 0 | 0 | 0 | 0
[9 empty] | 2017-04-06 | 2017 | 16-17 | 0 | 0 | 0 | 0 | 0 | 0 | 0 | 0 | 606385.5 | 123893.5 | 140951.5 | 878300.5 | 0 | 0 | 0 | 0 | 0 | 0 | 0 | 0
[9 empty] | 2017-04-07 | 2017 | 16-17 | 0 | 0 | 0 | 0 | 0 | 0 | 0 | 0 | 606385.5 | 123893.5 | 140951.5 | 878300.5 | 0 | 0 | 0 | 0 | 0 | 0 | 0 | 0
[9 empty] | 2017-04-08 | 2017 | 16-17 | 0 | 0 | 0 | 0 | 0 | 0 | 0 | 0 | 606385.5 | 123893.5 | 140951.5 | 878300.5 | 0 | 0 | 0 | 0 | 0 | 0 | 0 | 0
[9 empty] | 2017-04-09 | 2017 | 16-17 | 0 | 0 | 768.32 | 768.32 | 0 | 0 | 0 | 0 | 606385.5 | 123893.5 | 140951.5 | 878300.5 | 0 | 0 | 0.005451 | 0.00087478 | 0 | 0 | 0 | 0
[9 empty] | 2017-04-10 | 2017 | 16-17 | 0 | 0 | 0 | 0 | 0 | 0 | 0 | 0 | 606385.5 | 123893.5 | 140951.5 | 878300.5 | 0 | 0 | 0 | 0 | 0 | 0 | 0 | 0
[9 empty] | 2017-04-11 | 2017 | 16-17 | 0 | 0 | 0 | 0 | 0 | 0 | 0 | 0 | 606385.5 | 123893.5 | 140951.5 | 878300.5 | 0 | 0 | 0 | 0 | 0 | 0 | 0 | 0
[9 empty] | 2017-04-12 | 2017 | 16-17 | 0 | 0 | 0 | 0 | 0 | 0 | 0 | 0 | 606385.5 | 123893.5 | 140951.5 | 878300.5 | 0 | 0 | 0 | 0 | 0 | 0 | 0 | 0
[9 empty] | 2017-04-13 | 2017 | 16-17 | 0 | 0 | 0 | 0 | 0 | 0 | 0 | 0 | 606385.5 | 123893.5 | 140951.5 | 878300.5 | 0 | 0 | 0 | 0 | 0 | 0 | 0 | 0
[9 empty] | 2017-04-14 | 2017 | 16-17 | 0 | 0 | 0 | 0 | 0 | 0 | 0 | 0 | 606385.5 | 123893.5 | 140951.5 | 878300.5 | 0 | 0 | 0 | 0 | 0 | 0 | 0 | 0
[9 empty] | 2017-04-15 | 2017 | 16-17 | 0 | 0 | 0 | 0 | 0 | 0 | 0 | 0 | 606385.5 | 123893.5 | 140951.5 | 878300.5 | 0 | 0 | 0 | 0 | 0 | 0 | 0 | 0
[9 empty] | 2017-04-16 | 2017 | 16-17 | 0 | 0 | 0 | 0 | 0 | 0 | 0 | 0 | 606385.5 | 123893.5 | 140951.5 | 878300.5 | 0 | 0 | 0 | 0 | 0 | 0 | 0 | 0
[9 empty] | 2017-04-17 | 2017 | 16-17 | 0 | 0 | 0 | 0 | 0 | 0 | 0 | 0 | 606385.5 | 123893.5 | 140951.5 | 878300.5 | 0 | 0 | 0 | 0 | 0 | 0 | 0 | 0
[9 empty] | 2017-04-18 | 2017 | 16-17 | 0 | 0 | 0 | 0 | 0 | 0 | 0 | 0 | 606385.5 | 123893.5 | 140951.5 | 878300.5 | 0 | 0 | 0 | 0 | 0 | 0 | 0 | 0
[9 empty] | 2017-04-19 | 2017 | 16-17 | 0 | 0 | 0 | 0 | 0 | 0 | 0 | 0 | 606385.5 | 123893.5 | 140951.5 | 878300.5 | 0 | 0 | 0 | 0 | 0 | 0 | 0 | 0
[9 empty] | 2017-04-20 | 2017 | 16-17 | 0 | 0 | 0 | 0 | 0 | 0 | 0 | 0 | 606385.5 | 123893.5 | 140951.5 | 878300.5 | 0 | 0 | 0 | 0 | 0 | 0 | 0 | 0
[9 empty] | 2017-04-21 | 2017 | 16-17 | 0 | 0 | 0 | 0 | 0 | 0 | 0 | 0 | 606385.5 | 123893.5 | 140951.5 | 878300.5 | 0 | 0 | 0 | 0 | 0 | 0 | 0 | 0
[9 empty] | 2017-04-22 | 2017 | 16-17 | 0 | 0 | 0 | 0 | 0 | 0 | 0 | 0 | 606385.5 | 123893.5 | 140951.5 | 878300.5 | 0 | 0 | 0 | 0 | 0 | 0 | 0 | 0
[9 empty] | 2017-04-23 | 2017 | 16-17 | 0 | 0 | 629.85 | 629.85 | 0 | 0 | 3 | 3 | 606385.5 | 123893.5 | 140951.5 | 878300.5 | 0 | 0 | 0.0044686 | 0.00071712 | 0 | 0 | 2.1284e-05 | 3.4157e-06
[9 empty] | 2017-04-24 | 2017 | 16-17 | 0 | 0 | 0 | 0 | 0 | 0 | 0 | 0 | 606385.5 | 123893.5 | 140951.5 | 878300.5 | 0 | 0 | 0 | 0 | 0 | 0 | 0 | 0
[9 empty] | 2017-04-25 | 2017 | 16-17 | 0 | 0 | 0 | 0 | 0 | 0 | 0 | 0 | 606385.5 | 123893.5 | 140951.5 | 878300.5 | 0 | 0 | 0 | 0 | 0 | 0 | 0 | 0
[9 empty] | 2017-04-26 | 2017 | 16-17 | 0 | 0 | 0 | 0 | 0 | 0 | 0 | 0 | 606385.5 | 123893.5 | 140951.5 | 878300.5 | 0 | 0 | 0 | 0 | 0 | 0 | 0 | 0
[9 empty] | 2017-04-27 | 2017 | 16-17 | 0 | 0 | 0 | 0 | 0 | 0 | 0 | 0 | 606385.5 | 123893.5 | 140951.5 | 878300.5 | 0 | 0 | 0 | 0 | 0 | 0 | 0 | 0
[9 empty] | 2017-04-28 | 2017 | 16-17 | 0 | 0 | 0 | 0 | 0 | 0 | 0 | 0 | 606385.5 | 123893.5 | 140951.5 | 878300.5 | 0 | 0 | 0 | 0 | 0 | 0 | 0 | 0
[9 empty] | 2017-04-29 | 2017 | 16-17 | 0 | 0 | 0 | 0 | 0 | 0 | 0 | 0 | 606385.5 | 123893.5 | 140951.5 | 878300.5 | 0 | 0 | 0 | 0 | 0 | 0 | 0 | 0
[9 empty] | 2017-04-30 | 2017 | 16-17 | 0 | 0 | 0 | 0 | 0 | 0 | 0 | 0 | 606385.5 | 123893.5 | 140951.5 | 878300.5 | 0 | 0 | 0 | 0 | 0 | 0 | 0 | 0
[9 empty] | 2017-05-01 | 2017 | 16-17 | 0 | 0 | 0 | 0 | 0 | 0 | 0 | 0 | 606385.5 | 123893.5 | 140951.5 | 878300.5 | 0 | 0 | 0 | 0 | 0 | 0 | 0 | 0
[9 empty] | 2017-05-02 | 2017 | 16-17 | 0 | 0 | 0 | 0 | 0 | 0 | 0 | 0 | 606385.5 | 123893.5 | 140951.5 | 878300.5 | 0 | 0 | 0 | 0 | 0 | 0 | 0 | 0
[9 empty] | 2017-05-03 | 2017 | 16-17 | 0 | 0 | 0 | 0 | 0 | 0 | 0 | 0 | 606385.5 | 123893.5 | 140951.5 | 878300.5 | 0 | 0 | 0 | 0 | 0 | 0 | 0 | 0
[9 empty] | 2017-05-04 | 2017 | 16-17 | 0 | 0 | 0 | 0 | 0 | 0 | 0 | 0 | 606385.5 | 123893.5 | 140951.5 | 878300.5 | 0 | 0 | 0 | 0 | 0 | 0 | 0 | 0
[9 empty] | 2017-05-05 | 2017 | 16-17 | 0 | 0 | 0 | 0 | 0 | 0 | 0 | 0 | 606385.5 | 123893.5 | 140951.5 | 878300.5 | 0 | 0 | 0 | 0 | 0 | 0 | 0 | 0
[9 empty] | 2017-05-06 | 2017 | 16-17 | 0 | 0 | 0 | 0 | 0 | 0 | 0 | 0 | 606385.5 | 123893.5 | 140951.5 | 878300.5 | 0 | 0 | 0 | 0 | 0 | 0 | 0 | 0
[9 empty] | 2017-05-07 | 2017 | 16-17 | 0 | 0 | 0 | 0 | 0 | 0 | 0 | 0 | 606385.5 | 123893.5 | 140951.5 | 878300.5 | 0 | 0 | 0 | 0 | 0 | 0 | 0 | 0
[9 empty] | 2017-05-08 | 2017 | 16-17 | 0 | 0 | 0 | 0 | 0 | 0 | 0 | 0 | 606385.5 | 123893.5 | 140951.5 | 878300.5 | 0 | 0 | 0 | 0 | 0 | 0 | 0 | 0
[9 empty] | 2017-05-09 | 2017 | 16-17 | 0 | 0 | 9082.9319 | 9082.9319 | 0 | 0 | 46 | 46 | 606385.5 | 123893.5 | 140951.5 | 878300.5 | 0 | 0 | 0.06444 | 0.010341 | 0 | 0 | 0.00032635 | 5.2374e-05
[9 empty] | 2017-05-10 | 2017 | 16-17 | 0 | 0 | 0 | 0 | 0 | 0 | 0 | 0 | 606385.5 | 123893.5 | 140951.5 | 878300.5 | 0 | 0 | 0 | 0 | 0 | 0 | 0 | 0
[9 empty] | 2017-05-11 | 2017 | 16-17 | 0 | 0 | 0 | 0 | 0 | 0 | 0 | 0 | 606385.5 | 123893.5 | 140951.5 | 878300.5 | 0 | 0 | 0 | 0 | 0 | 0 | 0 | 0
[9 empty] | 2017-05-12 | 2017 | 16-17 | 0 | 0 | 0 | 0 | 0 | 0 | 0 | 0 | 606385.5 | 123893.5 | 140951.5 | 878300.5 | 0 | 0 | 0 | 0 | 0 | 0 | 0 | 0
[9 empty] | 2017-05-13 | 2017 | 16-17 | 0 | 0 | 12782.3562 | 12782.3562 | 0 | 0 | 50 | 50 | 606385.5 | 123893.5 | 140951.5 | 878300.5 | 0 | 0 | 0.090686 | 0.014554 | 0 | 0 | 0.00035473 | 5.6928e-05
[9 empty] | 2017-05-14 | 2017 | 16-17 | 0 | 0 | 0 | 0 | 0 | 0 | 0 | 0 | 606385.5 | 123893.5 | 140951.5 | 878300.5 | 0 | 0 | 0 | 0 | 0 | 0 | 0 | 0
[9 empty] | 2017-05-15 | 2017 | 16-17 | 0 | 0 | 0 | 0 | 0 | 0 | 0 | 0 | 606385.5 | 123893.5 | 140951.5 | 878300.5 | 0 | 0 | 0 | 0 | 0 | 0 | 0 | 0
[9 empty] | 2017-05-16 | 2017 | 16-17 | 0 | 0 | 0 | 0 | 0 | 0 | 0 | 0 | 606385.5 | 123893.5 | 140951.5 | 878300.5 | 0 | 0 | 0 | 0 | 0 | 0 | 0 | 0
[9 empty] | 2017-05-17 | 2017 | 16-17 | 0 | 0 | 0 | 0 | 0 | 0 | 0 | 0 | 606385.5 | 123893.5 | 140951.5 | 878300.5 | 0 | 0 | 0 | 0 | 0 | 0 | 0 | 0
[9 empty] | 2017-05-18 | 2017 | 16-17 | 0 | 0 | 0 | 0 | 0 | 0 | 0 | 0 | 606385.5 | 123893.5 | 140951.5 | 878300.5 | 0 | 0 | 0 | 0 | 0 | 0 | 0 | 0
[9 empty] | 2017-05-19 | 2017 | 16-17 | 0 | 0 | 0 | 0 | 0 | 0 | 0 | 0 | 606385.5 | 123893.5 | 140951.5 | 878300.5 | 0 | 0 | 0 | 0 | 0 | 0 | 0 | 0
[9 empty] | 2017-05-20 | 2017 | 16-17 | 0 | 0 | 0 | 0 | 0 | 0 | 0 | 0 | 606385.5 | 123893.5 | 140951.5 | 878300.5 | 0 | 0 | 0 | 0 | 0 | 0 | 0 | 0
[9 empty] | 2017-05-21 | 2017 | 16-17 | 0 | 0 | 0 | 0 | 0 | 0 | 0 | 0 | 606385.5 | 123893.5 | 140951.5 | 878300.5 | 0 | 0 | 0 | 0 | 0 | 0 | 0 | 0
[9 empty] | 2017-05-22 | 2017 | 16-17 | 0 | 0 | 0 | 0 | 0 | 0 | 0 | 0 | 606385.5 | 123893.5 | 140951.5 | 878300.5 | 0 | 0 | 0 | 0 | 0 | 0 | 0 | 0
[9 empty] | 2017-05-23 | 2017 | 16-17 | 0 | 0 | 0 | 0 | 0 | 0 | 0 | 0 | 606385.5 | 123893.5 | 140951.5 | 878300.5 | 0 | 0 | 0 | 0 | 0 | 0 | 0 | 0
[9 empty] | 2017-05-24 | 2017 | 16-17 | 0 | 0 | 21036.1497 | 21036.1497 | 0 | 0 | 91 | 91 | 606385.5 | 123893.5 | 140951.5 | 878300.5 | 0 | 0 | 0.14924 | 0.023951 | 0 | 0 | 0.00064561 | 0.00010361
[9 empty] | 2017-05-25 | 2017 | 16-17 | 0 | 0 | 0 | 0 | 0 | 0 | 0 | 0 | 606385.5 | 123893.5 | 140951.5 | 878300.5 | 0 | 0 | 0 | 0 | 0 | 0 | 0 | 0
[9 empty] | 2017-05-26 | 2017 | 16-17 | 0 | 0 | 0 | 0 | 0 | 0 | 0 | 0 | 606385.5 | 123893.5 | 140951.5 | 878300.5 | 0 | 0 | 0 | 0 | 0 | 0 | 0 | 0
[9 empty] | 2017-05-27 | 2017 | 16-17 | 0 | 0 | 0 | 0 | 0 | 0 | 0 | 0 | 606385.5 | 123893.5 | 140951.5 | 878300.5 | 0 | 0 | 0 | 0 | 0 | 0 | 0 | 0
[9 empty] | 2017-05-28 | 2017 | 16-17 | 0 | 0 | 0 | 0 | 0 | 0 | 0 | 0 | 606385.5 | 123893.5 | 140951.5 | 878300.5 | 0 | 0 | 0 | 0 | 0 | 0 | 0 | 0
[9 empty] | 2017-05-29 | 2017 | 16-17 | 0 | 0 | 0 | 0 | 0 | 0 | 0 | 0 | 606385.5 | 123893.5 | 140951.5 | 878300.5 | 0 | 0 | 0 | 0 | 0 | 0 | 0 | 0
[9 empty] | 2017-05-30 | 2017 | 16-17 | 0 | 0 | 0 | 0 | 0 | 0 | 0 | 0 | 606385.5 | 123893.5 | 140951.5 | 878300.5 | 0 | 0 | 0 | 0 | 0 | 0 | 0 | 0
[9 empty] | 2017-05-31 | 2017 | 16-17 | 0 | 0 | 0 | 0 | 0 | 0 | 0 | 0 | 606385.5 | 123893.5 | 140951.5 | 878300.5 | 0 | 0 | 0 | 0 | 0 | 0 | 0 | 0
[9 empty] | 2017-06-01 | 2017 | 16-17 | 0 | 0 | 0 | 0 | 0 | 0 | 0 | 0 | 606385.5 | 123893.5 | 140951.5 | 878300.5 | 0 | 0 | 0 | 0 | 0 | 0 | 0 | 0
[9 empty] | 2017-06-02 | 2017 | 16-17 | 0 | 0 | 0 | 0 | 0 | 0 | 0 | 0 | 606385.5 | 123893.5 | 140951.5 | 878300.5 | 0 | 0 | 0 | 0 | 0 | 0 | 0 | 0
[9 empty] | 2017-06-03 | 2017 | 16-17 | 0 | 0 | 17920.4047 | 17920.4047 | 0 | 0 | 200 | 200 | 606385.5 | 123893.5 | 140951.5 | 878300.5 | 0 | 0 | 0.12714 | 0.020404 | 0 | 0 | 0.0014189 | 0.00022771
[9 empty] | 2017-06-04 | 2017 | 16-17 | 0 | 0 | 0 | 0 | 0 | 0 | 0 | 0 | 606385.5 | 123893.5 | 140951.5 | 878300.5 | 0 | 0 | 0 | 0 | 0 | 0 | 0 | 0
[9 empty] | 2017-06-05 | 2017 | 16-17 | 0 | 0 | 0 | 0 | 0 | 0 | 0 | 0 | 606385.5 | 123893.5 | 140951.5 | 878300.5 | 0 | 0 | 0 | 0 | 0 | 0 | 0 | 0
[9 empty] | 2017-06-06 | 2017 | 16-17 | 0 | 0 | 0 | 0 | 0 | 0 | 0 | 0 | 606385.5 | 123893.5 | 140951.5 | 878300.5 | 0 | 0 | 0 | 0 | 0 | 0 | 0 | 0
[9 empty] | 2017-06-07 | 2017 | 16-17 | 0 | 0 | 0 | 0 | 0 | 0 | 0 | 0 | 606385.5 | 123893.5 | 140951.5 | 878300.5 | 0 | 0 | 0 | 0 | 0 | 0 | 0 | 0
[9 empty] | 2017-06-08 | 2017 | 16-17 | 0 | 0 | 0 | 0 | 0 | 0 | 0 | 0 | 606385.5 | 123893.5 | 140951.5 | 878300.5 | 0 | 0 | 0 | 0 | 0 | 0 | 0 | 0
[9 empty] | 2017-06-09 | 2017 | 16-17 | 0 | 0 | 0 | 0 | 0 | 0 | 0 | 0 | 606385.5 | 123893.5 | 140951.5 | 878300.5 | 0 | 0 | 0 | 0 | 0 | 0 | 0 | 0
[9 empty] | 2017-06-10 | 2017 | 16-17 | 0 | 0 | 0 | 0 | 0 | 0 | 0 | 0 | 606385.5 | 123893.5 | 140951.5 | 878300.5 | 0 | 0 | 0 | 0 | 0 | 0 | 0 | 0
[9 empty] | 2017-06-11 | 2017 | 16-17 | 0 | 0 | 0 | 0 | 0 | 0 | 0 | 0 | 606385.5 | 123893.5 | 140951.5 | 878300.5 | 0 | 0 | 0 | 0 | 0 | 0 | 0 | 0
[9 empty] | 2017-06-12 | 2017 | 16-17 | 0 | 0 | 0 | 0 | 0 | 0 | 0 | 0 | 606385.5 | 123893.5 | 140951.5 | 878300.5 | 0 | 0 | 0 | 0 | 0 | 0 | 0 | 0
[9 empty] | 2017-06-13 | 2017 | 16-17 | 0 | 0 | 0 | 0 | 0 | 0 | 0 | 0 | 606385.5 | 123893.5 | 140951.5 | 878300.5 | 0 | 0 | 0 | 0 | 0 | 0 | 0 | 0
[9 empty] | 2017-06-14 | 2017 | 16-17 | 0 | 0 | 0 | 0 | 0 | 0 | 0 | 0 | 606385.5 | 123893.5 | 140951.5 | 878300.5 | 0 | 0 | 0 | 0 | 0 | 0 | 0 | 0
[9 empty] | 2017-06-15 | 2017 | 16-17 | 0 | 0 | 0 | 0 | 0 | 0 | 0 | 0 | 606385.5 | 123893.5 | 140951.5 | 878300.5 | 0 | 0 | 0 | 0 | 0 | 0 | 0 | 0
[9 empty] | 2017-06-16 | 2017 | 16-17 | 0 | 0 | 0 | 0 | 0 | 0 | 0 | 0 | 606385.5 | 123893.5 | 140951.5 | 878300.5 | 0 | 0 | 0 | 0 | 0 | 0 | 0 | 0
[9 empty] | 2017-06-17 | 2017 | 16-17 | 0 | 0 | 0 | 0 | 0 | 0 | 0 | 0 | 606385.5 | 123893.5 | 140951.5 | 878300.5 | 0 | 0 | 0 | 0 | 0 | 0 | 0 | 0
[9 empty] | 2017-06-18 | 2017 | 16-17 | 0 | 0 | 0 | 0 | 0 | 0 | 0 | 0 | 606385.5 | 123893.5 | 140951.5 | 878300.5 | 0 | 0 | 0 | 0 | 0 | 0 | 0 | 0
[9 empty] | 2017-06-19 | 2017 | 16-17 | 0 | 0 | 0 | 0 | 0 | 0 | 0 | 0 | 606385.5 | 123893.5 | 140951.5 | 878300.5 | 0 | 0 | 0 | 0 | 0 | 0 | 0 | 0
[9 empty] | 2017-06-20 | 2017 | 16-17 | 0 | 0 | 0 | 0 | 0 | 0 | 0 | 0 | 606385.5 | 123893.5 | 140951.5 | 878300.5 | 0 | 0 | 0 | 0 | 0 | 0 | 0 | 0
[9 empty] | 2017-06-21 | 2017 | 16-17 | 0 | 0 | 0 | 0 | 0 | 0 | 0 | 0 | 606385.5 | 123893.5 | 140951.5 | 878300.5 | 0 | 0 | 0 | 0 | 0 | 0 | 0 | 0
[9 empty] | 2017-06-22 | 2017 | 16-17 | 0 | 0 | 0 | 0 | 0 | 0 | 0 | 0 | 606385.5 | 123893.5 | 140951.5 | 878300.5 | 0 | 0 | 0 | 0 | 0 | 0 | 0 | 0
[9 empty] | 2017-06-23 | 2017 | 16-17 | 0 | 0 | 0 | 0 | 0 | 0 | 0 | 0 | 606385.5 | 123893.5 | 140951.5 | 878300.5 | 0 | 0 | 0 | 0 | 0 | 0 | 0 | 0
[9 empty] | 2017-06-24 | 2017 | 16-17 | 0 | 0 | 13639.8388 | 13639.8388 | 0 | 0 | 70 | 70 | 606385.5 | 123893.5 | 140951.5 | 878300.5 | 0 | 0 | 0.09677 | 0.01553 | 0 | 0 | 0.00049662 | 7.9699e-05
[9 empty] | 2017-06-25 | 2017 | 16-17 | 0 | 0 | 0 | 0 | 0 | 0 | 0 | 0 | 606385.5 | 123893.5 | 140951.5 | 878300.5 | 0 | 0 | 0 | 0 | 0 | 0 | 0 | 0
[9 empty] | 2017-06-26 | 2017 | 16-17 | 0 | 0 | 0 | 0 | 0 | 0 | 0 | 0 | 606385.5 | 123893.5 | 140951.5 | 878300.5 | 0 | 0 | 0 | 0 | 0 | 0 | 0 | 0
[9 empty] | 2017-06-27 | 2017 | 16-17 | 0 | 0 | 0 | 0 | 0 | 0 | 0 | 0 | 606385.5 | 123893.5 | 140951.5 | 878300.5 | 0 | 0 | 0 | 0 | 0 | 0 | 0 | 0
[9 empty] | 2017-06-28 | 2017 | 16-17 | 0 | 0 | 0 | 0 | 0 | 0 | 0 | 0 | 606385.5 | 123893.5 | 140951.5 | 878300.5 | 0 | 0 | 0 | 0 | 0 | 0 | 0 | 0
[9 empty] | 2017-06-29 | 2017 | 16-17 | 0 | 0 | 0 | 0 | 0 | 0 | 0 | 0 | 606385.5 | 123893.5 | 140951.5 | 878300.5 | 0 | 0 | 0 | 0 | 0 | 0 | 0 | 0
[9 empty] | 2017-06-30 | 2017 | 16-17 | 0 | 0 | 0 | 0 | 0 | 0 | 0 | 0 | 606385.5 | 123893.5 | 140951.5 | 878300.5 | 0 | 0 | 0 | 0 | 0 | 0 | 0 | 0
[9 empty] | 2017-07-01 | 2018 | 17-18 | 0 | 0 | 0 | 0 | 0 | 0 | 0 | 0 | 618967 | 125931.5 | 142455.5 | 894396 | 0 | 0 | 0 | 0 | 0 | 0 | 0 | 0
[9 empty] | 2017-07-02 | 2018 | 17-18 | 0 | 0 | 0 | 0 | 0 | 0 | 0 | 0 | 618967 | 125931.5 | 142455.5 | 894396 | 0 | 0 | 0 | 0 | 0 | 0 | 0 | 0
[9 empty] | 2017-07-03 | 2018 | 17-18 | 0 | 0 | 0 | 0 | 0 | 0 | 0 | 0 | 618967 | 125931.5 | 142455.5 | 894396 | 0 | 0 | 0 | 0 | 0 | 0 | 0 | 0
[9 empty] | 2017-07-04 | 2018 | 17-18 | 0 | 0 | 0 | 0 | 0 | 0 | 0 | 0 | 618967 | 125931.5 | 142455.5 | 894396 | 0 | 0 | 0 | 0 | 0 | 0 | 0 | 0
[9 empty] | 2017-07-05 | 2018 | 17-18 | 0 | 0 | 0 | 0 | 0 | 0 | 0 | 0 | 618967 | 125931.5 | 142455.5 | 894396 | 0 | 0 | 0 | 0 | 0 | 0 | 0 | 0
[9 empty] | 2017-07-06 | 2018 | 17-18 | 0 | 0 | 0 | 0 | 0 | 0 | 0 | 0 | 618967 | 125931.5 | 142455.5 | 894396 | 0 | 0 | 0 | 0 | 0 | 0 | 0 | 0
[9 empty] | 2017-07-07 | 2018 | 17-18 | 0 | 0 | 0 | 0 | 0 | 0 | 0 | 0 | 618967 | 125931.5 | 142455.5 | 894396 | 0 | 0 | 0 | 0 | 0 | 0 | 0 | 0
[9 empty] | 2017-07-08 | 2018 | 17-18 | 0 | 0 | 0 | 0 | 0 | 0 | 0 | 0 | 618967 | 125931.5 | 142455.5 | 894396 | 0 | 0 | 0 | 0 | 0 | 0 | 0 | 0
[9 empty] | 2017-07-09 | 2018 | 17-18 | 0 | 0 | 0 | 0 | 0 | 0 | 0 | 0 | 618967 | 125931.5 | 142455.5 | 894396 | 0 | 0 | 0 | 0 | 0 | 0 | 0 | 0
[9 empty] | 2017-07-10 | 2018 | 17-18 | 0 | 0 | 0 | 0 | 0 | 0 | 0 | 0 | 618967 | 125931.5 | 142455.5 | 894396 | 0 | 0 | 0 | 0 | 0 | 0 | 0 | 0
[9 empty] | 2017-07-11 | 2018 | 17-18 | 0 | 0 | 0 | 0 | 0 | 0 | 0 | 0 | 618967 | 125931.5 | 142455.5 | 894396 | 0 | 0 | 0 | 0 | 0 | 0 | 0 | 0
[9 empty] | 2017-07-12 | 2018 | 17-18 | 0 | 0 | 0 | 0 | 0 | 0 | 0 | 0 | 618967 | 125931.5 | 142455.5 | 894396 | 0 | 0 | 0 | 0 | 0 | 0 | 0 | 0
[9 empty] | 2017-07-13 | 2018 | 17-18 | 0 | 0 | 0 | 0 | 0 | 0 | 0 | 0 | 618967 | 125931.5 | 142455.5 | 894396 | 0 | 0 | 0 | 0 | 0 | 0 | 0 | 0
[9 empty] | 2017-07-14 | 2018 | 17-18 | 0 | 0 | 0 | 0 | 0 | 0 | 0 | 0 | 618967 | 125931.5 | 142455.5 | 894396 | 0 | 0 | 0 | 0 | 0 | 0 | 0 | 0
[9 empty] | 2017-07-15 | 2018 | 17-18 | 0 | 0 | 0 | 0 | 0 | 0 | 0 | 0 | 618967 | 125931.5 | 142455.5 | 894396 | 0 | 0 | 0 | 0 | 0 | 0 | 0 | 0
[9 empty] | 2017-07-16 | 2018 | 17-18 | 0 | 0 | 0 | 0 | 0 | 0 | 0 | 0 | 618967 | 125931.5 | 142455.5 | 894396 | 0 | 0 | 0 | 0 | 0 | 0 | 0 | 0
[9 empty] | 2017-07-17 | 2018 | 17-18 | 0 | 0 | 0 | 0 | 0 | 0 | 0 | 0 | 618967 | 125931.5 | 142455.5 | 894396 | 0 | 0 | 0 | 0 | 0 | 0 | 0 | 0
[9 empty] | 2017-07-18 | 2018 | 17-18 | 0 | 0 | 0 | 0 | 0 | 0 | 0 | 0 | 618967 | 125931.5 | 142455.5 | 894396 | 0 | 0 | 0 | 0 | 0 | 0 | 0 | 0
[9 empty] | 2017-07-19 | 2018 | 17-18 | 0 | 0 | 0 | 0 | 0 | 0 | 0 | 0 | 618967 | 125931.5 | 142455.5 | 894396 | 0 | 0 | 0 | 0 | 0 | 0 | 0 | 0
[9 empty] | 2017-07-20 | 2018 | 17-18 | 0 | 0 | 0 | 0 | 0 | 0 | 0 | 0 | 618967 | 125931.5 | 142455.5 | 894396 | 0 | 0 | 0 | 0 | 0 | 0 | 0 | 0
[9 empty] | 2017-07-21 | 2018 | 17-18 | 0 | 0 | 0 | 0 | 0 | 0 | 0 | 0 | 618967 | 125931.5 | 142455.5 | 894396 | 0 | 0 | 0 | 0 | 0 | 0 | 0 | 0
[9 empty] | 2017-07-22 | 2018 | 17-18 | 0 | 0 | 0 | 0 | 0 | 0 | 0 | 0 | 618967 | 125931.5 | 142455.5 | 894396 | 0 | 0 | 0 | 0 | 0 | 0 | 0 | 0
[9 empty] | 2017-07-23 | 2018 | 17-18 | 0 | 0 | 0 | 0 | 0 | 0 | 0 | 0 | 618967 | 125931.5 | 142455.5 | 894396 | 0 | 0 | 0 | 0 | 0 | 0 | 0 | 0
[9 empty] | 2017-07-24 | 2018 | 17-18 | 0 | 0 | 0 | 0 | 0 | 0 | 0 | 0 | 618967 | 125931.5 | 142455.5 | 894396 | 0 | 0 | 0 | 0 | 0 | 0 | 0 | 0
[9 empty] | 2017-07-25 | 2018 | 17-18 | 0 | 0 | 0 | 0 | 0 | 0 | 0 | 0 | 618967 | 125931.5 | 142455.5 | 894396 | 0 | 0 | 0 | 0 | 0 | 0 | 0 | 0
[9 empty] | 2017-07-26 | 2018 | 17-18 | 0 | 0 | 0 | 0 | 0 | 0 | 0 | 0 | 618967 | 125931.5 | 142455.5 | 894396 | 0 | 0 | 0 | 0 | 0 | 0 | 0 | 0
[9 empty] | 2017-07-27 | 2018 | 17-18 | 0 | 0 | 0 | 0 | 0 | 0 | 0 | 0 | 618967 | 125931.5 | 142455.5 | 894396 | 0 | 0 | 0 | 0 | 0 | 0 | 0 | 0
[9 empty] | 2017-07-28 | 2018 | 17-18 | 0 | 0 | 0 | 0 | 0 | 0 | 0 | 0 | 618967 | 125931.5 | 142455.5 | 894396 | 0 | 0 | 0 | 0 | 0 | 0 | 0 | 0
[9 empty] | 2017-07-29 | 2018 | 17-18 | 0 | 0 | 0 | 0 | 0 | 0 | 0 | 0 | 618967 | 125931.5 | 142455.5 | 894396 | 0 | 0 | 0 | 0 | 0 | 0 | 0 | 0
[9 empty] | 2017-07-30 | 2018 | 17-18 | 0 | 0 | 0 | 0 | 0 | 0 | 0 | 0 | 618967 | 125931.5 | 142455.5 | 894396 | 0 | 0 | 0 | 0 | 0 | 0 | 0 | 0
[9 empty] | 2017-07-31 | 2018 | 17-18 | 0 | 0 | 0 | 0 | 0 | 0 | 0 | 0 | 618967 | 125931.5 | 142455.5 | 894396 | 0 | 0 | 0 | 0 | 0 | 0 | 0 | 0
[9 empty] | 2017-08-01 | 2018 | 17-18 | 0 | 0 | 0 | 0 | 0 | 0 | 0 | 0 | 618967 | 125931.5 | 142455.5 | 894396 | 0 | 0 | 0 | 0 | 0 | 0 | 0 | 0
[9 empty] | 2017-08-02 | 2018 | 17-18 | 0 | 0 | 0 | 0 | 0 | 0 | 0 | 0 | 618967 | 125931.5 | 142455.5 | 894396 | 0 | 0 | 0 | 0 | 0 | 0 | 0 | 0
[9 empty] | 2017-08-03 | 2018 | 17-18 | 0 | 0 | 0 | 0 | 0 | 0 | 0 | 0 | 618967 | 125931.5 | 142455.5 | 894396 | 0 | 0 | 0 | 0 | 0 | 0 | 0 | 0
[9 empty] | 2017-08-04 | 2018 | 17-18 | 0 | 0 | 0 | 0 | 0 | 0 | 0 | 0 | 618967 | 125931.5 | 142455.5 | 894396 | 0 | 0 | 0 | 0 | 0 | 0 | 0 | 0
[9 empty] | 2017-08-05 | 2018 | 17-18 | 0 | 0 | 0 | 0 | 0 | 0 | 0 | 0 | 618967 | 125931.5 | 142455.5 | 894396 | 0 | 0 | 0 | 0 | 0 | 0 | 0 | 0
[9 empty] | 2017-08-06 | 2018 | 17-18 | 0 | 0 | 0 | 0 | 0 | 0 | 0 | 0 | 618967 | 125931.5 | 142455.5 | 894396 | 0 | 0 | 0 | 0 | 0 | 0 | 0 | 0
[9 empty] | 2017-08-07 | 2018 | 17-18 | 0 | 0 | 0 | 0 | 0 | 0 | 0 | 0 | 618967 | 125931.5 | 142455.5 | 894396 | 0 | 0 | 0 | 0 | 0 | 0 | 0 | 0
[9 empty] | 2017-08-08 | 2018 | 17-18 | 0 | 0 | 0 | 0 | 0 | 0 | 0 | 0 | 618967 | 125931.5 | 142455.5 | 894396 | 0 | 0 | 0 | 0 | 0 | 0 | 0 | 0
[9 empty] | 2017-08-09 | 2018 | 17-18 | 0 | 0 | 0 | 0 | 0 | 0 | 0 | 0 | 618967 | 125931.5 | 142455.5 | 894396 | 0 | 0 | 0 | 0 | 0 | 0 | 0 | 0
[9 empty] | 2017-08-10 | 2018 | 17-18 | 0 | 0 | 0 | 0 | 0 | 0 | 0 | 0 | 618967 | 125931.5 | 142455.5 | 894396 | 0 | 0 | 0 | 0 | 0 | 0 | 0 | 0
[9 empty] | 2017-08-11 | 2018 | 17-18 | 0 | 0 | 0 | 0 | 0 | 0 | 0 | 0 | 618967 | 125931.5 | 142455.5 | 894396 | 0 | 0 | 0 | 0 | 0 | 0 | 0 | 0
[9 empty] | 2017-08-12 | 2018 | 17-18 | 0 | 0 | 0 | 0 | 0 | 0 | 0 | 0 | 618967 | 125931.5 | 142455.5 | 894396 | 0 | 0 | 0 | 0 | 0 | 0 | 0 | 0
[9 empty] | 2017-08-13 | 2018 | 17-18 | 0 | 0 | 0 | 0 | 0 | 0 | 0 | 0 | 618967 | 125931.5 | 142455.5 | 894396 | 0 | 0 | 0 | 0 | 0 | 0 | 0 | 0
[9 empty] | 2017-08-14 | 2018 | 17-18 | 0 | 0 | 0 | 0 | 0 | 0 | 0 | 0 | 618967 | 125931.5 | 142455.5 | 894396 | 0 | 0 | 0 | 0 | 0 | 0 | 0 | 0
[9 empty] | 2017-08-15 | 2018 | 17-18 | 0 | 0 | 0 | 0 | 0 | 0 | 0 | 0 | 618967 | 125931.5 | 142455.5 | 894396 | 0 | 0 | 0 | 0 | 0 | 0 | 0 | 0
[9 empty] | 2017-08-16 | 2018 | 17-18 | 0 | 0 | 21706.7885 | 21706.7885 | 0 | 0 | 60 | 60 | 618967 | 125931.5 | 142455.5 | 894396 | 0 | 0 | 0.15238 | 0.02427 | 0 | 0 | 0.00042118 | 6.7084e-05
[9 empty] | 2017-08-17 | 2018 | 17-18 | 0 | 0 | 0 | 0 | 0 | 0 | 0 | 0 | 618967 | 125931.5 | 142455.5 | 894396 | 0 | 0 | 0 | 0 | 0 | 0 | 0 | 0
[9 empty] | 2017-08-18 | 2018 | 17-18 | 0 | 0 | 0 | 0 | 0 | 0 | 0 | 0 | 618967 | 125931.5 | 142455.5 | 894396 | 0 | 0 | 0 | 0 | 0 | 0 | 0 | 0
[9 empty] | 2017-08-19 | 2018 | 17-18 | 0 | 0 | 0 | 0 | 0 | 0 | 0 | 0 | 618967 | 125931.5 | 142455.5 | 894396 | 0 | 0 | 0 | 0 | 0 | 0 | 0 | 0
[9 empty] | 2017-08-20 | 2018 | 17-18 | 0 | 0 | 0 | 0 | 0 | 0 | 0 | 0 | 618967 | 125931.5 | 142455.5 | 894396 | 0 | 0 | 0 | 0 | 0 | 0 | 0 | 0
[9 empty] | 2017-08-21 | 2018 | 17-18 | 0 | 0 | 0 | 0 | 0 | 0 | 0 | 0 | 618967 | 125931.5 | 142455.5 | 894396 | 0 | 0 | 0 | 0 | 0 | 0 | 0 | 0
[9 empty] | 2017-08-22 | 2018 | 17-18 | 0 | 0 | 0 | 0 | 0 | 0 | 0 | 0 | 618967 | 125931.5 | 142455.5 | 894396 | 0 | 0 | 0 | 0 | 0 | 0 | 0 | 0
[9 empty] | 2017-08-23 | 2018 | 17-18 | 0 | 0 | 0 | 0 | 0 | 0 | 0 | 0 | 618967 | 125931.5 | 142455.5 | 894396 | 0 | 0 | 0 | 0 | 0 | 0 | 0 | 0
[9 empty] | 2017-08-24 | 2018 | 17-18 | 0 | 0 | 0 | 0 | 0 | 0 | 0 | 0 | 618967 | 125931.5 | 142455.5 | 894396 | 0 | 0 | 0 | 0 | 0 | 0 | 0 | 0
[9 empty] | 2017-08-25 | 2018 | 17-18 | 0 | 0 | 0 | 0 | 0 | 0 | 0 | 0 | 618967 | 125931.5 | 142455.5 | 894396 | 0 | 0 | 0 | 0 | 0 | 0 | 0 | 0
[9 empty] | 2017-08-26 | 2018 | 17-18 | 0 | 0 | 0 | 0 | 0 | 0 | 0 | 0 | 618967 | 125931.5 | 142455.5 | 894396 | 0 | 0 | 0 | 0 | 0 | 0 | 0 | 0
[9 empty] | 2017-08-27 | 2018 | 17-18 | 0 | 0 | 0 | 0 | 0 | 0 | 0 | 0 | 618967 | 125931.5 | 142455.5 | 894396 | 0 | 0 | 0 | 0 | 0 | 0 | 0 | 0
[9 empty] | 2017-08-28 | 2018 | 17-18 | 0 | 0 | 0 | 0 | 0 | 0 | 0 | 0 | 618967 | 125931.5 | 142455.5 | 894396 | 0 | 0 | 0 | 0 | 0 | 0 | 0 | 0
[9 empty] | 2017-08-29 | 2018 | 17-18 | 0 | 0 | 0 | 0 | 0 | 0 | 0 | 0 | 618967 | 125931.5 | 142455.5 | 894396 | 0 | 0 | 0 | 0 | 0 | 0 | 0 | 0
[9 empty] | 2017-08-30 | 2018 | 17-18 | 0 | 0 | 0 | 0 | 0 | 0 | 0 | 0 | 618967 | 125931.5 | 142455.5 | 894396 | 0 | 0 | 0 | 0 | 0 | 0 | 0 | 0
[9 empty] | 2017-08-31 | 2018 | 17-18 | 0 | 0 | 0 | 0 | 0 | 0 | 0 | 0 | 618967 | 125931.5 | 142455.5 | 894396 | 0 | 0 | 0 | 0 | 0 | 0 | 0 | 0
[9 empty] | 2017-09-01 | 2018 | 17-18 | 0 | 0 | 0 | 0 | 0 | 0 | 0 | 0 | 618967 | 125931.5 | 142455.5 | 894396 | 0 | 0 | 0 | 0 | 0 | 0 | 0 | 0
[9 empty] | 2017-09-02 | 2018 | 17-18 | 0 | 0 | 0 | 0 | 0 | 0 | 0 | 0 | 618967 | 125931.5 | 142455.5 | 894396 | 0 | 0 | 0 | 0 | 0 | 0 | 0 | 0
[9 empty] | 2017-09-03 | 2018 | 17-18 | 0 | 0 | 0 | 0 | 0 | 0 | 0 | 0 | 618967 | 125931.5 | 142455.5 | 894396 | 0 | 0 | 0 | 0 | 0 | 0 | 0 | 0
[9 empty] | 2017-09-04 | 2018 | 17-18 | 0 | 0 | 0 | 0 | 0 | 0 | 0 | 0 | 618967 | 125931.5 | 142455.5 | 894396 | 0 | 0 | 0 | 0 | 0 | 0 | 0 | 0
[9 empty] | 2017-09-05 | 2018 | 17-18 | 0 | 0 | 0 | 0 | 0 | 0 | 0 | 0 | 618967 | 125931.5 | 142455.5 | 894396 | 0 | 0 | 0 | 0 | 0 | 0 | 0 | 0
[9 empty] | 2017-09-06 | 2018 | 17-18 | 0 | 0 | 0 | 0 | 0 | 0 | 0 | 0 | 618967 | 125931.5 | 142455.5 | 894396 | 0 | 0 | 0 | 0 | 0 | 0 | 0 | 0
[9 empty] | 2017-09-07 | 2018 | 17-18 | 0 | 0 | 0 | 0 | 0 | 0 | 0 | 0 | 618967 | 125931.5 | 142455.5 | 894396 | 0 | 0 | 0 | 0 | 0 | 0 | 0 | 0
[9 empty] | 2017-09-08 | 2018 | 17-18 | 0 | 0 | 0 | 0 | 0 | 0 | 0 | 0 | 618967 | 125931.5 | 142455.5 | 894396 | 0 | 0 | 0 | 0 | 0 | 0 | 0 | 0
[9 empty] | 2017-09-09 | 2018 | 17-18 | 0 | 0 | 0 | 0 | 0 | 0 | 0 | 0 | 618967 | 125931.5 | 142455.5 | 894396 | 0 | 0 | 0 | 0 | 0 | 0 | 0 | 0
[9 empty] | 2017-09-10 | 2018 | 17-18 | 0 | 0 | 0 | 0 | 0 | 0 | 0 | 0 | 618967 | 125931.5 | 142455.5 | 894396 | 0 | 0 | 0 | 0 | 0 | 0 | 0 | 0
[9 empty] | 2017-09-11 | 2018 | 17-18 | 0 | 0 | 0 | 0 | 0 | 0 | 0 | 0 | 618967 | 125931.5 | 142455.5 | 894396 | 0 | 0 | 0 | 0 | 0 | 0 | 0 | 0
[9 empty] | 2017-09-12 | 2018 | 17-18 | 0 | 0 | 0 | 0 | 0 | 0 | 0 | 0 | 618967 | 125931.5 | 142455.5 | 894396 | 0 | 0 | 0 | 0 | 0 | 0 | 0 | 0
[9 empty] | 2017-09-13 | 2018 | 17-18 | 0 | 0 | 0 | 0 | 0 | 0 | 0 | 0 | 618967 | 125931.5 | 142455.5 | 894396 | 0 | 0 | 0 | 0 | 0 | 0 | 0 | 0
[9 empty] | 2017-09-14 | 2018 | 17-18 | 0 | 0 | 0 | 0 | 0 | 0 | 0 | 0 | 618967 | 125931.5 | 142455.5 | 894396 | 0 | 0 | 0 | 0 | 0 | 0 | 0 | 0
[9 empty] | 2017-09-15 | 2018 | 17-18 | 0 | 0 | 0 | 0 | 0 | 0 | 0 | 0 | 618967 | 125931.5 | 142455.5 | 894396 | 0 | 0 | 0 | 0 | 0 | 0 | 0 | 0
[9 empty] | 2017-09-16 | 2018 | 17-18 | 0 | 0 | 0 | 0 | 0 | 0 | 0 | 0 | 618967 | 125931.5 | 142455.5 | 894396 | 0 | 0 | 0 | 0 | 0 | 0 | 0 | 0
[9 empty] | 2017-09-17 | 2018 | 17-18 | 0 | 0 | 0 | 0 | 0 | 0 | 0 | 0 | 618967 | 125931.5 | 142455.5 | 894396 | 0 | 0 | 0 | 0 | 0 | 0 | 0 | 0
[9 empty] | 2017-09-18 | 2018 | 17-18 | 0 | 0 | 0 | 0 | 0 | 0 | 0 | 0 | 618967 | 125931.5 | 142455.5 | 894396 | 0 | 0 | 0 | 0 | 0 | 0 | 0 | 0
[9 empty] | 2017-09-19 | 2018 | 17-18 | 0 | 0 | 0 | 0 | 0 | 0 | 0 | 0 | 618967 | 125931.5 | 142455.5 | 894396 | 0 | 0 | 0 | 0 | 0 | 0 | 0 | 0
[9 empty] | 2017-09-20 | 2018 | 17-18 | 0 | 0 | 0 | 0 | 0 | 0 | 0 | 0 | 618967 | 125931.5 | 142455.5 | 894396 | 0 | 0 | 0 | 0 | 0 | 0 | 0 | 0
[9 empty] | 2017-09-21 | 2018 | 17-18 | 0 | 0 | 0 | 0 | 0 | 0 | 0 | 0 | 618967 | 125931.5 | 142455.5 | 894396 | 0 | 0 | 0 | 0 | 0 | 0 | 0 | 0
[9 empty] | 2017-09-22 | 2018 | 17-18 | 0 | 0 | 0 | 0 | 0 | 0 | 0 | 0 | 618967 | 125931.5 | 142455.5 | 894396 | 0 | 0 | 0 | 0 | 0 | 0 | 0 | 0
[9 empty] | 2017-09-23 | 2018 | 17-18 | 0 | 0 | 0 | 0 | 0 | 0 | 0 | 0 | 618967 | 125931.5 | 142455.5 | 894396 | 0 | 0 | 0 | 0 | 0 | 0 | 0 | 0
[9 empty] | 2017-09-24 | 2018 | 17-18 | 0 | 0 | 0 | 0 | 0 | 0 | 0 | 0 | 618967 | 125931.5 | 142455.5 | 894396 | 0 | 0 | 0 | 0 | 0 | 0 | 0 | 0
[9 empty] | 2017-09-25 | 2018 | 17-18 | 0 | 0 | 0 | 0 | 0 | 0 | 0 | 0 | 618967 | 125931.5 | 142455.5 | 894396 | 0 | 0 | 0 | 0 | 0 | 0 | 0 | 0
[9 empty] | 2017-09-26 | 2018 | 17-18 | 0 | 0 | 0 | 0 | 0 | 0 | 0 | 0 | 618967 | 125931.5 | 142455.5 | 894396 | 0 | 0 | 0 | 0 | 0 | 0 | 0 | 0
[9 empty] | 2017-09-27 | 2018 | 17-18 | 0 | 0 | 0 | 0 | 0 | 0 | 0 | 0 | 618967 | 125931.5 | 142455.5 | 894396 | 0 | 0 | 0 | 0 | 0 | 0 | 0 | 0
[9 empty] | 2017-09-28 | 2018 | 17-18 | 0 | 0 | 0 | 0 | 0 | 0 | 0 | 0 | 618967 | 125931.5 | 142455.5 | 894396 | 0 | 0 | 0 | 0 | 0 | 0 | 0 | 0
[9 empty] | 2017-09-29 | 2018 | 17-18 | 0 | 0 | 0 | 0 | 0 | 0 | 0 | 0 | 618967 | 125931.5 | 142455.5 | 894396 | 0 | 0 | 0 | 0 | 0 | 0 | 0 | 0
[9 empty] | 2017-09-30 | 2018 | 17-18 | 0 | 0 | 0 | 0 | 0 | 0 | 0 | 0 | 618967 | 125931.5 | 142455.5 | 894396 | 0 | 0 | 0 | 0 | 0 | 0 | 0 | 0
[9 empty] | 2017-10-01 | 2018 | 17-18 | 0 | 0 | 0 | 0 | 0 | 0 | 0 | 0 | 618967 | 125931.5 | 142455.5 | 894396 | 0 | 0 | 0 | 0 | 0 | 0 | 0 | 0
[9 empty] | 2017-10-02 | 2018 | 17-18 | 0 | 0 | 0 | 0 | 0 | 0 | 0 | 0 | 618967 | 125931.5 | 142455.5 | 894396 | 0 | 0 | 0 | 0 | 0 | 0 | 0 | 0
[9 empty] | 2017-10-03 | 2018 | 17-18 | 0 | 0 | 0 | 0 | 0 | 0 | 0 | 0 | 618967 | 125931.5 | 142455.5 | 894396 | 0 | 0 | 0 | 0 | 0 | 0 | 0 | 0
[9 empty] | 2017-10-04 | 2018 | 17-18 | 0 | 0 | 0 | 0 | 0 | 0 | 0 | 0 | 618967 | 125931.5 | 142455.5 | 894396 | 0 | 0 | 0 | 0 | 0 | 0 | 0 | 0
[9 empty] | 2017-10-05 | 2018 | 17-18 | 0 | 0 | 0 | 0 | 0 | 0 | 0 | 0 | 618967 | 125931.5 | 142455.5 | 894396 | 0 | 0 | 0 | 0 | 0 | 0 | 0 | 0
[9 empty] | 2017-10-06 | 2018 | 17-18 | 0 | 0 | 0 | 0 | 0 | 0 | 0 | 0 | 618967 | 125931.5 | 142455.5 | 894396 | 0 | 0 | 0 | 0 | 0 | 0 | 0 | 0
[9 empty] | 2017-10-07 | 2018 | 17-18 | 0 | 0 | 0 | 0 | 0 | 0 | 0 | 0 | 618967 | 125931.5 | 142455.5 | 894396 | 0 | 0 | 0 | 0 | 0 | 0 | 0 | 0
[9 empty] | 2017-10-08 | 2018 | 17-18 | 0 | 0 | 0 | 0 | 0 | 0 | 0 | 0 | 618967 | 125931.5 | 142455.5 | 894396 | 0 | 0 | 0 | 0 | 0 | 0 | 0 | 0
[9 empty] | 2017-10-09 | 2018 | 17-18 | 0 | 0 | 0 | 0 | 0 | 0 | 0 | 0 | 618967 | 125931.5 | 142455.5 | 894396 | 0 | 0 | 0 | 0 | 0 | 0 | 0 | 0
[9 empty] | 2017-10-10 | 2018 | 17-18 | 0 | 0 | 0 | 0 | 0 | 0 | 0 | 0 | 618967 | 125931.5 | 142455.5 | 894396 | 0 | 0 | 0 | 0 | 0 | 0 | 0 | 0
[9 empty] | 2017-10-11 | 2018 | 17-18 | 0 | 0 | 0 | 0 | 0 | 0 | 0 | 0 | 618967 | 125931.5 | 142455.5 | 894396 | 0 | 0 | 0 | 0 | 0 | 0 | 0 | 0
[9 empty] | 2017-10-12 | 2018 | 17-18 | 0 | 0 | 0 | 0 | 0 | 0 | 0 | 0 | 618967 | 125931.5 | 142455.5 | 894396 | 0 | 0 | 0 | 0 | 0 | 0 | 0 | 0
[9 empty] | 2017-10-13 | 2018 | 17-18 | 0 | 0 | 318.08 | 318.08 | 0 | 0 | 0 | 0 | 618967 | 125931.5 | 142455.5 | 894396 | 0 | 0 | 0.0022328 | 0.00035564 | 0 | 0 | 0 | 0
[9 empty] | 2017-10-14 | 2018 | 17-18 | 0 | 0 | 0 | 0 | 0 | 0 | 0 | 0 | 618967 | 125931.5 | 142455.5 | 894396 | 0 | 0 | 0 | 0 | 0 | 0 | 0 | 0
[9 empty] | 2017-10-15 | 2018 | 17-18 | 0 | 0 | 0 | 0 | 0 | 0 | 0 | 0 | 618967 | 125931.5 | 142455.5 | 894396 | 0 | 0 | 0 | 0 | 0 | 0 | 0 | 0
[9 empty] | 2017-10-16 | 2018 | 17-18 | 0 | 0 | 0 | 0 | 0 | 0 | 0 | 0 | 618967 | 125931.5 | 142455.5 | 894396 | 0 | 0 | 0 | 0 | 0 | 0 | 0 | 0
[9 empty] | 2017-10-17 | 2018 | 17-18 | 0 | 0 | 0 | 0 | 0 | 0 | 0 | 0 | 618967 | 125931.5 | 142455.5 | 894396 | 0 | 0 | 0 | 0 | 0 | 0 | 0 | 0
[9 empty] | 2017-10-18 | 2018 | 17-18 | 0 | 0 | 0 | 0 | 0 | 0 | 0 | 0 | 618967 | 125931.5 | 142455.5 | 894396 | 0 | 0 | 0 | 0 | 0 | 0 | 0 | 0
[9 empty] | 2017-10-19 | 2018 | 17-18 | 0 | 0 | 0 | 0 | 0 | 0 | 0 | 0 | 618967 | 125931.5 | 142455.5 | 894396 | 0 | 0 | 0 | 0 | 0 | 0 | 0 | 0
[9 empty] | 2017-10-20 | 2018 | 17-18 | 0 | 0 | 0 | 0 | 0 | 0 | 0 | 0 | 618967 | 125931.5 | 142455.5 | 894396 | 0 | 0 | 0 | 0 | 0 | 0 | 0 | 0
[9 empty] | 2017-10-21 | 2018 | 17-18 | 0 | 0 | 0 | 0 | 0 | 0 | 0 | 0 | 618967 | 125931.5 | 142455.5 | 894396 | 0 | 0 | 0 | 0 | 0 | 0 | 0 | 0
[9 empty] | 2017-10-22 | 2018 | 17-18 | 0 | 0 | 0 | 0 | 0 | 0 | 0 | 0 | 618967 | 125931.5 | 142455.5 | 894396 | 0 | 0 | 0 | 0 | 0 | 0 | 0 | 0
[9 empty] | 2017-10-23 | 2018 | 17-18 | 0 | 0 | 0 | 0 | 0 | 0 | 0 | 0 | 618967 | 125931.5 | 142455.5 | 894396 | 0 | 0 | 0 | 0 | 0 | 0 | 0 | 0
[9 empty] | 2017-10-24 | 2018 | 17-18 | 0 | 0 | 0 | 0 | 0 | 0 | 0 | 0 | 618967 | 125931.5 | 142455.5 | 894396 | 0 | 0 | 0 | 0 | 0 | 0 | 0 | 0
[9 empty] | 2017-10-25 | 2018 | 17-18 | 0 | 0 | 0 | 0 | 0 | 0 | 0 | 0 | 618967 | 125931.5 | 142455.5 | 894396 | 0 | 0 | 0 | 0 | 0 | 0 | 0 | 0
[9 empty] | 2017-10-26 | 2018 | 17-18 | 0 | 0 | 0 | 0 | 0 | 0 | 0 | 0 | 618967 | 125931.5 | 142455.5 | 894396 | 0 | 0 | 0 | 0 | 0 | 0 | 0 | 0
[9 empty] | 2017-10-27 | 2018 | 17-18 | 0 | 0 | 0 | 0 | 0 | 0 | 0 | 0 | 618967 | 125931.5 | 142455.5 | 894396 | 0 | 0 | 0 | 0 | 0 | 0 | 0 | 0
[9 empty] | 2017-10-28 | 2018 | 17-18 | 0 | 0 | 0 | 0 | 0 | 0 | 0 | 0 | 618967 | 125931.5 | 142455.5 | 894396 | 0 | 0 | 0 | 0 | 0 | 0 | 0 | 0
[9 empty] | 2017-10-29 | 2018 | 17-18 | 0 | 0 | 0 | 0 | 0 | 0 | 0 | 0 | 618967 | 125931.5 | 142455.5 | 894396 | 0 | 0 | 0 | 0 | 0 | 0 | 0 | 0
[9 empty] | 2017-10-30 | 2018 | 17-18 | 0 | 0 | 0 | 0 | 0 | 0 | 0 | 0 | 618967 | 125931.5 | 142455.5 | 894396 | 0 | 0 | 0 | 0 | 0 | 0 | 0 | 0
[9 empty] | 2017-10-31 | 2018 | 17-18 | 0 | 0 | 0 | 0 | 0 | 0 | 0 | 0 | 618967 | 125931.5 | 142455.5 | 894396 | 0 | 0 | 0 | 0 | 0 | 0 | 0 | 0
[9 empty] | 2017-11-01 | 2018 | 17-18 | 0 | 0 | 0 | 0 | 0 | 0 | 0 | 0 | 618967 | 125931.5 | 142455.5 | 894396 | 0 | 0 | 0 | 0 | 0 | 0 | 0 | 0
[9 empty] | 2017-11-02 | 2018 | 17-18 | 0 | 0 | 0 | 0 | 0 | 0 | 0 | 0 | 618967 | 125931.5 | 142455.5 | 894396 | 0 | 0 | 0 | 0 | 0 | 0 | 0 | 0
[9 empty] | 2017-11-03 | 2018 | 17-18 | 0 | 0 | 0 | 0 | 0 | 0 | 0 | 0 | 618967 | 125931.5 | 142455.5 | 894396 | 0 | 0 | 0 | 0 | 0 | 0 | 0 | 0
[9 empty] | 2017-11-04 | 2018 | 17-18 | 0 | 0 | 16298.1289 | 16298.1289 | 0 | 0 | 85 | 85 | 618967 | 125931.5 | 142455.5 | 894396 | 0 | 0 | 0.11441 | 0.018222 | 0 | 0 | 0.00059668 | 9.5036e-05
[9 empty] | 2017-11-05 | 2018 | 17-18 | 0 | 0 | 0 | 0 | 0 | 0 | 0 | 0 | 618967 | 125931.5 | 142455.5 | 894396 | 0 | 0 | 0 | 0 | 0 | 0 | 0 | 0
[9 empty] | 2017-11-06 | 2018 | 17-18 | 0 | 0 | 0 | 0 | 0 | 0 | 0 | 0 | 618967 | 125931.5 | 142455.5 | 894396 | 0 | 0 | 0 | 0 | 0 | 0 | 0 | 0
[9 empty] | 2017-11-07 | 2018 | 17-18 | 0 | 0 | 0 | 0 | 0 | 0 | 0 | 0 | 618967 | 125931.5 | 142455.5 | 894396 | 0 | 0 | 0 | 0 | 0 | 0 | 0 | 0
[9 empty] | 2017-11-08 | 2018 | 17-18 | 0 | 0 | 0 | 0 | 0 | 0 | 0 | 0 | 618967 | 125931.5 | 142455.5 | 894396 | 0 | 0 | 0 | 0 | 0 | 0 | 0 | 0
[9 empty] | 2017-11-09 | 2018 | 17-18 | 0 | 0 | 0 | 0 | 0 | 0 | 0 | 0 | 618967 | 125931.5 | 142455.5 | 894396 | 0 | 0 | 0 | 0 | 0 | 0 | 0 | 0
[9 empty] | 2017-11-10 | 2018 | 17-18 | 0 | 0 | 0 | 0 | 0 | 0 | 0 | 0 | 618967 | 125931.5 | 142455.5 | 894396 | 0 | 0 | 0 | 0 | 0 | 0 | 0 | 0
[9 empty] | 2017-11-11 | 2018 | 17-18 | 0 | 0 | 0 | 0 | 0 | 0 | 0 | 0 | 618967 | 125931.5 | 142455.5 | 894396 | 0 | 0 | 0 | 0 | 0 | 0 | 0 | 0
[9 empty] | 2017-11-12 | 2018 | 17-18 | 0 | 0 | 0 | 0 | 0 | 0 | 0 | 0 | 618967 | 125931.5 | 142455.5 | 894396 | 0 | 0 | 0 | 0 | 0 | 0 | 0 | 0
[9 empty] | 2017-11-13 | 2018 | 17-18 | 0 | 0 | 0 | 0 | 0 | 0 | 0 | 0 | 618967 | 125931.5 | 142455.5 | 894396 | 0 | 0 | 0 | 0 | 0 | 0 | 0 | 0
[9 empty] | 2017-11-14 | 2018 | 17-18 | 0 | 0 | 1558.83 | 1558.83 | 0 | 0 | 0 | 0 | 618967 | 125931.5 | 142455.5 | 894396 | 0 | 0 | 0.010943 | 0.0017429 | 0 | 0 | 0 | 0
[9 empty] | 2017-11-15 | 2018 | 17-18 | 0 | 0 | 0 | 0 | 0 | 0 | 0 | 0 | 618967 | 125931.5 | 142455.5 | 894396 | 0 | 0 | 0 | 0 | 0 | 0 | 0 | 0
[9 empty] | 2017-11-16 | 2018 | 17-18 | 0 | 0 | 0 | 0 | 0 | 0 | 0 | 0 | 618967 | 125931.5 | 142455.5 | 894396 | 0 | 0 | 0 | 0 | 0 | 0 | 0 | 0
[9 empty] | 2017-11-17 | 2018 | 17-18 | 0 | 0 | 0 | 0 | 0 | 0 | 0 | 0 | 618967 | 125931.5 | 142455.5 | 894396 | 0 | 0 | 0 | 0 | 0 | 0 | 0 | 0
[9 empty] | 2017-11-18 | 2018 | 17-18 | 0 | 0 | 0 | 0 | 0 | 0 | 0 | 0 | 618967 | 125931.5 | 142455.5 | 894396 | 0 | 0 | 0 | 0 | 0 | 0 | 0 | 0
[9 empty] | 2017-11-19 | 2018 | 17-18 | 0 | 0 | 0 | 0 | 0 | 0 | 0 | 0 | 618967 | 125931.5 | 142455.5 | 894396 | 0 | 0 | 0 | 0 | 0 | 0 | 0 | 0
[9 empty] | 2017-11-20 | 2018 | 17-18 | 0 | 0 | 0 | 0 | 0 | 0 | 0 | 0 | 618967 | 125931.5 | 142455.5 | 894396 | 0 | 0 | 0 | 0 | 0 | 0 | 0 | 0
[9 empty] | 2017-11-21 | 2018 | 17-18 | 0 | 0 | 0 | 0 | 0 | 0 | 0 | 0 | 618967 | 125931.5 | 142455.5 | 894396 | 0 | 0 | 0 | 0 | 0 | 0 | 0 | 0
[9 empty] | 2017-11-22 | 2018 | 17-18 | 0 | 0 | 13624.7138 | 13624.7138 | 0 | 0 | 15 | 15 | 618967 | 125931.5 | 142455.5 | 894396 | 0 | 0 | 0.095642 | 0.015233 | 0 | 0 | 0.0001053 | 1.6771e-05
[9 empty] | 2017-11-23 | 2018 | 17-18 | 0 | 0 | 0 | 0 | 0 | 0 | 0 | 0 | 618967 | 125931.5 | 142455.5 | 894396 | 0 | 0 | 0 | 0 | 0 | 0 | 0 | 0
[9 empty] | 2017-11-24 | 2018 | 17-18 | 0 | 0 | 4369.0756 | 4369.0756 | 0 | 0 | 32 | 32 | 618967 | 125931.5 | 142455.5 | 894396 | 0 | 0 | 0.03067 | 0.0048849 | 0 | 0 | 0.00022463 | 3.5778e-05
[9 empty] | 2017-11-25 | 2018 | 17-18 | 0 | 0 | 0 | 0 | 0 | 0 | 0 | 0 | 618967 | 125931.5 | 142455.5 | 894396 | 0 | 0 | 0 | 0 | 0 | 0 | 0 | 0
[9 empty] | 2017-11-26 | 2018 | 17-18 | 0 | 0 | 1491.5 | 1491.5 | 0 | 0 | 10 | 10 | 618967 | 125931.5 | 142455.5 | 894396 | 0 | 0 | 0.01047 | 0.0016676 | 0 | 0 | 7.0197e-05 | 1.1181e-05
[9 empty] | 2017-11-27 | 2018 | 17-18 | 0 | 0 | 0 | 0 | 0 | 0 | 0 | 0 | 618967 | 125931.5 | 142455.5 | 894396 | 0 | 0 | 0 | 0 | 0 | 0 | 0 | 0
[9 empty] | 2017-11-28 | 2018 | 17-18 | 0 | 0 | 0 | 0 | 0 | 0 | 0 | 0 | 618967 | 125931.5 | 142455.5 | 894396 | 0 | 0 | 0 | 0 | 0 | 0 | 0 | 0
[9 empty] | 2017-11-29 | 2018 | 17-18 | 0 | 0 | 0 | 0 | 0 | 0 | 0 | 0 | 618967 | 125931.5 | 142455.5 | 894396 | 0 | 0 | 0 | 0 | 0 | 0 | 0 | 0
[9 empty] | 2017-11-30 | 2018 | 17-18 | 0 | 0 | 36052.225 | 36052.225 | 0 | 0 | 66 | 66 | 618967 | 125931.5 | 142455.5 | 894396 | 0 | 0 | 0.25308 | 0.040309 | 0 | 0 | 0.0004633 | 7.3793e-05
[9 empty] | 2017-12-01 | 2018 | 17-18 | 0 | 0 | 444.8 | 444.8 | 0 | 0 | 0 | 0 | 618967 | 125931.5 | 142455.5 | 894396 | 0 | 0 | 0.0031224 | 0.00049732 | 0 | 0 | 0 | 0
[9 empty] | 2017-12-02 | 2018 | 17-18 | 0 | 0 | 0 | 0 | 0 | 0 | 0 | 0 | 618967 | 125931.5 | 142455.5 | 894396 | 0 | 0 | 0 | 0 | 0 | 0 | 0 | 0
[9 empty] | 2017-12-03 | 2018 | 17-18 | 0 | 0 | 0 | 0 | 0 | 0 | 0 | 0 | 618967 | 125931.5 | 142455.5 | 894396 | 0 | 0 | 0 | 0 | 0 | 0 | 0 | 0
[9 empty] | 2017-12-04 | 2018 | 17-18 | 0 | 0 | 0 | 0 | 0 | 0 | 0 | 0 | 618967 | 125931.5 | 142455.5 | 894396 | 0 | 0 | 0 | 0 | 0 | 0 | 0 | 0
[9 empty] | 2017-12-05 | 2018 | 17-18 | 0 | 0 | 0 | 0 | 0 | 0 | 0 | 0 | 618967 | 125931.5 | 142455.5 | 894396 | 0 | 0 | 0 | 0 | 0 | 0 | 0 | 0
[9 empty] | 2017-12-06 | 2018 | 17-18 | 0 | 0 | 0 | 0 | 0 | 0 | 0 | 0 | 618967 | 125931.5 | 142455.5 | 894396 | 0 | 0 | 0 | 0 | 0 | 0 | 0 | 0
[9 empty] | 2017-12-07 | 2018 | 17-18 | 0 | 0 | 0 | 0 | 0 | 0 | 0 | 0 | 618967 | 125931.5 | 142455.5 | 894396 | 0 | 0 | 0 | 0 | 0 | 0 | 0 | 0
[9 empty] | 2017-12-08 | 2018 | 17-18 | 0 | 0 | 0 | 0 | 0 | 0 | 0 | 0 | 618967 | 125931.5 | 142455.5 | 894396 | 0 | 0 | 0 | 0 | 0 | 0 | 0 | 0
[9 empty] | 2017-12-09 | 2018 | 17-18 | 0 | 0 | 0 | 0 | 0 | 0 | 0 | 0 | 618967 | 125931.5 | 142455.5 | 894396 | 0 | 0 | 0 | 0 | 0 | 0 | 0 | 0
[9 empty] | 2017-12-10 | 2018 | 17-18 | 0 | 0 | 0 | 0 | 0 | 0 | 0 | 0 | 618967 | 125931.5 | 142455.5 | 894396 | 0 | 0 | 0 | 0 | 0 | 0 | 0 | 0
[9 empty] | 2017-12-11 | 2018 | 17-18 | 0 | 0 | 0 | 0 | 0 | 0 | 0 | 0 | 618967 | 125931.5 | 142455.5 | 894396 | 0 | 0 | 0 | 0 | 0 | 0 | 0 | 0
[9 empty] | 2017-12-12 | 2018 | 17-18 | 0 | 0 | 0 | 0 | 0 | 0 | 0 | 0 | 618967 | 125931.5 | 142455.5 | 894396 | 0 | 0 | 0 | 0 | 0 | 0 | 0 | 0
[9 empty] | 2017-12-13 | 2018 | 17-18 | 0 | 0 | 0 | 0 | 0 | 0 | 0 | 0 | 618967 | 125931.5 | 142455.5 | 894396 | 0 | 0 | 0 | 0 | 0 | 0 | 0 | 0
[9 empty] | 2017-12-14 | 2018 | 17-18 | 0 | 0 | 0 | 0 | 0 | 0 | 0 | 0 | 618967 | 125931.5 | 142455.5 | 894396 | 0 | 0 | 0 | 0 | 0 | 0 | 0 | 0
[9 empty] | 2017-12-15 | 2018 | 17-18 | 0 | 0 | 0 | 0 | 0 | 0 | 0 | 0 | 618967 | 125931.5 | 142455.5 | 894396 | 0 | 0 | 0 | 0 | 0 | 0 | 0 | 0
[9 empty] | 2017-12-16 | 2018 | 17-18 | 0 | 0 | 0 | 0 | 0 | 0 | 0 | 0 | 618967 | 125931.5 | 142455.5 | 894396 | 0 | 0 | 0 | 0 | 0 | 0 | 0 | 0
[9 empty] | 2017-12-17 | 2018 | 17-18 | 0 | 0 | 0 | 0 | 0 | 0 | 0 | 0 | 618967 | 125931.5 | 142455.5 | 894396 | 0 | 0 | 0 | 0 | 0 | 0 | 0 | 0
[9 empty] | 2017-12-18 | 2018 | 17-18 | 0 | 0 | 0 | 0 | 0 | 0 | 0 | 0 | 618967 | 125931.5 | 142455.5 | 894396 | 0 | 0 | 0 | 0 | 0 | 0 | 0 | 0
[9 empty] | 2017-12-19 | 2018 | 17-18 | 0 | 0 | 0 | 0 | 0 | 0 | 0 | 0 | 618967 | 125931.5 | 142455.5 | 894396 | 0 | 0 | 0 | 0 | 0 | 0 | 0 | 0
[9 empty] | 2017-12-20 | 2018 | 17-18 | 0 | 0 | 0 | 0 | 0 | 0 | 0 | 0 | 618967 | 125931.5 | 142455.5 | 894396 | 0 | 0 | 0 | 0 | 0 | 0 | 0 | 0
[9 empty] | 2017-12-21 | 2018 | 17-18 | 0 | 0 | 0 | 0 | 0 | 0 | 0 | 0 | 618967 | 125931.5 | 142455.5 | 894396 | 0 | 0 | 0 | 0 | 0 | 0 | 0 | 0
[9 empty] | 2017-12-22 | 2018 | 17-18 | 0 | 0 | 0 | 0 | 0 | 0 | 0 | 0 | 618967 | 125931.5 | 142455.5 | 894396 | 0 | 0 | 0 | 0 | 0 | 0 | 0 | 0
[9 empty] | 2017-12-23 | 2018 | 17-18 | 0 | 0 | 0 | 0 | 0 | 0 | 0 | 0 | 618967 | 125931.5 | 142455.5 | 894396 | 0 | 0 | 0 | 0 | 0 | 0 | 0 | 0
[9 empty] | 2017-12-24 | 2018 | 17-18 | 0 | 0 | 0 | 0 | 0 | 0 | 0 | 0 | 618967 | 125931.5 | 142455.5 | 894396 | 0 | 0 | 0 | 0 | 0 | 0 | 0 | 0
[9 empty] | 2017-12-25 | 2018 | 17-18 | 0 | 0 | 0 | 0 | 0 | 0 | 0 | 0 | 618967 | 125931.5 | 142455.5 | 894396 | 0 | 0 | 0 | 0 | 0 | 0 | 0 | 0
[9 empty] | 2017-12-26 | 2018 | 17-18 | 0 | 0 | 0 | 0 | 0 | 0 | 0 | 0 | 618967 | 125931.5 | 142455.5 | 894396 | 0 | 0 | 0 | 0 | 0 | 0 | 0 | 0
[9 empty] | 2017-12-27 | 2018 | 17-18 | 0 | 0 | 0 | 0 | 0 | 0 | 0 | 0 | 618967 | 125931.5 | 142455.5 | 894396 | 0 | 0 | 0 | 0 | 0 | 0 | 0 | 0
[9 empty] | 2017-12-28 | 2018 | 17-18 | 0 | 0 | 0 | 0 | 0 | 0 | 0 | 0 | 618967 | 125931.5 | 142455.5 | 894396 | 0 | 0 | 0 | 0 | 0 | 0 | 0 | 0
[9 empty] | 2017-12-29 | 2018 | 17-18 | 0 | 0 | 0 | 0 | 0 | 0 | 0 | 0 | 618967 | 125931.5 | 142455.5 | 894396 | 0 | 0 | 0 | 0 | 0 | 0 | 0 | 0
[9 empty] | 2017-12-30 | 2018 | 17-18 | 0 | 0 | 0 | 0 | 0 | 0 | 0 | 0 | 618967 | 125931.5 | 142455.5 | 894396 | 0 | 0 | 0 | 0 | 0 | 0 | 0 | 0
[9 empty] | 2017-12-31 | 2018 | 17-18 | 0 | 0 | 0 | 0 | 0 | 0 | 0 | 0 | 618967 | 125931.5 | 142455.5 | 894396 | 0 | 0 | 0 | 0 | 0 | 0 | 0 | 0
[9 empty] | 2018-01-01 | 2018 | 17-18 | 0 | 0 | 0 | 0 | 0 | 0 | 0 | 0 | 618967 | 125931.5 | 142455.5 | 894396 | 0 | 0 | 0 | 0 | 0 | 0 | 0 | 0
[9 empty] | 2018-01-02 | 2018 | 17-18 | 0 | 0 | 0 | 0 | 0 | 0 | 0 | 0 | 618967 | 125931.5 | 142455.5 | 894396 | 0 | 0 | 0 | 0 | 0 | 0 | 0 | 0
[9 empty] | 2018-01-03 | 2018 | 17-18 | 0 | 0 | 0 | 0 | 0 | 0 | 0 | 0 | 618967 | 125931.5 | 142455.5 | 894396 | 0 | 0 | 0 | 0 | 0 | 0 | 0 | 0
[9 empty] | 2018-01-04 | 2018 | 17-18 | 0 | 0 | 0 | 0 | 0 | 0 | 0 | 0 | 618967 | 125931.5 | 142455.5 | 894396 | 0 | 0 | 0 | 0 | 0 | 0 | 0 | 0
[9 empty] | 2018-01-05 | 2018 | 17-18 | 0 | 0 | 0 | 0 | 0 | 0 | 0 | 0 | 618967 | 125931.5 | 142455.5 | 894396 | 0 | 0 | 0 | 0 | 0 | 0 | 0 | 0
[9 empty] | 2018-01-06 | 2018 | 17-18 | 0 | 0 | 0 | 0 | 0 | 0 | 0 | 0 | 618967 | 125931.5 | 142455.5 | 894396 | 0 | 0 | 0 | 0 | 0 | 0 | 0 | 0
[9 empty] | 2018-01-07 | 2018 | 17-18 | 0 | 0 | 0 | 0 | 0 | 0 | 0 | 0 | 618967 | 125931.5 | 142455.5 | 894396 | 0 | 0 | 0 | 0 | 0 | 0 | 0 | 0
[9 empty] | 2018-01-08 | 2018 | 17-18 | 0 | 0 | 0 | 0 | 0 | 0 | 0 | 0 | 618967 | 125931.5 | 142455.5 | 894396 | 0 | 0 | 0 | 0 | 0 | 0 | 0 | 0
[9 empty] | 2018-01-09 | 2018 | 17-18 | 0 | 0 | 0 | 0 | 0 | 0 | 0 | 0 | 618967 | 125931.5 | 142455.5 | 894396 | 0 | 0 | 0 | 0 | 0 | 0 | 0 | 0
[9 empty] | 2018-01-10 | 2018 | 17-18 | 0 | 0 | 0 | 0 | 0 | 0 | 0 | 0 | 618967 | 125931.5 | 142455.5 | 894396 | 0 | 0 | 0 | 0 | 0 | 0 | 0 | 0
[9 empty] | 2018-01-11 | 2018 | 17-18 | 0 | 0 | 0 | 0 | 0 | 0 | 0 | 0 | 618967 | 125931.5 | 142455.5 | 894396 | 0 | 0 | 0 | 0 | 0 | 0 | 0 | 0
[9 empty] | 2018-01-12 | 2018 | 17-18 | 0 | 0 | 0 | 0 | 0 | 0 | 0 | 0 | 618967 | 125931.5 | 142455.5 | 894396 | 0 | 0 | 0 | 0 | 0 | 0 | 0 | 0
[9 empty] | 2018-01-13 | 2018 | 17-18 | 0 | 0 | 0 | 0 | 0 | 0 | 0 | 0 | 618967 | 125931.5 | 142455.5 | 894396 | 0 | 0 | 0 | 0 | 0 | 0 | 0 | 0
[9 empty] | 2018-01-14 | 2018 | 17-18 | 0 | 0 | 0 | 0 | 0 | 0 | 0 | 0 | 618967 | 125931.5 | 142455.5 | 894396 | 0 | 0 | 0 | 0 | 0 | 0 | 0 | 0
[9 empty] | 2018-01-15 | 2018 | 17-18 | 0 | 0 | 0 | 0 | 0 | 0 | 0 | 0 | 618967 | 125931.5 | 142455.5 | 894396 | 0 | 0 | 0 | 0 | 0 | 0 | 0 | 0
[9 empty] | 2018-01-16 | 2018 | 17-18 | 0 | 0 | 0 | 0 | 0 | 0 | 0 | 0 | 618967 | 125931.5 | 142455.5 | 894396 | 0 | 0 | 0 | 0 | 0 | 0 | 0 | 0
[9 empty] | 2018-01-17 | 2018 | 17-18 | 0 | 0 | 0 | 0 | 0 | 0 | 0 | 0 | 618967 | 125931.5 | 142455.5 | 894396 | 0 | 0 | 0 | 0 | 0 | 0 | 0 | 0
[9 empty] | 2018-01-18 | 2018 | 17-18 | 0 | 0 | 0 | 0 | 0 | 0 | 0 | 0 | 618967 | 125931.5 | 142455.5 | 894396 | 0 | 0 | 0 | 0 | 0 | 0 | 0 | 0
[9 empty] | 2018-01-19 | 2018 | 17-18 | 0 | 0 | 28897.87 | 28897.87 | 0 | 0 | 145 | 145 | 618967 | 125931.5 | 142455.5 | 894396 | 0 | 0 | 0.20286 | 0.03231 | 0 | 0 | 0.0010179 | 0.00016212
[9 empty] | 2018-01-20 | 2018 | 17-18 | 0 | 0 | 589.26 | 589.26 | 0 | 0 | 0 | 0 | 618967 | 125931.5 | 142455.5 | 894396 | 0 | 0 | 0.0041364 | 0.00065884 | 0 | 0 | 0 | 0
[9 empty] | 2018-01-21 | 2018 | 17-18 | 0 | 0 | 0 | 0 | 0 | 0 | 0 | 0 | 618967 | 125931.5 | 142455.5 | 894396 | 0 | 0 | 0 | 0 | 0 | 0 | 0 | 0
[9 empty] | 2018-01-22 | 2018 | 17-18 | 0 | 0 | 0 | 0 | 0 | 0 | 0 | 0 | 618967 | 125931.5 | 142455.5 | 894396 | 0 | 0 | 0 | 0 | 0 | 0 | 0 | 0
[9 empty] | 2018-01-23 | 2018 | 17-18 | 0 | 0 | 0 | 0 | 0 | 0 | 0 | 0 | 618967 | 125931.5 | 142455.5 | 894396 | 0 | 0 | 0 | 0 | 0 | 0 | 0 | 0
[9 empty] | 2018-01-24 | 2018 | 17-18 | 0 | 0 | 0 | 0 | 0 | 0 | 0 | 0 | 618967 | 125931.5 | 142455.5 | 894396 | 0 | 0 | 0 | 0 | 0 | 0 | 0 | 0
[9 empty] | 2018-01-25 | 2018 | 17-18 | 0 | 0 | 0 | 0 | 0 | 0 | 0 | 0 | 618967 | 125931.5 | 142455.5 | 894396 | 0 | 0 | 0 | 0 | 0 | 0 | 0 | 0
[9 empty] | 2018-01-26 | 2018 | 17-18 | 0 | 0 | 0 | 0 | 0 | 0 | 0 | 0 | 618967 | 125931.5 | 142455.5 | 894396 | 0 | 0 | 0 | 0 | 0 | 0 | 0 | 0
[9 empty] | 2018-01-27 | 2018 | 17-18 | 0 | 0 | 0 | 0 | 0 | 0 | 0 | 0 | 618967 | 125931.5 | 142455.5 | 894396 | 0 | 0 | 0 | 0 | 0 | 0 | 0 | 0
[9 empty] | 2018-01-28 | 2018 | 17-18 | 0 | 0 | 0 | 0 | 0 | 0 | 0 | 0 | 618967 | 125931.5 | 142455.5 | 894396 | 0 | 0 | 0 | 0 | 0 | 0 | 0 | 0
[9 empty] | 2018-01-29 | 2018 | 17-18 | 0 | 0 | 0 | 0 | 0 | 0 | 0 | 0 | 618967 | 125931.5 | 142455.5 | 894396 | 0 | 0 | 0 | 0 | 0 | 0 | 0 | 0
[9 empty] | 2018-01-30 | 2018 | 17-18 | 0 | 0 | 0 | 0 | 0 | 0 | 0 | 0 | 618967 | 125931.5 | 142455.5 | 894396 | 0 | 0 | 0 | 0 | 0 | 0 | 0 | 0
[9 empty] | 2018-01-31 | 2018 | 17-18 | 0 | 0 | 0 | 0 | 0 | 0 | 0 | 0 | 618967 | 125931.5 | 142455.5 | 894396 | 0 | 0 | 0 | 0 | 0 | 0 | 0 | 0
[9 empty] | 2018-02-01 | 2018 | 17-18 | 0 | 0 | 0 | 0 | 0 | 0 | 0 | 0 | 618967 | 125931.5 | 142455.5 | 894396 | 0 | 0 | 0 | 0 | 0 | 0 | 0 | 0
[9 empty] | 2018-02-02 | 2018 | 17-18 | 0 | 0 | 0 | 0 | 0 | 0 | 0 | 0 | 618967 | 125931.5 | 142455.5 | 894396 | 0 | 0 | 0 | 0 | 0 | 0 | 0 | 0
[9 empty] | 2018-02-03 | 2018 | 17-18 | 0 | 0 | 0 | 0 | 0 | 0 | 0 | 0 | 618967 | 125931.5 | 142455.5 | 894396 | 0 | 0 | 0 | 0 | 0 | 0 | 0 | 0
[9 empty] | 2018-02-04 | 2018 | 17-18 | 0 | 0 | 0 | 0 | 0 | 0 | 0 | 0 | 618967 | 125931.5 | 142455.5 | 894396 | 0 | 0 | 0 | 0 | 0 | 0 | 0 | 0
[9 empty] | 2018-02-05 | 2018 | 17-18 | 0 | 0 | 0 | 0 | 0 | 0 | 0 | 0 | 618967 | 125931.5 | 142455.5 | 894396 | 0 | 0 | 0 | 0 | 0 | 0 | 0 | 0
[9 empty] | 2018-02-06 | 2018 | 17-18 | 0 | 0 | 0 | 0 | 0 | 0 | 0 | 0 | 618967 | 125931.5 | 142455.5 | 894396 | 0 | 0 | 0 | 0 | 0 | 0 | 0 | 0
[9 empty] | 2018-02-07 | 2018 | 17-18 | 0 | 0 | 0 | 0 | 0 | 0 | 0 | 0 | 618967 | 125931.5 | 142455.5 | 894396 | 0 | 0 | 0 | 0 | 0 | 0 | 0 | 0
[9 empty] | 2018-02-08 | 2018 | 17-18 | 0 | 0 | 0 | 0 | 0 | 0 | 0 | 0 | 618967 | 125931.5 | 142455.5 | 894396 | 0 | 0 | 0 | 0 | 0 | 0 | 0 | 0
[9 empty] | 2018-02-09 | 2018 | 17-18 | 0 | 0 | 55525.2229 | 55525.2229 | 0 | 0 | 310 | 310 | 618967 | 125931.5 | 142455.5 | 894396 | 0 | 0 | 0.38977 | 0.062081 | 0 | 0 | 0.0021761 | 0.0003466
[9 empty] | 2018-02-10 | 2018 | 17-18 | 0 | 0 | 0 | 0 | 0 | 0 | 0 | 0 | 618967 | 125931.5 | 142455.5 | 894396 | 0 | 0 | 0 | 0 | 0 | 0 | 0 | 0
[9 empty] | 2018-02-11 | 2018 | 17-18 | 0 | 0 | 0 | 0 | 0 | 0 | 0 | 0 | 618967 | 125931.5 | 142455.5 | 894396 | 0 | 0 | 0 | 0 | 0 | 0 | 0 | 0
[9 empty] | 2018-02-12 | 2018 | 17-18 | 0 | 0 | 0 | 0 | 0 | 0 | 0 | 0 | 618967 | 125931.5 | 142455.5 | 894396 | 0 | 0 | 0 | 0 | 0 | 0 | 0 | 0
[9 empty] | 2018-02-13 | 2018 | 17-18 | 0 | 0 | 0 | 0 | 0 | 0 | 0 | 0 | 618967 | 125931.5 | 142455.5 | 894396 | 0 | 0 | 0 | 0 | 0 | 0 | 0 | 0
[9 empty] | 2018-02-14 | 2018 | 17-18 | 0 | 0 | 0 | 0 | 0 | 0 | 0 | 0 | 618967 | 125931.5 | 142455.5 | 894396 | 0 | 0 | 0 | 0 | 0 | 0 | 0 | 0
[9 empty] | 2018-02-15 | 2018 | 17-18 | 0 | 0 | 0 | 0 | 0 | 0 | 0 | 0 | 618967 | 125931.5 | 142455.5 | 894396 | 0 | 0 | 0 | 0 | 0 | 0 | 0 | 0
[9 empty] | 2018-02-16 | 2018 | 17-18 | 0 | 0 | 0 | 0 | 0 | 0 | 0 | 0 | 618967 | 125931.5 | 142455.5 | 894396 | 0 | 0 | 0 | 0 | 0 | 0 | 0 | 0
[9 empty] | 2018-02-17 | 2018 | 17-18 | 0 | 0 | 0 | 0 | 0 | 0 | 0 | 0 | 618967 | 125931.5 | 142455.5 | 894396 | 0 | 0 | 0 | 0 | 0 | 0 | 0 | 0
[9 empty] | 2018-02-18 | 2018 | 17-18 | 0 | 0 | 0 | 0 | 0 | 0 | 0 | 0 | 618967 | 125931.5 | 142455.5 | 894396 | 0 | 0 | 0 | 0 | 0 | 0 | 0 | 0
[9 empty] | 2018-02-19 | 2018 | 17-18 | 0 | 0 | 0 | 0 | 0 | 0 | 0 | 0 | 618967 | 125931.5 | 142455.5 | 894396 | 0 | 0 | 0 | 0 | 0 | 0 | 0 | 0
[9 empty] | 2018-02-20 | 2018 | 17-18 | 0 | 0 | 0 | 0 | 0 | 0 | 0 | 0 | 618967 | 125931.5 | 142455.5 | 894396 | 0 | 0 | 0 | 0 | 0 | 0 | 0 | 0
[9 empty] | 2018-02-21 | 2018 | 17-18 | 0 | 0 | 0 | 0 | 0 | 0 | 0 | 0 | 618967 | 125931.5 | 142455.5 | 894396 | 0 | 0 | 0 | 0 | 0 | 0 | 0 | 0
[9 empty] | 2018-02-22 | 2018 | 17-18 | 0 | 0 | 0 | 0 | 0 | 0 | 0 | 0 | 618967 | 125931.5 | 142455.5 | 894396 | 0 | 0 | 0 | 0 | 0 | 0 | 0 | 0
[9 empty] | 2018-02-23 | 2018 | 17-18 | 0 | 0 | 6091.25 | 6091.25 | 0 | 0 | 20 | 20 | 618967 | 125931.5 | 142455.5 | 894396 | 0 | 0 | 0.042759 | 0.0068105 | 0 | 0 | 0.00014039 | 2.2361e-05
[9 empty] | 2018-02-24 | 2018 | 17-18 | 0 | 0 | 923.16 | 923.16 | 0 | 0 | 0 | 0 | 618967 | 125931.5 | 142455.5 | 894396 | 0 | 0 | 0.0064803 | 0.0010322 | 0 | 0 | 0 | 0
[9 empty] | 2018-02-25 | 2018 | 17-18 | 0 | 0 | 0 | 0 | 0 | 0 | 0 | 0 | 618967 | 125931.5 | 142455.5 | 894396 | 0 | 0 | 0 | 0 | 0 | 0 | 0 | 0
[9 empty] | 2018-02-26 | 2018 | 17-18 | 0 | 0 | 0 | 0 | 0 | 0 | 0 | 0 | 618967 | 125931.5 | 142455.5 | 894396 | 0 | 0 | 0 | 0 | 0 | 0 | 0 | 0
[9 empty] | 2018-02-27 | 2018 | 17-18 | 0 | 0 | 0 | 0 | 0 | 0 | 0 | 0 | 618967 | 125931.5 | 142455.5 | 894396 | 0 | 0 | 0 | 0 | 0 | 0 | 0 | 0
[9 empty] | 2018-02-28 | 2018 | 17-18 | 0 | 0 | 0 | 0 | 0 | 0 | 0 | 0 | 618967 | 125931.5 | 142455.5 | 894396 | 0 | 0 | 0 | 0 | 0 | 0 | 0 | 0
[9 empty] | 2018-03-01 | 2018 | 17-18 | 0 | 0 | 0 | 0 | 0 | 0 | 0 | 0 | 618967 | 125931.5 | 142455.5 | 894396 | 0 | 0 | 0 | 0 | 0 | 0 | 0 | 0
[9 empty] | 2018-03-02 | 2018 | 17-18 | 0 | 0 | 0 | 0 | 0 | 0 | 0 | 0 | 618967 | 125931.5 | 142455.5 | 894396 | 0 | 0 | 0 | 0 | 0 | 0 | 0 | 0
[9 empty] | 2018-03-03 | 2018 | 17-18 | 0 | 0 | 0 | 0 | 0 | 0 | 0 | 0 | 618967 | 125931.5 | 142455.5 | 894396 | 0 | 0 | 0 | 0 | 0 | 0 | 0 | 0
[9 empty] | 2018-03-04 | 2018 | 17-18 | 0 | 0 | 3532.1 | 3532.1 | 0 | 0 | 13 | 13 | 618967 | 125931.5 | 142455.5 | 894396 | 0 | 0 | 0.024794 | 0.0039491 | 0 | 0 | 9.1257e-05 | 1.4535e-05
[9 empty] | 2018-03-05 | 2018 | 17-18 | 0 | 0 | 0 | 0 | 0 | 0 | 0 | 0 | 618967 | 125931.5 | 142455.5 | 894396 | 0 | 0 | 0 | 0 | 0 | 0 | 0 | 0
[9 empty] | 2018-03-06 | 2018 | 17-18 | 0 | 0 | 0 | 0 | 0 | 0 | 0 | 0 | 618967 | 125931.5 | 142455.5 | 894396 | 0 | 0 | 0 | 0 | 0 | 0 | 0 | 0
[9 empty] | 2018-03-07 | 2018 | 17-18 | 0 | 0 | 0 | 0 | 0 | 0 | 0 | 0 | 618967 | 125931.5 | 142455.5 | 894396 | 0 | 0 | 0 | 0 | 0 | 0 | 0 | 0
[9 empty] | 2018-03-08 | 2018 | 17-18 | 0 | 0 | 0 | 0 | 0 | 0 | 0 | 0 | 618967 | 125931.5 | 142455.5 | 894396 | 0 | 0 | 0 | 0 | 0 | 0 | 0 | 0
[9 empty] | 2018-03-09 | 2018 | 17-18 | 0 | 0 | 0 | 0 | 0 | 0 | 0 | 0 | 618967 | 125931.5 | 142455.5 | 894396 | 0 | 0 | 0 | 0 | 0 | 0 | 0 | 0
[9 empty] | 2018-03-10 | 2018 | 17-18 | 0 | 0 | 0 | 0 | 0 | 0 | 0 | 0 | 618967 | 125931.5 | 142455.5 | 894396 | 0 | 0 | 0 | 0 | 0 | 0 | 0 | 0
[9 empty] | 2018-03-11 | 2018 | 17-18 | 0 | 0 | 0 | 0 | 0 | 0 | 0 | 0 | 618967 | 125931.5 | 142455.5 | 894396 | 0 | 0 | 0 | 0 | 0 | 0 | 0 | 0
[9 empty] | 2018-03-12 | 2018 | 17-18 | 0 | 0 | 0 | 0 | 0 | 0 | 0 | 0 | 618967 | 125931.5 | 142455.5 | 894396 | 0 | 0 | 0 | 0 | 0 | 0 | 0 | 0
[9 empty] | 2018-03-13 | 2018 | 17-18 | 0 | 0 | 0 | 0 | 0 | 0 | 0 | 0 | 618967 | 125931.5 | 142455.5 | 894396 | 0 | 0 | 0 | 0 | 0 | 0 | 0 | 0
[9 empty] | 2018-03-14 | 2018 | 17-18 | 0 | 0 | 0 | 0 | 0 | 0 | 0 | 0 | 618967 | 125931.5 | 142455.5 | 894396 | 0 | 0 | 0 | 0 | 0 | 0 | 0 | 0
[9 empty] | 2018-03-15 | 2018 | 17-18 | 0 | 0 | 0 | 0 | 0 | 0 | 0 | 0 | 618967 | 125931.5 | 142455.5 | 894396 | 0 | 0 | 0 | 0 | 0 | 0 | 0 | 0
[9 empty] | 2018-03-16 | 2018 | 17-18 | 0 | 0 | 0 | 0 | 0 | 0 | 0 | 0 | 618967 | 125931.5 | 142455.5 | 894396 | 0 | 0 | 0 | 0 | 0 | 0 | 0 | 0
[9 empty] | 2018-03-17 | 2018 | 17-18 | 0 | 0 | 0 | 0 | 0 | 0 | 0 | 0 | 618967 | 125931.5 | 142455.5 | 894396 | 0 | 0 | 0 | 0 | 0 | 0 | 0 | 0
[9 empty] | 2018-03-18 | 2018 | 17-18 | 0 | 0 | 76072.6164 | 76072.6164 | 0 | 0 | 641 | 641 | 618967 | 125931.5 | 142455.5 | 894396 | 0 | 0 | 0.53401 | 0.085055 | 0 | 0 | 0.0044997 | 0.00071668
[9 empty] | 2018-03-19 | 2018 | 17-18 | 0 | 0 | 0 | 0 | 0 | 0 | 0 | 0 | 618967 | 125931.5 | 142455.5 | 894396 | 0 | 0 | 0 | 0 | 0 | 0 | 0 | 0
[9 empty] | 2018-03-20 | 2018 | 17-18 | 0 | 0 | 0 | 0 | 0 | 0 | 0 | 0 | 618967 | 125931.5 | 142455.5 | 894396 | 0 | 0 | 0 | 0 | 0 | 0 | 0 | 0
[9 empty] | 2018-03-21 | 2018 | 17-18 | 0 | 0 | 0 | 0 | 0 | 0 | 0 | 0 | 618967 | 125931.5 | 142455.5 | 894396 | 0 | 0 | 0 | 0 | 0 | 0 | 0 | 0
[9 empty] | 2018-03-22 | 2018 | 17-18 | 0 | 0 | 0 | 0 | 0 | 0 | 0 | 0 | 618967 | 125931.5 | 142455.5 | 894396 | 0 | 0 | 0 | 0 | 0 | 0 | 0 | 0
[9 empty] | 2018-03-23 | 2018 | 17-18 | 0 | 0 | 0 | 0 | 0 | 0 | 0 | 0 | 618967 | 125931.5 | 142455.5 | 894396 | 0 | 0 | 0 | 0 | 0 | 0 | 0 | 0
[9 empty] | 2018-03-24 | 2018 | 17-18 | 0 | 0 | 0 | 0 | 0 | 0 | 0 | 0 | 618967 | 125931.5 | 142455.5 | 894396 | 0 | 0 | 0 | 0 | 0 | 0 | 0 | 0
[9 empty] | 2018-03-25 | 2018 | 17-18 | 0 | 0 | 0 | 0 | 0 | 0 | 0 | 0 | 618967 | 125931.5 | 142455.5 | 894396 | 0 | 0 | 0 | 0 | 0 | 0 | 0 | 0
[9 empty] | 2018-03-26 | 2018 | 17-18 | 0 | 0 | 0 | 0 | 0 | 0 | 0 | 0 | 618967 | 125931.5 | 142455.5 | 894396 | 0 | 0 | 0 | 0 | 0 | 0 | 0 | 0
[9 empty] | 2018-03-27 | 2018 | 17-18 | 0 | 0 | 0 | 0 | 0 | 0 | 0 | 0 | 618967 | 125931.5 | 142455.5 | 894396 | 0 | 0 | 0 | 0 | 0 | 0 | 0 | 0
[9 empty] | 2018-03-28 | 2018 | 17-18 | 0 | 0 | 0 | 0 | 0 | 0 | 0 | 0 | 618967 | 125931.5 | 142455.5 | 894396 | 0 | 0 | 0 | 0 | 0 | 0 | 0 | 0
[9 empty] | 2018-03-29 | 2018 | 17-18 | 0 | 0 | 0 | 0 | 0 | 0 | 0 | 0 | 618967 | 125931.5 | 142455.5 | 894396 | 0 | 0 | 0 | 0 | 0 | 0 | 0 | 0
[9 empty] | 2018-03-30 | 2018 | 17-18 | 0 | 0 | 0 | 0 | 0 | 0 | 0 | 0 | 618967 | 125931.5 | 142455.5 | 894396 | 0 | 0 | 0 | 0 | 0 | 0 | 0 | 0
[9 empty] | 2018-03-31 | 2018 | 17-18 | 0 | 0 | 0 | 0 | 0 | 0 | 0 | 0 | 618967 | 125931.5 | 142455.5 | 894396 | 0 | 0 | 0 | 0 | 0 | 0 | 0 | 0
[9 empty] | 2018-04-01 | 2018 | 17-18 | 0 | 0 | 0 | 0 | 0 | 0 | 0 | 0 | 618967 | 125931.5 | 142455.5 | 894396 | 0 | 0 | 0 | 0 | 0 | 0 | 0 | 0
[9 empty] | 2018-04-02 | 2018 | 17-18 | 0 | 0 | 0 | 0 | 0 | 0 | 0 | 0 | 618967 | 125931.5 | 142455.5 | 894396 | 0 | 0 | 0 | 0 | 0 | 0 | 0 | 0
[9 empty] | 2018-04-03 | 2018 | 17-18 | 0 | 0 | 0 | 0 | 0 | 0 | 0 | 0 | 618967 | 125931.5 | 142455.5 | 894396 | 0 | 0 | 0 | 0 | 0 | 0 | 0 | 0
[9 empty] | 2018-04-04 | 2018 | 17-18 | 0 | 0 | 0 | 0 | 0 | 0 | 0 | 0 | 618967 | 125931.5 | 142455.5 | 894396 | 0 | 0 | 0 | 0 | 0 | 0 | 0 | 0
[9 empty] | 2018-04-05 | 2018 | 17-18 | 0 | 0 | 0 | 0 | 0 | 0 | 0 | 0 | 618967 | 125931.5 | 142455.5 | 894396 | 0 | 0 | 0 | 0 | 0 | 0 | 0 | 0
[9 empty] | 2018-04-06 | 2018 | 17-18 | 0 | 0 | 0 | 0 | 0 | 0 | 0 | 0 | 618967 | 125931.5 | 142455.5 | 894396 | 0 | 0 | 0 | 0 | 0 | 0 | 0 | 0
[9 empty] | 2018-04-07 | 2018 | 17-18 | 0 | 0 | 13459.5538 | 13459.5538 | 0 | 0 | 40 | 40 | 618967 | 125931.5 | 142455.5 | 894396 | 0 | 0 | 0.094483 | 0.015049 | 0 | 0 | 0.00028079 | 4.4723e-05
[9 empty] | 2018-04-08 | 2018 | 17-18 | 0 | 0 | 0 | 0 | 0 | 0 | 0 | 0 | 618967 | 125931.5 | 142455.5 | 894396 | 0 | 0 | 0 | 0 | 0 | 0 | 0 | 0
[9 empty] | 2018-04-09 | 2018 | 17-18 | 0 | 0 | 0 | 0 | 0 | 0 | 0 | 0 | 618967 | 125931.5 | 142455.5 | 894396 | 0 | 0 | 0 | 0 | 0 | 0 | 0 | 0
[9 empty] | 2018-04-10 | 2018 | 17-18 | 0 | 0 | 0 | 0 | 0 | 0 | 0 | 0 | 618967 | 125931.5 | 142455.5 | 894396 | 0 | 0 | 0 | 0 | 0 | 0 | 0 | 0
[9 empty] | 2018-04-11 | 2018 | 17-18 | 0 | 0 | 0 | 0 | 0 | 0 | 0 | 0 | 618967 | 125931.5 | 142455.5 | 894396 | 0 | 0 | 0 | 0 | 0 | 0 | 0 | 0
[9 empty] | 2018-04-12 | 2018 | 17-18 | 0 | 0 | 0 | 0 | 0 | 0 | 0 | 0 | 618967 | 125931.5 | 142455.5 | 894396 | 0 | 0 | 0 | 0 | 0 | 0 | 0 | 0
[9 empty] | 2018-04-13 | 2018 | 17-18 | 0 | 0 | 0 | 0 | 0 | 0 | 0 | 0 | 618967 | 125931.5 | 142455.5 | 894396 | 0 | 0 | 0 | 0 | 0 | 0 | 0 | 0
[9 empty] | 2018-04-14 | 2018 | 17-18 | 0 | 0 | 23875.87 | 23875.87 | 0 | 0 | 73 | 73 | 618967 | 125931.5 | 142455.5 | 894396 | 0 | 0 | 0.1676 | 0.026695 | 0 | 0 | 0.00051244 | 8.1619e-05
[9 empty] | 2018-04-15 | 2018 | 17-18 | 0 | 0 | 0 | 0 | 0 | 0 | 0 | 0 | 618967 | 125931.5 | 142455.5 | 894396 | 0 | 0 | 0 | 0 | 0 | 0 | 0 | 0
[9 empty] | 2018-04-16 | 2018 | 17-18 | 0 | 0 | 2472.8 | 2472.8 | 0 | 0 | 0 | 0 | 618967 | 125931.5 | 142455.5 | 894396 | 0 | 0 | 0.017358 | 0.0027648 | 0 | 0 | 0 | 0
[9 empty] | 2018-04-17 | 2018 | 17-18 | 0 | 0 | 0 | 0 | 0 | 0 | 0 | 0 | 618967 | 125931.5 | 142455.5 | 894396 | 0 | 0 | 0 | 0 | 0 | 0 | 0 | 0
[9 empty] | 2018-04-18 | 2018 | 17-18 | 0 | 0 | 0 | 0 | 0 | 0 | 0 | 0 | 618967 | 125931.5 | 142455.5 | 894396 | 0 | 0 | 0 | 0 | 0 | 0 | 0 | 0
[9 empty] | 2018-04-19 | 2018 | 17-18 | 0 | 0 | 0 | 0 | 0 | 0 | 0 | 0 | 618967 | 125931.5 | 142455.5 | 894396 | 0 | 0 | 0 | 0 | 0 | 0 | 0 | 0
[9 empty] | 2018-04-20 | 2018 | 17-18 | 0 | 0 | 0 | 0 | 0 | 0 | 0 | 0 | 618967 | 125931.5 | 142455.5 | 894396 | 0 | 0 | 0 | 0 | 0 | 0 | 0 | 0
[9 empty] | 2018-04-21 | 2018 | 17-18 | 0 | 0 | 0 | 0 | 0 | 0 | 0 | 0 | 618967 | 125931.5 | 142455.5 | 894396 | 0 | 0 | 0 | 0 | 0 | 0 | 0 | 0
[9 empty] | 2018-04-22 | 2018 | 17-18 | 0 | 0 | 0 | 0 | 0 | 0 | 0 | 0 | 618967 | 125931.5 | 142455.5 | 894396 | 0 | 0 | 0 | 0 | 0 | 0 | 0 | 0
[9 empty] | 2018-04-23 | 2018 | 17-18 | 0 | 0 | 0 | 0 | 0 | 0 | 0 | 0 | 618967 | 125931.5 | 142455.5 | 894396 | 0 | 0 | 0 | 0 | 0 | 0 | 0 | 0
[9 empty] | 2018-04-24 | 2018 | 17-18 | 0 | 0 | 0 | 0 | 0 | 0 | 0 | 0 | 618967 | 125931.5 | 142455.5 | 894396 | 0 | 0 | 0 | 0 | 0 | 0 | 0 | 0
[9 empty] | 2018-04-25 | 2018 | 17-18 | 0 | 0 | 0 | 0 | 0 | 0 | 0 | 0 | 618967 | 125931.5 | 142455.5 | 894396 | 0 | 0 | 0 | 0 | 0 | 0 | 0 | 0
[9 empty] | 2018-04-26 | 2018 | 17-18 | 0 | 0 | 0 | 0 | 0 | 0 | 0 | 0 | 618967 | 125931.5 | 142455.5 | 894396 | 0 | 0 | 0 | 0 | 0 | 0 | 0 | 0
[9 empty] | 2018-04-27 | 2018 | 17-18 | 0 | 0 | 0 | 0 | 0 | 0 | 0 | 0 | 618967 | 125931.5 | 142455.5 | 894396 | 0 | 0 | 0 | 0 | 0 | 0 | 0 | 0
[9 empty] | 2018-04-28 | 2018 | 17-18 | 0 | 0 | 0 | 0 | 0 | 0 | 0 | 0 | 618967 | 125931.5 | 142455.5 | 894396 | 0 | 0 | 0 | 0 | 0 | 0 | 0 | 0
[9 empty] | 2018-04-29 | 2018 | 17-18 | 0 | 0 | 0 | 0 | 0 | 0 | 0 | 0 | 618967 | 125931.5 | 142455.5 | 894396 | 0 | 0 | 0 | 0 | 0 | 0 | 0 | 0
[9 empty] | 2018-04-30 | 2018 | 17-18 | 0 | 0 | 0 | 0 | 0 | 0 | 0 | 0 | 618967 | 125931.5 | 142455.5 | 894396 | 0 | 0 | 0 | 0 | 0 | 0 | 0 | 0
[9 empty] | 2018-05-01 | 2018 | 17-18 | 0 | 0 | 0 | 0 | 0 | 0 | 0 | 0 | 618967 | 125931.5 | 142455.5 | 894396 | 0 | 0 | 0 | 0 | 0 | 0 | 0 | 0
[9 empty] | 2018-05-02 | 2018 | 17-18 | 0 | 0 | 0 | 0 | 0 | 0 | 0 | 0 | 618967 | 125931.5 | 142455.5 | 894396 | 0 | 0 | 0 | 0 | 0 | 0 | 0 | 0
[9 empty] | 2018-05-03 | 2018 | 17-18 | 0 | 0 | 0 | 0 | 0 | 0 | 0 | 0 | 618967 | 125931.5 | 142455.5 | 894396 | 0 | 0 | 0 | 0 | 0 | 0 | 0 | 0
[9 empty] | 2018-05-04 | 2018 | 17-18 | 0 | 0 | 0 | 0 | 0 | 0 | 0 | 0 | 618967 | 125931.5 | 142455.5 | 894396 | 0 | 0 | 0 | 0 | 0 | 0 | 0 | 0
[9 empty] | 2018-05-05 | 2018 | 17-18 | 0 | 0 | 0 | 0 | 0 | 0 | 0 | 0 | 618967 | 125931.5 | 142455.5 | 894396 | 0 | 0 | 0 | 0 | 0 | 0 | 0 | 0
[9 empty] | 2018-05-06 | 2018 | 17-18 | 0 | 0 | 0 | 0 | 0 | 0 | 0 | 0 | 618967 | 125931.5 | 142455.5 | 894396 | 0 | 0 | 0 | 0 | 0 | 0 | 0 | 0
[9 empty] | 2018-05-07 | 2018 | 17-18 | 0 | 0 | 0 | 0 | 0 | 0 | 0 | 0 | 618967 | 125931.5 | 142455.5 | 894396 | 0 | 0 | 0 | 0 | 0 | 0 | 0 | 0
[9 empty] | 2018-05-08 | 2018 | 17-18 | 0 | 0 | 0 | 0 | 0 | 0 | 0 | 0 | 618967 | 125931.5 | 142455.5 | 894396 | 0 | 0 | 0 | 0 | 0 | 0 | 0 | 0
[9 empty] | 2018-05-09 | 2018 | 17-18 | 0 | 0 | 0 | 0 | 0 | 0 | 0 | 0 | 618967 | 125931.5 | 142455.5 | 894396 | 0 | 0 | 0 | 0 | 0 | 0 | 0 | 0
[9 empty] | 2018-05-10 | 2018 | 17-18 | 0 | 0 | 0 | 0 | 0 | 0 | 0 | 0 | 618967 | 125931.5 | 142455.5 | 894396 | 0 | 0 | 0 | 0 | 0 | 0 | 0 | 0
[9 empty] | 2018-05-11 | 2018 | 17-18 | 0 | 0 | 0 | 0 | 0 | 0 | 0 | 0 | 618967 | 125931.5 | 142455.5 | 894396 | 0 | 0 | 0 | 0 | 0 | 0 | 0 | 0
[9 empty] | 2018-05-12 | 2018 | 17-18 | 0 | 0 | 0 | 0 | 0 | 0 | 0 | 0 | 618967 | 125931.5 | 142455.5 | 894396 | 0 | 0 | 0 | 0 | 0 | 0 | 0 | 0
[9 empty] | 2018-05-13 | 2018 | 17-18 | 0 | 0 | 0 | 0 | 0 | 0 | 0 | 0 | 618967 | 125931.5 | 142455.5 | 894396 | 0 | 0 | 0 | 0 | 0 | 0 | 0 | 0
[9 empty] | 2018-05-14 | 2018 | 17-18 | 0 | 0 | 0 | 0 | 0 | 0 | 0 | 0 | 618967 | 125931.5 | 142455.5 | 894396 | 0 | 0 | 0 | 0 | 0 | 0 | 0 | 0
[9 empty] | 2018-05-15 | 2018 | 17-18 | 0 | 0 | 0 | 0 | 0 | 0 | 0 | 0 | 618967 | 125931.5 | 142455.5 | 894396 | 0 | 0 | 0 | 0 | 0 | 0 | 0 | 0
[9 empty] | 2018-05-16 | 2018 | 17-18 | 0 | 0 | 0 | 0 | 0 | 0 | 0 | 0 | 618967 | 125931.5 | 142455.5 | 894396 | 0 | 0 | 0 | 0 | 0 | 0 | 0 | 0
[9 empty] | 2018-05-17 | 2018 | 17-18 | 0 | 0 | 0 | 0 | 0 | 0 | 0 | 0 | 618967 | 125931.5 | 142455.5 | 894396 | 0 | 0 | 0 | 0 | 0 | 0 | 0 | 0
[9 empty] | 2018-05-18 | 2018 | 17-18 | 0 | 0 | 0 | 0 | 0 | 0 | 0 | 0 | 618967 | 125931.5 | 142455.5 | 894396 | 0 | 0 | 0 | 0 | 0 | 0 | 0 | 0
[9 empty] | 2018-05-19 | 2018 | 17-18 | 0 | 0 | 0 | 0 | 0 | 0 | 0 | 0 | 618967 | 125931.5 | 142455.5 | 894396 | 0 | 0 | 0 | 0 | 0 | 0 | 0 | 0
[9 empty] | 2018-05-20 | 2018 | 17-18 | 0 | 0 | 0 | 0 | 0 | 0 | 0 | 0 | 618967 | 125931.5 | 142455.5 | 894396 | 0 | 0 | 0 | 0 | 0 | 0 | 0 | 0
[9 empty] | 2018-05-21 | 2018 | 17-18 | 0 | 0 | 0 | 0 | 0 | 0 | 0 | 0 | 618967 | 125931.5 | 142455.5 | 894396 | 0 | 0 | 0 | 0 | 0 | 0 | 0 | 0
[9 empty] | 2018-05-22 | 2018 | 17-18 | 0 | 0 | 0 | 0 | 0 | 0 | 0 | 0 | 618967 | 125931.5 | 142455.5 | 894396 | 0 | 0 | 0 | 0 | 0 | 0 | 0 | 0
[9 empty] | 2018-05-23 | 2018 | 17-18 | 0 | 0 | 0 | 0 | 0 | 0 | 0 | 0 | 618967 | 125931.5 | 142455.5 | 894396 | 0 | 0 | 0 | 0 | 0 | 0 | 0 | 0
[9 empty] | 2018-05-24 | 2018 | 17-18 | 0 | 0 | 0 | 0 | 0 | 0 | 0 | 0 | 618967 | 125931.5 | 142455.5 | 894396 | 0 | 0 | 0 | 0 | 0 | 0 | 0 | 0
[9 empty] | 2018-05-25 | 2018 | 17-18 | 0 | 0 | 0 | 0 | 0 | 0 | 0 | 0 | 618967 | 125931.5 | 142455.5 | 894396 | 0 | 0 | 0 | 0 | 0 | 0 | 0 | 0
[9 empty] | 2018-05-26 | 2018 | 17-18 | 0 | 0 | 0 | 0 | 0 | 0 | 0 | 0 | 618967 | 125931.5 | 142455.5 | 894396 | 0 | 0 | 0 | 0 | 0 | 0 | 0 | 0
[9 empty] | 2018-05-27 | 2018 | 17-18 | 0 | 0 | 0 | 0 | 0 | 0 | 0 | 0 | 618967 | 125931.5 | 142455.5 | 894396 | 0 | 0 | 0 | 0 | 0 | 0 | 0 | 0
[9 empty] | 2018-05-28 | 2018 | 17-18 | 0 | 0 | 0 | 0 | 0 | 0 | 0 | 0 | 618967 | 125931.5 | 142455.5 | 894396 | 0 | 0 | 0 | 0 | 0 | 0 | 0 | 0
[9 empty] | 2018-05-29 | 2018 | 17-18 | 0 | 0 | 0 | 0 | 0 | 0 | 0 | 0 | 618967 | 125931.5 | 142455.5 | 894396 | 0 | 0 | 0 | 0 | 0 | 0 | 0 | 0
[9 empty] | 2018-05-30 | 2018 | 17-18 | 0 | 0 | 0 | 0 | 0 | 0 | 0 | 0 | 618967 | 125931.5 | 142455.5 | 894396 | 0 | 0 | 0 | 0 | 0 | 0 | 0 | 0
[9 empty] | 2018-05-31 | 2018 | 17-18 | 0 | 0 | 0 | 0 | 0 | 0 | 0 | 0 | 618967 | 125931.5 | 142455.5 | 894396 | 0 | 0 | 0 | 0 | 0 | 0 | 0 | 0
[9 empty] | 2018-06-01 | 2018 | 17-18 | 0 | 0 | 0 | 0 | 0 | 0 | 0 | 0 | 618967 | 125931.5 | 142455.5 | 894396 | 0 | 0 | 0 | 0 | 0 | 0 | 0 | 0
[9 empty] | 2018-06-02 | 2018 | 17-18 | 0 | 0 | 0 | 0 | 0 | 0 | 0 | 0 | 618967 | 125931.5 | 142455.5 | 894396 | 0 | 0 | 0 | 0 | 0 | 0 | 0 | 0
[9 empty] | 2018-06-03 | 2018 | 17-18 | 0 | 0 | 0 | 0 | 0 | 0 | 0 | 0 | 618967 | 125931.5 | 142455.5 | 894396 | 0 | 0 | 0 | 0 | 0 | 0 | 0 | 0
[9 empty] | 2018-06-04 | 2018 | 17-18 | 0 | 0 | 0 | 0 | 0 | 0 | 0 | 0 | 618967 | 125931.5 | 142455.5 | 894396 | 0 | 0 | 0 | 0 | 0 | 0 | 0 | 0
[9 empty] | 2018-06-05 | 2018 | 17-18 | 0 | 0 | 0 | 0 | 0 | 0 | 0 | 0 | 618967 | 125931.5 | 142455.5 | 894396 | 0 | 0 | 0 | 0 | 0 | 0 | 0 | 0
[9 empty] | 2018-06-06 | 2018 | 17-18 | 0 | 0 | 0 | 0 | 0 | 0 | 0 | 0 | 618967 | 125931.5 | 142455.5 | 894396 | 0 | 0 | 0 | 0 | 0 | 0 | 0 | 0
[9 empty] | 2018-06-07 | 2018 | 17-18 | 0 | 0 | 0 | 0 | 0 | 0 | 0 | 0 | 618967 | 125931.5 | 142455.5 | 894396 | 0 | 0 | 0 | 0 | 0 | 0 | 0 | 0
[9 empty] | 2018-06-08 | 2018 | 17-18 | 0 | 0 | 0 | 0 | 0 | 0 | 0 | 0 | 618967 | 125931.5 | 142455.5 | 894396 | 0 | 0 | 0 | 0 | 0 | 0 | 0 | 0
[9 empty] | 2018-06-09 | 2018 | 17-18 | 0 | 0 | 0 | 0 | 0 | 0 | 0 | 0 | 618967 | 125931.5 | 142455.5 | 894396 | 0 | 0 | 0 | 0 | 0 | 0 | 0 | 0
[9 empty] | 2018-06-10 | 2018 | 17-18 | 0 | 0 | 0 | 0 | 0 | 0 | 0 | 0 | 618967 | 125931.5 | 142455.5 | 894396 | 0 | 0 | 0 | 0 | 0 | 0 | 0 | 0
[9 empty] | 2018-06-11 | 2018 | 17-18 | 0 | 0 | 0 | 0 | 0 | 0 | 0 | 0 | 618967 | 125931.5 | 142455.5 | 894396 | 0 | 0 | 0 | 0 | 0 | 0 | 0 | 0
[9 empty] | 2018-06-12 | 2018 | 17-18 | 0 | 0 | 0 | 0 | 0 | 0 | 0 | 0 | 618967 | 125931.5 | 142455.5 | 894396 | 0 | 0 | 0 | 0 | 0 | 0 | 0 | 0
[9 empty] | 2018-06-13 | 2018 | 17-18 | 0 | 0 | 0 | 0 | 0 | 0 | 0 | 0 | 618967 | 125931.5 | 142455.5 | 894396 | 0 | 0 | 0 | 0 | 0 | 0 | 0 | 0
[9 empty] | 2018-06-14 | 2018 | 17-18 | 0 | 0 | 753.62 | 753.62 | 0 | 0 | 0 | 0 | 618967 | 125931.5 | 142455.5 | 894396 | 0 | 0 | 0.0052902 | 0.0008426 | 0 | 0 | 0 | 0
[9 empty] | 2018-06-15 | 2018 | 17-18 | 0 | 0 | 0 | 0 | 0 | 0 | 0 | 0 | 618967 | 125931.5 | 142455.5 | 894396 | 0 | 0 | 0 | 0 | 0 | 0 | 0 | 0
[9 empty] | 2018-06-16 | 2018 | 17-18 | 0 | 0 | 0 | 0 | 0 | 0 | 0 | 0 | 618967 | 125931.5 | 142455.5 | 894396 | 0 | 0 | 0 | 0 | 0 | 0 | 0 | 0
[9 empty] | 2018-06-17 | 2018 | 17-18 | 0 | 0 | 0 | 0 | 0 | 0 | 0 | 0 | 618967 | 125931.5 | 142455.5 | 894396 | 0 | 0 | 0 | 0 | 0 | 0 | 0 | 0
[9 empty] | 2018-06-18 | 2018 | 17-18 | 0 | 0 | 0 | 0 | 0 | 0 | 0 | 0 | 618967 | 125931.5 | 142455.5 | 894396 | 0 | 0 | 0 | 0 | 0 | 0 | 0 | 0
[9 empty] | 2018-06-19 | 2018 | 17-18 | 0 | 0 | 0 | 0 | 0 | 0 | 0 | 0 | 618967 | 125931.5 | 142455.5 | 894396 | 0 | 0 | 0 | 0 | 0 | 0 | 0 | 0
[9 empty] | 2018-06-20 | 2018 | 17-18 | 0 | 0 | 0 | 0 | 0 | 0 | 0 | 0 | 618967 | 125931.5 | 142455.5 | 894396 | 0 | 0 | 0 | 0 | 0 | 0 | 0 | 0
[9 empty] | 2018-06-21 | 2018 | 17-18 | 0 | 0 | 0 | 0 | 0 | 0 | 0 | 0 | 618967 | 125931.5 | 142455.5 | 894396 | 0 | 0 | 0 | 0 | 0 | 0 | 0 | 0
[9 empty] | 2018-06-22 | 2018 | 17-18 | 0 | 0 | 0 | 0 | 0 | 0 | 0 | 0 | 618967 | 125931.5 | 142455.5 | 894396 | 0 | 0 | 0 | 0 | 0 | 0 | 0 | 0
[9 empty] | 2018-06-23 | 2018 | 17-18 | 0 | 0 | 0 | 0 | 0 | 0 | 0 | 0 | 618967 | 125931.5 | 142455.5 | 894396 | 0 | 0 | 0 | 0 | 0 | 0 | 0 | 0
[9 empty] | 2018-06-24 | 2018 | 17-18 | 0 | 0 | 11151.15 | 11151.15 | 0 | 0 | 45 | 45 | 618967 | 125931.5 | 142455.5 | 894396 | 0 | 0 | 0.078278 | 0.012468 | 0 | 0 | 0.00031589 | 5.0313e-05
[9 empty] | 2018-06-25 | 2018 | 17-18 | 0 | 0 | 0 | 0 | 0 | 0 | 0 | 0 | 618967 | 125931.5 | 142455.5 | 894396 | 0 | 0 | 0 | 0 | 0 | 0 | 0 | 0
[9 empty] | 2018-06-26 | 2018 | 17-18 | 0 | 0 | 0 | 0 | 0 | 0 | 0 | 0 | 618967 | 125931.5 | 142455.5 | 894396 | 0 | 0 | 0 | 0 | 0 | 0 | 0 | 0
[9 empty] | 2018-06-27 | 2018 | 17-18 | 0 | 0 | 0 | 0 | 0 | 0 | 0 | 0 | 618967 | 125931.5 | 142455.5 | 894396 | 0 | 0 | 0 | 0 | 0 | 0 | 0 | 0
[9 empty] | 2018-06-28 | 2018 | 17-18 | 0 | 0 | 0 | 0 | 0 | 0 | 0 | 0 | 618967 | 125931.5 | 142455.5 | 894396 | 0 | 0 | 0 | 0 | 0 | 0 | 0 | 0
[9 empty] | 2018-06-29 | 2018 | 17-18 | 0 | 0 | 0 | 0 | 0 | 0 | 0 | 0 | 618967 | 125931.5 | 142455.5 | 894396 | 0 | 0 | 0 | 0 | 0 | 0 | 0 | 0
[9 empty] | 2018-06-30 | 2018 | 17-18 | 0 | 0 | 0 | 0 | 0 | 0 | 0 | 0 | 618967 | 125931.5 | 142455.5 | 894396 | 0 | 0 | 0 | 0 | 0 | 0 | 0 | 0
[9 empty] | 2018-07-01 | 2019 | 18-19 | 0 | 0 | 0 | 0 | 0 | 0 | 0 | 0 | 623794 | 134225.5 | 137017.5 | 901912.5 | 0 | 0 | 0 | 0 | 0 | 0 | 0 | 0
[9 empty] | 2018-07-02 | 2019 | 18-19 | 0 | 0 | 0 | 0 | 0 | 0 | 0 | 0 | 623794 | 134225.5 | 137017.5 | 901912.5 | 0 | 0 | 0 | 0 | 0 | 0 | 0 | 0
[9 empty] | 2018-07-03 | 2019 | 18-19 | 0 | 0 | 0 | 0 | 0 | 0 | 0 | 0 | 623794 | 134225.5 | 137017.5 | 901912.5 | 0 | 0 | 0 | 0 | 0 | 0 | 0 | 0
[9 empty] | 2018-07-04 | 2019 | 18-19 | 0 | 0 | 0 | 0 | 0 | 0 | 0 | 0 | 623794 | 134225.5 | 137017.5 | 901912.5 | 0 | 0 | 0 | 0 | 0 | 0 | 0 | 0
[9 empty] | 2018-07-05 | 2019 | 18-19 | 0 | 0 | 0 | 0 | 0 | 0 | 0 | 0 | 623794 | 134225.5 | 137017.5 | 901912.5 | 0 | 0 | 0 | 0 | 0 | 0 | 0 | 0
[9 empty] | 2018-07-06 | 2019 | 18-19 | 0 | 0 | 112228.3312 | 112228.3312 | 0 | 0 | 700 | 700 | 623794 | 134225.5 | 137017.5 | 901912.5 | 0 | 0 | 0.81908 | 0.12443 | 0 | 0 | 0.0051088 | 0.00077613
[9 empty] | 2018-07-07 | 2019 | 18-19 | 0 | 0 | 0 | 0 | 0 | 0 | 0 | 0 | 623794 | 134225.5 | 137017.5 | 901912.5 | 0 | 0 | 0 | 0 | 0 | 0 | 0 | 0
[9 empty] | 2018-07-08 | 2019 | 18-19 | 0 | 0 | 0 | 0 | 0 | 0 | 0 | 0 | 623794 | 134225.5 | 137017.5 | 901912.5 | 0 | 0 | 0 | 0 | 0 | 0 | 0 | 0
[9 empty] | 2018-07-09 | 2019 | 18-19 | 0 | 0 | 0 | 0 | 0 | 0 | 0 | 0 | 623794 | 134225.5 | 137017.5 | 901912.5 | 0 | 0 | 0 | 0 | 0 | 0 | 0 | 0
[9 empty] | 2018-07-10 | 2019 | 18-19 | 0 | 0 | 0 | 0 | 0 | 0 | 0 | 0 | 623794 | 134225.5 | 137017.5 | 901912.5 | 0 | 0 | 0 | 0 | 0 | 0 | 0 | 0
[9 empty] | 2018-07-11 | 2019 | 18-19 | 0 | 0 | 0 | 0 | 0 | 0 | 0 | 0 | 623794 | 134225.5 | 137017.5 | 901912.5 | 0 | 0 | 0 | 0 | 0 | 0 | 0 | 0
[9 empty] | 2018-07-12 | 2019 | 18-19 | 0 | 0 | 0 | 0 | 0 | 0 | 0 | 0 | 623794 | 134225.5 | 137017.5 | 901912.5 | 0 | 0 | 0 | 0 | 0 | 0 | 0 | 0
[9 empty] | 2018-07-13 | 2019 | 18-19 | 0 | 0 | 0 | 0 | 0 | 0 | 0 | 0 | 623794 | 134225.5 | 137017.5 | 901912.5 | 0 | 0 | 0 | 0 | 0 | 0 | 0 | 0
[9 empty] | 2018-07-14 | 2019 | 18-19 | 0 | 0 | 0 | 0 | 0 | 0 | 0 | 0 | 623794 | 134225.5 | 137017.5 | 901912.5 | 0 | 0 | 0 | 0 | 0 | 0 | 0 | 0
[9 empty] | 2018-07-15 | 2019 | 18-19 | 0 | 0 | 0 | 0 | 0 | 0 | 0 | 0 | 623794 | 134225.5 | 137017.5 | 901912.5 | 0 | 0 | 0 | 0 | 0 | 0 | 0 | 0
[9 empty] | 2018-07-16 | 2019 | 18-19 | 0 | 0 | 0 | 0 | 0 | 0 | 0 | 0 | 623794 | 134225.5 | 137017.5 | 901912.5 | 0 | 0 | 0 | 0 | 0 | 0 | 0 | 0
[9 empty] | 2018-07-17 | 2019 | 18-19 | 0 | 0 | 0 | 0 | 0 | 0 | 0 | 0 | 623794 | 134225.5 | 137017.5 | 901912.5 | 0 | 0 | 0 | 0 | 0 | 0 | 0 | 0
[9 empty] | 2018-07-18 | 2019 | 18-19 | 0 | 0 | 0 | 0 | 0 | 0 | 0 | 0 | 623794 | 134225.5 | 137017.5 | 901912.5 | 0 | 0 | 0 | 0 | 0 | 0 | 0 | 0
[9 empty] | 2018-07-19 | 2019 | 18-19 | 0 | 0 | 12426.8524 | 12426.8524 | 0 | 0 | 44 | 44 | 623794 | 134225.5 | 137017.5 | 901912.5 | 0 | 0 | 0.090695 | 0.013778 | 0 | 0 | 0.00032113 | 4.8785e-05
[9 empty] | 2018-07-20 | 2019 | 18-19 | 0 | 0 | 0 | 0 | 0 | 0 | 0 | 0 | 623794 | 134225.5 | 137017.5 | 901912.5 | 0 | 0 | 0 | 0 | 0 | 0 | 0 | 0
[9 empty] | 2018-07-21 | 2019 | 18-19 | 0 | 0 | 0 | 0 | 0 | 0 | 0 | 0 | 623794 | 134225.5 | 137017.5 | 901912.5 | 0 | 0 | 0 | 0 | 0 | 0 | 0 | 0
[9 empty] | 2018-07-22 | 2019 | 18-19 | 0 | 0 | 0 | 0 | 0 | 0 | 0 | 0 | 623794 | 134225.5 | 137017.5 | 901912.5 | 0 | 0 | 0 | 0 | 0 | 0 | 0 | 0
[9 empty] | 2018-07-23 | 2019 | 18-19 | 0 | 0 | 0 | 0 | 0 | 0 | 0 | 0 | 623794 | 134225.5 | 137017.5 | 901912.5 | 0 | 0 | 0 | 0 | 0 | 0 | 0 | 0
[9 empty] | 2018-07-24 | 2019 | 18-19 | 0 | 0 | 0 | 0 | 0 | 0 | 0 | 0 | 623794 | 134225.5 | 137017.5 | 901912.5 | 0 | 0 | 0 | 0 | 0 | 0 | 0 | 0
[9 empty] | 2018-07-25 | 2019 | 18-19 | 0 | 0 | 13837.9578 | 13837.9578 | 0 | 0 | 204 | 204 | 623794 | 134225.5 | 137017.5 | 901912.5 | 0 | 0 | 0.10099 | 0.015343 | 0 | 0 | 0.0014889 | 0.00022619
[9 empty] | 2018-07-26 | 2019 | 18-19 | 0 | 0 | 6897.0027 | 6897.0027 | 0 | 0 | 44 | 44 | 623794 | 134225.5 | 137017.5 | 901912.5 | 0 | 0 | 0.050337 | 0.0076471 | 0 | 0 | 0.00032113 | 4.8785e-05
[9 empty] | 2018-07-27 | 2019 | 18-19 | 0 | 0 | 0 | 0 | 0 | 0 | 0 | 0 | 623794 | 134225.5 | 137017.5 | 901912.5 | 0 | 0 | 0 | 0 | 0 | 0 | 0 | 0
[9 empty] | 2018-07-28 | 2019 | 18-19 | 0 | 0 | 0 | 0 | 0 | 0 | 0 | 0 | 623794 | 134225.5 | 137017.5 | 901912.5 | 0 | 0 | 0 | 0 | 0 | 0 | 0 | 0
[9 empty] | 2018-07-29 | 2019 | 18-19 | 0 | 0 | 40107.7556 | 40107.7556 | 0 | 0 | 300 | 300 | 623794 | 134225.5 | 137017.5 | 901912.5 | 0 | 0 | 0.29272 | 0.04447 | 0 | 0 | 0.0021895 | 0.00033263
[9 empty] | 2018-07-30 | 2019 | 18-19 | 0 | 0 | 0 | 0 | 0 | 0 | 0 | 0 | 623794 | 134225.5 | 137017.5 | 901912.5 | 0 | 0 | 0 | 0 | 0 | 0 | 0 | 0
[9 empty] | 2018-07-31 | 2019 | 18-19 | 0 | 0 | 0 | 0 | 0 | 0 | 0 | 0 | 623794 | 134225.5 | 137017.5 | 901912.5 | 0 | 0 | 0 | 0 | 0 | 0 | 0 | 0
[9 empty] | 2018-08-01 | 2019 | 18-19 | 0 | 0 | 0 | 0 | 0 | 0 | 0 | 0 | 623794 | 134225.5 | 137017.5 | 901912.5 | 0 | 0 | 0 | 0 | 0 | 0 | 0 | 0
[9 empty] | 2018-08-02 | 2019 | 18-19 | 0 | 0 | 0 | 0 | 0 | 0 | 0 | 0 | 623794 | 134225.5 | 137017.5 | 901912.5 | 0 | 0 | 0 | 0 | 0 | 0 | 0 | 0
[9 empty] | 2018-08-03 | 2019 | 18-19 | 0 | 0 | 0 | 0 | 0 | 0 | 0 | 0 | 623794 | 134225.5 | 137017.5 | 901912.5 | 0 | 0 | 0 | 0 | 0 | 0 | 0 | 0
[9 empty] | 2018-08-04 | 2019 | 18-19 | 0 | 0 | 0 | 0 | 0 | 0 | 0 | 0 | 623794 | 134225.5 | 137017.5 | 901912.5 | 0 | 0 | 0 | 0 | 0 | 0 | 0 | 0
[9 empty] | 2018-08-05 | 2019 | 18-19 | 0 | 0 | 0 | 0 | 0 | 0 | 0 | 0 | 623794 | 134225.5 | 137017.5 | 901912.5 | 0 | 0 | 0 | 0 | 0 | 0 | 0 | 0
[9 empty] | 2018-08-06 | 2019 | 18-19 | 0 | 0 | 0 | 0 | 0 | 0 | 0 | 0 | 623794 | 134225.5 | 137017.5 | 901912.5 | 0 | 0 | 0 | 0 | 0 | 0 | 0 | 0
[9 empty] | 2018-08-07 | 2019 | 18-19 | 0 | 0 | 0 | 0 | 0 | 0 | 0 | 0 | 623794 | 134225.5 | 137017.5 | 901912.5 | 0 | 0 | 0 | 0 | 0 | 0 | 0 | 0
[9 empty] | 2018-08-08 | 2019 | 18-19 | 0 | 0 | 0 | 0 | 0 | 0 | 0 | 0 | 623794 | 134225.5 | 137017.5 | 901912.5 | 0 | 0 | 0 | 0 | 0 | 0 | 0 | 0
[9 empty] | 2018-08-09 | 2019 | 18-19 | 0 | 0 | 0 | 0 | 0 | 0 | 0 | 0 | 623794 | 134225.5 | 137017.5 | 901912.5 | 0 | 0 | 0 | 0 | 0 | 0 | 0 | 0
[9 empty] | 2018-08-10 | 2019 | 18-19 | 0 | 0 | 0 | 0 | 0 | 0 | 0 | 0 | 623794 | 134225.5 | 137017.5 | 901912.5 | 0 | 0 | 0 | 0 | 0 | 0 | 0 | 0
[9 empty] | 2018-08-11 | 2019 | 18-19 | 0 | 0 | 0 | 0 | 0 | 0 | 0 | 0 | 623794 | 134225.5 | 137017.5 | 901912.5 | 0 | 0 | 0 | 0 | 0 | 0 | 0 | 0
[9 empty] | 2018-08-12 | 2019 | 18-19 | 0 | 0 | 0 | 0 | 0 | 0 | 0 | 0 | 623794 | 134225.5 | 137017.5 | 901912.5 | 0 | 0 | 0 | 0 | 0 | 0 | 0 | 0
[9 empty] | 2018-08-13 | 2019 | 18-19 | 0 | 0 | 0 | 0 | 0 | 0 | 0 | 0 | 623794 | 134225.5 | 137017.5 | 901912.5 | 0 | 0 | 0 | 0 | 0 | 0 | 0 | 0
[9 empty] | 2018-08-14 | 2019 | 18-19 | 0 | 0 | 0 | 0 | 0 | 0 | 0 | 0 | 623794 | 134225.5 | 137017.5 | 901912.5 | 0 | 0 | 0 | 0 | 0 | 0 | 0 | 0
[9 empty] | 2018-08-15 | 2019 | 18-19 | 0 | 0 | 0 | 0 | 0 | 0 | 0 | 0 | 623794 | 134225.5 | 137017.5 | 901912.5 | 0 | 0 | 0 | 0 | 0 | 0 | 0 | 0
[9 empty] | 2018-08-16 | 2019 | 18-19 | 0 | 0 | 0 | 0 | 0 | 0 | 0 | 0 | 623794 | 134225.5 | 137017.5 | 901912.5 | 0 | 0 | 0 | 0 | 0 | 0 | 0 | 0
[9 empty] | 2018-08-17 | 2019 | 18-19 | 0 | 0 | 0 | 0 | 0 | 0 | 0 | 0 | 623794 | 134225.5 | 137017.5 | 901912.5 | 0 | 0 | 0 | 0 | 0 | 0 | 0 | 0
[9 empty] | 2018-08-18 | 2019 | 18-19 | 0 | 0 | 54345.0333 | 54345.0333 | 0 | 0 | 204 | 204 | 623794 | 134225.5 | 137017.5 | 901912.5 | 0 | 0 | 0.39663 | 0.060255 | 0 | 0 | 0.0014889 | 0.00022619
[9 empty] | 2018-08-19 | 2019 | 18-19 | 0 | 0 | 0 | 0 | 0 | 0 | 0 | 0 | 623794 | 134225.5 | 137017.5 | 901912.5 | 0 | 0 | 0 | 0 | 0 | 0 | 0 | 0
[9 empty] | 2018-08-20 | 2019 | 18-19 | 0 | 0 | 0 | 0 | 0 | 0 | 0 | 0 | 623794 | 134225.5 | 137017.5 | 901912.5 | 0 | 0 | 0 | 0 | 0 | 0 | 0 | 0
[9 empty] | 2018-08-21 | 2019 | 18-19 | 0 | 0 | 0 | 0 | 0 | 0 | 0 | 0 | 623794 | 134225.5 | 137017.5 | 901912.5 | 0 | 0 | 0 | 0 | 0 | 0 | 0 | 0
[9 empty] | 2018-08-22 | 2019 | 18-19 | 0 | 0 | 0 | 0 | 0 | 0 | 0 | 0 | 623794 | 134225.5 | 137017.5 | 901912.5 | 0 | 0 | 0 | 0 | 0 | 0 | 0 | 0
[9 empty] | 2018-08-23 | 2019 | 18-19 | 0 | 0 | 0 | 0 | 0 | 0 | 0 | 0 | 623794 | 134225.5 | 137017.5 | 901912.5 | 0 | 0 | 0 | 0 | 0 | 0 | 0 | 0
[9 empty] | 2018-08-24 | 2019 | 18-19 | 0 | 0 | 0 | 0 | 0 | 0 | 0 | 0 | 623794 | 134225.5 | 137017.5 | 901912.5 | 0 | 0 | 0 | 0 | 0 | 0 | 0 | 0
[9 empty] | 2018-08-25 | 2019 | 18-19 | 0 | 0 | 0 | 0 | 0 | 0 | 0 | 0 | 623794 | 134225.5 | 137017.5 | 901912.5 | 0 | 0 | 0 | 0 | 0 | 0 | 0 | 0
[9 empty] | 2018-08-26 | 2019 | 18-19 | 0 | 0 | 0 | 0 | 0 | 0 | 0 | 0 | 623794 | 134225.5 | 137017.5 | 901912.5 | 0 | 0 | 0 | 0 | 0 | 0 | 0 | 0
[9 empty] | 2018-08-27 | 2019 | 18-19 | 0 | 0 | 0 | 0 | 0 | 0 | 0 | 0 | 623794 | 134225.5 | 137017.5 | 901912.5 | 0 | 0 | 0 | 0 | 0 | 0 | 0 | 0
[9 empty] | 2018-08-28 | 2019 | 18-19 | 0 | 0 | 0 | 0 | 0 | 0 | 0 | 0 | 623794 | 134225.5 | 137017.5 | 901912.5 | 0 | 0 | 0 | 0 | 0 | 0 | 0 | 0
[9 empty] | 2018-08-29 | 2019 | 18-19 | 0 | 0 | 0 | 0 | 0 | 0 | 0 | 0 | 623794 | 134225.5 | 137017.5 | 901912.5 | 0 | 0 | 0 | 0 | 0 | 0 | 0 | 0
[9 empty] | 2018-08-30 | 2019 | 18-19 | 0 | 0 | 0 | 0 | 0 | 0 | 0 | 0 | 623794 | 134225.5 | 137017.5 | 901912.5 | 0 | 0 | 0 | 0 | 0 | 0 | 0 | 0
[9 empty] | 2018-08-31 | 2019 | 18-19 | 0 | 0 | 0 | 0 | 0 | 0 | 0 | 0 | 623794 | 134225.5 | 137017.5 | 901912.5 | 0 | 0 | 0 | 0 | 0 | 0 | 0 | 0
[9 empty] | 2018-09-01 | 2019 | 18-19 | 0 | 0 | 0 | 0 | 0 | 0 | 0 | 0 | 623794 | 134225.5 | 137017.5 | 901912.5 | 0 | 0 | 0 | 0 | 0 | 0 | 0 | 0
[9 empty] | 2018-09-02 | 2019 | 18-19 | 0 | 0 | 0 | 0 | 0 | 0 | 0 | 0 | 623794 | 134225.5 | 137017.5 | 901912.5 | 0 | 0 | 0 | 0 | 0 | 0 | 0 | 0
[9 empty] | 2018-09-03 | 2019 | 18-19 | 0 | 0 | 0 | 0 | 0 | 0 | 0 | 0 | 623794 | 134225.5 | 137017.5 | 901912.5 | 0 | 0 | 0 | 0 | 0 | 0 | 0 | 0
[9 empty] | 2018-09-04 | 2019 | 18-19 | 0 | 0 | 0 | 0 | 0 | 0 | 0 | 0 | 623794 | 134225.5 | 137017.5 | 901912.5 | 0 | 0 | 0 | 0 | 0 | 0 | 0 | 0
[9 empty] | 2018-09-05 | 2019 | 18-19 | 0 | 0 | 0 | 0 | 0 | 0 | 0 | 0 | 623794 | 134225.5 | 137017.5 | 901912.5 | 0 | 0 | 0 | 0 | 0 | 0 | 0 | 0
[9 empty] | 2018-09-06 | 2019 | 18-19 | 0 | 0 | 0 | 0 | 0 | 0 | 0 | 0 | 623794 | 134225.5 | 137017.5 | 901912.5 | 0 | 0 | 0 | 0 | 0 | 0 | 0 | 0
[9 empty] | 2018-09-07 | 2019 | 18-19 | 0 | 0 | 0 | 0 | 0 | 0 | 0 | 0 | 623794 | 134225.5 | 137017.5 | 901912.5 | 0 | 0 | 0 | 0 | 0 | 0 | 0 | 0
[9 empty] | 2018-09-08 | 2019 | 18-19 | 0 | 0 | 0 | 0 | 0 | 0 | 0 | 0 | 623794 | 134225.5 | 137017.5 | 901912.5 | 0 | 0 | 0 | 0 | 0 | 0 | 0 | 0
[9 empty] | 2018-09-09 | 2019 | 18-19 | 0 | 0 | 0 | 0 | 0 | 0 | 0 | 0 | 623794 | 134225.5 | 137017.5 | 901912.5 | 0 | 0 | 0 | 0 | 0 | 0 | 0 | 0
[9 empty] | 2018-09-10 | 2019 | 18-19 | 0 | 0 | 0 | 0 | 0 | 0 | 0 | 0 | 623794 | 134225.5 | 137017.5 | 901912.5 | 0 | 0 | 0 | 0 | 0 | 0 | 0 | 0
[9 empty] | 2018-09-11 | 2019 | 18-19 | 0 | 0 | 0 | 0 | 0 | 0 | 0 | 0 | 623794 | 134225.5 | 137017.5 | 901912.5 | 0 | 0 | 0 | 0 | 0 | 0 | 0 | 0
[9 empty] | 2018-09-12 | 2019 | 18-19 | 0 | 0 | 0 | 0 | 0 | 0 | 0 | 0 | 623794 | 134225.5 | 137017.5 | 901912.5 | 0 | 0 | 0 | 0 | 0 | 0 | 0 | 0
[9 empty] | 2018-09-13 | 2019 | 18-19 | 0 | 0 | 0 | 0 | 0 | 0 | 0 | 0 | 623794 | 134225.5 | 137017.5 | 901912.5 | 0 | 0 | 0 | 0 | 0 | 0 | 0 | 0
[9 empty] | 2018-09-14 | 2019 | 18-19 | 0 | 0 | 0 | 0 | 0 | 0 | 0 | 0 | 623794 | 134225.5 | 137017.5 | 901912.5 | 0 | 0 | 0 | 0 | 0 | 0 | 0 | 0
[9 empty] | 2018-09-15 | 2019 | 18-19 | 0 | 0 | 0 | 0 | 0 | 0 | 0 | 0 | 623794 | 134225.5 | 137017.5 | 901912.5 | 0 | 0 | 0 | 0 | 0 | 0 | 0 | 0
[9 empty] | 2018-09-16 | 2019 | 18-19 | 0 | 0 | 0 | 0 | 0 | 0 | 0 | 0 | 623794 | 134225.5 | 137017.5 | 901912.5 | 0 | 0 | 0 | 0 | 0 | 0 | 0 | 0
[9 empty] | 2018-09-17 | 2019 | 18-19 | 0 | 0 | 0 | 0 | 0 | 0 | 0 | 0 | 623794 | 134225.5 | 137017.5 | 901912.5 | 0 | 0 | 0 | 0 | 0 | 0 | 0 | 0
[9 empty] | 2018-09-18 | 2019 | 18-19 | 0 | 0 | 0 | 0 | 0 | 0 | 0 | 0 | 623794 | 134225.5 | 137017.5 | 901912.5 | 0 | 0 | 0 | 0 | 0 | 0 | 0 | 0
[9 empty] | 2018-09-19 | 2019 | 18-19 | 0 | 0 | 0 | 0 | 0 | 0 | 0 | 0 | 623794 | 134225.5 | 137017.5 | 901912.5 | 0 | 0 | 0 | 0 | 0 | 0 | 0 | 0
[9 empty] | 2018-09-20 | 2019 | 18-19 | 0 | 0 | 0 | 0 | 0 | 0 | 0 | 0 | 623794 | 134225.5 | 137017.5 | 901912.5 | 0 | 0 | 0 | 0 | 0 | 0 | 0 | 0
[9 empty] | 2018-09-21 | 2019 | 18-19 | 0 | 0 | 0 | 0 | 0 | 0 | 0 | 0 | 623794 | 134225.5 | 137017.5 | 901912.5 | 0 | 0 | 0 | 0 | 0 | 0 | 0 | 0
[9 empty] | 2018-09-22 | 2019 | 18-19 | 0 | 0 | 16222.3117 | 16222.3117 | 0 | 0 | 82 | 82 | 623794 | 134225.5 | 137017.5 | 901912.5 | 0 | 0 | 0.1184 | 0.017987 | 0 | 0 | 0.00059846 | 9.0918e-05
[9 empty] | 2018-09-23 | 2019 | 18-19 | 0 | 0 | 0 | 0 | 0 | 0 | 0 | 0 | 623794 | 134225.5 | 137017.5 | 901912.5 | 0 | 0 | 0 | 0 | 0 | 0 | 0 | 0
[9 empty] | 2018-09-24 | 2019 | 18-19 | 0 | 0 | 0 | 0 | 0 | 0 | 0 | 0 | 623794 | 134225.5 | 137017.5 | 901912.5 | 0 | 0 | 0 | 0 | 0 | 0 | 0 | 0
[9 empty] | 2018-09-25 | 2019 | 18-19 | 0 | 0 | 0 | 0 | 0 | 0 | 0 | 0 | 623794 | 134225.5 | 137017.5 | 901912.5 | 0 | 0 | 0 | 0 | 0 | 0 | 0 | 0
[9 empty] | 2018-09-26 | 2019 | 18-19 | 0 | 0 | 0 | 0 | 0 | 0 | 0 | 0 | 623794 | 134225.5 | 137017.5 | 901912.5 | 0 | 0 | 0 | 0 | 0 | 0 | 0 | 0
[9 empty] | 2018-09-27 | 2019 | 18-19 | 0 | 0 | 0 | 0 | 0 | 0 | 0 | 0 | 623794 | 134225.5 | 137017.5 | 901912.5 | 0 | 0 | 0 | 0 | 0 | 0 | 0 | 0
[9 empty] | 2018-09-28 | 2019 | 18-19 | 0 | 0 | 0 | 0 | 0 | 0 | 0 | 0 | 623794 | 134225.5 | 137017.5 | 901912.5 | 0 | 0 | 0 | 0 | 0 | 0 | 0 | 0
[9 empty] | 2018-09-29 | 2019 | 18-19 | 0 | 0 | 0 | 0 | 0 | 0 | 0 | 0 | 623794 | 134225.5 | 137017.5 | 901912.5 | 0 | 0 | 0 | 0 | 0 | 0 | 0 | 0
[9 empty] | 2018-09-30 | 2019 | 18-19 | 0 | 0 | 0 | 0 | 0 | 0 | 0 | 0 | 623794 | 134225.5 | 137017.5 | 901912.5 | 0 | 0 | 0 | 0 | 0 | 0 | 0 | 0
[9 empty] | 2018-10-01 | 2019 | 18-19 | 0 | 0 | 0 | 0 | 0 | 0 | 0 | 0 | 623794 | 134225.5 | 137017.5 | 901912.5 | 0 | 0 | 0 | 0 | 0 | 0 | 0 | 0
[9 empty] | 2018-10-02 | 2019 | 18-19 | 0 | 0 | 0 | 0 | 0 | 0 | 0 | 0 | 623794 | 134225.5 | 137017.5 | 901912.5 | 0 | 0 | 0 | 0 | 0 | 0 | 0 | 0
[9 empty] | 2018-10-03 | 2019 | 18-19 | 0 | 0 | 0 | 0 | 0 | 0 | 0 | 0 | 623794 | 134225.5 | 137017.5 | 901912.5 | 0 | 0 | 0 | 0 | 0 | 0 | 0 | 0
[9 empty] | 2018-10-04 | 2019 | 18-19 | 0 | 0 | 0 | 0 | 0 | 0 | 0 | 0 | 623794 | 134225.5 | 137017.5 | 901912.5 | 0 | 0 | 0 | 0 | 0 | 0 | 0 | 0
[9 empty] | 2018-10-05 | 2019 | 18-19 | 0 | 0 | 0 | 0 | 0 | 0 | 0 | 0 | 623794 | 134225.5 | 137017.5 | 901912.5 | 0 | 0 | 0 | 0 | 0 | 0 | 0 | 0
[9 empty] | 2018-10-06 | 2019 | 18-19 | 0 | 0 | 0 | 0 | 0 | 0 | 0 | 0 | 623794 | 134225.5 | 137017.5 | 901912.5 | 0 | 0 | 0 | 0 | 0 | 0 | 0 | 0
[9 empty] | 2018-10-07 | 2019 | 18-19 | 0 | 0 | 0 | 0 | 0 | 0 | 0 | 0 | 623794 | 134225.5 | 137017.5 | 901912.5 | 0 | 0 | 0 | 0 | 0 | 0 | 0 | 0
[9 empty] | 2018-10-08 | 2019 | 18-19 | 0 | 0 | 0 | 0 | 0 | 0 | 0 | 0 | 623794 | 134225.5 | 137017.5 | 901912.5 | 0 | 0 | 0 | 0 | 0 | 0 | 0 | 0
[9 empty] | 2018-10-09 | 2019 | 18-19 | 0 | 0 | 0 | 0 | 0 | 0 | 0 | 0 | 623794 | 134225.5 | 137017.5 | 901912.5 | 0 | 0 | 0 | 0 | 0 | 0 | 0 | 0
[9 empty] | 2018-10-10 | 2019 | 18-19 | 0 | 0 | 0 | 0 | 0 | 0 | 0 | 0 | 623794 | 134225.5 | 137017.5 | 901912.5 | 0 | 0 | 0 | 0 | 0 | 0 | 0 | 0
[9 empty] | 2018-10-11 | 2019 | 18-19 | 0 | 0 | 0 | 0 | 0 | 0 | 0 | 0 | 623794 | 134225.5 | 137017.5 | 901912.5 | 0 | 0 | 0 | 0 | 0 | 0 | 0 | 0
[9 empty] | 2018-10-12 | 2019 | 18-19 | 0 | 0 | 0 | 0 | 0 | 0 | 0 | 0 | 623794 | 134225.5 | 137017.5 | 901912.5 | 0 | 0 | 0 | 0 | 0 | 0 | 0 | 0
[9 empty] | 2018-10-13 | 2019 | 18-19 | 0 | 0 | 0 | 0 | 0 | 0 | 0 | 0 | 623794 | 134225.5 | 137017.5 | 901912.5 | 0 | 0 | 0 | 0 | 0 | 0 | 0 | 0
[9 empty] | 2018-10-14 | 2019 | 18-19 | 0 | 0 | 14364.1158 | 14364.1158 | 0 | 0 | 35 | 35 | 623794 | 134225.5 | 137017.5 | 901912.5 | 0 | 0 | 0.10483 | 0.015926 | 0 | 0 | 0.00025544 | 3.8806e-05
[9 empty] | 2018-10-15 | 2019 |  | 0 | 0 | 0 | 0 | 0 | 0 | 0 | 0 | 623794 | 134225.5 | 137017.5 | 901912.5 | 0 | 0 | 0 | 0 | 0 | 0 | 0 | 0
[9 empty] | 2018-10-16 | 2019 | 18-19 | 0 | 0 | 16378.9895 | 16378.9895 | 0 | 0 | 200 | 200 | 623794 | 134225.5 | 137017.5 | 901912.5 | 0 | 0 | 0.11954 | 0.01816 | 0 | 0 | 0.0014597 | 0.00022175
[9 empty] | 2018-10-17 | 2019 | 18-19 | 0 | 0 | 0 | 0 | 0 | 0 | 0 | 0 | 623794 | 134225.5 | 137017.5 | 901912.5 | 0 | 0 | 0 | 0 | 0 | 0 | 0 | 0
[9 empty] | 2018-10-18 | 2019 | 18-19 | 0 | 0 | 1322.4005 | 1322.4005 | 0 | 0 | 9.6667 | 9.6667 | 623794 | 134225.5 | 137017.5 | 901912.5 | 0 | 0 | 0.0096513 | 0.0014662 | 0 | 0 | 7.0551e-05 | 1.0718e-05
[9 empty] | 2018-10-19 | 2019 | 18-19 | 0 | 0 | 0 | 0 | 0 | 0 | 0 | 0 | 623794 | 134225.5 | 137017.5 | 901912.5 | 0 | 0 | 0 | 0 | 0 | 0 | 0 | 0
[9 empty] | 2018-10-20 | 2019 | 18-19 | 0 | 0 | 0 | 0 | 0 | 0 | 0 | 0 | 623794 | 134225.5 | 137017.5 | 901912.5 | 0 | 0 | 0 | 0 | 0 | 0 | 0 | 0
[9 empty] | 2018-10-21 | 2019 | 18-19 | 0 | 0 | 0 | 0 | 0 | 0 | 0 | 0 | 623794 | 134225.5 | 137017.5 | 901912.5 | 0 | 0 | 0 | 0 | 0 | 0 | 0 | 0
[9 empty] | 2018-10-22 | 2019 | 18-19 | 0 | 0 | 0 | 0 | 0 | 0 | 0 | 0 | 623794 | 134225.5 | 137017.5 | 901912.5 | 0 | 0 | 0 | 0 | 0 | 0 | 0 | 0
[9 empty] | 2018-10-23 | 2019 | 18-19 | 0 | 0 | 0 | 0 | 0 | 0 | 0 | 0 | 623794 | 134225.5 | 137017.5 | 901912.5 | 0 | 0 | 0 | 0 | 0 | 0 | 0 | 0
[9 empty] | 2018-10-24 | 2019 | 18-19 | 0 | 0 | 0 | 0 | 0 | 0 | 0 | 0 | 623794 | 134225.5 | 137017.5 | 901912.5 | 0 | 0 | 0 | 0 | 0 | 0 | 0 | 0
[9 empty] | 2018-10-25 | 2019 | 18-19 | 0 | 0 | 0 | 0 | 0 | 0 | 0 | 0 | 623794 | 134225.5 | 137017.5 | 901912.5 | 0 | 0 | 0 | 0 | 0 | 0 | 0 | 0
[9 empty] | 2018-10-26 | 2019 | 18-19 | 0 | 0 | 0 | 0 | 0 | 0 | 0 | 0 | 623794 | 134225.5 | 137017.5 | 901912.5 | 0 | 0 | 0 | 0 | 0 | 0 | 0 | 0
[9 empty] | 2018-10-27 | 2019 | 18-19 | 0 | 0 | 0 | 0 | 0 | 0 | 0 | 0 | 623794 | 134225.5 | 137017.5 | 901912.5 | 0 | 0 | 0 | 0 | 0 | 0 | 0 | 0
[9 empty] | 2018-10-28 | 2019 | 18-19 | 0 | 0 | 0 | 0 | 0 | 0 | 0 | 0 | 623794 | 134225.5 | 137017.5 | 901912.5 | 0 | 0 | 0 | 0 | 0 | 0 | 0 | 0
[9 empty] | 2018-10-29 | 2019 | 18-19 | 0 | 0 | 0 | 0 | 0 | 0 | 0 | 0 | 623794 | 134225.5 | 137017.5 | 901912.5 | 0 | 0 | 0 | 0 | 0 | 0 | 0 | 0
[9 empty] | 2018-10-30 | 2019 | 18-19 | 0 | 0 | 0 | 0 | 0 | 0 | 0 | 0 | 623794 | 134225.5 | 137017.5 | 901912.5 | 0 | 0 | 0 | 0 | 0 | 0 | 0 | 0
[9 empty] | 2018-10-31 | 2019 | 18-19 | 0 | 0 | 0 | 0 | 0 | 0 | 0 | 0 | 623794 | 134225.5 | 137017.5 | 901912.5 | 0 | 0 | 0 | 0 | 0 | 0 | 0 | 0
[9 empty] | 2018-11-01 | 2019 | 18-19 | 0 | 0 | 59883.829 | 59883.829 | 0 | 0 | 403 | 403 | 623794 | 134225.5 | 137017.5 | 901912.5 | 0 | 0 | 0.43705 | 0.066396 | 0 | 0 | 0.0029412 | 0.00044683
[9 empty] | 2018-11-02 | 2019 |  | 0 | 0 | 377886.9515 | 377886.9515 | 0 | 0 | 502 | 502 | 623794 | 134225.5 | 137017.5 | 901912.5 | 0 | 0 | 2.7579 | 0.41898 | 0 | 0 | 0.0036638 | 0.0005566
[9 empty] | 2018-11-03 | 2019 | 18-19 | 0 | 0 | 0 | 0 | 0 | 0 | 0 | 0 | 623794 | 134225.5 | 137017.5 | 901912.5 | 0 | 0 | 0 | 0 | 0 | 0 | 0 | 0
[9 empty] | 2018-11-04 | 2019 | 18-19 | 0 | 0 | 40539.5149 | 40539.5149 | 0 | 0 | 314 | 314 | 623794 | 134225.5 | 137017.5 | 901912.5 | 0 | 0 | 0.29587 | 0.044948 | 0 | 0 | 0.0022917 | 0.00034815
[9 empty] | 2018-11-05 | 2019 | 18-19 | 0 | 0 | 791.2 | 791.2 | 0 | 0 | 0 | 0 | 623794 | 134225.5 | 137017.5 | 901912.5 | 0 | 0 | 0.0057744 | 0.00087725 | 0 | 0 | 0 | 0
[9 empty] | 2018-11-06 | 2019 | 18-19 | 0 | 0 | 0 | 0 | 0 | 0 | 0 | 0 | 623794 | 134225.5 | 137017.5 | 901912.5 | 0 | 0 | 0 | 0 | 0 | 0 | 0 | 0
[9 empty] | 2018-11-07 | 2019 | 18-19 | 0 | 0 | 0 | 0 | 0 | 0 | 0 | 0 | 623794 | 134225.5 | 137017.5 | 901912.5 | 0 | 0 | 0 | 0 | 0 | 0 | 0 | 0
[9 empty] | 2018-11-08 | 2019 | 18-19 | 0 | 0 | 0 | 0 | 0 | 0 | 0 | 0 | 623794 | 134225.5 | 137017.5 | 901912.5 | 0 | 0 | 0 | 0 | 0 | 0 | 0 | 0
[9 empty] | 2018-11-09 | 2019 | 18-19 | 0 | 0 | 0 | 0 | 0 | 0 | 0 | 0 | 623794 | 134225.5 | 137017.5 | 901912.5 | 0 | 0 | 0 | 0 | 0 | 0 | 0 | 0
[9 empty] | 2018-11-10 | 2019 | 18-19 | 0 | 0 | 0 | 0 | 0 | 0 | 0 | 0 | 623794 | 134225.5 | 137017.5 | 901912.5 | 0 | 0 | 0 | 0 | 0 | 0 | 0 | 0
[9 empty] | 2018-11-11 | 2019 | 18-19 | 0 | 0 | 0 | 0 | 0 | 0 | 0 | 0 | 623794 | 134225.5 | 137017.5 | 901912.5 | 0 | 0 | 0 | 0 | 0 | 0 | 0 | 0
[9 empty] | 2018-11-12 | 2019 | 18-19 | 0 | 0 | 0 | 0 | 0 | 0 | 0 | 0 | 623794 | 134225.5 | 137017.5 | 901912.5 | 0 | 0 | 0 | 0 | 0 | 0 | 0 | 0
[9 empty] | 2018-11-13 | 2019 | 18-19 | 0 | 0 | 70867.0523 | 70867.0523 | 0 | 0 | 161 | 161 | 623794 | 134225.5 | 137017.5 | 901912.5 | 0 | 0 | 0.51721 | 0.078574 | 0 | 0 | 0.001175 | 0.00017851
[9 empty] | 2018-11-14 | 2019 | 18-19 | 0 | 0 | 0 | 0 | 0 | 0 | 0 | 0 | 623794 | 134225.5 | 137017.5 | 901912.5 | 0 | 0 | 0 | 0 | 0 | 0 | 0 | 0
[9 empty] | 2018-11-15 | 2019 | 18-19 | 0 | 0 | 0 | 0 | 0 | 0 | 0 | 0 | 623794 | 134225.5 | 137017.5 | 901912.5 | 0 | 0 | 0 | 0 | 0 | 0 | 0 | 0
[9 empty] | 2018-11-16 | 2019 | 18-19 | 0 | 0 | 0 | 0 | 0 | 0 | 0 | 0 | 623794 | 134225.5 | 137017.5 | 901912.5 | 0 | 0 | 0 | 0 | 0 | 0 | 0 | 0
[9 empty] | 2018-11-17 | 2019 | 18-19 | 0 | 0 | 0 | 0 | 0 | 0 | 0 | 0 | 623794 | 134225.5 | 137017.5 | 901912.5 | 0 | 0 | 0 | 0 | 0 | 0 | 0 | 0
[9 empty] | 2018-11-18 | 2019 | 18-19 | 0 | 0 | 0 | 0 | 0 | 0 | 0 | 0 | 623794 | 134225.5 | 137017.5 | 901912.5 | 0 | 0 | 0 | 0 | 0 | 0 | 0 | 0
[9 empty] | 2018-11-19 | 2019 | 18-19 | 0 | 0 | 0 | 0 | 0 | 0 | 0 | 0 | 623794 | 134225.5 | 137017.5 | 901912.5 | 0 | 0 | 0 | 0 | 0 | 0 | 0 | 0
[9 empty] | 2018-11-20 | 2019 | 18-19 | 0 | 0 | 0 | 0 | 0 | 0 | 0 | 0 | 623794 | 134225.5 | 137017.5 | 901912.5 | 0 | 0 | 0 | 0 | 0 | 0 | 0 | 0
[9 empty] | 2018-11-21 | 2019 |  | 0 | 0 | 0 | 0 | 0 | 0 | 0 | 0 | 623794 | 134225.5 | 137017.5 | 901912.5 | 0 | 0 | 0 | 0 | 0 | 0 | 0 | 0
[9 empty] | 2018-11-22 | 2019 |  | 0 | 0 | 11519.58 | 11519.58 | 0 | 0 | 53 | 53 | 623794 | 134225.5 | 137017.5 | 901912.5 | 0 | 0 | 0.084074 | 0.012772 | 0 | 0 | 0.00038681 | 5.8764e-05
[9 empty] | 2018-11-23 | 2019 | 18-19 | 0 | 0 | 0 | 0 | 0 | 0 | 0 | 0 | 623794 | 134225.5 | 137017.5 | 901912.5 | 0 | 0 | 0 | 0 | 0 | 0 | 0 | 0
[9 empty] | 2018-11-24 | 2019 | 18-19 | 0 | 0 | 0 | 0 | 0 | 0 | 0 | 0 | 623794 | 134225.5 | 137017.5 | 901912.5 | 0 | 0 | 0 | 0 | 0 | 0 | 0 | 0
[9 empty] | 2018-11-25 | 2019 | 18-19 | 0 | 0 | 0 | 0 | 0 | 0 | 0 | 0 | 623794 | 134225.5 | 137017.5 | 901912.5 | 0 | 0 | 0 | 0 | 0 | 0 | 0 | 0
[9 empty] | 2018-11-26 | 2019 | 18-19 | 0 | 0 | 0 | 0 | 0 | 0 | 0 | 0 | 623794 | 134225.5 | 137017.5 | 901912.5 | 0 | 0 | 0 | 0 | 0 | 0 | 0 | 0
[9 empty] | 2018-11-27 | 2019 | 18-19 | 0 | 0 | 0 | 0 | 0 | 0 | 0 | 0 | 623794 | 134225.5 | 137017.5 | 901912.5 | 0 | 0 | 0 | 0 | 0 | 0 | 0 | 0
[9 empty] | 2018-11-28 | 2019 | 18-19 | 0 | 0 | 0 | 0 | 0 | 0 | 0 | 0 | 623794 | 134225.5 | 137017.5 | 901912.5 | 0 | 0 | 0 | 0 | 0 | 0 | 0 | 0
[9 empty] | 2018-11-29 | 2019 | 18-19 | 0 | 0 | 0 | 0 | 0 | 0 | 0 | 0 | 623794 | 134225.5 | 137017.5 | 901912.5 | 0 | 0 | 0 | 0 | 0 | 0 | 0 | 0
[9 empty] | 2018-11-30 | 2019 | 18-19 | 0 | 0 | 0 | 0 | 0 | 0 | 0 | 0 | 623794 | 134225.5 | 137017.5 | 901912.5 | 0 | 0 | 0 | 0 | 0 | 0 | 0 | 0
[9 empty] | 2018-12-01 | 2019 | 18-19 | 0 | 0 | 122913.6473 | 122913.6473 | 0 | 0 | 85 | 85 | 623794 | 134225.5 | 137017.5 | 901912.5 | 0 | 0 | 0.89707 | 0.13628 | 0 | 0 | 0.00062036 | 9.4244e-05
[9 empty] | 2018-12-02 | 2019 | 18-19 | 0 | 0 | 63917.7868 | 63917.7868 | 0 | 0 | 41 | 41 | 623794 | 134225.5 | 137017.5 | 901912.5 | 0 | 0 | 0.46649 | 0.070869 | 0 | 0 | 0.00029923 | 4.5459e-05
[9 empty] | 2018-12-03 | 2019 | 18-19 | 0 | 0 | 0 | 0 | 0 | 0 | 0 | 0 | 623794 | 134225.5 | 137017.5 | 901912.5 | 0 | 0 | 0 | 0 | 0 | 0 | 0 | 0
[9 empty] | 2018-12-04 | 2019 | 18-19 | 0 | 0 | 0 | 0 | 0 | 0 | 0 | 0 | 623794 | 134225.5 | 137017.5 | 901912.5 | 0 | 0 | 0 | 0 | 0 | 0 | 0 | 0
[9 empty] | 2018-12-05 | 2019 | 18-19 | 0 | 0 | 0 | 0 | 0 | 0 | 0 | 0 | 623794 | 134225.5 | 137017.5 | 901912.5 | 0 | 0 | 0 | 0 | 0 | 0 | 0 | 0
[9 empty] | 2018-12-06 | 2019 | 18-19 | 0 | 0 | 0 | 0 | 0 | 0 | 0 | 0 | 623794 | 134225.5 | 137017.5 | 901912.5 | 0 | 0 | 0 | 0 | 0 | 0 | 0 | 0
[9 empty] | 2018-12-07 | 2019 | 18-19 | 0 | 0 | 0 | 0 | 0 | 0 | 0 | 0 | 623794 | 134225.5 | 137017.5 | 901912.5 | 0 | 0 | 0 | 0 | 0 | 0 | 0 | 0
[9 empty] | 2018-12-08 | 2019 | 18-19 | 0 | 0 | 0 | 0 | 0 | 0 | 0 | 0 | 623794 | 134225.5 | 137017.5 | 901912.5 | 0 | 0 | 0 | 0 | 0 | 0 | 0 | 0
[9 empty] | 2018-12-09 | 2019 | 18-19 | 0 | 0 | 25638.5161 | 25638.5161 | 0 | 0 | 48 | 48 | 623794 | 134225.5 | 137017.5 | 901912.5 | 0 | 0 | 0.18712 | 0.028427 | 0 | 0 | 0.00035032 | 5.322e-05
[9 empty] | 2018-12-10 | 2019 | 18-19 | 0 | 0 | 0 | 0 | 0 | 0 | 0 | 0 | 623794 | 134225.5 | 137017.5 | 901912.5 | 0 | 0 | 0 | 0 | 0 | 0 | 0 | 0
[9 empty] | 2018-12-11 | 2019 | 18-19 | 0 | 0 | 0 | 0 | 0 | 0 | 0 | 0 | 623794 | 134225.5 | 137017.5 | 901912.5 | 0 | 0 | 0 | 0 | 0 | 0 | 0 | 0
[9 empty] | 2018-12-12 | 2019 | 18-19 | 0 | 0 | 0 | 0 | 0 | 0 | 0 | 0 | 623794 | 134225.5 | 137017.5 | 901912.5 | 0 | 0 | 0 | 0 | 0 | 0 | 0 | 0
[9 empty] | 2018-12-13 | 2019 | 18-19 | 0 | 0 | 0 | 0 | 0 | 0 | 0 | 0 | 623794 | 134225.5 | 137017.5 | 901912.5 | 0 | 0 | 0 | 0 | 0 | 0 | 0 | 0
[9 empty] | 2018-12-14 | 2019 | 18-19 | 0 | 0 | 0 | 0 | 0 | 0 | 0 | 0 | 623794 | 134225.5 | 137017.5 | 901912.5 | 0 | 0 | 0 | 0 | 0 | 0 | 0 | 0
[9 empty] | 2018-12-15 | 2019 | 18-19 | 0 | 0 | 0 | 0 | 0 | 0 | 0 | 0 | 623794 | 134225.5 | 137017.5 | 901912.5 | 0 | 0 | 0 | 0 | 0 | 0 | 0 | 0
[9 empty] | 2018-12-16 | 2019 | 18-19 | 0 | 0 | 0 | 0 | 0 | 0 | 0 | 0 | 623794 | 134225.5 | 137017.5 | 901912.5 | 0 | 0 | 0 | 0 | 0 | 0 | 0 | 0
[9 empty] | 2018-12-17 | 2019 | 18-19 | 0 | 0 | 0 | 0 | 0 | 0 | 0 | 0 | 623794 | 134225.5 | 137017.5 | 901912.5 | 0 | 0 | 0 | 0 | 0 | 0 | 0 | 0
[9 empty] | 2018-12-18 | 2019 | 18-19 | 0 | 0 | 0 | 0 | 0 | 0 | 0 | 0 | 623794 | 134225.5 | 137017.5 | 901912.5 | 0 | 0 | 0 | 0 | 0 | 0 | 0 | 0
[9 empty] | 2018-12-19 | 2019 | 18-19 | 0 | 0 | 24712.0331 | 24712.0331 | 0 | 0 | 45 | 45 | 623794 | 134225.5 | 137017.5 | 901912.5 | 0 | 0 | 0.18036 | 0.0274 | 0 | 0 | 0.00032843 | 4.9894e-05
[9 empty] | 2018-12-20 | 2019 | 18-19 | 0 | 0 | 0 | 0 | 0 | 0 | 0 | 0 | 623794 | 134225.5 | 137017.5 | 901912.5 | 0 | 0 | 0 | 0 | 0 | 0 | 0 | 0
[9 empty] | 2018-12-21 | 2019 | 18-19 | 0 | 0 | 0 | 0 | 0 | 0 | 0 | 0 | 623794 | 134225.5 | 137017.5 | 901912.5 | 0 | 0 | 0 | 0 | 0 | 0 | 0 | 0
[9 empty] | 2018-12-22 | 2019 | 18-19 | 0 | 0 | 0 | 0 | 0 | 0 | 0 | 0 | 623794 | 134225.5 | 137017.5 | 901912.5 | 0 | 0 | 0 | 0 | 0 | 0 | 0 | 0
[9 empty] | 2018-12-23 | 2019 | 18-19 | 0 | 0 | 12706.8171 | 12706.8171 | 0 | 0 | 50 | 50 | 623794 | 134225.5 | 137017.5 | 901912.5 | 0 | 0 | 0.092739 | 0.014089 | 0 | 0 | 0.00036492 | 5.5438e-05
[9 empty] | 2018-12-24 | 2019 | 18-19 | 0 | 0 | 0 | 0 | 0 | 0 | 0 | 0 | 623794 | 134225.5 | 137017.5 | 901912.5 | 0 | 0 | 0 | 0 | 0 | 0 | 0 | 0
[9 empty] | 2018-12-25 | 2019 | 18-19 | 0 | 0 | 0 | 0 | 0 | 0 | 0 | 0 | 623794 | 134225.5 | 137017.5 | 901912.5 | 0 | 0 | 0 | 0 | 0 | 0 | 0 | 0
[9 empty] | 2018-12-26 | 2019 | 18-19 | 0 | 0 | 0 | 0 | 0 | 0 | 0 | 0 | 623794 | 134225.5 | 137017.5 | 901912.5 | 0 | 0 | 0 | 0 | 0 | 0 | 0 | 0
[9 empty] | 2018-12-27 | 2019 | 18-19 | 0 | 0 | 0 | 0 | 0 | 0 | 0 | 0 | 623794 | 134225.5 | 137017.5 | 901912.5 | 0 | 0 | 0 | 0 | 0 | 0 | 0 | 0
[9 empty] | 2018-12-28 | 2019 | 18-19 | 0 | 0 | 0 | 0 | 0 | 0 | 0 | 0 | 623794 | 134225.5 | 137017.5 | 901912.5 | 0 | 0 | 0 | 0 | 0 | 0 | 0 | 0
[9 empty] | 2018-12-29 | 2019 | 18-19 | 0 | 0 | 0 | 0 | 0 | 0 | 0 | 0 | 623794 | 134225.5 | 137017.5 | 901912.5 | 0 | 0 | 0 | 0 | 0 | 0 | 0 | 0
[9 empty] | 2018-12-30 | 2019 | 18-19 | 0 | 0 | 0 | 0 | 0 | 0 | 0 | 0 | 623794 | 134225.5 | 137017.5 | 901912.5 | 0 | 0 | 0 | 0 | 0 | 0 | 0 | 0
[9 empty] | 2018-12-31 | 2019 | 18-19 | 0 | 0 | 0 | 0 | 0 | 0 | 0 | 0 | 623794 | 134225.5 | 137017.5 | 901912.5 | 0 | 0 | 0 | 0 | 0 | 0 | 0 | 0
[9 empty] | 2019-01-01 | 2019 | 18-19 | 0 | 0 | 0 | 0 | 0 | 0 | 0 | 0 | 623794 | 134225.5 | 137017.5 | 901912.5 | 0 | 0 | 0 | 0 | 0 | 0 | 0 | 0
[9 empty] | 2019-01-02 | 2019 | 18-19 | 0 | 0 | 0 | 0 | 0 | 0 | 0 | 0 | 623794 | 134225.5 | 137017.5 | 901912.5 | 0 | 0 | 0 | 0 | 0 | 0 | 0 | 0
[9 empty] | 2019-01-03 | 2019 | 18-19 | 0 | 0 | 0 | 0 | 0 | 0 | 0 | 0 | 623794 | 134225.5 | 137017.5 | 901912.5 | 0 | 0 | 0 | 0 | 0 | 0 | 0 | 0
[9 empty] | 2019-01-04 | 2019 | 18-19 | 0 | 0 | 0 | 0 | 0 | 0 | 0 | 0 | 623794 | 134225.5 | 137017.5 | 901912.5 | 0 | 0 | 0 | 0 | 0 | 0 | 0 | 0
[9 empty] | 2019-01-05 | 2019 | 18-19 | 0 | 0 | 0 | 0 | 0 | 0 | 0 | 0 | 623794 | 134225.5 | 137017.5 | 901912.5 | 0 | 0 | 0 | 0 | 0 | 0 | 0 | 0
[9 empty] | 2019-01-06 | 2019 | 18-19 | 0 | 0 | 0 | 0 | 0 | 0 | 0 | 0 | 623794 | 134225.5 | 137017.5 | 901912.5 | 0 | 0 | 0 | 0 | 0 | 0 | 0 | 0
[9 empty] | 2019-01-07 | 2019 | 18-19 | 0 | 0 | 0 | 0 | 0 | 0 | 0 | 0 | 623794 | 134225.5 | 137017.5 | 901912.5 | 0 | 0 | 0 | 0 | 0 | 0 | 0 | 0
[9 empty] | 2019-01-08 | 2019 | 18-19 | 0 | 0 | 0 | 0 | 0 | 0 | 0 | 0 | 623794 | 134225.5 | 137017.5 | 901912.5 | 0 | 0 | 0 | 0 | 0 | 0 | 0 | 0
[9 empty] | 2019-01-09 | 2019 | 18-19 | 0 | 0 | 0 | 0 | 0 | 0 | 0 | 0 | 623794 | 134225.5 | 137017.5 | 901912.5 | 0 | 0 | 0 | 0 | 0 | 0 | 0 | 0
[9 empty] | 2019-01-10 | 2019 | 18-19 | 0 | 0 | 0 | 0 | 0 | 0 | 0 | 0 | 623794 | 134225.5 | 137017.5 | 901912.5 | 0 | 0 | 0 | 0 | 0 | 0 | 0 | 0
[9 empty] | 2019-01-11 | 2019 | 18-19 | 0 | 0 | 0 | 0 | 0 | 0 | 0 | 0 | 623794 | 134225.5 | 137017.5 | 901912.5 | 0 | 0 | 0 | 0 | 0 | 0 | 0 | 0
[9 empty] | 2019-01-12 | 2019 | 18-19 | 0 | 0 | 0 | 0 | 0 | 0 | 0 | 0 | 623794 | 134225.5 | 137017.5 | 901912.5 | 0 | 0 | 0 | 0 | 0 | 0 | 0 | 0
[9 empty] | 2019-01-13 | 2019 | 18-19 | 0 | 0 | 0 | 0 | 0 | 0 | 0 | 0 | 623794 | 134225.5 | 137017.5 | 901912.5 | 0 | 0 | 0 | 0 | 0 | 0 | 0 | 0
[9 empty] | 2019-01-14 | 2019 | 18-19 | 0 | 0 | 0 | 0 | 0 | 0 | 0 | 0 | 623794 | 134225.5 | 137017.5 | 901912.5 | 0 | 0 | 0 | 0 | 0 | 0 | 0 | 0
[9 empty] | 2019-01-15 | 2019 | 18-19 | 0 | 0 | 0 | 0 | 0 | 0 | 0 | 0 | 623794 | 134225.5 | 137017.5 | 901912.5 | 0 | 0 | 0 | 0 | 0 | 0 | 0 | 0
[9 empty] | 2019-01-16 | 2019 | 18-19 | 0 | 0 | 0 | 0 | 0 | 0 | 0 | 0 | 623794 | 134225.5 | 137017.5 | 901912.5 | 0 | 0 | 0 | 0 | 0 | 0 | 0 | 0
[9 empty] | 2019-01-17 | 2019 | 18-19 | 0 | 0 | 0 | 0 | 0 | 0 | 0 | 0 | 623794 | 134225.5 | 137017.5 | 901912.5 | 0 | 0 | 0 | 0 | 0 | 0 | 0 | 0
[9 empty] | 2019-01-18 | 2019 | 18-19 | 0 | 0 | 0 | 0 | 0 | 0 | 0 | 0 | 623794 | 134225.5 | 137017.5 | 901912.5 | 0 | 0 | 0 | 0 | 0 | 0 | 0 | 0
[9 empty] | 2019-01-19 | 2019 | 18-19 | 0 | 0 | 0 | 0 | 0 | 0 | 0 | 0 | 623794 | 134225.5 | 137017.5 | 901912.5 | 0 | 0 | 0 | 0 | 0 | 0 | 0 | 0
[9 empty] | 2019-01-20 | 2019 | 18-19 | 0 | 0 | 0 | 0 | 0 | 0 | 0 | 0 | 623794 | 134225.5 | 137017.5 | 901912.5 | 0 | 0 | 0 | 0 | 0 | 0 | 0 | 0
[9 empty] | 2019-01-21 | 2019 | 18-19 | 0 | 0 | 0 | 0 | 0 | 0 | 0 | 0 | 623794 | 134225.5 | 137017.5 | 901912.5 | 0 | 0 | 0 | 0 | 0 | 0 | 0 | 0
[9 empty] | 2019-01-22 | 2019 | 18-19 | 0 | 0 | 0 | 0 | 0 | 0 | 0 | 0 | 623794 | 134225.5 | 137017.5 | 901912.5 | 0 | 0 | 0 | 0 | 0 | 0 | 0 | 0
[9 empty] | 2019-01-23 | 2019 | 18-19 | 0 | 0 | 0 | 0 | 0 | 0 | 0 | 0 | 623794 | 134225.5 | 137017.5 | 901912.5 | 0 | 0 | 0 | 0 | 0 | 0 | 0 | 0
[9 empty] | 2019-01-24 | 2019 | 18-19 | 0 | 0 | 0 | 0 | 0 | 0 | 0 | 0 | 623794 | 134225.5 | 137017.5 | 901912.5 | 0 | 0 | 0 | 0 | 0 | 0 | 0 | 0
[9 empty] | 2019-01-25 | 2019 | 18-19 | 0 | 0 | 0 | 0 | 0 | 0 | 0 | 0 | 623794 | 134225.5 | 137017.5 | 901912.5 | 0 | 0 | 0 | 0 | 0 | 0 | 0 | 0
[9 empty] | 2019-01-26 | 2019 | 18-19 | 0 | 0 | 0 | 0 | 0 | 0 | 0 | 0 | 623794 | 134225.5 | 137017.5 | 901912.5 | 0 | 0 | 0 | 0 | 0 | 0 | 0 | 0
[9 empty] | 2019-01-27 | 2019 | 18-19 | 0 | 0 | 0 | 0 | 0 | 0 | 0 | 0 | 623794 | 134225.5 | 137017.5 | 901912.5 | 0 | 0 | 0 | 0 | 0 | 0 | 0 | 0
[9 empty] | 2019-01-28 | 2019 | 18-19 | 0 | 0 | 0 | 0 | 0 | 0 | 0 | 0 | 623794 | 134225.5 | 137017.5 | 901912.5 | 0 | 0 | 0 | 0 | 0 | 0 | 0 | 0
[9 empty] | 2019-01-29 | 2019 | 18-19 | 0 | 0 | 39465.388 | 39465.388 | 0 | 0 | 156 | 156 | 623794 | 134225.5 | 137017.5 | 901912.5 | 0 | 0 | 0.28803 | 0.043757 | 0 | 0 | 0.0011385 | 0.00017297
[9 empty] | 2019-01-30 | 2019 | 18-19 | 0 | 0 | 0 | 0 | 0 | 0 | 0 | 0 | 623794 | 134225.5 | 137017.5 | 901912.5 | 0 | 0 | 0 | 0 | 0 | 0 | 0 | 0
[9 empty] | 2019-01-31 | 2019 | 18-19 | 0 | 0 | 0 | 0 | 0 | 0 | 0 | 0 | 623794 | 134225.5 | 137017.5 | 901912.5 | 0 | 0 | 0 | 0 | 0 | 0 | 0 | 0
[9 empty] | 2019-02-01 | 2019 | 18-19 | 0 | 0 | 0 | 0 | 0 | 0 | 0 | 0 | 623794 | 134225.5 | 137017.5 | 901912.5 | 0 | 0 | 0 | 0 | 0 | 0 | 0 | 0
[9 empty] | 2019-02-02 | 2019 | 18-19 | 0 | 0 | 0 | 0 | 0 | 0 | 0 | 0 | 623794 | 134225.5 | 137017.5 | 901912.5 | 0 | 0 | 0 | 0 | 0 | 0 | 0 | 0
[9 empty] | 2019-02-03 | 2019 | 18-19 | 0 | 0 | 0 | 0 | 0 | 0 | 0 | 0 | 623794 | 134225.5 | 137017.5 | 901912.5 | 0 | 0 | 0 | 0 | 0 | 0 | 0 | 0
[9 empty] | 2019-02-04 | 2019 | 18-19 | 0 | 0 | 0 | 0 | 0 | 0 | 0 | 0 | 623794 | 134225.5 | 137017.5 | 901912.5 | 0 | 0 | 0 | 0 | 0 | 0 | 0 | 0
[9 empty] | 2019-02-05 | 2019 | 18-19 | 0 | 0 | 0 | 0 | 0 | 0 | 0 | 0 | 623794 | 134225.5 | 137017.5 | 901912.5 | 0 | 0 | 0 | 0 | 0 | 0 | 0 | 0
[9 empty] | 2019-02-06 | 2019 | 18-19 | 0 | 0 | 0 | 0 | 0 | 0 | 0 | 0 | 623794 | 134225.5 | 137017.5 | 901912.5 | 0 | 0 | 0 | 0 | 0 | 0 | 0 | 0
[9 empty] | 2019-02-07 | 2019 | 18-19 | 0 | 0 | 0 | 0 | 0 | 0 | 0 | 0 | 623794 | 134225.5 | 137017.5 | 901912.5 | 0 | 0 | 0 | 0 | 0 | 0 | 0 | 0
[9 empty] | 2019-02-08 | 2019 | 18-19 | 0 | 0 | 0 | 0 | 0 | 0 | 0 | 0 | 623794 | 134225.5 | 137017.5 | 901912.5 | 0 | 0 | 0 | 0 | 0 | 0 | 0 | 0
[9 empty] | 2019-02-09 | 2019 | 18-19 | 0 | 0 | 0 | 0 | 0 | 0 | 0 | 0 | 623794 | 134225.5 | 137017.5 | 901912.5 | 0 | 0 | 0 | 0 | 0 | 0 | 0 | 0
[9 empty] | 2019-02-10 | 2019 | 18-19 | 0 | 0 | 0 | 0 | 0 | 0 | 0 | 0 | 623794 | 134225.5 | 137017.5 | 901912.5 | 0 | 0 | 0 | 0 | 0 | 0 | 0 | 0
[9 empty] | 2019-02-11 | 2019 | 18-19 | 0 | 0 | 0 | 0 | 0 | 0 | 0 | 0 | 623794 | 134225.5 | 137017.5 | 901912.5 | 0 | 0 | 0 | 0 | 0 | 0 | 0 | 0
[9 empty] | 2019-02-12 | 2019 | 18-19 | 0 | 0 | 0 | 0 | 0 | 0 | 0 | 0 | 623794 | 134225.5 | 137017.5 | 901912.5 | 0 | 0 | 0 | 0 | 0 | 0 | 0 | 0
[9 empty] | 2019-02-13 | 2019 | 18-19 | 0 | 0 | 0 | 0 | 0 | 0 | 0 | 0 | 623794 | 134225.5 | 137017.5 | 901912.5 | 0 | 0 | 0 | 0 | 0 | 0 | 0 | 0
[9 empty] | 2019-02-14 | 2019 | 18-19 | 0 | 0 | 0 | 0 | 0 | 0 | 0 | 0 | 623794 | 134225.5 | 137017.5 | 901912.5 | 0 | 0 | 0 | 0 | 0 | 0 | 0 | 0
[9 empty] | 2019-02-15 | 2019 | 18-19 | 0 | 0 | 0 | 0 | 0 | 0 | 0 | 0 | 623794 | 134225.5 | 137017.5 | 901912.5 | 0 | 0 | 0 | 0 | 0 | 0 | 0 | 0
[9 empty] | 2019-02-16 | 2019 | 18-19 | 0 | 0 | 0 | 0 | 0 | 0 | 0 | 0 | 623794 | 134225.5 | 137017.5 | 901912.5 | 0 | 0 | 0 | 0 | 0 | 0 | 0 | 0
[9 empty] | 2019-02-17 | 2019 | 18-19 | 0 | 0 | 0 | 0 | 0 | 0 | 0 | 0 | 623794 | 134225.5 | 137017.5 | 901912.5 | 0 | 0 | 0 | 0 | 0 | 0 | 0 | 0
[9 empty] | 2019-02-18 | 2019 | 18-19 | 0 | 0 | 0 | 0 | 0 | 0 | 0 | 0 | 623794 | 134225.5 | 137017.5 | 901912.5 | 0 | 0 | 0 | 0 | 0 | 0 | 0 | 0
[9 empty] | 2019-02-19 | 2019 | 18-19 | 0 | 0 | 0 | 0 | 0 | 0 | 0 | 0 | 623794 | 134225.5 | 137017.5 | 901912.5 | 0 | 0 | 0 | 0 | 0 | 0 | 0 | 0
[9 empty] | 2019-02-20 | 2019 | 18-19 | 0 | 0 | 0 | 0 | 0 | 0 | 0 | 0 | 623794 | 134225.5 | 137017.5 | 901912.5 | 0 | 0 | 0 | 0 | 0 | 0 | 0 | 0
[9 empty] | 2019-02-21 | 2019 | 18-19 | 0 | 0 | 0 | 0 | 0 | 0 | 0 | 0 | 623794 | 134225.5 | 137017.5 | 901912.5 | 0 | 0 | 0 | 0 | 0 | 0 | 0 | 0
[9 empty] | 2019-02-22 | 2019 | 18-19 | 0 | 0 | 0 | 0 | 0 | 0 | 0 | 0 | 623794 | 134225.5 | 137017.5 | 901912.5 | 0 | 0 | 0 | 0 | 0 | 0 | 0 | 0
[9 empty] | 2019-02-23 | 2019 | 18-19 | 0 | 0 | 0 | 0 | 0 | 0 | 0 | 0 | 623794 | 134225.5 | 137017.5 | 901912.5 | 0 | 0 | 0 | 0 | 0 | 0 | 0 | 0
[9 empty] | 2019-02-24 | 2019 | 18-19 | 0 | 0 | 0 | 0 | 0 | 0 | 0 | 0 | 623794 | 134225.5 | 137017.5 | 901912.5 | 0 | 0 | 0 | 0 | 0 | 0 | 0 | 0
[9 empty] | 2019-02-25 | 2019 | 18-19 | 0 | 0 | 0 | 0 | 0 | 0 | 0 | 0 | 623794 | 134225.5 | 137017.5 | 901912.5 | 0 | 0 | 0 | 0 | 0 | 0 | 0 | 0
[9 empty] | 2019-02-26 | 2019 | 18-19 | 0 | 0 | 0 | 0 | 0 | 0 | 0 | 0 | 623794 | 134225.5 | 137017.5 | 901912.5 | 0 | 0 | 0 | 0 | 0 | 0 | 0 | 0
[9 empty] | 2019-02-27 | 2019 | 18-19 | 0 | 0 | 0 | 0 | 0 | 0 | 0 | 0 | 623794 | 134225.5 | 137017.5 | 901912.5 | 0 | 0 | 0 | 0 | 0 | 0 | 0 | 0
[9 empty] | 2019-02-28 | 2019 | 18-19 | 0 | 0 | 0 | 0 | 0 | 0 | 0 | 0 | 623794 | 134225.5 | 137017.5 | 901912.5 | 0 | 0 | 0 | 0 | 0 | 0 | 0 | 0
[9 empty] | 2019-03-01 | 2019 | 18-19 | 0 | 0 | 1568.45 | 1568.45 | 0 | 0 | 13 | 13 | 623794 | 134225.5 | 137017.5 | 901912.5 | 0 | 0 | 0.011447 | 0.001739 | 0 | 0 | 9.4878e-05 | 1.4414e-05
[9 empty] | 2019-03-02 | 2019 | 18-19 | 0 | 0 | 0 | 0 | 0 | 0 | 0 | 0 | 623794 | 134225.5 | 137017.5 | 901912.5 | 0 | 0 | 0 | 0 | 0 | 0 | 0 | 0
[9 empty] | 2019-03-03 | 2019 | 18-19 | 0 | 0 | 0 | 0 | 0 | 0 | 0 | 0 | 623794 | 134225.5 | 137017.5 | 901912.5 | 0 | 0 | 0 | 0 | 0 | 0 | 0 | 0
[9 empty] | 2019-03-04 | 2019 | 18-19 | 0 | 0 | 0 | 0 | 0 | 0 | 0 | 0 | 623794 | 134225.5 | 137017.5 | 901912.5 | 0 | 0 | 0 | 0 | 0 | 0 | 0 | 0
[9 empty] | 2019-03-05 | 2019 | 18-19 | 0 | 0 | 0 | 0 | 0 | 0 | 0 | 0 | 623794 | 134225.5 | 137017.5 | 901912.5 | 0 | 0 | 0 | 0 | 0 | 0 | 0 | 0
[9 empty] | 2019-03-06 | 2019 | 18-19 | 0 | 0 | 0 | 0 | 0 | 0 | 0 | 0 | 623794 | 134225.5 | 137017.5 | 901912.5 | 0 | 0 | 0 | 0 | 0 | 0 | 0 | 0
[9 empty] | 2019-03-07 | 2019 | 18-19 | 0 | 0 | 0 | 0 | 0 | 0 | 0 | 0 | 623794 | 134225.5 | 137017.5 | 901912.5 | 0 | 0 | 0 | 0 | 0 | 0 | 0 | 0
[9 empty] | 2019-03-08 | 2019 | 18-19 | 0 | 0 | 0 | 0 | 0 | 0 | 0 | 0 | 623794 | 134225.5 | 137017.5 | 901912.5 | 0 | 0 | 0 | 0 | 0 | 0 | 0 | 0
[9 empty] | 2019-03-09 | 2019 | 18-19 | 0 | 0 | 1602.3336 | 1602.3336 | 0 | 0 | 7.6667 | 7.6667 | 623794 | 134225.5 | 137017.5 | 901912.5 | 0 | 0 | 0.011694 | 0.0017766 | 0 | 0 | 5.5954e-05 | 8.5005e-06
[9 empty] | 2019-03-10 | 2019 | 18-19 | 0 | 0 | 0 | 0 | 0 | 0 | 0 | 0 | 623794 | 134225.5 | 137017.5 | 901912.5 | 0 | 0 | 0 | 0 | 0 | 0 | 0 | 0
[9 empty] | 2019-03-11 | 2019 | 18-19 | 0 | 0 | 0 | 0 | 0 | 0 | 0 | 0 | 623794 | 134225.5 | 137017.5 | 901912.5 | 0 | 0 | 0 | 0 | 0 | 0 | 0 | 0
[9 empty] | 2019-03-12 | 2019 | 18-19 | 0 | 0 | 0 | 0 | 0 | 0 | 0 | 0 | 623794 | 134225.5 | 137017.5 | 901912.5 | 0 | 0 | 0 | 0 | 0 | 0 | 0 | 0
[9 empty] | 2019-03-13 | 2019 | 18-19 | 0 | 0 | 0 | 0 | 0 | 0 | 0 | 0 | 623794 | 134225.5 | 137017.5 | 901912.5 | 0 | 0 | 0 | 0 | 0 | 0 | 0 | 0
[9 empty] | 2019-03-14 | 2019 | 18-19 | 0 | 0 | 0 | 0 | 0 | 0 | 0 | 0 | 623794 | 134225.5 | 137017.5 | 901912.5 | 0 | 0 | 0 | 0 | 0 | 0 | 0 | 0
[9 empty] | 2019-03-15 | 2019 | 18-19 | 0 | 0 | 0 | 0 | 0 | 0 | 0 | 0 | 623794 | 134225.5 | 137017.5 | 901912.5 | 0 | 0 | 0 | 0 | 0 | 0 | 0 | 0
[9 empty] | 2019-03-16 | 2019 | 18-19 | 0 | 0 | 0 | 0 | 0 | 0 | 0 | 0 | 623794 | 134225.5 | 137017.5 | 901912.5 | 0 | 0 | 0 | 0 | 0 | 0 | 0 | 0
[9 empty] | 2019-03-17 | 2019 | 18-19 | 0 | 0 | 0 | 0 | 0 | 0 | 0 | 0 | 623794 | 134225.5 | 137017.5 | 901912.5 | 0 | 0 | 0 | 0 | 0 | 0 | 0 | 0
[9 empty] | 2019-03-18 | 2019 | 18-19 | 0 | 0 | 0 | 0 | 0 | 0 | 0 | 0 | 623794 | 134225.5 | 137017.5 | 901912.5 | 0 | 0 | 0 | 0 | 0 | 0 | 0 | 0
[9 empty] | 2019-03-19 | 2019 | 18-19 | 0 | 0 | 0 | 0 | 0 | 0 | 0 | 0 | 623794 | 134225.5 | 137017.5 | 901912.5 | 0 | 0 | 0 | 0 | 0 | 0 | 0 | 0
[9 empty] | 2019-03-20 | 2019 | 18-19 | 0 | 0 | 0 | 0 | 0 | 0 | 0 | 0 | 623794 | 134225.5 | 137017.5 | 901912.5 | 0 | 0 | 0 | 0 | 0 | 0 | 0 | 0
[9 empty] | 2019-03-21 | 2019 | 18-19 | 0 | 0 | 0 | 0 | 0 | 0 | 0 | 0 | 623794 | 134225.5 | 137017.5 | 901912.5 | 0 | 0 | 0 | 0 | 0 | 0 | 0 | 0
[9 empty] | 2019-03-22 | 2019 | 18-19 | 0 | 0 | 0 | 0 | 0 | 0 | 0 | 0 | 623794 | 134225.5 | 137017.5 | 901912.5 | 0 | 0 | 0 | 0 | 0 | 0 | 0 | 0
[9 empty] | 2019-03-23 | 2019 | 18-19 | 0 | 0 | 0 | 0 | 0 | 0 | 0 | 0 | 623794 | 134225.5 | 137017.5 | 901912.5 | 0 | 0 | 0 | 0 | 0 | 0 | 0 | 0
[9 empty] | 2019-03-24 | 2019 | 18-19 | 0 | 0 | 25328.62 | 25328.62 | 0 | 0 | 53 | 53 | 623794 | 134225.5 | 137017.5 | 901912.5 | 0 | 0 | 0.18486 | 0.028083 | 0 | 0 | 0.00038681 | 5.8764e-05
[9 empty] | 2019-03-25 | 2019 | 18-19 | 0 | 0 | 0 | 0 | 0 | 0 | 0 | 0 | 623794 | 134225.5 | 137017.5 | 901912.5 | 0 | 0 | 0 | 0 | 0 | 0 | 0 | 0
[9 empty] | 2019-03-26 | 2019 | 18-19 | 0 | 0 | 0 | 0 | 0 | 0 | 0 | 0 | 623794 | 134225.5 | 137017.5 | 901912.5 | 0 | 0 | 0 | 0 | 0 | 0 | 0 | 0
[9 empty] | 2019-03-27 | 2019 | 18-19 | 0 | 0 | 0 | 0 | 0 | 0 | 0 | 0 | 623794 | 134225.5 | 137017.5 | 901912.5 | 0 | 0 | 0 | 0 | 0 | 0 | 0 | 0
[9 empty] | 2019-03-28 | 2019 | 18-19 | 0 | 0 | 0 | 0 | 0 | 0 | 0 | 0 | 623794 | 134225.5 | 137017.5 | 901912.5 | 0 | 0 | 0 | 0 | 0 | 0 | 0 | 0
[9 empty] | 2019-03-29 | 2019 | 18-19 | 0 | 0 | 0 | 0 | 0 | 0 | 0 | 0 | 623794 | 134225.5 | 137017.5 | 901912.5 | 0 | 0 | 0 | 0 | 0 | 0 | 0 | 0
[9 empty] | 2019-03-30 | 2019 | 18-19 | 0 | 0 | 0 | 0 | 0 | 0 | 0 | 0 | 623794 | 134225.5 | 137017.5 | 901912.5 | 0 | 0 | 0 | 0 | 0 | 0 | 0 | 0
[9 empty] | 2019-03-31 | 2019 | 18-19 | 0 | 0 | 0 | 0 | 0 | 0 | 0 | 0 | 623794 | 134225.5 | 137017.5 | 901912.5 | 0 | 0 | 0 | 0 | 0 | 0 | 0 | 0
[9 empty] | 2019-04-01 | 2019 | 18-19 | 0 | 0 | 0 | 0 | 0 | 0 | 0 | 0 | 623794 | 134225.5 | 137017.5 | 901912.5 | 0 | 0 | 0 | 0 | 0 | 0 | 0 | 0
[9 empty] | 2019-04-02 | 2019 | 18-19 | 0 | 0 | 0 | 0 | 0 | 0 | 0 | 0 | 623794 | 134225.5 | 137017.5 | 901912.5 | 0 | 0 | 0 | 0 | 0 | 0 | 0 | 0
[9 empty] | 2019-04-03 | 2019 | 18-19 | 0 | 0 | 0 | 0 | 0 | 0 | 0 | 0 | 623794 | 134225.5 | 137017.5 | 901912.5 | 0 | 0 | 0 | 0 | 0 | 0 | 0 | 0
[9 empty] | 2019-04-04 | 2019 | 18-19 | 0 | 0 | 0 | 0 | 0 | 0 | 0 | 0 | 623794 | 134225.5 | 137017.5 | 901912.5 | 0 | 0 | 0 | 0 | 0 | 0 | 0 | 0
[9 empty] | 2019-04-05 | 2019 | 18-19 | 0 | 0 | 0 | 0 | 0 | 0 | 0 | 0 | 623794 | 134225.5 | 137017.5 | 901912.5 | 0 | 0 | 0 | 0 | 0 | 0 | 0 | 0
[9 empty] | 2019-04-06 | 2019 | 18-19 | 0 | 0 | 0 | 0 | 0 | 0 | 0 | 0 | 623794 | 134225.5 | 137017.5 | 901912.5 | 0 | 0 | 0 | 0 | 0 | 0 | 0 | 0
[9 empty] | 2019-04-07 | 2019 | 18-19 | 0 | 0 | 0 | 0 | 0 | 0 | 0 | 0 | 623794 | 134225.5 | 137017.5 | 901912.5 | 0 | 0 | 0 | 0 | 0 | 0 | 0 | 0
[9 empty] | 2019-04-08 | 2019 | 18-19 | 0 | 0 | 0 | 0 | 0 | 0 | 0 | 0 | 623794 | 134225.5 | 137017.5 | 901912.5 | 0 | 0 | 0 | 0 | 0 | 0 | 0 | 0
[9 empty] | 2019-04-09 | 2019 | 18-19 | 0 | 0 | 0 | 0 | 0 | 0 | 0 | 0 | 623794 | 134225.5 | 137017.5 | 901912.5 | 0 | 0 | 0 | 0 | 0 | 0 | 0 | 0
[9 empty] | 2019-04-10 | 2019 | 18-19 | 0 | 0 | 0 | 0 | 0 | 0 | 0 | 0 | 623794 | 134225.5 | 137017.5 | 901912.5 | 0 | 0 | 0 | 0 | 0 | 0 | 0 | 0
[9 empty] | 2019-04-11 | 2019 | 18-19 | 0 | 0 | 0 | 0 | 0 | 0 | 0 | 0 | 623794 | 134225.5 | 137017.5 | 901912.5 | 0 | 0 | 0 | 0 | 0 | 0 | 0 | 0
[9 empty] | 2019-04-12 | 2019 | 18-19 | 0 | 0 | 0 | 0 | 0 | 0 | 0 | 0 | 623794 | 134225.5 | 137017.5 | 901912.5 | 0 | 0 | 0 | 0 | 0 | 0 | 0 | 0
[9 empty] | 2019-04-13 | 2019 | 18-19 | 0 | 0 | 0 | 0 | 0 | 0 | 0 | 0 | 623794 | 134225.5 | 137017.5 | 901912.5 | 0 | 0 | 0 | 0 | 0 | 0 | 0 | 0
[9 empty] | 2019-04-14 | 2019 | 18-19 | 0 | 0 | 0 | 0 | 0 | 0 | 0 | 0 | 623794 | 134225.5 | 137017.5 | 901912.5 | 0 | 0 | 0 | 0 | 0 | 0 | 0 | 0
[9 empty] | 2019-04-15 | 2019 | 18-19 | 0 | 0 | 0 | 0 | 0 | 0 | 0 | 0 | 623794 | 134225.5 | 137017.5 | 901912.5 | 0 | 0 | 0 | 0 | 0 | 0 | 0 | 0
[9 empty] | 2019-04-16 | 2019 | 18-19 | 0 | 0 | 0 | 0 | 0 | 0 | 0 | 0 | 623794 | 134225.5 | 137017.5 | 901912.5 | 0 | 0 | 0 | 0 | 0 | 0 | 0 | 0
[9 empty] | 2019-04-17 | 2019 | 18-19 | 0 | 0 | 0 | 0 | 0 | 0 | 0 | 0 | 623794 | 134225.5 | 137017.5 | 901912.5 | 0 | 0 | 0 | 0 | 0 | 0 | 0 | 0
[9 empty] | 2019-04-18 | 2019 | 18-19 | 0 | 0 | 0 | 0 | 0 | 0 | 0 | 0 | 623794 | 134225.5 | 137017.5 | 901912.5 | 0 | 0 | 0 | 0 | 0 | 0 | 0 | 0
[9 empty] | 2019-04-19 | 2019 | 18-19 | 0 | 0 | 0 | 0 | 0 | 0 | 0 | 0 | 623794 | 134225.5 | 137017.5 | 901912.5 | 0 | 0 | 0 | 0 | 0 | 0 | 0 | 0
[9 empty] | 2019-04-20 | 2019 | 18-19 | 0 | 0 | 0 | 0 | 0 | 0 | 0 | 0 | 623794 | 134225.5 | 137017.5 | 901912.5 | 0 | 0 | 0 | 0 | 0 | 0 | 0 | 0
[9 empty] | 2019-04-21 | 2019 | 18-19 | 0 | 0 | 0 | 0 | 0 | 0 | 0 | 0 | 623794 | 134225.5 | 137017.5 | 901912.5 | 0 | 0 | 0 | 0 | 0 | 0 | 0 | 0
[9 empty] | 2019-04-22 | 2019 | 18-19 | 0 | 0 | 0 | 0 | 0 | 0 | 0 | 0 | 623794 | 134225.5 | 137017.5 | 901912.5 | 0 | 0 | 0 | 0 | 0 | 0 | 0 | 0
[9 empty] | 2019-04-23 | 2019 | 18-19 | 0 | 0 | 0 | 0 | 0 | 0 | 0 | 0 | 623794 | 134225.5 | 137017.5 | 901912.5 | 0 | 0 | 0 | 0 | 0 | 0 | 0 | 0
[9 empty] | 2019-04-24 | 2019 | 18-19 | 0 | 0 | 0 | 0 | 0 | 0 | 0 | 0 | 623794 | 134225.5 | 137017.5 | 901912.5 | 0 | 0 | 0 | 0 | 0 | 0 | 0 | 0
[9 empty] | 2019-04-25 | 2019 | 18-19 | 0 | 0 | 0 | 0 | 0 | 0 | 0 | 0 | 623794 | 134225.5 | 137017.5 | 901912.5 | 0 | 0 | 0 | 0 | 0 | 0 | 0 | 0
[9 empty] | 2019-04-26 | 2019 | 18-19 | 0 | 0 | 0 | 0 | 0 | 0 | 0 | 0 | 623794 | 134225.5 | 137017.5 | 901912.5 | 0 | 0 | 0 | 0 | 0 | 0 | 0 | 0
[9 empty] | 2019-04-27 | 2019 | 18-19 | 0 | 0 | 0 | 0 | 0 | 0 | 0 | 0 | 623794 | 134225.5 | 137017.5 | 901912.5 | 0 | 0 | 0 | 0 | 0 | 0 | 0 | 0
[9 empty] | 2019-04-28 | 2019 | 18-19 | 0 | 0 | 0 | 0 | 0 | 0 | 0 | 0 | 623794 | 134225.5 | 137017.5 | 901912.5 | 0 | 0 | 0 | 0 | 0 | 0 | 0 | 0
[9 empty] | 2019-04-29 | 2019 | 18-19 | 0 | 0 | 0 | 0 | 0 | 0 | 0 | 0 | 623794 | 134225.5 | 137017.5 | 901912.5 | 0 | 0 | 0 | 0 | 0 | 0 | 0 | 0
[9 empty] | 2019-04-30 | 2019 | 18-19 | 0 | 0 | 0 | 0 | 0 | 0 | 0 | 0 | 623794 | 134225.5 | 137017.5 | 901912.5 | 0 | 0 | 0 | 0 | 0 | 0 | 0 | 0
[9 empty] | 2019-05-01 | 2019 | 18-19 | 0 | 0 | 0 | 0 | 0 | 0 | 0 | 0 | 623794 | 134225.5 | 137017.5 | 901912.5 | 0 | 0 | 0 | 0 | 0 | 0 | 0 | 0
[9 empty] | 2019-05-02 | 2019 | 18-19 | 0 | 0 | 0 | 0 | 0 | 0 | 0 | 0 | 623794 | 134225.5 | 137017.5 | 901912.5 | 0 | 0 | 0 | 0 | 0 | 0 | 0 | 0
[9 empty] | 2019-05-03 | 2019 | 18-19 | 0 | 0 | 0 | 0 | 0 | 0 | 0 | 0 | 623794 | 134225.5 | 137017.5 | 901912.5 | 0 | 0 | 0 | 0 | 0 | 0 | 0 | 0
[9 empty] | 2019-05-04 | 2019 | 18-19 | 0 | 0 | 0 | 0 | 0 | 0 | 0 | 0 | 623794 | 134225.5 | 137017.5 | 901912.5 | 0 | 0 | 0 | 0 | 0 | 0 | 0 | 0
[9 empty] | 2019-05-05 | 2019 | 18-19 | 0 | 0 | 0 | 0 | 0 | 0 | 0 | 0 | 623794 | 134225.5 | 137017.5 | 901912.5 | 0 | 0 | 0 | 0 | 0 | 0 | 0 | 0
[9 empty] | 2019-05-06 | 2019 | 18-19 | 0 | 0 | 0 | 0 | 0 | 0 | 0 | 0 | 623794 | 134225.5 | 137017.5 | 901912.5 | 0 | 0 | 0 | 0 | 0 | 0 | 0 | 0
[9 empty] | 2019-05-07 | 2019 | 18-19 | 0 | 0 | 0 | 0 | 0 | 0 | 0 | 0 | 623794 | 134225.5 | 137017.5 | 901912.5 | 0 | 0 | 0 | 0 | 0 | 0 | 0 | 0
[9 empty] | 2019-05-08 | 2019 | 18-19 | 0 | 0 | 0 | 0 | 0 | 0 | 0 | 0 | 623794 | 134225.5 | 137017.5 | 901912.5 | 0 | 0 | 0 | 0 | 0 | 0 | 0 | 0
[9 empty] | 2019-05-09 | 2019 | 18-19 | 0 | 0 | 0 | 0 | 0 | 0 | 0 | 0 | 623794 | 134225.5 | 137017.5 | 901912.5 | 0 | 0 | 0 | 0 | 0 | 0 | 0 | 0
[9 empty] | 2019-05-10 | 2019 | 18-19 | 0 | 0 | 0 | 0 | 0 | 0 | 0 | 0 | 623794 | 134225.5 | 137017.5 | 901912.5 | 0 | 0 | 0 | 0 | 0 | 0 | 0 | 0
[9 empty] | 2019-05-11 | 2019 | 18-19 | 0 | 0 | 0 | 0 | 0 | 0 | 0 | 0 | 623794 | 134225.5 | 137017.5 | 901912.5 | 0 | 0 | 0 | 0 | 0 | 0 | 0 | 0
[9 empty] | 2019-05-12 | 2019 | 18-19 | 0 | 0 | 0 | 0 | 0 | 0 | 0 | 0 | 623794 | 134225.5 | 137017.5 | 901912.5 | 0 | 0 | 0 | 0 | 0 | 0 | 0 | 0
[9 empty] | 2019-05-13 | 2019 | 18-19 | 0 | 0 | 0 | 0 | 0 | 0 | 0 | 0 | 623794 | 134225.5 | 137017.5 | 901912.5 | 0 | 0 | 0 | 0 | 0 | 0 | 0 | 0
[9 empty] | 2019-05-14 | 2019 | 18-19 | 0 | 0 | 0 | 0 | 0 | 0 | 0 | 0 | 623794 | 134225.5 | 137017.5 | 901912.5 | 0 | 0 | 0 | 0 | 0 | 0 | 0 | 0
[9 empty] | 2019-05-15 | 2019 | 18-19 | 0 | 0 | 0 | 0 | 0 | 0 | 0 | 0 | 623794 | 134225.5 | 137017.5 | 901912.5 | 0 | 0 | 0 | 0 | 0 | 0 | 0 | 0
[9 empty] | 2019-05-16 | 2019 | 18-19 | 0 | 0 | 1222.65 | 1222.65 | 0 | 0 | 13 | 13 | 623794 | 134225.5 | 137017.5 | 901912.5 | 0 | 0 | 0.0089233 | 0.0013556 | 0 | 0 | 9.4878e-05 | 1.4414e-05
[9 empty] | 2019-05-17 | 2019 | 18-19 | 0 | 0 | 0 | 0 | 0 | 0 | 0 | 0 | 623794 | 134225.5 | 137017.5 | 901912.5 | 0 | 0 | 0 | 0 | 0 | 0 | 0 | 0
[9 empty] | 2019-05-18 | 2019 | 18-19 | 0 | 0 | 0 | 0 | 0 | 0 | 0 | 0 | 623794 | 134225.5 | 137017.5 | 901912.5 | 0 | 0 | 0 | 0 | 0 | 0 | 0 | 0
[9 empty] | 2019-05-19 | 2019 | 18-19 | 0 | 0 | 237722.0507 | 237722.0507 | 0 | 0 | 196 | 196 | 623794 | 134225.5 | 137017.5 | 901912.5 | 0 | 0 | 1.735 | 0.26358 | 0 | 0 | 0.0014305 | 0.00021732
[9 empty] | 2019-05-20 | 2019 | 18-19 | 0 | 0 | 0 | 0 | 0 | 0 | 0 | 0 | 623794 | 134225.5 | 137017.5 | 901912.5 | 0 | 0 | 0 | 0 | 0 | 0 | 0 | 0
[9 empty] | 2019-05-21 | 2019 | 18-19 | 0 | 0 | 0 | 0 | 0 | 0 | 0 | 0 | 623794 | 134225.5 | 137017.5 | 901912.5 | 0 | 0 | 0 | 0 | 0 | 0 | 0 | 0
[9 empty] | 2019-05-22 | 2019 | 18-19 | 0 | 0 | 0 | 0 | 0 | 0 | 0 | 0 | 623794 | 134225.5 | 137017.5 | 901912.5 | 0 | 0 | 0 | 0 | 0 | 0 | 0 | 0
[9 empty] | 2019-05-23 | 2019 | 18-19 | 0 | 0 | 0 | 0 | 0 | 0 | 0 | 0 | 623794 | 134225.5 | 137017.5 | 901912.5 | 0 | 0 | 0 | 0 | 0 | 0 | 0 | 0
[9 empty] | 2019-05-24 | 2019 | 18-19 | 0 | 0 | 0 | 0 | 0 | 0 | 0 | 0 | 623794 | 134225.5 | 137017.5 | 901912.5 | 0 | 0 | 0 | 0 | 0 | 0 | 0 | 0
[9 empty] | 2019-05-25 | 2019 | 18-19 | 0 | 0 | 0 | 0 | 0 | 0 | 0 | 0 | 623794 | 134225.5 | 137017.5 | 901912.5 | 0 | 0 | 0 | 0 | 0 | 0 | 0 | 0
[9 empty] | 2019-05-26 | 2019 | 18-19 | 0 | 0 | 0 | 0 | 0 | 0 | 0 | 0 | 623794 | 134225.5 | 137017.5 | 901912.5 | 0 | 0 | 0 | 0 | 0 | 0 | 0 | 0
[9 empty] | 2019-05-27 | 2019 | 18-19 | 0 | 0 | 0 | 0 | 0 | 0 | 0 | 0 | 623794 | 134225.5 | 137017.5 | 901912.5 | 0 | 0 | 0 | 0 | 0 | 0 | 0 | 0
[9 empty] | 2019-05-28 | 2019 | 18-19 | 0 | 0 | 0 | 0 | 0 | 0 | 0 | 0 | 623794 | 134225.5 | 137017.5 | 901912.5 | 0 | 0 | 0 | 0 | 0 | 0 | 0 | 0
[9 empty] | 2019-05-29 | 2019 | 18-19 | 0 | 0 | 0 | 0 | 0 | 0 | 0 | 0 | 623794 | 134225.5 | 137017.5 | 901912.5 | 0 | 0 | 0 | 0 | 0 | 0 | 0 | 0
[9 empty] | 2019-05-30 | 2019 | 18-19 | 0 | 0 | 0 | 0 | 0 | 0 | 0 | 0 | 623794 | 134225.5 | 137017.5 | 901912.5 | 0 | 0 | 0 | 0 | 0 | 0 | 0 | 0
[9 empty] | 2019-05-31 | 2019 | 18-19 | 0 | 0 | 0 | 0 | 0 | 0 | 0 | 0 | 623794 | 134225.5 | 137017.5 | 901912.5 | 0 | 0 | 0 | 0 | 0 | 0 | 0 | 0
[9 empty] | 2019-06-01 | 2019 | 18-19 | 0 | 0 | 0 | 0 | 0 | 0 | 0 | 0 | 623794 | 134225.5 | 137017.5 | 901912.5 | 0 | 0 | 0 | 0 | 0 | 0 | 0 | 0
[9 empty] | 2019-06-02 | 2019 | 18-19 | 0 | 0 | 0 | 0 | 0 | 0 | 0 | 0 | 623794 | 134225.5 | 137017.5 | 901912.5 | 0 | 0 | 0 | 0 | 0 | 0 | 0 | 0
[9 empty] | 2019-06-03 | 2019 | 18-19 | 0 | 0 | 0 | 0 | 0 | 0 | 0 | 0 | 623794 | 134225.5 | 137017.5 | 901912.5 | 0 | 0 | 0 | 0 | 0 | 0 | 0 | 0
[9 empty] | 2019-06-04 | 2019 | 18-19 | 0 | 0 | 0 | 0 | 0 | 0 | 0 | 0 | 623794 | 134225.5 | 137017.5 | 901912.5 | 0 | 0 | 0 | 0 | 0 | 0 | 0 | 0
[9 empty] | 2019-06-05 | 2019 | 18-19 | 0 | 0 | 0 | 0 | 0 | 0 | 0 | 0 | 623794 | 134225.5 | 137017.5 | 901912.5 | 0 | 0 | 0 | 0 | 0 | 0 | 0 | 0
[9 empty] | 2019-06-06 | 2019 | 18-19 | 0 | 0 | 0 | 0 | 0 | 0 | 0 | 0 | 623794 | 134225.5 | 137017.5 | 901912.5 | 0 | 0 | 0 | 0 | 0 | 0 | 0 | 0
[9 empty] | 2019-06-07 | 2019 | 18-19 | 0 | 0 | 0 | 0 | 0 | 0 | 0 | 0 | 623794 | 134225.5 | 137017.5 | 901912.5 | 0 | 0 | 0 | 0 | 0 | 0 | 0 | 0
[9 empty] | 2019-06-08 | 2019 | 18-19 | 0 | 0 | 0 | 0 | 0 | 0 | 0 | 0 | 623794 | 134225.5 | 137017.5 | 901912.5 | 0 | 0 | 0 | 0 | 0 | 0 | 0 | 0
[9 empty] | 2019-06-09 | 2019 | 18-19 | 0 | 0 | 0 | 0 | 0 | 0 | 0 | 0 | 623794 | 134225.5 | 137017.5 | 901912.5 | 0 | 0 | 0 | 0 | 0 | 0 | 0 | 0
[9 empty] | 2019-06-10 | 2019 | 18-19 | 0 | 0 | 0 | 0 | 0 | 0 | 0 | 0 | 623794 | 134225.5 | 137017.5 | 901912.5 | 0 | 0 | 0 | 0 | 0 | 0 | 0 | 0
[9 empty] | 2019-06-11 | 2019 | 18-19 | 0 | 0 | 0 | 0 | 0 | 0 | 0 | 0 | 623794 | 134225.5 | 137017.5 | 901912.5 | 0 | 0 | 0 | 0 | 0 | 0 | 0 | 0
[9 empty] | 2019-06-12 | 2019 | 18-19 | 0 | 0 | 0 | 0 | 0 | 0 | 0 | 0 | 623794 | 134225.5 | 137017.5 | 901912.5 | 0 | 0 | 0 | 0 | 0 | 0 | 0 | 0
[9 empty] | 2019-06-13 | 2019 | 18-19 | 0 | 0 | 0 | 0 | 0 | 0 | 0 | 0 | 623794 | 134225.5 | 137017.5 | 901912.5 | 0 | 0 | 0 | 0 | 0 | 0 | 0 | 0
[9 empty] | 2019-06-14 | 2019 | 18-19 | 0 | 0 | 0 | 0 | 0 | 0 | 0 | 0 | 623794 | 134225.5 | 137017.5 | 901912.5 | 0 | 0 | 0 | 0 | 0 | 0 | 0 | 0
[9 empty] | 2019-06-15 | 2019 | 18-19 | 0 | 0 | 0 | 0 | 0 | 0 | 0 | 0 | 623794 | 134225.5 | 137017.5 | 901912.5 | 0 | 0 | 0 | 0 | 0 | 0 | 0 | 0
[9 empty] | 2019-06-16 | 2019 | 18-19 | 0 | 0 | 0 | 0 | 0 | 0 | 0 | 0 | 623794 | 134225.5 | 137017.5 | 901912.5 | 0 | 0 | 0 | 0 | 0 | 0 | 0 | 0
[9 empty] | 2019-06-17 | 2019 | 18-19 | 0 | 0 | 0 | 0 | 0 | 0 | 0 | 0 | 623794 | 134225.5 | 137017.5 | 901912.5 | 0 | 0 | 0 | 0 | 0 | 0 | 0 | 0
[9 empty] | 2019-06-18 | 2019 | 18-19 | 0 | 0 | 0 | 0 | 0 | 0 | 0 | 0 | 623794 | 134225.5 | 137017.5 | 901912.5 | 0 | 0 | 0 | 0 | 0 | 0 | 0 | 0
[9 empty] | 2019-06-19 | 2019 | 18-19 | 0 | 0 | 0 | 0 | 0 | 0 | 0 | 0 | 623794 | 134225.5 | 137017.5 | 901912.5 | 0 | 0 | 0 | 0 | 0 | 0 | 0 | 0
[9 empty] | 2019-06-20 | 2019 | 18-19 | 0 | 0 | 0 | 0 | 0 | 0 | 0 | 0 | 623794 | 134225.5 | 137017.5 | 901912.5 | 0 | 0 | 0 | 0 | 0 | 0 | 0 | 0
[9 empty] | 2019-06-21 | 2019 | 18-19 | 0 | 0 | 0 | 0 | 0 | 0 | 0 | 0 | 623794 | 134225.5 | 137017.5 | 901912.5 | 0 | 0 | 0 | 0 | 0 | 0 | 0 | 0
[9 empty] | 2019-06-22 | 2019 | 18-19 | 0 | 0 | 0 | 0 | 0 | 0 | 0 | 0 | 623794 | 134225.5 | 137017.5 | 901912.5 | 0 | 0 | 0 | 0 | 0 | 0 | 0 | 0
[9 empty] | 2019-06-23 | 2019 | 18-19 | 0 | 0 | 0 | 0 | 0 | 0 | 0 | 0 | 623794 | 134225.5 | 137017.5 | 901912.5 | 0 | 0 | 0 | 0 | 0 | 0 | 0 | 0
[9 empty] | 2019-06-24 | 2019 | 18-19 | 0 | 0 | 0 | 0 | 0 | 0 | 0 | 0 | 623794 | 134225.5 | 137017.5 | 901912.5 | 0 | 0 | 0 | 0 | 0 | 0 | 0 | 0
[9 empty] | 2019-06-25 | 2019 | 18-19 | 0 | 0 | 0 | 0 | 0 | 0 | 0 | 0 | 623794 | 134225.5 | 137017.5 | 901912.5 | 0 | 0 | 0 | 0 | 0 | 0 | 0 | 0
[9 empty] | 2019-06-26 | 2019 | 18-19 | 0 | 0 | 0 | 0 | 0 | 0 | 0 | 0 | 623794 | 134225.5 | 137017.5 | 901912.5 | 0 | 0 | 0 | 0 | 0 | 0 | 0 | 0
[9 empty] | 2019-06-27 | 2019 | 18-19 | 0 | 0 | 0 | 0 | 0 | 0 | 0 | 0 | 623794 | 134225.5 | 137017.5 | 901912.5 | 0 | 0 | 0 | 0 | 0 | 0 | 0 | 0
[9 empty] | 2019-06-28 | 2019 | 18-19 | 0 | 0 | 0 | 0 | 0 | 0 | 0 | 0 | 623794 | 134225.5 | 137017.5 | 901912.5 | 0 | 0 | 0 | 0 | 0 | 0 | 0 | 0
[9 empty] | 2019-06-29 | 2019 | 18-19 | 0 | 0 | 0 | 0 | 0 | 0 | 0 | 0 | 623794 | 134225.5 | 137017.5 | 901912.5 | 0 | 0 | 0 | 0 | 0 | 0 | 0 | 0
[9 empty] | 2019-06-30 | 2019 | 18-19 | 0 | 0 | 0 | 0 | 0 | 0 | 0 | 0 | 623794 | 134225.5 | 137017.5 | 901912.5 | 0 | 0 | 0 | 0 | 0 | 0 | 0 | 0
[9 empty] | 2019-07-01 | 2020 | 19-20 | 0 | 0 | 0 | 0 | 0 | 0 | 0 | 0 | 630016 | 135101 | 137495.5 | 909505 | 0 | 0 | 0 | 0 | 0 | 0 | 0 | 0
[9 empty] | 2019-07-02 | 2020 | 19-20 | 0 | 0 | 0 | 0 | 0 | 0 | 0 | 0 | 630016 | 135101 | 137495.5 | 909505 | 0 | 0 | 0 | 0 | 0 | 0 | 0 | 0
[9 empty] | 2019-07-03 | 2020 | 19-20 | 0 | 0 | 0 | 0 | 0 | 0 | 0 | 0 | 630016 | 135101 | 137495.5 | 909505 | 0 | 0 | 0 | 0 | 0 | 0 | 0 | 0
[9 empty] | 2019-07-04 | 2020 | 19-20 | 0 | 0 | 0 | 0 | 0 | 0 | 0 | 0 | 630016 | 135101 | 137495.5 | 909505 | 0 | 0 | 0 | 0 | 0 | 0 | 0 | 0
[9 empty] | 2019-07-05 | 2020 | 19-20 | 0 | 0 | 0 | 0 | 0 | 0 | 0 | 0 | 630016 | 135101 | 137495.5 | 909505 | 0 | 0 | 0 | 0 | 0 | 0 | 0 | 0
[9 empty] | 2019-07-06 | 2020 | 19-20 | 0 | 0 | 0 | 0 | 0 | 0 | 0 | 0 | 630016 | 135101 | 137495.5 | 909505 | 0 | 0 | 0 | 0 | 0 | 0 | 0 | 0
[9 empty] | 2019-07-07 | 2020 | 19-20 | 0 | 0 | 0 | 0 | 0 | 0 | 0 | 0 | 630016 | 135101 | 137495.5 | 909505 | 0 | 0 | 0 | 0 | 0 | 0 | 0 | 0
[9 empty] | 2019-07-08 | 2020 | 19-20 | 0 | 0 | 0 | 0 | 0 | 0 | 0 | 0 | 630016 | 135101 | 137495.5 | 909505 | 0 | 0 | 0 | 0 | 0 | 0 | 0 | 0
[9 empty] | 2019-07-09 | 2020 | 19-20 | 0 | 0 | 0 | 0 | 0 | 0 | 0 | 0 | 630016 | 135101 | 137495.5 | 909505 | 0 | 0 | 0 | 0 | 0 | 0 | 0 | 0
[9 empty] | 2019-07-10 | 2020 | 19-20 | 0 | 0 | 20126.8803 | 20126.8803 | 0 | 0 | 69 | 69 | 630016 | 135101 | 137495.5 | 909505 | 0 | 0 | 0.14638 | 0.022129 | 0 | 0 | 0.00050183 | 7.5865e-05
[9 empty] | 2019-07-11 | 2020 | 19-20 | 0 | 0 | 0 | 0 | 0 | 0 | 0 | 0 | 630016 | 135101 | 137495.5 | 909505 | 0 | 0 | 0 | 0 | 0 | 0 | 0 | 0
[9 empty] | 2019-07-12 | 2020 | 19-20 | 0 | 0 | 0 | 0 | 0 | 0 | 0 | 0 | 630016 | 135101 | 137495.5 | 909505 | 0 | 0 | 0 | 0 | 0 | 0 | 0 | 0
[9 empty] | 2019-07-13 | 2020 | 19-20 | 0 | 0 | 0 | 0 | 0 | 0 | 0 | 0 | 630016 | 135101 | 137495.5 | 909505 | 0 | 0 | 0 | 0 | 0 | 0 | 0 | 0
[9 empty] | 2019-07-14 | 2020 | 19-20 | 0 | 0 | 0 | 0 | 0 | 0 | 0 | 0 | 630016 | 135101 | 137495.5 | 909505 | 0 | 0 | 0 | 0 | 0 | 0 | 0 | 0
[9 empty] | 2019-07-15 | 2020 | 19-20 | 0 | 0 | 0 | 0 | 0 | 0 | 0 | 0 | 630016 | 135101 | 137495.5 | 909505 | 0 | 0 | 0 | 0 | 0 | 0 | 0 | 0
[9 empty] | 2019-07-16 | 2020 | 19-20 | 0 | 0 | 0 | 0 | 0 | 0 | 0 | 0 | 630016 | 135101 | 137495.5 | 909505 | 0 | 0 | 0 | 0 | 0 | 0 | 0 | 0
[9 empty] | 2019-07-17 | 2020 | 19-20 | 0 | 0 | 0 | 0 | 0 | 0 | 0 | 0 | 630016 | 135101 | 137495.5 | 909505 | 0 | 0 | 0 | 0 | 0 | 0 | 0 | 0
[9 empty] | 2019-07-18 | 2020 | 19-20 | 0 | 0 | 0 | 0 | 0 | 0 | 0 | 0 | 630016 | 135101 | 137495.5 | 909505 | 0 | 0 | 0 | 0 | 0 | 0 | 0 | 0
[9 empty] | 2019-07-19 | 2020 | 19-20 | 0 | 0 | 0 | 0 | 0 | 0 | 0 | 0 | 630016 | 135101 | 137495.5 | 909505 | 0 | 0 | 0 | 0 | 0 | 0 | 0 | 0
[9 empty] | 2019-07-20 | 2020 | 19-20 | 0 | 0 | 0 | 0 | 0 | 0 | 0 | 0 | 630016 | 135101 | 137495.5 | 909505 | 0 | 0 | 0 | 0 | 0 | 0 | 0 | 0
[9 empty] | 2019-07-21 | 2020 | 19-20 | 0 | 0 | 0 | 0 | 0 | 0 | 0 | 0 | 630016 | 135101 | 137495.5 | 909505 | 0 | 0 | 0 | 0 | 0 | 0 | 0 | 0
[9 empty] | 2019-07-22 | 2020 | 19-20 | 0 | 0 | 0 | 0 | 0 | 0 | 0 | 0 | 630016 | 135101 | 137495.5 | 909505 | 0 | 0 | 0 | 0 | 0 | 0 | 0 | 0
[9 empty] | 2019-07-23 | 2020 | 19-20 | 0 | 0 | 0 | 0 | 0 | 0 | 0 | 0 | 630016 | 135101 | 137495.5 | 909505 | 0 | 0 | 0 | 0 | 0 | 0 | 0 | 0
[9 empty] | 2019-07-24 | 2020 | 19-20 | 0 | 0 | 0 | 0 | 0 | 0 | 0 | 0 | 630016 | 135101 | 137495.5 | 909505 | 0 | 0 | 0 | 0 | 0 | 0 | 0 | 0
[9 empty] | 2019-07-25 | 2020 | 19-20 | 0 | 0 | 0 | 0 | 0 | 0 | 0 | 0 | 630016 | 135101 | 137495.5 | 909505 | 0 | 0 | 0 | 0 | 0 | 0 | 0 | 0
[9 empty] | 2019-07-26 | 2020 | 19-20 | 0 | 0 | 0 | 0 | 0 | 0 | 0 | 0 | 630016 | 135101 | 137495.5 | 909505 | 0 | 0 | 0 | 0 | 0 | 0 | 0 | 0
[9 empty] | 2019-07-27 | 2020 | 19-20 | 0 | 0 | 0 | 0 | 0 | 0 | 0 | 0 | 630016 | 135101 | 137495.5 | 909505 | 0 | 0 | 0 | 0 | 0 | 0 | 0 | 0
[9 empty] | 2019-07-28 | 2020 | 19-20 | 0 | 0 | 0 | 0 | 0 | 0 | 0 | 0 | 630016 | 135101 | 137495.5 | 909505 | 0 | 0 | 0 | 0 | 0 | 0 | 0 | 0
[9 empty] | 2019-07-29 | 2020 | 19-20 | 0 | 0 | 0 | 0 | 0 | 0 | 0 | 0 | 630016 | 135101 | 137495.5 | 909505 | 0 | 0 | 0 | 0 | 0 | 0 | 0 | 0
[9 empty] | 2019-07-30 | 2020 | 19-20 | 0 | 0 | 0 | 0 | 0 | 0 | 0 | 0 | 630016 | 135101 | 137495.5 | 909505 | 0 | 0 | 0 | 0 | 0 | 0 | 0 | 0
[9 empty] | 2019-07-31 | 2020 | 19-20 | 0 | 0 | 0 | 0 | 0 | 0 | 0 | 0 | 630016 | 135101 | 137495.5 | 909505 | 0 | 0 | 0 | 0 | 0 | 0 | 0 | 0
[9 empty] | 2019-08-01 | 2020 | 19-20 | 0 | 0 | 0 | 0 | 0 | 0 | 0 | 0 | 630016 | 135101 | 137495.5 | 909505 | 0 | 0 | 0 | 0 | 0 | 0 | 0 | 0
[9 empty] | 2019-08-02 | 2020 | 19-20 | 0 | 0 | 0 | 0 | 0 | 0 | 0 | 0 | 630016 | 135101 | 137495.5 | 909505 | 0 | 0 | 0 | 0 | 0 | 0 | 0 | 0
[9 empty] | 2019-08-03 | 2020 | 19-20 | 0 | 0 | 0 | 0 | 0 | 0 | 0 | 0 | 630016 | 135101 | 137495.5 | 909505 | 0 | 0 | 0 | 0 | 0 | 0 | 0 | 0
[9 empty] | 2019-08-04 | 2020 | 19-20 | 0 | 0 | 0 | 0 | 0 | 0 | 0 | 0 | 630016 | 135101 | 137495.5 | 909505 | 0 | 0 | 0 | 0 | 0 | 0 | 0 | 0
[9 empty] | 2019-08-05 | 2020 | 19-20 | 0 | 0 | 0 | 0 | 0 | 0 | 0 | 0 | 630016 | 135101 | 137495.5 | 909505 | 0 | 0 | 0 | 0 | 0 | 0 | 0 | 0
[9 empty] | 2019-08-06 | 2020 | 19-20 | 0 | 0 | 0 | 0 | 0 | 0 | 0 | 0 | 630016 | 135101 | 137495.5 | 909505 | 0 | 0 | 0 | 0 | 0 | 0 | 0 | 0
[9 empty] | 2019-08-07 | 2020 | 19-20 | 0 | 0 | 0 | 0 | 0 | 0 | 0 | 0 | 630016 | 135101 | 137495.5 | 909505 | 0 | 0 | 0 | 0 | 0 | 0 | 0 | 0
[9 empty] | 2019-08-08 | 2020 |  | 0 | 0 | 224650.8347 | 224650.8347 | 0 | 0 | 158 | 158 | 630016 | 135101 | 137495.5 | 909505 | 0 | 0 | 1.6339 | 0.247 | 0 | 0 | 0.0011491 | 0.00017372
[9 empty] | 2019-08-09 | 2020 | 19-20 | 0 | 0 | 0 | 0 | 0 | 0 | 0 | 0 | 630016 | 135101 | 137495.5 | 909505 | 0 | 0 | 0 | 0 | 0 | 0 | 0 | 0
[9 empty] | 2019-08-10 | 2020 | 19-20 | 0 | 0 | 0 | 0 | 0 | 0 | 0 | 0 | 630016 | 135101 | 137495.5 | 909505 | 0 | 0 | 0 | 0 | 0 | 0 | 0 | 0
[9 empty] | 2019-08-11 | 2020 | 19-20 | 0 | 0 | 0 | 0 | 0 | 0 | 0 | 0 | 630016 | 135101 | 137495.5 | 909505 | 0 | 0 | 0 | 0 | 0 | 0 | 0 | 0
[9 empty] | 2019-08-12 | 2020 | 19-20 | 0 | 0 | 0 | 0 | 0 | 0 | 0 | 0 | 630016 | 135101 | 137495.5 | 909505 | 0 | 0 | 0 | 0 | 0 | 0 | 0 | 0
[9 empty] | 2019-08-13 | 2020 | 19-20 | 0 | 0 | 0 | 0 | 0 | 0 | 0 | 0 | 630016 | 135101 | 137495.5 | 909505 | 0 | 0 | 0 | 0 | 0 | 0 | 0 | 0
[9 empty] | 2019-08-14 | 2020 | 19-20 | 0 | 0 | 0 | 0 | 0 | 0 | 0 | 0 | 630016 | 135101 | 137495.5 | 909505 | 0 | 0 | 0 | 0 | 0 | 0 | 0 | 0
[9 empty] | 2019-08-15 | 2020 | 19-20 | 0 | 0 | 0 | 0 | 0 | 0 | 0 | 0 | 630016 | 135101 | 137495.5 | 909505 | 0 | 0 | 0 | 0 | 0 | 0 | 0 | 0
[9 empty] | 2019-08-16 | 2020 | 19-20 | 0 | 0 | 0 | 0 | 0 | 0 | 0 | 0 | 630016 | 135101 | 137495.5 | 909505 | 0 | 0 | 0 | 0 | 0 | 0 | 0 | 0
[9 empty] | 2019-08-17 | 2020 | 19-20 | 0 | 0 | 0 | 0 | 0 | 0 | 0 | 0 | 630016 | 135101 | 137495.5 | 909505 | 0 | 0 | 0 | 0 | 0 | 0 | 0 | 0
[9 empty] | 2019-08-18 | 2020 | 19-20 | 0 | 0 | 0 | 0 | 0 | 0 | 0 | 0 | 630016 | 135101 | 137495.5 | 909505 | 0 | 0 | 0 | 0 | 0 | 0 | 0 | 0
[9 empty] | 2019-08-19 | 2020 | 19-20 | 0 | 0 | 0 | 0 | 0 | 0 | 0 | 0 | 630016 | 135101 | 137495.5 | 909505 | 0 | 0 | 0 | 0 | 0 | 0 | 0 | 0
[9 empty] | 2019-08-20 | 2020 | 19-20 | 0 | 0 | 0 | 0 | 0 | 0 | 0 | 0 | 630016 | 135101 | 137495.5 | 909505 | 0 | 0 | 0 | 0 | 0 | 0 | 0 | 0
[9 empty] | 2019-08-21 | 2020 | 19-20 | 0 | 0 | 0 | 0 | 0 | 0 | 0 | 0 | 630016 | 135101 | 137495.5 | 909505 | 0 | 0 | 0 | 0 | 0 | 0 | 0 | 0
[9 empty] | 2019-08-22 | 2020 | 19-20 | 0 | 0 | 0 | 0 | 0 | 0 | 0 | 0 | 630016 | 135101 | 137495.5 | 909505 | 0 | 0 | 0 | 0 | 0 | 0 | 0 | 0
[9 empty] | 2019-08-23 | 2020 | 19-20 | 0 | 0 | 0 | 0 | 0 | 0 | 0 | 0 | 630016 | 135101 | 137495.5 | 909505 | 0 | 0 | 0 | 0 | 0 | 0 | 0 | 0
[9 empty] | 2019-08-24 | 2020 | 19-20 | 0 | 0 | 0 | 0 | 0 | 0 | 0 | 0 | 630016 | 135101 | 137495.5 | 909505 | 0 | 0 | 0 | 0 | 0 | 0 | 0 | 0
[9 empty] | 2019-08-25 | 2020 | 19-20 | 0 | 0 | 0 | 0 | 0 | 0 | 0 | 0 | 630016 | 135101 | 137495.5 | 909505 | 0 | 0 | 0 | 0 | 0 | 0 | 0 | 0
[9 empty] | 2019-08-26 | 2020 | 19-20 | 0 | 0 | 0 | 0 | 0 | 0 | 0 | 0 | 630016 | 135101 | 137495.5 | 909505 | 0 | 0 | 0 | 0 | 0 | 0 | 0 | 0
[9 empty] | 2019-08-27 | 2020 | 19-20 | 0 | 0 | 0 | 0 | 0 | 0 | 0 | 0 | 630016 | 135101 | 137495.5 | 909505 | 0 | 0 | 0 | 0 | 0 | 0 | 0 | 0
[9 empty] | 2019-08-28 | 2020 | 19-20 | 0 | 0 | 0 | 0 | 0 | 0 | 0 | 0 | 630016 | 135101 | 137495.5 | 909505 | 0 | 0 | 0 | 0 | 0 | 0 | 0 | 0
[9 empty] | 2019-08-29 | 2020 | 19-20 | 0 | 0 | 0 | 0 | 0 | 0 | 0 | 0 | 630016 | 135101 | 137495.5 | 909505 | 0 | 0 | 0 | 0 | 0 | 0 | 0 | 0
[9 empty] | 2019-08-30 | 2020 | 19-20 | 0 | 0 | 0 | 0 | 0 | 0 | 0 | 0 | 630016 | 135101 | 137495.5 | 909505 | 0 | 0 | 0 | 0 | 0 | 0 | 0 | 0
[9 empty] | 2019-08-31 | 2020 | 19-20 | 0 | 0 | 0 | 0 | 0 | 0 | 0 | 0 | 630016 | 135101 | 137495.5 | 909505 | 0 | 0 | 0 | 0 | 0 | 0 | 0 | 0
[9 empty] | 2019-09-01 | 2020 | 19-20 | 0 | 0 | 0 | 0 | 0 | 0 | 0 | 0 | 630016 | 135101 | 137495.5 | 909505 | 0 | 0 | 0 | 0 | 0 | 0 | 0 | 0
[9 empty] | 2019-09-02 | 2020 | 19-20 | 0 | 0 | 0 | 0 | 0 | 0 | 0 | 0 | 630016 | 135101 | 137495.5 | 909505 | 0 | 0 | 0 | 0 | 0 | 0 | 0 | 0
[9 empty] | 2019-09-03 | 2020 | 19-20 | 0 | 0 | 0 | 0 | 0 | 0 | 0 | 0 | 630016 | 135101 | 137495.5 | 909505 | 0 | 0 | 0 | 0 | 0 | 0 | 0 | 0
[9 empty] | 2019-09-04 | 2020 | 19-20 | 0 | 0 | 0 | 0 | 0 | 0 | 0 | 0 | 630016 | 135101 | 137495.5 | 909505 | 0 | 0 | 0 | 0 | 0 | 0 | 0 | 0
[9 empty] | 2019-09-05 | 2020 | 19-20 | 0 | 0 | 0 | 0 | 0 | 0 | 0 | 0 | 630016 | 135101 | 137495.5 | 909505 | 0 | 0 | 0 | 0 | 0 | 0 | 0 | 0
[9 empty] | 2019-09-06 | 2020 | 19-20 | 0 | 0 | 0 | 0 | 0 | 0 | 0 | 0 | 630016 | 135101 | 137495.5 | 909505 | 0 | 0 | 0 | 0 | 0 | 0 | 0 | 0
[9 empty] | 2019-09-07 | 2020 | 19-20 | 0 | 0 | 0 | 0 | 0 | 0 | 0 | 0 | 630016 | 135101 | 137495.5 | 909505 | 0 | 0 | 0 | 0 | 0 | 0 | 0 | 0
[9 empty] | 2019-09-08 | 2020 | 19-20 | 0 | 0 | 0 | 0 | 0 | 0 | 0 | 0 | 630016 | 135101 | 137495.5 | 909505 | 0 | 0 | 0 | 0 | 0 | 0 | 0 | 0
[9 empty] | 2019-09-09 | 2020 | 19-20 | 0 | 0 | 0 | 0 | 0 | 0 | 0 | 0 | 630016 | 135101 | 137495.5 | 909505 | 0 | 0 | 0 | 0 | 0 | 0 | 0 | 0
[9 empty] | 2019-09-10 | 2020 | 19-20 | 0 | 0 | 0 | 0 | 0 | 0 | 0 | 0 | 630016 | 135101 | 137495.5 | 909505 | 0 | 0 | 0 | 0 | 0 | 0 | 0 | 0
[9 empty] | 2019-09-11 | 2020 | 19-20 | 0 | 0 | 0 | 0 | 0 | 0 | 0 | 0 | 630016 | 135101 | 137495.5 | 909505 | 0 | 0 | 0 | 0 | 0 | 0 | 0 | 0
[9 empty] | 2019-09-12 | 2020 | 19-20 | 0 | 0 | 0 | 0 | 0 | 0 | 0 | 0 | 630016 | 135101 | 137495.5 | 909505 | 0 | 0 | 0 | 0 | 0 | 0 | 0 | 0
[9 empty] | 2019-09-13 | 2020 | 19-20 | 0 | 0 | 0 | 0 | 0 | 0 | 0 | 0 | 630016 | 135101 | 137495.5 | 909505 | 0 | 0 | 0 | 0 | 0 | 0 | 0 | 0
[9 empty] | 2019-09-14 | 2020 | 19-20 | 0 | 0 | 0 | 0 | 0 | 0 | 0 | 0 | 630016 | 135101 | 137495.5 | 909505 | 0 | 0 | 0 | 0 | 0 | 0 | 0 | 0
[9 empty] | 2019-09-15 | 2020 | 19-20 | 0 | 0 | 0 | 0 | 0 | 0 | 0 | 0 | 630016 | 135101 | 137495.5 | 909505 | 0 | 0 | 0 | 0 | 0 | 0 | 0 | 0
[9 empty] | 2019-09-16 | 2020 | 19-20 | 0 | 0 | 0 | 0 | 0 | 0 | 0 | 0 | 630016 | 135101 | 137495.5 | 909505 | 0 | 0 | 0 | 0 | 0 | 0 | 0 | 0
[9 empty] | 2019-09-17 | 2020 | 19-20 | 0 | 0 | 0 | 0 | 0 | 0 | 0 | 0 | 630016 | 135101 | 137495.5 | 909505 | 0 | 0 | 0 | 0 | 0 | 0 | 0 | 0
[9 empty] | 2019-09-18 | 2020 | 19-20 | 0 | 0 | 0 | 0 | 0 | 0 | 0 | 0 | 630016 | 135101 | 137495.5 | 909505 | 0 | 0 | 0 | 0 | 0 | 0 | 0 | 0
[9 empty] | 2019-09-19 | 2020 | 19-20 | 0 | 0 | 61594.7207 | 61594.7207 | 0 | 0 | 416.0001 | 416.0001 | 630016 | 135101 | 137495.5 | 909505 | 0 | 0 | 0.44798 | 0.067723 | 0 | 0 | 0.0030256 | 0.00045739
[9 empty] | 2019-09-20 | 2020 | 19-20 | 0 | 0 | 0 | 0 | 0 | 0 | 0 | 0 | 630016 | 135101 | 137495.5 | 909505 | 0 | 0 | 0 | 0 | 0 | 0 | 0 | 0
[9 empty] | 2019-09-21 | 2020 | 19-20 | 0 | 0 | 0 | 0 | 0 | 0 | 0 | 0 | 630016 | 135101 | 137495.5 | 909505 | 0 | 0 | 0 | 0 | 0 | 0 | 0 | 0
[9 empty] | 2019-09-22 | 2020 | 19-20 | 0 | 0 | 0 | 0 | 0 | 0 | 0 | 0 | 630016 | 135101 | 137495.5 | 909505 | 0 | 0 | 0 | 0 | 0 | 0 | 0 | 0
[9 empty] | 2019-09-23 | 2020 | 19-20 | 0 | 0 | 0 | 0 | 0 | 0 | 0 | 0 | 630016 | 135101 | 137495.5 | 909505 | 0 | 0 | 0 | 0 | 0 | 0 | 0 | 0
[9 empty] | 2019-09-24 | 2020 | 19-20 | 0 | 0 | 0 | 0 | 0 | 0 | 0 | 0 | 630016 | 135101 | 137495.5 | 909505 | 0 | 0 | 0 | 0 | 0 | 0 | 0 | 0
[9 empty] | 2019-09-25 | 2020 | 19-20 | 0 | 0 | 0 | 0 | 0 | 0 | 0 | 0 | 630016 | 135101 | 137495.5 | 909505 | 0 | 0 | 0 | 0 | 0 | 0 | 0 | 0
[9 empty] | 2019-09-26 | 2020 | 19-20 | 0 | 0 | 0 | 0 | 0 | 0 | 0 | 0 | 630016 | 135101 | 137495.5 | 909505 | 0 | 0 | 0 | 0 | 0 | 0 | 0 | 0
[9 empty] | 2019-09-27 | 2020 | 19-20 | 0 | 0 | 0 | 0 | 0 | 0 | 0 | 0 | 630016 | 135101 | 137495.5 | 909505 | 0 | 0 | 0 | 0 | 0 | 0 | 0 | 0
[9 empty] | 2019-09-28 | 2020 | 19-20 | 0 | 0 | 0 | 0 | 0 | 0 | 0 | 0 | 630016 | 135101 | 137495.5 | 909505 | 0 | 0 | 0 | 0 | 0 | 0 | 0 | 0
[9 empty] | 2019-09-29 | 2020 | 19-20 | 0 | 0 | 0 | 0 | 0 | 0 | 0 | 0 | 630016 | 135101 | 137495.5 | 909505 | 0 | 0 | 0 | 0 | 0 | 0 | 0 | 0
[9 empty] | 2019-09-30 | 2020 | 19-20 | 0 | 0 | 0 | 0 | 0 | 0 | 0 | 0 | 630016 | 135101 | 137495.5 | 909505 | 0 | 0 | 0 | 0 | 0 | 0 | 0 | 0
[9 empty] | 2019-10-01 | 2020 | 19-20 | 0 | 0 | 0 | 0 | 0 | 0 | 0 | 0 | 630016 | 135101 | 137495.5 | 909505 | 0 | 0 | 0 | 0 | 0 | 0 | 0 | 0
[9 empty] | 2019-10-02 | 2020 | 19-20 | 0 | 0 | 0 | 0 | 0 | 0 | 0 | 0 | 630016 | 135101 | 137495.5 | 909505 | 0 | 0 | 0 | 0 | 0 | 0 | 0 | 0
[9 empty] | 2019-10-03 | 2020 | 19-20 | 0 | 0 | 0 | 0 | 0 | 0 | 0 | 0 | 630016 | 135101 | 137495.5 | 909505 | 0 | 0 | 0 | 0 | 0 | 0 | 0 | 0
[9 empty] | 2019-10-04 | 2020 | 19-20 | 0 | 0 | 0 | 0 | 0 | 0 | 0 | 0 | 630016 | 135101 | 137495.5 | 909505 | 0 | 0 | 0 | 0 | 0 | 0 | 0 | 0
[9 empty] | 2019-10-05 | 2020 | 19-20 | 0 | 0 | 0 | 0 | 0 | 0 | 0 | 0 | 630016 | 135101 | 137495.5 | 909505 | 0 | 0 | 0 | 0 | 0 | 0 | 0 | 0
[9 empty] | 2019-10-06 | 2020 | 19-20 | 0 | 0 | 0 | 0 | 0 | 0 | 0 | 0 | 630016 | 135101 | 137495.5 | 909505 | 0 | 0 | 0 | 0 | 0 | 0 | 0 | 0
[9 empty] | 2019-10-07 | 2020 | 19-20 | 0 | 0 | 0 | 0 | 0 | 0 | 0 | 0 | 630016 | 135101 | 137495.5 | 909505 | 0 | 0 | 0 | 0 | 0 | 0 | 0 | 0
[9 empty] | 2019-10-08 | 2020 | 19-20 | 0 | 0 | 0 | 0 | 0 | 0 | 0 | 0 | 630016 | 135101 | 137495.5 | 909505 | 0 | 0 | 0 | 0 | 0 | 0 | 0 | 0
[9 empty] | 2019-10-09 | 2020 | 19-20 | 0 | 0 | 0 | 0 | 0 | 0 | 0 | 0 | 630016 | 135101 | 137495.5 | 909505 | 0 | 0 | 0 | 0 | 0 | 0 | 0 | 0
[9 empty] | 2019-10-10 | 2020 | 19-20 | 0 | 0 | 0 | 0 | 0 | 0 | 0 | 0 | 630016 | 135101 | 137495.5 | 909505 | 0 | 0 | 0 | 0 | 0 | 0 | 0 | 0
[9 empty] | 2019-10-11 | 2020 | 19-20 | 0 | 0 | 0 | 0 | 0 | 0 | 0 | 0 | 630016 | 135101 | 137495.5 | 909505 | 0 | 0 | 0 | 0 | 0 | 0 | 0 | 0
[9 empty] | 2019-10-12 | 2020 | 19-20 | 0 | 0 | 0 | 0 | 0 | 0 | 0 | 0 | 630016 | 135101 | 137495.5 | 909505 | 0 | 0 | 0 | 0 | 0 | 0 | 0 | 0
[9 empty] | 2019-10-13 | 2020 | 19-20 | 0 | 0 | 0 | 0 | 0 | 0 | 0 | 0 | 630016 | 135101 | 137495.5 | 909505 | 0 | 0 | 0 | 0 | 0 | 0 | 0 | 0
[9 empty] | 2019-10-14 | 2020 | 19-20 | 0 | 0 | 0 | 0 | 0 | 0 | 0 | 0 | 630016 | 135101 | 137495.5 | 909505 | 0 | 0 | 0 | 0 | 0 | 0 | 0 | 0
[9 empty] | 2019-10-15 | 2020 | 19-20 | 0 | 0 | 0 | 0 | 0 | 0 | 0 | 0 | 630016 | 135101 | 137495.5 | 909505 | 0 | 0 | 0 | 0 | 0 | 0 | 0 | 0
[9 empty] | 2019-10-16 | 2020 | 19-20 | 0 | 0 | 0 | 0 | 0 | 0 | 0 | 0 | 630016 | 135101 | 137495.5 | 909505 | 0 | 0 | 0 | 0 | 0 | 0 | 0 | 0
[9 empty] | 2019-10-17 | 2020 | 19-20 | 0 | 0 | 0 | 0 | 0 | 0 | 0 | 0 | 630016 | 135101 | 137495.5 | 909505 | 0 | 0 | 0 | 0 | 0 | 0 | 0 | 0
[9 empty] | 2019-10-18 | 2020 | 19-20 | 0 | 0 | 0 | 0 | 0 | 0 | 0 | 0 | 630016 | 135101 | 137495.5 | 909505 | 0 | 0 | 0 | 0 | 0 | 0 | 0 | 0
[9 empty] | 2019-10-19 | 2020 | 19-20 | 0 | 0 | 0 | 0 | 0 | 0 | 0 | 0 | 630016 | 135101 | 137495.5 | 909505 | 0 | 0 | 0 | 0 | 0 | 0 | 0 | 0
[9 empty] | 2019-10-20 | 2020 | 19-20 | 0 | 0 | 0 | 0 | 0 | 0 | 0 | 0 | 630016 | 135101 | 137495.5 | 909505 | 0 | 0 | 0 | 0 | 0 | 0 | 0 | 0
[9 empty] | 2019-10-21 | 2020 | 19-20 | 0 | 0 | 0 | 0 | 0 | 0 | 0 | 0 | 630016 | 135101 | 137495.5 | 909505 | 0 | 0 | 0 | 0 | 0 | 0 | 0 | 0
[9 empty] | 2019-10-22 | 2020 | 19-20 | 0 | 0 | 0 | 0 | 0 | 0 | 0 | 0 | 630016 | 135101 | 137495.5 | 909505 | 0 | 0 | 0 | 0 | 0 | 0 | 0 | 0
[9 empty] | 2019-10-23 | 2020 | 19-20 | 0 | 0 | 0 | 0 | 0 | 0 | 0 | 0 | 630016 | 135101 | 137495.5 | 909505 | 0 | 0 | 0 | 0 | 0 | 0 | 0 | 0
[9 empty] | 2019-10-24 | 2020 | 19-20 | 0 | 0 | 0 | 0 | 0 | 0 | 0 | 0 | 630016 | 135101 | 137495.5 | 909505 | 0 | 0 | 0 | 0 | 0 | 0 | 0 | 0
[9 empty] | 2019-10-25 | 2020 | 19-20 | 0 | 0 | 0 | 0 | 0 | 0 | 0 | 0 | 630016 | 135101 | 137495.5 | 909505 | 0 | 0 | 0 | 0 | 0 | 0 | 0 | 0
[9 empty] | 2019-10-26 | 2020 | 19-20 | 0 | 0 | 0 | 0 | 0 | 0 | 0 | 0 | 630016 | 135101 | 137495.5 | 909505 | 0 | 0 | 0 | 0 | 0 | 0 | 0 | 0
[9 empty] | 2019-10-27 | 2020 | 19-20 | 0 | 0 | 0 | 0 | 0 | 0 | 0 | 0 | 630016 | 135101 | 137495.5 | 909505 | 0 | 0 | 0 | 0 | 0 | 0 | 0 | 0
[9 empty] | 2019-10-28 | 2020 | 19-20 | 0 | 0 | 0 | 0 | 0 | 0 | 0 | 0 | 630016 | 135101 | 137495.5 | 909505 | 0 | 0 | 0 | 0 | 0 | 0 | 0 | 0
[9 empty] | 2019-10-29 | 2020 | 19-20 | 0 | 0 | 0 | 0 | 0 | 0 | 0 | 0 | 630016 | 135101 | 137495.5 | 909505 | 0 | 0 | 0 | 0 | 0 | 0 | 0 | 0
[9 empty] | 2019-10-30 | 2020 | 19-20 | 0 | 0 | 0 | 0 | 0 | 0 | 0 | 0 | 630016 | 135101 | 137495.5 | 909505 | 0 | 0 | 0 | 0 | 0 | 0 | 0 | 0
[9 empty] | 2019-10-31 | 2020 | 19-20 | 0 | 0 | 0 | 0 | 0 | 0 | 0 | 0 | 630016 | 135101 | 137495.5 | 909505 | 0 | 0 | 0 | 0 | 0 | 0 | 0 | 0
[9 empty] | 2019-11-01 | 2020 | 19-20 | 0 | 0 | 0 | 0 | 0 | 0 | 0 | 0 | 630016 | 135101 | 137495.5 | 909505 | 0 | 0 | 0 | 0 | 0 | 0 | 0 | 0
[9 empty] | 2019-11-02 | 2020 | 19-20 | 0 | 0 | 63614.8579 | 63614.8579 | 0 | 0 | 105 | 105 | 630016 | 135101 | 137495.5 | 909505 | 0 | 0 | 0.46267 | 0.069944 | 0 | 0 | 0.00076366 | 0.00011545
[9 empty] | 2019-11-03 | 2020 | 19-20 | 0 | 0 | 0 | 0 | 0 | 0 | 0 | 0 | 630016 | 135101 | 137495.5 | 909505 | 0 | 0 | 0 | 0 | 0 | 0 | 0 | 0
[9 empty] | 2019-11-04 | 2020 | 19-20 | 0 | 0 | 0 | 0 | 0 | 0 | 0 | 0 | 630016 | 135101 | 137495.5 | 909505 | 0 | 0 | 0 | 0 | 0 | 0 | 0 | 0
[9 empty] | 2019-11-05 | 2020 | 19-20 | 0 | 0 | 0 | 0 | 0 | 0 | 0 | 0 | 630016 | 135101 | 137495.5 | 909505 | 0 | 0 | 0 | 0 | 0 | 0 | 0 | 0
[9 empty] | 2019-11-06 | 2020 | 19-20 | 0 | 0 | 0 | 0 | 0 | 0 | 0 | 0 | 630016 | 135101 | 137495.5 | 909505 | 0 | 0 | 0 | 0 | 0 | 0 | 0 | 0
[9 empty] | 2019-11-07 | 2020 | 19-20 | 0 | 0 | 0 | 0 | 0 | 0 | 0 | 0 | 630016 | 135101 | 137495.5 | 909505 | 0 | 0 | 0 | 0 | 0 | 0 | 0 | 0
[9 empty] | 2019-11-08 | 2020 | 19-20 | 0 | 0 | 0 | 0 | 0 | 0 | 0 | 0 | 630016 | 135101 | 137495.5 | 909505 | 0 | 0 | 0 | 0 | 0 | 0 | 0 | 0
[9 empty] | 2019-11-09 | 2020 | 19-20 | 0 | 0 | 0 | 0 | 0 | 0 | 0 | 0 | 630016 | 135101 | 137495.5 | 909505 | 0 | 0 | 0 | 0 | 0 | 0 | 0 | 0
[9 empty] | 2019-11-10 | 2020 | 19-20 | 0 | 0 | 0 | 0 | 0 | 0 | 0 | 0 | 630016 | 135101 | 137495.5 | 909505 | 0 | 0 | 0 | 0 | 0 | 0 | 0 | 0
[9 empty] | 2019-11-11 | 2020 | 19-20 | 0 | 0 | 0 | 0 | 0 | 0 | 0 | 0 | 630016 | 135101 | 137495.5 | 909505 | 0 | 0 | 0 | 0 | 0 | 0 | 0 | 0
[9 empty] | 2019-11-12 | 2020 | 19-20 | 0 | 0 | 0 | 0 | 0 | 0 | 0 | 0 | 630016 | 135101 | 137495.5 | 909505 | 0 | 0 | 0 | 0 | 0 | 0 | 0 | 0
[9 empty] | 2019-11-13 | 2020 | 19-20 | 0 | 0 | 0 | 0 | 0 | 0 | 0 | 0 | 630016 | 135101 | 137495.5 | 909505 | 0 | 0 | 0 | 0 | 0 | 0 | 0 | 0
[9 empty] | 2019-11-14 | 2020 | 19-20 | 0 | 0 | 0 | 0 | 0 | 0 | 0 | 0 | 630016 | 135101 | 137495.5 | 909505 | 0 | 0 | 0 | 0 | 0 | 0 | 0 | 0
[9 empty] | 2019-11-15 | 2020 | 19-20 | 0 | 0 | 0 | 0 | 0 | 0 | 0 | 0 | 630016 | 135101 | 137495.5 | 909505 | 0 | 0 | 0 | 0 | 0 | 0 | 0 | 0
[9 empty] | 2019-11-16 | 2020 | 19-20 | 0 | 0 | 0 | 0 | 0 | 0 | 0 | 0 | 630016 | 135101 | 137495.5 | 909505 | 0 | 0 | 0 | 0 | 0 | 0 | 0 | 0
[9 empty] | 2019-11-17 | 2020 | 19-20 | 0 | 0 | 0 | 0 | 0 | 0 | 0 | 0 | 630016 | 135101 | 137495.5 | 909505 | 0 | 0 | 0 | 0 | 0 | 0 | 0 | 0
[9 empty] | 2019-11-18 | 2020 | 19-20 | 0 | 0 | 0 | 0 | 0 | 0 | 0 | 0 | 630016 | 135101 | 137495.5 | 909505 | 0 | 0 | 0 | 0 | 0 | 0 | 0 | 0
[9 empty] | 2019-11-19 | 2020 | 19-20 | 0 | 0 | 0 | 0 | 0 | 0 | 0 | 0 | 630016 | 135101 | 137495.5 | 909505 | 0 | 0 | 0 | 0 | 0 | 0 | 0 | 0
[9 empty] | 2019-11-20 | 2020 | 19-20 | 0 | 0 | 69582.4076 | 69582.4076 | 0 | 0 | 66 | 66 | 630016 | 135101 | 137495.5 | 909505 | 0 | 0 | 0.50607 | 0.076506 | 0 | 0 | 0.00048002 | 7.2567e-05
[9 empty] | 2019-11-21 | 2020 | 19-20 | 0 | 0 | 0 | 0 | 0 | 0 | 0 | 0 | 630016 | 135101 | 137495.5 | 909505 | 0 | 0 | 0 | 0 | 0 | 0 | 0 | 0
[9 empty] | 2019-11-22 | 2020 | 19-20 | 0 | 0 | 0 | 0 | 0 | 0 | 0 | 0 | 630016 | 135101 | 137495.5 | 909505 | 0 | 0 | 0 | 0 | 0 | 0 | 0 | 0
[9 empty] | 2019-11-23 | 2020 | 19-20 | 0 | 0 | 0 | 0 | 0 | 0 | 0 | 0 | 630016 | 135101 | 137495.5 | 909505 | 0 | 0 | 0 | 0 | 0 | 0 | 0 | 0
[9 empty] | 2019-11-24 | 2020 | 19-20 | 0 | 0 | 0 | 0 | 0 | 0 | 0 | 0 | 630016 | 135101 | 137495.5 | 909505 | 0 | 0 | 0 | 0 | 0 | 0 | 0 | 0
[9 empty] | 2019-11-25 | 2020 | 19-20 | 0 | 0 | 0 | 0 | 0 | 0 | 0 | 0 | 630016 | 135101 | 137495.5 | 909505 | 0 | 0 | 0 | 0 | 0 | 0 | 0 | 0
[9 empty] | 2019-11-26 | 2020 | 19-20 | 0 | 0 | 0 | 0 | 0 | 0 | 0 | 0 | 630016 | 135101 | 137495.5 | 909505 | 0 | 0 | 0 | 0 | 0 | 0 | 0 | 0
[9 empty] | 2019-11-27 | 2020 | 19-20 | 0 | 0 | 0 | 0 | 0 | 0 | 0 | 0 | 630016 | 135101 | 137495.5 | 909505 | 0 | 0 | 0 | 0 | 0 | 0 | 0 | 0
[9 empty] | 2019-11-28 | 2020 | 19-20 | 0 | 0 | 0 | 0 | 0 | 0 | 0 | 0 | 630016 | 135101 | 137495.5 | 909505 | 0 | 0 | 0 | 0 | 0 | 0 | 0 | 0
[9 empty] | 2019-11-29 | 2020 | 19-20 | 0 | 0 | 0 | 0 | 0 | 0 | 0 | 0 | 630016 | 135101 | 137495.5 | 909505 | 0 | 0 | 0 | 0 | 0 | 0 | 0 | 0
[9 empty] | 2019-11-30 | 2020 | 19-20 | 0 | 0 | 0 | 0 | 0 | 0 | 0 | 0 | 630016 | 135101 | 137495.5 | 909505 | 0 | 0 | 0 | 0 | 0 | 0 | 0 | 0
[9 empty] | 2019-12-01 | 2020 | 19-20 | 0 | 0 | 0 | 0 | 0 | 0 | 0 | 0 | 630016 | 135101 | 137495.5 | 909505 | 0 | 0 | 0 | 0 | 0 | 0 | 0 | 0
[9 empty] | 2019-12-02 | 2020 | 19-20 | 0 | 0 | 0 | 0 | 0 | 0 | 0 | 0 | 630016 | 135101 | 137495.5 | 909505 | 0 | 0 | 0 | 0 | 0 | 0 | 0 | 0
[9 empty] | 2019-12-03 | 2020 | 19-20 | 0 | 0 | 0 | 0 | 0 | 0 | 0 | 0 | 630016 | 135101 | 137495.5 | 909505 | 0 | 0 | 0 | 0 | 0 | 0 | 0 | 0
[9 empty] | 2019-12-04 | 2020 | 19-20 | 0 | 0 | 0 | 0 | 0 | 0 | 0 | 0 | 630016 | 135101 | 137495.5 | 909505 | 0 | 0 | 0 | 0 | 0 | 0 | 0 | 0
[9 empty] | 2019-12-05 | 2020 | 19-20 | 0 | 0 | 0 | 0 | 0 | 0 | 0 | 0 | 630016 | 135101 | 137495.5 | 909505 | 0 | 0 | 0 | 0 | 0 | 0 | 0 | 0
[9 empty] | 2019-12-06 | 2020 | 19-20 | 0 | 0 | 0 | 0 | 0 | 0 | 0 | 0 | 630016 | 135101 | 137495.5 | 909505 | 0 | 0 | 0 | 0 | 0 | 0 | 0 | 0
[9 empty] | 2019-12-07 | 2020 | 19-20 | 0 | 0 | 0 | 0 | 0 | 0 | 0 | 0 | 630016 | 135101 | 137495.5 | 909505 | 0 | 0 | 0 | 0 | 0 | 0 | 0 | 0
[9 empty] | 2019-12-08 | 2020 | 19-20 | 0 | 0 | 0 | 0 | 0 | 0 | 0 | 0 | 630016 | 135101 | 137495.5 | 909505 | 0 | 0 | 0 | 0 | 0 | 0 | 0 | 0
[9 empty] | 2019-12-09 | 2020 | 19-20 | 0 | 0 | 0 | 0 | 0 | 0 | 0 | 0 | 630016 | 135101 | 137495.5 | 909505 | 0 | 0 | 0 | 0 | 0 | 0 | 0 | 0
[9 empty] | 2019-12-10 | 2020 | 19-20 | 0 | 0 | 0 | 0 | 0 | 0 | 0 | 0 | 630016 | 135101 | 137495.5 | 909505 | 0 | 0 | 0 | 0 | 0 | 0 | 0 | 0
[9 empty] | 2019-12-11 | 2020 | 19-20 | 0 | 0 | 0 | 0 | 0 | 0 | 0 | 0 | 630016 | 135101 | 137495.5 | 909505 | 0 | 0 | 0 | 0 | 0 | 0 | 0 | 0
[9 empty] | 2019-12-12 | 2020 | 19-20 | 0 | 0 | 0 | 0 | 0 | 0 | 0 | 0 | 630016 | 135101 | 137495.5 | 909505 | 0 | 0 | 0 | 0 | 0 | 0 | 0 | 0
[9 empty] | 2019-12-13 | 2020 | 19-20 | 0 | 0 | 0 | 0 | 0 | 0 | 0 | 0 | 630016 | 135101 | 137495.5 | 909505 | 0 | 0 | 0 | 0 | 0 | 0 | 0 | 0
[9 empty] | 2019-12-14 | 2020 | 19-20 | 0 | 0 | 0 | 0 | 0 | 0 | 0 | 0 | 630016 | 135101 | 137495.5 | 909505 | 0 | 0 | 0 | 0 | 0 | 0 | 0 | 0
[9 empty] | 2019-12-15 | 2020 | 19-20 | 0 | 0 | 0 | 0 | 0 | 0 | 0 | 0 | 630016 | 135101 | 137495.5 | 909505 | 0 | 0 | 0 | 0 | 0 | 0 | 0 | 0
[9 empty] | 2019-12-16 | 2020 | 19-20 | 0 | 0 | 0 | 0 | 0 | 0 | 0 | 0 | 630016 | 135101 | 137495.5 | 909505 | 0 | 0 | 0 | 0 | 0 | 0 | 0 | 0
[9 empty] | 2019-12-17 | 2020 | 19-20 | 0 | 0 | 0 | 0 | 0 | 0 | 0 | 0 | 630016 | 135101 | 137495.5 | 909505 | 0 | 0 | 0 | 0 | 0 | 0 | 0 | 0
[9 empty] | 2019-12-18 | 2020 | 19-20 | 0 | 0 | 0 | 0 | 0 | 0 | 0 | 0 | 630016 | 135101 | 137495.5 | 909505 | 0 | 0 | 0 | 0 | 0 | 0 | 0 | 0
[9 empty] | 2019-12-19 | 2020 | 19-20 | 0 | 0 | 0 | 0 | 0 | 0 | 0 | 0 | 630016 | 135101 | 137495.5 | 909505 | 0 | 0 | 0 | 0 | 0 | 0 | 0 | 0
[9 empty] | 2019-12-20 | 2020 |  | 0 | 0 | 129148.4211 | 129148.4211 | 0 | 0 | 321.3334 | 321.3334 | 630016 | 135101 | 137495.5 | 909505 | 0 | 0 | 0.93929 | 0.142 | 0 | 0 | 0.002337 | 0.00035331
[9 empty] | 2019-12-21 | 2020 | 19-20 | 0 | 0 | 0 | 0 | 0 | 0 | 0 | 0 | 630016 | 135101 | 137495.5 | 909505 | 0 | 0 | 0 | 0 | 0 | 0 | 0 | 0
[9 empty] | 2019-12-22 | 2020 | 19-20 | 0 | 0 | 0 | 0 | 0 | 0 | 0 | 0 | 630016 | 135101 | 137495.5 | 909505 | 0 | 0 | 0 | 0 | 0 | 0 | 0 | 0
[9 empty] | 2019-12-23 | 2020 | 19-20 | 0 | 0 | 0 | 0 | 0 | 0 | 0 | 0 | 630016 | 135101 | 137495.5 | 909505 | 0 | 0 | 0 | 0 | 0 | 0 | 0 | 0
[9 empty] | 2019-12-24 | 2020 | 19-20 | 0 | 0 | 0 | 0 | 0 | 0 | 0 | 0 | 630016 | 135101 | 137495.5 | 909505 | 0 | 0 | 0 | 0 | 0 | 0 | 0 | 0
[9 empty] | 2019-12-25 | 2020 | 19-20 | 0 | 0 | 0 | 0 | 0 | 0 | 0 | 0 | 630016 | 135101 | 137495.5 | 909505 | 0 | 0 | 0 | 0 | 0 | 0 | 0 | 0
[9 empty] | 2019-12-26 | 2020 | 19-20 | 0 | 0 | 0 | 0 | 0 | 0 | 0 | 0 | 630016 | 135101 | 137495.5 | 909505 | 0 | 0 | 0 | 0 | 0 | 0 | 0 | 0
[9 empty] | 2019-12-27 | 2020 | 19-20 | 0 | 0 | 0 | 0 | 0 | 0 | 0 | 0 | 630016 | 135101 | 137495.5 | 909505 | 0 | 0 | 0 | 0 | 0 | 0 | 0 | 0
[9 empty] | 2019-12-28 | 2020 | 19-20 | 0 | 0 | 0 | 0 | 0 | 0 | 0 | 0 | 630016 | 135101 | 137495.5 | 909505 | 0 | 0 | 0 | 0 | 0 | 0 | 0 | 0
[9 empty] | 2019-12-29 | 2020 | 19-20 | 0 | 0 | 43842.6218 | 43842.6218 | 0 | 0 | 163 | 163 | 630016 | 135101 | 137495.5 | 909505 | 0 | 0 | 0.31887 | 0.048205 | 0 | 0 | 0.0011855 | 0.00017922
[9 empty] | 2019-12-30 | 2020 | 19-20 | 0 | 0 | 962.6 | 962.6 | 0 | 0 | 0 | 0 | 630016 | 135101 | 137495.5 | 909505 | 0 | 0 | 0.007001 | 0.0010584 | 0 | 0 | 0 | 0
[9 empty] | 2019-12-31 | 2020 | 19-20 | 0 | 0 | 0 | 0 | 0 | 0 | 0 | 0 | 630016 | 135101 | 137495.5 | 909505 | 0 | 0 | 0 | 0 | 0 | 0 | 0 | 0
[9 empty] | 2020-01-01 | 2020 | 19-20 | 0 | 0 | 64348.38 | 64348.38 | 0 | 0 | 163 | 163 | 630016 | 135101 | 137495.5 | 909505 | 0 | 0 | 0.468 | 0.070751 | 0 | 0 | 0.0011855 | 0.00017922
[9 empty] | 2020-01-02 | 2020 | 19-20 | 0 | 0 | 0 | 0 | 0 | 0 | 0 | 0 | 630016 | 135101 | 137495.5 | 909505 | 0 | 0 | 0 | 0 | 0 | 0 | 0 | 0
[9 empty] | 2020-01-03 | 2020 |  | 0 | 0 | 0 | 0 | 0 | 0 | 0 | 0 | 630016 | 135101 | 137495.5 | 909505 | 0 | 0 | 0 | 0 | 0 | 0 | 0 | 0
[9 empty] | 2020-01-04 | 2020 | 19-20 | 0 | 0 | 0 | 0 | 0 | 0 | 0 | 0 | 630016 | 135101 | 137495.5 | 909505 | 0 | 0 | 0 | 0 | 0 | 0 | 0 | 0
[9 empty] | 2020-01-05 | 2020 | 19-20 | 0 | 0 | 0 | 0 | 0 | 0 | 0 | 0 | 630016 | 135101 | 137495.5 | 909505 | 0 | 0 | 0 | 0 | 0 | 0 | 0 | 0
[9 empty] | 2020-01-06 | 2020 | 19-20 | 0 | 0 | 0 | 0 | 0 | 0 | 0 | 0 | 630016 | 135101 | 137495.5 | 909505 | 0 | 0 | 0 | 0 | 0 | 0 | 0 | 0
[9 empty] | 2020-01-07 | 2020 | 19-20 | 0 | 0 | 0 | 0 | 0 | 0 | 0 | 0 | 630016 | 135101 | 137495.5 | 909505 | 0 | 0 | 0 | 0 | 0 | 0 | 0 | 0
[9 empty] | 2020-01-08 | 2020 | 19-20 | 0 | 0 | 0 | 0 | 0 | 0 | 0 | 0 | 630016 | 135101 | 137495.5 | 909505 | 0 | 0 | 0 | 0 | 0 | 0 | 0 | 0
[9 empty] | 2020-01-09 | 2020 | 19-20 | 0 | 0 | 0 | 0 | 0 | 0 | 0 | 0 | 630016 | 135101 | 137495.5 | 909505 | 0 | 0 | 0 | 0 | 0 | 0 | 0 | 0
[9 empty] | 2020-01-10 | 2020 | 19-20 | 0 | 0 | 0 | 0 | 0 | 0 | 0 | 0 | 630016 | 135101 | 137495.5 | 909505 | 0 | 0 | 0 | 0 | 0 | 0 | 0 | 0
[9 empty] | 2020-01-11 | 2020 | 19-20 | 0 | 0 | 0 | 0 | 0 | 0 | 0 | 0 | 630016 | 135101 | 137495.5 | 909505 | 0 | 0 | 0 | 0 | 0 | 0 | 0 | 0
[9 empty] | 2020-01-12 | 2020 | 19-20 | 0 | 0 | 0 | 0 | 0 | 0 | 0 | 0 | 630016 | 135101 | 137495.5 | 909505 | 0 | 0 | 0 | 0 | 0 | 0 | 0 | 0
[9 empty] | 2020-01-13 | 2020 | 19-20 | 0 | 0 | 0 | 0 | 0 | 0 | 0 | 0 | 630016 | 135101 | 137495.5 | 909505 | 0 | 0 | 0 | 0 | 0 | 0 | 0 | 0
[9 empty] | 2020-01-14 | 2020 | 19-20 | 0 | 0 | 0 | 0 | 0 | 0 | 0 | 0 | 630016 | 135101 | 137495.5 | 909505 | 0 | 0 | 0 | 0 | 0 | 0 | 0 | 0
[9 empty] | 2020-01-15 | 2020 | 19-20 | 0 | 0 | 0 | 0 | 0 | 0 | 0 | 0 | 630016 | 135101 | 137495.5 | 909505 | 0 | 0 | 0 | 0 | 0 | 0 | 0 | 0
[9 empty] | 2020-01-16 | 2020 | 19-20 | 0 | 0 | 0 | 0 | 0 | 0 | 0 | 0 | 630016 | 135101 | 137495.5 | 909505 | 0 | 0 | 0 | 0 | 0 | 0 | 0 | 0
[9 empty] | 2020-01-17 | 2020 | 19-20 | 0 | 0 | 0 | 0 | 0 | 0 | 0 | 0 | 630016 | 135101 | 137495.5 | 909505 | 0 | 0 | 0 | 0 | 0 | 0 | 0 | 0
[9 empty] | 2020-01-18 | 2020 | 19-20 | 0 | 0 | 0 | 0 | 0 | 0 | 0 | 0 | 630016 | 135101 | 137495.5 | 909505 | 0 | 0 | 0 | 0 | 0 | 0 | 0 | 0
[9 empty] | 2020-01-19 | 2020 | 19-20 | 0 | 0 | 1664.4 | 1664.4 | 0 | 0 | 13 | 13 | 630016 | 135101 | 137495.5 | 909505 | 0 | 0 | 0.012105 | 0.00183 | 0 | 0 | 9.4549e-05 | 1.4293e-05
[9 empty] | 2020-01-20 | 2020 | 19-20 | 0 | 0 | 5608.8 | 5608.8 | 0 | 0 | 9 | 9 | 630016 | 135101 | 137495.5 | 909505 | 0 | 0 | 0.040793 | 0.0061669 | 0 | 0 | 6.5457e-05 | 9.8955e-06
[9 empty] | 2020-01-21 | 2020 | 19-20 | 0 | 0 | 0 | 0 | 0 | 0 | 0 | 0 | 630016 | 135101 | 137495.5 | 909505 | 0 | 0 | 0 | 0 | 0 | 0 | 0 | 0
[9 empty] | 2020-01-22 | 2020 | 19-20 | 0 | 0 | 0 | 0 | 0 | 0 | 0 | 0 | 630016 | 135101 | 137495.5 | 909505 | 0 | 0 | 0 | 0 | 0 | 0 | 0 | 0
[9 empty] | 2020-01-23 | 2020 | 19-20 | 0 | 0 | 0 | 0 | 0 | 0 | 0 | 0 | 630016 | 135101 | 137495.5 | 909505 | 0 | 0 | 0 | 0 | 0 | 0 | 0 | 0
[9 empty] | 2020-01-24 | 2020 | 19-20 | 0 | 0 | 0 | 0 | 0 | 0 | 0 | 0 | 630016 | 135101 | 137495.5 | 909505 | 0 | 0 | 0 | 0 | 0 | 0 | 0 | 0
[9 empty] | 2020-01-25 | 2020 | 19-20 | 0 | 0 | 0 | 0 | 0 | 0 | 0 | 0 | 630016 | 135101 | 137495.5 | 909505 | 0 | 0 | 0 | 0 | 0 | 0 | 0 | 0
[9 empty] | 2020-01-26 | 2020 | 19-20 | 0 | 0 | 0 | 0 | 0 | 0 | 0 | 0 | 630016 | 135101 | 137495.5 | 909505 | 0 | 0 | 0 | 0 | 0 | 0 | 0 | 0
[9 empty] | 2020-01-27 | 2020 | 19-20 | 0 | 0 | 0 | 0 | 0 | 0 | 0 | 0 | 630016 | 135101 | 137495.5 | 909505 | 0 | 0 | 0 | 0 | 0 | 0 | 0 | 0
[9 empty] | 2020-01-28 | 2020 | 19-20 | 0 | 0 | 0 | 0 | 0 | 0 | 0 | 0 | 630016 | 135101 | 137495.5 | 909505 | 0 | 0 | 0 | 0 | 0 | 0 | 0 | 0
[9 empty] | 2020-01-29 | 2020 | 19-20 | 0 | 0 | 0 | 0 | 0 | 0 | 0 | 0 | 630016 | 135101 | 137495.5 | 909505 | 0 | 0 | 0 | 0 | 0 | 0 | 0 | 0
[9 empty] | 2020-01-30 | 2020 | 19-20 | 0 | 0 | 0 | 0 | 0 | 0 | 0 | 0 | 630016 | 135101 | 137495.5 | 909505 | 0 | 0 | 0 | 0 | 0 | 0 | 0 | 0
[9 empty] | 2020-01-31 | 2020 | 19-20 | 0 | 0 | 14918.6761 | 14918.6761 | 0 | 0 | 62 | 62 | 630016 | 135101 | 137495.5 | 909505 | 0 | 0 | 0.1085 | 0.016403 | 0 | 0 | 0.00045092 | 6.8169e-05
[9 empty] | 2020-02-01 | 2020 | 19-20 | 0 | 0 | 12454 | 12454 | 0 | 0 | 0 | 0 | 630016 | 135101 | 137495.5 | 909505 | 0 | 0 | 0.090578 | 0.013693 | 0 | 0 | 0 | 0
[9 empty] | 2020-02-02 | 2020 | 19-20 | 0 | 0 | 0 | 0 | 0 | 0 | 0 | 0 | 630016 | 135101 | 137495.5 | 909505 | 0 | 0 | 0 | 0 | 0 | 0 | 0 | 0
[9 empty] | 2020-02-03 | 2020 | 19-20 | 0 | 0 | 0 | 0 | 0 | 0 | 0 | 0 | 630016 | 135101 | 137495.5 | 909505 | 0 | 0 | 0 | 0 | 0 | 0 | 0 | 0
[9 empty] | 2020-02-04 | 2020 | 19-20 | 0 | 0 | 0 | 0 | 0 | 0 | 0 | 0 | 630016 | 135101 | 137495.5 | 909505 | 0 | 0 | 0 | 0 | 0 | 0 | 0 | 0
[9 empty] | 2020-02-05 | 2020 | 19-20 | 0 | 0 | 0 | 0 | 0 | 0 | 0 | 0 | 630016 | 135101 | 137495.5 | 909505 | 0 | 0 | 0 | 0 | 0 | 0 | 0 | 0
[9 empty] | 2020-02-06 | 2020 | 19-20 | 0 | 0 | 0 | 0 | 0 | 0 | 0 | 0 | 630016 | 135101 | 137495.5 | 909505 | 0 | 0 | 0 | 0 | 0 | 0 | 0 | 0
[9 empty] | 2020-02-07 | 2020 | 19-20 | 0 | 0 | 6782.5414 | 6782.5414 | 0 | 0 | 30 | 30 | 630016 | 135101 | 137495.5 | 909505 | 0 | 0 | 0.049329 | 0.0074574 | 0 | 0 | 0.00021819 | 3.2985e-05
[9 empty] | 2020-02-08 | 2020 | 19-20 | 0 | 0 | 0 | 0 | 0 | 0 | 0 | 0 | 630016 | 135101 | 137495.5 | 909505 | 0 | 0 | 0 | 0 | 0 | 0 | 0 | 0
[9 empty] | 2020-02-09 | 2020 | 19-20 | 0 | 0 | 0 | 0 | 0 | 0 | 0 | 0 | 630016 | 135101 | 137495.5 | 909505 | 0 | 0 | 0 | 0 | 0 | 0 | 0 | 0
[9 empty] | 2020-02-10 | 2020 | 19-20 | 0 | 0 | 0 | 0 | 0 | 0 | 0 | 0 | 630016 | 135101 | 137495.5 | 909505 | 0 | 0 | 0 | 0 | 0 | 0 | 0 | 0
[9 empty] | 2020-02-11 | 2020 | 19-20 | 0 | 0 | 0 | 0 | 0 | 0 | 0 | 0 | 630016 | 135101 | 137495.5 | 909505 | 0 | 0 | 0 | 0 | 0 | 0 | 0 | 0
[9 empty] | 2020-02-12 | 2020 | 19-20 | 0 | 0 | 0 | 0 | 0 | 0 | 0 | 0 | 630016 | 135101 | 137495.5 | 909505 | 0 | 0 | 0 | 0 | 0 | 0 | 0 | 0
[9 empty] | 2020-02-13 | 2020 | 19-20 | 0 | 0 | 0 | 0 | 0 | 0 | 0 | 0 | 630016 | 135101 | 137495.5 | 909505 | 0 | 0 | 0 | 0 | 0 | 0 | 0 | 0
[9 empty] | 2020-02-14 | 2020 | 19-20 | 0 | 0 | 0 | 0 | 0 | 0 | 0 | 0 | 630016 | 135101 | 137495.5 | 909505 | 0 | 0 | 0 | 0 | 0 | 0 | 0 | 0
[9 empty] | 2020-02-15 | 2020 | 19-20 | 0 | 0 | 0 | 0 | 0 | 0 | 0 | 0 | 630016 | 135101 | 137495.5 | 909505 | 0 | 0 | 0 | 0 | 0 | 0 | 0 | 0
[9 empty] | 2020-02-16 | 2020 | 19-20 | 0 | 0 | 0 | 0 | 0 | 0 | 0 | 0 | 630016 | 135101 | 137495.5 | 909505 | 0 | 0 | 0 | 0 | 0 | 0 | 0 | 0
[9 empty] | 2020-02-17 | 2020 | 19-20 | 0 | 0 | 0 | 0 | 0 | 0 | 0 | 0 | 630016 | 135101 | 137495.5 | 909505 | 0 | 0 | 0 | 0 | 0 | 0 | 0 | 0
[9 empty] | 2020-02-18 | 2020 | 19-20 | 0 | 0 | 0 | 0 | 0 | 0 | 0 | 0 | 630016 | 135101 | 137495.5 | 909505 | 0 | 0 | 0 | 0 | 0 | 0 | 0 | 0
[9 empty] | 2020-02-19 | 2020 | 19-20 | 0 | 0 | 0 | 0 | 0 | 0 | 0 | 0 | 630016 | 135101 | 137495.5 | 909505 | 0 | 0 | 0 | 0 | 0 | 0 | 0 | 0
[9 empty] | 2020-02-20 | 2020 | 19-20 | 0 | 0 | 0 | 0 | 0 | 0 | 0 | 0 | 630016 | 135101 | 137495.5 | 909505 | 0 | 0 | 0 | 0 | 0 | 0 | 0 | 0
[9 empty] | 2020-02-21 | 2020 | 19-20 | 0 | 0 | 0 | 0 | 0 | 0 | 0 | 0 | 630016 | 135101 | 137495.5 | 909505 | 0 | 0 | 0 | 0 | 0 | 0 | 0 | 0
[9 empty] | 2020-02-22 | 2020 | 19-20 | 0 | 0 | 0 | 0 | 0 | 0 | 0 | 0 | 630016 | 135101 | 137495.5 | 909505 | 0 | 0 | 0 | 0 | 0 | 0 | 0 | 0
[9 empty] | 2020-02-23 | 2020 | 19-20 | 0 | 0 | 0 | 0 | 0 | 0 | 0 | 0 | 630016 | 135101 | 137495.5 | 909505 | 0 | 0 | 0 | 0 | 0 | 0 | 0 | 0
[9 empty] | 2020-02-24 | 2020 | 19-20 | 0 | 0 | 0 | 0 | 0 | 0 | 0 | 0 | 630016 | 135101 | 137495.5 | 909505 | 0 | 0 | 0 | 0 | 0 | 0 | 0 | 0
[9 empty] | 2020-02-25 | 2020 | 19-20 | 0 | 0 | 0 | 0 | 0 | 0 | 0 | 0 | 630016 | 135101 | 137495.5 | 909505 | 0 | 0 | 0 | 0 | 0 | 0 | 0 | 0
[9 empty] | 2020-02-26 | 2020 | 19-20 | 0 | 0 | 0 | 0 | 0 | 0 | 0 | 0 | 630016 | 135101 | 137495.5 | 909505 | 0 | 0 | 0 | 0 | 0 | 0 | 0 | 0
[9 empty] | 2020-02-27 | 2020 | 19-20 | 0 | 0 | 0 | 0 | 0 | 0 | 0 | 0 | 630016 | 135101 | 137495.5 | 909505 | 0 | 0 | 0 | 0 | 0 | 0 | 0 | 0
[9 empty] | 2020-02-28 | 2020 | 19-20 | 0 | 0 | 0 | 0 | 0 | 0 | 0 | 0 | 630016 | 135101 | 137495.5 | 909505 | 0 | 0 | 0 | 0 | 0 | 0 | 0 | 0
[9 empty] | 2020-02-29 | 2020 | 19-20 | 0 | 0 | 0 | 0 | 0 | 0 | 0 | 0 | 630016 | 135101 | 137495.5 | 909505 | 0 | 0 | 0 | 0 | 0 | 0 | 0 | 0
[9 empty] | 2020-03-01 | 2020 | 19-20 | 0 | 0 | 0 | 0 | 0 | 0 | 0 | 0 | 630016 | 135101 | 137495.5 | 909505 | 0 | 0 | 0 | 0 | 0 | 0 | 0 | 0
[9 empty] | 2020-03-02 | 2020 | 19-20 | 0 | 0 | 0 | 0 | 0 | 0 | 0 | 0 | 630016 | 135101 | 137495.5 | 909505 | 0 | 0 | 0 | 0 | 0 | 0 | 0 | 0
[9 empty] | 2020-03-03 | 2020 | 19-20 | 0 | 0 | 0 | 0 | 0 | 0 | 0 | 0 | 630016 | 135101 | 137495.5 | 909505 | 0 | 0 | 0 | 0 | 0 | 0 | 0 | 0
[9 empty] | 2020-03-04 | 2020 | 19-20 | 0 | 0 | 0 | 0 | 0 | 0 | 0 | 0 | 630016 | 135101 | 137495.5 | 909505 | 0 | 0 | 0 | 0 | 0 | 0 | 0 | 0
[9 empty] | 2020-03-05 | 2020 | 19-20 | 0 | 0 | 0 | 0 | 0 | 0 | 0 | 0 | 630016 | 135101 | 137495.5 | 909505 | 0 | 0 | 0 | 0 | 0 | 0 | 0 | 0
[9 empty] | 2020-03-06 | 2020 | 19-20 | 0 | 0 | 0 | 0 | 0 | 0 | 0 | 0 | 630016 | 135101 | 137495.5 | 909505 | 0 | 0 | 0 | 0 | 0 | 0 | 0 | 0
[9 empty] | 2020-03-07 | 2020 | 19-20 | 0 | 0 | 0 | 0 | 0 | 0 | 0 | 0 | 630016 | 135101 | 137495.5 | 909505 | 0 | 0 | 0 | 0 | 0 | 0 | 0 | 0
[9 empty] | 2020-03-08 | 2020 | 19-20 | 0 | 0 | 0 | 0 | 0 | 0 | 0 | 0 | 630016 | 135101 | 137495.5 | 909505 | 0 | 0 | 0 | 0 | 0 | 0 | 0 | 0
[9 empty] | 2020-03-09 | 2020 | 19-20 | 0 | 0 | 0 | 0 | 0 | 0 | 0 | 0 | 630016 | 135101 | 137495.5 | 909505 | 0 | 0 | 0 | 0 | 0 | 0 | 0 | 0
[9 empty] | 2020-03-10 | 2020 | 19-20 | 0 | 0 | 0 | 0 | 0 | 0 | 0 | 0 | 630016 | 135101 | 137495.5 | 909505 | 0 | 0 | 0 | 0 | 0 | 0 | 0 | 0
[9 empty] | 2020-03-11 | 2020 | 19-20 | 0 | 0 | 0 | 0 | 0 | 0 | 0 | 0 | 630016 | 135101 | 137495.5 | 909505 | 0 | 0 | 0 | 0 | 0 | 0 | 0 | 0
[9 empty] | 2020-03-12 | 2020 | 19-20 | 0 | 0 | 0 | 0 | 0 | 0 | 0 | 0 | 630016 | 135101 | 137495.5 | 909505 | 0 | 0 | 0 | 0 | 0 | 0 | 0 | 0
[9 empty] | 2020-03-13 | 2020 | 19-20 | 0 | 0 | 0 | 0 | 0 | 0 | 0 | 0 | 630016 | 135101 | 137495.5 | 909505 | 0 | 0 | 0 | 0 | 0 | 0 | 0 | 0
[9 empty] | 2020-03-14 | 2020 | 19-20 | 0 | 0 | 0 | 0 | 0 | 0 | 0 | 0 | 630016 | 135101 | 137495.5 | 909505 | 0 | 0 | 0 | 0 | 0 | 0 | 0 | 0
[9 empty] | 2020-03-15 | 2020 | 19-20 | 0 | 0 | 0 | 0 | 0 | 0 | 0 | 0 | 630016 | 135101 | 137495.5 | 909505 | 0 | 0 | 0 | 0 | 0 | 0 | 0 | 0
[9 empty] | 2020-03-16 | 2020 | 19-20 | 0 | 0 | 0 | 0 | 0 | 0 | 0 | 0 | 630016 | 135101 | 137495.5 | 909505 | 0 | 0 | 0 | 0 | 0 | 0 | 0 | 0
[9 empty] | 2020-03-17 | 2020 | 19-20 | 0 | 0 | 0 | 0 | 0 | 0 | 0 | 0 | 630016 | 135101 | 137495.5 | 909505 | 0 | 0 | 0 | 0 | 0 | 0 | 0 | 0
[9 empty] | 2020-03-18 | 2020 | 19-20 | 0 | 0 | 0 | 0 | 0 | 0 | 0 | 0 | 630016 | 135101 | 137495.5 | 909505 | 0 | 0 | 0 | 0 | 0 | 0 | 0 | 0
[9 empty] | 2020-03-19 | 2020 | 19-20 | 0 | 0 | 0 | 0 | 0 | 0 | 0 | 0 | 630016 | 135101 | 137495.5 | 909505 | 0 | 0 | 0 | 0 | 0 | 0 | 0 | 0
[9 empty] | 2020-03-20 | 2020 | 19-20 | 0 | 0 | 0 | 0 | 0 | 0 | 0 | 0 | 630016 | 135101 | 137495.5 | 909505 | 0 | 0 | 0 | 0 | 0 | 0 | 0 | 0
[9 empty] | 2020-03-21 | 2020 | 19-20 | 0 | 0 | 0 | 0 | 0 | 0 | 0 | 0 | 630016 | 135101 | 137495.5 | 909505 | 0 | 0 | 0 | 0 | 0 | 0 | 0 | 0
[9 empty] | 2020-03-22 | 2020 | 19-20 | 0 | 0 | 0 | 0 | 0 | 0 | 0 | 0 | 630016 | 135101 | 137495.5 | 909505 | 0 | 0 | 0 | 0 | 0 | 0 | 0 | 0
[9 empty] | 2020-03-23 | 2020 | 19-20 | 0 | 0 | 0 | 0 | 0 | 0 | 0 | 0 | 630016 | 135101 | 137495.5 | 909505 | 0 | 0 | 0 | 0 | 0 | 0 | 0 | 0
[9 empty] | 2020-03-24 | 2020 | 19-20 | 0 | 0 | 0 | 0 | 0 | 0 | 0 | 0 | 630016 | 135101 | 137495.5 | 909505 | 0 | 0 | 0 | 0 | 0 | 0 | 0 | 0
[9 empty] | 2020-03-25 | 2020 | 19-20 | 0 | 0 | 0 | 0 | 0 | 0 | 0 | 0 | 630016 | 135101 | 137495.5 | 909505 | 0 | 0 | 0 | 0 | 0 | 0 | 0 | 0
[9 empty] | 2020-03-26 | 2020 | 19-20 | 0 | 0 | 0 | 0 | 0 | 0 | 0 | 0 | 630016 | 135101 | 137495.5 | 909505 | 0 | 0 | 0 | 0 | 0 | 0 | 0 | 0
[9 empty] | 2020-03-27 | 2020 | 19-20 | 0 | 0 | 0 | 0 | 0 | 0 | 0 | 0 | 630016 | 135101 | 137495.5 | 909505 | 0 | 0 | 0 | 0 | 0 | 0 | 0 | 0
[9 empty] | 2020-03-28 | 2020 | 19-20 | 0 | 0 | 0 | 0 | 0 | 0 | 0 | 0 | 630016 | 135101 | 137495.5 | 909505 | 0 | 0 | 0 | 0 | 0 | 0 | 0 | 0
[9 empty] | 2020-03-29 | 2020 | 19-20 | 0 | 0 | 0 | 0 | 0 | 0 | 0 | 0 | 630016 | 135101 | 137495.5 | 909505 | 0 | 0 | 0 | 0 | 0 | 0 | 0 | 0
[9 empty] | 2020-03-30 | 2020 | 19-20 | 0 | 0 | 0 | 0 | 0 | 0 | 0 | 0 | 630016 | 135101 | 137495.5 | 909505 | 0 | 0 | 0 | 0 | 0 | 0 | 0 | 0
[9 empty] | 2020-03-31 | 2020 | 19-20 | 0 | 0 | 0 | 0 | 0 | 0 | 0 | 0 | 630016 | 135101 | 137495.5 | 909505 | 0 | 0 | 0 | 0 | 0 | 0 | 0 | 0
[9 empty] | 2020-04-01 | 2020 | 19-20 | 0 | 0 | 818.4 | 818.4 | 0 | 0 | 0 | 0 | 630016 | 135101 | 137495.5 | 909505 | 0 | 0 | 0.0059522 | 0.00089983 | 0 | 0 | 0 | 0
[9 empty] | 2020-04-02 | 2020 | 19-20 | 0 | 0 | 0 | 0 | 0 | 0 | 0 | 0 | 630016 | 135101 | 137495.5 | 909505 | 0 | 0 | 0 | 0 | 0 | 0 | 0 | 0
[9 empty] | 2020-04-03 | 2020 | 19-20 | 0 | 0 | 0 | 0 | 0 | 0 | 0 | 0 | 630016 | 135101 | 137495.5 | 909505 | 0 | 0 | 0 | 0 | 0 | 0 | 0 | 0
[9 empty] | 2020-04-04 | 2020 | 19-20 | 0 | 0 | 0 | 0 | 0 | 0 | 0 | 0 | 630016 | 135101 | 137495.5 | 909505 | 0 | 0 | 0 | 0 | 0 | 0 | 0 | 0
[9 empty] | 2020-04-05 | 2020 | 19-20 | 0 | 0 | 0 | 0 | 0 | 0 | 0 | 0 | 630016 | 135101 | 137495.5 | 909505 | 0 | 0 | 0 | 0 | 0 | 0 | 0 | 0
[9 empty] | 2020-04-06 | 2020 | 19-20 | 0 | 0 | 0 | 0 | 0 | 0 | 0 | 0 | 630016 | 135101 | 137495.5 | 909505 | 0 | 0 | 0 | 0 | 0 | 0 | 0 | 0
[9 empty] | 2020-04-07 | 2020 | 19-20 | 0 | 0 | 0 | 0 | 0 | 0 | 0 | 0 | 630016 | 135101 | 137495.5 | 909505 | 0 | 0 | 0 | 0 | 0 | 0 | 0 | 0
[9 empty] | 2020-04-08 | 2020 | 19-20 | 0 | 0 | 0 | 0 | 0 | 0 | 0 | 0 | 630016 | 135101 | 137495.5 | 909505 | 0 | 0 | 0 | 0 | 0 | 0 | 0 | 0
[9 empty] | 2020-04-09 | 2020 | 19-20 | 0 | 0 | 0 | 0 | 0 | 0 | 0 | 0 | 630016 | 135101 | 137495.5 | 909505 | 0 | 0 | 0 | 0 | 0 | 0 | 0 | 0
[9 empty] | 2020-04-10 | 2020 | 19-20 | 0 | 0 | 0 | 0 | 0 | 0 | 0 | 0 | 630016 | 135101 | 137495.5 | 909505 | 0 | 0 | 0 | 0 | 0 | 0 | 0 | 0
[9 empty] | 2020-04-11 | 2020 | 19-20 | 0 | 0 | 0 | 0 | 0 | 0 | 0 | 0 | 630016 | 135101 | 137495.5 | 909505 | 0 | 0 | 0 | 0 | 0 | 0 | 0 | 0
[9 empty] | 2020-04-12 | 2020 | 19-20 | 0 | 0 | 0 | 0 | 0 | 0 | 0 | 0 | 630016 | 135101 | 137495.5 | 909505 | 0 | 0 | 0 | 0 | 0 | 0 | 0 | 0
[9 empty] | 2020-04-13 | 2020 | 19-20 | 0 | 0 | 0 | 0 | 0 | 0 | 0 | 0 | 630016 | 135101 | 137495.5 | 909505 | 0 | 0 | 0 | 0 | 0 | 0 | 0 | 0
[9 empty] | 2020-04-14 | 2020 | 19-20 | 0 | 0 | 0 | 0 | 0 | 0 | 0 | 0 | 630016 | 135101 | 137495.5 | 909505 | 0 | 0 | 0 | 0 | 0 | 0 | 0 | 0
[9 empty] | 2020-04-15 | 2020 | 19-20 | 0 | 0 | 0 | 0 | 0 | 0 | 0 | 0 | 630016 | 135101 | 137495.5 | 909505 | 0 | 0 | 0 | 0 | 0 | 0 | 0 | 0
[9 empty] | 2020-04-16 | 2020 | 19-20 | 0 | 0 | 0 | 0 | 0 | 0 | 0 | 0 | 630016 | 135101 | 137495.5 | 909505 | 0 | 0 | 0 | 0 | 0 | 0 | 0 | 0
[9 empty] | 2020-04-17 | 2020 | 19-20 | 0 | 0 | 0 | 0 | 0 | 0 | 0 | 0 | 630016 | 135101 | 137495.5 | 909505 | 0 | 0 | 0 | 0 | 0 | 0 | 0 | 0
[9 empty] | 2020-04-18 | 2020 | 19-20 | 0 | 0 | 0 | 0 | 0 | 0 | 0 | 0 | 630016 | 135101 | 137495.5 | 909505 | 0 | 0 | 0 | 0 | 0 | 0 | 0 | 0
[9 empty] | 2020-04-19 | 2020 | 19-20 | 0 | 0 | 0 | 0 | 0 | 0 | 0 | 0 | 630016 | 135101 | 137495.5 | 909505 | 0 | 0 | 0 | 0 | 0 | 0 | 0 | 0
[9 empty] | 2020-04-20 | 2020 | 19-20 | 0 | 0 | 0 | 0 | 0 | 0 | 0 | 0 | 630016 | 135101 | 137495.5 | 909505 | 0 | 0 | 0 | 0 | 0 | 0 | 0 | 0
[9 empty] | 2020-04-21 | 2020 | 19-20 | 0 | 0 | 0 | 0 | 0 | 0 | 0 | 0 | 630016 | 135101 | 137495.5 | 909505 | 0 | 0 | 0 | 0 | 0 | 0 | 0 | 0
[9 empty] | 2020-04-22 | 2020 | 19-20 | 0 | 0 | 0 | 0 | 0 | 0 | 0 | 0 | 630016 | 135101 | 137495.5 | 909505 | 0 | 0 | 0 | 0 | 0 | 0 | 0 | 0
[9 empty] | 2020-04-23 | 2020 | 19-20 | 0 | 0 | 0 | 0 | 0 | 0 | 0 | 0 | 630016 | 135101 | 137495.5 | 909505 | 0 | 0 | 0 | 0 | 0 | 0 | 0 | 0
[9 empty] | 2020-04-24 | 2020 | 19-20 | 0 | 0 | 0 | 0 | 0 | 0 | 0 | 0 | 630016 | 135101 | 137495.5 | 909505 | 0 | 0 | 0 | 0 | 0 | 0 | 0 | 0
[9 empty] | 2020-04-25 | 2020 | 19-20 | 0 | 0 | 0 | 0 | 0 | 0 | 0 | 0 | 630016 | 135101 | 137495.5 | 909505 | 0 | 0 | 0 | 0 | 0 | 0 | 0 | 0
[9 empty] | 2020-04-26 | 2020 | 19-20 | 0 | 0 | 0 | 0 | 0 | 0 | 0 | 0 | 630016 | 135101 | 137495.5 | 909505 | 0 | 0 | 0 | 0 | 0 | 0 | 0 | 0
[9 empty] | 2020-04-27 | 2020 | 19-20 | 0 | 0 | 0 | 0 | 0 | 0 | 0 | 0 | 630016 | 135101 | 137495.5 | 909505 | 0 | 0 | 0 | 0 | 0 | 0 | 0 | 0
[9 empty] | 2020-04-28 | 2020 | 19-20 | 0 | 0 | 0 | 0 | 0 | 0 | 0 | 0 | 630016 | 135101 | 137495.5 | 909505 | 0 | 0 | 0 | 0 | 0 | 0 | 0 | 0
[9 empty] | 2020-04-29 | 2020 | 19-20 | 0 | 0 | 0 | 0 | 0 | 0 | 0 | 0 | 630016 | 135101 | 137495.5 | 909505 | 0 | 0 | 0 | 0 | 0 | 0 | 0 | 0
[9 empty] | 2020-04-30 | 2020 | 19-20 | 0 | 0 | 0 | 0 | 0 | 0 | 0 | 0 | 630016 | 135101 | 137495.5 | 909505 | 0 | 0 | 0 | 0 | 0 | 0 | 0 | 0
[9 empty] | 2020-05-01 | 2020 | 19-20 | 0 | 0 | 0 | 0 | 0 | 0 | 0 | 0 | 630016 | 135101 | 137495.5 | 909505 | 0 | 0 | 0 | 0 | 0 | 0 | 0 | 0
[9 empty] | 2020-05-02 | 2020 | 19-20 | 0 | 0 | 0 | 0 | 0 | 0 | 0 | 0 | 630016 | 135101 | 137495.5 | 909505 | 0 | 0 | 0 | 0 | 0 | 0 | 0 | 0
[9 empty] | 2020-05-03 | 2020 | 19-20 | 0 | 0 | 0 | 0 | 0 | 0 | 0 | 0 | 630016 | 135101 | 137495.5 | 909505 | 0 | 0 | 0 | 0 | 0 | 0 | 0 | 0
[9 empty] | 2020-05-04 | 2020 | 19-20 | 0 | 0 | 0 | 0 | 0 | 0 | 0 | 0 | 630016 | 135101 | 137495.5 | 909505 | 0 | 0 | 0 | 0 | 0 | 0 | 0 | 0
[9 empty] | 2020-05-05 | 2020 | 19-20 | 0 | 0 | 0 | 0 | 0 | 0 | 0 | 0 | 630016 | 135101 | 137495.5 | 909505 | 0 | 0 | 0 | 0 | 0 | 0 | 0 | 0
[9 empty] | 2020-05-06 | 2020 | 19-20 | 0 | 0 | 0 | 0 | 0 | 0 | 0 | 0 | 630016 | 135101 | 137495.5 | 909505 | 0 | 0 | 0 | 0 | 0 | 0 | 0 | 0
[9 empty] | 2020-05-07 | 2020 | 19-20 | 0 | 0 | 0 | 0 | 0 | 0 | 0 | 0 | 630016 | 135101 | 137495.5 | 909505 | 0 | 0 | 0 | 0 | 0 | 0 | 0 | 0
[9 empty] | 2020-05-08 | 2020 | 19-20 | 0 | 0 | 0 | 0 | 0 | 0 | 0 | 0 | 630016 | 135101 | 137495.5 | 909505 | 0 | 0 | 0 | 0 | 0 | 0 | 0 | 0
[9 empty] | 2020-05-09 | 2020 | 19-20 | 0 | 0 | 27534.0104 | 27534.0104 | 0 | 0 | 45 | 45 | 630016 | 135101 | 137495.5 | 909505 | 0 | 0 | 0.20025 | 0.030274 | 0 | 0 | 0.00032728 | 4.9477e-05
[9 empty] | 2020-05-10 | 2020 | 19-20 | 0 | 0 | 0 | 0 | 0 | 0 | 0 | 0 | 630016 | 135101 | 137495.5 | 909505 | 0 | 0 | 0 | 0 | 0 | 0 | 0 | 0
[9 empty] | 2020-05-11 | 2020 | 19-20 | 0 | 0 | 0 | 0 | 0 | 0 | 0 | 0 | 630016 | 135101 | 137495.5 | 909505 | 0 | 0 | 0 | 0 | 0 | 0 | 0 | 0
[9 empty] | 2020-05-12 | 2020 | 19-20 | 0 | 0 | 0 | 0 | 0 | 0 | 0 | 0 | 630016 | 135101 | 137495.5 | 909505 | 0 | 0 | 0 | 0 | 0 | 0 | 0 | 0
[9 empty] | 2020-05-13 | 2020 | 19-20 | 0 | 0 | 0 | 0 | 0 | 0 | 0 | 0 | 630016 | 135101 | 137495.5 | 909505 | 0 | 0 | 0 | 0 | 0 | 0 | 0 | 0
[9 empty] | 2020-05-14 | 2020 | 19-20 | 0 | 0 | 0 | 0 | 0 | 0 | 0 | 0 | 630016 | 135101 | 137495.5 | 909505 | 0 | 0 | 0 | 0 | 0 | 0 | 0 | 0
[9 empty] | 2020-05-15 | 2020 | 19-20 | 0 | 0 | 0 | 0 | 0 | 0 | 0 | 0 | 630016 | 135101 | 137495.5 | 909505 | 0 | 0 | 0 | 0 | 0 | 0 | 0 | 0
[9 empty] | 2020-05-16 | 2020 | 19-20 | 0 | 0 | 0 | 0 | 0 | 0 | 0 | 0 | 630016 | 135101 | 137495.5 | 909505 | 0 | 0 | 0 | 0 | 0 | 0 | 0 | 0
[9 empty] | 2020-05-17 | 2020 | 19-20 | 0 | 0 | 0 | 0 | 0 | 0 | 0 | 0 | 630016 | 135101 | 137495.5 | 909505 | 0 | 0 | 0 | 0 | 0 | 0 | 0 | 0
[9 empty] | 2020-05-18 | 2020 | 19-20 | 0 | 0 | 0 | 0 | 0 | 0 | 0 | 0 | 630016 | 135101 | 137495.5 | 909505 | 0 | 0 | 0 | 0 | 0 | 0 | 0 | 0
[9 empty] | 2020-05-19 | 2020 | 19-20 | 0 | 0 | 0 | 0 | 0 | 0 | 0 | 0 | 630016 | 135101 | 137495.5 | 909505 | 0 | 0 | 0 | 0 | 0 | 0 | 0 | 0
[9 empty] | 2020-05-20 | 2020 | 19-20 | 0 | 0 | 0 | 0 | 0 | 0 | 0 | 0 | 630016 | 135101 | 137495.5 | 909505 | 0 | 0 | 0 | 0 | 0 | 0 | 0 | 0
[9 empty] | 2020-05-21 | 2020 | 19-20 | 0 | 0 | 0 | 0 | 0 | 0 | 0 | 0 | 630016 | 135101 | 137495.5 | 909505 | 0 | 0 | 0 | 0 | 0 | 0 | 0 | 0
[9 empty] | 2020-05-22 | 2020 | 19-20 | 0 | 0 | 0 | 0 | 0 | 0 | 0 | 0 | 630016 | 135101 | 137495.5 | 909505 | 0 | 0 | 0 | 0 | 0 | 0 | 0 | 0
[9 empty] | 2020-05-23 | 2020 | 19-20 | 0 | 0 | 0 | 0 | 0 | 0 | 0 | 0 | 630016 | 135101 | 137495.5 | 909505 | 0 | 0 | 0 | 0 | 0 | 0 | 0 | 0
[9 empty] | 2020-05-24 | 2020 | 19-20 | 0 | 0 | 0 | 0 | 0 | 0 | 0 | 0 | 630016 | 135101 | 137495.5 | 909505 | 0 | 0 | 0 | 0 | 0 | 0 | 0 | 0
[9 empty] | 2020-05-25 | 2020 | 19-20 | 0 | 0 | 0 | 0 | 0 | 0 | 0 | 0 | 630016 | 135101 | 137495.5 | 909505 | 0 | 0 | 0 | 0 | 0 | 0 | 0 | 0
[9 empty] | 2020-05-26 | 2020 | 19-20 | 0 | 0 | 1073.45 | 1073.45 | 0 | 0 | 0 | 0 | 630016 | 135101 | 137495.5 | 909505 | 0 | 0 | 0.0078072 | 0.0011803 | 0 | 0 | 0 | 0
[9 empty] | 2020-05-27 | 2020 | 19-20 | 0 | 0 | 0 | 0 | 0 | 0 | 0 | 0 | 630016 | 135101 | 137495.5 | 909505 | 0 | 0 | 0 | 0 | 0 | 0 | 0 | 0
[9 empty] | 2020-05-28 | 2020 | 19-20 | 0 | 0 | 0 | 0 | 0 | 0 | 0 | 0 | 630016 | 135101 | 137495.5 | 909505 | 0 | 0 | 0 | 0 | 0 | 0 | 0 | 0
[9 empty] | 2020-05-29 | 2020 | 19-20 | 0 | 0 | 37931.5878 | 37931.5878 | 0 | 0 | 551 | 551 | 630016 | 135101 | 137495.5 | 909505 | 0 | 0 | 0.27588 | 0.041706 | 0 | 0 | 0.0040074 | 0.00060582
[9 empty] | 2020-05-30 | 2020 | 19-20 | 0 | 0 | 0 | 0 | 0 | 0 | 0 | 0 | 630016 | 135101 | 137495.5 | 909505 | 0 | 0 | 0 | 0 | 0 | 0 | 0 | 0
[9 empty] | 2020-05-31 | 2020 | 19-20 | 0 | 0 | 0 | 0 | 0 | 0 | 0 | 0 | 630016 | 135101 | 137495.5 | 909505 | 0 | 0 | 0 | 0 | 0 | 0 | 0 | 0
[9 empty] | 2020-06-01 | 2020 | 19-20 | 0 | 0 | 0 | 0 | 0 | 0 | 0 | 0 | 630016 | 135101 | 137495.5 | 909505 | 0 | 0 | 0 | 0 | 0 | 0 | 0 | 0
[9 empty] | 2020-06-02 | 2020 | 19-20 | 0 | 0 | 0 | 0 | 0 | 0 | 0 | 0 | 630016 | 135101 | 137495.5 | 909505 | 0 | 0 | 0 | 0 | 0 | 0 | 0 | 0
[9 empty] | 2020-06-03 | 2020 | 19-20 | 0 | 0 | 0 | 0 | 0 | 0 | 0 | 0 | 630016 | 135101 | 137495.5 | 909505 | 0 | 0 | 0 | 0 | 0 | 0 | 0 | 0
[9 empty] | 2020-06-04 | 2020 | 19-20 | 0 | 0 | 0 | 0 | 0 | 0 | 0 | 0 | 630016 | 135101 | 137495.5 | 909505 | 0 | 0 | 0 | 0 | 0 | 0 | 0 | 0
[9 empty] | 2020-06-05 | 2020 | 19-20 | 0 | 0 | 0 | 0 | 0 | 0 | 0 | 0 | 630016 | 135101 | 137495.5 | 909505 | 0 | 0 | 0 | 0 | 0 | 0 | 0 | 0
[9 empty] | 2020-06-06 | 2020 | 19-20 | 0 | 0 | 0 | 0 | 0 | 0 | 0 | 0 | 630016 | 135101 | 137495.5 | 909505 | 0 | 0 | 0 | 0 | 0 | 0 | 0 | 0
[9 empty] | 2020-06-07 | 2020 | 19-20 | 0 | 0 | 0 | 0 | 0 | 0 | 0 | 0 | 630016 | 135101 | 137495.5 | 909505 | 0 | 0 | 0 | 0 | 0 | 0 | 0 | 0
[9 empty] | 2020-06-08 | 2020 | 19-20 | 0 | 0 | 0 | 0 | 0 | 0 | 0 | 0 | 630016 | 135101 | 137495.5 | 909505 | 0 | 0 | 0 | 0 | 0 | 0 | 0 | 0
[9 empty] | 2020-06-09 | 2020 | 19-20 | 0 | 0 | 0 | 0 | 0 | 0 | 0 | 0 | 630016 | 135101 | 137495.5 | 909505 | 0 | 0 | 0 | 0 | 0 | 0 | 0 | 0
[9 empty] | 2020-06-10 | 2020 | 19-20 | 0 | 0 | 0 | 0 | 0 | 0 | 0 | 0 | 630016 | 135101 | 137495.5 | 909505 | 0 | 0 | 0 | 0 | 0 | 0 | 0 | 0
[9 empty] | 2020-06-11 | 2020 | 19-20 | 0 | 0 | 0 | 0 | 0 | 0 | 0 | 0 | 630016 | 135101 | 137495.5 | 909505 | 0 | 0 | 0 | 0 | 0 | 0 | 0 | 0
[9 empty] | 2020-06-12 | 2020 | 19-20 | 0 | 0 | 0 | 0 | 0 | 0 | 0 | 0 | 630016 | 135101 | 137495.5 | 909505 | 0 | 0 | 0 | 0 | 0 | 0 | 0 | 0
[9 empty] | 2020-06-13 | 2020 | 19-20 | 0 | 0 | 674.8 | 674.8 | 0 | 0 | 2 | 2 | 630016 | 135101 | 137495.5 | 909505 | 0 | 0 | 0.0049078 | 0.00074194 | 0 | 0 | 1.4546e-05 | 2.199e-06
[9 empty] | 2020-06-14 | 2020 | 19-20 | 0 | 0 | 0 | 0 | 0 | 0 | 0 | 0 | 630016 | 135101 | 137495.5 | 909505 | 0 | 0 | 0 | 0 | 0 | 0 | 0 | 0
[9 empty] | 2020-06-15 | 2020 | 19-20 | 0 | 0 | 0 | 0 | 0 | 0 | 0 | 0 | 630016 | 135101 | 137495.5 | 909505 | 0 | 0 | 0 | 0 | 0 | 0 | 0 | 0
[9 empty] | 2020-06-16 | 2020 | 19-20 | 0 | 0 | 0 | 0 | 0 | 0 | 0 | 0 | 630016 | 135101 | 137495.5 | 909505 | 0 | 0 | 0 | 0 | 0 | 0 | 0 | 0
[9 empty] | 2020-06-17 | 2020 | 19-20 | 0 | 0 | 0 | 0 | 0 | 0 | 0 | 0 | 630016 | 135101 | 137495.5 | 909505 | 0 | 0 | 0 | 0 | 0 | 0 | 0 | 0
[9 empty] | 2020-06-18 | 2020 | 19-20 | 0 | 0 | 0 | 0 | 0 | 0 | 0 | 0 | 630016 | 135101 | 137495.5 | 909505 | 0 | 0 | 0 | 0 | 0 | 0 | 0 | 0
[9 empty] | 2020-06-19 | 2020 | 19-20 | 0 | 0 | 0 | 0 | 0 | 0 | 0 | 0 | 630016 | 135101 | 137495.5 | 909505 | 0 | 0 | 0 | 0 | 0 | 0 | 0 | 0
[9 empty] | 2020-06-20 | 2020 | 19-20 | 0 | 0 | 0 | 0 | 0 | 0 | 0 | 0 | 630016 | 135101 | 137495.5 | 909505 | 0 | 0 | 0 | 0 | 0 | 0 | 0 | 0
[9 empty] | 2020-06-21 | 2020 | 19-20 | 0 | 0 | 0 | 0 | 0 | 0 | 0 | 0 | 630016 | 135101 | 137495.5 | 909505 | 0 | 0 | 0 | 0 | 0 | 0 | 0 | 0
[9 empty] | 2020-06-22 | 2020 | 19-20 | 0 | 0 | 0 | 0 | 0 | 0 | 0 | 0 | 630016 | 135101 | 137495.5 | 909505 | 0 | 0 | 0 | 0 | 0 | 0 | 0 | 0
[9 empty] | 2020-06-23 | 2020 | 19-20 | 0 | 0 | 23144.0261 | 23144.0261 | 0 | 0 | 84 | 84 | 630016 | 135101 | 137495.5 | 909505 | 0 | 0 | 0.16833 | 0.025447 | 0 | 0 | 0.00061093 | 9.2358e-05
[9 empty] | 2020-06-24 | 2020 | 19-20 | 0 | 0 | 0 | 0 | 0 | 0 | 0 | 0 | 630016 | 135101 | 137495.5 | 909505 | 0 | 0 | 0 | 0 | 0 | 0 | 0 | 0
[9 empty] | 2020-06-25 | 2020 | 19-20 | 0 | 0 | 0 | 0 | 0 | 0 | 0 | 0 | 630016 | 135101 | 137495.5 | 909505 | 0 | 0 | 0 | 0 | 0 | 0 | 0 | 0
[9 empty] | 2020-06-26 | 2020 | 19-20 | 0 | 0 | 0 | 0 | 0 | 0 | 0 | 0 | 630016 | 135101 | 137495.5 | 909505 | 0 | 0 | 0 | 0 | 0 | 0 | 0 | 0
[9 empty] | 2020-06-27 | 2020 | 19-20 | 0 | 0 | 0 | 0 | 0 | 0 | 0 | 0 | 630016 | 135101 | 137495.5 | 909505 | 0 | 0 | 0 | 0 | 0 | 0 | 0 | 0
[9 empty] | 2020-06-28 | 2020 | 19-20 | 0 | 0 | 0 | 0 | 0 | 0 | 0 | 0 | 630016 | 135101 | 137495.5 | 909505 | 0 | 0 | 0 | 0 | 0 | 0 | 0 | 0
[9 empty] | 2020-06-29 | 2020 | 19-20 | 0 | 0 | 0 | 0 | 0 | 0 | 0 | 0 | 630016 | 135101 | 137495.5 | 909505 | 0 | 0 | 0 | 0 | 0 | 0 | 0 | 0
[9 empty] | 2020-06-30 | 2020 | 19-20 | 0 | 0 | 0 | 0 | 0 | 0 | 0 | 0 | 630016 | 135101 | 137495.5 | 909505 | 0 | 0 | 0 | 0 | 0 | 0 | 0 | 0
[9 empty] | 2020-07-01 | 2021 | 20-21 | 0 | 0 | 0 | 0 | 0 | 0 | 0 | 0 | 633785.5 | 135932 | 137727 | 914283.5 | 0 | 0 | 0 | 0 | 0 | 0 | 0 | 0
[9 empty] | 2020-07-02 | 2021 | 20-21 | 0 | 0 | 0 | 0 | 0 | 0 | 0 | 0 | 633785.5 | 135932 | 137727 | 914283.5 | 0 | 0 | 0 | 0 | 0 | 0 | 0 | 0
[9 empty] | 2020-07-03 | 2021 | 20-21 | 0 | 0 | 0 | 0 | 0 | 0 | 0 | 0 | 633785.5 | 135932 | 137727 | 914283.5 | 0 | 0 | 0 | 0 | 0 | 0 | 0 | 0
[9 empty] | 2020-07-04 | 2021 | 20-21 | 0 | 0 | 0 | 0 | 0 | 0 | 0 | 0 | 633785.5 | 135932 | 137727 | 914283.5 | 0 | 0 | 0 | 0 | 0 | 0 | 0 | 0
[9 empty] | 2020-07-05 | 2021 | 20-21 | 0 | 0 | 0 | 0 | 0 | 0 | 0 | 0 | 633785.5 | 135932 | 137727 | 914283.5 | 0 | 0 | 0 | 0 | 0 | 0 | 0 | 0
[9 empty] | 2020-07-06 | 2021 | 20-21 | 0 | 0 | 0 | 0 | 0 | 0 | 0 | 0 | 633785.5 | 135932 | 137727 | 914283.5 | 0 | 0 | 0 | 0 | 0 | 0 | 0 | 0
[9 empty] | 2020-07-07 | 2021 | 20-21 | 0 | 0 | 0 | 0 | 0 | 0 | 0 | 0 | 633785.5 | 135932 | 137727 | 914283.5 | 0 | 0 | 0 | 0 | 0 | 0 | 0 | 0
[9 empty] | 2020-07-08 | 2021 | 20-21 | 0 | 0 | 0 | 0 | 0 | 0 | 0 | 0 | 633785.5 | 135932 | 137727 | 914283.5 | 0 | 0 | 0 | 0 | 0 | 0 | 0 | 0
[9 empty] | 2020-07-09 | 2021 | 20-21 | 0 | 0 | 0 | 0 | 0 | 0 | 0 | 0 | 633785.5 | 135932 | 137727 | 914283.5 | 0 | 0 | 0 | 0 | 0 | 0 | 0 | 0
[9 empty] | 2020-07-10 | 2021 | 20-21 | 0 | 0 | 0 | 0 | 0 | 0 | 0 | 0 | 633785.5 | 135932 | 137727 | 914283.5 | 0 | 0 | 0 | 0 | 0 | 0 | 0 | 0
[9 empty] | 2020-07-11 | 2021 | 20-21 | 0 | 0 | 0 | 0 | 0 | 0 | 0 | 0 | 633785.5 | 135932 | 137727 | 914283.5 | 0 | 0 | 0 | 0 | 0 | 0 | 0 | 0
[9 empty] | 2020-07-12 | 2021 | 20-21 | 0 | 0 | 0 | 0 | 0 | 0 | 0 | 0 | 633785.5 | 135932 | 137727 | 914283.5 | 0 | 0 | 0 | 0 | 0 | 0 | 0 | 0
[9 empty] | 2020-07-13 | 2021 | 20-21 | 0 | 0 | 0 | 0 | 0 | 0 | 0 | 0 | 633785.5 | 135932 | 137727 | 914283.5 | 0 | 0 | 0 | 0 | 0 | 0 | 0 | 0
[9 empty] | 2020-07-14 | 2021 | 20-21 | 0 | 0 | 0 | 0 | 0 | 0 | 0 | 0 | 633785.5 | 135932 | 137727 | 914283.5 | 0 | 0 | 0 | 0 | 0 | 0 | 0 | 0
[9 empty] | 2020-07-15 | 2021 | 20-21 | 0 | 0 | 0 | 0 | 0 | 0 | 0 | 0 | 633785.5 | 135932 | 137727 | 914283.5 | 0 | 0 | 0 | 0 | 0 | 0 | 0 | 0
[9 empty] | 2020-07-16 | 2021 | 20-21 | 0 | 0 | 0 | 0 | 0 | 0 | 0 | 0 | 633785.5 | 135932 | 137727 | 914283.5 | 0 | 0 | 0 | 0 | 0 | 0 | 0 | 0
[9 empty] | 2020-07-17 | 2021 | 20-21 | 0 | 0 | 0 | 0 | 0 | 0 | 0 | 0 | 633785.5 | 135932 | 137727 | 914283.5 | 0 | 0 | 0 | 0 | 0 | 0 | 0 | 0
[9 empty] | 2020-07-18 | 2021 | 20-21 | 0 | 0 | 0 | 0 | 0 | 0 | 0 | 0 | 633785.5 | 135932 | 137727 | 914283.5 | 0 | 0 | 0 | 0 | 0 | 0 | 0 | 0
[9 empty] | 2020-07-19 | 2021 | 20-21 | 0 | 0 | 0 | 0 | 0 | 0 | 0 | 0 | 633785.5 | 135932 | 137727 | 914283.5 | 0 | 0 | 0 | 0 | 0 | 0 | 0 | 0
[9 empty] | 2020-07-20 | 2021 | 20-21 | 0 | 0 | 0 | 0 | 0 | 0 | 0 | 0 | 633785.5 | 135932 | 137727 | 914283.5 | 0 | 0 | 0 | 0 | 0 | 0 | 0 | 0
[9 empty] | 2020-07-21 | 2021 | 20-21 | 0 | 0 | 0 | 0 | 0 | 0 | 0 | 0 | 633785.5 | 135932 | 137727 | 914283.5 | 0 | 0 | 0 | 0 | 0 | 0 | 0 | 0
[9 empty] | 2020-07-22 | 2021 | 20-21 | 0 | 0 | 0 | 0 | 0 | 0 | 0 | 0 | 633785.5 | 135932 | 137727 | 914283.5 | 0 | 0 | 0 | 0 | 0 | 0 | 0 | 0
[9 empty] | 2020-07-23 | 2021 | 20-21 | 0 | 0 | 0 | 0 | 0 | 0 | 0 | 0 | 633785.5 | 135932 | 137727 | 914283.5 | 0 | 0 | 0 | 0 | 0 | 0 | 0 | 0
[9 empty] | 2020-07-24 | 2021 | 20-21 | 0 | 0 | 0 | 0 | 0 | 0 | 0 | 0 | 633785.5 | 135932 | 137727 | 914283.5 | 0 | 0 | 0 | 0 | 0 | 0 | 0 | 0
[9 empty] | 2020-07-25 | 2021 | 20-21 | 0 | 0 | 0 | 0 | 0 | 0 | 0 | 0 | 633785.5 | 135932 | 137727 | 914283.5 | 0 | 0 | 0 | 0 | 0 | 0 | 0 | 0
[9 empty] | 2020-07-26 | 2021 | 20-21 | 0 | 0 | 0 | 0 | 0 | 0 | 0 | 0 | 633785.5 | 135932 | 137727 | 914283.5 | 0 | 0 | 0 | 0 | 0 | 0 | 0 | 0
[9 empty] | 2020-07-27 | 2021 | 20-21 | 0 | 0 | 0 | 0 | 0 | 0 | 0 | 0 | 633785.5 | 135932 | 137727 | 914283.5 | 0 | 0 | 0 | 0 | 0 | 0 | 0 | 0
[9 empty] | 2020-07-28 | 2021 | 20-21 | 0 | 0 | 0 | 0 | 0 | 0 | 0 | 0 | 633785.5 | 135932 | 137727 | 914283.5 | 0 | 0 | 0 | 0 | 0 | 0 | 0 | 0
[9 empty] | 2020-07-29 | 2021 | 20-21 | 0 | 0 | 0 | 0 | 0 | 0 | 0 | 0 | 633785.5 | 135932 | 137727 | 914283.5 | 0 | 0 | 0 | 0 | 0 | 0 | 0 | 0
[9 empty] | 2020-07-30 | 2021 | 20-21 | 0 | 0 | 0 | 0 | 0 | 0 | 0 | 0 | 633785.5 | 135932 | 137727 | 914283.5 | 0 | 0 | 0 | 0 | 0 | 0 | 0 | 0
[9 empty] | 2020-07-31 | 2021 | 20-21 | 0 | 0 | 0 | 0 | 0 | 0 | 0 | 0 | 633785.5 | 135932 | 137727 | 914283.5 | 0 | 0 | 0 | 0 | 0 | 0 | 0 | 0
[9 empty] | 2020-08-01 | 2021 | 20-21 | 0 | 0 | 0 | 0 | 0 | 0 | 0 | 0 | 633785.5 | 135932 | 137727 | 914283.5 | 0 | 0 | 0 | 0 | 0 | 0 | 0 | 0
[9 empty] | 2020-08-02 | 2021 | 20-21 | 0 | 0 | 0 | 0 | 0 | 0 | 0 | 0 | 633785.5 | 135932 | 137727 | 914283.5 | 0 | 0 | 0 | 0 | 0 | 0 | 0 | 0
[9 empty] | 2020-08-03 | 2021 | 20-21 | 0 | 0 | 0 | 0 | 0 | 0 | 0 | 0 | 633785.5 | 135932 | 137727 | 914283.5 | 0 | 0 | 0 | 0 | 0 | 0 | 0 | 0
[9 empty] | 2020-08-04 | 2021 | 20-21 | 0 | 0 | 0 | 0 | 0 | 0 | 0 | 0 | 633785.5 | 135932 | 137727 | 914283.5 | 0 | 0 | 0 | 0 | 0 | 0 | 0 | 0
[9 empty] | 2020-08-05 | 2021 | 20-21 | 0 | 0 | 0 | 0 | 0 | 0 | 0 | 0 | 633785.5 | 135932 | 137727 | 914283.5 | 0 | 0 | 0 | 0 | 0 | 0 | 0 | 0
[9 empty] | 2020-08-06 | 2021 | 20-21 | 0 | 0 | 0 | 0 | 0 | 0 | 0 | 0 | 633785.5 | 135932 | 137727 | 914283.5 | 0 | 0 | 0 | 0 | 0 | 0 | 0 | 0
[9 empty] | 2020-08-07 | 2021 | 20-21 | 0 | 0 | 0 | 0 | 0 | 0 | 0 | 0 | 633785.5 | 135932 | 137727 | 914283.5 | 0 | 0 | 0 | 0 | 0 | 0 | 0 | 0
[9 empty] | 2020-08-08 | 2021 | 20-21 | 0 | 0 | 0 | 0 | 0 | 0 | 0 | 0 | 633785.5 | 135932 | 137727 | 914283.5 | 0 | 0 | 0 | 0 | 0 | 0 | 0 | 0
[9 empty] | 2020-08-09 | 2021 | 20-21 | 0 | 0 | 0 | 0 | 0 | 0 | 0 | 0 | 633785.5 | 135932 | 137727 | 914283.5 | 0 | 0 | 0 | 0 | 0 | 0 | 0 | 0
[9 empty] | 2020-08-10 | 2021 | 20-21 | 0 | 0 | 0 | 0 | 0 | 0 | 0 | 0 | 633785.5 | 135932 | 137727 | 914283.5 | 0 | 0 | 0 | 0 | 0 | 0 | 0 | 0
[9 empty] | 2020-08-11 | 2021 | 20-21 | 0 | 0 | 0 | 0 | 0 | 0 | 0 | 0 | 633785.5 | 135932 | 137727 | 914283.5 | 0 | 0 | 0 | 0 | 0 | 0 | 0 | 0
[9 empty] | 2020-08-12 | 2021 | 20-21 | 0 | 0 | 0 | 0 | 0 | 0 | 0 | 0 | 633785.5 | 135932 | 137727 | 914283.5 | 0 | 0 | 0 | 0 | 0 | 0 | 0 | 0
[9 empty] | 2020-08-13 | 2021 | 20-21 | 0 | 0 | 0 | 0 | 0 | 0 | 0 | 0 | 633785.5 | 135932 | 137727 | 914283.5 | 0 | 0 | 0 | 0 | 0 | 0 | 0 | 0
[9 empty] | 2020-08-14 | 2021 | 20-21 | 0 | 0 | 0 | 0 | 0 | 0 | 0 | 0 | 633785.5 | 135932 | 137727 | 914283.5 | 0 | 0 | 0 | 0 | 0 | 0 | 0 | 0
[9 empty] | 2020-08-15 | 2021 | 20-21 | 0 | 0 | 0 | 0 | 0 | 0 | 0 | 0 | 633785.5 | 135932 | 137727 | 914283.5 | 0 | 0 | 0 | 0 | 0 | 0 | 0 | 0
[9 empty] | 2020-08-16 | 2021 | 20-21 | 0 | 0 | 0 | 0 | 0 | 0 | 0 | 0 | 633785.5 | 135932 | 137727 | 914283.5 | 0 | 0 | 0 | 0 | 0 | 0 | 0 | 0
[9 empty] | 2020-08-17 | 2021 | 20-21 | 0 | 0 | 0 | 0 | 0 | 0 | 0 | 0 | 633785.5 | 135932 | 137727 | 914283.5 | 0 | 0 | 0 | 0 | 0 | 0 | 0 | 0
[9 empty] | 2020-08-18 | 2021 | 20-21 | 0 | 0 | 0 | 0 | 0 | 0 | 0 | 0 | 633785.5 | 135932 | 137727 | 914283.5 | 0 | 0 | 0 | 0 | 0 | 0 | 0 | 0
[9 empty] | 2020-08-19 | 2021 | 20-21 | 0 | 0 | 0 | 0 | 0 | 0 | 0 | 0 | 633785.5 | 135932 | 137727 | 914283.5 | 0 | 0 | 0 | 0 | 0 | 0 | 0 | 0
[9 empty] | 2020-08-20 | 2021 | 20-21 | 0 | 0 | 0 | 0 | 0 | 0 | 0 | 0 | 633785.5 | 135932 | 137727 | 914283.5 | 0 | 0 | 0 | 0 | 0 | 0 | 0 | 0
[9 empty] | 2020-08-21 | 2021 | 20-21 | 0 | 0 | 0 | 0 | 0 | 0 | 0 | 0 | 633785.5 | 135932 | 137727 | 914283.5 | 0 | 0 | 0 | 0 | 0 | 0 | 0 | 0
[9 empty] | 2020-08-22 | 2021 | 20-21 | 0 | 0 | 0 | 0 | 0 | 0 | 0 | 0 | 633785.5 | 135932 | 137727 | 914283.5 | 0 | 0 | 0 | 0 | 0 | 0 | 0 | 0
[9 empty] | 2020-08-23 | 2021 | 20-21 | 0 | 0 | 0 | 0 | 0 | 0 | 0 | 0 | 633785.5 | 135932 | 137727 | 914283.5 | 0 | 0 | 0 | 0 | 0 | 0 | 0 | 0
[9 empty] | 2020-08-24 | 2021 | 20-21 | 0 | 0 | 0 | 0 | 0 | 0 | 0 | 0 | 633785.5 | 135932 | 137727 | 914283.5 | 0 | 0 | 0 | 0 | 0 | 0 | 0 | 0
[9 empty] | 2020-08-25 | 2021 | 20-21 | 0 | 0 | 0 | 0 | 0 | 0 | 0 | 0 | 633785.5 | 135932 | 137727 | 914283.5 | 0 | 0 | 0 | 0 | 0 | 0 | 0 | 0
[9 empty] | 2020-08-26 | 2021 | 20-21 | 0 | 0 | 0 | 0 | 0 | 0 | 0 | 0 | 633785.5 | 135932 | 137727 | 914283.5 | 0 | 0 | 0 | 0 | 0 | 0 | 0 | 0
[9 empty] | 2020-08-27 | 2021 | 20-21 | 0 | 0 | 0 | 0 | 0 | 0 | 0 | 0 | 633785.5 | 135932 | 137727 | 914283.5 | 0 | 0 | 0 | 0 | 0 | 0 | 0 | 0
[9 empty] | 2020-08-28 | 2021 | 20-21 | 0 | 0 | 0 | 0 | 0 | 0 | 0 | 0 | 633785.5 | 135932 | 137727 | 914283.5 | 0 | 0 | 0 | 0 | 0 | 0 | 0 | 0
[9 empty] | 2020-08-29 | 2021 | 20-21 | 0 | 0 | 0 | 0 | 0 | 0 | 0 | 0 | 633785.5 | 135932 | 137727 | 914283.5 | 0 | 0 | 0 | 0 | 0 | 0 | 0 | 0
[9 empty] | 2020-08-30 | 2021 | 20-21 | 0 | 0 | 0 | 0 | 0 | 0 | 0 | 0 | 633785.5 | 135932 | 137727 | 914283.5 | 0 | 0 | 0 | 0 | 0 | 0 | 0 | 0
[9 empty] | 2020-08-31 | 2021 | 20-21 | 0 | 0 | 0 | 0 | 0 | 0 | 0 | 0 | 633785.5 | 135932 | 137727 | 914283.5 | 0 | 0 | 0 | 0 | 0 | 0 | 0 | 0
[9 empty] | 2020-09-01 | 2021 | 20-21 | 0 | 0 | 0 | 0 | 0 | 0 | 0 | 0 | 633785.5 | 135932 | 137727 | 914283.5 | 0 | 0 | 0 | 0 | 0 | 0 | 0 | 0
[9 empty] | 2020-09-02 | 2021 | 20-21 | 0 | 0 | 0 | 0 | 0 | 0 | 0 | 0 | 633785.5 | 135932 | 137727 | 914283.5 | 0 | 0 | 0 | 0 | 0 | 0 | 0 | 0
[9 empty] | 2020-09-03 | 2021 | 20-21 | 0 | 0 | 0 | 0 | 0 | 0 | 0 | 0 | 633785.5 | 135932 | 137727 | 914283.5 | 0 | 0 | 0 | 0 | 0 | 0 | 0 | 0
[9 empty] | 2020-09-04 | 2021 | 20-21 | 0 | 0 | 0 | 0 | 0 | 0 | 0 | 0 | 633785.5 | 135932 | 137727 | 914283.5 | 0 | 0 | 0 | 0 | 0 | 0 | 0 | 0
[9 empty] | 2020-09-05 | 2021 | 20-21 | 0 | 0 | 0 | 0 | 0 | 0 | 0 | 0 | 633785.5 | 135932 | 137727 | 914283.5 | 0 | 0 | 0 | 0 | 0 | 0 | 0 | 0
[9 empty] | 2020-09-06 | 2021 | 20-21 | 0 | 0 | 0 | 0 | 0 | 0 | 0 | 0 | 633785.5 | 135932 | 137727 | 914283.5 | 0 | 0 | 0 | 0 | 0 | 0 | 0 | 0
[9 empty] | 2020-09-07 | 2021 | 20-21 | 0 | 0 | 0 | 0 | 0 | 0 | 0 | 0 | 633785.5 | 135932 | 137727 | 914283.5 | 0 | 0 | 0 | 0 | 0 | 0 | 0 | 0
[9 empty] | 2020-09-08 | 2021 | 20-21 | 0 | 0 | 0 | 0 | 0 | 0 | 0 | 0 | 633785.5 | 135932 | 137727 | 914283.5 | 0 | 0 | 0 | 0 | 0 | 0 | 0 | 0
[9 empty] | 2020-09-09 | 2021 | 20-21 | 0 | 0 | 0 | 0 | 0 | 0 | 0 | 0 | 633785.5 | 135932 | 137727 | 914283.5 | 0 | 0 | 0 | 0 | 0 | 0 | 0 | 0
[9 empty] | 2020-09-10 | 2021 | 20-21 | 0 | 0 | 0 | 0 | 0 | 0 | 0 | 0 | 633785.5 | 135932 | 137727 | 914283.5 | 0 | 0 | 0 | 0 | 0 | 0 | 0 | 0
[9 empty] | 2020-09-11 | 2021 | 20-21 | 0 | 0 | 0 | 0 | 0 | 0 | 0 | 0 | 633785.5 | 135932 | 137727 | 914283.5 | 0 | 0 | 0 | 0 | 0 | 0 | 0 | 0
[9 empty] | 2020-09-12 | 2021 | 20-21 | 0 | 0 | 0 | 0 | 0 | 0 | 0 | 0 | 633785.5 | 135932 | 137727 | 914283.5 | 0 | 0 | 0 | 0 | 0 | 0 | 0 | 0
[9 empty] | 2020-09-13 | 2021 | 20-21 | 0 | 0 | 0 | 0 | 0 | 0 | 0 | 0 | 633785.5 | 135932 | 137727 | 914283.5 | 0 | 0 | 0 | 0 | 0 | 0 | 0 | 0
[9 empty] | 2020-09-14 | 2021 | 20-21 | 0 | 0 | 0 | 0 | 0 | 0 | 0 | 0 | 633785.5 | 135932 | 137727 | 914283.5 | 0 | 0 | 0 | 0 | 0 | 0 | 0 | 0
[9 empty] | 2020-09-15 | 2021 | 20-21 | 0 | 0 | 0 | 0 | 0 | 0 | 0 | 0 | 633785.5 | 135932 | 137727 | 914283.5 | 0 | 0 | 0 | 0 | 0 | 0 | 0 | 0
[9 empty] | 2020-09-16 | 2021 | 20-21 | 0 | 0 | 0 | 0 | 0 | 0 | 0 | 0 | 633785.5 | 135932 | 137727 | 914283.5 | 0 | 0 | 0 | 0 | 0 | 0 | 0 | 0
[9 empty] | 2020-09-17 | 2021 | 20-21 | 0 | 0 | 0 | 0 | 0 | 0 | 0 | 0 | 633785.5 | 135932 | 137727 | 914283.5 | 0 | 0 | 0 | 0 | 0 | 0 | 0 | 0
[9 empty] | 2020-09-18 | 2021 | 20-21 | 0 | 0 | 0 | 0 | 0 | 0 | 0 | 0 | 633785.5 | 135932 | 137727 | 914283.5 | 0 | 0 | 0 | 0 | 0 | 0 | 0 | 0
[9 empty] | 2020-09-19 | 2021 | 20-21 | 0 | 0 | 0 | 0 | 0 | 0 | 0 | 0 | 633785.5 | 135932 | 137727 | 914283.5 | 0 | 0 | 0 | 0 | 0 | 0 | 0 | 0
[9 empty] | 2020-09-20 | 2021 | 20-21 | 0 | 0 | 0 | 0 | 0 | 0 | 0 | 0 | 633785.5 | 135932 | 137727 | 914283.5 | 0 | 0 | 0 | 0 | 0 | 0 | 0 | 0
[9 empty] | 2020-09-21 | 2021 | 20-21 | 0 | 0 | 0 | 0 | 0 | 0 | 0 | 0 | 633785.5 | 135932 | 137727 | 914283.5 | 0 | 0 | 0 | 0 | 0 | 0 | 0 | 0
[9 empty] | 2020-09-22 | 2021 | 20-21 | 0 | 0 | 0 | 0 | 0 | 0 | 0 | 0 | 633785.5 | 135932 | 137727 | 914283.5 | 0 | 0 | 0 | 0 | 0 | 0 | 0 | 0
[9 empty] | 2020-09-23 | 2021 | 20-21 | 0 | 0 | 0 | 0 | 0 | 0 | 0 | 0 | 633785.5 | 135932 | 137727 | 914283.5 | 0 | 0 | 0 | 0 | 0 | 0 | 0 | 0
[9 empty] | 2020-09-24 | 2021 | 20-21 | 0 | 0 | 0 | 0 | 0 | 0 | 0 | 0 | 633785.5 | 135932 | 137727 | 914283.5 | 0 | 0 | 0 | 0 | 0 | 0 | 0 | 0
[9 empty] | 2020-09-25 | 2021 | 20-21 | 0 | 0 | 0 | 0 | 0 | 0 | 0 | 0 | 633785.5 | 135932 | 137727 | 914283.5 | 0 | 0 | 0 | 0 | 0 | 0 | 0 | 0
[9 empty] | 2020-09-26 | 2021 | 20-21 | 0 | 0 | 0 | 0 | 0 | 0 | 0 | 0 | 633785.5 | 135932 | 137727 | 914283.5 | 0 | 0 | 0 | 0 | 0 | 0 | 0 | 0
[9 empty] | 2020-09-27 | 2021 | 20-21 | 0 | 0 | 0 | 0 | 0 | 0 | 0 | 0 | 633785.5 | 135932 | 137727 | 914283.5 | 0 | 0 | 0 | 0 | 0 | 0 | 0 | 0
[9 empty] | 2020-09-28 | 2021 | 20-21 | 0 | 0 | 0 | 0 | 0 | 0 | 0 | 0 | 633785.5 | 135932 | 137727 | 914283.5 | 0 | 0 | 0 | 0 | 0 | 0 | 0 | 0
[9 empty] | 2020-09-29 | 2021 | 20-21 | 0 | 0 | 0 | 0 | 0 | 0 | 0 | 0 | 633785.5 | 135932 | 137727 | 914283.5 | 0 | 0 | 0 | 0 | 0 | 0 | 0 | 0
[9 empty] | 2020-09-30 | 2021 | 20-21 | 0 | 0 | 0 | 0 | 0 | 0 | 0 | 0 | 633785.5 | 135932 | 137727 | 914283.5 | 0 | 0 | 0 | 0 | 0 | 0 | 0 | 0
[9 empty] | 2020-10-01 | 2021 | 20-21 | 0 | 0 | 0 | 0 | 0 | 0 | 0 | 0 | 633785.5 | 135932 | 137727 | 914283.5 | 0 | 0 | 0 | 0 | 0 | 0 | 0 | 0
[9 empty] | 2020-10-02 | 2021 | 20-21 | 0 | 0 | 0 | 0 | 0 | 0 | 0 | 0 | 633785.5 | 135932 | 137727 | 914283.5 | 0 | 0 | 0 | 0 | 0 | 0 | 0 | 0
[9 empty] | 2020-10-03 | 2021 | 20-21 | 0 | 0 | 0 | 0 | 0 | 0 | 0 | 0 | 633785.5 | 135932 | 137727 | 914283.5 | 0 | 0 | 0 | 0 | 0 | 0 | 0 | 0
[9 empty] | 2020-10-04 | 2021 | 20-21 | 0 | 0 | 0 | 0 | 0 | 0 | 0 | 0 | 633785.5 | 135932 | 137727 | 914283.5 | 0 | 0 | 0 | 0 | 0 | 0 | 0 | 0
[9 empty] | 2020-10-05 | 2021 | 20-21 | 0 | 0 | 0 | 0 | 0 | 0 | 0 | 0 | 633785.5 | 135932 | 137727 | 914283.5 | 0 | 0 | 0 | 0 | 0 | 0 | 0 | 0
[9 empty] | 2020-10-06 | 2021 | 20-21 | 0 | 0 | 0 | 0 | 0 | 0 | 0 | 0 | 633785.5 | 135932 | 137727 | 914283.5 | 0 | 0 | 0 | 0 | 0 | 0 | 0 | 0
[9 empty] | 2020-10-07 | 2021 | 20-21 | 0 | 0 | 0 | 0 | 0 | 0 | 0 | 0 | 633785.5 | 135932 | 137727 | 914283.5 | 0 | 0 | 0 | 0 | 0 | 0 | 0 | 0
[9 empty] | 2020-10-08 | 2021 | 20-21 | 0 | 0 | 0 | 0 | 0 | 0 | 0 | 0 | 633785.5 | 135932 | 137727 | 914283.5 | 0 | 0 | 0 | 0 | 0 | 0 | 0 | 0
[9 empty] | 2020-10-09 | 2021 | 20-21 | 0 | 0 | 0 | 0 | 0 | 0 | 0 | 0 | 633785.5 | 135932 | 137727 | 914283.5 | 0 | 0 | 0 | 0 | 0 | 0 | 0 | 0
[9 empty] | 2020-10-10 | 2021 | 20-21 | 0 | 0 | 0 | 0 | 0 | 0 | 0 | 0 | 633785.5 | 135932 | 137727 | 914283.5 | 0 | 0 | 0 | 0 | 0 | 0 | 0 | 0
[9 empty] | 2020-10-11 | 2021 | 20-21 | 0 | 0 | 0 | 0 | 0 | 0 | 0 | 0 | 633785.5 | 135932 | 137727 | 914283.5 | 0 | 0 | 0 | 0 | 0 | 0 | 0 | 0
[9 empty] | 2020-10-12 | 2021 | 20-21 | 0 | 0 | 5186.83 | 5186.83 | 0 | 0 | 27 | 27 | 633785.5 | 135932 | 137727 | 914283.5 | 0 | 0 | 0.03766 | 0.0056731 | 0 | 0 | 0.00019604 | 2.9531e-05
[9 empty] | 2020-10-13 | 2021 | 20-21 | 0 | 0 | 0 | 0 | 0 | 0 | 0 | 0 | 633785.5 | 135932 | 137727 | 914283.5 | 0 | 0 | 0 | 0 | 0 | 0 | 0 | 0
[9 empty] | 2020-10-14 | 2021 | 20-21 | 0 | 0 | 0 | 0 | 0 | 0 | 0 | 0 | 633785.5 | 135932 | 137727 | 914283.5 | 0 | 0 | 0 | 0 | 0 | 0 | 0 | 0
[9 empty] | 2020-10-15 | 2021 | 20-21 | 0 | 0 | 0 | 0 | 0 | 0 | 0 | 0 | 633785.5 | 135932 | 137727 | 914283.5 | 0 | 0 | 0 | 0 | 0 | 0 | 0 | 0
[9 empty] | 2020-10-16 | 2021 | 20-21 | 0 | 0 | 0 | 0 | 0 | 0 | 0 | 0 | 633785.5 | 135932 | 137727 | 914283.5 | 0 | 0 | 0 | 0 | 0 | 0 | 0 | 0
[9 empty] | 2020-10-17 | 2021 | 20-21 | 0 | 0 | 0 | 0 | 0 | 0 | 0 | 0 | 633785.5 | 135932 | 137727 | 914283.5 | 0 | 0 | 0 | 0 | 0 | 0 | 0 | 0
[9 empty] | 2020-10-18 | 2021 | 20-21 | 0 | 0 | 0 | 0 | 0 | 0 | 0 | 0 | 633785.5 | 135932 | 137727 | 914283.5 | 0 | 0 | 0 | 0 | 0 | 0 | 0 | 0
[9 empty] | 2020-10-19 | 2021 | 20-21 | 0 | 0 | 0 | 0 | 0 | 0 | 0 | 0 | 633785.5 | 135932 | 137727 | 914283.5 | 0 | 0 | 0 | 0 | 0 | 0 | 0 | 0
[9 empty] | 2020-10-20 | 2021 | 20-21 | 0 | 0 | 0 | 0 | 0 | 0 | 0 | 0 | 633785.5 | 135932 | 137727 | 914283.5 | 0 | 0 | 0 | 0 | 0 | 0 | 0 | 0
[9 empty] | 2020-10-21 | 2021 | 20-21 | 0 | 0 | 0 | 0 | 0 | 0 | 0 | 0 | 633785.5 | 135932 | 137727 | 914283.5 | 0 | 0 | 0 | 0 | 0 | 0 | 0 | 0
[9 empty] | 2020-10-22 | 2021 | 20-21 | 0 | 0 | 86945.575 | 86945.575 | 0 | 0 | 68 | 68 | 633785.5 | 135932 | 137727 | 914283.5 | 0 | 0 | 0.63129 | 0.095097 | 0 | 0 | 0.00049373 | 7.4375e-05
[9 empty] | 2020-10-23 | 2021 | 20-21 | 0 | 0 | 0 | 0 | 0 | 0 | 0 | 0 | 633785.5 | 135932 | 137727 | 914283.5 | 0 | 0 | 0 | 0 | 0 | 0 | 0 | 0
[9 empty] | 2020-10-24 | 2021 | 20-21 | 0 | 0 | 0 | 0 | 0 | 0 | 0 | 0 | 633785.5 | 135932 | 137727 | 914283.5 | 0 | 0 | 0 | 0 | 0 | 0 | 0 | 0
[9 empty] | 2020-10-25 | 2021 | 20-21 | 0 | 0 | 0 | 0 | 0 | 0 | 0 | 0 | 633785.5 | 135932 | 137727 | 914283.5 | 0 | 0 | 0 | 0 | 0 | 0 | 0 | 0
[9 empty] | 2020-10-26 | 2021 | 20-21 | 0 | 0 | 0 | 0 | 0 | 0 | 0 | 0 | 633785.5 | 135932 | 137727 | 914283.5 | 0 | 0 | 0 | 0 | 0 | 0 | 0 | 0
[9 empty] | 2020-10-27 | 2021 | 20-21 | 0 | 0 | 0 | 0 | 0 | 0 | 0 | 0 | 633785.5 | 135932 | 137727 | 914283.5 | 0 | 0 | 0 | 0 | 0 | 0 | 0 | 0
[9 empty] | 2020-10-28 | 2021 | 20-21 | 0 | 0 | 17786.5767 | 17786.5767 | 0 | 0 | 122 | 122 | 633785.5 | 135932 | 137727 | 914283.5 | 0 | 0 | 0.12914 | 0.019454 | 0 | 0 | 0.00088581 | 0.00013344
[9 empty] | 2020-10-29 | 2021 | 20-21 | 0 | 0 | 0 | 0 | 0 | 0 | 0 | 0 | 633785.5 | 135932 | 137727 | 914283.5 | 0 | 0 | 0 | 0 | 0 | 0 | 0 | 0
[9 empty] | 2020-10-30 | 2021 | 20-21 | 0 | 0 | 0 | 0 | 0 | 0 | 0 | 0 | 633785.5 | 135932 | 137727 | 914283.5 | 0 | 0 | 0 | 0 | 0 | 0 | 0 | 0
[9 empty] | 2020-10-31 | 2021 | 20-21 | 0 | 0 | 0 | 0 | 0 | 0 | 0 | 0 | 633785.5 | 135932 | 137727 | 914283.5 | 0 | 0 | 0 | 0 | 0 | 0 | 0 | 0
[9 empty] | 2020-11-01 | 2021 | 20-21 | 0 | 0 | 0 | 0 | 0 | 0 | 0 | 0 | 633785.5 | 135932 | 137727 | 914283.5 | 0 | 0 | 0 | 0 | 0 | 0 | 0 | 0
[9 empty] | 2020-11-02 | 2021 | 20-21 | 0 | 0 | 0 | 0 | 0 | 0 | 0 | 0 | 633785.5 | 135932 | 137727 | 914283.5 | 0 | 0 | 0 | 0 | 0 | 0 | 0 | 0
[9 empty] | 2020-11-03 | 2021 | 20-21 | 0 | 0 | 0 | 0 | 0 | 0 | 0 | 0 | 633785.5 | 135932 | 137727 | 914283.5 | 0 | 0 | 0 | 0 | 0 | 0 | 0 | 0
[9 empty] | 2020-11-04 | 2021 | 20-21 | 0 | 0 | 0 | 0 | 0 | 0 | 0 | 0 | 633785.5 | 135932 | 137727 | 914283.5 | 0 | 0 | 0 | 0 | 0 | 0 | 0 | 0
[9 empty] | 2020-11-05 | 2021 | 20-21 | 0 | 0 | 0 | 0 | 0 | 0 | 0 | 0 | 633785.5 | 135932 | 137727 | 914283.5 | 0 | 0 | 0 | 0 | 0 | 0 | 0 | 0
[9 empty] | 2020-11-06 | 2021 | 20-21 | 0 | 0 | 0 | 0 | 0 | 0 | 0 | 0 | 633785.5 | 135932 | 137727 | 914283.5 | 0 | 0 | 0 | 0 | 0 | 0 | 0 | 0
[9 empty] | 2020-11-07 | 2021 | 20-21 | 0 | 0 | 0 | 0 | 0 | 0 | 0 | 0 | 633785.5 | 135932 | 137727 | 914283.5 | 0 | 0 | 0 | 0 | 0 | 0 | 0 | 0
[9 empty] | 2020-11-08 | 2021 | 20-21 | 0 | 0 | 30414.034 | 30414.034 | 0 | 0 | 229 | 229 | 633785.5 | 135932 | 137727 | 914283.5 | 0 | 0 | 0.22083 | 0.033265 | 0 | 0 | 0.0016627 | 0.00025047
[9 empty] | 2020-11-09 | 2021 | 20-21 | 0 | 0 | 0 | 0 | 0 | 0 | 0 | 0 | 633785.5 | 135932 | 137727 | 914283.5 | 0 | 0 | 0 | 0 | 0 | 0 | 0 | 0
[9 empty] | 2020-11-10 | 2021 |  | 0 | 0 | 0 | 0 | 0 | 0 | 0 | 0 | 633785.5 | 135932 | 137727 | 914283.5 | 0 | 0 | 0 | 0 | 0 | 0 | 0 | 0
[9 empty] | 2020-11-11 | 2021 | 20-21 | 0 | 0 | 151289.35 | 151289.35 | 0 | 0 | 145 | 145 | 633785.5 | 135932 | 137727 | 914283.5 | 0 | 0 | 1.0985 | 0.16547 | 0 | 0 | 0.0010528 | 0.00015859
[9 empty] | 2020-11-12 | 2021 | 20-21 | 0 | 0 | 0 | 0 | 0 | 0 | 0 | 0 | 633785.5 | 135932 | 137727 | 914283.5 | 0 | 0 | 0 | 0 | 0 | 0 | 0 | 0
[9 empty] | 2020-11-13 | 2021 | 20-21 | 0 | 0 | 0 | 0 | 0 | 0 | 0 | 0 | 633785.5 | 135932 | 137727 | 914283.5 | 0 | 0 | 0 | 0 | 0 | 0 | 0 | 0
[9 empty] | 2020-11-14 | 2021 | 20-21 | 0 | 0 | 0 | 0 | 0 | 0 | 0 | 0 | 633785.5 | 135932 | 137727 | 914283.5 | 0 | 0 | 0 | 0 | 0 | 0 | 0 | 0
[9 empty] | 2020-11-15 | 2021 | 20-21 | 0 | 0 | 0 | 0 | 0 | 0 | 0 | 0 | 633785.5 | 135932 | 137727 | 914283.5 | 0 | 0 | 0 | 0 | 0 | 0 | 0 | 0
[9 empty] | 2020-11-16 | 2021 | 20-21 | 0 | 0 | 0 | 0 | 0 | 0 | 0 | 0 | 633785.5 | 135932 | 137727 | 914283.5 | 0 | 0 | 0 | 0 | 0 | 0 | 0 | 0
[9 empty] | 2020-11-17 | 2021 | 20-21 | 0 | 0 | 0 | 0 | 0 | 0 | 0 | 0 | 633785.5 | 135932 | 137727 | 914283.5 | 0 | 0 | 0 | 0 | 0 | 0 | 0 | 0
[9 empty] | 2020-11-18 | 2021 | 20-21 | 0 | 0 | 0 | 0 | 0 | 0 | 0 | 0 | 633785.5 | 135932 | 137727 | 914283.5 | 0 | 0 | 0 | 0 | 0 | 0 | 0 | 0
[9 empty] | 2020-11-19 | 2021 | 20-21 | 0 | 0 | 0 | 0 | 0 | 0 | 0 | 0 | 633785.5 | 135932 | 137727 | 914283.5 | 0 | 0 | 0 | 0 | 0 | 0 | 0 | 0
[9 empty] | 2020-11-20 | 2021 | 20-21 | 0 | 0 | 0 | 0 | 0 | 0 | 0 | 0 | 633785.5 | 135932 | 137727 | 914283.5 | 0 | 0 | 0 | 0 | 0 | 0 | 0 | 0
[9 empty] | 2020-11-21 | 2021 | 20-21 | 0 | 0 | 0 | 0 | 0 | 0 | 0 | 0 | 633785.5 | 135932 | 137727 | 914283.5 | 0 | 0 | 0 | 0 | 0 | 0 | 0 | 0
[9 empty] | 2020-11-22 | 2021 | 20-21 | 0 | 0 | 266.28 | 266.28 | 0 | 0 | 0 | 0 | 633785.5 | 135932 | 137727 | 914283.5 | 0 | 0 | 0.0019334 | 0.00029124 | 0 | 0 | 0 | 0
[9 empty] | 2020-11-23 | 2021 | 20-21 | 0 | 0 | 0 | 0 | 0 | 0 | 0 | 0 | 633785.5 | 135932 | 137727 | 914283.5 | 0 | 0 | 0 | 0 | 0 | 0 | 0 | 0
[9 empty] | 2020-11-24 | 2021 | 20-21 | 0 | 0 | 0 | 0 | 0 | 0 | 0 | 0 | 633785.5 | 135932 | 137727 | 914283.5 | 0 | 0 | 0 | 0 | 0 | 0 | 0 | 0
[9 empty] | 2020-11-25 | 2021 | 20-21 | 0 | 0 | 0 | 0 | 0 | 0 | 0 | 0 | 633785.5 | 135932 | 137727 | 914283.5 | 0 | 0 | 0 | 0 | 0 | 0 | 0 | 0
[9 empty] | 2020-11-26 | 2021 | 20-21 | 0 | 0 | 0 | 0 | 0 | 0 | 0 | 0 | 633785.5 | 135932 | 137727 | 914283.5 | 0 | 0 | 0 | 0 | 0 | 0 | 0 | 0
[9 empty] | 2020-11-27 | 2021 | 20-21 | 0 | 0 | 0 | 0 | 0 | 0 | 0 | 0 | 633785.5 | 135932 | 137727 | 914283.5 | 0 | 0 | 0 | 0 | 0 | 0 | 0 | 0
[9 empty] | 2020-11-28 | 2021 | 20-21 | 0 | 0 | 0 | 0 | 0 | 0 | 0 | 0 | 633785.5 | 135932 | 137727 | 914283.5 | 0 | 0 | 0 | 0 | 0 | 0 | 0 | 0
[9 empty] | 2020-11-29 | 2021 | 20-21 | 0 | 0 | 0 | 0 | 0 | 0 | 0 | 0 | 633785.5 | 135932 | 137727 | 914283.5 | 0 | 0 | 0 | 0 | 0 | 0 | 0 | 0
[9 empty] | 2020-11-30 | 2021 | 20-21 | 0 | 0 | 117157.0632 | 117157.0632 | 0 | 0 | 621 | 621 | 633785.5 | 135932 | 137727 | 914283.5 | 0 | 0 | 0.85065 | 0.12814 | 0 | 0 | 0.0045089 | 0.00067922
[9 empty] | 2020-12-01 | 2021 | 20-21 | 0 | 0 | 0 | 0 | 0 | 0 | 0 | 0 | 633785.5 | 135932 | 137727 | 914283.5 | 0 | 0 | 0 | 0 | 0 | 0 | 0 | 0
[9 empty] | 2020-12-02 | 2021 | 20-21 | 0 | 0 | 0 | 0 | 0 | 0 | 0 | 0 | 633785.5 | 135932 | 137727 | 914283.5 | 0 | 0 | 0 | 0 | 0 | 0 | 0 | 0
[9 empty] | 2020-12-03 | 2021 | 20-21 | 0 | 0 | 0 | 0 | 0 | 0 | 0 | 0 | 633785.5 | 135932 | 137727 | 914283.5 | 0 | 0 | 0 | 0 | 0 | 0 | 0 | 0
[9 empty] | 2020-12-04 | 2021 | 20-21 | 0 | 0 | 0 | 0 | 0 | 0 | 0 | 0 | 633785.5 | 135932 | 137727 | 914283.5 | 0 | 0 | 0 | 0 | 0 | 0 | 0 | 0
[9 empty] | 2020-12-05 | 2021 |  | 0 | 0 | 45068.3286 | 45068.3286 | 0 | 0 | 61 | 61 | 633785.5 | 135932 | 137727 | 914283.5 | 0 | 0 | 0.32723 | 0.049294 | 0 | 0 | 0.00044291 | 6.6719e-05
[9 empty] | 2020-12-06 | 2021 | 20-21 | 0 | 0 | 0 | 0 | 0 | 0 | 0 | 0 | 633785.5 | 135932 | 137727 | 914283.5 | 0 | 0 | 0 | 0 | 0 | 0 | 0 | 0
[9 empty] | 2020-12-07 | 2021 | 20-21 | 0 | 0 | 0 | 0 | 0 | 0 | 0 | 0 | 633785.5 | 135932 | 137727 | 914283.5 | 0 | 0 | 0 | 0 | 0 | 0 | 0 | 0
[9 empty] | 2020-12-08 | 2021 | 20-21 | 0 | 0 | 0 | 0 | 0 | 0 | 0 | 0 | 633785.5 | 135932 | 137727 | 914283.5 | 0 | 0 | 0 | 0 | 0 | 0 | 0 | 0
[9 empty] | 2020-12-09 | 2021 | 20-21 | 0 | 0 | 0 | 0 | 0 | 0 | 0 | 0 | 633785.5 | 135932 | 137727 | 914283.5 | 0 | 0 | 0 | 0 | 0 | 0 | 0 | 0
[9 empty] | 2020-12-10 | 2021 | 20-21 | 0 | 0 | 0 | 0 | 0 | 0 | 0 | 0 | 633785.5 | 135932 | 137727 | 914283.5 | 0 | 0 | 0 | 0 | 0 | 0 | 0 | 0
[9 empty] | 2020-12-11 | 2021 | 20-21 | 0 | 0 | 0 | 0 | 0 | 0 | 0 | 0 | 633785.5 | 135932 | 137727 | 914283.5 | 0 | 0 | 0 | 0 | 0 | 0 | 0 | 0
[9 empty] | 2020-12-12 | 2021 | 20-21 | 0 | 0 | 0 | 0 | 0 | 0 | 0 | 0 | 633785.5 | 135932 | 137727 | 914283.5 | 0 | 0 | 0 | 0 | 0 | 0 | 0 | 0
[9 empty] | 2020-12-13 | 2021 | 20-21 | 0 | 0 | 0 | 0 | 0 | 0 | 0 | 0 | 633785.5 | 135932 | 137727 | 914283.5 | 0 | 0 | 0 | 0 | 0 | 0 | 0 | 0
[9 empty] | 2020-12-14 | 2021 | 20-21 | 0 | 0 | 0 | 0 | 0 | 0 | 0 | 0 | 633785.5 | 135932 | 137727 | 914283.5 | 0 | 0 | 0 | 0 | 0 | 0 | 0 | 0
[9 empty] | 2020-12-15 | 2021 | 20-21 | 0 | 0 | 0 | 0 | 0 | 0 | 0 | 0 | 633785.5 | 135932 | 137727 | 914283.5 | 0 | 0 | 0 | 0 | 0 | 0 | 0 | 0
[9 empty] | 2020-12-16 | 2021 | 20-21 | 0 | 0 | 1584.6 | 1584.6 | 0 | 0 | 12 | 12 | 633785.5 | 135932 | 137727 | 914283.5 | 0 | 0 | 0.011505 | 0.0017332 | 0 | 0 | 8.7129e-05 | 1.3125e-05
[9 empty] | 2020-12-17 | 2021 | 20-21 | 0 | 0 | 0 | 0 | 0 | 0 | 0 | 0 | 633785.5 | 135932 | 137727 | 914283.5 | 0 | 0 | 0 | 0 | 0 | 0 | 0 | 0
[9 empty] | 2020-12-18 | 2021 | 20-21 | 0 | 0 | 0 | 0 | 0 | 0 | 0 | 0 | 633785.5 | 135932 | 137727 | 914283.5 | 0 | 0 | 0 | 0 | 0 | 0 | 0 | 0
[9 empty] | 2020-12-19 | 2021 | 20-21 | 0 | 0 | 0 | 0 | 0 | 0 | 0 | 0 | 633785.5 | 135932 | 137727 | 914283.5 | 0 | 0 | 0 | 0 | 0 | 0 | 0 | 0
[9 empty] | 2020-12-20 | 2021 | 20-21 | 0 | 0 | 0 | 0 | 0 | 0 | 0 | 0 | 633785.5 | 135932 | 137727 | 914283.5 | 0 | 0 | 0 | 0 | 0 | 0 | 0 | 0
[9 empty] | 2020-12-21 | 2021 | 20-21 | 0 | 0 | 0 | 0 | 0 | 0 | 0 | 0 | 633785.5 | 135932 | 137727 | 914283.5 | 0 | 0 | 0 | 0 | 0 | 0 | 0 | 0
[9 empty] | 2020-12-22 | 2021 | 20-21 | 0 | 0 | 0 | 0 | 0 | 0 | 0 | 0 | 633785.5 | 135932 | 137727 | 914283.5 | 0 | 0 | 0 | 0 | 0 | 0 | 0 | 0
[9 empty] | 2020-12-23 | 2021 | 20-21 | 0 | 0 | 0 | 0 | 0 | 0 | 0 | 0 | 633785.5 | 135932 | 137727 | 914283.5 | 0 | 0 | 0 | 0 | 0 | 0 | 0 | 0
[9 empty] | 2020-12-24 | 2021 | 20-21 | 0 | 0 | 0 | 0 | 0 | 0 | 0 | 0 | 633785.5 | 135932 | 137727 | 914283.5 | 0 | 0 | 0 | 0 | 0 | 0 | 0 | 0
[9 empty] | 2020-12-25 | 2021 | 20-21 | 0 | 0 | 0 | 0 | 0 | 0 | 0 | 0 | 633785.5 | 135932 | 137727 | 914283.5 | 0 | 0 | 0 | 0 | 0 | 0 | 0 | 0
[9 empty] | 2020-12-26 | 2021 | 20-21 | 0 | 0 | 0 | 0 | 0 | 0 | 0 | 0 | 633785.5 | 135932 | 137727 | 914283.5 | 0 | 0 | 0 | 0 | 0 | 0 | 0 | 0
[9 empty] | 2020-12-27 | 2021 | 20-21 | 0 | 0 | 0 | 0 | 0 | 0 | 0 | 0 | 633785.5 | 135932 | 137727 | 914283.5 | 0 | 0 | 0 | 0 | 0 | 0 | 0 | 0
[9 empty] | 2020-12-28 | 2021 | 20-21 | 0 | 0 | 0 | 0 | 0 | 0 | 0 | 0 | 633785.5 | 135932 | 137727 | 914283.5 | 0 | 0 | 0 | 0 | 0 | 0 | 0 | 0
[9 empty] | 2020-12-29 | 2021 | 20-21 | 0 | 0 | 0 | 0 | 0 | 0 | 0 | 0 | 633785.5 | 135932 | 137727 | 914283.5 | 0 | 0 | 0 | 0 | 0 | 0 | 0 | 0
[9 empty] | 2020-12-30 | 2021 | 20-21 | 0 | 0 | 0 | 0 | 0 | 0 | 0 | 0 | 633785.5 | 135932 | 137727 | 914283.5 | 0 | 0 | 0 | 0 | 0 | 0 | 0 | 0
[9 empty] | 2020-12-31 | 2021 | 20-21 | 0 | 0 | 0 | 0 | 0 | 0 | 0 | 0 | 633785.5 | 135932 | 137727 | 914283.5 | 0 | 0 | 0 | 0 | 0 | 0 | 0 | 0
[9 empty] | 2021-01-01 | 2021 | 20-21 | 0 | 0 | 0 | 0 | 0 | 0 | 0 | 0 | 633785.5 | 135932 | 137727 | 914283.5 | 0 | 0 | 0 | 0 | 0 | 0 | 0 | 0
[9 empty] | 2021-01-02 | 2021 | 20-21 | 0 | 0 | 0 | 0 | 0 | 0 | 0 | 0 | 633785.5 | 135932 | 137727 | 914283.5 | 0 | 0 | 0 | 0 | 0 | 0 | 0 | 0
[9 empty] | 2021-01-03 | 2021 | 20-21 | 0 | 0 | 0 | 0 | 0 | 0 | 0 | 0 | 633785.5 | 135932 | 137727 | 914283.5 | 0 | 0 | 0 | 0 | 0 | 0 | 0 | 0
[9 empty] | 2021-01-04 | 2021 | 20-21 | 0 | 0 | 0 | 0 | 0 | 0 | 0 | 0 | 633785.5 | 135932 | 137727 | 914283.5 | 0 | 0 | 0 | 0 | 0 | 0 | 0 | 0
[9 empty] | 2021-01-05 | 2021 | 20-21 | 0 | 0 | 0 | 0 | 0 | 0 | 0 | 0 | 633785.5 | 135932 | 137727 | 914283.5 | 0 | 0 | 0 | 0 | 0 | 0 | 0 | 0
[9 empty] | 2021-01-06 | 2021 | 20-21 | 0 | 0 | 0 | 0 | 0 | 0 | 0 | 0 | 633785.5 | 135932 | 137727 | 914283.5 | 0 | 0 | 0 | 0 | 0 | 0 | 0 | 0
[9 empty] | 2021-01-07 | 2021 | 20-21 | 0 | 0 | 0 | 0 | 0 | 0 | 0 | 0 | 633785.5 | 135932 | 137727 | 914283.5 | 0 | 0 | 0 | 0 | 0 | 0 | 0 | 0
[9 empty] | 2021-01-08 | 2021 | 20-21 | 0 | 0 | 0 | 0 | 0 | 0 | 0 | 0 | 633785.5 | 135932 | 137727 | 914283.5 | 0 | 0 | 0 | 0 | 0 | 0 | 0 | 0
[9 empty] | 2021-01-09 | 2021 | 20-21 | 0 | 0 | 0 | 0 | 0 | 0 | 0 | 0 | 633785.5 | 135932 | 137727 | 914283.5 | 0 | 0 | 0 | 0 | 0 | 0 | 0 | 0
[9 empty] | 2021-01-10 | 2021 | 20-21 | 0 | 0 | 0 | 0 | 0 | 0 | 0 | 0 | 633785.5 | 135932 | 137727 | 914283.5 | 0 | 0 | 0 | 0 | 0 | 0 | 0 | 0
[9 empty] | 2021-01-11 | 2021 |  | 0 | 0 | 0 | 0 | 0 | 0 | 0 | 0 | 633785.5 | 135932 | 137727 | 914283.5 | 0 | 0 | 0 | 0 | 0 | 0 | 0 | 0
[9 empty] | 2021-01-12 | 2021 | 20-21 | 0 | 0 | 0 | 0 | 0 | 0 | 0 | 0 | 633785.5 | 135932 | 137727 | 914283.5 | 0 | 0 | 0 | 0 | 0 | 0 | 0 | 0
[9 empty] | 2021-01-13 | 2021 | 20-21 | 0 | 0 | 0 | 0 | 0 | 0 | 0 | 0 | 633785.5 | 135932 | 137727 | 914283.5 | 0 | 0 | 0 | 0 | 0 | 0 | 0 | 0
[9 empty] | 2021-01-14 | 2021 | 20-21 | 0 | 0 | 0 | 0 | 0 | 0 | 0 | 0 | 633785.5 | 135932 | 137727 | 914283.5 | 0 | 0 | 0 | 0 | 0 | 0 | 0 | 0
[9 empty] | 2021-01-15 | 2021 | 20-21 | 0 | 0 | 0 | 0 | 0 | 0 | 0 | 0 | 633785.5 | 135932 | 137727 | 914283.5 | 0 | 0 | 0 | 0 | 0 | 0 | 0 | 0
[9 empty] | 2021-01-16 | 2021 | 20-21 | 0 | 0 | 0 | 0 | 0 | 0 | 0 | 0 | 633785.5 | 135932 | 137727 | 914283.5 | 0 | 0 | 0 | 0 | 0 | 0 | 0 | 0
[9 empty] | 2021-01-17 | 2021 | 20-21 | 0 | 0 | 0 | 0 | 0 | 0 | 0 | 0 | 633785.5 | 135932 | 137727 | 914283.5 | 0 | 0 | 0 | 0 | 0 | 0 | 0 | 0
[9 empty] | 2021-01-18 | 2021 | 20-21 | 0 | 0 | 0 | 0 | 0 | 0 | 0 | 0 | 633785.5 | 135932 | 137727 | 914283.5 | 0 | 0 | 0 | 0 | 0 | 0 | 0 | 0
[9 empty] | 2021-01-19 | 2021 | 20-21 | 0 | 0 | 0 | 0 | 0 | 0 | 0 | 0 | 633785.5 | 135932 | 137727 | 914283.5 | 0 | 0 | 0 | 0 | 0 | 0 | 0 | 0
[9 empty] | 2021-01-20 | 2021 | 20-21 | 0 | 0 | 0 | 0 | 0 | 0 | 0 | 0 | 633785.5 | 135932 | 137727 | 914283.5 | 0 | 0 | 0 | 0 | 0 | 0 | 0 | 0
[9 empty] | 2021-01-21 | 2021 | 20-21 | 0 | 0 | 0 | 0 | 0 | 0 | 0 | 0 | 633785.5 | 135932 | 137727 | 914283.5 | 0 | 0 | 0 | 0 | 0 | 0 | 0 | 0
[9 empty] | 2021-01-22 | 2021 | 20-21 | 0 | 0 | 0 | 0 | 0 | 0 | 0 | 0 | 633785.5 | 135932 | 137727 | 914283.5 | 0 | 0 | 0 | 0 | 0 | 0 | 0 | 0
[9 empty] | 2021-01-23 | 2021 | 20-21 | 0 | 0 | 0 | 0 | 0 | 0 | 0 | 0 | 633785.5 | 135932 | 137727 | 914283.5 | 0 | 0 | 0 | 0 | 0 | 0 | 0 | 0
[9 empty] | 2021-01-24 | 2021 | 20-21 | 0 | 0 | 0 | 0 | 0 | 0 | 0 | 0 | 633785.5 | 135932 | 137727 | 914283.5 | 0 | 0 | 0 | 0 | 0 | 0 | 0 | 0
[9 empty] | 2021-01-25 | 2021 | 20-21 | 0 | 0 | 22131.3333 | 22131.3333 | 0 | 0 | 26 | 26 | 633785.5 | 135932 | 137727 | 914283.5 | 0 | 0 | 0.16069 | 0.024206 | 0 | 0 | 0.00018878 | 2.8438e-05
[9 empty] | 2021-01-26 | 2021 | 20-21 | 0 | 0 | 0 | 0 | 0 | 0 | 0 | 0 | 633785.5 | 135932 | 137727 | 914283.5 | 0 | 0 | 0 | 0 | 0 | 0 | 0 | 0
[9 empty] | 2021-01-27 | 2021 | 20-21 | 0 | 0 | 0 | 0 | 0 | 0 | 0 | 0 | 633785.5 | 135932 | 137727 | 914283.5 | 0 | 0 | 0 | 0 | 0 | 0 | 0 | 0
[9 empty] | 2021-01-28 | 2021 | 20-21 | 0 | 0 | 0 | 0 | 0 | 0 | 0 | 0 | 633785.5 | 135932 | 137727 | 914283.5 | 0 | 0 | 0 | 0 | 0 | 0 | 0 | 0
[9 empty] | 2021-01-29 | 2021 | 20-21 | 0 | 0 | 0 | 0 | 0 | 0 | 0 | 0 | 633785.5 | 135932 | 137727 | 914283.5 | 0 | 0 | 0 | 0 | 0 | 0 | 0 | 0
[9 empty] | 2021-01-30 | 2021 | 20-21 | 0 | 0 | 0 | 0 | 0 | 0 | 0 | 0 | 633785.5 | 135932 | 137727 | 914283.5 | 0 | 0 | 0 | 0 | 0 | 0 | 0 | 0
[9 empty] | 2021-01-31 | 2021 | 20-21 | 0 | 0 | 0 | 0 | 0 | 0 | 0 | 0 | 633785.5 | 135932 | 137727 | 914283.5 | 0 | 0 | 0 | 0 | 0 | 0 | 0 | 0
[9 empty] | 2021-02-01 | 2021 | 20-21 | 0 | 0 | 0 | 0 | 0 | 0 | 0 | 0 | 633785.5 | 135932 | 137727 | 914283.5 | 0 | 0 | 0 | 0 | 0 | 0 | 0 | 0
[9 empty] | 2021-02-02 | 2021 | 20-21 | 0 | 0 | 0 | 0 | 0 | 0 | 0 | 0 | 633785.5 | 135932 | 137727 | 914283.5 | 0 | 0 | 0 | 0 | 0 | 0 | 0 | 0
[9 empty] | 2021-02-03 | 2021 | 20-21 | 0 | 0 | 0 | 0 | 0 | 0 | 0 | 0 | 633785.5 | 135932 | 137727 | 914283.5 | 0 | 0 | 0 | 0 | 0 | 0 | 0 | 0
[9 empty] | 2021-02-04 | 2021 | 20-21 | 0 | 0 | 2247.2 | 2247.2 | 0 | 0 | 0 | 0 | 633785.5 | 135932 | 137727 | 914283.5 | 0 | 0 | 0.016316 | 0.0024579 | 0 | 0 | 0 | 0
[9 empty] | 2021-02-05 | 2021 | 20-21 | 0 | 0 | 0 | 0 | 0 | 0 | 0 | 0 | 633785.5 | 135932 | 137727 | 914283.5 | 0 | 0 | 0 | 0 | 0 | 0 | 0 | 0
[9 empty] | 2021-02-06 | 2021 | 20-21 | 0 | 0 | 188380.9238 | 188380.9238 | 0 | 0 | 916 | 916 | 633785.5 | 135932 | 137727 | 914283.5 | 0 | 0 | 1.3678 | 0.20604 | 0 | 0 | 0.0066508 | 0.0010019
[9 empty] | 2021-02-07 | 2021 | 20-21 | 0 | 0 | 0 | 0 | 0 | 0 | 0 | 0 | 633785.5 | 135932 | 137727 | 914283.5 | 0 | 0 | 0 | 0 | 0 | 0 | 0 | 0
[9 empty] | 2021-02-08 | 2021 | 20-21 | 0 | 0 | 0 | 0 | 0 | 0 | 0 | 0 | 633785.5 | 135932 | 137727 | 914283.5 | 0 | 0 | 0 | 0 | 0 | 0 | 0 | 0
[9 empty] | 2021-02-09 | 2021 | 20-21 | 0 | 0 | 0 | 0 | 0 | 0 | 0 | 0 | 633785.5 | 135932 | 137727 | 914283.5 | 0 | 0 | 0 | 0 | 0 | 0 | 0 | 0
[9 empty] | 2021-02-10 | 2021 | 20-21 | 0 | 0 | 0 | 0 | 0 | 0 | 0 | 0 | 633785.5 | 135932 | 137727 | 914283.5 | 0 | 0 | 0 | 0 | 0 | 0 | 0 | 0
[9 empty] | 2021-02-11 | 2021 | 20-21 | 0 | 0 | 0 | 0 | 0 | 0 | 0 | 0 | 633785.5 | 135932 | 137727 | 914283.5 | 0 | 0 | 0 | 0 | 0 | 0 | 0 | 0
[9 empty] | 2021-02-12 | 2021 | 20-21 | 0 | 0 | 0 | 0 | 0 | 0 | 0 | 0 | 633785.5 | 135932 | 137727 | 914283.5 | 0 | 0 | 0 | 0 | 0 | 0 | 0 | 0
[9 empty] | 2021-02-13 | 2021 | 20-21 | 0 | 0 | 0 | 0 | 0 | 0 | 0 | 0 | 633785.5 | 135932 | 137727 | 914283.5 | 0 | 0 | 0 | 0 | 0 | 0 | 0 | 0
[9 empty] | 2021-02-14 | 2021 | 20-21 | 0 | 0 | 0 | 0 | 0 | 0 | 0 | 0 | 633785.5 | 135932 | 137727 | 914283.5 | 0 | 0 | 0 | 0 | 0 | 0 | 0 | 0
[9 empty] | 2021-02-15 | 2021 | 20-21 | 0 | 0 | 0 | 0 | 0 | 0 | 0 | 0 | 633785.5 | 135932 | 137727 | 914283.5 | 0 | 0 | 0 | 0 | 0 | 0 | 0 | 0
[9 empty] | 2021-02-16 | 2021 | 20-21 | 0 | 0 | 26634.0451 | 26634.0451 | 0 | 0 | 233 | 233 | 633785.5 | 135932 | 137727 | 914283.5 | 0 | 0 | 0.19338 | 0.029131 | 0 | 0 | 0.0016918 | 0.00025484
[9 empty] | 2021-02-17 | 2021 | 20-21 | 0 | 0 | 0 | 0 | 0 | 0 | 0 | 0 | 633785.5 | 135932 | 137727 | 914283.5 | 0 | 0 | 0 | 0 | 0 | 0 | 0 | 0
[9 empty] | 2021-02-18 | 2021 | 20-21 | 0 | 0 | 0 | 0 | 0 | 0 | 0 | 0 | 633785.5 | 135932 | 137727 | 914283.5 | 0 | 0 | 0 | 0 | 0 | 0 | 0 | 0
[9 empty] | 2021-02-19 | 2021 | 20-21 | 0 | 0 | 0 | 0 | 0 | 0 | 0 | 0 | 633785.5 | 135932 | 137727 | 914283.5 | 0 | 0 | 0 | 0 | 0 | 0 | 0 | 0
[9 empty] | 2021-02-20 | 2021 | 20-21 | 0 | 0 | 0 | 0 | 0 | 0 | 0 | 0 | 633785.5 | 135932 | 137727 | 914283.5 | 0 | 0 | 0 | 0 | 0 | 0 | 0 | 0
[9 empty] | 2021-02-21 | 2021 | 20-21 | 0 | 0 | 0 | 0 | 0 | 0 | 0 | 0 | 633785.5 | 135932 | 137727 | 914283.5 | 0 | 0 | 0 | 0 | 0 | 0 | 0 | 0
[9 empty] | 2021-02-22 | 2021 | 20-21 | 0 | 0 | 0 | 0 | 0 | 0 | 0 | 0 | 633785.5 | 135932 | 137727 | 914283.5 | 0 | 0 | 0 | 0 | 0 | 0 | 0 | 0
[9 empty] | 2021-02-23 | 2021 | 20-21 | 0 | 0 | 1295 | 1295 | 0 | 0 | 0 | 0 | 633785.5 | 135932 | 137727 | 914283.5 | 0 | 0 | 0.0094027 | 0.0014164 | 0 | 0 | 0 | 0
[9 empty] | 2021-02-24 | 2021 | 20-21 | 0 | 0 | 0 | 0 | 0 | 0 | 0 | 0 | 633785.5 | 135932 | 137727 | 914283.5 | 0 | 0 | 0 | 0 | 0 | 0 | 0 | 0
[9 empty] | 2021-02-25 | 2021 | 20-21 | 0 | 0 | 39909.4679 | 39909.4679 | 0 | 0 | 351 | 351 | 633785.5 | 135932 | 137727 | 914283.5 | 0 | 0 | 0.28977 | 0.043651 | 0 | 0 | 0.0025485 | 0.00038391
[9 empty] | 2021-02-26 | 2021 | 20-21 | 0 | 0 | 0 | 0 | 0 | 0 | 0 | 0 | 633785.5 | 135932 | 137727 | 914283.5 | 0 | 0 | 0 | 0 | 0 | 0 | 0 | 0
[9 empty] | 2021-02-27 | 2021 | 20-21 | 0 | 0 | 0 | 0 | 0 | 0 | 0 | 0 | 633785.5 | 135932 | 137727 | 914283.5 | 0 | 0 | 0 | 0 | 0 | 0 | 0 | 0
[9 empty] | 2021-02-28 | 2021 | 20-21 | 0 | 0 | 0 | 0 | 0 | 0 | 0 | 0 | 633785.5 | 135932 | 137727 | 914283.5 | 0 | 0 | 0 | 0 | 0 | 0 | 0 | 0
[9 empty] | 2021-03-01 | 2021 | 20-21 | 0 | 0 | 0 | 0 | 0 | 0 | 0 | 0 | 633785.5 | 135932 | 137727 | 914283.5 | 0 | 0 | 0 | 0 | 0 | 0 | 0 | 0
[9 empty] | 2021-03-02 | 2021 | 20-21 | 0 | 0 | 0 | 0 | 0 | 0 | 0 | 0 | 633785.5 | 135932 | 137727 | 914283.5 | 0 | 0 | 0 | 0 | 0 | 0 | 0 | 0
[9 empty] | 2021-03-03 | 2021 | 20-21 | 0 | 0 | 0 | 0 | 0 | 0 | 0 | 0 | 633785.5 | 135932 | 137727 | 914283.5 | 0 | 0 | 0 | 0 | 0 | 0 | 0 | 0
[9 empty] | 2021-03-04 | 2021 | 20-21 | 0 | 0 | 0 | 0 | 0 | 0 | 0 | 0 | 633785.5 | 135932 | 137727 | 914283.5 | 0 | 0 | 0 | 0 | 0 | 0 | 0 | 0
[9 empty] | 2021-03-05 | 2021 | 20-21 | 0 | 0 | 0 | 0 | 0 | 0 | 0 | 0 | 633785.5 | 135932 | 137727 | 914283.5 | 0 | 0 | 0 | 0 | 0 | 0 | 0 | 0
[9 empty] | 2021-03-06 | 2021 | 20-21 | 0 | 0 | 0 | 0 | 0 | 0 | 0 | 0 | 633785.5 | 135932 | 137727 | 914283.5 | 0 | 0 | 0 | 0 | 0 | 0 | 0 | 0
[9 empty] | 2021-03-07 | 2021 | 20-21 | 0 | 0 | 0 | 0 | 0 | 0 | 0 | 0 | 633785.5 | 135932 | 137727 | 914283.5 | 0 | 0 | 0 | 0 | 0 | 0 | 0 | 0
[9 empty] | 2021-03-08 | 2021 | 20-21 | 0 | 0 | 0 | 0 | 0 | 0 | 0 | 0 | 633785.5 | 135932 | 137727 | 914283.5 | 0 | 0 | 0 | 0 | 0 | 0 | 0 | 0
[9 empty] | 2021-03-09 | 2021 | 20-21 | 0 | 0 | 0 | 0 | 0 | 0 | 0 | 0 | 633785.5 | 135932 | 137727 | 914283.5 | 0 | 0 | 0 | 0 | 0 | 0 | 0 | 0
[9 empty] | 2021-03-10 | 2021 | 20-21 | 0 | 0 | 2654 | 2654 | 0 | 0 | 0 | 0 | 633785.5 | 135932 | 137727 | 914283.5 | 0 | 0 | 0.01927 | 0.0029028 | 0 | 0 | 0 | 0
[9 empty] | 2021-03-11 | 2021 | 20-21 | 0 | 0 | 24886.8241 | 24886.8241 | 0 | 0 | 42 | 42 | 633785.5 | 135932 | 137727 | 914283.5 | 0 | 0 | 0.1807 | 0.02722 | 0 | 0 | 0.00030495 | 4.5938e-05
[9 empty] | 2021-03-12 | 2021 | 20-21 | 0 | 0 | 0 | 0 | 0 | 0 | 0 | 0 | 633785.5 | 135932 | 137727 | 914283.5 | 0 | 0 | 0 | 0 | 0 | 0 | 0 | 0
[9 empty] | 2021-03-13 | 2021 | 20-21 | 0 | 0 | 0 | 0 | 0 | 0 | 0 | 0 | 633785.5 | 135932 | 137727 | 914283.5 | 0 | 0 | 0 | 0 | 0 | 0 | 0 | 0
[9 empty] | 2021-03-14 | 2021 | 20-21 | 0 | 0 | 0 | 0 | 0 | 0 | 0 | 0 | 633785.5 | 135932 | 137727 | 914283.5 | 0 | 0 | 0 | 0 | 0 | 0 | 0 | 0
[9 empty] | 2021-03-15 | 2021 | 20-21 | 0 | 0 | 0 | 0 | 0 | 0 | 0 | 0 | 633785.5 | 135932 | 137727 | 914283.5 | 0 | 0 | 0 | 0 | 0 | 0 | 0 | 0
[9 empty] | 2021-03-16 | 2021 | 20-21 | 0 | 0 | 0 | 0 | 0 | 0 | 0 | 0 | 633785.5 | 135932 | 137727 | 914283.5 | 0 | 0 | 0 | 0 | 0 | 0 | 0 | 0
[9 empty] | 2021-03-17 | 2021 | 20-21 | 0 | 0 | 0 | 0 | 0 | 0 | 0 | 0 | 633785.5 | 135932 | 137727 | 914283.5 | 0 | 0 | 0 | 0 | 0 | 0 | 0 | 0
[9 empty] | 2021-03-18 | 2021 | 20-21 | 0 | 0 | 0 | 0 | 0 | 0 | 0 | 0 | 633785.5 | 135932 | 137727 | 914283.5 | 0 | 0 | 0 | 0 | 0 | 0 | 0 | 0
[9 empty] | 2021-03-19 | 2021 | 20-21 | 0 | 0 | 0 | 0 | 0 | 0 | 0 | 0 | 633785.5 | 135932 | 137727 | 914283.5 | 0 | 0 | 0 | 0 | 0 | 0 | 0 | 0
[9 empty] | 2021-03-20 | 2021 | 20-21 | 0 | 0 | 0 | 0 | 0 | 0 | 0 | 0 | 633785.5 | 135932 | 137727 | 914283.5 | 0 | 0 | 0 | 0 | 0 | 0 | 0 | 0
[9 empty] | 2021-03-21 | 2021 | 20-21 | 0 | 0 | 0 | 0 | 0 | 0 | 0 | 0 | 633785.5 | 135932 | 137727 | 914283.5 | 0 | 0 | 0 | 0 | 0 | 0 | 0 | 0
[9 empty] | 2021-03-22 | 2021 | 20-21 | 0 | 0 | 0 | 0 | 0 | 0 | 0 | 0 | 633785.5 | 135932 | 137727 | 914283.5 | 0 | 0 | 0 | 0 | 0 | 0 | 0 | 0
[9 empty] | 2021-03-23 | 2021 | 20-21 | 0 | 0 | 0 | 0 | 0 | 0 | 0 | 0 | 633785.5 | 135932 | 137727 | 914283.5 | 0 | 0 | 0 | 0 | 0 | 0 | 0 | 0
[9 empty] | 2021-03-24 | 2021 | 20-21 | 0 | 0 | 0 | 0 | 0 | 0 | 0 | 0 | 633785.5 | 135932 | 137727 | 914283.5 | 0 | 0 | 0 | 0 | 0 | 0 | 0 | 0
[9 empty] | 2021-03-25 | 2021 | 20-21 | 0 | 0 | 0 | 0 | 0 | 0 | 0 | 0 | 633785.5 | 135932 | 137727 | 914283.5 | 0 | 0 | 0 | 0 | 0 | 0 | 0 | 0
[9 empty] | 2021-03-26 | 2021 | 20-21 | 0 | 0 | 0 | 0 | 0 | 0 | 0 | 0 | 633785.5 | 135932 | 137727 | 914283.5 | 0 | 0 | 0 | 0 | 0 | 0 | 0 | 0
[9 empty] | 2021-03-27 | 2021 | 20-21 | 0 | 0 | 0 | 0 | 0 | 0 | 0 | 0 | 633785.5 | 135932 | 137727 | 914283.5 | 0 | 0 | 0 | 0 | 0 | 0 | 0 | 0
[9 empty] | 2021-03-28 | 2021 | 20-21 | 0 | 0 | 0 | 0 | 0 | 0 | 0 | 0 | 633785.5 | 135932 | 137727 | 914283.5 | 0 | 0 | 0 | 0 | 0 | 0 | 0 | 0
[9 empty] | 2021-03-29 | 2021 | 20-21 | 0 | 0 | 0 | 0 | 0 | 0 | 0 | 0 | 633785.5 | 135932 | 137727 | 914283.5 | 0 | 0 | 0 | 0 | 0 | 0 | 0 | 0
[9 empty] | 2021-03-30 | 2021 | 20-21 | 0 | 0 | 0 | 0 | 0 | 0 | 0 | 0 | 633785.5 | 135932 | 137727 | 914283.5 | 0 | 0 | 0 | 0 | 0 | 0 | 0 | 0
[9 empty] | 2021-03-31 | 2021 | 20-21 | 0 | 0 | 0 | 0 | 0 | 0 | 0 | 0 | 633785.5 | 135932 | 137727 | 914283.5 | 0 | 0 | 0 | 0 | 0 | 0 | 0 | 0
[9 empty] | 2021-04-01 | 2021 | 20-21 | 0 | 0 | 0 | 0 | 0 | 0 | 0 | 0 | 633785.5 | 135932 | 137727 | 914283.5 | 0 | 0 | 0 | 0 | 0 | 0 | 0 | 0
[9 empty] | 2021-04-02 | 2021 | 20-21 | 0 | 0 | 0 | 0 | 0 | 0 | 0 | 0 | 633785.5 | 135932 | 137727 | 914283.5 | 0 | 0 | 0 | 0 | 0 | 0 | 0 | 0
[9 empty] | 2021-04-03 | 2021 | 20-21 | 0 | 0 | 0 | 0 | 0 | 0 | 0 | 0 | 633785.5 | 135932 | 137727 | 914283.5 | 0 | 0 | 0 | 0 | 0 | 0 | 0 | 0
[9 empty] | 2021-04-04 | 2021 | 20-21 | 0 | 0 | 0 | 0 | 0 | 0 | 0 | 0 | 633785.5 | 135932 | 137727 | 914283.5 | 0 | 0 | 0 | 0 | 0 | 0 | 0 | 0
[9 empty] | 2021-04-05 | 2021 | 20-21 | 0 | 0 | 0 | 0 | 0 | 0 | 0 | 0 | 633785.5 | 135932 | 137727 | 914283.5 | 0 | 0 | 0 | 0 | 0 | 0 | 0 | 0
[9 empty] | 2021-04-06 | 2021 | 20-21 | 0 | 0 | 0 | 0 | 0 | 0 | 0 | 0 | 633785.5 | 135932 | 137727 | 914283.5 | 0 | 0 | 0 | 0 | 0 | 0 | 0 | 0
[9 empty] | 2021-04-07 | 2021 | 20-21 | 0 | 0 | 0 | 0 | 0 | 0 | 0 | 0 | 633785.5 | 135932 | 137727 | 914283.5 | 0 | 0 | 0 | 0 | 0 | 0 | 0 | 0
[9 empty] | 2021-04-08 | 2021 | 20-21 | 0 | 0 | 0 | 0 | 0 | 0 | 0 | 0 | 633785.5 | 135932 | 137727 | 914283.5 | 0 | 0 | 0 | 0 | 0 | 0 | 0 | 0
[9 empty] | 2021-04-09 | 2021 | 20-21 | 0 | 0 | 0 | 0 | 0 | 0 | 0 | 0 | 633785.5 | 135932 | 137727 | 914283.5 | 0 | 0 | 0 | 0 | 0 | 0 | 0 | 0
[9 empty] | 2021-04-10 | 2021 | 20-21 | 0 | 0 | 0 | 0 | 0 | 0 | 0 | 0 | 633785.5 | 135932 | 137727 | 914283.5 | 0 | 0 | 0 | 0 | 0 | 0 | 0 | 0
[9 empty] | 2021-04-11 | 2021 | 20-21 | 0 | 0 | 0 | 0 | 0 | 0 | 0 | 0 | 633785.5 | 135932 | 137727 | 914283.5 | 0 | 0 | 0 | 0 | 0 | 0 | 0 | 0
[9 empty] | 2021-04-12 | 2021 | 20-21 | 0 | 0 | 0 | 0 | 0 | 0 | 0 | 0 | 633785.5 | 135932 | 137727 | 914283.5 | 0 | 0 | 0 | 0 | 0 | 0 | 0 | 0
[9 empty] | 2021-04-13 | 2021 | 20-21 | 0 | 0 | 0 | 0 | 0 | 0 | 0 | 0 | 633785.5 | 135932 | 137727 | 914283.5 | 0 | 0 | 0 | 0 | 0 | 0 | 0 | 0
[9 empty] | 2021-04-14 | 2021 | 20-21 | 0 | 0 | 0 | 0 | 0 | 0 | 0 | 0 | 633785.5 | 135932 | 137727 | 914283.5 | 0 | 0 | 0 | 0 | 0 | 0 | 0 | 0
[9 empty] | 2021-04-15 | 2021 | 20-21 | 0 | 0 | 0 | 0 | 0 | 0 | 0 | 0 | 633785.5 | 135932 | 137727 | 914283.5 | 0 | 0 | 0 | 0 | 0 | 0 | 0 | 0
[9 empty] | 2021-04-16 | 2021 | 20-21 | 0 | 0 | 0 | 0 | 0 | 0 | 0 | 0 | 633785.5 | 135932 | 137727 | 914283.5 | 0 | 0 | 0 | 0 | 0 | 0 | 0 | 0
[9 empty] | 2021-04-17 | 2021 | 20-21 | 0 | 0 | 0 | 0 | 0 | 0 | 0 | 0 | 633785.5 | 135932 | 137727 | 914283.5 | 0 | 0 | 0 | 0 | 0 | 0 | 0 | 0
[9 empty] | 2021-04-18 | 2021 | 20-21 | 0 | 0 | 0 | 0 | 0 | 0 | 0 | 0 | 633785.5 | 135932 | 137727 | 914283.5 | 0 | 0 | 0 | 0 | 0 | 0 | 0 | 0
[9 empty] | 2021-04-19 | 2021 | 20-21 | 0 | 0 | 0 | 0 | 0 | 0 | 0 | 0 | 633785.5 | 135932 | 137727 | 914283.5 | 0 | 0 | 0 | 0 | 0 | 0 | 0 | 0
[9 empty] | 2021-04-20 | 2021 | 20-21 | 0 | 0 | 0 | 0 | 0 | 0 | 0 | 0 | 633785.5 | 135932 | 137727 | 914283.5 | 0 | 0 | 0 | 0 | 0 | 0 | 0 | 0
[9 empty] | 2021-04-21 | 2021 | 20-21 | 0 | 0 | 0 | 0 | 0 | 0 | 0 | 0 | 633785.5 | 135932 | 137727 | 914283.5 | 0 | 0 | 0 | 0 | 0 | 0 | 0 | 0
[9 empty] | 2021-04-22 | 2021 | 20-21 | 0 | 0 | 0 | 0 | 0 | 0 | 0 | 0 | 633785.5 | 135932 | 137727 | 914283.5 | 0 | 0 | 0 | 0 | 0 | 0 | 0 | 0
[9 empty] | 2021-04-23 | 2021 | 20-21 | 0 | 0 | 0 | 0 | 0 | 0 | 0 | 0 | 633785.5 | 135932 | 137727 | 914283.5 | 0 | 0 | 0 | 0 | 0 | 0 | 0 | 0
[9 empty] | 2021-04-24 | 2021 | 20-21 | 0 | 0 | 0 | 0 | 0 | 0 | 0 | 0 | 633785.5 | 135932 | 137727 | 914283.5 | 0 | 0 | 0 | 0 | 0 | 0 | 0 | 0
[9 empty] | 2021-04-25 | 2021 | 20-21 | 0 | 0 | 0 | 0 | 0 | 0 | 0 | 0 | 633785.5 | 135932 | 137727 | 914283.5 | 0 | 0 | 0 | 0 | 0 | 0 | 0 | 0
[9 empty] | 2021-04-26 | 2021 | 20-21 | 0 | 0 | 0 | 0 | 0 | 0 | 0 | 0 | 633785.5 | 135932 | 137727 | 914283.5 | 0 | 0 | 0 | 0 | 0 | 0 | 0 | 0
[9 empty] | 2021-04-27 | 2021 | 20-21 | 0 | 0 | 0 | 0 | 0 | 0 | 0 | 0 | 633785.5 | 135932 | 137727 | 914283.5 | 0 | 0 | 0 | 0 | 0 | 0 | 0 | 0
[9 empty] | 2021-04-28 | 2021 | 20-21 | 0 | 0 | 0 | 0 | 0 | 0 | 0 | 0 | 633785.5 | 135932 | 137727 | 914283.5 | 0 | 0 | 0 | 0 | 0 | 0 | 0 | 0
[9 empty] | 2021-04-29 | 2021 | 20-21 | 0 | 0 | 0 | 0 | 0 | 0 | 0 | 0 | 633785.5 | 135932 | 137727 | 914283.5 | 0 | 0 | 0 | 0 | 0 | 0 | 0 | 0
[9 empty] | 2021-04-30 | 2021 | 20-21 | 0 | 0 | 0 | 0 | 0 | 0 | 0 | 0 | 633785.5 | 135932 | 137727 | 914283.5 | 0 | 0 | 0 | 0 | 0 | 0 | 0 | 0
[9 empty] | 2021-05-01 | 2021 | 20-21 | 0 | 0 | 0 | 0 | 0 | 0 | 0 | 0 | 633785.5 | 135932 | 137727 | 914283.5 | 0 | 0 | 0 | 0 | 0 | 0 | 0 | 0
[9 empty] | 2021-05-02 | 2021 | 20-21 | 0 | 0 | 0 | 0 | 0 | 0 | 0 | 0 | 633785.5 | 135932 | 137727 | 914283.5 | 0 | 0 | 0 | 0 | 0 | 0 | 0 | 0
[9 empty] | 2021-05-03 | 2021 | 20-21 | 0 | 0 | 0 | 0 | 0 | 0 | 0 | 0 | 633785.5 | 135932 | 137727 | 914283.5 | 0 | 0 | 0 | 0 | 0 | 0 | 0 | 0
[9 empty] | 2021-05-04 | 2021 | 20-21 | 0 | 0 | 0 | 0 | 0 | 0 | 0 | 0 | 633785.5 | 135932 | 137727 | 914283.5 | 0 | 0 | 0 | 0 | 0 | 0 | 0 | 0
[9 empty] | 2021-05-05 | 2021 | 20-21 | 0 | 0 | 0 | 0 | 0 | 0 | 0 | 0 | 633785.5 | 135932 | 137727 | 914283.5 | 0 | 0 | 0 | 0 | 0 | 0 | 0 | 0
[9 empty] | 2021-05-06 | 2021 | 20-21 | 0 | 0 | 0 | 0 | 0 | 0 | 0 | 0 | 633785.5 | 135932 | 137727 | 914283.5 | 0 | 0 | 0 | 0 | 0 | 0 | 0 | 0
[9 empty] | 2021-05-07 | 2021 | 20-21 | 0 | 0 | 0 | 0 | 0 | 0 | 0 | 0 | 633785.5 | 135932 | 137727 | 914283.5 | 0 | 0 | 0 | 0 | 0 | 0 | 0 | 0
[9 empty] | 2021-05-08 | 2021 | 20-21 | 0 | 0 | 0 | 0 | 0 | 0 | 0 | 0 | 633785.5 | 135932 | 137727 | 914283.5 | 0 | 0 | 0 | 0 | 0 | 0 | 0 | 0
[9 empty] | 2021-05-09 | 2021 | 20-21 | 0 | 0 | 0 | 0 | 0 | 0 | 0 | 0 | 633785.5 | 135932 | 137727 | 914283.5 | 0 | 0 | 0 | 0 | 0 | 0 | 0 | 0
[9 empty] | 2021-05-10 | 2021 | 20-21 | 0 | 0 | 0 | 0 | 0 | 0 | 0 | 0 | 633785.5 | 135932 | 137727 | 914283.5 | 0 | 0 | 0 | 0 | 0 | 0 | 0 | 0
[9 empty] | 2021-05-11 | 2021 | 20-21 | 0 | 0 | 0 | 0 | 0 | 0 | 0 | 0 | 633785.5 | 135932 | 137727 | 914283.5 | 0 | 0 | 0 | 0 | 0 | 0 | 0 | 0
[9 empty] | 2021-05-12 | 2021 | 20-21 | 0 | 0 | 0 | 0 | 0 | 0 | 0 | 0 | 633785.5 | 135932 | 137727 | 914283.5 | 0 | 0 | 0 | 0 | 0 | 0 | 0 | 0
[9 empty] | 2021-05-13 | 2021 | 20-21 | 0 | 0 | 0 | 0 | 0 | 0 | 0 | 0 | 633785.5 | 135932 | 137727 | 914283.5 | 0 | 0 | 0 | 0 | 0 | 0 | 0 | 0
[9 empty] | 2021-05-14 | 2021 | 20-21 | 0 | 0 | 0 | 0 | 0 | 0 | 0 | 0 | 633785.5 | 135932 | 137727 | 914283.5 | 0 | 0 | 0 | 0 | 0 | 0 | 0 | 0
[9 empty] | 2021-05-15 | 2021 | 20-21 | 0 | 0 | 0 | 0 | 0 | 0 | 0 | 0 | 633785.5 | 135932 | 137727 | 914283.5 | 0 | 0 | 0 | 0 | 0 | 0 | 0 | 0
[9 empty] | 2021-05-16 | 2021 | 20-21 | 0 | 0 | 0 | 0 | 0 | 0 | 0 | 0 | 633785.5 | 135932 | 137727 | 914283.5 | 0 | 0 | 0 | 0 | 0 | 0 | 0 | 0
[9 empty] | 2021-05-17 | 2021 | 20-21 | 0 | 0 | 0 | 0 | 0 | 0 | 0 | 0 | 633785.5 | 135932 | 137727 | 914283.5 | 0 | 0 | 0 | 0 | 0 | 0 | 0 | 0
[9 empty] | 2021-05-18 | 2021 | 20-21 | 0 | 0 | 0 | 0 | 0 | 0 | 0 | 0 | 633785.5 | 135932 | 137727 | 914283.5 | 0 | 0 | 0 | 0 | 0 | 0 | 0 | 0
[9 empty] | 2021-05-19 | 2021 | 20-21 | 0 | 0 | 0 | 0 | 0 | 0 | 0 | 0 | 633785.5 | 135932 | 137727 | 914283.5 | 0 | 0 | 0 | 0 | 0 | 0 | 0 | 0
[9 empty] | 2021-05-20 | 2021 | 20-21 | 0 | 0 | 0 | 0 | 0 | 0 | 0 | 0 | 633785.5 | 135932 | 137727 | 914283.5 | 0 | 0 | 0 | 0 | 0 | 0 | 0 | 0
[9 empty] | 2021-05-21 | 2021 | 20-21 | 0 | 0 | 0 | 0 | 0 | 0 | 0 | 0 | 633785.5 | 135932 | 137727 | 914283.5 | 0 | 0 | 0 | 0 | 0 | 0 | 0 | 0
[9 empty] | 2021-05-22 | 2021 | 20-21 | 0 | 0 | 0 | 0 | 0 | 0 | 0 | 0 | 633785.5 | 135932 | 137727 | 914283.5 | 0 | 0 | 0 | 0 | 0 | 0 | 0 | 0
[9 empty] | 2021-05-23 | 2021 | 20-21 | 0 | 0 | 0 | 0 | 0 | 0 | 0 | 0 | 633785.5 | 135932 | 137727 | 914283.5 | 0 | 0 | 0 | 0 | 0 | 0 | 0 | 0
[9 empty] | 2021-05-24 | 2021 | 20-21 | 0 | 0 | 0 | 0 | 0 | 0 | 0 | 0 | 633785.5 | 135932 | 137727 | 914283.5 | 0 | 0 | 0 | 0 | 0 | 0 | 0 | 0
[9 empty] | 2021-05-25 | 2021 | 20-21 | 0 | 0 | 0 | 0 | 0 | 0 | 0 | 0 | 633785.5 | 135932 | 137727 | 914283.5 | 0 | 0 | 0 | 0 | 0 | 0 | 0 | 0
[9 empty] | 2021-05-26 | 2021 | 20-21 | 0 | 0 | 0 | 0 | 0 | 0 | 0 | 0 | 633785.5 | 135932 | 137727 | 914283.5 | 0 | 0 | 0 | 0 | 0 | 0 | 0 | 0
[9 empty] | 2021-05-27 | 2021 | 20-21 | 0 | 0 | 0 | 0 | 0 | 0 | 0 | 0 | 633785.5 | 135932 | 137727 | 914283.5 | 0 | 0 | 0 | 0 | 0 | 0 | 0 | 0
[9 empty] | 2021-05-28 | 2021 | 20-21 | 0 | 0 | 0 | 0 | 0 | 0 | 0 | 0 | 633785.5 | 135932 | 137727 | 914283.5 | 0 | 0 | 0 | 0 | 0 | 0 | 0 | 0
[9 empty] | 2021-05-29 | 2021 | 20-21 | 0 | 0 | 2004.0814 | 2004.0814 | 0 | 0 | 5 | 5 | 633785.5 | 135932 | 137727 | 914283.5 | 0 | 0 | 0.014551 | 0.002192 | 0 | 0 | 3.6304e-05 | 5.4688e-06
[9 empty] | 2021-05-30 | 2021 | 20-21 | 0 | 0 | 0 | 0 | 0 | 0 | 0 | 0 | 633785.5 | 135932 | 137727 | 914283.5 | 0 | 0 | 0 | 0 | 0 | 0 | 0 | 0
[9 empty] | 2021-05-31 | 2021 | 20-21 | 0 | 0 | 0 | 0 | 0 | 0 | 0 | 0 | 633785.5 | 135932 | 137727 | 914283.5 | 0 | 0 | 0 | 0 | 0 | 0 | 0 | 0
[9 empty] | 2021-06-01 | 2021 | 20-21 | 0 | 0 | 0 | 0 | 0 | 0 | 0 | 0 | 633785.5 | 135932 | 137727 | 914283.5 | 0 | 0 | 0 | 0 | 0 | 0 | 0 | 0
[9 empty] | 2021-06-02 | 2021 | 20-21 | 0 | 0 | 0 | 0 | 0 | 0 | 0 | 0 | 633785.5 | 135932 | 137727 | 914283.5 | 0 | 0 | 0 | 0 | 0 | 0 | 0 | 0
[9 empty] | 2021-06-03 | 2021 | 20-21 | 0 | 0 | 0 | 0 | 0 | 0 | 0 | 0 | 633785.5 | 135932 | 137727 | 914283.5 | 0 | 0 | 0 | 0 | 0 | 0 | 0 | 0
[9 empty] | 2021-06-04 | 2021 | 20-21 | 0 | 0 | 0 | 0 | 0 | 0 | 0 | 0 | 633785.5 | 135932 | 137727 | 914283.5 | 0 | 0 | 0 | 0 | 0 | 0 | 0 | 0
[9 empty] | 2021-06-05 | 2021 | 20-21 | 0 | 0 | 0 | 0 | 0 | 0 | 0 | 0 | 633785.5 | 135932 | 137727 | 914283.5 | 0 | 0 | 0 | 0 | 0 | 0 | 0 | 0
[9 empty] | 2021-06-06 | 2021 | 20-21 | 0 | 0 | 0 | 0 | 0 | 0 | 0 | 0 | 633785.5 | 135932 | 137727 | 914283.5 | 0 | 0 | 0 | 0 | 0 | 0 | 0 | 0
[9 empty] | 2021-06-07 | 2021 | 20-21 | 0 | 0 | 0 | 0 | 0 | 0 | 0 | 0 | 633785.5 | 135932 | 137727 | 914283.5 | 0 | 0 | 0 | 0 | 0 | 0 | 0 | 0
[9 empty] | 2021-06-08 | 2021 | 20-21 | 0 | 0 | 6705.8071 | 6705.8071 | 0 | 0 | 11 | 11 | 633785.5 | 135932 | 137727 | 914283.5 | 0 | 0 | 0.048689 | 0.0073345 | 0 | 0 | 7.9868e-05 | 1.2031e-05
[9 empty] | 2021-06-09 | 2021 | 20-21 | 0 | 0 | 0 | 0 | 0 | 0 | 0 | 0 | 633785.5 | 135932 | 137727 | 914283.5 | 0 | 0 | 0 | 0 | 0 | 0 | 0 | 0
[9 empty] | 2021-06-10 | 2021 | 20-21 | 0 | 0 | 0 | 0 | 0 | 0 | 0 | 0 | 633785.5 | 135932 | 137727 | 914283.5 | 0 | 0 | 0 | 0 | 0 | 0 | 0 | 0
[9 empty] | 2021-06-11 | 2021 | 20-21 | 0 | 0 | 0 | 0 | 0 | 0 | 0 | 0 | 633785.5 | 135932 | 137727 | 914283.5 | 0 | 0 | 0 | 0 | 0 | 0 | 0 | 0
[9 empty] | 2021-06-12 | 2021 | 20-21 | 0 | 0 | 0 | 0 | 0 | 0 | 0 | 0 | 633785.5 | 135932 | 137727 | 914283.5 | 0 | 0 | 0 | 0 | 0 | 0 | 0 | 0
[9 empty] | 2021-06-13 | 2021 | 20-21 | 0 | 0 | 0 | 0 | 0 | 0 | 0 | 0 | 633785.5 | 135932 | 137727 | 914283.5 | 0 | 0 | 0 | 0 | 0 | 0 | 0 | 0
[9 empty] | 2021-06-14 | 2021 | 20-21 | 0 | 0 | 0 | 0 | 0 | 0 | 0 | 0 | 633785.5 | 135932 | 137727 | 914283.5 | 0 | 0 | 0 | 0 | 0 | 0 | 0 | 0
[9 empty] | 2021-06-15 | 2021 | 20-21 | 0 | 0 | 0 | 0 | 0 | 0 | 0 | 0 | 633785.5 | 135932 | 137727 | 914283.5 | 0 | 0 | 0 | 0 | 0 | 0 | 0 | 0
[9 empty] | 2021-06-16 | 2021 | 20-21 | 0 | 0 | 0 | 0 | 0 | 0 | 0 | 0 | 633785.5 | 135932 | 137727 | 914283.5 | 0 | 0 | 0 | 0 | 0 | 0 | 0 | 0
[9 empty] | 2021-06-17 | 2021 | 20-21 | 0 | 0 | 0 | 0 | 0 | 0 | 0 | 0 | 633785.5 | 135932 | 137727 | 914283.5 | 0 | 0 | 0 | 0 | 0 | 0 | 0 | 0
[9 empty] | 2021-06-18 | 2021 | 20-21 | 0 | 0 | 0 | 0 | 0 | 0 | 0 | 0 | 633785.5 | 135932 | 137727 | 914283.5 | 0 | 0 | 0 | 0 | 0 | 0 | 0 | 0
[9 empty] | 2021-06-19 | 2021 | 20-21 | 0 | 0 | 0 | 0 | 0 | 0 | 0 | 0 | 633785.5 | 135932 | 137727 | 914283.5 | 0 | 0 | 0 | 0 | 0 | 0 | 0 | 0
[9 empty] | 2021-06-20 | 2021 | 20-21 | 0 | 0 | 0 | 0 | 0 | 0 | 0 | 0 | 633785.5 | 135932 | 137727 | 914283.5 | 0 | 0 | 0 | 0 | 0 | 0 | 0 | 0
[9 empty] | 2021-06-21 | 2021 | 20-21 | 0 | 0 | 0 | 0 | 0 | 0 | 0 | 0 | 633785.5 | 135932 | 137727 | 914283.5 | 0 | 0 | 0 | 0 | 0 | 0 | 0 | 0
[9 empty] | 2021-06-22 | 2021 | 20-21 | 0 | 0 | 0 | 0 | 0 | 0 | 0 | 0 | 633785.5 | 135932 | 137727 | 914283.5 | 0 | 0 | 0 | 0 | 0 | 0 | 0 | 0
[9 empty] | 2021-06-23 | 2021 | 20-21 | 0 | 0 | 0 | 0 | 0 | 0 | 0 | 0 | 633785.5 | 135932 | 137727 | 914283.5 | 0 | 0 | 0 | 0 | 0 | 0 | 0 | 0
[9 empty] | 2021-06-24 | 2021 | 20-21 | 0 | 0 | 0 | 0 | 0 | 0 | 0 | 0 | 633785.5 | 135932 | 137727 | 914283.5 | 0 | 0 | 0 | 0 | 0 | 0 | 0 | 0
[9 empty] | 2021-06-25 | 2021 | 20-21 | 0 | 0 | 0 | 0 | 0 | 0 | 0 | 0 | 633785.5 | 135932 | 137727 | 914283.5 | 0 | 0 | 0 | 0 | 0 | 0 | 0 | 0
[9 empty] | 2021-06-26 | 2021 | 20-21 | 0 | 0 | 0 | 0 | 0 | 0 | 0 | 0 | 633785.5 | 135932 | 137727 | 914283.5 | 0 | 0 | 0 | 0 | 0 | 0 | 0 | 0
[9 empty] | 2021-06-27 | 2021 | 20-21 | 0 | 0 | 0 | 0 | 0 | 0 | 0 | 0 | 633785.5 | 135932 | 137727 | 914283.5 | 0 | 0 | 0 | 0 | 0 | 0 | 0 | 0
[9 empty] | 2021-06-28 | 2021 | 20-21 | 0 | 0 | 0 | 0 | 0 | 0 | 0 | 0 | 633785.5 | 135932 | 137727 | 914283.5 | 0 | 0 | 0 | 0 | 0 | 0 | 0 | 0
[9 empty] | 2021-06-29 | 2021 | 20-21 | 0 | 0 | 0 | 0 | 0 | 0 | 0 | 0 | 633785.5 | 135932 | 137727 | 914283.5 | 0 | 0 | 0 | 0 | 0 | 0 | 0 | 0
[9 empty] | 2021-06-30 | 2021 | 20-21 | 0 | 0 | 0 | 0 | 0 | 0 | 0 | 0 | 633785.5 | 135932 | 137727 | 914283.5 | 0 | 0 | 0 | 0 | 0 | 0 | 0 | 0
[9 empty] | 2021-07-01 | 2022 | 21-22 | 0 | 0 | 0 | 0 | 0 | 0 | 0 | 0 | 637122.5 | 137471.5 | 137951 | 919368.5 | 0 | 0 | 0 | 0 | 0 | 0 | 0 | 0
[9 empty] | 2021-07-02 | 2022 | 21-22 | 0 | 0 | 0 | 0 | 0 | 0 | 0 | 0 | 637122.5 | 137471.5 | 137951 | 919368.5 | 0 | 0 | 0 | 0 | 0 | 0 | 0 | 0
[9 empty] | 2021-07-03 | 2022 | 21-22 | 0 | 0 | 0 | 0 | 0 | 0 | 0 | 0 | 637122.5 | 137471.5 | 137951 | 919368.5 | 0 | 0 | 0 | 0 | 0 | 0 | 0 | 0
[9 empty] | 2021-07-04 | 2022 | 21-22 | 0 | 0 | 0 | 0 | 0 | 0 | 0 | 0 | 637122.5 | 137471.5 | 137951 | 919368.5 | 0 | 0 | 0 | 0 | 0 | 0 | 0 | 0
[9 empty] | 2021-07-05 | 2022 | 21-22 | 0 | 0 | 0 | 0 | 0 | 0 | 0 | 0 | 637122.5 | 137471.5 | 137951 | 919368.5 | 0 | 0 | 0 | 0 | 0 | 0 | 0 | 0
[9 empty] | 2021-07-06 | 2022 | 21-22 | 0 | 0 | 0 | 0 | 0 | 0 | 0 | 0 | 637122.5 | 137471.5 | 137951 | 919368.5 | 0 | 0 | 0 | 0 | 0 | 0 | 0 | 0
[9 empty] | 2021-07-07 | 2022 | 21-22 | 0 | 0 | 0 | 0 | 0 | 0 | 0 | 0 | 637122.5 | 137471.5 | 137951 | 919368.5 | 0 | 0 | 0 | 0 | 0 | 0 | 0 | 0
[9 empty] | 2021-07-08 | 2022 | 21-22 | 0 | 0 | 0 | 0 | 0 | 0 | 0 | 0 | 637122.5 | 137471.5 | 137951 | 919368.5 | 0 | 0 | 0 | 0 | 0 | 0 | 0 | 0
[9 empty] | 2021-07-09 | 2022 | 21-22 | 0 | 0 | 6702.8088 | 6702.8088 | 0 | 0 | 28 | 28 | 637122.5 | 137471.5 | 137951 | 919368.5 | 0 | 0 | 0.048588 | 0.0072907 | 0 | 0 | 0.00020297 | 3.0456e-05
[9 empty] | 2021-07-10 | 2022 | 21-22 | 0 | 0 | 0 | 0 | 0 | 0 | 0 | 0 | 637122.5 | 137471.5 | 137951 | 919368.5 | 0 | 0 | 0 | 0 | 0 | 0 | 0 | 0
[9 empty] | 2021-07-11 | 2022 | 21-22 | 0 | 0 | 0 | 0 | 0 | 0 | 0 | 0 | 637122.5 | 137471.5 | 137951 | 919368.5 | 0 | 0 | 0 | 0 | 0 | 0 | 0 | 0
[9 empty] | 2021-07-12 | 2022 | 21-22 | 0 | 0 | 0 | 0 | 0 | 0 | 0 | 0 | 637122.5 | 137471.5 | 137951 | 919368.5 | 0 | 0 | 0 | 0 | 0 | 0 | 0 | 0
[9 empty] | 2021-07-13 | 2022 | 21-22 | 0 | 0 | 0 | 0 | 0 | 0 | 0 | 0 | 637122.5 | 137471.5 | 137951 | 919368.5 | 0 | 0 | 0 | 0 | 0 | 0 | 0 | 0
[9 empty] | 2021-07-14 | 2022 | 21-22 | 0 | 0 | 0 | 0 | 0 | 0 | 0 | 0 | 637122.5 | 137471.5 | 137951 | 919368.5 | 0 | 0 | 0 | 0 | 0 | 0 | 0 | 0
[9 empty] | 2021-07-15 | 2022 | 21-22 | 0 | 0 | 0 | 0 | 0 | 0 | 0 | 0 | 637122.5 | 137471.5 | 137951 | 919368.5 | 0 | 0 | 0 | 0 | 0 | 0 | 0 | 0
[9 empty] | 2021-07-16 | 2022 |  | 0 | 0 | 0 | 0 | 0 | 0 | 0 | 0 | 637122.5 | 137471.5 | 137951 | 919368.5 | 0 | 0 | 0 | 0 | 0 | 0 | 0 | 0
[9 empty] | 2021-07-17 | 2022 | 21-22 | 0 | 0 | 0 | 0 | 0 | 0 | 0 | 0 | 637122.5 | 137471.5 | 137951 | 919368.5 | 0 | 0 | 0 | 0 | 0 | 0 | 0 | 0
[9 empty] | 2021-07-18 | 2022 | 21-22 | 0 | 0 | 0 | 0 | 0 | 0 | 0 | 0 | 637122.5 | 137471.5 | 137951 | 919368.5 | 0 | 0 | 0 | 0 | 0 | 0 | 0 | 0
[9 empty] | 2021-07-19 | 2022 | 21-22 | 0 | 0 | 0 | 0 | 0 | 0 | 0 | 0 | 637122.5 | 137471.5 | 137951 | 919368.5 | 0 | 0 | 0 | 0 | 0 | 0 | 0 | 0
[9 empty] | 2021-07-20 | 2022 | 21-22 | 0 | 0 | 4378.5504 | 4378.5504 | 0 | 0 | 11 | 11 | 637122.5 | 137471.5 | 137951 | 919368.5 | 0 | 0 | 0.03174 | 0.0047626 | 0 | 0 | 7.9738e-05 | 1.1965e-05
[9 empty] | 2021-07-21 | 2022 | 21-22 | 0 | 0 | 0 | 0 | 0 | 0 | 0 | 0 | 637122.5 | 137471.5 | 137951 | 919368.5 | 0 | 0 | 0 | 0 | 0 | 0 | 0 | 0
[9 empty] | 2021-07-22 | 2022 | 21-22 | 0 | 0 | 0 | 0 | 0 | 0 | 0 | 0 | 637122.5 | 137471.5 | 137951 | 919368.5 | 0 | 0 | 0 | 0 | 0 | 0 | 0 | 0
[9 empty] | 2021-07-23 | 2022 | 21-22 | 0 | 0 | 0 | 0 | 0 | 0 | 0 | 0 | 637122.5 | 137471.5 | 137951 | 919368.5 | 0 | 0 | 0 | 0 | 0 | 0 | 0 | 0
[9 empty] | 2021-07-24 | 2022 |  | 0 | 0 | 2074.8 | 2074.8 | 0 | 0 | 0 | 0 | 637122.5 | 137471.5 | 137951 | 919368.5 | 0 | 0 | 0.01504 | 0.0022568 | 0 | 0 | 0 | 0
[9 empty] | 2021-07-25 | 2022 | 21-22 | 0 | 0 | 12596.578 | 12596.578 | 0 | 0 | 74 | 74 | 637122.5 | 137471.5 | 137951 | 919368.5 | 0 | 0 | 0.091312 | 0.013701 | 0 | 0 | 0.00053642 | 8.049e-05
[9 empty] | 2021-07-26 | 2022 | 21-22 | 0 | 0 | 0 | 0 | 0 | 0 | 0 | 0 | 637122.5 | 137471.5 | 137951 | 919368.5 | 0 | 0 | 0 | 0 | 0 | 0 | 0 | 0
[9 empty] | 2021-07-27 | 2022 | 21-22 | 0 | 0 | 16501.3382 | 16501.3382 | 0 | 0 | 74 | 74 | 637122.5 | 137471.5 | 137951 | 919368.5 | 0 | 0 | 0.11962 | 0.017949 | 0 | 0 | 0.00053642 | 8.049e-05
[9 empty] | 2021-07-28 | 2022 | 21-22 | 0 | 0 | 0 | 0 | 0 | 0 | 0 | 0 | 637122.5 | 137471.5 | 137951 | 919368.5 | 0 | 0 | 0 | 0 | 0 | 0 | 0 | 0
[9 empty] | 2021-07-29 | 2022 | 21-22 | 0 | 0 | 0 | 0 | 0 | 0 | 0 | 0 | 637122.5 | 137471.5 | 137951 | 919368.5 | 0 | 0 | 0 | 0 | 0 | 0 | 0 | 0
[9 empty] | 2021-07-30 | 2022 | 21-22 | 0 | 0 | 0 | 0 | 0 | 0 | 0 | 0 | 637122.5 | 137471.5 | 137951 | 919368.5 | 0 | 0 | 0 | 0 | 0 | 0 | 0 | 0
[9 empty] | 2021-07-31 | 2022 | 21-22 | 0 | 0 | 0 | 0 | 0 | 0 | 0 | 0 | 637122.5 | 137471.5 | 137951 | 919368.5 | 0 | 0 | 0 | 0 | 0 | 0 | 0 | 0
[9 empty] | 2021-08-01 | 2022 | 21-22 | 0 | 0 | 0 | 0 | 0 | 0 | 0 | 0 | 637122.5 | 137471.5 | 137951 | 919368.5 | 0 | 0 | 0 | 0 | 0 | 0 | 0 | 0
[9 empty] | 2021-08-02 | 2022 | 21-22 | 0 | 0 | 0 | 0 | 0 | 0 | 0 | 0 | 637122.5 | 137471.5 | 137951 | 919368.5 | 0 | 0 | 0 | 0 | 0 | 0 | 0 | 0
[9 empty] | 2021-08-03 | 2022 | 21-22 | 0 | 0 | 0 | 0 | 0 | 0 | 0 | 0 | 637122.5 | 137471.5 | 137951 | 919368.5 | 0 | 0 | 0 | 0 | 0 | 0 | 0 | 0
[9 empty] | 2021-08-04 | 2022 | 21-22 | 0 | 0 | 0 | 0 | 0 | 0 | 0 | 0 | 637122.5 | 137471.5 | 137951 | 919368.5 | 0 | 0 | 0 | 0 | 0 | 0 | 0 | 0
[9 empty] | 2021-08-05 | 2022 | 21-22 | 0 | 0 | 0 | 0 | 0 | 0 | 0 | 0 | 637122.5 | 137471.5 | 137951 | 919368.5 | 0 | 0 | 0 | 0 | 0 | 0 | 0 | 0
[9 empty] | 2021-08-06 | 2022 | 21-22 | 0 | 0 | 0 | 0 | 0 | 0 | 0 | 0 | 637122.5 | 137471.5 | 137951 | 919368.5 | 0 | 0 | 0 | 0 | 0 | 0 | 0 | 0
[9 empty] | 2021-08-07 | 2022 | 21-22 | 0 | 0 | 0 | 0 | 0 | 0 | 0 | 0 | 637122.5 | 137471.5 | 137951 | 919368.5 | 0 | 0 | 0 | 0 | 0 | 0 | 0 | 0
[9 empty] | 2021-08-08 | 2022 | 21-22 | 0 | 0 | 0 | 0 | 0 | 0 | 0 | 0 | 637122.5 | 137471.5 | 137951 | 919368.5 | 0 | 0 | 0 | 0 | 0 | 0 | 0 | 0
[9 empty] | 2021-08-09 | 2022 | 21-22 | 0 | 0 | 0 | 0 | 0 | 0 | 0 | 0 | 637122.5 | 137471.5 | 137951 | 919368.5 | 0 | 0 | 0 | 0 | 0 | 0 | 0 | 0
[9 empty] | 2021-08-10 | 2022 | 21-22 | 0 | 0 | 0 | 0 | 0 | 0 | 0 | 0 | 637122.5 | 137471.5 | 137951 | 919368.5 | 0 | 0 | 0 | 0 | 0 | 0 | 0 | 0
[9 empty] | 2021-08-11 | 2022 | 21-22 | 0 | 0 | 0 | 0 | 0 | 0 | 0 | 0 | 637122.5 | 137471.5 | 137951 | 919368.5 | 0 | 0 | 0 | 0 | 0 | 0 | 0 | 0
[9 empty] | 2021-08-12 | 2022 | 21-22 | 0 | 0 | 0 | 0 | 0 | 0 | 0 | 0 | 637122.5 | 137471.5 | 137951 | 919368.5 | 0 | 0 | 0 | 0 | 0 | 0 | 0 | 0
[9 empty] | 2021-08-13 | 2022 | 21-22 | 0 | 0 | 0 | 0 | 0 | 0 | 0 | 0 | 637122.5 | 137471.5 | 137951 | 919368.5 | 0 | 0 | 0 | 0 | 0 | 0 | 0 | 0
[9 empty] | 2021-08-14 | 2022 | 21-22 | 0 | 0 | 0 | 0 | 0 | 0 | 0 | 0 | 637122.5 | 137471.5 | 137951 | 919368.5 | 0 | 0 | 0 | 0 | 0 | 0 | 0 | 0
[9 empty] | 2021-08-15 | 2022 | 21-22 | 0 | 0 | 0 | 0 | 0 | 0 | 0 | 0 | 637122.5 | 137471.5 | 137951 | 919368.5 | 0 | 0 | 0 | 0 | 0 | 0 | 0 | 0
[9 empty] | 2021-08-16 | 2022 | 21-22 | 0 | 0 | 0 | 0 | 0 | 0 | 0 | 0 | 637122.5 | 137471.5 | 137951 | 919368.5 | 0 | 0 | 0 | 0 | 0 | 0 | 0 | 0
[9 empty] | 2021-08-17 | 2022 | 21-22 | 0 | 0 | 0 | 0 | 0 | 0 | 0 | 0 | 637122.5 | 137471.5 | 137951 | 919368.5 | 0 | 0 | 0 | 0 | 0 | 0 | 0 | 0
[9 empty] | 2021-08-18 | 2022 | 21-22 | 0 | 0 | 0 | 0 | 0 | 0 | 0 | 0 | 637122.5 | 137471.5 | 137951 | 919368.5 | 0 | 0 | 0 | 0 | 0 | 0 | 0 | 0
[9 empty] | 2021-08-19 | 2022 | 21-22 | 0 | 0 | 0 | 0 | 0 | 0 | 0 | 0 | 637122.5 | 137471.5 | 137951 | 919368.5 | 0 | 0 | 0 | 0 | 0 | 0 | 0 | 0
[9 empty] | 2021-08-20 | 2022 | 21-22 | 0 | 0 | 0 | 0 | 0 | 0 | 0 | 0 | 637122.5 | 137471.5 | 137951 | 919368.5 | 0 | 0 | 0 | 0 | 0 | 0 | 0 | 0
[9 empty] | 2021-08-21 | 2022 | 21-22 | 0 | 0 | 0 | 0 | 0 | 0 | 0 | 0 | 637122.5 | 137471.5 | 137951 | 919368.5 | 0 | 0 | 0 | 0 | 0 | 0 | 0 | 0
[9 empty] | 2021-08-22 | 2022 | 21-22 | 0 | 0 | 0 | 0 | 0 | 0 | 0 | 0 | 637122.5 | 137471.5 | 137951 | 919368.5 | 0 | 0 | 0 | 0 | 0 | 0 | 0 | 0
[9 empty] | 2021-08-23 | 2022 | 21-22 | 0 | 0 | 0 | 0 | 0 | 0 | 0 | 0 | 637122.5 | 137471.5 | 137951 | 919368.5 | 0 | 0 | 0 | 0 | 0 | 0 | 0 | 0
[9 empty] | 2021-08-24 | 2022 | 21-22 | 0 | 0 | 0 | 0 | 0 | 0 | 0 | 0 | 637122.5 | 137471.5 | 137951 | 919368.5 | 0 | 0 | 0 | 0 | 0 | 0 | 0 | 0
[9 empty] | 2021-08-25 | 2022 | 21-22 | 0 | 0 | 0 | 0 | 0 | 0 | 0 | 0 | 637122.5 | 137471.5 | 137951 | 919368.5 | 0 | 0 | 0 | 0 | 0 | 0 | 0 | 0
[9 empty] | 2021-08-26 | 2022 | 21-22 | 0 | 0 | 0 | 0 | 0 | 0 | 0 | 0 | 637122.5 | 137471.5 | 137951 | 919368.5 | 0 | 0 | 0 | 0 | 0 | 0 | 0 | 0
[9 empty] | 2021-08-27 | 2022 | 21-22 | 0 | 0 | 0 | 0 | 0 | 0 | 0 | 0 | 637122.5 | 137471.5 | 137951 | 919368.5 | 0 | 0 | 0 | 0 | 0 | 0 | 0 | 0
[9 empty] | 2021-08-28 | 2022 | 21-22 | 0 | 0 | 0 | 0 | 0 | 0 | 0 | 0 | 637122.5 | 137471.5 | 137951 | 919368.5 | 0 | 0 | 0 | 0 | 0 | 0 | 0 | 0
[9 empty] | 2021-08-29 | 2022 | 21-22 | 0 | 0 | 0 | 0 | 0 | 0 | 0 | 0 | 637122.5 | 137471.5 | 137951 | 919368.5 | 0 | 0 | 0 | 0 | 0 | 0 | 0 | 0
[9 empty] | 2021-08-30 | 2022 | 21-22 | 0 | 0 | 2539.3502 | 2539.3502 | 0 | 0 | 11 | 11 | 637122.5 | 137471.5 | 137951 | 919368.5 | 0 | 0 | 0.018408 | 0.0027621 | 0 | 0 | 7.9738e-05 | 1.1965e-05
[9 empty] | 2021-08-31 | 2022 | 21-22 | 0 | 0 | 0 | 0 | 0 | 0 | 0 | 0 | 637122.5 | 137471.5 | 137951 | 919368.5 | 0 | 0 | 0 | 0 | 0 | 0 | 0 | 0
[9 empty] | 2021-09-01 | 2022 | 21-22 | 0 | 0 | 0 | 0 | 0 | 0 | 0 | 0 | 637122.5 | 137471.5 | 137951 | 919368.5 | 0 | 0 | 0 | 0 | 0 | 0 | 0 | 0
[9 empty] | 2021-09-02 | 2022 | 21-22 | 0 | 0 | 0 | 0 | 0 | 0 | 0 | 0 | 637122.5 | 137471.5 | 137951 | 919368.5 | 0 | 0 | 0 | 0 | 0 | 0 | 0 | 0
[9 empty] | 2021-09-03 | 2022 | 21-22 | 0 | 0 | 0 | 0 | 0 | 0 | 0 | 0 | 637122.5 | 137471.5 | 137951 | 919368.5 | 0 | 0 | 0 | 0 | 0 | 0 | 0 | 0
[9 empty] | 2021-09-04 | 2022 | 21-22 | 0 | 0 | 0 | 0 | 0 | 0 | 0 | 0 | 637122.5 | 137471.5 | 137951 | 919368.5 | 0 | 0 | 0 | 0 | 0 | 0 | 0 | 0
[9 empty] | 2021-09-05 | 2022 | 21-22 | 0 | 0 | 0 | 0 | 0 | 0 | 0 | 0 | 637122.5 | 137471.5 | 137951 | 919368.5 | 0 | 0 | 0 | 0 | 0 | 0 | 0 | 0
[9 empty] | 2021-09-06 | 2022 | 21-22 | 0 | 0 | 0 | 0 | 0 | 0 | 0 | 0 | 637122.5 | 137471.5 | 137951 | 919368.5 | 0 | 0 | 0 | 0 | 0 | 0 | 0 | 0
[9 empty] | 2021-09-07 | 2022 | 21-22 | 0 | 0 | 0 | 0 | 0 | 0 | 0 | 0 | 637122.5 | 137471.5 | 137951 | 919368.5 | 0 | 0 | 0 | 0 | 0 | 0 | 0 | 0
[9 empty] | 2021-09-08 | 2022 | 21-22 | 0 | 0 | 0 | 0 | 0 | 0 | 0 | 0 | 637122.5 | 137471.5 | 137951 | 919368.5 | 0 | 0 | 0 | 0 | 0 | 0 | 0 | 0
[9 empty] | 2021-09-09 | 2022 | 21-22 | 0 | 0 | 0 | 0 | 0 | 0 | 0 | 0 | 637122.5 | 137471.5 | 137951 | 919368.5 | 0 | 0 | 0 | 0 | 0 | 0 | 0 | 0
[9 empty] | 2021-09-10 | 2022 | 21-22 | 0 | 0 | 0 | 0 | 0 | 0 | 0 | 0 | 637122.5 | 137471.5 | 137951 | 919368.5 | 0 | 0 | 0 | 0 | 0 | 0 | 0 | 0
[9 empty] | 2021-09-11 | 2022 | 21-22 | 0 | 0 | 0 | 0 | 0 | 0 | 0 | 0 | 637122.5 | 137471.5 | 137951 | 919368.5 | 0 | 0 | 0 | 0 | 0 | 0 | 0 | 0
[9 empty] | 2021-09-12 | 2022 | 21-22 | 0 | 0 | 0 | 0 | 0 | 0 | 0 | 0 | 637122.5 | 137471.5 | 137951 | 919368.5 | 0 | 0 | 0 | 0 | 0 | 0 | 0 | 0
[9 empty] | 2021-09-13 | 2022 | 21-22 | 0 | 0 | 0 | 0 | 0 | 0 | 0 | 0 | 637122.5 | 137471.5 | 137951 | 919368.5 | 0 | 0 | 0 | 0 | 0 | 0 | 0 | 0
[9 empty] | 2021-09-14 | 2022 | 21-22 | 0 | 0 | 0 | 0 | 0 | 0 | 0 | 0 | 637122.5 | 137471.5 | 137951 | 919368.5 | 0 | 0 | 0 | 0 | 0 | 0 | 0 | 0
[9 empty] | 2021-09-15 | 2022 | 21-22 | 0 | 0 | 0 | 0 | 0 | 0 | 0 | 0 | 637122.5 | 137471.5 | 137951 | 919368.5 | 0 | 0 | 0 | 0 | 0 | 0 | 0 | 0
[9 empty] | 2021-09-16 | 2022 | 21-22 | 0 | 0 | 0 | 0 | 0 | 0 | 0 | 0 | 637122.5 | 137471.5 | 137951 | 919368.5 | 0 | 0 | 0 | 0 | 0 | 0 | 0 | 0
[9 empty] | 2021-09-17 | 2022 | 21-22 | 0 | 0 | 0 | 0 | 0 | 0 | 0 | 0 | 637122.5 | 137471.5 | 137951 | 919368.5 | 0 | 0 | 0 | 0 | 0 | 0 | 0 | 0
[9 empty] | 2021-09-18 | 2022 | 21-22 | 0 | 0 | 0 | 0 | 0 | 0 | 0 | 0 | 637122.5 | 137471.5 | 137951 | 919368.5 | 0 | 0 | 0 | 0 | 0 | 0 | 0 | 0
[9 empty] | 2021-09-19 | 2022 | 21-22 | 0 | 0 | 0 | 0 | 0 | 0 | 0 | 0 | 637122.5 | 137471.5 | 137951 | 919368.5 | 0 | 0 | 0 | 0 | 0 | 0 | 0 | 0
[9 empty] | 2021-09-20 | 2022 | 21-22 | 0 | 0 | 0 | 0 | 0 | 0 | 0 | 0 | 637122.5 | 137471.5 | 137951 | 919368.5 | 0 | 0 | 0 | 0 | 0 | 0 | 0 | 0
[9 empty] | 2021-09-21 | 2022 | 21-22 | 0 | 0 | 0 | 0 | 0 | 0 | 0 | 0 | 637122.5 | 137471.5 | 137951 | 919368.5 | 0 | 0 | 0 | 0 | 0 | 0 | 0 | 0
[9 empty] | 2021-09-22 | 2022 | 21-22 | 0 | 0 | 0 | 0 | 0 | 0 | 0 | 0 | 637122.5 | 137471.5 | 137951 | 919368.5 | 0 | 0 | 0 | 0 | 0 | 0 | 0 | 0
[9 empty] | 2021-09-23 | 2022 | 21-22 | 0 | 0 | 0 | 0 | 0 | 0 | 0 | 0 | 637122.5 | 137471.5 | 137951 | 919368.5 | 0 | 0 | 0 | 0 | 0 | 0 | 0 | 0
[9 empty] | 2021-09-24 | 2022 | 21-22 | 0 | 0 | 0 | 0 | 0 | 0 | 0 | 0 | 637122.5 | 137471.5 | 137951 | 919368.5 | 0 | 0 | 0 | 0 | 0 | 0 | 0 | 0
[9 empty] | 2021-09-25 | 2022 | 21-22 | 0 | 0 | 0 | 0 | 0 | 0 | 0 | 0 | 637122.5 | 137471.5 | 137951 | 919368.5 | 0 | 0 | 0 | 0 | 0 | 0 | 0 | 0
[9 empty] | 2021-09-26 | 2022 | 21-22 | 0 | 0 | 0 | 0 | 0 | 0 | 0 | 0 | 637122.5 | 137471.5 | 137951 | 919368.5 | 0 | 0 | 0 | 0 | 0 | 0 | 0 | 0
[9 empty] | 2021-09-27 | 2022 | 21-22 | 0 | 0 | 0 | 0 | 0 | 0 | 0 | 0 | 637122.5 | 137471.5 | 137951 | 919368.5 | 0 | 0 | 0 | 0 | 0 | 0 | 0 | 0
[9 empty] | 2021-09-28 | 2022 | 21-22 | 0 | 0 | 0 | 0 | 0 | 0 | 0 | 0 | 637122.5 | 137471.5 | 137951 | 919368.5 | 0 | 0 | 0 | 0 | 0 | 0 | 0 | 0
[9 empty] | 2021-09-29 | 2022 | 21-22 | 0 | 0 | 0 | 0 | 0 | 0 | 0 | 0 | 637122.5 | 137471.5 | 137951 | 919368.5 | 0 | 0 | 0 | 0 | 0 | 0 | 0 | 0
[9 empty] | 2021-09-30 | 2022 | 21-22 | 0 | 0 | 0 | 0 | 0 | 0 | 0 | 0 | 637122.5 | 137471.5 | 137951 | 919368.5 | 0 | 0 | 0 | 0 | 0 | 0 | 0 | 0
[9 empty] | 2021-10-01 | 2022 | 21-22 | 0 | 0 | 0 | 0 | 0 | 0 | 0 | 0 | 637122.5 | 137471.5 | 137951 | 919368.5 | 0 | 0 | 0 | 0 | 0 | 0 | 0 | 0
[9 empty] | 2021-10-02 | 2022 | 21-22 | 0 | 0 | 0 | 0 | 0 | 0 | 0 | 0 | 637122.5 | 137471.5 | 137951 | 919368.5 | 0 | 0 | 0 | 0 | 0 | 0 | 0 | 0
[9 empty] | 2021-10-03 | 2022 | 21-22 | 0 | 0 | 0 | 0 | 0 | 0 | 0 | 0 | 637122.5 | 137471.5 | 137951 | 919368.5 | 0 | 0 | 0 | 0 | 0 | 0 | 0 | 0
[9 empty] | 2021-10-04 | 2022 | 21-22 | 0 | 0 | 0 | 0 | 0 | 0 | 0 | 0 | 637122.5 | 137471.5 | 137951 | 919368.5 | 0 | 0 | 0 | 0 | 0 | 0 | 0 | 0
[9 empty] | 2021-10-05 | 2022 | 21-22 | 0 | 0 | 0 | 0 | 0 | 0 | 0 | 0 | 637122.5 | 137471.5 | 137951 | 919368.5 | 0 | 0 | 0 | 0 | 0 | 0 | 0 | 0
[9 empty] | 2021-10-06 | 2022 | 21-22 | 0 | 0 | 0 | 0 | 0 | 0 | 0 | 0 | 637122.5 | 137471.5 | 137951 | 919368.5 | 0 | 0 | 0 | 0 | 0 | 0 | 0 | 0
[9 empty] | 2021-10-07 | 2022 | 21-22 | 0 | 0 | 0 | 0 | 0 | 0 | 0 | 0 | 637122.5 | 137471.5 | 137951 | 919368.5 | 0 | 0 | 0 | 0 | 0 | 0 | 0 | 0
[9 empty] | 2021-10-08 | 2022 | 21-22 | 0 | 0 | 0 | 0 | 0 | 0 | 0 | 0 | 637122.5 | 137471.5 | 137951 | 919368.5 | 0 | 0 | 0 | 0 | 0 | 0 | 0 | 0
[9 empty] | 2021-10-09 | 2022 | 21-22 | 0 | 0 | 0 | 0 | 0 | 0 | 0 | 0 | 637122.5 | 137471.5 | 137951 | 919368.5 | 0 | 0 | 0 | 0 | 0 | 0 | 0 | 0
[9 empty] | 2021-10-10 | 2022 | 21-22 | 0 | 0 | 0 | 0 | 0 | 0 | 0 | 0 | 637122.5 | 137471.5 | 137951 | 919368.5 | 0 | 0 | 0 | 0 | 0 | 0 | 0 | 0
[9 empty] | 2021-10-11 | 2022 | 21-22 | 0 | 0 | 0 | 0 | 0 | 0 | 0 | 0 | 637122.5 | 137471.5 | 137951 | 919368.5 | 0 | 0 | 0 | 0 | 0 | 0 | 0 | 0
[9 empty] | 2021-10-12 | 2022 | 21-22 | 0 | 0 | 0 | 0 | 0 | 0 | 0 | 0 | 637122.5 | 137471.5 | 137951 | 919368.5 | 0 | 0 | 0 | 0 | 0 | 0 | 0 | 0
[9 empty] | 2021-10-13 | 2022 | 21-22 | 0 | 0 | 0 | 0 | 0 | 0 | 0 | 0 | 637122.5 | 137471.5 | 137951 | 919368.5 | 0 | 0 | 0 | 0 | 0 | 0 | 0 | 0
[9 empty] | 2021-10-14 | 2022 | 21-22 | 0 | 0 | 0 | 0 | 0 | 0 | 0 | 0 | 637122.5 | 137471.5 | 137951 | 919368.5 | 0 | 0 | 0 | 0 | 0 | 0 | 0 | 0
[9 empty] | 2021-10-15 | 2022 | 21-22 | 0 | 0 | 0 | 0 | 0 | 0 | 0 | 0 | 637122.5 | 137471.5 | 137951 | 919368.5 | 0 | 0 | 0 | 0 | 0 | 0 | 0 | 0
[9 empty] | 2021-10-16 | 2022 | 21-22 | 0 | 0 | 0 | 0 | 0 | 0 | 0 | 0 | 637122.5 | 137471.5 | 137951 | 919368.5 | 0 | 0 | 0 | 0 | 0 | 0 | 0 | 0
[9 empty] | 2021-10-17 | 2022 | 21-22 | 0 | 0 | 0 | 0 | 0 | 0 | 0 | 0 | 637122.5 | 137471.5 | 137951 | 919368.5 | 0 | 0 | 0 | 0 | 0 | 0 | 0 | 0
[9 empty] | 2021-10-18 | 2022 | 21-22 | 0 | 0 | 0 | 0 | 0 | 0 | 0 | 0 | 637122.5 | 137471.5 | 137951 | 919368.5 | 0 | 0 | 0 | 0 | 0 | 0 | 0 | 0
[9 empty] | 2021-10-19 | 2022 | 21-22 | 0 | 0 | 0 | 0 | 0 | 0 | 0 | 0 | 637122.5 | 137471.5 | 137951 | 919368.5 | 0 | 0 | 0 | 0 | 0 | 0 | 0 | 0
[9 empty] | 2021-10-20 | 2022 | 21-22 | 0 | 0 | 0 | 0 | 0 | 0 | 0 | 0 | 637122.5 | 137471.5 | 137951 | 919368.5 | 0 | 0 | 0 | 0 | 0 | 0 | 0 | 0
[9 empty] | 2021-10-21 | 2022 | 21-22 | 0 | 0 | 0 | 0 | 0 | 0 | 0 | 0 | 637122.5 | 137471.5 | 137951 | 919368.5 | 0 | 0 | 0 | 0 | 0 | 0 | 0 | 0
[9 empty] | 2021-10-22 | 2022 | 21-22 | 0 | 0 | 0 | 0 | 0 | 0 | 0 | 0 | 637122.5 | 137471.5 | 137951 | 919368.5 | 0 | 0 | 0 | 0 | 0 | 0 | 0 | 0
[9 empty] | 2021-10-23 | 2022 | 21-22 | 0 | 0 | 0 | 0 | 0 | 0 | 0 | 0 | 637122.5 | 137471.5 | 137951 | 919368.5 | 0 | 0 | 0 | 0 | 0 | 0 | 0 | 0
[9 empty] | 2021-10-24 | 2022 | 21-22 | 0 | 0 | 0 | 0 | 0 | 0 | 0 | 0 | 637122.5 | 137471.5 | 137951 | 919368.5 | 0 | 0 | 0 | 0 | 0 | 0 | 0 | 0
[9 empty] | 2021-10-25 | 2022 | 21-22 | 0 | 0 | 0 | 0 | 0 | 0 | 0 | 0 | 637122.5 | 137471.5 | 137951 | 919368.5 | 0 | 0 | 0 | 0 | 0 | 0 | 0 | 0
[9 empty] | 2021-10-26 | 2022 | 21-22 | 0 | 0 | 0 | 0 | 0 | 0 | 0 | 0 | 637122.5 | 137471.5 | 137951 | 919368.5 | 0 | 0 | 0 | 0 | 0 | 0 | 0 | 0
[9 empty] | 2021-10-27 | 2022 | 21-22 | 0 | 0 | 20440.9445 | 20440.9445 | 0 | 0 | 1.6667 | 1.6667 | 637122.5 | 137471.5 | 137951 | 919368.5 | 0 | 0 | 0.14818 | 0.022234 | 0 | 0 | 1.2082e-05 | 1.8129e-06
[9 empty] | 2021-10-28 | 2022 |  | 0 | 0 | 15611.35 | 15611.35 | 0 | 0 | 73 | 73 | 637122.5 | 137471.5 | 137951 | 919368.5 | 0 | 0 | 0.11317 | 0.016981 | 0 | 0 | 0.00052917 | 7.9402e-05
[9 empty] | 2021-10-29 | 2022 | 21-22 | 0 | 0 | 5889.6856 | 5889.6856 | 0 | 0 | 44.3334 | 44.3334 | 637122.5 | 137471.5 | 137951 | 919368.5 | 0 | 0 | 0.042694 | 0.0064062 | 0 | 0 | 0.00032137 | 4.8222e-05
[9 empty] | 2021-10-30 | 2022 | 21-22 | 0 | 0 | 0 | 0 | 0 | 0 | 0 | 0 | 637122.5 | 137471.5 | 137951 | 919368.5 | 0 | 0 | 0 | 0 | 0 | 0 | 0 | 0
[9 empty] | 2021-10-31 | 2022 | 21-22 | 0 | 0 | 0 | 0 | 0 | 0 | 0 | 0 | 637122.5 | 137471.5 | 137951 | 919368.5 | 0 | 0 | 0 | 0 | 0 | 0 | 0 | 0
[9 empty] | 2021-11-01 | 2022 | 21-22 | 0 | 0 | 0 | 0 | 0 | 0 | 0 | 0 | 637122.5 | 137471.5 | 137951 | 919368.5 | 0 | 0 | 0 | 0 | 0 | 0 | 0 | 0
[9 empty] | 2021-11-02 | 2022 | 21-22 | 0 | 0 | 0 | 0 | 0 | 0 | 0 | 0 | 637122.5 | 137471.5 | 137951 | 919368.5 | 0 | 0 | 0 | 0 | 0 | 0 | 0 | 0
[9 empty] | 2021-11-03 | 2022 | 21-22 | 0 | 0 | 0 | 0 | 0 | 0 | 0 | 0 | 637122.5 | 137471.5 | 137951 | 919368.5 | 0 | 0 | 0 | 0 | 0 | 0 | 0 | 0
[9 empty] | 2021-11-04 | 2022 | 21-22 | 0 | 0 | 0 | 0 | 0 | 0 | 0 | 0 | 637122.5 | 137471.5 | 137951 | 919368.5 | 0 | 0 | 0 | 0 | 0 | 0 | 0 | 0
[9 empty] | 2021-11-05 | 2022 | 21-22 | 0 | 0 | 0 | 0 | 0 | 0 | 0 | 0 | 637122.5 | 137471.5 | 137951 | 919368.5 | 0 | 0 | 0 | 0 | 0 | 0 | 0 | 0
[9 empty] | 2021-11-06 | 2022 |  | 0 | 0 | 579.5 | 579.5 | 0 | 0 | 5 | 5 | 637122.5 | 137471.5 | 137951 | 919368.5 | 0 | 0 | 0.0042008 | 0.00063032 | 0 | 0 | 3.6245e-05 | 5.4385e-06
[9 empty] | 2021-11-07 | 2022 | 21-22 | 0 | 0 | 0 | 0 | 0 | 0 | 0 | 0 | 637122.5 | 137471.5 | 137951 | 919368.5 | 0 | 0 | 0 | 0 | 0 | 0 | 0 | 0
[9 empty] | 2021-11-08 | 2022 | 21-22 | 0 | 0 | 0 | 0 | 0 | 0 | 0 | 0 | 637122.5 | 137471.5 | 137951 | 919368.5 | 0 | 0 | 0 | 0 | 0 | 0 | 0 | 0
[9 empty] | 2021-11-09 | 2022 | 21-22 | 0 | 0 | 0 | 0 | 0 | 0 | 0 | 0 | 637122.5 | 137471.5 | 137951 | 919368.5 | 0 | 0 | 0 | 0 | 0 | 0 | 0 | 0
[9 empty] | 2021-11-10 | 2022 | 21-22 | 0 | 0 | 0 | 0 | 0 | 0 | 0 | 0 | 637122.5 | 137471.5 | 137951 | 919368.5 | 0 | 0 | 0 | 0 | 0 | 0 | 0 | 0
[9 empty] | 2021-11-11 | 2022 | 21-22 | 0 | 0 | 0 | 0 | 0 | 0 | 0 | 0 | 637122.5 | 137471.5 | 137951 | 919368.5 | 0 | 0 | 0 | 0 | 0 | 0 | 0 | 0
[9 empty] | 2021-11-12 | 2022 | 21-22 | 0 | 0 | 0 | 0 | 0 | 0 | 0 | 0 | 637122.5 | 137471.5 | 137951 | 919368.5 | 0 | 0 | 0 | 0 | 0 | 0 | 0 | 0
[9 empty] | 2021-11-13 | 2022 | 21-22 | 0 | 0 | 0 | 0 | 0 | 0 | 0 | 0 | 637122.5 | 137471.5 | 137951 | 919368.5 | 0 | 0 | 0 | 0 | 0 | 0 | 0 | 0
[9 empty] | 2021-11-14 | 2022 | 21-22 | 0 | 0 | 0 | 0 | 0 | 0 | 0 | 0 | 637122.5 | 137471.5 | 137951 | 919368.5 | 0 | 0 | 0 | 0 | 0 | 0 | 0 | 0
[9 empty] | 2021-11-15 | 2022 | 21-22 | 0 | 0 | 0 | 0 | 0 | 0 | 0 | 0 | 637122.5 | 137471.5 | 137951 | 919368.5 | 0 | 0 | 0 | 0 | 0 | 0 | 0 | 0
[9 empty] | 2021-11-16 | 2022 | 21-22 | 0 | 0 | 0 | 0 | 0 | 0 | 0 | 0 | 637122.5 | 137471.5 | 137951 | 919368.5 | 0 | 0 | 0 | 0 | 0 | 0 | 0 | 0
[9 empty] | 2021-11-17 | 2022 | 21-22 | 0 | 0 | 0 | 0 | 0 | 0 | 0 | 0 | 637122.5 | 137471.5 | 137951 | 919368.5 | 0 | 0 | 0 | 0 | 0 | 0 | 0 | 0
[9 empty] | 2021-11-18 | 2022 | 21-22 | 0 | 0 | 0 | 0 | 0 | 0 | 0 | 0 | 637122.5 | 137471.5 | 137951 | 919368.5 | 0 | 0 | 0 | 0 | 0 | 0 | 0 | 0
[9 empty] | 2021-11-19 | 2022 | 21-22 | 0 | 0 | 0 | 0 | 0 | 0 | 0 | 0 | 637122.5 | 137471.5 | 137951 | 919368.5 | 0 | 0 | 0 | 0 | 0 | 0 | 0 | 0
[9 empty] | 2021-11-20 | 2022 | 21-22 | 0 | 0 | 0 | 0 | 0 | 0 | 0 | 0 | 637122.5 | 137471.5 | 137951 | 919368.5 | 0 | 0 | 0 | 0 | 0 | 0 | 0 | 0
[9 empty] | 2021-11-21 | 2022 | 21-22 | 0 | 0 | 0 | 0 | 0 | 0 | 0 | 0 | 637122.5 | 137471.5 | 137951 | 919368.5 | 0 | 0 | 0 | 0 | 0 | 0 | 0 | 0
[9 empty] | 2021-11-22 | 2022 | 21-22 | 0 | 0 | 0 | 0 | 0 | 0 | 0 | 0 | 637122.5 | 137471.5 | 137951 | 919368.5 | 0 | 0 | 0 | 0 | 0 | 0 | 0 | 0
[9 empty] | 2021-11-23 | 2022 | 21-22 | 0 | 0 | 0 | 0 | 0 | 0 | 0 | 0 | 637122.5 | 137471.5 | 137951 | 919368.5 | 0 | 0 | 0 | 0 | 0 | 0 | 0 | 0
[9 empty] | 2021-11-24 | 2022 | 21-22 | 0 | 0 | 0 | 0 | 0 | 0 | 0 | 0 | 637122.5 | 137471.5 | 137951 | 919368.5 | 0 | 0 | 0 | 0 | 0 | 0 | 0 | 0
[9 empty] | 2021-11-25 | 2022 | 21-22 | 0 | 0 | 0 | 0 | 0 | 0 | 0 | 0 | 637122.5 | 137471.5 | 137951 | 919368.5 | 0 | 0 | 0 | 0 | 0 | 0 | 0 | 0
[9 empty] | 2021-11-26 | 2022 | 21-22 | 0 | 0 | 0 | 0 | 0 | 0 | 0 | 0 | 637122.5 | 137471.5 | 137951 | 919368.5 | 0 | 0 | 0 | 0 | 0 | 0 | 0 | 0
[9 empty] | 2021-11-27 | 2022 | 21-22 | 0 | 0 | 0 | 0 | 0 | 0 | 0 | 0 | 637122.5 | 137471.5 | 137951 | 919368.5 | 0 | 0 | 0 | 0 | 0 | 0 | 0 | 0
[9 empty] | 2021-11-28 | 2022 | 21-22 | 0 | 0 | 0 | 0 | 0 | 0 | 0 | 0 | 637122.5 | 137471.5 | 137951 | 919368.5 | 0 | 0 | 0 | 0 | 0 | 0 | 0 | 0
[9 empty] | 2021-11-29 | 2022 | 21-22 | 0 | 0 | 0 | 0 | 0 | 0 | 0 | 0 | 637122.5 | 137471.5 | 137951 | 919368.5 | 0 | 0 | 0 | 0 | 0 | 0 | 0 | 0
[9 empty] | 2021-11-30 | 2022 | 21-22 | 0 | 0 | 0 | 0 | 0 | 0 | 0 | 0 | 637122.5 | 137471.5 | 137951 | 919368.5 | 0 | 0 | 0 | 0 | 0 | 0 | 0 | 0
[9 empty] | 2021-12-01 | 2022 | 21-22 | 0 | 0 | 0 | 0 | 0 | 0 | 0 | 0 | 637122.5 | 137471.5 | 137951 | 919368.5 | 0 | 0 | 0 | 0 | 0 | 0 | 0 | 0
[9 empty] | 2021-12-02 | 2022 | 21-22 | 0 | 0 | 0 | 0 | 0 | 0 | 0 | 0 | 637122.5 | 137471.5 | 137951 | 919368.5 | 0 | 0 | 0 | 0 | 0 | 0 | 0 | 0
[9 empty] | 2021-12-03 | 2022 | 21-22 | 0 | 0 | 41797.3543 | 41797.3543 | 0 | 0 | 64 | 64 | 637122.5 | 137471.5 | 137951 | 919368.5 | 0 | 0 | 0.30299 | 0.045463 | 0 | 0 | 0.00046393 | 6.9613e-05
[9 empty] | 2021-12-04 | 2022 | 21-22 | 0 | 0 | 0 | 0 | 0 | 0 | 0 | 0 | 637122.5 | 137471.5 | 137951 | 919368.5 | 0 | 0 | 0 | 0 | 0 | 0 | 0 | 0
[9 empty] | 2021-12-05 | 2022 | 21-22 | 0 | 0 | 0 | 0 | 0 | 0 | 0 | 0 | 637122.5 | 137471.5 | 137951 | 919368.5 | 0 | 0 | 0 | 0 | 0 | 0 | 0 | 0
[9 empty] | 2021-12-06 | 2022 | 21-22 | 0 | 0 | 0 | 0 | 0 | 0 | 0 | 0 | 637122.5 | 137471.5 | 137951 | 919368.5 | 0 | 0 | 0 | 0 | 0 | 0 | 0 | 0
[9 empty] | 2021-12-07 | 2022 | 21-22 | 0 | 0 | 12117.2783 | 12117.2783 | 0 | 0 | 64 | 64 | 637122.5 | 137471.5 | 137951 | 919368.5 | 0 | 0 | 0.087838 | 0.01318 | 0 | 0 | 0.00046393 | 6.9613e-05
[9 empty] | 2021-12-08 | 2022 | 21-22 | 0 | 0 | 0 | 0 | 0 | 0 | 0 | 0 | 637122.5 | 137471.5 | 137951 | 919368.5 | 0 | 0 | 0 | 0 | 0 | 0 | 0 | 0
[9 empty] | 2021-12-09 | 2022 | 21-22 | 0 | 0 | 0 | 0 | 0 | 0 | 0 | 0 | 637122.5 | 137471.5 | 137951 | 919368.5 | 0 | 0 | 0 | 0 | 0 | 0 | 0 | 0
[9 empty] | 2021-12-10 | 2022 | 21-22 | 0 | 0 | 0 | 0 | 0 | 0 | 0 | 0 | 637122.5 | 137471.5 | 137951 | 919368.5 | 0 | 0 | 0 | 0 | 0 | 0 | 0 | 0
[9 empty] | 2021-12-11 | 2022 | 21-22 | 0 | 0 | 0 | 0 | 0 | 0 | 0 | 0 | 637122.5 | 137471.5 | 137951 | 919368.5 | 0 | 0 | 0 | 0 | 0 | 0 | 0 | 0
[9 empty] | 2021-12-12 | 2022 | 21-22 | 0 | 0 | 0 | 0 | 0 | 0 | 0 | 0 | 637122.5 | 137471.5 | 137951 | 919368.5 | 0 | 0 | 0 | 0 | 0 | 0 | 0 | 0
[9 empty] | 2021-12-13 | 2022 | 21-22 | 0 | 0 | 0 | 0 | 0 | 0 | 0 | 0 | 637122.5 | 137471.5 | 137951 | 919368.5 | 0 | 0 | 0 | 0 | 0 | 0 | 0 | 0
[9 empty] | 2021-12-14 | 2022 | 21-22 | 0 | 0 | 0 | 0 | 0 | 0 | 0 | 0 | 637122.5 | 137471.5 | 137951 | 919368.5 | 0 | 0 | 0 | 0 | 0 | 0 | 0 | 0
[9 empty] | 2021-12-15 | 2022 | 21-22 | 0 | 0 | 0 | 0 | 0 | 0 | 0 | 0 | 637122.5 | 137471.5 | 137951 | 919368.5 | 0 | 0 | 0 | 0 | 0 | 0 | 0 | 0
[9 empty] | 2021-12-16 | 2022 | 21-22 | 0 | 0 | 0 | 0 | 0 | 0 | 0 | 0 | 637122.5 | 137471.5 | 137951 | 919368.5 | 0 | 0 | 0 | 0 | 0 | 0 | 0 | 0
[9 empty] | 2021-12-17 | 2022 | 21-22 | 0 | 0 | 32169.8651 | 32169.8651 | 0 | 0 | 91 | 91 | 637122.5 | 137471.5 | 137951 | 919368.5 | 0 | 0 | 0.2332 | 0.034991 | 0 | 0 | 0.00065965 | 9.8981e-05
[9 empty] | 2021-12-18 | 2022 | 21-22 | 0 | 0 | 0 | 0 | 0 | 0 | 0 | 0 | 637122.5 | 137471.5 | 137951 | 919368.5 | 0 | 0 | 0 | 0 | 0 | 0 | 0 | 0
[9 empty] | 2021-12-19 | 2022 | 21-22 | 0 | 0 | 0 | 0 | 0 | 0 | 0 | 0 | 637122.5 | 137471.5 | 137951 | 919368.5 | 0 | 0 | 0 | 0 | 0 | 0 | 0 | 0
[9 empty] | 2021-12-20 | 2022 | 21-22 | 0 | 0 | 7879.2 | 7879.2 | 0 | 0 | 18 | 18 | 637122.5 | 137471.5 | 137951 | 919368.5 | 0 | 0 | 0.057116 | 0.0085702 | 0 | 0 | 0.00013048 | 1.9579e-05
[9 empty] | 2021-12-21 | 2022 | 21-22 | 0 | 0 | 13765.95 | 13765.95 | 0 | 0 | 36 | 36 | 637122.5 | 137471.5 | 137951 | 919368.5 | 0 | 0 | 0.099789 | 0.014973 | 0 | 0 | 0.00026096 | 3.9157e-05
[9 empty] | 2021-12-22 | 2022 | 21-22 | 0 | 0 | 0 | 0 | 0 | 0 | 0 | 0 | 637122.5 | 137471.5 | 137951 | 919368.5 | 0 | 0 | 0 | 0 | 0 | 0 | 0 | 0
[9 empty] | 2021-12-23 | 2022 | 21-22 | 0 | 0 | 0 | 0 | 0 | 0 | 0 | 0 | 637122.5 | 137471.5 | 137951 | 919368.5 | 0 | 0 | 0 | 0 | 0 | 0 | 0 | 0
[9 empty] | 2021-12-24 | 2022 | 21-22 | 0 | 0 | 0 | 0 | 0 | 0 | 0 | 0 | 637122.5 | 137471.5 | 137951 | 919368.5 | 0 | 0 | 0 | 0 | 0 | 0 | 0 | 0
[9 empty] | 2021-12-25 | 2022 | 21-22 | 0 | 0 | 0 | 0 | 0 | 0 | 0 | 0 | 637122.5 | 137471.5 | 137951 | 919368.5 | 0 | 0 | 0 | 0 | 0 | 0 | 0 | 0
[9 empty] | 2021-12-26 | 2022 | 21-22 | 0 | 0 | 0 | 0 | 0 | 0 | 0 | 0 | 637122.5 | 137471.5 | 137951 | 919368.5 | 0 | 0 | 0 | 0 | 0 | 0 | 0 | 0
[9 empty] | 2021-12-27 | 2022 | 21-22 | 0 | 0 | 0 | 0 | 0 | 0 | 0 | 0 | 637122.5 | 137471.5 | 137951 | 919368.5 | 0 | 0 | 0 | 0 | 0 | 0 | 0 | 0
[9 empty] | 2021-12-28 | 2022 | 21-22 | 0 | 0 | 0 | 0 | 0 | 0 | 0 | 0 | 637122.5 | 137471.5 | 137951 | 919368.5 | 0 | 0 | 0 | 0 | 0 | 0 | 0 | 0
[9 empty] | 2021-12-29 | 2022 | 21-22 | 0 | 0 | 0 | 0 | 0 | 0 | 0 | 0 | 637122.5 | 137471.5 | 137951 | 919368.5 | 0 | 0 | 0 | 0 | 0 | 0 | 0 | 0
[9 empty] | 2021-12-30 | 2022 | 21-22 | 0 | 0 | 1576.2028 | 1576.2028 | 0 | 0 | 25.3334 | 25.3334 | 637122.5 | 137471.5 | 137951 | 919368.5 | 0 | 0 | 0.011426 | 0.0017144 | 0 | 0 | 0.00018364 | 2.7555e-05
[9 empty] | 2021-12-31 | 2022 | 21-22 | 0 | 0 | 0 | 0 | 0 | 0 | 0 | 0 | 637122.5 | 137471.5 | 137951 | 919368.5 | 0 | 0 | 0 | 0 | 0 | 0 | 0 | 0
[9 empty] | 2022-01-01 | 2022 | 21-22 | 0 | 0 | 0 | 0 | 0 | 0 | 0 | 0 | 637122.5 | 137471.5 | 137951 | 919368.5 | 0 | 0 | 0 | 0 | 0 | 0 | 0 | 0
[9 empty] | 2022-01-02 | 2022 | 21-22 | 0 | 0 | 0 | 0 | 0 | 0 | 0 | 0 | 637122.5 | 137471.5 | 137951 | 919368.5 | 0 | 0 | 0 | 0 | 0 | 0 | 0 | 0
[9 empty] | 2022-01-03 | 2022 | 21-22 | 0 | 0 | 0 | 0 | 0 | 0 | 0 | 0 | 637122.5 | 137471.5 | 137951 | 919368.5 | 0 | 0 | 0 | 0 | 0 | 0 | 0 | 0
[9 empty] | 2022-01-04 | 2022 | 21-22 | 0 | 0 | 0 | 0 | 0 | 0 | 0 | 0 | 637122.5 | 137471.5 | 137951 | 919368.5 | 0 | 0 | 0 | 0 | 0 | 0 | 0 | 0
[9 empty] | 2022-01-05 | 2022 | 21-22 | 0 | 0 | 0 | 0 | 0 | 0 | 0 | 0 | 637122.5 | 137471.5 | 137951 | 919368.5 | 0 | 0 | 0 | 0 | 0 | 0 | 0 | 0
[9 empty] | 2022-01-06 | 2022 | 21-22 | 0 | 0 | 0 | 0 | 0 | 0 | 0 | 0 | 637122.5 | 137471.5 | 137951 | 919368.5 | 0 | 0 | 0 | 0 | 0 | 0 | 0 | 0
[9 empty] | 2022-01-07 | 2022 | 21-22 | 0 | 0 | 0 | 0 | 0 | 0 | 0 | 0 | 637122.5 | 137471.5 | 137951 | 919368.5 | 0 | 0 | 0 | 0 | 0 | 0 | 0 | 0
[9 empty] | 2022-01-08 | 2022 | 21-22 | 0 | 0 | 0 | 0 | 0 | 0 | 0 | 0 | 637122.5 | 137471.5 | 137951 | 919368.5 | 0 | 0 | 0 | 0 | 0 | 0 | 0 | 0
[9 empty] | 2022-01-09 | 2022 | 21-22 | 0 | 0 | 0 | 0 | 0 | 0 | 0 | 0 | 637122.5 | 137471.5 | 137951 | 919368.5 | 0 | 0 | 0 | 0 | 0 | 0 | 0 | 0
[9 empty] | 2022-01-10 | 2022 | 21-22 | 0 | 0 | 0 | 0 | 0 | 0 | 0 | 0 | 637122.5 | 137471.5 | 137951 | 919368.5 | 0 | 0 | 0 | 0 | 0 | 0 | 0 | 0
[9 empty] | 2022-01-11 | 2022 | 21-22 | 0 | 0 | 0 | 0 | 0 | 0 | 0 | 0 | 637122.5 | 137471.5 | 137951 | 919368.5 | 0 | 0 | 0 | 0 | 0 | 0 | 0 | 0
[9 empty] | 2022-01-12 | 2022 | 21-22 | 0 | 0 | 0 | 0 | 0 | 0 | 0 | 0 | 637122.5 | 137471.5 | 137951 | 919368.5 | 0 | 0 | 0 | 0 | 0 | 0 | 0 | 0
[9 empty] | 2022-01-13 | 2022 | 21-22 | 0 | 0 | 0 | 0 | 0 | 0 | 0 | 0 | 637122.5 | 137471.5 | 137951 | 919368.5 | 0 | 0 | 0 | 0 | 0 | 0 | 0 | 0
[9 empty] | 2022-01-14 | 2022 | 21-22 | 0 | 0 | 0 | 0 | 0 | 0 | 0 | 0 | 637122.5 | 137471.5 | 137951 | 919368.5 | 0 | 0 | 0 | 0 | 0 | 0 | 0 | 0
[9 empty] | 2022-01-15 | 2022 | 21-22 | 0 | 0 | 0 | 0 | 0 | 0 | 0 | 0 | 637122.5 | 137471.5 | 137951 | 919368.5 | 0 | 0 | 0 | 0 | 0 | 0 | 0 | 0
[9 empty] | 2022-01-16 | 2022 | 21-22 | 0 | 0 | 0 | 0 | 0 | 0 | 0 | 0 | 637122.5 | 137471.5 | 137951 | 919368.5 | 0 | 0 | 0 | 0 | 0 | 0 | 0 | 0
[9 empty] | 2022-01-17 | 2022 | 21-22 | 0 | 0 | 0 | 0 | 0 | 0 | 0 | 0 | 637122.5 | 137471.5 | 137951 | 919368.5 | 0 | 0 | 0 | 0 | 0 | 0 | 0 | 0
[9 empty] | 2022-01-18 | 2022 | 21-22 | 0 | 0 | 0 | 0 | 0 | 0 | 0 | 0 | 637122.5 | 137471.5 | 137951 | 919368.5 | 0 | 0 | 0 | 0 | 0 | 0 | 0 | 0
[9 empty] | 2022-01-19 | 2022 | 21-22 | 0 | 0 | 0 | 0 | 0 | 0 | 0 | 0 | 637122.5 | 137471.5 | 137951 | 919368.5 | 0 | 0 | 0 | 0 | 0 | 0 | 0 | 0
[9 empty] | 2022-01-20 | 2022 | 21-22 | 0 | 0 | 0 | 0 | 0 | 0 | 0 | 0 | 637122.5 | 137471.5 | 137951 | 919368.5 | 0 | 0 | 0 | 0 | 0 | 0 | 0 | 0
[9 empty] | 2022-01-21 | 2022 | 21-22 | 0 | 0 | 30753.9781 | 30753.9781 | 0 | 0 | 86.6667 | 86.6667 | 637122.5 | 137471.5 | 137951 | 919368.5 | 0 | 0 | 0.22293 | 0.033451 | 0 | 0 | 0.00062824 | 9.4268e-05
[9 empty] | 2022-01-22 | 2022 | 21-22 | 0 | 0 | 0 | 0 | 0 | 0 | 0 | 0 | 637122.5 | 137471.5 | 137951 | 919368.5 | 0 | 0 | 0 | 0 | 0 | 0 | 0 | 0
[9 empty] | 2022-01-23 | 2022 | 21-22 | 0 | 0 | 0 | 0 | 0 | 0 | 0 | 0 | 637122.5 | 137471.5 | 137951 | 919368.5 | 0 | 0 | 0 | 0 | 0 | 0 | 0 | 0
[9 empty] | 2022-01-24 | 2022 | 21-22 | 0 | 0 | 0 | 0 | 0 | 0 | 0 | 0 | 637122.5 | 137471.5 | 137951 | 919368.5 | 0 | 0 | 0 | 0 | 0 | 0 | 0 | 0
[9 empty] | 2022-01-25 | 2022 | 21-22 | 0 | 0 | 0 | 0 | 0 | 0 | 0 | 0 | 637122.5 | 137471.5 | 137951 | 919368.5 | 0 | 0 | 0 | 0 | 0 | 0 | 0 | 0
[9 empty] | 2022-01-26 | 2022 |  | 0 | 0 | 0 | 0 | 0 | 0 | 0 | 0 | 637122.5 | 137471.5 | 137951 | 919368.5 | 0 | 0 | 0 | 0 | 0 | 0 | 0 | 0
[9 empty] | 2022-01-27 | 2022 | 21-22 | 0 | 0 | 6958.875 | 6958.875 | 0 | 0 | 18 | 18 | 637122.5 | 137471.5 | 137951 | 919368.5 | 0 | 0 | 0.050445 | 0.0075692 | 0 | 0 | 0.00013048 | 1.9579e-05
[9 empty] | 2022-01-28 | 2022 | 21-22 | 0 | 0 | 0 | 0 | 0 | 0 | 0 | 0 | 637122.5 | 137471.5 | 137951 | 919368.5 | 0 | 0 | 0 | 0 | 0 | 0 | 0 | 0
[9 empty] | 2022-01-29 | 2022 | 21-22 | 0 | 0 | 0 | 0 | 0 | 0 | 0 | 0 | 637122.5 | 137471.5 | 137951 | 919368.5 | 0 | 0 | 0 | 0 | 0 | 0 | 0 | 0
[9 empty] | 2022-01-30 | 2022 | 21-22 | 0 | 0 | 0 | 0 | 0 | 0 | 0 | 0 | 637122.5 | 137471.5 | 137951 | 919368.5 | 0 | 0 | 0 | 0 | 0 | 0 | 0 | 0
[9 empty] | 2022-01-31 | 2022 | 21-22 | 0 | 0 | 0 | 0 | 0 | 0 | 0 | 0 | 637122.5 | 137471.5 | 137951 | 919368.5 | 0 | 0 | 0 | 0 | 0 | 0 | 0 | 0
[9 empty] | 2022-02-01 | 2022 | 21-22 | 0 | 0 | 2297.1005 | 2297.1005 | 0 | 0 | 13 | 13 | 637122.5 | 137471.5 | 137951 | 919368.5 | 0 | 0 | 0.016652 | 0.0024986 | 0 | 0 | 9.4236e-05 | 1.414e-05
[9 empty] | 2022-02-02 | 2022 | 21-22 | 0 | 0 | 0 | 0 | 0 | 0 | 0 | 0 | 637122.5 | 137471.5 | 137951 | 919368.5 | 0 | 0 | 0 | 0 | 0 | 0 | 0 | 0
[9 empty] | 2022-02-03 | 2022 | 21-22 | 0 | 0 | 0 | 0 | 0 | 0 | 0 | 0 | 637122.5 | 137471.5 | 137951 | 919368.5 | 0 | 0 | 0 | 0 | 0 | 0 | 0 | 0
[9 empty] | 2022-02-04 | 2022 | 21-22 | 0 | 0 | 0 | 0 | 0 | 0 | 0 | 0 | 637122.5 | 137471.5 | 137951 | 919368.5 | 0 | 0 | 0 | 0 | 0 | 0 | 0 | 0
[9 empty] | 2022-02-05 | 2022 | 21-22 | 0 | 0 | 0 | 0 | 0 | 0 | 0 | 0 | 637122.5 | 137471.5 | 137951 | 919368.5 | 0 | 0 | 0 | 0 | 0 | 0 | 0 | 0
[9 empty] | 2022-02-06 | 2022 | 21-22 | 0 | 0 | 0 | 0 | 0 | 0 | 0 | 0 | 637122.5 | 137471.5 | 137951 | 919368.5 | 0 | 0 | 0 | 0 | 0 | 0 | 0 | 0
[9 empty] | 2022-02-07 | 2022 | 21-22 | 0 | 0 | 0 | 0 | 0 | 0 | 0 | 0 | 637122.5 | 137471.5 | 137951 | 919368.5 | 0 | 0 | 0 | 0 | 0 | 0 | 0 | 0
[9 empty] | 2022-02-08 | 2022 | 21-22 | 0 | 0 | 0 | 0 | 0 | 0 | 0 | 0 | 637122.5 | 137471.5 | 137951 | 919368.5 | 0 | 0 | 0 | 0 | 0 | 0 | 0 | 0
[9 empty] | 2022-02-09 | 2022 | 21-22 | 0 | 0 | 0 | 0 | 0 | 0 | 0 | 0 | 637122.5 | 137471.5 | 137951 | 919368.5 | 0 | 0 | 0 | 0 | 0 | 0 | 0 | 0
[9 empty] | 2022-02-10 | 2022 | 21-22 | 0 | 0 | 0 | 0 | 0 | 0 | 0 | 0 | 637122.5 | 137471.5 | 137951 | 919368.5 | 0 | 0 | 0 | 0 | 0 | 0 | 0 | 0
[9 empty] | 2022-02-11 | 2022 | 21-22 | 0 | 0 | 0 | 0 | 0 | 0 | 0 | 0 | 637122.5 | 137471.5 | 137951 | 919368.5 | 0 | 0 | 0 | 0 | 0 | 0 | 0 | 0
[9 empty] | 2022-02-12 | 2022 | 21-22 | 0 | 0 | 0 | 0 | 0 | 0 | 0 | 0 | 637122.5 | 137471.5 | 137951 | 919368.5 | 0 | 0 | 0 | 0 | 0 | 0 | 0 | 0
[9 empty] | 2022-02-13 | 2022 | 21-22 | 0 | 0 | 0 | 0 | 0 | 0 | 0 | 0 | 637122.5 | 137471.5 | 137951 | 919368.5 | 0 | 0 | 0 | 0 | 0 | 0 | 0 | 0
[9 empty] | 2022-02-14 | 2022 | 21-22 | 0 | 0 | 0 | 0 | 0 | 0 | 0 | 0 | 637122.5 | 137471.5 | 137951 | 919368.5 | 0 | 0 | 0 | 0 | 0 | 0 | 0 | 0
[9 empty] | 2022-02-15 | 2022 | 21-22 | 0 | 0 | 0 | 0 | 0 | 0 | 0 | 0 | 637122.5 | 137471.5 | 137951 | 919368.5 | 0 | 0 | 0 | 0 | 0 | 0 | 0 | 0
[9 empty] | 2022-02-16 | 2022 | 21-22 | 0 | 0 | 12390.28 | 12390.28 | 0 | 0 | 48 | 48 | 637122.5 | 137471.5 | 137951 | 919368.5 | 0 | 0 | 0.089817 | 0.013477 | 0 | 0 | 0.00034795 | 5.221e-05
[9 empty] | 2022-02-17 | 2022 | 21-22 | 0 | 0 | 0 | 0 | 0 | 0 | 0 | 0 | 637122.5 | 137471.5 | 137951 | 919368.5 | 0 | 0 | 0 | 0 | 0 | 0 | 0 | 0
[9 empty] | 2022-02-18 | 2022 | 21-22 | 0 | 0 | 0 | 0 | 0 | 0 | 0 | 0 | 637122.5 | 137471.5 | 137951 | 919368.5 | 0 | 0 | 0 | 0 | 0 | 0 | 0 | 0
[9 empty] | 2022-02-19 | 2022 | 21-22 | 0 | 0 | 0 | 0 | 0 | 0 | 0 | 0 | 637122.5 | 137471.5 | 137951 | 919368.5 | 0 | 0 | 0 | 0 | 0 | 0 | 0 | 0
[9 empty] | 2022-02-20 | 2022 | 21-22 | 0 | 0 | 0 | 0 | 0 | 0 | 0 | 0 | 637122.5 | 137471.5 | 137951 | 919368.5 | 0 | 0 | 0 | 0 | 0 | 0 | 0 | 0
[9 empty] | 2022-02-21 | 2022 | 21-22 | 0 | 0 | 0 | 0 | 0 | 0 | 0 | 0 | 637122.5 | 137471.5 | 137951 | 919368.5 | 0 | 0 | 0 | 0 | 0 | 0 | 0 | 0
[9 empty] | 2022-02-22 | 2022 | 21-22 | 0 | 0 | 0 | 0 | 0 | 0 | 0 | 0 | 637122.5 | 137471.5 | 137951 | 919368.5 | 0 | 0 | 0 | 0 | 0 | 0 | 0 | 0
[9 empty] | 2022-02-23 | 2022 | 21-22 | 0 | 0 | 0 | 0 | 0 | 0 | 0 | 0 | 637122.5 | 137471.5 | 137951 | 919368.5 | 0 | 0 | 0 | 0 | 0 | 0 | 0 | 0
[9 empty] | 2022-02-24 | 2022 | 21-22 | 0 | 0 | 0 | 0 | 0 | 0 | 0 | 0 | 637122.5 | 137471.5 | 137951 | 919368.5 | 0 | 0 | 0 | 0 | 0 | 0 | 0 | 0
[9 empty] | 2022-02-25 | 2022 | 21-22 | 0 | 0 | 0 | 0 | 0 | 0 | 0 | 0 | 637122.5 | 137471.5 | 137951 | 919368.5 | 0 | 0 | 0 | 0 | 0 | 0 | 0 | 0
[9 empty] | 2022-02-26 | 2022 | 21-22 | 0 | 0 | 0 | 0 | 0 | 0 | 0 | 0 | 637122.5 | 137471.5 | 137951 | 919368.5 | 0 | 0 | 0 | 0 | 0 | 0 | 0 | 0
[9 empty] | 2022-02-27 | 2022 | 21-22 | 0 | 0 | 0 | 0 | 0 | 0 | 0 | 0 | 637122.5 | 137471.5 | 137951 | 919368.5 | 0 | 0 | 0 | 0 | 0 | 0 | 0 | 0
[9 empty] | 2022-02-28 | 2022 | 21-22 | 0 | 0 | 0 | 0 | 0 | 0 | 0 | 0 | 637122.5 | 137471.5 | 137951 | 919368.5 | 0 | 0 | 0 | 0 | 0 | 0 | 0 | 0
[9 empty] | 2022-03-01 | 2022 | 21-22 | 0 | 0 | 32123.466 | 32123.466 | 0 | 0 | 35 | 35 | 637122.5 | 137471.5 | 137951 | 919368.5 | 0 | 0 | 0.23286 | 0.034941 | 0 | 0 | 0.00025371 | 3.807e-05
[9 empty] | 2022-03-02 | 2022 | 21-22 | 0 | 0 | 0 | 0 | 0 | 0 | 0 | 0 | 637122.5 | 137471.5 | 137951 | 919368.5 | 0 | 0 | 0 | 0 | 0 | 0 | 0 | 0
[9 empty] | 2022-03-03 | 2022 | 21-22 | 0 | 0 | 0 | 0 | 0 | 0 | 0 | 0 | 637122.5 | 137471.5 | 137951 | 919368.5 | 0 | 0 | 0 | 0 | 0 | 0 | 0 | 0
[9 empty] | 2022-03-04 | 2022 | 21-22 | 0 | 0 | 0 | 0 | 0 | 0 | 0 | 0 | 637122.5 | 137471.5 | 137951 | 919368.5 | 0 | 0 | 0 | 0 | 0 | 0 | 0 | 0
[9 empty] | 2022-03-05 | 2022 | 21-22 | 0 | 0 | 0 | 0 | 0 | 0 | 0 | 0 | 637122.5 | 137471.5 | 137951 | 919368.5 | 0 | 0 | 0 | 0 | 0 | 0 | 0 | 0
[9 empty] | 2022-03-06 | 2022 | 21-22 | 0 | 0 | 0 | 0 | 0 | 0 | 0 | 0 | 637122.5 | 137471.5 | 137951 | 919368.5 | 0 | 0 | 0 | 0 | 0 | 0 | 0 | 0
[9 empty] | 2022-03-07 | 2022 | 21-22 | 0 | 0 | 0 | 0 | 0 | 0 | 0 | 0 | 637122.5 | 137471.5 | 137951 | 919368.5 | 0 | 0 | 0 | 0 | 0 | 0 | 0 | 0
[9 empty] | 2022-03-08 | 2022 | 21-22 | 0 | 0 | 0 | 0 | 0 | 0 | 0 | 0 | 637122.5 | 137471.5 | 137951 | 919368.5 | 0 | 0 | 0 | 0 | 0 | 0 | 0 | 0
[9 empty] | 2022-03-09 | 2022 | 21-22 | 0 | 0 | 0 | 0 | 0 | 0 | 0 | 0 | 637122.5 | 137471.5 | 137951 | 919368.5 | 0 | 0 | 0 | 0 | 0 | 0 | 0 | 0
[9 empty] | 2022-03-10 | 2022 | 21-22 | 0 | 0 | 0 | 0 | 0 | 0 | 0 | 0 | 637122.5 | 137471.5 | 137951 | 919368.5 | 0 | 0 | 0 | 0 | 0 | 0 | 0 | 0
[9 empty] | 2022-03-11 | 2022 | 21-22 | 0 | 0 | 0 | 0 | 0 | 0 | 0 | 0 | 637122.5 | 137471.5 | 137951 | 919368.5 | 0 | 0 | 0 | 0 | 0 | 0 | 0 | 0
[9 empty] | 2022-03-12 | 2022 | 21-22 | 0 | 0 | 0 | 0 | 0 | 0 | 0 | 0 | 637122.5 | 137471.5 | 137951 | 919368.5 | 0 | 0 | 0 | 0 | 0 | 0 | 0 | 0
[9 empty] | 2022-03-13 | 2022 | 21-22 | 0 | 0 | 0 | 0 | 0 | 0 | 0 | 0 | 637122.5 | 137471.5 | 137951 | 919368.5 | 0 | 0 | 0 | 0 | 0 | 0 | 0 | 0
[9 empty] | 2022-03-14 | 2022 | 21-22 | 0 | 0 | 0 | 0 | 0 | 0 | 0 | 0 | 637122.5 | 137471.5 | 137951 | 919368.5 | 0 | 0 | 0 | 0 | 0 | 0 | 0 | 0
[9 empty] | 2022-03-15 | 2022 | 21-22 | 0 | 0 | 0 | 0 | 0 | 0 | 0 | 0 | 637122.5 | 137471.5 | 137951 | 919368.5 | 0 | 0 | 0 | 0 | 0 | 0 | 0 | 0
[9 empty] | 2022-03-16 | 2022 | 21-22 | 0 | 0 | 108710.8 | 108710.8 | 0 | 0 | 268 | 268 | 637122.5 | 137471.5 | 137951 | 919368.5 | 0 | 0 | 0.78804 | 0.11825 | 0 | 0 | 0.0019427 | 0.0002915
[9 empty] | 2022-03-17 | 2022 | 21-22 | 0 | 0 | 0 | 0 | 0 | 0 | 0 | 0 | 637122.5 | 137471.5 | 137951 | 919368.5 | 0 | 0 | 0 | 0 | 0 | 0 | 0 | 0
[9 empty] | 2022-03-18 | 2022 | 21-22 | 0 | 0 | 0 | 0 | 0 | 0 | 0 | 0 | 637122.5 | 137471.5 | 137951 | 919368.5 | 0 | 0 | 0 | 0 | 0 | 0 | 0 | 0
[9 empty] | 2022-03-19 | 2022 | 21-22 | 0 | 0 | 0 | 0 | 0 | 0 | 0 | 0 | 637122.5 | 137471.5 | 137951 | 919368.5 | 0 | 0 | 0 | 0 | 0 | 0 | 0 | 0
[9 empty] | 2022-03-20 | 2022 | 21-22 | 0 | 0 | 0 | 0 | 0 | 0 | 0 | 0 | 637122.5 | 137471.5 | 137951 | 919368.5 | 0 | 0 | 0 | 0 | 0 | 0 | 0 | 0
[9 empty] | 2022-03-21 | 2022 | 21-22 | 0 | 0 | 0 | 0 | 0 | 0 | 0 | 0 | 637122.5 | 137471.5 | 137951 | 919368.5 | 0 | 0 | 0 | 0 | 0 | 0 | 0 | 0
[9 empty] | 2022-03-22 | 2022 | 21-22 | 0 | 0 | 0 | 0 | 0 | 0 | 0 | 0 | 637122.5 | 137471.5 | 137951 | 919368.5 | 0 | 0 | 0 | 0 | 0 | 0 | 0 | 0
[9 empty] | 2022-03-23 | 2022 | 21-22 | 0 | 0 | 0 | 0 | 0 | 0 | 0 | 0 | 637122.5 | 137471.5 | 137951 | 919368.5 | 0 | 0 | 0 | 0 | 0 | 0 | 0 | 0
[9 empty] | 2022-03-24 | 2022 | 21-22 | 0 | 0 | 0 | 0 | 0 | 0 | 0 | 0 | 637122.5 | 137471.5 | 137951 | 919368.5 | 0 | 0 | 0 | 0 | 0 | 0 | 0 | 0
[9 empty] | 2022-03-25 | 2022 | 21-22 | 0 | 0 | 0 | 0 | 0 | 0 | 0 | 0 | 637122.5 | 137471.5 | 137951 | 919368.5 | 0 | 0 | 0 | 0 | 0 | 0 | 0 | 0
[9 empty] | 2022-03-26 | 2022 | 21-22 | 0 | 0 | 0 | 0 | 0 | 0 | 0 | 0 | 637122.5 | 137471.5 | 137951 | 919368.5 | 0 | 0 | 0 | 0 | 0 | 0 | 0 | 0
[9 empty] | 2022-03-27 | 2022 | 21-22 | 0 | 0 | 0 | 0 | 0 | 0 | 0 | 0 | 637122.5 | 137471.5 | 137951 | 919368.5 | 0 | 0 | 0 | 0 | 0 | 0 | 0 | 0
[9 empty] | 2022-03-28 | 2022 | 21-22 | 0 | 0 | 1391.4339 | 1391.4339 | 0 | 0 | 8.6667 | 8.6667 | 637122.5 | 137471.5 | 137951 | 919368.5 | 0 | 0 | 0.010086 | 0.0015135 | 0 | 0 | 6.2824e-05 | 9.4268e-06
[9 empty] | 2022-03-29 | 2022 | 21-22 | 0 | 0 | 0 | 0 | 0 | 0 | 0 | 0 | 637122.5 | 137471.5 | 137951 | 919368.5 | 0 | 0 | 0 | 0 | 0 | 0 | 0 | 0
[9 empty] | 2022-03-30 | 2022 | 21-22 | 0 | 0 | 0 | 0 | 0 | 0 | 0 | 0 | 637122.5 | 137471.5 | 137951 | 919368.5 | 0 | 0 | 0 | 0 | 0 | 0 | 0 | 0
[9 empty] | 2022-03-31 | 2022 | 21-22 | 0 | 0 | 0 | 0 | 0 | 0 | 0 | 0 | 637122.5 | 137471.5 | 137951 | 919368.5 | 0 | 0 | 0 | 0 | 0 | 0 | 0 | 0
[9 empty] | 2022-04-01 | 2022 | 21-22 | 0 | 0 | 0 | 0 | 0 | 0 | 0 | 0 | 637122.5 | 137471.5 | 137951 | 919368.5 | 0 | 0 | 0 | 0 | 0 | 0 | 0 | 0
[9 empty] | 2022-04-02 | 2022 | 21-22 | 0 | 0 | 0 | 0 | 0 | 0 | 0 | 0 | 637122.5 | 137471.5 | 137951 | 919368.5 | 0 | 0 | 0 | 0 | 0 | 0 | 0 | 0
[9 empty] | 2022-04-03 | 2022 | 21-22 | 0 | 0 | 0 | 0 | 0 | 0 | 0 | 0 | 637122.5 | 137471.5 | 137951 | 919368.5 | 0 | 0 | 0 | 0 | 0 | 0 | 0 | 0
[9 empty] | 2022-04-04 | 2022 | 21-22 | 0 | 0 | 0 | 0 | 0 | 0 | 0 | 0 | 637122.5 | 137471.5 | 137951 | 919368.5 | 0 | 0 | 0 | 0 | 0 | 0 | 0 | 0
[9 empty] | 2022-04-05 | 2022 | 21-22 | 0 | 0 | 0 | 0 | 0 | 0 | 0 | 0 | 637122.5 | 137471.5 | 137951 | 919368.5 | 0 | 0 | 0 | 0 | 0 | 0 | 0 | 0
[9 empty] | 2022-04-06 | 2022 | 21-22 | 0 | 0 | 13232.3 | 13232.3 | 0 | 0 | 18 | 18 | 637122.5 | 137471.5 | 137951 | 919368.5 | 0 | 0 | 0.09592 | 0.014393 | 0 | 0 | 0.00013048 | 1.9579e-05
[9 empty] | 2022-04-07 | 2022 | 21-22 | 0 | 0 | 0 | 0 | 0 | 0 | 0 | 0 | 637122.5 | 137471.5 | 137951 | 919368.5 | 0 | 0 | 0 | 0 | 0 | 0 | 0 | 0
[9 empty] | 2022-04-08 | 2022 | 21-22 | 0 | 0 | 0 | 0 | 0 | 0 | 0 | 0 | 637122.5 | 137471.5 | 137951 | 919368.5 | 0 | 0 | 0 | 0 | 0 | 0 | 0 | 0
[9 empty] | 2022-04-09 | 2022 | 21-22 | 0 | 0 | 0 | 0 | 0 | 0 | 0 | 0 | 637122.5 | 137471.5 | 137951 | 919368.5 | 0 | 0 | 0 | 0 | 0 | 0 | 0 | 0
[9 empty] | 2022-04-10 | 2022 | 21-22 | 0 | 0 | 0 | 0 | 0 | 0 | 0 | 0 | 637122.5 | 137471.5 | 137951 | 919368.5 | 0 | 0 | 0 | 0 | 0 | 0 | 0 | 0
[9 empty] | 2022-04-11 | 2022 | 21-22 | 0 | 0 | 0 | 0 | 0 | 0 | 0 | 0 | 637122.5 | 137471.5 | 137951 | 919368.5 | 0 | 0 | 0 | 0 | 0 | 0 | 0 | 0
[9 empty] | 2022-04-12 | 2022 | 21-22 | 0 | 0 | 0 | 0 | 0 | 0 | 0 | 0 | 637122.5 | 137471.5 | 137951 | 919368.5 | 0 | 0 | 0 | 0 | 0 | 0 | 0 | 0
[9 empty] | 2022-04-13 | 2022 | 21-22 | 0 | 0 | 0 | 0 | 0 | 0 | 0 | 0 | 637122.5 | 137471.5 | 137951 | 919368.5 | 0 | 0 | 0 | 0 | 0 | 0 | 0 | 0
[9 empty] | 2022-04-14 | 2022 | 21-22 | 0 | 0 | 0 | 0 | 0 | 0 | 0 | 0 | 637122.5 | 137471.5 | 137951 | 919368.5 | 0 | 0 | 0 | 0 | 0 | 0 | 0 | 0
[9 empty] | 2022-04-15 | 2022 | 21-22 | 0 | 0 | 0 | 0 | 0 | 0 | 0 | 0 | 637122.5 | 137471.5 | 137951 | 919368.5 | 0 | 0 | 0 | 0 | 0 | 0 | 0 | 0
[9 empty] | 2022-04-16 | 2022 | 21-22 | 0 | 0 | 0 | 0 | 0 | 0 | 0 | 0 | 637122.5 | 137471.5 | 137951 | 919368.5 | 0 | 0 | 0 | 0 | 0 | 0 | 0 | 0
[9 empty] | 2022-04-17 | 2022 | 21-22 | 0 | 0 | 0 | 0 | 0 | 0 | 0 | 0 | 637122.5 | 137471.5 | 137951 | 919368.5 | 0 | 0 | 0 | 0 | 0 | 0 | 0 | 0
[9 empty] | 2022-04-18 | 2022 | 21-22 | 0 | 0 | 0 | 0 | 0 | 0 | 0 | 0 | 637122.5 | 137471.5 | 137951 | 919368.5 | 0 | 0 | 0 | 0 | 0 | 0 | 0 | 0
[9 empty] | 2022-04-19 | 2022 | 21-22 | 0 | 0 | 0 | 0 | 0 | 0 | 0 | 0 | 637122.5 | 137471.5 | 137951 | 919368.5 | 0 | 0 | 0 | 0 | 0 | 0 | 0 | 0
[9 empty] | 2022-04-20 | 2022 | 21-22 | 0 | 0 | 0 | 0 | 0 | 0 | 0 | 0 | 637122.5 | 137471.5 | 137951 | 919368.5 | 0 | 0 | 0 | 0 | 0 | 0 | 0 | 0
[9 empty] | 2022-04-21 | 2022 | 21-22 | 0 | 0 | 0 | 0 | 0 | 0 | 0 | 0 | 637122.5 | 137471.5 | 137951 | 919368.5 | 0 | 0 | 0 | 0 | 0 | 0 | 0 | 0
[9 empty] | 2022-04-22 | 2022 | 21-22 | 0 | 0 | 0 | 0 | 0 | 0 | 0 | 0 | 637122.5 | 137471.5 | 137951 | 919368.5 | 0 | 0 | 0 | 0 | 0 | 0 | 0 | 0
[9 empty] | 2022-04-23 | 2022 | 21-22 | 0 | 0 | 0 | 0 | 0 | 0 | 0 | 0 | 637122.5 | 137471.5 | 137951 | 919368.5 | 0 | 0 | 0 | 0 | 0 | 0 | 0 | 0
[9 empty] | 2022-04-24 | 2022 | 21-22 | 0 | 0 | 0 | 0 | 0 | 0 | 0 | 0 | 637122.5 | 137471.5 | 137951 | 919368.5 | 0 | 0 | 0 | 0 | 0 | 0 | 0 | 0
[9 empty] | 2022-04-25 | 2022 | 21-22 | 0 | 0 | 0 | 0 | 0 | 0 | 0 | 0 | 637122.5 | 137471.5 | 137951 | 919368.5 | 0 | 0 | 0 | 0 | 0 | 0 | 0 | 0
[9 empty] | 2022-04-26 | 2022 | 21-22 | 0 | 0 | 0 | 0 | 0 | 0 | 0 | 0 | 637122.5 | 137471.5 | 137951 | 919368.5 | 0 | 0 | 0 | 0 | 0 | 0 | 0 | 0
[9 empty] | 2022-04-27 | 2022 | 21-22 | 0 | 0 | 0 | 0 | 0 | 0 | 0 | 0 | 637122.5 | 137471.5 | 137951 | 919368.5 | 0 | 0 | 0 | 0 | 0 | 0 | 0 | 0
[9 empty] | 2022-04-28 | 2022 | 21-22 | 0 | 0 | 0 | 0 | 0 | 0 | 0 | 0 | 637122.5 | 137471.5 | 137951 | 919368.5 | 0 | 0 | 0 | 0 | 0 | 0 | 0 | 0
[9 empty] | 2022-04-29 | 2022 | 21-22 | 0 | 0 | 0 | 0 | 0 | 0 | 0 | 0 | 637122.5 | 137471.5 | 137951 | 919368.5 | 0 | 0 | 0 | 0 | 0 | 0 | 0 | 0
[9 empty] | 2022-04-30 | 2022 | 21-22 | 0 | 0 | 0 | 0 | 0 | 0 | 0 | 0 | 637122.5 | 137471.5 | 137951 | 919368.5 | 0 | 0 | 0 | 0 | 0 | 0 | 0 | 0
[9 empty] | 2022-05-01 | 2022 | 21-22 | 0 | 0 | 0 | 0 | 0 | 0 | 0 | 0 | 637122.5 | 137471.5 | 137951 | 919368.5 | 0 | 0 | 0 | 0 | 0 | 0 | 0 | 0
[9 empty] | 2022-05-02 | 2022 | 21-22 | 0 | 0 | 0 | 0 | 0 | 0 | 0 | 0 | 637122.5 | 137471.5 | 137951 | 919368.5 | 0 | 0 | 0 | 0 | 0 | 0 | 0 | 0
[9 empty] | 2022-05-03 | 2022 | 21-22 | 0 | 0 | 0 | 0 | 0 | 0 | 0 | 0 | 637122.5 | 137471.5 | 137951 | 919368.5 | 0 | 0 | 0 | 0 | 0 | 0 | 0 | 0
[9 empty] | 2022-05-04 | 2022 | 21-22 | 0 | 0 | 0 | 0 | 0 | 0 | 0 | 0 | 637122.5 | 137471.5 | 137951 | 919368.5 | 0 | 0 | 0 | 0 | 0 | 0 | 0 | 0
[9 empty] | 2022-05-05 | 2022 | 21-22 | 0 | 0 | 0 | 0 | 0 | 0 | 0 | 0 | 637122.5 | 137471.5 | 137951 | 919368.5 | 0 | 0 | 0 | 0 | 0 | 0 | 0 | 0
[9 empty] | 2022-05-06 | 2022 | 21-22 | 0 | 0 | 0 | 0 | 0 | 0 | 0 | 0 | 637122.5 | 137471.5 | 137951 | 919368.5 | 0 | 0 | 0 | 0 | 0 | 0 | 0 | 0
[9 empty] | 2022-05-07 | 2022 | 21-22 | 0 | 0 | 0 | 0 | 0 | 0 | 0 | 0 | 637122.5 | 137471.5 | 137951 | 919368.5 | 0 | 0 | 0 | 0 | 0 | 0 | 0 | 0
[9 empty] | 2022-05-08 | 2022 | 21-22 | 0 | 0 | 0 | 0 | 0 | 0 | 0 | 0 | 637122.5 | 137471.5 | 137951 | 919368.5 | 0 | 0 | 0 | 0 | 0 | 0 | 0 | 0
[9 empty] | 2022-05-09 | 2022 | 21-22 | 0 | 0 | 0 | 0 | 0 | 0 | 0 | 0 | 637122.5 | 137471.5 | 137951 | 919368.5 | 0 | 0 | 0 | 0 | 0 | 0 | 0 | 0
[9 empty] | 2022-05-10 | 2022 | 21-22 | 0 | 0 | 0 | 0 | 0 | 0 | 0 | 0 | 637122.5 | 137471.5 | 137951 | 919368.5 | 0 | 0 | 0 | 0 | 0 | 0 | 0 | 0
[9 empty] | 2022-05-11 | 2022 | 21-22 | 0 | 0 | 0 | 0 | 0 | 0 | 0 | 0 | 637122.5 | 137471.5 | 137951 | 919368.5 | 0 | 0 | 0 | 0 | 0 | 0 | 0 | 0
[9 empty] | 2022-05-12 | 2022 | 21-22 | 0 | 0 | 0 | 0 | 0 | 0 | 0 | 0 | 637122.5 | 137471.5 | 137951 | 919368.5 | 0 | 0 | 0 | 0 | 0 | 0 | 0 | 0
[9 empty] | 2022-05-13 | 2022 | 21-22 | 0 | 0 | 0 | 0 | 0 | 0 | 0 | 0 | 637122.5 | 137471.5 | 137951 | 919368.5 | 0 | 0 | 0 | 0 | 0 | 0 | 0 | 0
[9 empty] | 2022-05-14 | 2022 | 21-22 | 0 | 0 | 0 | 0 | 0 | 0 | 0 | 0 | 637122.5 | 137471.5 | 137951 | 919368.5 | 0 | 0 | 0 | 0 | 0 | 0 | 0 | 0
[9 empty] | 2022-05-15 | 2022 | 21-22 | 0 | 0 | 0 | 0 | 0 | 0 | 0 | 0 | 637122.5 | 137471.5 | 137951 | 919368.5 | 0 | 0 | 0 | 0 | 0 | 0 | 0 | 0
[9 empty] | 2022-05-16 | 2022 | 21-22 | 0 | 0 | 0 | 0 | 0 | 0 | 0 | 0 | 637122.5 | 137471.5 | 137951 | 919368.5 | 0 | 0 | 0 | 0 | 0 | 0 | 0 | 0
[9 empty] | 2022-05-17 | 2022 | 21-22 | 0 | 0 | 0 | 0 | 0 | 0 | 0 | 0 | 637122.5 | 137471.5 | 137951 | 919368.5 | 0 | 0 | 0 | 0 | 0 | 0 | 0 | 0
[9 empty] | 2022-05-18 | 2022 | 21-22 | 0 | 0 | 0 | 0 | 0 | 0 | 0 | 0 | 637122.5 | 137471.5 | 137951 | 919368.5 | 0 | 0 | 0 | 0 | 0 | 0 | 0 | 0
[9 empty] | 2022-05-19 | 2022 | 21-22 | 0 | 0 | 0 | 0 | 0 | 0 | 0 | 0 | 637122.5 | 137471.5 | 137951 | 919368.5 | 0 | 0 | 0 | 0 | 0 | 0 | 0 | 0
[9 empty] | 2022-05-20 | 2022 | 21-22 | 0 | 0 | 0 | 0 | 0 | 0 | 0 | 0 | 637122.5 | 137471.5 | 137951 | 919368.5 | 0 | 0 | 0 | 0 | 0 | 0 | 0 | 0
[9 empty] | 2022-05-21 | 2022 | 21-22 | 0 | 0 | 0 | 0 | 0 | 0 | 0 | 0 | 637122.5 | 137471.5 | 137951 | 919368.5 | 0 | 0 | 0 | 0 | 0 | 0 | 0 | 0
[9 empty] | 2022-05-22 | 2022 | 21-22 | 0 | 0 | 0 | 0 | 0 | 0 | 0 | 0 | 637122.5 | 137471.5 | 137951 | 919368.5 | 0 | 0 | 0 | 0 | 0 | 0 | 0 | 0
[9 empty] | 2022-05-23 | 2022 | 21-22 | 0 | 0 | 0 | 0 | 0 | 0 | 0 | 0 | 637122.5 | 137471.5 | 137951 | 919368.5 | 0 | 0 | 0 | 0 | 0 | 0 | 0 | 0
[9 empty] | 2022-05-24 | 2022 | 21-22 | 0 | 0 | 0 | 0 | 0 | 0 | 0 | 0 | 637122.5 | 137471.5 | 137951 | 919368.5 | 0 | 0 | 0 | 0 | 0 | 0 | 0 | 0
[9 empty] | 2022-05-25 | 2022 | 21-22 | 0 | 0 | 0 | 0 | 0 | 0 | 0 | 0 | 637122.5 | 137471.5 | 137951 | 919368.5 | 0 | 0 | 0 | 0 | 0 | 0 | 0 | 0
[9 empty] | 2022-05-26 | 2022 | 21-22 | 0 | 0 | 0 | 0 | 0 | 0 | 0 | 0 | 637122.5 | 137471.5 | 137951 | 919368.5 | 0 | 0 | 0 | 0 | 0 | 0 | 0 | 0
[9 empty] | 2022-05-27 | 2022 | 21-22 | 0 | 0 | 0 | 0 | 0 | 0 | 0 | 0 | 637122.5 | 137471.5 | 137951 | 919368.5 | 0 | 0 | 0 | 0 | 0 | 0 | 0 | 0
[9 empty] | 2022-05-28 | 2022 | 21-22 | 0 | 0 | 0 | 0 | 0 | 0 | 0 | 0 | 637122.5 | 137471.5 | 137951 | 919368.5 | 0 | 0 | 0 | 0 | 0 | 0 | 0 | 0
[9 empty] | 2022-05-29 | 2022 | 21-22 | 0 | 0 | 0 | 0 | 0 | 0 | 0 | 0 | 637122.5 | 137471.5 | 137951 | 919368.5 | 0 | 0 | 0 | 0 | 0 | 0 | 0 | 0
[9 empty] | 2022-05-30 | 2022 | 21-22 | 0 | 0 | 0 | 0 | 0 | 0 | 0 | 0 | 637122.5 | 137471.5 | 137951 | 919368.5 | 0 | 0 | 0 | 0 | 0 | 0 | 0 | 0
[9 empty] | 2022-05-31 | 2022 | 21-22 | 0 | 0 | 0 | 0 | 0 | 0 | 0 | 0 | 637122.5 | 137471.5 | 137951 | 919368.5 | 0 | 0 | 0 | 0 | 0 | 0 | 0 | 0
[9 empty] | 2022-06-01 | 2022 | 21-22 | 0 | 0 | 0 | 0 | 0 | 0 | 0 | 0 | 637122.5 | 137471.5 | 137951 | 919368.5 | 0 | 0 | 0 | 0 | 0 | 0 | 0 | 0
[9 empty] | 2022-06-02 | 2022 | 21-22 | 0 | 0 | 0 | 0 | 0 | 0 | 0 | 0 | 637122.5 | 137471.5 | 137951 | 919368.5 | 0 | 0 | 0 | 0 | 0 | 0 | 0 | 0
[9 empty] | 2022-06-03 | 2022 | 21-22 | 0 | 0 | 0 | 0 | 0 | 0 | 0 | 0 | 637122.5 | 137471.5 | 137951 | 919368.5 | 0 | 0 | 0 | 0 | 0 | 0 | 0 | 0
[9 empty] | 2022-06-04 | 2022 | 21-22 | 0 | 0 | 0 | 0 | 0 | 0 | 0 | 0 | 637122.5 | 137471.5 | 137951 | 919368.5 | 0 | 0 | 0 | 0 | 0 | 0 | 0 | 0
[9 empty] | 2022-06-05 | 2022 | 21-22 | 0 | 0 | 0 | 0 | 0 | 0 | 0 | 0 | 637122.5 | 137471.5 | 137951 | 919368.5 | 0 | 0 | 0 | 0 | 0 | 0 | 0 | 0
[9 empty] | 2022-06-06 | 2022 | 21-22 | 0 | 0 | 0 | 0 | 0 | 0 | 0 | 0 | 637122.5 | 137471.5 | 137951 | 919368.5 | 0 | 0 | 0 | 0 | 0 | 0 | 0 | 0
[9 empty] | 2022-06-07 | 2022 | 21-22 | 0 | 0 | 0 | 0 | 0 | 0 | 0 | 0 | 637122.5 | 137471.5 | 137951 | 919368.5 | 0 | 0 | 0 | 0 | 0 | 0 | 0 | 0
[9 empty] | 2022-06-08 | 2022 | 21-22 | 0 | 0 | 0 | 0 | 0 | 0 | 0 | 0 | 637122.5 | 137471.5 | 137951 | 919368.5 | 0 | 0 | 0 | 0 | 0 | 0 | 0 | 0
[9 empty] | 2022-06-09 | 2022 | 21-22 | 0 | 0 | 0 | 0 | 0 | 0 | 0 | 0 | 637122.5 | 137471.5 | 137951 | 919368.5 | 0 | 0 | 0 | 0 | 0 | 0 | 0 | 0
[9 empty] | 2022-06-10 | 2022 | 21-22 | 0 | 0 | 0 | 0 | 0 | 0 | 0 | 0 | 637122.5 | 137471.5 | 137951 | 919368.5 | 0 | 0 | 0 | 0 | 0 | 0 | 0 | 0
[9 empty] | 2022-06-11 | 2022 | 21-22 | 0 | 0 | 0 | 0 | 0 | 0 | 0 | 0 | 637122.5 | 137471.5 | 137951 | 919368.5 | 0 | 0 | 0 | 0 | 0 | 0 | 0 | 0
[9 empty] | 2022-06-12 | 2022 | 21-22 | 0 | 0 | 0 | 0 | 0 | 0 | 0 | 0 | 637122.5 | 137471.5 | 137951 | 919368.5 | 0 | 0 | 0 | 0 | 0 | 0 | 0 | 0
[9 empty] | 2022-06-13 | 2022 | 21-22 | 0 | 0 | 0 | 0 | 0 | 0 | 0 | 0 | 637122.5 | 137471.5 | 137951 | 919368.5 | 0 | 0 | 0 | 0 | 0 | 0 | 0 | 0
[9 empty] | 2022-06-14 | 2022 | 21-22 | 0 | 0 | 0 | 0 | 0 | 0 | 0 | 0 | 637122.5 | 137471.5 | 137951 | 919368.5 | 0 | 0 | 0 | 0 | 0 | 0 | 0 | 0
[9 empty] | 2022-06-15 | 2022 | 21-22 | 0 | 0 | 0 | 0 | 0 | 0 | 0 | 0 | 637122.5 | 137471.5 | 137951 | 919368.5 | 0 | 0 | 0 | 0 | 0 | 0 | 0 | 0
[9 empty] | 2022-06-16 | 2022 | 21-22 | 0 | 0 | 0 | 0 | 0 | 0 | 0 | 0 | 637122.5 | 137471.5 | 137951 | 919368.5 | 0 | 0 | 0 | 0 | 0 | 0 | 0 | 0
[9 empty] | 2022-06-17 | 2022 | 21-22 | 0 | 0 | 0 | 0 | 0 | 0 | 0 | 0 | 637122.5 | 137471.5 | 137951 | 919368.5 | 0 | 0 | 0 | 0 | 0 | 0 | 0 | 0
[9 empty] | 2022-06-18 | 2022 | 21-22 | 0 | 0 | 0 | 0 | 0 | 0 | 0 | 0 | 637122.5 | 137471.5 | 137951 | 919368.5 | 0 | 0 | 0 | 0 | 0 | 0 | 0 | 0
[9 empty] | 2022-06-19 | 2022 | 21-22 | 0 | 0 | 0 | 0 | 0 | 0 | 0 | 0 | 637122.5 | 137471.5 | 137951 | 919368.5 | 0 | 0 | 0 | 0 | 0 | 0 | 0 | 0
[9 empty] | 2022-06-20 | 2022 | 21-22 | 0 | 0 | 0 | 0 | 0 | 0 | 0 | 0 | 637122.5 | 137471.5 | 137951 | 919368.5 | 0 | 0 | 0 | 0 | 0 | 0 | 0 | 0
[9 empty] | 2022-06-21 | 2022 | 21-22 | 0 | 0 | 0 | 0 | 0 | 0 | 0 | 0 | 637122.5 | 137471.5 | 137951 | 919368.5 | 0 | 0 | 0 | 0 | 0 | 0 | 0 | 0
[9 empty] | 2022-06-22 | 2022 | 21-22 | 0 | 0 | 0 | 0 | 0 | 0 | 0 | 0 | 637122.5 | 137471.5 | 137951 | 919368.5 | 0 | 0 | 0 | 0 | 0 | 0 | 0 | 0
[9 empty] | 2022-06-23 | 2022 | 21-22 | 0 | 0 | 0 | 0 | 0 | 0 | 0 | 0 | 637122.5 | 137471.5 | 137951 | 919368.5 | 0 | 0 | 0 | 0 | 0 | 0 | 0 | 0
[9 empty] | 2022-06-24 | 2022 | 21-22 | 0 | 0 | 0 | 0 | 0 | 0 | 0 | 0 | 637122.5 | 137471.5 | 137951 | 919368.5 | 0 | 0 | 0 | 0 | 0 | 0 | 0 | 0
[9 empty] | 2022-06-25 | 2022 | 21-22 | 0 | 0 | 0 | 0 | 0 | 0 | 0 | 0 | 637122.5 | 137471.5 | 137951 | 919368.5 | 0 | 0 | 0 | 0 | 0 | 0 | 0 | 0
[9 empty] | 2022-06-26 | 2022 | 21-22 | 0 | 0 | 0 | 0 | 0 | 0 | 0 | 0 | 637122.5 | 137471.5 | 137951 | 919368.5 | 0 | 0 | 0 | 0 | 0 | 0 | 0 | 0
[9 empty] | 2022-06-27 | 2022 | 21-22 | 0 | 0 | 0 | 0 | 0 | 0 | 0 | 0 | 637122.5 | 137471.5 | 137951 | 919368.5 | 0 | 0 | 0 | 0 | 0 | 0 | 0 | 0
[9 empty] | 2022-06-28 | 2022 | 21-22 | 0 | 0 | 0 | 0 | 0 | 0 | 0 | 0 | 637122.5 | 137471.5 | 137951 | 919368.5 | 0 | 0 | 0 | 0 | 0 | 0 | 0 | 0
[9 empty] | 2022-06-29 | 2022 | 21-22 | 0 | 0 | 0 | 0 | 0 | 0 | 0 | 0 | 637122.5 | 137471.5 | 137951 | 919368.5 | 0 | 0 | 0 | 0 | 0 | 0 | 0 | 0
[9 empty] | 2022-06-30 | 2022 | 21-22 | 0 | 0 | 0 | 0 | 0 | 0 | 0 | 0 | 637122.5 | 137471.5 | 137951 | 919368.5 | 0 | 0 | 0 | 0 | 0 | 0 | 0 | 0
[9 empty] | 2022-07-01 | 2023 | 22-23 | 0 | 0 | 0 | 0 | 0 | 0 | 0 | 0 | 641866.5 | 140158.5 | 138614 | 927484.5 | 0 | 0 | 0 | 0 | 0 | 0 | 0 | 0
[9 empty] | 2022-07-02 | 2023 | 22-23 | 0 | 0 | 0 | 0 | 0 | 0 | 0 | 0 | 641866.5 | 140158.5 | 138614 | 927484.5 | 0 | 0 | 0 | 0 | 0 | 0 | 0 | 0
[9 empty] | 2022-07-03 | 2023 | 22-23 | 0 | 0 | 0 | 0 | 0 | 0 | 0 | 0 | 641866.5 | 140158.5 | 138614 | 927484.5 | 0 | 0 | 0 | 0 | 0 | 0 | 0 | 0
[9 empty] | 2022-07-04 | 2023 | 22-23 | 0 | 0 | 0 | 0 | 0 | 0 | 0 | 0 | 641866.5 | 140158.5 | 138614 | 927484.5 | 0 | 0 | 0 | 0 | 0 | 0 | 0 | 0
[9 empty] | 2022-07-05 | 2023 | 22-23 | 0 | 0 | 0 | 0 | 0 | 0 | 0 | 0 | 641866.5 | 140158.5 | 138614 | 927484.5 | 0 | 0 | 0 | 0 | 0 | 0 | 0 | 0
[9 empty] | 2022-07-06 | 2023 | 22-23 | 0 | 0 | 0 | 0 | 0 | 0 | 0 | 0 | 641866.5 | 140158.5 | 138614 | 927484.5 | 0 | 0 | 0 | 0 | 0 | 0 | 0 | 0
[9 empty] | 2022-07-07 | 2023 | 22-23 | 0 | 0 | 0 | 0 | 0 | 0 | 0 | 0 | 641866.5 | 140158.5 | 138614 | 927484.5 | 0 | 0 | 0 | 0 | 0 | 0 | 0 | 0
[9 empty] | 2022-07-08 | 2023 | 22-23 | 0 | 0 | 0 | 0 | 0 | 0 | 0 | 0 | 641866.5 | 140158.5 | 138614 | 927484.5 | 0 | 0 | 0 | 0 | 0 | 0 | 0 | 0
[9 empty] | 2022-07-09 | 2023 | 22-23 | 0 | 0 | 0 | 0 | 0 | 0 | 0 | 0 | 641866.5 | 140158.5 | 138614 | 927484.5 | 0 | 0 | 0 | 0 | 0 | 0 | 0 | 0
[9 empty] | 2022-07-10 | 2023 | 22-23 | 0 | 0 | 0 | 0 | 0 | 0 | 0 | 0 | 641866.5 | 140158.5 | 138614 | 927484.5 | 0 | 0 | 0 | 0 | 0 | 0 | 0 | 0
[9 empty] | 2022-07-11 | 2023 | 22-23 | 0 | 0 | 0 | 0 | 0 | 0 | 0 | 0 | 641866.5 | 140158.5 | 138614 | 927484.5 | 0 | 0 | 0 | 0 | 0 | 0 | 0 | 0
[9 empty] | 2022-07-12 | 2023 | 22-23 | 0 | 0 | 0 | 0 | 0 | 0 | 0 | 0 | 641866.5 | 140158.5 | 138614 | 927484.5 | 0 | 0 | 0 | 0 | 0 | 0 | 0 | 0
[9 empty] | 2022-07-13 | 2023 | 22-23 | 0 | 0 | 0 | 0 | 0 | 0 | 0 | 0 | 641866.5 | 140158.5 | 138614 | 927484.5 | 0 | 0 | 0 | 0 | 0 | 0 | 0 | 0
[9 empty] | 2022-07-14 | 2023 | 22-23 | 0 | 0 | 0 | 0 | 0 | 0 | 0 | 0 | 641866.5 | 140158.5 | 138614 | 927484.5 | 0 | 0 | 0 | 0 | 0 | 0 | 0 | 0
[9 empty] | 2022-07-15 | 2023 | 22-23 | 0 | 0 | 0 | 0 | 0 | 0 | 0 | 0 | 641866.5 | 140158.5 | 138614 | 927484.5 | 0 | 0 | 0 | 0 | 0 | 0 | 0 | 0
[9 empty] | 2022-07-16 | 2023 | 22-23 | 0 | 0 | 0 | 0 | 0 | 0 | 0 | 0 | 641866.5 | 140158.5 | 138614 | 927484.5 | 0 | 0 | 0 | 0 | 0 | 0 | 0 | 0
[9 empty] | 2022-07-17 | 2023 | 22-23 | 0 | 0 | 0 | 0 | 0 | 0 | 0 | 0 | 641866.5 | 140158.5 | 138614 | 927484.5 | 0 | 0 | 0 | 0 | 0 | 0 | 0 | 0
[9 empty] | 2022-07-18 | 2023 | 22-23 | 0 | 0 | 0 | 0 | 0 | 0 | 0 | 0 | 641866.5 | 140158.5 | 138614 | 927484.5 | 0 | 0 | 0 | 0 | 0 | 0 | 0 | 0
[9 empty] | 2022-07-19 | 2023 | 22-23 | 0 | 0 | 0 | 0 | 0 | 0 | 0 | 0 | 641866.5 | 140158.5 | 138614 | 927484.5 | 0 | 0 | 0 | 0 | 0 | 0 | 0 | 0
[9 empty] | 2022-07-20 | 2023 | 22-23 | 0 | 0 | 0 | 0 | 0 | 0 | 0 | 0 | 641866.5 | 140158.5 | 138614 | 927484.5 | 0 | 0 | 0 | 0 | 0 | 0 | 0 | 0
[9 empty] | 2022-07-21 | 2023 | 22-23 | 0 | 0 | 0 | 0 | 0 | 0 | 0 | 0 | 641866.5 | 140158.5 | 138614 | 927484.5 | 0 | 0 | 0 | 0 | 0 | 0 | 0 | 0
[9 empty] | 2022-07-22 | 2023 | 22-23 | 0 | 0 | 0 | 0 | 0 | 0 | 0 | 0 | 641866.5 | 140158.5 | 138614 | 927484.5 | 0 | 0 | 0 | 0 | 0 | 0 | 0 | 0
[9 empty] | 2022-07-23 | 2023 | 22-23 | 0 | 0 | 0 | 0 | 0 | 0 | 0 | 0 | 641866.5 | 140158.5 | 138614 | 927484.5 | 0 | 0 | 0 | 0 | 0 | 0 | 0 | 0
[9 empty] | 2022-07-24 | 2023 | 22-23 | 0 | 0 | 0 | 0 | 0 | 0 | 0 | 0 | 641866.5 | 140158.5 | 138614 | 927484.5 | 0 | 0 | 0 | 0 | 0 | 0 | 0 | 0
[9 empty] | 2022-07-25 | 2023 | 22-23 | 0 | 0 | 0 | 0 | 0 | 0 | 0 | 0 | 641866.5 | 140158.5 | 138614 | 927484.5 | 0 | 0 | 0 | 0 | 0 | 0 | 0 | 0
[9 empty] | 2022-07-26 | 2023 | 22-23 | 0 | 0 | 0 | 0 | 0 | 0 | 0 | 0 | 641866.5 | 140158.5 | 138614 | 927484.5 | 0 | 0 | 0 | 0 | 0 | 0 | 0 | 0
[9 empty] | 2022-07-27 | 2023 | 22-23 | 0 | 0 | 0 | 0 | 0 | 0 | 0 | 0 | 641866.5 | 140158.5 | 138614 | 927484.5 | 0 | 0 | 0 | 0 | 0 | 0 | 0 | 0
[9 empty] | 2022-07-28 | 2023 | 22-23 | 0 | 0 | 0 | 0 | 0 | 0 | 0 | 0 | 641866.5 | 140158.5 | 138614 | 927484.5 | 0 | 0 | 0 | 0 | 0 | 0 | 0 | 0
[9 empty] | 2022-07-29 | 2023 | 22-23 | 0 | 0 | 0 | 0 | 0 | 0 | 0 | 0 | 641866.5 | 140158.5 | 138614 | 927484.5 | 0 | 0 | 0 | 0 | 0 | 0 | 0 | 0
[9 empty] | 2022-07-30 | 2023 | 22-23 | 0 | 0 | 0 | 0 | 0 | 0 | 0 | 0 | 641866.5 | 140158.5 | 138614 | 927484.5 | 0 | 0 | 0 | 0 | 0 | 0 | 0 | 0
[9 empty] | 2022-07-31 | 2023 | 22-23 | 0 | 0 | 0 | 0 | 0 | 0 | 0 | 0 | 641866.5 | 140158.5 | 138614 | 927484.5 | 0 | 0 | 0 | 0 | 0 | 0 | 0 | 0
[9 empty] | 2022-08-01 | 2023 | 22-23 | 0 | 0 | 0 | 0 | 0 | 0 | 0 | 0 | 641866.5 | 140158.5 | 138614 | 927484.5 | 0 | 0 | 0 | 0 | 0 | 0 | 0 | 0
[9 empty] | 2022-08-02 | 2023 | 22-23 | 0 | 0 | 0 | 0 | 0 | 0 | 0 | 0 | 641866.5 | 140158.5 | 138614 | 927484.5 | 0 | 0 | 0 | 0 | 0 | 0 | 0 | 0
[9 empty] | 2022-08-03 | 2023 | 22-23 | 0 | 0 | 0 | 0 | 0 | 0 | 0 | 0 | 641866.5 | 140158.5 | 138614 | 927484.5 | 0 | 0 | 0 | 0 | 0 | 0 | 0 | 0
[9 empty] | 2022-08-04 | 2023 | 22-23 | 0 | 0 | 0 | 0 | 0 | 0 | 0 | 0 | 641866.5 | 140158.5 | 138614 | 927484.5 | 0 | 0 | 0 | 0 | 0 | 0 | 0 | 0
[9 empty] | 2022-08-05 | 2023 | 22-23 | 0 | 0 | 0 | 0 | 0 | 0 | 0 | 0 | 641866.5 | 140158.5 | 138614 | 927484.5 | 0 | 0 | 0 | 0 | 0 | 0 | 0 | 0
[9 empty] | 2022-08-06 | 2023 | 22-23 | 0 | 0 | 0 | 0 | 0 | 0 | 0 | 0 | 641866.5 | 140158.5 | 138614 | 927484.5 | 0 | 0 | 0 | 0 | 0 | 0 | 0 | 0
[9 empty] | 2022-08-07 | 2023 | 22-23 | 0 | 0 | 0 | 0 | 0 | 0 | 0 | 0 | 641866.5 | 140158.5 | 138614 | 927484.5 | 0 | 0 | 0 | 0 | 0 | 0 | 0 | 0
[9 empty] | 2022-08-08 | 2023 | 22-23 | 0 | 0 | 0 | 0 | 0 | 0 | 0 | 0 | 641866.5 | 140158.5 | 138614 | 927484.5 | 0 | 0 | 0 | 0 | 0 | 0 | 0 | 0
[9 empty] | 2022-08-09 | 2023 | 22-23 | 0 | 0 | 0 | 0 | 0 | 0 | 0 | 0 | 641866.5 | 140158.5 | 138614 | 927484.5 | 0 | 0 | 0 | 0 | 0 | 0 | 0 | 0
[9 empty] | 2022-08-10 | 2023 | 22-23 | 0 | 0 | 0 | 0 | 0 | 0 | 0 | 0 | 641866.5 | 140158.5 | 138614 | 927484.5 | 0 | 0 | 0 | 0 | 0 | 0 | 0 | 0
[9 empty] | 2022-08-11 | 2023 | 22-23 | 0 | 0 | 0 | 0 | 0 | 0 | 0 | 0 | 641866.5 | 140158.5 | 138614 | 927484.5 | 0 | 0 | 0 | 0 | 0 | 0 | 0 | 0
[9 empty] | 2022-08-12 | 2023 | 22-23 | 0 | 0 | 0 | 0 | 0 | 0 | 0 | 0 | 641866.5 | 140158.5 | 138614 | 927484.5 | 0 | 0 | 0 | 0 | 0 | 0 | 0 | 0
[9 empty] | 2022-08-13 | 2023 | 22-23 | 0 | 0 | 0 | 0 | 0 | 0 | 0 | 0 | 641866.5 | 140158.5 | 138614 | 927484.5 | 0 | 0 | 0 | 0 | 0 | 0 | 0 | 0
[9 empty] | 2022-08-14 | 2023 | 22-23 | 0 | 0 | 0 | 0 | 0 | 0 | 0 | 0 | 641866.5 | 140158.5 | 138614 | 927484.5 | 0 | 0 | 0 | 0 | 0 | 0 | 0 | 0
[9 empty] | 2022-08-15 | 2023 | 22-23 | 0 | 0 | 0 | 0 | 0 | 0 | 0 | 0 | 641866.5 | 140158.5 | 138614 | 927484.5 | 0 | 0 | 0 | 0 | 0 | 0 | 0 | 0
[9 empty] | 2022-08-16 | 2023 | 22-23 | 0 | 0 | 0 | 0 | 0 | 0 | 0 | 0 | 641866.5 | 140158.5 | 138614 | 927484.5 | 0 | 0 | 0 | 0 | 0 | 0 | 0 | 0
[9 empty] | 2022-08-17 | 2023 | 22-23 | 0 | 0 | 0 | 0 | 0 | 0 | 0 | 0 | 641866.5 | 140158.5 | 138614 | 927484.5 | 0 | 0 | 0 | 0 | 0 | 0 | 0 | 0
[9 empty] | 2022-08-18 | 2023 | 22-23 | 0 | 0 | 0 | 0 | 0 | 0 | 0 | 0 | 641866.5 | 140158.5 | 138614 | 927484.5 | 0 | 0 | 0 | 0 | 0 | 0 | 0 | 0
[9 empty] | 2022-08-19 | 2023 | 22-23 | 0 | 0 | 0 | 0 | 0 | 0 | 0 | 0 | 641866.5 | 140158.5 | 138614 | 927484.5 | 0 | 0 | 0 | 0 | 0 | 0 | 0 | 0
[9 empty] | 2022-08-20 | 2023 | 22-23 | 0 | 0 | 0 | 0 | 0 | 0 | 0 | 0 | 641866.5 | 140158.5 | 138614 | 927484.5 | 0 | 0 | 0 | 0 | 0 | 0 | 0 | 0
[9 empty] | 2022-08-21 | 2023 | 22-23 | 0 | 0 | 0 | 0 | 0 | 0 | 0 | 0 | 641866.5 | 140158.5 | 138614 | 927484.5 | 0 | 0 | 0 | 0 | 0 | 0 | 0 | 0
[9 empty] | 2022-08-22 | 2023 | 22-23 | 0 | 0 | 0 | 0 | 0 | 0 | 0 | 0 | 641866.5 | 140158.5 | 138614 | 927484.5 | 0 | 0 | 0 | 0 | 0 | 0 | 0 | 0
[9 empty] | 2022-08-23 | 2023 | 22-23 | 0 | 0 | 0 | 0 | 0 | 0 | 0 | 0 | 641866.5 | 140158.5 | 138614 | 927484.5 | 0 | 0 | 0 | 0 | 0 | 0 | 0 | 0
[9 empty] | 2022-08-24 | 2023 | 22-23 | 0 | 0 | 0 | 0 | 0 | 0 | 0 | 0 | 641866.5 | 140158.5 | 138614 | 927484.5 | 0 | 0 | 0 | 0 | 0 | 0 | 0 | 0
[9 empty] | 2022-08-25 | 2023 | 22-23 | 0 | 0 | 0 | 0 | 0 | 0 | 0 | 0 | 641866.5 | 140158.5 | 138614 | 927484.5 | 0 | 0 | 0 | 0 | 0 | 0 | 0 | 0
[9 empty] | 2022-08-26 | 2023 | 22-23 | 0 | 0 | 0 | 0 | 0 | 0 | 0 | 0 | 641866.5 | 140158.5 | 138614 | 927484.5 | 0 | 0 | 0 | 0 | 0 | 0 | 0 | 0
[9 empty] | 2022-08-27 | 2023 | 22-23 | 0 | 0 | 0 | 0 | 0 | 0 | 0 | 0 | 641866.5 | 140158.5 | 138614 | 927484.5 | 0 | 0 | 0 | 0 | 0 | 0 | 0 | 0
[9 empty] | 2022-08-28 | 2023 | 22-23 | 0 | 0 | 0 | 0 | 0 | 0 | 0 | 0 | 641866.5 | 140158.5 | 138614 | 927484.5 | 0 | 0 | 0 | 0 | 0 | 0 | 0 | 0
[9 empty] | 2022-08-29 | 2023 | 22-23 | 0 | 0 | 0 | 0 | 0 | 0 | 0 | 0 | 641866.5 | 140158.5 | 138614 | 927484.5 | 0 | 0 | 0 | 0 | 0 | 0 | 0 | 0
[9 empty] | 2022-08-30 | 2023 | 22-23 | 0 | 0 | 0 | 0 | 0 | 0 | 0 | 0 | 641866.5 | 140158.5 | 138614 | 927484.5 | 0 | 0 | 0 | 0 | 0 | 0 | 0 | 0
[9 empty] | 2022-08-31 | 2023 | 22-23 | 0 | 0 | 0 | 0 | 0 | 0 | 0 | 0 | 641866.5 | 140158.5 | 138614 | 927484.5 | 0 | 0 | 0 | 0 | 0 | 0 | 0 | 0
[9 empty] | 2022-09-01 | 2023 | 22-23 | 0 | 0 | 0 | 0 | 0 | 0 | 0 | 0 | 641866.5 | 140158.5 | 138614 | 927484.5 | 0 | 0 | 0 | 0 | 0 | 0 | 0 | 0
[9 empty] | 2022-09-02 | 2023 | 22-23 | 0 | 0 | 0 | 0 | 0 | 0 | 0 | 0 | 641866.5 | 140158.5 | 138614 | 927484.5 | 0 | 0 | 0 | 0 | 0 | 0 | 0 | 0
[9 empty] | 2022-09-03 | 2023 | 22-23 | 0 | 0 | 0 | 0 | 0 | 0 | 0 | 0 | 641866.5 | 140158.5 | 138614 | 927484.5 | 0 | 0 | 0 | 0 | 0 | 0 | 0 | 0
[9 empty] | 2022-09-04 | 2023 | 22-23 | 0 | 0 | 0 | 0 | 0 | 0 | 0 | 0 | 641866.5 | 140158.5 | 138614 | 927484.5 | 0 | 0 | 0 | 0 | 0 | 0 | 0 | 0
[9 empty] | 2022-09-05 | 2023 | 22-23 | 0 | 0 | 0 | 0 | 0 | 0 | 0 | 0 | 641866.5 | 140158.5 | 138614 | 927484.5 | 0 | 0 | 0 | 0 | 0 | 0 | 0 | 0
[9 empty] | 2022-09-06 | 2023 | 22-23 | 0 | 0 | 0 | 0 | 0 | 0 | 0 | 0 | 641866.5 | 140158.5 | 138614 | 927484.5 | 0 | 0 | 0 | 0 | 0 | 0 | 0 | 0
[9 empty] | 2022-09-07 | 2023 | 22-23 | 0 | 0 | 0 | 0 | 0 | 0 | 0 | 0 | 641866.5 | 140158.5 | 138614 | 927484.5 | 0 | 0 | 0 | 0 | 0 | 0 | 0 | 0
[9 empty] | 2022-09-08 | 2023 | 22-23 | 0 | 0 | 0 | 0 | 0 | 0 | 0 | 0 | 641866.5 | 140158.5 | 138614 | 927484.5 | 0 | 0 | 0 | 0 | 0 | 0 | 0 | 0
[9 empty] | 2022-09-09 | 2023 | 22-23 | 0 | 0 | 0 | 0 | 0 | 0 | 0 | 0 | 641866.5 | 140158.5 | 138614 | 927484.5 | 0 | 0 | 0 | 0 | 0 | 0 | 0 | 0
[9 empty] | 2022-09-10 | 2023 | 22-23 | 0 | 0 | 0 | 0 | 0 | 0 | 0 | 0 | 641866.5 | 140158.5 | 138614 | 927484.5 | 0 | 0 | 0 | 0 | 0 | 0 | 0 | 0
[9 empty] | 2022-09-11 | 2023 | 22-23 | 0 | 0 | 0 | 0 | 0 | 0 | 0 | 0 | 641866.5 | 140158.5 | 138614 | 927484.5 | 0 | 0 | 0 | 0 | 0 | 0 | 0 | 0
[9 empty] | 2022-09-12 | 2023 | 22-23 | 0 | 0 | 0 | 0 | 0 | 0 | 0 | 0 | 641866.5 | 140158.5 | 138614 | 927484.5 | 0 | 0 | 0 | 0 | 0 | 0 | 0 | 0
[9 empty] | 2022-09-13 | 2023 | 22-23 | 0 | 0 | 0 | 0 | 0 | 0 | 0 | 0 | 641866.5 | 140158.5 | 138614 | 927484.5 | 0 | 0 | 0 | 0 | 0 | 0 | 0 | 0
[9 empty] | 2022-09-14 | 2023 | 22-23 | 0 | 0 | 0 | 0 | 0 | 0 | 0 | 0 | 641866.5 | 140158.5 | 138614 | 927484.5 | 0 | 0 | 0 | 0 | 0 | 0 | 0 | 0
[9 empty] | 2022-09-15 | 2023 | 22-23 | 0 | 0 | 0 | 0 | 0 | 0 | 0 | 0 | 641866.5 | 140158.5 | 138614 | 927484.5 | 0 | 0 | 0 | 0 | 0 | 0 | 0 | 0
[9 empty] | 2022-09-16 | 2023 | 22-23 | 0 | 0 | 0 | 0 | 0 | 0 | 0 | 0 | 641866.5 | 140158.5 | 138614 | 927484.5 | 0 | 0 | 0 | 0 | 0 | 0 | 0 | 0
[9 empty] | 2022-09-17 | 2023 | 22-23 | 0 | 0 | 0 | 0 | 0 | 0 | 0 | 0 | 641866.5 | 140158.5 | 138614 | 927484.5 | 0 | 0 | 0 | 0 | 0 | 0 | 0 | 0
[9 empty] | 2022-09-18 | 2023 | 22-23 | 0 | 0 | 0 | 0 | 0 | 0 | 0 | 0 | 641866.5 | 140158.5 | 138614 | 927484.5 | 0 | 0 | 0 | 0 | 0 | 0 | 0 | 0
[9 empty] | 2022-09-19 | 2023 | 22-23 | 0 | 0 | 0 | 0 | 0 | 0 | 0 | 0 | 641866.5 | 140158.5 | 138614 | 927484.5 | 0 | 0 | 0 | 0 | 0 | 0 | 0 | 0
[9 empty] | 2022-09-20 | 2023 | 22-23 | 0 | 0 | 0 | 0 | 0 | 0 | 0 | 0 | 641866.5 | 140158.5 | 138614 | 927484.5 | 0 | 0 | 0 | 0 | 0 | 0 | 0 | 0
[9 empty] | 2022-09-21 | 2023 | 22-23 | 0 | 0 | 0 | 0 | 0 | 0 | 0 | 0 | 641866.5 | 140158.5 | 138614 | 927484.5 | 0 | 0 | 0 | 0 | 0 | 0 | 0 | 0
[9 empty] | 2022-09-22 | 2023 | 22-23 | 0 | 0 | 0 | 0 | 0 | 0 | 0 | 0 | 641866.5 | 140158.5 | 138614 | 927484.5 | 0 | 0 | 0 | 0 | 0 | 0 | 0 | 0
[9 empty] | 2022-09-23 | 2023 | 22-23 | 0 | 0 | 0 | 0 | 0 | 0 | 0 | 0 | 641866.5 | 140158.5 | 138614 | 927484.5 | 0 | 0 | 0 | 0 | 0 | 0 | 0 | 0
[9 empty] | 2022-09-24 | 2023 | 22-23 | 0 | 0 | 0 | 0 | 0 | 0 | 0 | 0 | 641866.5 | 140158.5 | 138614 | 927484.5 | 0 | 0 | 0 | 0 | 0 | 0 | 0 | 0
[9 empty] | 2022-09-25 | 2023 | 22-23 | 0 | 0 | 0 | 0 | 0 | 0 | 0 | 0 | 641866.5 | 140158.5 | 138614 | 927484.5 | 0 | 0 | 0 | 0 | 0 | 0 | 0 | 0
[9 empty] | 2022-09-26 | 2023 | 22-23 | 0 | 0 | 0 | 0 | 0 | 0 | 0 | 0 | 641866.5 | 140158.5 | 138614 | 927484.5 | 0 | 0 | 0 | 0 | 0 | 0 | 0 | 0
[9 empty] | 2022-09-27 | 2023 | 22-23 | 0 | 0 | 0 | 0 | 0 | 0 | 0 | 0 | 641866.5 | 140158.5 | 138614 | 927484.5 | 0 | 0 | 0 | 0 | 0 | 0 | 0 | 0
[9 empty] | 2022-09-28 | 2023 | 22-23 | 0 | 0 | 0 | 0 | 0 | 0 | 0 | 0 | 641866.5 | 140158.5 | 138614 | 927484.5 | 0 | 0 | 0 | 0 | 0 | 0 | 0 | 0
[9 empty] | 2022-09-29 | 2023 | 22-23 | 0 | 0 | 0 | 0 | 0 | 0 | 0 | 0 | 641866.5 | 140158.5 | 138614 | 927484.5 | 0 | 0 | 0 | 0 | 0 | 0 | 0 | 0
[9 empty] | 2022-09-30 | 2023 | 22-23 | 0 | 0 | 0 | 0 | 0 | 0 | 0 | 0 | 641866.5 | 140158.5 | 138614 | 927484.5 | 0 | 0 | 0 | 0 | 0 | 0 | 0 | 0
[9 empty] | 2022-10-01 | 2023 | 22-23 | 0 | 0 | 0 | 0 | 0 | 0 | 0 | 0 | 641866.5 | 140158.5 | 138614 | 927484.5 | 0 | 0 | 0 | 0 | 0 | 0 | 0 | 0
[9 empty] | 2022-10-02 | 2023 | 22-23 | 0 | 0 | 1780.66 | 1780.66 | 0 | 0 | 0 | 0 | 641866.5 | 140158.5 | 138614 | 927484.5 | 0 | 0 | 0.012846 | 0.0019199 | 0 | 0 | 0 | 0
[9 empty] | 2022-10-03 | 2023 | 22-23 | 0 | 0 | 0 | 0 | 0 | 0 | 0 | 0 | 641866.5 | 140158.5 | 138614 | 927484.5 | 0 | 0 | 0 | 0 | 0 | 0 | 0 | 0
[9 empty] | 2022-10-04 | 2023 |  | 0 | 0 | 0 | 0 | 0 | 0 | 0 | 0 | 641866.5 | 140158.5 | 138614 | 927484.5 | 0 | 0 | 0 | 0 | 0 | 0 | 0 | 0
[9 empty] | 2022-10-05 | 2023 | 22-23 | 0 | 0 | 0 | 0 | 0 | 0 | 0 | 0 | 641866.5 | 140158.5 | 138614 | 927484.5 | 0 | 0 | 0 | 0 | 0 | 0 | 0 | 0
[9 empty] | 2022-10-06 | 2023 | 22-23 | 0 | 0 | 0 | 0 | 0 | 0 | 0 | 0 | 641866.5 | 140158.5 | 138614 | 927484.5 | 0 | 0 | 0 | 0 | 0 | 0 | 0 | 0
[9 empty] | 2022-10-07 | 2023 | 22-23 | 0 | 0 | 0 | 0 | 0 | 0 | 0 | 0 | 641866.5 | 140158.5 | 138614 | 927484.5 | 0 | 0 | 0 | 0 | 0 | 0 | 0 | 0
[9 empty] | 2022-10-08 | 2023 | 22-23 | 0 | 0 | 0 | 0 | 0 | 0 | 0 | 0 | 641866.5 | 140158.5 | 138614 | 927484.5 | 0 | 0 | 0 | 0 | 0 | 0 | 0 | 0
[9 empty] | 2022-10-09 | 2023 | 22-23 | 0 | 0 | 0 | 0 | 0 | 0 | 0 | 0 | 641866.5 | 140158.5 | 138614 | 927484.5 | 0 | 0 | 0 | 0 | 0 | 0 | 0 | 0
[9 empty] | 2022-10-10 | 2023 | 22-23 | 0 | 0 | 0 | 0 | 0 | 0 | 0 | 0 | 641866.5 | 140158.5 | 138614 | 927484.5 | 0 | 0 | 0 | 0 | 0 | 0 | 0 | 0
[9 empty] | 2022-10-11 | 2023 | 22-23 | 0 | 0 | 0 | 0 | 0 | 0 | 0 | 0 | 641866.5 | 140158.5 | 138614 | 927484.5 | 0 | 0 | 0 | 0 | 0 | 0 | 0 | 0
[9 empty] | 2022-10-12 | 2023 | 22-23 | 0 | 0 | 0 | 0 | 0 | 0 | 0 | 0 | 641866.5 | 140158.5 | 138614 | 927484.5 | 0 | 0 | 0 | 0 | 0 | 0 | 0 | 0
[9 empty] | 2022-10-13 | 2023 | 22-23 | 0 | 0 | 0 | 0 | 0 | 0 | 0 | 0 | 641866.5 | 140158.5 | 138614 | 927484.5 | 0 | 0 | 0 | 0 | 0 | 0 | 0 | 0
[9 empty] | 2022-10-14 | 2023 | 22-23 | 0 | 0 | 0 | 0 | 0 | 0 | 0 | 0 | 641866.5 | 140158.5 | 138614 | 927484.5 | 0 | 0 | 0 | 0 | 0 | 0 | 0 | 0
[9 empty] | 2022-10-15 | 2023 | 22-23 | 0 | 0 | 0 | 0 | 0 | 0 | 0 | 0 | 641866.5 | 140158.5 | 138614 | 927484.5 | 0 | 0 | 0 | 0 | 0 | 0 | 0 | 0
[9 empty] | 2022-10-16 | 2023 | 22-23 | 0 | 0 | 0 | 0 | 0 | 0 | 0 | 0 | 641866.5 | 140158.5 | 138614 | 927484.5 | 0 | 0 | 0 | 0 | 0 | 0 | 0 | 0
[9 empty] | 2022-10-17 | 2023 | 22-23 | 0 | 0 | 0 | 0 | 0 | 0 | 0 | 0 | 641866.5 | 140158.5 | 138614 | 927484.5 | 0 | 0 | 0 | 0 | 0 | 0 | 0 | 0
[9 empty] | 2022-10-18 | 2023 | 22-23 | 0 | 0 | 0 | 0 | 0 | 0 | 0 | 0 | 641866.5 | 140158.5 | 138614 | 927484.5 | 0 | 0 | 0 | 0 | 0 | 0 | 0 | 0
[9 empty] | 2022-10-19 | 2023 | 22-23 | 0 | 0 | 0 | 0 | 0 | 0 | 0 | 0 | 641866.5 | 140158.5 | 138614 | 927484.5 | 0 | 0 | 0 | 0 | 0 | 0 | 0 | 0
[9 empty] | 2022-10-20 | 2023 | 22-23 | 0 | 0 | 0 | 0 | 0 | 0 | 0 | 0 | 641866.5 | 140158.5 | 138614 | 927484.5 | 0 | 0 | 0 | 0 | 0 | 0 | 0 | 0
[9 empty] | 2022-10-21 | 2023 | 22-23 | 0 | 0 | 0 | 0 | 0 | 0 | 0 | 0 | 641866.5 | 140158.5 | 138614 | 927484.5 | 0 | 0 | 0 | 0 | 0 | 0 | 0 | 0
[9 empty] | 2022-10-22 | 2023 | 22-23 | 0 | 0 | 0 | 0 | 0 | 0 | 0 | 0 | 641866.5 | 140158.5 | 138614 | 927484.5 | 0 | 0 | 0 | 0 | 0 | 0 | 0 | 0
[9 empty] | 2022-10-23 | 2023 | 22-23 | 0 | 0 | 10066.0047 | 10066.0047 | 0 | 0 | 34 | 34 | 641866.5 | 140158.5 | 138614 | 927484.5 | 0 | 0 | 0.072619 | 0.010853 | 0 | 0 | 0.00024529 | 3.6658e-05
[9 empty] | 2022-10-24 | 2023 | 22-23 | 0 | 0 | 0 | 0 | 0 | 0 | 0 | 0 | 641866.5 | 140158.5 | 138614 | 927484.5 | 0 | 0 | 0 | 0 | 0 | 0 | 0 | 0
[9 empty] | 2022-10-25 | 2023 | 22-23 | 0 | 0 | 0 | 0 | 0 | 0 | 0 | 0 | 641866.5 | 140158.5 | 138614 | 927484.5 | 0 | 0 | 0 | 0 | 0 | 0 | 0 | 0
[9 empty] | 2022-10-26 | 2023 | 22-23 | 0 | 0 | 0 | 0 | 0 | 0 | 0 | 0 | 641866.5 | 140158.5 | 138614 | 927484.5 | 0 | 0 | 0 | 0 | 0 | 0 | 0 | 0
[9 empty] | 2022-10-27 | 2023 | 22-23 | 0 | 0 | 0 | 0 | 0 | 0 | 0 | 0 | 641866.5 | 140158.5 | 138614 | 927484.5 | 0 | 0 | 0 | 0 | 0 | 0 | 0 | 0
[9 empty] | 2022-10-28 | 2023 | 22-23 | 0 | 0 | 0 | 0 | 0 | 0 | 0 | 0 | 641866.5 | 140158.5 | 138614 | 927484.5 | 0 | 0 | 0 | 0 | 0 | 0 | 0 | 0
[9 empty] | 2022-10-29 | 2023 | 22-23 | 0 | 0 | 0 | 0 | 0 | 0 | 0 | 0 | 641866.5 | 140158.5 | 138614 | 927484.5 | 0 | 0 | 0 | 0 | 0 | 0 | 0 | 0
[9 empty] | 2022-10-30 | 2023 | 22-23 | 0 | 0 | 19005.6426 | 19005.6426 | 0 | 0 | 17 | 17 | 641866.5 | 140158.5 | 138614 | 927484.5 | 0 | 0 | 0.13711 | 0.020492 | 0 | 0 | 0.00012264 | 1.8329e-05
[9 empty] | 2022-10-31 | 2023 | 22-23 | 0 | 0 | 0 | 0 | 0 | 0 | 0 | 0 | 641866.5 | 140158.5 | 138614 | 927484.5 | 0 | 0 | 0 | 0 | 0 | 0 | 0 | 0
[9 empty] | 2022-11-01 | 2023 | 22-23 | 0 | 0 | 0 | 0 | 0 | 0 | 0 | 0 | 641866.5 | 140158.5 | 138614 | 927484.5 | 0 | 0 | 0 | 0 | 0 | 0 | 0 | 0
[9 empty] | 2022-11-02 | 2023 | 22-23 | 0 | 0 | 0 | 0 | 0 | 0 | 0 | 0 | 641866.5 | 140158.5 | 138614 | 927484.5 | 0 | 0 | 0 | 0 | 0 | 0 | 0 | 0
[9 empty] | 2022-11-03 | 2023 | 22-23 | 0 | 0 | 0 | 0 | 0 | 0 | 0 | 0 | 641866.5 | 140158.5 | 138614 | 927484.5 | 0 | 0 | 0 | 0 | 0 | 0 | 0 | 0
[9 empty] | 2022-11-04 | 2023 | 22-23 | 0 | 0 | 0 | 0 | 0 | 0 | 0 | 0 | 641866.5 | 140158.5 | 138614 | 927484.5 | 0 | 0 | 0 | 0 | 0 | 0 | 0 | 0
[9 empty] | 2022-11-05 | 2023 | 22-23 | 0 | 0 | 0 | 0 | 0 | 0 | 0 | 0 | 641866.5 | 140158.5 | 138614 | 927484.5 | 0 | 0 | 0 | 0 | 0 | 0 | 0 | 0
[9 empty] | 2022-11-06 | 2023 | 22-23 | 0 | 0 | 0 | 0 | 0 | 0 | 0 | 0 | 641866.5 | 140158.5 | 138614 | 927484.5 | 0 | 0 | 0 | 0 | 0 | 0 | 0 | 0
[9 empty] | 2022-11-07 | 2023 | 22-23 | 0 | 0 | 0 | 0 | 0 | 0 | 0 | 0 | 641866.5 | 140158.5 | 138614 | 927484.5 | 0 | 0 | 0 | 0 | 0 | 0 | 0 | 0
[9 empty] | 2022-11-08 | 2023 | 22-23 | 0 | 0 | 0 | 0 | 0 | 0 | 0 | 0 | 641866.5 | 140158.5 | 138614 | 927484.5 | 0 | 0 | 0 | 0 | 0 | 0 | 0 | 0
[9 empty] | 2022-11-09 | 2023 | 22-23 | 0 | 0 | 0 | 0 | 0 | 0 | 0 | 0 | 641866.5 | 140158.5 | 138614 | 927484.5 | 0 | 0 | 0 | 0 | 0 | 0 | 0 | 0
[9 empty] | 2022-11-10 | 2023 | 22-23 | 0 | 0 | 1509.6 | 1509.6 | 0 | 0 | 0 | 0 | 641866.5 | 140158.5 | 138614 | 927484.5 | 0 | 0 | 0.010891 | 0.0016276 | 0 | 0 | 0 | 0
[9 empty] | 2022-11-11 | 2023 | 22-23 | 0 | 0 | 0 | 0 | 0 | 0 | 0 | 0 | 641866.5 | 140158.5 | 138614 | 927484.5 | 0 | 0 | 0 | 0 | 0 | 0 | 0 | 0
[9 empty] | 2022-11-12 | 2023 |  | 0 | 0 | 123551.75 | 123551.75 | 0 | 0 | 58 | 58 | 641866.5 | 140158.5 | 138614 | 927484.5 | 0 | 0 | 0.89134 | 0.13321 | 0 | 0 | 0.00041843 | 6.2535e-05
[9 empty] | 2022-11-13 | 2023 |  | 0 | 0 | 0 | 0 | 0 | 0 | 0 | 0 | 641866.5 | 140158.5 | 138614 | 927484.5 | 0 | 0 | 0 | 0 | 0 | 0 | 0 | 0
[9 empty] | 2022-11-14 | 2023 | 22-23 | 0 | 0 | 70818.5388 | 70818.5388 | 0 | 0 | 85 | 85 | 641866.5 | 140158.5 | 138614 | 927484.5 | 0 | 0 | 0.5109 | 0.076355 | 0 | 0 | 0.00061321 | 9.1646e-05
[9 empty] | 2022-11-15 | 2023 | 22-23 | 0 | 0 | 2126.8501 | 2126.8501 | 0 | 0 | 0 | 0 | 641866.5 | 140158.5 | 138614 | 927484.5 | 0 | 0 | 0.015344 | 0.0022931 | 0 | 0 | 0 | 0
[9 empty] | 2022-11-16 | 2023 | 22-23 | 0 | 0 | 0 | 0 | 0 | 0 | 0 | 0 | 641866.5 | 140158.5 | 138614 | 927484.5 | 0 | 0 | 0 | 0 | 0 | 0 | 0 | 0
[9 empty] | 2022-11-17 | 2023 | 22-23 | 0 | 0 | 0 | 0 | 0 | 0 | 0 | 0 | 641866.5 | 140158.5 | 138614 | 927484.5 | 0 | 0 | 0 | 0 | 0 | 0 | 0 | 0
[9 empty] | 2022-11-18 | 2023 | 22-23 | 0 | 0 | 90183.8 | 90183.8 | 0 | 0 | 87 | 87 | 641866.5 | 140158.5 | 138614 | 927484.5 | 0 | 0 | 0.65061 | 0.097235 | 0 | 0 | 0.00062764 | 9.3802e-05
[9 empty] | 2022-11-19 | 2023 |  | 0 | 0 | 0 | 0 | 0 | 0 | 0 | 0 | 641866.5 | 140158.5 | 138614 | 927484.5 | 0 | 0 | 0 | 0 | 0 | 0 | 0 | 0
[9 empty] | 2022-11-20 | 2023 | 22-23 | 0 | 0 | 34558.85 | 34558.85 | 0 | 0 | 87 | 87 | 641866.5 | 140158.5 | 138614 | 927484.5 | 0 | 0 | 0.24932 | 0.037261 | 0 | 0 | 0.00062764 | 9.3802e-05
[9 empty] | 2022-11-21 | 2023 | 22-23 | 0 | 0 | 0 | 0 | 0 | 0 | 0 | 0 | 641866.5 | 140158.5 | 138614 | 927484.5 | 0 | 0 | 0 | 0 | 0 | 0 | 0 | 0
[9 empty] | 2022-11-22 | 2023 | 22-23 | 0 | 0 | 0 | 0 | 0 | 0 | 0 | 0 | 641866.5 | 140158.5 | 138614 | 927484.5 | 0 | 0 | 0 | 0 | 0 | 0 | 0 | 0
[9 empty] | 2022-11-23 | 2023 | 22-23 | 0 | 0 | 0 | 0 | 0 | 0 | 0 | 0 | 641866.5 | 140158.5 | 138614 | 927484.5 | 0 | 0 | 0 | 0 | 0 | 0 | 0 | 0
[9 empty] | 2022-11-24 | 2023 | 22-23 | 0 | 0 | 0 | 0 | 0 | 0 | 0 | 0 | 641866.5 | 140158.5 | 138614 | 927484.5 | 0 | 0 | 0 | 0 | 0 | 0 | 0 | 0
[9 empty] | 2022-11-25 | 2023 | 22-23 | 0 | 0 | 0 | 0 | 0 | 0 | 0 | 0 | 641866.5 | 140158.5 | 138614 | 927484.5 | 0 | 0 | 0 | 0 | 0 | 0 | 0 | 0
[9 empty] | 2022-11-26 | 2023 | 22-23 | 0 | 0 | 0 | 0 | 0 | 0 | 0 | 0 | 641866.5 | 140158.5 | 138614 | 927484.5 | 0 | 0 | 0 | 0 | 0 | 0 | 0 | 0
[9 empty] | 2022-11-27 | 2023 | 22-23 | 0 | 0 | 0 | 0 | 0 | 0 | 0 | 0 | 641866.5 | 140158.5 | 138614 | 927484.5 | 0 | 0 | 0 | 0 | 0 | 0 | 0 | 0
[9 empty] | 2022-11-28 | 2023 | 22-23 | 0 | 0 | 0 | 0 | 0 | 0 | 0 | 0 | 641866.5 | 140158.5 | 138614 | 927484.5 | 0 | 0 | 0 | 0 | 0 | 0 | 0 | 0
[9 empty] | 2022-11-29 | 2023 | 22-23 | 0 | 0 | 0 | 0 | 0 | 0 | 0 | 0 | 641866.5 | 140158.5 | 138614 | 927484.5 | 0 | 0 | 0 | 0 | 0 | 0 | 0 | 0
[9 empty] | 2022-11-30 | 2023 | 22-23 | 0 | 0 | 0 | 0 | 0 | 0 | 0 | 0 | 641866.5 | 140158.5 | 138614 | 927484.5 | 0 | 0 | 0 | 0 | 0 | 0 | 0 | 0
[9 empty] | 2022-12-01 | 2023 | 22-23 | 0 | 0 | 0 | 0 | 0 | 0 | 0 | 0 | 641866.5 | 140158.5 | 138614 | 927484.5 | 0 | 0 | 0 | 0 | 0 | 0 | 0 | 0
[9 empty] | 2022-12-02 | 2023 | 22-23 | 0 | 0 | 0 | 0 | 0 | 0 | 0 | 0 | 641866.5 | 140158.5 | 138614 | 927484.5 | 0 | 0 | 0 | 0 | 0 | 0 | 0 | 0
[9 empty] | 2022-12-03 | 2023 | 22-23 | 0 | 0 | 0 | 0 | 0 | 0 | 0 | 0 | 641866.5 | 140158.5 | 138614 | 927484.5 | 0 | 0 | 0 | 0 | 0 | 0 | 0 | 0
[9 empty] | 2022-12-04 | 2023 | 22-23 | 0 | 0 | 0 | 0 | 0 | 0 | 0 | 0 | 641866.5 | 140158.5 | 138614 | 927484.5 | 0 | 0 | 0 | 0 | 0 | 0 | 0 | 0
[9 empty] | 2022-12-05 | 2023 | 22-23 | 0 | 0 | 0 | 0 | 0 | 0 | 0 | 0 | 641866.5 | 140158.5 | 138614 | 927484.5 | 0 | 0 | 0 | 0 | 0 | 0 | 0 | 0
[9 empty] | 2022-12-06 | 2023 | 22-23 | 0 | 0 | 0 | 0 | 0 | 0 | 0 | 0 | 641866.5 | 140158.5 | 138614 | 927484.5 | 0 | 0 | 0 | 0 | 0 | 0 | 0 | 0
[9 empty] | 2022-12-07 | 2023 | 22-23 | 0 | 0 | 0 | 0 | 0 | 0 | 0 | 0 | 641866.5 | 140158.5 | 138614 | 927484.5 | 0 | 0 | 0 | 0 | 0 | 0 | 0 | 0
[9 empty] | 2022-12-08 | 2023 | 22-23 | 0 | 0 | 0 | 0 | 0 | 0 | 0 | 0 | 641866.5 | 140158.5 | 138614 | 927484.5 | 0 | 0 | 0 | 0 | 0 | 0 | 0 | 0
[9 empty] | 2022-12-09 | 2023 | 22-23 | 0 | 0 | 7462.14 | 7462.14 | 0 | 0 | 0 | 0 | 641866.5 | 140158.5 | 138614 | 927484.5 | 0 | 0 | 0.053834 | 0.0080456 | 0 | 0 | 0 | 0
[9 empty] | 2022-12-10 | 2023 | 22-23 | 0 | 0 | 0 | 0 | 0 | 0 | 0 | 0 | 641866.5 | 140158.5 | 138614 | 927484.5 | 0 | 0 | 0 | 0 | 0 | 0 | 0 | 0
[9 empty] | 2022-12-11 | 2023 | 22-23 | 0 | 0 | 1856.54 | 1856.54 | 0 | 0 | 0 | 0 | 641866.5 | 140158.5 | 138614 | 927484.5 | 0 | 0 | 0.013394 | 0.0020017 | 0 | 0 | 0 | 0
[9 empty] | 2022-12-12 | 2023 | 22-23 | 0 | 0 | 0 | 0 | 0 | 0 | 0 | 0 | 641866.5 | 140158.5 | 138614 | 927484.5 | 0 | 0 | 0 | 0 | 0 | 0 | 0 | 0
[9 empty] | 2022-12-13 | 2023 | 22-23 | 0 | 0 | 0 | 0 | 0 | 0 | 0 | 0 | 641866.5 | 140158.5 | 138614 | 927484.5 | 0 | 0 | 0 | 0 | 0 | 0 | 0 | 0
[9 empty] | 2022-12-14 | 2023 | 22-23 | 0 | 0 | 0 | 0 | 0 | 0 | 0 | 0 | 641866.5 | 140158.5 | 138614 | 927484.5 | 0 | 0 | 0 | 0 | 0 | 0 | 0 | 0
[9 empty] | 2022-12-15 | 2023 | 22-23 | 0 | 0 | 0 | 0 | 0 | 0 | 0 | 0 | 641866.5 | 140158.5 | 138614 | 927484.5 | 0 | 0 | 0 | 0 | 0 | 0 | 0 | 0
[9 empty] | 2022-12-16 | 2023 | 22-23 | 0 | 0 | 0 | 0 | 0 | 0 | 0 | 0 | 641866.5 | 140158.5 | 138614 | 927484.5 | 0 | 0 | 0 | 0 | 0 | 0 | 0 | 0
[9 empty] | 2022-12-17 | 2023 | 22-23 | 0 | 0 | 0 | 0 | 0 | 0 | 0 | 0 | 641866.5 | 140158.5 | 138614 | 927484.5 | 0 | 0 | 0 | 0 | 0 | 0 | 0 | 0
[9 empty] | 2022-12-18 | 2023 | 22-23 | 0 | 0 | 0 | 0 | 0 | 0 | 0 | 0 | 641866.5 | 140158.5 | 138614 | 927484.5 | 0 | 0 | 0 | 0 | 0 | 0 | 0 | 0
[9 empty] | 2022-12-19 | 2023 | 22-23 | 0 | 0 | 0 | 0 | 0 | 0 | 0 | 0 | 641866.5 | 140158.5 | 138614 | 927484.5 | 0 | 0 | 0 | 0 | 0 | 0 | 0 | 0
[9 empty] | 2022-12-20 | 2023 | 22-23 | 0 | 0 | 0 | 0 | 0 | 0 | 0 | 0 | 641866.5 | 140158.5 | 138614 | 927484.5 | 0 | 0 | 0 | 0 | 0 | 0 | 0 | 0
[9 empty] | 2022-12-21 | 2023 | 22-23 | 0 | 0 | 0 | 0 | 0 | 0 | 0 | 0 | 641866.5 | 140158.5 | 138614 | 927484.5 | 0 | 0 | 0 | 0 | 0 | 0 | 0 | 0
[9 empty] | 2022-12-22 | 2023 | 22-23 | 0 | 0 | 0 | 0 | 0 | 0 | 0 | 0 | 641866.5 | 140158.5 | 138614 | 927484.5 | 0 | 0 | 0 | 0 | 0 | 0 | 0 | 0
[9 empty] | 2022-12-23 | 2023 | 22-23 | 0 | 0 | 0 | 0 | 0 | 0 | 0 | 0 | 641866.5 | 140158.5 | 138614 | 927484.5 | 0 | 0 | 0 | 0 | 0 | 0 | 0 | 0
[9 empty] | 2022-12-24 | 2023 | 22-23 | 0 | 0 | 0 | 0 | 0 | 0 | 0 | 0 | 641866.5 | 140158.5 | 138614 | 927484.5 | 0 | 0 | 0 | 0 | 0 | 0 | 0 | 0
[9 empty] | 2022-12-25 | 2023 | 22-23 | 0 | 0 | 0 | 0 | 0 | 0 | 0 | 0 | 641866.5 | 140158.5 | 138614 | 927484.5 | 0 | 0 | 0 | 0 | 0 | 0 | 0 | 0
[9 empty] | 2022-12-26 | 2023 | 22-23 | 0 | 0 | 0 | 0 | 0 | 0 | 0 | 0 | 641866.5 | 140158.5 | 138614 | 927484.5 | 0 | 0 | 0 | 0 | 0 | 0 | 0 | 0
[9 empty] | 2022-12-27 | 2023 | 22-23 | 0 | 0 | 1382.57 | 1382.57 | 0 | 0 | 0 | 0 | 641866.5 | 140158.5 | 138614 | 927484.5 | 0 | 0 | 0.0099742 | 0.0014907 | 0 | 0 | 0 | 0
[9 empty] | 2022-12-28 | 2023 | 22-23 | 0 | 0 | 0 | 0 | 0 | 0 | 0 | 0 | 641866.5 | 140158.5 | 138614 | 927484.5 | 0 | 0 | 0 | 0 | 0 | 0 | 0 | 0
[9 empty] | 2022-12-29 | 2023 | 22-23 | 0 | 0 | 0 | 0 | 0 | 0 | 0 | 0 | 641866.5 | 140158.5 | 138614 | 927484.5 | 0 | 0 | 0 | 0 | 0 | 0 | 0 | 0
[9 empty] | 2022-12-30 | 2023 | 22-23 | 0 | 0 | 2382.1 | 2382.1 | 0 | 0 | 0 | 0 | 641866.5 | 140158.5 | 138614 | 927484.5 | 0 | 0 | 0.017185 | 0.0025683 | 0 | 0 | 0 | 0
[9 empty] | 2022-12-31 | 2023 | 22-23 | 0 | 0 | 0 | 0 | 0 | 0 | 0 | 0 | 641866.5 | 140158.5 | 138614 | 927484.5 | 0 | 0 | 0 | 0 | 0 | 0 | 0 | 0
[9 empty] | 2023-01-01 | 2023 | 22-23 | 0 | 0 | 0 | 0 | 0 | 0 | 0 | 0 | 641866.5 | 140158.5 | 138614 | 927484.5 | 0 | 0 | 0 | 0 | 0 | 0 | 0 | 0
[9 empty] | 2023-01-02 | 2023 | 22-23 | 0 | 0 | 0 | 0 | 0 | 0 | 0 | 0 | 641866.5 | 140158.5 | 138614 | 927484.5 | 0 | 0 | 0 | 0 | 0 | 0 | 0 | 0
[9 empty] | 2023-01-03 | 2023 | 22-23 | 0 | 0 | 0 | 0 | 0 | 0 | 0 | 0 | 641866.5 | 140158.5 | 138614 | 927484.5 | 0 | 0 | 0 | 0 | 0 | 0 | 0 | 0
[9 empty] | 2023-01-04 | 2023 | 22-23 | 0 | 0 | 0 | 0 | 0 | 0 | 0 | 0 | 641866.5 | 140158.5 | 138614 | 927484.5 | 0 | 0 | 0 | 0 | 0 | 0 | 0 | 0
[9 empty] | 2023-01-05 | 2023 | 22-23 | 0 | 0 | 0 | 0 | 0 | 0 | 0 | 0 | 641866.5 | 140158.5 | 138614 | 927484.5 | 0 | 0 | 0 | 0 | 0 | 0 | 0 | 0
[9 empty] | 2023-01-06 | 2023 | 22-23 | 0 | 0 | 0 | 0 | 0 | 0 | 0 | 0 | 641866.5 | 140158.5 | 138614 | 927484.5 | 0 | 0 | 0 | 0 | 0 | 0 | 0 | 0
[9 empty] | 2023-01-07 | 2023 | 22-23 | 0 | 0 | 0 | 0 | 0 | 0 | 0 | 0 | 641866.5 | 140158.5 | 138614 | 927484.5 | 0 | 0 | 0 | 0 | 0 | 0 | 0 | 0
[9 empty] | 2023-01-08 | 2023 | 22-23 | 0 | 0 | 0 | 0 | 0 | 0 | 0 | 0 | 641866.5 | 140158.5 | 138614 | 927484.5 | 0 | 0 | 0 | 0 | 0 | 0 | 0 | 0
[9 empty] | 2023-01-09 | 2023 | 22-23 | 0 | 0 | 0 | 0 | 0 | 0 | 0 | 0 | 641866.5 | 140158.5 | 138614 | 927484.5 | 0 | 0 | 0 | 0 | 0 | 0 | 0 | 0
[9 empty] | 2023-01-10 | 2023 | 22-23 | 0 | 0 | 0 | 0 | 0 | 0 | 0 | 0 | 641866.5 | 140158.5 | 138614 | 927484.5 | 0 | 0 | 0 | 0 | 0 | 0 | 0 | 0
[9 empty] | 2023-01-11 | 2023 | 22-23 | 0 | 0 | 0 | 0 | 0 | 0 | 0 | 0 | 641866.5 | 140158.5 | 138614 | 927484.5 | 0 | 0 | 0 | 0 | 0 | 0 | 0 | 0
[9 empty] | 2023-01-12 | 2023 | 22-23 | 0 | 0 | 8558.9779 | 8558.9779 | 0 | 0 | 49.3334 | 49.3334 | 641866.5 | 140158.5 | 138614 | 927484.5 | 0 | 0 | 0.061747 | 0.0092282 | 0 | 0 | 0.0003559 | 5.319e-05
[9 empty] | 2023-01-13 | 2023 | 22-23 | 0 | 0 | 0 | 0 | 0 | 0 | 0 | 0 | 641866.5 | 140158.5 | 138614 | 927484.5 | 0 | 0 | 0 | 0 | 0 | 0 | 0 | 0
[9 empty] | 2023-01-14 | 2023 | 22-23 | 0 | 0 | 0 | 0 | 0 | 0 | 0 | 0 | 641866.5 | 140158.5 | 138614 | 927484.5 | 0 | 0 | 0 | 0 | 0 | 0 | 0 | 0
[9 empty] | 2023-01-15 | 2023 | 22-23 | 0 | 0 | 0 | 0 | 0 | 0 | 0 | 0 | 641866.5 | 140158.5 | 138614 | 927484.5 | 0 | 0 | 0 | 0 | 0 | 0 | 0 | 0
[9 empty] | 2023-01-16 | 2023 | 22-23 | 0 | 0 | 0 | 0 | 0 | 0 | 0 | 0 | 641866.5 | 140158.5 | 138614 | 927484.5 | 0 | 0 | 0 | 0 | 0 | 0 | 0 | 0
[9 empty] | 2023-01-17 | 2023 | 22-23 | 0 | 0 | 22618.9123 | 22618.9123 | 0 | 0 | 49 | 49 | 641866.5 | 140158.5 | 138614 | 927484.5 | 0 | 0 | 0.16318 | 0.024387 | 0 | 0 | 0.0003535 | 5.2831e-05
[9 empty] | 2023-01-18 | 2023 | 22-23 | 0 | 0 | 6501.8 | 6501.8 | 0 | 0 | 58 | 58 | 641866.5 | 140158.5 | 138614 | 927484.5 | 0 | 0 | 0.046906 | 0.0070101 | 0 | 0 | 0.00041843 | 6.2535e-05
[9 empty] | 2023-01-19 | 2023 | 22-23 | 0 | 0 | 86147.9393 | 86147.9393 | 0 | 0 | 569 | 569 | 641866.5 | 140158.5 | 138614 | 927484.5 | 0 | 0 | 0.6215 | 0.092883 | 0 | 0 | 0.0041049 | 0.00061349
[9 empty] | 2023-01-20 | 2023 | 22-23 | 0 | 0 | 0 | 0 | 0 | 0 | 0 | 0 | 641866.5 | 140158.5 | 138614 | 927484.5 | 0 | 0 | 0 | 0 | 0 | 0 | 0 | 0
[9 empty] | 2023-01-21 | 2023 | 22-23 | 0 | 0 | 0 | 0 | 0 | 0 | 0 | 0 | 641866.5 | 140158.5 | 138614 | 927484.5 | 0 | 0 | 0 | 0 | 0 | 0 | 0 | 0
[9 empty] | 2023-01-22 | 2023 | 22-23 | 0 | 0 | 0 | 0 | 0 | 0 | 0 | 0 | 641866.5 | 140158.5 | 138614 | 927484.5 | 0 | 0 | 0 | 0 | 0 | 0 | 0 | 0
[9 empty] | 2023-01-23 | 2023 | 22-23 | 0 | 0 | 175687.5 | 175687.5 | 0 | 0 | 669 | 669 | 641866.5 | 140158.5 | 138614 | 927484.5 | 0 | 0 | 1.2675 | 0.18942 | 0 | 0 | 0.0048264 | 0.00072131
[9 empty] | 2023-01-24 | 2023 | 22-23 | 0 | 0 | 0 | 0 | 0 | 0 | 0 | 0 | 641866.5 | 140158.5 | 138614 | 927484.5 | 0 | 0 | 0 | 0 | 0 | 0 | 0 | 0
[9 empty] | 2023-01-25 | 2023 | 22-23 | 0 | 0 | 0 | 0 | 0 | 0 | 0 | 0 | 641866.5 | 140158.5 | 138614 | 927484.5 | 0 | 0 | 0 | 0 | 0 | 0 | 0 | 0
[9 empty] | 2023-01-26 | 2023 | 22-23 | 0 | 0 | 0 | 0 | 0 | 0 | 0 | 0 | 641866.5 | 140158.5 | 138614 | 927484.5 | 0 | 0 | 0 | 0 | 0 | 0 | 0 | 0
[9 empty] | 2023-01-27 | 2023 | 22-23 | 0 | 0 | 0 | 0 | 0 | 0 | 0 | 0 | 641866.5 | 140158.5 | 138614 | 927484.5 | 0 | 0 | 0 | 0 | 0 | 0 | 0 | 0
[9 empty] | 2023-01-28 | 2023 | 22-23 | 0 | 0 | 0 | 0 | 0 | 0 | 0 | 0 | 641866.5 | 140158.5 | 138614 | 927484.5 | 0 | 0 | 0 | 0 | 0 | 0 | 0 | 0
[9 empty] | 2023-01-29 | 2023 | 22-23 | 0 | 0 | 0 | 0 | 0 | 0 | 0 | 0 | 641866.5 | 140158.5 | 138614 | 927484.5 | 0 | 0 | 0 | 0 | 0 | 0 | 0 | 0
[9 empty] | 2023-01-30 | 2023 | 22-23 | 0 | 0 | 0 | 0 | 0 | 0 | 0 | 0 | 641866.5 | 140158.5 | 138614 | 927484.5 | 0 | 0 | 0 | 0 | 0 | 0 | 0 | 0
[9 empty] | 2023-01-31 | 2023 | 22-23 | 0 | 0 | 0 | 0 | 0 | 0 | 0 | 0 | 641866.5 | 140158.5 | 138614 | 927484.5 | 0 | 0 | 0 | 0 | 0 | 0 | 0 | 0
[9 empty] | 2023-02-01 | 2023 | 22-23 | 0 | 0 | 0 | 0 | 0 | 0 | 0 | 0 | 641866.5 | 140158.5 | 138614 | 927484.5 | 0 | 0 | 0 | 0 | 0 | 0 | 0 | 0
[9 empty] | 2023-02-02 | 2023 | 22-23 | 0 | 0 | 5360.869 | 5360.869 | 0 | 0 | 16 | 16 | 641866.5 | 140158.5 | 138614 | 927484.5 | 0 | 0 | 0.038675 | 0.00578 | 0 | 0 | 0.00011543 | 1.7251e-05
[9 empty] | 2023-02-03 | 2023 | 22-23 | 0 | 0 | 0 | 0 | 0 | 0 | 0 | 0 | 641866.5 | 140158.5 | 138614 | 927484.5 | 0 | 0 | 0 | 0 | 0 | 0 | 0 | 0
[9 empty] | 2023-02-04 | 2023 | 22-23 | 0 | 0 | 0 | 0 | 0 | 0 | 0 | 0 | 641866.5 | 140158.5 | 138614 | 927484.5 | 0 | 0 | 0 | 0 | 0 | 0 | 0 | 0
[9 empty] | 2023-02-05 | 2023 | 22-23 | 0 | 0 | 0 | 0 | 0 | 0 | 0 | 0 | 641866.5 | 140158.5 | 138614 | 927484.5 | 0 | 0 | 0 | 0 | 0 | 0 | 0 | 0
[9 empty] | 2023-02-06 | 2023 | 22-23 | 0 | 0 | 0 | 0 | 0 | 0 | 0 | 0 | 641866.5 | 140158.5 | 138614 | 927484.5 | 0 | 0 | 0 | 0 | 0 | 0 | 0 | 0
[9 empty] | 2023-02-07 | 2023 | 22-23 | 0 | 0 | 0 | 0 | 0 | 0 | 0 | 0 | 641866.5 | 140158.5 | 138614 | 927484.5 | 0 | 0 | 0 | 0 | 0 | 0 | 0 | 0
[9 empty] | 2023-02-08 | 2023 | 22-23 | 0 | 0 | 0 | 0 | 0 | 0 | 0 | 0 | 641866.5 | 140158.5 | 138614 | 927484.5 | 0 | 0 | 0 | 0 | 0 | 0 | 0 | 0
[9 empty] | 2023-02-09 | 2023 | 22-23 | 0 | 0 | 0 | 0 | 0 | 0 | 0 | 0 | 641866.5 | 140158.5 | 138614 | 927484.5 | 0 | 0 | 0 | 0 | 0 | 0 | 0 | 0
[9 empty] | 2023-02-10 | 2023 | 22-23 | 0 | 0 | 0 | 0 | 0 | 0 | 0 | 0 | 641866.5 | 140158.5 | 138614 | 927484.5 | 0 | 0 | 0 | 0 | 0 | 0 | 0 | 0
[9 empty] | 2023-02-11 | 2023 | 22-23 | 0 | 0 | 0 | 0 | 0 | 0 | 0 | 0 | 641866.5 | 140158.5 | 138614 | 927484.5 | 0 | 0 | 0 | 0 | 0 | 0 | 0 | 0
[9 empty] | 2023-02-12 | 2023 | 22-23 | 0 | 0 | 0 | 0 | 0 | 0 | 0 | 0 | 641866.5 | 140158.5 | 138614 | 927484.5 | 0 | 0 | 0 | 0 | 0 | 0 | 0 | 0
[9 empty] | 2023-02-13 | 2023 | 22-23 | 0 | 0 | 0 | 0 | 0 | 0 | 0 | 0 | 641866.5 | 140158.5 | 138614 | 927484.5 | 0 | 0 | 0 | 0 | 0 | 0 | 0 | 0
[9 empty] | 2023-02-14 | 2023 | 22-23 | 0 | 0 | 0 | 0 | 0 | 0 | 0 | 0 | 641866.5 | 140158.5 | 138614 | 927484.5 | 0 | 0 | 0 | 0 | 0 | 0 | 0 | 0
[9 empty] | 2023-02-15 | 2023 | 22-23 | 0 | 0 | 0 | 0 | 0 | 0 | 0 | 0 | 641866.5 | 140158.5 | 138614 | 927484.5 | 0 | 0 | 0 | 0 | 0 | 0 | 0 | 0
[9 empty] | 2023-02-16 | 2023 | 22-23 | 0 | 0 | 15456.7436 | 15456.7436 | 0 | 0 | 72 | 72 | 641866.5 | 140158.5 | 138614 | 927484.5 | 0 | 0 | 0.11151 | 0.016665 | 0 | 0 | 0.00051943 | 7.7629e-05
[9 empty] | 2023-02-17 | 2023 | 22-23 | 0 | 0 | 0 | 0 | 0 | 0 | 0 | 0 | 641866.5 | 140158.5 | 138614 | 927484.5 | 0 | 0 | 0 | 0 | 0 | 0 | 0 | 0
[9 empty] | 2023-02-18 | 2023 | 22-23 | 0 | 0 | 0 | 0 | 0 | 0 | 0 | 0 | 641866.5 | 140158.5 | 138614 | 927484.5 | 0 | 0 | 0 | 0 | 0 | 0 | 0 | 0
[9 empty] | 2023-02-19 | 2023 | 22-23 | 0 | 0 | 0 | 0 | 0 | 0 | 0 | 0 | 641866.5 | 140158.5 | 138614 | 927484.5 | 0 | 0 | 0 | 0 | 0 | 0 | 0 | 0
[9 empty] | 2023-02-20 | 2023 | 22-23 | 0 | 0 | 0 | 0 | 0 | 0 | 0 | 0 | 641866.5 | 140158.5 | 138614 | 927484.5 | 0 | 0 | 0 | 0 | 0 | 0 | 0 | 0
[9 empty] | 2023-02-21 | 2023 | 22-23 | 0 | 0 | 0 | 0 | 0 | 0 | 0 | 0 | 641866.5 | 140158.5 | 138614 | 927484.5 | 0 | 0 | 0 | 0 | 0 | 0 | 0 | 0
[9 empty] | 2023-02-22 | 2023 | 22-23 | 0 | 0 | 0 | 0 | 0 | 0 | 0 | 0 | 641866.5 | 140158.5 | 138614 | 927484.5 | 0 | 0 | 0 | 0 | 0 | 0 | 0 | 0
[9 empty] | 2023-02-23 | 2023 | 22-23 | 0 | 0 | 0 | 0 | 0 | 0 | 0 | 0 | 641866.5 | 140158.5 | 138614 | 927484.5 | 0 | 0 | 0 | 0 | 0 | 0 | 0 | 0
[9 empty] | 2023-02-24 | 2023 | 22-23 | 0 | 0 | 0 | 0 | 0 | 0 | 0 | 0 | 641866.5 | 140158.5 | 138614 | 927484.5 | 0 | 0 | 0 | 0 | 0 | 0 | 0 | 0
[9 empty] | 2023-02-25 | 2023 | 22-23 | 0 | 0 | 0 | 0 | 0 | 0 | 0 | 0 | 641866.5 | 140158.5 | 138614 | 927484.5 | 0 | 0 | 0 | 0 | 0 | 0 | 0 | 0
[9 empty] | 2023-02-26 | 2023 | 22-23 | 0 | 0 | 0 | 0 | 0 | 0 | 0 | 0 | 641866.5 | 140158.5 | 138614 | 927484.5 | 0 | 0 | 0 | 0 | 0 | 0 | 0 | 0
[9 empty] | 2023-02-27 | 2023 | 22-23 | 0 | 0 | 1593.9 | 1593.9 | 0 | 0 | 0 | 0 | 641866.5 | 140158.5 | 138614 | 927484.5 | 0 | 0 | 0.011499 | 0.0017185 | 0 | 0 | 0 | 0
[9 empty] | 2023-02-28 | 2023 | 22-23 | 0 | 0 | 0 | 0 | 0 | 0 | 0 | 0 | 641866.5 | 140158.5 | 138614 | 927484.5 | 0 | 0 | 0 | 0 | 0 | 0 | 0 | 0
[9 empty] | 2023-03-01 | 2023 | 22-23 | 0 | 0 | 0 | 0 | 0 | 0 | 0 | 0 | 641866.5 | 140158.5 | 138614 | 927484.5 | 0 | 0 | 0 | 0 | 0 | 0 | 0 | 0
[9 empty] | 2023-03-02 | 2023 | 22-23 | 0 | 0 | 0 | 0 | 0 | 0 | 0 | 0 | 641866.5 | 140158.5 | 138614 | 927484.5 | 0 | 0 | 0 | 0 | 0 | 0 | 0 | 0
[9 empty] | 2023-03-03 | 2023 | 22-23 | 0 | 0 | 0 | 0 | 0 | 0 | 0 | 0 | 641866.5 | 140158.5 | 138614 | 927484.5 | 0 | 0 | 0 | 0 | 0 | 0 | 0 | 0
[9 empty] | 2023-03-04 | 2023 | 22-23 | 0 | 0 | 0 | 0 | 0 | 0 | 0 | 0 | 641866.5 | 140158.5 | 138614 | 927484.5 | 0 | 0 | 0 | 0 | 0 | 0 | 0 | 0
[9 empty] | 2023-03-05 | 2023 | 22-23 | 0 | 0 | 0 | 0 | 0 | 0 | 0 | 0 | 641866.5 | 140158.5 | 138614 | 927484.5 | 0 | 0 | 0 | 0 | 0 | 0 | 0 | 0
[9 empty] | 2023-03-06 | 2023 | 22-23 | 0 | 0 | 0 | 0 | 0 | 0 | 0 | 0 | 641866.5 | 140158.5 | 138614 | 927484.5 | 0 | 0 | 0 | 0 | 0 | 0 | 0 | 0
[9 empty] | 2023-03-07 | 2023 | 22-23 | 0 | 0 | 0 | 0 | 0 | 0 | 0 | 0 | 641866.5 | 140158.5 | 138614 | 927484.5 | 0 | 0 | 0 | 0 | 0 | 0 | 0 | 0
[9 empty] | 2023-03-08 | 2023 | 22-23 | 0 | 0 | 952.5601 | 952.5601 | 0 | 0 | 0 | 0 | 641866.5 | 140158.5 | 138614 | 927484.5 | 0 | 0 | 0.006872 | 0.001027 | 0 | 0 | 0 | 0
[9 empty] | 2023-03-09 | 2023 | 22-23 | 0 | 0 | 0 | 0 | 0 | 0 | 0 | 0 | 641866.5 | 140158.5 | 138614 | 927484.5 | 0 | 0 | 0 | 0 | 0 | 0 | 0 | 0
[9 empty] | 2023-03-10 | 2023 | 22-23 | 0 | 0 | 0 | 0 | 0 | 0 | 0 | 0 | 641866.5 | 140158.5 | 138614 | 927484.5 | 0 | 0 | 0 | 0 | 0 | 0 | 0 | 0
[9 empty] | 2023-03-11 | 2023 | 22-23 | 0 | 0 | 0 | 0 | 0 | 0 | 0 | 0 | 641866.5 | 140158.5 | 138614 | 927484.5 | 0 | 0 | 0 | 0 | 0 | 0 | 0 | 0
[9 empty] | 2023-03-12 | 2023 | 22-23 | 0 | 0 | 0 | 0 | 0 | 0 | 0 | 0 | 641866.5 | 140158.5 | 138614 | 927484.5 | 0 | 0 | 0 | 0 | 0 | 0 | 0 | 0
[9 empty] | 2023-03-13 | 2023 | 22-23 | 0 | 0 | 0 | 0 | 0 | 0 | 0 | 0 | 641866.5 | 140158.5 | 138614 | 927484.5 | 0 | 0 | 0 | 0 | 0 | 0 | 0 | 0
[9 empty] | 2023-03-14 | 2023 | 22-23 | 0 | 0 | 0 | 0 | 0 | 0 | 0 | 0 | 641866.5 | 140158.5 | 138614 | 927484.5 | 0 | 0 | 0 | 0 | 0 | 0 | 0 | 0
[9 empty] | 2023-03-15 | 2023 | 22-23 | 0 | 0 | 0 | 0 | 0 | 0 | 0 | 0 | 641866.5 | 140158.5 | 138614 | 927484.5 | 0 | 0 | 0 | 0 | 0 | 0 | 0 | 0
[9 empty] | 2023-03-16 | 2023 | 22-23 | 0 | 0 | 0 | 0 | 0 | 0 | 0 | 0 | 641866.5 | 140158.5 | 138614 | 927484.5 | 0 | 0 | 0 | 0 | 0 | 0 | 0 | 0
[9 empty] | 2023-03-17 | 2023 | 22-23 | 0 | 0 | 0 | 0 | 0 | 0 | 0 | 0 | 641866.5 | 140158.5 | 138614 | 927484.5 | 0 | 0 | 0 | 0 | 0 | 0 | 0 | 0
[9 empty] | 2023-03-18 | 2023 | 22-23 | 0 | 0 | 0 | 0 | 0 | 0 | 0 | 0 | 641866.5 | 140158.5 | 138614 | 927484.5 | 0 | 0 | 0 | 0 | 0 | 0 | 0 | 0
[9 empty] | 2023-03-19 | 2023 | 22-23 | 0 | 0 | 0 | 0 | 0 | 0 | 0 | 0 | 641866.5 | 140158.5 | 138614 | 927484.5 | 0 | 0 | 0 | 0 | 0 | 0 | 0 | 0
[9 empty] | 2023-03-20 | 2023 |  | 0 | 0 | 0 | 0 | 0 | 0 | 0 | 0 | 641866.5 | 140158.5 | 138614 | 927484.5 | 0 | 0 | 0 | 0 | 0 | 0 | 0 | 0
[9 empty] | 2023-03-21 | 2023 | 22-23 | 0 | 0 | 0 | 0 | 0 | 0 | 0 | 0 | 641866.5 | 140158.5 | 138614 | 927484.5 | 0 | 0 | 0 | 0 | 0 | 0 | 0 | 0
[9 empty] | 2023-03-22 | 2023 | 22-23 | 0 | 0 | 0 | 0 | 0 | 0 | 0 | 0 | 641866.5 | 140158.5 | 138614 | 927484.5 | 0 | 0 | 0 | 0 | 0 | 0 | 0 | 0
[9 empty] | 2023-03-23 | 2023 | 22-23 | 0 | 0 | 0 | 0 | 0 | 0 | 0 | 0 | 641866.5 | 140158.5 | 138614 | 927484.5 | 0 | 0 | 0 | 0 | 0 | 0 | 0 | 0
[9 empty] | 2023-03-24 | 2023 | 22-23 | 0 | 0 | 0 | 0 | 0 | 0 | 0 | 0 | 641866.5 | 140158.5 | 138614 | 927484.5 | 0 | 0 | 0 | 0 | 0 | 0 | 0 | 0
[9 empty] | 2023-03-25 | 2023 | 22-23 | 0 | 0 | 0 | 0 | 0 | 0 | 0 | 0 | 641866.5 | 140158.5 | 138614 | 927484.5 | 0 | 0 | 0 | 0 | 0 | 0 | 0 | 0
[9 empty] | 2023-03-26 | 2023 | 22-23 | 0 | 0 | 0 | 0 | 0 | 0 | 0 | 0 | 641866.5 | 140158.5 | 138614 | 927484.5 | 0 | 0 | 0 | 0 | 0 | 0 | 0 | 0
[9 empty] | 2023-03-27 | 2023 | 22-23 | 0 | 0 | 0 | 0 | 0 | 0 | 0 | 0 | 641866.5 | 140158.5 | 138614 | 927484.5 | 0 | 0 | 0 | 0 | 0 | 0 | 0 | 0
[9 empty] | 2023-03-28 | 2023 | 22-23 | 0 | 0 | 0 | 0 | 0 | 0 | 0 | 0 | 641866.5 | 140158.5 | 138614 | 927484.5 | 0 | 0 | 0 | 0 | 0 | 0 | 0 | 0
[9 empty] | 2023-03-29 | 2023 | 22-23 | 0 | 0 | 0 | 0 | 0 | 0 | 0 | 0 | 641866.5 | 140158.5 | 138614 | 927484.5 | 0 | 0 | 0 | 0 | 0 | 0 | 0 | 0
[9 empty] | 2023-03-30 | 2023 | 22-23 | 0 | 0 | 0 | 0 | 0 | 0 | 0 | 0 | 641866.5 | 140158.5 | 138614 | 927484.5 | 0 | 0 | 0 | 0 | 0 | 0 | 0 | 0
[9 empty] | 2023-03-31 | 2023 | 22-23 | 0 | 0 | 0 | 0 | 0 | 0 | 0 | 0 | 641866.5 | 140158.5 | 138614 | 927484.5 | 0 | 0 | 0 | 0 | 0 | 0 | 0 | 0
[9 empty] | 2023-04-01 | 2023 | 22-23 | 0 | 0 | 0 | 0 | 0 | 0 | 0 | 0 | 641866.5 | 140158.5 | 138614 | 927484.5 | 0 | 0 | 0 | 0 | 0 | 0 | 0 | 0
[9 empty] | 2023-04-02 | 2023 | 22-23 | 0 | 0 | 0 | 0 | 0 | 0 | 0 | 0 | 641866.5 | 140158.5 | 138614 | 927484.5 | 0 | 0 | 0 | 0 | 0 | 0 | 0 | 0
[9 empty] | 2023-04-03 | 2023 | 22-23 | 0 | 0 | 0 | 0 | 0 | 0 | 0 | 0 | 641866.5 | 140158.5 | 138614 | 927484.5 | 0 | 0 | 0 | 0 | 0 | 0 | 0 | 0
[9 empty] | 2023-04-04 | 2023 | 22-23 | 0 | 0 | 0 | 0 | 0 | 0 | 0 | 0 | 641866.5 | 140158.5 | 138614 | 927484.5 | 0 | 0 | 0 | 0 | 0 | 0 | 0 | 0
[9 empty] | 2023-04-05 | 2023 | 22-23 | 0 | 0 | 0 | 0 | 0 | 0 | 0 | 0 | 641866.5 | 140158.5 | 138614 | 927484.5 | 0 | 0 | 0 | 0 | 0 | 0 | 0 | 0
[9 empty] | 2023-04-06 | 2023 | 22-23 | 0 | 0 | 54583.201 | 54583.201 | 0 | 0 | 56 | 56 | 641866.5 | 140158.5 | 138614 | 927484.5 | 0 | 0 | 0.39378 | 0.058851 | 0 | 0 | 0.000404 | 6.0378e-05
[9 empty] | 2023-04-07 | 2023 | 22-23 | 0 | 0 | 0 | 0 | 0 | 0 | 0 | 0 | 641866.5 | 140158.5 | 138614 | 927484.5 | 0 | 0 | 0 | 0 | 0 | 0 | 0 | 0
[9 empty] | 2023-04-08 | 2023 | 22-23 | 0 | 0 | 0 | 0 | 0 | 0 | 0 | 0 | 641866.5 | 140158.5 | 138614 | 927484.5 | 0 | 0 | 0 | 0 | 0 | 0 | 0 | 0
[9 empty] | 2023-04-09 | 2023 | 22-23 | 0 | 0 | 0 | 0 | 0 | 0 | 0 | 0 | 641866.5 | 140158.5 | 138614 | 927484.5 | 0 | 0 | 0 | 0 | 0 | 0 | 0 | 0
[9 empty] | 2023-04-10 | 2023 | 22-23 | 0 | 0 | 0 | 0 | 0 | 0 | 0 | 0 | 641866.5 | 140158.5 | 138614 | 927484.5 | 0 | 0 | 0 | 0 | 0 | 0 | 0 | 0
[9 empty] | 2023-04-11 | 2023 | 22-23 | 0 | 0 | 0 | 0 | 0 | 0 | 0 | 0 | 641866.5 | 140158.5 | 138614 | 927484.5 | 0 | 0 | 0 | 0 | 0 | 0 | 0 | 0
[9 empty] | 2023-04-12 | 2023 | 22-23 | 0 | 0 | 0 | 0 | 0 | 0 | 0 | 0 | 641866.5 | 140158.5 | 138614 | 927484.5 | 0 | 0 | 0 | 0 | 0 | 0 | 0 | 0
[9 empty] | 2023-04-13 | 2023 | 22-23 | 0 | 0 | 0 | 0 | 0 | 0 | 0 | 0 | 641866.5 | 140158.5 | 138614 | 927484.5 | 0 | 0 | 0 | 0 | 0 | 0 | 0 | 0
[9 empty] | 2023-04-14 | 2023 | 22-23 | 0 | 0 | 0 | 0 | 0 | 0 | 0 | 0 | 641866.5 | 140158.5 | 138614 | 927484.5 | 0 | 0 | 0 | 0 | 0 | 0 | 0 | 0
[9 empty] | 2023-04-15 | 2023 | 22-23 | 0 | 0 | 0 | 0 | 0 | 0 | 0 | 0 | 641866.5 | 140158.5 | 138614 | 927484.5 | 0 | 0 | 0 | 0 | 0 | 0 | 0 | 0
[9 empty] | 2023-04-16 | 2023 | 22-23 | 0 | 0 | 0 | 0 | 0 | 0 | 0 | 0 | 641866.5 | 140158.5 | 138614 | 927484.5 | 0 | 0 | 0 | 0 | 0 | 0 | 0 | 0
[9 empty] | 2023-04-17 | 2023 | 22-23 | 0 | 0 | 0 | 0 | 0 | 0 | 0 | 0 | 641866.5 | 140158.5 | 138614 | 927484.5 | 0 | 0 | 0 | 0 | 0 | 0 | 0 | 0
[9 empty] | 2023-04-18 | 2023 | 22-23 | 0 | 0 | 0 | 0 | 0 | 0 | 0 | 0 | 641866.5 | 140158.5 | 138614 | 927484.5 | 0 | 0 | 0 | 0 | 0 | 0 | 0 | 0
[9 empty] | 2023-04-19 | 2023 | 22-23 | 0 | 0 | 0 | 0 | 0 | 0 | 0 | 0 | 641866.5 | 140158.5 | 138614 | 927484.5 | 0 | 0 | 0 | 0 | 0 | 0 | 0 | 0
[9 empty] | 2023-04-20 | 2023 | 22-23 | 0 | 0 | 0 | 0 | 0 | 0 | 0 | 0 | 641866.5 | 140158.5 | 138614 | 927484.5 | 0 | 0 | 0 | 0 | 0 | 0 | 0 | 0
[9 empty] | 2023-04-21 | 2023 | 22-23 | 0 | 0 | 0 | 0 | 0 | 0 | 0 | 0 | 641866.5 | 140158.5 | 138614 | 927484.5 | 0 | 0 | 0 | 0 | 0 | 0 | 0 | 0
[9 empty] | 2023-04-22 | 2023 | 22-23 | 0 | 0 | 0 | 0 | 0 | 0 | 0 | 0 | 641866.5 | 140158.5 | 138614 | 927484.5 | 0 | 0 | 0 | 0 | 0 | 0 | 0 | 0
[9 empty] | 2023-04-23 | 2023 | 22-23 | 0 | 0 | 0 | 0 | 0 | 0 | 0 | 0 | 641866.5 | 140158.5 | 138614 | 927484.5 | 0 | 0 | 0 | 0 | 0 | 0 | 0 | 0
[9 empty] | 2023-04-24 | 2023 | 22-23 | 0 | 0 | 0 | 0 | 0 | 0 | 0 | 0 | 641866.5 | 140158.5 | 138614 | 927484.5 | 0 | 0 | 0 | 0 | 0 | 0 | 0 | 0
[9 empty] | 2023-04-25 | 2023 | 22-23 | 0 | 0 | 0 | 0 | 0 | 0 | 0 | 0 | 641866.5 | 140158.5 | 138614 | 927484.5 | 0 | 0 | 0 | 0 | 0 | 0 | 0 | 0
[9 empty] | 2023-04-26 | 2023 | 22-23 | 0 | 0 | 0 | 0 | 0 | 0 | 0 | 0 | 641866.5 | 140158.5 | 138614 | 927484.5 | 0 | 0 | 0 | 0 | 0 | 0 | 0 | 0
[9 empty] | 2023-04-27 | 2023 | 22-23 | 0 | 0 | 0 | 0 | 0 | 0 | 0 | 0 | 641866.5 | 140158.5 | 138614 | 927484.5 | 0 | 0 | 0 | 0 | 0 | 0 | 0 | 0
[9 empty] | 2023-04-28 | 2023 | 22-23 | 0 | 0 | 0 | 0 | 0 | 0 | 0 | 0 | 641866.5 | 140158.5 | 138614 | 927484.5 | 0 | 0 | 0 | 0 | 0 | 0 | 0 | 0
[9 empty] | 2023-04-29 | 2023 | 22-23 | 0 | 0 | 0 | 0 | 0 | 0 | 0 | 0 | 641866.5 | 140158.5 | 138614 | 927484.5 | 0 | 0 | 0 | 0 | 0 | 0 | 0 | 0
[9 empty] | 2023-04-30 | 2023 | 22-23 | 0 | 0 | 0 | 0 | 0 | 0 | 0 | 0 | 641866.5 | 140158.5 | 138614 | 927484.5 | 0 | 0 | 0 | 0 | 0 | 0 | 0 | 0
[9 empty] | 2023-05-01 | 2023 | 22-23 | 0 | 0 | 0 | 0 | 0 | 0 | 0 | 0 | 641866.5 | 140158.5 | 138614 | 927484.5 | 0 | 0 | 0 | 0 | 0 | 0 | 0 | 0
[9 empty] | 2023-05-02 | 2023 | 22-23 | 0 | 0 | 0 | 0 | 0 | 0 | 0 | 0 | 641866.5 | 140158.5 | 138614 | 927484.5 | 0 | 0 | 0 | 0 | 0 | 0 | 0 | 0
[9 empty] | 2023-05-03 | 2023 | 22-23 | 0 | 0 | 0 | 0 | 0 | 0 | 0 | 0 | 641866.5 | 140158.5 | 138614 | 927484.5 | 0 | 0 | 0 | 0 | 0 | 0 | 0 | 0
[9 empty] | 2023-05-04 | 2023 | 22-23 | 0 | 0 | 0 | 0 | 0 | 0 | 0 | 0 | 641866.5 | 140158.5 | 138614 | 927484.5 | 0 | 0 | 0 | 0 | 0 | 0 | 0 | 0
[9 empty] | 2023-05-05 | 2023 | 22-23 | 0 | 0 | 0 | 0 | 0 | 0 | 0 | 0 | 641866.5 | 140158.5 | 138614 | 927484.5 | 0 | 0 | 0 | 0 | 0 | 0 | 0 | 0
[9 empty] | 2023-05-06 | 2023 | 22-23 | 0 | 0 | 0 | 0 | 0 | 0 | 0 | 0 | 641866.5 | 140158.5 | 138614 | 927484.5 | 0 | 0 | 0 | 0 | 0 | 0 | 0 | 0
[9 empty] | 2023-05-07 | 2023 | 22-23 | 0 | 0 | 0 | 0 | 0 | 0 | 0 | 0 | 641866.5 | 140158.5 | 138614 | 927484.5 | 0 | 0 | 0 | 0 | 0 | 0 | 0 | 0
[9 empty] | 2023-05-08 | 2023 | 22-23 | 0 | 0 | 0 | 0 | 0 | 0 | 0 | 0 | 641866.5 | 140158.5 | 138614 | 927484.5 | 0 | 0 | 0 | 0 | 0 | 0 | 0 | 0
[9 empty] | 2023-05-09 | 2023 | 22-23 | 0 | 0 | 0 | 0 | 0 | 0 | 0 | 0 | 641866.5 | 140158.5 | 138614 | 927484.5 | 0 | 0 | 0 | 0 | 0 | 0 | 0 | 0
[9 empty] | 2023-05-10 | 2023 | 22-23 | 0 | 0 | 0 | 0 | 0 | 0 | 0 | 0 | 641866.5 | 140158.5 | 138614 | 927484.5 | 0 | 0 | 0 | 0 | 0 | 0 | 0 | 0
[9 empty] | 2023-05-11 | 2023 | 22-23 | 0 | 0 | 0 | 0 | 0 | 0 | 0 | 0 | 641866.5 | 140158.5 | 138614 | 927484.5 | 0 | 0 | 0 | 0 | 0 | 0 | 0 | 0
[9 empty] | 2023-05-12 | 2023 | 22-23 | 0 | 0 | 0 | 0 | 0 | 0 | 0 | 0 | 641866.5 | 140158.5 | 138614 | 927484.5 | 0 | 0 | 0 | 0 | 0 | 0 | 0 | 0
[9 empty] | 2023-05-13 | 2023 | 22-23 | 0 | 0 | 0 | 0 | 0 | 0 | 0 | 0 | 641866.5 | 140158.5 | 138614 | 927484.5 | 0 | 0 | 0 | 0 | 0 | 0 | 0 | 0
[9 empty] | 2023-05-14 | 2023 | 22-23 | 0 | 0 | 3126.9628 | 3126.9628 | 0 | 0 | 17 | 17 | 641866.5 | 140158.5 | 138614 | 927484.5 | 0 | 0 | 0.022559 | 0.0033714 | 0 | 0 | 0.00012264 | 1.8329e-05
[9 empty] | 2023-05-15 | 2023 | 22-23 | 0 | 0 | 0 | 0 | 0 | 0 | 0 | 0 | 641866.5 | 140158.5 | 138614 | 927484.5 | 0 | 0 | 0 | 0 | 0 | 0 | 0 | 0
[9 empty] | 2023-05-16 | 2023 | 22-23 | 0 | 0 | 0 | 0 | 0 | 0 | 0 | 0 | 641866.5 | 140158.5 | 138614 | 927484.5 | 0 | 0 | 0 | 0 | 0 | 0 | 0 | 0
[9 empty] | 2023-05-17 | 2023 | 22-23 | 0 | 0 | 0 | 0 | 0 | 0 | 0 | 0 | 641866.5 | 140158.5 | 138614 | 927484.5 | 0 | 0 | 0 | 0 | 0 | 0 | 0 | 0
[9 empty] | 2023-05-18 | 2023 | 22-23 | 0 | 0 | 0 | 0 | 0 | 0 | 0 | 0 | 641866.5 | 140158.5 | 138614 | 927484.5 | 0 | 0 | 0 | 0 | 0 | 0 | 0 | 0
[9 empty] | 2023-05-19 | 2023 | 22-23 | 0 | 0 | 0 | 0 | 0 | 0 | 0 | 0 | 641866.5 | 140158.5 | 138614 | 927484.5 | 0 | 0 | 0 | 0 | 0 | 0 | 0 | 0
[9 empty] | 2023-05-20 | 2023 | 22-23 | 0 | 0 | 0 | 0 | 0 | 0 | 0 | 0 | 641866.5 | 140158.5 | 138614 | 927484.5 | 0 | 0 | 0 | 0 | 0 | 0 | 0 | 0
[9 empty] | 2023-05-21 | 2023 | 22-23 | 0 | 0 | 0 | 0 | 0 | 0 | 0 | 0 | 641866.5 | 140158.5 | 138614 | 927484.5 | 0 | 0 | 0 | 0 | 0 | 0 | 0 | 0
[9 empty] | 2023-05-22 | 2023 | 22-23 | 0 | 0 | 0 | 0 | 0 | 0 | 0 | 0 | 641866.5 | 140158.5 | 138614 | 927484.5 | 0 | 0 | 0 | 0 | 0 | 0 | 0 | 0
[9 empty] | 2023-05-23 | 2023 | 22-23 | 0 | 0 | 0 | 0 | 0 | 0 | 0 | 0 | 641866.5 | 140158.5 | 138614 | 927484.5 | 0 | 0 | 0 | 0 | 0 | 0 | 0 | 0
[9 empty] | 2023-05-24 | 2023 | 22-23 | 0 | 0 | 0 | 0 | 0 | 0 | 0 | 0 | 641866.5 | 140158.5 | 138614 | 927484.5 | 0 | 0 | 0 | 0 | 0 | 0 | 0 | 0
[9 empty] | 2023-05-25 | 2023 | 22-23 | 0 | 0 | 0 | 0 | 0 | 0 | 0 | 0 | 641866.5 | 140158.5 | 138614 | 927484.5 | 0 | 0 | 0 | 0 | 0 | 0 | 0 | 0
[9 empty] | 2023-05-26 | 2023 | 22-23 | 0 | 0 | 0 | 0 | 0 | 0 | 0 | 0 | 641866.5 | 140158.5 | 138614 | 927484.5 | 0 | 0 | 0 | 0 | 0 | 0 | 0 | 0
[9 empty] | 2023-05-27 | 2023 | 22-23 | 0 | 0 | 0 | 0 | 0 | 0 | 0 | 0 | 641866.5 | 140158.5 | 138614 | 927484.5 | 0 | 0 | 0 | 0 | 0 | 0 | 0 | 0
[9 empty] | 2023-05-28 | 2023 | 22-23 | 0 | 0 | 0 | 0 | 0 | 0 | 0 | 0 | 641866.5 | 140158.5 | 138614 | 927484.5 | 0 | 0 | 0 | 0 | 0 | 0 | 0 | 0
[9 empty] | 2023-05-29 | 2023 | 22-23 | 0 | 0 | 0 | 0 | 0 | 0 | 0 | 0 | 641866.5 | 140158.5 | 138614 | 927484.5 | 0 | 0 | 0 | 0 | 0 | 0 | 0 | 0
[9 empty] | 2023-05-30 | 2023 | 22-23 | 0 | 0 | 0 | 0 | 0 | 0 | 0 | 0 | 641866.5 | 140158.5 | 138614 | 927484.5 | 0 | 0 | 0 | 0 | 0 | 0 | 0 | 0
[9 empty] | 2023-05-31 | 2023 | 22-23 | 0 | 0 | 0 | 0 | 0 | 0 | 0 | 0 | 641866.5 | 140158.5 | 138614 | 927484.5 | 0 | 0 | 0 | 0 | 0 | 0 | 0 | 0
[9 empty] | 2023-06-01 | 2023 | 22-23 | 0 | 0 | 0 | 0 | 0 | 0 | 0 | 0 | 641866.5 | 140158.5 | 138614 | 927484.5 | 0 | 0 | 0 | 0 | 0 | 0 | 0 | 0
[9 empty] | 2023-06-02 | 2023 | 22-23 | 0 | 0 | 0 | 0 | 0 | 0 | 0 | 0 | 641866.5 | 140158.5 | 138614 | 927484.5 | 0 | 0 | 0 | 0 | 0 | 0 | 0 | 0
[9 empty] | 2023-06-03 | 2023 | 22-23 | 0 | 0 | 0 | 0 | 0 | 0 | 0 | 0 | 641866.5 | 140158.5 | 138614 | 927484.5 | 0 | 0 | 0 | 0 | 0 | 0 | 0 | 0
[9 empty] | 2023-06-04 | 2023 | 22-23 | 0 | 0 | 0 | 0 | 0 | 0 | 0 | 0 | 641866.5 | 140158.5 | 138614 | 927484.5 | 0 | 0 | 0 | 0 | 0 | 0 | 0 | 0
[9 empty] | 2023-06-05 | 2023 | 22-23 | 0 | 0 | 0 | 0 | 0 | 0 | 0 | 0 | 641866.5 | 140158.5 | 138614 | 927484.5 | 0 | 0 | 0 | 0 | 0 | 0 | 0 | 0
[9 empty] | 2023-06-06 | 2023 | 22-23 | 0 | 0 | 0 | 0 | 0 | 0 | 0 | 0 | 641866.5 | 140158.5 | 138614 | 927484.5 | 0 | 0 | 0 | 0 | 0 | 0 | 0 | 0
[9 empty] | 2023-06-07 | 2023 |  | 0 | 0 | 32060.7111 | 32060.7111 | 0 | 0 | 51 | 51 | 641866.5 | 140158.5 | 138614 | 927484.5 | 0 | 0 | 0.23129 | 0.034567 | 0 | 0 | 0.00036793 | 5.4987e-05
[9 empty] | 2023-06-08 | 2023 | 22-23 | 0 | 0 | 0 | 0 | 0 | 0 | 0 | 0 | 641866.5 | 140158.5 | 138614 | 927484.5 | 0 | 0 | 0 | 0 | 0 | 0 | 0 | 0
[9 empty] | 2023-06-09 | 2023 | 22-23 | 0 | 0 | 0 | 0 | 0 | 0 | 0 | 0 | 641866.5 | 140158.5 | 138614 | 927484.5 | 0 | 0 | 0 | 0 | 0 | 0 | 0 | 0
[9 empty] | 2023-06-10 | 2023 | 22-23 | 0 | 0 | 0 | 0 | 0 | 0 | 0 | 0 | 641866.5 | 140158.5 | 138614 | 927484.5 | 0 | 0 | 0 | 0 | 0 | 0 | 0 | 0
[9 empty] | 2023-06-11 | 2023 | 22-23 | 0 | 0 | 0 | 0 | 0 | 0 | 0 | 0 | 641866.5 | 140158.5 | 138614 | 927484.5 | 0 | 0 | 0 | 0 | 0 | 0 | 0 | 0
[9 empty] | 2023-06-12 | 2023 | 22-23 | 0 | 0 | 0 | 0 | 0 | 0 | 0 | 0 | 641866.5 | 140158.5 | 138614 | 927484.5 | 0 | 0 | 0 | 0 | 0 | 0 | 0 | 0
[9 empty] | 2023-06-13 | 2023 | 22-23 | 0 | 0 | 0 | 0 | 0 | 0 | 0 | 0 | 641866.5 | 140158.5 | 138614 | 927484.5 | 0 | 0 | 0 | 0 | 0 | 0 | 0 | 0
[9 empty] | 2023-06-14 | 2023 | 22-23 | 0 | 0 | 0 | 0 | 0 | 0 | 0 | 0 | 641866.5 | 140158.5 | 138614 | 927484.5 | 0 | 0 | 0 | 0 | 0 | 0 | 0 | 0
[9 empty] | 2023-06-15 | 2023 | 22-23 | 0 | 0 | 0 | 0 | 0 | 0 | 0 | 0 | 641866.5 | 140158.5 | 138614 | 927484.5 | 0 | 0 | 0 | 0 | 0 | 0 | 0 | 0
[9 empty] | 2023-06-16 | 2023 | 22-23 | 0 | 0 | 0 | 0 | 0 | 0 | 0 | 0 | 641866.5 | 140158.5 | 138614 | 927484.5 | 0 | 0 | 0 | 0 | 0 | 0 | 0 | 0
[9 empty] | 2023-06-17 | 2023 | 22-23 | 0 | 0 | 0 | 0 | 0 | 0 | 0 | 0 | 641866.5 | 140158.5 | 138614 | 927484.5 | 0 | 0 | 0 | 0 | 0 | 0 | 0 | 0
[9 empty] | 2023-06-18 | 2023 | 22-23 | 0 | 0 | 0 | 0 | 0 | 0 | 0 | 0 | 641866.5 | 140158.5 | 138614 | 927484.5 | 0 | 0 | 0 | 0 | 0 | 0 | 0 | 0
[9 empty] | 2023-06-19 | 2023 | 22-23 | 0 | 0 | 0 | 0 | 0 | 0 | 0 | 0 | 641866.5 | 140158.5 | 138614 | 927484.5 | 0 | 0 | 0 | 0 | 0 | 0 | 0 | 0
[9 empty] | 2023-06-20 | 2023 | 22-23 | 0 | 0 | 0 | 0 | 0 | 0 | 0 | 0 | 641866.5 | 140158.5 | 138614 | 927484.5 | 0 | 0 | 0 | 0 | 0 | 0 | 0 | 0
[9 empty] | 2023-06-21 | 2023 | 22-23 | 0 | 0 | 0 | 0 | 0 | 0 | 0 | 0 | 641866.5 | 140158.5 | 138614 | 927484.5 | 0 | 0 | 0 | 0 | 0 | 0 | 0 | 0
[9 empty] | 2023-06-22 | 2023 | 22-23 | 0 | 0 | 0 | 0 | 0 | 0 | 0 | 0 | 641866.5 | 140158.5 | 138614 | 927484.5 | 0 | 0 | 0 | 0 | 0 | 0 | 0 | 0
[9 empty] | 2023-06-23 | 2023 | 22-23 | 0 | 0 | 0 | 0 | 0 | 0 | 0 | 0 | 641866.5 | 140158.5 | 138614 | 927484.5 | 0 | 0 | 0 | 0 | 0 | 0 | 0 | 0
[9 empty] | 2023-06-24 | 2023 | 22-23 | 0 | 0 | 0 | 0 | 0 | 0 | 0 | 0 | 641866.5 | 140158.5 | 138614 | 927484.5 | 0 | 0 | 0 | 0 | 0 | 0 | 0 | 0
[9 empty] | 2023-06-25 | 2023 | 22-23 | 0 | 0 | 0 | 0 | 0 | 0 | 0 | 0 | 641866.5 | 140158.5 | 138614 | 927484.5 | 0 | 0 | 0 | 0 | 0 | 0 | 0 | 0
[9 empty] | 2023-06-26 | 2023 | 22-23 | 0 | 0 | 0 | 0 | 0 | 0 | 0 | 0 | 641866.5 | 140158.5 | 138614 | 927484.5 | 0 | 0 | 0 | 0 | 0 | 0 | 0 | 0
[9 empty] | 2023-06-27 | 2023 | 22-23 | 0 | 0 | 0 | 0 | 0 | 0 | 0 | 0 | 641866.5 | 140158.5 | 138614 | 927484.5 | 0 | 0 | 0 | 0 | 0 | 0 | 0 | 0
[9 empty] | 2023-06-28 | 2023 | 22-23 | 0 | 0 | 0 | 0 | 0 | 0 | 0 | 0 | 641866.5 | 140158.5 | 138614 | 927484.5 | 0 | 0 | 0 | 0 | 0 | 0 | 0 | 0
[9 empty] | 2023-06-29 | 2023 | 22-23 | 0 | 0 | 0 | 0 | 0 | 0 | 0 | 0 | 641866.5 | 140158.5 | 138614 | 927484.5 | 0 | 0 | 0 | 0 | 0 | 0 | 0 | 0
[9 empty] | 2023-06-30 | 2023 | 22-23 | 0 | 0 | 0 | 0 | 0 | 0 | 0 | 0 | 641866.5 | 140158.5 | 138614 | 927484.5 | 0 | 0 | 0 | 0 | 0 | 0 | 0 | 0
[9 empty] | 2023-07-01 | 2024 | 23-24 | 0 | 0 | 0 | 0 | 0 | 0 | 0 | 0 | 648612 | 142136.5 | 139347 | 937017 | 0 | 0 | 0 | 0 | 0 | 0 | 0 | 0
[9 empty] | 2023-07-02 | 2024 | 23-24 | 0 | 0 | 0 | 0 | 0 | 0 | 0 | 0 | 648612 | 142136.5 | 139347 | 937017 | 0 | 0 | 0 | 0 | 0 | 0 | 0 | 0
[9 empty] | 2023-07-03 | 2024 | 23-24 | 0 | 0 | 0 | 0 | 0 | 0 | 0 | 0 | 648612 | 142136.5 | 139347 | 937017 | 0 | 0 | 0 | 0 | 0 | 0 | 0 | 0
[9 empty] | 2023-07-04 | 2024 | 23-24 | 0 | 0 | 0 | 0 | 0 | 0 | 0 | 0 | 648612 | 142136.5 | 139347 | 937017 | 0 | 0 | 0 | 0 | 0 | 0 | 0 | 0
[9 empty] | 2023-07-05 | 2024 | 23-24 | 0 | 0 | 0 | 0 | 0 | 0 | 0 | 0 | 648612 | 142136.5 | 139347 | 937017 | 0 | 0 | 0 | 0 | 0 | 0 | 0 | 0
[9 empty] | 2023-07-06 | 2024 | 23-24 | 0 | 0 | 0 | 0 | 0 | 0 | 0 | 0 | 648612 | 142136.5 | 139347 | 937017 | 0 | 0 | 0 | 0 | 0 | 0 | 0 | 0
[9 empty] | 2023-07-07 | 2024 | 23-24 | 0 | 0 | 0 | 0 | 0 | 0 | 0 | 0 | 648612 | 142136.5 | 139347 | 937017 | 0 | 0 | 0 | 0 | 0 | 0 | 0 | 0
[9 empty] | 2023-07-08 | 2024 | 23-24 | 0 | 0 | 0 | 0 | 0 | 0 | 0 | 0 | 648612 | 142136.5 | 139347 | 937017 | 0 | 0 | 0 | 0 | 0 | 0 | 0 | 0
[9 empty] | 2023-07-09 | 2024 | 23-24 | 0 | 0 | 0 | 0 | 0 | 0 | 0 | 0 | 648612 | 142136.5 | 139347 | 937017 | 0 | 0 | 0 | 0 | 0 | 0 | 0 | 0
[9 empty] | 2023-07-10 | 2024 | 23-24 | 0 | 0 | 0 | 0 | 0 | 0 | 0 | 0 | 648612 | 142136.5 | 139347 | 937017 | 0 | 0 | 0 | 0 | 0 | 0 | 0 | 0
[9 empty] | 2023-07-11 | 2024 | 23-24 | 0 | 0 | 0 | 0 | 0 | 0 | 0 | 0 | 648612 | 142136.5 | 139347 | 937017 | 0 | 0 | 0 | 0 | 0 | 0 | 0 | 0
[9 empty] | 2023-07-12 | 2024 | 23-24 | 0 | 0 | 0 | 0 | 0 | 0 | 0 | 0 | 648612 | 142136.5 | 139347 | 937017 | 0 | 0 | 0 | 0 | 0 | 0 | 0 | 0
[9 empty] | 2023-07-13 | 2024 | 23-24 | 0 | 0 | 0 | 0 | 0 | 0 | 0 | 0 | 648612 | 142136.5 | 139347 | 937017 | 0 | 0 | 0 | 0 | 0 | 0 | 0 | 0
[9 empty] | 2023-07-14 | 2024 | 23-24 | 0 | 0 | 0 | 0 | 0 | 0 | 0 | 0 | 648612 | 142136.5 | 139347 | 937017 | 0 | 0 | 0 | 0 | 0 | 0 | 0 | 0
[9 empty] | 2023-07-15 | 2024 | 23-24 | 0 | 0 | 0 | 0 | 0 | 0 | 0 | 0 | 648612 | 142136.5 | 139347 | 937017 | 0 | 0 | 0 | 0 | 0 | 0 | 0 | 0
[9 empty] | 2023-07-16 | 2024 | 23-24 | 0 | 0 | 4132.8 | 4132.8 | 0 | 0 | 28 | 28 | 648612 | 142136.5 | 139347 | 937017 | 0 | 0 | 0.029658 | 0.0044106 | 0 | 0 | 0.00020094 | 2.9882e-05
[9 empty] | 2023-07-17 | 2024 | 23-24 | 0 | 0 | 0 | 0 | 0 | 0 | 0 | 0 | 648612 | 142136.5 | 139347 | 937017 | 0 | 0 | 0 | 0 | 0 | 0 | 0 | 0
[9 empty] | 2023-07-18 | 2024 | 23-24 | 0 | 0 | 0 | 0 | 0 | 0 | 0 | 0 | 648612 | 142136.5 | 139347 | 937017 | 0 | 0 | 0 | 0 | 0 | 0 | 0 | 0
[9 empty] | 2023-07-19 | 2024 | 23-24 | 0 | 0 | 0 | 0 | 0 | 0 | 0 | 0 | 648612 | 142136.5 | 139347 | 937017 | 0 | 0 | 0 | 0 | 0 | 0 | 0 | 0
[9 empty] | 2023-07-20 | 2024 | 23-24 | 0 | 0 | 0 | 0 | 0 | 0 | 0 | 0 | 648612 | 142136.5 | 139347 | 937017 | 0 | 0 | 0 | 0 | 0 | 0 | 0 | 0
[9 empty] | 2023-07-21 | 2024 | 23-24 | 0 | 0 | 0 | 0 | 0 | 0 | 0 | 0 | 648612 | 142136.5 | 139347 | 937017 | 0 | 0 | 0 | 0 | 0 | 0 | 0 | 0
[9 empty] | 2023-07-22 | 2024 | 23-24 | 0 | 0 | 0 | 0 | 0 | 0 | 0 | 0 | 648612 | 142136.5 | 139347 | 937017 | 0 | 0 | 0 | 0 | 0 | 0 | 0 | 0
[9 empty] | 2023-07-23 | 2024 | 23-24 | 0 | 0 | 0 | 0 | 0 | 0 | 0 | 0 | 648612 | 142136.5 | 139347 | 937017 | 0 | 0 | 0 | 0 | 0 | 0 | 0 | 0
[9 empty] | 2023-07-24 | 2024 | 23-24 | 0 | 0 | 0 | 0 | 0 | 0 | 0 | 0 | 648612 | 142136.5 | 139347 | 937017 | 0 | 0 | 0 | 0 | 0 | 0 | 0 | 0
[9 empty] | 2023-07-25 | 2024 | 23-24 | 0 | 0 | 0 | 0 | 0 | 0 | 0 | 0 | 648612 | 142136.5 | 139347 | 937017 | 0 | 0 | 0 | 0 | 0 | 0 | 0 | 0
[9 empty] | 2023-07-26 | 2024 | 23-24 | 0 | 0 | 0 | 0 | 0 | 0 | 0 | 0 | 648612 | 142136.5 | 139347 | 937017 | 0 | 0 | 0 | 0 | 0 | 0 | 0 | 0
[9 empty] | 2023-07-27 | 2024 | 23-24 | 0 | 0 | 0 | 0 | 0 | 0 | 0 | 0 | 648612 | 142136.5 | 139347 | 937017 | 0 | 0 | 0 | 0 | 0 | 0 | 0 | 0
[9 empty] | 2023-07-28 | 2024 | 23-24 | 0 | 0 | 0 | 0 | 0 | 0 | 0 | 0 | 648612 | 142136.5 | 139347 | 937017 | 0 | 0 | 0 | 0 | 0 | 0 | 0 | 0
[9 empty] | 2023-07-29 | 2024 | 23-24 | 0 | 0 | 0 | 0 | 0 | 0 | 0 | 0 | 648612 | 142136.5 | 139347 | 937017 | 0 | 0 | 0 | 0 | 0 | 0 | 0 | 0
[9 empty] | 2023-07-30 | 2024 | 23-24 | 0 | 0 | 0 | 0 | 0 | 0 | 0 | 0 | 648612 | 142136.5 | 139347 | 937017 | 0 | 0 | 0 | 0 | 0 | 0 | 0 | 0
[9 empty] | 2023-07-31 | 2024 | 23-24 | 0 | 0 | 0 | 0 | 0 | 0 | 0 | 0 | 648612 | 142136.5 | 139347 | 937017 | 0 | 0 | 0 | 0 | 0 | 0 | 0 | 0
[9 empty] | 2023-08-01 | 2024 | 23-24 | 0 | 0 | 0 | 0 | 0 | 0 | 0 | 0 | 648612 | 142136.5 | 139347 | 937017 | 0 | 0 | 0 | 0 | 0 | 0 | 0 | 0
[9 empty] | 2023-08-02 | 2024 | 23-24 | 0 | 0 | 0 | 0 | 0 | 0 | 0 | 0 | 648612 | 142136.5 | 139347 | 937017 | 0 | 0 | 0 | 0 | 0 | 0 | 0 | 0
[9 empty] | 2023-08-03 | 2024 | 23-24 | 0 | 0 | 0 | 0 | 0 | 0 | 0 | 0 | 648612 | 142136.5 | 139347 | 937017 | 0 | 0 | 0 | 0 | 0 | 0 | 0 | 0
[9 empty] | 2023-08-04 | 2024 | 23-24 | 0 | 0 | 0 | 0 | 0 | 0 | 0 | 0 | 648612 | 142136.5 | 139347 | 937017 | 0 | 0 | 0 | 0 | 0 | 0 | 0 | 0
[9 empty] | 2023-08-05 | 2024 | 23-24 | 0 | 0 | 0 | 0 | 0 | 0 | 0 | 0 | 648612 | 142136.5 | 139347 | 937017 | 0 | 0 | 0 | 0 | 0 | 0 | 0 | 0
[9 empty] | 2023-08-06 | 2024 | 23-24 | 0 | 0 | 0 | 0 | 0 | 0 | 0 | 0 | 648612 | 142136.5 | 139347 | 937017 | 0 | 0 | 0 | 0 | 0 | 0 | 0 | 0
[9 empty] | 2023-08-07 | 2024 | 23-24 | 0 | 0 | 0 | 0 | 0 | 0 | 0 | 0 | 648612 | 142136.5 | 139347 | 937017 | 0 | 0 | 0 | 0 | 0 | 0 | 0 | 0
[9 empty] | 2023-08-08 | 2024 | 23-24 | 0 | 0 | 0 | 0 | 0 | 0 | 0 | 0 | 648612 | 142136.5 | 139347 | 937017 | 0 | 0 | 0 | 0 | 0 | 0 | 0 | 0
[9 empty] | 2023-08-09 | 2024 | 23-24 | 0 | 0 | 0 | 0 | 0 | 0 | 0 | 0 | 648612 | 142136.5 | 139347 | 937017 | 0 | 0 | 0 | 0 | 0 | 0 | 0 | 0
[9 empty] | 2023-08-10 | 2024 | 23-24 | 0 | 0 | 0 | 0 | 0 | 0 | 0 | 0 | 648612 | 142136.5 | 139347 | 937017 | 0 | 0 | 0 | 0 | 0 | 0 | 0 | 0
[9 empty] | 2023-08-11 | 2024 | 23-24 | 0 | 0 | 0 | 0 | 0 | 0 | 0 | 0 | 648612 | 142136.5 | 139347 | 937017 | 0 | 0 | 0 | 0 | 0 | 0 | 0 | 0
[9 empty] | 2023-08-12 | 2024 | 23-24 | 0 | 0 | 0 | 0 | 0 | 0 | 0 | 0 | 648612 | 142136.5 | 139347 | 937017 | 0 | 0 | 0 | 0 | 0 | 0 | 0 | 0
[9 empty] | 2023-08-13 | 2024 | 23-24 | 0 | 0 | 0 | 0 | 0 | 0 | 0 | 0 | 648612 | 142136.5 | 139347 | 937017 | 0 | 0 | 0 | 0 | 0 | 0 | 0 | 0
[9 empty] | 2023-08-14 | 2024 | 23-24 | 0 | 0 | 0 | 0 | 0 | 0 | 0 | 0 | 648612 | 142136.5 | 139347 | 937017 | 0 | 0 | 0 | 0 | 0 | 0 | 0 | 0
[9 empty] | 2023-08-15 | 2024 | 23-24 | 0 | 0 | 0 | 0 | 0 | 0 | 0 | 0 | 648612 | 142136.5 | 139347 | 937017 | 0 | 0 | 0 | 0 | 0 | 0 | 0 | 0
[9 empty] | 2023-08-16 | 2024 | 23-24 | 0 | 0 | 0 | 0 | 0 | 0 | 0 | 0 | 648612 | 142136.5 | 139347 | 937017 | 0 | 0 | 0 | 0 | 0 | 0 | 0 | 0
[9 empty] | 2023-08-17 | 2024 | 23-24 | 0 | 0 | 0 | 0 | 0 | 0 | 0 | 0 | 648612 | 142136.5 | 139347 | 937017 | 0 | 0 | 0 | 0 | 0 | 0 | 0 | 0
[9 empty] | 2023-08-18 | 2024 | 23-24 | 0 | 0 | 0 | 0 | 0 | 0 | 0 | 0 | 648612 | 142136.5 | 139347 | 937017 | 0 | 0 | 0 | 0 | 0 | 0 | 0 | 0
[9 empty] | 2023-08-19 | 2024 | 23-24 | 0 | 0 | 0 | 0 | 0 | 0 | 0 | 0 | 648612 | 142136.5 | 139347 | 937017 | 0 | 0 | 0 | 0 | 0 | 0 | 0 | 0
[9 empty] | 2023-08-20 | 2024 | 23-24 | 0 | 0 | 0 | 0 | 0 | 0 | 0 | 0 | 648612 | 142136.5 | 139347 | 937017 | 0 | 0 | 0 | 0 | 0 | 0 | 0 | 0
[9 empty] | 2023-08-21 | 2024 | 23-24 | 0 | 0 | 0 | 0 | 0 | 0 | 0 | 0 | 648612 | 142136.5 | 139347 | 937017 | 0 | 0 | 0 | 0 | 0 | 0 | 0 | 0
[9 empty] | 2023-08-22 | 2024 | 23-24 | 0 | 0 | 0 | 0 | 0 | 0 | 0 | 0 | 648612 | 142136.5 | 139347 | 937017 | 0 | 0 | 0 | 0 | 0 | 0 | 0 | 0
[9 empty] | 2023-08-23 | 2024 | 23-24 | 0 | 0 | 15896.2489 | 15896.2489 | 0 | 0 | 51 | 51 | 648612 | 142136.5 | 139347 | 937017 | 0 | 0 | 0.11408 | 0.016965 | 0 | 0 | 0.00036599 | 5.4428e-05
[9 empty] | 2023-08-24 | 2024 | 23-24 | 0 | 0 | 1631.21 | 1631.21 | 0 | 0 | 0 | 0 | 648612 | 142136.5 | 139347 | 937017 | 0 | 0 | 0.011706 | 0.0017409 | 0 | 0 | 0 | 0
[9 empty] | 2023-08-25 | 2024 | 23-24 | 0 | 0 | 0 | 0 | 0 | 0 | 0 | 0 | 648612 | 142136.5 | 139347 | 937017 | 0 | 0 | 0 | 0 | 0 | 0 | 0 | 0
[9 empty] | 2023-08-26 | 2024 | 23-24 | 0 | 0 | 0 | 0 | 0 | 0 | 0 | 0 | 648612 | 142136.5 | 139347 | 937017 | 0 | 0 | 0 | 0 | 0 | 0 | 0 | 0
[9 empty] | 2023-08-27 | 2024 | 23-24 | 0 | 0 | 0 | 0 | 0 | 0 | 0 | 0 | 648612 | 142136.5 | 139347 | 937017 | 0 | 0 | 0 | 0 | 0 | 0 | 0 | 0
[9 empty] | 2023-08-28 | 2024 | 23-24 | 0 | 0 | 0 | 0 | 0 | 0 | 0 | 0 | 648612 | 142136.5 | 139347 | 937017 | 0 | 0 | 0 | 0 | 0 | 0 | 0 | 0
[9 empty] | 2023-08-29 | 2024 | 23-24 | 0 | 0 | 0 | 0 | 0 | 0 | 0 | 0 | 648612 | 142136.5 | 139347 | 937017 | 0 | 0 | 0 | 0 | 0 | 0 | 0 | 0
[9 empty] | 2023-08-30 | 2024 | 23-24 | 0 | 0 | 0 | 0 | 0 | 0 | 0 | 0 | 648612 | 142136.5 | 139347 | 937017 | 0 | 0 | 0 | 0 | 0 | 0 | 0 | 0
[9 empty] | 2023-08-31 | 2024 | 23-24 | 0 | 0 | 0 | 0 | 0 | 0 | 0 | 0 | 648612 | 142136.5 | 139347 | 937017 | 0 | 0 | 0 | 0 | 0 | 0 | 0 | 0
[9 empty] | 2023-09-01 | 2024 | 23-24 | 0 | 0 | 0 | 0 | 0 | 0 | 0 | 0 | 648612 | 142136.5 | 139347 | 937017 | 0 | 0 | 0 | 0 | 0 | 0 | 0 | 0
[9 empty] | 2023-09-02 | 2024 | 23-24 | 0 | 0 | 0 | 0 | 0 | 0 | 0 | 0 | 648612 | 142136.5 | 139347 | 937017 | 0 | 0 | 0 | 0 | 0 | 0 | 0 | 0
[9 empty] | 2023-09-03 | 2024 | 23-24 | 0 | 0 | 0 | 0 | 0 | 0 | 0 | 0 | 648612 | 142136.5 | 139347 | 937017 | 0 | 0 | 0 | 0 | 0 | 0 | 0 | 0
[9 empty] | 2023-09-04 | 2024 | 23-24 | 0 | 0 | 0 | 0 | 0 | 0 | 0 | 0 | 648612 | 142136.5 | 139347 | 937017 | 0 | 0 | 0 | 0 | 0 | 0 | 0 | 0
[9 empty] | 2023-09-05 | 2024 | 23-24 | 0 | 0 | 0 | 0 | 0 | 0 | 0 | 0 | 648612 | 142136.5 | 139347 | 937017 | 0 | 0 | 0 | 0 | 0 | 0 | 0 | 0
[9 empty] | 2023-09-06 | 2024 | 23-24 | 0 | 0 | 0 | 0 | 0 | 0 | 0 | 0 | 648612 | 142136.5 | 139347 | 937017 | 0 | 0 | 0 | 0 | 0 | 0 | 0 | 0
[9 empty] | 2023-09-07 | 2024 | 23-24 | 0 | 0 | 0 | 0 | 0 | 0 | 0 | 0 | 648612 | 142136.5 | 139347 | 937017 | 0 | 0 | 0 | 0 | 0 | 0 | 0 | 0
[9 empty] | 2023-09-08 | 2024 | 23-24 | 0 | 0 | 0 | 0 | 0 | 0 | 0 | 0 | 648612 | 142136.5 | 139347 | 937017 | 0 | 0 | 0 | 0 | 0 | 0 | 0 | 0
[9 empty] | 2023-09-09 | 2024 | 23-24 | 0 | 0 | 0 | 0 | 0 | 0 | 0 | 0 | 648612 | 142136.5 | 139347 | 937017 | 0 | 0 | 0 | 0 | 0 | 0 | 0 | 0
[9 empty] | 2023-09-10 | 2024 | 23-24 | 0 | 0 | 8826.8915 | 8826.8915 | 0 | 0 | 28 | 28 | 648612 | 142136.5 | 139347 | 937017 | 0 | 0 | 0.063345 | 0.0094202 | 0 | 0 | 0.00020094 | 2.9882e-05
[9 empty] | 2023-09-11 | 2024 | 23-24 | 0 | 0 | 0 | 0 | 0 | 0 | 0 | 0 | 648612 | 142136.5 | 139347 | 937017 | 0 | 0 | 0 | 0 | 0 | 0 | 0 | 0
[9 empty] | 2023-09-12 | 2024 | 23-24 | 0 | 0 | 0 | 0 | 0 | 0 | 0 | 0 | 648612 | 142136.5 | 139347 | 937017 | 0 | 0 | 0 | 0 | 0 | 0 | 0 | 0
[9 empty] | 2023-09-13 | 2024 | 23-24 | 0 | 0 | 0 | 0 | 0 | 0 | 0 | 0 | 648612 | 142136.5 | 139347 | 937017 | 0 | 0 | 0 | 0 | 0 | 0 | 0 | 0
[9 empty] | 2023-09-14 | 2024 | 23-24 | 0 | 0 | 0 | 0 | 0 | 0 | 0 | 0 | 648612 | 142136.5 | 139347 | 937017 | 0 | 0 | 0 | 0 | 0 | 0 | 0 | 0
[9 empty] | 2023-09-15 | 2024 | 23-24 | 0 | 0 | 0 | 0 | 0 | 0 | 0 | 0 | 648612 | 142136.5 | 139347 | 937017 | 0 | 0 | 0 | 0 | 0 | 0 | 0 | 0
[9 empty] | 2023-09-16 | 2024 | 23-24 | 0 | 0 | 0 | 0 | 0 | 0 | 0 | 0 | 648612 | 142136.5 | 139347 | 937017 | 0 | 0 | 0 | 0 | 0 | 0 | 0 | 0
[9 empty] | 2023-09-17 | 2024 | 23-24 | 0 | 0 | 0 | 0 | 0 | 0 | 0 | 0 | 648612 | 142136.5 | 139347 | 937017 | 0 | 0 | 0 | 0 | 0 | 0 | 0 | 0
[9 empty] | 2023-09-18 | 2024 | 23-24 | 0 | 0 | 0 | 0 | 0 | 0 | 0 | 0 | 648612 | 142136.5 | 139347 | 937017 | 0 | 0 | 0 | 0 | 0 | 0 | 0 | 0
[9 empty] | 2023-09-19 | 2024 | 23-24 | 0 | 0 | 0 | 0 | 0 | 0 | 0 | 0 | 648612 | 142136.5 | 139347 | 937017 | 0 | 0 | 0 | 0 | 0 | 0 | 0 | 0
[9 empty] | 2023-09-20 | 2024 | 23-24 | 0 | 0 | 0 | 0 | 0 | 0 | 0 | 0 | 648612 | 142136.5 | 139347 | 937017 | 0 | 0 | 0 | 0 | 0 | 0 | 0 | 0
[9 empty] | 2023-09-21 | 2024 | 23-24 | 0 | 0 | 0 | 0 | 0 | 0 | 0 | 0 | 648612 | 142136.5 | 139347 | 937017 | 0 | 0 | 0 | 0 | 0 | 0 | 0 | 0
[9 empty] | 2023-09-22 | 2024 | 23-24 | 0 | 0 | 0 | 0 | 0 | 0 | 0 | 0 | 648612 | 142136.5 | 139347 | 937017 | 0 | 0 | 0 | 0 | 0 | 0 | 0 | 0
[9 empty] | 2023-09-23 | 2024 | 23-24 | 0 | 0 | 0 | 0 | 0 | 0 | 0 | 0 | 648612 | 142136.5 | 139347 | 937017 | 0 | 0 | 0 | 0 | 0 | 0 | 0 | 0
[9 empty] | 2023-09-24 | 2024 | 23-24 | 0 | 0 | 0 | 0 | 0 | 0 | 0 | 0 | 648612 | 142136.5 | 139347 | 937017 | 0 | 0 | 0 | 0 | 0 | 0 | 0 | 0
[9 empty] | 2023-09-25 | 2024 | 23-24 | 0 | 0 | 0 | 0 | 0 | 0 | 0 | 0 | 648612 | 142136.5 | 139347 | 937017 | 0 | 0 | 0 | 0 | 0 | 0 | 0 | 0
[9 empty] | 2023-09-26 | 2024 | 23-24 | 0 | 0 | 0 | 0 | 0 | 0 | 0 | 0 | 648612 | 142136.5 | 139347 | 937017 | 0 | 0 | 0 | 0 | 0 | 0 | 0 | 0
[9 empty] | 2023-09-27 | 2024 | 23-24 | 0 | 0 | 0 | 0 | 0 | 0 | 0 | 0 | 648612 | 142136.5 | 139347 | 937017 | 0 | 0 | 0 | 0 | 0 | 0 | 0 | 0
[9 empty] | 2023-09-28 | 2024 | 23-24 | 0 | 0 | 0 | 0 | 0 | 0 | 0 | 0 | 648612 | 142136.5 | 139347 | 937017 | 0 | 0 | 0 | 0 | 0 | 0 | 0 | 0
[9 empty] | 2023-09-29 | 2024 | 23-24 | 0 | 0 | 0 | 0 | 0 | 0 | 0 | 0 | 648612 | 142136.5 | 139347 | 937017 | 0 | 0 | 0 | 0 | 0 | 0 | 0 | 0
[9 empty] | 2023-09-30 | 2024 | 23-24 | 0 | 0 | 0 | 0 | 0 | 0 | 0 | 0 | 648612 | 142136.5 | 139347 | 937017 | 0 | 0 | 0 | 0 | 0 | 0 | 0 | 0
[9 empty] | 2023-10-01 | 2024 | 23-24 | 0 | 0 | 0 | 0 | 0 | 0 | 0 | 0 | 648612 | 142136.5 | 139347 | 937017 | 0 | 0 | 0 | 0 | 0 | 0 | 0 | 0
[9 empty] | 2023-10-02 | 2024 | 0 | 0 | 0 | 0 | 0 | 0 | 0 | 0 | 0 | 648612 | 142136.5 | 139347 | 937017 | 0 | 0 | 0 | 0 | 0 | 0 | 0 | 0
[9 empty] | 2023-10-03 | 2024 | 23-24 | 0 | 0 | 31543.8614 | 31543.8614 | 0 | 0 | 11 | 11 | 648612 | 142136.5 | 139347 | 937017 | 0 | 0 | 0.22637 | 0.033664 | 0 | 0 | 7.894e-05 | 1.1739e-05
[9 empty] | 2023-10-04 | 2024 | 23-24 | 0 | 0 | 0 | 0 | 0 | 0 | 0 | 0 | 648612 | 142136.5 | 139347 | 937017 | 0 | 0 | 0 | 0 | 0 | 0 | 0 | 0
[9 empty] | 2023-10-05 | 2024 | 23-24 | 0 | 0 | 0 | 0 | 0 | 0 | 0 | 0 | 648612 | 142136.5 | 139347 | 937017 | 0 | 0 | 0 | 0 | 0 | 0 | 0 | 0
[9 empty] | 2023-10-06 | 2024 | 23-24 | 0 | 0 | 0 | 0 | 0 | 0 | 0 | 0 | 648612 | 142136.5 | 139347 | 937017 | 0 | 0 | 0 | 0 | 0 | 0 | 0 | 0
[9 empty] | 2023-10-07 | 2024 | 23-24 | 0 | 0 | 0 | 0 | 0 | 0 | 0 | 0 | 648612 | 142136.5 | 139347 | 937017 | 0 | 0 | 0 | 0 | 0 | 0 | 0 | 0
[9 empty] | 2023-10-08 | 2024 | 23-24 | 0 | 0 | 0 | 0 | 0 | 0 | 0 | 0 | 648612 | 142136.5 | 139347 | 937017 | 0 | 0 | 0 | 0 | 0 | 0 | 0 | 0
[9 empty] | 2023-10-09 | 2024 | 23-24 | 0 | 0 | 0 | 0 | 0 | 0 | 0 | 0 | 648612 | 142136.5 | 139347 | 937017 | 0 | 0 | 0 | 0 | 0 | 0 | 0 | 0
[9 empty] | 2023-10-10 | 2024 | 23-24 | 0 | 0 | 0 | 0 | 0 | 0 | 0 | 0 | 648612 | 142136.5 | 139347 | 937017 | 0 | 0 | 0 | 0 | 0 | 0 | 0 | 0
[9 empty] | 2023-10-11 | 2024 | 23-24 | 0 | 0 | 0 | 0 | 0 | 0 | 0 | 0 | 648612 | 142136.5 | 139347 | 937017 | 0 | 0 | 0 | 0 | 0 | 0 | 0 | 0
[9 empty] | 2023-10-12 | 2024 | 23-24 | 0 | 0 | 0 | 0 | 0 | 0 | 0 | 0 | 648612 | 142136.5 | 139347 | 937017 | 0 | 0 | 0 | 0 | 0 | 0 | 0 | 0
[9 empty] | 2023-10-13 | 2024 | 23-24 | 0 | 0 | 0 | 0 | 0 | 0 | 0 | 0 | 648612 | 142136.5 | 139347 | 937017 | 0 | 0 | 0 | 0 | 0 | 0 | 0 | 0
[9 empty] | 2023-10-14 | 2024 | 23-24 | 0 | 0 | 0 | 0 | 0 | 0 | 0 | 0 | 648612 | 142136.5 | 139347 | 937017 | 0 | 0 | 0 | 0 | 0 | 0 | 0 | 0
[9 empty] | 2023-10-15 | 2024 | 23-24 | 0 | 0 | 0 | 0 | 0 | 0 | 0 | 0 | 648612 | 142136.5 | 139347 | 937017 | 0 | 0 | 0 | 0 | 0 | 0 | 0 | 0
[9 empty] | 2023-10-16 | 2024 | 23-24 | 0 | 0 | 0 | 0 | 0 | 0 | 0 | 0 | 648612 | 142136.5 | 139347 | 937017 | 0 | 0 | 0 | 0 | 0 | 0 | 0 | 0
[9 empty] | 2023-10-17 | 2024 | 23-24 | 0 | 0 | 0 | 0 | 0 | 0 | 0 | 0 | 648612 | 142136.5 | 139347 | 937017 | 0 | 0 | 0 | 0 | 0 | 0 | 0 | 0
[9 empty] | 2023-10-18 | 2024 | 23-24 | 0 | 0 | 0 | 0 | 0 | 0 | 0 | 0 | 648612 | 142136.5 | 139347 | 937017 | 0 | 0 | 0 | 0 | 0 | 0 | 0 | 0
[9 empty] | 2023-10-19 | 2024 | 23-24 | 0 | 0 | 0 | 0 | 0 | 0 | 0 | 0 | 648612 | 142136.5 | 139347 | 937017 | 0 | 0 | 0 | 0 | 0 | 0 | 0 | 0
[9 empty] | 2023-10-20 | 2024 | 23-24 | 0 | 0 | 0 | 0 | 0 | 0 | 0 | 0 | 648612 | 142136.5 | 139347 | 937017 | 0 | 0 | 0 | 0 | 0 | 0 | 0 | 0
[9 empty] | 2023-10-21 | 2024 | 23-24 | 0 | 0 | 0 | 0 | 0 | 0 | 0 | 0 | 648612 | 142136.5 | 139347 | 937017 | 0 | 0 | 0 | 0 | 0 | 0 | 0 | 0
[9 empty] | 2023-10-22 | 2024 | 23-24 | 0 | 0 | 0 | 0 | 0 | 0 | 0 | 0 | 648612 | 142136.5 | 139347 | 937017 | 0 | 0 | 0 | 0 | 0 | 0 | 0 | 0
[9 empty] | 2023-10-23 | 2024 | 23-24 | 0 | 0 | 0 | 0 | 0 | 0 | 0 | 0 | 648612 | 142136.5 | 139347 | 937017 | 0 | 0 | 0 | 0 | 0 | 0 | 0 | 0
[9 empty] | 2023-10-24 | 2024 | 23-24 | 0 | 0 | 0 | 0 | 0 | 0 | 0 | 0 | 648612 | 142136.5 | 139347 | 937017 | 0 | 0 | 0 | 0 | 0 | 0 | 0 | 0
[9 empty] | 2023-10-25 | 2024 | 23-24 | 0 | 0 | 0 | 0 | 0 | 0 | 0 | 0 | 648612 | 142136.5 | 139347 | 937017 | 0 | 0 | 0 | 0 | 0 | 0 | 0 | 0
[9 empty] | 2023-10-26 | 2024 | 23-24 | 0 | 0 | 0 | 0 | 0 | 0 | 0 | 0 | 648612 | 142136.5 | 139347 | 937017 | 0 | 0 | 0 | 0 | 0 | 0 | 0 | 0
[9 empty] | 2023-10-27 | 2024 | 23-24 | 0 | 0 | 0 | 0 | 0 | 0 | 0 | 0 | 648612 | 142136.5 | 139347 | 937017 | 0 | 0 | 0 | 0 | 0 | 0 | 0 | 0
[9 empty] | 2023-10-28 | 2024 | 23-24 | 0 | 0 | 0 | 0 | 0 | 0 | 0 | 0 | 648612 | 142136.5 | 139347 | 937017 | 0 | 0 | 0 | 0 | 0 | 0 | 0 | 0
[9 empty] | 2023-10-29 | 2024 | 23-24 | 0 | 0 | 0 | 0 | 0 | 0 | 0 | 0 | 648612 | 142136.5 | 139347 | 937017 | 0 | 0 | 0 | 0 | 0 | 0 | 0 | 0
[9 empty] | 2023-10-30 | 2024 | 23-24 | 0 | 0 | 0 | 0 | 0 | 0 | 0 | 0 | 648612 | 142136.5 | 139347 | 937017 | 0 | 0 | 0 | 0 | 0 | 0 | 0 | 0
[9 empty] | 2023-10-31 | 2024 | 23-24 | 0 | 0 | 0 | 0 | 0 | 0 | 0 | 0 | 648612 | 142136.5 | 139347 | 937017 | 0 | 0 | 0 | 0 | 0 | 0 | 0 | 0
[9 empty] | 2023-11-01 | 2024 | 23-24 | 0 | 0 | 0 | 0 | 0 | 0 | 0 | 0 | 648612 | 142136.5 | 139347 | 937017 | 0 | 0 | 0 | 0 | 0 | 0 | 0 | 0
[9 empty] | 2023-11-02 | 2024 | 23-24 | 0 | 0 | 0 | 0 | 0 | 0 | 0 | 0 | 648612 | 142136.5 | 139347 | 937017 | 0 | 0 | 0 | 0 | 0 | 0 | 0 | 0
[9 empty] | 2023-11-03 | 2024 | 23-24 | 0 | 0 | 0 | 0 | 0 | 0 | 0 | 0 | 648612 | 142136.5 | 139347 | 937017 | 0 | 0 | 0 | 0 | 0 | 0 | 0 | 0
[9 empty] | 2023-11-04 | 2024 | 23-24 | 0 | 0 | 0 | 0 | 0 | 0 | 0 | 0 | 648612 | 142136.5 | 139347 | 937017 | 0 | 0 | 0 | 0 | 0 | 0 | 0 | 0
[9 empty] | 2023-11-05 | 2024 | 23-24 | 0 | 0 | 0 | 0 | 0 | 0 | 0 | 0 | 648612 | 142136.5 | 139347 | 937017 | 0 | 0 | 0 | 0 | 0 | 0 | 0 | 0
[9 empty] | 2023-11-06 | 2024 | 23-24 | 0 | 0 | 0 | 0 | 0 | 0 | 0 | 0 | 648612 | 142136.5 | 139347 | 937017 | 0 | 0 | 0 | 0 | 0 | 0 | 0 | 0
[9 empty] | 2023-11-07 | 2024 | 23-24 | 0 | 0 | 0 | 0 | 0 | 0 | 0 | 0 | 648612 | 142136.5 | 139347 | 937017 | 0 | 0 | 0 | 0 | 0 | 0 | 0 | 0
[9 empty] | 2023-11-08 | 2024 | 23-24 | 0 | 0 | 0 | 0 | 0 | 0 | 0 | 0 | 648612 | 142136.5 | 139347 | 937017 | 0 | 0 | 0 | 0 | 0 | 0 | 0 | 0
[9 empty] | 2023-11-09 | 2024 | 23-24 | 0 | 0 | 0 | 0 | 0 | 0 | 0 | 0 | 648612 | 142136.5 | 139347 | 937017 | 0 | 0 | 0 | 0 | 0 | 0 | 0 | 0
[9 empty] | 2023-11-10 | 2024 | 23-24 | 0 | 0 | 0 | 0 | 0 | 0 | 0 | 0 | 648612 | 142136.5 | 139347 | 937017 | 0 | 0 | 0 | 0 | 0 | 0 | 0 | 0
[9 empty] | 2023-11-11 | 2024 | 23-24 | 0 | 0 | 0 | 0 | 0 | 0 | 0 | 0 | 648612 | 142136.5 | 139347 | 937017 | 0 | 0 | 0 | 0 | 0 | 0 | 0 | 0
[9 empty] | 2023-11-12 | 2024 | 23-24 | 0 | 0 | 0 | 0 | 0 | 0 | 0 | 0 | 648612 | 142136.5 | 139347 | 937017 | 0 | 0 | 0 | 0 | 0 | 0 | 0 | 0
[9 empty] | 2023-11-13 | 2024 | 23-24 | 0 | 0 | 2121.63 | 2121.63 | 0 | 0 | 0 | 0 | 648612 | 142136.5 | 139347 | 937017 | 0 | 0 | 0.015226 | 0.0022642 | 0 | 0 | 0 | 0
[9 empty] | 2023-11-14 | 2024 | 23-24 | 0 | 0 | 0 | 0 | 0 | 0 | 0 | 0 | 648612 | 142136.5 | 139347 | 937017 | 0 | 0 | 0 | 0 | 0 | 0 | 0 | 0
[9 empty] | 2023-11-15 | 2024 | 23-24 | 0 | 0 | 11807.8428 | 11807.8428 | 0 | 0 | 69 | 69 | 648612 | 142136.5 | 139347 | 937017 | 0 | 0 | 0.084737 | 0.012602 | 0 | 0 | 0.00049517 | 7.3638e-05
[9 empty] | 2023-11-16 | 2024 | 23-24 | 0 | 0 | 0 | 0 | 0 | 0 | 0 | 0 | 648612 | 142136.5 | 139347 | 937017 | 0 | 0 | 0 | 0 | 0 | 0 | 0 | 0
[9 empty] | 2023-11-17 | 2024 | 23-24 | 0 | 0 | 0 | 0 | 0 | 0 | 0 | 0 | 648612 | 142136.5 | 139347 | 937017 | 0 | 0 | 0 | 0 | 0 | 0 | 0 | 0
[9 empty] | 2023-11-18 | 2024 | 23-24 | 0 | 0 | 0 | 0 | 0 | 0 | 0 | 0 | 648612 | 142136.5 | 139347 | 937017 | 0 | 0 | 0 | 0 | 0 | 0 | 0 | 0
[9 empty] | 2023-11-19 | 2024 | 23-24 | 0 | 0 | 0 | 0 | 0 | 0 | 0 | 0 | 648612 | 142136.5 | 139347 | 937017 | 0 | 0 | 0 | 0 | 0 | 0 | 0 | 0
[9 empty] | 2023-11-20 | 2024 | 23-24 | 0 | 0 | 3581.62 | 3581.62 | 0 | 0 | 0 | 0 | 648612 | 142136.5 | 139347 | 937017 | 0 | 0 | 0.025703 | 0.0038224 | 0 | 0 | 0 | 0
[9 empty] | 2023-11-21 | 2024 | 23-24 | 0 | 0 | 0 | 0 | 0 | 0 | 0 | 0 | 648612 | 142136.5 | 139347 | 937017 | 0 | 0 | 0 | 0 | 0 | 0 | 0 | 0
[9 empty] | 2023-11-22 | 2024 | 23-24 | 0 | 0 | 0 | 0 | 0 | 0 | 0 | 0 | 648612 | 142136.5 | 139347 | 937017 | 0 | 0 | 0 | 0 | 0 | 0 | 0 | 0
[9 empty] | 2023-11-23 | 2024 | 23-24 | 0 | 0 | 0 | 0 | 0 | 0 | 0 | 0 | 648612 | 142136.5 | 139347 | 937017 | 0 | 0 | 0 | 0 | 0 | 0 | 0 | 0
[9 empty] | 2023-11-24 | 2024 | 23-24 | 0 | 0 | 0 | 0 | 0 | 0 | 0 | 0 | 648612 | 142136.5 | 139347 | 937017 | 0 | 0 | 0 | 0 | 0 | 0 | 0 | 0
[9 empty] | 2023-11-25 | 2024 | 23-24 | 0 | 0 | 0 | 0 | 0 | 0 | 0 | 0 | 648612 | 142136.5 | 139347 | 937017 | 0 | 0 | 0 | 0 | 0 | 0 | 0 | 0
[9 empty] | 2023-11-26 | 2024 | 23-24 | 0 | 0 | 0 | 0 | 0 | 0 | 0 | 0 | 648612 | 142136.5 | 139347 | 937017 | 0 | 0 | 0 | 0 | 0 | 0 | 0 | 0
[9 empty] | 2023-11-27 | 2024 | 23-24 | 0 | 0 | 0 | 0 | 0 | 0 | 0 | 0 | 648612 | 142136.5 | 139347 | 937017 | 0 | 0 | 0 | 0 | 0 | 0 | 0 | 0
[9 empty] | 2023-11-28 | 2024 | 0 | 0 | 0 | 30519.6259 | 30519.6259 | 0 | 0 | 64 | 64 | 648612 | 142136.5 | 139347 | 937017 | 0 | 0 | 0.21902 | 0.032571 | 0 | 0 | 0.00045929 | 6.8302e-05
[9 empty] | 2023-11-29 | 2024 | 23-24 | 0 | 0 | 0 | 0 | 0 | 0 | 0 | 0 | 648612 | 142136.5 | 139347 | 937017 | 0 | 0 | 0 | 0 | 0 | 0 | 0 | 0
[9 empty] | 2023-11-30 | 2024 | 23-24 | 0 | 0 | 0 | 0 | 0 | 0 | 0 | 0 | 648612 | 142136.5 | 139347 | 937017 | 0 | 0 | 0 | 0 | 0 | 0 | 0 | 0
[9 empty] | 2023-12-01 | 2024 | 23-24 | 0 | 0 | 0 | 0 | 0 | 0 | 0 | 0 | 648612 | 142136.5 | 139347 | 937017 | 0 | 0 | 0 | 0 | 0 | 0 | 0 | 0
[9 empty] | 2023-12-02 | 2024 | 23-24 | 0 | 0 | 0 | 0 | 0 | 0 | 0 | 0 | 648612 | 142136.5 | 139347 | 937017 | 0 | 0 | 0 | 0 | 0 | 0 | 0 | 0
[9 empty] | 2023-12-03 | 2024 | 23-24 | 0 | 0 | 0 | 0 | 0 | 0 | 0 | 0 | 648612 | 142136.5 | 139347 | 937017 | 0 | 0 | 0 | 0 | 0 | 0 | 0 | 0
[9 empty] | 2023-12-04 | 2024 | 23-24 | 0 | 0 | 0 | 0 | 0 | 0 | 0 | 0 | 648612 | 142136.5 | 139347 | 937017 | 0 | 0 | 0 | 0 | 0 | 0 | 0 | 0
[9 empty] | 2023-12-05 | 2024 | 23-24 | 0 | 0 | 0 | 0 | 0 | 0 | 0 | 0 | 648612 | 142136.5 | 139347 | 937017 | 0 | 0 | 0 | 0 | 0 | 0 | 0 | 0
[9 empty] | 2023-12-06 | 2024 | 23-24 | 0 | 0 | 0 | 0 | 0 | 0 | 0 | 0 | 648612 | 142136.5 | 139347 | 937017 | 0 | 0 | 0 | 0 | 0 | 0 | 0 | 0
[9 empty] | 2023-12-07 | 2024 | 23-24 | 0 | 0 | 0 | 0 | 0 | 0 | 0 | 0 | 648612 | 142136.5 | 139347 | 937017 | 0 | 0 | 0 | 0 | 0 | 0 | 0 | 0
[9 empty] | 2023-12-08 | 2024 | 0 | 0 | 0 | 0 | 0 | 0 | 0 | 0 | 0 | 648612 | 142136.5 | 139347 | 937017 | 0 | 0 | 0 | 0 | 0 | 0 | 0 | 0
[9 empty] | 2023-12-09 | 2024 | 23-24 | 0 | 0 | 0 | 0 | 0 | 0 | 0 | 0 | 648612 | 142136.5 | 139347 | 937017 | 0 | 0 | 0 | 0 | 0 | 0 | 0 | 0
[9 empty] | 2023-12-10 | 2024 | 23-24 | 0 | 0 | 0 | 0 | 0 | 0 | 0 | 0 | 648612 | 142136.5 | 139347 | 937017 | 0 | 0 | 0 | 0 | 0 | 0 | 0 | 0
[9 empty] | 2023-12-11 | 2024 | 0 | 0 | 0 | 591381.1231 | 591381.1231 | 0 | 0 | 399 | 399 | 648612 | 142136.5 | 139347 | 937017 | 0 | 0 | 4.2439 | 0.63113 | 0 | 0 | 0.0028634 | 0.00042582
[9 empty] | 2023-12-12 | 2024 | 23-24 | 0 | 0 | 0 | 0 | 0 | 0 | 0 | 0 | 648612 | 142136.5 | 139347 | 937017 | 0 | 0 | 0 | 0 | 0 | 0 | 0 | 0
[9 empty] | 2023-12-13 | 2024 | 23-24 | 0 | 0 | 0 | 0 | 0 | 0 | 0 | 0 | 648612 | 142136.5 | 139347 | 937017 | 0 | 0 | 0 | 0 | 0 | 0 | 0 | 0
[9 empty] | 2023-12-14 | 2024 | 23-24 | 0 | 0 | 0 | 0 | 0 | 0 | 0 | 0 | 648612 | 142136.5 | 139347 | 937017 | 0 | 0 | 0 | 0 | 0 | 0 | 0 | 0
[9 empty] | 2023-12-15 | 2024 | 23-24 | 0 | 0 | 0 | 0 | 0 | 0 | 0 | 0 | 648612 | 142136.5 | 139347 | 937017 | 0 | 0 | 0 | 0 | 0 | 0 | 0 | 0
[9 empty] | 2023-12-16 | 2024 | 23-24 | 0 | 0 | 0 | 0 | 0 | 0 | 0 | 0 | 648612 | 142136.5 | 139347 | 937017 | 0 | 0 | 0 | 0 | 0 | 0 | 0 | 0
[9 empty] | 2023-12-17 | 2024 | 23-24 | 0 | 0 | 0 | 0 | 0 | 0 | 0 | 0 | 648612 | 142136.5 | 139347 | 937017 | 0 | 0 | 0 | 0 | 0 | 0 | 0 | 0
[9 empty] | 2023-12-18 | 2024 | 23-24 | 0 | 0 | 0 | 0 | 0 | 0 | 0 | 0 | 648612 | 142136.5 | 139347 | 937017 | 0 | 0 | 0 | 0 | 0 | 0 | 0 | 0
[9 empty] | 2023-12-19 | 2024 | 23-24 | 0 | 0 | 0 | 0 | 0 | 0 | 0 | 0 | 648612 | 142136.5 | 139347 | 937017 | 0 | 0 | 0 | 0 | 0 | 0 | 0 | 0
[9 empty] | 2023-12-20 | 2024 | 23-24 | 0 | 0 | 0 | 0 | 0 | 0 | 0 | 0 | 648612 | 142136.5 | 139347 | 937017 | 0 | 0 | 0 | 0 | 0 | 0 | 0 | 0
[9 empty] | 2023-12-21 | 2024 | 23-24 | 0 | 0 | 0 | 0 | 0 | 0 | 0 | 0 | 648612 | 142136.5 | 139347 | 937017 | 0 | 0 | 0 | 0 | 0 | 0 | 0 | 0
[9 empty] | 2023-12-22 | 2024 | 23-24 | 0 | 0 | 0 | 0 | 0 | 0 | 0 | 0 | 648612 | 142136.5 | 139347 | 937017 | 0 | 0 | 0 | 0 | 0 | 0 | 0 | 0
[9 empty] | 2023-12-23 | 2024 | 23-24 | 0 | 0 | 36810 | 36810 | 0 | 0 | 772 | 772 | 648612 | 142136.5 | 139347 | 937017 | 0 | 0 | 0.26416 | 0.039284 | 0 | 0 | 0.0055401 | 0.00082389
[9 empty] | 2023-12-24 | 2024 | 23-24 | 0 | 0 | 0 | 0 | 0 | 0 | 0 | 0 | 648612 | 142136.5 | 139347 | 937017 | 0 | 0 | 0 | 0 | 0 | 0 | 0 | 0
[9 empty] | 2023-12-25 | 2024 | 23-24 | 0 | 0 | 0 | 0 | 0 | 0 | 0 | 0 | 648612 | 142136.5 | 139347 | 937017 | 0 | 0 | 0 | 0 | 0 | 0 | 0 | 0
[9 empty] | 2023-12-26 | 2024 | 23-24 | 0 | 0 | 0 | 0 | 0 | 0 | 0 | 0 | 648612 | 142136.5 | 139347 | 937017 | 0 | 0 | 0 | 0 | 0 | 0 | 0 | 0
[9 empty] | 2023-12-27 | 2024 | 23-24 | 0 | 0 | 0 | 0 | 0 | 0 | 0 | 0 | 648612 | 142136.5 | 139347 | 937017 | 0 | 0 | 0 | 0 | 0 | 0 | 0 | 0
[9 empty] | 2023-12-28 | 2024 | 0 | 0 | 0 | 90471.46 | 90471.46 | 0 | 0 | 75 | 75 | 648612 | 142136.5 | 139347 | 937017 | 0 | 0 | 0.64925 | 0.096553 | 0 | 0 | 0.00053822 | 8.0041e-05
[9 empty] | 2023-12-29 | 2024 | 23-24 | 0 | 0 | 0 | 0 | 0 | 0 | 0 | 0 | 648612 | 142136.5 | 139347 | 937017 | 0 | 0 | 0 | 0 | 0 | 0 | 0 | 0
[9 empty] | 2023-12-30 | 2024 | 23-24 | 0 | 0 | 0 | 0 | 0 | 0 | 0 | 0 | 648612 | 142136.5 | 139347 | 937017 | 0 | 0 | 0 | 0 | 0 | 0 | 0 | 0
[9 empty] | 2023-12-31 | 2024 | 23-24 | 0 | 0 | 167.2 | 167.2 | 0 | 0 | 0 | 0 | 648612 | 142136.5 | 139347 | 937017 | 0 | 0 | 0.0011999 | 0.00017844 | 0 | 0 | 0 | 0
[9 empty] | 2024-01-01 | 2024 | 23-24 | 0 | 0 | 0 | 0 | 0 | 0 | 0 | 0 | 648612 | 142136.5 | 139347 | 937017 | 0 | 0 | 0 | 0 | 0 | 0 | 0 | 0
[9 empty] | 2024-01-02 | 2024 | 23-24 | 0 | 0 | 0 | 0 | 0 | 0 | 0 | 0 | 648612 | 142136.5 | 139347 | 937017 | 0 | 0 | 0 | 0 | 0 | 0 | 0 | 0
[9 empty] | 2024-01-03 | 2024 | 23-24 | 0 | 0 | 0 | 0 | 0 | 0 | 0 | 0 | 648612 | 142136.5 | 139347 | 937017 | 0 | 0 | 0 | 0 | 0 | 0 | 0 | 0
[9 empty] | 2024-01-04 | 2024 | 23-24 | 0 | 0 | 0 | 0 | 0 | 0 | 0 | 0 | 648612 | 142136.5 | 139347 | 937017 | 0 | 0 | 0 | 0 | 0 | 0 | 0 | 0
[9 empty] | 2024-01-05 | 2024 | 23-24 | 0 | 0 | 0 | 0 | 0 | 0 | 0 | 0 | 648612 | 142136.5 | 139347 | 937017 | 0 | 0 | 0 | 0 | 0 | 0 | 0 | 0
[9 empty] | 2024-01-06 | 2024 | 23-24 | 0 | 0 | 0 | 0 | 0 | 0 | 0 | 0 | 648612 | 142136.5 | 139347 | 937017 | 0 | 0 | 0 | 0 | 0 | 0 | 0 | 0
[9 empty] | 2024-01-07 | 2024 | 23-24 | 0 | 0 | 0 | 0 | 0 | 0 | 0 | 0 | 648612 | 142136.5 | 139347 | 937017 | 0 | 0 | 0 | 0 | 0 | 0 | 0 | 0
[9 empty] | 2024-01-08 | 2024 | 23-24 | 0 | 0 | 0 | 0 | 0 | 0 | 0 | 0 | 648612 | 142136.5 | 139347 | 937017 | 0 | 0 | 0 | 0 | 0 | 0 | 0 | 0
[9 empty] | 2024-01-09 | 2024 | 23-24 | 0 | 0 | 0 | 0 | 0 | 0 | 0 | 0 | 648612 | 142136.5 | 139347 | 937017 | 0 | 0 | 0 | 0 | 0 | 0 | 0 | 0
[9 empty] | 2024-01-10 | 2024 | 23-24 | 0 | 0 | 0 | 0 | 0 | 0 | 0 | 0 | 648612 | 142136.5 | 139347 | 937017 | 0 | 0 | 0 | 0 | 0 | 0 | 0 | 0
[9 empty] | 2024-01-11 | 2024 | 23-24 | 0 | 0 | 0 | 0 | 0 | 0 | 0 | 0 | 648612 | 142136.5 | 139347 | 937017 | 0 | 0 | 0 | 0 | 0 | 0 | 0 | 0
[9 empty] | 2024-01-12 | 2024 | 23-24 | 0 | 0 | 0 | 0 | 0 | 0 | 0 | 0 | 648612 | 142136.5 | 139347 | 937017 | 0 | 0 | 0 | 0 | 0 | 0 | 0 | 0
[9 empty] | 2024-01-13 | 2024 | 23-24 | 0 | 0 | 0 | 0 | 0 | 0 | 0 | 0 | 648612 | 142136.5 | 139347 | 937017 | 0 | 0 | 0 | 0 | 0 | 0 | 0 | 0
[9 empty] | 2024-01-14 | 2024 | 23-24 | 0 | 0 | 0 | 0 | 0 | 0 | 0 | 0 | 648612 | 142136.5 | 139347 | 937017 | 0 | 0 | 0 | 0 | 0 | 0 | 0 | 0
[9 empty] | 2024-01-15 | 2024 | 23-24 | 0 | 0 | 0 | 0 | 0 | 0 | 0 | 0 | 648612 | 142136.5 | 139347 | 937017 | 0 | 0 | 0 | 0 | 0 | 0 | 0 | 0
[9 empty] | 2024-01-16 | 2024 | 23-24 | 0 | 0 | 0 | 0 | 0 | 0 | 0 | 0 | 648612 | 142136.5 | 139347 | 937017 | 0 | 0 | 0 | 0 | 0 | 0 | 0 | 0
[9 empty] | 2024-01-17 | 2024 | 23-24 | 0 | 0 | 0 | 0 | 0 | 0 | 0 | 0 | 648612 | 142136.5 | 139347 | 937017 | 0 | 0 | 0 | 0 | 0 | 0 | 0 | 0
[9 empty] | 2024-01-18 | 2024 | 23-24 | 0 | 0 | 0 | 0 | 0 | 0 | 0 | 0 | 648612 | 142136.5 | 139347 | 937017 | 0 | 0 | 0 | 0 | 0 | 0 | 0 | 0
[9 empty] | 2024-01-19 | 2024 | 23-24 | 0 | 0 | 0 | 0 | 0 | 0 | 0 | 0 | 648612 | 142136.5 | 139347 | 937017 | 0 | 0 | 0 | 0 | 0 | 0 | 0 | 0
[9 empty] | 2024-01-20 | 2024 | 23-24 | 0 | 0 | 0 | 0 | 0 | 0 | 0 | 0 | 648612 | 142136.5 | 139347 | 937017 | 0 | 0 | 0 | 0 | 0 | 0 | 0 | 0
[9 empty] | 2024-01-21 | 2024 | 23-24 | 0 | 0 | 0 | 0 | 0 | 0 | 0 | 0 | 648612 | 142136.5 | 139347 | 937017 | 0 | 0 | 0 | 0 | 0 | 0 | 0 | 0
[9 empty] | 2024-01-22 | 2024 | 23-24 | 0 | 0 | 0 | 0 | 0 | 0 | 0 | 0 | 648612 | 142136.5 | 139347 | 937017 | 0 | 0 | 0 | 0 | 0 | 0 | 0 | 0
[9 empty] | 2024-01-23 | 2024 | 23-24 | 0 | 0 | 0 | 0 | 0 | 0 | 0 | 0 | 648612 | 142136.5 | 139347 | 937017 | 0 | 0 | 0 | 0 | 0 | 0 | 0 | 0
[9 empty] | 2024-01-24 | 2024 | 23-24 | 0 | 0 | 0 | 0 | 0 | 0 | 0 | 0 | 648612 | 142136.5 | 139347 | 937017 | 0 | 0 | 0 | 0 | 0 | 0 | 0 | 0
[9 empty] | 2024-01-25 | 2024 | 23-24 | 0 | 0 | 0 | 0 | 0 | 0 | 0 | 0 | 648612 | 142136.5 | 139347 | 937017 | 0 | 0 | 0 | 0 | 0 | 0 | 0 | 0
[9 empty] | 2024-01-26 | 2024 | 23-24 | 0 | 0 | 0 | 0 | 0 | 0 | 0 | 0 | 648612 | 142136.5 | 139347 | 937017 | 0 | 0 | 0 | 0 | 0 | 0 | 0 | 0
[9 empty] | 2024-01-27 | 2024 | 23-24 | 0 | 0 | 0 | 0 | 0 | 0 | 0 | 0 | 648612 | 142136.5 | 139347 | 937017 | 0 | 0 | 0 | 0 | 0 | 0 | 0 | 0
[9 empty] | 2024-01-28 | 2024 | 23-24 | 0 | 0 | 0 | 0 | 0 | 0 | 0 | 0 | 648612 | 142136.5 | 139347 | 937017 | 0 | 0 | 0 | 0 | 0 | 0 | 0 | 0
[9 empty] | 2024-01-29 | 2024 | 23-24 | 0 | 0 | 0 | 0 | 0 | 0 | 0 | 0 | 648612 | 142136.5 | 139347 | 937017 | 0 | 0 | 0 | 0 | 0 | 0 | 0 | 0
[9 empty] | 2024-01-30 | 2024 | 23-24 | 0 | 0 | 0 | 0 | 0 | 0 | 0 | 0 | 648612 | 142136.5 | 139347 | 937017 | 0 | 0 | 0 | 0 | 0 | 0 | 0 | 0
[9 empty] | 2024-01-31 | 2024 | 23-24 | 0 | 0 | 0 | 0 | 0 | 0 | 0 | 0 | 648612 | 142136.5 | 139347 | 937017 | 0 | 0 | 0 | 0 | 0 | 0 | 0 | 0
[9 empty] | 2024-02-01 | 2024 | 23-24 | 0 | 0 | 0 | 0 | 0 | 0 | 0 | 0 | 648612 | 142136.5 | 139347 | 937017 | 0 | 0 | 0 | 0 | 0 | 0 | 0 | 0
[9 empty] | 2024-02-02 | 2024 | 23-24 | 0 | 0 | 0 | 0 | 0 | 0 | 0 | 0 | 648612 | 142136.5 | 139347 | 937017 | 0 | 0 | 0 | 0 | 0 | 0 | 0 | 0
[9 empty] | 2024-02-03 | 2024 | 23-24 | 0 | 0 | 0 | 0 | 0 | 0 | 0 | 0 | 648612 | 142136.5 | 139347 | 937017 | 0 | 0 | 0 | 0 | 0 | 0 | 0 | 0
[9 empty] | 2024-02-04 | 2024 | 23-24 | 0 | 0 | 0 | 0 | 0 | 0 | 0 | 0 | 648612 | 142136.5 | 139347 | 937017 | 0 | 0 | 0 | 0 | 0 | 0 | 0 | 0
[9 empty] | 2024-02-05 | 2024 | 23-24 | 0 | 0 | 0 | 0 | 0 | 0 | 0 | 0 | 648612 | 142136.5 | 139347 | 937017 | 0 | 0 | 0 | 0 | 0 | 0 | 0 | 0
[9 empty] | 2024-02-06 | 2024 | 23-24 | 0 | 0 | 0 | 0 | 0 | 0 | 0 | 0 | 648612 | 142136.5 | 139347 | 937017 | 0 | 0 | 0 | 0 | 0 | 0 | 0 | 0
[9 empty] | 2024-02-07 | 2024 | 23-24 | 0 | 0 | 0 | 0 | 0 | 0 | 0 | 0 | 648612 | 142136.5 | 139347 | 937017 | 0 | 0 | 0 | 0 | 0 | 0 | 0 | 0
[9 empty] | 2024-02-08 | 2024 | 23-24 | 0 | 0 | 0 | 0 | 0 | 0 | 0 | 0 | 648612 | 142136.5 | 139347 | 937017 | 0 | 0 | 0 | 0 | 0 | 0 | 0 | 0
[9 empty] | 2024-02-09 | 2024 | 23-24 | 0 | 0 | 0 | 0 | 0 | 0 | 0 | 0 | 648612 | 142136.5 | 139347 | 937017 | 0 | 0 | 0 | 0 | 0 | 0 | 0 | 0
[9 empty] | 2024-02-10 | 2024 | 23-24 | 0 | 0 | 0 | 0 | 0 | 0 | 0 | 0 | 648612 | 142136.5 | 139347 | 937017 | 0 | 0 | 0 | 0 | 0 | 0 | 0 | 0
[9 empty] | 2024-02-11 | 2024 | 23-24 | 0 | 0 | 0 | 0 | 0 | 0 | 0 | 0 | 648612 | 142136.5 | 139347 | 937017 | 0 | 0 | 0 | 0 | 0 | 0 | 0 | 0
[9 empty] | 2024-02-12 | 2024 | 23-24 | 0 | 0 | 0 | 0 | 0 | 0 | 0 | 0 | 648612 | 142136.5 | 139347 | 937017 | 0 | 0 | 0 | 0 | 0 | 0 | 0 | 0
[9 empty] | 2024-02-13 | 2024 | 23-24 | 0 | 0 | 0 | 0 | 0 | 0 | 0 | 0 | 648612 | 142136.5 | 139347 | 937017 | 0 | 0 | 0 | 0 | 0 | 0 | 0 | 0
[9 empty] | 2024-02-14 | 2024 | 23-24 | 0 | 0 | 0 | 0 | 0 | 0 | 0 | 0 | 648612 | 142136.5 | 139347 | 937017 | 0 | 0 | 0 | 0 | 0 | 0 | 0 | 0
[9 empty] | 2024-02-15 | 2024 | 23-24 | 0 | 0 | 0 | 0 | 0 | 0 | 0 | 0 | 648612 | 142136.5 | 139347 | 937017 | 0 | 0 | 0 | 0 | 0 | 0 | 0 | 0
[9 empty] | 2024-02-16 | 2024 | 23-24 | 0 | 0 | 0 | 0 | 0 | 0 | 0 | 0 | 648612 | 142136.5 | 139347 | 937017 | 0 | 0 | 0 | 0 | 0 | 0 | 0 | 0
[9 empty] | 2024-02-17 | 2024 | 23-24 | 0 | 0 | 0 | 0 | 0 | 0 | 0 | 0 | 648612 | 142136.5 | 139347 | 937017 | 0 | 0 | 0 | 0 | 0 | 0 | 0 | 0
[9 empty] | 2024-02-18 | 2024 | 23-24 | 0 | 0 | 0 | 0 | 0 | 0 | 0 | 0 | 648612 | 142136.5 | 139347 | 937017 | 0 | 0 | 0 | 0 | 0 | 0 | 0 | 0
[9 empty] | 2024-02-19 | 2024 | 23-24 | 0 | 0 | 0 | 0 | 0 | 0 | 0 | 0 | 648612 | 142136.5 | 139347 | 937017 | 0 | 0 | 0 | 0 | 0 | 0 | 0 | 0
[9 empty] | 2024-02-20 | 2024 | 23-24 | 0 | 0 | 0 | 0 | 0 | 0 | 0 | 0 | 648612 | 142136.5 | 139347 | 937017 | 0 | 0 | 0 | 0 | 0 | 0 | 0 | 0
[9 empty] | 2024-02-21 | 2024 | 23-24 | 0 | 0 | 0 | 0 | 0 | 0 | 0 | 0 | 648612 | 142136.5 | 139347 | 937017 | 0 | 0 | 0 | 0 | 0 | 0 | 0 | 0
[9 empty] | 2024-02-22 | 2024 | 23-24 | 0 | 0 | 0 | 0 | 0 | 0 | 0 | 0 | 648612 | 142136.5 | 139347 | 937017 | 0 | 0 | 0 | 0 | 0 | 0 | 0 | 0
[9 empty] | 2024-02-23 | 2024 | 23-24 | 0 | 0 | 0 | 0 | 0 | 0 | 0 | 0 | 648612 | 142136.5 | 139347 | 937017 | 0 | 0 | 0 | 0 | 0 | 0 | 0 | 0
[9 empty] | 2024-02-24 | 2024 | 23-24 | 0 | 0 | 0 | 0 | 0 | 0 | 0 | 0 | 648612 | 142136.5 | 139347 | 937017 | 0 | 0 | 0 | 0 | 0 | 0 | 0 | 0
[9 empty] | 2024-02-25 | 2024 | 23-24 | 0 | 0 | 558.6001 | 558.6001 | 0 | 0 | 4 | 4 | 648612 | 142136.5 | 139347 | 937017 | 0 | 0 | 0.0040087 | 0.00059615 | 0 | 0 | 2.8705e-05 | 4.2689e-06
[9 empty] | 2024-02-26 | 2024 | 23-24 | 0 | 0 | 0 | 0 | 0 | 0 | 0 | 0 | 648612 | 142136.5 | 139347 | 937017 | 0 | 0 | 0 | 0 | 0 | 0 | 0 | 0
[9 empty] | 2024-02-27 | 2024 | 23-24 | 0 | 0 | 3312.89 | 3312.89 | 0 | 0 | 0 | 0 | 648612 | 142136.5 | 139347 | 937017 | 0 | 0 | 0.023774 | 0.0035356 | 0 | 0 | 0 | 0
[9 empty] | 2024-02-28 | 2024 | 23-24 | 0 | 0 | 0 | 0 | 0 | 0 | 0 | 0 | 648612 | 142136.5 | 139347 | 937017 | 0 | 0 | 0 | 0 | 0 | 0 | 0 | 0
[9 empty] | 2024-02-29 | 2024 | 23-24 | 0 | 0 | 0 | 0 | 0 | 0 | 0 | 0 | 648612 | 142136.5 | 139347 | 937017 | 0 | 0 | 0 | 0 | 0 | 0 | 0 | 0
[9 empty] | 2024-03-01 | 2024 | 23-24 | 0 | 0 | 8171.2 | 8171.2 | 0 | 0 | 0 | 0 | 648612 | 142136.5 | 139347 | 937017 | 0 | 0 | 0.058639 | 0.0087204 | 0 | 0 | 0 | 0
[9 empty] | 2024-03-02 | 2024 | 23-24 | 0 | 0 | 0 | 0 | 0 | 0 | 0 | 0 | 648612 | 142136.5 | 139347 | 937017 | 0 | 0 | 0 | 0 | 0 | 0 | 0 | 0
[9 empty] | 2024-03-03 | 2024 | 23-24 | 0 | 0 | 0 | 0 | 0 | 0 | 0 | 0 | 648612 | 142136.5 | 139347 | 937017 | 0 | 0 | 0 | 0 | 0 | 0 | 0 | 0
[9 empty] | 2024-03-04 | 2024 | 23-24 | 0 | 0 | 0 | 0 | 0 | 0 | 0 | 0 | 648612 | 142136.5 | 139347 | 937017 | 0 | 0 | 0 | 0 | 0 | 0 | 0 | 0
[9 empty] | 2024-03-05 | 2024 | 23-24 | 0 | 0 | 20282.1368 | 20282.1368 | 0 | 0 | 66 | 66 | 648612 | 142136.5 | 139347 | 937017 | 0 | 0 | 0.14555 | 0.021645 | 0 | 0 | 0.00047364 | 7.0436e-05
[9 empty] | 2024-03-06 | 2024 | 23-24 | 0 | 0 | 0 | 0 | 0 | 0 | 0 | 0 | 648612 | 142136.5 | 139347 | 937017 | 0 | 0 | 0 | 0 | 0 | 0 | 0 | 0
[9 empty] | 2024-03-07 | 2024 | 23-24 | 0 | 0 | 0 | 0 | 0 | 0 | 0 | 0 | 648612 | 142136.5 | 139347 | 937017 | 0 | 0 | 0 | 0 | 0 | 0 | 0 | 0
[9 empty] | 2024-03-08 | 2024 | 23-24 | 0 | 0 | 0 | 0 | 0 | 0 | 0 | 0 | 648612 | 142136.5 | 139347 | 937017 | 0 | 0 | 0 | 0 | 0 | 0 | 0 | 0
[9 empty] | 2024-03-09 | 2024 | 23-24 | 0 | 0 | 0 | 0 | 0 | 0 | 0 | 0 | 648612 | 142136.5 | 139347 | 937017 | 0 | 0 | 0 | 0 | 0 | 0 | 0 | 0
[9 empty] | 2024-03-10 | 2024 | 23-24 | 0 | 0 | 0 | 0 | 0 | 0 | 0 | 0 | 648612 | 142136.5 | 139347 | 937017 | 0 | 0 | 0 | 0 | 0 | 0 | 0 | 0
[9 empty] | 2024-03-11 | 2024 | 23-24 | 0 | 0 | 0 | 0 | 0 | 0 | 0 | 0 | 648612 | 142136.5 | 139347 | 937017 | 0 | 0 | 0 | 0 | 0 | 0 | 0 | 0
[9 empty] | 2024-03-12 | 2024 | 23-24 | 0 | 0 | 0 | 0 | 0 | 0 | 0 | 0 | 648612 | 142136.5 | 139347 | 937017 | 0 | 0 | 0 | 0 | 0 | 0 | 0 | 0
[9 empty] | 2024-03-13 | 2024 | 23-24 | 0 | 0 | 0 | 0 | 0 | 0 | 0 | 0 | 648612 | 142136.5 | 139347 | 937017 | 0 | 0 | 0 | 0 | 0 | 0 | 0 | 0
[9 empty] | 2024-03-14 | 2024 | 23-24 | 0 | 0 | 0 | 0 | 0 | 0 | 0 | 0 | 648612 | 142136.5 | 139347 | 937017 | 0 | 0 | 0 | 0 | 0 | 0 | 0 | 0
[9 empty] | 2024-03-15 | 2024 | 23-24 | 0 | 0 | 0 | 0 | 0 | 0 | 0 | 0 | 648612 | 142136.5 | 139347 | 937017 | 0 | 0 | 0 | 0 | 0 | 0 | 0 | 0
[9 empty] | 2024-03-16 | 2024 | 23-24 | 0 | 0 | 0 | 0 | 0 | 0 | 0 | 0 | 648612 | 142136.5 | 139347 | 937017 | 0 | 0 | 0 | 0 | 0 | 0 | 0 | 0
[9 empty] | 2024-03-17 | 2024 | 23-24 | 0 | 0 | 0 | 0 | 0 | 0 | 0 | 0 | 648612 | 142136.5 | 139347 | 937017 | 0 | 0 | 0 | 0 | 0 | 0 | 0 | 0
[9 empty] | 2024-03-18 | 2024 | 23-24 | 0 | 0 | 0 | 0 | 0 | 0 | 0 | 0 | 648612 | 142136.5 | 139347 | 937017 | 0 | 0 | 0 | 0 | 0 | 0 | 0 | 0
[9 empty] | 2024-03-19 | 2024 | 23-24 | 0 | 0 | 0 | 0 | 0 | 0 | 0 | 0 | 648612 | 142136.5 | 139347 | 937017 | 0 | 0 | 0 | 0 | 0 | 0 | 0 | 0
[9 empty] | 2024-03-20 | 2024 | 23-24 | 0 | 0 | 0 | 0 | 0 | 0 | 0 | 0 | 648612 | 142136.5 | 139347 | 937017 | 0 | 0 | 0 | 0 | 0 | 0 | 0 | 0
[9 empty] | 2024-03-21 | 2024 | 23-24 | 0 | 0 | 0 | 0 | 0 | 0 | 0 | 0 | 648612 | 142136.5 | 139347 | 937017 | 0 | 0 | 0 | 0 | 0 | 0 | 0 | 0
[9 empty] | 2024-03-22 | 2024 | 23-24 | 0 | 0 | 0 | 0 | 0 | 0 | 0 | 0 | 648612 | 142136.5 | 139347 | 937017 | 0 | 0 | 0 | 0 | 0 | 0 | 0 | 0
[9 empty] | 2024-03-23 | 2024 | 23-24 | 0 | 0 | 0 | 0 | 0 | 0 | 0 | 0 | 648612 | 142136.5 | 139347 | 937017 | 0 | 0 | 0 | 0 | 0 | 0 | 0 | 0
[9 empty] | 2024-03-24 | 2024 | 23-24 | 0 | 0 | 0 | 0 | 0 | 0 | 0 | 0 | 648612 | 142136.5 | 139347 | 937017 | 0 | 0 | 0 | 0 | 0 | 0 | 0 | 0
[9 empty] | 2024-03-25 | 2024 | 23-24 | 0 | 0 | 0 | 0 | 0 | 0 | 0 | 0 | 648612 | 142136.5 | 139347 | 937017 | 0 | 0 | 0 | 0 | 0 | 0 | 0 | 0
[9 empty] | 2024-03-26 | 2024 | 23-24 | 0 | 0 | 0 | 0 | 0 | 0 | 0 | 0 | 648612 | 142136.5 | 139347 | 937017 | 0 | 0 | 0 | 0 | 0 | 0 | 0 | 0
[9 empty] | 2024-03-27 | 2024 | 23-24 | 0 | 0 | 0 | 0 | 0 | 0 | 0 | 0 | 648612 | 142136.5 | 139347 | 937017 | 0 | 0 | 0 | 0 | 0 | 0 | 0 | 0
[9 empty] | 2024-03-28 | 2024 | 23-24 | 0 | 0 | 0 | 0 | 0 | 0 | 0 | 0 | 648612 | 142136.5 | 139347 | 937017 | 0 | 0 | 0 | 0 | 0 | 0 | 0 | 0
[9 empty] | 2024-03-29 | 2024 | 23-24 | 0 | 0 | 0 | 0 | 0 | 0 | 0 | 0 | 648612 | 142136.5 | 139347 | 937017 | 0 | 0 | 0 | 0 | 0 | 0 | 0 | 0
[9 empty] | 2024-03-30 | 2024 | 23-24 | 0 | 0 | 0 | 0 | 0 | 0 | 0 | 0 | 648612 | 142136.5 | 139347 | 937017 | 0 | 0 | 0 | 0 | 0 | 0 | 0 | 0
[9 empty] | 2024-03-31 | 2024 | 23-24 | 0 | 0 | 0 | 0 | 0 | 0 | 0 | 0 | 648612 | 142136.5 | 139347 | 937017 | 0 | 0 | 0 | 0 | 0 | 0 | 0 | 0
[9 empty] | 2024-04-01 | 2024 | 23-24 | 0 | 0 | 0 | 0 | 0 | 0 | 0 | 0 | 648612 | 142136.5 | 139347 | 937017 | 0 | 0 | 0 | 0 | 0 | 0 | 0 | 0
[9 empty] | 2024-04-02 | 2024 | 23-24 | 0 | 0 | 0 | 0 | 0 | 0 | 0 | 0 | 648612 | 142136.5 | 139347 | 937017 | 0 | 0 | 0 | 0 | 0 | 0 | 0 | 0
[9 empty] | 2024-04-03 | 2024 | 23-24 | 0 | 0 | 0 | 0 | 0 | 0 | 0 | 0 | 648612 | 142136.5 | 139347 | 937017 | 0 | 0 | 0 | 0 | 0 | 0 | 0 | 0
[9 empty] | 2024-04-04 | 2024 | 23-24 | 0 | 0 | 0 | 0 | 0 | 0 | 0 | 0 | 648612 | 142136.5 | 139347 | 937017 | 0 | 0 | 0 | 0 | 0 | 0 | 0 | 0
[9 empty] | 2024-04-05 | 2024 | 23-24 | 0 | 0 | 0 | 0 | 0 | 0 | 0 | 0 | 648612 | 142136.5 | 139347 | 937017 | 0 | 0 | 0 | 0 | 0 | 0 | 0 | 0
[9 empty] | 2024-04-06 | 2024 | 23-24 | 0 | 0 | 2154.46 | 2154.46 | 0 | 0 | 0 | 0 | 648612 | 142136.5 | 139347 | 937017 | 0 | 0 | 0.015461 | 0.0022993 | 0 | 0 | 0 | 0
[9 empty] | 2024-04-07 | 2024 | 23-24 | 0 | 0 | 0 | 0 | 0 | 0 | 0 | 0 | 648612 | 142136.5 | 139347 | 937017 | 0 | 0 | 0 | 0 | 0 | 0 | 0 | 0
[9 empty] | 2024-04-08 | 2024 | 23-24 | 0 | 0 | 0 | 0 | 0 | 0 | 0 | 0 | 648612 | 142136.5 | 139347 | 937017 | 0 | 0 | 0 | 0 | 0 | 0 | 0 | 0
[9 empty] | 2024-04-09 | 2024 | 23-24 | 0 | 0 | 0 | 0 | 0 | 0 | 0 | 0 | 648612 | 142136.5 | 139347 | 937017 | 0 | 0 | 0 | 0 | 0 | 0 | 0 | 0
[9 empty] | 2024-04-10 | 2024 | 23-24 | 0 | 0 | 0 | 0 | 0 | 0 | 0 | 0 | 648612 | 142136.5 | 139347 | 937017 | 0 | 0 | 0 | 0 | 0 | 0 | 0 | 0
[9 empty] | 2024-04-11 | 2024 | 23-24 | 0 | 0 | 0 | 0 | 0 | 0 | 0 | 0 | 648612 | 142136.5 | 139347 | 937017 | 0 | 0 | 0 | 0 | 0 | 0 | 0 | 0
[9 empty] | 2024-04-12 | 2024 | 23-24 | 0 | 0 | 0 | 0 | 0 | 0 | 0 | 0 | 648612 | 142136.5 | 139347 | 937017 | 0 | 0 | 0 | 0 | 0 | 0 | 0 | 0
[9 empty] | 2024-04-13 | 2024 | 23-24 | 0 | 0 | 0 | 0 | 0 | 0 | 0 | 0 | 648612 | 142136.5 | 139347 | 937017 | 0 | 0 | 0 | 0 | 0 | 0 | 0 | 0
[9 empty] | 2024-04-14 | 2024 | 23-24 | 0 | 0 | 0 | 0 | 0 | 0 | 0 | 0 | 648612 | 142136.5 | 139347 | 937017 | 0 | 0 | 0 | 0 | 0 | 0 | 0 | 0
[9 empty] | 2024-04-15 | 2024 | 23-24 | 0 | 0 | 0 | 0 | 0 | 0 | 0 | 0 | 648612 | 142136.5 | 139347 | 937017 | 0 | 0 | 0 | 0 | 0 | 0 | 0 | 0
[9 empty] | 2024-04-16 | 2024 | 23-24 | 0 | 0 | 0 | 0 | 0 | 0 | 0 | 0 | 648612 | 142136.5 | 139347 | 937017 | 0 | 0 | 0 | 0 | 0 | 0 | 0 | 0
[9 empty] | 2024-04-17 | 2024 | 23-24 | 0 | 0 | 0 | 0 | 0 | 0 | 0 | 0 | 648612 | 142136.5 | 139347 | 937017 | 0 | 0 | 0 | 0 | 0 | 0 | 0 | 0
[9 empty] | 2024-04-18 | 2024 | 23-24 | 0 | 0 | 0 | 0 | 0 | 0 | 0 | 0 | 648612 | 142136.5 | 139347 | 937017 | 0 | 0 | 0 | 0 | 0 | 0 | 0 | 0
[9 empty] | 2024-04-19 | 2024 | 23-24 | 0 | 0 | 0 | 0 | 0 | 0 | 0 | 0 | 648612 | 142136.5 | 139347 | 937017 | 0 | 0 | 0 | 0 | 0 | 0 | 0 | 0
[9 empty] | 2024-04-20 | 2024 | 23-24 | 0 | 0 | 0 | 0 | 0 | 0 | 0 | 0 | 648612 | 142136.5 | 139347 | 937017 | 0 | 0 | 0 | 0 | 0 | 0 | 0 | 0
[9 empty] | 2024-04-21 | 2024 | 23-24 | 0 | 0 | 0 | 0 | 0 | 0 | 0 | 0 | 648612 | 142136.5 | 139347 | 937017 | 0 | 0 | 0 | 0 | 0 | 0 | 0 | 0
[9 empty] | 2024-04-22 | 2024 | 23-24 | 0 | 0 | 0 | 0 | 0 | 0 | 0 | 0 | 648612 | 142136.5 | 139347 | 937017 | 0 | 0 | 0 | 0 | 0 | 0 | 0 | 0
[9 empty] | 2024-04-23 | 2024 | 23-24 | 0 | 0 | 0 | 0 | 0 | 0 | 0 | 0 | 648612 | 142136.5 | 139347 | 937017 | 0 | 0 | 0 | 0 | 0 | 0 | 0 | 0
[9 empty] | 2024-04-24 | 2024 | 23-24 | 0 | 0 | 0 | 0 | 0 | 0 | 0 | 0 | 648612 | 142136.5 | 139347 | 937017 | 0 | 0 | 0 | 0 | 0 | 0 | 0 | 0
[9 empty] | 2024-04-25 | 2024 | 23-24 | 0 | 0 | 0 | 0 | 0 | 0 | 0 | 0 | 648612 | 142136.5 | 139347 | 937017 | 0 | 0 | 0 | 0 | 0 | 0 | 0 | 0
[9 empty] | 2024-04-26 | 2024 | 23-24 | 0 | 0 | 0 | 0 | 0 | 0 | 0 | 0 | 648612 | 142136.5 | 139347 | 937017 | 0 | 0 | 0 | 0 | 0 | 0 | 0 | 0
[9 empty] | 2024-04-27 | 2024 | 23-24 | 0 | 0 | 0 | 0 | 0 | 0 | 0 | 0 | 648612 | 142136.5 | 139347 | 937017 | 0 | 0 | 0 | 0 | 0 | 0 | 0 | 0
[9 empty] | 2024-04-28 | 2024 | 23-24 | 0 | 0 | 0 | 0 | 0 | 0 | 0 | 0 | 648612 | 142136.5 | 139347 | 937017 | 0 | 0 | 0 | 0 | 0 | 0 | 0 | 0
[9 empty] | 2024-04-29 | 2024 | 23-24 | 0 | 0 | 0 | 0 | 0 | 0 | 0 | 0 | 648612 | 142136.5 | 139347 | 937017 | 0 | 0 | 0 | 0 | 0 | 0 | 0 | 0
[9 empty] | 2024-04-30 | 2024 | 23-24 | 0 | 0 | 0 | 0 | 0 | 0 | 0 | 0 | 648612 | 142136.5 | 139347 | 937017 | 0 | 0 | 0 | 0 | 0 | 0 | 0 | 0
[9 empty] | 2024-05-01 | 2024 | 23-24 | 0 | 0 | 0 | 0 | 0 | 0 | 0 | 0 | 648612 | 142136.5 | 139347 | 937017 | 0 | 0 | 0 | 0 | 0 | 0 | 0 | 0
[9 empty] | 2024-05-02 | 2024 | 23-24 | 0 | 0 | 0 | 0 | 0 | 0 | 0 | 0 | 648612 | 142136.5 | 139347 | 937017 | 0 | 0 | 0 | 0 | 0 | 0 | 0 | 0
[9 empty] | 2024-05-03 | 2024 | 23-24 | 0 | 0 | 0 | 0 | 0 | 0 | 0 | 0 | 648612 | 142136.5 | 139347 | 937017 | 0 | 0 | 0 | 0 | 0 | 0 | 0 | 0
[9 empty] | 2024-05-04 | 2024 | 23-24 | 0 | 0 | 0 | 0 | 0 | 0 | 0 | 0 | 648612 | 142136.5 | 139347 | 937017 | 0 | 0 | 0 | 0 | 0 | 0 | 0 | 0
[9 empty] | 2024-05-05 | 2024 | 23-24 | 0 | 0 | 0 | 0 | 0 | 0 | 0 | 0 | 648612 | 142136.5 | 139347 | 937017 | 0 | 0 | 0 | 0 | 0 | 0 | 0 | 0
[9 empty] | 2024-05-06 | 2024 | 23-24 | 0 | 0 | 0 | 0 | 0 | 0 | 0 | 0 | 648612 | 142136.5 | 139347 | 937017 | 0 | 0 | 0 | 0 | 0 | 0 | 0 | 0
[9 empty] | 2024-05-07 | 2024 | 23-24 | 0 | 0 | 0 | 0 | 0 | 0 | 0 | 0 | 648612 | 142136.5 | 139347 | 937017 | 0 | 0 | 0 | 0 | 0 | 0 | 0 | 0
[9 empty] | 2024-05-08 | 2024 | 23-24 | 0 | 0 | 0 | 0 | 0 | 0 | 0 | 0 | 648612 | 142136.5 | 139347 | 937017 | 0 | 0 | 0 | 0 | 0 | 0 | 0 | 0
[9 empty] | 2024-05-09 | 2024 | 23-24 | 0 | 0 | 0 | 0 | 0 | 0 | 0 | 0 | 648612 | 142136.5 | 139347 | 937017 | 0 | 0 | 0 | 0 | 0 | 0 | 0 | 0
[9 empty] | 2024-05-10 | 2024 | 23-24 | 0 | 0 | 0 | 0 | 0 | 0 | 0 | 0 | 648612 | 142136.5 | 139347 | 937017 | 0 | 0 | 0 | 0 | 0 | 0 | 0 | 0
[9 empty] | 2024-05-11 | 2024 | 23-24 | 0 | 0 | 0 | 0 | 0 | 0 | 0 | 0 | 648612 | 142136.5 | 139347 | 937017 | 0 | 0 | 0 | 0 | 0 | 0 | 0 | 0
[9 empty] | 2024-05-12 | 2024 | 23-24 | 0 | 0 | 0 | 0 | 0 | 0 | 0 | 0 | 648612 | 142136.5 | 139347 | 937017 | 0 | 0 | 0 | 0 | 0 | 0 | 0 | 0
[9 empty] | 2024-05-13 | 2024 | 23-24 | 0 | 0 | 0 | 0 | 0 | 0 | 0 | 0 | 648612 | 142136.5 | 139347 | 937017 | 0 | 0 | 0 | 0 | 0 | 0 | 0 | 0
[9 empty] | 2024-05-14 | 2024 | 23-24 | 0 | 0 | 0 | 0 | 0 | 0 | 0 | 0 | 648612 | 142136.5 | 139347 | 937017 | 0 | 0 | 0 | 0 | 0 | 0 | 0 | 0
[9 empty] | 2024-05-15 | 2024 | 23-24 | 0 | 0 | 0 | 0 | 0 | 0 | 0 | 0 | 648612 | 142136.5 | 139347 | 937017 | 0 | 0 | 0 | 0 | 0 | 0 | 0 | 0
[9 empty] | 2024-05-16 | 2024 | 23-24 | 0 | 0 | 0 | 0 | 0 | 0 | 0 | 0 | 648612 | 142136.5 | 139347 | 937017 | 0 | 0 | 0 | 0 | 0 | 0 | 0 | 0
[9 empty] | 2024-05-17 | 2024 | 23-24 | 0 | 0 | 0 | 0 | 0 | 0 | 0 | 0 | 648612 | 142136.5 | 139347 | 937017 | 0 | 0 | 0 | 0 | 0 | 0 | 0 | 0
[9 empty] | 2024-05-18 | 2024 | 23-24 | 0 | 0 | 0 | 0 | 0 | 0 | 0 | 0 | 648612 | 142136.5 | 139347 | 937017 | 0 | 0 | 0 | 0 | 0 | 0 | 0 | 0
[9 empty] | 2024-05-19 | 2024 | 23-24 | 0 | 0 | 0 | 0 | 0 | 0 | 0 | 0 | 648612 | 142136.5 | 139347 | 937017 | 0 | 0 | 0 | 0 | 0 | 0 | 0 | 0
[9 empty] | 2024-05-20 | 2024 | 23-24 | 0 | 0 | 0 | 0 | 0 | 0 | 0 | 0 | 648612 | 142136.5 | 139347 | 937017 | 0 | 0 | 0 | 0 | 0 | 0 | 0 | 0
[9 empty] | 2024-05-21 | 2024 | 23-24 | 0 | 0 | 0 | 0 | 0 | 0 | 0 | 0 | 648612 | 142136.5 | 139347 | 937017 | 0 | 0 | 0 | 0 | 0 | 0 | 0 | 0
[9 empty] | 2024-05-22 | 2024 | 23-24 | 0 | 0 | 0 | 0 | 0 | 0 | 0 | 0 | 648612 | 142136.5 | 139347 | 937017 | 0 | 0 | 0 | 0 | 0 | 0 | 0 | 0
[9 empty] | 2024-05-23 | 2024 | 23-24 | 0 | 0 | 0 | 0 | 0 | 0 | 0 | 0 | 648612 | 142136.5 | 139347 | 937017 | 0 | 0 | 0 | 0 | 0 | 0 | 0 | 0
[9 empty] | 2024-05-24 | 2024 | 23-24 | 0 | 0 | 0 | 0 | 0 | 0 | 0 | 0 | 648612 | 142136.5 | 139347 | 937017 | 0 | 0 | 0 | 0 | 0 | 0 | 0 | 0
[9 empty] | 2024-05-25 | 2024 | 23-24 | 0 | 0 | 0 | 0 | 0 | 0 | 0 | 0 | 648612 | 142136.5 | 139347 | 937017 | 0 | 0 | 0 | 0 | 0 | 0 | 0 | 0
[9 empty] | 2024-05-26 | 2024 | 23-24 | 0 | 0 | 0 | 0 | 0 | 0 | 0 | 0 | 648612 | 142136.5 | 139347 | 937017 | 0 | 0 | 0 | 0 | 0 | 0 | 0 | 0
[9 empty] | 2024-05-27 | 2024 | 23-24 | 0 | 0 | 0 | 0 | 0 | 0 | 0 | 0 | 648612 | 142136.5 | 139347 | 937017 | 0 | 0 | 0 | 0 | 0 | 0 | 0 | 0
[9 empty] | 2024-05-28 | 2024 | 23-24 | 0 | 0 | 0 | 0 | 0 | 0 | 0 | 0 | 648612 | 142136.5 | 139347 | 937017 | 0 | 0 | 0 | 0 | 0 | 0 | 0 | 0
[9 empty] | 2024-05-29 | 2024 | 23-24 | 0 | 0 | 0 | 0 | 0 | 0 | 0 | 0 | 648612 | 142136.5 | 139347 | 937017 | 0 | 0 | 0 | 0 | 0 | 0 | 0 | 0
[9 empty] | 2024-05-30 | 2024 | 23-24 | 0 | 0 | 0 | 0 | 0 | 0 | 0 | 0 | 648612 | 142136.5 | 139347 | 937017 | 0 | 0 | 0 | 0 | 0 | 0 | 0 | 0
[9 empty] | 2024-05-31 | 2024 | 23-24 | 0 | 0 | 0 | 0 | 0 | 0 | 0 | 0 | 648612 | 142136.5 | 139347 | 937017 | 0 | 0 | 0 | 0 | 0 | 0 | 0 | 0
[9 empty] | 2024-06-01 | 2024 | 23-24 | 0 | 0 | 0 | 0 | 0 | 0 | 0 | 0 | 648612 | 142136.5 | 139347 | 937017 | 0 | 0 | 0 | 0 | 0 | 0 | 0 | 0
[9 empty] | 2024-06-02 | 2024 | 23-24 | 0 | 0 | 0 | 0 | 0 | 0 | 0 | 0 | 648612 | 142136.5 | 139347 | 937017 | 0 | 0 | 0 | 0 | 0 | 0 | 0 | 0
[9 empty] | 2024-06-03 | 2024 | 23-24 | 0 | 0 | 0 | 0 | 0 | 0 | 0 | 0 | 648612 | 142136.5 | 139347 | 937017 | 0 | 0 | 0 | 0 | 0 | 0 | 0 | 0
[9 empty] | 2024-06-04 | 2024 | 23-24 | 0 | 0 | 0 | 0 | 0 | 0 | 0 | 0 | 648612 | 142136.5 | 139347 | 937017 | 0 | 0 | 0 | 0 | 0 | 0 | 0 | 0
[9 empty] | 2024-06-05 | 2024 | 23-24 | 0 | 0 | 0 | 0 | 0 | 0 | 0 | 0 | 648612 | 142136.5 | 139347 | 937017 | 0 | 0 | 0 | 0 | 0 | 0 | 0 | 0
[9 empty] | 2024-06-06 | 2024 | 23-24 | 0 | 0 | 0 | 0 | 0 | 0 | 0 | 0 | 648612 | 142136.5 | 139347 | 937017 | 0 | 0 | 0 | 0 | 0 | 0 | 0 | 0
[9 empty] | 2024-06-07 | 2024 | 23-24 | 0 | 0 | 0 | 0 | 0 | 0 | 0 | 0 | 648612 | 142136.5 | 139347 | 937017 | 0 | 0 | 0 | 0 | 0 | 0 | 0 | 0
[9 empty] | 2024-06-08 | 2024 | 23-24 | 0 | 0 | 0 | 0 | 0 | 0 | 0 | 0 | 648612 | 142136.5 | 139347 | 937017 | 0 | 0 | 0 | 0 | 0 | 0 | 0 | 0
[9 empty] | 2024-06-09 | 2024 | 23-24 | 0 | 0 | 0 | 0 | 0 | 0 | 0 | 0 | 648612 | 142136.5 | 139347 | 937017 | 0 | 0 | 0 | 0 | 0 | 0 | 0 | 0
[9 empty] | 2024-06-10 | 2024 | 23-24 | 0 | 0 | 0 | 0 | 0 | 0 | 0 | 0 | 648612 | 142136.5 | 139347 | 937017 | 0 | 0 | 0 | 0 | 0 | 0 | 0 | 0
[9 empty] | 2024-06-11 | 2024 | 23-24 | 0 | 0 | 0 | 0 | 0 | 0 | 0 | 0 | 648612 | 142136.5 | 139347 | 937017 | 0 | 0 | 0 | 0 | 0 | 0 | 0 | 0
[9 empty] | 2024-06-12 | 2024 | 23-24 | 0 | 0 | 0 | 0 | 0 | 0 | 0 | 0 | 648612 | 142136.5 | 139347 | 937017 | 0 | 0 | 0 | 0 | 0 | 0 | 0 | 0
[9 empty] | 2024-06-13 | 2024 | 23-24 | 0 | 0 | 0 | 0 | 0 | 0 | 0 | 0 | 648612 | 142136.5 | 139347 | 937017 | 0 | 0 | 0 | 0 | 0 | 0 | 0 | 0
[9 empty] | 2024-06-14 | 2024 | 23-24 | 0 | 0 | 0 | 0 | 0 | 0 | 0 | 0 | 648612 | 142136.5 | 139347 | 937017 | 0 | 0 | 0 | 0 | 0 | 0 | 0 | 0
[9 empty] | 2024-06-15 | 2024 | 23-24 | 0 | 0 | 0 | 0 | 0 | 0 | 0 | 0 | 648612 | 142136.5 | 139347 | 937017 | 0 | 0 | 0 | 0 | 0 | 0 | 0 | 0
[9 empty] | 2024-06-16 | 2024 | 23-24 | 0 | 0 | 0 | 0 | 0 | 0 | 0 | 0 | 648612 | 142136.5 | 139347 | 937017 | 0 | 0 | 0 | 0 | 0 | 0 | 0 | 0
[9 empty] | 2024-06-17 | 2024 | 23-24 | 0 | 0 | 0 | 0 | 0 | 0 | 0 | 0 | 648612 | 142136.5 | 139347 | 937017 | 0 | 0 | 0 | 0 | 0 | 0 | 0 | 0
[9 empty] | 2024-06-18 | 2024 | 23-24 | 0 | 0 | 0 | 0 | 0 | 0 | 0 | 0 | 648612 | 142136.5 | 139347 | 937017 | 0 | 0 | 0 | 0 | 0 | 0 | 0 | 0
[9 empty] | 2024-06-19 | 2024 | 23-24 | 0 | 0 | 0 | 0 | 0 | 0 | 0 | 0 | 648612 | 142136.5 | 139347 | 937017 | 0 | 0 | 0 | 0 | 0 | 0 | 0 | 0
[9 empty] | 2024-06-20 | 2024 | 23-24 | 0 | 0 | 0 | 0 | 0 | 0 | 0 | 0 | 648612 | 142136.5 | 139347 | 937017 | 0 | 0 | 0 | 0 | 0 | 0 | 0 | 0
[9 empty] | 2024-06-21 | 2024 | 23-24 | 0 | 0 | 0 | 0 | 0 | 0 | 0 | 0 | 648612 | 142136.5 | 139347 | 937017 | 0 | 0 | 0 | 0 | 0 | 0 | 0 | 0
[9 empty] | 2024-06-22 | 2024 | 23-24 | 0 | 0 | 0 | 0 | 0 | 0 | 0 | 0 | 648612 | 142136.5 | 139347 | 937017 | 0 | 0 | 0 | 0 | 0 | 0 | 0 | 0
[9 empty] | 2024-06-23 | 2024 | 23-24 | 0 | 0 | 0 | 0 | 0 | 0 | 0 | 0 | 648612 | 142136.5 | 139347 | 937017 | 0 | 0 | 0 | 0 | 0 | 0 | 0 | 0
[9 empty] | 2024-06-24 | 2024 | 23-24 | 0 | 0 | 0 | 0 | 0 | 0 | 0 | 0 | 648612 | 142136.5 | 139347 | 937017 | 0 | 0 | 0 | 0 | 0 | 0 | 0 | 0
[9 empty] | 2024-06-25 | 2024 | 23-24 | 0 | 0 | 0 | 0 | 0 | 0 | 0 | 0 | 648612 | 142136.5 | 139347 | 937017 | 0 | 0 | 0 | 0 | 0 | 0 | 0 | 0
[9 empty] | 2024-06-26 | 2024 | 23-24 | 0 | 0 | 0 | 0 | 0 | 0 | 0 | 0 | 648612 | 142136.5 | 139347 | 937017 | 0 | 0 | 0 | 0 | 0 | 0 | 0 | 0
[9 empty] | 2024-06-27 | 2024 | 23-24 | 0 | 0 | 0 | 0 | 0 | 0 | 0 | 0 | 648612 | 142136.5 | 139347 | 937017 | 0 | 0 | 0 | 0 | 0 | 0 | 0 | 0
[9 empty] | 2024-06-28 | 2024 | 23-24 | 0 | 0 | 0 | 0 | 0 | 0 | 0 | 0 | 648612 | 142136.5 | 139347 | 937017 | 0 | 0 | 0 | 0 | 0 | 0 | 0 | 0
[9 empty] | 2024-06-29 | 2024 | 23-24 | 0 | 0 | 0 | 0 | 0 | 0 | 0 | 0 | 648612 | 142136.5 | 139347 | 937017 | 0 | 0 | 0 | 0 | 0 | 0 | 0 | 0
[9 empty] | 2024-06-30 | 2024 | 23-24 | 0 | 0 | 0 | 0 | 0 | 0 | 0 | 0 | 648612 | 142136.5 | 139347 | 937017 | 0 | 0 | 0 | 0 | 0 | 0 | 0 | 0

## Daily_EP
| CustMins Forecast Reduction |  |  |  | CustInt Forecast Reduction | [6 empty] | Customer minutes saved |  |  |  | Customer interruptions saved |  |  |  | Ave. Customers |  |  |  | USAIDI |  |  |  | USAIFI
Eyre Peninsula | Urban | Rural Short | Rural Long | Total | Urban | Rural Short | Rural Long | Total |  | Reg Year | Non-MED | Urban | Short Rural | Long Rural | Total | Urban | Short Rural | Long Rural | Total | Urban | Short Rural | Long Rural | Total | Urban | Short Rural | Long Rural | Dist wk | Urban | Short Rural | Long Rural | Dist wk
2015-11-03 |  |  | 317549.59 | 317549.59 |  |  | 216 | 216 | 2015-07-01 | 2016 | 15-16 | 0 | 0 | 0 | 0 | 0 | 0 | 0 | 0 | 593241 | 120275 | 138541 | 858646 | 0 | 0 | 0 | 0 | 0 | 0 | 0 | 0
2015-11-29 |  |  | 4618.9 | 4618.9 |  |  | 13 | 13 | 2015-07-02 | 2016 | 15-16 | 0 | 0 | 0 | 0 | 0 | 0 | 0 | 0 | 593241 | 120275 | 138541 | 858646 | 0 | 0 | 0 | 0 | 0 | 0 | 0 | 0
2015-11-30 |  |  | 4396.6 | 4396.6 |  |  | 13 | 13 | 2015-07-03 | 2016 | 15-16 | 0 | 0 | 0 | 0 | 0 | 0 | 0 | 0 | 593241 | 120275 | 138541 | 858646 | 0 | 0 | 0 | 0 | 0 | 0 | 0 | 0
2015-12-07 |  |  | 38041.8 | 38041.8 |  |  | 79 | 79 | 2015-07-04 | 2016 | 15-16 | 0 | 0 | 0 | 0 | 0 | 0 | 0 | 0 | 593241 | 120275 | 138541 | 858646 | 0 | 0 | 0 | 0 | 0 | 0 | 0 | 0
2016-01-21 |  |  | 28542.75 | 28542.75 |  |  | 47 | 47 | 2015-07-05 | 2016 | 15-16 | 0 | 0 | 0 | 0 | 0 | 0 | 0 | 0 | 593241 | 120275 | 138541 | 858646 | 0 | 0 | 0 | 0 | 0 | 0 | 0 | 0
2016-01-22 |  |  | 208323.7948 | 208323.7948 |  |  | 751 | 751 | 2015-07-06 | 2016 | 15-16 | 0 | 0 | 0 | 0 | 0 | 0 | 0 | 0 | 593241 | 120275 | 138541 | 858646 | 0 | 0 | 0 | 0 | 0 | 0 | 0 | 0
2016-03-05 |  |  | 60657.5 | 60657.5 |  |  | 60 | 60 | 2015-07-07 | 2016 | 15-16 | 0 | 0 | 0 | 0 | 0 | 0 | 0 | 0 | 593241 | 120275 | 138541 | 858646 | 0 | 0 | 0 | 0 | 0 | 0 | 0 | 0
2016-03-08 |  |  | 19358.15 | 19358.15 |  |  | 22 | 22 | 2015-07-08 | 2016 | 15-16 | 0 | 0 | 0 | 0 | 0 | 0 | 0 | 0 | 593241 | 120275 | 138541 | 858646 | 0 | 0 | 0 | 0 | 0 | 0 | 0 | 0
2016-03-17 |  |  | 15948.6 | 15948.6 |  |  | 13 | 13 | 2015-07-09 | 2016 | 15-16 | 0 | 0 | 0 | 0 | 0 | 0 | 0 | 0 | 593241 | 120275 | 138541 | 858646 | 0 | 0 | 0 | 0 | 0 | 0 | 0 | 0
2016-03-18 |  |  | 282.2 | 282.2 |  |  | 0 | 0 | 2015-07-10 | 2016 | 15-16 | 0 | 0 | 0 | 0 | 0 | 0 | 0 | 0 | 593241 | 120275 | 138541 | 858646 | 0 | 0 | 0 | 0 | 0 | 0 | 0 | 0
2016-05-11 |  |  | 16678.5827 | 16678.5827 |  |  | 40 | 40 | 2015-07-11 | 2016 | 15-16 | 0 | 0 | 0 | 0 | 0 | 0 | 0 | 0 | 593241 | 120275 | 138541 | 858646 | 0 | 0 | 0 | 0 | 0 | 0 | 0 | 0
2016-09-25 |  |  | 33530.1421 | 33530.1421 |  |  | 122.0001 | 122.0001 | 2015-07-12 | 2016 | 15-16 | 0 | 0 | 0 | 0 | 0 | 0 | 0 | 0 | 593241 | 120275 | 138541 | 858646 | 0 | 0 | 0 | 0 | 0 | 0 | 0 | 0
2016-10-29 |  |  | 354831.65 | 354831.65 |  |  | 1379 | 1379 | 2015-07-13 | 2016 | 15-16 | 0 | 0 | 0 | 0 | 0 | 0 | 0 | 0 | 593241 | 120275 | 138541 | 858646 | 0 | 0 | 0 | 0 | 0 | 0 | 0 | 0
2016-11-10 |  |  | 13727.5 | 13727.5 |  |  | 50 | 50 | 2015-07-14 | 2016 | 15-16 | 0 | 0 | 0 | 0 | 0 | 0 | 0 | 0 | 593241 | 120275 | 138541 | 858646 | 0 | 0 | 0 | 0 | 0 | 0 | 0 | 0
2016-11-12 |  |  | 10331.25 | 10331.25 |  |  | 29 | 29 | 2015-07-15 | 2016 | 15-16 | 0 | 0 | 0 | 0 | 0 | 0 | 0 | 0 | 593241 | 120275 | 138541 | 858646 | 0 | 0 | 0 | 0 | 0 | 0 | 0 | 0
2016-12-29 |  |  | 590.1 | 590.1 |  |  | 0 | 0 | 2015-07-16 | 2016 | 15-16 | 0 | 0 | 0 | 0 | 0 | 0 | 0 | 0 | 593241 | 120275 | 138541 | 858646 | 0 | 0 | 0 | 0 | 0 | 0 | 0 | 0
2017-01-17 |  |  | 21876.5529 | 21876.5529 |  |  | 198 | 198 | 2015-07-17 | 2016 | 15-16 | 0 | 0 | 0 | 0 | 0 | 0 | 0 | 0 | 593241 | 120275 | 138541 | 858646 | 0 | 0 | 0 | 0 | 0 | 0 | 0 | 0
2017-01-19 |  |  | 210655.0319 | 210655.0319 |  |  | 515.3337 | 515.3337 | 2015-07-18 | 2016 | 15-16 | 0 | 0 | 0 | 0 | 0 | 0 | 0 | 0 | 593241 | 120275 | 138541 | 858646 | 0 | 0 | 0 | 0 | 0 | 0 | 0 | 0
2017-01-20 |  |  | 8010.4 | 8010.4 |  |  | 6 | 6 | 2015-07-19 | 2016 | 15-16 | 0 | 0 | 0 | 0 | 0 | 0 | 0 | 0 | 593241 | 120275 | 138541 | 858646 | 0 | 0 | 0 | 0 | 0 | 0 | 0 | 0
2017-02-17 |  |  | 22880.75 | 22880.75 |  |  | 29 | 29 | 2015-07-20 | 2016 | 15-16 | 0 | 0 | 0 | 0 | 0 | 0 | 0 | 0 | 593241 | 120275 | 138541 | 858646 | 0 | 0 | 0 | 0 | 0 | 0 | 0 | 0
2017-02-18 |  |  | 4600.85 | 4600.85 |  |  | 29 | 29 | 2015-07-21 | 2016 | 15-16 | 0 | 0 | 0 | 0 | 0 | 0 | 0 | 0 | 593241 | 120275 | 138541 | 858646 | 0 | 0 | 0 | 0 | 0 | 0 | 0 | 0
2017-05-05 |  |  | 2761.5 | 2761.5 |  |  | 35 | 35 | 2015-07-22 | 2016 | 15-16 | 0 | 0 | 0 | 0 | 0 | 0 | 0 | 0 | 593241 | 120275 | 138541 | 858646 | 0 | 0 | 0 | 0 | 0 | 0 | 0 | 0
2017-05-16 |  | 75741.3 |  | 75741.3 |  | 563 |  | 563 | 2015-07-23 | 2016 | 15-16 | 0 | 0 | 0 | 0 | 0 | 0 | 0 | 0 | 593241 | 120275 | 138541 | 858646 | 0 | 0 | 0 | 0 | 0 | 0 | 0 | 0
2017-10-21 |  |  | 8926.2 | 8926.2 |  |  | 36 | 36 | 2015-07-24 | 2016 | 15-16 | 0 | 0 | 0 | 0 | 0 | 0 | 0 | 0 | 593241 | 120275 | 138541 | 858646 | 0 | 0 | 0 | 0 | 0 | 0 | 0 | 0
2017-10-24 |  |  | 21546 | 21546 |  |  | 57 | 57 | 2015-07-25 | 2016 | 15-16 | 0 | 0 | 0 | 0 | 0 | 0 | 0 | 0 | 593241 | 120275 | 138541 | 858646 | 0 | 0 | 0 | 0 | 0 | 0 | 0 | 0
2017-10-29 |  |  | 49201.6271 | 49201.6271 |  |  | 239.6667 | 239.6667 | 2015-07-26 | 2016 | 15-16 | 0 | 0 | 0 | 0 | 0 | 0 | 0 | 0 | 593241 | 120275 | 138541 | 858646 | 0 | 0 | 0 | 0 | 0 | 0 | 0 | 0
2017-11-23 |  |  | 28329.95 | 28329.95 |  |  | 46 | 46 | 2015-07-27 | 2016 | 15-16 | 0 | 0 | 0 | 0 | 0 | 0 | 0 | 0 | 593241 | 120275 | 138541 | 858646 | 0 | 0 | 0 | 0 | 0 | 0 | 0 | 0
2017-12-18 |  |  | 153764.15 | 153764.15 |  |  | 1131 | 1131 | 2015-07-28 | 2016 | 15-16 | 0 | 0 | 0 | 0 | 0 | 0 | 0 | 0 | 593241 | 120275 | 138541 | 858646 | 0 | 0 | 0 | 0 | 0 | 0 | 0 | 0
2017-12-22 |  |  | 12674.9 | 12674.9 |  |  | 46 | 46 | 2015-07-29 | 2016 | 15-16 | 0 | 0 | 0 | 0 | 0 | 0 | 0 | 0 | 593241 | 120275 | 138541 | 858646 | 0 | 0 | 0 | 0 | 0 | 0 | 0 | 0
2018-01-19 |  |  | 6057.2 | 6057.2 |  |  | 26 | 26 | 2015-07-30 | 2016 | 15-16 | 0 | 0 | 0 | 0 | 0 | 0 | 0 | 0 | 593241 | 120275 | 138541 | 858646 | 0 | 0 | 0 | 0 | 0 | 0 | 0 | 0
2018-01-20 |  |  | 12294.9 | 12294.9 |  |  | 32 | 32 | 2015-07-31 | 2016 | 15-16 | 0 | 0 | 0 | 0 | 0 | 0 | 0 | 0 | 593241 | 120275 | 138541 | 858646 | 0 | 0 | 0 | 0 | 0 | 0 | 0 | 0
2018-02-18 |  |  | 30254.7 | 30254.7 |  |  | 210 | 210 | 2015-08-01 | 2016 | 15-16 | 0 | 0 | 0 | 0 | 0 | 0 | 0 | 0 | 593241 | 120275 | 138541 | 858646 | 0 | 0 | 0 | 0 | 0 | 0 | 0 | 0
2018-08-05 |  |  | 80367.3992 | 80367.3992 |  |  | 231 | 231 | 2015-08-02 | 2016 | 15-16 | 0 | 0 | 0 | 0 | 0 | 0 | 0 | 0 | 593241 | 120275 | 138541 | 858646 | 0 | 0 | 0 | 0 | 0 | 0 | 0 | 0
2018-09-11 |  |  | 47611.243 | 47611.243 |  |  | 229 | 229 | 2015-08-03 | 2016 | 15-16 | 0 | 0 | 0 | 0 | 0 | 0 | 0 | 0 | 593241 | 120275 | 138541 | 858646 | 0 | 0 | 0 | 0 | 0 | 0 | 0 | 0
2018-10-15 |  |  | 19380.95 | 19380.95 |  |  | 40 | 40 | 2015-08-04 | 2016 | 15-16 | 0 | 0 | 0 | 0 | 0 | 0 | 0 | 0 | 593241 | 120275 | 138541 | 858646 | 0 | 0 | 0 | 0 | 0 | 0 | 0 | 0
2018-10-19 |  |  | 4534.7188 | 4534.7188 |  |  | 29 | 29 | 2015-08-05 | 2016 | 15-16 | 0 | 0 | 0 | 0 | 0 | 0 | 0 | 0 | 593241 | 120275 | 138541 | 858646 | 0 | 0 | 0 | 0 | 0 | 0 | 0 | 0
2018-11-20 |  |  | 22800.955 | 22800.955 |  |  | 506.0003 | 506.0003 | 2015-08-06 | 2016 | 15-16 | 0 | 0 | 0 | 0 | 0 | 0 | 0 | 0 | 593241 | 120275 | 138541 | 858646 | 0 | 0 | 0 | 0 | 0 | 0 | 0 | 0
2018-11-26 |  | 32586.3024 |  | 32586.3024 |  | 266 |  | 266 | 2015-08-07 | 2016 | 15-16 | 0 | 0 | 0 | 0 | 0 | 0 | 0 | 0 | 593241 | 120275 | 138541 | 858646 | 0 | 0 | 0 | 0 | 0 | 0 | 0 | 0
2018-12-08 |  | 27584.2 |  | 27584.2 |  | 14 |  | 14 | 2015-08-08 | 2016 | 15-16 | 0 | 0 | 0 | 0 | 0 | 0 | 0 | 0 | 593241 | 120275 | 138541 | 858646 | 0 | 0 | 0 | 0 | 0 | 0 | 0 | 0
2018-12-13 |  | 8605.1 |  | 8605.1 |  | 14 |  | 14 | 2015-08-09 | 2016 | 15-16 | 0 | 0 | 0 | 0 | 0 | 0 | 0 | 0 | 593241 | 120275 | 138541 | 858646 | 0 | 0 | 0 | 0 | 0 | 0 | 0 | 0
2018-12-14 |  | 5749.4 |  | 5749.4 |  | 30 |  | 30 | 2015-08-10 | 2016 | 15-16 | 0 | 0 | 0 | 0 | 0 | 0 | 0 | 0 | 593241 | 120275 | 138541 | 858646 | 0 | 0 | 0 | 0 | 0 | 0 | 0 | 0
2018-12-17 |  | 6794.4 |  | 6794.4 |  | 30 |  | 30 | 2015-08-11 | 2016 | 15-16 | 0 | 0 | 0 | 0 | 0 | 0 | 0 | 0 | 593241 | 120275 | 138541 | 858646 | 0 | 0 | 0 | 0 | 0 | 0 | 0 | 0
2019-01-04 |  |  | 5757.95 | 5757.95 |  |  | 19 | 19 | 2015-08-12 | 2016 | 15-16 | 0 | 0 | 0 | 0 | 0 | 0 | 0 | 0 | 593241 | 120275 | 138541 | 858646 | 0 | 0 | 0 | 0 | 0 | 0 | 0 | 0
2019-01-18 |  |  | 73631.6201 | 73631.6201 |  |  | 439 | 439 | 2015-08-13 | 2016 | 15-16 | 0 | 0 | 0 | 0 | 0 | 0 | 0 | 0 | 593241 | 120275 | 138541 | 858646 | 0 | 0 | 0 | 0 | 0 | 0 | 0 | 0
2019-01-19 |  |  | 53138.0612 | 53138.0612 |  |  | 226 | 226 | 2015-08-14 | 2016 | 15-16 | 0 | 0 | 0 | 0 | 0 | 0 | 0 | 0 | 593241 | 120275 | 138541 | 858646 | 0 | 0 | 0 | 0 | 0 | 0 | 0 | 0
2019-05-09 |  |  | 913.64 | 913.64 |  |  | 0 | 0 | 2015-08-15 | 2016 | 15-16 | 0 | 0 | 0 | 0 | 0 | 0 | 0 | 0 | 593241 | 120275 | 138541 | 858646 | 0 | 0 | 0 | 0 | 0 | 0 | 0 | 0
2019-05-18 |  |  | 1066983 | 1066983 |  |  | 1104 | 1104 | 2015-08-16 | 2016 | 15-16 | 0 | 0 | 0 | 0 | 0 | 0 | 0 | 0 | 593241 | 120275 | 138541 | 858646 | 0 | 0 | 0 | 0 | 0 | 0 | 0 | 0
2019-05-19 |  |  | 114635.55 | 114635.55 |  |  | 45 | 45 | 2015-08-17 | 2016 | 15-16 | 0 | 0 | 0 | 0 | 0 | 0 | 0 | 0 | 593241 | 120275 | 138541 | 858646 | 0 | 0 | 0 | 0 | 0 | 0 | 0 | 0
2019-05-20 |  | 8079.75 |  | 8079.75 |  | 29 |  | 29 | 2015-08-18 | 2016 | 15-16 | 0 | 0 | 0 | 0 | 0 | 0 | 0 | 0 | 593241 | 120275 | 138541 | 858646 | 0 | 0 | 0 | 0 | 0 | 0 | 0 | 0
2019-07-20 |  |  | 27708.05 | 27708.05 |  |  | 295 | 295 | 2015-08-19 | 2016 | 15-16 | 0 | 0 | 0 | 0 | 0 | 0 | 0 | 0 | 593241 | 120275 | 138541 | 858646 | 0 | 0 | 0 | 0 | 0 | 0 | 0 | 0
2019-08-08 |  |  | 75240.95 | 75240.95 |  |  | 112 | 112 | 2015-08-20 | 2016 | 15-16 | 0 | 0 | 0 | 0 | 0 | 0 | 0 | 0 | 593241 | 120275 | 138541 | 858646 | 0 | 0 | 0 | 0 | 0 | 0 | 0 | 0
2019-08-21 |  |  | 36049.7438 | 36049.7438 |  |  | 141 | 141 | 2015-08-21 | 2016 | 15-16 | 0 | 0 | 0 | 0 | 0 | 0 | 0 | 0 | 593241 | 120275 | 138541 | 858646 | 0 | 0 | 0 | 0 | 0 | 0 | 0 | 0
2019-10-10 |  |  | 6162.75 | 6162.75 |  |  | 99 | 99 | 2015-08-22 | 2016 | 15-16 | 0 | 0 | 0 | 0 | 0 | 0 | 0 | 0 | 593241 | 120275 | 138541 | 858646 | 0 | 0 | 0 | 0 | 0 | 0 | 0 | 0
2019-10-29 |  |  | 7195.02 | 7195.02 |  |  | 56 | 56 | 2015-08-23 | 2016 | 15-16 | 0 | 0 | 0 | 0 | 0 | 0 | 0 | 0 | 593241 | 120275 | 138541 | 858646 | 0 | 0 | 0 | 0 | 0 | 0 | 0 | 0
2019-11-26 |  |  | 27458.4 | 27458.4 |  |  | 210 | 210 | 2015-08-24 | 2016 | 15-16 | 0 | 0 | 0 | 0 | 0 | 0 | 0 | 0 | 593241 | 120275 | 138541 | 858646 | 0 | 0 | 0 | 0 | 0 | 0 | 0 | 0
2019-12-30 |  |  | 38562.9 | 38562.9 |  |  | 210 | 210 | 2015-08-25 | 2016 | 15-16 | 0 | 0 | 0 | 0 | 0 | 0 | 0 | 0 | 593241 | 120275 | 138541 | 858646 | 0 | 0 | 0 | 0 | 0 | 0 | 0 | 0
2020-01-04 |  |  | 402990 | 402990 |  |  | 1414 | 1414 | 2015-08-26 | 2016 | 15-16 | 0 | 0 | 0 | 0 | 0 | 0 | 0 | 0 | 593241 | 120275 | 138541 | 858646 | 0 | 0 | 0 | 0 | 0 | 0 | 0 | 0
2020-01-05 |  |  | 647.8 | 647.8 |  |  | 1 | 1 | 2015-08-27 | 2016 | 15-16 | 0 | 0 | 0 | 0 | 0 | 0 | 0 | 0 | 593241 | 120275 | 138541 | 858646 | 0 | 0 | 0 | 0 | 0 | 0 | 0 | 0
2020-02-01 |  | 62334.25 | 233888.29 | 296222.54 |  | 41 | 652 | 693 | 2015-08-28 | 2016 | 15-16 | 0 | 0 | 0 | 0 | 0 | 0 | 0 | 0 | 593241 | 120275 | 138541 | 858646 | 0 | 0 | 0 | 0 | 0 | 0 | 0 | 0
2020-04-23 |  |  | 2312.173 | 2312.173 |  |  | 56 | 56 | 2015-08-29 | 2016 | 15-16 | 0 | 0 | 0 | 0 | 0 | 0 | 0 | 0 | 593241 | 120275 | 138541 | 858646 | 0 | 0 | 0 | 0 | 0 | 0 | 0 | 0
2020-06-20 |  |  | 19446 | 19446 |  |  | 56 | 56 | 2015-08-30 | 2016 | 15-16 | 0 | 0 | 0 | 0 | 0 | 0 | 0 | 0 | 593241 | 120275 | 138541 | 858646 | 0 | 0 | 0 | 0 | 0 | 0 | 0 | 0
2020-10-22 |  |  | 65197.55 | 65197.55 |  |  | 51 | 51 | 2015-08-31 | 2016 | 15-16 | 0 | 0 | 0 | 0 | 0 | 0 | 0 | 0 | 593241 | 120275 | 138541 | 858646 | 0 | 0 | 0 | 0 | 0 | 0 | 0 | 0
2020-10-23 |  |  | 32863.35 | 32863.35 |  |  | 51 | 51 | 2015-09-01 | 2016 | 15-16 | 0 | 0 | 0 | 0 | 0 | 0 | 0 | 0 | 593241 | 120275 | 138541 | 858646 | 0 | 0 | 0 | 0 | 0 | 0 | 0 | 0
2020-11-21 |  |  | 82296.078 | 82296.078 |  |  | 442 | 442 | 2015-09-02 | 2016 | 15-16 | 0 | 0 | 0 | 0 | 0 | 0 | 0 | 0 | 593241 | 120275 | 138541 | 858646 | 0 | 0 | 0 | 0 | 0 | 0 | 0 | 0
2020-12-09 |  |  | 661.5 | 661.5 |  |  | 98 | 98 | 2015-09-03 | 2016 | 15-16 | 0 | 0 | 0 | 0 | 0 | 0 | 0 | 0 | 593241 | 120275 | 138541 | 858646 | 0 | 0 | 0 | 0 | 0 | 0 | 0 | 0
2020-12-21 |  |  | 43291.2 | 43291.2 |  |  | 0 | 0 | 2015-09-04 | 2016 | 15-16 | 0 | 0 | 0 | 0 | 0 | 0 | 0 | 0 | 593241 | 120275 | 138541 | 858646 | 0 | 0 | 0 | 0 | 0 | 0 | 0 | 0
2021-02-12 |  |  | 38246.0208 | 38246.0208 |  |  | 149 | 149 | 2015-09-05 | 2016 | 15-16 | 0 | 0 | 0 | 0 | 0 | 0 | 0 | 0 | 593241 | 120275 | 138541 | 858646 | 0 | 0 | 0 | 0 | 0 | 0 | 0 | 0
2021-02-20 |  |  | 60630.9 | 60630.9 |  |  | 65 | 65 | 2015-09-06 | 2016 | 15-16 | 0 | 0 | 0 | 0 | 0 | 0 | 0 | 0 | 593241 | 120275 | 138541 | 858646 | 0 | 0 | 0 | 0 | 0 | 0 | 0 | 0
2021-02-26 |  |  | 17594 | 17594 |  |  | 65 | 65 | 2015-09-07 | 2016 | 15-16 | 0 | 0 | 0 | 0 | 0 | 0 | 0 | 0 | 593241 | 120275 | 138541 | 858646 | 0 | 0 | 0 | 0 | 0 | 0 | 0 | 0
2021-03-01 |  |  | 1273 | 1273 |  |  | 5 | 5 | 2015-09-08 | 2016 | 15-16 | 0 | 0 | 0 | 0 | 0 | 0 | 0 | 0 | 593241 | 120275 | 138541 | 858646 | 0 | 0 | 0 | 0 | 0 | 0 | 0 | 0
2021-03-12 |  | 36334.2654 |  | 36334.2654 |  | 302 |  | 302 | 2015-09-09 | 2016 | 15-16 | 0 | 0 | 0 | 0 | 0 | 0 | 0 | 0 | 593241 | 120275 | 138541 | 858646 | 0 | 0 | 0 | 0 | 0 | 0 | 0 | 0
2021-03-26 |  |  | 25503.7 | 25503.7 |  |  | 51 | 51 | 2015-09-10 | 2016 | 15-16 | 0 | 0 | 0 | 0 | 0 | 0 | 0 | 0 | 593241 | 120275 | 138541 | 858646 | 0 | 0 | 0 | 0 | 0 | 0 | 0 | 0
2021-05-10 |  |  | 61926.8396 | 61926.8396 |  |  | 230 | 230 | 2015-09-11 | 2016 | 15-16 | 0 | 0 | 0 | 0 | 0 | 0 | 0 | 0 | 593241 | 120275 | 138541 | 858646 | 0 | 0 | 0 | 0 | 0 | 0 | 0 | 0
2021-10-28 |  |  | 127726.8 | 127726.8 |  |  | 792 | 792 | 2015-09-12 | 2016 | 15-16 | 0 | 0 | 0 | 0 | 0 | 0 | 0 | 0 | 593241 | 120275 | 138541 | 858646 | 0 | 0 | 0 | 0 | 0 | 0 | 0 | 0
2021-10-29 |  |  | 200458.6633 | 200458.6633 |  |  | 604 | 604 | 2015-09-13 | 2016 | 15-16 | 0 | 0 | 0 | 0 | 0 | 0 | 0 | 0 | 593241 | 120275 | 138541 | 858646 | 0 | 0 | 0 | 0 | 0 | 0 | 0 | 0
2021-12-13 |  |  | 11536.8 | 11536.8 |  |  | 22 | 22 | 2015-09-14 | 2016 | 15-16 | 0 | 0 | 0 | 0 | 0 | 0 | 0 | 0 | 593241 | 120275 | 138541 | 858646 | 0 | 0 | 0 | 0 | 0 | 0 | 0 | 0
2021-12-17 |  |  | 43228.8 | 43228.8 |  |  | 30 | 30 | 2015-09-15 | 2016 | 15-16 | 0 | 0 | 0 | 0 | 0 | 0 | 0 | 0 | 593241 | 120275 | 138541 | 858646 | 0 | 0 | 0 | 0 | 0 | 0 | 0 | 0
2021-12-18 |  |  | 14622.4 | 14622.4 |  |  | 26 | 26 | 2015-09-16 | 2016 | 15-16 | 0 | 0 | 0 | 0 | 0 | 0 | 0 | 0 | 593241 | 120275 | 138541 | 858646 | 0 | 0 | 0 | 0 | 0 | 0 | 0 | 0
2021-12-20 |  |  | 18713.1 | 18713.1 |  |  | 48 | 48 | 2015-09-17 | 2016 | 15-16 | 0 | 0 | 0 | 0 | 0 | 0 | 0 | 0 | 593241 | 120275 | 138541 | 858646 | 0 | 0 | 0 | 0 | 0 | 0 | 0 | 0
2021-12-21 |  |  | 29355 | 29355 |  |  | 96 | 96 | 2015-09-18 | 2016 | 15-16 | 0 | 0 | 0 | 0 | 0 | 0 | 0 | 0 | 593241 | 120275 | 138541 | 858646 | 0 | 0 | 0 | 0 | 0 | 0 | 0 | 0
2022-01-06 |  |  | 9815.4 | 9815.4 |  |  | 8 | 8 | 2015-09-19 | 2016 | 15-16 | 0 | 0 | 0 | 0 | 0 | 0 | 0 | 0 | 593241 | 120275 | 138541 | 858646 | 0 | 0 | 0 | 0 | 0 | 0 | 0 | 0
2022-01-26 |  |  | 647634.95 | 647634.95 |  |  | 1459 | 1459 | 2015-09-20 | 2016 | 15-16 | 0 | 0 | 0 | 0 | 0 | 0 | 0 | 0 | 593241 | 120275 | 138541 | 858646 | 0 | 0 | 0 | 0 | 0 | 0 | 0 | 0
2022-01-27 |  |  | 13737 | 13737 |  |  | 48 | 48 | 2015-09-21 | 2016 | 15-16 | 0 | 0 | 0 | 0 | 0 | 0 | 0 | 0 | 593241 | 120275 | 138541 | 858646 | 0 | 0 | 0 | 0 | 0 | 0 | 0 | 0
2022-01-31 |  |  | 36485.9223 | 36485.9223 |  |  | 221 | 221 | 2015-09-22 | 2016 | 15-16 | 0 | 0 | 0 | 0 | 0 | 0 | 0 | 0 | 593241 | 120275 | 138541 | 858646 | 0 | 0 | 0 | 0 | 0 | 0 | 0 | 0
2022-11-09 |  |  | 158136.7512 | 158136.7512 |  |  | 829 | 829 | 2015-09-23 | 2016 | 15-16 | 0 | 0 | 0 | 0 | 0 | 0 | 0 | 0 | 593241 | 120275 | 138541 | 858646 | 0 | 0 | 0 | 0 | 0 | 0 | 0 | 0
2022-11-12 |  |  | 1413309.8299 | 1413309.8299 |  |  | 2291 | 2291 | 2015-09-24 | 2016 | 15-16 | 0 | 0 | 0 | 0 | 0 | 0 | 0 | 0 | 593241 | 120275 | 138541 | 858646 | 0 | 0 | 0 | 0 | 0 | 0 | 0 | 0
2022-12-20 |  |  | 675.4069 | 675.4069 |  |  | 0 | 0 | 2015-09-25 | 2016 | 15-16 | 0 | 0 | 0 | 0 | 0 | 0 | 0 | 0 | 593241 | 120275 | 138541 | 858646 | 0 | 0 | 0 | 0 | 0 | 0 | 0 | 0
2022-12-23 |  |  | 21.77 | 21.77 |  |  | 0 | 0 | 2015-09-26 | 2016 | 15-16 | 0 | 0 | 0 | 0 | 0 | 0 | 0 | 0 | 593241 | 120275 | 138541 | 858646 | 0 | 0 | 0 | 0 | 0 | 0 | 0 | 0
2023-01-28 |  |  | 18187.709 | 18187.709 |  |  | 813 | 813 | 2015-09-27 | 2016 | 15-16 | 0 | 0 | 0 | 0 | 0 | 0 | 0 | 0 | 593241 | 120275 | 138541 | 858646 | 0 | 0 | 0 | 0 | 0 | 0 | 0 | 0
2023-02-24 |  |  | 41733.5 | 41733.5 |  |  | 46 | 46 | 2015-09-28 | 2016 | 15-16 | 0 | 0 | 0 | 0 | 0 | 0 | 0 | 0 | 593241 | 120275 | 138541 | 858646 | 0 | 0 | 0 | 0 | 0 | 0 | 0 | 0
2023-03-23 |  |  | 224.7 | 224.7 |  |  | 0 | 0 | 2015-09-29 | 2016 | 15-16 | 0 | 0 | 0 | 0 | 0 | 0 | 0 | 0 | 593241 | 120275 | 138541 | 858646 | 0 | 0 | 0 | 0 | 0 | 0 | 0 | 0
2023-03-24 |  |  | 62.16 | 62.16 |  |  | 0 | 0 | 2015-09-30 | 2016 | 15-16 | 0 | 0 | 0 | 0 | 0 | 0 | 0 | 0 | 593241 | 120275 | 138541 | 858646 | 0 | 0 | 0 | 0 | 0 | 0 | 0 | 0
2023-04-27 |  |  | 9752.5 | 9752.5 |  |  | 40 | 40 | 2015-10-01 | 2016 | 15-16 | 0 | 0 | 0 | 0 | 0 | 0 | 0 | 0 | 593241 | 120275 | 138541 | 858646 | 0 | 0 | 0 | 0 | 0 | 0 | 0 | 0
2023-05-04 |  |  | 3800 | 3800 |  |  | 50 | 50 | 2015-10-02 | 2016 | 15-16 | 0 | 0 | 0 | 0 | 0 | 0 | 0 | 0 | 593241 | 120275 | 138541 | 858646 | 0 | 0 | 0 | 0 | 0 | 0 | 0 | 0
2023-11-18 |  |  | 143.36 | 143.36 |  |  | 0 | 0 | 2015-10-03 | 2016 | 15-16 | 0 | 0 | 0 | 0 | 0 | 0 | 0 | 0 | 593241 | 120275 | 138541 | 858646 | 0 | 0 | 0 | 0 | 0 | 0 | 0 | 0
2023-12-09 |  |  | 5333.3 | 5333.3 |  |  | 14 | 14 | 2015-10-04 | 2016 | 15-16 | 0 | 0 | 0 | 0 | 0 | 0 | 0 | 0 | 593241 | 120275 | 138541 | 858646 | 0 | 0 | 0 | 0 | 0 | 0 | 0 | 0
2023-12-10 |  |  | 32.06 | 32.06 |  |  | 0 | 0 | 2015-10-05 | 2016 | 15-16 | 0 | 0 | 0 | 0 | 0 | 0 | 0 | 0 | 593241 | 120275 | 138541 | 858646 | 0 | 0 | 0 | 0 | 0 | 0 | 0 | 0
2023-12-28 |  |  | 19179.54 | 19179.54 |  |  | 45 | 45 | 2015-10-06 | 2016 | 15-16 | 0 | 0 | 0 | 0 | 0 | 0 | 0 | 0 | 593241 | 120275 | 138541 | 858646 | 0 | 0 | 0 | 0 | 0 | 0 | 0 | 0
2024-01-05 |  |  | 498.5401 | 498.5401 |  |  | 0 | 0 | 2015-10-07 | 2016 | 15-16 | 0 | 0 | 0 | 0 | 0 | 0 | 0 | 0 | 593241 | 120275 | 138541 | 858646 | 0 | 0 | 0 | 0 | 0 | 0 | 0 | 0
2024-03-31 |  |  | 60288.196 | 60288.196 |  |  | 231 | 231 | 2015-10-08 | 2016 | 15-16 | 0 | 0 | 0 | 0 | 0 | 0 | 0 | 0 | 593241 | 120275 | 138541 | 858646 | 0 | 0 | 0 | 0 | 0 | 0 | 0 | 0
2024-04-07 |  |  | 81372.0562 | 81372.0562 |  |  | 446 | 446 | 2015-10-09 | 2016 | 15-16 | 0 | 0 | 0 | 0 | 0 | 0 | 0 | 0 | 593241 | 120275 | 138541 | 858646 | 0 | 0 | 0 | 0 | 0 | 0 | 0 | 0
2024-06-07 |  |  | 1309.1 | 1309.1 |  |  | 26 | 26 | 2015-10-10 | 2016 | 15-16 | 0 | 0 | 0 | 0 | 0 | 0 | 0 | 0 | 593241 | 120275 | 138541 | 858646 | 0 | 0 | 0 | 0 | 0 | 0 | 0 | 0
[9 empty] | 2015-10-11 | 2016 | 15-16 | 0 | 0 | 0 | 0 | 0 | 0 | 0 | 0 | 593241 | 120275 | 138541 | 858646 | 0 | 0 | 0 | 0 | 0 | 0 | 0 | 0
[9 empty] | 2015-10-12 | 2016 | 15-16 | 0 | 0 | 0 | 0 | 0 | 0 | 0 | 0 | 593241 | 120275 | 138541 | 858646 | 0 | 0 | 0 | 0 | 0 | 0 | 0 | 0
[9 empty] | 2015-10-13 | 2016 | 15-16 | 0 | 0 | 0 | 0 | 0 | 0 | 0 | 0 | 593241 | 120275 | 138541 | 858646 | 0 | 0 | 0 | 0 | 0 | 0 | 0 | 0
[9 empty] | 2015-10-14 | 2016 | 15-16 | 0 | 0 | 0 | 0 | 0 | 0 | 0 | 0 | 593241 | 120275 | 138541 | 858646 | 0 | 0 | 0 | 0 | 0 | 0 | 0 | 0
[9 empty] | 2015-10-15 | 2016 | 15-16 | 0 | 0 | 0 | 0 | 0 | 0 | 0 | 0 | 593241 | 120275 | 138541 | 858646 | 0 | 0 | 0 | 0 | 0 | 0 | 0 | 0
[9 empty] | 2015-10-16 | 2016 | 15-16 | 0 | 0 | 0 | 0 | 0 | 0 | 0 | 0 | 593241 | 120275 | 138541 | 858646 | 0 | 0 | 0 | 0 | 0 | 0 | 0 | 0
[9 empty] | 2015-10-17 | 2016 | 15-16 | 0 | 0 | 0 | 0 | 0 | 0 | 0 | 0 | 593241 | 120275 | 138541 | 858646 | 0 | 0 | 0 | 0 | 0 | 0 | 0 | 0
[9 empty] | 2015-10-18 | 2016 | 15-16 | 0 | 0 | 0 | 0 | 0 | 0 | 0 | 0 | 593241 | 120275 | 138541 | 858646 | 0 | 0 | 0 | 0 | 0 | 0 | 0 | 0
[9 empty] | 2015-10-19 | 2016 | 15-16 | 0 | 0 | 0 | 0 | 0 | 0 | 0 | 0 | 593241 | 120275 | 138541 | 858646 | 0 | 0 | 0 | 0 | 0 | 0 | 0 | 0
[9 empty] | 2015-10-20 | 2016 | 15-16 | 0 | 0 | 0 | 0 | 0 | 0 | 0 | 0 | 593241 | 120275 | 138541 | 858646 | 0 | 0 | 0 | 0 | 0 | 0 | 0 | 0
[9 empty] | 2015-10-21 | 2016 | 15-16 | 0 | 0 | 0 | 0 | 0 | 0 | 0 | 0 | 593241 | 120275 | 138541 | 858646 | 0 | 0 | 0 | 0 | 0 | 0 | 0 | 0
[9 empty] | 2015-10-22 | 2016 | 15-16 | 0 | 0 | 0 | 0 | 0 | 0 | 0 | 0 | 593241 | 120275 | 138541 | 858646 | 0 | 0 | 0 | 0 | 0 | 0 | 0 | 0
[9 empty] | 2015-10-23 | 2016 | 15-16 | 0 | 0 | 0 | 0 | 0 | 0 | 0 | 0 | 593241 | 120275 | 138541 | 858646 | 0 | 0 | 0 | 0 | 0 | 0 | 0 | 0
[9 empty] | 2015-10-24 | 2016 | 15-16 | 0 | 0 | 0 | 0 | 0 | 0 | 0 | 0 | 593241 | 120275 | 138541 | 858646 | 0 | 0 | 0 | 0 | 0 | 0 | 0 | 0
[9 empty] | 2015-10-25 | 2016 | 15-16 | 0 | 0 | 0 | 0 | 0 | 0 | 0 | 0 | 593241 | 120275 | 138541 | 858646 | 0 | 0 | 0 | 0 | 0 | 0 | 0 | 0
[9 empty] | 2015-10-26 | 2016 | 15-16 | 0 | 0 | 0 | 0 | 0 | 0 | 0 | 0 | 593241 | 120275 | 138541 | 858646 | 0 | 0 | 0 | 0 | 0 | 0 | 0 | 0
[9 empty] | 2015-10-27 | 2016 | 15-16 | 0 | 0 | 0 | 0 | 0 | 0 | 0 | 0 | 593241 | 120275 | 138541 | 858646 | 0 | 0 | 0 | 0 | 0 | 0 | 0 | 0
[9 empty] | 2015-10-28 | 2016 | 15-16 | 0 | 0 | 0 | 0 | 0 | 0 | 0 | 0 | 593241 | 120275 | 138541 | 858646 | 0 | 0 | 0 | 0 | 0 | 0 | 0 | 0
[9 empty] | 2015-10-29 | 2016 | 15-16 | 0 | 0 | 0 | 0 | 0 | 0 | 0 | 0 | 593241 | 120275 | 138541 | 858646 | 0 | 0 | 0 | 0 | 0 | 0 | 0 | 0
[9 empty] | 2015-10-30 | 2016 | 15-16 | 0 | 0 | 0 | 0 | 0 | 0 | 0 | 0 | 593241 | 120275 | 138541 | 858646 | 0 | 0 | 0 | 0 | 0 | 0 | 0 | 0
[9 empty] | 2015-10-31 | 2016 | 15-16 | 0 | 0 | 0 | 0 | 0 | 0 | 0 | 0 | 593241 | 120275 | 138541 | 858646 | 0 | 0 | 0 | 0 | 0 | 0 | 0 | 0
[9 empty] | 2015-11-01 | 2016 | 15-16 | 0 | 0 | 0 | 0 | 0 | 0 | 0 | 0 | 593241 | 120275 | 138541 | 858646 | 0 | 0 | 0 | 0 | 0 | 0 | 0 | 0
[9 empty] | 2015-11-02 | 2016 | 15-16 | 0 | 0 | 0 | 0 | 0 | 0 | 0 | 0 | 593241 | 120275 | 138541 | 858646 | 0 | 0 | 0 | 0 | 0 | 0 | 0 | 0
[9 empty] | 2015-11-03 | 2016 | 15-16 | 0 | 0 | 317549.59 | 317549.59 | 0 | 0 | 216 | 216 | 593241 | 120275 | 138541 | 858646 | 0 | 0 | 2.2921 | 0.36983 | 0 | 0 | 0.0015591 | 0.00025156
[9 empty] | 2015-11-04 | 2016 | 15-16 | 0 | 0 | 0 | 0 | 0 | 0 | 0 | 0 | 593241 | 120275 | 138541 | 858646 | 0 | 0 | 0 | 0 | 0 | 0 | 0 | 0
[9 empty] | 2015-11-05 | 2016 | 15-16 | 0 | 0 | 0 | 0 | 0 | 0 | 0 | 0 | 593241 | 120275 | 138541 | 858646 | 0 | 0 | 0 | 0 | 0 | 0 | 0 | 0
[9 empty] | 2015-11-06 | 2016 | 15-16 | 0 | 0 | 0 | 0 | 0 | 0 | 0 | 0 | 593241 | 120275 | 138541 | 858646 | 0 | 0 | 0 | 0 | 0 | 0 | 0 | 0
[9 empty] | 2015-11-07 | 2016 | 15-16 | 0 | 0 | 0 | 0 | 0 | 0 | 0 | 0 | 593241 | 120275 | 138541 | 858646 | 0 | 0 | 0 | 0 | 0 | 0 | 0 | 0
[9 empty] | 2015-11-08 | 2016 | 15-16 | 0 | 0 | 0 | 0 | 0 | 0 | 0 | 0 | 593241 | 120275 | 138541 | 858646 | 0 | 0 | 0 | 0 | 0 | 0 | 0 | 0
[9 empty] | 2015-11-09 | 2016 | 15-16 | 0 | 0 | 0 | 0 | 0 | 0 | 0 | 0 | 593241 | 120275 | 138541 | 858646 | 0 | 0 | 0 | 0 | 0 | 0 | 0 | 0
[9 empty] | 2015-11-10 | 2016 | 15-16 | 0 | 0 | 0 | 0 | 0 | 0 | 0 | 0 | 593241 | 120275 | 138541 | 858646 | 0 | 0 | 0 | 0 | 0 | 0 | 0 | 0
[9 empty] | 2015-11-11 | 2016 | 15-16 | 0 | 0 | 0 | 0 | 0 | 0 | 0 | 0 | 593241 | 120275 | 138541 | 858646 | 0 | 0 | 0 | 0 | 0 | 0 | 0 | 0
[9 empty] | 2015-11-12 | 2016 | 15-16 | 0 | 0 | 0 | 0 | 0 | 0 | 0 | 0 | 593241 | 120275 | 138541 | 858646 | 0 | 0 | 0 | 0 | 0 | 0 | 0 | 0
[9 empty] | 2015-11-13 | 2016 | 15-16 | 0 | 0 | 0 | 0 | 0 | 0 | 0 | 0 | 593241 | 120275 | 138541 | 858646 | 0 | 0 | 0 | 0 | 0 | 0 | 0 | 0
[9 empty] | 2015-11-14 | 2016 | 15-16 | 0 | 0 | 0 | 0 | 0 | 0 | 0 | 0 | 593241 | 120275 | 138541 | 858646 | 0 | 0 | 0 | 0 | 0 | 0 | 0 | 0
[9 empty] | 2015-11-15 | 2016 | 15-16 | 0 | 0 | 0 | 0 | 0 | 0 | 0 | 0 | 593241 | 120275 | 138541 | 858646 | 0 | 0 | 0 | 0 | 0 | 0 | 0 | 0
[9 empty] | 2015-11-16 | 2016 | 15-16 | 0 | 0 | 0 | 0 | 0 | 0 | 0 | 0 | 593241 | 120275 | 138541 | 858646 | 0 | 0 | 0 | 0 | 0 | 0 | 0 | 0
[9 empty] | 2015-11-17 | 2016 | 15-16 | 0 | 0 | 0 | 0 | 0 | 0 | 0 | 0 | 593241 | 120275 | 138541 | 858646 | 0 | 0 | 0 | 0 | 0 | 0 | 0 | 0
[9 empty] | 2015-11-18 | 2016 | 15-16 | 0 | 0 | 0 | 0 | 0 | 0 | 0 | 0 | 593241 | 120275 | 138541 | 858646 | 0 | 0 | 0 | 0 | 0 | 0 | 0 | 0
[9 empty] | 2015-11-19 | 2016 | 15-16 | 0 | 0 | 0 | 0 | 0 | 0 | 0 | 0 | 593241 | 120275 | 138541 | 858646 | 0 | 0 | 0 | 0 | 0 | 0 | 0 | 0
[9 empty] | 2015-11-20 | 2016 | 15-16 | 0 | 0 | 0 | 0 | 0 | 0 | 0 | 0 | 593241 | 120275 | 138541 | 858646 | 0 | 0 | 0 | 0 | 0 | 0 | 0 | 0
[9 empty] | 2015-11-21 | 2016 | 15-16 | 0 | 0 | 0 | 0 | 0 | 0 | 0 | 0 | 593241 | 120275 | 138541 | 858646 | 0 | 0 | 0 | 0 | 0 | 0 | 0 | 0
[9 empty] | 2015-11-22 | 2016 | 15-16 | 0 | 0 | 0 | 0 | 0 | 0 | 0 | 0 | 593241 | 120275 | 138541 | 858646 | 0 | 0 | 0 | 0 | 0 | 0 | 0 | 0
[9 empty] | 2015-11-23 | 2016 | 15-16 | 0 | 0 | 0 | 0 | 0 | 0 | 0 | 0 | 593241 | 120275 | 138541 | 858646 | 0 | 0 | 0 | 0 | 0 | 0 | 0 | 0
[9 empty] | 2015-11-24 | 2016 | 15-16 | 0 | 0 | 0 | 0 | 0 | 0 | 0 | 0 | 593241 | 120275 | 138541 | 858646 | 0 | 0 | 0 | 0 | 0 | 0 | 0 | 0
[9 empty] | 2015-11-25 | 2016 | 15-16 | 0 | 0 | 0 | 0 | 0 | 0 | 0 | 0 | 593241 | 120275 | 138541 | 858646 | 0 | 0 | 0 | 0 | 0 | 0 | 0 | 0
[9 empty] | 2015-11-26 | 2016 | 15-16 | 0 | 0 | 0 | 0 | 0 | 0 | 0 | 0 | 593241 | 120275 | 138541 | 858646 | 0 | 0 | 0 | 0 | 0 | 0 | 0 | 0
[9 empty] | 2015-11-27 | 2016 | 15-16 | 0 | 0 | 0 | 0 | 0 | 0 | 0 | 0 | 593241 | 120275 | 138541 | 858646 | 0 | 0 | 0 | 0 | 0 | 0 | 0 | 0
[9 empty] | 2015-11-28 | 2016 | 15-16 | 0 | 0 | 0 | 0 | 0 | 0 | 0 | 0 | 593241 | 120275 | 138541 | 858646 | 0 | 0 | 0 | 0 | 0 | 0 | 0 | 0
[9 empty] | 2015-11-29 | 2016 | 15-16 | 0 | 0 | 4618.9 | 4618.9 | 0 | 0 | 13 | 13 | 593241 | 120275 | 138541 | 858646 | 0 | 0 | 0.03334 | 0.0053793 | 0 | 0 | 9.3835e-05 | 1.514e-05
[9 empty] | 2015-11-30 | 2016 | 15-16 | 0 | 0 | 4396.6 | 4396.6 | 0 | 0 | 13 | 13 | 593241 | 120275 | 138541 | 858646 | 0 | 0 | 0.031735 | 0.0051204 | 0 | 0 | 9.3835e-05 | 1.514e-05
[9 empty] | 2015-12-01 | 2016 | 15-16 | 0 | 0 | 0 | 0 | 0 | 0 | 0 | 0 | 593241 | 120275 | 138541 | 858646 | 0 | 0 | 0 | 0 | 0 | 0 | 0 | 0
[9 empty] | 2015-12-02 | 2016 | 15-16 | 0 | 0 | 0 | 0 | 0 | 0 | 0 | 0 | 593241 | 120275 | 138541 | 858646 | 0 | 0 | 0 | 0 | 0 | 0 | 0 | 0
[9 empty] | 2015-12-03 | 2016 | 15-16 | 0 | 0 | 0 | 0 | 0 | 0 | 0 | 0 | 593241 | 120275 | 138541 | 858646 | 0 | 0 | 0 | 0 | 0 | 0 | 0 | 0
[9 empty] | 2015-12-04 | 2016 | 15-16 | 0 | 0 | 0 | 0 | 0 | 0 | 0 | 0 | 593241 | 120275 | 138541 | 858646 | 0 | 0 | 0 | 0 | 0 | 0 | 0 | 0
[9 empty] | 2015-12-05 | 2016 | 15-16 | 0 | 0 | 0 | 0 | 0 | 0 | 0 | 0 | 593241 | 120275 | 138541 | 858646 | 0 | 0 | 0 | 0 | 0 | 0 | 0 | 0
[9 empty] | 2015-12-06 | 2016 | 15-16 | 0 | 0 | 0 | 0 | 0 | 0 | 0 | 0 | 593241 | 120275 | 138541 | 858646 | 0 | 0 | 0 | 0 | 0 | 0 | 0 | 0
[9 empty] | 2015-12-07 | 2016 | 15-16 | 0 | 0 | 38041.8 | 38041.8 | 0 | 0 | 79 | 79 | 593241 | 120275 | 138541 | 858646 | 0 | 0 | 0.27459 | 0.044304 | 0 | 0 | 0.00057023 | 9.2005e-05
[9 empty] | 2015-12-08 | 2016 | 15-16 | 0 | 0 | 0 | 0 | 0 | 0 | 0 | 0 | 593241 | 120275 | 138541 | 858646 | 0 | 0 | 0 | 0 | 0 | 0 | 0 | 0
[9 empty] | 2015-12-09 | 2016 | 15-16 | 0 | 0 | 0 | 0 | 0 | 0 | 0 | 0 | 593241 | 120275 | 138541 | 858646 | 0 | 0 | 0 | 0 | 0 | 0 | 0 | 0
[9 empty] | 2015-12-10 | 2016 | 15-16 | 0 | 0 | 0 | 0 | 0 | 0 | 0 | 0 | 593241 | 120275 | 138541 | 858646 | 0 | 0 | 0 | 0 | 0 | 0 | 0 | 0
[9 empty] | 2015-12-11 | 2016 | 15-16 | 0 | 0 | 0 | 0 | 0 | 0 | 0 | 0 | 593241 | 120275 | 138541 | 858646 | 0 | 0 | 0 | 0 | 0 | 0 | 0 | 0
[9 empty] | 2015-12-12 | 2016 | 15-16 | 0 | 0 | 0 | 0 | 0 | 0 | 0 | 0 | 593241 | 120275 | 138541 | 858646 | 0 | 0 | 0 | 0 | 0 | 0 | 0 | 0
[9 empty] | 2015-12-13 | 2016 | 15-16 | 0 | 0 | 0 | 0 | 0 | 0 | 0 | 0 | 593241 | 120275 | 138541 | 858646 | 0 | 0 | 0 | 0 | 0 | 0 | 0 | 0
[9 empty] | 2015-12-14 | 2016 | 15-16 | 0 | 0 | 0 | 0 | 0 | 0 | 0 | 0 | 593241 | 120275 | 138541 | 858646 | 0 | 0 | 0 | 0 | 0 | 0 | 0 | 0
[9 empty] | 2015-12-15 | 2016 | 15-16 | 0 | 0 | 0 | 0 | 0 | 0 | 0 | 0 | 593241 | 120275 | 138541 | 858646 | 0 | 0 | 0 | 0 | 0 | 0 | 0 | 0
[9 empty] | 2015-12-16 | 2016 | 15-16 | 0 | 0 | 0 | 0 | 0 | 0 | 0 | 0 | 593241 | 120275 | 138541 | 858646 | 0 | 0 | 0 | 0 | 0 | 0 | 0 | 0
[9 empty] | 2015-12-17 | 2016 | 15-16 | 0 | 0 | 0 | 0 | 0 | 0 | 0 | 0 | 593241 | 120275 | 138541 | 858646 | 0 | 0 | 0 | 0 | 0 | 0 | 0 | 0
[9 empty] | 2015-12-18 | 2016 | 15-16 | 0 | 0 | 0 | 0 | 0 | 0 | 0 | 0 | 593241 | 120275 | 138541 | 858646 | 0 | 0 | 0 | 0 | 0 | 0 | 0 | 0
[9 empty] | 2015-12-19 | 2016 | 15-16 | 0 | 0 | 0 | 0 | 0 | 0 | 0 | 0 | 593241 | 120275 | 138541 | 858646 | 0 | 0 | 0 | 0 | 0 | 0 | 0 | 0
[9 empty] | 2015-12-20 | 2016 | 15-16 | 0 | 0 | 0 | 0 | 0 | 0 | 0 | 0 | 593241 | 120275 | 138541 | 858646 | 0 | 0 | 0 | 0 | 0 | 0 | 0 | 0
[9 empty] | 2015-12-21 | 2016 | 15-16 | 0 | 0 | 0 | 0 | 0 | 0 | 0 | 0 | 593241 | 120275 | 138541 | 858646 | 0 | 0 | 0 | 0 | 0 | 0 | 0 | 0
[9 empty] | 2015-12-22 | 2016 | 15-16 | 0 | 0 | 0 | 0 | 0 | 0 | 0 | 0 | 593241 | 120275 | 138541 | 858646 | 0 | 0 | 0 | 0 | 0 | 0 | 0 | 0
[9 empty] | 2015-12-23 | 2016 | 15-16 | 0 | 0 | 0 | 0 | 0 | 0 | 0 | 0 | 593241 | 120275 | 138541 | 858646 | 0 | 0 | 0 | 0 | 0 | 0 | 0 | 0
[9 empty] | 2015-12-24 | 2016 | 15-16 | 0 | 0 | 0 | 0 | 0 | 0 | 0 | 0 | 593241 | 120275 | 138541 | 858646 | 0 | 0 | 0 | 0 | 0 | 0 | 0 | 0
[9 empty] | 2015-12-25 | 2016 | 15-16 | 0 | 0 | 0 | 0 | 0 | 0 | 0 | 0 | 593241 | 120275 | 138541 | 858646 | 0 | 0 | 0 | 0 | 0 | 0 | 0 | 0
[9 empty] | 2015-12-26 | 2016 | 15-16 | 0 | 0 | 0 | 0 | 0 | 0 | 0 | 0 | 593241 | 120275 | 138541 | 858646 | 0 | 0 | 0 | 0 | 0 | 0 | 0 | 0
[9 empty] | 2015-12-27 | 2016 | 15-16 | 0 | 0 | 0 | 0 | 0 | 0 | 0 | 0 | 593241 | 120275 | 138541 | 858646 | 0 | 0 | 0 | 0 | 0 | 0 | 0 | 0
[9 empty] | 2015-12-28 | 2016 | 15-16 | 0 | 0 | 0 | 0 | 0 | 0 | 0 | 0 | 593241 | 120275 | 138541 | 858646 | 0 | 0 | 0 | 0 | 0 | 0 | 0 | 0
[9 empty] | 2015-12-29 | 2016 | 15-16 | 0 | 0 | 0 | 0 | 0 | 0 | 0 | 0 | 593241 | 120275 | 138541 | 858646 | 0 | 0 | 0 | 0 | 0 | 0 | 0 | 0
[9 empty] | 2015-12-30 | 2016 | 15-16 | 0 | 0 | 0 | 0 | 0 | 0 | 0 | 0 | 593241 | 120275 | 138541 | 858646 | 0 | 0 | 0 | 0 | 0 | 0 | 0 | 0
[9 empty] | 2015-12-31 | 2016 | 15-16 | 0 | 0 | 0 | 0 | 0 | 0 | 0 | 0 | 593241 | 120275 | 138541 | 858646 | 0 | 0 | 0 | 0 | 0 | 0 | 0 | 0
[9 empty] | 2016-01-01 | 2016 | 15-16 | 0 | 0 | 0 | 0 | 0 | 0 | 0 | 0 | 593241 | 120275 | 138541 | 858646 | 0 | 0 | 0 | 0 | 0 | 0 | 0 | 0
[9 empty] | 2016-01-02 | 2016 | 15-16 | 0 | 0 | 0 | 0 | 0 | 0 | 0 | 0 | 593241 | 120275 | 138541 | 858646 | 0 | 0 | 0 | 0 | 0 | 0 | 0 | 0
[9 empty] | 2016-01-03 | 2016 | 15-16 | 0 | 0 | 0 | 0 | 0 | 0 | 0 | 0 | 593241 | 120275 | 138541 | 858646 | 0 | 0 | 0 | 0 | 0 | 0 | 0 | 0
[9 empty] | 2016-01-04 | 2016 | 15-16 | 0 | 0 | 0 | 0 | 0 | 0 | 0 | 0 | 593241 | 120275 | 138541 | 858646 | 0 | 0 | 0 | 0 | 0 | 0 | 0 | 0
[9 empty] | 2016-01-05 | 2016 | 15-16 | 0 | 0 | 0 | 0 | 0 | 0 | 0 | 0 | 593241 | 120275 | 138541 | 858646 | 0 | 0 | 0 | 0 | 0 | 0 | 0 | 0
[9 empty] | 2016-01-06 | 2016 | 15-16 | 0 | 0 | 0 | 0 | 0 | 0 | 0 | 0 | 593241 | 120275 | 138541 | 858646 | 0 | 0 | 0 | 0 | 0 | 0 | 0 | 0
[9 empty] | 2016-01-07 | 2016 | 15-16 | 0 | 0 | 0 | 0 | 0 | 0 | 0 | 0 | 593241 | 120275 | 138541 | 858646 | 0 | 0 | 0 | 0 | 0 | 0 | 0 | 0
[9 empty] | 2016-01-08 | 2016 | 15-16 | 0 | 0 | 0 | 0 | 0 | 0 | 0 | 0 | 593241 | 120275 | 138541 | 858646 | 0 | 0 | 0 | 0 | 0 | 0 | 0 | 0
[9 empty] | 2016-01-09 | 2016 | 15-16 | 0 | 0 | 0 | 0 | 0 | 0 | 0 | 0 | 593241 | 120275 | 138541 | 858646 | 0 | 0 | 0 | 0 | 0 | 0 | 0 | 0
[9 empty] | 2016-01-10 | 2016 | 15-16 | 0 | 0 | 0 | 0 | 0 | 0 | 0 | 0 | 593241 | 120275 | 138541 | 858646 | 0 | 0 | 0 | 0 | 0 | 0 | 0 | 0
[9 empty] | 2016-01-11 | 2016 | 15-16 | 0 | 0 | 0 | 0 | 0 | 0 | 0 | 0 | 593241 | 120275 | 138541 | 858646 | 0 | 0 | 0 | 0 | 0 | 0 | 0 | 0
[9 empty] | 2016-01-12 | 2016 | 15-16 | 0 | 0 | 0 | 0 | 0 | 0 | 0 | 0 | 593241 | 120275 | 138541 | 858646 | 0 | 0 | 0 | 0 | 0 | 0 | 0 | 0
[9 empty] | 2016-01-13 | 2016 | 15-16 | 0 | 0 | 0 | 0 | 0 | 0 | 0 | 0 | 593241 | 120275 | 138541 | 858646 | 0 | 0 | 0 | 0 | 0 | 0 | 0 | 0
[9 empty] | 2016-01-14 | 2016 | 15-16 | 0 | 0 | 0 | 0 | 0 | 0 | 0 | 0 | 593241 | 120275 | 138541 | 858646 | 0 | 0 | 0 | 0 | 0 | 0 | 0 | 0
[9 empty] | 2016-01-15 | 2016 | 15-16 | 0 | 0 | 0 | 0 | 0 | 0 | 0 | 0 | 593241 | 120275 | 138541 | 858646 | 0 | 0 | 0 | 0 | 0 | 0 | 0 | 0
[9 empty] | 2016-01-16 | 2016 | 15-16 | 0 | 0 | 0 | 0 | 0 | 0 | 0 | 0 | 593241 | 120275 | 138541 | 858646 | 0 | 0 | 0 | 0 | 0 | 0 | 0 | 0
[9 empty] | 2016-01-17 | 2016 | 15-16 | 0 | 0 | 0 | 0 | 0 | 0 | 0 | 0 | 593241 | 120275 | 138541 | 858646 | 0 | 0 | 0 | 0 | 0 | 0 | 0 | 0
[9 empty] | 2016-01-18 | 2016 | 15-16 | 0 | 0 | 0 | 0 | 0 | 0 | 0 | 0 | 593241 | 120275 | 138541 | 858646 | 0 | 0 | 0 | 0 | 0 | 0 | 0 | 0
[9 empty] | 2016-01-19 | 2016 | 15-16 | 0 | 0 | 0 | 0 | 0 | 0 | 0 | 0 | 593241 | 120275 | 138541 | 858646 | 0 | 0 | 0 | 0 | 0 | 0 | 0 | 0
[9 empty] | 2016-01-20 | 2016 | 15-16 | 0 | 0 | 0 | 0 | 0 | 0 | 0 | 0 | 593241 | 120275 | 138541 | 858646 | 0 | 0 | 0 | 0 | 0 | 0 | 0 | 0
[9 empty] | 2016-01-21 | 2016 | 15-16 | 0 | 0 | 28542.75 | 28542.75 | 0 | 0 | 47 | 47 | 593241 | 120275 | 138541 | 858646 | 0 | 0 | 0.20602 | 0.033242 | 0 | 0 | 0.00033925 | 5.4737e-05
[9 empty] | 2016-01-22 | 2016 | 15-16 | 0 | 0 | 208323.7948 | 208323.7948 | 0 | 0 | 751 | 751 | 593241 | 120275 | 138541 | 858646 | 0 | 0 | 1.5037 | 0.24262 | 0 | 0 | 0.0054208 | 0.00087463
[9 empty] | 2016-01-23 | 2016 | 15-16 | 0 | 0 | 0 | 0 | 0 | 0 | 0 | 0 | 593241 | 120275 | 138541 | 858646 | 0 | 0 | 0 | 0 | 0 | 0 | 0 | 0
[9 empty] | 2016-01-24 | 2016 | 15-16 | 0 | 0 | 0 | 0 | 0 | 0 | 0 | 0 | 593241 | 120275 | 138541 | 858646 | 0 | 0 | 0 | 0 | 0 | 0 | 0 | 0
[9 empty] | 2016-01-25 | 2016 | 15-16 | 0 | 0 | 0 | 0 | 0 | 0 | 0 | 0 | 593241 | 120275 | 138541 | 858646 | 0 | 0 | 0 | 0 | 0 | 0 | 0 | 0
[9 empty] | 2016-01-26 | 2016 | 15-16 | 0 | 0 | 0 | 0 | 0 | 0 | 0 | 0 | 593241 | 120275 | 138541 | 858646 | 0 | 0 | 0 | 0 | 0 | 0 | 0 | 0
[9 empty] | 2016-01-27 | 2016 | 15-16 | 0 | 0 | 0 | 0 | 0 | 0 | 0 | 0 | 593241 | 120275 | 138541 | 858646 | 0 | 0 | 0 | 0 | 0 | 0 | 0 | 0
[9 empty] | 2016-01-28 | 2016 | 15-16 | 0 | 0 | 0 | 0 | 0 | 0 | 0 | 0 | 593241 | 120275 | 138541 | 858646 | 0 | 0 | 0 | 0 | 0 | 0 | 0 | 0
[9 empty] | 2016-01-29 | 2016 | 15-16 | 0 | 0 | 0 | 0 | 0 | 0 | 0 | 0 | 593241 | 120275 | 138541 | 858646 | 0 | 0 | 0 | 0 | 0 | 0 | 0 | 0
[9 empty] | 2016-01-30 | 2016 | 15-16 | 0 | 0 | 0 | 0 | 0 | 0 | 0 | 0 | 593241 | 120275 | 138541 | 858646 | 0 | 0 | 0 | 0 | 0 | 0 | 0 | 0
[9 empty] | 2016-01-31 | 2016 | 15-16 | 0 | 0 | 0 | 0 | 0 | 0 | 0 | 0 | 593241 | 120275 | 138541 | 858646 | 0 | 0 | 0 | 0 | 0 | 0 | 0 | 0
[9 empty] | 2016-02-01 | 2016 | 15-16 | 0 | 0 | 0 | 0 | 0 | 0 | 0 | 0 | 593241 | 120275 | 138541 | 858646 | 0 | 0 | 0 | 0 | 0 | 0 | 0 | 0
[9 empty] | 2016-02-02 | 2016 | 15-16 | 0 | 0 | 0 | 0 | 0 | 0 | 0 | 0 | 593241 | 120275 | 138541 | 858646 | 0 | 0 | 0 | 0 | 0 | 0 | 0 | 0
[9 empty] | 2016-02-03 | 2016 | 15-16 | 0 | 0 | 0 | 0 | 0 | 0 | 0 | 0 | 593241 | 120275 | 138541 | 858646 | 0 | 0 | 0 | 0 | 0 | 0 | 0 | 0
[9 empty] | 2016-02-04 | 2016 | 15-16 | 0 | 0 | 0 | 0 | 0 | 0 | 0 | 0 | 593241 | 120275 | 138541 | 858646 | 0 | 0 | 0 | 0 | 0 | 0 | 0 | 0
[9 empty] | 2016-02-05 | 2016 | 15-16 | 0 | 0 | 0 | 0 | 0 | 0 | 0 | 0 | 593241 | 120275 | 138541 | 858646 | 0 | 0 | 0 | 0 | 0 | 0 | 0 | 0
[9 empty] | 2016-02-06 | 2016 | 15-16 | 0 | 0 | 0 | 0 | 0 | 0 | 0 | 0 | 593241 | 120275 | 138541 | 858646 | 0 | 0 | 0 | 0 | 0 | 0 | 0 | 0
[9 empty] | 2016-02-07 | 2016 | 15-16 | 0 | 0 | 0 | 0 | 0 | 0 | 0 | 0 | 593241 | 120275 | 138541 | 858646 | 0 | 0 | 0 | 0 | 0 | 0 | 0 | 0
[9 empty] | 2016-02-08 | 2016 | 15-16 | 0 | 0 | 0 | 0 | 0 | 0 | 0 | 0 | 593241 | 120275 | 138541 | 858646 | 0 | 0 | 0 | 0 | 0 | 0 | 0 | 0
[9 empty] | 2016-02-09 | 2016 | 15-16 | 0 | 0 | 0 | 0 | 0 | 0 | 0 | 0 | 593241 | 120275 | 138541 | 858646 | 0 | 0 | 0 | 0 | 0 | 0 | 0 | 0
[9 empty] | 2016-02-10 | 2016 | 15-16 | 0 | 0 | 0 | 0 | 0 | 0 | 0 | 0 | 593241 | 120275 | 138541 | 858646 | 0 | 0 | 0 | 0 | 0 | 0 | 0 | 0
[9 empty] | 2016-02-11 | 2016 | 15-16 | 0 | 0 | 0 | 0 | 0 | 0 | 0 | 0 | 593241 | 120275 | 138541 | 858646 | 0 | 0 | 0 | 0 | 0 | 0 | 0 | 0
[9 empty] | 2016-02-12 | 2016 | 15-16 | 0 | 0 | 0 | 0 | 0 | 0 | 0 | 0 | 593241 | 120275 | 138541 | 858646 | 0 | 0 | 0 | 0 | 0 | 0 | 0 | 0
[9 empty] | 2016-02-13 | 2016 | 15-16 | 0 | 0 | 0 | 0 | 0 | 0 | 0 | 0 | 593241 | 120275 | 138541 | 858646 | 0 | 0 | 0 | 0 | 0 | 0 | 0 | 0
[9 empty] | 2016-02-14 | 2016 | 15-16 | 0 | 0 | 0 | 0 | 0 | 0 | 0 | 0 | 593241 | 120275 | 138541 | 858646 | 0 | 0 | 0 | 0 | 0 | 0 | 0 | 0
[9 empty] | 2016-02-15 | 2016 | 15-16 | 0 | 0 | 0 | 0 | 0 | 0 | 0 | 0 | 593241 | 120275 | 138541 | 858646 | 0 | 0 | 0 | 0 | 0 | 0 | 0 | 0
[9 empty] | 2016-02-16 | 2016 | 15-16 | 0 | 0 | 0 | 0 | 0 | 0 | 0 | 0 | 593241 | 120275 | 138541 | 858646 | 0 | 0 | 0 | 0 | 0 | 0 | 0 | 0
[9 empty] | 2016-02-17 | 2016 | 15-16 | 0 | 0 | 0 | 0 | 0 | 0 | 0 | 0 | 593241 | 120275 | 138541 | 858646 | 0 | 0 | 0 | 0 | 0 | 0 | 0 | 0
[9 empty] | 2016-02-18 | 2016 | 15-16 | 0 | 0 | 0 | 0 | 0 | 0 | 0 | 0 | 593241 | 120275 | 138541 | 858646 | 0 | 0 | 0 | 0 | 0 | 0 | 0 | 0
[9 empty] | 2016-02-19 | 2016 | 15-16 | 0 | 0 | 0 | 0 | 0 | 0 | 0 | 0 | 593241 | 120275 | 138541 | 858646 | 0 | 0 | 0 | 0 | 0 | 0 | 0 | 0
[9 empty] | 2016-02-20 | 2016 | 15-16 | 0 | 0 | 0 | 0 | 0 | 0 | 0 | 0 | 593241 | 120275 | 138541 | 858646 | 0 | 0 | 0 | 0 | 0 | 0 | 0 | 0
[9 empty] | 2016-02-21 | 2016 | 15-16 | 0 | 0 | 0 | 0 | 0 | 0 | 0 | 0 | 593241 | 120275 | 138541 | 858646 | 0 | 0 | 0 | 0 | 0 | 0 | 0 | 0
[9 empty] | 2016-02-22 | 2016 | 15-16 | 0 | 0 | 0 | 0 | 0 | 0 | 0 | 0 | 593241 | 120275 | 138541 | 858646 | 0 | 0 | 0 | 0 | 0 | 0 | 0 | 0
[9 empty] | 2016-02-23 | 2016 | 15-16 | 0 | 0 | 0 | 0 | 0 | 0 | 0 | 0 | 593241 | 120275 | 138541 | 858646 | 0 | 0 | 0 | 0 | 0 | 0 | 0 | 0
[9 empty] | 2016-02-24 | 2016 | 15-16 | 0 | 0 | 0 | 0 | 0 | 0 | 0 | 0 | 593241 | 120275 | 138541 | 858646 | 0 | 0 | 0 | 0 | 0 | 0 | 0 | 0
[9 empty] | 2016-02-25 | 2016 | 15-16 | 0 | 0 | 0 | 0 | 0 | 0 | 0 | 0 | 593241 | 120275 | 138541 | 858646 | 0 | 0 | 0 | 0 | 0 | 0 | 0 | 0
[9 empty] | 2016-02-26 | 2016 | 15-16 | 0 | 0 | 0 | 0 | 0 | 0 | 0 | 0 | 593241 | 120275 | 138541 | 858646 | 0 | 0 | 0 | 0 | 0 | 0 | 0 | 0
[9 empty] | 2016-02-27 | 2016 | 15-16 | 0 | 0 | 0 | 0 | 0 | 0 | 0 | 0 | 593241 | 120275 | 138541 | 858646 | 0 | 0 | 0 | 0 | 0 | 0 | 0 | 0
[9 empty] | 2016-02-28 | 2016 | 15-16 | 0 | 0 | 0 | 0 | 0 | 0 | 0 | 0 | 593241 | 120275 | 138541 | 858646 | 0 | 0 | 0 | 0 | 0 | 0 | 0 | 0
[9 empty] | 2016-02-29 | 2016 | 15-16 | 0 | 0 | 0 | 0 | 0 | 0 | 0 | 0 | 593241 | 120275 | 138541 | 858646 | 0 | 0 | 0 | 0 | 0 | 0 | 0 | 0
[9 empty] | 2016-03-01 | 2016 | 15-16 | 0 | 0 | 0 | 0 | 0 | 0 | 0 | 0 | 593241 | 120275 | 138541 | 858646 | 0 | 0 | 0 | 0 | 0 | 0 | 0 | 0
[9 empty] | 2016-03-02 | 2016 | 15-16 | 0 | 0 | 0 | 0 | 0 | 0 | 0 | 0 | 593241 | 120275 | 138541 | 858646 | 0 | 0 | 0 | 0 | 0 | 0 | 0 | 0
[9 empty] | 2016-03-03 | 2016 | 15-16 | 0 | 0 | 0 | 0 | 0 | 0 | 0 | 0 | 593241 | 120275 | 138541 | 858646 | 0 | 0 | 0 | 0 | 0 | 0 | 0 | 0
[9 empty] | 2016-03-04 | 2016 | 15-16 | 0 | 0 | 0 | 0 | 0 | 0 | 0 | 0 | 593241 | 120275 | 138541 | 858646 | 0 | 0 | 0 | 0 | 0 | 0 | 0 | 0
[9 empty] | 2016-03-05 | 2016 | 15-16 | 0 | 0 | 60657.5 | 60657.5 | 0 | 0 | 60 | 60 | 593241 | 120275 | 138541 | 858646 | 0 | 0 | 0.43783 | 0.070643 | 0 | 0 | 0.00043308 | 6.9877e-05
[9 empty] | 2016-03-06 | 2016 | 15-16 | 0 | 0 | 0 | 0 | 0 | 0 | 0 | 0 | 593241 | 120275 | 138541 | 858646 | 0 | 0 | 0 | 0 | 0 | 0 | 0 | 0
[9 empty] | 2016-03-07 | 2016 | 15-16 | 0 | 0 | 0 | 0 | 0 | 0 | 0 | 0 | 593241 | 120275 | 138541 | 858646 | 0 | 0 | 0 | 0 | 0 | 0 | 0 | 0
[9 empty] | 2016-03-08 | 2016 | 15-16 | 0 | 0 | 19358.15 | 19358.15 | 0 | 0 | 22 | 22 | 593241 | 120275 | 138541 | 858646 | 0 | 0 | 0.13973 | 0.022545 | 0 | 0 | 0.0001588 | 2.5622e-05
[9 empty] | 2016-03-09 | 2016 | 15-16 | 0 | 0 | 0 | 0 | 0 | 0 | 0 | 0 | 593241 | 120275 | 138541 | 858646 | 0 | 0 | 0 | 0 | 0 | 0 | 0 | 0
[9 empty] | 2016-03-10 | 2016 | 15-16 | 0 | 0 | 0 | 0 | 0 | 0 | 0 | 0 | 593241 | 120275 | 138541 | 858646 | 0 | 0 | 0 | 0 | 0 | 0 | 0 | 0
[9 empty] | 2016-03-11 | 2016 | 15-16 | 0 | 0 | 0 | 0 | 0 | 0 | 0 | 0 | 593241 | 120275 | 138541 | 858646 | 0 | 0 | 0 | 0 | 0 | 0 | 0 | 0
[9 empty] | 2016-03-12 | 2016 | 15-16 | 0 | 0 | 0 | 0 | 0 | 0 | 0 | 0 | 593241 | 120275 | 138541 | 858646 | 0 | 0 | 0 | 0 | 0 | 0 | 0 | 0
[9 empty] | 2016-03-13 | 2016 | 15-16 | 0 | 0 | 0 | 0 | 0 | 0 | 0 | 0 | 593241 | 120275 | 138541 | 858646 | 0 | 0 | 0 | 0 | 0 | 0 | 0 | 0
[9 empty] | 2016-03-14 | 2016 | 15-16 | 0 | 0 | 0 | 0 | 0 | 0 | 0 | 0 | 593241 | 120275 | 138541 | 858646 | 0 | 0 | 0 | 0 | 0 | 0 | 0 | 0
[9 empty] | 2016-03-15 | 2016 | 15-16 | 0 | 0 | 0 | 0 | 0 | 0 | 0 | 0 | 593241 | 120275 | 138541 | 858646 | 0 | 0 | 0 | 0 | 0 | 0 | 0 | 0
[9 empty] | 2016-03-16 | 2016 | 15-16 | 0 | 0 | 0 | 0 | 0 | 0 | 0 | 0 | 593241 | 120275 | 138541 | 858646 | 0 | 0 | 0 | 0 | 0 | 0 | 0 | 0
[9 empty] | 2016-03-17 | 2016 | 15-16 | 0 | 0 | 15948.6 | 15948.6 | 0 | 0 | 13 | 13 | 593241 | 120275 | 138541 | 858646 | 0 | 0 | 0.11512 | 0.018574 | 0 | 0 | 9.3835e-05 | 1.514e-05
[9 empty] | 2016-03-18 | 2016 | 15-16 | 0 | 0 | 282.2 | 282.2 | 0 | 0 | 0 | 0 | 593241 | 120275 | 138541 | 858646 | 0 | 0 | 0.0020369 | 0.00032866 | 0 | 0 | 0 | 0
[9 empty] | 2016-03-19 | 2016 | 15-16 | 0 | 0 | 0 | 0 | 0 | 0 | 0 | 0 | 593241 | 120275 | 138541 | 858646 | 0 | 0 | 0 | 0 | 0 | 0 | 0 | 0
[9 empty] | 2016-03-20 | 2016 | 15-16 | 0 | 0 | 0 | 0 | 0 | 0 | 0 | 0 | 593241 | 120275 | 138541 | 858646 | 0 | 0 | 0 | 0 | 0 | 0 | 0 | 0
[9 empty] | 2016-03-21 | 2016 | 15-16 | 0 | 0 | 0 | 0 | 0 | 0 | 0 | 0 | 593241 | 120275 | 138541 | 858646 | 0 | 0 | 0 | 0 | 0 | 0 | 0 | 0
[9 empty] | 2016-03-22 | 2016 | 15-16 | 0 | 0 | 0 | 0 | 0 | 0 | 0 | 0 | 593241 | 120275 | 138541 | 858646 | 0 | 0 | 0 | 0 | 0 | 0 | 0 | 0
[9 empty] | 2016-03-23 | 2016 | 15-16 | 0 | 0 | 0 | 0 | 0 | 0 | 0 | 0 | 593241 | 120275 | 138541 | 858646 | 0 | 0 | 0 | 0 | 0 | 0 | 0 | 0
[9 empty] | 2016-03-24 | 2016 | 15-16 | 0 | 0 | 0 | 0 | 0 | 0 | 0 | 0 | 593241 | 120275 | 138541 | 858646 | 0 | 0 | 0 | 0 | 0 | 0 | 0 | 0
[9 empty] | 2016-03-25 | 2016 | 15-16 | 0 | 0 | 0 | 0 | 0 | 0 | 0 | 0 | 593241 | 120275 | 138541 | 858646 | 0 | 0 | 0 | 0 | 0 | 0 | 0 | 0
[9 empty] | 2016-03-26 | 2016 | 15-16 | 0 | 0 | 0 | 0 | 0 | 0 | 0 | 0 | 593241 | 120275 | 138541 | 858646 | 0 | 0 | 0 | 0 | 0 | 0 | 0 | 0
[9 empty] | 2016-03-27 | 2016 | 15-16 | 0 | 0 | 0 | 0 | 0 | 0 | 0 | 0 | 593241 | 120275 | 138541 | 858646 | 0 | 0 | 0 | 0 | 0 | 0 | 0 | 0
[9 empty] | 2016-03-28 | 2016 | 15-16 | 0 | 0 | 0 | 0 | 0 | 0 | 0 | 0 | 593241 | 120275 | 138541 | 858646 | 0 | 0 | 0 | 0 | 0 | 0 | 0 | 0
[9 empty] | 2016-03-29 | 2016 | 15-16 | 0 | 0 | 0 | 0 | 0 | 0 | 0 | 0 | 593241 | 120275 | 138541 | 858646 | 0 | 0 | 0 | 0 | 0 | 0 | 0 | 0
[9 empty] | 2016-03-30 | 2016 | 15-16 | 0 | 0 | 0 | 0 | 0 | 0 | 0 | 0 | 593241 | 120275 | 138541 | 858646 | 0 | 0 | 0 | 0 | 0 | 0 | 0 | 0
[9 empty] | 2016-03-31 | 2016 | 15-16 | 0 | 0 | 0 | 0 | 0 | 0 | 0 | 0 | 593241 | 120275 | 138541 | 858646 | 0 | 0 | 0 | 0 | 0 | 0 | 0 | 0
[9 empty] | 2016-04-01 | 2016 | 15-16 | 0 | 0 | 0 | 0 | 0 | 0 | 0 | 0 | 593241 | 120275 | 138541 | 858646 | 0 | 0 | 0 | 0 | 0 | 0 | 0 | 0
[9 empty] | 2016-04-02 | 2016 | 15-16 | 0 | 0 | 0 | 0 | 0 | 0 | 0 | 0 | 593241 | 120275 | 138541 | 858646 | 0 | 0 | 0 | 0 | 0 | 0 | 0 | 0
[9 empty] | 2016-04-03 | 2016 | 15-16 | 0 | 0 | 0 | 0 | 0 | 0 | 0 | 0 | 593241 | 120275 | 138541 | 858646 | 0 | 0 | 0 | 0 | 0 | 0 | 0 | 0
[9 empty] | 2016-04-04 | 2016 | 15-16 | 0 | 0 | 0 | 0 | 0 | 0 | 0 | 0 | 593241 | 120275 | 138541 | 858646 | 0 | 0 | 0 | 0 | 0 | 0 | 0 | 0
[9 empty] | 2016-04-05 | 2016 | 15-16 | 0 | 0 | 0 | 0 | 0 | 0 | 0 | 0 | 593241 | 120275 | 138541 | 858646 | 0 | 0 | 0 | 0 | 0 | 0 | 0 | 0
[9 empty] | 2016-04-06 | 2016 | 15-16 | 0 | 0 | 0 | 0 | 0 | 0 | 0 | 0 | 593241 | 120275 | 138541 | 858646 | 0 | 0 | 0 | 0 | 0 | 0 | 0 | 0
[9 empty] | 2016-04-07 | 2016 | 15-16 | 0 | 0 | 0 | 0 | 0 | 0 | 0 | 0 | 593241 | 120275 | 138541 | 858646 | 0 | 0 | 0 | 0 | 0 | 0 | 0 | 0
[9 empty] | 2016-04-08 | 2016 | 15-16 | 0 | 0 | 0 | 0 | 0 | 0 | 0 | 0 | 593241 | 120275 | 138541 | 858646 | 0 | 0 | 0 | 0 | 0 | 0 | 0 | 0
[9 empty] | 2016-04-09 | 2016 | 15-16 | 0 | 0 | 0 | 0 | 0 | 0 | 0 | 0 | 593241 | 120275 | 138541 | 858646 | 0 | 0 | 0 | 0 | 0 | 0 | 0 | 0
[9 empty] | 2016-04-10 | 2016 | 15-16 | 0 | 0 | 0 | 0 | 0 | 0 | 0 | 0 | 593241 | 120275 | 138541 | 858646 | 0 | 0 | 0 | 0 | 0 | 0 | 0 | 0
[9 empty] | 2016-04-11 | 2016 | 15-16 | 0 | 0 | 0 | 0 | 0 | 0 | 0 | 0 | 593241 | 120275 | 138541 | 858646 | 0 | 0 | 0 | 0 | 0 | 0 | 0 | 0
[9 empty] | 2016-04-12 | 2016 | 15-16 | 0 | 0 | 0 | 0 | 0 | 0 | 0 | 0 | 593241 | 120275 | 138541 | 858646 | 0 | 0 | 0 | 0 | 0 | 0 | 0 | 0
[9 empty] | 2016-04-13 | 2016 | 15-16 | 0 | 0 | 0 | 0 | 0 | 0 | 0 | 0 | 593241 | 120275 | 138541 | 858646 | 0 | 0 | 0 | 0 | 0 | 0 | 0 | 0
[9 empty] | 2016-04-14 | 2016 | 15-16 | 0 | 0 | 0 | 0 | 0 | 0 | 0 | 0 | 593241 | 120275 | 138541 | 858646 | 0 | 0 | 0 | 0 | 0 | 0 | 0 | 0
[9 empty] | 2016-04-15 | 2016 | 15-16 | 0 | 0 | 0 | 0 | 0 | 0 | 0 | 0 | 593241 | 120275 | 138541 | 858646 | 0 | 0 | 0 | 0 | 0 | 0 | 0 | 0
[9 empty] | 2016-04-16 | 2016 | 15-16 | 0 | 0 | 0 | 0 | 0 | 0 | 0 | 0 | 593241 | 120275 | 138541 | 858646 | 0 | 0 | 0 | 0 | 0 | 0 | 0 | 0
[9 empty] | 2016-04-17 | 2016 | 15-16 | 0 | 0 | 0 | 0 | 0 | 0 | 0 | 0 | 593241 | 120275 | 138541 | 858646 | 0 | 0 | 0 | 0 | 0 | 0 | 0 | 0
[9 empty] | 2016-04-18 | 2016 | 15-16 | 0 | 0 | 0 | 0 | 0 | 0 | 0 | 0 | 593241 | 120275 | 138541 | 858646 | 0 | 0 | 0 | 0 | 0 | 0 | 0 | 0
[9 empty] | 2016-04-19 | 2016 | 15-16 | 0 | 0 | 0 | 0 | 0 | 0 | 0 | 0 | 593241 | 120275 | 138541 | 858646 | 0 | 0 | 0 | 0 | 0 | 0 | 0 | 0
[9 empty] | 2016-04-20 | 2016 | 15-16 | 0 | 0 | 0 | 0 | 0 | 0 | 0 | 0 | 593241 | 120275 | 138541 | 858646 | 0 | 0 | 0 | 0 | 0 | 0 | 0 | 0
[9 empty] | 2016-04-21 | 2016 | 15-16 | 0 | 0 | 0 | 0 | 0 | 0 | 0 | 0 | 593241 | 120275 | 138541 | 858646 | 0 | 0 | 0 | 0 | 0 | 0 | 0 | 0
[9 empty] | 2016-04-22 | 2016 | 15-16 | 0 | 0 | 0 | 0 | 0 | 0 | 0 | 0 | 593241 | 120275 | 138541 | 858646 | 0 | 0 | 0 | 0 | 0 | 0 | 0 | 0
[9 empty] | 2016-04-23 | 2016 | 15-16 | 0 | 0 | 0 | 0 | 0 | 0 | 0 | 0 | 593241 | 120275 | 138541 | 858646 | 0 | 0 | 0 | 0 | 0 | 0 | 0 | 0
[9 empty] | 2016-04-24 | 2016 | 15-16 | 0 | 0 | 0 | 0 | 0 | 0 | 0 | 0 | 593241 | 120275 | 138541 | 858646 | 0 | 0 | 0 | 0 | 0 | 0 | 0 | 0
[9 empty] | 2016-04-25 | 2016 | 15-16 | 0 | 0 | 0 | 0 | 0 | 0 | 0 | 0 | 593241 | 120275 | 138541 | 858646 | 0 | 0 | 0 | 0 | 0 | 0 | 0 | 0
[9 empty] | 2016-04-26 | 2016 | 15-16 | 0 | 0 | 0 | 0 | 0 | 0 | 0 | 0 | 593241 | 120275 | 138541 | 858646 | 0 | 0 | 0 | 0 | 0 | 0 | 0 | 0
[9 empty] | 2016-04-27 | 2016 | 15-16 | 0 | 0 | 0 | 0 | 0 | 0 | 0 | 0 | 593241 | 120275 | 138541 | 858646 | 0 | 0 | 0 | 0 | 0 | 0 | 0 | 0
[9 empty] | 2016-04-28 | 2016 | 15-16 | 0 | 0 | 0 | 0 | 0 | 0 | 0 | 0 | 593241 | 120275 | 138541 | 858646 | 0 | 0 | 0 | 0 | 0 | 0 | 0 | 0
[9 empty] | 2016-04-29 | 2016 | 15-16 | 0 | 0 | 0 | 0 | 0 | 0 | 0 | 0 | 593241 | 120275 | 138541 | 858646 | 0 | 0 | 0 | 0 | 0 | 0 | 0 | 0
[9 empty] | 2016-04-30 | 2016 | 15-16 | 0 | 0 | 0 | 0 | 0 | 0 | 0 | 0 | 593241 | 120275 | 138541 | 858646 | 0 | 0 | 0 | 0 | 0 | 0 | 0 | 0
[9 empty] | 2016-05-01 | 2016 | 15-16 | 0 | 0 | 0 | 0 | 0 | 0 | 0 | 0 | 593241 | 120275 | 138541 | 858646 | 0 | 0 | 0 | 0 | 0 | 0 | 0 | 0
[9 empty] | 2016-05-02 | 2016 | 15-16 | 0 | 0 | 0 | 0 | 0 | 0 | 0 | 0 | 593241 | 120275 | 138541 | 858646 | 0 | 0 | 0 | 0 | 0 | 0 | 0 | 0
[9 empty] | 2016-05-03 | 2016 | 15-16 | 0 | 0 | 0 | 0 | 0 | 0 | 0 | 0 | 593241 | 120275 | 138541 | 858646 | 0 | 0 | 0 | 0 | 0 | 0 | 0 | 0
[9 empty] | 2016-05-04 | 2016 | 15-16 | 0 | 0 | 0 | 0 | 0 | 0 | 0 | 0 | 593241 | 120275 | 138541 | 858646 | 0 | 0 | 0 | 0 | 0 | 0 | 0 | 0
[9 empty] | 2016-05-05 | 2016 | 15-16 | 0 | 0 | 0 | 0 | 0 | 0 | 0 | 0 | 593241 | 120275 | 138541 | 858646 | 0 | 0 | 0 | 0 | 0 | 0 | 0 | 0
[9 empty] | 2016-05-06 | 2016 | 15-16 | 0 | 0 | 0 | 0 | 0 | 0 | 0 | 0 | 593241 | 120275 | 138541 | 858646 | 0 | 0 | 0 | 0 | 0 | 0 | 0 | 0
[9 empty] | 2016-05-07 | 2016 | 15-16 | 0 | 0 | 0 | 0 | 0 | 0 | 0 | 0 | 593241 | 120275 | 138541 | 858646 | 0 | 0 | 0 | 0 | 0 | 0 | 0 | 0
[9 empty] | 2016-05-08 | 2016 | 15-16 | 0 | 0 | 0 | 0 | 0 | 0 | 0 | 0 | 593241 | 120275 | 138541 | 858646 | 0 | 0 | 0 | 0 | 0 | 0 | 0 | 0
[9 empty] | 2016-05-09 | 2016 |  | 0 | 0 | 0 | 0 | 0 | 0 | 0 | 0 | 593241 | 120275 | 138541 | 858646 | 0 | 0 | 0 | 0 | 0 | 0 | 0 | 0
[9 empty] | 2016-05-10 | 2016 | 15-16 | 0 | 0 | 0 | 0 | 0 | 0 | 0 | 0 | 593241 | 120275 | 138541 | 858646 | 0 | 0 | 0 | 0 | 0 | 0 | 0 | 0
[9 empty] | 2016-05-11 | 2016 | 15-16 | 0 | 0 | 16678.5827 | 16678.5827 | 0 | 0 | 40 | 40 | 593241 | 120275 | 138541 | 858646 | 0 | 0 | 0.12039 | 0.019424 | 0 | 0 | 0.00028872 | 4.6585e-05
[9 empty] | 2016-05-12 | 2016 | 15-16 | 0 | 0 | 0 | 0 | 0 | 0 | 0 | 0 | 593241 | 120275 | 138541 | 858646 | 0 | 0 | 0 | 0 | 0 | 0 | 0 | 0
[9 empty] | 2016-05-13 | 2016 | 15-16 | 0 | 0 | 0 | 0 | 0 | 0 | 0 | 0 | 593241 | 120275 | 138541 | 858646 | 0 | 0 | 0 | 0 | 0 | 0 | 0 | 0
[9 empty] | 2016-05-14 | 2016 | 15-16 | 0 | 0 | 0 | 0 | 0 | 0 | 0 | 0 | 593241 | 120275 | 138541 | 858646 | 0 | 0 | 0 | 0 | 0 | 0 | 0 | 0
[9 empty] | 2016-05-15 | 2016 | 15-16 | 0 | 0 | 0 | 0 | 0 | 0 | 0 | 0 | 593241 | 120275 | 138541 | 858646 | 0 | 0 | 0 | 0 | 0 | 0 | 0 | 0
[9 empty] | 2016-05-16 | 2016 | 15-16 | 0 | 0 | 0 | 0 | 0 | 0 | 0 | 0 | 593241 | 120275 | 138541 | 858646 | 0 | 0 | 0 | 0 | 0 | 0 | 0 | 0
[9 empty] | 2016-05-17 | 2016 | 15-16 | 0 | 0 | 0 | 0 | 0 | 0 | 0 | 0 | 593241 | 120275 | 138541 | 858646 | 0 | 0 | 0 | 0 | 0 | 0 | 0 | 0
[9 empty] | 2016-05-18 | 2016 | 15-16 | 0 | 0 | 0 | 0 | 0 | 0 | 0 | 0 | 593241 | 120275 | 138541 | 858646 | 0 | 0 | 0 | 0 | 0 | 0 | 0 | 0
[9 empty] | 2016-05-19 | 2016 | 15-16 | 0 | 0 | 0 | 0 | 0 | 0 | 0 | 0 | 593241 | 120275 | 138541 | 858646 | 0 | 0 | 0 | 0 | 0 | 0 | 0 | 0
[9 empty] | 2016-05-20 | 2016 | 15-16 | 0 | 0 | 0 | 0 | 0 | 0 | 0 | 0 | 593241 | 120275 | 138541 | 858646 | 0 | 0 | 0 | 0 | 0 | 0 | 0 | 0
[9 empty] | 2016-05-21 | 2016 | 15-16 | 0 | 0 | 0 | 0 | 0 | 0 | 0 | 0 | 593241 | 120275 | 138541 | 858646 | 0 | 0 | 0 | 0 | 0 | 0 | 0 | 0
[9 empty] | 2016-05-22 | 2016 | 15-16 | 0 | 0 | 0 | 0 | 0 | 0 | 0 | 0 | 593241 | 120275 | 138541 | 858646 | 0 | 0 | 0 | 0 | 0 | 0 | 0 | 0
[9 empty] | 2016-05-23 | 2016 | 15-16 | 0 | 0 | 0 | 0 | 0 | 0 | 0 | 0 | 593241 | 120275 | 138541 | 858646 | 0 | 0 | 0 | 0 | 0 | 0 | 0 | 0
[9 empty] | 2016-05-24 | 2016 | 15-16 | 0 | 0 | 0 | 0 | 0 | 0 | 0 | 0 | 593241 | 120275 | 138541 | 858646 | 0 | 0 | 0 | 0 | 0 | 0 | 0 | 0
[9 empty] | 2016-05-25 | 2016 | 15-16 | 0 | 0 | 0 | 0 | 0 | 0 | 0 | 0 | 593241 | 120275 | 138541 | 858646 | 0 | 0 | 0 | 0 | 0 | 0 | 0 | 0
[9 empty] | 2016-05-26 | 2016 | 15-16 | 0 | 0 | 0 | 0 | 0 | 0 | 0 | 0 | 593241 | 120275 | 138541 | 858646 | 0 | 0 | 0 | 0 | 0 | 0 | 0 | 0
[9 empty] | 2016-05-27 | 2016 | 15-16 | 0 | 0 | 0 | 0 | 0 | 0 | 0 | 0 | 593241 | 120275 | 138541 | 858646 | 0 | 0 | 0 | 0 | 0 | 0 | 0 | 0
[9 empty] | 2016-05-28 | 2016 | 15-16 | 0 | 0 | 0 | 0 | 0 | 0 | 0 | 0 | 593241 | 120275 | 138541 | 858646 | 0 | 0 | 0 | 0 | 0 | 0 | 0 | 0
[9 empty] | 2016-05-29 | 2016 | 15-16 | 0 | 0 | 0 | 0 | 0 | 0 | 0 | 0 | 593241 | 120275 | 138541 | 858646 | 0 | 0 | 0 | 0 | 0 | 0 | 0 | 0
[9 empty] | 2016-05-30 | 2016 | 15-16 | 0 | 0 | 0 | 0 | 0 | 0 | 0 | 0 | 593241 | 120275 | 138541 | 858646 | 0 | 0 | 0 | 0 | 0 | 0 | 0 | 0
[9 empty] | 2016-05-31 | 2016 | 15-16 | 0 | 0 | 0 | 0 | 0 | 0 | 0 | 0 | 593241 | 120275 | 138541 | 858646 | 0 | 0 | 0 | 0 | 0 | 0 | 0 | 0
[9 empty] | 2016-06-01 | 2016 | 15-16 | 0 | 0 | 0 | 0 | 0 | 0 | 0 | 0 | 593241 | 120275 | 138541 | 858646 | 0 | 0 | 0 | 0 | 0 | 0 | 0 | 0
[9 empty] | 2016-06-02 | 2016 | 15-16 | 0 | 0 | 0 | 0 | 0 | 0 | 0 | 0 | 593241 | 120275 | 138541 | 858646 | 0 | 0 | 0 | 0 | 0 | 0 | 0 | 0
[9 empty] | 2016-06-03 | 2016 | 15-16 | 0 | 0 | 0 | 0 | 0 | 0 | 0 | 0 | 593241 | 120275 | 138541 | 858646 | 0 | 0 | 0 | 0 | 0 | 0 | 0 | 0
[9 empty] | 2016-06-04 | 2016 | 15-16 | 0 | 0 | 0 | 0 | 0 | 0 | 0 | 0 | 593241 | 120275 | 138541 | 858646 | 0 | 0 | 0 | 0 | 0 | 0 | 0 | 0
[9 empty] | 2016-06-05 | 2016 | 15-16 | 0 | 0 | 0 | 0 | 0 | 0 | 0 | 0 | 593241 | 120275 | 138541 | 858646 | 0 | 0 | 0 | 0 | 0 | 0 | 0 | 0
[9 empty] | 2016-06-06 | 2016 | 15-16 | 0 | 0 | 0 | 0 | 0 | 0 | 0 | 0 | 593241 | 120275 | 138541 | 858646 | 0 | 0 | 0 | 0 | 0 | 0 | 0 | 0
[9 empty] | 2016-06-07 | 2016 | 15-16 | 0 | 0 | 0 | 0 | 0 | 0 | 0 | 0 | 593241 | 120275 | 138541 | 858646 | 0 | 0 | 0 | 0 | 0 | 0 | 0 | 0
[9 empty] | 2016-06-08 | 2016 | 15-16 | 0 | 0 | 0 | 0 | 0 | 0 | 0 | 0 | 593241 | 120275 | 138541 | 858646 | 0 | 0 | 0 | 0 | 0 | 0 | 0 | 0
[9 empty] | 2016-06-09 | 2016 | 15-16 | 0 | 0 | 0 | 0 | 0 | 0 | 0 | 0 | 593241 | 120275 | 138541 | 858646 | 0 | 0 | 0 | 0 | 0 | 0 | 0 | 0
[9 empty] | 2016-06-10 | 2016 | 15-16 | 0 | 0 | 0 | 0 | 0 | 0 | 0 | 0 | 593241 | 120275 | 138541 | 858646 | 0 | 0 | 0 | 0 | 0 | 0 | 0 | 0
[9 empty] | 2016-06-11 | 2016 | 15-16 | 0 | 0 | 0 | 0 | 0 | 0 | 0 | 0 | 593241 | 120275 | 138541 | 858646 | 0 | 0 | 0 | 0 | 0 | 0 | 0 | 0
[9 empty] | 2016-06-12 | 2016 | 15-16 | 0 | 0 | 0 | 0 | 0 | 0 | 0 | 0 | 593241 | 120275 | 138541 | 858646 | 0 | 0 | 0 | 0 | 0 | 0 | 0 | 0
[9 empty] | 2016-06-13 | 2016 | 15-16 | 0 | 0 | 0 | 0 | 0 | 0 | 0 | 0 | 593241 | 120275 | 138541 | 858646 | 0 | 0 | 0 | 0 | 0 | 0 | 0 | 0
[9 empty] | 2016-06-14 | 2016 | 15-16 | 0 | 0 | 0 | 0 | 0 | 0 | 0 | 0 | 593241 | 120275 | 138541 | 858646 | 0 | 0 | 0 | 0 | 0 | 0 | 0 | 0
[9 empty] | 2016-06-15 | 2016 | 15-16 | 0 | 0 | 0 | 0 | 0 | 0 | 0 | 0 | 593241 | 120275 | 138541 | 858646 | 0 | 0 | 0 | 0 | 0 | 0 | 0 | 0
[9 empty] | 2016-06-16 | 2016 | 15-16 | 0 | 0 | 0 | 0 | 0 | 0 | 0 | 0 | 593241 | 120275 | 138541 | 858646 | 0 | 0 | 0 | 0 | 0 | 0 | 0 | 0
[9 empty] | 2016-06-17 | 2016 | 15-16 | 0 | 0 | 0 | 0 | 0 | 0 | 0 | 0 | 593241 | 120275 | 138541 | 858646 | 0 | 0 | 0 | 0 | 0 | 0 | 0 | 0
[9 empty] | 2016-06-18 | 2016 | 15-16 | 0 | 0 | 0 | 0 | 0 | 0 | 0 | 0 | 593241 | 120275 | 138541 | 858646 | 0 | 0 | 0 | 0 | 0 | 0 | 0 | 0
[9 empty] | 2016-06-19 | 2016 | 15-16 | 0 | 0 | 0 | 0 | 0 | 0 | 0 | 0 | 593241 | 120275 | 138541 | 858646 | 0 | 0 | 0 | 0 | 0 | 0 | 0 | 0
[9 empty] | 2016-06-20 | 2016 | 15-16 | 0 | 0 | 0 | 0 | 0 | 0 | 0 | 0 | 593241 | 120275 | 138541 | 858646 | 0 | 0 | 0 | 0 | 0 | 0 | 0 | 0
[9 empty] | 2016-06-21 | 2016 | 15-16 | 0 | 0 | 0 | 0 | 0 | 0 | 0 | 0 | 593241 | 120275 | 138541 | 858646 | 0 | 0 | 0 | 0 | 0 | 0 | 0 | 0
[9 empty] | 2016-06-22 | 2016 | 15-16 | 0 | 0 | 0 | 0 | 0 | 0 | 0 | 0 | 593241 | 120275 | 138541 | 858646 | 0 | 0 | 0 | 0 | 0 | 0 | 0 | 0
[9 empty] | 2016-06-23 | 2016 | 15-16 | 0 | 0 | 0 | 0 | 0 | 0 | 0 | 0 | 593241 | 120275 | 138541 | 858646 | 0 | 0 | 0 | 0 | 0 | 0 | 0 | 0
[9 empty] | 2016-06-24 | 2016 | 15-16 | 0 | 0 | 0 | 0 | 0 | 0 | 0 | 0 | 593241 | 120275 | 138541 | 858646 | 0 | 0 | 0 | 0 | 0 | 0 | 0 | 0
[9 empty] | 2016-06-25 | 2016 | 15-16 | 0 | 0 | 0 | 0 | 0 | 0 | 0 | 0 | 593241 | 120275 | 138541 | 858646 | 0 | 0 | 0 | 0 | 0 | 0 | 0 | 0
[9 empty] | 2016-06-26 | 2016 | 15-16 | 0 | 0 | 0 | 0 | 0 | 0 | 0 | 0 | 593241 | 120275 | 138541 | 858646 | 0 | 0 | 0 | 0 | 0 | 0 | 0 | 0
[9 empty] | 2016-06-27 | 2016 | 15-16 | 0 | 0 | 0 | 0 | 0 | 0 | 0 | 0 | 593241 | 120275 | 138541 | 858646 | 0 | 0 | 0 | 0 | 0 | 0 | 0 | 0
[9 empty] | 2016-06-28 | 2016 | 15-16 | 0 | 0 | 0 | 0 | 0 | 0 | 0 | 0 | 593241 | 120275 | 138541 | 858646 | 0 | 0 | 0 | 0 | 0 | 0 | 0 | 0
[9 empty] | 2016-06-29 | 2016 | 15-16 | 0 | 0 | 0 | 0 | 0 | 0 | 0 | 0 | 593241 | 120275 | 138541 | 858646 | 0 | 0 | 0 | 0 | 0 | 0 | 0 | 0
[9 empty] | 2016-06-30 | 2016 | 15-16 | 0 | 0 | 0 | 0 | 0 | 0 | 0 | 0 | 593241 | 120275 | 138541 | 858646 | 0 | 0 | 0 | 0 | 0 | 0 | 0 | 0
[9 empty] | 2016-07-01 | 2017 | 16-17 | 0 | 0 | 0 | 0 | 0 | 0 | 0 | 0 | 606385.5 | 123893.5 | 140951.5 | 878300.5 | 0 | 0 | 0 | 0 | 0 | 0 | 0 | 0
[9 empty] | 2016-07-02 | 2017 | 16-17 | 0 | 0 | 0 | 0 | 0 | 0 | 0 | 0 | 606385.5 | 123893.5 | 140951.5 | 878300.5 | 0 | 0 | 0 | 0 | 0 | 0 | 0 | 0
[9 empty] | 2016-07-03 | 2017 | 16-17 | 0 | 0 | 0 | 0 | 0 | 0 | 0 | 0 | 606385.5 | 123893.5 | 140951.5 | 878300.5 | 0 | 0 | 0 | 0 | 0 | 0 | 0 | 0
[9 empty] | 2016-07-04 | 2017 | 16-17 | 0 | 0 | 0 | 0 | 0 | 0 | 0 | 0 | 606385.5 | 123893.5 | 140951.5 | 878300.5 | 0 | 0 | 0 | 0 | 0 | 0 | 0 | 0
[9 empty] | 2016-07-05 | 2017 | 16-17 | 0 | 0 | 0 | 0 | 0 | 0 | 0 | 0 | 606385.5 | 123893.5 | 140951.5 | 878300.5 | 0 | 0 | 0 | 0 | 0 | 0 | 0 | 0
[9 empty] | 2016-07-06 | 2017 | 16-17 | 0 | 0 | 0 | 0 | 0 | 0 | 0 | 0 | 606385.5 | 123893.5 | 140951.5 | 878300.5 | 0 | 0 | 0 | 0 | 0 | 0 | 0 | 0
[9 empty] | 2016-07-07 | 2017 | 16-17 | 0 | 0 | 0 | 0 | 0 | 0 | 0 | 0 | 606385.5 | 123893.5 | 140951.5 | 878300.5 | 0 | 0 | 0 | 0 | 0 | 0 | 0 | 0
[9 empty] | 2016-07-08 | 2017 | 16-17 | 0 | 0 | 0 | 0 | 0 | 0 | 0 | 0 | 606385.5 | 123893.5 | 140951.5 | 878300.5 | 0 | 0 | 0 | 0 | 0 | 0 | 0 | 0
[9 empty] | 2016-07-09 | 2017 | 16-17 | 0 | 0 | 0 | 0 | 0 | 0 | 0 | 0 | 606385.5 | 123893.5 | 140951.5 | 878300.5 | 0 | 0 | 0 | 0 | 0 | 0 | 0 | 0
[9 empty] | 2016-07-10 | 2017 | 16-17 | 0 | 0 | 0 | 0 | 0 | 0 | 0 | 0 | 606385.5 | 123893.5 | 140951.5 | 878300.5 | 0 | 0 | 0 | 0 | 0 | 0 | 0 | 0
[9 empty] | 2016-07-11 | 2017 |  | 0 | 0 | 0 | 0 | 0 | 0 | 0 | 0 | 606385.5 | 123893.5 | 140951.5 | 878300.5 | 0 | 0 | 0 | 0 | 0 | 0 | 0 | 0
[9 empty] | 2016-07-12 | 2017 |  | 0 | 0 | 0 | 0 | 0 | 0 | 0 | 0 | 606385.5 | 123893.5 | 140951.5 | 878300.5 | 0 | 0 | 0 | 0 | 0 | 0 | 0 | 0
[9 empty] | 2016-07-13 | 2017 | 16-17 | 0 | 0 | 0 | 0 | 0 | 0 | 0 | 0 | 606385.5 | 123893.5 | 140951.5 | 878300.5 | 0 | 0 | 0 | 0 | 0 | 0 | 0 | 0
[9 empty] | 2016-07-14 | 2017 | 16-17 | 0 | 0 | 0 | 0 | 0 | 0 | 0 | 0 | 606385.5 | 123893.5 | 140951.5 | 878300.5 | 0 | 0 | 0 | 0 | 0 | 0 | 0 | 0
[9 empty] | 2016-07-15 | 2017 | 16-17 | 0 | 0 | 0 | 0 | 0 | 0 | 0 | 0 | 606385.5 | 123893.5 | 140951.5 | 878300.5 | 0 | 0 | 0 | 0 | 0 | 0 | 0 | 0
[9 empty] | 2016-07-16 | 2017 | 16-17 | 0 | 0 | 0 | 0 | 0 | 0 | 0 | 0 | 606385.5 | 123893.5 | 140951.5 | 878300.5 | 0 | 0 | 0 | 0 | 0 | 0 | 0 | 0
[9 empty] | 2016-07-17 | 2017 | 16-17 | 0 | 0 | 0 | 0 | 0 | 0 | 0 | 0 | 606385.5 | 123893.5 | 140951.5 | 878300.5 | 0 | 0 | 0 | 0 | 0 | 0 | 0 | 0
[9 empty] | 2016-07-18 | 2017 | 16-17 | 0 | 0 | 0 | 0 | 0 | 0 | 0 | 0 | 606385.5 | 123893.5 | 140951.5 | 878300.5 | 0 | 0 | 0 | 0 | 0 | 0 | 0 | 0
[9 empty] | 2016-07-19 | 2017 | 16-17 | 0 | 0 | 0 | 0 | 0 | 0 | 0 | 0 | 606385.5 | 123893.5 | 140951.5 | 878300.5 | 0 | 0 | 0 | 0 | 0 | 0 | 0 | 0
[9 empty] | 2016-07-20 | 2017 | 16-17 | 0 | 0 | 0 | 0 | 0 | 0 | 0 | 0 | 606385.5 | 123893.5 | 140951.5 | 878300.5 | 0 | 0 | 0 | 0 | 0 | 0 | 0 | 0
[9 empty] | 2016-07-21 | 2017 | 16-17 | 0 | 0 | 0 | 0 | 0 | 0 | 0 | 0 | 606385.5 | 123893.5 | 140951.5 | 878300.5 | 0 | 0 | 0 | 0 | 0 | 0 | 0 | 0
[9 empty] | 2016-07-22 | 2017 | 16-17 | 0 | 0 | 0 | 0 | 0 | 0 | 0 | 0 | 606385.5 | 123893.5 | 140951.5 | 878300.5 | 0 | 0 | 0 | 0 | 0 | 0 | 0 | 0
[9 empty] | 2016-07-23 | 2017 | 16-17 | 0 | 0 | 0 | 0 | 0 | 0 | 0 | 0 | 606385.5 | 123893.5 | 140951.5 | 878300.5 | 0 | 0 | 0 | 0 | 0 | 0 | 0 | 0
[9 empty] | 2016-07-24 | 2017 | 16-17 | 0 | 0 | 0 | 0 | 0 | 0 | 0 | 0 | 606385.5 | 123893.5 | 140951.5 | 878300.5 | 0 | 0 | 0 | 0 | 0 | 0 | 0 | 0
[9 empty] | 2016-07-25 | 2017 | 16-17 | 0 | 0 | 0 | 0 | 0 | 0 | 0 | 0 | 606385.5 | 123893.5 | 140951.5 | 878300.5 | 0 | 0 | 0 | 0 | 0 | 0 | 0 | 0
[9 empty] | 2016-07-26 | 2017 | 16-17 | 0 | 0 | 0 | 0 | 0 | 0 | 0 | 0 | 606385.5 | 123893.5 | 140951.5 | 878300.5 | 0 | 0 | 0 | 0 | 0 | 0 | 0 | 0
[9 empty] | 2016-07-27 | 2017 | 16-17 | 0 | 0 | 0 | 0 | 0 | 0 | 0 | 0 | 606385.5 | 123893.5 | 140951.5 | 878300.5 | 0 | 0 | 0 | 0 | 0 | 0 | 0 | 0
[9 empty] | 2016-07-28 | 2017 | 16-17 | 0 | 0 | 0 | 0 | 0 | 0 | 0 | 0 | 606385.5 | 123893.5 | 140951.5 | 878300.5 | 0 | 0 | 0 | 0 | 0 | 0 | 0 | 0
[9 empty] | 2016-07-29 | 2017 | 16-17 | 0 | 0 | 0 | 0 | 0 | 0 | 0 | 0 | 606385.5 | 123893.5 | 140951.5 | 878300.5 | 0 | 0 | 0 | 0 | 0 | 0 | 0 | 0
[9 empty] | 2016-07-30 | 2017 | 16-17 | 0 | 0 | 0 | 0 | 0 | 0 | 0 | 0 | 606385.5 | 123893.5 | 140951.5 | 878300.5 | 0 | 0 | 0 | 0 | 0 | 0 | 0 | 0
[9 empty] | 2016-07-31 | 2017 | 16-17 | 0 | 0 | 0 | 0 | 0 | 0 | 0 | 0 | 606385.5 | 123893.5 | 140951.5 | 878300.5 | 0 | 0 | 0 | 0 | 0 | 0 | 0 | 0
[9 empty] | 2016-08-01 | 2017 | 16-17 | 0 | 0 | 0 | 0 | 0 | 0 | 0 | 0 | 606385.5 | 123893.5 | 140951.5 | 878300.5 | 0 | 0 | 0 | 0 | 0 | 0 | 0 | 0
[9 empty] | 2016-08-02 | 2017 | 16-17 | 0 | 0 | 0 | 0 | 0 | 0 | 0 | 0 | 606385.5 | 123893.5 | 140951.5 | 878300.5 | 0 | 0 | 0 | 0 | 0 | 0 | 0 | 0
[9 empty] | 2016-08-03 | 2017 | 16-17 | 0 | 0 | 0 | 0 | 0 | 0 | 0 | 0 | 606385.5 | 123893.5 | 140951.5 | 878300.5 | 0 | 0 | 0 | 0 | 0 | 0 | 0 | 0
[9 empty] | 2016-08-04 | 2017 | 16-17 | 0 | 0 | 0 | 0 | 0 | 0 | 0 | 0 | 606385.5 | 123893.5 | 140951.5 | 878300.5 | 0 | 0 | 0 | 0 | 0 | 0 | 0 | 0
[9 empty] | 2016-08-05 | 2017 | 16-17 | 0 | 0 | 0 | 0 | 0 | 0 | 0 | 0 | 606385.5 | 123893.5 | 140951.5 | 878300.5 | 0 | 0 | 0 | 0 | 0 | 0 | 0 | 0
[9 empty] | 2016-08-06 | 2017 | 16-17 | 0 | 0 | 0 | 0 | 0 | 0 | 0 | 0 | 606385.5 | 123893.5 | 140951.5 | 878300.5 | 0 | 0 | 0 | 0 | 0 | 0 | 0 | 0
[9 empty] | 2016-08-07 | 2017 | 16-17 | 0 | 0 | 0 | 0 | 0 | 0 | 0 | 0 | 606385.5 | 123893.5 | 140951.5 | 878300.5 | 0 | 0 | 0 | 0 | 0 | 0 | 0 | 0
[9 empty] | 2016-08-08 | 2017 | 16-17 | 0 | 0 | 0 | 0 | 0 | 0 | 0 | 0 | 606385.5 | 123893.5 | 140951.5 | 878300.5 | 0 | 0 | 0 | 0 | 0 | 0 | 0 | 0
[9 empty] | 2016-08-09 | 2017 | 16-17 | 0 | 0 | 0 | 0 | 0 | 0 | 0 | 0 | 606385.5 | 123893.5 | 140951.5 | 878300.5 | 0 | 0 | 0 | 0 | 0 | 0 | 0 | 0
[9 empty] | 2016-08-10 | 2017 | 16-17 | 0 | 0 | 0 | 0 | 0 | 0 | 0 | 0 | 606385.5 | 123893.5 | 140951.5 | 878300.5 | 0 | 0 | 0 | 0 | 0 | 0 | 0 | 0
[9 empty] | 2016-08-11 | 2017 | 16-17 | 0 | 0 | 0 | 0 | 0 | 0 | 0 | 0 | 606385.5 | 123893.5 | 140951.5 | 878300.5 | 0 | 0 | 0 | 0 | 0 | 0 | 0 | 0
[9 empty] | 2016-08-12 | 2017 | 16-17 | 0 | 0 | 0 | 0 | 0 | 0 | 0 | 0 | 606385.5 | 123893.5 | 140951.5 | 878300.5 | 0 | 0 | 0 | 0 | 0 | 0 | 0 | 0
[9 empty] | 2016-08-13 | 2017 | 16-17 | 0 | 0 | 0 | 0 | 0 | 0 | 0 | 0 | 606385.5 | 123893.5 | 140951.5 | 878300.5 | 0 | 0 | 0 | 0 | 0 | 0 | 0 | 0
[9 empty] | 2016-08-14 | 2017 | 16-17 | 0 | 0 | 0 | 0 | 0 | 0 | 0 | 0 | 606385.5 | 123893.5 | 140951.5 | 878300.5 | 0 | 0 | 0 | 0 | 0 | 0 | 0 | 0
[9 empty] | 2016-08-15 | 2017 | 16-17 | 0 | 0 | 0 | 0 | 0 | 0 | 0 | 0 | 606385.5 | 123893.5 | 140951.5 | 878300.5 | 0 | 0 | 0 | 0 | 0 | 0 | 0 | 0
[9 empty] | 2016-08-16 | 2017 | 16-17 | 0 | 0 | 0 | 0 | 0 | 0 | 0 | 0 | 606385.5 | 123893.5 | 140951.5 | 878300.5 | 0 | 0 | 0 | 0 | 0 | 0 | 0 | 0
[9 empty] | 2016-08-17 | 2017 | 16-17 | 0 | 0 | 0 | 0 | 0 | 0 | 0 | 0 | 606385.5 | 123893.5 | 140951.5 | 878300.5 | 0 | 0 | 0 | 0 | 0 | 0 | 0 | 0
[9 empty] | 2016-08-18 | 2017 | 16-17 | 0 | 0 | 0 | 0 | 0 | 0 | 0 | 0 | 606385.5 | 123893.5 | 140951.5 | 878300.5 | 0 | 0 | 0 | 0 | 0 | 0 | 0 | 0
[9 empty] | 2016-08-19 | 2017 | 16-17 | 0 | 0 | 0 | 0 | 0 | 0 | 0 | 0 | 606385.5 | 123893.5 | 140951.5 | 878300.5 | 0 | 0 | 0 | 0 | 0 | 0 | 0 | 0
[9 empty] | 2016-08-20 | 2017 | 16-17 | 0 | 0 | 0 | 0 | 0 | 0 | 0 | 0 | 606385.5 | 123893.5 | 140951.5 | 878300.5 | 0 | 0 | 0 | 0 | 0 | 0 | 0 | 0
[9 empty] | 2016-08-21 | 2017 | 16-17 | 0 | 0 | 0 | 0 | 0 | 0 | 0 | 0 | 606385.5 | 123893.5 | 140951.5 | 878300.5 | 0 | 0 | 0 | 0 | 0 | 0 | 0 | 0
[9 empty] | 2016-08-22 | 2017 | 16-17 | 0 | 0 | 0 | 0 | 0 | 0 | 0 | 0 | 606385.5 | 123893.5 | 140951.5 | 878300.5 | 0 | 0 | 0 | 0 | 0 | 0 | 0 | 0
[9 empty] | 2016-08-23 | 2017 | 16-17 | 0 | 0 | 0 | 0 | 0 | 0 | 0 | 0 | 606385.5 | 123893.5 | 140951.5 | 878300.5 | 0 | 0 | 0 | 0 | 0 | 0 | 0 | 0
[9 empty] | 2016-08-24 | 2017 | 16-17 | 0 | 0 | 0 | 0 | 0 | 0 | 0 | 0 | 606385.5 | 123893.5 | 140951.5 | 878300.5 | 0 | 0 | 0 | 0 | 0 | 0 | 0 | 0
[9 empty] | 2016-08-25 | 2017 | 16-17 | 0 | 0 | 0 | 0 | 0 | 0 | 0 | 0 | 606385.5 | 123893.5 | 140951.5 | 878300.5 | 0 | 0 | 0 | 0 | 0 | 0 | 0 | 0
[9 empty] | 2016-08-26 | 2017 | 16-17 | 0 | 0 | 0 | 0 | 0 | 0 | 0 | 0 | 606385.5 | 123893.5 | 140951.5 | 878300.5 | 0 | 0 | 0 | 0 | 0 | 0 | 0 | 0
[9 empty] | 2016-08-27 | 2017 | 16-17 | 0 | 0 | 0 | 0 | 0 | 0 | 0 | 0 | 606385.5 | 123893.5 | 140951.5 | 878300.5 | 0 | 0 | 0 | 0 | 0 | 0 | 0 | 0
[9 empty] | 2016-08-28 | 2017 | 16-17 | 0 | 0 | 0 | 0 | 0 | 0 | 0 | 0 | 606385.5 | 123893.5 | 140951.5 | 878300.5 | 0 | 0 | 0 | 0 | 0 | 0 | 0 | 0
[9 empty] | 2016-08-29 | 2017 | 16-17 | 0 | 0 | 0 | 0 | 0 | 0 | 0 | 0 | 606385.5 | 123893.5 | 140951.5 | 878300.5 | 0 | 0 | 0 | 0 | 0 | 0 | 0 | 0
[9 empty] | 2016-08-30 | 2017 | 16-17 | 0 | 0 | 0 | 0 | 0 | 0 | 0 | 0 | 606385.5 | 123893.5 | 140951.5 | 878300.5 | 0 | 0 | 0 | 0 | 0 | 0 | 0 | 0
[9 empty] | 2016-08-31 | 2017 | 16-17 | 0 | 0 | 0 | 0 | 0 | 0 | 0 | 0 | 606385.5 | 123893.5 | 140951.5 | 878300.5 | 0 | 0 | 0 | 0 | 0 | 0 | 0 | 0
[9 empty] | 2016-09-01 | 2017 | 16-17 | 0 | 0 | 0 | 0 | 0 | 0 | 0 | 0 | 606385.5 | 123893.5 | 140951.5 | 878300.5 | 0 | 0 | 0 | 0 | 0 | 0 | 0 | 0
[9 empty] | 2016-09-02 | 2017 | 16-17 | 0 | 0 | 0 | 0 | 0 | 0 | 0 | 0 | 606385.5 | 123893.5 | 140951.5 | 878300.5 | 0 | 0 | 0 | 0 | 0 | 0 | 0 | 0
[9 empty] | 2016-09-03 | 2017 | 16-17 | 0 | 0 | 0 | 0 | 0 | 0 | 0 | 0 | 606385.5 | 123893.5 | 140951.5 | 878300.5 | 0 | 0 | 0 | 0 | 0 | 0 | 0 | 0
[9 empty] | 2016-09-04 | 2017 | 16-17 | 0 | 0 | 0 | 0 | 0 | 0 | 0 | 0 | 606385.5 | 123893.5 | 140951.5 | 878300.5 | 0 | 0 | 0 | 0 | 0 | 0 | 0 | 0
[9 empty] | 2016-09-05 | 2017 | 16-17 | 0 | 0 | 0 | 0 | 0 | 0 | 0 | 0 | 606385.5 | 123893.5 | 140951.5 | 878300.5 | 0 | 0 | 0 | 0 | 0 | 0 | 0 | 0
[9 empty] | 2016-09-06 | 2017 | 16-17 | 0 | 0 | 0 | 0 | 0 | 0 | 0 | 0 | 606385.5 | 123893.5 | 140951.5 | 878300.5 | 0 | 0 | 0 | 0 | 0 | 0 | 0 | 0
[9 empty] | 2016-09-07 | 2017 | 16-17 | 0 | 0 | 0 | 0 | 0 | 0 | 0 | 0 | 606385.5 | 123893.5 | 140951.5 | 878300.5 | 0 | 0 | 0 | 0 | 0 | 0 | 0 | 0
[9 empty] | 2016-09-08 | 2017 | 16-17 | 0 | 0 | 0 | 0 | 0 | 0 | 0 | 0 | 606385.5 | 123893.5 | 140951.5 | 878300.5 | 0 | 0 | 0 | 0 | 0 | 0 | 0 | 0
[9 empty] | 2016-09-09 | 2017 | 16-17 | 0 | 0 | 0 | 0 | 0 | 0 | 0 | 0 | 606385.5 | 123893.5 | 140951.5 | 878300.5 | 0 | 0 | 0 | 0 | 0 | 0 | 0 | 0
[9 empty] | 2016-09-10 | 2017 | 16-17 | 0 | 0 | 0 | 0 | 0 | 0 | 0 | 0 | 606385.5 | 123893.5 | 140951.5 | 878300.5 | 0 | 0 | 0 | 0 | 0 | 0 | 0 | 0
[9 empty] | 2016-09-11 | 2017 | 16-17 | 0 | 0 | 0 | 0 | 0 | 0 | 0 | 0 | 606385.5 | 123893.5 | 140951.5 | 878300.5 | 0 | 0 | 0 | 0 | 0 | 0 | 0 | 0
[9 empty] | 2016-09-12 | 2017 | 16-17 | 0 | 0 | 0 | 0 | 0 | 0 | 0 | 0 | 606385.5 | 123893.5 | 140951.5 | 878300.5 | 0 | 0 | 0 | 0 | 0 | 0 | 0 | 0
[9 empty] | 2016-09-13 | 2017 | 16-17 | 0 | 0 | 0 | 0 | 0 | 0 | 0 | 0 | 606385.5 | 123893.5 | 140951.5 | 878300.5 | 0 | 0 | 0 | 0 | 0 | 0 | 0 | 0
[9 empty] | 2016-09-14 | 2017 | 16-17 | 0 | 0 | 0 | 0 | 0 | 0 | 0 | 0 | 606385.5 | 123893.5 | 140951.5 | 878300.5 | 0 | 0 | 0 | 0 | 0 | 0 | 0 | 0
[9 empty] | 2016-09-15 | 2017 | 16-17 | 0 | 0 | 0 | 0 | 0 | 0 | 0 | 0 | 606385.5 | 123893.5 | 140951.5 | 878300.5 | 0 | 0 | 0 | 0 | 0 | 0 | 0 | 0
[9 empty] | 2016-09-16 | 2017 | 16-17 | 0 | 0 | 0 | 0 | 0 | 0 | 0 | 0 | 606385.5 | 123893.5 | 140951.5 | 878300.5 | 0 | 0 | 0 | 0 | 0 | 0 | 0 | 0
[9 empty] | 2016-09-17 | 2017 | 16-17 | 0 | 0 | 0 | 0 | 0 | 0 | 0 | 0 | 606385.5 | 123893.5 | 140951.5 | 878300.5 | 0 | 0 | 0 | 0 | 0 | 0 | 0 | 0
[9 empty] | 2016-09-18 | 2017 | 16-17 | 0 | 0 | 0 | 0 | 0 | 0 | 0 | 0 | 606385.5 | 123893.5 | 140951.5 | 878300.5 | 0 | 0 | 0 | 0 | 0 | 0 | 0 | 0
[9 empty] | 2016-09-19 | 2017 | 16-17 | 0 | 0 | 0 | 0 | 0 | 0 | 0 | 0 | 606385.5 | 123893.5 | 140951.5 | 878300.5 | 0 | 0 | 0 | 0 | 0 | 0 | 0 | 0
[9 empty] | 2016-09-20 | 2017 | 16-17 | 0 | 0 | 0 | 0 | 0 | 0 | 0 | 0 | 606385.5 | 123893.5 | 140951.5 | 878300.5 | 0 | 0 | 0 | 0 | 0 | 0 | 0 | 0
[9 empty] | 2016-09-21 | 2017 | 16-17 | 0 | 0 | 0 | 0 | 0 | 0 | 0 | 0 | 606385.5 | 123893.5 | 140951.5 | 878300.5 | 0 | 0 | 0 | 0 | 0 | 0 | 0 | 0
[9 empty] | 2016-09-22 | 2017 | 16-17 | 0 | 0 | 0 | 0 | 0 | 0 | 0 | 0 | 606385.5 | 123893.5 | 140951.5 | 878300.5 | 0 | 0 | 0 | 0 | 0 | 0 | 0 | 0
[9 empty] | 2016-09-23 | 2017 | 16-17 | 0 | 0 | 0 | 0 | 0 | 0 | 0 | 0 | 606385.5 | 123893.5 | 140951.5 | 878300.5 | 0 | 0 | 0 | 0 | 0 | 0 | 0 | 0
[9 empty] | 2016-09-24 | 2017 | 16-17 | 0 | 0 | 0 | 0 | 0 | 0 | 0 | 0 | 606385.5 | 123893.5 | 140951.5 | 878300.5 | 0 | 0 | 0 | 0 | 0 | 0 | 0 | 0
[9 empty] | 2016-09-25 | 2017 | 16-17 | 0 | 0 | 33530.1421 | 33530.1421 | 0 | 0 | 122.0001 | 122.0001 | 606385.5 | 123893.5 | 140951.5 | 878300.5 | 0 | 0 | 0.23788 | 0.038176 | 0 | 0 | 0.00086555 | 0.0001389
[9 empty] | 2016-09-26 | 2017 | 16-17 | 0 | 0 | 0 | 0 | 0 | 0 | 0 | 0 | 606385.5 | 123893.5 | 140951.5 | 878300.5 | 0 | 0 | 0 | 0 | 0 | 0 | 0 | 0
[9 empty] | 2016-09-27 | 2017 | 16-17 | 0 | 0 | 0 | 0 | 0 | 0 | 0 | 0 | 606385.5 | 123893.5 | 140951.5 | 878300.5 | 0 | 0 | 0 | 0 | 0 | 0 | 0 | 0
[9 empty] | 2016-09-28 | 2017 |  | 0 | 0 | 0 | 0 | 0 | 0 | 0 | 0 | 606385.5 | 123893.5 | 140951.5 | 878300.5 | 0 | 0 | 0 | 0 | 0 | 0 | 0 | 0
[9 empty] | 2016-09-29 | 2017 |  | 0 | 0 | 0 | 0 | 0 | 0 | 0 | 0 | 606385.5 | 123893.5 | 140951.5 | 878300.5 | 0 | 0 | 0 | 0 | 0 | 0 | 0 | 0
[9 empty] | 2016-09-30 | 2017 | 16-17 | 0 | 0 | 0 | 0 | 0 | 0 | 0 | 0 | 606385.5 | 123893.5 | 140951.5 | 878300.5 | 0 | 0 | 0 | 0 | 0 | 0 | 0 | 0
[9 empty] | 2016-10-01 | 2017 | 16-17 | 0 | 0 | 0 | 0 | 0 | 0 | 0 | 0 | 606385.5 | 123893.5 | 140951.5 | 878300.5 | 0 | 0 | 0 | 0 | 0 | 0 | 0 | 0
[9 empty] | 2016-10-02 | 2017 | 16-17 | 0 | 0 | 0 | 0 | 0 | 0 | 0 | 0 | 606385.5 | 123893.5 | 140951.5 | 878300.5 | 0 | 0 | 0 | 0 | 0 | 0 | 0 | 0
[9 empty] | 2016-10-03 | 2017 | 16-17 | 0 | 0 | 0 | 0 | 0 | 0 | 0 | 0 | 606385.5 | 123893.5 | 140951.5 | 878300.5 | 0 | 0 | 0 | 0 | 0 | 0 | 0 | 0
[9 empty] | 2016-10-04 | 2017 | 16-17 | 0 | 0 | 0 | 0 | 0 | 0 | 0 | 0 | 606385.5 | 123893.5 | 140951.5 | 878300.5 | 0 | 0 | 0 | 0 | 0 | 0 | 0 | 0
[9 empty] | 2016-10-05 | 2017 | 16-17 | 0 | 0 | 0 | 0 | 0 | 0 | 0 | 0 | 606385.5 | 123893.5 | 140951.5 | 878300.5 | 0 | 0 | 0 | 0 | 0 | 0 | 0 | 0
[9 empty] | 2016-10-06 | 2017 | 16-17 | 0 | 0 | 0 | 0 | 0 | 0 | 0 | 0 | 606385.5 | 123893.5 | 140951.5 | 878300.5 | 0 | 0 | 0 | 0 | 0 | 0 | 0 | 0
[9 empty] | 2016-10-07 | 2017 | 16-17 | 0 | 0 | 0 | 0 | 0 | 0 | 0 | 0 | 606385.5 | 123893.5 | 140951.5 | 878300.5 | 0 | 0 | 0 | 0 | 0 | 0 | 0 | 0
[9 empty] | 2016-10-08 | 2017 | 16-17 | 0 | 0 | 0 | 0 | 0 | 0 | 0 | 0 | 606385.5 | 123893.5 | 140951.5 | 878300.5 | 0 | 0 | 0 | 0 | 0 | 0 | 0 | 0
[9 empty] | 2016-10-09 | 2017 | 16-17 | 0 | 0 | 0 | 0 | 0 | 0 | 0 | 0 | 606385.5 | 123893.5 | 140951.5 | 878300.5 | 0 | 0 | 0 | 0 | 0 | 0 | 0 | 0
[9 empty] | 2016-10-10 | 2017 | 16-17 | 0 | 0 | 0 | 0 | 0 | 0 | 0 | 0 | 606385.5 | 123893.5 | 140951.5 | 878300.5 | 0 | 0 | 0 | 0 | 0 | 0 | 0 | 0
[9 empty] | 2016-10-11 | 2017 | 16-17 | 0 | 0 | 0 | 0 | 0 | 0 | 0 | 0 | 606385.5 | 123893.5 | 140951.5 | 878300.5 | 0 | 0 | 0 | 0 | 0 | 0 | 0 | 0
[9 empty] | 2016-10-12 | 2017 | 16-17 | 0 | 0 | 0 | 0 | 0 | 0 | 0 | 0 | 606385.5 | 123893.5 | 140951.5 | 878300.5 | 0 | 0 | 0 | 0 | 0 | 0 | 0 | 0
[9 empty] | 2016-10-13 | 2017 | 16-17 | 0 | 0 | 0 | 0 | 0 | 0 | 0 | 0 | 606385.5 | 123893.5 | 140951.5 | 878300.5 | 0 | 0 | 0 | 0 | 0 | 0 | 0 | 0
[9 empty] | 2016-10-14 | 2017 | 16-17 | 0 | 0 | 0 | 0 | 0 | 0 | 0 | 0 | 606385.5 | 123893.5 | 140951.5 | 878300.5 | 0 | 0 | 0 | 0 | 0 | 0 | 0 | 0
[9 empty] | 2016-10-15 | 2017 | 16-17 | 0 | 0 | 0 | 0 | 0 | 0 | 0 | 0 | 606385.5 | 123893.5 | 140951.5 | 878300.5 | 0 | 0 | 0 | 0 | 0 | 0 | 0 | 0
[9 empty] | 2016-10-16 | 2017 | 16-17 | 0 | 0 | 0 | 0 | 0 | 0 | 0 | 0 | 606385.5 | 123893.5 | 140951.5 | 878300.5 | 0 | 0 | 0 | 0 | 0 | 0 | 0 | 0
[9 empty] | 2016-10-17 | 2017 | 16-17 | 0 | 0 | 0 | 0 | 0 | 0 | 0 | 0 | 606385.5 | 123893.5 | 140951.5 | 878300.5 | 0 | 0 | 0 | 0 | 0 | 0 | 0 | 0
[9 empty] | 2016-10-18 | 2017 | 16-17 | 0 | 0 | 0 | 0 | 0 | 0 | 0 | 0 | 606385.5 | 123893.5 | 140951.5 | 878300.5 | 0 | 0 | 0 | 0 | 0 | 0 | 0 | 0
[9 empty] | 2016-10-19 | 2017 | 16-17 | 0 | 0 | 0 | 0 | 0 | 0 | 0 | 0 | 606385.5 | 123893.5 | 140951.5 | 878300.5 | 0 | 0 | 0 | 0 | 0 | 0 | 0 | 0
[9 empty] | 2016-10-20 | 2017 | 16-17 | 0 | 0 | 0 | 0 | 0 | 0 | 0 | 0 | 606385.5 | 123893.5 | 140951.5 | 878300.5 | 0 | 0 | 0 | 0 | 0 | 0 | 0 | 0
[9 empty] | 2016-10-21 | 2017 | 16-17 | 0 | 0 | 0 | 0 | 0 | 0 | 0 | 0 | 606385.5 | 123893.5 | 140951.5 | 878300.5 | 0 | 0 | 0 | 0 | 0 | 0 | 0 | 0
[9 empty] | 2016-10-22 | 2017 | 16-17 | 0 | 0 | 0 | 0 | 0 | 0 | 0 | 0 | 606385.5 | 123893.5 | 140951.5 | 878300.5 | 0 | 0 | 0 | 0 | 0 | 0 | 0 | 0
[9 empty] | 2016-10-23 | 2017 | 16-17 | 0 | 0 | 0 | 0 | 0 | 0 | 0 | 0 | 606385.5 | 123893.5 | 140951.5 | 878300.5 | 0 | 0 | 0 | 0 | 0 | 0 | 0 | 0
[9 empty] | 2016-10-24 | 2017 | 16-17 | 0 | 0 | 0 | 0 | 0 | 0 | 0 | 0 | 606385.5 | 123893.5 | 140951.5 | 878300.5 | 0 | 0 | 0 | 0 | 0 | 0 | 0 | 0
[9 empty] | 2016-10-25 | 2017 | 16-17 | 0 | 0 | 0 | 0 | 0 | 0 | 0 | 0 | 606385.5 | 123893.5 | 140951.5 | 878300.5 | 0 | 0 | 0 | 0 | 0 | 0 | 0 | 0
[9 empty] | 2016-10-26 | 2017 | 16-17 | 0 | 0 | 0 | 0 | 0 | 0 | 0 | 0 | 606385.5 | 123893.5 | 140951.5 | 878300.5 | 0 | 0 | 0 | 0 | 0 | 0 | 0 | 0
[9 empty] | 2016-10-27 | 2017 | 16-17 | 0 | 0 | 0 | 0 | 0 | 0 | 0 | 0 | 606385.5 | 123893.5 | 140951.5 | 878300.5 | 0 | 0 | 0 | 0 | 0 | 0 | 0 | 0
[9 empty] | 2016-10-28 | 2017 | 16-17 | 0 | 0 | 0 | 0 | 0 | 0 | 0 | 0 | 606385.5 | 123893.5 | 140951.5 | 878300.5 | 0 | 0 | 0 | 0 | 0 | 0 | 0 | 0
[9 empty] | 2016-10-29 | 2017 | 16-17 | 0 | 0 | 354831.65 | 354831.65 | 0 | 0 | 1379 | 1379 | 606385.5 | 123893.5 | 140951.5 | 878300.5 | 0 | 0 | 2.5174 | 0.404 | 0 | 0 | 0.0097835 | 0.0015701
[9 empty] | 2016-10-30 | 2017 | 16-17 | 0 | 0 | 0 | 0 | 0 | 0 | 0 | 0 | 606385.5 | 123893.5 | 140951.5 | 878300.5 | 0 | 0 | 0 | 0 | 0 | 0 | 0 | 0
[9 empty] | 2016-10-31 | 2017 | 16-17 | 0 | 0 | 0 | 0 | 0 | 0 | 0 | 0 | 606385.5 | 123893.5 | 140951.5 | 878300.5 | 0 | 0 | 0 | 0 | 0 | 0 | 0 | 0
[9 empty] | 2016-11-01 | 2017 | 16-17 | 0 | 0 | 0 | 0 | 0 | 0 | 0 | 0 | 606385.5 | 123893.5 | 140951.5 | 878300.5 | 0 | 0 | 0 | 0 | 0 | 0 | 0 | 0
[9 empty] | 2016-11-02 | 2017 | 16-17 | 0 | 0 | 0 | 0 | 0 | 0 | 0 | 0 | 606385.5 | 123893.5 | 140951.5 | 878300.5 | 0 | 0 | 0 | 0 | 0 | 0 | 0 | 0
[9 empty] | 2016-11-03 | 2017 | 16-17 | 0 | 0 | 0 | 0 | 0 | 0 | 0 | 0 | 606385.5 | 123893.5 | 140951.5 | 878300.5 | 0 | 0 | 0 | 0 | 0 | 0 | 0 | 0
[9 empty] | 2016-11-04 | 2017 | 16-17 | 0 | 0 | 0 | 0 | 0 | 0 | 0 | 0 | 606385.5 | 123893.5 | 140951.5 | 878300.5 | 0 | 0 | 0 | 0 | 0 | 0 | 0 | 0
[9 empty] | 2016-11-05 | 2017 | 16-17 | 0 | 0 | 0 | 0 | 0 | 0 | 0 | 0 | 606385.5 | 123893.5 | 140951.5 | 878300.5 | 0 | 0 | 0 | 0 | 0 | 0 | 0 | 0
[9 empty] | 2016-11-06 | 2017 | 16-17 | 0 | 0 | 0 | 0 | 0 | 0 | 0 | 0 | 606385.5 | 123893.5 | 140951.5 | 878300.5 | 0 | 0 | 0 | 0 | 0 | 0 | 0 | 0
[9 empty] | 2016-11-07 | 2017 | 16-17 | 0 | 0 | 0 | 0 | 0 | 0 | 0 | 0 | 606385.5 | 123893.5 | 140951.5 | 878300.5 | 0 | 0 | 0 | 0 | 0 | 0 | 0 | 0
[9 empty] | 2016-11-08 | 2017 | 16-17 | 0 | 0 | 0 | 0 | 0 | 0 | 0 | 0 | 606385.5 | 123893.5 | 140951.5 | 878300.5 | 0 | 0 | 0 | 0 | 0 | 0 | 0 | 0
[9 empty] | 2016-11-09 | 2017 | 16-17 | 0 | 0 | 0 | 0 | 0 | 0 | 0 | 0 | 606385.5 | 123893.5 | 140951.5 | 878300.5 | 0 | 0 | 0 | 0 | 0 | 0 | 0 | 0
[9 empty] | 2016-11-10 | 2017 | 16-17 | 0 | 0 | 13727.5 | 13727.5 | 0 | 0 | 50 | 50 | 606385.5 | 123893.5 | 140951.5 | 878300.5 | 0 | 0 | 0.097392 | 0.01563 | 0 | 0 | 0.00035473 | 5.6928e-05
[9 empty] | 2016-11-11 | 2017 |  | 0 | 0 | 0 | 0 | 0 | 0 | 0 | 0 | 606385.5 | 123893.5 | 140951.5 | 878300.5 | 0 | 0 | 0 | 0 | 0 | 0 | 0 | 0
[9 empty] | 2016-11-12 | 2017 | 16-17 | 0 | 0 | 10331.25 | 10331.25 | 0 | 0 | 29 | 29 | 606385.5 | 123893.5 | 140951.5 | 878300.5 | 0 | 0 | 0.073296 | 0.011763 | 0 | 0 | 0.00020574 | 3.3018e-05
[9 empty] | 2016-11-13 | 2017 | 16-17 | 0 | 0 | 0 | 0 | 0 | 0 | 0 | 0 | 606385.5 | 123893.5 | 140951.5 | 878300.5 | 0 | 0 | 0 | 0 | 0 | 0 | 0 | 0
[9 empty] | 2016-11-14 | 2017 | 16-17 | 0 | 0 | 0 | 0 | 0 | 0 | 0 | 0 | 606385.5 | 123893.5 | 140951.5 | 878300.5 | 0 | 0 | 0 | 0 | 0 | 0 | 0 | 0
[9 empty] | 2016-11-15 | 2017 | 16-17 | 0 | 0 | 0 | 0 | 0 | 0 | 0 | 0 | 606385.5 | 123893.5 | 140951.5 | 878300.5 | 0 | 0 | 0 | 0 | 0 | 0 | 0 | 0
[9 empty] | 2016-11-16 | 2017 | 16-17 | 0 | 0 | 0 | 0 | 0 | 0 | 0 | 0 | 606385.5 | 123893.5 | 140951.5 | 878300.5 | 0 | 0 | 0 | 0 | 0 | 0 | 0 | 0
[9 empty] | 2016-11-17 | 2017 | 16-17 | 0 | 0 | 0 | 0 | 0 | 0 | 0 | 0 | 606385.5 | 123893.5 | 140951.5 | 878300.5 | 0 | 0 | 0 | 0 | 0 | 0 | 0 | 0
[9 empty] | 2016-11-18 | 2017 | 16-17 | 0 | 0 | 0 | 0 | 0 | 0 | 0 | 0 | 606385.5 | 123893.5 | 140951.5 | 878300.5 | 0 | 0 | 0 | 0 | 0 | 0 | 0 | 0
[9 empty] | 2016-11-19 | 2017 | 16-17 | 0 | 0 | 0 | 0 | 0 | 0 | 0 | 0 | 606385.5 | 123893.5 | 140951.5 | 878300.5 | 0 | 0 | 0 | 0 | 0 | 0 | 0 | 0
[9 empty] | 2016-11-20 | 2017 | 16-17 | 0 | 0 | 0 | 0 | 0 | 0 | 0 | 0 | 606385.5 | 123893.5 | 140951.5 | 878300.5 | 0 | 0 | 0 | 0 | 0 | 0 | 0 | 0
[9 empty] | 2016-11-21 | 2017 | 16-17 | 0 | 0 | 0 | 0 | 0 | 0 | 0 | 0 | 606385.5 | 123893.5 | 140951.5 | 878300.5 | 0 | 0 | 0 | 0 | 0 | 0 | 0 | 0
[9 empty] | 2016-11-22 | 2017 | 16-17 | 0 | 0 | 0 | 0 | 0 | 0 | 0 | 0 | 606385.5 | 123893.5 | 140951.5 | 878300.5 | 0 | 0 | 0 | 0 | 0 | 0 | 0 | 0
[9 empty] | 2016-11-23 | 2017 | 16-17 | 0 | 0 | 0 | 0 | 0 | 0 | 0 | 0 | 606385.5 | 123893.5 | 140951.5 | 878300.5 | 0 | 0 | 0 | 0 | 0 | 0 | 0 | 0
[9 empty] | 2016-11-24 | 2017 | 16-17 | 0 | 0 | 0 | 0 | 0 | 0 | 0 | 0 | 606385.5 | 123893.5 | 140951.5 | 878300.5 | 0 | 0 | 0 | 0 | 0 | 0 | 0 | 0
[9 empty] | 2016-11-25 | 2017 | 16-17 | 0 | 0 | 0 | 0 | 0 | 0 | 0 | 0 | 606385.5 | 123893.5 | 140951.5 | 878300.5 | 0 | 0 | 0 | 0 | 0 | 0 | 0 | 0
[9 empty] | 2016-11-26 | 2017 | 16-17 | 0 | 0 | 0 | 0 | 0 | 0 | 0 | 0 | 606385.5 | 123893.5 | 140951.5 | 878300.5 | 0 | 0 | 0 | 0 | 0 | 0 | 0 | 0
[9 empty] | 2016-11-27 | 2017 | 16-17 | 0 | 0 | 0 | 0 | 0 | 0 | 0 | 0 | 606385.5 | 123893.5 | 140951.5 | 878300.5 | 0 | 0 | 0 | 0 | 0 | 0 | 0 | 0
[9 empty] | 2016-11-28 | 2017 | 16-17 | 0 | 0 | 0 | 0 | 0 | 0 | 0 | 0 | 606385.5 | 123893.5 | 140951.5 | 878300.5 | 0 | 0 | 0 | 0 | 0 | 0 | 0 | 0
[9 empty] | 2016-11-29 | 2017 | 16-17 | 0 | 0 | 0 | 0 | 0 | 0 | 0 | 0 | 606385.5 | 123893.5 | 140951.5 | 878300.5 | 0 | 0 | 0 | 0 | 0 | 0 | 0 | 0
[9 empty] | 2016-11-30 | 2017 | 16-17 | 0 | 0 | 0 | 0 | 0 | 0 | 0 | 0 | 606385.5 | 123893.5 | 140951.5 | 878300.5 | 0 | 0 | 0 | 0 | 0 | 0 | 0 | 0
[9 empty] | 2016-12-01 | 2017 | 16-17 | 0 | 0 | 0 | 0 | 0 | 0 | 0 | 0 | 606385.5 | 123893.5 | 140951.5 | 878300.5 | 0 | 0 | 0 | 0 | 0 | 0 | 0 | 0
[9 empty] | 2016-12-02 | 2017 | 16-17 | 0 | 0 | 0 | 0 | 0 | 0 | 0 | 0 | 606385.5 | 123893.5 | 140951.5 | 878300.5 | 0 | 0 | 0 | 0 | 0 | 0 | 0 | 0
[9 empty] | 2016-12-03 | 2017 | 16-17 | 0 | 0 | 0 | 0 | 0 | 0 | 0 | 0 | 606385.5 | 123893.5 | 140951.5 | 878300.5 | 0 | 0 | 0 | 0 | 0 | 0 | 0 | 0
[9 empty] | 2016-12-04 | 2017 | 16-17 | 0 | 0 | 0 | 0 | 0 | 0 | 0 | 0 | 606385.5 | 123893.5 | 140951.5 | 878300.5 | 0 | 0 | 0 | 0 | 0 | 0 | 0 | 0
[9 empty] | 2016-12-05 | 2017 | 16-17 | 0 | 0 | 0 | 0 | 0 | 0 | 0 | 0 | 606385.5 | 123893.5 | 140951.5 | 878300.5 | 0 | 0 | 0 | 0 | 0 | 0 | 0 | 0
[9 empty] | 2016-12-06 | 2017 | 16-17 | 0 | 0 | 0 | 0 | 0 | 0 | 0 | 0 | 606385.5 | 123893.5 | 140951.5 | 878300.5 | 0 | 0 | 0 | 0 | 0 | 0 | 0 | 0
[9 empty] | 2016-12-07 | 2017 | 16-17 | 0 | 0 | 0 | 0 | 0 | 0 | 0 | 0 | 606385.5 | 123893.5 | 140951.5 | 878300.5 | 0 | 0 | 0 | 0 | 0 | 0 | 0 | 0
[9 empty] | 2016-12-08 | 2017 | 16-17 | 0 | 0 | 0 | 0 | 0 | 0 | 0 | 0 | 606385.5 | 123893.5 | 140951.5 | 878300.5 | 0 | 0 | 0 | 0 | 0 | 0 | 0 | 0
[9 empty] | 2016-12-09 | 2017 | 16-17 | 0 | 0 | 0 | 0 | 0 | 0 | 0 | 0 | 606385.5 | 123893.5 | 140951.5 | 878300.5 | 0 | 0 | 0 | 0 | 0 | 0 | 0 | 0
[9 empty] | 2016-12-10 | 2017 | 16-17 | 0 | 0 | 0 | 0 | 0 | 0 | 0 | 0 | 606385.5 | 123893.5 | 140951.5 | 878300.5 | 0 | 0 | 0 | 0 | 0 | 0 | 0 | 0
[9 empty] | 2016-12-11 | 2017 | 16-17 | 0 | 0 | 0 | 0 | 0 | 0 | 0 | 0 | 606385.5 | 123893.5 | 140951.5 | 878300.5 | 0 | 0 | 0 | 0 | 0 | 0 | 0 | 0
[9 empty] | 2016-12-12 | 2017 | 16-17 | 0 | 0 | 0 | 0 | 0 | 0 | 0 | 0 | 606385.5 | 123893.5 | 140951.5 | 878300.5 | 0 | 0 | 0 | 0 | 0 | 0 | 0 | 0
[9 empty] | 2016-12-13 | 2017 | 16-17 | 0 | 0 | 0 | 0 | 0 | 0 | 0 | 0 | 606385.5 | 123893.5 | 140951.5 | 878300.5 | 0 | 0 | 0 | 0 | 0 | 0 | 0 | 0
[9 empty] | 2016-12-14 | 2017 | 16-17 | 0 | 0 | 0 | 0 | 0 | 0 | 0 | 0 | 606385.5 | 123893.5 | 140951.5 | 878300.5 | 0 | 0 | 0 | 0 | 0 | 0 | 0 | 0
[9 empty] | 2016-12-15 | 2017 | 16-17 | 0 | 0 | 0 | 0 | 0 | 0 | 0 | 0 | 606385.5 | 123893.5 | 140951.5 | 878300.5 | 0 | 0 | 0 | 0 | 0 | 0 | 0 | 0
[9 empty] | 2016-12-16 | 2017 | 16-17 | 0 | 0 | 0 | 0 | 0 | 0 | 0 | 0 | 606385.5 | 123893.5 | 140951.5 | 878300.5 | 0 | 0 | 0 | 0 | 0 | 0 | 0 | 0
[9 empty] | 2016-12-17 | 2017 | 16-17 | 0 | 0 | 0 | 0 | 0 | 0 | 0 | 0 | 606385.5 | 123893.5 | 140951.5 | 878300.5 | 0 | 0 | 0 | 0 | 0 | 0 | 0 | 0
[9 empty] | 2016-12-18 | 2017 | 16-17 | 0 | 0 | 0 | 0 | 0 | 0 | 0 | 0 | 606385.5 | 123893.5 | 140951.5 | 878300.5 | 0 | 0 | 0 | 0 | 0 | 0 | 0 | 0
[9 empty] | 2016-12-19 | 2017 | 16-17 | 0 | 0 | 0 | 0 | 0 | 0 | 0 | 0 | 606385.5 | 123893.5 | 140951.5 | 878300.5 | 0 | 0 | 0 | 0 | 0 | 0 | 0 | 0
[9 empty] | 2016-12-20 | 2017 | 16-17 | 0 | 0 | 0 | 0 | 0 | 0 | 0 | 0 | 606385.5 | 123893.5 | 140951.5 | 878300.5 | 0 | 0 | 0 | 0 | 0 | 0 | 0 | 0
[9 empty] | 2016-12-21 | 2017 | 16-17 | 0 | 0 | 0 | 0 | 0 | 0 | 0 | 0 | 606385.5 | 123893.5 | 140951.5 | 878300.5 | 0 | 0 | 0 | 0 | 0 | 0 | 0 | 0
[9 empty] | 2016-12-22 | 2017 | 16-17 | 0 | 0 | 0 | 0 | 0 | 0 | 0 | 0 | 606385.5 | 123893.5 | 140951.5 | 878300.5 | 0 | 0 | 0 | 0 | 0 | 0 | 0 | 0
[9 empty] | 2016-12-23 | 2017 |  | 0 | 0 | 0 | 0 | 0 | 0 | 0 | 0 | 606385.5 | 123893.5 | 140951.5 | 878300.5 | 0 | 0 | 0 | 0 | 0 | 0 | 0 | 0
[9 empty] | 2016-12-24 | 2017 | 16-17 | 0 | 0 | 0 | 0 | 0 | 0 | 0 | 0 | 606385.5 | 123893.5 | 140951.5 | 878300.5 | 0 | 0 | 0 | 0 | 0 | 0 | 0 | 0
[9 empty] | 2016-12-25 | 2017 | 16-17 | 0 | 0 | 0 | 0 | 0 | 0 | 0 | 0 | 606385.5 | 123893.5 | 140951.5 | 878300.5 | 0 | 0 | 0 | 0 | 0 | 0 | 0 | 0
[9 empty] | 2016-12-26 | 2017 | 16-17 | 0 | 0 | 0 | 0 | 0 | 0 | 0 | 0 | 606385.5 | 123893.5 | 140951.5 | 878300.5 | 0 | 0 | 0 | 0 | 0 | 0 | 0 | 0
[9 empty] | 2016-12-27 | 2017 |  | 0 | 0 | 0 | 0 | 0 | 0 | 0 | 0 | 606385.5 | 123893.5 | 140951.5 | 878300.5 | 0 | 0 | 0 | 0 | 0 | 0 | 0 | 0
[9 empty] | 2016-12-28 | 2017 |  | 0 | 0 | 0 | 0 | 0 | 0 | 0 | 0 | 606385.5 | 123893.5 | 140951.5 | 878300.5 | 0 | 0 | 0 | 0 | 0 | 0 | 0 | 0
[9 empty] | 2016-12-29 | 2017 | 16-17 | 0 | 0 | 590.1 | 590.1 | 0 | 0 | 0 | 0 | 606385.5 | 123893.5 | 140951.5 | 878300.5 | 0 | 0 | 0.0041865 | 0.00067187 | 0 | 0 | 0 | 0
[9 empty] | 2016-12-30 | 2017 | 16-17 | 0 | 0 | 0 | 0 | 0 | 0 | 0 | 0 | 606385.5 | 123893.5 | 140951.5 | 878300.5 | 0 | 0 | 0 | 0 | 0 | 0 | 0 | 0
[9 empty] | 2016-12-31 | 2017 | 16-17 | 0 | 0 | 0 | 0 | 0 | 0 | 0 | 0 | 606385.5 | 123893.5 | 140951.5 | 878300.5 | 0 | 0 | 0 | 0 | 0 | 0 | 0 | 0
[9 empty] | 2017-01-01 | 2017 | 16-17 | 0 | 0 | 0 | 0 | 0 | 0 | 0 | 0 | 606385.5 | 123893.5 | 140951.5 | 878300.5 | 0 | 0 | 0 | 0 | 0 | 0 | 0 | 0
[9 empty] | 2017-01-02 | 2017 | 16-17 | 0 | 0 | 0 | 0 | 0 | 0 | 0 | 0 | 606385.5 | 123893.5 | 140951.5 | 878300.5 | 0 | 0 | 0 | 0 | 0 | 0 | 0 | 0
[9 empty] | 2017-01-03 | 2017 | 16-17 | 0 | 0 | 0 | 0 | 0 | 0 | 0 | 0 | 606385.5 | 123893.5 | 140951.5 | 878300.5 | 0 | 0 | 0 | 0 | 0 | 0 | 0 | 0
[9 empty] | 2017-01-04 | 2017 | 16-17 | 0 | 0 | 0 | 0 | 0 | 0 | 0 | 0 | 606385.5 | 123893.5 | 140951.5 | 878300.5 | 0 | 0 | 0 | 0 | 0 | 0 | 0 | 0
[9 empty] | 2017-01-05 | 2017 | 16-17 | 0 | 0 | 0 | 0 | 0 | 0 | 0 | 0 | 606385.5 | 123893.5 | 140951.5 | 878300.5 | 0 | 0 | 0 | 0 | 0 | 0 | 0 | 0
[9 empty] | 2017-01-06 | 2017 | 16-17 | 0 | 0 | 0 | 0 | 0 | 0 | 0 | 0 | 606385.5 | 123893.5 | 140951.5 | 878300.5 | 0 | 0 | 0 | 0 | 0 | 0 | 0 | 0
[9 empty] | 2017-01-07 | 2017 | 16-17 | 0 | 0 | 0 | 0 | 0 | 0 | 0 | 0 | 606385.5 | 123893.5 | 140951.5 | 878300.5 | 0 | 0 | 0 | 0 | 0 | 0 | 0 | 0
[9 empty] | 2017-01-08 | 2017 | 16-17 | 0 | 0 | 0 | 0 | 0 | 0 | 0 | 0 | 606385.5 | 123893.5 | 140951.5 | 878300.5 | 0 | 0 | 0 | 0 | 0 | 0 | 0 | 0
[9 empty] | 2017-01-09 | 2017 | 16-17 | 0 | 0 | 0 | 0 | 0 | 0 | 0 | 0 | 606385.5 | 123893.5 | 140951.5 | 878300.5 | 0 | 0 | 0 | 0 | 0 | 0 | 0 | 0
[9 empty] | 2017-01-10 | 2017 | 16-17 | 0 | 0 | 0 | 0 | 0 | 0 | 0 | 0 | 606385.5 | 123893.5 | 140951.5 | 878300.5 | 0 | 0 | 0 | 0 | 0 | 0 | 0 | 0
[9 empty] | 2017-01-11 | 2017 | 16-17 | 0 | 0 | 0 | 0 | 0 | 0 | 0 | 0 | 606385.5 | 123893.5 | 140951.5 | 878300.5 | 0 | 0 | 0 | 0 | 0 | 0 | 0 | 0
[9 empty] | 2017-01-12 | 2017 | 16-17 | 0 | 0 | 0 | 0 | 0 | 0 | 0 | 0 | 606385.5 | 123893.5 | 140951.5 | 878300.5 | 0 | 0 | 0 | 0 | 0 | 0 | 0 | 0
[9 empty] | 2017-01-13 | 2017 | 16-17 | 0 | 0 | 0 | 0 | 0 | 0 | 0 | 0 | 606385.5 | 123893.5 | 140951.5 | 878300.5 | 0 | 0 | 0 | 0 | 0 | 0 | 0 | 0
[9 empty] | 2017-01-14 | 2017 | 16-17 | 0 | 0 | 0 | 0 | 0 | 0 | 0 | 0 | 606385.5 | 123893.5 | 140951.5 | 878300.5 | 0 | 0 | 0 | 0 | 0 | 0 | 0 | 0
[9 empty] | 2017-01-15 | 2017 | 16-17 | 0 | 0 | 0 | 0 | 0 | 0 | 0 | 0 | 606385.5 | 123893.5 | 140951.5 | 878300.5 | 0 | 0 | 0 | 0 | 0 | 0 | 0 | 0
[9 empty] | 2017-01-16 | 2017 | 16-17 | 0 | 0 | 0 | 0 | 0 | 0 | 0 | 0 | 606385.5 | 123893.5 | 140951.5 | 878300.5 | 0 | 0 | 0 | 0 | 0 | 0 | 0 | 0
[9 empty] | 2017-01-17 | 2017 | 16-17 | 0 | 0 | 21876.5529 | 21876.5529 | 0 | 0 | 198 | 198 | 606385.5 | 123893.5 | 140951.5 | 878300.5 | 0 | 0 | 0.15521 | 0.024908 | 0 | 0 | 0.0014047 | 0.00022544
[9 empty] | 2017-01-18 | 2017 | 16-17 | 0 | 0 | 0 | 0 | 0 | 0 | 0 | 0 | 606385.5 | 123893.5 | 140951.5 | 878300.5 | 0 | 0 | 0 | 0 | 0 | 0 | 0 | 0
[9 empty] | 2017-01-19 | 2017 |  | 0 | 0 | 210655.0319 | 210655.0319 | 0 | 0 | 515.3337 | 515.3337 | 606385.5 | 123893.5 | 140951.5 | 878300.5 | 0 | 0 | 1.4945 | 0.23984 | 0 | 0 | 0.0036561 | 0.00058674
[9 empty] | 2017-01-20 | 2017 | 16-17 | 0 | 0 | 8010.4 | 8010.4 | 0 | 0 | 6 | 6 | 606385.5 | 123893.5 | 140951.5 | 878300.5 | 0 | 0 | 0.056831 | 0.0091203 | 0 | 0 | 4.2568e-05 | 6.8314e-06
[9 empty] | 2017-01-21 | 2017 | 16-17 | 0 | 0 | 0 | 0 | 0 | 0 | 0 | 0 | 606385.5 | 123893.5 | 140951.5 | 878300.5 | 0 | 0 | 0 | 0 | 0 | 0 | 0 | 0
[9 empty] | 2017-01-22 | 2017 | 16-17 | 0 | 0 | 0 | 0 | 0 | 0 | 0 | 0 | 606385.5 | 123893.5 | 140951.5 | 878300.5 | 0 | 0 | 0 | 0 | 0 | 0 | 0 | 0
[9 empty] | 2017-01-23 | 2017 | 16-17 | 0 | 0 | 0 | 0 | 0 | 0 | 0 | 0 | 606385.5 | 123893.5 | 140951.5 | 878300.5 | 0 | 0 | 0 | 0 | 0 | 0 | 0 | 0
[9 empty] | 2017-01-24 | 2017 | 16-17 | 0 | 0 | 0 | 0 | 0 | 0 | 0 | 0 | 606385.5 | 123893.5 | 140951.5 | 878300.5 | 0 | 0 | 0 | 0 | 0 | 0 | 0 | 0
[9 empty] | 2017-01-25 | 2017 | 16-17 | 0 | 0 | 0 | 0 | 0 | 0 | 0 | 0 | 606385.5 | 123893.5 | 140951.5 | 878300.5 | 0 | 0 | 0 | 0 | 0 | 0 | 0 | 0
[9 empty] | 2017-01-26 | 2017 | 16-17 | 0 | 0 | 0 | 0 | 0 | 0 | 0 | 0 | 606385.5 | 123893.5 | 140951.5 | 878300.5 | 0 | 0 | 0 | 0 | 0 | 0 | 0 | 0
[9 empty] | 2017-01-27 | 2017 | 16-17 | 0 | 0 | 0 | 0 | 0 | 0 | 0 | 0 | 606385.5 | 123893.5 | 140951.5 | 878300.5 | 0 | 0 | 0 | 0 | 0 | 0 | 0 | 0
[9 empty] | 2017-01-28 | 2017 | 16-17 | 0 | 0 | 0 | 0 | 0 | 0 | 0 | 0 | 606385.5 | 123893.5 | 140951.5 | 878300.5 | 0 | 0 | 0 | 0 | 0 | 0 | 0 | 0
[9 empty] | 2017-01-29 | 2017 | 16-17 | 0 | 0 | 0 | 0 | 0 | 0 | 0 | 0 | 606385.5 | 123893.5 | 140951.5 | 878300.5 | 0 | 0 | 0 | 0 | 0 | 0 | 0 | 0
[9 empty] | 2017-01-30 | 2017 | 16-17 | 0 | 0 | 0 | 0 | 0 | 0 | 0 | 0 | 606385.5 | 123893.5 | 140951.5 | 878300.5 | 0 | 0 | 0 | 0 | 0 | 0 | 0 | 0
[9 empty] | 2017-01-31 | 2017 | 16-17 | 0 | 0 | 0 | 0 | 0 | 0 | 0 | 0 | 606385.5 | 123893.5 | 140951.5 | 878300.5 | 0 | 0 | 0 | 0 | 0 | 0 | 0 | 0
[9 empty] | 2017-02-01 | 2017 | 16-17 | 0 | 0 | 0 | 0 | 0 | 0 | 0 | 0 | 606385.5 | 123893.5 | 140951.5 | 878300.5 | 0 | 0 | 0 | 0 | 0 | 0 | 0 | 0
[9 empty] | 2017-02-02 | 2017 | 16-17 | 0 | 0 | 0 | 0 | 0 | 0 | 0 | 0 | 606385.5 | 123893.5 | 140951.5 | 878300.5 | 0 | 0 | 0 | 0 | 0 | 0 | 0 | 0
[9 empty] | 2017-02-03 | 2017 | 16-17 | 0 | 0 | 0 | 0 | 0 | 0 | 0 | 0 | 606385.5 | 123893.5 | 140951.5 | 878300.5 | 0 | 0 | 0 | 0 | 0 | 0 | 0 | 0
[9 empty] | 2017-02-04 | 2017 | 16-17 | 0 | 0 | 0 | 0 | 0 | 0 | 0 | 0 | 606385.5 | 123893.5 | 140951.5 | 878300.5 | 0 | 0 | 0 | 0 | 0 | 0 | 0 | 0
[9 empty] | 2017-02-05 | 2017 | 16-17 | 0 | 0 | 0 | 0 | 0 | 0 | 0 | 0 | 606385.5 | 123893.5 | 140951.5 | 878300.5 | 0 | 0 | 0 | 0 | 0 | 0 | 0 | 0
[9 empty] | 2017-02-06 | 2017 | 16-17 | 0 | 0 | 0 | 0 | 0 | 0 | 0 | 0 | 606385.5 | 123893.5 | 140951.5 | 878300.5 | 0 | 0 | 0 | 0 | 0 | 0 | 0 | 0
[9 empty] | 2017-02-07 | 2017 | 16-17 | 0 | 0 | 0 | 0 | 0 | 0 | 0 | 0 | 606385.5 | 123893.5 | 140951.5 | 878300.5 | 0 | 0 | 0 | 0 | 0 | 0 | 0 | 0
[9 empty] | 2017-02-08 | 2017 | 16-17 | 0 | 0 | 0 | 0 | 0 | 0 | 0 | 0 | 606385.5 | 123893.5 | 140951.5 | 878300.5 | 0 | 0 | 0 | 0 | 0 | 0 | 0 | 0
[9 empty] | 2017-02-09 | 2017 | 16-17 | 0 | 0 | 0 | 0 | 0 | 0 | 0 | 0 | 606385.5 | 123893.5 | 140951.5 | 878300.5 | 0 | 0 | 0 | 0 | 0 | 0 | 0 | 0
[9 empty] | 2017-02-10 | 2017 | 16-17 | 0 | 0 | 0 | 0 | 0 | 0 | 0 | 0 | 606385.5 | 123893.5 | 140951.5 | 878300.5 | 0 | 0 | 0 | 0 | 0 | 0 | 0 | 0
[9 empty] | 2017-02-11 | 2017 | 16-17 | 0 | 0 | 0 | 0 | 0 | 0 | 0 | 0 | 606385.5 | 123893.5 | 140951.5 | 878300.5 | 0 | 0 | 0 | 0 | 0 | 0 | 0 | 0
[9 empty] | 2017-02-12 | 2017 | 16-17 | 0 | 0 | 0 | 0 | 0 | 0 | 0 | 0 | 606385.5 | 123893.5 | 140951.5 | 878300.5 | 0 | 0 | 0 | 0 | 0 | 0 | 0 | 0
[9 empty] | 2017-02-13 | 2017 | 16-17 | 0 | 0 | 0 | 0 | 0 | 0 | 0 | 0 | 606385.5 | 123893.5 | 140951.5 | 878300.5 | 0 | 0 | 0 | 0 | 0 | 0 | 0 | 0
[9 empty] | 2017-02-14 | 2017 | 16-17 | 0 | 0 | 0 | 0 | 0 | 0 | 0 | 0 | 606385.5 | 123893.5 | 140951.5 | 878300.5 | 0 | 0 | 0 | 0 | 0 | 0 | 0 | 0
[9 empty] | 2017-02-15 | 2017 | 16-17 | 0 | 0 | 0 | 0 | 0 | 0 | 0 | 0 | 606385.5 | 123893.5 | 140951.5 | 878300.5 | 0 | 0 | 0 | 0 | 0 | 0 | 0 | 0
[9 empty] | 2017-02-16 | 2017 | 16-17 | 0 | 0 | 0 | 0 | 0 | 0 | 0 | 0 | 606385.5 | 123893.5 | 140951.5 | 878300.5 | 0 | 0 | 0 | 0 | 0 | 0 | 0 | 0
[9 empty] | 2017-02-17 | 2017 | 16-17 | 0 | 0 | 22880.75 | 22880.75 | 0 | 0 | 29 | 29 | 606385.5 | 123893.5 | 140951.5 | 878300.5 | 0 | 0 | 0.16233 | 0.026051 | 0 | 0 | 0.00020574 | 3.3018e-05
[9 empty] | 2017-02-18 | 2017 | 16-17 | 0 | 0 | 4600.85 | 4600.85 | 0 | 0 | 29 | 29 | 606385.5 | 123893.5 | 140951.5 | 878300.5 | 0 | 0 | 0.032641 | 0.0052384 | 0 | 0 | 0.00020574 | 3.3018e-05
[9 empty] | 2017-02-19 | 2017 | 16-17 | 0 | 0 | 0 | 0 | 0 | 0 | 0 | 0 | 606385.5 | 123893.5 | 140951.5 | 878300.5 | 0 | 0 | 0 | 0 | 0 | 0 | 0 | 0
[9 empty] | 2017-02-20 | 2017 | 16-17 | 0 | 0 | 0 | 0 | 0 | 0 | 0 | 0 | 606385.5 | 123893.5 | 140951.5 | 878300.5 | 0 | 0 | 0 | 0 | 0 | 0 | 0 | 0
[9 empty] | 2017-02-21 | 2017 | 16-17 | 0 | 0 | 0 | 0 | 0 | 0 | 0 | 0 | 606385.5 | 123893.5 | 140951.5 | 878300.5 | 0 | 0 | 0 | 0 | 0 | 0 | 0 | 0
[9 empty] | 2017-02-22 | 2017 | 16-17 | 0 | 0 | 0 | 0 | 0 | 0 | 0 | 0 | 606385.5 | 123893.5 | 140951.5 | 878300.5 | 0 | 0 | 0 | 0 | 0 | 0 | 0 | 0
[9 empty] | 2017-02-23 | 2017 | 16-17 | 0 | 0 | 0 | 0 | 0 | 0 | 0 | 0 | 606385.5 | 123893.5 | 140951.5 | 878300.5 | 0 | 0 | 0 | 0 | 0 | 0 | 0 | 0
[9 empty] | 2017-02-24 | 2017 | 16-17 | 0 | 0 | 0 | 0 | 0 | 0 | 0 | 0 | 606385.5 | 123893.5 | 140951.5 | 878300.5 | 0 | 0 | 0 | 0 | 0 | 0 | 0 | 0
[9 empty] | 2017-02-25 | 2017 | 16-17 | 0 | 0 | 0 | 0 | 0 | 0 | 0 | 0 | 606385.5 | 123893.5 | 140951.5 | 878300.5 | 0 | 0 | 0 | 0 | 0 | 0 | 0 | 0
[9 empty] | 2017-02-26 | 2017 | 16-17 | 0 | 0 | 0 | 0 | 0 | 0 | 0 | 0 | 606385.5 | 123893.5 | 140951.5 | 878300.5 | 0 | 0 | 0 | 0 | 0 | 0 | 0 | 0
[9 empty] | 2017-02-27 | 2017 | 16-17 | 0 | 0 | 0 | 0 | 0 | 0 | 0 | 0 | 606385.5 | 123893.5 | 140951.5 | 878300.5 | 0 | 0 | 0 | 0 | 0 | 0 | 0 | 0
[9 empty] | 2017-02-28 | 2017 | 16-17 | 0 | 0 | 0 | 0 | 0 | 0 | 0 | 0 | 606385.5 | 123893.5 | 140951.5 | 878300.5 | 0 | 0 | 0 | 0 | 0 | 0 | 0 | 0
[9 empty] | 2017-03-01 | 2017 | 16-17 | 0 | 0 | 0 | 0 | 0 | 0 | 0 | 0 | 606385.5 | 123893.5 | 140951.5 | 878300.5 | 0 | 0 | 0 | 0 | 0 | 0 | 0 | 0
[9 empty] | 2017-03-02 | 2017 | 16-17 | 0 | 0 | 0 | 0 | 0 | 0 | 0 | 0 | 606385.5 | 123893.5 | 140951.5 | 878300.5 | 0 | 0 | 0 | 0 | 0 | 0 | 0 | 0
[9 empty] | 2017-03-03 | 2017 | 16-17 | 0 | 0 | 0 | 0 | 0 | 0 | 0 | 0 | 606385.5 | 123893.5 | 140951.5 | 878300.5 | 0 | 0 | 0 | 0 | 0 | 0 | 0 | 0
[9 empty] | 2017-03-04 | 2017 | 16-17 | 0 | 0 | 0 | 0 | 0 | 0 | 0 | 0 | 606385.5 | 123893.5 | 140951.5 | 878300.5 | 0 | 0 | 0 | 0 | 0 | 0 | 0 | 0
[9 empty] | 2017-03-05 | 2017 | 16-17 | 0 | 0 | 0 | 0 | 0 | 0 | 0 | 0 | 606385.5 | 123893.5 | 140951.5 | 878300.5 | 0 | 0 | 0 | 0 | 0 | 0 | 0 | 0
[9 empty] | 2017-03-06 | 2017 | 16-17 | 0 | 0 | 0 | 0 | 0 | 0 | 0 | 0 | 606385.5 | 123893.5 | 140951.5 | 878300.5 | 0 | 0 | 0 | 0 | 0 | 0 | 0 | 0
[9 empty] | 2017-03-07 | 2017 | 16-17 | 0 | 0 | 0 | 0 | 0 | 0 | 0 | 0 | 606385.5 | 123893.5 | 140951.5 | 878300.5 | 0 | 0 | 0 | 0 | 0 | 0 | 0 | 0
[9 empty] | 2017-03-08 | 2017 | 16-17 | 0 | 0 | 0 | 0 | 0 | 0 | 0 | 0 | 606385.5 | 123893.5 | 140951.5 | 878300.5 | 0 | 0 | 0 | 0 | 0 | 0 | 0 | 0
[9 empty] | 2017-03-09 | 2017 | 16-17 | 0 | 0 | 0 | 0 | 0 | 0 | 0 | 0 | 606385.5 | 123893.5 | 140951.5 | 878300.5 | 0 | 0 | 0 | 0 | 0 | 0 | 0 | 0
[9 empty] | 2017-03-10 | 2017 | 16-17 | 0 | 0 | 0 | 0 | 0 | 0 | 0 | 0 | 606385.5 | 123893.5 | 140951.5 | 878300.5 | 0 | 0 | 0 | 0 | 0 | 0 | 0 | 0
[9 empty] | 2017-03-11 | 2017 | 16-17 | 0 | 0 | 0 | 0 | 0 | 0 | 0 | 0 | 606385.5 | 123893.5 | 140951.5 | 878300.5 | 0 | 0 | 0 | 0 | 0 | 0 | 0 | 0
[9 empty] | 2017-03-12 | 2017 | 16-17 | 0 | 0 | 0 | 0 | 0 | 0 | 0 | 0 | 606385.5 | 123893.5 | 140951.5 | 878300.5 | 0 | 0 | 0 | 0 | 0 | 0 | 0 | 0
[9 empty] | 2017-03-13 | 2017 | 16-17 | 0 | 0 | 0 | 0 | 0 | 0 | 0 | 0 | 606385.5 | 123893.5 | 140951.5 | 878300.5 | 0 | 0 | 0 | 0 | 0 | 0 | 0 | 0
[9 empty] | 2017-03-14 | 2017 | 16-17 | 0 | 0 | 0 | 0 | 0 | 0 | 0 | 0 | 606385.5 | 123893.5 | 140951.5 | 878300.5 | 0 | 0 | 0 | 0 | 0 | 0 | 0 | 0
[9 empty] | 2017-03-15 | 2017 | 16-17 | 0 | 0 | 0 | 0 | 0 | 0 | 0 | 0 | 606385.5 | 123893.5 | 140951.5 | 878300.5 | 0 | 0 | 0 | 0 | 0 | 0 | 0 | 0
[9 empty] | 2017-03-16 | 2017 | 16-17 | 0 | 0 | 0 | 0 | 0 | 0 | 0 | 0 | 606385.5 | 123893.5 | 140951.5 | 878300.5 | 0 | 0 | 0 | 0 | 0 | 0 | 0 | 0
[9 empty] | 2017-03-17 | 2017 | 16-17 | 0 | 0 | 0 | 0 | 0 | 0 | 0 | 0 | 606385.5 | 123893.5 | 140951.5 | 878300.5 | 0 | 0 | 0 | 0 | 0 | 0 | 0 | 0
[9 empty] | 2017-03-18 | 2017 | 16-17 | 0 | 0 | 0 | 0 | 0 | 0 | 0 | 0 | 606385.5 | 123893.5 | 140951.5 | 878300.5 | 0 | 0 | 0 | 0 | 0 | 0 | 0 | 0
[9 empty] | 2017-03-19 | 2017 | 16-17 | 0 | 0 | 0 | 0 | 0 | 0 | 0 | 0 | 606385.5 | 123893.5 | 140951.5 | 878300.5 | 0 | 0 | 0 | 0 | 0 | 0 | 0 | 0
[9 empty] | 2017-03-20 | 2017 | 16-17 | 0 | 0 | 0 | 0 | 0 | 0 | 0 | 0 | 606385.5 | 123893.5 | 140951.5 | 878300.5 | 0 | 0 | 0 | 0 | 0 | 0 | 0 | 0
[9 empty] | 2017-03-21 | 2017 | 16-17 | 0 | 0 | 0 | 0 | 0 | 0 | 0 | 0 | 606385.5 | 123893.5 | 140951.5 | 878300.5 | 0 | 0 | 0 | 0 | 0 | 0 | 0 | 0
[9 empty] | 2017-03-22 | 2017 | 16-17 | 0 | 0 | 0 | 0 | 0 | 0 | 0 | 0 | 606385.5 | 123893.5 | 140951.5 | 878300.5 | 0 | 0 | 0 | 0 | 0 | 0 | 0 | 0
[9 empty] | 2017-03-23 | 2017 | 16-17 | 0 | 0 | 0 | 0 | 0 | 0 | 0 | 0 | 606385.5 | 123893.5 | 140951.5 | 878300.5 | 0 | 0 | 0 | 0 | 0 | 0 | 0 | 0
[9 empty] | 2017-03-24 | 2017 | 16-17 | 0 | 0 | 0 | 0 | 0 | 0 | 0 | 0 | 606385.5 | 123893.5 | 140951.5 | 878300.5 | 0 | 0 | 0 | 0 | 0 | 0 | 0 | 0
[9 empty] | 2017-03-25 | 2017 | 16-17 | 0 | 0 | 0 | 0 | 0 | 0 | 0 | 0 | 606385.5 | 123893.5 | 140951.5 | 878300.5 | 0 | 0 | 0 | 0 | 0 | 0 | 0 | 0
[9 empty] | 2017-03-26 | 2017 | 16-17 | 0 | 0 | 0 | 0 | 0 | 0 | 0 | 0 | 606385.5 | 123893.5 | 140951.5 | 878300.5 | 0 | 0 | 0 | 0 | 0 | 0 | 0 | 0
[9 empty] | 2017-03-27 | 2017 | 16-17 | 0 | 0 | 0 | 0 | 0 | 0 | 0 | 0 | 606385.5 | 123893.5 | 140951.5 | 878300.5 | 0 | 0 | 0 | 0 | 0 | 0 | 0 | 0
[9 empty] | 2017-03-28 | 2017 | 16-17 | 0 | 0 | 0 | 0 | 0 | 0 | 0 | 0 | 606385.5 | 123893.5 | 140951.5 | 878300.5 | 0 | 0 | 0 | 0 | 0 | 0 | 0 | 0
[9 empty] | 2017-03-29 | 2017 | 16-17 | 0 | 0 | 0 | 0 | 0 | 0 | 0 | 0 | 606385.5 | 123893.5 | 140951.5 | 878300.5 | 0 | 0 | 0 | 0 | 0 | 0 | 0 | 0
[9 empty] | 2017-03-30 | 2017 | 16-17 | 0 | 0 | 0 | 0 | 0 | 0 | 0 | 0 | 606385.5 | 123893.5 | 140951.5 | 878300.5 | 0 | 0 | 0 | 0 | 0 | 0 | 0 | 0
[9 empty] | 2017-03-31 | 2017 | 16-17 | 0 | 0 | 0 | 0 | 0 | 0 | 0 | 0 | 606385.5 | 123893.5 | 140951.5 | 878300.5 | 0 | 0 | 0 | 0 | 0 | 0 | 0 | 0
[9 empty] | 2017-04-01 | 2017 | 16-17 | 0 | 0 | 0 | 0 | 0 | 0 | 0 | 0 | 606385.5 | 123893.5 | 140951.5 | 878300.5 | 0 | 0 | 0 | 0 | 0 | 0 | 0 | 0
[9 empty] | 2017-04-02 | 2017 | 16-17 | 0 | 0 | 0 | 0 | 0 | 0 | 0 | 0 | 606385.5 | 123893.5 | 140951.5 | 878300.5 | 0 | 0 | 0 | 0 | 0 | 0 | 0 | 0
[9 empty] | 2017-04-03 | 2017 | 16-17 | 0 | 0 | 0 | 0 | 0 | 0 | 0 | 0 | 606385.5 | 123893.5 | 140951.5 | 878300.5 | 0 | 0 | 0 | 0 | 0 | 0 | 0 | 0
[9 empty] | 2017-04-04 | 2017 | 16-17 | 0 | 0 | 0 | 0 | 0 | 0 | 0 | 0 | 606385.5 | 123893.5 | 140951.5 | 878300.5 | 0 | 0 | 0 | 0 | 0 | 0 | 0 | 0
[9 empty] | 2017-04-05 | 2017 | 16-17 | 0 | 0 | 0 | 0 | 0 | 0 | 0 | 0 | 606385.5 | 123893.5 | 140951.5 | 878300.5 | 0 | 0 | 0 | 0 | 0 | 0 | 0 | 0
[9 empty] | 2017-04-06 | 2017 | 16-17 | 0 | 0 | 0 | 0 | 0 | 0 | 0 | 0 | 606385.5 | 123893.5 | 140951.5 | 878300.5 | 0 | 0 | 0 | 0 | 0 | 0 | 0 | 0
[9 empty] | 2017-04-07 | 2017 | 16-17 | 0 | 0 | 0 | 0 | 0 | 0 | 0 | 0 | 606385.5 | 123893.5 | 140951.5 | 878300.5 | 0 | 0 | 0 | 0 | 0 | 0 | 0 | 0
[9 empty] | 2017-04-08 | 2017 | 16-17 | 0 | 0 | 0 | 0 | 0 | 0 | 0 | 0 | 606385.5 | 123893.5 | 140951.5 | 878300.5 | 0 | 0 | 0 | 0 | 0 | 0 | 0 | 0
[9 empty] | 2017-04-09 | 2017 | 16-17 | 0 | 0 | 0 | 0 | 0 | 0 | 0 | 0 | 606385.5 | 123893.5 | 140951.5 | 878300.5 | 0 | 0 | 0 | 0 | 0 | 0 | 0 | 0
[9 empty] | 2017-04-10 | 2017 | 16-17 | 0 | 0 | 0 | 0 | 0 | 0 | 0 | 0 | 606385.5 | 123893.5 | 140951.5 | 878300.5 | 0 | 0 | 0 | 0 | 0 | 0 | 0 | 0
[9 empty] | 2017-04-11 | 2017 | 16-17 | 0 | 0 | 0 | 0 | 0 | 0 | 0 | 0 | 606385.5 | 123893.5 | 140951.5 | 878300.5 | 0 | 0 | 0 | 0 | 0 | 0 | 0 | 0
[9 empty] | 2017-04-12 | 2017 | 16-17 | 0 | 0 | 0 | 0 | 0 | 0 | 0 | 0 | 606385.5 | 123893.5 | 140951.5 | 878300.5 | 0 | 0 | 0 | 0 | 0 | 0 | 0 | 0
[9 empty] | 2017-04-13 | 2017 | 16-17 | 0 | 0 | 0 | 0 | 0 | 0 | 0 | 0 | 606385.5 | 123893.5 | 140951.5 | 878300.5 | 0 | 0 | 0 | 0 | 0 | 0 | 0 | 0
[9 empty] | 2017-04-14 | 2017 | 16-17 | 0 | 0 | 0 | 0 | 0 | 0 | 0 | 0 | 606385.5 | 123893.5 | 140951.5 | 878300.5 | 0 | 0 | 0 | 0 | 0 | 0 | 0 | 0
[9 empty] | 2017-04-15 | 2017 | 16-17 | 0 | 0 | 0 | 0 | 0 | 0 | 0 | 0 | 606385.5 | 123893.5 | 140951.5 | 878300.5 | 0 | 0 | 0 | 0 | 0 | 0 | 0 | 0
[9 empty] | 2017-04-16 | 2017 | 16-17 | 0 | 0 | 0 | 0 | 0 | 0 | 0 | 0 | 606385.5 | 123893.5 | 140951.5 | 878300.5 | 0 | 0 | 0 | 0 | 0 | 0 | 0 | 0
[9 empty] | 2017-04-17 | 2017 | 16-17 | 0 | 0 | 0 | 0 | 0 | 0 | 0 | 0 | 606385.5 | 123893.5 | 140951.5 | 878300.5 | 0 | 0 | 0 | 0 | 0 | 0 | 0 | 0
[9 empty] | 2017-04-18 | 2017 | 16-17 | 0 | 0 | 0 | 0 | 0 | 0 | 0 | 0 | 606385.5 | 123893.5 | 140951.5 | 878300.5 | 0 | 0 | 0 | 0 | 0 | 0 | 0 | 0
[9 empty] | 2017-04-19 | 2017 | 16-17 | 0 | 0 | 0 | 0 | 0 | 0 | 0 | 0 | 606385.5 | 123893.5 | 140951.5 | 878300.5 | 0 | 0 | 0 | 0 | 0 | 0 | 0 | 0
[9 empty] | 2017-04-20 | 2017 | 16-17 | 0 | 0 | 0 | 0 | 0 | 0 | 0 | 0 | 606385.5 | 123893.5 | 140951.5 | 878300.5 | 0 | 0 | 0 | 0 | 0 | 0 | 0 | 0
[9 empty] | 2017-04-21 | 2017 | 16-17 | 0 | 0 | 0 | 0 | 0 | 0 | 0 | 0 | 606385.5 | 123893.5 | 140951.5 | 878300.5 | 0 | 0 | 0 | 0 | 0 | 0 | 0 | 0
[9 empty] | 2017-04-22 | 2017 | 16-17 | 0 | 0 | 0 | 0 | 0 | 0 | 0 | 0 | 606385.5 | 123893.5 | 140951.5 | 878300.5 | 0 | 0 | 0 | 0 | 0 | 0 | 0 | 0
[9 empty] | 2017-04-23 | 2017 | 16-17 | 0 | 0 | 0 | 0 | 0 | 0 | 0 | 0 | 606385.5 | 123893.5 | 140951.5 | 878300.5 | 0 | 0 | 0 | 0 | 0 | 0 | 0 | 0
[9 empty] | 2017-04-24 | 2017 | 16-17 | 0 | 0 | 0 | 0 | 0 | 0 | 0 | 0 | 606385.5 | 123893.5 | 140951.5 | 878300.5 | 0 | 0 | 0 | 0 | 0 | 0 | 0 | 0
[9 empty] | 2017-04-25 | 2017 | 16-17 | 0 | 0 | 0 | 0 | 0 | 0 | 0 | 0 | 606385.5 | 123893.5 | 140951.5 | 878300.5 | 0 | 0 | 0 | 0 | 0 | 0 | 0 | 0
[9 empty] | 2017-04-26 | 2017 | 16-17 | 0 | 0 | 0 | 0 | 0 | 0 | 0 | 0 | 606385.5 | 123893.5 | 140951.5 | 878300.5 | 0 | 0 | 0 | 0 | 0 | 0 | 0 | 0
[9 empty] | 2017-04-27 | 2017 | 16-17 | 0 | 0 | 0 | 0 | 0 | 0 | 0 | 0 | 606385.5 | 123893.5 | 140951.5 | 878300.5 | 0 | 0 | 0 | 0 | 0 | 0 | 0 | 0
[9 empty] | 2017-04-28 | 2017 | 16-17 | 0 | 0 | 0 | 0 | 0 | 0 | 0 | 0 | 606385.5 | 123893.5 | 140951.5 | 878300.5 | 0 | 0 | 0 | 0 | 0 | 0 | 0 | 0
[9 empty] | 2017-04-29 | 2017 | 16-17 | 0 | 0 | 0 | 0 | 0 | 0 | 0 | 0 | 606385.5 | 123893.5 | 140951.5 | 878300.5 | 0 | 0 | 0 | 0 | 0 | 0 | 0 | 0
[9 empty] | 2017-04-30 | 2017 | 16-17 | 0 | 0 | 0 | 0 | 0 | 0 | 0 | 0 | 606385.5 | 123893.5 | 140951.5 | 878300.5 | 0 | 0 | 0 | 0 | 0 | 0 | 0 | 0
[9 empty] | 2017-05-01 | 2017 | 16-17 | 0 | 0 | 0 | 0 | 0 | 0 | 0 | 0 | 606385.5 | 123893.5 | 140951.5 | 878300.5 | 0 | 0 | 0 | 0 | 0 | 0 | 0 | 0
[9 empty] | 2017-05-02 | 2017 | 16-17 | 0 | 0 | 0 | 0 | 0 | 0 | 0 | 0 | 606385.5 | 123893.5 | 140951.5 | 878300.5 | 0 | 0 | 0 | 0 | 0 | 0 | 0 | 0
[9 empty] | 2017-05-03 | 2017 | 16-17 | 0 | 0 | 0 | 0 | 0 | 0 | 0 | 0 | 606385.5 | 123893.5 | 140951.5 | 878300.5 | 0 | 0 | 0 | 0 | 0 | 0 | 0 | 0
[9 empty] | 2017-05-04 | 2017 | 16-17 | 0 | 0 | 0 | 0 | 0 | 0 | 0 | 0 | 606385.5 | 123893.5 | 140951.5 | 878300.5 | 0 | 0 | 0 | 0 | 0 | 0 | 0 | 0
[9 empty] | 2017-05-05 | 2017 | 16-17 | 0 | 0 | 2761.5 | 2761.5 | 0 | 0 | 35 | 35 | 606385.5 | 123893.5 | 140951.5 | 878300.5 | 0 | 0 | 0.019592 | 0.0031441 | 0 | 0 | 0.00024831 | 3.985e-05
[9 empty] | 2017-05-06 | 2017 | 16-17 | 0 | 0 | 0 | 0 | 0 | 0 | 0 | 0 | 606385.5 | 123893.5 | 140951.5 | 878300.5 | 0 | 0 | 0 | 0 | 0 | 0 | 0 | 0
[9 empty] | 2017-05-07 | 2017 | 16-17 | 0 | 0 | 0 | 0 | 0 | 0 | 0 | 0 | 606385.5 | 123893.5 | 140951.5 | 878300.5 | 0 | 0 | 0 | 0 | 0 | 0 | 0 | 0
[9 empty] | 2017-05-08 | 2017 | 16-17 | 0 | 0 | 0 | 0 | 0 | 0 | 0 | 0 | 606385.5 | 123893.5 | 140951.5 | 878300.5 | 0 | 0 | 0 | 0 | 0 | 0 | 0 | 0
[9 empty] | 2017-05-09 | 2017 | 16-17 | 0 | 0 | 0 | 0 | 0 | 0 | 0 | 0 | 606385.5 | 123893.5 | 140951.5 | 878300.5 | 0 | 0 | 0 | 0 | 0 | 0 | 0 | 0
[9 empty] | 2017-05-10 | 2017 | 16-17 | 0 | 0 | 0 | 0 | 0 | 0 | 0 | 0 | 606385.5 | 123893.5 | 140951.5 | 878300.5 | 0 | 0 | 0 | 0 | 0 | 0 | 0 | 0
[9 empty] | 2017-05-11 | 2017 | 16-17 | 0 | 0 | 0 | 0 | 0 | 0 | 0 | 0 | 606385.5 | 123893.5 | 140951.5 | 878300.5 | 0 | 0 | 0 | 0 | 0 | 0 | 0 | 0
[9 empty] | 2017-05-12 | 2017 | 16-17 | 0 | 0 | 0 | 0 | 0 | 0 | 0 | 0 | 606385.5 | 123893.5 | 140951.5 | 878300.5 | 0 | 0 | 0 | 0 | 0 | 0 | 0 | 0
[9 empty] | 2017-05-13 | 2017 | 16-17 | 0 | 0 | 0 | 0 | 0 | 0 | 0 | 0 | 606385.5 | 123893.5 | 140951.5 | 878300.5 | 0 | 0 | 0 | 0 | 0 | 0 | 0 | 0
[9 empty] | 2017-05-14 | 2017 | 16-17 | 0 | 0 | 0 | 0 | 0 | 0 | 0 | 0 | 606385.5 | 123893.5 | 140951.5 | 878300.5 | 0 | 0 | 0 | 0 | 0 | 0 | 0 | 0
[9 empty] | 2017-05-15 | 2017 | 16-17 | 0 | 0 | 0 | 0 | 0 | 0 | 0 | 0 | 606385.5 | 123893.5 | 140951.5 | 878300.5 | 0 | 0 | 0 | 0 | 0 | 0 | 0 | 0
[9 empty] | 2017-05-16 | 2017 | 16-17 | 0 | 75741.3 | 0 | 75741.3 | 0 | 563 | 0 | 563 | 606385.5 | 123893.5 | 140951.5 | 878300.5 | 0 | 0.61134 | 0 | 0.086236 | 0 | 0.0045442 | 0 | 0.00064101
[9 empty] | 2017-05-17 | 2017 | 16-17 | 0 | 0 | 0 | 0 | 0 | 0 | 0 | 0 | 606385.5 | 123893.5 | 140951.5 | 878300.5 | 0 | 0 | 0 | 0 | 0 | 0 | 0 | 0
[9 empty] | 2017-05-18 | 2017 | 16-17 | 0 | 0 | 0 | 0 | 0 | 0 | 0 | 0 | 606385.5 | 123893.5 | 140951.5 | 878300.5 | 0 | 0 | 0 | 0 | 0 | 0 | 0 | 0
[9 empty] | 2017-05-19 | 2017 | 16-17 | 0 | 0 | 0 | 0 | 0 | 0 | 0 | 0 | 606385.5 | 123893.5 | 140951.5 | 878300.5 | 0 | 0 | 0 | 0 | 0 | 0 | 0 | 0
[9 empty] | 2017-05-20 | 2017 | 16-17 | 0 | 0 | 0 | 0 | 0 | 0 | 0 | 0 | 606385.5 | 123893.5 | 140951.5 | 878300.5 | 0 | 0 | 0 | 0 | 0 | 0 | 0 | 0
[9 empty] | 2017-05-21 | 2017 | 16-17 | 0 | 0 | 0 | 0 | 0 | 0 | 0 | 0 | 606385.5 | 123893.5 | 140951.5 | 878300.5 | 0 | 0 | 0 | 0 | 0 | 0 | 0 | 0
[9 empty] | 2017-05-22 | 2017 | 16-17 | 0 | 0 | 0 | 0 | 0 | 0 | 0 | 0 | 606385.5 | 123893.5 | 140951.5 | 878300.5 | 0 | 0 | 0 | 0 | 0 | 0 | 0 | 0
[9 empty] | 2017-05-23 | 2017 | 16-17 | 0 | 0 | 0 | 0 | 0 | 0 | 0 | 0 | 606385.5 | 123893.5 | 140951.5 | 878300.5 | 0 | 0 | 0 | 0 | 0 | 0 | 0 | 0
[9 empty] | 2017-05-24 | 2017 | 16-17 | 0 | 0 | 0 | 0 | 0 | 0 | 0 | 0 | 606385.5 | 123893.5 | 140951.5 | 878300.5 | 0 | 0 | 0 | 0 | 0 | 0 | 0 | 0
[9 empty] | 2017-05-25 | 2017 | 16-17 | 0 | 0 | 0 | 0 | 0 | 0 | 0 | 0 | 606385.5 | 123893.5 | 140951.5 | 878300.5 | 0 | 0 | 0 | 0 | 0 | 0 | 0 | 0
[9 empty] | 2017-05-26 | 2017 | 16-17 | 0 | 0 | 0 | 0 | 0 | 0 | 0 | 0 | 606385.5 | 123893.5 | 140951.5 | 878300.5 | 0 | 0 | 0 | 0 | 0 | 0 | 0 | 0
[9 empty] | 2017-05-27 | 2017 | 16-17 | 0 | 0 | 0 | 0 | 0 | 0 | 0 | 0 | 606385.5 | 123893.5 | 140951.5 | 878300.5 | 0 | 0 | 0 | 0 | 0 | 0 | 0 | 0
[9 empty] | 2017-05-28 | 2017 | 16-17 | 0 | 0 | 0 | 0 | 0 | 0 | 0 | 0 | 606385.5 | 123893.5 | 140951.5 | 878300.5 | 0 | 0 | 0 | 0 | 0 | 0 | 0 | 0
[9 empty] | 2017-05-29 | 2017 | 16-17 | 0 | 0 | 0 | 0 | 0 | 0 | 0 | 0 | 606385.5 | 123893.5 | 140951.5 | 878300.5 | 0 | 0 | 0 | 0 | 0 | 0 | 0 | 0
[9 empty] | 2017-05-30 | 2017 | 16-17 | 0 | 0 | 0 | 0 | 0 | 0 | 0 | 0 | 606385.5 | 123893.5 | 140951.5 | 878300.5 | 0 | 0 | 0 | 0 | 0 | 0 | 0 | 0
[9 empty] | 2017-05-31 | 2017 | 16-17 | 0 | 0 | 0 | 0 | 0 | 0 | 0 | 0 | 606385.5 | 123893.5 | 140951.5 | 878300.5 | 0 | 0 | 0 | 0 | 0 | 0 | 0 | 0
[9 empty] | 2017-06-01 | 2017 | 16-17 | 0 | 0 | 0 | 0 | 0 | 0 | 0 | 0 | 606385.5 | 123893.5 | 140951.5 | 878300.5 | 0 | 0 | 0 | 0 | 0 | 0 | 0 | 0
[9 empty] | 2017-06-02 | 2017 | 16-17 | 0 | 0 | 0 | 0 | 0 | 0 | 0 | 0 | 606385.5 | 123893.5 | 140951.5 | 878300.5 | 0 | 0 | 0 | 0 | 0 | 0 | 0 | 0
[9 empty] | 2017-06-03 | 2017 | 16-17 | 0 | 0 | 0 | 0 | 0 | 0 | 0 | 0 | 606385.5 | 123893.5 | 140951.5 | 878300.5 | 0 | 0 | 0 | 0 | 0 | 0 | 0 | 0
[9 empty] | 2017-06-04 | 2017 | 16-17 | 0 | 0 | 0 | 0 | 0 | 0 | 0 | 0 | 606385.5 | 123893.5 | 140951.5 | 878300.5 | 0 | 0 | 0 | 0 | 0 | 0 | 0 | 0
[9 empty] | 2017-06-05 | 2017 | 16-17 | 0 | 0 | 0 | 0 | 0 | 0 | 0 | 0 | 606385.5 | 123893.5 | 140951.5 | 878300.5 | 0 | 0 | 0 | 0 | 0 | 0 | 0 | 0
[9 empty] | 2017-06-06 | 2017 | 16-17 | 0 | 0 | 0 | 0 | 0 | 0 | 0 | 0 | 606385.5 | 123893.5 | 140951.5 | 878300.5 | 0 | 0 | 0 | 0 | 0 | 0 | 0 | 0
[9 empty] | 2017-06-07 | 2017 | 16-17 | 0 | 0 | 0 | 0 | 0 | 0 | 0 | 0 | 606385.5 | 123893.5 | 140951.5 | 878300.5 | 0 | 0 | 0 | 0 | 0 | 0 | 0 | 0
[9 empty] | 2017-06-08 | 2017 | 16-17 | 0 | 0 | 0 | 0 | 0 | 0 | 0 | 0 | 606385.5 | 123893.5 | 140951.5 | 878300.5 | 0 | 0 | 0 | 0 | 0 | 0 | 0 | 0
[9 empty] | 2017-06-09 | 2017 | 16-17 | 0 | 0 | 0 | 0 | 0 | 0 | 0 | 0 | 606385.5 | 123893.5 | 140951.5 | 878300.5 | 0 | 0 | 0 | 0 | 0 | 0 | 0 | 0
[9 empty] | 2017-06-10 | 2017 | 16-17 | 0 | 0 | 0 | 0 | 0 | 0 | 0 | 0 | 606385.5 | 123893.5 | 140951.5 | 878300.5 | 0 | 0 | 0 | 0 | 0 | 0 | 0 | 0
[9 empty] | 2017-06-11 | 2017 | 16-17 | 0 | 0 | 0 | 0 | 0 | 0 | 0 | 0 | 606385.5 | 123893.5 | 140951.5 | 878300.5 | 0 | 0 | 0 | 0 | 0 | 0 | 0 | 0
[9 empty] | 2017-06-12 | 2017 | 16-17 | 0 | 0 | 0 | 0 | 0 | 0 | 0 | 0 | 606385.5 | 123893.5 | 140951.5 | 878300.5 | 0 | 0 | 0 | 0 | 0 | 0 | 0 | 0
[9 empty] | 2017-06-13 | 2017 | 16-17 | 0 | 0 | 0 | 0 | 0 | 0 | 0 | 0 | 606385.5 | 123893.5 | 140951.5 | 878300.5 | 0 | 0 | 0 | 0 | 0 | 0 | 0 | 0
[9 empty] | 2017-06-14 | 2017 | 16-17 | 0 | 0 | 0 | 0 | 0 | 0 | 0 | 0 | 606385.5 | 123893.5 | 140951.5 | 878300.5 | 0 | 0 | 0 | 0 | 0 | 0 | 0 | 0
[9 empty] | 2017-06-15 | 2017 | 16-17 | 0 | 0 | 0 | 0 | 0 | 0 | 0 | 0 | 606385.5 | 123893.5 | 140951.5 | 878300.5 | 0 | 0 | 0 | 0 | 0 | 0 | 0 | 0
[9 empty] | 2017-06-16 | 2017 | 16-17 | 0 | 0 | 0 | 0 | 0 | 0 | 0 | 0 | 606385.5 | 123893.5 | 140951.5 | 878300.5 | 0 | 0 | 0 | 0 | 0 | 0 | 0 | 0
[9 empty] | 2017-06-17 | 2017 | 16-17 | 0 | 0 | 0 | 0 | 0 | 0 | 0 | 0 | 606385.5 | 123893.5 | 140951.5 | 878300.5 | 0 | 0 | 0 | 0 | 0 | 0 | 0 | 0
[9 empty] | 2017-06-18 | 2017 | 16-17 | 0 | 0 | 0 | 0 | 0 | 0 | 0 | 0 | 606385.5 | 123893.5 | 140951.5 | 878300.5 | 0 | 0 | 0 | 0 | 0 | 0 | 0 | 0
[9 empty] | 2017-06-19 | 2017 | 16-17 | 0 | 0 | 0 | 0 | 0 | 0 | 0 | 0 | 606385.5 | 123893.5 | 140951.5 | 878300.5 | 0 | 0 | 0 | 0 | 0 | 0 | 0 | 0
[9 empty] | 2017-06-20 | 2017 | 16-17 | 0 | 0 | 0 | 0 | 0 | 0 | 0 | 0 | 606385.5 | 123893.5 | 140951.5 | 878300.5 | 0 | 0 | 0 | 0 | 0 | 0 | 0 | 0
[9 empty] | 2017-06-21 | 2017 | 16-17 | 0 | 0 | 0 | 0 | 0 | 0 | 0 | 0 | 606385.5 | 123893.5 | 140951.5 | 878300.5 | 0 | 0 | 0 | 0 | 0 | 0 | 0 | 0
[9 empty] | 2017-06-22 | 2017 | 16-17 | 0 | 0 | 0 | 0 | 0 | 0 | 0 | 0 | 606385.5 | 123893.5 | 140951.5 | 878300.5 | 0 | 0 | 0 | 0 | 0 | 0 | 0 | 0
[9 empty] | 2017-06-23 | 2017 | 16-17 | 0 | 0 | 0 | 0 | 0 | 0 | 0 | 0 | 606385.5 | 123893.5 | 140951.5 | 878300.5 | 0 | 0 | 0 | 0 | 0 | 0 | 0 | 0
[9 empty] | 2017-06-24 | 2017 | 16-17 | 0 | 0 | 0 | 0 | 0 | 0 | 0 | 0 | 606385.5 | 123893.5 | 140951.5 | 878300.5 | 0 | 0 | 0 | 0 | 0 | 0 | 0 | 0
[9 empty] | 2017-06-25 | 2017 | 16-17 | 0 | 0 | 0 | 0 | 0 | 0 | 0 | 0 | 606385.5 | 123893.5 | 140951.5 | 878300.5 | 0 | 0 | 0 | 0 | 0 | 0 | 0 | 0
[9 empty] | 2017-06-26 | 2017 | 16-17 | 0 | 0 | 0 | 0 | 0 | 0 | 0 | 0 | 606385.5 | 123893.5 | 140951.5 | 878300.5 | 0 | 0 | 0 | 0 | 0 | 0 | 0 | 0
[9 empty] | 2017-06-27 | 2017 | 16-17 | 0 | 0 | 0 | 0 | 0 | 0 | 0 | 0 | 606385.5 | 123893.5 | 140951.5 | 878300.5 | 0 | 0 | 0 | 0 | 0 | 0 | 0 | 0
[9 empty] | 2017-06-28 | 2017 | 16-17 | 0 | 0 | 0 | 0 | 0 | 0 | 0 | 0 | 606385.5 | 123893.5 | 140951.5 | 878300.5 | 0 | 0 | 0 | 0 | 0 | 0 | 0 | 0
[9 empty] | 2017-06-29 | 2017 | 16-17 | 0 | 0 | 0 | 0 | 0 | 0 | 0 | 0 | 606385.5 | 123893.5 | 140951.5 | 878300.5 | 0 | 0 | 0 | 0 | 0 | 0 | 0 | 0
[9 empty] | 2017-06-30 | 2017 | 16-17 | 0 | 0 | 0 | 0 | 0 | 0 | 0 | 0 | 606385.5 | 123893.5 | 140951.5 | 878300.5 | 0 | 0 | 0 | 0 | 0 | 0 | 0 | 0
[9 empty] | 2017-07-01 | 2018 | 17-18 | 0 | 0 | 0 | 0 | 0 | 0 | 0 | 0 | 618967 | 125931.5 | 142455.5 | 894396 | 0 | 0 | 0 | 0 | 0 | 0 | 0 | 0
[9 empty] | 2017-07-02 | 2018 | 17-18 | 0 | 0 | 0 | 0 | 0 | 0 | 0 | 0 | 618967 | 125931.5 | 142455.5 | 894396 | 0 | 0 | 0 | 0 | 0 | 0 | 0 | 0
[9 empty] | 2017-07-03 | 2018 | 17-18 | 0 | 0 | 0 | 0 | 0 | 0 | 0 | 0 | 618967 | 125931.5 | 142455.5 | 894396 | 0 | 0 | 0 | 0 | 0 | 0 | 0 | 0
[9 empty] | 2017-07-04 | 2018 | 17-18 | 0 | 0 | 0 | 0 | 0 | 0 | 0 | 0 | 618967 | 125931.5 | 142455.5 | 894396 | 0 | 0 | 0 | 0 | 0 | 0 | 0 | 0
[9 empty] | 2017-07-05 | 2018 | 17-18 | 0 | 0 | 0 | 0 | 0 | 0 | 0 | 0 | 618967 | 125931.5 | 142455.5 | 894396 | 0 | 0 | 0 | 0 | 0 | 0 | 0 | 0
[9 empty] | 2017-07-06 | 2018 | 17-18 | 0 | 0 | 0 | 0 | 0 | 0 | 0 | 0 | 618967 | 125931.5 | 142455.5 | 894396 | 0 | 0 | 0 | 0 | 0 | 0 | 0 | 0
[9 empty] | 2017-07-07 | 2018 | 17-18 | 0 | 0 | 0 | 0 | 0 | 0 | 0 | 0 | 618967 | 125931.5 | 142455.5 | 894396 | 0 | 0 | 0 | 0 | 0 | 0 | 0 | 0
[9 empty] | 2017-07-08 | 2018 | 17-18 | 0 | 0 | 0 | 0 | 0 | 0 | 0 | 0 | 618967 | 125931.5 | 142455.5 | 894396 | 0 | 0 | 0 | 0 | 0 | 0 | 0 | 0
[9 empty] | 2017-07-09 | 2018 | 17-18 | 0 | 0 | 0 | 0 | 0 | 0 | 0 | 0 | 618967 | 125931.5 | 142455.5 | 894396 | 0 | 0 | 0 | 0 | 0 | 0 | 0 | 0
[9 empty] | 2017-07-10 | 2018 | 17-18 | 0 | 0 | 0 | 0 | 0 | 0 | 0 | 0 | 618967 | 125931.5 | 142455.5 | 894396 | 0 | 0 | 0 | 0 | 0 | 0 | 0 | 0
[9 empty] | 2017-07-11 | 2018 | 17-18 | 0 | 0 | 0 | 0 | 0 | 0 | 0 | 0 | 618967 | 125931.5 | 142455.5 | 894396 | 0 | 0 | 0 | 0 | 0 | 0 | 0 | 0
[9 empty] | 2017-07-12 | 2018 | 17-18 | 0 | 0 | 0 | 0 | 0 | 0 | 0 | 0 | 618967 | 125931.5 | 142455.5 | 894396 | 0 | 0 | 0 | 0 | 0 | 0 | 0 | 0
[9 empty] | 2017-07-13 | 2018 | 17-18 | 0 | 0 | 0 | 0 | 0 | 0 | 0 | 0 | 618967 | 125931.5 | 142455.5 | 894396 | 0 | 0 | 0 | 0 | 0 | 0 | 0 | 0
[9 empty] | 2017-07-14 | 2018 | 17-18 | 0 | 0 | 0 | 0 | 0 | 0 | 0 | 0 | 618967 | 125931.5 | 142455.5 | 894396 | 0 | 0 | 0 | 0 | 0 | 0 | 0 | 0
[9 empty] | 2017-07-15 | 2018 | 17-18 | 0 | 0 | 0 | 0 | 0 | 0 | 0 | 0 | 618967 | 125931.5 | 142455.5 | 894396 | 0 | 0 | 0 | 0 | 0 | 0 | 0 | 0
[9 empty] | 2017-07-16 | 2018 | 17-18 | 0 | 0 | 0 | 0 | 0 | 0 | 0 | 0 | 618967 | 125931.5 | 142455.5 | 894396 | 0 | 0 | 0 | 0 | 0 | 0 | 0 | 0
[9 empty] | 2017-07-17 | 2018 | 17-18 | 0 | 0 | 0 | 0 | 0 | 0 | 0 | 0 | 618967 | 125931.5 | 142455.5 | 894396 | 0 | 0 | 0 | 0 | 0 | 0 | 0 | 0
[9 empty] | 2017-07-18 | 2018 | 17-18 | 0 | 0 | 0 | 0 | 0 | 0 | 0 | 0 | 618967 | 125931.5 | 142455.5 | 894396 | 0 | 0 | 0 | 0 | 0 | 0 | 0 | 0
[9 empty] | 2017-07-19 | 2018 | 17-18 | 0 | 0 | 0 | 0 | 0 | 0 | 0 | 0 | 618967 | 125931.5 | 142455.5 | 894396 | 0 | 0 | 0 | 0 | 0 | 0 | 0 | 0
[9 empty] | 2017-07-20 | 2018 | 17-18 | 0 | 0 | 0 | 0 | 0 | 0 | 0 | 0 | 618967 | 125931.5 | 142455.5 | 894396 | 0 | 0 | 0 | 0 | 0 | 0 | 0 | 0
[9 empty] | 2017-07-21 | 2018 | 17-18 | 0 | 0 | 0 | 0 | 0 | 0 | 0 | 0 | 618967 | 125931.5 | 142455.5 | 894396 | 0 | 0 | 0 | 0 | 0 | 0 | 0 | 0
[9 empty] | 2017-07-22 | 2018 | 17-18 | 0 | 0 | 0 | 0 | 0 | 0 | 0 | 0 | 618967 | 125931.5 | 142455.5 | 894396 | 0 | 0 | 0 | 0 | 0 | 0 | 0 | 0
[9 empty] | 2017-07-23 | 2018 | 17-18 | 0 | 0 | 0 | 0 | 0 | 0 | 0 | 0 | 618967 | 125931.5 | 142455.5 | 894396 | 0 | 0 | 0 | 0 | 0 | 0 | 0 | 0
[9 empty] | 2017-07-24 | 2018 | 17-18 | 0 | 0 | 0 | 0 | 0 | 0 | 0 | 0 | 618967 | 125931.5 | 142455.5 | 894396 | 0 | 0 | 0 | 0 | 0 | 0 | 0 | 0
[9 empty] | 2017-07-25 | 2018 | 17-18 | 0 | 0 | 0 | 0 | 0 | 0 | 0 | 0 | 618967 | 125931.5 | 142455.5 | 894396 | 0 | 0 | 0 | 0 | 0 | 0 | 0 | 0
[9 empty] | 2017-07-26 | 2018 | 17-18 | 0 | 0 | 0 | 0 | 0 | 0 | 0 | 0 | 618967 | 125931.5 | 142455.5 | 894396 | 0 | 0 | 0 | 0 | 0 | 0 | 0 | 0
[9 empty] | 2017-07-27 | 2018 | 17-18 | 0 | 0 | 0 | 0 | 0 | 0 | 0 | 0 | 618967 | 125931.5 | 142455.5 | 894396 | 0 | 0 | 0 | 0 | 0 | 0 | 0 | 0
[9 empty] | 2017-07-28 | 2018 | 17-18 | 0 | 0 | 0 | 0 | 0 | 0 | 0 | 0 | 618967 | 125931.5 | 142455.5 | 894396 | 0 | 0 | 0 | 0 | 0 | 0 | 0 | 0
[9 empty] | 2017-07-29 | 2018 | 17-18 | 0 | 0 | 0 | 0 | 0 | 0 | 0 | 0 | 618967 | 125931.5 | 142455.5 | 894396 | 0 | 0 | 0 | 0 | 0 | 0 | 0 | 0
[9 empty] | 2017-07-30 | 2018 | 17-18 | 0 | 0 | 0 | 0 | 0 | 0 | 0 | 0 | 618967 | 125931.5 | 142455.5 | 894396 | 0 | 0 | 0 | 0 | 0 | 0 | 0 | 0
[9 empty] | 2017-07-31 | 2018 | 17-18 | 0 | 0 | 0 | 0 | 0 | 0 | 0 | 0 | 618967 | 125931.5 | 142455.5 | 894396 | 0 | 0 | 0 | 0 | 0 | 0 | 0 | 0
[9 empty] | 2017-08-01 | 2018 | 17-18 | 0 | 0 | 0 | 0 | 0 | 0 | 0 | 0 | 618967 | 125931.5 | 142455.5 | 894396 | 0 | 0 | 0 | 0 | 0 | 0 | 0 | 0
[9 empty] | 2017-08-02 | 2018 | 17-18 | 0 | 0 | 0 | 0 | 0 | 0 | 0 | 0 | 618967 | 125931.5 | 142455.5 | 894396 | 0 | 0 | 0 | 0 | 0 | 0 | 0 | 0
[9 empty] | 2017-08-03 | 2018 | 17-18 | 0 | 0 | 0 | 0 | 0 | 0 | 0 | 0 | 618967 | 125931.5 | 142455.5 | 894396 | 0 | 0 | 0 | 0 | 0 | 0 | 0 | 0
[9 empty] | 2017-08-04 | 2018 | 17-18 | 0 | 0 | 0 | 0 | 0 | 0 | 0 | 0 | 618967 | 125931.5 | 142455.5 | 894396 | 0 | 0 | 0 | 0 | 0 | 0 | 0 | 0
[9 empty] | 2017-08-05 | 2018 | 17-18 | 0 | 0 | 0 | 0 | 0 | 0 | 0 | 0 | 618967 | 125931.5 | 142455.5 | 894396 | 0 | 0 | 0 | 0 | 0 | 0 | 0 | 0
[9 empty] | 2017-08-06 | 2018 | 17-18 | 0 | 0 | 0 | 0 | 0 | 0 | 0 | 0 | 618967 | 125931.5 | 142455.5 | 894396 | 0 | 0 | 0 | 0 | 0 | 0 | 0 | 0
[9 empty] | 2017-08-07 | 2018 | 17-18 | 0 | 0 | 0 | 0 | 0 | 0 | 0 | 0 | 618967 | 125931.5 | 142455.5 | 894396 | 0 | 0 | 0 | 0 | 0 | 0 | 0 | 0
[9 empty] | 2017-08-08 | 2018 | 17-18 | 0 | 0 | 0 | 0 | 0 | 0 | 0 | 0 | 618967 | 125931.5 | 142455.5 | 894396 | 0 | 0 | 0 | 0 | 0 | 0 | 0 | 0
[9 empty] | 2017-08-09 | 2018 | 17-18 | 0 | 0 | 0 | 0 | 0 | 0 | 0 | 0 | 618967 | 125931.5 | 142455.5 | 894396 | 0 | 0 | 0 | 0 | 0 | 0 | 0 | 0
[9 empty] | 2017-08-10 | 2018 | 17-18 | 0 | 0 | 0 | 0 | 0 | 0 | 0 | 0 | 618967 | 125931.5 | 142455.5 | 894396 | 0 | 0 | 0 | 0 | 0 | 0 | 0 | 0
[9 empty] | 2017-08-11 | 2018 | 17-18 | 0 | 0 | 0 | 0 | 0 | 0 | 0 | 0 | 618967 | 125931.5 | 142455.5 | 894396 | 0 | 0 | 0 | 0 | 0 | 0 | 0 | 0
[9 empty] | 2017-08-12 | 2018 | 17-18 | 0 | 0 | 0 | 0 | 0 | 0 | 0 | 0 | 618967 | 125931.5 | 142455.5 | 894396 | 0 | 0 | 0 | 0 | 0 | 0 | 0 | 0
[9 empty] | 2017-08-13 | 2018 | 17-18 | 0 | 0 | 0 | 0 | 0 | 0 | 0 | 0 | 618967 | 125931.5 | 142455.5 | 894396 | 0 | 0 | 0 | 0 | 0 | 0 | 0 | 0
[9 empty] | 2017-08-14 | 2018 | 17-18 | 0 | 0 | 0 | 0 | 0 | 0 | 0 | 0 | 618967 | 125931.5 | 142455.5 | 894396 | 0 | 0 | 0 | 0 | 0 | 0 | 0 | 0
[9 empty] | 2017-08-15 | 2018 | 17-18 | 0 | 0 | 0 | 0 | 0 | 0 | 0 | 0 | 618967 | 125931.5 | 142455.5 | 894396 | 0 | 0 | 0 | 0 | 0 | 0 | 0 | 0
[9 empty] | 2017-08-16 | 2018 | 17-18 | 0 | 0 | 0 | 0 | 0 | 0 | 0 | 0 | 618967 | 125931.5 | 142455.5 | 894396 | 0 | 0 | 0 | 0 | 0 | 0 | 0 | 0
[9 empty] | 2017-08-17 | 2018 | 17-18 | 0 | 0 | 0 | 0 | 0 | 0 | 0 | 0 | 618967 | 125931.5 | 142455.5 | 894396 | 0 | 0 | 0 | 0 | 0 | 0 | 0 | 0
[9 empty] | 2017-08-18 | 2018 | 17-18 | 0 | 0 | 0 | 0 | 0 | 0 | 0 | 0 | 618967 | 125931.5 | 142455.5 | 894396 | 0 | 0 | 0 | 0 | 0 | 0 | 0 | 0
[9 empty] | 2017-08-19 | 2018 | 17-18 | 0 | 0 | 0 | 0 | 0 | 0 | 0 | 0 | 618967 | 125931.5 | 142455.5 | 894396 | 0 | 0 | 0 | 0 | 0 | 0 | 0 | 0
[9 empty] | 2017-08-20 | 2018 | 17-18 | 0 | 0 | 0 | 0 | 0 | 0 | 0 | 0 | 618967 | 125931.5 | 142455.5 | 894396 | 0 | 0 | 0 | 0 | 0 | 0 | 0 | 0
[9 empty] | 2017-08-21 | 2018 | 17-18 | 0 | 0 | 0 | 0 | 0 | 0 | 0 | 0 | 618967 | 125931.5 | 142455.5 | 894396 | 0 | 0 | 0 | 0 | 0 | 0 | 0 | 0
[9 empty] | 2017-08-22 | 2018 | 17-18 | 0 | 0 | 0 | 0 | 0 | 0 | 0 | 0 | 618967 | 125931.5 | 142455.5 | 894396 | 0 | 0 | 0 | 0 | 0 | 0 | 0 | 0
[9 empty] | 2017-08-23 | 2018 | 17-18 | 0 | 0 | 0 | 0 | 0 | 0 | 0 | 0 | 618967 | 125931.5 | 142455.5 | 894396 | 0 | 0 | 0 | 0 | 0 | 0 | 0 | 0
[9 empty] | 2017-08-24 | 2018 | 17-18 | 0 | 0 | 0 | 0 | 0 | 0 | 0 | 0 | 618967 | 125931.5 | 142455.5 | 894396 | 0 | 0 | 0 | 0 | 0 | 0 | 0 | 0
[9 empty] | 2017-08-25 | 2018 | 17-18 | 0 | 0 | 0 | 0 | 0 | 0 | 0 | 0 | 618967 | 125931.5 | 142455.5 | 894396 | 0 | 0 | 0 | 0 | 0 | 0 | 0 | 0
[9 empty] | 2017-08-26 | 2018 | 17-18 | 0 | 0 | 0 | 0 | 0 | 0 | 0 | 0 | 618967 | 125931.5 | 142455.5 | 894396 | 0 | 0 | 0 | 0 | 0 | 0 | 0 | 0
[9 empty] | 2017-08-27 | 2018 | 17-18 | 0 | 0 | 0 | 0 | 0 | 0 | 0 | 0 | 618967 | 125931.5 | 142455.5 | 894396 | 0 | 0 | 0 | 0 | 0 | 0 | 0 | 0
[9 empty] | 2017-08-28 | 2018 | 17-18 | 0 | 0 | 0 | 0 | 0 | 0 | 0 | 0 | 618967 | 125931.5 | 142455.5 | 894396 | 0 | 0 | 0 | 0 | 0 | 0 | 0 | 0
[9 empty] | 2017-08-29 | 2018 | 17-18 | 0 | 0 | 0 | 0 | 0 | 0 | 0 | 0 | 618967 | 125931.5 | 142455.5 | 894396 | 0 | 0 | 0 | 0 | 0 | 0 | 0 | 0
[9 empty] | 2017-08-30 | 2018 | 17-18 | 0 | 0 | 0 | 0 | 0 | 0 | 0 | 0 | 618967 | 125931.5 | 142455.5 | 894396 | 0 | 0 | 0 | 0 | 0 | 0 | 0 | 0
[9 empty] | 2017-08-31 | 2018 | 17-18 | 0 | 0 | 0 | 0 | 0 | 0 | 0 | 0 | 618967 | 125931.5 | 142455.5 | 894396 | 0 | 0 | 0 | 0 | 0 | 0 | 0 | 0
[9 empty] | 2017-09-01 | 2018 | 17-18 | 0 | 0 | 0 | 0 | 0 | 0 | 0 | 0 | 618967 | 125931.5 | 142455.5 | 894396 | 0 | 0 | 0 | 0 | 0 | 0 | 0 | 0
[9 empty] | 2017-09-02 | 2018 | 17-18 | 0 | 0 | 0 | 0 | 0 | 0 | 0 | 0 | 618967 | 125931.5 | 142455.5 | 894396 | 0 | 0 | 0 | 0 | 0 | 0 | 0 | 0
[9 empty] | 2017-09-03 | 2018 | 17-18 | 0 | 0 | 0 | 0 | 0 | 0 | 0 | 0 | 618967 | 125931.5 | 142455.5 | 894396 | 0 | 0 | 0 | 0 | 0 | 0 | 0 | 0
[9 empty] | 2017-09-04 | 2018 | 17-18 | 0 | 0 | 0 | 0 | 0 | 0 | 0 | 0 | 618967 | 125931.5 | 142455.5 | 894396 | 0 | 0 | 0 | 0 | 0 | 0 | 0 | 0
[9 empty] | 2017-09-05 | 2018 | 17-18 | 0 | 0 | 0 | 0 | 0 | 0 | 0 | 0 | 618967 | 125931.5 | 142455.5 | 894396 | 0 | 0 | 0 | 0 | 0 | 0 | 0 | 0
[9 empty] | 2017-09-06 | 2018 | 17-18 | 0 | 0 | 0 | 0 | 0 | 0 | 0 | 0 | 618967 | 125931.5 | 142455.5 | 894396 | 0 | 0 | 0 | 0 | 0 | 0 | 0 | 0
[9 empty] | 2017-09-07 | 2018 | 17-18 | 0 | 0 | 0 | 0 | 0 | 0 | 0 | 0 | 618967 | 125931.5 | 142455.5 | 894396 | 0 | 0 | 0 | 0 | 0 | 0 | 0 | 0
[9 empty] | 2017-09-08 | 2018 | 17-18 | 0 | 0 | 0 | 0 | 0 | 0 | 0 | 0 | 618967 | 125931.5 | 142455.5 | 894396 | 0 | 0 | 0 | 0 | 0 | 0 | 0 | 0
[9 empty] | 2017-09-09 | 2018 | 17-18 | 0 | 0 | 0 | 0 | 0 | 0 | 0 | 0 | 618967 | 125931.5 | 142455.5 | 894396 | 0 | 0 | 0 | 0 | 0 | 0 | 0 | 0
[9 empty] | 2017-09-10 | 2018 | 17-18 | 0 | 0 | 0 | 0 | 0 | 0 | 0 | 0 | 618967 | 125931.5 | 142455.5 | 894396 | 0 | 0 | 0 | 0 | 0 | 0 | 0 | 0
[9 empty] | 2017-09-11 | 2018 | 17-18 | 0 | 0 | 0 | 0 | 0 | 0 | 0 | 0 | 618967 | 125931.5 | 142455.5 | 894396 | 0 | 0 | 0 | 0 | 0 | 0 | 0 | 0
[9 empty] | 2017-09-12 | 2018 | 17-18 | 0 | 0 | 0 | 0 | 0 | 0 | 0 | 0 | 618967 | 125931.5 | 142455.5 | 894396 | 0 | 0 | 0 | 0 | 0 | 0 | 0 | 0
[9 empty] | 2017-09-13 | 2018 | 17-18 | 0 | 0 | 0 | 0 | 0 | 0 | 0 | 0 | 618967 | 125931.5 | 142455.5 | 894396 | 0 | 0 | 0 | 0 | 0 | 0 | 0 | 0
[9 empty] | 2017-09-14 | 2018 | 17-18 | 0 | 0 | 0 | 0 | 0 | 0 | 0 | 0 | 618967 | 125931.5 | 142455.5 | 894396 | 0 | 0 | 0 | 0 | 0 | 0 | 0 | 0
[9 empty] | 2017-09-15 | 2018 | 17-18 | 0 | 0 | 0 | 0 | 0 | 0 | 0 | 0 | 618967 | 125931.5 | 142455.5 | 894396 | 0 | 0 | 0 | 0 | 0 | 0 | 0 | 0
[9 empty] | 2017-09-16 | 2018 | 17-18 | 0 | 0 | 0 | 0 | 0 | 0 | 0 | 0 | 618967 | 125931.5 | 142455.5 | 894396 | 0 | 0 | 0 | 0 | 0 | 0 | 0 | 0
[9 empty] | 2017-09-17 | 2018 | 17-18 | 0 | 0 | 0 | 0 | 0 | 0 | 0 | 0 | 618967 | 125931.5 | 142455.5 | 894396 | 0 | 0 | 0 | 0 | 0 | 0 | 0 | 0
[9 empty] | 2017-09-18 | 2018 | 17-18 | 0 | 0 | 0 | 0 | 0 | 0 | 0 | 0 | 618967 | 125931.5 | 142455.5 | 894396 | 0 | 0 | 0 | 0 | 0 | 0 | 0 | 0
[9 empty] | 2017-09-19 | 2018 | 17-18 | 0 | 0 | 0 | 0 | 0 | 0 | 0 | 0 | 618967 | 125931.5 | 142455.5 | 894396 | 0 | 0 | 0 | 0 | 0 | 0 | 0 | 0
[9 empty] | 2017-09-20 | 2018 | 17-18 | 0 | 0 | 0 | 0 | 0 | 0 | 0 | 0 | 618967 | 125931.5 | 142455.5 | 894396 | 0 | 0 | 0 | 0 | 0 | 0 | 0 | 0
[9 empty] | 2017-09-21 | 2018 | 17-18 | 0 | 0 | 0 | 0 | 0 | 0 | 0 | 0 | 618967 | 125931.5 | 142455.5 | 894396 | 0 | 0 | 0 | 0 | 0 | 0 | 0 | 0
[9 empty] | 2017-09-22 | 2018 | 17-18 | 0 | 0 | 0 | 0 | 0 | 0 | 0 | 0 | 618967 | 125931.5 | 142455.5 | 894396 | 0 | 0 | 0 | 0 | 0 | 0 | 0 | 0
[9 empty] | 2017-09-23 | 2018 | 17-18 | 0 | 0 | 0 | 0 | 0 | 0 | 0 | 0 | 618967 | 125931.5 | 142455.5 | 894396 | 0 | 0 | 0 | 0 | 0 | 0 | 0 | 0
[9 empty] | 2017-09-24 | 2018 | 17-18 | 0 | 0 | 0 | 0 | 0 | 0 | 0 | 0 | 618967 | 125931.5 | 142455.5 | 894396 | 0 | 0 | 0 | 0 | 0 | 0 | 0 | 0
[9 empty] | 2017-09-25 | 2018 | 17-18 | 0 | 0 | 0 | 0 | 0 | 0 | 0 | 0 | 618967 | 125931.5 | 142455.5 | 894396 | 0 | 0 | 0 | 0 | 0 | 0 | 0 | 0
[9 empty] | 2017-09-26 | 2018 | 17-18 | 0 | 0 | 0 | 0 | 0 | 0 | 0 | 0 | 618967 | 125931.5 | 142455.5 | 894396 | 0 | 0 | 0 | 0 | 0 | 0 | 0 | 0
[9 empty] | 2017-09-27 | 2018 | 17-18 | 0 | 0 | 0 | 0 | 0 | 0 | 0 | 0 | 618967 | 125931.5 | 142455.5 | 894396 | 0 | 0 | 0 | 0 | 0 | 0 | 0 | 0
[9 empty] | 2017-09-28 | 2018 | 17-18 | 0 | 0 | 0 | 0 | 0 | 0 | 0 | 0 | 618967 | 125931.5 | 142455.5 | 894396 | 0 | 0 | 0 | 0 | 0 | 0 | 0 | 0
[9 empty] | 2017-09-29 | 2018 | 17-18 | 0 | 0 | 0 | 0 | 0 | 0 | 0 | 0 | 618967 | 125931.5 | 142455.5 | 894396 | 0 | 0 | 0 | 0 | 0 | 0 | 0 | 0
[9 empty] | 2017-09-30 | 2018 | 17-18 | 0 | 0 | 0 | 0 | 0 | 0 | 0 | 0 | 618967 | 125931.5 | 142455.5 | 894396 | 0 | 0 | 0 | 0 | 0 | 0 | 0 | 0
[9 empty] | 2017-10-01 | 2018 | 17-18 | 0 | 0 | 0 | 0 | 0 | 0 | 0 | 0 | 618967 | 125931.5 | 142455.5 | 894396 | 0 | 0 | 0 | 0 | 0 | 0 | 0 | 0
[9 empty] | 2017-10-02 | 2018 | 17-18 | 0 | 0 | 0 | 0 | 0 | 0 | 0 | 0 | 618967 | 125931.5 | 142455.5 | 894396 | 0 | 0 | 0 | 0 | 0 | 0 | 0 | 0
[9 empty] | 2017-10-03 | 2018 | 17-18 | 0 | 0 | 0 | 0 | 0 | 0 | 0 | 0 | 618967 | 125931.5 | 142455.5 | 894396 | 0 | 0 | 0 | 0 | 0 | 0 | 0 | 0
[9 empty] | 2017-10-04 | 2018 | 17-18 | 0 | 0 | 0 | 0 | 0 | 0 | 0 | 0 | 618967 | 125931.5 | 142455.5 | 894396 | 0 | 0 | 0 | 0 | 0 | 0 | 0 | 0
[9 empty] | 2017-10-05 | 2018 | 17-18 | 0 | 0 | 0 | 0 | 0 | 0 | 0 | 0 | 618967 | 125931.5 | 142455.5 | 894396 | 0 | 0 | 0 | 0 | 0 | 0 | 0 | 0
[9 empty] | 2017-10-06 | 2018 | 17-18 | 0 | 0 | 0 | 0 | 0 | 0 | 0 | 0 | 618967 | 125931.5 | 142455.5 | 894396 | 0 | 0 | 0 | 0 | 0 | 0 | 0 | 0
[9 empty] | 2017-10-07 | 2018 | 17-18 | 0 | 0 | 0 | 0 | 0 | 0 | 0 | 0 | 618967 | 125931.5 | 142455.5 | 894396 | 0 | 0 | 0 | 0 | 0 | 0 | 0 | 0
[9 empty] | 2017-10-08 | 2018 | 17-18 | 0 | 0 | 0 | 0 | 0 | 0 | 0 | 0 | 618967 | 125931.5 | 142455.5 | 894396 | 0 | 0 | 0 | 0 | 0 | 0 | 0 | 0
[9 empty] | 2017-10-09 | 2018 | 17-18 | 0 | 0 | 0 | 0 | 0 | 0 | 0 | 0 | 618967 | 125931.5 | 142455.5 | 894396 | 0 | 0 | 0 | 0 | 0 | 0 | 0 | 0
[9 empty] | 2017-10-10 | 2018 | 17-18 | 0 | 0 | 0 | 0 | 0 | 0 | 0 | 0 | 618967 | 125931.5 | 142455.5 | 894396 | 0 | 0 | 0 | 0 | 0 | 0 | 0 | 0
[9 empty] | 2017-10-11 | 2018 | 17-18 | 0 | 0 | 0 | 0 | 0 | 0 | 0 | 0 | 618967 | 125931.5 | 142455.5 | 894396 | 0 | 0 | 0 | 0 | 0 | 0 | 0 | 0
[9 empty] | 2017-10-12 | 2018 | 17-18 | 0 | 0 | 0 | 0 | 0 | 0 | 0 | 0 | 618967 | 125931.5 | 142455.5 | 894396 | 0 | 0 | 0 | 0 | 0 | 0 | 0 | 0
[9 empty] | 2017-10-13 | 2018 | 17-18 | 0 | 0 | 0 | 0 | 0 | 0 | 0 | 0 | 618967 | 125931.5 | 142455.5 | 894396 | 0 | 0 | 0 | 0 | 0 | 0 | 0 | 0
[9 empty] | 2017-10-14 | 2018 | 17-18 | 0 | 0 | 0 | 0 | 0 | 0 | 0 | 0 | 618967 | 125931.5 | 142455.5 | 894396 | 0 | 0 | 0 | 0 | 0 | 0 | 0 | 0
[9 empty] | 2017-10-15 | 2018 | 17-18 | 0 | 0 | 0 | 0 | 0 | 0 | 0 | 0 | 618967 | 125931.5 | 142455.5 | 894396 | 0 | 0 | 0 | 0 | 0 | 0 | 0 | 0
[9 empty] | 2017-10-16 | 2018 | 17-18 | 0 | 0 | 0 | 0 | 0 | 0 | 0 | 0 | 618967 | 125931.5 | 142455.5 | 894396 | 0 | 0 | 0 | 0 | 0 | 0 | 0 | 0
[9 empty] | 2017-10-17 | 2018 | 17-18 | 0 | 0 | 0 | 0 | 0 | 0 | 0 | 0 | 618967 | 125931.5 | 142455.5 | 894396 | 0 | 0 | 0 | 0 | 0 | 0 | 0 | 0
[9 empty] | 2017-10-18 | 2018 | 17-18 | 0 | 0 | 0 | 0 | 0 | 0 | 0 | 0 | 618967 | 125931.5 | 142455.5 | 894396 | 0 | 0 | 0 | 0 | 0 | 0 | 0 | 0
[9 empty] | 2017-10-19 | 2018 | 17-18 | 0 | 0 | 0 | 0 | 0 | 0 | 0 | 0 | 618967 | 125931.5 | 142455.5 | 894396 | 0 | 0 | 0 | 0 | 0 | 0 | 0 | 0
[9 empty] | 2017-10-20 | 2018 | 17-18 | 0 | 0 | 0 | 0 | 0 | 0 | 0 | 0 | 618967 | 125931.5 | 142455.5 | 894396 | 0 | 0 | 0 | 0 | 0 | 0 | 0 | 0
[9 empty] | 2017-10-21 | 2018 | 17-18 | 0 | 0 | 8926.2 | 8926.2 | 0 | 0 | 36 | 36 | 618967 | 125931.5 | 142455.5 | 894396 | 0 | 0 | 0.06266 | 0.0099801 | 0 | 0 | 0.00025271 | 4.0251e-05
[9 empty] | 2017-10-22 | 2018 | 17-18 | 0 | 0 | 0 | 0 | 0 | 0 | 0 | 0 | 618967 | 125931.5 | 142455.5 | 894396 | 0 | 0 | 0 | 0 | 0 | 0 | 0 | 0
[9 empty] | 2017-10-23 | 2018 | 17-18 | 0 | 0 | 0 | 0 | 0 | 0 | 0 | 0 | 618967 | 125931.5 | 142455.5 | 894396 | 0 | 0 | 0 | 0 | 0 | 0 | 0 | 0
[9 empty] | 2017-10-24 | 2018 | 17-18 | 0 | 0 | 21546 | 21546 | 0 | 0 | 57 | 57 | 618967 | 125931.5 | 142455.5 | 894396 | 0 | 0 | 0.15125 | 0.02409 | 0 | 0 | 0.00040012 | 6.373e-05
[9 empty] | 2017-10-25 | 2018 | 17-18 | 0 | 0 | 0 | 0 | 0 | 0 | 0 | 0 | 618967 | 125931.5 | 142455.5 | 894396 | 0 | 0 | 0 | 0 | 0 | 0 | 0 | 0
[9 empty] | 2017-10-26 | 2018 | 17-18 | 0 | 0 | 0 | 0 | 0 | 0 | 0 | 0 | 618967 | 125931.5 | 142455.5 | 894396 | 0 | 0 | 0 | 0 | 0 | 0 | 0 | 0
[9 empty] | 2017-10-27 | 2018 | 17-18 | 0 | 0 | 0 | 0 | 0 | 0 | 0 | 0 | 618967 | 125931.5 | 142455.5 | 894396 | 0 | 0 | 0 | 0 | 0 | 0 | 0 | 0
[9 empty] | 2017-10-28 | 2018 | 17-18 | 0 | 0 | 0 | 0 | 0 | 0 | 0 | 0 | 618967 | 125931.5 | 142455.5 | 894396 | 0 | 0 | 0 | 0 | 0 | 0 | 0 | 0
[9 empty] | 2017-10-29 | 2018 | 17-18 | 0 | 0 | 49201.6271 | 49201.6271 | 0 | 0 | 239.6667 | 239.6667 | 618967 | 125931.5 | 142455.5 | 894396 | 0 | 0 | 0.34538 | 0.055011 | 0 | 0 | 0.0016824 | 0.00026796
[9 empty] | 2017-10-30 | 2018 | 17-18 | 0 | 0 | 0 | 0 | 0 | 0 | 0 | 0 | 618967 | 125931.5 | 142455.5 | 894396 | 0 | 0 | 0 | 0 | 0 | 0 | 0 | 0
[9 empty] | 2017-10-31 | 2018 | 17-18 | 0 | 0 | 0 | 0 | 0 | 0 | 0 | 0 | 618967 | 125931.5 | 142455.5 | 894396 | 0 | 0 | 0 | 0 | 0 | 0 | 0 | 0
[9 empty] | 2017-11-01 | 2018 | 17-18 | 0 | 0 | 0 | 0 | 0 | 0 | 0 | 0 | 618967 | 125931.5 | 142455.5 | 894396 | 0 | 0 | 0 | 0 | 0 | 0 | 0 | 0
[9 empty] | 2017-11-02 | 2018 | 17-18 | 0 | 0 | 0 | 0 | 0 | 0 | 0 | 0 | 618967 | 125931.5 | 142455.5 | 894396 | 0 | 0 | 0 | 0 | 0 | 0 | 0 | 0
[9 empty] | 2017-11-03 | 2018 | 17-18 | 0 | 0 | 0 | 0 | 0 | 0 | 0 | 0 | 618967 | 125931.5 | 142455.5 | 894396 | 0 | 0 | 0 | 0 | 0 | 0 | 0 | 0
[9 empty] | 2017-11-04 | 2018 | 17-18 | 0 | 0 | 0 | 0 | 0 | 0 | 0 | 0 | 618967 | 125931.5 | 142455.5 | 894396 | 0 | 0 | 0 | 0 | 0 | 0 | 0 | 0
[9 empty] | 2017-11-05 | 2018 | 17-18 | 0 | 0 | 0 | 0 | 0 | 0 | 0 | 0 | 618967 | 125931.5 | 142455.5 | 894396 | 0 | 0 | 0 | 0 | 0 | 0 | 0 | 0
[9 empty] | 2017-11-06 | 2018 | 17-18 | 0 | 0 | 0 | 0 | 0 | 0 | 0 | 0 | 618967 | 125931.5 | 142455.5 | 894396 | 0 | 0 | 0 | 0 | 0 | 0 | 0 | 0
[9 empty] | 2017-11-07 | 2018 | 17-18 | 0 | 0 | 0 | 0 | 0 | 0 | 0 | 0 | 618967 | 125931.5 | 142455.5 | 894396 | 0 | 0 | 0 | 0 | 0 | 0 | 0 | 0
[9 empty] | 2017-11-08 | 2018 | 17-18 | 0 | 0 | 0 | 0 | 0 | 0 | 0 | 0 | 618967 | 125931.5 | 142455.5 | 894396 | 0 | 0 | 0 | 0 | 0 | 0 | 0 | 0
[9 empty] | 2017-11-09 | 2018 | 17-18 | 0 | 0 | 0 | 0 | 0 | 0 | 0 | 0 | 618967 | 125931.5 | 142455.5 | 894396 | 0 | 0 | 0 | 0 | 0 | 0 | 0 | 0
[9 empty] | 2017-11-10 | 2018 | 17-18 | 0 | 0 | 0 | 0 | 0 | 0 | 0 | 0 | 618967 | 125931.5 | 142455.5 | 894396 | 0 | 0 | 0 | 0 | 0 | 0 | 0 | 0
[9 empty] | 2017-11-11 | 2018 | 17-18 | 0 | 0 | 0 | 0 | 0 | 0 | 0 | 0 | 618967 | 125931.5 | 142455.5 | 894396 | 0 | 0 | 0 | 0 | 0 | 0 | 0 | 0
[9 empty] | 2017-11-12 | 2018 | 17-18 | 0 | 0 | 0 | 0 | 0 | 0 | 0 | 0 | 618967 | 125931.5 | 142455.5 | 894396 | 0 | 0 | 0 | 0 | 0 | 0 | 0 | 0
[9 empty] | 2017-11-13 | 2018 | 17-18 | 0 | 0 | 0 | 0 | 0 | 0 | 0 | 0 | 618967 | 125931.5 | 142455.5 | 894396 | 0 | 0 | 0 | 0 | 0 | 0 | 0 | 0
[9 empty] | 2017-11-14 | 2018 | 17-18 | 0 | 0 | 0 | 0 | 0 | 0 | 0 | 0 | 618967 | 125931.5 | 142455.5 | 894396 | 0 | 0 | 0 | 0 | 0 | 0 | 0 | 0
[9 empty] | 2017-11-15 | 2018 | 17-18 | 0 | 0 | 0 | 0 | 0 | 0 | 0 | 0 | 618967 | 125931.5 | 142455.5 | 894396 | 0 | 0 | 0 | 0 | 0 | 0 | 0 | 0
[9 empty] | 2017-11-16 | 2018 | 17-18 | 0 | 0 | 0 | 0 | 0 | 0 | 0 | 0 | 618967 | 125931.5 | 142455.5 | 894396 | 0 | 0 | 0 | 0 | 0 | 0 | 0 | 0
[9 empty] | 2017-11-17 | 2018 | 17-18 | 0 | 0 | 0 | 0 | 0 | 0 | 0 | 0 | 618967 | 125931.5 | 142455.5 | 894396 | 0 | 0 | 0 | 0 | 0 | 0 | 0 | 0
[9 empty] | 2017-11-18 | 2018 | 17-18 | 0 | 0 | 0 | 0 | 0 | 0 | 0 | 0 | 618967 | 125931.5 | 142455.5 | 894396 | 0 | 0 | 0 | 0 | 0 | 0 | 0 | 0
[9 empty] | 2017-11-19 | 2018 | 17-18 | 0 | 0 | 0 | 0 | 0 | 0 | 0 | 0 | 618967 | 125931.5 | 142455.5 | 894396 | 0 | 0 | 0 | 0 | 0 | 0 | 0 | 0
[9 empty] | 2017-11-20 | 2018 | 17-18 | 0 | 0 | 0 | 0 | 0 | 0 | 0 | 0 | 618967 | 125931.5 | 142455.5 | 894396 | 0 | 0 | 0 | 0 | 0 | 0 | 0 | 0
[9 empty] | 2017-11-21 | 2018 | 17-18 | 0 | 0 | 0 | 0 | 0 | 0 | 0 | 0 | 618967 | 125931.5 | 142455.5 | 894396 | 0 | 0 | 0 | 0 | 0 | 0 | 0 | 0
[9 empty] | 2017-11-22 | 2018 | 17-18 | 0 | 0 | 0 | 0 | 0 | 0 | 0 | 0 | 618967 | 125931.5 | 142455.5 | 894396 | 0 | 0 | 0 | 0 | 0 | 0 | 0 | 0
[9 empty] | 2017-11-23 | 2018 | 17-18 | 0 | 0 | 28329.95 | 28329.95 | 0 | 0 | 46 | 46 | 618967 | 125931.5 | 142455.5 | 894396 | 0 | 0 | 0.19887 | 0.031675 | 0 | 0 | 0.00032291 | 5.1431e-05
[9 empty] | 2017-11-24 | 2018 | 17-18 | 0 | 0 | 0 | 0 | 0 | 0 | 0 | 0 | 618967 | 125931.5 | 142455.5 | 894396 | 0 | 0 | 0 | 0 | 0 | 0 | 0 | 0
[9 empty] | 2017-11-25 | 2018 | 17-18 | 0 | 0 | 0 | 0 | 0 | 0 | 0 | 0 | 618967 | 125931.5 | 142455.5 | 894396 | 0 | 0 | 0 | 0 | 0 | 0 | 0 | 0
[9 empty] | 2017-11-26 | 2018 | 17-18 | 0 | 0 | 0 | 0 | 0 | 0 | 0 | 0 | 618967 | 125931.5 | 142455.5 | 894396 | 0 | 0 | 0 | 0 | 0 | 0 | 0 | 0
[9 empty] | 2017-11-27 | 2018 | 17-18 | 0 | 0 | 0 | 0 | 0 | 0 | 0 | 0 | 618967 | 125931.5 | 142455.5 | 894396 | 0 | 0 | 0 | 0 | 0 | 0 | 0 | 0
[9 empty] | 2017-11-28 | 2018 | 17-18 | 0 | 0 | 0 | 0 | 0 | 0 | 0 | 0 | 618967 | 125931.5 | 142455.5 | 894396 | 0 | 0 | 0 | 0 | 0 | 0 | 0 | 0
[9 empty] | 2017-11-29 | 2018 | 17-18 | 0 | 0 | 0 | 0 | 0 | 0 | 0 | 0 | 618967 | 125931.5 | 142455.5 | 894396 | 0 | 0 | 0 | 0 | 0 | 0 | 0 | 0
[9 empty] | 2017-11-30 | 2018 | 17-18 | 0 | 0 | 0 | 0 | 0 | 0 | 0 | 0 | 618967 | 125931.5 | 142455.5 | 894396 | 0 | 0 | 0 | 0 | 0 | 0 | 0 | 0
[9 empty] | 2017-12-01 | 2018 | 17-18 | 0 | 0 | 0 | 0 | 0 | 0 | 0 | 0 | 618967 | 125931.5 | 142455.5 | 894396 | 0 | 0 | 0 | 0 | 0 | 0 | 0 | 0
[9 empty] | 2017-12-02 | 2018 | 17-18 | 0 | 0 | 0 | 0 | 0 | 0 | 0 | 0 | 618967 | 125931.5 | 142455.5 | 894396 | 0 | 0 | 0 | 0 | 0 | 0 | 0 | 0
[9 empty] | 2017-12-03 | 2018 | 17-18 | 0 | 0 | 0 | 0 | 0 | 0 | 0 | 0 | 618967 | 125931.5 | 142455.5 | 894396 | 0 | 0 | 0 | 0 | 0 | 0 | 0 | 0
[9 empty] | 2017-12-04 | 2018 | 17-18 | 0 | 0 | 0 | 0 | 0 | 0 | 0 | 0 | 618967 | 125931.5 | 142455.5 | 894396 | 0 | 0 | 0 | 0 | 0 | 0 | 0 | 0
[9 empty] | 2017-12-05 | 2018 | 17-18 | 0 | 0 | 0 | 0 | 0 | 0 | 0 | 0 | 618967 | 125931.5 | 142455.5 | 894396 | 0 | 0 | 0 | 0 | 0 | 0 | 0 | 0
[9 empty] | 2017-12-06 | 2018 | 17-18 | 0 | 0 | 0 | 0 | 0 | 0 | 0 | 0 | 618967 | 125931.5 | 142455.5 | 894396 | 0 | 0 | 0 | 0 | 0 | 0 | 0 | 0
[9 empty] | 2017-12-07 | 2018 | 17-18 | 0 | 0 | 0 | 0 | 0 | 0 | 0 | 0 | 618967 | 125931.5 | 142455.5 | 894396 | 0 | 0 | 0 | 0 | 0 | 0 | 0 | 0
[9 empty] | 2017-12-08 | 2018 | 17-18 | 0 | 0 | 0 | 0 | 0 | 0 | 0 | 0 | 618967 | 125931.5 | 142455.5 | 894396 | 0 | 0 | 0 | 0 | 0 | 0 | 0 | 0
[9 empty] | 2017-12-09 | 2018 | 17-18 | 0 | 0 | 0 | 0 | 0 | 0 | 0 | 0 | 618967 | 125931.5 | 142455.5 | 894396 | 0 | 0 | 0 | 0 | 0 | 0 | 0 | 0
[9 empty] | 2017-12-10 | 2018 | 17-18 | 0 | 0 | 0 | 0 | 0 | 0 | 0 | 0 | 618967 | 125931.5 | 142455.5 | 894396 | 0 | 0 | 0 | 0 | 0 | 0 | 0 | 0
[9 empty] | 2017-12-11 | 2018 | 17-18 | 0 | 0 | 0 | 0 | 0 | 0 | 0 | 0 | 618967 | 125931.5 | 142455.5 | 894396 | 0 | 0 | 0 | 0 | 0 | 0 | 0 | 0
[9 empty] | 2017-12-12 | 2018 | 17-18 | 0 | 0 | 0 | 0 | 0 | 0 | 0 | 0 | 618967 | 125931.5 | 142455.5 | 894396 | 0 | 0 | 0 | 0 | 0 | 0 | 0 | 0
[9 empty] | 2017-12-13 | 2018 | 17-18 | 0 | 0 | 0 | 0 | 0 | 0 | 0 | 0 | 618967 | 125931.5 | 142455.5 | 894396 | 0 | 0 | 0 | 0 | 0 | 0 | 0 | 0
[9 empty] | 2017-12-14 | 2018 | 17-18 | 0 | 0 | 0 | 0 | 0 | 0 | 0 | 0 | 618967 | 125931.5 | 142455.5 | 894396 | 0 | 0 | 0 | 0 | 0 | 0 | 0 | 0
[9 empty] | 2017-12-15 | 2018 | 17-18 | 0 | 0 | 0 | 0 | 0 | 0 | 0 | 0 | 618967 | 125931.5 | 142455.5 | 894396 | 0 | 0 | 0 | 0 | 0 | 0 | 0 | 0
[9 empty] | 2017-12-16 | 2018 | 17-18 | 0 | 0 | 0 | 0 | 0 | 0 | 0 | 0 | 618967 | 125931.5 | 142455.5 | 894396 | 0 | 0 | 0 | 0 | 0 | 0 | 0 | 0
[9 empty] | 2017-12-17 | 2018 | 17-18 | 0 | 0 | 0 | 0 | 0 | 0 | 0 | 0 | 618967 | 125931.5 | 142455.5 | 894396 | 0 | 0 | 0 | 0 | 0 | 0 | 0 | 0
[9 empty] | 2017-12-18 | 2018 | 17-18 | 0 | 0 | 153764.15 | 153764.15 | 0 | 0 | 1131 | 1131 | 618967 | 125931.5 | 142455.5 | 894396 | 0 | 0 | 1.0794 | 0.17192 | 0 | 0 | 0.0079393 | 0.0012645
[9 empty] | 2017-12-19 | 2018 | 17-18 | 0 | 0 | 0 | 0 | 0 | 0 | 0 | 0 | 618967 | 125931.5 | 142455.5 | 894396 | 0 | 0 | 0 | 0 | 0 | 0 | 0 | 0
[9 empty] | 2017-12-20 | 2018 | 17-18 | 0 | 0 | 0 | 0 | 0 | 0 | 0 | 0 | 618967 | 125931.5 | 142455.5 | 894396 | 0 | 0 | 0 | 0 | 0 | 0 | 0 | 0
[9 empty] | 2017-12-21 | 2018 | 17-18 | 0 | 0 | 0 | 0 | 0 | 0 | 0 | 0 | 618967 | 125931.5 | 142455.5 | 894396 | 0 | 0 | 0 | 0 | 0 | 0 | 0 | 0
[9 empty] | 2017-12-22 | 2018 | 17-18 | 0 | 0 | 12674.9 | 12674.9 | 0 | 0 | 46 | 46 | 618967 | 125931.5 | 142455.5 | 894396 | 0 | 0 | 0.088974 | 0.014171 | 0 | 0 | 0.00032291 | 5.1431e-05
[9 empty] | 2017-12-23 | 2018 | 17-18 | 0 | 0 | 0 | 0 | 0 | 0 | 0 | 0 | 618967 | 125931.5 | 142455.5 | 894396 | 0 | 0 | 0 | 0 | 0 | 0 | 0 | 0
[9 empty] | 2017-12-24 | 2018 | 17-18 | 0 | 0 | 0 | 0 | 0 | 0 | 0 | 0 | 618967 | 125931.5 | 142455.5 | 894396 | 0 | 0 | 0 | 0 | 0 | 0 | 0 | 0
[9 empty] | 2017-12-25 | 2018 | 17-18 | 0 | 0 | 0 | 0 | 0 | 0 | 0 | 0 | 618967 | 125931.5 | 142455.5 | 894396 | 0 | 0 | 0 | 0 | 0 | 0 | 0 | 0
[9 empty] | 2017-12-26 | 2018 | 17-18 | 0 | 0 | 0 | 0 | 0 | 0 | 0 | 0 | 618967 | 125931.5 | 142455.5 | 894396 | 0 | 0 | 0 | 0 | 0 | 0 | 0 | 0
[9 empty] | 2017-12-27 | 2018 | 17-18 | 0 | 0 | 0 | 0 | 0 | 0 | 0 | 0 | 618967 | 125931.5 | 142455.5 | 894396 | 0 | 0 | 0 | 0 | 0 | 0 | 0 | 0
[9 empty] | 2017-12-28 | 2018 | 17-18 | 0 | 0 | 0 | 0 | 0 | 0 | 0 | 0 | 618967 | 125931.5 | 142455.5 | 894396 | 0 | 0 | 0 | 0 | 0 | 0 | 0 | 0
[9 empty] | 2017-12-29 | 2018 | 17-18 | 0 | 0 | 0 | 0 | 0 | 0 | 0 | 0 | 618967 | 125931.5 | 142455.5 | 894396 | 0 | 0 | 0 | 0 | 0 | 0 | 0 | 0
[9 empty] | 2017-12-30 | 2018 | 17-18 | 0 | 0 | 0 | 0 | 0 | 0 | 0 | 0 | 618967 | 125931.5 | 142455.5 | 894396 | 0 | 0 | 0 | 0 | 0 | 0 | 0 | 0
[9 empty] | 2017-12-31 | 2018 | 17-18 | 0 | 0 | 0 | 0 | 0 | 0 | 0 | 0 | 618967 | 125931.5 | 142455.5 | 894396 | 0 | 0 | 0 | 0 | 0 | 0 | 0 | 0
[9 empty] | 2018-01-01 | 2018 | 17-18 | 0 | 0 | 0 | 0 | 0 | 0 | 0 | 0 | 618967 | 125931.5 | 142455.5 | 894396 | 0 | 0 | 0 | 0 | 0 | 0 | 0 | 0
[9 empty] | 2018-01-02 | 2018 | 17-18 | 0 | 0 | 0 | 0 | 0 | 0 | 0 | 0 | 618967 | 125931.5 | 142455.5 | 894396 | 0 | 0 | 0 | 0 | 0 | 0 | 0 | 0
[9 empty] | 2018-01-03 | 2018 | 17-18 | 0 | 0 | 0 | 0 | 0 | 0 | 0 | 0 | 618967 | 125931.5 | 142455.5 | 894396 | 0 | 0 | 0 | 0 | 0 | 0 | 0 | 0
[9 empty] | 2018-01-04 | 2018 | 17-18 | 0 | 0 | 0 | 0 | 0 | 0 | 0 | 0 | 618967 | 125931.5 | 142455.5 | 894396 | 0 | 0 | 0 | 0 | 0 | 0 | 0 | 0
[9 empty] | 2018-01-05 | 2018 | 17-18 | 0 | 0 | 0 | 0 | 0 | 0 | 0 | 0 | 618967 | 125931.5 | 142455.5 | 894396 | 0 | 0 | 0 | 0 | 0 | 0 | 0 | 0
[9 empty] | 2018-01-06 | 2018 | 17-18 | 0 | 0 | 0 | 0 | 0 | 0 | 0 | 0 | 618967 | 125931.5 | 142455.5 | 894396 | 0 | 0 | 0 | 0 | 0 | 0 | 0 | 0
[9 empty] | 2018-01-07 | 2018 | 17-18 | 0 | 0 | 0 | 0 | 0 | 0 | 0 | 0 | 618967 | 125931.5 | 142455.5 | 894396 | 0 | 0 | 0 | 0 | 0 | 0 | 0 | 0
[9 empty] | 2018-01-08 | 2018 | 17-18 | 0 | 0 | 0 | 0 | 0 | 0 | 0 | 0 | 618967 | 125931.5 | 142455.5 | 894396 | 0 | 0 | 0 | 0 | 0 | 0 | 0 | 0
[9 empty] | 2018-01-09 | 2018 | 17-18 | 0 | 0 | 0 | 0 | 0 | 0 | 0 | 0 | 618967 | 125931.5 | 142455.5 | 894396 | 0 | 0 | 0 | 0 | 0 | 0 | 0 | 0
[9 empty] | 2018-01-10 | 2018 | 17-18 | 0 | 0 | 0 | 0 | 0 | 0 | 0 | 0 | 618967 | 125931.5 | 142455.5 | 894396 | 0 | 0 | 0 | 0 | 0 | 0 | 0 | 0
[9 empty] | 2018-01-11 | 2018 | 17-18 | 0 | 0 | 0 | 0 | 0 | 0 | 0 | 0 | 618967 | 125931.5 | 142455.5 | 894396 | 0 | 0 | 0 | 0 | 0 | 0 | 0 | 0
[9 empty] | 2018-01-12 | 2018 | 17-18 | 0 | 0 | 0 | 0 | 0 | 0 | 0 | 0 | 618967 | 125931.5 | 142455.5 | 894396 | 0 | 0 | 0 | 0 | 0 | 0 | 0 | 0
[9 empty] | 2018-01-13 | 2018 | 17-18 | 0 | 0 | 0 | 0 | 0 | 0 | 0 | 0 | 618967 | 125931.5 | 142455.5 | 894396 | 0 | 0 | 0 | 0 | 0 | 0 | 0 | 0
[9 empty] | 2018-01-14 | 2018 | 17-18 | 0 | 0 | 0 | 0 | 0 | 0 | 0 | 0 | 618967 | 125931.5 | 142455.5 | 894396 | 0 | 0 | 0 | 0 | 0 | 0 | 0 | 0
[9 empty] | 2018-01-15 | 2018 | 17-18 | 0 | 0 | 0 | 0 | 0 | 0 | 0 | 0 | 618967 | 125931.5 | 142455.5 | 894396 | 0 | 0 | 0 | 0 | 0 | 0 | 0 | 0
[9 empty] | 2018-01-16 | 2018 | 17-18 | 0 | 0 | 0 | 0 | 0 | 0 | 0 | 0 | 618967 | 125931.5 | 142455.5 | 894396 | 0 | 0 | 0 | 0 | 0 | 0 | 0 | 0
[9 empty] | 2018-01-17 | 2018 | 17-18 | 0 | 0 | 0 | 0 | 0 | 0 | 0 | 0 | 618967 | 125931.5 | 142455.5 | 894396 | 0 | 0 | 0 | 0 | 0 | 0 | 0 | 0
[9 empty] | 2018-01-18 | 2018 | 17-18 | 0 | 0 | 0 | 0 | 0 | 0 | 0 | 0 | 618967 | 125931.5 | 142455.5 | 894396 | 0 | 0 | 0 | 0 | 0 | 0 | 0 | 0
[9 empty] | 2018-01-19 | 2018 | 17-18 | 0 | 0 | 6057.2 | 6057.2 | 0 | 0 | 26 | 26 | 618967 | 125931.5 | 142455.5 | 894396 | 0 | 0 | 0.04252 | 0.0067724 | 0 | 0 | 0.00018251 | 2.907e-05
[9 empty] | 2018-01-20 | 2018 | 17-18 | 0 | 0 | 12294.9 | 12294.9 | 0 | 0 | 32 | 32 | 618967 | 125931.5 | 142455.5 | 894396 | 0 | 0 | 0.086307 | 0.013747 | 0 | 0 | 0.00022463 | 3.5778e-05
[9 empty] | 2018-01-21 | 2018 | 17-18 | 0 | 0 | 0 | 0 | 0 | 0 | 0 | 0 | 618967 | 125931.5 | 142455.5 | 894396 | 0 | 0 | 0 | 0 | 0 | 0 | 0 | 0
[9 empty] | 2018-01-22 | 2018 | 17-18 | 0 | 0 | 0 | 0 | 0 | 0 | 0 | 0 | 618967 | 125931.5 | 142455.5 | 894396 | 0 | 0 | 0 | 0 | 0 | 0 | 0 | 0
[9 empty] | 2018-01-23 | 2018 | 17-18 | 0 | 0 | 0 | 0 | 0 | 0 | 0 | 0 | 618967 | 125931.5 | 142455.5 | 894396 | 0 | 0 | 0 | 0 | 0 | 0 | 0 | 0
[9 empty] | 2018-01-24 | 2018 | 17-18 | 0 | 0 | 0 | 0 | 0 | 0 | 0 | 0 | 618967 | 125931.5 | 142455.5 | 894396 | 0 | 0 | 0 | 0 | 0 | 0 | 0 | 0
[9 empty] | 2018-01-25 | 2018 | 17-18 | 0 | 0 | 0 | 0 | 0 | 0 | 0 | 0 | 618967 | 125931.5 | 142455.5 | 894396 | 0 | 0 | 0 | 0 | 0 | 0 | 0 | 0
[9 empty] | 2018-01-26 | 2018 | 17-18 | 0 | 0 | 0 | 0 | 0 | 0 | 0 | 0 | 618967 | 125931.5 | 142455.5 | 894396 | 0 | 0 | 0 | 0 | 0 | 0 | 0 | 0
[9 empty] | 2018-01-27 | 2018 | 17-18 | 0 | 0 | 0 | 0 | 0 | 0 | 0 | 0 | 618967 | 125931.5 | 142455.5 | 894396 | 0 | 0 | 0 | 0 | 0 | 0 | 0 | 0
[9 empty] | 2018-01-28 | 2018 | 17-18 | 0 | 0 | 0 | 0 | 0 | 0 | 0 | 0 | 618967 | 125931.5 | 142455.5 | 894396 | 0 | 0 | 0 | 0 | 0 | 0 | 0 | 0
[9 empty] | 2018-01-29 | 2018 | 17-18 | 0 | 0 | 0 | 0 | 0 | 0 | 0 | 0 | 618967 | 125931.5 | 142455.5 | 894396 | 0 | 0 | 0 | 0 | 0 | 0 | 0 | 0
[9 empty] | 2018-01-30 | 2018 | 17-18 | 0 | 0 | 0 | 0 | 0 | 0 | 0 | 0 | 618967 | 125931.5 | 142455.5 | 894396 | 0 | 0 | 0 | 0 | 0 | 0 | 0 | 0
[9 empty] | 2018-01-31 | 2018 | 17-18 | 0 | 0 | 0 | 0 | 0 | 0 | 0 | 0 | 618967 | 125931.5 | 142455.5 | 894396 | 0 | 0 | 0 | 0 | 0 | 0 | 0 | 0
[9 empty] | 2018-02-01 | 2018 | 17-18 | 0 | 0 | 0 | 0 | 0 | 0 | 0 | 0 | 618967 | 125931.5 | 142455.5 | 894396 | 0 | 0 | 0 | 0 | 0 | 0 | 0 | 0
[9 empty] | 2018-02-02 | 2018 | 17-18 | 0 | 0 | 0 | 0 | 0 | 0 | 0 | 0 | 618967 | 125931.5 | 142455.5 | 894396 | 0 | 0 | 0 | 0 | 0 | 0 | 0 | 0
[9 empty] | 2018-02-03 | 2018 | 17-18 | 0 | 0 | 0 | 0 | 0 | 0 | 0 | 0 | 618967 | 125931.5 | 142455.5 | 894396 | 0 | 0 | 0 | 0 | 0 | 0 | 0 | 0
[9 empty] | 2018-02-04 | 2018 | 17-18 | 0 | 0 | 0 | 0 | 0 | 0 | 0 | 0 | 618967 | 125931.5 | 142455.5 | 894396 | 0 | 0 | 0 | 0 | 0 | 0 | 0 | 0
[9 empty] | 2018-02-05 | 2018 | 17-18 | 0 | 0 | 0 | 0 | 0 | 0 | 0 | 0 | 618967 | 125931.5 | 142455.5 | 894396 | 0 | 0 | 0 | 0 | 0 | 0 | 0 | 0
[9 empty] | 2018-02-06 | 2018 | 17-18 | 0 | 0 | 0 | 0 | 0 | 0 | 0 | 0 | 618967 | 125931.5 | 142455.5 | 894396 | 0 | 0 | 0 | 0 | 0 | 0 | 0 | 0
[9 empty] | 2018-02-07 | 2018 | 17-18 | 0 | 0 | 0 | 0 | 0 | 0 | 0 | 0 | 618967 | 125931.5 | 142455.5 | 894396 | 0 | 0 | 0 | 0 | 0 | 0 | 0 | 0
[9 empty] | 2018-02-08 | 2018 | 17-18 | 0 | 0 | 0 | 0 | 0 | 0 | 0 | 0 | 618967 | 125931.5 | 142455.5 | 894396 | 0 | 0 | 0 | 0 | 0 | 0 | 0 | 0
[9 empty] | 2018-02-09 | 2018 | 17-18 | 0 | 0 | 0 | 0 | 0 | 0 | 0 | 0 | 618967 | 125931.5 | 142455.5 | 894396 | 0 | 0 | 0 | 0 | 0 | 0 | 0 | 0
[9 empty] | 2018-02-10 | 2018 | 17-18 | 0 | 0 | 0 | 0 | 0 | 0 | 0 | 0 | 618967 | 125931.5 | 142455.5 | 894396 | 0 | 0 | 0 | 0 | 0 | 0 | 0 | 0
[9 empty] | 2018-02-11 | 2018 | 17-18 | 0 | 0 | 0 | 0 | 0 | 0 | 0 | 0 | 618967 | 125931.5 | 142455.5 | 894396 | 0 | 0 | 0 | 0 | 0 | 0 | 0 | 0
[9 empty] | 2018-02-12 | 2018 | 17-18 | 0 | 0 | 0 | 0 | 0 | 0 | 0 | 0 | 618967 | 125931.5 | 142455.5 | 894396 | 0 | 0 | 0 | 0 | 0 | 0 | 0 | 0
[9 empty] | 2018-02-13 | 2018 | 17-18 | 0 | 0 | 0 | 0 | 0 | 0 | 0 | 0 | 618967 | 125931.5 | 142455.5 | 894396 | 0 | 0 | 0 | 0 | 0 | 0 | 0 | 0
[9 empty] | 2018-02-14 | 2018 | 17-18 | 0 | 0 | 0 | 0 | 0 | 0 | 0 | 0 | 618967 | 125931.5 | 142455.5 | 894396 | 0 | 0 | 0 | 0 | 0 | 0 | 0 | 0
[9 empty] | 2018-02-15 | 2018 | 17-18 | 0 | 0 | 0 | 0 | 0 | 0 | 0 | 0 | 618967 | 125931.5 | 142455.5 | 894396 | 0 | 0 | 0 | 0 | 0 | 0 | 0 | 0
[9 empty] | 2018-02-16 | 2018 | 17-18 | 0 | 0 | 0 | 0 | 0 | 0 | 0 | 0 | 618967 | 125931.5 | 142455.5 | 894396 | 0 | 0 | 0 | 0 | 0 | 0 | 0 | 0
[9 empty] | 2018-02-17 | 2018 | 17-18 | 0 | 0 | 0 | 0 | 0 | 0 | 0 | 0 | 618967 | 125931.5 | 142455.5 | 894396 | 0 | 0 | 0 | 0 | 0 | 0 | 0 | 0
[9 empty] | 2018-02-18 | 2018 | 17-18 | 0 | 0 | 30254.7 | 30254.7 | 0 | 0 | 210 | 210 | 618967 | 125931.5 | 142455.5 | 894396 | 0 | 0 | 0.21238 | 0.033827 | 0 | 0 | 0.0014741 | 0.0002348
[9 empty] | 2018-02-19 | 2018 | 17-18 | 0 | 0 | 0 | 0 | 0 | 0 | 0 | 0 | 618967 | 125931.5 | 142455.5 | 894396 | 0 | 0 | 0 | 0 | 0 | 0 | 0 | 0
[9 empty] | 2018-02-20 | 2018 | 17-18 | 0 | 0 | 0 | 0 | 0 | 0 | 0 | 0 | 618967 | 125931.5 | 142455.5 | 894396 | 0 | 0 | 0 | 0 | 0 | 0 | 0 | 0
[9 empty] | 2018-02-21 | 2018 | 17-18 | 0 | 0 | 0 | 0 | 0 | 0 | 0 | 0 | 618967 | 125931.5 | 142455.5 | 894396 | 0 | 0 | 0 | 0 | 0 | 0 | 0 | 0
[9 empty] | 2018-02-22 | 2018 | 17-18 | 0 | 0 | 0 | 0 | 0 | 0 | 0 | 0 | 618967 | 125931.5 | 142455.5 | 894396 | 0 | 0 | 0 | 0 | 0 | 0 | 0 | 0
[9 empty] | 2018-02-23 | 2018 | 17-18 | 0 | 0 | 0 | 0 | 0 | 0 | 0 | 0 | 618967 | 125931.5 | 142455.5 | 894396 | 0 | 0 | 0 | 0 | 0 | 0 | 0 | 0
[9 empty] | 2018-02-24 | 2018 | 17-18 | 0 | 0 | 0 | 0 | 0 | 0 | 0 | 0 | 618967 | 125931.5 | 142455.5 | 894396 | 0 | 0 | 0 | 0 | 0 | 0 | 0 | 0
[9 empty] | 2018-02-25 | 2018 | 17-18 | 0 | 0 | 0 | 0 | 0 | 0 | 0 | 0 | 618967 | 125931.5 | 142455.5 | 894396 | 0 | 0 | 0 | 0 | 0 | 0 | 0 | 0
[9 empty] | 2018-02-26 | 2018 | 17-18 | 0 | 0 | 0 | 0 | 0 | 0 | 0 | 0 | 618967 | 125931.5 | 142455.5 | 894396 | 0 | 0 | 0 | 0 | 0 | 0 | 0 | 0
[9 empty] | 2018-02-27 | 2018 | 17-18 | 0 | 0 | 0 | 0 | 0 | 0 | 0 | 0 | 618967 | 125931.5 | 142455.5 | 894396 | 0 | 0 | 0 | 0 | 0 | 0 | 0 | 0
[9 empty] | 2018-02-28 | 2018 | 17-18 | 0 | 0 | 0 | 0 | 0 | 0 | 0 | 0 | 618967 | 125931.5 | 142455.5 | 894396 | 0 | 0 | 0 | 0 | 0 | 0 | 0 | 0
[9 empty] | 2018-03-01 | 2018 | 17-18 | 0 | 0 | 0 | 0 | 0 | 0 | 0 | 0 | 618967 | 125931.5 | 142455.5 | 894396 | 0 | 0 | 0 | 0 | 0 | 0 | 0 | 0
[9 empty] | 2018-03-02 | 2018 | 17-18 | 0 | 0 | 0 | 0 | 0 | 0 | 0 | 0 | 618967 | 125931.5 | 142455.5 | 894396 | 0 | 0 | 0 | 0 | 0 | 0 | 0 | 0
[9 empty] | 2018-03-03 | 2018 | 17-18 | 0 | 0 | 0 | 0 | 0 | 0 | 0 | 0 | 618967 | 125931.5 | 142455.5 | 894396 | 0 | 0 | 0 | 0 | 0 | 0 | 0 | 0
[9 empty] | 2018-03-04 | 2018 | 17-18 | 0 | 0 | 0 | 0 | 0 | 0 | 0 | 0 | 618967 | 125931.5 | 142455.5 | 894396 | 0 | 0 | 0 | 0 | 0 | 0 | 0 | 0
[9 empty] | 2018-03-05 | 2018 | 17-18 | 0 | 0 | 0 | 0 | 0 | 0 | 0 | 0 | 618967 | 125931.5 | 142455.5 | 894396 | 0 | 0 | 0 | 0 | 0 | 0 | 0 | 0
[9 empty] | 2018-03-06 | 2018 | 17-18 | 0 | 0 | 0 | 0 | 0 | 0 | 0 | 0 | 618967 | 125931.5 | 142455.5 | 894396 | 0 | 0 | 0 | 0 | 0 | 0 | 0 | 0
[9 empty] | 2018-03-07 | 2018 | 17-18 | 0 | 0 | 0 | 0 | 0 | 0 | 0 | 0 | 618967 | 125931.5 | 142455.5 | 894396 | 0 | 0 | 0 | 0 | 0 | 0 | 0 | 0
[9 empty] | 2018-03-08 | 2018 | 17-18 | 0 | 0 | 0 | 0 | 0 | 0 | 0 | 0 | 618967 | 125931.5 | 142455.5 | 894396 | 0 | 0 | 0 | 0 | 0 | 0 | 0 | 0
[9 empty] | 2018-03-09 | 2018 | 17-18 | 0 | 0 | 0 | 0 | 0 | 0 | 0 | 0 | 618967 | 125931.5 | 142455.5 | 894396 | 0 | 0 | 0 | 0 | 0 | 0 | 0 | 0
[9 empty] | 2018-03-10 | 2018 | 17-18 | 0 | 0 | 0 | 0 | 0 | 0 | 0 | 0 | 618967 | 125931.5 | 142455.5 | 894396 | 0 | 0 | 0 | 0 | 0 | 0 | 0 | 0
[9 empty] | 2018-03-11 | 2018 | 17-18 | 0 | 0 | 0 | 0 | 0 | 0 | 0 | 0 | 618967 | 125931.5 | 142455.5 | 894396 | 0 | 0 | 0 | 0 | 0 | 0 | 0 | 0
[9 empty] | 2018-03-12 | 2018 | 17-18 | 0 | 0 | 0 | 0 | 0 | 0 | 0 | 0 | 618967 | 125931.5 | 142455.5 | 894396 | 0 | 0 | 0 | 0 | 0 | 0 | 0 | 0
[9 empty] | 2018-03-13 | 2018 | 17-18 | 0 | 0 | 0 | 0 | 0 | 0 | 0 | 0 | 618967 | 125931.5 | 142455.5 | 894396 | 0 | 0 | 0 | 0 | 0 | 0 | 0 | 0
[9 empty] | 2018-03-14 | 2018 | 17-18 | 0 | 0 | 0 | 0 | 0 | 0 | 0 | 0 | 618967 | 125931.5 | 142455.5 | 894396 | 0 | 0 | 0 | 0 | 0 | 0 | 0 | 0
[9 empty] | 2018-03-15 | 2018 | 17-18 | 0 | 0 | 0 | 0 | 0 | 0 | 0 | 0 | 618967 | 125931.5 | 142455.5 | 894396 | 0 | 0 | 0 | 0 | 0 | 0 | 0 | 0
[9 empty] | 2018-03-16 | 2018 | 17-18 | 0 | 0 | 0 | 0 | 0 | 0 | 0 | 0 | 618967 | 125931.5 | 142455.5 | 894396 | 0 | 0 | 0 | 0 | 0 | 0 | 0 | 0
[9 empty] | 2018-03-17 | 2018 | 17-18 | 0 | 0 | 0 | 0 | 0 | 0 | 0 | 0 | 618967 | 125931.5 | 142455.5 | 894396 | 0 | 0 | 0 | 0 | 0 | 0 | 0 | 0
[9 empty] | 2018-03-18 | 2018 | 17-18 | 0 | 0 | 0 | 0 | 0 | 0 | 0 | 0 | 618967 | 125931.5 | 142455.5 | 894396 | 0 | 0 | 0 | 0 | 0 | 0 | 0 | 0
[9 empty] | 2018-03-19 | 2018 | 17-18 | 0 | 0 | 0 | 0 | 0 | 0 | 0 | 0 | 618967 | 125931.5 | 142455.5 | 894396 | 0 | 0 | 0 | 0 | 0 | 0 | 0 | 0
[9 empty] | 2018-03-20 | 2018 | 17-18 | 0 | 0 | 0 | 0 | 0 | 0 | 0 | 0 | 618967 | 125931.5 | 142455.5 | 894396 | 0 | 0 | 0 | 0 | 0 | 0 | 0 | 0
[9 empty] | 2018-03-21 | 2018 | 17-18 | 0 | 0 | 0 | 0 | 0 | 0 | 0 | 0 | 618967 | 125931.5 | 142455.5 | 894396 | 0 | 0 | 0 | 0 | 0 | 0 | 0 | 0
[9 empty] | 2018-03-22 | 2018 | 17-18 | 0 | 0 | 0 | 0 | 0 | 0 | 0 | 0 | 618967 | 125931.5 | 142455.5 | 894396 | 0 | 0 | 0 | 0 | 0 | 0 | 0 | 0
[9 empty] | 2018-03-23 | 2018 | 17-18 | 0 | 0 | 0 | 0 | 0 | 0 | 0 | 0 | 618967 | 125931.5 | 142455.5 | 894396 | 0 | 0 | 0 | 0 | 0 | 0 | 0 | 0
[9 empty] | 2018-03-24 | 2018 | 17-18 | 0 | 0 | 0 | 0 | 0 | 0 | 0 | 0 | 618967 | 125931.5 | 142455.5 | 894396 | 0 | 0 | 0 | 0 | 0 | 0 | 0 | 0
[9 empty] | 2018-03-25 | 2018 | 17-18 | 0 | 0 | 0 | 0 | 0 | 0 | 0 | 0 | 618967 | 125931.5 | 142455.5 | 894396 | 0 | 0 | 0 | 0 | 0 | 0 | 0 | 0
[9 empty] | 2018-03-26 | 2018 | 17-18 | 0 | 0 | 0 | 0 | 0 | 0 | 0 | 0 | 618967 | 125931.5 | 142455.5 | 894396 | 0 | 0 | 0 | 0 | 0 | 0 | 0 | 0
[9 empty] | 2018-03-27 | 2018 | 17-18 | 0 | 0 | 0 | 0 | 0 | 0 | 0 | 0 | 618967 | 125931.5 | 142455.5 | 894396 | 0 | 0 | 0 | 0 | 0 | 0 | 0 | 0
[9 empty] | 2018-03-28 | 2018 | 17-18 | 0 | 0 | 0 | 0 | 0 | 0 | 0 | 0 | 618967 | 125931.5 | 142455.5 | 894396 | 0 | 0 | 0 | 0 | 0 | 0 | 0 | 0
[9 empty] | 2018-03-29 | 2018 | 17-18 | 0 | 0 | 0 | 0 | 0 | 0 | 0 | 0 | 618967 | 125931.5 | 142455.5 | 894396 | 0 | 0 | 0 | 0 | 0 | 0 | 0 | 0
[9 empty] | 2018-03-30 | 2018 | 17-18 | 0 | 0 | 0 | 0 | 0 | 0 | 0 | 0 | 618967 | 125931.5 | 142455.5 | 894396 | 0 | 0 | 0 | 0 | 0 | 0 | 0 | 0
[9 empty] | 2018-03-31 | 2018 | 17-18 | 0 | 0 | 0 | 0 | 0 | 0 | 0 | 0 | 618967 | 125931.5 | 142455.5 | 894396 | 0 | 0 | 0 | 0 | 0 | 0 | 0 | 0
[9 empty] | 2018-04-01 | 2018 | 17-18 | 0 | 0 | 0 | 0 | 0 | 0 | 0 | 0 | 618967 | 125931.5 | 142455.5 | 894396 | 0 | 0 | 0 | 0 | 0 | 0 | 0 | 0
[9 empty] | 2018-04-02 | 2018 | 17-18 | 0 | 0 | 0 | 0 | 0 | 0 | 0 | 0 | 618967 | 125931.5 | 142455.5 | 894396 | 0 | 0 | 0 | 0 | 0 | 0 | 0 | 0
[9 empty] | 2018-04-03 | 2018 | 17-18 | 0 | 0 | 0 | 0 | 0 | 0 | 0 | 0 | 618967 | 125931.5 | 142455.5 | 894396 | 0 | 0 | 0 | 0 | 0 | 0 | 0 | 0
[9 empty] | 2018-04-04 | 2018 | 17-18 | 0 | 0 | 0 | 0 | 0 | 0 | 0 | 0 | 618967 | 125931.5 | 142455.5 | 894396 | 0 | 0 | 0 | 0 | 0 | 0 | 0 | 0
[9 empty] | 2018-04-05 | 2018 | 17-18 | 0 | 0 | 0 | 0 | 0 | 0 | 0 | 0 | 618967 | 125931.5 | 142455.5 | 894396 | 0 | 0 | 0 | 0 | 0 | 0 | 0 | 0
[9 empty] | 2018-04-06 | 2018 | 17-18 | 0 | 0 | 0 | 0 | 0 | 0 | 0 | 0 | 618967 | 125931.5 | 142455.5 | 894396 | 0 | 0 | 0 | 0 | 0 | 0 | 0 | 0
[9 empty] | 2018-04-07 | 2018 | 17-18 | 0 | 0 | 0 | 0 | 0 | 0 | 0 | 0 | 618967 | 125931.5 | 142455.5 | 894396 | 0 | 0 | 0 | 0 | 0 | 0 | 0 | 0
[9 empty] | 2018-04-08 | 2018 | 17-18 | 0 | 0 | 0 | 0 | 0 | 0 | 0 | 0 | 618967 | 125931.5 | 142455.5 | 894396 | 0 | 0 | 0 | 0 | 0 | 0 | 0 | 0
[9 empty] | 2018-04-09 | 2018 | 17-18 | 0 | 0 | 0 | 0 | 0 | 0 | 0 | 0 | 618967 | 125931.5 | 142455.5 | 894396 | 0 | 0 | 0 | 0 | 0 | 0 | 0 | 0
[9 empty] | 2018-04-10 | 2018 | 17-18 | 0 | 0 | 0 | 0 | 0 | 0 | 0 | 0 | 618967 | 125931.5 | 142455.5 | 894396 | 0 | 0 | 0 | 0 | 0 | 0 | 0 | 0
[9 empty] | 2018-04-11 | 2018 | 17-18 | 0 | 0 | 0 | 0 | 0 | 0 | 0 | 0 | 618967 | 125931.5 | 142455.5 | 894396 | 0 | 0 | 0 | 0 | 0 | 0 | 0 | 0
[9 empty] | 2018-04-12 | 2018 | 17-18 | 0 | 0 | 0 | 0 | 0 | 0 | 0 | 0 | 618967 | 125931.5 | 142455.5 | 894396 | 0 | 0 | 0 | 0 | 0 | 0 | 0 | 0
[9 empty] | 2018-04-13 | 2018 | 17-18 | 0 | 0 | 0 | 0 | 0 | 0 | 0 | 0 | 618967 | 125931.5 | 142455.5 | 894396 | 0 | 0 | 0 | 0 | 0 | 0 | 0 | 0
[9 empty] | 2018-04-14 | 2018 | 17-18 | 0 | 0 | 0 | 0 | 0 | 0 | 0 | 0 | 618967 | 125931.5 | 142455.5 | 894396 | 0 | 0 | 0 | 0 | 0 | 0 | 0 | 0
[9 empty] | 2018-04-15 | 2018 | 17-18 | 0 | 0 | 0 | 0 | 0 | 0 | 0 | 0 | 618967 | 125931.5 | 142455.5 | 894396 | 0 | 0 | 0 | 0 | 0 | 0 | 0 | 0
[9 empty] | 2018-04-16 | 2018 | 17-18 | 0 | 0 | 0 | 0 | 0 | 0 | 0 | 0 | 618967 | 125931.5 | 142455.5 | 894396 | 0 | 0 | 0 | 0 | 0 | 0 | 0 | 0
[9 empty] | 2018-04-17 | 2018 | 17-18 | 0 | 0 | 0 | 0 | 0 | 0 | 0 | 0 | 618967 | 125931.5 | 142455.5 | 894396 | 0 | 0 | 0 | 0 | 0 | 0 | 0 | 0
[9 empty] | 2018-04-18 | 2018 | 17-18 | 0 | 0 | 0 | 0 | 0 | 0 | 0 | 0 | 618967 | 125931.5 | 142455.5 | 894396 | 0 | 0 | 0 | 0 | 0 | 0 | 0 | 0
[9 empty] | 2018-04-19 | 2018 | 17-18 | 0 | 0 | 0 | 0 | 0 | 0 | 0 | 0 | 618967 | 125931.5 | 142455.5 | 894396 | 0 | 0 | 0 | 0 | 0 | 0 | 0 | 0
[9 empty] | 2018-04-20 | 2018 | 17-18 | 0 | 0 | 0 | 0 | 0 | 0 | 0 | 0 | 618967 | 125931.5 | 142455.5 | 894396 | 0 | 0 | 0 | 0 | 0 | 0 | 0 | 0
[9 empty] | 2018-04-21 | 2018 | 17-18 | 0 | 0 | 0 | 0 | 0 | 0 | 0 | 0 | 618967 | 125931.5 | 142455.5 | 894396 | 0 | 0 | 0 | 0 | 0 | 0 | 0 | 0
[9 empty] | 2018-04-22 | 2018 | 17-18 | 0 | 0 | 0 | 0 | 0 | 0 | 0 | 0 | 618967 | 125931.5 | 142455.5 | 894396 | 0 | 0 | 0 | 0 | 0 | 0 | 0 | 0
[9 empty] | 2018-04-23 | 2018 | 17-18 | 0 | 0 | 0 | 0 | 0 | 0 | 0 | 0 | 618967 | 125931.5 | 142455.5 | 894396 | 0 | 0 | 0 | 0 | 0 | 0 | 0 | 0
[9 empty] | 2018-04-24 | 2018 | 17-18 | 0 | 0 | 0 | 0 | 0 | 0 | 0 | 0 | 618967 | 125931.5 | 142455.5 | 894396 | 0 | 0 | 0 | 0 | 0 | 0 | 0 | 0
[9 empty] | 2018-04-25 | 2018 | 17-18 | 0 | 0 | 0 | 0 | 0 | 0 | 0 | 0 | 618967 | 125931.5 | 142455.5 | 894396 | 0 | 0 | 0 | 0 | 0 | 0 | 0 | 0
[9 empty] | 2018-04-26 | 2018 | 17-18 | 0 | 0 | 0 | 0 | 0 | 0 | 0 | 0 | 618967 | 125931.5 | 142455.5 | 894396 | 0 | 0 | 0 | 0 | 0 | 0 | 0 | 0
[9 empty] | 2018-04-27 | 2018 | 17-18 | 0 | 0 | 0 | 0 | 0 | 0 | 0 | 0 | 618967 | 125931.5 | 142455.5 | 894396 | 0 | 0 | 0 | 0 | 0 | 0 | 0 | 0
[9 empty] | 2018-04-28 | 2018 | 17-18 | 0 | 0 | 0 | 0 | 0 | 0 | 0 | 0 | 618967 | 125931.5 | 142455.5 | 894396 | 0 | 0 | 0 | 0 | 0 | 0 | 0 | 0
[9 empty] | 2018-04-29 | 2018 | 17-18 | 0 | 0 | 0 | 0 | 0 | 0 | 0 | 0 | 618967 | 125931.5 | 142455.5 | 894396 | 0 | 0 | 0 | 0 | 0 | 0 | 0 | 0
[9 empty] | 2018-04-30 | 2018 | 17-18 | 0 | 0 | 0 | 0 | 0 | 0 | 0 | 0 | 618967 | 125931.5 | 142455.5 | 894396 | 0 | 0 | 0 | 0 | 0 | 0 | 0 | 0
[9 empty] | 2018-05-01 | 2018 | 17-18 | 0 | 0 | 0 | 0 | 0 | 0 | 0 | 0 | 618967 | 125931.5 | 142455.5 | 894396 | 0 | 0 | 0 | 0 | 0 | 0 | 0 | 0
[9 empty] | 2018-05-02 | 2018 | 17-18 | 0 | 0 | 0 | 0 | 0 | 0 | 0 | 0 | 618967 | 125931.5 | 142455.5 | 894396 | 0 | 0 | 0 | 0 | 0 | 0 | 0 | 0
[9 empty] | 2018-05-03 | 2018 | 17-18 | 0 | 0 | 0 | 0 | 0 | 0 | 0 | 0 | 618967 | 125931.5 | 142455.5 | 894396 | 0 | 0 | 0 | 0 | 0 | 0 | 0 | 0
[9 empty] | 2018-05-04 | 2018 | 17-18 | 0 | 0 | 0 | 0 | 0 | 0 | 0 | 0 | 618967 | 125931.5 | 142455.5 | 894396 | 0 | 0 | 0 | 0 | 0 | 0 | 0 | 0
[9 empty] | 2018-05-05 | 2018 | 17-18 | 0 | 0 | 0 | 0 | 0 | 0 | 0 | 0 | 618967 | 125931.5 | 142455.5 | 894396 | 0 | 0 | 0 | 0 | 0 | 0 | 0 | 0
[9 empty] | 2018-05-06 | 2018 | 17-18 | 0 | 0 | 0 | 0 | 0 | 0 | 0 | 0 | 618967 | 125931.5 | 142455.5 | 894396 | 0 | 0 | 0 | 0 | 0 | 0 | 0 | 0
[9 empty] | 2018-05-07 | 2018 | 17-18 | 0 | 0 | 0 | 0 | 0 | 0 | 0 | 0 | 618967 | 125931.5 | 142455.5 | 894396 | 0 | 0 | 0 | 0 | 0 | 0 | 0 | 0
[9 empty] | 2018-05-08 | 2018 | 17-18 | 0 | 0 | 0 | 0 | 0 | 0 | 0 | 0 | 618967 | 125931.5 | 142455.5 | 894396 | 0 | 0 | 0 | 0 | 0 | 0 | 0 | 0
[9 empty] | 2018-05-09 | 2018 | 17-18 | 0 | 0 | 0 | 0 | 0 | 0 | 0 | 0 | 618967 | 125931.5 | 142455.5 | 894396 | 0 | 0 | 0 | 0 | 0 | 0 | 0 | 0
[9 empty] | 2018-05-10 | 2018 | 17-18 | 0 | 0 | 0 | 0 | 0 | 0 | 0 | 0 | 618967 | 125931.5 | 142455.5 | 894396 | 0 | 0 | 0 | 0 | 0 | 0 | 0 | 0
[9 empty] | 2018-05-11 | 2018 | 17-18 | 0 | 0 | 0 | 0 | 0 | 0 | 0 | 0 | 618967 | 125931.5 | 142455.5 | 894396 | 0 | 0 | 0 | 0 | 0 | 0 | 0 | 0
[9 empty] | 2018-05-12 | 2018 | 17-18 | 0 | 0 | 0 | 0 | 0 | 0 | 0 | 0 | 618967 | 125931.5 | 142455.5 | 894396 | 0 | 0 | 0 | 0 | 0 | 0 | 0 | 0
[9 empty] | 2018-05-13 | 2018 | 17-18 | 0 | 0 | 0 | 0 | 0 | 0 | 0 | 0 | 618967 | 125931.5 | 142455.5 | 894396 | 0 | 0 | 0 | 0 | 0 | 0 | 0 | 0
[9 empty] | 2018-05-14 | 2018 | 17-18 | 0 | 0 | 0 | 0 | 0 | 0 | 0 | 0 | 618967 | 125931.5 | 142455.5 | 894396 | 0 | 0 | 0 | 0 | 0 | 0 | 0 | 0
[9 empty] | 2018-05-15 | 2018 | 17-18 | 0 | 0 | 0 | 0 | 0 | 0 | 0 | 0 | 618967 | 125931.5 | 142455.5 | 894396 | 0 | 0 | 0 | 0 | 0 | 0 | 0 | 0
[9 empty] | 2018-05-16 | 2018 | 17-18 | 0 | 0 | 0 | 0 | 0 | 0 | 0 | 0 | 618967 | 125931.5 | 142455.5 | 894396 | 0 | 0 | 0 | 0 | 0 | 0 | 0 | 0
[9 empty] | 2018-05-17 | 2018 | 17-18 | 0 | 0 | 0 | 0 | 0 | 0 | 0 | 0 | 618967 | 125931.5 | 142455.5 | 894396 | 0 | 0 | 0 | 0 | 0 | 0 | 0 | 0
[9 empty] | 2018-05-18 | 2018 | 17-18 | 0 | 0 | 0 | 0 | 0 | 0 | 0 | 0 | 618967 | 125931.5 | 142455.5 | 894396 | 0 | 0 | 0 | 0 | 0 | 0 | 0 | 0
[9 empty] | 2018-05-19 | 2018 | 17-18 | 0 | 0 | 0 | 0 | 0 | 0 | 0 | 0 | 618967 | 125931.5 | 142455.5 | 894396 | 0 | 0 | 0 | 0 | 0 | 0 | 0 | 0
[9 empty] | 2018-05-20 | 2018 | 17-18 | 0 | 0 | 0 | 0 | 0 | 0 | 0 | 0 | 618967 | 125931.5 | 142455.5 | 894396 | 0 | 0 | 0 | 0 | 0 | 0 | 0 | 0
[9 empty] | 2018-05-21 | 2018 | 17-18 | 0 | 0 | 0 | 0 | 0 | 0 | 0 | 0 | 618967 | 125931.5 | 142455.5 | 894396 | 0 | 0 | 0 | 0 | 0 | 0 | 0 | 0
[9 empty] | 2018-05-22 | 2018 | 17-18 | 0 | 0 | 0 | 0 | 0 | 0 | 0 | 0 | 618967 | 125931.5 | 142455.5 | 894396 | 0 | 0 | 0 | 0 | 0 | 0 | 0 | 0
[9 empty] | 2018-05-23 | 2018 | 17-18 | 0 | 0 | 0 | 0 | 0 | 0 | 0 | 0 | 618967 | 125931.5 | 142455.5 | 894396 | 0 | 0 | 0 | 0 | 0 | 0 | 0 | 0
[9 empty] | 2018-05-24 | 2018 | 17-18 | 0 | 0 | 0 | 0 | 0 | 0 | 0 | 0 | 618967 | 125931.5 | 142455.5 | 894396 | 0 | 0 | 0 | 0 | 0 | 0 | 0 | 0
[9 empty] | 2018-05-25 | 2018 | 17-18 | 0 | 0 | 0 | 0 | 0 | 0 | 0 | 0 | 618967 | 125931.5 | 142455.5 | 894396 | 0 | 0 | 0 | 0 | 0 | 0 | 0 | 0
[9 empty] | 2018-05-26 | 2018 | 17-18 | 0 | 0 | 0 | 0 | 0 | 0 | 0 | 0 | 618967 | 125931.5 | 142455.5 | 894396 | 0 | 0 | 0 | 0 | 0 | 0 | 0 | 0
[9 empty] | 2018-05-27 | 2018 | 17-18 | 0 | 0 | 0 | 0 | 0 | 0 | 0 | 0 | 618967 | 125931.5 | 142455.5 | 894396 | 0 | 0 | 0 | 0 | 0 | 0 | 0 | 0
[9 empty] | 2018-05-28 | 2018 | 17-18 | 0 | 0 | 0 | 0 | 0 | 0 | 0 | 0 | 618967 | 125931.5 | 142455.5 | 894396 | 0 | 0 | 0 | 0 | 0 | 0 | 0 | 0
[9 empty] | 2018-05-29 | 2018 | 17-18 | 0 | 0 | 0 | 0 | 0 | 0 | 0 | 0 | 618967 | 125931.5 | 142455.5 | 894396 | 0 | 0 | 0 | 0 | 0 | 0 | 0 | 0
[9 empty] | 2018-05-30 | 2018 | 17-18 | 0 | 0 | 0 | 0 | 0 | 0 | 0 | 0 | 618967 | 125931.5 | 142455.5 | 894396 | 0 | 0 | 0 | 0 | 0 | 0 | 0 | 0
[9 empty] | 2018-05-31 | 2018 | 17-18 | 0 | 0 | 0 | 0 | 0 | 0 | 0 | 0 | 618967 | 125931.5 | 142455.5 | 894396 | 0 | 0 | 0 | 0 | 0 | 0 | 0 | 0
[9 empty] | 2018-06-01 | 2018 | 17-18 | 0 | 0 | 0 | 0 | 0 | 0 | 0 | 0 | 618967 | 125931.5 | 142455.5 | 894396 | 0 | 0 | 0 | 0 | 0 | 0 | 0 | 0
[9 empty] | 2018-06-02 | 2018 | 17-18 | 0 | 0 | 0 | 0 | 0 | 0 | 0 | 0 | 618967 | 125931.5 | 142455.5 | 894396 | 0 | 0 | 0 | 0 | 0 | 0 | 0 | 0
[9 empty] | 2018-06-03 | 2018 | 17-18 | 0 | 0 | 0 | 0 | 0 | 0 | 0 | 0 | 618967 | 125931.5 | 142455.5 | 894396 | 0 | 0 | 0 | 0 | 0 | 0 | 0 | 0
[9 empty] | 2018-06-04 | 2018 | 17-18 | 0 | 0 | 0 | 0 | 0 | 0 | 0 | 0 | 618967 | 125931.5 | 142455.5 | 894396 | 0 | 0 | 0 | 0 | 0 | 0 | 0 | 0
[9 empty] | 2018-06-05 | 2018 | 17-18 | 0 | 0 | 0 | 0 | 0 | 0 | 0 | 0 | 618967 | 125931.5 | 142455.5 | 894396 | 0 | 0 | 0 | 0 | 0 | 0 | 0 | 0
[9 empty] | 2018-06-06 | 2018 | 17-18 | 0 | 0 | 0 | 0 | 0 | 0 | 0 | 0 | 618967 | 125931.5 | 142455.5 | 894396 | 0 | 0 | 0 | 0 | 0 | 0 | 0 | 0
[9 empty] | 2018-06-07 | 2018 | 17-18 | 0 | 0 | 0 | 0 | 0 | 0 | 0 | 0 | 618967 | 125931.5 | 142455.5 | 894396 | 0 | 0 | 0 | 0 | 0 | 0 | 0 | 0
[9 empty] | 2018-06-08 | 2018 | 17-18 | 0 | 0 | 0 | 0 | 0 | 0 | 0 | 0 | 618967 | 125931.5 | 142455.5 | 894396 | 0 | 0 | 0 | 0 | 0 | 0 | 0 | 0
[9 empty] | 2018-06-09 | 2018 | 17-18 | 0 | 0 | 0 | 0 | 0 | 0 | 0 | 0 | 618967 | 125931.5 | 142455.5 | 894396 | 0 | 0 | 0 | 0 | 0 | 0 | 0 | 0
[9 empty] | 2018-06-10 | 2018 | 17-18 | 0 | 0 | 0 | 0 | 0 | 0 | 0 | 0 | 618967 | 125931.5 | 142455.5 | 894396 | 0 | 0 | 0 | 0 | 0 | 0 | 0 | 0
[9 empty] | 2018-06-11 | 2018 | 17-18 | 0 | 0 | 0 | 0 | 0 | 0 | 0 | 0 | 618967 | 125931.5 | 142455.5 | 894396 | 0 | 0 | 0 | 0 | 0 | 0 | 0 | 0
[9 empty] | 2018-06-12 | 2018 | 17-18 | 0 | 0 | 0 | 0 | 0 | 0 | 0 | 0 | 618967 | 125931.5 | 142455.5 | 894396 | 0 | 0 | 0 | 0 | 0 | 0 | 0 | 0
[9 empty] | 2018-06-13 | 2018 | 17-18 | 0 | 0 | 0 | 0 | 0 | 0 | 0 | 0 | 618967 | 125931.5 | 142455.5 | 894396 | 0 | 0 | 0 | 0 | 0 | 0 | 0 | 0
[9 empty] | 2018-06-14 | 2018 | 17-18 | 0 | 0 | 0 | 0 | 0 | 0 | 0 | 0 | 618967 | 125931.5 | 142455.5 | 894396 | 0 | 0 | 0 | 0 | 0 | 0 | 0 | 0
[9 empty] | 2018-06-15 | 2018 | 17-18 | 0 | 0 | 0 | 0 | 0 | 0 | 0 | 0 | 618967 | 125931.5 | 142455.5 | 894396 | 0 | 0 | 0 | 0 | 0 | 0 | 0 | 0
[9 empty] | 2018-06-16 | 2018 | 17-18 | 0 | 0 | 0 | 0 | 0 | 0 | 0 | 0 | 618967 | 125931.5 | 142455.5 | 894396 | 0 | 0 | 0 | 0 | 0 | 0 | 0 | 0
[9 empty] | 2018-06-17 | 2018 | 17-18 | 0 | 0 | 0 | 0 | 0 | 0 | 0 | 0 | 618967 | 125931.5 | 142455.5 | 894396 | 0 | 0 | 0 | 0 | 0 | 0 | 0 | 0
[9 empty] | 2018-06-18 | 2018 | 17-18 | 0 | 0 | 0 | 0 | 0 | 0 | 0 | 0 | 618967 | 125931.5 | 142455.5 | 894396 | 0 | 0 | 0 | 0 | 0 | 0 | 0 | 0
[9 empty] | 2018-06-19 | 2018 | 17-18 | 0 | 0 | 0 | 0 | 0 | 0 | 0 | 0 | 618967 | 125931.5 | 142455.5 | 894396 | 0 | 0 | 0 | 0 | 0 | 0 | 0 | 0
[9 empty] | 2018-06-20 | 2018 | 17-18 | 0 | 0 | 0 | 0 | 0 | 0 | 0 | 0 | 618967 | 125931.5 | 142455.5 | 894396 | 0 | 0 | 0 | 0 | 0 | 0 | 0 | 0
[9 empty] | 2018-06-21 | 2018 | 17-18 | 0 | 0 | 0 | 0 | 0 | 0 | 0 | 0 | 618967 | 125931.5 | 142455.5 | 894396 | 0 | 0 | 0 | 0 | 0 | 0 | 0 | 0
[9 empty] | 2018-06-22 | 2018 | 17-18 | 0 | 0 | 0 | 0 | 0 | 0 | 0 | 0 | 618967 | 125931.5 | 142455.5 | 894396 | 0 | 0 | 0 | 0 | 0 | 0 | 0 | 0
[9 empty] | 2018-06-23 | 2018 | 17-18 | 0 | 0 | 0 | 0 | 0 | 0 | 0 | 0 | 618967 | 125931.5 | 142455.5 | 894396 | 0 | 0 | 0 | 0 | 0 | 0 | 0 | 0
[9 empty] | 2018-06-24 | 2018 | 17-18 | 0 | 0 | 0 | 0 | 0 | 0 | 0 | 0 | 618967 | 125931.5 | 142455.5 | 894396 | 0 | 0 | 0 | 0 | 0 | 0 | 0 | 0
[9 empty] | 2018-06-25 | 2018 | 17-18 | 0 | 0 | 0 | 0 | 0 | 0 | 0 | 0 | 618967 | 125931.5 | 142455.5 | 894396 | 0 | 0 | 0 | 0 | 0 | 0 | 0 | 0
[9 empty] | 2018-06-26 | 2018 | 17-18 | 0 | 0 | 0 | 0 | 0 | 0 | 0 | 0 | 618967 | 125931.5 | 142455.5 | 894396 | 0 | 0 | 0 | 0 | 0 | 0 | 0 | 0
[9 empty] | 2018-06-27 | 2018 | 17-18 | 0 | 0 | 0 | 0 | 0 | 0 | 0 | 0 | 618967 | 125931.5 | 142455.5 | 894396 | 0 | 0 | 0 | 0 | 0 | 0 | 0 | 0
[9 empty] | 2018-06-28 | 2018 | 17-18 | 0 | 0 | 0 | 0 | 0 | 0 | 0 | 0 | 618967 | 125931.5 | 142455.5 | 894396 | 0 | 0 | 0 | 0 | 0 | 0 | 0 | 0
[9 empty] | 2018-06-29 | 2018 | 17-18 | 0 | 0 | 0 | 0 | 0 | 0 | 0 | 0 | 618967 | 125931.5 | 142455.5 | 894396 | 0 | 0 | 0 | 0 | 0 | 0 | 0 | 0
[9 empty] | 2018-06-30 | 2018 | 17-18 | 0 | 0 | 0 | 0 | 0 | 0 | 0 | 0 | 618967 | 125931.5 | 142455.5 | 894396 | 0 | 0 | 0 | 0 | 0 | 0 | 0 | 0
[9 empty] | 2018-07-01 | 2019 | 18-19 | 0 | 0 | 0 | 0 | 0 | 0 | 0 | 0 | 623794 | 134225.5 | 137017.5 | 901912.5 | 0 | 0 | 0 | 0 | 0 | 0 | 0 | 0
[9 empty] | 2018-07-02 | 2019 | 18-19 | 0 | 0 | 0 | 0 | 0 | 0 | 0 | 0 | 623794 | 134225.5 | 137017.5 | 901912.5 | 0 | 0 | 0 | 0 | 0 | 0 | 0 | 0
[9 empty] | 2018-07-03 | 2019 | 18-19 | 0 | 0 | 0 | 0 | 0 | 0 | 0 | 0 | 623794 | 134225.5 | 137017.5 | 901912.5 | 0 | 0 | 0 | 0 | 0 | 0 | 0 | 0
[9 empty] | 2018-07-04 | 2019 | 18-19 | 0 | 0 | 0 | 0 | 0 | 0 | 0 | 0 | 623794 | 134225.5 | 137017.5 | 901912.5 | 0 | 0 | 0 | 0 | 0 | 0 | 0 | 0
[9 empty] | 2018-07-05 | 2019 | 18-19 | 0 | 0 | 0 | 0 | 0 | 0 | 0 | 0 | 623794 | 134225.5 | 137017.5 | 901912.5 | 0 | 0 | 0 | 0 | 0 | 0 | 0 | 0
[9 empty] | 2018-07-06 | 2019 | 18-19 | 0 | 0 | 0 | 0 | 0 | 0 | 0 | 0 | 623794 | 134225.5 | 137017.5 | 901912.5 | 0 | 0 | 0 | 0 | 0 | 0 | 0 | 0
[9 empty] | 2018-07-07 | 2019 | 18-19 | 0 | 0 | 0 | 0 | 0 | 0 | 0 | 0 | 623794 | 134225.5 | 137017.5 | 901912.5 | 0 | 0 | 0 | 0 | 0 | 0 | 0 | 0
[9 empty] | 2018-07-08 | 2019 | 18-19 | 0 | 0 | 0 | 0 | 0 | 0 | 0 | 0 | 623794 | 134225.5 | 137017.5 | 901912.5 | 0 | 0 | 0 | 0 | 0 | 0 | 0 | 0
[9 empty] | 2018-07-09 | 2019 | 18-19 | 0 | 0 | 0 | 0 | 0 | 0 | 0 | 0 | 623794 | 134225.5 | 137017.5 | 901912.5 | 0 | 0 | 0 | 0 | 0 | 0 | 0 | 0
[9 empty] | 2018-07-10 | 2019 | 18-19 | 0 | 0 | 0 | 0 | 0 | 0 | 0 | 0 | 623794 | 134225.5 | 137017.5 | 901912.5 | 0 | 0 | 0 | 0 | 0 | 0 | 0 | 0
[9 empty] | 2018-07-11 | 2019 | 18-19 | 0 | 0 | 0 | 0 | 0 | 0 | 0 | 0 | 623794 | 134225.5 | 137017.5 | 901912.5 | 0 | 0 | 0 | 0 | 0 | 0 | 0 | 0
[9 empty] | 2018-07-12 | 2019 | 18-19 | 0 | 0 | 0 | 0 | 0 | 0 | 0 | 0 | 623794 | 134225.5 | 137017.5 | 901912.5 | 0 | 0 | 0 | 0 | 0 | 0 | 0 | 0
[9 empty] | 2018-07-13 | 2019 | 18-19 | 0 | 0 | 0 | 0 | 0 | 0 | 0 | 0 | 623794 | 134225.5 | 137017.5 | 901912.5 | 0 | 0 | 0 | 0 | 0 | 0 | 0 | 0
[9 empty] | 2018-07-14 | 2019 | 18-19 | 0 | 0 | 0 | 0 | 0 | 0 | 0 | 0 | 623794 | 134225.5 | 137017.5 | 901912.5 | 0 | 0 | 0 | 0 | 0 | 0 | 0 | 0
[9 empty] | 2018-07-15 | 2019 | 18-19 | 0 | 0 | 0 | 0 | 0 | 0 | 0 | 0 | 623794 | 134225.5 | 137017.5 | 901912.5 | 0 | 0 | 0 | 0 | 0 | 0 | 0 | 0
[9 empty] | 2018-07-16 | 2019 | 18-19 | 0 | 0 | 0 | 0 | 0 | 0 | 0 | 0 | 623794 | 134225.5 | 137017.5 | 901912.5 | 0 | 0 | 0 | 0 | 0 | 0 | 0 | 0
[9 empty] | 2018-07-17 | 2019 | 18-19 | 0 | 0 | 0 | 0 | 0 | 0 | 0 | 0 | 623794 | 134225.5 | 137017.5 | 901912.5 | 0 | 0 | 0 | 0 | 0 | 0 | 0 | 0
[9 empty] | 2018-07-18 | 2019 | 18-19 | 0 | 0 | 0 | 0 | 0 | 0 | 0 | 0 | 623794 | 134225.5 | 137017.5 | 901912.5 | 0 | 0 | 0 | 0 | 0 | 0 | 0 | 0
[9 empty] | 2018-07-19 | 2019 | 18-19 | 0 | 0 | 0 | 0 | 0 | 0 | 0 | 0 | 623794 | 134225.5 | 137017.5 | 901912.5 | 0 | 0 | 0 | 0 | 0 | 0 | 0 | 0
[9 empty] | 2018-07-20 | 2019 | 18-19 | 0 | 0 | 0 | 0 | 0 | 0 | 0 | 0 | 623794 | 134225.5 | 137017.5 | 901912.5 | 0 | 0 | 0 | 0 | 0 | 0 | 0 | 0
[9 empty] | 2018-07-21 | 2019 | 18-19 | 0 | 0 | 0 | 0 | 0 | 0 | 0 | 0 | 623794 | 134225.5 | 137017.5 | 901912.5 | 0 | 0 | 0 | 0 | 0 | 0 | 0 | 0
[9 empty] | 2018-07-22 | 2019 | 18-19 | 0 | 0 | 0 | 0 | 0 | 0 | 0 | 0 | 623794 | 134225.5 | 137017.5 | 901912.5 | 0 | 0 | 0 | 0 | 0 | 0 | 0 | 0
[9 empty] | 2018-07-23 | 2019 | 18-19 | 0 | 0 | 0 | 0 | 0 | 0 | 0 | 0 | 623794 | 134225.5 | 137017.5 | 901912.5 | 0 | 0 | 0 | 0 | 0 | 0 | 0 | 0
[9 empty] | 2018-07-24 | 2019 | 18-19 | 0 | 0 | 0 | 0 | 0 | 0 | 0 | 0 | 623794 | 134225.5 | 137017.5 | 901912.5 | 0 | 0 | 0 | 0 | 0 | 0 | 0 | 0
[9 empty] | 2018-07-25 | 2019 | 18-19 | 0 | 0 | 0 | 0 | 0 | 0 | 0 | 0 | 623794 | 134225.5 | 137017.5 | 901912.5 | 0 | 0 | 0 | 0 | 0 | 0 | 0 | 0
[9 empty] | 2018-07-26 | 2019 | 18-19 | 0 | 0 | 0 | 0 | 0 | 0 | 0 | 0 | 623794 | 134225.5 | 137017.5 | 901912.5 | 0 | 0 | 0 | 0 | 0 | 0 | 0 | 0
[9 empty] | 2018-07-27 | 2019 | 18-19 | 0 | 0 | 0 | 0 | 0 | 0 | 0 | 0 | 623794 | 134225.5 | 137017.5 | 901912.5 | 0 | 0 | 0 | 0 | 0 | 0 | 0 | 0
[9 empty] | 2018-07-28 | 2019 | 18-19 | 0 | 0 | 0 | 0 | 0 | 0 | 0 | 0 | 623794 | 134225.5 | 137017.5 | 901912.5 | 0 | 0 | 0 | 0 | 0 | 0 | 0 | 0
[9 empty] | 2018-07-29 | 2019 | 18-19 | 0 | 0 | 0 | 0 | 0 | 0 | 0 | 0 | 623794 | 134225.5 | 137017.5 | 901912.5 | 0 | 0 | 0 | 0 | 0 | 0 | 0 | 0
[9 empty] | 2018-07-30 | 2019 | 18-19 | 0 | 0 | 0 | 0 | 0 | 0 | 0 | 0 | 623794 | 134225.5 | 137017.5 | 901912.5 | 0 | 0 | 0 | 0 | 0 | 0 | 0 | 0
[9 empty] | 2018-07-31 | 2019 | 18-19 | 0 | 0 | 0 | 0 | 0 | 0 | 0 | 0 | 623794 | 134225.5 | 137017.5 | 901912.5 | 0 | 0 | 0 | 0 | 0 | 0 | 0 | 0
[9 empty] | 2018-08-01 | 2019 | 18-19 | 0 | 0 | 0 | 0 | 0 | 0 | 0 | 0 | 623794 | 134225.5 | 137017.5 | 901912.5 | 0 | 0 | 0 | 0 | 0 | 0 | 0 | 0
[9 empty] | 2018-08-02 | 2019 | 18-19 | 0 | 0 | 0 | 0 | 0 | 0 | 0 | 0 | 623794 | 134225.5 | 137017.5 | 901912.5 | 0 | 0 | 0 | 0 | 0 | 0 | 0 | 0
[9 empty] | 2018-08-03 | 2019 | 18-19 | 0 | 0 | 0 | 0 | 0 | 0 | 0 | 0 | 623794 | 134225.5 | 137017.5 | 901912.5 | 0 | 0 | 0 | 0 | 0 | 0 | 0 | 0
[9 empty] | 2018-08-04 | 2019 | 18-19 | 0 | 0 | 0 | 0 | 0 | 0 | 0 | 0 | 623794 | 134225.5 | 137017.5 | 901912.5 | 0 | 0 | 0 | 0 | 0 | 0 | 0 | 0
[9 empty] | 2018-08-05 | 2019 | 18-19 | 0 | 0 | 80367.3992 | 80367.3992 | 0 | 0 | 231 | 231 | 623794 | 134225.5 | 137017.5 | 901912.5 | 0 | 0 | 0.58655 | 0.089108 | 0 | 0 | 0.0016859 | 0.00025612
[9 empty] | 2018-08-06 | 2019 | 18-19 | 0 | 0 | 0 | 0 | 0 | 0 | 0 | 0 | 623794 | 134225.5 | 137017.5 | 901912.5 | 0 | 0 | 0 | 0 | 0 | 0 | 0 | 0
[9 empty] | 2018-08-07 | 2019 | 18-19 | 0 | 0 | 0 | 0 | 0 | 0 | 0 | 0 | 623794 | 134225.5 | 137017.5 | 901912.5 | 0 | 0 | 0 | 0 | 0 | 0 | 0 | 0
[9 empty] | 2018-08-08 | 2019 | 18-19 | 0 | 0 | 0 | 0 | 0 | 0 | 0 | 0 | 623794 | 134225.5 | 137017.5 | 901912.5 | 0 | 0 | 0 | 0 | 0 | 0 | 0 | 0
[9 empty] | 2018-08-09 | 2019 | 18-19 | 0 | 0 | 0 | 0 | 0 | 0 | 0 | 0 | 623794 | 134225.5 | 137017.5 | 901912.5 | 0 | 0 | 0 | 0 | 0 | 0 | 0 | 0
[9 empty] | 2018-08-10 | 2019 | 18-19 | 0 | 0 | 0 | 0 | 0 | 0 | 0 | 0 | 623794 | 134225.5 | 137017.5 | 901912.5 | 0 | 0 | 0 | 0 | 0 | 0 | 0 | 0
[9 empty] | 2018-08-11 | 2019 | 18-19 | 0 | 0 | 0 | 0 | 0 | 0 | 0 | 0 | 623794 | 134225.5 | 137017.5 | 901912.5 | 0 | 0 | 0 | 0 | 0 | 0 | 0 | 0
[9 empty] | 2018-08-12 | 2019 | 18-19 | 0 | 0 | 0 | 0 | 0 | 0 | 0 | 0 | 623794 | 134225.5 | 137017.5 | 901912.5 | 0 | 0 | 0 | 0 | 0 | 0 | 0 | 0
[9 empty] | 2018-08-13 | 2019 | 18-19 | 0 | 0 | 0 | 0 | 0 | 0 | 0 | 0 | 623794 | 134225.5 | 137017.5 | 901912.5 | 0 | 0 | 0 | 0 | 0 | 0 | 0 | 0
[9 empty] | 2018-08-14 | 2019 | 18-19 | 0 | 0 | 0 | 0 | 0 | 0 | 0 | 0 | 623794 | 134225.5 | 137017.5 | 901912.5 | 0 | 0 | 0 | 0 | 0 | 0 | 0 | 0
[9 empty] | 2018-08-15 | 2019 | 18-19 | 0 | 0 | 0 | 0 | 0 | 0 | 0 | 0 | 623794 | 134225.5 | 137017.5 | 901912.5 | 0 | 0 | 0 | 0 | 0 | 0 | 0 | 0
[9 empty] | 2018-08-16 | 2019 | 18-19 | 0 | 0 | 0 | 0 | 0 | 0 | 0 | 0 | 623794 | 134225.5 | 137017.5 | 901912.5 | 0 | 0 | 0 | 0 | 0 | 0 | 0 | 0
[9 empty] | 2018-08-17 | 2019 | 18-19 | 0 | 0 | 0 | 0 | 0 | 0 | 0 | 0 | 623794 | 134225.5 | 137017.5 | 901912.5 | 0 | 0 | 0 | 0 | 0 | 0 | 0 | 0
[9 empty] | 2018-08-18 | 2019 | 18-19 | 0 | 0 | 0 | 0 | 0 | 0 | 0 | 0 | 623794 | 134225.5 | 137017.5 | 901912.5 | 0 | 0 | 0 | 0 | 0 | 0 | 0 | 0
[9 empty] | 2018-08-19 | 2019 | 18-19 | 0 | 0 | 0 | 0 | 0 | 0 | 0 | 0 | 623794 | 134225.5 | 137017.5 | 901912.5 | 0 | 0 | 0 | 0 | 0 | 0 | 0 | 0
[9 empty] | 2018-08-20 | 2019 | 18-19 | 0 | 0 | 0 | 0 | 0 | 0 | 0 | 0 | 623794 | 134225.5 | 137017.5 | 901912.5 | 0 | 0 | 0 | 0 | 0 | 0 | 0 | 0
[9 empty] | 2018-08-21 | 2019 | 18-19 | 0 | 0 | 0 | 0 | 0 | 0 | 0 | 0 | 623794 | 134225.5 | 137017.5 | 901912.5 | 0 | 0 | 0 | 0 | 0 | 0 | 0 | 0
[9 empty] | 2018-08-22 | 2019 | 18-19 | 0 | 0 | 0 | 0 | 0 | 0 | 0 | 0 | 623794 | 134225.5 | 137017.5 | 901912.5 | 0 | 0 | 0 | 0 | 0 | 0 | 0 | 0
[9 empty] | 2018-08-23 | 2019 | 18-19 | 0 | 0 | 0 | 0 | 0 | 0 | 0 | 0 | 623794 | 134225.5 | 137017.5 | 901912.5 | 0 | 0 | 0 | 0 | 0 | 0 | 0 | 0
[9 empty] | 2018-08-24 | 2019 | 18-19 | 0 | 0 | 0 | 0 | 0 | 0 | 0 | 0 | 623794 | 134225.5 | 137017.5 | 901912.5 | 0 | 0 | 0 | 0 | 0 | 0 | 0 | 0
[9 empty] | 2018-08-25 | 2019 | 18-19 | 0 | 0 | 0 | 0 | 0 | 0 | 0 | 0 | 623794 | 134225.5 | 137017.5 | 901912.5 | 0 | 0 | 0 | 0 | 0 | 0 | 0 | 0
[9 empty] | 2018-08-26 | 2019 | 18-19 | 0 | 0 | 0 | 0 | 0 | 0 | 0 | 0 | 623794 | 134225.5 | 137017.5 | 901912.5 | 0 | 0 | 0 | 0 | 0 | 0 | 0 | 0
[9 empty] | 2018-08-27 | 2019 | 18-19 | 0 | 0 | 0 | 0 | 0 | 0 | 0 | 0 | 623794 | 134225.5 | 137017.5 | 901912.5 | 0 | 0 | 0 | 0 | 0 | 0 | 0 | 0
[9 empty] | 2018-08-28 | 2019 | 18-19 | 0 | 0 | 0 | 0 | 0 | 0 | 0 | 0 | 623794 | 134225.5 | 137017.5 | 901912.5 | 0 | 0 | 0 | 0 | 0 | 0 | 0 | 0
[9 empty] | 2018-08-29 | 2019 | 18-19 | 0 | 0 | 0 | 0 | 0 | 0 | 0 | 0 | 623794 | 134225.5 | 137017.5 | 901912.5 | 0 | 0 | 0 | 0 | 0 | 0 | 0 | 0
[9 empty] | 2018-08-30 | 2019 | 18-19 | 0 | 0 | 0 | 0 | 0 | 0 | 0 | 0 | 623794 | 134225.5 | 137017.5 | 901912.5 | 0 | 0 | 0 | 0 | 0 | 0 | 0 | 0
[9 empty] | 2018-08-31 | 2019 | 18-19 | 0 | 0 | 0 | 0 | 0 | 0 | 0 | 0 | 623794 | 134225.5 | 137017.5 | 901912.5 | 0 | 0 | 0 | 0 | 0 | 0 | 0 | 0
[9 empty] | 2018-09-01 | 2019 | 18-19 | 0 | 0 | 0 | 0 | 0 | 0 | 0 | 0 | 623794 | 134225.5 | 137017.5 | 901912.5 | 0 | 0 | 0 | 0 | 0 | 0 | 0 | 0
[9 empty] | 2018-09-02 | 2019 | 18-19 | 0 | 0 | 0 | 0 | 0 | 0 | 0 | 0 | 623794 | 134225.5 | 137017.5 | 901912.5 | 0 | 0 | 0 | 0 | 0 | 0 | 0 | 0
[9 empty] | 2018-09-03 | 2019 | 18-19 | 0 | 0 | 0 | 0 | 0 | 0 | 0 | 0 | 623794 | 134225.5 | 137017.5 | 901912.5 | 0 | 0 | 0 | 0 | 0 | 0 | 0 | 0
[9 empty] | 2018-09-04 | 2019 | 18-19 | 0 | 0 | 0 | 0 | 0 | 0 | 0 | 0 | 623794 | 134225.5 | 137017.5 | 901912.5 | 0 | 0 | 0 | 0 | 0 | 0 | 0 | 0
[9 empty] | 2018-09-05 | 2019 | 18-19 | 0 | 0 | 0 | 0 | 0 | 0 | 0 | 0 | 623794 | 134225.5 | 137017.5 | 901912.5 | 0 | 0 | 0 | 0 | 0 | 0 | 0 | 0
[9 empty] | 2018-09-06 | 2019 | 18-19 | 0 | 0 | 0 | 0 | 0 | 0 | 0 | 0 | 623794 | 134225.5 | 137017.5 | 901912.5 | 0 | 0 | 0 | 0 | 0 | 0 | 0 | 0
[9 empty] | 2018-09-07 | 2019 | 18-19 | 0 | 0 | 0 | 0 | 0 | 0 | 0 | 0 | 623794 | 134225.5 | 137017.5 | 901912.5 | 0 | 0 | 0 | 0 | 0 | 0 | 0 | 0
[9 empty] | 2018-09-08 | 2019 | 18-19 | 0 | 0 | 0 | 0 | 0 | 0 | 0 | 0 | 623794 | 134225.5 | 137017.5 | 901912.5 | 0 | 0 | 0 | 0 | 0 | 0 | 0 | 0
[9 empty] | 2018-09-09 | 2019 | 18-19 | 0 | 0 | 0 | 0 | 0 | 0 | 0 | 0 | 623794 | 134225.5 | 137017.5 | 901912.5 | 0 | 0 | 0 | 0 | 0 | 0 | 0 | 0
[9 empty] | 2018-09-10 | 2019 | 18-19 | 0 | 0 | 0 | 0 | 0 | 0 | 0 | 0 | 623794 | 134225.5 | 137017.5 | 901912.5 | 0 | 0 | 0 | 0 | 0 | 0 | 0 | 0
[9 empty] | 2018-09-11 | 2019 | 18-19 | 0 | 0 | 47611.243 | 47611.243 | 0 | 0 | 229 | 229 | 623794 | 134225.5 | 137017.5 | 901912.5 | 0 | 0 | 0.34748 | 0.052789 | 0 | 0 | 0.0016713 | 0.0002539
[9 empty] | 2018-09-12 | 2019 | 18-19 | 0 | 0 | 0 | 0 | 0 | 0 | 0 | 0 | 623794 | 134225.5 | 137017.5 | 901912.5 | 0 | 0 | 0 | 0 | 0 | 0 | 0 | 0
[9 empty] | 2018-09-13 | 2019 | 18-19 | 0 | 0 | 0 | 0 | 0 | 0 | 0 | 0 | 623794 | 134225.5 | 137017.5 | 901912.5 | 0 | 0 | 0 | 0 | 0 | 0 | 0 | 0
[9 empty] | 2018-09-14 | 2019 | 18-19 | 0 | 0 | 0 | 0 | 0 | 0 | 0 | 0 | 623794 | 134225.5 | 137017.5 | 901912.5 | 0 | 0 | 0 | 0 | 0 | 0 | 0 | 0
[9 empty] | 2018-09-15 | 2019 | 18-19 | 0 | 0 | 0 | 0 | 0 | 0 | 0 | 0 | 623794 | 134225.5 | 137017.5 | 901912.5 | 0 | 0 | 0 | 0 | 0 | 0 | 0 | 0
[9 empty] | 2018-09-16 | 2019 | 18-19 | 0 | 0 | 0 | 0 | 0 | 0 | 0 | 0 | 623794 | 134225.5 | 137017.5 | 901912.5 | 0 | 0 | 0 | 0 | 0 | 0 | 0 | 0
[9 empty] | 2018-09-17 | 2019 | 18-19 | 0 | 0 | 0 | 0 | 0 | 0 | 0 | 0 | 623794 | 134225.5 | 137017.5 | 901912.5 | 0 | 0 | 0 | 0 | 0 | 0 | 0 | 0
[9 empty] | 2018-09-18 | 2019 | 18-19 | 0 | 0 | 0 | 0 | 0 | 0 | 0 | 0 | 623794 | 134225.5 | 137017.5 | 901912.5 | 0 | 0 | 0 | 0 | 0 | 0 | 0 | 0
[9 empty] | 2018-09-19 | 2019 | 18-19 | 0 | 0 | 0 | 0 | 0 | 0 | 0 | 0 | 623794 | 134225.5 | 137017.5 | 901912.5 | 0 | 0 | 0 | 0 | 0 | 0 | 0 | 0
[9 empty] | 2018-09-20 | 2019 | 18-19 | 0 | 0 | 0 | 0 | 0 | 0 | 0 | 0 | 623794 | 134225.5 | 137017.5 | 901912.5 | 0 | 0 | 0 | 0 | 0 | 0 | 0 | 0
[9 empty] | 2018-09-21 | 2019 | 18-19 | 0 | 0 | 0 | 0 | 0 | 0 | 0 | 0 | 623794 | 134225.5 | 137017.5 | 901912.5 | 0 | 0 | 0 | 0 | 0 | 0 | 0 | 0
[9 empty] | 2018-09-22 | 2019 | 18-19 | 0 | 0 | 0 | 0 | 0 | 0 | 0 | 0 | 623794 | 134225.5 | 137017.5 | 901912.5 | 0 | 0 | 0 | 0 | 0 | 0 | 0 | 0
[9 empty] | 2018-09-23 | 2019 | 18-19 | 0 | 0 | 0 | 0 | 0 | 0 | 0 | 0 | 623794 | 134225.5 | 137017.5 | 901912.5 | 0 | 0 | 0 | 0 | 0 | 0 | 0 | 0
[9 empty] | 2018-09-24 | 2019 | 18-19 | 0 | 0 | 0 | 0 | 0 | 0 | 0 | 0 | 623794 | 134225.5 | 137017.5 | 901912.5 | 0 | 0 | 0 | 0 | 0 | 0 | 0 | 0
[9 empty] | 2018-09-25 | 2019 | 18-19 | 0 | 0 | 0 | 0 | 0 | 0 | 0 | 0 | 623794 | 134225.5 | 137017.5 | 901912.5 | 0 | 0 | 0 | 0 | 0 | 0 | 0 | 0
[9 empty] | 2018-09-26 | 2019 | 18-19 | 0 | 0 | 0 | 0 | 0 | 0 | 0 | 0 | 623794 | 134225.5 | 137017.5 | 901912.5 | 0 | 0 | 0 | 0 | 0 | 0 | 0 | 0
[9 empty] | 2018-09-27 | 2019 | 18-19 | 0 | 0 | 0 | 0 | 0 | 0 | 0 | 0 | 623794 | 134225.5 | 137017.5 | 901912.5 | 0 | 0 | 0 | 0 | 0 | 0 | 0 | 0
[9 empty] | 2018-09-28 | 2019 | 18-19 | 0 | 0 | 0 | 0 | 0 | 0 | 0 | 0 | 623794 | 134225.5 | 137017.5 | 901912.5 | 0 | 0 | 0 | 0 | 0 | 0 | 0 | 0
[9 empty] | 2018-09-29 | 2019 | 18-19 | 0 | 0 | 0 | 0 | 0 | 0 | 0 | 0 | 623794 | 134225.5 | 137017.5 | 901912.5 | 0 | 0 | 0 | 0 | 0 | 0 | 0 | 0
[9 empty] | 2018-09-30 | 2019 | 18-19 | 0 | 0 | 0 | 0 | 0 | 0 | 0 | 0 | 623794 | 134225.5 | 137017.5 | 901912.5 | 0 | 0 | 0 | 0 | 0 | 0 | 0 | 0
[9 empty] | 2018-10-01 | 2019 | 18-19 | 0 | 0 | 0 | 0 | 0 | 0 | 0 | 0 | 623794 | 134225.5 | 137017.5 | 901912.5 | 0 | 0 | 0 | 0 | 0 | 0 | 0 | 0
[9 empty] | 2018-10-02 | 2019 | 18-19 | 0 | 0 | 0 | 0 | 0 | 0 | 0 | 0 | 623794 | 134225.5 | 137017.5 | 901912.5 | 0 | 0 | 0 | 0 | 0 | 0 | 0 | 0
[9 empty] | 2018-10-03 | 2019 | 18-19 | 0 | 0 | 0 | 0 | 0 | 0 | 0 | 0 | 623794 | 134225.5 | 137017.5 | 901912.5 | 0 | 0 | 0 | 0 | 0 | 0 | 0 | 0
[9 empty] | 2018-10-04 | 2019 | 18-19 | 0 | 0 | 0 | 0 | 0 | 0 | 0 | 0 | 623794 | 134225.5 | 137017.5 | 901912.5 | 0 | 0 | 0 | 0 | 0 | 0 | 0 | 0
[9 empty] | 2018-10-05 | 2019 | 18-19 | 0 | 0 | 0 | 0 | 0 | 0 | 0 | 0 | 623794 | 134225.5 | 137017.5 | 901912.5 | 0 | 0 | 0 | 0 | 0 | 0 | 0 | 0
[9 empty] | 2018-10-06 | 2019 | 18-19 | 0 | 0 | 0 | 0 | 0 | 0 | 0 | 0 | 623794 | 134225.5 | 137017.5 | 901912.5 | 0 | 0 | 0 | 0 | 0 | 0 | 0 | 0
[9 empty] | 2018-10-07 | 2019 | 18-19 | 0 | 0 | 0 | 0 | 0 | 0 | 0 | 0 | 623794 | 134225.5 | 137017.5 | 901912.5 | 0 | 0 | 0 | 0 | 0 | 0 | 0 | 0
[9 empty] | 2018-10-08 | 2019 | 18-19 | 0 | 0 | 0 | 0 | 0 | 0 | 0 | 0 | 623794 | 134225.5 | 137017.5 | 901912.5 | 0 | 0 | 0 | 0 | 0 | 0 | 0 | 0
[9 empty] | 2018-10-09 | 2019 | 18-19 | 0 | 0 | 0 | 0 | 0 | 0 | 0 | 0 | 623794 | 134225.5 | 137017.5 | 901912.5 | 0 | 0 | 0 | 0 | 0 | 0 | 0 | 0
[9 empty] | 2018-10-10 | 2019 | 18-19 | 0 | 0 | 0 | 0 | 0 | 0 | 0 | 0 | 623794 | 134225.5 | 137017.5 | 901912.5 | 0 | 0 | 0 | 0 | 0 | 0 | 0 | 0
[9 empty] | 2018-10-11 | 2019 | 18-19 | 0 | 0 | 0 | 0 | 0 | 0 | 0 | 0 | 623794 | 134225.5 | 137017.5 | 901912.5 | 0 | 0 | 0 | 0 | 0 | 0 | 0 | 0
[9 empty] | 2018-10-12 | 2019 | 18-19 | 0 | 0 | 0 | 0 | 0 | 0 | 0 | 0 | 623794 | 134225.5 | 137017.5 | 901912.5 | 0 | 0 | 0 | 0 | 0 | 0 | 0 | 0
[9 empty] | 2018-10-13 | 2019 | 18-19 | 0 | 0 | 0 | 0 | 0 | 0 | 0 | 0 | 623794 | 134225.5 | 137017.5 | 901912.5 | 0 | 0 | 0 | 0 | 0 | 0 | 0 | 0
[9 empty] | 2018-10-14 | 2019 | 18-19 | 0 | 0 | 0 | 0 | 0 | 0 | 0 | 0 | 623794 | 134225.5 | 137017.5 | 901912.5 | 0 | 0 | 0 | 0 | 0 | 0 | 0 | 0
[9 empty] | 2018-10-15 | 2019 |  | 0 | 0 | 19380.95 | 19380.95 | 0 | 0 | 40 | 40 | 623794 | 134225.5 | 137017.5 | 901912.5 | 0 | 0 | 0.14145 | 0.021489 | 0 | 0 | 0.00029193 | 4.435e-05
[9 empty] | 2018-10-16 | 2019 | 18-19 | 0 | 0 | 0 | 0 | 0 | 0 | 0 | 0 | 623794 | 134225.5 | 137017.5 | 901912.5 | 0 | 0 | 0 | 0 | 0 | 0 | 0 | 0
[9 empty] | 2018-10-17 | 2019 | 18-19 | 0 | 0 | 0 | 0 | 0 | 0 | 0 | 0 | 623794 | 134225.5 | 137017.5 | 901912.5 | 0 | 0 | 0 | 0 | 0 | 0 | 0 | 0
[9 empty] | 2018-10-18 | 2019 | 18-19 | 0 | 0 | 0 | 0 | 0 | 0 | 0 | 0 | 623794 | 134225.5 | 137017.5 | 901912.5 | 0 | 0 | 0 | 0 | 0 | 0 | 0 | 0
[9 empty] | 2018-10-19 | 2019 | 18-19 | 0 | 0 | 4534.7188 | 4534.7188 | 0 | 0 | 29 | 29 | 623794 | 134225.5 | 137017.5 | 901912.5 | 0 | 0 | 0.033096 | 0.0050279 | 0 | 0 | 0.00021165 | 3.2154e-05
[9 empty] | 2018-10-20 | 2019 | 18-19 | 0 | 0 | 0 | 0 | 0 | 0 | 0 | 0 | 623794 | 134225.5 | 137017.5 | 901912.5 | 0 | 0 | 0 | 0 | 0 | 0 | 0 | 0
[9 empty] | 2018-10-21 | 2019 | 18-19 | 0 | 0 | 0 | 0 | 0 | 0 | 0 | 0 | 623794 | 134225.5 | 137017.5 | 901912.5 | 0 | 0 | 0 | 0 | 0 | 0 | 0 | 0
[9 empty] | 2018-10-22 | 2019 | 18-19 | 0 | 0 | 0 | 0 | 0 | 0 | 0 | 0 | 623794 | 134225.5 | 137017.5 | 901912.5 | 0 | 0 | 0 | 0 | 0 | 0 | 0 | 0
[9 empty] | 2018-10-23 | 2019 | 18-19 | 0 | 0 | 0 | 0 | 0 | 0 | 0 | 0 | 623794 | 134225.5 | 137017.5 | 901912.5 | 0 | 0 | 0 | 0 | 0 | 0 | 0 | 0
[9 empty] | 2018-10-24 | 2019 | 18-19 | 0 | 0 | 0 | 0 | 0 | 0 | 0 | 0 | 623794 | 134225.5 | 137017.5 | 901912.5 | 0 | 0 | 0 | 0 | 0 | 0 | 0 | 0
[9 empty] | 2018-10-25 | 2019 | 18-19 | 0 | 0 | 0 | 0 | 0 | 0 | 0 | 0 | 623794 | 134225.5 | 137017.5 | 901912.5 | 0 | 0 | 0 | 0 | 0 | 0 | 0 | 0
[9 empty] | 2018-10-26 | 2019 | 18-19 | 0 | 0 | 0 | 0 | 0 | 0 | 0 | 0 | 623794 | 134225.5 | 137017.5 | 901912.5 | 0 | 0 | 0 | 0 | 0 | 0 | 0 | 0
[9 empty] | 2018-10-27 | 2019 | 18-19 | 0 | 0 | 0 | 0 | 0 | 0 | 0 | 0 | 623794 | 134225.5 | 137017.5 | 901912.5 | 0 | 0 | 0 | 0 | 0 | 0 | 0 | 0
[9 empty] | 2018-10-28 | 2019 | 18-19 | 0 | 0 | 0 | 0 | 0 | 0 | 0 | 0 | 623794 | 134225.5 | 137017.5 | 901912.5 | 0 | 0 | 0 | 0 | 0 | 0 | 0 | 0
[9 empty] | 2018-10-29 | 2019 | 18-19 | 0 | 0 | 0 | 0 | 0 | 0 | 0 | 0 | 623794 | 134225.5 | 137017.5 | 901912.5 | 0 | 0 | 0 | 0 | 0 | 0 | 0 | 0
[9 empty] | 2018-10-30 | 2019 | 18-19 | 0 | 0 | 0 | 0 | 0 | 0 | 0 | 0 | 623794 | 134225.5 | 137017.5 | 901912.5 | 0 | 0 | 0 | 0 | 0 | 0 | 0 | 0
[9 empty] | 2018-10-31 | 2019 | 18-19 | 0 | 0 | 0 | 0 | 0 | 0 | 0 | 0 | 623794 | 134225.5 | 137017.5 | 901912.5 | 0 | 0 | 0 | 0 | 0 | 0 | 0 | 0
[9 empty] | 2018-11-01 | 2019 | 18-19 | 0 | 0 | 0 | 0 | 0 | 0 | 0 | 0 | 623794 | 134225.5 | 137017.5 | 901912.5 | 0 | 0 | 0 | 0 | 0 | 0 | 0 | 0
[9 empty] | 2018-11-02 | 2019 |  | 0 | 0 | 0 | 0 | 0 | 0 | 0 | 0 | 623794 | 134225.5 | 137017.5 | 901912.5 | 0 | 0 | 0 | 0 | 0 | 0 | 0 | 0
[9 empty] | 2018-11-03 | 2019 | 18-19 | 0 | 0 | 0 | 0 | 0 | 0 | 0 | 0 | 623794 | 134225.5 | 137017.5 | 901912.5 | 0 | 0 | 0 | 0 | 0 | 0 | 0 | 0
[9 empty] | 2018-11-04 | 2019 | 18-19 | 0 | 0 | 0 | 0 | 0 | 0 | 0 | 0 | 623794 | 134225.5 | 137017.5 | 901912.5 | 0 | 0 | 0 | 0 | 0 | 0 | 0 | 0
[9 empty] | 2018-11-05 | 2019 | 18-19 | 0 | 0 | 0 | 0 | 0 | 0 | 0 | 0 | 623794 | 134225.5 | 137017.5 | 901912.5 | 0 | 0 | 0 | 0 | 0 | 0 | 0 | 0
[9 empty] | 2018-11-06 | 2019 | 18-19 | 0 | 0 | 0 | 0 | 0 | 0 | 0 | 0 | 623794 | 134225.5 | 137017.5 | 901912.5 | 0 | 0 | 0 | 0 | 0 | 0 | 0 | 0
[9 empty] | 2018-11-07 | 2019 | 18-19 | 0 | 0 | 0 | 0 | 0 | 0 | 0 | 0 | 623794 | 134225.5 | 137017.5 | 901912.5 | 0 | 0 | 0 | 0 | 0 | 0 | 0 | 0
[9 empty] | 2018-11-08 | 2019 | 18-19 | 0 | 0 | 0 | 0 | 0 | 0 | 0 | 0 | 623794 | 134225.5 | 137017.5 | 901912.5 | 0 | 0 | 0 | 0 | 0 | 0 | 0 | 0
[9 empty] | 2018-11-09 | 2019 | 18-19 | 0 | 0 | 0 | 0 | 0 | 0 | 0 | 0 | 623794 | 134225.5 | 137017.5 | 901912.5 | 0 | 0 | 0 | 0 | 0 | 0 | 0 | 0
[9 empty] | 2018-11-10 | 2019 | 18-19 | 0 | 0 | 0 | 0 | 0 | 0 | 0 | 0 | 623794 | 134225.5 | 137017.5 | 901912.5 | 0 | 0 | 0 | 0 | 0 | 0 | 0 | 0
[9 empty] | 2018-11-11 | 2019 | 18-19 | 0 | 0 | 0 | 0 | 0 | 0 | 0 | 0 | 623794 | 134225.5 | 137017.5 | 901912.5 | 0 | 0 | 0 | 0 | 0 | 0 | 0 | 0
[9 empty] | 2018-11-12 | 2019 | 18-19 | 0 | 0 | 0 | 0 | 0 | 0 | 0 | 0 | 623794 | 134225.5 | 137017.5 | 901912.5 | 0 | 0 | 0 | 0 | 0 | 0 | 0 | 0
[9 empty] | 2018-11-13 | 2019 | 18-19 | 0 | 0 | 0 | 0 | 0 | 0 | 0 | 0 | 623794 | 134225.5 | 137017.5 | 901912.5 | 0 | 0 | 0 | 0 | 0 | 0 | 0 | 0
[9 empty] | 2018-11-14 | 2019 | 18-19 | 0 | 0 | 0 | 0 | 0 | 0 | 0 | 0 | 623794 | 134225.5 | 137017.5 | 901912.5 | 0 | 0 | 0 | 0 | 0 | 0 | 0 | 0
[9 empty] | 2018-11-15 | 2019 | 18-19 | 0 | 0 | 0 | 0 | 0 | 0 | 0 | 0 | 623794 | 134225.5 | 137017.5 | 901912.5 | 0 | 0 | 0 | 0 | 0 | 0 | 0 | 0
[9 empty] | 2018-11-16 | 2019 | 18-19 | 0 | 0 | 0 | 0 | 0 | 0 | 0 | 0 | 623794 | 134225.5 | 137017.5 | 901912.5 | 0 | 0 | 0 | 0 | 0 | 0 | 0 | 0
[9 empty] | 2018-11-17 | 2019 | 18-19 | 0 | 0 | 0 | 0 | 0 | 0 | 0 | 0 | 623794 | 134225.5 | 137017.5 | 901912.5 | 0 | 0 | 0 | 0 | 0 | 0 | 0 | 0
[9 empty] | 2018-11-18 | 2019 | 18-19 | 0 | 0 | 0 | 0 | 0 | 0 | 0 | 0 | 623794 | 134225.5 | 137017.5 | 901912.5 | 0 | 0 | 0 | 0 | 0 | 0 | 0 | 0
[9 empty] | 2018-11-19 | 2019 | 18-19 | 0 | 0 | 0 | 0 | 0 | 0 | 0 | 0 | 623794 | 134225.5 | 137017.5 | 901912.5 | 0 | 0 | 0 | 0 | 0 | 0 | 0 | 0
[9 empty] | 2018-11-20 | 2019 | 18-19 | 0 | 0 | 22800.955 | 22800.955 | 0 | 0 | 506.0003 | 506.0003 | 623794 | 134225.5 | 137017.5 | 901912.5 | 0 | 0 | 0.16641 | 0.025281 | 0 | 0 | 0.003693 | 0.00056103
[9 empty] | 2018-11-21 | 2019 |  | 0 | 0 | 0 | 0 | 0 | 0 | 0 | 0 | 623794 | 134225.5 | 137017.5 | 901912.5 | 0 | 0 | 0 | 0 | 0 | 0 | 0 | 0
[9 empty] | 2018-11-22 | 2019 |  | 0 | 0 | 0 | 0 | 0 | 0 | 0 | 0 | 623794 | 134225.5 | 137017.5 | 901912.5 | 0 | 0 | 0 | 0 | 0 | 0 | 0 | 0
[9 empty] | 2018-11-23 | 2019 | 18-19 | 0 | 0 | 0 | 0 | 0 | 0 | 0 | 0 | 623794 | 134225.5 | 137017.5 | 901912.5 | 0 | 0 | 0 | 0 | 0 | 0 | 0 | 0
[9 empty] | 2018-11-24 | 2019 | 18-19 | 0 | 0 | 0 | 0 | 0 | 0 | 0 | 0 | 623794 | 134225.5 | 137017.5 | 901912.5 | 0 | 0 | 0 | 0 | 0 | 0 | 0 | 0
[9 empty] | 2018-11-25 | 2019 | 18-19 | 0 | 0 | 0 | 0 | 0 | 0 | 0 | 0 | 623794 | 134225.5 | 137017.5 | 901912.5 | 0 | 0 | 0 | 0 | 0 | 0 | 0 | 0
[9 empty] | 2018-11-26 | 2019 | 18-19 | 0 | 32586.3024 | 0 | 32586.3024 | 0 | 266 | 0 | 266 | 623794 | 134225.5 | 137017.5 | 901912.5 | 0 | 0.24277 | 0 | 0.03613 | 0 | 0.0019817 | 0 | 0.00029493
[9 empty] | 2018-11-27 | 2019 | 18-19 | 0 | 0 | 0 | 0 | 0 | 0 | 0 | 0 | 623794 | 134225.5 | 137017.5 | 901912.5 | 0 | 0 | 0 | 0 | 0 | 0 | 0 | 0
[9 empty] | 2018-11-28 | 2019 | 18-19 | 0 | 0 | 0 | 0 | 0 | 0 | 0 | 0 | 623794 | 134225.5 | 137017.5 | 901912.5 | 0 | 0 | 0 | 0 | 0 | 0 | 0 | 0
[9 empty] | 2018-11-29 | 2019 | 18-19 | 0 | 0 | 0 | 0 | 0 | 0 | 0 | 0 | 623794 | 134225.5 | 137017.5 | 901912.5 | 0 | 0 | 0 | 0 | 0 | 0 | 0 | 0
[9 empty] | 2018-11-30 | 2019 | 18-19 | 0 | 0 | 0 | 0 | 0 | 0 | 0 | 0 | 623794 | 134225.5 | 137017.5 | 901912.5 | 0 | 0 | 0 | 0 | 0 | 0 | 0 | 0
[9 empty] | 2018-12-01 | 2019 | 18-19 | 0 | 0 | 0 | 0 | 0 | 0 | 0 | 0 | 623794 | 134225.5 | 137017.5 | 901912.5 | 0 | 0 | 0 | 0 | 0 | 0 | 0 | 0
[9 empty] | 2018-12-02 | 2019 | 18-19 | 0 | 0 | 0 | 0 | 0 | 0 | 0 | 0 | 623794 | 134225.5 | 137017.5 | 901912.5 | 0 | 0 | 0 | 0 | 0 | 0 | 0 | 0
[9 empty] | 2018-12-03 | 2019 | 18-19 | 0 | 0 | 0 | 0 | 0 | 0 | 0 | 0 | 623794 | 134225.5 | 137017.5 | 901912.5 | 0 | 0 | 0 | 0 | 0 | 0 | 0 | 0
[9 empty] | 2018-12-04 | 2019 | 18-19 | 0 | 0 | 0 | 0 | 0 | 0 | 0 | 0 | 623794 | 134225.5 | 137017.5 | 901912.5 | 0 | 0 | 0 | 0 | 0 | 0 | 0 | 0
[9 empty] | 2018-12-05 | 2019 | 18-19 | 0 | 0 | 0 | 0 | 0 | 0 | 0 | 0 | 623794 | 134225.5 | 137017.5 | 901912.5 | 0 | 0 | 0 | 0 | 0 | 0 | 0 | 0
[9 empty] | 2018-12-06 | 2019 | 18-19 | 0 | 0 | 0 | 0 | 0 | 0 | 0 | 0 | 623794 | 134225.5 | 137017.5 | 901912.5 | 0 | 0 | 0 | 0 | 0 | 0 | 0 | 0
[9 empty] | 2018-12-07 | 2019 | 18-19 | 0 | 0 | 0 | 0 | 0 | 0 | 0 | 0 | 623794 | 134225.5 | 137017.5 | 901912.5 | 0 | 0 | 0 | 0 | 0 | 0 | 0 | 0
[9 empty] | 2018-12-08 | 2019 | 18-19 | 0 | 27584.2 | 0 | 27584.2 | 0 | 14 | 0 | 14 | 623794 | 134225.5 | 137017.5 | 901912.5 | 0 | 0.20551 | 0 | 0.030584 | 0 | 0.0001043 | 0 | 1.5523e-05
[9 empty] | 2018-12-09 | 2019 | 18-19 | 0 | 0 | 0 | 0 | 0 | 0 | 0 | 0 | 623794 | 134225.5 | 137017.5 | 901912.5 | 0 | 0 | 0 | 0 | 0 | 0 | 0 | 0
[9 empty] | 2018-12-10 | 2019 | 18-19 | 0 | 0 | 0 | 0 | 0 | 0 | 0 | 0 | 623794 | 134225.5 | 137017.5 | 901912.5 | 0 | 0 | 0 | 0 | 0 | 0 | 0 | 0
[9 empty] | 2018-12-11 | 2019 | 18-19 | 0 | 0 | 0 | 0 | 0 | 0 | 0 | 0 | 623794 | 134225.5 | 137017.5 | 901912.5 | 0 | 0 | 0 | 0 | 0 | 0 | 0 | 0
[9 empty] | 2018-12-12 | 2019 | 18-19 | 0 | 0 | 0 | 0 | 0 | 0 | 0 | 0 | 623794 | 134225.5 | 137017.5 | 901912.5 | 0 | 0 | 0 | 0 | 0 | 0 | 0 | 0
[9 empty] | 2018-12-13 | 2019 | 18-19 | 0 | 8605.1 | 0 | 8605.1 | 0 | 14 | 0 | 14 | 623794 | 134225.5 | 137017.5 | 901912.5 | 0 | 0.064109 | 0 | 0.0095409 | 0 | 0.0001043 | 0 | 1.5523e-05
[9 empty] | 2018-12-14 | 2019 | 18-19 | 0 | 5749.4 | 0 | 5749.4 | 0 | 30 | 0 | 30 | 623794 | 134225.5 | 137017.5 | 901912.5 | 0 | 0.042834 | 0 | 0.0063747 | 0 | 0.0002235 | 0 | 3.3263e-05
[9 empty] | 2018-12-15 | 2019 | 18-19 | 0 | 0 | 0 | 0 | 0 | 0 | 0 | 0 | 623794 | 134225.5 | 137017.5 | 901912.5 | 0 | 0 | 0 | 0 | 0 | 0 | 0 | 0
[9 empty] | 2018-12-16 | 2019 | 18-19 | 0 | 0 | 0 | 0 | 0 | 0 | 0 | 0 | 623794 | 134225.5 | 137017.5 | 901912.5 | 0 | 0 | 0 | 0 | 0 | 0 | 0 | 0
[9 empty] | 2018-12-17 | 2019 | 18-19 | 0 | 6794.4 | 0 | 6794.4 | 0 | 30 | 0 | 30 | 623794 | 134225.5 | 137017.5 | 901912.5 | 0 | 0.050619 | 0 | 0.0075333 | 0 | 0.0002235 | 0 | 3.3263e-05
[9 empty] | 2018-12-18 | 2019 | 18-19 | 0 | 0 | 0 | 0 | 0 | 0 | 0 | 0 | 623794 | 134225.5 | 137017.5 | 901912.5 | 0 | 0 | 0 | 0 | 0 | 0 | 0 | 0
[9 empty] | 2018-12-19 | 2019 | 18-19 | 0 | 0 | 0 | 0 | 0 | 0 | 0 | 0 | 623794 | 134225.5 | 137017.5 | 901912.5 | 0 | 0 | 0 | 0 | 0 | 0 | 0 | 0
[9 empty] | 2018-12-20 | 2019 | 18-19 | 0 | 0 | 0 | 0 | 0 | 0 | 0 | 0 | 623794 | 134225.5 | 137017.5 | 901912.5 | 0 | 0 | 0 | 0 | 0 | 0 | 0 | 0
[9 empty] | 2018-12-21 | 2019 | 18-19 | 0 | 0 | 0 | 0 | 0 | 0 | 0 | 0 | 623794 | 134225.5 | 137017.5 | 901912.5 | 0 | 0 | 0 | 0 | 0 | 0 | 0 | 0
[9 empty] | 2018-12-22 | 2019 | 18-19 | 0 | 0 | 0 | 0 | 0 | 0 | 0 | 0 | 623794 | 134225.5 | 137017.5 | 901912.5 | 0 | 0 | 0 | 0 | 0 | 0 | 0 | 0
[9 empty] | 2018-12-23 | 2019 | 18-19 | 0 | 0 | 0 | 0 | 0 | 0 | 0 | 0 | 623794 | 134225.5 | 137017.5 | 901912.5 | 0 | 0 | 0 | 0 | 0 | 0 | 0 | 0
[9 empty] | 2018-12-24 | 2019 | 18-19 | 0 | 0 | 0 | 0 | 0 | 0 | 0 | 0 | 623794 | 134225.5 | 137017.5 | 901912.5 | 0 | 0 | 0 | 0 | 0 | 0 | 0 | 0
[9 empty] | 2018-12-25 | 2019 | 18-19 | 0 | 0 | 0 | 0 | 0 | 0 | 0 | 0 | 623794 | 134225.5 | 137017.5 | 901912.5 | 0 | 0 | 0 | 0 | 0 | 0 | 0 | 0
[9 empty] | 2018-12-26 | 2019 | 18-19 | 0 | 0 | 0 | 0 | 0 | 0 | 0 | 0 | 623794 | 134225.5 | 137017.5 | 901912.5 | 0 | 0 | 0 | 0 | 0 | 0 | 0 | 0
[9 empty] | 2018-12-27 | 2019 | 18-19 | 0 | 0 | 0 | 0 | 0 | 0 | 0 | 0 | 623794 | 134225.5 | 137017.5 | 901912.5 | 0 | 0 | 0 | 0 | 0 | 0 | 0 | 0
[9 empty] | 2018-12-28 | 2019 | 18-19 | 0 | 0 | 0 | 0 | 0 | 0 | 0 | 0 | 623794 | 134225.5 | 137017.5 | 901912.5 | 0 | 0 | 0 | 0 | 0 | 0 | 0 | 0
[9 empty] | 2018-12-29 | 2019 | 18-19 | 0 | 0 | 0 | 0 | 0 | 0 | 0 | 0 | 623794 | 134225.5 | 137017.5 | 901912.5 | 0 | 0 | 0 | 0 | 0 | 0 | 0 | 0
[9 empty] | 2018-12-30 | 2019 | 18-19 | 0 | 0 | 0 | 0 | 0 | 0 | 0 | 0 | 623794 | 134225.5 | 137017.5 | 901912.5 | 0 | 0 | 0 | 0 | 0 | 0 | 0 | 0
[9 empty] | 2018-12-31 | 2019 | 18-19 | 0 | 0 | 0 | 0 | 0 | 0 | 0 | 0 | 623794 | 134225.5 | 137017.5 | 901912.5 | 0 | 0 | 0 | 0 | 0 | 0 | 0 | 0
[9 empty] | 2019-01-01 | 2019 | 18-19 | 0 | 0 | 0 | 0 | 0 | 0 | 0 | 0 | 623794 | 134225.5 | 137017.5 | 901912.5 | 0 | 0 | 0 | 0 | 0 | 0 | 0 | 0
[9 empty] | 2019-01-02 | 2019 | 18-19 | 0 | 0 | 0 | 0 | 0 | 0 | 0 | 0 | 623794 | 134225.5 | 137017.5 | 901912.5 | 0 | 0 | 0 | 0 | 0 | 0 | 0 | 0
[9 empty] | 2019-01-03 | 2019 | 18-19 | 0 | 0 | 0 | 0 | 0 | 0 | 0 | 0 | 623794 | 134225.5 | 137017.5 | 901912.5 | 0 | 0 | 0 | 0 | 0 | 0 | 0 | 0
[9 empty] | 2019-01-04 | 2019 | 18-19 | 0 | 0 | 5757.95 | 5757.95 | 0 | 0 | 19 | 19 | 623794 | 134225.5 | 137017.5 | 901912.5 | 0 | 0 | 0.042023 | 0.0063842 | 0 | 0 | 0.00013867 | 2.1066e-05
[9 empty] | 2019-01-05 | 2019 | 18-19 | 0 | 0 | 0 | 0 | 0 | 0 | 0 | 0 | 623794 | 134225.5 | 137017.5 | 901912.5 | 0 | 0 | 0 | 0 | 0 | 0 | 0 | 0
[9 empty] | 2019-01-06 | 2019 | 18-19 | 0 | 0 | 0 | 0 | 0 | 0 | 0 | 0 | 623794 | 134225.5 | 137017.5 | 901912.5 | 0 | 0 | 0 | 0 | 0 | 0 | 0 | 0
[9 empty] | 2019-01-07 | 2019 | 18-19 | 0 | 0 | 0 | 0 | 0 | 0 | 0 | 0 | 623794 | 134225.5 | 137017.5 | 901912.5 | 0 | 0 | 0 | 0 | 0 | 0 | 0 | 0
[9 empty] | 2019-01-08 | 2019 | 18-19 | 0 | 0 | 0 | 0 | 0 | 0 | 0 | 0 | 623794 | 134225.5 | 137017.5 | 901912.5 | 0 | 0 | 0 | 0 | 0 | 0 | 0 | 0
[9 empty] | 2019-01-09 | 2019 | 18-19 | 0 | 0 | 0 | 0 | 0 | 0 | 0 | 0 | 623794 | 134225.5 | 137017.5 | 901912.5 | 0 | 0 | 0 | 0 | 0 | 0 | 0 | 0
[9 empty] | 2019-01-10 | 2019 | 18-19 | 0 | 0 | 0 | 0 | 0 | 0 | 0 | 0 | 623794 | 134225.5 | 137017.5 | 901912.5 | 0 | 0 | 0 | 0 | 0 | 0 | 0 | 0
[9 empty] | 2019-01-11 | 2019 | 18-19 | 0 | 0 | 0 | 0 | 0 | 0 | 0 | 0 | 623794 | 134225.5 | 137017.5 | 901912.5 | 0 | 0 | 0 | 0 | 0 | 0 | 0 | 0
[9 empty] | 2019-01-12 | 2019 | 18-19 | 0 | 0 | 0 | 0 | 0 | 0 | 0 | 0 | 623794 | 134225.5 | 137017.5 | 901912.5 | 0 | 0 | 0 | 0 | 0 | 0 | 0 | 0
[9 empty] | 2019-01-13 | 2019 | 18-19 | 0 | 0 | 0 | 0 | 0 | 0 | 0 | 0 | 623794 | 134225.5 | 137017.5 | 901912.5 | 0 | 0 | 0 | 0 | 0 | 0 | 0 | 0
[9 empty] | 2019-01-14 | 2019 | 18-19 | 0 | 0 | 0 | 0 | 0 | 0 | 0 | 0 | 623794 | 134225.5 | 137017.5 | 901912.5 | 0 | 0 | 0 | 0 | 0 | 0 | 0 | 0
[9 empty] | 2019-01-15 | 2019 | 18-19 | 0 | 0 | 0 | 0 | 0 | 0 | 0 | 0 | 623794 | 134225.5 | 137017.5 | 901912.5 | 0 | 0 | 0 | 0 | 0 | 0 | 0 | 0
[9 empty] | 2019-01-16 | 2019 | 18-19 | 0 | 0 | 0 | 0 | 0 | 0 | 0 | 0 | 623794 | 134225.5 | 137017.5 | 901912.5 | 0 | 0 | 0 | 0 | 0 | 0 | 0 | 0
[9 empty] | 2019-01-17 | 2019 | 18-19 | 0 | 0 | 0 | 0 | 0 | 0 | 0 | 0 | 623794 | 134225.5 | 137017.5 | 901912.5 | 0 | 0 | 0 | 0 | 0 | 0 | 0 | 0
[9 empty] | 2019-01-18 | 2019 | 18-19 | 0 | 0 | 73631.6201 | 73631.6201 | 0 | 0 | 439 | 439 | 623794 | 134225.5 | 137017.5 | 901912.5 | 0 | 0 | 0.53739 | 0.081639 | 0 | 0 | 0.003204 | 0.00048674
[9 empty] | 2019-01-19 | 2019 | 18-19 | 0 | 0 | 53138.0612 | 53138.0612 | 0 | 0 | 226 | 226 | 623794 | 134225.5 | 137017.5 | 901912.5 | 0 | 0 | 0.38782 | 0.058917 | 0 | 0 | 0.0016494 | 0.00025058
[9 empty] | 2019-01-20 | 2019 | 18-19 | 0 | 0 | 0 | 0 | 0 | 0 | 0 | 0 | 623794 | 134225.5 | 137017.5 | 901912.5 | 0 | 0 | 0 | 0 | 0 | 0 | 0 | 0
[9 empty] | 2019-01-21 | 2019 | 18-19 | 0 | 0 | 0 | 0 | 0 | 0 | 0 | 0 | 623794 | 134225.5 | 137017.5 | 901912.5 | 0 | 0 | 0 | 0 | 0 | 0 | 0 | 0
[9 empty] | 2019-01-22 | 2019 | 18-19 | 0 | 0 | 0 | 0 | 0 | 0 | 0 | 0 | 623794 | 134225.5 | 137017.5 | 901912.5 | 0 | 0 | 0 | 0 | 0 | 0 | 0 | 0
[9 empty] | 2019-01-23 | 2019 | 18-19 | 0 | 0 | 0 | 0 | 0 | 0 | 0 | 0 | 623794 | 134225.5 | 137017.5 | 901912.5 | 0 | 0 | 0 | 0 | 0 | 0 | 0 | 0
[9 empty] | 2019-01-24 | 2019 | 18-19 | 0 | 0 | 0 | 0 | 0 | 0 | 0 | 0 | 623794 | 134225.5 | 137017.5 | 901912.5 | 0 | 0 | 0 | 0 | 0 | 0 | 0 | 0
[9 empty] | 2019-01-25 | 2019 | 18-19 | 0 | 0 | 0 | 0 | 0 | 0 | 0 | 0 | 623794 | 134225.5 | 137017.5 | 901912.5 | 0 | 0 | 0 | 0 | 0 | 0 | 0 | 0
[9 empty] | 2019-01-26 | 2019 | 18-19 | 0 | 0 | 0 | 0 | 0 | 0 | 0 | 0 | 623794 | 134225.5 | 137017.5 | 901912.5 | 0 | 0 | 0 | 0 | 0 | 0 | 0 | 0
[9 empty] | 2019-01-27 | 2019 | 18-19 | 0 | 0 | 0 | 0 | 0 | 0 | 0 | 0 | 623794 | 134225.5 | 137017.5 | 901912.5 | 0 | 0 | 0 | 0 | 0 | 0 | 0 | 0
[9 empty] | 2019-01-28 | 2019 | 18-19 | 0 | 0 | 0 | 0 | 0 | 0 | 0 | 0 | 623794 | 134225.5 | 137017.5 | 901912.5 | 0 | 0 | 0 | 0 | 0 | 0 | 0 | 0
[9 empty] | 2019-01-29 | 2019 | 18-19 | 0 | 0 | 0 | 0 | 0 | 0 | 0 | 0 | 623794 | 134225.5 | 137017.5 | 901912.5 | 0 | 0 | 0 | 0 | 0 | 0 | 0 | 0
[9 empty] | 2019-01-30 | 2019 | 18-19 | 0 | 0 | 0 | 0 | 0 | 0 | 0 | 0 | 623794 | 134225.5 | 137017.5 | 901912.5 | 0 | 0 | 0 | 0 | 0 | 0 | 0 | 0
[9 empty] | 2019-01-31 | 2019 | 18-19 | 0 | 0 | 0 | 0 | 0 | 0 | 0 | 0 | 623794 | 134225.5 | 137017.5 | 901912.5 | 0 | 0 | 0 | 0 | 0 | 0 | 0 | 0
[9 empty] | 2019-02-01 | 2019 | 18-19 | 0 | 0 | 0 | 0 | 0 | 0 | 0 | 0 | 623794 | 134225.5 | 137017.5 | 901912.5 | 0 | 0 | 0 | 0 | 0 | 0 | 0 | 0
[9 empty] | 2019-02-02 | 2019 | 18-19 | 0 | 0 | 0 | 0 | 0 | 0 | 0 | 0 | 623794 | 134225.5 | 137017.5 | 901912.5 | 0 | 0 | 0 | 0 | 0 | 0 | 0 | 0
[9 empty] | 2019-02-03 | 2019 | 18-19 | 0 | 0 | 0 | 0 | 0 | 0 | 0 | 0 | 623794 | 134225.5 | 137017.5 | 901912.5 | 0 | 0 | 0 | 0 | 0 | 0 | 0 | 0
[9 empty] | 2019-02-04 | 2019 | 18-19 | 0 | 0 | 0 | 0 | 0 | 0 | 0 | 0 | 623794 | 134225.5 | 137017.5 | 901912.5 | 0 | 0 | 0 | 0 | 0 | 0 | 0 | 0
[9 empty] | 2019-02-05 | 2019 | 18-19 | 0 | 0 | 0 | 0 | 0 | 0 | 0 | 0 | 623794 | 134225.5 | 137017.5 | 901912.5 | 0 | 0 | 0 | 0 | 0 | 0 | 0 | 0
[9 empty] | 2019-02-06 | 2019 | 18-19 | 0 | 0 | 0 | 0 | 0 | 0 | 0 | 0 | 623794 | 134225.5 | 137017.5 | 901912.5 | 0 | 0 | 0 | 0 | 0 | 0 | 0 | 0
[9 empty] | 2019-02-07 | 2019 | 18-19 | 0 | 0 | 0 | 0 | 0 | 0 | 0 | 0 | 623794 | 134225.5 | 137017.5 | 901912.5 | 0 | 0 | 0 | 0 | 0 | 0 | 0 | 0
[9 empty] | 2019-02-08 | 2019 | 18-19 | 0 | 0 | 0 | 0 | 0 | 0 | 0 | 0 | 623794 | 134225.5 | 137017.5 | 901912.5 | 0 | 0 | 0 | 0 | 0 | 0 | 0 | 0
[9 empty] | 2019-02-09 | 2019 | 18-19 | 0 | 0 | 0 | 0 | 0 | 0 | 0 | 0 | 623794 | 134225.5 | 137017.5 | 901912.5 | 0 | 0 | 0 | 0 | 0 | 0 | 0 | 0
[9 empty] | 2019-02-10 | 2019 | 18-19 | 0 | 0 | 0 | 0 | 0 | 0 | 0 | 0 | 623794 | 134225.5 | 137017.5 | 901912.5 | 0 | 0 | 0 | 0 | 0 | 0 | 0 | 0
[9 empty] | 2019-02-11 | 2019 | 18-19 | 0 | 0 | 0 | 0 | 0 | 0 | 0 | 0 | 623794 | 134225.5 | 137017.5 | 901912.5 | 0 | 0 | 0 | 0 | 0 | 0 | 0 | 0
[9 empty] | 2019-02-12 | 2019 | 18-19 | 0 | 0 | 0 | 0 | 0 | 0 | 0 | 0 | 623794 | 134225.5 | 137017.5 | 901912.5 | 0 | 0 | 0 | 0 | 0 | 0 | 0 | 0
[9 empty] | 2019-02-13 | 2019 | 18-19 | 0 | 0 | 0 | 0 | 0 | 0 | 0 | 0 | 623794 | 134225.5 | 137017.5 | 901912.5 | 0 | 0 | 0 | 0 | 0 | 0 | 0 | 0
[9 empty] | 2019-02-14 | 2019 | 18-19 | 0 | 0 | 0 | 0 | 0 | 0 | 0 | 0 | 623794 | 134225.5 | 137017.5 | 901912.5 | 0 | 0 | 0 | 0 | 0 | 0 | 0 | 0
[9 empty] | 2019-02-15 | 2019 | 18-19 | 0 | 0 | 0 | 0 | 0 | 0 | 0 | 0 | 623794 | 134225.5 | 137017.5 | 901912.5 | 0 | 0 | 0 | 0 | 0 | 0 | 0 | 0
[9 empty] | 2019-02-16 | 2019 | 18-19 | 0 | 0 | 0 | 0 | 0 | 0 | 0 | 0 | 623794 | 134225.5 | 137017.5 | 901912.5 | 0 | 0 | 0 | 0 | 0 | 0 | 0 | 0
[9 empty] | 2019-02-17 | 2019 | 18-19 | 0 | 0 | 0 | 0 | 0 | 0 | 0 | 0 | 623794 | 134225.5 | 137017.5 | 901912.5 | 0 | 0 | 0 | 0 | 0 | 0 | 0 | 0
[9 empty] | 2019-02-18 | 2019 | 18-19 | 0 | 0 | 0 | 0 | 0 | 0 | 0 | 0 | 623794 | 134225.5 | 137017.5 | 901912.5 | 0 | 0 | 0 | 0 | 0 | 0 | 0 | 0
[9 empty] | 2019-02-19 | 2019 | 18-19 | 0 | 0 | 0 | 0 | 0 | 0 | 0 | 0 | 623794 | 134225.5 | 137017.5 | 901912.5 | 0 | 0 | 0 | 0 | 0 | 0 | 0 | 0
[9 empty] | 2019-02-20 | 2019 | 18-19 | 0 | 0 | 0 | 0 | 0 | 0 | 0 | 0 | 623794 | 134225.5 | 137017.5 | 901912.5 | 0 | 0 | 0 | 0 | 0 | 0 | 0 | 0
[9 empty] | 2019-02-21 | 2019 | 18-19 | 0 | 0 | 0 | 0 | 0 | 0 | 0 | 0 | 623794 | 134225.5 | 137017.5 | 901912.5 | 0 | 0 | 0 | 0 | 0 | 0 | 0 | 0
[9 empty] | 2019-02-22 | 2019 | 18-19 | 0 | 0 | 0 | 0 | 0 | 0 | 0 | 0 | 623794 | 134225.5 | 137017.5 | 901912.5 | 0 | 0 | 0 | 0 | 0 | 0 | 0 | 0
[9 empty] | 2019-02-23 | 2019 | 18-19 | 0 | 0 | 0 | 0 | 0 | 0 | 0 | 0 | 623794 | 134225.5 | 137017.5 | 901912.5 | 0 | 0 | 0 | 0 | 0 | 0 | 0 | 0
[9 empty] | 2019-02-24 | 2019 | 18-19 | 0 | 0 | 0 | 0 | 0 | 0 | 0 | 0 | 623794 | 134225.5 | 137017.5 | 901912.5 | 0 | 0 | 0 | 0 | 0 | 0 | 0 | 0
[9 empty] | 2019-02-25 | 2019 | 18-19 | 0 | 0 | 0 | 0 | 0 | 0 | 0 | 0 | 623794 | 134225.5 | 137017.5 | 901912.5 | 0 | 0 | 0 | 0 | 0 | 0 | 0 | 0
[9 empty] | 2019-02-26 | 2019 | 18-19 | 0 | 0 | 0 | 0 | 0 | 0 | 0 | 0 | 623794 | 134225.5 | 137017.5 | 901912.5 | 0 | 0 | 0 | 0 | 0 | 0 | 0 | 0
[9 empty] | 2019-02-27 | 2019 | 18-19 | 0 | 0 | 0 | 0 | 0 | 0 | 0 | 0 | 623794 | 134225.5 | 137017.5 | 901912.5 | 0 | 0 | 0 | 0 | 0 | 0 | 0 | 0
[9 empty] | 2019-02-28 | 2019 | 18-19 | 0 | 0 | 0 | 0 | 0 | 0 | 0 | 0 | 623794 | 134225.5 | 137017.5 | 901912.5 | 0 | 0 | 0 | 0 | 0 | 0 | 0 | 0
[9 empty] | 2019-03-01 | 2019 | 18-19 | 0 | 0 | 0 | 0 | 0 | 0 | 0 | 0 | 623794 | 134225.5 | 137017.5 | 901912.5 | 0 | 0 | 0 | 0 | 0 | 0 | 0 | 0
[9 empty] | 2019-03-02 | 2019 | 18-19 | 0 | 0 | 0 | 0 | 0 | 0 | 0 | 0 | 623794 | 134225.5 | 137017.5 | 901912.5 | 0 | 0 | 0 | 0 | 0 | 0 | 0 | 0
[9 empty] | 2019-03-03 | 2019 | 18-19 | 0 | 0 | 0 | 0 | 0 | 0 | 0 | 0 | 623794 | 134225.5 | 137017.5 | 901912.5 | 0 | 0 | 0 | 0 | 0 | 0 | 0 | 0
[9 empty] | 2019-03-04 | 2019 | 18-19 | 0 | 0 | 0 | 0 | 0 | 0 | 0 | 0 | 623794 | 134225.5 | 137017.5 | 901912.5 | 0 | 0 | 0 | 0 | 0 | 0 | 0 | 0
[9 empty] | 2019-03-05 | 2019 | 18-19 | 0 | 0 | 0 | 0 | 0 | 0 | 0 | 0 | 623794 | 134225.5 | 137017.5 | 901912.5 | 0 | 0 | 0 | 0 | 0 | 0 | 0 | 0
[9 empty] | 2019-03-06 | 2019 | 18-19 | 0 | 0 | 0 | 0 | 0 | 0 | 0 | 0 | 623794 | 134225.5 | 137017.5 | 901912.5 | 0 | 0 | 0 | 0 | 0 | 0 | 0 | 0
[9 empty] | 2019-03-07 | 2019 | 18-19 | 0 | 0 | 0 | 0 | 0 | 0 | 0 | 0 | 623794 | 134225.5 | 137017.5 | 901912.5 | 0 | 0 | 0 | 0 | 0 | 0 | 0 | 0
[9 empty] | 2019-03-08 | 2019 | 18-19 | 0 | 0 | 0 | 0 | 0 | 0 | 0 | 0 | 623794 | 134225.5 | 137017.5 | 901912.5 | 0 | 0 | 0 | 0 | 0 | 0 | 0 | 0
[9 empty] | 2019-03-09 | 2019 | 18-19 | 0 | 0 | 0 | 0 | 0 | 0 | 0 | 0 | 623794 | 134225.5 | 137017.5 | 901912.5 | 0 | 0 | 0 | 0 | 0 | 0 | 0 | 0
[9 empty] | 2019-03-10 | 2019 | 18-19 | 0 | 0 | 0 | 0 | 0 | 0 | 0 | 0 | 623794 | 134225.5 | 137017.5 | 901912.5 | 0 | 0 | 0 | 0 | 0 | 0 | 0 | 0
[9 empty] | 2019-03-11 | 2019 | 18-19 | 0 | 0 | 0 | 0 | 0 | 0 | 0 | 0 | 623794 | 134225.5 | 137017.5 | 901912.5 | 0 | 0 | 0 | 0 | 0 | 0 | 0 | 0
[9 empty] | 2019-03-12 | 2019 | 18-19 | 0 | 0 | 0 | 0 | 0 | 0 | 0 | 0 | 623794 | 134225.5 | 137017.5 | 901912.5 | 0 | 0 | 0 | 0 | 0 | 0 | 0 | 0
[9 empty] | 2019-03-13 | 2019 | 18-19 | 0 | 0 | 0 | 0 | 0 | 0 | 0 | 0 | 623794 | 134225.5 | 137017.5 | 901912.5 | 0 | 0 | 0 | 0 | 0 | 0 | 0 | 0
[9 empty] | 2019-03-14 | 2019 | 18-19 | 0 | 0 | 0 | 0 | 0 | 0 | 0 | 0 | 623794 | 134225.5 | 137017.5 | 901912.5 | 0 | 0 | 0 | 0 | 0 | 0 | 0 | 0
[9 empty] | 2019-03-15 | 2019 | 18-19 | 0 | 0 | 0 | 0 | 0 | 0 | 0 | 0 | 623794 | 134225.5 | 137017.5 | 901912.5 | 0 | 0 | 0 | 0 | 0 | 0 | 0 | 0
[9 empty] | 2019-03-16 | 2019 | 18-19 | 0 | 0 | 0 | 0 | 0 | 0 | 0 | 0 | 623794 | 134225.5 | 137017.5 | 901912.5 | 0 | 0 | 0 | 0 | 0 | 0 | 0 | 0
[9 empty] | 2019-03-17 | 2019 | 18-19 | 0 | 0 | 0 | 0 | 0 | 0 | 0 | 0 | 623794 | 134225.5 | 137017.5 | 901912.5 | 0 | 0 | 0 | 0 | 0 | 0 | 0 | 0
[9 empty] | 2019-03-18 | 2019 | 18-19 | 0 | 0 | 0 | 0 | 0 | 0 | 0 | 0 | 623794 | 134225.5 | 137017.5 | 901912.5 | 0 | 0 | 0 | 0 | 0 | 0 | 0 | 0
[9 empty] | 2019-03-19 | 2019 | 18-19 | 0 | 0 | 0 | 0 | 0 | 0 | 0 | 0 | 623794 | 134225.5 | 137017.5 | 901912.5 | 0 | 0 | 0 | 0 | 0 | 0 | 0 | 0
[9 empty] | 2019-03-20 | 2019 | 18-19 | 0 | 0 | 0 | 0 | 0 | 0 | 0 | 0 | 623794 | 134225.5 | 137017.5 | 901912.5 | 0 | 0 | 0 | 0 | 0 | 0 | 0 | 0
[9 empty] | 2019-03-21 | 2019 | 18-19 | 0 | 0 | 0 | 0 | 0 | 0 | 0 | 0 | 623794 | 134225.5 | 137017.5 | 901912.5 | 0 | 0 | 0 | 0 | 0 | 0 | 0 | 0
[9 empty] | 2019-03-22 | 2019 | 18-19 | 0 | 0 | 0 | 0 | 0 | 0 | 0 | 0 | 623794 | 134225.5 | 137017.5 | 901912.5 | 0 | 0 | 0 | 0 | 0 | 0 | 0 | 0
[9 empty] | 2019-03-23 | 2019 | 18-19 | 0 | 0 | 0 | 0 | 0 | 0 | 0 | 0 | 623794 | 134225.5 | 137017.5 | 901912.5 | 0 | 0 | 0 | 0 | 0 | 0 | 0 | 0
[9 empty] | 2019-03-24 | 2019 | 18-19 | 0 | 0 | 0 | 0 | 0 | 0 | 0 | 0 | 623794 | 134225.5 | 137017.5 | 901912.5 | 0 | 0 | 0 | 0 | 0 | 0 | 0 | 0
[9 empty] | 2019-03-25 | 2019 | 18-19 | 0 | 0 | 0 | 0 | 0 | 0 | 0 | 0 | 623794 | 134225.5 | 137017.5 | 901912.5 | 0 | 0 | 0 | 0 | 0 | 0 | 0 | 0
[9 empty] | 2019-03-26 | 2019 | 18-19 | 0 | 0 | 0 | 0 | 0 | 0 | 0 | 0 | 623794 | 134225.5 | 137017.5 | 901912.5 | 0 | 0 | 0 | 0 | 0 | 0 | 0 | 0
[9 empty] | 2019-03-27 | 2019 | 18-19 | 0 | 0 | 0 | 0 | 0 | 0 | 0 | 0 | 623794 | 134225.5 | 137017.5 | 901912.5 | 0 | 0 | 0 | 0 | 0 | 0 | 0 | 0
[9 empty] | 2019-03-28 | 2019 | 18-19 | 0 | 0 | 0 | 0 | 0 | 0 | 0 | 0 | 623794 | 134225.5 | 137017.5 | 901912.5 | 0 | 0 | 0 | 0 | 0 | 0 | 0 | 0
[9 empty] | 2019-03-29 | 2019 | 18-19 | 0 | 0 | 0 | 0 | 0 | 0 | 0 | 0 | 623794 | 134225.5 | 137017.5 | 901912.5 | 0 | 0 | 0 | 0 | 0 | 0 | 0 | 0
[9 empty] | 2019-03-30 | 2019 | 18-19 | 0 | 0 | 0 | 0 | 0 | 0 | 0 | 0 | 623794 | 134225.5 | 137017.5 | 901912.5 | 0 | 0 | 0 | 0 | 0 | 0 | 0 | 0
[9 empty] | 2019-03-31 | 2019 | 18-19 | 0 | 0 | 0 | 0 | 0 | 0 | 0 | 0 | 623794 | 134225.5 | 137017.5 | 901912.5 | 0 | 0 | 0 | 0 | 0 | 0 | 0 | 0
[9 empty] | 2019-04-01 | 2019 | 18-19 | 0 | 0 | 0 | 0 | 0 | 0 | 0 | 0 | 623794 | 134225.5 | 137017.5 | 901912.5 | 0 | 0 | 0 | 0 | 0 | 0 | 0 | 0
[9 empty] | 2019-04-02 | 2019 | 18-19 | 0 | 0 | 0 | 0 | 0 | 0 | 0 | 0 | 623794 | 134225.5 | 137017.5 | 901912.5 | 0 | 0 | 0 | 0 | 0 | 0 | 0 | 0
[9 empty] | 2019-04-03 | 2019 | 18-19 | 0 | 0 | 0 | 0 | 0 | 0 | 0 | 0 | 623794 | 134225.5 | 137017.5 | 901912.5 | 0 | 0 | 0 | 0 | 0 | 0 | 0 | 0
[9 empty] | 2019-04-04 | 2019 | 18-19 | 0 | 0 | 0 | 0 | 0 | 0 | 0 | 0 | 623794 | 134225.5 | 137017.5 | 901912.5 | 0 | 0 | 0 | 0 | 0 | 0 | 0 | 0
[9 empty] | 2019-04-05 | 2019 | 18-19 | 0 | 0 | 0 | 0 | 0 | 0 | 0 | 0 | 623794 | 134225.5 | 137017.5 | 901912.5 | 0 | 0 | 0 | 0 | 0 | 0 | 0 | 0
[9 empty] | 2019-04-06 | 2019 | 18-19 | 0 | 0 | 0 | 0 | 0 | 0 | 0 | 0 | 623794 | 134225.5 | 137017.5 | 901912.5 | 0 | 0 | 0 | 0 | 0 | 0 | 0 | 0
[9 empty] | 2019-04-07 | 2019 | 18-19 | 0 | 0 | 0 | 0 | 0 | 0 | 0 | 0 | 623794 | 134225.5 | 137017.5 | 901912.5 | 0 | 0 | 0 | 0 | 0 | 0 | 0 | 0
[9 empty] | 2019-04-08 | 2019 | 18-19 | 0 | 0 | 0 | 0 | 0 | 0 | 0 | 0 | 623794 | 134225.5 | 137017.5 | 901912.5 | 0 | 0 | 0 | 0 | 0 | 0 | 0 | 0
[9 empty] | 2019-04-09 | 2019 | 18-19 | 0 | 0 | 0 | 0 | 0 | 0 | 0 | 0 | 623794 | 134225.5 | 137017.5 | 901912.5 | 0 | 0 | 0 | 0 | 0 | 0 | 0 | 0
[9 empty] | 2019-04-10 | 2019 | 18-19 | 0 | 0 | 0 | 0 | 0 | 0 | 0 | 0 | 623794 | 134225.5 | 137017.5 | 901912.5 | 0 | 0 | 0 | 0 | 0 | 0 | 0 | 0
[9 empty] | 2019-04-11 | 2019 | 18-19 | 0 | 0 | 0 | 0 | 0 | 0 | 0 | 0 | 623794 | 134225.5 | 137017.5 | 901912.5 | 0 | 0 | 0 | 0 | 0 | 0 | 0 | 0
[9 empty] | 2019-04-12 | 2019 | 18-19 | 0 | 0 | 0 | 0 | 0 | 0 | 0 | 0 | 623794 | 134225.5 | 137017.5 | 901912.5 | 0 | 0 | 0 | 0 | 0 | 0 | 0 | 0
[9 empty] | 2019-04-13 | 2019 | 18-19 | 0 | 0 | 0 | 0 | 0 | 0 | 0 | 0 | 623794 | 134225.5 | 137017.5 | 901912.5 | 0 | 0 | 0 | 0 | 0 | 0 | 0 | 0
[9 empty] | 2019-04-14 | 2019 | 18-19 | 0 | 0 | 0 | 0 | 0 | 0 | 0 | 0 | 623794 | 134225.5 | 137017.5 | 901912.5 | 0 | 0 | 0 | 0 | 0 | 0 | 0 | 0
[9 empty] | 2019-04-15 | 2019 | 18-19 | 0 | 0 | 0 | 0 | 0 | 0 | 0 | 0 | 623794 | 134225.5 | 137017.5 | 901912.5 | 0 | 0 | 0 | 0 | 0 | 0 | 0 | 0
[9 empty] | 2019-04-16 | 2019 | 18-19 | 0 | 0 | 0 | 0 | 0 | 0 | 0 | 0 | 623794 | 134225.5 | 137017.5 | 901912.5 | 0 | 0 | 0 | 0 | 0 | 0 | 0 | 0
[9 empty] | 2019-04-17 | 2019 | 18-19 | 0 | 0 | 0 | 0 | 0 | 0 | 0 | 0 | 623794 | 134225.5 | 137017.5 | 901912.5 | 0 | 0 | 0 | 0 | 0 | 0 | 0 | 0
[9 empty] | 2019-04-18 | 2019 | 18-19 | 0 | 0 | 0 | 0 | 0 | 0 | 0 | 0 | 623794 | 134225.5 | 137017.5 | 901912.5 | 0 | 0 | 0 | 0 | 0 | 0 | 0 | 0
[9 empty] | 2019-04-19 | 2019 | 18-19 | 0 | 0 | 0 | 0 | 0 | 0 | 0 | 0 | 623794 | 134225.5 | 137017.5 | 901912.5 | 0 | 0 | 0 | 0 | 0 | 0 | 0 | 0
[9 empty] | 2019-04-20 | 2019 | 18-19 | 0 | 0 | 0 | 0 | 0 | 0 | 0 | 0 | 623794 | 134225.5 | 137017.5 | 901912.5 | 0 | 0 | 0 | 0 | 0 | 0 | 0 | 0
[9 empty] | 2019-04-21 | 2019 | 18-19 | 0 | 0 | 0 | 0 | 0 | 0 | 0 | 0 | 623794 | 134225.5 | 137017.5 | 901912.5 | 0 | 0 | 0 | 0 | 0 | 0 | 0 | 0
[9 empty] | 2019-04-22 | 2019 | 18-19 | 0 | 0 | 0 | 0 | 0 | 0 | 0 | 0 | 623794 | 134225.5 | 137017.5 | 901912.5 | 0 | 0 | 0 | 0 | 0 | 0 | 0 | 0
[9 empty] | 2019-04-23 | 2019 | 18-19 | 0 | 0 | 0 | 0 | 0 | 0 | 0 | 0 | 623794 | 134225.5 | 137017.5 | 901912.5 | 0 | 0 | 0 | 0 | 0 | 0 | 0 | 0
[9 empty] | 2019-04-24 | 2019 | 18-19 | 0 | 0 | 0 | 0 | 0 | 0 | 0 | 0 | 623794 | 134225.5 | 137017.5 | 901912.5 | 0 | 0 | 0 | 0 | 0 | 0 | 0 | 0
[9 empty] | 2019-04-25 | 2019 | 18-19 | 0 | 0 | 0 | 0 | 0 | 0 | 0 | 0 | 623794 | 134225.5 | 137017.5 | 901912.5 | 0 | 0 | 0 | 0 | 0 | 0 | 0 | 0
[9 empty] | 2019-04-26 | 2019 | 18-19 | 0 | 0 | 0 | 0 | 0 | 0 | 0 | 0 | 623794 | 134225.5 | 137017.5 | 901912.5 | 0 | 0 | 0 | 0 | 0 | 0 | 0 | 0
[9 empty] | 2019-04-27 | 2019 | 18-19 | 0 | 0 | 0 | 0 | 0 | 0 | 0 | 0 | 623794 | 134225.5 | 137017.5 | 901912.5 | 0 | 0 | 0 | 0 | 0 | 0 | 0 | 0
[9 empty] | 2019-04-28 | 2019 | 18-19 | 0 | 0 | 0 | 0 | 0 | 0 | 0 | 0 | 623794 | 134225.5 | 137017.5 | 901912.5 | 0 | 0 | 0 | 0 | 0 | 0 | 0 | 0
[9 empty] | 2019-04-29 | 2019 | 18-19 | 0 | 0 | 0 | 0 | 0 | 0 | 0 | 0 | 623794 | 134225.5 | 137017.5 | 901912.5 | 0 | 0 | 0 | 0 | 0 | 0 | 0 | 0
[9 empty] | 2019-04-30 | 2019 | 18-19 | 0 | 0 | 0 | 0 | 0 | 0 | 0 | 0 | 623794 | 134225.5 | 137017.5 | 901912.5 | 0 | 0 | 0 | 0 | 0 | 0 | 0 | 0
[9 empty] | 2019-05-01 | 2019 | 18-19 | 0 | 0 | 0 | 0 | 0 | 0 | 0 | 0 | 623794 | 134225.5 | 137017.5 | 901912.5 | 0 | 0 | 0 | 0 | 0 | 0 | 0 | 0
[9 empty] | 2019-05-02 | 2019 | 18-19 | 0 | 0 | 0 | 0 | 0 | 0 | 0 | 0 | 623794 | 134225.5 | 137017.5 | 901912.5 | 0 | 0 | 0 | 0 | 0 | 0 | 0 | 0
[9 empty] | 2019-05-03 | 2019 | 18-19 | 0 | 0 | 0 | 0 | 0 | 0 | 0 | 0 | 623794 | 134225.5 | 137017.5 | 901912.5 | 0 | 0 | 0 | 0 | 0 | 0 | 0 | 0
[9 empty] | 2019-05-04 | 2019 | 18-19 | 0 | 0 | 0 | 0 | 0 | 0 | 0 | 0 | 623794 | 134225.5 | 137017.5 | 901912.5 | 0 | 0 | 0 | 0 | 0 | 0 | 0 | 0
[9 empty] | 2019-05-05 | 2019 | 18-19 | 0 | 0 | 0 | 0 | 0 | 0 | 0 | 0 | 623794 | 134225.5 | 137017.5 | 901912.5 | 0 | 0 | 0 | 0 | 0 | 0 | 0 | 0
[9 empty] | 2019-05-06 | 2019 | 18-19 | 0 | 0 | 0 | 0 | 0 | 0 | 0 | 0 | 623794 | 134225.5 | 137017.5 | 901912.5 | 0 | 0 | 0 | 0 | 0 | 0 | 0 | 0
[9 empty] | 2019-05-07 | 2019 | 18-19 | 0 | 0 | 0 | 0 | 0 | 0 | 0 | 0 | 623794 | 134225.5 | 137017.5 | 901912.5 | 0 | 0 | 0 | 0 | 0 | 0 | 0 | 0
[9 empty] | 2019-05-08 | 2019 | 18-19 | 0 | 0 | 0 | 0 | 0 | 0 | 0 | 0 | 623794 | 134225.5 | 137017.5 | 901912.5 | 0 | 0 | 0 | 0 | 0 | 0 | 0 | 0
[9 empty] | 2019-05-09 | 2019 | 18-19 | 0 | 0 | 913.64 | 913.64 | 0 | 0 | 0 | 0 | 623794 | 134225.5 | 137017.5 | 901912.5 | 0 | 0 | 0.0066681 | 0.001013 | 0 | 0 | 0 | 0
[9 empty] | 2019-05-10 | 2019 | 18-19 | 0 | 0 | 0 | 0 | 0 | 0 | 0 | 0 | 623794 | 134225.5 | 137017.5 | 901912.5 | 0 | 0 | 0 | 0 | 0 | 0 | 0 | 0
[9 empty] | 2019-05-11 | 2019 | 18-19 | 0 | 0 | 0 | 0 | 0 | 0 | 0 | 0 | 623794 | 134225.5 | 137017.5 | 901912.5 | 0 | 0 | 0 | 0 | 0 | 0 | 0 | 0
[9 empty] | 2019-05-12 | 2019 | 18-19 | 0 | 0 | 0 | 0 | 0 | 0 | 0 | 0 | 623794 | 134225.5 | 137017.5 | 901912.5 | 0 | 0 | 0 | 0 | 0 | 0 | 0 | 0
[9 empty] | 2019-05-13 | 2019 | 18-19 | 0 | 0 | 0 | 0 | 0 | 0 | 0 | 0 | 623794 | 134225.5 | 137017.5 | 901912.5 | 0 | 0 | 0 | 0 | 0 | 0 | 0 | 0
[9 empty] | 2019-05-14 | 2019 | 18-19 | 0 | 0 | 0 | 0 | 0 | 0 | 0 | 0 | 623794 | 134225.5 | 137017.5 | 901912.5 | 0 | 0 | 0 | 0 | 0 | 0 | 0 | 0
[9 empty] | 2019-05-15 | 2019 | 18-19 | 0 | 0 | 0 | 0 | 0 | 0 | 0 | 0 | 623794 | 134225.5 | 137017.5 | 901912.5 | 0 | 0 | 0 | 0 | 0 | 0 | 0 | 0
[9 empty] | 2019-05-16 | 2019 | 18-19 | 0 | 0 | 0 | 0 | 0 | 0 | 0 | 0 | 623794 | 134225.5 | 137017.5 | 901912.5 | 0 | 0 | 0 | 0 | 0 | 0 | 0 | 0
[9 empty] | 2019-05-17 | 2019 | 18-19 | 0 | 0 | 0 | 0 | 0 | 0 | 0 | 0 | 623794 | 134225.5 | 137017.5 | 901912.5 | 0 | 0 | 0 | 0 | 0 | 0 | 0 | 0
[9 empty] | 2019-05-18 | 2019 | 18-19 | 0 | 0 | 1066983 | 1066983 | 0 | 0 | 1104 | 1104 | 623794 | 134225.5 | 137017.5 | 901912.5 | 0 | 0 | 7.7872 | 1.183 | 0 | 0 | 0.0080574 | 0.0012241
[9 empty] | 2019-05-19 | 2019 | 18-19 | 0 | 0 | 114635.55 | 114635.55 | 0 | 0 | 45 | 45 | 623794 | 134225.5 | 137017.5 | 901912.5 | 0 | 0 | 0.83665 | 0.1271 | 0 | 0 | 0.00032843 | 4.9894e-05
[9 empty] | 2019-05-20 | 2019 | 18-19 | 0 | 8079.75 | 0 | 8079.75 | 0 | 29 | 0 | 29 | 623794 | 134225.5 | 137017.5 | 901912.5 | 0 | 0.060195 | 0 | 0.0089585 | 0 | 0.00021605 | 0 | 3.2154e-05
[9 empty] | 2019-05-21 | 2019 | 18-19 | 0 | 0 | 0 | 0 | 0 | 0 | 0 | 0 | 623794 | 134225.5 | 137017.5 | 901912.5 | 0 | 0 | 0 | 0 | 0 | 0 | 0 | 0
[9 empty] | 2019-05-22 | 2019 | 18-19 | 0 | 0 | 0 | 0 | 0 | 0 | 0 | 0 | 623794 | 134225.5 | 137017.5 | 901912.5 | 0 | 0 | 0 | 0 | 0 | 0 | 0 | 0
[9 empty] | 2019-05-23 | 2019 | 18-19 | 0 | 0 | 0 | 0 | 0 | 0 | 0 | 0 | 623794 | 134225.5 | 137017.5 | 901912.5 | 0 | 0 | 0 | 0 | 0 | 0 | 0 | 0
[9 empty] | 2019-05-24 | 2019 | 18-19 | 0 | 0 | 0 | 0 | 0 | 0 | 0 | 0 | 623794 | 134225.5 | 137017.5 | 901912.5 | 0 | 0 | 0 | 0 | 0 | 0 | 0 | 0
[9 empty] | 2019-05-25 | 2019 | 18-19 | 0 | 0 | 0 | 0 | 0 | 0 | 0 | 0 | 623794 | 134225.5 | 137017.5 | 901912.5 | 0 | 0 | 0 | 0 | 0 | 0 | 0 | 0
[9 empty] | 2019-05-26 | 2019 | 18-19 | 0 | 0 | 0 | 0 | 0 | 0 | 0 | 0 | 623794 | 134225.5 | 137017.5 | 901912.5 | 0 | 0 | 0 | 0 | 0 | 0 | 0 | 0
[9 empty] | 2019-05-27 | 2019 | 18-19 | 0 | 0 | 0 | 0 | 0 | 0 | 0 | 0 | 623794 | 134225.5 | 137017.5 | 901912.5 | 0 | 0 | 0 | 0 | 0 | 0 | 0 | 0
[9 empty] | 2019-05-28 | 2019 | 18-19 | 0 | 0 | 0 | 0 | 0 | 0 | 0 | 0 | 623794 | 134225.5 | 137017.5 | 901912.5 | 0 | 0 | 0 | 0 | 0 | 0 | 0 | 0
[9 empty] | 2019-05-29 | 2019 | 18-19 | 0 | 0 | 0 | 0 | 0 | 0 | 0 | 0 | 623794 | 134225.5 | 137017.5 | 901912.5 | 0 | 0 | 0 | 0 | 0 | 0 | 0 | 0
[9 empty] | 2019-05-30 | 2019 | 18-19 | 0 | 0 | 0 | 0 | 0 | 0 | 0 | 0 | 623794 | 134225.5 | 137017.5 | 901912.5 | 0 | 0 | 0 | 0 | 0 | 0 | 0 | 0
[9 empty] | 2019-05-31 | 2019 | 18-19 | 0 | 0 | 0 | 0 | 0 | 0 | 0 | 0 | 623794 | 134225.5 | 137017.5 | 901912.5 | 0 | 0 | 0 | 0 | 0 | 0 | 0 | 0
[9 empty] | 2019-06-01 | 2019 | 18-19 | 0 | 0 | 0 | 0 | 0 | 0 | 0 | 0 | 623794 | 134225.5 | 137017.5 | 901912.5 | 0 | 0 | 0 | 0 | 0 | 0 | 0 | 0
[9 empty] | 2019-06-02 | 2019 | 18-19 | 0 | 0 | 0 | 0 | 0 | 0 | 0 | 0 | 623794 | 134225.5 | 137017.5 | 901912.5 | 0 | 0 | 0 | 0 | 0 | 0 | 0 | 0
[9 empty] | 2019-06-03 | 2019 | 18-19 | 0 | 0 | 0 | 0 | 0 | 0 | 0 | 0 | 623794 | 134225.5 | 137017.5 | 901912.5 | 0 | 0 | 0 | 0 | 0 | 0 | 0 | 0
[9 empty] | 2019-06-04 | 2019 | 18-19 | 0 | 0 | 0 | 0 | 0 | 0 | 0 | 0 | 623794 | 134225.5 | 137017.5 | 901912.5 | 0 | 0 | 0 | 0 | 0 | 0 | 0 | 0
[9 empty] | 2019-06-05 | 2019 | 18-19 | 0 | 0 | 0 | 0 | 0 | 0 | 0 | 0 | 623794 | 134225.5 | 137017.5 | 901912.5 | 0 | 0 | 0 | 0 | 0 | 0 | 0 | 0
[9 empty] | 2019-06-06 | 2019 | 18-19 | 0 | 0 | 0 | 0 | 0 | 0 | 0 | 0 | 623794 | 134225.5 | 137017.5 | 901912.5 | 0 | 0 | 0 | 0 | 0 | 0 | 0 | 0
[9 empty] | 2019-06-07 | 2019 | 18-19 | 0 | 0 | 0 | 0 | 0 | 0 | 0 | 0 | 623794 | 134225.5 | 137017.5 | 901912.5 | 0 | 0 | 0 | 0 | 0 | 0 | 0 | 0
[9 empty] | 2019-06-08 | 2019 | 18-19 | 0 | 0 | 0 | 0 | 0 | 0 | 0 | 0 | 623794 | 134225.5 | 137017.5 | 901912.5 | 0 | 0 | 0 | 0 | 0 | 0 | 0 | 0
[9 empty] | 2019-06-09 | 2019 | 18-19 | 0 | 0 | 0 | 0 | 0 | 0 | 0 | 0 | 623794 | 134225.5 | 137017.5 | 901912.5 | 0 | 0 | 0 | 0 | 0 | 0 | 0 | 0
[9 empty] | 2019-06-10 | 2019 | 18-19 | 0 | 0 | 0 | 0 | 0 | 0 | 0 | 0 | 623794 | 134225.5 | 137017.5 | 901912.5 | 0 | 0 | 0 | 0 | 0 | 0 | 0 | 0
[9 empty] | 2019-06-11 | 2019 | 18-19 | 0 | 0 | 0 | 0 | 0 | 0 | 0 | 0 | 623794 | 134225.5 | 137017.5 | 901912.5 | 0 | 0 | 0 | 0 | 0 | 0 | 0 | 0
[9 empty] | 2019-06-12 | 2019 | 18-19 | 0 | 0 | 0 | 0 | 0 | 0 | 0 | 0 | 623794 | 134225.5 | 137017.5 | 901912.5 | 0 | 0 | 0 | 0 | 0 | 0 | 0 | 0
[9 empty] | 2019-06-13 | 2019 | 18-19 | 0 | 0 | 0 | 0 | 0 | 0 | 0 | 0 | 623794 | 134225.5 | 137017.5 | 901912.5 | 0 | 0 | 0 | 0 | 0 | 0 | 0 | 0
[9 empty] | 2019-06-14 | 2019 | 18-19 | 0 | 0 | 0 | 0 | 0 | 0 | 0 | 0 | 623794 | 134225.5 | 137017.5 | 901912.5 | 0 | 0 | 0 | 0 | 0 | 0 | 0 | 0
[9 empty] | 2019-06-15 | 2019 | 18-19 | 0 | 0 | 0 | 0 | 0 | 0 | 0 | 0 | 623794 | 134225.5 | 137017.5 | 901912.5 | 0 | 0 | 0 | 0 | 0 | 0 | 0 | 0
[9 empty] | 2019-06-16 | 2019 | 18-19 | 0 | 0 | 0 | 0 | 0 | 0 | 0 | 0 | 623794 | 134225.5 | 137017.5 | 901912.5 | 0 | 0 | 0 | 0 | 0 | 0 | 0 | 0
[9 empty] | 2019-06-17 | 2019 | 18-19 | 0 | 0 | 0 | 0 | 0 | 0 | 0 | 0 | 623794 | 134225.5 | 137017.5 | 901912.5 | 0 | 0 | 0 | 0 | 0 | 0 | 0 | 0
[9 empty] | 2019-06-18 | 2019 | 18-19 | 0 | 0 | 0 | 0 | 0 | 0 | 0 | 0 | 623794 | 134225.5 | 137017.5 | 901912.5 | 0 | 0 | 0 | 0 | 0 | 0 | 0 | 0
[9 empty] | 2019-06-19 | 2019 | 18-19 | 0 | 0 | 0 | 0 | 0 | 0 | 0 | 0 | 623794 | 134225.5 | 137017.5 | 901912.5 | 0 | 0 | 0 | 0 | 0 | 0 | 0 | 0
[9 empty] | 2019-06-20 | 2019 | 18-19 | 0 | 0 | 0 | 0 | 0 | 0 | 0 | 0 | 623794 | 134225.5 | 137017.5 | 901912.5 | 0 | 0 | 0 | 0 | 0 | 0 | 0 | 0
[9 empty] | 2019-06-21 | 2019 | 18-19 | 0 | 0 | 0 | 0 | 0 | 0 | 0 | 0 | 623794 | 134225.5 | 137017.5 | 901912.5 | 0 | 0 | 0 | 0 | 0 | 0 | 0 | 0
[9 empty] | 2019-06-22 | 2019 | 18-19 | 0 | 0 | 0 | 0 | 0 | 0 | 0 | 0 | 623794 | 134225.5 | 137017.5 | 901912.5 | 0 | 0 | 0 | 0 | 0 | 0 | 0 | 0
[9 empty] | 2019-06-23 | 2019 | 18-19 | 0 | 0 | 0 | 0 | 0 | 0 | 0 | 0 | 623794 | 134225.5 | 137017.5 | 901912.5 | 0 | 0 | 0 | 0 | 0 | 0 | 0 | 0
[9 empty] | 2019-06-24 | 2019 | 18-19 | 0 | 0 | 0 | 0 | 0 | 0 | 0 | 0 | 623794 | 134225.5 | 137017.5 | 901912.5 | 0 | 0 | 0 | 0 | 0 | 0 | 0 | 0
[9 empty] | 2019-06-25 | 2019 | 18-19 | 0 | 0 | 0 | 0 | 0 | 0 | 0 | 0 | 623794 | 134225.5 | 137017.5 | 901912.5 | 0 | 0 | 0 | 0 | 0 | 0 | 0 | 0
[9 empty] | 2019-06-26 | 2019 | 18-19 | 0 | 0 | 0 | 0 | 0 | 0 | 0 | 0 | 623794 | 134225.5 | 137017.5 | 901912.5 | 0 | 0 | 0 | 0 | 0 | 0 | 0 | 0
[9 empty] | 2019-06-27 | 2019 | 18-19 | 0 | 0 | 0 | 0 | 0 | 0 | 0 | 0 | 623794 | 134225.5 | 137017.5 | 901912.5 | 0 | 0 | 0 | 0 | 0 | 0 | 0 | 0
[9 empty] | 2019-06-28 | 2019 | 18-19 | 0 | 0 | 0 | 0 | 0 | 0 | 0 | 0 | 623794 | 134225.5 | 137017.5 | 901912.5 | 0 | 0 | 0 | 0 | 0 | 0 | 0 | 0
[9 empty] | 2019-06-29 | 2019 | 18-19 | 0 | 0 | 0 | 0 | 0 | 0 | 0 | 0 | 623794 | 134225.5 | 137017.5 | 901912.5 | 0 | 0 | 0 | 0 | 0 | 0 | 0 | 0
[9 empty] | 2019-06-30 | 2019 | 18-19 | 0 | 0 | 0 | 0 | 0 | 0 | 0 | 0 | 623794 | 134225.5 | 137017.5 | 901912.5 | 0 | 0 | 0 | 0 | 0 | 0 | 0 | 0
[9 empty] | 2019-07-01 | 2020 | 19-20 | 0 | 0 | 0 | 0 | 0 | 0 | 0 | 0 | 630016 | 135101 | 137495.5 | 909505 | 0 | 0 | 0 | 0 | 0 | 0 | 0 | 0
[9 empty] | 2019-07-02 | 2020 | 19-20 | 0 | 0 | 0 | 0 | 0 | 0 | 0 | 0 | 630016 | 135101 | 137495.5 | 909505 | 0 | 0 | 0 | 0 | 0 | 0 | 0 | 0
[9 empty] | 2019-07-03 | 2020 | 19-20 | 0 | 0 | 0 | 0 | 0 | 0 | 0 | 0 | 630016 | 135101 | 137495.5 | 909505 | 0 | 0 | 0 | 0 | 0 | 0 | 0 | 0
[9 empty] | 2019-07-04 | 2020 | 19-20 | 0 | 0 | 0 | 0 | 0 | 0 | 0 | 0 | 630016 | 135101 | 137495.5 | 909505 | 0 | 0 | 0 | 0 | 0 | 0 | 0 | 0
[9 empty] | 2019-07-05 | 2020 | 19-20 | 0 | 0 | 0 | 0 | 0 | 0 | 0 | 0 | 630016 | 135101 | 137495.5 | 909505 | 0 | 0 | 0 | 0 | 0 | 0 | 0 | 0
[9 empty] | 2019-07-06 | 2020 | 19-20 | 0 | 0 | 0 | 0 | 0 | 0 | 0 | 0 | 630016 | 135101 | 137495.5 | 909505 | 0 | 0 | 0 | 0 | 0 | 0 | 0 | 0
[9 empty] | 2019-07-07 | 2020 | 19-20 | 0 | 0 | 0 | 0 | 0 | 0 | 0 | 0 | 630016 | 135101 | 137495.5 | 909505 | 0 | 0 | 0 | 0 | 0 | 0 | 0 | 0
[9 empty] | 2019-07-08 | 2020 | 19-20 | 0 | 0 | 0 | 0 | 0 | 0 | 0 | 0 | 630016 | 135101 | 137495.5 | 909505 | 0 | 0 | 0 | 0 | 0 | 0 | 0 | 0
[9 empty] | 2019-07-09 | 2020 | 19-20 | 0 | 0 | 0 | 0 | 0 | 0 | 0 | 0 | 630016 | 135101 | 137495.5 | 909505 | 0 | 0 | 0 | 0 | 0 | 0 | 0 | 0
[9 empty] | 2019-07-10 | 2020 | 19-20 | 0 | 0 | 0 | 0 | 0 | 0 | 0 | 0 | 630016 | 135101 | 137495.5 | 909505 | 0 | 0 | 0 | 0 | 0 | 0 | 0 | 0
[9 empty] | 2019-07-11 | 2020 | 19-20 | 0 | 0 | 0 | 0 | 0 | 0 | 0 | 0 | 630016 | 135101 | 137495.5 | 909505 | 0 | 0 | 0 | 0 | 0 | 0 | 0 | 0
[9 empty] | 2019-07-12 | 2020 | 19-20 | 0 | 0 | 0 | 0 | 0 | 0 | 0 | 0 | 630016 | 135101 | 137495.5 | 909505 | 0 | 0 | 0 | 0 | 0 | 0 | 0 | 0
[9 empty] | 2019-07-13 | 2020 | 19-20 | 0 | 0 | 0 | 0 | 0 | 0 | 0 | 0 | 630016 | 135101 | 137495.5 | 909505 | 0 | 0 | 0 | 0 | 0 | 0 | 0 | 0
[9 empty] | 2019-07-14 | 2020 | 19-20 | 0 | 0 | 0 | 0 | 0 | 0 | 0 | 0 | 630016 | 135101 | 137495.5 | 909505 | 0 | 0 | 0 | 0 | 0 | 0 | 0 | 0
[9 empty] | 2019-07-15 | 2020 | 19-20 | 0 | 0 | 0 | 0 | 0 | 0 | 0 | 0 | 630016 | 135101 | 137495.5 | 909505 | 0 | 0 | 0 | 0 | 0 | 0 | 0 | 0
[9 empty] | 2019-07-16 | 2020 | 19-20 | 0 | 0 | 0 | 0 | 0 | 0 | 0 | 0 | 630016 | 135101 | 137495.5 | 909505 | 0 | 0 | 0 | 0 | 0 | 0 | 0 | 0
[9 empty] | 2019-07-17 | 2020 | 19-20 | 0 | 0 | 0 | 0 | 0 | 0 | 0 | 0 | 630016 | 135101 | 137495.5 | 909505 | 0 | 0 | 0 | 0 | 0 | 0 | 0 | 0
[9 empty] | 2019-07-18 | 2020 | 19-20 | 0 | 0 | 0 | 0 | 0 | 0 | 0 | 0 | 630016 | 135101 | 137495.5 | 909505 | 0 | 0 | 0 | 0 | 0 | 0 | 0 | 0
[9 empty] | 2019-07-19 | 2020 | 19-20 | 0 | 0 | 0 | 0 | 0 | 0 | 0 | 0 | 630016 | 135101 | 137495.5 | 909505 | 0 | 0 | 0 | 0 | 0 | 0 | 0 | 0
[9 empty] | 2019-07-20 | 2020 | 19-20 | 0 | 0 | 27708.05 | 27708.05 | 0 | 0 | 295 | 295 | 630016 | 135101 | 137495.5 | 909505 | 0 | 0 | 0.20152 | 0.030465 | 0 | 0 | 0.0021455 | 0.00032435
[9 empty] | 2019-07-21 | 2020 | 19-20 | 0 | 0 | 0 | 0 | 0 | 0 | 0 | 0 | 630016 | 135101 | 137495.5 | 909505 | 0 | 0 | 0 | 0 | 0 | 0 | 0 | 0
[9 empty] | 2019-07-22 | 2020 | 19-20 | 0 | 0 | 0 | 0 | 0 | 0 | 0 | 0 | 630016 | 135101 | 137495.5 | 909505 | 0 | 0 | 0 | 0 | 0 | 0 | 0 | 0
[9 empty] | 2019-07-23 | 2020 | 19-20 | 0 | 0 | 0 | 0 | 0 | 0 | 0 | 0 | 630016 | 135101 | 137495.5 | 909505 | 0 | 0 | 0 | 0 | 0 | 0 | 0 | 0
[9 empty] | 2019-07-24 | 2020 | 19-20 | 0 | 0 | 0 | 0 | 0 | 0 | 0 | 0 | 630016 | 135101 | 137495.5 | 909505 | 0 | 0 | 0 | 0 | 0 | 0 | 0 | 0
[9 empty] | 2019-07-25 | 2020 | 19-20 | 0 | 0 | 0 | 0 | 0 | 0 | 0 | 0 | 630016 | 135101 | 137495.5 | 909505 | 0 | 0 | 0 | 0 | 0 | 0 | 0 | 0
[9 empty] | 2019-07-26 | 2020 | 19-20 | 0 | 0 | 0 | 0 | 0 | 0 | 0 | 0 | 630016 | 135101 | 137495.5 | 909505 | 0 | 0 | 0 | 0 | 0 | 0 | 0 | 0
[9 empty] | 2019-07-27 | 2020 | 19-20 | 0 | 0 | 0 | 0 | 0 | 0 | 0 | 0 | 630016 | 135101 | 137495.5 | 909505 | 0 | 0 | 0 | 0 | 0 | 0 | 0 | 0
[9 empty] | 2019-07-28 | 2020 | 19-20 | 0 | 0 | 0 | 0 | 0 | 0 | 0 | 0 | 630016 | 135101 | 137495.5 | 909505 | 0 | 0 | 0 | 0 | 0 | 0 | 0 | 0
[9 empty] | 2019-07-29 | 2020 | 19-20 | 0 | 0 | 0 | 0 | 0 | 0 | 0 | 0 | 630016 | 135101 | 137495.5 | 909505 | 0 | 0 | 0 | 0 | 0 | 0 | 0 | 0
[9 empty] | 2019-07-30 | 2020 | 19-20 | 0 | 0 | 0 | 0 | 0 | 0 | 0 | 0 | 630016 | 135101 | 137495.5 | 909505 | 0 | 0 | 0 | 0 | 0 | 0 | 0 | 0
[9 empty] | 2019-07-31 | 2020 | 19-20 | 0 | 0 | 0 | 0 | 0 | 0 | 0 | 0 | 630016 | 135101 | 137495.5 | 909505 | 0 | 0 | 0 | 0 | 0 | 0 | 0 | 0
[9 empty] | 2019-08-01 | 2020 | 19-20 | 0 | 0 | 0 | 0 | 0 | 0 | 0 | 0 | 630016 | 135101 | 137495.5 | 909505 | 0 | 0 | 0 | 0 | 0 | 0 | 0 | 0
[9 empty] | 2019-08-02 | 2020 | 19-20 | 0 | 0 | 0 | 0 | 0 | 0 | 0 | 0 | 630016 | 135101 | 137495.5 | 909505 | 0 | 0 | 0 | 0 | 0 | 0 | 0 | 0
[9 empty] | 2019-08-03 | 2020 | 19-20 | 0 | 0 | 0 | 0 | 0 | 0 | 0 | 0 | 630016 | 135101 | 137495.5 | 909505 | 0 | 0 | 0 | 0 | 0 | 0 | 0 | 0
[9 empty] | 2019-08-04 | 2020 | 19-20 | 0 | 0 | 0 | 0 | 0 | 0 | 0 | 0 | 630016 | 135101 | 137495.5 | 909505 | 0 | 0 | 0 | 0 | 0 | 0 | 0 | 0
[9 empty] | 2019-08-05 | 2020 | 19-20 | 0 | 0 | 0 | 0 | 0 | 0 | 0 | 0 | 630016 | 135101 | 137495.5 | 909505 | 0 | 0 | 0 | 0 | 0 | 0 | 0 | 0
[9 empty] | 2019-08-06 | 2020 | 19-20 | 0 | 0 | 0 | 0 | 0 | 0 | 0 | 0 | 630016 | 135101 | 137495.5 | 909505 | 0 | 0 | 0 | 0 | 0 | 0 | 0 | 0
[9 empty] | 2019-08-07 | 2020 | 19-20 | 0 | 0 | 0 | 0 | 0 | 0 | 0 | 0 | 630016 | 135101 | 137495.5 | 909505 | 0 | 0 | 0 | 0 | 0 | 0 | 0 | 0
[9 empty] | 2019-08-08 | 2020 |  | 0 | 0 | 75240.95 | 75240.95 | 0 | 0 | 112 | 112 | 630016 | 135101 | 137495.5 | 909505 | 0 | 0 | 0.54722 | 0.082727 | 0 | 0 | 0.00081457 | 0.00012314
[9 empty] | 2019-08-09 | 2020 | 19-20 | 0 | 0 | 0 | 0 | 0 | 0 | 0 | 0 | 630016 | 135101 | 137495.5 | 909505 | 0 | 0 | 0 | 0 | 0 | 0 | 0 | 0
[9 empty] | 2019-08-10 | 2020 | 19-20 | 0 | 0 | 0 | 0 | 0 | 0 | 0 | 0 | 630016 | 135101 | 137495.5 | 909505 | 0 | 0 | 0 | 0 | 0 | 0 | 0 | 0
[9 empty] | 2019-08-11 | 2020 | 19-20 | 0 | 0 | 0 | 0 | 0 | 0 | 0 | 0 | 630016 | 135101 | 137495.5 | 909505 | 0 | 0 | 0 | 0 | 0 | 0 | 0 | 0
[9 empty] | 2019-08-12 | 2020 | 19-20 | 0 | 0 | 0 | 0 | 0 | 0 | 0 | 0 | 630016 | 135101 | 137495.5 | 909505 | 0 | 0 | 0 | 0 | 0 | 0 | 0 | 0
[9 empty] | 2019-08-13 | 2020 | 19-20 | 0 | 0 | 0 | 0 | 0 | 0 | 0 | 0 | 630016 | 135101 | 137495.5 | 909505 | 0 | 0 | 0 | 0 | 0 | 0 | 0 | 0
[9 empty] | 2019-08-14 | 2020 | 19-20 | 0 | 0 | 0 | 0 | 0 | 0 | 0 | 0 | 630016 | 135101 | 137495.5 | 909505 | 0 | 0 | 0 | 0 | 0 | 0 | 0 | 0
[9 empty] | 2019-08-15 | 2020 | 19-20 | 0 | 0 | 0 | 0 | 0 | 0 | 0 | 0 | 630016 | 135101 | 137495.5 | 909505 | 0 | 0 | 0 | 0 | 0 | 0 | 0 | 0
[9 empty] | 2019-08-16 | 2020 | 19-20 | 0 | 0 | 0 | 0 | 0 | 0 | 0 | 0 | 630016 | 135101 | 137495.5 | 909505 | 0 | 0 | 0 | 0 | 0 | 0 | 0 | 0
[9 empty] | 2019-08-17 | 2020 | 19-20 | 0 | 0 | 0 | 0 | 0 | 0 | 0 | 0 | 630016 | 135101 | 137495.5 | 909505 | 0 | 0 | 0 | 0 | 0 | 0 | 0 | 0
[9 empty] | 2019-08-18 | 2020 | 19-20 | 0 | 0 | 0 | 0 | 0 | 0 | 0 | 0 | 630016 | 135101 | 137495.5 | 909505 | 0 | 0 | 0 | 0 | 0 | 0 | 0 | 0
[9 empty] | 2019-08-19 | 2020 | 19-20 | 0 | 0 | 0 | 0 | 0 | 0 | 0 | 0 | 630016 | 135101 | 137495.5 | 909505 | 0 | 0 | 0 | 0 | 0 | 0 | 0 | 0
[9 empty] | 2019-08-20 | 2020 | 19-20 | 0 | 0 | 0 | 0 | 0 | 0 | 0 | 0 | 630016 | 135101 | 137495.5 | 909505 | 0 | 0 | 0 | 0 | 0 | 0 | 0 | 0
[9 empty] | 2019-08-21 | 2020 | 19-20 | 0 | 0 | 36049.7438 | 36049.7438 | 0 | 0 | 141 | 141 | 630016 | 135101 | 137495.5 | 909505 | 0 | 0 | 0.26219 | 0.039637 | 0 | 0 | 0.0010255 | 0.00015503
[9 empty] | 2019-08-22 | 2020 | 19-20 | 0 | 0 | 0 | 0 | 0 | 0 | 0 | 0 | 630016 | 135101 | 137495.5 | 909505 | 0 | 0 | 0 | 0 | 0 | 0 | 0 | 0
[9 empty] | 2019-08-23 | 2020 | 19-20 | 0 | 0 | 0 | 0 | 0 | 0 | 0 | 0 | 630016 | 135101 | 137495.5 | 909505 | 0 | 0 | 0 | 0 | 0 | 0 | 0 | 0
[9 empty] | 2019-08-24 | 2020 | 19-20 | 0 | 0 | 0 | 0 | 0 | 0 | 0 | 0 | 630016 | 135101 | 137495.5 | 909505 | 0 | 0 | 0 | 0 | 0 | 0 | 0 | 0
[9 empty] | 2019-08-25 | 2020 | 19-20 | 0 | 0 | 0 | 0 | 0 | 0 | 0 | 0 | 630016 | 135101 | 137495.5 | 909505 | 0 | 0 | 0 | 0 | 0 | 0 | 0 | 0
[9 empty] | 2019-08-26 | 2020 | 19-20 | 0 | 0 | 0 | 0 | 0 | 0 | 0 | 0 | 630016 | 135101 | 137495.5 | 909505 | 0 | 0 | 0 | 0 | 0 | 0 | 0 | 0
[9 empty] | 2019-08-27 | 2020 | 19-20 | 0 | 0 | 0 | 0 | 0 | 0 | 0 | 0 | 630016 | 135101 | 137495.5 | 909505 | 0 | 0 | 0 | 0 | 0 | 0 | 0 | 0
[9 empty] | 2019-08-28 | 2020 | 19-20 | 0 | 0 | 0 | 0 | 0 | 0 | 0 | 0 | 630016 | 135101 | 137495.5 | 909505 | 0 | 0 | 0 | 0 | 0 | 0 | 0 | 0
[9 empty] | 2019-08-29 | 2020 | 19-20 | 0 | 0 | 0 | 0 | 0 | 0 | 0 | 0 | 630016 | 135101 | 137495.5 | 909505 | 0 | 0 | 0 | 0 | 0 | 0 | 0 | 0
[9 empty] | 2019-08-30 | 2020 | 19-20 | 0 | 0 | 0 | 0 | 0 | 0 | 0 | 0 | 630016 | 135101 | 137495.5 | 909505 | 0 | 0 | 0 | 0 | 0 | 0 | 0 | 0
[9 empty] | 2019-08-31 | 2020 | 19-20 | 0 | 0 | 0 | 0 | 0 | 0 | 0 | 0 | 630016 | 135101 | 137495.5 | 909505 | 0 | 0 | 0 | 0 | 0 | 0 | 0 | 0
[9 empty] | 2019-09-01 | 2020 | 19-20 | 0 | 0 | 0 | 0 | 0 | 0 | 0 | 0 | 630016 | 135101 | 137495.5 | 909505 | 0 | 0 | 0 | 0 | 0 | 0 | 0 | 0
[9 empty] | 2019-09-02 | 2020 | 19-20 | 0 | 0 | 0 | 0 | 0 | 0 | 0 | 0 | 630016 | 135101 | 137495.5 | 909505 | 0 | 0 | 0 | 0 | 0 | 0 | 0 | 0
[9 empty] | 2019-09-03 | 2020 | 19-20 | 0 | 0 | 0 | 0 | 0 | 0 | 0 | 0 | 630016 | 135101 | 137495.5 | 909505 | 0 | 0 | 0 | 0 | 0 | 0 | 0 | 0
[9 empty] | 2019-09-04 | 2020 | 19-20 | 0 | 0 | 0 | 0 | 0 | 0 | 0 | 0 | 630016 | 135101 | 137495.5 | 909505 | 0 | 0 | 0 | 0 | 0 | 0 | 0 | 0
[9 empty] | 2019-09-05 | 2020 | 19-20 | 0 | 0 | 0 | 0 | 0 | 0 | 0 | 0 | 630016 | 135101 | 137495.5 | 909505 | 0 | 0 | 0 | 0 | 0 | 0 | 0 | 0
[9 empty] | 2019-09-06 | 2020 | 19-20 | 0 | 0 | 0 | 0 | 0 | 0 | 0 | 0 | 630016 | 135101 | 137495.5 | 909505 | 0 | 0 | 0 | 0 | 0 | 0 | 0 | 0
[9 empty] | 2019-09-07 | 2020 | 19-20 | 0 | 0 | 0 | 0 | 0 | 0 | 0 | 0 | 630016 | 135101 | 137495.5 | 909505 | 0 | 0 | 0 | 0 | 0 | 0 | 0 | 0
[9 empty] | 2019-09-08 | 2020 | 19-20 | 0 | 0 | 0 | 0 | 0 | 0 | 0 | 0 | 630016 | 135101 | 137495.5 | 909505 | 0 | 0 | 0 | 0 | 0 | 0 | 0 | 0
[9 empty] | 2019-09-09 | 2020 | 19-20 | 0 | 0 | 0 | 0 | 0 | 0 | 0 | 0 | 630016 | 135101 | 137495.5 | 909505 | 0 | 0 | 0 | 0 | 0 | 0 | 0 | 0
[9 empty] | 2019-09-10 | 2020 | 19-20 | 0 | 0 | 0 | 0 | 0 | 0 | 0 | 0 | 630016 | 135101 | 137495.5 | 909505 | 0 | 0 | 0 | 0 | 0 | 0 | 0 | 0
[9 empty] | 2019-09-11 | 2020 | 19-20 | 0 | 0 | 0 | 0 | 0 | 0 | 0 | 0 | 630016 | 135101 | 137495.5 | 909505 | 0 | 0 | 0 | 0 | 0 | 0 | 0 | 0
[9 empty] | 2019-09-12 | 2020 | 19-20 | 0 | 0 | 0 | 0 | 0 | 0 | 0 | 0 | 630016 | 135101 | 137495.5 | 909505 | 0 | 0 | 0 | 0 | 0 | 0 | 0 | 0
[9 empty] | 2019-09-13 | 2020 | 19-20 | 0 | 0 | 0 | 0 | 0 | 0 | 0 | 0 | 630016 | 135101 | 137495.5 | 909505 | 0 | 0 | 0 | 0 | 0 | 0 | 0 | 0
[9 empty] | 2019-09-14 | 2020 | 19-20 | 0 | 0 | 0 | 0 | 0 | 0 | 0 | 0 | 630016 | 135101 | 137495.5 | 909505 | 0 | 0 | 0 | 0 | 0 | 0 | 0 | 0
[9 empty] | 2019-09-15 | 2020 | 19-20 | 0 | 0 | 0 | 0 | 0 | 0 | 0 | 0 | 630016 | 135101 | 137495.5 | 909505 | 0 | 0 | 0 | 0 | 0 | 0 | 0 | 0
[9 empty] | 2019-09-16 | 2020 | 19-20 | 0 | 0 | 0 | 0 | 0 | 0 | 0 | 0 | 630016 | 135101 | 137495.5 | 909505 | 0 | 0 | 0 | 0 | 0 | 0 | 0 | 0
[9 empty] | 2019-09-17 | 2020 | 19-20 | 0 | 0 | 0 | 0 | 0 | 0 | 0 | 0 | 630016 | 135101 | 137495.5 | 909505 | 0 | 0 | 0 | 0 | 0 | 0 | 0 | 0
[9 empty] | 2019-09-18 | 2020 | 19-20 | 0 | 0 | 0 | 0 | 0 | 0 | 0 | 0 | 630016 | 135101 | 137495.5 | 909505 | 0 | 0 | 0 | 0 | 0 | 0 | 0 | 0
[9 empty] | 2019-09-19 | 2020 | 19-20 | 0 | 0 | 0 | 0 | 0 | 0 | 0 | 0 | 630016 | 135101 | 137495.5 | 909505 | 0 | 0 | 0 | 0 | 0 | 0 | 0 | 0
[9 empty] | 2019-09-20 | 2020 | 19-20 | 0 | 0 | 0 | 0 | 0 | 0 | 0 | 0 | 630016 | 135101 | 137495.5 | 909505 | 0 | 0 | 0 | 0 | 0 | 0 | 0 | 0
[9 empty] | 2019-09-21 | 2020 | 19-20 | 0 | 0 | 0 | 0 | 0 | 0 | 0 | 0 | 630016 | 135101 | 137495.5 | 909505 | 0 | 0 | 0 | 0 | 0 | 0 | 0 | 0
[9 empty] | 2019-09-22 | 2020 | 19-20 | 0 | 0 | 0 | 0 | 0 | 0 | 0 | 0 | 630016 | 135101 | 137495.5 | 909505 | 0 | 0 | 0 | 0 | 0 | 0 | 0 | 0
[9 empty] | 2019-09-23 | 2020 | 19-20 | 0 | 0 | 0 | 0 | 0 | 0 | 0 | 0 | 630016 | 135101 | 137495.5 | 909505 | 0 | 0 | 0 | 0 | 0 | 0 | 0 | 0
[9 empty] | 2019-09-24 | 2020 | 19-20 | 0 | 0 | 0 | 0 | 0 | 0 | 0 | 0 | 630016 | 135101 | 137495.5 | 909505 | 0 | 0 | 0 | 0 | 0 | 0 | 0 | 0
[9 empty] | 2019-09-25 | 2020 | 19-20 | 0 | 0 | 0 | 0 | 0 | 0 | 0 | 0 | 630016 | 135101 | 137495.5 | 909505 | 0 | 0 | 0 | 0 | 0 | 0 | 0 | 0
[9 empty] | 2019-09-26 | 2020 | 19-20 | 0 | 0 | 0 | 0 | 0 | 0 | 0 | 0 | 630016 | 135101 | 137495.5 | 909505 | 0 | 0 | 0 | 0 | 0 | 0 | 0 | 0
[9 empty] | 2019-09-27 | 2020 | 19-20 | 0 | 0 | 0 | 0 | 0 | 0 | 0 | 0 | 630016 | 135101 | 137495.5 | 909505 | 0 | 0 | 0 | 0 | 0 | 0 | 0 | 0
[9 empty] | 2019-09-28 | 2020 | 19-20 | 0 | 0 | 0 | 0 | 0 | 0 | 0 | 0 | 630016 | 135101 | 137495.5 | 909505 | 0 | 0 | 0 | 0 | 0 | 0 | 0 | 0
[9 empty] | 2019-09-29 | 2020 | 19-20 | 0 | 0 | 0 | 0 | 0 | 0 | 0 | 0 | 630016 | 135101 | 137495.5 | 909505 | 0 | 0 | 0 | 0 | 0 | 0 | 0 | 0
[9 empty] | 2019-09-30 | 2020 | 19-20 | 0 | 0 | 0 | 0 | 0 | 0 | 0 | 0 | 630016 | 135101 | 137495.5 | 909505 | 0 | 0 | 0 | 0 | 0 | 0 | 0 | 0
[9 empty] | 2019-10-01 | 2020 | 19-20 | 0 | 0 | 0 | 0 | 0 | 0 | 0 | 0 | 630016 | 135101 | 137495.5 | 909505 | 0 | 0 | 0 | 0 | 0 | 0 | 0 | 0
[9 empty] | 2019-10-02 | 2020 | 19-20 | 0 | 0 | 0 | 0 | 0 | 0 | 0 | 0 | 630016 | 135101 | 137495.5 | 909505 | 0 | 0 | 0 | 0 | 0 | 0 | 0 | 0
[9 empty] | 2019-10-03 | 2020 | 19-20 | 0 | 0 | 0 | 0 | 0 | 0 | 0 | 0 | 630016 | 135101 | 137495.5 | 909505 | 0 | 0 | 0 | 0 | 0 | 0 | 0 | 0
[9 empty] | 2019-10-04 | 2020 | 19-20 | 0 | 0 | 0 | 0 | 0 | 0 | 0 | 0 | 630016 | 135101 | 137495.5 | 909505 | 0 | 0 | 0 | 0 | 0 | 0 | 0 | 0
[9 empty] | 2019-10-05 | 2020 | 19-20 | 0 | 0 | 0 | 0 | 0 | 0 | 0 | 0 | 630016 | 135101 | 137495.5 | 909505 | 0 | 0 | 0 | 0 | 0 | 0 | 0 | 0
[9 empty] | 2019-10-06 | 2020 | 19-20 | 0 | 0 | 0 | 0 | 0 | 0 | 0 | 0 | 630016 | 135101 | 137495.5 | 909505 | 0 | 0 | 0 | 0 | 0 | 0 | 0 | 0
[9 empty] | 2019-10-07 | 2020 | 19-20 | 0 | 0 | 0 | 0 | 0 | 0 | 0 | 0 | 630016 | 135101 | 137495.5 | 909505 | 0 | 0 | 0 | 0 | 0 | 0 | 0 | 0
[9 empty] | 2019-10-08 | 2020 | 19-20 | 0 | 0 | 0 | 0 | 0 | 0 | 0 | 0 | 630016 | 135101 | 137495.5 | 909505 | 0 | 0 | 0 | 0 | 0 | 0 | 0 | 0
[9 empty] | 2019-10-09 | 2020 | 19-20 | 0 | 0 | 0 | 0 | 0 | 0 | 0 | 0 | 630016 | 135101 | 137495.5 | 909505 | 0 | 0 | 0 | 0 | 0 | 0 | 0 | 0
[9 empty] | 2019-10-10 | 2020 | 19-20 | 0 | 0 | 6162.75 | 6162.75 | 0 | 0 | 99 | 99 | 630016 | 135101 | 137495.5 | 909505 | 0 | 0 | 0.044821 | 0.0067759 | 0 | 0 | 0.00072002 | 0.00010885
[9 empty] | 2019-10-11 | 2020 | 19-20 | 0 | 0 | 0 | 0 | 0 | 0 | 0 | 0 | 630016 | 135101 | 137495.5 | 909505 | 0 | 0 | 0 | 0 | 0 | 0 | 0 | 0
[9 empty] | 2019-10-12 | 2020 | 19-20 | 0 | 0 | 0 | 0 | 0 | 0 | 0 | 0 | 630016 | 135101 | 137495.5 | 909505 | 0 | 0 | 0 | 0 | 0 | 0 | 0 | 0
[9 empty] | 2019-10-13 | 2020 | 19-20 | 0 | 0 | 0 | 0 | 0 | 0 | 0 | 0 | 630016 | 135101 | 137495.5 | 909505 | 0 | 0 | 0 | 0 | 0 | 0 | 0 | 0
[9 empty] | 2019-10-14 | 2020 | 19-20 | 0 | 0 | 0 | 0 | 0 | 0 | 0 | 0 | 630016 | 135101 | 137495.5 | 909505 | 0 | 0 | 0 | 0 | 0 | 0 | 0 | 0
[9 empty] | 2019-10-15 | 2020 | 19-20 | 0 | 0 | 0 | 0 | 0 | 0 | 0 | 0 | 630016 | 135101 | 137495.5 | 909505 | 0 | 0 | 0 | 0 | 0 | 0 | 0 | 0
[9 empty] | 2019-10-16 | 2020 | 19-20 | 0 | 0 | 0 | 0 | 0 | 0 | 0 | 0 | 630016 | 135101 | 137495.5 | 909505 | 0 | 0 | 0 | 0 | 0 | 0 | 0 | 0
[9 empty] | 2019-10-17 | 2020 | 19-20 | 0 | 0 | 0 | 0 | 0 | 0 | 0 | 0 | 630016 | 135101 | 137495.5 | 909505 | 0 | 0 | 0 | 0 | 0 | 0 | 0 | 0
[9 empty] | 2019-10-18 | 2020 | 19-20 | 0 | 0 | 0 | 0 | 0 | 0 | 0 | 0 | 630016 | 135101 | 137495.5 | 909505 | 0 | 0 | 0 | 0 | 0 | 0 | 0 | 0
[9 empty] | 2019-10-19 | 2020 | 19-20 | 0 | 0 | 0 | 0 | 0 | 0 | 0 | 0 | 630016 | 135101 | 137495.5 | 909505 | 0 | 0 | 0 | 0 | 0 | 0 | 0 | 0
[9 empty] | 2019-10-20 | 2020 | 19-20 | 0 | 0 | 0 | 0 | 0 | 0 | 0 | 0 | 630016 | 135101 | 137495.5 | 909505 | 0 | 0 | 0 | 0 | 0 | 0 | 0 | 0
[9 empty] | 2019-10-21 | 2020 | 19-20 | 0 | 0 | 0 | 0 | 0 | 0 | 0 | 0 | 630016 | 135101 | 137495.5 | 909505 | 0 | 0 | 0 | 0 | 0 | 0 | 0 | 0
[9 empty] | 2019-10-22 | 2020 | 19-20 | 0 | 0 | 0 | 0 | 0 | 0 | 0 | 0 | 630016 | 135101 | 137495.5 | 909505 | 0 | 0 | 0 | 0 | 0 | 0 | 0 | 0
[9 empty] | 2019-10-23 | 2020 | 19-20 | 0 | 0 | 0 | 0 | 0 | 0 | 0 | 0 | 630016 | 135101 | 137495.5 | 909505 | 0 | 0 | 0 | 0 | 0 | 0 | 0 | 0
[9 empty] | 2019-10-24 | 2020 | 19-20 | 0 | 0 | 0 | 0 | 0 | 0 | 0 | 0 | 630016 | 135101 | 137495.5 | 909505 | 0 | 0 | 0 | 0 | 0 | 0 | 0 | 0
[9 empty] | 2019-10-25 | 2020 | 19-20 | 0 | 0 | 0 | 0 | 0 | 0 | 0 | 0 | 630016 | 135101 | 137495.5 | 909505 | 0 | 0 | 0 | 0 | 0 | 0 | 0 | 0
[9 empty] | 2019-10-26 | 2020 | 19-20 | 0 | 0 | 0 | 0 | 0 | 0 | 0 | 0 | 630016 | 135101 | 137495.5 | 909505 | 0 | 0 | 0 | 0 | 0 | 0 | 0 | 0
[9 empty] | 2019-10-27 | 2020 | 19-20 | 0 | 0 | 0 | 0 | 0 | 0 | 0 | 0 | 630016 | 135101 | 137495.5 | 909505 | 0 | 0 | 0 | 0 | 0 | 0 | 0 | 0
[9 empty] | 2019-10-28 | 2020 | 19-20 | 0 | 0 | 0 | 0 | 0 | 0 | 0 | 0 | 630016 | 135101 | 137495.5 | 909505 | 0 | 0 | 0 | 0 | 0 | 0 | 0 | 0
[9 empty] | 2019-10-29 | 2020 | 19-20 | 0 | 0 | 7195.02 | 7195.02 | 0 | 0 | 56 | 56 | 630016 | 135101 | 137495.5 | 909505 | 0 | 0 | 0.052329 | 0.0079109 | 0 | 0 | 0.00040729 | 6.1572e-05
[9 empty] | 2019-10-30 | 2020 | 19-20 | 0 | 0 | 0 | 0 | 0 | 0 | 0 | 0 | 630016 | 135101 | 137495.5 | 909505 | 0 | 0 | 0 | 0 | 0 | 0 | 0 | 0
[9 empty] | 2019-10-31 | 2020 | 19-20 | 0 | 0 | 0 | 0 | 0 | 0 | 0 | 0 | 630016 | 135101 | 137495.5 | 909505 | 0 | 0 | 0 | 0 | 0 | 0 | 0 | 0
[9 empty] | 2019-11-01 | 2020 | 19-20 | 0 | 0 | 0 | 0 | 0 | 0 | 0 | 0 | 630016 | 135101 | 137495.5 | 909505 | 0 | 0 | 0 | 0 | 0 | 0 | 0 | 0
[9 empty] | 2019-11-02 | 2020 | 19-20 | 0 | 0 | 0 | 0 | 0 | 0 | 0 | 0 | 630016 | 135101 | 137495.5 | 909505 | 0 | 0 | 0 | 0 | 0 | 0 | 0 | 0
[9 empty] | 2019-11-03 | 2020 | 19-20 | 0 | 0 | 0 | 0 | 0 | 0 | 0 | 0 | 630016 | 135101 | 137495.5 | 909505 | 0 | 0 | 0 | 0 | 0 | 0 | 0 | 0
[9 empty] | 2019-11-04 | 2020 | 19-20 | 0 | 0 | 0 | 0 | 0 | 0 | 0 | 0 | 630016 | 135101 | 137495.5 | 909505 | 0 | 0 | 0 | 0 | 0 | 0 | 0 | 0
[9 empty] | 2019-11-05 | 2020 | 19-20 | 0 | 0 | 0 | 0 | 0 | 0 | 0 | 0 | 630016 | 135101 | 137495.5 | 909505 | 0 | 0 | 0 | 0 | 0 | 0 | 0 | 0
[9 empty] | 2019-11-06 | 2020 | 19-20 | 0 | 0 | 0 | 0 | 0 | 0 | 0 | 0 | 630016 | 135101 | 137495.5 | 909505 | 0 | 0 | 0 | 0 | 0 | 0 | 0 | 0
[9 empty] | 2019-11-07 | 2020 | 19-20 | 0 | 0 | 0 | 0 | 0 | 0 | 0 | 0 | 630016 | 135101 | 137495.5 | 909505 | 0 | 0 | 0 | 0 | 0 | 0 | 0 | 0
[9 empty] | 2019-11-08 | 2020 | 19-20 | 0 | 0 | 0 | 0 | 0 | 0 | 0 | 0 | 630016 | 135101 | 137495.5 | 909505 | 0 | 0 | 0 | 0 | 0 | 0 | 0 | 0
[9 empty] | 2019-11-09 | 2020 | 19-20 | 0 | 0 | 0 | 0 | 0 | 0 | 0 | 0 | 630016 | 135101 | 137495.5 | 909505 | 0 | 0 | 0 | 0 | 0 | 0 | 0 | 0
[9 empty] | 2019-11-10 | 2020 | 19-20 | 0 | 0 | 0 | 0 | 0 | 0 | 0 | 0 | 630016 | 135101 | 137495.5 | 909505 | 0 | 0 | 0 | 0 | 0 | 0 | 0 | 0
[9 empty] | 2019-11-11 | 2020 | 19-20 | 0 | 0 | 0 | 0 | 0 | 0 | 0 | 0 | 630016 | 135101 | 137495.5 | 909505 | 0 | 0 | 0 | 0 | 0 | 0 | 0 | 0
[9 empty] | 2019-11-12 | 2020 | 19-20 | 0 | 0 | 0 | 0 | 0 | 0 | 0 | 0 | 630016 | 135101 | 137495.5 | 909505 | 0 | 0 | 0 | 0 | 0 | 0 | 0 | 0
[9 empty] | 2019-11-13 | 2020 | 19-20 | 0 | 0 | 0 | 0 | 0 | 0 | 0 | 0 | 630016 | 135101 | 137495.5 | 909505 | 0 | 0 | 0 | 0 | 0 | 0 | 0 | 0
[9 empty] | 2019-11-14 | 2020 | 19-20 | 0 | 0 | 0 | 0 | 0 | 0 | 0 | 0 | 630016 | 135101 | 137495.5 | 909505 | 0 | 0 | 0 | 0 | 0 | 0 | 0 | 0
[9 empty] | 2019-11-15 | 2020 | 19-20 | 0 | 0 | 0 | 0 | 0 | 0 | 0 | 0 | 630016 | 135101 | 137495.5 | 909505 | 0 | 0 | 0 | 0 | 0 | 0 | 0 | 0
[9 empty] | 2019-11-16 | 2020 | 19-20 | 0 | 0 | 0 | 0 | 0 | 0 | 0 | 0 | 630016 | 135101 | 137495.5 | 909505 | 0 | 0 | 0 | 0 | 0 | 0 | 0 | 0
[9 empty] | 2019-11-17 | 2020 | 19-20 | 0 | 0 | 0 | 0 | 0 | 0 | 0 | 0 | 630016 | 135101 | 137495.5 | 909505 | 0 | 0 | 0 | 0 | 0 | 0 | 0 | 0
[9 empty] | 2019-11-18 | 2020 | 19-20 | 0 | 0 | 0 | 0 | 0 | 0 | 0 | 0 | 630016 | 135101 | 137495.5 | 909505 | 0 | 0 | 0 | 0 | 0 | 0 | 0 | 0
[9 empty] | 2019-11-19 | 2020 | 19-20 | 0 | 0 | 0 | 0 | 0 | 0 | 0 | 0 | 630016 | 135101 | 137495.5 | 909505 | 0 | 0 | 0 | 0 | 0 | 0 | 0 | 0
[9 empty] | 2019-11-20 | 2020 | 19-20 | 0 | 0 | 0 | 0 | 0 | 0 | 0 | 0 | 630016 | 135101 | 137495.5 | 909505 | 0 | 0 | 0 | 0 | 0 | 0 | 0 | 0
[9 empty] | 2019-11-21 | 2020 | 19-20 | 0 | 0 | 0 | 0 | 0 | 0 | 0 | 0 | 630016 | 135101 | 137495.5 | 909505 | 0 | 0 | 0 | 0 | 0 | 0 | 0 | 0
[9 empty] | 2019-11-22 | 2020 | 19-20 | 0 | 0 | 0 | 0 | 0 | 0 | 0 | 0 | 630016 | 135101 | 137495.5 | 909505 | 0 | 0 | 0 | 0 | 0 | 0 | 0 | 0
[9 empty] | 2019-11-23 | 2020 | 19-20 | 0 | 0 | 0 | 0 | 0 | 0 | 0 | 0 | 630016 | 135101 | 137495.5 | 909505 | 0 | 0 | 0 | 0 | 0 | 0 | 0 | 0
[9 empty] | 2019-11-24 | 2020 | 19-20 | 0 | 0 | 0 | 0 | 0 | 0 | 0 | 0 | 630016 | 135101 | 137495.5 | 909505 | 0 | 0 | 0 | 0 | 0 | 0 | 0 | 0
[9 empty] | 2019-11-25 | 2020 | 19-20 | 0 | 0 | 0 | 0 | 0 | 0 | 0 | 0 | 630016 | 135101 | 137495.5 | 909505 | 0 | 0 | 0 | 0 | 0 | 0 | 0 | 0
[9 empty] | 2019-11-26 | 2020 | 19-20 | 0 | 0 | 27458.4 | 27458.4 | 0 | 0 | 210 | 210 | 630016 | 135101 | 137495.5 | 909505 | 0 | 0 | 0.1997 | 0.03019 | 0 | 0 | 0.0015273 | 0.00023089
[9 empty] | 2019-11-27 | 2020 | 19-20 | 0 | 0 | 0 | 0 | 0 | 0 | 0 | 0 | 630016 | 135101 | 137495.5 | 909505 | 0 | 0 | 0 | 0 | 0 | 0 | 0 | 0
[9 empty] | 2019-11-28 | 2020 | 19-20 | 0 | 0 | 0 | 0 | 0 | 0 | 0 | 0 | 630016 | 135101 | 137495.5 | 909505 | 0 | 0 | 0 | 0 | 0 | 0 | 0 | 0
[9 empty] | 2019-11-29 | 2020 | 19-20 | 0 | 0 | 0 | 0 | 0 | 0 | 0 | 0 | 630016 | 135101 | 137495.5 | 909505 | 0 | 0 | 0 | 0 | 0 | 0 | 0 | 0
[9 empty] | 2019-11-30 | 2020 | 19-20 | 0 | 0 | 0 | 0 | 0 | 0 | 0 | 0 | 630016 | 135101 | 137495.5 | 909505 | 0 | 0 | 0 | 0 | 0 | 0 | 0 | 0
[9 empty] | 2019-12-01 | 2020 | 19-20 | 0 | 0 | 0 | 0 | 0 | 0 | 0 | 0 | 630016 | 135101 | 137495.5 | 909505 | 0 | 0 | 0 | 0 | 0 | 0 | 0 | 0
[9 empty] | 2019-12-02 | 2020 | 19-20 | 0 | 0 | 0 | 0 | 0 | 0 | 0 | 0 | 630016 | 135101 | 137495.5 | 909505 | 0 | 0 | 0 | 0 | 0 | 0 | 0 | 0
[9 empty] | 2019-12-03 | 2020 | 19-20 | 0 | 0 | 0 | 0 | 0 | 0 | 0 | 0 | 630016 | 135101 | 137495.5 | 909505 | 0 | 0 | 0 | 0 | 0 | 0 | 0 | 0
[9 empty] | 2019-12-04 | 2020 | 19-20 | 0 | 0 | 0 | 0 | 0 | 0 | 0 | 0 | 630016 | 135101 | 137495.5 | 909505 | 0 | 0 | 0 | 0 | 0 | 0 | 0 | 0
[9 empty] | 2019-12-05 | 2020 | 19-20 | 0 | 0 | 0 | 0 | 0 | 0 | 0 | 0 | 630016 | 135101 | 137495.5 | 909505 | 0 | 0 | 0 | 0 | 0 | 0 | 0 | 0
[9 empty] | 2019-12-06 | 2020 | 19-20 | 0 | 0 | 0 | 0 | 0 | 0 | 0 | 0 | 630016 | 135101 | 137495.5 | 909505 | 0 | 0 | 0 | 0 | 0 | 0 | 0 | 0
[9 empty] | 2019-12-07 | 2020 | 19-20 | 0 | 0 | 0 | 0 | 0 | 0 | 0 | 0 | 630016 | 135101 | 137495.5 | 909505 | 0 | 0 | 0 | 0 | 0 | 0 | 0 | 0
[9 empty] | 2019-12-08 | 2020 | 19-20 | 0 | 0 | 0 | 0 | 0 | 0 | 0 | 0 | 630016 | 135101 | 137495.5 | 909505 | 0 | 0 | 0 | 0 | 0 | 0 | 0 | 0
[9 empty] | 2019-12-09 | 2020 | 19-20 | 0 | 0 | 0 | 0 | 0 | 0 | 0 | 0 | 630016 | 135101 | 137495.5 | 909505 | 0 | 0 | 0 | 0 | 0 | 0 | 0 | 0
[9 empty] | 2019-12-10 | 2020 | 19-20 | 0 | 0 | 0 | 0 | 0 | 0 | 0 | 0 | 630016 | 135101 | 137495.5 | 909505 | 0 | 0 | 0 | 0 | 0 | 0 | 0 | 0
[9 empty] | 2019-12-11 | 2020 | 19-20 | 0 | 0 | 0 | 0 | 0 | 0 | 0 | 0 | 630016 | 135101 | 137495.5 | 909505 | 0 | 0 | 0 | 0 | 0 | 0 | 0 | 0
[9 empty] | 2019-12-12 | 2020 | 19-20 | 0 | 0 | 0 | 0 | 0 | 0 | 0 | 0 | 630016 | 135101 | 137495.5 | 909505 | 0 | 0 | 0 | 0 | 0 | 0 | 0 | 0
[9 empty] | 2019-12-13 | 2020 | 19-20 | 0 | 0 | 0 | 0 | 0 | 0 | 0 | 0 | 630016 | 135101 | 137495.5 | 909505 | 0 | 0 | 0 | 0 | 0 | 0 | 0 | 0
[9 empty] | 2019-12-14 | 2020 | 19-20 | 0 | 0 | 0 | 0 | 0 | 0 | 0 | 0 | 630016 | 135101 | 137495.5 | 909505 | 0 | 0 | 0 | 0 | 0 | 0 | 0 | 0
[9 empty] | 2019-12-15 | 2020 | 19-20 | 0 | 0 | 0 | 0 | 0 | 0 | 0 | 0 | 630016 | 135101 | 137495.5 | 909505 | 0 | 0 | 0 | 0 | 0 | 0 | 0 | 0
[9 empty] | 2019-12-16 | 2020 | 19-20 | 0 | 0 | 0 | 0 | 0 | 0 | 0 | 0 | 630016 | 135101 | 137495.5 | 909505 | 0 | 0 | 0 | 0 | 0 | 0 | 0 | 0
[9 empty] | 2019-12-17 | 2020 | 19-20 | 0 | 0 | 0 | 0 | 0 | 0 | 0 | 0 | 630016 | 135101 | 137495.5 | 909505 | 0 | 0 | 0 | 0 | 0 | 0 | 0 | 0
[9 empty] | 2019-12-18 | 2020 | 19-20 | 0 | 0 | 0 | 0 | 0 | 0 | 0 | 0 | 630016 | 135101 | 137495.5 | 909505 | 0 | 0 | 0 | 0 | 0 | 0 | 0 | 0
[9 empty] | 2019-12-19 | 2020 | 19-20 | 0 | 0 | 0 | 0 | 0 | 0 | 0 | 0 | 630016 | 135101 | 137495.5 | 909505 | 0 | 0 | 0 | 0 | 0 | 0 | 0 | 0
[9 empty] | 2019-12-20 | 2020 |  | 0 | 0 | 0 | 0 | 0 | 0 | 0 | 0 | 630016 | 135101 | 137495.5 | 909505 | 0 | 0 | 0 | 0 | 0 | 0 | 0 | 0
[9 empty] | 2019-12-21 | 2020 | 19-20 | 0 | 0 | 0 | 0 | 0 | 0 | 0 | 0 | 630016 | 135101 | 137495.5 | 909505 | 0 | 0 | 0 | 0 | 0 | 0 | 0 | 0
[9 empty] | 2019-12-22 | 2020 | 19-20 | 0 | 0 | 0 | 0 | 0 | 0 | 0 | 0 | 630016 | 135101 | 137495.5 | 909505 | 0 | 0 | 0 | 0 | 0 | 0 | 0 | 0
[9 empty] | 2019-12-23 | 2020 | 19-20 | 0 | 0 | 0 | 0 | 0 | 0 | 0 | 0 | 630016 | 135101 | 137495.5 | 909505 | 0 | 0 | 0 | 0 | 0 | 0 | 0 | 0
[9 empty] | 2019-12-24 | 2020 | 19-20 | 0 | 0 | 0 | 0 | 0 | 0 | 0 | 0 | 630016 | 135101 | 137495.5 | 909505 | 0 | 0 | 0 | 0 | 0 | 0 | 0 | 0
[9 empty] | 2019-12-25 | 2020 | 19-20 | 0 | 0 | 0 | 0 | 0 | 0 | 0 | 0 | 630016 | 135101 | 137495.5 | 909505 | 0 | 0 | 0 | 0 | 0 | 0 | 0 | 0
[9 empty] | 2019-12-26 | 2020 | 19-20 | 0 | 0 | 0 | 0 | 0 | 0 | 0 | 0 | 630016 | 135101 | 137495.5 | 909505 | 0 | 0 | 0 | 0 | 0 | 0 | 0 | 0
[9 empty] | 2019-12-27 | 2020 | 19-20 | 0 | 0 | 0 | 0 | 0 | 0 | 0 | 0 | 630016 | 135101 | 137495.5 | 909505 | 0 | 0 | 0 | 0 | 0 | 0 | 0 | 0
[9 empty] | 2019-12-28 | 2020 | 19-20 | 0 | 0 | 0 | 0 | 0 | 0 | 0 | 0 | 630016 | 135101 | 137495.5 | 909505 | 0 | 0 | 0 | 0 | 0 | 0 | 0 | 0
[9 empty] | 2019-12-29 | 2020 | 19-20 | 0 | 0 | 0 | 0 | 0 | 0 | 0 | 0 | 630016 | 135101 | 137495.5 | 909505 | 0 | 0 | 0 | 0 | 0 | 0 | 0 | 0
[9 empty] | 2019-12-30 | 2020 | 19-20 | 0 | 0 | 38562.9 | 38562.9 | 0 | 0 | 210 | 210 | 630016 | 135101 | 137495.5 | 909505 | 0 | 0 | 0.28047 | 0.0424 | 0 | 0 | 0.0015273 | 0.00023089
[9 empty] | 2019-12-31 | 2020 | 19-20 | 0 | 0 | 0 | 0 | 0 | 0 | 0 | 0 | 630016 | 135101 | 137495.5 | 909505 | 0 | 0 | 0 | 0 | 0 | 0 | 0 | 0
[9 empty] | 2020-01-01 | 2020 | 19-20 | 0 | 0 | 0 | 0 | 0 | 0 | 0 | 0 | 630016 | 135101 | 137495.5 | 909505 | 0 | 0 | 0 | 0 | 0 | 0 | 0 | 0
[9 empty] | 2020-01-02 | 2020 | 19-20 | 0 | 0 | 0 | 0 | 0 | 0 | 0 | 0 | 630016 | 135101 | 137495.5 | 909505 | 0 | 0 | 0 | 0 | 0 | 0 | 0 | 0
[9 empty] | 2020-01-03 | 2020 |  | 0 | 0 | 0 | 0 | 0 | 0 | 0 | 0 | 630016 | 135101 | 137495.5 | 909505 | 0 | 0 | 0 | 0 | 0 | 0 | 0 | 0
[9 empty] | 2020-01-04 | 2020 | 19-20 | 0 | 0 | 402990 | 402990 | 0 | 0 | 1414 | 1414 | 630016 | 135101 | 137495.5 | 909505 | 0 | 0 | 2.9309 | 0.44309 | 0 | 0 | 0.010284 | 0.0015547
[9 empty] | 2020-01-05 | 2020 | 19-20 | 0 | 0 | 647.8 | 647.8 | 0 | 0 | 1 | 1 | 630016 | 135101 | 137495.5 | 909505 | 0 | 0 | 0.0047114 | 0.00071226 | 0 | 0 | 7.273e-06 | 1.0995e-06
[9 empty] | 2020-01-06 | 2020 | 19-20 | 0 | 0 | 0 | 0 | 0 | 0 | 0 | 0 | 630016 | 135101 | 137495.5 | 909505 | 0 | 0 | 0 | 0 | 0 | 0 | 0 | 0
[9 empty] | 2020-01-07 | 2020 | 19-20 | 0 | 0 | 0 | 0 | 0 | 0 | 0 | 0 | 630016 | 135101 | 137495.5 | 909505 | 0 | 0 | 0 | 0 | 0 | 0 | 0 | 0
[9 empty] | 2020-01-08 | 2020 | 19-20 | 0 | 0 | 0 | 0 | 0 | 0 | 0 | 0 | 630016 | 135101 | 137495.5 | 909505 | 0 | 0 | 0 | 0 | 0 | 0 | 0 | 0
[9 empty] | 2020-01-09 | 2020 | 19-20 | 0 | 0 | 0 | 0 | 0 | 0 | 0 | 0 | 630016 | 135101 | 137495.5 | 909505 | 0 | 0 | 0 | 0 | 0 | 0 | 0 | 0
[9 empty] | 2020-01-10 | 2020 | 19-20 | 0 | 0 | 0 | 0 | 0 | 0 | 0 | 0 | 630016 | 135101 | 137495.5 | 909505 | 0 | 0 | 0 | 0 | 0 | 0 | 0 | 0
[9 empty] | 2020-01-11 | 2020 | 19-20 | 0 | 0 | 0 | 0 | 0 | 0 | 0 | 0 | 630016 | 135101 | 137495.5 | 909505 | 0 | 0 | 0 | 0 | 0 | 0 | 0 | 0
[9 empty] | 2020-01-12 | 2020 | 19-20 | 0 | 0 | 0 | 0 | 0 | 0 | 0 | 0 | 630016 | 135101 | 137495.5 | 909505 | 0 | 0 | 0 | 0 | 0 | 0 | 0 | 0
[9 empty] | 2020-01-13 | 2020 | 19-20 | 0 | 0 | 0 | 0 | 0 | 0 | 0 | 0 | 630016 | 135101 | 137495.5 | 909505 | 0 | 0 | 0 | 0 | 0 | 0 | 0 | 0
[9 empty] | 2020-01-14 | 2020 | 19-20 | 0 | 0 | 0 | 0 | 0 | 0 | 0 | 0 | 630016 | 135101 | 137495.5 | 909505 | 0 | 0 | 0 | 0 | 0 | 0 | 0 | 0
[9 empty] | 2020-01-15 | 2020 | 19-20 | 0 | 0 | 0 | 0 | 0 | 0 | 0 | 0 | 630016 | 135101 | 137495.5 | 909505 | 0 | 0 | 0 | 0 | 0 | 0 | 0 | 0
[9 empty] | 2020-01-16 | 2020 | 19-20 | 0 | 0 | 0 | 0 | 0 | 0 | 0 | 0 | 630016 | 135101 | 137495.5 | 909505 | 0 | 0 | 0 | 0 | 0 | 0 | 0 | 0
[9 empty] | 2020-01-17 | 2020 | 19-20 | 0 | 0 | 0 | 0 | 0 | 0 | 0 | 0 | 630016 | 135101 | 137495.5 | 909505 | 0 | 0 | 0 | 0 | 0 | 0 | 0 | 0
[9 empty] | 2020-01-18 | 2020 | 19-20 | 0 | 0 | 0 | 0 | 0 | 0 | 0 | 0 | 630016 | 135101 | 137495.5 | 909505 | 0 | 0 | 0 | 0 | 0 | 0 | 0 | 0
[9 empty] | 2020-01-19 | 2020 | 19-20 | 0 | 0 | 0 | 0 | 0 | 0 | 0 | 0 | 630016 | 135101 | 137495.5 | 909505 | 0 | 0 | 0 | 0 | 0 | 0 | 0 | 0
[9 empty] | 2020-01-20 | 2020 | 19-20 | 0 | 0 | 0 | 0 | 0 | 0 | 0 | 0 | 630016 | 135101 | 137495.5 | 909505 | 0 | 0 | 0 | 0 | 0 | 0 | 0 | 0
[9 empty] | 2020-01-21 | 2020 | 19-20 | 0 | 0 | 0 | 0 | 0 | 0 | 0 | 0 | 630016 | 135101 | 137495.5 | 909505 | 0 | 0 | 0 | 0 | 0 | 0 | 0 | 0
[9 empty] | 2020-01-22 | 2020 | 19-20 | 0 | 0 | 0 | 0 | 0 | 0 | 0 | 0 | 630016 | 135101 | 137495.5 | 909505 | 0 | 0 | 0 | 0 | 0 | 0 | 0 | 0
[9 empty] | 2020-01-23 | 2020 | 19-20 | 0 | 0 | 0 | 0 | 0 | 0 | 0 | 0 | 630016 | 135101 | 137495.5 | 909505 | 0 | 0 | 0 | 0 | 0 | 0 | 0 | 0
[9 empty] | 2020-01-24 | 2020 | 19-20 | 0 | 0 | 0 | 0 | 0 | 0 | 0 | 0 | 630016 | 135101 | 137495.5 | 909505 | 0 | 0 | 0 | 0 | 0 | 0 | 0 | 0
[9 empty] | 2020-01-25 | 2020 | 19-20 | 0 | 0 | 0 | 0 | 0 | 0 | 0 | 0 | 630016 | 135101 | 137495.5 | 909505 | 0 | 0 | 0 | 0 | 0 | 0 | 0 | 0
[9 empty] | 2020-01-26 | 2020 | 19-20 | 0 | 0 | 0 | 0 | 0 | 0 | 0 | 0 | 630016 | 135101 | 137495.5 | 909505 | 0 | 0 | 0 | 0 | 0 | 0 | 0 | 0
[9 empty] | 2020-01-27 | 2020 | 19-20 | 0 | 0 | 0 | 0 | 0 | 0 | 0 | 0 | 630016 | 135101 | 137495.5 | 909505 | 0 | 0 | 0 | 0 | 0 | 0 | 0 | 0
[9 empty] | 2020-01-28 | 2020 | 19-20 | 0 | 0 | 0 | 0 | 0 | 0 | 0 | 0 | 630016 | 135101 | 137495.5 | 909505 | 0 | 0 | 0 | 0 | 0 | 0 | 0 | 0
[9 empty] | 2020-01-29 | 2020 | 19-20 | 0 | 0 | 0 | 0 | 0 | 0 | 0 | 0 | 630016 | 135101 | 137495.5 | 909505 | 0 | 0 | 0 | 0 | 0 | 0 | 0 | 0
[9 empty] | 2020-01-30 | 2020 | 19-20 | 0 | 0 | 0 | 0 | 0 | 0 | 0 | 0 | 630016 | 135101 | 137495.5 | 909505 | 0 | 0 | 0 | 0 | 0 | 0 | 0 | 0
[9 empty] | 2020-01-31 | 2020 | 19-20 | 0 | 0 | 0 | 0 | 0 | 0 | 0 | 0 | 630016 | 135101 | 137495.5 | 909505 | 0 | 0 | 0 | 0 | 0 | 0 | 0 | 0
[9 empty] | 2020-02-01 | 2020 | 19-20 | 0 | 62334.25 | 233888.29 | 296222.54 | 0 | 41 | 652 | 693 | 630016 | 135101 | 137495.5 | 909505 | 0 | 0.46139 | 1.7011 | 0.3257 | 0 | 0.00030348 | 0.004742 | 0.00076195
[9 empty] | 2020-02-02 | 2020 | 19-20 | 0 | 0 | 0 | 0 | 0 | 0 | 0 | 0 | 630016 | 135101 | 137495.5 | 909505 | 0 | 0 | 0 | 0 | 0 | 0 | 0 | 0
[9 empty] | 2020-02-03 | 2020 | 19-20 | 0 | 0 | 0 | 0 | 0 | 0 | 0 | 0 | 630016 | 135101 | 137495.5 | 909505 | 0 | 0 | 0 | 0 | 0 | 0 | 0 | 0
[9 empty] | 2020-02-04 | 2020 | 19-20 | 0 | 0 | 0 | 0 | 0 | 0 | 0 | 0 | 630016 | 135101 | 137495.5 | 909505 | 0 | 0 | 0 | 0 | 0 | 0 | 0 | 0
[9 empty] | 2020-02-05 | 2020 | 19-20 | 0 | 0 | 0 | 0 | 0 | 0 | 0 | 0 | 630016 | 135101 | 137495.5 | 909505 | 0 | 0 | 0 | 0 | 0 | 0 | 0 | 0
[9 empty] | 2020-02-06 | 2020 | 19-20 | 0 | 0 | 0 | 0 | 0 | 0 | 0 | 0 | 630016 | 135101 | 137495.5 | 909505 | 0 | 0 | 0 | 0 | 0 | 0 | 0 | 0
[9 empty] | 2020-02-07 | 2020 | 19-20 | 0 | 0 | 0 | 0 | 0 | 0 | 0 | 0 | 630016 | 135101 | 137495.5 | 909505 | 0 | 0 | 0 | 0 | 0 | 0 | 0 | 0
[9 empty] | 2020-02-08 | 2020 | 19-20 | 0 | 0 | 0 | 0 | 0 | 0 | 0 | 0 | 630016 | 135101 | 137495.5 | 909505 | 0 | 0 | 0 | 0 | 0 | 0 | 0 | 0
[9 empty] | 2020-02-09 | 2020 | 19-20 | 0 | 0 | 0 | 0 | 0 | 0 | 0 | 0 | 630016 | 135101 | 137495.5 | 909505 | 0 | 0 | 0 | 0 | 0 | 0 | 0 | 0
[9 empty] | 2020-02-10 | 2020 | 19-20 | 0 | 0 | 0 | 0 | 0 | 0 | 0 | 0 | 630016 | 135101 | 137495.5 | 909505 | 0 | 0 | 0 | 0 | 0 | 0 | 0 | 0
[9 empty] | 2020-02-11 | 2020 | 19-20 | 0 | 0 | 0 | 0 | 0 | 0 | 0 | 0 | 630016 | 135101 | 137495.5 | 909505 | 0 | 0 | 0 | 0 | 0 | 0 | 0 | 0
[9 empty] | 2020-02-12 | 2020 | 19-20 | 0 | 0 | 0 | 0 | 0 | 0 | 0 | 0 | 630016 | 135101 | 137495.5 | 909505 | 0 | 0 | 0 | 0 | 0 | 0 | 0 | 0
[9 empty] | 2020-02-13 | 2020 | 19-20 | 0 | 0 | 0 | 0 | 0 | 0 | 0 | 0 | 630016 | 135101 | 137495.5 | 909505 | 0 | 0 | 0 | 0 | 0 | 0 | 0 | 0
[9 empty] | 2020-02-14 | 2020 | 19-20 | 0 | 0 | 0 | 0 | 0 | 0 | 0 | 0 | 630016 | 135101 | 137495.5 | 909505 | 0 | 0 | 0 | 0 | 0 | 0 | 0 | 0
[9 empty] | 2020-02-15 | 2020 | 19-20 | 0 | 0 | 0 | 0 | 0 | 0 | 0 | 0 | 630016 | 135101 | 137495.5 | 909505 | 0 | 0 | 0 | 0 | 0 | 0 | 0 | 0
[9 empty] | 2020-02-16 | 2020 | 19-20 | 0 | 0 | 0 | 0 | 0 | 0 | 0 | 0 | 630016 | 135101 | 137495.5 | 909505 | 0 | 0 | 0 | 0 | 0 | 0 | 0 | 0
[9 empty] | 2020-02-17 | 2020 | 19-20 | 0 | 0 | 0 | 0 | 0 | 0 | 0 | 0 | 630016 | 135101 | 137495.5 | 909505 | 0 | 0 | 0 | 0 | 0 | 0 | 0 | 0
[9 empty] | 2020-02-18 | 2020 | 19-20 | 0 | 0 | 0 | 0 | 0 | 0 | 0 | 0 | 630016 | 135101 | 137495.5 | 909505 | 0 | 0 | 0 | 0 | 0 | 0 | 0 | 0
[9 empty] | 2020-02-19 | 2020 | 19-20 | 0 | 0 | 0 | 0 | 0 | 0 | 0 | 0 | 630016 | 135101 | 137495.5 | 909505 | 0 | 0 | 0 | 0 | 0 | 0 | 0 | 0
[9 empty] | 2020-02-20 | 2020 | 19-20 | 0 | 0 | 0 | 0 | 0 | 0 | 0 | 0 | 630016 | 135101 | 137495.5 | 909505 | 0 | 0 | 0 | 0 | 0 | 0 | 0 | 0
[9 empty] | 2020-02-21 | 2020 | 19-20 | 0 | 0 | 0 | 0 | 0 | 0 | 0 | 0 | 630016 | 135101 | 137495.5 | 909505 | 0 | 0 | 0 | 0 | 0 | 0 | 0 | 0
[9 empty] | 2020-02-22 | 2020 | 19-20 | 0 | 0 | 0 | 0 | 0 | 0 | 0 | 0 | 630016 | 135101 | 137495.5 | 909505 | 0 | 0 | 0 | 0 | 0 | 0 | 0 | 0
[9 empty] | 2020-02-23 | 2020 | 19-20 | 0 | 0 | 0 | 0 | 0 | 0 | 0 | 0 | 630016 | 135101 | 137495.5 | 909505 | 0 | 0 | 0 | 0 | 0 | 0 | 0 | 0
[9 empty] | 2020-02-24 | 2020 | 19-20 | 0 | 0 | 0 | 0 | 0 | 0 | 0 | 0 | 630016 | 135101 | 137495.5 | 909505 | 0 | 0 | 0 | 0 | 0 | 0 | 0 | 0
[9 empty] | 2020-02-25 | 2020 | 19-20 | 0 | 0 | 0 | 0 | 0 | 0 | 0 | 0 | 630016 | 135101 | 137495.5 | 909505 | 0 | 0 | 0 | 0 | 0 | 0 | 0 | 0
[9 empty] | 2020-02-26 | 2020 | 19-20 | 0 | 0 | 0 | 0 | 0 | 0 | 0 | 0 | 630016 | 135101 | 137495.5 | 909505 | 0 | 0 | 0 | 0 | 0 | 0 | 0 | 0
[9 empty] | 2020-02-27 | 2020 | 19-20 | 0 | 0 | 0 | 0 | 0 | 0 | 0 | 0 | 630016 | 135101 | 137495.5 | 909505 | 0 | 0 | 0 | 0 | 0 | 0 | 0 | 0
[9 empty] | 2020-02-28 | 2020 | 19-20 | 0 | 0 | 0 | 0 | 0 | 0 | 0 | 0 | 630016 | 135101 | 137495.5 | 909505 | 0 | 0 | 0 | 0 | 0 | 0 | 0 | 0
[9 empty] | 2020-02-29 | 2020 | 19-20 | 0 | 0 | 0 | 0 | 0 | 0 | 0 | 0 | 630016 | 135101 | 137495.5 | 909505 | 0 | 0 | 0 | 0 | 0 | 0 | 0 | 0
[9 empty] | 2020-03-01 | 2020 | 19-20 | 0 | 0 | 0 | 0 | 0 | 0 | 0 | 0 | 630016 | 135101 | 137495.5 | 909505 | 0 | 0 | 0 | 0 | 0 | 0 | 0 | 0
[9 empty] | 2020-03-02 | 2020 | 19-20 | 0 | 0 | 0 | 0 | 0 | 0 | 0 | 0 | 630016 | 135101 | 137495.5 | 909505 | 0 | 0 | 0 | 0 | 0 | 0 | 0 | 0
[9 empty] | 2020-03-03 | 2020 | 19-20 | 0 | 0 | 0 | 0 | 0 | 0 | 0 | 0 | 630016 | 135101 | 137495.5 | 909505 | 0 | 0 | 0 | 0 | 0 | 0 | 0 | 0
[9 empty] | 2020-03-04 | 2020 | 19-20 | 0 | 0 | 0 | 0 | 0 | 0 | 0 | 0 | 630016 | 135101 | 137495.5 | 909505 | 0 | 0 | 0 | 0 | 0 | 0 | 0 | 0
[9 empty] | 2020-03-05 | 2020 | 19-20 | 0 | 0 | 0 | 0 | 0 | 0 | 0 | 0 | 630016 | 135101 | 137495.5 | 909505 | 0 | 0 | 0 | 0 | 0 | 0 | 0 | 0
[9 empty] | 2020-03-06 | 2020 | 19-20 | 0 | 0 | 0 | 0 | 0 | 0 | 0 | 0 | 630016 | 135101 | 137495.5 | 909505 | 0 | 0 | 0 | 0 | 0 | 0 | 0 | 0
[9 empty] | 2020-03-07 | 2020 | 19-20 | 0 | 0 | 0 | 0 | 0 | 0 | 0 | 0 | 630016 | 135101 | 137495.5 | 909505 | 0 | 0 | 0 | 0 | 0 | 0 | 0 | 0
[9 empty] | 2020-03-08 | 2020 | 19-20 | 0 | 0 | 0 | 0 | 0 | 0 | 0 | 0 | 630016 | 135101 | 137495.5 | 909505 | 0 | 0 | 0 | 0 | 0 | 0 | 0 | 0
[9 empty] | 2020-03-09 | 2020 | 19-20 | 0 | 0 | 0 | 0 | 0 | 0 | 0 | 0 | 630016 | 135101 | 137495.5 | 909505 | 0 | 0 | 0 | 0 | 0 | 0 | 0 | 0
[9 empty] | 2020-03-10 | 2020 | 19-20 | 0 | 0 | 0 | 0 | 0 | 0 | 0 | 0 | 630016 | 135101 | 137495.5 | 909505 | 0 | 0 | 0 | 0 | 0 | 0 | 0 | 0
[9 empty] | 2020-03-11 | 2020 | 19-20 | 0 | 0 | 0 | 0 | 0 | 0 | 0 | 0 | 630016 | 135101 | 137495.5 | 909505 | 0 | 0 | 0 | 0 | 0 | 0 | 0 | 0
[9 empty] | 2020-03-12 | 2020 | 19-20 | 0 | 0 | 0 | 0 | 0 | 0 | 0 | 0 | 630016 | 135101 | 137495.5 | 909505 | 0 | 0 | 0 | 0 | 0 | 0 | 0 | 0
[9 empty] | 2020-03-13 | 2020 | 19-20 | 0 | 0 | 0 | 0 | 0 | 0 | 0 | 0 | 630016 | 135101 | 137495.5 | 909505 | 0 | 0 | 0 | 0 | 0 | 0 | 0 | 0
[9 empty] | 2020-03-14 | 2020 | 19-20 | 0 | 0 | 0 | 0 | 0 | 0 | 0 | 0 | 630016 | 135101 | 137495.5 | 909505 | 0 | 0 | 0 | 0 | 0 | 0 | 0 | 0
[9 empty] | 2020-03-15 | 2020 | 19-20 | 0 | 0 | 0 | 0 | 0 | 0 | 0 | 0 | 630016 | 135101 | 137495.5 | 909505 | 0 | 0 | 0 | 0 | 0 | 0 | 0 | 0
[9 empty] | 2020-03-16 | 2020 | 19-20 | 0 | 0 | 0 | 0 | 0 | 0 | 0 | 0 | 630016 | 135101 | 137495.5 | 909505 | 0 | 0 | 0 | 0 | 0 | 0 | 0 | 0
[9 empty] | 2020-03-17 | 2020 | 19-20 | 0 | 0 | 0 | 0 | 0 | 0 | 0 | 0 | 630016 | 135101 | 137495.5 | 909505 | 0 | 0 | 0 | 0 | 0 | 0 | 0 | 0
[9 empty] | 2020-03-18 | 2020 | 19-20 | 0 | 0 | 0 | 0 | 0 | 0 | 0 | 0 | 630016 | 135101 | 137495.5 | 909505 | 0 | 0 | 0 | 0 | 0 | 0 | 0 | 0
[9 empty] | 2020-03-19 | 2020 | 19-20 | 0 | 0 | 0 | 0 | 0 | 0 | 0 | 0 | 630016 | 135101 | 137495.5 | 909505 | 0 | 0 | 0 | 0 | 0 | 0 | 0 | 0
[9 empty] | 2020-03-20 | 2020 | 19-20 | 0 | 0 | 0 | 0 | 0 | 0 | 0 | 0 | 630016 | 135101 | 137495.5 | 909505 | 0 | 0 | 0 | 0 | 0 | 0 | 0 | 0
[9 empty] | 2020-03-21 | 2020 | 19-20 | 0 | 0 | 0 | 0 | 0 | 0 | 0 | 0 | 630016 | 135101 | 137495.5 | 909505 | 0 | 0 | 0 | 0 | 0 | 0 | 0 | 0
[9 empty] | 2020-03-22 | 2020 | 19-20 | 0 | 0 | 0 | 0 | 0 | 0 | 0 | 0 | 630016 | 135101 | 137495.5 | 909505 | 0 | 0 | 0 | 0 | 0 | 0 | 0 | 0
[9 empty] | 2020-03-23 | 2020 | 19-20 | 0 | 0 | 0 | 0 | 0 | 0 | 0 | 0 | 630016 | 135101 | 137495.5 | 909505 | 0 | 0 | 0 | 0 | 0 | 0 | 0 | 0
[9 empty] | 2020-03-24 | 2020 | 19-20 | 0 | 0 | 0 | 0 | 0 | 0 | 0 | 0 | 630016 | 135101 | 137495.5 | 909505 | 0 | 0 | 0 | 0 | 0 | 0 | 0 | 0
[9 empty] | 2020-03-25 | 2020 | 19-20 | 0 | 0 | 0 | 0 | 0 | 0 | 0 | 0 | 630016 | 135101 | 137495.5 | 909505 | 0 | 0 | 0 | 0 | 0 | 0 | 0 | 0
[9 empty] | 2020-03-26 | 2020 | 19-20 | 0 | 0 | 0 | 0 | 0 | 0 | 0 | 0 | 630016 | 135101 | 137495.5 | 909505 | 0 | 0 | 0 | 0 | 0 | 0 | 0 | 0
[9 empty] | 2020-03-27 | 2020 | 19-20 | 0 | 0 | 0 | 0 | 0 | 0 | 0 | 0 | 630016 | 135101 | 137495.5 | 909505 | 0 | 0 | 0 | 0 | 0 | 0 | 0 | 0
[9 empty] | 2020-03-28 | 2020 | 19-20 | 0 | 0 | 0 | 0 | 0 | 0 | 0 | 0 | 630016 | 135101 | 137495.5 | 909505 | 0 | 0 | 0 | 0 | 0 | 0 | 0 | 0
[9 empty] | 2020-03-29 | 2020 | 19-20 | 0 | 0 | 0 | 0 | 0 | 0 | 0 | 0 | 630016 | 135101 | 137495.5 | 909505 | 0 | 0 | 0 | 0 | 0 | 0 | 0 | 0
[9 empty] | 2020-03-30 | 2020 | 19-20 | 0 | 0 | 0 | 0 | 0 | 0 | 0 | 0 | 630016 | 135101 | 137495.5 | 909505 | 0 | 0 | 0 | 0 | 0 | 0 | 0 | 0
[9 empty] | 2020-03-31 | 2020 | 19-20 | 0 | 0 | 0 | 0 | 0 | 0 | 0 | 0 | 630016 | 135101 | 137495.5 | 909505 | 0 | 0 | 0 | 0 | 0 | 0 | 0 | 0
[9 empty] | 2020-04-01 | 2020 | 19-20 | 0 | 0 | 0 | 0 | 0 | 0 | 0 | 0 | 630016 | 135101 | 137495.5 | 909505 | 0 | 0 | 0 | 0 | 0 | 0 | 0 | 0
[9 empty] | 2020-04-02 | 2020 | 19-20 | 0 | 0 | 0 | 0 | 0 | 0 | 0 | 0 | 630016 | 135101 | 137495.5 | 909505 | 0 | 0 | 0 | 0 | 0 | 0 | 0 | 0
[9 empty] | 2020-04-03 | 2020 | 19-20 | 0 | 0 | 0 | 0 | 0 | 0 | 0 | 0 | 630016 | 135101 | 137495.5 | 909505 | 0 | 0 | 0 | 0 | 0 | 0 | 0 | 0
[9 empty] | 2020-04-04 | 2020 | 19-20 | 0 | 0 | 0 | 0 | 0 | 0 | 0 | 0 | 630016 | 135101 | 137495.5 | 909505 | 0 | 0 | 0 | 0 | 0 | 0 | 0 | 0
[9 empty] | 2020-04-05 | 2020 | 19-20 | 0 | 0 | 0 | 0 | 0 | 0 | 0 | 0 | 630016 | 135101 | 137495.5 | 909505 | 0 | 0 | 0 | 0 | 0 | 0 | 0 | 0
[9 empty] | 2020-04-06 | 2020 | 19-20 | 0 | 0 | 0 | 0 | 0 | 0 | 0 | 0 | 630016 | 135101 | 137495.5 | 909505 | 0 | 0 | 0 | 0 | 0 | 0 | 0 | 0
[9 empty] | 2020-04-07 | 2020 | 19-20 | 0 | 0 | 0 | 0 | 0 | 0 | 0 | 0 | 630016 | 135101 | 137495.5 | 909505 | 0 | 0 | 0 | 0 | 0 | 0 | 0 | 0
[9 empty] | 2020-04-08 | 2020 | 19-20 | 0 | 0 | 0 | 0 | 0 | 0 | 0 | 0 | 630016 | 135101 | 137495.5 | 909505 | 0 | 0 | 0 | 0 | 0 | 0 | 0 | 0
[9 empty] | 2020-04-09 | 2020 | 19-20 | 0 | 0 | 0 | 0 | 0 | 0 | 0 | 0 | 630016 | 135101 | 137495.5 | 909505 | 0 | 0 | 0 | 0 | 0 | 0 | 0 | 0
[9 empty] | 2020-04-10 | 2020 | 19-20 | 0 | 0 | 0 | 0 | 0 | 0 | 0 | 0 | 630016 | 135101 | 137495.5 | 909505 | 0 | 0 | 0 | 0 | 0 | 0 | 0 | 0
[9 empty] | 2020-04-11 | 2020 | 19-20 | 0 | 0 | 0 | 0 | 0 | 0 | 0 | 0 | 630016 | 135101 | 137495.5 | 909505 | 0 | 0 | 0 | 0 | 0 | 0 | 0 | 0
[9 empty] | 2020-04-12 | 2020 | 19-20 | 0 | 0 | 0 | 0 | 0 | 0 | 0 | 0 | 630016 | 135101 | 137495.5 | 909505 | 0 | 0 | 0 | 0 | 0 | 0 | 0 | 0
[9 empty] | 2020-04-13 | 2020 | 19-20 | 0 | 0 | 0 | 0 | 0 | 0 | 0 | 0 | 630016 | 135101 | 137495.5 | 909505 | 0 | 0 | 0 | 0 | 0 | 0 | 0 | 0
[9 empty] | 2020-04-14 | 2020 | 19-20 | 0 | 0 | 0 | 0 | 0 | 0 | 0 | 0 | 630016 | 135101 | 137495.5 | 909505 | 0 | 0 | 0 | 0 | 0 | 0 | 0 | 0
[9 empty] | 2020-04-15 | 2020 | 19-20 | 0 | 0 | 0 | 0 | 0 | 0 | 0 | 0 | 630016 | 135101 | 137495.5 | 909505 | 0 | 0 | 0 | 0 | 0 | 0 | 0 | 0
[9 empty] | 2020-04-16 | 2020 | 19-20 | 0 | 0 | 0 | 0 | 0 | 0 | 0 | 0 | 630016 | 135101 | 137495.5 | 909505 | 0 | 0 | 0 | 0 | 0 | 0 | 0 | 0
[9 empty] | 2020-04-17 | 2020 | 19-20 | 0 | 0 | 0 | 0 | 0 | 0 | 0 | 0 | 630016 | 135101 | 137495.5 | 909505 | 0 | 0 | 0 | 0 | 0 | 0 | 0 | 0
[9 empty] | 2020-04-18 | 2020 | 19-20 | 0 | 0 | 0 | 0 | 0 | 0 | 0 | 0 | 630016 | 135101 | 137495.5 | 909505 | 0 | 0 | 0 | 0 | 0 | 0 | 0 | 0
[9 empty] | 2020-04-19 | 2020 | 19-20 | 0 | 0 | 0 | 0 | 0 | 0 | 0 | 0 | 630016 | 135101 | 137495.5 | 909505 | 0 | 0 | 0 | 0 | 0 | 0 | 0 | 0
[9 empty] | 2020-04-20 | 2020 | 19-20 | 0 | 0 | 0 | 0 | 0 | 0 | 0 | 0 | 630016 | 135101 | 137495.5 | 909505 | 0 | 0 | 0 | 0 | 0 | 0 | 0 | 0
[9 empty] | 2020-04-21 | 2020 | 19-20 | 0 | 0 | 0 | 0 | 0 | 0 | 0 | 0 | 630016 | 135101 | 137495.5 | 909505 | 0 | 0 | 0 | 0 | 0 | 0 | 0 | 0
[9 empty] | 2020-04-22 | 2020 | 19-20 | 0 | 0 | 0 | 0 | 0 | 0 | 0 | 0 | 630016 | 135101 | 137495.5 | 909505 | 0 | 0 | 0 | 0 | 0 | 0 | 0 | 0
[9 empty] | 2020-04-23 | 2020 | 19-20 | 0 | 0 | 2312.173 | 2312.173 | 0 | 0 | 56 | 56 | 630016 | 135101 | 137495.5 | 909505 | 0 | 0 | 0.016816 | 0.0025422 | 0 | 0 | 0.00040729 | 6.1572e-05
[9 empty] | 2020-04-24 | 2020 | 19-20 | 0 | 0 | 0 | 0 | 0 | 0 | 0 | 0 | 630016 | 135101 | 137495.5 | 909505 | 0 | 0 | 0 | 0 | 0 | 0 | 0 | 0
[9 empty] | 2020-04-25 | 2020 | 19-20 | 0 | 0 | 0 | 0 | 0 | 0 | 0 | 0 | 630016 | 135101 | 137495.5 | 909505 | 0 | 0 | 0 | 0 | 0 | 0 | 0 | 0
[9 empty] | 2020-04-26 | 2020 | 19-20 | 0 | 0 | 0 | 0 | 0 | 0 | 0 | 0 | 630016 | 135101 | 137495.5 | 909505 | 0 | 0 | 0 | 0 | 0 | 0 | 0 | 0
[9 empty] | 2020-04-27 | 2020 | 19-20 | 0 | 0 | 0 | 0 | 0 | 0 | 0 | 0 | 630016 | 135101 | 137495.5 | 909505 | 0 | 0 | 0 | 0 | 0 | 0 | 0 | 0
[9 empty] | 2020-04-28 | 2020 | 19-20 | 0 | 0 | 0 | 0 | 0 | 0 | 0 | 0 | 630016 | 135101 | 137495.5 | 909505 | 0 | 0 | 0 | 0 | 0 | 0 | 0 | 0
[9 empty] | 2020-04-29 | 2020 | 19-20 | 0 | 0 | 0 | 0 | 0 | 0 | 0 | 0 | 630016 | 135101 | 137495.5 | 909505 | 0 | 0 | 0 | 0 | 0 | 0 | 0 | 0
[9 empty] | 2020-04-30 | 2020 | 19-20 | 0 | 0 | 0 | 0 | 0 | 0 | 0 | 0 | 630016 | 135101 | 137495.5 | 909505 | 0 | 0 | 0 | 0 | 0 | 0 | 0 | 0
[9 empty] | 2020-05-01 | 2020 | 19-20 | 0 | 0 | 0 | 0 | 0 | 0 | 0 | 0 | 630016 | 135101 | 137495.5 | 909505 | 0 | 0 | 0 | 0 | 0 | 0 | 0 | 0
[9 empty] | 2020-05-02 | 2020 | 19-20 | 0 | 0 | 0 | 0 | 0 | 0 | 0 | 0 | 630016 | 135101 | 137495.5 | 909505 | 0 | 0 | 0 | 0 | 0 | 0 | 0 | 0
[9 empty] | 2020-05-03 | 2020 | 19-20 | 0 | 0 | 0 | 0 | 0 | 0 | 0 | 0 | 630016 | 135101 | 137495.5 | 909505 | 0 | 0 | 0 | 0 | 0 | 0 | 0 | 0
[9 empty] | 2020-05-04 | 2020 | 19-20 | 0 | 0 | 0 | 0 | 0 | 0 | 0 | 0 | 630016 | 135101 | 137495.5 | 909505 | 0 | 0 | 0 | 0 | 0 | 0 | 0 | 0
[9 empty] | 2020-05-05 | 2020 | 19-20 | 0 | 0 | 0 | 0 | 0 | 0 | 0 | 0 | 630016 | 135101 | 137495.5 | 909505 | 0 | 0 | 0 | 0 | 0 | 0 | 0 | 0
[9 empty] | 2020-05-06 | 2020 | 19-20 | 0 | 0 | 0 | 0 | 0 | 0 | 0 | 0 | 630016 | 135101 | 137495.5 | 909505 | 0 | 0 | 0 | 0 | 0 | 0 | 0 | 0
[9 empty] | 2020-05-07 | 2020 | 19-20 | 0 | 0 | 0 | 0 | 0 | 0 | 0 | 0 | 630016 | 135101 | 137495.5 | 909505 | 0 | 0 | 0 | 0 | 0 | 0 | 0 | 0
[9 empty] | 2020-05-08 | 2020 | 19-20 | 0 | 0 | 0 | 0 | 0 | 0 | 0 | 0 | 630016 | 135101 | 137495.5 | 909505 | 0 | 0 | 0 | 0 | 0 | 0 | 0 | 0
[9 empty] | 2020-05-09 | 2020 | 19-20 | 0 | 0 | 0 | 0 | 0 | 0 | 0 | 0 | 630016 | 135101 | 137495.5 | 909505 | 0 | 0 | 0 | 0 | 0 | 0 | 0 | 0
[9 empty] | 2020-05-10 | 2020 | 19-20 | 0 | 0 | 0 | 0 | 0 | 0 | 0 | 0 | 630016 | 135101 | 137495.5 | 909505 | 0 | 0 | 0 | 0 | 0 | 0 | 0 | 0
[9 empty] | 2020-05-11 | 2020 | 19-20 | 0 | 0 | 0 | 0 | 0 | 0 | 0 | 0 | 630016 | 135101 | 137495.5 | 909505 | 0 | 0 | 0 | 0 | 0 | 0 | 0 | 0
[9 empty] | 2020-05-12 | 2020 | 19-20 | 0 | 0 | 0 | 0 | 0 | 0 | 0 | 0 | 630016 | 135101 | 137495.5 | 909505 | 0 | 0 | 0 | 0 | 0 | 0 | 0 | 0
[9 empty] | 2020-05-13 | 2020 | 19-20 | 0 | 0 | 0 | 0 | 0 | 0 | 0 | 0 | 630016 | 135101 | 137495.5 | 909505 | 0 | 0 | 0 | 0 | 0 | 0 | 0 | 0
[9 empty] | 2020-05-14 | 2020 | 19-20 | 0 | 0 | 0 | 0 | 0 | 0 | 0 | 0 | 630016 | 135101 | 137495.5 | 909505 | 0 | 0 | 0 | 0 | 0 | 0 | 0 | 0
[9 empty] | 2020-05-15 | 2020 | 19-20 | 0 | 0 | 0 | 0 | 0 | 0 | 0 | 0 | 630016 | 135101 | 137495.5 | 909505 | 0 | 0 | 0 | 0 | 0 | 0 | 0 | 0
[9 empty] | 2020-05-16 | 2020 | 19-20 | 0 | 0 | 0 | 0 | 0 | 0 | 0 | 0 | 630016 | 135101 | 137495.5 | 909505 | 0 | 0 | 0 | 0 | 0 | 0 | 0 | 0
[9 empty] | 2020-05-17 | 2020 | 19-20 | 0 | 0 | 0 | 0 | 0 | 0 | 0 | 0 | 630016 | 135101 | 137495.5 | 909505 | 0 | 0 | 0 | 0 | 0 | 0 | 0 | 0
[9 empty] | 2020-05-18 | 2020 | 19-20 | 0 | 0 | 0 | 0 | 0 | 0 | 0 | 0 | 630016 | 135101 | 137495.5 | 909505 | 0 | 0 | 0 | 0 | 0 | 0 | 0 | 0
[9 empty] | 2020-05-19 | 2020 | 19-20 | 0 | 0 | 0 | 0 | 0 | 0 | 0 | 0 | 630016 | 135101 | 137495.5 | 909505 | 0 | 0 | 0 | 0 | 0 | 0 | 0 | 0
[9 empty] | 2020-05-20 | 2020 | 19-20 | 0 | 0 | 0 | 0 | 0 | 0 | 0 | 0 | 630016 | 135101 | 137495.5 | 909505 | 0 | 0 | 0 | 0 | 0 | 0 | 0 | 0
[9 empty] | 2020-05-21 | 2020 | 19-20 | 0 | 0 | 0 | 0 | 0 | 0 | 0 | 0 | 630016 | 135101 | 137495.5 | 909505 | 0 | 0 | 0 | 0 | 0 | 0 | 0 | 0
[9 empty] | 2020-05-22 | 2020 | 19-20 | 0 | 0 | 0 | 0 | 0 | 0 | 0 | 0 | 630016 | 135101 | 137495.5 | 909505 | 0 | 0 | 0 | 0 | 0 | 0 | 0 | 0
[9 empty] | 2020-05-23 | 2020 | 19-20 | 0 | 0 | 0 | 0 | 0 | 0 | 0 | 0 | 630016 | 135101 | 137495.5 | 909505 | 0 | 0 | 0 | 0 | 0 | 0 | 0 | 0
[9 empty] | 2020-05-24 | 2020 | 19-20 | 0 | 0 | 0 | 0 | 0 | 0 | 0 | 0 | 630016 | 135101 | 137495.5 | 909505 | 0 | 0 | 0 | 0 | 0 | 0 | 0 | 0
[9 empty] | 2020-05-25 | 2020 | 19-20 | 0 | 0 | 0 | 0 | 0 | 0 | 0 | 0 | 630016 | 135101 | 137495.5 | 909505 | 0 | 0 | 0 | 0 | 0 | 0 | 0 | 0
[9 empty] | 2020-05-26 | 2020 | 19-20 | 0 | 0 | 0 | 0 | 0 | 0 | 0 | 0 | 630016 | 135101 | 137495.5 | 909505 | 0 | 0 | 0 | 0 | 0 | 0 | 0 | 0
[9 empty] | 2020-05-27 | 2020 | 19-20 | 0 | 0 | 0 | 0 | 0 | 0 | 0 | 0 | 630016 | 135101 | 137495.5 | 909505 | 0 | 0 | 0 | 0 | 0 | 0 | 0 | 0
[9 empty] | 2020-05-28 | 2020 | 19-20 | 0 | 0 | 0 | 0 | 0 | 0 | 0 | 0 | 630016 | 135101 | 137495.5 | 909505 | 0 | 0 | 0 | 0 | 0 | 0 | 0 | 0
[9 empty] | 2020-05-29 | 2020 | 19-20 | 0 | 0 | 0 | 0 | 0 | 0 | 0 | 0 | 630016 | 135101 | 137495.5 | 909505 | 0 | 0 | 0 | 0 | 0 | 0 | 0 | 0
[9 empty] | 2020-05-30 | 2020 | 19-20 | 0 | 0 | 0 | 0 | 0 | 0 | 0 | 0 | 630016 | 135101 | 137495.5 | 909505 | 0 | 0 | 0 | 0 | 0 | 0 | 0 | 0
[9 empty] | 2020-05-31 | 2020 | 19-20 | 0 | 0 | 0 | 0 | 0 | 0 | 0 | 0 | 630016 | 135101 | 137495.5 | 909505 | 0 | 0 | 0 | 0 | 0 | 0 | 0 | 0
[9 empty] | 2020-06-01 | 2020 | 19-20 | 0 | 0 | 0 | 0 | 0 | 0 | 0 | 0 | 630016 | 135101 | 137495.5 | 909505 | 0 | 0 | 0 | 0 | 0 | 0 | 0 | 0
[9 empty] | 2020-06-02 | 2020 | 19-20 | 0 | 0 | 0 | 0 | 0 | 0 | 0 | 0 | 630016 | 135101 | 137495.5 | 909505 | 0 | 0 | 0 | 0 | 0 | 0 | 0 | 0
[9 empty] | 2020-06-03 | 2020 | 19-20 | 0 | 0 | 0 | 0 | 0 | 0 | 0 | 0 | 630016 | 135101 | 137495.5 | 909505 | 0 | 0 | 0 | 0 | 0 | 0 | 0 | 0
[9 empty] | 2020-06-04 | 2020 | 19-20 | 0 | 0 | 0 | 0 | 0 | 0 | 0 | 0 | 630016 | 135101 | 137495.5 | 909505 | 0 | 0 | 0 | 0 | 0 | 0 | 0 | 0
[9 empty] | 2020-06-05 | 2020 | 19-20 | 0 | 0 | 0 | 0 | 0 | 0 | 0 | 0 | 630016 | 135101 | 137495.5 | 909505 | 0 | 0 | 0 | 0 | 0 | 0 | 0 | 0
[9 empty] | 2020-06-06 | 2020 | 19-20 | 0 | 0 | 0 | 0 | 0 | 0 | 0 | 0 | 630016 | 135101 | 137495.5 | 909505 | 0 | 0 | 0 | 0 | 0 | 0 | 0 | 0
[9 empty] | 2020-06-07 | 2020 | 19-20 | 0 | 0 | 0 | 0 | 0 | 0 | 0 | 0 | 630016 | 135101 | 137495.5 | 909505 | 0 | 0 | 0 | 0 | 0 | 0 | 0 | 0
[9 empty] | 2020-06-08 | 2020 | 19-20 | 0 | 0 | 0 | 0 | 0 | 0 | 0 | 0 | 630016 | 135101 | 137495.5 | 909505 | 0 | 0 | 0 | 0 | 0 | 0 | 0 | 0
[9 empty] | 2020-06-09 | 2020 | 19-20 | 0 | 0 | 0 | 0 | 0 | 0 | 0 | 0 | 630016 | 135101 | 137495.5 | 909505 | 0 | 0 | 0 | 0 | 0 | 0 | 0 | 0
[9 empty] | 2020-06-10 | 2020 | 19-20 | 0 | 0 | 0 | 0 | 0 | 0 | 0 | 0 | 630016 | 135101 | 137495.5 | 909505 | 0 | 0 | 0 | 0 | 0 | 0 | 0 | 0
[9 empty] | 2020-06-11 | 2020 | 19-20 | 0 | 0 | 0 | 0 | 0 | 0 | 0 | 0 | 630016 | 135101 | 137495.5 | 909505 | 0 | 0 | 0 | 0 | 0 | 0 | 0 | 0
[9 empty] | 2020-06-12 | 2020 | 19-20 | 0 | 0 | 0 | 0 | 0 | 0 | 0 | 0 | 630016 | 135101 | 137495.5 | 909505 | 0 | 0 | 0 | 0 | 0 | 0 | 0 | 0
[9 empty] | 2020-06-13 | 2020 | 19-20 | 0 | 0 | 0 | 0 | 0 | 0 | 0 | 0 | 630016 | 135101 | 137495.5 | 909505 | 0 | 0 | 0 | 0 | 0 | 0 | 0 | 0
[9 empty] | 2020-06-14 | 2020 | 19-20 | 0 | 0 | 0 | 0 | 0 | 0 | 0 | 0 | 630016 | 135101 | 137495.5 | 909505 | 0 | 0 | 0 | 0 | 0 | 0 | 0 | 0
[9 empty] | 2020-06-15 | 2020 | 19-20 | 0 | 0 | 0 | 0 | 0 | 0 | 0 | 0 | 630016 | 135101 | 137495.5 | 909505 | 0 | 0 | 0 | 0 | 0 | 0 | 0 | 0
[9 empty] | 2020-06-16 | 2020 | 19-20 | 0 | 0 | 0 | 0 | 0 | 0 | 0 | 0 | 630016 | 135101 | 137495.5 | 909505 | 0 | 0 | 0 | 0 | 0 | 0 | 0 | 0
[9 empty] | 2020-06-17 | 2020 | 19-20 | 0 | 0 | 0 | 0 | 0 | 0 | 0 | 0 | 630016 | 135101 | 137495.5 | 909505 | 0 | 0 | 0 | 0 | 0 | 0 | 0 | 0
[9 empty] | 2020-06-18 | 2020 | 19-20 | 0 | 0 | 0 | 0 | 0 | 0 | 0 | 0 | 630016 | 135101 | 137495.5 | 909505 | 0 | 0 | 0 | 0 | 0 | 0 | 0 | 0
[9 empty] | 2020-06-19 | 2020 | 19-20 | 0 | 0 | 0 | 0 | 0 | 0 | 0 | 0 | 630016 | 135101 | 137495.5 | 909505 | 0 | 0 | 0 | 0 | 0 | 0 | 0 | 0
[9 empty] | 2020-06-20 | 2020 | 19-20 | 0 | 0 | 19446 | 19446 | 0 | 0 | 56 | 56 | 630016 | 135101 | 137495.5 | 909505 | 0 | 0 | 0.14143 | 0.021381 | 0 | 0 | 0.00040729 | 6.1572e-05
[9 empty] | 2020-06-21 | 2020 | 19-20 | 0 | 0 | 0 | 0 | 0 | 0 | 0 | 0 | 630016 | 135101 | 137495.5 | 909505 | 0 | 0 | 0 | 0 | 0 | 0 | 0 | 0
[9 empty] | 2020-06-22 | 2020 | 19-20 | 0 | 0 | 0 | 0 | 0 | 0 | 0 | 0 | 630016 | 135101 | 137495.5 | 909505 | 0 | 0 | 0 | 0 | 0 | 0 | 0 | 0
[9 empty] | 2020-06-23 | 2020 | 19-20 | 0 | 0 | 0 | 0 | 0 | 0 | 0 | 0 | 630016 | 135101 | 137495.5 | 909505 | 0 | 0 | 0 | 0 | 0 | 0 | 0 | 0
[9 empty] | 2020-06-24 | 2020 | 19-20 | 0 | 0 | 0 | 0 | 0 | 0 | 0 | 0 | 630016 | 135101 | 137495.5 | 909505 | 0 | 0 | 0 | 0 | 0 | 0 | 0 | 0
[9 empty] | 2020-06-25 | 2020 | 19-20 | 0 | 0 | 0 | 0 | 0 | 0 | 0 | 0 | 630016 | 135101 | 137495.5 | 909505 | 0 | 0 | 0 | 0 | 0 | 0 | 0 | 0
[9 empty] | 2020-06-26 | 2020 | 19-20 | 0 | 0 | 0 | 0 | 0 | 0 | 0 | 0 | 630016 | 135101 | 137495.5 | 909505 | 0 | 0 | 0 | 0 | 0 | 0 | 0 | 0
[9 empty] | 2020-06-27 | 2020 | 19-20 | 0 | 0 | 0 | 0 | 0 | 0 | 0 | 0 | 630016 | 135101 | 137495.5 | 909505 | 0 | 0 | 0 | 0 | 0 | 0 | 0 | 0
[9 empty] | 2020-06-28 | 2020 | 19-20 | 0 | 0 | 0 | 0 | 0 | 0 | 0 | 0 | 630016 | 135101 | 137495.5 | 909505 | 0 | 0 | 0 | 0 | 0 | 0 | 0 | 0
[9 empty] | 2020-06-29 | 2020 | 19-20 | 0 | 0 | 0 | 0 | 0 | 0 | 0 | 0 | 630016 | 135101 | 137495.5 | 909505 | 0 | 0 | 0 | 0 | 0 | 0 | 0 | 0
[9 empty] | 2020-06-30 | 2020 | 19-20 | 0 | 0 | 0 | 0 | 0 | 0 | 0 | 0 | 630016 | 135101 | 137495.5 | 909505 | 0 | 0 | 0 | 0 | 0 | 0 | 0 | 0
[9 empty] | 2020-07-01 | 2021 | 20-21 | 0 | 0 | 0 | 0 | 0 | 0 | 0 | 0 | 633785.5 | 135932 | 137727 | 914283.5 | 0 | 0 | 0 | 0 | 0 | 0 | 0 | 0
[9 empty] | 2020-07-02 | 2021 | 20-21 | 0 | 0 | 0 | 0 | 0 | 0 | 0 | 0 | 633785.5 | 135932 | 137727 | 914283.5 | 0 | 0 | 0 | 0 | 0 | 0 | 0 | 0
[9 empty] | 2020-07-03 | 2021 | 20-21 | 0 | 0 | 0 | 0 | 0 | 0 | 0 | 0 | 633785.5 | 135932 | 137727 | 914283.5 | 0 | 0 | 0 | 0 | 0 | 0 | 0 | 0
[9 empty] | 2020-07-04 | 2021 | 20-21 | 0 | 0 | 0 | 0 | 0 | 0 | 0 | 0 | 633785.5 | 135932 | 137727 | 914283.5 | 0 | 0 | 0 | 0 | 0 | 0 | 0 | 0
[9 empty] | 2020-07-05 | 2021 | 20-21 | 0 | 0 | 0 | 0 | 0 | 0 | 0 | 0 | 633785.5 | 135932 | 137727 | 914283.5 | 0 | 0 | 0 | 0 | 0 | 0 | 0 | 0
[9 empty] | 2020-07-06 | 2021 | 20-21 | 0 | 0 | 0 | 0 | 0 | 0 | 0 | 0 | 633785.5 | 135932 | 137727 | 914283.5 | 0 | 0 | 0 | 0 | 0 | 0 | 0 | 0
[9 empty] | 2020-07-07 | 2021 | 20-21 | 0 | 0 | 0 | 0 | 0 | 0 | 0 | 0 | 633785.5 | 135932 | 137727 | 914283.5 | 0 | 0 | 0 | 0 | 0 | 0 | 0 | 0
[9 empty] | 2020-07-08 | 2021 | 20-21 | 0 | 0 | 0 | 0 | 0 | 0 | 0 | 0 | 633785.5 | 135932 | 137727 | 914283.5 | 0 | 0 | 0 | 0 | 0 | 0 | 0 | 0
[9 empty] | 2020-07-09 | 2021 | 20-21 | 0 | 0 | 0 | 0 | 0 | 0 | 0 | 0 | 633785.5 | 135932 | 137727 | 914283.5 | 0 | 0 | 0 | 0 | 0 | 0 | 0 | 0
[9 empty] | 2020-07-10 | 2021 | 20-21 | 0 | 0 | 0 | 0 | 0 | 0 | 0 | 0 | 633785.5 | 135932 | 137727 | 914283.5 | 0 | 0 | 0 | 0 | 0 | 0 | 0 | 0
[9 empty] | 2020-07-11 | 2021 | 20-21 | 0 | 0 | 0 | 0 | 0 | 0 | 0 | 0 | 633785.5 | 135932 | 137727 | 914283.5 | 0 | 0 | 0 | 0 | 0 | 0 | 0 | 0
[9 empty] | 2020-07-12 | 2021 | 20-21 | 0 | 0 | 0 | 0 | 0 | 0 | 0 | 0 | 633785.5 | 135932 | 137727 | 914283.5 | 0 | 0 | 0 | 0 | 0 | 0 | 0 | 0
[9 empty] | 2020-07-13 | 2021 | 20-21 | 0 | 0 | 0 | 0 | 0 | 0 | 0 | 0 | 633785.5 | 135932 | 137727 | 914283.5 | 0 | 0 | 0 | 0 | 0 | 0 | 0 | 0
[9 empty] | 2020-07-14 | 2021 | 20-21 | 0 | 0 | 0 | 0 | 0 | 0 | 0 | 0 | 633785.5 | 135932 | 137727 | 914283.5 | 0 | 0 | 0 | 0 | 0 | 0 | 0 | 0
[9 empty] | 2020-07-15 | 2021 | 20-21 | 0 | 0 | 0 | 0 | 0 | 0 | 0 | 0 | 633785.5 | 135932 | 137727 | 914283.5 | 0 | 0 | 0 | 0 | 0 | 0 | 0 | 0
[9 empty] | 2020-07-16 | 2021 | 20-21 | 0 | 0 | 0 | 0 | 0 | 0 | 0 | 0 | 633785.5 | 135932 | 137727 | 914283.5 | 0 | 0 | 0 | 0 | 0 | 0 | 0 | 0
[9 empty] | 2020-07-17 | 2021 | 20-21 | 0 | 0 | 0 | 0 | 0 | 0 | 0 | 0 | 633785.5 | 135932 | 137727 | 914283.5 | 0 | 0 | 0 | 0 | 0 | 0 | 0 | 0
[9 empty] | 2020-07-18 | 2021 | 20-21 | 0 | 0 | 0 | 0 | 0 | 0 | 0 | 0 | 633785.5 | 135932 | 137727 | 914283.5 | 0 | 0 | 0 | 0 | 0 | 0 | 0 | 0
[9 empty] | 2020-07-19 | 2021 | 20-21 | 0 | 0 | 0 | 0 | 0 | 0 | 0 | 0 | 633785.5 | 135932 | 137727 | 914283.5 | 0 | 0 | 0 | 0 | 0 | 0 | 0 | 0
[9 empty] | 2020-07-20 | 2021 | 20-21 | 0 | 0 | 0 | 0 | 0 | 0 | 0 | 0 | 633785.5 | 135932 | 137727 | 914283.5 | 0 | 0 | 0 | 0 | 0 | 0 | 0 | 0
[9 empty] | 2020-07-21 | 2021 | 20-21 | 0 | 0 | 0 | 0 | 0 | 0 | 0 | 0 | 633785.5 | 135932 | 137727 | 914283.5 | 0 | 0 | 0 | 0 | 0 | 0 | 0 | 0
[9 empty] | 2020-07-22 | 2021 | 20-21 | 0 | 0 | 0 | 0 | 0 | 0 | 0 | 0 | 633785.5 | 135932 | 137727 | 914283.5 | 0 | 0 | 0 | 0 | 0 | 0 | 0 | 0
[9 empty] | 2020-07-23 | 2021 | 20-21 | 0 | 0 | 0 | 0 | 0 | 0 | 0 | 0 | 633785.5 | 135932 | 137727 | 914283.5 | 0 | 0 | 0 | 0 | 0 | 0 | 0 | 0
[9 empty] | 2020-07-24 | 2021 | 20-21 | 0 | 0 | 0 | 0 | 0 | 0 | 0 | 0 | 633785.5 | 135932 | 137727 | 914283.5 | 0 | 0 | 0 | 0 | 0 | 0 | 0 | 0
[9 empty] | 2020-07-25 | 2021 | 20-21 | 0 | 0 | 0 | 0 | 0 | 0 | 0 | 0 | 633785.5 | 135932 | 137727 | 914283.5 | 0 | 0 | 0 | 0 | 0 | 0 | 0 | 0
[9 empty] | 2020-07-26 | 2021 | 20-21 | 0 | 0 | 0 | 0 | 0 | 0 | 0 | 0 | 633785.5 | 135932 | 137727 | 914283.5 | 0 | 0 | 0 | 0 | 0 | 0 | 0 | 0
[9 empty] | 2020-07-27 | 2021 | 20-21 | 0 | 0 | 0 | 0 | 0 | 0 | 0 | 0 | 633785.5 | 135932 | 137727 | 914283.5 | 0 | 0 | 0 | 0 | 0 | 0 | 0 | 0
[9 empty] | 2020-07-28 | 2021 | 20-21 | 0 | 0 | 0 | 0 | 0 | 0 | 0 | 0 | 633785.5 | 135932 | 137727 | 914283.5 | 0 | 0 | 0 | 0 | 0 | 0 | 0 | 0
[9 empty] | 2020-07-29 | 2021 | 20-21 | 0 | 0 | 0 | 0 | 0 | 0 | 0 | 0 | 633785.5 | 135932 | 137727 | 914283.5 | 0 | 0 | 0 | 0 | 0 | 0 | 0 | 0
[9 empty] | 2020-07-30 | 2021 | 20-21 | 0 | 0 | 0 | 0 | 0 | 0 | 0 | 0 | 633785.5 | 135932 | 137727 | 914283.5 | 0 | 0 | 0 | 0 | 0 | 0 | 0 | 0
[9 empty] | 2020-07-31 | 2021 | 20-21 | 0 | 0 | 0 | 0 | 0 | 0 | 0 | 0 | 633785.5 | 135932 | 137727 | 914283.5 | 0 | 0 | 0 | 0 | 0 | 0 | 0 | 0
[9 empty] | 2020-08-01 | 2021 | 20-21 | 0 | 0 | 0 | 0 | 0 | 0 | 0 | 0 | 633785.5 | 135932 | 137727 | 914283.5 | 0 | 0 | 0 | 0 | 0 | 0 | 0 | 0
[9 empty] | 2020-08-02 | 2021 | 20-21 | 0 | 0 | 0 | 0 | 0 | 0 | 0 | 0 | 633785.5 | 135932 | 137727 | 914283.5 | 0 | 0 | 0 | 0 | 0 | 0 | 0 | 0
[9 empty] | 2020-08-03 | 2021 | 20-21 | 0 | 0 | 0 | 0 | 0 | 0 | 0 | 0 | 633785.5 | 135932 | 137727 | 914283.5 | 0 | 0 | 0 | 0 | 0 | 0 | 0 | 0
[9 empty] | 2020-08-04 | 2021 | 20-21 | 0 | 0 | 0 | 0 | 0 | 0 | 0 | 0 | 633785.5 | 135932 | 137727 | 914283.5 | 0 | 0 | 0 | 0 | 0 | 0 | 0 | 0
[9 empty] | 2020-08-05 | 2021 | 20-21 | 0 | 0 | 0 | 0 | 0 | 0 | 0 | 0 | 633785.5 | 135932 | 137727 | 914283.5 | 0 | 0 | 0 | 0 | 0 | 0 | 0 | 0
[9 empty] | 2020-08-06 | 2021 | 20-21 | 0 | 0 | 0 | 0 | 0 | 0 | 0 | 0 | 633785.5 | 135932 | 137727 | 914283.5 | 0 | 0 | 0 | 0 | 0 | 0 | 0 | 0
[9 empty] | 2020-08-07 | 2021 | 20-21 | 0 | 0 | 0 | 0 | 0 | 0 | 0 | 0 | 633785.5 | 135932 | 137727 | 914283.5 | 0 | 0 | 0 | 0 | 0 | 0 | 0 | 0
[9 empty] | 2020-08-08 | 2021 | 20-21 | 0 | 0 | 0 | 0 | 0 | 0 | 0 | 0 | 633785.5 | 135932 | 137727 | 914283.5 | 0 | 0 | 0 | 0 | 0 | 0 | 0 | 0
[9 empty] | 2020-08-09 | 2021 | 20-21 | 0 | 0 | 0 | 0 | 0 | 0 | 0 | 0 | 633785.5 | 135932 | 137727 | 914283.5 | 0 | 0 | 0 | 0 | 0 | 0 | 0 | 0
[9 empty] | 2020-08-10 | 2021 | 20-21 | 0 | 0 | 0 | 0 | 0 | 0 | 0 | 0 | 633785.5 | 135932 | 137727 | 914283.5 | 0 | 0 | 0 | 0 | 0 | 0 | 0 | 0
[9 empty] | 2020-08-11 | 2021 | 20-21 | 0 | 0 | 0 | 0 | 0 | 0 | 0 | 0 | 633785.5 | 135932 | 137727 | 914283.5 | 0 | 0 | 0 | 0 | 0 | 0 | 0 | 0
[9 empty] | 2020-08-12 | 2021 | 20-21 | 0 | 0 | 0 | 0 | 0 | 0 | 0 | 0 | 633785.5 | 135932 | 137727 | 914283.5 | 0 | 0 | 0 | 0 | 0 | 0 | 0 | 0
[9 empty] | 2020-08-13 | 2021 | 20-21 | 0 | 0 | 0 | 0 | 0 | 0 | 0 | 0 | 633785.5 | 135932 | 137727 | 914283.5 | 0 | 0 | 0 | 0 | 0 | 0 | 0 | 0
[9 empty] | 2020-08-14 | 2021 | 20-21 | 0 | 0 | 0 | 0 | 0 | 0 | 0 | 0 | 633785.5 | 135932 | 137727 | 914283.5 | 0 | 0 | 0 | 0 | 0 | 0 | 0 | 0
[9 empty] | 2020-08-15 | 2021 | 20-21 | 0 | 0 | 0 | 0 | 0 | 0 | 0 | 0 | 633785.5 | 135932 | 137727 | 914283.5 | 0 | 0 | 0 | 0 | 0 | 0 | 0 | 0
[9 empty] | 2020-08-16 | 2021 | 20-21 | 0 | 0 | 0 | 0 | 0 | 0 | 0 | 0 | 633785.5 | 135932 | 137727 | 914283.5 | 0 | 0 | 0 | 0 | 0 | 0 | 0 | 0
[9 empty] | 2020-08-17 | 2021 | 20-21 | 0 | 0 | 0 | 0 | 0 | 0 | 0 | 0 | 633785.5 | 135932 | 137727 | 914283.5 | 0 | 0 | 0 | 0 | 0 | 0 | 0 | 0
[9 empty] | 2020-08-18 | 2021 | 20-21 | 0 | 0 | 0 | 0 | 0 | 0 | 0 | 0 | 633785.5 | 135932 | 137727 | 914283.5 | 0 | 0 | 0 | 0 | 0 | 0 | 0 | 0
[9 empty] | 2020-08-19 | 2021 | 20-21 | 0 | 0 | 0 | 0 | 0 | 0 | 0 | 0 | 633785.5 | 135932 | 137727 | 914283.5 | 0 | 0 | 0 | 0 | 0 | 0 | 0 | 0
[9 empty] | 2020-08-20 | 2021 | 20-21 | 0 | 0 | 0 | 0 | 0 | 0 | 0 | 0 | 633785.5 | 135932 | 137727 | 914283.5 | 0 | 0 | 0 | 0 | 0 | 0 | 0 | 0
[9 empty] | 2020-08-21 | 2021 | 20-21 | 0 | 0 | 0 | 0 | 0 | 0 | 0 | 0 | 633785.5 | 135932 | 137727 | 914283.5 | 0 | 0 | 0 | 0 | 0 | 0 | 0 | 0
[9 empty] | 2020-08-22 | 2021 | 20-21 | 0 | 0 | 0 | 0 | 0 | 0 | 0 | 0 | 633785.5 | 135932 | 137727 | 914283.5 | 0 | 0 | 0 | 0 | 0 | 0 | 0 | 0
[9 empty] | 2020-08-23 | 2021 | 20-21 | 0 | 0 | 0 | 0 | 0 | 0 | 0 | 0 | 633785.5 | 135932 | 137727 | 914283.5 | 0 | 0 | 0 | 0 | 0 | 0 | 0 | 0
[9 empty] | 2020-08-24 | 2021 | 20-21 | 0 | 0 | 0 | 0 | 0 | 0 | 0 | 0 | 633785.5 | 135932 | 137727 | 914283.5 | 0 | 0 | 0 | 0 | 0 | 0 | 0 | 0
[9 empty] | 2020-08-25 | 2021 | 20-21 | 0 | 0 | 0 | 0 | 0 | 0 | 0 | 0 | 633785.5 | 135932 | 137727 | 914283.5 | 0 | 0 | 0 | 0 | 0 | 0 | 0 | 0
[9 empty] | 2020-08-26 | 2021 | 20-21 | 0 | 0 | 0 | 0 | 0 | 0 | 0 | 0 | 633785.5 | 135932 | 137727 | 914283.5 | 0 | 0 | 0 | 0 | 0 | 0 | 0 | 0
[9 empty] | 2020-08-27 | 2021 | 20-21 | 0 | 0 | 0 | 0 | 0 | 0 | 0 | 0 | 633785.5 | 135932 | 137727 | 914283.5 | 0 | 0 | 0 | 0 | 0 | 0 | 0 | 0
[9 empty] | 2020-08-28 | 2021 | 20-21 | 0 | 0 | 0 | 0 | 0 | 0 | 0 | 0 | 633785.5 | 135932 | 137727 | 914283.5 | 0 | 0 | 0 | 0 | 0 | 0 | 0 | 0
[9 empty] | 2020-08-29 | 2021 | 20-21 | 0 | 0 | 0 | 0 | 0 | 0 | 0 | 0 | 633785.5 | 135932 | 137727 | 914283.5 | 0 | 0 | 0 | 0 | 0 | 0 | 0 | 0
[9 empty] | 2020-08-30 | 2021 | 20-21 | 0 | 0 | 0 | 0 | 0 | 0 | 0 | 0 | 633785.5 | 135932 | 137727 | 914283.5 | 0 | 0 | 0 | 0 | 0 | 0 | 0 | 0
[9 empty] | 2020-08-31 | 2021 | 20-21 | 0 | 0 | 0 | 0 | 0 | 0 | 0 | 0 | 633785.5 | 135932 | 137727 | 914283.5 | 0 | 0 | 0 | 0 | 0 | 0 | 0 | 0
[9 empty] | 2020-09-01 | 2021 | 20-21 | 0 | 0 | 0 | 0 | 0 | 0 | 0 | 0 | 633785.5 | 135932 | 137727 | 914283.5 | 0 | 0 | 0 | 0 | 0 | 0 | 0 | 0
[9 empty] | 2020-09-02 | 2021 | 20-21 | 0 | 0 | 0 | 0 | 0 | 0 | 0 | 0 | 633785.5 | 135932 | 137727 | 914283.5 | 0 | 0 | 0 | 0 | 0 | 0 | 0 | 0
[9 empty] | 2020-09-03 | 2021 | 20-21 | 0 | 0 | 0 | 0 | 0 | 0 | 0 | 0 | 633785.5 | 135932 | 137727 | 914283.5 | 0 | 0 | 0 | 0 | 0 | 0 | 0 | 0
[9 empty] | 2020-09-04 | 2021 | 20-21 | 0 | 0 | 0 | 0 | 0 | 0 | 0 | 0 | 633785.5 | 135932 | 137727 | 914283.5 | 0 | 0 | 0 | 0 | 0 | 0 | 0 | 0
[9 empty] | 2020-09-05 | 2021 | 20-21 | 0 | 0 | 0 | 0 | 0 | 0 | 0 | 0 | 633785.5 | 135932 | 137727 | 914283.5 | 0 | 0 | 0 | 0 | 0 | 0 | 0 | 0
[9 empty] | 2020-09-06 | 2021 | 20-21 | 0 | 0 | 0 | 0 | 0 | 0 | 0 | 0 | 633785.5 | 135932 | 137727 | 914283.5 | 0 | 0 | 0 | 0 | 0 | 0 | 0 | 0
[9 empty] | 2020-09-07 | 2021 | 20-21 | 0 | 0 | 0 | 0 | 0 | 0 | 0 | 0 | 633785.5 | 135932 | 137727 | 914283.5 | 0 | 0 | 0 | 0 | 0 | 0 | 0 | 0
[9 empty] | 2020-09-08 | 2021 | 20-21 | 0 | 0 | 0 | 0 | 0 | 0 | 0 | 0 | 633785.5 | 135932 | 137727 | 914283.5 | 0 | 0 | 0 | 0 | 0 | 0 | 0 | 0
[9 empty] | 2020-09-09 | 2021 | 20-21 | 0 | 0 | 0 | 0 | 0 | 0 | 0 | 0 | 633785.5 | 135932 | 137727 | 914283.5 | 0 | 0 | 0 | 0 | 0 | 0 | 0 | 0
[9 empty] | 2020-09-10 | 2021 | 20-21 | 0 | 0 | 0 | 0 | 0 | 0 | 0 | 0 | 633785.5 | 135932 | 137727 | 914283.5 | 0 | 0 | 0 | 0 | 0 | 0 | 0 | 0
[9 empty] | 2020-09-11 | 2021 | 20-21 | 0 | 0 | 0 | 0 | 0 | 0 | 0 | 0 | 633785.5 | 135932 | 137727 | 914283.5 | 0 | 0 | 0 | 0 | 0 | 0 | 0 | 0
[9 empty] | 2020-09-12 | 2021 | 20-21 | 0 | 0 | 0 | 0 | 0 | 0 | 0 | 0 | 633785.5 | 135932 | 137727 | 914283.5 | 0 | 0 | 0 | 0 | 0 | 0 | 0 | 0
[9 empty] | 2020-09-13 | 2021 | 20-21 | 0 | 0 | 0 | 0 | 0 | 0 | 0 | 0 | 633785.5 | 135932 | 137727 | 914283.5 | 0 | 0 | 0 | 0 | 0 | 0 | 0 | 0
[9 empty] | 2020-09-14 | 2021 | 20-21 | 0 | 0 | 0 | 0 | 0 | 0 | 0 | 0 | 633785.5 | 135932 | 137727 | 914283.5 | 0 | 0 | 0 | 0 | 0 | 0 | 0 | 0
[9 empty] | 2020-09-15 | 2021 | 20-21 | 0 | 0 | 0 | 0 | 0 | 0 | 0 | 0 | 633785.5 | 135932 | 137727 | 914283.5 | 0 | 0 | 0 | 0 | 0 | 0 | 0 | 0
[9 empty] | 2020-09-16 | 2021 | 20-21 | 0 | 0 | 0 | 0 | 0 | 0 | 0 | 0 | 633785.5 | 135932 | 137727 | 914283.5 | 0 | 0 | 0 | 0 | 0 | 0 | 0 | 0
[9 empty] | 2020-09-17 | 2021 | 20-21 | 0 | 0 | 0 | 0 | 0 | 0 | 0 | 0 | 633785.5 | 135932 | 137727 | 914283.5 | 0 | 0 | 0 | 0 | 0 | 0 | 0 | 0
[9 empty] | 2020-09-18 | 2021 | 20-21 | 0 | 0 | 0 | 0 | 0 | 0 | 0 | 0 | 633785.5 | 135932 | 137727 | 914283.5 | 0 | 0 | 0 | 0 | 0 | 0 | 0 | 0
[9 empty] | 2020-09-19 | 2021 | 20-21 | 0 | 0 | 0 | 0 | 0 | 0 | 0 | 0 | 633785.5 | 135932 | 137727 | 914283.5 | 0 | 0 | 0 | 0 | 0 | 0 | 0 | 0
[9 empty] | 2020-09-20 | 2021 | 20-21 | 0 | 0 | 0 | 0 | 0 | 0 | 0 | 0 | 633785.5 | 135932 | 137727 | 914283.5 | 0 | 0 | 0 | 0 | 0 | 0 | 0 | 0
[9 empty] | 2020-09-21 | 2021 | 20-21 | 0 | 0 | 0 | 0 | 0 | 0 | 0 | 0 | 633785.5 | 135932 | 137727 | 914283.5 | 0 | 0 | 0 | 0 | 0 | 0 | 0 | 0
[9 empty] | 2020-09-22 | 2021 | 20-21 | 0 | 0 | 0 | 0 | 0 | 0 | 0 | 0 | 633785.5 | 135932 | 137727 | 914283.5 | 0 | 0 | 0 | 0 | 0 | 0 | 0 | 0
[9 empty] | 2020-09-23 | 2021 | 20-21 | 0 | 0 | 0 | 0 | 0 | 0 | 0 | 0 | 633785.5 | 135932 | 137727 | 914283.5 | 0 | 0 | 0 | 0 | 0 | 0 | 0 | 0
[9 empty] | 2020-09-24 | 2021 | 20-21 | 0 | 0 | 0 | 0 | 0 | 0 | 0 | 0 | 633785.5 | 135932 | 137727 | 914283.5 | 0 | 0 | 0 | 0 | 0 | 0 | 0 | 0
[9 empty] | 2020-09-25 | 2021 | 20-21 | 0 | 0 | 0 | 0 | 0 | 0 | 0 | 0 | 633785.5 | 135932 | 137727 | 914283.5 | 0 | 0 | 0 | 0 | 0 | 0 | 0 | 0
[9 empty] | 2020-09-26 | 2021 | 20-21 | 0 | 0 | 0 | 0 | 0 | 0 | 0 | 0 | 633785.5 | 135932 | 137727 | 914283.5 | 0 | 0 | 0 | 0 | 0 | 0 | 0 | 0
[9 empty] | 2020-09-27 | 2021 | 20-21 | 0 | 0 | 0 | 0 | 0 | 0 | 0 | 0 | 633785.5 | 135932 | 137727 | 914283.5 | 0 | 0 | 0 | 0 | 0 | 0 | 0 | 0
[9 empty] | 2020-09-28 | 2021 | 20-21 | 0 | 0 | 0 | 0 | 0 | 0 | 0 | 0 | 633785.5 | 135932 | 137727 | 914283.5 | 0 | 0 | 0 | 0 | 0 | 0 | 0 | 0
[9 empty] | 2020-09-29 | 2021 | 20-21 | 0 | 0 | 0 | 0 | 0 | 0 | 0 | 0 | 633785.5 | 135932 | 137727 | 914283.5 | 0 | 0 | 0 | 0 | 0 | 0 | 0 | 0
[9 empty] | 2020-09-30 | 2021 | 20-21 | 0 | 0 | 0 | 0 | 0 | 0 | 0 | 0 | 633785.5 | 135932 | 137727 | 914283.5 | 0 | 0 | 0 | 0 | 0 | 0 | 0 | 0
[9 empty] | 2020-10-01 | 2021 | 20-21 | 0 | 0 | 0 | 0 | 0 | 0 | 0 | 0 | 633785.5 | 135932 | 137727 | 914283.5 | 0 | 0 | 0 | 0 | 0 | 0 | 0 | 0
[9 empty] | 2020-10-02 | 2021 | 20-21 | 0 | 0 | 0 | 0 | 0 | 0 | 0 | 0 | 633785.5 | 135932 | 137727 | 914283.5 | 0 | 0 | 0 | 0 | 0 | 0 | 0 | 0
[9 empty] | 2020-10-03 | 2021 | 20-21 | 0 | 0 | 0 | 0 | 0 | 0 | 0 | 0 | 633785.5 | 135932 | 137727 | 914283.5 | 0 | 0 | 0 | 0 | 0 | 0 | 0 | 0
[9 empty] | 2020-10-04 | 2021 | 20-21 | 0 | 0 | 0 | 0 | 0 | 0 | 0 | 0 | 633785.5 | 135932 | 137727 | 914283.5 | 0 | 0 | 0 | 0 | 0 | 0 | 0 | 0
[9 empty] | 2020-10-05 | 2021 | 20-21 | 0 | 0 | 0 | 0 | 0 | 0 | 0 | 0 | 633785.5 | 135932 | 137727 | 914283.5 | 0 | 0 | 0 | 0 | 0 | 0 | 0 | 0
[9 empty] | 2020-10-06 | 2021 | 20-21 | 0 | 0 | 0 | 0 | 0 | 0 | 0 | 0 | 633785.5 | 135932 | 137727 | 914283.5 | 0 | 0 | 0 | 0 | 0 | 0 | 0 | 0
[9 empty] | 2020-10-07 | 2021 | 20-21 | 0 | 0 | 0 | 0 | 0 | 0 | 0 | 0 | 633785.5 | 135932 | 137727 | 914283.5 | 0 | 0 | 0 | 0 | 0 | 0 | 0 | 0
[9 empty] | 2020-10-08 | 2021 | 20-21 | 0 | 0 | 0 | 0 | 0 | 0 | 0 | 0 | 633785.5 | 135932 | 137727 | 914283.5 | 0 | 0 | 0 | 0 | 0 | 0 | 0 | 0
[9 empty] | 2020-10-09 | 2021 | 20-21 | 0 | 0 | 0 | 0 | 0 | 0 | 0 | 0 | 633785.5 | 135932 | 137727 | 914283.5 | 0 | 0 | 0 | 0 | 0 | 0 | 0 | 0
[9 empty] | 2020-10-10 | 2021 | 20-21 | 0 | 0 | 0 | 0 | 0 | 0 | 0 | 0 | 633785.5 | 135932 | 137727 | 914283.5 | 0 | 0 | 0 | 0 | 0 | 0 | 0 | 0
[9 empty] | 2020-10-11 | 2021 | 20-21 | 0 | 0 | 0 | 0 | 0 | 0 | 0 | 0 | 633785.5 | 135932 | 137727 | 914283.5 | 0 | 0 | 0 | 0 | 0 | 0 | 0 | 0
[9 empty] | 2020-10-12 | 2021 | 20-21 | 0 | 0 | 0 | 0 | 0 | 0 | 0 | 0 | 633785.5 | 135932 | 137727 | 914283.5 | 0 | 0 | 0 | 0 | 0 | 0 | 0 | 0
[9 empty] | 2020-10-13 | 2021 | 20-21 | 0 | 0 | 0 | 0 | 0 | 0 | 0 | 0 | 633785.5 | 135932 | 137727 | 914283.5 | 0 | 0 | 0 | 0 | 0 | 0 | 0 | 0
[9 empty] | 2020-10-14 | 2021 | 20-21 | 0 | 0 | 0 | 0 | 0 | 0 | 0 | 0 | 633785.5 | 135932 | 137727 | 914283.5 | 0 | 0 | 0 | 0 | 0 | 0 | 0 | 0
[9 empty] | 2020-10-15 | 2021 | 20-21 | 0 | 0 | 0 | 0 | 0 | 0 | 0 | 0 | 633785.5 | 135932 | 137727 | 914283.5 | 0 | 0 | 0 | 0 | 0 | 0 | 0 | 0
[9 empty] | 2020-10-16 | 2021 | 20-21 | 0 | 0 | 0 | 0 | 0 | 0 | 0 | 0 | 633785.5 | 135932 | 137727 | 914283.5 | 0 | 0 | 0 | 0 | 0 | 0 | 0 | 0
[9 empty] | 2020-10-17 | 2021 | 20-21 | 0 | 0 | 0 | 0 | 0 | 0 | 0 | 0 | 633785.5 | 135932 | 137727 | 914283.5 | 0 | 0 | 0 | 0 | 0 | 0 | 0 | 0
[9 empty] | 2020-10-18 | 2021 | 20-21 | 0 | 0 | 0 | 0 | 0 | 0 | 0 | 0 | 633785.5 | 135932 | 137727 | 914283.5 | 0 | 0 | 0 | 0 | 0 | 0 | 0 | 0
[9 empty] | 2020-10-19 | 2021 | 20-21 | 0 | 0 | 0 | 0 | 0 | 0 | 0 | 0 | 633785.5 | 135932 | 137727 | 914283.5 | 0 | 0 | 0 | 0 | 0 | 0 | 0 | 0
[9 empty] | 2020-10-20 | 2021 | 20-21 | 0 | 0 | 0 | 0 | 0 | 0 | 0 | 0 | 633785.5 | 135932 | 137727 | 914283.5 | 0 | 0 | 0 | 0 | 0 | 0 | 0 | 0
[9 empty] | 2020-10-21 | 2021 | 20-21 | 0 | 0 | 0 | 0 | 0 | 0 | 0 | 0 | 633785.5 | 135932 | 137727 | 914283.5 | 0 | 0 | 0 | 0 | 0 | 0 | 0 | 0
[9 empty] | 2020-10-22 | 2021 | 20-21 | 0 | 0 | 65197.55 | 65197.55 | 0 | 0 | 51 | 51 | 633785.5 | 135932 | 137727 | 914283.5 | 0 | 0 | 0.47338 | 0.07131 | 0 | 0 | 0.0003703 | 5.5781e-05
[9 empty] | 2020-10-23 | 2021 | 20-21 | 0 | 0 | 32863.35 | 32863.35 | 0 | 0 | 51 | 51 | 633785.5 | 135932 | 137727 | 914283.5 | 0 | 0 | 0.23861 | 0.035944 | 0 | 0 | 0.0003703 | 5.5781e-05
[9 empty] | 2020-10-24 | 2021 | 20-21 | 0 | 0 | 0 | 0 | 0 | 0 | 0 | 0 | 633785.5 | 135932 | 137727 | 914283.5 | 0 | 0 | 0 | 0 | 0 | 0 | 0 | 0
[9 empty] | 2020-10-25 | 2021 | 20-21 | 0 | 0 | 0 | 0 | 0 | 0 | 0 | 0 | 633785.5 | 135932 | 137727 | 914283.5 | 0 | 0 | 0 | 0 | 0 | 0 | 0 | 0
[9 empty] | 2020-10-26 | 2021 | 20-21 | 0 | 0 | 0 | 0 | 0 | 0 | 0 | 0 | 633785.5 | 135932 | 137727 | 914283.5 | 0 | 0 | 0 | 0 | 0 | 0 | 0 | 0
[9 empty] | 2020-10-27 | 2021 | 20-21 | 0 | 0 | 0 | 0 | 0 | 0 | 0 | 0 | 633785.5 | 135932 | 137727 | 914283.5 | 0 | 0 | 0 | 0 | 0 | 0 | 0 | 0
[9 empty] | 2020-10-28 | 2021 | 20-21 | 0 | 0 | 0 | 0 | 0 | 0 | 0 | 0 | 633785.5 | 135932 | 137727 | 914283.5 | 0 | 0 | 0 | 0 | 0 | 0 | 0 | 0
[9 empty] | 2020-10-29 | 2021 | 20-21 | 0 | 0 | 0 | 0 | 0 | 0 | 0 | 0 | 633785.5 | 135932 | 137727 | 914283.5 | 0 | 0 | 0 | 0 | 0 | 0 | 0 | 0
[9 empty] | 2020-10-30 | 2021 | 20-21 | 0 | 0 | 0 | 0 | 0 | 0 | 0 | 0 | 633785.5 | 135932 | 137727 | 914283.5 | 0 | 0 | 0 | 0 | 0 | 0 | 0 | 0
[9 empty] | 2020-10-31 | 2021 | 20-21 | 0 | 0 | 0 | 0 | 0 | 0 | 0 | 0 | 633785.5 | 135932 | 137727 | 914283.5 | 0 | 0 | 0 | 0 | 0 | 0 | 0 | 0
[9 empty] | 2020-11-01 | 2021 | 20-21 | 0 | 0 | 0 | 0 | 0 | 0 | 0 | 0 | 633785.5 | 135932 | 137727 | 914283.5 | 0 | 0 | 0 | 0 | 0 | 0 | 0 | 0
[9 empty] | 2020-11-02 | 2021 | 20-21 | 0 | 0 | 0 | 0 | 0 | 0 | 0 | 0 | 633785.5 | 135932 | 137727 | 914283.5 | 0 | 0 | 0 | 0 | 0 | 0 | 0 | 0
[9 empty] | 2020-11-03 | 2021 | 20-21 | 0 | 0 | 0 | 0 | 0 | 0 | 0 | 0 | 633785.5 | 135932 | 137727 | 914283.5 | 0 | 0 | 0 | 0 | 0 | 0 | 0 | 0
[9 empty] | 2020-11-04 | 2021 | 20-21 | 0 | 0 | 0 | 0 | 0 | 0 | 0 | 0 | 633785.5 | 135932 | 137727 | 914283.5 | 0 | 0 | 0 | 0 | 0 | 0 | 0 | 0
[9 empty] | 2020-11-05 | 2021 | 20-21 | 0 | 0 | 0 | 0 | 0 | 0 | 0 | 0 | 633785.5 | 135932 | 137727 | 914283.5 | 0 | 0 | 0 | 0 | 0 | 0 | 0 | 0
[9 empty] | 2020-11-06 | 2021 | 20-21 | 0 | 0 | 0 | 0 | 0 | 0 | 0 | 0 | 633785.5 | 135932 | 137727 | 914283.5 | 0 | 0 | 0 | 0 | 0 | 0 | 0 | 0
[9 empty] | 2020-11-07 | 2021 | 20-21 | 0 | 0 | 0 | 0 | 0 | 0 | 0 | 0 | 633785.5 | 135932 | 137727 | 914283.5 | 0 | 0 | 0 | 0 | 0 | 0 | 0 | 0
[9 empty] | 2020-11-08 | 2021 | 20-21 | 0 | 0 | 0 | 0 | 0 | 0 | 0 | 0 | 633785.5 | 135932 | 137727 | 914283.5 | 0 | 0 | 0 | 0 | 0 | 0 | 0 | 0
[9 empty] | 2020-11-09 | 2021 | 20-21 | 0 | 0 | 0 | 0 | 0 | 0 | 0 | 0 | 633785.5 | 135932 | 137727 | 914283.5 | 0 | 0 | 0 | 0 | 0 | 0 | 0 | 0
[9 empty] | 2020-11-10 | 2021 |  | 0 | 0 | 0 | 0 | 0 | 0 | 0 | 0 | 633785.5 | 135932 | 137727 | 914283.5 | 0 | 0 | 0 | 0 | 0 | 0 | 0 | 0
[9 empty] | 2020-11-11 | 2021 | 20-21 | 0 | 0 | 0 | 0 | 0 | 0 | 0 | 0 | 633785.5 | 135932 | 137727 | 914283.5 | 0 | 0 | 0 | 0 | 0 | 0 | 0 | 0
[9 empty] | 2020-11-12 | 2021 | 20-21 | 0 | 0 | 0 | 0 | 0 | 0 | 0 | 0 | 633785.5 | 135932 | 137727 | 914283.5 | 0 | 0 | 0 | 0 | 0 | 0 | 0 | 0
[9 empty] | 2020-11-13 | 2021 | 20-21 | 0 | 0 | 0 | 0 | 0 | 0 | 0 | 0 | 633785.5 | 135932 | 137727 | 914283.5 | 0 | 0 | 0 | 0 | 0 | 0 | 0 | 0
[9 empty] | 2020-11-14 | 2021 | 20-21 | 0 | 0 | 0 | 0 | 0 | 0 | 0 | 0 | 633785.5 | 135932 | 137727 | 914283.5 | 0 | 0 | 0 | 0 | 0 | 0 | 0 | 0
[9 empty] | 2020-11-15 | 2021 | 20-21 | 0 | 0 | 0 | 0 | 0 | 0 | 0 | 0 | 633785.5 | 135932 | 137727 | 914283.5 | 0 | 0 | 0 | 0 | 0 | 0 | 0 | 0
[9 empty] | 2020-11-16 | 2021 | 20-21 | 0 | 0 | 0 | 0 | 0 | 0 | 0 | 0 | 633785.5 | 135932 | 137727 | 914283.5 | 0 | 0 | 0 | 0 | 0 | 0 | 0 | 0
[9 empty] | 2020-11-17 | 2021 | 20-21 | 0 | 0 | 0 | 0 | 0 | 0 | 0 | 0 | 633785.5 | 135932 | 137727 | 914283.5 | 0 | 0 | 0 | 0 | 0 | 0 | 0 | 0
[9 empty] | 2020-11-18 | 2021 | 20-21 | 0 | 0 | 0 | 0 | 0 | 0 | 0 | 0 | 633785.5 | 135932 | 137727 | 914283.5 | 0 | 0 | 0 | 0 | 0 | 0 | 0 | 0
[9 empty] | 2020-11-19 | 2021 | 20-21 | 0 | 0 | 0 | 0 | 0 | 0 | 0 | 0 | 633785.5 | 135932 | 137727 | 914283.5 | 0 | 0 | 0 | 0 | 0 | 0 | 0 | 0
[9 empty] | 2020-11-20 | 2021 | 20-21 | 0 | 0 | 0 | 0 | 0 | 0 | 0 | 0 | 633785.5 | 135932 | 137727 | 914283.5 | 0 | 0 | 0 | 0 | 0 | 0 | 0 | 0
[9 empty] | 2020-11-21 | 2021 | 20-21 | 0 | 0 | 82296.078 | 82296.078 | 0 | 0 | 442 | 442 | 633785.5 | 135932 | 137727 | 914283.5 | 0 | 0 | 0.59753 | 0.090012 | 0 | 0 | 0.0032092 | 0.00048344
[9 empty] | 2020-11-22 | 2021 | 20-21 | 0 | 0 | 0 | 0 | 0 | 0 | 0 | 0 | 633785.5 | 135932 | 137727 | 914283.5 | 0 | 0 | 0 | 0 | 0 | 0 | 0 | 0
[9 empty] | 2020-11-23 | 2021 | 20-21 | 0 | 0 | 0 | 0 | 0 | 0 | 0 | 0 | 633785.5 | 135932 | 137727 | 914283.5 | 0 | 0 | 0 | 0 | 0 | 0 | 0 | 0
[9 empty] | 2020-11-24 | 2021 | 20-21 | 0 | 0 | 0 | 0 | 0 | 0 | 0 | 0 | 633785.5 | 135932 | 137727 | 914283.5 | 0 | 0 | 0 | 0 | 0 | 0 | 0 | 0
[9 empty] | 2020-11-25 | 2021 | 20-21 | 0 | 0 | 0 | 0 | 0 | 0 | 0 | 0 | 633785.5 | 135932 | 137727 | 914283.5 | 0 | 0 | 0 | 0 | 0 | 0 | 0 | 0
[9 empty] | 2020-11-26 | 2021 | 20-21 | 0 | 0 | 0 | 0 | 0 | 0 | 0 | 0 | 633785.5 | 135932 | 137727 | 914283.5 | 0 | 0 | 0 | 0 | 0 | 0 | 0 | 0
[9 empty] | 2020-11-27 | 2021 | 20-21 | 0 | 0 | 0 | 0 | 0 | 0 | 0 | 0 | 633785.5 | 135932 | 137727 | 914283.5 | 0 | 0 | 0 | 0 | 0 | 0 | 0 | 0
[9 empty] | 2020-11-28 | 2021 | 20-21 | 0 | 0 | 0 | 0 | 0 | 0 | 0 | 0 | 633785.5 | 135932 | 137727 | 914283.5 | 0 | 0 | 0 | 0 | 0 | 0 | 0 | 0
[9 empty] | 2020-11-29 | 2021 | 20-21 | 0 | 0 | 0 | 0 | 0 | 0 | 0 | 0 | 633785.5 | 135932 | 137727 | 914283.5 | 0 | 0 | 0 | 0 | 0 | 0 | 0 | 0
[9 empty] | 2020-11-30 | 2021 | 20-21 | 0 | 0 | 0 | 0 | 0 | 0 | 0 | 0 | 633785.5 | 135932 | 137727 | 914283.5 | 0 | 0 | 0 | 0 | 0 | 0 | 0 | 0
[9 empty] | 2020-12-01 | 2021 | 20-21 | 0 | 0 | 0 | 0 | 0 | 0 | 0 | 0 | 633785.5 | 135932 | 137727 | 914283.5 | 0 | 0 | 0 | 0 | 0 | 0 | 0 | 0
[9 empty] | 2020-12-02 | 2021 | 20-21 | 0 | 0 | 0 | 0 | 0 | 0 | 0 | 0 | 633785.5 | 135932 | 137727 | 914283.5 | 0 | 0 | 0 | 0 | 0 | 0 | 0 | 0
[9 empty] | 2020-12-03 | 2021 | 20-21 | 0 | 0 | 0 | 0 | 0 | 0 | 0 | 0 | 633785.5 | 135932 | 137727 | 914283.5 | 0 | 0 | 0 | 0 | 0 | 0 | 0 | 0
[9 empty] | 2020-12-04 | 2021 | 20-21 | 0 | 0 | 0 | 0 | 0 | 0 | 0 | 0 | 633785.5 | 135932 | 137727 | 914283.5 | 0 | 0 | 0 | 0 | 0 | 0 | 0 | 0
[9 empty] | 2020-12-05 | 2021 |  | 0 | 0 | 0 | 0 | 0 | 0 | 0 | 0 | 633785.5 | 135932 | 137727 | 914283.5 | 0 | 0 | 0 | 0 | 0 | 0 | 0 | 0
[9 empty] | 2020-12-06 | 2021 | 20-21 | 0 | 0 | 0 | 0 | 0 | 0 | 0 | 0 | 633785.5 | 135932 | 137727 | 914283.5 | 0 | 0 | 0 | 0 | 0 | 0 | 0 | 0
[9 empty] | 2020-12-07 | 2021 | 20-21 | 0 | 0 | 0 | 0 | 0 | 0 | 0 | 0 | 633785.5 | 135932 | 137727 | 914283.5 | 0 | 0 | 0 | 0 | 0 | 0 | 0 | 0
[9 empty] | 2020-12-08 | 2021 | 20-21 | 0 | 0 | 0 | 0 | 0 | 0 | 0 | 0 | 633785.5 | 135932 | 137727 | 914283.5 | 0 | 0 | 0 | 0 | 0 | 0 | 0 | 0
[9 empty] | 2020-12-09 | 2021 | 20-21 | 0 | 0 | 661.5 | 661.5 | 0 | 0 | 98 | 98 | 633785.5 | 135932 | 137727 | 914283.5 | 0 | 0 | 0.004803 | 0.00072352 | 0 | 0 | 0.00071155 | 0.00010719
[9 empty] | 2020-12-10 | 2021 | 20-21 | 0 | 0 | 0 | 0 | 0 | 0 | 0 | 0 | 633785.5 | 135932 | 137727 | 914283.5 | 0 | 0 | 0 | 0 | 0 | 0 | 0 | 0
[9 empty] | 2020-12-11 | 2021 | 20-21 | 0 | 0 | 0 | 0 | 0 | 0 | 0 | 0 | 633785.5 | 135932 | 137727 | 914283.5 | 0 | 0 | 0 | 0 | 0 | 0 | 0 | 0
[9 empty] | 2020-12-12 | 2021 | 20-21 | 0 | 0 | 0 | 0 | 0 | 0 | 0 | 0 | 633785.5 | 135932 | 137727 | 914283.5 | 0 | 0 | 0 | 0 | 0 | 0 | 0 | 0
[9 empty] | 2020-12-13 | 2021 | 20-21 | 0 | 0 | 0 | 0 | 0 | 0 | 0 | 0 | 633785.5 | 135932 | 137727 | 914283.5 | 0 | 0 | 0 | 0 | 0 | 0 | 0 | 0
[9 empty] | 2020-12-14 | 2021 | 20-21 | 0 | 0 | 0 | 0 | 0 | 0 | 0 | 0 | 633785.5 | 135932 | 137727 | 914283.5 | 0 | 0 | 0 | 0 | 0 | 0 | 0 | 0
[9 empty] | 2020-12-15 | 2021 | 20-21 | 0 | 0 | 0 | 0 | 0 | 0 | 0 | 0 | 633785.5 | 135932 | 137727 | 914283.5 | 0 | 0 | 0 | 0 | 0 | 0 | 0 | 0
[9 empty] | 2020-12-16 | 2021 | 20-21 | 0 | 0 | 0 | 0 | 0 | 0 | 0 | 0 | 633785.5 | 135932 | 137727 | 914283.5 | 0 | 0 | 0 | 0 | 0 | 0 | 0 | 0
[9 empty] | 2020-12-17 | 2021 | 20-21 | 0 | 0 | 0 | 0 | 0 | 0 | 0 | 0 | 633785.5 | 135932 | 137727 | 914283.5 | 0 | 0 | 0 | 0 | 0 | 0 | 0 | 0
[9 empty] | 2020-12-18 | 2021 | 20-21 | 0 | 0 | 0 | 0 | 0 | 0 | 0 | 0 | 633785.5 | 135932 | 137727 | 914283.5 | 0 | 0 | 0 | 0 | 0 | 0 | 0 | 0
[9 empty] | 2020-12-19 | 2021 | 20-21 | 0 | 0 | 0 | 0 | 0 | 0 | 0 | 0 | 633785.5 | 135932 | 137727 | 914283.5 | 0 | 0 | 0 | 0 | 0 | 0 | 0 | 0
[9 empty] | 2020-12-20 | 2021 | 20-21 | 0 | 0 | 0 | 0 | 0 | 0 | 0 | 0 | 633785.5 | 135932 | 137727 | 914283.5 | 0 | 0 | 0 | 0 | 0 | 0 | 0 | 0
[9 empty] | 2020-12-21 | 2021 | 20-21 | 0 | 0 | 43291.2 | 43291.2 | 0 | 0 | 0 | 0 | 633785.5 | 135932 | 137727 | 914283.5 | 0 | 0 | 0.31433 | 0.04735 | 0 | 0 | 0 | 0
[9 empty] | 2020-12-22 | 2021 | 20-21 | 0 | 0 | 0 | 0 | 0 | 0 | 0 | 0 | 633785.5 | 135932 | 137727 | 914283.5 | 0 | 0 | 0 | 0 | 0 | 0 | 0 | 0
[9 empty] | 2020-12-23 | 2021 | 20-21 | 0 | 0 | 0 | 0 | 0 | 0 | 0 | 0 | 633785.5 | 135932 | 137727 | 914283.5 | 0 | 0 | 0 | 0 | 0 | 0 | 0 | 0
[9 empty] | 2020-12-24 | 2021 | 20-21 | 0 | 0 | 0 | 0 | 0 | 0 | 0 | 0 | 633785.5 | 135932 | 137727 | 914283.5 | 0 | 0 | 0 | 0 | 0 | 0 | 0 | 0
[9 empty] | 2020-12-25 | 2021 | 20-21 | 0 | 0 | 0 | 0 | 0 | 0 | 0 | 0 | 633785.5 | 135932 | 137727 | 914283.5 | 0 | 0 | 0 | 0 | 0 | 0 | 0 | 0
[9 empty] | 2020-12-26 | 2021 | 20-21 | 0 | 0 | 0 | 0 | 0 | 0 | 0 | 0 | 633785.5 | 135932 | 137727 | 914283.5 | 0 | 0 | 0 | 0 | 0 | 0 | 0 | 0
[9 empty] | 2020-12-27 | 2021 | 20-21 | 0 | 0 | 0 | 0 | 0 | 0 | 0 | 0 | 633785.5 | 135932 | 137727 | 914283.5 | 0 | 0 | 0 | 0 | 0 | 0 | 0 | 0
[9 empty] | 2020-12-28 | 2021 | 20-21 | 0 | 0 | 0 | 0 | 0 | 0 | 0 | 0 | 633785.5 | 135932 | 137727 | 914283.5 | 0 | 0 | 0 | 0 | 0 | 0 | 0 | 0
[9 empty] | 2020-12-29 | 2021 | 20-21 | 0 | 0 | 0 | 0 | 0 | 0 | 0 | 0 | 633785.5 | 135932 | 137727 | 914283.5 | 0 | 0 | 0 | 0 | 0 | 0 | 0 | 0
[9 empty] | 2020-12-30 | 2021 | 20-21 | 0 | 0 | 0 | 0 | 0 | 0 | 0 | 0 | 633785.5 | 135932 | 137727 | 914283.5 | 0 | 0 | 0 | 0 | 0 | 0 | 0 | 0
[9 empty] | 2020-12-31 | 2021 | 20-21 | 0 | 0 | 0 | 0 | 0 | 0 | 0 | 0 | 633785.5 | 135932 | 137727 | 914283.5 | 0 | 0 | 0 | 0 | 0 | 0 | 0 | 0
[9 empty] | 2021-01-01 | 2021 | 20-21 | 0 | 0 | 0 | 0 | 0 | 0 | 0 | 0 | 633785.5 | 135932 | 137727 | 914283.5 | 0 | 0 | 0 | 0 | 0 | 0 | 0 | 0
[9 empty] | 2021-01-02 | 2021 | 20-21 | 0 | 0 | 0 | 0 | 0 | 0 | 0 | 0 | 633785.5 | 135932 | 137727 | 914283.5 | 0 | 0 | 0 | 0 | 0 | 0 | 0 | 0
[9 empty] | 2021-01-03 | 2021 | 20-21 | 0 | 0 | 0 | 0 | 0 | 0 | 0 | 0 | 633785.5 | 135932 | 137727 | 914283.5 | 0 | 0 | 0 | 0 | 0 | 0 | 0 | 0
[9 empty] | 2021-01-04 | 2021 | 20-21 | 0 | 0 | 0 | 0 | 0 | 0 | 0 | 0 | 633785.5 | 135932 | 137727 | 914283.5 | 0 | 0 | 0 | 0 | 0 | 0 | 0 | 0
[9 empty] | 2021-01-05 | 2021 | 20-21 | 0 | 0 | 0 | 0 | 0 | 0 | 0 | 0 | 633785.5 | 135932 | 137727 | 914283.5 | 0 | 0 | 0 | 0 | 0 | 0 | 0 | 0
[9 empty] | 2021-01-06 | 2021 | 20-21 | 0 | 0 | 0 | 0 | 0 | 0 | 0 | 0 | 633785.5 | 135932 | 137727 | 914283.5 | 0 | 0 | 0 | 0 | 0 | 0 | 0 | 0
[9 empty] | 2021-01-07 | 2021 | 20-21 | 0 | 0 | 0 | 0 | 0 | 0 | 0 | 0 | 633785.5 | 135932 | 137727 | 914283.5 | 0 | 0 | 0 | 0 | 0 | 0 | 0 | 0
[9 empty] | 2021-01-08 | 2021 | 20-21 | 0 | 0 | 0 | 0 | 0 | 0 | 0 | 0 | 633785.5 | 135932 | 137727 | 914283.5 | 0 | 0 | 0 | 0 | 0 | 0 | 0 | 0
[9 empty] | 2021-01-09 | 2021 | 20-21 | 0 | 0 | 0 | 0 | 0 | 0 | 0 | 0 | 633785.5 | 135932 | 137727 | 914283.5 | 0 | 0 | 0 | 0 | 0 | 0 | 0 | 0
[9 empty] | 2021-01-10 | 2021 | 20-21 | 0 | 0 | 0 | 0 | 0 | 0 | 0 | 0 | 633785.5 | 135932 | 137727 | 914283.5 | 0 | 0 | 0 | 0 | 0 | 0 | 0 | 0
[9 empty] | 2021-01-11 | 2021 |  | 0 | 0 | 0 | 0 | 0 | 0 | 0 | 0 | 633785.5 | 135932 | 137727 | 914283.5 | 0 | 0 | 0 | 0 | 0 | 0 | 0 | 0
[9 empty] | 2021-01-12 | 2021 | 20-21 | 0 | 0 | 0 | 0 | 0 | 0 | 0 | 0 | 633785.5 | 135932 | 137727 | 914283.5 | 0 | 0 | 0 | 0 | 0 | 0 | 0 | 0
[9 empty] | 2021-01-13 | 2021 | 20-21 | 0 | 0 | 0 | 0 | 0 | 0 | 0 | 0 | 633785.5 | 135932 | 137727 | 914283.5 | 0 | 0 | 0 | 0 | 0 | 0 | 0 | 0
[9 empty] | 2021-01-14 | 2021 | 20-21 | 0 | 0 | 0 | 0 | 0 | 0 | 0 | 0 | 633785.5 | 135932 | 137727 | 914283.5 | 0 | 0 | 0 | 0 | 0 | 0 | 0 | 0
[9 empty] | 2021-01-15 | 2021 | 20-21 | 0 | 0 | 0 | 0 | 0 | 0 | 0 | 0 | 633785.5 | 135932 | 137727 | 914283.5 | 0 | 0 | 0 | 0 | 0 | 0 | 0 | 0
[9 empty] | 2021-01-16 | 2021 | 20-21 | 0 | 0 | 0 | 0 | 0 | 0 | 0 | 0 | 633785.5 | 135932 | 137727 | 914283.5 | 0 | 0 | 0 | 0 | 0 | 0 | 0 | 0
[9 empty] | 2021-01-17 | 2021 | 20-21 | 0 | 0 | 0 | 0 | 0 | 0 | 0 | 0 | 633785.5 | 135932 | 137727 | 914283.5 | 0 | 0 | 0 | 0 | 0 | 0 | 0 | 0
[9 empty] | 2021-01-18 | 2021 | 20-21 | 0 | 0 | 0 | 0 | 0 | 0 | 0 | 0 | 633785.5 | 135932 | 137727 | 914283.5 | 0 | 0 | 0 | 0 | 0 | 0 | 0 | 0
[9 empty] | 2021-01-19 | 2021 | 20-21 | 0 | 0 | 0 | 0 | 0 | 0 | 0 | 0 | 633785.5 | 135932 | 137727 | 914283.5 | 0 | 0 | 0 | 0 | 0 | 0 | 0 | 0
[9 empty] | 2021-01-20 | 2021 | 20-21 | 0 | 0 | 0 | 0 | 0 | 0 | 0 | 0 | 633785.5 | 135932 | 137727 | 914283.5 | 0 | 0 | 0 | 0 | 0 | 0 | 0 | 0
[9 empty] | 2021-01-21 | 2021 | 20-21 | 0 | 0 | 0 | 0 | 0 | 0 | 0 | 0 | 633785.5 | 135932 | 137727 | 914283.5 | 0 | 0 | 0 | 0 | 0 | 0 | 0 | 0
[9 empty] | 2021-01-22 | 2021 | 20-21 | 0 | 0 | 0 | 0 | 0 | 0 | 0 | 0 | 633785.5 | 135932 | 137727 | 914283.5 | 0 | 0 | 0 | 0 | 0 | 0 | 0 | 0
[9 empty] | 2021-01-23 | 2021 | 20-21 | 0 | 0 | 0 | 0 | 0 | 0 | 0 | 0 | 633785.5 | 135932 | 137727 | 914283.5 | 0 | 0 | 0 | 0 | 0 | 0 | 0 | 0
[9 empty] | 2021-01-24 | 2021 | 20-21 | 0 | 0 | 0 | 0 | 0 | 0 | 0 | 0 | 633785.5 | 135932 | 137727 | 914283.5 | 0 | 0 | 0 | 0 | 0 | 0 | 0 | 0
[9 empty] | 2021-01-25 | 2021 | 20-21 | 0 | 0 | 0 | 0 | 0 | 0 | 0 | 0 | 633785.5 | 135932 | 137727 | 914283.5 | 0 | 0 | 0 | 0 | 0 | 0 | 0 | 0
[9 empty] | 2021-01-26 | 2021 | 20-21 | 0 | 0 | 0 | 0 | 0 | 0 | 0 | 0 | 633785.5 | 135932 | 137727 | 914283.5 | 0 | 0 | 0 | 0 | 0 | 0 | 0 | 0
[9 empty] | 2021-01-27 | 2021 | 20-21 | 0 | 0 | 0 | 0 | 0 | 0 | 0 | 0 | 633785.5 | 135932 | 137727 | 914283.5 | 0 | 0 | 0 | 0 | 0 | 0 | 0 | 0
[9 empty] | 2021-01-28 | 2021 | 20-21 | 0 | 0 | 0 | 0 | 0 | 0 | 0 | 0 | 633785.5 | 135932 | 137727 | 914283.5 | 0 | 0 | 0 | 0 | 0 | 0 | 0 | 0
[9 empty] | 2021-01-29 | 2021 | 20-21 | 0 | 0 | 0 | 0 | 0 | 0 | 0 | 0 | 633785.5 | 135932 | 137727 | 914283.5 | 0 | 0 | 0 | 0 | 0 | 0 | 0 | 0
[9 empty] | 2021-01-30 | 2021 | 20-21 | 0 | 0 | 0 | 0 | 0 | 0 | 0 | 0 | 633785.5 | 135932 | 137727 | 914283.5 | 0 | 0 | 0 | 0 | 0 | 0 | 0 | 0
[9 empty] | 2021-01-31 | 2021 | 20-21 | 0 | 0 | 0 | 0 | 0 | 0 | 0 | 0 | 633785.5 | 135932 | 137727 | 914283.5 | 0 | 0 | 0 | 0 | 0 | 0 | 0 | 0
[9 empty] | 2021-02-01 | 2021 | 20-21 | 0 | 0 | 0 | 0 | 0 | 0 | 0 | 0 | 633785.5 | 135932 | 137727 | 914283.5 | 0 | 0 | 0 | 0 | 0 | 0 | 0 | 0
[9 empty] | 2021-02-02 | 2021 | 20-21 | 0 | 0 | 0 | 0 | 0 | 0 | 0 | 0 | 633785.5 | 135932 | 137727 | 914283.5 | 0 | 0 | 0 | 0 | 0 | 0 | 0 | 0
[9 empty] | 2021-02-03 | 2021 | 20-21 | 0 | 0 | 0 | 0 | 0 | 0 | 0 | 0 | 633785.5 | 135932 | 137727 | 914283.5 | 0 | 0 | 0 | 0 | 0 | 0 | 0 | 0
[9 empty] | 2021-02-04 | 2021 | 20-21 | 0 | 0 | 0 | 0 | 0 | 0 | 0 | 0 | 633785.5 | 135932 | 137727 | 914283.5 | 0 | 0 | 0 | 0 | 0 | 0 | 0 | 0
[9 empty] | 2021-02-05 | 2021 | 20-21 | 0 | 0 | 0 | 0 | 0 | 0 | 0 | 0 | 633785.5 | 135932 | 137727 | 914283.5 | 0 | 0 | 0 | 0 | 0 | 0 | 0 | 0
[9 empty] | 2021-02-06 | 2021 | 20-21 | 0 | 0 | 0 | 0 | 0 | 0 | 0 | 0 | 633785.5 | 135932 | 137727 | 914283.5 | 0 | 0 | 0 | 0 | 0 | 0 | 0 | 0
[9 empty] | 2021-02-07 | 2021 | 20-21 | 0 | 0 | 0 | 0 | 0 | 0 | 0 | 0 | 633785.5 | 135932 | 137727 | 914283.5 | 0 | 0 | 0 | 0 | 0 | 0 | 0 | 0
[9 empty] | 2021-02-08 | 2021 | 20-21 | 0 | 0 | 0 | 0 | 0 | 0 | 0 | 0 | 633785.5 | 135932 | 137727 | 914283.5 | 0 | 0 | 0 | 0 | 0 | 0 | 0 | 0
[9 empty] | 2021-02-09 | 2021 | 20-21 | 0 | 0 | 0 | 0 | 0 | 0 | 0 | 0 | 633785.5 | 135932 | 137727 | 914283.5 | 0 | 0 | 0 | 0 | 0 | 0 | 0 | 0
[9 empty] | 2021-02-10 | 2021 | 20-21 | 0 | 0 | 0 | 0 | 0 | 0 | 0 | 0 | 633785.5 | 135932 | 137727 | 914283.5 | 0 | 0 | 0 | 0 | 0 | 0 | 0 | 0
[9 empty] | 2021-02-11 | 2021 | 20-21 | 0 | 0 | 0 | 0 | 0 | 0 | 0 | 0 | 633785.5 | 135932 | 137727 | 914283.5 | 0 | 0 | 0 | 0 | 0 | 0 | 0 | 0
[9 empty] | 2021-02-12 | 2021 | 20-21 | 0 | 0 | 38246.0208 | 38246.0208 | 0 | 0 | 149 | 149 | 633785.5 | 135932 | 137727 | 914283.5 | 0 | 0 | 0.27769 | 0.041832 | 0 | 0 | 0.0010819 | 0.00016297
[9 empty] | 2021-02-13 | 2021 | 20-21 | 0 | 0 | 0 | 0 | 0 | 0 | 0 | 0 | 633785.5 | 135932 | 137727 | 914283.5 | 0 | 0 | 0 | 0 | 0 | 0 | 0 | 0
[9 empty] | 2021-02-14 | 2021 | 20-21 | 0 | 0 | 0 | 0 | 0 | 0 | 0 | 0 | 633785.5 | 135932 | 137727 | 914283.5 | 0 | 0 | 0 | 0 | 0 | 0 | 0 | 0
[9 empty] | 2021-02-15 | 2021 | 20-21 | 0 | 0 | 0 | 0 | 0 | 0 | 0 | 0 | 633785.5 | 135932 | 137727 | 914283.5 | 0 | 0 | 0 | 0 | 0 | 0 | 0 | 0
[9 empty] | 2021-02-16 | 2021 | 20-21 | 0 | 0 | 0 | 0 | 0 | 0 | 0 | 0 | 633785.5 | 135932 | 137727 | 914283.5 | 0 | 0 | 0 | 0 | 0 | 0 | 0 | 0
[9 empty] | 2021-02-17 | 2021 | 20-21 | 0 | 0 | 0 | 0 | 0 | 0 | 0 | 0 | 633785.5 | 135932 | 137727 | 914283.5 | 0 | 0 | 0 | 0 | 0 | 0 | 0 | 0
[9 empty] | 2021-02-18 | 2021 | 20-21 | 0 | 0 | 0 | 0 | 0 | 0 | 0 | 0 | 633785.5 | 135932 | 137727 | 914283.5 | 0 | 0 | 0 | 0 | 0 | 0 | 0 | 0
[9 empty] | 2021-02-19 | 2021 | 20-21 | 0 | 0 | 0 | 0 | 0 | 0 | 0 | 0 | 633785.5 | 135932 | 137727 | 914283.5 | 0 | 0 | 0 | 0 | 0 | 0 | 0 | 0
[9 empty] | 2021-02-20 | 2021 | 20-21 | 0 | 0 | 60630.9 | 60630.9 | 0 | 0 | 65 | 65 | 633785.5 | 135932 | 137727 | 914283.5 | 0 | 0 | 0.44023 | 0.066315 | 0 | 0 | 0.00047195 | 7.1094e-05
[9 empty] | 2021-02-21 | 2021 | 20-21 | 0 | 0 | 0 | 0 | 0 | 0 | 0 | 0 | 633785.5 | 135932 | 137727 | 914283.5 | 0 | 0 | 0 | 0 | 0 | 0 | 0 | 0
[9 empty] | 2021-02-22 | 2021 | 20-21 | 0 | 0 | 0 | 0 | 0 | 0 | 0 | 0 | 633785.5 | 135932 | 137727 | 914283.5 | 0 | 0 | 0 | 0 | 0 | 0 | 0 | 0
[9 empty] | 2021-02-23 | 2021 | 20-21 | 0 | 0 | 0 | 0 | 0 | 0 | 0 | 0 | 633785.5 | 135932 | 137727 | 914283.5 | 0 | 0 | 0 | 0 | 0 | 0 | 0 | 0
[9 empty] | 2021-02-24 | 2021 | 20-21 | 0 | 0 | 0 | 0 | 0 | 0 | 0 | 0 | 633785.5 | 135932 | 137727 | 914283.5 | 0 | 0 | 0 | 0 | 0 | 0 | 0 | 0
[9 empty] | 2021-02-25 | 2021 | 20-21 | 0 | 0 | 0 | 0 | 0 | 0 | 0 | 0 | 633785.5 | 135932 | 137727 | 914283.5 | 0 | 0 | 0 | 0 | 0 | 0 | 0 | 0
[9 empty] | 2021-02-26 | 2021 | 20-21 | 0 | 0 | 17594 | 17594 | 0 | 0 | 65 | 65 | 633785.5 | 135932 | 137727 | 914283.5 | 0 | 0 | 0.12775 | 0.019243 | 0 | 0 | 0.00047195 | 7.1094e-05
[9 empty] | 2021-02-27 | 2021 | 20-21 | 0 | 0 | 0 | 0 | 0 | 0 | 0 | 0 | 633785.5 | 135932 | 137727 | 914283.5 | 0 | 0 | 0 | 0 | 0 | 0 | 0 | 0
[9 empty] | 2021-02-28 | 2021 | 20-21 | 0 | 0 | 0 | 0 | 0 | 0 | 0 | 0 | 633785.5 | 135932 | 137727 | 914283.5 | 0 | 0 | 0 | 0 | 0 | 0 | 0 | 0
[9 empty] | 2021-03-01 | 2021 | 20-21 | 0 | 0 | 1273 | 1273 | 0 | 0 | 5 | 5 | 633785.5 | 135932 | 137727 | 914283.5 | 0 | 0 | 0.0092429 | 0.0013923 | 0 | 0 | 3.6304e-05 | 5.4688e-06
[9 empty] | 2021-03-02 | 2021 | 20-21 | 0 | 0 | 0 | 0 | 0 | 0 | 0 | 0 | 633785.5 | 135932 | 137727 | 914283.5 | 0 | 0 | 0 | 0 | 0 | 0 | 0 | 0
[9 empty] | 2021-03-03 | 2021 | 20-21 | 0 | 0 | 0 | 0 | 0 | 0 | 0 | 0 | 633785.5 | 135932 | 137727 | 914283.5 | 0 | 0 | 0 | 0 | 0 | 0 | 0 | 0
[9 empty] | 2021-03-04 | 2021 | 20-21 | 0 | 0 | 0 | 0 | 0 | 0 | 0 | 0 | 633785.5 | 135932 | 137727 | 914283.5 | 0 | 0 | 0 | 0 | 0 | 0 | 0 | 0
[9 empty] | 2021-03-05 | 2021 | 20-21 | 0 | 0 | 0 | 0 | 0 | 0 | 0 | 0 | 633785.5 | 135932 | 137727 | 914283.5 | 0 | 0 | 0 | 0 | 0 | 0 | 0 | 0
[9 empty] | 2021-03-06 | 2021 | 20-21 | 0 | 0 | 0 | 0 | 0 | 0 | 0 | 0 | 633785.5 | 135932 | 137727 | 914283.5 | 0 | 0 | 0 | 0 | 0 | 0 | 0 | 0
[9 empty] | 2021-03-07 | 2021 | 20-21 | 0 | 0 | 0 | 0 | 0 | 0 | 0 | 0 | 633785.5 | 135932 | 137727 | 914283.5 | 0 | 0 | 0 | 0 | 0 | 0 | 0 | 0
[9 empty] | 2021-03-08 | 2021 | 20-21 | 0 | 0 | 0 | 0 | 0 | 0 | 0 | 0 | 633785.5 | 135932 | 137727 | 914283.5 | 0 | 0 | 0 | 0 | 0 | 0 | 0 | 0
[9 empty] | 2021-03-09 | 2021 | 20-21 | 0 | 0 | 0 | 0 | 0 | 0 | 0 | 0 | 633785.5 | 135932 | 137727 | 914283.5 | 0 | 0 | 0 | 0 | 0 | 0 | 0 | 0
[9 empty] | 2021-03-10 | 2021 | 20-21 | 0 | 0 | 0 | 0 | 0 | 0 | 0 | 0 | 633785.5 | 135932 | 137727 | 914283.5 | 0 | 0 | 0 | 0 | 0 | 0 | 0 | 0
[9 empty] | 2021-03-11 | 2021 | 20-21 | 0 | 0 | 0 | 0 | 0 | 0 | 0 | 0 | 633785.5 | 135932 | 137727 | 914283.5 | 0 | 0 | 0 | 0 | 0 | 0 | 0 | 0
[9 empty] | 2021-03-12 | 2021 | 20-21 | 0 | 36334.2654 | 0 | 36334.2654 | 0 | 302 | 0 | 302 | 633785.5 | 135932 | 137727 | 914283.5 | 0 | 0.2673 | 0 | 0.039741 | 0 | 0.0022217 | 0 | 0.00033031
[9 empty] | 2021-03-13 | 2021 | 20-21 | 0 | 0 | 0 | 0 | 0 | 0 | 0 | 0 | 633785.5 | 135932 | 137727 | 914283.5 | 0 | 0 | 0 | 0 | 0 | 0 | 0 | 0
[9 empty] | 2021-03-14 | 2021 | 20-21 | 0 | 0 | 0 | 0 | 0 | 0 | 0 | 0 | 633785.5 | 135932 | 137727 | 914283.5 | 0 | 0 | 0 | 0 | 0 | 0 | 0 | 0
[9 empty] | 2021-03-15 | 2021 | 20-21 | 0 | 0 | 0 | 0 | 0 | 0 | 0 | 0 | 633785.5 | 135932 | 137727 | 914283.5 | 0 | 0 | 0 | 0 | 0 | 0 | 0 | 0
[9 empty] | 2021-03-16 | 2021 | 20-21 | 0 | 0 | 0 | 0 | 0 | 0 | 0 | 0 | 633785.5 | 135932 | 137727 | 914283.5 | 0 | 0 | 0 | 0 | 0 | 0 | 0 | 0
[9 empty] | 2021-03-17 | 2021 | 20-21 | 0 | 0 | 0 | 0 | 0 | 0 | 0 | 0 | 633785.5 | 135932 | 137727 | 914283.5 | 0 | 0 | 0 | 0 | 0 | 0 | 0 | 0
[9 empty] | 2021-03-18 | 2021 | 20-21 | 0 | 0 | 0 | 0 | 0 | 0 | 0 | 0 | 633785.5 | 135932 | 137727 | 914283.5 | 0 | 0 | 0 | 0 | 0 | 0 | 0 | 0
[9 empty] | 2021-03-19 | 2021 | 20-21 | 0 | 0 | 0 | 0 | 0 | 0 | 0 | 0 | 633785.5 | 135932 | 137727 | 914283.5 | 0 | 0 | 0 | 0 | 0 | 0 | 0 | 0
[9 empty] | 2021-03-20 | 2021 | 20-21 | 0 | 0 | 0 | 0 | 0 | 0 | 0 | 0 | 633785.5 | 135932 | 137727 | 914283.5 | 0 | 0 | 0 | 0 | 0 | 0 | 0 | 0
[9 empty] | 2021-03-21 | 2021 | 20-21 | 0 | 0 | 0 | 0 | 0 | 0 | 0 | 0 | 633785.5 | 135932 | 137727 | 914283.5 | 0 | 0 | 0 | 0 | 0 | 0 | 0 | 0
[9 empty] | 2021-03-22 | 2021 | 20-21 | 0 | 0 | 0 | 0 | 0 | 0 | 0 | 0 | 633785.5 | 135932 | 137727 | 914283.5 | 0 | 0 | 0 | 0 | 0 | 0 | 0 | 0
[9 empty] | 2021-03-23 | 2021 | 20-21 | 0 | 0 | 0 | 0 | 0 | 0 | 0 | 0 | 633785.5 | 135932 | 137727 | 914283.5 | 0 | 0 | 0 | 0 | 0 | 0 | 0 | 0
[9 empty] | 2021-03-24 | 2021 | 20-21 | 0 | 0 | 0 | 0 | 0 | 0 | 0 | 0 | 633785.5 | 135932 | 137727 | 914283.5 | 0 | 0 | 0 | 0 | 0 | 0 | 0 | 0
[9 empty] | 2021-03-25 | 2021 | 20-21 | 0 | 0 | 0 | 0 | 0 | 0 | 0 | 0 | 633785.5 | 135932 | 137727 | 914283.5 | 0 | 0 | 0 | 0 | 0 | 0 | 0 | 0
[9 empty] | 2021-03-26 | 2021 | 20-21 | 0 | 0 | 25503.7 | 25503.7 | 0 | 0 | 51 | 51 | 633785.5 | 135932 | 137727 | 914283.5 | 0 | 0 | 0.18518 | 0.027895 | 0 | 0 | 0.0003703 | 5.5781e-05
[9 empty] | 2021-03-27 | 2021 | 20-21 | 0 | 0 | 0 | 0 | 0 | 0 | 0 | 0 | 633785.5 | 135932 | 137727 | 914283.5 | 0 | 0 | 0 | 0 | 0 | 0 | 0 | 0
[9 empty] | 2021-03-28 | 2021 | 20-21 | 0 | 0 | 0 | 0 | 0 | 0 | 0 | 0 | 633785.5 | 135932 | 137727 | 914283.5 | 0 | 0 | 0 | 0 | 0 | 0 | 0 | 0
[9 empty] | 2021-03-29 | 2021 | 20-21 | 0 | 0 | 0 | 0 | 0 | 0 | 0 | 0 | 633785.5 | 135932 | 137727 | 914283.5 | 0 | 0 | 0 | 0 | 0 | 0 | 0 | 0
[9 empty] | 2021-03-30 | 2021 | 20-21 | 0 | 0 | 0 | 0 | 0 | 0 | 0 | 0 | 633785.5 | 135932 | 137727 | 914283.5 | 0 | 0 | 0 | 0 | 0 | 0 | 0 | 0
[9 empty] | 2021-03-31 | 2021 | 20-21 | 0 | 0 | 0 | 0 | 0 | 0 | 0 | 0 | 633785.5 | 135932 | 137727 | 914283.5 | 0 | 0 | 0 | 0 | 0 | 0 | 0 | 0
[9 empty] | 2021-04-01 | 2021 | 20-21 | 0 | 0 | 0 | 0 | 0 | 0 | 0 | 0 | 633785.5 | 135932 | 137727 | 914283.5 | 0 | 0 | 0 | 0 | 0 | 0 | 0 | 0
[9 empty] | 2021-04-02 | 2021 | 20-21 | 0 | 0 | 0 | 0 | 0 | 0 | 0 | 0 | 633785.5 | 135932 | 137727 | 914283.5 | 0 | 0 | 0 | 0 | 0 | 0 | 0 | 0
[9 empty] | 2021-04-03 | 2021 | 20-21 | 0 | 0 | 0 | 0 | 0 | 0 | 0 | 0 | 633785.5 | 135932 | 137727 | 914283.5 | 0 | 0 | 0 | 0 | 0 | 0 | 0 | 0
[9 empty] | 2021-04-04 | 2021 | 20-21 | 0 | 0 | 0 | 0 | 0 | 0 | 0 | 0 | 633785.5 | 135932 | 137727 | 914283.5 | 0 | 0 | 0 | 0 | 0 | 0 | 0 | 0
[9 empty] | 2021-04-05 | 2021 | 20-21 | 0 | 0 | 0 | 0 | 0 | 0 | 0 | 0 | 633785.5 | 135932 | 137727 | 914283.5 | 0 | 0 | 0 | 0 | 0 | 0 | 0 | 0
[9 empty] | 2021-04-06 | 2021 | 20-21 | 0 | 0 | 0 | 0 | 0 | 0 | 0 | 0 | 633785.5 | 135932 | 137727 | 914283.5 | 0 | 0 | 0 | 0 | 0 | 0 | 0 | 0
[9 empty] | 2021-04-07 | 2021 | 20-21 | 0 | 0 | 0 | 0 | 0 | 0 | 0 | 0 | 633785.5 | 135932 | 137727 | 914283.5 | 0 | 0 | 0 | 0 | 0 | 0 | 0 | 0
[9 empty] | 2021-04-08 | 2021 | 20-21 | 0 | 0 | 0 | 0 | 0 | 0 | 0 | 0 | 633785.5 | 135932 | 137727 | 914283.5 | 0 | 0 | 0 | 0 | 0 | 0 | 0 | 0
[9 empty] | 2021-04-09 | 2021 | 20-21 | 0 | 0 | 0 | 0 | 0 | 0 | 0 | 0 | 633785.5 | 135932 | 137727 | 914283.5 | 0 | 0 | 0 | 0 | 0 | 0 | 0 | 0
[9 empty] | 2021-04-10 | 2021 | 20-21 | 0 | 0 | 0 | 0 | 0 | 0 | 0 | 0 | 633785.5 | 135932 | 137727 | 914283.5 | 0 | 0 | 0 | 0 | 0 | 0 | 0 | 0
[9 empty] | 2021-04-11 | 2021 | 20-21 | 0 | 0 | 0 | 0 | 0 | 0 | 0 | 0 | 633785.5 | 135932 | 137727 | 914283.5 | 0 | 0 | 0 | 0 | 0 | 0 | 0 | 0
[9 empty] | 2021-04-12 | 2021 | 20-21 | 0 | 0 | 0 | 0 | 0 | 0 | 0 | 0 | 633785.5 | 135932 | 137727 | 914283.5 | 0 | 0 | 0 | 0 | 0 | 0 | 0 | 0
[9 empty] | 2021-04-13 | 2021 | 20-21 | 0 | 0 | 0 | 0 | 0 | 0 | 0 | 0 | 633785.5 | 135932 | 137727 | 914283.5 | 0 | 0 | 0 | 0 | 0 | 0 | 0 | 0
[9 empty] | 2021-04-14 | 2021 | 20-21 | 0 | 0 | 0 | 0 | 0 | 0 | 0 | 0 | 633785.5 | 135932 | 137727 | 914283.5 | 0 | 0 | 0 | 0 | 0 | 0 | 0 | 0
[9 empty] | 2021-04-15 | 2021 | 20-21 | 0 | 0 | 0 | 0 | 0 | 0 | 0 | 0 | 633785.5 | 135932 | 137727 | 914283.5 | 0 | 0 | 0 | 0 | 0 | 0 | 0 | 0
[9 empty] | 2021-04-16 | 2021 | 20-21 | 0 | 0 | 0 | 0 | 0 | 0 | 0 | 0 | 633785.5 | 135932 | 137727 | 914283.5 | 0 | 0 | 0 | 0 | 0 | 0 | 0 | 0
[9 empty] | 2021-04-17 | 2021 | 20-21 | 0 | 0 | 0 | 0 | 0 | 0 | 0 | 0 | 633785.5 | 135932 | 137727 | 914283.5 | 0 | 0 | 0 | 0 | 0 | 0 | 0 | 0
[9 empty] | 2021-04-18 | 2021 | 20-21 | 0 | 0 | 0 | 0 | 0 | 0 | 0 | 0 | 633785.5 | 135932 | 137727 | 914283.5 | 0 | 0 | 0 | 0 | 0 | 0 | 0 | 0
[9 empty] | 2021-04-19 | 2021 | 20-21 | 0 | 0 | 0 | 0 | 0 | 0 | 0 | 0 | 633785.5 | 135932 | 137727 | 914283.5 | 0 | 0 | 0 | 0 | 0 | 0 | 0 | 0
[9 empty] | 2021-04-20 | 2021 | 20-21 | 0 | 0 | 0 | 0 | 0 | 0 | 0 | 0 | 633785.5 | 135932 | 137727 | 914283.5 | 0 | 0 | 0 | 0 | 0 | 0 | 0 | 0
[9 empty] | 2021-04-21 | 2021 | 20-21 | 0 | 0 | 0 | 0 | 0 | 0 | 0 | 0 | 633785.5 | 135932 | 137727 | 914283.5 | 0 | 0 | 0 | 0 | 0 | 0 | 0 | 0
[9 empty] | 2021-04-22 | 2021 | 20-21 | 0 | 0 | 0 | 0 | 0 | 0 | 0 | 0 | 633785.5 | 135932 | 137727 | 914283.5 | 0 | 0 | 0 | 0 | 0 | 0 | 0 | 0
[9 empty] | 2021-04-23 | 2021 | 20-21 | 0 | 0 | 0 | 0 | 0 | 0 | 0 | 0 | 633785.5 | 135932 | 137727 | 914283.5 | 0 | 0 | 0 | 0 | 0 | 0 | 0 | 0
[9 empty] | 2021-04-24 | 2021 | 20-21 | 0 | 0 | 0 | 0 | 0 | 0 | 0 | 0 | 633785.5 | 135932 | 137727 | 914283.5 | 0 | 0 | 0 | 0 | 0 | 0 | 0 | 0
[9 empty] | 2021-04-25 | 2021 | 20-21 | 0 | 0 | 0 | 0 | 0 | 0 | 0 | 0 | 633785.5 | 135932 | 137727 | 914283.5 | 0 | 0 | 0 | 0 | 0 | 0 | 0 | 0
[9 empty] | 2021-04-26 | 2021 | 20-21 | 0 | 0 | 0 | 0 | 0 | 0 | 0 | 0 | 633785.5 | 135932 | 137727 | 914283.5 | 0 | 0 | 0 | 0 | 0 | 0 | 0 | 0
[9 empty] | 2021-04-27 | 2021 | 20-21 | 0 | 0 | 0 | 0 | 0 | 0 | 0 | 0 | 633785.5 | 135932 | 137727 | 914283.5 | 0 | 0 | 0 | 0 | 0 | 0 | 0 | 0
[9 empty] | 2021-04-28 | 2021 | 20-21 | 0 | 0 | 0 | 0 | 0 | 0 | 0 | 0 | 633785.5 | 135932 | 137727 | 914283.5 | 0 | 0 | 0 | 0 | 0 | 0 | 0 | 0
[9 empty] | 2021-04-29 | 2021 | 20-21 | 0 | 0 | 0 | 0 | 0 | 0 | 0 | 0 | 633785.5 | 135932 | 137727 | 914283.5 | 0 | 0 | 0 | 0 | 0 | 0 | 0 | 0
[9 empty] | 2021-04-30 | 2021 | 20-21 | 0 | 0 | 0 | 0 | 0 | 0 | 0 | 0 | 633785.5 | 135932 | 137727 | 914283.5 | 0 | 0 | 0 | 0 | 0 | 0 | 0 | 0
[9 empty] | 2021-05-01 | 2021 | 20-21 | 0 | 0 | 0 | 0 | 0 | 0 | 0 | 0 | 633785.5 | 135932 | 137727 | 914283.5 | 0 | 0 | 0 | 0 | 0 | 0 | 0 | 0
[9 empty] | 2021-05-02 | 2021 | 20-21 | 0 | 0 | 0 | 0 | 0 | 0 | 0 | 0 | 633785.5 | 135932 | 137727 | 914283.5 | 0 | 0 | 0 | 0 | 0 | 0 | 0 | 0
[9 empty] | 2021-05-03 | 2021 | 20-21 | 0 | 0 | 0 | 0 | 0 | 0 | 0 | 0 | 633785.5 | 135932 | 137727 | 914283.5 | 0 | 0 | 0 | 0 | 0 | 0 | 0 | 0
[9 empty] | 2021-05-04 | 2021 | 20-21 | 0 | 0 | 0 | 0 | 0 | 0 | 0 | 0 | 633785.5 | 135932 | 137727 | 914283.5 | 0 | 0 | 0 | 0 | 0 | 0 | 0 | 0
[9 empty] | 2021-05-05 | 2021 | 20-21 | 0 | 0 | 0 | 0 | 0 | 0 | 0 | 0 | 633785.5 | 135932 | 137727 | 914283.5 | 0 | 0 | 0 | 0 | 0 | 0 | 0 | 0
[9 empty] | 2021-05-06 | 2021 | 20-21 | 0 | 0 | 0 | 0 | 0 | 0 | 0 | 0 | 633785.5 | 135932 | 137727 | 914283.5 | 0 | 0 | 0 | 0 | 0 | 0 | 0 | 0
[9 empty] | 2021-05-07 | 2021 | 20-21 | 0 | 0 | 0 | 0 | 0 | 0 | 0 | 0 | 633785.5 | 135932 | 137727 | 914283.5 | 0 | 0 | 0 | 0 | 0 | 0 | 0 | 0
[9 empty] | 2021-05-08 | 2021 | 20-21 | 0 | 0 | 0 | 0 | 0 | 0 | 0 | 0 | 633785.5 | 135932 | 137727 | 914283.5 | 0 | 0 | 0 | 0 | 0 | 0 | 0 | 0
[9 empty] | 2021-05-09 | 2021 | 20-21 | 0 | 0 | 0 | 0 | 0 | 0 | 0 | 0 | 633785.5 | 135932 | 137727 | 914283.5 | 0 | 0 | 0 | 0 | 0 | 0 | 0 | 0
[9 empty] | 2021-05-10 | 2021 | 20-21 | 0 | 0 | 61926.8396 | 61926.8396 | 0 | 0 | 230 | 230 | 633785.5 | 135932 | 137727 | 914283.5 | 0 | 0 | 0.44963 | 0.067733 | 0 | 0 | 0.00167 | 0.00025156
[9 empty] | 2021-05-11 | 2021 | 20-21 | 0 | 0 | 0 | 0 | 0 | 0 | 0 | 0 | 633785.5 | 135932 | 137727 | 914283.5 | 0 | 0 | 0 | 0 | 0 | 0 | 0 | 0
[9 empty] | 2021-05-12 | 2021 | 20-21 | 0 | 0 | 0 | 0 | 0 | 0 | 0 | 0 | 633785.5 | 135932 | 137727 | 914283.5 | 0 | 0 | 0 | 0 | 0 | 0 | 0 | 0
[9 empty] | 2021-05-13 | 2021 | 20-21 | 0 | 0 | 0 | 0 | 0 | 0 | 0 | 0 | 633785.5 | 135932 | 137727 | 914283.5 | 0 | 0 | 0 | 0 | 0 | 0 | 0 | 0
[9 empty] | 2021-05-14 | 2021 | 20-21 | 0 | 0 | 0 | 0 | 0 | 0 | 0 | 0 | 633785.5 | 135932 | 137727 | 914283.5 | 0 | 0 | 0 | 0 | 0 | 0 | 0 | 0
[9 empty] | 2021-05-15 | 2021 | 20-21 | 0 | 0 | 0 | 0 | 0 | 0 | 0 | 0 | 633785.5 | 135932 | 137727 | 914283.5 | 0 | 0 | 0 | 0 | 0 | 0 | 0 | 0
[9 empty] | 2021-05-16 | 2021 | 20-21 | 0 | 0 | 0 | 0 | 0 | 0 | 0 | 0 | 633785.5 | 135932 | 137727 | 914283.5 | 0 | 0 | 0 | 0 | 0 | 0 | 0 | 0
[9 empty] | 2021-05-17 | 2021 | 20-21 | 0 | 0 | 0 | 0 | 0 | 0 | 0 | 0 | 633785.5 | 135932 | 137727 | 914283.5 | 0 | 0 | 0 | 0 | 0 | 0 | 0 | 0
[9 empty] | 2021-05-18 | 2021 | 20-21 | 0 | 0 | 0 | 0 | 0 | 0 | 0 | 0 | 633785.5 | 135932 | 137727 | 914283.5 | 0 | 0 | 0 | 0 | 0 | 0 | 0 | 0
[9 empty] | 2021-05-19 | 2021 | 20-21 | 0 | 0 | 0 | 0 | 0 | 0 | 0 | 0 | 633785.5 | 135932 | 137727 | 914283.5 | 0 | 0 | 0 | 0 | 0 | 0 | 0 | 0
[9 empty] | 2021-05-20 | 2021 | 20-21 | 0 | 0 | 0 | 0 | 0 | 0 | 0 | 0 | 633785.5 | 135932 | 137727 | 914283.5 | 0 | 0 | 0 | 0 | 0 | 0 | 0 | 0
[9 empty] | 2021-05-21 | 2021 | 20-21 | 0 | 0 | 0 | 0 | 0 | 0 | 0 | 0 | 633785.5 | 135932 | 137727 | 914283.5 | 0 | 0 | 0 | 0 | 0 | 0 | 0 | 0
[9 empty] | 2021-05-22 | 2021 | 20-21 | 0 | 0 | 0 | 0 | 0 | 0 | 0 | 0 | 633785.5 | 135932 | 137727 | 914283.5 | 0 | 0 | 0 | 0 | 0 | 0 | 0 | 0
[9 empty] | 2021-05-23 | 2021 | 20-21 | 0 | 0 | 0 | 0 | 0 | 0 | 0 | 0 | 633785.5 | 135932 | 137727 | 914283.5 | 0 | 0 | 0 | 0 | 0 | 0 | 0 | 0
[9 empty] | 2021-05-24 | 2021 | 20-21 | 0 | 0 | 0 | 0 | 0 | 0 | 0 | 0 | 633785.5 | 135932 | 137727 | 914283.5 | 0 | 0 | 0 | 0 | 0 | 0 | 0 | 0
[9 empty] | 2021-05-25 | 2021 | 20-21 | 0 | 0 | 0 | 0 | 0 | 0 | 0 | 0 | 633785.5 | 135932 | 137727 | 914283.5 | 0 | 0 | 0 | 0 | 0 | 0 | 0 | 0
[9 empty] | 2021-05-26 | 2021 | 20-21 | 0 | 0 | 0 | 0 | 0 | 0 | 0 | 0 | 633785.5 | 135932 | 137727 | 914283.5 | 0 | 0 | 0 | 0 | 0 | 0 | 0 | 0
[9 empty] | 2021-05-27 | 2021 | 20-21 | 0 | 0 | 0 | 0 | 0 | 0 | 0 | 0 | 633785.5 | 135932 | 137727 | 914283.5 | 0 | 0 | 0 | 0 | 0 | 0 | 0 | 0
[9 empty] | 2021-05-28 | 2021 | 20-21 | 0 | 0 | 0 | 0 | 0 | 0 | 0 | 0 | 633785.5 | 135932 | 137727 | 914283.5 | 0 | 0 | 0 | 0 | 0 | 0 | 0 | 0
[9 empty] | 2021-05-29 | 2021 | 20-21 | 0 | 0 | 0 | 0 | 0 | 0 | 0 | 0 | 633785.5 | 135932 | 137727 | 914283.5 | 0 | 0 | 0 | 0 | 0 | 0 | 0 | 0
[9 empty] | 2021-05-30 | 2021 | 20-21 | 0 | 0 | 0 | 0 | 0 | 0 | 0 | 0 | 633785.5 | 135932 | 137727 | 914283.5 | 0 | 0 | 0 | 0 | 0 | 0 | 0 | 0
[9 empty] | 2021-05-31 | 2021 | 20-21 | 0 | 0 | 0 | 0 | 0 | 0 | 0 | 0 | 633785.5 | 135932 | 137727 | 914283.5 | 0 | 0 | 0 | 0 | 0 | 0 | 0 | 0
[9 empty] | 2021-06-01 | 2021 | 20-21 | 0 | 0 | 0 | 0 | 0 | 0 | 0 | 0 | 633785.5 | 135932 | 137727 | 914283.5 | 0 | 0 | 0 | 0 | 0 | 0 | 0 | 0
[9 empty] | 2021-06-02 | 2021 | 20-21 | 0 | 0 | 0 | 0 | 0 | 0 | 0 | 0 | 633785.5 | 135932 | 137727 | 914283.5 | 0 | 0 | 0 | 0 | 0 | 0 | 0 | 0
[9 empty] | 2021-06-03 | 2021 | 20-21 | 0 | 0 | 0 | 0 | 0 | 0 | 0 | 0 | 633785.5 | 135932 | 137727 | 914283.5 | 0 | 0 | 0 | 0 | 0 | 0 | 0 | 0
[9 empty] | 2021-06-04 | 2021 | 20-21 | 0 | 0 | 0 | 0 | 0 | 0 | 0 | 0 | 633785.5 | 135932 | 137727 | 914283.5 | 0 | 0 | 0 | 0 | 0 | 0 | 0 | 0
[9 empty] | 2021-06-05 | 2021 | 20-21 | 0 | 0 | 0 | 0 | 0 | 0 | 0 | 0 | 633785.5 | 135932 | 137727 | 914283.5 | 0 | 0 | 0 | 0 | 0 | 0 | 0 | 0
[9 empty] | 2021-06-06 | 2021 | 20-21 | 0 | 0 | 0 | 0 | 0 | 0 | 0 | 0 | 633785.5 | 135932 | 137727 | 914283.5 | 0 | 0 | 0 | 0 | 0 | 0 | 0 | 0
[9 empty] | 2021-06-07 | 2021 | 20-21 | 0 | 0 | 0 | 0 | 0 | 0 | 0 | 0 | 633785.5 | 135932 | 137727 | 914283.5 | 0 | 0 | 0 | 0 | 0 | 0 | 0 | 0
[9 empty] | 2021-06-08 | 2021 | 20-21 | 0 | 0 | 0 | 0 | 0 | 0 | 0 | 0 | 633785.5 | 135932 | 137727 | 914283.5 | 0 | 0 | 0 | 0 | 0 | 0 | 0 | 0
[9 empty] | 2021-06-09 | 2021 | 20-21 | 0 | 0 | 0 | 0 | 0 | 0 | 0 | 0 | 633785.5 | 135932 | 137727 | 914283.5 | 0 | 0 | 0 | 0 | 0 | 0 | 0 | 0
[9 empty] | 2021-06-10 | 2021 | 20-21 | 0 | 0 | 0 | 0 | 0 | 0 | 0 | 0 | 633785.5 | 135932 | 137727 | 914283.5 | 0 | 0 | 0 | 0 | 0 | 0 | 0 | 0
[9 empty] | 2021-06-11 | 2021 | 20-21 | 0 | 0 | 0 | 0 | 0 | 0 | 0 | 0 | 633785.5 | 135932 | 137727 | 914283.5 | 0 | 0 | 0 | 0 | 0 | 0 | 0 | 0
[9 empty] | 2021-06-12 | 2021 | 20-21 | 0 | 0 | 0 | 0 | 0 | 0 | 0 | 0 | 633785.5 | 135932 | 137727 | 914283.5 | 0 | 0 | 0 | 0 | 0 | 0 | 0 | 0
[9 empty] | 2021-06-13 | 2021 | 20-21 | 0 | 0 | 0 | 0 | 0 | 0 | 0 | 0 | 633785.5 | 135932 | 137727 | 914283.5 | 0 | 0 | 0 | 0 | 0 | 0 | 0 | 0
[9 empty] | 2021-06-14 | 2021 | 20-21 | 0 | 0 | 0 | 0 | 0 | 0 | 0 | 0 | 633785.5 | 135932 | 137727 | 914283.5 | 0 | 0 | 0 | 0 | 0 | 0 | 0 | 0
[9 empty] | 2021-06-15 | 2021 | 20-21 | 0 | 0 | 0 | 0 | 0 | 0 | 0 | 0 | 633785.5 | 135932 | 137727 | 914283.5 | 0 | 0 | 0 | 0 | 0 | 0 | 0 | 0
[9 empty] | 2021-06-16 | 2021 | 20-21 | 0 | 0 | 0 | 0 | 0 | 0 | 0 | 0 | 633785.5 | 135932 | 137727 | 914283.5 | 0 | 0 | 0 | 0 | 0 | 0 | 0 | 0
[9 empty] | 2021-06-17 | 2021 | 20-21 | 0 | 0 | 0 | 0 | 0 | 0 | 0 | 0 | 633785.5 | 135932 | 137727 | 914283.5 | 0 | 0 | 0 | 0 | 0 | 0 | 0 | 0
[9 empty] | 2021-06-18 | 2021 | 20-21 | 0 | 0 | 0 | 0 | 0 | 0 | 0 | 0 | 633785.5 | 135932 | 137727 | 914283.5 | 0 | 0 | 0 | 0 | 0 | 0 | 0 | 0
[9 empty] | 2021-06-19 | 2021 | 20-21 | 0 | 0 | 0 | 0 | 0 | 0 | 0 | 0 | 633785.5 | 135932 | 137727 | 914283.5 | 0 | 0 | 0 | 0 | 0 | 0 | 0 | 0
[9 empty] | 2021-06-20 | 2021 | 20-21 | 0 | 0 | 0 | 0 | 0 | 0 | 0 | 0 | 633785.5 | 135932 | 137727 | 914283.5 | 0 | 0 | 0 | 0 | 0 | 0 | 0 | 0
[9 empty] | 2021-06-21 | 2021 | 20-21 | 0 | 0 | 0 | 0 | 0 | 0 | 0 | 0 | 633785.5 | 135932 | 137727 | 914283.5 | 0 | 0 | 0 | 0 | 0 | 0 | 0 | 0
[9 empty] | 2021-06-22 | 2021 | 20-21 | 0 | 0 | 0 | 0 | 0 | 0 | 0 | 0 | 633785.5 | 135932 | 137727 | 914283.5 | 0 | 0 | 0 | 0 | 0 | 0 | 0 | 0
[9 empty] | 2021-06-23 | 2021 | 20-21 | 0 | 0 | 0 | 0 | 0 | 0 | 0 | 0 | 633785.5 | 135932 | 137727 | 914283.5 | 0 | 0 | 0 | 0 | 0 | 0 | 0 | 0
[9 empty] | 2021-06-24 | 2021 | 20-21 | 0 | 0 | 0 | 0 | 0 | 0 | 0 | 0 | 633785.5 | 135932 | 137727 | 914283.5 | 0 | 0 | 0 | 0 | 0 | 0 | 0 | 0
[9 empty] | 2021-06-25 | 2021 | 20-21 | 0 | 0 | 0 | 0 | 0 | 0 | 0 | 0 | 633785.5 | 135932 | 137727 | 914283.5 | 0 | 0 | 0 | 0 | 0 | 0 | 0 | 0
[9 empty] | 2021-06-26 | 2021 | 20-21 | 0 | 0 | 0 | 0 | 0 | 0 | 0 | 0 | 633785.5 | 135932 | 137727 | 914283.5 | 0 | 0 | 0 | 0 | 0 | 0 | 0 | 0
[9 empty] | 2021-06-27 | 2021 | 20-21 | 0 | 0 | 0 | 0 | 0 | 0 | 0 | 0 | 633785.5 | 135932 | 137727 | 914283.5 | 0 | 0 | 0 | 0 | 0 | 0 | 0 | 0
[9 empty] | 2021-06-28 | 2021 | 20-21 | 0 | 0 | 0 | 0 | 0 | 0 | 0 | 0 | 633785.5 | 135932 | 137727 | 914283.5 | 0 | 0 | 0 | 0 | 0 | 0 | 0 | 0
[9 empty] | 2021-06-29 | 2021 | 20-21 | 0 | 0 | 0 | 0 | 0 | 0 | 0 | 0 | 633785.5 | 135932 | 137727 | 914283.5 | 0 | 0 | 0 | 0 | 0 | 0 | 0 | 0
[9 empty] | 2021-06-30 | 2021 | 20-21 | 0 | 0 | 0 | 0 | 0 | 0 | 0 | 0 | 633785.5 | 135932 | 137727 | 914283.5 | 0 | 0 | 0 | 0 | 0 | 0 | 0 | 0
[9 empty] | 2021-07-01 | 2022 | 21-22 | 0 | 0 | 0 | 0 | 0 | 0 | 0 | 0 | 637122.5 | 137471.5 | 137951 | 919368.5 | 0 | 0 | 0 | 0 | 0 | 0 | 0 | 0
[9 empty] | 2021-07-02 | 2022 | 21-22 | 0 | 0 | 0 | 0 | 0 | 0 | 0 | 0 | 637122.5 | 137471.5 | 137951 | 919368.5 | 0 | 0 | 0 | 0 | 0 | 0 | 0 | 0
[9 empty] | 2021-07-03 | 2022 | 21-22 | 0 | 0 | 0 | 0 | 0 | 0 | 0 | 0 | 637122.5 | 137471.5 | 137951 | 919368.5 | 0 | 0 | 0 | 0 | 0 | 0 | 0 | 0
[9 empty] | 2021-07-04 | 2022 | 21-22 | 0 | 0 | 0 | 0 | 0 | 0 | 0 | 0 | 637122.5 | 137471.5 | 137951 | 919368.5 | 0 | 0 | 0 | 0 | 0 | 0 | 0 | 0
[9 empty] | 2021-07-05 | 2022 | 21-22 | 0 | 0 | 0 | 0 | 0 | 0 | 0 | 0 | 637122.5 | 137471.5 | 137951 | 919368.5 | 0 | 0 | 0 | 0 | 0 | 0 | 0 | 0
[9 empty] | 2021-07-06 | 2022 | 21-22 | 0 | 0 | 0 | 0 | 0 | 0 | 0 | 0 | 637122.5 | 137471.5 | 137951 | 919368.5 | 0 | 0 | 0 | 0 | 0 | 0 | 0 | 0
[9 empty] | 2021-07-07 | 2022 | 21-22 | 0 | 0 | 0 | 0 | 0 | 0 | 0 | 0 | 637122.5 | 137471.5 | 137951 | 919368.5 | 0 | 0 | 0 | 0 | 0 | 0 | 0 | 0
[9 empty] | 2021-07-08 | 2022 | 21-22 | 0 | 0 | 0 | 0 | 0 | 0 | 0 | 0 | 637122.5 | 137471.5 | 137951 | 919368.5 | 0 | 0 | 0 | 0 | 0 | 0 | 0 | 0
[9 empty] | 2021-07-09 | 2022 | 21-22 | 0 | 0 | 0 | 0 | 0 | 0 | 0 | 0 | 637122.5 | 137471.5 | 137951 | 919368.5 | 0 | 0 | 0 | 0 | 0 | 0 | 0 | 0
[9 empty] | 2021-07-10 | 2022 | 21-22 | 0 | 0 | 0 | 0 | 0 | 0 | 0 | 0 | 637122.5 | 137471.5 | 137951 | 919368.5 | 0 | 0 | 0 | 0 | 0 | 0 | 0 | 0
[9 empty] | 2021-07-11 | 2022 | 21-22 | 0 | 0 | 0 | 0 | 0 | 0 | 0 | 0 | 637122.5 | 137471.5 | 137951 | 919368.5 | 0 | 0 | 0 | 0 | 0 | 0 | 0 | 0
[9 empty] | 2021-07-12 | 2022 | 21-22 | 0 | 0 | 0 | 0 | 0 | 0 | 0 | 0 | 637122.5 | 137471.5 | 137951 | 919368.5 | 0 | 0 | 0 | 0 | 0 | 0 | 0 | 0
[9 empty] | 2021-07-13 | 2022 | 21-22 | 0 | 0 | 0 | 0 | 0 | 0 | 0 | 0 | 637122.5 | 137471.5 | 137951 | 919368.5 | 0 | 0 | 0 | 0 | 0 | 0 | 0 | 0
[9 empty] | 2021-07-14 | 2022 | 21-22 | 0 | 0 | 0 | 0 | 0 | 0 | 0 | 0 | 637122.5 | 137471.5 | 137951 | 919368.5 | 0 | 0 | 0 | 0 | 0 | 0 | 0 | 0
[9 empty] | 2021-07-15 | 2022 | 21-22 | 0 | 0 | 0 | 0 | 0 | 0 | 0 | 0 | 637122.5 | 137471.5 | 137951 | 919368.5 | 0 | 0 | 0 | 0 | 0 | 0 | 0 | 0
[9 empty] | 2021-07-16 | 2022 |  | 0 | 0 | 0 | 0 | 0 | 0 | 0 | 0 | 637122.5 | 137471.5 | 137951 | 919368.5 | 0 | 0 | 0 | 0 | 0 | 0 | 0 | 0
[9 empty] | 2021-07-17 | 2022 | 21-22 | 0 | 0 | 0 | 0 | 0 | 0 | 0 | 0 | 637122.5 | 137471.5 | 137951 | 919368.5 | 0 | 0 | 0 | 0 | 0 | 0 | 0 | 0
[9 empty] | 2021-07-18 | 2022 | 21-22 | 0 | 0 | 0 | 0 | 0 | 0 | 0 | 0 | 637122.5 | 137471.5 | 137951 | 919368.5 | 0 | 0 | 0 | 0 | 0 | 0 | 0 | 0
[9 empty] | 2021-07-19 | 2022 | 21-22 | 0 | 0 | 0 | 0 | 0 | 0 | 0 | 0 | 637122.5 | 137471.5 | 137951 | 919368.5 | 0 | 0 | 0 | 0 | 0 | 0 | 0 | 0
[9 empty] | 2021-07-20 | 2022 | 21-22 | 0 | 0 | 0 | 0 | 0 | 0 | 0 | 0 | 637122.5 | 137471.5 | 137951 | 919368.5 | 0 | 0 | 0 | 0 | 0 | 0 | 0 | 0
[9 empty] | 2021-07-21 | 2022 | 21-22 | 0 | 0 | 0 | 0 | 0 | 0 | 0 | 0 | 637122.5 | 137471.5 | 137951 | 919368.5 | 0 | 0 | 0 | 0 | 0 | 0 | 0 | 0
[9 empty] | 2021-07-22 | 2022 | 21-22 | 0 | 0 | 0 | 0 | 0 | 0 | 0 | 0 | 637122.5 | 137471.5 | 137951 | 919368.5 | 0 | 0 | 0 | 0 | 0 | 0 | 0 | 0
[9 empty] | 2021-07-23 | 2022 | 21-22 | 0 | 0 | 0 | 0 | 0 | 0 | 0 | 0 | 637122.5 | 137471.5 | 137951 | 919368.5 | 0 | 0 | 0 | 0 | 0 | 0 | 0 | 0
[9 empty] | 2021-07-24 | 2022 |  | 0 | 0 | 0 | 0 | 0 | 0 | 0 | 0 | 637122.5 | 137471.5 | 137951 | 919368.5 | 0 | 0 | 0 | 0 | 0 | 0 | 0 | 0
[9 empty] | 2021-07-25 | 2022 | 21-22 | 0 | 0 | 0 | 0 | 0 | 0 | 0 | 0 | 637122.5 | 137471.5 | 137951 | 919368.5 | 0 | 0 | 0 | 0 | 0 | 0 | 0 | 0
[9 empty] | 2021-07-26 | 2022 | 21-22 | 0 | 0 | 0 | 0 | 0 | 0 | 0 | 0 | 637122.5 | 137471.5 | 137951 | 919368.5 | 0 | 0 | 0 | 0 | 0 | 0 | 0 | 0
[9 empty] | 2021-07-27 | 2022 | 21-22 | 0 | 0 | 0 | 0 | 0 | 0 | 0 | 0 | 637122.5 | 137471.5 | 137951 | 919368.5 | 0 | 0 | 0 | 0 | 0 | 0 | 0 | 0
[9 empty] | 2021-07-28 | 2022 | 21-22 | 0 | 0 | 0 | 0 | 0 | 0 | 0 | 0 | 637122.5 | 137471.5 | 137951 | 919368.5 | 0 | 0 | 0 | 0 | 0 | 0 | 0 | 0
[9 empty] | 2021-07-29 | 2022 | 21-22 | 0 | 0 | 0 | 0 | 0 | 0 | 0 | 0 | 637122.5 | 137471.5 | 137951 | 919368.5 | 0 | 0 | 0 | 0 | 0 | 0 | 0 | 0
[9 empty] | 2021-07-30 | 2022 | 21-22 | 0 | 0 | 0 | 0 | 0 | 0 | 0 | 0 | 637122.5 | 137471.5 | 137951 | 919368.5 | 0 | 0 | 0 | 0 | 0 | 0 | 0 | 0
[9 empty] | 2021-07-31 | 2022 | 21-22 | 0 | 0 | 0 | 0 | 0 | 0 | 0 | 0 | 637122.5 | 137471.5 | 137951 | 919368.5 | 0 | 0 | 0 | 0 | 0 | 0 | 0 | 0
[9 empty] | 2021-08-01 | 2022 | 21-22 | 0 | 0 | 0 | 0 | 0 | 0 | 0 | 0 | 637122.5 | 137471.5 | 137951 | 919368.5 | 0 | 0 | 0 | 0 | 0 | 0 | 0 | 0
[9 empty] | 2021-08-02 | 2022 | 21-22 | 0 | 0 | 0 | 0 | 0 | 0 | 0 | 0 | 637122.5 | 137471.5 | 137951 | 919368.5 | 0 | 0 | 0 | 0 | 0 | 0 | 0 | 0
[9 empty] | 2021-08-03 | 2022 | 21-22 | 0 | 0 | 0 | 0 | 0 | 0 | 0 | 0 | 637122.5 | 137471.5 | 137951 | 919368.5 | 0 | 0 | 0 | 0 | 0 | 0 | 0 | 0
[9 empty] | 2021-08-04 | 2022 | 21-22 | 0 | 0 | 0 | 0 | 0 | 0 | 0 | 0 | 637122.5 | 137471.5 | 137951 | 919368.5 | 0 | 0 | 0 | 0 | 0 | 0 | 0 | 0
[9 empty] | 2021-08-05 | 2022 | 21-22 | 0 | 0 | 0 | 0 | 0 | 0 | 0 | 0 | 637122.5 | 137471.5 | 137951 | 919368.5 | 0 | 0 | 0 | 0 | 0 | 0 | 0 | 0
[9 empty] | 2021-08-06 | 2022 | 21-22 | 0 | 0 | 0 | 0 | 0 | 0 | 0 | 0 | 637122.5 | 137471.5 | 137951 | 919368.5 | 0 | 0 | 0 | 0 | 0 | 0 | 0 | 0
[9 empty] | 2021-08-07 | 2022 | 21-22 | 0 | 0 | 0 | 0 | 0 | 0 | 0 | 0 | 637122.5 | 137471.5 | 137951 | 919368.5 | 0 | 0 | 0 | 0 | 0 | 0 | 0 | 0
[9 empty] | 2021-08-08 | 2022 | 21-22 | 0 | 0 | 0 | 0 | 0 | 0 | 0 | 0 | 637122.5 | 137471.5 | 137951 | 919368.5 | 0 | 0 | 0 | 0 | 0 | 0 | 0 | 0
[9 empty] | 2021-08-09 | 2022 | 21-22 | 0 | 0 | 0 | 0 | 0 | 0 | 0 | 0 | 637122.5 | 137471.5 | 137951 | 919368.5 | 0 | 0 | 0 | 0 | 0 | 0 | 0 | 0
[9 empty] | 2021-08-10 | 2022 | 21-22 | 0 | 0 | 0 | 0 | 0 | 0 | 0 | 0 | 637122.5 | 137471.5 | 137951 | 919368.5 | 0 | 0 | 0 | 0 | 0 | 0 | 0 | 0
[9 empty] | 2021-08-11 | 2022 | 21-22 | 0 | 0 | 0 | 0 | 0 | 0 | 0 | 0 | 637122.5 | 137471.5 | 137951 | 919368.5 | 0 | 0 | 0 | 0 | 0 | 0 | 0 | 0
[9 empty] | 2021-08-12 | 2022 | 21-22 | 0 | 0 | 0 | 0 | 0 | 0 | 0 | 0 | 637122.5 | 137471.5 | 137951 | 919368.5 | 0 | 0 | 0 | 0 | 0 | 0 | 0 | 0
[9 empty] | 2021-08-13 | 2022 | 21-22 | 0 | 0 | 0 | 0 | 0 | 0 | 0 | 0 | 637122.5 | 137471.5 | 137951 | 919368.5 | 0 | 0 | 0 | 0 | 0 | 0 | 0 | 0
[9 empty] | 2021-08-14 | 2022 | 21-22 | 0 | 0 | 0 | 0 | 0 | 0 | 0 | 0 | 637122.5 | 137471.5 | 137951 | 919368.5 | 0 | 0 | 0 | 0 | 0 | 0 | 0 | 0
[9 empty] | 2021-08-15 | 2022 | 21-22 | 0 | 0 | 0 | 0 | 0 | 0 | 0 | 0 | 637122.5 | 137471.5 | 137951 | 919368.5 | 0 | 0 | 0 | 0 | 0 | 0 | 0 | 0
[9 empty] | 2021-08-16 | 2022 | 21-22 | 0 | 0 | 0 | 0 | 0 | 0 | 0 | 0 | 637122.5 | 137471.5 | 137951 | 919368.5 | 0 | 0 | 0 | 0 | 0 | 0 | 0 | 0
[9 empty] | 2021-08-17 | 2022 | 21-22 | 0 | 0 | 0 | 0 | 0 | 0 | 0 | 0 | 637122.5 | 137471.5 | 137951 | 919368.5 | 0 | 0 | 0 | 0 | 0 | 0 | 0 | 0
[9 empty] | 2021-08-18 | 2022 | 21-22 | 0 | 0 | 0 | 0 | 0 | 0 | 0 | 0 | 637122.5 | 137471.5 | 137951 | 919368.5 | 0 | 0 | 0 | 0 | 0 | 0 | 0 | 0
[9 empty] | 2021-08-19 | 2022 | 21-22 | 0 | 0 | 0 | 0 | 0 | 0 | 0 | 0 | 637122.5 | 137471.5 | 137951 | 919368.5 | 0 | 0 | 0 | 0 | 0 | 0 | 0 | 0
[9 empty] | 2021-08-20 | 2022 | 21-22 | 0 | 0 | 0 | 0 | 0 | 0 | 0 | 0 | 637122.5 | 137471.5 | 137951 | 919368.5 | 0 | 0 | 0 | 0 | 0 | 0 | 0 | 0
[9 empty] | 2021-08-21 | 2022 | 21-22 | 0 | 0 | 0 | 0 | 0 | 0 | 0 | 0 | 637122.5 | 137471.5 | 137951 | 919368.5 | 0 | 0 | 0 | 0 | 0 | 0 | 0 | 0
[9 empty] | 2021-08-22 | 2022 | 21-22 | 0 | 0 | 0 | 0 | 0 | 0 | 0 | 0 | 637122.5 | 137471.5 | 137951 | 919368.5 | 0 | 0 | 0 | 0 | 0 | 0 | 0 | 0
[9 empty] | 2021-08-23 | 2022 | 21-22 | 0 | 0 | 0 | 0 | 0 | 0 | 0 | 0 | 637122.5 | 137471.5 | 137951 | 919368.5 | 0 | 0 | 0 | 0 | 0 | 0 | 0 | 0
[9 empty] | 2021-08-24 | 2022 | 21-22 | 0 | 0 | 0 | 0 | 0 | 0 | 0 | 0 | 637122.5 | 137471.5 | 137951 | 919368.5 | 0 | 0 | 0 | 0 | 0 | 0 | 0 | 0
[9 empty] | 2021-08-25 | 2022 | 21-22 | 0 | 0 | 0 | 0 | 0 | 0 | 0 | 0 | 637122.5 | 137471.5 | 137951 | 919368.5 | 0 | 0 | 0 | 0 | 0 | 0 | 0 | 0
[9 empty] | 2021-08-26 | 2022 | 21-22 | 0 | 0 | 0 | 0 | 0 | 0 | 0 | 0 | 637122.5 | 137471.5 | 137951 | 919368.5 | 0 | 0 | 0 | 0 | 0 | 0 | 0 | 0
[9 empty] | 2021-08-27 | 2022 | 21-22 | 0 | 0 | 0 | 0 | 0 | 0 | 0 | 0 | 637122.5 | 137471.5 | 137951 | 919368.5 | 0 | 0 | 0 | 0 | 0 | 0 | 0 | 0
[9 empty] | 2021-08-28 | 2022 | 21-22 | 0 | 0 | 0 | 0 | 0 | 0 | 0 | 0 | 637122.5 | 137471.5 | 137951 | 919368.5 | 0 | 0 | 0 | 0 | 0 | 0 | 0 | 0
[9 empty] | 2021-08-29 | 2022 | 21-22 | 0 | 0 | 0 | 0 | 0 | 0 | 0 | 0 | 637122.5 | 137471.5 | 137951 | 919368.5 | 0 | 0 | 0 | 0 | 0 | 0 | 0 | 0
[9 empty] | 2021-08-30 | 2022 | 21-22 | 0 | 0 | 0 | 0 | 0 | 0 | 0 | 0 | 637122.5 | 137471.5 | 137951 | 919368.5 | 0 | 0 | 0 | 0 | 0 | 0 | 0 | 0
[9 empty] | 2021-08-31 | 2022 | 21-22 | 0 | 0 | 0 | 0 | 0 | 0 | 0 | 0 | 637122.5 | 137471.5 | 137951 | 919368.5 | 0 | 0 | 0 | 0 | 0 | 0 | 0 | 0
[9 empty] | 2021-09-01 | 2022 | 21-22 | 0 | 0 | 0 | 0 | 0 | 0 | 0 | 0 | 637122.5 | 137471.5 | 137951 | 919368.5 | 0 | 0 | 0 | 0 | 0 | 0 | 0 | 0
[9 empty] | 2021-09-02 | 2022 | 21-22 | 0 | 0 | 0 | 0 | 0 | 0 | 0 | 0 | 637122.5 | 137471.5 | 137951 | 919368.5 | 0 | 0 | 0 | 0 | 0 | 0 | 0 | 0
[9 empty] | 2021-09-03 | 2022 | 21-22 | 0 | 0 | 0 | 0 | 0 | 0 | 0 | 0 | 637122.5 | 137471.5 | 137951 | 919368.5 | 0 | 0 | 0 | 0 | 0 | 0 | 0 | 0
[9 empty] | 2021-09-04 | 2022 | 21-22 | 0 | 0 | 0 | 0 | 0 | 0 | 0 | 0 | 637122.5 | 137471.5 | 137951 | 919368.5 | 0 | 0 | 0 | 0 | 0 | 0 | 0 | 0
[9 empty] | 2021-09-05 | 2022 | 21-22 | 0 | 0 | 0 | 0 | 0 | 0 | 0 | 0 | 637122.5 | 137471.5 | 137951 | 919368.5 | 0 | 0 | 0 | 0 | 0 | 0 | 0 | 0
[9 empty] | 2021-09-06 | 2022 | 21-22 | 0 | 0 | 0 | 0 | 0 | 0 | 0 | 0 | 637122.5 | 137471.5 | 137951 | 919368.5 | 0 | 0 | 0 | 0 | 0 | 0 | 0 | 0
[9 empty] | 2021-09-07 | 2022 | 21-22 | 0 | 0 | 0 | 0 | 0 | 0 | 0 | 0 | 637122.5 | 137471.5 | 137951 | 919368.5 | 0 | 0 | 0 | 0 | 0 | 0 | 0 | 0
[9 empty] | 2021-09-08 | 2022 | 21-22 | 0 | 0 | 0 | 0 | 0 | 0 | 0 | 0 | 637122.5 | 137471.5 | 137951 | 919368.5 | 0 | 0 | 0 | 0 | 0 | 0 | 0 | 0
[9 empty] | 2021-09-09 | 2022 | 21-22 | 0 | 0 | 0 | 0 | 0 | 0 | 0 | 0 | 637122.5 | 137471.5 | 137951 | 919368.5 | 0 | 0 | 0 | 0 | 0 | 0 | 0 | 0
[9 empty] | 2021-09-10 | 2022 | 21-22 | 0 | 0 | 0 | 0 | 0 | 0 | 0 | 0 | 637122.5 | 137471.5 | 137951 | 919368.5 | 0 | 0 | 0 | 0 | 0 | 0 | 0 | 0
[9 empty] | 2021-09-11 | 2022 | 21-22 | 0 | 0 | 0 | 0 | 0 | 0 | 0 | 0 | 637122.5 | 137471.5 | 137951 | 919368.5 | 0 | 0 | 0 | 0 | 0 | 0 | 0 | 0
[9 empty] | 2021-09-12 | 2022 | 21-22 | 0 | 0 | 0 | 0 | 0 | 0 | 0 | 0 | 637122.5 | 137471.5 | 137951 | 919368.5 | 0 | 0 | 0 | 0 | 0 | 0 | 0 | 0
[9 empty] | 2021-09-13 | 2022 | 21-22 | 0 | 0 | 0 | 0 | 0 | 0 | 0 | 0 | 637122.5 | 137471.5 | 137951 | 919368.5 | 0 | 0 | 0 | 0 | 0 | 0 | 0 | 0
[9 empty] | 2021-09-14 | 2022 | 21-22 | 0 | 0 | 0 | 0 | 0 | 0 | 0 | 0 | 637122.5 | 137471.5 | 137951 | 919368.5 | 0 | 0 | 0 | 0 | 0 | 0 | 0 | 0
[9 empty] | 2021-09-15 | 2022 | 21-22 | 0 | 0 | 0 | 0 | 0 | 0 | 0 | 0 | 637122.5 | 137471.5 | 137951 | 919368.5 | 0 | 0 | 0 | 0 | 0 | 0 | 0 | 0
[9 empty] | 2021-09-16 | 2022 | 21-22 | 0 | 0 | 0 | 0 | 0 | 0 | 0 | 0 | 637122.5 | 137471.5 | 137951 | 919368.5 | 0 | 0 | 0 | 0 | 0 | 0 | 0 | 0
[9 empty] | 2021-09-17 | 2022 | 21-22 | 0 | 0 | 0 | 0 | 0 | 0 | 0 | 0 | 637122.5 | 137471.5 | 137951 | 919368.5 | 0 | 0 | 0 | 0 | 0 | 0 | 0 | 0
[9 empty] | 2021-09-18 | 2022 | 21-22 | 0 | 0 | 0 | 0 | 0 | 0 | 0 | 0 | 637122.5 | 137471.5 | 137951 | 919368.5 | 0 | 0 | 0 | 0 | 0 | 0 | 0 | 0
[9 empty] | 2021-09-19 | 2022 | 21-22 | 0 | 0 | 0 | 0 | 0 | 0 | 0 | 0 | 637122.5 | 137471.5 | 137951 | 919368.5 | 0 | 0 | 0 | 0 | 0 | 0 | 0 | 0
[9 empty] | 2021-09-20 | 2022 | 21-22 | 0 | 0 | 0 | 0 | 0 | 0 | 0 | 0 | 637122.5 | 137471.5 | 137951 | 919368.5 | 0 | 0 | 0 | 0 | 0 | 0 | 0 | 0
[9 empty] | 2021-09-21 | 2022 | 21-22 | 0 | 0 | 0 | 0 | 0 | 0 | 0 | 0 | 637122.5 | 137471.5 | 137951 | 919368.5 | 0 | 0 | 0 | 0 | 0 | 0 | 0 | 0
[9 empty] | 2021-09-22 | 2022 | 21-22 | 0 | 0 | 0 | 0 | 0 | 0 | 0 | 0 | 637122.5 | 137471.5 | 137951 | 919368.5 | 0 | 0 | 0 | 0 | 0 | 0 | 0 | 0
[9 empty] | 2021-09-23 | 2022 | 21-22 | 0 | 0 | 0 | 0 | 0 | 0 | 0 | 0 | 637122.5 | 137471.5 | 137951 | 919368.5 | 0 | 0 | 0 | 0 | 0 | 0 | 0 | 0
[9 empty] | 2021-09-24 | 2022 | 21-22 | 0 | 0 | 0 | 0 | 0 | 0 | 0 | 0 | 637122.5 | 137471.5 | 137951 | 919368.5 | 0 | 0 | 0 | 0 | 0 | 0 | 0 | 0
[9 empty] | 2021-09-25 | 2022 | 21-22 | 0 | 0 | 0 | 0 | 0 | 0 | 0 | 0 | 637122.5 | 137471.5 | 137951 | 919368.5 | 0 | 0 | 0 | 0 | 0 | 0 | 0 | 0
[9 empty] | 2021-09-26 | 2022 | 21-22 | 0 | 0 | 0 | 0 | 0 | 0 | 0 | 0 | 637122.5 | 137471.5 | 137951 | 919368.5 | 0 | 0 | 0 | 0 | 0 | 0 | 0 | 0
[9 empty] | 2021-09-27 | 2022 | 21-22 | 0 | 0 | 0 | 0 | 0 | 0 | 0 | 0 | 637122.5 | 137471.5 | 137951 | 919368.5 | 0 | 0 | 0 | 0 | 0 | 0 | 0 | 0
[9 empty] | 2021-09-28 | 2022 | 21-22 | 0 | 0 | 0 | 0 | 0 | 0 | 0 | 0 | 637122.5 | 137471.5 | 137951 | 919368.5 | 0 | 0 | 0 | 0 | 0 | 0 | 0 | 0
[9 empty] | 2021-09-29 | 2022 | 21-22 | 0 | 0 | 0 | 0 | 0 | 0 | 0 | 0 | 637122.5 | 137471.5 | 137951 | 919368.5 | 0 | 0 | 0 | 0 | 0 | 0 | 0 | 0
[9 empty] | 2021-09-30 | 2022 | 21-22 | 0 | 0 | 0 | 0 | 0 | 0 | 0 | 0 | 637122.5 | 137471.5 | 137951 | 919368.5 | 0 | 0 | 0 | 0 | 0 | 0 | 0 | 0
[9 empty] | 2021-10-01 | 2022 | 21-22 | 0 | 0 | 0 | 0 | 0 | 0 | 0 | 0 | 637122.5 | 137471.5 | 137951 | 919368.5 | 0 | 0 | 0 | 0 | 0 | 0 | 0 | 0
[9 empty] | 2021-10-02 | 2022 | 21-22 | 0 | 0 | 0 | 0 | 0 | 0 | 0 | 0 | 637122.5 | 137471.5 | 137951 | 919368.5 | 0 | 0 | 0 | 0 | 0 | 0 | 0 | 0
[9 empty] | 2021-10-03 | 2022 | 21-22 | 0 | 0 | 0 | 0 | 0 | 0 | 0 | 0 | 637122.5 | 137471.5 | 137951 | 919368.5 | 0 | 0 | 0 | 0 | 0 | 0 | 0 | 0
[9 empty] | 2021-10-04 | 2022 | 21-22 | 0 | 0 | 0 | 0 | 0 | 0 | 0 | 0 | 637122.5 | 137471.5 | 137951 | 919368.5 | 0 | 0 | 0 | 0 | 0 | 0 | 0 | 0
[9 empty] | 2021-10-05 | 2022 | 21-22 | 0 | 0 | 0 | 0 | 0 | 0 | 0 | 0 | 637122.5 | 137471.5 | 137951 | 919368.5 | 0 | 0 | 0 | 0 | 0 | 0 | 0 | 0
[9 empty] | 2021-10-06 | 2022 | 21-22 | 0 | 0 | 0 | 0 | 0 | 0 | 0 | 0 | 637122.5 | 137471.5 | 137951 | 919368.5 | 0 | 0 | 0 | 0 | 0 | 0 | 0 | 0
[9 empty] | 2021-10-07 | 2022 | 21-22 | 0 | 0 | 0 | 0 | 0 | 0 | 0 | 0 | 637122.5 | 137471.5 | 137951 | 919368.5 | 0 | 0 | 0 | 0 | 0 | 0 | 0 | 0
[9 empty] | 2021-10-08 | 2022 | 21-22 | 0 | 0 | 0 | 0 | 0 | 0 | 0 | 0 | 637122.5 | 137471.5 | 137951 | 919368.5 | 0 | 0 | 0 | 0 | 0 | 0 | 0 | 0
[9 empty] | 2021-10-09 | 2022 | 21-22 | 0 | 0 | 0 | 0 | 0 | 0 | 0 | 0 | 637122.5 | 137471.5 | 137951 | 919368.5 | 0 | 0 | 0 | 0 | 0 | 0 | 0 | 0
[9 empty] | 2021-10-10 | 2022 | 21-22 | 0 | 0 | 0 | 0 | 0 | 0 | 0 | 0 | 637122.5 | 137471.5 | 137951 | 919368.5 | 0 | 0 | 0 | 0 | 0 | 0 | 0 | 0
[9 empty] | 2021-10-11 | 2022 | 21-22 | 0 | 0 | 0 | 0 | 0 | 0 | 0 | 0 | 637122.5 | 137471.5 | 137951 | 919368.5 | 0 | 0 | 0 | 0 | 0 | 0 | 0 | 0
[9 empty] | 2021-10-12 | 2022 | 21-22 | 0 | 0 | 0 | 0 | 0 | 0 | 0 | 0 | 637122.5 | 137471.5 | 137951 | 919368.5 | 0 | 0 | 0 | 0 | 0 | 0 | 0 | 0
[9 empty] | 2021-10-13 | 2022 | 21-22 | 0 | 0 | 0 | 0 | 0 | 0 | 0 | 0 | 637122.5 | 137471.5 | 137951 | 919368.5 | 0 | 0 | 0 | 0 | 0 | 0 | 0 | 0
[9 empty] | 2021-10-14 | 2022 | 21-22 | 0 | 0 | 0 | 0 | 0 | 0 | 0 | 0 | 637122.5 | 137471.5 | 137951 | 919368.5 | 0 | 0 | 0 | 0 | 0 | 0 | 0 | 0
[9 empty] | 2021-10-15 | 2022 | 21-22 | 0 | 0 | 0 | 0 | 0 | 0 | 0 | 0 | 637122.5 | 137471.5 | 137951 | 919368.5 | 0 | 0 | 0 | 0 | 0 | 0 | 0 | 0
[9 empty] | 2021-10-16 | 2022 | 21-22 | 0 | 0 | 0 | 0 | 0 | 0 | 0 | 0 | 637122.5 | 137471.5 | 137951 | 919368.5 | 0 | 0 | 0 | 0 | 0 | 0 | 0 | 0
[9 empty] | 2021-10-17 | 2022 | 21-22 | 0 | 0 | 0 | 0 | 0 | 0 | 0 | 0 | 637122.5 | 137471.5 | 137951 | 919368.5 | 0 | 0 | 0 | 0 | 0 | 0 | 0 | 0
[9 empty] | 2021-10-18 | 2022 | 21-22 | 0 | 0 | 0 | 0 | 0 | 0 | 0 | 0 | 637122.5 | 137471.5 | 137951 | 919368.5 | 0 | 0 | 0 | 0 | 0 | 0 | 0 | 0
[9 empty] | 2021-10-19 | 2022 | 21-22 | 0 | 0 | 0 | 0 | 0 | 0 | 0 | 0 | 637122.5 | 137471.5 | 137951 | 919368.5 | 0 | 0 | 0 | 0 | 0 | 0 | 0 | 0
[9 empty] | 2021-10-20 | 2022 | 21-22 | 0 | 0 | 0 | 0 | 0 | 0 | 0 | 0 | 637122.5 | 137471.5 | 137951 | 919368.5 | 0 | 0 | 0 | 0 | 0 | 0 | 0 | 0
[9 empty] | 2021-10-21 | 2022 | 21-22 | 0 | 0 | 0 | 0 | 0 | 0 | 0 | 0 | 637122.5 | 137471.5 | 137951 | 919368.5 | 0 | 0 | 0 | 0 | 0 | 0 | 0 | 0
[9 empty] | 2021-10-22 | 2022 | 21-22 | 0 | 0 | 0 | 0 | 0 | 0 | 0 | 0 | 637122.5 | 137471.5 | 137951 | 919368.5 | 0 | 0 | 0 | 0 | 0 | 0 | 0 | 0
[9 empty] | 2021-10-23 | 2022 | 21-22 | 0 | 0 | 0 | 0 | 0 | 0 | 0 | 0 | 637122.5 | 137471.5 | 137951 | 919368.5 | 0 | 0 | 0 | 0 | 0 | 0 | 0 | 0
[9 empty] | 2021-10-24 | 2022 | 21-22 | 0 | 0 | 0 | 0 | 0 | 0 | 0 | 0 | 637122.5 | 137471.5 | 137951 | 919368.5 | 0 | 0 | 0 | 0 | 0 | 0 | 0 | 0
[9 empty] | 2021-10-25 | 2022 | 21-22 | 0 | 0 | 0 | 0 | 0 | 0 | 0 | 0 | 637122.5 | 137471.5 | 137951 | 919368.5 | 0 | 0 | 0 | 0 | 0 | 0 | 0 | 0
[9 empty] | 2021-10-26 | 2022 | 21-22 | 0 | 0 | 0 | 0 | 0 | 0 | 0 | 0 | 637122.5 | 137471.5 | 137951 | 919368.5 | 0 | 0 | 0 | 0 | 0 | 0 | 0 | 0
[9 empty] | 2021-10-27 | 2022 | 21-22 | 0 | 0 | 0 | 0 | 0 | 0 | 0 | 0 | 637122.5 | 137471.5 | 137951 | 919368.5 | 0 | 0 | 0 | 0 | 0 | 0 | 0 | 0
[9 empty] | 2021-10-28 | 2022 |  | 0 | 0 | 127726.8 | 127726.8 | 0 | 0 | 792 | 792 | 637122.5 | 137471.5 | 137951 | 919368.5 | 0 | 0 | 0.92589 | 0.13893 | 0 | 0 | 0.0057412 | 0.00086146
[9 empty] | 2021-10-29 | 2022 | 21-22 | 0 | 0 | 200458.6633 | 200458.6633 | 0 | 0 | 604 | 604 | 637122.5 | 137471.5 | 137951 | 919368.5 | 0 | 0 | 1.4531 | 0.21804 | 0 | 0 | 0.0043784 | 0.00065697
[9 empty] | 2021-10-30 | 2022 | 21-22 | 0 | 0 | 0 | 0 | 0 | 0 | 0 | 0 | 637122.5 | 137471.5 | 137951 | 919368.5 | 0 | 0 | 0 | 0 | 0 | 0 | 0 | 0
[9 empty] | 2021-10-31 | 2022 | 21-22 | 0 | 0 | 0 | 0 | 0 | 0 | 0 | 0 | 637122.5 | 137471.5 | 137951 | 919368.5 | 0 | 0 | 0 | 0 | 0 | 0 | 0 | 0
[9 empty] | 2021-11-01 | 2022 | 21-22 | 0 | 0 | 0 | 0 | 0 | 0 | 0 | 0 | 637122.5 | 137471.5 | 137951 | 919368.5 | 0 | 0 | 0 | 0 | 0 | 0 | 0 | 0
[9 empty] | 2021-11-02 | 2022 | 21-22 | 0 | 0 | 0 | 0 | 0 | 0 | 0 | 0 | 637122.5 | 137471.5 | 137951 | 919368.5 | 0 | 0 | 0 | 0 | 0 | 0 | 0 | 0
[9 empty] | 2021-11-03 | 2022 | 21-22 | 0 | 0 | 0 | 0 | 0 | 0 | 0 | 0 | 637122.5 | 137471.5 | 137951 | 919368.5 | 0 | 0 | 0 | 0 | 0 | 0 | 0 | 0
[9 empty] | 2021-11-04 | 2022 | 21-22 | 0 | 0 | 0 | 0 | 0 | 0 | 0 | 0 | 637122.5 | 137471.5 | 137951 | 919368.5 | 0 | 0 | 0 | 0 | 0 | 0 | 0 | 0
[9 empty] | 2021-11-05 | 2022 | 21-22 | 0 | 0 | 0 | 0 | 0 | 0 | 0 | 0 | 637122.5 | 137471.5 | 137951 | 919368.5 | 0 | 0 | 0 | 0 | 0 | 0 | 0 | 0
[9 empty] | 2021-11-06 | 2022 |  | 0 | 0 | 0 | 0 | 0 | 0 | 0 | 0 | 637122.5 | 137471.5 | 137951 | 919368.5 | 0 | 0 | 0 | 0 | 0 | 0 | 0 | 0
[9 empty] | 2021-11-07 | 2022 | 21-22 | 0 | 0 | 0 | 0 | 0 | 0 | 0 | 0 | 637122.5 | 137471.5 | 137951 | 919368.5 | 0 | 0 | 0 | 0 | 0 | 0 | 0 | 0
[9 empty] | 2021-11-08 | 2022 | 21-22 | 0 | 0 | 0 | 0 | 0 | 0 | 0 | 0 | 637122.5 | 137471.5 | 137951 | 919368.5 | 0 | 0 | 0 | 0 | 0 | 0 | 0 | 0
[9 empty] | 2021-11-09 | 2022 | 21-22 | 0 | 0 | 0 | 0 | 0 | 0 | 0 | 0 | 637122.5 | 137471.5 | 137951 | 919368.5 | 0 | 0 | 0 | 0 | 0 | 0 | 0 | 0
[9 empty] | 2021-11-10 | 2022 | 21-22 | 0 | 0 | 0 | 0 | 0 | 0 | 0 | 0 | 637122.5 | 137471.5 | 137951 | 919368.5 | 0 | 0 | 0 | 0 | 0 | 0 | 0 | 0
[9 empty] | 2021-11-11 | 2022 | 21-22 | 0 | 0 | 0 | 0 | 0 | 0 | 0 | 0 | 637122.5 | 137471.5 | 137951 | 919368.5 | 0 | 0 | 0 | 0 | 0 | 0 | 0 | 0
[9 empty] | 2021-11-12 | 2022 | 21-22 | 0 | 0 | 0 | 0 | 0 | 0 | 0 | 0 | 637122.5 | 137471.5 | 137951 | 919368.5 | 0 | 0 | 0 | 0 | 0 | 0 | 0 | 0
[9 empty] | 2021-11-13 | 2022 | 21-22 | 0 | 0 | 0 | 0 | 0 | 0 | 0 | 0 | 637122.5 | 137471.5 | 137951 | 919368.5 | 0 | 0 | 0 | 0 | 0 | 0 | 0 | 0
[9 empty] | 2021-11-14 | 2022 | 21-22 | 0 | 0 | 0 | 0 | 0 | 0 | 0 | 0 | 637122.5 | 137471.5 | 137951 | 919368.5 | 0 | 0 | 0 | 0 | 0 | 0 | 0 | 0
[9 empty] | 2021-11-15 | 2022 | 21-22 | 0 | 0 | 0 | 0 | 0 | 0 | 0 | 0 | 637122.5 | 137471.5 | 137951 | 919368.5 | 0 | 0 | 0 | 0 | 0 | 0 | 0 | 0
[9 empty] | 2021-11-16 | 2022 | 21-22 | 0 | 0 | 0 | 0 | 0 | 0 | 0 | 0 | 637122.5 | 137471.5 | 137951 | 919368.5 | 0 | 0 | 0 | 0 | 0 | 0 | 0 | 0
[9 empty] | 2021-11-17 | 2022 | 21-22 | 0 | 0 | 0 | 0 | 0 | 0 | 0 | 0 | 637122.5 | 137471.5 | 137951 | 919368.5 | 0 | 0 | 0 | 0 | 0 | 0 | 0 | 0
[9 empty] | 2021-11-18 | 2022 | 21-22 | 0 | 0 | 0 | 0 | 0 | 0 | 0 | 0 | 637122.5 | 137471.5 | 137951 | 919368.5 | 0 | 0 | 0 | 0 | 0 | 0 | 0 | 0
[9 empty] | 2021-11-19 | 2022 | 21-22 | 0 | 0 | 0 | 0 | 0 | 0 | 0 | 0 | 637122.5 | 137471.5 | 137951 | 919368.5 | 0 | 0 | 0 | 0 | 0 | 0 | 0 | 0
[9 empty] | 2021-11-20 | 2022 | 21-22 | 0 | 0 | 0 | 0 | 0 | 0 | 0 | 0 | 637122.5 | 137471.5 | 137951 | 919368.5 | 0 | 0 | 0 | 0 | 0 | 0 | 0 | 0
[9 empty] | 2021-11-21 | 2022 | 21-22 | 0 | 0 | 0 | 0 | 0 | 0 | 0 | 0 | 637122.5 | 137471.5 | 137951 | 919368.5 | 0 | 0 | 0 | 0 | 0 | 0 | 0 | 0
[9 empty] | 2021-11-22 | 2022 | 21-22 | 0 | 0 | 0 | 0 | 0 | 0 | 0 | 0 | 637122.5 | 137471.5 | 137951 | 919368.5 | 0 | 0 | 0 | 0 | 0 | 0 | 0 | 0
[9 empty] | 2021-11-23 | 2022 | 21-22 | 0 | 0 | 0 | 0 | 0 | 0 | 0 | 0 | 637122.5 | 137471.5 | 137951 | 919368.5 | 0 | 0 | 0 | 0 | 0 | 0 | 0 | 0
[9 empty] | 2021-11-24 | 2022 | 21-22 | 0 | 0 | 0 | 0 | 0 | 0 | 0 | 0 | 637122.5 | 137471.5 | 137951 | 919368.5 | 0 | 0 | 0 | 0 | 0 | 0 | 0 | 0
[9 empty] | 2021-11-25 | 2022 | 21-22 | 0 | 0 | 0 | 0 | 0 | 0 | 0 | 0 | 637122.5 | 137471.5 | 137951 | 919368.5 | 0 | 0 | 0 | 0 | 0 | 0 | 0 | 0
[9 empty] | 2021-11-26 | 2022 | 21-22 | 0 | 0 | 0 | 0 | 0 | 0 | 0 | 0 | 637122.5 | 137471.5 | 137951 | 919368.5 | 0 | 0 | 0 | 0 | 0 | 0 | 0 | 0
[9 empty] | 2021-11-27 | 2022 | 21-22 | 0 | 0 | 0 | 0 | 0 | 0 | 0 | 0 | 637122.5 | 137471.5 | 137951 | 919368.5 | 0 | 0 | 0 | 0 | 0 | 0 | 0 | 0
[9 empty] | 2021-11-28 | 2022 | 21-22 | 0 | 0 | 0 | 0 | 0 | 0 | 0 | 0 | 637122.5 | 137471.5 | 137951 | 919368.5 | 0 | 0 | 0 | 0 | 0 | 0 | 0 | 0
[9 empty] | 2021-11-29 | 2022 | 21-22 | 0 | 0 | 0 | 0 | 0 | 0 | 0 | 0 | 637122.5 | 137471.5 | 137951 | 919368.5 | 0 | 0 | 0 | 0 | 0 | 0 | 0 | 0
[9 empty] | 2021-11-30 | 2022 | 21-22 | 0 | 0 | 0 | 0 | 0 | 0 | 0 | 0 | 637122.5 | 137471.5 | 137951 | 919368.5 | 0 | 0 | 0 | 0 | 0 | 0 | 0 | 0
[9 empty] | 2021-12-01 | 2022 | 21-22 | 0 | 0 | 0 | 0 | 0 | 0 | 0 | 0 | 637122.5 | 137471.5 | 137951 | 919368.5 | 0 | 0 | 0 | 0 | 0 | 0 | 0 | 0
[9 empty] | 2021-12-02 | 2022 | 21-22 | 0 | 0 | 0 | 0 | 0 | 0 | 0 | 0 | 637122.5 | 137471.5 | 137951 | 919368.5 | 0 | 0 | 0 | 0 | 0 | 0 | 0 | 0
[9 empty] | 2021-12-03 | 2022 | 21-22 | 0 | 0 | 0 | 0 | 0 | 0 | 0 | 0 | 637122.5 | 137471.5 | 137951 | 919368.5 | 0 | 0 | 0 | 0 | 0 | 0 | 0 | 0
[9 empty] | 2021-12-04 | 2022 | 21-22 | 0 | 0 | 0 | 0 | 0 | 0 | 0 | 0 | 637122.5 | 137471.5 | 137951 | 919368.5 | 0 | 0 | 0 | 0 | 0 | 0 | 0 | 0
[9 empty] | 2021-12-05 | 2022 | 21-22 | 0 | 0 | 0 | 0 | 0 | 0 | 0 | 0 | 637122.5 | 137471.5 | 137951 | 919368.5 | 0 | 0 | 0 | 0 | 0 | 0 | 0 | 0
[9 empty] | 2021-12-06 | 2022 | 21-22 | 0 | 0 | 0 | 0 | 0 | 0 | 0 | 0 | 637122.5 | 137471.5 | 137951 | 919368.5 | 0 | 0 | 0 | 0 | 0 | 0 | 0 | 0
[9 empty] | 2021-12-07 | 2022 | 21-22 | 0 | 0 | 0 | 0 | 0 | 0 | 0 | 0 | 637122.5 | 137471.5 | 137951 | 919368.5 | 0 | 0 | 0 | 0 | 0 | 0 | 0 | 0
[9 empty] | 2021-12-08 | 2022 | 21-22 | 0 | 0 | 0 | 0 | 0 | 0 | 0 | 0 | 637122.5 | 137471.5 | 137951 | 919368.5 | 0 | 0 | 0 | 0 | 0 | 0 | 0 | 0
[9 empty] | 2021-12-09 | 2022 | 21-22 | 0 | 0 | 0 | 0 | 0 | 0 | 0 | 0 | 637122.5 | 137471.5 | 137951 | 919368.5 | 0 | 0 | 0 | 0 | 0 | 0 | 0 | 0
[9 empty] | 2021-12-10 | 2022 | 21-22 | 0 | 0 | 0 | 0 | 0 | 0 | 0 | 0 | 637122.5 | 137471.5 | 137951 | 919368.5 | 0 | 0 | 0 | 0 | 0 | 0 | 0 | 0
[9 empty] | 2021-12-11 | 2022 | 21-22 | 0 | 0 | 0 | 0 | 0 | 0 | 0 | 0 | 637122.5 | 137471.5 | 137951 | 919368.5 | 0 | 0 | 0 | 0 | 0 | 0 | 0 | 0
[9 empty] | 2021-12-12 | 2022 | 21-22 | 0 | 0 | 0 | 0 | 0 | 0 | 0 | 0 | 637122.5 | 137471.5 | 137951 | 919368.5 | 0 | 0 | 0 | 0 | 0 | 0 | 0 | 0
[9 empty] | 2021-12-13 | 2022 | 21-22 | 0 | 0 | 11536.8 | 11536.8 | 0 | 0 | 22 | 22 | 637122.5 | 137471.5 | 137951 | 919368.5 | 0 | 0 | 0.08363 | 0.012549 | 0 | 0 | 0.00015948 | 2.3929e-05
[9 empty] | 2021-12-14 | 2022 | 21-22 | 0 | 0 | 0 | 0 | 0 | 0 | 0 | 0 | 637122.5 | 137471.5 | 137951 | 919368.5 | 0 | 0 | 0 | 0 | 0 | 0 | 0 | 0
[9 empty] | 2021-12-15 | 2022 | 21-22 | 0 | 0 | 0 | 0 | 0 | 0 | 0 | 0 | 637122.5 | 137471.5 | 137951 | 919368.5 | 0 | 0 | 0 | 0 | 0 | 0 | 0 | 0
[9 empty] | 2021-12-16 | 2022 | 21-22 | 0 | 0 | 0 | 0 | 0 | 0 | 0 | 0 | 637122.5 | 137471.5 | 137951 | 919368.5 | 0 | 0 | 0 | 0 | 0 | 0 | 0 | 0
[9 empty] | 2021-12-17 | 2022 | 21-22 | 0 | 0 | 43228.8 | 43228.8 | 0 | 0 | 30 | 30 | 637122.5 | 137471.5 | 137951 | 919368.5 | 0 | 0 | 0.31336 | 0.04702 | 0 | 0 | 0.00021747 | 3.2631e-05
[9 empty] | 2021-12-18 | 2022 | 21-22 | 0 | 0 | 14622.4 | 14622.4 | 0 | 0 | 26 | 26 | 637122.5 | 137471.5 | 137951 | 919368.5 | 0 | 0 | 0.106 | 0.015905 | 0 | 0 | 0.00018847 | 2.828e-05
[9 empty] | 2021-12-19 | 2022 | 21-22 | 0 | 0 | 0 | 0 | 0 | 0 | 0 | 0 | 637122.5 | 137471.5 | 137951 | 919368.5 | 0 | 0 | 0 | 0 | 0 | 0 | 0 | 0
[9 empty] | 2021-12-20 | 2022 | 21-22 | 0 | 0 | 18713.1 | 18713.1 | 0 | 0 | 48 | 48 | 637122.5 | 137471.5 | 137951 | 919368.5 | 0 | 0 | 0.13565 | 0.020354 | 0 | 0 | 0.00034795 | 5.221e-05
[9 empty] | 2021-12-21 | 2022 | 21-22 | 0 | 0 | 29355 | 29355 | 0 | 0 | 96 | 96 | 637122.5 | 137471.5 | 137951 | 919368.5 | 0 | 0 | 0.21279 | 0.03193 | 0 | 0 | 0.0006959 | 0.00010442
[9 empty] | 2021-12-22 | 2022 | 21-22 | 0 | 0 | 0 | 0 | 0 | 0 | 0 | 0 | 637122.5 | 137471.5 | 137951 | 919368.5 | 0 | 0 | 0 | 0 | 0 | 0 | 0 | 0
[9 empty] | 2021-12-23 | 2022 | 21-22 | 0 | 0 | 0 | 0 | 0 | 0 | 0 | 0 | 637122.5 | 137471.5 | 137951 | 919368.5 | 0 | 0 | 0 | 0 | 0 | 0 | 0 | 0
[9 empty] | 2021-12-24 | 2022 | 21-22 | 0 | 0 | 0 | 0 | 0 | 0 | 0 | 0 | 637122.5 | 137471.5 | 137951 | 919368.5 | 0 | 0 | 0 | 0 | 0 | 0 | 0 | 0
[9 empty] | 2021-12-25 | 2022 | 21-22 | 0 | 0 | 0 | 0 | 0 | 0 | 0 | 0 | 637122.5 | 137471.5 | 137951 | 919368.5 | 0 | 0 | 0 | 0 | 0 | 0 | 0 | 0
[9 empty] | 2021-12-26 | 2022 | 21-22 | 0 | 0 | 0 | 0 | 0 | 0 | 0 | 0 | 637122.5 | 137471.5 | 137951 | 919368.5 | 0 | 0 | 0 | 0 | 0 | 0 | 0 | 0
[9 empty] | 2021-12-27 | 2022 | 21-22 | 0 | 0 | 0 | 0 | 0 | 0 | 0 | 0 | 637122.5 | 137471.5 | 137951 | 919368.5 | 0 | 0 | 0 | 0 | 0 | 0 | 0 | 0
[9 empty] | 2021-12-28 | 2022 | 21-22 | 0 | 0 | 0 | 0 | 0 | 0 | 0 | 0 | 637122.5 | 137471.5 | 137951 | 919368.5 | 0 | 0 | 0 | 0 | 0 | 0 | 0 | 0
[9 empty] | 2021-12-29 | 2022 | 21-22 | 0 | 0 | 0 | 0 | 0 | 0 | 0 | 0 | 637122.5 | 137471.5 | 137951 | 919368.5 | 0 | 0 | 0 | 0 | 0 | 0 | 0 | 0
[9 empty] | 2021-12-30 | 2022 | 21-22 | 0 | 0 | 0 | 0 | 0 | 0 | 0 | 0 | 637122.5 | 137471.5 | 137951 | 919368.5 | 0 | 0 | 0 | 0 | 0 | 0 | 0 | 0
[9 empty] | 2021-12-31 | 2022 | 21-22 | 0 | 0 | 0 | 0 | 0 | 0 | 0 | 0 | 637122.5 | 137471.5 | 137951 | 919368.5 | 0 | 0 | 0 | 0 | 0 | 0 | 0 | 0
[9 empty] | 2022-01-01 | 2022 | 21-22 | 0 | 0 | 0 | 0 | 0 | 0 | 0 | 0 | 637122.5 | 137471.5 | 137951 | 919368.5 | 0 | 0 | 0 | 0 | 0 | 0 | 0 | 0
[9 empty] | 2022-01-02 | 2022 | 21-22 | 0 | 0 | 0 | 0 | 0 | 0 | 0 | 0 | 637122.5 | 137471.5 | 137951 | 919368.5 | 0 | 0 | 0 | 0 | 0 | 0 | 0 | 0
[9 empty] | 2022-01-03 | 2022 | 21-22 | 0 | 0 | 0 | 0 | 0 | 0 | 0 | 0 | 637122.5 | 137471.5 | 137951 | 919368.5 | 0 | 0 | 0 | 0 | 0 | 0 | 0 | 0
[9 empty] | 2022-01-04 | 2022 | 21-22 | 0 | 0 | 0 | 0 | 0 | 0 | 0 | 0 | 637122.5 | 137471.5 | 137951 | 919368.5 | 0 | 0 | 0 | 0 | 0 | 0 | 0 | 0
[9 empty] | 2022-01-05 | 2022 | 21-22 | 0 | 0 | 0 | 0 | 0 | 0 | 0 | 0 | 637122.5 | 137471.5 | 137951 | 919368.5 | 0 | 0 | 0 | 0 | 0 | 0 | 0 | 0
[9 empty] | 2022-01-06 | 2022 | 21-22 | 0 | 0 | 9815.4 | 9815.4 | 0 | 0 | 8 | 8 | 637122.5 | 137471.5 | 137951 | 919368.5 | 0 | 0 | 0.071151 | 0.010676 | 0 | 0 | 5.7992e-05 | 8.7016e-06
[9 empty] | 2022-01-07 | 2022 | 21-22 | 0 | 0 | 0 | 0 | 0 | 0 | 0 | 0 | 637122.5 | 137471.5 | 137951 | 919368.5 | 0 | 0 | 0 | 0 | 0 | 0 | 0 | 0
[9 empty] | 2022-01-08 | 2022 | 21-22 | 0 | 0 | 0 | 0 | 0 | 0 | 0 | 0 | 637122.5 | 137471.5 | 137951 | 919368.5 | 0 | 0 | 0 | 0 | 0 | 0 | 0 | 0
[9 empty] | 2022-01-09 | 2022 | 21-22 | 0 | 0 | 0 | 0 | 0 | 0 | 0 | 0 | 637122.5 | 137471.5 | 137951 | 919368.5 | 0 | 0 | 0 | 0 | 0 | 0 | 0 | 0
[9 empty] | 2022-01-10 | 2022 | 21-22 | 0 | 0 | 0 | 0 | 0 | 0 | 0 | 0 | 637122.5 | 137471.5 | 137951 | 919368.5 | 0 | 0 | 0 | 0 | 0 | 0 | 0 | 0
[9 empty] | 2022-01-11 | 2022 | 21-22 | 0 | 0 | 0 | 0 | 0 | 0 | 0 | 0 | 637122.5 | 137471.5 | 137951 | 919368.5 | 0 | 0 | 0 | 0 | 0 | 0 | 0 | 0
[9 empty] | 2022-01-12 | 2022 | 21-22 | 0 | 0 | 0 | 0 | 0 | 0 | 0 | 0 | 637122.5 | 137471.5 | 137951 | 919368.5 | 0 | 0 | 0 | 0 | 0 | 0 | 0 | 0
[9 empty] | 2022-01-13 | 2022 | 21-22 | 0 | 0 | 0 | 0 | 0 | 0 | 0 | 0 | 637122.5 | 137471.5 | 137951 | 919368.5 | 0 | 0 | 0 | 0 | 0 | 0 | 0 | 0
[9 empty] | 2022-01-14 | 2022 | 21-22 | 0 | 0 | 0 | 0 | 0 | 0 | 0 | 0 | 637122.5 | 137471.5 | 137951 | 919368.5 | 0 | 0 | 0 | 0 | 0 | 0 | 0 | 0
[9 empty] | 2022-01-15 | 2022 | 21-22 | 0 | 0 | 0 | 0 | 0 | 0 | 0 | 0 | 637122.5 | 137471.5 | 137951 | 919368.5 | 0 | 0 | 0 | 0 | 0 | 0 | 0 | 0
[9 empty] | 2022-01-16 | 2022 | 21-22 | 0 | 0 | 0 | 0 | 0 | 0 | 0 | 0 | 637122.5 | 137471.5 | 137951 | 919368.5 | 0 | 0 | 0 | 0 | 0 | 0 | 0 | 0
[9 empty] | 2022-01-17 | 2022 | 21-22 | 0 | 0 | 0 | 0 | 0 | 0 | 0 | 0 | 637122.5 | 137471.5 | 137951 | 919368.5 | 0 | 0 | 0 | 0 | 0 | 0 | 0 | 0
[9 empty] | 2022-01-18 | 2022 | 21-22 | 0 | 0 | 0 | 0 | 0 | 0 | 0 | 0 | 637122.5 | 137471.5 | 137951 | 919368.5 | 0 | 0 | 0 | 0 | 0 | 0 | 0 | 0
[9 empty] | 2022-01-19 | 2022 | 21-22 | 0 | 0 | 0 | 0 | 0 | 0 | 0 | 0 | 637122.5 | 137471.5 | 137951 | 919368.5 | 0 | 0 | 0 | 0 | 0 | 0 | 0 | 0
[9 empty] | 2022-01-20 | 2022 | 21-22 | 0 | 0 | 0 | 0 | 0 | 0 | 0 | 0 | 637122.5 | 137471.5 | 137951 | 919368.5 | 0 | 0 | 0 | 0 | 0 | 0 | 0 | 0
[9 empty] | 2022-01-21 | 2022 | 21-22 | 0 | 0 | 0 | 0 | 0 | 0 | 0 | 0 | 637122.5 | 137471.5 | 137951 | 919368.5 | 0 | 0 | 0 | 0 | 0 | 0 | 0 | 0
[9 empty] | 2022-01-22 | 2022 | 21-22 | 0 | 0 | 0 | 0 | 0 | 0 | 0 | 0 | 637122.5 | 137471.5 | 137951 | 919368.5 | 0 | 0 | 0 | 0 | 0 | 0 | 0 | 0
[9 empty] | 2022-01-23 | 2022 | 21-22 | 0 | 0 | 0 | 0 | 0 | 0 | 0 | 0 | 637122.5 | 137471.5 | 137951 | 919368.5 | 0 | 0 | 0 | 0 | 0 | 0 | 0 | 0
[9 empty] | 2022-01-24 | 2022 | 21-22 | 0 | 0 | 0 | 0 | 0 | 0 | 0 | 0 | 637122.5 | 137471.5 | 137951 | 919368.5 | 0 | 0 | 0 | 0 | 0 | 0 | 0 | 0
[9 empty] | 2022-01-25 | 2022 | 21-22 | 0 | 0 | 0 | 0 | 0 | 0 | 0 | 0 | 637122.5 | 137471.5 | 137951 | 919368.5 | 0 | 0 | 0 | 0 | 0 | 0 | 0 | 0
[9 empty] | 2022-01-26 | 2022 |  | 0 | 0 | 647634.95 | 647634.95 | 0 | 0 | 1459 | 1459 | 637122.5 | 137471.5 | 137951 | 919368.5 | 0 | 0 | 4.6947 | 0.70443 | 0 | 0 | 0.010576 | 0.001587
[9 empty] | 2022-01-27 | 2022 | 21-22 | 0 | 0 | 13737 | 13737 | 0 | 0 | 48 | 48 | 637122.5 | 137471.5 | 137951 | 919368.5 | 0 | 0 | 0.099579 | 0.014942 | 0 | 0 | 0.00034795 | 5.221e-05
[9 empty] | 2022-01-28 | 2022 | 21-22 | 0 | 0 | 0 | 0 | 0 | 0 | 0 | 0 | 637122.5 | 137471.5 | 137951 | 919368.5 | 0 | 0 | 0 | 0 | 0 | 0 | 0 | 0
[9 empty] | 2022-01-29 | 2022 | 21-22 | 0 | 0 | 0 | 0 | 0 | 0 | 0 | 0 | 637122.5 | 137471.5 | 137951 | 919368.5 | 0 | 0 | 0 | 0 | 0 | 0 | 0 | 0
[9 empty] | 2022-01-30 | 2022 | 21-22 | 0 | 0 | 0 | 0 | 0 | 0 | 0 | 0 | 637122.5 | 137471.5 | 137951 | 919368.5 | 0 | 0 | 0 | 0 | 0 | 0 | 0 | 0
[9 empty] | 2022-01-31 | 2022 | 21-22 | 0 | 0 | 36485.9223 | 36485.9223 | 0 | 0 | 221 | 221 | 637122.5 | 137471.5 | 137951 | 919368.5 | 0 | 0 | 0.26448 | 0.039686 | 0 | 0 | 0.001602 | 0.00024038
[9 empty] | 2022-02-01 | 2022 | 21-22 | 0 | 0 | 0 | 0 | 0 | 0 | 0 | 0 | 637122.5 | 137471.5 | 137951 | 919368.5 | 0 | 0 | 0 | 0 | 0 | 0 | 0 | 0
[9 empty] | 2022-02-02 | 2022 | 21-22 | 0 | 0 | 0 | 0 | 0 | 0 | 0 | 0 | 637122.5 | 137471.5 | 137951 | 919368.5 | 0 | 0 | 0 | 0 | 0 | 0 | 0 | 0
[9 empty] | 2022-02-03 | 2022 | 21-22 | 0 | 0 | 0 | 0 | 0 | 0 | 0 | 0 | 637122.5 | 137471.5 | 137951 | 919368.5 | 0 | 0 | 0 | 0 | 0 | 0 | 0 | 0
[9 empty] | 2022-02-04 | 2022 | 21-22 | 0 | 0 | 0 | 0 | 0 | 0 | 0 | 0 | 637122.5 | 137471.5 | 137951 | 919368.5 | 0 | 0 | 0 | 0 | 0 | 0 | 0 | 0
[9 empty] | 2022-02-05 | 2022 | 21-22 | 0 | 0 | 0 | 0 | 0 | 0 | 0 | 0 | 637122.5 | 137471.5 | 137951 | 919368.5 | 0 | 0 | 0 | 0 | 0 | 0 | 0 | 0
[9 empty] | 2022-02-06 | 2022 | 21-22 | 0 | 0 | 0 | 0 | 0 | 0 | 0 | 0 | 637122.5 | 137471.5 | 137951 | 919368.5 | 0 | 0 | 0 | 0 | 0 | 0 | 0 | 0
[9 empty] | 2022-02-07 | 2022 | 21-22 | 0 | 0 | 0 | 0 | 0 | 0 | 0 | 0 | 637122.5 | 137471.5 | 137951 | 919368.5 | 0 | 0 | 0 | 0 | 0 | 0 | 0 | 0
[9 empty] | 2022-02-08 | 2022 | 21-22 | 0 | 0 | 0 | 0 | 0 | 0 | 0 | 0 | 637122.5 | 137471.5 | 137951 | 919368.5 | 0 | 0 | 0 | 0 | 0 | 0 | 0 | 0
[9 empty] | 2022-02-09 | 2022 | 21-22 | 0 | 0 | 0 | 0 | 0 | 0 | 0 | 0 | 637122.5 | 137471.5 | 137951 | 919368.5 | 0 | 0 | 0 | 0 | 0 | 0 | 0 | 0
[9 empty] | 2022-02-10 | 2022 | 21-22 | 0 | 0 | 0 | 0 | 0 | 0 | 0 | 0 | 637122.5 | 137471.5 | 137951 | 919368.5 | 0 | 0 | 0 | 0 | 0 | 0 | 0 | 0
[9 empty] | 2022-02-11 | 2022 | 21-22 | 0 | 0 | 0 | 0 | 0 | 0 | 0 | 0 | 637122.5 | 137471.5 | 137951 | 919368.5 | 0 | 0 | 0 | 0 | 0 | 0 | 0 | 0
[9 empty] | 2022-02-12 | 2022 | 21-22 | 0 | 0 | 0 | 0 | 0 | 0 | 0 | 0 | 637122.5 | 137471.5 | 137951 | 919368.5 | 0 | 0 | 0 | 0 | 0 | 0 | 0 | 0
[9 empty] | 2022-02-13 | 2022 | 21-22 | 0 | 0 | 0 | 0 | 0 | 0 | 0 | 0 | 637122.5 | 137471.5 | 137951 | 919368.5 | 0 | 0 | 0 | 0 | 0 | 0 | 0 | 0
[9 empty] | 2022-02-14 | 2022 | 21-22 | 0 | 0 | 0 | 0 | 0 | 0 | 0 | 0 | 637122.5 | 137471.5 | 137951 | 919368.5 | 0 | 0 | 0 | 0 | 0 | 0 | 0 | 0
[9 empty] | 2022-02-15 | 2022 | 21-22 | 0 | 0 | 0 | 0 | 0 | 0 | 0 | 0 | 637122.5 | 137471.5 | 137951 | 919368.5 | 0 | 0 | 0 | 0 | 0 | 0 | 0 | 0
[9 empty] | 2022-02-16 | 2022 | 21-22 | 0 | 0 | 0 | 0 | 0 | 0 | 0 | 0 | 637122.5 | 137471.5 | 137951 | 919368.5 | 0 | 0 | 0 | 0 | 0 | 0 | 0 | 0
[9 empty] | 2022-02-17 | 2022 | 21-22 | 0 | 0 | 0 | 0 | 0 | 0 | 0 | 0 | 637122.5 | 137471.5 | 137951 | 919368.5 | 0 | 0 | 0 | 0 | 0 | 0 | 0 | 0
[9 empty] | 2022-02-18 | 2022 | 21-22 | 0 | 0 | 0 | 0 | 0 | 0 | 0 | 0 | 637122.5 | 137471.5 | 137951 | 919368.5 | 0 | 0 | 0 | 0 | 0 | 0 | 0 | 0
[9 empty] | 2022-02-19 | 2022 | 21-22 | 0 | 0 | 0 | 0 | 0 | 0 | 0 | 0 | 637122.5 | 137471.5 | 137951 | 919368.5 | 0 | 0 | 0 | 0 | 0 | 0 | 0 | 0
[9 empty] | 2022-02-20 | 2022 | 21-22 | 0 | 0 | 0 | 0 | 0 | 0 | 0 | 0 | 637122.5 | 137471.5 | 137951 | 919368.5 | 0 | 0 | 0 | 0 | 0 | 0 | 0 | 0
[9 empty] | 2022-02-21 | 2022 | 21-22 | 0 | 0 | 0 | 0 | 0 | 0 | 0 | 0 | 637122.5 | 137471.5 | 137951 | 919368.5 | 0 | 0 | 0 | 0 | 0 | 0 | 0 | 0
[9 empty] | 2022-02-22 | 2022 | 21-22 | 0 | 0 | 0 | 0 | 0 | 0 | 0 | 0 | 637122.5 | 137471.5 | 137951 | 919368.5 | 0 | 0 | 0 | 0 | 0 | 0 | 0 | 0
[9 empty] | 2022-02-23 | 2022 | 21-22 | 0 | 0 | 0 | 0 | 0 | 0 | 0 | 0 | 637122.5 | 137471.5 | 137951 | 919368.5 | 0 | 0 | 0 | 0 | 0 | 0 | 0 | 0
[9 empty] | 2022-02-24 | 2022 | 21-22 | 0 | 0 | 0 | 0 | 0 | 0 | 0 | 0 | 637122.5 | 137471.5 | 137951 | 919368.5 | 0 | 0 | 0 | 0 | 0 | 0 | 0 | 0
[9 empty] | 2022-02-25 | 2022 | 21-22 | 0 | 0 | 0 | 0 | 0 | 0 | 0 | 0 | 637122.5 | 137471.5 | 137951 | 919368.5 | 0 | 0 | 0 | 0 | 0 | 0 | 0 | 0
[9 empty] | 2022-02-26 | 2022 | 21-22 | 0 | 0 | 0 | 0 | 0 | 0 | 0 | 0 | 637122.5 | 137471.5 | 137951 | 919368.5 | 0 | 0 | 0 | 0 | 0 | 0 | 0 | 0
[9 empty] | 2022-02-27 | 2022 | 21-22 | 0 | 0 | 0 | 0 | 0 | 0 | 0 | 0 | 637122.5 | 137471.5 | 137951 | 919368.5 | 0 | 0 | 0 | 0 | 0 | 0 | 0 | 0
[9 empty] | 2022-02-28 | 2022 | 21-22 | 0 | 0 | 0 | 0 | 0 | 0 | 0 | 0 | 637122.5 | 137471.5 | 137951 | 919368.5 | 0 | 0 | 0 | 0 | 0 | 0 | 0 | 0
[9 empty] | 2022-03-01 | 2022 | 21-22 | 0 | 0 | 0 | 0 | 0 | 0 | 0 | 0 | 637122.5 | 137471.5 | 137951 | 919368.5 | 0 | 0 | 0 | 0 | 0 | 0 | 0 | 0
[9 empty] | 2022-03-02 | 2022 | 21-22 | 0 | 0 | 0 | 0 | 0 | 0 | 0 | 0 | 637122.5 | 137471.5 | 137951 | 919368.5 | 0 | 0 | 0 | 0 | 0 | 0 | 0 | 0
[9 empty] | 2022-03-03 | 2022 | 21-22 | 0 | 0 | 0 | 0 | 0 | 0 | 0 | 0 | 637122.5 | 137471.5 | 137951 | 919368.5 | 0 | 0 | 0 | 0 | 0 | 0 | 0 | 0
[9 empty] | 2022-03-04 | 2022 | 21-22 | 0 | 0 | 0 | 0 | 0 | 0 | 0 | 0 | 637122.5 | 137471.5 | 137951 | 919368.5 | 0 | 0 | 0 | 0 | 0 | 0 | 0 | 0
[9 empty] | 2022-03-05 | 2022 | 21-22 | 0 | 0 | 0 | 0 | 0 | 0 | 0 | 0 | 637122.5 | 137471.5 | 137951 | 919368.5 | 0 | 0 | 0 | 0 | 0 | 0 | 0 | 0
[9 empty] | 2022-03-06 | 2022 | 21-22 | 0 | 0 | 0 | 0 | 0 | 0 | 0 | 0 | 637122.5 | 137471.5 | 137951 | 919368.5 | 0 | 0 | 0 | 0 | 0 | 0 | 0 | 0
[9 empty] | 2022-03-07 | 2022 | 21-22 | 0 | 0 | 0 | 0 | 0 | 0 | 0 | 0 | 637122.5 | 137471.5 | 137951 | 919368.5 | 0 | 0 | 0 | 0 | 0 | 0 | 0 | 0
[9 empty] | 2022-03-08 | 2022 | 21-22 | 0 | 0 | 0 | 0 | 0 | 0 | 0 | 0 | 637122.5 | 137471.5 | 137951 | 919368.5 | 0 | 0 | 0 | 0 | 0 | 0 | 0 | 0
[9 empty] | 2022-03-09 | 2022 | 21-22 | 0 | 0 | 0 | 0 | 0 | 0 | 0 | 0 | 637122.5 | 137471.5 | 137951 | 919368.5 | 0 | 0 | 0 | 0 | 0 | 0 | 0 | 0
[9 empty] | 2022-03-10 | 2022 | 21-22 | 0 | 0 | 0 | 0 | 0 | 0 | 0 | 0 | 637122.5 | 137471.5 | 137951 | 919368.5 | 0 | 0 | 0 | 0 | 0 | 0 | 0 | 0
[9 empty] | 2022-03-11 | 2022 | 21-22 | 0 | 0 | 0 | 0 | 0 | 0 | 0 | 0 | 637122.5 | 137471.5 | 137951 | 919368.5 | 0 | 0 | 0 | 0 | 0 | 0 | 0 | 0
[9 empty] | 2022-03-12 | 2022 | 21-22 | 0 | 0 | 0 | 0 | 0 | 0 | 0 | 0 | 637122.5 | 137471.5 | 137951 | 919368.5 | 0 | 0 | 0 | 0 | 0 | 0 | 0 | 0
[9 empty] | 2022-03-13 | 2022 | 21-22 | 0 | 0 | 0 | 0 | 0 | 0 | 0 | 0 | 637122.5 | 137471.5 | 137951 | 919368.5 | 0 | 0 | 0 | 0 | 0 | 0 | 0 | 0
[9 empty] | 2022-03-14 | 2022 | 21-22 | 0 | 0 | 0 | 0 | 0 | 0 | 0 | 0 | 637122.5 | 137471.5 | 137951 | 919368.5 | 0 | 0 | 0 | 0 | 0 | 0 | 0 | 0
[9 empty] | 2022-03-15 | 2022 | 21-22 | 0 | 0 | 0 | 0 | 0 | 0 | 0 | 0 | 637122.5 | 137471.5 | 137951 | 919368.5 | 0 | 0 | 0 | 0 | 0 | 0 | 0 | 0
[9 empty] | 2022-03-16 | 2022 | 21-22 | 0 | 0 | 0 | 0 | 0 | 0 | 0 | 0 | 637122.5 | 137471.5 | 137951 | 919368.5 | 0 | 0 | 0 | 0 | 0 | 0 | 0 | 0
[9 empty] | 2022-03-17 | 2022 | 21-22 | 0 | 0 | 0 | 0 | 0 | 0 | 0 | 0 | 637122.5 | 137471.5 | 137951 | 919368.5 | 0 | 0 | 0 | 0 | 0 | 0 | 0 | 0
[9 empty] | 2022-03-18 | 2022 | 21-22 | 0 | 0 | 0 | 0 | 0 | 0 | 0 | 0 | 637122.5 | 137471.5 | 137951 | 919368.5 | 0 | 0 | 0 | 0 | 0 | 0 | 0 | 0
[9 empty] | 2022-03-19 | 2022 | 21-22 | 0 | 0 | 0 | 0 | 0 | 0 | 0 | 0 | 637122.5 | 137471.5 | 137951 | 919368.5 | 0 | 0 | 0 | 0 | 0 | 0 | 0 | 0
[9 empty] | 2022-03-20 | 2022 | 21-22 | 0 | 0 | 0 | 0 | 0 | 0 | 0 | 0 | 637122.5 | 137471.5 | 137951 | 919368.5 | 0 | 0 | 0 | 0 | 0 | 0 | 0 | 0
[9 empty] | 2022-03-21 | 2022 | 21-22 | 0 | 0 | 0 | 0 | 0 | 0 | 0 | 0 | 637122.5 | 137471.5 | 137951 | 919368.5 | 0 | 0 | 0 | 0 | 0 | 0 | 0 | 0
[9 empty] | 2022-03-22 | 2022 | 21-22 | 0 | 0 | 0 | 0 | 0 | 0 | 0 | 0 | 637122.5 | 137471.5 | 137951 | 919368.5 | 0 | 0 | 0 | 0 | 0 | 0 | 0 | 0
[9 empty] | 2022-03-23 | 2022 | 21-22 | 0 | 0 | 0 | 0 | 0 | 0 | 0 | 0 | 637122.5 | 137471.5 | 137951 | 919368.5 | 0 | 0 | 0 | 0 | 0 | 0 | 0 | 0
[9 empty] | 2022-03-24 | 2022 | 21-22 | 0 | 0 | 0 | 0 | 0 | 0 | 0 | 0 | 637122.5 | 137471.5 | 137951 | 919368.5 | 0 | 0 | 0 | 0 | 0 | 0 | 0 | 0
[9 empty] | 2022-03-25 | 2022 | 21-22 | 0 | 0 | 0 | 0 | 0 | 0 | 0 | 0 | 637122.5 | 137471.5 | 137951 | 919368.5 | 0 | 0 | 0 | 0 | 0 | 0 | 0 | 0
[9 empty] | 2022-03-26 | 2022 | 21-22 | 0 | 0 | 0 | 0 | 0 | 0 | 0 | 0 | 637122.5 | 137471.5 | 137951 | 919368.5 | 0 | 0 | 0 | 0 | 0 | 0 | 0 | 0
[9 empty] | 2022-03-27 | 2022 | 21-22 | 0 | 0 | 0 | 0 | 0 | 0 | 0 | 0 | 637122.5 | 137471.5 | 137951 | 919368.5 | 0 | 0 | 0 | 0 | 0 | 0 | 0 | 0
[9 empty] | 2022-03-28 | 2022 | 21-22 | 0 | 0 | 0 | 0 | 0 | 0 | 0 | 0 | 637122.5 | 137471.5 | 137951 | 919368.5 | 0 | 0 | 0 | 0 | 0 | 0 | 0 | 0
[9 empty] | 2022-03-29 | 2022 | 21-22 | 0 | 0 | 0 | 0 | 0 | 0 | 0 | 0 | 637122.5 | 137471.5 | 137951 | 919368.5 | 0 | 0 | 0 | 0 | 0 | 0 | 0 | 0
[9 empty] | 2022-03-30 | 2022 | 21-22 | 0 | 0 | 0 | 0 | 0 | 0 | 0 | 0 | 637122.5 | 137471.5 | 137951 | 919368.5 | 0 | 0 | 0 | 0 | 0 | 0 | 0 | 0
[9 empty] | 2022-03-31 | 2022 | 21-22 | 0 | 0 | 0 | 0 | 0 | 0 | 0 | 0 | 637122.5 | 137471.5 | 137951 | 919368.5 | 0 | 0 | 0 | 0 | 0 | 0 | 0 | 0
[9 empty] | 2022-04-01 | 2022 | 21-22 | 0 | 0 | 0 | 0 | 0 | 0 | 0 | 0 | 637122.5 | 137471.5 | 137951 | 919368.5 | 0 | 0 | 0 | 0 | 0 | 0 | 0 | 0
[9 empty] | 2022-04-02 | 2022 | 21-22 | 0 | 0 | 0 | 0 | 0 | 0 | 0 | 0 | 637122.5 | 137471.5 | 137951 | 919368.5 | 0 | 0 | 0 | 0 | 0 | 0 | 0 | 0
[9 empty] | 2022-04-03 | 2022 | 21-22 | 0 | 0 | 0 | 0 | 0 | 0 | 0 | 0 | 637122.5 | 137471.5 | 137951 | 919368.5 | 0 | 0 | 0 | 0 | 0 | 0 | 0 | 0
[9 empty] | 2022-04-04 | 2022 | 21-22 | 0 | 0 | 0 | 0 | 0 | 0 | 0 | 0 | 637122.5 | 137471.5 | 137951 | 919368.5 | 0 | 0 | 0 | 0 | 0 | 0 | 0 | 0
[9 empty] | 2022-04-05 | 2022 | 21-22 | 0 | 0 | 0 | 0 | 0 | 0 | 0 | 0 | 637122.5 | 137471.5 | 137951 | 919368.5 | 0 | 0 | 0 | 0 | 0 | 0 | 0 | 0
[9 empty] | 2022-04-06 | 2022 | 21-22 | 0 | 0 | 0 | 0 | 0 | 0 | 0 | 0 | 637122.5 | 137471.5 | 137951 | 919368.5 | 0 | 0 | 0 | 0 | 0 | 0 | 0 | 0
[9 empty] | 2022-04-07 | 2022 | 21-22 | 0 | 0 | 0 | 0 | 0 | 0 | 0 | 0 | 637122.5 | 137471.5 | 137951 | 919368.5 | 0 | 0 | 0 | 0 | 0 | 0 | 0 | 0
[9 empty] | 2022-04-08 | 2022 | 21-22 | 0 | 0 | 0 | 0 | 0 | 0 | 0 | 0 | 637122.5 | 137471.5 | 137951 | 919368.5 | 0 | 0 | 0 | 0 | 0 | 0 | 0 | 0
[9 empty] | 2022-04-09 | 2022 | 21-22 | 0 | 0 | 0 | 0 | 0 | 0 | 0 | 0 | 637122.5 | 137471.5 | 137951 | 919368.5 | 0 | 0 | 0 | 0 | 0 | 0 | 0 | 0
[9 empty] | 2022-04-10 | 2022 | 21-22 | 0 | 0 | 0 | 0 | 0 | 0 | 0 | 0 | 637122.5 | 137471.5 | 137951 | 919368.5 | 0 | 0 | 0 | 0 | 0 | 0 | 0 | 0
[9 empty] | 2022-04-11 | 2022 | 21-22 | 0 | 0 | 0 | 0 | 0 | 0 | 0 | 0 | 637122.5 | 137471.5 | 137951 | 919368.5 | 0 | 0 | 0 | 0 | 0 | 0 | 0 | 0
[9 empty] | 2022-04-12 | 2022 | 21-22 | 0 | 0 | 0 | 0 | 0 | 0 | 0 | 0 | 637122.5 | 137471.5 | 137951 | 919368.5 | 0 | 0 | 0 | 0 | 0 | 0 | 0 | 0
[9 empty] | 2022-04-13 | 2022 | 21-22 | 0 | 0 | 0 | 0 | 0 | 0 | 0 | 0 | 637122.5 | 137471.5 | 137951 | 919368.5 | 0 | 0 | 0 | 0 | 0 | 0 | 0 | 0
[9 empty] | 2022-04-14 | 2022 | 21-22 | 0 | 0 | 0 | 0 | 0 | 0 | 0 | 0 | 637122.5 | 137471.5 | 137951 | 919368.5 | 0 | 0 | 0 | 0 | 0 | 0 | 0 | 0
[9 empty] | 2022-04-15 | 2022 | 21-22 | 0 | 0 | 0 | 0 | 0 | 0 | 0 | 0 | 637122.5 | 137471.5 | 137951 | 919368.5 | 0 | 0 | 0 | 0 | 0 | 0 | 0 | 0
[9 empty] | 2022-04-16 | 2022 | 21-22 | 0 | 0 | 0 | 0 | 0 | 0 | 0 | 0 | 637122.5 | 137471.5 | 137951 | 919368.5 | 0 | 0 | 0 | 0 | 0 | 0 | 0 | 0
[9 empty] | 2022-04-17 | 2022 | 21-22 | 0 | 0 | 0 | 0 | 0 | 0 | 0 | 0 | 637122.5 | 137471.5 | 137951 | 919368.5 | 0 | 0 | 0 | 0 | 0 | 0 | 0 | 0
[9 empty] | 2022-04-18 | 2022 | 21-22 | 0 | 0 | 0 | 0 | 0 | 0 | 0 | 0 | 637122.5 | 137471.5 | 137951 | 919368.5 | 0 | 0 | 0 | 0 | 0 | 0 | 0 | 0
[9 empty] | 2022-04-19 | 2022 | 21-22 | 0 | 0 | 0 | 0 | 0 | 0 | 0 | 0 | 637122.5 | 137471.5 | 137951 | 919368.5 | 0 | 0 | 0 | 0 | 0 | 0 | 0 | 0
[9 empty] | 2022-04-20 | 2022 | 21-22 | 0 | 0 | 0 | 0 | 0 | 0 | 0 | 0 | 637122.5 | 137471.5 | 137951 | 919368.5 | 0 | 0 | 0 | 0 | 0 | 0 | 0 | 0
[9 empty] | 2022-04-21 | 2022 | 21-22 | 0 | 0 | 0 | 0 | 0 | 0 | 0 | 0 | 637122.5 | 137471.5 | 137951 | 919368.5 | 0 | 0 | 0 | 0 | 0 | 0 | 0 | 0
[9 empty] | 2022-04-22 | 2022 | 21-22 | 0 | 0 | 0 | 0 | 0 | 0 | 0 | 0 | 637122.5 | 137471.5 | 137951 | 919368.5 | 0 | 0 | 0 | 0 | 0 | 0 | 0 | 0
[9 empty] | 2022-04-23 | 2022 | 21-22 | 0 | 0 | 0 | 0 | 0 | 0 | 0 | 0 | 637122.5 | 137471.5 | 137951 | 919368.5 | 0 | 0 | 0 | 0 | 0 | 0 | 0 | 0
[9 empty] | 2022-04-24 | 2022 | 21-22 | 0 | 0 | 0 | 0 | 0 | 0 | 0 | 0 | 637122.5 | 137471.5 | 137951 | 919368.5 | 0 | 0 | 0 | 0 | 0 | 0 | 0 | 0
[9 empty] | 2022-04-25 | 2022 | 21-22 | 0 | 0 | 0 | 0 | 0 | 0 | 0 | 0 | 637122.5 | 137471.5 | 137951 | 919368.5 | 0 | 0 | 0 | 0 | 0 | 0 | 0 | 0
[9 empty] | 2022-04-26 | 2022 | 21-22 | 0 | 0 | 0 | 0 | 0 | 0 | 0 | 0 | 637122.5 | 137471.5 | 137951 | 919368.5 | 0 | 0 | 0 | 0 | 0 | 0 | 0 | 0
[9 empty] | 2022-04-27 | 2022 | 21-22 | 0 | 0 | 0 | 0 | 0 | 0 | 0 | 0 | 637122.5 | 137471.5 | 137951 | 919368.5 | 0 | 0 | 0 | 0 | 0 | 0 | 0 | 0
[9 empty] | 2022-04-28 | 2022 | 21-22 | 0 | 0 | 0 | 0 | 0 | 0 | 0 | 0 | 637122.5 | 137471.5 | 137951 | 919368.5 | 0 | 0 | 0 | 0 | 0 | 0 | 0 | 0
[9 empty] | 2022-04-29 | 2022 | 21-22 | 0 | 0 | 0 | 0 | 0 | 0 | 0 | 0 | 637122.5 | 137471.5 | 137951 | 919368.5 | 0 | 0 | 0 | 0 | 0 | 0 | 0 | 0
[9 empty] | 2022-04-30 | 2022 | 21-22 | 0 | 0 | 0 | 0 | 0 | 0 | 0 | 0 | 637122.5 | 137471.5 | 137951 | 919368.5 | 0 | 0 | 0 | 0 | 0 | 0 | 0 | 0
[9 empty] | 2022-05-01 | 2022 | 21-22 | 0 | 0 | 0 | 0 | 0 | 0 | 0 | 0 | 637122.5 | 137471.5 | 137951 | 919368.5 | 0 | 0 | 0 | 0 | 0 | 0 | 0 | 0
[9 empty] | 2022-05-02 | 2022 | 21-22 | 0 | 0 | 0 | 0 | 0 | 0 | 0 | 0 | 637122.5 | 137471.5 | 137951 | 919368.5 | 0 | 0 | 0 | 0 | 0 | 0 | 0 | 0
[9 empty] | 2022-05-03 | 2022 | 21-22 | 0 | 0 | 0 | 0 | 0 | 0 | 0 | 0 | 637122.5 | 137471.5 | 137951 | 919368.5 | 0 | 0 | 0 | 0 | 0 | 0 | 0 | 0
[9 empty] | 2022-05-04 | 2022 | 21-22 | 0 | 0 | 0 | 0 | 0 | 0 | 0 | 0 | 637122.5 | 137471.5 | 137951 | 919368.5 | 0 | 0 | 0 | 0 | 0 | 0 | 0 | 0
[9 empty] | 2022-05-05 | 2022 | 21-22 | 0 | 0 | 0 | 0 | 0 | 0 | 0 | 0 | 637122.5 | 137471.5 | 137951 | 919368.5 | 0 | 0 | 0 | 0 | 0 | 0 | 0 | 0
[9 empty] | 2022-05-06 | 2022 | 21-22 | 0 | 0 | 0 | 0 | 0 | 0 | 0 | 0 | 637122.5 | 137471.5 | 137951 | 919368.5 | 0 | 0 | 0 | 0 | 0 | 0 | 0 | 0
[9 empty] | 2022-05-07 | 2022 | 21-22 | 0 | 0 | 0 | 0 | 0 | 0 | 0 | 0 | 637122.5 | 137471.5 | 137951 | 919368.5 | 0 | 0 | 0 | 0 | 0 | 0 | 0 | 0
[9 empty] | 2022-05-08 | 2022 | 21-22 | 0 | 0 | 0 | 0 | 0 | 0 | 0 | 0 | 637122.5 | 137471.5 | 137951 | 919368.5 | 0 | 0 | 0 | 0 | 0 | 0 | 0 | 0
[9 empty] | 2022-05-09 | 2022 | 21-22 | 0 | 0 | 0 | 0 | 0 | 0 | 0 | 0 | 637122.5 | 137471.5 | 137951 | 919368.5 | 0 | 0 | 0 | 0 | 0 | 0 | 0 | 0
[9 empty] | 2022-05-10 | 2022 | 21-22 | 0 | 0 | 0 | 0 | 0 | 0 | 0 | 0 | 637122.5 | 137471.5 | 137951 | 919368.5 | 0 | 0 | 0 | 0 | 0 | 0 | 0 | 0
[9 empty] | 2022-05-11 | 2022 | 21-22 | 0 | 0 | 0 | 0 | 0 | 0 | 0 | 0 | 637122.5 | 137471.5 | 137951 | 919368.5 | 0 | 0 | 0 | 0 | 0 | 0 | 0 | 0
[9 empty] | 2022-05-12 | 2022 | 21-22 | 0 | 0 | 0 | 0 | 0 | 0 | 0 | 0 | 637122.5 | 137471.5 | 137951 | 919368.5 | 0 | 0 | 0 | 0 | 0 | 0 | 0 | 0
[9 empty] | 2022-05-13 | 2022 | 21-22 | 0 | 0 | 0 | 0 | 0 | 0 | 0 | 0 | 637122.5 | 137471.5 | 137951 | 919368.5 | 0 | 0 | 0 | 0 | 0 | 0 | 0 | 0
[9 empty] | 2022-05-14 | 2022 | 21-22 | 0 | 0 | 0 | 0 | 0 | 0 | 0 | 0 | 637122.5 | 137471.5 | 137951 | 919368.5 | 0 | 0 | 0 | 0 | 0 | 0 | 0 | 0
[9 empty] | 2022-05-15 | 2022 | 21-22 | 0 | 0 | 0 | 0 | 0 | 0 | 0 | 0 | 637122.5 | 137471.5 | 137951 | 919368.5 | 0 | 0 | 0 | 0 | 0 | 0 | 0 | 0
[9 empty] | 2022-05-16 | 2022 | 21-22 | 0 | 0 | 0 | 0 | 0 | 0 | 0 | 0 | 637122.5 | 137471.5 | 137951 | 919368.5 | 0 | 0 | 0 | 0 | 0 | 0 | 0 | 0
[9 empty] | 2022-05-17 | 2022 | 21-22 | 0 | 0 | 0 | 0 | 0 | 0 | 0 | 0 | 637122.5 | 137471.5 | 137951 | 919368.5 | 0 | 0 | 0 | 0 | 0 | 0 | 0 | 0
[9 empty] | 2022-05-18 | 2022 | 21-22 | 0 | 0 | 0 | 0 | 0 | 0 | 0 | 0 | 637122.5 | 137471.5 | 137951 | 919368.5 | 0 | 0 | 0 | 0 | 0 | 0 | 0 | 0
[9 empty] | 2022-05-19 | 2022 | 21-22 | 0 | 0 | 0 | 0 | 0 | 0 | 0 | 0 | 637122.5 | 137471.5 | 137951 | 919368.5 | 0 | 0 | 0 | 0 | 0 | 0 | 0 | 0
[9 empty] | 2022-05-20 | 2022 | 21-22 | 0 | 0 | 0 | 0 | 0 | 0 | 0 | 0 | 637122.5 | 137471.5 | 137951 | 919368.5 | 0 | 0 | 0 | 0 | 0 | 0 | 0 | 0
[9 empty] | 2022-05-21 | 2022 | 21-22 | 0 | 0 | 0 | 0 | 0 | 0 | 0 | 0 | 637122.5 | 137471.5 | 137951 | 919368.5 | 0 | 0 | 0 | 0 | 0 | 0 | 0 | 0
[9 empty] | 2022-05-22 | 2022 | 21-22 | 0 | 0 | 0 | 0 | 0 | 0 | 0 | 0 | 637122.5 | 137471.5 | 137951 | 919368.5 | 0 | 0 | 0 | 0 | 0 | 0 | 0 | 0
[9 empty] | 2022-05-23 | 2022 | 21-22 | 0 | 0 | 0 | 0 | 0 | 0 | 0 | 0 | 637122.5 | 137471.5 | 137951 | 919368.5 | 0 | 0 | 0 | 0 | 0 | 0 | 0 | 0
[9 empty] | 2022-05-24 | 2022 | 21-22 | 0 | 0 | 0 | 0 | 0 | 0 | 0 | 0 | 637122.5 | 137471.5 | 137951 | 919368.5 | 0 | 0 | 0 | 0 | 0 | 0 | 0 | 0
[9 empty] | 2022-05-25 | 2022 | 21-22 | 0 | 0 | 0 | 0 | 0 | 0 | 0 | 0 | 637122.5 | 137471.5 | 137951 | 919368.5 | 0 | 0 | 0 | 0 | 0 | 0 | 0 | 0
[9 empty] | 2022-05-26 | 2022 | 21-22 | 0 | 0 | 0 | 0 | 0 | 0 | 0 | 0 | 637122.5 | 137471.5 | 137951 | 919368.5 | 0 | 0 | 0 | 0 | 0 | 0 | 0 | 0
[9 empty] | 2022-05-27 | 2022 | 21-22 | 0 | 0 | 0 | 0 | 0 | 0 | 0 | 0 | 637122.5 | 137471.5 | 137951 | 919368.5 | 0 | 0 | 0 | 0 | 0 | 0 | 0 | 0
[9 empty] | 2022-05-28 | 2022 | 21-22 | 0 | 0 | 0 | 0 | 0 | 0 | 0 | 0 | 637122.5 | 137471.5 | 137951 | 919368.5 | 0 | 0 | 0 | 0 | 0 | 0 | 0 | 0
[9 empty] | 2022-05-29 | 2022 | 21-22 | 0 | 0 | 0 | 0 | 0 | 0 | 0 | 0 | 637122.5 | 137471.5 | 137951 | 919368.5 | 0 | 0 | 0 | 0 | 0 | 0 | 0 | 0
[9 empty] | 2022-05-30 | 2022 | 21-22 | 0 | 0 | 0 | 0 | 0 | 0 | 0 | 0 | 637122.5 | 137471.5 | 137951 | 919368.5 | 0 | 0 | 0 | 0 | 0 | 0 | 0 | 0
[9 empty] | 2022-05-31 | 2022 | 21-22 | 0 | 0 | 0 | 0 | 0 | 0 | 0 | 0 | 637122.5 | 137471.5 | 137951 | 919368.5 | 0 | 0 | 0 | 0 | 0 | 0 | 0 | 0
[9 empty] | 2022-06-01 | 2022 | 21-22 | 0 | 0 | 0 | 0 | 0 | 0 | 0 | 0 | 637122.5 | 137471.5 | 137951 | 919368.5 | 0 | 0 | 0 | 0 | 0 | 0 | 0 | 0
[9 empty] | 2022-06-02 | 2022 | 21-22 | 0 | 0 | 0 | 0 | 0 | 0 | 0 | 0 | 637122.5 | 137471.5 | 137951 | 919368.5 | 0 | 0 | 0 | 0 | 0 | 0 | 0 | 0
[9 empty] | 2022-06-03 | 2022 | 21-22 | 0 | 0 | 0 | 0 | 0 | 0 | 0 | 0 | 637122.5 | 137471.5 | 137951 | 919368.5 | 0 | 0 | 0 | 0 | 0 | 0 | 0 | 0
[9 empty] | 2022-06-04 | 2022 | 21-22 | 0 | 0 | 0 | 0 | 0 | 0 | 0 | 0 | 637122.5 | 137471.5 | 137951 | 919368.5 | 0 | 0 | 0 | 0 | 0 | 0 | 0 | 0
[9 empty] | 2022-06-05 | 2022 | 21-22 | 0 | 0 | 0 | 0 | 0 | 0 | 0 | 0 | 637122.5 | 137471.5 | 137951 | 919368.5 | 0 | 0 | 0 | 0 | 0 | 0 | 0 | 0
[9 empty] | 2022-06-06 | 2022 | 21-22 | 0 | 0 | 0 | 0 | 0 | 0 | 0 | 0 | 637122.5 | 137471.5 | 137951 | 919368.5 | 0 | 0 | 0 | 0 | 0 | 0 | 0 | 0
[9 empty] | 2022-06-07 | 2022 | 21-22 | 0 | 0 | 0 | 0 | 0 | 0 | 0 | 0 | 637122.5 | 137471.5 | 137951 | 919368.5 | 0 | 0 | 0 | 0 | 0 | 0 | 0 | 0
[9 empty] | 2022-06-08 | 2022 | 21-22 | 0 | 0 | 0 | 0 | 0 | 0 | 0 | 0 | 637122.5 | 137471.5 | 137951 | 919368.5 | 0 | 0 | 0 | 0 | 0 | 0 | 0 | 0
[9 empty] | 2022-06-09 | 2022 | 21-22 | 0 | 0 | 0 | 0 | 0 | 0 | 0 | 0 | 637122.5 | 137471.5 | 137951 | 919368.5 | 0 | 0 | 0 | 0 | 0 | 0 | 0 | 0
[9 empty] | 2022-06-10 | 2022 | 21-22 | 0 | 0 | 0 | 0 | 0 | 0 | 0 | 0 | 637122.5 | 137471.5 | 137951 | 919368.5 | 0 | 0 | 0 | 0 | 0 | 0 | 0 | 0
[9 empty] | 2022-06-11 | 2022 | 21-22 | 0 | 0 | 0 | 0 | 0 | 0 | 0 | 0 | 637122.5 | 137471.5 | 137951 | 919368.5 | 0 | 0 | 0 | 0 | 0 | 0 | 0 | 0
[9 empty] | 2022-06-12 | 2022 | 21-22 | 0 | 0 | 0 | 0 | 0 | 0 | 0 | 0 | 637122.5 | 137471.5 | 137951 | 919368.5 | 0 | 0 | 0 | 0 | 0 | 0 | 0 | 0
[9 empty] | 2022-06-13 | 2022 | 21-22 | 0 | 0 | 0 | 0 | 0 | 0 | 0 | 0 | 637122.5 | 137471.5 | 137951 | 919368.5 | 0 | 0 | 0 | 0 | 0 | 0 | 0 | 0
[9 empty] | 2022-06-14 | 2022 | 21-22 | 0 | 0 | 0 | 0 | 0 | 0 | 0 | 0 | 637122.5 | 137471.5 | 137951 | 919368.5 | 0 | 0 | 0 | 0 | 0 | 0 | 0 | 0
[9 empty] | 2022-06-15 | 2022 | 21-22 | 0 | 0 | 0 | 0 | 0 | 0 | 0 | 0 | 637122.5 | 137471.5 | 137951 | 919368.5 | 0 | 0 | 0 | 0 | 0 | 0 | 0 | 0
[9 empty] | 2022-06-16 | 2022 | 21-22 | 0 | 0 | 0 | 0 | 0 | 0 | 0 | 0 | 637122.5 | 137471.5 | 137951 | 919368.5 | 0 | 0 | 0 | 0 | 0 | 0 | 0 | 0
[9 empty] | 2022-06-17 | 2022 | 21-22 | 0 | 0 | 0 | 0 | 0 | 0 | 0 | 0 | 637122.5 | 137471.5 | 137951 | 919368.5 | 0 | 0 | 0 | 0 | 0 | 0 | 0 | 0
[9 empty] | 2022-06-18 | 2022 | 21-22 | 0 | 0 | 0 | 0 | 0 | 0 | 0 | 0 | 637122.5 | 137471.5 | 137951 | 919368.5 | 0 | 0 | 0 | 0 | 0 | 0 | 0 | 0
[9 empty] | 2022-06-19 | 2022 | 21-22 | 0 | 0 | 0 | 0 | 0 | 0 | 0 | 0 | 637122.5 | 137471.5 | 137951 | 919368.5 | 0 | 0 | 0 | 0 | 0 | 0 | 0 | 0
[9 empty] | 2022-06-20 | 2022 | 21-22 | 0 | 0 | 0 | 0 | 0 | 0 | 0 | 0 | 637122.5 | 137471.5 | 137951 | 919368.5 | 0 | 0 | 0 | 0 | 0 | 0 | 0 | 0
[9 empty] | 2022-06-21 | 2022 | 21-22 | 0 | 0 | 0 | 0 | 0 | 0 | 0 | 0 | 637122.5 | 137471.5 | 137951 | 919368.5 | 0 | 0 | 0 | 0 | 0 | 0 | 0 | 0
[9 empty] | 2022-06-22 | 2022 | 21-22 | 0 | 0 | 0 | 0 | 0 | 0 | 0 | 0 | 637122.5 | 137471.5 | 137951 | 919368.5 | 0 | 0 | 0 | 0 | 0 | 0 | 0 | 0
[9 empty] | 2022-06-23 | 2022 | 21-22 | 0 | 0 | 0 | 0 | 0 | 0 | 0 | 0 | 637122.5 | 137471.5 | 137951 | 919368.5 | 0 | 0 | 0 | 0 | 0 | 0 | 0 | 0
[9 empty] | 2022-06-24 | 2022 | 21-22 | 0 | 0 | 0 | 0 | 0 | 0 | 0 | 0 | 637122.5 | 137471.5 | 137951 | 919368.5 | 0 | 0 | 0 | 0 | 0 | 0 | 0 | 0
[9 empty] | 2022-06-25 | 2022 | 21-22 | 0 | 0 | 0 | 0 | 0 | 0 | 0 | 0 | 637122.5 | 137471.5 | 137951 | 919368.5 | 0 | 0 | 0 | 0 | 0 | 0 | 0 | 0
[9 empty] | 2022-06-26 | 2022 | 21-22 | 0 | 0 | 0 | 0 | 0 | 0 | 0 | 0 | 637122.5 | 137471.5 | 137951 | 919368.5 | 0 | 0 | 0 | 0 | 0 | 0 | 0 | 0
[9 empty] | 2022-06-27 | 2022 | 21-22 | 0 | 0 | 0 | 0 | 0 | 0 | 0 | 0 | 637122.5 | 137471.5 | 137951 | 919368.5 | 0 | 0 | 0 | 0 | 0 | 0 | 0 | 0
[9 empty] | 2022-06-28 | 2022 | 21-22 | 0 | 0 | 0 | 0 | 0 | 0 | 0 | 0 | 637122.5 | 137471.5 | 137951 | 919368.5 | 0 | 0 | 0 | 0 | 0 | 0 | 0 | 0
[9 empty] | 2022-06-29 | 2022 | 21-22 | 0 | 0 | 0 | 0 | 0 | 0 | 0 | 0 | 637122.5 | 137471.5 | 137951 | 919368.5 | 0 | 0 | 0 | 0 | 0 | 0 | 0 | 0
[9 empty] | 2022-06-30 | 2022 | 21-22 | 0 | 0 | 0 | 0 | 0 | 0 | 0 | 0 | 637122.5 | 137471.5 | 137951 | 919368.5 | 0 | 0 | 0 | 0 | 0 | 0 | 0 | 0
[9 empty] | 2022-07-01 | 2023 | 22-23 | 0 | 0 | 0 | 0 | 0 | 0 | 0 | 0 | 641866.5 | 140158.5 | 138614 | 927484.5 | 0 | 0 | 0 | 0 | 0 | 0 | 0 | 0
[9 empty] | 2022-07-02 | 2023 | 22-23 | 0 | 0 | 0 | 0 | 0 | 0 | 0 | 0 | 641866.5 | 140158.5 | 138614 | 927484.5 | 0 | 0 | 0 | 0 | 0 | 0 | 0 | 0
[9 empty] | 2022-07-03 | 2023 | 22-23 | 0 | 0 | 0 | 0 | 0 | 0 | 0 | 0 | 641866.5 | 140158.5 | 138614 | 927484.5 | 0 | 0 | 0 | 0 | 0 | 0 | 0 | 0
[9 empty] | 2022-07-04 | 2023 | 22-23 | 0 | 0 | 0 | 0 | 0 | 0 | 0 | 0 | 641866.5 | 140158.5 | 138614 | 927484.5 | 0 | 0 | 0 | 0 | 0 | 0 | 0 | 0
[9 empty] | 2022-07-05 | 2023 | 22-23 | 0 | 0 | 0 | 0 | 0 | 0 | 0 | 0 | 641866.5 | 140158.5 | 138614 | 927484.5 | 0 | 0 | 0 | 0 | 0 | 0 | 0 | 0
[9 empty] | 2022-07-06 | 2023 | 22-23 | 0 | 0 | 0 | 0 | 0 | 0 | 0 | 0 | 641866.5 | 140158.5 | 138614 | 927484.5 | 0 | 0 | 0 | 0 | 0 | 0 | 0 | 0
[9 empty] | 2022-07-07 | 2023 | 22-23 | 0 | 0 | 0 | 0 | 0 | 0 | 0 | 0 | 641866.5 | 140158.5 | 138614 | 927484.5 | 0 | 0 | 0 | 0 | 0 | 0 | 0 | 0
[9 empty] | 2022-07-08 | 2023 | 22-23 | 0 | 0 | 0 | 0 | 0 | 0 | 0 | 0 | 641866.5 | 140158.5 | 138614 | 927484.5 | 0 | 0 | 0 | 0 | 0 | 0 | 0 | 0
[9 empty] | 2022-07-09 | 2023 | 22-23 | 0 | 0 | 0 | 0 | 0 | 0 | 0 | 0 | 641866.5 | 140158.5 | 138614 | 927484.5 | 0 | 0 | 0 | 0 | 0 | 0 | 0 | 0
[9 empty] | 2022-07-10 | 2023 | 22-23 | 0 | 0 | 0 | 0 | 0 | 0 | 0 | 0 | 641866.5 | 140158.5 | 138614 | 927484.5 | 0 | 0 | 0 | 0 | 0 | 0 | 0 | 0
[9 empty] | 2022-07-11 | 2023 | 22-23 | 0 | 0 | 0 | 0 | 0 | 0 | 0 | 0 | 641866.5 | 140158.5 | 138614 | 927484.5 | 0 | 0 | 0 | 0 | 0 | 0 | 0 | 0
[9 empty] | 2022-07-12 | 2023 | 22-23 | 0 | 0 | 0 | 0 | 0 | 0 | 0 | 0 | 641866.5 | 140158.5 | 138614 | 927484.5 | 0 | 0 | 0 | 0 | 0 | 0 | 0 | 0
[9 empty] | 2022-07-13 | 2023 | 22-23 | 0 | 0 | 0 | 0 | 0 | 0 | 0 | 0 | 641866.5 | 140158.5 | 138614 | 927484.5 | 0 | 0 | 0 | 0 | 0 | 0 | 0 | 0
[9 empty] | 2022-07-14 | 2023 | 22-23 | 0 | 0 | 0 | 0 | 0 | 0 | 0 | 0 | 641866.5 | 140158.5 | 138614 | 927484.5 | 0 | 0 | 0 | 0 | 0 | 0 | 0 | 0
[9 empty] | 2022-07-15 | 2023 | 22-23 | 0 | 0 | 0 | 0 | 0 | 0 | 0 | 0 | 641866.5 | 140158.5 | 138614 | 927484.5 | 0 | 0 | 0 | 0 | 0 | 0 | 0 | 0
[9 empty] | 2022-07-16 | 2023 | 22-23 | 0 | 0 | 0 | 0 | 0 | 0 | 0 | 0 | 641866.5 | 140158.5 | 138614 | 927484.5 | 0 | 0 | 0 | 0 | 0 | 0 | 0 | 0
[9 empty] | 2022-07-17 | 2023 | 22-23 | 0 | 0 | 0 | 0 | 0 | 0 | 0 | 0 | 641866.5 | 140158.5 | 138614 | 927484.5 | 0 | 0 | 0 | 0 | 0 | 0 | 0 | 0
[9 empty] | 2022-07-18 | 2023 | 22-23 | 0 | 0 | 0 | 0 | 0 | 0 | 0 | 0 | 641866.5 | 140158.5 | 138614 | 927484.5 | 0 | 0 | 0 | 0 | 0 | 0 | 0 | 0
[9 empty] | 2022-07-19 | 2023 | 22-23 | 0 | 0 | 0 | 0 | 0 | 0 | 0 | 0 | 641866.5 | 140158.5 | 138614 | 927484.5 | 0 | 0 | 0 | 0 | 0 | 0 | 0 | 0
[9 empty] | 2022-07-20 | 2023 | 22-23 | 0 | 0 | 0 | 0 | 0 | 0 | 0 | 0 | 641866.5 | 140158.5 | 138614 | 927484.5 | 0 | 0 | 0 | 0 | 0 | 0 | 0 | 0
[9 empty] | 2022-07-21 | 2023 | 22-23 | 0 | 0 | 0 | 0 | 0 | 0 | 0 | 0 | 641866.5 | 140158.5 | 138614 | 927484.5 | 0 | 0 | 0 | 0 | 0 | 0 | 0 | 0
[9 empty] | 2022-07-22 | 2023 | 22-23 | 0 | 0 | 0 | 0 | 0 | 0 | 0 | 0 | 641866.5 | 140158.5 | 138614 | 927484.5 | 0 | 0 | 0 | 0 | 0 | 0 | 0 | 0
[9 empty] | 2022-07-23 | 2023 | 22-23 | 0 | 0 | 0 | 0 | 0 | 0 | 0 | 0 | 641866.5 | 140158.5 | 138614 | 927484.5 | 0 | 0 | 0 | 0 | 0 | 0 | 0 | 0
[9 empty] | 2022-07-24 | 2023 | 22-23 | 0 | 0 | 0 | 0 | 0 | 0 | 0 | 0 | 641866.5 | 140158.5 | 138614 | 927484.5 | 0 | 0 | 0 | 0 | 0 | 0 | 0 | 0
[9 empty] | 2022-07-25 | 2023 | 22-23 | 0 | 0 | 0 | 0 | 0 | 0 | 0 | 0 | 641866.5 | 140158.5 | 138614 | 927484.5 | 0 | 0 | 0 | 0 | 0 | 0 | 0 | 0
[9 empty] | 2022-07-26 | 2023 | 22-23 | 0 | 0 | 0 | 0 | 0 | 0 | 0 | 0 | 641866.5 | 140158.5 | 138614 | 927484.5 | 0 | 0 | 0 | 0 | 0 | 0 | 0 | 0
[9 empty] | 2022-07-27 | 2023 | 22-23 | 0 | 0 | 0 | 0 | 0 | 0 | 0 | 0 | 641866.5 | 140158.5 | 138614 | 927484.5 | 0 | 0 | 0 | 0 | 0 | 0 | 0 | 0
[9 empty] | 2022-07-28 | 2023 | 22-23 | 0 | 0 | 0 | 0 | 0 | 0 | 0 | 0 | 641866.5 | 140158.5 | 138614 | 927484.5 | 0 | 0 | 0 | 0 | 0 | 0 | 0 | 0
[9 empty] | 2022-07-29 | 2023 | 22-23 | 0 | 0 | 0 | 0 | 0 | 0 | 0 | 0 | 641866.5 | 140158.5 | 138614 | 927484.5 | 0 | 0 | 0 | 0 | 0 | 0 | 0 | 0
[9 empty] | 2022-07-30 | 2023 | 22-23 | 0 | 0 | 0 | 0 | 0 | 0 | 0 | 0 | 641866.5 | 140158.5 | 138614 | 927484.5 | 0 | 0 | 0 | 0 | 0 | 0 | 0 | 0
[9 empty] | 2022-07-31 | 2023 | 22-23 | 0 | 0 | 0 | 0 | 0 | 0 | 0 | 0 | 641866.5 | 140158.5 | 138614 | 927484.5 | 0 | 0 | 0 | 0 | 0 | 0 | 0 | 0
[9 empty] | 2022-08-01 | 2023 | 22-23 | 0 | 0 | 0 | 0 | 0 | 0 | 0 | 0 | 641866.5 | 140158.5 | 138614 | 927484.5 | 0 | 0 | 0 | 0 | 0 | 0 | 0 | 0
[9 empty] | 2022-08-02 | 2023 | 22-23 | 0 | 0 | 0 | 0 | 0 | 0 | 0 | 0 | 641866.5 | 140158.5 | 138614 | 927484.5 | 0 | 0 | 0 | 0 | 0 | 0 | 0 | 0
[9 empty] | 2022-08-03 | 2023 | 22-23 | 0 | 0 | 0 | 0 | 0 | 0 | 0 | 0 | 641866.5 | 140158.5 | 138614 | 927484.5 | 0 | 0 | 0 | 0 | 0 | 0 | 0 | 0
[9 empty] | 2022-08-04 | 2023 | 22-23 | 0 | 0 | 0 | 0 | 0 | 0 | 0 | 0 | 641866.5 | 140158.5 | 138614 | 927484.5 | 0 | 0 | 0 | 0 | 0 | 0 | 0 | 0
[9 empty] | 2022-08-05 | 2023 | 22-23 | 0 | 0 | 0 | 0 | 0 | 0 | 0 | 0 | 641866.5 | 140158.5 | 138614 | 927484.5 | 0 | 0 | 0 | 0 | 0 | 0 | 0 | 0
[9 empty] | 2022-08-06 | 2023 | 22-23 | 0 | 0 | 0 | 0 | 0 | 0 | 0 | 0 | 641866.5 | 140158.5 | 138614 | 927484.5 | 0 | 0 | 0 | 0 | 0 | 0 | 0 | 0
[9 empty] | 2022-08-07 | 2023 | 22-23 | 0 | 0 | 0 | 0 | 0 | 0 | 0 | 0 | 641866.5 | 140158.5 | 138614 | 927484.5 | 0 | 0 | 0 | 0 | 0 | 0 | 0 | 0
[9 empty] | 2022-08-08 | 2023 | 22-23 | 0 | 0 | 0 | 0 | 0 | 0 | 0 | 0 | 641866.5 | 140158.5 | 138614 | 927484.5 | 0 | 0 | 0 | 0 | 0 | 0 | 0 | 0
[9 empty] | 2022-08-09 | 2023 | 22-23 | 0 | 0 | 0 | 0 | 0 | 0 | 0 | 0 | 641866.5 | 140158.5 | 138614 | 927484.5 | 0 | 0 | 0 | 0 | 0 | 0 | 0 | 0
[9 empty] | 2022-08-10 | 2023 | 22-23 | 0 | 0 | 0 | 0 | 0 | 0 | 0 | 0 | 641866.5 | 140158.5 | 138614 | 927484.5 | 0 | 0 | 0 | 0 | 0 | 0 | 0 | 0
[9 empty] | 2022-08-11 | 2023 | 22-23 | 0 | 0 | 0 | 0 | 0 | 0 | 0 | 0 | 641866.5 | 140158.5 | 138614 | 927484.5 | 0 | 0 | 0 | 0 | 0 | 0 | 0 | 0
[9 empty] | 2022-08-12 | 2023 | 22-23 | 0 | 0 | 0 | 0 | 0 | 0 | 0 | 0 | 641866.5 | 140158.5 | 138614 | 927484.5 | 0 | 0 | 0 | 0 | 0 | 0 | 0 | 0
[9 empty] | 2022-08-13 | 2023 | 22-23 | 0 | 0 | 0 | 0 | 0 | 0 | 0 | 0 | 641866.5 | 140158.5 | 138614 | 927484.5 | 0 | 0 | 0 | 0 | 0 | 0 | 0 | 0
[9 empty] | 2022-08-14 | 2023 | 22-23 | 0 | 0 | 0 | 0 | 0 | 0 | 0 | 0 | 641866.5 | 140158.5 | 138614 | 927484.5 | 0 | 0 | 0 | 0 | 0 | 0 | 0 | 0
[9 empty] | 2022-08-15 | 2023 | 22-23 | 0 | 0 | 0 | 0 | 0 | 0 | 0 | 0 | 641866.5 | 140158.5 | 138614 | 927484.5 | 0 | 0 | 0 | 0 | 0 | 0 | 0 | 0
[9 empty] | 2022-08-16 | 2023 | 22-23 | 0 | 0 | 0 | 0 | 0 | 0 | 0 | 0 | 641866.5 | 140158.5 | 138614 | 927484.5 | 0 | 0 | 0 | 0 | 0 | 0 | 0 | 0
[9 empty] | 2022-08-17 | 2023 | 22-23 | 0 | 0 | 0 | 0 | 0 | 0 | 0 | 0 | 641866.5 | 140158.5 | 138614 | 927484.5 | 0 | 0 | 0 | 0 | 0 | 0 | 0 | 0
[9 empty] | 2022-08-18 | 2023 | 22-23 | 0 | 0 | 0 | 0 | 0 | 0 | 0 | 0 | 641866.5 | 140158.5 | 138614 | 927484.5 | 0 | 0 | 0 | 0 | 0 | 0 | 0 | 0
[9 empty] | 2022-08-19 | 2023 | 22-23 | 0 | 0 | 0 | 0 | 0 | 0 | 0 | 0 | 641866.5 | 140158.5 | 138614 | 927484.5 | 0 | 0 | 0 | 0 | 0 | 0 | 0 | 0
[9 empty] | 2022-08-20 | 2023 | 22-23 | 0 | 0 | 0 | 0 | 0 | 0 | 0 | 0 | 641866.5 | 140158.5 | 138614 | 927484.5 | 0 | 0 | 0 | 0 | 0 | 0 | 0 | 0
[9 empty] | 2022-08-21 | 2023 | 22-23 | 0 | 0 | 0 | 0 | 0 | 0 | 0 | 0 | 641866.5 | 140158.5 | 138614 | 927484.5 | 0 | 0 | 0 | 0 | 0 | 0 | 0 | 0
[9 empty] | 2022-08-22 | 2023 | 22-23 | 0 | 0 | 0 | 0 | 0 | 0 | 0 | 0 | 641866.5 | 140158.5 | 138614 | 927484.5 | 0 | 0 | 0 | 0 | 0 | 0 | 0 | 0
[9 empty] | 2022-08-23 | 2023 | 22-23 | 0 | 0 | 0 | 0 | 0 | 0 | 0 | 0 | 641866.5 | 140158.5 | 138614 | 927484.5 | 0 | 0 | 0 | 0 | 0 | 0 | 0 | 0
[9 empty] | 2022-08-24 | 2023 | 22-23 | 0 | 0 | 0 | 0 | 0 | 0 | 0 | 0 | 641866.5 | 140158.5 | 138614 | 927484.5 | 0 | 0 | 0 | 0 | 0 | 0 | 0 | 0
[9 empty] | 2022-08-25 | 2023 | 22-23 | 0 | 0 | 0 | 0 | 0 | 0 | 0 | 0 | 641866.5 | 140158.5 | 138614 | 927484.5 | 0 | 0 | 0 | 0 | 0 | 0 | 0 | 0
[9 empty] | 2022-08-26 | 2023 | 22-23 | 0 | 0 | 0 | 0 | 0 | 0 | 0 | 0 | 641866.5 | 140158.5 | 138614 | 927484.5 | 0 | 0 | 0 | 0 | 0 | 0 | 0 | 0
[9 empty] | 2022-08-27 | 2023 | 22-23 | 0 | 0 | 0 | 0 | 0 | 0 | 0 | 0 | 641866.5 | 140158.5 | 138614 | 927484.5 | 0 | 0 | 0 | 0 | 0 | 0 | 0 | 0
[9 empty] | 2022-08-28 | 2023 | 22-23 | 0 | 0 | 0 | 0 | 0 | 0 | 0 | 0 | 641866.5 | 140158.5 | 138614 | 927484.5 | 0 | 0 | 0 | 0 | 0 | 0 | 0 | 0
[9 empty] | 2022-08-29 | 2023 | 22-23 | 0 | 0 | 0 | 0 | 0 | 0 | 0 | 0 | 641866.5 | 140158.5 | 138614 | 927484.5 | 0 | 0 | 0 | 0 | 0 | 0 | 0 | 0
[9 empty] | 2022-08-30 | 2023 | 22-23 | 0 | 0 | 0 | 0 | 0 | 0 | 0 | 0 | 641866.5 | 140158.5 | 138614 | 927484.5 | 0 | 0 | 0 | 0 | 0 | 0 | 0 | 0
[9 empty] | 2022-08-31 | 2023 | 22-23 | 0 | 0 | 0 | 0 | 0 | 0 | 0 | 0 | 641866.5 | 140158.5 | 138614 | 927484.5 | 0 | 0 | 0 | 0 | 0 | 0 | 0 | 0
[9 empty] | 2022-09-01 | 2023 | 22-23 | 0 | 0 | 0 | 0 | 0 | 0 | 0 | 0 | 641866.5 | 140158.5 | 138614 | 927484.5 | 0 | 0 | 0 | 0 | 0 | 0 | 0 | 0
[9 empty] | 2022-09-02 | 2023 | 22-23 | 0 | 0 | 0 | 0 | 0 | 0 | 0 | 0 | 641866.5 | 140158.5 | 138614 | 927484.5 | 0 | 0 | 0 | 0 | 0 | 0 | 0 | 0
[9 empty] | 2022-09-03 | 2023 | 22-23 | 0 | 0 | 0 | 0 | 0 | 0 | 0 | 0 | 641866.5 | 140158.5 | 138614 | 927484.5 | 0 | 0 | 0 | 0 | 0 | 0 | 0 | 0
[9 empty] | 2022-09-04 | 2023 | 22-23 | 0 | 0 | 0 | 0 | 0 | 0 | 0 | 0 | 641866.5 | 140158.5 | 138614 | 927484.5 | 0 | 0 | 0 | 0 | 0 | 0 | 0 | 0
[9 empty] | 2022-09-05 | 2023 | 22-23 | 0 | 0 | 0 | 0 | 0 | 0 | 0 | 0 | 641866.5 | 140158.5 | 138614 | 927484.5 | 0 | 0 | 0 | 0 | 0 | 0 | 0 | 0
[9 empty] | 2022-09-06 | 2023 | 22-23 | 0 | 0 | 0 | 0 | 0 | 0 | 0 | 0 | 641866.5 | 140158.5 | 138614 | 927484.5 | 0 | 0 | 0 | 0 | 0 | 0 | 0 | 0
[9 empty] | 2022-09-07 | 2023 | 22-23 | 0 | 0 | 0 | 0 | 0 | 0 | 0 | 0 | 641866.5 | 140158.5 | 138614 | 927484.5 | 0 | 0 | 0 | 0 | 0 | 0 | 0 | 0
[9 empty] | 2022-09-08 | 2023 | 22-23 | 0 | 0 | 0 | 0 | 0 | 0 | 0 | 0 | 641866.5 | 140158.5 | 138614 | 927484.5 | 0 | 0 | 0 | 0 | 0 | 0 | 0 | 0
[9 empty] | 2022-09-09 | 2023 | 22-23 | 0 | 0 | 0 | 0 | 0 | 0 | 0 | 0 | 641866.5 | 140158.5 | 138614 | 927484.5 | 0 | 0 | 0 | 0 | 0 | 0 | 0 | 0
[9 empty] | 2022-09-10 | 2023 | 22-23 | 0 | 0 | 0 | 0 | 0 | 0 | 0 | 0 | 641866.5 | 140158.5 | 138614 | 927484.5 | 0 | 0 | 0 | 0 | 0 | 0 | 0 | 0
[9 empty] | 2022-09-11 | 2023 | 22-23 | 0 | 0 | 0 | 0 | 0 | 0 | 0 | 0 | 641866.5 | 140158.5 | 138614 | 927484.5 | 0 | 0 | 0 | 0 | 0 | 0 | 0 | 0
[9 empty] | 2022-09-12 | 2023 | 22-23 | 0 | 0 | 0 | 0 | 0 | 0 | 0 | 0 | 641866.5 | 140158.5 | 138614 | 927484.5 | 0 | 0 | 0 | 0 | 0 | 0 | 0 | 0
[9 empty] | 2022-09-13 | 2023 | 22-23 | 0 | 0 | 0 | 0 | 0 | 0 | 0 | 0 | 641866.5 | 140158.5 | 138614 | 927484.5 | 0 | 0 | 0 | 0 | 0 | 0 | 0 | 0
[9 empty] | 2022-09-14 | 2023 | 22-23 | 0 | 0 | 0 | 0 | 0 | 0 | 0 | 0 | 641866.5 | 140158.5 | 138614 | 927484.5 | 0 | 0 | 0 | 0 | 0 | 0 | 0 | 0
[9 empty] | 2022-09-15 | 2023 | 22-23 | 0 | 0 | 0 | 0 | 0 | 0 | 0 | 0 | 641866.5 | 140158.5 | 138614 | 927484.5 | 0 | 0 | 0 | 0 | 0 | 0 | 0 | 0
[9 empty] | 2022-09-16 | 2023 | 22-23 | 0 | 0 | 0 | 0 | 0 | 0 | 0 | 0 | 641866.5 | 140158.5 | 138614 | 927484.5 | 0 | 0 | 0 | 0 | 0 | 0 | 0 | 0
[9 empty] | 2022-09-17 | 2023 | 22-23 | 0 | 0 | 0 | 0 | 0 | 0 | 0 | 0 | 641866.5 | 140158.5 | 138614 | 927484.5 | 0 | 0 | 0 | 0 | 0 | 0 | 0 | 0
[9 empty] | 2022-09-18 | 2023 | 22-23 | 0 | 0 | 0 | 0 | 0 | 0 | 0 | 0 | 641866.5 | 140158.5 | 138614 | 927484.5 | 0 | 0 | 0 | 0 | 0 | 0 | 0 | 0
[9 empty] | 2022-09-19 | 2023 | 22-23 | 0 | 0 | 0 | 0 | 0 | 0 | 0 | 0 | 641866.5 | 140158.5 | 138614 | 927484.5 | 0 | 0 | 0 | 0 | 0 | 0 | 0 | 0
[9 empty] | 2022-09-20 | 2023 | 22-23 | 0 | 0 | 0 | 0 | 0 | 0 | 0 | 0 | 641866.5 | 140158.5 | 138614 | 927484.5 | 0 | 0 | 0 | 0 | 0 | 0 | 0 | 0
[9 empty] | 2022-09-21 | 2023 | 22-23 | 0 | 0 | 0 | 0 | 0 | 0 | 0 | 0 | 641866.5 | 140158.5 | 138614 | 927484.5 | 0 | 0 | 0 | 0 | 0 | 0 | 0 | 0
[9 empty] | 2022-09-22 | 2023 | 22-23 | 0 | 0 | 0 | 0 | 0 | 0 | 0 | 0 | 641866.5 | 140158.5 | 138614 | 927484.5 | 0 | 0 | 0 | 0 | 0 | 0 | 0 | 0
[9 empty] | 2022-09-23 | 2023 | 22-23 | 0 | 0 | 0 | 0 | 0 | 0 | 0 | 0 | 641866.5 | 140158.5 | 138614 | 927484.5 | 0 | 0 | 0 | 0 | 0 | 0 | 0 | 0
[9 empty] | 2022-09-24 | 2023 | 22-23 | 0 | 0 | 0 | 0 | 0 | 0 | 0 | 0 | 641866.5 | 140158.5 | 138614 | 927484.5 | 0 | 0 | 0 | 0 | 0 | 0 | 0 | 0
[9 empty] | 2022-09-25 | 2023 | 22-23 | 0 | 0 | 0 | 0 | 0 | 0 | 0 | 0 | 641866.5 | 140158.5 | 138614 | 927484.5 | 0 | 0 | 0 | 0 | 0 | 0 | 0 | 0
[9 empty] | 2022-09-26 | 2023 | 22-23 | 0 | 0 | 0 | 0 | 0 | 0 | 0 | 0 | 641866.5 | 140158.5 | 138614 | 927484.5 | 0 | 0 | 0 | 0 | 0 | 0 | 0 | 0
[9 empty] | 2022-09-27 | 2023 | 22-23 | 0 | 0 | 0 | 0 | 0 | 0 | 0 | 0 | 641866.5 | 140158.5 | 138614 | 927484.5 | 0 | 0 | 0 | 0 | 0 | 0 | 0 | 0
[9 empty] | 2022-09-28 | 2023 | 22-23 | 0 | 0 | 0 | 0 | 0 | 0 | 0 | 0 | 641866.5 | 140158.5 | 138614 | 927484.5 | 0 | 0 | 0 | 0 | 0 | 0 | 0 | 0
[9 empty] | 2022-09-29 | 2023 | 22-23 | 0 | 0 | 0 | 0 | 0 | 0 | 0 | 0 | 641866.5 | 140158.5 | 138614 | 927484.5 | 0 | 0 | 0 | 0 | 0 | 0 | 0 | 0
[9 empty] | 2022-09-30 | 2023 | 22-23 | 0 | 0 | 0 | 0 | 0 | 0 | 0 | 0 | 641866.5 | 140158.5 | 138614 | 927484.5 | 0 | 0 | 0 | 0 | 0 | 0 | 0 | 0
[9 empty] | 2022-10-01 | 2023 | 22-23 | 0 | 0 | 0 | 0 | 0 | 0 | 0 | 0 | 641866.5 | 140158.5 | 138614 | 927484.5 | 0 | 0 | 0 | 0 | 0 | 0 | 0 | 0
[9 empty] | 2022-10-02 | 2023 | 22-23 | 0 | 0 | 0 | 0 | 0 | 0 | 0 | 0 | 641866.5 | 140158.5 | 138614 | 927484.5 | 0 | 0 | 0 | 0 | 0 | 0 | 0 | 0
[9 empty] | 2022-10-03 | 2023 | 22-23 | 0 | 0 | 0 | 0 | 0 | 0 | 0 | 0 | 641866.5 | 140158.5 | 138614 | 927484.5 | 0 | 0 | 0 | 0 | 0 | 0 | 0 | 0
[9 empty] | 2022-10-04 | 2023 |  | 0 | 0 | 0 | 0 | 0 | 0 | 0 | 0 | 641866.5 | 140158.5 | 138614 | 927484.5 | 0 | 0 | 0 | 0 | 0 | 0 | 0 | 0
[9 empty] | 2022-10-05 | 2023 | 22-23 | 0 | 0 | 0 | 0 | 0 | 0 | 0 | 0 | 641866.5 | 140158.5 | 138614 | 927484.5 | 0 | 0 | 0 | 0 | 0 | 0 | 0 | 0
[9 empty] | 2022-10-06 | 2023 | 22-23 | 0 | 0 | 0 | 0 | 0 | 0 | 0 | 0 | 641866.5 | 140158.5 | 138614 | 927484.5 | 0 | 0 | 0 | 0 | 0 | 0 | 0 | 0
[9 empty] | 2022-10-07 | 2023 | 22-23 | 0 | 0 | 0 | 0 | 0 | 0 | 0 | 0 | 641866.5 | 140158.5 | 138614 | 927484.5 | 0 | 0 | 0 | 0 | 0 | 0 | 0 | 0
[9 empty] | 2022-10-08 | 2023 | 22-23 | 0 | 0 | 0 | 0 | 0 | 0 | 0 | 0 | 641866.5 | 140158.5 | 138614 | 927484.5 | 0 | 0 | 0 | 0 | 0 | 0 | 0 | 0
[9 empty] | 2022-10-09 | 2023 | 22-23 | 0 | 0 | 0 | 0 | 0 | 0 | 0 | 0 | 641866.5 | 140158.5 | 138614 | 927484.5 | 0 | 0 | 0 | 0 | 0 | 0 | 0 | 0
[9 empty] | 2022-10-10 | 2023 | 22-23 | 0 | 0 | 0 | 0 | 0 | 0 | 0 | 0 | 641866.5 | 140158.5 | 138614 | 927484.5 | 0 | 0 | 0 | 0 | 0 | 0 | 0 | 0
[9 empty] | 2022-10-11 | 2023 | 22-23 | 0 | 0 | 0 | 0 | 0 | 0 | 0 | 0 | 641866.5 | 140158.5 | 138614 | 927484.5 | 0 | 0 | 0 | 0 | 0 | 0 | 0 | 0
[9 empty] | 2022-10-12 | 2023 | 22-23 | 0 | 0 | 0 | 0 | 0 | 0 | 0 | 0 | 641866.5 | 140158.5 | 138614 | 927484.5 | 0 | 0 | 0 | 0 | 0 | 0 | 0 | 0
[9 empty] | 2022-10-13 | 2023 | 22-23 | 0 | 0 | 0 | 0 | 0 | 0 | 0 | 0 | 641866.5 | 140158.5 | 138614 | 927484.5 | 0 | 0 | 0 | 0 | 0 | 0 | 0 | 0
[9 empty] | 2022-10-14 | 2023 | 22-23 | 0 | 0 | 0 | 0 | 0 | 0 | 0 | 0 | 641866.5 | 140158.5 | 138614 | 927484.5 | 0 | 0 | 0 | 0 | 0 | 0 | 0 | 0
[9 empty] | 2022-10-15 | 2023 | 22-23 | 0 | 0 | 0 | 0 | 0 | 0 | 0 | 0 | 641866.5 | 140158.5 | 138614 | 927484.5 | 0 | 0 | 0 | 0 | 0 | 0 | 0 | 0
[9 empty] | 2022-10-16 | 2023 | 22-23 | 0 | 0 | 0 | 0 | 0 | 0 | 0 | 0 | 641866.5 | 140158.5 | 138614 | 927484.5 | 0 | 0 | 0 | 0 | 0 | 0 | 0 | 0
[9 empty] | 2022-10-17 | 2023 | 22-23 | 0 | 0 | 0 | 0 | 0 | 0 | 0 | 0 | 641866.5 | 140158.5 | 138614 | 927484.5 | 0 | 0 | 0 | 0 | 0 | 0 | 0 | 0
[9 empty] | 2022-10-18 | 2023 | 22-23 | 0 | 0 | 0 | 0 | 0 | 0 | 0 | 0 | 641866.5 | 140158.5 | 138614 | 927484.5 | 0 | 0 | 0 | 0 | 0 | 0 | 0 | 0
[9 empty] | 2022-10-19 | 2023 | 22-23 | 0 | 0 | 0 | 0 | 0 | 0 | 0 | 0 | 641866.5 | 140158.5 | 138614 | 927484.5 | 0 | 0 | 0 | 0 | 0 | 0 | 0 | 0
[9 empty] | 2022-10-20 | 2023 | 22-23 | 0 | 0 | 0 | 0 | 0 | 0 | 0 | 0 | 641866.5 | 140158.5 | 138614 | 927484.5 | 0 | 0 | 0 | 0 | 0 | 0 | 0 | 0
[9 empty] | 2022-10-21 | 2023 | 22-23 | 0 | 0 | 0 | 0 | 0 | 0 | 0 | 0 | 641866.5 | 140158.5 | 138614 | 927484.5 | 0 | 0 | 0 | 0 | 0 | 0 | 0 | 0
[9 empty] | 2022-10-22 | 2023 | 22-23 | 0 | 0 | 0 | 0 | 0 | 0 | 0 | 0 | 641866.5 | 140158.5 | 138614 | 927484.5 | 0 | 0 | 0 | 0 | 0 | 0 | 0 | 0
[9 empty] | 2022-10-23 | 2023 | 22-23 | 0 | 0 | 0 | 0 | 0 | 0 | 0 | 0 | 641866.5 | 140158.5 | 138614 | 927484.5 | 0 | 0 | 0 | 0 | 0 | 0 | 0 | 0
[9 empty] | 2022-10-24 | 2023 | 22-23 | 0 | 0 | 0 | 0 | 0 | 0 | 0 | 0 | 641866.5 | 140158.5 | 138614 | 927484.5 | 0 | 0 | 0 | 0 | 0 | 0 | 0 | 0
[9 empty] | 2022-10-25 | 2023 | 22-23 | 0 | 0 | 0 | 0 | 0 | 0 | 0 | 0 | 641866.5 | 140158.5 | 138614 | 927484.5 | 0 | 0 | 0 | 0 | 0 | 0 | 0 | 0
[9 empty] | 2022-10-26 | 2023 | 22-23 | 0 | 0 | 0 | 0 | 0 | 0 | 0 | 0 | 641866.5 | 140158.5 | 138614 | 927484.5 | 0 | 0 | 0 | 0 | 0 | 0 | 0 | 0
[9 empty] | 2022-10-27 | 2023 | 22-23 | 0 | 0 | 0 | 0 | 0 | 0 | 0 | 0 | 641866.5 | 140158.5 | 138614 | 927484.5 | 0 | 0 | 0 | 0 | 0 | 0 | 0 | 0
[9 empty] | 2022-10-28 | 2023 | 22-23 | 0 | 0 | 0 | 0 | 0 | 0 | 0 | 0 | 641866.5 | 140158.5 | 138614 | 927484.5 | 0 | 0 | 0 | 0 | 0 | 0 | 0 | 0
[9 empty] | 2022-10-29 | 2023 | 22-23 | 0 | 0 | 0 | 0 | 0 | 0 | 0 | 0 | 641866.5 | 140158.5 | 138614 | 927484.5 | 0 | 0 | 0 | 0 | 0 | 0 | 0 | 0
[9 empty] | 2022-10-30 | 2023 | 22-23 | 0 | 0 | 0 | 0 | 0 | 0 | 0 | 0 | 641866.5 | 140158.5 | 138614 | 927484.5 | 0 | 0 | 0 | 0 | 0 | 0 | 0 | 0
[9 empty] | 2022-10-31 | 2023 | 22-23 | 0 | 0 | 0 | 0 | 0 | 0 | 0 | 0 | 641866.5 | 140158.5 | 138614 | 927484.5 | 0 | 0 | 0 | 0 | 0 | 0 | 0 | 0
[9 empty] | 2022-11-01 | 2023 | 22-23 | 0 | 0 | 0 | 0 | 0 | 0 | 0 | 0 | 641866.5 | 140158.5 | 138614 | 927484.5 | 0 | 0 | 0 | 0 | 0 | 0 | 0 | 0
[9 empty] | 2022-11-02 | 2023 | 22-23 | 0 | 0 | 0 | 0 | 0 | 0 | 0 | 0 | 641866.5 | 140158.5 | 138614 | 927484.5 | 0 | 0 | 0 | 0 | 0 | 0 | 0 | 0
[9 empty] | 2022-11-03 | 2023 | 22-23 | 0 | 0 | 0 | 0 | 0 | 0 | 0 | 0 | 641866.5 | 140158.5 | 138614 | 927484.5 | 0 | 0 | 0 | 0 | 0 | 0 | 0 | 0
[9 empty] | 2022-11-04 | 2023 | 22-23 | 0 | 0 | 0 | 0 | 0 | 0 | 0 | 0 | 641866.5 | 140158.5 | 138614 | 927484.5 | 0 | 0 | 0 | 0 | 0 | 0 | 0 | 0
[9 empty] | 2022-11-05 | 2023 | 22-23 | 0 | 0 | 0 | 0 | 0 | 0 | 0 | 0 | 641866.5 | 140158.5 | 138614 | 927484.5 | 0 | 0 | 0 | 0 | 0 | 0 | 0 | 0
[9 empty] | 2022-11-06 | 2023 | 22-23 | 0 | 0 | 0 | 0 | 0 | 0 | 0 | 0 | 641866.5 | 140158.5 | 138614 | 927484.5 | 0 | 0 | 0 | 0 | 0 | 0 | 0 | 0
[9 empty] | 2022-11-07 | 2023 | 22-23 | 0 | 0 | 0 | 0 | 0 | 0 | 0 | 0 | 641866.5 | 140158.5 | 138614 | 927484.5 | 0 | 0 | 0 | 0 | 0 | 0 | 0 | 0
[9 empty] | 2022-11-08 | 2023 | 22-23 | 0 | 0 | 0 | 0 | 0 | 0 | 0 | 0 | 641866.5 | 140158.5 | 138614 | 927484.5 | 0 | 0 | 0 | 0 | 0 | 0 | 0 | 0
[9 empty] | 2022-11-09 | 2023 | 22-23 | 0 | 0 | 158136.7512 | 158136.7512 | 0 | 0 | 829 | 829 | 641866.5 | 140158.5 | 138614 | 927484.5 | 0 | 0 | 1.1408 | 0.1705 | 0 | 0 | 0.0059806 | 0.00089382
[9 empty] | 2022-11-10 | 2023 | 22-23 | 0 | 0 | 0 | 0 | 0 | 0 | 0 | 0 | 641866.5 | 140158.5 | 138614 | 927484.5 | 0 | 0 | 0 | 0 | 0 | 0 | 0 | 0
[9 empty] | 2022-11-11 | 2023 | 22-23 | 0 | 0 | 0 | 0 | 0 | 0 | 0 | 0 | 641866.5 | 140158.5 | 138614 | 927484.5 | 0 | 0 | 0 | 0 | 0 | 0 | 0 | 0
[9 empty] | 2022-11-12 | 2023 |  | 0 | 0 | 1413309.8299 | 1413309.8299 | 0 | 0 | 2291 | 2291 | 641866.5 | 140158.5 | 138614 | 927484.5 | 0 | 0 | 10.196 | 1.5238 | 0 | 0 | 0.016528 | 0.0024701
[9 empty] | 2022-11-13 | 2023 |  | 0 | 0 | 0 | 0 | 0 | 0 | 0 | 0 | 641866.5 | 140158.5 | 138614 | 927484.5 | 0 | 0 | 0 | 0 | 0 | 0 | 0 | 0
[9 empty] | 2022-11-14 | 2023 | 22-23 | 0 | 0 | 0 | 0 | 0 | 0 | 0 | 0 | 641866.5 | 140158.5 | 138614 | 927484.5 | 0 | 0 | 0 | 0 | 0 | 0 | 0 | 0
[9 empty] | 2022-11-15 | 2023 | 22-23 | 0 | 0 | 0 | 0 | 0 | 0 | 0 | 0 | 641866.5 | 140158.5 | 138614 | 927484.5 | 0 | 0 | 0 | 0 | 0 | 0 | 0 | 0
[9 empty] | 2022-11-16 | 2023 | 22-23 | 0 | 0 | 0 | 0 | 0 | 0 | 0 | 0 | 641866.5 | 140158.5 | 138614 | 927484.5 | 0 | 0 | 0 | 0 | 0 | 0 | 0 | 0
[9 empty] | 2022-11-17 | 2023 | 22-23 | 0 | 0 | 0 | 0 | 0 | 0 | 0 | 0 | 641866.5 | 140158.5 | 138614 | 927484.5 | 0 | 0 | 0 | 0 | 0 | 0 | 0 | 0
[9 empty] | 2022-11-18 | 2023 | 22-23 | 0 | 0 | 0 | 0 | 0 | 0 | 0 | 0 | 641866.5 | 140158.5 | 138614 | 927484.5 | 0 | 0 | 0 | 0 | 0 | 0 | 0 | 0
[9 empty] | 2022-11-19 | 2023 |  | 0 | 0 | 0 | 0 | 0 | 0 | 0 | 0 | 641866.5 | 140158.5 | 138614 | 927484.5 | 0 | 0 | 0 | 0 | 0 | 0 | 0 | 0
[9 empty] | 2022-11-20 | 2023 | 22-23 | 0 | 0 | 0 | 0 | 0 | 0 | 0 | 0 | 641866.5 | 140158.5 | 138614 | 927484.5 | 0 | 0 | 0 | 0 | 0 | 0 | 0 | 0
[9 empty] | 2022-11-21 | 2023 | 22-23 | 0 | 0 | 0 | 0 | 0 | 0 | 0 | 0 | 641866.5 | 140158.5 | 138614 | 927484.5 | 0 | 0 | 0 | 0 | 0 | 0 | 0 | 0
[9 empty] | 2022-11-22 | 2023 | 22-23 | 0 | 0 | 0 | 0 | 0 | 0 | 0 | 0 | 641866.5 | 140158.5 | 138614 | 927484.5 | 0 | 0 | 0 | 0 | 0 | 0 | 0 | 0
[9 empty] | 2022-11-23 | 2023 | 22-23 | 0 | 0 | 0 | 0 | 0 | 0 | 0 | 0 | 641866.5 | 140158.5 | 138614 | 927484.5 | 0 | 0 | 0 | 0 | 0 | 0 | 0 | 0
[9 empty] | 2022-11-24 | 2023 | 22-23 | 0 | 0 | 0 | 0 | 0 | 0 | 0 | 0 | 641866.5 | 140158.5 | 138614 | 927484.5 | 0 | 0 | 0 | 0 | 0 | 0 | 0 | 0
[9 empty] | 2022-11-25 | 2023 | 22-23 | 0 | 0 | 0 | 0 | 0 | 0 | 0 | 0 | 641866.5 | 140158.5 | 138614 | 927484.5 | 0 | 0 | 0 | 0 | 0 | 0 | 0 | 0
[9 empty] | 2022-11-26 | 2023 | 22-23 | 0 | 0 | 0 | 0 | 0 | 0 | 0 | 0 | 641866.5 | 140158.5 | 138614 | 927484.5 | 0 | 0 | 0 | 0 | 0 | 0 | 0 | 0
[9 empty] | 2022-11-27 | 2023 | 22-23 | 0 | 0 | 0 | 0 | 0 | 0 | 0 | 0 | 641866.5 | 140158.5 | 138614 | 927484.5 | 0 | 0 | 0 | 0 | 0 | 0 | 0 | 0
[9 empty] | 2022-11-28 | 2023 | 22-23 | 0 | 0 | 0 | 0 | 0 | 0 | 0 | 0 | 641866.5 | 140158.5 | 138614 | 927484.5 | 0 | 0 | 0 | 0 | 0 | 0 | 0 | 0
[9 empty] | 2022-11-29 | 2023 | 22-23 | 0 | 0 | 0 | 0 | 0 | 0 | 0 | 0 | 641866.5 | 140158.5 | 138614 | 927484.5 | 0 | 0 | 0 | 0 | 0 | 0 | 0 | 0
[9 empty] | 2022-11-30 | 2023 | 22-23 | 0 | 0 | 0 | 0 | 0 | 0 | 0 | 0 | 641866.5 | 140158.5 | 138614 | 927484.5 | 0 | 0 | 0 | 0 | 0 | 0 | 0 | 0
[9 empty] | 2022-12-01 | 2023 | 22-23 | 0 | 0 | 0 | 0 | 0 | 0 | 0 | 0 | 641866.5 | 140158.5 | 138614 | 927484.5 | 0 | 0 | 0 | 0 | 0 | 0 | 0 | 0
[9 empty] | 2022-12-02 | 2023 | 22-23 | 0 | 0 | 0 | 0 | 0 | 0 | 0 | 0 | 641866.5 | 140158.5 | 138614 | 927484.5 | 0 | 0 | 0 | 0 | 0 | 0 | 0 | 0
[9 empty] | 2022-12-03 | 2023 | 22-23 | 0 | 0 | 0 | 0 | 0 | 0 | 0 | 0 | 641866.5 | 140158.5 | 138614 | 927484.5 | 0 | 0 | 0 | 0 | 0 | 0 | 0 | 0
[9 empty] | 2022-12-04 | 2023 | 22-23 | 0 | 0 | 0 | 0 | 0 | 0 | 0 | 0 | 641866.5 | 140158.5 | 138614 | 927484.5 | 0 | 0 | 0 | 0 | 0 | 0 | 0 | 0
[9 empty] | 2022-12-05 | 2023 | 22-23 | 0 | 0 | 0 | 0 | 0 | 0 | 0 | 0 | 641866.5 | 140158.5 | 138614 | 927484.5 | 0 | 0 | 0 | 0 | 0 | 0 | 0 | 0
[9 empty] | 2022-12-06 | 2023 | 22-23 | 0 | 0 | 0 | 0 | 0 | 0 | 0 | 0 | 641866.5 | 140158.5 | 138614 | 927484.5 | 0 | 0 | 0 | 0 | 0 | 0 | 0 | 0
[9 empty] | 2022-12-07 | 2023 | 22-23 | 0 | 0 | 0 | 0 | 0 | 0 | 0 | 0 | 641866.5 | 140158.5 | 138614 | 927484.5 | 0 | 0 | 0 | 0 | 0 | 0 | 0 | 0
[9 empty] | 2022-12-08 | 2023 | 22-23 | 0 | 0 | 0 | 0 | 0 | 0 | 0 | 0 | 641866.5 | 140158.5 | 138614 | 927484.5 | 0 | 0 | 0 | 0 | 0 | 0 | 0 | 0
[9 empty] | 2022-12-09 | 2023 | 22-23 | 0 | 0 | 0 | 0 | 0 | 0 | 0 | 0 | 641866.5 | 140158.5 | 138614 | 927484.5 | 0 | 0 | 0 | 0 | 0 | 0 | 0 | 0
[9 empty] | 2022-12-10 | 2023 | 22-23 | 0 | 0 | 0 | 0 | 0 | 0 | 0 | 0 | 641866.5 | 140158.5 | 138614 | 927484.5 | 0 | 0 | 0 | 0 | 0 | 0 | 0 | 0
[9 empty] | 2022-12-11 | 2023 | 22-23 | 0 | 0 | 0 | 0 | 0 | 0 | 0 | 0 | 641866.5 | 140158.5 | 138614 | 927484.5 | 0 | 0 | 0 | 0 | 0 | 0 | 0 | 0
[9 empty] | 2022-12-12 | 2023 | 22-23 | 0 | 0 | 0 | 0 | 0 | 0 | 0 | 0 | 641866.5 | 140158.5 | 138614 | 927484.5 | 0 | 0 | 0 | 0 | 0 | 0 | 0 | 0
[9 empty] | 2022-12-13 | 2023 | 22-23 | 0 | 0 | 0 | 0 | 0 | 0 | 0 | 0 | 641866.5 | 140158.5 | 138614 | 927484.5 | 0 | 0 | 0 | 0 | 0 | 0 | 0 | 0
[9 empty] | 2022-12-14 | 2023 | 22-23 | 0 | 0 | 0 | 0 | 0 | 0 | 0 | 0 | 641866.5 | 140158.5 | 138614 | 927484.5 | 0 | 0 | 0 | 0 | 0 | 0 | 0 | 0
[9 empty] | 2022-12-15 | 2023 | 22-23 | 0 | 0 | 0 | 0 | 0 | 0 | 0 | 0 | 641866.5 | 140158.5 | 138614 | 927484.5 | 0 | 0 | 0 | 0 | 0 | 0 | 0 | 0
[9 empty] | 2022-12-16 | 2023 | 22-23 | 0 | 0 | 0 | 0 | 0 | 0 | 0 | 0 | 641866.5 | 140158.5 | 138614 | 927484.5 | 0 | 0 | 0 | 0 | 0 | 0 | 0 | 0
[9 empty] | 2022-12-17 | 2023 | 22-23 | 0 | 0 | 0 | 0 | 0 | 0 | 0 | 0 | 641866.5 | 140158.5 | 138614 | 927484.5 | 0 | 0 | 0 | 0 | 0 | 0 | 0 | 0
[9 empty] | 2022-12-18 | 2023 | 22-23 | 0 | 0 | 0 | 0 | 0 | 0 | 0 | 0 | 641866.5 | 140158.5 | 138614 | 927484.5 | 0 | 0 | 0 | 0 | 0 | 0 | 0 | 0
[9 empty] | 2022-12-19 | 2023 | 22-23 | 0 | 0 | 0 | 0 | 0 | 0 | 0 | 0 | 641866.5 | 140158.5 | 138614 | 927484.5 | 0 | 0 | 0 | 0 | 0 | 0 | 0 | 0
[9 empty] | 2022-12-20 | 2023 | 22-23 | 0 | 0 | 675.4069 | 675.4069 | 0 | 0 | 0 | 0 | 641866.5 | 140158.5 | 138614 | 927484.5 | 0 | 0 | 0.0048726 | 0.00072821 | 0 | 0 | 0 | 0
[9 empty] | 2022-12-21 | 2023 | 22-23 | 0 | 0 | 0 | 0 | 0 | 0 | 0 | 0 | 641866.5 | 140158.5 | 138614 | 927484.5 | 0 | 0 | 0 | 0 | 0 | 0 | 0 | 0
[9 empty] | 2022-12-22 | 2023 | 22-23 | 0 | 0 | 0 | 0 | 0 | 0 | 0 | 0 | 641866.5 | 140158.5 | 138614 | 927484.5 | 0 | 0 | 0 | 0 | 0 | 0 | 0 | 0
[9 empty] | 2022-12-23 | 2023 | 22-23 | 0 | 0 | 21.77 | 21.77 | 0 | 0 | 0 | 0 | 641866.5 | 140158.5 | 138614 | 927484.5 | 0 | 0 | 0.00015705 | 2.3472e-05 | 0 | 0 | 0 | 0
[9 empty] | 2022-12-24 | 2023 | 22-23 | 0 | 0 | 0 | 0 | 0 | 0 | 0 | 0 | 641866.5 | 140158.5 | 138614 | 927484.5 | 0 | 0 | 0 | 0 | 0 | 0 | 0 | 0
[9 empty] | 2022-12-25 | 2023 | 22-23 | 0 | 0 | 0 | 0 | 0 | 0 | 0 | 0 | 641866.5 | 140158.5 | 138614 | 927484.5 | 0 | 0 | 0 | 0 | 0 | 0 | 0 | 0
[9 empty] | 2022-12-26 | 2023 | 22-23 | 0 | 0 | 0 | 0 | 0 | 0 | 0 | 0 | 641866.5 | 140158.5 | 138614 | 927484.5 | 0 | 0 | 0 | 0 | 0 | 0 | 0 | 0
[9 empty] | 2022-12-27 | 2023 | 22-23 | 0 | 0 | 0 | 0 | 0 | 0 | 0 | 0 | 641866.5 | 140158.5 | 138614 | 927484.5 | 0 | 0 | 0 | 0 | 0 | 0 | 0 | 0
[9 empty] | 2022-12-28 | 2023 | 22-23 | 0 | 0 | 0 | 0 | 0 | 0 | 0 | 0 | 641866.5 | 140158.5 | 138614 | 927484.5 | 0 | 0 | 0 | 0 | 0 | 0 | 0 | 0
[9 empty] | 2022-12-29 | 2023 | 22-23 | 0 | 0 | 0 | 0 | 0 | 0 | 0 | 0 | 641866.5 | 140158.5 | 138614 | 927484.5 | 0 | 0 | 0 | 0 | 0 | 0 | 0 | 0
[9 empty] | 2022-12-30 | 2023 | 22-23 | 0 | 0 | 0 | 0 | 0 | 0 | 0 | 0 | 641866.5 | 140158.5 | 138614 | 927484.5 | 0 | 0 | 0 | 0 | 0 | 0 | 0 | 0
[9 empty] | 2022-12-31 | 2023 | 22-23 | 0 | 0 | 0 | 0 | 0 | 0 | 0 | 0 | 641866.5 | 140158.5 | 138614 | 927484.5 | 0 | 0 | 0 | 0 | 0 | 0 | 0 | 0
[9 empty] | 2023-01-01 | 2023 | 22-23 | 0 | 0 | 0 | 0 | 0 | 0 | 0 | 0 | 641866.5 | 140158.5 | 138614 | 927484.5 | 0 | 0 | 0 | 0 | 0 | 0 | 0 | 0
[9 empty] | 2023-01-02 | 2023 | 22-23 | 0 | 0 | 0 | 0 | 0 | 0 | 0 | 0 | 641866.5 | 140158.5 | 138614 | 927484.5 | 0 | 0 | 0 | 0 | 0 | 0 | 0 | 0
[9 empty] | 2023-01-03 | 2023 | 22-23 | 0 | 0 | 0 | 0 | 0 | 0 | 0 | 0 | 641866.5 | 140158.5 | 138614 | 927484.5 | 0 | 0 | 0 | 0 | 0 | 0 | 0 | 0
[9 empty] | 2023-01-04 | 2023 | 22-23 | 0 | 0 | 0 | 0 | 0 | 0 | 0 | 0 | 641866.5 | 140158.5 | 138614 | 927484.5 | 0 | 0 | 0 | 0 | 0 | 0 | 0 | 0
[9 empty] | 2023-01-05 | 2023 | 22-23 | 0 | 0 | 0 | 0 | 0 | 0 | 0 | 0 | 641866.5 | 140158.5 | 138614 | 927484.5 | 0 | 0 | 0 | 0 | 0 | 0 | 0 | 0
[9 empty] | 2023-01-06 | 2023 | 22-23 | 0 | 0 | 0 | 0 | 0 | 0 | 0 | 0 | 641866.5 | 140158.5 | 138614 | 927484.5 | 0 | 0 | 0 | 0 | 0 | 0 | 0 | 0
[9 empty] | 2023-01-07 | 2023 | 22-23 | 0 | 0 | 0 | 0 | 0 | 0 | 0 | 0 | 641866.5 | 140158.5 | 138614 | 927484.5 | 0 | 0 | 0 | 0 | 0 | 0 | 0 | 0
[9 empty] | 2023-01-08 | 2023 | 22-23 | 0 | 0 | 0 | 0 | 0 | 0 | 0 | 0 | 641866.5 | 140158.5 | 138614 | 927484.5 | 0 | 0 | 0 | 0 | 0 | 0 | 0 | 0
[9 empty] | 2023-01-09 | 2023 | 22-23 | 0 | 0 | 0 | 0 | 0 | 0 | 0 | 0 | 641866.5 | 140158.5 | 138614 | 927484.5 | 0 | 0 | 0 | 0 | 0 | 0 | 0 | 0
[9 empty] | 2023-01-10 | 2023 | 22-23 | 0 | 0 | 0 | 0 | 0 | 0 | 0 | 0 | 641866.5 | 140158.5 | 138614 | 927484.5 | 0 | 0 | 0 | 0 | 0 | 0 | 0 | 0
[9 empty] | 2023-01-11 | 2023 | 22-23 | 0 | 0 | 0 | 0 | 0 | 0 | 0 | 0 | 641866.5 | 140158.5 | 138614 | 927484.5 | 0 | 0 | 0 | 0 | 0 | 0 | 0 | 0
[9 empty] | 2023-01-12 | 2023 | 22-23 | 0 | 0 | 0 | 0 | 0 | 0 | 0 | 0 | 641866.5 | 140158.5 | 138614 | 927484.5 | 0 | 0 | 0 | 0 | 0 | 0 | 0 | 0
[9 empty] | 2023-01-13 | 2023 | 22-23 | 0 | 0 | 0 | 0 | 0 | 0 | 0 | 0 | 641866.5 | 140158.5 | 138614 | 927484.5 | 0 | 0 | 0 | 0 | 0 | 0 | 0 | 0
[9 empty] | 2023-01-14 | 2023 | 22-23 | 0 | 0 | 0 | 0 | 0 | 0 | 0 | 0 | 641866.5 | 140158.5 | 138614 | 927484.5 | 0 | 0 | 0 | 0 | 0 | 0 | 0 | 0
[9 empty] | 2023-01-15 | 2023 | 22-23 | 0 | 0 | 0 | 0 | 0 | 0 | 0 | 0 | 641866.5 | 140158.5 | 138614 | 927484.5 | 0 | 0 | 0 | 0 | 0 | 0 | 0 | 0
[9 empty] | 2023-01-16 | 2023 | 22-23 | 0 | 0 | 0 | 0 | 0 | 0 | 0 | 0 | 641866.5 | 140158.5 | 138614 | 927484.5 | 0 | 0 | 0 | 0 | 0 | 0 | 0 | 0
[9 empty] | 2023-01-17 | 2023 | 22-23 | 0 | 0 | 0 | 0 | 0 | 0 | 0 | 0 | 641866.5 | 140158.5 | 138614 | 927484.5 | 0 | 0 | 0 | 0 | 0 | 0 | 0 | 0
[9 empty] | 2023-01-18 | 2023 | 22-23 | 0 | 0 | 0 | 0 | 0 | 0 | 0 | 0 | 641866.5 | 140158.5 | 138614 | 927484.5 | 0 | 0 | 0 | 0 | 0 | 0 | 0 | 0
[9 empty] | 2023-01-19 | 2023 | 22-23 | 0 | 0 | 0 | 0 | 0 | 0 | 0 | 0 | 641866.5 | 140158.5 | 138614 | 927484.5 | 0 | 0 | 0 | 0 | 0 | 0 | 0 | 0
[9 empty] | 2023-01-20 | 2023 | 22-23 | 0 | 0 | 0 | 0 | 0 | 0 | 0 | 0 | 641866.5 | 140158.5 | 138614 | 927484.5 | 0 | 0 | 0 | 0 | 0 | 0 | 0 | 0
[9 empty] | 2023-01-21 | 2023 | 22-23 | 0 | 0 | 0 | 0 | 0 | 0 | 0 | 0 | 641866.5 | 140158.5 | 138614 | 927484.5 | 0 | 0 | 0 | 0 | 0 | 0 | 0 | 0
[9 empty] | 2023-01-22 | 2023 | 22-23 | 0 | 0 | 0 | 0 | 0 | 0 | 0 | 0 | 641866.5 | 140158.5 | 138614 | 927484.5 | 0 | 0 | 0 | 0 | 0 | 0 | 0 | 0
[9 empty] | 2023-01-23 | 2023 | 22-23 | 0 | 0 | 0 | 0 | 0 | 0 | 0 | 0 | 641866.5 | 140158.5 | 138614 | 927484.5 | 0 | 0 | 0 | 0 | 0 | 0 | 0 | 0
[9 empty] | 2023-01-24 | 2023 | 22-23 | 0 | 0 | 0 | 0 | 0 | 0 | 0 | 0 | 641866.5 | 140158.5 | 138614 | 927484.5 | 0 | 0 | 0 | 0 | 0 | 0 | 0 | 0
[9 empty] | 2023-01-25 | 2023 | 22-23 | 0 | 0 | 0 | 0 | 0 | 0 | 0 | 0 | 641866.5 | 140158.5 | 138614 | 927484.5 | 0 | 0 | 0 | 0 | 0 | 0 | 0 | 0
[9 empty] | 2023-01-26 | 2023 | 22-23 | 0 | 0 | 0 | 0 | 0 | 0 | 0 | 0 | 641866.5 | 140158.5 | 138614 | 927484.5 | 0 | 0 | 0 | 0 | 0 | 0 | 0 | 0
[9 empty] | 2023-01-27 | 2023 | 22-23 | 0 | 0 | 0 | 0 | 0 | 0 | 0 | 0 | 641866.5 | 140158.5 | 138614 | 927484.5 | 0 | 0 | 0 | 0 | 0 | 0 | 0 | 0
[9 empty] | 2023-01-28 | 2023 | 22-23 | 0 | 0 | 18187.709 | 18187.709 | 0 | 0 | 813 | 813 | 641866.5 | 140158.5 | 138614 | 927484.5 | 0 | 0 | 0.13121 | 0.01961 | 0 | 0 | 0.0058652 | 0.00087656
[9 empty] | 2023-01-29 | 2023 | 22-23 | 0 | 0 | 0 | 0 | 0 | 0 | 0 | 0 | 641866.5 | 140158.5 | 138614 | 927484.5 | 0 | 0 | 0 | 0 | 0 | 0 | 0 | 0
[9 empty] | 2023-01-30 | 2023 | 22-23 | 0 | 0 | 0 | 0 | 0 | 0 | 0 | 0 | 641866.5 | 140158.5 | 138614 | 927484.5 | 0 | 0 | 0 | 0 | 0 | 0 | 0 | 0
[9 empty] | 2023-01-31 | 2023 | 22-23 | 0 | 0 | 0 | 0 | 0 | 0 | 0 | 0 | 641866.5 | 140158.5 | 138614 | 927484.5 | 0 | 0 | 0 | 0 | 0 | 0 | 0 | 0
[9 empty] | 2023-02-01 | 2023 | 22-23 | 0 | 0 | 0 | 0 | 0 | 0 | 0 | 0 | 641866.5 | 140158.5 | 138614 | 927484.5 | 0 | 0 | 0 | 0 | 0 | 0 | 0 | 0
[9 empty] | 2023-02-02 | 2023 | 22-23 | 0 | 0 | 0 | 0 | 0 | 0 | 0 | 0 | 641866.5 | 140158.5 | 138614 | 927484.5 | 0 | 0 | 0 | 0 | 0 | 0 | 0 | 0
[9 empty] | 2023-02-03 | 2023 | 22-23 | 0 | 0 | 0 | 0 | 0 | 0 | 0 | 0 | 641866.5 | 140158.5 | 138614 | 927484.5 | 0 | 0 | 0 | 0 | 0 | 0 | 0 | 0
[9 empty] | 2023-02-04 | 2023 | 22-23 | 0 | 0 | 0 | 0 | 0 | 0 | 0 | 0 | 641866.5 | 140158.5 | 138614 | 927484.5 | 0 | 0 | 0 | 0 | 0 | 0 | 0 | 0
[9 empty] | 2023-02-05 | 2023 | 22-23 | 0 | 0 | 0 | 0 | 0 | 0 | 0 | 0 | 641866.5 | 140158.5 | 138614 | 927484.5 | 0 | 0 | 0 | 0 | 0 | 0 | 0 | 0
[9 empty] | 2023-02-06 | 2023 | 22-23 | 0 | 0 | 0 | 0 | 0 | 0 | 0 | 0 | 641866.5 | 140158.5 | 138614 | 927484.5 | 0 | 0 | 0 | 0 | 0 | 0 | 0 | 0
[9 empty] | 2023-02-07 | 2023 | 22-23 | 0 | 0 | 0 | 0 | 0 | 0 | 0 | 0 | 641866.5 | 140158.5 | 138614 | 927484.5 | 0 | 0 | 0 | 0 | 0 | 0 | 0 | 0
[9 empty] | 2023-02-08 | 2023 | 22-23 | 0 | 0 | 0 | 0 | 0 | 0 | 0 | 0 | 641866.5 | 140158.5 | 138614 | 927484.5 | 0 | 0 | 0 | 0 | 0 | 0 | 0 | 0
[9 empty] | 2023-02-09 | 2023 | 22-23 | 0 | 0 | 0 | 0 | 0 | 0 | 0 | 0 | 641866.5 | 140158.5 | 138614 | 927484.5 | 0 | 0 | 0 | 0 | 0 | 0 | 0 | 0
[9 empty] | 2023-02-10 | 2023 | 22-23 | 0 | 0 | 0 | 0 | 0 | 0 | 0 | 0 | 641866.5 | 140158.5 | 138614 | 927484.5 | 0 | 0 | 0 | 0 | 0 | 0 | 0 | 0
[9 empty] | 2023-02-11 | 2023 | 22-23 | 0 | 0 | 0 | 0 | 0 | 0 | 0 | 0 | 641866.5 | 140158.5 | 138614 | 927484.5 | 0 | 0 | 0 | 0 | 0 | 0 | 0 | 0
[9 empty] | 2023-02-12 | 2023 | 22-23 | 0 | 0 | 0 | 0 | 0 | 0 | 0 | 0 | 641866.5 | 140158.5 | 138614 | 927484.5 | 0 | 0 | 0 | 0 | 0 | 0 | 0 | 0
[9 empty] | 2023-02-13 | 2023 | 22-23 | 0 | 0 | 0 | 0 | 0 | 0 | 0 | 0 | 641866.5 | 140158.5 | 138614 | 927484.5 | 0 | 0 | 0 | 0 | 0 | 0 | 0 | 0
[9 empty] | 2023-02-14 | 2023 | 22-23 | 0 | 0 | 0 | 0 | 0 | 0 | 0 | 0 | 641866.5 | 140158.5 | 138614 | 927484.5 | 0 | 0 | 0 | 0 | 0 | 0 | 0 | 0
[9 empty] | 2023-02-15 | 2023 | 22-23 | 0 | 0 | 0 | 0 | 0 | 0 | 0 | 0 | 641866.5 | 140158.5 | 138614 | 927484.5 | 0 | 0 | 0 | 0 | 0 | 0 | 0 | 0
[9 empty] | 2023-02-16 | 2023 | 22-23 | 0 | 0 | 0 | 0 | 0 | 0 | 0 | 0 | 641866.5 | 140158.5 | 138614 | 927484.5 | 0 | 0 | 0 | 0 | 0 | 0 | 0 | 0
[9 empty] | 2023-02-17 | 2023 | 22-23 | 0 | 0 | 0 | 0 | 0 | 0 | 0 | 0 | 641866.5 | 140158.5 | 138614 | 927484.5 | 0 | 0 | 0 | 0 | 0 | 0 | 0 | 0
[9 empty] | 2023-02-18 | 2023 | 22-23 | 0 | 0 | 0 | 0 | 0 | 0 | 0 | 0 | 641866.5 | 140158.5 | 138614 | 927484.5 | 0 | 0 | 0 | 0 | 0 | 0 | 0 | 0
[9 empty] | 2023-02-19 | 2023 | 22-23 | 0 | 0 | 0 | 0 | 0 | 0 | 0 | 0 | 641866.5 | 140158.5 | 138614 | 927484.5 | 0 | 0 | 0 | 0 | 0 | 0 | 0 | 0
[9 empty] | 2023-02-20 | 2023 | 22-23 | 0 | 0 | 0 | 0 | 0 | 0 | 0 | 0 | 641866.5 | 140158.5 | 138614 | 927484.5 | 0 | 0 | 0 | 0 | 0 | 0 | 0 | 0
[9 empty] | 2023-02-21 | 2023 | 22-23 | 0 | 0 | 0 | 0 | 0 | 0 | 0 | 0 | 641866.5 | 140158.5 | 138614 | 927484.5 | 0 | 0 | 0 | 0 | 0 | 0 | 0 | 0
[9 empty] | 2023-02-22 | 2023 | 22-23 | 0 | 0 | 0 | 0 | 0 | 0 | 0 | 0 | 641866.5 | 140158.5 | 138614 | 927484.5 | 0 | 0 | 0 | 0 | 0 | 0 | 0 | 0
[9 empty] | 2023-02-23 | 2023 | 22-23 | 0 | 0 | 0 | 0 | 0 | 0 | 0 | 0 | 641866.5 | 140158.5 | 138614 | 927484.5 | 0 | 0 | 0 | 0 | 0 | 0 | 0 | 0
[9 empty] | 2023-02-24 | 2023 | 22-23 | 0 | 0 | 41733.5 | 41733.5 | 0 | 0 | 46 | 46 | 641866.5 | 140158.5 | 138614 | 927484.5 | 0 | 0 | 0.30108 | 0.044996 | 0 | 0 | 0.00033186 | 4.9597e-05
[9 empty] | 2023-02-25 | 2023 | 22-23 | 0 | 0 | 0 | 0 | 0 | 0 | 0 | 0 | 641866.5 | 140158.5 | 138614 | 927484.5 | 0 | 0 | 0 | 0 | 0 | 0 | 0 | 0
[9 empty] | 2023-02-26 | 2023 | 22-23 | 0 | 0 | 0 | 0 | 0 | 0 | 0 | 0 | 641866.5 | 140158.5 | 138614 | 927484.5 | 0 | 0 | 0 | 0 | 0 | 0 | 0 | 0
[9 empty] | 2023-02-27 | 2023 | 22-23 | 0 | 0 | 0 | 0 | 0 | 0 | 0 | 0 | 641866.5 | 140158.5 | 138614 | 927484.5 | 0 | 0 | 0 | 0 | 0 | 0 | 0 | 0
[9 empty] | 2023-02-28 | 2023 | 22-23 | 0 | 0 | 0 | 0 | 0 | 0 | 0 | 0 | 641866.5 | 140158.5 | 138614 | 927484.5 | 0 | 0 | 0 | 0 | 0 | 0 | 0 | 0
[9 empty] | 2023-03-01 | 2023 | 22-23 | 0 | 0 | 0 | 0 | 0 | 0 | 0 | 0 | 641866.5 | 140158.5 | 138614 | 927484.5 | 0 | 0 | 0 | 0 | 0 | 0 | 0 | 0
[9 empty] | 2023-03-02 | 2023 | 22-23 | 0 | 0 | 0 | 0 | 0 | 0 | 0 | 0 | 641866.5 | 140158.5 | 138614 | 927484.5 | 0 | 0 | 0 | 0 | 0 | 0 | 0 | 0
[9 empty] | 2023-03-03 | 2023 | 22-23 | 0 | 0 | 0 | 0 | 0 | 0 | 0 | 0 | 641866.5 | 140158.5 | 138614 | 927484.5 | 0 | 0 | 0 | 0 | 0 | 0 | 0 | 0
[9 empty] | 2023-03-04 | 2023 | 22-23 | 0 | 0 | 0 | 0 | 0 | 0 | 0 | 0 | 641866.5 | 140158.5 | 138614 | 927484.5 | 0 | 0 | 0 | 0 | 0 | 0 | 0 | 0
[9 empty] | 2023-03-05 | 2023 | 22-23 | 0 | 0 | 0 | 0 | 0 | 0 | 0 | 0 | 641866.5 | 140158.5 | 138614 | 927484.5 | 0 | 0 | 0 | 0 | 0 | 0 | 0 | 0
[9 empty] | 2023-03-06 | 2023 | 22-23 | 0 | 0 | 0 | 0 | 0 | 0 | 0 | 0 | 641866.5 | 140158.5 | 138614 | 927484.5 | 0 | 0 | 0 | 0 | 0 | 0 | 0 | 0
[9 empty] | 2023-03-07 | 2023 | 22-23 | 0 | 0 | 0 | 0 | 0 | 0 | 0 | 0 | 641866.5 | 140158.5 | 138614 | 927484.5 | 0 | 0 | 0 | 0 | 0 | 0 | 0 | 0
[9 empty] | 2023-03-08 | 2023 | 22-23 | 0 | 0 | 0 | 0 | 0 | 0 | 0 | 0 | 641866.5 | 140158.5 | 138614 | 927484.5 | 0 | 0 | 0 | 0 | 0 | 0 | 0 | 0
[9 empty] | 2023-03-09 | 2023 | 22-23 | 0 | 0 | 0 | 0 | 0 | 0 | 0 | 0 | 641866.5 | 140158.5 | 138614 | 927484.5 | 0 | 0 | 0 | 0 | 0 | 0 | 0 | 0
[9 empty] | 2023-03-10 | 2023 | 22-23 | 0 | 0 | 0 | 0 | 0 | 0 | 0 | 0 | 641866.5 | 140158.5 | 138614 | 927484.5 | 0 | 0 | 0 | 0 | 0 | 0 | 0 | 0
[9 empty] | 2023-03-11 | 2023 | 22-23 | 0 | 0 | 0 | 0 | 0 | 0 | 0 | 0 | 641866.5 | 140158.5 | 138614 | 927484.5 | 0 | 0 | 0 | 0 | 0 | 0 | 0 | 0
[9 empty] | 2023-03-12 | 2023 | 22-23 | 0 | 0 | 0 | 0 | 0 | 0 | 0 | 0 | 641866.5 | 140158.5 | 138614 | 927484.5 | 0 | 0 | 0 | 0 | 0 | 0 | 0 | 0
[9 empty] | 2023-03-13 | 2023 | 22-23 | 0 | 0 | 0 | 0 | 0 | 0 | 0 | 0 | 641866.5 | 140158.5 | 138614 | 927484.5 | 0 | 0 | 0 | 0 | 0 | 0 | 0 | 0
[9 empty] | 2023-03-14 | 2023 | 22-23 | 0 | 0 | 0 | 0 | 0 | 0 | 0 | 0 | 641866.5 | 140158.5 | 138614 | 927484.5 | 0 | 0 | 0 | 0 | 0 | 0 | 0 | 0
[9 empty] | 2023-03-15 | 2023 | 22-23 | 0 | 0 | 0 | 0 | 0 | 0 | 0 | 0 | 641866.5 | 140158.5 | 138614 | 927484.5 | 0 | 0 | 0 | 0 | 0 | 0 | 0 | 0
[9 empty] | 2023-03-16 | 2023 | 22-23 | 0 | 0 | 0 | 0 | 0 | 0 | 0 | 0 | 641866.5 | 140158.5 | 138614 | 927484.5 | 0 | 0 | 0 | 0 | 0 | 0 | 0 | 0
[9 empty] | 2023-03-17 | 2023 | 22-23 | 0 | 0 | 0 | 0 | 0 | 0 | 0 | 0 | 641866.5 | 140158.5 | 138614 | 927484.5 | 0 | 0 | 0 | 0 | 0 | 0 | 0 | 0
[9 empty] | 2023-03-18 | 2023 | 22-23 | 0 | 0 | 0 | 0 | 0 | 0 | 0 | 0 | 641866.5 | 140158.5 | 138614 | 927484.5 | 0 | 0 | 0 | 0 | 0 | 0 | 0 | 0
[9 empty] | 2023-03-19 | 2023 | 22-23 | 0 | 0 | 0 | 0 | 0 | 0 | 0 | 0 | 641866.5 | 140158.5 | 138614 | 927484.5 | 0 | 0 | 0 | 0 | 0 | 0 | 0 | 0
[9 empty] | 2023-03-20 | 2023 |  | 0 | 0 | 0 | 0 | 0 | 0 | 0 | 0 | 641866.5 | 140158.5 | 138614 | 927484.5 | 0 | 0 | 0 | 0 | 0 | 0 | 0 | 0
[9 empty] | 2023-03-21 | 2023 | 22-23 | 0 | 0 | 0 | 0 | 0 | 0 | 0 | 0 | 641866.5 | 140158.5 | 138614 | 927484.5 | 0 | 0 | 0 | 0 | 0 | 0 | 0 | 0
[9 empty] | 2023-03-22 | 2023 | 22-23 | 0 | 0 | 0 | 0 | 0 | 0 | 0 | 0 | 641866.5 | 140158.5 | 138614 | 927484.5 | 0 | 0 | 0 | 0 | 0 | 0 | 0 | 0
[9 empty] | 2023-03-23 | 2023 | 22-23 | 0 | 0 | 224.7 | 224.7 | 0 | 0 | 0 | 0 | 641866.5 | 140158.5 | 138614 | 927484.5 | 0 | 0 | 0.001621 | 0.00024227 | 0 | 0 | 0 | 0
[9 empty] | 2023-03-24 | 2023 | 22-23 | 0 | 0 | 62.16 | 62.16 | 0 | 0 | 0 | 0 | 641866.5 | 140158.5 | 138614 | 927484.5 | 0 | 0 | 0.00044844 | 6.702e-05 | 0 | 0 | 0 | 0
[9 empty] | 2023-03-25 | 2023 | 22-23 | 0 | 0 | 0 | 0 | 0 | 0 | 0 | 0 | 641866.5 | 140158.5 | 138614 | 927484.5 | 0 | 0 | 0 | 0 | 0 | 0 | 0 | 0
[9 empty] | 2023-03-26 | 2023 | 22-23 | 0 | 0 | 0 | 0 | 0 | 0 | 0 | 0 | 641866.5 | 140158.5 | 138614 | 927484.5 | 0 | 0 | 0 | 0 | 0 | 0 | 0 | 0
[9 empty] | 2023-03-27 | 2023 | 22-23 | 0 | 0 | 0 | 0 | 0 | 0 | 0 | 0 | 641866.5 | 140158.5 | 138614 | 927484.5 | 0 | 0 | 0 | 0 | 0 | 0 | 0 | 0
[9 empty] | 2023-03-28 | 2023 | 22-23 | 0 | 0 | 0 | 0 | 0 | 0 | 0 | 0 | 641866.5 | 140158.5 | 138614 | 927484.5 | 0 | 0 | 0 | 0 | 0 | 0 | 0 | 0
[9 empty] | 2023-03-29 | 2023 | 22-23 | 0 | 0 | 0 | 0 | 0 | 0 | 0 | 0 | 641866.5 | 140158.5 | 138614 | 927484.5 | 0 | 0 | 0 | 0 | 0 | 0 | 0 | 0
[9 empty] | 2023-03-30 | 2023 | 22-23 | 0 | 0 | 0 | 0 | 0 | 0 | 0 | 0 | 641866.5 | 140158.5 | 138614 | 927484.5 | 0 | 0 | 0 | 0 | 0 | 0 | 0 | 0
[9 empty] | 2023-03-31 | 2023 | 22-23 | 0 | 0 | 0 | 0 | 0 | 0 | 0 | 0 | 641866.5 | 140158.5 | 138614 | 927484.5 | 0 | 0 | 0 | 0 | 0 | 0 | 0 | 0
[9 empty] | 2023-04-01 | 2023 | 22-23 | 0 | 0 | 0 | 0 | 0 | 0 | 0 | 0 | 641866.5 | 140158.5 | 138614 | 927484.5 | 0 | 0 | 0 | 0 | 0 | 0 | 0 | 0
[9 empty] | 2023-04-02 | 2023 | 22-23 | 0 | 0 | 0 | 0 | 0 | 0 | 0 | 0 | 641866.5 | 140158.5 | 138614 | 927484.5 | 0 | 0 | 0 | 0 | 0 | 0 | 0 | 0
[9 empty] | 2023-04-03 | 2023 | 22-23 | 0 | 0 | 0 | 0 | 0 | 0 | 0 | 0 | 641866.5 | 140158.5 | 138614 | 927484.5 | 0 | 0 | 0 | 0 | 0 | 0 | 0 | 0
[9 empty] | 2023-04-04 | 2023 | 22-23 | 0 | 0 | 0 | 0 | 0 | 0 | 0 | 0 | 641866.5 | 140158.5 | 138614 | 927484.5 | 0 | 0 | 0 | 0 | 0 | 0 | 0 | 0
[9 empty] | 2023-04-05 | 2023 | 22-23 | 0 | 0 | 0 | 0 | 0 | 0 | 0 | 0 | 641866.5 | 140158.5 | 138614 | 927484.5 | 0 | 0 | 0 | 0 | 0 | 0 | 0 | 0
[9 empty] | 2023-04-06 | 2023 | 22-23 | 0 | 0 | 0 | 0 | 0 | 0 | 0 | 0 | 641866.5 | 140158.5 | 138614 | 927484.5 | 0 | 0 | 0 | 0 | 0 | 0 | 0 | 0
[9 empty] | 2023-04-07 | 2023 | 22-23 | 0 | 0 | 0 | 0 | 0 | 0 | 0 | 0 | 641866.5 | 140158.5 | 138614 | 927484.5 | 0 | 0 | 0 | 0 | 0 | 0 | 0 | 0
[9 empty] | 2023-04-08 | 2023 | 22-23 | 0 | 0 | 0 | 0 | 0 | 0 | 0 | 0 | 641866.5 | 140158.5 | 138614 | 927484.5 | 0 | 0 | 0 | 0 | 0 | 0 | 0 | 0
[9 empty] | 2023-04-09 | 2023 | 22-23 | 0 | 0 | 0 | 0 | 0 | 0 | 0 | 0 | 641866.5 | 140158.5 | 138614 | 927484.5 | 0 | 0 | 0 | 0 | 0 | 0 | 0 | 0
[9 empty] | 2023-04-10 | 2023 | 22-23 | 0 | 0 | 0 | 0 | 0 | 0 | 0 | 0 | 641866.5 | 140158.5 | 138614 | 927484.5 | 0 | 0 | 0 | 0 | 0 | 0 | 0 | 0
[9 empty] | 2023-04-11 | 2023 | 22-23 | 0 | 0 | 0 | 0 | 0 | 0 | 0 | 0 | 641866.5 | 140158.5 | 138614 | 927484.5 | 0 | 0 | 0 | 0 | 0 | 0 | 0 | 0
[9 empty] | 2023-04-12 | 2023 | 22-23 | 0 | 0 | 0 | 0 | 0 | 0 | 0 | 0 | 641866.5 | 140158.5 | 138614 | 927484.5 | 0 | 0 | 0 | 0 | 0 | 0 | 0 | 0
[9 empty] | 2023-04-13 | 2023 | 22-23 | 0 | 0 | 0 | 0 | 0 | 0 | 0 | 0 | 641866.5 | 140158.5 | 138614 | 927484.5 | 0 | 0 | 0 | 0 | 0 | 0 | 0 | 0
[9 empty] | 2023-04-14 | 2023 | 22-23 | 0 | 0 | 0 | 0 | 0 | 0 | 0 | 0 | 641866.5 | 140158.5 | 138614 | 927484.5 | 0 | 0 | 0 | 0 | 0 | 0 | 0 | 0
[9 empty] | 2023-04-15 | 2023 | 22-23 | 0 | 0 | 0 | 0 | 0 | 0 | 0 | 0 | 641866.5 | 140158.5 | 138614 | 927484.5 | 0 | 0 | 0 | 0 | 0 | 0 | 0 | 0
[9 empty] | 2023-04-16 | 2023 | 22-23 | 0 | 0 | 0 | 0 | 0 | 0 | 0 | 0 | 641866.5 | 140158.5 | 138614 | 927484.5 | 0 | 0 | 0 | 0 | 0 | 0 | 0 | 0
[9 empty] | 2023-04-17 | 2023 | 22-23 | 0 | 0 | 0 | 0 | 0 | 0 | 0 | 0 | 641866.5 | 140158.5 | 138614 | 927484.5 | 0 | 0 | 0 | 0 | 0 | 0 | 0 | 0
[9 empty] | 2023-04-18 | 2023 | 22-23 | 0 | 0 | 0 | 0 | 0 | 0 | 0 | 0 | 641866.5 | 140158.5 | 138614 | 927484.5 | 0 | 0 | 0 | 0 | 0 | 0 | 0 | 0
[9 empty] | 2023-04-19 | 2023 | 22-23 | 0 | 0 | 0 | 0 | 0 | 0 | 0 | 0 | 641866.5 | 140158.5 | 138614 | 927484.5 | 0 | 0 | 0 | 0 | 0 | 0 | 0 | 0
[9 empty] | 2023-04-20 | 2023 | 22-23 | 0 | 0 | 0 | 0 | 0 | 0 | 0 | 0 | 641866.5 | 140158.5 | 138614 | 927484.5 | 0 | 0 | 0 | 0 | 0 | 0 | 0 | 0
[9 empty] | 2023-04-21 | 2023 | 22-23 | 0 | 0 | 0 | 0 | 0 | 0 | 0 | 0 | 641866.5 | 140158.5 | 138614 | 927484.5 | 0 | 0 | 0 | 0 | 0 | 0 | 0 | 0
[9 empty] | 2023-04-22 | 2023 | 22-23 | 0 | 0 | 0 | 0 | 0 | 0 | 0 | 0 | 641866.5 | 140158.5 | 138614 | 927484.5 | 0 | 0 | 0 | 0 | 0 | 0 | 0 | 0
[9 empty] | 2023-04-23 | 2023 | 22-23 | 0 | 0 | 0 | 0 | 0 | 0 | 0 | 0 | 641866.5 | 140158.5 | 138614 | 927484.5 | 0 | 0 | 0 | 0 | 0 | 0 | 0 | 0
[9 empty] | 2023-04-24 | 2023 | 22-23 | 0 | 0 | 0 | 0 | 0 | 0 | 0 | 0 | 641866.5 | 140158.5 | 138614 | 927484.5 | 0 | 0 | 0 | 0 | 0 | 0 | 0 | 0
[9 empty] | 2023-04-25 | 2023 | 22-23 | 0 | 0 | 0 | 0 | 0 | 0 | 0 | 0 | 641866.5 | 140158.5 | 138614 | 927484.5 | 0 | 0 | 0 | 0 | 0 | 0 | 0 | 0
[9 empty] | 2023-04-26 | 2023 | 22-23 | 0 | 0 | 0 | 0 | 0 | 0 | 0 | 0 | 641866.5 | 140158.5 | 138614 | 927484.5 | 0 | 0 | 0 | 0 | 0 | 0 | 0 | 0
[9 empty] | 2023-04-27 | 2023 | 22-23 | 0 | 0 | 9752.5 | 9752.5 | 0 | 0 | 40 | 40 | 641866.5 | 140158.5 | 138614 | 927484.5 | 0 | 0 | 0.070357 | 0.010515 | 0 | 0 | 0.00028857 | 4.3127e-05
[9 empty] | 2023-04-28 | 2023 | 22-23 | 0 | 0 | 0 | 0 | 0 | 0 | 0 | 0 | 641866.5 | 140158.5 | 138614 | 927484.5 | 0 | 0 | 0 | 0 | 0 | 0 | 0 | 0
[9 empty] | 2023-04-29 | 2023 | 22-23 | 0 | 0 | 0 | 0 | 0 | 0 | 0 | 0 | 641866.5 | 140158.5 | 138614 | 927484.5 | 0 | 0 | 0 | 0 | 0 | 0 | 0 | 0
[9 empty] | 2023-04-30 | 2023 | 22-23 | 0 | 0 | 0 | 0 | 0 | 0 | 0 | 0 | 641866.5 | 140158.5 | 138614 | 927484.5 | 0 | 0 | 0 | 0 | 0 | 0 | 0 | 0
[9 empty] | 2023-05-01 | 2023 | 22-23 | 0 | 0 | 0 | 0 | 0 | 0 | 0 | 0 | 641866.5 | 140158.5 | 138614 | 927484.5 | 0 | 0 | 0 | 0 | 0 | 0 | 0 | 0
[9 empty] | 2023-05-02 | 2023 | 22-23 | 0 | 0 | 0 | 0 | 0 | 0 | 0 | 0 | 641866.5 | 140158.5 | 138614 | 927484.5 | 0 | 0 | 0 | 0 | 0 | 0 | 0 | 0
[9 empty] | 2023-05-03 | 2023 | 22-23 | 0 | 0 | 0 | 0 | 0 | 0 | 0 | 0 | 641866.5 | 140158.5 | 138614 | 927484.5 | 0 | 0 | 0 | 0 | 0 | 0 | 0 | 0
[9 empty] | 2023-05-04 | 2023 | 22-23 | 0 | 0 | 3800 | 3800 | 0 | 0 | 50 | 50 | 641866.5 | 140158.5 | 138614 | 927484.5 | 0 | 0 | 0.027414 | 0.0040971 | 0 | 0 | 0.00036071 | 5.3909e-05
[9 empty] | 2023-05-05 | 2023 | 22-23 | 0 | 0 | 0 | 0 | 0 | 0 | 0 | 0 | 641866.5 | 140158.5 | 138614 | 927484.5 | 0 | 0 | 0 | 0 | 0 | 0 | 0 | 0
[9 empty] | 2023-05-06 | 2023 | 22-23 | 0 | 0 | 0 | 0 | 0 | 0 | 0 | 0 | 641866.5 | 140158.5 | 138614 | 927484.5 | 0 | 0 | 0 | 0 | 0 | 0 | 0 | 0
[9 empty] | 2023-05-07 | 2023 | 22-23 | 0 | 0 | 0 | 0 | 0 | 0 | 0 | 0 | 641866.5 | 140158.5 | 138614 | 927484.5 | 0 | 0 | 0 | 0 | 0 | 0 | 0 | 0
[9 empty] | 2023-05-08 | 2023 | 22-23 | 0 | 0 | 0 | 0 | 0 | 0 | 0 | 0 | 641866.5 | 140158.5 | 138614 | 927484.5 | 0 | 0 | 0 | 0 | 0 | 0 | 0 | 0
[9 empty] | 2023-05-09 | 2023 | 22-23 | 0 | 0 | 0 | 0 | 0 | 0 | 0 | 0 | 641866.5 | 140158.5 | 138614 | 927484.5 | 0 | 0 | 0 | 0 | 0 | 0 | 0 | 0
[9 empty] | 2023-05-10 | 2023 | 22-23 | 0 | 0 | 0 | 0 | 0 | 0 | 0 | 0 | 641866.5 | 140158.5 | 138614 | 927484.5 | 0 | 0 | 0 | 0 | 0 | 0 | 0 | 0
[9 empty] | 2023-05-11 | 2023 | 22-23 | 0 | 0 | 0 | 0 | 0 | 0 | 0 | 0 | 641866.5 | 140158.5 | 138614 | 927484.5 | 0 | 0 | 0 | 0 | 0 | 0 | 0 | 0
[9 empty] | 2023-05-12 | 2023 | 22-23 | 0 | 0 | 0 | 0 | 0 | 0 | 0 | 0 | 641866.5 | 140158.5 | 138614 | 927484.5 | 0 | 0 | 0 | 0 | 0 | 0 | 0 | 0
[9 empty] | 2023-05-13 | 2023 | 22-23 | 0 | 0 | 0 | 0 | 0 | 0 | 0 | 0 | 641866.5 | 140158.5 | 138614 | 927484.5 | 0 | 0 | 0 | 0 | 0 | 0 | 0 | 0
[9 empty] | 2023-05-14 | 2023 | 22-23 | 0 | 0 | 0 | 0 | 0 | 0 | 0 | 0 | 641866.5 | 140158.5 | 138614 | 927484.5 | 0 | 0 | 0 | 0 | 0 | 0 | 0 | 0
[9 empty] | 2023-05-15 | 2023 | 22-23 | 0 | 0 | 0 | 0 | 0 | 0 | 0 | 0 | 641866.5 | 140158.5 | 138614 | 927484.5 | 0 | 0 | 0 | 0 | 0 | 0 | 0 | 0
[9 empty] | 2023-05-16 | 2023 | 22-23 | 0 | 0 | 0 | 0 | 0 | 0 | 0 | 0 | 641866.5 | 140158.5 | 138614 | 927484.5 | 0 | 0 | 0 | 0 | 0 | 0 | 0 | 0
[9 empty] | 2023-05-17 | 2023 | 22-23 | 0 | 0 | 0 | 0 | 0 | 0 | 0 | 0 | 641866.5 | 140158.5 | 138614 | 927484.5 | 0 | 0 | 0 | 0 | 0 | 0 | 0 | 0
[9 empty] | 2023-05-18 | 2023 | 22-23 | 0 | 0 | 0 | 0 | 0 | 0 | 0 | 0 | 641866.5 | 140158.5 | 138614 | 927484.5 | 0 | 0 | 0 | 0 | 0 | 0 | 0 | 0
[9 empty] | 2023-05-19 | 2023 | 22-23 | 0 | 0 | 0 | 0 | 0 | 0 | 0 | 0 | 641866.5 | 140158.5 | 138614 | 927484.5 | 0 | 0 | 0 | 0 | 0 | 0 | 0 | 0
[9 empty] | 2023-05-20 | 2023 | 22-23 | 0 | 0 | 0 | 0 | 0 | 0 | 0 | 0 | 641866.5 | 140158.5 | 138614 | 927484.5 | 0 | 0 | 0 | 0 | 0 | 0 | 0 | 0
[9 empty] | 2023-05-21 | 2023 | 22-23 | 0 | 0 | 0 | 0 | 0 | 0 | 0 | 0 | 641866.5 | 140158.5 | 138614 | 927484.5 | 0 | 0 | 0 | 0 | 0 | 0 | 0 | 0
[9 empty] | 2023-05-22 | 2023 | 22-23 | 0 | 0 | 0 | 0 | 0 | 0 | 0 | 0 | 641866.5 | 140158.5 | 138614 | 927484.5 | 0 | 0 | 0 | 0 | 0 | 0 | 0 | 0
[9 empty] | 2023-05-23 | 2023 | 22-23 | 0 | 0 | 0 | 0 | 0 | 0 | 0 | 0 | 641866.5 | 140158.5 | 138614 | 927484.5 | 0 | 0 | 0 | 0 | 0 | 0 | 0 | 0
[9 empty] | 2023-05-24 | 2023 | 22-23 | 0 | 0 | 0 | 0 | 0 | 0 | 0 | 0 | 641866.5 | 140158.5 | 138614 | 927484.5 | 0 | 0 | 0 | 0 | 0 | 0 | 0 | 0
[9 empty] | 2023-05-25 | 2023 | 22-23 | 0 | 0 | 0 | 0 | 0 | 0 | 0 | 0 | 641866.5 | 140158.5 | 138614 | 927484.5 | 0 | 0 | 0 | 0 | 0 | 0 | 0 | 0
[9 empty] | 2023-05-26 | 2023 | 22-23 | 0 | 0 | 0 | 0 | 0 | 0 | 0 | 0 | 641866.5 | 140158.5 | 138614 | 927484.5 | 0 | 0 | 0 | 0 | 0 | 0 | 0 | 0
[9 empty] | 2023-05-27 | 2023 | 22-23 | 0 | 0 | 0 | 0 | 0 | 0 | 0 | 0 | 641866.5 | 140158.5 | 138614 | 927484.5 | 0 | 0 | 0 | 0 | 0 | 0 | 0 | 0
[9 empty] | 2023-05-28 | 2023 | 22-23 | 0 | 0 | 0 | 0 | 0 | 0 | 0 | 0 | 641866.5 | 140158.5 | 138614 | 927484.5 | 0 | 0 | 0 | 0 | 0 | 0 | 0 | 0
[9 empty] | 2023-05-29 | 2023 | 22-23 | 0 | 0 | 0 | 0 | 0 | 0 | 0 | 0 | 641866.5 | 140158.5 | 138614 | 927484.5 | 0 | 0 | 0 | 0 | 0 | 0 | 0 | 0
[9 empty] | 2023-05-30 | 2023 | 22-23 | 0 | 0 | 0 | 0 | 0 | 0 | 0 | 0 | 641866.5 | 140158.5 | 138614 | 927484.5 | 0 | 0 | 0 | 0 | 0 | 0 | 0 | 0
[9 empty] | 2023-05-31 | 2023 | 22-23 | 0 | 0 | 0 | 0 | 0 | 0 | 0 | 0 | 641866.5 | 140158.5 | 138614 | 927484.5 | 0 | 0 | 0 | 0 | 0 | 0 | 0 | 0
[9 empty] | 2023-06-01 | 2023 | 22-23 | 0 | 0 | 0 | 0 | 0 | 0 | 0 | 0 | 641866.5 | 140158.5 | 138614 | 927484.5 | 0 | 0 | 0 | 0 | 0 | 0 | 0 | 0
[9 empty] | 2023-06-02 | 2023 | 22-23 | 0 | 0 | 0 | 0 | 0 | 0 | 0 | 0 | 641866.5 | 140158.5 | 138614 | 927484.5 | 0 | 0 | 0 | 0 | 0 | 0 | 0 | 0
[9 empty] | 2023-06-03 | 2023 | 22-23 | 0 | 0 | 0 | 0 | 0 | 0 | 0 | 0 | 641866.5 | 140158.5 | 138614 | 927484.5 | 0 | 0 | 0 | 0 | 0 | 0 | 0 | 0
[9 empty] | 2023-06-04 | 2023 | 22-23 | 0 | 0 | 0 | 0 | 0 | 0 | 0 | 0 | 641866.5 | 140158.5 | 138614 | 927484.5 | 0 | 0 | 0 | 0 | 0 | 0 | 0 | 0
[9 empty] | 2023-06-05 | 2023 | 22-23 | 0 | 0 | 0 | 0 | 0 | 0 | 0 | 0 | 641866.5 | 140158.5 | 138614 | 927484.5 | 0 | 0 | 0 | 0 | 0 | 0 | 0 | 0
[9 empty] | 2023-06-06 | 2023 | 22-23 | 0 | 0 | 0 | 0 | 0 | 0 | 0 | 0 | 641866.5 | 140158.5 | 138614 | 927484.5 | 0 | 0 | 0 | 0 | 0 | 0 | 0 | 0
[9 empty] | 2023-06-07 | 2023 |  | 0 | 0 | 0 | 0 | 0 | 0 | 0 | 0 | 641866.5 | 140158.5 | 138614 | 927484.5 | 0 | 0 | 0 | 0 | 0 | 0 | 0 | 0
[9 empty] | 2023-06-08 | 2023 | 22-23 | 0 | 0 | 0 | 0 | 0 | 0 | 0 | 0 | 641866.5 | 140158.5 | 138614 | 927484.5 | 0 | 0 | 0 | 0 | 0 | 0 | 0 | 0
[9 empty] | 2023-06-09 | 2023 | 22-23 | 0 | 0 | 0 | 0 | 0 | 0 | 0 | 0 | 641866.5 | 140158.5 | 138614 | 927484.5 | 0 | 0 | 0 | 0 | 0 | 0 | 0 | 0
[9 empty] | 2023-06-10 | 2023 | 22-23 | 0 | 0 | 0 | 0 | 0 | 0 | 0 | 0 | 641866.5 | 140158.5 | 138614 | 927484.5 | 0 | 0 | 0 | 0 | 0 | 0 | 0 | 0
[9 empty] | 2023-06-11 | 2023 | 22-23 | 0 | 0 | 0 | 0 | 0 | 0 | 0 | 0 | 641866.5 | 140158.5 | 138614 | 927484.5 | 0 | 0 | 0 | 0 | 0 | 0 | 0 | 0
[9 empty] | 2023-06-12 | 2023 | 22-23 | 0 | 0 | 0 | 0 | 0 | 0 | 0 | 0 | 641866.5 | 140158.5 | 138614 | 927484.5 | 0 | 0 | 0 | 0 | 0 | 0 | 0 | 0
[9 empty] | 2023-06-13 | 2023 | 22-23 | 0 | 0 | 0 | 0 | 0 | 0 | 0 | 0 | 641866.5 | 140158.5 | 138614 | 927484.5 | 0 | 0 | 0 | 0 | 0 | 0 | 0 | 0
[9 empty] | 2023-06-14 | 2023 | 22-23 | 0 | 0 | 0 | 0 | 0 | 0 | 0 | 0 | 641866.5 | 140158.5 | 138614 | 927484.5 | 0 | 0 | 0 | 0 | 0 | 0 | 0 | 0
[9 empty] | 2023-06-15 | 2023 | 22-23 | 0 | 0 | 0 | 0 | 0 | 0 | 0 | 0 | 641866.5 | 140158.5 | 138614 | 927484.5 | 0 | 0 | 0 | 0 | 0 | 0 | 0 | 0
[9 empty] | 2023-06-16 | 2023 | 22-23 | 0 | 0 | 0 | 0 | 0 | 0 | 0 | 0 | 641866.5 | 140158.5 | 138614 | 927484.5 | 0 | 0 | 0 | 0 | 0 | 0 | 0 | 0
[9 empty] | 2023-06-17 | 2023 | 22-23 | 0 | 0 | 0 | 0 | 0 | 0 | 0 | 0 | 641866.5 | 140158.5 | 138614 | 927484.5 | 0 | 0 | 0 | 0 | 0 | 0 | 0 | 0
[9 empty] | 2023-06-18 | 2023 | 22-23 | 0 | 0 | 0 | 0 | 0 | 0 | 0 | 0 | 641866.5 | 140158.5 | 138614 | 927484.5 | 0 | 0 | 0 | 0 | 0 | 0 | 0 | 0
[9 empty] | 2023-06-19 | 2023 | 22-23 | 0 | 0 | 0 | 0 | 0 | 0 | 0 | 0 | 641866.5 | 140158.5 | 138614 | 927484.5 | 0 | 0 | 0 | 0 | 0 | 0 | 0 | 0
[9 empty] | 2023-06-20 | 2023 | 22-23 | 0 | 0 | 0 | 0 | 0 | 0 | 0 | 0 | 641866.5 | 140158.5 | 138614 | 927484.5 | 0 | 0 | 0 | 0 | 0 | 0 | 0 | 0
[9 empty] | 2023-06-21 | 2023 | 22-23 | 0 | 0 | 0 | 0 | 0 | 0 | 0 | 0 | 641866.5 | 140158.5 | 138614 | 927484.5 | 0 | 0 | 0 | 0 | 0 | 0 | 0 | 0
[9 empty] | 2023-06-22 | 2023 | 22-23 | 0 | 0 | 0 | 0 | 0 | 0 | 0 | 0 | 641866.5 | 140158.5 | 138614 | 927484.5 | 0 | 0 | 0 | 0 | 0 | 0 | 0 | 0
[9 empty] | 2023-06-23 | 2023 | 22-23 | 0 | 0 | 0 | 0 | 0 | 0 | 0 | 0 | 641866.5 | 140158.5 | 138614 | 927484.5 | 0 | 0 | 0 | 0 | 0 | 0 | 0 | 0
[9 empty] | 2023-06-24 | 2023 | 22-23 | 0 | 0 | 0 | 0 | 0 | 0 | 0 | 0 | 641866.5 | 140158.5 | 138614 | 927484.5 | 0 | 0 | 0 | 0 | 0 | 0 | 0 | 0
[9 empty] | 2023-06-25 | 2023 | 22-23 | 0 | 0 | 0 | 0 | 0 | 0 | 0 | 0 | 641866.5 | 140158.5 | 138614 | 927484.5 | 0 | 0 | 0 | 0 | 0 | 0 | 0 | 0
[9 empty] | 2023-06-26 | 2023 | 22-23 | 0 | 0 | 0 | 0 | 0 | 0 | 0 | 0 | 641866.5 | 140158.5 | 138614 | 927484.5 | 0 | 0 | 0 | 0 | 0 | 0 | 0 | 0
[9 empty] | 2023-06-27 | 2023 | 22-23 | 0 | 0 | 0 | 0 | 0 | 0 | 0 | 0 | 641866.5 | 140158.5 | 138614 | 927484.5 | 0 | 0 | 0 | 0 | 0 | 0 | 0 | 0
[9 empty] | 2023-06-28 | 2023 | 22-23 | 0 | 0 | 0 | 0 | 0 | 0 | 0 | 0 | 641866.5 | 140158.5 | 138614 | 927484.5 | 0 | 0 | 0 | 0 | 0 | 0 | 0 | 0
[9 empty] | 2023-06-29 | 2023 | 22-23 | 0 | 0 | 0 | 0 | 0 | 0 | 0 | 0 | 641866.5 | 140158.5 | 138614 | 927484.5 | 0 | 0 | 0 | 0 | 0 | 0 | 0 | 0
[9 empty] | 2023-06-30 | 2023 | 22-23 | 0 | 0 | 0 | 0 | 0 | 0 | 0 | 0 | 641866.5 | 140158.5 | 138614 | 927484.5 | 0 | 0 | 0 | 0 | 0 | 0 | 0 | 0
[9 empty] | 2023-07-01 | 2024 | 23-24 | 0 | 0 | 0 | 0 | 0 | 0 | 0 | 0 | 648612 | 142136.5 | 139347 | 937017 | 0 | 0 | 0 | 0 | 0 | 0 | 0 | 0
[9 empty] | 2023-07-02 | 2024 | 23-24 | 0 | 0 | 0 | 0 | 0 | 0 | 0 | 0 | 648612 | 142136.5 | 139347 | 937017 | 0 | 0 | 0 | 0 | 0 | 0 | 0 | 0
[9 empty] | 2023-07-03 | 2024 | 23-24 | 0 | 0 | 0 | 0 | 0 | 0 | 0 | 0 | 648612 | 142136.5 | 139347 | 937017 | 0 | 0 | 0 | 0 | 0 | 0 | 0 | 0
[9 empty] | 2023-07-04 | 2024 | 23-24 | 0 | 0 | 0 | 0 | 0 | 0 | 0 | 0 | 648612 | 142136.5 | 139347 | 937017 | 0 | 0 | 0 | 0 | 0 | 0 | 0 | 0
[9 empty] | 2023-07-05 | 2024 | 23-24 | 0 | 0 | 0 | 0 | 0 | 0 | 0 | 0 | 648612 | 142136.5 | 139347 | 937017 | 0 | 0 | 0 | 0 | 0 | 0 | 0 | 0
[9 empty] | 2023-07-06 | 2024 | 23-24 | 0 | 0 | 0 | 0 | 0 | 0 | 0 | 0 | 648612 | 142136.5 | 139347 | 937017 | 0 | 0 | 0 | 0 | 0 | 0 | 0 | 0
[9 empty] | 2023-07-07 | 2024 | 23-24 | 0 | 0 | 0 | 0 | 0 | 0 | 0 | 0 | 648612 | 142136.5 | 139347 | 937017 | 0 | 0 | 0 | 0 | 0 | 0 | 0 | 0
[9 empty] | 2023-07-08 | 2024 | 23-24 | 0 | 0 | 0 | 0 | 0 | 0 | 0 | 0 | 648612 | 142136.5 | 139347 | 937017 | 0 | 0 | 0 | 0 | 0 | 0 | 0 | 0
[9 empty] | 2023-07-09 | 2024 | 23-24 | 0 | 0 | 0 | 0 | 0 | 0 | 0 | 0 | 648612 | 142136.5 | 139347 | 937017 | 0 | 0 | 0 | 0 | 0 | 0 | 0 | 0
[9 empty] | 2023-07-10 | 2024 | 23-24 | 0 | 0 | 0 | 0 | 0 | 0 | 0 | 0 | 648612 | 142136.5 | 139347 | 937017 | 0 | 0 | 0 | 0 | 0 | 0 | 0 | 0
[9 empty] | 2023-07-11 | 2024 | 23-24 | 0 | 0 | 0 | 0 | 0 | 0 | 0 | 0 | 648612 | 142136.5 | 139347 | 937017 | 0 | 0 | 0 | 0 | 0 | 0 | 0 | 0
[9 empty] | 2023-07-12 | 2024 | 23-24 | 0 | 0 | 0 | 0 | 0 | 0 | 0 | 0 | 648612 | 142136.5 | 139347 | 937017 | 0 | 0 | 0 | 0 | 0 | 0 | 0 | 0
[9 empty] | 2023-07-13 | 2024 | 23-24 | 0 | 0 | 0 | 0 | 0 | 0 | 0 | 0 | 648612 | 142136.5 | 139347 | 937017 | 0 | 0 | 0 | 0 | 0 | 0 | 0 | 0
[9 empty] | 2023-07-14 | 2024 | 23-24 | 0 | 0 | 0 | 0 | 0 | 0 | 0 | 0 | 648612 | 142136.5 | 139347 | 937017 | 0 | 0 | 0 | 0 | 0 | 0 | 0 | 0
[9 empty] | 2023-07-15 | 2024 | 23-24 | 0 | 0 | 0 | 0 | 0 | 0 | 0 | 0 | 648612 | 142136.5 | 139347 | 937017 | 0 | 0 | 0 | 0 | 0 | 0 | 0 | 0
[9 empty] | 2023-07-16 | 2024 | 23-24 | 0 | 0 | 0 | 0 | 0 | 0 | 0 | 0 | 648612 | 142136.5 | 139347 | 937017 | 0 | 0 | 0 | 0 | 0 | 0 | 0 | 0
[9 empty] | 2023-07-17 | 2024 | 23-24 | 0 | 0 | 0 | 0 | 0 | 0 | 0 | 0 | 648612 | 142136.5 | 139347 | 937017 | 0 | 0 | 0 | 0 | 0 | 0 | 0 | 0
[9 empty] | 2023-07-18 | 2024 | 23-24 | 0 | 0 | 0 | 0 | 0 | 0 | 0 | 0 | 648612 | 142136.5 | 139347 | 937017 | 0 | 0 | 0 | 0 | 0 | 0 | 0 | 0
[9 empty] | 2023-07-19 | 2024 | 23-24 | 0 | 0 | 0 | 0 | 0 | 0 | 0 | 0 | 648612 | 142136.5 | 139347 | 937017 | 0 | 0 | 0 | 0 | 0 | 0 | 0 | 0
[9 empty] | 2023-07-20 | 2024 | 23-24 | 0 | 0 | 0 | 0 | 0 | 0 | 0 | 0 | 648612 | 142136.5 | 139347 | 937017 | 0 | 0 | 0 | 0 | 0 | 0 | 0 | 0
[9 empty] | 2023-07-21 | 2024 | 23-24 | 0 | 0 | 0 | 0 | 0 | 0 | 0 | 0 | 648612 | 142136.5 | 139347 | 937017 | 0 | 0 | 0 | 0 | 0 | 0 | 0 | 0
[9 empty] | 2023-07-22 | 2024 | 23-24 | 0 | 0 | 0 | 0 | 0 | 0 | 0 | 0 | 648612 | 142136.5 | 139347 | 937017 | 0 | 0 | 0 | 0 | 0 | 0 | 0 | 0
[9 empty] | 2023-07-23 | 2024 | 23-24 | 0 | 0 | 0 | 0 | 0 | 0 | 0 | 0 | 648612 | 142136.5 | 139347 | 937017 | 0 | 0 | 0 | 0 | 0 | 0 | 0 | 0
[9 empty] | 2023-07-24 | 2024 | 23-24 | 0 | 0 | 0 | 0 | 0 | 0 | 0 | 0 | 648612 | 142136.5 | 139347 | 937017 | 0 | 0 | 0 | 0 | 0 | 0 | 0 | 0
[9 empty] | 2023-07-25 | 2024 | 23-24 | 0 | 0 | 0 | 0 | 0 | 0 | 0 | 0 | 648612 | 142136.5 | 139347 | 937017 | 0 | 0 | 0 | 0 | 0 | 0 | 0 | 0
[9 empty] | 2023-07-26 | 2024 | 23-24 | 0 | 0 | 0 | 0 | 0 | 0 | 0 | 0 | 648612 | 142136.5 | 139347 | 937017 | 0 | 0 | 0 | 0 | 0 | 0 | 0 | 0
[9 empty] | 2023-07-27 | 2024 | 23-24 | 0 | 0 | 0 | 0 | 0 | 0 | 0 | 0 | 648612 | 142136.5 | 139347 | 937017 | 0 | 0 | 0 | 0 | 0 | 0 | 0 | 0
[9 empty] | 2023-07-28 | 2024 | 23-24 | 0 | 0 | 0 | 0 | 0 | 0 | 0 | 0 | 648612 | 142136.5 | 139347 | 937017 | 0 | 0 | 0 | 0 | 0 | 0 | 0 | 0
[9 empty] | 2023-07-29 | 2024 | 23-24 | 0 | 0 | 0 | 0 | 0 | 0 | 0 | 0 | 648612 | 142136.5 | 139347 | 937017 | 0 | 0 | 0 | 0 | 0 | 0 | 0 | 0
[9 empty] | 2023-07-30 | 2024 | 23-24 | 0 | 0 | 0 | 0 | 0 | 0 | 0 | 0 | 648612 | 142136.5 | 139347 | 937017 | 0 | 0 | 0 | 0 | 0 | 0 | 0 | 0
[9 empty] | 2023-07-31 | 2024 | 23-24 | 0 | 0 | 0 | 0 | 0 | 0 | 0 | 0 | 648612 | 142136.5 | 139347 | 937017 | 0 | 0 | 0 | 0 | 0 | 0 | 0 | 0
[9 empty] | 2023-08-01 | 2024 | 23-24 | 0 | 0 | 0 | 0 | 0 | 0 | 0 | 0 | 648612 | 142136.5 | 139347 | 937017 | 0 | 0 | 0 | 0 | 0 | 0 | 0 | 0
[9 empty] | 2023-08-02 | 2024 | 23-24 | 0 | 0 | 0 | 0 | 0 | 0 | 0 | 0 | 648612 | 142136.5 | 139347 | 937017 | 0 | 0 | 0 | 0 | 0 | 0 | 0 | 0
[9 empty] | 2023-08-03 | 2024 | 23-24 | 0 | 0 | 0 | 0 | 0 | 0 | 0 | 0 | 648612 | 142136.5 | 139347 | 937017 | 0 | 0 | 0 | 0 | 0 | 0 | 0 | 0
[9 empty] | 2023-08-04 | 2024 | 23-24 | 0 | 0 | 0 | 0 | 0 | 0 | 0 | 0 | 648612 | 142136.5 | 139347 | 937017 | 0 | 0 | 0 | 0 | 0 | 0 | 0 | 0
[9 empty] | 2023-08-05 | 2024 | 23-24 | 0 | 0 | 0 | 0 | 0 | 0 | 0 | 0 | 648612 | 142136.5 | 139347 | 937017 | 0 | 0 | 0 | 0 | 0 | 0 | 0 | 0
[9 empty] | 2023-08-06 | 2024 | 23-24 | 0 | 0 | 0 | 0 | 0 | 0 | 0 | 0 | 648612 | 142136.5 | 139347 | 937017 | 0 | 0 | 0 | 0 | 0 | 0 | 0 | 0
[9 empty] | 2023-08-07 | 2024 | 23-24 | 0 | 0 | 0 | 0 | 0 | 0 | 0 | 0 | 648612 | 142136.5 | 139347 | 937017 | 0 | 0 | 0 | 0 | 0 | 0 | 0 | 0
[9 empty] | 2023-08-08 | 2024 | 23-24 | 0 | 0 | 0 | 0 | 0 | 0 | 0 | 0 | 648612 | 142136.5 | 139347 | 937017 | 0 | 0 | 0 | 0 | 0 | 0 | 0 | 0
[9 empty] | 2023-08-09 | 2024 | 23-24 | 0 | 0 | 0 | 0 | 0 | 0 | 0 | 0 | 648612 | 142136.5 | 139347 | 937017 | 0 | 0 | 0 | 0 | 0 | 0 | 0 | 0
[9 empty] | 2023-08-10 | 2024 | 23-24 | 0 | 0 | 0 | 0 | 0 | 0 | 0 | 0 | 648612 | 142136.5 | 139347 | 937017 | 0 | 0 | 0 | 0 | 0 | 0 | 0 | 0
[9 empty] | 2023-08-11 | 2024 | 23-24 | 0 | 0 | 0 | 0 | 0 | 0 | 0 | 0 | 648612 | 142136.5 | 139347 | 937017 | 0 | 0 | 0 | 0 | 0 | 0 | 0 | 0
[9 empty] | 2023-08-12 | 2024 | 23-24 | 0 | 0 | 0 | 0 | 0 | 0 | 0 | 0 | 648612 | 142136.5 | 139347 | 937017 | 0 | 0 | 0 | 0 | 0 | 0 | 0 | 0
[9 empty] | 2023-08-13 | 2024 | 23-24 | 0 | 0 | 0 | 0 | 0 | 0 | 0 | 0 | 648612 | 142136.5 | 139347 | 937017 | 0 | 0 | 0 | 0 | 0 | 0 | 0 | 0
[9 empty] | 2023-08-14 | 2024 | 23-24 | 0 | 0 | 0 | 0 | 0 | 0 | 0 | 0 | 648612 | 142136.5 | 139347 | 937017 | 0 | 0 | 0 | 0 | 0 | 0 | 0 | 0
[9 empty] | 2023-08-15 | 2024 | 23-24 | 0 | 0 | 0 | 0 | 0 | 0 | 0 | 0 | 648612 | 142136.5 | 139347 | 937017 | 0 | 0 | 0 | 0 | 0 | 0 | 0 | 0
[9 empty] | 2023-08-16 | 2024 | 23-24 | 0 | 0 | 0 | 0 | 0 | 0 | 0 | 0 | 648612 | 142136.5 | 139347 | 937017 | 0 | 0 | 0 | 0 | 0 | 0 | 0 | 0
[9 empty] | 2023-08-17 | 2024 | 23-24 | 0 | 0 | 0 | 0 | 0 | 0 | 0 | 0 | 648612 | 142136.5 | 139347 | 937017 | 0 | 0 | 0 | 0 | 0 | 0 | 0 | 0
[9 empty] | 2023-08-18 | 2024 | 23-24 | 0 | 0 | 0 | 0 | 0 | 0 | 0 | 0 | 648612 | 142136.5 | 139347 | 937017 | 0 | 0 | 0 | 0 | 0 | 0 | 0 | 0
[9 empty] | 2023-08-19 | 2024 | 23-24 | 0 | 0 | 0 | 0 | 0 | 0 | 0 | 0 | 648612 | 142136.5 | 139347 | 937017 | 0 | 0 | 0 | 0 | 0 | 0 | 0 | 0
[9 empty] | 2023-08-20 | 2024 | 23-24 | 0 | 0 | 0 | 0 | 0 | 0 | 0 | 0 | 648612 | 142136.5 | 139347 | 937017 | 0 | 0 | 0 | 0 | 0 | 0 | 0 | 0
[9 empty] | 2023-08-21 | 2024 | 23-24 | 0 | 0 | 0 | 0 | 0 | 0 | 0 | 0 | 648612 | 142136.5 | 139347 | 937017 | 0 | 0 | 0 | 0 | 0 | 0 | 0 | 0
[9 empty] | 2023-08-22 | 2024 | 23-24 | 0 | 0 | 0 | 0 | 0 | 0 | 0 | 0 | 648612 | 142136.5 | 139347 | 937017 | 0 | 0 | 0 | 0 | 0 | 0 | 0 | 0
[9 empty] | 2023-08-23 | 2024 | 23-24 | 0 | 0 | 0 | 0 | 0 | 0 | 0 | 0 | 648612 | 142136.5 | 139347 | 937017 | 0 | 0 | 0 | 0 | 0 | 0 | 0 | 0
[9 empty] | 2023-08-24 | 2024 | 23-24 | 0 | 0 | 0 | 0 | 0 | 0 | 0 | 0 | 648612 | 142136.5 | 139347 | 937017 | 0 | 0 | 0 | 0 | 0 | 0 | 0 | 0
[9 empty] | 2023-08-25 | 2024 | 23-24 | 0 | 0 | 0 | 0 | 0 | 0 | 0 | 0 | 648612 | 142136.5 | 139347 | 937017 | 0 | 0 | 0 | 0 | 0 | 0 | 0 | 0
[9 empty] | 2023-08-26 | 2024 | 23-24 | 0 | 0 | 0 | 0 | 0 | 0 | 0 | 0 | 648612 | 142136.5 | 139347 | 937017 | 0 | 0 | 0 | 0 | 0 | 0 | 0 | 0
[9 empty] | 2023-08-27 | 2024 | 23-24 | 0 | 0 | 0 | 0 | 0 | 0 | 0 | 0 | 648612 | 142136.5 | 139347 | 937017 | 0 | 0 | 0 | 0 | 0 | 0 | 0 | 0
[9 empty] | 2023-08-28 | 2024 | 23-24 | 0 | 0 | 0 | 0 | 0 | 0 | 0 | 0 | 648612 | 142136.5 | 139347 | 937017 | 0 | 0 | 0 | 0 | 0 | 0 | 0 | 0
[9 empty] | 2023-08-29 | 2024 | 23-24 | 0 | 0 | 0 | 0 | 0 | 0 | 0 | 0 | 648612 | 142136.5 | 139347 | 937017 | 0 | 0 | 0 | 0 | 0 | 0 | 0 | 0
[9 empty] | 2023-08-30 | 2024 | 23-24 | 0 | 0 | 0 | 0 | 0 | 0 | 0 | 0 | 648612 | 142136.5 | 139347 | 937017 | 0 | 0 | 0 | 0 | 0 | 0 | 0 | 0
[9 empty] | 2023-08-31 | 2024 | 23-24 | 0 | 0 | 0 | 0 | 0 | 0 | 0 | 0 | 648612 | 142136.5 | 139347 | 937017 | 0 | 0 | 0 | 0 | 0 | 0 | 0 | 0
[9 empty] | 2023-09-01 | 2024 | 23-24 | 0 | 0 | 0 | 0 | 0 | 0 | 0 | 0 | 648612 | 142136.5 | 139347 | 937017 | 0 | 0 | 0 | 0 | 0 | 0 | 0 | 0
[9 empty] | 2023-09-02 | 2024 | 23-24 | 0 | 0 | 0 | 0 | 0 | 0 | 0 | 0 | 648612 | 142136.5 | 139347 | 937017 | 0 | 0 | 0 | 0 | 0 | 0 | 0 | 0
[9 empty] | 2023-09-03 | 2024 | 23-24 | 0 | 0 | 0 | 0 | 0 | 0 | 0 | 0 | 648612 | 142136.5 | 139347 | 937017 | 0 | 0 | 0 | 0 | 0 | 0 | 0 | 0
[9 empty] | 2023-09-04 | 2024 | 23-24 | 0 | 0 | 0 | 0 | 0 | 0 | 0 | 0 | 648612 | 142136.5 | 139347 | 937017 | 0 | 0 | 0 | 0 | 0 | 0 | 0 | 0
[9 empty] | 2023-09-05 | 2024 | 23-24 | 0 | 0 | 0 | 0 | 0 | 0 | 0 | 0 | 648612 | 142136.5 | 139347 | 937017 | 0 | 0 | 0 | 0 | 0 | 0 | 0 | 0
[9 empty] | 2023-09-06 | 2024 | 23-24 | 0 | 0 | 0 | 0 | 0 | 0 | 0 | 0 | 648612 | 142136.5 | 139347 | 937017 | 0 | 0 | 0 | 0 | 0 | 0 | 0 | 0
[9 empty] | 2023-09-07 | 2024 | 23-24 | 0 | 0 | 0 | 0 | 0 | 0 | 0 | 0 | 648612 | 142136.5 | 139347 | 937017 | 0 | 0 | 0 | 0 | 0 | 0 | 0 | 0
[9 empty] | 2023-09-08 | 2024 | 23-24 | 0 | 0 | 0 | 0 | 0 | 0 | 0 | 0 | 648612 | 142136.5 | 139347 | 937017 | 0 | 0 | 0 | 0 | 0 | 0 | 0 | 0
[9 empty] | 2023-09-09 | 2024 | 23-24 | 0 | 0 | 0 | 0 | 0 | 0 | 0 | 0 | 648612 | 142136.5 | 139347 | 937017 | 0 | 0 | 0 | 0 | 0 | 0 | 0 | 0
[9 empty] | 2023-09-10 | 2024 | 23-24 | 0 | 0 | 0 | 0 | 0 | 0 | 0 | 0 | 648612 | 142136.5 | 139347 | 937017 | 0 | 0 | 0 | 0 | 0 | 0 | 0 | 0
[9 empty] | 2023-09-11 | 2024 | 23-24 | 0 | 0 | 0 | 0 | 0 | 0 | 0 | 0 | 648612 | 142136.5 | 139347 | 937017 | 0 | 0 | 0 | 0 | 0 | 0 | 0 | 0
[9 empty] | 2023-09-12 | 2024 | 23-24 | 0 | 0 | 0 | 0 | 0 | 0 | 0 | 0 | 648612 | 142136.5 | 139347 | 937017 | 0 | 0 | 0 | 0 | 0 | 0 | 0 | 0
[9 empty] | 2023-09-13 | 2024 | 23-24 | 0 | 0 | 0 | 0 | 0 | 0 | 0 | 0 | 648612 | 142136.5 | 139347 | 937017 | 0 | 0 | 0 | 0 | 0 | 0 | 0 | 0
[9 empty] | 2023-09-14 | 2024 | 23-24 | 0 | 0 | 0 | 0 | 0 | 0 | 0 | 0 | 648612 | 142136.5 | 139347 | 937017 | 0 | 0 | 0 | 0 | 0 | 0 | 0 | 0
[9 empty] | 2023-09-15 | 2024 | 23-24 | 0 | 0 | 0 | 0 | 0 | 0 | 0 | 0 | 648612 | 142136.5 | 139347 | 937017 | 0 | 0 | 0 | 0 | 0 | 0 | 0 | 0
[9 empty] | 2023-09-16 | 2024 | 23-24 | 0 | 0 | 0 | 0 | 0 | 0 | 0 | 0 | 648612 | 142136.5 | 139347 | 937017 | 0 | 0 | 0 | 0 | 0 | 0 | 0 | 0
[9 empty] | 2023-09-17 | 2024 | 23-24 | 0 | 0 | 0 | 0 | 0 | 0 | 0 | 0 | 648612 | 142136.5 | 139347 | 937017 | 0 | 0 | 0 | 0 | 0 | 0 | 0 | 0
[9 empty] | 2023-09-18 | 2024 | 23-24 | 0 | 0 | 0 | 0 | 0 | 0 | 0 | 0 | 648612 | 142136.5 | 139347 | 937017 | 0 | 0 | 0 | 0 | 0 | 0 | 0 | 0
[9 empty] | 2023-09-19 | 2024 | 23-24 | 0 | 0 | 0 | 0 | 0 | 0 | 0 | 0 | 648612 | 142136.5 | 139347 | 937017 | 0 | 0 | 0 | 0 | 0 | 0 | 0 | 0
[9 empty] | 2023-09-20 | 2024 | 23-24 | 0 | 0 | 0 | 0 | 0 | 0 | 0 | 0 | 648612 | 142136.5 | 139347 | 937017 | 0 | 0 | 0 | 0 | 0 | 0 | 0 | 0
[9 empty] | 2023-09-21 | 2024 | 23-24 | 0 | 0 | 0 | 0 | 0 | 0 | 0 | 0 | 648612 | 142136.5 | 139347 | 937017 | 0 | 0 | 0 | 0 | 0 | 0 | 0 | 0
[9 empty] | 2023-09-22 | 2024 | 23-24 | 0 | 0 | 0 | 0 | 0 | 0 | 0 | 0 | 648612 | 142136.5 | 139347 | 937017 | 0 | 0 | 0 | 0 | 0 | 0 | 0 | 0
[9 empty] | 2023-09-23 | 2024 | 23-24 | 0 | 0 | 0 | 0 | 0 | 0 | 0 | 0 | 648612 | 142136.5 | 139347 | 937017 | 0 | 0 | 0 | 0 | 0 | 0 | 0 | 0
[9 empty] | 2023-09-24 | 2024 | 23-24 | 0 | 0 | 0 | 0 | 0 | 0 | 0 | 0 | 648612 | 142136.5 | 139347 | 937017 | 0 | 0 | 0 | 0 | 0 | 0 | 0 | 0
[9 empty] | 2023-09-25 | 2024 | 23-24 | 0 | 0 | 0 | 0 | 0 | 0 | 0 | 0 | 648612 | 142136.5 | 139347 | 937017 | 0 | 0 | 0 | 0 | 0 | 0 | 0 | 0
[9 empty] | 2023-09-26 | 2024 | 23-24 | 0 | 0 | 0 | 0 | 0 | 0 | 0 | 0 | 648612 | 142136.5 | 139347 | 937017 | 0 | 0 | 0 | 0 | 0 | 0 | 0 | 0
[9 empty] | 2023-09-27 | 2024 | 23-24 | 0 | 0 | 0 | 0 | 0 | 0 | 0 | 0 | 648612 | 142136.5 | 139347 | 937017 | 0 | 0 | 0 | 0 | 0 | 0 | 0 | 0
[9 empty] | 2023-09-28 | 2024 | 23-24 | 0 | 0 | 0 | 0 | 0 | 0 | 0 | 0 | 648612 | 142136.5 | 139347 | 937017 | 0 | 0 | 0 | 0 | 0 | 0 | 0 | 0
[9 empty] | 2023-09-29 | 2024 | 23-24 | 0 | 0 | 0 | 0 | 0 | 0 | 0 | 0 | 648612 | 142136.5 | 139347 | 937017 | 0 | 0 | 0 | 0 | 0 | 0 | 0 | 0
[9 empty] | 2023-09-30 | 2024 | 23-24 | 0 | 0 | 0 | 0 | 0 | 0 | 0 | 0 | 648612 | 142136.5 | 139347 | 937017 | 0 | 0 | 0 | 0 | 0 | 0 | 0 | 0
[9 empty] | 2023-10-01 | 2024 | 23-24 | 0 | 0 | 0 | 0 | 0 | 0 | 0 | 0 | 648612 | 142136.5 | 139347 | 937017 | 0 | 0 | 0 | 0 | 0 | 0 | 0 | 0
[9 empty] | 2023-10-02 | 2024 | 0 | 0 | 0 | 0 | 0 | 0 | 0 | 0 | 0 | 648612 | 142136.5 | 139347 | 937017 | 0 | 0 | 0 | 0 | 0 | 0 | 0 | 0
[9 empty] | 2023-10-03 | 2024 | 23-24 | 0 | 0 | 0 | 0 | 0 | 0 | 0 | 0 | 648612 | 142136.5 | 139347 | 937017 | 0 | 0 | 0 | 0 | 0 | 0 | 0 | 0
[9 empty] | 2023-10-04 | 2024 | 23-24 | 0 | 0 | 0 | 0 | 0 | 0 | 0 | 0 | 648612 | 142136.5 | 139347 | 937017 | 0 | 0 | 0 | 0 | 0 | 0 | 0 | 0
[9 empty] | 2023-10-05 | 2024 | 23-24 | 0 | 0 | 0 | 0 | 0 | 0 | 0 | 0 | 648612 | 142136.5 | 139347 | 937017 | 0 | 0 | 0 | 0 | 0 | 0 | 0 | 0
[9 empty] | 2023-10-06 | 2024 | 23-24 | 0 | 0 | 0 | 0 | 0 | 0 | 0 | 0 | 648612 | 142136.5 | 139347 | 937017 | 0 | 0 | 0 | 0 | 0 | 0 | 0 | 0
[9 empty] | 2023-10-07 | 2024 | 23-24 | 0 | 0 | 0 | 0 | 0 | 0 | 0 | 0 | 648612 | 142136.5 | 139347 | 937017 | 0 | 0 | 0 | 0 | 0 | 0 | 0 | 0
[9 empty] | 2023-10-08 | 2024 | 23-24 | 0 | 0 | 0 | 0 | 0 | 0 | 0 | 0 | 648612 | 142136.5 | 139347 | 937017 | 0 | 0 | 0 | 0 | 0 | 0 | 0 | 0
[9 empty] | 2023-10-09 | 2024 | 23-24 | 0 | 0 | 0 | 0 | 0 | 0 | 0 | 0 | 648612 | 142136.5 | 139347 | 937017 | 0 | 0 | 0 | 0 | 0 | 0 | 0 | 0
[9 empty] | 2023-10-10 | 2024 | 23-24 | 0 | 0 | 0 | 0 | 0 | 0 | 0 | 0 | 648612 | 142136.5 | 139347 | 937017 | 0 | 0 | 0 | 0 | 0 | 0 | 0 | 0
[9 empty] | 2023-10-11 | 2024 | 23-24 | 0 | 0 | 0 | 0 | 0 | 0 | 0 | 0 | 648612 | 142136.5 | 139347 | 937017 | 0 | 0 | 0 | 0 | 0 | 0 | 0 | 0
[9 empty] | 2023-10-12 | 2024 | 23-24 | 0 | 0 | 0 | 0 | 0 | 0 | 0 | 0 | 648612 | 142136.5 | 139347 | 937017 | 0 | 0 | 0 | 0 | 0 | 0 | 0 | 0
[9 empty] | 2023-10-13 | 2024 | 23-24 | 0 | 0 | 0 | 0 | 0 | 0 | 0 | 0 | 648612 | 142136.5 | 139347 | 937017 | 0 | 0 | 0 | 0 | 0 | 0 | 0 | 0
[9 empty] | 2023-10-14 | 2024 | 23-24 | 0 | 0 | 0 | 0 | 0 | 0 | 0 | 0 | 648612 | 142136.5 | 139347 | 937017 | 0 | 0 | 0 | 0 | 0 | 0 | 0 | 0
[9 empty] | 2023-10-15 | 2024 | 23-24 | 0 | 0 | 0 | 0 | 0 | 0 | 0 | 0 | 648612 | 142136.5 | 139347 | 937017 | 0 | 0 | 0 | 0 | 0 | 0 | 0 | 0
[9 empty] | 2023-10-16 | 2024 | 23-24 | 0 | 0 | 0 | 0 | 0 | 0 | 0 | 0 | 648612 | 142136.5 | 139347 | 937017 | 0 | 0 | 0 | 0 | 0 | 0 | 0 | 0
[9 empty] | 2023-10-17 | 2024 | 23-24 | 0 | 0 | 0 | 0 | 0 | 0 | 0 | 0 | 648612 | 142136.5 | 139347 | 937017 | 0 | 0 | 0 | 0 | 0 | 0 | 0 | 0
[9 empty] | 2023-10-18 | 2024 | 23-24 | 0 | 0 | 0 | 0 | 0 | 0 | 0 | 0 | 648612 | 142136.5 | 139347 | 937017 | 0 | 0 | 0 | 0 | 0 | 0 | 0 | 0
[9 empty] | 2023-10-19 | 2024 | 23-24 | 0 | 0 | 0 | 0 | 0 | 0 | 0 | 0 | 648612 | 142136.5 | 139347 | 937017 | 0 | 0 | 0 | 0 | 0 | 0 | 0 | 0
[9 empty] | 2023-10-20 | 2024 | 23-24 | 0 | 0 | 0 | 0 | 0 | 0 | 0 | 0 | 648612 | 142136.5 | 139347 | 937017 | 0 | 0 | 0 | 0 | 0 | 0 | 0 | 0
[9 empty] | 2023-10-21 | 2024 | 23-24 | 0 | 0 | 0 | 0 | 0 | 0 | 0 | 0 | 648612 | 142136.5 | 139347 | 937017 | 0 | 0 | 0 | 0 | 0 | 0 | 0 | 0
[9 empty] | 2023-10-22 | 2024 | 23-24 | 0 | 0 | 0 | 0 | 0 | 0 | 0 | 0 | 648612 | 142136.5 | 139347 | 937017 | 0 | 0 | 0 | 0 | 0 | 0 | 0 | 0
[9 empty] | 2023-10-23 | 2024 | 23-24 | 0 | 0 | 0 | 0 | 0 | 0 | 0 | 0 | 648612 | 142136.5 | 139347 | 937017 | 0 | 0 | 0 | 0 | 0 | 0 | 0 | 0
[9 empty] | 2023-10-24 | 2024 | 23-24 | 0 | 0 | 0 | 0 | 0 | 0 | 0 | 0 | 648612 | 142136.5 | 139347 | 937017 | 0 | 0 | 0 | 0 | 0 | 0 | 0 | 0
[9 empty] | 2023-10-25 | 2024 | 23-24 | 0 | 0 | 0 | 0 | 0 | 0 | 0 | 0 | 648612 | 142136.5 | 139347 | 937017 | 0 | 0 | 0 | 0 | 0 | 0 | 0 | 0
[9 empty] | 2023-10-26 | 2024 | 23-24 | 0 | 0 | 0 | 0 | 0 | 0 | 0 | 0 | 648612 | 142136.5 | 139347 | 937017 | 0 | 0 | 0 | 0 | 0 | 0 | 0 | 0
[9 empty] | 2023-10-27 | 2024 | 23-24 | 0 | 0 | 0 | 0 | 0 | 0 | 0 | 0 | 648612 | 142136.5 | 139347 | 937017 | 0 | 0 | 0 | 0 | 0 | 0 | 0 | 0
[9 empty] | 2023-10-28 | 2024 | 23-24 | 0 | 0 | 0 | 0 | 0 | 0 | 0 | 0 | 648612 | 142136.5 | 139347 | 937017 | 0 | 0 | 0 | 0 | 0 | 0 | 0 | 0
[9 empty] | 2023-10-29 | 2024 | 23-24 | 0 | 0 | 0 | 0 | 0 | 0 | 0 | 0 | 648612 | 142136.5 | 139347 | 937017 | 0 | 0 | 0 | 0 | 0 | 0 | 0 | 0
[9 empty] | 2023-10-30 | 2024 | 23-24 | 0 | 0 | 0 | 0 | 0 | 0 | 0 | 0 | 648612 | 142136.5 | 139347 | 937017 | 0 | 0 | 0 | 0 | 0 | 0 | 0 | 0
[9 empty] | 2023-10-31 | 2024 | 23-24 | 0 | 0 | 0 | 0 | 0 | 0 | 0 | 0 | 648612 | 142136.5 | 139347 | 937017 | 0 | 0 | 0 | 0 | 0 | 0 | 0 | 0
[9 empty] | 2023-11-01 | 2024 | 23-24 | 0 | 0 | 0 | 0 | 0 | 0 | 0 | 0 | 648612 | 142136.5 | 139347 | 937017 | 0 | 0 | 0 | 0 | 0 | 0 | 0 | 0
[9 empty] | 2023-11-02 | 2024 | 23-24 | 0 | 0 | 0 | 0 | 0 | 0 | 0 | 0 | 648612 | 142136.5 | 139347 | 937017 | 0 | 0 | 0 | 0 | 0 | 0 | 0 | 0
[9 empty] | 2023-11-03 | 2024 | 23-24 | 0 | 0 | 0 | 0 | 0 | 0 | 0 | 0 | 648612 | 142136.5 | 139347 | 937017 | 0 | 0 | 0 | 0 | 0 | 0 | 0 | 0
[9 empty] | 2023-11-04 | 2024 | 23-24 | 0 | 0 | 0 | 0 | 0 | 0 | 0 | 0 | 648612 | 142136.5 | 139347 | 937017 | 0 | 0 | 0 | 0 | 0 | 0 | 0 | 0
[9 empty] | 2023-11-05 | 2024 | 23-24 | 0 | 0 | 0 | 0 | 0 | 0 | 0 | 0 | 648612 | 142136.5 | 139347 | 937017 | 0 | 0 | 0 | 0 | 0 | 0 | 0 | 0
[9 empty] | 2023-11-06 | 2024 | 23-24 | 0 | 0 | 0 | 0 | 0 | 0 | 0 | 0 | 648612 | 142136.5 | 139347 | 937017 | 0 | 0 | 0 | 0 | 0 | 0 | 0 | 0
[9 empty] | 2023-11-07 | 2024 | 23-24 | 0 | 0 | 0 | 0 | 0 | 0 | 0 | 0 | 648612 | 142136.5 | 139347 | 937017 | 0 | 0 | 0 | 0 | 0 | 0 | 0 | 0
[9 empty] | 2023-11-08 | 2024 | 23-24 | 0 | 0 | 0 | 0 | 0 | 0 | 0 | 0 | 648612 | 142136.5 | 139347 | 937017 | 0 | 0 | 0 | 0 | 0 | 0 | 0 | 0
[9 empty] | 2023-11-09 | 2024 | 23-24 | 0 | 0 | 0 | 0 | 0 | 0 | 0 | 0 | 648612 | 142136.5 | 139347 | 937017 | 0 | 0 | 0 | 0 | 0 | 0 | 0 | 0
[9 empty] | 2023-11-10 | 2024 | 23-24 | 0 | 0 | 0 | 0 | 0 | 0 | 0 | 0 | 648612 | 142136.5 | 139347 | 937017 | 0 | 0 | 0 | 0 | 0 | 0 | 0 | 0
[9 empty] | 2023-11-11 | 2024 | 23-24 | 0 | 0 | 0 | 0 | 0 | 0 | 0 | 0 | 648612 | 142136.5 | 139347 | 937017 | 0 | 0 | 0 | 0 | 0 | 0 | 0 | 0
[9 empty] | 2023-11-12 | 2024 | 23-24 | 0 | 0 | 0 | 0 | 0 | 0 | 0 | 0 | 648612 | 142136.5 | 139347 | 937017 | 0 | 0 | 0 | 0 | 0 | 0 | 0 | 0
[9 empty] | 2023-11-13 | 2024 | 23-24 | 0 | 0 | 0 | 0 | 0 | 0 | 0 | 0 | 648612 | 142136.5 | 139347 | 937017 | 0 | 0 | 0 | 0 | 0 | 0 | 0 | 0
[9 empty] | 2023-11-14 | 2024 | 23-24 | 0 | 0 | 0 | 0 | 0 | 0 | 0 | 0 | 648612 | 142136.5 | 139347 | 937017 | 0 | 0 | 0 | 0 | 0 | 0 | 0 | 0
[9 empty] | 2023-11-15 | 2024 | 23-24 | 0 | 0 | 0 | 0 | 0 | 0 | 0 | 0 | 648612 | 142136.5 | 139347 | 937017 | 0 | 0 | 0 | 0 | 0 | 0 | 0 | 0
[9 empty] | 2023-11-16 | 2024 | 23-24 | 0 | 0 | 0 | 0 | 0 | 0 | 0 | 0 | 648612 | 142136.5 | 139347 | 937017 | 0 | 0 | 0 | 0 | 0 | 0 | 0 | 0
[9 empty] | 2023-11-17 | 2024 | 23-24 | 0 | 0 | 0 | 0 | 0 | 0 | 0 | 0 | 648612 | 142136.5 | 139347 | 937017 | 0 | 0 | 0 | 0 | 0 | 0 | 0 | 0
[9 empty] | 2023-11-18 | 2024 | 23-24 | 0 | 0 | 143.36 | 143.36 | 0 | 0 | 0 | 0 | 648612 | 142136.5 | 139347 | 937017 | 0 | 0 | 0.0010288 | 0.000153 | 0 | 0 | 0 | 0
[9 empty] | 2023-11-19 | 2024 | 23-24 | 0 | 0 | 0 | 0 | 0 | 0 | 0 | 0 | 648612 | 142136.5 | 139347 | 937017 | 0 | 0 | 0 | 0 | 0 | 0 | 0 | 0
[9 empty] | 2023-11-20 | 2024 | 23-24 | 0 | 0 | 0 | 0 | 0 | 0 | 0 | 0 | 648612 | 142136.5 | 139347 | 937017 | 0 | 0 | 0 | 0 | 0 | 0 | 0 | 0
[9 empty] | 2023-11-21 | 2024 | 23-24 | 0 | 0 | 0 | 0 | 0 | 0 | 0 | 0 | 648612 | 142136.5 | 139347 | 937017 | 0 | 0 | 0 | 0 | 0 | 0 | 0 | 0
[9 empty] | 2023-11-22 | 2024 | 23-24 | 0 | 0 | 0 | 0 | 0 | 0 | 0 | 0 | 648612 | 142136.5 | 139347 | 937017 | 0 | 0 | 0 | 0 | 0 | 0 | 0 | 0
[9 empty] | 2023-11-23 | 2024 | 23-24 | 0 | 0 | 0 | 0 | 0 | 0 | 0 | 0 | 648612 | 142136.5 | 139347 | 937017 | 0 | 0 | 0 | 0 | 0 | 0 | 0 | 0
[9 empty] | 2023-11-24 | 2024 | 23-24 | 0 | 0 | 0 | 0 | 0 | 0 | 0 | 0 | 648612 | 142136.5 | 139347 | 937017 | 0 | 0 | 0 | 0 | 0 | 0 | 0 | 0
[9 empty] | 2023-11-25 | 2024 | 23-24 | 0 | 0 | 0 | 0 | 0 | 0 | 0 | 0 | 648612 | 142136.5 | 139347 | 937017 | 0 | 0 | 0 | 0 | 0 | 0 | 0 | 0
[9 empty] | 2023-11-26 | 2024 | 23-24 | 0 | 0 | 0 | 0 | 0 | 0 | 0 | 0 | 648612 | 142136.5 | 139347 | 937017 | 0 | 0 | 0 | 0 | 0 | 0 | 0 | 0
[9 empty] | 2023-11-27 | 2024 | 23-24 | 0 | 0 | 0 | 0 | 0 | 0 | 0 | 0 | 648612 | 142136.5 | 139347 | 937017 | 0 | 0 | 0 | 0 | 0 | 0 | 0 | 0
[9 empty] | 2023-11-28 | 2024 | 0 | 0 | 0 | 0 | 0 | 0 | 0 | 0 | 0 | 648612 | 142136.5 | 139347 | 937017 | 0 | 0 | 0 | 0 | 0 | 0 | 0 | 0
[9 empty] | 2023-11-29 | 2024 | 23-24 | 0 | 0 | 0 | 0 | 0 | 0 | 0 | 0 | 648612 | 142136.5 | 139347 | 937017 | 0 | 0 | 0 | 0 | 0 | 0 | 0 | 0
[9 empty] | 2023-11-30 | 2024 | 23-24 | 0 | 0 | 0 | 0 | 0 | 0 | 0 | 0 | 648612 | 142136.5 | 139347 | 937017 | 0 | 0 | 0 | 0 | 0 | 0 | 0 | 0
[9 empty] | 2023-12-01 | 2024 | 23-24 | 0 | 0 | 0 | 0 | 0 | 0 | 0 | 0 | 648612 | 142136.5 | 139347 | 937017 | 0 | 0 | 0 | 0 | 0 | 0 | 0 | 0
[9 empty] | 2023-12-02 | 2024 | 23-24 | 0 | 0 | 0 | 0 | 0 | 0 | 0 | 0 | 648612 | 142136.5 | 139347 | 937017 | 0 | 0 | 0 | 0 | 0 | 0 | 0 | 0
[9 empty] | 2023-12-03 | 2024 | 23-24 | 0 | 0 | 0 | 0 | 0 | 0 | 0 | 0 | 648612 | 142136.5 | 139347 | 937017 | 0 | 0 | 0 | 0 | 0 | 0 | 0 | 0
[9 empty] | 2023-12-04 | 2024 | 23-24 | 0 | 0 | 0 | 0 | 0 | 0 | 0 | 0 | 648612 | 142136.5 | 139347 | 937017 | 0 | 0 | 0 | 0 | 0 | 0 | 0 | 0
[9 empty] | 2023-12-05 | 2024 | 23-24 | 0 | 0 | 0 | 0 | 0 | 0 | 0 | 0 | 648612 | 142136.5 | 139347 | 937017 | 0 | 0 | 0 | 0 | 0 | 0 | 0 | 0
[9 empty] | 2023-12-06 | 2024 | 23-24 | 0 | 0 | 0 | 0 | 0 | 0 | 0 | 0 | 648612 | 142136.5 | 139347 | 937017 | 0 | 0 | 0 | 0 | 0 | 0 | 0 | 0
[9 empty] | 2023-12-07 | 2024 | 23-24 | 0 | 0 | 0 | 0 | 0 | 0 | 0 | 0 | 648612 | 142136.5 | 139347 | 937017 | 0 | 0 | 0 | 0 | 0 | 0 | 0 | 0
[9 empty] | 2023-12-08 | 2024 | 0 | 0 | 0 | 0 | 0 | 0 | 0 | 0 | 0 | 648612 | 142136.5 | 139347 | 937017 | 0 | 0 | 0 | 0 | 0 | 0 | 0 | 0
[9 empty] | 2023-12-09 | 2024 | 23-24 | 0 | 0 | 5333.3 | 5333.3 | 0 | 0 | 14 | 14 | 648612 | 142136.5 | 139347 | 937017 | 0 | 0 | 0.038274 | 0.0056918 | 0 | 0 | 0.00010047 | 1.4941e-05
[9 empty] | 2023-12-10 | 2024 | 23-24 | 0 | 0 | 32.06 | 32.06 | 0 | 0 | 0 | 0 | 648612 | 142136.5 | 139347 | 937017 | 0 | 0 | 0.00023007 | 3.4215e-05 | 0 | 0 | 0 | 0
[9 empty] | 2023-12-11 | 2024 | 0 | 0 | 0 | 0 | 0 | 0 | 0 | 0 | 0 | 648612 | 142136.5 | 139347 | 937017 | 0 | 0 | 0 | 0 | 0 | 0 | 0 | 0
[9 empty] | 2023-12-12 | 2024 | 23-24 | 0 | 0 | 0 | 0 | 0 | 0 | 0 | 0 | 648612 | 142136.5 | 139347 | 937017 | 0 | 0 | 0 | 0 | 0 | 0 | 0 | 0
[9 empty] | 2023-12-13 | 2024 | 23-24 | 0 | 0 | 0 | 0 | 0 | 0 | 0 | 0 | 648612 | 142136.5 | 139347 | 937017 | 0 | 0 | 0 | 0 | 0 | 0 | 0 | 0
[9 empty] | 2023-12-14 | 2024 | 23-24 | 0 | 0 | 0 | 0 | 0 | 0 | 0 | 0 | 648612 | 142136.5 | 139347 | 937017 | 0 | 0 | 0 | 0 | 0 | 0 | 0 | 0
[9 empty] | 2023-12-15 | 2024 | 23-24 | 0 | 0 | 0 | 0 | 0 | 0 | 0 | 0 | 648612 | 142136.5 | 139347 | 937017 | 0 | 0 | 0 | 0 | 0 | 0 | 0 | 0
[9 empty] | 2023-12-16 | 2024 | 23-24 | 0 | 0 | 0 | 0 | 0 | 0 | 0 | 0 | 648612 | 142136.5 | 139347 | 937017 | 0 | 0 | 0 | 0 | 0 | 0 | 0 | 0
[9 empty] | 2023-12-17 | 2024 | 23-24 | 0 | 0 | 0 | 0 | 0 | 0 | 0 | 0 | 648612 | 142136.5 | 139347 | 937017 | 0 | 0 | 0 | 0 | 0 | 0 | 0 | 0
[9 empty] | 2023-12-18 | 2024 | 23-24 | 0 | 0 | 0 | 0 | 0 | 0 | 0 | 0 | 648612 | 142136.5 | 139347 | 937017 | 0 | 0 | 0 | 0 | 0 | 0 | 0 | 0
[9 empty] | 2023-12-19 | 2024 | 23-24 | 0 | 0 | 0 | 0 | 0 | 0 | 0 | 0 | 648612 | 142136.5 | 139347 | 937017 | 0 | 0 | 0 | 0 | 0 | 0 | 0 | 0
[9 empty] | 2023-12-20 | 2024 | 23-24 | 0 | 0 | 0 | 0 | 0 | 0 | 0 | 0 | 648612 | 142136.5 | 139347 | 937017 | 0 | 0 | 0 | 0 | 0 | 0 | 0 | 0
[9 empty] | 2023-12-21 | 2024 | 23-24 | 0 | 0 | 0 | 0 | 0 | 0 | 0 | 0 | 648612 | 142136.5 | 139347 | 937017 | 0 | 0 | 0 | 0 | 0 | 0 | 0 | 0
[9 empty] | 2023-12-22 | 2024 | 23-24 | 0 | 0 | 0 | 0 | 0 | 0 | 0 | 0 | 648612 | 142136.5 | 139347 | 937017 | 0 | 0 | 0 | 0 | 0 | 0 | 0 | 0
[9 empty] | 2023-12-23 | 2024 | 23-24 | 0 | 0 | 0 | 0 | 0 | 0 | 0 | 0 | 648612 | 142136.5 | 139347 | 937017 | 0 | 0 | 0 | 0 | 0 | 0 | 0 | 0
[9 empty] | 2023-12-24 | 2024 | 23-24 | 0 | 0 | 0 | 0 | 0 | 0 | 0 | 0 | 648612 | 142136.5 | 139347 | 937017 | 0 | 0 | 0 | 0 | 0 | 0 | 0 | 0
[9 empty] | 2023-12-25 | 2024 | 23-24 | 0 | 0 | 0 | 0 | 0 | 0 | 0 | 0 | 648612 | 142136.5 | 139347 | 937017 | 0 | 0 | 0 | 0 | 0 | 0 | 0 | 0
[9 empty] | 2023-12-26 | 2024 | 23-24 | 0 | 0 | 0 | 0 | 0 | 0 | 0 | 0 | 648612 | 142136.5 | 139347 | 937017 | 0 | 0 | 0 | 0 | 0 | 0 | 0 | 0
[9 empty] | 2023-12-27 | 2024 | 23-24 | 0 | 0 | 0 | 0 | 0 | 0 | 0 | 0 | 648612 | 142136.5 | 139347 | 937017 | 0 | 0 | 0 | 0 | 0 | 0 | 0 | 0
[9 empty] | 2023-12-28 | 2024 | 0 | 0 | 0 | 19179.54 | 19179.54 | 0 | 0 | 45 | 45 | 648612 | 142136.5 | 139347 | 937017 | 0 | 0 | 0.13764 | 0.020469 | 0 | 0 | 0.00032293 | 4.8025e-05
[9 empty] | 2023-12-29 | 2024 | 23-24 | 0 | 0 | 0 | 0 | 0 | 0 | 0 | 0 | 648612 | 142136.5 | 139347 | 937017 | 0 | 0 | 0 | 0 | 0 | 0 | 0 | 0
[9 empty] | 2023-12-30 | 2024 | 23-24 | 0 | 0 | 0 | 0 | 0 | 0 | 0 | 0 | 648612 | 142136.5 | 139347 | 937017 | 0 | 0 | 0 | 0 | 0 | 0 | 0 | 0
[9 empty] | 2023-12-31 | 2024 | 23-24 | 0 | 0 | 0 | 0 | 0 | 0 | 0 | 0 | 648612 | 142136.5 | 139347 | 937017 | 0 | 0 | 0 | 0 | 0 | 0 | 0 | 0
[9 empty] | 2024-01-01 | 2024 | 23-24 | 0 | 0 | 0 | 0 | 0 | 0 | 0 | 0 | 648612 | 142136.5 | 139347 | 937017 | 0 | 0 | 0 | 0 | 0 | 0 | 0 | 0
[9 empty] | 2024-01-02 | 2024 | 23-24 | 0 | 0 | 0 | 0 | 0 | 0 | 0 | 0 | 648612 | 142136.5 | 139347 | 937017 | 0 | 0 | 0 | 0 | 0 | 0 | 0 | 0
[9 empty] | 2024-01-03 | 2024 | 23-24 | 0 | 0 | 0 | 0 | 0 | 0 | 0 | 0 | 648612 | 142136.5 | 139347 | 937017 | 0 | 0 | 0 | 0 | 0 | 0 | 0 | 0
[9 empty] | 2024-01-04 | 2024 | 23-24 | 0 | 0 | 0 | 0 | 0 | 0 | 0 | 0 | 648612 | 142136.5 | 139347 | 937017 | 0 | 0 | 0 | 0 | 0 | 0 | 0 | 0
[9 empty] | 2024-01-05 | 2024 | 23-24 | 0 | 0 | 498.5401 | 498.5401 | 0 | 0 | 0 | 0 | 648612 | 142136.5 | 139347 | 937017 | 0 | 0 | 0.0035777 | 0.00053205 | 0 | 0 | 0 | 0
[9 empty] | 2024-01-06 | 2024 | 23-24 | 0 | 0 | 0 | 0 | 0 | 0 | 0 | 0 | 648612 | 142136.5 | 139347 | 937017 | 0 | 0 | 0 | 0 | 0 | 0 | 0 | 0
[9 empty] | 2024-01-07 | 2024 | 23-24 | 0 | 0 | 0 | 0 | 0 | 0 | 0 | 0 | 648612 | 142136.5 | 139347 | 937017 | 0 | 0 | 0 | 0 | 0 | 0 | 0 | 0
[9 empty] | 2024-01-08 | 2024 | 23-24 | 0 | 0 | 0 | 0 | 0 | 0 | 0 | 0 | 648612 | 142136.5 | 139347 | 937017 | 0 | 0 | 0 | 0 | 0 | 0 | 0 | 0
[9 empty] | 2024-01-09 | 2024 | 23-24 | 0 | 0 | 0 | 0 | 0 | 0 | 0 | 0 | 648612 | 142136.5 | 139347 | 937017 | 0 | 0 | 0 | 0 | 0 | 0 | 0 | 0
[9 empty] | 2024-01-10 | 2024 | 23-24 | 0 | 0 | 0 | 0 | 0 | 0 | 0 | 0 | 648612 | 142136.5 | 139347 | 937017 | 0 | 0 | 0 | 0 | 0 | 0 | 0 | 0
[9 empty] | 2024-01-11 | 2024 | 23-24 | 0 | 0 | 0 | 0 | 0 | 0 | 0 | 0 | 648612 | 142136.5 | 139347 | 937017 | 0 | 0 | 0 | 0 | 0 | 0 | 0 | 0
[9 empty] | 2024-01-12 | 2024 | 23-24 | 0 | 0 | 0 | 0 | 0 | 0 | 0 | 0 | 648612 | 142136.5 | 139347 | 937017 | 0 | 0 | 0 | 0 | 0 | 0 | 0 | 0
[9 empty] | 2024-01-13 | 2024 | 23-24 | 0 | 0 | 0 | 0 | 0 | 0 | 0 | 0 | 648612 | 142136.5 | 139347 | 937017 | 0 | 0 | 0 | 0 | 0 | 0 | 0 | 0
[9 empty] | 2024-01-14 | 2024 | 23-24 | 0 | 0 | 0 | 0 | 0 | 0 | 0 | 0 | 648612 | 142136.5 | 139347 | 937017 | 0 | 0 | 0 | 0 | 0 | 0 | 0 | 0
[9 empty] | 2024-01-15 | 2024 | 23-24 | 0 | 0 | 0 | 0 | 0 | 0 | 0 | 0 | 648612 | 142136.5 | 139347 | 937017 | 0 | 0 | 0 | 0 | 0 | 0 | 0 | 0
[9 empty] | 2024-01-16 | 2024 | 23-24 | 0 | 0 | 0 | 0 | 0 | 0 | 0 | 0 | 648612 | 142136.5 | 139347 | 937017 | 0 | 0 | 0 | 0 | 0 | 0 | 0 | 0
[9 empty] | 2024-01-17 | 2024 | 23-24 | 0 | 0 | 0 | 0 | 0 | 0 | 0 | 0 | 648612 | 142136.5 | 139347 | 937017 | 0 | 0 | 0 | 0 | 0 | 0 | 0 | 0
[9 empty] | 2024-01-18 | 2024 | 23-24 | 0 | 0 | 0 | 0 | 0 | 0 | 0 | 0 | 648612 | 142136.5 | 139347 | 937017 | 0 | 0 | 0 | 0 | 0 | 0 | 0 | 0
[9 empty] | 2024-01-19 | 2024 | 23-24 | 0 | 0 | 0 | 0 | 0 | 0 | 0 | 0 | 648612 | 142136.5 | 139347 | 937017 | 0 | 0 | 0 | 0 | 0 | 0 | 0 | 0
[9 empty] | 2024-01-20 | 2024 | 23-24 | 0 | 0 | 0 | 0 | 0 | 0 | 0 | 0 | 648612 | 142136.5 | 139347 | 937017 | 0 | 0 | 0 | 0 | 0 | 0 | 0 | 0
[9 empty] | 2024-01-21 | 2024 | 23-24 | 0 | 0 | 0 | 0 | 0 | 0 | 0 | 0 | 648612 | 142136.5 | 139347 | 937017 | 0 | 0 | 0 | 0 | 0 | 0 | 0 | 0
[9 empty] | 2024-01-22 | 2024 | 23-24 | 0 | 0 | 0 | 0 | 0 | 0 | 0 | 0 | 648612 | 142136.5 | 139347 | 937017 | 0 | 0 | 0 | 0 | 0 | 0 | 0 | 0
[9 empty] | 2024-01-23 | 2024 | 23-24 | 0 | 0 | 0 | 0 | 0 | 0 | 0 | 0 | 648612 | 142136.5 | 139347 | 937017 | 0 | 0 | 0 | 0 | 0 | 0 | 0 | 0
[9 empty] | 2024-01-24 | 2024 | 23-24 | 0 | 0 | 0 | 0 | 0 | 0 | 0 | 0 | 648612 | 142136.5 | 139347 | 937017 | 0 | 0 | 0 | 0 | 0 | 0 | 0 | 0
[9 empty] | 2024-01-25 | 2024 | 23-24 | 0 | 0 | 0 | 0 | 0 | 0 | 0 | 0 | 648612 | 142136.5 | 139347 | 937017 | 0 | 0 | 0 | 0 | 0 | 0 | 0 | 0
[9 empty] | 2024-01-26 | 2024 | 23-24 | 0 | 0 | 0 | 0 | 0 | 0 | 0 | 0 | 648612 | 142136.5 | 139347 | 937017 | 0 | 0 | 0 | 0 | 0 | 0 | 0 | 0
[9 empty] | 2024-01-27 | 2024 | 23-24 | 0 | 0 | 0 | 0 | 0 | 0 | 0 | 0 | 648612 | 142136.5 | 139347 | 937017 | 0 | 0 | 0 | 0 | 0 | 0 | 0 | 0
[9 empty] | 2024-01-28 | 2024 | 23-24 | 0 | 0 | 0 | 0 | 0 | 0 | 0 | 0 | 648612 | 142136.5 | 139347 | 937017 | 0 | 0 | 0 | 0 | 0 | 0 | 0 | 0
[9 empty] | 2024-01-29 | 2024 | 23-24 | 0 | 0 | 0 | 0 | 0 | 0 | 0 | 0 | 648612 | 142136.5 | 139347 | 937017 | 0 | 0 | 0 | 0 | 0 | 0 | 0 | 0
[9 empty] | 2024-01-30 | 2024 | 23-24 | 0 | 0 | 0 | 0 | 0 | 0 | 0 | 0 | 648612 | 142136.5 | 139347 | 937017 | 0 | 0 | 0 | 0 | 0 | 0 | 0 | 0
[9 empty] | 2024-01-31 | 2024 | 23-24 | 0 | 0 | 0 | 0 | 0 | 0 | 0 | 0 | 648612 | 142136.5 | 139347 | 937017 | 0 | 0 | 0 | 0 | 0 | 0 | 0 | 0
[9 empty] | 2024-02-01 | 2024 | 23-24 | 0 | 0 | 0 | 0 | 0 | 0 | 0 | 0 | 648612 | 142136.5 | 139347 | 937017 | 0 | 0 | 0 | 0 | 0 | 0 | 0 | 0
[9 empty] | 2024-02-02 | 2024 | 23-24 | 0 | 0 | 0 | 0 | 0 | 0 | 0 | 0 | 648612 | 142136.5 | 139347 | 937017 | 0 | 0 | 0 | 0 | 0 | 0 | 0 | 0
[9 empty] | 2024-02-03 | 2024 | 23-24 | 0 | 0 | 0 | 0 | 0 | 0 | 0 | 0 | 648612 | 142136.5 | 139347 | 937017 | 0 | 0 | 0 | 0 | 0 | 0 | 0 | 0
[9 empty] | 2024-02-04 | 2024 | 23-24 | 0 | 0 | 0 | 0 | 0 | 0 | 0 | 0 | 648612 | 142136.5 | 139347 | 937017 | 0 | 0 | 0 | 0 | 0 | 0 | 0 | 0
[9 empty] | 2024-02-05 | 2024 | 23-24 | 0 | 0 | 0 | 0 | 0 | 0 | 0 | 0 | 648612 | 142136.5 | 139347 | 937017 | 0 | 0 | 0 | 0 | 0 | 0 | 0 | 0
[9 empty] | 2024-02-06 | 2024 | 23-24 | 0 | 0 | 0 | 0 | 0 | 0 | 0 | 0 | 648612 | 142136.5 | 139347 | 937017 | 0 | 0 | 0 | 0 | 0 | 0 | 0 | 0
[9 empty] | 2024-02-07 | 2024 | 23-24 | 0 | 0 | 0 | 0 | 0 | 0 | 0 | 0 | 648612 | 142136.5 | 139347 | 937017 | 0 | 0 | 0 | 0 | 0 | 0 | 0 | 0
[9 empty] | 2024-02-08 | 2024 | 23-24 | 0 | 0 | 0 | 0 | 0 | 0 | 0 | 0 | 648612 | 142136.5 | 139347 | 937017 | 0 | 0 | 0 | 0 | 0 | 0 | 0 | 0
[9 empty] | 2024-02-09 | 2024 | 23-24 | 0 | 0 | 0 | 0 | 0 | 0 | 0 | 0 | 648612 | 142136.5 | 139347 | 937017 | 0 | 0 | 0 | 0 | 0 | 0 | 0 | 0
[9 empty] | 2024-02-10 | 2024 | 23-24 | 0 | 0 | 0 | 0 | 0 | 0 | 0 | 0 | 648612 | 142136.5 | 139347 | 937017 | 0 | 0 | 0 | 0 | 0 | 0 | 0 | 0
[9 empty] | 2024-02-11 | 2024 | 23-24 | 0 | 0 | 0 | 0 | 0 | 0 | 0 | 0 | 648612 | 142136.5 | 139347 | 937017 | 0 | 0 | 0 | 0 | 0 | 0 | 0 | 0
[9 empty] | 2024-02-12 | 2024 | 23-24 | 0 | 0 | 0 | 0 | 0 | 0 | 0 | 0 | 648612 | 142136.5 | 139347 | 937017 | 0 | 0 | 0 | 0 | 0 | 0 | 0 | 0
[9 empty] | 2024-02-13 | 2024 | 23-24 | 0 | 0 | 0 | 0 | 0 | 0 | 0 | 0 | 648612 | 142136.5 | 139347 | 937017 | 0 | 0 | 0 | 0 | 0 | 0 | 0 | 0
[9 empty] | 2024-02-14 | 2024 | 23-24 | 0 | 0 | 0 | 0 | 0 | 0 | 0 | 0 | 648612 | 142136.5 | 139347 | 937017 | 0 | 0 | 0 | 0 | 0 | 0 | 0 | 0
[9 empty] | 2024-02-15 | 2024 | 23-24 | 0 | 0 | 0 | 0 | 0 | 0 | 0 | 0 | 648612 | 142136.5 | 139347 | 937017 | 0 | 0 | 0 | 0 | 0 | 0 | 0 | 0
[9 empty] | 2024-02-16 | 2024 | 23-24 | 0 | 0 | 0 | 0 | 0 | 0 | 0 | 0 | 648612 | 142136.5 | 139347 | 937017 | 0 | 0 | 0 | 0 | 0 | 0 | 0 | 0
[9 empty] | 2024-02-17 | 2024 | 23-24 | 0 | 0 | 0 | 0 | 0 | 0 | 0 | 0 | 648612 | 142136.5 | 139347 | 937017 | 0 | 0 | 0 | 0 | 0 | 0 | 0 | 0
[9 empty] | 2024-02-18 | 2024 | 23-24 | 0 | 0 | 0 | 0 | 0 | 0 | 0 | 0 | 648612 | 142136.5 | 139347 | 937017 | 0 | 0 | 0 | 0 | 0 | 0 | 0 | 0
[9 empty] | 2024-02-19 | 2024 | 23-24 | 0 | 0 | 0 | 0 | 0 | 0 | 0 | 0 | 648612 | 142136.5 | 139347 | 937017 | 0 | 0 | 0 | 0 | 0 | 0 | 0 | 0
[9 empty] | 2024-02-20 | 2024 | 23-24 | 0 | 0 | 0 | 0 | 0 | 0 | 0 | 0 | 648612 | 142136.5 | 139347 | 937017 | 0 | 0 | 0 | 0 | 0 | 0 | 0 | 0
[9 empty] | 2024-02-21 | 2024 | 23-24 | 0 | 0 | 0 | 0 | 0 | 0 | 0 | 0 | 648612 | 142136.5 | 139347 | 937017 | 0 | 0 | 0 | 0 | 0 | 0 | 0 | 0
[9 empty] | 2024-02-22 | 2024 | 23-24 | 0 | 0 | 0 | 0 | 0 | 0 | 0 | 0 | 648612 | 142136.5 | 139347 | 937017 | 0 | 0 | 0 | 0 | 0 | 0 | 0 | 0
[9 empty] | 2024-02-23 | 2024 | 23-24 | 0 | 0 | 0 | 0 | 0 | 0 | 0 | 0 | 648612 | 142136.5 | 139347 | 937017 | 0 | 0 | 0 | 0 | 0 | 0 | 0 | 0
[9 empty] | 2024-02-24 | 2024 | 23-24 | 0 | 0 | 0 | 0 | 0 | 0 | 0 | 0 | 648612 | 142136.5 | 139347 | 937017 | 0 | 0 | 0 | 0 | 0 | 0 | 0 | 0
[9 empty] | 2024-02-25 | 2024 | 23-24 | 0 | 0 | 0 | 0 | 0 | 0 | 0 | 0 | 648612 | 142136.5 | 139347 | 937017 | 0 | 0 | 0 | 0 | 0 | 0 | 0 | 0
[9 empty] | 2024-02-26 | 2024 | 23-24 | 0 | 0 | 0 | 0 | 0 | 0 | 0 | 0 | 648612 | 142136.5 | 139347 | 937017 | 0 | 0 | 0 | 0 | 0 | 0 | 0 | 0
[9 empty] | 2024-02-27 | 2024 | 23-24 | 0 | 0 | 0 | 0 | 0 | 0 | 0 | 0 | 648612 | 142136.5 | 139347 | 937017 | 0 | 0 | 0 | 0 | 0 | 0 | 0 | 0
[9 empty] | 2024-02-28 | 2024 | 23-24 | 0 | 0 | 0 | 0 | 0 | 0 | 0 | 0 | 648612 | 142136.5 | 139347 | 937017 | 0 | 0 | 0 | 0 | 0 | 0 | 0 | 0
[9 empty] | 2024-02-29 | 2024 | 23-24 | 0 | 0 | 0 | 0 | 0 | 0 | 0 | 0 | 648612 | 142136.5 | 139347 | 937017 | 0 | 0 | 0 | 0 | 0 | 0 | 0 | 0
[9 empty] | 2024-03-01 | 2024 | 23-24 | 0 | 0 | 0 | 0 | 0 | 0 | 0 | 0 | 648612 | 142136.5 | 139347 | 937017 | 0 | 0 | 0 | 0 | 0 | 0 | 0 | 0
[9 empty] | 2024-03-02 | 2024 | 23-24 | 0 | 0 | 0 | 0 | 0 | 0 | 0 | 0 | 648612 | 142136.5 | 139347 | 937017 | 0 | 0 | 0 | 0 | 0 | 0 | 0 | 0
[9 empty] | 2024-03-03 | 2024 | 23-24 | 0 | 0 | 0 | 0 | 0 | 0 | 0 | 0 | 648612 | 142136.5 | 139347 | 937017 | 0 | 0 | 0 | 0 | 0 | 0 | 0 | 0
[9 empty] | 2024-03-04 | 2024 | 23-24 | 0 | 0 | 0 | 0 | 0 | 0 | 0 | 0 | 648612 | 142136.5 | 139347 | 937017 | 0 | 0 | 0 | 0 | 0 | 0 | 0 | 0
[9 empty] | 2024-03-05 | 2024 | 23-24 | 0 | 0 | 0 | 0 | 0 | 0 | 0 | 0 | 648612 | 142136.5 | 139347 | 937017 | 0 | 0 | 0 | 0 | 0 | 0 | 0 | 0
[9 empty] | 2024-03-06 | 2024 | 23-24 | 0 | 0 | 0 | 0 | 0 | 0 | 0 | 0 | 648612 | 142136.5 | 139347 | 937017 | 0 | 0 | 0 | 0 | 0 | 0 | 0 | 0
[9 empty] | 2024-03-07 | 2024 | 23-24 | 0 | 0 | 0 | 0 | 0 | 0 | 0 | 0 | 648612 | 142136.5 | 139347 | 937017 | 0 | 0 | 0 | 0 | 0 | 0 | 0 | 0
[9 empty] | 2024-03-08 | 2024 | 23-24 | 0 | 0 | 0 | 0 | 0 | 0 | 0 | 0 | 648612 | 142136.5 | 139347 | 937017 | 0 | 0 | 0 | 0 | 0 | 0 | 0 | 0
[9 empty] | 2024-03-09 | 2024 | 23-24 | 0 | 0 | 0 | 0 | 0 | 0 | 0 | 0 | 648612 | 142136.5 | 139347 | 937017 | 0 | 0 | 0 | 0 | 0 | 0 | 0 | 0
[9 empty] | 2024-03-10 | 2024 | 23-24 | 0 | 0 | 0 | 0 | 0 | 0 | 0 | 0 | 648612 | 142136.5 | 139347 | 937017 | 0 | 0 | 0 | 0 | 0 | 0 | 0 | 0
[9 empty] | 2024-03-11 | 2024 | 23-24 | 0 | 0 | 0 | 0 | 0 | 0 | 0 | 0 | 648612 | 142136.5 | 139347 | 937017 | 0 | 0 | 0 | 0 | 0 | 0 | 0 | 0
[9 empty] | 2024-03-12 | 2024 | 23-24 | 0 | 0 | 0 | 0 | 0 | 0 | 0 | 0 | 648612 | 142136.5 | 139347 | 937017 | 0 | 0 | 0 | 0 | 0 | 0 | 0 | 0
[9 empty] | 2024-03-13 | 2024 | 23-24 | 0 | 0 | 0 | 0 | 0 | 0 | 0 | 0 | 648612 | 142136.5 | 139347 | 937017 | 0 | 0 | 0 | 0 | 0 | 0 | 0 | 0
[9 empty] | 2024-03-14 | 2024 | 23-24 | 0 | 0 | 0 | 0 | 0 | 0 | 0 | 0 | 648612 | 142136.5 | 139347 | 937017 | 0 | 0 | 0 | 0 | 0 | 0 | 0 | 0
[9 empty] | 2024-03-15 | 2024 | 23-24 | 0 | 0 | 0 | 0 | 0 | 0 | 0 | 0 | 648612 | 142136.5 | 139347 | 937017 | 0 | 0 | 0 | 0 | 0 | 0 | 0 | 0
[9 empty] | 2024-03-16 | 2024 | 23-24 | 0 | 0 | 0 | 0 | 0 | 0 | 0 | 0 | 648612 | 142136.5 | 139347 | 937017 | 0 | 0 | 0 | 0 | 0 | 0 | 0 | 0
[9 empty] | 2024-03-17 | 2024 | 23-24 | 0 | 0 | 0 | 0 | 0 | 0 | 0 | 0 | 648612 | 142136.5 | 139347 | 937017 | 0 | 0 | 0 | 0 | 0 | 0 | 0 | 0
[9 empty] | 2024-03-18 | 2024 | 23-24 | 0 | 0 | 0 | 0 | 0 | 0 | 0 | 0 | 648612 | 142136.5 | 139347 | 937017 | 0 | 0 | 0 | 0 | 0 | 0 | 0 | 0
[9 empty] | 2024-03-19 | 2024 | 23-24 | 0 | 0 | 0 | 0 | 0 | 0 | 0 | 0 | 648612 | 142136.5 | 139347 | 937017 | 0 | 0 | 0 | 0 | 0 | 0 | 0 | 0
[9 empty] | 2024-03-20 | 2024 | 23-24 | 0 | 0 | 0 | 0 | 0 | 0 | 0 | 0 | 648612 | 142136.5 | 139347 | 937017 | 0 | 0 | 0 | 0 | 0 | 0 | 0 | 0
[9 empty] | 2024-03-21 | 2024 | 23-24 | 0 | 0 | 0 | 0 | 0 | 0 | 0 | 0 | 648612 | 142136.5 | 139347 | 937017 | 0 | 0 | 0 | 0 | 0 | 0 | 0 | 0
[9 empty] | 2024-03-22 | 2024 | 23-24 | 0 | 0 | 0 | 0 | 0 | 0 | 0 | 0 | 648612 | 142136.5 | 139347 | 937017 | 0 | 0 | 0 | 0 | 0 | 0 | 0 | 0
[9 empty] | 2024-03-23 | 2024 | 23-24 | 0 | 0 | 0 | 0 | 0 | 0 | 0 | 0 | 648612 | 142136.5 | 139347 | 937017 | 0 | 0 | 0 | 0 | 0 | 0 | 0 | 0
[9 empty] | 2024-03-24 | 2024 | 23-24 | 0 | 0 | 0 | 0 | 0 | 0 | 0 | 0 | 648612 | 142136.5 | 139347 | 937017 | 0 | 0 | 0 | 0 | 0 | 0 | 0 | 0
[9 empty] | 2024-03-25 | 2024 | 23-24 | 0 | 0 | 0 | 0 | 0 | 0 | 0 | 0 | 648612 | 142136.5 | 139347 | 937017 | 0 | 0 | 0 | 0 | 0 | 0 | 0 | 0
[9 empty] | 2024-03-26 | 2024 | 23-24 | 0 | 0 | 0 | 0 | 0 | 0 | 0 | 0 | 648612 | 142136.5 | 139347 | 937017 | 0 | 0 | 0 | 0 | 0 | 0 | 0 | 0
[9 empty] | 2024-03-27 | 2024 | 23-24 | 0 | 0 | 0 | 0 | 0 | 0 | 0 | 0 | 648612 | 142136.5 | 139347 | 937017 | 0 | 0 | 0 | 0 | 0 | 0 | 0 | 0
[9 empty] | 2024-03-28 | 2024 | 23-24 | 0 | 0 | 0 | 0 | 0 | 0 | 0 | 0 | 648612 | 142136.5 | 139347 | 937017 | 0 | 0 | 0 | 0 | 0 | 0 | 0 | 0
[9 empty] | 2024-03-29 | 2024 | 23-24 | 0 | 0 | 0 | 0 | 0 | 0 | 0 | 0 | 648612 | 142136.5 | 139347 | 937017 | 0 | 0 | 0 | 0 | 0 | 0 | 0 | 0
[9 empty] | 2024-03-30 | 2024 | 23-24 | 0 | 0 | 0 | 0 | 0 | 0 | 0 | 0 | 648612 | 142136.5 | 139347 | 937017 | 0 | 0 | 0 | 0 | 0 | 0 | 0 | 0
[9 empty] | 2024-03-31 | 2024 | 23-24 | 0 | 0 | 60288.196 | 60288.196 | 0 | 0 | 231 | 231 | 648612 | 142136.5 | 139347 | 937017 | 0 | 0 | 0.43265 | 0.064341 | 0 | 0 | 0.0016577 | 0.00024653
[9 empty] | 2024-04-01 | 2024 | 23-24 | 0 | 0 | 0 | 0 | 0 | 0 | 0 | 0 | 648612 | 142136.5 | 139347 | 937017 | 0 | 0 | 0 | 0 | 0 | 0 | 0 | 0
[9 empty] | 2024-04-02 | 2024 | 23-24 | 0 | 0 | 0 | 0 | 0 | 0 | 0 | 0 | 648612 | 142136.5 | 139347 | 937017 | 0 | 0 | 0 | 0 | 0 | 0 | 0 | 0
[9 empty] | 2024-04-03 | 2024 | 23-24 | 0 | 0 | 0 | 0 | 0 | 0 | 0 | 0 | 648612 | 142136.5 | 139347 | 937017 | 0 | 0 | 0 | 0 | 0 | 0 | 0 | 0
[9 empty] | 2024-04-04 | 2024 | 23-24 | 0 | 0 | 0 | 0 | 0 | 0 | 0 | 0 | 648612 | 142136.5 | 139347 | 937017 | 0 | 0 | 0 | 0 | 0 | 0 | 0 | 0
[9 empty] | 2024-04-05 | 2024 | 23-24 | 0 | 0 | 0 | 0 | 0 | 0 | 0 | 0 | 648612 | 142136.5 | 139347 | 937017 | 0 | 0 | 0 | 0 | 0 | 0 | 0 | 0
[9 empty] | 2024-04-06 | 2024 | 23-24 | 0 | 0 | 0 | 0 | 0 | 0 | 0 | 0 | 648612 | 142136.5 | 139347 | 937017 | 0 | 0 | 0 | 0 | 0 | 0 | 0 | 0
[9 empty] | 2024-04-07 | 2024 | 23-24 | 0 | 0 | 81372.0562 | 81372.0562 | 0 | 0 | 446 | 446 | 648612 | 142136.5 | 139347 | 937017 | 0 | 0 | 0.58395 | 0.086842 | 0 | 0 | 0.0032006 | 0.00047598
[9 empty] | 2024-04-08 | 2024 | 23-24 | 0 | 0 | 0 | 0 | 0 | 0 | 0 | 0 | 648612 | 142136.5 | 139347 | 937017 | 0 | 0 | 0 | 0 | 0 | 0 | 0 | 0
[9 empty] | 2024-04-09 | 2024 | 23-24 | 0 | 0 | 0 | 0 | 0 | 0 | 0 | 0 | 648612 | 142136.5 | 139347 | 937017 | 0 | 0 | 0 | 0 | 0 | 0 | 0 | 0
[9 empty] | 2024-04-10 | 2024 | 23-24 | 0 | 0 | 0 | 0 | 0 | 0 | 0 | 0 | 648612 | 142136.5 | 139347 | 937017 | 0 | 0 | 0 | 0 | 0 | 0 | 0 | 0
[9 empty] | 2024-04-11 | 2024 | 23-24 | 0 | 0 | 0 | 0 | 0 | 0 | 0 | 0 | 648612 | 142136.5 | 139347 | 937017 | 0 | 0 | 0 | 0 | 0 | 0 | 0 | 0
[9 empty] | 2024-04-12 | 2024 | 23-24 | 0 | 0 | 0 | 0 | 0 | 0 | 0 | 0 | 648612 | 142136.5 | 139347 | 937017 | 0 | 0 | 0 | 0 | 0 | 0 | 0 | 0
[9 empty] | 2024-04-13 | 2024 | 23-24 | 0 | 0 | 0 | 0 | 0 | 0 | 0 | 0 | 648612 | 142136.5 | 139347 | 937017 | 0 | 0 | 0 | 0 | 0 | 0 | 0 | 0
[9 empty] | 2024-04-14 | 2024 | 23-24 | 0 | 0 | 0 | 0 | 0 | 0 | 0 | 0 | 648612 | 142136.5 | 139347 | 937017 | 0 | 0 | 0 | 0 | 0 | 0 | 0 | 0
[9 empty] | 2024-04-15 | 2024 | 23-24 | 0 | 0 | 0 | 0 | 0 | 0 | 0 | 0 | 648612 | 142136.5 | 139347 | 937017 | 0 | 0 | 0 | 0 | 0 | 0 | 0 | 0
[9 empty] | 2024-04-16 | 2024 | 23-24 | 0 | 0 | 0 | 0 | 0 | 0 | 0 | 0 | 648612 | 142136.5 | 139347 | 937017 | 0 | 0 | 0 | 0 | 0 | 0 | 0 | 0
[9 empty] | 2024-04-17 | 2024 | 23-24 | 0 | 0 | 0 | 0 | 0 | 0 | 0 | 0 | 648612 | 142136.5 | 139347 | 937017 | 0 | 0 | 0 | 0 | 0 | 0 | 0 | 0
[9 empty] | 2024-04-18 | 2024 | 23-24 | 0 | 0 | 0 | 0 | 0 | 0 | 0 | 0 | 648612 | 142136.5 | 139347 | 937017 | 0 | 0 | 0 | 0 | 0 | 0 | 0 | 0
[9 empty] | 2024-04-19 | 2024 | 23-24 | 0 | 0 | 0 | 0 | 0 | 0 | 0 | 0 | 648612 | 142136.5 | 139347 | 937017 | 0 | 0 | 0 | 0 | 0 | 0 | 0 | 0
[9 empty] | 2024-04-20 | 2024 | 23-24 | 0 | 0 | 0 | 0 | 0 | 0 | 0 | 0 | 648612 | 142136.5 | 139347 | 937017 | 0 | 0 | 0 | 0 | 0 | 0 | 0 | 0
[9 empty] | 2024-04-21 | 2024 | 23-24 | 0 | 0 | 0 | 0 | 0 | 0 | 0 | 0 | 648612 | 142136.5 | 139347 | 937017 | 0 | 0 | 0 | 0 | 0 | 0 | 0 | 0
[9 empty] | 2024-04-22 | 2024 | 23-24 | 0 | 0 | 0 | 0 | 0 | 0 | 0 | 0 | 648612 | 142136.5 | 139347 | 937017 | 0 | 0 | 0 | 0 | 0 | 0 | 0 | 0
[9 empty] | 2024-04-23 | 2024 | 23-24 | 0 | 0 | 0 | 0 | 0 | 0 | 0 | 0 | 648612 | 142136.5 | 139347 | 937017 | 0 | 0 | 0 | 0 | 0 | 0 | 0 | 0
[9 empty] | 2024-04-24 | 2024 | 23-24 | 0 | 0 | 0 | 0 | 0 | 0 | 0 | 0 | 648612 | 142136.5 | 139347 | 937017 | 0 | 0 | 0 | 0 | 0 | 0 | 0 | 0
[9 empty] | 2024-04-25 | 2024 | 23-24 | 0 | 0 | 0 | 0 | 0 | 0 | 0 | 0 | 648612 | 142136.5 | 139347 | 937017 | 0 | 0 | 0 | 0 | 0 | 0 | 0 | 0
[9 empty] | 2024-04-26 | 2024 | 23-24 | 0 | 0 | 0 | 0 | 0 | 0 | 0 | 0 | 648612 | 142136.5 | 139347 | 937017 | 0 | 0 | 0 | 0 | 0 | 0 | 0 | 0
[9 empty] | 2024-04-27 | 2024 | 23-24 | 0 | 0 | 0 | 0 | 0 | 0 | 0 | 0 | 648612 | 142136.5 | 139347 | 937017 | 0 | 0 | 0 | 0 | 0 | 0 | 0 | 0
[9 empty] | 2024-04-28 | 2024 | 23-24 | 0 | 0 | 0 | 0 | 0 | 0 | 0 | 0 | 648612 | 142136.5 | 139347 | 937017 | 0 | 0 | 0 | 0 | 0 | 0 | 0 | 0
[9 empty] | 2024-04-29 | 2024 | 23-24 | 0 | 0 | 0 | 0 | 0 | 0 | 0 | 0 | 648612 | 142136.5 | 139347 | 937017 | 0 | 0 | 0 | 0 | 0 | 0 | 0 | 0
[9 empty] | 2024-04-30 | 2024 | 23-24 | 0 | 0 | 0 | 0 | 0 | 0 | 0 | 0 | 648612 | 142136.5 | 139347 | 937017 | 0 | 0 | 0 | 0 | 0 | 0 | 0 | 0
[9 empty] | 2024-05-01 | 2024 | 23-24 | 0 | 0 | 0 | 0 | 0 | 0 | 0 | 0 | 648612 | 142136.5 | 139347 | 937017 | 0 | 0 | 0 | 0 | 0 | 0 | 0 | 0
[9 empty] | 2024-05-02 | 2024 | 23-24 | 0 | 0 | 0 | 0 | 0 | 0 | 0 | 0 | 648612 | 142136.5 | 139347 | 937017 | 0 | 0 | 0 | 0 | 0 | 0 | 0 | 0
[9 empty] | 2024-05-03 | 2024 | 23-24 | 0 | 0 | 0 | 0 | 0 | 0 | 0 | 0 | 648612 | 142136.5 | 139347 | 937017 | 0 | 0 | 0 | 0 | 0 | 0 | 0 | 0
[9 empty] | 2024-05-04 | 2024 | 23-24 | 0 | 0 | 0 | 0 | 0 | 0 | 0 | 0 | 648612 | 142136.5 | 139347 | 937017 | 0 | 0 | 0 | 0 | 0 | 0 | 0 | 0
[9 empty] | 2024-05-05 | 2024 | 23-24 | 0 | 0 | 0 | 0 | 0 | 0 | 0 | 0 | 648612 | 142136.5 | 139347 | 937017 | 0 | 0 | 0 | 0 | 0 | 0 | 0 | 0
[9 empty] | 2024-05-06 | 2024 | 23-24 | 0 | 0 | 0 | 0 | 0 | 0 | 0 | 0 | 648612 | 142136.5 | 139347 | 937017 | 0 | 0 | 0 | 0 | 0 | 0 | 0 | 0
[9 empty] | 2024-05-07 | 2024 | 23-24 | 0 | 0 | 0 | 0 | 0 | 0 | 0 | 0 | 648612 | 142136.5 | 139347 | 937017 | 0 | 0 | 0 | 0 | 0 | 0 | 0 | 0
[9 empty] | 2024-05-08 | 2024 | 23-24 | 0 | 0 | 0 | 0 | 0 | 0 | 0 | 0 | 648612 | 142136.5 | 139347 | 937017 | 0 | 0 | 0 | 0 | 0 | 0 | 0 | 0
[9 empty] | 2024-05-09 | 2024 | 23-24 | 0 | 0 | 0 | 0 | 0 | 0 | 0 | 0 | 648612 | 142136.5 | 139347 | 937017 | 0 | 0 | 0 | 0 | 0 | 0 | 0 | 0
[9 empty] | 2024-05-10 | 2024 | 23-24 | 0 | 0 | 0 | 0 | 0 | 0 | 0 | 0 | 648612 | 142136.5 | 139347 | 937017 | 0 | 0 | 0 | 0 | 0 | 0 | 0 | 0
[9 empty] | 2024-05-11 | 2024 | 23-24 | 0 | 0 | 0 | 0 | 0 | 0 | 0 | 0 | 648612 | 142136.5 | 139347 | 937017 | 0 | 0 | 0 | 0 | 0 | 0 | 0 | 0
[9 empty] | 2024-05-12 | 2024 | 23-24 | 0 | 0 | 0 | 0 | 0 | 0 | 0 | 0 | 648612 | 142136.5 | 139347 | 937017 | 0 | 0 | 0 | 0 | 0 | 0 | 0 | 0
[9 empty] | 2024-05-13 | 2024 | 23-24 | 0 | 0 | 0 | 0 | 0 | 0 | 0 | 0 | 648612 | 142136.5 | 139347 | 937017 | 0 | 0 | 0 | 0 | 0 | 0 | 0 | 0
[9 empty] | 2024-05-14 | 2024 | 23-24 | 0 | 0 | 0 | 0 | 0 | 0 | 0 | 0 | 648612 | 142136.5 | 139347 | 937017 | 0 | 0 | 0 | 0 | 0 | 0 | 0 | 0
[9 empty] | 2024-05-15 | 2024 | 23-24 | 0 | 0 | 0 | 0 | 0 | 0 | 0 | 0 | 648612 | 142136.5 | 139347 | 937017 | 0 | 0 | 0 | 0 | 0 | 0 | 0 | 0
[9 empty] | 2024-05-16 | 2024 | 23-24 | 0 | 0 | 0 | 0 | 0 | 0 | 0 | 0 | 648612 | 142136.5 | 139347 | 937017 | 0 | 0 | 0 | 0 | 0 | 0 | 0 | 0
[9 empty] | 2024-05-17 | 2024 | 23-24 | 0 | 0 | 0 | 0 | 0 | 0 | 0 | 0 | 648612 | 142136.5 | 139347 | 937017 | 0 | 0 | 0 | 0 | 0 | 0 | 0 | 0
[9 empty] | 2024-05-18 | 2024 | 23-24 | 0 | 0 | 0 | 0 | 0 | 0 | 0 | 0 | 648612 | 142136.5 | 139347 | 937017 | 0 | 0 | 0 | 0 | 0 | 0 | 0 | 0
[9 empty] | 2024-05-19 | 2024 | 23-24 | 0 | 0 | 0 | 0 | 0 | 0 | 0 | 0 | 648612 | 142136.5 | 139347 | 937017 | 0 | 0 | 0 | 0 | 0 | 0 | 0 | 0
[9 empty] | 2024-05-20 | 2024 | 23-24 | 0 | 0 | 0 | 0 | 0 | 0 | 0 | 0 | 648612 | 142136.5 | 139347 | 937017 | 0 | 0 | 0 | 0 | 0 | 0 | 0 | 0
[9 empty] | 2024-05-21 | 2024 | 23-24 | 0 | 0 | 0 | 0 | 0 | 0 | 0 | 0 | 648612 | 142136.5 | 139347 | 937017 | 0 | 0 | 0 | 0 | 0 | 0 | 0 | 0
[9 empty] | 2024-05-22 | 2024 | 23-24 | 0 | 0 | 0 | 0 | 0 | 0 | 0 | 0 | 648612 | 142136.5 | 139347 | 937017 | 0 | 0 | 0 | 0 | 0 | 0 | 0 | 0
[9 empty] | 2024-05-23 | 2024 | 23-24 | 0 | 0 | 0 | 0 | 0 | 0 | 0 | 0 | 648612 | 142136.5 | 139347 | 937017 | 0 | 0 | 0 | 0 | 0 | 0 | 0 | 0
[9 empty] | 2024-05-24 | 2024 | 23-24 | 0 | 0 | 0 | 0 | 0 | 0 | 0 | 0 | 648612 | 142136.5 | 139347 | 937017 | 0 | 0 | 0 | 0 | 0 | 0 | 0 | 0
[9 empty] | 2024-05-25 | 2024 | 23-24 | 0 | 0 | 0 | 0 | 0 | 0 | 0 | 0 | 648612 | 142136.5 | 139347 | 937017 | 0 | 0 | 0 | 0 | 0 | 0 | 0 | 0
[9 empty] | 2024-05-26 | 2024 | 23-24 | 0 | 0 | 0 | 0 | 0 | 0 | 0 | 0 | 648612 | 142136.5 | 139347 | 937017 | 0 | 0 | 0 | 0 | 0 | 0 | 0 | 0
[9 empty] | 2024-05-27 | 2024 | 23-24 | 0 | 0 | 0 | 0 | 0 | 0 | 0 | 0 | 648612 | 142136.5 | 139347 | 937017 | 0 | 0 | 0 | 0 | 0 | 0 | 0 | 0
[9 empty] | 2024-05-28 | 2024 | 23-24 | 0 | 0 | 0 | 0 | 0 | 0 | 0 | 0 | 648612 | 142136.5 | 139347 | 937017 | 0 | 0 | 0 | 0 | 0 | 0 | 0 | 0
[9 empty] | 2024-05-29 | 2024 | 23-24 | 0 | 0 | 0 | 0 | 0 | 0 | 0 | 0 | 648612 | 142136.5 | 139347 | 937017 | 0 | 0 | 0 | 0 | 0 | 0 | 0 | 0
[9 empty] | 2024-05-30 | 2024 | 23-24 | 0 | 0 | 0 | 0 | 0 | 0 | 0 | 0 | 648612 | 142136.5 | 139347 | 937017 | 0 | 0 | 0 | 0 | 0 | 0 | 0 | 0
[9 empty] | 2024-05-31 | 2024 | 23-24 | 0 | 0 | 0 | 0 | 0 | 0 | 0 | 0 | 648612 | 142136.5 | 139347 | 937017 | 0 | 0 | 0 | 0 | 0 | 0 | 0 | 0
[9 empty] | 2024-06-01 | 2024 | 23-24 | 0 | 0 | 0 | 0 | 0 | 0 | 0 | 0 | 648612 | 142136.5 | 139347 | 937017 | 0 | 0 | 0 | 0 | 0 | 0 | 0 | 0
[9 empty] | 2024-06-02 | 2024 | 23-24 | 0 | 0 | 0 | 0 | 0 | 0 | 0 | 0 | 648612 | 142136.5 | 139347 | 937017 | 0 | 0 | 0 | 0 | 0 | 0 | 0 | 0
[9 empty] | 2024-06-03 | 2024 | 23-24 | 0 | 0 | 0 | 0 | 0 | 0 | 0 | 0 | 648612 | 142136.5 | 139347 | 937017 | 0 | 0 | 0 | 0 | 0 | 0 | 0 | 0
[9 empty] | 2024-06-04 | 2024 | 23-24 | 0 | 0 | 0 | 0 | 0 | 0 | 0 | 0 | 648612 | 142136.5 | 139347 | 937017 | 0 | 0 | 0 | 0 | 0 | 0 | 0 | 0
[9 empty] | 2024-06-05 | 2024 | 23-24 | 0 | 0 | 0 | 0 | 0 | 0 | 0 | 0 | 648612 | 142136.5 | 139347 | 937017 | 0 | 0 | 0 | 0 | 0 | 0 | 0 | 0
[9 empty] | 2024-06-06 | 2024 | 23-24 | 0 | 0 | 0 | 0 | 0 | 0 | 0 | 0 | 648612 | 142136.5 | 139347 | 937017 | 0 | 0 | 0 | 0 | 0 | 0 | 0 | 0
[9 empty] | 2024-06-07 | 2024 | 23-24 | 0 | 0 | 1309.1 | 1309.1 | 0 | 0 | 26 | 26 | 648612 | 142136.5 | 139347 | 937017 | 0 | 0 | 0.0093945 | 0.0013971 | 0 | 0 | 0.00018658 | 2.7748e-05
[9 empty] | 2024-06-08 | 2024 | 23-24 | 0 | 0 | 0 | 0 | 0 | 0 | 0 | 0 | 648612 | 142136.5 | 139347 | 937017 | 0 | 0 | 0 | 0 | 0 | 0 | 0 | 0
[9 empty] | 2024-06-09 | 2024 | 23-24 | 0 | 0 | 0 | 0 | 0 | 0 | 0 | 0 | 648612 | 142136.5 | 139347 | 937017 | 0 | 0 | 0 | 0 | 0 | 0 | 0 | 0
[9 empty] | 2024-06-10 | 2024 | 23-24 | 0 | 0 | 0 | 0 | 0 | 0 | 0 | 0 | 648612 | 142136.5 | 139347 | 937017 | 0 | 0 | 0 | 0 | 0 | 0 | 0 | 0
[9 empty] | 2024-06-11 | 2024 | 23-24 | 0 | 0 | 0 | 0 | 0 | 0 | 0 | 0 | 648612 | 142136.5 | 139347 | 937017 | 0 | 0 | 0 | 0 | 0 | 0 | 0 | 0
[9 empty] | 2024-06-12 | 2024 | 23-24 | 0 | 0 | 0 | 0 | 0 | 0 | 0 | 0 | 648612 | 142136.5 | 139347 | 937017 | 0 | 0 | 0 | 0 | 0 | 0 | 0 | 0
[9 empty] | 2024-06-13 | 2024 | 23-24 | 0 | 0 | 0 | 0 | 0 | 0 | 0 | 0 | 648612 | 142136.5 | 139347 | 937017 | 0 | 0 | 0 | 0 | 0 | 0 | 0 | 0
[9 empty] | 2024-06-14 | 2024 | 23-24 | 0 | 0 | 0 | 0 | 0 | 0 | 0 | 0 | 648612 | 142136.5 | 139347 | 937017 | 0 | 0 | 0 | 0 | 0 | 0 | 0 | 0
[9 empty] | 2024-06-15 | 2024 | 23-24 | 0 | 0 | 0 | 0 | 0 | 0 | 0 | 0 | 648612 | 142136.5 | 139347 | 937017 | 0 | 0 | 0 | 0 | 0 | 0 | 0 | 0
[9 empty] | 2024-06-16 | 2024 | 23-24 | 0 | 0 | 0 | 0 | 0 | 0 | 0 | 0 | 648612 | 142136.5 | 139347 | 937017 | 0 | 0 | 0 | 0 | 0 | 0 | 0 | 0
[9 empty] | 2024-06-17 | 2024 | 23-24 | 0 | 0 | 0 | 0 | 0 | 0 | 0 | 0 | 648612 | 142136.5 | 139347 | 937017 | 0 | 0 | 0 | 0 | 0 | 0 | 0 | 0
[9 empty] | 2024-06-18 | 2024 | 23-24 | 0 | 0 | 0 | 0 | 0 | 0 | 0 | 0 | 648612 | 142136.5 | 139347 | 937017 | 0 | 0 | 0 | 0 | 0 | 0 | 0 | 0
[9 empty] | 2024-06-19 | 2024 | 23-24 | 0 | 0 | 0 | 0 | 0 | 0 | 0 | 0 | 648612 | 142136.5 | 139347 | 937017 | 0 | 0 | 0 | 0 | 0 | 0 | 0 | 0
[9 empty] | 2024-06-20 | 2024 | 23-24 | 0 | 0 | 0 | 0 | 0 | 0 | 0 | 0 | 648612 | 142136.5 | 139347 | 937017 | 0 | 0 | 0 | 0 | 0 | 0 | 0 | 0
[9 empty] | 2024-06-21 | 2024 | 23-24 | 0 | 0 | 0 | 0 | 0 | 0 | 0 | 0 | 648612 | 142136.5 | 139347 | 937017 | 0 | 0 | 0 | 0 | 0 | 0 | 0 | 0
[9 empty] | 2024-06-22 | 2024 | 23-24 | 0 | 0 | 0 | 0 | 0 | 0 | 0 | 0 | 648612 | 142136.5 | 139347 | 937017 | 0 | 0 | 0 | 0 | 0 | 0 | 0 | 0
[9 empty] | 2024-06-23 | 2024 | 23-24 | 0 | 0 | 0 | 0 | 0 | 0 | 0 | 0 | 648612 | 142136.5 | 139347 | 937017 | 0 | 0 | 0 | 0 | 0 | 0 | 0 | 0
[9 empty] | 2024-06-24 | 2024 | 23-24 | 0 | 0 | 0 | 0 | 0 | 0 | 0 | 0 | 648612 | 142136.5 | 139347 | 937017 | 0 | 0 | 0 | 0 | 0 | 0 | 0 | 0
[9 empty] | 2024-06-25 | 2024 | 23-24 | 0 | 0 | 0 | 0 | 0 | 0 | 0 | 0 | 648612 | 142136.5 | 139347 | 937017 | 0 | 0 | 0 | 0 | 0 | 0 | 0 | 0
[9 empty] | 2024-06-26 | 2024 | 23-24 | 0 | 0 | 0 | 0 | 0 | 0 | 0 | 0 | 648612 | 142136.5 | 139347 | 937017 | 0 | 0 | 0 | 0 | 0 | 0 | 0 | 0
[9 empty] | 2024-06-27 | 2024 | 23-24 | 0 | 0 | 0 | 0 | 0 | 0 | 0 | 0 | 648612 | 142136.5 | 139347 | 937017 | 0 | 0 | 0 | 0 | 0 | 0 | 0 | 0
[9 empty] | 2024-06-28 | 2024 | 23-24 | 0 | 0 | 0 | 0 | 0 | 0 | 0 | 0 | 648612 | 142136.5 | 139347 | 937017 | 0 | 0 | 0 | 0 | 0 | 0 | 0 | 0
[9 empty] | 2024-06-29 | 2024 | 23-24 | 0 | 0 | 0 | 0 | 0 | 0 | 0 | 0 | 648612 | 142136.5 | 139347 | 937017 | 0 | 0 | 0 | 0 | 0 | 0 | 0 | 0
[9 empty] | 2024-06-30 | 2024 | 23-24 | 0 | 0 | 0 | 0 | 0 | 0 | 0 | 0 | 648612 | 142136.5 | 139347 | 937017 | 0 | 0 | 0 | 0 | 0 | 0 | 0 | 0

## Daily_SE
| CustMins Forecast Reduction |  |  |  | CustInt Forecast Reduction | [6 empty] | Customer minutes saved |  |  |  | Customer interruptions saved |  |  |  | Ave. Customers |  |  |  | USAIDI |  |  |  | USAIFI
South East | Urban | Rural Short | Rural Long | Total | Urban | Rural Short | Rural Long | Total |  | Reg Year | Non-MED | Urban | Short Rural | Long Rural | Total | Urban | Short Rural | Long Rural | Total | Urban | Short Rural | Long Rural | Total | Urban | Short Rural | Long Rural | Dist wk | Urban | Short Rural | Long Rural | Dist wk
2015-08-15 |  |  | 74082.9 | 74082.9 |  |  | 340 | 340 | 2015-07-01 | 2016 | 15-16 | 0 | 0 | 0 | 0 | 0 | 0 | 0 | 0 | 593241 | 120275 | 138541 | 858646 | 0 | 0 | 0 | 0 | 0 | 0 | 0 | 0
2015-10-30 |  |  | 55358.2679 | 55358.2679 |  |  | 381 | 381 | 2015-07-02 | 2016 | 15-16 | 0 | 0 | 0 | 0 | 0 | 0 | 0 | 0 | 593241 | 120275 | 138541 | 858646 | 0 | 0 | 0 | 0 | 0 | 0 | 0 | 0
2015-11-09 |  |  | 2074.0005 | 2074.0005 |  |  | 11.3333 | 11.3333 | 2015-07-03 | 2016 | 15-16 | 0 | 0 | 0 | 0 | 0 | 0 | 0 | 0 | 593241 | 120275 | 138541 | 858646 | 0 | 0 | 0 | 0 | 0 | 0 | 0 | 0
2015-12-08 |  |  | 6594 | 6594 |  |  | 31 | 31 | 2015-07-04 | 2016 | 15-16 | 0 | 0 | 0 | 0 | 0 | 0 | 0 | 0 | 593241 | 120275 | 138541 | 858646 | 0 | 0 | 0 | 0 | 0 | 0 | 0 | 0
2015-12-11 |  |  | 44403 | 44403 |  |  | 285 | 285 | 2015-07-05 | 2016 | 15-16 | 0 | 0 | 0 | 0 | 0 | 0 | 0 | 0 | 593241 | 120275 | 138541 | 858646 | 0 | 0 | 0 | 0 | 0 | 0 | 0 | 0
2015-12-28 |  |  | 8111.25 | 8111.25 |  |  | 167 | 167 | 2015-07-06 | 2016 | 15-16 | 0 | 0 | 0 | 0 | 0 | 0 | 0 | 0 | 593241 | 120275 | 138541 | 858646 | 0 | 0 | 0 | 0 | 0 | 0 | 0 | 0
2016-01-11 |  |  | 3402.0004 | 3402.0004 |  |  | 28 | 28 | 2015-07-07 | 2016 | 15-16 | 0 | 0 | 0 | 0 | 0 | 0 | 0 | 0 | 593241 | 120275 | 138541 | 858646 | 0 | 0 | 0 | 0 | 0 | 0 | 0 | 0
2016-01-22 |  |  | 222208.8039 | 222208.8039 |  |  | 826 | 826 | 2015-07-08 | 2016 | 15-16 | 0 | 0 | 0 | 0 | 0 | 0 | 0 | 0 | 593241 | 120275 | 138541 | 858646 | 0 | 0 | 0 | 0 | 0 | 0 | 0 | 0
2016-01-30 |  |  | 4162.5 | 4162.5 |  |  | 167 | 167 | 2015-07-09 | 2016 | 15-16 | 0 | 0 | 0 | 0 | 0 | 0 | 0 | 0 | 593241 | 120275 | 138541 | 858646 | 0 | 0 | 0 | 0 | 0 | 0 | 0 | 0
2016-02-10 |  |  | 3547.5 | 3547.5 |  |  | 167 | 167 | 2015-07-10 | 2016 | 15-16 | 0 | 0 | 0 | 0 | 0 | 0 | 0 | 0 | 593241 | 120275 | 138541 | 858646 | 0 | 0 | 0 | 0 | 0 | 0 | 0 | 0
2016-08-19 |  |  | 233.45 | 233.45 |  |  | 0 | 0 | 2015-07-11 | 2016 | 15-16 | 0 | 0 | 0 | 0 | 0 | 0 | 0 | 0 | 593241 | 120275 | 138541 | 858646 | 0 | 0 | 0 | 0 | 0 | 0 | 0 | 0
2016-08-22 |  |  | 42862.1 | 42862.1 |  |  | 143 | 143 | 2015-07-12 | 2016 | 15-16 | 0 | 0 | 0 | 0 | 0 | 0 | 0 | 0 | 593241 | 120275 | 138541 | 858646 | 0 | 0 | 0 | 0 | 0 | 0 | 0 | 0
2016-09-29 |  |  | 68981.1256 | 68981.1256 |  |  | 64 | 64 | 2015-07-13 | 2016 | 15-16 | 0 | 0 | 0 | 0 | 0 | 0 | 0 | 0 | 593241 | 120275 | 138541 | 858646 | 0 | 0 | 0 | 0 | 0 | 0 | 0 | 0
2016-10-03 |  |  | 2458.61 | 2458.61 |  |  | 0 | 0 | 2015-07-14 | 2016 | 15-16 | 0 | 0 | 0 | 0 | 0 | 0 | 0 | 0 | 593241 | 120275 | 138541 | 858646 | 0 | 0 | 0 | 0 | 0 | 0 | 0 | 0
2016-11-14 |  |  | 18726.4 | 18726.4 |  |  | 224 | 224 | 2015-07-15 | 2016 | 15-16 | 0 | 0 | 0 | 0 | 0 | 0 | 0 | 0 | 593241 | 120275 | 138541 | 858646 | 0 | 0 | 0 | 0 | 0 | 0 | 0 | 0
2016-12-18 |  |  | 37613.35 | 37613.35 |  |  | 289 | 289 | 2015-07-16 | 2016 | 15-16 | 0 | 0 | 0 | 0 | 0 | 0 | 0 | 0 | 593241 | 120275 | 138541 | 858646 | 0 | 0 | 0 | 0 | 0 | 0 | 0 | 0
2016-12-28 |  | 714888.42 |  | 714888.42 |  | 1443 |  | 1443 | 2015-07-17 | 2016 | 15-16 | 0 | 0 | 0 | 0 | 0 | 0 | 0 | 0 | 593241 | 120275 | 138541 | 858646 | 0 | 0 | 0 | 0 | 0 | 0 | 0 | 0
2017-01-05 |  |  | 26883.2671 | 26883.2671 |  |  | 204 | 204 | 2015-07-18 | 2016 | 15-16 | 0 | 0 | 0 | 0 | 0 | 0 | 0 | 0 | 593241 | 120275 | 138541 | 858646 | 0 | 0 | 0 | 0 | 0 | 0 | 0 | 0
2017-01-20 |  |  | 21153.6 | 21153.6 |  |  | 0 | 0 | 2015-07-19 | 2016 | 15-16 | 0 | 0 | 0 | 0 | 0 | 0 | 0 | 0 | 593241 | 120275 | 138541 | 858646 | 0 | 0 | 0 | 0 | 0 | 0 | 0 | 0
2017-02-11 |  |  | 153793.6 | 153793.6 |  |  | 929 | 929 | 2015-07-20 | 2016 | 15-16 | 0 | 0 | 0 | 0 | 0 | 0 | 0 | 0 | 593241 | 120275 | 138541 | 858646 | 0 | 0 | 0 | 0 | 0 | 0 | 0 | 0
2017-04-24 |  |  | 27941.4 | 27941.4 |  |  | 144 | 144 | 2015-07-21 | 2016 | 15-16 | 0 | 0 | 0 | 0 | 0 | 0 | 0 | 0 | 593241 | 120275 | 138541 | 858646 | 0 | 0 | 0 | 0 | 0 | 0 | 0 | 0
2017-05-23 |  |  | 76338.9 | 76338.9 |  |  | 1163 | 1163 | 2015-07-22 | 2016 | 15-16 | 0 | 0 | 0 | 0 | 0 | 0 | 0 | 0 | 593241 | 120275 | 138541 | 858646 | 0 | 0 | 0 | 0 | 0 | 0 | 0 | 0
2017-06-03 |  |  | 22043.7 | 22043.7 |  |  | 266 | 266 | 2015-07-23 | 2016 | 15-16 | 0 | 0 | 0 | 0 | 0 | 0 | 0 | 0 | 593241 | 120275 | 138541 | 858646 | 0 | 0 | 0 | 0 | 0 | 0 | 0 | 0
2017-07-13 |  |  | 101833.7294 | 101833.7294 |  |  | 804 | 804 | 2015-07-24 | 2016 | 15-16 | 0 | 0 | 0 | 0 | 0 | 0 | 0 | 0 | 593241 | 120275 | 138541 | 858646 | 0 | 0 | 0 | 0 | 0 | 0 | 0 | 0
2017-07-19 |  |  | 9510.7683 | 9510.7683 |  |  | 77.3333 | 77.3333 | 2015-07-25 | 2016 | 15-16 | 0 | 0 | 0 | 0 | 0 | 0 | 0 | 0 | 593241 | 120275 | 138541 | 858646 | 0 | 0 | 0 | 0 | 0 | 0 | 0 | 0
2017-08-04 |  |  | 1605.5008 | 1605.5008 |  |  | 201.0001 | 201.0001 | 2015-07-26 | 2016 | 15-16 | 0 | 0 | 0 | 0 | 0 | 0 | 0 | 0 | 593241 | 120275 | 138541 | 858646 | 0 | 0 | 0 | 0 | 0 | 0 | 0 | 0
2017-08-06 |  |  | 1166.2 | 1166.2 |  |  | 0 | 0 | 2015-07-27 | 2016 | 15-16 | 0 | 0 | 0 | 0 | 0 | 0 | 0 | 0 | 593241 | 120275 | 138541 | 858646 | 0 | 0 | 0 | 0 | 0 | 0 | 0 | 0
2017-08-09 |  |  | 6493.1015 | 6493.1015 |  |  | 9 | 9 | 2015-07-28 | 2016 | 15-16 | 0 | 0 | 0 | 0 | 0 | 0 | 0 | 0 | 593241 | 120275 | 138541 | 858646 | 0 | 0 | 0 | 0 | 0 | 0 | 0 | 0
2017-10-20 |  |  | 86004.9242 | 86004.9242 |  |  | 749 | 749 | 2015-07-29 | 2016 | 15-16 | 0 | 0 | 0 | 0 | 0 | 0 | 0 | 0 | 593241 | 120275 | 138541 | 858646 | 0 | 0 | 0 | 0 | 0 | 0 | 0 | 0
2017-11-19 |  |  | 7350 | 7350 |  |  | 14 | 14 | 2015-07-30 | 2016 | 15-16 | 0 | 0 | 0 | 0 | 0 | 0 | 0 | 0 | 593241 | 120275 | 138541 | 858646 | 0 | 0 | 0 | 0 | 0 | 0 | 0 | 0
2017-12-01 |  | 183987.1309 | 178102.5441 | 362089.675 |  | 1454 | 203 | 1657 | 2015-07-31 | 2016 | 15-16 | 0 | 0 | 0 | 0 | 0 | 0 | 0 | 0 | 593241 | 120275 | 138541 | 858646 | 0 | 0 | 0 | 0 | 0 | 0 | 0 | 0
2017-12-11 |  |  | 2667 | 2667 |  |  | 14 | 14 | 2015-08-01 | 2016 | 15-16 | 0 | 0 | 0 | 0 | 0 | 0 | 0 | 0 | 593241 | 120275 | 138541 | 858646 | 0 | 0 | 0 | 0 | 0 | 0 | 0 | 0
2018-04-13 |  |  | 7016.4 | 7016.4 |  |  | 68.3334 | 68.3334 | 2015-08-02 | 2016 | 15-16 | 0 | 0 | 0 | 0 | 0 | 0 | 0 | 0 | 593241 | 120275 | 138541 | 858646 | 0 | 0 | 0 | 0 | 0 | 0 | 0 | 0
2018-04-14 |  |  | 34551 | 34551 |  |  | 220 | 220 | 2015-08-03 | 2016 | 15-16 | 0 | 0 | 0 | 0 | 0 | 0 | 0 | 0 | 593241 | 120275 | 138541 | 858646 | 0 | 0 | 0 | 0 | 0 | 0 | 0 | 0
2018-06-08 |  |  | 4144.0012 | 4144.0012 |  |  | 5.3333 | 5.3333 | 2015-08-04 | 2016 | 15-16 | 0 | 0 | 0 | 0 | 0 | 0 | 0 | 0 | 593241 | 120275 | 138541 | 858646 | 0 | 0 | 0 | 0 | 0 | 0 | 0 | 0
2018-07-24 |  |  | 12915.0732 | 12915.0732 |  |  | 64 | 64 | 2015-08-05 | 2016 | 15-16 | 0 | 0 | 0 | 0 | 0 | 0 | 0 | 0 | 593241 | 120275 | 138541 | 858646 | 0 | 0 | 0 | 0 | 0 | 0 | 0 | 0
2018-07-25 |  |  | 16947 | 16947 |  |  | 270 | 270 | 2015-08-06 | 2016 | 15-16 | 0 | 0 | 0 | 0 | 0 | 0 | 0 | 0 | 593241 | 120275 | 138541 | 858646 | 0 | 0 | 0 | 0 | 0 | 0 | 0 | 0
2018-08-10 |  |  | 32947.2441 | 32947.2441 |  |  | 1006 | 1006 | 2015-08-07 | 2016 | 15-16 | 0 | 0 | 0 | 0 | 0 | 0 | 0 | 0 | 593241 | 120275 | 138541 | 858646 | 0 | 0 | 0 | 0 | 0 | 0 | 0 | 0
2018-08-18 |  |  | 66555 | 66555 |  |  | 270 | 270 | 2015-08-08 | 2016 | 15-16 | 0 | 0 | 0 | 0 | 0 | 0 | 0 | 0 | 593241 | 120275 | 138541 | 858646 | 0 | 0 | 0 | 0 | 0 | 0 | 0 | 0
2018-09-15 |  |  | 14310.09 | 14310.09 |  |  | 93 | 93 | 2015-08-09 | 2016 | 15-16 | 0 | 0 | 0 | 0 | 0 | 0 | 0 | 0 | 593241 | 120275 | 138541 | 858646 | 0 | 0 | 0 | 0 | 0 | 0 | 0 | 0
2018-10-15 |  |  | 5046.0002 | 5046.0002 |  |  | 29 | 29 | 2015-08-10 | 2016 | 15-16 | 0 | 0 | 0 | 0 | 0 | 0 | 0 | 0 | 593241 | 120275 | 138541 | 858646 | 0 | 0 | 0 | 0 | 0 | 0 | 0 | 0
2018-10-30 |  |  | 4057.8133 | 4057.8133 |  |  | 137 | 137 | 2015-08-11 | 2016 | 15-16 | 0 | 0 | 0 | 0 | 0 | 0 | 0 | 0 | 593241 | 120275 | 138541 | 858646 | 0 | 0 | 0 | 0 | 0 | 0 | 0 | 0
2018-12-01 |  |  | 29694.6 | 29694.6 |  |  | 85 | 85 | 2015-08-12 | 2016 | 15-16 | 0 | 0 | 0 | 0 | 0 | 0 | 0 | 0 | 593241 | 120275 | 138541 | 858646 | 0 | 0 | 0 | 0 | 0 | 0 | 0 | 0
2018-12-09 |  |  | 36572.0013 | 36572.0013 |  |  | 112.3334 | 112.3334 | 2015-08-13 | 2016 | 15-16 | 0 | 0 | 0 | 0 | 0 | 0 | 0 | 0 | 593241 | 120275 | 138541 | 858646 | 0 | 0 | 0 | 0 | 0 | 0 | 0 | 0
2019-01-29 |  |  | 983.25 | 983.25 |  |  | 23 | 23 | 2015-08-14 | 2016 | 15-16 | 0 | 0 | 0 | 0 | 0 | 0 | 0 | 0 | 593241 | 120275 | 138541 | 858646 | 0 | 0 | 0 | 0 | 0 | 0 | 0 | 0
2019-02-09 |  |  | 79272.75 | 79272.75 |  |  | 937 | 937 | 2015-08-15 | 2016 | 15-16 | 0 | 0 | 74082.9 | 74082.9 | 0 | 0 | 340 | 340 | 593241 | 120275 | 138541 | 858646 | 0 | 0 | 0.53474 | 0.086279 | 0 | 0 | 0.0024541 | 0.00039597
2019-02-13 |  |  | 51915.6 | 51915.6 |  |  | 297 | 297 | 2015-08-16 | 2016 | 15-16 | 0 | 0 | 0 | 0 | 0 | 0 | 0 | 0 | 593241 | 120275 | 138541 | 858646 | 0 | 0 | 0 | 0 | 0 | 0 | 0 | 0
2019-03-07 |  |  | 938.5003 | 938.5003 |  |  | 5.3333 | 5.3333 | 2015-08-17 | 2016 | 15-16 | 0 | 0 | 0 | 0 | 0 | 0 | 0 | 0 | 593241 | 120275 | 138541 | 858646 | 0 | 0 | 0 | 0 | 0 | 0 | 0 | 0
2019-04-17 |  | 104403.9264 |  | 104403.9264 |  | 356 |  | 356 | 2015-08-18 | 2016 | 15-16 | 0 | 0 | 0 | 0 | 0 | 0 | 0 | 0 | 593241 | 120275 | 138541 | 858646 | 0 | 0 | 0 | 0 | 0 | 0 | 0 | 0
2019-05-20 |  |  | 22140.0312 | 22140.0312 |  |  | 303 | 303 | 2015-08-19 | 2016 | 15-16 | 0 | 0 | 0 | 0 | 0 | 0 | 0 | 0 | 593241 | 120275 | 138541 | 858646 | 0 | 0 | 0 | 0 | 0 | 0 | 0 | 0
2019-05-29 |  |  | 154938.608 | 154938.608 |  |  | 845 | 845 | 2015-08-20 | 2016 | 15-16 | 0 | 0 | 0 | 0 | 0 | 0 | 0 | 0 | 593241 | 120275 | 138541 | 858646 | 0 | 0 | 0 | 0 | 0 | 0 | 0 | 0
2019-08-08 |  | 123421.6519 |  | 123421.6519 |  | 154 |  | 154 | 2015-08-21 | 2016 | 15-16 | 0 | 0 | 0 | 0 | 0 | 0 | 0 | 0 | 593241 | 120275 | 138541 | 858646 | 0 | 0 | 0 | 0 | 0 | 0 | 0 | 0
2019-08-12 |  |  | 229.39 | 229.39 |  |  | 0 | 0 | 2015-08-22 | 2016 | 15-16 | 0 | 0 | 0 | 0 | 0 | 0 | 0 | 0 | 593241 | 120275 | 138541 | 858646 | 0 | 0 | 0 | 0 | 0 | 0 | 0 | 0
2019-09-08 |  |  | 55805.76 | 55805.76 |  |  | 472 | 472 | 2015-08-23 | 2016 | 15-16 | 0 | 0 | 0 | 0 | 0 | 0 | 0 | 0 | 593241 | 120275 | 138541 | 858646 | 0 | 0 | 0 | 0 | 0 | 0 | 0 | 0
2019-10-19 |  | 68381 |  | 68381 |  | 374 |  | 374 | 2015-08-24 | 2016 | 15-16 | 0 | 0 | 0 | 0 | 0 | 0 | 0 | 0 | 593241 | 120275 | 138541 | 858646 | 0 | 0 | 0 | 0 | 0 | 0 | 0 | 0
2019-12-30 |  |  | 2268 | 2268 |  |  | 21 | 21 | 2015-08-25 | 2016 | 15-16 | 0 | 0 | 0 | 0 | 0 | 0 | 0 | 0 | 593241 | 120275 | 138541 | 858646 | 0 | 0 | 0 | 0 | 0 | 0 | 0 | 0
2020-01-07 |  |  | 1905.0675 | 1905.0675 |  |  | 15.6667 | 15.6667 | 2015-08-26 | 2016 | 15-16 | 0 | 0 | 0 | 0 | 0 | 0 | 0 | 0 | 593241 | 120275 | 138541 | 858646 | 0 | 0 | 0 | 0 | 0 | 0 | 0 | 0
2020-01-24 |  |  | 85576 | 85576 |  |  | 299 | 299 | 2015-08-27 | 2016 | 15-16 | 0 | 0 | 0 | 0 | 0 | 0 | 0 | 0 | 593241 | 120275 | 138541 | 858646 | 0 | 0 | 0 | 0 | 0 | 0 | 0 | 0
2020-01-31 |  | 262.2 | 3402 | 3664.2 |  | 4 | 42 | 46 | 2015-08-28 | 2016 | 15-16 | 0 | 0 | 0 | 0 | 0 | 0 | 0 | 0 | 593241 | 120275 | 138541 | 858646 | 0 | 0 | 0 | 0 | 0 | 0 | 0 | 0
2020-04-01 |  |  | 32825.8232 | 32825.8232 |  |  | 97 | 97 | 2015-08-29 | 2016 | 15-16 | 0 | 0 | 0 | 0 | 0 | 0 | 0 | 0 | 593241 | 120275 | 138541 | 858646 | 0 | 0 | 0 | 0 | 0 | 0 | 0 | 0
2020-07-28 |  |  | 64676.9692 | 64676.9692 |  |  | 708.3336 | 708.3336 | 2015-08-30 | 2016 | 15-16 | 0 | 0 | 0 | 0 | 0 | 0 | 0 | 0 | 593241 | 120275 | 138541 | 858646 | 0 | 0 | 0 | 0 | 0 | 0 | 0 | 0
2020-08-03 |  |  | 77910.45 | 77910.45 |  |  | 1108 | 1108 | 2015-08-31 | 2016 | 15-16 | 0 | 0 | 0 | 0 | 0 | 0 | 0 | 0 | 593241 | 120275 | 138541 | 858646 | 0 | 0 | 0 | 0 | 0 | 0 | 0 | 0
2020-09-03 |  |  | 30.87 | 30.87 |  |  | 0 | 0 | 2015-09-01 | 2016 | 15-16 | 0 | 0 | 0 | 0 | 0 | 0 | 0 | 0 | 593241 | 120275 | 138541 | 858646 | 0 | 0 | 0 | 0 | 0 | 0 | 0 | 0
2020-11-10 |  |  | 25677 | 25677 |  |  | 24 | 24 | 2015-09-02 | 2016 | 15-16 | 0 | 0 | 0 | 0 | 0 | 0 | 0 | 0 | 593241 | 120275 | 138541 | 858646 | 0 | 0 | 0 | 0 | 0 | 0 | 0 | 0
2020-11-11 |  |  | 6734.2365 | 6734.2365 |  |  | 16.3333 | 16.3333 | 2015-09-03 | 2016 | 15-16 | 0 | 0 | 0 | 0 | 0 | 0 | 0 | 0 | 593241 | 120275 | 138541 | 858646 | 0 | 0 | 0 | 0 | 0 | 0 | 0 | 0
2020-11-12 |  |  | 20811.6 | 20811.6 |  |  | 282 | 282 | 2015-09-04 | 2016 | 15-16 | 0 | 0 | 0 | 0 | 0 | 0 | 0 | 0 | 593241 | 120275 | 138541 | 858646 | 0 | 0 | 0 | 0 | 0 | 0 | 0 | 0
2021-01-22 |  |  | 11649.75 | 11649.75 |  |  | 49 | 49 | 2015-09-05 | 2016 | 15-16 | 0 | 0 | 0 | 0 | 0 | 0 | 0 | 0 | 593241 | 120275 | 138541 | 858646 | 0 | 0 | 0 | 0 | 0 | 0 | 0 | 0
2021-01-25 |  | 530.1 |  | 530.1 |  | 18 |  | 18 | 2015-09-06 | 2016 | 15-16 | 0 | 0 | 0 | 0 | 0 | 0 | 0 | 0 | 593241 | 120275 | 138541 | 858646 | 0 | 0 | 0 | 0 | 0 | 0 | 0 | 0
2021-07-16 |  |  | 7837.9949 | 7837.9949 |  |  | 30 | 30 | 2015-09-07 | 2016 | 15-16 | 0 | 0 | 0 | 0 | 0 | 0 | 0 | 0 | 593241 | 120275 | 138541 | 858646 | 0 | 0 | 0 | 0 | 0 | 0 | 0 | 0
2021-07-23 |  |  | 8967 | 8967 |  |  | 49 | 49 | 2015-09-08 | 2016 | 15-16 | 0 | 0 | 0 | 0 | 0 | 0 | 0 | 0 | 593241 | 120275 | 138541 | 858646 | 0 | 0 | 0 | 0 | 0 | 0 | 0 | 0
2021-08-04 |  |  | 31692 | 31692 |  |  | 278 | 278 | 2015-09-09 | 2016 | 15-16 | 0 | 0 | 0 | 0 | 0 | 0 | 0 | 0 | 593241 | 120275 | 138541 | 858646 | 0 | 0 | 0 | 0 | 0 | 0 | 0 | 0
2021-08-28 |  | 41.16 |  | 41.16 |  | 0 |  | 0 | 2015-09-10 | 2016 | 15-16 | 0 | 0 | 0 | 0 | 0 | 0 | 0 | 0 | 593241 | 120275 | 138541 | 858646 | 0 | 0 | 0 | 0 | 0 | 0 | 0 | 0
2021-09-29 |  | 411967.177 |  | 411967.177 |  | 1591 |  | 1591 | 2015-09-11 | 2016 | 15-16 | 0 | 0 | 0 | 0 | 0 | 0 | 0 | 0 | 593241 | 120275 | 138541 | 858646 | 0 | 0 | 0 | 0 | 0 | 0 | 0 | 0
2021-10-28 |  |  | 249.9 | 249.9 |  |  | 0 | 0 | 2015-09-12 | 2016 | 15-16 | 0 | 0 | 0 | 0 | 0 | 0 | 0 | 0 | 593241 | 120275 | 138541 | 858646 | 0 | 0 | 0 | 0 | 0 | 0 | 0 | 0
2021-11-15 |  |  | 49082.7 | 49082.7 |  |  | 96 | 96 | 2015-09-13 | 2016 | 15-16 | 0 | 0 | 0 | 0 | 0 | 0 | 0 | 0 | 593241 | 120275 | 138541 | 858646 | 0 | 0 | 0 | 0 | 0 | 0 | 0 | 0
2021-12-21 |  | 26281.7561 |  | 26281.7561 |  | 309.0001 |  | 309.0001 | 2015-09-14 | 2016 | 15-16 | 0 | 0 | 0 | 0 | 0 | 0 | 0 | 0 | 593241 | 120275 | 138541 | 858646 | 0 | 0 | 0 | 0 | 0 | 0 | 0 | 0
2022-01-26 |  |  | 32304.6 | 32304.6 |  |  | 409 | 409 | 2015-09-15 | 2016 | 15-16 | 0 | 0 | 0 | 0 | 0 | 0 | 0 | 0 | 593241 | 120275 | 138541 | 858646 | 0 | 0 | 0 | 0 | 0 | 0 | 0 | 0
2022-02-05 |  |  | 1725.7504 | 1725.7504 |  |  | 13 | 13 | 2015-09-16 | 2016 | 15-16 | 0 | 0 | 0 | 0 | 0 | 0 | 0 | 0 | 593241 | 120275 | 138541 | 858646 | 0 | 0 | 0 | 0 | 0 | 0 | 0 | 0
2022-04-15 |  |  | 23400.9 | 23400.9 |  |  | 411 | 411 | 2015-09-17 | 2016 | 15-16 | 0 | 0 | 0 | 0 | 0 | 0 | 0 | 0 | 593241 | 120275 | 138541 | 858646 | 0 | 0 | 0 | 0 | 0 | 0 | 0 | 0
2022-08-05 | 0 | 0 | 1531.11 | 1531.11 | 0 | 0 | 0 | 0 | 2015-09-18 | 2016 | 15-16 | 0 | 0 | 0 | 0 | 0 | 0 | 0 | 0 | 593241 | 120275 | 138541 | 858646 | 0 | 0 | 0 | 0 | 0 | 0 | 0 | 0
2022-08-22 | 0 | 0 | 10391.5144 | 10391.5144 | 0 | 0 | 23 | 23 | 2015-09-19 | 2016 | 15-16 | 0 | 0 | 0 | 0 | 0 | 0 | 0 | 0 | 593241 | 120275 | 138541 | 858646 | 0 | 0 | 0 | 0 | 0 | 0 | 0 | 0
2022-11-10 | 0 | 0 | 14715 | 14715 | 0 | 0 | 36 | 36 | 2015-09-20 | 2016 | 15-16 | 0 | 0 | 0 | 0 | 0 | 0 | 0 | 0 | 593241 | 120275 | 138541 | 858646 | 0 | 0 | 0 | 0 | 0 | 0 | 0 | 0
2022-12-11 | 0 | 0 | 15417.8072 | 15417.8072 | 0 | 0 | 17 | 17 | 2015-09-21 | 2016 | 15-16 | 0 | 0 | 0 | 0 | 0 | 0 | 0 | 0 | 593241 | 120275 | 138541 | 858646 | 0 | 0 | 0 | 0 | 0 | 0 | 0 | 0
2022-12-21 | 0 | 0 | 371.6 | 371.6 | 0 | 0 | 0 | 0 | 2015-09-22 | 2016 | 15-16 | 0 | 0 | 0 | 0 | 0 | 0 | 0 | 0 | 593241 | 120275 | 138541 | 858646 | 0 | 0 | 0 | 0 | 0 | 0 | 0 | 0
2023-06-07 | 0 | 0 | 68865.1092 | 68865.1092 | 0 | 0 | 520 | 520 | 2015-09-23 | 2016 | 15-16 | 0 | 0 | 0 | 0 | 0 | 0 | 0 | 0 | 593241 | 120275 | 138541 | 858646 | 0 | 0 | 0 | 0 | 0 | 0 | 0 | 0
2023-06-12 | 0 | 0 | 983.0002 | 983.0002 | 0 | 0 | 205 | 205 | 2015-09-24 | 2016 | 15-16 | 0 | 0 | 0 | 0 | 0 | 0 | 0 | 0 | 593241 | 120275 | 138541 | 858646 | 0 | 0 | 0 | 0 | 0 | 0 | 0 | 0
2023-07-22 | 0 | 0 | 8614.0008 | 8614.0008 | 0 | 0 | 48.6667 | 48.6667 | 2015-09-25 | 2016 | 15-16 | 0 | 0 | 0 | 0 | 0 | 0 | 0 | 0 | 593241 | 120275 | 138541 | 858646 | 0 | 0 | 0 | 0 | 0 | 0 | 0 | 0
2023-08-03 | 0 | 31159.71 | 0 | 31159.71 | 0 | 153 | 0 | 153 | 2015-09-26 | 2016 | 15-16 | 0 | 0 | 0 | 0 | 0 | 0 | 0 | 0 | 593241 | 120275 | 138541 | 858646 | 0 | 0 | 0 | 0 | 0 | 0 | 0 | 0
2023-08-12 | 0 | 0 | 47433.3635 | 47433.3635 | 0 | 0 | 336 | 336 | 2015-09-27 | 2016 | 15-16 | 0 | 0 | 0 | 0 | 0 | 0 | 0 | 0 | 593241 | 120275 | 138541 | 858646 | 0 | 0 | 0 | 0 | 0 | 0 | 0 | 0
2023-11-16 | 0 | 0 | 7068 | 7068 | 0 | 0 | 155 | 155 | 2015-09-28 | 2016 | 15-16 | 0 | 0 | 0 | 0 | 0 | 0 | 0 | 0 | 593241 | 120275 | 138541 | 858646 | 0 | 0 | 0 | 0 | 0 | 0 | 0 | 0
2023-11-21 | 0 | 0 | 0 | 0 | 0 | 0 | 0 | 0 | 2015-09-29 | 2016 | 15-16 | 0 | 0 | 0 | 0 | 0 | 0 | 0 | 0 | 593241 | 120275 | 138541 | 858646 | 0 | 0 | 0 | 0 | 0 | 0 | 0 | 0
2023-12-03 | 0 | 0 | 278.6667 | 278.6667 | 0 | 0 | 14.6667 | 14.6667 | 2015-09-30 | 2016 | 15-16 | 0 | 0 | 0 | 0 | 0 | 0 | 0 | 0 | 593241 | 120275 | 138541 | 858646 | 0 | 0 | 0 | 0 | 0 | 0 | 0 | 0
2024-01-06 | 0 | 0 | 6608.25 | 6608.25 | 0 | 0 | 33 | 33 | 2015-10-01 | 2016 | 15-16 | 0 | 0 | 0 | 0 | 0 | 0 | 0 | 0 | 593241 | 120275 | 138541 | 858646 | 0 | 0 | 0 | 0 | 0 | 0 | 0 | 0
2024-01-16 | 0 | 0 | 295.89 | 295.89 | 0 | 0 | 0 | 0 | 2015-10-02 | 2016 | 15-16 | 0 | 0 | 0 | 0 | 0 | 0 | 0 | 0 | 593241 | 120275 | 138541 | 858646 | 0 | 0 | 0 | 0 | 0 | 0 | 0 | 0
2024-02-11 | 0 | 0 | 654.5503 | 654.5503 | 0 | 0 | 17.6667 | 17.6667 | 2015-10-03 | 2016 | 15-16 | 0 | 0 | 0 | 0 | 0 | 0 | 0 | 0 | 593241 | 120275 | 138541 | 858646 | 0 | 0 | 0 | 0 | 0 | 0 | 0 | 0
2024-02-25 | 0 | 0 | 48533.6 | 48533.6 | 0 | 0 | 308 | 308 | 2015-10-04 | 2016 | 15-16 | 0 | 0 | 0 | 0 | 0 | 0 | 0 | 0 | 593241 | 120275 | 138541 | 858646 | 0 | 0 | 0 | 0 | 0 | 0 | 0 | 0
2024-03-06 | 0 | 0 | 54427.4 | 54427.4 | 0 | 0 | 308 | 308 | 2015-10-05 | 2016 | 15-16 | 0 | 0 | 0 | 0 | 0 | 0 | 0 | 0 | 593241 | 120275 | 138541 | 858646 | 0 | 0 | 0 | 0 | 0 | 0 | 0 | 0
2024-04-01 | 0 | 0 | 449.2535 | 449.2535 | 0 | 0 | 0 | 0 | 2015-10-06 | 2016 | 15-16 | 0 | 0 | 0 | 0 | 0 | 0 | 0 | 0 | 593241 | 120275 | 138541 | 858646 | 0 | 0 | 0 | 0 | 0 | 0 | 0 | 0
2024-05-24 | 0 | 0 | 886.2669 | 886.2669 | 0 | 0 | 0 | 0 | 2015-10-07 | 2016 | 15-16 | 0 | 0 | 0 | 0 | 0 | 0 | 0 | 0 | 593241 | 120275 | 138541 | 858646 | 0 | 0 | 0 | 0 | 0 | 0 | 0 | 0
[9 empty] | 2015-10-08 | 2016 | 15-16 | 0 | 0 | 0 | 0 | 0 | 0 | 0 | 0 | 593241 | 120275 | 138541 | 858646 | 0 | 0 | 0 | 0 | 0 | 0 | 0 | 0
[9 empty] | 2015-10-09 | 2016 | 15-16 | 0 | 0 | 0 | 0 | 0 | 0 | 0 | 0 | 593241 | 120275 | 138541 | 858646 | 0 | 0 | 0 | 0 | 0 | 0 | 0 | 0
[9 empty] | 2015-10-10 | 2016 | 15-16 | 0 | 0 | 0 | 0 | 0 | 0 | 0 | 0 | 593241 | 120275 | 138541 | 858646 | 0 | 0 | 0 | 0 | 0 | 0 | 0 | 0
[9 empty] | 2015-10-11 | 2016 | 15-16 | 0 | 0 | 0 | 0 | 0 | 0 | 0 | 0 | 593241 | 120275 | 138541 | 858646 | 0 | 0 | 0 | 0 | 0 | 0 | 0 | 0
[9 empty] | 2015-10-12 | 2016 | 15-16 | 0 | 0 | 0 | 0 | 0 | 0 | 0 | 0 | 593241 | 120275 | 138541 | 858646 | 0 | 0 | 0 | 0 | 0 | 0 | 0 | 0
[9 empty] | 2015-10-13 | 2016 | 15-16 | 0 | 0 | 0 | 0 | 0 | 0 | 0 | 0 | 593241 | 120275 | 138541 | 858646 | 0 | 0 | 0 | 0 | 0 | 0 | 0 | 0
[9 empty] | 2015-10-14 | 2016 | 15-16 | 0 | 0 | 0 | 0 | 0 | 0 | 0 | 0 | 593241 | 120275 | 138541 | 858646 | 0 | 0 | 0 | 0 | 0 | 0 | 0 | 0
[9 empty] | 2015-10-15 | 2016 | 15-16 | 0 | 0 | 0 | 0 | 0 | 0 | 0 | 0 | 593241 | 120275 | 138541 | 858646 | 0 | 0 | 0 | 0 | 0 | 0 | 0 | 0
[9 empty] | 2015-10-16 | 2016 | 15-16 | 0 | 0 | 0 | 0 | 0 | 0 | 0 | 0 | 593241 | 120275 | 138541 | 858646 | 0 | 0 | 0 | 0 | 0 | 0 | 0 | 0
[9 empty] | 2015-10-17 | 2016 | 15-16 | 0 | 0 | 0 | 0 | 0 | 0 | 0 | 0 | 593241 | 120275 | 138541 | 858646 | 0 | 0 | 0 | 0 | 0 | 0 | 0 | 0
[9 empty] | 2015-10-18 | 2016 | 15-16 | 0 | 0 | 0 | 0 | 0 | 0 | 0 | 0 | 593241 | 120275 | 138541 | 858646 | 0 | 0 | 0 | 0 | 0 | 0 | 0 | 0
[9 empty] | 2015-10-19 | 2016 | 15-16 | 0 | 0 | 0 | 0 | 0 | 0 | 0 | 0 | 593241 | 120275 | 138541 | 858646 | 0 | 0 | 0 | 0 | 0 | 0 | 0 | 0
[9 empty] | 2015-10-20 | 2016 | 15-16 | 0 | 0 | 0 | 0 | 0 | 0 | 0 | 0 | 593241 | 120275 | 138541 | 858646 | 0 | 0 | 0 | 0 | 0 | 0 | 0 | 0
[9 empty] | 2015-10-21 | 2016 | 15-16 | 0 | 0 | 0 | 0 | 0 | 0 | 0 | 0 | 593241 | 120275 | 138541 | 858646 | 0 | 0 | 0 | 0 | 0 | 0 | 0 | 0
[9 empty] | 2015-10-22 | 2016 | 15-16 | 0 | 0 | 0 | 0 | 0 | 0 | 0 | 0 | 593241 | 120275 | 138541 | 858646 | 0 | 0 | 0 | 0 | 0 | 0 | 0 | 0
[9 empty] | 2015-10-23 | 2016 | 15-16 | 0 | 0 | 0 | 0 | 0 | 0 | 0 | 0 | 593241 | 120275 | 138541 | 858646 | 0 | 0 | 0 | 0 | 0 | 0 | 0 | 0
[9 empty] | 2015-10-24 | 2016 | 15-16 | 0 | 0 | 0 | 0 | 0 | 0 | 0 | 0 | 593241 | 120275 | 138541 | 858646 | 0 | 0 | 0 | 0 | 0 | 0 | 0 | 0
[9 empty] | 2015-10-25 | 2016 | 15-16 | 0 | 0 | 0 | 0 | 0 | 0 | 0 | 0 | 593241 | 120275 | 138541 | 858646 | 0 | 0 | 0 | 0 | 0 | 0 | 0 | 0
[9 empty] | 2015-10-26 | 2016 | 15-16 | 0 | 0 | 0 | 0 | 0 | 0 | 0 | 0 | 593241 | 120275 | 138541 | 858646 | 0 | 0 | 0 | 0 | 0 | 0 | 0 | 0
[9 empty] | 2015-10-27 | 2016 | 15-16 | 0 | 0 | 0 | 0 | 0 | 0 | 0 | 0 | 593241 | 120275 | 138541 | 858646 | 0 | 0 | 0 | 0 | 0 | 0 | 0 | 0
[9 empty] | 2015-10-28 | 2016 | 15-16 | 0 | 0 | 0 | 0 | 0 | 0 | 0 | 0 | 593241 | 120275 | 138541 | 858646 | 0 | 0 | 0 | 0 | 0 | 0 | 0 | 0
[9 empty] | 2015-10-29 | 2016 | 15-16 | 0 | 0 | 0 | 0 | 0 | 0 | 0 | 0 | 593241 | 120275 | 138541 | 858646 | 0 | 0 | 0 | 0 | 0 | 0 | 0 | 0
[9 empty] | 2015-10-30 | 2016 | 15-16 | 0 | 0 | 55358.2679 | 55358.2679 | 0 | 0 | 381 | 381 | 593241 | 120275 | 138541 | 858646 | 0 | 0 | 0.39958 | 0.064472 | 0 | 0 | 0.0027501 | 0.00044372
[9 empty] | 2015-10-31 | 2016 | 15-16 | 0 | 0 | 0 | 0 | 0 | 0 | 0 | 0 | 593241 | 120275 | 138541 | 858646 | 0 | 0 | 0 | 0 | 0 | 0 | 0 | 0
[9 empty] | 2015-11-01 | 2016 | 15-16 | 0 | 0 | 0 | 0 | 0 | 0 | 0 | 0 | 593241 | 120275 | 138541 | 858646 | 0 | 0 | 0 | 0 | 0 | 0 | 0 | 0
[9 empty] | 2015-11-02 | 2016 | 15-16 | 0 | 0 | 0 | 0 | 0 | 0 | 0 | 0 | 593241 | 120275 | 138541 | 858646 | 0 | 0 | 0 | 0 | 0 | 0 | 0 | 0
[9 empty] | 2015-11-03 | 2016 | 15-16 | 0 | 0 | 0 | 0 | 0 | 0 | 0 | 0 | 593241 | 120275 | 138541 | 858646 | 0 | 0 | 0 | 0 | 0 | 0 | 0 | 0
[9 empty] | 2015-11-04 | 2016 | 15-16 | 0 | 0 | 0 | 0 | 0 | 0 | 0 | 0 | 593241 | 120275 | 138541 | 858646 | 0 | 0 | 0 | 0 | 0 | 0 | 0 | 0
[9 empty] | 2015-11-05 | 2016 | 15-16 | 0 | 0 | 0 | 0 | 0 | 0 | 0 | 0 | 593241 | 120275 | 138541 | 858646 | 0 | 0 | 0 | 0 | 0 | 0 | 0 | 0
[9 empty] | 2015-11-06 | 2016 | 15-16 | 0 | 0 | 0 | 0 | 0 | 0 | 0 | 0 | 593241 | 120275 | 138541 | 858646 | 0 | 0 | 0 | 0 | 0 | 0 | 0 | 0
[9 empty] | 2015-11-07 | 2016 | 15-16 | 0 | 0 | 0 | 0 | 0 | 0 | 0 | 0 | 593241 | 120275 | 138541 | 858646 | 0 | 0 | 0 | 0 | 0 | 0 | 0 | 0
[9 empty] | 2015-11-08 | 2016 | 15-16 | 0 | 0 | 0 | 0 | 0 | 0 | 0 | 0 | 593241 | 120275 | 138541 | 858646 | 0 | 0 | 0 | 0 | 0 | 0 | 0 | 0
[9 empty] | 2015-11-09 | 2016 | 15-16 | 0 | 0 | 2074.0005 | 2074.0005 | 0 | 0 | 11.3333 | 11.3333 | 593241 | 120275 | 138541 | 858646 | 0 | 0 | 0.01497 | 0.0024154 | 0 | 0 | 8.1805e-05 | 1.3199e-05
[9 empty] | 2015-11-10 | 2016 | 15-16 | 0 | 0 | 0 | 0 | 0 | 0 | 0 | 0 | 593241 | 120275 | 138541 | 858646 | 0 | 0 | 0 | 0 | 0 | 0 | 0 | 0
[9 empty] | 2015-11-11 | 2016 | 15-16 | 0 | 0 | 0 | 0 | 0 | 0 | 0 | 0 | 593241 | 120275 | 138541 | 858646 | 0 | 0 | 0 | 0 | 0 | 0 | 0 | 0
[9 empty] | 2015-11-12 | 2016 | 15-16 | 0 | 0 | 0 | 0 | 0 | 0 | 0 | 0 | 593241 | 120275 | 138541 | 858646 | 0 | 0 | 0 | 0 | 0 | 0 | 0 | 0
[9 empty] | 2015-11-13 | 2016 | 15-16 | 0 | 0 | 0 | 0 | 0 | 0 | 0 | 0 | 593241 | 120275 | 138541 | 858646 | 0 | 0 | 0 | 0 | 0 | 0 | 0 | 0
[9 empty] | 2015-11-14 | 2016 | 15-16 | 0 | 0 | 0 | 0 | 0 | 0 | 0 | 0 | 593241 | 120275 | 138541 | 858646 | 0 | 0 | 0 | 0 | 0 | 0 | 0 | 0
[9 empty] | 2015-11-15 | 2016 | 15-16 | 0 | 0 | 0 | 0 | 0 | 0 | 0 | 0 | 593241 | 120275 | 138541 | 858646 | 0 | 0 | 0 | 0 | 0 | 0 | 0 | 0
[9 empty] | 2015-11-16 | 2016 | 15-16 | 0 | 0 | 0 | 0 | 0 | 0 | 0 | 0 | 593241 | 120275 | 138541 | 858646 | 0 | 0 | 0 | 0 | 0 | 0 | 0 | 0
[9 empty] | 2015-11-17 | 2016 | 15-16 | 0 | 0 | 0 | 0 | 0 | 0 | 0 | 0 | 593241 | 120275 | 138541 | 858646 | 0 | 0 | 0 | 0 | 0 | 0 | 0 | 0
[9 empty] | 2015-11-18 | 2016 | 15-16 | 0 | 0 | 0 | 0 | 0 | 0 | 0 | 0 | 593241 | 120275 | 138541 | 858646 | 0 | 0 | 0 | 0 | 0 | 0 | 0 | 0
[9 empty] | 2015-11-19 | 2016 | 15-16 | 0 | 0 | 0 | 0 | 0 | 0 | 0 | 0 | 593241 | 120275 | 138541 | 858646 | 0 | 0 | 0 | 0 | 0 | 0 | 0 | 0
[9 empty] | 2015-11-20 | 2016 | 15-16 | 0 | 0 | 0 | 0 | 0 | 0 | 0 | 0 | 593241 | 120275 | 138541 | 858646 | 0 | 0 | 0 | 0 | 0 | 0 | 0 | 0
[9 empty] | 2015-11-21 | 2016 | 15-16 | 0 | 0 | 0 | 0 | 0 | 0 | 0 | 0 | 593241 | 120275 | 138541 | 858646 | 0 | 0 | 0 | 0 | 0 | 0 | 0 | 0
[9 empty] | 2015-11-22 | 2016 | 15-16 | 0 | 0 | 0 | 0 | 0 | 0 | 0 | 0 | 593241 | 120275 | 138541 | 858646 | 0 | 0 | 0 | 0 | 0 | 0 | 0 | 0
[9 empty] | 2015-11-23 | 2016 | 15-16 | 0 | 0 | 0 | 0 | 0 | 0 | 0 | 0 | 593241 | 120275 | 138541 | 858646 | 0 | 0 | 0 | 0 | 0 | 0 | 0 | 0
[9 empty] | 2015-11-24 | 2016 | 15-16 | 0 | 0 | 0 | 0 | 0 | 0 | 0 | 0 | 593241 | 120275 | 138541 | 858646 | 0 | 0 | 0 | 0 | 0 | 0 | 0 | 0
[9 empty] | 2015-11-25 | 2016 | 15-16 | 0 | 0 | 0 | 0 | 0 | 0 | 0 | 0 | 593241 | 120275 | 138541 | 858646 | 0 | 0 | 0 | 0 | 0 | 0 | 0 | 0
[9 empty] | 2015-11-26 | 2016 | 15-16 | 0 | 0 | 0 | 0 | 0 | 0 | 0 | 0 | 593241 | 120275 | 138541 | 858646 | 0 | 0 | 0 | 0 | 0 | 0 | 0 | 0
[9 empty] | 2015-11-27 | 2016 | 15-16 | 0 | 0 | 0 | 0 | 0 | 0 | 0 | 0 | 593241 | 120275 | 138541 | 858646 | 0 | 0 | 0 | 0 | 0 | 0 | 0 | 0
[9 empty] | 2015-11-28 | 2016 | 15-16 | 0 | 0 | 0 | 0 | 0 | 0 | 0 | 0 | 593241 | 120275 | 138541 | 858646 | 0 | 0 | 0 | 0 | 0 | 0 | 0 | 0
[9 empty] | 2015-11-29 | 2016 | 15-16 | 0 | 0 | 0 | 0 | 0 | 0 | 0 | 0 | 593241 | 120275 | 138541 | 858646 | 0 | 0 | 0 | 0 | 0 | 0 | 0 | 0
[9 empty] | 2015-11-30 | 2016 | 15-16 | 0 | 0 | 0 | 0 | 0 | 0 | 0 | 0 | 593241 | 120275 | 138541 | 858646 | 0 | 0 | 0 | 0 | 0 | 0 | 0 | 0
[9 empty] | 2015-12-01 | 2016 | 15-16 | 0 | 0 | 0 | 0 | 0 | 0 | 0 | 0 | 593241 | 120275 | 138541 | 858646 | 0 | 0 | 0 | 0 | 0 | 0 | 0 | 0
[9 empty] | 2015-12-02 | 2016 | 15-16 | 0 | 0 | 0 | 0 | 0 | 0 | 0 | 0 | 593241 | 120275 | 138541 | 858646 | 0 | 0 | 0 | 0 | 0 | 0 | 0 | 0
[9 empty] | 2015-12-03 | 2016 | 15-16 | 0 | 0 | 0 | 0 | 0 | 0 | 0 | 0 | 593241 | 120275 | 138541 | 858646 | 0 | 0 | 0 | 0 | 0 | 0 | 0 | 0
[9 empty] | 2015-12-04 | 2016 | 15-16 | 0 | 0 | 0 | 0 | 0 | 0 | 0 | 0 | 593241 | 120275 | 138541 | 858646 | 0 | 0 | 0 | 0 | 0 | 0 | 0 | 0
[9 empty] | 2015-12-05 | 2016 | 15-16 | 0 | 0 | 0 | 0 | 0 | 0 | 0 | 0 | 593241 | 120275 | 138541 | 858646 | 0 | 0 | 0 | 0 | 0 | 0 | 0 | 0
[9 empty] | 2015-12-06 | 2016 | 15-16 | 0 | 0 | 0 | 0 | 0 | 0 | 0 | 0 | 593241 | 120275 | 138541 | 858646 | 0 | 0 | 0 | 0 | 0 | 0 | 0 | 0
[9 empty] | 2015-12-07 | 2016 | 15-16 | 0 | 0 | 0 | 0 | 0 | 0 | 0 | 0 | 593241 | 120275 | 138541 | 858646 | 0 | 0 | 0 | 0 | 0 | 0 | 0 | 0
[9 empty] | 2015-12-08 | 2016 | 15-16 | 0 | 0 | 6594 | 6594 | 0 | 0 | 31 | 31 | 593241 | 120275 | 138541 | 858646 | 0 | 0 | 0.047596 | 0.0076795 | 0 | 0 | 0.00022376 | 3.6103e-05
[9 empty] | 2015-12-09 | 2016 | 15-16 | 0 | 0 | 0 | 0 | 0 | 0 | 0 | 0 | 593241 | 120275 | 138541 | 858646 | 0 | 0 | 0 | 0 | 0 | 0 | 0 | 0
[9 empty] | 2015-12-10 | 2016 | 15-16 | 0 | 0 | 0 | 0 | 0 | 0 | 0 | 0 | 593241 | 120275 | 138541 | 858646 | 0 | 0 | 0 | 0 | 0 | 0 | 0 | 0
[9 empty] | 2015-12-11 | 2016 | 15-16 | 0 | 0 | 44403 | 44403 | 0 | 0 | 285 | 285 | 593241 | 120275 | 138541 | 858646 | 0 | 0 | 0.3205 | 0.051713 | 0 | 0 | 0.0020572 | 0.00033192
[9 empty] | 2015-12-12 | 2016 | 15-16 | 0 | 0 | 0 | 0 | 0 | 0 | 0 | 0 | 593241 | 120275 | 138541 | 858646 | 0 | 0 | 0 | 0 | 0 | 0 | 0 | 0
[9 empty] | 2015-12-13 | 2016 | 15-16 | 0 | 0 | 0 | 0 | 0 | 0 | 0 | 0 | 593241 | 120275 | 138541 | 858646 | 0 | 0 | 0 | 0 | 0 | 0 | 0 | 0
[9 empty] | 2015-12-14 | 2016 | 15-16 | 0 | 0 | 0 | 0 | 0 | 0 | 0 | 0 | 593241 | 120275 | 138541 | 858646 | 0 | 0 | 0 | 0 | 0 | 0 | 0 | 0
[9 empty] | 2015-12-15 | 2016 | 15-16 | 0 | 0 | 0 | 0 | 0 | 0 | 0 | 0 | 593241 | 120275 | 138541 | 858646 | 0 | 0 | 0 | 0 | 0 | 0 | 0 | 0
[9 empty] | 2015-12-16 | 2016 | 15-16 | 0 | 0 | 0 | 0 | 0 | 0 | 0 | 0 | 593241 | 120275 | 138541 | 858646 | 0 | 0 | 0 | 0 | 0 | 0 | 0 | 0
[9 empty] | 2015-12-17 | 2016 | 15-16 | 0 | 0 | 0 | 0 | 0 | 0 | 0 | 0 | 593241 | 120275 | 138541 | 858646 | 0 | 0 | 0 | 0 | 0 | 0 | 0 | 0
[9 empty] | 2015-12-18 | 2016 | 15-16 | 0 | 0 | 0 | 0 | 0 | 0 | 0 | 0 | 593241 | 120275 | 138541 | 858646 | 0 | 0 | 0 | 0 | 0 | 0 | 0 | 0
[9 empty] | 2015-12-19 | 2016 | 15-16 | 0 | 0 | 0 | 0 | 0 | 0 | 0 | 0 | 593241 | 120275 | 138541 | 858646 | 0 | 0 | 0 | 0 | 0 | 0 | 0 | 0
[9 empty] | 2015-12-20 | 2016 | 15-16 | 0 | 0 | 0 | 0 | 0 | 0 | 0 | 0 | 593241 | 120275 | 138541 | 858646 | 0 | 0 | 0 | 0 | 0 | 0 | 0 | 0
[9 empty] | 2015-12-21 | 2016 | 15-16 | 0 | 0 | 0 | 0 | 0 | 0 | 0 | 0 | 593241 | 120275 | 138541 | 858646 | 0 | 0 | 0 | 0 | 0 | 0 | 0 | 0
[9 empty] | 2015-12-22 | 2016 | 15-16 | 0 | 0 | 0 | 0 | 0 | 0 | 0 | 0 | 593241 | 120275 | 138541 | 858646 | 0 | 0 | 0 | 0 | 0 | 0 | 0 | 0
[9 empty] | 2015-12-23 | 2016 | 15-16 | 0 | 0 | 0 | 0 | 0 | 0 | 0 | 0 | 593241 | 120275 | 138541 | 858646 | 0 | 0 | 0 | 0 | 0 | 0 | 0 | 0
[9 empty] | 2015-12-24 | 2016 | 15-16 | 0 | 0 | 0 | 0 | 0 | 0 | 0 | 0 | 593241 | 120275 | 138541 | 858646 | 0 | 0 | 0 | 0 | 0 | 0 | 0 | 0
[9 empty] | 2015-12-25 | 2016 | 15-16 | 0 | 0 | 0 | 0 | 0 | 0 | 0 | 0 | 593241 | 120275 | 138541 | 858646 | 0 | 0 | 0 | 0 | 0 | 0 | 0 | 0
[9 empty] | 2015-12-26 | 2016 | 15-16 | 0 | 0 | 0 | 0 | 0 | 0 | 0 | 0 | 593241 | 120275 | 138541 | 858646 | 0 | 0 | 0 | 0 | 0 | 0 | 0 | 0
[9 empty] | 2015-12-27 | 2016 | 15-16 | 0 | 0 | 0 | 0 | 0 | 0 | 0 | 0 | 593241 | 120275 | 138541 | 858646 | 0 | 0 | 0 | 0 | 0 | 0 | 0 | 0
[9 empty] | 2015-12-28 | 2016 | 15-16 | 0 | 0 | 8111.25 | 8111.25 | 0 | 0 | 167 | 167 | 593241 | 120275 | 138541 | 858646 | 0 | 0 | 0.058548 | 0.0094466 | 0 | 0 | 0.0012054 | 0.00019449
[9 empty] | 2015-12-29 | 2016 | 15-16 | 0 | 0 | 0 | 0 | 0 | 0 | 0 | 0 | 593241 | 120275 | 138541 | 858646 | 0 | 0 | 0 | 0 | 0 | 0 | 0 | 0
[9 empty] | 2015-12-30 | 2016 | 15-16 | 0 | 0 | 0 | 0 | 0 | 0 | 0 | 0 | 593241 | 120275 | 138541 | 858646 | 0 | 0 | 0 | 0 | 0 | 0 | 0 | 0
[9 empty] | 2015-12-31 | 2016 | 15-16 | 0 | 0 | 0 | 0 | 0 | 0 | 0 | 0 | 593241 | 120275 | 138541 | 858646 | 0 | 0 | 0 | 0 | 0 | 0 | 0 | 0
[9 empty] | 2016-01-01 | 2016 | 15-16 | 0 | 0 | 0 | 0 | 0 | 0 | 0 | 0 | 593241 | 120275 | 138541 | 858646 | 0 | 0 | 0 | 0 | 0 | 0 | 0 | 0
[9 empty] | 2016-01-02 | 2016 | 15-16 | 0 | 0 | 0 | 0 | 0 | 0 | 0 | 0 | 593241 | 120275 | 138541 | 858646 | 0 | 0 | 0 | 0 | 0 | 0 | 0 | 0
[9 empty] | 2016-01-03 | 2016 | 15-16 | 0 | 0 | 0 | 0 | 0 | 0 | 0 | 0 | 593241 | 120275 | 138541 | 858646 | 0 | 0 | 0 | 0 | 0 | 0 | 0 | 0
[9 empty] | 2016-01-04 | 2016 | 15-16 | 0 | 0 | 0 | 0 | 0 | 0 | 0 | 0 | 593241 | 120275 | 138541 | 858646 | 0 | 0 | 0 | 0 | 0 | 0 | 0 | 0
[9 empty] | 2016-01-05 | 2016 | 15-16 | 0 | 0 | 0 | 0 | 0 | 0 | 0 | 0 | 593241 | 120275 | 138541 | 858646 | 0 | 0 | 0 | 0 | 0 | 0 | 0 | 0
[9 empty] | 2016-01-06 | 2016 | 15-16 | 0 | 0 | 0 | 0 | 0 | 0 | 0 | 0 | 593241 | 120275 | 138541 | 858646 | 0 | 0 | 0 | 0 | 0 | 0 | 0 | 0
[9 empty] | 2016-01-07 | 2016 | 15-16 | 0 | 0 | 0 | 0 | 0 | 0 | 0 | 0 | 593241 | 120275 | 138541 | 858646 | 0 | 0 | 0 | 0 | 0 | 0 | 0 | 0
[9 empty] | 2016-01-08 | 2016 | 15-16 | 0 | 0 | 0 | 0 | 0 | 0 | 0 | 0 | 593241 | 120275 | 138541 | 858646 | 0 | 0 | 0 | 0 | 0 | 0 | 0 | 0
[9 empty] | 2016-01-09 | 2016 | 15-16 | 0 | 0 | 0 | 0 | 0 | 0 | 0 | 0 | 593241 | 120275 | 138541 | 858646 | 0 | 0 | 0 | 0 | 0 | 0 | 0 | 0
[9 empty] | 2016-01-10 | 2016 | 15-16 | 0 | 0 | 0 | 0 | 0 | 0 | 0 | 0 | 593241 | 120275 | 138541 | 858646 | 0 | 0 | 0 | 0 | 0 | 0 | 0 | 0
[9 empty] | 2016-01-11 | 2016 | 15-16 | 0 | 0 | 3402.0004 | 3402.0004 | 0 | 0 | 28 | 28 | 593241 | 120275 | 138541 | 858646 | 0 | 0 | 0.024556 | 0.0039621 | 0 | 0 | 0.00020211 | 3.2609e-05
[9 empty] | 2016-01-12 | 2016 | 15-16 | 0 | 0 | 0 | 0 | 0 | 0 | 0 | 0 | 593241 | 120275 | 138541 | 858646 | 0 | 0 | 0 | 0 | 0 | 0 | 0 | 0
[9 empty] | 2016-01-13 | 2016 | 15-16 | 0 | 0 | 0 | 0 | 0 | 0 | 0 | 0 | 593241 | 120275 | 138541 | 858646 | 0 | 0 | 0 | 0 | 0 | 0 | 0 | 0
[9 empty] | 2016-01-14 | 2016 | 15-16 | 0 | 0 | 0 | 0 | 0 | 0 | 0 | 0 | 593241 | 120275 | 138541 | 858646 | 0 | 0 | 0 | 0 | 0 | 0 | 0 | 0
[9 empty] | 2016-01-15 | 2016 | 15-16 | 0 | 0 | 0 | 0 | 0 | 0 | 0 | 0 | 593241 | 120275 | 138541 | 858646 | 0 | 0 | 0 | 0 | 0 | 0 | 0 | 0
[9 empty] | 2016-01-16 | 2016 | 15-16 | 0 | 0 | 0 | 0 | 0 | 0 | 0 | 0 | 593241 | 120275 | 138541 | 858646 | 0 | 0 | 0 | 0 | 0 | 0 | 0 | 0
[9 empty] | 2016-01-17 | 2016 | 15-16 | 0 | 0 | 0 | 0 | 0 | 0 | 0 | 0 | 593241 | 120275 | 138541 | 858646 | 0 | 0 | 0 | 0 | 0 | 0 | 0 | 0
[9 empty] | 2016-01-18 | 2016 | 15-16 | 0 | 0 | 0 | 0 | 0 | 0 | 0 | 0 | 593241 | 120275 | 138541 | 858646 | 0 | 0 | 0 | 0 | 0 | 0 | 0 | 0
[9 empty] | 2016-01-19 | 2016 | 15-16 | 0 | 0 | 0 | 0 | 0 | 0 | 0 | 0 | 593241 | 120275 | 138541 | 858646 | 0 | 0 | 0 | 0 | 0 | 0 | 0 | 0
[9 empty] | 2016-01-20 | 2016 | 15-16 | 0 | 0 | 0 | 0 | 0 | 0 | 0 | 0 | 593241 | 120275 | 138541 | 858646 | 0 | 0 | 0 | 0 | 0 | 0 | 0 | 0
[9 empty] | 2016-01-21 | 2016 | 15-16 | 0 | 0 | 0 | 0 | 0 | 0 | 0 | 0 | 593241 | 120275 | 138541 | 858646 | 0 | 0 | 0 | 0 | 0 | 0 | 0 | 0
[9 empty] | 2016-01-22 | 2016 | 15-16 | 0 | 0 | 222208.8039 | 222208.8039 | 0 | 0 | 826 | 826 | 593241 | 120275 | 138541 | 858646 | 0 | 0 | 1.6039 | 0.25879 | 0 | 0 | 0.0059621 | 0.00096198
[9 empty] | 2016-01-23 | 2016 | 15-16 | 0 | 0 | 0 | 0 | 0 | 0 | 0 | 0 | 593241 | 120275 | 138541 | 858646 | 0 | 0 | 0 | 0 | 0 | 0 | 0 | 0
[9 empty] | 2016-01-24 | 2016 | 15-16 | 0 | 0 | 0 | 0 | 0 | 0 | 0 | 0 | 593241 | 120275 | 138541 | 858646 | 0 | 0 | 0 | 0 | 0 | 0 | 0 | 0
[9 empty] | 2016-01-25 | 2016 | 15-16 | 0 | 0 | 0 | 0 | 0 | 0 | 0 | 0 | 593241 | 120275 | 138541 | 858646 | 0 | 0 | 0 | 0 | 0 | 0 | 0 | 0
[9 empty] | 2016-01-26 | 2016 | 15-16 | 0 | 0 | 0 | 0 | 0 | 0 | 0 | 0 | 593241 | 120275 | 138541 | 858646 | 0 | 0 | 0 | 0 | 0 | 0 | 0 | 0
[9 empty] | 2016-01-27 | 2016 | 15-16 | 0 | 0 | 0 | 0 | 0 | 0 | 0 | 0 | 593241 | 120275 | 138541 | 858646 | 0 | 0 | 0 | 0 | 0 | 0 | 0 | 0
[9 empty] | 2016-01-28 | 2016 | 15-16 | 0 | 0 | 0 | 0 | 0 | 0 | 0 | 0 | 593241 | 120275 | 138541 | 858646 | 0 | 0 | 0 | 0 | 0 | 0 | 0 | 0
[9 empty] | 2016-01-29 | 2016 | 15-16 | 0 | 0 | 0 | 0 | 0 | 0 | 0 | 0 | 593241 | 120275 | 138541 | 858646 | 0 | 0 | 0 | 0 | 0 | 0 | 0 | 0
[9 empty] | 2016-01-30 | 2016 | 15-16 | 0 | 0 | 4162.5 | 4162.5 | 0 | 0 | 167 | 167 | 593241 | 120275 | 138541 | 858646 | 0 | 0 | 0.030045 | 0.0048477 | 0 | 0 | 0.0012054 | 0.00019449
[9 empty] | 2016-01-31 | 2016 | 15-16 | 0 | 0 | 0 | 0 | 0 | 0 | 0 | 0 | 593241 | 120275 | 138541 | 858646 | 0 | 0 | 0 | 0 | 0 | 0 | 0 | 0
[9 empty] | 2016-02-01 | 2016 | 15-16 | 0 | 0 | 0 | 0 | 0 | 0 | 0 | 0 | 593241 | 120275 | 138541 | 858646 | 0 | 0 | 0 | 0 | 0 | 0 | 0 | 0
[9 empty] | 2016-02-02 | 2016 | 15-16 | 0 | 0 | 0 | 0 | 0 | 0 | 0 | 0 | 593241 | 120275 | 138541 | 858646 | 0 | 0 | 0 | 0 | 0 | 0 | 0 | 0
[9 empty] | 2016-02-03 | 2016 | 15-16 | 0 | 0 | 0 | 0 | 0 | 0 | 0 | 0 | 593241 | 120275 | 138541 | 858646 | 0 | 0 | 0 | 0 | 0 | 0 | 0 | 0
[9 empty] | 2016-02-04 | 2016 | 15-16 | 0 | 0 | 0 | 0 | 0 | 0 | 0 | 0 | 593241 | 120275 | 138541 | 858646 | 0 | 0 | 0 | 0 | 0 | 0 | 0 | 0
[9 empty] | 2016-02-05 | 2016 | 15-16 | 0 | 0 | 0 | 0 | 0 | 0 | 0 | 0 | 593241 | 120275 | 138541 | 858646 | 0 | 0 | 0 | 0 | 0 | 0 | 0 | 0
[9 empty] | 2016-02-06 | 2016 | 15-16 | 0 | 0 | 0 | 0 | 0 | 0 | 0 | 0 | 593241 | 120275 | 138541 | 858646 | 0 | 0 | 0 | 0 | 0 | 0 | 0 | 0
[9 empty] | 2016-02-07 | 2016 | 15-16 | 0 | 0 | 0 | 0 | 0 | 0 | 0 | 0 | 593241 | 120275 | 138541 | 858646 | 0 | 0 | 0 | 0 | 0 | 0 | 0 | 0
[9 empty] | 2016-02-08 | 2016 | 15-16 | 0 | 0 | 0 | 0 | 0 | 0 | 0 | 0 | 593241 | 120275 | 138541 | 858646 | 0 | 0 | 0 | 0 | 0 | 0 | 0 | 0
[9 empty] | 2016-02-09 | 2016 | 15-16 | 0 | 0 | 0 | 0 | 0 | 0 | 0 | 0 | 593241 | 120275 | 138541 | 858646 | 0 | 0 | 0 | 0 | 0 | 0 | 0 | 0
[9 empty] | 2016-02-10 | 2016 | 15-16 | 0 | 0 | 3547.5 | 3547.5 | 0 | 0 | 167 | 167 | 593241 | 120275 | 138541 | 858646 | 0 | 0 | 0.025606 | 0.0041315 | 0 | 0 | 0.0012054 | 0.00019449
[9 empty] | 2016-02-11 | 2016 | 15-16 | 0 | 0 | 0 | 0 | 0 | 0 | 0 | 0 | 593241 | 120275 | 138541 | 858646 | 0 | 0 | 0 | 0 | 0 | 0 | 0 | 0
[9 empty] | 2016-02-12 | 2016 | 15-16 | 0 | 0 | 0 | 0 | 0 | 0 | 0 | 0 | 593241 | 120275 | 138541 | 858646 | 0 | 0 | 0 | 0 | 0 | 0 | 0 | 0
[9 empty] | 2016-02-13 | 2016 | 15-16 | 0 | 0 | 0 | 0 | 0 | 0 | 0 | 0 | 593241 | 120275 | 138541 | 858646 | 0 | 0 | 0 | 0 | 0 | 0 | 0 | 0
[9 empty] | 2016-02-14 | 2016 | 15-16 | 0 | 0 | 0 | 0 | 0 | 0 | 0 | 0 | 593241 | 120275 | 138541 | 858646 | 0 | 0 | 0 | 0 | 0 | 0 | 0 | 0
[9 empty] | 2016-02-15 | 2016 | 15-16 | 0 | 0 | 0 | 0 | 0 | 0 | 0 | 0 | 593241 | 120275 | 138541 | 858646 | 0 | 0 | 0 | 0 | 0 | 0 | 0 | 0
[9 empty] | 2016-02-16 | 2016 | 15-16 | 0 | 0 | 0 | 0 | 0 | 0 | 0 | 0 | 593241 | 120275 | 138541 | 858646 | 0 | 0 | 0 | 0 | 0 | 0 | 0 | 0
[9 empty] | 2016-02-17 | 2016 | 15-16 | 0 | 0 | 0 | 0 | 0 | 0 | 0 | 0 | 593241 | 120275 | 138541 | 858646 | 0 | 0 | 0 | 0 | 0 | 0 | 0 | 0
[9 empty] | 2016-02-18 | 2016 | 15-16 | 0 | 0 | 0 | 0 | 0 | 0 | 0 | 0 | 593241 | 120275 | 138541 | 858646 | 0 | 0 | 0 | 0 | 0 | 0 | 0 | 0
[9 empty] | 2016-02-19 | 2016 | 15-16 | 0 | 0 | 0 | 0 | 0 | 0 | 0 | 0 | 593241 | 120275 | 138541 | 858646 | 0 | 0 | 0 | 0 | 0 | 0 | 0 | 0
[9 empty] | 2016-02-20 | 2016 | 15-16 | 0 | 0 | 0 | 0 | 0 | 0 | 0 | 0 | 593241 | 120275 | 138541 | 858646 | 0 | 0 | 0 | 0 | 0 | 0 | 0 | 0
[9 empty] | 2016-02-21 | 2016 | 15-16 | 0 | 0 | 0 | 0 | 0 | 0 | 0 | 0 | 593241 | 120275 | 138541 | 858646 | 0 | 0 | 0 | 0 | 0 | 0 | 0 | 0
[9 empty] | 2016-02-22 | 2016 | 15-16 | 0 | 0 | 0 | 0 | 0 | 0 | 0 | 0 | 593241 | 120275 | 138541 | 858646 | 0 | 0 | 0 | 0 | 0 | 0 | 0 | 0
[9 empty] | 2016-02-23 | 2016 | 15-16 | 0 | 0 | 0 | 0 | 0 | 0 | 0 | 0 | 593241 | 120275 | 138541 | 858646 | 0 | 0 | 0 | 0 | 0 | 0 | 0 | 0
[9 empty] | 2016-02-24 | 2016 | 15-16 | 0 | 0 | 0 | 0 | 0 | 0 | 0 | 0 | 593241 | 120275 | 138541 | 858646 | 0 | 0 | 0 | 0 | 0 | 0 | 0 | 0
[9 empty] | 2016-02-25 | 2016 | 15-16 | 0 | 0 | 0 | 0 | 0 | 0 | 0 | 0 | 593241 | 120275 | 138541 | 858646 | 0 | 0 | 0 | 0 | 0 | 0 | 0 | 0
[9 empty] | 2016-02-26 | 2016 | 15-16 | 0 | 0 | 0 | 0 | 0 | 0 | 0 | 0 | 593241 | 120275 | 138541 | 858646 | 0 | 0 | 0 | 0 | 0 | 0 | 0 | 0
[9 empty] | 2016-02-27 | 2016 | 15-16 | 0 | 0 | 0 | 0 | 0 | 0 | 0 | 0 | 593241 | 120275 | 138541 | 858646 | 0 | 0 | 0 | 0 | 0 | 0 | 0 | 0
[9 empty] | 2016-02-28 | 2016 | 15-16 | 0 | 0 | 0 | 0 | 0 | 0 | 0 | 0 | 593241 | 120275 | 138541 | 858646 | 0 | 0 | 0 | 0 | 0 | 0 | 0 | 0
[9 empty] | 2016-02-29 | 2016 | 15-16 | 0 | 0 | 0 | 0 | 0 | 0 | 0 | 0 | 593241 | 120275 | 138541 | 858646 | 0 | 0 | 0 | 0 | 0 | 0 | 0 | 0
[9 empty] | 2016-03-01 | 2016 | 15-16 | 0 | 0 | 0 | 0 | 0 | 0 | 0 | 0 | 593241 | 120275 | 138541 | 858646 | 0 | 0 | 0 | 0 | 0 | 0 | 0 | 0
[9 empty] | 2016-03-02 | 2016 | 15-16 | 0 | 0 | 0 | 0 | 0 | 0 | 0 | 0 | 593241 | 120275 | 138541 | 858646 | 0 | 0 | 0 | 0 | 0 | 0 | 0 | 0
[9 empty] | 2016-03-03 | 2016 | 15-16 | 0 | 0 | 0 | 0 | 0 | 0 | 0 | 0 | 593241 | 120275 | 138541 | 858646 | 0 | 0 | 0 | 0 | 0 | 0 | 0 | 0
[9 empty] | 2016-03-04 | 2016 | 15-16 | 0 | 0 | 0 | 0 | 0 | 0 | 0 | 0 | 593241 | 120275 | 138541 | 858646 | 0 | 0 | 0 | 0 | 0 | 0 | 0 | 0
[9 empty] | 2016-03-05 | 2016 | 15-16 | 0 | 0 | 0 | 0 | 0 | 0 | 0 | 0 | 593241 | 120275 | 138541 | 858646 | 0 | 0 | 0 | 0 | 0 | 0 | 0 | 0
[9 empty] | 2016-03-06 | 2016 | 15-16 | 0 | 0 | 0 | 0 | 0 | 0 | 0 | 0 | 593241 | 120275 | 138541 | 858646 | 0 | 0 | 0 | 0 | 0 | 0 | 0 | 0
[9 empty] | 2016-03-07 | 2016 | 15-16 | 0 | 0 | 0 | 0 | 0 | 0 | 0 | 0 | 593241 | 120275 | 138541 | 858646 | 0 | 0 | 0 | 0 | 0 | 0 | 0 | 0
[9 empty] | 2016-03-08 | 2016 | 15-16 | 0 | 0 | 0 | 0 | 0 | 0 | 0 | 0 | 593241 | 120275 | 138541 | 858646 | 0 | 0 | 0 | 0 | 0 | 0 | 0 | 0
[9 empty] | 2016-03-09 | 2016 | 15-16 | 0 | 0 | 0 | 0 | 0 | 0 | 0 | 0 | 593241 | 120275 | 138541 | 858646 | 0 | 0 | 0 | 0 | 0 | 0 | 0 | 0
[9 empty] | 2016-03-10 | 2016 | 15-16 | 0 | 0 | 0 | 0 | 0 | 0 | 0 | 0 | 593241 | 120275 | 138541 | 858646 | 0 | 0 | 0 | 0 | 0 | 0 | 0 | 0
[9 empty] | 2016-03-11 | 2016 | 15-16 | 0 | 0 | 0 | 0 | 0 | 0 | 0 | 0 | 593241 | 120275 | 138541 | 858646 | 0 | 0 | 0 | 0 | 0 | 0 | 0 | 0
[9 empty] | 2016-03-12 | 2016 | 15-16 | 0 | 0 | 0 | 0 | 0 | 0 | 0 | 0 | 593241 | 120275 | 138541 | 858646 | 0 | 0 | 0 | 0 | 0 | 0 | 0 | 0
[9 empty] | 2016-03-13 | 2016 | 15-16 | 0 | 0 | 0 | 0 | 0 | 0 | 0 | 0 | 593241 | 120275 | 138541 | 858646 | 0 | 0 | 0 | 0 | 0 | 0 | 0 | 0
[9 empty] | 2016-03-14 | 2016 | 15-16 | 0 | 0 | 0 | 0 | 0 | 0 | 0 | 0 | 593241 | 120275 | 138541 | 858646 | 0 | 0 | 0 | 0 | 0 | 0 | 0 | 0
[9 empty] | 2016-03-15 | 2016 | 15-16 | 0 | 0 | 0 | 0 | 0 | 0 | 0 | 0 | 593241 | 120275 | 138541 | 858646 | 0 | 0 | 0 | 0 | 0 | 0 | 0 | 0
[9 empty] | 2016-03-16 | 2016 | 15-16 | 0 | 0 | 0 | 0 | 0 | 0 | 0 | 0 | 593241 | 120275 | 138541 | 858646 | 0 | 0 | 0 | 0 | 0 | 0 | 0 | 0
[9 empty] | 2016-03-17 | 2016 | 15-16 | 0 | 0 | 0 | 0 | 0 | 0 | 0 | 0 | 593241 | 120275 | 138541 | 858646 | 0 | 0 | 0 | 0 | 0 | 0 | 0 | 0
[9 empty] | 2016-03-18 | 2016 | 15-16 | 0 | 0 | 0 | 0 | 0 | 0 | 0 | 0 | 593241 | 120275 | 138541 | 858646 | 0 | 0 | 0 | 0 | 0 | 0 | 0 | 0
[9 empty] | 2016-03-19 | 2016 | 15-16 | 0 | 0 | 0 | 0 | 0 | 0 | 0 | 0 | 593241 | 120275 | 138541 | 858646 | 0 | 0 | 0 | 0 | 0 | 0 | 0 | 0
[9 empty] | 2016-03-20 | 2016 | 15-16 | 0 | 0 | 0 | 0 | 0 | 0 | 0 | 0 | 593241 | 120275 | 138541 | 858646 | 0 | 0 | 0 | 0 | 0 | 0 | 0 | 0
[9 empty] | 2016-03-21 | 2016 | 15-16 | 0 | 0 | 0 | 0 | 0 | 0 | 0 | 0 | 593241 | 120275 | 138541 | 858646 | 0 | 0 | 0 | 0 | 0 | 0 | 0 | 0
[9 empty] | 2016-03-22 | 2016 | 15-16 | 0 | 0 | 0 | 0 | 0 | 0 | 0 | 0 | 593241 | 120275 | 138541 | 858646 | 0 | 0 | 0 | 0 | 0 | 0 | 0 | 0
[9 empty] | 2016-03-23 | 2016 | 15-16 | 0 | 0 | 0 | 0 | 0 | 0 | 0 | 0 | 593241 | 120275 | 138541 | 858646 | 0 | 0 | 0 | 0 | 0 | 0 | 0 | 0
[9 empty] | 2016-03-24 | 2016 | 15-16 | 0 | 0 | 0 | 0 | 0 | 0 | 0 | 0 | 593241 | 120275 | 138541 | 858646 | 0 | 0 | 0 | 0 | 0 | 0 | 0 | 0
[9 empty] | 2016-03-25 | 2016 | 15-16 | 0 | 0 | 0 | 0 | 0 | 0 | 0 | 0 | 593241 | 120275 | 138541 | 858646 | 0 | 0 | 0 | 0 | 0 | 0 | 0 | 0
[9 empty] | 2016-03-26 | 2016 | 15-16 | 0 | 0 | 0 | 0 | 0 | 0 | 0 | 0 | 593241 | 120275 | 138541 | 858646 | 0 | 0 | 0 | 0 | 0 | 0 | 0 | 0
[9 empty] | 2016-03-27 | 2016 | 15-16 | 0 | 0 | 0 | 0 | 0 | 0 | 0 | 0 | 593241 | 120275 | 138541 | 858646 | 0 | 0 | 0 | 0 | 0 | 0 | 0 | 0
[9 empty] | 2016-03-28 | 2016 | 15-16 | 0 | 0 | 0 | 0 | 0 | 0 | 0 | 0 | 593241 | 120275 | 138541 | 858646 | 0 | 0 | 0 | 0 | 0 | 0 | 0 | 0
[9 empty] | 2016-03-29 | 2016 | 15-16 | 0 | 0 | 0 | 0 | 0 | 0 | 0 | 0 | 593241 | 120275 | 138541 | 858646 | 0 | 0 | 0 | 0 | 0 | 0 | 0 | 0
[9 empty] | 2016-03-30 | 2016 | 15-16 | 0 | 0 | 0 | 0 | 0 | 0 | 0 | 0 | 593241 | 120275 | 138541 | 858646 | 0 | 0 | 0 | 0 | 0 | 0 | 0 | 0
[9 empty] | 2016-03-31 | 2016 | 15-16 | 0 | 0 | 0 | 0 | 0 | 0 | 0 | 0 | 593241 | 120275 | 138541 | 858646 | 0 | 0 | 0 | 0 | 0 | 0 | 0 | 0
[9 empty] | 2016-04-01 | 2016 | 15-16 | 0 | 0 | 0 | 0 | 0 | 0 | 0 | 0 | 593241 | 120275 | 138541 | 858646 | 0 | 0 | 0 | 0 | 0 | 0 | 0 | 0
[9 empty] | 2016-04-02 | 2016 | 15-16 | 0 | 0 | 0 | 0 | 0 | 0 | 0 | 0 | 593241 | 120275 | 138541 | 858646 | 0 | 0 | 0 | 0 | 0 | 0 | 0 | 0
[9 empty] | 2016-04-03 | 2016 | 15-16 | 0 | 0 | 0 | 0 | 0 | 0 | 0 | 0 | 593241 | 120275 | 138541 | 858646 | 0 | 0 | 0 | 0 | 0 | 0 | 0 | 0
[9 empty] | 2016-04-04 | 2016 | 15-16 | 0 | 0 | 0 | 0 | 0 | 0 | 0 | 0 | 593241 | 120275 | 138541 | 858646 | 0 | 0 | 0 | 0 | 0 | 0 | 0 | 0
[9 empty] | 2016-04-05 | 2016 | 15-16 | 0 | 0 | 0 | 0 | 0 | 0 | 0 | 0 | 593241 | 120275 | 138541 | 858646 | 0 | 0 | 0 | 0 | 0 | 0 | 0 | 0
[9 empty] | 2016-04-06 | 2016 | 15-16 | 0 | 0 | 0 | 0 | 0 | 0 | 0 | 0 | 593241 | 120275 | 138541 | 858646 | 0 | 0 | 0 | 0 | 0 | 0 | 0 | 0
[9 empty] | 2016-04-07 | 2016 | 15-16 | 0 | 0 | 0 | 0 | 0 | 0 | 0 | 0 | 593241 | 120275 | 138541 | 858646 | 0 | 0 | 0 | 0 | 0 | 0 | 0 | 0
[9 empty] | 2016-04-08 | 2016 | 15-16 | 0 | 0 | 0 | 0 | 0 | 0 | 0 | 0 | 593241 | 120275 | 138541 | 858646 | 0 | 0 | 0 | 0 | 0 | 0 | 0 | 0
[9 empty] | 2016-04-09 | 2016 | 15-16 | 0 | 0 | 0 | 0 | 0 | 0 | 0 | 0 | 593241 | 120275 | 138541 | 858646 | 0 | 0 | 0 | 0 | 0 | 0 | 0 | 0
[9 empty] | 2016-04-10 | 2016 | 15-16 | 0 | 0 | 0 | 0 | 0 | 0 | 0 | 0 | 593241 | 120275 | 138541 | 858646 | 0 | 0 | 0 | 0 | 0 | 0 | 0 | 0
[9 empty] | 2016-04-11 | 2016 | 15-16 | 0 | 0 | 0 | 0 | 0 | 0 | 0 | 0 | 593241 | 120275 | 138541 | 858646 | 0 | 0 | 0 | 0 | 0 | 0 | 0 | 0
[9 empty] | 2016-04-12 | 2016 | 15-16 | 0 | 0 | 0 | 0 | 0 | 0 | 0 | 0 | 593241 | 120275 | 138541 | 858646 | 0 | 0 | 0 | 0 | 0 | 0 | 0 | 0
[9 empty] | 2016-04-13 | 2016 | 15-16 | 0 | 0 | 0 | 0 | 0 | 0 | 0 | 0 | 593241 | 120275 | 138541 | 858646 | 0 | 0 | 0 | 0 | 0 | 0 | 0 | 0
[9 empty] | 2016-04-14 | 2016 | 15-16 | 0 | 0 | 0 | 0 | 0 | 0 | 0 | 0 | 593241 | 120275 | 138541 | 858646 | 0 | 0 | 0 | 0 | 0 | 0 | 0 | 0
[9 empty] | 2016-04-15 | 2016 | 15-16 | 0 | 0 | 0 | 0 | 0 | 0 | 0 | 0 | 593241 | 120275 | 138541 | 858646 | 0 | 0 | 0 | 0 | 0 | 0 | 0 | 0
[9 empty] | 2016-04-16 | 2016 | 15-16 | 0 | 0 | 0 | 0 | 0 | 0 | 0 | 0 | 593241 | 120275 | 138541 | 858646 | 0 | 0 | 0 | 0 | 0 | 0 | 0 | 0
[9 empty] | 2016-04-17 | 2016 | 15-16 | 0 | 0 | 0 | 0 | 0 | 0 | 0 | 0 | 593241 | 120275 | 138541 | 858646 | 0 | 0 | 0 | 0 | 0 | 0 | 0 | 0
[9 empty] | 2016-04-18 | 2016 | 15-16 | 0 | 0 | 0 | 0 | 0 | 0 | 0 | 0 | 593241 | 120275 | 138541 | 858646 | 0 | 0 | 0 | 0 | 0 | 0 | 0 | 0
[9 empty] | 2016-04-19 | 2016 | 15-16 | 0 | 0 | 0 | 0 | 0 | 0 | 0 | 0 | 593241 | 120275 | 138541 | 858646 | 0 | 0 | 0 | 0 | 0 | 0 | 0 | 0
[9 empty] | 2016-04-20 | 2016 | 15-16 | 0 | 0 | 0 | 0 | 0 | 0 | 0 | 0 | 593241 | 120275 | 138541 | 858646 | 0 | 0 | 0 | 0 | 0 | 0 | 0 | 0
[9 empty] | 2016-04-21 | 2016 | 15-16 | 0 | 0 | 0 | 0 | 0 | 0 | 0 | 0 | 593241 | 120275 | 138541 | 858646 | 0 | 0 | 0 | 0 | 0 | 0 | 0 | 0
[9 empty] | 2016-04-22 | 2016 | 15-16 | 0 | 0 | 0 | 0 | 0 | 0 | 0 | 0 | 593241 | 120275 | 138541 | 858646 | 0 | 0 | 0 | 0 | 0 | 0 | 0 | 0
[9 empty] | 2016-04-23 | 2016 | 15-16 | 0 | 0 | 0 | 0 | 0 | 0 | 0 | 0 | 593241 | 120275 | 138541 | 858646 | 0 | 0 | 0 | 0 | 0 | 0 | 0 | 0
[9 empty] | 2016-04-24 | 2016 | 15-16 | 0 | 0 | 0 | 0 | 0 | 0 | 0 | 0 | 593241 | 120275 | 138541 | 858646 | 0 | 0 | 0 | 0 | 0 | 0 | 0 | 0
[9 empty] | 2016-04-25 | 2016 | 15-16 | 0 | 0 | 0 | 0 | 0 | 0 | 0 | 0 | 593241 | 120275 | 138541 | 858646 | 0 | 0 | 0 | 0 | 0 | 0 | 0 | 0
[9 empty] | 2016-04-26 | 2016 | 15-16 | 0 | 0 | 0 | 0 | 0 | 0 | 0 | 0 | 593241 | 120275 | 138541 | 858646 | 0 | 0 | 0 | 0 | 0 | 0 | 0 | 0
[9 empty] | 2016-04-27 | 2016 | 15-16 | 0 | 0 | 0 | 0 | 0 | 0 | 0 | 0 | 593241 | 120275 | 138541 | 858646 | 0 | 0 | 0 | 0 | 0 | 0 | 0 | 0
[9 empty] | 2016-04-28 | 2016 | 15-16 | 0 | 0 | 0 | 0 | 0 | 0 | 0 | 0 | 593241 | 120275 | 138541 | 858646 | 0 | 0 | 0 | 0 | 0 | 0 | 0 | 0
[9 empty] | 2016-04-29 | 2016 | 15-16 | 0 | 0 | 0 | 0 | 0 | 0 | 0 | 0 | 593241 | 120275 | 138541 | 858646 | 0 | 0 | 0 | 0 | 0 | 0 | 0 | 0
[9 empty] | 2016-04-30 | 2016 | 15-16 | 0 | 0 | 0 | 0 | 0 | 0 | 0 | 0 | 593241 | 120275 | 138541 | 858646 | 0 | 0 | 0 | 0 | 0 | 0 | 0 | 0
[9 empty] | 2016-05-01 | 2016 | 15-16 | 0 | 0 | 0 | 0 | 0 | 0 | 0 | 0 | 593241 | 120275 | 138541 | 858646 | 0 | 0 | 0 | 0 | 0 | 0 | 0 | 0
[9 empty] | 2016-05-02 | 2016 | 15-16 | 0 | 0 | 0 | 0 | 0 | 0 | 0 | 0 | 593241 | 120275 | 138541 | 858646 | 0 | 0 | 0 | 0 | 0 | 0 | 0 | 0
[9 empty] | 2016-05-03 | 2016 | 15-16 | 0 | 0 | 0 | 0 | 0 | 0 | 0 | 0 | 593241 | 120275 | 138541 | 858646 | 0 | 0 | 0 | 0 | 0 | 0 | 0 | 0
[9 empty] | 2016-05-04 | 2016 | 15-16 | 0 | 0 | 0 | 0 | 0 | 0 | 0 | 0 | 593241 | 120275 | 138541 | 858646 | 0 | 0 | 0 | 0 | 0 | 0 | 0 | 0
[9 empty] | 2016-05-05 | 2016 | 15-16 | 0 | 0 | 0 | 0 | 0 | 0 | 0 | 0 | 593241 | 120275 | 138541 | 858646 | 0 | 0 | 0 | 0 | 0 | 0 | 0 | 0
[9 empty] | 2016-05-06 | 2016 | 15-16 | 0 | 0 | 0 | 0 | 0 | 0 | 0 | 0 | 593241 | 120275 | 138541 | 858646 | 0 | 0 | 0 | 0 | 0 | 0 | 0 | 0
[9 empty] | 2016-05-07 | 2016 | 15-16 | 0 | 0 | 0 | 0 | 0 | 0 | 0 | 0 | 593241 | 120275 | 138541 | 858646 | 0 | 0 | 0 | 0 | 0 | 0 | 0 | 0
[9 empty] | 2016-05-08 | 2016 | 15-16 | 0 | 0 | 0 | 0 | 0 | 0 | 0 | 0 | 593241 | 120275 | 138541 | 858646 | 0 | 0 | 0 | 0 | 0 | 0 | 0 | 0
[9 empty] | 2016-05-09 | 2016 |  | 0 | 0 | 0 | 0 | 0 | 0 | 0 | 0 | 593241 | 120275 | 138541 | 858646 | 0 | 0 | 0 | 0 | 0 | 0 | 0 | 0
[9 empty] | 2016-05-10 | 2016 | 15-16 | 0 | 0 | 0 | 0 | 0 | 0 | 0 | 0 | 593241 | 120275 | 138541 | 858646 | 0 | 0 | 0 | 0 | 0 | 0 | 0 | 0
[9 empty] | 2016-05-11 | 2016 | 15-16 | 0 | 0 | 0 | 0 | 0 | 0 | 0 | 0 | 593241 | 120275 | 138541 | 858646 | 0 | 0 | 0 | 0 | 0 | 0 | 0 | 0
[9 empty] | 2016-05-12 | 2016 | 15-16 | 0 | 0 | 0 | 0 | 0 | 0 | 0 | 0 | 593241 | 120275 | 138541 | 858646 | 0 | 0 | 0 | 0 | 0 | 0 | 0 | 0
[9 empty] | 2016-05-13 | 2016 | 15-16 | 0 | 0 | 0 | 0 | 0 | 0 | 0 | 0 | 593241 | 120275 | 138541 | 858646 | 0 | 0 | 0 | 0 | 0 | 0 | 0 | 0
[9 empty] | 2016-05-14 | 2016 | 15-16 | 0 | 0 | 0 | 0 | 0 | 0 | 0 | 0 | 593241 | 120275 | 138541 | 858646 | 0 | 0 | 0 | 0 | 0 | 0 | 0 | 0
[9 empty] | 2016-05-15 | 2016 | 15-16 | 0 | 0 | 0 | 0 | 0 | 0 | 0 | 0 | 593241 | 120275 | 138541 | 858646 | 0 | 0 | 0 | 0 | 0 | 0 | 0 | 0
[9 empty] | 2016-05-16 | 2016 | 15-16 | 0 | 0 | 0 | 0 | 0 | 0 | 0 | 0 | 593241 | 120275 | 138541 | 858646 | 0 | 0 | 0 | 0 | 0 | 0 | 0 | 0
[9 empty] | 2016-05-17 | 2016 | 15-16 | 0 | 0 | 0 | 0 | 0 | 0 | 0 | 0 | 593241 | 120275 | 138541 | 858646 | 0 | 0 | 0 | 0 | 0 | 0 | 0 | 0
[9 empty] | 2016-05-18 | 2016 | 15-16 | 0 | 0 | 0 | 0 | 0 | 0 | 0 | 0 | 593241 | 120275 | 138541 | 858646 | 0 | 0 | 0 | 0 | 0 | 0 | 0 | 0
[9 empty] | 2016-05-19 | 2016 | 15-16 | 0 | 0 | 0 | 0 | 0 | 0 | 0 | 0 | 593241 | 120275 | 138541 | 858646 | 0 | 0 | 0 | 0 | 0 | 0 | 0 | 0
[9 empty] | 2016-05-20 | 2016 | 15-16 | 0 | 0 | 0 | 0 | 0 | 0 | 0 | 0 | 593241 | 120275 | 138541 | 858646 | 0 | 0 | 0 | 0 | 0 | 0 | 0 | 0
[9 empty] | 2016-05-21 | 2016 | 15-16 | 0 | 0 | 0 | 0 | 0 | 0 | 0 | 0 | 593241 | 120275 | 138541 | 858646 | 0 | 0 | 0 | 0 | 0 | 0 | 0 | 0
[9 empty] | 2016-05-22 | 2016 | 15-16 | 0 | 0 | 0 | 0 | 0 | 0 | 0 | 0 | 593241 | 120275 | 138541 | 858646 | 0 | 0 | 0 | 0 | 0 | 0 | 0 | 0
[9 empty] | 2016-05-23 | 2016 | 15-16 | 0 | 0 | 0 | 0 | 0 | 0 | 0 | 0 | 593241 | 120275 | 138541 | 858646 | 0 | 0 | 0 | 0 | 0 | 0 | 0 | 0
[9 empty] | 2016-05-24 | 2016 | 15-16 | 0 | 0 | 0 | 0 | 0 | 0 | 0 | 0 | 593241 | 120275 | 138541 | 858646 | 0 | 0 | 0 | 0 | 0 | 0 | 0 | 0
[9 empty] | 2016-05-25 | 2016 | 15-16 | 0 | 0 | 0 | 0 | 0 | 0 | 0 | 0 | 593241 | 120275 | 138541 | 858646 | 0 | 0 | 0 | 0 | 0 | 0 | 0 | 0
[9 empty] | 2016-05-26 | 2016 | 15-16 | 0 | 0 | 0 | 0 | 0 | 0 | 0 | 0 | 593241 | 120275 | 138541 | 858646 | 0 | 0 | 0 | 0 | 0 | 0 | 0 | 0
[9 empty] | 2016-05-27 | 2016 | 15-16 | 0 | 0 | 0 | 0 | 0 | 0 | 0 | 0 | 593241 | 120275 | 138541 | 858646 | 0 | 0 | 0 | 0 | 0 | 0 | 0 | 0
[9 empty] | 2016-05-28 | 2016 | 15-16 | 0 | 0 | 0 | 0 | 0 | 0 | 0 | 0 | 593241 | 120275 | 138541 | 858646 | 0 | 0 | 0 | 0 | 0 | 0 | 0 | 0
[9 empty] | 2016-05-29 | 2016 | 15-16 | 0 | 0 | 0 | 0 | 0 | 0 | 0 | 0 | 593241 | 120275 | 138541 | 858646 | 0 | 0 | 0 | 0 | 0 | 0 | 0 | 0
[9 empty] | 2016-05-30 | 2016 | 15-16 | 0 | 0 | 0 | 0 | 0 | 0 | 0 | 0 | 593241 | 120275 | 138541 | 858646 | 0 | 0 | 0 | 0 | 0 | 0 | 0 | 0
[9 empty] | 2016-05-31 | 2016 | 15-16 | 0 | 0 | 0 | 0 | 0 | 0 | 0 | 0 | 593241 | 120275 | 138541 | 858646 | 0 | 0 | 0 | 0 | 0 | 0 | 0 | 0
[9 empty] | 2016-06-01 | 2016 | 15-16 | 0 | 0 | 0 | 0 | 0 | 0 | 0 | 0 | 593241 | 120275 | 138541 | 858646 | 0 | 0 | 0 | 0 | 0 | 0 | 0 | 0
[9 empty] | 2016-06-02 | 2016 | 15-16 | 0 | 0 | 0 | 0 | 0 | 0 | 0 | 0 | 593241 | 120275 | 138541 | 858646 | 0 | 0 | 0 | 0 | 0 | 0 | 0 | 0
[9 empty] | 2016-06-03 | 2016 | 15-16 | 0 | 0 | 0 | 0 | 0 | 0 | 0 | 0 | 593241 | 120275 | 138541 | 858646 | 0 | 0 | 0 | 0 | 0 | 0 | 0 | 0
[9 empty] | 2016-06-04 | 2016 | 15-16 | 0 | 0 | 0 | 0 | 0 | 0 | 0 | 0 | 593241 | 120275 | 138541 | 858646 | 0 | 0 | 0 | 0 | 0 | 0 | 0 | 0
[9 empty] | 2016-06-05 | 2016 | 15-16 | 0 | 0 | 0 | 0 | 0 | 0 | 0 | 0 | 593241 | 120275 | 138541 | 858646 | 0 | 0 | 0 | 0 | 0 | 0 | 0 | 0
[9 empty] | 2016-06-06 | 2016 | 15-16 | 0 | 0 | 0 | 0 | 0 | 0 | 0 | 0 | 593241 | 120275 | 138541 | 858646 | 0 | 0 | 0 | 0 | 0 | 0 | 0 | 0
[9 empty] | 2016-06-07 | 2016 | 15-16 | 0 | 0 | 0 | 0 | 0 | 0 | 0 | 0 | 593241 | 120275 | 138541 | 858646 | 0 | 0 | 0 | 0 | 0 | 0 | 0 | 0
[9 empty] | 2016-06-08 | 2016 | 15-16 | 0 | 0 | 0 | 0 | 0 | 0 | 0 | 0 | 593241 | 120275 | 138541 | 858646 | 0 | 0 | 0 | 0 | 0 | 0 | 0 | 0
[9 empty] | 2016-06-09 | 2016 | 15-16 | 0 | 0 | 0 | 0 | 0 | 0 | 0 | 0 | 593241 | 120275 | 138541 | 858646 | 0 | 0 | 0 | 0 | 0 | 0 | 0 | 0
[9 empty] | 2016-06-10 | 2016 | 15-16 | 0 | 0 | 0 | 0 | 0 | 0 | 0 | 0 | 593241 | 120275 | 138541 | 858646 | 0 | 0 | 0 | 0 | 0 | 0 | 0 | 0
[9 empty] | 2016-06-11 | 2016 | 15-16 | 0 | 0 | 0 | 0 | 0 | 0 | 0 | 0 | 593241 | 120275 | 138541 | 858646 | 0 | 0 | 0 | 0 | 0 | 0 | 0 | 0
[9 empty] | 2016-06-12 | 2016 | 15-16 | 0 | 0 | 0 | 0 | 0 | 0 | 0 | 0 | 593241 | 120275 | 138541 | 858646 | 0 | 0 | 0 | 0 | 0 | 0 | 0 | 0
[9 empty] | 2016-06-13 | 2016 | 15-16 | 0 | 0 | 0 | 0 | 0 | 0 | 0 | 0 | 593241 | 120275 | 138541 | 858646 | 0 | 0 | 0 | 0 | 0 | 0 | 0 | 0
[9 empty] | 2016-06-14 | 2016 | 15-16 | 0 | 0 | 0 | 0 | 0 | 0 | 0 | 0 | 593241 | 120275 | 138541 | 858646 | 0 | 0 | 0 | 0 | 0 | 0 | 0 | 0
[9 empty] | 2016-06-15 | 2016 | 15-16 | 0 | 0 | 0 | 0 | 0 | 0 | 0 | 0 | 593241 | 120275 | 138541 | 858646 | 0 | 0 | 0 | 0 | 0 | 0 | 0 | 0
[9 empty] | 2016-06-16 | 2016 | 15-16 | 0 | 0 | 0 | 0 | 0 | 0 | 0 | 0 | 593241 | 120275 | 138541 | 858646 | 0 | 0 | 0 | 0 | 0 | 0 | 0 | 0
[9 empty] | 2016-06-17 | 2016 | 15-16 | 0 | 0 | 0 | 0 | 0 | 0 | 0 | 0 | 593241 | 120275 | 138541 | 858646 | 0 | 0 | 0 | 0 | 0 | 0 | 0 | 0
[9 empty] | 2016-06-18 | 2016 | 15-16 | 0 | 0 | 0 | 0 | 0 | 0 | 0 | 0 | 593241 | 120275 | 138541 | 858646 | 0 | 0 | 0 | 0 | 0 | 0 | 0 | 0
[9 empty] | 2016-06-19 | 2016 | 15-16 | 0 | 0 | 0 | 0 | 0 | 0 | 0 | 0 | 593241 | 120275 | 138541 | 858646 | 0 | 0 | 0 | 0 | 0 | 0 | 0 | 0
[9 empty] | 2016-06-20 | 2016 | 15-16 | 0 | 0 | 0 | 0 | 0 | 0 | 0 | 0 | 593241 | 120275 | 138541 | 858646 | 0 | 0 | 0 | 0 | 0 | 0 | 0 | 0
[9 empty] | 2016-06-21 | 2016 | 15-16 | 0 | 0 | 0 | 0 | 0 | 0 | 0 | 0 | 593241 | 120275 | 138541 | 858646 | 0 | 0 | 0 | 0 | 0 | 0 | 0 | 0
[9 empty] | 2016-06-22 | 2016 | 15-16 | 0 | 0 | 0 | 0 | 0 | 0 | 0 | 0 | 593241 | 120275 | 138541 | 858646 | 0 | 0 | 0 | 0 | 0 | 0 | 0 | 0
[9 empty] | 2016-06-23 | 2016 | 15-16 | 0 | 0 | 0 | 0 | 0 | 0 | 0 | 0 | 593241 | 120275 | 138541 | 858646 | 0 | 0 | 0 | 0 | 0 | 0 | 0 | 0
[9 empty] | 2016-06-24 | 2016 | 15-16 | 0 | 0 | 0 | 0 | 0 | 0 | 0 | 0 | 593241 | 120275 | 138541 | 858646 | 0 | 0 | 0 | 0 | 0 | 0 | 0 | 0
[9 empty] | 2016-06-25 | 2016 | 15-16 | 0 | 0 | 0 | 0 | 0 | 0 | 0 | 0 | 593241 | 120275 | 138541 | 858646 | 0 | 0 | 0 | 0 | 0 | 0 | 0 | 0
[9 empty] | 2016-06-26 | 2016 | 15-16 | 0 | 0 | 0 | 0 | 0 | 0 | 0 | 0 | 593241 | 120275 | 138541 | 858646 | 0 | 0 | 0 | 0 | 0 | 0 | 0 | 0
[9 empty] | 2016-06-27 | 2016 | 15-16 | 0 | 0 | 0 | 0 | 0 | 0 | 0 | 0 | 593241 | 120275 | 138541 | 858646 | 0 | 0 | 0 | 0 | 0 | 0 | 0 | 0
[9 empty] | 2016-06-28 | 2016 | 15-16 | 0 | 0 | 0 | 0 | 0 | 0 | 0 | 0 | 593241 | 120275 | 138541 | 858646 | 0 | 0 | 0 | 0 | 0 | 0 | 0 | 0
[9 empty] | 2016-06-29 | 2016 | 15-16 | 0 | 0 | 0 | 0 | 0 | 0 | 0 | 0 | 593241 | 120275 | 138541 | 858646 | 0 | 0 | 0 | 0 | 0 | 0 | 0 | 0
[9 empty] | 2016-06-30 | 2016 | 15-16 | 0 | 0 | 0 | 0 | 0 | 0 | 0 | 0 | 593241 | 120275 | 138541 | 858646 | 0 | 0 | 0 | 0 | 0 | 0 | 0 | 0
[9 empty] | 2016-07-01 | 2017 | 16-17 | 0 | 0 | 0 | 0 | 0 | 0 | 0 | 0 | 606385.5 | 123893.5 | 140951.5 | 878300.5 | 0 | 0 | 0 | 0 | 0 | 0 | 0 | 0
[9 empty] | 2016-07-02 | 2017 | 16-17 | 0 | 0 | 0 | 0 | 0 | 0 | 0 | 0 | 606385.5 | 123893.5 | 140951.5 | 878300.5 | 0 | 0 | 0 | 0 | 0 | 0 | 0 | 0
[9 empty] | 2016-07-03 | 2017 | 16-17 | 0 | 0 | 0 | 0 | 0 | 0 | 0 | 0 | 606385.5 | 123893.5 | 140951.5 | 878300.5 | 0 | 0 | 0 | 0 | 0 | 0 | 0 | 0
[9 empty] | 2016-07-04 | 2017 | 16-17 | 0 | 0 | 0 | 0 | 0 | 0 | 0 | 0 | 606385.5 | 123893.5 | 140951.5 | 878300.5 | 0 | 0 | 0 | 0 | 0 | 0 | 0 | 0
[9 empty] | 2016-07-05 | 2017 | 16-17 | 0 | 0 | 0 | 0 | 0 | 0 | 0 | 0 | 606385.5 | 123893.5 | 140951.5 | 878300.5 | 0 | 0 | 0 | 0 | 0 | 0 | 0 | 0
[9 empty] | 2016-07-06 | 2017 | 16-17 | 0 | 0 | 0 | 0 | 0 | 0 | 0 | 0 | 606385.5 | 123893.5 | 140951.5 | 878300.5 | 0 | 0 | 0 | 0 | 0 | 0 | 0 | 0
[9 empty] | 2016-07-07 | 2017 | 16-17 | 0 | 0 | 0 | 0 | 0 | 0 | 0 | 0 | 606385.5 | 123893.5 | 140951.5 | 878300.5 | 0 | 0 | 0 | 0 | 0 | 0 | 0 | 0
[9 empty] | 2016-07-08 | 2017 | 16-17 | 0 | 0 | 0 | 0 | 0 | 0 | 0 | 0 | 606385.5 | 123893.5 | 140951.5 | 878300.5 | 0 | 0 | 0 | 0 | 0 | 0 | 0 | 0
[9 empty] | 2016-07-09 | 2017 | 16-17 | 0 | 0 | 0 | 0 | 0 | 0 | 0 | 0 | 606385.5 | 123893.5 | 140951.5 | 878300.5 | 0 | 0 | 0 | 0 | 0 | 0 | 0 | 0
[9 empty] | 2016-07-10 | 2017 | 16-17 | 0 | 0 | 0 | 0 | 0 | 0 | 0 | 0 | 606385.5 | 123893.5 | 140951.5 | 878300.5 | 0 | 0 | 0 | 0 | 0 | 0 | 0 | 0
[9 empty] | 2016-07-11 | 2017 |  | 0 | 0 | 0 | 0 | 0 | 0 | 0 | 0 | 606385.5 | 123893.5 | 140951.5 | 878300.5 | 0 | 0 | 0 | 0 | 0 | 0 | 0 | 0
[9 empty] | 2016-07-12 | 2017 |  | 0 | 0 | 0 | 0 | 0 | 0 | 0 | 0 | 606385.5 | 123893.5 | 140951.5 | 878300.5 | 0 | 0 | 0 | 0 | 0 | 0 | 0 | 0
[9 empty] | 2016-07-13 | 2017 | 16-17 | 0 | 0 | 0 | 0 | 0 | 0 | 0 | 0 | 606385.5 | 123893.5 | 140951.5 | 878300.5 | 0 | 0 | 0 | 0 | 0 | 0 | 0 | 0
[9 empty] | 2016-07-14 | 2017 | 16-17 | 0 | 0 | 0 | 0 | 0 | 0 | 0 | 0 | 606385.5 | 123893.5 | 140951.5 | 878300.5 | 0 | 0 | 0 | 0 | 0 | 0 | 0 | 0
[9 empty] | 2016-07-15 | 2017 | 16-17 | 0 | 0 | 0 | 0 | 0 | 0 | 0 | 0 | 606385.5 | 123893.5 | 140951.5 | 878300.5 | 0 | 0 | 0 | 0 | 0 | 0 | 0 | 0
[9 empty] | 2016-07-16 | 2017 | 16-17 | 0 | 0 | 0 | 0 | 0 | 0 | 0 | 0 | 606385.5 | 123893.5 | 140951.5 | 878300.5 | 0 | 0 | 0 | 0 | 0 | 0 | 0 | 0
[9 empty] | 2016-07-17 | 2017 | 16-17 | 0 | 0 | 0 | 0 | 0 | 0 | 0 | 0 | 606385.5 | 123893.5 | 140951.5 | 878300.5 | 0 | 0 | 0 | 0 | 0 | 0 | 0 | 0
[9 empty] | 2016-07-18 | 2017 | 16-17 | 0 | 0 | 0 | 0 | 0 | 0 | 0 | 0 | 606385.5 | 123893.5 | 140951.5 | 878300.5 | 0 | 0 | 0 | 0 | 0 | 0 | 0 | 0
[9 empty] | 2016-07-19 | 2017 | 16-17 | 0 | 0 | 0 | 0 | 0 | 0 | 0 | 0 | 606385.5 | 123893.5 | 140951.5 | 878300.5 | 0 | 0 | 0 | 0 | 0 | 0 | 0 | 0
[9 empty] | 2016-07-20 | 2017 | 16-17 | 0 | 0 | 0 | 0 | 0 | 0 | 0 | 0 | 606385.5 | 123893.5 | 140951.5 | 878300.5 | 0 | 0 | 0 | 0 | 0 | 0 | 0 | 0
[9 empty] | 2016-07-21 | 2017 | 16-17 | 0 | 0 | 0 | 0 | 0 | 0 | 0 | 0 | 606385.5 | 123893.5 | 140951.5 | 878300.5 | 0 | 0 | 0 | 0 | 0 | 0 | 0 | 0
[9 empty] | 2016-07-22 | 2017 | 16-17 | 0 | 0 | 0 | 0 | 0 | 0 | 0 | 0 | 606385.5 | 123893.5 | 140951.5 | 878300.5 | 0 | 0 | 0 | 0 | 0 | 0 | 0 | 0
[9 empty] | 2016-07-23 | 2017 | 16-17 | 0 | 0 | 0 | 0 | 0 | 0 | 0 | 0 | 606385.5 | 123893.5 | 140951.5 | 878300.5 | 0 | 0 | 0 | 0 | 0 | 0 | 0 | 0
[9 empty] | 2016-07-24 | 2017 | 16-17 | 0 | 0 | 0 | 0 | 0 | 0 | 0 | 0 | 606385.5 | 123893.5 | 140951.5 | 878300.5 | 0 | 0 | 0 | 0 | 0 | 0 | 0 | 0
[9 empty] | 2016-07-25 | 2017 | 16-17 | 0 | 0 | 0 | 0 | 0 | 0 | 0 | 0 | 606385.5 | 123893.5 | 140951.5 | 878300.5 | 0 | 0 | 0 | 0 | 0 | 0 | 0 | 0
[9 empty] | 2016-07-26 | 2017 | 16-17 | 0 | 0 | 0 | 0 | 0 | 0 | 0 | 0 | 606385.5 | 123893.5 | 140951.5 | 878300.5 | 0 | 0 | 0 | 0 | 0 | 0 | 0 | 0
[9 empty] | 2016-07-27 | 2017 | 16-17 | 0 | 0 | 0 | 0 | 0 | 0 | 0 | 0 | 606385.5 | 123893.5 | 140951.5 | 878300.5 | 0 | 0 | 0 | 0 | 0 | 0 | 0 | 0
[9 empty] | 2016-07-28 | 2017 | 16-17 | 0 | 0 | 0 | 0 | 0 | 0 | 0 | 0 | 606385.5 | 123893.5 | 140951.5 | 878300.5 | 0 | 0 | 0 | 0 | 0 | 0 | 0 | 0
[9 empty] | 2016-07-29 | 2017 | 16-17 | 0 | 0 | 0 | 0 | 0 | 0 | 0 | 0 | 606385.5 | 123893.5 | 140951.5 | 878300.5 | 0 | 0 | 0 | 0 | 0 | 0 | 0 | 0
[9 empty] | 2016-07-30 | 2017 | 16-17 | 0 | 0 | 0 | 0 | 0 | 0 | 0 | 0 | 606385.5 | 123893.5 | 140951.5 | 878300.5 | 0 | 0 | 0 | 0 | 0 | 0 | 0 | 0
[9 empty] | 2016-07-31 | 2017 | 16-17 | 0 | 0 | 0 | 0 | 0 | 0 | 0 | 0 | 606385.5 | 123893.5 | 140951.5 | 878300.5 | 0 | 0 | 0 | 0 | 0 | 0 | 0 | 0
[9 empty] | 2016-08-01 | 2017 | 16-17 | 0 | 0 | 0 | 0 | 0 | 0 | 0 | 0 | 606385.5 | 123893.5 | 140951.5 | 878300.5 | 0 | 0 | 0 | 0 | 0 | 0 | 0 | 0
[9 empty] | 2016-08-02 | 2017 | 16-17 | 0 | 0 | 0 | 0 | 0 | 0 | 0 | 0 | 606385.5 | 123893.5 | 140951.5 | 878300.5 | 0 | 0 | 0 | 0 | 0 | 0 | 0 | 0
[9 empty] | 2016-08-03 | 2017 | 16-17 | 0 | 0 | 0 | 0 | 0 | 0 | 0 | 0 | 606385.5 | 123893.5 | 140951.5 | 878300.5 | 0 | 0 | 0 | 0 | 0 | 0 | 0 | 0
[9 empty] | 2016-08-04 | 2017 | 16-17 | 0 | 0 | 0 | 0 | 0 | 0 | 0 | 0 | 606385.5 | 123893.5 | 140951.5 | 878300.5 | 0 | 0 | 0 | 0 | 0 | 0 | 0 | 0
[9 empty] | 2016-08-05 | 2017 | 16-17 | 0 | 0 | 0 | 0 | 0 | 0 | 0 | 0 | 606385.5 | 123893.5 | 140951.5 | 878300.5 | 0 | 0 | 0 | 0 | 0 | 0 | 0 | 0
[9 empty] | 2016-08-06 | 2017 | 16-17 | 0 | 0 | 0 | 0 | 0 | 0 | 0 | 0 | 606385.5 | 123893.5 | 140951.5 | 878300.5 | 0 | 0 | 0 | 0 | 0 | 0 | 0 | 0
[9 empty] | 2016-08-07 | 2017 | 16-17 | 0 | 0 | 0 | 0 | 0 | 0 | 0 | 0 | 606385.5 | 123893.5 | 140951.5 | 878300.5 | 0 | 0 | 0 | 0 | 0 | 0 | 0 | 0
[9 empty] | 2016-08-08 | 2017 | 16-17 | 0 | 0 | 0 | 0 | 0 | 0 | 0 | 0 | 606385.5 | 123893.5 | 140951.5 | 878300.5 | 0 | 0 | 0 | 0 | 0 | 0 | 0 | 0
[9 empty] | 2016-08-09 | 2017 | 16-17 | 0 | 0 | 0 | 0 | 0 | 0 | 0 | 0 | 606385.5 | 123893.5 | 140951.5 | 878300.5 | 0 | 0 | 0 | 0 | 0 | 0 | 0 | 0
[9 empty] | 2016-08-10 | 2017 | 16-17 | 0 | 0 | 0 | 0 | 0 | 0 | 0 | 0 | 606385.5 | 123893.5 | 140951.5 | 878300.5 | 0 | 0 | 0 | 0 | 0 | 0 | 0 | 0
[9 empty] | 2016-08-11 | 2017 | 16-17 | 0 | 0 | 0 | 0 | 0 | 0 | 0 | 0 | 606385.5 | 123893.5 | 140951.5 | 878300.5 | 0 | 0 | 0 | 0 | 0 | 0 | 0 | 0
[9 empty] | 2016-08-12 | 2017 | 16-17 | 0 | 0 | 0 | 0 | 0 | 0 | 0 | 0 | 606385.5 | 123893.5 | 140951.5 | 878300.5 | 0 | 0 | 0 | 0 | 0 | 0 | 0 | 0
[9 empty] | 2016-08-13 | 2017 | 16-17 | 0 | 0 | 0 | 0 | 0 | 0 | 0 | 0 | 606385.5 | 123893.5 | 140951.5 | 878300.5 | 0 | 0 | 0 | 0 | 0 | 0 | 0 | 0
[9 empty] | 2016-08-14 | 2017 | 16-17 | 0 | 0 | 0 | 0 | 0 | 0 | 0 | 0 | 606385.5 | 123893.5 | 140951.5 | 878300.5 | 0 | 0 | 0 | 0 | 0 | 0 | 0 | 0
[9 empty] | 2016-08-15 | 2017 | 16-17 | 0 | 0 | 0 | 0 | 0 | 0 | 0 | 0 | 606385.5 | 123893.5 | 140951.5 | 878300.5 | 0 | 0 | 0 | 0 | 0 | 0 | 0 | 0
[9 empty] | 2016-08-16 | 2017 | 16-17 | 0 | 0 | 0 | 0 | 0 | 0 | 0 | 0 | 606385.5 | 123893.5 | 140951.5 | 878300.5 | 0 | 0 | 0 | 0 | 0 | 0 | 0 | 0
[9 empty] | 2016-08-17 | 2017 | 16-17 | 0 | 0 | 0 | 0 | 0 | 0 | 0 | 0 | 606385.5 | 123893.5 | 140951.5 | 878300.5 | 0 | 0 | 0 | 0 | 0 | 0 | 0 | 0
[9 empty] | 2016-08-18 | 2017 | 16-17 | 0 | 0 | 0 | 0 | 0 | 0 | 0 | 0 | 606385.5 | 123893.5 | 140951.5 | 878300.5 | 0 | 0 | 0 | 0 | 0 | 0 | 0 | 0
[9 empty] | 2016-08-19 | 2017 | 16-17 | 0 | 0 | 233.45 | 233.45 | 0 | 0 | 0 | 0 | 606385.5 | 123893.5 | 140951.5 | 878300.5 | 0 | 0 | 0.0016562 | 0.0002658 | 0 | 0 | 0 | 0
[9 empty] | 2016-08-20 | 2017 | 16-17 | 0 | 0 | 0 | 0 | 0 | 0 | 0 | 0 | 606385.5 | 123893.5 | 140951.5 | 878300.5 | 0 | 0 | 0 | 0 | 0 | 0 | 0 | 0
[9 empty] | 2016-08-21 | 2017 | 16-17 | 0 | 0 | 0 | 0 | 0 | 0 | 0 | 0 | 606385.5 | 123893.5 | 140951.5 | 878300.5 | 0 | 0 | 0 | 0 | 0 | 0 | 0 | 0
[9 empty] | 2016-08-22 | 2017 | 16-17 | 0 | 0 | 42862.1 | 42862.1 | 0 | 0 | 143 | 143 | 606385.5 | 123893.5 | 140951.5 | 878300.5 | 0 | 0 | 0.30409 | 0.048801 | 0 | 0 | 0.0010145 | 0.00016281
[9 empty] | 2016-08-23 | 2017 | 16-17 | 0 | 0 | 0 | 0 | 0 | 0 | 0 | 0 | 606385.5 | 123893.5 | 140951.5 | 878300.5 | 0 | 0 | 0 | 0 | 0 | 0 | 0 | 0
[9 empty] | 2016-08-24 | 2017 | 16-17 | 0 | 0 | 0 | 0 | 0 | 0 | 0 | 0 | 606385.5 | 123893.5 | 140951.5 | 878300.5 | 0 | 0 | 0 | 0 | 0 | 0 | 0 | 0
[9 empty] | 2016-08-25 | 2017 | 16-17 | 0 | 0 | 0 | 0 | 0 | 0 | 0 | 0 | 606385.5 | 123893.5 | 140951.5 | 878300.5 | 0 | 0 | 0 | 0 | 0 | 0 | 0 | 0
[9 empty] | 2016-08-26 | 2017 | 16-17 | 0 | 0 | 0 | 0 | 0 | 0 | 0 | 0 | 606385.5 | 123893.5 | 140951.5 | 878300.5 | 0 | 0 | 0 | 0 | 0 | 0 | 0 | 0
[9 empty] | 2016-08-27 | 2017 | 16-17 | 0 | 0 | 0 | 0 | 0 | 0 | 0 | 0 | 606385.5 | 123893.5 | 140951.5 | 878300.5 | 0 | 0 | 0 | 0 | 0 | 0 | 0 | 0
[9 empty] | 2016-08-28 | 2017 | 16-17 | 0 | 0 | 0 | 0 | 0 | 0 | 0 | 0 | 606385.5 | 123893.5 | 140951.5 | 878300.5 | 0 | 0 | 0 | 0 | 0 | 0 | 0 | 0
[9 empty] | 2016-08-29 | 2017 | 16-17 | 0 | 0 | 0 | 0 | 0 | 0 | 0 | 0 | 606385.5 | 123893.5 | 140951.5 | 878300.5 | 0 | 0 | 0 | 0 | 0 | 0 | 0 | 0
[9 empty] | 2016-08-30 | 2017 | 16-17 | 0 | 0 | 0 | 0 | 0 | 0 | 0 | 0 | 606385.5 | 123893.5 | 140951.5 | 878300.5 | 0 | 0 | 0 | 0 | 0 | 0 | 0 | 0
[9 empty] | 2016-08-31 | 2017 | 16-17 | 0 | 0 | 0 | 0 | 0 | 0 | 0 | 0 | 606385.5 | 123893.5 | 140951.5 | 878300.5 | 0 | 0 | 0 | 0 | 0 | 0 | 0 | 0
[9 empty] | 2016-09-01 | 2017 | 16-17 | 0 | 0 | 0 | 0 | 0 | 0 | 0 | 0 | 606385.5 | 123893.5 | 140951.5 | 878300.5 | 0 | 0 | 0 | 0 | 0 | 0 | 0 | 0
[9 empty] | 2016-09-02 | 2017 | 16-17 | 0 | 0 | 0 | 0 | 0 | 0 | 0 | 0 | 606385.5 | 123893.5 | 140951.5 | 878300.5 | 0 | 0 | 0 | 0 | 0 | 0 | 0 | 0
[9 empty] | 2016-09-03 | 2017 | 16-17 | 0 | 0 | 0 | 0 | 0 | 0 | 0 | 0 | 606385.5 | 123893.5 | 140951.5 | 878300.5 | 0 | 0 | 0 | 0 | 0 | 0 | 0 | 0
[9 empty] | 2016-09-04 | 2017 | 16-17 | 0 | 0 | 0 | 0 | 0 | 0 | 0 | 0 | 606385.5 | 123893.5 | 140951.5 | 878300.5 | 0 | 0 | 0 | 0 | 0 | 0 | 0 | 0
[9 empty] | 2016-09-05 | 2017 | 16-17 | 0 | 0 | 0 | 0 | 0 | 0 | 0 | 0 | 606385.5 | 123893.5 | 140951.5 | 878300.5 | 0 | 0 | 0 | 0 | 0 | 0 | 0 | 0
[9 empty] | 2016-09-06 | 2017 | 16-17 | 0 | 0 | 0 | 0 | 0 | 0 | 0 | 0 | 606385.5 | 123893.5 | 140951.5 | 878300.5 | 0 | 0 | 0 | 0 | 0 | 0 | 0 | 0
[9 empty] | 2016-09-07 | 2017 | 16-17 | 0 | 0 | 0 | 0 | 0 | 0 | 0 | 0 | 606385.5 | 123893.5 | 140951.5 | 878300.5 | 0 | 0 | 0 | 0 | 0 | 0 | 0 | 0
[9 empty] | 2016-09-08 | 2017 | 16-17 | 0 | 0 | 0 | 0 | 0 | 0 | 0 | 0 | 606385.5 | 123893.5 | 140951.5 | 878300.5 | 0 | 0 | 0 | 0 | 0 | 0 | 0 | 0
[9 empty] | 2016-09-09 | 2017 | 16-17 | 0 | 0 | 0 | 0 | 0 | 0 | 0 | 0 | 606385.5 | 123893.5 | 140951.5 | 878300.5 | 0 | 0 | 0 | 0 | 0 | 0 | 0 | 0
[9 empty] | 2016-09-10 | 2017 | 16-17 | 0 | 0 | 0 | 0 | 0 | 0 | 0 | 0 | 606385.5 | 123893.5 | 140951.5 | 878300.5 | 0 | 0 | 0 | 0 | 0 | 0 | 0 | 0
[9 empty] | 2016-09-11 | 2017 | 16-17 | 0 | 0 | 0 | 0 | 0 | 0 | 0 | 0 | 606385.5 | 123893.5 | 140951.5 | 878300.5 | 0 | 0 | 0 | 0 | 0 | 0 | 0 | 0
[9 empty] | 2016-09-12 | 2017 | 16-17 | 0 | 0 | 0 | 0 | 0 | 0 | 0 | 0 | 606385.5 | 123893.5 | 140951.5 | 878300.5 | 0 | 0 | 0 | 0 | 0 | 0 | 0 | 0
[9 empty] | 2016-09-13 | 2017 | 16-17 | 0 | 0 | 0 | 0 | 0 | 0 | 0 | 0 | 606385.5 | 123893.5 | 140951.5 | 878300.5 | 0 | 0 | 0 | 0 | 0 | 0 | 0 | 0
[9 empty] | 2016-09-14 | 2017 | 16-17 | 0 | 0 | 0 | 0 | 0 | 0 | 0 | 0 | 606385.5 | 123893.5 | 140951.5 | 878300.5 | 0 | 0 | 0 | 0 | 0 | 0 | 0 | 0
[9 empty] | 2016-09-15 | 2017 | 16-17 | 0 | 0 | 0 | 0 | 0 | 0 | 0 | 0 | 606385.5 | 123893.5 | 140951.5 | 878300.5 | 0 | 0 | 0 | 0 | 0 | 0 | 0 | 0
[9 empty] | 2016-09-16 | 2017 | 16-17 | 0 | 0 | 0 | 0 | 0 | 0 | 0 | 0 | 606385.5 | 123893.5 | 140951.5 | 878300.5 | 0 | 0 | 0 | 0 | 0 | 0 | 0 | 0
[9 empty] | 2016-09-17 | 2017 | 16-17 | 0 | 0 | 0 | 0 | 0 | 0 | 0 | 0 | 606385.5 | 123893.5 | 140951.5 | 878300.5 | 0 | 0 | 0 | 0 | 0 | 0 | 0 | 0
[9 empty] | 2016-09-18 | 2017 | 16-17 | 0 | 0 | 0 | 0 | 0 | 0 | 0 | 0 | 606385.5 | 123893.5 | 140951.5 | 878300.5 | 0 | 0 | 0 | 0 | 0 | 0 | 0 | 0
[9 empty] | 2016-09-19 | 2017 | 16-17 | 0 | 0 | 0 | 0 | 0 | 0 | 0 | 0 | 606385.5 | 123893.5 | 140951.5 | 878300.5 | 0 | 0 | 0 | 0 | 0 | 0 | 0 | 0
[9 empty] | 2016-09-20 | 2017 | 16-17 | 0 | 0 | 0 | 0 | 0 | 0 | 0 | 0 | 606385.5 | 123893.5 | 140951.5 | 878300.5 | 0 | 0 | 0 | 0 | 0 | 0 | 0 | 0
[9 empty] | 2016-09-21 | 2017 | 16-17 | 0 | 0 | 0 | 0 | 0 | 0 | 0 | 0 | 606385.5 | 123893.5 | 140951.5 | 878300.5 | 0 | 0 | 0 | 0 | 0 | 0 | 0 | 0
[9 empty] | 2016-09-22 | 2017 | 16-17 | 0 | 0 | 0 | 0 | 0 | 0 | 0 | 0 | 606385.5 | 123893.5 | 140951.5 | 878300.5 | 0 | 0 | 0 | 0 | 0 | 0 | 0 | 0
[9 empty] | 2016-09-23 | 2017 | 16-17 | 0 | 0 | 0 | 0 | 0 | 0 | 0 | 0 | 606385.5 | 123893.5 | 140951.5 | 878300.5 | 0 | 0 | 0 | 0 | 0 | 0 | 0 | 0
[9 empty] | 2016-09-24 | 2017 | 16-17 | 0 | 0 | 0 | 0 | 0 | 0 | 0 | 0 | 606385.5 | 123893.5 | 140951.5 | 878300.5 | 0 | 0 | 0 | 0 | 0 | 0 | 0 | 0
[9 empty] | 2016-09-25 | 2017 | 16-17 | 0 | 0 | 0 | 0 | 0 | 0 | 0 | 0 | 606385.5 | 123893.5 | 140951.5 | 878300.5 | 0 | 0 | 0 | 0 | 0 | 0 | 0 | 0
[9 empty] | 2016-09-26 | 2017 | 16-17 | 0 | 0 | 0 | 0 | 0 | 0 | 0 | 0 | 606385.5 | 123893.5 | 140951.5 | 878300.5 | 0 | 0 | 0 | 0 | 0 | 0 | 0 | 0
[9 empty] | 2016-09-27 | 2017 | 16-17 | 0 | 0 | 0 | 0 | 0 | 0 | 0 | 0 | 606385.5 | 123893.5 | 140951.5 | 878300.5 | 0 | 0 | 0 | 0 | 0 | 0 | 0 | 0
[9 empty] | 2016-09-28 | 2017 |  | 0 | 0 | 0 | 0 | 0 | 0 | 0 | 0 | 606385.5 | 123893.5 | 140951.5 | 878300.5 | 0 | 0 | 0 | 0 | 0 | 0 | 0 | 0
[9 empty] | 2016-09-29 | 2017 |  | 0 | 0 | 68981.1256 | 68981.1256 | 0 | 0 | 64 | 64 | 606385.5 | 123893.5 | 140951.5 | 878300.5 | 0 | 0 | 0.4894 | 0.078539 | 0 | 0 | 0.00045406 | 7.2868e-05
[9 empty] | 2016-09-30 | 2017 | 16-17 | 0 | 0 | 0 | 0 | 0 | 0 | 0 | 0 | 606385.5 | 123893.5 | 140951.5 | 878300.5 | 0 | 0 | 0 | 0 | 0 | 0 | 0 | 0
[9 empty] | 2016-10-01 | 2017 | 16-17 | 0 | 0 | 0 | 0 | 0 | 0 | 0 | 0 | 606385.5 | 123893.5 | 140951.5 | 878300.5 | 0 | 0 | 0 | 0 | 0 | 0 | 0 | 0
[9 empty] | 2016-10-02 | 2017 | 16-17 | 0 | 0 | 0 | 0 | 0 | 0 | 0 | 0 | 606385.5 | 123893.5 | 140951.5 | 878300.5 | 0 | 0 | 0 | 0 | 0 | 0 | 0 | 0
[9 empty] | 2016-10-03 | 2017 | 16-17 | 0 | 0 | 2458.61 | 2458.61 | 0 | 0 | 0 | 0 | 606385.5 | 123893.5 | 140951.5 | 878300.5 | 0 | 0 | 0.017443 | 0.0027993 | 0 | 0 | 0 | 0
[9 empty] | 2016-10-04 | 2017 | 16-17 | 0 | 0 | 0 | 0 | 0 | 0 | 0 | 0 | 606385.5 | 123893.5 | 140951.5 | 878300.5 | 0 | 0 | 0 | 0 | 0 | 0 | 0 | 0
[9 empty] | 2016-10-05 | 2017 | 16-17 | 0 | 0 | 0 | 0 | 0 | 0 | 0 | 0 | 606385.5 | 123893.5 | 140951.5 | 878300.5 | 0 | 0 | 0 | 0 | 0 | 0 | 0 | 0
[9 empty] | 2016-10-06 | 2017 | 16-17 | 0 | 0 | 0 | 0 | 0 | 0 | 0 | 0 | 606385.5 | 123893.5 | 140951.5 | 878300.5 | 0 | 0 | 0 | 0 | 0 | 0 | 0 | 0
[9 empty] | 2016-10-07 | 2017 | 16-17 | 0 | 0 | 0 | 0 | 0 | 0 | 0 | 0 | 606385.5 | 123893.5 | 140951.5 | 878300.5 | 0 | 0 | 0 | 0 | 0 | 0 | 0 | 0
[9 empty] | 2016-10-08 | 2017 | 16-17 | 0 | 0 | 0 | 0 | 0 | 0 | 0 | 0 | 606385.5 | 123893.5 | 140951.5 | 878300.5 | 0 | 0 | 0 | 0 | 0 | 0 | 0 | 0
[9 empty] | 2016-10-09 | 2017 | 16-17 | 0 | 0 | 0 | 0 | 0 | 0 | 0 | 0 | 606385.5 | 123893.5 | 140951.5 | 878300.5 | 0 | 0 | 0 | 0 | 0 | 0 | 0 | 0
[9 empty] | 2016-10-10 | 2017 | 16-17 | 0 | 0 | 0 | 0 | 0 | 0 | 0 | 0 | 606385.5 | 123893.5 | 140951.5 | 878300.5 | 0 | 0 | 0 | 0 | 0 | 0 | 0 | 0
[9 empty] | 2016-10-11 | 2017 | 16-17 | 0 | 0 | 0 | 0 | 0 | 0 | 0 | 0 | 606385.5 | 123893.5 | 140951.5 | 878300.5 | 0 | 0 | 0 | 0 | 0 | 0 | 0 | 0
[9 empty] | 2016-10-12 | 2017 | 16-17 | 0 | 0 | 0 | 0 | 0 | 0 | 0 | 0 | 606385.5 | 123893.5 | 140951.5 | 878300.5 | 0 | 0 | 0 | 0 | 0 | 0 | 0 | 0
[9 empty] | 2016-10-13 | 2017 | 16-17 | 0 | 0 | 0 | 0 | 0 | 0 | 0 | 0 | 606385.5 | 123893.5 | 140951.5 | 878300.5 | 0 | 0 | 0 | 0 | 0 | 0 | 0 | 0
[9 empty] | 2016-10-14 | 2017 | 16-17 | 0 | 0 | 0 | 0 | 0 | 0 | 0 | 0 | 606385.5 | 123893.5 | 140951.5 | 878300.5 | 0 | 0 | 0 | 0 | 0 | 0 | 0 | 0
[9 empty] | 2016-10-15 | 2017 | 16-17 | 0 | 0 | 0 | 0 | 0 | 0 | 0 | 0 | 606385.5 | 123893.5 | 140951.5 | 878300.5 | 0 | 0 | 0 | 0 | 0 | 0 | 0 | 0
[9 empty] | 2016-10-16 | 2017 | 16-17 | 0 | 0 | 0 | 0 | 0 | 0 | 0 | 0 | 606385.5 | 123893.5 | 140951.5 | 878300.5 | 0 | 0 | 0 | 0 | 0 | 0 | 0 | 0
[9 empty] | 2016-10-17 | 2017 | 16-17 | 0 | 0 | 0 | 0 | 0 | 0 | 0 | 0 | 606385.5 | 123893.5 | 140951.5 | 878300.5 | 0 | 0 | 0 | 0 | 0 | 0 | 0 | 0
[9 empty] | 2016-10-18 | 2017 | 16-17 | 0 | 0 | 0 | 0 | 0 | 0 | 0 | 0 | 606385.5 | 123893.5 | 140951.5 | 878300.5 | 0 | 0 | 0 | 0 | 0 | 0 | 0 | 0
[9 empty] | 2016-10-19 | 2017 | 16-17 | 0 | 0 | 0 | 0 | 0 | 0 | 0 | 0 | 606385.5 | 123893.5 | 140951.5 | 878300.5 | 0 | 0 | 0 | 0 | 0 | 0 | 0 | 0
[9 empty] | 2016-10-20 | 2017 | 16-17 | 0 | 0 | 0 | 0 | 0 | 0 | 0 | 0 | 606385.5 | 123893.5 | 140951.5 | 878300.5 | 0 | 0 | 0 | 0 | 0 | 0 | 0 | 0
[9 empty] | 2016-10-21 | 2017 | 16-17 | 0 | 0 | 0 | 0 | 0 | 0 | 0 | 0 | 606385.5 | 123893.5 | 140951.5 | 878300.5 | 0 | 0 | 0 | 0 | 0 | 0 | 0 | 0
[9 empty] | 2016-10-22 | 2017 | 16-17 | 0 | 0 | 0 | 0 | 0 | 0 | 0 | 0 | 606385.5 | 123893.5 | 140951.5 | 878300.5 | 0 | 0 | 0 | 0 | 0 | 0 | 0 | 0
[9 empty] | 2016-10-23 | 2017 | 16-17 | 0 | 0 | 0 | 0 | 0 | 0 | 0 | 0 | 606385.5 | 123893.5 | 140951.5 | 878300.5 | 0 | 0 | 0 | 0 | 0 | 0 | 0 | 0
[9 empty] | 2016-10-24 | 2017 | 16-17 | 0 | 0 | 0 | 0 | 0 | 0 | 0 | 0 | 606385.5 | 123893.5 | 140951.5 | 878300.5 | 0 | 0 | 0 | 0 | 0 | 0 | 0 | 0
[9 empty] | 2016-10-25 | 2017 | 16-17 | 0 | 0 | 0 | 0 | 0 | 0 | 0 | 0 | 606385.5 | 123893.5 | 140951.5 | 878300.5 | 0 | 0 | 0 | 0 | 0 | 0 | 0 | 0
[9 empty] | 2016-10-26 | 2017 | 16-17 | 0 | 0 | 0 | 0 | 0 | 0 | 0 | 0 | 606385.5 | 123893.5 | 140951.5 | 878300.5 | 0 | 0 | 0 | 0 | 0 | 0 | 0 | 0
[9 empty] | 2016-10-27 | 2017 | 16-17 | 0 | 0 | 0 | 0 | 0 | 0 | 0 | 0 | 606385.5 | 123893.5 | 140951.5 | 878300.5 | 0 | 0 | 0 | 0 | 0 | 0 | 0 | 0
[9 empty] | 2016-10-28 | 2017 | 16-17 | 0 | 0 | 0 | 0 | 0 | 0 | 0 | 0 | 606385.5 | 123893.5 | 140951.5 | 878300.5 | 0 | 0 | 0 | 0 | 0 | 0 | 0 | 0
[9 empty] | 2016-10-29 | 2017 | 16-17 | 0 | 0 | 0 | 0 | 0 | 0 | 0 | 0 | 606385.5 | 123893.5 | 140951.5 | 878300.5 | 0 | 0 | 0 | 0 | 0 | 0 | 0 | 0
[9 empty] | 2016-10-30 | 2017 | 16-17 | 0 | 0 | 0 | 0 | 0 | 0 | 0 | 0 | 606385.5 | 123893.5 | 140951.5 | 878300.5 | 0 | 0 | 0 | 0 | 0 | 0 | 0 | 0
[9 empty] | 2016-10-31 | 2017 | 16-17 | 0 | 0 | 0 | 0 | 0 | 0 | 0 | 0 | 606385.5 | 123893.5 | 140951.5 | 878300.5 | 0 | 0 | 0 | 0 | 0 | 0 | 0 | 0
[9 empty] | 2016-11-01 | 2017 | 16-17 | 0 | 0 | 0 | 0 | 0 | 0 | 0 | 0 | 606385.5 | 123893.5 | 140951.5 | 878300.5 | 0 | 0 | 0 | 0 | 0 | 0 | 0 | 0
[9 empty] | 2016-11-02 | 2017 | 16-17 | 0 | 0 | 0 | 0 | 0 | 0 | 0 | 0 | 606385.5 | 123893.5 | 140951.5 | 878300.5 | 0 | 0 | 0 | 0 | 0 | 0 | 0 | 0
[9 empty] | 2016-11-03 | 2017 | 16-17 | 0 | 0 | 0 | 0 | 0 | 0 | 0 | 0 | 606385.5 | 123893.5 | 140951.5 | 878300.5 | 0 | 0 | 0 | 0 | 0 | 0 | 0 | 0
[9 empty] | 2016-11-04 | 2017 | 16-17 | 0 | 0 | 0 | 0 | 0 | 0 | 0 | 0 | 606385.5 | 123893.5 | 140951.5 | 878300.5 | 0 | 0 | 0 | 0 | 0 | 0 | 0 | 0
[9 empty] | 2016-11-05 | 2017 | 16-17 | 0 | 0 | 0 | 0 | 0 | 0 | 0 | 0 | 606385.5 | 123893.5 | 140951.5 | 878300.5 | 0 | 0 | 0 | 0 | 0 | 0 | 0 | 0
[9 empty] | 2016-11-06 | 2017 | 16-17 | 0 | 0 | 0 | 0 | 0 | 0 | 0 | 0 | 606385.5 | 123893.5 | 140951.5 | 878300.5 | 0 | 0 | 0 | 0 | 0 | 0 | 0 | 0
[9 empty] | 2016-11-07 | 2017 | 16-17 | 0 | 0 | 0 | 0 | 0 | 0 | 0 | 0 | 606385.5 | 123893.5 | 140951.5 | 878300.5 | 0 | 0 | 0 | 0 | 0 | 0 | 0 | 0
[9 empty] | 2016-11-08 | 2017 | 16-17 | 0 | 0 | 0 | 0 | 0 | 0 | 0 | 0 | 606385.5 | 123893.5 | 140951.5 | 878300.5 | 0 | 0 | 0 | 0 | 0 | 0 | 0 | 0
[9 empty] | 2016-11-09 | 2017 | 16-17 | 0 | 0 | 0 | 0 | 0 | 0 | 0 | 0 | 606385.5 | 123893.5 | 140951.5 | 878300.5 | 0 | 0 | 0 | 0 | 0 | 0 | 0 | 0
[9 empty] | 2016-11-10 | 2017 | 16-17 | 0 | 0 | 0 | 0 | 0 | 0 | 0 | 0 | 606385.5 | 123893.5 | 140951.5 | 878300.5 | 0 | 0 | 0 | 0 | 0 | 0 | 0 | 0
[9 empty] | 2016-11-11 | 2017 |  | 0 | 0 | 0 | 0 | 0 | 0 | 0 | 0 | 606385.5 | 123893.5 | 140951.5 | 878300.5 | 0 | 0 | 0 | 0 | 0 | 0 | 0 | 0
[9 empty] | 2016-11-12 | 2017 | 16-17 | 0 | 0 | 0 | 0 | 0 | 0 | 0 | 0 | 606385.5 | 123893.5 | 140951.5 | 878300.5 | 0 | 0 | 0 | 0 | 0 | 0 | 0 | 0
[9 empty] | 2016-11-13 | 2017 | 16-17 | 0 | 0 | 0 | 0 | 0 | 0 | 0 | 0 | 606385.5 | 123893.5 | 140951.5 | 878300.5 | 0 | 0 | 0 | 0 | 0 | 0 | 0 | 0
[9 empty] | 2016-11-14 | 2017 | 16-17 | 0 | 0 | 18726.4 | 18726.4 | 0 | 0 | 224 | 224 | 606385.5 | 123893.5 | 140951.5 | 878300.5 | 0 | 0 | 0.13286 | 0.021321 | 0 | 0 | 0.0015892 | 0.00025504
[9 empty] | 2016-11-15 | 2017 | 16-17 | 0 | 0 | 0 | 0 | 0 | 0 | 0 | 0 | 606385.5 | 123893.5 | 140951.5 | 878300.5 | 0 | 0 | 0 | 0 | 0 | 0 | 0 | 0
[9 empty] | 2016-11-16 | 2017 | 16-17 | 0 | 0 | 0 | 0 | 0 | 0 | 0 | 0 | 606385.5 | 123893.5 | 140951.5 | 878300.5 | 0 | 0 | 0 | 0 | 0 | 0 | 0 | 0
[9 empty] | 2016-11-17 | 2017 | 16-17 | 0 | 0 | 0 | 0 | 0 | 0 | 0 | 0 | 606385.5 | 123893.5 | 140951.5 | 878300.5 | 0 | 0 | 0 | 0 | 0 | 0 | 0 | 0
[9 empty] | 2016-11-18 | 2017 | 16-17 | 0 | 0 | 0 | 0 | 0 | 0 | 0 | 0 | 606385.5 | 123893.5 | 140951.5 | 878300.5 | 0 | 0 | 0 | 0 | 0 | 0 | 0 | 0
[9 empty] | 2016-11-19 | 2017 | 16-17 | 0 | 0 | 0 | 0 | 0 | 0 | 0 | 0 | 606385.5 | 123893.5 | 140951.5 | 878300.5 | 0 | 0 | 0 | 0 | 0 | 0 | 0 | 0
[9 empty] | 2016-11-20 | 2017 | 16-17 | 0 | 0 | 0 | 0 | 0 | 0 | 0 | 0 | 606385.5 | 123893.5 | 140951.5 | 878300.5 | 0 | 0 | 0 | 0 | 0 | 0 | 0 | 0
[9 empty] | 2016-11-21 | 2017 | 16-17 | 0 | 0 | 0 | 0 | 0 | 0 | 0 | 0 | 606385.5 | 123893.5 | 140951.5 | 878300.5 | 0 | 0 | 0 | 0 | 0 | 0 | 0 | 0
[9 empty] | 2016-11-22 | 2017 | 16-17 | 0 | 0 | 0 | 0 | 0 | 0 | 0 | 0 | 606385.5 | 123893.5 | 140951.5 | 878300.5 | 0 | 0 | 0 | 0 | 0 | 0 | 0 | 0
[9 empty] | 2016-11-23 | 2017 | 16-17 | 0 | 0 | 0 | 0 | 0 | 0 | 0 | 0 | 606385.5 | 123893.5 | 140951.5 | 878300.5 | 0 | 0 | 0 | 0 | 0 | 0 | 0 | 0
[9 empty] | 2016-11-24 | 2017 | 16-17 | 0 | 0 | 0 | 0 | 0 | 0 | 0 | 0 | 606385.5 | 123893.5 | 140951.5 | 878300.5 | 0 | 0 | 0 | 0 | 0 | 0 | 0 | 0
[9 empty] | 2016-11-25 | 2017 | 16-17 | 0 | 0 | 0 | 0 | 0 | 0 | 0 | 0 | 606385.5 | 123893.5 | 140951.5 | 878300.5 | 0 | 0 | 0 | 0 | 0 | 0 | 0 | 0
[9 empty] | 2016-11-26 | 2017 | 16-17 | 0 | 0 | 0 | 0 | 0 | 0 | 0 | 0 | 606385.5 | 123893.5 | 140951.5 | 878300.5 | 0 | 0 | 0 | 0 | 0 | 0 | 0 | 0
[9 empty] | 2016-11-27 | 2017 | 16-17 | 0 | 0 | 0 | 0 | 0 | 0 | 0 | 0 | 606385.5 | 123893.5 | 140951.5 | 878300.5 | 0 | 0 | 0 | 0 | 0 | 0 | 0 | 0
[9 empty] | 2016-11-28 | 2017 | 16-17 | 0 | 0 | 0 | 0 | 0 | 0 | 0 | 0 | 606385.5 | 123893.5 | 140951.5 | 878300.5 | 0 | 0 | 0 | 0 | 0 | 0 | 0 | 0
[9 empty] | 2016-11-29 | 2017 | 16-17 | 0 | 0 | 0 | 0 | 0 | 0 | 0 | 0 | 606385.5 | 123893.5 | 140951.5 | 878300.5 | 0 | 0 | 0 | 0 | 0 | 0 | 0 | 0
[9 empty] | 2016-11-30 | 2017 | 16-17 | 0 | 0 | 0 | 0 | 0 | 0 | 0 | 0 | 606385.5 | 123893.5 | 140951.5 | 878300.5 | 0 | 0 | 0 | 0 | 0 | 0 | 0 | 0
[9 empty] | 2016-12-01 | 2017 | 16-17 | 0 | 0 | 0 | 0 | 0 | 0 | 0 | 0 | 606385.5 | 123893.5 | 140951.5 | 878300.5 | 0 | 0 | 0 | 0 | 0 | 0 | 0 | 0
[9 empty] | 2016-12-02 | 2017 | 16-17 | 0 | 0 | 0 | 0 | 0 | 0 | 0 | 0 | 606385.5 | 123893.5 | 140951.5 | 878300.5 | 0 | 0 | 0 | 0 | 0 | 0 | 0 | 0
[9 empty] | 2016-12-03 | 2017 | 16-17 | 0 | 0 | 0 | 0 | 0 | 0 | 0 | 0 | 606385.5 | 123893.5 | 140951.5 | 878300.5 | 0 | 0 | 0 | 0 | 0 | 0 | 0 | 0
[9 empty] | 2016-12-04 | 2017 | 16-17 | 0 | 0 | 0 | 0 | 0 | 0 | 0 | 0 | 606385.5 | 123893.5 | 140951.5 | 878300.5 | 0 | 0 | 0 | 0 | 0 | 0 | 0 | 0
[9 empty] | 2016-12-05 | 2017 | 16-17 | 0 | 0 | 0 | 0 | 0 | 0 | 0 | 0 | 606385.5 | 123893.5 | 140951.5 | 878300.5 | 0 | 0 | 0 | 0 | 0 | 0 | 0 | 0
[9 empty] | 2016-12-06 | 2017 | 16-17 | 0 | 0 | 0 | 0 | 0 | 0 | 0 | 0 | 606385.5 | 123893.5 | 140951.5 | 878300.5 | 0 | 0 | 0 | 0 | 0 | 0 | 0 | 0
[9 empty] | 2016-12-07 | 2017 | 16-17 | 0 | 0 | 0 | 0 | 0 | 0 | 0 | 0 | 606385.5 | 123893.5 | 140951.5 | 878300.5 | 0 | 0 | 0 | 0 | 0 | 0 | 0 | 0
[9 empty] | 2016-12-08 | 2017 | 16-17 | 0 | 0 | 0 | 0 | 0 | 0 | 0 | 0 | 606385.5 | 123893.5 | 140951.5 | 878300.5 | 0 | 0 | 0 | 0 | 0 | 0 | 0 | 0
[9 empty] | 2016-12-09 | 2017 | 16-17 | 0 | 0 | 0 | 0 | 0 | 0 | 0 | 0 | 606385.5 | 123893.5 | 140951.5 | 878300.5 | 0 | 0 | 0 | 0 | 0 | 0 | 0 | 0
[9 empty] | 2016-12-10 | 2017 | 16-17 | 0 | 0 | 0 | 0 | 0 | 0 | 0 | 0 | 606385.5 | 123893.5 | 140951.5 | 878300.5 | 0 | 0 | 0 | 0 | 0 | 0 | 0 | 0
[9 empty] | 2016-12-11 | 2017 | 16-17 | 0 | 0 | 0 | 0 | 0 | 0 | 0 | 0 | 606385.5 | 123893.5 | 140951.5 | 878300.5 | 0 | 0 | 0 | 0 | 0 | 0 | 0 | 0
[9 empty] | 2016-12-12 | 2017 | 16-17 | 0 | 0 | 0 | 0 | 0 | 0 | 0 | 0 | 606385.5 | 123893.5 | 140951.5 | 878300.5 | 0 | 0 | 0 | 0 | 0 | 0 | 0 | 0
[9 empty] | 2016-12-13 | 2017 | 16-17 | 0 | 0 | 0 | 0 | 0 | 0 | 0 | 0 | 606385.5 | 123893.5 | 140951.5 | 878300.5 | 0 | 0 | 0 | 0 | 0 | 0 | 0 | 0
[9 empty] | 2016-12-14 | 2017 | 16-17 | 0 | 0 | 0 | 0 | 0 | 0 | 0 | 0 | 606385.5 | 123893.5 | 140951.5 | 878300.5 | 0 | 0 | 0 | 0 | 0 | 0 | 0 | 0
[9 empty] | 2016-12-15 | 2017 | 16-17 | 0 | 0 | 0 | 0 | 0 | 0 | 0 | 0 | 606385.5 | 123893.5 | 140951.5 | 878300.5 | 0 | 0 | 0 | 0 | 0 | 0 | 0 | 0
[9 empty] | 2016-12-16 | 2017 | 16-17 | 0 | 0 | 0 | 0 | 0 | 0 | 0 | 0 | 606385.5 | 123893.5 | 140951.5 | 878300.5 | 0 | 0 | 0 | 0 | 0 | 0 | 0 | 0
[9 empty] | 2016-12-17 | 2017 | 16-17 | 0 | 0 | 0 | 0 | 0 | 0 | 0 | 0 | 606385.5 | 123893.5 | 140951.5 | 878300.5 | 0 | 0 | 0 | 0 | 0 | 0 | 0 | 0
[9 empty] | 2016-12-18 | 2017 | 16-17 | 0 | 0 | 37613.35 | 37613.35 | 0 | 0 | 289 | 289 | 606385.5 | 123893.5 | 140951.5 | 878300.5 | 0 | 0 | 0.26685 | 0.042825 | 0 | 0 | 0.0020504 | 0.00032904
[9 empty] | 2016-12-19 | 2017 | 16-17 | 0 | 0 | 0 | 0 | 0 | 0 | 0 | 0 | 606385.5 | 123893.5 | 140951.5 | 878300.5 | 0 | 0 | 0 | 0 | 0 | 0 | 0 | 0
[9 empty] | 2016-12-20 | 2017 | 16-17 | 0 | 0 | 0 | 0 | 0 | 0 | 0 | 0 | 606385.5 | 123893.5 | 140951.5 | 878300.5 | 0 | 0 | 0 | 0 | 0 | 0 | 0 | 0
[9 empty] | 2016-12-21 | 2017 | 16-17 | 0 | 0 | 0 | 0 | 0 | 0 | 0 | 0 | 606385.5 | 123893.5 | 140951.5 | 878300.5 | 0 | 0 | 0 | 0 | 0 | 0 | 0 | 0
[9 empty] | 2016-12-22 | 2017 | 16-17 | 0 | 0 | 0 | 0 | 0 | 0 | 0 | 0 | 606385.5 | 123893.5 | 140951.5 | 878300.5 | 0 | 0 | 0 | 0 | 0 | 0 | 0 | 0
[9 empty] | 2016-12-23 | 2017 |  | 0 | 0 | 0 | 0 | 0 | 0 | 0 | 0 | 606385.5 | 123893.5 | 140951.5 | 878300.5 | 0 | 0 | 0 | 0 | 0 | 0 | 0 | 0
[9 empty] | 2016-12-24 | 2017 | 16-17 | 0 | 0 | 0 | 0 | 0 | 0 | 0 | 0 | 606385.5 | 123893.5 | 140951.5 | 878300.5 | 0 | 0 | 0 | 0 | 0 | 0 | 0 | 0
[9 empty] | 2016-12-25 | 2017 | 16-17 | 0 | 0 | 0 | 0 | 0 | 0 | 0 | 0 | 606385.5 | 123893.5 | 140951.5 | 878300.5 | 0 | 0 | 0 | 0 | 0 | 0 | 0 | 0
[9 empty] | 2016-12-26 | 2017 | 16-17 | 0 | 0 | 0 | 0 | 0 | 0 | 0 | 0 | 606385.5 | 123893.5 | 140951.5 | 878300.5 | 0 | 0 | 0 | 0 | 0 | 0 | 0 | 0
[9 empty] | 2016-12-27 | 2017 |  | 0 | 0 | 0 | 0 | 0 | 0 | 0 | 0 | 606385.5 | 123893.5 | 140951.5 | 878300.5 | 0 | 0 | 0 | 0 | 0 | 0 | 0 | 0
[9 empty] | 2016-12-28 | 2017 |  | 0 | 714888.42 | 0 | 714888.42 | 0 | 1443 | 0 | 1443 | 606385.5 | 123893.5 | 140951.5 | 878300.5 | 0 | 5.7702 | 0 | 0.81395 | 0 | 0.011647 | 0 | 0.0016429
[9 empty] | 2016-12-29 | 2017 | 16-17 | 0 | 0 | 0 | 0 | 0 | 0 | 0 | 0 | 606385.5 | 123893.5 | 140951.5 | 878300.5 | 0 | 0 | 0 | 0 | 0 | 0 | 0 | 0
[9 empty] | 2016-12-30 | 2017 | 16-17 | 0 | 0 | 0 | 0 | 0 | 0 | 0 | 0 | 606385.5 | 123893.5 | 140951.5 | 878300.5 | 0 | 0 | 0 | 0 | 0 | 0 | 0 | 0
[9 empty] | 2016-12-31 | 2017 | 16-17 | 0 | 0 | 0 | 0 | 0 | 0 | 0 | 0 | 606385.5 | 123893.5 | 140951.5 | 878300.5 | 0 | 0 | 0 | 0 | 0 | 0 | 0 | 0
[9 empty] | 2017-01-01 | 2017 | 16-17 | 0 | 0 | 0 | 0 | 0 | 0 | 0 | 0 | 606385.5 | 123893.5 | 140951.5 | 878300.5 | 0 | 0 | 0 | 0 | 0 | 0 | 0 | 0
[9 empty] | 2017-01-02 | 2017 | 16-17 | 0 | 0 | 0 | 0 | 0 | 0 | 0 | 0 | 606385.5 | 123893.5 | 140951.5 | 878300.5 | 0 | 0 | 0 | 0 | 0 | 0 | 0 | 0
[9 empty] | 2017-01-03 | 2017 | 16-17 | 0 | 0 | 0 | 0 | 0 | 0 | 0 | 0 | 606385.5 | 123893.5 | 140951.5 | 878300.5 | 0 | 0 | 0 | 0 | 0 | 0 | 0 | 0
[9 empty] | 2017-01-04 | 2017 | 16-17 | 0 | 0 | 0 | 0 | 0 | 0 | 0 | 0 | 606385.5 | 123893.5 | 140951.5 | 878300.5 | 0 | 0 | 0 | 0 | 0 | 0 | 0 | 0
[9 empty] | 2017-01-05 | 2017 | 16-17 | 0 | 0 | 26883.2671 | 26883.2671 | 0 | 0 | 204 | 204 | 606385.5 | 123893.5 | 140951.5 | 878300.5 | 0 | 0 | 0.19073 | 0.030608 | 0 | 0 | 0.0014473 | 0.00023227
[9 empty] | 2017-01-06 | 2017 | 16-17 | 0 | 0 | 0 | 0 | 0 | 0 | 0 | 0 | 606385.5 | 123893.5 | 140951.5 | 878300.5 | 0 | 0 | 0 | 0 | 0 | 0 | 0 | 0
[9 empty] | 2017-01-07 | 2017 | 16-17 | 0 | 0 | 0 | 0 | 0 | 0 | 0 | 0 | 606385.5 | 123893.5 | 140951.5 | 878300.5 | 0 | 0 | 0 | 0 | 0 | 0 | 0 | 0
[9 empty] | 2017-01-08 | 2017 | 16-17 | 0 | 0 | 0 | 0 | 0 | 0 | 0 | 0 | 606385.5 | 123893.5 | 140951.5 | 878300.5 | 0 | 0 | 0 | 0 | 0 | 0 | 0 | 0
[9 empty] | 2017-01-09 | 2017 | 16-17 | 0 | 0 | 0 | 0 | 0 | 0 | 0 | 0 | 606385.5 | 123893.5 | 140951.5 | 878300.5 | 0 | 0 | 0 | 0 | 0 | 0 | 0 | 0
[9 empty] | 2017-01-10 | 2017 | 16-17 | 0 | 0 | 0 | 0 | 0 | 0 | 0 | 0 | 606385.5 | 123893.5 | 140951.5 | 878300.5 | 0 | 0 | 0 | 0 | 0 | 0 | 0 | 0
[9 empty] | 2017-01-11 | 2017 | 16-17 | 0 | 0 | 0 | 0 | 0 | 0 | 0 | 0 | 606385.5 | 123893.5 | 140951.5 | 878300.5 | 0 | 0 | 0 | 0 | 0 | 0 | 0 | 0
[9 empty] | 2017-01-12 | 2017 | 16-17 | 0 | 0 | 0 | 0 | 0 | 0 | 0 | 0 | 606385.5 | 123893.5 | 140951.5 | 878300.5 | 0 | 0 | 0 | 0 | 0 | 0 | 0 | 0
[9 empty] | 2017-01-13 | 2017 | 16-17 | 0 | 0 | 0 | 0 | 0 | 0 | 0 | 0 | 606385.5 | 123893.5 | 140951.5 | 878300.5 | 0 | 0 | 0 | 0 | 0 | 0 | 0 | 0
[9 empty] | 2017-01-14 | 2017 | 16-17 | 0 | 0 | 0 | 0 | 0 | 0 | 0 | 0 | 606385.5 | 123893.5 | 140951.5 | 878300.5 | 0 | 0 | 0 | 0 | 0 | 0 | 0 | 0
[9 empty] | 2017-01-15 | 2017 | 16-17 | 0 | 0 | 0 | 0 | 0 | 0 | 0 | 0 | 606385.5 | 123893.5 | 140951.5 | 878300.5 | 0 | 0 | 0 | 0 | 0 | 0 | 0 | 0
[9 empty] | 2017-01-16 | 2017 | 16-17 | 0 | 0 | 0 | 0 | 0 | 0 | 0 | 0 | 606385.5 | 123893.5 | 140951.5 | 878300.5 | 0 | 0 | 0 | 0 | 0 | 0 | 0 | 0
[9 empty] | 2017-01-17 | 2017 | 16-17 | 0 | 0 | 0 | 0 | 0 | 0 | 0 | 0 | 606385.5 | 123893.5 | 140951.5 | 878300.5 | 0 | 0 | 0 | 0 | 0 | 0 | 0 | 0
[9 empty] | 2017-01-18 | 2017 | 16-17 | 0 | 0 | 0 | 0 | 0 | 0 | 0 | 0 | 606385.5 | 123893.5 | 140951.5 | 878300.5 | 0 | 0 | 0 | 0 | 0 | 0 | 0 | 0
[9 empty] | 2017-01-19 | 2017 |  | 0 | 0 | 0 | 0 | 0 | 0 | 0 | 0 | 606385.5 | 123893.5 | 140951.5 | 878300.5 | 0 | 0 | 0 | 0 | 0 | 0 | 0 | 0
[9 empty] | 2017-01-20 | 2017 | 16-17 | 0 | 0 | 21153.6 | 21153.6 | 0 | 0 | 0 | 0 | 606385.5 | 123893.5 | 140951.5 | 878300.5 | 0 | 0 | 0.15008 | 0.024085 | 0 | 0 | 0 | 0
[9 empty] | 2017-01-21 | 2017 | 16-17 | 0 | 0 | 0 | 0 | 0 | 0 | 0 | 0 | 606385.5 | 123893.5 | 140951.5 | 878300.5 | 0 | 0 | 0 | 0 | 0 | 0 | 0 | 0
[9 empty] | 2017-01-22 | 2017 | 16-17 | 0 | 0 | 0 | 0 | 0 | 0 | 0 | 0 | 606385.5 | 123893.5 | 140951.5 | 878300.5 | 0 | 0 | 0 | 0 | 0 | 0 | 0 | 0
[9 empty] | 2017-01-23 | 2017 | 16-17 | 0 | 0 | 0 | 0 | 0 | 0 | 0 | 0 | 606385.5 | 123893.5 | 140951.5 | 878300.5 | 0 | 0 | 0 | 0 | 0 | 0 | 0 | 0
[9 empty] | 2017-01-24 | 2017 | 16-17 | 0 | 0 | 0 | 0 | 0 | 0 | 0 | 0 | 606385.5 | 123893.5 | 140951.5 | 878300.5 | 0 | 0 | 0 | 0 | 0 | 0 | 0 | 0
[9 empty] | 2017-01-25 | 2017 | 16-17 | 0 | 0 | 0 | 0 | 0 | 0 | 0 | 0 | 606385.5 | 123893.5 | 140951.5 | 878300.5 | 0 | 0 | 0 | 0 | 0 | 0 | 0 | 0
[9 empty] | 2017-01-26 | 2017 | 16-17 | 0 | 0 | 0 | 0 | 0 | 0 | 0 | 0 | 606385.5 | 123893.5 | 140951.5 | 878300.5 | 0 | 0 | 0 | 0 | 0 | 0 | 0 | 0
[9 empty] | 2017-01-27 | 2017 | 16-17 | 0 | 0 | 0 | 0 | 0 | 0 | 0 | 0 | 606385.5 | 123893.5 | 140951.5 | 878300.5 | 0 | 0 | 0 | 0 | 0 | 0 | 0 | 0
[9 empty] | 2017-01-28 | 2017 | 16-17 | 0 | 0 | 0 | 0 | 0 | 0 | 0 | 0 | 606385.5 | 123893.5 | 140951.5 | 878300.5 | 0 | 0 | 0 | 0 | 0 | 0 | 0 | 0
[9 empty] | 2017-01-29 | 2017 | 16-17 | 0 | 0 | 0 | 0 | 0 | 0 | 0 | 0 | 606385.5 | 123893.5 | 140951.5 | 878300.5 | 0 | 0 | 0 | 0 | 0 | 0 | 0 | 0
[9 empty] | 2017-01-30 | 2017 | 16-17 | 0 | 0 | 0 | 0 | 0 | 0 | 0 | 0 | 606385.5 | 123893.5 | 140951.5 | 878300.5 | 0 | 0 | 0 | 0 | 0 | 0 | 0 | 0
[9 empty] | 2017-01-31 | 2017 | 16-17 | 0 | 0 | 0 | 0 | 0 | 0 | 0 | 0 | 606385.5 | 123893.5 | 140951.5 | 878300.5 | 0 | 0 | 0 | 0 | 0 | 0 | 0 | 0
[9 empty] | 2017-02-01 | 2017 | 16-17 | 0 | 0 | 0 | 0 | 0 | 0 | 0 | 0 | 606385.5 | 123893.5 | 140951.5 | 878300.5 | 0 | 0 | 0 | 0 | 0 | 0 | 0 | 0
[9 empty] | 2017-02-02 | 2017 | 16-17 | 0 | 0 | 0 | 0 | 0 | 0 | 0 | 0 | 606385.5 | 123893.5 | 140951.5 | 878300.5 | 0 | 0 | 0 | 0 | 0 | 0 | 0 | 0
[9 empty] | 2017-02-03 | 2017 | 16-17 | 0 | 0 | 0 | 0 | 0 | 0 | 0 | 0 | 606385.5 | 123893.5 | 140951.5 | 878300.5 | 0 | 0 | 0 | 0 | 0 | 0 | 0 | 0
[9 empty] | 2017-02-04 | 2017 | 16-17 | 0 | 0 | 0 | 0 | 0 | 0 | 0 | 0 | 606385.5 | 123893.5 | 140951.5 | 878300.5 | 0 | 0 | 0 | 0 | 0 | 0 | 0 | 0
[9 empty] | 2017-02-05 | 2017 | 16-17 | 0 | 0 | 0 | 0 | 0 | 0 | 0 | 0 | 606385.5 | 123893.5 | 140951.5 | 878300.5 | 0 | 0 | 0 | 0 | 0 | 0 | 0 | 0
[9 empty] | 2017-02-06 | 2017 | 16-17 | 0 | 0 | 0 | 0 | 0 | 0 | 0 | 0 | 606385.5 | 123893.5 | 140951.5 | 878300.5 | 0 | 0 | 0 | 0 | 0 | 0 | 0 | 0
[9 empty] | 2017-02-07 | 2017 | 16-17 | 0 | 0 | 0 | 0 | 0 | 0 | 0 | 0 | 606385.5 | 123893.5 | 140951.5 | 878300.5 | 0 | 0 | 0 | 0 | 0 | 0 | 0 | 0
[9 empty] | 2017-02-08 | 2017 | 16-17 | 0 | 0 | 0 | 0 | 0 | 0 | 0 | 0 | 606385.5 | 123893.5 | 140951.5 | 878300.5 | 0 | 0 | 0 | 0 | 0 | 0 | 0 | 0
[9 empty] | 2017-02-09 | 2017 | 16-17 | 0 | 0 | 0 | 0 | 0 | 0 | 0 | 0 | 606385.5 | 123893.5 | 140951.5 | 878300.5 | 0 | 0 | 0 | 0 | 0 | 0 | 0 | 0
[9 empty] | 2017-02-10 | 2017 | 16-17 | 0 | 0 | 0 | 0 | 0 | 0 | 0 | 0 | 606385.5 | 123893.5 | 140951.5 | 878300.5 | 0 | 0 | 0 | 0 | 0 | 0 | 0 | 0
[9 empty] | 2017-02-11 | 2017 | 16-17 | 0 | 0 | 153793.6 | 153793.6 | 0 | 0 | 929 | 929 | 606385.5 | 123893.5 | 140951.5 | 878300.5 | 0 | 0 | 1.0911 | 0.1751 | 0 | 0 | 0.0065909 | 0.0010577
[9 empty] | 2017-02-12 | 2017 | 16-17 | 0 | 0 | 0 | 0 | 0 | 0 | 0 | 0 | 606385.5 | 123893.5 | 140951.5 | 878300.5 | 0 | 0 | 0 | 0 | 0 | 0 | 0 | 0
[9 empty] | 2017-02-13 | 2017 | 16-17 | 0 | 0 | 0 | 0 | 0 | 0 | 0 | 0 | 606385.5 | 123893.5 | 140951.5 | 878300.5 | 0 | 0 | 0 | 0 | 0 | 0 | 0 | 0
[9 empty] | 2017-02-14 | 2017 | 16-17 | 0 | 0 | 0 | 0 | 0 | 0 | 0 | 0 | 606385.5 | 123893.5 | 140951.5 | 878300.5 | 0 | 0 | 0 | 0 | 0 | 0 | 0 | 0
[9 empty] | 2017-02-15 | 2017 | 16-17 | 0 | 0 | 0 | 0 | 0 | 0 | 0 | 0 | 606385.5 | 123893.5 | 140951.5 | 878300.5 | 0 | 0 | 0 | 0 | 0 | 0 | 0 | 0
[9 empty] | 2017-02-16 | 2017 | 16-17 | 0 | 0 | 0 | 0 | 0 | 0 | 0 | 0 | 606385.5 | 123893.5 | 140951.5 | 878300.5 | 0 | 0 | 0 | 0 | 0 | 0 | 0 | 0
[9 empty] | 2017-02-17 | 2017 | 16-17 | 0 | 0 | 0 | 0 | 0 | 0 | 0 | 0 | 606385.5 | 123893.5 | 140951.5 | 878300.5 | 0 | 0 | 0 | 0 | 0 | 0 | 0 | 0
[9 empty] | 2017-02-18 | 2017 | 16-17 | 0 | 0 | 0 | 0 | 0 | 0 | 0 | 0 | 606385.5 | 123893.5 | 140951.5 | 878300.5 | 0 | 0 | 0 | 0 | 0 | 0 | 0 | 0
[9 empty] | 2017-02-19 | 2017 | 16-17 | 0 | 0 | 0 | 0 | 0 | 0 | 0 | 0 | 606385.5 | 123893.5 | 140951.5 | 878300.5 | 0 | 0 | 0 | 0 | 0 | 0 | 0 | 0
[9 empty] | 2017-02-20 | 2017 | 16-17 | 0 | 0 | 0 | 0 | 0 | 0 | 0 | 0 | 606385.5 | 123893.5 | 140951.5 | 878300.5 | 0 | 0 | 0 | 0 | 0 | 0 | 0 | 0
[9 empty] | 2017-02-21 | 2017 | 16-17 | 0 | 0 | 0 | 0 | 0 | 0 | 0 | 0 | 606385.5 | 123893.5 | 140951.5 | 878300.5 | 0 | 0 | 0 | 0 | 0 | 0 | 0 | 0
[9 empty] | 2017-02-22 | 2017 | 16-17 | 0 | 0 | 0 | 0 | 0 | 0 | 0 | 0 | 606385.5 | 123893.5 | 140951.5 | 878300.5 | 0 | 0 | 0 | 0 | 0 | 0 | 0 | 0
[9 empty] | 2017-02-23 | 2017 | 16-17 | 0 | 0 | 0 | 0 | 0 | 0 | 0 | 0 | 606385.5 | 123893.5 | 140951.5 | 878300.5 | 0 | 0 | 0 | 0 | 0 | 0 | 0 | 0
[9 empty] | 2017-02-24 | 2017 | 16-17 | 0 | 0 | 0 | 0 | 0 | 0 | 0 | 0 | 606385.5 | 123893.5 | 140951.5 | 878300.5 | 0 | 0 | 0 | 0 | 0 | 0 | 0 | 0
[9 empty] | 2017-02-25 | 2017 | 16-17 | 0 | 0 | 0 | 0 | 0 | 0 | 0 | 0 | 606385.5 | 123893.5 | 140951.5 | 878300.5 | 0 | 0 | 0 | 0 | 0 | 0 | 0 | 0
[9 empty] | 2017-02-26 | 2017 | 16-17 | 0 | 0 | 0 | 0 | 0 | 0 | 0 | 0 | 606385.5 | 123893.5 | 140951.5 | 878300.5 | 0 | 0 | 0 | 0 | 0 | 0 | 0 | 0
[9 empty] | 2017-02-27 | 2017 | 16-17 | 0 | 0 | 0 | 0 | 0 | 0 | 0 | 0 | 606385.5 | 123893.5 | 140951.5 | 878300.5 | 0 | 0 | 0 | 0 | 0 | 0 | 0 | 0
[9 empty] | 2017-02-28 | 2017 | 16-17 | 0 | 0 | 0 | 0 | 0 | 0 | 0 | 0 | 606385.5 | 123893.5 | 140951.5 | 878300.5 | 0 | 0 | 0 | 0 | 0 | 0 | 0 | 0
[9 empty] | 2017-03-01 | 2017 | 16-17 | 0 | 0 | 0 | 0 | 0 | 0 | 0 | 0 | 606385.5 | 123893.5 | 140951.5 | 878300.5 | 0 | 0 | 0 | 0 | 0 | 0 | 0 | 0
[9 empty] | 2017-03-02 | 2017 | 16-17 | 0 | 0 | 0 | 0 | 0 | 0 | 0 | 0 | 606385.5 | 123893.5 | 140951.5 | 878300.5 | 0 | 0 | 0 | 0 | 0 | 0 | 0 | 0
[9 empty] | 2017-03-03 | 2017 | 16-17 | 0 | 0 | 0 | 0 | 0 | 0 | 0 | 0 | 606385.5 | 123893.5 | 140951.5 | 878300.5 | 0 | 0 | 0 | 0 | 0 | 0 | 0 | 0
[9 empty] | 2017-03-04 | 2017 | 16-17 | 0 | 0 | 0 | 0 | 0 | 0 | 0 | 0 | 606385.5 | 123893.5 | 140951.5 | 878300.5 | 0 | 0 | 0 | 0 | 0 | 0 | 0 | 0
[9 empty] | 2017-03-05 | 2017 | 16-17 | 0 | 0 | 0 | 0 | 0 | 0 | 0 | 0 | 606385.5 | 123893.5 | 140951.5 | 878300.5 | 0 | 0 | 0 | 0 | 0 | 0 | 0 | 0
[9 empty] | 2017-03-06 | 2017 | 16-17 | 0 | 0 | 0 | 0 | 0 | 0 | 0 | 0 | 606385.5 | 123893.5 | 140951.5 | 878300.5 | 0 | 0 | 0 | 0 | 0 | 0 | 0 | 0
[9 empty] | 2017-03-07 | 2017 | 16-17 | 0 | 0 | 0 | 0 | 0 | 0 | 0 | 0 | 606385.5 | 123893.5 | 140951.5 | 878300.5 | 0 | 0 | 0 | 0 | 0 | 0 | 0 | 0
[9 empty] | 2017-03-08 | 2017 | 16-17 | 0 | 0 | 0 | 0 | 0 | 0 | 0 | 0 | 606385.5 | 123893.5 | 140951.5 | 878300.5 | 0 | 0 | 0 | 0 | 0 | 0 | 0 | 0
[9 empty] | 2017-03-09 | 2017 | 16-17 | 0 | 0 | 0 | 0 | 0 | 0 | 0 | 0 | 606385.5 | 123893.5 | 140951.5 | 878300.5 | 0 | 0 | 0 | 0 | 0 | 0 | 0 | 0
[9 empty] | 2017-03-10 | 2017 | 16-17 | 0 | 0 | 0 | 0 | 0 | 0 | 0 | 0 | 606385.5 | 123893.5 | 140951.5 | 878300.5 | 0 | 0 | 0 | 0 | 0 | 0 | 0 | 0
[9 empty] | 2017-03-11 | 2017 | 16-17 | 0 | 0 | 0 | 0 | 0 | 0 | 0 | 0 | 606385.5 | 123893.5 | 140951.5 | 878300.5 | 0 | 0 | 0 | 0 | 0 | 0 | 0 | 0
[9 empty] | 2017-03-12 | 2017 | 16-17 | 0 | 0 | 0 | 0 | 0 | 0 | 0 | 0 | 606385.5 | 123893.5 | 140951.5 | 878300.5 | 0 | 0 | 0 | 0 | 0 | 0 | 0 | 0
[9 empty] | 2017-03-13 | 2017 | 16-17 | 0 | 0 | 0 | 0 | 0 | 0 | 0 | 0 | 606385.5 | 123893.5 | 140951.5 | 878300.5 | 0 | 0 | 0 | 0 | 0 | 0 | 0 | 0
[9 empty] | 2017-03-14 | 2017 | 16-17 | 0 | 0 | 0 | 0 | 0 | 0 | 0 | 0 | 606385.5 | 123893.5 | 140951.5 | 878300.5 | 0 | 0 | 0 | 0 | 0 | 0 | 0 | 0
[9 empty] | 2017-03-15 | 2017 | 16-17 | 0 | 0 | 0 | 0 | 0 | 0 | 0 | 0 | 606385.5 | 123893.5 | 140951.5 | 878300.5 | 0 | 0 | 0 | 0 | 0 | 0 | 0 | 0
[9 empty] | 2017-03-16 | 2017 | 16-17 | 0 | 0 | 0 | 0 | 0 | 0 | 0 | 0 | 606385.5 | 123893.5 | 140951.5 | 878300.5 | 0 | 0 | 0 | 0 | 0 | 0 | 0 | 0
[9 empty] | 2017-03-17 | 2017 | 16-17 | 0 | 0 | 0 | 0 | 0 | 0 | 0 | 0 | 606385.5 | 123893.5 | 140951.5 | 878300.5 | 0 | 0 | 0 | 0 | 0 | 0 | 0 | 0
[9 empty] | 2017-03-18 | 2017 | 16-17 | 0 | 0 | 0 | 0 | 0 | 0 | 0 | 0 | 606385.5 | 123893.5 | 140951.5 | 878300.5 | 0 | 0 | 0 | 0 | 0 | 0 | 0 | 0
[9 empty] | 2017-03-19 | 2017 | 16-17 | 0 | 0 | 0 | 0 | 0 | 0 | 0 | 0 | 606385.5 | 123893.5 | 140951.5 | 878300.5 | 0 | 0 | 0 | 0 | 0 | 0 | 0 | 0
[9 empty] | 2017-03-20 | 2017 | 16-17 | 0 | 0 | 0 | 0 | 0 | 0 | 0 | 0 | 606385.5 | 123893.5 | 140951.5 | 878300.5 | 0 | 0 | 0 | 0 | 0 | 0 | 0 | 0
[9 empty] | 2017-03-21 | 2017 | 16-17 | 0 | 0 | 0 | 0 | 0 | 0 | 0 | 0 | 606385.5 | 123893.5 | 140951.5 | 878300.5 | 0 | 0 | 0 | 0 | 0 | 0 | 0 | 0
[9 empty] | 2017-03-22 | 2017 | 16-17 | 0 | 0 | 0 | 0 | 0 | 0 | 0 | 0 | 606385.5 | 123893.5 | 140951.5 | 878300.5 | 0 | 0 | 0 | 0 | 0 | 0 | 0 | 0
[9 empty] | 2017-03-23 | 2017 | 16-17 | 0 | 0 | 0 | 0 | 0 | 0 | 0 | 0 | 606385.5 | 123893.5 | 140951.5 | 878300.5 | 0 | 0 | 0 | 0 | 0 | 0 | 0 | 0
[9 empty] | 2017-03-24 | 2017 | 16-17 | 0 | 0 | 0 | 0 | 0 | 0 | 0 | 0 | 606385.5 | 123893.5 | 140951.5 | 878300.5 | 0 | 0 | 0 | 0 | 0 | 0 | 0 | 0
[9 empty] | 2017-03-25 | 2017 | 16-17 | 0 | 0 | 0 | 0 | 0 | 0 | 0 | 0 | 606385.5 | 123893.5 | 140951.5 | 878300.5 | 0 | 0 | 0 | 0 | 0 | 0 | 0 | 0
[9 empty] | 2017-03-26 | 2017 | 16-17 | 0 | 0 | 0 | 0 | 0 | 0 | 0 | 0 | 606385.5 | 123893.5 | 140951.5 | 878300.5 | 0 | 0 | 0 | 0 | 0 | 0 | 0 | 0
[9 empty] | 2017-03-27 | 2017 | 16-17 | 0 | 0 | 0 | 0 | 0 | 0 | 0 | 0 | 606385.5 | 123893.5 | 140951.5 | 878300.5 | 0 | 0 | 0 | 0 | 0 | 0 | 0 | 0
[9 empty] | 2017-03-28 | 2017 | 16-17 | 0 | 0 | 0 | 0 | 0 | 0 | 0 | 0 | 606385.5 | 123893.5 | 140951.5 | 878300.5 | 0 | 0 | 0 | 0 | 0 | 0 | 0 | 0
[9 empty] | 2017-03-29 | 2017 | 16-17 | 0 | 0 | 0 | 0 | 0 | 0 | 0 | 0 | 606385.5 | 123893.5 | 140951.5 | 878300.5 | 0 | 0 | 0 | 0 | 0 | 0 | 0 | 0
[9 empty] | 2017-03-30 | 2017 | 16-17 | 0 | 0 | 0 | 0 | 0 | 0 | 0 | 0 | 606385.5 | 123893.5 | 140951.5 | 878300.5 | 0 | 0 | 0 | 0 | 0 | 0 | 0 | 0
[9 empty] | 2017-03-31 | 2017 | 16-17 | 0 | 0 | 0 | 0 | 0 | 0 | 0 | 0 | 606385.5 | 123893.5 | 140951.5 | 878300.5 | 0 | 0 | 0 | 0 | 0 | 0 | 0 | 0
[9 empty] | 2017-04-01 | 2017 | 16-17 | 0 | 0 | 0 | 0 | 0 | 0 | 0 | 0 | 606385.5 | 123893.5 | 140951.5 | 878300.5 | 0 | 0 | 0 | 0 | 0 | 0 | 0 | 0
[9 empty] | 2017-04-02 | 2017 | 16-17 | 0 | 0 | 0 | 0 | 0 | 0 | 0 | 0 | 606385.5 | 123893.5 | 140951.5 | 878300.5 | 0 | 0 | 0 | 0 | 0 | 0 | 0 | 0
[9 empty] | 2017-04-03 | 2017 | 16-17 | 0 | 0 | 0 | 0 | 0 | 0 | 0 | 0 | 606385.5 | 123893.5 | 140951.5 | 878300.5 | 0 | 0 | 0 | 0 | 0 | 0 | 0 | 0
[9 empty] | 2017-04-04 | 2017 | 16-17 | 0 | 0 | 0 | 0 | 0 | 0 | 0 | 0 | 606385.5 | 123893.5 | 140951.5 | 878300.5 | 0 | 0 | 0 | 0 | 0 | 0 | 0 | 0
[9 empty] | 2017-04-05 | 2017 | 16-17 | 0 | 0 | 0 | 0 | 0 | 0 | 0 | 0 | 606385.5 | 123893.5 | 140951.5 | 878300.5 | 0 | 0 | 0 | 0 | 0 | 0 | 0 | 0
[9 empty] | 2017-04-06 | 2017 | 16-17 | 0 | 0 | 0 | 0 | 0 | 0 | 0 | 0 | 606385.5 | 123893.5 | 140951.5 | 878300.5 | 0 | 0 | 0 | 0 | 0 | 0 | 0 | 0
[9 empty] | 2017-04-07 | 2017 | 16-17 | 0 | 0 | 0 | 0 | 0 | 0 | 0 | 0 | 606385.5 | 123893.5 | 140951.5 | 878300.5 | 0 | 0 | 0 | 0 | 0 | 0 | 0 | 0
[9 empty] | 2017-04-08 | 2017 | 16-17 | 0 | 0 | 0 | 0 | 0 | 0 | 0 | 0 | 606385.5 | 123893.5 | 140951.5 | 878300.5 | 0 | 0 | 0 | 0 | 0 | 0 | 0 | 0
[9 empty] | 2017-04-09 | 2017 | 16-17 | 0 | 0 | 0 | 0 | 0 | 0 | 0 | 0 | 606385.5 | 123893.5 | 140951.5 | 878300.5 | 0 | 0 | 0 | 0 | 0 | 0 | 0 | 0
[9 empty] | 2017-04-10 | 2017 | 16-17 | 0 | 0 | 0 | 0 | 0 | 0 | 0 | 0 | 606385.5 | 123893.5 | 140951.5 | 878300.5 | 0 | 0 | 0 | 0 | 0 | 0 | 0 | 0
[9 empty] | 2017-04-11 | 2017 | 16-17 | 0 | 0 | 0 | 0 | 0 | 0 | 0 | 0 | 606385.5 | 123893.5 | 140951.5 | 878300.5 | 0 | 0 | 0 | 0 | 0 | 0 | 0 | 0
[9 empty] | 2017-04-12 | 2017 | 16-17 | 0 | 0 | 0 | 0 | 0 | 0 | 0 | 0 | 606385.5 | 123893.5 | 140951.5 | 878300.5 | 0 | 0 | 0 | 0 | 0 | 0 | 0 | 0
[9 empty] | 2017-04-13 | 2017 | 16-17 | 0 | 0 | 0 | 0 | 0 | 0 | 0 | 0 | 606385.5 | 123893.5 | 140951.5 | 878300.5 | 0 | 0 | 0 | 0 | 0 | 0 | 0 | 0
[9 empty] | 2017-04-14 | 2017 | 16-17 | 0 | 0 | 0 | 0 | 0 | 0 | 0 | 0 | 606385.5 | 123893.5 | 140951.5 | 878300.5 | 0 | 0 | 0 | 0 | 0 | 0 | 0 | 0
[9 empty] | 2017-04-15 | 2017 | 16-17 | 0 | 0 | 0 | 0 | 0 | 0 | 0 | 0 | 606385.5 | 123893.5 | 140951.5 | 878300.5 | 0 | 0 | 0 | 0 | 0 | 0 | 0 | 0
[9 empty] | 2017-04-16 | 2017 | 16-17 | 0 | 0 | 0 | 0 | 0 | 0 | 0 | 0 | 606385.5 | 123893.5 | 140951.5 | 878300.5 | 0 | 0 | 0 | 0 | 0 | 0 | 0 | 0
[9 empty] | 2017-04-17 | 2017 | 16-17 | 0 | 0 | 0 | 0 | 0 | 0 | 0 | 0 | 606385.5 | 123893.5 | 140951.5 | 878300.5 | 0 | 0 | 0 | 0 | 0 | 0 | 0 | 0
[9 empty] | 2017-04-18 | 2017 | 16-17 | 0 | 0 | 0 | 0 | 0 | 0 | 0 | 0 | 606385.5 | 123893.5 | 140951.5 | 878300.5 | 0 | 0 | 0 | 0 | 0 | 0 | 0 | 0
[9 empty] | 2017-04-19 | 2017 | 16-17 | 0 | 0 | 0 | 0 | 0 | 0 | 0 | 0 | 606385.5 | 123893.5 | 140951.5 | 878300.5 | 0 | 0 | 0 | 0 | 0 | 0 | 0 | 0
[9 empty] | 2017-04-20 | 2017 | 16-17 | 0 | 0 | 0 | 0 | 0 | 0 | 0 | 0 | 606385.5 | 123893.5 | 140951.5 | 878300.5 | 0 | 0 | 0 | 0 | 0 | 0 | 0 | 0
[9 empty] | 2017-04-21 | 2017 | 16-17 | 0 | 0 | 0 | 0 | 0 | 0 | 0 | 0 | 606385.5 | 123893.5 | 140951.5 | 878300.5 | 0 | 0 | 0 | 0 | 0 | 0 | 0 | 0
[9 empty] | 2017-04-22 | 2017 | 16-17 | 0 | 0 | 0 | 0 | 0 | 0 | 0 | 0 | 606385.5 | 123893.5 | 140951.5 | 878300.5 | 0 | 0 | 0 | 0 | 0 | 0 | 0 | 0
[9 empty] | 2017-04-23 | 2017 | 16-17 | 0 | 0 | 0 | 0 | 0 | 0 | 0 | 0 | 606385.5 | 123893.5 | 140951.5 | 878300.5 | 0 | 0 | 0 | 0 | 0 | 0 | 0 | 0
[9 empty] | 2017-04-24 | 2017 | 16-17 | 0 | 0 | 27941.4 | 27941.4 | 0 | 0 | 144 | 144 | 606385.5 | 123893.5 | 140951.5 | 878300.5 | 0 | 0 | 0.19823 | 0.031813 | 0 | 0 | 0.0010216 | 0.00016395
[9 empty] | 2017-04-25 | 2017 | 16-17 | 0 | 0 | 0 | 0 | 0 | 0 | 0 | 0 | 606385.5 | 123893.5 | 140951.5 | 878300.5 | 0 | 0 | 0 | 0 | 0 | 0 | 0 | 0
[9 empty] | 2017-04-26 | 2017 | 16-17 | 0 | 0 | 0 | 0 | 0 | 0 | 0 | 0 | 606385.5 | 123893.5 | 140951.5 | 878300.5 | 0 | 0 | 0 | 0 | 0 | 0 | 0 | 0
[9 empty] | 2017-04-27 | 2017 | 16-17 | 0 | 0 | 0 | 0 | 0 | 0 | 0 | 0 | 606385.5 | 123893.5 | 140951.5 | 878300.5 | 0 | 0 | 0 | 0 | 0 | 0 | 0 | 0
[9 empty] | 2017-04-28 | 2017 | 16-17 | 0 | 0 | 0 | 0 | 0 | 0 | 0 | 0 | 606385.5 | 123893.5 | 140951.5 | 878300.5 | 0 | 0 | 0 | 0 | 0 | 0 | 0 | 0
[9 empty] | 2017-04-29 | 2017 | 16-17 | 0 | 0 | 0 | 0 | 0 | 0 | 0 | 0 | 606385.5 | 123893.5 | 140951.5 | 878300.5 | 0 | 0 | 0 | 0 | 0 | 0 | 0 | 0
[9 empty] | 2017-04-30 | 2017 | 16-17 | 0 | 0 | 0 | 0 | 0 | 0 | 0 | 0 | 606385.5 | 123893.5 | 140951.5 | 878300.5 | 0 | 0 | 0 | 0 | 0 | 0 | 0 | 0
[9 empty] | 2017-05-01 | 2017 | 16-17 | 0 | 0 | 0 | 0 | 0 | 0 | 0 | 0 | 606385.5 | 123893.5 | 140951.5 | 878300.5 | 0 | 0 | 0 | 0 | 0 | 0 | 0 | 0
[9 empty] | 2017-05-02 | 2017 | 16-17 | 0 | 0 | 0 | 0 | 0 | 0 | 0 | 0 | 606385.5 | 123893.5 | 140951.5 | 878300.5 | 0 | 0 | 0 | 0 | 0 | 0 | 0 | 0
[9 empty] | 2017-05-03 | 2017 | 16-17 | 0 | 0 | 0 | 0 | 0 | 0 | 0 | 0 | 606385.5 | 123893.5 | 140951.5 | 878300.5 | 0 | 0 | 0 | 0 | 0 | 0 | 0 | 0
[9 empty] | 2017-05-04 | 2017 | 16-17 | 0 | 0 | 0 | 0 | 0 | 0 | 0 | 0 | 606385.5 | 123893.5 | 140951.5 | 878300.5 | 0 | 0 | 0 | 0 | 0 | 0 | 0 | 0
[9 empty] | 2017-05-05 | 2017 | 16-17 | 0 | 0 | 0 | 0 | 0 | 0 | 0 | 0 | 606385.5 | 123893.5 | 140951.5 | 878300.5 | 0 | 0 | 0 | 0 | 0 | 0 | 0 | 0
[9 empty] | 2017-05-06 | 2017 | 16-17 | 0 | 0 | 0 | 0 | 0 | 0 | 0 | 0 | 606385.5 | 123893.5 | 140951.5 | 878300.5 | 0 | 0 | 0 | 0 | 0 | 0 | 0 | 0
[9 empty] | 2017-05-07 | 2017 | 16-17 | 0 | 0 | 0 | 0 | 0 | 0 | 0 | 0 | 606385.5 | 123893.5 | 140951.5 | 878300.5 | 0 | 0 | 0 | 0 | 0 | 0 | 0 | 0
[9 empty] | 2017-05-08 | 2017 | 16-17 | 0 | 0 | 0 | 0 | 0 | 0 | 0 | 0 | 606385.5 | 123893.5 | 140951.5 | 878300.5 | 0 | 0 | 0 | 0 | 0 | 0 | 0 | 0
[9 empty] | 2017-05-09 | 2017 | 16-17 | 0 | 0 | 0 | 0 | 0 | 0 | 0 | 0 | 606385.5 | 123893.5 | 140951.5 | 878300.5 | 0 | 0 | 0 | 0 | 0 | 0 | 0 | 0
[9 empty] | 2017-05-10 | 2017 | 16-17 | 0 | 0 | 0 | 0 | 0 | 0 | 0 | 0 | 606385.5 | 123893.5 | 140951.5 | 878300.5 | 0 | 0 | 0 | 0 | 0 | 0 | 0 | 0
[9 empty] | 2017-05-11 | 2017 | 16-17 | 0 | 0 | 0 | 0 | 0 | 0 | 0 | 0 | 606385.5 | 123893.5 | 140951.5 | 878300.5 | 0 | 0 | 0 | 0 | 0 | 0 | 0 | 0
[9 empty] | 2017-05-12 | 2017 | 16-17 | 0 | 0 | 0 | 0 | 0 | 0 | 0 | 0 | 606385.5 | 123893.5 | 140951.5 | 878300.5 | 0 | 0 | 0 | 0 | 0 | 0 | 0 | 0
[9 empty] | 2017-05-13 | 2017 | 16-17 | 0 | 0 | 0 | 0 | 0 | 0 | 0 | 0 | 606385.5 | 123893.5 | 140951.5 | 878300.5 | 0 | 0 | 0 | 0 | 0 | 0 | 0 | 0
[9 empty] | 2017-05-14 | 2017 | 16-17 | 0 | 0 | 0 | 0 | 0 | 0 | 0 | 0 | 606385.5 | 123893.5 | 140951.5 | 878300.5 | 0 | 0 | 0 | 0 | 0 | 0 | 0 | 0
[9 empty] | 2017-05-15 | 2017 | 16-17 | 0 | 0 | 0 | 0 | 0 | 0 | 0 | 0 | 606385.5 | 123893.5 | 140951.5 | 878300.5 | 0 | 0 | 0 | 0 | 0 | 0 | 0 | 0
[9 empty] | 2017-05-16 | 2017 | 16-17 | 0 | 0 | 0 | 0 | 0 | 0 | 0 | 0 | 606385.5 | 123893.5 | 140951.5 | 878300.5 | 0 | 0 | 0 | 0 | 0 | 0 | 0 | 0
[9 empty] | 2017-05-17 | 2017 | 16-17 | 0 | 0 | 0 | 0 | 0 | 0 | 0 | 0 | 606385.5 | 123893.5 | 140951.5 | 878300.5 | 0 | 0 | 0 | 0 | 0 | 0 | 0 | 0
[9 empty] | 2017-05-18 | 2017 | 16-17 | 0 | 0 | 0 | 0 | 0 | 0 | 0 | 0 | 606385.5 | 123893.5 | 140951.5 | 878300.5 | 0 | 0 | 0 | 0 | 0 | 0 | 0 | 0
[9 empty] | 2017-05-19 | 2017 | 16-17 | 0 | 0 | 0 | 0 | 0 | 0 | 0 | 0 | 606385.5 | 123893.5 | 140951.5 | 878300.5 | 0 | 0 | 0 | 0 | 0 | 0 | 0 | 0
[9 empty] | 2017-05-20 | 2017 | 16-17 | 0 | 0 | 0 | 0 | 0 | 0 | 0 | 0 | 606385.5 | 123893.5 | 140951.5 | 878300.5 | 0 | 0 | 0 | 0 | 0 | 0 | 0 | 0
[9 empty] | 2017-05-21 | 2017 | 16-17 | 0 | 0 | 0 | 0 | 0 | 0 | 0 | 0 | 606385.5 | 123893.5 | 140951.5 | 878300.5 | 0 | 0 | 0 | 0 | 0 | 0 | 0 | 0
[9 empty] | 2017-05-22 | 2017 | 16-17 | 0 | 0 | 0 | 0 | 0 | 0 | 0 | 0 | 606385.5 | 123893.5 | 140951.5 | 878300.5 | 0 | 0 | 0 | 0 | 0 | 0 | 0 | 0
[9 empty] | 2017-05-23 | 2017 | 16-17 | 0 | 0 | 76338.9 | 76338.9 | 0 | 0 | 1163 | 1163 | 606385.5 | 123893.5 | 140951.5 | 878300.5 | 0 | 0 | 0.5416 | 0.086917 | 0 | 0 | 0.0082511 | 0.0013241
[9 empty] | 2017-05-24 | 2017 | 16-17 | 0 | 0 | 0 | 0 | 0 | 0 | 0 | 0 | 606385.5 | 123893.5 | 140951.5 | 878300.5 | 0 | 0 | 0 | 0 | 0 | 0 | 0 | 0
[9 empty] | 2017-05-25 | 2017 | 16-17 | 0 | 0 | 0 | 0 | 0 | 0 | 0 | 0 | 606385.5 | 123893.5 | 140951.5 | 878300.5 | 0 | 0 | 0 | 0 | 0 | 0 | 0 | 0
[9 empty] | 2017-05-26 | 2017 | 16-17 | 0 | 0 | 0 | 0 | 0 | 0 | 0 | 0 | 606385.5 | 123893.5 | 140951.5 | 878300.5 | 0 | 0 | 0 | 0 | 0 | 0 | 0 | 0
[9 empty] | 2017-05-27 | 2017 | 16-17 | 0 | 0 | 0 | 0 | 0 | 0 | 0 | 0 | 606385.5 | 123893.5 | 140951.5 | 878300.5 | 0 | 0 | 0 | 0 | 0 | 0 | 0 | 0
[9 empty] | 2017-05-28 | 2017 | 16-17 | 0 | 0 | 0 | 0 | 0 | 0 | 0 | 0 | 606385.5 | 123893.5 | 140951.5 | 878300.5 | 0 | 0 | 0 | 0 | 0 | 0 | 0 | 0
[9 empty] | 2017-05-29 | 2017 | 16-17 | 0 | 0 | 0 | 0 | 0 | 0 | 0 | 0 | 606385.5 | 123893.5 | 140951.5 | 878300.5 | 0 | 0 | 0 | 0 | 0 | 0 | 0 | 0
[9 empty] | 2017-05-30 | 2017 | 16-17 | 0 | 0 | 0 | 0 | 0 | 0 | 0 | 0 | 606385.5 | 123893.5 | 140951.5 | 878300.5 | 0 | 0 | 0 | 0 | 0 | 0 | 0 | 0
[9 empty] | 2017-05-31 | 2017 | 16-17 | 0 | 0 | 0 | 0 | 0 | 0 | 0 | 0 | 606385.5 | 123893.5 | 140951.5 | 878300.5 | 0 | 0 | 0 | 0 | 0 | 0 | 0 | 0
[9 empty] | 2017-06-01 | 2017 | 16-17 | 0 | 0 | 0 | 0 | 0 | 0 | 0 | 0 | 606385.5 | 123893.5 | 140951.5 | 878300.5 | 0 | 0 | 0 | 0 | 0 | 0 | 0 | 0
[9 empty] | 2017-06-02 | 2017 | 16-17 | 0 | 0 | 0 | 0 | 0 | 0 | 0 | 0 | 606385.5 | 123893.5 | 140951.5 | 878300.5 | 0 | 0 | 0 | 0 | 0 | 0 | 0 | 0
[9 empty] | 2017-06-03 | 2017 | 16-17 | 0 | 0 | 22043.7 | 22043.7 | 0 | 0 | 266 | 266 | 606385.5 | 123893.5 | 140951.5 | 878300.5 | 0 | 0 | 0.15639 | 0.025098 | 0 | 0 | 0.0018872 | 0.00030286
[9 empty] | 2017-06-04 | 2017 | 16-17 | 0 | 0 | 0 | 0 | 0 | 0 | 0 | 0 | 606385.5 | 123893.5 | 140951.5 | 878300.5 | 0 | 0 | 0 | 0 | 0 | 0 | 0 | 0
[9 empty] | 2017-06-05 | 2017 | 16-17 | 0 | 0 | 0 | 0 | 0 | 0 | 0 | 0 | 606385.5 | 123893.5 | 140951.5 | 878300.5 | 0 | 0 | 0 | 0 | 0 | 0 | 0 | 0
[9 empty] | 2017-06-06 | 2017 | 16-17 | 0 | 0 | 0 | 0 | 0 | 0 | 0 | 0 | 606385.5 | 123893.5 | 140951.5 | 878300.5 | 0 | 0 | 0 | 0 | 0 | 0 | 0 | 0
[9 empty] | 2017-06-07 | 2017 | 16-17 | 0 | 0 | 0 | 0 | 0 | 0 | 0 | 0 | 606385.5 | 123893.5 | 140951.5 | 878300.5 | 0 | 0 | 0 | 0 | 0 | 0 | 0 | 0
[9 empty] | 2017-06-08 | 2017 | 16-17 | 0 | 0 | 0 | 0 | 0 | 0 | 0 | 0 | 606385.5 | 123893.5 | 140951.5 | 878300.5 | 0 | 0 | 0 | 0 | 0 | 0 | 0 | 0
[9 empty] | 2017-06-09 | 2017 | 16-17 | 0 | 0 | 0 | 0 | 0 | 0 | 0 | 0 | 606385.5 | 123893.5 | 140951.5 | 878300.5 | 0 | 0 | 0 | 0 | 0 | 0 | 0 | 0
[9 empty] | 2017-06-10 | 2017 | 16-17 | 0 | 0 | 0 | 0 | 0 | 0 | 0 | 0 | 606385.5 | 123893.5 | 140951.5 | 878300.5 | 0 | 0 | 0 | 0 | 0 | 0 | 0 | 0
[9 empty] | 2017-06-11 | 2017 | 16-17 | 0 | 0 | 0 | 0 | 0 | 0 | 0 | 0 | 606385.5 | 123893.5 | 140951.5 | 878300.5 | 0 | 0 | 0 | 0 | 0 | 0 | 0 | 0
[9 empty] | 2017-06-12 | 2017 | 16-17 | 0 | 0 | 0 | 0 | 0 | 0 | 0 | 0 | 606385.5 | 123893.5 | 140951.5 | 878300.5 | 0 | 0 | 0 | 0 | 0 | 0 | 0 | 0
[9 empty] | 2017-06-13 | 2017 | 16-17 | 0 | 0 | 0 | 0 | 0 | 0 | 0 | 0 | 606385.5 | 123893.5 | 140951.5 | 878300.5 | 0 | 0 | 0 | 0 | 0 | 0 | 0 | 0
[9 empty] | 2017-06-14 | 2017 | 16-17 | 0 | 0 | 0 | 0 | 0 | 0 | 0 | 0 | 606385.5 | 123893.5 | 140951.5 | 878300.5 | 0 | 0 | 0 | 0 | 0 | 0 | 0 | 0
[9 empty] | 2017-06-15 | 2017 | 16-17 | 0 | 0 | 0 | 0 | 0 | 0 | 0 | 0 | 606385.5 | 123893.5 | 140951.5 | 878300.5 | 0 | 0 | 0 | 0 | 0 | 0 | 0 | 0
[9 empty] | 2017-06-16 | 2017 | 16-17 | 0 | 0 | 0 | 0 | 0 | 0 | 0 | 0 | 606385.5 | 123893.5 | 140951.5 | 878300.5 | 0 | 0 | 0 | 0 | 0 | 0 | 0 | 0
[9 empty] | 2017-06-17 | 2017 | 16-17 | 0 | 0 | 0 | 0 | 0 | 0 | 0 | 0 | 606385.5 | 123893.5 | 140951.5 | 878300.5 | 0 | 0 | 0 | 0 | 0 | 0 | 0 | 0
[9 empty] | 2017-06-18 | 2017 | 16-17 | 0 | 0 | 0 | 0 | 0 | 0 | 0 | 0 | 606385.5 | 123893.5 | 140951.5 | 878300.5 | 0 | 0 | 0 | 0 | 0 | 0 | 0 | 0
[9 empty] | 2017-06-19 | 2017 | 16-17 | 0 | 0 | 0 | 0 | 0 | 0 | 0 | 0 | 606385.5 | 123893.5 | 140951.5 | 878300.5 | 0 | 0 | 0 | 0 | 0 | 0 | 0 | 0
[9 empty] | 2017-06-20 | 2017 | 16-17 | 0 | 0 | 0 | 0 | 0 | 0 | 0 | 0 | 606385.5 | 123893.5 | 140951.5 | 878300.5 | 0 | 0 | 0 | 0 | 0 | 0 | 0 | 0
[9 empty] | 2017-06-21 | 2017 | 16-17 | 0 | 0 | 0 | 0 | 0 | 0 | 0 | 0 | 606385.5 | 123893.5 | 140951.5 | 878300.5 | 0 | 0 | 0 | 0 | 0 | 0 | 0 | 0
[9 empty] | 2017-06-22 | 2017 | 16-17 | 0 | 0 | 0 | 0 | 0 | 0 | 0 | 0 | 606385.5 | 123893.5 | 140951.5 | 878300.5 | 0 | 0 | 0 | 0 | 0 | 0 | 0 | 0
[9 empty] | 2017-06-23 | 2017 | 16-17 | 0 | 0 | 0 | 0 | 0 | 0 | 0 | 0 | 606385.5 | 123893.5 | 140951.5 | 878300.5 | 0 | 0 | 0 | 0 | 0 | 0 | 0 | 0
[9 empty] | 2017-06-24 | 2017 | 16-17 | 0 | 0 | 0 | 0 | 0 | 0 | 0 | 0 | 606385.5 | 123893.5 | 140951.5 | 878300.5 | 0 | 0 | 0 | 0 | 0 | 0 | 0 | 0
[9 empty] | 2017-06-25 | 2017 | 16-17 | 0 | 0 | 0 | 0 | 0 | 0 | 0 | 0 | 606385.5 | 123893.5 | 140951.5 | 878300.5 | 0 | 0 | 0 | 0 | 0 | 0 | 0 | 0
[9 empty] | 2017-06-26 | 2017 | 16-17 | 0 | 0 | 0 | 0 | 0 | 0 | 0 | 0 | 606385.5 | 123893.5 | 140951.5 | 878300.5 | 0 | 0 | 0 | 0 | 0 | 0 | 0 | 0
[9 empty] | 2017-06-27 | 2017 | 16-17 | 0 | 0 | 0 | 0 | 0 | 0 | 0 | 0 | 606385.5 | 123893.5 | 140951.5 | 878300.5 | 0 | 0 | 0 | 0 | 0 | 0 | 0 | 0
[9 empty] | 2017-06-28 | 2017 | 16-17 | 0 | 0 | 0 | 0 | 0 | 0 | 0 | 0 | 606385.5 | 123893.5 | 140951.5 | 878300.5 | 0 | 0 | 0 | 0 | 0 | 0 | 0 | 0
[9 empty] | 2017-06-29 | 2017 | 16-17 | 0 | 0 | 0 | 0 | 0 | 0 | 0 | 0 | 606385.5 | 123893.5 | 140951.5 | 878300.5 | 0 | 0 | 0 | 0 | 0 | 0 | 0 | 0
[9 empty] | 2017-06-30 | 2017 | 16-17 | 0 | 0 | 0 | 0 | 0 | 0 | 0 | 0 | 606385.5 | 123893.5 | 140951.5 | 878300.5 | 0 | 0 | 0 | 0 | 0 | 0 | 0 | 0
[9 empty] | 2017-07-01 | 2018 | 17-18 | 0 | 0 | 0 | 0 | 0 | 0 | 0 | 0 | 618967 | 125931.5 | 142455.5 | 894396 | 0 | 0 | 0 | 0 | 0 | 0 | 0 | 0
[9 empty] | 2017-07-02 | 2018 | 17-18 | 0 | 0 | 0 | 0 | 0 | 0 | 0 | 0 | 618967 | 125931.5 | 142455.5 | 894396 | 0 | 0 | 0 | 0 | 0 | 0 | 0 | 0
[9 empty] | 2017-07-03 | 2018 | 17-18 | 0 | 0 | 0 | 0 | 0 | 0 | 0 | 0 | 618967 | 125931.5 | 142455.5 | 894396 | 0 | 0 | 0 | 0 | 0 | 0 | 0 | 0
[9 empty] | 2017-07-04 | 2018 | 17-18 | 0 | 0 | 0 | 0 | 0 | 0 | 0 | 0 | 618967 | 125931.5 | 142455.5 | 894396 | 0 | 0 | 0 | 0 | 0 | 0 | 0 | 0
[9 empty] | 2017-07-05 | 2018 | 17-18 | 0 | 0 | 0 | 0 | 0 | 0 | 0 | 0 | 618967 | 125931.5 | 142455.5 | 894396 | 0 | 0 | 0 | 0 | 0 | 0 | 0 | 0
[9 empty] | 2017-07-06 | 2018 | 17-18 | 0 | 0 | 0 | 0 | 0 | 0 | 0 | 0 | 618967 | 125931.5 | 142455.5 | 894396 | 0 | 0 | 0 | 0 | 0 | 0 | 0 | 0
[9 empty] | 2017-07-07 | 2018 | 17-18 | 0 | 0 | 0 | 0 | 0 | 0 | 0 | 0 | 618967 | 125931.5 | 142455.5 | 894396 | 0 | 0 | 0 | 0 | 0 | 0 | 0 | 0
[9 empty] | 2017-07-08 | 2018 | 17-18 | 0 | 0 | 0 | 0 | 0 | 0 | 0 | 0 | 618967 | 125931.5 | 142455.5 | 894396 | 0 | 0 | 0 | 0 | 0 | 0 | 0 | 0
[9 empty] | 2017-07-09 | 2018 | 17-18 | 0 | 0 | 0 | 0 | 0 | 0 | 0 | 0 | 618967 | 125931.5 | 142455.5 | 894396 | 0 | 0 | 0 | 0 | 0 | 0 | 0 | 0
[9 empty] | 2017-07-10 | 2018 | 17-18 | 0 | 0 | 0 | 0 | 0 | 0 | 0 | 0 | 618967 | 125931.5 | 142455.5 | 894396 | 0 | 0 | 0 | 0 | 0 | 0 | 0 | 0
[9 empty] | 2017-07-11 | 2018 | 17-18 | 0 | 0 | 0 | 0 | 0 | 0 | 0 | 0 | 618967 | 125931.5 | 142455.5 | 894396 | 0 | 0 | 0 | 0 | 0 | 0 | 0 | 0
[9 empty] | 2017-07-12 | 2018 | 17-18 | 0 | 0 | 0 | 0 | 0 | 0 | 0 | 0 | 618967 | 125931.5 | 142455.5 | 894396 | 0 | 0 | 0 | 0 | 0 | 0 | 0 | 0
[9 empty] | 2017-07-13 | 2018 | 17-18 | 0 | 0 | 101833.7294 | 101833.7294 | 0 | 0 | 804 | 804 | 618967 | 125931.5 | 142455.5 | 894396 | 0 | 0 | 0.71485 | 0.11386 | 0 | 0 | 0.0056439 | 0.00089893
[9 empty] | 2017-07-14 | 2018 | 17-18 | 0 | 0 | 0 | 0 | 0 | 0 | 0 | 0 | 618967 | 125931.5 | 142455.5 | 894396 | 0 | 0 | 0 | 0 | 0 | 0 | 0 | 0
[9 empty] | 2017-07-15 | 2018 | 17-18 | 0 | 0 | 0 | 0 | 0 | 0 | 0 | 0 | 618967 | 125931.5 | 142455.5 | 894396 | 0 | 0 | 0 | 0 | 0 | 0 | 0 | 0
[9 empty] | 2017-07-16 | 2018 | 17-18 | 0 | 0 | 0 | 0 | 0 | 0 | 0 | 0 | 618967 | 125931.5 | 142455.5 | 894396 | 0 | 0 | 0 | 0 | 0 | 0 | 0 | 0
[9 empty] | 2017-07-17 | 2018 | 17-18 | 0 | 0 | 0 | 0 | 0 | 0 | 0 | 0 | 618967 | 125931.5 | 142455.5 | 894396 | 0 | 0 | 0 | 0 | 0 | 0 | 0 | 0
[9 empty] | 2017-07-18 | 2018 | 17-18 | 0 | 0 | 0 | 0 | 0 | 0 | 0 | 0 | 618967 | 125931.5 | 142455.5 | 894396 | 0 | 0 | 0 | 0 | 0 | 0 | 0 | 0
[9 empty] | 2017-07-19 | 2018 | 17-18 | 0 | 0 | 9510.7683 | 9510.7683 | 0 | 0 | 77.3333 | 77.3333 | 618967 | 125931.5 | 142455.5 | 894396 | 0 | 0 | 0.066763 | 0.010634 | 0 | 0 | 0.00054286 | 8.6464e-05
[9 empty] | 2017-07-20 | 2018 | 17-18 | 0 | 0 | 0 | 0 | 0 | 0 | 0 | 0 | 618967 | 125931.5 | 142455.5 | 894396 | 0 | 0 | 0 | 0 | 0 | 0 | 0 | 0
[9 empty] | 2017-07-21 | 2018 | 17-18 | 0 | 0 | 0 | 0 | 0 | 0 | 0 | 0 | 618967 | 125931.5 | 142455.5 | 894396 | 0 | 0 | 0 | 0 | 0 | 0 | 0 | 0
[9 empty] | 2017-07-22 | 2018 | 17-18 | 0 | 0 | 0 | 0 | 0 | 0 | 0 | 0 | 618967 | 125931.5 | 142455.5 | 894396 | 0 | 0 | 0 | 0 | 0 | 0 | 0 | 0
[9 empty] | 2017-07-23 | 2018 | 17-18 | 0 | 0 | 0 | 0 | 0 | 0 | 0 | 0 | 618967 | 125931.5 | 142455.5 | 894396 | 0 | 0 | 0 | 0 | 0 | 0 | 0 | 0
[9 empty] | 2017-07-24 | 2018 | 17-18 | 0 | 0 | 0 | 0 | 0 | 0 | 0 | 0 | 618967 | 125931.5 | 142455.5 | 894396 | 0 | 0 | 0 | 0 | 0 | 0 | 0 | 0
[9 empty] | 2017-07-25 | 2018 | 17-18 | 0 | 0 | 0 | 0 | 0 | 0 | 0 | 0 | 618967 | 125931.5 | 142455.5 | 894396 | 0 | 0 | 0 | 0 | 0 | 0 | 0 | 0
[9 empty] | 2017-07-26 | 2018 | 17-18 | 0 | 0 | 0 | 0 | 0 | 0 | 0 | 0 | 618967 | 125931.5 | 142455.5 | 894396 | 0 | 0 | 0 | 0 | 0 | 0 | 0 | 0
[9 empty] | 2017-07-27 | 2018 | 17-18 | 0 | 0 | 0 | 0 | 0 | 0 | 0 | 0 | 618967 | 125931.5 | 142455.5 | 894396 | 0 | 0 | 0 | 0 | 0 | 0 | 0 | 0
[9 empty] | 2017-07-28 | 2018 | 17-18 | 0 | 0 | 0 | 0 | 0 | 0 | 0 | 0 | 618967 | 125931.5 | 142455.5 | 894396 | 0 | 0 | 0 | 0 | 0 | 0 | 0 | 0
[9 empty] | 2017-07-29 | 2018 | 17-18 | 0 | 0 | 0 | 0 | 0 | 0 | 0 | 0 | 618967 | 125931.5 | 142455.5 | 894396 | 0 | 0 | 0 | 0 | 0 | 0 | 0 | 0
[9 empty] | 2017-07-30 | 2018 | 17-18 | 0 | 0 | 0 | 0 | 0 | 0 | 0 | 0 | 618967 | 125931.5 | 142455.5 | 894396 | 0 | 0 | 0 | 0 | 0 | 0 | 0 | 0
[9 empty] | 2017-07-31 | 2018 | 17-18 | 0 | 0 | 0 | 0 | 0 | 0 | 0 | 0 | 618967 | 125931.5 | 142455.5 | 894396 | 0 | 0 | 0 | 0 | 0 | 0 | 0 | 0
[9 empty] | 2017-08-01 | 2018 | 17-18 | 0 | 0 | 0 | 0 | 0 | 0 | 0 | 0 | 618967 | 125931.5 | 142455.5 | 894396 | 0 | 0 | 0 | 0 | 0 | 0 | 0 | 0
[9 empty] | 2017-08-02 | 2018 | 17-18 | 0 | 0 | 0 | 0 | 0 | 0 | 0 | 0 | 618967 | 125931.5 | 142455.5 | 894396 | 0 | 0 | 0 | 0 | 0 | 0 | 0 | 0
[9 empty] | 2017-08-03 | 2018 | 17-18 | 0 | 0 | 0 | 0 | 0 | 0 | 0 | 0 | 618967 | 125931.5 | 142455.5 | 894396 | 0 | 0 | 0 | 0 | 0 | 0 | 0 | 0
[9 empty] | 2017-08-04 | 2018 | 17-18 | 0 | 0 | 1605.5008 | 1605.5008 | 0 | 0 | 201.0001 | 201.0001 | 618967 | 125931.5 | 142455.5 | 894396 | 0 | 0 | 0.01127 | 0.0017951 | 0 | 0 | 0.001411 | 0.00022473
[9 empty] | 2017-08-05 | 2018 | 17-18 | 0 | 0 | 0 | 0 | 0 | 0 | 0 | 0 | 618967 | 125931.5 | 142455.5 | 894396 | 0 | 0 | 0 | 0 | 0 | 0 | 0 | 0
[9 empty] | 2017-08-06 | 2018 | 17-18 | 0 | 0 | 1166.2 | 1166.2 | 0 | 0 | 0 | 0 | 618967 | 125931.5 | 142455.5 | 894396 | 0 | 0 | 0.0081864 | 0.0013039 | 0 | 0 | 0 | 0
[9 empty] | 2017-08-07 | 2018 | 17-18 | 0 | 0 | 0 | 0 | 0 | 0 | 0 | 0 | 618967 | 125931.5 | 142455.5 | 894396 | 0 | 0 | 0 | 0 | 0 | 0 | 0 | 0
[9 empty] | 2017-08-08 | 2018 | 17-18 | 0 | 0 | 0 | 0 | 0 | 0 | 0 | 0 | 618967 | 125931.5 | 142455.5 | 894396 | 0 | 0 | 0 | 0 | 0 | 0 | 0 | 0
[9 empty] | 2017-08-09 | 2018 | 17-18 | 0 | 0 | 6493.1015 | 6493.1015 | 0 | 0 | 9 | 9 | 618967 | 125931.5 | 142455.5 | 894396 | 0 | 0 | 0.04558 | 0.0072598 | 0 | 0 | 6.3178e-05 | 1.0063e-05
[9 empty] | 2017-08-10 | 2018 | 17-18 | 0 | 0 | 0 | 0 | 0 | 0 | 0 | 0 | 618967 | 125931.5 | 142455.5 | 894396 | 0 | 0 | 0 | 0 | 0 | 0 | 0 | 0
[9 empty] | 2017-08-11 | 2018 | 17-18 | 0 | 0 | 0 | 0 | 0 | 0 | 0 | 0 | 618967 | 125931.5 | 142455.5 | 894396 | 0 | 0 | 0 | 0 | 0 | 0 | 0 | 0
[9 empty] | 2017-08-12 | 2018 | 17-18 | 0 | 0 | 0 | 0 | 0 | 0 | 0 | 0 | 618967 | 125931.5 | 142455.5 | 894396 | 0 | 0 | 0 | 0 | 0 | 0 | 0 | 0
[9 empty] | 2017-08-13 | 2018 | 17-18 | 0 | 0 | 0 | 0 | 0 | 0 | 0 | 0 | 618967 | 125931.5 | 142455.5 | 894396 | 0 | 0 | 0 | 0 | 0 | 0 | 0 | 0
[9 empty] | 2017-08-14 | 2018 | 17-18 | 0 | 0 | 0 | 0 | 0 | 0 | 0 | 0 | 618967 | 125931.5 | 142455.5 | 894396 | 0 | 0 | 0 | 0 | 0 | 0 | 0 | 0
[9 empty] | 2017-08-15 | 2018 | 17-18 | 0 | 0 | 0 | 0 | 0 | 0 | 0 | 0 | 618967 | 125931.5 | 142455.5 | 894396 | 0 | 0 | 0 | 0 | 0 | 0 | 0 | 0
[9 empty] | 2017-08-16 | 2018 | 17-18 | 0 | 0 | 0 | 0 | 0 | 0 | 0 | 0 | 618967 | 125931.5 | 142455.5 | 894396 | 0 | 0 | 0 | 0 | 0 | 0 | 0 | 0
[9 empty] | 2017-08-17 | 2018 | 17-18 | 0 | 0 | 0 | 0 | 0 | 0 | 0 | 0 | 618967 | 125931.5 | 142455.5 | 894396 | 0 | 0 | 0 | 0 | 0 | 0 | 0 | 0
[9 empty] | 2017-08-18 | 2018 | 17-18 | 0 | 0 | 0 | 0 | 0 | 0 | 0 | 0 | 618967 | 125931.5 | 142455.5 | 894396 | 0 | 0 | 0 | 0 | 0 | 0 | 0 | 0
[9 empty] | 2017-08-19 | 2018 | 17-18 | 0 | 0 | 0 | 0 | 0 | 0 | 0 | 0 | 618967 | 125931.5 | 142455.5 | 894396 | 0 | 0 | 0 | 0 | 0 | 0 | 0 | 0
[9 empty] | 2017-08-20 | 2018 | 17-18 | 0 | 0 | 0 | 0 | 0 | 0 | 0 | 0 | 618967 | 125931.5 | 142455.5 | 894396 | 0 | 0 | 0 | 0 | 0 | 0 | 0 | 0
[9 empty] | 2017-08-21 | 2018 | 17-18 | 0 | 0 | 0 | 0 | 0 | 0 | 0 | 0 | 618967 | 125931.5 | 142455.5 | 894396 | 0 | 0 | 0 | 0 | 0 | 0 | 0 | 0
[9 empty] | 2017-08-22 | 2018 | 17-18 | 0 | 0 | 0 | 0 | 0 | 0 | 0 | 0 | 618967 | 125931.5 | 142455.5 | 894396 | 0 | 0 | 0 | 0 | 0 | 0 | 0 | 0
[9 empty] | 2017-08-23 | 2018 | 17-18 | 0 | 0 | 0 | 0 | 0 | 0 | 0 | 0 | 618967 | 125931.5 | 142455.5 | 894396 | 0 | 0 | 0 | 0 | 0 | 0 | 0 | 0
[9 empty] | 2017-08-24 | 2018 | 17-18 | 0 | 0 | 0 | 0 | 0 | 0 | 0 | 0 | 618967 | 125931.5 | 142455.5 | 894396 | 0 | 0 | 0 | 0 | 0 | 0 | 0 | 0
[9 empty] | 2017-08-25 | 2018 | 17-18 | 0 | 0 | 0 | 0 | 0 | 0 | 0 | 0 | 618967 | 125931.5 | 142455.5 | 894396 | 0 | 0 | 0 | 0 | 0 | 0 | 0 | 0
[9 empty] | 2017-08-26 | 2018 | 17-18 | 0 | 0 | 0 | 0 | 0 | 0 | 0 | 0 | 618967 | 125931.5 | 142455.5 | 894396 | 0 | 0 | 0 | 0 | 0 | 0 | 0 | 0
[9 empty] | 2017-08-27 | 2018 | 17-18 | 0 | 0 | 0 | 0 | 0 | 0 | 0 | 0 | 618967 | 125931.5 | 142455.5 | 894396 | 0 | 0 | 0 | 0 | 0 | 0 | 0 | 0
[9 empty] | 2017-08-28 | 2018 | 17-18 | 0 | 0 | 0 | 0 | 0 | 0 | 0 | 0 | 618967 | 125931.5 | 142455.5 | 894396 | 0 | 0 | 0 | 0 | 0 | 0 | 0 | 0
[9 empty] | 2017-08-29 | 2018 | 17-18 | 0 | 0 | 0 | 0 | 0 | 0 | 0 | 0 | 618967 | 125931.5 | 142455.5 | 894396 | 0 | 0 | 0 | 0 | 0 | 0 | 0 | 0
[9 empty] | 2017-08-30 | 2018 | 17-18 | 0 | 0 | 0 | 0 | 0 | 0 | 0 | 0 | 618967 | 125931.5 | 142455.5 | 894396 | 0 | 0 | 0 | 0 | 0 | 0 | 0 | 0
[9 empty] | 2017-08-31 | 2018 | 17-18 | 0 | 0 | 0 | 0 | 0 | 0 | 0 | 0 | 618967 | 125931.5 | 142455.5 | 894396 | 0 | 0 | 0 | 0 | 0 | 0 | 0 | 0
[9 empty] | 2017-09-01 | 2018 | 17-18 | 0 | 0 | 0 | 0 | 0 | 0 | 0 | 0 | 618967 | 125931.5 | 142455.5 | 894396 | 0 | 0 | 0 | 0 | 0 | 0 | 0 | 0
[9 empty] | 2017-09-02 | 2018 | 17-18 | 0 | 0 | 0 | 0 | 0 | 0 | 0 | 0 | 618967 | 125931.5 | 142455.5 | 894396 | 0 | 0 | 0 | 0 | 0 | 0 | 0 | 0
[9 empty] | 2017-09-03 | 2018 | 17-18 | 0 | 0 | 0 | 0 | 0 | 0 | 0 | 0 | 618967 | 125931.5 | 142455.5 | 894396 | 0 | 0 | 0 | 0 | 0 | 0 | 0 | 0
[9 empty] | 2017-09-04 | 2018 | 17-18 | 0 | 0 | 0 | 0 | 0 | 0 | 0 | 0 | 618967 | 125931.5 | 142455.5 | 894396 | 0 | 0 | 0 | 0 | 0 | 0 | 0 | 0
[9 empty] | 2017-09-05 | 2018 | 17-18 | 0 | 0 | 0 | 0 | 0 | 0 | 0 | 0 | 618967 | 125931.5 | 142455.5 | 894396 | 0 | 0 | 0 | 0 | 0 | 0 | 0 | 0
[9 empty] | 2017-09-06 | 2018 | 17-18 | 0 | 0 | 0 | 0 | 0 | 0 | 0 | 0 | 618967 | 125931.5 | 142455.5 | 894396 | 0 | 0 | 0 | 0 | 0 | 0 | 0 | 0
[9 empty] | 2017-09-07 | 2018 | 17-18 | 0 | 0 | 0 | 0 | 0 | 0 | 0 | 0 | 618967 | 125931.5 | 142455.5 | 894396 | 0 | 0 | 0 | 0 | 0 | 0 | 0 | 0
[9 empty] | 2017-09-08 | 2018 | 17-18 | 0 | 0 | 0 | 0 | 0 | 0 | 0 | 0 | 618967 | 125931.5 | 142455.5 | 894396 | 0 | 0 | 0 | 0 | 0 | 0 | 0 | 0
[9 empty] | 2017-09-09 | 2018 | 17-18 | 0 | 0 | 0 | 0 | 0 | 0 | 0 | 0 | 618967 | 125931.5 | 142455.5 | 894396 | 0 | 0 | 0 | 0 | 0 | 0 | 0 | 0
[9 empty] | 2017-09-10 | 2018 | 17-18 | 0 | 0 | 0 | 0 | 0 | 0 | 0 | 0 | 618967 | 125931.5 | 142455.5 | 894396 | 0 | 0 | 0 | 0 | 0 | 0 | 0 | 0
[9 empty] | 2017-09-11 | 2018 | 17-18 | 0 | 0 | 0 | 0 | 0 | 0 | 0 | 0 | 618967 | 125931.5 | 142455.5 | 894396 | 0 | 0 | 0 | 0 | 0 | 0 | 0 | 0
[9 empty] | 2017-09-12 | 2018 | 17-18 | 0 | 0 | 0 | 0 | 0 | 0 | 0 | 0 | 618967 | 125931.5 | 142455.5 | 894396 | 0 | 0 | 0 | 0 | 0 | 0 | 0 | 0
[9 empty] | 2017-09-13 | 2018 | 17-18 | 0 | 0 | 0 | 0 | 0 | 0 | 0 | 0 | 618967 | 125931.5 | 142455.5 | 894396 | 0 | 0 | 0 | 0 | 0 | 0 | 0 | 0
[9 empty] | 2017-09-14 | 2018 | 17-18 | 0 | 0 | 0 | 0 | 0 | 0 | 0 | 0 | 618967 | 125931.5 | 142455.5 | 894396 | 0 | 0 | 0 | 0 | 0 | 0 | 0 | 0
[9 empty] | 2017-09-15 | 2018 | 17-18 | 0 | 0 | 0 | 0 | 0 | 0 | 0 | 0 | 618967 | 125931.5 | 142455.5 | 894396 | 0 | 0 | 0 | 0 | 0 | 0 | 0 | 0
[9 empty] | 2017-09-16 | 2018 | 17-18 | 0 | 0 | 0 | 0 | 0 | 0 | 0 | 0 | 618967 | 125931.5 | 142455.5 | 894396 | 0 | 0 | 0 | 0 | 0 | 0 | 0 | 0
[9 empty] | 2017-09-17 | 2018 | 17-18 | 0 | 0 | 0 | 0 | 0 | 0 | 0 | 0 | 618967 | 125931.5 | 142455.5 | 894396 | 0 | 0 | 0 | 0 | 0 | 0 | 0 | 0
[9 empty] | 2017-09-18 | 2018 | 17-18 | 0 | 0 | 0 | 0 | 0 | 0 | 0 | 0 | 618967 | 125931.5 | 142455.5 | 894396 | 0 | 0 | 0 | 0 | 0 | 0 | 0 | 0
[9 empty] | 2017-09-19 | 2018 | 17-18 | 0 | 0 | 0 | 0 | 0 | 0 | 0 | 0 | 618967 | 125931.5 | 142455.5 | 894396 | 0 | 0 | 0 | 0 | 0 | 0 | 0 | 0
[9 empty] | 2017-09-20 | 2018 | 17-18 | 0 | 0 | 0 | 0 | 0 | 0 | 0 | 0 | 618967 | 125931.5 | 142455.5 | 894396 | 0 | 0 | 0 | 0 | 0 | 0 | 0 | 0
[9 empty] | 2017-09-21 | 2018 | 17-18 | 0 | 0 | 0 | 0 | 0 | 0 | 0 | 0 | 618967 | 125931.5 | 142455.5 | 894396 | 0 | 0 | 0 | 0 | 0 | 0 | 0 | 0
[9 empty] | 2017-09-22 | 2018 | 17-18 | 0 | 0 | 0 | 0 | 0 | 0 | 0 | 0 | 618967 | 125931.5 | 142455.5 | 894396 | 0 | 0 | 0 | 0 | 0 | 0 | 0 | 0
[9 empty] | 2017-09-23 | 2018 | 17-18 | 0 | 0 | 0 | 0 | 0 | 0 | 0 | 0 | 618967 | 125931.5 | 142455.5 | 894396 | 0 | 0 | 0 | 0 | 0 | 0 | 0 | 0
[9 empty] | 2017-09-24 | 2018 | 17-18 | 0 | 0 | 0 | 0 | 0 | 0 | 0 | 0 | 618967 | 125931.5 | 142455.5 | 894396 | 0 | 0 | 0 | 0 | 0 | 0 | 0 | 0
[9 empty] | 2017-09-25 | 2018 | 17-18 | 0 | 0 | 0 | 0 | 0 | 0 | 0 | 0 | 618967 | 125931.5 | 142455.5 | 894396 | 0 | 0 | 0 | 0 | 0 | 0 | 0 | 0
[9 empty] | 2017-09-26 | 2018 | 17-18 | 0 | 0 | 0 | 0 | 0 | 0 | 0 | 0 | 618967 | 125931.5 | 142455.5 | 894396 | 0 | 0 | 0 | 0 | 0 | 0 | 0 | 0
[9 empty] | 2017-09-27 | 2018 | 17-18 | 0 | 0 | 0 | 0 | 0 | 0 | 0 | 0 | 618967 | 125931.5 | 142455.5 | 894396 | 0 | 0 | 0 | 0 | 0 | 0 | 0 | 0
[9 empty] | 2017-09-28 | 2018 | 17-18 | 0 | 0 | 0 | 0 | 0 | 0 | 0 | 0 | 618967 | 125931.5 | 142455.5 | 894396 | 0 | 0 | 0 | 0 | 0 | 0 | 0 | 0
[9 empty] | 2017-09-29 | 2018 | 17-18 | 0 | 0 | 0 | 0 | 0 | 0 | 0 | 0 | 618967 | 125931.5 | 142455.5 | 894396 | 0 | 0 | 0 | 0 | 0 | 0 | 0 | 0
[9 empty] | 2017-09-30 | 2018 | 17-18 | 0 | 0 | 0 | 0 | 0 | 0 | 0 | 0 | 618967 | 125931.5 | 142455.5 | 894396 | 0 | 0 | 0 | 0 | 0 | 0 | 0 | 0
[9 empty] | 2017-10-01 | 2018 | 17-18 | 0 | 0 | 0 | 0 | 0 | 0 | 0 | 0 | 618967 | 125931.5 | 142455.5 | 894396 | 0 | 0 | 0 | 0 | 0 | 0 | 0 | 0
[9 empty] | 2017-10-02 | 2018 | 17-18 | 0 | 0 | 0 | 0 | 0 | 0 | 0 | 0 | 618967 | 125931.5 | 142455.5 | 894396 | 0 | 0 | 0 | 0 | 0 | 0 | 0 | 0
[9 empty] | 2017-10-03 | 2018 | 17-18 | 0 | 0 | 0 | 0 | 0 | 0 | 0 | 0 | 618967 | 125931.5 | 142455.5 | 894396 | 0 | 0 | 0 | 0 | 0 | 0 | 0 | 0
[9 empty] | 2017-10-04 | 2018 | 17-18 | 0 | 0 | 0 | 0 | 0 | 0 | 0 | 0 | 618967 | 125931.5 | 142455.5 | 894396 | 0 | 0 | 0 | 0 | 0 | 0 | 0 | 0
[9 empty] | 2017-10-05 | 2018 | 17-18 | 0 | 0 | 0 | 0 | 0 | 0 | 0 | 0 | 618967 | 125931.5 | 142455.5 | 894396 | 0 | 0 | 0 | 0 | 0 | 0 | 0 | 0
[9 empty] | 2017-10-06 | 2018 | 17-18 | 0 | 0 | 0 | 0 | 0 | 0 | 0 | 0 | 618967 | 125931.5 | 142455.5 | 894396 | 0 | 0 | 0 | 0 | 0 | 0 | 0 | 0
[9 empty] | 2017-10-07 | 2018 | 17-18 | 0 | 0 | 0 | 0 | 0 | 0 | 0 | 0 | 618967 | 125931.5 | 142455.5 | 894396 | 0 | 0 | 0 | 0 | 0 | 0 | 0 | 0
[9 empty] | 2017-10-08 | 2018 | 17-18 | 0 | 0 | 0 | 0 | 0 | 0 | 0 | 0 | 618967 | 125931.5 | 142455.5 | 894396 | 0 | 0 | 0 | 0 | 0 | 0 | 0 | 0
[9 empty] | 2017-10-09 | 2018 | 17-18 | 0 | 0 | 0 | 0 | 0 | 0 | 0 | 0 | 618967 | 125931.5 | 142455.5 | 894396 | 0 | 0 | 0 | 0 | 0 | 0 | 0 | 0
[9 empty] | 2017-10-10 | 2018 | 17-18 | 0 | 0 | 0 | 0 | 0 | 0 | 0 | 0 | 618967 | 125931.5 | 142455.5 | 894396 | 0 | 0 | 0 | 0 | 0 | 0 | 0 | 0
[9 empty] | 2017-10-11 | 2018 | 17-18 | 0 | 0 | 0 | 0 | 0 | 0 | 0 | 0 | 618967 | 125931.5 | 142455.5 | 894396 | 0 | 0 | 0 | 0 | 0 | 0 | 0 | 0
[9 empty] | 2017-10-12 | 2018 | 17-18 | 0 | 0 | 0 | 0 | 0 | 0 | 0 | 0 | 618967 | 125931.5 | 142455.5 | 894396 | 0 | 0 | 0 | 0 | 0 | 0 | 0 | 0
[9 empty] | 2017-10-13 | 2018 | 17-18 | 0 | 0 | 0 | 0 | 0 | 0 | 0 | 0 | 618967 | 125931.5 | 142455.5 | 894396 | 0 | 0 | 0 | 0 | 0 | 0 | 0 | 0
[9 empty] | 2017-10-14 | 2018 | 17-18 | 0 | 0 | 0 | 0 | 0 | 0 | 0 | 0 | 618967 | 125931.5 | 142455.5 | 894396 | 0 | 0 | 0 | 0 | 0 | 0 | 0 | 0
[9 empty] | 2017-10-15 | 2018 | 17-18 | 0 | 0 | 0 | 0 | 0 | 0 | 0 | 0 | 618967 | 125931.5 | 142455.5 | 894396 | 0 | 0 | 0 | 0 | 0 | 0 | 0 | 0
[9 empty] | 2017-10-16 | 2018 | 17-18 | 0 | 0 | 0 | 0 | 0 | 0 | 0 | 0 | 618967 | 125931.5 | 142455.5 | 894396 | 0 | 0 | 0 | 0 | 0 | 0 | 0 | 0
[9 empty] | 2017-10-17 | 2018 | 17-18 | 0 | 0 | 0 | 0 | 0 | 0 | 0 | 0 | 618967 | 125931.5 | 142455.5 | 894396 | 0 | 0 | 0 | 0 | 0 | 0 | 0 | 0
[9 empty] | 2017-10-18 | 2018 | 17-18 | 0 | 0 | 0 | 0 | 0 | 0 | 0 | 0 | 618967 | 125931.5 | 142455.5 | 894396 | 0 | 0 | 0 | 0 | 0 | 0 | 0 | 0
[9 empty] | 2017-10-19 | 2018 | 17-18 | 0 | 0 | 0 | 0 | 0 | 0 | 0 | 0 | 618967 | 125931.5 | 142455.5 | 894396 | 0 | 0 | 0 | 0 | 0 | 0 | 0 | 0
[9 empty] | 2017-10-20 | 2018 | 17-18 | 0 | 0 | 86004.9242 | 86004.9242 | 0 | 0 | 749 | 749 | 618967 | 125931.5 | 142455.5 | 894396 | 0 | 0 | 0.60373 | 0.09616 | 0 | 0 | 0.0052578 | 0.00083744
[9 empty] | 2017-10-21 | 2018 | 17-18 | 0 | 0 | 0 | 0 | 0 | 0 | 0 | 0 | 618967 | 125931.5 | 142455.5 | 894396 | 0 | 0 | 0 | 0 | 0 | 0 | 0 | 0
[9 empty] | 2017-10-22 | 2018 | 17-18 | 0 | 0 | 0 | 0 | 0 | 0 | 0 | 0 | 618967 | 125931.5 | 142455.5 | 894396 | 0 | 0 | 0 | 0 | 0 | 0 | 0 | 0
[9 empty] | 2017-10-23 | 2018 | 17-18 | 0 | 0 | 0 | 0 | 0 | 0 | 0 | 0 | 618967 | 125931.5 | 142455.5 | 894396 | 0 | 0 | 0 | 0 | 0 | 0 | 0 | 0
[9 empty] | 2017-10-24 | 2018 | 17-18 | 0 | 0 | 0 | 0 | 0 | 0 | 0 | 0 | 618967 | 125931.5 | 142455.5 | 894396 | 0 | 0 | 0 | 0 | 0 | 0 | 0 | 0
[9 empty] | 2017-10-25 | 2018 | 17-18 | 0 | 0 | 0 | 0 | 0 | 0 | 0 | 0 | 618967 | 125931.5 | 142455.5 | 894396 | 0 | 0 | 0 | 0 | 0 | 0 | 0 | 0
[9 empty] | 2017-10-26 | 2018 | 17-18 | 0 | 0 | 0 | 0 | 0 | 0 | 0 | 0 | 618967 | 125931.5 | 142455.5 | 894396 | 0 | 0 | 0 | 0 | 0 | 0 | 0 | 0
[9 empty] | 2017-10-27 | 2018 | 17-18 | 0 | 0 | 0 | 0 | 0 | 0 | 0 | 0 | 618967 | 125931.5 | 142455.5 | 894396 | 0 | 0 | 0 | 0 | 0 | 0 | 0 | 0
[9 empty] | 2017-10-28 | 2018 | 17-18 | 0 | 0 | 0 | 0 | 0 | 0 | 0 | 0 | 618967 | 125931.5 | 142455.5 | 894396 | 0 | 0 | 0 | 0 | 0 | 0 | 0 | 0
[9 empty] | 2017-10-29 | 2018 | 17-18 | 0 | 0 | 0 | 0 | 0 | 0 | 0 | 0 | 618967 | 125931.5 | 142455.5 | 894396 | 0 | 0 | 0 | 0 | 0 | 0 | 0 | 0
[9 empty] | 2017-10-30 | 2018 | 17-18 | 0 | 0 | 0 | 0 | 0 | 0 | 0 | 0 | 618967 | 125931.5 | 142455.5 | 894396 | 0 | 0 | 0 | 0 | 0 | 0 | 0 | 0
[9 empty] | 2017-10-31 | 2018 | 17-18 | 0 | 0 | 0 | 0 | 0 | 0 | 0 | 0 | 618967 | 125931.5 | 142455.5 | 894396 | 0 | 0 | 0 | 0 | 0 | 0 | 0 | 0
[9 empty] | 2017-11-01 | 2018 | 17-18 | 0 | 0 | 0 | 0 | 0 | 0 | 0 | 0 | 618967 | 125931.5 | 142455.5 | 894396 | 0 | 0 | 0 | 0 | 0 | 0 | 0 | 0
[9 empty] | 2017-11-02 | 2018 | 17-18 | 0 | 0 | 0 | 0 | 0 | 0 | 0 | 0 | 618967 | 125931.5 | 142455.5 | 894396 | 0 | 0 | 0 | 0 | 0 | 0 | 0 | 0
[9 empty] | 2017-11-03 | 2018 | 17-18 | 0 | 0 | 0 | 0 | 0 | 0 | 0 | 0 | 618967 | 125931.5 | 142455.5 | 894396 | 0 | 0 | 0 | 0 | 0 | 0 | 0 | 0
[9 empty] | 2017-11-04 | 2018 | 17-18 | 0 | 0 | 0 | 0 | 0 | 0 | 0 | 0 | 618967 | 125931.5 | 142455.5 | 894396 | 0 | 0 | 0 | 0 | 0 | 0 | 0 | 0
[9 empty] | 2017-11-05 | 2018 | 17-18 | 0 | 0 | 0 | 0 | 0 | 0 | 0 | 0 | 618967 | 125931.5 | 142455.5 | 894396 | 0 | 0 | 0 | 0 | 0 | 0 | 0 | 0
[9 empty] | 2017-11-06 | 2018 | 17-18 | 0 | 0 | 0 | 0 | 0 | 0 | 0 | 0 | 618967 | 125931.5 | 142455.5 | 894396 | 0 | 0 | 0 | 0 | 0 | 0 | 0 | 0
[9 empty] | 2017-11-07 | 2018 | 17-18 | 0 | 0 | 0 | 0 | 0 | 0 | 0 | 0 | 618967 | 125931.5 | 142455.5 | 894396 | 0 | 0 | 0 | 0 | 0 | 0 | 0 | 0
[9 empty] | 2017-11-08 | 2018 | 17-18 | 0 | 0 | 0 | 0 | 0 | 0 | 0 | 0 | 618967 | 125931.5 | 142455.5 | 894396 | 0 | 0 | 0 | 0 | 0 | 0 | 0 | 0
[9 empty] | 2017-11-09 | 2018 | 17-18 | 0 | 0 | 0 | 0 | 0 | 0 | 0 | 0 | 618967 | 125931.5 | 142455.5 | 894396 | 0 | 0 | 0 | 0 | 0 | 0 | 0 | 0
[9 empty] | 2017-11-10 | 2018 | 17-18 | 0 | 0 | 0 | 0 | 0 | 0 | 0 | 0 | 618967 | 125931.5 | 142455.5 | 894396 | 0 | 0 | 0 | 0 | 0 | 0 | 0 | 0
[9 empty] | 2017-11-11 | 2018 | 17-18 | 0 | 0 | 0 | 0 | 0 | 0 | 0 | 0 | 618967 | 125931.5 | 142455.5 | 894396 | 0 | 0 | 0 | 0 | 0 | 0 | 0 | 0
[9 empty] | 2017-11-12 | 2018 | 17-18 | 0 | 0 | 0 | 0 | 0 | 0 | 0 | 0 | 618967 | 125931.5 | 142455.5 | 894396 | 0 | 0 | 0 | 0 | 0 | 0 | 0 | 0
[9 empty] | 2017-11-13 | 2018 | 17-18 | 0 | 0 | 0 | 0 | 0 | 0 | 0 | 0 | 618967 | 125931.5 | 142455.5 | 894396 | 0 | 0 | 0 | 0 | 0 | 0 | 0 | 0
[9 empty] | 2017-11-14 | 2018 | 17-18 | 0 | 0 | 0 | 0 | 0 | 0 | 0 | 0 | 618967 | 125931.5 | 142455.5 | 894396 | 0 | 0 | 0 | 0 | 0 | 0 | 0 | 0
[9 empty] | 2017-11-15 | 2018 | 17-18 | 0 | 0 | 0 | 0 | 0 | 0 | 0 | 0 | 618967 | 125931.5 | 142455.5 | 894396 | 0 | 0 | 0 | 0 | 0 | 0 | 0 | 0
[9 empty] | 2017-11-16 | 2018 | 17-18 | 0 | 0 | 0 | 0 | 0 | 0 | 0 | 0 | 618967 | 125931.5 | 142455.5 | 894396 | 0 | 0 | 0 | 0 | 0 | 0 | 0 | 0
[9 empty] | 2017-11-17 | 2018 | 17-18 | 0 | 0 | 0 | 0 | 0 | 0 | 0 | 0 | 618967 | 125931.5 | 142455.5 | 894396 | 0 | 0 | 0 | 0 | 0 | 0 | 0 | 0
[9 empty] | 2017-11-18 | 2018 | 17-18 | 0 | 0 | 0 | 0 | 0 | 0 | 0 | 0 | 618967 | 125931.5 | 142455.5 | 894396 | 0 | 0 | 0 | 0 | 0 | 0 | 0 | 0
[9 empty] | 2017-11-19 | 2018 | 17-18 | 0 | 0 | 7350 | 7350 | 0 | 0 | 14 | 14 | 618967 | 125931.5 | 142455.5 | 894396 | 0 | 0 | 0.051595 | 0.0082178 | 0 | 0 | 9.8276e-05 | 1.5653e-05
[9 empty] | 2017-11-20 | 2018 | 17-18 | 0 | 0 | 0 | 0 | 0 | 0 | 0 | 0 | 618967 | 125931.5 | 142455.5 | 894396 | 0 | 0 | 0 | 0 | 0 | 0 | 0 | 0
[9 empty] | 2017-11-21 | 2018 | 17-18 | 0 | 0 | 0 | 0 | 0 | 0 | 0 | 0 | 618967 | 125931.5 | 142455.5 | 894396 | 0 | 0 | 0 | 0 | 0 | 0 | 0 | 0
[9 empty] | 2017-11-22 | 2018 | 17-18 | 0 | 0 | 0 | 0 | 0 | 0 | 0 | 0 | 618967 | 125931.5 | 142455.5 | 894396 | 0 | 0 | 0 | 0 | 0 | 0 | 0 | 0
[9 empty] | 2017-11-23 | 2018 | 17-18 | 0 | 0 | 0 | 0 | 0 | 0 | 0 | 0 | 618967 | 125931.5 | 142455.5 | 894396 | 0 | 0 | 0 | 0 | 0 | 0 | 0 | 0
[9 empty] | 2017-11-24 | 2018 | 17-18 | 0 | 0 | 0 | 0 | 0 | 0 | 0 | 0 | 618967 | 125931.5 | 142455.5 | 894396 | 0 | 0 | 0 | 0 | 0 | 0 | 0 | 0
[9 empty] | 2017-11-25 | 2018 | 17-18 | 0 | 0 | 0 | 0 | 0 | 0 | 0 | 0 | 618967 | 125931.5 | 142455.5 | 894396 | 0 | 0 | 0 | 0 | 0 | 0 | 0 | 0
[9 empty] | 2017-11-26 | 2018 | 17-18 | 0 | 0 | 0 | 0 | 0 | 0 | 0 | 0 | 618967 | 125931.5 | 142455.5 | 894396 | 0 | 0 | 0 | 0 | 0 | 0 | 0 | 0
[9 empty] | 2017-11-27 | 2018 | 17-18 | 0 | 0 | 0 | 0 | 0 | 0 | 0 | 0 | 618967 | 125931.5 | 142455.5 | 894396 | 0 | 0 | 0 | 0 | 0 | 0 | 0 | 0
[9 empty] | 2017-11-28 | 2018 | 17-18 | 0 | 0 | 0 | 0 | 0 | 0 | 0 | 0 | 618967 | 125931.5 | 142455.5 | 894396 | 0 | 0 | 0 | 0 | 0 | 0 | 0 | 0
[9 empty] | 2017-11-29 | 2018 | 17-18 | 0 | 0 | 0 | 0 | 0 | 0 | 0 | 0 | 618967 | 125931.5 | 142455.5 | 894396 | 0 | 0 | 0 | 0 | 0 | 0 | 0 | 0
[9 empty] | 2017-11-30 | 2018 | 17-18 | 0 | 0 | 0 | 0 | 0 | 0 | 0 | 0 | 618967 | 125931.5 | 142455.5 | 894396 | 0 | 0 | 0 | 0 | 0 | 0 | 0 | 0
[9 empty] | 2017-12-01 | 2018 | 17-18 | 0 | 183987.1309 | 178102.5441 | 362089.675 | 0 | 1454 | 203 | 1657 | 618967 | 125931.5 | 142455.5 | 894396 | 0 | 1.461 | 1.2502 | 0.40484 | 0 | 0.011546 | 0.001425 | 0.0018526
[9 empty] | 2017-12-02 | 2018 | 17-18 | 0 | 0 | 0 | 0 | 0 | 0 | 0 | 0 | 618967 | 125931.5 | 142455.5 | 894396 | 0 | 0 | 0 | 0 | 0 | 0 | 0 | 0
[9 empty] | 2017-12-03 | 2018 | 17-18 | 0 | 0 | 0 | 0 | 0 | 0 | 0 | 0 | 618967 | 125931.5 | 142455.5 | 894396 | 0 | 0 | 0 | 0 | 0 | 0 | 0 | 0
[9 empty] | 2017-12-04 | 2018 | 17-18 | 0 | 0 | 0 | 0 | 0 | 0 | 0 | 0 | 618967 | 125931.5 | 142455.5 | 894396 | 0 | 0 | 0 | 0 | 0 | 0 | 0 | 0
[9 empty] | 2017-12-05 | 2018 | 17-18 | 0 | 0 | 0 | 0 | 0 | 0 | 0 | 0 | 618967 | 125931.5 | 142455.5 | 894396 | 0 | 0 | 0 | 0 | 0 | 0 | 0 | 0
[9 empty] | 2017-12-06 | 2018 | 17-18 | 0 | 0 | 0 | 0 | 0 | 0 | 0 | 0 | 618967 | 125931.5 | 142455.5 | 894396 | 0 | 0 | 0 | 0 | 0 | 0 | 0 | 0
[9 empty] | 2017-12-07 | 2018 | 17-18 | 0 | 0 | 0 | 0 | 0 | 0 | 0 | 0 | 618967 | 125931.5 | 142455.5 | 894396 | 0 | 0 | 0 | 0 | 0 | 0 | 0 | 0
[9 empty] | 2017-12-08 | 2018 | 17-18 | 0 | 0 | 0 | 0 | 0 | 0 | 0 | 0 | 618967 | 125931.5 | 142455.5 | 894396 | 0 | 0 | 0 | 0 | 0 | 0 | 0 | 0
[9 empty] | 2017-12-09 | 2018 | 17-18 | 0 | 0 | 0 | 0 | 0 | 0 | 0 | 0 | 618967 | 125931.5 | 142455.5 | 894396 | 0 | 0 | 0 | 0 | 0 | 0 | 0 | 0
[9 empty] | 2017-12-10 | 2018 | 17-18 | 0 | 0 | 0 | 0 | 0 | 0 | 0 | 0 | 618967 | 125931.5 | 142455.5 | 894396 | 0 | 0 | 0 | 0 | 0 | 0 | 0 | 0
[9 empty] | 2017-12-11 | 2018 | 17-18 | 0 | 0 | 2667 | 2667 | 0 | 0 | 14 | 14 | 618967 | 125931.5 | 142455.5 | 894396 | 0 | 0 | 0.018722 | 0.0029819 | 0 | 0 | 9.8276e-05 | 1.5653e-05
[9 empty] | 2017-12-12 | 2018 | 17-18 | 0 | 0 | 0 | 0 | 0 | 0 | 0 | 0 | 618967 | 125931.5 | 142455.5 | 894396 | 0 | 0 | 0 | 0 | 0 | 0 | 0 | 0
[9 empty] | 2017-12-13 | 2018 | 17-18 | 0 | 0 | 0 | 0 | 0 | 0 | 0 | 0 | 618967 | 125931.5 | 142455.5 | 894396 | 0 | 0 | 0 | 0 | 0 | 0 | 0 | 0
[9 empty] | 2017-12-14 | 2018 | 17-18 | 0 | 0 | 0 | 0 | 0 | 0 | 0 | 0 | 618967 | 125931.5 | 142455.5 | 894396 | 0 | 0 | 0 | 0 | 0 | 0 | 0 | 0
[9 empty] | 2017-12-15 | 2018 | 17-18 | 0 | 0 | 0 | 0 | 0 | 0 | 0 | 0 | 618967 | 125931.5 | 142455.5 | 894396 | 0 | 0 | 0 | 0 | 0 | 0 | 0 | 0
[9 empty] | 2017-12-16 | 2018 | 17-18 | 0 | 0 | 0 | 0 | 0 | 0 | 0 | 0 | 618967 | 125931.5 | 142455.5 | 894396 | 0 | 0 | 0 | 0 | 0 | 0 | 0 | 0
[9 empty] | 2017-12-17 | 2018 | 17-18 | 0 | 0 | 0 | 0 | 0 | 0 | 0 | 0 | 618967 | 125931.5 | 142455.5 | 894396 | 0 | 0 | 0 | 0 | 0 | 0 | 0 | 0
[9 empty] | 2017-12-18 | 2018 | 17-18 | 0 | 0 | 0 | 0 | 0 | 0 | 0 | 0 | 618967 | 125931.5 | 142455.5 | 894396 | 0 | 0 | 0 | 0 | 0 | 0 | 0 | 0
[9 empty] | 2017-12-19 | 2018 | 17-18 | 0 | 0 | 0 | 0 | 0 | 0 | 0 | 0 | 618967 | 125931.5 | 142455.5 | 894396 | 0 | 0 | 0 | 0 | 0 | 0 | 0 | 0
[9 empty] | 2017-12-20 | 2018 | 17-18 | 0 | 0 | 0 | 0 | 0 | 0 | 0 | 0 | 618967 | 125931.5 | 142455.5 | 894396 | 0 | 0 | 0 | 0 | 0 | 0 | 0 | 0
[9 empty] | 2017-12-21 | 2018 | 17-18 | 0 | 0 | 0 | 0 | 0 | 0 | 0 | 0 | 618967 | 125931.5 | 142455.5 | 894396 | 0 | 0 | 0 | 0 | 0 | 0 | 0 | 0
[9 empty] | 2017-12-22 | 2018 | 17-18 | 0 | 0 | 0 | 0 | 0 | 0 | 0 | 0 | 618967 | 125931.5 | 142455.5 | 894396 | 0 | 0 | 0 | 0 | 0 | 0 | 0 | 0
[9 empty] | 2017-12-23 | 2018 | 17-18 | 0 | 0 | 0 | 0 | 0 | 0 | 0 | 0 | 618967 | 125931.5 | 142455.5 | 894396 | 0 | 0 | 0 | 0 | 0 | 0 | 0 | 0
[9 empty] | 2017-12-24 | 2018 | 17-18 | 0 | 0 | 0 | 0 | 0 | 0 | 0 | 0 | 618967 | 125931.5 | 142455.5 | 894396 | 0 | 0 | 0 | 0 | 0 | 0 | 0 | 0
[9 empty] | 2017-12-25 | 2018 | 17-18 | 0 | 0 | 0 | 0 | 0 | 0 | 0 | 0 | 618967 | 125931.5 | 142455.5 | 894396 | 0 | 0 | 0 | 0 | 0 | 0 | 0 | 0
[9 empty] | 2017-12-26 | 2018 | 17-18 | 0 | 0 | 0 | 0 | 0 | 0 | 0 | 0 | 618967 | 125931.5 | 142455.5 | 894396 | 0 | 0 | 0 | 0 | 0 | 0 | 0 | 0
[9 empty] | 2017-12-27 | 2018 | 17-18 | 0 | 0 | 0 | 0 | 0 | 0 | 0 | 0 | 618967 | 125931.5 | 142455.5 | 894396 | 0 | 0 | 0 | 0 | 0 | 0 | 0 | 0
[9 empty] | 2017-12-28 | 2018 | 17-18 | 0 | 0 | 0 | 0 | 0 | 0 | 0 | 0 | 618967 | 125931.5 | 142455.5 | 894396 | 0 | 0 | 0 | 0 | 0 | 0 | 0 | 0
[9 empty] | 2017-12-29 | 2018 | 17-18 | 0 | 0 | 0 | 0 | 0 | 0 | 0 | 0 | 618967 | 125931.5 | 142455.5 | 894396 | 0 | 0 | 0 | 0 | 0 | 0 | 0 | 0
[9 empty] | 2017-12-30 | 2018 | 17-18 | 0 | 0 | 0 | 0 | 0 | 0 | 0 | 0 | 618967 | 125931.5 | 142455.5 | 894396 | 0 | 0 | 0 | 0 | 0 | 0 | 0 | 0
[9 empty] | 2017-12-31 | 2018 | 17-18 | 0 | 0 | 0 | 0 | 0 | 0 | 0 | 0 | 618967 | 125931.5 | 142455.5 | 894396 | 0 | 0 | 0 | 0 | 0 | 0 | 0 | 0
[9 empty] | 2018-01-01 | 2018 | 17-18 | 0 | 0 | 0 | 0 | 0 | 0 | 0 | 0 | 618967 | 125931.5 | 142455.5 | 894396 | 0 | 0 | 0 | 0 | 0 | 0 | 0 | 0
[9 empty] | 2018-01-02 | 2018 | 17-18 | 0 | 0 | 0 | 0 | 0 | 0 | 0 | 0 | 618967 | 125931.5 | 142455.5 | 894396 | 0 | 0 | 0 | 0 | 0 | 0 | 0 | 0
[9 empty] | 2018-01-03 | 2018 | 17-18 | 0 | 0 | 0 | 0 | 0 | 0 | 0 | 0 | 618967 | 125931.5 | 142455.5 | 894396 | 0 | 0 | 0 | 0 | 0 | 0 | 0 | 0
[9 empty] | 2018-01-04 | 2018 | 17-18 | 0 | 0 | 0 | 0 | 0 | 0 | 0 | 0 | 618967 | 125931.5 | 142455.5 | 894396 | 0 | 0 | 0 | 0 | 0 | 0 | 0 | 0
[9 empty] | 2018-01-05 | 2018 | 17-18 | 0 | 0 | 0 | 0 | 0 | 0 | 0 | 0 | 618967 | 125931.5 | 142455.5 | 894396 | 0 | 0 | 0 | 0 | 0 | 0 | 0 | 0
[9 empty] | 2018-01-06 | 2018 | 17-18 | 0 | 0 | 0 | 0 | 0 | 0 | 0 | 0 | 618967 | 125931.5 | 142455.5 | 894396 | 0 | 0 | 0 | 0 | 0 | 0 | 0 | 0
[9 empty] | 2018-01-07 | 2018 | 17-18 | 0 | 0 | 0 | 0 | 0 | 0 | 0 | 0 | 618967 | 125931.5 | 142455.5 | 894396 | 0 | 0 | 0 | 0 | 0 | 0 | 0 | 0
[9 empty] | 2018-01-08 | 2018 | 17-18 | 0 | 0 | 0 | 0 | 0 | 0 | 0 | 0 | 618967 | 125931.5 | 142455.5 | 894396 | 0 | 0 | 0 | 0 | 0 | 0 | 0 | 0
[9 empty] | 2018-01-09 | 2018 | 17-18 | 0 | 0 | 0 | 0 | 0 | 0 | 0 | 0 | 618967 | 125931.5 | 142455.5 | 894396 | 0 | 0 | 0 | 0 | 0 | 0 | 0 | 0
[9 empty] | 2018-01-10 | 2018 | 17-18 | 0 | 0 | 0 | 0 | 0 | 0 | 0 | 0 | 618967 | 125931.5 | 142455.5 | 894396 | 0 | 0 | 0 | 0 | 0 | 0 | 0 | 0
[9 empty] | 2018-01-11 | 2018 | 17-18 | 0 | 0 | 0 | 0 | 0 | 0 | 0 | 0 | 618967 | 125931.5 | 142455.5 | 894396 | 0 | 0 | 0 | 0 | 0 | 0 | 0 | 0
[9 empty] | 2018-01-12 | 2018 | 17-18 | 0 | 0 | 0 | 0 | 0 | 0 | 0 | 0 | 618967 | 125931.5 | 142455.5 | 894396 | 0 | 0 | 0 | 0 | 0 | 0 | 0 | 0
[9 empty] | 2018-01-13 | 2018 | 17-18 | 0 | 0 | 0 | 0 | 0 | 0 | 0 | 0 | 618967 | 125931.5 | 142455.5 | 894396 | 0 | 0 | 0 | 0 | 0 | 0 | 0 | 0
[9 empty] | 2018-01-14 | 2018 | 17-18 | 0 | 0 | 0 | 0 | 0 | 0 | 0 | 0 | 618967 | 125931.5 | 142455.5 | 894396 | 0 | 0 | 0 | 0 | 0 | 0 | 0 | 0
[9 empty] | 2018-01-15 | 2018 | 17-18 | 0 | 0 | 0 | 0 | 0 | 0 | 0 | 0 | 618967 | 125931.5 | 142455.5 | 894396 | 0 | 0 | 0 | 0 | 0 | 0 | 0 | 0
[9 empty] | 2018-01-16 | 2018 | 17-18 | 0 | 0 | 0 | 0 | 0 | 0 | 0 | 0 | 618967 | 125931.5 | 142455.5 | 894396 | 0 | 0 | 0 | 0 | 0 | 0 | 0 | 0
[9 empty] | 2018-01-17 | 2018 | 17-18 | 0 | 0 | 0 | 0 | 0 | 0 | 0 | 0 | 618967 | 125931.5 | 142455.5 | 894396 | 0 | 0 | 0 | 0 | 0 | 0 | 0 | 0
[9 empty] | 2018-01-18 | 2018 | 17-18 | 0 | 0 | 0 | 0 | 0 | 0 | 0 | 0 | 618967 | 125931.5 | 142455.5 | 894396 | 0 | 0 | 0 | 0 | 0 | 0 | 0 | 0
[9 empty] | 2018-01-19 | 2018 | 17-18 | 0 | 0 | 0 | 0 | 0 | 0 | 0 | 0 | 618967 | 125931.5 | 142455.5 | 894396 | 0 | 0 | 0 | 0 | 0 | 0 | 0 | 0
[9 empty] | 2018-01-20 | 2018 | 17-18 | 0 | 0 | 0 | 0 | 0 | 0 | 0 | 0 | 618967 | 125931.5 | 142455.5 | 894396 | 0 | 0 | 0 | 0 | 0 | 0 | 0 | 0
[9 empty] | 2018-01-21 | 2018 | 17-18 | 0 | 0 | 0 | 0 | 0 | 0 | 0 | 0 | 618967 | 125931.5 | 142455.5 | 894396 | 0 | 0 | 0 | 0 | 0 | 0 | 0 | 0
[9 empty] | 2018-01-22 | 2018 | 17-18 | 0 | 0 | 0 | 0 | 0 | 0 | 0 | 0 | 618967 | 125931.5 | 142455.5 | 894396 | 0 | 0 | 0 | 0 | 0 | 0 | 0 | 0
[9 empty] | 2018-01-23 | 2018 | 17-18 | 0 | 0 | 0 | 0 | 0 | 0 | 0 | 0 | 618967 | 125931.5 | 142455.5 | 894396 | 0 | 0 | 0 | 0 | 0 | 0 | 0 | 0
[9 empty] | 2018-01-24 | 2018 | 17-18 | 0 | 0 | 0 | 0 | 0 | 0 | 0 | 0 | 618967 | 125931.5 | 142455.5 | 894396 | 0 | 0 | 0 | 0 | 0 | 0 | 0 | 0
[9 empty] | 2018-01-25 | 2018 | 17-18 | 0 | 0 | 0 | 0 | 0 | 0 | 0 | 0 | 618967 | 125931.5 | 142455.5 | 894396 | 0 | 0 | 0 | 0 | 0 | 0 | 0 | 0
[9 empty] | 2018-01-26 | 2018 | 17-18 | 0 | 0 | 0 | 0 | 0 | 0 | 0 | 0 | 618967 | 125931.5 | 142455.5 | 894396 | 0 | 0 | 0 | 0 | 0 | 0 | 0 | 0
[9 empty] | 2018-01-27 | 2018 | 17-18 | 0 | 0 | 0 | 0 | 0 | 0 | 0 | 0 | 618967 | 125931.5 | 142455.5 | 894396 | 0 | 0 | 0 | 0 | 0 | 0 | 0 | 0
[9 empty] | 2018-01-28 | 2018 | 17-18 | 0 | 0 | 0 | 0 | 0 | 0 | 0 | 0 | 618967 | 125931.5 | 142455.5 | 894396 | 0 | 0 | 0 | 0 | 0 | 0 | 0 | 0
[9 empty] | 2018-01-29 | 2018 | 17-18 | 0 | 0 | 0 | 0 | 0 | 0 | 0 | 0 | 618967 | 125931.5 | 142455.5 | 894396 | 0 | 0 | 0 | 0 | 0 | 0 | 0 | 0
[9 empty] | 2018-01-30 | 2018 | 17-18 | 0 | 0 | 0 | 0 | 0 | 0 | 0 | 0 | 618967 | 125931.5 | 142455.5 | 894396 | 0 | 0 | 0 | 0 | 0 | 0 | 0 | 0
[9 empty] | 2018-01-31 | 2018 | 17-18 | 0 | 0 | 0 | 0 | 0 | 0 | 0 | 0 | 618967 | 125931.5 | 142455.5 | 894396 | 0 | 0 | 0 | 0 | 0 | 0 | 0 | 0
[9 empty] | 2018-02-01 | 2018 | 17-18 | 0 | 0 | 0 | 0 | 0 | 0 | 0 | 0 | 618967 | 125931.5 | 142455.5 | 894396 | 0 | 0 | 0 | 0 | 0 | 0 | 0 | 0
[9 empty] | 2018-02-02 | 2018 | 17-18 | 0 | 0 | 0 | 0 | 0 | 0 | 0 | 0 | 618967 | 125931.5 | 142455.5 | 894396 | 0 | 0 | 0 | 0 | 0 | 0 | 0 | 0
[9 empty] | 2018-02-03 | 2018 | 17-18 | 0 | 0 | 0 | 0 | 0 | 0 | 0 | 0 | 618967 | 125931.5 | 142455.5 | 894396 | 0 | 0 | 0 | 0 | 0 | 0 | 0 | 0
[9 empty] | 2018-02-04 | 2018 | 17-18 | 0 | 0 | 0 | 0 | 0 | 0 | 0 | 0 | 618967 | 125931.5 | 142455.5 | 894396 | 0 | 0 | 0 | 0 | 0 | 0 | 0 | 0
[9 empty] | 2018-02-05 | 2018 | 17-18 | 0 | 0 | 0 | 0 | 0 | 0 | 0 | 0 | 618967 | 125931.5 | 142455.5 | 894396 | 0 | 0 | 0 | 0 | 0 | 0 | 0 | 0
[9 empty] | 2018-02-06 | 2018 | 17-18 | 0 | 0 | 0 | 0 | 0 | 0 | 0 | 0 | 618967 | 125931.5 | 142455.5 | 894396 | 0 | 0 | 0 | 0 | 0 | 0 | 0 | 0
[9 empty] | 2018-02-07 | 2018 | 17-18 | 0 | 0 | 0 | 0 | 0 | 0 | 0 | 0 | 618967 | 125931.5 | 142455.5 | 894396 | 0 | 0 | 0 | 0 | 0 | 0 | 0 | 0
[9 empty] | 2018-02-08 | 2018 | 17-18 | 0 | 0 | 0 | 0 | 0 | 0 | 0 | 0 | 618967 | 125931.5 | 142455.5 | 894396 | 0 | 0 | 0 | 0 | 0 | 0 | 0 | 0
[9 empty] | 2018-02-09 | 2018 | 17-18 | 0 | 0 | 0 | 0 | 0 | 0 | 0 | 0 | 618967 | 125931.5 | 142455.5 | 894396 | 0 | 0 | 0 | 0 | 0 | 0 | 0 | 0
[9 empty] | 2018-02-10 | 2018 | 17-18 | 0 | 0 | 0 | 0 | 0 | 0 | 0 | 0 | 618967 | 125931.5 | 142455.5 | 894396 | 0 | 0 | 0 | 0 | 0 | 0 | 0 | 0
[9 empty] | 2018-02-11 | 2018 | 17-18 | 0 | 0 | 0 | 0 | 0 | 0 | 0 | 0 | 618967 | 125931.5 | 142455.5 | 894396 | 0 | 0 | 0 | 0 | 0 | 0 | 0 | 0
[9 empty] | 2018-02-12 | 2018 | 17-18 | 0 | 0 | 0 | 0 | 0 | 0 | 0 | 0 | 618967 | 125931.5 | 142455.5 | 894396 | 0 | 0 | 0 | 0 | 0 | 0 | 0 | 0
[9 empty] | 2018-02-13 | 2018 | 17-18 | 0 | 0 | 0 | 0 | 0 | 0 | 0 | 0 | 618967 | 125931.5 | 142455.5 | 894396 | 0 | 0 | 0 | 0 | 0 | 0 | 0 | 0
[9 empty] | 2018-02-14 | 2018 | 17-18 | 0 | 0 | 0 | 0 | 0 | 0 | 0 | 0 | 618967 | 125931.5 | 142455.5 | 894396 | 0 | 0 | 0 | 0 | 0 | 0 | 0 | 0
[9 empty] | 2018-02-15 | 2018 | 17-18 | 0 | 0 | 0 | 0 | 0 | 0 | 0 | 0 | 618967 | 125931.5 | 142455.5 | 894396 | 0 | 0 | 0 | 0 | 0 | 0 | 0 | 0
[9 empty] | 2018-02-16 | 2018 | 17-18 | 0 | 0 | 0 | 0 | 0 | 0 | 0 | 0 | 618967 | 125931.5 | 142455.5 | 894396 | 0 | 0 | 0 | 0 | 0 | 0 | 0 | 0
[9 empty] | 2018-02-17 | 2018 | 17-18 | 0 | 0 | 0 | 0 | 0 | 0 | 0 | 0 | 618967 | 125931.5 | 142455.5 | 894396 | 0 | 0 | 0 | 0 | 0 | 0 | 0 | 0
[9 empty] | 2018-02-18 | 2018 | 17-18 | 0 | 0 | 0 | 0 | 0 | 0 | 0 | 0 | 618967 | 125931.5 | 142455.5 | 894396 | 0 | 0 | 0 | 0 | 0 | 0 | 0 | 0
[9 empty] | 2018-02-19 | 2018 | 17-18 | 0 | 0 | 0 | 0 | 0 | 0 | 0 | 0 | 618967 | 125931.5 | 142455.5 | 894396 | 0 | 0 | 0 | 0 | 0 | 0 | 0 | 0
[9 empty] | 2018-02-20 | 2018 | 17-18 | 0 | 0 | 0 | 0 | 0 | 0 | 0 | 0 | 618967 | 125931.5 | 142455.5 | 894396 | 0 | 0 | 0 | 0 | 0 | 0 | 0 | 0
[9 empty] | 2018-02-21 | 2018 | 17-18 | 0 | 0 | 0 | 0 | 0 | 0 | 0 | 0 | 618967 | 125931.5 | 142455.5 | 894396 | 0 | 0 | 0 | 0 | 0 | 0 | 0 | 0
[9 empty] | 2018-02-22 | 2018 | 17-18 | 0 | 0 | 0 | 0 | 0 | 0 | 0 | 0 | 618967 | 125931.5 | 142455.5 | 894396 | 0 | 0 | 0 | 0 | 0 | 0 | 0 | 0
[9 empty] | 2018-02-23 | 2018 | 17-18 | 0 | 0 | 0 | 0 | 0 | 0 | 0 | 0 | 618967 | 125931.5 | 142455.5 | 894396 | 0 | 0 | 0 | 0 | 0 | 0 | 0 | 0
[9 empty] | 2018-02-24 | 2018 | 17-18 | 0 | 0 | 0 | 0 | 0 | 0 | 0 | 0 | 618967 | 125931.5 | 142455.5 | 894396 | 0 | 0 | 0 | 0 | 0 | 0 | 0 | 0
[9 empty] | 2018-02-25 | 2018 | 17-18 | 0 | 0 | 0 | 0 | 0 | 0 | 0 | 0 | 618967 | 125931.5 | 142455.5 | 894396 | 0 | 0 | 0 | 0 | 0 | 0 | 0 | 0
[9 empty] | 2018-02-26 | 2018 | 17-18 | 0 | 0 | 0 | 0 | 0 | 0 | 0 | 0 | 618967 | 125931.5 | 142455.5 | 894396 | 0 | 0 | 0 | 0 | 0 | 0 | 0 | 0
[9 empty] | 2018-02-27 | 2018 | 17-18 | 0 | 0 | 0 | 0 | 0 | 0 | 0 | 0 | 618967 | 125931.5 | 142455.5 | 894396 | 0 | 0 | 0 | 0 | 0 | 0 | 0 | 0
[9 empty] | 2018-02-28 | 2018 | 17-18 | 0 | 0 | 0 | 0 | 0 | 0 | 0 | 0 | 618967 | 125931.5 | 142455.5 | 894396 | 0 | 0 | 0 | 0 | 0 | 0 | 0 | 0
[9 empty] | 2018-03-01 | 2018 | 17-18 | 0 | 0 | 0 | 0 | 0 | 0 | 0 | 0 | 618967 | 125931.5 | 142455.5 | 894396 | 0 | 0 | 0 | 0 | 0 | 0 | 0 | 0
[9 empty] | 2018-03-02 | 2018 | 17-18 | 0 | 0 | 0 | 0 | 0 | 0 | 0 | 0 | 618967 | 125931.5 | 142455.5 | 894396 | 0 | 0 | 0 | 0 | 0 | 0 | 0 | 0
[9 empty] | 2018-03-03 | 2018 | 17-18 | 0 | 0 | 0 | 0 | 0 | 0 | 0 | 0 | 618967 | 125931.5 | 142455.5 | 894396 | 0 | 0 | 0 | 0 | 0 | 0 | 0 | 0
[9 empty] | 2018-03-04 | 2018 | 17-18 | 0 | 0 | 0 | 0 | 0 | 0 | 0 | 0 | 618967 | 125931.5 | 142455.5 | 894396 | 0 | 0 | 0 | 0 | 0 | 0 | 0 | 0
[9 empty] | 2018-03-05 | 2018 | 17-18 | 0 | 0 | 0 | 0 | 0 | 0 | 0 | 0 | 618967 | 125931.5 | 142455.5 | 894396 | 0 | 0 | 0 | 0 | 0 | 0 | 0 | 0
[9 empty] | 2018-03-06 | 2018 | 17-18 | 0 | 0 | 0 | 0 | 0 | 0 | 0 | 0 | 618967 | 125931.5 | 142455.5 | 894396 | 0 | 0 | 0 | 0 | 0 | 0 | 0 | 0
[9 empty] | 2018-03-07 | 2018 | 17-18 | 0 | 0 | 0 | 0 | 0 | 0 | 0 | 0 | 618967 | 125931.5 | 142455.5 | 894396 | 0 | 0 | 0 | 0 | 0 | 0 | 0 | 0
[9 empty] | 2018-03-08 | 2018 | 17-18 | 0 | 0 | 0 | 0 | 0 | 0 | 0 | 0 | 618967 | 125931.5 | 142455.5 | 894396 | 0 | 0 | 0 | 0 | 0 | 0 | 0 | 0
[9 empty] | 2018-03-09 | 2018 | 17-18 | 0 | 0 | 0 | 0 | 0 | 0 | 0 | 0 | 618967 | 125931.5 | 142455.5 | 894396 | 0 | 0 | 0 | 0 | 0 | 0 | 0 | 0
[9 empty] | 2018-03-10 | 2018 | 17-18 | 0 | 0 | 0 | 0 | 0 | 0 | 0 | 0 | 618967 | 125931.5 | 142455.5 | 894396 | 0 | 0 | 0 | 0 | 0 | 0 | 0 | 0
[9 empty] | 2018-03-11 | 2018 | 17-18 | 0 | 0 | 0 | 0 | 0 | 0 | 0 | 0 | 618967 | 125931.5 | 142455.5 | 894396 | 0 | 0 | 0 | 0 | 0 | 0 | 0 | 0
[9 empty] | 2018-03-12 | 2018 | 17-18 | 0 | 0 | 0 | 0 | 0 | 0 | 0 | 0 | 618967 | 125931.5 | 142455.5 | 894396 | 0 | 0 | 0 | 0 | 0 | 0 | 0 | 0
[9 empty] | 2018-03-13 | 2018 | 17-18 | 0 | 0 | 0 | 0 | 0 | 0 | 0 | 0 | 618967 | 125931.5 | 142455.5 | 894396 | 0 | 0 | 0 | 0 | 0 | 0 | 0 | 0
[9 empty] | 2018-03-14 | 2018 | 17-18 | 0 | 0 | 0 | 0 | 0 | 0 | 0 | 0 | 618967 | 125931.5 | 142455.5 | 894396 | 0 | 0 | 0 | 0 | 0 | 0 | 0 | 0
[9 empty] | 2018-03-15 | 2018 | 17-18 | 0 | 0 | 0 | 0 | 0 | 0 | 0 | 0 | 618967 | 125931.5 | 142455.5 | 894396 | 0 | 0 | 0 | 0 | 0 | 0 | 0 | 0
[9 empty] | 2018-03-16 | 2018 | 17-18 | 0 | 0 | 0 | 0 | 0 | 0 | 0 | 0 | 618967 | 125931.5 | 142455.5 | 894396 | 0 | 0 | 0 | 0 | 0 | 0 | 0 | 0
[9 empty] | 2018-03-17 | 2018 | 17-18 | 0 | 0 | 0 | 0 | 0 | 0 | 0 | 0 | 618967 | 125931.5 | 142455.5 | 894396 | 0 | 0 | 0 | 0 | 0 | 0 | 0 | 0
[9 empty] | 2018-03-18 | 2018 | 17-18 | 0 | 0 | 0 | 0 | 0 | 0 | 0 | 0 | 618967 | 125931.5 | 142455.5 | 894396 | 0 | 0 | 0 | 0 | 0 | 0 | 0 | 0
[9 empty] | 2018-03-19 | 2018 | 17-18 | 0 | 0 | 0 | 0 | 0 | 0 | 0 | 0 | 618967 | 125931.5 | 142455.5 | 894396 | 0 | 0 | 0 | 0 | 0 | 0 | 0 | 0
[9 empty] | 2018-03-20 | 2018 | 17-18 | 0 | 0 | 0 | 0 | 0 | 0 | 0 | 0 | 618967 | 125931.5 | 142455.5 | 894396 | 0 | 0 | 0 | 0 | 0 | 0 | 0 | 0
[9 empty] | 2018-03-21 | 2018 | 17-18 | 0 | 0 | 0 | 0 | 0 | 0 | 0 | 0 | 618967 | 125931.5 | 142455.5 | 894396 | 0 | 0 | 0 | 0 | 0 | 0 | 0 | 0
[9 empty] | 2018-03-22 | 2018 | 17-18 | 0 | 0 | 0 | 0 | 0 | 0 | 0 | 0 | 618967 | 125931.5 | 142455.5 | 894396 | 0 | 0 | 0 | 0 | 0 | 0 | 0 | 0
[9 empty] | 2018-03-23 | 2018 | 17-18 | 0 | 0 | 0 | 0 | 0 | 0 | 0 | 0 | 618967 | 125931.5 | 142455.5 | 894396 | 0 | 0 | 0 | 0 | 0 | 0 | 0 | 0
[9 empty] | 2018-03-24 | 2018 | 17-18 | 0 | 0 | 0 | 0 | 0 | 0 | 0 | 0 | 618967 | 125931.5 | 142455.5 | 894396 | 0 | 0 | 0 | 0 | 0 | 0 | 0 | 0
[9 empty] | 2018-03-25 | 2018 | 17-18 | 0 | 0 | 0 | 0 | 0 | 0 | 0 | 0 | 618967 | 125931.5 | 142455.5 | 894396 | 0 | 0 | 0 | 0 | 0 | 0 | 0 | 0
[9 empty] | 2018-03-26 | 2018 | 17-18 | 0 | 0 | 0 | 0 | 0 | 0 | 0 | 0 | 618967 | 125931.5 | 142455.5 | 894396 | 0 | 0 | 0 | 0 | 0 | 0 | 0 | 0
[9 empty] | 2018-03-27 | 2018 | 17-18 | 0 | 0 | 0 | 0 | 0 | 0 | 0 | 0 | 618967 | 125931.5 | 142455.5 | 894396 | 0 | 0 | 0 | 0 | 0 | 0 | 0 | 0
[9 empty] | 2018-03-28 | 2018 | 17-18 | 0 | 0 | 0 | 0 | 0 | 0 | 0 | 0 | 618967 | 125931.5 | 142455.5 | 894396 | 0 | 0 | 0 | 0 | 0 | 0 | 0 | 0
[9 empty] | 2018-03-29 | 2018 | 17-18 | 0 | 0 | 0 | 0 | 0 | 0 | 0 | 0 | 618967 | 125931.5 | 142455.5 | 894396 | 0 | 0 | 0 | 0 | 0 | 0 | 0 | 0
[9 empty] | 2018-03-30 | 2018 | 17-18 | 0 | 0 | 0 | 0 | 0 | 0 | 0 | 0 | 618967 | 125931.5 | 142455.5 | 894396 | 0 | 0 | 0 | 0 | 0 | 0 | 0 | 0
[9 empty] | 2018-03-31 | 2018 | 17-18 | 0 | 0 | 0 | 0 | 0 | 0 | 0 | 0 | 618967 | 125931.5 | 142455.5 | 894396 | 0 | 0 | 0 | 0 | 0 | 0 | 0 | 0
[9 empty] | 2018-04-01 | 2018 | 17-18 | 0 | 0 | 0 | 0 | 0 | 0 | 0 | 0 | 618967 | 125931.5 | 142455.5 | 894396 | 0 | 0 | 0 | 0 | 0 | 0 | 0 | 0
[9 empty] | 2018-04-02 | 2018 | 17-18 | 0 | 0 | 0 | 0 | 0 | 0 | 0 | 0 | 618967 | 125931.5 | 142455.5 | 894396 | 0 | 0 | 0 | 0 | 0 | 0 | 0 | 0
[9 empty] | 2018-04-03 | 2018 | 17-18 | 0 | 0 | 0 | 0 | 0 | 0 | 0 | 0 | 618967 | 125931.5 | 142455.5 | 894396 | 0 | 0 | 0 | 0 | 0 | 0 | 0 | 0
[9 empty] | 2018-04-04 | 2018 | 17-18 | 0 | 0 | 0 | 0 | 0 | 0 | 0 | 0 | 618967 | 125931.5 | 142455.5 | 894396 | 0 | 0 | 0 | 0 | 0 | 0 | 0 | 0
[9 empty] | 2018-04-05 | 2018 | 17-18 | 0 | 0 | 0 | 0 | 0 | 0 | 0 | 0 | 618967 | 125931.5 | 142455.5 | 894396 | 0 | 0 | 0 | 0 | 0 | 0 | 0 | 0
[9 empty] | 2018-04-06 | 2018 | 17-18 | 0 | 0 | 0 | 0 | 0 | 0 | 0 | 0 | 618967 | 125931.5 | 142455.5 | 894396 | 0 | 0 | 0 | 0 | 0 | 0 | 0 | 0
[9 empty] | 2018-04-07 | 2018 | 17-18 | 0 | 0 | 0 | 0 | 0 | 0 | 0 | 0 | 618967 | 125931.5 | 142455.5 | 894396 | 0 | 0 | 0 | 0 | 0 | 0 | 0 | 0
[9 empty] | 2018-04-08 | 2018 | 17-18 | 0 | 0 | 0 | 0 | 0 | 0 | 0 | 0 | 618967 | 125931.5 | 142455.5 | 894396 | 0 | 0 | 0 | 0 | 0 | 0 | 0 | 0
[9 empty] | 2018-04-09 | 2018 | 17-18 | 0 | 0 | 0 | 0 | 0 | 0 | 0 | 0 | 618967 | 125931.5 | 142455.5 | 894396 | 0 | 0 | 0 | 0 | 0 | 0 | 0 | 0
[9 empty] | 2018-04-10 | 2018 | 17-18 | 0 | 0 | 0 | 0 | 0 | 0 | 0 | 0 | 618967 | 125931.5 | 142455.5 | 894396 | 0 | 0 | 0 | 0 | 0 | 0 | 0 | 0
[9 empty] | 2018-04-11 | 2018 | 17-18 | 0 | 0 | 0 | 0 | 0 | 0 | 0 | 0 | 618967 | 125931.5 | 142455.5 | 894396 | 0 | 0 | 0 | 0 | 0 | 0 | 0 | 0
[9 empty] | 2018-04-12 | 2018 | 17-18 | 0 | 0 | 0 | 0 | 0 | 0 | 0 | 0 | 618967 | 125931.5 | 142455.5 | 894396 | 0 | 0 | 0 | 0 | 0 | 0 | 0 | 0
[9 empty] | 2018-04-13 | 2018 | 17-18 | 0 | 0 | 7016.4 | 7016.4 | 0 | 0 | 68.3334 | 68.3334 | 618967 | 125931.5 | 142455.5 | 894396 | 0 | 0 | 0.049253 | 0.0078448 | 0 | 0 | 0.00047968 | 7.6402e-05
[9 empty] | 2018-04-14 | 2018 | 17-18 | 0 | 0 | 34551 | 34551 | 0 | 0 | 220 | 220 | 618967 | 125931.5 | 142455.5 | 894396 | 0 | 0 | 0.24254 | 0.038631 | 0 | 0 | 0.0015443 | 0.00024598
[9 empty] | 2018-04-15 | 2018 | 17-18 | 0 | 0 | 0 | 0 | 0 | 0 | 0 | 0 | 618967 | 125931.5 | 142455.5 | 894396 | 0 | 0 | 0 | 0 | 0 | 0 | 0 | 0
[9 empty] | 2018-04-16 | 2018 | 17-18 | 0 | 0 | 0 | 0 | 0 | 0 | 0 | 0 | 618967 | 125931.5 | 142455.5 | 894396 | 0 | 0 | 0 | 0 | 0 | 0 | 0 | 0
[9 empty] | 2018-04-17 | 2018 | 17-18 | 0 | 0 | 0 | 0 | 0 | 0 | 0 | 0 | 618967 | 125931.5 | 142455.5 | 894396 | 0 | 0 | 0 | 0 | 0 | 0 | 0 | 0
[9 empty] | 2018-04-18 | 2018 | 17-18 | 0 | 0 | 0 | 0 | 0 | 0 | 0 | 0 | 618967 | 125931.5 | 142455.5 | 894396 | 0 | 0 | 0 | 0 | 0 | 0 | 0 | 0
[9 empty] | 2018-04-19 | 2018 | 17-18 | 0 | 0 | 0 | 0 | 0 | 0 | 0 | 0 | 618967 | 125931.5 | 142455.5 | 894396 | 0 | 0 | 0 | 0 | 0 | 0 | 0 | 0
[9 empty] | 2018-04-20 | 2018 | 17-18 | 0 | 0 | 0 | 0 | 0 | 0 | 0 | 0 | 618967 | 125931.5 | 142455.5 | 894396 | 0 | 0 | 0 | 0 | 0 | 0 | 0 | 0
[9 empty] | 2018-04-21 | 2018 | 17-18 | 0 | 0 | 0 | 0 | 0 | 0 | 0 | 0 | 618967 | 125931.5 | 142455.5 | 894396 | 0 | 0 | 0 | 0 | 0 | 0 | 0 | 0
[9 empty] | 2018-04-22 | 2018 | 17-18 | 0 | 0 | 0 | 0 | 0 | 0 | 0 | 0 | 618967 | 125931.5 | 142455.5 | 894396 | 0 | 0 | 0 | 0 | 0 | 0 | 0 | 0
[9 empty] | 2018-04-23 | 2018 | 17-18 | 0 | 0 | 0 | 0 | 0 | 0 | 0 | 0 | 618967 | 125931.5 | 142455.5 | 894396 | 0 | 0 | 0 | 0 | 0 | 0 | 0 | 0
[9 empty] | 2018-04-24 | 2018 | 17-18 | 0 | 0 | 0 | 0 | 0 | 0 | 0 | 0 | 618967 | 125931.5 | 142455.5 | 894396 | 0 | 0 | 0 | 0 | 0 | 0 | 0 | 0
[9 empty] | 2018-04-25 | 2018 | 17-18 | 0 | 0 | 0 | 0 | 0 | 0 | 0 | 0 | 618967 | 125931.5 | 142455.5 | 894396 | 0 | 0 | 0 | 0 | 0 | 0 | 0 | 0
[9 empty] | 2018-04-26 | 2018 | 17-18 | 0 | 0 | 0 | 0 | 0 | 0 | 0 | 0 | 618967 | 125931.5 | 142455.5 | 894396 | 0 | 0 | 0 | 0 | 0 | 0 | 0 | 0
[9 empty] | 2018-04-27 | 2018 | 17-18 | 0 | 0 | 0 | 0 | 0 | 0 | 0 | 0 | 618967 | 125931.5 | 142455.5 | 894396 | 0 | 0 | 0 | 0 | 0 | 0 | 0 | 0
[9 empty] | 2018-04-28 | 2018 | 17-18 | 0 | 0 | 0 | 0 | 0 | 0 | 0 | 0 | 618967 | 125931.5 | 142455.5 | 894396 | 0 | 0 | 0 | 0 | 0 | 0 | 0 | 0
[9 empty] | 2018-04-29 | 2018 | 17-18 | 0 | 0 | 0 | 0 | 0 | 0 | 0 | 0 | 618967 | 125931.5 | 142455.5 | 894396 | 0 | 0 | 0 | 0 | 0 | 0 | 0 | 0
[9 empty] | 2018-04-30 | 2018 | 17-18 | 0 | 0 | 0 | 0 | 0 | 0 | 0 | 0 | 618967 | 125931.5 | 142455.5 | 894396 | 0 | 0 | 0 | 0 | 0 | 0 | 0 | 0
[9 empty] | 2018-05-01 | 2018 | 17-18 | 0 | 0 | 0 | 0 | 0 | 0 | 0 | 0 | 618967 | 125931.5 | 142455.5 | 894396 | 0 | 0 | 0 | 0 | 0 | 0 | 0 | 0
[9 empty] | 2018-05-02 | 2018 | 17-18 | 0 | 0 | 0 | 0 | 0 | 0 | 0 | 0 | 618967 | 125931.5 | 142455.5 | 894396 | 0 | 0 | 0 | 0 | 0 | 0 | 0 | 0
[9 empty] | 2018-05-03 | 2018 | 17-18 | 0 | 0 | 0 | 0 | 0 | 0 | 0 | 0 | 618967 | 125931.5 | 142455.5 | 894396 | 0 | 0 | 0 | 0 | 0 | 0 | 0 | 0
[9 empty] | 2018-05-04 | 2018 | 17-18 | 0 | 0 | 0 | 0 | 0 | 0 | 0 | 0 | 618967 | 125931.5 | 142455.5 | 894396 | 0 | 0 | 0 | 0 | 0 | 0 | 0 | 0
[9 empty] | 2018-05-05 | 2018 | 17-18 | 0 | 0 | 0 | 0 | 0 | 0 | 0 | 0 | 618967 | 125931.5 | 142455.5 | 894396 | 0 | 0 | 0 | 0 | 0 | 0 | 0 | 0
[9 empty] | 2018-05-06 | 2018 | 17-18 | 0 | 0 | 0 | 0 | 0 | 0 | 0 | 0 | 618967 | 125931.5 | 142455.5 | 894396 | 0 | 0 | 0 | 0 | 0 | 0 | 0 | 0
[9 empty] | 2018-05-07 | 2018 | 17-18 | 0 | 0 | 0 | 0 | 0 | 0 | 0 | 0 | 618967 | 125931.5 | 142455.5 | 894396 | 0 | 0 | 0 | 0 | 0 | 0 | 0 | 0
[9 empty] | 2018-05-08 | 2018 | 17-18 | 0 | 0 | 0 | 0 | 0 | 0 | 0 | 0 | 618967 | 125931.5 | 142455.5 | 894396 | 0 | 0 | 0 | 0 | 0 | 0 | 0 | 0
[9 empty] | 2018-05-09 | 2018 | 17-18 | 0 | 0 | 0 | 0 | 0 | 0 | 0 | 0 | 618967 | 125931.5 | 142455.5 | 894396 | 0 | 0 | 0 | 0 | 0 | 0 | 0 | 0
[9 empty] | 2018-05-10 | 2018 | 17-18 | 0 | 0 | 0 | 0 | 0 | 0 | 0 | 0 | 618967 | 125931.5 | 142455.5 | 894396 | 0 | 0 | 0 | 0 | 0 | 0 | 0 | 0
[9 empty] | 2018-05-11 | 2018 | 17-18 | 0 | 0 | 0 | 0 | 0 | 0 | 0 | 0 | 618967 | 125931.5 | 142455.5 | 894396 | 0 | 0 | 0 | 0 | 0 | 0 | 0 | 0
[9 empty] | 2018-05-12 | 2018 | 17-18 | 0 | 0 | 0 | 0 | 0 | 0 | 0 | 0 | 618967 | 125931.5 | 142455.5 | 894396 | 0 | 0 | 0 | 0 | 0 | 0 | 0 | 0
[9 empty] | 2018-05-13 | 2018 | 17-18 | 0 | 0 | 0 | 0 | 0 | 0 | 0 | 0 | 618967 | 125931.5 | 142455.5 | 894396 | 0 | 0 | 0 | 0 | 0 | 0 | 0 | 0
[9 empty] | 2018-05-14 | 2018 | 17-18 | 0 | 0 | 0 | 0 | 0 | 0 | 0 | 0 | 618967 | 125931.5 | 142455.5 | 894396 | 0 | 0 | 0 | 0 | 0 | 0 | 0 | 0
[9 empty] | 2018-05-15 | 2018 | 17-18 | 0 | 0 | 0 | 0 | 0 | 0 | 0 | 0 | 618967 | 125931.5 | 142455.5 | 894396 | 0 | 0 | 0 | 0 | 0 | 0 | 0 | 0
[9 empty] | 2018-05-16 | 2018 | 17-18 | 0 | 0 | 0 | 0 | 0 | 0 | 0 | 0 | 618967 | 125931.5 | 142455.5 | 894396 | 0 | 0 | 0 | 0 | 0 | 0 | 0 | 0
[9 empty] | 2018-05-17 | 2018 | 17-18 | 0 | 0 | 0 | 0 | 0 | 0 | 0 | 0 | 618967 | 125931.5 | 142455.5 | 894396 | 0 | 0 | 0 | 0 | 0 | 0 | 0 | 0
[9 empty] | 2018-05-18 | 2018 | 17-18 | 0 | 0 | 0 | 0 | 0 | 0 | 0 | 0 | 618967 | 125931.5 | 142455.5 | 894396 | 0 | 0 | 0 | 0 | 0 | 0 | 0 | 0
[9 empty] | 2018-05-19 | 2018 | 17-18 | 0 | 0 | 0 | 0 | 0 | 0 | 0 | 0 | 618967 | 125931.5 | 142455.5 | 894396 | 0 | 0 | 0 | 0 | 0 | 0 | 0 | 0
[9 empty] | 2018-05-20 | 2018 | 17-18 | 0 | 0 | 0 | 0 | 0 | 0 | 0 | 0 | 618967 | 125931.5 | 142455.5 | 894396 | 0 | 0 | 0 | 0 | 0 | 0 | 0 | 0
[9 empty] | 2018-05-21 | 2018 | 17-18 | 0 | 0 | 0 | 0 | 0 | 0 | 0 | 0 | 618967 | 125931.5 | 142455.5 | 894396 | 0 | 0 | 0 | 0 | 0 | 0 | 0 | 0
[9 empty] | 2018-05-22 | 2018 | 17-18 | 0 | 0 | 0 | 0 | 0 | 0 | 0 | 0 | 618967 | 125931.5 | 142455.5 | 894396 | 0 | 0 | 0 | 0 | 0 | 0 | 0 | 0
[9 empty] | 2018-05-23 | 2018 | 17-18 | 0 | 0 | 0 | 0 | 0 | 0 | 0 | 0 | 618967 | 125931.5 | 142455.5 | 894396 | 0 | 0 | 0 | 0 | 0 | 0 | 0 | 0
[9 empty] | 2018-05-24 | 2018 | 17-18 | 0 | 0 | 0 | 0 | 0 | 0 | 0 | 0 | 618967 | 125931.5 | 142455.5 | 894396 | 0 | 0 | 0 | 0 | 0 | 0 | 0 | 0
[9 empty] | 2018-05-25 | 2018 | 17-18 | 0 | 0 | 0 | 0 | 0 | 0 | 0 | 0 | 618967 | 125931.5 | 142455.5 | 894396 | 0 | 0 | 0 | 0 | 0 | 0 | 0 | 0
[9 empty] | 2018-05-26 | 2018 | 17-18 | 0 | 0 | 0 | 0 | 0 | 0 | 0 | 0 | 618967 | 125931.5 | 142455.5 | 894396 | 0 | 0 | 0 | 0 | 0 | 0 | 0 | 0
[9 empty] | 2018-05-27 | 2018 | 17-18 | 0 | 0 | 0 | 0 | 0 | 0 | 0 | 0 | 618967 | 125931.5 | 142455.5 | 894396 | 0 | 0 | 0 | 0 | 0 | 0 | 0 | 0
[9 empty] | 2018-05-28 | 2018 | 17-18 | 0 | 0 | 0 | 0 | 0 | 0 | 0 | 0 | 618967 | 125931.5 | 142455.5 | 894396 | 0 | 0 | 0 | 0 | 0 | 0 | 0 | 0
[9 empty] | 2018-05-29 | 2018 | 17-18 | 0 | 0 | 0 | 0 | 0 | 0 | 0 | 0 | 618967 | 125931.5 | 142455.5 | 894396 | 0 | 0 | 0 | 0 | 0 | 0 | 0 | 0
[9 empty] | 2018-05-30 | 2018 | 17-18 | 0 | 0 | 0 | 0 | 0 | 0 | 0 | 0 | 618967 | 125931.5 | 142455.5 | 894396 | 0 | 0 | 0 | 0 | 0 | 0 | 0 | 0
[9 empty] | 2018-05-31 | 2018 | 17-18 | 0 | 0 | 0 | 0 | 0 | 0 | 0 | 0 | 618967 | 125931.5 | 142455.5 | 894396 | 0 | 0 | 0 | 0 | 0 | 0 | 0 | 0
[9 empty] | 2018-06-01 | 2018 | 17-18 | 0 | 0 | 0 | 0 | 0 | 0 | 0 | 0 | 618967 | 125931.5 | 142455.5 | 894396 | 0 | 0 | 0 | 0 | 0 | 0 | 0 | 0
[9 empty] | 2018-06-02 | 2018 | 17-18 | 0 | 0 | 0 | 0 | 0 | 0 | 0 | 0 | 618967 | 125931.5 | 142455.5 | 894396 | 0 | 0 | 0 | 0 | 0 | 0 | 0 | 0
[9 empty] | 2018-06-03 | 2018 | 17-18 | 0 | 0 | 0 | 0 | 0 | 0 | 0 | 0 | 618967 | 125931.5 | 142455.5 | 894396 | 0 | 0 | 0 | 0 | 0 | 0 | 0 | 0
[9 empty] | 2018-06-04 | 2018 | 17-18 | 0 | 0 | 0 | 0 | 0 | 0 | 0 | 0 | 618967 | 125931.5 | 142455.5 | 894396 | 0 | 0 | 0 | 0 | 0 | 0 | 0 | 0
[9 empty] | 2018-06-05 | 2018 | 17-18 | 0 | 0 | 0 | 0 | 0 | 0 | 0 | 0 | 618967 | 125931.5 | 142455.5 | 894396 | 0 | 0 | 0 | 0 | 0 | 0 | 0 | 0
[9 empty] | 2018-06-06 | 2018 | 17-18 | 0 | 0 | 0 | 0 | 0 | 0 | 0 | 0 | 618967 | 125931.5 | 142455.5 | 894396 | 0 | 0 | 0 | 0 | 0 | 0 | 0 | 0
[9 empty] | 2018-06-07 | 2018 | 17-18 | 0 | 0 | 0 | 0 | 0 | 0 | 0 | 0 | 618967 | 125931.5 | 142455.5 | 894396 | 0 | 0 | 0 | 0 | 0 | 0 | 0 | 0
[9 empty] | 2018-06-08 | 2018 | 17-18 | 0 | 0 | 4144.0012 | 4144.0012 | 0 | 0 | 5.3333 | 5.3333 | 618967 | 125931.5 | 142455.5 | 894396 | 0 | 0 | 0.02909 | 0.0046333 | 0 | 0 | 3.7439e-05 | 5.9631e-06
[9 empty] | 2018-06-09 | 2018 | 17-18 | 0 | 0 | 0 | 0 | 0 | 0 | 0 | 0 | 618967 | 125931.5 | 142455.5 | 894396 | 0 | 0 | 0 | 0 | 0 | 0 | 0 | 0
[9 empty] | 2018-06-10 | 2018 | 17-18 | 0 | 0 | 0 | 0 | 0 | 0 | 0 | 0 | 618967 | 125931.5 | 142455.5 | 894396 | 0 | 0 | 0 | 0 | 0 | 0 | 0 | 0
[9 empty] | 2018-06-11 | 2018 | 17-18 | 0 | 0 | 0 | 0 | 0 | 0 | 0 | 0 | 618967 | 125931.5 | 142455.5 | 894396 | 0 | 0 | 0 | 0 | 0 | 0 | 0 | 0
[9 empty] | 2018-06-12 | 2018 | 17-18 | 0 | 0 | 0 | 0 | 0 | 0 | 0 | 0 | 618967 | 125931.5 | 142455.5 | 894396 | 0 | 0 | 0 | 0 | 0 | 0 | 0 | 0
[9 empty] | 2018-06-13 | 2018 | 17-18 | 0 | 0 | 0 | 0 | 0 | 0 | 0 | 0 | 618967 | 125931.5 | 142455.5 | 894396 | 0 | 0 | 0 | 0 | 0 | 0 | 0 | 0
[9 empty] | 2018-06-14 | 2018 | 17-18 | 0 | 0 | 0 | 0 | 0 | 0 | 0 | 0 | 618967 | 125931.5 | 142455.5 | 894396 | 0 | 0 | 0 | 0 | 0 | 0 | 0 | 0
[9 empty] | 2018-06-15 | 2018 | 17-18 | 0 | 0 | 0 | 0 | 0 | 0 | 0 | 0 | 618967 | 125931.5 | 142455.5 | 894396 | 0 | 0 | 0 | 0 | 0 | 0 | 0 | 0
[9 empty] | 2018-06-16 | 2018 | 17-18 | 0 | 0 | 0 | 0 | 0 | 0 | 0 | 0 | 618967 | 125931.5 | 142455.5 | 894396 | 0 | 0 | 0 | 0 | 0 | 0 | 0 | 0
[9 empty] | 2018-06-17 | 2018 | 17-18 | 0 | 0 | 0 | 0 | 0 | 0 | 0 | 0 | 618967 | 125931.5 | 142455.5 | 894396 | 0 | 0 | 0 | 0 | 0 | 0 | 0 | 0
[9 empty] | 2018-06-18 | 2018 | 17-18 | 0 | 0 | 0 | 0 | 0 | 0 | 0 | 0 | 618967 | 125931.5 | 142455.5 | 894396 | 0 | 0 | 0 | 0 | 0 | 0 | 0 | 0
[9 empty] | 2018-06-19 | 2018 | 17-18 | 0 | 0 | 0 | 0 | 0 | 0 | 0 | 0 | 618967 | 125931.5 | 142455.5 | 894396 | 0 | 0 | 0 | 0 | 0 | 0 | 0 | 0
[9 empty] | 2018-06-20 | 2018 | 17-18 | 0 | 0 | 0 | 0 | 0 | 0 | 0 | 0 | 618967 | 125931.5 | 142455.5 | 894396 | 0 | 0 | 0 | 0 | 0 | 0 | 0 | 0
[9 empty] | 2018-06-21 | 2018 | 17-18 | 0 | 0 | 0 | 0 | 0 | 0 | 0 | 0 | 618967 | 125931.5 | 142455.5 | 894396 | 0 | 0 | 0 | 0 | 0 | 0 | 0 | 0
[9 empty] | 2018-06-22 | 2018 | 17-18 | 0 | 0 | 0 | 0 | 0 | 0 | 0 | 0 | 618967 | 125931.5 | 142455.5 | 894396 | 0 | 0 | 0 | 0 | 0 | 0 | 0 | 0
[9 empty] | 2018-06-23 | 2018 | 17-18 | 0 | 0 | 0 | 0 | 0 | 0 | 0 | 0 | 618967 | 125931.5 | 142455.5 | 894396 | 0 | 0 | 0 | 0 | 0 | 0 | 0 | 0
[9 empty] | 2018-06-24 | 2018 | 17-18 | 0 | 0 | 0 | 0 | 0 | 0 | 0 | 0 | 618967 | 125931.5 | 142455.5 | 894396 | 0 | 0 | 0 | 0 | 0 | 0 | 0 | 0
[9 empty] | 2018-06-25 | 2018 | 17-18 | 0 | 0 | 0 | 0 | 0 | 0 | 0 | 0 | 618967 | 125931.5 | 142455.5 | 894396 | 0 | 0 | 0 | 0 | 0 | 0 | 0 | 0
[9 empty] | 2018-06-26 | 2018 | 17-18 | 0 | 0 | 0 | 0 | 0 | 0 | 0 | 0 | 618967 | 125931.5 | 142455.5 | 894396 | 0 | 0 | 0 | 0 | 0 | 0 | 0 | 0
[9 empty] | 2018-06-27 | 2018 | 17-18 | 0 | 0 | 0 | 0 | 0 | 0 | 0 | 0 | 618967 | 125931.5 | 142455.5 | 894396 | 0 | 0 | 0 | 0 | 0 | 0 | 0 | 0
[9 empty] | 2018-06-28 | 2018 | 17-18 | 0 | 0 | 0 | 0 | 0 | 0 | 0 | 0 | 618967 | 125931.5 | 142455.5 | 894396 | 0 | 0 | 0 | 0 | 0 | 0 | 0 | 0
[9 empty] | 2018-06-29 | 2018 | 17-18 | 0 | 0 | 0 | 0 | 0 | 0 | 0 | 0 | 618967 | 125931.5 | 142455.5 | 894396 | 0 | 0 | 0 | 0 | 0 | 0 | 0 | 0
[9 empty] | 2018-06-30 | 2018 | 17-18 | 0 | 0 | 0 | 0 | 0 | 0 | 0 | 0 | 618967 | 125931.5 | 142455.5 | 894396 | 0 | 0 | 0 | 0 | 0 | 0 | 0 | 0
[9 empty] | 2018-07-01 | 2019 | 18-19 | 0 | 0 | 0 | 0 | 0 | 0 | 0 | 0 | 623794 | 134225.5 | 137017.5 | 901912.5 | 0 | 0 | 0 | 0 | 0 | 0 | 0 | 0
[9 empty] | 2018-07-02 | 2019 | 18-19 | 0 | 0 | 0 | 0 | 0 | 0 | 0 | 0 | 623794 | 134225.5 | 137017.5 | 901912.5 | 0 | 0 | 0 | 0 | 0 | 0 | 0 | 0
[9 empty] | 2018-07-03 | 2019 | 18-19 | 0 | 0 | 0 | 0 | 0 | 0 | 0 | 0 | 623794 | 134225.5 | 137017.5 | 901912.5 | 0 | 0 | 0 | 0 | 0 | 0 | 0 | 0
[9 empty] | 2018-07-04 | 2019 | 18-19 | 0 | 0 | 0 | 0 | 0 | 0 | 0 | 0 | 623794 | 134225.5 | 137017.5 | 901912.5 | 0 | 0 | 0 | 0 | 0 | 0 | 0 | 0
[9 empty] | 2018-07-05 | 2019 | 18-19 | 0 | 0 | 0 | 0 | 0 | 0 | 0 | 0 | 623794 | 134225.5 | 137017.5 | 901912.5 | 0 | 0 | 0 | 0 | 0 | 0 | 0 | 0
[9 empty] | 2018-07-06 | 2019 | 18-19 | 0 | 0 | 0 | 0 | 0 | 0 | 0 | 0 | 623794 | 134225.5 | 137017.5 | 901912.5 | 0 | 0 | 0 | 0 | 0 | 0 | 0 | 0
[9 empty] | 2018-07-07 | 2019 | 18-19 | 0 | 0 | 0 | 0 | 0 | 0 | 0 | 0 | 623794 | 134225.5 | 137017.5 | 901912.5 | 0 | 0 | 0 | 0 | 0 | 0 | 0 | 0
[9 empty] | 2018-07-08 | 2019 | 18-19 | 0 | 0 | 0 | 0 | 0 | 0 | 0 | 0 | 623794 | 134225.5 | 137017.5 | 901912.5 | 0 | 0 | 0 | 0 | 0 | 0 | 0 | 0
[9 empty] | 2018-07-09 | 2019 | 18-19 | 0 | 0 | 0 | 0 | 0 | 0 | 0 | 0 | 623794 | 134225.5 | 137017.5 | 901912.5 | 0 | 0 | 0 | 0 | 0 | 0 | 0 | 0
[9 empty] | 2018-07-10 | 2019 | 18-19 | 0 | 0 | 0 | 0 | 0 | 0 | 0 | 0 | 623794 | 134225.5 | 137017.5 | 901912.5 | 0 | 0 | 0 | 0 | 0 | 0 | 0 | 0
[9 empty] | 2018-07-11 | 2019 | 18-19 | 0 | 0 | 0 | 0 | 0 | 0 | 0 | 0 | 623794 | 134225.5 | 137017.5 | 901912.5 | 0 | 0 | 0 | 0 | 0 | 0 | 0 | 0
[9 empty] | 2018-07-12 | 2019 | 18-19 | 0 | 0 | 0 | 0 | 0 | 0 | 0 | 0 | 623794 | 134225.5 | 137017.5 | 901912.5 | 0 | 0 | 0 | 0 | 0 | 0 | 0 | 0
[9 empty] | 2018-07-13 | 2019 | 18-19 | 0 | 0 | 0 | 0 | 0 | 0 | 0 | 0 | 623794 | 134225.5 | 137017.5 | 901912.5 | 0 | 0 | 0 | 0 | 0 | 0 | 0 | 0
[9 empty] | 2018-07-14 | 2019 | 18-19 | 0 | 0 | 0 | 0 | 0 | 0 | 0 | 0 | 623794 | 134225.5 | 137017.5 | 901912.5 | 0 | 0 | 0 | 0 | 0 | 0 | 0 | 0
[9 empty] | 2018-07-15 | 2019 | 18-19 | 0 | 0 | 0 | 0 | 0 | 0 | 0 | 0 | 623794 | 134225.5 | 137017.5 | 901912.5 | 0 | 0 | 0 | 0 | 0 | 0 | 0 | 0
[9 empty] | 2018-07-16 | 2019 | 18-19 | 0 | 0 | 0 | 0 | 0 | 0 | 0 | 0 | 623794 | 134225.5 | 137017.5 | 901912.5 | 0 | 0 | 0 | 0 | 0 | 0 | 0 | 0
[9 empty] | 2018-07-17 | 2019 | 18-19 | 0 | 0 | 0 | 0 | 0 | 0 | 0 | 0 | 623794 | 134225.5 | 137017.5 | 901912.5 | 0 | 0 | 0 | 0 | 0 | 0 | 0 | 0
[9 empty] | 2018-07-18 | 2019 | 18-19 | 0 | 0 | 0 | 0 | 0 | 0 | 0 | 0 | 623794 | 134225.5 | 137017.5 | 901912.5 | 0 | 0 | 0 | 0 | 0 | 0 | 0 | 0
[9 empty] | 2018-07-19 | 2019 | 18-19 | 0 | 0 | 0 | 0 | 0 | 0 | 0 | 0 | 623794 | 134225.5 | 137017.5 | 901912.5 | 0 | 0 | 0 | 0 | 0 | 0 | 0 | 0
[9 empty] | 2018-07-20 | 2019 | 18-19 | 0 | 0 | 0 | 0 | 0 | 0 | 0 | 0 | 623794 | 134225.5 | 137017.5 | 901912.5 | 0 | 0 | 0 | 0 | 0 | 0 | 0 | 0
[9 empty] | 2018-07-21 | 2019 | 18-19 | 0 | 0 | 0 | 0 | 0 | 0 | 0 | 0 | 623794 | 134225.5 | 137017.5 | 901912.5 | 0 | 0 | 0 | 0 | 0 | 0 | 0 | 0
[9 empty] | 2018-07-22 | 2019 | 18-19 | 0 | 0 | 0 | 0 | 0 | 0 | 0 | 0 | 623794 | 134225.5 | 137017.5 | 901912.5 | 0 | 0 | 0 | 0 | 0 | 0 | 0 | 0
[9 empty] | 2018-07-23 | 2019 | 18-19 | 0 | 0 | 0 | 0 | 0 | 0 | 0 | 0 | 623794 | 134225.5 | 137017.5 | 901912.5 | 0 | 0 | 0 | 0 | 0 | 0 | 0 | 0
[9 empty] | 2018-07-24 | 2019 | 18-19 | 0 | 0 | 12915.0732 | 12915.0732 | 0 | 0 | 64 | 64 | 623794 | 134225.5 | 137017.5 | 901912.5 | 0 | 0 | 0.094259 | 0.01432 | 0 | 0 | 0.00046709 | 7.096e-05
[9 empty] | 2018-07-25 | 2019 | 18-19 | 0 | 0 | 16947 | 16947 | 0 | 0 | 270 | 270 | 623794 | 134225.5 | 137017.5 | 901912.5 | 0 | 0 | 0.12368 | 0.01879 | 0 | 0 | 0.0019706 | 0.00029936
[9 empty] | 2018-07-26 | 2019 | 18-19 | 0 | 0 | 0 | 0 | 0 | 0 | 0 | 0 | 623794 | 134225.5 | 137017.5 | 901912.5 | 0 | 0 | 0 | 0 | 0 | 0 | 0 | 0
[9 empty] | 2018-07-27 | 2019 | 18-19 | 0 | 0 | 0 | 0 | 0 | 0 | 0 | 0 | 623794 | 134225.5 | 137017.5 | 901912.5 | 0 | 0 | 0 | 0 | 0 | 0 | 0 | 0
[9 empty] | 2018-07-28 | 2019 | 18-19 | 0 | 0 | 0 | 0 | 0 | 0 | 0 | 0 | 623794 | 134225.5 | 137017.5 | 901912.5 | 0 | 0 | 0 | 0 | 0 | 0 | 0 | 0
[9 empty] | 2018-07-29 | 2019 | 18-19 | 0 | 0 | 0 | 0 | 0 | 0 | 0 | 0 | 623794 | 134225.5 | 137017.5 | 901912.5 | 0 | 0 | 0 | 0 | 0 | 0 | 0 | 0
[9 empty] | 2018-07-30 | 2019 | 18-19 | 0 | 0 | 0 | 0 | 0 | 0 | 0 | 0 | 623794 | 134225.5 | 137017.5 | 901912.5 | 0 | 0 | 0 | 0 | 0 | 0 | 0 | 0
[9 empty] | 2018-07-31 | 2019 | 18-19 | 0 | 0 | 0 | 0 | 0 | 0 | 0 | 0 | 623794 | 134225.5 | 137017.5 | 901912.5 | 0 | 0 | 0 | 0 | 0 | 0 | 0 | 0
[9 empty] | 2018-08-01 | 2019 | 18-19 | 0 | 0 | 0 | 0 | 0 | 0 | 0 | 0 | 623794 | 134225.5 | 137017.5 | 901912.5 | 0 | 0 | 0 | 0 | 0 | 0 | 0 | 0
[9 empty] | 2018-08-02 | 2019 | 18-19 | 0 | 0 | 0 | 0 | 0 | 0 | 0 | 0 | 623794 | 134225.5 | 137017.5 | 901912.5 | 0 | 0 | 0 | 0 | 0 | 0 | 0 | 0
[9 empty] | 2018-08-03 | 2019 | 18-19 | 0 | 0 | 0 | 0 | 0 | 0 | 0 | 0 | 623794 | 134225.5 | 137017.5 | 901912.5 | 0 | 0 | 0 | 0 | 0 | 0 | 0 | 0
[9 empty] | 2018-08-04 | 2019 | 18-19 | 0 | 0 | 0 | 0 | 0 | 0 | 0 | 0 | 623794 | 134225.5 | 137017.5 | 901912.5 | 0 | 0 | 0 | 0 | 0 | 0 | 0 | 0
[9 empty] | 2018-08-05 | 2019 | 18-19 | 0 | 0 | 0 | 0 | 0 | 0 | 0 | 0 | 623794 | 134225.5 | 137017.5 | 901912.5 | 0 | 0 | 0 | 0 | 0 | 0 | 0 | 0
[9 empty] | 2018-08-06 | 2019 | 18-19 | 0 | 0 | 0 | 0 | 0 | 0 | 0 | 0 | 623794 | 134225.5 | 137017.5 | 901912.5 | 0 | 0 | 0 | 0 | 0 | 0 | 0 | 0
[9 empty] | 2018-08-07 | 2019 | 18-19 | 0 | 0 | 0 | 0 | 0 | 0 | 0 | 0 | 623794 | 134225.5 | 137017.5 | 901912.5 | 0 | 0 | 0 | 0 | 0 | 0 | 0 | 0
[9 empty] | 2018-08-08 | 2019 | 18-19 | 0 | 0 | 0 | 0 | 0 | 0 | 0 | 0 | 623794 | 134225.5 | 137017.5 | 901912.5 | 0 | 0 | 0 | 0 | 0 | 0 | 0 | 0
[9 empty] | 2018-08-09 | 2019 | 18-19 | 0 | 0 | 0 | 0 | 0 | 0 | 0 | 0 | 623794 | 134225.5 | 137017.5 | 901912.5 | 0 | 0 | 0 | 0 | 0 | 0 | 0 | 0
[9 empty] | 2018-08-10 | 2019 | 18-19 | 0 | 0 | 32947.2441 | 32947.2441 | 0 | 0 | 1006 | 1006 | 623794 | 134225.5 | 137017.5 | 901912.5 | 0 | 0 | 0.24046 | 0.03653 | 0 | 0 | 0.0073421 | 0.0011154
[9 empty] | 2018-08-11 | 2019 | 18-19 | 0 | 0 | 0 | 0 | 0 | 0 | 0 | 0 | 623794 | 134225.5 | 137017.5 | 901912.5 | 0 | 0 | 0 | 0 | 0 | 0 | 0 | 0
[9 empty] | 2018-08-12 | 2019 | 18-19 | 0 | 0 | 0 | 0 | 0 | 0 | 0 | 0 | 623794 | 134225.5 | 137017.5 | 901912.5 | 0 | 0 | 0 | 0 | 0 | 0 | 0 | 0
[9 empty] | 2018-08-13 | 2019 | 18-19 | 0 | 0 | 0 | 0 | 0 | 0 | 0 | 0 | 623794 | 134225.5 | 137017.5 | 901912.5 | 0 | 0 | 0 | 0 | 0 | 0 | 0 | 0
[9 empty] | 2018-08-14 | 2019 | 18-19 | 0 | 0 | 0 | 0 | 0 | 0 | 0 | 0 | 623794 | 134225.5 | 137017.5 | 901912.5 | 0 | 0 | 0 | 0 | 0 | 0 | 0 | 0
[9 empty] | 2018-08-15 | 2019 | 18-19 | 0 | 0 | 0 | 0 | 0 | 0 | 0 | 0 | 623794 | 134225.5 | 137017.5 | 901912.5 | 0 | 0 | 0 | 0 | 0 | 0 | 0 | 0
[9 empty] | 2018-08-16 | 2019 | 18-19 | 0 | 0 | 0 | 0 | 0 | 0 | 0 | 0 | 623794 | 134225.5 | 137017.5 | 901912.5 | 0 | 0 | 0 | 0 | 0 | 0 | 0 | 0
[9 empty] | 2018-08-17 | 2019 | 18-19 | 0 | 0 | 0 | 0 | 0 | 0 | 0 | 0 | 623794 | 134225.5 | 137017.5 | 901912.5 | 0 | 0 | 0 | 0 | 0 | 0 | 0 | 0
[9 empty] | 2018-08-18 | 2019 | 18-19 | 0 | 0 | 66555 | 66555 | 0 | 0 | 270 | 270 | 623794 | 134225.5 | 137017.5 | 901912.5 | 0 | 0 | 0.48574 | 0.073793 | 0 | 0 | 0.0019706 | 0.00029936
[9 empty] | 2018-08-19 | 2019 | 18-19 | 0 | 0 | 0 | 0 | 0 | 0 | 0 | 0 | 623794 | 134225.5 | 137017.5 | 901912.5 | 0 | 0 | 0 | 0 | 0 | 0 | 0 | 0
[9 empty] | 2018-08-20 | 2019 | 18-19 | 0 | 0 | 0 | 0 | 0 | 0 | 0 | 0 | 623794 | 134225.5 | 137017.5 | 901912.5 | 0 | 0 | 0 | 0 | 0 | 0 | 0 | 0
[9 empty] | 2018-08-21 | 2019 | 18-19 | 0 | 0 | 0 | 0 | 0 | 0 | 0 | 0 | 623794 | 134225.5 | 137017.5 | 901912.5 | 0 | 0 | 0 | 0 | 0 | 0 | 0 | 0
[9 empty] | 2018-08-22 | 2019 | 18-19 | 0 | 0 | 0 | 0 | 0 | 0 | 0 | 0 | 623794 | 134225.5 | 137017.5 | 901912.5 | 0 | 0 | 0 | 0 | 0 | 0 | 0 | 0
[9 empty] | 2018-08-23 | 2019 | 18-19 | 0 | 0 | 0 | 0 | 0 | 0 | 0 | 0 | 623794 | 134225.5 | 137017.5 | 901912.5 | 0 | 0 | 0 | 0 | 0 | 0 | 0 | 0
[9 empty] | 2018-08-24 | 2019 | 18-19 | 0 | 0 | 0 | 0 | 0 | 0 | 0 | 0 | 623794 | 134225.5 | 137017.5 | 901912.5 | 0 | 0 | 0 | 0 | 0 | 0 | 0 | 0
[9 empty] | 2018-08-25 | 2019 | 18-19 | 0 | 0 | 0 | 0 | 0 | 0 | 0 | 0 | 623794 | 134225.5 | 137017.5 | 901912.5 | 0 | 0 | 0 | 0 | 0 | 0 | 0 | 0
[9 empty] | 2018-08-26 | 2019 | 18-19 | 0 | 0 | 0 | 0 | 0 | 0 | 0 | 0 | 623794 | 134225.5 | 137017.5 | 901912.5 | 0 | 0 | 0 | 0 | 0 | 0 | 0 | 0
[9 empty] | 2018-08-27 | 2019 | 18-19 | 0 | 0 | 0 | 0 | 0 | 0 | 0 | 0 | 623794 | 134225.5 | 137017.5 | 901912.5 | 0 | 0 | 0 | 0 | 0 | 0 | 0 | 0
[9 empty] | 2018-08-28 | 2019 | 18-19 | 0 | 0 | 0 | 0 | 0 | 0 | 0 | 0 | 623794 | 134225.5 | 137017.5 | 901912.5 | 0 | 0 | 0 | 0 | 0 | 0 | 0 | 0
[9 empty] | 2018-08-29 | 2019 | 18-19 | 0 | 0 | 0 | 0 | 0 | 0 | 0 | 0 | 623794 | 134225.5 | 137017.5 | 901912.5 | 0 | 0 | 0 | 0 | 0 | 0 | 0 | 0
[9 empty] | 2018-08-30 | 2019 | 18-19 | 0 | 0 | 0 | 0 | 0 | 0 | 0 | 0 | 623794 | 134225.5 | 137017.5 | 901912.5 | 0 | 0 | 0 | 0 | 0 | 0 | 0 | 0
[9 empty] | 2018-08-31 | 2019 | 18-19 | 0 | 0 | 0 | 0 | 0 | 0 | 0 | 0 | 623794 | 134225.5 | 137017.5 | 901912.5 | 0 | 0 | 0 | 0 | 0 | 0 | 0 | 0
[9 empty] | 2018-09-01 | 2019 | 18-19 | 0 | 0 | 0 | 0 | 0 | 0 | 0 | 0 | 623794 | 134225.5 | 137017.5 | 901912.5 | 0 | 0 | 0 | 0 | 0 | 0 | 0 | 0
[9 empty] | 2018-09-02 | 2019 | 18-19 | 0 | 0 | 0 | 0 | 0 | 0 | 0 | 0 | 623794 | 134225.5 | 137017.5 | 901912.5 | 0 | 0 | 0 | 0 | 0 | 0 | 0 | 0
[9 empty] | 2018-09-03 | 2019 | 18-19 | 0 | 0 | 0 | 0 | 0 | 0 | 0 | 0 | 623794 | 134225.5 | 137017.5 | 901912.5 | 0 | 0 | 0 | 0 | 0 | 0 | 0 | 0
[9 empty] | 2018-09-04 | 2019 | 18-19 | 0 | 0 | 0 | 0 | 0 | 0 | 0 | 0 | 623794 | 134225.5 | 137017.5 | 901912.5 | 0 | 0 | 0 | 0 | 0 | 0 | 0 | 0
[9 empty] | 2018-09-05 | 2019 | 18-19 | 0 | 0 | 0 | 0 | 0 | 0 | 0 | 0 | 623794 | 134225.5 | 137017.5 | 901912.5 | 0 | 0 | 0 | 0 | 0 | 0 | 0 | 0
[9 empty] | 2018-09-06 | 2019 | 18-19 | 0 | 0 | 0 | 0 | 0 | 0 | 0 | 0 | 623794 | 134225.5 | 137017.5 | 901912.5 | 0 | 0 | 0 | 0 | 0 | 0 | 0 | 0
[9 empty] | 2018-09-07 | 2019 | 18-19 | 0 | 0 | 0 | 0 | 0 | 0 | 0 | 0 | 623794 | 134225.5 | 137017.5 | 901912.5 | 0 | 0 | 0 | 0 | 0 | 0 | 0 | 0
[9 empty] | 2018-09-08 | 2019 | 18-19 | 0 | 0 | 0 | 0 | 0 | 0 | 0 | 0 | 623794 | 134225.5 | 137017.5 | 901912.5 | 0 | 0 | 0 | 0 | 0 | 0 | 0 | 0
[9 empty] | 2018-09-09 | 2019 | 18-19 | 0 | 0 | 0 | 0 | 0 | 0 | 0 | 0 | 623794 | 134225.5 | 137017.5 | 901912.5 | 0 | 0 | 0 | 0 | 0 | 0 | 0 | 0
[9 empty] | 2018-09-10 | 2019 | 18-19 | 0 | 0 | 0 | 0 | 0 | 0 | 0 | 0 | 623794 | 134225.5 | 137017.5 | 901912.5 | 0 | 0 | 0 | 0 | 0 | 0 | 0 | 0
[9 empty] | 2018-09-11 | 2019 | 18-19 | 0 | 0 | 0 | 0 | 0 | 0 | 0 | 0 | 623794 | 134225.5 | 137017.5 | 901912.5 | 0 | 0 | 0 | 0 | 0 | 0 | 0 | 0
[9 empty] | 2018-09-12 | 2019 | 18-19 | 0 | 0 | 0 | 0 | 0 | 0 | 0 | 0 | 623794 | 134225.5 | 137017.5 | 901912.5 | 0 | 0 | 0 | 0 | 0 | 0 | 0 | 0
[9 empty] | 2018-09-13 | 2019 | 18-19 | 0 | 0 | 0 | 0 | 0 | 0 | 0 | 0 | 623794 | 134225.5 | 137017.5 | 901912.5 | 0 | 0 | 0 | 0 | 0 | 0 | 0 | 0
[9 empty] | 2018-09-14 | 2019 | 18-19 | 0 | 0 | 0 | 0 | 0 | 0 | 0 | 0 | 623794 | 134225.5 | 137017.5 | 901912.5 | 0 | 0 | 0 | 0 | 0 | 0 | 0 | 0
[9 empty] | 2018-09-15 | 2019 | 18-19 | 0 | 0 | 14310.09 | 14310.09 | 0 | 0 | 93 | 93 | 623794 | 134225.5 | 137017.5 | 901912.5 | 0 | 0 | 0.10444 | 0.015866 | 0 | 0 | 0.00067875 | 0.00010311
[9 empty] | 2018-09-16 | 2019 | 18-19 | 0 | 0 | 0 | 0 | 0 | 0 | 0 | 0 | 623794 | 134225.5 | 137017.5 | 901912.5 | 0 | 0 | 0 | 0 | 0 | 0 | 0 | 0
[9 empty] | 2018-09-17 | 2019 | 18-19 | 0 | 0 | 0 | 0 | 0 | 0 | 0 | 0 | 623794 | 134225.5 | 137017.5 | 901912.5 | 0 | 0 | 0 | 0 | 0 | 0 | 0 | 0
[9 empty] | 2018-09-18 | 2019 | 18-19 | 0 | 0 | 0 | 0 | 0 | 0 | 0 | 0 | 623794 | 134225.5 | 137017.5 | 901912.5 | 0 | 0 | 0 | 0 | 0 | 0 | 0 | 0
[9 empty] | 2018-09-19 | 2019 | 18-19 | 0 | 0 | 0 | 0 | 0 | 0 | 0 | 0 | 623794 | 134225.5 | 137017.5 | 901912.5 | 0 | 0 | 0 | 0 | 0 | 0 | 0 | 0
[9 empty] | 2018-09-20 | 2019 | 18-19 | 0 | 0 | 0 | 0 | 0 | 0 | 0 | 0 | 623794 | 134225.5 | 137017.5 | 901912.5 | 0 | 0 | 0 | 0 | 0 | 0 | 0 | 0
[9 empty] | 2018-09-21 | 2019 | 18-19 | 0 | 0 | 0 | 0 | 0 | 0 | 0 | 0 | 623794 | 134225.5 | 137017.5 | 901912.5 | 0 | 0 | 0 | 0 | 0 | 0 | 0 | 0
[9 empty] | 2018-09-22 | 2019 | 18-19 | 0 | 0 | 0 | 0 | 0 | 0 | 0 | 0 | 623794 | 134225.5 | 137017.5 | 901912.5 | 0 | 0 | 0 | 0 | 0 | 0 | 0 | 0
[9 empty] | 2018-09-23 | 2019 | 18-19 | 0 | 0 | 0 | 0 | 0 | 0 | 0 | 0 | 623794 | 134225.5 | 137017.5 | 901912.5 | 0 | 0 | 0 | 0 | 0 | 0 | 0 | 0
[9 empty] | 2018-09-24 | 2019 | 18-19 | 0 | 0 | 0 | 0 | 0 | 0 | 0 | 0 | 623794 | 134225.5 | 137017.5 | 901912.5 | 0 | 0 | 0 | 0 | 0 | 0 | 0 | 0
[9 empty] | 2018-09-25 | 2019 | 18-19 | 0 | 0 | 0 | 0 | 0 | 0 | 0 | 0 | 623794 | 134225.5 | 137017.5 | 901912.5 | 0 | 0 | 0 | 0 | 0 | 0 | 0 | 0
[9 empty] | 2018-09-26 | 2019 | 18-19 | 0 | 0 | 0 | 0 | 0 | 0 | 0 | 0 | 623794 | 134225.5 | 137017.5 | 901912.5 | 0 | 0 | 0 | 0 | 0 | 0 | 0 | 0
[9 empty] | 2018-09-27 | 2019 | 18-19 | 0 | 0 | 0 | 0 | 0 | 0 | 0 | 0 | 623794 | 134225.5 | 137017.5 | 901912.5 | 0 | 0 | 0 | 0 | 0 | 0 | 0 | 0
[9 empty] | 2018-09-28 | 2019 | 18-19 | 0 | 0 | 0 | 0 | 0 | 0 | 0 | 0 | 623794 | 134225.5 | 137017.5 | 901912.5 | 0 | 0 | 0 | 0 | 0 | 0 | 0 | 0
[9 empty] | 2018-09-29 | 2019 | 18-19 | 0 | 0 | 0 | 0 | 0 | 0 | 0 | 0 | 623794 | 134225.5 | 137017.5 | 901912.5 | 0 | 0 | 0 | 0 | 0 | 0 | 0 | 0
[9 empty] | 2018-09-30 | 2019 | 18-19 | 0 | 0 | 0 | 0 | 0 | 0 | 0 | 0 | 623794 | 134225.5 | 137017.5 | 901912.5 | 0 | 0 | 0 | 0 | 0 | 0 | 0 | 0
[9 empty] | 2018-10-01 | 2019 | 18-19 | 0 | 0 | 0 | 0 | 0 | 0 | 0 | 0 | 623794 | 134225.5 | 137017.5 | 901912.5 | 0 | 0 | 0 | 0 | 0 | 0 | 0 | 0
[9 empty] | 2018-10-02 | 2019 | 18-19 | 0 | 0 | 0 | 0 | 0 | 0 | 0 | 0 | 623794 | 134225.5 | 137017.5 | 901912.5 | 0 | 0 | 0 | 0 | 0 | 0 | 0 | 0
[9 empty] | 2018-10-03 | 2019 | 18-19 | 0 | 0 | 0 | 0 | 0 | 0 | 0 | 0 | 623794 | 134225.5 | 137017.5 | 901912.5 | 0 | 0 | 0 | 0 | 0 | 0 | 0 | 0
[9 empty] | 2018-10-04 | 2019 | 18-19 | 0 | 0 | 0 | 0 | 0 | 0 | 0 | 0 | 623794 | 134225.5 | 137017.5 | 901912.5 | 0 | 0 | 0 | 0 | 0 | 0 | 0 | 0
[9 empty] | 2018-10-05 | 2019 | 18-19 | 0 | 0 | 0 | 0 | 0 | 0 | 0 | 0 | 623794 | 134225.5 | 137017.5 | 901912.5 | 0 | 0 | 0 | 0 | 0 | 0 | 0 | 0
[9 empty] | 2018-10-06 | 2019 | 18-19 | 0 | 0 | 0 | 0 | 0 | 0 | 0 | 0 | 623794 | 134225.5 | 137017.5 | 901912.5 | 0 | 0 | 0 | 0 | 0 | 0 | 0 | 0
[9 empty] | 2018-10-07 | 2019 | 18-19 | 0 | 0 | 0 | 0 | 0 | 0 | 0 | 0 | 623794 | 134225.5 | 137017.5 | 901912.5 | 0 | 0 | 0 | 0 | 0 | 0 | 0 | 0
[9 empty] | 2018-10-08 | 2019 | 18-19 | 0 | 0 | 0 | 0 | 0 | 0 | 0 | 0 | 623794 | 134225.5 | 137017.5 | 901912.5 | 0 | 0 | 0 | 0 | 0 | 0 | 0 | 0
[9 empty] | 2018-10-09 | 2019 | 18-19 | 0 | 0 | 0 | 0 | 0 | 0 | 0 | 0 | 623794 | 134225.5 | 137017.5 | 901912.5 | 0 | 0 | 0 | 0 | 0 | 0 | 0 | 0
[9 empty] | 2018-10-10 | 2019 | 18-19 | 0 | 0 | 0 | 0 | 0 | 0 | 0 | 0 | 623794 | 134225.5 | 137017.5 | 901912.5 | 0 | 0 | 0 | 0 | 0 | 0 | 0 | 0
[9 empty] | 2018-10-11 | 2019 | 18-19 | 0 | 0 | 0 | 0 | 0 | 0 | 0 | 0 | 623794 | 134225.5 | 137017.5 | 901912.5 | 0 | 0 | 0 | 0 | 0 | 0 | 0 | 0
[9 empty] | 2018-10-12 | 2019 | 18-19 | 0 | 0 | 0 | 0 | 0 | 0 | 0 | 0 | 623794 | 134225.5 | 137017.5 | 901912.5 | 0 | 0 | 0 | 0 | 0 | 0 | 0 | 0
[9 empty] | 2018-10-13 | 2019 | 18-19 | 0 | 0 | 0 | 0 | 0 | 0 | 0 | 0 | 623794 | 134225.5 | 137017.5 | 901912.5 | 0 | 0 | 0 | 0 | 0 | 0 | 0 | 0
[9 empty] | 2018-10-14 | 2019 | 18-19 | 0 | 0 | 0 | 0 | 0 | 0 | 0 | 0 | 623794 | 134225.5 | 137017.5 | 901912.5 | 0 | 0 | 0 | 0 | 0 | 0 | 0 | 0
[9 empty] | 2018-10-15 | 2019 |  | 0 | 0 | 5046.0002 | 5046.0002 | 0 | 0 | 29 | 29 | 623794 | 134225.5 | 137017.5 | 901912.5 | 0 | 0 | 0.036827 | 0.0055948 | 0 | 0 | 0.00021165 | 3.2154e-05
[9 empty] | 2018-10-16 | 2019 | 18-19 | 0 | 0 | 0 | 0 | 0 | 0 | 0 | 0 | 623794 | 134225.5 | 137017.5 | 901912.5 | 0 | 0 | 0 | 0 | 0 | 0 | 0 | 0
[9 empty] | 2018-10-17 | 2019 | 18-19 | 0 | 0 | 0 | 0 | 0 | 0 | 0 | 0 | 623794 | 134225.5 | 137017.5 | 901912.5 | 0 | 0 | 0 | 0 | 0 | 0 | 0 | 0
[9 empty] | 2018-10-18 | 2019 | 18-19 | 0 | 0 | 0 | 0 | 0 | 0 | 0 | 0 | 623794 | 134225.5 | 137017.5 | 901912.5 | 0 | 0 | 0 | 0 | 0 | 0 | 0 | 0
[9 empty] | 2018-10-19 | 2019 | 18-19 | 0 | 0 | 0 | 0 | 0 | 0 | 0 | 0 | 623794 | 134225.5 | 137017.5 | 901912.5 | 0 | 0 | 0 | 0 | 0 | 0 | 0 | 0
[9 empty] | 2018-10-20 | 2019 | 18-19 | 0 | 0 | 0 | 0 | 0 | 0 | 0 | 0 | 623794 | 134225.5 | 137017.5 | 901912.5 | 0 | 0 | 0 | 0 | 0 | 0 | 0 | 0
[9 empty] | 2018-10-21 | 2019 | 18-19 | 0 | 0 | 0 | 0 | 0 | 0 | 0 | 0 | 623794 | 134225.5 | 137017.5 | 901912.5 | 0 | 0 | 0 | 0 | 0 | 0 | 0 | 0
[9 empty] | 2018-10-22 | 2019 | 18-19 | 0 | 0 | 0 | 0 | 0 | 0 | 0 | 0 | 623794 | 134225.5 | 137017.5 | 901912.5 | 0 | 0 | 0 | 0 | 0 | 0 | 0 | 0
[9 empty] | 2018-10-23 | 2019 | 18-19 | 0 | 0 | 0 | 0 | 0 | 0 | 0 | 0 | 623794 | 134225.5 | 137017.5 | 901912.5 | 0 | 0 | 0 | 0 | 0 | 0 | 0 | 0
[9 empty] | 2018-10-24 | 2019 | 18-19 | 0 | 0 | 0 | 0 | 0 | 0 | 0 | 0 | 623794 | 134225.5 | 137017.5 | 901912.5 | 0 | 0 | 0 | 0 | 0 | 0 | 0 | 0
[9 empty] | 2018-10-25 | 2019 | 18-19 | 0 | 0 | 0 | 0 | 0 | 0 | 0 | 0 | 623794 | 134225.5 | 137017.5 | 901912.5 | 0 | 0 | 0 | 0 | 0 | 0 | 0 | 0
[9 empty] | 2018-10-26 | 2019 | 18-19 | 0 | 0 | 0 | 0 | 0 | 0 | 0 | 0 | 623794 | 134225.5 | 137017.5 | 901912.5 | 0 | 0 | 0 | 0 | 0 | 0 | 0 | 0
[9 empty] | 2018-10-27 | 2019 | 18-19 | 0 | 0 | 0 | 0 | 0 | 0 | 0 | 0 | 623794 | 134225.5 | 137017.5 | 901912.5 | 0 | 0 | 0 | 0 | 0 | 0 | 0 | 0
[9 empty] | 2018-10-28 | 2019 | 18-19 | 0 | 0 | 0 | 0 | 0 | 0 | 0 | 0 | 623794 | 134225.5 | 137017.5 | 901912.5 | 0 | 0 | 0 | 0 | 0 | 0 | 0 | 0
[9 empty] | 2018-10-29 | 2019 | 18-19 | 0 | 0 | 0 | 0 | 0 | 0 | 0 | 0 | 623794 | 134225.5 | 137017.5 | 901912.5 | 0 | 0 | 0 | 0 | 0 | 0 | 0 | 0
[9 empty] | 2018-10-30 | 2019 | 18-19 | 0 | 0 | 4057.8133 | 4057.8133 | 0 | 0 | 137 | 137 | 623794 | 134225.5 | 137017.5 | 901912.5 | 0 | 0 | 0.029615 | 0.0044991 | 0 | 0 | 0.00099987 | 0.0001519
[9 empty] | 2018-10-31 | 2019 | 18-19 | 0 | 0 | 0 | 0 | 0 | 0 | 0 | 0 | 623794 | 134225.5 | 137017.5 | 901912.5 | 0 | 0 | 0 | 0 | 0 | 0 | 0 | 0
[9 empty] | 2018-11-01 | 2019 | 18-19 | 0 | 0 | 0 | 0 | 0 | 0 | 0 | 0 | 623794 | 134225.5 | 137017.5 | 901912.5 | 0 | 0 | 0 | 0 | 0 | 0 | 0 | 0
[9 empty] | 2018-11-02 | 2019 |  | 0 | 0 | 0 | 0 | 0 | 0 | 0 | 0 | 623794 | 134225.5 | 137017.5 | 901912.5 | 0 | 0 | 0 | 0 | 0 | 0 | 0 | 0
[9 empty] | 2018-11-03 | 2019 | 18-19 | 0 | 0 | 0 | 0 | 0 | 0 | 0 | 0 | 623794 | 134225.5 | 137017.5 | 901912.5 | 0 | 0 | 0 | 0 | 0 | 0 | 0 | 0
[9 empty] | 2018-11-04 | 2019 | 18-19 | 0 | 0 | 0 | 0 | 0 | 0 | 0 | 0 | 623794 | 134225.5 | 137017.5 | 901912.5 | 0 | 0 | 0 | 0 | 0 | 0 | 0 | 0
[9 empty] | 2018-11-05 | 2019 | 18-19 | 0 | 0 | 0 | 0 | 0 | 0 | 0 | 0 | 623794 | 134225.5 | 137017.5 | 901912.5 | 0 | 0 | 0 | 0 | 0 | 0 | 0 | 0
[9 empty] | 2018-11-06 | 2019 | 18-19 | 0 | 0 | 0 | 0 | 0 | 0 | 0 | 0 | 623794 | 134225.5 | 137017.5 | 901912.5 | 0 | 0 | 0 | 0 | 0 | 0 | 0 | 0
[9 empty] | 2018-11-07 | 2019 | 18-19 | 0 | 0 | 0 | 0 | 0 | 0 | 0 | 0 | 623794 | 134225.5 | 137017.5 | 901912.5 | 0 | 0 | 0 | 0 | 0 | 0 | 0 | 0
[9 empty] | 2018-11-08 | 2019 | 18-19 | 0 | 0 | 0 | 0 | 0 | 0 | 0 | 0 | 623794 | 134225.5 | 137017.5 | 901912.5 | 0 | 0 | 0 | 0 | 0 | 0 | 0 | 0
[9 empty] | 2018-11-09 | 2019 | 18-19 | 0 | 0 | 0 | 0 | 0 | 0 | 0 | 0 | 623794 | 134225.5 | 137017.5 | 901912.5 | 0 | 0 | 0 | 0 | 0 | 0 | 0 | 0
[9 empty] | 2018-11-10 | 2019 | 18-19 | 0 | 0 | 0 | 0 | 0 | 0 | 0 | 0 | 623794 | 134225.5 | 137017.5 | 901912.5 | 0 | 0 | 0 | 0 | 0 | 0 | 0 | 0
[9 empty] | 2018-11-11 | 2019 | 18-19 | 0 | 0 | 0 | 0 | 0 | 0 | 0 | 0 | 623794 | 134225.5 | 137017.5 | 901912.5 | 0 | 0 | 0 | 0 | 0 | 0 | 0 | 0
[9 empty] | 2018-11-12 | 2019 | 18-19 | 0 | 0 | 0 | 0 | 0 | 0 | 0 | 0 | 623794 | 134225.5 | 137017.5 | 901912.5 | 0 | 0 | 0 | 0 | 0 | 0 | 0 | 0
[9 empty] | 2018-11-13 | 2019 | 18-19 | 0 | 0 | 0 | 0 | 0 | 0 | 0 | 0 | 623794 | 134225.5 | 137017.5 | 901912.5 | 0 | 0 | 0 | 0 | 0 | 0 | 0 | 0
[9 empty] | 2018-11-14 | 2019 | 18-19 | 0 | 0 | 0 | 0 | 0 | 0 | 0 | 0 | 623794 | 134225.5 | 137017.5 | 901912.5 | 0 | 0 | 0 | 0 | 0 | 0 | 0 | 0
[9 empty] | 2018-11-15 | 2019 | 18-19 | 0 | 0 | 0 | 0 | 0 | 0 | 0 | 0 | 623794 | 134225.5 | 137017.5 | 901912.5 | 0 | 0 | 0 | 0 | 0 | 0 | 0 | 0
[9 empty] | 2018-11-16 | 2019 | 18-19 | 0 | 0 | 0 | 0 | 0 | 0 | 0 | 0 | 623794 | 134225.5 | 137017.5 | 901912.5 | 0 | 0 | 0 | 0 | 0 | 0 | 0 | 0
[9 empty] | 2018-11-17 | 2019 | 18-19 | 0 | 0 | 0 | 0 | 0 | 0 | 0 | 0 | 623794 | 134225.5 | 137017.5 | 901912.5 | 0 | 0 | 0 | 0 | 0 | 0 | 0 | 0
[9 empty] | 2018-11-18 | 2019 | 18-19 | 0 | 0 | 0 | 0 | 0 | 0 | 0 | 0 | 623794 | 134225.5 | 137017.5 | 901912.5 | 0 | 0 | 0 | 0 | 0 | 0 | 0 | 0
[9 empty] | 2018-11-19 | 2019 | 18-19 | 0 | 0 | 0 | 0 | 0 | 0 | 0 | 0 | 623794 | 134225.5 | 137017.5 | 901912.5 | 0 | 0 | 0 | 0 | 0 | 0 | 0 | 0
[9 empty] | 2018-11-20 | 2019 | 18-19 | 0 | 0 | 0 | 0 | 0 | 0 | 0 | 0 | 623794 | 134225.5 | 137017.5 | 901912.5 | 0 | 0 | 0 | 0 | 0 | 0 | 0 | 0
[9 empty] | 2018-11-21 | 2019 |  | 0 | 0 | 0 | 0 | 0 | 0 | 0 | 0 | 623794 | 134225.5 | 137017.5 | 901912.5 | 0 | 0 | 0 | 0 | 0 | 0 | 0 | 0
[9 empty] | 2018-11-22 | 2019 |  | 0 | 0 | 0 | 0 | 0 | 0 | 0 | 0 | 623794 | 134225.5 | 137017.5 | 901912.5 | 0 | 0 | 0 | 0 | 0 | 0 | 0 | 0
[9 empty] | 2018-11-23 | 2019 | 18-19 | 0 | 0 | 0 | 0 | 0 | 0 | 0 | 0 | 623794 | 134225.5 | 137017.5 | 901912.5 | 0 | 0 | 0 | 0 | 0 | 0 | 0 | 0
[9 empty] | 2018-11-24 | 2019 | 18-19 | 0 | 0 | 0 | 0 | 0 | 0 | 0 | 0 | 623794 | 134225.5 | 137017.5 | 901912.5 | 0 | 0 | 0 | 0 | 0 | 0 | 0 | 0
[9 empty] | 2018-11-25 | 2019 | 18-19 | 0 | 0 | 0 | 0 | 0 | 0 | 0 | 0 | 623794 | 134225.5 | 137017.5 | 901912.5 | 0 | 0 | 0 | 0 | 0 | 0 | 0 | 0
[9 empty] | 2018-11-26 | 2019 | 18-19 | 0 | 0 | 0 | 0 | 0 | 0 | 0 | 0 | 623794 | 134225.5 | 137017.5 | 901912.5 | 0 | 0 | 0 | 0 | 0 | 0 | 0 | 0
[9 empty] | 2018-11-27 | 2019 | 18-19 | 0 | 0 | 0 | 0 | 0 | 0 | 0 | 0 | 623794 | 134225.5 | 137017.5 | 901912.5 | 0 | 0 | 0 | 0 | 0 | 0 | 0 | 0
[9 empty] | 2018-11-28 | 2019 | 18-19 | 0 | 0 | 0 | 0 | 0 | 0 | 0 | 0 | 623794 | 134225.5 | 137017.5 | 901912.5 | 0 | 0 | 0 | 0 | 0 | 0 | 0 | 0
[9 empty] | 2018-11-29 | 2019 | 18-19 | 0 | 0 | 0 | 0 | 0 | 0 | 0 | 0 | 623794 | 134225.5 | 137017.5 | 901912.5 | 0 | 0 | 0 | 0 | 0 | 0 | 0 | 0
[9 empty] | 2018-11-30 | 2019 | 18-19 | 0 | 0 | 0 | 0 | 0 | 0 | 0 | 0 | 623794 | 134225.5 | 137017.5 | 901912.5 | 0 | 0 | 0 | 0 | 0 | 0 | 0 | 0
[9 empty] | 2018-12-01 | 2019 | 18-19 | 0 | 0 | 29694.6 | 29694.6 | 0 | 0 | 85 | 85 | 623794 | 134225.5 | 137017.5 | 901912.5 | 0 | 0 | 0.21672 | 0.032924 | 0 | 0 | 0.00062036 | 9.4244e-05
[9 empty] | 2018-12-02 | 2019 | 18-19 | 0 | 0 | 0 | 0 | 0 | 0 | 0 | 0 | 623794 | 134225.5 | 137017.5 | 901912.5 | 0 | 0 | 0 | 0 | 0 | 0 | 0 | 0
[9 empty] | 2018-12-03 | 2019 | 18-19 | 0 | 0 | 0 | 0 | 0 | 0 | 0 | 0 | 623794 | 134225.5 | 137017.5 | 901912.5 | 0 | 0 | 0 | 0 | 0 | 0 | 0 | 0
[9 empty] | 2018-12-04 | 2019 | 18-19 | 0 | 0 | 0 | 0 | 0 | 0 | 0 | 0 | 623794 | 134225.5 | 137017.5 | 901912.5 | 0 | 0 | 0 | 0 | 0 | 0 | 0 | 0
[9 empty] | 2018-12-05 | 2019 | 18-19 | 0 | 0 | 0 | 0 | 0 | 0 | 0 | 0 | 623794 | 134225.5 | 137017.5 | 901912.5 | 0 | 0 | 0 | 0 | 0 | 0 | 0 | 0
[9 empty] | 2018-12-06 | 2019 | 18-19 | 0 | 0 | 0 | 0 | 0 | 0 | 0 | 0 | 623794 | 134225.5 | 137017.5 | 901912.5 | 0 | 0 | 0 | 0 | 0 | 0 | 0 | 0
[9 empty] | 2018-12-07 | 2019 | 18-19 | 0 | 0 | 0 | 0 | 0 | 0 | 0 | 0 | 623794 | 134225.5 | 137017.5 | 901912.5 | 0 | 0 | 0 | 0 | 0 | 0 | 0 | 0
[9 empty] | 2018-12-08 | 2019 | 18-19 | 0 | 0 | 0 | 0 | 0 | 0 | 0 | 0 | 623794 | 134225.5 | 137017.5 | 901912.5 | 0 | 0 | 0 | 0 | 0 | 0 | 0 | 0
[9 empty] | 2018-12-09 | 2019 | 18-19 | 0 | 0 | 36572.0013 | 36572.0013 | 0 | 0 | 112.3334 | 112.3334 | 623794 | 134225.5 | 137017.5 | 901912.5 | 0 | 0 | 0.26691 | 0.040549 | 0 | 0 | 0.00081985 | 0.00012455
[9 empty] | 2018-12-10 | 2019 | 18-19 | 0 | 0 | 0 | 0 | 0 | 0 | 0 | 0 | 623794 | 134225.5 | 137017.5 | 901912.5 | 0 | 0 | 0 | 0 | 0 | 0 | 0 | 0
[9 empty] | 2018-12-11 | 2019 | 18-19 | 0 | 0 | 0 | 0 | 0 | 0 | 0 | 0 | 623794 | 134225.5 | 137017.5 | 901912.5 | 0 | 0 | 0 | 0 | 0 | 0 | 0 | 0
[9 empty] | 2018-12-12 | 2019 | 18-19 | 0 | 0 | 0 | 0 | 0 | 0 | 0 | 0 | 623794 | 134225.5 | 137017.5 | 901912.5 | 0 | 0 | 0 | 0 | 0 | 0 | 0 | 0
[9 empty] | 2018-12-13 | 2019 | 18-19 | 0 | 0 | 0 | 0 | 0 | 0 | 0 | 0 | 623794 | 134225.5 | 137017.5 | 901912.5 | 0 | 0 | 0 | 0 | 0 | 0 | 0 | 0
[9 empty] | 2018-12-14 | 2019 | 18-19 | 0 | 0 | 0 | 0 | 0 | 0 | 0 | 0 | 623794 | 134225.5 | 137017.5 | 901912.5 | 0 | 0 | 0 | 0 | 0 | 0 | 0 | 0
[9 empty] | 2018-12-15 | 2019 | 18-19 | 0 | 0 | 0 | 0 | 0 | 0 | 0 | 0 | 623794 | 134225.5 | 137017.5 | 901912.5 | 0 | 0 | 0 | 0 | 0 | 0 | 0 | 0
[9 empty] | 2018-12-16 | 2019 | 18-19 | 0 | 0 | 0 | 0 | 0 | 0 | 0 | 0 | 623794 | 134225.5 | 137017.5 | 901912.5 | 0 | 0 | 0 | 0 | 0 | 0 | 0 | 0
[9 empty] | 2018-12-17 | 2019 | 18-19 | 0 | 0 | 0 | 0 | 0 | 0 | 0 | 0 | 623794 | 134225.5 | 137017.5 | 901912.5 | 0 | 0 | 0 | 0 | 0 | 0 | 0 | 0
[9 empty] | 2018-12-18 | 2019 | 18-19 | 0 | 0 | 0 | 0 | 0 | 0 | 0 | 0 | 623794 | 134225.5 | 137017.5 | 901912.5 | 0 | 0 | 0 | 0 | 0 | 0 | 0 | 0
[9 empty] | 2018-12-19 | 2019 | 18-19 | 0 | 0 | 0 | 0 | 0 | 0 | 0 | 0 | 623794 | 134225.5 | 137017.5 | 901912.5 | 0 | 0 | 0 | 0 | 0 | 0 | 0 | 0
[9 empty] | 2018-12-20 | 2019 | 18-19 | 0 | 0 | 0 | 0 | 0 | 0 | 0 | 0 | 623794 | 134225.5 | 137017.5 | 901912.5 | 0 | 0 | 0 | 0 | 0 | 0 | 0 | 0
[9 empty] | 2018-12-21 | 2019 | 18-19 | 0 | 0 | 0 | 0 | 0 | 0 | 0 | 0 | 623794 | 134225.5 | 137017.5 | 901912.5 | 0 | 0 | 0 | 0 | 0 | 0 | 0 | 0
[9 empty] | 2018-12-22 | 2019 | 18-19 | 0 | 0 | 0 | 0 | 0 | 0 | 0 | 0 | 623794 | 134225.5 | 137017.5 | 901912.5 | 0 | 0 | 0 | 0 | 0 | 0 | 0 | 0
[9 empty] | 2018-12-23 | 2019 | 18-19 | 0 | 0 | 0 | 0 | 0 | 0 | 0 | 0 | 623794 | 134225.5 | 137017.5 | 901912.5 | 0 | 0 | 0 | 0 | 0 | 0 | 0 | 0
[9 empty] | 2018-12-24 | 2019 | 18-19 | 0 | 0 | 0 | 0 | 0 | 0 | 0 | 0 | 623794 | 134225.5 | 137017.5 | 901912.5 | 0 | 0 | 0 | 0 | 0 | 0 | 0 | 0
[9 empty] | 2018-12-25 | 2019 | 18-19 | 0 | 0 | 0 | 0 | 0 | 0 | 0 | 0 | 623794 | 134225.5 | 137017.5 | 901912.5 | 0 | 0 | 0 | 0 | 0 | 0 | 0 | 0
[9 empty] | 2018-12-26 | 2019 | 18-19 | 0 | 0 | 0 | 0 | 0 | 0 | 0 | 0 | 623794 | 134225.5 | 137017.5 | 901912.5 | 0 | 0 | 0 | 0 | 0 | 0 | 0 | 0
[9 empty] | 2018-12-27 | 2019 | 18-19 | 0 | 0 | 0 | 0 | 0 | 0 | 0 | 0 | 623794 | 134225.5 | 137017.5 | 901912.5 | 0 | 0 | 0 | 0 | 0 | 0 | 0 | 0
[9 empty] | 2018-12-28 | 2019 | 18-19 | 0 | 0 | 0 | 0 | 0 | 0 | 0 | 0 | 623794 | 134225.5 | 137017.5 | 901912.5 | 0 | 0 | 0 | 0 | 0 | 0 | 0 | 0
[9 empty] | 2018-12-29 | 2019 | 18-19 | 0 | 0 | 0 | 0 | 0 | 0 | 0 | 0 | 623794 | 134225.5 | 137017.5 | 901912.5 | 0 | 0 | 0 | 0 | 0 | 0 | 0 | 0
[9 empty] | 2018-12-30 | 2019 | 18-19 | 0 | 0 | 0 | 0 | 0 | 0 | 0 | 0 | 623794 | 134225.5 | 137017.5 | 901912.5 | 0 | 0 | 0 | 0 | 0 | 0 | 0 | 0
[9 empty] | 2018-12-31 | 2019 | 18-19 | 0 | 0 | 0 | 0 | 0 | 0 | 0 | 0 | 623794 | 134225.5 | 137017.5 | 901912.5 | 0 | 0 | 0 | 0 | 0 | 0 | 0 | 0
[9 empty] | 2019-01-01 | 2019 | 18-19 | 0 | 0 | 0 | 0 | 0 | 0 | 0 | 0 | 623794 | 134225.5 | 137017.5 | 901912.5 | 0 | 0 | 0 | 0 | 0 | 0 | 0 | 0
[9 empty] | 2019-01-02 | 2019 | 18-19 | 0 | 0 | 0 | 0 | 0 | 0 | 0 | 0 | 623794 | 134225.5 | 137017.5 | 901912.5 | 0 | 0 | 0 | 0 | 0 | 0 | 0 | 0
[9 empty] | 2019-01-03 | 2019 | 18-19 | 0 | 0 | 0 | 0 | 0 | 0 | 0 | 0 | 623794 | 134225.5 | 137017.5 | 901912.5 | 0 | 0 | 0 | 0 | 0 | 0 | 0 | 0
[9 empty] | 2019-01-04 | 2019 | 18-19 | 0 | 0 | 0 | 0 | 0 | 0 | 0 | 0 | 623794 | 134225.5 | 137017.5 | 901912.5 | 0 | 0 | 0 | 0 | 0 | 0 | 0 | 0
[9 empty] | 2019-01-05 | 2019 | 18-19 | 0 | 0 | 0 | 0 | 0 | 0 | 0 | 0 | 623794 | 134225.5 | 137017.5 | 901912.5 | 0 | 0 | 0 | 0 | 0 | 0 | 0 | 0
[9 empty] | 2019-01-06 | 2019 | 18-19 | 0 | 0 | 0 | 0 | 0 | 0 | 0 | 0 | 623794 | 134225.5 | 137017.5 | 901912.5 | 0 | 0 | 0 | 0 | 0 | 0 | 0 | 0
[9 empty] | 2019-01-07 | 2019 | 18-19 | 0 | 0 | 0 | 0 | 0 | 0 | 0 | 0 | 623794 | 134225.5 | 137017.5 | 901912.5 | 0 | 0 | 0 | 0 | 0 | 0 | 0 | 0
[9 empty] | 2019-01-08 | 2019 | 18-19 | 0 | 0 | 0 | 0 | 0 | 0 | 0 | 0 | 623794 | 134225.5 | 137017.5 | 901912.5 | 0 | 0 | 0 | 0 | 0 | 0 | 0 | 0
[9 empty] | 2019-01-09 | 2019 | 18-19 | 0 | 0 | 0 | 0 | 0 | 0 | 0 | 0 | 623794 | 134225.5 | 137017.5 | 901912.5 | 0 | 0 | 0 | 0 | 0 | 0 | 0 | 0
[9 empty] | 2019-01-10 | 2019 | 18-19 | 0 | 0 | 0 | 0 | 0 | 0 | 0 | 0 | 623794 | 134225.5 | 137017.5 | 901912.5 | 0 | 0 | 0 | 0 | 0 | 0 | 0 | 0
[9 empty] | 2019-01-11 | 2019 | 18-19 | 0 | 0 | 0 | 0 | 0 | 0 | 0 | 0 | 623794 | 134225.5 | 137017.5 | 901912.5 | 0 | 0 | 0 | 0 | 0 | 0 | 0 | 0
[9 empty] | 2019-01-12 | 2019 | 18-19 | 0 | 0 | 0 | 0 | 0 | 0 | 0 | 0 | 623794 | 134225.5 | 137017.5 | 901912.5 | 0 | 0 | 0 | 0 | 0 | 0 | 0 | 0
[9 empty] | 2019-01-13 | 2019 | 18-19 | 0 | 0 | 0 | 0 | 0 | 0 | 0 | 0 | 623794 | 134225.5 | 137017.5 | 901912.5 | 0 | 0 | 0 | 0 | 0 | 0 | 0 | 0
[9 empty] | 2019-01-14 | 2019 | 18-19 | 0 | 0 | 0 | 0 | 0 | 0 | 0 | 0 | 623794 | 134225.5 | 137017.5 | 901912.5 | 0 | 0 | 0 | 0 | 0 | 0 | 0 | 0
[9 empty] | 2019-01-15 | 2019 | 18-19 | 0 | 0 | 0 | 0 | 0 | 0 | 0 | 0 | 623794 | 134225.5 | 137017.5 | 901912.5 | 0 | 0 | 0 | 0 | 0 | 0 | 0 | 0
[9 empty] | 2019-01-16 | 2019 | 18-19 | 0 | 0 | 0 | 0 | 0 | 0 | 0 | 0 | 623794 | 134225.5 | 137017.5 | 901912.5 | 0 | 0 | 0 | 0 | 0 | 0 | 0 | 0
[9 empty] | 2019-01-17 | 2019 | 18-19 | 0 | 0 | 0 | 0 | 0 | 0 | 0 | 0 | 623794 | 134225.5 | 137017.5 | 901912.5 | 0 | 0 | 0 | 0 | 0 | 0 | 0 | 0
[9 empty] | 2019-01-18 | 2019 | 18-19 | 0 | 0 | 0 | 0 | 0 | 0 | 0 | 0 | 623794 | 134225.5 | 137017.5 | 901912.5 | 0 | 0 | 0 | 0 | 0 | 0 | 0 | 0
[9 empty] | 2019-01-19 | 2019 | 18-19 | 0 | 0 | 0 | 0 | 0 | 0 | 0 | 0 | 623794 | 134225.5 | 137017.5 | 901912.5 | 0 | 0 | 0 | 0 | 0 | 0 | 0 | 0
[9 empty] | 2019-01-20 | 2019 | 18-19 | 0 | 0 | 0 | 0 | 0 | 0 | 0 | 0 | 623794 | 134225.5 | 137017.5 | 901912.5 | 0 | 0 | 0 | 0 | 0 | 0 | 0 | 0
[9 empty] | 2019-01-21 | 2019 | 18-19 | 0 | 0 | 0 | 0 | 0 | 0 | 0 | 0 | 623794 | 134225.5 | 137017.5 | 901912.5 | 0 | 0 | 0 | 0 | 0 | 0 | 0 | 0
[9 empty] | 2019-01-22 | 2019 | 18-19 | 0 | 0 | 0 | 0 | 0 | 0 | 0 | 0 | 623794 | 134225.5 | 137017.5 | 901912.5 | 0 | 0 | 0 | 0 | 0 | 0 | 0 | 0
[9 empty] | 2019-01-23 | 2019 | 18-19 | 0 | 0 | 0 | 0 | 0 | 0 | 0 | 0 | 623794 | 134225.5 | 137017.5 | 901912.5 | 0 | 0 | 0 | 0 | 0 | 0 | 0 | 0
[9 empty] | 2019-01-24 | 2019 | 18-19 | 0 | 0 | 0 | 0 | 0 | 0 | 0 | 0 | 623794 | 134225.5 | 137017.5 | 901912.5 | 0 | 0 | 0 | 0 | 0 | 0 | 0 | 0
[9 empty] | 2019-01-25 | 2019 | 18-19 | 0 | 0 | 0 | 0 | 0 | 0 | 0 | 0 | 623794 | 134225.5 | 137017.5 | 901912.5 | 0 | 0 | 0 | 0 | 0 | 0 | 0 | 0
[9 empty] | 2019-01-26 | 2019 | 18-19 | 0 | 0 | 0 | 0 | 0 | 0 | 0 | 0 | 623794 | 134225.5 | 137017.5 | 901912.5 | 0 | 0 | 0 | 0 | 0 | 0 | 0 | 0
[9 empty] | 2019-01-27 | 2019 | 18-19 | 0 | 0 | 0 | 0 | 0 | 0 | 0 | 0 | 623794 | 134225.5 | 137017.5 | 901912.5 | 0 | 0 | 0 | 0 | 0 | 0 | 0 | 0
[9 empty] | 2019-01-28 | 2019 | 18-19 | 0 | 0 | 0 | 0 | 0 | 0 | 0 | 0 | 623794 | 134225.5 | 137017.5 | 901912.5 | 0 | 0 | 0 | 0 | 0 | 0 | 0 | 0
[9 empty] | 2019-01-29 | 2019 | 18-19 | 0 | 0 | 983.25 | 983.25 | 0 | 0 | 23 | 23 | 623794 | 134225.5 | 137017.5 | 901912.5 | 0 | 0 | 0.0071761 | 0.0010902 | 0 | 0 | 0.00016786 | 2.5501e-05
[9 empty] | 2019-01-30 | 2019 | 18-19 | 0 | 0 | 0 | 0 | 0 | 0 | 0 | 0 | 623794 | 134225.5 | 137017.5 | 901912.5 | 0 | 0 | 0 | 0 | 0 | 0 | 0 | 0
[9 empty] | 2019-01-31 | 2019 | 18-19 | 0 | 0 | 0 | 0 | 0 | 0 | 0 | 0 | 623794 | 134225.5 | 137017.5 | 901912.5 | 0 | 0 | 0 | 0 | 0 | 0 | 0 | 0
[9 empty] | 2019-02-01 | 2019 | 18-19 | 0 | 0 | 0 | 0 | 0 | 0 | 0 | 0 | 623794 | 134225.5 | 137017.5 | 901912.5 | 0 | 0 | 0 | 0 | 0 | 0 | 0 | 0
[9 empty] | 2019-02-02 | 2019 | 18-19 | 0 | 0 | 0 | 0 | 0 | 0 | 0 | 0 | 623794 | 134225.5 | 137017.5 | 901912.5 | 0 | 0 | 0 | 0 | 0 | 0 | 0 | 0
[9 empty] | 2019-02-03 | 2019 | 18-19 | 0 | 0 | 0 | 0 | 0 | 0 | 0 | 0 | 623794 | 134225.5 | 137017.5 | 901912.5 | 0 | 0 | 0 | 0 | 0 | 0 | 0 | 0
[9 empty] | 2019-02-04 | 2019 | 18-19 | 0 | 0 | 0 | 0 | 0 | 0 | 0 | 0 | 623794 | 134225.5 | 137017.5 | 901912.5 | 0 | 0 | 0 | 0 | 0 | 0 | 0 | 0
[9 empty] | 2019-02-05 | 2019 | 18-19 | 0 | 0 | 0 | 0 | 0 | 0 | 0 | 0 | 623794 | 134225.5 | 137017.5 | 901912.5 | 0 | 0 | 0 | 0 | 0 | 0 | 0 | 0
[9 empty] | 2019-02-06 | 2019 | 18-19 | 0 | 0 | 0 | 0 | 0 | 0 | 0 | 0 | 623794 | 134225.5 | 137017.5 | 901912.5 | 0 | 0 | 0 | 0 | 0 | 0 | 0 | 0
[9 empty] | 2019-02-07 | 2019 | 18-19 | 0 | 0 | 0 | 0 | 0 | 0 | 0 | 0 | 623794 | 134225.5 | 137017.5 | 901912.5 | 0 | 0 | 0 | 0 | 0 | 0 | 0 | 0
[9 empty] | 2019-02-08 | 2019 | 18-19 | 0 | 0 | 0 | 0 | 0 | 0 | 0 | 0 | 623794 | 134225.5 | 137017.5 | 901912.5 | 0 | 0 | 0 | 0 | 0 | 0 | 0 | 0
[9 empty] | 2019-02-09 | 2019 | 18-19 | 0 | 0 | 79272.75 | 79272.75 | 0 | 0 | 937 | 937 | 623794 | 134225.5 | 137017.5 | 901912.5 | 0 | 0 | 0.57856 | 0.087894 | 0 | 0 | 0.0068385 | 0.0010389
[9 empty] | 2019-02-10 | 2019 | 18-19 | 0 | 0 | 0 | 0 | 0 | 0 | 0 | 0 | 623794 | 134225.5 | 137017.5 | 901912.5 | 0 | 0 | 0 | 0 | 0 | 0 | 0 | 0
[9 empty] | 2019-02-11 | 2019 | 18-19 | 0 | 0 | 0 | 0 | 0 | 0 | 0 | 0 | 623794 | 134225.5 | 137017.5 | 901912.5 | 0 | 0 | 0 | 0 | 0 | 0 | 0 | 0
[9 empty] | 2019-02-12 | 2019 | 18-19 | 0 | 0 | 0 | 0 | 0 | 0 | 0 | 0 | 623794 | 134225.5 | 137017.5 | 901912.5 | 0 | 0 | 0 | 0 | 0 | 0 | 0 | 0
[9 empty] | 2019-02-13 | 2019 | 18-19 | 0 | 0 | 51915.6 | 51915.6 | 0 | 0 | 297 | 297 | 623794 | 134225.5 | 137017.5 | 901912.5 | 0 | 0 | 0.3789 | 0.057562 | 0 | 0 | 0.0021676 | 0.0003293
[9 empty] | 2019-02-14 | 2019 | 18-19 | 0 | 0 | 0 | 0 | 0 | 0 | 0 | 0 | 623794 | 134225.5 | 137017.5 | 901912.5 | 0 | 0 | 0 | 0 | 0 | 0 | 0 | 0
[9 empty] | 2019-02-15 | 2019 | 18-19 | 0 | 0 | 0 | 0 | 0 | 0 | 0 | 0 | 623794 | 134225.5 | 137017.5 | 901912.5 | 0 | 0 | 0 | 0 | 0 | 0 | 0 | 0
[9 empty] | 2019-02-16 | 2019 | 18-19 | 0 | 0 | 0 | 0 | 0 | 0 | 0 | 0 | 623794 | 134225.5 | 137017.5 | 901912.5 | 0 | 0 | 0 | 0 | 0 | 0 | 0 | 0
[9 empty] | 2019-02-17 | 2019 | 18-19 | 0 | 0 | 0 | 0 | 0 | 0 | 0 | 0 | 623794 | 134225.5 | 137017.5 | 901912.5 | 0 | 0 | 0 | 0 | 0 | 0 | 0 | 0
[9 empty] | 2019-02-18 | 2019 | 18-19 | 0 | 0 | 0 | 0 | 0 | 0 | 0 | 0 | 623794 | 134225.5 | 137017.5 | 901912.5 | 0 | 0 | 0 | 0 | 0 | 0 | 0 | 0
[9 empty] | 2019-02-19 | 2019 | 18-19 | 0 | 0 | 0 | 0 | 0 | 0 | 0 | 0 | 623794 | 134225.5 | 137017.5 | 901912.5 | 0 | 0 | 0 | 0 | 0 | 0 | 0 | 0
[9 empty] | 2019-02-20 | 2019 | 18-19 | 0 | 0 | 0 | 0 | 0 | 0 | 0 | 0 | 623794 | 134225.5 | 137017.5 | 901912.5 | 0 | 0 | 0 | 0 | 0 | 0 | 0 | 0
[9 empty] | 2019-02-21 | 2019 | 18-19 | 0 | 0 | 0 | 0 | 0 | 0 | 0 | 0 | 623794 | 134225.5 | 137017.5 | 901912.5 | 0 | 0 | 0 | 0 | 0 | 0 | 0 | 0
[9 empty] | 2019-02-22 | 2019 | 18-19 | 0 | 0 | 0 | 0 | 0 | 0 | 0 | 0 | 623794 | 134225.5 | 137017.5 | 901912.5 | 0 | 0 | 0 | 0 | 0 | 0 | 0 | 0
[9 empty] | 2019-02-23 | 2019 | 18-19 | 0 | 0 | 0 | 0 | 0 | 0 | 0 | 0 | 623794 | 134225.5 | 137017.5 | 901912.5 | 0 | 0 | 0 | 0 | 0 | 0 | 0 | 0
[9 empty] | 2019-02-24 | 2019 | 18-19 | 0 | 0 | 0 | 0 | 0 | 0 | 0 | 0 | 623794 | 134225.5 | 137017.5 | 901912.5 | 0 | 0 | 0 | 0 | 0 | 0 | 0 | 0
[9 empty] | 2019-02-25 | 2019 | 18-19 | 0 | 0 | 0 | 0 | 0 | 0 | 0 | 0 | 623794 | 134225.5 | 137017.5 | 901912.5 | 0 | 0 | 0 | 0 | 0 | 0 | 0 | 0
[9 empty] | 2019-02-26 | 2019 | 18-19 | 0 | 0 | 0 | 0 | 0 | 0 | 0 | 0 | 623794 | 134225.5 | 137017.5 | 901912.5 | 0 | 0 | 0 | 0 | 0 | 0 | 0 | 0
[9 empty] | 2019-02-27 | 2019 | 18-19 | 0 | 0 | 0 | 0 | 0 | 0 | 0 | 0 | 623794 | 134225.5 | 137017.5 | 901912.5 | 0 | 0 | 0 | 0 | 0 | 0 | 0 | 0
[9 empty] | 2019-02-28 | 2019 | 18-19 | 0 | 0 | 0 | 0 | 0 | 0 | 0 | 0 | 623794 | 134225.5 | 137017.5 | 901912.5 | 0 | 0 | 0 | 0 | 0 | 0 | 0 | 0
[9 empty] | 2019-03-01 | 2019 | 18-19 | 0 | 0 | 0 | 0 | 0 | 0 | 0 | 0 | 623794 | 134225.5 | 137017.5 | 901912.5 | 0 | 0 | 0 | 0 | 0 | 0 | 0 | 0
[9 empty] | 2019-03-02 | 2019 | 18-19 | 0 | 0 | 0 | 0 | 0 | 0 | 0 | 0 | 623794 | 134225.5 | 137017.5 | 901912.5 | 0 | 0 | 0 | 0 | 0 | 0 | 0 | 0
[9 empty] | 2019-03-03 | 2019 | 18-19 | 0 | 0 | 0 | 0 | 0 | 0 | 0 | 0 | 623794 | 134225.5 | 137017.5 | 901912.5 | 0 | 0 | 0 | 0 | 0 | 0 | 0 | 0
[9 empty] | 2019-03-04 | 2019 | 18-19 | 0 | 0 | 0 | 0 | 0 | 0 | 0 | 0 | 623794 | 134225.5 | 137017.5 | 901912.5 | 0 | 0 | 0 | 0 | 0 | 0 | 0 | 0
[9 empty] | 2019-03-05 | 2019 | 18-19 | 0 | 0 | 0 | 0 | 0 | 0 | 0 | 0 | 623794 | 134225.5 | 137017.5 | 901912.5 | 0 | 0 | 0 | 0 | 0 | 0 | 0 | 0
[9 empty] | 2019-03-06 | 2019 | 18-19 | 0 | 0 | 0 | 0 | 0 | 0 | 0 | 0 | 623794 | 134225.5 | 137017.5 | 901912.5 | 0 | 0 | 0 | 0 | 0 | 0 | 0 | 0
[9 empty] | 2019-03-07 | 2019 | 18-19 | 0 | 0 | 938.5003 | 938.5003 | 0 | 0 | 5.3333 | 5.3333 | 623794 | 134225.5 | 137017.5 | 901912.5 | 0 | 0 | 0.0068495 | 0.0010406 | 0 | 0 | 3.8924e-05 | 5.9134e-06
[9 empty] | 2019-03-08 | 2019 | 18-19 | 0 | 0 | 0 | 0 | 0 | 0 | 0 | 0 | 623794 | 134225.5 | 137017.5 | 901912.5 | 0 | 0 | 0 | 0 | 0 | 0 | 0 | 0
[9 empty] | 2019-03-09 | 2019 | 18-19 | 0 | 0 | 0 | 0 | 0 | 0 | 0 | 0 | 623794 | 134225.5 | 137017.5 | 901912.5 | 0 | 0 | 0 | 0 | 0 | 0 | 0 | 0
[9 empty] | 2019-03-10 | 2019 | 18-19 | 0 | 0 | 0 | 0 | 0 | 0 | 0 | 0 | 623794 | 134225.5 | 137017.5 | 901912.5 | 0 | 0 | 0 | 0 | 0 | 0 | 0 | 0
[9 empty] | 2019-03-11 | 2019 | 18-19 | 0 | 0 | 0 | 0 | 0 | 0 | 0 | 0 | 623794 | 134225.5 | 137017.5 | 901912.5 | 0 | 0 | 0 | 0 | 0 | 0 | 0 | 0
[9 empty] | 2019-03-12 | 2019 | 18-19 | 0 | 0 | 0 | 0 | 0 | 0 | 0 | 0 | 623794 | 134225.5 | 137017.5 | 901912.5 | 0 | 0 | 0 | 0 | 0 | 0 | 0 | 0
[9 empty] | 2019-03-13 | 2019 | 18-19 | 0 | 0 | 0 | 0 | 0 | 0 | 0 | 0 | 623794 | 134225.5 | 137017.5 | 901912.5 | 0 | 0 | 0 | 0 | 0 | 0 | 0 | 0
[9 empty] | 2019-03-14 | 2019 | 18-19 | 0 | 0 | 0 | 0 | 0 | 0 | 0 | 0 | 623794 | 134225.5 | 137017.5 | 901912.5 | 0 | 0 | 0 | 0 | 0 | 0 | 0 | 0
[9 empty] | 2019-03-15 | 2019 | 18-19 | 0 | 0 | 0 | 0 | 0 | 0 | 0 | 0 | 623794 | 134225.5 | 137017.5 | 901912.5 | 0 | 0 | 0 | 0 | 0 | 0 | 0 | 0
[9 empty] | 2019-03-16 | 2019 | 18-19 | 0 | 0 | 0 | 0 | 0 | 0 | 0 | 0 | 623794 | 134225.5 | 137017.5 | 901912.5 | 0 | 0 | 0 | 0 | 0 | 0 | 0 | 0
[9 empty] | 2019-03-17 | 2019 | 18-19 | 0 | 0 | 0 | 0 | 0 | 0 | 0 | 0 | 623794 | 134225.5 | 137017.5 | 901912.5 | 0 | 0 | 0 | 0 | 0 | 0 | 0 | 0
[9 empty] | 2019-03-18 | 2019 | 18-19 | 0 | 0 | 0 | 0 | 0 | 0 | 0 | 0 | 623794 | 134225.5 | 137017.5 | 901912.5 | 0 | 0 | 0 | 0 | 0 | 0 | 0 | 0
[9 empty] | 2019-03-19 | 2019 | 18-19 | 0 | 0 | 0 | 0 | 0 | 0 | 0 | 0 | 623794 | 134225.5 | 137017.5 | 901912.5 | 0 | 0 | 0 | 0 | 0 | 0 | 0 | 0
[9 empty] | 2019-03-20 | 2019 | 18-19 | 0 | 0 | 0 | 0 | 0 | 0 | 0 | 0 | 623794 | 134225.5 | 137017.5 | 901912.5 | 0 | 0 | 0 | 0 | 0 | 0 | 0 | 0
[9 empty] | 2019-03-21 | 2019 | 18-19 | 0 | 0 | 0 | 0 | 0 | 0 | 0 | 0 | 623794 | 134225.5 | 137017.5 | 901912.5 | 0 | 0 | 0 | 0 | 0 | 0 | 0 | 0
[9 empty] | 2019-03-22 | 2019 | 18-19 | 0 | 0 | 0 | 0 | 0 | 0 | 0 | 0 | 623794 | 134225.5 | 137017.5 | 901912.5 | 0 | 0 | 0 | 0 | 0 | 0 | 0 | 0
[9 empty] | 2019-03-23 | 2019 | 18-19 | 0 | 0 | 0 | 0 | 0 | 0 | 0 | 0 | 623794 | 134225.5 | 137017.5 | 901912.5 | 0 | 0 | 0 | 0 | 0 | 0 | 0 | 0
[9 empty] | 2019-03-24 | 2019 | 18-19 | 0 | 0 | 0 | 0 | 0 | 0 | 0 | 0 | 623794 | 134225.5 | 137017.5 | 901912.5 | 0 | 0 | 0 | 0 | 0 | 0 | 0 | 0
[9 empty] | 2019-03-25 | 2019 | 18-19 | 0 | 0 | 0 | 0 | 0 | 0 | 0 | 0 | 623794 | 134225.5 | 137017.5 | 901912.5 | 0 | 0 | 0 | 0 | 0 | 0 | 0 | 0
[9 empty] | 2019-03-26 | 2019 | 18-19 | 0 | 0 | 0 | 0 | 0 | 0 | 0 | 0 | 623794 | 134225.5 | 137017.5 | 901912.5 | 0 | 0 | 0 | 0 | 0 | 0 | 0 | 0
[9 empty] | 2019-03-27 | 2019 | 18-19 | 0 | 0 | 0 | 0 | 0 | 0 | 0 | 0 | 623794 | 134225.5 | 137017.5 | 901912.5 | 0 | 0 | 0 | 0 | 0 | 0 | 0 | 0
[9 empty] | 2019-03-28 | 2019 | 18-19 | 0 | 0 | 0 | 0 | 0 | 0 | 0 | 0 | 623794 | 134225.5 | 137017.5 | 901912.5 | 0 | 0 | 0 | 0 | 0 | 0 | 0 | 0
[9 empty] | 2019-03-29 | 2019 | 18-19 | 0 | 0 | 0 | 0 | 0 | 0 | 0 | 0 | 623794 | 134225.5 | 137017.5 | 901912.5 | 0 | 0 | 0 | 0 | 0 | 0 | 0 | 0
[9 empty] | 2019-03-30 | 2019 | 18-19 | 0 | 0 | 0 | 0 | 0 | 0 | 0 | 0 | 623794 | 134225.5 | 137017.5 | 901912.5 | 0 | 0 | 0 | 0 | 0 | 0 | 0 | 0
[9 empty] | 2019-03-31 | 2019 | 18-19 | 0 | 0 | 0 | 0 | 0 | 0 | 0 | 0 | 623794 | 134225.5 | 137017.5 | 901912.5 | 0 | 0 | 0 | 0 | 0 | 0 | 0 | 0
[9 empty] | 2019-04-01 | 2019 | 18-19 | 0 | 0 | 0 | 0 | 0 | 0 | 0 | 0 | 623794 | 134225.5 | 137017.5 | 901912.5 | 0 | 0 | 0 | 0 | 0 | 0 | 0 | 0
[9 empty] | 2019-04-02 | 2019 | 18-19 | 0 | 0 | 0 | 0 | 0 | 0 | 0 | 0 | 623794 | 134225.5 | 137017.5 | 901912.5 | 0 | 0 | 0 | 0 | 0 | 0 | 0 | 0
[9 empty] | 2019-04-03 | 2019 | 18-19 | 0 | 0 | 0 | 0 | 0 | 0 | 0 | 0 | 623794 | 134225.5 | 137017.5 | 901912.5 | 0 | 0 | 0 | 0 | 0 | 0 | 0 | 0
[9 empty] | 2019-04-04 | 2019 | 18-19 | 0 | 0 | 0 | 0 | 0 | 0 | 0 | 0 | 623794 | 134225.5 | 137017.5 | 901912.5 | 0 | 0 | 0 | 0 | 0 | 0 | 0 | 0
[9 empty] | 2019-04-05 | 2019 | 18-19 | 0 | 0 | 0 | 0 | 0 | 0 | 0 | 0 | 623794 | 134225.5 | 137017.5 | 901912.5 | 0 | 0 | 0 | 0 | 0 | 0 | 0 | 0
[9 empty] | 2019-04-06 | 2019 | 18-19 | 0 | 0 | 0 | 0 | 0 | 0 | 0 | 0 | 623794 | 134225.5 | 137017.5 | 901912.5 | 0 | 0 | 0 | 0 | 0 | 0 | 0 | 0
[9 empty] | 2019-04-07 | 2019 | 18-19 | 0 | 0 | 0 | 0 | 0 | 0 | 0 | 0 | 623794 | 134225.5 | 137017.5 | 901912.5 | 0 | 0 | 0 | 0 | 0 | 0 | 0 | 0
[9 empty] | 2019-04-08 | 2019 | 18-19 | 0 | 0 | 0 | 0 | 0 | 0 | 0 | 0 | 623794 | 134225.5 | 137017.5 | 901912.5 | 0 | 0 | 0 | 0 | 0 | 0 | 0 | 0
[9 empty] | 2019-04-09 | 2019 | 18-19 | 0 | 0 | 0 | 0 | 0 | 0 | 0 | 0 | 623794 | 134225.5 | 137017.5 | 901912.5 | 0 | 0 | 0 | 0 | 0 | 0 | 0 | 0
[9 empty] | 2019-04-10 | 2019 | 18-19 | 0 | 0 | 0 | 0 | 0 | 0 | 0 | 0 | 623794 | 134225.5 | 137017.5 | 901912.5 | 0 | 0 | 0 | 0 | 0 | 0 | 0 | 0
[9 empty] | 2019-04-11 | 2019 | 18-19 | 0 | 0 | 0 | 0 | 0 | 0 | 0 | 0 | 623794 | 134225.5 | 137017.5 | 901912.5 | 0 | 0 | 0 | 0 | 0 | 0 | 0 | 0
[9 empty] | 2019-04-12 | 2019 | 18-19 | 0 | 0 | 0 | 0 | 0 | 0 | 0 | 0 | 623794 | 134225.5 | 137017.5 | 901912.5 | 0 | 0 | 0 | 0 | 0 | 0 | 0 | 0
[9 empty] | 2019-04-13 | 2019 | 18-19 | 0 | 0 | 0 | 0 | 0 | 0 | 0 | 0 | 623794 | 134225.5 | 137017.5 | 901912.5 | 0 | 0 | 0 | 0 | 0 | 0 | 0 | 0
[9 empty] | 2019-04-14 | 2019 | 18-19 | 0 | 0 | 0 | 0 | 0 | 0 | 0 | 0 | 623794 | 134225.5 | 137017.5 | 901912.5 | 0 | 0 | 0 | 0 | 0 | 0 | 0 | 0
[9 empty] | 2019-04-15 | 2019 | 18-19 | 0 | 0 | 0 | 0 | 0 | 0 | 0 | 0 | 623794 | 134225.5 | 137017.5 | 901912.5 | 0 | 0 | 0 | 0 | 0 | 0 | 0 | 0
[9 empty] | 2019-04-16 | 2019 | 18-19 | 0 | 0 | 0 | 0 | 0 | 0 | 0 | 0 | 623794 | 134225.5 | 137017.5 | 901912.5 | 0 | 0 | 0 | 0 | 0 | 0 | 0 | 0
[9 empty] | 2019-04-17 | 2019 | 18-19 | 0 | 104403.9264 | 0 | 104403.9264 | 0 | 356 | 0 | 356 | 623794 | 134225.5 | 137017.5 | 901912.5 | 0 | 0.77782 | 0 | 0.11576 | 0 | 0.0026523 | 0 | 0.00039472
[9 empty] | 2019-04-18 | 2019 | 18-19 | 0 | 0 | 0 | 0 | 0 | 0 | 0 | 0 | 623794 | 134225.5 | 137017.5 | 901912.5 | 0 | 0 | 0 | 0 | 0 | 0 | 0 | 0
[9 empty] | 2019-04-19 | 2019 | 18-19 | 0 | 0 | 0 | 0 | 0 | 0 | 0 | 0 | 623794 | 134225.5 | 137017.5 | 901912.5 | 0 | 0 | 0 | 0 | 0 | 0 | 0 | 0
[9 empty] | 2019-04-20 | 2019 | 18-19 | 0 | 0 | 0 | 0 | 0 | 0 | 0 | 0 | 623794 | 134225.5 | 137017.5 | 901912.5 | 0 | 0 | 0 | 0 | 0 | 0 | 0 | 0
[9 empty] | 2019-04-21 | 2019 | 18-19 | 0 | 0 | 0 | 0 | 0 | 0 | 0 | 0 | 623794 | 134225.5 | 137017.5 | 901912.5 | 0 | 0 | 0 | 0 | 0 | 0 | 0 | 0
[9 empty] | 2019-04-22 | 2019 | 18-19 | 0 | 0 | 0 | 0 | 0 | 0 | 0 | 0 | 623794 | 134225.5 | 137017.5 | 901912.5 | 0 | 0 | 0 | 0 | 0 | 0 | 0 | 0
[9 empty] | 2019-04-23 | 2019 | 18-19 | 0 | 0 | 0 | 0 | 0 | 0 | 0 | 0 | 623794 | 134225.5 | 137017.5 | 901912.5 | 0 | 0 | 0 | 0 | 0 | 0 | 0 | 0
[9 empty] | 2019-04-24 | 2019 | 18-19 | 0 | 0 | 0 | 0 | 0 | 0 | 0 | 0 | 623794 | 134225.5 | 137017.5 | 901912.5 | 0 | 0 | 0 | 0 | 0 | 0 | 0 | 0
[9 empty] | 2019-04-25 | 2019 | 18-19 | 0 | 0 | 0 | 0 | 0 | 0 | 0 | 0 | 623794 | 134225.5 | 137017.5 | 901912.5 | 0 | 0 | 0 | 0 | 0 | 0 | 0 | 0
[9 empty] | 2019-04-26 | 2019 | 18-19 | 0 | 0 | 0 | 0 | 0 | 0 | 0 | 0 | 623794 | 134225.5 | 137017.5 | 901912.5 | 0 | 0 | 0 | 0 | 0 | 0 | 0 | 0
[9 empty] | 2019-04-27 | 2019 | 18-19 | 0 | 0 | 0 | 0 | 0 | 0 | 0 | 0 | 623794 | 134225.5 | 137017.5 | 901912.5 | 0 | 0 | 0 | 0 | 0 | 0 | 0 | 0
[9 empty] | 2019-04-28 | 2019 | 18-19 | 0 | 0 | 0 | 0 | 0 | 0 | 0 | 0 | 623794 | 134225.5 | 137017.5 | 901912.5 | 0 | 0 | 0 | 0 | 0 | 0 | 0 | 0
[9 empty] | 2019-04-29 | 2019 | 18-19 | 0 | 0 | 0 | 0 | 0 | 0 | 0 | 0 | 623794 | 134225.5 | 137017.5 | 901912.5 | 0 | 0 | 0 | 0 | 0 | 0 | 0 | 0
[9 empty] | 2019-04-30 | 2019 | 18-19 | 0 | 0 | 0 | 0 | 0 | 0 | 0 | 0 | 623794 | 134225.5 | 137017.5 | 901912.5 | 0 | 0 | 0 | 0 | 0 | 0 | 0 | 0
[9 empty] | 2019-05-01 | 2019 | 18-19 | 0 | 0 | 0 | 0 | 0 | 0 | 0 | 0 | 623794 | 134225.5 | 137017.5 | 901912.5 | 0 | 0 | 0 | 0 | 0 | 0 | 0 | 0
[9 empty] | 2019-05-02 | 2019 | 18-19 | 0 | 0 | 0 | 0 | 0 | 0 | 0 | 0 | 623794 | 134225.5 | 137017.5 | 901912.5 | 0 | 0 | 0 | 0 | 0 | 0 | 0 | 0
[9 empty] | 2019-05-03 | 2019 | 18-19 | 0 | 0 | 0 | 0 | 0 | 0 | 0 | 0 | 623794 | 134225.5 | 137017.5 | 901912.5 | 0 | 0 | 0 | 0 | 0 | 0 | 0 | 0
[9 empty] | 2019-05-04 | 2019 | 18-19 | 0 | 0 | 0 | 0 | 0 | 0 | 0 | 0 | 623794 | 134225.5 | 137017.5 | 901912.5 | 0 | 0 | 0 | 0 | 0 | 0 | 0 | 0
[9 empty] | 2019-05-05 | 2019 | 18-19 | 0 | 0 | 0 | 0 | 0 | 0 | 0 | 0 | 623794 | 134225.5 | 137017.5 | 901912.5 | 0 | 0 | 0 | 0 | 0 | 0 | 0 | 0
[9 empty] | 2019-05-06 | 2019 | 18-19 | 0 | 0 | 0 | 0 | 0 | 0 | 0 | 0 | 623794 | 134225.5 | 137017.5 | 901912.5 | 0 | 0 | 0 | 0 | 0 | 0 | 0 | 0
[9 empty] | 2019-05-07 | 2019 | 18-19 | 0 | 0 | 0 | 0 | 0 | 0 | 0 | 0 | 623794 | 134225.5 | 137017.5 | 901912.5 | 0 | 0 | 0 | 0 | 0 | 0 | 0 | 0
[9 empty] | 2019-05-08 | 2019 | 18-19 | 0 | 0 | 0 | 0 | 0 | 0 | 0 | 0 | 623794 | 134225.5 | 137017.5 | 901912.5 | 0 | 0 | 0 | 0 | 0 | 0 | 0 | 0
[9 empty] | 2019-05-09 | 2019 | 18-19 | 0 | 0 | 0 | 0 | 0 | 0 | 0 | 0 | 623794 | 134225.5 | 137017.5 | 901912.5 | 0 | 0 | 0 | 0 | 0 | 0 | 0 | 0
[9 empty] | 2019-05-10 | 2019 | 18-19 | 0 | 0 | 0 | 0 | 0 | 0 | 0 | 0 | 623794 | 134225.5 | 137017.5 | 901912.5 | 0 | 0 | 0 | 0 | 0 | 0 | 0 | 0
[9 empty] | 2019-05-11 | 2019 | 18-19 | 0 | 0 | 0 | 0 | 0 | 0 | 0 | 0 | 623794 | 134225.5 | 137017.5 | 901912.5 | 0 | 0 | 0 | 0 | 0 | 0 | 0 | 0
[9 empty] | 2019-05-12 | 2019 | 18-19 | 0 | 0 | 0 | 0 | 0 | 0 | 0 | 0 | 623794 | 134225.5 | 137017.5 | 901912.5 | 0 | 0 | 0 | 0 | 0 | 0 | 0 | 0
[9 empty] | 2019-05-13 | 2019 | 18-19 | 0 | 0 | 0 | 0 | 0 | 0 | 0 | 0 | 623794 | 134225.5 | 137017.5 | 901912.5 | 0 | 0 | 0 | 0 | 0 | 0 | 0 | 0
[9 empty] | 2019-05-14 | 2019 | 18-19 | 0 | 0 | 0 | 0 | 0 | 0 | 0 | 0 | 623794 | 134225.5 | 137017.5 | 901912.5 | 0 | 0 | 0 | 0 | 0 | 0 | 0 | 0
[9 empty] | 2019-05-15 | 2019 | 18-19 | 0 | 0 | 0 | 0 | 0 | 0 | 0 | 0 | 623794 | 134225.5 | 137017.5 | 901912.5 | 0 | 0 | 0 | 0 | 0 | 0 | 0 | 0
[9 empty] | 2019-05-16 | 2019 | 18-19 | 0 | 0 | 0 | 0 | 0 | 0 | 0 | 0 | 623794 | 134225.5 | 137017.5 | 901912.5 | 0 | 0 | 0 | 0 | 0 | 0 | 0 | 0
[9 empty] | 2019-05-17 | 2019 | 18-19 | 0 | 0 | 0 | 0 | 0 | 0 | 0 | 0 | 623794 | 134225.5 | 137017.5 | 901912.5 | 0 | 0 | 0 | 0 | 0 | 0 | 0 | 0
[9 empty] | 2019-05-18 | 2019 | 18-19 | 0 | 0 | 0 | 0 | 0 | 0 | 0 | 0 | 623794 | 134225.5 | 137017.5 | 901912.5 | 0 | 0 | 0 | 0 | 0 | 0 | 0 | 0
[9 empty] | 2019-05-19 | 2019 | 18-19 | 0 | 0 | 0 | 0 | 0 | 0 | 0 | 0 | 623794 | 134225.5 | 137017.5 | 901912.5 | 0 | 0 | 0 | 0 | 0 | 0 | 0 | 0
[9 empty] | 2019-05-20 | 2019 | 18-19 | 0 | 0 | 22140.0312 | 22140.0312 | 0 | 0 | 303 | 303 | 623794 | 134225.5 | 137017.5 | 901912.5 | 0 | 0 | 0.16159 | 0.024548 | 0 | 0 | 0.0022114 | 0.00033595
[9 empty] | 2019-05-21 | 2019 | 18-19 | 0 | 0 | 0 | 0 | 0 | 0 | 0 | 0 | 623794 | 134225.5 | 137017.5 | 901912.5 | 0 | 0 | 0 | 0 | 0 | 0 | 0 | 0
[9 empty] | 2019-05-22 | 2019 | 18-19 | 0 | 0 | 0 | 0 | 0 | 0 | 0 | 0 | 623794 | 134225.5 | 137017.5 | 901912.5 | 0 | 0 | 0 | 0 | 0 | 0 | 0 | 0
[9 empty] | 2019-05-23 | 2019 | 18-19 | 0 | 0 | 0 | 0 | 0 | 0 | 0 | 0 | 623794 | 134225.5 | 137017.5 | 901912.5 | 0 | 0 | 0 | 0 | 0 | 0 | 0 | 0
[9 empty] | 2019-05-24 | 2019 | 18-19 | 0 | 0 | 0 | 0 | 0 | 0 | 0 | 0 | 623794 | 134225.5 | 137017.5 | 901912.5 | 0 | 0 | 0 | 0 | 0 | 0 | 0 | 0
[9 empty] | 2019-05-25 | 2019 | 18-19 | 0 | 0 | 0 | 0 | 0 | 0 | 0 | 0 | 623794 | 134225.5 | 137017.5 | 901912.5 | 0 | 0 | 0 | 0 | 0 | 0 | 0 | 0
[9 empty] | 2019-05-26 | 2019 | 18-19 | 0 | 0 | 0 | 0 | 0 | 0 | 0 | 0 | 623794 | 134225.5 | 137017.5 | 901912.5 | 0 | 0 | 0 | 0 | 0 | 0 | 0 | 0
[9 empty] | 2019-05-27 | 2019 | 18-19 | 0 | 0 | 0 | 0 | 0 | 0 | 0 | 0 | 623794 | 134225.5 | 137017.5 | 901912.5 | 0 | 0 | 0 | 0 | 0 | 0 | 0 | 0
[9 empty] | 2019-05-28 | 2019 | 18-19 | 0 | 0 | 0 | 0 | 0 | 0 | 0 | 0 | 623794 | 134225.5 | 137017.5 | 901912.5 | 0 | 0 | 0 | 0 | 0 | 0 | 0 | 0
[9 empty] | 2019-05-29 | 2019 | 18-19 | 0 | 0 | 154938.608 | 154938.608 | 0 | 0 | 845 | 845 | 623794 | 134225.5 | 137017.5 | 901912.5 | 0 | 0 | 1.1308 | 0.17179 | 0 | 0 | 0.0061671 | 0.0009369
[9 empty] | 2019-05-30 | 2019 | 18-19 | 0 | 0 | 0 | 0 | 0 | 0 | 0 | 0 | 623794 | 134225.5 | 137017.5 | 901912.5 | 0 | 0 | 0 | 0 | 0 | 0 | 0 | 0
[9 empty] | 2019-05-31 | 2019 | 18-19 | 0 | 0 | 0 | 0 | 0 | 0 | 0 | 0 | 623794 | 134225.5 | 137017.5 | 901912.5 | 0 | 0 | 0 | 0 | 0 | 0 | 0 | 0
[9 empty] | 2019-06-01 | 2019 | 18-19 | 0 | 0 | 0 | 0 | 0 | 0 | 0 | 0 | 623794 | 134225.5 | 137017.5 | 901912.5 | 0 | 0 | 0 | 0 | 0 | 0 | 0 | 0
[9 empty] | 2019-06-02 | 2019 | 18-19 | 0 | 0 | 0 | 0 | 0 | 0 | 0 | 0 | 623794 | 134225.5 | 137017.5 | 901912.5 | 0 | 0 | 0 | 0 | 0 | 0 | 0 | 0
[9 empty] | 2019-06-03 | 2019 | 18-19 | 0 | 0 | 0 | 0 | 0 | 0 | 0 | 0 | 623794 | 134225.5 | 137017.5 | 901912.5 | 0 | 0 | 0 | 0 | 0 | 0 | 0 | 0
[9 empty] | 2019-06-04 | 2019 | 18-19 | 0 | 0 | 0 | 0 | 0 | 0 | 0 | 0 | 623794 | 134225.5 | 137017.5 | 901912.5 | 0 | 0 | 0 | 0 | 0 | 0 | 0 | 0
[9 empty] | 2019-06-05 | 2019 | 18-19 | 0 | 0 | 0 | 0 | 0 | 0 | 0 | 0 | 623794 | 134225.5 | 137017.5 | 901912.5 | 0 | 0 | 0 | 0 | 0 | 0 | 0 | 0
[9 empty] | 2019-06-06 | 2019 | 18-19 | 0 | 0 | 0 | 0 | 0 | 0 | 0 | 0 | 623794 | 134225.5 | 137017.5 | 901912.5 | 0 | 0 | 0 | 0 | 0 | 0 | 0 | 0
[9 empty] | 2019-06-07 | 2019 | 18-19 | 0 | 0 | 0 | 0 | 0 | 0 | 0 | 0 | 623794 | 134225.5 | 137017.5 | 901912.5 | 0 | 0 | 0 | 0 | 0 | 0 | 0 | 0
[9 empty] | 2019-06-08 | 2019 | 18-19 | 0 | 0 | 0 | 0 | 0 | 0 | 0 | 0 | 623794 | 134225.5 | 137017.5 | 901912.5 | 0 | 0 | 0 | 0 | 0 | 0 | 0 | 0
[9 empty] | 2019-06-09 | 2019 | 18-19 | 0 | 0 | 0 | 0 | 0 | 0 | 0 | 0 | 623794 | 134225.5 | 137017.5 | 901912.5 | 0 | 0 | 0 | 0 | 0 | 0 | 0 | 0
[9 empty] | 2019-06-10 | 2019 | 18-19 | 0 | 0 | 0 | 0 | 0 | 0 | 0 | 0 | 623794 | 134225.5 | 137017.5 | 901912.5 | 0 | 0 | 0 | 0 | 0 | 0 | 0 | 0
[9 empty] | 2019-06-11 | 2019 | 18-19 | 0 | 0 | 0 | 0 | 0 | 0 | 0 | 0 | 623794 | 134225.5 | 137017.5 | 901912.5 | 0 | 0 | 0 | 0 | 0 | 0 | 0 | 0
[9 empty] | 2019-06-12 | 2019 | 18-19 | 0 | 0 | 0 | 0 | 0 | 0 | 0 | 0 | 623794 | 134225.5 | 137017.5 | 901912.5 | 0 | 0 | 0 | 0 | 0 | 0 | 0 | 0
[9 empty] | 2019-06-13 | 2019 | 18-19 | 0 | 0 | 0 | 0 | 0 | 0 | 0 | 0 | 623794 | 134225.5 | 137017.5 | 901912.5 | 0 | 0 | 0 | 0 | 0 | 0 | 0 | 0
[9 empty] | 2019-06-14 | 2019 | 18-19 | 0 | 0 | 0 | 0 | 0 | 0 | 0 | 0 | 623794 | 134225.5 | 137017.5 | 901912.5 | 0 | 0 | 0 | 0 | 0 | 0 | 0 | 0
[9 empty] | 2019-06-15 | 2019 | 18-19 | 0 | 0 | 0 | 0 | 0 | 0 | 0 | 0 | 623794 | 134225.5 | 137017.5 | 901912.5 | 0 | 0 | 0 | 0 | 0 | 0 | 0 | 0
[9 empty] | 2019-06-16 | 2019 | 18-19 | 0 | 0 | 0 | 0 | 0 | 0 | 0 | 0 | 623794 | 134225.5 | 137017.5 | 901912.5 | 0 | 0 | 0 | 0 | 0 | 0 | 0 | 0
[9 empty] | 2019-06-17 | 2019 | 18-19 | 0 | 0 | 0 | 0 | 0 | 0 | 0 | 0 | 623794 | 134225.5 | 137017.5 | 901912.5 | 0 | 0 | 0 | 0 | 0 | 0 | 0 | 0
[9 empty] | 2019-06-18 | 2019 | 18-19 | 0 | 0 | 0 | 0 | 0 | 0 | 0 | 0 | 623794 | 134225.5 | 137017.5 | 901912.5 | 0 | 0 | 0 | 0 | 0 | 0 | 0 | 0
[9 empty] | 2019-06-19 | 2019 | 18-19 | 0 | 0 | 0 | 0 | 0 | 0 | 0 | 0 | 623794 | 134225.5 | 137017.5 | 901912.5 | 0 | 0 | 0 | 0 | 0 | 0 | 0 | 0
[9 empty] | 2019-06-20 | 2019 | 18-19 | 0 | 0 | 0 | 0 | 0 | 0 | 0 | 0 | 623794 | 134225.5 | 137017.5 | 901912.5 | 0 | 0 | 0 | 0 | 0 | 0 | 0 | 0
[9 empty] | 2019-06-21 | 2019 | 18-19 | 0 | 0 | 0 | 0 | 0 | 0 | 0 | 0 | 623794 | 134225.5 | 137017.5 | 901912.5 | 0 | 0 | 0 | 0 | 0 | 0 | 0 | 0
[9 empty] | 2019-06-22 | 2019 | 18-19 | 0 | 0 | 0 | 0 | 0 | 0 | 0 | 0 | 623794 | 134225.5 | 137017.5 | 901912.5 | 0 | 0 | 0 | 0 | 0 | 0 | 0 | 0
[9 empty] | 2019-06-23 | 2019 | 18-19 | 0 | 0 | 0 | 0 | 0 | 0 | 0 | 0 | 623794 | 134225.5 | 137017.5 | 901912.5 | 0 | 0 | 0 | 0 | 0 | 0 | 0 | 0
[9 empty] | 2019-06-24 | 2019 | 18-19 | 0 | 0 | 0 | 0 | 0 | 0 | 0 | 0 | 623794 | 134225.5 | 137017.5 | 901912.5 | 0 | 0 | 0 | 0 | 0 | 0 | 0 | 0
[9 empty] | 2019-06-25 | 2019 | 18-19 | 0 | 0 | 0 | 0 | 0 | 0 | 0 | 0 | 623794 | 134225.5 | 137017.5 | 901912.5 | 0 | 0 | 0 | 0 | 0 | 0 | 0 | 0
[9 empty] | 2019-06-26 | 2019 | 18-19 | 0 | 0 | 0 | 0 | 0 | 0 | 0 | 0 | 623794 | 134225.5 | 137017.5 | 901912.5 | 0 | 0 | 0 | 0 | 0 | 0 | 0 | 0
[9 empty] | 2019-06-27 | 2019 | 18-19 | 0 | 0 | 0 | 0 | 0 | 0 | 0 | 0 | 623794 | 134225.5 | 137017.5 | 901912.5 | 0 | 0 | 0 | 0 | 0 | 0 | 0 | 0
[9 empty] | 2019-06-28 | 2019 | 18-19 | 0 | 0 | 0 | 0 | 0 | 0 | 0 | 0 | 623794 | 134225.5 | 137017.5 | 901912.5 | 0 | 0 | 0 | 0 | 0 | 0 | 0 | 0
[9 empty] | 2019-06-29 | 2019 | 18-19 | 0 | 0 | 0 | 0 | 0 | 0 | 0 | 0 | 623794 | 134225.5 | 137017.5 | 901912.5 | 0 | 0 | 0 | 0 | 0 | 0 | 0 | 0
[9 empty] | 2019-06-30 | 2019 | 18-19 | 0 | 0 | 0 | 0 | 0 | 0 | 0 | 0 | 623794 | 134225.5 | 137017.5 | 901912.5 | 0 | 0 | 0 | 0 | 0 | 0 | 0 | 0
[9 empty] | 2019-07-01 | 2020 | 19-20 | 0 | 0 | 0 | 0 | 0 | 0 | 0 | 0 | 630016 | 135101 | 137495.5 | 909505 | 0 | 0 | 0 | 0 | 0 | 0 | 0 | 0
[9 empty] | 2019-07-02 | 2020 | 19-20 | 0 | 0 | 0 | 0 | 0 | 0 | 0 | 0 | 630016 | 135101 | 137495.5 | 909505 | 0 | 0 | 0 | 0 | 0 | 0 | 0 | 0
[9 empty] | 2019-07-03 | 2020 | 19-20 | 0 | 0 | 0 | 0 | 0 | 0 | 0 | 0 | 630016 | 135101 | 137495.5 | 909505 | 0 | 0 | 0 | 0 | 0 | 0 | 0 | 0
[9 empty] | 2019-07-04 | 2020 | 19-20 | 0 | 0 | 0 | 0 | 0 | 0 | 0 | 0 | 630016 | 135101 | 137495.5 | 909505 | 0 | 0 | 0 | 0 | 0 | 0 | 0 | 0
[9 empty] | 2019-07-05 | 2020 | 19-20 | 0 | 0 | 0 | 0 | 0 | 0 | 0 | 0 | 630016 | 135101 | 137495.5 | 909505 | 0 | 0 | 0 | 0 | 0 | 0 | 0 | 0
[9 empty] | 2019-07-06 | 2020 | 19-20 | 0 | 0 | 0 | 0 | 0 | 0 | 0 | 0 | 630016 | 135101 | 137495.5 | 909505 | 0 | 0 | 0 | 0 | 0 | 0 | 0 | 0
[9 empty] | 2019-07-07 | 2020 | 19-20 | 0 | 0 | 0 | 0 | 0 | 0 | 0 | 0 | 630016 | 135101 | 137495.5 | 909505 | 0 | 0 | 0 | 0 | 0 | 0 | 0 | 0
[9 empty] | 2019-07-08 | 2020 | 19-20 | 0 | 0 | 0 | 0 | 0 | 0 | 0 | 0 | 630016 | 135101 | 137495.5 | 909505 | 0 | 0 | 0 | 0 | 0 | 0 | 0 | 0
[9 empty] | 2019-07-09 | 2020 | 19-20 | 0 | 0 | 0 | 0 | 0 | 0 | 0 | 0 | 630016 | 135101 | 137495.5 | 909505 | 0 | 0 | 0 | 0 | 0 | 0 | 0 | 0
[9 empty] | 2019-07-10 | 2020 | 19-20 | 0 | 0 | 0 | 0 | 0 | 0 | 0 | 0 | 630016 | 135101 | 137495.5 | 909505 | 0 | 0 | 0 | 0 | 0 | 0 | 0 | 0
[9 empty] | 2019-07-11 | 2020 | 19-20 | 0 | 0 | 0 | 0 | 0 | 0 | 0 | 0 | 630016 | 135101 | 137495.5 | 909505 | 0 | 0 | 0 | 0 | 0 | 0 | 0 | 0
[9 empty] | 2019-07-12 | 2020 | 19-20 | 0 | 0 | 0 | 0 | 0 | 0 | 0 | 0 | 630016 | 135101 | 137495.5 | 909505 | 0 | 0 | 0 | 0 | 0 | 0 | 0 | 0
[9 empty] | 2019-07-13 | 2020 | 19-20 | 0 | 0 | 0 | 0 | 0 | 0 | 0 | 0 | 630016 | 135101 | 137495.5 | 909505 | 0 | 0 | 0 | 0 | 0 | 0 | 0 | 0
[9 empty] | 2019-07-14 | 2020 | 19-20 | 0 | 0 | 0 | 0 | 0 | 0 | 0 | 0 | 630016 | 135101 | 137495.5 | 909505 | 0 | 0 | 0 | 0 | 0 | 0 | 0 | 0
[9 empty] | 2019-07-15 | 2020 | 19-20 | 0 | 0 | 0 | 0 | 0 | 0 | 0 | 0 | 630016 | 135101 | 137495.5 | 909505 | 0 | 0 | 0 | 0 | 0 | 0 | 0 | 0
[9 empty] | 2019-07-16 | 2020 | 19-20 | 0 | 0 | 0 | 0 | 0 | 0 | 0 | 0 | 630016 | 135101 | 137495.5 | 909505 | 0 | 0 | 0 | 0 | 0 | 0 | 0 | 0
[9 empty] | 2019-07-17 | 2020 | 19-20 | 0 | 0 | 0 | 0 | 0 | 0 | 0 | 0 | 630016 | 135101 | 137495.5 | 909505 | 0 | 0 | 0 | 0 | 0 | 0 | 0 | 0
[9 empty] | 2019-07-18 | 2020 | 19-20 | 0 | 0 | 0 | 0 | 0 | 0 | 0 | 0 | 630016 | 135101 | 137495.5 | 909505 | 0 | 0 | 0 | 0 | 0 | 0 | 0 | 0
[9 empty] | 2019-07-19 | 2020 | 19-20 | 0 | 0 | 0 | 0 | 0 | 0 | 0 | 0 | 630016 | 135101 | 137495.5 | 909505 | 0 | 0 | 0 | 0 | 0 | 0 | 0 | 0
[9 empty] | 2019-07-20 | 2020 | 19-20 | 0 | 0 | 0 | 0 | 0 | 0 | 0 | 0 | 630016 | 135101 | 137495.5 | 909505 | 0 | 0 | 0 | 0 | 0 | 0 | 0 | 0
[9 empty] | 2019-07-21 | 2020 | 19-20 | 0 | 0 | 0 | 0 | 0 | 0 | 0 | 0 | 630016 | 135101 | 137495.5 | 909505 | 0 | 0 | 0 | 0 | 0 | 0 | 0 | 0
[9 empty] | 2019-07-22 | 2020 | 19-20 | 0 | 0 | 0 | 0 | 0 | 0 | 0 | 0 | 630016 | 135101 | 137495.5 | 909505 | 0 | 0 | 0 | 0 | 0 | 0 | 0 | 0
[9 empty] | 2019-07-23 | 2020 | 19-20 | 0 | 0 | 0 | 0 | 0 | 0 | 0 | 0 | 630016 | 135101 | 137495.5 | 909505 | 0 | 0 | 0 | 0 | 0 | 0 | 0 | 0
[9 empty] | 2019-07-24 | 2020 | 19-20 | 0 | 0 | 0 | 0 | 0 | 0 | 0 | 0 | 630016 | 135101 | 137495.5 | 909505 | 0 | 0 | 0 | 0 | 0 | 0 | 0 | 0
[9 empty] | 2019-07-25 | 2020 | 19-20 | 0 | 0 | 0 | 0 | 0 | 0 | 0 | 0 | 630016 | 135101 | 137495.5 | 909505 | 0 | 0 | 0 | 0 | 0 | 0 | 0 | 0
[9 empty] | 2019-07-26 | 2020 | 19-20 | 0 | 0 | 0 | 0 | 0 | 0 | 0 | 0 | 630016 | 135101 | 137495.5 | 909505 | 0 | 0 | 0 | 0 | 0 | 0 | 0 | 0
[9 empty] | 2019-07-27 | 2020 | 19-20 | 0 | 0 | 0 | 0 | 0 | 0 | 0 | 0 | 630016 | 135101 | 137495.5 | 909505 | 0 | 0 | 0 | 0 | 0 | 0 | 0 | 0
[9 empty] | 2019-07-28 | 2020 | 19-20 | 0 | 0 | 0 | 0 | 0 | 0 | 0 | 0 | 630016 | 135101 | 137495.5 | 909505 | 0 | 0 | 0 | 0 | 0 | 0 | 0 | 0
[9 empty] | 2019-07-29 | 2020 | 19-20 | 0 | 0 | 0 | 0 | 0 | 0 | 0 | 0 | 630016 | 135101 | 137495.5 | 909505 | 0 | 0 | 0 | 0 | 0 | 0 | 0 | 0
[9 empty] | 2019-07-30 | 2020 | 19-20 | 0 | 0 | 0 | 0 | 0 | 0 | 0 | 0 | 630016 | 135101 | 137495.5 | 909505 | 0 | 0 | 0 | 0 | 0 | 0 | 0 | 0
[9 empty] | 2019-07-31 | 2020 | 19-20 | 0 | 0 | 0 | 0 | 0 | 0 | 0 | 0 | 630016 | 135101 | 137495.5 | 909505 | 0 | 0 | 0 | 0 | 0 | 0 | 0 | 0
[9 empty] | 2019-08-01 | 2020 | 19-20 | 0 | 0 | 0 | 0 | 0 | 0 | 0 | 0 | 630016 | 135101 | 137495.5 | 909505 | 0 | 0 | 0 | 0 | 0 | 0 | 0 | 0
[9 empty] | 2019-08-02 | 2020 | 19-20 | 0 | 0 | 0 | 0 | 0 | 0 | 0 | 0 | 630016 | 135101 | 137495.5 | 909505 | 0 | 0 | 0 | 0 | 0 | 0 | 0 | 0
[9 empty] | 2019-08-03 | 2020 | 19-20 | 0 | 0 | 0 | 0 | 0 | 0 | 0 | 0 | 630016 | 135101 | 137495.5 | 909505 | 0 | 0 | 0 | 0 | 0 | 0 | 0 | 0
[9 empty] | 2019-08-04 | 2020 | 19-20 | 0 | 0 | 0 | 0 | 0 | 0 | 0 | 0 | 630016 | 135101 | 137495.5 | 909505 | 0 | 0 | 0 | 0 | 0 | 0 | 0 | 0
[9 empty] | 2019-08-05 | 2020 | 19-20 | 0 | 0 | 0 | 0 | 0 | 0 | 0 | 0 | 630016 | 135101 | 137495.5 | 909505 | 0 | 0 | 0 | 0 | 0 | 0 | 0 | 0
[9 empty] | 2019-08-06 | 2020 | 19-20 | 0 | 0 | 0 | 0 | 0 | 0 | 0 | 0 | 630016 | 135101 | 137495.5 | 909505 | 0 | 0 | 0 | 0 | 0 | 0 | 0 | 0
[9 empty] | 2019-08-07 | 2020 | 19-20 | 0 | 0 | 0 | 0 | 0 | 0 | 0 | 0 | 630016 | 135101 | 137495.5 | 909505 | 0 | 0 | 0 | 0 | 0 | 0 | 0 | 0
[9 empty] | 2019-08-08 | 2020 |  | 0 | 123421.6519 | 0 | 123421.6519 | 0 | 154 | 0 | 154 | 630016 | 135101 | 137495.5 | 909505 | 0 | 0.91355 | 0 | 0.1357 | 0 | 0.0011399 | 0 | 0.00016932
[9 empty] | 2019-08-09 | 2020 | 19-20 | 0 | 0 | 0 | 0 | 0 | 0 | 0 | 0 | 630016 | 135101 | 137495.5 | 909505 | 0 | 0 | 0 | 0 | 0 | 0 | 0 | 0
[9 empty] | 2019-08-10 | 2020 | 19-20 | 0 | 0 | 0 | 0 | 0 | 0 | 0 | 0 | 630016 | 135101 | 137495.5 | 909505 | 0 | 0 | 0 | 0 | 0 | 0 | 0 | 0
[9 empty] | 2019-08-11 | 2020 | 19-20 | 0 | 0 | 0 | 0 | 0 | 0 | 0 | 0 | 630016 | 135101 | 137495.5 | 909505 | 0 | 0 | 0 | 0 | 0 | 0 | 0 | 0
[9 empty] | 2019-08-12 | 2020 | 19-20 | 0 | 0 | 229.39 | 229.39 | 0 | 0 | 0 | 0 | 630016 | 135101 | 137495.5 | 909505 | 0 | 0 | 0.0016683 | 0.00025221 | 0 | 0 | 0 | 0
[9 empty] | 2019-08-13 | 2020 | 19-20 | 0 | 0 | 0 | 0 | 0 | 0 | 0 | 0 | 630016 | 135101 | 137495.5 | 909505 | 0 | 0 | 0 | 0 | 0 | 0 | 0 | 0
[9 empty] | 2019-08-14 | 2020 | 19-20 | 0 | 0 | 0 | 0 | 0 | 0 | 0 | 0 | 630016 | 135101 | 137495.5 | 909505 | 0 | 0 | 0 | 0 | 0 | 0 | 0 | 0
[9 empty] | 2019-08-15 | 2020 | 19-20 | 0 | 0 | 0 | 0 | 0 | 0 | 0 | 0 | 630016 | 135101 | 137495.5 | 909505 | 0 | 0 | 0 | 0 | 0 | 0 | 0 | 0
[9 empty] | 2019-08-16 | 2020 | 19-20 | 0 | 0 | 0 | 0 | 0 | 0 | 0 | 0 | 630016 | 135101 | 137495.5 | 909505 | 0 | 0 | 0 | 0 | 0 | 0 | 0 | 0
[9 empty] | 2019-08-17 | 2020 | 19-20 | 0 | 0 | 0 | 0 | 0 | 0 | 0 | 0 | 630016 | 135101 | 137495.5 | 909505 | 0 | 0 | 0 | 0 | 0 | 0 | 0 | 0
[9 empty] | 2019-08-18 | 2020 | 19-20 | 0 | 0 | 0 | 0 | 0 | 0 | 0 | 0 | 630016 | 135101 | 137495.5 | 909505 | 0 | 0 | 0 | 0 | 0 | 0 | 0 | 0
[9 empty] | 2019-08-19 | 2020 | 19-20 | 0 | 0 | 0 | 0 | 0 | 0 | 0 | 0 | 630016 | 135101 | 137495.5 | 909505 | 0 | 0 | 0 | 0 | 0 | 0 | 0 | 0
[9 empty] | 2019-08-20 | 2020 | 19-20 | 0 | 0 | 0 | 0 | 0 | 0 | 0 | 0 | 630016 | 135101 | 137495.5 | 909505 | 0 | 0 | 0 | 0 | 0 | 0 | 0 | 0
[9 empty] | 2019-08-21 | 2020 | 19-20 | 0 | 0 | 0 | 0 | 0 | 0 | 0 | 0 | 630016 | 135101 | 137495.5 | 909505 | 0 | 0 | 0 | 0 | 0 | 0 | 0 | 0
[9 empty] | 2019-08-22 | 2020 | 19-20 | 0 | 0 | 0 | 0 | 0 | 0 | 0 | 0 | 630016 | 135101 | 137495.5 | 909505 | 0 | 0 | 0 | 0 | 0 | 0 | 0 | 0
[9 empty] | 2019-08-23 | 2020 | 19-20 | 0 | 0 | 0 | 0 | 0 | 0 | 0 | 0 | 630016 | 135101 | 137495.5 | 909505 | 0 | 0 | 0 | 0 | 0 | 0 | 0 | 0
[9 empty] | 2019-08-24 | 2020 | 19-20 | 0 | 0 | 0 | 0 | 0 | 0 | 0 | 0 | 630016 | 135101 | 137495.5 | 909505 | 0 | 0 | 0 | 0 | 0 | 0 | 0 | 0
[9 empty] | 2019-08-25 | 2020 | 19-20 | 0 | 0 | 0 | 0 | 0 | 0 | 0 | 0 | 630016 | 135101 | 137495.5 | 909505 | 0 | 0 | 0 | 0 | 0 | 0 | 0 | 0
[9 empty] | 2019-08-26 | 2020 | 19-20 | 0 | 0 | 0 | 0 | 0 | 0 | 0 | 0 | 630016 | 135101 | 137495.5 | 909505 | 0 | 0 | 0 | 0 | 0 | 0 | 0 | 0
[9 empty] | 2019-08-27 | 2020 | 19-20 | 0 | 0 | 0 | 0 | 0 | 0 | 0 | 0 | 630016 | 135101 | 137495.5 | 909505 | 0 | 0 | 0 | 0 | 0 | 0 | 0 | 0
[9 empty] | 2019-08-28 | 2020 | 19-20 | 0 | 0 | 0 | 0 | 0 | 0 | 0 | 0 | 630016 | 135101 | 137495.5 | 909505 | 0 | 0 | 0 | 0 | 0 | 0 | 0 | 0
[9 empty] | 2019-08-29 | 2020 | 19-20 | 0 | 0 | 0 | 0 | 0 | 0 | 0 | 0 | 630016 | 135101 | 137495.5 | 909505 | 0 | 0 | 0 | 0 | 0 | 0 | 0 | 0
[9 empty] | 2019-08-30 | 2020 | 19-20 | 0 | 0 | 0 | 0 | 0 | 0 | 0 | 0 | 630016 | 135101 | 137495.5 | 909505 | 0 | 0 | 0 | 0 | 0 | 0 | 0 | 0
[9 empty] | 2019-08-31 | 2020 | 19-20 | 0 | 0 | 0 | 0 | 0 | 0 | 0 | 0 | 630016 | 135101 | 137495.5 | 909505 | 0 | 0 | 0 | 0 | 0 | 0 | 0 | 0
[9 empty] | 2019-09-01 | 2020 | 19-20 | 0 | 0 | 0 | 0 | 0 | 0 | 0 | 0 | 630016 | 135101 | 137495.5 | 909505 | 0 | 0 | 0 | 0 | 0 | 0 | 0 | 0
[9 empty] | 2019-09-02 | 2020 | 19-20 | 0 | 0 | 0 | 0 | 0 | 0 | 0 | 0 | 630016 | 135101 | 137495.5 | 909505 | 0 | 0 | 0 | 0 | 0 | 0 | 0 | 0
[9 empty] | 2019-09-03 | 2020 | 19-20 | 0 | 0 | 0 | 0 | 0 | 0 | 0 | 0 | 630016 | 135101 | 137495.5 | 909505 | 0 | 0 | 0 | 0 | 0 | 0 | 0 | 0
[9 empty] | 2019-09-04 | 2020 | 19-20 | 0 | 0 | 0 | 0 | 0 | 0 | 0 | 0 | 630016 | 135101 | 137495.5 | 909505 | 0 | 0 | 0 | 0 | 0 | 0 | 0 | 0
[9 empty] | 2019-09-05 | 2020 | 19-20 | 0 | 0 | 0 | 0 | 0 | 0 | 0 | 0 | 630016 | 135101 | 137495.5 | 909505 | 0 | 0 | 0 | 0 | 0 | 0 | 0 | 0
[9 empty] | 2019-09-06 | 2020 | 19-20 | 0 | 0 | 0 | 0 | 0 | 0 | 0 | 0 | 630016 | 135101 | 137495.5 | 909505 | 0 | 0 | 0 | 0 | 0 | 0 | 0 | 0
[9 empty] | 2019-09-07 | 2020 | 19-20 | 0 | 0 | 0 | 0 | 0 | 0 | 0 | 0 | 630016 | 135101 | 137495.5 | 909505 | 0 | 0 | 0 | 0 | 0 | 0 | 0 | 0
[9 empty] | 2019-09-08 | 2020 | 19-20 | 0 | 0 | 55805.76 | 55805.76 | 0 | 0 | 472 | 472 | 630016 | 135101 | 137495.5 | 909505 | 0 | 0 | 0.40587 | 0.061358 | 0 | 0 | 0.0034328 | 0.00051896
[9 empty] | 2019-09-09 | 2020 | 19-20 | 0 | 0 | 0 | 0 | 0 | 0 | 0 | 0 | 630016 | 135101 | 137495.5 | 909505 | 0 | 0 | 0 | 0 | 0 | 0 | 0 | 0
[9 empty] | 2019-09-10 | 2020 | 19-20 | 0 | 0 | 0 | 0 | 0 | 0 | 0 | 0 | 630016 | 135101 | 137495.5 | 909505 | 0 | 0 | 0 | 0 | 0 | 0 | 0 | 0
[9 empty] | 2019-09-11 | 2020 | 19-20 | 0 | 0 | 0 | 0 | 0 | 0 | 0 | 0 | 630016 | 135101 | 137495.5 | 909505 | 0 | 0 | 0 | 0 | 0 | 0 | 0 | 0
[9 empty] | 2019-09-12 | 2020 | 19-20 | 0 | 0 | 0 | 0 | 0 | 0 | 0 | 0 | 630016 | 135101 | 137495.5 | 909505 | 0 | 0 | 0 | 0 | 0 | 0 | 0 | 0
[9 empty] | 2019-09-13 | 2020 | 19-20 | 0 | 0 | 0 | 0 | 0 | 0 | 0 | 0 | 630016 | 135101 | 137495.5 | 909505 | 0 | 0 | 0 | 0 | 0 | 0 | 0 | 0
[9 empty] | 2019-09-14 | 2020 | 19-20 | 0 | 0 | 0 | 0 | 0 | 0 | 0 | 0 | 630016 | 135101 | 137495.5 | 909505 | 0 | 0 | 0 | 0 | 0 | 0 | 0 | 0
[9 empty] | 2019-09-15 | 2020 | 19-20 | 0 | 0 | 0 | 0 | 0 | 0 | 0 | 0 | 630016 | 135101 | 137495.5 | 909505 | 0 | 0 | 0 | 0 | 0 | 0 | 0 | 0
[9 empty] | 2019-09-16 | 2020 | 19-20 | 0 | 0 | 0 | 0 | 0 | 0 | 0 | 0 | 630016 | 135101 | 137495.5 | 909505 | 0 | 0 | 0 | 0 | 0 | 0 | 0 | 0
[9 empty] | 2019-09-17 | 2020 | 19-20 | 0 | 0 | 0 | 0 | 0 | 0 | 0 | 0 | 630016 | 135101 | 137495.5 | 909505 | 0 | 0 | 0 | 0 | 0 | 0 | 0 | 0
[9 empty] | 2019-09-18 | 2020 | 19-20 | 0 | 0 | 0 | 0 | 0 | 0 | 0 | 0 | 630016 | 135101 | 137495.5 | 909505 | 0 | 0 | 0 | 0 | 0 | 0 | 0 | 0
[9 empty] | 2019-09-19 | 2020 | 19-20 | 0 | 0 | 0 | 0 | 0 | 0 | 0 | 0 | 630016 | 135101 | 137495.5 | 909505 | 0 | 0 | 0 | 0 | 0 | 0 | 0 | 0
[9 empty] | 2019-09-20 | 2020 | 19-20 | 0 | 0 | 0 | 0 | 0 | 0 | 0 | 0 | 630016 | 135101 | 137495.5 | 909505 | 0 | 0 | 0 | 0 | 0 | 0 | 0 | 0
[9 empty] | 2019-09-21 | 2020 | 19-20 | 0 | 0 | 0 | 0 | 0 | 0 | 0 | 0 | 630016 | 135101 | 137495.5 | 909505 | 0 | 0 | 0 | 0 | 0 | 0 | 0 | 0
[9 empty] | 2019-09-22 | 2020 | 19-20 | 0 | 0 | 0 | 0 | 0 | 0 | 0 | 0 | 630016 | 135101 | 137495.5 | 909505 | 0 | 0 | 0 | 0 | 0 | 0 | 0 | 0
[9 empty] | 2019-09-23 | 2020 | 19-20 | 0 | 0 | 0 | 0 | 0 | 0 | 0 | 0 | 630016 | 135101 | 137495.5 | 909505 | 0 | 0 | 0 | 0 | 0 | 0 | 0 | 0
[9 empty] | 2019-09-24 | 2020 | 19-20 | 0 | 0 | 0 | 0 | 0 | 0 | 0 | 0 | 630016 | 135101 | 137495.5 | 909505 | 0 | 0 | 0 | 0 | 0 | 0 | 0 | 0
[9 empty] | 2019-09-25 | 2020 | 19-20 | 0 | 0 | 0 | 0 | 0 | 0 | 0 | 0 | 630016 | 135101 | 137495.5 | 909505 | 0 | 0 | 0 | 0 | 0 | 0 | 0 | 0
[9 empty] | 2019-09-26 | 2020 | 19-20 | 0 | 0 | 0 | 0 | 0 | 0 | 0 | 0 | 630016 | 135101 | 137495.5 | 909505 | 0 | 0 | 0 | 0 | 0 | 0 | 0 | 0
[9 empty] | 2019-09-27 | 2020 | 19-20 | 0 | 0 | 0 | 0 | 0 | 0 | 0 | 0 | 630016 | 135101 | 137495.5 | 909505 | 0 | 0 | 0 | 0 | 0 | 0 | 0 | 0
[9 empty] | 2019-09-28 | 2020 | 19-20 | 0 | 0 | 0 | 0 | 0 | 0 | 0 | 0 | 630016 | 135101 | 137495.5 | 909505 | 0 | 0 | 0 | 0 | 0 | 0 | 0 | 0
[9 empty] | 2019-09-29 | 2020 | 19-20 | 0 | 0 | 0 | 0 | 0 | 0 | 0 | 0 | 630016 | 135101 | 137495.5 | 909505 | 0 | 0 | 0 | 0 | 0 | 0 | 0 | 0
[9 empty] | 2019-09-30 | 2020 | 19-20 | 0 | 0 | 0 | 0 | 0 | 0 | 0 | 0 | 630016 | 135101 | 137495.5 | 909505 | 0 | 0 | 0 | 0 | 0 | 0 | 0 | 0
[9 empty] | 2019-10-01 | 2020 | 19-20 | 0 | 0 | 0 | 0 | 0 | 0 | 0 | 0 | 630016 | 135101 | 137495.5 | 909505 | 0 | 0 | 0 | 0 | 0 | 0 | 0 | 0
[9 empty] | 2019-10-02 | 2020 | 19-20 | 0 | 0 | 0 | 0 | 0 | 0 | 0 | 0 | 630016 | 135101 | 137495.5 | 909505 | 0 | 0 | 0 | 0 | 0 | 0 | 0 | 0
[9 empty] | 2019-10-03 | 2020 | 19-20 | 0 | 0 | 0 | 0 | 0 | 0 | 0 | 0 | 630016 | 135101 | 137495.5 | 909505 | 0 | 0 | 0 | 0 | 0 | 0 | 0 | 0
[9 empty] | 2019-10-04 | 2020 | 19-20 | 0 | 0 | 0 | 0 | 0 | 0 | 0 | 0 | 630016 | 135101 | 137495.5 | 909505 | 0 | 0 | 0 | 0 | 0 | 0 | 0 | 0
[9 empty] | 2019-10-05 | 2020 | 19-20 | 0 | 0 | 0 | 0 | 0 | 0 | 0 | 0 | 630016 | 135101 | 137495.5 | 909505 | 0 | 0 | 0 | 0 | 0 | 0 | 0 | 0
[9 empty] | 2019-10-06 | 2020 | 19-20 | 0 | 0 | 0 | 0 | 0 | 0 | 0 | 0 | 630016 | 135101 | 137495.5 | 909505 | 0 | 0 | 0 | 0 | 0 | 0 | 0 | 0
[9 empty] | 2019-10-07 | 2020 | 19-20 | 0 | 0 | 0 | 0 | 0 | 0 | 0 | 0 | 630016 | 135101 | 137495.5 | 909505 | 0 | 0 | 0 | 0 | 0 | 0 | 0 | 0
[9 empty] | 2019-10-08 | 2020 | 19-20 | 0 | 0 | 0 | 0 | 0 | 0 | 0 | 0 | 630016 | 135101 | 137495.5 | 909505 | 0 | 0 | 0 | 0 | 0 | 0 | 0 | 0
[9 empty] | 2019-10-09 | 2020 | 19-20 | 0 | 0 | 0 | 0 | 0 | 0 | 0 | 0 | 630016 | 135101 | 137495.5 | 909505 | 0 | 0 | 0 | 0 | 0 | 0 | 0 | 0
[9 empty] | 2019-10-10 | 2020 | 19-20 | 0 | 0 | 0 | 0 | 0 | 0 | 0 | 0 | 630016 | 135101 | 137495.5 | 909505 | 0 | 0 | 0 | 0 | 0 | 0 | 0 | 0
[9 empty] | 2019-10-11 | 2020 | 19-20 | 0 | 0 | 0 | 0 | 0 | 0 | 0 | 0 | 630016 | 135101 | 137495.5 | 909505 | 0 | 0 | 0 | 0 | 0 | 0 | 0 | 0
[9 empty] | 2019-10-12 | 2020 | 19-20 | 0 | 0 | 0 | 0 | 0 | 0 | 0 | 0 | 630016 | 135101 | 137495.5 | 909505 | 0 | 0 | 0 | 0 | 0 | 0 | 0 | 0
[9 empty] | 2019-10-13 | 2020 | 19-20 | 0 | 0 | 0 | 0 | 0 | 0 | 0 | 0 | 630016 | 135101 | 137495.5 | 909505 | 0 | 0 | 0 | 0 | 0 | 0 | 0 | 0
[9 empty] | 2019-10-14 | 2020 | 19-20 | 0 | 0 | 0 | 0 | 0 | 0 | 0 | 0 | 630016 | 135101 | 137495.5 | 909505 | 0 | 0 | 0 | 0 | 0 | 0 | 0 | 0
[9 empty] | 2019-10-15 | 2020 | 19-20 | 0 | 0 | 0 | 0 | 0 | 0 | 0 | 0 | 630016 | 135101 | 137495.5 | 909505 | 0 | 0 | 0 | 0 | 0 | 0 | 0 | 0
[9 empty] | 2019-10-16 | 2020 | 19-20 | 0 | 0 | 0 | 0 | 0 | 0 | 0 | 0 | 630016 | 135101 | 137495.5 | 909505 | 0 | 0 | 0 | 0 | 0 | 0 | 0 | 0
[9 empty] | 2019-10-17 | 2020 | 19-20 | 0 | 0 | 0 | 0 | 0 | 0 | 0 | 0 | 630016 | 135101 | 137495.5 | 909505 | 0 | 0 | 0 | 0 | 0 | 0 | 0 | 0
[9 empty] | 2019-10-18 | 2020 | 19-20 | 0 | 0 | 0 | 0 | 0 | 0 | 0 | 0 | 630016 | 135101 | 137495.5 | 909505 | 0 | 0 | 0 | 0 | 0 | 0 | 0 | 0
[9 empty] | 2019-10-19 | 2020 | 19-20 | 0 | 68381 | 0 | 68381 | 0 | 374 | 0 | 374 | 630016 | 135101 | 137495.5 | 909505 | 0 | 0.50615 | 0 | 0.075185 | 0 | 0.0027683 | 0 | 0.00041121
[9 empty] | 2019-10-20 | 2020 | 19-20 | 0 | 0 | 0 | 0 | 0 | 0 | 0 | 0 | 630016 | 135101 | 137495.5 | 909505 | 0 | 0 | 0 | 0 | 0 | 0 | 0 | 0
[9 empty] | 2019-10-21 | 2020 | 19-20 | 0 | 0 | 0 | 0 | 0 | 0 | 0 | 0 | 630016 | 135101 | 137495.5 | 909505 | 0 | 0 | 0 | 0 | 0 | 0 | 0 | 0
[9 empty] | 2019-10-22 | 2020 | 19-20 | 0 | 0 | 0 | 0 | 0 | 0 | 0 | 0 | 630016 | 135101 | 137495.5 | 909505 | 0 | 0 | 0 | 0 | 0 | 0 | 0 | 0
[9 empty] | 2019-10-23 | 2020 | 19-20 | 0 | 0 | 0 | 0 | 0 | 0 | 0 | 0 | 630016 | 135101 | 137495.5 | 909505 | 0 | 0 | 0 | 0 | 0 | 0 | 0 | 0
[9 empty] | 2019-10-24 | 2020 | 19-20 | 0 | 0 | 0 | 0 | 0 | 0 | 0 | 0 | 630016 | 135101 | 137495.5 | 909505 | 0 | 0 | 0 | 0 | 0 | 0 | 0 | 0
[9 empty] | 2019-10-25 | 2020 | 19-20 | 0 | 0 | 0 | 0 | 0 | 0 | 0 | 0 | 630016 | 135101 | 137495.5 | 909505 | 0 | 0 | 0 | 0 | 0 | 0 | 0 | 0
[9 empty] | 2019-10-26 | 2020 | 19-20 | 0 | 0 | 0 | 0 | 0 | 0 | 0 | 0 | 630016 | 135101 | 137495.5 | 909505 | 0 | 0 | 0 | 0 | 0 | 0 | 0 | 0
[9 empty] | 2019-10-27 | 2020 | 19-20 | 0 | 0 | 0 | 0 | 0 | 0 | 0 | 0 | 630016 | 135101 | 137495.5 | 909505 | 0 | 0 | 0 | 0 | 0 | 0 | 0 | 0
[9 empty] | 2019-10-28 | 2020 | 19-20 | 0 | 0 | 0 | 0 | 0 | 0 | 0 | 0 | 630016 | 135101 | 137495.5 | 909505 | 0 | 0 | 0 | 0 | 0 | 0 | 0 | 0
[9 empty] | 2019-10-29 | 2020 | 19-20 | 0 | 0 | 0 | 0 | 0 | 0 | 0 | 0 | 630016 | 135101 | 137495.5 | 909505 | 0 | 0 | 0 | 0 | 0 | 0 | 0 | 0
[9 empty] | 2019-10-30 | 2020 | 19-20 | 0 | 0 | 0 | 0 | 0 | 0 | 0 | 0 | 630016 | 135101 | 137495.5 | 909505 | 0 | 0 | 0 | 0 | 0 | 0 | 0 | 0
[9 empty] | 2019-10-31 | 2020 | 19-20 | 0 | 0 | 0 | 0 | 0 | 0 | 0 | 0 | 630016 | 135101 | 137495.5 | 909505 | 0 | 0 | 0 | 0 | 0 | 0 | 0 | 0
[9 empty] | 2019-11-01 | 2020 | 19-20 | 0 | 0 | 0 | 0 | 0 | 0 | 0 | 0 | 630016 | 135101 | 137495.5 | 909505 | 0 | 0 | 0 | 0 | 0 | 0 | 0 | 0
[9 empty] | 2019-11-02 | 2020 | 19-20 | 0 | 0 | 0 | 0 | 0 | 0 | 0 | 0 | 630016 | 135101 | 137495.5 | 909505 | 0 | 0 | 0 | 0 | 0 | 0 | 0 | 0
[9 empty] | 2019-11-03 | 2020 | 19-20 | 0 | 0 | 0 | 0 | 0 | 0 | 0 | 0 | 630016 | 135101 | 137495.5 | 909505 | 0 | 0 | 0 | 0 | 0 | 0 | 0 | 0
[9 empty] | 2019-11-04 | 2020 | 19-20 | 0 | 0 | 0 | 0 | 0 | 0 | 0 | 0 | 630016 | 135101 | 137495.5 | 909505 | 0 | 0 | 0 | 0 | 0 | 0 | 0 | 0
[9 empty] | 2019-11-05 | 2020 | 19-20 | 0 | 0 | 0 | 0 | 0 | 0 | 0 | 0 | 630016 | 135101 | 137495.5 | 909505 | 0 | 0 | 0 | 0 | 0 | 0 | 0 | 0
[9 empty] | 2019-11-06 | 2020 | 19-20 | 0 | 0 | 0 | 0 | 0 | 0 | 0 | 0 | 630016 | 135101 | 137495.5 | 909505 | 0 | 0 | 0 | 0 | 0 | 0 | 0 | 0
[9 empty] | 2019-11-07 | 2020 | 19-20 | 0 | 0 | 0 | 0 | 0 | 0 | 0 | 0 | 630016 | 135101 | 137495.5 | 909505 | 0 | 0 | 0 | 0 | 0 | 0 | 0 | 0
[9 empty] | 2019-11-08 | 2020 | 19-20 | 0 | 0 | 0 | 0 | 0 | 0 | 0 | 0 | 630016 | 135101 | 137495.5 | 909505 | 0 | 0 | 0 | 0 | 0 | 0 | 0 | 0
[9 empty] | 2019-11-09 | 2020 | 19-20 | 0 | 0 | 0 | 0 | 0 | 0 | 0 | 0 | 630016 | 135101 | 137495.5 | 909505 | 0 | 0 | 0 | 0 | 0 | 0 | 0 | 0
[9 empty] | 2019-11-10 | 2020 | 19-20 | 0 | 0 | 0 | 0 | 0 | 0 | 0 | 0 | 630016 | 135101 | 137495.5 | 909505 | 0 | 0 | 0 | 0 | 0 | 0 | 0 | 0
[9 empty] | 2019-11-11 | 2020 | 19-20 | 0 | 0 | 0 | 0 | 0 | 0 | 0 | 0 | 630016 | 135101 | 137495.5 | 909505 | 0 | 0 | 0 | 0 | 0 | 0 | 0 | 0
[9 empty] | 2019-11-12 | 2020 | 19-20 | 0 | 0 | 0 | 0 | 0 | 0 | 0 | 0 | 630016 | 135101 | 137495.5 | 909505 | 0 | 0 | 0 | 0 | 0 | 0 | 0 | 0
[9 empty] | 2019-11-13 | 2020 | 19-20 | 0 | 0 | 0 | 0 | 0 | 0 | 0 | 0 | 630016 | 135101 | 137495.5 | 909505 | 0 | 0 | 0 | 0 | 0 | 0 | 0 | 0
[9 empty] | 2019-11-14 | 2020 | 19-20 | 0 | 0 | 0 | 0 | 0 | 0 | 0 | 0 | 630016 | 135101 | 137495.5 | 909505 | 0 | 0 | 0 | 0 | 0 | 0 | 0 | 0
[9 empty] | 2019-11-15 | 2020 | 19-20 | 0 | 0 | 0 | 0 | 0 | 0 | 0 | 0 | 630016 | 135101 | 137495.5 | 909505 | 0 | 0 | 0 | 0 | 0 | 0 | 0 | 0
[9 empty] | 2019-11-16 | 2020 | 19-20 | 0 | 0 | 0 | 0 | 0 | 0 | 0 | 0 | 630016 | 135101 | 137495.5 | 909505 | 0 | 0 | 0 | 0 | 0 | 0 | 0 | 0
[9 empty] | 2019-11-17 | 2020 | 19-20 | 0 | 0 | 0 | 0 | 0 | 0 | 0 | 0 | 630016 | 135101 | 137495.5 | 909505 | 0 | 0 | 0 | 0 | 0 | 0 | 0 | 0
[9 empty] | 2019-11-18 | 2020 | 19-20 | 0 | 0 | 0 | 0 | 0 | 0 | 0 | 0 | 630016 | 135101 | 137495.5 | 909505 | 0 | 0 | 0 | 0 | 0 | 0 | 0 | 0
[9 empty] | 2019-11-19 | 2020 | 19-20 | 0 | 0 | 0 | 0 | 0 | 0 | 0 | 0 | 630016 | 135101 | 137495.5 | 909505 | 0 | 0 | 0 | 0 | 0 | 0 | 0 | 0
[9 empty] | 2019-11-20 | 2020 | 19-20 | 0 | 0 | 0 | 0 | 0 | 0 | 0 | 0 | 630016 | 135101 | 137495.5 | 909505 | 0 | 0 | 0 | 0 | 0 | 0 | 0 | 0
[9 empty] | 2019-11-21 | 2020 | 19-20 | 0 | 0 | 0 | 0 | 0 | 0 | 0 | 0 | 630016 | 135101 | 137495.5 | 909505 | 0 | 0 | 0 | 0 | 0 | 0 | 0 | 0
[9 empty] | 2019-11-22 | 2020 | 19-20 | 0 | 0 | 0 | 0 | 0 | 0 | 0 | 0 | 630016 | 135101 | 137495.5 | 909505 | 0 | 0 | 0 | 0 | 0 | 0 | 0 | 0
[9 empty] | 2019-11-23 | 2020 | 19-20 | 0 | 0 | 0 | 0 | 0 | 0 | 0 | 0 | 630016 | 135101 | 137495.5 | 909505 | 0 | 0 | 0 | 0 | 0 | 0 | 0 | 0
[9 empty] | 2019-11-24 | 2020 | 19-20 | 0 | 0 | 0 | 0 | 0 | 0 | 0 | 0 | 630016 | 135101 | 137495.5 | 909505 | 0 | 0 | 0 | 0 | 0 | 0 | 0 | 0
[9 empty] | 2019-11-25 | 2020 | 19-20 | 0 | 0 | 0 | 0 | 0 | 0 | 0 | 0 | 630016 | 135101 | 137495.5 | 909505 | 0 | 0 | 0 | 0 | 0 | 0 | 0 | 0
[9 empty] | 2019-11-26 | 2020 | 19-20 | 0 | 0 | 0 | 0 | 0 | 0 | 0 | 0 | 630016 | 135101 | 137495.5 | 909505 | 0 | 0 | 0 | 0 | 0 | 0 | 0 | 0
[9 empty] | 2019-11-27 | 2020 | 19-20 | 0 | 0 | 0 | 0 | 0 | 0 | 0 | 0 | 630016 | 135101 | 137495.5 | 909505 | 0 | 0 | 0 | 0 | 0 | 0 | 0 | 0
[9 empty] | 2019-11-28 | 2020 | 19-20 | 0 | 0 | 0 | 0 | 0 | 0 | 0 | 0 | 630016 | 135101 | 137495.5 | 909505 | 0 | 0 | 0 | 0 | 0 | 0 | 0 | 0
[9 empty] | 2019-11-29 | 2020 | 19-20 | 0 | 0 | 0 | 0 | 0 | 0 | 0 | 0 | 630016 | 135101 | 137495.5 | 909505 | 0 | 0 | 0 | 0 | 0 | 0 | 0 | 0
[9 empty] | 2019-11-30 | 2020 | 19-20 | 0 | 0 | 0 | 0 | 0 | 0 | 0 | 0 | 630016 | 135101 | 137495.5 | 909505 | 0 | 0 | 0 | 0 | 0 | 0 | 0 | 0
[9 empty] | 2019-12-01 | 2020 | 19-20 | 0 | 0 | 0 | 0 | 0 | 0 | 0 | 0 | 630016 | 135101 | 137495.5 | 909505 | 0 | 0 | 0 | 0 | 0 | 0 | 0 | 0
[9 empty] | 2019-12-02 | 2020 | 19-20 | 0 | 0 | 0 | 0 | 0 | 0 | 0 | 0 | 630016 | 135101 | 137495.5 | 909505 | 0 | 0 | 0 | 0 | 0 | 0 | 0 | 0
[9 empty] | 2019-12-03 | 2020 | 19-20 | 0 | 0 | 0 | 0 | 0 | 0 | 0 | 0 | 630016 | 135101 | 137495.5 | 909505 | 0 | 0 | 0 | 0 | 0 | 0 | 0 | 0
[9 empty] | 2019-12-04 | 2020 | 19-20 | 0 | 0 | 0 | 0 | 0 | 0 | 0 | 0 | 630016 | 135101 | 137495.5 | 909505 | 0 | 0 | 0 | 0 | 0 | 0 | 0 | 0
[9 empty] | 2019-12-05 | 2020 | 19-20 | 0 | 0 | 0 | 0 | 0 | 0 | 0 | 0 | 630016 | 135101 | 137495.5 | 909505 | 0 | 0 | 0 | 0 | 0 | 0 | 0 | 0
[9 empty] | 2019-12-06 | 2020 | 19-20 | 0 | 0 | 0 | 0 | 0 | 0 | 0 | 0 | 630016 | 135101 | 137495.5 | 909505 | 0 | 0 | 0 | 0 | 0 | 0 | 0 | 0
[9 empty] | 2019-12-07 | 2020 | 19-20 | 0 | 0 | 0 | 0 | 0 | 0 | 0 | 0 | 630016 | 135101 | 137495.5 | 909505 | 0 | 0 | 0 | 0 | 0 | 0 | 0 | 0
[9 empty] | 2019-12-08 | 2020 | 19-20 | 0 | 0 | 0 | 0 | 0 | 0 | 0 | 0 | 630016 | 135101 | 137495.5 | 909505 | 0 | 0 | 0 | 0 | 0 | 0 | 0 | 0
[9 empty] | 2019-12-09 | 2020 | 19-20 | 0 | 0 | 0 | 0 | 0 | 0 | 0 | 0 | 630016 | 135101 | 137495.5 | 909505 | 0 | 0 | 0 | 0 | 0 | 0 | 0 | 0
[9 empty] | 2019-12-10 | 2020 | 19-20 | 0 | 0 | 0 | 0 | 0 | 0 | 0 | 0 | 630016 | 135101 | 137495.5 | 909505 | 0 | 0 | 0 | 0 | 0 | 0 | 0 | 0
[9 empty] | 2019-12-11 | 2020 | 19-20 | 0 | 0 | 0 | 0 | 0 | 0 | 0 | 0 | 630016 | 135101 | 137495.5 | 909505 | 0 | 0 | 0 | 0 | 0 | 0 | 0 | 0
[9 empty] | 2019-12-12 | 2020 | 19-20 | 0 | 0 | 0 | 0 | 0 | 0 | 0 | 0 | 630016 | 135101 | 137495.5 | 909505 | 0 | 0 | 0 | 0 | 0 | 0 | 0 | 0
[9 empty] | 2019-12-13 | 2020 | 19-20 | 0 | 0 | 0 | 0 | 0 | 0 | 0 | 0 | 630016 | 135101 | 137495.5 | 909505 | 0 | 0 | 0 | 0 | 0 | 0 | 0 | 0
[9 empty] | 2019-12-14 | 2020 | 19-20 | 0 | 0 | 0 | 0 | 0 | 0 | 0 | 0 | 630016 | 135101 | 137495.5 | 909505 | 0 | 0 | 0 | 0 | 0 | 0 | 0 | 0
[9 empty] | 2019-12-15 | 2020 | 19-20 | 0 | 0 | 0 | 0 | 0 | 0 | 0 | 0 | 630016 | 135101 | 137495.5 | 909505 | 0 | 0 | 0 | 0 | 0 | 0 | 0 | 0
[9 empty] | 2019-12-16 | 2020 | 19-20 | 0 | 0 | 0 | 0 | 0 | 0 | 0 | 0 | 630016 | 135101 | 137495.5 | 909505 | 0 | 0 | 0 | 0 | 0 | 0 | 0 | 0
[9 empty] | 2019-12-17 | 2020 | 19-20 | 0 | 0 | 0 | 0 | 0 | 0 | 0 | 0 | 630016 | 135101 | 137495.5 | 909505 | 0 | 0 | 0 | 0 | 0 | 0 | 0 | 0
[9 empty] | 2019-12-18 | 2020 | 19-20 | 0 | 0 | 0 | 0 | 0 | 0 | 0 | 0 | 630016 | 135101 | 137495.5 | 909505 | 0 | 0 | 0 | 0 | 0 | 0 | 0 | 0
[9 empty] | 2019-12-19 | 2020 | 19-20 | 0 | 0 | 0 | 0 | 0 | 0 | 0 | 0 | 630016 | 135101 | 137495.5 | 909505 | 0 | 0 | 0 | 0 | 0 | 0 | 0 | 0
[9 empty] | 2019-12-20 | 2020 |  | 0 | 0 | 0 | 0 | 0 | 0 | 0 | 0 | 630016 | 135101 | 137495.5 | 909505 | 0 | 0 | 0 | 0 | 0 | 0 | 0 | 0
[9 empty] | 2019-12-21 | 2020 | 19-20 | 0 | 0 | 0 | 0 | 0 | 0 | 0 | 0 | 630016 | 135101 | 137495.5 | 909505 | 0 | 0 | 0 | 0 | 0 | 0 | 0 | 0
[9 empty] | 2019-12-22 | 2020 | 19-20 | 0 | 0 | 0 | 0 | 0 | 0 | 0 | 0 | 630016 | 135101 | 137495.5 | 909505 | 0 | 0 | 0 | 0 | 0 | 0 | 0 | 0
[9 empty] | 2019-12-23 | 2020 | 19-20 | 0 | 0 | 0 | 0 | 0 | 0 | 0 | 0 | 630016 | 135101 | 137495.5 | 909505 | 0 | 0 | 0 | 0 | 0 | 0 | 0 | 0
[9 empty] | 2019-12-24 | 2020 | 19-20 | 0 | 0 | 0 | 0 | 0 | 0 | 0 | 0 | 630016 | 135101 | 137495.5 | 909505 | 0 | 0 | 0 | 0 | 0 | 0 | 0 | 0
[9 empty] | 2019-12-25 | 2020 | 19-20 | 0 | 0 | 0 | 0 | 0 | 0 | 0 | 0 | 630016 | 135101 | 137495.5 | 909505 | 0 | 0 | 0 | 0 | 0 | 0 | 0 | 0
[9 empty] | 2019-12-26 | 2020 | 19-20 | 0 | 0 | 0 | 0 | 0 | 0 | 0 | 0 | 630016 | 135101 | 137495.5 | 909505 | 0 | 0 | 0 | 0 | 0 | 0 | 0 | 0
[9 empty] | 2019-12-27 | 2020 | 19-20 | 0 | 0 | 0 | 0 | 0 | 0 | 0 | 0 | 630016 | 135101 | 137495.5 | 909505 | 0 | 0 | 0 | 0 | 0 | 0 | 0 | 0
[9 empty] | 2019-12-28 | 2020 | 19-20 | 0 | 0 | 0 | 0 | 0 | 0 | 0 | 0 | 630016 | 135101 | 137495.5 | 909505 | 0 | 0 | 0 | 0 | 0 | 0 | 0 | 0
[9 empty] | 2019-12-29 | 2020 | 19-20 | 0 | 0 | 0 | 0 | 0 | 0 | 0 | 0 | 630016 | 135101 | 137495.5 | 909505 | 0 | 0 | 0 | 0 | 0 | 0 | 0 | 0
[9 empty] | 2019-12-30 | 2020 | 19-20 | 0 | 0 | 2268 | 2268 | 0 | 0 | 21 | 21 | 630016 | 135101 | 137495.5 | 909505 | 0 | 0 | 0.016495 | 0.0024937 | 0 | 0 | 0.00015273 | 2.3089e-05
[9 empty] | 2019-12-31 | 2020 | 19-20 | 0 | 0 | 0 | 0 | 0 | 0 | 0 | 0 | 630016 | 135101 | 137495.5 | 909505 | 0 | 0 | 0 | 0 | 0 | 0 | 0 | 0
[9 empty] | 2020-01-01 | 2020 | 19-20 | 0 | 0 | 0 | 0 | 0 | 0 | 0 | 0 | 630016 | 135101 | 137495.5 | 909505 | 0 | 0 | 0 | 0 | 0 | 0 | 0 | 0
[9 empty] | 2020-01-02 | 2020 | 19-20 | 0 | 0 | 0 | 0 | 0 | 0 | 0 | 0 | 630016 | 135101 | 137495.5 | 909505 | 0 | 0 | 0 | 0 | 0 | 0 | 0 | 0
[9 empty] | 2020-01-03 | 2020 |  | 0 | 0 | 0 | 0 | 0 | 0 | 0 | 0 | 630016 | 135101 | 137495.5 | 909505 | 0 | 0 | 0 | 0 | 0 | 0 | 0 | 0
[9 empty] | 2020-01-04 | 2020 | 19-20 | 0 | 0 | 0 | 0 | 0 | 0 | 0 | 0 | 630016 | 135101 | 137495.5 | 909505 | 0 | 0 | 0 | 0 | 0 | 0 | 0 | 0
[9 empty] | 2020-01-05 | 2020 | 19-20 | 0 | 0 | 0 | 0 | 0 | 0 | 0 | 0 | 630016 | 135101 | 137495.5 | 909505 | 0 | 0 | 0 | 0 | 0 | 0 | 0 | 0
[9 empty] | 2020-01-06 | 2020 | 19-20 | 0 | 0 | 0 | 0 | 0 | 0 | 0 | 0 | 630016 | 135101 | 137495.5 | 909505 | 0 | 0 | 0 | 0 | 0 | 0 | 0 | 0
[9 empty] | 2020-01-07 | 2020 | 19-20 | 0 | 0 | 1905.0675 | 1905.0675 | 0 | 0 | 15.6667 | 15.6667 | 630016 | 135101 | 137495.5 | 909505 | 0 | 0 | 0.013855 | 0.0020946 | 0 | 0 | 0.00011394 | 1.7225e-05
[9 empty] | 2020-01-08 | 2020 | 19-20 | 0 | 0 | 0 | 0 | 0 | 0 | 0 | 0 | 630016 | 135101 | 137495.5 | 909505 | 0 | 0 | 0 | 0 | 0 | 0 | 0 | 0
[9 empty] | 2020-01-09 | 2020 | 19-20 | 0 | 0 | 0 | 0 | 0 | 0 | 0 | 0 | 630016 | 135101 | 137495.5 | 909505 | 0 | 0 | 0 | 0 | 0 | 0 | 0 | 0
[9 empty] | 2020-01-10 | 2020 | 19-20 | 0 | 0 | 0 | 0 | 0 | 0 | 0 | 0 | 630016 | 135101 | 137495.5 | 909505 | 0 | 0 | 0 | 0 | 0 | 0 | 0 | 0
[9 empty] | 2020-01-11 | 2020 | 19-20 | 0 | 0 | 0 | 0 | 0 | 0 | 0 | 0 | 630016 | 135101 | 137495.5 | 909505 | 0 | 0 | 0 | 0 | 0 | 0 | 0 | 0
[9 empty] | 2020-01-12 | 2020 | 19-20 | 0 | 0 | 0 | 0 | 0 | 0 | 0 | 0 | 630016 | 135101 | 137495.5 | 909505 | 0 | 0 | 0 | 0 | 0 | 0 | 0 | 0
[9 empty] | 2020-01-13 | 2020 | 19-20 | 0 | 0 | 0 | 0 | 0 | 0 | 0 | 0 | 630016 | 135101 | 137495.5 | 909505 | 0 | 0 | 0 | 0 | 0 | 0 | 0 | 0
[9 empty] | 2020-01-14 | 2020 | 19-20 | 0 | 0 | 0 | 0 | 0 | 0 | 0 | 0 | 630016 | 135101 | 137495.5 | 909505 | 0 | 0 | 0 | 0 | 0 | 0 | 0 | 0
[9 empty] | 2020-01-15 | 2020 | 19-20 | 0 | 0 | 0 | 0 | 0 | 0 | 0 | 0 | 630016 | 135101 | 137495.5 | 909505 | 0 | 0 | 0 | 0 | 0 | 0 | 0 | 0
[9 empty] | 2020-01-16 | 2020 | 19-20 | 0 | 0 | 0 | 0 | 0 | 0 | 0 | 0 | 630016 | 135101 | 137495.5 | 909505 | 0 | 0 | 0 | 0 | 0 | 0 | 0 | 0
[9 empty] | 2020-01-17 | 2020 | 19-20 | 0 | 0 | 0 | 0 | 0 | 0 | 0 | 0 | 630016 | 135101 | 137495.5 | 909505 | 0 | 0 | 0 | 0 | 0 | 0 | 0 | 0
[9 empty] | 2020-01-18 | 2020 | 19-20 | 0 | 0 | 0 | 0 | 0 | 0 | 0 | 0 | 630016 | 135101 | 137495.5 | 909505 | 0 | 0 | 0 | 0 | 0 | 0 | 0 | 0
[9 empty] | 2020-01-19 | 2020 | 19-20 | 0 | 0 | 0 | 0 | 0 | 0 | 0 | 0 | 630016 | 135101 | 137495.5 | 909505 | 0 | 0 | 0 | 0 | 0 | 0 | 0 | 0
[9 empty] | 2020-01-20 | 2020 | 19-20 | 0 | 0 | 0 | 0 | 0 | 0 | 0 | 0 | 630016 | 135101 | 137495.5 | 909505 | 0 | 0 | 0 | 0 | 0 | 0 | 0 | 0
[9 empty] | 2020-01-21 | 2020 | 19-20 | 0 | 0 | 0 | 0 | 0 | 0 | 0 | 0 | 630016 | 135101 | 137495.5 | 909505 | 0 | 0 | 0 | 0 | 0 | 0 | 0 | 0
[9 empty] | 2020-01-22 | 2020 | 19-20 | 0 | 0 | 0 | 0 | 0 | 0 | 0 | 0 | 630016 | 135101 | 137495.5 | 909505 | 0 | 0 | 0 | 0 | 0 | 0 | 0 | 0
[9 empty] | 2020-01-23 | 2020 | 19-20 | 0 | 0 | 0 | 0 | 0 | 0 | 0 | 0 | 630016 | 135101 | 137495.5 | 909505 | 0 | 0 | 0 | 0 | 0 | 0 | 0 | 0
[9 empty] | 2020-01-24 | 2020 | 19-20 | 0 | 0 | 85576 | 85576 | 0 | 0 | 299 | 299 | 630016 | 135101 | 137495.5 | 909505 | 0 | 0 | 0.62239 | 0.094091 | 0 | 0 | 0.0021746 | 0.00032875
[9 empty] | 2020-01-25 | 2020 | 19-20 | 0 | 0 | 0 | 0 | 0 | 0 | 0 | 0 | 630016 | 135101 | 137495.5 | 909505 | 0 | 0 | 0 | 0 | 0 | 0 | 0 | 0
[9 empty] | 2020-01-26 | 2020 | 19-20 | 0 | 0 | 0 | 0 | 0 | 0 | 0 | 0 | 630016 | 135101 | 137495.5 | 909505 | 0 | 0 | 0 | 0 | 0 | 0 | 0 | 0
[9 empty] | 2020-01-27 | 2020 | 19-20 | 0 | 0 | 0 | 0 | 0 | 0 | 0 | 0 | 630016 | 135101 | 137495.5 | 909505 | 0 | 0 | 0 | 0 | 0 | 0 | 0 | 0
[9 empty] | 2020-01-28 | 2020 | 19-20 | 0 | 0 | 0 | 0 | 0 | 0 | 0 | 0 | 630016 | 135101 | 137495.5 | 909505 | 0 | 0 | 0 | 0 | 0 | 0 | 0 | 0
[9 empty] | 2020-01-29 | 2020 | 19-20 | 0 | 0 | 0 | 0 | 0 | 0 | 0 | 0 | 630016 | 135101 | 137495.5 | 909505 | 0 | 0 | 0 | 0 | 0 | 0 | 0 | 0
[9 empty] | 2020-01-30 | 2020 | 19-20 | 0 | 0 | 0 | 0 | 0 | 0 | 0 | 0 | 630016 | 135101 | 137495.5 | 909505 | 0 | 0 | 0 | 0 | 0 | 0 | 0 | 0
[9 empty] | 2020-01-31 | 2020 | 19-20 | 0 | 262.2 | 3402 | 3664.2 | 0 | 4 | 42 | 46 | 630016 | 135101 | 137495.5 | 909505 | 0 | 0.0019408 | 0.024743 | 0.0040288 | 0 | 2.9607e-05 | 0.00030546 | 5.0577e-05
[9 empty] | 2020-02-01 | 2020 | 19-20 | 0 | 0 | 0 | 0 | 0 | 0 | 0 | 0 | 630016 | 135101 | 137495.5 | 909505 | 0 | 0 | 0 | 0 | 0 | 0 | 0 | 0
[9 empty] | 2020-02-02 | 2020 | 19-20 | 0 | 0 | 0 | 0 | 0 | 0 | 0 | 0 | 630016 | 135101 | 137495.5 | 909505 | 0 | 0 | 0 | 0 | 0 | 0 | 0 | 0
[9 empty] | 2020-02-03 | 2020 | 19-20 | 0 | 0 | 0 | 0 | 0 | 0 | 0 | 0 | 630016 | 135101 | 137495.5 | 909505 | 0 | 0 | 0 | 0 | 0 | 0 | 0 | 0
[9 empty] | 2020-02-04 | 2020 | 19-20 | 0 | 0 | 0 | 0 | 0 | 0 | 0 | 0 | 630016 | 135101 | 137495.5 | 909505 | 0 | 0 | 0 | 0 | 0 | 0 | 0 | 0
[9 empty] | 2020-02-05 | 2020 | 19-20 | 0 | 0 | 0 | 0 | 0 | 0 | 0 | 0 | 630016 | 135101 | 137495.5 | 909505 | 0 | 0 | 0 | 0 | 0 | 0 | 0 | 0
[9 empty] | 2020-02-06 | 2020 | 19-20 | 0 | 0 | 0 | 0 | 0 | 0 | 0 | 0 | 630016 | 135101 | 137495.5 | 909505 | 0 | 0 | 0 | 0 | 0 | 0 | 0 | 0
[9 empty] | 2020-02-07 | 2020 | 19-20 | 0 | 0 | 0 | 0 | 0 | 0 | 0 | 0 | 630016 | 135101 | 137495.5 | 909505 | 0 | 0 | 0 | 0 | 0 | 0 | 0 | 0
[9 empty] | 2020-02-08 | 2020 | 19-20 | 0 | 0 | 0 | 0 | 0 | 0 | 0 | 0 | 630016 | 135101 | 137495.5 | 909505 | 0 | 0 | 0 | 0 | 0 | 0 | 0 | 0
[9 empty] | 2020-02-09 | 2020 | 19-20 | 0 | 0 | 0 | 0 | 0 | 0 | 0 | 0 | 630016 | 135101 | 137495.5 | 909505 | 0 | 0 | 0 | 0 | 0 | 0 | 0 | 0
[9 empty] | 2020-02-10 | 2020 | 19-20 | 0 | 0 | 0 | 0 | 0 | 0 | 0 | 0 | 630016 | 135101 | 137495.5 | 909505 | 0 | 0 | 0 | 0 | 0 | 0 | 0 | 0
[9 empty] | 2020-02-11 | 2020 | 19-20 | 0 | 0 | 0 | 0 | 0 | 0 | 0 | 0 | 630016 | 135101 | 137495.5 | 909505 | 0 | 0 | 0 | 0 | 0 | 0 | 0 | 0
[9 empty] | 2020-02-12 | 2020 | 19-20 | 0 | 0 | 0 | 0 | 0 | 0 | 0 | 0 | 630016 | 135101 | 137495.5 | 909505 | 0 | 0 | 0 | 0 | 0 | 0 | 0 | 0
[9 empty] | 2020-02-13 | 2020 | 19-20 | 0 | 0 | 0 | 0 | 0 | 0 | 0 | 0 | 630016 | 135101 | 137495.5 | 909505 | 0 | 0 | 0 | 0 | 0 | 0 | 0 | 0
[9 empty] | 2020-02-14 | 2020 | 19-20 | 0 | 0 | 0 | 0 | 0 | 0 | 0 | 0 | 630016 | 135101 | 137495.5 | 909505 | 0 | 0 | 0 | 0 | 0 | 0 | 0 | 0
[9 empty] | 2020-02-15 | 2020 | 19-20 | 0 | 0 | 0 | 0 | 0 | 0 | 0 | 0 | 630016 | 135101 | 137495.5 | 909505 | 0 | 0 | 0 | 0 | 0 | 0 | 0 | 0
[9 empty] | 2020-02-16 | 2020 | 19-20 | 0 | 0 | 0 | 0 | 0 | 0 | 0 | 0 | 630016 | 135101 | 137495.5 | 909505 | 0 | 0 | 0 | 0 | 0 | 0 | 0 | 0
[9 empty] | 2020-02-17 | 2020 | 19-20 | 0 | 0 | 0 | 0 | 0 | 0 | 0 | 0 | 630016 | 135101 | 137495.5 | 909505 | 0 | 0 | 0 | 0 | 0 | 0 | 0 | 0
[9 empty] | 2020-02-18 | 2020 | 19-20 | 0 | 0 | 0 | 0 | 0 | 0 | 0 | 0 | 630016 | 135101 | 137495.5 | 909505 | 0 | 0 | 0 | 0 | 0 | 0 | 0 | 0
[9 empty] | 2020-02-19 | 2020 | 19-20 | 0 | 0 | 0 | 0 | 0 | 0 | 0 | 0 | 630016 | 135101 | 137495.5 | 909505 | 0 | 0 | 0 | 0 | 0 | 0 | 0 | 0
[9 empty] | 2020-02-20 | 2020 | 19-20 | 0 | 0 | 0 | 0 | 0 | 0 | 0 | 0 | 630016 | 135101 | 137495.5 | 909505 | 0 | 0 | 0 | 0 | 0 | 0 | 0 | 0
[9 empty] | 2020-02-21 | 2020 | 19-20 | 0 | 0 | 0 | 0 | 0 | 0 | 0 | 0 | 630016 | 135101 | 137495.5 | 909505 | 0 | 0 | 0 | 0 | 0 | 0 | 0 | 0
[9 empty] | 2020-02-22 | 2020 | 19-20 | 0 | 0 | 0 | 0 | 0 | 0 | 0 | 0 | 630016 | 135101 | 137495.5 | 909505 | 0 | 0 | 0 | 0 | 0 | 0 | 0 | 0
[9 empty] | 2020-02-23 | 2020 | 19-20 | 0 | 0 | 0 | 0 | 0 | 0 | 0 | 0 | 630016 | 135101 | 137495.5 | 909505 | 0 | 0 | 0 | 0 | 0 | 0 | 0 | 0
[9 empty] | 2020-02-24 | 2020 | 19-20 | 0 | 0 | 0 | 0 | 0 | 0 | 0 | 0 | 630016 | 135101 | 137495.5 | 909505 | 0 | 0 | 0 | 0 | 0 | 0 | 0 | 0
[9 empty] | 2020-02-25 | 2020 | 19-20 | 0 | 0 | 0 | 0 | 0 | 0 | 0 | 0 | 630016 | 135101 | 137495.5 | 909505 | 0 | 0 | 0 | 0 | 0 | 0 | 0 | 0
[9 empty] | 2020-02-26 | 2020 | 19-20 | 0 | 0 | 0 | 0 | 0 | 0 | 0 | 0 | 630016 | 135101 | 137495.5 | 909505 | 0 | 0 | 0 | 0 | 0 | 0 | 0 | 0
[9 empty] | 2020-02-27 | 2020 | 19-20 | 0 | 0 | 0 | 0 | 0 | 0 | 0 | 0 | 630016 | 135101 | 137495.5 | 909505 | 0 | 0 | 0 | 0 | 0 | 0 | 0 | 0
[9 empty] | 2020-02-28 | 2020 | 19-20 | 0 | 0 | 0 | 0 | 0 | 0 | 0 | 0 | 630016 | 135101 | 137495.5 | 909505 | 0 | 0 | 0 | 0 | 0 | 0 | 0 | 0
[9 empty] | 2020-02-29 | 2020 | 19-20 | 0 | 0 | 0 | 0 | 0 | 0 | 0 | 0 | 630016 | 135101 | 137495.5 | 909505 | 0 | 0 | 0 | 0 | 0 | 0 | 0 | 0
[9 empty] | 2020-03-01 | 2020 | 19-20 | 0 | 0 | 0 | 0 | 0 | 0 | 0 | 0 | 630016 | 135101 | 137495.5 | 909505 | 0 | 0 | 0 | 0 | 0 | 0 | 0 | 0
[9 empty] | 2020-03-02 | 2020 | 19-20 | 0 | 0 | 0 | 0 | 0 | 0 | 0 | 0 | 630016 | 135101 | 137495.5 | 909505 | 0 | 0 | 0 | 0 | 0 | 0 | 0 | 0
[9 empty] | 2020-03-03 | 2020 | 19-20 | 0 | 0 | 0 | 0 | 0 | 0 | 0 | 0 | 630016 | 135101 | 137495.5 | 909505 | 0 | 0 | 0 | 0 | 0 | 0 | 0 | 0
[9 empty] | 2020-03-04 | 2020 | 19-20 | 0 | 0 | 0 | 0 | 0 | 0 | 0 | 0 | 630016 | 135101 | 137495.5 | 909505 | 0 | 0 | 0 | 0 | 0 | 0 | 0 | 0
[9 empty] | 2020-03-05 | 2020 | 19-20 | 0 | 0 | 0 | 0 | 0 | 0 | 0 | 0 | 630016 | 135101 | 137495.5 | 909505 | 0 | 0 | 0 | 0 | 0 | 0 | 0 | 0
[9 empty] | 2020-03-06 | 2020 | 19-20 | 0 | 0 | 0 | 0 | 0 | 0 | 0 | 0 | 630016 | 135101 | 137495.5 | 909505 | 0 | 0 | 0 | 0 | 0 | 0 | 0 | 0
[9 empty] | 2020-03-07 | 2020 | 19-20 | 0 | 0 | 0 | 0 | 0 | 0 | 0 | 0 | 630016 | 135101 | 137495.5 | 909505 | 0 | 0 | 0 | 0 | 0 | 0 | 0 | 0
[9 empty] | 2020-03-08 | 2020 | 19-20 | 0 | 0 | 0 | 0 | 0 | 0 | 0 | 0 | 630016 | 135101 | 137495.5 | 909505 | 0 | 0 | 0 | 0 | 0 | 0 | 0 | 0
[9 empty] | 2020-03-09 | 2020 | 19-20 | 0 | 0 | 0 | 0 | 0 | 0 | 0 | 0 | 630016 | 135101 | 137495.5 | 909505 | 0 | 0 | 0 | 0 | 0 | 0 | 0 | 0
[9 empty] | 2020-03-10 | 2020 | 19-20 | 0 | 0 | 0 | 0 | 0 | 0 | 0 | 0 | 630016 | 135101 | 137495.5 | 909505 | 0 | 0 | 0 | 0 | 0 | 0 | 0 | 0
[9 empty] | 2020-03-11 | 2020 | 19-20 | 0 | 0 | 0 | 0 | 0 | 0 | 0 | 0 | 630016 | 135101 | 137495.5 | 909505 | 0 | 0 | 0 | 0 | 0 | 0 | 0 | 0
[9 empty] | 2020-03-12 | 2020 | 19-20 | 0 | 0 | 0 | 0 | 0 | 0 | 0 | 0 | 630016 | 135101 | 137495.5 | 909505 | 0 | 0 | 0 | 0 | 0 | 0 | 0 | 0
[9 empty] | 2020-03-13 | 2020 | 19-20 | 0 | 0 | 0 | 0 | 0 | 0 | 0 | 0 | 630016 | 135101 | 137495.5 | 909505 | 0 | 0 | 0 | 0 | 0 | 0 | 0 | 0
[9 empty] | 2020-03-14 | 2020 | 19-20 | 0 | 0 | 0 | 0 | 0 | 0 | 0 | 0 | 630016 | 135101 | 137495.5 | 909505 | 0 | 0 | 0 | 0 | 0 | 0 | 0 | 0
[9 empty] | 2020-03-15 | 2020 | 19-20 | 0 | 0 | 0 | 0 | 0 | 0 | 0 | 0 | 630016 | 135101 | 137495.5 | 909505 | 0 | 0 | 0 | 0 | 0 | 0 | 0 | 0
[9 empty] | 2020-03-16 | 2020 | 19-20 | 0 | 0 | 0 | 0 | 0 | 0 | 0 | 0 | 630016 | 135101 | 137495.5 | 909505 | 0 | 0 | 0 | 0 | 0 | 0 | 0 | 0
[9 empty] | 2020-03-17 | 2020 | 19-20 | 0 | 0 | 0 | 0 | 0 | 0 | 0 | 0 | 630016 | 135101 | 137495.5 | 909505 | 0 | 0 | 0 | 0 | 0 | 0 | 0 | 0
[9 empty] | 2020-03-18 | 2020 | 19-20 | 0 | 0 | 0 | 0 | 0 | 0 | 0 | 0 | 630016 | 135101 | 137495.5 | 909505 | 0 | 0 | 0 | 0 | 0 | 0 | 0 | 0
[9 empty] | 2020-03-19 | 2020 | 19-20 | 0 | 0 | 0 | 0 | 0 | 0 | 0 | 0 | 630016 | 135101 | 137495.5 | 909505 | 0 | 0 | 0 | 0 | 0 | 0 | 0 | 0
[9 empty] | 2020-03-20 | 2020 | 19-20 | 0 | 0 | 0 | 0 | 0 | 0 | 0 | 0 | 630016 | 135101 | 137495.5 | 909505 | 0 | 0 | 0 | 0 | 0 | 0 | 0 | 0
[9 empty] | 2020-03-21 | 2020 | 19-20 | 0 | 0 | 0 | 0 | 0 | 0 | 0 | 0 | 630016 | 135101 | 137495.5 | 909505 | 0 | 0 | 0 | 0 | 0 | 0 | 0 | 0
[9 empty] | 2020-03-22 | 2020 | 19-20 | 0 | 0 | 0 | 0 | 0 | 0 | 0 | 0 | 630016 | 135101 | 137495.5 | 909505 | 0 | 0 | 0 | 0 | 0 | 0 | 0 | 0
[9 empty] | 2020-03-23 | 2020 | 19-20 | 0 | 0 | 0 | 0 | 0 | 0 | 0 | 0 | 630016 | 135101 | 137495.5 | 909505 | 0 | 0 | 0 | 0 | 0 | 0 | 0 | 0
[9 empty] | 2020-03-24 | 2020 | 19-20 | 0 | 0 | 0 | 0 | 0 | 0 | 0 | 0 | 630016 | 135101 | 137495.5 | 909505 | 0 | 0 | 0 | 0 | 0 | 0 | 0 | 0
[9 empty] | 2020-03-25 | 2020 | 19-20 | 0 | 0 | 0 | 0 | 0 | 0 | 0 | 0 | 630016 | 135101 | 137495.5 | 909505 | 0 | 0 | 0 | 0 | 0 | 0 | 0 | 0
[9 empty] | 2020-03-26 | 2020 | 19-20 | 0 | 0 | 0 | 0 | 0 | 0 | 0 | 0 | 630016 | 135101 | 137495.5 | 909505 | 0 | 0 | 0 | 0 | 0 | 0 | 0 | 0
[9 empty] | 2020-03-27 | 2020 | 19-20 | 0 | 0 | 0 | 0 | 0 | 0 | 0 | 0 | 630016 | 135101 | 137495.5 | 909505 | 0 | 0 | 0 | 0 | 0 | 0 | 0 | 0
[9 empty] | 2020-03-28 | 2020 | 19-20 | 0 | 0 | 0 | 0 | 0 | 0 | 0 | 0 | 630016 | 135101 | 137495.5 | 909505 | 0 | 0 | 0 | 0 | 0 | 0 | 0 | 0
[9 empty] | 2020-03-29 | 2020 | 19-20 | 0 | 0 | 0 | 0 | 0 | 0 | 0 | 0 | 630016 | 135101 | 137495.5 | 909505 | 0 | 0 | 0 | 0 | 0 | 0 | 0 | 0
[9 empty] | 2020-03-30 | 2020 | 19-20 | 0 | 0 | 0 | 0 | 0 | 0 | 0 | 0 | 630016 | 135101 | 137495.5 | 909505 | 0 | 0 | 0 | 0 | 0 | 0 | 0 | 0
[9 empty] | 2020-03-31 | 2020 | 19-20 | 0 | 0 | 0 | 0 | 0 | 0 | 0 | 0 | 630016 | 135101 | 137495.5 | 909505 | 0 | 0 | 0 | 0 | 0 | 0 | 0 | 0
[9 empty] | 2020-04-01 | 2020 | 19-20 | 0 | 0 | 32825.8232 | 32825.8232 | 0 | 0 | 97 | 97 | 630016 | 135101 | 137495.5 | 909505 | 0 | 0 | 0.23874 | 0.036092 | 0 | 0 | 0.00070548 | 0.00010665
[9 empty] | 2020-04-02 | 2020 | 19-20 | 0 | 0 | 0 | 0 | 0 | 0 | 0 | 0 | 630016 | 135101 | 137495.5 | 909505 | 0 | 0 | 0 | 0 | 0 | 0 | 0 | 0
[9 empty] | 2020-04-03 | 2020 | 19-20 | 0 | 0 | 0 | 0 | 0 | 0 | 0 | 0 | 630016 | 135101 | 137495.5 | 909505 | 0 | 0 | 0 | 0 | 0 | 0 | 0 | 0
[9 empty] | 2020-04-04 | 2020 | 19-20 | 0 | 0 | 0 | 0 | 0 | 0 | 0 | 0 | 630016 | 135101 | 137495.5 | 909505 | 0 | 0 | 0 | 0 | 0 | 0 | 0 | 0
[9 empty] | 2020-04-05 | 2020 | 19-20 | 0 | 0 | 0 | 0 | 0 | 0 | 0 | 0 | 630016 | 135101 | 137495.5 | 909505 | 0 | 0 | 0 | 0 | 0 | 0 | 0 | 0
[9 empty] | 2020-04-06 | 2020 | 19-20 | 0 | 0 | 0 | 0 | 0 | 0 | 0 | 0 | 630016 | 135101 | 137495.5 | 909505 | 0 | 0 | 0 | 0 | 0 | 0 | 0 | 0
[9 empty] | 2020-04-07 | 2020 | 19-20 | 0 | 0 | 0 | 0 | 0 | 0 | 0 | 0 | 630016 | 135101 | 137495.5 | 909505 | 0 | 0 | 0 | 0 | 0 | 0 | 0 | 0
[9 empty] | 2020-04-08 | 2020 | 19-20 | 0 | 0 | 0 | 0 | 0 | 0 | 0 | 0 | 630016 | 135101 | 137495.5 | 909505 | 0 | 0 | 0 | 0 | 0 | 0 | 0 | 0
[9 empty] | 2020-04-09 | 2020 | 19-20 | 0 | 0 | 0 | 0 | 0 | 0 | 0 | 0 | 630016 | 135101 | 137495.5 | 909505 | 0 | 0 | 0 | 0 | 0 | 0 | 0 | 0
[9 empty] | 2020-04-10 | 2020 | 19-20 | 0 | 0 | 0 | 0 | 0 | 0 | 0 | 0 | 630016 | 135101 | 137495.5 | 909505 | 0 | 0 | 0 | 0 | 0 | 0 | 0 | 0
[9 empty] | 2020-04-11 | 2020 | 19-20 | 0 | 0 | 0 | 0 | 0 | 0 | 0 | 0 | 630016 | 135101 | 137495.5 | 909505 | 0 | 0 | 0 | 0 | 0 | 0 | 0 | 0
[9 empty] | 2020-04-12 | 2020 | 19-20 | 0 | 0 | 0 | 0 | 0 | 0 | 0 | 0 | 630016 | 135101 | 137495.5 | 909505 | 0 | 0 | 0 | 0 | 0 | 0 | 0 | 0
[9 empty] | 2020-04-13 | 2020 | 19-20 | 0 | 0 | 0 | 0 | 0 | 0 | 0 | 0 | 630016 | 135101 | 137495.5 | 909505 | 0 | 0 | 0 | 0 | 0 | 0 | 0 | 0
[9 empty] | 2020-04-14 | 2020 | 19-20 | 0 | 0 | 0 | 0 | 0 | 0 | 0 | 0 | 630016 | 135101 | 137495.5 | 909505 | 0 | 0 | 0 | 0 | 0 | 0 | 0 | 0
[9 empty] | 2020-04-15 | 2020 | 19-20 | 0 | 0 | 0 | 0 | 0 | 0 | 0 | 0 | 630016 | 135101 | 137495.5 | 909505 | 0 | 0 | 0 | 0 | 0 | 0 | 0 | 0
[9 empty] | 2020-04-16 | 2020 | 19-20 | 0 | 0 | 0 | 0 | 0 | 0 | 0 | 0 | 630016 | 135101 | 137495.5 | 909505 | 0 | 0 | 0 | 0 | 0 | 0 | 0 | 0
[9 empty] | 2020-04-17 | 2020 | 19-20 | 0 | 0 | 0 | 0 | 0 | 0 | 0 | 0 | 630016 | 135101 | 137495.5 | 909505 | 0 | 0 | 0 | 0 | 0 | 0 | 0 | 0
[9 empty] | 2020-04-18 | 2020 | 19-20 | 0 | 0 | 0 | 0 | 0 | 0 | 0 | 0 | 630016 | 135101 | 137495.5 | 909505 | 0 | 0 | 0 | 0 | 0 | 0 | 0 | 0
[9 empty] | 2020-04-19 | 2020 | 19-20 | 0 | 0 | 0 | 0 | 0 | 0 | 0 | 0 | 630016 | 135101 | 137495.5 | 909505 | 0 | 0 | 0 | 0 | 0 | 0 | 0 | 0
[9 empty] | 2020-04-20 | 2020 | 19-20 | 0 | 0 | 0 | 0 | 0 | 0 | 0 | 0 | 630016 | 135101 | 137495.5 | 909505 | 0 | 0 | 0 | 0 | 0 | 0 | 0 | 0
[9 empty] | 2020-04-21 | 2020 | 19-20 | 0 | 0 | 0 | 0 | 0 | 0 | 0 | 0 | 630016 | 135101 | 137495.5 | 909505 | 0 | 0 | 0 | 0 | 0 | 0 | 0 | 0
[9 empty] | 2020-04-22 | 2020 | 19-20 | 0 | 0 | 0 | 0 | 0 | 0 | 0 | 0 | 630016 | 135101 | 137495.5 | 909505 | 0 | 0 | 0 | 0 | 0 | 0 | 0 | 0
[9 empty] | 2020-04-23 | 2020 | 19-20 | 0 | 0 | 0 | 0 | 0 | 0 | 0 | 0 | 630016 | 135101 | 137495.5 | 909505 | 0 | 0 | 0 | 0 | 0 | 0 | 0 | 0
[9 empty] | 2020-04-24 | 2020 | 19-20 | 0 | 0 | 0 | 0 | 0 | 0 | 0 | 0 | 630016 | 135101 | 137495.5 | 909505 | 0 | 0 | 0 | 0 | 0 | 0 | 0 | 0
[9 empty] | 2020-04-25 | 2020 | 19-20 | 0 | 0 | 0 | 0 | 0 | 0 | 0 | 0 | 630016 | 135101 | 137495.5 | 909505 | 0 | 0 | 0 | 0 | 0 | 0 | 0 | 0
[9 empty] | 2020-04-26 | 2020 | 19-20 | 0 | 0 | 0 | 0 | 0 | 0 | 0 | 0 | 630016 | 135101 | 137495.5 | 909505 | 0 | 0 | 0 | 0 | 0 | 0 | 0 | 0
[9 empty] | 2020-04-27 | 2020 | 19-20 | 0 | 0 | 0 | 0 | 0 | 0 | 0 | 0 | 630016 | 135101 | 137495.5 | 909505 | 0 | 0 | 0 | 0 | 0 | 0 | 0 | 0
[9 empty] | 2020-04-28 | 2020 | 19-20 | 0 | 0 | 0 | 0 | 0 | 0 | 0 | 0 | 630016 | 135101 | 137495.5 | 909505 | 0 | 0 | 0 | 0 | 0 | 0 | 0 | 0
[9 empty] | 2020-04-29 | 2020 | 19-20 | 0 | 0 | 0 | 0 | 0 | 0 | 0 | 0 | 630016 | 135101 | 137495.5 | 909505 | 0 | 0 | 0 | 0 | 0 | 0 | 0 | 0
[9 empty] | 2020-04-30 | 2020 | 19-20 | 0 | 0 | 0 | 0 | 0 | 0 | 0 | 0 | 630016 | 135101 | 137495.5 | 909505 | 0 | 0 | 0 | 0 | 0 | 0 | 0 | 0
[9 empty] | 2020-05-01 | 2020 | 19-20 | 0 | 0 | 0 | 0 | 0 | 0 | 0 | 0 | 630016 | 135101 | 137495.5 | 909505 | 0 | 0 | 0 | 0 | 0 | 0 | 0 | 0
[9 empty] | 2020-05-02 | 2020 | 19-20 | 0 | 0 | 0 | 0 | 0 | 0 | 0 | 0 | 630016 | 135101 | 137495.5 | 909505 | 0 | 0 | 0 | 0 | 0 | 0 | 0 | 0
[9 empty] | 2020-05-03 | 2020 | 19-20 | 0 | 0 | 0 | 0 | 0 | 0 | 0 | 0 | 630016 | 135101 | 137495.5 | 909505 | 0 | 0 | 0 | 0 | 0 | 0 | 0 | 0
[9 empty] | 2020-05-04 | 2020 | 19-20 | 0 | 0 | 0 | 0 | 0 | 0 | 0 | 0 | 630016 | 135101 | 137495.5 | 909505 | 0 | 0 | 0 | 0 | 0 | 0 | 0 | 0
[9 empty] | 2020-05-05 | 2020 | 19-20 | 0 | 0 | 0 | 0 | 0 | 0 | 0 | 0 | 630016 | 135101 | 137495.5 | 909505 | 0 | 0 | 0 | 0 | 0 | 0 | 0 | 0
[9 empty] | 2020-05-06 | 2020 | 19-20 | 0 | 0 | 0 | 0 | 0 | 0 | 0 | 0 | 630016 | 135101 | 137495.5 | 909505 | 0 | 0 | 0 | 0 | 0 | 0 | 0 | 0
[9 empty] | 2020-05-07 | 2020 | 19-20 | 0 | 0 | 0 | 0 | 0 | 0 | 0 | 0 | 630016 | 135101 | 137495.5 | 909505 | 0 | 0 | 0 | 0 | 0 | 0 | 0 | 0
[9 empty] | 2020-05-08 | 2020 | 19-20 | 0 | 0 | 0 | 0 | 0 | 0 | 0 | 0 | 630016 | 135101 | 137495.5 | 909505 | 0 | 0 | 0 | 0 | 0 | 0 | 0 | 0
[9 empty] | 2020-05-09 | 2020 | 19-20 | 0 | 0 | 0 | 0 | 0 | 0 | 0 | 0 | 630016 | 135101 | 137495.5 | 909505 | 0 | 0 | 0 | 0 | 0 | 0 | 0 | 0
[9 empty] | 2020-05-10 | 2020 | 19-20 | 0 | 0 | 0 | 0 | 0 | 0 | 0 | 0 | 630016 | 135101 | 137495.5 | 909505 | 0 | 0 | 0 | 0 | 0 | 0 | 0 | 0
[9 empty] | 2020-05-11 | 2020 | 19-20 | 0 | 0 | 0 | 0 | 0 | 0 | 0 | 0 | 630016 | 135101 | 137495.5 | 909505 | 0 | 0 | 0 | 0 | 0 | 0 | 0 | 0
[9 empty] | 2020-05-12 | 2020 | 19-20 | 0 | 0 | 0 | 0 | 0 | 0 | 0 | 0 | 630016 | 135101 | 137495.5 | 909505 | 0 | 0 | 0 | 0 | 0 | 0 | 0 | 0
[9 empty] | 2020-05-13 | 2020 | 19-20 | 0 | 0 | 0 | 0 | 0 | 0 | 0 | 0 | 630016 | 135101 | 137495.5 | 909505 | 0 | 0 | 0 | 0 | 0 | 0 | 0 | 0
[9 empty] | 2020-05-14 | 2020 | 19-20 | 0 | 0 | 0 | 0 | 0 | 0 | 0 | 0 | 630016 | 135101 | 137495.5 | 909505 | 0 | 0 | 0 | 0 | 0 | 0 | 0 | 0
[9 empty] | 2020-05-15 | 2020 | 19-20 | 0 | 0 | 0 | 0 | 0 | 0 | 0 | 0 | 630016 | 135101 | 137495.5 | 909505 | 0 | 0 | 0 | 0 | 0 | 0 | 0 | 0
[9 empty] | 2020-05-16 | 2020 | 19-20 | 0 | 0 | 0 | 0 | 0 | 0 | 0 | 0 | 630016 | 135101 | 137495.5 | 909505 | 0 | 0 | 0 | 0 | 0 | 0 | 0 | 0
[9 empty] | 2020-05-17 | 2020 | 19-20 | 0 | 0 | 0 | 0 | 0 | 0 | 0 | 0 | 630016 | 135101 | 137495.5 | 909505 | 0 | 0 | 0 | 0 | 0 | 0 | 0 | 0
[9 empty] | 2020-05-18 | 2020 | 19-20 | 0 | 0 | 0 | 0 | 0 | 0 | 0 | 0 | 630016 | 135101 | 137495.5 | 909505 | 0 | 0 | 0 | 0 | 0 | 0 | 0 | 0
[9 empty] | 2020-05-19 | 2020 | 19-20 | 0 | 0 | 0 | 0 | 0 | 0 | 0 | 0 | 630016 | 135101 | 137495.5 | 909505 | 0 | 0 | 0 | 0 | 0 | 0 | 0 | 0
[9 empty] | 2020-05-20 | 2020 | 19-20 | 0 | 0 | 0 | 0 | 0 | 0 | 0 | 0 | 630016 | 135101 | 137495.5 | 909505 | 0 | 0 | 0 | 0 | 0 | 0 | 0 | 0
[9 empty] | 2020-05-21 | 2020 | 19-20 | 0 | 0 | 0 | 0 | 0 | 0 | 0 | 0 | 630016 | 135101 | 137495.5 | 909505 | 0 | 0 | 0 | 0 | 0 | 0 | 0 | 0
[9 empty] | 2020-05-22 | 2020 | 19-20 | 0 | 0 | 0 | 0 | 0 | 0 | 0 | 0 | 630016 | 135101 | 137495.5 | 909505 | 0 | 0 | 0 | 0 | 0 | 0 | 0 | 0
[9 empty] | 2020-05-23 | 2020 | 19-20 | 0 | 0 | 0 | 0 | 0 | 0 | 0 | 0 | 630016 | 135101 | 137495.5 | 909505 | 0 | 0 | 0 | 0 | 0 | 0 | 0 | 0
[9 empty] | 2020-05-24 | 2020 | 19-20 | 0 | 0 | 0 | 0 | 0 | 0 | 0 | 0 | 630016 | 135101 | 137495.5 | 909505 | 0 | 0 | 0 | 0 | 0 | 0 | 0 | 0
[9 empty] | 2020-05-25 | 2020 | 19-20 | 0 | 0 | 0 | 0 | 0 | 0 | 0 | 0 | 630016 | 135101 | 137495.5 | 909505 | 0 | 0 | 0 | 0 | 0 | 0 | 0 | 0
[9 empty] | 2020-05-26 | 2020 | 19-20 | 0 | 0 | 0 | 0 | 0 | 0 | 0 | 0 | 630016 | 135101 | 137495.5 | 909505 | 0 | 0 | 0 | 0 | 0 | 0 | 0 | 0
[9 empty] | 2020-05-27 | 2020 | 19-20 | 0 | 0 | 0 | 0 | 0 | 0 | 0 | 0 | 630016 | 135101 | 137495.5 | 909505 | 0 | 0 | 0 | 0 | 0 | 0 | 0 | 0
[9 empty] | 2020-05-28 | 2020 | 19-20 | 0 | 0 | 0 | 0 | 0 | 0 | 0 | 0 | 630016 | 135101 | 137495.5 | 909505 | 0 | 0 | 0 | 0 | 0 | 0 | 0 | 0
[9 empty] | 2020-05-29 | 2020 | 19-20 | 0 | 0 | 0 | 0 | 0 | 0 | 0 | 0 | 630016 | 135101 | 137495.5 | 909505 | 0 | 0 | 0 | 0 | 0 | 0 | 0 | 0
[9 empty] | 2020-05-30 | 2020 | 19-20 | 0 | 0 | 0 | 0 | 0 | 0 | 0 | 0 | 630016 | 135101 | 137495.5 | 909505 | 0 | 0 | 0 | 0 | 0 | 0 | 0 | 0
[9 empty] | 2020-05-31 | 2020 | 19-20 | 0 | 0 | 0 | 0 | 0 | 0 | 0 | 0 | 630016 | 135101 | 137495.5 | 909505 | 0 | 0 | 0 | 0 | 0 | 0 | 0 | 0
[9 empty] | 2020-06-01 | 2020 | 19-20 | 0 | 0 | 0 | 0 | 0 | 0 | 0 | 0 | 630016 | 135101 | 137495.5 | 909505 | 0 | 0 | 0 | 0 | 0 | 0 | 0 | 0
[9 empty] | 2020-06-02 | 2020 | 19-20 | 0 | 0 | 0 | 0 | 0 | 0 | 0 | 0 | 630016 | 135101 | 137495.5 | 909505 | 0 | 0 | 0 | 0 | 0 | 0 | 0 | 0
[9 empty] | 2020-06-03 | 2020 | 19-20 | 0 | 0 | 0 | 0 | 0 | 0 | 0 | 0 | 630016 | 135101 | 137495.5 | 909505 | 0 | 0 | 0 | 0 | 0 | 0 | 0 | 0
[9 empty] | 2020-06-04 | 2020 | 19-20 | 0 | 0 | 0 | 0 | 0 | 0 | 0 | 0 | 630016 | 135101 | 137495.5 | 909505 | 0 | 0 | 0 | 0 | 0 | 0 | 0 | 0
[9 empty] | 2020-06-05 | 2020 | 19-20 | 0 | 0 | 0 | 0 | 0 | 0 | 0 | 0 | 630016 | 135101 | 137495.5 | 909505 | 0 | 0 | 0 | 0 | 0 | 0 | 0 | 0
[9 empty] | 2020-06-06 | 2020 | 19-20 | 0 | 0 | 0 | 0 | 0 | 0 | 0 | 0 | 630016 | 135101 | 137495.5 | 909505 | 0 | 0 | 0 | 0 | 0 | 0 | 0 | 0
[9 empty] | 2020-06-07 | 2020 | 19-20 | 0 | 0 | 0 | 0 | 0 | 0 | 0 | 0 | 630016 | 135101 | 137495.5 | 909505 | 0 | 0 | 0 | 0 | 0 | 0 | 0 | 0
[9 empty] | 2020-06-08 | 2020 | 19-20 | 0 | 0 | 0 | 0 | 0 | 0 | 0 | 0 | 630016 | 135101 | 137495.5 | 909505 | 0 | 0 | 0 | 0 | 0 | 0 | 0 | 0
[9 empty] | 2020-06-09 | 2020 | 19-20 | 0 | 0 | 0 | 0 | 0 | 0 | 0 | 0 | 630016 | 135101 | 137495.5 | 909505 | 0 | 0 | 0 | 0 | 0 | 0 | 0 | 0
[9 empty] | 2020-06-10 | 2020 | 19-20 | 0 | 0 | 0 | 0 | 0 | 0 | 0 | 0 | 630016 | 135101 | 137495.5 | 909505 | 0 | 0 | 0 | 0 | 0 | 0 | 0 | 0
[9 empty] | 2020-06-11 | 2020 | 19-20 | 0 | 0 | 0 | 0 | 0 | 0 | 0 | 0 | 630016 | 135101 | 137495.5 | 909505 | 0 | 0 | 0 | 0 | 0 | 0 | 0 | 0
[9 empty] | 2020-06-12 | 2020 | 19-20 | 0 | 0 | 0 | 0 | 0 | 0 | 0 | 0 | 630016 | 135101 | 137495.5 | 909505 | 0 | 0 | 0 | 0 | 0 | 0 | 0 | 0
[9 empty] | 2020-06-13 | 2020 | 19-20 | 0 | 0 | 0 | 0 | 0 | 0 | 0 | 0 | 630016 | 135101 | 137495.5 | 909505 | 0 | 0 | 0 | 0 | 0 | 0 | 0 | 0
[9 empty] | 2020-06-14 | 2020 | 19-20 | 0 | 0 | 0 | 0 | 0 | 0 | 0 | 0 | 630016 | 135101 | 137495.5 | 909505 | 0 | 0 | 0 | 0 | 0 | 0 | 0 | 0
[9 empty] | 2020-06-15 | 2020 | 19-20 | 0 | 0 | 0 | 0 | 0 | 0 | 0 | 0 | 630016 | 135101 | 137495.5 | 909505 | 0 | 0 | 0 | 0 | 0 | 0 | 0 | 0
[9 empty] | 2020-06-16 | 2020 | 19-20 | 0 | 0 | 0 | 0 | 0 | 0 | 0 | 0 | 630016 | 135101 | 137495.5 | 909505 | 0 | 0 | 0 | 0 | 0 | 0 | 0 | 0
[9 empty] | 2020-06-17 | 2020 | 19-20 | 0 | 0 | 0 | 0 | 0 | 0 | 0 | 0 | 630016 | 135101 | 137495.5 | 909505 | 0 | 0 | 0 | 0 | 0 | 0 | 0 | 0
[9 empty] | 2020-06-18 | 2020 | 19-20 | 0 | 0 | 0 | 0 | 0 | 0 | 0 | 0 | 630016 | 135101 | 137495.5 | 909505 | 0 | 0 | 0 | 0 | 0 | 0 | 0 | 0
[9 empty] | 2020-06-19 | 2020 | 19-20 | 0 | 0 | 0 | 0 | 0 | 0 | 0 | 0 | 630016 | 135101 | 137495.5 | 909505 | 0 | 0 | 0 | 0 | 0 | 0 | 0 | 0
[9 empty] | 2020-06-20 | 2020 | 19-20 | 0 | 0 | 0 | 0 | 0 | 0 | 0 | 0 | 630016 | 135101 | 137495.5 | 909505 | 0 | 0 | 0 | 0 | 0 | 0 | 0 | 0
[9 empty] | 2020-06-21 | 2020 | 19-20 | 0 | 0 | 0 | 0 | 0 | 0 | 0 | 0 | 630016 | 135101 | 137495.5 | 909505 | 0 | 0 | 0 | 0 | 0 | 0 | 0 | 0
[9 empty] | 2020-06-22 | 2020 | 19-20 | 0 | 0 | 0 | 0 | 0 | 0 | 0 | 0 | 630016 | 135101 | 137495.5 | 909505 | 0 | 0 | 0 | 0 | 0 | 0 | 0 | 0
[9 empty] | 2020-06-23 | 2020 | 19-20 | 0 | 0 | 0 | 0 | 0 | 0 | 0 | 0 | 630016 | 135101 | 137495.5 | 909505 | 0 | 0 | 0 | 0 | 0 | 0 | 0 | 0
[9 empty] | 2020-06-24 | 2020 | 19-20 | 0 | 0 | 0 | 0 | 0 | 0 | 0 | 0 | 630016 | 135101 | 137495.5 | 909505 | 0 | 0 | 0 | 0 | 0 | 0 | 0 | 0
[9 empty] | 2020-06-25 | 2020 | 19-20 | 0 | 0 | 0 | 0 | 0 | 0 | 0 | 0 | 630016 | 135101 | 137495.5 | 909505 | 0 | 0 | 0 | 0 | 0 | 0 | 0 | 0
[9 empty] | 2020-06-26 | 2020 | 19-20 | 0 | 0 | 0 | 0 | 0 | 0 | 0 | 0 | 630016 | 135101 | 137495.5 | 909505 | 0 | 0 | 0 | 0 | 0 | 0 | 0 | 0
[9 empty] | 2020-06-27 | 2020 | 19-20 | 0 | 0 | 0 | 0 | 0 | 0 | 0 | 0 | 630016 | 135101 | 137495.5 | 909505 | 0 | 0 | 0 | 0 | 0 | 0 | 0 | 0
[9 empty] | 2020-06-28 | 2020 | 19-20 | 0 | 0 | 0 | 0 | 0 | 0 | 0 | 0 | 630016 | 135101 | 137495.5 | 909505 | 0 | 0 | 0 | 0 | 0 | 0 | 0 | 0
[9 empty] | 2020-06-29 | 2020 | 19-20 | 0 | 0 | 0 | 0 | 0 | 0 | 0 | 0 | 630016 | 135101 | 137495.5 | 909505 | 0 | 0 | 0 | 0 | 0 | 0 | 0 | 0
[9 empty] | 2020-06-30 | 2020 | 19-20 | 0 | 0 | 0 | 0 | 0 | 0 | 0 | 0 | 630016 | 135101 | 137495.5 | 909505 | 0 | 0 | 0 | 0 | 0 | 0 | 0 | 0
[9 empty] | 2020-07-01 | 2021 | 20-21 | 0 | 0 | 0 | 0 | 0 | 0 | 0 | 0 | 633785.5 | 135932 | 137727 | 914283.5 | 0 | 0 | 0 | 0 | 0 | 0 | 0 | 0
[9 empty] | 2020-07-02 | 2021 | 20-21 | 0 | 0 | 0 | 0 | 0 | 0 | 0 | 0 | 633785.5 | 135932 | 137727 | 914283.5 | 0 | 0 | 0 | 0 | 0 | 0 | 0 | 0
[9 empty] | 2020-07-03 | 2021 | 20-21 | 0 | 0 | 0 | 0 | 0 | 0 | 0 | 0 | 633785.5 | 135932 | 137727 | 914283.5 | 0 | 0 | 0 | 0 | 0 | 0 | 0 | 0
[9 empty] | 2020-07-04 | 2021 | 20-21 | 0 | 0 | 0 | 0 | 0 | 0 | 0 | 0 | 633785.5 | 135932 | 137727 | 914283.5 | 0 | 0 | 0 | 0 | 0 | 0 | 0 | 0
[9 empty] | 2020-07-05 | 2021 | 20-21 | 0 | 0 | 0 | 0 | 0 | 0 | 0 | 0 | 633785.5 | 135932 | 137727 | 914283.5 | 0 | 0 | 0 | 0 | 0 | 0 | 0 | 0
[9 empty] | 2020-07-06 | 2021 | 20-21 | 0 | 0 | 0 | 0 | 0 | 0 | 0 | 0 | 633785.5 | 135932 | 137727 | 914283.5 | 0 | 0 | 0 | 0 | 0 | 0 | 0 | 0
[9 empty] | 2020-07-07 | 2021 | 20-21 | 0 | 0 | 0 | 0 | 0 | 0 | 0 | 0 | 633785.5 | 135932 | 137727 | 914283.5 | 0 | 0 | 0 | 0 | 0 | 0 | 0 | 0
[9 empty] | 2020-07-08 | 2021 | 20-21 | 0 | 0 | 0 | 0 | 0 | 0 | 0 | 0 | 633785.5 | 135932 | 137727 | 914283.5 | 0 | 0 | 0 | 0 | 0 | 0 | 0 | 0
[9 empty] | 2020-07-09 | 2021 | 20-21 | 0 | 0 | 0 | 0 | 0 | 0 | 0 | 0 | 633785.5 | 135932 | 137727 | 914283.5 | 0 | 0 | 0 | 0 | 0 | 0 | 0 | 0
[9 empty] | 2020-07-10 | 2021 | 20-21 | 0 | 0 | 0 | 0 | 0 | 0 | 0 | 0 | 633785.5 | 135932 | 137727 | 914283.5 | 0 | 0 | 0 | 0 | 0 | 0 | 0 | 0
[9 empty] | 2020-07-11 | 2021 | 20-21 | 0 | 0 | 0 | 0 | 0 | 0 | 0 | 0 | 633785.5 | 135932 | 137727 | 914283.5 | 0 | 0 | 0 | 0 | 0 | 0 | 0 | 0
[9 empty] | 2020-07-12 | 2021 | 20-21 | 0 | 0 | 0 | 0 | 0 | 0 | 0 | 0 | 633785.5 | 135932 | 137727 | 914283.5 | 0 | 0 | 0 | 0 | 0 | 0 | 0 | 0
[9 empty] | 2020-07-13 | 2021 | 20-21 | 0 | 0 | 0 | 0 | 0 | 0 | 0 | 0 | 633785.5 | 135932 | 137727 | 914283.5 | 0 | 0 | 0 | 0 | 0 | 0 | 0 | 0
[9 empty] | 2020-07-14 | 2021 | 20-21 | 0 | 0 | 0 | 0 | 0 | 0 | 0 | 0 | 633785.5 | 135932 | 137727 | 914283.5 | 0 | 0 | 0 | 0 | 0 | 0 | 0 | 0
[9 empty] | 2020-07-15 | 2021 | 20-21 | 0 | 0 | 0 | 0 | 0 | 0 | 0 | 0 | 633785.5 | 135932 | 137727 | 914283.5 | 0 | 0 | 0 | 0 | 0 | 0 | 0 | 0
[9 empty] | 2020-07-16 | 2021 | 20-21 | 0 | 0 | 0 | 0 | 0 | 0 | 0 | 0 | 633785.5 | 135932 | 137727 | 914283.5 | 0 | 0 | 0 | 0 | 0 | 0 | 0 | 0
[9 empty] | 2020-07-17 | 2021 | 20-21 | 0 | 0 | 0 | 0 | 0 | 0 | 0 | 0 | 633785.5 | 135932 | 137727 | 914283.5 | 0 | 0 | 0 | 0 | 0 | 0 | 0 | 0
[9 empty] | 2020-07-18 | 2021 | 20-21 | 0 | 0 | 0 | 0 | 0 | 0 | 0 | 0 | 633785.5 | 135932 | 137727 | 914283.5 | 0 | 0 | 0 | 0 | 0 | 0 | 0 | 0
[9 empty] | 2020-07-19 | 2021 | 20-21 | 0 | 0 | 0 | 0 | 0 | 0 | 0 | 0 | 633785.5 | 135932 | 137727 | 914283.5 | 0 | 0 | 0 | 0 | 0 | 0 | 0 | 0
[9 empty] | 2020-07-20 | 2021 | 20-21 | 0 | 0 | 0 | 0 | 0 | 0 | 0 | 0 | 633785.5 | 135932 | 137727 | 914283.5 | 0 | 0 | 0 | 0 | 0 | 0 | 0 | 0
[9 empty] | 2020-07-21 | 2021 | 20-21 | 0 | 0 | 0 | 0 | 0 | 0 | 0 | 0 | 633785.5 | 135932 | 137727 | 914283.5 | 0 | 0 | 0 | 0 | 0 | 0 | 0 | 0
[9 empty] | 2020-07-22 | 2021 | 20-21 | 0 | 0 | 0 | 0 | 0 | 0 | 0 | 0 | 633785.5 | 135932 | 137727 | 914283.5 | 0 | 0 | 0 | 0 | 0 | 0 | 0 | 0
[9 empty] | 2020-07-23 | 2021 | 20-21 | 0 | 0 | 0 | 0 | 0 | 0 | 0 | 0 | 633785.5 | 135932 | 137727 | 914283.5 | 0 | 0 | 0 | 0 | 0 | 0 | 0 | 0
[9 empty] | 2020-07-24 | 2021 | 20-21 | 0 | 0 | 0 | 0 | 0 | 0 | 0 | 0 | 633785.5 | 135932 | 137727 | 914283.5 | 0 | 0 | 0 | 0 | 0 | 0 | 0 | 0
[9 empty] | 2020-07-25 | 2021 | 20-21 | 0 | 0 | 0 | 0 | 0 | 0 | 0 | 0 | 633785.5 | 135932 | 137727 | 914283.5 | 0 | 0 | 0 | 0 | 0 | 0 | 0 | 0
[9 empty] | 2020-07-26 | 2021 | 20-21 | 0 | 0 | 0 | 0 | 0 | 0 | 0 | 0 | 633785.5 | 135932 | 137727 | 914283.5 | 0 | 0 | 0 | 0 | 0 | 0 | 0 | 0
[9 empty] | 2020-07-27 | 2021 | 20-21 | 0 | 0 | 0 | 0 | 0 | 0 | 0 | 0 | 633785.5 | 135932 | 137727 | 914283.5 | 0 | 0 | 0 | 0 | 0 | 0 | 0 | 0
[9 empty] | 2020-07-28 | 2021 | 20-21 | 0 | 0 | 64676.9692 | 64676.9692 | 0 | 0 | 708.3336 | 708.3336 | 633785.5 | 135932 | 137727 | 914283.5 | 0 | 0 | 0.4696 | 0.070741 | 0 | 0 | 0.005143 | 0.00077474
[9 empty] | 2020-07-29 | 2021 | 20-21 | 0 | 0 | 0 | 0 | 0 | 0 | 0 | 0 | 633785.5 | 135932 | 137727 | 914283.5 | 0 | 0 | 0 | 0 | 0 | 0 | 0 | 0
[9 empty] | 2020-07-30 | 2021 | 20-21 | 0 | 0 | 0 | 0 | 0 | 0 | 0 | 0 | 633785.5 | 135932 | 137727 | 914283.5 | 0 | 0 | 0 | 0 | 0 | 0 | 0 | 0
[9 empty] | 2020-07-31 | 2021 | 20-21 | 0 | 0 | 0 | 0 | 0 | 0 | 0 | 0 | 633785.5 | 135932 | 137727 | 914283.5 | 0 | 0 | 0 | 0 | 0 | 0 | 0 | 0
[9 empty] | 2020-08-01 | 2021 | 20-21 | 0 | 0 | 0 | 0 | 0 | 0 | 0 | 0 | 633785.5 | 135932 | 137727 | 914283.5 | 0 | 0 | 0 | 0 | 0 | 0 | 0 | 0
[9 empty] | 2020-08-02 | 2021 | 20-21 | 0 | 0 | 0 | 0 | 0 | 0 | 0 | 0 | 633785.5 | 135932 | 137727 | 914283.5 | 0 | 0 | 0 | 0 | 0 | 0 | 0 | 0
[9 empty] | 2020-08-03 | 2021 | 20-21 | 0 | 0 | 77910.45 | 77910.45 | 0 | 0 | 1108 | 1108 | 633785.5 | 135932 | 137727 | 914283.5 | 0 | 0 | 0.56569 | 0.085215 | 0 | 0 | 0.0080449 | 0.0012119
[9 empty] | 2020-08-04 | 2021 | 20-21 | 0 | 0 | 0 | 0 | 0 | 0 | 0 | 0 | 633785.5 | 135932 | 137727 | 914283.5 | 0 | 0 | 0 | 0 | 0 | 0 | 0 | 0
[9 empty] | 2020-08-05 | 2021 | 20-21 | 0 | 0 | 0 | 0 | 0 | 0 | 0 | 0 | 633785.5 | 135932 | 137727 | 914283.5 | 0 | 0 | 0 | 0 | 0 | 0 | 0 | 0
[9 empty] | 2020-08-06 | 2021 | 20-21 | 0 | 0 | 0 | 0 | 0 | 0 | 0 | 0 | 633785.5 | 135932 | 137727 | 914283.5 | 0 | 0 | 0 | 0 | 0 | 0 | 0 | 0
[9 empty] | 2020-08-07 | 2021 | 20-21 | 0 | 0 | 0 | 0 | 0 | 0 | 0 | 0 | 633785.5 | 135932 | 137727 | 914283.5 | 0 | 0 | 0 | 0 | 0 | 0 | 0 | 0
[9 empty] | 2020-08-08 | 2021 | 20-21 | 0 | 0 | 0 | 0 | 0 | 0 | 0 | 0 | 633785.5 | 135932 | 137727 | 914283.5 | 0 | 0 | 0 | 0 | 0 | 0 | 0 | 0
[9 empty] | 2020-08-09 | 2021 | 20-21 | 0 | 0 | 0 | 0 | 0 | 0 | 0 | 0 | 633785.5 | 135932 | 137727 | 914283.5 | 0 | 0 | 0 | 0 | 0 | 0 | 0 | 0
[9 empty] | 2020-08-10 | 2021 | 20-21 | 0 | 0 | 0 | 0 | 0 | 0 | 0 | 0 | 633785.5 | 135932 | 137727 | 914283.5 | 0 | 0 | 0 | 0 | 0 | 0 | 0 | 0
[9 empty] | 2020-08-11 | 2021 | 20-21 | 0 | 0 | 0 | 0 | 0 | 0 | 0 | 0 | 633785.5 | 135932 | 137727 | 914283.5 | 0 | 0 | 0 | 0 | 0 | 0 | 0 | 0
[9 empty] | 2020-08-12 | 2021 | 20-21 | 0 | 0 | 0 | 0 | 0 | 0 | 0 | 0 | 633785.5 | 135932 | 137727 | 914283.5 | 0 | 0 | 0 | 0 | 0 | 0 | 0 | 0
[9 empty] | 2020-08-13 | 2021 | 20-21 | 0 | 0 | 0 | 0 | 0 | 0 | 0 | 0 | 633785.5 | 135932 | 137727 | 914283.5 | 0 | 0 | 0 | 0 | 0 | 0 | 0 | 0
[9 empty] | 2020-08-14 | 2021 | 20-21 | 0 | 0 | 0 | 0 | 0 | 0 | 0 | 0 | 633785.5 | 135932 | 137727 | 914283.5 | 0 | 0 | 0 | 0 | 0 | 0 | 0 | 0
[9 empty] | 2020-08-15 | 2021 | 20-21 | 0 | 0 | 0 | 0 | 0 | 0 | 0 | 0 | 633785.5 | 135932 | 137727 | 914283.5 | 0 | 0 | 0 | 0 | 0 | 0 | 0 | 0
[9 empty] | 2020-08-16 | 2021 | 20-21 | 0 | 0 | 0 | 0 | 0 | 0 | 0 | 0 | 633785.5 | 135932 | 137727 | 914283.5 | 0 | 0 | 0 | 0 | 0 | 0 | 0 | 0
[9 empty] | 2020-08-17 | 2021 | 20-21 | 0 | 0 | 0 | 0 | 0 | 0 | 0 | 0 | 633785.5 | 135932 | 137727 | 914283.5 | 0 | 0 | 0 | 0 | 0 | 0 | 0 | 0
[9 empty] | 2020-08-18 | 2021 | 20-21 | 0 | 0 | 0 | 0 | 0 | 0 | 0 | 0 | 633785.5 | 135932 | 137727 | 914283.5 | 0 | 0 | 0 | 0 | 0 | 0 | 0 | 0
[9 empty] | 2020-08-19 | 2021 | 20-21 | 0 | 0 | 0 | 0 | 0 | 0 | 0 | 0 | 633785.5 | 135932 | 137727 | 914283.5 | 0 | 0 | 0 | 0 | 0 | 0 | 0 | 0
[9 empty] | 2020-08-20 | 2021 | 20-21 | 0 | 0 | 0 | 0 | 0 | 0 | 0 | 0 | 633785.5 | 135932 | 137727 | 914283.5 | 0 | 0 | 0 | 0 | 0 | 0 | 0 | 0
[9 empty] | 2020-08-21 | 2021 | 20-21 | 0 | 0 | 0 | 0 | 0 | 0 | 0 | 0 | 633785.5 | 135932 | 137727 | 914283.5 | 0 | 0 | 0 | 0 | 0 | 0 | 0 | 0
[9 empty] | 2020-08-22 | 2021 | 20-21 | 0 | 0 | 0 | 0 | 0 | 0 | 0 | 0 | 633785.5 | 135932 | 137727 | 914283.5 | 0 | 0 | 0 | 0 | 0 | 0 | 0 | 0
[9 empty] | 2020-08-23 | 2021 | 20-21 | 0 | 0 | 0 | 0 | 0 | 0 | 0 | 0 | 633785.5 | 135932 | 137727 | 914283.5 | 0 | 0 | 0 | 0 | 0 | 0 | 0 | 0
[9 empty] | 2020-08-24 | 2021 | 20-21 | 0 | 0 | 0 | 0 | 0 | 0 | 0 | 0 | 633785.5 | 135932 | 137727 | 914283.5 | 0 | 0 | 0 | 0 | 0 | 0 | 0 | 0
[9 empty] | 2020-08-25 | 2021 | 20-21 | 0 | 0 | 0 | 0 | 0 | 0 | 0 | 0 | 633785.5 | 135932 | 137727 | 914283.5 | 0 | 0 | 0 | 0 | 0 | 0 | 0 | 0
[9 empty] | 2020-08-26 | 2021 | 20-21 | 0 | 0 | 0 | 0 | 0 | 0 | 0 | 0 | 633785.5 | 135932 | 137727 | 914283.5 | 0 | 0 | 0 | 0 | 0 | 0 | 0 | 0
[9 empty] | 2020-08-27 | 2021 | 20-21 | 0 | 0 | 0 | 0 | 0 | 0 | 0 | 0 | 633785.5 | 135932 | 137727 | 914283.5 | 0 | 0 | 0 | 0 | 0 | 0 | 0 | 0
[9 empty] | 2020-08-28 | 2021 | 20-21 | 0 | 0 | 0 | 0 | 0 | 0 | 0 | 0 | 633785.5 | 135932 | 137727 | 914283.5 | 0 | 0 | 0 | 0 | 0 | 0 | 0 | 0
[9 empty] | 2020-08-29 | 2021 | 20-21 | 0 | 0 | 0 | 0 | 0 | 0 | 0 | 0 | 633785.5 | 135932 | 137727 | 914283.5 | 0 | 0 | 0 | 0 | 0 | 0 | 0 | 0
[9 empty] | 2020-08-30 | 2021 | 20-21 | 0 | 0 | 0 | 0 | 0 | 0 | 0 | 0 | 633785.5 | 135932 | 137727 | 914283.5 | 0 | 0 | 0 | 0 | 0 | 0 | 0 | 0
[9 empty] | 2020-08-31 | 2021 | 20-21 | 0 | 0 | 0 | 0 | 0 | 0 | 0 | 0 | 633785.5 | 135932 | 137727 | 914283.5 | 0 | 0 | 0 | 0 | 0 | 0 | 0 | 0
[9 empty] | 2020-09-01 | 2021 | 20-21 | 0 | 0 | 0 | 0 | 0 | 0 | 0 | 0 | 633785.5 | 135932 | 137727 | 914283.5 | 0 | 0 | 0 | 0 | 0 | 0 | 0 | 0
[9 empty] | 2020-09-02 | 2021 | 20-21 | 0 | 0 | 0 | 0 | 0 | 0 | 0 | 0 | 633785.5 | 135932 | 137727 | 914283.5 | 0 | 0 | 0 | 0 | 0 | 0 | 0 | 0
[9 empty] | 2020-09-03 | 2021 | 20-21 | 0 | 0 | 30.87 | 30.87 | 0 | 0 | 0 | 0 | 633785.5 | 135932 | 137727 | 914283.5 | 0 | 0 | 0.00022414 | 3.3764e-05 | 0 | 0 | 0 | 0
[9 empty] | 2020-09-04 | 2021 | 20-21 | 0 | 0 | 0 | 0 | 0 | 0 | 0 | 0 | 633785.5 | 135932 | 137727 | 914283.5 | 0 | 0 | 0 | 0 | 0 | 0 | 0 | 0
[9 empty] | 2020-09-05 | 2021 | 20-21 | 0 | 0 | 0 | 0 | 0 | 0 | 0 | 0 | 633785.5 | 135932 | 137727 | 914283.5 | 0 | 0 | 0 | 0 | 0 | 0 | 0 | 0
[9 empty] | 2020-09-06 | 2021 | 20-21 | 0 | 0 | 0 | 0 | 0 | 0 | 0 | 0 | 633785.5 | 135932 | 137727 | 914283.5 | 0 | 0 | 0 | 0 | 0 | 0 | 0 | 0
[9 empty] | 2020-09-07 | 2021 | 20-21 | 0 | 0 | 0 | 0 | 0 | 0 | 0 | 0 | 633785.5 | 135932 | 137727 | 914283.5 | 0 | 0 | 0 | 0 | 0 | 0 | 0 | 0
[9 empty] | 2020-09-08 | 2021 | 20-21 | 0 | 0 | 0 | 0 | 0 | 0 | 0 | 0 | 633785.5 | 135932 | 137727 | 914283.5 | 0 | 0 | 0 | 0 | 0 | 0 | 0 | 0
[9 empty] | 2020-09-09 | 2021 | 20-21 | 0 | 0 | 0 | 0 | 0 | 0 | 0 | 0 | 633785.5 | 135932 | 137727 | 914283.5 | 0 | 0 | 0 | 0 | 0 | 0 | 0 | 0
[9 empty] | 2020-09-10 | 2021 | 20-21 | 0 | 0 | 0 | 0 | 0 | 0 | 0 | 0 | 633785.5 | 135932 | 137727 | 914283.5 | 0 | 0 | 0 | 0 | 0 | 0 | 0 | 0
[9 empty] | 2020-09-11 | 2021 | 20-21 | 0 | 0 | 0 | 0 | 0 | 0 | 0 | 0 | 633785.5 | 135932 | 137727 | 914283.5 | 0 | 0 | 0 | 0 | 0 | 0 | 0 | 0
[9 empty] | 2020-09-12 | 2021 | 20-21 | 0 | 0 | 0 | 0 | 0 | 0 | 0 | 0 | 633785.5 | 135932 | 137727 | 914283.5 | 0 | 0 | 0 | 0 | 0 | 0 | 0 | 0
[9 empty] | 2020-09-13 | 2021 | 20-21 | 0 | 0 | 0 | 0 | 0 | 0 | 0 | 0 | 633785.5 | 135932 | 137727 | 914283.5 | 0 | 0 | 0 | 0 | 0 | 0 | 0 | 0
[9 empty] | 2020-09-14 | 2021 | 20-21 | 0 | 0 | 0 | 0 | 0 | 0 | 0 | 0 | 633785.5 | 135932 | 137727 | 914283.5 | 0 | 0 | 0 | 0 | 0 | 0 | 0 | 0
[9 empty] | 2020-09-15 | 2021 | 20-21 | 0 | 0 | 0 | 0 | 0 | 0 | 0 | 0 | 633785.5 | 135932 | 137727 | 914283.5 | 0 | 0 | 0 | 0 | 0 | 0 | 0 | 0
[9 empty] | 2020-09-16 | 2021 | 20-21 | 0 | 0 | 0 | 0 | 0 | 0 | 0 | 0 | 633785.5 | 135932 | 137727 | 914283.5 | 0 | 0 | 0 | 0 | 0 | 0 | 0 | 0
[9 empty] | 2020-09-17 | 2021 | 20-21 | 0 | 0 | 0 | 0 | 0 | 0 | 0 | 0 | 633785.5 | 135932 | 137727 | 914283.5 | 0 | 0 | 0 | 0 | 0 | 0 | 0 | 0
[9 empty] | 2020-09-18 | 2021 | 20-21 | 0 | 0 | 0 | 0 | 0 | 0 | 0 | 0 | 633785.5 | 135932 | 137727 | 914283.5 | 0 | 0 | 0 | 0 | 0 | 0 | 0 | 0
[9 empty] | 2020-09-19 | 2021 | 20-21 | 0 | 0 | 0 | 0 | 0 | 0 | 0 | 0 | 633785.5 | 135932 | 137727 | 914283.5 | 0 | 0 | 0 | 0 | 0 | 0 | 0 | 0
[9 empty] | 2020-09-20 | 2021 | 20-21 | 0 | 0 | 0 | 0 | 0 | 0 | 0 | 0 | 633785.5 | 135932 | 137727 | 914283.5 | 0 | 0 | 0 | 0 | 0 | 0 | 0 | 0
[9 empty] | 2020-09-21 | 2021 | 20-21 | 0 | 0 | 0 | 0 | 0 | 0 | 0 | 0 | 633785.5 | 135932 | 137727 | 914283.5 | 0 | 0 | 0 | 0 | 0 | 0 | 0 | 0
[9 empty] | 2020-09-22 | 2021 | 20-21 | 0 | 0 | 0 | 0 | 0 | 0 | 0 | 0 | 633785.5 | 135932 | 137727 | 914283.5 | 0 | 0 | 0 | 0 | 0 | 0 | 0 | 0
[9 empty] | 2020-09-23 | 2021 | 20-21 | 0 | 0 | 0 | 0 | 0 | 0 | 0 | 0 | 633785.5 | 135932 | 137727 | 914283.5 | 0 | 0 | 0 | 0 | 0 | 0 | 0 | 0
[9 empty] | 2020-09-24 | 2021 | 20-21 | 0 | 0 | 0 | 0 | 0 | 0 | 0 | 0 | 633785.5 | 135932 | 137727 | 914283.5 | 0 | 0 | 0 | 0 | 0 | 0 | 0 | 0
[9 empty] | 2020-09-25 | 2021 | 20-21 | 0 | 0 | 0 | 0 | 0 | 0 | 0 | 0 | 633785.5 | 135932 | 137727 | 914283.5 | 0 | 0 | 0 | 0 | 0 | 0 | 0 | 0
[9 empty] | 2020-09-26 | 2021 | 20-21 | 0 | 0 | 0 | 0 | 0 | 0 | 0 | 0 | 633785.5 | 135932 | 137727 | 914283.5 | 0 | 0 | 0 | 0 | 0 | 0 | 0 | 0
[9 empty] | 2020-09-27 | 2021 | 20-21 | 0 | 0 | 0 | 0 | 0 | 0 | 0 | 0 | 633785.5 | 135932 | 137727 | 914283.5 | 0 | 0 | 0 | 0 | 0 | 0 | 0 | 0
[9 empty] | 2020-09-28 | 2021 | 20-21 | 0 | 0 | 0 | 0 | 0 | 0 | 0 | 0 | 633785.5 | 135932 | 137727 | 914283.5 | 0 | 0 | 0 | 0 | 0 | 0 | 0 | 0
[9 empty] | 2020-09-29 | 2021 | 20-21 | 0 | 0 | 0 | 0 | 0 | 0 | 0 | 0 | 633785.5 | 135932 | 137727 | 914283.5 | 0 | 0 | 0 | 0 | 0 | 0 | 0 | 0
[9 empty] | 2020-09-30 | 2021 | 20-21 | 0 | 0 | 0 | 0 | 0 | 0 | 0 | 0 | 633785.5 | 135932 | 137727 | 914283.5 | 0 | 0 | 0 | 0 | 0 | 0 | 0 | 0
[9 empty] | 2020-10-01 | 2021 | 20-21 | 0 | 0 | 0 | 0 | 0 | 0 | 0 | 0 | 633785.5 | 135932 | 137727 | 914283.5 | 0 | 0 | 0 | 0 | 0 | 0 | 0 | 0
[9 empty] | 2020-10-02 | 2021 | 20-21 | 0 | 0 | 0 | 0 | 0 | 0 | 0 | 0 | 633785.5 | 135932 | 137727 | 914283.5 | 0 | 0 | 0 | 0 | 0 | 0 | 0 | 0
[9 empty] | 2020-10-03 | 2021 | 20-21 | 0 | 0 | 0 | 0 | 0 | 0 | 0 | 0 | 633785.5 | 135932 | 137727 | 914283.5 | 0 | 0 | 0 | 0 | 0 | 0 | 0 | 0
[9 empty] | 2020-10-04 | 2021 | 20-21 | 0 | 0 | 0 | 0 | 0 | 0 | 0 | 0 | 633785.5 | 135932 | 137727 | 914283.5 | 0 | 0 | 0 | 0 | 0 | 0 | 0 | 0
[9 empty] | 2020-10-05 | 2021 | 20-21 | 0 | 0 | 0 | 0 | 0 | 0 | 0 | 0 | 633785.5 | 135932 | 137727 | 914283.5 | 0 | 0 | 0 | 0 | 0 | 0 | 0 | 0
[9 empty] | 2020-10-06 | 2021 | 20-21 | 0 | 0 | 0 | 0 | 0 | 0 | 0 | 0 | 633785.5 | 135932 | 137727 | 914283.5 | 0 | 0 | 0 | 0 | 0 | 0 | 0 | 0
[9 empty] | 2020-10-07 | 2021 | 20-21 | 0 | 0 | 0 | 0 | 0 | 0 | 0 | 0 | 633785.5 | 135932 | 137727 | 914283.5 | 0 | 0 | 0 | 0 | 0 | 0 | 0 | 0
[9 empty] | 2020-10-08 | 2021 | 20-21 | 0 | 0 | 0 | 0 | 0 | 0 | 0 | 0 | 633785.5 | 135932 | 137727 | 914283.5 | 0 | 0 | 0 | 0 | 0 | 0 | 0 | 0
[9 empty] | 2020-10-09 | 2021 | 20-21 | 0 | 0 | 0 | 0 | 0 | 0 | 0 | 0 | 633785.5 | 135932 | 137727 | 914283.5 | 0 | 0 | 0 | 0 | 0 | 0 | 0 | 0
[9 empty] | 2020-10-10 | 2021 | 20-21 | 0 | 0 | 0 | 0 | 0 | 0 | 0 | 0 | 633785.5 | 135932 | 137727 | 914283.5 | 0 | 0 | 0 | 0 | 0 | 0 | 0 | 0
[9 empty] | 2020-10-11 | 2021 | 20-21 | 0 | 0 | 0 | 0 | 0 | 0 | 0 | 0 | 633785.5 | 135932 | 137727 | 914283.5 | 0 | 0 | 0 | 0 | 0 | 0 | 0 | 0
[9 empty] | 2020-10-12 | 2021 | 20-21 | 0 | 0 | 0 | 0 | 0 | 0 | 0 | 0 | 633785.5 | 135932 | 137727 | 914283.5 | 0 | 0 | 0 | 0 | 0 | 0 | 0 | 0
[9 empty] | 2020-10-13 | 2021 | 20-21 | 0 | 0 | 0 | 0 | 0 | 0 | 0 | 0 | 633785.5 | 135932 | 137727 | 914283.5 | 0 | 0 | 0 | 0 | 0 | 0 | 0 | 0
[9 empty] | 2020-10-14 | 2021 | 20-21 | 0 | 0 | 0 | 0 | 0 | 0 | 0 | 0 | 633785.5 | 135932 | 137727 | 914283.5 | 0 | 0 | 0 | 0 | 0 | 0 | 0 | 0
[9 empty] | 2020-10-15 | 2021 | 20-21 | 0 | 0 | 0 | 0 | 0 | 0 | 0 | 0 | 633785.5 | 135932 | 137727 | 914283.5 | 0 | 0 | 0 | 0 | 0 | 0 | 0 | 0
[9 empty] | 2020-10-16 | 2021 | 20-21 | 0 | 0 | 0 | 0 | 0 | 0 | 0 | 0 | 633785.5 | 135932 | 137727 | 914283.5 | 0 | 0 | 0 | 0 | 0 | 0 | 0 | 0
[9 empty] | 2020-10-17 | 2021 | 20-21 | 0 | 0 | 0 | 0 | 0 | 0 | 0 | 0 | 633785.5 | 135932 | 137727 | 914283.5 | 0 | 0 | 0 | 0 | 0 | 0 | 0 | 0
[9 empty] | 2020-10-18 | 2021 | 20-21 | 0 | 0 | 0 | 0 | 0 | 0 | 0 | 0 | 633785.5 | 135932 | 137727 | 914283.5 | 0 | 0 | 0 | 0 | 0 | 0 | 0 | 0
[9 empty] | 2020-10-19 | 2021 | 20-21 | 0 | 0 | 0 | 0 | 0 | 0 | 0 | 0 | 633785.5 | 135932 | 137727 | 914283.5 | 0 | 0 | 0 | 0 | 0 | 0 | 0 | 0
[9 empty] | 2020-10-20 | 2021 | 20-21 | 0 | 0 | 0 | 0 | 0 | 0 | 0 | 0 | 633785.5 | 135932 | 137727 | 914283.5 | 0 | 0 | 0 | 0 | 0 | 0 | 0 | 0
[9 empty] | 2020-10-21 | 2021 | 20-21 | 0 | 0 | 0 | 0 | 0 | 0 | 0 | 0 | 633785.5 | 135932 | 137727 | 914283.5 | 0 | 0 | 0 | 0 | 0 | 0 | 0 | 0
[9 empty] | 2020-10-22 | 2021 | 20-21 | 0 | 0 | 0 | 0 | 0 | 0 | 0 | 0 | 633785.5 | 135932 | 137727 | 914283.5 | 0 | 0 | 0 | 0 | 0 | 0 | 0 | 0
[9 empty] | 2020-10-23 | 2021 | 20-21 | 0 | 0 | 0 | 0 | 0 | 0 | 0 | 0 | 633785.5 | 135932 | 137727 | 914283.5 | 0 | 0 | 0 | 0 | 0 | 0 | 0 | 0
[9 empty] | 2020-10-24 | 2021 | 20-21 | 0 | 0 | 0 | 0 | 0 | 0 | 0 | 0 | 633785.5 | 135932 | 137727 | 914283.5 | 0 | 0 | 0 | 0 | 0 | 0 | 0 | 0
[9 empty] | 2020-10-25 | 2021 | 20-21 | 0 | 0 | 0 | 0 | 0 | 0 | 0 | 0 | 633785.5 | 135932 | 137727 | 914283.5 | 0 | 0 | 0 | 0 | 0 | 0 | 0 | 0
[9 empty] | 2020-10-26 | 2021 | 20-21 | 0 | 0 | 0 | 0 | 0 | 0 | 0 | 0 | 633785.5 | 135932 | 137727 | 914283.5 | 0 | 0 | 0 | 0 | 0 | 0 | 0 | 0
[9 empty] | 2020-10-27 | 2021 | 20-21 | 0 | 0 | 0 | 0 | 0 | 0 | 0 | 0 | 633785.5 | 135932 | 137727 | 914283.5 | 0 | 0 | 0 | 0 | 0 | 0 | 0 | 0
[9 empty] | 2020-10-28 | 2021 | 20-21 | 0 | 0 | 0 | 0 | 0 | 0 | 0 | 0 | 633785.5 | 135932 | 137727 | 914283.5 | 0 | 0 | 0 | 0 | 0 | 0 | 0 | 0
[9 empty] | 2020-10-29 | 2021 | 20-21 | 0 | 0 | 0 | 0 | 0 | 0 | 0 | 0 | 633785.5 | 135932 | 137727 | 914283.5 | 0 | 0 | 0 | 0 | 0 | 0 | 0 | 0
[9 empty] | 2020-10-30 | 2021 | 20-21 | 0 | 0 | 0 | 0 | 0 | 0 | 0 | 0 | 633785.5 | 135932 | 137727 | 914283.5 | 0 | 0 | 0 | 0 | 0 | 0 | 0 | 0
[9 empty] | 2020-10-31 | 2021 | 20-21 | 0 | 0 | 0 | 0 | 0 | 0 | 0 | 0 | 633785.5 | 135932 | 137727 | 914283.5 | 0 | 0 | 0 | 0 | 0 | 0 | 0 | 0
[9 empty] | 2020-11-01 | 2021 | 20-21 | 0 | 0 | 0 | 0 | 0 | 0 | 0 | 0 | 633785.5 | 135932 | 137727 | 914283.5 | 0 | 0 | 0 | 0 | 0 | 0 | 0 | 0
[9 empty] | 2020-11-02 | 2021 | 20-21 | 0 | 0 | 0 | 0 | 0 | 0 | 0 | 0 | 633785.5 | 135932 | 137727 | 914283.5 | 0 | 0 | 0 | 0 | 0 | 0 | 0 | 0
[9 empty] | 2020-11-03 | 2021 | 20-21 | 0 | 0 | 0 | 0 | 0 | 0 | 0 | 0 | 633785.5 | 135932 | 137727 | 914283.5 | 0 | 0 | 0 | 0 | 0 | 0 | 0 | 0
[9 empty] | 2020-11-04 | 2021 | 20-21 | 0 | 0 | 0 | 0 | 0 | 0 | 0 | 0 | 633785.5 | 135932 | 137727 | 914283.5 | 0 | 0 | 0 | 0 | 0 | 0 | 0 | 0
[9 empty] | 2020-11-05 | 2021 | 20-21 | 0 | 0 | 0 | 0 | 0 | 0 | 0 | 0 | 633785.5 | 135932 | 137727 | 914283.5 | 0 | 0 | 0 | 0 | 0 | 0 | 0 | 0
[9 empty] | 2020-11-06 | 2021 | 20-21 | 0 | 0 | 0 | 0 | 0 | 0 | 0 | 0 | 633785.5 | 135932 | 137727 | 914283.5 | 0 | 0 | 0 | 0 | 0 | 0 | 0 | 0
[9 empty] | 2020-11-07 | 2021 | 20-21 | 0 | 0 | 0 | 0 | 0 | 0 | 0 | 0 | 633785.5 | 135932 | 137727 | 914283.5 | 0 | 0 | 0 | 0 | 0 | 0 | 0 | 0
[9 empty] | 2020-11-08 | 2021 | 20-21 | 0 | 0 | 0 | 0 | 0 | 0 | 0 | 0 | 633785.5 | 135932 | 137727 | 914283.5 | 0 | 0 | 0 | 0 | 0 | 0 | 0 | 0
[9 empty] | 2020-11-09 | 2021 | 20-21 | 0 | 0 | 0 | 0 | 0 | 0 | 0 | 0 | 633785.5 | 135932 | 137727 | 914283.5 | 0 | 0 | 0 | 0 | 0 | 0 | 0 | 0
[9 empty] | 2020-11-10 | 2021 |  | 0 | 0 | 25677 | 25677 | 0 | 0 | 24 | 24 | 633785.5 | 135932 | 137727 | 914283.5 | 0 | 0 | 0.18643 | 0.028084 | 0 | 0 | 0.00017426 | 2.625e-05
[9 empty] | 2020-11-11 | 2021 | 20-21 | 0 | 0 | 6734.2365 | 6734.2365 | 0 | 0 | 16.3333 | 16.3333 | 633785.5 | 135932 | 137727 | 914283.5 | 0 | 0 | 0.048896 | 0.0073656 | 0 | 0 | 0.00011859 | 1.7865e-05
[9 empty] | 2020-11-12 | 2021 | 20-21 | 0 | 0 | 20811.6 | 20811.6 | 0 | 0 | 282 | 282 | 633785.5 | 135932 | 137727 | 914283.5 | 0 | 0 | 0.15111 | 0.022763 | 0 | 0 | 0.0020475 | 0.00030844
[9 empty] | 2020-11-13 | 2021 | 20-21 | 0 | 0 | 0 | 0 | 0 | 0 | 0 | 0 | 633785.5 | 135932 | 137727 | 914283.5 | 0 | 0 | 0 | 0 | 0 | 0 | 0 | 0
[9 empty] | 2020-11-14 | 2021 | 20-21 | 0 | 0 | 0 | 0 | 0 | 0 | 0 | 0 | 633785.5 | 135932 | 137727 | 914283.5 | 0 | 0 | 0 | 0 | 0 | 0 | 0 | 0
[9 empty] | 2020-11-15 | 2021 | 20-21 | 0 | 0 | 0 | 0 | 0 | 0 | 0 | 0 | 633785.5 | 135932 | 137727 | 914283.5 | 0 | 0 | 0 | 0 | 0 | 0 | 0 | 0
[9 empty] | 2020-11-16 | 2021 | 20-21 | 0 | 0 | 0 | 0 | 0 | 0 | 0 | 0 | 633785.5 | 135932 | 137727 | 914283.5 | 0 | 0 | 0 | 0 | 0 | 0 | 0 | 0
[9 empty] | 2020-11-17 | 2021 | 20-21 | 0 | 0 | 0 | 0 | 0 | 0 | 0 | 0 | 633785.5 | 135932 | 137727 | 914283.5 | 0 | 0 | 0 | 0 | 0 | 0 | 0 | 0
[9 empty] | 2020-11-18 | 2021 | 20-21 | 0 | 0 | 0 | 0 | 0 | 0 | 0 | 0 | 633785.5 | 135932 | 137727 | 914283.5 | 0 | 0 | 0 | 0 | 0 | 0 | 0 | 0
[9 empty] | 2020-11-19 | 2021 | 20-21 | 0 | 0 | 0 | 0 | 0 | 0 | 0 | 0 | 633785.5 | 135932 | 137727 | 914283.5 | 0 | 0 | 0 | 0 | 0 | 0 | 0 | 0
[9 empty] | 2020-11-20 | 2021 | 20-21 | 0 | 0 | 0 | 0 | 0 | 0 | 0 | 0 | 633785.5 | 135932 | 137727 | 914283.5 | 0 | 0 | 0 | 0 | 0 | 0 | 0 | 0
[9 empty] | 2020-11-21 | 2021 | 20-21 | 0 | 0 | 0 | 0 | 0 | 0 | 0 | 0 | 633785.5 | 135932 | 137727 | 914283.5 | 0 | 0 | 0 | 0 | 0 | 0 | 0 | 0
[9 empty] | 2020-11-22 | 2021 | 20-21 | 0 | 0 | 0 | 0 | 0 | 0 | 0 | 0 | 633785.5 | 135932 | 137727 | 914283.5 | 0 | 0 | 0 | 0 | 0 | 0 | 0 | 0
[9 empty] | 2020-11-23 | 2021 | 20-21 | 0 | 0 | 0 | 0 | 0 | 0 | 0 | 0 | 633785.5 | 135932 | 137727 | 914283.5 | 0 | 0 | 0 | 0 | 0 | 0 | 0 | 0
[9 empty] | 2020-11-24 | 2021 | 20-21 | 0 | 0 | 0 | 0 | 0 | 0 | 0 | 0 | 633785.5 | 135932 | 137727 | 914283.5 | 0 | 0 | 0 | 0 | 0 | 0 | 0 | 0
[9 empty] | 2020-11-25 | 2021 | 20-21 | 0 | 0 | 0 | 0 | 0 | 0 | 0 | 0 | 633785.5 | 135932 | 137727 | 914283.5 | 0 | 0 | 0 | 0 | 0 | 0 | 0 | 0
[9 empty] | 2020-11-26 | 2021 | 20-21 | 0 | 0 | 0 | 0 | 0 | 0 | 0 | 0 | 633785.5 | 135932 | 137727 | 914283.5 | 0 | 0 | 0 | 0 | 0 | 0 | 0 | 0
[9 empty] | 2020-11-27 | 2021 | 20-21 | 0 | 0 | 0 | 0 | 0 | 0 | 0 | 0 | 633785.5 | 135932 | 137727 | 914283.5 | 0 | 0 | 0 | 0 | 0 | 0 | 0 | 0
[9 empty] | 2020-11-28 | 2021 | 20-21 | 0 | 0 | 0 | 0 | 0 | 0 | 0 | 0 | 633785.5 | 135932 | 137727 | 914283.5 | 0 | 0 | 0 | 0 | 0 | 0 | 0 | 0
[9 empty] | 2020-11-29 | 2021 | 20-21 | 0 | 0 | 0 | 0 | 0 | 0 | 0 | 0 | 633785.5 | 135932 | 137727 | 914283.5 | 0 | 0 | 0 | 0 | 0 | 0 | 0 | 0
[9 empty] | 2020-11-30 | 2021 | 20-21 | 0 | 0 | 0 | 0 | 0 | 0 | 0 | 0 | 633785.5 | 135932 | 137727 | 914283.5 | 0 | 0 | 0 | 0 | 0 | 0 | 0 | 0
[9 empty] | 2020-12-01 | 2021 | 20-21 | 0 | 0 | 0 | 0 | 0 | 0 | 0 | 0 | 633785.5 | 135932 | 137727 | 914283.5 | 0 | 0 | 0 | 0 | 0 | 0 | 0 | 0
[9 empty] | 2020-12-02 | 2021 | 20-21 | 0 | 0 | 0 | 0 | 0 | 0 | 0 | 0 | 633785.5 | 135932 | 137727 | 914283.5 | 0 | 0 | 0 | 0 | 0 | 0 | 0 | 0
[9 empty] | 2020-12-03 | 2021 | 20-21 | 0 | 0 | 0 | 0 | 0 | 0 | 0 | 0 | 633785.5 | 135932 | 137727 | 914283.5 | 0 | 0 | 0 | 0 | 0 | 0 | 0 | 0
[9 empty] | 2020-12-04 | 2021 | 20-21 | 0 | 0 | 0 | 0 | 0 | 0 | 0 | 0 | 633785.5 | 135932 | 137727 | 914283.5 | 0 | 0 | 0 | 0 | 0 | 0 | 0 | 0
[9 empty] | 2020-12-05 | 2021 |  | 0 | 0 | 0 | 0 | 0 | 0 | 0 | 0 | 633785.5 | 135932 | 137727 | 914283.5 | 0 | 0 | 0 | 0 | 0 | 0 | 0 | 0
[9 empty] | 2020-12-06 | 2021 | 20-21 | 0 | 0 | 0 | 0 | 0 | 0 | 0 | 0 | 633785.5 | 135932 | 137727 | 914283.5 | 0 | 0 | 0 | 0 | 0 | 0 | 0 | 0
[9 empty] | 2020-12-07 | 2021 | 20-21 | 0 | 0 | 0 | 0 | 0 | 0 | 0 | 0 | 633785.5 | 135932 | 137727 | 914283.5 | 0 | 0 | 0 | 0 | 0 | 0 | 0 | 0
[9 empty] | 2020-12-08 | 2021 | 20-21 | 0 | 0 | 0 | 0 | 0 | 0 | 0 | 0 | 633785.5 | 135932 | 137727 | 914283.5 | 0 | 0 | 0 | 0 | 0 | 0 | 0 | 0
[9 empty] | 2020-12-09 | 2021 | 20-21 | 0 | 0 | 0 | 0 | 0 | 0 | 0 | 0 | 633785.5 | 135932 | 137727 | 914283.5 | 0 | 0 | 0 | 0 | 0 | 0 | 0 | 0
[9 empty] | 2020-12-10 | 2021 | 20-21 | 0 | 0 | 0 | 0 | 0 | 0 | 0 | 0 | 633785.5 | 135932 | 137727 | 914283.5 | 0 | 0 | 0 | 0 | 0 | 0 | 0 | 0
[9 empty] | 2020-12-11 | 2021 | 20-21 | 0 | 0 | 0 | 0 | 0 | 0 | 0 | 0 | 633785.5 | 135932 | 137727 | 914283.5 | 0 | 0 | 0 | 0 | 0 | 0 | 0 | 0
[9 empty] | 2020-12-12 | 2021 | 20-21 | 0 | 0 | 0 | 0 | 0 | 0 | 0 | 0 | 633785.5 | 135932 | 137727 | 914283.5 | 0 | 0 | 0 | 0 | 0 | 0 | 0 | 0
[9 empty] | 2020-12-13 | 2021 | 20-21 | 0 | 0 | 0 | 0 | 0 | 0 | 0 | 0 | 633785.5 | 135932 | 137727 | 914283.5 | 0 | 0 | 0 | 0 | 0 | 0 | 0 | 0
[9 empty] | 2020-12-14 | 2021 | 20-21 | 0 | 0 | 0 | 0 | 0 | 0 | 0 | 0 | 633785.5 | 135932 | 137727 | 914283.5 | 0 | 0 | 0 | 0 | 0 | 0 | 0 | 0
[9 empty] | 2020-12-15 | 2021 | 20-21 | 0 | 0 | 0 | 0 | 0 | 0 | 0 | 0 | 633785.5 | 135932 | 137727 | 914283.5 | 0 | 0 | 0 | 0 | 0 | 0 | 0 | 0
[9 empty] | 2020-12-16 | 2021 | 20-21 | 0 | 0 | 0 | 0 | 0 | 0 | 0 | 0 | 633785.5 | 135932 | 137727 | 914283.5 | 0 | 0 | 0 | 0 | 0 | 0 | 0 | 0
[9 empty] | 2020-12-17 | 2021 | 20-21 | 0 | 0 | 0 | 0 | 0 | 0 | 0 | 0 | 633785.5 | 135932 | 137727 | 914283.5 | 0 | 0 | 0 | 0 | 0 | 0 | 0 | 0
[9 empty] | 2020-12-18 | 2021 | 20-21 | 0 | 0 | 0 | 0 | 0 | 0 | 0 | 0 | 633785.5 | 135932 | 137727 | 914283.5 | 0 | 0 | 0 | 0 | 0 | 0 | 0 | 0
[9 empty] | 2020-12-19 | 2021 | 20-21 | 0 | 0 | 0 | 0 | 0 | 0 | 0 | 0 | 633785.5 | 135932 | 137727 | 914283.5 | 0 | 0 | 0 | 0 | 0 | 0 | 0 | 0
[9 empty] | 2020-12-20 | 2021 | 20-21 | 0 | 0 | 0 | 0 | 0 | 0 | 0 | 0 | 633785.5 | 135932 | 137727 | 914283.5 | 0 | 0 | 0 | 0 | 0 | 0 | 0 | 0
[9 empty] | 2020-12-21 | 2021 | 20-21 | 0 | 0 | 0 | 0 | 0 | 0 | 0 | 0 | 633785.5 | 135932 | 137727 | 914283.5 | 0 | 0 | 0 | 0 | 0 | 0 | 0 | 0
[9 empty] | 2020-12-22 | 2021 | 20-21 | 0 | 0 | 0 | 0 | 0 | 0 | 0 | 0 | 633785.5 | 135932 | 137727 | 914283.5 | 0 | 0 | 0 | 0 | 0 | 0 | 0 | 0
[9 empty] | 2020-12-23 | 2021 | 20-21 | 0 | 0 | 0 | 0 | 0 | 0 | 0 | 0 | 633785.5 | 135932 | 137727 | 914283.5 | 0 | 0 | 0 | 0 | 0 | 0 | 0 | 0
[9 empty] | 2020-12-24 | 2021 | 20-21 | 0 | 0 | 0 | 0 | 0 | 0 | 0 | 0 | 633785.5 | 135932 | 137727 | 914283.5 | 0 | 0 | 0 | 0 | 0 | 0 | 0 | 0
[9 empty] | 2020-12-25 | 2021 | 20-21 | 0 | 0 | 0 | 0 | 0 | 0 | 0 | 0 | 633785.5 | 135932 | 137727 | 914283.5 | 0 | 0 | 0 | 0 | 0 | 0 | 0 | 0
[9 empty] | 2020-12-26 | 2021 | 20-21 | 0 | 0 | 0 | 0 | 0 | 0 | 0 | 0 | 633785.5 | 135932 | 137727 | 914283.5 | 0 | 0 | 0 | 0 | 0 | 0 | 0 | 0
[9 empty] | 2020-12-27 | 2021 | 20-21 | 0 | 0 | 0 | 0 | 0 | 0 | 0 | 0 | 633785.5 | 135932 | 137727 | 914283.5 | 0 | 0 | 0 | 0 | 0 | 0 | 0 | 0
[9 empty] | 2020-12-28 | 2021 | 20-21 | 0 | 0 | 0 | 0 | 0 | 0 | 0 | 0 | 633785.5 | 135932 | 137727 | 914283.5 | 0 | 0 | 0 | 0 | 0 | 0 | 0 | 0
[9 empty] | 2020-12-29 | 2021 | 20-21 | 0 | 0 | 0 | 0 | 0 | 0 | 0 | 0 | 633785.5 | 135932 | 137727 | 914283.5 | 0 | 0 | 0 | 0 | 0 | 0 | 0 | 0
[9 empty] | 2020-12-30 | 2021 | 20-21 | 0 | 0 | 0 | 0 | 0 | 0 | 0 | 0 | 633785.5 | 135932 | 137727 | 914283.5 | 0 | 0 | 0 | 0 | 0 | 0 | 0 | 0
[9 empty] | 2020-12-31 | 2021 | 20-21 | 0 | 0 | 0 | 0 | 0 | 0 | 0 | 0 | 633785.5 | 135932 | 137727 | 914283.5 | 0 | 0 | 0 | 0 | 0 | 0 | 0 | 0
[9 empty] | 2021-01-01 | 2021 | 20-21 | 0 | 0 | 0 | 0 | 0 | 0 | 0 | 0 | 633785.5 | 135932 | 137727 | 914283.5 | 0 | 0 | 0 | 0 | 0 | 0 | 0 | 0
[9 empty] | 2021-01-02 | 2021 | 20-21 | 0 | 0 | 0 | 0 | 0 | 0 | 0 | 0 | 633785.5 | 135932 | 137727 | 914283.5 | 0 | 0 | 0 | 0 | 0 | 0 | 0 | 0
[9 empty] | 2021-01-03 | 2021 | 20-21 | 0 | 0 | 0 | 0 | 0 | 0 | 0 | 0 | 633785.5 | 135932 | 137727 | 914283.5 | 0 | 0 | 0 | 0 | 0 | 0 | 0 | 0
[9 empty] | 2021-01-04 | 2021 | 20-21 | 0 | 0 | 0 | 0 | 0 | 0 | 0 | 0 | 633785.5 | 135932 | 137727 | 914283.5 | 0 | 0 | 0 | 0 | 0 | 0 | 0 | 0
[9 empty] | 2021-01-05 | 2021 | 20-21 | 0 | 0 | 0 | 0 | 0 | 0 | 0 | 0 | 633785.5 | 135932 | 137727 | 914283.5 | 0 | 0 | 0 | 0 | 0 | 0 | 0 | 0
[9 empty] | 2021-01-06 | 2021 | 20-21 | 0 | 0 | 0 | 0 | 0 | 0 | 0 | 0 | 633785.5 | 135932 | 137727 | 914283.5 | 0 | 0 | 0 | 0 | 0 | 0 | 0 | 0
[9 empty] | 2021-01-07 | 2021 | 20-21 | 0 | 0 | 0 | 0 | 0 | 0 | 0 | 0 | 633785.5 | 135932 | 137727 | 914283.5 | 0 | 0 | 0 | 0 | 0 | 0 | 0 | 0
[9 empty] | 2021-01-08 | 2021 | 20-21 | 0 | 0 | 0 | 0 | 0 | 0 | 0 | 0 | 633785.5 | 135932 | 137727 | 914283.5 | 0 | 0 | 0 | 0 | 0 | 0 | 0 | 0
[9 empty] | 2021-01-09 | 2021 | 20-21 | 0 | 0 | 0 | 0 | 0 | 0 | 0 | 0 | 633785.5 | 135932 | 137727 | 914283.5 | 0 | 0 | 0 | 0 | 0 | 0 | 0 | 0
[9 empty] | 2021-01-10 | 2021 | 20-21 | 0 | 0 | 0 | 0 | 0 | 0 | 0 | 0 | 633785.5 | 135932 | 137727 | 914283.5 | 0 | 0 | 0 | 0 | 0 | 0 | 0 | 0
[9 empty] | 2021-01-11 | 2021 |  | 0 | 0 | 0 | 0 | 0 | 0 | 0 | 0 | 633785.5 | 135932 | 137727 | 914283.5 | 0 | 0 | 0 | 0 | 0 | 0 | 0 | 0
[9 empty] | 2021-01-12 | 2021 | 20-21 | 0 | 0 | 0 | 0 | 0 | 0 | 0 | 0 | 633785.5 | 135932 | 137727 | 914283.5 | 0 | 0 | 0 | 0 | 0 | 0 | 0 | 0
[9 empty] | 2021-01-13 | 2021 | 20-21 | 0 | 0 | 0 | 0 | 0 | 0 | 0 | 0 | 633785.5 | 135932 | 137727 | 914283.5 | 0 | 0 | 0 | 0 | 0 | 0 | 0 | 0
[9 empty] | 2021-01-14 | 2021 | 20-21 | 0 | 0 | 0 | 0 | 0 | 0 | 0 | 0 | 633785.5 | 135932 | 137727 | 914283.5 | 0 | 0 | 0 | 0 | 0 | 0 | 0 | 0
[9 empty] | 2021-01-15 | 2021 | 20-21 | 0 | 0 | 0 | 0 | 0 | 0 | 0 | 0 | 633785.5 | 135932 | 137727 | 914283.5 | 0 | 0 | 0 | 0 | 0 | 0 | 0 | 0
[9 empty] | 2021-01-16 | 2021 | 20-21 | 0 | 0 | 0 | 0 | 0 | 0 | 0 | 0 | 633785.5 | 135932 | 137727 | 914283.5 | 0 | 0 | 0 | 0 | 0 | 0 | 0 | 0
[9 empty] | 2021-01-17 | 2021 | 20-21 | 0 | 0 | 0 | 0 | 0 | 0 | 0 | 0 | 633785.5 | 135932 | 137727 | 914283.5 | 0 | 0 | 0 | 0 | 0 | 0 | 0 | 0
[9 empty] | 2021-01-18 | 2021 | 20-21 | 0 | 0 | 0 | 0 | 0 | 0 | 0 | 0 | 633785.5 | 135932 | 137727 | 914283.5 | 0 | 0 | 0 | 0 | 0 | 0 | 0 | 0
[9 empty] | 2021-01-19 | 2021 | 20-21 | 0 | 0 | 0 | 0 | 0 | 0 | 0 | 0 | 633785.5 | 135932 | 137727 | 914283.5 | 0 | 0 | 0 | 0 | 0 | 0 | 0 | 0
[9 empty] | 2021-01-20 | 2021 | 20-21 | 0 | 0 | 0 | 0 | 0 | 0 | 0 | 0 | 633785.5 | 135932 | 137727 | 914283.5 | 0 | 0 | 0 | 0 | 0 | 0 | 0 | 0
[9 empty] | 2021-01-21 | 2021 | 20-21 | 0 | 0 | 0 | 0 | 0 | 0 | 0 | 0 | 633785.5 | 135932 | 137727 | 914283.5 | 0 | 0 | 0 | 0 | 0 | 0 | 0 | 0
[9 empty] | 2021-01-22 | 2021 | 20-21 | 0 | 0 | 11649.75 | 11649.75 | 0 | 0 | 49 | 49 | 633785.5 | 135932 | 137727 | 914283.5 | 0 | 0 | 0.084586 | 0.012742 | 0 | 0 | 0.00035578 | 5.3594e-05
[9 empty] | 2021-01-23 | 2021 | 20-21 | 0 | 0 | 0 | 0 | 0 | 0 | 0 | 0 | 633785.5 | 135932 | 137727 | 914283.5 | 0 | 0 | 0 | 0 | 0 | 0 | 0 | 0
[9 empty] | 2021-01-24 | 2021 | 20-21 | 0 | 0 | 0 | 0 | 0 | 0 | 0 | 0 | 633785.5 | 135932 | 137727 | 914283.5 | 0 | 0 | 0 | 0 | 0 | 0 | 0 | 0
[9 empty] | 2021-01-25 | 2021 | 20-21 | 0 | 530.1 | 0 | 530.1 | 0 | 18 | 0 | 18 | 633785.5 | 135932 | 137727 | 914283.5 | 0 | 0.0038997 | 0 | 0.0005798 | 0 | 0.00013242 | 0 | 1.9688e-05
[9 empty] | 2021-01-26 | 2021 | 20-21 | 0 | 0 | 0 | 0 | 0 | 0 | 0 | 0 | 633785.5 | 135932 | 137727 | 914283.5 | 0 | 0 | 0 | 0 | 0 | 0 | 0 | 0
[9 empty] | 2021-01-27 | 2021 | 20-21 | 0 | 0 | 0 | 0 | 0 | 0 | 0 | 0 | 633785.5 | 135932 | 137727 | 914283.5 | 0 | 0 | 0 | 0 | 0 | 0 | 0 | 0
[9 empty] | 2021-01-28 | 2021 | 20-21 | 0 | 0 | 0 | 0 | 0 | 0 | 0 | 0 | 633785.5 | 135932 | 137727 | 914283.5 | 0 | 0 | 0 | 0 | 0 | 0 | 0 | 0
[9 empty] | 2021-01-29 | 2021 | 20-21 | 0 | 0 | 0 | 0 | 0 | 0 | 0 | 0 | 633785.5 | 135932 | 137727 | 914283.5 | 0 | 0 | 0 | 0 | 0 | 0 | 0 | 0
[9 empty] | 2021-01-30 | 2021 | 20-21 | 0 | 0 | 0 | 0 | 0 | 0 | 0 | 0 | 633785.5 | 135932 | 137727 | 914283.5 | 0 | 0 | 0 | 0 | 0 | 0 | 0 | 0
[9 empty] | 2021-01-31 | 2021 | 20-21 | 0 | 0 | 0 | 0 | 0 | 0 | 0 | 0 | 633785.5 | 135932 | 137727 | 914283.5 | 0 | 0 | 0 | 0 | 0 | 0 | 0 | 0
[9 empty] | 2021-02-01 | 2021 | 20-21 | 0 | 0 | 0 | 0 | 0 | 0 | 0 | 0 | 633785.5 | 135932 | 137727 | 914283.5 | 0 | 0 | 0 | 0 | 0 | 0 | 0 | 0
[9 empty] | 2021-02-02 | 2021 | 20-21 | 0 | 0 | 0 | 0 | 0 | 0 | 0 | 0 | 633785.5 | 135932 | 137727 | 914283.5 | 0 | 0 | 0 | 0 | 0 | 0 | 0 | 0
[9 empty] | 2021-02-03 | 2021 | 20-21 | 0 | 0 | 0 | 0 | 0 | 0 | 0 | 0 | 633785.5 | 135932 | 137727 | 914283.5 | 0 | 0 | 0 | 0 | 0 | 0 | 0 | 0
[9 empty] | 2021-02-04 | 2021 | 20-21 | 0 | 0 | 0 | 0 | 0 | 0 | 0 | 0 | 633785.5 | 135932 | 137727 | 914283.5 | 0 | 0 | 0 | 0 | 0 | 0 | 0 | 0
[9 empty] | 2021-02-05 | 2021 | 20-21 | 0 | 0 | 0 | 0 | 0 | 0 | 0 | 0 | 633785.5 | 135932 | 137727 | 914283.5 | 0 | 0 | 0 | 0 | 0 | 0 | 0 | 0
[9 empty] | 2021-02-06 | 2021 | 20-21 | 0 | 0 | 0 | 0 | 0 | 0 | 0 | 0 | 633785.5 | 135932 | 137727 | 914283.5 | 0 | 0 | 0 | 0 | 0 | 0 | 0 | 0
[9 empty] | 2021-02-07 | 2021 | 20-21 | 0 | 0 | 0 | 0 | 0 | 0 | 0 | 0 | 633785.5 | 135932 | 137727 | 914283.5 | 0 | 0 | 0 | 0 | 0 | 0 | 0 | 0
[9 empty] | 2021-02-08 | 2021 | 20-21 | 0 | 0 | 0 | 0 | 0 | 0 | 0 | 0 | 633785.5 | 135932 | 137727 | 914283.5 | 0 | 0 | 0 | 0 | 0 | 0 | 0 | 0
[9 empty] | 2021-02-09 | 2021 | 20-21 | 0 | 0 | 0 | 0 | 0 | 0 | 0 | 0 | 633785.5 | 135932 | 137727 | 914283.5 | 0 | 0 | 0 | 0 | 0 | 0 | 0 | 0
[9 empty] | 2021-02-10 | 2021 | 20-21 | 0 | 0 | 0 | 0 | 0 | 0 | 0 | 0 | 633785.5 | 135932 | 137727 | 914283.5 | 0 | 0 | 0 | 0 | 0 | 0 | 0 | 0
[9 empty] | 2021-02-11 | 2021 | 20-21 | 0 | 0 | 0 | 0 | 0 | 0 | 0 | 0 | 633785.5 | 135932 | 137727 | 914283.5 | 0 | 0 | 0 | 0 | 0 | 0 | 0 | 0
[9 empty] | 2021-02-12 | 2021 | 20-21 | 0 | 0 | 0 | 0 | 0 | 0 | 0 | 0 | 633785.5 | 135932 | 137727 | 914283.5 | 0 | 0 | 0 | 0 | 0 | 0 | 0 | 0
[9 empty] | 2021-02-13 | 2021 | 20-21 | 0 | 0 | 0 | 0 | 0 | 0 | 0 | 0 | 633785.5 | 135932 | 137727 | 914283.5 | 0 | 0 | 0 | 0 | 0 | 0 | 0 | 0
[9 empty] | 2021-02-14 | 2021 | 20-21 | 0 | 0 | 0 | 0 | 0 | 0 | 0 | 0 | 633785.5 | 135932 | 137727 | 914283.5 | 0 | 0 | 0 | 0 | 0 | 0 | 0 | 0
[9 empty] | 2021-02-15 | 2021 | 20-21 | 0 | 0 | 0 | 0 | 0 | 0 | 0 | 0 | 633785.5 | 135932 | 137727 | 914283.5 | 0 | 0 | 0 | 0 | 0 | 0 | 0 | 0
[9 empty] | 2021-02-16 | 2021 | 20-21 | 0 | 0 | 0 | 0 | 0 | 0 | 0 | 0 | 633785.5 | 135932 | 137727 | 914283.5 | 0 | 0 | 0 | 0 | 0 | 0 | 0 | 0
[9 empty] | 2021-02-17 | 2021 | 20-21 | 0 | 0 | 0 | 0 | 0 | 0 | 0 | 0 | 633785.5 | 135932 | 137727 | 914283.5 | 0 | 0 | 0 | 0 | 0 | 0 | 0 | 0
[9 empty] | 2021-02-18 | 2021 | 20-21 | 0 | 0 | 0 | 0 | 0 | 0 | 0 | 0 | 633785.5 | 135932 | 137727 | 914283.5 | 0 | 0 | 0 | 0 | 0 | 0 | 0 | 0
[9 empty] | 2021-02-19 | 2021 | 20-21 | 0 | 0 | 0 | 0 | 0 | 0 | 0 | 0 | 633785.5 | 135932 | 137727 | 914283.5 | 0 | 0 | 0 | 0 | 0 | 0 | 0 | 0
[9 empty] | 2021-02-20 | 2021 | 20-21 | 0 | 0 | 0 | 0 | 0 | 0 | 0 | 0 | 633785.5 | 135932 | 137727 | 914283.5 | 0 | 0 | 0 | 0 | 0 | 0 | 0 | 0
[9 empty] | 2021-02-21 | 2021 | 20-21 | 0 | 0 | 0 | 0 | 0 | 0 | 0 | 0 | 633785.5 | 135932 | 137727 | 914283.5 | 0 | 0 | 0 | 0 | 0 | 0 | 0 | 0
[9 empty] | 2021-02-22 | 2021 | 20-21 | 0 | 0 | 0 | 0 | 0 | 0 | 0 | 0 | 633785.5 | 135932 | 137727 | 914283.5 | 0 | 0 | 0 | 0 | 0 | 0 | 0 | 0
[9 empty] | 2021-02-23 | 2021 | 20-21 | 0 | 0 | 0 | 0 | 0 | 0 | 0 | 0 | 633785.5 | 135932 | 137727 | 914283.5 | 0 | 0 | 0 | 0 | 0 | 0 | 0 | 0
[9 empty] | 2021-02-24 | 2021 | 20-21 | 0 | 0 | 0 | 0 | 0 | 0 | 0 | 0 | 633785.5 | 135932 | 137727 | 914283.5 | 0 | 0 | 0 | 0 | 0 | 0 | 0 | 0
[9 empty] | 2021-02-25 | 2021 | 20-21 | 0 | 0 | 0 | 0 | 0 | 0 | 0 | 0 | 633785.5 | 135932 | 137727 | 914283.5 | 0 | 0 | 0 | 0 | 0 | 0 | 0 | 0
[9 empty] | 2021-02-26 | 2021 | 20-21 | 0 | 0 | 0 | 0 | 0 | 0 | 0 | 0 | 633785.5 | 135932 | 137727 | 914283.5 | 0 | 0 | 0 | 0 | 0 | 0 | 0 | 0
[9 empty] | 2021-02-27 | 2021 | 20-21 | 0 | 0 | 0 | 0 | 0 | 0 | 0 | 0 | 633785.5 | 135932 | 137727 | 914283.5 | 0 | 0 | 0 | 0 | 0 | 0 | 0 | 0
[9 empty] | 2021-02-28 | 2021 | 20-21 | 0 | 0 | 0 | 0 | 0 | 0 | 0 | 0 | 633785.5 | 135932 | 137727 | 914283.5 | 0 | 0 | 0 | 0 | 0 | 0 | 0 | 0
[9 empty] | 2021-03-01 | 2021 | 20-21 | 0 | 0 | 0 | 0 | 0 | 0 | 0 | 0 | 633785.5 | 135932 | 137727 | 914283.5 | 0 | 0 | 0 | 0 | 0 | 0 | 0 | 0
[9 empty] | 2021-03-02 | 2021 | 20-21 | 0 | 0 | 0 | 0 | 0 | 0 | 0 | 0 | 633785.5 | 135932 | 137727 | 914283.5 | 0 | 0 | 0 | 0 | 0 | 0 | 0 | 0
[9 empty] | 2021-03-03 | 2021 | 20-21 | 0 | 0 | 0 | 0 | 0 | 0 | 0 | 0 | 633785.5 | 135932 | 137727 | 914283.5 | 0 | 0 | 0 | 0 | 0 | 0 | 0 | 0
[9 empty] | 2021-03-04 | 2021 | 20-21 | 0 | 0 | 0 | 0 | 0 | 0 | 0 | 0 | 633785.5 | 135932 | 137727 | 914283.5 | 0 | 0 | 0 | 0 | 0 | 0 | 0 | 0
[9 empty] | 2021-03-05 | 2021 | 20-21 | 0 | 0 | 0 | 0 | 0 | 0 | 0 | 0 | 633785.5 | 135932 | 137727 | 914283.5 | 0 | 0 | 0 | 0 | 0 | 0 | 0 | 0
[9 empty] | 2021-03-06 | 2021 | 20-21 | 0 | 0 | 0 | 0 | 0 | 0 | 0 | 0 | 633785.5 | 135932 | 137727 | 914283.5 | 0 | 0 | 0 | 0 | 0 | 0 | 0 | 0
[9 empty] | 2021-03-07 | 2021 | 20-21 | 0 | 0 | 0 | 0 | 0 | 0 | 0 | 0 | 633785.5 | 135932 | 137727 | 914283.5 | 0 | 0 | 0 | 0 | 0 | 0 | 0 | 0
[9 empty] | 2021-03-08 | 2021 | 20-21 | 0 | 0 | 0 | 0 | 0 | 0 | 0 | 0 | 633785.5 | 135932 | 137727 | 914283.5 | 0 | 0 | 0 | 0 | 0 | 0 | 0 | 0
[9 empty] | 2021-03-09 | 2021 | 20-21 | 0 | 0 | 0 | 0 | 0 | 0 | 0 | 0 | 633785.5 | 135932 | 137727 | 914283.5 | 0 | 0 | 0 | 0 | 0 | 0 | 0 | 0
[9 empty] | 2021-03-10 | 2021 | 20-21 | 0 | 0 | 0 | 0 | 0 | 0 | 0 | 0 | 633785.5 | 135932 | 137727 | 914283.5 | 0 | 0 | 0 | 0 | 0 | 0 | 0 | 0
[9 empty] | 2021-03-11 | 2021 | 20-21 | 0 | 0 | 0 | 0 | 0 | 0 | 0 | 0 | 633785.5 | 135932 | 137727 | 914283.5 | 0 | 0 | 0 | 0 | 0 | 0 | 0 | 0
[9 empty] | 2021-03-12 | 2021 | 20-21 | 0 | 0 | 0 | 0 | 0 | 0 | 0 | 0 | 633785.5 | 135932 | 137727 | 914283.5 | 0 | 0 | 0 | 0 | 0 | 0 | 0 | 0
[9 empty] | 2021-03-13 | 2021 | 20-21 | 0 | 0 | 0 | 0 | 0 | 0 | 0 | 0 | 633785.5 | 135932 | 137727 | 914283.5 | 0 | 0 | 0 | 0 | 0 | 0 | 0 | 0
[9 empty] | 2021-03-14 | 2021 | 20-21 | 0 | 0 | 0 | 0 | 0 | 0 | 0 | 0 | 633785.5 | 135932 | 137727 | 914283.5 | 0 | 0 | 0 | 0 | 0 | 0 | 0 | 0
[9 empty] | 2021-03-15 | 2021 | 20-21 | 0 | 0 | 0 | 0 | 0 | 0 | 0 | 0 | 633785.5 | 135932 | 137727 | 914283.5 | 0 | 0 | 0 | 0 | 0 | 0 | 0 | 0
[9 empty] | 2021-03-16 | 2021 | 20-21 | 0 | 0 | 0 | 0 | 0 | 0 | 0 | 0 | 633785.5 | 135932 | 137727 | 914283.5 | 0 | 0 | 0 | 0 | 0 | 0 | 0 | 0
[9 empty] | 2021-03-17 | 2021 | 20-21 | 0 | 0 | 0 | 0 | 0 | 0 | 0 | 0 | 633785.5 | 135932 | 137727 | 914283.5 | 0 | 0 | 0 | 0 | 0 | 0 | 0 | 0
[9 empty] | 2021-03-18 | 2021 | 20-21 | 0 | 0 | 0 | 0 | 0 | 0 | 0 | 0 | 633785.5 | 135932 | 137727 | 914283.5 | 0 | 0 | 0 | 0 | 0 | 0 | 0 | 0
[9 empty] | 2021-03-19 | 2021 | 20-21 | 0 | 0 | 0 | 0 | 0 | 0 | 0 | 0 | 633785.5 | 135932 | 137727 | 914283.5 | 0 | 0 | 0 | 0 | 0 | 0 | 0 | 0
[9 empty] | 2021-03-20 | 2021 | 20-21 | 0 | 0 | 0 | 0 | 0 | 0 | 0 | 0 | 633785.5 | 135932 | 137727 | 914283.5 | 0 | 0 | 0 | 0 | 0 | 0 | 0 | 0
[9 empty] | 2021-03-21 | 2021 | 20-21 | 0 | 0 | 0 | 0 | 0 | 0 | 0 | 0 | 633785.5 | 135932 | 137727 | 914283.5 | 0 | 0 | 0 | 0 | 0 | 0 | 0 | 0
[9 empty] | 2021-03-22 | 2021 | 20-21 | 0 | 0 | 0 | 0 | 0 | 0 | 0 | 0 | 633785.5 | 135932 | 137727 | 914283.5 | 0 | 0 | 0 | 0 | 0 | 0 | 0 | 0
[9 empty] | 2021-03-23 | 2021 | 20-21 | 0 | 0 | 0 | 0 | 0 | 0 | 0 | 0 | 633785.5 | 135932 | 137727 | 914283.5 | 0 | 0 | 0 | 0 | 0 | 0 | 0 | 0
[9 empty] | 2021-03-24 | 2021 | 20-21 | 0 | 0 | 0 | 0 | 0 | 0 | 0 | 0 | 633785.5 | 135932 | 137727 | 914283.5 | 0 | 0 | 0 | 0 | 0 | 0 | 0 | 0
[9 empty] | 2021-03-25 | 2021 | 20-21 | 0 | 0 | 0 | 0 | 0 | 0 | 0 | 0 | 633785.5 | 135932 | 137727 | 914283.5 | 0 | 0 | 0 | 0 | 0 | 0 | 0 | 0
[9 empty] | 2021-03-26 | 2021 | 20-21 | 0 | 0 | 0 | 0 | 0 | 0 | 0 | 0 | 633785.5 | 135932 | 137727 | 914283.5 | 0 | 0 | 0 | 0 | 0 | 0 | 0 | 0
[9 empty] | 2021-03-27 | 2021 | 20-21 | 0 | 0 | 0 | 0 | 0 | 0 | 0 | 0 | 633785.5 | 135932 | 137727 | 914283.5 | 0 | 0 | 0 | 0 | 0 | 0 | 0 | 0
[9 empty] | 2021-03-28 | 2021 | 20-21 | 0 | 0 | 0 | 0 | 0 | 0 | 0 | 0 | 633785.5 | 135932 | 137727 | 914283.5 | 0 | 0 | 0 | 0 | 0 | 0 | 0 | 0
[9 empty] | 2021-03-29 | 2021 | 20-21 | 0 | 0 | 0 | 0 | 0 | 0 | 0 | 0 | 633785.5 | 135932 | 137727 | 914283.5 | 0 | 0 | 0 | 0 | 0 | 0 | 0 | 0
[9 empty] | 2021-03-30 | 2021 | 20-21 | 0 | 0 | 0 | 0 | 0 | 0 | 0 | 0 | 633785.5 | 135932 | 137727 | 914283.5 | 0 | 0 | 0 | 0 | 0 | 0 | 0 | 0
[9 empty] | 2021-03-31 | 2021 | 20-21 | 0 | 0 | 0 | 0 | 0 | 0 | 0 | 0 | 633785.5 | 135932 | 137727 | 914283.5 | 0 | 0 | 0 | 0 | 0 | 0 | 0 | 0
[9 empty] | 2021-04-01 | 2021 | 20-21 | 0 | 0 | 0 | 0 | 0 | 0 | 0 | 0 | 633785.5 | 135932 | 137727 | 914283.5 | 0 | 0 | 0 | 0 | 0 | 0 | 0 | 0
[9 empty] | 2021-04-02 | 2021 | 20-21 | 0 | 0 | 0 | 0 | 0 | 0 | 0 | 0 | 633785.5 | 135932 | 137727 | 914283.5 | 0 | 0 | 0 | 0 | 0 | 0 | 0 | 0
[9 empty] | 2021-04-03 | 2021 | 20-21 | 0 | 0 | 0 | 0 | 0 | 0 | 0 | 0 | 633785.5 | 135932 | 137727 | 914283.5 | 0 | 0 | 0 | 0 | 0 | 0 | 0 | 0
[9 empty] | 2021-04-04 | 2021 | 20-21 | 0 | 0 | 0 | 0 | 0 | 0 | 0 | 0 | 633785.5 | 135932 | 137727 | 914283.5 | 0 | 0 | 0 | 0 | 0 | 0 | 0 | 0
[9 empty] | 2021-04-05 | 2021 | 20-21 | 0 | 0 | 0 | 0 | 0 | 0 | 0 | 0 | 633785.5 | 135932 | 137727 | 914283.5 | 0 | 0 | 0 | 0 | 0 | 0 | 0 | 0
[9 empty] | 2021-04-06 | 2021 | 20-21 | 0 | 0 | 0 | 0 | 0 | 0 | 0 | 0 | 633785.5 | 135932 | 137727 | 914283.5 | 0 | 0 | 0 | 0 | 0 | 0 | 0 | 0
[9 empty] | 2021-04-07 | 2021 | 20-21 | 0 | 0 | 0 | 0 | 0 | 0 | 0 | 0 | 633785.5 | 135932 | 137727 | 914283.5 | 0 | 0 | 0 | 0 | 0 | 0 | 0 | 0
[9 empty] | 2021-04-08 | 2021 | 20-21 | 0 | 0 | 0 | 0 | 0 | 0 | 0 | 0 | 633785.5 | 135932 | 137727 | 914283.5 | 0 | 0 | 0 | 0 | 0 | 0 | 0 | 0
[9 empty] | 2021-04-09 | 2021 | 20-21 | 0 | 0 | 0 | 0 | 0 | 0 | 0 | 0 | 633785.5 | 135932 | 137727 | 914283.5 | 0 | 0 | 0 | 0 | 0 | 0 | 0 | 0
[9 empty] | 2021-04-10 | 2021 | 20-21 | 0 | 0 | 0 | 0 | 0 | 0 | 0 | 0 | 633785.5 | 135932 | 137727 | 914283.5 | 0 | 0 | 0 | 0 | 0 | 0 | 0 | 0
[9 empty] | 2021-04-11 | 2021 | 20-21 | 0 | 0 | 0 | 0 | 0 | 0 | 0 | 0 | 633785.5 | 135932 | 137727 | 914283.5 | 0 | 0 | 0 | 0 | 0 | 0 | 0 | 0
[9 empty] | 2021-04-12 | 2021 | 20-21 | 0 | 0 | 0 | 0 | 0 | 0 | 0 | 0 | 633785.5 | 135932 | 137727 | 914283.5 | 0 | 0 | 0 | 0 | 0 | 0 | 0 | 0
[9 empty] | 2021-04-13 | 2021 | 20-21 | 0 | 0 | 0 | 0 | 0 | 0 | 0 | 0 | 633785.5 | 135932 | 137727 | 914283.5 | 0 | 0 | 0 | 0 | 0 | 0 | 0 | 0
[9 empty] | 2021-04-14 | 2021 | 20-21 | 0 | 0 | 0 | 0 | 0 | 0 | 0 | 0 | 633785.5 | 135932 | 137727 | 914283.5 | 0 | 0 | 0 | 0 | 0 | 0 | 0 | 0
[9 empty] | 2021-04-15 | 2021 | 20-21 | 0 | 0 | 0 | 0 | 0 | 0 | 0 | 0 | 633785.5 | 135932 | 137727 | 914283.5 | 0 | 0 | 0 | 0 | 0 | 0 | 0 | 0
[9 empty] | 2021-04-16 | 2021 | 20-21 | 0 | 0 | 0 | 0 | 0 | 0 | 0 | 0 | 633785.5 | 135932 | 137727 | 914283.5 | 0 | 0 | 0 | 0 | 0 | 0 | 0 | 0
[9 empty] | 2021-04-17 | 2021 | 20-21 | 0 | 0 | 0 | 0 | 0 | 0 | 0 | 0 | 633785.5 | 135932 | 137727 | 914283.5 | 0 | 0 | 0 | 0 | 0 | 0 | 0 | 0
[9 empty] | 2021-04-18 | 2021 | 20-21 | 0 | 0 | 0 | 0 | 0 | 0 | 0 | 0 | 633785.5 | 135932 | 137727 | 914283.5 | 0 | 0 | 0 | 0 | 0 | 0 | 0 | 0
[9 empty] | 2021-04-19 | 2021 | 20-21 | 0 | 0 | 0 | 0 | 0 | 0 | 0 | 0 | 633785.5 | 135932 | 137727 | 914283.5 | 0 | 0 | 0 | 0 | 0 | 0 | 0 | 0
[9 empty] | 2021-04-20 | 2021 | 20-21 | 0 | 0 | 0 | 0 | 0 | 0 | 0 | 0 | 633785.5 | 135932 | 137727 | 914283.5 | 0 | 0 | 0 | 0 | 0 | 0 | 0 | 0
[9 empty] | 2021-04-21 | 2021 | 20-21 | 0 | 0 | 0 | 0 | 0 | 0 | 0 | 0 | 633785.5 | 135932 | 137727 | 914283.5 | 0 | 0 | 0 | 0 | 0 | 0 | 0 | 0
[9 empty] | 2021-04-22 | 2021 | 20-21 | 0 | 0 | 0 | 0 | 0 | 0 | 0 | 0 | 633785.5 | 135932 | 137727 | 914283.5 | 0 | 0 | 0 | 0 | 0 | 0 | 0 | 0
[9 empty] | 2021-04-23 | 2021 | 20-21 | 0 | 0 | 0 | 0 | 0 | 0 | 0 | 0 | 633785.5 | 135932 | 137727 | 914283.5 | 0 | 0 | 0 | 0 | 0 | 0 | 0 | 0
[9 empty] | 2021-04-24 | 2021 | 20-21 | 0 | 0 | 0 | 0 | 0 | 0 | 0 | 0 | 633785.5 | 135932 | 137727 | 914283.5 | 0 | 0 | 0 | 0 | 0 | 0 | 0 | 0
[9 empty] | 2021-04-25 | 2021 | 20-21 | 0 | 0 | 0 | 0 | 0 | 0 | 0 | 0 | 633785.5 | 135932 | 137727 | 914283.5 | 0 | 0 | 0 | 0 | 0 | 0 | 0 | 0
[9 empty] | 2021-04-26 | 2021 | 20-21 | 0 | 0 | 0 | 0 | 0 | 0 | 0 | 0 | 633785.5 | 135932 | 137727 | 914283.5 | 0 | 0 | 0 | 0 | 0 | 0 | 0 | 0
[9 empty] | 2021-04-27 | 2021 | 20-21 | 0 | 0 | 0 | 0 | 0 | 0 | 0 | 0 | 633785.5 | 135932 | 137727 | 914283.5 | 0 | 0 | 0 | 0 | 0 | 0 | 0 | 0
[9 empty] | 2021-04-28 | 2021 | 20-21 | 0 | 0 | 0 | 0 | 0 | 0 | 0 | 0 | 633785.5 | 135932 | 137727 | 914283.5 | 0 | 0 | 0 | 0 | 0 | 0 | 0 | 0
[9 empty] | 2021-04-29 | 2021 | 20-21 | 0 | 0 | 0 | 0 | 0 | 0 | 0 | 0 | 633785.5 | 135932 | 137727 | 914283.5 | 0 | 0 | 0 | 0 | 0 | 0 | 0 | 0
[9 empty] | 2021-04-30 | 2021 | 20-21 | 0 | 0 | 0 | 0 | 0 | 0 | 0 | 0 | 633785.5 | 135932 | 137727 | 914283.5 | 0 | 0 | 0 | 0 | 0 | 0 | 0 | 0
[9 empty] | 2021-05-01 | 2021 | 20-21 | 0 | 0 | 0 | 0 | 0 | 0 | 0 | 0 | 633785.5 | 135932 | 137727 | 914283.5 | 0 | 0 | 0 | 0 | 0 | 0 | 0 | 0
[9 empty] | 2021-05-02 | 2021 | 20-21 | 0 | 0 | 0 | 0 | 0 | 0 | 0 | 0 | 633785.5 | 135932 | 137727 | 914283.5 | 0 | 0 | 0 | 0 | 0 | 0 | 0 | 0
[9 empty] | 2021-05-03 | 2021 | 20-21 | 0 | 0 | 0 | 0 | 0 | 0 | 0 | 0 | 633785.5 | 135932 | 137727 | 914283.5 | 0 | 0 | 0 | 0 | 0 | 0 | 0 | 0
[9 empty] | 2021-05-04 | 2021 | 20-21 | 0 | 0 | 0 | 0 | 0 | 0 | 0 | 0 | 633785.5 | 135932 | 137727 | 914283.5 | 0 | 0 | 0 | 0 | 0 | 0 | 0 | 0
[9 empty] | 2021-05-05 | 2021 | 20-21 | 0 | 0 | 0 | 0 | 0 | 0 | 0 | 0 | 633785.5 | 135932 | 137727 | 914283.5 | 0 | 0 | 0 | 0 | 0 | 0 | 0 | 0
[9 empty] | 2021-05-06 | 2021 | 20-21 | 0 | 0 | 0 | 0 | 0 | 0 | 0 | 0 | 633785.5 | 135932 | 137727 | 914283.5 | 0 | 0 | 0 | 0 | 0 | 0 | 0 | 0
[9 empty] | 2021-05-07 | 2021 | 20-21 | 0 | 0 | 0 | 0 | 0 | 0 | 0 | 0 | 633785.5 | 135932 | 137727 | 914283.5 | 0 | 0 | 0 | 0 | 0 | 0 | 0 | 0
[9 empty] | 2021-05-08 | 2021 | 20-21 | 0 | 0 | 0 | 0 | 0 | 0 | 0 | 0 | 633785.5 | 135932 | 137727 | 914283.5 | 0 | 0 | 0 | 0 | 0 | 0 | 0 | 0
[9 empty] | 2021-05-09 | 2021 | 20-21 | 0 | 0 | 0 | 0 | 0 | 0 | 0 | 0 | 633785.5 | 135932 | 137727 | 914283.5 | 0 | 0 | 0 | 0 | 0 | 0 | 0 | 0
[9 empty] | 2021-05-10 | 2021 | 20-21 | 0 | 0 | 0 | 0 | 0 | 0 | 0 | 0 | 633785.5 | 135932 | 137727 | 914283.5 | 0 | 0 | 0 | 0 | 0 | 0 | 0 | 0
[9 empty] | 2021-05-11 | 2021 | 20-21 | 0 | 0 | 0 | 0 | 0 | 0 | 0 | 0 | 633785.5 | 135932 | 137727 | 914283.5 | 0 | 0 | 0 | 0 | 0 | 0 | 0 | 0
[9 empty] | 2021-05-12 | 2021 | 20-21 | 0 | 0 | 0 | 0 | 0 | 0 | 0 | 0 | 633785.5 | 135932 | 137727 | 914283.5 | 0 | 0 | 0 | 0 | 0 | 0 | 0 | 0
[9 empty] | 2021-05-13 | 2021 | 20-21 | 0 | 0 | 0 | 0 | 0 | 0 | 0 | 0 | 633785.5 | 135932 | 137727 | 914283.5 | 0 | 0 | 0 | 0 | 0 | 0 | 0 | 0
[9 empty] | 2021-05-14 | 2021 | 20-21 | 0 | 0 | 0 | 0 | 0 | 0 | 0 | 0 | 633785.5 | 135932 | 137727 | 914283.5 | 0 | 0 | 0 | 0 | 0 | 0 | 0 | 0
[9 empty] | 2021-05-15 | 2021 | 20-21 | 0 | 0 | 0 | 0 | 0 | 0 | 0 | 0 | 633785.5 | 135932 | 137727 | 914283.5 | 0 | 0 | 0 | 0 | 0 | 0 | 0 | 0
[9 empty] | 2021-05-16 | 2021 | 20-21 | 0 | 0 | 0 | 0 | 0 | 0 | 0 | 0 | 633785.5 | 135932 | 137727 | 914283.5 | 0 | 0 | 0 | 0 | 0 | 0 | 0 | 0
[9 empty] | 2021-05-17 | 2021 | 20-21 | 0 | 0 | 0 | 0 | 0 | 0 | 0 | 0 | 633785.5 | 135932 | 137727 | 914283.5 | 0 | 0 | 0 | 0 | 0 | 0 | 0 | 0
[9 empty] | 2021-05-18 | 2021 | 20-21 | 0 | 0 | 0 | 0 | 0 | 0 | 0 | 0 | 633785.5 | 135932 | 137727 | 914283.5 | 0 | 0 | 0 | 0 | 0 | 0 | 0 | 0
[9 empty] | 2021-05-19 | 2021 | 20-21 | 0 | 0 | 0 | 0 | 0 | 0 | 0 | 0 | 633785.5 | 135932 | 137727 | 914283.5 | 0 | 0 | 0 | 0 | 0 | 0 | 0 | 0
[9 empty] | 2021-05-20 | 2021 | 20-21 | 0 | 0 | 0 | 0 | 0 | 0 | 0 | 0 | 633785.5 | 135932 | 137727 | 914283.5 | 0 | 0 | 0 | 0 | 0 | 0 | 0 | 0
[9 empty] | 2021-05-21 | 2021 | 20-21 | 0 | 0 | 0 | 0 | 0 | 0 | 0 | 0 | 633785.5 | 135932 | 137727 | 914283.5 | 0 | 0 | 0 | 0 | 0 | 0 | 0 | 0
[9 empty] | 2021-05-22 | 2021 | 20-21 | 0 | 0 | 0 | 0 | 0 | 0 | 0 | 0 | 633785.5 | 135932 | 137727 | 914283.5 | 0 | 0 | 0 | 0 | 0 | 0 | 0 | 0
[9 empty] | 2021-05-23 | 2021 | 20-21 | 0 | 0 | 0 | 0 | 0 | 0 | 0 | 0 | 633785.5 | 135932 | 137727 | 914283.5 | 0 | 0 | 0 | 0 | 0 | 0 | 0 | 0
[9 empty] | 2021-05-24 | 2021 | 20-21 | 0 | 0 | 0 | 0 | 0 | 0 | 0 | 0 | 633785.5 | 135932 | 137727 | 914283.5 | 0 | 0 | 0 | 0 | 0 | 0 | 0 | 0
[9 empty] | 2021-05-25 | 2021 | 20-21 | 0 | 0 | 0 | 0 | 0 | 0 | 0 | 0 | 633785.5 | 135932 | 137727 | 914283.5 | 0 | 0 | 0 | 0 | 0 | 0 | 0 | 0
[9 empty] | 2021-05-26 | 2021 | 20-21 | 0 | 0 | 0 | 0 | 0 | 0 | 0 | 0 | 633785.5 | 135932 | 137727 | 914283.5 | 0 | 0 | 0 | 0 | 0 | 0 | 0 | 0
[9 empty] | 2021-05-27 | 2021 | 20-21 | 0 | 0 | 0 | 0 | 0 | 0 | 0 | 0 | 633785.5 | 135932 | 137727 | 914283.5 | 0 | 0 | 0 | 0 | 0 | 0 | 0 | 0
[9 empty] | 2021-05-28 | 2021 | 20-21 | 0 | 0 | 0 | 0 | 0 | 0 | 0 | 0 | 633785.5 | 135932 | 137727 | 914283.5 | 0 | 0 | 0 | 0 | 0 | 0 | 0 | 0
[9 empty] | 2021-05-29 | 2021 | 20-21 | 0 | 0 | 0 | 0 | 0 | 0 | 0 | 0 | 633785.5 | 135932 | 137727 | 914283.5 | 0 | 0 | 0 | 0 | 0 | 0 | 0 | 0
[9 empty] | 2021-05-30 | 2021 | 20-21 | 0 | 0 | 0 | 0 | 0 | 0 | 0 | 0 | 633785.5 | 135932 | 137727 | 914283.5 | 0 | 0 | 0 | 0 | 0 | 0 | 0 | 0
[9 empty] | 2021-05-31 | 2021 | 20-21 | 0 | 0 | 0 | 0 | 0 | 0 | 0 | 0 | 633785.5 | 135932 | 137727 | 914283.5 | 0 | 0 | 0 | 0 | 0 | 0 | 0 | 0
[9 empty] | 2021-06-01 | 2021 | 20-21 | 0 | 0 | 0 | 0 | 0 | 0 | 0 | 0 | 633785.5 | 135932 | 137727 | 914283.5 | 0 | 0 | 0 | 0 | 0 | 0 | 0 | 0
[9 empty] | 2021-06-02 | 2021 | 20-21 | 0 | 0 | 0 | 0 | 0 | 0 | 0 | 0 | 633785.5 | 135932 | 137727 | 914283.5 | 0 | 0 | 0 | 0 | 0 | 0 | 0 | 0
[9 empty] | 2021-06-03 | 2021 | 20-21 | 0 | 0 | 0 | 0 | 0 | 0 | 0 | 0 | 633785.5 | 135932 | 137727 | 914283.5 | 0 | 0 | 0 | 0 | 0 | 0 | 0 | 0
[9 empty] | 2021-06-04 | 2021 | 20-21 | 0 | 0 | 0 | 0 | 0 | 0 | 0 | 0 | 633785.5 | 135932 | 137727 | 914283.5 | 0 | 0 | 0 | 0 | 0 | 0 | 0 | 0
[9 empty] | 2021-06-05 | 2021 | 20-21 | 0 | 0 | 0 | 0 | 0 | 0 | 0 | 0 | 633785.5 | 135932 | 137727 | 914283.5 | 0 | 0 | 0 | 0 | 0 | 0 | 0 | 0
[9 empty] | 2021-06-06 | 2021 | 20-21 | 0 | 0 | 0 | 0 | 0 | 0 | 0 | 0 | 633785.5 | 135932 | 137727 | 914283.5 | 0 | 0 | 0 | 0 | 0 | 0 | 0 | 0
[9 empty] | 2021-06-07 | 2021 | 20-21 | 0 | 0 | 0 | 0 | 0 | 0 | 0 | 0 | 633785.5 | 135932 | 137727 | 914283.5 | 0 | 0 | 0 | 0 | 0 | 0 | 0 | 0
[9 empty] | 2021-06-08 | 2021 | 20-21 | 0 | 0 | 0 | 0 | 0 | 0 | 0 | 0 | 633785.5 | 135932 | 137727 | 914283.5 | 0 | 0 | 0 | 0 | 0 | 0 | 0 | 0
[9 empty] | 2021-06-09 | 2021 | 20-21 | 0 | 0 | 0 | 0 | 0 | 0 | 0 | 0 | 633785.5 | 135932 | 137727 | 914283.5 | 0 | 0 | 0 | 0 | 0 | 0 | 0 | 0
[9 empty] | 2021-06-10 | 2021 | 20-21 | 0 | 0 | 0 | 0 | 0 | 0 | 0 | 0 | 633785.5 | 135932 | 137727 | 914283.5 | 0 | 0 | 0 | 0 | 0 | 0 | 0 | 0
[9 empty] | 2021-06-11 | 2021 | 20-21 | 0 | 0 | 0 | 0 | 0 | 0 | 0 | 0 | 633785.5 | 135932 | 137727 | 914283.5 | 0 | 0 | 0 | 0 | 0 | 0 | 0 | 0
[9 empty] | 2021-06-12 | 2021 | 20-21 | 0 | 0 | 0 | 0 | 0 | 0 | 0 | 0 | 633785.5 | 135932 | 137727 | 914283.5 | 0 | 0 | 0 | 0 | 0 | 0 | 0 | 0
[9 empty] | 2021-06-13 | 2021 | 20-21 | 0 | 0 | 0 | 0 | 0 | 0 | 0 | 0 | 633785.5 | 135932 | 137727 | 914283.5 | 0 | 0 | 0 | 0 | 0 | 0 | 0 | 0
[9 empty] | 2021-06-14 | 2021 | 20-21 | 0 | 0 | 0 | 0 | 0 | 0 | 0 | 0 | 633785.5 | 135932 | 137727 | 914283.5 | 0 | 0 | 0 | 0 | 0 | 0 | 0 | 0
[9 empty] | 2021-06-15 | 2021 | 20-21 | 0 | 0 | 0 | 0 | 0 | 0 | 0 | 0 | 633785.5 | 135932 | 137727 | 914283.5 | 0 | 0 | 0 | 0 | 0 | 0 | 0 | 0
[9 empty] | 2021-06-16 | 2021 | 20-21 | 0 | 0 | 0 | 0 | 0 | 0 | 0 | 0 | 633785.5 | 135932 | 137727 | 914283.5 | 0 | 0 | 0 | 0 | 0 | 0 | 0 | 0
[9 empty] | 2021-06-17 | 2021 | 20-21 | 0 | 0 | 0 | 0 | 0 | 0 | 0 | 0 | 633785.5 | 135932 | 137727 | 914283.5 | 0 | 0 | 0 | 0 | 0 | 0 | 0 | 0
[9 empty] | 2021-06-18 | 2021 | 20-21 | 0 | 0 | 0 | 0 | 0 | 0 | 0 | 0 | 633785.5 | 135932 | 137727 | 914283.5 | 0 | 0 | 0 | 0 | 0 | 0 | 0 | 0
[9 empty] | 2021-06-19 | 2021 | 20-21 | 0 | 0 | 0 | 0 | 0 | 0 | 0 | 0 | 633785.5 | 135932 | 137727 | 914283.5 | 0 | 0 | 0 | 0 | 0 | 0 | 0 | 0
[9 empty] | 2021-06-20 | 2021 | 20-21 | 0 | 0 | 0 | 0 | 0 | 0 | 0 | 0 | 633785.5 | 135932 | 137727 | 914283.5 | 0 | 0 | 0 | 0 | 0 | 0 | 0 | 0
[9 empty] | 2021-06-21 | 2021 | 20-21 | 0 | 0 | 0 | 0 | 0 | 0 | 0 | 0 | 633785.5 | 135932 | 137727 | 914283.5 | 0 | 0 | 0 | 0 | 0 | 0 | 0 | 0
[9 empty] | 2021-06-22 | 2021 | 20-21 | 0 | 0 | 0 | 0 | 0 | 0 | 0 | 0 | 633785.5 | 135932 | 137727 | 914283.5 | 0 | 0 | 0 | 0 | 0 | 0 | 0 | 0
[9 empty] | 2021-06-23 | 2021 | 20-21 | 0 | 0 | 0 | 0 | 0 | 0 | 0 | 0 | 633785.5 | 135932 | 137727 | 914283.5 | 0 | 0 | 0 | 0 | 0 | 0 | 0 | 0
[9 empty] | 2021-06-24 | 2021 | 20-21 | 0 | 0 | 0 | 0 | 0 | 0 | 0 | 0 | 633785.5 | 135932 | 137727 | 914283.5 | 0 | 0 | 0 | 0 | 0 | 0 | 0 | 0
[9 empty] | 2021-06-25 | 2021 | 20-21 | 0 | 0 | 0 | 0 | 0 | 0 | 0 | 0 | 633785.5 | 135932 | 137727 | 914283.5 | 0 | 0 | 0 | 0 | 0 | 0 | 0 | 0
[9 empty] | 2021-06-26 | 2021 | 20-21 | 0 | 0 | 0 | 0 | 0 | 0 | 0 | 0 | 633785.5 | 135932 | 137727 | 914283.5 | 0 | 0 | 0 | 0 | 0 | 0 | 0 | 0
[9 empty] | 2021-06-27 | 2021 | 20-21 | 0 | 0 | 0 | 0 | 0 | 0 | 0 | 0 | 633785.5 | 135932 | 137727 | 914283.5 | 0 | 0 | 0 | 0 | 0 | 0 | 0 | 0
[9 empty] | 2021-06-28 | 2021 | 20-21 | 0 | 0 | 0 | 0 | 0 | 0 | 0 | 0 | 633785.5 | 135932 | 137727 | 914283.5 | 0 | 0 | 0 | 0 | 0 | 0 | 0 | 0
[9 empty] | 2021-06-29 | 2021 | 20-21 | 0 | 0 | 0 | 0 | 0 | 0 | 0 | 0 | 633785.5 | 135932 | 137727 | 914283.5 | 0 | 0 | 0 | 0 | 0 | 0 | 0 | 0
[9 empty] | 2021-06-30 | 2021 | 20-21 | 0 | 0 | 0 | 0 | 0 | 0 | 0 | 0 | 633785.5 | 135932 | 137727 | 914283.5 | 0 | 0 | 0 | 0 | 0 | 0 | 0 | 0
[9 empty] | 2021-07-01 | 2022 | 21-22 | 0 | 0 | 0 | 0 | 0 | 0 | 0 | 0 | 637122.5 | 137471.5 | 137951 | 919368.5 | 0 | 0 | 0 | 0 | 0 | 0 | 0 | 0
[9 empty] | 2021-07-02 | 2022 | 21-22 | 0 | 0 | 0 | 0 | 0 | 0 | 0 | 0 | 637122.5 | 137471.5 | 137951 | 919368.5 | 0 | 0 | 0 | 0 | 0 | 0 | 0 | 0
[9 empty] | 2021-07-03 | 2022 | 21-22 | 0 | 0 | 0 | 0 | 0 | 0 | 0 | 0 | 637122.5 | 137471.5 | 137951 | 919368.5 | 0 | 0 | 0 | 0 | 0 | 0 | 0 | 0
[9 empty] | 2021-07-04 | 2022 | 21-22 | 0 | 0 | 0 | 0 | 0 | 0 | 0 | 0 | 637122.5 | 137471.5 | 137951 | 919368.5 | 0 | 0 | 0 | 0 | 0 | 0 | 0 | 0
[9 empty] | 2021-07-05 | 2022 | 21-22 | 0 | 0 | 0 | 0 | 0 | 0 | 0 | 0 | 637122.5 | 137471.5 | 137951 | 919368.5 | 0 | 0 | 0 | 0 | 0 | 0 | 0 | 0
[9 empty] | 2021-07-06 | 2022 | 21-22 | 0 | 0 | 0 | 0 | 0 | 0 | 0 | 0 | 637122.5 | 137471.5 | 137951 | 919368.5 | 0 | 0 | 0 | 0 | 0 | 0 | 0 | 0
[9 empty] | 2021-07-07 | 2022 | 21-22 | 0 | 0 | 0 | 0 | 0 | 0 | 0 | 0 | 637122.5 | 137471.5 | 137951 | 919368.5 | 0 | 0 | 0 | 0 | 0 | 0 | 0 | 0
[9 empty] | 2021-07-08 | 2022 | 21-22 | 0 | 0 | 0 | 0 | 0 | 0 | 0 | 0 | 637122.5 | 137471.5 | 137951 | 919368.5 | 0 | 0 | 0 | 0 | 0 | 0 | 0 | 0
[9 empty] | 2021-07-09 | 2022 | 21-22 | 0 | 0 | 0 | 0 | 0 | 0 | 0 | 0 | 637122.5 | 137471.5 | 137951 | 919368.5 | 0 | 0 | 0 | 0 | 0 | 0 | 0 | 0
[9 empty] | 2021-07-10 | 2022 | 21-22 | 0 | 0 | 0 | 0 | 0 | 0 | 0 | 0 | 637122.5 | 137471.5 | 137951 | 919368.5 | 0 | 0 | 0 | 0 | 0 | 0 | 0 | 0
[9 empty] | 2021-07-11 | 2022 | 21-22 | 0 | 0 | 0 | 0 | 0 | 0 | 0 | 0 | 637122.5 | 137471.5 | 137951 | 919368.5 | 0 | 0 | 0 | 0 | 0 | 0 | 0 | 0
[9 empty] | 2021-07-12 | 2022 | 21-22 | 0 | 0 | 0 | 0 | 0 | 0 | 0 | 0 | 637122.5 | 137471.5 | 137951 | 919368.5 | 0 | 0 | 0 | 0 | 0 | 0 | 0 | 0
[9 empty] | 2021-07-13 | 2022 | 21-22 | 0 | 0 | 0 | 0 | 0 | 0 | 0 | 0 | 637122.5 | 137471.5 | 137951 | 919368.5 | 0 | 0 | 0 | 0 | 0 | 0 | 0 | 0
[9 empty] | 2021-07-14 | 2022 | 21-22 | 0 | 0 | 0 | 0 | 0 | 0 | 0 | 0 | 637122.5 | 137471.5 | 137951 | 919368.5 | 0 | 0 | 0 | 0 | 0 | 0 | 0 | 0
[9 empty] | 2021-07-15 | 2022 | 21-22 | 0 | 0 | 0 | 0 | 0 | 0 | 0 | 0 | 637122.5 | 137471.5 | 137951 | 919368.5 | 0 | 0 | 0 | 0 | 0 | 0 | 0 | 0
[9 empty] | 2021-07-16 | 2022 |  | 0 | 0 | 7837.9949 | 7837.9949 | 0 | 0 | 30 | 30 | 637122.5 | 137471.5 | 137951 | 919368.5 | 0 | 0 | 0.056817 | 0.0085254 | 0 | 0 | 0.00021747 | 3.2631e-05
[9 empty] | 2021-07-17 | 2022 | 21-22 | 0 | 0 | 0 | 0 | 0 | 0 | 0 | 0 | 637122.5 | 137471.5 | 137951 | 919368.5 | 0 | 0 | 0 | 0 | 0 | 0 | 0 | 0
[9 empty] | 2021-07-18 | 2022 | 21-22 | 0 | 0 | 0 | 0 | 0 | 0 | 0 | 0 | 637122.5 | 137471.5 | 137951 | 919368.5 | 0 | 0 | 0 | 0 | 0 | 0 | 0 | 0
[9 empty] | 2021-07-19 | 2022 | 21-22 | 0 | 0 | 0 | 0 | 0 | 0 | 0 | 0 | 637122.5 | 137471.5 | 137951 | 919368.5 | 0 | 0 | 0 | 0 | 0 | 0 | 0 | 0
[9 empty] | 2021-07-20 | 2022 | 21-22 | 0 | 0 | 0 | 0 | 0 | 0 | 0 | 0 | 637122.5 | 137471.5 | 137951 | 919368.5 | 0 | 0 | 0 | 0 | 0 | 0 | 0 | 0
[9 empty] | 2021-07-21 | 2022 | 21-22 | 0 | 0 | 0 | 0 | 0 | 0 | 0 | 0 | 637122.5 | 137471.5 | 137951 | 919368.5 | 0 | 0 | 0 | 0 | 0 | 0 | 0 | 0
[9 empty] | 2021-07-22 | 2022 | 21-22 | 0 | 0 | 0 | 0 | 0 | 0 | 0 | 0 | 637122.5 | 137471.5 | 137951 | 919368.5 | 0 | 0 | 0 | 0 | 0 | 0 | 0 | 0
[9 empty] | 2021-07-23 | 2022 | 21-22 | 0 | 0 | 8967 | 8967 | 0 | 0 | 49 | 49 | 637122.5 | 137471.5 | 137951 | 919368.5 | 0 | 0 | 0.065001 | 0.0097534 | 0 | 0 | 0.0003552 | 5.3297e-05
[9 empty] | 2021-07-24 | 2022 |  | 0 | 0 | 0 | 0 | 0 | 0 | 0 | 0 | 637122.5 | 137471.5 | 137951 | 919368.5 | 0 | 0 | 0 | 0 | 0 | 0 | 0 | 0
[9 empty] | 2021-07-25 | 2022 | 21-22 | 0 | 0 | 0 | 0 | 0 | 0 | 0 | 0 | 637122.5 | 137471.5 | 137951 | 919368.5 | 0 | 0 | 0 | 0 | 0 | 0 | 0 | 0
[9 empty] | 2021-07-26 | 2022 | 21-22 | 0 | 0 | 0 | 0 | 0 | 0 | 0 | 0 | 637122.5 | 137471.5 | 137951 | 919368.5 | 0 | 0 | 0 | 0 | 0 | 0 | 0 | 0
[9 empty] | 2021-07-27 | 2022 | 21-22 | 0 | 0 | 0 | 0 | 0 | 0 | 0 | 0 | 637122.5 | 137471.5 | 137951 | 919368.5 | 0 | 0 | 0 | 0 | 0 | 0 | 0 | 0
[9 empty] | 2021-07-28 | 2022 | 21-22 | 0 | 0 | 0 | 0 | 0 | 0 | 0 | 0 | 637122.5 | 137471.5 | 137951 | 919368.5 | 0 | 0 | 0 | 0 | 0 | 0 | 0 | 0
[9 empty] | 2021-07-29 | 2022 | 21-22 | 0 | 0 | 0 | 0 | 0 | 0 | 0 | 0 | 637122.5 | 137471.5 | 137951 | 919368.5 | 0 | 0 | 0 | 0 | 0 | 0 | 0 | 0
[9 empty] | 2021-07-30 | 2022 | 21-22 | 0 | 0 | 0 | 0 | 0 | 0 | 0 | 0 | 637122.5 | 137471.5 | 137951 | 919368.5 | 0 | 0 | 0 | 0 | 0 | 0 | 0 | 0
[9 empty] | 2021-07-31 | 2022 | 21-22 | 0 | 0 | 0 | 0 | 0 | 0 | 0 | 0 | 637122.5 | 137471.5 | 137951 | 919368.5 | 0 | 0 | 0 | 0 | 0 | 0 | 0 | 0
[9 empty] | 2021-08-01 | 2022 | 21-22 | 0 | 0 | 0 | 0 | 0 | 0 | 0 | 0 | 637122.5 | 137471.5 | 137951 | 919368.5 | 0 | 0 | 0 | 0 | 0 | 0 | 0 | 0
[9 empty] | 2021-08-02 | 2022 | 21-22 | 0 | 0 | 0 | 0 | 0 | 0 | 0 | 0 | 637122.5 | 137471.5 | 137951 | 919368.5 | 0 | 0 | 0 | 0 | 0 | 0 | 0 | 0
[9 empty] | 2021-08-03 | 2022 | 21-22 | 0 | 0 | 0 | 0 | 0 | 0 | 0 | 0 | 637122.5 | 137471.5 | 137951 | 919368.5 | 0 | 0 | 0 | 0 | 0 | 0 | 0 | 0
[9 empty] | 2021-08-04 | 2022 | 21-22 | 0 | 0 | 31692 | 31692 | 0 | 0 | 278 | 278 | 637122.5 | 137471.5 | 137951 | 919368.5 | 0 | 0 | 0.22973 | 0.034471 | 0 | 0 | 0.0020152 | 0.00030238
[9 empty] | 2021-08-05 | 2022 | 21-22 | 0 | 0 | 0 | 0 | 0 | 0 | 0 | 0 | 637122.5 | 137471.5 | 137951 | 919368.5 | 0 | 0 | 0 | 0 | 0 | 0 | 0 | 0
[9 empty] | 2021-08-06 | 2022 | 21-22 | 0 | 0 | 0 | 0 | 0 | 0 | 0 | 0 | 637122.5 | 137471.5 | 137951 | 919368.5 | 0 | 0 | 0 | 0 | 0 | 0 | 0 | 0
[9 empty] | 2021-08-07 | 2022 | 21-22 | 0 | 0 | 0 | 0 | 0 | 0 | 0 | 0 | 637122.5 | 137471.5 | 137951 | 919368.5 | 0 | 0 | 0 | 0 | 0 | 0 | 0 | 0
[9 empty] | 2021-08-08 | 2022 | 21-22 | 0 | 0 | 0 | 0 | 0 | 0 | 0 | 0 | 637122.5 | 137471.5 | 137951 | 919368.5 | 0 | 0 | 0 | 0 | 0 | 0 | 0 | 0
[9 empty] | 2021-08-09 | 2022 | 21-22 | 0 | 0 | 0 | 0 | 0 | 0 | 0 | 0 | 637122.5 | 137471.5 | 137951 | 919368.5 | 0 | 0 | 0 | 0 | 0 | 0 | 0 | 0
[9 empty] | 2021-08-10 | 2022 | 21-22 | 0 | 0 | 0 | 0 | 0 | 0 | 0 | 0 | 637122.5 | 137471.5 | 137951 | 919368.5 | 0 | 0 | 0 | 0 | 0 | 0 | 0 | 0
[9 empty] | 2021-08-11 | 2022 | 21-22 | 0 | 0 | 0 | 0 | 0 | 0 | 0 | 0 | 637122.5 | 137471.5 | 137951 | 919368.5 | 0 | 0 | 0 | 0 | 0 | 0 | 0 | 0
[9 empty] | 2021-08-12 | 2022 | 21-22 | 0 | 0 | 0 | 0 | 0 | 0 | 0 | 0 | 637122.5 | 137471.5 | 137951 | 919368.5 | 0 | 0 | 0 | 0 | 0 | 0 | 0 | 0
[9 empty] | 2021-08-13 | 2022 | 21-22 | 0 | 0 | 0 | 0 | 0 | 0 | 0 | 0 | 637122.5 | 137471.5 | 137951 | 919368.5 | 0 | 0 | 0 | 0 | 0 | 0 | 0 | 0
[9 empty] | 2021-08-14 | 2022 | 21-22 | 0 | 0 | 0 | 0 | 0 | 0 | 0 | 0 | 637122.5 | 137471.5 | 137951 | 919368.5 | 0 | 0 | 0 | 0 | 0 | 0 | 0 | 0
[9 empty] | 2021-08-15 | 2022 | 21-22 | 0 | 0 | 0 | 0 | 0 | 0 | 0 | 0 | 637122.5 | 137471.5 | 137951 | 919368.5 | 0 | 0 | 0 | 0 | 0 | 0 | 0 | 0
[9 empty] | 2021-08-16 | 2022 | 21-22 | 0 | 0 | 0 | 0 | 0 | 0 | 0 | 0 | 637122.5 | 137471.5 | 137951 | 919368.5 | 0 | 0 | 0 | 0 | 0 | 0 | 0 | 0
[9 empty] | 2021-08-17 | 2022 | 21-22 | 0 | 0 | 0 | 0 | 0 | 0 | 0 | 0 | 637122.5 | 137471.5 | 137951 | 919368.5 | 0 | 0 | 0 | 0 | 0 | 0 | 0 | 0
[9 empty] | 2021-08-18 | 2022 | 21-22 | 0 | 0 | 0 | 0 | 0 | 0 | 0 | 0 | 637122.5 | 137471.5 | 137951 | 919368.5 | 0 | 0 | 0 | 0 | 0 | 0 | 0 | 0
[9 empty] | 2021-08-19 | 2022 | 21-22 | 0 | 0 | 0 | 0 | 0 | 0 | 0 | 0 | 637122.5 | 137471.5 | 137951 | 919368.5 | 0 | 0 | 0 | 0 | 0 | 0 | 0 | 0
[9 empty] | 2021-08-20 | 2022 | 21-22 | 0 | 0 | 0 | 0 | 0 | 0 | 0 | 0 | 637122.5 | 137471.5 | 137951 | 919368.5 | 0 | 0 | 0 | 0 | 0 | 0 | 0 | 0
[9 empty] | 2021-08-21 | 2022 | 21-22 | 0 | 0 | 0 | 0 | 0 | 0 | 0 | 0 | 637122.5 | 137471.5 | 137951 | 919368.5 | 0 | 0 | 0 | 0 | 0 | 0 | 0 | 0
[9 empty] | 2021-08-22 | 2022 | 21-22 | 0 | 0 | 0 | 0 | 0 | 0 | 0 | 0 | 637122.5 | 137471.5 | 137951 | 919368.5 | 0 | 0 | 0 | 0 | 0 | 0 | 0 | 0
[9 empty] | 2021-08-23 | 2022 | 21-22 | 0 | 0 | 0 | 0 | 0 | 0 | 0 | 0 | 637122.5 | 137471.5 | 137951 | 919368.5 | 0 | 0 | 0 | 0 | 0 | 0 | 0 | 0
[9 empty] | 2021-08-24 | 2022 | 21-22 | 0 | 0 | 0 | 0 | 0 | 0 | 0 | 0 | 637122.5 | 137471.5 | 137951 | 919368.5 | 0 | 0 | 0 | 0 | 0 | 0 | 0 | 0
[9 empty] | 2021-08-25 | 2022 | 21-22 | 0 | 0 | 0 | 0 | 0 | 0 | 0 | 0 | 637122.5 | 137471.5 | 137951 | 919368.5 | 0 | 0 | 0 | 0 | 0 | 0 | 0 | 0
[9 empty] | 2021-08-26 | 2022 | 21-22 | 0 | 0 | 0 | 0 | 0 | 0 | 0 | 0 | 637122.5 | 137471.5 | 137951 | 919368.5 | 0 | 0 | 0 | 0 | 0 | 0 | 0 | 0
[9 empty] | 2021-08-27 | 2022 | 21-22 | 0 | 0 | 0 | 0 | 0 | 0 | 0 | 0 | 637122.5 | 137471.5 | 137951 | 919368.5 | 0 | 0 | 0 | 0 | 0 | 0 | 0 | 0
[9 empty] | 2021-08-28 | 2022 | 21-22 | 0 | 41.16 | 0 | 41.16 | 0 | 0 | 0 | 0 | 637122.5 | 137471.5 | 137951 | 919368.5 | 0 | 0.00029941 | 0 | 4.477e-05 | 0 | 0 | 0 | 0
[9 empty] | 2021-08-29 | 2022 | 21-22 | 0 | 0 | 0 | 0 | 0 | 0 | 0 | 0 | 637122.5 | 137471.5 | 137951 | 919368.5 | 0 | 0 | 0 | 0 | 0 | 0 | 0 | 0
[9 empty] | 2021-08-30 | 2022 | 21-22 | 0 | 0 | 0 | 0 | 0 | 0 | 0 | 0 | 637122.5 | 137471.5 | 137951 | 919368.5 | 0 | 0 | 0 | 0 | 0 | 0 | 0 | 0
[9 empty] | 2021-08-31 | 2022 | 21-22 | 0 | 0 | 0 | 0 | 0 | 0 | 0 | 0 | 637122.5 | 137471.5 | 137951 | 919368.5 | 0 | 0 | 0 | 0 | 0 | 0 | 0 | 0
[9 empty] | 2021-09-01 | 2022 | 21-22 | 0 | 0 | 0 | 0 | 0 | 0 | 0 | 0 | 637122.5 | 137471.5 | 137951 | 919368.5 | 0 | 0 | 0 | 0 | 0 | 0 | 0 | 0
[9 empty] | 2021-09-02 | 2022 | 21-22 | 0 | 0 | 0 | 0 | 0 | 0 | 0 | 0 | 637122.5 | 137471.5 | 137951 | 919368.5 | 0 | 0 | 0 | 0 | 0 | 0 | 0 | 0
[9 empty] | 2021-09-03 | 2022 | 21-22 | 0 | 0 | 0 | 0 | 0 | 0 | 0 | 0 | 637122.5 | 137471.5 | 137951 | 919368.5 | 0 | 0 | 0 | 0 | 0 | 0 | 0 | 0
[9 empty] | 2021-09-04 | 2022 | 21-22 | 0 | 0 | 0 | 0 | 0 | 0 | 0 | 0 | 637122.5 | 137471.5 | 137951 | 919368.5 | 0 | 0 | 0 | 0 | 0 | 0 | 0 | 0
[9 empty] | 2021-09-05 | 2022 | 21-22 | 0 | 0 | 0 | 0 | 0 | 0 | 0 | 0 | 637122.5 | 137471.5 | 137951 | 919368.5 | 0 | 0 | 0 | 0 | 0 | 0 | 0 | 0
[9 empty] | 2021-09-06 | 2022 | 21-22 | 0 | 0 | 0 | 0 | 0 | 0 | 0 | 0 | 637122.5 | 137471.5 | 137951 | 919368.5 | 0 | 0 | 0 | 0 | 0 | 0 | 0 | 0
[9 empty] | 2021-09-07 | 2022 | 21-22 | 0 | 0 | 0 | 0 | 0 | 0 | 0 | 0 | 637122.5 | 137471.5 | 137951 | 919368.5 | 0 | 0 | 0 | 0 | 0 | 0 | 0 | 0
[9 empty] | 2021-09-08 | 2022 | 21-22 | 0 | 0 | 0 | 0 | 0 | 0 | 0 | 0 | 637122.5 | 137471.5 | 137951 | 919368.5 | 0 | 0 | 0 | 0 | 0 | 0 | 0 | 0
[9 empty] | 2021-09-09 | 2022 | 21-22 | 0 | 0 | 0 | 0 | 0 | 0 | 0 | 0 | 637122.5 | 137471.5 | 137951 | 919368.5 | 0 | 0 | 0 | 0 | 0 | 0 | 0 | 0
[9 empty] | 2021-09-10 | 2022 | 21-22 | 0 | 0 | 0 | 0 | 0 | 0 | 0 | 0 | 637122.5 | 137471.5 | 137951 | 919368.5 | 0 | 0 | 0 | 0 | 0 | 0 | 0 | 0
[9 empty] | 2021-09-11 | 2022 | 21-22 | 0 | 0 | 0 | 0 | 0 | 0 | 0 | 0 | 637122.5 | 137471.5 | 137951 | 919368.5 | 0 | 0 | 0 | 0 | 0 | 0 | 0 | 0
[9 empty] | 2021-09-12 | 2022 | 21-22 | 0 | 0 | 0 | 0 | 0 | 0 | 0 | 0 | 637122.5 | 137471.5 | 137951 | 919368.5 | 0 | 0 | 0 | 0 | 0 | 0 | 0 | 0
[9 empty] | 2021-09-13 | 2022 | 21-22 | 0 | 0 | 0 | 0 | 0 | 0 | 0 | 0 | 637122.5 | 137471.5 | 137951 | 919368.5 | 0 | 0 | 0 | 0 | 0 | 0 | 0 | 0
[9 empty] | 2021-09-14 | 2022 | 21-22 | 0 | 0 | 0 | 0 | 0 | 0 | 0 | 0 | 637122.5 | 137471.5 | 137951 | 919368.5 | 0 | 0 | 0 | 0 | 0 | 0 | 0 | 0
[9 empty] | 2021-09-15 | 2022 | 21-22 | 0 | 0 | 0 | 0 | 0 | 0 | 0 | 0 | 637122.5 | 137471.5 | 137951 | 919368.5 | 0 | 0 | 0 | 0 | 0 | 0 | 0 | 0
[9 empty] | 2021-09-16 | 2022 | 21-22 | 0 | 0 | 0 | 0 | 0 | 0 | 0 | 0 | 637122.5 | 137471.5 | 137951 | 919368.5 | 0 | 0 | 0 | 0 | 0 | 0 | 0 | 0
[9 empty] | 2021-09-17 | 2022 | 21-22 | 0 | 0 | 0 | 0 | 0 | 0 | 0 | 0 | 637122.5 | 137471.5 | 137951 | 919368.5 | 0 | 0 | 0 | 0 | 0 | 0 | 0 | 0
[9 empty] | 2021-09-18 | 2022 | 21-22 | 0 | 0 | 0 | 0 | 0 | 0 | 0 | 0 | 637122.5 | 137471.5 | 137951 | 919368.5 | 0 | 0 | 0 | 0 | 0 | 0 | 0 | 0
[9 empty] | 2021-09-19 | 2022 | 21-22 | 0 | 0 | 0 | 0 | 0 | 0 | 0 | 0 | 637122.5 | 137471.5 | 137951 | 919368.5 | 0 | 0 | 0 | 0 | 0 | 0 | 0 | 0
[9 empty] | 2021-09-20 | 2022 | 21-22 | 0 | 0 | 0 | 0 | 0 | 0 | 0 | 0 | 637122.5 | 137471.5 | 137951 | 919368.5 | 0 | 0 | 0 | 0 | 0 | 0 | 0 | 0
[9 empty] | 2021-09-21 | 2022 | 21-22 | 0 | 0 | 0 | 0 | 0 | 0 | 0 | 0 | 637122.5 | 137471.5 | 137951 | 919368.5 | 0 | 0 | 0 | 0 | 0 | 0 | 0 | 0
[9 empty] | 2021-09-22 | 2022 | 21-22 | 0 | 0 | 0 | 0 | 0 | 0 | 0 | 0 | 637122.5 | 137471.5 | 137951 | 919368.5 | 0 | 0 | 0 | 0 | 0 | 0 | 0 | 0
[9 empty] | 2021-09-23 | 2022 | 21-22 | 0 | 0 | 0 | 0 | 0 | 0 | 0 | 0 | 637122.5 | 137471.5 | 137951 | 919368.5 | 0 | 0 | 0 | 0 | 0 | 0 | 0 | 0
[9 empty] | 2021-09-24 | 2022 | 21-22 | 0 | 0 | 0 | 0 | 0 | 0 | 0 | 0 | 637122.5 | 137471.5 | 137951 | 919368.5 | 0 | 0 | 0 | 0 | 0 | 0 | 0 | 0
[9 empty] | 2021-09-25 | 2022 | 21-22 | 0 | 0 | 0 | 0 | 0 | 0 | 0 | 0 | 637122.5 | 137471.5 | 137951 | 919368.5 | 0 | 0 | 0 | 0 | 0 | 0 | 0 | 0
[9 empty] | 2021-09-26 | 2022 | 21-22 | 0 | 0 | 0 | 0 | 0 | 0 | 0 | 0 | 637122.5 | 137471.5 | 137951 | 919368.5 | 0 | 0 | 0 | 0 | 0 | 0 | 0 | 0
[9 empty] | 2021-09-27 | 2022 | 21-22 | 0 | 0 | 0 | 0 | 0 | 0 | 0 | 0 | 637122.5 | 137471.5 | 137951 | 919368.5 | 0 | 0 | 0 | 0 | 0 | 0 | 0 | 0
[9 empty] | 2021-09-28 | 2022 | 21-22 | 0 | 0 | 0 | 0 | 0 | 0 | 0 | 0 | 637122.5 | 137471.5 | 137951 | 919368.5 | 0 | 0 | 0 | 0 | 0 | 0 | 0 | 0
[9 empty] | 2021-09-29 | 2022 | 21-22 | 0 | 411967.177 | 0 | 411967.177 | 0 | 1591 | 0 | 1591 | 637122.5 | 137471.5 | 137951 | 919368.5 | 0 | 2.9967 | 0 | 0.4481 | 0 | 0.011573 | 0 | 0.0017305
[9 empty] | 2021-09-30 | 2022 | 21-22 | 0 | 0 | 0 | 0 | 0 | 0 | 0 | 0 | 637122.5 | 137471.5 | 137951 | 919368.5 | 0 | 0 | 0 | 0 | 0 | 0 | 0 | 0
[9 empty] | 2021-10-01 | 2022 | 21-22 | 0 | 0 | 0 | 0 | 0 | 0 | 0 | 0 | 637122.5 | 137471.5 | 137951 | 919368.5 | 0 | 0 | 0 | 0 | 0 | 0 | 0 | 0
[9 empty] | 2021-10-02 | 2022 | 21-22 | 0 | 0 | 0 | 0 | 0 | 0 | 0 | 0 | 637122.5 | 137471.5 | 137951 | 919368.5 | 0 | 0 | 0 | 0 | 0 | 0 | 0 | 0
[9 empty] | 2021-10-03 | 2022 | 21-22 | 0 | 0 | 0 | 0 | 0 | 0 | 0 | 0 | 637122.5 | 137471.5 | 137951 | 919368.5 | 0 | 0 | 0 | 0 | 0 | 0 | 0 | 0
[9 empty] | 2021-10-04 | 2022 | 21-22 | 0 | 0 | 0 | 0 | 0 | 0 | 0 | 0 | 637122.5 | 137471.5 | 137951 | 919368.5 | 0 | 0 | 0 | 0 | 0 | 0 | 0 | 0
[9 empty] | 2021-10-05 | 2022 | 21-22 | 0 | 0 | 0 | 0 | 0 | 0 | 0 | 0 | 637122.5 | 137471.5 | 137951 | 919368.5 | 0 | 0 | 0 | 0 | 0 | 0 | 0 | 0
[9 empty] | 2021-10-06 | 2022 | 21-22 | 0 | 0 | 0 | 0 | 0 | 0 | 0 | 0 | 637122.5 | 137471.5 | 137951 | 919368.5 | 0 | 0 | 0 | 0 | 0 | 0 | 0 | 0
[9 empty] | 2021-10-07 | 2022 | 21-22 | 0 | 0 | 0 | 0 | 0 | 0 | 0 | 0 | 637122.5 | 137471.5 | 137951 | 919368.5 | 0 | 0 | 0 | 0 | 0 | 0 | 0 | 0
[9 empty] | 2021-10-08 | 2022 | 21-22 | 0 | 0 | 0 | 0 | 0 | 0 | 0 | 0 | 637122.5 | 137471.5 | 137951 | 919368.5 | 0 | 0 | 0 | 0 | 0 | 0 | 0 | 0
[9 empty] | 2021-10-09 | 2022 | 21-22 | 0 | 0 | 0 | 0 | 0 | 0 | 0 | 0 | 637122.5 | 137471.5 | 137951 | 919368.5 | 0 | 0 | 0 | 0 | 0 | 0 | 0 | 0
[9 empty] | 2021-10-10 | 2022 | 21-22 | 0 | 0 | 0 | 0 | 0 | 0 | 0 | 0 | 637122.5 | 137471.5 | 137951 | 919368.5 | 0 | 0 | 0 | 0 | 0 | 0 | 0 | 0
[9 empty] | 2021-10-11 | 2022 | 21-22 | 0 | 0 | 0 | 0 | 0 | 0 | 0 | 0 | 637122.5 | 137471.5 | 137951 | 919368.5 | 0 | 0 | 0 | 0 | 0 | 0 | 0 | 0
[9 empty] | 2021-10-12 | 2022 | 21-22 | 0 | 0 | 0 | 0 | 0 | 0 | 0 | 0 | 637122.5 | 137471.5 | 137951 | 919368.5 | 0 | 0 | 0 | 0 | 0 | 0 | 0 | 0
[9 empty] | 2021-10-13 | 2022 | 21-22 | 0 | 0 | 0 | 0 | 0 | 0 | 0 | 0 | 637122.5 | 137471.5 | 137951 | 919368.5 | 0 | 0 | 0 | 0 | 0 | 0 | 0 | 0
[9 empty] | 2021-10-14 | 2022 | 21-22 | 0 | 0 | 0 | 0 | 0 | 0 | 0 | 0 | 637122.5 | 137471.5 | 137951 | 919368.5 | 0 | 0 | 0 | 0 | 0 | 0 | 0 | 0
[9 empty] | 2021-10-15 | 2022 | 21-22 | 0 | 0 | 0 | 0 | 0 | 0 | 0 | 0 | 637122.5 | 137471.5 | 137951 | 919368.5 | 0 | 0 | 0 | 0 | 0 | 0 | 0 | 0
[9 empty] | 2021-10-16 | 2022 | 21-22 | 0 | 0 | 0 | 0 | 0 | 0 | 0 | 0 | 637122.5 | 137471.5 | 137951 | 919368.5 | 0 | 0 | 0 | 0 | 0 | 0 | 0 | 0
[9 empty] | 2021-10-17 | 2022 | 21-22 | 0 | 0 | 0 | 0 | 0 | 0 | 0 | 0 | 637122.5 | 137471.5 | 137951 | 919368.5 | 0 | 0 | 0 | 0 | 0 | 0 | 0 | 0
[9 empty] | 2021-10-18 | 2022 | 21-22 | 0 | 0 | 0 | 0 | 0 | 0 | 0 | 0 | 637122.5 | 137471.5 | 137951 | 919368.5 | 0 | 0 | 0 | 0 | 0 | 0 | 0 | 0
[9 empty] | 2021-10-19 | 2022 | 21-22 | 0 | 0 | 0 | 0 | 0 | 0 | 0 | 0 | 637122.5 | 137471.5 | 137951 | 919368.5 | 0 | 0 | 0 | 0 | 0 | 0 | 0 | 0
[9 empty] | 2021-10-20 | 2022 | 21-22 | 0 | 0 | 0 | 0 | 0 | 0 | 0 | 0 | 637122.5 | 137471.5 | 137951 | 919368.5 | 0 | 0 | 0 | 0 | 0 | 0 | 0 | 0
[9 empty] | 2021-10-21 | 2022 | 21-22 | 0 | 0 | 0 | 0 | 0 | 0 | 0 | 0 | 637122.5 | 137471.5 | 137951 | 919368.5 | 0 | 0 | 0 | 0 | 0 | 0 | 0 | 0
[9 empty] | 2021-10-22 | 2022 | 21-22 | 0 | 0 | 0 | 0 | 0 | 0 | 0 | 0 | 637122.5 | 137471.5 | 137951 | 919368.5 | 0 | 0 | 0 | 0 | 0 | 0 | 0 | 0
[9 empty] | 2021-10-23 | 2022 | 21-22 | 0 | 0 | 0 | 0 | 0 | 0 | 0 | 0 | 637122.5 | 137471.5 | 137951 | 919368.5 | 0 | 0 | 0 | 0 | 0 | 0 | 0 | 0
[9 empty] | 2021-10-24 | 2022 | 21-22 | 0 | 0 | 0 | 0 | 0 | 0 | 0 | 0 | 637122.5 | 137471.5 | 137951 | 919368.5 | 0 | 0 | 0 | 0 | 0 | 0 | 0 | 0
[9 empty] | 2021-10-25 | 2022 | 21-22 | 0 | 0 | 0 | 0 | 0 | 0 | 0 | 0 | 637122.5 | 137471.5 | 137951 | 919368.5 | 0 | 0 | 0 | 0 | 0 | 0 | 0 | 0
[9 empty] | 2021-10-26 | 2022 | 21-22 | 0 | 0 | 0 | 0 | 0 | 0 | 0 | 0 | 637122.5 | 137471.5 | 137951 | 919368.5 | 0 | 0 | 0 | 0 | 0 | 0 | 0 | 0
[9 empty] | 2021-10-27 | 2022 | 21-22 | 0 | 0 | 0 | 0 | 0 | 0 | 0 | 0 | 637122.5 | 137471.5 | 137951 | 919368.5 | 0 | 0 | 0 | 0 | 0 | 0 | 0 | 0
[9 empty] | 2021-10-28 | 2022 |  | 0 | 0 | 249.9 | 249.9 | 0 | 0 | 0 | 0 | 637122.5 | 137471.5 | 137951 | 919368.5 | 0 | 0 | 0.0018115 | 0.00027182 | 0 | 0 | 0 | 0
[9 empty] | 2021-10-29 | 2022 | 21-22 | 0 | 0 | 0 | 0 | 0 | 0 | 0 | 0 | 637122.5 | 137471.5 | 137951 | 919368.5 | 0 | 0 | 0 | 0 | 0 | 0 | 0 | 0
[9 empty] | 2021-10-30 | 2022 | 21-22 | 0 | 0 | 0 | 0 | 0 | 0 | 0 | 0 | 637122.5 | 137471.5 | 137951 | 919368.5 | 0 | 0 | 0 | 0 | 0 | 0 | 0 | 0
[9 empty] | 2021-10-31 | 2022 | 21-22 | 0 | 0 | 0 | 0 | 0 | 0 | 0 | 0 | 637122.5 | 137471.5 | 137951 | 919368.5 | 0 | 0 | 0 | 0 | 0 | 0 | 0 | 0
[9 empty] | 2021-11-01 | 2022 | 21-22 | 0 | 0 | 0 | 0 | 0 | 0 | 0 | 0 | 637122.5 | 137471.5 | 137951 | 919368.5 | 0 | 0 | 0 | 0 | 0 | 0 | 0 | 0
[9 empty] | 2021-11-02 | 2022 | 21-22 | 0 | 0 | 0 | 0 | 0 | 0 | 0 | 0 | 637122.5 | 137471.5 | 137951 | 919368.5 | 0 | 0 | 0 | 0 | 0 | 0 | 0 | 0
[9 empty] | 2021-11-03 | 2022 | 21-22 | 0 | 0 | 0 | 0 | 0 | 0 | 0 | 0 | 637122.5 | 137471.5 | 137951 | 919368.5 | 0 | 0 | 0 | 0 | 0 | 0 | 0 | 0
[9 empty] | 2021-11-04 | 2022 | 21-22 | 0 | 0 | 0 | 0 | 0 | 0 | 0 | 0 | 637122.5 | 137471.5 | 137951 | 919368.5 | 0 | 0 | 0 | 0 | 0 | 0 | 0 | 0
[9 empty] | 2021-11-05 | 2022 | 21-22 | 0 | 0 | 0 | 0 | 0 | 0 | 0 | 0 | 637122.5 | 137471.5 | 137951 | 919368.5 | 0 | 0 | 0 | 0 | 0 | 0 | 0 | 0
[9 empty] | 2021-11-06 | 2022 |  | 0 | 0 | 0 | 0 | 0 | 0 | 0 | 0 | 637122.5 | 137471.5 | 137951 | 919368.5 | 0 | 0 | 0 | 0 | 0 | 0 | 0 | 0
[9 empty] | 2021-11-07 | 2022 | 21-22 | 0 | 0 | 0 | 0 | 0 | 0 | 0 | 0 | 637122.5 | 137471.5 | 137951 | 919368.5 | 0 | 0 | 0 | 0 | 0 | 0 | 0 | 0
[9 empty] | 2021-11-08 | 2022 | 21-22 | 0 | 0 | 0 | 0 | 0 | 0 | 0 | 0 | 637122.5 | 137471.5 | 137951 | 919368.5 | 0 | 0 | 0 | 0 | 0 | 0 | 0 | 0
[9 empty] | 2021-11-09 | 2022 | 21-22 | 0 | 0 | 0 | 0 | 0 | 0 | 0 | 0 | 637122.5 | 137471.5 | 137951 | 919368.5 | 0 | 0 | 0 | 0 | 0 | 0 | 0 | 0
[9 empty] | 2021-11-10 | 2022 | 21-22 | 0 | 0 | 0 | 0 | 0 | 0 | 0 | 0 | 637122.5 | 137471.5 | 137951 | 919368.5 | 0 | 0 | 0 | 0 | 0 | 0 | 0 | 0
[9 empty] | 2021-11-11 | 2022 | 21-22 | 0 | 0 | 0 | 0 | 0 | 0 | 0 | 0 | 637122.5 | 137471.5 | 137951 | 919368.5 | 0 | 0 | 0 | 0 | 0 | 0 | 0 | 0
[9 empty] | 2021-11-12 | 2022 | 21-22 | 0 | 0 | 0 | 0 | 0 | 0 | 0 | 0 | 637122.5 | 137471.5 | 137951 | 919368.5 | 0 | 0 | 0 | 0 | 0 | 0 | 0 | 0
[9 empty] | 2021-11-13 | 2022 | 21-22 | 0 | 0 | 0 | 0 | 0 | 0 | 0 | 0 | 637122.5 | 137471.5 | 137951 | 919368.5 | 0 | 0 | 0 | 0 | 0 | 0 | 0 | 0
[9 empty] | 2021-11-14 | 2022 | 21-22 | 0 | 0 | 0 | 0 | 0 | 0 | 0 | 0 | 637122.5 | 137471.5 | 137951 | 919368.5 | 0 | 0 | 0 | 0 | 0 | 0 | 0 | 0
[9 empty] | 2021-11-15 | 2022 | 21-22 | 0 | 0 | 49082.7 | 49082.7 | 0 | 0 | 96 | 96 | 637122.5 | 137471.5 | 137951 | 919368.5 | 0 | 0 | 0.3558 | 0.053387 | 0 | 0 | 0.0006959 | 0.00010442
[9 empty] | 2021-11-16 | 2022 | 21-22 | 0 | 0 | 0 | 0 | 0 | 0 | 0 | 0 | 637122.5 | 137471.5 | 137951 | 919368.5 | 0 | 0 | 0 | 0 | 0 | 0 | 0 | 0
[9 empty] | 2021-11-17 | 2022 | 21-22 | 0 | 0 | 0 | 0 | 0 | 0 | 0 | 0 | 637122.5 | 137471.5 | 137951 | 919368.5 | 0 | 0 | 0 | 0 | 0 | 0 | 0 | 0
[9 empty] | 2021-11-18 | 2022 | 21-22 | 0 | 0 | 0 | 0 | 0 | 0 | 0 | 0 | 637122.5 | 137471.5 | 137951 | 919368.5 | 0 | 0 | 0 | 0 | 0 | 0 | 0 | 0
[9 empty] | 2021-11-19 | 2022 | 21-22 | 0 | 0 | 0 | 0 | 0 | 0 | 0 | 0 | 637122.5 | 137471.5 | 137951 | 919368.5 | 0 | 0 | 0 | 0 | 0 | 0 | 0 | 0
[9 empty] | 2021-11-20 | 2022 | 21-22 | 0 | 0 | 0 | 0 | 0 | 0 | 0 | 0 | 637122.5 | 137471.5 | 137951 | 919368.5 | 0 | 0 | 0 | 0 | 0 | 0 | 0 | 0
[9 empty] | 2021-11-21 | 2022 | 21-22 | 0 | 0 | 0 | 0 | 0 | 0 | 0 | 0 | 637122.5 | 137471.5 | 137951 | 919368.5 | 0 | 0 | 0 | 0 | 0 | 0 | 0 | 0
[9 empty] | 2021-11-22 | 2022 | 21-22 | 0 | 0 | 0 | 0 | 0 | 0 | 0 | 0 | 637122.5 | 137471.5 | 137951 | 919368.5 | 0 | 0 | 0 | 0 | 0 | 0 | 0 | 0
[9 empty] | 2021-11-23 | 2022 | 21-22 | 0 | 0 | 0 | 0 | 0 | 0 | 0 | 0 | 637122.5 | 137471.5 | 137951 | 919368.5 | 0 | 0 | 0 | 0 | 0 | 0 | 0 | 0
[9 empty] | 2021-11-24 | 2022 | 21-22 | 0 | 0 | 0 | 0 | 0 | 0 | 0 | 0 | 637122.5 | 137471.5 | 137951 | 919368.5 | 0 | 0 | 0 | 0 | 0 | 0 | 0 | 0
[9 empty] | 2021-11-25 | 2022 | 21-22 | 0 | 0 | 0 | 0 | 0 | 0 | 0 | 0 | 637122.5 | 137471.5 | 137951 | 919368.5 | 0 | 0 | 0 | 0 | 0 | 0 | 0 | 0
[9 empty] | 2021-11-26 | 2022 | 21-22 | 0 | 0 | 0 | 0 | 0 | 0 | 0 | 0 | 637122.5 | 137471.5 | 137951 | 919368.5 | 0 | 0 | 0 | 0 | 0 | 0 | 0 | 0
[9 empty] | 2021-11-27 | 2022 | 21-22 | 0 | 0 | 0 | 0 | 0 | 0 | 0 | 0 | 637122.5 | 137471.5 | 137951 | 919368.5 | 0 | 0 | 0 | 0 | 0 | 0 | 0 | 0
[9 empty] | 2021-11-28 | 2022 | 21-22 | 0 | 0 | 0 | 0 | 0 | 0 | 0 | 0 | 637122.5 | 137471.5 | 137951 | 919368.5 | 0 | 0 | 0 | 0 | 0 | 0 | 0 | 0
[9 empty] | 2021-11-29 | 2022 | 21-22 | 0 | 0 | 0 | 0 | 0 | 0 | 0 | 0 | 637122.5 | 137471.5 | 137951 | 919368.5 | 0 | 0 | 0 | 0 | 0 | 0 | 0 | 0
[9 empty] | 2021-11-30 | 2022 | 21-22 | 0 | 0 | 0 | 0 | 0 | 0 | 0 | 0 | 637122.5 | 137471.5 | 137951 | 919368.5 | 0 | 0 | 0 | 0 | 0 | 0 | 0 | 0
[9 empty] | 2021-12-01 | 2022 | 21-22 | 0 | 0 | 0 | 0 | 0 | 0 | 0 | 0 | 637122.5 | 137471.5 | 137951 | 919368.5 | 0 | 0 | 0 | 0 | 0 | 0 | 0 | 0
[9 empty] | 2021-12-02 | 2022 | 21-22 | 0 | 0 | 0 | 0 | 0 | 0 | 0 | 0 | 637122.5 | 137471.5 | 137951 | 919368.5 | 0 | 0 | 0 | 0 | 0 | 0 | 0 | 0
[9 empty] | 2021-12-03 | 2022 | 21-22 | 0 | 0 | 0 | 0 | 0 | 0 | 0 | 0 | 637122.5 | 137471.5 | 137951 | 919368.5 | 0 | 0 | 0 | 0 | 0 | 0 | 0 | 0
[9 empty] | 2021-12-04 | 2022 | 21-22 | 0 | 0 | 0 | 0 | 0 | 0 | 0 | 0 | 637122.5 | 137471.5 | 137951 | 919368.5 | 0 | 0 | 0 | 0 | 0 | 0 | 0 | 0
[9 empty] | 2021-12-05 | 2022 | 21-22 | 0 | 0 | 0 | 0 | 0 | 0 | 0 | 0 | 637122.5 | 137471.5 | 137951 | 919368.5 | 0 | 0 | 0 | 0 | 0 | 0 | 0 | 0
[9 empty] | 2021-12-06 | 2022 | 21-22 | 0 | 0 | 0 | 0 | 0 | 0 | 0 | 0 | 637122.5 | 137471.5 | 137951 | 919368.5 | 0 | 0 | 0 | 0 | 0 | 0 | 0 | 0
[9 empty] | 2021-12-07 | 2022 | 21-22 | 0 | 0 | 0 | 0 | 0 | 0 | 0 | 0 | 637122.5 | 137471.5 | 137951 | 919368.5 | 0 | 0 | 0 | 0 | 0 | 0 | 0 | 0
[9 empty] | 2021-12-08 | 2022 | 21-22 | 0 | 0 | 0 | 0 | 0 | 0 | 0 | 0 | 637122.5 | 137471.5 | 137951 | 919368.5 | 0 | 0 | 0 | 0 | 0 | 0 | 0 | 0
[9 empty] | 2021-12-09 | 2022 | 21-22 | 0 | 0 | 0 | 0 | 0 | 0 | 0 | 0 | 637122.5 | 137471.5 | 137951 | 919368.5 | 0 | 0 | 0 | 0 | 0 | 0 | 0 | 0
[9 empty] | 2021-12-10 | 2022 | 21-22 | 0 | 0 | 0 | 0 | 0 | 0 | 0 | 0 | 637122.5 | 137471.5 | 137951 | 919368.5 | 0 | 0 | 0 | 0 | 0 | 0 | 0 | 0
[9 empty] | 2021-12-11 | 2022 | 21-22 | 0 | 0 | 0 | 0 | 0 | 0 | 0 | 0 | 637122.5 | 137471.5 | 137951 | 919368.5 | 0 | 0 | 0 | 0 | 0 | 0 | 0 | 0
[9 empty] | 2021-12-12 | 2022 | 21-22 | 0 | 0 | 0 | 0 | 0 | 0 | 0 | 0 | 637122.5 | 137471.5 | 137951 | 919368.5 | 0 | 0 | 0 | 0 | 0 | 0 | 0 | 0
[9 empty] | 2021-12-13 | 2022 | 21-22 | 0 | 0 | 0 | 0 | 0 | 0 | 0 | 0 | 637122.5 | 137471.5 | 137951 | 919368.5 | 0 | 0 | 0 | 0 | 0 | 0 | 0 | 0
[9 empty] | 2021-12-14 | 2022 | 21-22 | 0 | 0 | 0 | 0 | 0 | 0 | 0 | 0 | 637122.5 | 137471.5 | 137951 | 919368.5 | 0 | 0 | 0 | 0 | 0 | 0 | 0 | 0
[9 empty] | 2021-12-15 | 2022 | 21-22 | 0 | 0 | 0 | 0 | 0 | 0 | 0 | 0 | 637122.5 | 137471.5 | 137951 | 919368.5 | 0 | 0 | 0 | 0 | 0 | 0 | 0 | 0
[9 empty] | 2021-12-16 | 2022 | 21-22 | 0 | 0 | 0 | 0 | 0 | 0 | 0 | 0 | 637122.5 | 137471.5 | 137951 | 919368.5 | 0 | 0 | 0 | 0 | 0 | 0 | 0 | 0
[9 empty] | 2021-12-17 | 2022 | 21-22 | 0 | 0 | 0 | 0 | 0 | 0 | 0 | 0 | 637122.5 | 137471.5 | 137951 | 919368.5 | 0 | 0 | 0 | 0 | 0 | 0 | 0 | 0
[9 empty] | 2021-12-18 | 2022 | 21-22 | 0 | 0 | 0 | 0 | 0 | 0 | 0 | 0 | 637122.5 | 137471.5 | 137951 | 919368.5 | 0 | 0 | 0 | 0 | 0 | 0 | 0 | 0
[9 empty] | 2021-12-19 | 2022 | 21-22 | 0 | 0 | 0 | 0 | 0 | 0 | 0 | 0 | 637122.5 | 137471.5 | 137951 | 919368.5 | 0 | 0 | 0 | 0 | 0 | 0 | 0 | 0
[9 empty] | 2021-12-20 | 2022 | 21-22 | 0 | 0 | 0 | 0 | 0 | 0 | 0 | 0 | 637122.5 | 137471.5 | 137951 | 919368.5 | 0 | 0 | 0 | 0 | 0 | 0 | 0 | 0
[9 empty] | 2021-12-21 | 2022 | 21-22 | 0 | 26281.7561 | 0 | 26281.7561 | 0 | 309.0001 | 0 | 309.0001 | 637122.5 | 137471.5 | 137951 | 919368.5 | 0 | 0.19118 | 0 | 0.028587 | 0 | 0.0022477 | 0 | 0.0003361
[9 empty] | 2021-12-22 | 2022 | 21-22 | 0 | 0 | 0 | 0 | 0 | 0 | 0 | 0 | 637122.5 | 137471.5 | 137951 | 919368.5 | 0 | 0 | 0 | 0 | 0 | 0 | 0 | 0
[9 empty] | 2021-12-23 | 2022 | 21-22 | 0 | 0 | 0 | 0 | 0 | 0 | 0 | 0 | 637122.5 | 137471.5 | 137951 | 919368.5 | 0 | 0 | 0 | 0 | 0 | 0 | 0 | 0
[9 empty] | 2021-12-24 | 2022 | 21-22 | 0 | 0 | 0 | 0 | 0 | 0 | 0 | 0 | 637122.5 | 137471.5 | 137951 | 919368.5 | 0 | 0 | 0 | 0 | 0 | 0 | 0 | 0
[9 empty] | 2021-12-25 | 2022 | 21-22 | 0 | 0 | 0 | 0 | 0 | 0 | 0 | 0 | 637122.5 | 137471.5 | 137951 | 919368.5 | 0 | 0 | 0 | 0 | 0 | 0 | 0 | 0
[9 empty] | 2021-12-26 | 2022 | 21-22 | 0 | 0 | 0 | 0 | 0 | 0 | 0 | 0 | 637122.5 | 137471.5 | 137951 | 919368.5 | 0 | 0 | 0 | 0 | 0 | 0 | 0 | 0
[9 empty] | 2021-12-27 | 2022 | 21-22 | 0 | 0 | 0 | 0 | 0 | 0 | 0 | 0 | 637122.5 | 137471.5 | 137951 | 919368.5 | 0 | 0 | 0 | 0 | 0 | 0 | 0 | 0
[9 empty] | 2021-12-28 | 2022 | 21-22 | 0 | 0 | 0 | 0 | 0 | 0 | 0 | 0 | 637122.5 | 137471.5 | 137951 | 919368.5 | 0 | 0 | 0 | 0 | 0 | 0 | 0 | 0
[9 empty] | 2021-12-29 | 2022 | 21-22 | 0 | 0 | 0 | 0 | 0 | 0 | 0 | 0 | 637122.5 | 137471.5 | 137951 | 919368.5 | 0 | 0 | 0 | 0 | 0 | 0 | 0 | 0
[9 empty] | 2021-12-30 | 2022 | 21-22 | 0 | 0 | 0 | 0 | 0 | 0 | 0 | 0 | 637122.5 | 137471.5 | 137951 | 919368.5 | 0 | 0 | 0 | 0 | 0 | 0 | 0 | 0
[9 empty] | 2021-12-31 | 2022 | 21-22 | 0 | 0 | 0 | 0 | 0 | 0 | 0 | 0 | 637122.5 | 137471.5 | 137951 | 919368.5 | 0 | 0 | 0 | 0 | 0 | 0 | 0 | 0
[9 empty] | 2022-01-01 | 2022 | 21-22 | 0 | 0 | 0 | 0 | 0 | 0 | 0 | 0 | 637122.5 | 137471.5 | 137951 | 919368.5 | 0 | 0 | 0 | 0 | 0 | 0 | 0 | 0
[9 empty] | 2022-01-02 | 2022 | 21-22 | 0 | 0 | 0 | 0 | 0 | 0 | 0 | 0 | 637122.5 | 137471.5 | 137951 | 919368.5 | 0 | 0 | 0 | 0 | 0 | 0 | 0 | 0
[9 empty] | 2022-01-03 | 2022 | 21-22 | 0 | 0 | 0 | 0 | 0 | 0 | 0 | 0 | 637122.5 | 137471.5 | 137951 | 919368.5 | 0 | 0 | 0 | 0 | 0 | 0 | 0 | 0
[9 empty] | 2022-01-04 | 2022 | 21-22 | 0 | 0 | 0 | 0 | 0 | 0 | 0 | 0 | 637122.5 | 137471.5 | 137951 | 919368.5 | 0 | 0 | 0 | 0 | 0 | 0 | 0 | 0
[9 empty] | 2022-01-05 | 2022 | 21-22 | 0 | 0 | 0 | 0 | 0 | 0 | 0 | 0 | 637122.5 | 137471.5 | 137951 | 919368.5 | 0 | 0 | 0 | 0 | 0 | 0 | 0 | 0
[9 empty] | 2022-01-06 | 2022 | 21-22 | 0 | 0 | 0 | 0 | 0 | 0 | 0 | 0 | 637122.5 | 137471.5 | 137951 | 919368.5 | 0 | 0 | 0 | 0 | 0 | 0 | 0 | 0
[9 empty] | 2022-01-07 | 2022 | 21-22 | 0 | 0 | 0 | 0 | 0 | 0 | 0 | 0 | 637122.5 | 137471.5 | 137951 | 919368.5 | 0 | 0 | 0 | 0 | 0 | 0 | 0 | 0
[9 empty] | 2022-01-08 | 2022 | 21-22 | 0 | 0 | 0 | 0 | 0 | 0 | 0 | 0 | 637122.5 | 137471.5 | 137951 | 919368.5 | 0 | 0 | 0 | 0 | 0 | 0 | 0 | 0
[9 empty] | 2022-01-09 | 2022 | 21-22 | 0 | 0 | 0 | 0 | 0 | 0 | 0 | 0 | 637122.5 | 137471.5 | 137951 | 919368.5 | 0 | 0 | 0 | 0 | 0 | 0 | 0 | 0
[9 empty] | 2022-01-10 | 2022 | 21-22 | 0 | 0 | 0 | 0 | 0 | 0 | 0 | 0 | 637122.5 | 137471.5 | 137951 | 919368.5 | 0 | 0 | 0 | 0 | 0 | 0 | 0 | 0
[9 empty] | 2022-01-11 | 2022 | 21-22 | 0 | 0 | 0 | 0 | 0 | 0 | 0 | 0 | 637122.5 | 137471.5 | 137951 | 919368.5 | 0 | 0 | 0 | 0 | 0 | 0 | 0 | 0
[9 empty] | 2022-01-12 | 2022 | 21-22 | 0 | 0 | 0 | 0 | 0 | 0 | 0 | 0 | 637122.5 | 137471.5 | 137951 | 919368.5 | 0 | 0 | 0 | 0 | 0 | 0 | 0 | 0
[9 empty] | 2022-01-13 | 2022 | 21-22 | 0 | 0 | 0 | 0 | 0 | 0 | 0 | 0 | 637122.5 | 137471.5 | 137951 | 919368.5 | 0 | 0 | 0 | 0 | 0 | 0 | 0 | 0
[9 empty] | 2022-01-14 | 2022 | 21-22 | 0 | 0 | 0 | 0 | 0 | 0 | 0 | 0 | 637122.5 | 137471.5 | 137951 | 919368.5 | 0 | 0 | 0 | 0 | 0 | 0 | 0 | 0
[9 empty] | 2022-01-15 | 2022 | 21-22 | 0 | 0 | 0 | 0 | 0 | 0 | 0 | 0 | 637122.5 | 137471.5 | 137951 | 919368.5 | 0 | 0 | 0 | 0 | 0 | 0 | 0 | 0
[9 empty] | 2022-01-16 | 2022 | 21-22 | 0 | 0 | 0 | 0 | 0 | 0 | 0 | 0 | 637122.5 | 137471.5 | 137951 | 919368.5 | 0 | 0 | 0 | 0 | 0 | 0 | 0 | 0
[9 empty] | 2022-01-17 | 2022 | 21-22 | 0 | 0 | 0 | 0 | 0 | 0 | 0 | 0 | 637122.5 | 137471.5 | 137951 | 919368.5 | 0 | 0 | 0 | 0 | 0 | 0 | 0 | 0
[9 empty] | 2022-01-18 | 2022 | 21-22 | 0 | 0 | 0 | 0 | 0 | 0 | 0 | 0 | 637122.5 | 137471.5 | 137951 | 919368.5 | 0 | 0 | 0 | 0 | 0 | 0 | 0 | 0
[9 empty] | 2022-01-19 | 2022 | 21-22 | 0 | 0 | 0 | 0 | 0 | 0 | 0 | 0 | 637122.5 | 137471.5 | 137951 | 919368.5 | 0 | 0 | 0 | 0 | 0 | 0 | 0 | 0
[9 empty] | 2022-01-20 | 2022 | 21-22 | 0 | 0 | 0 | 0 | 0 | 0 | 0 | 0 | 637122.5 | 137471.5 | 137951 | 919368.5 | 0 | 0 | 0 | 0 | 0 | 0 | 0 | 0
[9 empty] | 2022-01-21 | 2022 | 21-22 | 0 | 0 | 0 | 0 | 0 | 0 | 0 | 0 | 637122.5 | 137471.5 | 137951 | 919368.5 | 0 | 0 | 0 | 0 | 0 | 0 | 0 | 0
[9 empty] | 2022-01-22 | 2022 | 21-22 | 0 | 0 | 0 | 0 | 0 | 0 | 0 | 0 | 637122.5 | 137471.5 | 137951 | 919368.5 | 0 | 0 | 0 | 0 | 0 | 0 | 0 | 0
[9 empty] | 2022-01-23 | 2022 | 21-22 | 0 | 0 | 0 | 0 | 0 | 0 | 0 | 0 | 637122.5 | 137471.5 | 137951 | 919368.5 | 0 | 0 | 0 | 0 | 0 | 0 | 0 | 0
[9 empty] | 2022-01-24 | 2022 | 21-22 | 0 | 0 | 0 | 0 | 0 | 0 | 0 | 0 | 637122.5 | 137471.5 | 137951 | 919368.5 | 0 | 0 | 0 | 0 | 0 | 0 | 0 | 0
[9 empty] | 2022-01-25 | 2022 | 21-22 | 0 | 0 | 0 | 0 | 0 | 0 | 0 | 0 | 637122.5 | 137471.5 | 137951 | 919368.5 | 0 | 0 | 0 | 0 | 0 | 0 | 0 | 0
[9 empty] | 2022-01-26 | 2022 |  | 0 | 0 | 32304.6 | 32304.6 | 0 | 0 | 409 | 409 | 637122.5 | 137471.5 | 137951 | 919368.5 | 0 | 0 | 0.23417 | 0.035138 | 0 | 0 | 0.0029648 | 0.00044487
[9 empty] | 2022-01-27 | 2022 | 21-22 | 0 | 0 | 0 | 0 | 0 | 0 | 0 | 0 | 637122.5 | 137471.5 | 137951 | 919368.5 | 0 | 0 | 0 | 0 | 0 | 0 | 0 | 0
[9 empty] | 2022-01-28 | 2022 | 21-22 | 0 | 0 | 0 | 0 | 0 | 0 | 0 | 0 | 637122.5 | 137471.5 | 137951 | 919368.5 | 0 | 0 | 0 | 0 | 0 | 0 | 0 | 0
[9 empty] | 2022-01-29 | 2022 | 21-22 | 0 | 0 | 0 | 0 | 0 | 0 | 0 | 0 | 637122.5 | 137471.5 | 137951 | 919368.5 | 0 | 0 | 0 | 0 | 0 | 0 | 0 | 0
[9 empty] | 2022-01-30 | 2022 | 21-22 | 0 | 0 | 0 | 0 | 0 | 0 | 0 | 0 | 637122.5 | 137471.5 | 137951 | 919368.5 | 0 | 0 | 0 | 0 | 0 | 0 | 0 | 0
[9 empty] | 2022-01-31 | 2022 | 21-22 | 0 | 0 | 0 | 0 | 0 | 0 | 0 | 0 | 637122.5 | 137471.5 | 137951 | 919368.5 | 0 | 0 | 0 | 0 | 0 | 0 | 0 | 0
[9 empty] | 2022-02-01 | 2022 | 21-22 | 0 | 0 | 0 | 0 | 0 | 0 | 0 | 0 | 637122.5 | 137471.5 | 137951 | 919368.5 | 0 | 0 | 0 | 0 | 0 | 0 | 0 | 0
[9 empty] | 2022-02-02 | 2022 | 21-22 | 0 | 0 | 0 | 0 | 0 | 0 | 0 | 0 | 637122.5 | 137471.5 | 137951 | 919368.5 | 0 | 0 | 0 | 0 | 0 | 0 | 0 | 0
[9 empty] | 2022-02-03 | 2022 | 21-22 | 0 | 0 | 0 | 0 | 0 | 0 | 0 | 0 | 637122.5 | 137471.5 | 137951 | 919368.5 | 0 | 0 | 0 | 0 | 0 | 0 | 0 | 0
[9 empty] | 2022-02-04 | 2022 | 21-22 | 0 | 0 | 0 | 0 | 0 | 0 | 0 | 0 | 637122.5 | 137471.5 | 137951 | 919368.5 | 0 | 0 | 0 | 0 | 0 | 0 | 0 | 0
[9 empty] | 2022-02-05 | 2022 | 21-22 | 0 | 0 | 1725.7504 | 1725.7504 | 0 | 0 | 13 | 13 | 637122.5 | 137471.5 | 137951 | 919368.5 | 0 | 0 | 0.01251 | 0.0018771 | 0 | 0 | 9.4236e-05 | 1.414e-05
[9 empty] | 2022-02-06 | 2022 | 21-22 | 0 | 0 | 0 | 0 | 0 | 0 | 0 | 0 | 637122.5 | 137471.5 | 137951 | 919368.5 | 0 | 0 | 0 | 0 | 0 | 0 | 0 | 0
[9 empty] | 2022-02-07 | 2022 | 21-22 | 0 | 0 | 0 | 0 | 0 | 0 | 0 | 0 | 637122.5 | 137471.5 | 137951 | 919368.5 | 0 | 0 | 0 | 0 | 0 | 0 | 0 | 0
[9 empty] | 2022-02-08 | 2022 | 21-22 | 0 | 0 | 0 | 0 | 0 | 0 | 0 | 0 | 637122.5 | 137471.5 | 137951 | 919368.5 | 0 | 0 | 0 | 0 | 0 | 0 | 0 | 0
[9 empty] | 2022-02-09 | 2022 | 21-22 | 0 | 0 | 0 | 0 | 0 | 0 | 0 | 0 | 637122.5 | 137471.5 | 137951 | 919368.5 | 0 | 0 | 0 | 0 | 0 | 0 | 0 | 0
[9 empty] | 2022-02-10 | 2022 | 21-22 | 0 | 0 | 0 | 0 | 0 | 0 | 0 | 0 | 637122.5 | 137471.5 | 137951 | 919368.5 | 0 | 0 | 0 | 0 | 0 | 0 | 0 | 0
[9 empty] | 2022-02-11 | 2022 | 21-22 | 0 | 0 | 0 | 0 | 0 | 0 | 0 | 0 | 637122.5 | 137471.5 | 137951 | 919368.5 | 0 | 0 | 0 | 0 | 0 | 0 | 0 | 0
[9 empty] | 2022-02-12 | 2022 | 21-22 | 0 | 0 | 0 | 0 | 0 | 0 | 0 | 0 | 637122.5 | 137471.5 | 137951 | 919368.5 | 0 | 0 | 0 | 0 | 0 | 0 | 0 | 0
[9 empty] | 2022-02-13 | 2022 | 21-22 | 0 | 0 | 0 | 0 | 0 | 0 | 0 | 0 | 637122.5 | 137471.5 | 137951 | 919368.5 | 0 | 0 | 0 | 0 | 0 | 0 | 0 | 0
[9 empty] | 2022-02-14 | 2022 | 21-22 | 0 | 0 | 0 | 0 | 0 | 0 | 0 | 0 | 637122.5 | 137471.5 | 137951 | 919368.5 | 0 | 0 | 0 | 0 | 0 | 0 | 0 | 0
[9 empty] | 2022-02-15 | 2022 | 21-22 | 0 | 0 | 0 | 0 | 0 | 0 | 0 | 0 | 637122.5 | 137471.5 | 137951 | 919368.5 | 0 | 0 | 0 | 0 | 0 | 0 | 0 | 0
[9 empty] | 2022-02-16 | 2022 | 21-22 | 0 | 0 | 0 | 0 | 0 | 0 | 0 | 0 | 637122.5 | 137471.5 | 137951 | 919368.5 | 0 | 0 | 0 | 0 | 0 | 0 | 0 | 0
[9 empty] | 2022-02-17 | 2022 | 21-22 | 0 | 0 | 0 | 0 | 0 | 0 | 0 | 0 | 637122.5 | 137471.5 | 137951 | 919368.5 | 0 | 0 | 0 | 0 | 0 | 0 | 0 | 0
[9 empty] | 2022-02-18 | 2022 | 21-22 | 0 | 0 | 0 | 0 | 0 | 0 | 0 | 0 | 637122.5 | 137471.5 | 137951 | 919368.5 | 0 | 0 | 0 | 0 | 0 | 0 | 0 | 0
[9 empty] | 2022-02-19 | 2022 | 21-22 | 0 | 0 | 0 | 0 | 0 | 0 | 0 | 0 | 637122.5 | 137471.5 | 137951 | 919368.5 | 0 | 0 | 0 | 0 | 0 | 0 | 0 | 0
[9 empty] | 2022-02-20 | 2022 | 21-22 | 0 | 0 | 0 | 0 | 0 | 0 | 0 | 0 | 637122.5 | 137471.5 | 137951 | 919368.5 | 0 | 0 | 0 | 0 | 0 | 0 | 0 | 0
[9 empty] | 2022-02-21 | 2022 | 21-22 | 0 | 0 | 0 | 0 | 0 | 0 | 0 | 0 | 637122.5 | 137471.5 | 137951 | 919368.5 | 0 | 0 | 0 | 0 | 0 | 0 | 0 | 0
[9 empty] | 2022-02-22 | 2022 | 21-22 | 0 | 0 | 0 | 0 | 0 | 0 | 0 | 0 | 637122.5 | 137471.5 | 137951 | 919368.5 | 0 | 0 | 0 | 0 | 0 | 0 | 0 | 0
[9 empty] | 2022-02-23 | 2022 | 21-22 | 0 | 0 | 0 | 0 | 0 | 0 | 0 | 0 | 637122.5 | 137471.5 | 137951 | 919368.5 | 0 | 0 | 0 | 0 | 0 | 0 | 0 | 0
[9 empty] | 2022-02-24 | 2022 | 21-22 | 0 | 0 | 0 | 0 | 0 | 0 | 0 | 0 | 637122.5 | 137471.5 | 137951 | 919368.5 | 0 | 0 | 0 | 0 | 0 | 0 | 0 | 0
[9 empty] | 2022-02-25 | 2022 | 21-22 | 0 | 0 | 0 | 0 | 0 | 0 | 0 | 0 | 637122.5 | 137471.5 | 137951 | 919368.5 | 0 | 0 | 0 | 0 | 0 | 0 | 0 | 0
[9 empty] | 2022-02-26 | 2022 | 21-22 | 0 | 0 | 0 | 0 | 0 | 0 | 0 | 0 | 637122.5 | 137471.5 | 137951 | 919368.5 | 0 | 0 | 0 | 0 | 0 | 0 | 0 | 0
[9 empty] | 2022-02-27 | 2022 | 21-22 | 0 | 0 | 0 | 0 | 0 | 0 | 0 | 0 | 637122.5 | 137471.5 | 137951 | 919368.5 | 0 | 0 | 0 | 0 | 0 | 0 | 0 | 0
[9 empty] | 2022-02-28 | 2022 | 21-22 | 0 | 0 | 0 | 0 | 0 | 0 | 0 | 0 | 637122.5 | 137471.5 | 137951 | 919368.5 | 0 | 0 | 0 | 0 | 0 | 0 | 0 | 0
[9 empty] | 2022-03-01 | 2022 | 21-22 | 0 | 0 | 0 | 0 | 0 | 0 | 0 | 0 | 637122.5 | 137471.5 | 137951 | 919368.5 | 0 | 0 | 0 | 0 | 0 | 0 | 0 | 0
[9 empty] | 2022-03-02 | 2022 | 21-22 | 0 | 0 | 0 | 0 | 0 | 0 | 0 | 0 | 637122.5 | 137471.5 | 137951 | 919368.5 | 0 | 0 | 0 | 0 | 0 | 0 | 0 | 0
[9 empty] | 2022-03-03 | 2022 | 21-22 | 0 | 0 | 0 | 0 | 0 | 0 | 0 | 0 | 637122.5 | 137471.5 | 137951 | 919368.5 | 0 | 0 | 0 | 0 | 0 | 0 | 0 | 0
[9 empty] | 2022-03-04 | 2022 | 21-22 | 0 | 0 | 0 | 0 | 0 | 0 | 0 | 0 | 637122.5 | 137471.5 | 137951 | 919368.5 | 0 | 0 | 0 | 0 | 0 | 0 | 0 | 0
[9 empty] | 2022-03-05 | 2022 | 21-22 | 0 | 0 | 0 | 0 | 0 | 0 | 0 | 0 | 637122.5 | 137471.5 | 137951 | 919368.5 | 0 | 0 | 0 | 0 | 0 | 0 | 0 | 0
[9 empty] | 2022-03-06 | 2022 | 21-22 | 0 | 0 | 0 | 0 | 0 | 0 | 0 | 0 | 637122.5 | 137471.5 | 137951 | 919368.5 | 0 | 0 | 0 | 0 | 0 | 0 | 0 | 0
[9 empty] | 2022-03-07 | 2022 | 21-22 | 0 | 0 | 0 | 0 | 0 | 0 | 0 | 0 | 637122.5 | 137471.5 | 137951 | 919368.5 | 0 | 0 | 0 | 0 | 0 | 0 | 0 | 0
[9 empty] | 2022-03-08 | 2022 | 21-22 | 0 | 0 | 0 | 0 | 0 | 0 | 0 | 0 | 637122.5 | 137471.5 | 137951 | 919368.5 | 0 | 0 | 0 | 0 | 0 | 0 | 0 | 0
[9 empty] | 2022-03-09 | 2022 | 21-22 | 0 | 0 | 0 | 0 | 0 | 0 | 0 | 0 | 637122.5 | 137471.5 | 137951 | 919368.5 | 0 | 0 | 0 | 0 | 0 | 0 | 0 | 0
[9 empty] | 2022-03-10 | 2022 | 21-22 | 0 | 0 | 0 | 0 | 0 | 0 | 0 | 0 | 637122.5 | 137471.5 | 137951 | 919368.5 | 0 | 0 | 0 | 0 | 0 | 0 | 0 | 0
[9 empty] | 2022-03-11 | 2022 | 21-22 | 0 | 0 | 0 | 0 | 0 | 0 | 0 | 0 | 637122.5 | 137471.5 | 137951 | 919368.5 | 0 | 0 | 0 | 0 | 0 | 0 | 0 | 0
[9 empty] | 2022-03-12 | 2022 | 21-22 | 0 | 0 | 0 | 0 | 0 | 0 | 0 | 0 | 637122.5 | 137471.5 | 137951 | 919368.5 | 0 | 0 | 0 | 0 | 0 | 0 | 0 | 0
[9 empty] | 2022-03-13 | 2022 | 21-22 | 0 | 0 | 0 | 0 | 0 | 0 | 0 | 0 | 637122.5 | 137471.5 | 137951 | 919368.5 | 0 | 0 | 0 | 0 | 0 | 0 | 0 | 0
[9 empty] | 2022-03-14 | 2022 | 21-22 | 0 | 0 | 0 | 0 | 0 | 0 | 0 | 0 | 637122.5 | 137471.5 | 137951 | 919368.5 | 0 | 0 | 0 | 0 | 0 | 0 | 0 | 0
[9 empty] | 2022-03-15 | 2022 | 21-22 | 0 | 0 | 0 | 0 | 0 | 0 | 0 | 0 | 637122.5 | 137471.5 | 137951 | 919368.5 | 0 | 0 | 0 | 0 | 0 | 0 | 0 | 0
[9 empty] | 2022-03-16 | 2022 | 21-22 | 0 | 0 | 0 | 0 | 0 | 0 | 0 | 0 | 637122.5 | 137471.5 | 137951 | 919368.5 | 0 | 0 | 0 | 0 | 0 | 0 | 0 | 0
[9 empty] | 2022-03-17 | 2022 | 21-22 | 0 | 0 | 0 | 0 | 0 | 0 | 0 | 0 | 637122.5 | 137471.5 | 137951 | 919368.5 | 0 | 0 | 0 | 0 | 0 | 0 | 0 | 0
[9 empty] | 2022-03-18 | 2022 | 21-22 | 0 | 0 | 0 | 0 | 0 | 0 | 0 | 0 | 637122.5 | 137471.5 | 137951 | 919368.5 | 0 | 0 | 0 | 0 | 0 | 0 | 0 | 0
[9 empty] | 2022-03-19 | 2022 | 21-22 | 0 | 0 | 0 | 0 | 0 | 0 | 0 | 0 | 637122.5 | 137471.5 | 137951 | 919368.5 | 0 | 0 | 0 | 0 | 0 | 0 | 0 | 0
[9 empty] | 2022-03-20 | 2022 | 21-22 | 0 | 0 | 0 | 0 | 0 | 0 | 0 | 0 | 637122.5 | 137471.5 | 137951 | 919368.5 | 0 | 0 | 0 | 0 | 0 | 0 | 0 | 0
[9 empty] | 2022-03-21 | 2022 | 21-22 | 0 | 0 | 0 | 0 | 0 | 0 | 0 | 0 | 637122.5 | 137471.5 | 137951 | 919368.5 | 0 | 0 | 0 | 0 | 0 | 0 | 0 | 0
[9 empty] | 2022-03-22 | 2022 | 21-22 | 0 | 0 | 0 | 0 | 0 | 0 | 0 | 0 | 637122.5 | 137471.5 | 137951 | 919368.5 | 0 | 0 | 0 | 0 | 0 | 0 | 0 | 0
[9 empty] | 2022-03-23 | 2022 | 21-22 | 0 | 0 | 0 | 0 | 0 | 0 | 0 | 0 | 637122.5 | 137471.5 | 137951 | 919368.5 | 0 | 0 | 0 | 0 | 0 | 0 | 0 | 0
[9 empty] | 2022-03-24 | 2022 | 21-22 | 0 | 0 | 0 | 0 | 0 | 0 | 0 | 0 | 637122.5 | 137471.5 | 137951 | 919368.5 | 0 | 0 | 0 | 0 | 0 | 0 | 0 | 0
[9 empty] | 2022-03-25 | 2022 | 21-22 | 0 | 0 | 0 | 0 | 0 | 0 | 0 | 0 | 637122.5 | 137471.5 | 137951 | 919368.5 | 0 | 0 | 0 | 0 | 0 | 0 | 0 | 0
[9 empty] | 2022-03-26 | 2022 | 21-22 | 0 | 0 | 0 | 0 | 0 | 0 | 0 | 0 | 637122.5 | 137471.5 | 137951 | 919368.5 | 0 | 0 | 0 | 0 | 0 | 0 | 0 | 0
[9 empty] | 2022-03-27 | 2022 | 21-22 | 0 | 0 | 0 | 0 | 0 | 0 | 0 | 0 | 637122.5 | 137471.5 | 137951 | 919368.5 | 0 | 0 | 0 | 0 | 0 | 0 | 0 | 0
[9 empty] | 2022-03-28 | 2022 | 21-22 | 0 | 0 | 0 | 0 | 0 | 0 | 0 | 0 | 637122.5 | 137471.5 | 137951 | 919368.5 | 0 | 0 | 0 | 0 | 0 | 0 | 0 | 0
[9 empty] | 2022-03-29 | 2022 | 21-22 | 0 | 0 | 0 | 0 | 0 | 0 | 0 | 0 | 637122.5 | 137471.5 | 137951 | 919368.5 | 0 | 0 | 0 | 0 | 0 | 0 | 0 | 0
[9 empty] | 2022-03-30 | 2022 | 21-22 | 0 | 0 | 0 | 0 | 0 | 0 | 0 | 0 | 637122.5 | 137471.5 | 137951 | 919368.5 | 0 | 0 | 0 | 0 | 0 | 0 | 0 | 0
[9 empty] | 2022-03-31 | 2022 | 21-22 | 0 | 0 | 0 | 0 | 0 | 0 | 0 | 0 | 637122.5 | 137471.5 | 137951 | 919368.5 | 0 | 0 | 0 | 0 | 0 | 0 | 0 | 0
[9 empty] | 2022-04-01 | 2022 | 21-22 | 0 | 0 | 0 | 0 | 0 | 0 | 0 | 0 | 637122.5 | 137471.5 | 137951 | 919368.5 | 0 | 0 | 0 | 0 | 0 | 0 | 0 | 0
[9 empty] | 2022-04-02 | 2022 | 21-22 | 0 | 0 | 0 | 0 | 0 | 0 | 0 | 0 | 637122.5 | 137471.5 | 137951 | 919368.5 | 0 | 0 | 0 | 0 | 0 | 0 | 0 | 0
[9 empty] | 2022-04-03 | 2022 | 21-22 | 0 | 0 | 0 | 0 | 0 | 0 | 0 | 0 | 637122.5 | 137471.5 | 137951 | 919368.5 | 0 | 0 | 0 | 0 | 0 | 0 | 0 | 0
[9 empty] | 2022-04-04 | 2022 | 21-22 | 0 | 0 | 0 | 0 | 0 | 0 | 0 | 0 | 637122.5 | 137471.5 | 137951 | 919368.5 | 0 | 0 | 0 | 0 | 0 | 0 | 0 | 0
[9 empty] | 2022-04-05 | 2022 | 21-22 | 0 | 0 | 0 | 0 | 0 | 0 | 0 | 0 | 637122.5 | 137471.5 | 137951 | 919368.5 | 0 | 0 | 0 | 0 | 0 | 0 | 0 | 0
[9 empty] | 2022-04-06 | 2022 | 21-22 | 0 | 0 | 0 | 0 | 0 | 0 | 0 | 0 | 637122.5 | 137471.5 | 137951 | 919368.5 | 0 | 0 | 0 | 0 | 0 | 0 | 0 | 0
[9 empty] | 2022-04-07 | 2022 | 21-22 | 0 | 0 | 0 | 0 | 0 | 0 | 0 | 0 | 637122.5 | 137471.5 | 137951 | 919368.5 | 0 | 0 | 0 | 0 | 0 | 0 | 0 | 0
[9 empty] | 2022-04-08 | 2022 | 21-22 | 0 | 0 | 0 | 0 | 0 | 0 | 0 | 0 | 637122.5 | 137471.5 | 137951 | 919368.5 | 0 | 0 | 0 | 0 | 0 | 0 | 0 | 0
[9 empty] | 2022-04-09 | 2022 | 21-22 | 0 | 0 | 0 | 0 | 0 | 0 | 0 | 0 | 637122.5 | 137471.5 | 137951 | 919368.5 | 0 | 0 | 0 | 0 | 0 | 0 | 0 | 0
[9 empty] | 2022-04-10 | 2022 | 21-22 | 0 | 0 | 0 | 0 | 0 | 0 | 0 | 0 | 637122.5 | 137471.5 | 137951 | 919368.5 | 0 | 0 | 0 | 0 | 0 | 0 | 0 | 0
[9 empty] | 2022-04-11 | 2022 | 21-22 | 0 | 0 | 0 | 0 | 0 | 0 | 0 | 0 | 637122.5 | 137471.5 | 137951 | 919368.5 | 0 | 0 | 0 | 0 | 0 | 0 | 0 | 0
[9 empty] | 2022-04-12 | 2022 | 21-22 | 0 | 0 | 0 | 0 | 0 | 0 | 0 | 0 | 637122.5 | 137471.5 | 137951 | 919368.5 | 0 | 0 | 0 | 0 | 0 | 0 | 0 | 0
[9 empty] | 2022-04-13 | 2022 | 21-22 | 0 | 0 | 0 | 0 | 0 | 0 | 0 | 0 | 637122.5 | 137471.5 | 137951 | 919368.5 | 0 | 0 | 0 | 0 | 0 | 0 | 0 | 0
[9 empty] | 2022-04-14 | 2022 | 21-22 | 0 | 0 | 0 | 0 | 0 | 0 | 0 | 0 | 637122.5 | 137471.5 | 137951 | 919368.5 | 0 | 0 | 0 | 0 | 0 | 0 | 0 | 0
[9 empty] | 2022-04-15 | 2022 | 21-22 | 0 | 0 | 23400.9 | 23400.9 | 0 | 0 | 411 | 411 | 637122.5 | 137471.5 | 137951 | 919368.5 | 0 | 0 | 0.16963 | 0.025453 | 0 | 0 | 0.0029793 | 0.00044705
[9 empty] | 2022-04-16 | 2022 | 21-22 | 0 | 0 | 0 | 0 | 0 | 0 | 0 | 0 | 637122.5 | 137471.5 | 137951 | 919368.5 | 0 | 0 | 0 | 0 | 0 | 0 | 0 | 0
[9 empty] | 2022-04-17 | 2022 | 21-22 | 0 | 0 | 0 | 0 | 0 | 0 | 0 | 0 | 637122.5 | 137471.5 | 137951 | 919368.5 | 0 | 0 | 0 | 0 | 0 | 0 | 0 | 0
[9 empty] | 2022-04-18 | 2022 | 21-22 | 0 | 0 | 0 | 0 | 0 | 0 | 0 | 0 | 637122.5 | 137471.5 | 137951 | 919368.5 | 0 | 0 | 0 | 0 | 0 | 0 | 0 | 0
[9 empty] | 2022-04-19 | 2022 | 21-22 | 0 | 0 | 0 | 0 | 0 | 0 | 0 | 0 | 637122.5 | 137471.5 | 137951 | 919368.5 | 0 | 0 | 0 | 0 | 0 | 0 | 0 | 0
[9 empty] | 2022-04-20 | 2022 | 21-22 | 0 | 0 | 0 | 0 | 0 | 0 | 0 | 0 | 637122.5 | 137471.5 | 137951 | 919368.5 | 0 | 0 | 0 | 0 | 0 | 0 | 0 | 0
[9 empty] | 2022-04-21 | 2022 | 21-22 | 0 | 0 | 0 | 0 | 0 | 0 | 0 | 0 | 637122.5 | 137471.5 | 137951 | 919368.5 | 0 | 0 | 0 | 0 | 0 | 0 | 0 | 0
[9 empty] | 2022-04-22 | 2022 | 21-22 | 0 | 0 | 0 | 0 | 0 | 0 | 0 | 0 | 637122.5 | 137471.5 | 137951 | 919368.5 | 0 | 0 | 0 | 0 | 0 | 0 | 0 | 0
[9 empty] | 2022-04-23 | 2022 | 21-22 | 0 | 0 | 0 | 0 | 0 | 0 | 0 | 0 | 637122.5 | 137471.5 | 137951 | 919368.5 | 0 | 0 | 0 | 0 | 0 | 0 | 0 | 0
[9 empty] | 2022-04-24 | 2022 | 21-22 | 0 | 0 | 0 | 0 | 0 | 0 | 0 | 0 | 637122.5 | 137471.5 | 137951 | 919368.5 | 0 | 0 | 0 | 0 | 0 | 0 | 0 | 0
[9 empty] | 2022-04-25 | 2022 | 21-22 | 0 | 0 | 0 | 0 | 0 | 0 | 0 | 0 | 637122.5 | 137471.5 | 137951 | 919368.5 | 0 | 0 | 0 | 0 | 0 | 0 | 0 | 0
[9 empty] | 2022-04-26 | 2022 | 21-22 | 0 | 0 | 0 | 0 | 0 | 0 | 0 | 0 | 637122.5 | 137471.5 | 137951 | 919368.5 | 0 | 0 | 0 | 0 | 0 | 0 | 0 | 0
[9 empty] | 2022-04-27 | 2022 | 21-22 | 0 | 0 | 0 | 0 | 0 | 0 | 0 | 0 | 637122.5 | 137471.5 | 137951 | 919368.5 | 0 | 0 | 0 | 0 | 0 | 0 | 0 | 0
[9 empty] | 2022-04-28 | 2022 | 21-22 | 0 | 0 | 0 | 0 | 0 | 0 | 0 | 0 | 637122.5 | 137471.5 | 137951 | 919368.5 | 0 | 0 | 0 | 0 | 0 | 0 | 0 | 0
[9 empty] | 2022-04-29 | 2022 | 21-22 | 0 | 0 | 0 | 0 | 0 | 0 | 0 | 0 | 637122.5 | 137471.5 | 137951 | 919368.5 | 0 | 0 | 0 | 0 | 0 | 0 | 0 | 0
[9 empty] | 2022-04-30 | 2022 | 21-22 | 0 | 0 | 0 | 0 | 0 | 0 | 0 | 0 | 637122.5 | 137471.5 | 137951 | 919368.5 | 0 | 0 | 0 | 0 | 0 | 0 | 0 | 0
[9 empty] | 2022-05-01 | 2022 | 21-22 | 0 | 0 | 0 | 0 | 0 | 0 | 0 | 0 | 637122.5 | 137471.5 | 137951 | 919368.5 | 0 | 0 | 0 | 0 | 0 | 0 | 0 | 0
[9 empty] | 2022-05-02 | 2022 | 21-22 | 0 | 0 | 0 | 0 | 0 | 0 | 0 | 0 | 637122.5 | 137471.5 | 137951 | 919368.5 | 0 | 0 | 0 | 0 | 0 | 0 | 0 | 0
[9 empty] | 2022-05-03 | 2022 | 21-22 | 0 | 0 | 0 | 0 | 0 | 0 | 0 | 0 | 637122.5 | 137471.5 | 137951 | 919368.5 | 0 | 0 | 0 | 0 | 0 | 0 | 0 | 0
[9 empty] | 2022-05-04 | 2022 | 21-22 | 0 | 0 | 0 | 0 | 0 | 0 | 0 | 0 | 637122.5 | 137471.5 | 137951 | 919368.5 | 0 | 0 | 0 | 0 | 0 | 0 | 0 | 0
[9 empty] | 2022-05-05 | 2022 | 21-22 | 0 | 0 | 0 | 0 | 0 | 0 | 0 | 0 | 637122.5 | 137471.5 | 137951 | 919368.5 | 0 | 0 | 0 | 0 | 0 | 0 | 0 | 0
[9 empty] | 2022-05-06 | 2022 | 21-22 | 0 | 0 | 0 | 0 | 0 | 0 | 0 | 0 | 637122.5 | 137471.5 | 137951 | 919368.5 | 0 | 0 | 0 | 0 | 0 | 0 | 0 | 0
[9 empty] | 2022-05-07 | 2022 | 21-22 | 0 | 0 | 0 | 0 | 0 | 0 | 0 | 0 | 637122.5 | 137471.5 | 137951 | 919368.5 | 0 | 0 | 0 | 0 | 0 | 0 | 0 | 0
[9 empty] | 2022-05-08 | 2022 | 21-22 | 0 | 0 | 0 | 0 | 0 | 0 | 0 | 0 | 637122.5 | 137471.5 | 137951 | 919368.5 | 0 | 0 | 0 | 0 | 0 | 0 | 0 | 0
[9 empty] | 2022-05-09 | 2022 | 21-22 | 0 | 0 | 0 | 0 | 0 | 0 | 0 | 0 | 637122.5 | 137471.5 | 137951 | 919368.5 | 0 | 0 | 0 | 0 | 0 | 0 | 0 | 0
[9 empty] | 2022-05-10 | 2022 | 21-22 | 0 | 0 | 0 | 0 | 0 | 0 | 0 | 0 | 637122.5 | 137471.5 | 137951 | 919368.5 | 0 | 0 | 0 | 0 | 0 | 0 | 0 | 0
[9 empty] | 2022-05-11 | 2022 | 21-22 | 0 | 0 | 0 | 0 | 0 | 0 | 0 | 0 | 637122.5 | 137471.5 | 137951 | 919368.5 | 0 | 0 | 0 | 0 | 0 | 0 | 0 | 0
[9 empty] | 2022-05-12 | 2022 | 21-22 | 0 | 0 | 0 | 0 | 0 | 0 | 0 | 0 | 637122.5 | 137471.5 | 137951 | 919368.5 | 0 | 0 | 0 | 0 | 0 | 0 | 0 | 0
[9 empty] | 2022-05-13 | 2022 | 21-22 | 0 | 0 | 0 | 0 | 0 | 0 | 0 | 0 | 637122.5 | 137471.5 | 137951 | 919368.5 | 0 | 0 | 0 | 0 | 0 | 0 | 0 | 0
[9 empty] | 2022-05-14 | 2022 | 21-22 | 0 | 0 | 0 | 0 | 0 | 0 | 0 | 0 | 637122.5 | 137471.5 | 137951 | 919368.5 | 0 | 0 | 0 | 0 | 0 | 0 | 0 | 0
[9 empty] | 2022-05-15 | 2022 | 21-22 | 0 | 0 | 0 | 0 | 0 | 0 | 0 | 0 | 637122.5 | 137471.5 | 137951 | 919368.5 | 0 | 0 | 0 | 0 | 0 | 0 | 0 | 0
[9 empty] | 2022-05-16 | 2022 | 21-22 | 0 | 0 | 0 | 0 | 0 | 0 | 0 | 0 | 637122.5 | 137471.5 | 137951 | 919368.5 | 0 | 0 | 0 | 0 | 0 | 0 | 0 | 0
[9 empty] | 2022-05-17 | 2022 | 21-22 | 0 | 0 | 0 | 0 | 0 | 0 | 0 | 0 | 637122.5 | 137471.5 | 137951 | 919368.5 | 0 | 0 | 0 | 0 | 0 | 0 | 0 | 0
[9 empty] | 2022-05-18 | 2022 | 21-22 | 0 | 0 | 0 | 0 | 0 | 0 | 0 | 0 | 637122.5 | 137471.5 | 137951 | 919368.5 | 0 | 0 | 0 | 0 | 0 | 0 | 0 | 0
[9 empty] | 2022-05-19 | 2022 | 21-22 | 0 | 0 | 0 | 0 | 0 | 0 | 0 | 0 | 637122.5 | 137471.5 | 137951 | 919368.5 | 0 | 0 | 0 | 0 | 0 | 0 | 0 | 0
[9 empty] | 2022-05-20 | 2022 | 21-22 | 0 | 0 | 0 | 0 | 0 | 0 | 0 | 0 | 637122.5 | 137471.5 | 137951 | 919368.5 | 0 | 0 | 0 | 0 | 0 | 0 | 0 | 0
[9 empty] | 2022-05-21 | 2022 | 21-22 | 0 | 0 | 0 | 0 | 0 | 0 | 0 | 0 | 637122.5 | 137471.5 | 137951 | 919368.5 | 0 | 0 | 0 | 0 | 0 | 0 | 0 | 0
[9 empty] | 2022-05-22 | 2022 | 21-22 | 0 | 0 | 0 | 0 | 0 | 0 | 0 | 0 | 637122.5 | 137471.5 | 137951 | 919368.5 | 0 | 0 | 0 | 0 | 0 | 0 | 0 | 0
[9 empty] | 2022-05-23 | 2022 | 21-22 | 0 | 0 | 0 | 0 | 0 | 0 | 0 | 0 | 637122.5 | 137471.5 | 137951 | 919368.5 | 0 | 0 | 0 | 0 | 0 | 0 | 0 | 0
[9 empty] | 2022-05-24 | 2022 | 21-22 | 0 | 0 | 0 | 0 | 0 | 0 | 0 | 0 | 637122.5 | 137471.5 | 137951 | 919368.5 | 0 | 0 | 0 | 0 | 0 | 0 | 0 | 0
[9 empty] | 2022-05-25 | 2022 | 21-22 | 0 | 0 | 0 | 0 | 0 | 0 | 0 | 0 | 637122.5 | 137471.5 | 137951 | 919368.5 | 0 | 0 | 0 | 0 | 0 | 0 | 0 | 0
[9 empty] | 2022-05-26 | 2022 | 21-22 | 0 | 0 | 0 | 0 | 0 | 0 | 0 | 0 | 637122.5 | 137471.5 | 137951 | 919368.5 | 0 | 0 | 0 | 0 | 0 | 0 | 0 | 0
[9 empty] | 2022-05-27 | 2022 | 21-22 | 0 | 0 | 0 | 0 | 0 | 0 | 0 | 0 | 637122.5 | 137471.5 | 137951 | 919368.5 | 0 | 0 | 0 | 0 | 0 | 0 | 0 | 0
[9 empty] | 2022-05-28 | 2022 | 21-22 | 0 | 0 | 0 | 0 | 0 | 0 | 0 | 0 | 637122.5 | 137471.5 | 137951 | 919368.5 | 0 | 0 | 0 | 0 | 0 | 0 | 0 | 0
[9 empty] | 2022-05-29 | 2022 | 21-22 | 0 | 0 | 0 | 0 | 0 | 0 | 0 | 0 | 637122.5 | 137471.5 | 137951 | 919368.5 | 0 | 0 | 0 | 0 | 0 | 0 | 0 | 0
[9 empty] | 2022-05-30 | 2022 | 21-22 | 0 | 0 | 0 | 0 | 0 | 0 | 0 | 0 | 637122.5 | 137471.5 | 137951 | 919368.5 | 0 | 0 | 0 | 0 | 0 | 0 | 0 | 0
[9 empty] | 2022-05-31 | 2022 | 21-22 | 0 | 0 | 0 | 0 | 0 | 0 | 0 | 0 | 637122.5 | 137471.5 | 137951 | 919368.5 | 0 | 0 | 0 | 0 | 0 | 0 | 0 | 0
[9 empty] | 2022-06-01 | 2022 | 21-22 | 0 | 0 | 0 | 0 | 0 | 0 | 0 | 0 | 637122.5 | 137471.5 | 137951 | 919368.5 | 0 | 0 | 0 | 0 | 0 | 0 | 0 | 0
[9 empty] | 2022-06-02 | 2022 | 21-22 | 0 | 0 | 0 | 0 | 0 | 0 | 0 | 0 | 637122.5 | 137471.5 | 137951 | 919368.5 | 0 | 0 | 0 | 0 | 0 | 0 | 0 | 0
[9 empty] | 2022-06-03 | 2022 | 21-22 | 0 | 0 | 0 | 0 | 0 | 0 | 0 | 0 | 637122.5 | 137471.5 | 137951 | 919368.5 | 0 | 0 | 0 | 0 | 0 | 0 | 0 | 0
[9 empty] | 2022-06-04 | 2022 | 21-22 | 0 | 0 | 0 | 0 | 0 | 0 | 0 | 0 | 637122.5 | 137471.5 | 137951 | 919368.5 | 0 | 0 | 0 | 0 | 0 | 0 | 0 | 0
[9 empty] | 2022-06-05 | 2022 | 21-22 | 0 | 0 | 0 | 0 | 0 | 0 | 0 | 0 | 637122.5 | 137471.5 | 137951 | 919368.5 | 0 | 0 | 0 | 0 | 0 | 0 | 0 | 0
[9 empty] | 2022-06-06 | 2022 | 21-22 | 0 | 0 | 0 | 0 | 0 | 0 | 0 | 0 | 637122.5 | 137471.5 | 137951 | 919368.5 | 0 | 0 | 0 | 0 | 0 | 0 | 0 | 0
[9 empty] | 2022-06-07 | 2022 | 21-22 | 0 | 0 | 0 | 0 | 0 | 0 | 0 | 0 | 637122.5 | 137471.5 | 137951 | 919368.5 | 0 | 0 | 0 | 0 | 0 | 0 | 0 | 0
[9 empty] | 2022-06-08 | 2022 | 21-22 | 0 | 0 | 0 | 0 | 0 | 0 | 0 | 0 | 637122.5 | 137471.5 | 137951 | 919368.5 | 0 | 0 | 0 | 0 | 0 | 0 | 0 | 0
[9 empty] | 2022-06-09 | 2022 | 21-22 | 0 | 0 | 0 | 0 | 0 | 0 | 0 | 0 | 637122.5 | 137471.5 | 137951 | 919368.5 | 0 | 0 | 0 | 0 | 0 | 0 | 0 | 0
[9 empty] | 2022-06-10 | 2022 | 21-22 | 0 | 0 | 0 | 0 | 0 | 0 | 0 | 0 | 637122.5 | 137471.5 | 137951 | 919368.5 | 0 | 0 | 0 | 0 | 0 | 0 | 0 | 0
[9 empty] | 2022-06-11 | 2022 | 21-22 | 0 | 0 | 0 | 0 | 0 | 0 | 0 | 0 | 637122.5 | 137471.5 | 137951 | 919368.5 | 0 | 0 | 0 | 0 | 0 | 0 | 0 | 0
[9 empty] | 2022-06-12 | 2022 | 21-22 | 0 | 0 | 0 | 0 | 0 | 0 | 0 | 0 | 637122.5 | 137471.5 | 137951 | 919368.5 | 0 | 0 | 0 | 0 | 0 | 0 | 0 | 0
[9 empty] | 2022-06-13 | 2022 | 21-22 | 0 | 0 | 0 | 0 | 0 | 0 | 0 | 0 | 637122.5 | 137471.5 | 137951 | 919368.5 | 0 | 0 | 0 | 0 | 0 | 0 | 0 | 0
[9 empty] | 2022-06-14 | 2022 | 21-22 | 0 | 0 | 0 | 0 | 0 | 0 | 0 | 0 | 637122.5 | 137471.5 | 137951 | 919368.5 | 0 | 0 | 0 | 0 | 0 | 0 | 0 | 0
[9 empty] | 2022-06-15 | 2022 | 21-22 | 0 | 0 | 0 | 0 | 0 | 0 | 0 | 0 | 637122.5 | 137471.5 | 137951 | 919368.5 | 0 | 0 | 0 | 0 | 0 | 0 | 0 | 0
[9 empty] | 2022-06-16 | 2022 | 21-22 | 0 | 0 | 0 | 0 | 0 | 0 | 0 | 0 | 637122.5 | 137471.5 | 137951 | 919368.5 | 0 | 0 | 0 | 0 | 0 | 0 | 0 | 0
[9 empty] | 2022-06-17 | 2022 | 21-22 | 0 | 0 | 0 | 0 | 0 | 0 | 0 | 0 | 637122.5 | 137471.5 | 137951 | 919368.5 | 0 | 0 | 0 | 0 | 0 | 0 | 0 | 0
[9 empty] | 2022-06-18 | 2022 | 21-22 | 0 | 0 | 0 | 0 | 0 | 0 | 0 | 0 | 637122.5 | 137471.5 | 137951 | 919368.5 | 0 | 0 | 0 | 0 | 0 | 0 | 0 | 0
[9 empty] | 2022-06-19 | 2022 | 21-22 | 0 | 0 | 0 | 0 | 0 | 0 | 0 | 0 | 637122.5 | 137471.5 | 137951 | 919368.5 | 0 | 0 | 0 | 0 | 0 | 0 | 0 | 0
[9 empty] | 2022-06-20 | 2022 | 21-22 | 0 | 0 | 0 | 0 | 0 | 0 | 0 | 0 | 637122.5 | 137471.5 | 137951 | 919368.5 | 0 | 0 | 0 | 0 | 0 | 0 | 0 | 0
[9 empty] | 2022-06-21 | 2022 | 21-22 | 0 | 0 | 0 | 0 | 0 | 0 | 0 | 0 | 637122.5 | 137471.5 | 137951 | 919368.5 | 0 | 0 | 0 | 0 | 0 | 0 | 0 | 0
[9 empty] | 2022-06-22 | 2022 | 21-22 | 0 | 0 | 0 | 0 | 0 | 0 | 0 | 0 | 637122.5 | 137471.5 | 137951 | 919368.5 | 0 | 0 | 0 | 0 | 0 | 0 | 0 | 0
[9 empty] | 2022-06-23 | 2022 | 21-22 | 0 | 0 | 0 | 0 | 0 | 0 | 0 | 0 | 637122.5 | 137471.5 | 137951 | 919368.5 | 0 | 0 | 0 | 0 | 0 | 0 | 0 | 0
[9 empty] | 2022-06-24 | 2022 | 21-22 | 0 | 0 | 0 | 0 | 0 | 0 | 0 | 0 | 637122.5 | 137471.5 | 137951 | 919368.5 | 0 | 0 | 0 | 0 | 0 | 0 | 0 | 0
[9 empty] | 2022-06-25 | 2022 | 21-22 | 0 | 0 | 0 | 0 | 0 | 0 | 0 | 0 | 637122.5 | 137471.5 | 137951 | 919368.5 | 0 | 0 | 0 | 0 | 0 | 0 | 0 | 0
[9 empty] | 2022-06-26 | 2022 | 21-22 | 0 | 0 | 0 | 0 | 0 | 0 | 0 | 0 | 637122.5 | 137471.5 | 137951 | 919368.5 | 0 | 0 | 0 | 0 | 0 | 0 | 0 | 0
[9 empty] | 2022-06-27 | 2022 | 21-22 | 0 | 0 | 0 | 0 | 0 | 0 | 0 | 0 | 637122.5 | 137471.5 | 137951 | 919368.5 | 0 | 0 | 0 | 0 | 0 | 0 | 0 | 0
[9 empty] | 2022-06-28 | 2022 | 21-22 | 0 | 0 | 0 | 0 | 0 | 0 | 0 | 0 | 637122.5 | 137471.5 | 137951 | 919368.5 | 0 | 0 | 0 | 0 | 0 | 0 | 0 | 0
[9 empty] | 2022-06-29 | 2022 | 21-22 | 0 | 0 | 0 | 0 | 0 | 0 | 0 | 0 | 637122.5 | 137471.5 | 137951 | 919368.5 | 0 | 0 | 0 | 0 | 0 | 0 | 0 | 0
[9 empty] | 2022-06-30 | 2022 | 21-22 | 0 | 0 | 0 | 0 | 0 | 0 | 0 | 0 | 637122.5 | 137471.5 | 137951 | 919368.5 | 0 | 0 | 0 | 0 | 0 | 0 | 0 | 0
[9 empty] | 2022-07-01 | 2023 | 22-23 | 0 | 0 | 0 | 0 | 0 | 0 | 0 | 0 | 641866.5 | 140158.5 | 138614 | 927484.5 | 0 | 0 | 0 | 0 | 0 | 0 | 0 | 0
[9 empty] | 2022-07-02 | 2023 | 22-23 | 0 | 0 | 0 | 0 | 0 | 0 | 0 | 0 | 641866.5 | 140158.5 | 138614 | 927484.5 | 0 | 0 | 0 | 0 | 0 | 0 | 0 | 0
[9 empty] | 2022-07-03 | 2023 | 22-23 | 0 | 0 | 0 | 0 | 0 | 0 | 0 | 0 | 641866.5 | 140158.5 | 138614 | 927484.5 | 0 | 0 | 0 | 0 | 0 | 0 | 0 | 0
[9 empty] | 2022-07-04 | 2023 | 22-23 | 0 | 0 | 0 | 0 | 0 | 0 | 0 | 0 | 641866.5 | 140158.5 | 138614 | 927484.5 | 0 | 0 | 0 | 0 | 0 | 0 | 0 | 0
[9 empty] | 2022-07-05 | 2023 | 22-23 | 0 | 0 | 0 | 0 | 0 | 0 | 0 | 0 | 641866.5 | 140158.5 | 138614 | 927484.5 | 0 | 0 | 0 | 0 | 0 | 0 | 0 | 0
[9 empty] | 2022-07-06 | 2023 | 22-23 | 0 | 0 | 0 | 0 | 0 | 0 | 0 | 0 | 641866.5 | 140158.5 | 138614 | 927484.5 | 0 | 0 | 0 | 0 | 0 | 0 | 0 | 0
[9 empty] | 2022-07-07 | 2023 | 22-23 | 0 | 0 | 0 | 0 | 0 | 0 | 0 | 0 | 641866.5 | 140158.5 | 138614 | 927484.5 | 0 | 0 | 0 | 0 | 0 | 0 | 0 | 0
[9 empty] | 2022-07-08 | 2023 | 22-23 | 0 | 0 | 0 | 0 | 0 | 0 | 0 | 0 | 641866.5 | 140158.5 | 138614 | 927484.5 | 0 | 0 | 0 | 0 | 0 | 0 | 0 | 0
[9 empty] | 2022-07-09 | 2023 | 22-23 | 0 | 0 | 0 | 0 | 0 | 0 | 0 | 0 | 641866.5 | 140158.5 | 138614 | 927484.5 | 0 | 0 | 0 | 0 | 0 | 0 | 0 | 0
[9 empty] | 2022-07-10 | 2023 | 22-23 | 0 | 0 | 0 | 0 | 0 | 0 | 0 | 0 | 641866.5 | 140158.5 | 138614 | 927484.5 | 0 | 0 | 0 | 0 | 0 | 0 | 0 | 0
[9 empty] | 2022-07-11 | 2023 | 22-23 | 0 | 0 | 0 | 0 | 0 | 0 | 0 | 0 | 641866.5 | 140158.5 | 138614 | 927484.5 | 0 | 0 | 0 | 0 | 0 | 0 | 0 | 0
[9 empty] | 2022-07-12 | 2023 | 22-23 | 0 | 0 | 0 | 0 | 0 | 0 | 0 | 0 | 641866.5 | 140158.5 | 138614 | 927484.5 | 0 | 0 | 0 | 0 | 0 | 0 | 0 | 0
[9 empty] | 2022-07-13 | 2023 | 22-23 | 0 | 0 | 0 | 0 | 0 | 0 | 0 | 0 | 641866.5 | 140158.5 | 138614 | 927484.5 | 0 | 0 | 0 | 0 | 0 | 0 | 0 | 0
[9 empty] | 2022-07-14 | 2023 | 22-23 | 0 | 0 | 0 | 0 | 0 | 0 | 0 | 0 | 641866.5 | 140158.5 | 138614 | 927484.5 | 0 | 0 | 0 | 0 | 0 | 0 | 0 | 0
[9 empty] | 2022-07-15 | 2023 | 22-23 | 0 | 0 | 0 | 0 | 0 | 0 | 0 | 0 | 641866.5 | 140158.5 | 138614 | 927484.5 | 0 | 0 | 0 | 0 | 0 | 0 | 0 | 0
[9 empty] | 2022-07-16 | 2023 | 22-23 | 0 | 0 | 0 | 0 | 0 | 0 | 0 | 0 | 641866.5 | 140158.5 | 138614 | 927484.5 | 0 | 0 | 0 | 0 | 0 | 0 | 0 | 0
[9 empty] | 2022-07-17 | 2023 | 22-23 | 0 | 0 | 0 | 0 | 0 | 0 | 0 | 0 | 641866.5 | 140158.5 | 138614 | 927484.5 | 0 | 0 | 0 | 0 | 0 | 0 | 0 | 0
[9 empty] | 2022-07-18 | 2023 | 22-23 | 0 | 0 | 0 | 0 | 0 | 0 | 0 | 0 | 641866.5 | 140158.5 | 138614 | 927484.5 | 0 | 0 | 0 | 0 | 0 | 0 | 0 | 0
[9 empty] | 2022-07-19 | 2023 | 22-23 | 0 | 0 | 0 | 0 | 0 | 0 | 0 | 0 | 641866.5 | 140158.5 | 138614 | 927484.5 | 0 | 0 | 0 | 0 | 0 | 0 | 0 | 0
[9 empty] | 2022-07-20 | 2023 | 22-23 | 0 | 0 | 0 | 0 | 0 | 0 | 0 | 0 | 641866.5 | 140158.5 | 138614 | 927484.5 | 0 | 0 | 0 | 0 | 0 | 0 | 0 | 0
[9 empty] | 2022-07-21 | 2023 | 22-23 | 0 | 0 | 0 | 0 | 0 | 0 | 0 | 0 | 641866.5 | 140158.5 | 138614 | 927484.5 | 0 | 0 | 0 | 0 | 0 | 0 | 0 | 0
[9 empty] | 2022-07-22 | 2023 | 22-23 | 0 | 0 | 0 | 0 | 0 | 0 | 0 | 0 | 641866.5 | 140158.5 | 138614 | 927484.5 | 0 | 0 | 0 | 0 | 0 | 0 | 0 | 0
[9 empty] | 2022-07-23 | 2023 | 22-23 | 0 | 0 | 0 | 0 | 0 | 0 | 0 | 0 | 641866.5 | 140158.5 | 138614 | 927484.5 | 0 | 0 | 0 | 0 | 0 | 0 | 0 | 0
[9 empty] | 2022-07-24 | 2023 | 22-23 | 0 | 0 | 0 | 0 | 0 | 0 | 0 | 0 | 641866.5 | 140158.5 | 138614 | 927484.5 | 0 | 0 | 0 | 0 | 0 | 0 | 0 | 0
[9 empty] | 2022-07-25 | 2023 | 22-23 | 0 | 0 | 0 | 0 | 0 | 0 | 0 | 0 | 641866.5 | 140158.5 | 138614 | 927484.5 | 0 | 0 | 0 | 0 | 0 | 0 | 0 | 0
[9 empty] | 2022-07-26 | 2023 | 22-23 | 0 | 0 | 0 | 0 | 0 | 0 | 0 | 0 | 641866.5 | 140158.5 | 138614 | 927484.5 | 0 | 0 | 0 | 0 | 0 | 0 | 0 | 0
[9 empty] | 2022-07-27 | 2023 | 22-23 | 0 | 0 | 0 | 0 | 0 | 0 | 0 | 0 | 641866.5 | 140158.5 | 138614 | 927484.5 | 0 | 0 | 0 | 0 | 0 | 0 | 0 | 0
[9 empty] | 2022-07-28 | 2023 | 22-23 | 0 | 0 | 0 | 0 | 0 | 0 | 0 | 0 | 641866.5 | 140158.5 | 138614 | 927484.5 | 0 | 0 | 0 | 0 | 0 | 0 | 0 | 0
[9 empty] | 2022-07-29 | 2023 | 22-23 | 0 | 0 | 0 | 0 | 0 | 0 | 0 | 0 | 641866.5 | 140158.5 | 138614 | 927484.5 | 0 | 0 | 0 | 0 | 0 | 0 | 0 | 0
[9 empty] | 2022-07-30 | 2023 | 22-23 | 0 | 0 | 0 | 0 | 0 | 0 | 0 | 0 | 641866.5 | 140158.5 | 138614 | 927484.5 | 0 | 0 | 0 | 0 | 0 | 0 | 0 | 0
[9 empty] | 2022-07-31 | 2023 | 22-23 | 0 | 0 | 0 | 0 | 0 | 0 | 0 | 0 | 641866.5 | 140158.5 | 138614 | 927484.5 | 0 | 0 | 0 | 0 | 0 | 0 | 0 | 0
[9 empty] | 2022-08-01 | 2023 | 22-23 | 0 | 0 | 0 | 0 | 0 | 0 | 0 | 0 | 641866.5 | 140158.5 | 138614 | 927484.5 | 0 | 0 | 0 | 0 | 0 | 0 | 0 | 0
[9 empty] | 2022-08-02 | 2023 | 22-23 | 0 | 0 | 0 | 0 | 0 | 0 | 0 | 0 | 641866.5 | 140158.5 | 138614 | 927484.5 | 0 | 0 | 0 | 0 | 0 | 0 | 0 | 0
[9 empty] | 2022-08-03 | 2023 | 22-23 | 0 | 0 | 0 | 0 | 0 | 0 | 0 | 0 | 641866.5 | 140158.5 | 138614 | 927484.5 | 0 | 0 | 0 | 0 | 0 | 0 | 0 | 0
[9 empty] | 2022-08-04 | 2023 | 22-23 | 0 | 0 | 0 | 0 | 0 | 0 | 0 | 0 | 641866.5 | 140158.5 | 138614 | 927484.5 | 0 | 0 | 0 | 0 | 0 | 0 | 0 | 0
[9 empty] | 2022-08-05 | 2023 | 22-23 | 0 | 0 | 1531.11 | 1531.11 | 0 | 0 | 0 | 0 | 641866.5 | 140158.5 | 138614 | 927484.5 | 0 | 0 | 0.011046 | 0.0016508 | 0 | 0 | 0 | 0
[9 empty] | 2022-08-06 | 2023 | 22-23 | 0 | 0 | 0 | 0 | 0 | 0 | 0 | 0 | 641866.5 | 140158.5 | 138614 | 927484.5 | 0 | 0 | 0 | 0 | 0 | 0 | 0 | 0
[9 empty] | 2022-08-07 | 2023 | 22-23 | 0 | 0 | 0 | 0 | 0 | 0 | 0 | 0 | 641866.5 | 140158.5 | 138614 | 927484.5 | 0 | 0 | 0 | 0 | 0 | 0 | 0 | 0
[9 empty] | 2022-08-08 | 2023 | 22-23 | 0 | 0 | 0 | 0 | 0 | 0 | 0 | 0 | 641866.5 | 140158.5 | 138614 | 927484.5 | 0 | 0 | 0 | 0 | 0 | 0 | 0 | 0
[9 empty] | 2022-08-09 | 2023 | 22-23 | 0 | 0 | 0 | 0 | 0 | 0 | 0 | 0 | 641866.5 | 140158.5 | 138614 | 927484.5 | 0 | 0 | 0 | 0 | 0 | 0 | 0 | 0
[9 empty] | 2022-08-10 | 2023 | 22-23 | 0 | 0 | 0 | 0 | 0 | 0 | 0 | 0 | 641866.5 | 140158.5 | 138614 | 927484.5 | 0 | 0 | 0 | 0 | 0 | 0 | 0 | 0
[9 empty] | 2022-08-11 | 2023 | 22-23 | 0 | 0 | 0 | 0 | 0 | 0 | 0 | 0 | 641866.5 | 140158.5 | 138614 | 927484.5 | 0 | 0 | 0 | 0 | 0 | 0 | 0 | 0
[9 empty] | 2022-08-12 | 2023 | 22-23 | 0 | 0 | 0 | 0 | 0 | 0 | 0 | 0 | 641866.5 | 140158.5 | 138614 | 927484.5 | 0 | 0 | 0 | 0 | 0 | 0 | 0 | 0
[9 empty] | 2022-08-13 | 2023 | 22-23 | 0 | 0 | 0 | 0 | 0 | 0 | 0 | 0 | 641866.5 | 140158.5 | 138614 | 927484.5 | 0 | 0 | 0 | 0 | 0 | 0 | 0 | 0
[9 empty] | 2022-08-14 | 2023 | 22-23 | 0 | 0 | 0 | 0 | 0 | 0 | 0 | 0 | 641866.5 | 140158.5 | 138614 | 927484.5 | 0 | 0 | 0 | 0 | 0 | 0 | 0 | 0
[9 empty] | 2022-08-15 | 2023 | 22-23 | 0 | 0 | 0 | 0 | 0 | 0 | 0 | 0 | 641866.5 | 140158.5 | 138614 | 927484.5 | 0 | 0 | 0 | 0 | 0 | 0 | 0 | 0
[9 empty] | 2022-08-16 | 2023 | 22-23 | 0 | 0 | 0 | 0 | 0 | 0 | 0 | 0 | 641866.5 | 140158.5 | 138614 | 927484.5 | 0 | 0 | 0 | 0 | 0 | 0 | 0 | 0
[9 empty] | 2022-08-17 | 2023 | 22-23 | 0 | 0 | 0 | 0 | 0 | 0 | 0 | 0 | 641866.5 | 140158.5 | 138614 | 927484.5 | 0 | 0 | 0 | 0 | 0 | 0 | 0 | 0
[9 empty] | 2022-08-18 | 2023 | 22-23 | 0 | 0 | 0 | 0 | 0 | 0 | 0 | 0 | 641866.5 | 140158.5 | 138614 | 927484.5 | 0 | 0 | 0 | 0 | 0 | 0 | 0 | 0
[9 empty] | 2022-08-19 | 2023 | 22-23 | 0 | 0 | 0 | 0 | 0 | 0 | 0 | 0 | 641866.5 | 140158.5 | 138614 | 927484.5 | 0 | 0 | 0 | 0 | 0 | 0 | 0 | 0
[9 empty] | 2022-08-20 | 2023 | 22-23 | 0 | 0 | 0 | 0 | 0 | 0 | 0 | 0 | 641866.5 | 140158.5 | 138614 | 927484.5 | 0 | 0 | 0 | 0 | 0 | 0 | 0 | 0
[9 empty] | 2022-08-21 | 2023 | 22-23 | 0 | 0 | 0 | 0 | 0 | 0 | 0 | 0 | 641866.5 | 140158.5 | 138614 | 927484.5 | 0 | 0 | 0 | 0 | 0 | 0 | 0 | 0
[9 empty] | 2022-08-22 | 2023 | 22-23 | 0 | 0 | 10391.5144 | 10391.5144 | 0 | 0 | 23 | 23 | 641866.5 | 140158.5 | 138614 | 927484.5 | 0 | 0 | 0.074967 | 0.011204 | 0 | 0 | 0.00016593 | 2.4798e-05
[9 empty] | 2022-08-23 | 2023 | 22-23 | 0 | 0 | 0 | 0 | 0 | 0 | 0 | 0 | 641866.5 | 140158.5 | 138614 | 927484.5 | 0 | 0 | 0 | 0 | 0 | 0 | 0 | 0
[9 empty] | 2022-08-24 | 2023 | 22-23 | 0 | 0 | 0 | 0 | 0 | 0 | 0 | 0 | 641866.5 | 140158.5 | 138614 | 927484.5 | 0 | 0 | 0 | 0 | 0 | 0 | 0 | 0
[9 empty] | 2022-08-25 | 2023 | 22-23 | 0 | 0 | 0 | 0 | 0 | 0 | 0 | 0 | 641866.5 | 140158.5 | 138614 | 927484.5 | 0 | 0 | 0 | 0 | 0 | 0 | 0 | 0
[9 empty] | 2022-08-26 | 2023 | 22-23 | 0 | 0 | 0 | 0 | 0 | 0 | 0 | 0 | 641866.5 | 140158.5 | 138614 | 927484.5 | 0 | 0 | 0 | 0 | 0 | 0 | 0 | 0
[9 empty] | 2022-08-27 | 2023 | 22-23 | 0 | 0 | 0 | 0 | 0 | 0 | 0 | 0 | 641866.5 | 140158.5 | 138614 | 927484.5 | 0 | 0 | 0 | 0 | 0 | 0 | 0 | 0
[9 empty] | 2022-08-28 | 2023 | 22-23 | 0 | 0 | 0 | 0 | 0 | 0 | 0 | 0 | 641866.5 | 140158.5 | 138614 | 927484.5 | 0 | 0 | 0 | 0 | 0 | 0 | 0 | 0
[9 empty] | 2022-08-29 | 2023 | 22-23 | 0 | 0 | 0 | 0 | 0 | 0 | 0 | 0 | 641866.5 | 140158.5 | 138614 | 927484.5 | 0 | 0 | 0 | 0 | 0 | 0 | 0 | 0
[9 empty] | 2022-08-30 | 2023 | 22-23 | 0 | 0 | 0 | 0 | 0 | 0 | 0 | 0 | 641866.5 | 140158.5 | 138614 | 927484.5 | 0 | 0 | 0 | 0 | 0 | 0 | 0 | 0
[9 empty] | 2022-08-31 | 2023 | 22-23 | 0 | 0 | 0 | 0 | 0 | 0 | 0 | 0 | 641866.5 | 140158.5 | 138614 | 927484.5 | 0 | 0 | 0 | 0 | 0 | 0 | 0 | 0
[9 empty] | 2022-09-01 | 2023 | 22-23 | 0 | 0 | 0 | 0 | 0 | 0 | 0 | 0 | 641866.5 | 140158.5 | 138614 | 927484.5 | 0 | 0 | 0 | 0 | 0 | 0 | 0 | 0
[9 empty] | 2022-09-02 | 2023 | 22-23 | 0 | 0 | 0 | 0 | 0 | 0 | 0 | 0 | 641866.5 | 140158.5 | 138614 | 927484.5 | 0 | 0 | 0 | 0 | 0 | 0 | 0 | 0
[9 empty] | 2022-09-03 | 2023 | 22-23 | 0 | 0 | 0 | 0 | 0 | 0 | 0 | 0 | 641866.5 | 140158.5 | 138614 | 927484.5 | 0 | 0 | 0 | 0 | 0 | 0 | 0 | 0
[9 empty] | 2022-09-04 | 2023 | 22-23 | 0 | 0 | 0 | 0 | 0 | 0 | 0 | 0 | 641866.5 | 140158.5 | 138614 | 927484.5 | 0 | 0 | 0 | 0 | 0 | 0 | 0 | 0
[9 empty] | 2022-09-05 | 2023 | 22-23 | 0 | 0 | 0 | 0 | 0 | 0 | 0 | 0 | 641866.5 | 140158.5 | 138614 | 927484.5 | 0 | 0 | 0 | 0 | 0 | 0 | 0 | 0
[9 empty] | 2022-09-06 | 2023 | 22-23 | 0 | 0 | 0 | 0 | 0 | 0 | 0 | 0 | 641866.5 | 140158.5 | 138614 | 927484.5 | 0 | 0 | 0 | 0 | 0 | 0 | 0 | 0
[9 empty] | 2022-09-07 | 2023 | 22-23 | 0 | 0 | 0 | 0 | 0 | 0 | 0 | 0 | 641866.5 | 140158.5 | 138614 | 927484.5 | 0 | 0 | 0 | 0 | 0 | 0 | 0 | 0
[9 empty] | 2022-09-08 | 2023 | 22-23 | 0 | 0 | 0 | 0 | 0 | 0 | 0 | 0 | 641866.5 | 140158.5 | 138614 | 927484.5 | 0 | 0 | 0 | 0 | 0 | 0 | 0 | 0
[9 empty] | 2022-09-09 | 2023 | 22-23 | 0 | 0 | 0 | 0 | 0 | 0 | 0 | 0 | 641866.5 | 140158.5 | 138614 | 927484.5 | 0 | 0 | 0 | 0 | 0 | 0 | 0 | 0
[9 empty] | 2022-09-10 | 2023 | 22-23 | 0 | 0 | 0 | 0 | 0 | 0 | 0 | 0 | 641866.5 | 140158.5 | 138614 | 927484.5 | 0 | 0 | 0 | 0 | 0 | 0 | 0 | 0
[9 empty] | 2022-09-11 | 2023 | 22-23 | 0 | 0 | 0 | 0 | 0 | 0 | 0 | 0 | 641866.5 | 140158.5 | 138614 | 927484.5 | 0 | 0 | 0 | 0 | 0 | 0 | 0 | 0
[9 empty] | 2022-09-12 | 2023 | 22-23 | 0 | 0 | 0 | 0 | 0 | 0 | 0 | 0 | 641866.5 | 140158.5 | 138614 | 927484.5 | 0 | 0 | 0 | 0 | 0 | 0 | 0 | 0
[9 empty] | 2022-09-13 | 2023 | 22-23 | 0 | 0 | 0 | 0 | 0 | 0 | 0 | 0 | 641866.5 | 140158.5 | 138614 | 927484.5 | 0 | 0 | 0 | 0 | 0 | 0 | 0 | 0
[9 empty] | 2022-09-14 | 2023 | 22-23 | 0 | 0 | 0 | 0 | 0 | 0 | 0 | 0 | 641866.5 | 140158.5 | 138614 | 927484.5 | 0 | 0 | 0 | 0 | 0 | 0 | 0 | 0
[9 empty] | 2022-09-15 | 2023 | 22-23 | 0 | 0 | 0 | 0 | 0 | 0 | 0 | 0 | 641866.5 | 140158.5 | 138614 | 927484.5 | 0 | 0 | 0 | 0 | 0 | 0 | 0 | 0
[9 empty] | 2022-09-16 | 2023 | 22-23 | 0 | 0 | 0 | 0 | 0 | 0 | 0 | 0 | 641866.5 | 140158.5 | 138614 | 927484.5 | 0 | 0 | 0 | 0 | 0 | 0 | 0 | 0
[9 empty] | 2022-09-17 | 2023 | 22-23 | 0 | 0 | 0 | 0 | 0 | 0 | 0 | 0 | 641866.5 | 140158.5 | 138614 | 927484.5 | 0 | 0 | 0 | 0 | 0 | 0 | 0 | 0
[9 empty] | 2022-09-18 | 2023 | 22-23 | 0 | 0 | 0 | 0 | 0 | 0 | 0 | 0 | 641866.5 | 140158.5 | 138614 | 927484.5 | 0 | 0 | 0 | 0 | 0 | 0 | 0 | 0
[9 empty] | 2022-09-19 | 2023 | 22-23 | 0 | 0 | 0 | 0 | 0 | 0 | 0 | 0 | 641866.5 | 140158.5 | 138614 | 927484.5 | 0 | 0 | 0 | 0 | 0 | 0 | 0 | 0
[9 empty] | 2022-09-20 | 2023 | 22-23 | 0 | 0 | 0 | 0 | 0 | 0 | 0 | 0 | 641866.5 | 140158.5 | 138614 | 927484.5 | 0 | 0 | 0 | 0 | 0 | 0 | 0 | 0
[9 empty] | 2022-09-21 | 2023 | 22-23 | 0 | 0 | 0 | 0 | 0 | 0 | 0 | 0 | 641866.5 | 140158.5 | 138614 | 927484.5 | 0 | 0 | 0 | 0 | 0 | 0 | 0 | 0
[9 empty] | 2022-09-22 | 2023 | 22-23 | 0 | 0 | 0 | 0 | 0 | 0 | 0 | 0 | 641866.5 | 140158.5 | 138614 | 927484.5 | 0 | 0 | 0 | 0 | 0 | 0 | 0 | 0
[9 empty] | 2022-09-23 | 2023 | 22-23 | 0 | 0 | 0 | 0 | 0 | 0 | 0 | 0 | 641866.5 | 140158.5 | 138614 | 927484.5 | 0 | 0 | 0 | 0 | 0 | 0 | 0 | 0
[9 empty] | 2022-09-24 | 2023 | 22-23 | 0 | 0 | 0 | 0 | 0 | 0 | 0 | 0 | 641866.5 | 140158.5 | 138614 | 927484.5 | 0 | 0 | 0 | 0 | 0 | 0 | 0 | 0
[9 empty] | 2022-09-25 | 2023 | 22-23 | 0 | 0 | 0 | 0 | 0 | 0 | 0 | 0 | 641866.5 | 140158.5 | 138614 | 927484.5 | 0 | 0 | 0 | 0 | 0 | 0 | 0 | 0
[9 empty] | 2022-09-26 | 2023 | 22-23 | 0 | 0 | 0 | 0 | 0 | 0 | 0 | 0 | 641866.5 | 140158.5 | 138614 | 927484.5 | 0 | 0 | 0 | 0 | 0 | 0 | 0 | 0
[9 empty] | 2022-09-27 | 2023 | 22-23 | 0 | 0 | 0 | 0 | 0 | 0 | 0 | 0 | 641866.5 | 140158.5 | 138614 | 927484.5 | 0 | 0 | 0 | 0 | 0 | 0 | 0 | 0
[9 empty] | 2022-09-28 | 2023 | 22-23 | 0 | 0 | 0 | 0 | 0 | 0 | 0 | 0 | 641866.5 | 140158.5 | 138614 | 927484.5 | 0 | 0 | 0 | 0 | 0 | 0 | 0 | 0
[9 empty] | 2022-09-29 | 2023 | 22-23 | 0 | 0 | 0 | 0 | 0 | 0 | 0 | 0 | 641866.5 | 140158.5 | 138614 | 927484.5 | 0 | 0 | 0 | 0 | 0 | 0 | 0 | 0
[9 empty] | 2022-09-30 | 2023 | 22-23 | 0 | 0 | 0 | 0 | 0 | 0 | 0 | 0 | 641866.5 | 140158.5 | 138614 | 927484.5 | 0 | 0 | 0 | 0 | 0 | 0 | 0 | 0
[9 empty] | 2022-10-01 | 2023 | 22-23 | 0 | 0 | 0 | 0 | 0 | 0 | 0 | 0 | 641866.5 | 140158.5 | 138614 | 927484.5 | 0 | 0 | 0 | 0 | 0 | 0 | 0 | 0
[9 empty] | 2022-10-02 | 2023 | 22-23 | 0 | 0 | 0 | 0 | 0 | 0 | 0 | 0 | 641866.5 | 140158.5 | 138614 | 927484.5 | 0 | 0 | 0 | 0 | 0 | 0 | 0 | 0
[9 empty] | 2022-10-03 | 2023 | 22-23 | 0 | 0 | 0 | 0 | 0 | 0 | 0 | 0 | 641866.5 | 140158.5 | 138614 | 927484.5 | 0 | 0 | 0 | 0 | 0 | 0 | 0 | 0
[9 empty] | 2022-10-04 | 2023 |  | 0 | 0 | 0 | 0 | 0 | 0 | 0 | 0 | 641866.5 | 140158.5 | 138614 | 927484.5 | 0 | 0 | 0 | 0 | 0 | 0 | 0 | 0
[9 empty] | 2022-10-05 | 2023 | 22-23 | 0 | 0 | 0 | 0 | 0 | 0 | 0 | 0 | 641866.5 | 140158.5 | 138614 | 927484.5 | 0 | 0 | 0 | 0 | 0 | 0 | 0 | 0
[9 empty] | 2022-10-06 | 2023 | 22-23 | 0 | 0 | 0 | 0 | 0 | 0 | 0 | 0 | 641866.5 | 140158.5 | 138614 | 927484.5 | 0 | 0 | 0 | 0 | 0 | 0 | 0 | 0
[9 empty] | 2022-10-07 | 2023 | 22-23 | 0 | 0 | 0 | 0 | 0 | 0 | 0 | 0 | 641866.5 | 140158.5 | 138614 | 927484.5 | 0 | 0 | 0 | 0 | 0 | 0 | 0 | 0
[9 empty] | 2022-10-08 | 2023 | 22-23 | 0 | 0 | 0 | 0 | 0 | 0 | 0 | 0 | 641866.5 | 140158.5 | 138614 | 927484.5 | 0 | 0 | 0 | 0 | 0 | 0 | 0 | 0
[9 empty] | 2022-10-09 | 2023 | 22-23 | 0 | 0 | 0 | 0 | 0 | 0 | 0 | 0 | 641866.5 | 140158.5 | 138614 | 927484.5 | 0 | 0 | 0 | 0 | 0 | 0 | 0 | 0
[9 empty] | 2022-10-10 | 2023 | 22-23 | 0 | 0 | 0 | 0 | 0 | 0 | 0 | 0 | 641866.5 | 140158.5 | 138614 | 927484.5 | 0 | 0 | 0 | 0 | 0 | 0 | 0 | 0
[9 empty] | 2022-10-11 | 2023 | 22-23 | 0 | 0 | 0 | 0 | 0 | 0 | 0 | 0 | 641866.5 | 140158.5 | 138614 | 927484.5 | 0 | 0 | 0 | 0 | 0 | 0 | 0 | 0
[9 empty] | 2022-10-12 | 2023 | 22-23 | 0 | 0 | 0 | 0 | 0 | 0 | 0 | 0 | 641866.5 | 140158.5 | 138614 | 927484.5 | 0 | 0 | 0 | 0 | 0 | 0 | 0 | 0
[9 empty] | 2022-10-13 | 2023 | 22-23 | 0 | 0 | 0 | 0 | 0 | 0 | 0 | 0 | 641866.5 | 140158.5 | 138614 | 927484.5 | 0 | 0 | 0 | 0 | 0 | 0 | 0 | 0
[9 empty] | 2022-10-14 | 2023 | 22-23 | 0 | 0 | 0 | 0 | 0 | 0 | 0 | 0 | 641866.5 | 140158.5 | 138614 | 927484.5 | 0 | 0 | 0 | 0 | 0 | 0 | 0 | 0
[9 empty] | 2022-10-15 | 2023 | 22-23 | 0 | 0 | 0 | 0 | 0 | 0 | 0 | 0 | 641866.5 | 140158.5 | 138614 | 927484.5 | 0 | 0 | 0 | 0 | 0 | 0 | 0 | 0
[9 empty] | 2022-10-16 | 2023 | 22-23 | 0 | 0 | 0 | 0 | 0 | 0 | 0 | 0 | 641866.5 | 140158.5 | 138614 | 927484.5 | 0 | 0 | 0 | 0 | 0 | 0 | 0 | 0
[9 empty] | 2022-10-17 | 2023 | 22-23 | 0 | 0 | 0 | 0 | 0 | 0 | 0 | 0 | 641866.5 | 140158.5 | 138614 | 927484.5 | 0 | 0 | 0 | 0 | 0 | 0 | 0 | 0
[9 empty] | 2022-10-18 | 2023 | 22-23 | 0 | 0 | 0 | 0 | 0 | 0 | 0 | 0 | 641866.5 | 140158.5 | 138614 | 927484.5 | 0 | 0 | 0 | 0 | 0 | 0 | 0 | 0
[9 empty] | 2022-10-19 | 2023 | 22-23 | 0 | 0 | 0 | 0 | 0 | 0 | 0 | 0 | 641866.5 | 140158.5 | 138614 | 927484.5 | 0 | 0 | 0 | 0 | 0 | 0 | 0 | 0
[9 empty] | 2022-10-20 | 2023 | 22-23 | 0 | 0 | 0 | 0 | 0 | 0 | 0 | 0 | 641866.5 | 140158.5 | 138614 | 927484.5 | 0 | 0 | 0 | 0 | 0 | 0 | 0 | 0
[9 empty] | 2022-10-21 | 2023 | 22-23 | 0 | 0 | 0 | 0 | 0 | 0 | 0 | 0 | 641866.5 | 140158.5 | 138614 | 927484.5 | 0 | 0 | 0 | 0 | 0 | 0 | 0 | 0
[9 empty] | 2022-10-22 | 2023 | 22-23 | 0 | 0 | 0 | 0 | 0 | 0 | 0 | 0 | 641866.5 | 140158.5 | 138614 | 927484.5 | 0 | 0 | 0 | 0 | 0 | 0 | 0 | 0
[9 empty] | 2022-10-23 | 2023 | 22-23 | 0 | 0 | 0 | 0 | 0 | 0 | 0 | 0 | 641866.5 | 140158.5 | 138614 | 927484.5 | 0 | 0 | 0 | 0 | 0 | 0 | 0 | 0
[9 empty] | 2022-10-24 | 2023 | 22-23 | 0 | 0 | 0 | 0 | 0 | 0 | 0 | 0 | 641866.5 | 140158.5 | 138614 | 927484.5 | 0 | 0 | 0 | 0 | 0 | 0 | 0 | 0
[9 empty] | 2022-10-25 | 2023 | 22-23 | 0 | 0 | 0 | 0 | 0 | 0 | 0 | 0 | 641866.5 | 140158.5 | 138614 | 927484.5 | 0 | 0 | 0 | 0 | 0 | 0 | 0 | 0
[9 empty] | 2022-10-26 | 2023 | 22-23 | 0 | 0 | 0 | 0 | 0 | 0 | 0 | 0 | 641866.5 | 140158.5 | 138614 | 927484.5 | 0 | 0 | 0 | 0 | 0 | 0 | 0 | 0
[9 empty] | 2022-10-27 | 2023 | 22-23 | 0 | 0 | 0 | 0 | 0 | 0 | 0 | 0 | 641866.5 | 140158.5 | 138614 | 927484.5 | 0 | 0 | 0 | 0 | 0 | 0 | 0 | 0
[9 empty] | 2022-10-28 | 2023 | 22-23 | 0 | 0 | 0 | 0 | 0 | 0 | 0 | 0 | 641866.5 | 140158.5 | 138614 | 927484.5 | 0 | 0 | 0 | 0 | 0 | 0 | 0 | 0
[9 empty] | 2022-10-29 | 2023 | 22-23 | 0 | 0 | 0 | 0 | 0 | 0 | 0 | 0 | 641866.5 | 140158.5 | 138614 | 927484.5 | 0 | 0 | 0 | 0 | 0 | 0 | 0 | 0
[9 empty] | 2022-10-30 | 2023 | 22-23 | 0 | 0 | 0 | 0 | 0 | 0 | 0 | 0 | 641866.5 | 140158.5 | 138614 | 927484.5 | 0 | 0 | 0 | 0 | 0 | 0 | 0 | 0
[9 empty] | 2022-10-31 | 2023 | 22-23 | 0 | 0 | 0 | 0 | 0 | 0 | 0 | 0 | 641866.5 | 140158.5 | 138614 | 927484.5 | 0 | 0 | 0 | 0 | 0 | 0 | 0 | 0
[9 empty] | 2022-11-01 | 2023 | 22-23 | 0 | 0 | 0 | 0 | 0 | 0 | 0 | 0 | 641866.5 | 140158.5 | 138614 | 927484.5 | 0 | 0 | 0 | 0 | 0 | 0 | 0 | 0
[9 empty] | 2022-11-02 | 2023 | 22-23 | 0 | 0 | 0 | 0 | 0 | 0 | 0 | 0 | 641866.5 | 140158.5 | 138614 | 927484.5 | 0 | 0 | 0 | 0 | 0 | 0 | 0 | 0
[9 empty] | 2022-11-03 | 2023 | 22-23 | 0 | 0 | 0 | 0 | 0 | 0 | 0 | 0 | 641866.5 | 140158.5 | 138614 | 927484.5 | 0 | 0 | 0 | 0 | 0 | 0 | 0 | 0
[9 empty] | 2022-11-04 | 2023 | 22-23 | 0 | 0 | 0 | 0 | 0 | 0 | 0 | 0 | 641866.5 | 140158.5 | 138614 | 927484.5 | 0 | 0 | 0 | 0 | 0 | 0 | 0 | 0
[9 empty] | 2022-11-05 | 2023 | 22-23 | 0 | 0 | 0 | 0 | 0 | 0 | 0 | 0 | 641866.5 | 140158.5 | 138614 | 927484.5 | 0 | 0 | 0 | 0 | 0 | 0 | 0 | 0
[9 empty] | 2022-11-06 | 2023 | 22-23 | 0 | 0 | 0 | 0 | 0 | 0 | 0 | 0 | 641866.5 | 140158.5 | 138614 | 927484.5 | 0 | 0 | 0 | 0 | 0 | 0 | 0 | 0
[9 empty] | 2022-11-07 | 2023 | 22-23 | 0 | 0 | 0 | 0 | 0 | 0 | 0 | 0 | 641866.5 | 140158.5 | 138614 | 927484.5 | 0 | 0 | 0 | 0 | 0 | 0 | 0 | 0
[9 empty] | 2022-11-08 | 2023 | 22-23 | 0 | 0 | 0 | 0 | 0 | 0 | 0 | 0 | 641866.5 | 140158.5 | 138614 | 927484.5 | 0 | 0 | 0 | 0 | 0 | 0 | 0 | 0
[9 empty] | 2022-11-09 | 2023 | 22-23 | 0 | 0 | 0 | 0 | 0 | 0 | 0 | 0 | 641866.5 | 140158.5 | 138614 | 927484.5 | 0 | 0 | 0 | 0 | 0 | 0 | 0 | 0
[9 empty] | 2022-11-10 | 2023 | 22-23 | 0 | 0 | 14715 | 14715 | 0 | 0 | 36 | 36 | 641866.5 | 140158.5 | 138614 | 927484.5 | 0 | 0 | 0.10616 | 0.015865 | 0 | 0 | 0.00025971 | 3.8815e-05
[9 empty] | 2022-11-11 | 2023 | 22-23 | 0 | 0 | 0 | 0 | 0 | 0 | 0 | 0 | 641866.5 | 140158.5 | 138614 | 927484.5 | 0 | 0 | 0 | 0 | 0 | 0 | 0 | 0
[9 empty] | 2022-11-12 | 2023 |  | 0 | 0 | 0 | 0 | 0 | 0 | 0 | 0 | 641866.5 | 140158.5 | 138614 | 927484.5 | 0 | 0 | 0 | 0 | 0 | 0 | 0 | 0
[9 empty] | 2022-11-13 | 2023 |  | 0 | 0 | 0 | 0 | 0 | 0 | 0 | 0 | 641866.5 | 140158.5 | 138614 | 927484.5 | 0 | 0 | 0 | 0 | 0 | 0 | 0 | 0
[9 empty] | 2022-11-14 | 2023 | 22-23 | 0 | 0 | 0 | 0 | 0 | 0 | 0 | 0 | 641866.5 | 140158.5 | 138614 | 927484.5 | 0 | 0 | 0 | 0 | 0 | 0 | 0 | 0
[9 empty] | 2022-11-15 | 2023 | 22-23 | 0 | 0 | 0 | 0 | 0 | 0 | 0 | 0 | 641866.5 | 140158.5 | 138614 | 927484.5 | 0 | 0 | 0 | 0 | 0 | 0 | 0 | 0
[9 empty] | 2022-11-16 | 2023 | 22-23 | 0 | 0 | 0 | 0 | 0 | 0 | 0 | 0 | 641866.5 | 140158.5 | 138614 | 927484.5 | 0 | 0 | 0 | 0 | 0 | 0 | 0 | 0
[9 empty] | 2022-11-17 | 2023 | 22-23 | 0 | 0 | 0 | 0 | 0 | 0 | 0 | 0 | 641866.5 | 140158.5 | 138614 | 927484.5 | 0 | 0 | 0 | 0 | 0 | 0 | 0 | 0
[9 empty] | 2022-11-18 | 2023 | 22-23 | 0 | 0 | 0 | 0 | 0 | 0 | 0 | 0 | 641866.5 | 140158.5 | 138614 | 927484.5 | 0 | 0 | 0 | 0 | 0 | 0 | 0 | 0
[9 empty] | 2022-11-19 | 2023 |  | 0 | 0 | 0 | 0 | 0 | 0 | 0 | 0 | 641866.5 | 140158.5 | 138614 | 927484.5 | 0 | 0 | 0 | 0 | 0 | 0 | 0 | 0
[9 empty] | 2022-11-20 | 2023 | 22-23 | 0 | 0 | 0 | 0 | 0 | 0 | 0 | 0 | 641866.5 | 140158.5 | 138614 | 927484.5 | 0 | 0 | 0 | 0 | 0 | 0 | 0 | 0
[9 empty] | 2022-11-21 | 2023 | 22-23 | 0 | 0 | 0 | 0 | 0 | 0 | 0 | 0 | 641866.5 | 140158.5 | 138614 | 927484.5 | 0 | 0 | 0 | 0 | 0 | 0 | 0 | 0
[9 empty] | 2022-11-22 | 2023 | 22-23 | 0 | 0 | 0 | 0 | 0 | 0 | 0 | 0 | 641866.5 | 140158.5 | 138614 | 927484.5 | 0 | 0 | 0 | 0 | 0 | 0 | 0 | 0
[9 empty] | 2022-11-23 | 2023 | 22-23 | 0 | 0 | 0 | 0 | 0 | 0 | 0 | 0 | 641866.5 | 140158.5 | 138614 | 927484.5 | 0 | 0 | 0 | 0 | 0 | 0 | 0 | 0
[9 empty] | 2022-11-24 | 2023 | 22-23 | 0 | 0 | 0 | 0 | 0 | 0 | 0 | 0 | 641866.5 | 140158.5 | 138614 | 927484.5 | 0 | 0 | 0 | 0 | 0 | 0 | 0 | 0
[9 empty] | 2022-11-25 | 2023 | 22-23 | 0 | 0 | 0 | 0 | 0 | 0 | 0 | 0 | 641866.5 | 140158.5 | 138614 | 927484.5 | 0 | 0 | 0 | 0 | 0 | 0 | 0 | 0
[9 empty] | 2022-11-26 | 2023 | 22-23 | 0 | 0 | 0 | 0 | 0 | 0 | 0 | 0 | 641866.5 | 140158.5 | 138614 | 927484.5 | 0 | 0 | 0 | 0 | 0 | 0 | 0 | 0
[9 empty] | 2022-11-27 | 2023 | 22-23 | 0 | 0 | 0 | 0 | 0 | 0 | 0 | 0 | 641866.5 | 140158.5 | 138614 | 927484.5 | 0 | 0 | 0 | 0 | 0 | 0 | 0 | 0
[9 empty] | 2022-11-28 | 2023 | 22-23 | 0 | 0 | 0 | 0 | 0 | 0 | 0 | 0 | 641866.5 | 140158.5 | 138614 | 927484.5 | 0 | 0 | 0 | 0 | 0 | 0 | 0 | 0
[9 empty] | 2022-11-29 | 2023 | 22-23 | 0 | 0 | 0 | 0 | 0 | 0 | 0 | 0 | 641866.5 | 140158.5 | 138614 | 927484.5 | 0 | 0 | 0 | 0 | 0 | 0 | 0 | 0
[9 empty] | 2022-11-30 | 2023 | 22-23 | 0 | 0 | 0 | 0 | 0 | 0 | 0 | 0 | 641866.5 | 140158.5 | 138614 | 927484.5 | 0 | 0 | 0 | 0 | 0 | 0 | 0 | 0
[9 empty] | 2022-12-01 | 2023 | 22-23 | 0 | 0 | 0 | 0 | 0 | 0 | 0 | 0 | 641866.5 | 140158.5 | 138614 | 927484.5 | 0 | 0 | 0 | 0 | 0 | 0 | 0 | 0
[9 empty] | 2022-12-02 | 2023 | 22-23 | 0 | 0 | 0 | 0 | 0 | 0 | 0 | 0 | 641866.5 | 140158.5 | 138614 | 927484.5 | 0 | 0 | 0 | 0 | 0 | 0 | 0 | 0
[9 empty] | 2022-12-03 | 2023 | 22-23 | 0 | 0 | 0 | 0 | 0 | 0 | 0 | 0 | 641866.5 | 140158.5 | 138614 | 927484.5 | 0 | 0 | 0 | 0 | 0 | 0 | 0 | 0
[9 empty] | 2022-12-04 | 2023 | 22-23 | 0 | 0 | 0 | 0 | 0 | 0 | 0 | 0 | 641866.5 | 140158.5 | 138614 | 927484.5 | 0 | 0 | 0 | 0 | 0 | 0 | 0 | 0
[9 empty] | 2022-12-05 | 2023 | 22-23 | 0 | 0 | 0 | 0 | 0 | 0 | 0 | 0 | 641866.5 | 140158.5 | 138614 | 927484.5 | 0 | 0 | 0 | 0 | 0 | 0 | 0 | 0
[9 empty] | 2022-12-06 | 2023 | 22-23 | 0 | 0 | 0 | 0 | 0 | 0 | 0 | 0 | 641866.5 | 140158.5 | 138614 | 927484.5 | 0 | 0 | 0 | 0 | 0 | 0 | 0 | 0
[9 empty] | 2022-12-07 | 2023 | 22-23 | 0 | 0 | 0 | 0 | 0 | 0 | 0 | 0 | 641866.5 | 140158.5 | 138614 | 927484.5 | 0 | 0 | 0 | 0 | 0 | 0 | 0 | 0
[9 empty] | 2022-12-08 | 2023 | 22-23 | 0 | 0 | 0 | 0 | 0 | 0 | 0 | 0 | 641866.5 | 140158.5 | 138614 | 927484.5 | 0 | 0 | 0 | 0 | 0 | 0 | 0 | 0
[9 empty] | 2022-12-09 | 2023 | 22-23 | 0 | 0 | 0 | 0 | 0 | 0 | 0 | 0 | 641866.5 | 140158.5 | 138614 | 927484.5 | 0 | 0 | 0 | 0 | 0 | 0 | 0 | 0
[9 empty] | 2022-12-10 | 2023 | 22-23 | 0 | 0 | 0 | 0 | 0 | 0 | 0 | 0 | 641866.5 | 140158.5 | 138614 | 927484.5 | 0 | 0 | 0 | 0 | 0 | 0 | 0 | 0
[9 empty] | 2022-12-11 | 2023 | 22-23 | 0 | 0 | 15417.8072 | 15417.8072 | 0 | 0 | 17 | 17 | 641866.5 | 140158.5 | 138614 | 927484.5 | 0 | 0 | 0.11123 | 0.016623 | 0 | 0 | 0.00012264 | 1.8329e-05
[9 empty] | 2022-12-12 | 2023 | 22-23 | 0 | 0 | 0 | 0 | 0 | 0 | 0 | 0 | 641866.5 | 140158.5 | 138614 | 927484.5 | 0 | 0 | 0 | 0 | 0 | 0 | 0 | 0
[9 empty] | 2022-12-13 | 2023 | 22-23 | 0 | 0 | 0 | 0 | 0 | 0 | 0 | 0 | 641866.5 | 140158.5 | 138614 | 927484.5 | 0 | 0 | 0 | 0 | 0 | 0 | 0 | 0
[9 empty] | 2022-12-14 | 2023 | 22-23 | 0 | 0 | 0 | 0 | 0 | 0 | 0 | 0 | 641866.5 | 140158.5 | 138614 | 927484.5 | 0 | 0 | 0 | 0 | 0 | 0 | 0 | 0
[9 empty] | 2022-12-15 | 2023 | 22-23 | 0 | 0 | 0 | 0 | 0 | 0 | 0 | 0 | 641866.5 | 140158.5 | 138614 | 927484.5 | 0 | 0 | 0 | 0 | 0 | 0 | 0 | 0
[9 empty] | 2022-12-16 | 2023 | 22-23 | 0 | 0 | 0 | 0 | 0 | 0 | 0 | 0 | 641866.5 | 140158.5 | 138614 | 927484.5 | 0 | 0 | 0 | 0 | 0 | 0 | 0 | 0
[9 empty] | 2022-12-17 | 2023 | 22-23 | 0 | 0 | 0 | 0 | 0 | 0 | 0 | 0 | 641866.5 | 140158.5 | 138614 | 927484.5 | 0 | 0 | 0 | 0 | 0 | 0 | 0 | 0
[9 empty] | 2022-12-18 | 2023 | 22-23 | 0 | 0 | 0 | 0 | 0 | 0 | 0 | 0 | 641866.5 | 140158.5 | 138614 | 927484.5 | 0 | 0 | 0 | 0 | 0 | 0 | 0 | 0
[9 empty] | 2022-12-19 | 2023 | 22-23 | 0 | 0 | 0 | 0 | 0 | 0 | 0 | 0 | 641866.5 | 140158.5 | 138614 | 927484.5 | 0 | 0 | 0 | 0 | 0 | 0 | 0 | 0
[9 empty] | 2022-12-20 | 2023 | 22-23 | 0 | 0 | 0 | 0 | 0 | 0 | 0 | 0 | 641866.5 | 140158.5 | 138614 | 927484.5 | 0 | 0 | 0 | 0 | 0 | 0 | 0 | 0
[9 empty] | 2022-12-21 | 2023 | 22-23 | 0 | 0 | 371.6 | 371.6 | 0 | 0 | 0 | 0 | 641866.5 | 140158.5 | 138614 | 927484.5 | 0 | 0 | 0.0026808 | 0.00040065 | 0 | 0 | 0 | 0
[9 empty] | 2022-12-22 | 2023 | 22-23 | 0 | 0 | 0 | 0 | 0 | 0 | 0 | 0 | 641866.5 | 140158.5 | 138614 | 927484.5 | 0 | 0 | 0 | 0 | 0 | 0 | 0 | 0
[9 empty] | 2022-12-23 | 2023 | 22-23 | 0 | 0 | 0 | 0 | 0 | 0 | 0 | 0 | 641866.5 | 140158.5 | 138614 | 927484.5 | 0 | 0 | 0 | 0 | 0 | 0 | 0 | 0
[9 empty] | 2022-12-24 | 2023 | 22-23 | 0 | 0 | 0 | 0 | 0 | 0 | 0 | 0 | 641866.5 | 140158.5 | 138614 | 927484.5 | 0 | 0 | 0 | 0 | 0 | 0 | 0 | 0
[9 empty] | 2022-12-25 | 2023 | 22-23 | 0 | 0 | 0 | 0 | 0 | 0 | 0 | 0 | 641866.5 | 140158.5 | 138614 | 927484.5 | 0 | 0 | 0 | 0 | 0 | 0 | 0 | 0
[9 empty] | 2022-12-26 | 2023 | 22-23 | 0 | 0 | 0 | 0 | 0 | 0 | 0 | 0 | 641866.5 | 140158.5 | 138614 | 927484.5 | 0 | 0 | 0 | 0 | 0 | 0 | 0 | 0
[9 empty] | 2022-12-27 | 2023 | 22-23 | 0 | 0 | 0 | 0 | 0 | 0 | 0 | 0 | 641866.5 | 140158.5 | 138614 | 927484.5 | 0 | 0 | 0 | 0 | 0 | 0 | 0 | 0
[9 empty] | 2022-12-28 | 2023 | 22-23 | 0 | 0 | 0 | 0 | 0 | 0 | 0 | 0 | 641866.5 | 140158.5 | 138614 | 927484.5 | 0 | 0 | 0 | 0 | 0 | 0 | 0 | 0
[9 empty] | 2022-12-29 | 2023 | 22-23 | 0 | 0 | 0 | 0 | 0 | 0 | 0 | 0 | 641866.5 | 140158.5 | 138614 | 927484.5 | 0 | 0 | 0 | 0 | 0 | 0 | 0 | 0
[9 empty] | 2022-12-30 | 2023 | 22-23 | 0 | 0 | 0 | 0 | 0 | 0 | 0 | 0 | 641866.5 | 140158.5 | 138614 | 927484.5 | 0 | 0 | 0 | 0 | 0 | 0 | 0 | 0
[9 empty] | 2022-12-31 | 2023 | 22-23 | 0 | 0 | 0 | 0 | 0 | 0 | 0 | 0 | 641866.5 | 140158.5 | 138614 | 927484.5 | 0 | 0 | 0 | 0 | 0 | 0 | 0 | 0
[9 empty] | 2023-01-01 | 2023 | 22-23 | 0 | 0 | 0 | 0 | 0 | 0 | 0 | 0 | 641866.5 | 140158.5 | 138614 | 927484.5 | 0 | 0 | 0 | 0 | 0 | 0 | 0 | 0
[9 empty] | 2023-01-02 | 2023 | 22-23 | 0 | 0 | 0 | 0 | 0 | 0 | 0 | 0 | 641866.5 | 140158.5 | 138614 | 927484.5 | 0 | 0 | 0 | 0 | 0 | 0 | 0 | 0
[9 empty] | 2023-01-03 | 2023 | 22-23 | 0 | 0 | 0 | 0 | 0 | 0 | 0 | 0 | 641866.5 | 140158.5 | 138614 | 927484.5 | 0 | 0 | 0 | 0 | 0 | 0 | 0 | 0
[9 empty] | 2023-01-04 | 2023 | 22-23 | 0 | 0 | 0 | 0 | 0 | 0 | 0 | 0 | 641866.5 | 140158.5 | 138614 | 927484.5 | 0 | 0 | 0 | 0 | 0 | 0 | 0 | 0
[9 empty] | 2023-01-05 | 2023 | 22-23 | 0 | 0 | 0 | 0 | 0 | 0 | 0 | 0 | 641866.5 | 140158.5 | 138614 | 927484.5 | 0 | 0 | 0 | 0 | 0 | 0 | 0 | 0
[9 empty] | 2023-01-06 | 2023 | 22-23 | 0 | 0 | 0 | 0 | 0 | 0 | 0 | 0 | 641866.5 | 140158.5 | 138614 | 927484.5 | 0 | 0 | 0 | 0 | 0 | 0 | 0 | 0
[9 empty] | 2023-01-07 | 2023 | 22-23 | 0 | 0 | 0 | 0 | 0 | 0 | 0 | 0 | 641866.5 | 140158.5 | 138614 | 927484.5 | 0 | 0 | 0 | 0 | 0 | 0 | 0 | 0
[9 empty] | 2023-01-08 | 2023 | 22-23 | 0 | 0 | 0 | 0 | 0 | 0 | 0 | 0 | 641866.5 | 140158.5 | 138614 | 927484.5 | 0 | 0 | 0 | 0 | 0 | 0 | 0 | 0
[9 empty] | 2023-01-09 | 2023 | 22-23 | 0 | 0 | 0 | 0 | 0 | 0 | 0 | 0 | 641866.5 | 140158.5 | 138614 | 927484.5 | 0 | 0 | 0 | 0 | 0 | 0 | 0 | 0
[9 empty] | 2023-01-10 | 2023 | 22-23 | 0 | 0 | 0 | 0 | 0 | 0 | 0 | 0 | 641866.5 | 140158.5 | 138614 | 927484.5 | 0 | 0 | 0 | 0 | 0 | 0 | 0 | 0
[9 empty] | 2023-01-11 | 2023 | 22-23 | 0 | 0 | 0 | 0 | 0 | 0 | 0 | 0 | 641866.5 | 140158.5 | 138614 | 927484.5 | 0 | 0 | 0 | 0 | 0 | 0 | 0 | 0
[9 empty] | 2023-01-12 | 2023 | 22-23 | 0 | 0 | 0 | 0 | 0 | 0 | 0 | 0 | 641866.5 | 140158.5 | 138614 | 927484.5 | 0 | 0 | 0 | 0 | 0 | 0 | 0 | 0
[9 empty] | 2023-01-13 | 2023 | 22-23 | 0 | 0 | 0 | 0 | 0 | 0 | 0 | 0 | 641866.5 | 140158.5 | 138614 | 927484.5 | 0 | 0 | 0 | 0 | 0 | 0 | 0 | 0
[9 empty] | 2023-01-14 | 2023 | 22-23 | 0 | 0 | 0 | 0 | 0 | 0 | 0 | 0 | 641866.5 | 140158.5 | 138614 | 927484.5 | 0 | 0 | 0 | 0 | 0 | 0 | 0 | 0
[9 empty] | 2023-01-15 | 2023 | 22-23 | 0 | 0 | 0 | 0 | 0 | 0 | 0 | 0 | 641866.5 | 140158.5 | 138614 | 927484.5 | 0 | 0 | 0 | 0 | 0 | 0 | 0 | 0
[9 empty] | 2023-01-16 | 2023 | 22-23 | 0 | 0 | 0 | 0 | 0 | 0 | 0 | 0 | 641866.5 | 140158.5 | 138614 | 927484.5 | 0 | 0 | 0 | 0 | 0 | 0 | 0 | 0
[9 empty] | 2023-01-17 | 2023 | 22-23 | 0 | 0 | 0 | 0 | 0 | 0 | 0 | 0 | 641866.5 | 140158.5 | 138614 | 927484.5 | 0 | 0 | 0 | 0 | 0 | 0 | 0 | 0
[9 empty] | 2023-01-18 | 2023 | 22-23 | 0 | 0 | 0 | 0 | 0 | 0 | 0 | 0 | 641866.5 | 140158.5 | 138614 | 927484.5 | 0 | 0 | 0 | 0 | 0 | 0 | 0 | 0
[9 empty] | 2023-01-19 | 2023 | 22-23 | 0 | 0 | 0 | 0 | 0 | 0 | 0 | 0 | 641866.5 | 140158.5 | 138614 | 927484.5 | 0 | 0 | 0 | 0 | 0 | 0 | 0 | 0
[9 empty] | 2023-01-20 | 2023 | 22-23 | 0 | 0 | 0 | 0 | 0 | 0 | 0 | 0 | 641866.5 | 140158.5 | 138614 | 927484.5 | 0 | 0 | 0 | 0 | 0 | 0 | 0 | 0
[9 empty] | 2023-01-21 | 2023 | 22-23 | 0 | 0 | 0 | 0 | 0 | 0 | 0 | 0 | 641866.5 | 140158.5 | 138614 | 927484.5 | 0 | 0 | 0 | 0 | 0 | 0 | 0 | 0
[9 empty] | 2023-01-22 | 2023 | 22-23 | 0 | 0 | 0 | 0 | 0 | 0 | 0 | 0 | 641866.5 | 140158.5 | 138614 | 927484.5 | 0 | 0 | 0 | 0 | 0 | 0 | 0 | 0
[9 empty] | 2023-01-23 | 2023 | 22-23 | 0 | 0 | 0 | 0 | 0 | 0 | 0 | 0 | 641866.5 | 140158.5 | 138614 | 927484.5 | 0 | 0 | 0 | 0 | 0 | 0 | 0 | 0
[9 empty] | 2023-01-24 | 2023 | 22-23 | 0 | 0 | 0 | 0 | 0 | 0 | 0 | 0 | 641866.5 | 140158.5 | 138614 | 927484.5 | 0 | 0 | 0 | 0 | 0 | 0 | 0 | 0
[9 empty] | 2023-01-25 | 2023 | 22-23 | 0 | 0 | 0 | 0 | 0 | 0 | 0 | 0 | 641866.5 | 140158.5 | 138614 | 927484.5 | 0 | 0 | 0 | 0 | 0 | 0 | 0 | 0
[9 empty] | 2023-01-26 | 2023 | 22-23 | 0 | 0 | 0 | 0 | 0 | 0 | 0 | 0 | 641866.5 | 140158.5 | 138614 | 927484.5 | 0 | 0 | 0 | 0 | 0 | 0 | 0 | 0
[9 empty] | 2023-01-27 | 2023 | 22-23 | 0 | 0 | 0 | 0 | 0 | 0 | 0 | 0 | 641866.5 | 140158.5 | 138614 | 927484.5 | 0 | 0 | 0 | 0 | 0 | 0 | 0 | 0
[9 empty] | 2023-01-28 | 2023 | 22-23 | 0 | 0 | 0 | 0 | 0 | 0 | 0 | 0 | 641866.5 | 140158.5 | 138614 | 927484.5 | 0 | 0 | 0 | 0 | 0 | 0 | 0 | 0
[9 empty] | 2023-01-29 | 2023 | 22-23 | 0 | 0 | 0 | 0 | 0 | 0 | 0 | 0 | 641866.5 | 140158.5 | 138614 | 927484.5 | 0 | 0 | 0 | 0 | 0 | 0 | 0 | 0
[9 empty] | 2023-01-30 | 2023 | 22-23 | 0 | 0 | 0 | 0 | 0 | 0 | 0 | 0 | 641866.5 | 140158.5 | 138614 | 927484.5 | 0 | 0 | 0 | 0 | 0 | 0 | 0 | 0
[9 empty] | 2023-01-31 | 2023 | 22-23 | 0 | 0 | 0 | 0 | 0 | 0 | 0 | 0 | 641866.5 | 140158.5 | 138614 | 927484.5 | 0 | 0 | 0 | 0 | 0 | 0 | 0 | 0
[9 empty] | 2023-02-01 | 2023 | 22-23 | 0 | 0 | 0 | 0 | 0 | 0 | 0 | 0 | 641866.5 | 140158.5 | 138614 | 927484.5 | 0 | 0 | 0 | 0 | 0 | 0 | 0 | 0
[9 empty] | 2023-02-02 | 2023 | 22-23 | 0 | 0 | 0 | 0 | 0 | 0 | 0 | 0 | 641866.5 | 140158.5 | 138614 | 927484.5 | 0 | 0 | 0 | 0 | 0 | 0 | 0 | 0
[9 empty] | 2023-02-03 | 2023 | 22-23 | 0 | 0 | 0 | 0 | 0 | 0 | 0 | 0 | 641866.5 | 140158.5 | 138614 | 927484.5 | 0 | 0 | 0 | 0 | 0 | 0 | 0 | 0
[9 empty] | 2023-02-04 | 2023 | 22-23 | 0 | 0 | 0 | 0 | 0 | 0 | 0 | 0 | 641866.5 | 140158.5 | 138614 | 927484.5 | 0 | 0 | 0 | 0 | 0 | 0 | 0 | 0
[9 empty] | 2023-02-05 | 2023 | 22-23 | 0 | 0 | 0 | 0 | 0 | 0 | 0 | 0 | 641866.5 | 140158.5 | 138614 | 927484.5 | 0 | 0 | 0 | 0 | 0 | 0 | 0 | 0
[9 empty] | 2023-02-06 | 2023 | 22-23 | 0 | 0 | 0 | 0 | 0 | 0 | 0 | 0 | 641866.5 | 140158.5 | 138614 | 927484.5 | 0 | 0 | 0 | 0 | 0 | 0 | 0 | 0
[9 empty] | 2023-02-07 | 2023 | 22-23 | 0 | 0 | 0 | 0 | 0 | 0 | 0 | 0 | 641866.5 | 140158.5 | 138614 | 927484.5 | 0 | 0 | 0 | 0 | 0 | 0 | 0 | 0
[9 empty] | 2023-02-08 | 2023 | 22-23 | 0 | 0 | 0 | 0 | 0 | 0 | 0 | 0 | 641866.5 | 140158.5 | 138614 | 927484.5 | 0 | 0 | 0 | 0 | 0 | 0 | 0 | 0
[9 empty] | 2023-02-09 | 2023 | 22-23 | 0 | 0 | 0 | 0 | 0 | 0 | 0 | 0 | 641866.5 | 140158.5 | 138614 | 927484.5 | 0 | 0 | 0 | 0 | 0 | 0 | 0 | 0
[9 empty] | 2023-02-10 | 2023 | 22-23 | 0 | 0 | 0 | 0 | 0 | 0 | 0 | 0 | 641866.5 | 140158.5 | 138614 | 927484.5 | 0 | 0 | 0 | 0 | 0 | 0 | 0 | 0
[9 empty] | 2023-02-11 | 2023 | 22-23 | 0 | 0 | 0 | 0 | 0 | 0 | 0 | 0 | 641866.5 | 140158.5 | 138614 | 927484.5 | 0 | 0 | 0 | 0 | 0 | 0 | 0 | 0
[9 empty] | 2023-02-12 | 2023 | 22-23 | 0 | 0 | 0 | 0 | 0 | 0 | 0 | 0 | 641866.5 | 140158.5 | 138614 | 927484.5 | 0 | 0 | 0 | 0 | 0 | 0 | 0 | 0
[9 empty] | 2023-02-13 | 2023 | 22-23 | 0 | 0 | 0 | 0 | 0 | 0 | 0 | 0 | 641866.5 | 140158.5 | 138614 | 927484.5 | 0 | 0 | 0 | 0 | 0 | 0 | 0 | 0
[9 empty] | 2023-02-14 | 2023 | 22-23 | 0 | 0 | 0 | 0 | 0 | 0 | 0 | 0 | 641866.5 | 140158.5 | 138614 | 927484.5 | 0 | 0 | 0 | 0 | 0 | 0 | 0 | 0
[9 empty] | 2023-02-15 | 2023 | 22-23 | 0 | 0 | 0 | 0 | 0 | 0 | 0 | 0 | 641866.5 | 140158.5 | 138614 | 927484.5 | 0 | 0 | 0 | 0 | 0 | 0 | 0 | 0
[9 empty] | 2023-02-16 | 2023 | 22-23 | 0 | 0 | 0 | 0 | 0 | 0 | 0 | 0 | 641866.5 | 140158.5 | 138614 | 927484.5 | 0 | 0 | 0 | 0 | 0 | 0 | 0 | 0
[9 empty] | 2023-02-17 | 2023 | 22-23 | 0 | 0 | 0 | 0 | 0 | 0 | 0 | 0 | 641866.5 | 140158.5 | 138614 | 927484.5 | 0 | 0 | 0 | 0 | 0 | 0 | 0 | 0
[9 empty] | 2023-02-18 | 2023 | 22-23 | 0 | 0 | 0 | 0 | 0 | 0 | 0 | 0 | 641866.5 | 140158.5 | 138614 | 927484.5 | 0 | 0 | 0 | 0 | 0 | 0 | 0 | 0
[9 empty] | 2023-02-19 | 2023 | 22-23 | 0 | 0 | 0 | 0 | 0 | 0 | 0 | 0 | 641866.5 | 140158.5 | 138614 | 927484.5 | 0 | 0 | 0 | 0 | 0 | 0 | 0 | 0
[9 empty] | 2023-02-20 | 2023 | 22-23 | 0 | 0 | 0 | 0 | 0 | 0 | 0 | 0 | 641866.5 | 140158.5 | 138614 | 927484.5 | 0 | 0 | 0 | 0 | 0 | 0 | 0 | 0
[9 empty] | 2023-02-21 | 2023 | 22-23 | 0 | 0 | 0 | 0 | 0 | 0 | 0 | 0 | 641866.5 | 140158.5 | 138614 | 927484.5 | 0 | 0 | 0 | 0 | 0 | 0 | 0 | 0
[9 empty] | 2023-02-22 | 2023 | 22-23 | 0 | 0 | 0 | 0 | 0 | 0 | 0 | 0 | 641866.5 | 140158.5 | 138614 | 927484.5 | 0 | 0 | 0 | 0 | 0 | 0 | 0 | 0
[9 empty] | 2023-02-23 | 2023 | 22-23 | 0 | 0 | 0 | 0 | 0 | 0 | 0 | 0 | 641866.5 | 140158.5 | 138614 | 927484.5 | 0 | 0 | 0 | 0 | 0 | 0 | 0 | 0
[9 empty] | 2023-02-24 | 2023 | 22-23 | 0 | 0 | 0 | 0 | 0 | 0 | 0 | 0 | 641866.5 | 140158.5 | 138614 | 927484.5 | 0 | 0 | 0 | 0 | 0 | 0 | 0 | 0
[9 empty] | 2023-02-25 | 2023 | 22-23 | 0 | 0 | 0 | 0 | 0 | 0 | 0 | 0 | 641866.5 | 140158.5 | 138614 | 927484.5 | 0 | 0 | 0 | 0 | 0 | 0 | 0 | 0
[9 empty] | 2023-02-26 | 2023 | 22-23 | 0 | 0 | 0 | 0 | 0 | 0 | 0 | 0 | 641866.5 | 140158.5 | 138614 | 927484.5 | 0 | 0 | 0 | 0 | 0 | 0 | 0 | 0
[9 empty] | 2023-02-27 | 2023 | 22-23 | 0 | 0 | 0 | 0 | 0 | 0 | 0 | 0 | 641866.5 | 140158.5 | 138614 | 927484.5 | 0 | 0 | 0 | 0 | 0 | 0 | 0 | 0
[9 empty] | 2023-02-28 | 2023 | 22-23 | 0 | 0 | 0 | 0 | 0 | 0 | 0 | 0 | 641866.5 | 140158.5 | 138614 | 927484.5 | 0 | 0 | 0 | 0 | 0 | 0 | 0 | 0
[9 empty] | 2023-03-01 | 2023 | 22-23 | 0 | 0 | 0 | 0 | 0 | 0 | 0 | 0 | 641866.5 | 140158.5 | 138614 | 927484.5 | 0 | 0 | 0 | 0 | 0 | 0 | 0 | 0
[9 empty] | 2023-03-02 | 2023 | 22-23 | 0 | 0 | 0 | 0 | 0 | 0 | 0 | 0 | 641866.5 | 140158.5 | 138614 | 927484.5 | 0 | 0 | 0 | 0 | 0 | 0 | 0 | 0
[9 empty] | 2023-03-03 | 2023 | 22-23 | 0 | 0 | 0 | 0 | 0 | 0 | 0 | 0 | 641866.5 | 140158.5 | 138614 | 927484.5 | 0 | 0 | 0 | 0 | 0 | 0 | 0 | 0
[9 empty] | 2023-03-04 | 2023 | 22-23 | 0 | 0 | 0 | 0 | 0 | 0 | 0 | 0 | 641866.5 | 140158.5 | 138614 | 927484.5 | 0 | 0 | 0 | 0 | 0 | 0 | 0 | 0
[9 empty] | 2023-03-05 | 2023 | 22-23 | 0 | 0 | 0 | 0 | 0 | 0 | 0 | 0 | 641866.5 | 140158.5 | 138614 | 927484.5 | 0 | 0 | 0 | 0 | 0 | 0 | 0 | 0
[9 empty] | 2023-03-06 | 2023 | 22-23 | 0 | 0 | 0 | 0 | 0 | 0 | 0 | 0 | 641866.5 | 140158.5 | 138614 | 927484.5 | 0 | 0 | 0 | 0 | 0 | 0 | 0 | 0
[9 empty] | 2023-03-07 | 2023 | 22-23 | 0 | 0 | 0 | 0 | 0 | 0 | 0 | 0 | 641866.5 | 140158.5 | 138614 | 927484.5 | 0 | 0 | 0 | 0 | 0 | 0 | 0 | 0
[9 empty] | 2023-03-08 | 2023 | 22-23 | 0 | 0 | 0 | 0 | 0 | 0 | 0 | 0 | 641866.5 | 140158.5 | 138614 | 927484.5 | 0 | 0 | 0 | 0 | 0 | 0 | 0 | 0
[9 empty] | 2023-03-09 | 2023 | 22-23 | 0 | 0 | 0 | 0 | 0 | 0 | 0 | 0 | 641866.5 | 140158.5 | 138614 | 927484.5 | 0 | 0 | 0 | 0 | 0 | 0 | 0 | 0
[9 empty] | 2023-03-10 | 2023 | 22-23 | 0 | 0 | 0 | 0 | 0 | 0 | 0 | 0 | 641866.5 | 140158.5 | 138614 | 927484.5 | 0 | 0 | 0 | 0 | 0 | 0 | 0 | 0
[9 empty] | 2023-03-11 | 2023 | 22-23 | 0 | 0 | 0 | 0 | 0 | 0 | 0 | 0 | 641866.5 | 140158.5 | 138614 | 927484.5 | 0 | 0 | 0 | 0 | 0 | 0 | 0 | 0
[9 empty] | 2023-03-12 | 2023 | 22-23 | 0 | 0 | 0 | 0 | 0 | 0 | 0 | 0 | 641866.5 | 140158.5 | 138614 | 927484.5 | 0 | 0 | 0 | 0 | 0 | 0 | 0 | 0
[9 empty] | 2023-03-13 | 2023 | 22-23 | 0 | 0 | 0 | 0 | 0 | 0 | 0 | 0 | 641866.5 | 140158.5 | 138614 | 927484.5 | 0 | 0 | 0 | 0 | 0 | 0 | 0 | 0
[9 empty] | 2023-03-14 | 2023 | 22-23 | 0 | 0 | 0 | 0 | 0 | 0 | 0 | 0 | 641866.5 | 140158.5 | 138614 | 927484.5 | 0 | 0 | 0 | 0 | 0 | 0 | 0 | 0
[9 empty] | 2023-03-15 | 2023 | 22-23 | 0 | 0 | 0 | 0 | 0 | 0 | 0 | 0 | 641866.5 | 140158.5 | 138614 | 927484.5 | 0 | 0 | 0 | 0 | 0 | 0 | 0 | 0
[9 empty] | 2023-03-16 | 2023 | 22-23 | 0 | 0 | 0 | 0 | 0 | 0 | 0 | 0 | 641866.5 | 140158.5 | 138614 | 927484.5 | 0 | 0 | 0 | 0 | 0 | 0 | 0 | 0
[9 empty] | 2023-03-17 | 2023 | 22-23 | 0 | 0 | 0 | 0 | 0 | 0 | 0 | 0 | 641866.5 | 140158.5 | 138614 | 927484.5 | 0 | 0 | 0 | 0 | 0 | 0 | 0 | 0
[9 empty] | 2023-03-18 | 2023 | 22-23 | 0 | 0 | 0 | 0 | 0 | 0 | 0 | 0 | 641866.5 | 140158.5 | 138614 | 927484.5 | 0 | 0 | 0 | 0 | 0 | 0 | 0 | 0
[9 empty] | 2023-03-19 | 2023 | 22-23 | 0 | 0 | 0 | 0 | 0 | 0 | 0 | 0 | 641866.5 | 140158.5 | 138614 | 927484.5 | 0 | 0 | 0 | 0 | 0 | 0 | 0 | 0
[9 empty] | 2023-03-20 | 2023 |  | 0 | 0 | 0 | 0 | 0 | 0 | 0 | 0 | 641866.5 | 140158.5 | 138614 | 927484.5 | 0 | 0 | 0 | 0 | 0 | 0 | 0 | 0
[9 empty] | 2023-03-21 | 2023 | 22-23 | 0 | 0 | 0 | 0 | 0 | 0 | 0 | 0 | 641866.5 | 140158.5 | 138614 | 927484.5 | 0 | 0 | 0 | 0 | 0 | 0 | 0 | 0
[9 empty] | 2023-03-22 | 2023 | 22-23 | 0 | 0 | 0 | 0 | 0 | 0 | 0 | 0 | 641866.5 | 140158.5 | 138614 | 927484.5 | 0 | 0 | 0 | 0 | 0 | 0 | 0 | 0
[9 empty] | 2023-03-23 | 2023 | 22-23 | 0 | 0 | 0 | 0 | 0 | 0 | 0 | 0 | 641866.5 | 140158.5 | 138614 | 927484.5 | 0 | 0 | 0 | 0 | 0 | 0 | 0 | 0
[9 empty] | 2023-03-24 | 2023 | 22-23 | 0 | 0 | 0 | 0 | 0 | 0 | 0 | 0 | 641866.5 | 140158.5 | 138614 | 927484.5 | 0 | 0 | 0 | 0 | 0 | 0 | 0 | 0
[9 empty] | 2023-03-25 | 2023 | 22-23 | 0 | 0 | 0 | 0 | 0 | 0 | 0 | 0 | 641866.5 | 140158.5 | 138614 | 927484.5 | 0 | 0 | 0 | 0 | 0 | 0 | 0 | 0
[9 empty] | 2023-03-26 | 2023 | 22-23 | 0 | 0 | 0 | 0 | 0 | 0 | 0 | 0 | 641866.5 | 140158.5 | 138614 | 927484.5 | 0 | 0 | 0 | 0 | 0 | 0 | 0 | 0
[9 empty] | 2023-03-27 | 2023 | 22-23 | 0 | 0 | 0 | 0 | 0 | 0 | 0 | 0 | 641866.5 | 140158.5 | 138614 | 927484.5 | 0 | 0 | 0 | 0 | 0 | 0 | 0 | 0
[9 empty] | 2023-03-28 | 2023 | 22-23 | 0 | 0 | 0 | 0 | 0 | 0 | 0 | 0 | 641866.5 | 140158.5 | 138614 | 927484.5 | 0 | 0 | 0 | 0 | 0 | 0 | 0 | 0
[9 empty] | 2023-03-29 | 2023 | 22-23 | 0 | 0 | 0 | 0 | 0 | 0 | 0 | 0 | 641866.5 | 140158.5 | 138614 | 927484.5 | 0 | 0 | 0 | 0 | 0 | 0 | 0 | 0
[9 empty] | 2023-03-30 | 2023 | 22-23 | 0 | 0 | 0 | 0 | 0 | 0 | 0 | 0 | 641866.5 | 140158.5 | 138614 | 927484.5 | 0 | 0 | 0 | 0 | 0 | 0 | 0 | 0
[9 empty] | 2023-03-31 | 2023 | 22-23 | 0 | 0 | 0 | 0 | 0 | 0 | 0 | 0 | 641866.5 | 140158.5 | 138614 | 927484.5 | 0 | 0 | 0 | 0 | 0 | 0 | 0 | 0
[9 empty] | 2023-04-01 | 2023 | 22-23 | 0 | 0 | 0 | 0 | 0 | 0 | 0 | 0 | 641866.5 | 140158.5 | 138614 | 927484.5 | 0 | 0 | 0 | 0 | 0 | 0 | 0 | 0
[9 empty] | 2023-04-02 | 2023 | 22-23 | 0 | 0 | 0 | 0 | 0 | 0 | 0 | 0 | 641866.5 | 140158.5 | 138614 | 927484.5 | 0 | 0 | 0 | 0 | 0 | 0 | 0 | 0
[9 empty] | 2023-04-03 | 2023 | 22-23 | 0 | 0 | 0 | 0 | 0 | 0 | 0 | 0 | 641866.5 | 140158.5 | 138614 | 927484.5 | 0 | 0 | 0 | 0 | 0 | 0 | 0 | 0
[9 empty] | 2023-04-04 | 2023 | 22-23 | 0 | 0 | 0 | 0 | 0 | 0 | 0 | 0 | 641866.5 | 140158.5 | 138614 | 927484.5 | 0 | 0 | 0 | 0 | 0 | 0 | 0 | 0
[9 empty] | 2023-04-05 | 2023 | 22-23 | 0 | 0 | 0 | 0 | 0 | 0 | 0 | 0 | 641866.5 | 140158.5 | 138614 | 927484.5 | 0 | 0 | 0 | 0 | 0 | 0 | 0 | 0
[9 empty] | 2023-04-06 | 2023 | 22-23 | 0 | 0 | 0 | 0 | 0 | 0 | 0 | 0 | 641866.5 | 140158.5 | 138614 | 927484.5 | 0 | 0 | 0 | 0 | 0 | 0 | 0 | 0
[9 empty] | 2023-04-07 | 2023 | 22-23 | 0 | 0 | 0 | 0 | 0 | 0 | 0 | 0 | 641866.5 | 140158.5 | 138614 | 927484.5 | 0 | 0 | 0 | 0 | 0 | 0 | 0 | 0
[9 empty] | 2023-04-08 | 2023 | 22-23 | 0 | 0 | 0 | 0 | 0 | 0 | 0 | 0 | 641866.5 | 140158.5 | 138614 | 927484.5 | 0 | 0 | 0 | 0 | 0 | 0 | 0 | 0
[9 empty] | 2023-04-09 | 2023 | 22-23 | 0 | 0 | 0 | 0 | 0 | 0 | 0 | 0 | 641866.5 | 140158.5 | 138614 | 927484.5 | 0 | 0 | 0 | 0 | 0 | 0 | 0 | 0
[9 empty] | 2023-04-10 | 2023 | 22-23 | 0 | 0 | 0 | 0 | 0 | 0 | 0 | 0 | 641866.5 | 140158.5 | 138614 | 927484.5 | 0 | 0 | 0 | 0 | 0 | 0 | 0 | 0
[9 empty] | 2023-04-11 | 2023 | 22-23 | 0 | 0 | 0 | 0 | 0 | 0 | 0 | 0 | 641866.5 | 140158.5 | 138614 | 927484.5 | 0 | 0 | 0 | 0 | 0 | 0 | 0 | 0
[9 empty] | 2023-04-12 | 2023 | 22-23 | 0 | 0 | 0 | 0 | 0 | 0 | 0 | 0 | 641866.5 | 140158.5 | 138614 | 927484.5 | 0 | 0 | 0 | 0 | 0 | 0 | 0 | 0
[9 empty] | 2023-04-13 | 2023 | 22-23 | 0 | 0 | 0 | 0 | 0 | 0 | 0 | 0 | 641866.5 | 140158.5 | 138614 | 927484.5 | 0 | 0 | 0 | 0 | 0 | 0 | 0 | 0
[9 empty] | 2023-04-14 | 2023 | 22-23 | 0 | 0 | 0 | 0 | 0 | 0 | 0 | 0 | 641866.5 | 140158.5 | 138614 | 927484.5 | 0 | 0 | 0 | 0 | 0 | 0 | 0 | 0
[9 empty] | 2023-04-15 | 2023 | 22-23 | 0 | 0 | 0 | 0 | 0 | 0 | 0 | 0 | 641866.5 | 140158.5 | 138614 | 927484.5 | 0 | 0 | 0 | 0 | 0 | 0 | 0 | 0
[9 empty] | 2023-04-16 | 2023 | 22-23 | 0 | 0 | 0 | 0 | 0 | 0 | 0 | 0 | 641866.5 | 140158.5 | 138614 | 927484.5 | 0 | 0 | 0 | 0 | 0 | 0 | 0 | 0
[9 empty] | 2023-04-17 | 2023 | 22-23 | 0 | 0 | 0 | 0 | 0 | 0 | 0 | 0 | 641866.5 | 140158.5 | 138614 | 927484.5 | 0 | 0 | 0 | 0 | 0 | 0 | 0 | 0
[9 empty] | 2023-04-18 | 2023 | 22-23 | 0 | 0 | 0 | 0 | 0 | 0 | 0 | 0 | 641866.5 | 140158.5 | 138614 | 927484.5 | 0 | 0 | 0 | 0 | 0 | 0 | 0 | 0
[9 empty] | 2023-04-19 | 2023 | 22-23 | 0 | 0 | 0 | 0 | 0 | 0 | 0 | 0 | 641866.5 | 140158.5 | 138614 | 927484.5 | 0 | 0 | 0 | 0 | 0 | 0 | 0 | 0
[9 empty] | 2023-04-20 | 2023 | 22-23 | 0 | 0 | 0 | 0 | 0 | 0 | 0 | 0 | 641866.5 | 140158.5 | 138614 | 927484.5 | 0 | 0 | 0 | 0 | 0 | 0 | 0 | 0
[9 empty] | 2023-04-21 | 2023 | 22-23 | 0 | 0 | 0 | 0 | 0 | 0 | 0 | 0 | 641866.5 | 140158.5 | 138614 | 927484.5 | 0 | 0 | 0 | 0 | 0 | 0 | 0 | 0
[9 empty] | 2023-04-22 | 2023 | 22-23 | 0 | 0 | 0 | 0 | 0 | 0 | 0 | 0 | 641866.5 | 140158.5 | 138614 | 927484.5 | 0 | 0 | 0 | 0 | 0 | 0 | 0 | 0
[9 empty] | 2023-04-23 | 2023 | 22-23 | 0 | 0 | 0 | 0 | 0 | 0 | 0 | 0 | 641866.5 | 140158.5 | 138614 | 927484.5 | 0 | 0 | 0 | 0 | 0 | 0 | 0 | 0
[9 empty] | 2023-04-24 | 2023 | 22-23 | 0 | 0 | 0 | 0 | 0 | 0 | 0 | 0 | 641866.5 | 140158.5 | 138614 | 927484.5 | 0 | 0 | 0 | 0 | 0 | 0 | 0 | 0
[9 empty] | 2023-04-25 | 2023 | 22-23 | 0 | 0 | 0 | 0 | 0 | 0 | 0 | 0 | 641866.5 | 140158.5 | 138614 | 927484.5 | 0 | 0 | 0 | 0 | 0 | 0 | 0 | 0
[9 empty] | 2023-04-26 | 2023 | 22-23 | 0 | 0 | 0 | 0 | 0 | 0 | 0 | 0 | 641866.5 | 140158.5 | 138614 | 927484.5 | 0 | 0 | 0 | 0 | 0 | 0 | 0 | 0
[9 empty] | 2023-04-27 | 2023 | 22-23 | 0 | 0 | 0 | 0 | 0 | 0 | 0 | 0 | 641866.5 | 140158.5 | 138614 | 927484.5 | 0 | 0 | 0 | 0 | 0 | 0 | 0 | 0
[9 empty] | 2023-04-28 | 2023 | 22-23 | 0 | 0 | 0 | 0 | 0 | 0 | 0 | 0 | 641866.5 | 140158.5 | 138614 | 927484.5 | 0 | 0 | 0 | 0 | 0 | 0 | 0 | 0
[9 empty] | 2023-04-29 | 2023 | 22-23 | 0 | 0 | 0 | 0 | 0 | 0 | 0 | 0 | 641866.5 | 140158.5 | 138614 | 927484.5 | 0 | 0 | 0 | 0 | 0 | 0 | 0 | 0
[9 empty] | 2023-04-30 | 2023 | 22-23 | 0 | 0 | 0 | 0 | 0 | 0 | 0 | 0 | 641866.5 | 140158.5 | 138614 | 927484.5 | 0 | 0 | 0 | 0 | 0 | 0 | 0 | 0
[9 empty] | 2023-05-01 | 2023 | 22-23 | 0 | 0 | 0 | 0 | 0 | 0 | 0 | 0 | 641866.5 | 140158.5 | 138614 | 927484.5 | 0 | 0 | 0 | 0 | 0 | 0 | 0 | 0
[9 empty] | 2023-05-02 | 2023 | 22-23 | 0 | 0 | 0 | 0 | 0 | 0 | 0 | 0 | 641866.5 | 140158.5 | 138614 | 927484.5 | 0 | 0 | 0 | 0 | 0 | 0 | 0 | 0
[9 empty] | 2023-05-03 | 2023 | 22-23 | 0 | 0 | 0 | 0 | 0 | 0 | 0 | 0 | 641866.5 | 140158.5 | 138614 | 927484.5 | 0 | 0 | 0 | 0 | 0 | 0 | 0 | 0
[9 empty] | 2023-05-04 | 2023 | 22-23 | 0 | 0 | 0 | 0 | 0 | 0 | 0 | 0 | 641866.5 | 140158.5 | 138614 | 927484.5 | 0 | 0 | 0 | 0 | 0 | 0 | 0 | 0
[9 empty] | 2023-05-05 | 2023 | 22-23 | 0 | 0 | 0 | 0 | 0 | 0 | 0 | 0 | 641866.5 | 140158.5 | 138614 | 927484.5 | 0 | 0 | 0 | 0 | 0 | 0 | 0 | 0
[9 empty] | 2023-05-06 | 2023 | 22-23 | 0 | 0 | 0 | 0 | 0 | 0 | 0 | 0 | 641866.5 | 140158.5 | 138614 | 927484.5 | 0 | 0 | 0 | 0 | 0 | 0 | 0 | 0
[9 empty] | 2023-05-07 | 2023 | 22-23 | 0 | 0 | 0 | 0 | 0 | 0 | 0 | 0 | 641866.5 | 140158.5 | 138614 | 927484.5 | 0 | 0 | 0 | 0 | 0 | 0 | 0 | 0
[9 empty] | 2023-05-08 | 2023 | 22-23 | 0 | 0 | 0 | 0 | 0 | 0 | 0 | 0 | 641866.5 | 140158.5 | 138614 | 927484.5 | 0 | 0 | 0 | 0 | 0 | 0 | 0 | 0
[9 empty] | 2023-05-09 | 2023 | 22-23 | 0 | 0 | 0 | 0 | 0 | 0 | 0 | 0 | 641866.5 | 140158.5 | 138614 | 927484.5 | 0 | 0 | 0 | 0 | 0 | 0 | 0 | 0
[9 empty] | 2023-05-10 | 2023 | 22-23 | 0 | 0 | 0 | 0 | 0 | 0 | 0 | 0 | 641866.5 | 140158.5 | 138614 | 927484.5 | 0 | 0 | 0 | 0 | 0 | 0 | 0 | 0
[9 empty] | 2023-05-11 | 2023 | 22-23 | 0 | 0 | 0 | 0 | 0 | 0 | 0 | 0 | 641866.5 | 140158.5 | 138614 | 927484.5 | 0 | 0 | 0 | 0 | 0 | 0 | 0 | 0
[9 empty] | 2023-05-12 | 2023 | 22-23 | 0 | 0 | 0 | 0 | 0 | 0 | 0 | 0 | 641866.5 | 140158.5 | 138614 | 927484.5 | 0 | 0 | 0 | 0 | 0 | 0 | 0 | 0
[9 empty] | 2023-05-13 | 2023 | 22-23 | 0 | 0 | 0 | 0 | 0 | 0 | 0 | 0 | 641866.5 | 140158.5 | 138614 | 927484.5 | 0 | 0 | 0 | 0 | 0 | 0 | 0 | 0
[9 empty] | 2023-05-14 | 2023 | 22-23 | 0 | 0 | 0 | 0 | 0 | 0 | 0 | 0 | 641866.5 | 140158.5 | 138614 | 927484.5 | 0 | 0 | 0 | 0 | 0 | 0 | 0 | 0
[9 empty] | 2023-05-15 | 2023 | 22-23 | 0 | 0 | 0 | 0 | 0 | 0 | 0 | 0 | 641866.5 | 140158.5 | 138614 | 927484.5 | 0 | 0 | 0 | 0 | 0 | 0 | 0 | 0
[9 empty] | 2023-05-16 | 2023 | 22-23 | 0 | 0 | 0 | 0 | 0 | 0 | 0 | 0 | 641866.5 | 140158.5 | 138614 | 927484.5 | 0 | 0 | 0 | 0 | 0 | 0 | 0 | 0
[9 empty] | 2023-05-17 | 2023 | 22-23 | 0 | 0 | 0 | 0 | 0 | 0 | 0 | 0 | 641866.5 | 140158.5 | 138614 | 927484.5 | 0 | 0 | 0 | 0 | 0 | 0 | 0 | 0
[9 empty] | 2023-05-18 | 2023 | 22-23 | 0 | 0 | 0 | 0 | 0 | 0 | 0 | 0 | 641866.5 | 140158.5 | 138614 | 927484.5 | 0 | 0 | 0 | 0 | 0 | 0 | 0 | 0
[9 empty] | 2023-05-19 | 2023 | 22-23 | 0 | 0 | 0 | 0 | 0 | 0 | 0 | 0 | 641866.5 | 140158.5 | 138614 | 927484.5 | 0 | 0 | 0 | 0 | 0 | 0 | 0 | 0
[9 empty] | 2023-05-20 | 2023 | 22-23 | 0 | 0 | 0 | 0 | 0 | 0 | 0 | 0 | 641866.5 | 140158.5 | 138614 | 927484.5 | 0 | 0 | 0 | 0 | 0 | 0 | 0 | 0
[9 empty] | 2023-05-21 | 2023 | 22-23 | 0 | 0 | 0 | 0 | 0 | 0 | 0 | 0 | 641866.5 | 140158.5 | 138614 | 927484.5 | 0 | 0 | 0 | 0 | 0 | 0 | 0 | 0
[9 empty] | 2023-05-22 | 2023 | 22-23 | 0 | 0 | 0 | 0 | 0 | 0 | 0 | 0 | 641866.5 | 140158.5 | 138614 | 927484.5 | 0 | 0 | 0 | 0 | 0 | 0 | 0 | 0
[9 empty] | 2023-05-23 | 2023 | 22-23 | 0 | 0 | 0 | 0 | 0 | 0 | 0 | 0 | 641866.5 | 140158.5 | 138614 | 927484.5 | 0 | 0 | 0 | 0 | 0 | 0 | 0 | 0
[9 empty] | 2023-05-24 | 2023 | 22-23 | 0 | 0 | 0 | 0 | 0 | 0 | 0 | 0 | 641866.5 | 140158.5 | 138614 | 927484.5 | 0 | 0 | 0 | 0 | 0 | 0 | 0 | 0
[9 empty] | 2023-05-25 | 2023 | 22-23 | 0 | 0 | 0 | 0 | 0 | 0 | 0 | 0 | 641866.5 | 140158.5 | 138614 | 927484.5 | 0 | 0 | 0 | 0 | 0 | 0 | 0 | 0
[9 empty] | 2023-05-26 | 2023 | 22-23 | 0 | 0 | 0 | 0 | 0 | 0 | 0 | 0 | 641866.5 | 140158.5 | 138614 | 927484.5 | 0 | 0 | 0 | 0 | 0 | 0 | 0 | 0
[9 empty] | 2023-05-27 | 2023 | 22-23 | 0 | 0 | 0 | 0 | 0 | 0 | 0 | 0 | 641866.5 | 140158.5 | 138614 | 927484.5 | 0 | 0 | 0 | 0 | 0 | 0 | 0 | 0
[9 empty] | 2023-05-28 | 2023 | 22-23 | 0 | 0 | 0 | 0 | 0 | 0 | 0 | 0 | 641866.5 | 140158.5 | 138614 | 927484.5 | 0 | 0 | 0 | 0 | 0 | 0 | 0 | 0
[9 empty] | 2023-05-29 | 2023 | 22-23 | 0 | 0 | 0 | 0 | 0 | 0 | 0 | 0 | 641866.5 | 140158.5 | 138614 | 927484.5 | 0 | 0 | 0 | 0 | 0 | 0 | 0 | 0
[9 empty] | 2023-05-30 | 2023 | 22-23 | 0 | 0 | 0 | 0 | 0 | 0 | 0 | 0 | 641866.5 | 140158.5 | 138614 | 927484.5 | 0 | 0 | 0 | 0 | 0 | 0 | 0 | 0
[9 empty] | 2023-05-31 | 2023 | 22-23 | 0 | 0 | 0 | 0 | 0 | 0 | 0 | 0 | 641866.5 | 140158.5 | 138614 | 927484.5 | 0 | 0 | 0 | 0 | 0 | 0 | 0 | 0
[9 empty] | 2023-06-01 | 2023 | 22-23 | 0 | 0 | 0 | 0 | 0 | 0 | 0 | 0 | 641866.5 | 140158.5 | 138614 | 927484.5 | 0 | 0 | 0 | 0 | 0 | 0 | 0 | 0
[9 empty] | 2023-06-02 | 2023 | 22-23 | 0 | 0 | 0 | 0 | 0 | 0 | 0 | 0 | 641866.5 | 140158.5 | 138614 | 927484.5 | 0 | 0 | 0 | 0 | 0 | 0 | 0 | 0
[9 empty] | 2023-06-03 | 2023 | 22-23 | 0 | 0 | 0 | 0 | 0 | 0 | 0 | 0 | 641866.5 | 140158.5 | 138614 | 927484.5 | 0 | 0 | 0 | 0 | 0 | 0 | 0 | 0
[9 empty] | 2023-06-04 | 2023 | 22-23 | 0 | 0 | 0 | 0 | 0 | 0 | 0 | 0 | 641866.5 | 140158.5 | 138614 | 927484.5 | 0 | 0 | 0 | 0 | 0 | 0 | 0 | 0
[9 empty] | 2023-06-05 | 2023 | 22-23 | 0 | 0 | 0 | 0 | 0 | 0 | 0 | 0 | 641866.5 | 140158.5 | 138614 | 927484.5 | 0 | 0 | 0 | 0 | 0 | 0 | 0 | 0
[9 empty] | 2023-06-06 | 2023 | 22-23 | 0 | 0 | 0 | 0 | 0 | 0 | 0 | 0 | 641866.5 | 140158.5 | 138614 | 927484.5 | 0 | 0 | 0 | 0 | 0 | 0 | 0 | 0
[9 empty] | 2023-06-07 | 2023 |  | 0 | 0 | 68865.1092 | 68865.1092 | 0 | 0 | 520 | 520 | 641866.5 | 140158.5 | 138614 | 927484.5 | 0 | 0 | 0.49681 | 0.074249 | 0 | 0 | 0.0037514 | 0.00056066
[9 empty] | 2023-06-08 | 2023 | 22-23 | 0 | 0 | 0 | 0 | 0 | 0 | 0 | 0 | 641866.5 | 140158.5 | 138614 | 927484.5 | 0 | 0 | 0 | 0 | 0 | 0 | 0 | 0
[9 empty] | 2023-06-09 | 2023 | 22-23 | 0 | 0 | 0 | 0 | 0 | 0 | 0 | 0 | 641866.5 | 140158.5 | 138614 | 927484.5 | 0 | 0 | 0 | 0 | 0 | 0 | 0 | 0
[9 empty] | 2023-06-10 | 2023 | 22-23 | 0 | 0 | 0 | 0 | 0 | 0 | 0 | 0 | 641866.5 | 140158.5 | 138614 | 927484.5 | 0 | 0 | 0 | 0 | 0 | 0 | 0 | 0
[9 empty] | 2023-06-11 | 2023 | 22-23 | 0 | 0 | 0 | 0 | 0 | 0 | 0 | 0 | 641866.5 | 140158.5 | 138614 | 927484.5 | 0 | 0 | 0 | 0 | 0 | 0 | 0 | 0
[9 empty] | 2023-06-12 | 2023 | 22-23 | 0 | 0 | 983.0002 | 983.0002 | 0 | 0 | 205 | 205 | 641866.5 | 140158.5 | 138614 | 927484.5 | 0 | 0 | 0.0070916 | 0.0010599 | 0 | 0 | 0.0014789 | 0.00022103
[9 empty] | 2023-06-13 | 2023 | 22-23 | 0 | 0 | 0 | 0 | 0 | 0 | 0 | 0 | 641866.5 | 140158.5 | 138614 | 927484.5 | 0 | 0 | 0 | 0 | 0 | 0 | 0 | 0
[9 empty] | 2023-06-14 | 2023 | 22-23 | 0 | 0 | 0 | 0 | 0 | 0 | 0 | 0 | 641866.5 | 140158.5 | 138614 | 927484.5 | 0 | 0 | 0 | 0 | 0 | 0 | 0 | 0
[9 empty] | 2023-06-15 | 2023 | 22-23 | 0 | 0 | 0 | 0 | 0 | 0 | 0 | 0 | 641866.5 | 140158.5 | 138614 | 927484.5 | 0 | 0 | 0 | 0 | 0 | 0 | 0 | 0
[9 empty] | 2023-06-16 | 2023 | 22-23 | 0 | 0 | 0 | 0 | 0 | 0 | 0 | 0 | 641866.5 | 140158.5 | 138614 | 927484.5 | 0 | 0 | 0 | 0 | 0 | 0 | 0 | 0
[9 empty] | 2023-06-17 | 2023 | 22-23 | 0 | 0 | 0 | 0 | 0 | 0 | 0 | 0 | 641866.5 | 140158.5 | 138614 | 927484.5 | 0 | 0 | 0 | 0 | 0 | 0 | 0 | 0
[9 empty] | 2023-06-18 | 2023 | 22-23 | 0 | 0 | 0 | 0 | 0 | 0 | 0 | 0 | 641866.5 | 140158.5 | 138614 | 927484.5 | 0 | 0 | 0 | 0 | 0 | 0 | 0 | 0
[9 empty] | 2023-06-19 | 2023 | 22-23 | 0 | 0 | 0 | 0 | 0 | 0 | 0 | 0 | 641866.5 | 140158.5 | 138614 | 927484.5 | 0 | 0 | 0 | 0 | 0 | 0 | 0 | 0
[9 empty] | 2023-06-20 | 2023 | 22-23 | 0 | 0 | 0 | 0 | 0 | 0 | 0 | 0 | 641866.5 | 140158.5 | 138614 | 927484.5 | 0 | 0 | 0 | 0 | 0 | 0 | 0 | 0
[9 empty] | 2023-06-21 | 2023 | 22-23 | 0 | 0 | 0 | 0 | 0 | 0 | 0 | 0 | 641866.5 | 140158.5 | 138614 | 927484.5 | 0 | 0 | 0 | 0 | 0 | 0 | 0 | 0
[9 empty] | 2023-06-22 | 2023 | 22-23 | 0 | 0 | 0 | 0 | 0 | 0 | 0 | 0 | 641866.5 | 140158.5 | 138614 | 927484.5 | 0 | 0 | 0 | 0 | 0 | 0 | 0 | 0
[9 empty] | 2023-06-23 | 2023 | 22-23 | 0 | 0 | 0 | 0 | 0 | 0 | 0 | 0 | 641866.5 | 140158.5 | 138614 | 927484.5 | 0 | 0 | 0 | 0 | 0 | 0 | 0 | 0
[9 empty] | 2023-06-24 | 2023 | 22-23 | 0 | 0 | 0 | 0 | 0 | 0 | 0 | 0 | 641866.5 | 140158.5 | 138614 | 927484.5 | 0 | 0 | 0 | 0 | 0 | 0 | 0 | 0
[9 empty] | 2023-06-25 | 2023 | 22-23 | 0 | 0 | 0 | 0 | 0 | 0 | 0 | 0 | 641866.5 | 140158.5 | 138614 | 927484.5 | 0 | 0 | 0 | 0 | 0 | 0 | 0 | 0
[9 empty] | 2023-06-26 | 2023 | 22-23 | 0 | 0 | 0 | 0 | 0 | 0 | 0 | 0 | 641866.5 | 140158.5 | 138614 | 927484.5 | 0 | 0 | 0 | 0 | 0 | 0 | 0 | 0
[9 empty] | 2023-06-27 | 2023 | 22-23 | 0 | 0 | 0 | 0 | 0 | 0 | 0 | 0 | 641866.5 | 140158.5 | 138614 | 927484.5 | 0 | 0 | 0 | 0 | 0 | 0 | 0 | 0
[9 empty] | 2023-06-28 | 2023 | 22-23 | 0 | 0 | 0 | 0 | 0 | 0 | 0 | 0 | 641866.5 | 140158.5 | 138614 | 927484.5 | 0 | 0 | 0 | 0 | 0 | 0 | 0 | 0
[9 empty] | 2023-06-29 | 2023 | 22-23 | 0 | 0 | 0 | 0 | 0 | 0 | 0 | 0 | 641866.5 | 140158.5 | 138614 | 927484.5 | 0 | 0 | 0 | 0 | 0 | 0 | 0 | 0
[9 empty] | 2023-06-30 | 2023 | 22-23 | 0 | 0 | 0 | 0 | 0 | 0 | 0 | 0 | 641866.5 | 140158.5 | 138614 | 927484.5 | 0 | 0 | 0 | 0 | 0 | 0 | 0 | 0
[9 empty] | 2023-07-01 | 2024 | 23-24 | 0 | 0 | 0 | 0 | 0 | 0 | 0 | 0 | 648612 | 142136.5 | 139347 | 937017 | 0 | 0 | 0 | 0 | 0 | 0 | 0 | 0
[9 empty] | 2023-07-02 | 2024 | 23-24 | 0 | 0 | 0 | 0 | 0 | 0 | 0 | 0 | 648612 | 142136.5 | 139347 | 937017 | 0 | 0 | 0 | 0 | 0 | 0 | 0 | 0
[9 empty] | 2023-07-03 | 2024 | 23-24 | 0 | 0 | 0 | 0 | 0 | 0 | 0 | 0 | 648612 | 142136.5 | 139347 | 937017 | 0 | 0 | 0 | 0 | 0 | 0 | 0 | 0
[9 empty] | 2023-07-04 | 2024 | 23-24 | 0 | 0 | 0 | 0 | 0 | 0 | 0 | 0 | 648612 | 142136.5 | 139347 | 937017 | 0 | 0 | 0 | 0 | 0 | 0 | 0 | 0
[9 empty] | 2023-07-05 | 2024 | 23-24 | 0 | 0 | 0 | 0 | 0 | 0 | 0 | 0 | 648612 | 142136.5 | 139347 | 937017 | 0 | 0 | 0 | 0 | 0 | 0 | 0 | 0
[9 empty] | 2023-07-06 | 2024 | 23-24 | 0 | 0 | 0 | 0 | 0 | 0 | 0 | 0 | 648612 | 142136.5 | 139347 | 937017 | 0 | 0 | 0 | 0 | 0 | 0 | 0 | 0
[9 empty] | 2023-07-07 | 2024 | 23-24 | 0 | 0 | 0 | 0 | 0 | 0 | 0 | 0 | 648612 | 142136.5 | 139347 | 937017 | 0 | 0 | 0 | 0 | 0 | 0 | 0 | 0
[9 empty] | 2023-07-08 | 2024 | 23-24 | 0 | 0 | 0 | 0 | 0 | 0 | 0 | 0 | 648612 | 142136.5 | 139347 | 937017 | 0 | 0 | 0 | 0 | 0 | 0 | 0 | 0
[9 empty] | 2023-07-09 | 2024 | 23-24 | 0 | 0 | 0 | 0 | 0 | 0 | 0 | 0 | 648612 | 142136.5 | 139347 | 937017 | 0 | 0 | 0 | 0 | 0 | 0 | 0 | 0
[9 empty] | 2023-07-10 | 2024 | 23-24 | 0 | 0 | 0 | 0 | 0 | 0 | 0 | 0 | 648612 | 142136.5 | 139347 | 937017 | 0 | 0 | 0 | 0 | 0 | 0 | 0 | 0
[9 empty] | 2023-07-11 | 2024 | 23-24 | 0 | 0 | 0 | 0 | 0 | 0 | 0 | 0 | 648612 | 142136.5 | 139347 | 937017 | 0 | 0 | 0 | 0 | 0 | 0 | 0 | 0
[9 empty] | 2023-07-12 | 2024 | 23-24 | 0 | 0 | 0 | 0 | 0 | 0 | 0 | 0 | 648612 | 142136.5 | 139347 | 937017 | 0 | 0 | 0 | 0 | 0 | 0 | 0 | 0
[9 empty] | 2023-07-13 | 2024 | 23-24 | 0 | 0 | 0 | 0 | 0 | 0 | 0 | 0 | 648612 | 142136.5 | 139347 | 937017 | 0 | 0 | 0 | 0 | 0 | 0 | 0 | 0
[9 empty] | 2023-07-14 | 2024 | 23-24 | 0 | 0 | 0 | 0 | 0 | 0 | 0 | 0 | 648612 | 142136.5 | 139347 | 937017 | 0 | 0 | 0 | 0 | 0 | 0 | 0 | 0
[9 empty] | 2023-07-15 | 2024 | 23-24 | 0 | 0 | 0 | 0 | 0 | 0 | 0 | 0 | 648612 | 142136.5 | 139347 | 937017 | 0 | 0 | 0 | 0 | 0 | 0 | 0 | 0
[9 empty] | 2023-07-16 | 2024 | 23-24 | 0 | 0 | 0 | 0 | 0 | 0 | 0 | 0 | 648612 | 142136.5 | 139347 | 937017 | 0 | 0 | 0 | 0 | 0 | 0 | 0 | 0
[9 empty] | 2023-07-17 | 2024 | 23-24 | 0 | 0 | 0 | 0 | 0 | 0 | 0 | 0 | 648612 | 142136.5 | 139347 | 937017 | 0 | 0 | 0 | 0 | 0 | 0 | 0 | 0
[9 empty] | 2023-07-18 | 2024 | 23-24 | 0 | 0 | 0 | 0 | 0 | 0 | 0 | 0 | 648612 | 142136.5 | 139347 | 937017 | 0 | 0 | 0 | 0 | 0 | 0 | 0 | 0
[9 empty] | 2023-07-19 | 2024 | 23-24 | 0 | 0 | 0 | 0 | 0 | 0 | 0 | 0 | 648612 | 142136.5 | 139347 | 937017 | 0 | 0 | 0 | 0 | 0 | 0 | 0 | 0
[9 empty] | 2023-07-20 | 2024 | 23-24 | 0 | 0 | 0 | 0 | 0 | 0 | 0 | 0 | 648612 | 142136.5 | 139347 | 937017 | 0 | 0 | 0 | 0 | 0 | 0 | 0 | 0
[9 empty] | 2023-07-21 | 2024 | 23-24 | 0 | 0 | 0 | 0 | 0 | 0 | 0 | 0 | 648612 | 142136.5 | 139347 | 937017 | 0 | 0 | 0 | 0 | 0 | 0 | 0 | 0
[9 empty] | 2023-07-22 | 2024 | 23-24 | 0 | 0 | 8614.0008 | 8614.0008 | 0 | 0 | 48.6667 | 48.6667 | 648612 | 142136.5 | 139347 | 937017 | 0 | 0 | 0.061817 | 0.009193 | 0 | 0 | 0.00034925 | 5.1938e-05
[9 empty] | 2023-07-23 | 2024 | 23-24 | 0 | 0 | 0 | 0 | 0 | 0 | 0 | 0 | 648612 | 142136.5 | 139347 | 937017 | 0 | 0 | 0 | 0 | 0 | 0 | 0 | 0
[9 empty] | 2023-07-24 | 2024 | 23-24 | 0 | 0 | 0 | 0 | 0 | 0 | 0 | 0 | 648612 | 142136.5 | 139347 | 937017 | 0 | 0 | 0 | 0 | 0 | 0 | 0 | 0
[9 empty] | 2023-07-25 | 2024 | 23-24 | 0 | 0 | 0 | 0 | 0 | 0 | 0 | 0 | 648612 | 142136.5 | 139347 | 937017 | 0 | 0 | 0 | 0 | 0 | 0 | 0 | 0
[9 empty] | 2023-07-26 | 2024 | 23-24 | 0 | 0 | 0 | 0 | 0 | 0 | 0 | 0 | 648612 | 142136.5 | 139347 | 937017 | 0 | 0 | 0 | 0 | 0 | 0 | 0 | 0
[9 empty] | 2023-07-27 | 2024 | 23-24 | 0 | 0 | 0 | 0 | 0 | 0 | 0 | 0 | 648612 | 142136.5 | 139347 | 937017 | 0 | 0 | 0 | 0 | 0 | 0 | 0 | 0
[9 empty] | 2023-07-28 | 2024 | 23-24 | 0 | 0 | 0 | 0 | 0 | 0 | 0 | 0 | 648612 | 142136.5 | 139347 | 937017 | 0 | 0 | 0 | 0 | 0 | 0 | 0 | 0
[9 empty] | 2023-07-29 | 2024 | 23-24 | 0 | 0 | 0 | 0 | 0 | 0 | 0 | 0 | 648612 | 142136.5 | 139347 | 937017 | 0 | 0 | 0 | 0 | 0 | 0 | 0 | 0
[9 empty] | 2023-07-30 | 2024 | 23-24 | 0 | 0 | 0 | 0 | 0 | 0 | 0 | 0 | 648612 | 142136.5 | 139347 | 937017 | 0 | 0 | 0 | 0 | 0 | 0 | 0 | 0
[9 empty] | 2023-07-31 | 2024 | 23-24 | 0 | 0 | 0 | 0 | 0 | 0 | 0 | 0 | 648612 | 142136.5 | 139347 | 937017 | 0 | 0 | 0 | 0 | 0 | 0 | 0 | 0
[9 empty] | 2023-08-01 | 2024 | 23-24 | 0 | 0 | 0 | 0 | 0 | 0 | 0 | 0 | 648612 | 142136.5 | 139347 | 937017 | 0 | 0 | 0 | 0 | 0 | 0 | 0 | 0
[9 empty] | 2023-08-02 | 2024 | 23-24 | 0 | 0 | 0 | 0 | 0 | 0 | 0 | 0 | 648612 | 142136.5 | 139347 | 937017 | 0 | 0 | 0 | 0 | 0 | 0 | 0 | 0
[9 empty] | 2023-08-03 | 2024 | 23-24 | 0 | 31159.71 | 0 | 31159.71 | 0 | 153 | 0 | 153 | 648612 | 142136.5 | 139347 | 937017 | 0 | 0.21922 | 0 | 0.033254 | 0 | 0.0010764 | 0 | 0.00016328
[9 empty] | 2023-08-04 | 2024 | 23-24 | 0 | 0 | 0 | 0 | 0 | 0 | 0 | 0 | 648612 | 142136.5 | 139347 | 937017 | 0 | 0 | 0 | 0 | 0 | 0 | 0 | 0
[9 empty] | 2023-08-05 | 2024 | 23-24 | 0 | 0 | 0 | 0 | 0 | 0 | 0 | 0 | 648612 | 142136.5 | 139347 | 937017 | 0 | 0 | 0 | 0 | 0 | 0 | 0 | 0
[9 empty] | 2023-08-06 | 2024 | 23-24 | 0 | 0 | 0 | 0 | 0 | 0 | 0 | 0 | 648612 | 142136.5 | 139347 | 937017 | 0 | 0 | 0 | 0 | 0 | 0 | 0 | 0
[9 empty] | 2023-08-07 | 2024 | 23-24 | 0 | 0 | 0 | 0 | 0 | 0 | 0 | 0 | 648612 | 142136.5 | 139347 | 937017 | 0 | 0 | 0 | 0 | 0 | 0 | 0 | 0
[9 empty] | 2023-08-08 | 2024 | 23-24 | 0 | 0 | 0 | 0 | 0 | 0 | 0 | 0 | 648612 | 142136.5 | 139347 | 937017 | 0 | 0 | 0 | 0 | 0 | 0 | 0 | 0
[9 empty] | 2023-08-09 | 2024 | 23-24 | 0 | 0 | 0 | 0 | 0 | 0 | 0 | 0 | 648612 | 142136.5 | 139347 | 937017 | 0 | 0 | 0 | 0 | 0 | 0 | 0 | 0
[9 empty] | 2023-08-10 | 2024 | 23-24 | 0 | 0 | 0 | 0 | 0 | 0 | 0 | 0 | 648612 | 142136.5 | 139347 | 937017 | 0 | 0 | 0 | 0 | 0 | 0 | 0 | 0
[9 empty] | 2023-08-11 | 2024 | 23-24 | 0 | 0 | 0 | 0 | 0 | 0 | 0 | 0 | 648612 | 142136.5 | 139347 | 937017 | 0 | 0 | 0 | 0 | 0 | 0 | 0 | 0
[9 empty] | 2023-08-12 | 2024 | 23-24 | 0 | 0 | 47433.3635 | 47433.3635 | 0 | 0 | 336 | 336 | 648612 | 142136.5 | 139347 | 937017 | 0 | 0 | 0.3404 | 0.050622 | 0 | 0 | 0.0024112 | 0.00035858
[9 empty] | 2023-08-13 | 2024 | 23-24 | 0 | 0 | 0 | 0 | 0 | 0 | 0 | 0 | 648612 | 142136.5 | 139347 | 937017 | 0 | 0 | 0 | 0 | 0 | 0 | 0 | 0
[9 empty] | 2023-08-14 | 2024 | 23-24 | 0 | 0 | 0 | 0 | 0 | 0 | 0 | 0 | 648612 | 142136.5 | 139347 | 937017 | 0 | 0 | 0 | 0 | 0 | 0 | 0 | 0
[9 empty] | 2023-08-15 | 2024 | 23-24 | 0 | 0 | 0 | 0 | 0 | 0 | 0 | 0 | 648612 | 142136.5 | 139347 | 937017 | 0 | 0 | 0 | 0 | 0 | 0 | 0 | 0
[9 empty] | 2023-08-16 | 2024 | 23-24 | 0 | 0 | 0 | 0 | 0 | 0 | 0 | 0 | 648612 | 142136.5 | 139347 | 937017 | 0 | 0 | 0 | 0 | 0 | 0 | 0 | 0
[9 empty] | 2023-08-17 | 2024 | 23-24 | 0 | 0 | 0 | 0 | 0 | 0 | 0 | 0 | 648612 | 142136.5 | 139347 | 937017 | 0 | 0 | 0 | 0 | 0 | 0 | 0 | 0
[9 empty] | 2023-08-18 | 2024 | 23-24 | 0 | 0 | 0 | 0 | 0 | 0 | 0 | 0 | 648612 | 142136.5 | 139347 | 937017 | 0 | 0 | 0 | 0 | 0 | 0 | 0 | 0
[9 empty] | 2023-08-19 | 2024 | 23-24 | 0 | 0 | 0 | 0 | 0 | 0 | 0 | 0 | 648612 | 142136.5 | 139347 | 937017 | 0 | 0 | 0 | 0 | 0 | 0 | 0 | 0
[9 empty] | 2023-08-20 | 2024 | 23-24 | 0 | 0 | 0 | 0 | 0 | 0 | 0 | 0 | 648612 | 142136.5 | 139347 | 937017 | 0 | 0 | 0 | 0 | 0 | 0 | 0 | 0
[9 empty] | 2023-08-21 | 2024 | 23-24 | 0 | 0 | 0 | 0 | 0 | 0 | 0 | 0 | 648612 | 142136.5 | 139347 | 937017 | 0 | 0 | 0 | 0 | 0 | 0 | 0 | 0
[9 empty] | 2023-08-22 | 2024 | 23-24 | 0 | 0 | 0 | 0 | 0 | 0 | 0 | 0 | 648612 | 142136.5 | 139347 | 937017 | 0 | 0 | 0 | 0 | 0 | 0 | 0 | 0
[9 empty] | 2023-08-23 | 2024 | 23-24 | 0 | 0 | 0 | 0 | 0 | 0 | 0 | 0 | 648612 | 142136.5 | 139347 | 937017 | 0 | 0 | 0 | 0 | 0 | 0 | 0 | 0
[9 empty] | 2023-08-24 | 2024 | 23-24 | 0 | 0 | 0 | 0 | 0 | 0 | 0 | 0 | 648612 | 142136.5 | 139347 | 937017 | 0 | 0 | 0 | 0 | 0 | 0 | 0 | 0
[9 empty] | 2023-08-25 | 2024 | 23-24 | 0 | 0 | 0 | 0 | 0 | 0 | 0 | 0 | 648612 | 142136.5 | 139347 | 937017 | 0 | 0 | 0 | 0 | 0 | 0 | 0 | 0
[9 empty] | 2023-08-26 | 2024 | 23-24 | 0 | 0 | 0 | 0 | 0 | 0 | 0 | 0 | 648612 | 142136.5 | 139347 | 937017 | 0 | 0 | 0 | 0 | 0 | 0 | 0 | 0
[9 empty] | 2023-08-27 | 2024 | 23-24 | 0 | 0 | 0 | 0 | 0 | 0 | 0 | 0 | 648612 | 142136.5 | 139347 | 937017 | 0 | 0 | 0 | 0 | 0 | 0 | 0 | 0
[9 empty] | 2023-08-28 | 2024 | 23-24 | 0 | 0 | 0 | 0 | 0 | 0 | 0 | 0 | 648612 | 142136.5 | 139347 | 937017 | 0 | 0 | 0 | 0 | 0 | 0 | 0 | 0
[9 empty] | 2023-08-29 | 2024 | 23-24 | 0 | 0 | 0 | 0 | 0 | 0 | 0 | 0 | 648612 | 142136.5 | 139347 | 937017 | 0 | 0 | 0 | 0 | 0 | 0 | 0 | 0
[9 empty] | 2023-08-30 | 2024 | 23-24 | 0 | 0 | 0 | 0 | 0 | 0 | 0 | 0 | 648612 | 142136.5 | 139347 | 937017 | 0 | 0 | 0 | 0 | 0 | 0 | 0 | 0
[9 empty] | 2023-08-31 | 2024 | 23-24 | 0 | 0 | 0 | 0 | 0 | 0 | 0 | 0 | 648612 | 142136.5 | 139347 | 937017 | 0 | 0 | 0 | 0 | 0 | 0 | 0 | 0
[9 empty] | 2023-09-01 | 2024 | 23-24 | 0 | 0 | 0 | 0 | 0 | 0 | 0 | 0 | 648612 | 142136.5 | 139347 | 937017 | 0 | 0 | 0 | 0 | 0 | 0 | 0 | 0
[9 empty] | 2023-09-02 | 2024 | 23-24 | 0 | 0 | 0 | 0 | 0 | 0 | 0 | 0 | 648612 | 142136.5 | 139347 | 937017 | 0 | 0 | 0 | 0 | 0 | 0 | 0 | 0
[9 empty] | 2023-09-03 | 2024 | 23-24 | 0 | 0 | 0 | 0 | 0 | 0 | 0 | 0 | 648612 | 142136.5 | 139347 | 937017 | 0 | 0 | 0 | 0 | 0 | 0 | 0 | 0
[9 empty] | 2023-09-04 | 2024 | 23-24 | 0 | 0 | 0 | 0 | 0 | 0 | 0 | 0 | 648612 | 142136.5 | 139347 | 937017 | 0 | 0 | 0 | 0 | 0 | 0 | 0 | 0
[9 empty] | 2023-09-05 | 2024 | 23-24 | 0 | 0 | 0 | 0 | 0 | 0 | 0 | 0 | 648612 | 142136.5 | 139347 | 937017 | 0 | 0 | 0 | 0 | 0 | 0 | 0 | 0
[9 empty] | 2023-09-06 | 2024 | 23-24 | 0 | 0 | 0 | 0 | 0 | 0 | 0 | 0 | 648612 | 142136.5 | 139347 | 937017 | 0 | 0 | 0 | 0 | 0 | 0 | 0 | 0
[9 empty] | 2023-09-07 | 2024 | 23-24 | 0 | 0 | 0 | 0 | 0 | 0 | 0 | 0 | 648612 | 142136.5 | 139347 | 937017 | 0 | 0 | 0 | 0 | 0 | 0 | 0 | 0
[9 empty] | 2023-09-08 | 2024 | 23-24 | 0 | 0 | 0 | 0 | 0 | 0 | 0 | 0 | 648612 | 142136.5 | 139347 | 937017 | 0 | 0 | 0 | 0 | 0 | 0 | 0 | 0
[9 empty] | 2023-09-09 | 2024 | 23-24 | 0 | 0 | 0 | 0 | 0 | 0 | 0 | 0 | 648612 | 142136.5 | 139347 | 937017 | 0 | 0 | 0 | 0 | 0 | 0 | 0 | 0
[9 empty] | 2023-09-10 | 2024 | 23-24 | 0 | 0 | 0 | 0 | 0 | 0 | 0 | 0 | 648612 | 142136.5 | 139347 | 937017 | 0 | 0 | 0 | 0 | 0 | 0 | 0 | 0
[9 empty] | 2023-09-11 | 2024 | 23-24 | 0 | 0 | 0 | 0 | 0 | 0 | 0 | 0 | 648612 | 142136.5 | 139347 | 937017 | 0 | 0 | 0 | 0 | 0 | 0 | 0 | 0
[9 empty] | 2023-09-12 | 2024 | 23-24 | 0 | 0 | 0 | 0 | 0 | 0 | 0 | 0 | 648612 | 142136.5 | 139347 | 937017 | 0 | 0 | 0 | 0 | 0 | 0 | 0 | 0
[9 empty] | 2023-09-13 | 2024 | 23-24 | 0 | 0 | 0 | 0 | 0 | 0 | 0 | 0 | 648612 | 142136.5 | 139347 | 937017 | 0 | 0 | 0 | 0 | 0 | 0 | 0 | 0
[9 empty] | 2023-09-14 | 2024 | 23-24 | 0 | 0 | 0 | 0 | 0 | 0 | 0 | 0 | 648612 | 142136.5 | 139347 | 937017 | 0 | 0 | 0 | 0 | 0 | 0 | 0 | 0
[9 empty] | 2023-09-15 | 2024 | 23-24 | 0 | 0 | 0 | 0 | 0 | 0 | 0 | 0 | 648612 | 142136.5 | 139347 | 937017 | 0 | 0 | 0 | 0 | 0 | 0 | 0 | 0
[9 empty] | 2023-09-16 | 2024 | 23-24 | 0 | 0 | 0 | 0 | 0 | 0 | 0 | 0 | 648612 | 142136.5 | 139347 | 937017 | 0 | 0 | 0 | 0 | 0 | 0 | 0 | 0
[9 empty] | 2023-09-17 | 2024 | 23-24 | 0 | 0 | 0 | 0 | 0 | 0 | 0 | 0 | 648612 | 142136.5 | 139347 | 937017 | 0 | 0 | 0 | 0 | 0 | 0 | 0 | 0
[9 empty] | 2023-09-18 | 2024 | 23-24 | 0 | 0 | 0 | 0 | 0 | 0 | 0 | 0 | 648612 | 142136.5 | 139347 | 937017 | 0 | 0 | 0 | 0 | 0 | 0 | 0 | 0
[9 empty] | 2023-09-19 | 2024 | 23-24 | 0 | 0 | 0 | 0 | 0 | 0 | 0 | 0 | 648612 | 142136.5 | 139347 | 937017 | 0 | 0 | 0 | 0 | 0 | 0 | 0 | 0
[9 empty] | 2023-09-20 | 2024 | 23-24 | 0 | 0 | 0 | 0 | 0 | 0 | 0 | 0 | 648612 | 142136.5 | 139347 | 937017 | 0 | 0 | 0 | 0 | 0 | 0 | 0 | 0
[9 empty] | 2023-09-21 | 2024 | 23-24 | 0 | 0 | 0 | 0 | 0 | 0 | 0 | 0 | 648612 | 142136.5 | 139347 | 937017 | 0 | 0 | 0 | 0 | 0 | 0 | 0 | 0
[9 empty] | 2023-09-22 | 2024 | 23-24 | 0 | 0 | 0 | 0 | 0 | 0 | 0 | 0 | 648612 | 142136.5 | 139347 | 937017 | 0 | 0 | 0 | 0 | 0 | 0 | 0 | 0
[9 empty] | 2023-09-23 | 2024 | 23-24 | 0 | 0 | 0 | 0 | 0 | 0 | 0 | 0 | 648612 | 142136.5 | 139347 | 937017 | 0 | 0 | 0 | 0 | 0 | 0 | 0 | 0
[9 empty] | 2023-09-24 | 2024 | 23-24 | 0 | 0 | 0 | 0 | 0 | 0 | 0 | 0 | 648612 | 142136.5 | 139347 | 937017 | 0 | 0 | 0 | 0 | 0 | 0 | 0 | 0
[9 empty] | 2023-09-25 | 2024 | 23-24 | 0 | 0 | 0 | 0 | 0 | 0 | 0 | 0 | 648612 | 142136.5 | 139347 | 937017 | 0 | 0 | 0 | 0 | 0 | 0 | 0 | 0
[9 empty] | 2023-09-26 | 2024 | 23-24 | 0 | 0 | 0 | 0 | 0 | 0 | 0 | 0 | 648612 | 142136.5 | 139347 | 937017 | 0 | 0 | 0 | 0 | 0 | 0 | 0 | 0
[9 empty] | 2023-09-27 | 2024 | 23-24 | 0 | 0 | 0 | 0 | 0 | 0 | 0 | 0 | 648612 | 142136.5 | 139347 | 937017 | 0 | 0 | 0 | 0 | 0 | 0 | 0 | 0
[9 empty] | 2023-09-28 | 2024 | 23-24 | 0 | 0 | 0 | 0 | 0 | 0 | 0 | 0 | 648612 | 142136.5 | 139347 | 937017 | 0 | 0 | 0 | 0 | 0 | 0 | 0 | 0
[9 empty] | 2023-09-29 | 2024 | 23-24 | 0 | 0 | 0 | 0 | 0 | 0 | 0 | 0 | 648612 | 142136.5 | 139347 | 937017 | 0 | 0 | 0 | 0 | 0 | 0 | 0 | 0
[9 empty] | 2023-09-30 | 2024 | 23-24 | 0 | 0 | 0 | 0 | 0 | 0 | 0 | 0 | 648612 | 142136.5 | 139347 | 937017 | 0 | 0 | 0 | 0 | 0 | 0 | 0 | 0
[9 empty] | 2023-10-01 | 2024 | 23-24 | 0 | 0 | 0 | 0 | 0 | 0 | 0 | 0 | 648612 | 142136.5 | 139347 | 937017 | 0 | 0 | 0 | 0 | 0 | 0 | 0 | 0
[9 empty] | 2023-10-02 | 2024 | 0 | 0 | 0 | 0 | 0 | 0 | 0 | 0 | 0 | 648612 | 142136.5 | 139347 | 937017 | 0 | 0 | 0 | 0 | 0 | 0 | 0 | 0
[9 empty] | 2023-10-03 | 2024 | 23-24 | 0 | 0 | 0 | 0 | 0 | 0 | 0 | 0 | 648612 | 142136.5 | 139347 | 937017 | 0 | 0 | 0 | 0 | 0 | 0 | 0 | 0
[9 empty] | 2023-10-04 | 2024 | 23-24 | 0 | 0 | 0 | 0 | 0 | 0 | 0 | 0 | 648612 | 142136.5 | 139347 | 937017 | 0 | 0 | 0 | 0 | 0 | 0 | 0 | 0
[9 empty] | 2023-10-05 | 2024 | 23-24 | 0 | 0 | 0 | 0 | 0 | 0 | 0 | 0 | 648612 | 142136.5 | 139347 | 937017 | 0 | 0 | 0 | 0 | 0 | 0 | 0 | 0
[9 empty] | 2023-10-06 | 2024 | 23-24 | 0 | 0 | 0 | 0 | 0 | 0 | 0 | 0 | 648612 | 142136.5 | 139347 | 937017 | 0 | 0 | 0 | 0 | 0 | 0 | 0 | 0
[9 empty] | 2023-10-07 | 2024 | 23-24 | 0 | 0 | 0 | 0 | 0 | 0 | 0 | 0 | 648612 | 142136.5 | 139347 | 937017 | 0 | 0 | 0 | 0 | 0 | 0 | 0 | 0
[9 empty] | 2023-10-08 | 2024 | 23-24 | 0 | 0 | 0 | 0 | 0 | 0 | 0 | 0 | 648612 | 142136.5 | 139347 | 937017 | 0 | 0 | 0 | 0 | 0 | 0 | 0 | 0
[9 empty] | 2023-10-09 | 2024 | 23-24 | 0 | 0 | 0 | 0 | 0 | 0 | 0 | 0 | 648612 | 142136.5 | 139347 | 937017 | 0 | 0 | 0 | 0 | 0 | 0 | 0 | 0
[9 empty] | 2023-10-10 | 2024 | 23-24 | 0 | 0 | 0 | 0 | 0 | 0 | 0 | 0 | 648612 | 142136.5 | 139347 | 937017 | 0 | 0 | 0 | 0 | 0 | 0 | 0 | 0
[9 empty] | 2023-10-11 | 2024 | 23-24 | 0 | 0 | 0 | 0 | 0 | 0 | 0 | 0 | 648612 | 142136.5 | 139347 | 937017 | 0 | 0 | 0 | 0 | 0 | 0 | 0 | 0
[9 empty] | 2023-10-12 | 2024 | 23-24 | 0 | 0 | 0 | 0 | 0 | 0 | 0 | 0 | 648612 | 142136.5 | 139347 | 937017 | 0 | 0 | 0 | 0 | 0 | 0 | 0 | 0
[9 empty] | 2023-10-13 | 2024 | 23-24 | 0 | 0 | 0 | 0 | 0 | 0 | 0 | 0 | 648612 | 142136.5 | 139347 | 937017 | 0 | 0 | 0 | 0 | 0 | 0 | 0 | 0
[9 empty] | 2023-10-14 | 2024 | 23-24 | 0 | 0 | 0 | 0 | 0 | 0 | 0 | 0 | 648612 | 142136.5 | 139347 | 937017 | 0 | 0 | 0 | 0 | 0 | 0 | 0 | 0
[9 empty] | 2023-10-15 | 2024 | 23-24 | 0 | 0 | 0 | 0 | 0 | 0 | 0 | 0 | 648612 | 142136.5 | 139347 | 937017 | 0 | 0 | 0 | 0 | 0 | 0 | 0 | 0
[9 empty] | 2023-10-16 | 2024 | 23-24 | 0 | 0 | 0 | 0 | 0 | 0 | 0 | 0 | 648612 | 142136.5 | 139347 | 937017 | 0 | 0 | 0 | 0 | 0 | 0 | 0 | 0
[9 empty] | 2023-10-17 | 2024 | 23-24 | 0 | 0 | 0 | 0 | 0 | 0 | 0 | 0 | 648612 | 142136.5 | 139347 | 937017 | 0 | 0 | 0 | 0 | 0 | 0 | 0 | 0
[9 empty] | 2023-10-18 | 2024 | 23-24 | 0 | 0 | 0 | 0 | 0 | 0 | 0 | 0 | 648612 | 142136.5 | 139347 | 937017 | 0 | 0 | 0 | 0 | 0 | 0 | 0 | 0
[9 empty] | 2023-10-19 | 2024 | 23-24 | 0 | 0 | 0 | 0 | 0 | 0 | 0 | 0 | 648612 | 142136.5 | 139347 | 937017 | 0 | 0 | 0 | 0 | 0 | 0 | 0 | 0
[9 empty] | 2023-10-20 | 2024 | 23-24 | 0 | 0 | 0 | 0 | 0 | 0 | 0 | 0 | 648612 | 142136.5 | 139347 | 937017 | 0 | 0 | 0 | 0 | 0 | 0 | 0 | 0
[9 empty] | 2023-10-21 | 2024 | 23-24 | 0 | 0 | 0 | 0 | 0 | 0 | 0 | 0 | 648612 | 142136.5 | 139347 | 937017 | 0 | 0 | 0 | 0 | 0 | 0 | 0 | 0
[9 empty] | 2023-10-22 | 2024 | 23-24 | 0 | 0 | 0 | 0 | 0 | 0 | 0 | 0 | 648612 | 142136.5 | 139347 | 937017 | 0 | 0 | 0 | 0 | 0 | 0 | 0 | 0
[9 empty] | 2023-10-23 | 2024 | 23-24 | 0 | 0 | 0 | 0 | 0 | 0 | 0 | 0 | 648612 | 142136.5 | 139347 | 937017 | 0 | 0 | 0 | 0 | 0 | 0 | 0 | 0
[9 empty] | 2023-10-24 | 2024 | 23-24 | 0 | 0 | 0 | 0 | 0 | 0 | 0 | 0 | 648612 | 142136.5 | 139347 | 937017 | 0 | 0 | 0 | 0 | 0 | 0 | 0 | 0
[9 empty] | 2023-10-25 | 2024 | 23-24 | 0 | 0 | 0 | 0 | 0 | 0 | 0 | 0 | 648612 | 142136.5 | 139347 | 937017 | 0 | 0 | 0 | 0 | 0 | 0 | 0 | 0
[9 empty] | 2023-10-26 | 2024 | 23-24 | 0 | 0 | 0 | 0 | 0 | 0 | 0 | 0 | 648612 | 142136.5 | 139347 | 937017 | 0 | 0 | 0 | 0 | 0 | 0 | 0 | 0
[9 empty] | 2023-10-27 | 2024 | 23-24 | 0 | 0 | 0 | 0 | 0 | 0 | 0 | 0 | 648612 | 142136.5 | 139347 | 937017 | 0 | 0 | 0 | 0 | 0 | 0 | 0 | 0
[9 empty] | 2023-10-28 | 2024 | 23-24 | 0 | 0 | 0 | 0 | 0 | 0 | 0 | 0 | 648612 | 142136.5 | 139347 | 937017 | 0 | 0 | 0 | 0 | 0 | 0 | 0 | 0
[9 empty] | 2023-10-29 | 2024 | 23-24 | 0 | 0 | 0 | 0 | 0 | 0 | 0 | 0 | 648612 | 142136.5 | 139347 | 937017 | 0 | 0 | 0 | 0 | 0 | 0 | 0 | 0
[9 empty] | 2023-10-30 | 2024 | 23-24 | 0 | 0 | 0 | 0 | 0 | 0 | 0 | 0 | 648612 | 142136.5 | 139347 | 937017 | 0 | 0 | 0 | 0 | 0 | 0 | 0 | 0
[9 empty] | 2023-10-31 | 2024 | 23-24 | 0 | 0 | 0 | 0 | 0 | 0 | 0 | 0 | 648612 | 142136.5 | 139347 | 937017 | 0 | 0 | 0 | 0 | 0 | 0 | 0 | 0
[9 empty] | 2023-11-01 | 2024 | 23-24 | 0 | 0 | 0 | 0 | 0 | 0 | 0 | 0 | 648612 | 142136.5 | 139347 | 937017 | 0 | 0 | 0 | 0 | 0 | 0 | 0 | 0
[9 empty] | 2023-11-02 | 2024 | 23-24 | 0 | 0 | 0 | 0 | 0 | 0 | 0 | 0 | 648612 | 142136.5 | 139347 | 937017 | 0 | 0 | 0 | 0 | 0 | 0 | 0 | 0
[9 empty] | 2023-11-03 | 2024 | 23-24 | 0 | 0 | 0 | 0 | 0 | 0 | 0 | 0 | 648612 | 142136.5 | 139347 | 937017 | 0 | 0 | 0 | 0 | 0 | 0 | 0 | 0
[9 empty] | 2023-11-04 | 2024 | 23-24 | 0 | 0 | 0 | 0 | 0 | 0 | 0 | 0 | 648612 | 142136.5 | 139347 | 937017 | 0 | 0 | 0 | 0 | 0 | 0 | 0 | 0
[9 empty] | 2023-11-05 | 2024 | 23-24 | 0 | 0 | 0 | 0 | 0 | 0 | 0 | 0 | 648612 | 142136.5 | 139347 | 937017 | 0 | 0 | 0 | 0 | 0 | 0 | 0 | 0
[9 empty] | 2023-11-06 | 2024 | 23-24 | 0 | 0 | 0 | 0 | 0 | 0 | 0 | 0 | 648612 | 142136.5 | 139347 | 937017 | 0 | 0 | 0 | 0 | 0 | 0 | 0 | 0
[9 empty] | 2023-11-07 | 2024 | 23-24 | 0 | 0 | 0 | 0 | 0 | 0 | 0 | 0 | 648612 | 142136.5 | 139347 | 937017 | 0 | 0 | 0 | 0 | 0 | 0 | 0 | 0
[9 empty] | 2023-11-08 | 2024 | 23-24 | 0 | 0 | 0 | 0 | 0 | 0 | 0 | 0 | 648612 | 142136.5 | 139347 | 937017 | 0 | 0 | 0 | 0 | 0 | 0 | 0 | 0
[9 empty] | 2023-11-09 | 2024 | 23-24 | 0 | 0 | 0 | 0 | 0 | 0 | 0 | 0 | 648612 | 142136.5 | 139347 | 937017 | 0 | 0 | 0 | 0 | 0 | 0 | 0 | 0
[9 empty] | 2023-11-10 | 2024 | 23-24 | 0 | 0 | 0 | 0 | 0 | 0 | 0 | 0 | 648612 | 142136.5 | 139347 | 937017 | 0 | 0 | 0 | 0 | 0 | 0 | 0 | 0
[9 empty] | 2023-11-11 | 2024 | 23-24 | 0 | 0 | 0 | 0 | 0 | 0 | 0 | 0 | 648612 | 142136.5 | 139347 | 937017 | 0 | 0 | 0 | 0 | 0 | 0 | 0 | 0
[9 empty] | 2023-11-12 | 2024 | 23-24 | 0 | 0 | 0 | 0 | 0 | 0 | 0 | 0 | 648612 | 142136.5 | 139347 | 937017 | 0 | 0 | 0 | 0 | 0 | 0 | 0 | 0
[9 empty] | 2023-11-13 | 2024 | 23-24 | 0 | 0 | 0 | 0 | 0 | 0 | 0 | 0 | 648612 | 142136.5 | 139347 | 937017 | 0 | 0 | 0 | 0 | 0 | 0 | 0 | 0
[9 empty] | 2023-11-14 | 2024 | 23-24 | 0 | 0 | 0 | 0 | 0 | 0 | 0 | 0 | 648612 | 142136.5 | 139347 | 937017 | 0 | 0 | 0 | 0 | 0 | 0 | 0 | 0
[9 empty] | 2023-11-15 | 2024 | 23-24 | 0 | 0 | 0 | 0 | 0 | 0 | 0 | 0 | 648612 | 142136.5 | 139347 | 937017 | 0 | 0 | 0 | 0 | 0 | 0 | 0 | 0
[9 empty] | 2023-11-16 | 2024 | 23-24 | 0 | 0 | 7068 | 7068 | 0 | 0 | 155 | 155 | 648612 | 142136.5 | 139347 | 937017 | 0 | 0 | 0.050722 | 0.0075431 | 0 | 0 | 0.0011123 | 0.00016542
[9 empty] | 2023-11-17 | 2024 | 23-24 | 0 | 0 | 0 | 0 | 0 | 0 | 0 | 0 | 648612 | 142136.5 | 139347 | 937017 | 0 | 0 | 0 | 0 | 0 | 0 | 0 | 0
[9 empty] | 2023-11-18 | 2024 | 23-24 | 0 | 0 | 0 | 0 | 0 | 0 | 0 | 0 | 648612 | 142136.5 | 139347 | 937017 | 0 | 0 | 0 | 0 | 0 | 0 | 0 | 0
[9 empty] | 2023-11-19 | 2024 | 23-24 | 0 | 0 | 0 | 0 | 0 | 0 | 0 | 0 | 648612 | 142136.5 | 139347 | 937017 | 0 | 0 | 0 | 0 | 0 | 0 | 0 | 0
[9 empty] | 2023-11-20 | 2024 | 23-24 | 0 | 0 | 0 | 0 | 0 | 0 | 0 | 0 | 648612 | 142136.5 | 139347 | 937017 | 0 | 0 | 0 | 0 | 0 | 0 | 0 | 0
[9 empty] | 2023-11-21 | 2024 | 23-24 | 0 | 0 | 0 | 0 | 0 | 0 | 0 | 0 | 648612 | 142136.5 | 139347 | 937017 | 0 | 0 | 0 | 0 | 0 | 0 | 0 | 0
[9 empty] | 2023-11-22 | 2024 | 23-24 | 0 | 0 | 0 | 0 | 0 | 0 | 0 | 0 | 648612 | 142136.5 | 139347 | 937017 | 0 | 0 | 0 | 0 | 0 | 0 | 0 | 0
[9 empty] | 2023-11-23 | 2024 | 23-24 | 0 | 0 | 0 | 0 | 0 | 0 | 0 | 0 | 648612 | 142136.5 | 139347 | 937017 | 0 | 0 | 0 | 0 | 0 | 0 | 0 | 0
[9 empty] | 2023-11-24 | 2024 | 23-24 | 0 | 0 | 0 | 0 | 0 | 0 | 0 | 0 | 648612 | 142136.5 | 139347 | 937017 | 0 | 0 | 0 | 0 | 0 | 0 | 0 | 0
[9 empty] | 2023-11-25 | 2024 | 23-24 | 0 | 0 | 0 | 0 | 0 | 0 | 0 | 0 | 648612 | 142136.5 | 139347 | 937017 | 0 | 0 | 0 | 0 | 0 | 0 | 0 | 0
[9 empty] | 2023-11-26 | 2024 | 23-24 | 0 | 0 | 0 | 0 | 0 | 0 | 0 | 0 | 648612 | 142136.5 | 139347 | 937017 | 0 | 0 | 0 | 0 | 0 | 0 | 0 | 0
[9 empty] | 2023-11-27 | 2024 | 23-24 | 0 | 0 | 0 | 0 | 0 | 0 | 0 | 0 | 648612 | 142136.5 | 139347 | 937017 | 0 | 0 | 0 | 0 | 0 | 0 | 0 | 0
[9 empty] | 2023-11-28 | 2024 | 0 | 0 | 0 | 0 | 0 | 0 | 0 | 0 | 0 | 648612 | 142136.5 | 139347 | 937017 | 0 | 0 | 0 | 0 | 0 | 0 | 0 | 0
[9 empty] | 2023-11-29 | 2024 | 23-24 | 0 | 0 | 0 | 0 | 0 | 0 | 0 | 0 | 648612 | 142136.5 | 139347 | 937017 | 0 | 0 | 0 | 0 | 0 | 0 | 0 | 0
[9 empty] | 2023-11-30 | 2024 | 23-24 | 0 | 0 | 0 | 0 | 0 | 0 | 0 | 0 | 648612 | 142136.5 | 139347 | 937017 | 0 | 0 | 0 | 0 | 0 | 0 | 0 | 0
[9 empty] | 2023-12-01 | 2024 | 23-24 | 0 | 0 | 0 | 0 | 0 | 0 | 0 | 0 | 648612 | 142136.5 | 139347 | 937017 | 0 | 0 | 0 | 0 | 0 | 0 | 0 | 0
[9 empty] | 2023-12-02 | 2024 | 23-24 | 0 | 0 | 0 | 0 | 0 | 0 | 0 | 0 | 648612 | 142136.5 | 139347 | 937017 | 0 | 0 | 0 | 0 | 0 | 0 | 0 | 0
[9 empty] | 2023-12-03 | 2024 | 23-24 | 0 | 0 | 278.6667 | 278.6667 | 0 | 0 | 14.6667 | 14.6667 | 648612 | 142136.5 | 139347 | 937017 | 0 | 0 | 0.0019998 | 0.0002974 | 0 | 0 | 0.00010525 | 1.5653e-05
[9 empty] | 2023-12-04 | 2024 | 23-24 | 0 | 0 | 0 | 0 | 0 | 0 | 0 | 0 | 648612 | 142136.5 | 139347 | 937017 | 0 | 0 | 0 | 0 | 0 | 0 | 0 | 0
[9 empty] | 2023-12-05 | 2024 | 23-24 | 0 | 0 | 0 | 0 | 0 | 0 | 0 | 0 | 648612 | 142136.5 | 139347 | 937017 | 0 | 0 | 0 | 0 | 0 | 0 | 0 | 0
[9 empty] | 2023-12-06 | 2024 | 23-24 | 0 | 0 | 0 | 0 | 0 | 0 | 0 | 0 | 648612 | 142136.5 | 139347 | 937017 | 0 | 0 | 0 | 0 | 0 | 0 | 0 | 0
[9 empty] | 2023-12-07 | 2024 | 23-24 | 0 | 0 | 0 | 0 | 0 | 0 | 0 | 0 | 648612 | 142136.5 | 139347 | 937017 | 0 | 0 | 0 | 0 | 0 | 0 | 0 | 0
[9 empty] | 2023-12-08 | 2024 | 0 | 0 | 0 | 0 | 0 | 0 | 0 | 0 | 0 | 648612 | 142136.5 | 139347 | 937017 | 0 | 0 | 0 | 0 | 0 | 0 | 0 | 0
[9 empty] | 2023-12-09 | 2024 | 23-24 | 0 | 0 | 0 | 0 | 0 | 0 | 0 | 0 | 648612 | 142136.5 | 139347 | 937017 | 0 | 0 | 0 | 0 | 0 | 0 | 0 | 0
[9 empty] | 2023-12-10 | 2024 | 23-24 | 0 | 0 | 0 | 0 | 0 | 0 | 0 | 0 | 648612 | 142136.5 | 139347 | 937017 | 0 | 0 | 0 | 0 | 0 | 0 | 0 | 0
[9 empty] | 2023-12-11 | 2024 | 0 | 0 | 0 | 0 | 0 | 0 | 0 | 0 | 0 | 648612 | 142136.5 | 139347 | 937017 | 0 | 0 | 0 | 0 | 0 | 0 | 0 | 0
[9 empty] | 2023-12-12 | 2024 | 23-24 | 0 | 0 | 0 | 0 | 0 | 0 | 0 | 0 | 648612 | 142136.5 | 139347 | 937017 | 0 | 0 | 0 | 0 | 0 | 0 | 0 | 0
[9 empty] | 2023-12-13 | 2024 | 23-24 | 0 | 0 | 0 | 0 | 0 | 0 | 0 | 0 | 648612 | 142136.5 | 139347 | 937017 | 0 | 0 | 0 | 0 | 0 | 0 | 0 | 0
[9 empty] | 2023-12-14 | 2024 | 23-24 | 0 | 0 | 0 | 0 | 0 | 0 | 0 | 0 | 648612 | 142136.5 | 139347 | 937017 | 0 | 0 | 0 | 0 | 0 | 0 | 0 | 0
[9 empty] | 2023-12-15 | 2024 | 23-24 | 0 | 0 | 0 | 0 | 0 | 0 | 0 | 0 | 648612 | 142136.5 | 139347 | 937017 | 0 | 0 | 0 | 0 | 0 | 0 | 0 | 0
[9 empty] | 2023-12-16 | 2024 | 23-24 | 0 | 0 | 0 | 0 | 0 | 0 | 0 | 0 | 648612 | 142136.5 | 139347 | 937017 | 0 | 0 | 0 | 0 | 0 | 0 | 0 | 0
[9 empty] | 2023-12-17 | 2024 | 23-24 | 0 | 0 | 0 | 0 | 0 | 0 | 0 | 0 | 648612 | 142136.5 | 139347 | 937017 | 0 | 0 | 0 | 0 | 0 | 0 | 0 | 0
[9 empty] | 2023-12-18 | 2024 | 23-24 | 0 | 0 | 0 | 0 | 0 | 0 | 0 | 0 | 648612 | 142136.5 | 139347 | 937017 | 0 | 0 | 0 | 0 | 0 | 0 | 0 | 0
[9 empty] | 2023-12-19 | 2024 | 23-24 | 0 | 0 | 0 | 0 | 0 | 0 | 0 | 0 | 648612 | 142136.5 | 139347 | 937017 | 0 | 0 | 0 | 0 | 0 | 0 | 0 | 0
[9 empty] | 2023-12-20 | 2024 | 23-24 | 0 | 0 | 0 | 0 | 0 | 0 | 0 | 0 | 648612 | 142136.5 | 139347 | 937017 | 0 | 0 | 0 | 0 | 0 | 0 | 0 | 0
[9 empty] | 2023-12-21 | 2024 | 23-24 | 0 | 0 | 0 | 0 | 0 | 0 | 0 | 0 | 648612 | 142136.5 | 139347 | 937017 | 0 | 0 | 0 | 0 | 0 | 0 | 0 | 0
[9 empty] | 2023-12-22 | 2024 | 23-24 | 0 | 0 | 0 | 0 | 0 | 0 | 0 | 0 | 648612 | 142136.5 | 139347 | 937017 | 0 | 0 | 0 | 0 | 0 | 0 | 0 | 0
[9 empty] | 2023-12-23 | 2024 | 23-24 | 0 | 0 | 0 | 0 | 0 | 0 | 0 | 0 | 648612 | 142136.5 | 139347 | 937017 | 0 | 0 | 0 | 0 | 0 | 0 | 0 | 0
[9 empty] | 2023-12-24 | 2024 | 23-24 | 0 | 0 | 0 | 0 | 0 | 0 | 0 | 0 | 648612 | 142136.5 | 139347 | 937017 | 0 | 0 | 0 | 0 | 0 | 0 | 0 | 0
[9 empty] | 2023-12-25 | 2024 | 23-24 | 0 | 0 | 0 | 0 | 0 | 0 | 0 | 0 | 648612 | 142136.5 | 139347 | 937017 | 0 | 0 | 0 | 0 | 0 | 0 | 0 | 0
[9 empty] | 2023-12-26 | 2024 | 23-24 | 0 | 0 | 0 | 0 | 0 | 0 | 0 | 0 | 648612 | 142136.5 | 139347 | 937017 | 0 | 0 | 0 | 0 | 0 | 0 | 0 | 0
[9 empty] | 2023-12-27 | 2024 | 23-24 | 0 | 0 | 0 | 0 | 0 | 0 | 0 | 0 | 648612 | 142136.5 | 139347 | 937017 | 0 | 0 | 0 | 0 | 0 | 0 | 0 | 0
[9 empty] | 2023-12-28 | 2024 | 0 | 0 | 0 | 0 | 0 | 0 | 0 | 0 | 0 | 648612 | 142136.5 | 139347 | 937017 | 0 | 0 | 0 | 0 | 0 | 0 | 0 | 0
[9 empty] | 2023-12-29 | 2024 | 23-24 | 0 | 0 | 0 | 0 | 0 | 0 | 0 | 0 | 648612 | 142136.5 | 139347 | 937017 | 0 | 0 | 0 | 0 | 0 | 0 | 0 | 0
[9 empty] | 2023-12-30 | 2024 | 23-24 | 0 | 0 | 0 | 0 | 0 | 0 | 0 | 0 | 648612 | 142136.5 | 139347 | 937017 | 0 | 0 | 0 | 0 | 0 | 0 | 0 | 0
[9 empty] | 2023-12-31 | 2024 | 23-24 | 0 | 0 | 0 | 0 | 0 | 0 | 0 | 0 | 648612 | 142136.5 | 139347 | 937017 | 0 | 0 | 0 | 0 | 0 | 0 | 0 | 0
[9 empty] | 2024-01-01 | 2024 | 23-24 | 0 | 0 | 0 | 0 | 0 | 0 | 0 | 0 | 648612 | 142136.5 | 139347 | 937017 | 0 | 0 | 0 | 0 | 0 | 0 | 0 | 0
[9 empty] | 2024-01-02 | 2024 | 23-24 | 0 | 0 | 0 | 0 | 0 | 0 | 0 | 0 | 648612 | 142136.5 | 139347 | 937017 | 0 | 0 | 0 | 0 | 0 | 0 | 0 | 0
[9 empty] | 2024-01-03 | 2024 | 23-24 | 0 | 0 | 0 | 0 | 0 | 0 | 0 | 0 | 648612 | 142136.5 | 139347 | 937017 | 0 | 0 | 0 | 0 | 0 | 0 | 0 | 0
[9 empty] | 2024-01-04 | 2024 | 23-24 | 0 | 0 | 0 | 0 | 0 | 0 | 0 | 0 | 648612 | 142136.5 | 139347 | 937017 | 0 | 0 | 0 | 0 | 0 | 0 | 0 | 0
[9 empty] | 2024-01-05 | 2024 | 23-24 | 0 | 0 | 0 | 0 | 0 | 0 | 0 | 0 | 648612 | 142136.5 | 139347 | 937017 | 0 | 0 | 0 | 0 | 0 | 0 | 0 | 0
[9 empty] | 2024-01-06 | 2024 | 23-24 | 0 | 0 | 6608.25 | 6608.25 | 0 | 0 | 33 | 33 | 648612 | 142136.5 | 139347 | 937017 | 0 | 0 | 0.047423 | 0.0070524 | 0 | 0 | 0.00023682 | 3.5218e-05
[9 empty] | 2024-01-07 | 2024 | 23-24 | 0 | 0 | 0 | 0 | 0 | 0 | 0 | 0 | 648612 | 142136.5 | 139347 | 937017 | 0 | 0 | 0 | 0 | 0 | 0 | 0 | 0
[9 empty] | 2024-01-08 | 2024 | 23-24 | 0 | 0 | 0 | 0 | 0 | 0 | 0 | 0 | 648612 | 142136.5 | 139347 | 937017 | 0 | 0 | 0 | 0 | 0 | 0 | 0 | 0
[9 empty] | 2024-01-09 | 2024 | 23-24 | 0 | 0 | 0 | 0 | 0 | 0 | 0 | 0 | 648612 | 142136.5 | 139347 | 937017 | 0 | 0 | 0 | 0 | 0 | 0 | 0 | 0
[9 empty] | 2024-01-10 | 2024 | 23-24 | 0 | 0 | 0 | 0 | 0 | 0 | 0 | 0 | 648612 | 142136.5 | 139347 | 937017 | 0 | 0 | 0 | 0 | 0 | 0 | 0 | 0
[9 empty] | 2024-01-11 | 2024 | 23-24 | 0 | 0 | 0 | 0 | 0 | 0 | 0 | 0 | 648612 | 142136.5 | 139347 | 937017 | 0 | 0 | 0 | 0 | 0 | 0 | 0 | 0
[9 empty] | 2024-01-12 | 2024 | 23-24 | 0 | 0 | 0 | 0 | 0 | 0 | 0 | 0 | 648612 | 142136.5 | 139347 | 937017 | 0 | 0 | 0 | 0 | 0 | 0 | 0 | 0
[9 empty] | 2024-01-13 | 2024 | 23-24 | 0 | 0 | 0 | 0 | 0 | 0 | 0 | 0 | 648612 | 142136.5 | 139347 | 937017 | 0 | 0 | 0 | 0 | 0 | 0 | 0 | 0
[9 empty] | 2024-01-14 | 2024 | 23-24 | 0 | 0 | 0 | 0 | 0 | 0 | 0 | 0 | 648612 | 142136.5 | 139347 | 937017 | 0 | 0 | 0 | 0 | 0 | 0 | 0 | 0
[9 empty] | 2024-01-15 | 2024 | 23-24 | 0 | 0 | 0 | 0 | 0 | 0 | 0 | 0 | 648612 | 142136.5 | 139347 | 937017 | 0 | 0 | 0 | 0 | 0 | 0 | 0 | 0
[9 empty] | 2024-01-16 | 2024 | 23-24 | 0 | 0 | 295.89 | 295.89 | 0 | 0 | 0 | 0 | 648612 | 142136.5 | 139347 | 937017 | 0 | 0 | 0.0021234 | 0.00031578 | 0 | 0 | 0 | 0
[9 empty] | 2024-01-17 | 2024 | 23-24 | 0 | 0 | 0 | 0 | 0 | 0 | 0 | 0 | 648612 | 142136.5 | 139347 | 937017 | 0 | 0 | 0 | 0 | 0 | 0 | 0 | 0
[9 empty] | 2024-01-18 | 2024 | 23-24 | 0 | 0 | 0 | 0 | 0 | 0 | 0 | 0 | 648612 | 142136.5 | 139347 | 937017 | 0 | 0 | 0 | 0 | 0 | 0 | 0 | 0
[9 empty] | 2024-01-19 | 2024 | 23-24 | 0 | 0 | 0 | 0 | 0 | 0 | 0 | 0 | 648612 | 142136.5 | 139347 | 937017 | 0 | 0 | 0 | 0 | 0 | 0 | 0 | 0
[9 empty] | 2024-01-20 | 2024 | 23-24 | 0 | 0 | 0 | 0 | 0 | 0 | 0 | 0 | 648612 | 142136.5 | 139347 | 937017 | 0 | 0 | 0 | 0 | 0 | 0 | 0 | 0
[9 empty] | 2024-01-21 | 2024 | 23-24 | 0 | 0 | 0 | 0 | 0 | 0 | 0 | 0 | 648612 | 142136.5 | 139347 | 937017 | 0 | 0 | 0 | 0 | 0 | 0 | 0 | 0
[9 empty] | 2024-01-22 | 2024 | 23-24 | 0 | 0 | 0 | 0 | 0 | 0 | 0 | 0 | 648612 | 142136.5 | 139347 | 937017 | 0 | 0 | 0 | 0 | 0 | 0 | 0 | 0
[9 empty] | 2024-01-23 | 2024 | 23-24 | 0 | 0 | 0 | 0 | 0 | 0 | 0 | 0 | 648612 | 142136.5 | 139347 | 937017 | 0 | 0 | 0 | 0 | 0 | 0 | 0 | 0
[9 empty] | 2024-01-24 | 2024 | 23-24 | 0 | 0 | 0 | 0 | 0 | 0 | 0 | 0 | 648612 | 142136.5 | 139347 | 937017 | 0 | 0 | 0 | 0 | 0 | 0 | 0 | 0
[9 empty] | 2024-01-25 | 2024 | 23-24 | 0 | 0 | 0 | 0 | 0 | 0 | 0 | 0 | 648612 | 142136.5 | 139347 | 937017 | 0 | 0 | 0 | 0 | 0 | 0 | 0 | 0
[9 empty] | 2024-01-26 | 2024 | 23-24 | 0 | 0 | 0 | 0 | 0 | 0 | 0 | 0 | 648612 | 142136.5 | 139347 | 937017 | 0 | 0 | 0 | 0 | 0 | 0 | 0 | 0
[9 empty] | 2024-01-27 | 2024 | 23-24 | 0 | 0 | 0 | 0 | 0 | 0 | 0 | 0 | 648612 | 142136.5 | 139347 | 937017 | 0 | 0 | 0 | 0 | 0 | 0 | 0 | 0
[9 empty] | 2024-01-28 | 2024 | 23-24 | 0 | 0 | 0 | 0 | 0 | 0 | 0 | 0 | 648612 | 142136.5 | 139347 | 937017 | 0 | 0 | 0 | 0 | 0 | 0 | 0 | 0
[9 empty] | 2024-01-29 | 2024 | 23-24 | 0 | 0 | 0 | 0 | 0 | 0 | 0 | 0 | 648612 | 142136.5 | 139347 | 937017 | 0 | 0 | 0 | 0 | 0 | 0 | 0 | 0
[9 empty] | 2024-01-30 | 2024 | 23-24 | 0 | 0 | 0 | 0 | 0 | 0 | 0 | 0 | 648612 | 142136.5 | 139347 | 937017 | 0 | 0 | 0 | 0 | 0 | 0 | 0 | 0
[9 empty] | 2024-01-31 | 2024 | 23-24 | 0 | 0 | 0 | 0 | 0 | 0 | 0 | 0 | 648612 | 142136.5 | 139347 | 937017 | 0 | 0 | 0 | 0 | 0 | 0 | 0 | 0
[9 empty] | 2024-02-01 | 2024 | 23-24 | 0 | 0 | 0 | 0 | 0 | 0 | 0 | 0 | 648612 | 142136.5 | 139347 | 937017 | 0 | 0 | 0 | 0 | 0 | 0 | 0 | 0
[9 empty] | 2024-02-02 | 2024 | 23-24 | 0 | 0 | 0 | 0 | 0 | 0 | 0 | 0 | 648612 | 142136.5 | 139347 | 937017 | 0 | 0 | 0 | 0 | 0 | 0 | 0 | 0
[9 empty] | 2024-02-03 | 2024 | 23-24 | 0 | 0 | 0 | 0 | 0 | 0 | 0 | 0 | 648612 | 142136.5 | 139347 | 937017 | 0 | 0 | 0 | 0 | 0 | 0 | 0 | 0
[9 empty] | 2024-02-04 | 2024 | 23-24 | 0 | 0 | 0 | 0 | 0 | 0 | 0 | 0 | 648612 | 142136.5 | 139347 | 937017 | 0 | 0 | 0 | 0 | 0 | 0 | 0 | 0
[9 empty] | 2024-02-05 | 2024 | 23-24 | 0 | 0 | 0 | 0 | 0 | 0 | 0 | 0 | 648612 | 142136.5 | 139347 | 937017 | 0 | 0 | 0 | 0 | 0 | 0 | 0 | 0
[9 empty] | 2024-02-06 | 2024 | 23-24 | 0 | 0 | 0 | 0 | 0 | 0 | 0 | 0 | 648612 | 142136.5 | 139347 | 937017 | 0 | 0 | 0 | 0 | 0 | 0 | 0 | 0
[9 empty] | 2024-02-07 | 2024 | 23-24 | 0 | 0 | 0 | 0 | 0 | 0 | 0 | 0 | 648612 | 142136.5 | 139347 | 937017 | 0 | 0 | 0 | 0 | 0 | 0 | 0 | 0
[9 empty] | 2024-02-08 | 2024 | 23-24 | 0 | 0 | 0 | 0 | 0 | 0 | 0 | 0 | 648612 | 142136.5 | 139347 | 937017 | 0 | 0 | 0 | 0 | 0 | 0 | 0 | 0
[9 empty] | 2024-02-09 | 2024 | 23-24 | 0 | 0 | 0 | 0 | 0 | 0 | 0 | 0 | 648612 | 142136.5 | 139347 | 937017 | 0 | 0 | 0 | 0 | 0 | 0 | 0 | 0
[9 empty] | 2024-02-10 | 2024 | 23-24 | 0 | 0 | 0 | 0 | 0 | 0 | 0 | 0 | 648612 | 142136.5 | 139347 | 937017 | 0 | 0 | 0 | 0 | 0 | 0 | 0 | 0
[9 empty] | 2024-02-11 | 2024 | 23-24 | 0 | 0 | 654.5503 | 654.5503 | 0 | 0 | 17.6667 | 17.6667 | 648612 | 142136.5 | 139347 | 937017 | 0 | 0 | 0.0046973 | 0.00069855 | 0 | 0 | 0.00012678 | 1.8854e-05
[9 empty] | 2024-02-12 | 2024 | 23-24 | 0 | 0 | 0 | 0 | 0 | 0 | 0 | 0 | 648612 | 142136.5 | 139347 | 937017 | 0 | 0 | 0 | 0 | 0 | 0 | 0 | 0
[9 empty] | 2024-02-13 | 2024 | 23-24 | 0 | 0 | 0 | 0 | 0 | 0 | 0 | 0 | 648612 | 142136.5 | 139347 | 937017 | 0 | 0 | 0 | 0 | 0 | 0 | 0 | 0
[9 empty] | 2024-02-14 | 2024 | 23-24 | 0 | 0 | 0 | 0 | 0 | 0 | 0 | 0 | 648612 | 142136.5 | 139347 | 937017 | 0 | 0 | 0 | 0 | 0 | 0 | 0 | 0
[9 empty] | 2024-02-15 | 2024 | 23-24 | 0 | 0 | 0 | 0 | 0 | 0 | 0 | 0 | 648612 | 142136.5 | 139347 | 937017 | 0 | 0 | 0 | 0 | 0 | 0 | 0 | 0
[9 empty] | 2024-02-16 | 2024 | 23-24 | 0 | 0 | 0 | 0 | 0 | 0 | 0 | 0 | 648612 | 142136.5 | 139347 | 937017 | 0 | 0 | 0 | 0 | 0 | 0 | 0 | 0
[9 empty] | 2024-02-17 | 2024 | 23-24 | 0 | 0 | 0 | 0 | 0 | 0 | 0 | 0 | 648612 | 142136.5 | 139347 | 937017 | 0 | 0 | 0 | 0 | 0 | 0 | 0 | 0
[9 empty] | 2024-02-18 | 2024 | 23-24 | 0 | 0 | 0 | 0 | 0 | 0 | 0 | 0 | 648612 | 142136.5 | 139347 | 937017 | 0 | 0 | 0 | 0 | 0 | 0 | 0 | 0
[9 empty] | 2024-02-19 | 2024 | 23-24 | 0 | 0 | 0 | 0 | 0 | 0 | 0 | 0 | 648612 | 142136.5 | 139347 | 937017 | 0 | 0 | 0 | 0 | 0 | 0 | 0 | 0
[9 empty] | 2024-02-20 | 2024 | 23-24 | 0 | 0 | 0 | 0 | 0 | 0 | 0 | 0 | 648612 | 142136.5 | 139347 | 937017 | 0 | 0 | 0 | 0 | 0 | 0 | 0 | 0
[9 empty] | 2024-02-21 | 2024 | 23-24 | 0 | 0 | 0 | 0 | 0 | 0 | 0 | 0 | 648612 | 142136.5 | 139347 | 937017 | 0 | 0 | 0 | 0 | 0 | 0 | 0 | 0
[9 empty] | 2024-02-22 | 2024 | 23-24 | 0 | 0 | 0 | 0 | 0 | 0 | 0 | 0 | 648612 | 142136.5 | 139347 | 937017 | 0 | 0 | 0 | 0 | 0 | 0 | 0 | 0
[9 empty] | 2024-02-23 | 2024 | 23-24 | 0 | 0 | 0 | 0 | 0 | 0 | 0 | 0 | 648612 | 142136.5 | 139347 | 937017 | 0 | 0 | 0 | 0 | 0 | 0 | 0 | 0
[9 empty] | 2024-02-24 | 2024 | 23-24 | 0 | 0 | 0 | 0 | 0 | 0 | 0 | 0 | 648612 | 142136.5 | 139347 | 937017 | 0 | 0 | 0 | 0 | 0 | 0 | 0 | 0
[9 empty] | 2024-02-25 | 2024 | 23-24 | 0 | 0 | 48533.6 | 48533.6 | 0 | 0 | 308 | 308 | 648612 | 142136.5 | 139347 | 937017 | 0 | 0 | 0.34829 | 0.051796 | 0 | 0 | 0.0022103 | 0.0003287
[9 empty] | 2024-02-26 | 2024 | 23-24 | 0 | 0 | 0 | 0 | 0 | 0 | 0 | 0 | 648612 | 142136.5 | 139347 | 937017 | 0 | 0 | 0 | 0 | 0 | 0 | 0 | 0
[9 empty] | 2024-02-27 | 2024 | 23-24 | 0 | 0 | 0 | 0 | 0 | 0 | 0 | 0 | 648612 | 142136.5 | 139347 | 937017 | 0 | 0 | 0 | 0 | 0 | 0 | 0 | 0
[9 empty] | 2024-02-28 | 2024 | 23-24 | 0 | 0 | 0 | 0 | 0 | 0 | 0 | 0 | 648612 | 142136.5 | 139347 | 937017 | 0 | 0 | 0 | 0 | 0 | 0 | 0 | 0
[9 empty] | 2024-02-29 | 2024 | 23-24 | 0 | 0 | 0 | 0 | 0 | 0 | 0 | 0 | 648612 | 142136.5 | 139347 | 937017 | 0 | 0 | 0 | 0 | 0 | 0 | 0 | 0
[9 empty] | 2024-03-01 | 2024 | 23-24 | 0 | 0 | 0 | 0 | 0 | 0 | 0 | 0 | 648612 | 142136.5 | 139347 | 937017 | 0 | 0 | 0 | 0 | 0 | 0 | 0 | 0
[9 empty] | 2024-03-02 | 2024 | 23-24 | 0 | 0 | 0 | 0 | 0 | 0 | 0 | 0 | 648612 | 142136.5 | 139347 | 937017 | 0 | 0 | 0 | 0 | 0 | 0 | 0 | 0
[9 empty] | 2024-03-03 | 2024 | 23-24 | 0 | 0 | 0 | 0 | 0 | 0 | 0 | 0 | 648612 | 142136.5 | 139347 | 937017 | 0 | 0 | 0 | 0 | 0 | 0 | 0 | 0
[9 empty] | 2024-03-04 | 2024 | 23-24 | 0 | 0 | 0 | 0 | 0 | 0 | 0 | 0 | 648612 | 142136.5 | 139347 | 937017 | 0 | 0 | 0 | 0 | 0 | 0 | 0 | 0
[9 empty] | 2024-03-05 | 2024 | 23-24 | 0 | 0 | 0 | 0 | 0 | 0 | 0 | 0 | 648612 | 142136.5 | 139347 | 937017 | 0 | 0 | 0 | 0 | 0 | 0 | 0 | 0
[9 empty] | 2024-03-06 | 2024 | 23-24 | 0 | 0 | 54427.4 | 54427.4 | 0 | 0 | 308 | 308 | 648612 | 142136.5 | 139347 | 937017 | 0 | 0 | 0.39059 | 0.058086 | 0 | 0 | 0.0022103 | 0.0003287
[9 empty] | 2024-03-07 | 2024 | 23-24 | 0 | 0 | 0 | 0 | 0 | 0 | 0 | 0 | 648612 | 142136.5 | 139347 | 937017 | 0 | 0 | 0 | 0 | 0 | 0 | 0 | 0
[9 empty] | 2024-03-08 | 2024 | 23-24 | 0 | 0 | 0 | 0 | 0 | 0 | 0 | 0 | 648612 | 142136.5 | 139347 | 937017 | 0 | 0 | 0 | 0 | 0 | 0 | 0 | 0
[9 empty] | 2024-03-09 | 2024 | 23-24 | 0 | 0 | 0 | 0 | 0 | 0 | 0 | 0 | 648612 | 142136.5 | 139347 | 937017 | 0 | 0 | 0 | 0 | 0 | 0 | 0 | 0
[9 empty] | 2024-03-10 | 2024 | 23-24 | 0 | 0 | 0 | 0 | 0 | 0 | 0 | 0 | 648612 | 142136.5 | 139347 | 937017 | 0 | 0 | 0 | 0 | 0 | 0 | 0 | 0
[9 empty] | 2024-03-11 | 2024 | 23-24 | 0 | 0 | 0 | 0 | 0 | 0 | 0 | 0 | 648612 | 142136.5 | 139347 | 937017 | 0 | 0 | 0 | 0 | 0 | 0 | 0 | 0
[9 empty] | 2024-03-12 | 2024 | 23-24 | 0 | 0 | 0 | 0 | 0 | 0 | 0 | 0 | 648612 | 142136.5 | 139347 | 937017 | 0 | 0 | 0 | 0 | 0 | 0 | 0 | 0
[9 empty] | 2024-03-13 | 2024 | 23-24 | 0 | 0 | 0 | 0 | 0 | 0 | 0 | 0 | 648612 | 142136.5 | 139347 | 937017 | 0 | 0 | 0 | 0 | 0 | 0 | 0 | 0
[9 empty] | 2024-03-14 | 2024 | 23-24 | 0 | 0 | 0 | 0 | 0 | 0 | 0 | 0 | 648612 | 142136.5 | 139347 | 937017 | 0 | 0 | 0 | 0 | 0 | 0 | 0 | 0
[9 empty] | 2024-03-15 | 2024 | 23-24 | 0 | 0 | 0 | 0 | 0 | 0 | 0 | 0 | 648612 | 142136.5 | 139347 | 937017 | 0 | 0 | 0 | 0 | 0 | 0 | 0 | 0
[9 empty] | 2024-03-16 | 2024 | 23-24 | 0 | 0 | 0 | 0 | 0 | 0 | 0 | 0 | 648612 | 142136.5 | 139347 | 937017 | 0 | 0 | 0 | 0 | 0 | 0 | 0 | 0
[9 empty] | 2024-03-17 | 2024 | 23-24 | 0 | 0 | 0 | 0 | 0 | 0 | 0 | 0 | 648612 | 142136.5 | 139347 | 937017 | 0 | 0 | 0 | 0 | 0 | 0 | 0 | 0
[9 empty] | 2024-03-18 | 2024 | 23-24 | 0 | 0 | 0 | 0 | 0 | 0 | 0 | 0 | 648612 | 142136.5 | 139347 | 937017 | 0 | 0 | 0 | 0 | 0 | 0 | 0 | 0
[9 empty] | 2024-03-19 | 2024 | 23-24 | 0 | 0 | 0 | 0 | 0 | 0 | 0 | 0 | 648612 | 142136.5 | 139347 | 937017 | 0 | 0 | 0 | 0 | 0 | 0 | 0 | 0
[9 empty] | 2024-03-20 | 2024 | 23-24 | 0 | 0 | 0 | 0 | 0 | 0 | 0 | 0 | 648612 | 142136.5 | 139347 | 937017 | 0 | 0 | 0 | 0 | 0 | 0 | 0 | 0
[9 empty] | 2024-03-21 | 2024 | 23-24 | 0 | 0 | 0 | 0 | 0 | 0 | 0 | 0 | 648612 | 142136.5 | 139347 | 937017 | 0 | 0 | 0 | 0 | 0 | 0 | 0 | 0
[9 empty] | 2024-03-22 | 2024 | 23-24 | 0 | 0 | 0 | 0 | 0 | 0 | 0 | 0 | 648612 | 142136.5 | 139347 | 937017 | 0 | 0 | 0 | 0 | 0 | 0 | 0 | 0
[9 empty] | 2024-03-23 | 2024 | 23-24 | 0 | 0 | 0 | 0 | 0 | 0 | 0 | 0 | 648612 | 142136.5 | 139347 | 937017 | 0 | 0 | 0 | 0 | 0 | 0 | 0 | 0
[9 empty] | 2024-03-24 | 2024 | 23-24 | 0 | 0 | 0 | 0 | 0 | 0 | 0 | 0 | 648612 | 142136.5 | 139347 | 937017 | 0 | 0 | 0 | 0 | 0 | 0 | 0 | 0
[9 empty] | 2024-03-25 | 2024 | 23-24 | 0 | 0 | 0 | 0 | 0 | 0 | 0 | 0 | 648612 | 142136.5 | 139347 | 937017 | 0 | 0 | 0 | 0 | 0 | 0 | 0 | 0
[9 empty] | 2024-03-26 | 2024 | 23-24 | 0 | 0 | 0 | 0 | 0 | 0 | 0 | 0 | 648612 | 142136.5 | 139347 | 937017 | 0 | 0 | 0 | 0 | 0 | 0 | 0 | 0
[9 empty] | 2024-03-27 | 2024 | 23-24 | 0 | 0 | 0 | 0 | 0 | 0 | 0 | 0 | 648612 | 142136.5 | 139347 | 937017 | 0 | 0 | 0 | 0 | 0 | 0 | 0 | 0
[9 empty] | 2024-03-28 | 2024 | 23-24 | 0 | 0 | 0 | 0 | 0 | 0 | 0 | 0 | 648612 | 142136.5 | 139347 | 937017 | 0 | 0 | 0 | 0 | 0 | 0 | 0 | 0
[9 empty] | 2024-03-29 | 2024 | 23-24 | 0 | 0 | 0 | 0 | 0 | 0 | 0 | 0 | 648612 | 142136.5 | 139347 | 937017 | 0 | 0 | 0 | 0 | 0 | 0 | 0 | 0
[9 empty] | 2024-03-30 | 2024 | 23-24 | 0 | 0 | 0 | 0 | 0 | 0 | 0 | 0 | 648612 | 142136.5 | 139347 | 937017 | 0 | 0 | 0 | 0 | 0 | 0 | 0 | 0
[9 empty] | 2024-03-31 | 2024 | 23-24 | 0 | 0 | 0 | 0 | 0 | 0 | 0 | 0 | 648612 | 142136.5 | 139347 | 937017 | 0 | 0 | 0 | 0 | 0 | 0 | 0 | 0
[9 empty] | 2024-04-01 | 2024 | 23-24 | 0 | 0 | 449.2535 | 449.2535 | 0 | 0 | 0 | 0 | 648612 | 142136.5 | 139347 | 937017 | 0 | 0 | 0.003224 | 0.00047945 | 0 | 0 | 0 | 0
[9 empty] | 2024-04-02 | 2024 | 23-24 | 0 | 0 | 0 | 0 | 0 | 0 | 0 | 0 | 648612 | 142136.5 | 139347 | 937017 | 0 | 0 | 0 | 0 | 0 | 0 | 0 | 0
[9 empty] | 2024-04-03 | 2024 | 23-24 | 0 | 0 | 0 | 0 | 0 | 0 | 0 | 0 | 648612 | 142136.5 | 139347 | 937017 | 0 | 0 | 0 | 0 | 0 | 0 | 0 | 0
[9 empty] | 2024-04-04 | 2024 | 23-24 | 0 | 0 | 0 | 0 | 0 | 0 | 0 | 0 | 648612 | 142136.5 | 139347 | 937017 | 0 | 0 | 0 | 0 | 0 | 0 | 0 | 0
[9 empty] | 2024-04-05 | 2024 | 23-24 | 0 | 0 | 0 | 0 | 0 | 0 | 0 | 0 | 648612 | 142136.5 | 139347 | 937017 | 0 | 0 | 0 | 0 | 0 | 0 | 0 | 0
[9 empty] | 2024-04-06 | 2024 | 23-24 | 0 | 0 | 0 | 0 | 0 | 0 | 0 | 0 | 648612 | 142136.5 | 139347 | 937017 | 0 | 0 | 0 | 0 | 0 | 0 | 0 | 0
[9 empty] | 2024-04-07 | 2024 | 23-24 | 0 | 0 | 0 | 0 | 0 | 0 | 0 | 0 | 648612 | 142136.5 | 139347 | 937017 | 0 | 0 | 0 | 0 | 0 | 0 | 0 | 0
[9 empty] | 2024-04-08 | 2024 | 23-24 | 0 | 0 | 0 | 0 | 0 | 0 | 0 | 0 | 648612 | 142136.5 | 139347 | 937017 | 0 | 0 | 0 | 0 | 0 | 0 | 0 | 0
[9 empty] | 2024-04-09 | 2024 | 23-24 | 0 | 0 | 0 | 0 | 0 | 0 | 0 | 0 | 648612 | 142136.5 | 139347 | 937017 | 0 | 0 | 0 | 0 | 0 | 0 | 0 | 0
[9 empty] | 2024-04-10 | 2024 | 23-24 | 0 | 0 | 0 | 0 | 0 | 0 | 0 | 0 | 648612 | 142136.5 | 139347 | 937017 | 0 | 0 | 0 | 0 | 0 | 0 | 0 | 0
[9 empty] | 2024-04-11 | 2024 | 23-24 | 0 | 0 | 0 | 0 | 0 | 0 | 0 | 0 | 648612 | 142136.5 | 139347 | 937017 | 0 | 0 | 0 | 0 | 0 | 0 | 0 | 0
[9 empty] | 2024-04-12 | 2024 | 23-24 | 0 | 0 | 0 | 0 | 0 | 0 | 0 | 0 | 648612 | 142136.5 | 139347 | 937017 | 0 | 0 | 0 | 0 | 0 | 0 | 0 | 0
[9 empty] | 2024-04-13 | 2024 | 23-24 | 0 | 0 | 0 | 0 | 0 | 0 | 0 | 0 | 648612 | 142136.5 | 139347 | 937017 | 0 | 0 | 0 | 0 | 0 | 0 | 0 | 0
[9 empty] | 2024-04-14 | 2024 | 23-24 | 0 | 0 | 0 | 0 | 0 | 0 | 0 | 0 | 648612 | 142136.5 | 139347 | 937017 | 0 | 0 | 0 | 0 | 0 | 0 | 0 | 0
[9 empty] | 2024-04-15 | 2024 | 23-24 | 0 | 0 | 0 | 0 | 0 | 0 | 0 | 0 | 648612 | 142136.5 | 139347 | 937017 | 0 | 0 | 0 | 0 | 0 | 0 | 0 | 0
[9 empty] | 2024-04-16 | 2024 | 23-24 | 0 | 0 | 0 | 0 | 0 | 0 | 0 | 0 | 648612 | 142136.5 | 139347 | 937017 | 0 | 0 | 0 | 0 | 0 | 0 | 0 | 0
[9 empty] | 2024-04-17 | 2024 | 23-24 | 0 | 0 | 0 | 0 | 0 | 0 | 0 | 0 | 648612 | 142136.5 | 139347 | 937017 | 0 | 0 | 0 | 0 | 0 | 0 | 0 | 0
[9 empty] | 2024-04-18 | 2024 | 23-24 | 0 | 0 | 0 | 0 | 0 | 0 | 0 | 0 | 648612 | 142136.5 | 139347 | 937017 | 0 | 0 | 0 | 0 | 0 | 0 | 0 | 0
[9 empty] | 2024-04-19 | 2024 | 23-24 | 0 | 0 | 0 | 0 | 0 | 0 | 0 | 0 | 648612 | 142136.5 | 139347 | 937017 | 0 | 0 | 0 | 0 | 0 | 0 | 0 | 0
[9 empty] | 2024-04-20 | 2024 | 23-24 | 0 | 0 | 0 | 0 | 0 | 0 | 0 | 0 | 648612 | 142136.5 | 139347 | 937017 | 0 | 0 | 0 | 0 | 0 | 0 | 0 | 0
[9 empty] | 2024-04-21 | 2024 | 23-24 | 0 | 0 | 0 | 0 | 0 | 0 | 0 | 0 | 648612 | 142136.5 | 139347 | 937017 | 0 | 0 | 0 | 0 | 0 | 0 | 0 | 0
[9 empty] | 2024-04-22 | 2024 | 23-24 | 0 | 0 | 0 | 0 | 0 | 0 | 0 | 0 | 648612 | 142136.5 | 139347 | 937017 | 0 | 0 | 0 | 0 | 0 | 0 | 0 | 0
[9 empty] | 2024-04-23 | 2024 | 23-24 | 0 | 0 | 0 | 0 | 0 | 0 | 0 | 0 | 648612 | 142136.5 | 139347 | 937017 | 0 | 0 | 0 | 0 | 0 | 0 | 0 | 0
[9 empty] | 2024-04-24 | 2024 | 23-24 | 0 | 0 | 0 | 0 | 0 | 0 | 0 | 0 | 648612 | 142136.5 | 139347 | 937017 | 0 | 0 | 0 | 0 | 0 | 0 | 0 | 0
[9 empty] | 2024-04-25 | 2024 | 23-24 | 0 | 0 | 0 | 0 | 0 | 0 | 0 | 0 | 648612 | 142136.5 | 139347 | 937017 | 0 | 0 | 0 | 0 | 0 | 0 | 0 | 0
[9 empty] | 2024-04-26 | 2024 | 23-24 | 0 | 0 | 0 | 0 | 0 | 0 | 0 | 0 | 648612 | 142136.5 | 139347 | 937017 | 0 | 0 | 0 | 0 | 0 | 0 | 0 | 0
[9 empty] | 2024-04-27 | 2024 | 23-24 | 0 | 0 | 0 | 0 | 0 | 0 | 0 | 0 | 648612 | 142136.5 | 139347 | 937017 | 0 | 0 | 0 | 0 | 0 | 0 | 0 | 0
[9 empty] | 2024-04-28 | 2024 | 23-24 | 0 | 0 | 0 | 0 | 0 | 0 | 0 | 0 | 648612 | 142136.5 | 139347 | 937017 | 0 | 0 | 0 | 0 | 0 | 0 | 0 | 0
[9 empty] | 2024-04-29 | 2024 | 23-24 | 0 | 0 | 0 | 0 | 0 | 0 | 0 | 0 | 648612 | 142136.5 | 139347 | 937017 | 0 | 0 | 0 | 0 | 0 | 0 | 0 | 0
[9 empty] | 2024-04-30 | 2024 | 23-24 | 0 | 0 | 0 | 0 | 0 | 0 | 0 | 0 | 648612 | 142136.5 | 139347 | 937017 | 0 | 0 | 0 | 0 | 0 | 0 | 0 | 0
[9 empty] | 2024-05-01 | 2024 | 23-24 | 0 | 0 | 0 | 0 | 0 | 0 | 0 | 0 | 648612 | 142136.5 | 139347 | 937017 | 0 | 0 | 0 | 0 | 0 | 0 | 0 | 0
[9 empty] | 2024-05-02 | 2024 | 23-24 | 0 | 0 | 0 | 0 | 0 | 0 | 0 | 0 | 648612 | 142136.5 | 139347 | 937017 | 0 | 0 | 0 | 0 | 0 | 0 | 0 | 0
[9 empty] | 2024-05-03 | 2024 | 23-24 | 0 | 0 | 0 | 0 | 0 | 0 | 0 | 0 | 648612 | 142136.5 | 139347 | 937017 | 0 | 0 | 0 | 0 | 0 | 0 | 0 | 0
[9 empty] | 2024-05-04 | 2024 | 23-24 | 0 | 0 | 0 | 0 | 0 | 0 | 0 | 0 | 648612 | 142136.5 | 139347 | 937017 | 0 | 0 | 0 | 0 | 0 | 0 | 0 | 0
[9 empty] | 2024-05-05 | 2024 | 23-24 | 0 | 0 | 0 | 0 | 0 | 0 | 0 | 0 | 648612 | 142136.5 | 139347 | 937017 | 0 | 0 | 0 | 0 | 0 | 0 | 0 | 0
[9 empty] | 2024-05-06 | 2024 | 23-24 | 0 | 0 | 0 | 0 | 0 | 0 | 0 | 0 | 648612 | 142136.5 | 139347 | 937017 | 0 | 0 | 0 | 0 | 0 | 0 | 0 | 0
[9 empty] | 2024-05-07 | 2024 | 23-24 | 0 | 0 | 0 | 0 | 0 | 0 | 0 | 0 | 648612 | 142136.5 | 139347 | 937017 | 0 | 0 | 0 | 0 | 0 | 0 | 0 | 0
[9 empty] | 2024-05-08 | 2024 | 23-24 | 0 | 0 | 0 | 0 | 0 | 0 | 0 | 0 | 648612 | 142136.5 | 139347 | 937017 | 0 | 0 | 0 | 0 | 0 | 0 | 0 | 0
[9 empty] | 2024-05-09 | 2024 | 23-24 | 0 | 0 | 0 | 0 | 0 | 0 | 0 | 0 | 648612 | 142136.5 | 139347 | 937017 | 0 | 0 | 0 | 0 | 0 | 0 | 0 | 0
[9 empty] | 2024-05-10 | 2024 | 23-24 | 0 | 0 | 0 | 0 | 0 | 0 | 0 | 0 | 648612 | 142136.5 | 139347 | 937017 | 0 | 0 | 0 | 0 | 0 | 0 | 0 | 0
[9 empty] | 2024-05-11 | 2024 | 23-24 | 0 | 0 | 0 | 0 | 0 | 0 | 0 | 0 | 648612 | 142136.5 | 139347 | 937017 | 0 | 0 | 0 | 0 | 0 | 0 | 0 | 0
[9 empty] | 2024-05-12 | 2024 | 23-24 | 0 | 0 | 0 | 0 | 0 | 0 | 0 | 0 | 648612 | 142136.5 | 139347 | 937017 | 0 | 0 | 0 | 0 | 0 | 0 | 0 | 0
[9 empty] | 2024-05-13 | 2024 | 23-24 | 0 | 0 | 0 | 0 | 0 | 0 | 0 | 0 | 648612 | 142136.5 | 139347 | 937017 | 0 | 0 | 0 | 0 | 0 | 0 | 0 | 0
[9 empty] | 2024-05-14 | 2024 | 23-24 | 0 | 0 | 0 | 0 | 0 | 0 | 0 | 0 | 648612 | 142136.5 | 139347 | 937017 | 0 | 0 | 0 | 0 | 0 | 0 | 0 | 0
[9 empty] | 2024-05-15 | 2024 | 23-24 | 0 | 0 | 0 | 0 | 0 | 0 | 0 | 0 | 648612 | 142136.5 | 139347 | 937017 | 0 | 0 | 0 | 0 | 0 | 0 | 0 | 0
[9 empty] | 2024-05-16 | 2024 | 23-24 | 0 | 0 | 0 | 0 | 0 | 0 | 0 | 0 | 648612 | 142136.5 | 139347 | 937017 | 0 | 0 | 0 | 0 | 0 | 0 | 0 | 0
[9 empty] | 2024-05-17 | 2024 | 23-24 | 0 | 0 | 0 | 0 | 0 | 0 | 0 | 0 | 648612 | 142136.5 | 139347 | 937017 | 0 | 0 | 0 | 0 | 0 | 0 | 0 | 0
[9 empty] | 2024-05-18 | 2024 | 23-24 | 0 | 0 | 0 | 0 | 0 | 0 | 0 | 0 | 648612 | 142136.5 | 139347 | 937017 | 0 | 0 | 0 | 0 | 0 | 0 | 0 | 0
[9 empty] | 2024-05-19 | 2024 | 23-24 | 0 | 0 | 0 | 0 | 0 | 0 | 0 | 0 | 648612 | 142136.5 | 139347 | 937017 | 0 | 0 | 0 | 0 | 0 | 0 | 0 | 0
[9 empty] | 2024-05-20 | 2024 | 23-24 | 0 | 0 | 0 | 0 | 0 | 0 | 0 | 0 | 648612 | 142136.5 | 139347 | 937017 | 0 | 0 | 0 | 0 | 0 | 0 | 0 | 0
[9 empty] | 2024-05-21 | 2024 | 23-24 | 0 | 0 | 0 | 0 | 0 | 0 | 0 | 0 | 648612 | 142136.5 | 139347 | 937017 | 0 | 0 | 0 | 0 | 0 | 0 | 0 | 0
[9 empty] | 2024-05-22 | 2024 | 23-24 | 0 | 0 | 0 | 0 | 0 | 0 | 0 | 0 | 648612 | 142136.5 | 139347 | 937017 | 0 | 0 | 0 | 0 | 0 | 0 | 0 | 0
[9 empty] | 2024-05-23 | 2024 | 23-24 | 0 | 0 | 0 | 0 | 0 | 0 | 0 | 0 | 648612 | 142136.5 | 139347 | 937017 | 0 | 0 | 0 | 0 | 0 | 0 | 0 | 0
[9 empty] | 2024-05-24 | 2024 | 23-24 | 0 | 0 | 886.2669 | 886.2669 | 0 | 0 | 0 | 0 | 648612 | 142136.5 | 139347 | 937017 | 0 | 0 | 0.0063601 | 0.00094584 | 0 | 0 | 0 | 0
[9 empty] | 2024-05-25 | 2024 | 23-24 | 0 | 0 | 0 | 0 | 0 | 0 | 0 | 0 | 648612 | 142136.5 | 139347 | 937017 | 0 | 0 | 0 | 0 | 0 | 0 | 0 | 0
[9 empty] | 2024-05-26 | 2024 | 23-24 | 0 | 0 | 0 | 0 | 0 | 0 | 0 | 0 | 648612 | 142136.5 | 139347 | 937017 | 0 | 0 | 0 | 0 | 0 | 0 | 0 | 0
[9 empty] | 2024-05-27 | 2024 | 23-24 | 0 | 0 | 0 | 0 | 0 | 0 | 0 | 0 | 648612 | 142136.5 | 139347 | 937017 | 0 | 0 | 0 | 0 | 0 | 0 | 0 | 0
[9 empty] | 2024-05-28 | 2024 | 23-24 | 0 | 0 | 0 | 0 | 0 | 0 | 0 | 0 | 648612 | 142136.5 | 139347 | 937017 | 0 | 0 | 0 | 0 | 0 | 0 | 0 | 0
[9 empty] | 2024-05-29 | 2024 | 23-24 | 0 | 0 | 0 | 0 | 0 | 0 | 0 | 0 | 648612 | 142136.5 | 139347 | 937017 | 0 | 0 | 0 | 0 | 0 | 0 | 0 | 0
[9 empty] | 2024-05-30 | 2024 | 23-24 | 0 | 0 | 0 | 0 | 0 | 0 | 0 | 0 | 648612 | 142136.5 | 139347 | 937017 | 0 | 0 | 0 | 0 | 0 | 0 | 0 | 0
[9 empty] | 2024-05-31 | 2024 | 23-24 | 0 | 0 | 0 | 0 | 0 | 0 | 0 | 0 | 648612 | 142136.5 | 139347 | 937017 | 0 | 0 | 0 | 0 | 0 | 0 | 0 | 0
[9 empty] | 2024-06-01 | 2024 | 23-24 | 0 | 0 | 0 | 0 | 0 | 0 | 0 | 0 | 648612 | 142136.5 | 139347 | 937017 | 0 | 0 | 0 | 0 | 0 | 0 | 0 | 0
[9 empty] | 2024-06-02 | 2024 | 23-24 | 0 | 0 | 0 | 0 | 0 | 0 | 0 | 0 | 648612 | 142136.5 | 139347 | 937017 | 0 | 0 | 0 | 0 | 0 | 0 | 0 | 0
[9 empty] | 2024-06-03 | 2024 | 23-24 | 0 | 0 | 0 | 0 | 0 | 0 | 0 | 0 | 648612 | 142136.5 | 139347 | 937017 | 0 | 0 | 0 | 0 | 0 | 0 | 0 | 0
[9 empty] | 2024-06-04 | 2024 | 23-24 | 0 | 0 | 0 | 0 | 0 | 0 | 0 | 0 | 648612 | 142136.5 | 139347 | 937017 | 0 | 0 | 0 | 0 | 0 | 0 | 0 | 0
[9 empty] | 2024-06-05 | 2024 | 23-24 | 0 | 0 | 0 | 0 | 0 | 0 | 0 | 0 | 648612 | 142136.5 | 139347 | 937017 | 0 | 0 | 0 | 0 | 0 | 0 | 0 | 0
[9 empty] | 2024-06-06 | 2024 | 23-24 | 0 | 0 | 0 | 0 | 0 | 0 | 0 | 0 | 648612 | 142136.5 | 139347 | 937017 | 0 | 0 | 0 | 0 | 0 | 0 | 0 | 0
[9 empty] | 2024-06-07 | 2024 | 23-24 | 0 | 0 | 0 | 0 | 0 | 0 | 0 | 0 | 648612 | 142136.5 | 139347 | 937017 | 0 | 0 | 0 | 0 | 0 | 0 | 0 | 0
[9 empty] | 2024-06-08 | 2024 | 23-24 | 0 | 0 | 0 | 0 | 0 | 0 | 0 | 0 | 648612 | 142136.5 | 139347 | 937017 | 0 | 0 | 0 | 0 | 0 | 0 | 0 | 0
[9 empty] | 2024-06-09 | 2024 | 23-24 | 0 | 0 | 0 | 0 | 0 | 0 | 0 | 0 | 648612 | 142136.5 | 139347 | 937017 | 0 | 0 | 0 | 0 | 0 | 0 | 0 | 0
[9 empty] | 2024-06-10 | 2024 | 23-24 | 0 | 0 | 0 | 0 | 0 | 0 | 0 | 0 | 648612 | 142136.5 | 139347 | 937017 | 0 | 0 | 0 | 0 | 0 | 0 | 0 | 0
[9 empty] | 2024-06-11 | 2024 | 23-24 | 0 | 0 | 0 | 0 | 0 | 0 | 0 | 0 | 648612 | 142136.5 | 139347 | 937017 | 0 | 0 | 0 | 0 | 0 | 0 | 0 | 0
[9 empty] | 2024-06-12 | 2024 | 23-24 | 0 | 0 | 0 | 0 | 0 | 0 | 0 | 0 | 648612 | 142136.5 | 139347 | 937017 | 0 | 0 | 0 | 0 | 0 | 0 | 0 | 0
[9 empty] | 2024-06-13 | 2024 | 23-24 | 0 | 0 | 0 | 0 | 0 | 0 | 0 | 0 | 648612 | 142136.5 | 139347 | 937017 | 0 | 0 | 0 | 0 | 0 | 0 | 0 | 0
[9 empty] | 2024-06-14 | 2024 | 23-24 | 0 | 0 | 0 | 0 | 0 | 0 | 0 | 0 | 648612 | 142136.5 | 139347 | 937017 | 0 | 0 | 0 | 0 | 0 | 0 | 0 | 0
[9 empty] | 2024-06-15 | 2024 | 23-24 | 0 | 0 | 0 | 0 | 0 | 0 | 0 | 0 | 648612 | 142136.5 | 139347 | 937017 | 0 | 0 | 0 | 0 | 0 | 0 | 0 | 0
[9 empty] | 2024-06-16 | 2024 | 23-24 | 0 | 0 | 0 | 0 | 0 | 0 | 0 | 0 | 648612 | 142136.5 | 139347 | 937017 | 0 | 0 | 0 | 0 | 0 | 0 | 0 | 0
[9 empty] | 2024-06-17 | 2024 | 23-24 | 0 | 0 | 0 | 0 | 0 | 0 | 0 | 0 | 648612 | 142136.5 | 139347 | 937017 | 0 | 0 | 0 | 0 | 0 | 0 | 0 | 0
[9 empty] | 2024-06-18 | 2024 | 23-24 | 0 | 0 | 0 | 0 | 0 | 0 | 0 | 0 | 648612 | 142136.5 | 139347 | 937017 | 0 | 0 | 0 | 0 | 0 | 0 | 0 | 0
[9 empty] | 2024-06-19 | 2024 | 23-24 | 0 | 0 | 0 | 0 | 0 | 0 | 0 | 0 | 648612 | 142136.5 | 139347 | 937017 | 0 | 0 | 0 | 0 | 0 | 0 | 0 | 0
[9 empty] | 2024-06-20 | 2024 | 23-24 | 0 | 0 | 0 | 0 | 0 | 0 | 0 | 0 | 648612 | 142136.5 | 139347 | 937017 | 0 | 0 | 0 | 0 | 0 | 0 | 0 | 0
[9 empty] | 2024-06-21 | 2024 | 23-24 | 0 | 0 | 0 | 0 | 0 | 0 | 0 | 0 | 648612 | 142136.5 | 139347 | 937017 | 0 | 0 | 0 | 0 | 0 | 0 | 0 | 0
[9 empty] | 2024-06-22 | 2024 | 23-24 | 0 | 0 | 0 | 0 | 0 | 0 | 0 | 0 | 648612 | 142136.5 | 139347 | 937017 | 0 | 0 | 0 | 0 | 0 | 0 | 0 | 0
[9 empty] | 2024-06-23 | 2024 | 23-24 | 0 | 0 | 0 | 0 | 0 | 0 | 0 | 0 | 648612 | 142136.5 | 139347 | 937017 | 0 | 0 | 0 | 0 | 0 | 0 | 0 | 0
[9 empty] | 2024-06-24 | 2024 | 23-24 | 0 | 0 | 0 | 0 | 0 | 0 | 0 | 0 | 648612 | 142136.5 | 139347 | 937017 | 0 | 0 | 0 | 0 | 0 | 0 | 0 | 0
[9 empty] | 2024-06-25 | 2024 | 23-24 | 0 | 0 | 0 | 0 | 0 | 0 | 0 | 0 | 648612 | 142136.5 | 139347 | 937017 | 0 | 0 | 0 | 0 | 0 | 0 | 0 | 0
[9 empty] | 2024-06-26 | 2024 | 23-24 | 0 | 0 | 0 | 0 | 0 | 0 | 0 | 0 | 648612 | 142136.5 | 139347 | 937017 | 0 | 0 | 0 | 0 | 0 | 0 | 0 | 0
[9 empty] | 2024-06-27 | 2024 | 23-24 | 0 | 0 | 0 | 0 | 0 | 0 | 0 | 0 | 648612 | 142136.5 | 139347 | 937017 | 0 | 0 | 0 | 0 | 0 | 0 | 0 | 0
[9 empty] | 2024-06-28 | 2024 | 23-24 | 0 | 0 | 0 | 0 | 0 | 0 | 0 | 0 | 648612 | 142136.5 | 139347 | 937017 | 0 | 0 | 0 | 0 | 0 | 0 | 0 | 0
[9 empty] | 2024-06-29 | 2024 | 23-24 | 0 | 0 | 0 | 0 | 0 | 0 | 0 | 0 | 648612 | 142136.5 | 139347 | 937017 | 0 | 0 | 0 | 0 | 0 | 0 | 0 | 0
[9 empty] | 2024-06-30 | 2024 | 23-24 | 0 | 0 | 0 | 0 | 0 | 0 | 0 | 0 | 648612 | 142136.5 | 139347 | 937017 | 0 | 0 | 0 | 0 | 0 | 0 | 0 | 0

## Daily_UN
| CustMins Forecast Reduction |  |  |  | CustInt Forecast Reduction | [6 empty] | Customer minutes saved |  |  |  | Customer interruptions saved |  |  |  | Ave. Customers |  |  |  | USAIDI |  |  |  | USAIFI
Upper North | Urban | Rural Short | Rural Long | Total | Urban | Rural Short | Rural Long | Total |  | Reg Year | Non-MED | Urban | Short Rural | Long Rural | Total | Urban | Short Rural | Long Rural | Total | Urban | Short Rural | Long Rural | Total | Urban | Short Rural | Long Rural | Dist wk | Urban | Short Rural | Long Rural | Dist wk
2016-02-13 |  |  | 193489.35 | 193489.35 |  |  | 663 | 663 | 2015-07-01 | 2016 | 15-16 | 0 | 0 | 0 | 0 | 0 | 0 | 0 | 0 | 593241 | 120275 | 138541 | 858646 | 0 | 0 | 0 | 0 | 0 | 0 | 0 | 0
2016-03-06 |  |  | 16372.4 | 16372.4 |  |  |  |  | 2015-07-02 | 2016 | 15-16 | 0 | 0 | 0 | 0 | 0 | 0 | 0 | 0 | 593241 | 120275 | 138541 | 858646 | 0 | 0 | 0 | 0 | 0 | 0 | 0 | 0
2016-03-13 |  |  | 321306.15 | 321306.15 |  |  | 1221 | 1221 | 2015-07-03 | 2016 | 15-16 | 0 | 0 | 0 | 0 | 0 | 0 | 0 | 0 | 593241 | 120275 | 138541 | 858646 | 0 | 0 | 0 | 0 | 0 | 0 | 0 | 0
2016-06-18 |  |  | 124554.4782 | 124554.4782 |  |  | 108 | 108 | 2015-07-04 | 2016 | 15-16 | 0 | 0 | 0 | 0 | 0 | 0 | 0 | 0 | 593241 | 120275 | 138541 | 858646 | 0 | 0 | 0 | 0 | 0 | 0 | 0 | 0
2016-08-02 |  |  | 131279.7314 | 131279.7314 |  |  | 436 | 436 | 2015-07-05 | 2016 | 15-16 | 0 | 0 | 0 | 0 | 0 | 0 | 0 | 0 | 593241 | 120275 | 138541 | 858646 | 0 | 0 | 0 | 0 | 0 | 0 | 0 | 0
2016-09-28 |  |  | 2178428.4664 | 2178428.4664 |  |  | 964.6669 | 964.6669 | 2015-07-06 | 2016 | 15-16 | 0 | 0 | 0 | 0 | 0 | 0 | 0 | 0 | 593241 | 120275 | 138541 | 858646 | 0 | 0 | 0 | 0 | 0 | 0 | 0 | 0
2016-09-29 |  |  | 252945.8769 | 252945.8769 |  |  | 51 | 51 | 2015-07-07 | 2016 | 15-16 | 0 | 0 | 0 | 0 | 0 | 0 | 0 | 0 | 593241 | 120275 | 138541 | 858646 | 0 | 0 | 0 | 0 | 0 | 0 | 0 | 0
2016-12-23 |  |  | 137147.7 | 137147.7 |  |  | 103 | 103 | 2015-07-08 | 2016 | 15-16 | 0 | 0 | 0 | 0 | 0 | 0 | 0 | 0 | 593241 | 120275 | 138541 | 858646 | 0 | 0 | 0 | 0 | 0 | 0 | 0 | 0
2016-12-27 |  |  | 4253009.1445 | 4253009.1445 |  |  | 3517 | 3517 | 2015-07-09 | 2016 | 15-16 | 0 | 0 | 0 | 0 | 0 | 0 | 0 | 0 | 593241 | 120275 | 138541 | 858646 | 0 | 0 | 0 | 0 | 0 | 0 | 0 | 0
2016-12-28 |  |  | 1748339 | 1748339 |  |  | 763 | 763 | 2015-07-10 | 2016 | 15-16 | 0 | 0 | 0 | 0 | 0 | 0 | 0 | 0 | 593241 | 120275 | 138541 | 858646 | 0 | 0 | 0 | 0 | 0 | 0 | 0 | 0
2017-01-19 |  |  | 81445.4 | 81445.4 |  |  | 90 | 90 | 2015-07-11 | 2016 | 15-16 | 0 | 0 | 0 | 0 | 0 | 0 | 0 | 0 | 593241 | 120275 | 138541 | 858646 | 0 | 0 | 0 | 0 | 0 | 0 | 0 | 0
2017-04-23 |  |  | 21180.2323 | 21180.2323 |  |  | 51 | 51 | 2015-07-12 | 2016 | 15-16 | 0 | 0 | 0 | 0 | 0 | 0 | 0 | 0 | 593241 | 120275 | 138541 | 858646 | 0 | 0 | 0 | 0 | 0 | 0 | 0 | 0
2017-08-06 |  |  | 40778.7343 | 40778.7343 |  |  | 12 | 12 | 2015-07-13 | 2016 | 15-16 | 0 | 0 | 0 | 0 | 0 | 0 | 0 | 0 | 593241 | 120275 | 138541 | 858646 | 0 | 0 | 0 | 0 | 0 | 0 | 0 | 0
2017-10-29 |  |  | 72562 | 72562 |  |  | 763 | 763 | 2015-07-14 | 2016 | 15-16 | 0 | 0 | 0 | 0 | 0 | 0 | 0 | 0 | 593241 | 120275 | 138541 | 858646 | 0 | 0 | 0 | 0 | 0 | 0 | 0 | 0
2017-11-14 |  |  | 53272.2 | 53272.2 |  |  |  |  | 2015-07-15 | 2016 | 15-16 | 0 | 0 | 0 | 0 | 0 | 0 | 0 | 0 | 593241 | 120275 | 138541 | 858646 | 0 | 0 | 0 | 0 | 0 | 0 | 0 | 0
2017-11-16 |  |  | 313571.25 | 313571.25 |  |  | 675 | 675 | 2015-07-16 | 2016 | 15-16 | 0 | 0 | 0 | 0 | 0 | 0 | 0 | 0 | 593241 | 120275 | 138541 | 858646 | 0 | 0 | 0 | 0 | 0 | 0 | 0 | 0
2017-11-30 |  |  | 113441.4 | 113441.4 |  |  | 88 | 88 | 2015-07-17 | 2016 | 15-16 | 0 | 0 | 0 | 0 | 0 | 0 | 0 | 0 | 593241 | 120275 | 138541 | 858646 | 0 | 0 | 0 | 0 | 0 | 0 | 0 | 0
2017-12-27 |  |  | 10635.7936 | 10635.7936 |  |  | 1 | 1 | 2015-07-18 | 2016 | 15-16 | 0 | 0 | 0 | 0 | 0 | 0 | 0 | 0 | 593241 | 120275 | 138541 | 858646 | 0 | 0 | 0 | 0 | 0 | 0 | 0 | 0
2018-01-08 |  |  | 59748.0478 | 59748.0478 |  |  | 310 | 310 | 2015-07-19 | 2016 | 15-16 | 0 | 0 | 0 | 0 | 0 | 0 | 0 | 0 | 593241 | 120275 | 138541 | 858646 | 0 | 0 | 0 | 0 | 0 | 0 | 0 | 0
2018-01-26 |  |  | 64439.1329 | 64439.1329 |  |  | 11 | 11 | 2015-07-20 | 2016 | 15-16 | 0 | 0 | 0 | 0 | 0 | 0 | 0 | 0 | 593241 | 120275 | 138541 | 858646 | 0 | 0 | 0 | 0 | 0 | 0 | 0 | 0
2018-02-10 |  |  | 82842.5289 | 82842.5289 |  |  | 591 | 591 | 2015-07-21 | 2016 | 15-16 | 0 | 0 | 0 | 0 | 0 | 0 | 0 | 0 | 593241 | 120275 | 138541 | 858646 | 0 | 0 | 0 | 0 | 0 | 0 | 0 | 0
2018-08-10 |  |  | 2132.3174 | 2132.3174 |  |  |  |  | 2015-07-22 | 2016 | 15-16 | 0 | 0 | 0 | 0 | 0 | 0 | 0 | 0 | 593241 | 120275 | 138541 | 858646 | 0 | 0 | 0 | 0 | 0 | 0 | 0 | 0
2018-11-05 |  |  | 1058888.05 | 1058888.05 |  |  | 1177 | 1177 | 2015-07-23 | 2016 | 15-16 | 0 | 0 | 0 | 0 | 0 | 0 | 0 | 0 | 593241 | 120275 | 138541 | 858646 | 0 | 0 | 0 | 0 | 0 | 0 | 0 | 0
2018-11-06 |  |  | 34290.42 | 34290.42 |  |  | 38 | 38 | 2015-07-24 | 2016 | 15-16 | 0 | 0 | 0 | 0 | 0 | 0 | 0 | 0 | 593241 | 120275 | 138541 | 858646 | 0 | 0 | 0 | 0 | 0 | 0 | 0 | 0
2018-11-15 |  |  | 61446 | 61446 |  |  | 210 | 210 | 2015-07-25 | 2016 | 15-16 | 0 | 0 | 0 | 0 | 0 | 0 | 0 | 0 | 593241 | 120275 | 138541 | 858646 | 0 | 0 | 0 | 0 | 0 | 0 | 0 | 0
2018-12-31 |  |  | 17851.45 | 17851.45 |  |  | 23 | 23 | 2015-07-26 | 2016 | 15-16 | 0 | 0 | 0 | 0 | 0 | 0 | 0 | 0 | 593241 | 120275 | 138541 | 858646 | 0 | 0 | 0 | 0 | 0 | 0 | 0 | 0
2019-01-02 |  |  | 35511 | 35511 |  |  | 210 | 210 | 2015-07-27 | 2016 | 15-16 | 0 | 0 | 0 | 0 | 0 | 0 | 0 | 0 | 593241 | 120275 | 138541 | 858646 | 0 | 0 | 0 | 0 | 0 | 0 | 0 | 0
2019-02-03 |  |  | 2630.39 | 2630.39 |  |  |  |  | 2015-07-28 | 2016 | 15-16 | 0 | 0 | 0 | 0 | 0 | 0 | 0 | 0 | 593241 | 120275 | 138541 | 858646 | 0 | 0 | 0 | 0 | 0 | 0 | 0 | 0
2019-12-06 |  |  | 39.27 | 39.27 |  |  |  |  | 2015-07-29 | 2016 | 15-16 | 0 | 0 | 0 | 0 | 0 | 0 | 0 | 0 | 593241 | 120275 | 138541 | 858646 | 0 | 0 | 0 | 0 | 0 | 0 | 0 | 0
2019-12-20 |  |  | 410960.5 | 410960.5 |  |  | 1195 | 1195 | 2015-07-30 | 2016 | 15-16 | 0 | 0 | 0 | 0 | 0 | 0 | 0 | 0 | 593241 | 120275 | 138541 | 858646 | 0 | 0 | 0 | 0 | 0 | 0 | 0 | 0
2020-01-25 |  |  | 48534.2012 | 48534.2012 |  |  | 307 | 307 | 2015-07-31 | 2016 | 15-16 | 0 | 0 | 0 | 0 | 0 | 0 | 0 | 0 | 593241 | 120275 | 138541 | 858646 | 0 | 0 | 0 | 0 | 0 | 0 | 0 | 0
2020-01-31 |  |  | 131.6001 | 131.6001 |  |  |  |  | 2015-08-01 | 2016 | 15-16 | 0 | 0 | 0 | 0 | 0 | 0 | 0 | 0 | 593241 | 120275 | 138541 | 858646 | 0 | 0 | 0 | 0 | 0 | 0 | 0 | 0
2020-03-14 |  |  | 74612.04 | 74612.04 |  |  | 607 | 607 | 2015-08-02 | 2016 | 15-16 | 0 | 0 | 0 | 0 | 0 | 0 | 0 | 0 | 593241 | 120275 | 138541 | 858646 | 0 | 0 | 0 | 0 | 0 | 0 | 0 | 0
2020-10-23 |  |  | 58696.4684 | 58696.4684 |  |  | 40 | 40 | 2015-08-03 | 2016 | 15-16 | 0 | 0 | 0 | 0 | 0 | 0 | 0 | 0 | 593241 | 120275 | 138541 | 858646 | 0 | 0 | 0 | 0 | 0 | 0 | 0 | 0
2020-11-10 |  |  | 85354.1371 | 85354.1371 |  |  | 540 | 540 | 2015-08-04 | 2016 | 15-16 | 0 | 0 | 0 | 0 | 0 | 0 | 0 | 0 | 593241 | 120275 | 138541 | 858646 | 0 | 0 | 0 | 0 | 0 | 0 | 0 | 0
2020-11-15 |  |  | 65467.35 | 65467.35 |  |  | 104 | 104 | 2015-08-05 | 2016 | 15-16 | 0 | 0 | 0 | 0 | 0 | 0 | 0 | 0 | 593241 | 120275 | 138541 | 858646 | 0 | 0 | 0 | 0 | 0 | 0 | 0 | 0
2021-07-27 |  |  | 20889.0165 | 20889.0165 |  |  | 11 | 11 | 2015-08-06 | 2016 | 15-16 | 0 | 0 | 0 | 0 | 0 | 0 | 0 | 0 | 593241 | 120275 | 138541 | 858646 | 0 | 0 | 0 | 0 | 0 | 0 | 0 | 0
2021-08-21 |  |  | 2424.94 | 2424.94 |  |  |  |  | 2015-08-07 | 2016 | 15-16 | 0 | 0 | 0 | 0 | 0 | 0 | 0 | 0 | 593241 | 120275 | 138541 | 858646 | 0 | 0 | 0 | 0 | 0 | 0 | 0 | 0
2021-10-28 |  |  | 93.38 | 93.38 |  |  |  |  | 2015-08-08 | 2016 | 15-16 | 0 | 0 | 0 | 0 | 0 | 0 | 0 | 0 | 593241 | 120275 | 138541 | 858646 | 0 | 0 | 0 | 0 | 0 | 0 | 0 | 0
2022-07-04 |  |  | 139827.856 | 139827.856 |  |  | 462 | 462 | 2015-08-09 | 2016 | 15-16 | 0 | 0 | 0 | 0 | 0 | 0 | 0 | 0 | 593241 | 120275 | 138541 | 858646 | 0 | 0 | 0 | 0 | 0 | 0 | 0 | 0
2022-12-21 |  |  | 294718.5 | 294718.5 |  |  | 1149 | 1149 | 2015-08-10 | 2016 | 15-16 | 0 | 0 | 0 | 0 | 0 | 0 | 0 | 0 | 593241 | 120275 | 138541 | 858646 | 0 | 0 | 0 | 0 | 0 | 0 | 0 | 0
2023-01-29 |  |  | 53476.45 | 53476.45 |  |  | 107 | 107 | 2015-08-11 | 2016 | 15-16 | 0 | 0 | 0 | 0 | 0 | 0 | 0 | 0 | 593241 | 120275 | 138541 | 858646 | 0 | 0 | 0 | 0 | 0 | 0 | 0 | 0
2023-02-10 |  |  | 2548.81 | 2548.81 |  |  | 82 | 82 | 2015-08-12 | 2016 | 15-16 | 0 | 0 | 0 | 0 | 0 | 0 | 0 | 0 | 593241 | 120275 | 138541 | 858646 | 0 | 0 | 0 | 0 | 0 | 0 | 0 | 0
2023-10-28 |  |  | 624.15 | 624.15 |  |  | 3 | 3 | 2015-08-13 | 2016 | 15-16 | 0 | 0 | 0 | 0 | 0 | 0 | 0 | 0 | 593241 | 120275 | 138541 | 858646 | 0 | 0 | 0 | 0 | 0 | 0 | 0 | 0
2023-12-11 |  |  | 15751.4789 | 15751.4789 |  |  | 697 | 697 | 2015-08-14 | 2016 | 15-16 | 0 | 0 | 0 | 0 | 0 | 0 | 0 | 0 | 593241 | 120275 | 138541 | 858646 | 0 | 0 | 0 | 0 | 0 | 0 | 0 | 0
2023-12-11 |  |  | 84584.4 | 84584.4 |  |  | 0 | 0 | 2015-08-15 | 2016 | 15-16 | 0 | 0 | 0 | 0 | 0 | 0 | 0 | 0 | 593241 | 120275 | 138541 | 858646 | 0 | 0 | 0 | 0 | 0 | 0 | 0 | 0
2023-12-11 |  |  | 368205.75 | 368205.75 |  |  | 310 | 310 | 2015-08-16 | 2016 | 15-16 | 0 | 0 | 0 | 0 | 0 | 0 | 0 | 0 | 593241 | 120275 | 138541 | 858646 | 0 | 0 | 0 | 0 | 0 | 0 | 0 | 0
2024-01-05 |  |  | 6669 | 6669 |  |  | 22 | 22 | 2015-08-17 | 2016 | 15-16 | 0 | 0 | 0 | 0 | 0 | 0 | 0 | 0 | 593241 | 120275 | 138541 | 858646 | 0 | 0 | 0 | 0 | 0 | 0 | 0 | 0
2024-01-13 |  |  | 3248.05 | 3248.05 |  |  | 4 | 4 | 2015-08-18 | 2016 | 15-16 | 0 | 0 | 0 | 0 | 0 | 0 | 0 | 0 | 593241 | 120275 | 138541 | 858646 | 0 | 0 | 0 | 0 | 0 | 0 | 0 | 0
2024-01-14 |  |  | 58786 | 58786 |  |  | 1190 | 1190 | 2015-08-19 | 2016 | 15-16 | 0 | 0 | 0 | 0 | 0 | 0 | 0 | 0 | 593241 | 120275 | 138541 | 858646 | 0 | 0 | 0 | 0 | 0 | 0 | 0 | 0
2024-02-23 |  |  | 441.98 | 441.98 |  |  |  |  | 2015-08-20 | 2016 | 15-16 | 0 | 0 | 0 | 0 | 0 | 0 | 0 | 0 | 593241 | 120275 | 138541 | 858646 | 0 | 0 | 0 | 0 | 0 | 0 | 0 | 0
[9 empty] | 2015-08-21 | 2016 | 15-16 | 0 | 0 | 0 | 0 | 0 | 0 | 0 | 0 | 593241 | 120275 | 138541 | 858646 | 0 | 0 | 0 | 0 | 0 | 0 | 0 | 0
[9 empty] | 2015-08-22 | 2016 | 15-16 | 0 | 0 | 0 | 0 | 0 | 0 | 0 | 0 | 593241 | 120275 | 138541 | 858646 | 0 | 0 | 0 | 0 | 0 | 0 | 0 | 0
[9 empty] | 2015-08-23 | 2016 | 15-16 | 0 | 0 | 0 | 0 | 0 | 0 | 0 | 0 | 593241 | 120275 | 138541 | 858646 | 0 | 0 | 0 | 0 | 0 | 0 | 0 | 0
Grand Total |  |  | 13279623.9728 | 13279623.9728 |  |  | 18906.6669 | 18906.6669 | 2015-08-24 | 2016 | 15-16 | 0 | 0 | 0 | 0 | 0 | 0 | 0 | 0 | 593241 | 120275 | 138541 | 858646 | 0 | 0 | 0 | 0 | 0 | 0 | 0 | 0
[9 empty] | 2015-08-25 | 2016 | 15-16 | 0 | 0 | 0 | 0 | 0 | 0 | 0 | 0 | 593241 | 120275 | 138541 | 858646 | 0 | 0 | 0 | 0 | 0 | 0 | 0 | 0
[9 empty] | 2015-08-26 | 2016 | 15-16 | 0 | 0 | 0 | 0 | 0 | 0 | 0 | 0 | 593241 | 120275 | 138541 | 858646 | 0 | 0 | 0 | 0 | 0 | 0 | 0 | 0
[9 empty] | 2015-08-27 | 2016 | 15-16 | 0 | 0 | 0 | 0 | 0 | 0 | 0 | 0 | 593241 | 120275 | 138541 | 858646 | 0 | 0 | 0 | 0 | 0 | 0 | 0 | 0
[9 empty] | 2015-08-28 | 2016 | 15-16 | 0 | 0 | 0 | 0 | 0 | 0 | 0 | 0 | 593241 | 120275 | 138541 | 858646 | 0 | 0 | 0 | 0 | 0 | 0 | 0 | 0
[9 empty] | 2015-08-29 | 2016 | 15-16 | 0 | 0 | 0 | 0 | 0 | 0 | 0 | 0 | 593241 | 120275 | 138541 | 858646 | 0 | 0 | 0 | 0 | 0 | 0 | 0 | 0
[9 empty] | 2015-08-30 | 2016 | 15-16 | 0 | 0 | 0 | 0 | 0 | 0 | 0 | 0 | 593241 | 120275 | 138541 | 858646 | 0 | 0 | 0 | 0 | 0 | 0 | 0 | 0
[9 empty] | 2015-08-31 | 2016 | 15-16 | 0 | 0 | 0 | 0 | 0 | 0 | 0 | 0 | 593241 | 120275 | 138541 | 858646 | 0 | 0 | 0 | 0 | 0 | 0 | 0 | 0
[9 empty] | 2015-09-01 | 2016 | 15-16 | 0 | 0 | 0 | 0 | 0 | 0 | 0 | 0 | 593241 | 120275 | 138541 | 858646 | 0 | 0 | 0 | 0 | 0 | 0 | 0 | 0
[9 empty] | 2015-09-02 | 2016 | 15-16 | 0 | 0 | 0 | 0 | 0 | 0 | 0 | 0 | 593241 | 120275 | 138541 | 858646 | 0 | 0 | 0 | 0 | 0 | 0 | 0 | 0
[9 empty] | 2015-09-03 | 2016 | 15-16 | 0 | 0 | 0 | 0 | 0 | 0 | 0 | 0 | 593241 | 120275 | 138541 | 858646 | 0 | 0 | 0 | 0 | 0 | 0 | 0 | 0
[9 empty] | 2015-09-04 | 2016 | 15-16 | 0 | 0 | 0 | 0 | 0 | 0 | 0 | 0 | 593241 | 120275 | 138541 | 858646 | 0 | 0 | 0 | 0 | 0 | 0 | 0 | 0
[9 empty] | 2015-09-05 | 2016 | 15-16 | 0 | 0 | 0 | 0 | 0 | 0 | 0 | 0 | 593241 | 120275 | 138541 | 858646 | 0 | 0 | 0 | 0 | 0 | 0 | 0 | 0
[9 empty] | 2015-09-06 | 2016 | 15-16 | 0 | 0 | 0 | 0 | 0 | 0 | 0 | 0 | 593241 | 120275 | 138541 | 858646 | 0 | 0 | 0 | 0 | 0 | 0 | 0 | 0
[9 empty] | 2015-09-07 | 2016 | 15-16 | 0 | 0 | 0 | 0 | 0 | 0 | 0 | 0 | 593241 | 120275 | 138541 | 858646 | 0 | 0 | 0 | 0 | 0 | 0 | 0 | 0
[9 empty] | 2015-09-08 | 2016 | 15-16 | 0 | 0 | 0 | 0 | 0 | 0 | 0 | 0 | 593241 | 120275 | 138541 | 858646 | 0 | 0 | 0 | 0 | 0 | 0 | 0 | 0
[9 empty] | 2015-09-09 | 2016 | 15-16 | 0 | 0 | 0 | 0 | 0 | 0 | 0 | 0 | 593241 | 120275 | 138541 | 858646 | 0 | 0 | 0 | 0 | 0 | 0 | 0 | 0
[9 empty] | 2015-09-10 | 2016 | 15-16 | 0 | 0 | 0 | 0 | 0 | 0 | 0 | 0 | 593241 | 120275 | 138541 | 858646 | 0 | 0 | 0 | 0 | 0 | 0 | 0 | 0
[9 empty] | 2015-09-11 | 2016 | 15-16 | 0 | 0 | 0 | 0 | 0 | 0 | 0 | 0 | 593241 | 120275 | 138541 | 858646 | 0 | 0 | 0 | 0 | 0 | 0 | 0 | 0
[9 empty] | 2015-09-12 | 2016 | 15-16 | 0 | 0 | 0 | 0 | 0 | 0 | 0 | 0 | 593241 | 120275 | 138541 | 858646 | 0 | 0 | 0 | 0 | 0 | 0 | 0 | 0
[9 empty] | 2015-09-13 | 2016 | 15-16 | 0 | 0 | 0 | 0 | 0 | 0 | 0 | 0 | 593241 | 120275 | 138541 | 858646 | 0 | 0 | 0 | 0 | 0 | 0 | 0 | 0
[9 empty] | 2015-09-14 | 2016 | 15-16 | 0 | 0 | 0 | 0 | 0 | 0 | 0 | 0 | 593241 | 120275 | 138541 | 858646 | 0 | 0 | 0 | 0 | 0 | 0 | 0 | 0
[9 empty] | 2015-09-15 | 2016 | 15-16 | 0 | 0 | 0 | 0 | 0 | 0 | 0 | 0 | 593241 | 120275 | 138541 | 858646 | 0 | 0 | 0 | 0 | 0 | 0 | 0 | 0
[9 empty] | 2015-09-16 | 2016 | 15-16 | 0 | 0 | 0 | 0 | 0 | 0 | 0 | 0 | 593241 | 120275 | 138541 | 858646 | 0 | 0 | 0 | 0 | 0 | 0 | 0 | 0
[9 empty] | 2015-09-17 | 2016 | 15-16 | 0 | 0 | 0 | 0 | 0 | 0 | 0 | 0 | 593241 | 120275 | 138541 | 858646 | 0 | 0 | 0 | 0 | 0 | 0 | 0 | 0
[9 empty] | 2015-09-18 | 2016 | 15-16 | 0 | 0 | 0 | 0 | 0 | 0 | 0 | 0 | 593241 | 120275 | 138541 | 858646 | 0 | 0 | 0 | 0 | 0 | 0 | 0 | 0
[9 empty] | 2015-09-19 | 2016 | 15-16 | 0 | 0 | 0 | 0 | 0 | 0 | 0 | 0 | 593241 | 120275 | 138541 | 858646 | 0 | 0 | 0 | 0 | 0 | 0 | 0 | 0
[9 empty] | 2015-09-20 | 2016 | 15-16 | 0 | 0 | 0 | 0 | 0 | 0 | 0 | 0 | 593241 | 120275 | 138541 | 858646 | 0 | 0 | 0 | 0 | 0 | 0 | 0 | 0
[9 empty] | 2015-09-21 | 2016 | 15-16 | 0 | 0 | 0 | 0 | 0 | 0 | 0 | 0 | 593241 | 120275 | 138541 | 858646 | 0 | 0 | 0 | 0 | 0 | 0 | 0 | 0
[9 empty] | 2015-09-22 | 2016 | 15-16 | 0 | 0 | 0 | 0 | 0 | 0 | 0 | 0 | 593241 | 120275 | 138541 | 858646 | 0 | 0 | 0 | 0 | 0 | 0 | 0 | 0
[9 empty] | 2015-09-23 | 2016 | 15-16 | 0 | 0 | 0 | 0 | 0 | 0 | 0 | 0 | 593241 | 120275 | 138541 | 858646 | 0 | 0 | 0 | 0 | 0 | 0 | 0 | 0
[9 empty] | 2015-09-24 | 2016 | 15-16 | 0 | 0 | 0 | 0 | 0 | 0 | 0 | 0 | 593241 | 120275 | 138541 | 858646 | 0 | 0 | 0 | 0 | 0 | 0 | 0 | 0
[9 empty] | 2015-09-25 | 2016 | 15-16 | 0 | 0 | 0 | 0 | 0 | 0 | 0 | 0 | 593241 | 120275 | 138541 | 858646 | 0 | 0 | 0 | 0 | 0 | 0 | 0 | 0
[9 empty] | 2015-09-26 | 2016 | 15-16 | 0 | 0 | 0 | 0 | 0 | 0 | 0 | 0 | 593241 | 120275 | 138541 | 858646 | 0 | 0 | 0 | 0 | 0 | 0 | 0 | 0
[9 empty] | 2015-09-27 | 2016 | 15-16 | 0 | 0 | 0 | 0 | 0 | 0 | 0 | 0 | 593241 | 120275 | 138541 | 858646 | 0 | 0 | 0 | 0 | 0 | 0 | 0 | 0
[9 empty] | 2015-09-28 | 2016 | 15-16 | 0 | 0 | 0 | 0 | 0 | 0 | 0 | 0 | 593241 | 120275 | 138541 | 858646 | 0 | 0 | 0 | 0 | 0 | 0 | 0 | 0
[9 empty] | 2015-09-29 | 2016 | 15-16 | 0 | 0 | 0 | 0 | 0 | 0 | 0 | 0 | 593241 | 120275 | 138541 | 858646 | 0 | 0 | 0 | 0 | 0 | 0 | 0 | 0
[9 empty] | 2015-09-30 | 2016 | 15-16 | 0 | 0 | 0 | 0 | 0 | 0 | 0 | 0 | 593241 | 120275 | 138541 | 858646 | 0 | 0 | 0 | 0 | 0 | 0 | 0 | 0
[9 empty] | 2015-10-01 | 2016 | 15-16 | 0 | 0 | 0 | 0 | 0 | 0 | 0 | 0 | 593241 | 120275 | 138541 | 858646 | 0 | 0 | 0 | 0 | 0 | 0 | 0 | 0
[9 empty] | 2015-10-02 | 2016 | 15-16 | 0 | 0 | 0 | 0 | 0 | 0 | 0 | 0 | 593241 | 120275 | 138541 | 858646 | 0 | 0 | 0 | 0 | 0 | 0 | 0 | 0
[9 empty] | 2015-10-03 | 2016 | 15-16 | 0 | 0 | 0 | 0 | 0 | 0 | 0 | 0 | 593241 | 120275 | 138541 | 858646 | 0 | 0 | 0 | 0 | 0 | 0 | 0 | 0
[9 empty] | 2015-10-04 | 2016 | 15-16 | 0 | 0 | 0 | 0 | 0 | 0 | 0 | 0 | 593241 | 120275 | 138541 | 858646 | 0 | 0 | 0 | 0 | 0 | 0 | 0 | 0
[9 empty] | 2015-10-05 | 2016 | 15-16 | 0 | 0 | 0 | 0 | 0 | 0 | 0 | 0 | 593241 | 120275 | 138541 | 858646 | 0 | 0 | 0 | 0 | 0 | 0 | 0 | 0
[9 empty] | 2015-10-06 | 2016 | 15-16 | 0 | 0 | 0 | 0 | 0 | 0 | 0 | 0 | 593241 | 120275 | 138541 | 858646 | 0 | 0 | 0 | 0 | 0 | 0 | 0 | 0
[9 empty] | 2015-10-07 | 2016 | 15-16 | 0 | 0 | 0 | 0 | 0 | 0 | 0 | 0 | 593241 | 120275 | 138541 | 858646 | 0 | 0 | 0 | 0 | 0 | 0 | 0 | 0
[9 empty] | 2015-10-08 | 2016 | 15-16 | 0 | 0 | 0 | 0 | 0 | 0 | 0 | 0 | 593241 | 120275 | 138541 | 858646 | 0 | 0 | 0 | 0 | 0 | 0 | 0 | 0
[9 empty] | 2015-10-09 | 2016 | 15-16 | 0 | 0 | 0 | 0 | 0 | 0 | 0 | 0 | 593241 | 120275 | 138541 | 858646 | 0 | 0 | 0 | 0 | 0 | 0 | 0 | 0
[9 empty] | 2015-10-10 | 2016 | 15-16 | 0 | 0 | 0 | 0 | 0 | 0 | 0 | 0 | 593241 | 120275 | 138541 | 858646 | 0 | 0 | 0 | 0 | 0 | 0 | 0 | 0
[9 empty] | 2015-10-11 | 2016 | 15-16 | 0 | 0 | 0 | 0 | 0 | 0 | 0 | 0 | 593241 | 120275 | 138541 | 858646 | 0 | 0 | 0 | 0 | 0 | 0 | 0 | 0
[9 empty] | 2015-10-12 | 2016 | 15-16 | 0 | 0 | 0 | 0 | 0 | 0 | 0 | 0 | 593241 | 120275 | 138541 | 858646 | 0 | 0 | 0 | 0 | 0 | 0 | 0 | 0
[9 empty] | 2015-10-13 | 2016 | 15-16 | 0 | 0 | 0 | 0 | 0 | 0 | 0 | 0 | 593241 | 120275 | 138541 | 858646 | 0 | 0 | 0 | 0 | 0 | 0 | 0 | 0
[9 empty] | 2015-10-14 | 2016 | 15-16 | 0 | 0 | 0 | 0 | 0 | 0 | 0 | 0 | 593241 | 120275 | 138541 | 858646 | 0 | 0 | 0 | 0 | 0 | 0 | 0 | 0
[9 empty] | 2015-10-15 | 2016 | 15-16 | 0 | 0 | 0 | 0 | 0 | 0 | 0 | 0 | 593241 | 120275 | 138541 | 858646 | 0 | 0 | 0 | 0 | 0 | 0 | 0 | 0
[9 empty] | 2015-10-16 | 2016 | 15-16 | 0 | 0 | 0 | 0 | 0 | 0 | 0 | 0 | 593241 | 120275 | 138541 | 858646 | 0 | 0 | 0 | 0 | 0 | 0 | 0 | 0
[9 empty] | 2015-10-17 | 2016 | 15-16 | 0 | 0 | 0 | 0 | 0 | 0 | 0 | 0 | 593241 | 120275 | 138541 | 858646 | 0 | 0 | 0 | 0 | 0 | 0 | 0 | 0
[9 empty] | 2015-10-18 | 2016 | 15-16 | 0 | 0 | 0 | 0 | 0 | 0 | 0 | 0 | 593241 | 120275 | 138541 | 858646 | 0 | 0 | 0 | 0 | 0 | 0 | 0 | 0
[9 empty] | 2015-10-19 | 2016 | 15-16 | 0 | 0 | 0 | 0 | 0 | 0 | 0 | 0 | 593241 | 120275 | 138541 | 858646 | 0 | 0 | 0 | 0 | 0 | 0 | 0 | 0
[9 empty] | 2015-10-20 | 2016 | 15-16 | 0 | 0 | 0 | 0 | 0 | 0 | 0 | 0 | 593241 | 120275 | 138541 | 858646 | 0 | 0 | 0 | 0 | 0 | 0 | 0 | 0
[9 empty] | 2015-10-21 | 2016 | 15-16 | 0 | 0 | 0 | 0 | 0 | 0 | 0 | 0 | 593241 | 120275 | 138541 | 858646 | 0 | 0 | 0 | 0 | 0 | 0 | 0 | 0
[9 empty] | 2015-10-22 | 2016 | 15-16 | 0 | 0 | 0 | 0 | 0 | 0 | 0 | 0 | 593241 | 120275 | 138541 | 858646 | 0 | 0 | 0 | 0 | 0 | 0 | 0 | 0
[9 empty] | 2015-10-23 | 2016 | 15-16 | 0 | 0 | 0 | 0 | 0 | 0 | 0 | 0 | 593241 | 120275 | 138541 | 858646 | 0 | 0 | 0 | 0 | 0 | 0 | 0 | 0
[9 empty] | 2015-10-24 | 2016 | 15-16 | 0 | 0 | 0 | 0 | 0 | 0 | 0 | 0 | 593241 | 120275 | 138541 | 858646 | 0 | 0 | 0 | 0 | 0 | 0 | 0 | 0
[9 empty] | 2015-10-25 | 2016 | 15-16 | 0 | 0 | 0 | 0 | 0 | 0 | 0 | 0 | 593241 | 120275 | 138541 | 858646 | 0 | 0 | 0 | 0 | 0 | 0 | 0 | 0
[9 empty] | 2015-10-26 | 2016 | 15-16 | 0 | 0 | 0 | 0 | 0 | 0 | 0 | 0 | 593241 | 120275 | 138541 | 858646 | 0 | 0 | 0 | 0 | 0 | 0 | 0 | 0
[9 empty] | 2015-10-27 | 2016 | 15-16 | 0 | 0 | 0 | 0 | 0 | 0 | 0 | 0 | 593241 | 120275 | 138541 | 858646 | 0 | 0 | 0 | 0 | 0 | 0 | 0 | 0
[9 empty] | 2015-10-28 | 2016 | 15-16 | 0 | 0 | 0 | 0 | 0 | 0 | 0 | 0 | 593241 | 120275 | 138541 | 858646 | 0 | 0 | 0 | 0 | 0 | 0 | 0 | 0
[9 empty] | 2015-10-29 | 2016 | 15-16 | 0 | 0 | 0 | 0 | 0 | 0 | 0 | 0 | 593241 | 120275 | 138541 | 858646 | 0 | 0 | 0 | 0 | 0 | 0 | 0 | 0
[9 empty] | 2015-10-30 | 2016 | 15-16 | 0 | 0 | 0 | 0 | 0 | 0 | 0 | 0 | 593241 | 120275 | 138541 | 858646 | 0 | 0 | 0 | 0 | 0 | 0 | 0 | 0
[9 empty] | 2015-10-31 | 2016 | 15-16 | 0 | 0 | 0 | 0 | 0 | 0 | 0 | 0 | 593241 | 120275 | 138541 | 858646 | 0 | 0 | 0 | 0 | 0 | 0 | 0 | 0
[9 empty] | 2015-11-01 | 2016 | 15-16 | 0 | 0 | 0 | 0 | 0 | 0 | 0 | 0 | 593241 | 120275 | 138541 | 858646 | 0 | 0 | 0 | 0 | 0 | 0 | 0 | 0
[9 empty] | 2015-11-02 | 2016 | 15-16 | 0 | 0 | 0 | 0 | 0 | 0 | 0 | 0 | 593241 | 120275 | 138541 | 858646 | 0 | 0 | 0 | 0 | 0 | 0 | 0 | 0
[9 empty] | 2015-11-03 | 2016 | 15-16 | 0 | 0 | 0 | 0 | 0 | 0 | 0 | 0 | 593241 | 120275 | 138541 | 858646 | 0 | 0 | 0 | 0 | 0 | 0 | 0 | 0
[9 empty] | 2015-11-04 | 2016 | 15-16 | 0 | 0 | 0 | 0 | 0 | 0 | 0 | 0 | 593241 | 120275 | 138541 | 858646 | 0 | 0 | 0 | 0 | 0 | 0 | 0 | 0
[9 empty] | 2015-11-05 | 2016 | 15-16 | 0 | 0 | 0 | 0 | 0 | 0 | 0 | 0 | 593241 | 120275 | 138541 | 858646 | 0 | 0 | 0 | 0 | 0 | 0 | 0 | 0
[9 empty] | 2015-11-06 | 2016 | 15-16 | 0 | 0 | 0 | 0 | 0 | 0 | 0 | 0 | 593241 | 120275 | 138541 | 858646 | 0 | 0 | 0 | 0 | 0 | 0 | 0 | 0
[9 empty] | 2015-11-07 | 2016 | 15-16 | 0 | 0 | 0 | 0 | 0 | 0 | 0 | 0 | 593241 | 120275 | 138541 | 858646 | 0 | 0 | 0 | 0 | 0 | 0 | 0 | 0
[9 empty] | 2015-11-08 | 2016 | 15-16 | 0 | 0 | 0 | 0 | 0 | 0 | 0 | 0 | 593241 | 120275 | 138541 | 858646 | 0 | 0 | 0 | 0 | 0 | 0 | 0 | 0
[9 empty] | 2015-11-09 | 2016 | 15-16 | 0 | 0 | 0 | 0 | 0 | 0 | 0 | 0 | 593241 | 120275 | 138541 | 858646 | 0 | 0 | 0 | 0 | 0 | 0 | 0 | 0
[9 empty] | 2015-11-10 | 2016 | 15-16 | 0 | 0 | 0 | 0 | 0 | 0 | 0 | 0 | 593241 | 120275 | 138541 | 858646 | 0 | 0 | 0 | 0 | 0 | 0 | 0 | 0
[9 empty] | 2015-11-11 | 2016 | 15-16 | 0 | 0 | 0 | 0 | 0 | 0 | 0 | 0 | 593241 | 120275 | 138541 | 858646 | 0 | 0 | 0 | 0 | 0 | 0 | 0 | 0
[9 empty] | 2015-11-12 | 2016 | 15-16 | 0 | 0 | 0 | 0 | 0 | 0 | 0 | 0 | 593241 | 120275 | 138541 | 858646 | 0 | 0 | 0 | 0 | 0 | 0 | 0 | 0
[9 empty] | 2015-11-13 | 2016 | 15-16 | 0 | 0 | 0 | 0 | 0 | 0 | 0 | 0 | 593241 | 120275 | 138541 | 858646 | 0 | 0 | 0 | 0 | 0 | 0 | 0 | 0
[9 empty] | 2015-11-14 | 2016 | 15-16 | 0 | 0 | 0 | 0 | 0 | 0 | 0 | 0 | 593241 | 120275 | 138541 | 858646 | 0 | 0 | 0 | 0 | 0 | 0 | 0 | 0
[9 empty] | 2015-11-15 | 2016 | 15-16 | 0 | 0 | 0 | 0 | 0 | 0 | 0 | 0 | 593241 | 120275 | 138541 | 858646 | 0 | 0 | 0 | 0 | 0 | 0 | 0 | 0
[9 empty] | 2015-11-16 | 2016 | 15-16 | 0 | 0 | 0 | 0 | 0 | 0 | 0 | 0 | 593241 | 120275 | 138541 | 858646 | 0 | 0 | 0 | 0 | 0 | 0 | 0 | 0
[9 empty] | 2015-11-17 | 2016 | 15-16 | 0 | 0 | 0 | 0 | 0 | 0 | 0 | 0 | 593241 | 120275 | 138541 | 858646 | 0 | 0 | 0 | 0 | 0 | 0 | 0 | 0
[9 empty] | 2015-11-18 | 2016 | 15-16 | 0 | 0 | 0 | 0 | 0 | 0 | 0 | 0 | 593241 | 120275 | 138541 | 858646 | 0 | 0 | 0 | 0 | 0 | 0 | 0 | 0
[9 empty] | 2015-11-19 | 2016 | 15-16 | 0 | 0 | 0 | 0 | 0 | 0 | 0 | 0 | 593241 | 120275 | 138541 | 858646 | 0 | 0 | 0 | 0 | 0 | 0 | 0 | 0
[9 empty] | 2015-11-20 | 2016 | 15-16 | 0 | 0 | 0 | 0 | 0 | 0 | 0 | 0 | 593241 | 120275 | 138541 | 858646 | 0 | 0 | 0 | 0 | 0 | 0 | 0 | 0
[9 empty] | 2015-11-21 | 2016 | 15-16 | 0 | 0 | 0 | 0 | 0 | 0 | 0 | 0 | 593241 | 120275 | 138541 | 858646 | 0 | 0 | 0 | 0 | 0 | 0 | 0 | 0
[9 empty] | 2015-11-22 | 2016 | 15-16 | 0 | 0 | 0 | 0 | 0 | 0 | 0 | 0 | 593241 | 120275 | 138541 | 858646 | 0 | 0 | 0 | 0 | 0 | 0 | 0 | 0
[9 empty] | 2015-11-23 | 2016 | 15-16 | 0 | 0 | 0 | 0 | 0 | 0 | 0 | 0 | 593241 | 120275 | 138541 | 858646 | 0 | 0 | 0 | 0 | 0 | 0 | 0 | 0
[9 empty] | 2015-11-24 | 2016 | 15-16 | 0 | 0 | 0 | 0 | 0 | 0 | 0 | 0 | 593241 | 120275 | 138541 | 858646 | 0 | 0 | 0 | 0 | 0 | 0 | 0 | 0
[9 empty] | 2015-11-25 | 2016 | 15-16 | 0 | 0 | 0 | 0 | 0 | 0 | 0 | 0 | 593241 | 120275 | 138541 | 858646 | 0 | 0 | 0 | 0 | 0 | 0 | 0 | 0
[9 empty] | 2015-11-26 | 2016 | 15-16 | 0 | 0 | 0 | 0 | 0 | 0 | 0 | 0 | 593241 | 120275 | 138541 | 858646 | 0 | 0 | 0 | 0 | 0 | 0 | 0 | 0
[9 empty] | 2015-11-27 | 2016 | 15-16 | 0 | 0 | 0 | 0 | 0 | 0 | 0 | 0 | 593241 | 120275 | 138541 | 858646 | 0 | 0 | 0 | 0 | 0 | 0 | 0 | 0
[9 empty] | 2015-11-28 | 2016 | 15-16 | 0 | 0 | 0 | 0 | 0 | 0 | 0 | 0 | 593241 | 120275 | 138541 | 858646 | 0 | 0 | 0 | 0 | 0 | 0 | 0 | 0
[9 empty] | 2015-11-29 | 2016 | 15-16 | 0 | 0 | 0 | 0 | 0 | 0 | 0 | 0 | 593241 | 120275 | 138541 | 858646 | 0 | 0 | 0 | 0 | 0 | 0 | 0 | 0
[9 empty] | 2015-11-30 | 2016 | 15-16 | 0 | 0 | 0 | 0 | 0 | 0 | 0 | 0 | 593241 | 120275 | 138541 | 858646 | 0 | 0 | 0 | 0 | 0 | 0 | 0 | 0
[9 empty] | 2015-12-01 | 2016 | 15-16 | 0 | 0 | 0 | 0 | 0 | 0 | 0 | 0 | 593241 | 120275 | 138541 | 858646 | 0 | 0 | 0 | 0 | 0 | 0 | 0 | 0
[9 empty] | 2015-12-02 | 2016 | 15-16 | 0 | 0 | 0 | 0 | 0 | 0 | 0 | 0 | 593241 | 120275 | 138541 | 858646 | 0 | 0 | 0 | 0 | 0 | 0 | 0 | 0
[9 empty] | 2015-12-03 | 2016 | 15-16 | 0 | 0 | 0 | 0 | 0 | 0 | 0 | 0 | 593241 | 120275 | 138541 | 858646 | 0 | 0 | 0 | 0 | 0 | 0 | 0 | 0
[9 empty] | 2015-12-04 | 2016 | 15-16 | 0 | 0 | 0 | 0 | 0 | 0 | 0 | 0 | 593241 | 120275 | 138541 | 858646 | 0 | 0 | 0 | 0 | 0 | 0 | 0 | 0
[9 empty] | 2015-12-05 | 2016 | 15-16 | 0 | 0 | 0 | 0 | 0 | 0 | 0 | 0 | 593241 | 120275 | 138541 | 858646 | 0 | 0 | 0 | 0 | 0 | 0 | 0 | 0
[9 empty] | 2015-12-06 | 2016 | 15-16 | 0 | 0 | 0 | 0 | 0 | 0 | 0 | 0 | 593241 | 120275 | 138541 | 858646 | 0 | 0 | 0 | 0 | 0 | 0 | 0 | 0
[9 empty] | 2015-12-07 | 2016 | 15-16 | 0 | 0 | 0 | 0 | 0 | 0 | 0 | 0 | 593241 | 120275 | 138541 | 858646 | 0 | 0 | 0 | 0 | 0 | 0 | 0 | 0
[9 empty] | 2015-12-08 | 2016 | 15-16 | 0 | 0 | 0 | 0 | 0 | 0 | 0 | 0 | 593241 | 120275 | 138541 | 858646 | 0 | 0 | 0 | 0 | 0 | 0 | 0 | 0
[9 empty] | 2015-12-09 | 2016 | 15-16 | 0 | 0 | 0 | 0 | 0 | 0 | 0 | 0 | 593241 | 120275 | 138541 | 858646 | 0 | 0 | 0 | 0 | 0 | 0 | 0 | 0
[9 empty] | 2015-12-10 | 2016 | 15-16 | 0 | 0 | 0 | 0 | 0 | 0 | 0 | 0 | 593241 | 120275 | 138541 | 858646 | 0 | 0 | 0 | 0 | 0 | 0 | 0 | 0
[9 empty] | 2015-12-11 | 2016 | 15-16 | 0 | 0 | 0 | 0 | 0 | 0 | 0 | 0 | 593241 | 120275 | 138541 | 858646 | 0 | 0 | 0 | 0 | 0 | 0 | 0 | 0
[9 empty] | 2015-12-12 | 2016 | 15-16 | 0 | 0 | 0 | 0 | 0 | 0 | 0 | 0 | 593241 | 120275 | 138541 | 858646 | 0 | 0 | 0 | 0 | 0 | 0 | 0 | 0
[9 empty] | 2015-12-13 | 2016 | 15-16 | 0 | 0 | 0 | 0 | 0 | 0 | 0 | 0 | 593241 | 120275 | 138541 | 858646 | 0 | 0 | 0 | 0 | 0 | 0 | 0 | 0
[9 empty] | 2015-12-14 | 2016 | 15-16 | 0 | 0 | 0 | 0 | 0 | 0 | 0 | 0 | 593241 | 120275 | 138541 | 858646 | 0 | 0 | 0 | 0 | 0 | 0 | 0 | 0
[9 empty] | 2015-12-15 | 2016 | 15-16 | 0 | 0 | 0 | 0 | 0 | 0 | 0 | 0 | 593241 | 120275 | 138541 | 858646 | 0 | 0 | 0 | 0 | 0 | 0 | 0 | 0
[9 empty] | 2015-12-16 | 2016 | 15-16 | 0 | 0 | 0 | 0 | 0 | 0 | 0 | 0 | 593241 | 120275 | 138541 | 858646 | 0 | 0 | 0 | 0 | 0 | 0 | 0 | 0
[9 empty] | 2015-12-17 | 2016 | 15-16 | 0 | 0 | 0 | 0 | 0 | 0 | 0 | 0 | 593241 | 120275 | 138541 | 858646 | 0 | 0 | 0 | 0 | 0 | 0 | 0 | 0
[9 empty] | 2015-12-18 | 2016 | 15-16 | 0 | 0 | 0 | 0 | 0 | 0 | 0 | 0 | 593241 | 120275 | 138541 | 858646 | 0 | 0 | 0 | 0 | 0 | 0 | 0 | 0
[9 empty] | 2015-12-19 | 2016 | 15-16 | 0 | 0 | 0 | 0 | 0 | 0 | 0 | 0 | 593241 | 120275 | 138541 | 858646 | 0 | 0 | 0 | 0 | 0 | 0 | 0 | 0
[9 empty] | 2015-12-20 | 2016 | 15-16 | 0 | 0 | 0 | 0 | 0 | 0 | 0 | 0 | 593241 | 120275 | 138541 | 858646 | 0 | 0 | 0 | 0 | 0 | 0 | 0 | 0
[9 empty] | 2015-12-21 | 2016 | 15-16 | 0 | 0 | 0 | 0 | 0 | 0 | 0 | 0 | 593241 | 120275 | 138541 | 858646 | 0 | 0 | 0 | 0 | 0 | 0 | 0 | 0
[9 empty] | 2015-12-22 | 2016 | 15-16 | 0 | 0 | 0 | 0 | 0 | 0 | 0 | 0 | 593241 | 120275 | 138541 | 858646 | 0 | 0 | 0 | 0 | 0 | 0 | 0 | 0
[9 empty] | 2015-12-23 | 2016 | 15-16 | 0 | 0 | 0 | 0 | 0 | 0 | 0 | 0 | 593241 | 120275 | 138541 | 858646 | 0 | 0 | 0 | 0 | 0 | 0 | 0 | 0
[9 empty] | 2015-12-24 | 2016 | 15-16 | 0 | 0 | 0 | 0 | 0 | 0 | 0 | 0 | 593241 | 120275 | 138541 | 858646 | 0 | 0 | 0 | 0 | 0 | 0 | 0 | 0
[9 empty] | 2015-12-25 | 2016 | 15-16 | 0 | 0 | 0 | 0 | 0 | 0 | 0 | 0 | 593241 | 120275 | 138541 | 858646 | 0 | 0 | 0 | 0 | 0 | 0 | 0 | 0
[9 empty] | 2015-12-26 | 2016 | 15-16 | 0 | 0 | 0 | 0 | 0 | 0 | 0 | 0 | 593241 | 120275 | 138541 | 858646 | 0 | 0 | 0 | 0 | 0 | 0 | 0 | 0
[9 empty] | 2015-12-27 | 2016 | 15-16 | 0 | 0 | 0 | 0 | 0 | 0 | 0 | 0 | 593241 | 120275 | 138541 | 858646 | 0 | 0 | 0 | 0 | 0 | 0 | 0 | 0
[9 empty] | 2015-12-28 | 2016 | 15-16 | 0 | 0 | 0 | 0 | 0 | 0 | 0 | 0 | 593241 | 120275 | 138541 | 858646 | 0 | 0 | 0 | 0 | 0 | 0 | 0 | 0
[9 empty] | 2015-12-29 | 2016 | 15-16 | 0 | 0 | 0 | 0 | 0 | 0 | 0 | 0 | 593241 | 120275 | 138541 | 858646 | 0 | 0 | 0 | 0 | 0 | 0 | 0 | 0
[9 empty] | 2015-12-30 | 2016 | 15-16 | 0 | 0 | 0 | 0 | 0 | 0 | 0 | 0 | 593241 | 120275 | 138541 | 858646 | 0 | 0 | 0 | 0 | 0 | 0 | 0 | 0
[9 empty] | 2015-12-31 | 2016 | 15-16 | 0 | 0 | 0 | 0 | 0 | 0 | 0 | 0 | 593241 | 120275 | 138541 | 858646 | 0 | 0 | 0 | 0 | 0 | 0 | 0 | 0
[9 empty] | 2016-01-01 | 2016 | 15-16 | 0 | 0 | 0 | 0 | 0 | 0 | 0 | 0 | 593241 | 120275 | 138541 | 858646 | 0 | 0 | 0 | 0 | 0 | 0 | 0 | 0
[9 empty] | 2016-01-02 | 2016 | 15-16 | 0 | 0 | 0 | 0 | 0 | 0 | 0 | 0 | 593241 | 120275 | 138541 | 858646 | 0 | 0 | 0 | 0 | 0 | 0 | 0 | 0
[9 empty] | 2016-01-03 | 2016 | 15-16 | 0 | 0 | 0 | 0 | 0 | 0 | 0 | 0 | 593241 | 120275 | 138541 | 858646 | 0 | 0 | 0 | 0 | 0 | 0 | 0 | 0
[9 empty] | 2016-01-04 | 2016 | 15-16 | 0 | 0 | 0 | 0 | 0 | 0 | 0 | 0 | 593241 | 120275 | 138541 | 858646 | 0 | 0 | 0 | 0 | 0 | 0 | 0 | 0
[9 empty] | 2016-01-05 | 2016 | 15-16 | 0 | 0 | 0 | 0 | 0 | 0 | 0 | 0 | 593241 | 120275 | 138541 | 858646 | 0 | 0 | 0 | 0 | 0 | 0 | 0 | 0
[9 empty] | 2016-01-06 | 2016 | 15-16 | 0 | 0 | 0 | 0 | 0 | 0 | 0 | 0 | 593241 | 120275 | 138541 | 858646 | 0 | 0 | 0 | 0 | 0 | 0 | 0 | 0
[9 empty] | 2016-01-07 | 2016 | 15-16 | 0 | 0 | 0 | 0 | 0 | 0 | 0 | 0 | 593241 | 120275 | 138541 | 858646 | 0 | 0 | 0 | 0 | 0 | 0 | 0 | 0
[9 empty] | 2016-01-08 | 2016 | 15-16 | 0 | 0 | 0 | 0 | 0 | 0 | 0 | 0 | 593241 | 120275 | 138541 | 858646 | 0 | 0 | 0 | 0 | 0 | 0 | 0 | 0
[9 empty] | 2016-01-09 | 2016 | 15-16 | 0 | 0 | 0 | 0 | 0 | 0 | 0 | 0 | 593241 | 120275 | 138541 | 858646 | 0 | 0 | 0 | 0 | 0 | 0 | 0 | 0
[9 empty] | 2016-01-10 | 2016 | 15-16 | 0 | 0 | 0 | 0 | 0 | 0 | 0 | 0 | 593241 | 120275 | 138541 | 858646 | 0 | 0 | 0 | 0 | 0 | 0 | 0 | 0
[9 empty] | 2016-01-11 | 2016 | 15-16 | 0 | 0 | 0 | 0 | 0 | 0 | 0 | 0 | 593241 | 120275 | 138541 | 858646 | 0 | 0 | 0 | 0 | 0 | 0 | 0 | 0
[9 empty] | 2016-01-12 | 2016 | 15-16 | 0 | 0 | 0 | 0 | 0 | 0 | 0 | 0 | 593241 | 120275 | 138541 | 858646 | 0 | 0 | 0 | 0 | 0 | 0 | 0 | 0
[9 empty] | 2016-01-13 | 2016 | 15-16 | 0 | 0 | 0 | 0 | 0 | 0 | 0 | 0 | 593241 | 120275 | 138541 | 858646 | 0 | 0 | 0 | 0 | 0 | 0 | 0 | 0
[9 empty] | 2016-01-14 | 2016 | 15-16 | 0 | 0 | 0 | 0 | 0 | 0 | 0 | 0 | 593241 | 120275 | 138541 | 858646 | 0 | 0 | 0 | 0 | 0 | 0 | 0 | 0
[9 empty] | 2016-01-15 | 2016 | 15-16 | 0 | 0 | 0 | 0 | 0 | 0 | 0 | 0 | 593241 | 120275 | 138541 | 858646 | 0 | 0 | 0 | 0 | 0 | 0 | 0 | 0
[9 empty] | 2016-01-16 | 2016 | 15-16 | 0 | 0 | 0 | 0 | 0 | 0 | 0 | 0 | 593241 | 120275 | 138541 | 858646 | 0 | 0 | 0 | 0 | 0 | 0 | 0 | 0
[9 empty] | 2016-01-17 | 2016 | 15-16 | 0 | 0 | 0 | 0 | 0 | 0 | 0 | 0 | 593241 | 120275 | 138541 | 858646 | 0 | 0 | 0 | 0 | 0 | 0 | 0 | 0
[9 empty] | 2016-01-18 | 2016 | 15-16 | 0 | 0 | 0 | 0 | 0 | 0 | 0 | 0 | 593241 | 120275 | 138541 | 858646 | 0 | 0 | 0 | 0 | 0 | 0 | 0 | 0
[9 empty] | 2016-01-19 | 2016 | 15-16 | 0 | 0 | 0 | 0 | 0 | 0 | 0 | 0 | 593241 | 120275 | 138541 | 858646 | 0 | 0 | 0 | 0 | 0 | 0 | 0 | 0
[9 empty] | 2016-01-20 | 2016 | 15-16 | 0 | 0 | 0 | 0 | 0 | 0 | 0 | 0 | 593241 | 120275 | 138541 | 858646 | 0 | 0 | 0 | 0 | 0 | 0 | 0 | 0
[9 empty] | 2016-01-21 | 2016 | 15-16 | 0 | 0 | 0 | 0 | 0 | 0 | 0 | 0 | 593241 | 120275 | 138541 | 858646 | 0 | 0 | 0 | 0 | 0 | 0 | 0 | 0
[9 empty] | 2016-01-22 | 2016 | 15-16 | 0 | 0 | 0 | 0 | 0 | 0 | 0 | 0 | 593241 | 120275 | 138541 | 858646 | 0 | 0 | 0 | 0 | 0 | 0 | 0 | 0
[9 empty] | 2016-01-23 | 2016 | 15-16 | 0 | 0 | 0 | 0 | 0 | 0 | 0 | 0 | 593241 | 120275 | 138541 | 858646 | 0 | 0 | 0 | 0 | 0 | 0 | 0 | 0
[9 empty] | 2016-01-24 | 2016 | 15-16 | 0 | 0 | 0 | 0 | 0 | 0 | 0 | 0 | 593241 | 120275 | 138541 | 858646 | 0 | 0 | 0 | 0 | 0 | 0 | 0 | 0
[9 empty] | 2016-01-25 | 2016 | 15-16 | 0 | 0 | 0 | 0 | 0 | 0 | 0 | 0 | 593241 | 120275 | 138541 | 858646 | 0 | 0 | 0 | 0 | 0 | 0 | 0 | 0
[9 empty] | 2016-01-26 | 2016 | 15-16 | 0 | 0 | 0 | 0 | 0 | 0 | 0 | 0 | 593241 | 120275 | 138541 | 858646 | 0 | 0 | 0 | 0 | 0 | 0 | 0 | 0
[9 empty] | 2016-01-27 | 2016 | 15-16 | 0 | 0 | 0 | 0 | 0 | 0 | 0 | 0 | 593241 | 120275 | 138541 | 858646 | 0 | 0 | 0 | 0 | 0 | 0 | 0 | 0
[9 empty] | 2016-01-28 | 2016 | 15-16 | 0 | 0 | 0 | 0 | 0 | 0 | 0 | 0 | 593241 | 120275 | 138541 | 858646 | 0 | 0 | 0 | 0 | 0 | 0 | 0 | 0
[9 empty] | 2016-01-29 | 2016 | 15-16 | 0 | 0 | 0 | 0 | 0 | 0 | 0 | 0 | 593241 | 120275 | 138541 | 858646 | 0 | 0 | 0 | 0 | 0 | 0 | 0 | 0
[9 empty] | 2016-01-30 | 2016 | 15-16 | 0 | 0 | 0 | 0 | 0 | 0 | 0 | 0 | 593241 | 120275 | 138541 | 858646 | 0 | 0 | 0 | 0 | 0 | 0 | 0 | 0
[9 empty] | 2016-01-31 | 2016 | 15-16 | 0 | 0 | 0 | 0 | 0 | 0 | 0 | 0 | 593241 | 120275 | 138541 | 858646 | 0 | 0 | 0 | 0 | 0 | 0 | 0 | 0
[9 empty] | 2016-02-01 | 2016 | 15-16 | 0 | 0 | 0 | 0 | 0 | 0 | 0 | 0 | 593241 | 120275 | 138541 | 858646 | 0 | 0 | 0 | 0 | 0 | 0 | 0 | 0
[9 empty] | 2016-02-02 | 2016 | 15-16 | 0 | 0 | 0 | 0 | 0 | 0 | 0 | 0 | 593241 | 120275 | 138541 | 858646 | 0 | 0 | 0 | 0 | 0 | 0 | 0 | 0
[9 empty] | 2016-02-03 | 2016 | 15-16 | 0 | 0 | 0 | 0 | 0 | 0 | 0 | 0 | 593241 | 120275 | 138541 | 858646 | 0 | 0 | 0 | 0 | 0 | 0 | 0 | 0
[9 empty] | 2016-02-04 | 2016 | 15-16 | 0 | 0 | 0 | 0 | 0 | 0 | 0 | 0 | 593241 | 120275 | 138541 | 858646 | 0 | 0 | 0 | 0 | 0 | 0 | 0 | 0
[9 empty] | 2016-02-05 | 2016 | 15-16 | 0 | 0 | 0 | 0 | 0 | 0 | 0 | 0 | 593241 | 120275 | 138541 | 858646 | 0 | 0 | 0 | 0 | 0 | 0 | 0 | 0
[9 empty] | 2016-02-06 | 2016 | 15-16 | 0 | 0 | 0 | 0 | 0 | 0 | 0 | 0 | 593241 | 120275 | 138541 | 858646 | 0 | 0 | 0 | 0 | 0 | 0 | 0 | 0
[9 empty] | 2016-02-07 | 2016 | 15-16 | 0 | 0 | 0 | 0 | 0 | 0 | 0 | 0 | 593241 | 120275 | 138541 | 858646 | 0 | 0 | 0 | 0 | 0 | 0 | 0 | 0
[9 empty] | 2016-02-08 | 2016 | 15-16 | 0 | 0 | 0 | 0 | 0 | 0 | 0 | 0 | 593241 | 120275 | 138541 | 858646 | 0 | 0 | 0 | 0 | 0 | 0 | 0 | 0
[9 empty] | 2016-02-09 | 2016 | 15-16 | 0 | 0 | 0 | 0 | 0 | 0 | 0 | 0 | 593241 | 120275 | 138541 | 858646 | 0 | 0 | 0 | 0 | 0 | 0 | 0 | 0
[9 empty] | 2016-02-10 | 2016 | 15-16 | 0 | 0 | 0 | 0 | 0 | 0 | 0 | 0 | 593241 | 120275 | 138541 | 858646 | 0 | 0 | 0 | 0 | 0 | 0 | 0 | 0
[9 empty] | 2016-02-11 | 2016 | 15-16 | 0 | 0 | 0 | 0 | 0 | 0 | 0 | 0 | 593241 | 120275 | 138541 | 858646 | 0 | 0 | 0 | 0 | 0 | 0 | 0 | 0
[9 empty] | 2016-02-12 | 2016 | 15-16 | 0 | 0 | 0 | 0 | 0 | 0 | 0 | 0 | 593241 | 120275 | 138541 | 858646 | 0 | 0 | 0 | 0 | 0 | 0 | 0 | 0
[9 empty] | 2016-02-13 | 2016 | 15-16 | 0 | 0 | 193489.35 | 193489.35 | 0 | 0 | 663 | 663 | 593241 | 120275 | 138541 | 858646 | 0 | 0 | 1.3966 | 0.22534 | 0 | 0 | 0.0047856 | 0.00077215
[9 empty] | 2016-02-14 | 2016 | 15-16 | 0 | 0 | 0 | 0 | 0 | 0 | 0 | 0 | 593241 | 120275 | 138541 | 858646 | 0 | 0 | 0 | 0 | 0 | 0 | 0 | 0
[9 empty] | 2016-02-15 | 2016 | 15-16 | 0 | 0 | 0 | 0 | 0 | 0 | 0 | 0 | 593241 | 120275 | 138541 | 858646 | 0 | 0 | 0 | 0 | 0 | 0 | 0 | 0
[9 empty] | 2016-02-16 | 2016 | 15-16 | 0 | 0 | 0 | 0 | 0 | 0 | 0 | 0 | 593241 | 120275 | 138541 | 858646 | 0 | 0 | 0 | 0 | 0 | 0 | 0 | 0
[9 empty] | 2016-02-17 | 2016 | 15-16 | 0 | 0 | 0 | 0 | 0 | 0 | 0 | 0 | 593241 | 120275 | 138541 | 858646 | 0 | 0 | 0 | 0 | 0 | 0 | 0 | 0
[9 empty] | 2016-02-18 | 2016 | 15-16 | 0 | 0 | 0 | 0 | 0 | 0 | 0 | 0 | 593241 | 120275 | 138541 | 858646 | 0 | 0 | 0 | 0 | 0 | 0 | 0 | 0
[9 empty] | 2016-02-19 | 2016 | 15-16 | 0 | 0 | 0 | 0 | 0 | 0 | 0 | 0 | 593241 | 120275 | 138541 | 858646 | 0 | 0 | 0 | 0 | 0 | 0 | 0 | 0
[9 empty] | 2016-02-20 | 2016 | 15-16 | 0 | 0 | 0 | 0 | 0 | 0 | 0 | 0 | 593241 | 120275 | 138541 | 858646 | 0 | 0 | 0 | 0 | 0 | 0 | 0 | 0
[9 empty] | 2016-02-21 | 2016 | 15-16 | 0 | 0 | 0 | 0 | 0 | 0 | 0 | 0 | 593241 | 120275 | 138541 | 858646 | 0 | 0 | 0 | 0 | 0 | 0 | 0 | 0
[9 empty] | 2016-02-22 | 2016 | 15-16 | 0 | 0 | 0 | 0 | 0 | 0 | 0 | 0 | 593241 | 120275 | 138541 | 858646 | 0 | 0 | 0 | 0 | 0 | 0 | 0 | 0
[9 empty] | 2016-02-23 | 2016 | 15-16 | 0 | 0 | 0 | 0 | 0 | 0 | 0 | 0 | 593241 | 120275 | 138541 | 858646 | 0 | 0 | 0 | 0 | 0 | 0 | 0 | 0
[9 empty] | 2016-02-24 | 2016 | 15-16 | 0 | 0 | 0 | 0 | 0 | 0 | 0 | 0 | 593241 | 120275 | 138541 | 858646 | 0 | 0 | 0 | 0 | 0 | 0 | 0 | 0
[9 empty] | 2016-02-25 | 2016 | 15-16 | 0 | 0 | 0 | 0 | 0 | 0 | 0 | 0 | 593241 | 120275 | 138541 | 858646 | 0 | 0 | 0 | 0 | 0 | 0 | 0 | 0
[9 empty] | 2016-02-26 | 2016 | 15-16 | 0 | 0 | 0 | 0 | 0 | 0 | 0 | 0 | 593241 | 120275 | 138541 | 858646 | 0 | 0 | 0 | 0 | 0 | 0 | 0 | 0
[9 empty] | 2016-02-27 | 2016 | 15-16 | 0 | 0 | 0 | 0 | 0 | 0 | 0 | 0 | 593241 | 120275 | 138541 | 858646 | 0 | 0 | 0 | 0 | 0 | 0 | 0 | 0
[9 empty] | 2016-02-28 | 2016 | 15-16 | 0 | 0 | 0 | 0 | 0 | 0 | 0 | 0 | 593241 | 120275 | 138541 | 858646 | 0 | 0 | 0 | 0 | 0 | 0 | 0 | 0
[9 empty] | 2016-02-29 | 2016 | 15-16 | 0 | 0 | 0 | 0 | 0 | 0 | 0 | 0 | 593241 | 120275 | 138541 | 858646 | 0 | 0 | 0 | 0 | 0 | 0 | 0 | 0
[9 empty] | 2016-03-01 | 2016 | 15-16 | 0 | 0 | 0 | 0 | 0 | 0 | 0 | 0 | 593241 | 120275 | 138541 | 858646 | 0 | 0 | 0 | 0 | 0 | 0 | 0 | 0
[9 empty] | 2016-03-02 | 2016 | 15-16 | 0 | 0 | 0 | 0 | 0 | 0 | 0 | 0 | 593241 | 120275 | 138541 | 858646 | 0 | 0 | 0 | 0 | 0 | 0 | 0 | 0
[9 empty] | 2016-03-03 | 2016 | 15-16 | 0 | 0 | 0 | 0 | 0 | 0 | 0 | 0 | 593241 | 120275 | 138541 | 858646 | 0 | 0 | 0 | 0 | 0 | 0 | 0 | 0
[9 empty] | 2016-03-04 | 2016 | 15-16 | 0 | 0 | 0 | 0 | 0 | 0 | 0 | 0 | 593241 | 120275 | 138541 | 858646 | 0 | 0 | 0 | 0 | 0 | 0 | 0 | 0
[9 empty] | 2016-03-05 | 2016 | 15-16 | 0 | 0 | 0 | 0 | 0 | 0 | 0 | 0 | 593241 | 120275 | 138541 | 858646 | 0 | 0 | 0 | 0 | 0 | 0 | 0 | 0
[9 empty] | 2016-03-06 | 2016 | 15-16 | 0 | 0 | 16372.4 | 16372.4 | 0 | 0 | 0 | 0 | 593241 | 120275 | 138541 | 858646 | 0 | 0 | 0.11818 | 0.019068 | 0 | 0 | 0 | 0
[9 empty] | 2016-03-07 | 2016 | 15-16 | 0 | 0 | 0 | 0 | 0 | 0 | 0 | 0 | 593241 | 120275 | 138541 | 858646 | 0 | 0 | 0 | 0 | 0 | 0 | 0 | 0
[9 empty] | 2016-03-08 | 2016 | 15-16 | 0 | 0 | 0 | 0 | 0 | 0 | 0 | 0 | 593241 | 120275 | 138541 | 858646 | 0 | 0 | 0 | 0 | 0 | 0 | 0 | 0
[9 empty] | 2016-03-09 | 2016 | 15-16 | 0 | 0 | 0 | 0 | 0 | 0 | 0 | 0 | 593241 | 120275 | 138541 | 858646 | 0 | 0 | 0 | 0 | 0 | 0 | 0 | 0
[9 empty] | 2016-03-10 | 2016 | 15-16 | 0 | 0 | 0 | 0 | 0 | 0 | 0 | 0 | 593241 | 120275 | 138541 | 858646 | 0 | 0 | 0 | 0 | 0 | 0 | 0 | 0
[9 empty] | 2016-03-11 | 2016 | 15-16 | 0 | 0 | 0 | 0 | 0 | 0 | 0 | 0 | 593241 | 120275 | 138541 | 858646 | 0 | 0 | 0 | 0 | 0 | 0 | 0 | 0
[9 empty] | 2016-03-12 | 2016 | 15-16 | 0 | 0 | 0 | 0 | 0 | 0 | 0 | 0 | 593241 | 120275 | 138541 | 858646 | 0 | 0 | 0 | 0 | 0 | 0 | 0 | 0
[9 empty] | 2016-03-13 | 2016 | 15-16 | 0 | 0 | 321306.15 | 321306.15 | 0 | 0 | 1221 | 1221 | 593241 | 120275 | 138541 | 858646 | 0 | 0 | 2.3192 | 0.3742 | 0 | 0 | 0.0088133 | 0.001422
[9 empty] | 2016-03-14 | 2016 | 15-16 | 0 | 0 | 0 | 0 | 0 | 0 | 0 | 0 | 593241 | 120275 | 138541 | 858646 | 0 | 0 | 0 | 0 | 0 | 0 | 0 | 0
[9 empty] | 2016-03-15 | 2016 | 15-16 | 0 | 0 | 0 | 0 | 0 | 0 | 0 | 0 | 593241 | 120275 | 138541 | 858646 | 0 | 0 | 0 | 0 | 0 | 0 | 0 | 0
[9 empty] | 2016-03-16 | 2016 | 15-16 | 0 | 0 | 0 | 0 | 0 | 0 | 0 | 0 | 593241 | 120275 | 138541 | 858646 | 0 | 0 | 0 | 0 | 0 | 0 | 0 | 0
[9 empty] | 2016-03-17 | 2016 | 15-16 | 0 | 0 | 0 | 0 | 0 | 0 | 0 | 0 | 593241 | 120275 | 138541 | 858646 | 0 | 0 | 0 | 0 | 0 | 0 | 0 | 0
[9 empty] | 2016-03-18 | 2016 | 15-16 | 0 | 0 | 0 | 0 | 0 | 0 | 0 | 0 | 593241 | 120275 | 138541 | 858646 | 0 | 0 | 0 | 0 | 0 | 0 | 0 | 0
[9 empty] | 2016-03-19 | 2016 | 15-16 | 0 | 0 | 0 | 0 | 0 | 0 | 0 | 0 | 593241 | 120275 | 138541 | 858646 | 0 | 0 | 0 | 0 | 0 | 0 | 0 | 0
[9 empty] | 2016-03-20 | 2016 | 15-16 | 0 | 0 | 0 | 0 | 0 | 0 | 0 | 0 | 593241 | 120275 | 138541 | 858646 | 0 | 0 | 0 | 0 | 0 | 0 | 0 | 0
[9 empty] | 2016-03-21 | 2016 | 15-16 | 0 | 0 | 0 | 0 | 0 | 0 | 0 | 0 | 593241 | 120275 | 138541 | 858646 | 0 | 0 | 0 | 0 | 0 | 0 | 0 | 0
[9 empty] | 2016-03-22 | 2016 | 15-16 | 0 | 0 | 0 | 0 | 0 | 0 | 0 | 0 | 593241 | 120275 | 138541 | 858646 | 0 | 0 | 0 | 0 | 0 | 0 | 0 | 0
[9 empty] | 2016-03-23 | 2016 | 15-16 | 0 | 0 | 0 | 0 | 0 | 0 | 0 | 0 | 593241 | 120275 | 138541 | 858646 | 0 | 0 | 0 | 0 | 0 | 0 | 0 | 0
[9 empty] | 2016-03-24 | 2016 | 15-16 | 0 | 0 | 0 | 0 | 0 | 0 | 0 | 0 | 593241 | 120275 | 138541 | 858646 | 0 | 0 | 0 | 0 | 0 | 0 | 0 | 0
[9 empty] | 2016-03-25 | 2016 | 15-16 | 0 | 0 | 0 | 0 | 0 | 0 | 0 | 0 | 593241 | 120275 | 138541 | 858646 | 0 | 0 | 0 | 0 | 0 | 0 | 0 | 0
[9 empty] | 2016-03-26 | 2016 | 15-16 | 0 | 0 | 0 | 0 | 0 | 0 | 0 | 0 | 593241 | 120275 | 138541 | 858646 | 0 | 0 | 0 | 0 | 0 | 0 | 0 | 0
[9 empty] | 2016-03-27 | 2016 | 15-16 | 0 | 0 | 0 | 0 | 0 | 0 | 0 | 0 | 593241 | 120275 | 138541 | 858646 | 0 | 0 | 0 | 0 | 0 | 0 | 0 | 0
[9 empty] | 2016-03-28 | 2016 | 15-16 | 0 | 0 | 0 | 0 | 0 | 0 | 0 | 0 | 593241 | 120275 | 138541 | 858646 | 0 | 0 | 0 | 0 | 0 | 0 | 0 | 0
[9 empty] | 2016-03-29 | 2016 | 15-16 | 0 | 0 | 0 | 0 | 0 | 0 | 0 | 0 | 593241 | 120275 | 138541 | 858646 | 0 | 0 | 0 | 0 | 0 | 0 | 0 | 0
[9 empty] | 2016-03-30 | 2016 | 15-16 | 0 | 0 | 0 | 0 | 0 | 0 | 0 | 0 | 593241 | 120275 | 138541 | 858646 | 0 | 0 | 0 | 0 | 0 | 0 | 0 | 0
[9 empty] | 2016-03-31 | 2016 | 15-16 | 0 | 0 | 0 | 0 | 0 | 0 | 0 | 0 | 593241 | 120275 | 138541 | 858646 | 0 | 0 | 0 | 0 | 0 | 0 | 0 | 0
[9 empty] | 2016-04-01 | 2016 | 15-16 | 0 | 0 | 0 | 0 | 0 | 0 | 0 | 0 | 593241 | 120275 | 138541 | 858646 | 0 | 0 | 0 | 0 | 0 | 0 | 0 | 0
[9 empty] | 2016-04-02 | 2016 | 15-16 | 0 | 0 | 0 | 0 | 0 | 0 | 0 | 0 | 593241 | 120275 | 138541 | 858646 | 0 | 0 | 0 | 0 | 0 | 0 | 0 | 0
[9 empty] | 2016-04-03 | 2016 | 15-16 | 0 | 0 | 0 | 0 | 0 | 0 | 0 | 0 | 593241 | 120275 | 138541 | 858646 | 0 | 0 | 0 | 0 | 0 | 0 | 0 | 0
[9 empty] | 2016-04-04 | 2016 | 15-16 | 0 | 0 | 0 | 0 | 0 | 0 | 0 | 0 | 593241 | 120275 | 138541 | 858646 | 0 | 0 | 0 | 0 | 0 | 0 | 0 | 0
[9 empty] | 2016-04-05 | 2016 | 15-16 | 0 | 0 | 0 | 0 | 0 | 0 | 0 | 0 | 593241 | 120275 | 138541 | 858646 | 0 | 0 | 0 | 0 | 0 | 0 | 0 | 0
[9 empty] | 2016-04-06 | 2016 | 15-16 | 0 | 0 | 0 | 0 | 0 | 0 | 0 | 0 | 593241 | 120275 | 138541 | 858646 | 0 | 0 | 0 | 0 | 0 | 0 | 0 | 0
[9 empty] | 2016-04-07 | 2016 | 15-16 | 0 | 0 | 0 | 0 | 0 | 0 | 0 | 0 | 593241 | 120275 | 138541 | 858646 | 0 | 0 | 0 | 0 | 0 | 0 | 0 | 0
[9 empty] | 2016-04-08 | 2016 | 15-16 | 0 | 0 | 0 | 0 | 0 | 0 | 0 | 0 | 593241 | 120275 | 138541 | 858646 | 0 | 0 | 0 | 0 | 0 | 0 | 0 | 0
[9 empty] | 2016-04-09 | 2016 | 15-16 | 0 | 0 | 0 | 0 | 0 | 0 | 0 | 0 | 593241 | 120275 | 138541 | 858646 | 0 | 0 | 0 | 0 | 0 | 0 | 0 | 0
[9 empty] | 2016-04-10 | 2016 | 15-16 | 0 | 0 | 0 | 0 | 0 | 0 | 0 | 0 | 593241 | 120275 | 138541 | 858646 | 0 | 0 | 0 | 0 | 0 | 0 | 0 | 0
[9 empty] | 2016-04-11 | 2016 | 15-16 | 0 | 0 | 0 | 0 | 0 | 0 | 0 | 0 | 593241 | 120275 | 138541 | 858646 | 0 | 0 | 0 | 0 | 0 | 0 | 0 | 0
[9 empty] | 2016-04-12 | 2016 | 15-16 | 0 | 0 | 0 | 0 | 0 | 0 | 0 | 0 | 593241 | 120275 | 138541 | 858646 | 0 | 0 | 0 | 0 | 0 | 0 | 0 | 0
[9 empty] | 2016-04-13 | 2016 | 15-16 | 0 | 0 | 0 | 0 | 0 | 0 | 0 | 0 | 593241 | 120275 | 138541 | 858646 | 0 | 0 | 0 | 0 | 0 | 0 | 0 | 0
[9 empty] | 2016-04-14 | 2016 | 15-16 | 0 | 0 | 0 | 0 | 0 | 0 | 0 | 0 | 593241 | 120275 | 138541 | 858646 | 0 | 0 | 0 | 0 | 0 | 0 | 0 | 0
[9 empty] | 2016-04-15 | 2016 | 15-16 | 0 | 0 | 0 | 0 | 0 | 0 | 0 | 0 | 593241 | 120275 | 138541 | 858646 | 0 | 0 | 0 | 0 | 0 | 0 | 0 | 0
[9 empty] | 2016-04-16 | 2016 | 15-16 | 0 | 0 | 0 | 0 | 0 | 0 | 0 | 0 | 593241 | 120275 | 138541 | 858646 | 0 | 0 | 0 | 0 | 0 | 0 | 0 | 0
[9 empty] | 2016-04-17 | 2016 | 15-16 | 0 | 0 | 0 | 0 | 0 | 0 | 0 | 0 | 593241 | 120275 | 138541 | 858646 | 0 | 0 | 0 | 0 | 0 | 0 | 0 | 0
[9 empty] | 2016-04-18 | 2016 | 15-16 | 0 | 0 | 0 | 0 | 0 | 0 | 0 | 0 | 593241 | 120275 | 138541 | 858646 | 0 | 0 | 0 | 0 | 0 | 0 | 0 | 0
[9 empty] | 2016-04-19 | 2016 | 15-16 | 0 | 0 | 0 | 0 | 0 | 0 | 0 | 0 | 593241 | 120275 | 138541 | 858646 | 0 | 0 | 0 | 0 | 0 | 0 | 0 | 0
[9 empty] | 2016-04-20 | 2016 | 15-16 | 0 | 0 | 0 | 0 | 0 | 0 | 0 | 0 | 593241 | 120275 | 138541 | 858646 | 0 | 0 | 0 | 0 | 0 | 0 | 0 | 0
[9 empty] | 2016-04-21 | 2016 | 15-16 | 0 | 0 | 0 | 0 | 0 | 0 | 0 | 0 | 593241 | 120275 | 138541 | 858646 | 0 | 0 | 0 | 0 | 0 | 0 | 0 | 0
[9 empty] | 2016-04-22 | 2016 | 15-16 | 0 | 0 | 0 | 0 | 0 | 0 | 0 | 0 | 593241 | 120275 | 138541 | 858646 | 0 | 0 | 0 | 0 | 0 | 0 | 0 | 0
[9 empty] | 2016-04-23 | 2016 | 15-16 | 0 | 0 | 0 | 0 | 0 | 0 | 0 | 0 | 593241 | 120275 | 138541 | 858646 | 0 | 0 | 0 | 0 | 0 | 0 | 0 | 0
[9 empty] | 2016-04-24 | 2016 | 15-16 | 0 | 0 | 0 | 0 | 0 | 0 | 0 | 0 | 593241 | 120275 | 138541 | 858646 | 0 | 0 | 0 | 0 | 0 | 0 | 0 | 0
[9 empty] | 2016-04-25 | 2016 | 15-16 | 0 | 0 | 0 | 0 | 0 | 0 | 0 | 0 | 593241 | 120275 | 138541 | 858646 | 0 | 0 | 0 | 0 | 0 | 0 | 0 | 0
[9 empty] | 2016-04-26 | 2016 | 15-16 | 0 | 0 | 0 | 0 | 0 | 0 | 0 | 0 | 593241 | 120275 | 138541 | 858646 | 0 | 0 | 0 | 0 | 0 | 0 | 0 | 0
[9 empty] | 2016-04-27 | 2016 | 15-16 | 0 | 0 | 0 | 0 | 0 | 0 | 0 | 0 | 593241 | 120275 | 138541 | 858646 | 0 | 0 | 0 | 0 | 0 | 0 | 0 | 0
[9 empty] | 2016-04-28 | 2016 | 15-16 | 0 | 0 | 0 | 0 | 0 | 0 | 0 | 0 | 593241 | 120275 | 138541 | 858646 | 0 | 0 | 0 | 0 | 0 | 0 | 0 | 0
[9 empty] | 2016-04-29 | 2016 | 15-16 | 0 | 0 | 0 | 0 | 0 | 0 | 0 | 0 | 593241 | 120275 | 138541 | 858646 | 0 | 0 | 0 | 0 | 0 | 0 | 0 | 0
[9 empty] | 2016-04-30 | 2016 | 15-16 | 0 | 0 | 0 | 0 | 0 | 0 | 0 | 0 | 593241 | 120275 | 138541 | 858646 | 0 | 0 | 0 | 0 | 0 | 0 | 0 | 0
[9 empty] | 2016-05-01 | 2016 | 15-16 | 0 | 0 | 0 | 0 | 0 | 0 | 0 | 0 | 593241 | 120275 | 138541 | 858646 | 0 | 0 | 0 | 0 | 0 | 0 | 0 | 0
[9 empty] | 2016-05-02 | 2016 | 15-16 | 0 | 0 | 0 | 0 | 0 | 0 | 0 | 0 | 593241 | 120275 | 138541 | 858646 | 0 | 0 | 0 | 0 | 0 | 0 | 0 | 0
[9 empty] | 2016-05-03 | 2016 | 15-16 | 0 | 0 | 0 | 0 | 0 | 0 | 0 | 0 | 593241 | 120275 | 138541 | 858646 | 0 | 0 | 0 | 0 | 0 | 0 | 0 | 0
[9 empty] | 2016-05-04 | 2016 | 15-16 | 0 | 0 | 0 | 0 | 0 | 0 | 0 | 0 | 593241 | 120275 | 138541 | 858646 | 0 | 0 | 0 | 0 | 0 | 0 | 0 | 0
[9 empty] | 2016-05-05 | 2016 | 15-16 | 0 | 0 | 0 | 0 | 0 | 0 | 0 | 0 | 593241 | 120275 | 138541 | 858646 | 0 | 0 | 0 | 0 | 0 | 0 | 0 | 0
[9 empty] | 2016-05-06 | 2016 | 15-16 | 0 | 0 | 0 | 0 | 0 | 0 | 0 | 0 | 593241 | 120275 | 138541 | 858646 | 0 | 0 | 0 | 0 | 0 | 0 | 0 | 0
[9 empty] | 2016-05-07 | 2016 | 15-16 | 0 | 0 | 0 | 0 | 0 | 0 | 0 | 0 | 593241 | 120275 | 138541 | 858646 | 0 | 0 | 0 | 0 | 0 | 0 | 0 | 0
[9 empty] | 2016-05-08 | 2016 | 15-16 | 0 | 0 | 0 | 0 | 0 | 0 | 0 | 0 | 593241 | 120275 | 138541 | 858646 | 0 | 0 | 0 | 0 | 0 | 0 | 0 | 0
[9 empty] | 2016-05-09 | 2016 |  | 0 | 0 | 0 | 0 | 0 | 0 | 0 | 0 | 593241 | 120275 | 138541 | 858646 | 0 | 0 | 0 | 0 | 0 | 0 | 0 | 0
[9 empty] | 2016-05-10 | 2016 | 15-16 | 0 | 0 | 0 | 0 | 0 | 0 | 0 | 0 | 593241 | 120275 | 138541 | 858646 | 0 | 0 | 0 | 0 | 0 | 0 | 0 | 0
[9 empty] | 2016-05-11 | 2016 | 15-16 | 0 | 0 | 0 | 0 | 0 | 0 | 0 | 0 | 593241 | 120275 | 138541 | 858646 | 0 | 0 | 0 | 0 | 0 | 0 | 0 | 0
[9 empty] | 2016-05-12 | 2016 | 15-16 | 0 | 0 | 0 | 0 | 0 | 0 | 0 | 0 | 593241 | 120275 | 138541 | 858646 | 0 | 0 | 0 | 0 | 0 | 0 | 0 | 0
[9 empty] | 2016-05-13 | 2016 | 15-16 | 0 | 0 | 0 | 0 | 0 | 0 | 0 | 0 | 593241 | 120275 | 138541 | 858646 | 0 | 0 | 0 | 0 | 0 | 0 | 0 | 0
[9 empty] | 2016-05-14 | 2016 | 15-16 | 0 | 0 | 0 | 0 | 0 | 0 | 0 | 0 | 593241 | 120275 | 138541 | 858646 | 0 | 0 | 0 | 0 | 0 | 0 | 0 | 0
[9 empty] | 2016-05-15 | 2016 | 15-16 | 0 | 0 | 0 | 0 | 0 | 0 | 0 | 0 | 593241 | 120275 | 138541 | 858646 | 0 | 0 | 0 | 0 | 0 | 0 | 0 | 0
[9 empty] | 2016-05-16 | 2016 | 15-16 | 0 | 0 | 0 | 0 | 0 | 0 | 0 | 0 | 593241 | 120275 | 138541 | 858646 | 0 | 0 | 0 | 0 | 0 | 0 | 0 | 0
[9 empty] | 2016-05-17 | 2016 | 15-16 | 0 | 0 | 0 | 0 | 0 | 0 | 0 | 0 | 593241 | 120275 | 138541 | 858646 | 0 | 0 | 0 | 0 | 0 | 0 | 0 | 0
[9 empty] | 2016-05-18 | 2016 | 15-16 | 0 | 0 | 0 | 0 | 0 | 0 | 0 | 0 | 593241 | 120275 | 138541 | 858646 | 0 | 0 | 0 | 0 | 0 | 0 | 0 | 0
[9 empty] | 2016-05-19 | 2016 | 15-16 | 0 | 0 | 0 | 0 | 0 | 0 | 0 | 0 | 593241 | 120275 | 138541 | 858646 | 0 | 0 | 0 | 0 | 0 | 0 | 0 | 0
[9 empty] | 2016-05-20 | 2016 | 15-16 | 0 | 0 | 0 | 0 | 0 | 0 | 0 | 0 | 593241 | 120275 | 138541 | 858646 | 0 | 0 | 0 | 0 | 0 | 0 | 0 | 0
[9 empty] | 2016-05-21 | 2016 | 15-16 | 0 | 0 | 0 | 0 | 0 | 0 | 0 | 0 | 593241 | 120275 | 138541 | 858646 | 0 | 0 | 0 | 0 | 0 | 0 | 0 | 0
[9 empty] | 2016-05-22 | 2016 | 15-16 | 0 | 0 | 0 | 0 | 0 | 0 | 0 | 0 | 593241 | 120275 | 138541 | 858646 | 0 | 0 | 0 | 0 | 0 | 0 | 0 | 0
[9 empty] | 2016-05-23 | 2016 | 15-16 | 0 | 0 | 0 | 0 | 0 | 0 | 0 | 0 | 593241 | 120275 | 138541 | 858646 | 0 | 0 | 0 | 0 | 0 | 0 | 0 | 0
[9 empty] | 2016-05-24 | 2016 | 15-16 | 0 | 0 | 0 | 0 | 0 | 0 | 0 | 0 | 593241 | 120275 | 138541 | 858646 | 0 | 0 | 0 | 0 | 0 | 0 | 0 | 0
[9 empty] | 2016-05-25 | 2016 | 15-16 | 0 | 0 | 0 | 0 | 0 | 0 | 0 | 0 | 593241 | 120275 | 138541 | 858646 | 0 | 0 | 0 | 0 | 0 | 0 | 0 | 0
[9 empty] | 2016-05-26 | 2016 | 15-16 | 0 | 0 | 0 | 0 | 0 | 0 | 0 | 0 | 593241 | 120275 | 138541 | 858646 | 0 | 0 | 0 | 0 | 0 | 0 | 0 | 0
[9 empty] | 2016-05-27 | 2016 | 15-16 | 0 | 0 | 0 | 0 | 0 | 0 | 0 | 0 | 593241 | 120275 | 138541 | 858646 | 0 | 0 | 0 | 0 | 0 | 0 | 0 | 0
[9 empty] | 2016-05-28 | 2016 | 15-16 | 0 | 0 | 0 | 0 | 0 | 0 | 0 | 0 | 593241 | 120275 | 138541 | 858646 | 0 | 0 | 0 | 0 | 0 | 0 | 0 | 0
[9 empty] | 2016-05-29 | 2016 | 15-16 | 0 | 0 | 0 | 0 | 0 | 0 | 0 | 0 | 593241 | 120275 | 138541 | 858646 | 0 | 0 | 0 | 0 | 0 | 0 | 0 | 0
[9 empty] | 2016-05-30 | 2016 | 15-16 | 0 | 0 | 0 | 0 | 0 | 0 | 0 | 0 | 593241 | 120275 | 138541 | 858646 | 0 | 0 | 0 | 0 | 0 | 0 | 0 | 0
[9 empty] | 2016-05-31 | 2016 | 15-16 | 0 | 0 | 0 | 0 | 0 | 0 | 0 | 0 | 593241 | 120275 | 138541 | 858646 | 0 | 0 | 0 | 0 | 0 | 0 | 0 | 0
[9 empty] | 2016-06-01 | 2016 | 15-16 | 0 | 0 | 0 | 0 | 0 | 0 | 0 | 0 | 593241 | 120275 | 138541 | 858646 | 0 | 0 | 0 | 0 | 0 | 0 | 0 | 0
[9 empty] | 2016-06-02 | 2016 | 15-16 | 0 | 0 | 0 | 0 | 0 | 0 | 0 | 0 | 593241 | 120275 | 138541 | 858646 | 0 | 0 | 0 | 0 | 0 | 0 | 0 | 0
[9 empty] | 2016-06-03 | 2016 | 15-16 | 0 | 0 | 0 | 0 | 0 | 0 | 0 | 0 | 593241 | 120275 | 138541 | 858646 | 0 | 0 | 0 | 0 | 0 | 0 | 0 | 0
[9 empty] | 2016-06-04 | 2016 | 15-16 | 0 | 0 | 0 | 0 | 0 | 0 | 0 | 0 | 593241 | 120275 | 138541 | 858646 | 0 | 0 | 0 | 0 | 0 | 0 | 0 | 0
[9 empty] | 2016-06-05 | 2016 | 15-16 | 0 | 0 | 0 | 0 | 0 | 0 | 0 | 0 | 593241 | 120275 | 138541 | 858646 | 0 | 0 | 0 | 0 | 0 | 0 | 0 | 0
[9 empty] | 2016-06-06 | 2016 | 15-16 | 0 | 0 | 0 | 0 | 0 | 0 | 0 | 0 | 593241 | 120275 | 138541 | 858646 | 0 | 0 | 0 | 0 | 0 | 0 | 0 | 0
[9 empty] | 2016-06-07 | 2016 | 15-16 | 0 | 0 | 0 | 0 | 0 | 0 | 0 | 0 | 593241 | 120275 | 138541 | 858646 | 0 | 0 | 0 | 0 | 0 | 0 | 0 | 0
[9 empty] | 2016-06-08 | 2016 | 15-16 | 0 | 0 | 0 | 0 | 0 | 0 | 0 | 0 | 593241 | 120275 | 138541 | 858646 | 0 | 0 | 0 | 0 | 0 | 0 | 0 | 0
[9 empty] | 2016-06-09 | 2016 | 15-16 | 0 | 0 | 0 | 0 | 0 | 0 | 0 | 0 | 593241 | 120275 | 138541 | 858646 | 0 | 0 | 0 | 0 | 0 | 0 | 0 | 0
[9 empty] | 2016-06-10 | 2016 | 15-16 | 0 | 0 | 0 | 0 | 0 | 0 | 0 | 0 | 593241 | 120275 | 138541 | 858646 | 0 | 0 | 0 | 0 | 0 | 0 | 0 | 0
[9 empty] | 2016-06-11 | 2016 | 15-16 | 0 | 0 | 0 | 0 | 0 | 0 | 0 | 0 | 593241 | 120275 | 138541 | 858646 | 0 | 0 | 0 | 0 | 0 | 0 | 0 | 0
[9 empty] | 2016-06-12 | 2016 | 15-16 | 0 | 0 | 0 | 0 | 0 | 0 | 0 | 0 | 593241 | 120275 | 138541 | 858646 | 0 | 0 | 0 | 0 | 0 | 0 | 0 | 0
[9 empty] | 2016-06-13 | 2016 | 15-16 | 0 | 0 | 0 | 0 | 0 | 0 | 0 | 0 | 593241 | 120275 | 138541 | 858646 | 0 | 0 | 0 | 0 | 0 | 0 | 0 | 0
[9 empty] | 2016-06-14 | 2016 | 15-16 | 0 | 0 | 0 | 0 | 0 | 0 | 0 | 0 | 593241 | 120275 | 138541 | 858646 | 0 | 0 | 0 | 0 | 0 | 0 | 0 | 0
[9 empty] | 2016-06-15 | 2016 | 15-16 | 0 | 0 | 0 | 0 | 0 | 0 | 0 | 0 | 593241 | 120275 | 138541 | 858646 | 0 | 0 | 0 | 0 | 0 | 0 | 0 | 0
[9 empty] | 2016-06-16 | 2016 | 15-16 | 0 | 0 | 0 | 0 | 0 | 0 | 0 | 0 | 593241 | 120275 | 138541 | 858646 | 0 | 0 | 0 | 0 | 0 | 0 | 0 | 0
[9 empty] | 2016-06-17 | 2016 | 15-16 | 0 | 0 | 0 | 0 | 0 | 0 | 0 | 0 | 593241 | 120275 | 138541 | 858646 | 0 | 0 | 0 | 0 | 0 | 0 | 0 | 0
[9 empty] | 2016-06-18 | 2016 | 15-16 | 0 | 0 | 124554.4782 | 124554.4782 | 0 | 0 | 108 | 108 | 593241 | 120275 | 138541 | 858646 | 0 | 0 | 0.89904 | 0.14506 | 0 | 0 | 0.00077955 | 0.00012578
[9 empty] | 2016-06-19 | 2016 | 15-16 | 0 | 0 | 0 | 0 | 0 | 0 | 0 | 0 | 593241 | 120275 | 138541 | 858646 | 0 | 0 | 0 | 0 | 0 | 0 | 0 | 0
[9 empty] | 2016-06-20 | 2016 | 15-16 | 0 | 0 | 0 | 0 | 0 | 0 | 0 | 0 | 593241 | 120275 | 138541 | 858646 | 0 | 0 | 0 | 0 | 0 | 0 | 0 | 0
[9 empty] | 2016-06-21 | 2016 | 15-16 | 0 | 0 | 0 | 0 | 0 | 0 | 0 | 0 | 593241 | 120275 | 138541 | 858646 | 0 | 0 | 0 | 0 | 0 | 0 | 0 | 0
[9 empty] | 2016-06-22 | 2016 | 15-16 | 0 | 0 | 0 | 0 | 0 | 0 | 0 | 0 | 593241 | 120275 | 138541 | 858646 | 0 | 0 | 0 | 0 | 0 | 0 | 0 | 0
[9 empty] | 2016-06-23 | 2016 | 15-16 | 0 | 0 | 0 | 0 | 0 | 0 | 0 | 0 | 593241 | 120275 | 138541 | 858646 | 0 | 0 | 0 | 0 | 0 | 0 | 0 | 0
[9 empty] | 2016-06-24 | 2016 | 15-16 | 0 | 0 | 0 | 0 | 0 | 0 | 0 | 0 | 593241 | 120275 | 138541 | 858646 | 0 | 0 | 0 | 0 | 0 | 0 | 0 | 0
[9 empty] | 2016-06-25 | 2016 | 15-16 | 0 | 0 | 0 | 0 | 0 | 0 | 0 | 0 | 593241 | 120275 | 138541 | 858646 | 0 | 0 | 0 | 0 | 0 | 0 | 0 | 0
[9 empty] | 2016-06-26 | 2016 | 15-16 | 0 | 0 | 0 | 0 | 0 | 0 | 0 | 0 | 593241 | 120275 | 138541 | 858646 | 0 | 0 | 0 | 0 | 0 | 0 | 0 | 0
[9 empty] | 2016-06-27 | 2016 | 15-16 | 0 | 0 | 0 | 0 | 0 | 0 | 0 | 0 | 593241 | 120275 | 138541 | 858646 | 0 | 0 | 0 | 0 | 0 | 0 | 0 | 0
[9 empty] | 2016-06-28 | 2016 | 15-16 | 0 | 0 | 0 | 0 | 0 | 0 | 0 | 0 | 593241 | 120275 | 138541 | 858646 | 0 | 0 | 0 | 0 | 0 | 0 | 0 | 0
[9 empty] | 2016-06-29 | 2016 | 15-16 | 0 | 0 | 0 | 0 | 0 | 0 | 0 | 0 | 593241 | 120275 | 138541 | 858646 | 0 | 0 | 0 | 0 | 0 | 0 | 0 | 0
[9 empty] | 2016-06-30 | 2016 | 15-16 | 0 | 0 | 0 | 0 | 0 | 0 | 0 | 0 | 593241 | 120275 | 138541 | 858646 | 0 | 0 | 0 | 0 | 0 | 0 | 0 | 0
[9 empty] | 2016-07-01 | 2017 | 16-17 | 0 | 0 | 0 | 0 | 0 | 0 | 0 | 0 | 606385.5 | 123893.5 | 140951.5 | 878300.5 | 0 | 0 | 0 | 0 | 0 | 0 | 0 | 0
[9 empty] | 2016-07-02 | 2017 | 16-17 | 0 | 0 | 0 | 0 | 0 | 0 | 0 | 0 | 606385.5 | 123893.5 | 140951.5 | 878300.5 | 0 | 0 | 0 | 0 | 0 | 0 | 0 | 0
[9 empty] | 2016-07-03 | 2017 | 16-17 | 0 | 0 | 0 | 0 | 0 | 0 | 0 | 0 | 606385.5 | 123893.5 | 140951.5 | 878300.5 | 0 | 0 | 0 | 0 | 0 | 0 | 0 | 0
[9 empty] | 2016-07-04 | 2017 | 16-17 | 0 | 0 | 0 | 0 | 0 | 0 | 0 | 0 | 606385.5 | 123893.5 | 140951.5 | 878300.5 | 0 | 0 | 0 | 0 | 0 | 0 | 0 | 0
[9 empty] | 2016-07-05 | 2017 | 16-17 | 0 | 0 | 0 | 0 | 0 | 0 | 0 | 0 | 606385.5 | 123893.5 | 140951.5 | 878300.5 | 0 | 0 | 0 | 0 | 0 | 0 | 0 | 0
[9 empty] | 2016-07-06 | 2017 | 16-17 | 0 | 0 | 0 | 0 | 0 | 0 | 0 | 0 | 606385.5 | 123893.5 | 140951.5 | 878300.5 | 0 | 0 | 0 | 0 | 0 | 0 | 0 | 0
[9 empty] | 2016-07-07 | 2017 | 16-17 | 0 | 0 | 0 | 0 | 0 | 0 | 0 | 0 | 606385.5 | 123893.5 | 140951.5 | 878300.5 | 0 | 0 | 0 | 0 | 0 | 0 | 0 | 0
[9 empty] | 2016-07-08 | 2017 | 16-17 | 0 | 0 | 0 | 0 | 0 | 0 | 0 | 0 | 606385.5 | 123893.5 | 140951.5 | 878300.5 | 0 | 0 | 0 | 0 | 0 | 0 | 0 | 0
[9 empty] | 2016-07-09 | 2017 | 16-17 | 0 | 0 | 0 | 0 | 0 | 0 | 0 | 0 | 606385.5 | 123893.5 | 140951.5 | 878300.5 | 0 | 0 | 0 | 0 | 0 | 0 | 0 | 0
[9 empty] | 2016-07-10 | 2017 | 16-17 | 0 | 0 | 0 | 0 | 0 | 0 | 0 | 0 | 606385.5 | 123893.5 | 140951.5 | 878300.5 | 0 | 0 | 0 | 0 | 0 | 0 | 0 | 0
[9 empty] | 2016-07-11 | 2017 |  | 0 | 0 | 0 | 0 | 0 | 0 | 0 | 0 | 606385.5 | 123893.5 | 140951.5 | 878300.5 | 0 | 0 | 0 | 0 | 0 | 0 | 0 | 0
[9 empty] | 2016-07-12 | 2017 |  | 0 | 0 | 0 | 0 | 0 | 0 | 0 | 0 | 606385.5 | 123893.5 | 140951.5 | 878300.5 | 0 | 0 | 0 | 0 | 0 | 0 | 0 | 0
[9 empty] | 2016-07-13 | 2017 | 16-17 | 0 | 0 | 0 | 0 | 0 | 0 | 0 | 0 | 606385.5 | 123893.5 | 140951.5 | 878300.5 | 0 | 0 | 0 | 0 | 0 | 0 | 0 | 0
[9 empty] | 2016-07-14 | 2017 | 16-17 | 0 | 0 | 0 | 0 | 0 | 0 | 0 | 0 | 606385.5 | 123893.5 | 140951.5 | 878300.5 | 0 | 0 | 0 | 0 | 0 | 0 | 0 | 0
[9 empty] | 2016-07-15 | 2017 | 16-17 | 0 | 0 | 0 | 0 | 0 | 0 | 0 | 0 | 606385.5 | 123893.5 | 140951.5 | 878300.5 | 0 | 0 | 0 | 0 | 0 | 0 | 0 | 0
[9 empty] | 2016-07-16 | 2017 | 16-17 | 0 | 0 | 0 | 0 | 0 | 0 | 0 | 0 | 606385.5 | 123893.5 | 140951.5 | 878300.5 | 0 | 0 | 0 | 0 | 0 | 0 | 0 | 0
[9 empty] | 2016-07-17 | 2017 | 16-17 | 0 | 0 | 0 | 0 | 0 | 0 | 0 | 0 | 606385.5 | 123893.5 | 140951.5 | 878300.5 | 0 | 0 | 0 | 0 | 0 | 0 | 0 | 0
[9 empty] | 2016-07-18 | 2017 | 16-17 | 0 | 0 | 0 | 0 | 0 | 0 | 0 | 0 | 606385.5 | 123893.5 | 140951.5 | 878300.5 | 0 | 0 | 0 | 0 | 0 | 0 | 0 | 0
[9 empty] | 2016-07-19 | 2017 | 16-17 | 0 | 0 | 0 | 0 | 0 | 0 | 0 | 0 | 606385.5 | 123893.5 | 140951.5 | 878300.5 | 0 | 0 | 0 | 0 | 0 | 0 | 0 | 0
[9 empty] | 2016-07-20 | 2017 | 16-17 | 0 | 0 | 0 | 0 | 0 | 0 | 0 | 0 | 606385.5 | 123893.5 | 140951.5 | 878300.5 | 0 | 0 | 0 | 0 | 0 | 0 | 0 | 0
[9 empty] | 2016-07-21 | 2017 | 16-17 | 0 | 0 | 0 | 0 | 0 | 0 | 0 | 0 | 606385.5 | 123893.5 | 140951.5 | 878300.5 | 0 | 0 | 0 | 0 | 0 | 0 | 0 | 0
[9 empty] | 2016-07-22 | 2017 | 16-17 | 0 | 0 | 0 | 0 | 0 | 0 | 0 | 0 | 606385.5 | 123893.5 | 140951.5 | 878300.5 | 0 | 0 | 0 | 0 | 0 | 0 | 0 | 0
[9 empty] | 2016-07-23 | 2017 | 16-17 | 0 | 0 | 0 | 0 | 0 | 0 | 0 | 0 | 606385.5 | 123893.5 | 140951.5 | 878300.5 | 0 | 0 | 0 | 0 | 0 | 0 | 0 | 0
[9 empty] | 2016-07-24 | 2017 | 16-17 | 0 | 0 | 0 | 0 | 0 | 0 | 0 | 0 | 606385.5 | 123893.5 | 140951.5 | 878300.5 | 0 | 0 | 0 | 0 | 0 | 0 | 0 | 0
[9 empty] | 2016-07-25 | 2017 | 16-17 | 0 | 0 | 0 | 0 | 0 | 0 | 0 | 0 | 606385.5 | 123893.5 | 140951.5 | 878300.5 | 0 | 0 | 0 | 0 | 0 | 0 | 0 | 0
[9 empty] | 2016-07-26 | 2017 | 16-17 | 0 | 0 | 0 | 0 | 0 | 0 | 0 | 0 | 606385.5 | 123893.5 | 140951.5 | 878300.5 | 0 | 0 | 0 | 0 | 0 | 0 | 0 | 0
[9 empty] | 2016-07-27 | 2017 | 16-17 | 0 | 0 | 0 | 0 | 0 | 0 | 0 | 0 | 606385.5 | 123893.5 | 140951.5 | 878300.5 | 0 | 0 | 0 | 0 | 0 | 0 | 0 | 0
[9 empty] | 2016-07-28 | 2017 | 16-17 | 0 | 0 | 0 | 0 | 0 | 0 | 0 | 0 | 606385.5 | 123893.5 | 140951.5 | 878300.5 | 0 | 0 | 0 | 0 | 0 | 0 | 0 | 0
[9 empty] | 2016-07-29 | 2017 | 16-17 | 0 | 0 | 0 | 0 | 0 | 0 | 0 | 0 | 606385.5 | 123893.5 | 140951.5 | 878300.5 | 0 | 0 | 0 | 0 | 0 | 0 | 0 | 0
[9 empty] | 2016-07-30 | 2017 | 16-17 | 0 | 0 | 0 | 0 | 0 | 0 | 0 | 0 | 606385.5 | 123893.5 | 140951.5 | 878300.5 | 0 | 0 | 0 | 0 | 0 | 0 | 0 | 0
[9 empty] | 2016-07-31 | 2017 | 16-17 | 0 | 0 | 0 | 0 | 0 | 0 | 0 | 0 | 606385.5 | 123893.5 | 140951.5 | 878300.5 | 0 | 0 | 0 | 0 | 0 | 0 | 0 | 0
[9 empty] | 2016-08-01 | 2017 | 16-17 | 0 | 0 | 0 | 0 | 0 | 0 | 0 | 0 | 606385.5 | 123893.5 | 140951.5 | 878300.5 | 0 | 0 | 0 | 0 | 0 | 0 | 0 | 0
[9 empty] | 2016-08-02 | 2017 | 16-17 | 0 | 0 | 131279.7314 | 131279.7314 | 0 | 0 | 436 | 436 | 606385.5 | 123893.5 | 140951.5 | 878300.5 | 0 | 0 | 0.93138 | 0.14947 | 0 | 0 | 0.0030933 | 0.00049641
[9 empty] | 2016-08-03 | 2017 | 16-17 | 0 | 0 | 0 | 0 | 0 | 0 | 0 | 0 | 606385.5 | 123893.5 | 140951.5 | 878300.5 | 0 | 0 | 0 | 0 | 0 | 0 | 0 | 0
[9 empty] | 2016-08-04 | 2017 | 16-17 | 0 | 0 | 0 | 0 | 0 | 0 | 0 | 0 | 606385.5 | 123893.5 | 140951.5 | 878300.5 | 0 | 0 | 0 | 0 | 0 | 0 | 0 | 0
[9 empty] | 2016-08-05 | 2017 | 16-17 | 0 | 0 | 0 | 0 | 0 | 0 | 0 | 0 | 606385.5 | 123893.5 | 140951.5 | 878300.5 | 0 | 0 | 0 | 0 | 0 | 0 | 0 | 0
[9 empty] | 2016-08-06 | 2017 | 16-17 | 0 | 0 | 0 | 0 | 0 | 0 | 0 | 0 | 606385.5 | 123893.5 | 140951.5 | 878300.5 | 0 | 0 | 0 | 0 | 0 | 0 | 0 | 0
[9 empty] | 2016-08-07 | 2017 | 16-17 | 0 | 0 | 0 | 0 | 0 | 0 | 0 | 0 | 606385.5 | 123893.5 | 140951.5 | 878300.5 | 0 | 0 | 0 | 0 | 0 | 0 | 0 | 0
[9 empty] | 2016-08-08 | 2017 | 16-17 | 0 | 0 | 0 | 0 | 0 | 0 | 0 | 0 | 606385.5 | 123893.5 | 140951.5 | 878300.5 | 0 | 0 | 0 | 0 | 0 | 0 | 0 | 0
[9 empty] | 2016-08-09 | 2017 | 16-17 | 0 | 0 | 0 | 0 | 0 | 0 | 0 | 0 | 606385.5 | 123893.5 | 140951.5 | 878300.5 | 0 | 0 | 0 | 0 | 0 | 0 | 0 | 0
[9 empty] | 2016-08-10 | 2017 | 16-17 | 0 | 0 | 0 | 0 | 0 | 0 | 0 | 0 | 606385.5 | 123893.5 | 140951.5 | 878300.5 | 0 | 0 | 0 | 0 | 0 | 0 | 0 | 0
[9 empty] | 2016-08-11 | 2017 | 16-17 | 0 | 0 | 0 | 0 | 0 | 0 | 0 | 0 | 606385.5 | 123893.5 | 140951.5 | 878300.5 | 0 | 0 | 0 | 0 | 0 | 0 | 0 | 0
[9 empty] | 2016-08-12 | 2017 | 16-17 | 0 | 0 | 0 | 0 | 0 | 0 | 0 | 0 | 606385.5 | 123893.5 | 140951.5 | 878300.5 | 0 | 0 | 0 | 0 | 0 | 0 | 0 | 0
[9 empty] | 2016-08-13 | 2017 | 16-17 | 0 | 0 | 0 | 0 | 0 | 0 | 0 | 0 | 606385.5 | 123893.5 | 140951.5 | 878300.5 | 0 | 0 | 0 | 0 | 0 | 0 | 0 | 0
[9 empty] | 2016-08-14 | 2017 | 16-17 | 0 | 0 | 0 | 0 | 0 | 0 | 0 | 0 | 606385.5 | 123893.5 | 140951.5 | 878300.5 | 0 | 0 | 0 | 0 | 0 | 0 | 0 | 0
[9 empty] | 2016-08-15 | 2017 | 16-17 | 0 | 0 | 0 | 0 | 0 | 0 | 0 | 0 | 606385.5 | 123893.5 | 140951.5 | 878300.5 | 0 | 0 | 0 | 0 | 0 | 0 | 0 | 0
[9 empty] | 2016-08-16 | 2017 | 16-17 | 0 | 0 | 0 | 0 | 0 | 0 | 0 | 0 | 606385.5 | 123893.5 | 140951.5 | 878300.5 | 0 | 0 | 0 | 0 | 0 | 0 | 0 | 0
[9 empty] | 2016-08-17 | 2017 | 16-17 | 0 | 0 | 0 | 0 | 0 | 0 | 0 | 0 | 606385.5 | 123893.5 | 140951.5 | 878300.5 | 0 | 0 | 0 | 0 | 0 | 0 | 0 | 0
[9 empty] | 2016-08-18 | 2017 | 16-17 | 0 | 0 | 0 | 0 | 0 | 0 | 0 | 0 | 606385.5 | 123893.5 | 140951.5 | 878300.5 | 0 | 0 | 0 | 0 | 0 | 0 | 0 | 0
[9 empty] | 2016-08-19 | 2017 | 16-17 | 0 | 0 | 0 | 0 | 0 | 0 | 0 | 0 | 606385.5 | 123893.5 | 140951.5 | 878300.5 | 0 | 0 | 0 | 0 | 0 | 0 | 0 | 0
[9 empty] | 2016-08-20 | 2017 | 16-17 | 0 | 0 | 0 | 0 | 0 | 0 | 0 | 0 | 606385.5 | 123893.5 | 140951.5 | 878300.5 | 0 | 0 | 0 | 0 | 0 | 0 | 0 | 0
[9 empty] | 2016-08-21 | 2017 | 16-17 | 0 | 0 | 0 | 0 | 0 | 0 | 0 | 0 | 606385.5 | 123893.5 | 140951.5 | 878300.5 | 0 | 0 | 0 | 0 | 0 | 0 | 0 | 0
[9 empty] | 2016-08-22 | 2017 | 16-17 | 0 | 0 | 0 | 0 | 0 | 0 | 0 | 0 | 606385.5 | 123893.5 | 140951.5 | 878300.5 | 0 | 0 | 0 | 0 | 0 | 0 | 0 | 0
[9 empty] | 2016-08-23 | 2017 | 16-17 | 0 | 0 | 0 | 0 | 0 | 0 | 0 | 0 | 606385.5 | 123893.5 | 140951.5 | 878300.5 | 0 | 0 | 0 | 0 | 0 | 0 | 0 | 0
[9 empty] | 2016-08-24 | 2017 | 16-17 | 0 | 0 | 0 | 0 | 0 | 0 | 0 | 0 | 606385.5 | 123893.5 | 140951.5 | 878300.5 | 0 | 0 | 0 | 0 | 0 | 0 | 0 | 0
[9 empty] | 2016-08-25 | 2017 | 16-17 | 0 | 0 | 0 | 0 | 0 | 0 | 0 | 0 | 606385.5 | 123893.5 | 140951.5 | 878300.5 | 0 | 0 | 0 | 0 | 0 | 0 | 0 | 0
[9 empty] | 2016-08-26 | 2017 | 16-17 | 0 | 0 | 0 | 0 | 0 | 0 | 0 | 0 | 606385.5 | 123893.5 | 140951.5 | 878300.5 | 0 | 0 | 0 | 0 | 0 | 0 | 0 | 0
[9 empty] | 2016-08-27 | 2017 | 16-17 | 0 | 0 | 0 | 0 | 0 | 0 | 0 | 0 | 606385.5 | 123893.5 | 140951.5 | 878300.5 | 0 | 0 | 0 | 0 | 0 | 0 | 0 | 0
[9 empty] | 2016-08-28 | 2017 | 16-17 | 0 | 0 | 0 | 0 | 0 | 0 | 0 | 0 | 606385.5 | 123893.5 | 140951.5 | 878300.5 | 0 | 0 | 0 | 0 | 0 | 0 | 0 | 0
[9 empty] | 2016-08-29 | 2017 | 16-17 | 0 | 0 | 0 | 0 | 0 | 0 | 0 | 0 | 606385.5 | 123893.5 | 140951.5 | 878300.5 | 0 | 0 | 0 | 0 | 0 | 0 | 0 | 0
[9 empty] | 2016-08-30 | 2017 | 16-17 | 0 | 0 | 0 | 0 | 0 | 0 | 0 | 0 | 606385.5 | 123893.5 | 140951.5 | 878300.5 | 0 | 0 | 0 | 0 | 0 | 0 | 0 | 0
[9 empty] | 2016-08-31 | 2017 | 16-17 | 0 | 0 | 0 | 0 | 0 | 0 | 0 | 0 | 606385.5 | 123893.5 | 140951.5 | 878300.5 | 0 | 0 | 0 | 0 | 0 | 0 | 0 | 0
[9 empty] | 2016-09-01 | 2017 | 16-17 | 0 | 0 | 0 | 0 | 0 | 0 | 0 | 0 | 606385.5 | 123893.5 | 140951.5 | 878300.5 | 0 | 0 | 0 | 0 | 0 | 0 | 0 | 0
[9 empty] | 2016-09-02 | 2017 | 16-17 | 0 | 0 | 0 | 0 | 0 | 0 | 0 | 0 | 606385.5 | 123893.5 | 140951.5 | 878300.5 | 0 | 0 | 0 | 0 | 0 | 0 | 0 | 0
[9 empty] | 2016-09-03 | 2017 | 16-17 | 0 | 0 | 0 | 0 | 0 | 0 | 0 | 0 | 606385.5 | 123893.5 | 140951.5 | 878300.5 | 0 | 0 | 0 | 0 | 0 | 0 | 0 | 0
[9 empty] | 2016-09-04 | 2017 | 16-17 | 0 | 0 | 0 | 0 | 0 | 0 | 0 | 0 | 606385.5 | 123893.5 | 140951.5 | 878300.5 | 0 | 0 | 0 | 0 | 0 | 0 | 0 | 0
[9 empty] | 2016-09-05 | 2017 | 16-17 | 0 | 0 | 0 | 0 | 0 | 0 | 0 | 0 | 606385.5 | 123893.5 | 140951.5 | 878300.5 | 0 | 0 | 0 | 0 | 0 | 0 | 0 | 0
[9 empty] | 2016-09-06 | 2017 | 16-17 | 0 | 0 | 0 | 0 | 0 | 0 | 0 | 0 | 606385.5 | 123893.5 | 140951.5 | 878300.5 | 0 | 0 | 0 | 0 | 0 | 0 | 0 | 0
[9 empty] | 2016-09-07 | 2017 | 16-17 | 0 | 0 | 0 | 0 | 0 | 0 | 0 | 0 | 606385.5 | 123893.5 | 140951.5 | 878300.5 | 0 | 0 | 0 | 0 | 0 | 0 | 0 | 0
[9 empty] | 2016-09-08 | 2017 | 16-17 | 0 | 0 | 0 | 0 | 0 | 0 | 0 | 0 | 606385.5 | 123893.5 | 140951.5 | 878300.5 | 0 | 0 | 0 | 0 | 0 | 0 | 0 | 0
[9 empty] | 2016-09-09 | 2017 | 16-17 | 0 | 0 | 0 | 0 | 0 | 0 | 0 | 0 | 606385.5 | 123893.5 | 140951.5 | 878300.5 | 0 | 0 | 0 | 0 | 0 | 0 | 0 | 0
[9 empty] | 2016-09-10 | 2017 | 16-17 | 0 | 0 | 0 | 0 | 0 | 0 | 0 | 0 | 606385.5 | 123893.5 | 140951.5 | 878300.5 | 0 | 0 | 0 | 0 | 0 | 0 | 0 | 0
[9 empty] | 2016-09-11 | 2017 | 16-17 | 0 | 0 | 0 | 0 | 0 | 0 | 0 | 0 | 606385.5 | 123893.5 | 140951.5 | 878300.5 | 0 | 0 | 0 | 0 | 0 | 0 | 0 | 0
[9 empty] | 2016-09-12 | 2017 | 16-17 | 0 | 0 | 0 | 0 | 0 | 0 | 0 | 0 | 606385.5 | 123893.5 | 140951.5 | 878300.5 | 0 | 0 | 0 | 0 | 0 | 0 | 0 | 0
[9 empty] | 2016-09-13 | 2017 | 16-17 | 0 | 0 | 0 | 0 | 0 | 0 | 0 | 0 | 606385.5 | 123893.5 | 140951.5 | 878300.5 | 0 | 0 | 0 | 0 | 0 | 0 | 0 | 0
[9 empty] | 2016-09-14 | 2017 | 16-17 | 0 | 0 | 0 | 0 | 0 | 0 | 0 | 0 | 606385.5 | 123893.5 | 140951.5 | 878300.5 | 0 | 0 | 0 | 0 | 0 | 0 | 0 | 0
[9 empty] | 2016-09-15 | 2017 | 16-17 | 0 | 0 | 0 | 0 | 0 | 0 | 0 | 0 | 606385.5 | 123893.5 | 140951.5 | 878300.5 | 0 | 0 | 0 | 0 | 0 | 0 | 0 | 0
[9 empty] | 2016-09-16 | 2017 | 16-17 | 0 | 0 | 0 | 0 | 0 | 0 | 0 | 0 | 606385.5 | 123893.5 | 140951.5 | 878300.5 | 0 | 0 | 0 | 0 | 0 | 0 | 0 | 0
[9 empty] | 2016-09-17 | 2017 | 16-17 | 0 | 0 | 0 | 0 | 0 | 0 | 0 | 0 | 606385.5 | 123893.5 | 140951.5 | 878300.5 | 0 | 0 | 0 | 0 | 0 | 0 | 0 | 0
[9 empty] | 2016-09-18 | 2017 | 16-17 | 0 | 0 | 0 | 0 | 0 | 0 | 0 | 0 | 606385.5 | 123893.5 | 140951.5 | 878300.5 | 0 | 0 | 0 | 0 | 0 | 0 | 0 | 0
[9 empty] | 2016-09-19 | 2017 | 16-17 | 0 | 0 | 0 | 0 | 0 | 0 | 0 | 0 | 606385.5 | 123893.5 | 140951.5 | 878300.5 | 0 | 0 | 0 | 0 | 0 | 0 | 0 | 0
[9 empty] | 2016-09-20 | 2017 | 16-17 | 0 | 0 | 0 | 0 | 0 | 0 | 0 | 0 | 606385.5 | 123893.5 | 140951.5 | 878300.5 | 0 | 0 | 0 | 0 | 0 | 0 | 0 | 0
[9 empty] | 2016-09-21 | 2017 | 16-17 | 0 | 0 | 0 | 0 | 0 | 0 | 0 | 0 | 606385.5 | 123893.5 | 140951.5 | 878300.5 | 0 | 0 | 0 | 0 | 0 | 0 | 0 | 0
[9 empty] | 2016-09-22 | 2017 | 16-17 | 0 | 0 | 0 | 0 | 0 | 0 | 0 | 0 | 606385.5 | 123893.5 | 140951.5 | 878300.5 | 0 | 0 | 0 | 0 | 0 | 0 | 0 | 0
[9 empty] | 2016-09-23 | 2017 | 16-17 | 0 | 0 | 0 | 0 | 0 | 0 | 0 | 0 | 606385.5 | 123893.5 | 140951.5 | 878300.5 | 0 | 0 | 0 | 0 | 0 | 0 | 0 | 0
[9 empty] | 2016-09-24 | 2017 | 16-17 | 0 | 0 | 0 | 0 | 0 | 0 | 0 | 0 | 606385.5 | 123893.5 | 140951.5 | 878300.5 | 0 | 0 | 0 | 0 | 0 | 0 | 0 | 0
[9 empty] | 2016-09-25 | 2017 | 16-17 | 0 | 0 | 0 | 0 | 0 | 0 | 0 | 0 | 606385.5 | 123893.5 | 140951.5 | 878300.5 | 0 | 0 | 0 | 0 | 0 | 0 | 0 | 0
[9 empty] | 2016-09-26 | 2017 | 16-17 | 0 | 0 | 0 | 0 | 0 | 0 | 0 | 0 | 606385.5 | 123893.5 | 140951.5 | 878300.5 | 0 | 0 | 0 | 0 | 0 | 0 | 0 | 0
[9 empty] | 2016-09-27 | 2017 | 16-17 | 0 | 0 | 0 | 0 | 0 | 0 | 0 | 0 | 606385.5 | 123893.5 | 140951.5 | 878300.5 | 0 | 0 | 0 | 0 | 0 | 0 | 0 | 0
[9 empty] | 2016-09-28 | 2017 |  | 0 | 0 | 2178428.4664 | 2178428.4664 | 0 | 0 | 964.6669 | 964.6669 | 606385.5 | 123893.5 | 140951.5 | 878300.5 | 0 | 0 | 15.4552 | 2.4803 | 0 | 0 | 0.006844 | 0.0010983
[9 empty] | 2016-09-29 | 2017 |  | 0 | 0 | 252945.8769 | 252945.8769 | 0 | 0 | 51 | 51 | 606385.5 | 123893.5 | 140951.5 | 878300.5 | 0 | 0 | 1.7946 | 0.28799 | 0 | 0 | 0.00036183 | 5.8067e-05
[9 empty] | 2016-09-30 | 2017 | 16-17 | 0 | 0 | 0 | 0 | 0 | 0 | 0 | 0 | 606385.5 | 123893.5 | 140951.5 | 878300.5 | 0 | 0 | 0 | 0 | 0 | 0 | 0 | 0
[9 empty] | 2016-10-01 | 2017 | 16-17 | 0 | 0 | 0 | 0 | 0 | 0 | 0 | 0 | 606385.5 | 123893.5 | 140951.5 | 878300.5 | 0 | 0 | 0 | 0 | 0 | 0 | 0 | 0
[9 empty] | 2016-10-02 | 2017 | 16-17 | 0 | 0 | 0 | 0 | 0 | 0 | 0 | 0 | 606385.5 | 123893.5 | 140951.5 | 878300.5 | 0 | 0 | 0 | 0 | 0 | 0 | 0 | 0
[9 empty] | 2016-10-03 | 2017 | 16-17 | 0 | 0 | 0 | 0 | 0 | 0 | 0 | 0 | 606385.5 | 123893.5 | 140951.5 | 878300.5 | 0 | 0 | 0 | 0 | 0 | 0 | 0 | 0
[9 empty] | 2016-10-04 | 2017 | 16-17 | 0 | 0 | 0 | 0 | 0 | 0 | 0 | 0 | 606385.5 | 123893.5 | 140951.5 | 878300.5 | 0 | 0 | 0 | 0 | 0 | 0 | 0 | 0
[9 empty] | 2016-10-05 | 2017 | 16-17 | 0 | 0 | 0 | 0 | 0 | 0 | 0 | 0 | 606385.5 | 123893.5 | 140951.5 | 878300.5 | 0 | 0 | 0 | 0 | 0 | 0 | 0 | 0
[9 empty] | 2016-10-06 | 2017 | 16-17 | 0 | 0 | 0 | 0 | 0 | 0 | 0 | 0 | 606385.5 | 123893.5 | 140951.5 | 878300.5 | 0 | 0 | 0 | 0 | 0 | 0 | 0 | 0
[9 empty] | 2016-10-07 | 2017 | 16-17 | 0 | 0 | 0 | 0 | 0 | 0 | 0 | 0 | 606385.5 | 123893.5 | 140951.5 | 878300.5 | 0 | 0 | 0 | 0 | 0 | 0 | 0 | 0
[9 empty] | 2016-10-08 | 2017 | 16-17 | 0 | 0 | 0 | 0 | 0 | 0 | 0 | 0 | 606385.5 | 123893.5 | 140951.5 | 878300.5 | 0 | 0 | 0 | 0 | 0 | 0 | 0 | 0
[9 empty] | 2016-10-09 | 2017 | 16-17 | 0 | 0 | 0 | 0 | 0 | 0 | 0 | 0 | 606385.5 | 123893.5 | 140951.5 | 878300.5 | 0 | 0 | 0 | 0 | 0 | 0 | 0 | 0
[9 empty] | 2016-10-10 | 2017 | 16-17 | 0 | 0 | 0 | 0 | 0 | 0 | 0 | 0 | 606385.5 | 123893.5 | 140951.5 | 878300.5 | 0 | 0 | 0 | 0 | 0 | 0 | 0 | 0
[9 empty] | 2016-10-11 | 2017 | 16-17 | 0 | 0 | 0 | 0 | 0 | 0 | 0 | 0 | 606385.5 | 123893.5 | 140951.5 | 878300.5 | 0 | 0 | 0 | 0 | 0 | 0 | 0 | 0
[9 empty] | 2016-10-12 | 2017 | 16-17 | 0 | 0 | 0 | 0 | 0 | 0 | 0 | 0 | 606385.5 | 123893.5 | 140951.5 | 878300.5 | 0 | 0 | 0 | 0 | 0 | 0 | 0 | 0
[9 empty] | 2016-10-13 | 2017 | 16-17 | 0 | 0 | 0 | 0 | 0 | 0 | 0 | 0 | 606385.5 | 123893.5 | 140951.5 | 878300.5 | 0 | 0 | 0 | 0 | 0 | 0 | 0 | 0
[9 empty] | 2016-10-14 | 2017 | 16-17 | 0 | 0 | 0 | 0 | 0 | 0 | 0 | 0 | 606385.5 | 123893.5 | 140951.5 | 878300.5 | 0 | 0 | 0 | 0 | 0 | 0 | 0 | 0
[9 empty] | 2016-10-15 | 2017 | 16-17 | 0 | 0 | 0 | 0 | 0 | 0 | 0 | 0 | 606385.5 | 123893.5 | 140951.5 | 878300.5 | 0 | 0 | 0 | 0 | 0 | 0 | 0 | 0
[9 empty] | 2016-10-16 | 2017 | 16-17 | 0 | 0 | 0 | 0 | 0 | 0 | 0 | 0 | 606385.5 | 123893.5 | 140951.5 | 878300.5 | 0 | 0 | 0 | 0 | 0 | 0 | 0 | 0
[9 empty] | 2016-10-17 | 2017 | 16-17 | 0 | 0 | 0 | 0 | 0 | 0 | 0 | 0 | 606385.5 | 123893.5 | 140951.5 | 878300.5 | 0 | 0 | 0 | 0 | 0 | 0 | 0 | 0
[9 empty] | 2016-10-18 | 2017 | 16-17 | 0 | 0 | 0 | 0 | 0 | 0 | 0 | 0 | 606385.5 | 123893.5 | 140951.5 | 878300.5 | 0 | 0 | 0 | 0 | 0 | 0 | 0 | 0
[9 empty] | 2016-10-19 | 2017 | 16-17 | 0 | 0 | 0 | 0 | 0 | 0 | 0 | 0 | 606385.5 | 123893.5 | 140951.5 | 878300.5 | 0 | 0 | 0 | 0 | 0 | 0 | 0 | 0
[9 empty] | 2016-10-20 | 2017 | 16-17 | 0 | 0 | 0 | 0 | 0 | 0 | 0 | 0 | 606385.5 | 123893.5 | 140951.5 | 878300.5 | 0 | 0 | 0 | 0 | 0 | 0 | 0 | 0
[9 empty] | 2016-10-21 | 2017 | 16-17 | 0 | 0 | 0 | 0 | 0 | 0 | 0 | 0 | 606385.5 | 123893.5 | 140951.5 | 878300.5 | 0 | 0 | 0 | 0 | 0 | 0 | 0 | 0
[9 empty] | 2016-10-22 | 2017 | 16-17 | 0 | 0 | 0 | 0 | 0 | 0 | 0 | 0 | 606385.5 | 123893.5 | 140951.5 | 878300.5 | 0 | 0 | 0 | 0 | 0 | 0 | 0 | 0
[9 empty] | 2016-10-23 | 2017 | 16-17 | 0 | 0 | 0 | 0 | 0 | 0 | 0 | 0 | 606385.5 | 123893.5 | 140951.5 | 878300.5 | 0 | 0 | 0 | 0 | 0 | 0 | 0 | 0
[9 empty] | 2016-10-24 | 2017 | 16-17 | 0 | 0 | 0 | 0 | 0 | 0 | 0 | 0 | 606385.5 | 123893.5 | 140951.5 | 878300.5 | 0 | 0 | 0 | 0 | 0 | 0 | 0 | 0
[9 empty] | 2016-10-25 | 2017 | 16-17 | 0 | 0 | 0 | 0 | 0 | 0 | 0 | 0 | 606385.5 | 123893.5 | 140951.5 | 878300.5 | 0 | 0 | 0 | 0 | 0 | 0 | 0 | 0
[9 empty] | 2016-10-26 | 2017 | 16-17 | 0 | 0 | 0 | 0 | 0 | 0 | 0 | 0 | 606385.5 | 123893.5 | 140951.5 | 878300.5 | 0 | 0 | 0 | 0 | 0 | 0 | 0 | 0
[9 empty] | 2016-10-27 | 2017 | 16-17 | 0 | 0 | 0 | 0 | 0 | 0 | 0 | 0 | 606385.5 | 123893.5 | 140951.5 | 878300.5 | 0 | 0 | 0 | 0 | 0 | 0 | 0 | 0
[9 empty] | 2016-10-28 | 2017 | 16-17 | 0 | 0 | 0 | 0 | 0 | 0 | 0 | 0 | 606385.5 | 123893.5 | 140951.5 | 878300.5 | 0 | 0 | 0 | 0 | 0 | 0 | 0 | 0
[9 empty] | 2016-10-29 | 2017 | 16-17 | 0 | 0 | 0 | 0 | 0 | 0 | 0 | 0 | 606385.5 | 123893.5 | 140951.5 | 878300.5 | 0 | 0 | 0 | 0 | 0 | 0 | 0 | 0
[9 empty] | 2016-10-30 | 2017 | 16-17 | 0 | 0 | 0 | 0 | 0 | 0 | 0 | 0 | 606385.5 | 123893.5 | 140951.5 | 878300.5 | 0 | 0 | 0 | 0 | 0 | 0 | 0 | 0
[9 empty] | 2016-10-31 | 2017 | 16-17 | 0 | 0 | 0 | 0 | 0 | 0 | 0 | 0 | 606385.5 | 123893.5 | 140951.5 | 878300.5 | 0 | 0 | 0 | 0 | 0 | 0 | 0 | 0
[9 empty] | 2016-11-01 | 2017 | 16-17 | 0 | 0 | 0 | 0 | 0 | 0 | 0 | 0 | 606385.5 | 123893.5 | 140951.5 | 878300.5 | 0 | 0 | 0 | 0 | 0 | 0 | 0 | 0
[9 empty] | 2016-11-02 | 2017 | 16-17 | 0 | 0 | 0 | 0 | 0 | 0 | 0 | 0 | 606385.5 | 123893.5 | 140951.5 | 878300.5 | 0 | 0 | 0 | 0 | 0 | 0 | 0 | 0
[9 empty] | 2016-11-03 | 2017 | 16-17 | 0 | 0 | 0 | 0 | 0 | 0 | 0 | 0 | 606385.5 | 123893.5 | 140951.5 | 878300.5 | 0 | 0 | 0 | 0 | 0 | 0 | 0 | 0
[9 empty] | 2016-11-04 | 2017 | 16-17 | 0 | 0 | 0 | 0 | 0 | 0 | 0 | 0 | 606385.5 | 123893.5 | 140951.5 | 878300.5 | 0 | 0 | 0 | 0 | 0 | 0 | 0 | 0
[9 empty] | 2016-11-05 | 2017 | 16-17 | 0 | 0 | 0 | 0 | 0 | 0 | 0 | 0 | 606385.5 | 123893.5 | 140951.5 | 878300.5 | 0 | 0 | 0 | 0 | 0 | 0 | 0 | 0
[9 empty] | 2016-11-06 | 2017 | 16-17 | 0 | 0 | 0 | 0 | 0 | 0 | 0 | 0 | 606385.5 | 123893.5 | 140951.5 | 878300.5 | 0 | 0 | 0 | 0 | 0 | 0 | 0 | 0
[9 empty] | 2016-11-07 | 2017 | 16-17 | 0 | 0 | 0 | 0 | 0 | 0 | 0 | 0 | 606385.5 | 123893.5 | 140951.5 | 878300.5 | 0 | 0 | 0 | 0 | 0 | 0 | 0 | 0
[9 empty] | 2016-11-08 | 2017 | 16-17 | 0 | 0 | 0 | 0 | 0 | 0 | 0 | 0 | 606385.5 | 123893.5 | 140951.5 | 878300.5 | 0 | 0 | 0 | 0 | 0 | 0 | 0 | 0
[9 empty] | 2016-11-09 | 2017 | 16-17 | 0 | 0 | 0 | 0 | 0 | 0 | 0 | 0 | 606385.5 | 123893.5 | 140951.5 | 878300.5 | 0 | 0 | 0 | 0 | 0 | 0 | 0 | 0
[9 empty] | 2016-11-10 | 2017 | 16-17 | 0 | 0 | 0 | 0 | 0 | 0 | 0 | 0 | 606385.5 | 123893.5 | 140951.5 | 878300.5 | 0 | 0 | 0 | 0 | 0 | 0 | 0 | 0
[9 empty] | 2016-11-11 | 2017 |  | 0 | 0 | 0 | 0 | 0 | 0 | 0 | 0 | 606385.5 | 123893.5 | 140951.5 | 878300.5 | 0 | 0 | 0 | 0 | 0 | 0 | 0 | 0
[9 empty] | 2016-11-12 | 2017 | 16-17 | 0 | 0 | 0 | 0 | 0 | 0 | 0 | 0 | 606385.5 | 123893.5 | 140951.5 | 878300.5 | 0 | 0 | 0 | 0 | 0 | 0 | 0 | 0
[9 empty] | 2016-11-13 | 2017 | 16-17 | 0 | 0 | 0 | 0 | 0 | 0 | 0 | 0 | 606385.5 | 123893.5 | 140951.5 | 878300.5 | 0 | 0 | 0 | 0 | 0 | 0 | 0 | 0
[9 empty] | 2016-11-14 | 2017 | 16-17 | 0 | 0 | 0 | 0 | 0 | 0 | 0 | 0 | 606385.5 | 123893.5 | 140951.5 | 878300.5 | 0 | 0 | 0 | 0 | 0 | 0 | 0 | 0
[9 empty] | 2016-11-15 | 2017 | 16-17 | 0 | 0 | 0 | 0 | 0 | 0 | 0 | 0 | 606385.5 | 123893.5 | 140951.5 | 878300.5 | 0 | 0 | 0 | 0 | 0 | 0 | 0 | 0
[9 empty] | 2016-11-16 | 2017 | 16-17 | 0 | 0 | 0 | 0 | 0 | 0 | 0 | 0 | 606385.5 | 123893.5 | 140951.5 | 878300.5 | 0 | 0 | 0 | 0 | 0 | 0 | 0 | 0
[9 empty] | 2016-11-17 | 2017 | 16-17 | 0 | 0 | 0 | 0 | 0 | 0 | 0 | 0 | 606385.5 | 123893.5 | 140951.5 | 878300.5 | 0 | 0 | 0 | 0 | 0 | 0 | 0 | 0
[9 empty] | 2016-11-18 | 2017 | 16-17 | 0 | 0 | 0 | 0 | 0 | 0 | 0 | 0 | 606385.5 | 123893.5 | 140951.5 | 878300.5 | 0 | 0 | 0 | 0 | 0 | 0 | 0 | 0
[9 empty] | 2016-11-19 | 2017 | 16-17 | 0 | 0 | 0 | 0 | 0 | 0 | 0 | 0 | 606385.5 | 123893.5 | 140951.5 | 878300.5 | 0 | 0 | 0 | 0 | 0 | 0 | 0 | 0
[9 empty] | 2016-11-20 | 2017 | 16-17 | 0 | 0 | 0 | 0 | 0 | 0 | 0 | 0 | 606385.5 | 123893.5 | 140951.5 | 878300.5 | 0 | 0 | 0 | 0 | 0 | 0 | 0 | 0
[9 empty] | 2016-11-21 | 2017 | 16-17 | 0 | 0 | 0 | 0 | 0 | 0 | 0 | 0 | 606385.5 | 123893.5 | 140951.5 | 878300.5 | 0 | 0 | 0 | 0 | 0 | 0 | 0 | 0
[9 empty] | 2016-11-22 | 2017 | 16-17 | 0 | 0 | 0 | 0 | 0 | 0 | 0 | 0 | 606385.5 | 123893.5 | 140951.5 | 878300.5 | 0 | 0 | 0 | 0 | 0 | 0 | 0 | 0
[9 empty] | 2016-11-23 | 2017 | 16-17 | 0 | 0 | 0 | 0 | 0 | 0 | 0 | 0 | 606385.5 | 123893.5 | 140951.5 | 878300.5 | 0 | 0 | 0 | 0 | 0 | 0 | 0 | 0
[9 empty] | 2016-11-24 | 2017 | 16-17 | 0 | 0 | 0 | 0 | 0 | 0 | 0 | 0 | 606385.5 | 123893.5 | 140951.5 | 878300.5 | 0 | 0 | 0 | 0 | 0 | 0 | 0 | 0
[9 empty] | 2016-11-25 | 2017 | 16-17 | 0 | 0 | 0 | 0 | 0 | 0 | 0 | 0 | 606385.5 | 123893.5 | 140951.5 | 878300.5 | 0 | 0 | 0 | 0 | 0 | 0 | 0 | 0
[9 empty] | 2016-11-26 | 2017 | 16-17 | 0 | 0 | 0 | 0 | 0 | 0 | 0 | 0 | 606385.5 | 123893.5 | 140951.5 | 878300.5 | 0 | 0 | 0 | 0 | 0 | 0 | 0 | 0
[9 empty] | 2016-11-27 | 2017 | 16-17 | 0 | 0 | 0 | 0 | 0 | 0 | 0 | 0 | 606385.5 | 123893.5 | 140951.5 | 878300.5 | 0 | 0 | 0 | 0 | 0 | 0 | 0 | 0
[9 empty] | 2016-11-28 | 2017 | 16-17 | 0 | 0 | 0 | 0 | 0 | 0 | 0 | 0 | 606385.5 | 123893.5 | 140951.5 | 878300.5 | 0 | 0 | 0 | 0 | 0 | 0 | 0 | 0
[9 empty] | 2016-11-29 | 2017 | 16-17 | 0 | 0 | 0 | 0 | 0 | 0 | 0 | 0 | 606385.5 | 123893.5 | 140951.5 | 878300.5 | 0 | 0 | 0 | 0 | 0 | 0 | 0 | 0
[9 empty] | 2016-11-30 | 2017 | 16-17 | 0 | 0 | 0 | 0 | 0 | 0 | 0 | 0 | 606385.5 | 123893.5 | 140951.5 | 878300.5 | 0 | 0 | 0 | 0 | 0 | 0 | 0 | 0
[9 empty] | 2016-12-01 | 2017 | 16-17 | 0 | 0 | 0 | 0 | 0 | 0 | 0 | 0 | 606385.5 | 123893.5 | 140951.5 | 878300.5 | 0 | 0 | 0 | 0 | 0 | 0 | 0 | 0
[9 empty] | 2016-12-02 | 2017 | 16-17 | 0 | 0 | 0 | 0 | 0 | 0 | 0 | 0 | 606385.5 | 123893.5 | 140951.5 | 878300.5 | 0 | 0 | 0 | 0 | 0 | 0 | 0 | 0
[9 empty] | 2016-12-03 | 2017 | 16-17 | 0 | 0 | 0 | 0 | 0 | 0 | 0 | 0 | 606385.5 | 123893.5 | 140951.5 | 878300.5 | 0 | 0 | 0 | 0 | 0 | 0 | 0 | 0
[9 empty] | 2016-12-04 | 2017 | 16-17 | 0 | 0 | 0 | 0 | 0 | 0 | 0 | 0 | 606385.5 | 123893.5 | 140951.5 | 878300.5 | 0 | 0 | 0 | 0 | 0 | 0 | 0 | 0
[9 empty] | 2016-12-05 | 2017 | 16-17 | 0 | 0 | 0 | 0 | 0 | 0 | 0 | 0 | 606385.5 | 123893.5 | 140951.5 | 878300.5 | 0 | 0 | 0 | 0 | 0 | 0 | 0 | 0
[9 empty] | 2016-12-06 | 2017 | 16-17 | 0 | 0 | 0 | 0 | 0 | 0 | 0 | 0 | 606385.5 | 123893.5 | 140951.5 | 878300.5 | 0 | 0 | 0 | 0 | 0 | 0 | 0 | 0
[9 empty] | 2016-12-07 | 2017 | 16-17 | 0 | 0 | 0 | 0 | 0 | 0 | 0 | 0 | 606385.5 | 123893.5 | 140951.5 | 878300.5 | 0 | 0 | 0 | 0 | 0 | 0 | 0 | 0
[9 empty] | 2016-12-08 | 2017 | 16-17 | 0 | 0 | 0 | 0 | 0 | 0 | 0 | 0 | 606385.5 | 123893.5 | 140951.5 | 878300.5 | 0 | 0 | 0 | 0 | 0 | 0 | 0 | 0
[9 empty] | 2016-12-09 | 2017 | 16-17 | 0 | 0 | 0 | 0 | 0 | 0 | 0 | 0 | 606385.5 | 123893.5 | 140951.5 | 878300.5 | 0 | 0 | 0 | 0 | 0 | 0 | 0 | 0
[9 empty] | 2016-12-10 | 2017 | 16-17 | 0 | 0 | 0 | 0 | 0 | 0 | 0 | 0 | 606385.5 | 123893.5 | 140951.5 | 878300.5 | 0 | 0 | 0 | 0 | 0 | 0 | 0 | 0
[9 empty] | 2016-12-11 | 2017 | 16-17 | 0 | 0 | 0 | 0 | 0 | 0 | 0 | 0 | 606385.5 | 123893.5 | 140951.5 | 878300.5 | 0 | 0 | 0 | 0 | 0 | 0 | 0 | 0
[9 empty] | 2016-12-12 | 2017 | 16-17 | 0 | 0 | 0 | 0 | 0 | 0 | 0 | 0 | 606385.5 | 123893.5 | 140951.5 | 878300.5 | 0 | 0 | 0 | 0 | 0 | 0 | 0 | 0
[9 empty] | 2016-12-13 | 2017 | 16-17 | 0 | 0 | 0 | 0 | 0 | 0 | 0 | 0 | 606385.5 | 123893.5 | 140951.5 | 878300.5 | 0 | 0 | 0 | 0 | 0 | 0 | 0 | 0
[9 empty] | 2016-12-14 | 2017 | 16-17 | 0 | 0 | 0 | 0 | 0 | 0 | 0 | 0 | 606385.5 | 123893.5 | 140951.5 | 878300.5 | 0 | 0 | 0 | 0 | 0 | 0 | 0 | 0
[9 empty] | 2016-12-15 | 2017 | 16-17 | 0 | 0 | 0 | 0 | 0 | 0 | 0 | 0 | 606385.5 | 123893.5 | 140951.5 | 878300.5 | 0 | 0 | 0 | 0 | 0 | 0 | 0 | 0
[9 empty] | 2016-12-16 | 2017 | 16-17 | 0 | 0 | 0 | 0 | 0 | 0 | 0 | 0 | 606385.5 | 123893.5 | 140951.5 | 878300.5 | 0 | 0 | 0 | 0 | 0 | 0 | 0 | 0
[9 empty] | 2016-12-17 | 2017 | 16-17 | 0 | 0 | 0 | 0 | 0 | 0 | 0 | 0 | 606385.5 | 123893.5 | 140951.5 | 878300.5 | 0 | 0 | 0 | 0 | 0 | 0 | 0 | 0
[9 empty] | 2016-12-18 | 2017 | 16-17 | 0 | 0 | 0 | 0 | 0 | 0 | 0 | 0 | 606385.5 | 123893.5 | 140951.5 | 878300.5 | 0 | 0 | 0 | 0 | 0 | 0 | 0 | 0
[9 empty] | 2016-12-19 | 2017 | 16-17 | 0 | 0 | 0 | 0 | 0 | 0 | 0 | 0 | 606385.5 | 123893.5 | 140951.5 | 878300.5 | 0 | 0 | 0 | 0 | 0 | 0 | 0 | 0
[9 empty] | 2016-12-20 | 2017 | 16-17 | 0 | 0 | 0 | 0 | 0 | 0 | 0 | 0 | 606385.5 | 123893.5 | 140951.5 | 878300.5 | 0 | 0 | 0 | 0 | 0 | 0 | 0 | 0
[9 empty] | 2016-12-21 | 2017 | 16-17 | 0 | 0 | 0 | 0 | 0 | 0 | 0 | 0 | 606385.5 | 123893.5 | 140951.5 | 878300.5 | 0 | 0 | 0 | 0 | 0 | 0 | 0 | 0
[9 empty] | 2016-12-22 | 2017 | 16-17 | 0 | 0 | 0 | 0 | 0 | 0 | 0 | 0 | 606385.5 | 123893.5 | 140951.5 | 878300.5 | 0 | 0 | 0 | 0 | 0 | 0 | 0 | 0
[9 empty] | 2016-12-23 | 2017 |  | 0 | 0 | 137147.7 | 137147.7 | 0 | 0 | 103 | 103 | 606385.5 | 123893.5 | 140951.5 | 878300.5 | 0 | 0 | 0.97301 | 0.15615 | 0 | 0 | 0.00073075 | 0.00011727
[9 empty] | 2016-12-24 | 2017 | 16-17 | 0 | 0 | 0 | 0 | 0 | 0 | 0 | 0 | 606385.5 | 123893.5 | 140951.5 | 878300.5 | 0 | 0 | 0 | 0 | 0 | 0 | 0 | 0
[9 empty] | 2016-12-25 | 2017 | 16-17 | 0 | 0 | 0 | 0 | 0 | 0 | 0 | 0 | 606385.5 | 123893.5 | 140951.5 | 878300.5 | 0 | 0 | 0 | 0 | 0 | 0 | 0 | 0
[9 empty] | 2016-12-26 | 2017 | 16-17 | 0 | 0 | 0 | 0 | 0 | 0 | 0 | 0 | 606385.5 | 123893.5 | 140951.5 | 878300.5 | 0 | 0 | 0 | 0 | 0 | 0 | 0 | 0
[9 empty] | 2016-12-27 | 2017 |  | 0 | 0 | 4253009.1445 | 4253009.1445 | 0 | 0 | 3517 | 3517 | 606385.5 | 123893.5 | 140951.5 | 878300.5 | 0 | 0 | 30.1736 | 4.8423 | 0 | 0 | 0.024952 | 0.0040043
[9 empty] | 2016-12-28 | 2017 |  | 0 | 0 | 1748339 | 1748339 | 0 | 0 | 763 | 763 | 606385.5 | 123893.5 | 140951.5 | 878300.5 | 0 | 0 | 12.4038 | 1.9906 | 0 | 0 | 0.0054132 | 0.00086872
[9 empty] | 2016-12-29 | 2017 | 16-17 | 0 | 0 | 0 | 0 | 0 | 0 | 0 | 0 | 606385.5 | 123893.5 | 140951.5 | 878300.5 | 0 | 0 | 0 | 0 | 0 | 0 | 0 | 0
[9 empty] | 2016-12-30 | 2017 | 16-17 | 0 | 0 | 0 | 0 | 0 | 0 | 0 | 0 | 606385.5 | 123893.5 | 140951.5 | 878300.5 | 0 | 0 | 0 | 0 | 0 | 0 | 0 | 0
[9 empty] | 2016-12-31 | 2017 | 16-17 | 0 | 0 | 0 | 0 | 0 | 0 | 0 | 0 | 606385.5 | 123893.5 | 140951.5 | 878300.5 | 0 | 0 | 0 | 0 | 0 | 0 | 0 | 0
[9 empty] | 2017-01-01 | 2017 | 16-17 | 0 | 0 | 0 | 0 | 0 | 0 | 0 | 0 | 606385.5 | 123893.5 | 140951.5 | 878300.5 | 0 | 0 | 0 | 0 | 0 | 0 | 0 | 0
[9 empty] | 2017-01-02 | 2017 | 16-17 | 0 | 0 | 0 | 0 | 0 | 0 | 0 | 0 | 606385.5 | 123893.5 | 140951.5 | 878300.5 | 0 | 0 | 0 | 0 | 0 | 0 | 0 | 0
[9 empty] | 2017-01-03 | 2017 | 16-17 | 0 | 0 | 0 | 0 | 0 | 0 | 0 | 0 | 606385.5 | 123893.5 | 140951.5 | 878300.5 | 0 | 0 | 0 | 0 | 0 | 0 | 0 | 0
[9 empty] | 2017-01-04 | 2017 | 16-17 | 0 | 0 | 0 | 0 | 0 | 0 | 0 | 0 | 606385.5 | 123893.5 | 140951.5 | 878300.5 | 0 | 0 | 0 | 0 | 0 | 0 | 0 | 0
[9 empty] | 2017-01-05 | 2017 | 16-17 | 0 | 0 | 0 | 0 | 0 | 0 | 0 | 0 | 606385.5 | 123893.5 | 140951.5 | 878300.5 | 0 | 0 | 0 | 0 | 0 | 0 | 0 | 0
[9 empty] | 2017-01-06 | 2017 | 16-17 | 0 | 0 | 0 | 0 | 0 | 0 | 0 | 0 | 606385.5 | 123893.5 | 140951.5 | 878300.5 | 0 | 0 | 0 | 0 | 0 | 0 | 0 | 0
[9 empty] | 2017-01-07 | 2017 | 16-17 | 0 | 0 | 0 | 0 | 0 | 0 | 0 | 0 | 606385.5 | 123893.5 | 140951.5 | 878300.5 | 0 | 0 | 0 | 0 | 0 | 0 | 0 | 0
[9 empty] | 2017-01-08 | 2017 | 16-17 | 0 | 0 | 0 | 0 | 0 | 0 | 0 | 0 | 606385.5 | 123893.5 | 140951.5 | 878300.5 | 0 | 0 | 0 | 0 | 0 | 0 | 0 | 0
[9 empty] | 2017-01-09 | 2017 | 16-17 | 0 | 0 | 0 | 0 | 0 | 0 | 0 | 0 | 606385.5 | 123893.5 | 140951.5 | 878300.5 | 0 | 0 | 0 | 0 | 0 | 0 | 0 | 0
[9 empty] | 2017-01-10 | 2017 | 16-17 | 0 | 0 | 0 | 0 | 0 | 0 | 0 | 0 | 606385.5 | 123893.5 | 140951.5 | 878300.5 | 0 | 0 | 0 | 0 | 0 | 0 | 0 | 0
[9 empty] | 2017-01-11 | 2017 | 16-17 | 0 | 0 | 0 | 0 | 0 | 0 | 0 | 0 | 606385.5 | 123893.5 | 140951.5 | 878300.5 | 0 | 0 | 0 | 0 | 0 | 0 | 0 | 0
[9 empty] | 2017-01-12 | 2017 | 16-17 | 0 | 0 | 0 | 0 | 0 | 0 | 0 | 0 | 606385.5 | 123893.5 | 140951.5 | 878300.5 | 0 | 0 | 0 | 0 | 0 | 0 | 0 | 0
[9 empty] | 2017-01-13 | 2017 | 16-17 | 0 | 0 | 0 | 0 | 0 | 0 | 0 | 0 | 606385.5 | 123893.5 | 140951.5 | 878300.5 | 0 | 0 | 0 | 0 | 0 | 0 | 0 | 0
[9 empty] | 2017-01-14 | 2017 | 16-17 | 0 | 0 | 0 | 0 | 0 | 0 | 0 | 0 | 606385.5 | 123893.5 | 140951.5 | 878300.5 | 0 | 0 | 0 | 0 | 0 | 0 | 0 | 0
[9 empty] | 2017-01-15 | 2017 | 16-17 | 0 | 0 | 0 | 0 | 0 | 0 | 0 | 0 | 606385.5 | 123893.5 | 140951.5 | 878300.5 | 0 | 0 | 0 | 0 | 0 | 0 | 0 | 0
[9 empty] | 2017-01-16 | 2017 | 16-17 | 0 | 0 | 0 | 0 | 0 | 0 | 0 | 0 | 606385.5 | 123893.5 | 140951.5 | 878300.5 | 0 | 0 | 0 | 0 | 0 | 0 | 0 | 0
[9 empty] | 2017-01-17 | 2017 | 16-17 | 0 | 0 | 0 | 0 | 0 | 0 | 0 | 0 | 606385.5 | 123893.5 | 140951.5 | 878300.5 | 0 | 0 | 0 | 0 | 0 | 0 | 0 | 0
[9 empty] | 2017-01-18 | 2017 | 16-17 | 0 | 0 | 0 | 0 | 0 | 0 | 0 | 0 | 606385.5 | 123893.5 | 140951.5 | 878300.5 | 0 | 0 | 0 | 0 | 0 | 0 | 0 | 0
[9 empty] | 2017-01-19 | 2017 |  | 0 | 0 | 81445.4 | 81445.4 | 0 | 0 | 90 | 90 | 606385.5 | 123893.5 | 140951.5 | 878300.5 | 0 | 0 | 0.57783 | 0.092731 | 0 | 0 | 0.00063852 | 0.00010247
[9 empty] | 2017-01-20 | 2017 | 16-17 | 0 | 0 | 0 | 0 | 0 | 0 | 0 | 0 | 606385.5 | 123893.5 | 140951.5 | 878300.5 | 0 | 0 | 0 | 0 | 0 | 0 | 0 | 0
[9 empty] | 2017-01-21 | 2017 | 16-17 | 0 | 0 | 0 | 0 | 0 | 0 | 0 | 0 | 606385.5 | 123893.5 | 140951.5 | 878300.5 | 0 | 0 | 0 | 0 | 0 | 0 | 0 | 0
[9 empty] | 2017-01-22 | 2017 | 16-17 | 0 | 0 | 0 | 0 | 0 | 0 | 0 | 0 | 606385.5 | 123893.5 | 140951.5 | 878300.5 | 0 | 0 | 0 | 0 | 0 | 0 | 0 | 0
[9 empty] | 2017-01-23 | 2017 | 16-17 | 0 | 0 | 0 | 0 | 0 | 0 | 0 | 0 | 606385.5 | 123893.5 | 140951.5 | 878300.5 | 0 | 0 | 0 | 0 | 0 | 0 | 0 | 0
[9 empty] | 2017-01-24 | 2017 | 16-17 | 0 | 0 | 0 | 0 | 0 | 0 | 0 | 0 | 606385.5 | 123893.5 | 140951.5 | 878300.5 | 0 | 0 | 0 | 0 | 0 | 0 | 0 | 0
[9 empty] | 2017-01-25 | 2017 | 16-17 | 0 | 0 | 0 | 0 | 0 | 0 | 0 | 0 | 606385.5 | 123893.5 | 140951.5 | 878300.5 | 0 | 0 | 0 | 0 | 0 | 0 | 0 | 0
[9 empty] | 2017-01-26 | 2017 | 16-17 | 0 | 0 | 0 | 0 | 0 | 0 | 0 | 0 | 606385.5 | 123893.5 | 140951.5 | 878300.5 | 0 | 0 | 0 | 0 | 0 | 0 | 0 | 0
[9 empty] | 2017-01-27 | 2017 | 16-17 | 0 | 0 | 0 | 0 | 0 | 0 | 0 | 0 | 606385.5 | 123893.5 | 140951.5 | 878300.5 | 0 | 0 | 0 | 0 | 0 | 0 | 0 | 0
[9 empty] | 2017-01-28 | 2017 | 16-17 | 0 | 0 | 0 | 0 | 0 | 0 | 0 | 0 | 606385.5 | 123893.5 | 140951.5 | 878300.5 | 0 | 0 | 0 | 0 | 0 | 0 | 0 | 0
[9 empty] | 2017-01-29 | 2017 | 16-17 | 0 | 0 | 0 | 0 | 0 | 0 | 0 | 0 | 606385.5 | 123893.5 | 140951.5 | 878300.5 | 0 | 0 | 0 | 0 | 0 | 0 | 0 | 0
[9 empty] | 2017-01-30 | 2017 | 16-17 | 0 | 0 | 0 | 0 | 0 | 0 | 0 | 0 | 606385.5 | 123893.5 | 140951.5 | 878300.5 | 0 | 0 | 0 | 0 | 0 | 0 | 0 | 0
[9 empty] | 2017-01-31 | 2017 | 16-17 | 0 | 0 | 0 | 0 | 0 | 0 | 0 | 0 | 606385.5 | 123893.5 | 140951.5 | 878300.5 | 0 | 0 | 0 | 0 | 0 | 0 | 0 | 0
[9 empty] | 2017-02-01 | 2017 | 16-17 | 0 | 0 | 0 | 0 | 0 | 0 | 0 | 0 | 606385.5 | 123893.5 | 140951.5 | 878300.5 | 0 | 0 | 0 | 0 | 0 | 0 | 0 | 0
[9 empty] | 2017-02-02 | 2017 | 16-17 | 0 | 0 | 0 | 0 | 0 | 0 | 0 | 0 | 606385.5 | 123893.5 | 140951.5 | 878300.5 | 0 | 0 | 0 | 0 | 0 | 0 | 0 | 0
[9 empty] | 2017-02-03 | 2017 | 16-17 | 0 | 0 | 0 | 0 | 0 | 0 | 0 | 0 | 606385.5 | 123893.5 | 140951.5 | 878300.5 | 0 | 0 | 0 | 0 | 0 | 0 | 0 | 0
[9 empty] | 2017-02-04 | 2017 | 16-17 | 0 | 0 | 0 | 0 | 0 | 0 | 0 | 0 | 606385.5 | 123893.5 | 140951.5 | 878300.5 | 0 | 0 | 0 | 0 | 0 | 0 | 0 | 0
[9 empty] | 2017-02-05 | 2017 | 16-17 | 0 | 0 | 0 | 0 | 0 | 0 | 0 | 0 | 606385.5 | 123893.5 | 140951.5 | 878300.5 | 0 | 0 | 0 | 0 | 0 | 0 | 0 | 0
[9 empty] | 2017-02-06 | 2017 | 16-17 | 0 | 0 | 0 | 0 | 0 | 0 | 0 | 0 | 606385.5 | 123893.5 | 140951.5 | 878300.5 | 0 | 0 | 0 | 0 | 0 | 0 | 0 | 0
[9 empty] | 2017-02-07 | 2017 | 16-17 | 0 | 0 | 0 | 0 | 0 | 0 | 0 | 0 | 606385.5 | 123893.5 | 140951.5 | 878300.5 | 0 | 0 | 0 | 0 | 0 | 0 | 0 | 0
[9 empty] | 2017-02-08 | 2017 | 16-17 | 0 | 0 | 0 | 0 | 0 | 0 | 0 | 0 | 606385.5 | 123893.5 | 140951.5 | 878300.5 | 0 | 0 | 0 | 0 | 0 | 0 | 0 | 0
[9 empty] | 2017-02-09 | 2017 | 16-17 | 0 | 0 | 0 | 0 | 0 | 0 | 0 | 0 | 606385.5 | 123893.5 | 140951.5 | 878300.5 | 0 | 0 | 0 | 0 | 0 | 0 | 0 | 0
[9 empty] | 2017-02-10 | 2017 | 16-17 | 0 | 0 | 0 | 0 | 0 | 0 | 0 | 0 | 606385.5 | 123893.5 | 140951.5 | 878300.5 | 0 | 0 | 0 | 0 | 0 | 0 | 0 | 0
[9 empty] | 2017-02-11 | 2017 | 16-17 | 0 | 0 | 0 | 0 | 0 | 0 | 0 | 0 | 606385.5 | 123893.5 | 140951.5 | 878300.5 | 0 | 0 | 0 | 0 | 0 | 0 | 0 | 0
[9 empty] | 2017-02-12 | 2017 | 16-17 | 0 | 0 | 0 | 0 | 0 | 0 | 0 | 0 | 606385.5 | 123893.5 | 140951.5 | 878300.5 | 0 | 0 | 0 | 0 | 0 | 0 | 0 | 0
[9 empty] | 2017-02-13 | 2017 | 16-17 | 0 | 0 | 0 | 0 | 0 | 0 | 0 | 0 | 606385.5 | 123893.5 | 140951.5 | 878300.5 | 0 | 0 | 0 | 0 | 0 | 0 | 0 | 0
[9 empty] | 2017-02-14 | 2017 | 16-17 | 0 | 0 | 0 | 0 | 0 | 0 | 0 | 0 | 606385.5 | 123893.5 | 140951.5 | 878300.5 | 0 | 0 | 0 | 0 | 0 | 0 | 0 | 0
[9 empty] | 2017-02-15 | 2017 | 16-17 | 0 | 0 | 0 | 0 | 0 | 0 | 0 | 0 | 606385.5 | 123893.5 | 140951.5 | 878300.5 | 0 | 0 | 0 | 0 | 0 | 0 | 0 | 0
[9 empty] | 2017-02-16 | 2017 | 16-17 | 0 | 0 | 0 | 0 | 0 | 0 | 0 | 0 | 606385.5 | 123893.5 | 140951.5 | 878300.5 | 0 | 0 | 0 | 0 | 0 | 0 | 0 | 0
[9 empty] | 2017-02-17 | 2017 | 16-17 | 0 | 0 | 0 | 0 | 0 | 0 | 0 | 0 | 606385.5 | 123893.5 | 140951.5 | 878300.5 | 0 | 0 | 0 | 0 | 0 | 0 | 0 | 0
[9 empty] | 2017-02-18 | 2017 | 16-17 | 0 | 0 | 0 | 0 | 0 | 0 | 0 | 0 | 606385.5 | 123893.5 | 140951.5 | 878300.5 | 0 | 0 | 0 | 0 | 0 | 0 | 0 | 0
[9 empty] | 2017-02-19 | 2017 | 16-17 | 0 | 0 | 0 | 0 | 0 | 0 | 0 | 0 | 606385.5 | 123893.5 | 140951.5 | 878300.5 | 0 | 0 | 0 | 0 | 0 | 0 | 0 | 0
[9 empty] | 2017-02-20 | 2017 | 16-17 | 0 | 0 | 0 | 0 | 0 | 0 | 0 | 0 | 606385.5 | 123893.5 | 140951.5 | 878300.5 | 0 | 0 | 0 | 0 | 0 | 0 | 0 | 0
[9 empty] | 2017-02-21 | 2017 | 16-17 | 0 | 0 | 0 | 0 | 0 | 0 | 0 | 0 | 606385.5 | 123893.5 | 140951.5 | 878300.5 | 0 | 0 | 0 | 0 | 0 | 0 | 0 | 0
[9 empty] | 2017-02-22 | 2017 | 16-17 | 0 | 0 | 0 | 0 | 0 | 0 | 0 | 0 | 606385.5 | 123893.5 | 140951.5 | 878300.5 | 0 | 0 | 0 | 0 | 0 | 0 | 0 | 0
[9 empty] | 2017-02-23 | 2017 | 16-17 | 0 | 0 | 0 | 0 | 0 | 0 | 0 | 0 | 606385.5 | 123893.5 | 140951.5 | 878300.5 | 0 | 0 | 0 | 0 | 0 | 0 | 0 | 0
[9 empty] | 2017-02-24 | 2017 | 16-17 | 0 | 0 | 0 | 0 | 0 | 0 | 0 | 0 | 606385.5 | 123893.5 | 140951.5 | 878300.5 | 0 | 0 | 0 | 0 | 0 | 0 | 0 | 0
[9 empty] | 2017-02-25 | 2017 | 16-17 | 0 | 0 | 0 | 0 | 0 | 0 | 0 | 0 | 606385.5 | 123893.5 | 140951.5 | 878300.5 | 0 | 0 | 0 | 0 | 0 | 0 | 0 | 0
[9 empty] | 2017-02-26 | 2017 | 16-17 | 0 | 0 | 0 | 0 | 0 | 0 | 0 | 0 | 606385.5 | 123893.5 | 140951.5 | 878300.5 | 0 | 0 | 0 | 0 | 0 | 0 | 0 | 0
[9 empty] | 2017-02-27 | 2017 | 16-17 | 0 | 0 | 0 | 0 | 0 | 0 | 0 | 0 | 606385.5 | 123893.5 | 140951.5 | 878300.5 | 0 | 0 | 0 | 0 | 0 | 0 | 0 | 0
[9 empty] | 2017-02-28 | 2017 | 16-17 | 0 | 0 | 0 | 0 | 0 | 0 | 0 | 0 | 606385.5 | 123893.5 | 140951.5 | 878300.5 | 0 | 0 | 0 | 0 | 0 | 0 | 0 | 0
[9 empty] | 2017-03-01 | 2017 | 16-17 | 0 | 0 | 0 | 0 | 0 | 0 | 0 | 0 | 606385.5 | 123893.5 | 140951.5 | 878300.5 | 0 | 0 | 0 | 0 | 0 | 0 | 0 | 0
[9 empty] | 2017-03-02 | 2017 | 16-17 | 0 | 0 | 0 | 0 | 0 | 0 | 0 | 0 | 606385.5 | 123893.5 | 140951.5 | 878300.5 | 0 | 0 | 0 | 0 | 0 | 0 | 0 | 0
[9 empty] | 2017-03-03 | 2017 | 16-17 | 0 | 0 | 0 | 0 | 0 | 0 | 0 | 0 | 606385.5 | 123893.5 | 140951.5 | 878300.5 | 0 | 0 | 0 | 0 | 0 | 0 | 0 | 0
[9 empty] | 2017-03-04 | 2017 | 16-17 | 0 | 0 | 0 | 0 | 0 | 0 | 0 | 0 | 606385.5 | 123893.5 | 140951.5 | 878300.5 | 0 | 0 | 0 | 0 | 0 | 0 | 0 | 0
[9 empty] | 2017-03-05 | 2017 | 16-17 | 0 | 0 | 0 | 0 | 0 | 0 | 0 | 0 | 606385.5 | 123893.5 | 140951.5 | 878300.5 | 0 | 0 | 0 | 0 | 0 | 0 | 0 | 0
[9 empty] | 2017-03-06 | 2017 | 16-17 | 0 | 0 | 0 | 0 | 0 | 0 | 0 | 0 | 606385.5 | 123893.5 | 140951.5 | 878300.5 | 0 | 0 | 0 | 0 | 0 | 0 | 0 | 0
[9 empty] | 2017-03-07 | 2017 | 16-17 | 0 | 0 | 0 | 0 | 0 | 0 | 0 | 0 | 606385.5 | 123893.5 | 140951.5 | 878300.5 | 0 | 0 | 0 | 0 | 0 | 0 | 0 | 0
[9 empty] | 2017-03-08 | 2017 | 16-17 | 0 | 0 | 0 | 0 | 0 | 0 | 0 | 0 | 606385.5 | 123893.5 | 140951.5 | 878300.5 | 0 | 0 | 0 | 0 | 0 | 0 | 0 | 0
[9 empty] | 2017-03-09 | 2017 | 16-17 | 0 | 0 | 0 | 0 | 0 | 0 | 0 | 0 | 606385.5 | 123893.5 | 140951.5 | 878300.5 | 0 | 0 | 0 | 0 | 0 | 0 | 0 | 0
[9 empty] | 2017-03-10 | 2017 | 16-17 | 0 | 0 | 0 | 0 | 0 | 0 | 0 | 0 | 606385.5 | 123893.5 | 140951.5 | 878300.5 | 0 | 0 | 0 | 0 | 0 | 0 | 0 | 0
[9 empty] | 2017-03-11 | 2017 | 16-17 | 0 | 0 | 0 | 0 | 0 | 0 | 0 | 0 | 606385.5 | 123893.5 | 140951.5 | 878300.5 | 0 | 0 | 0 | 0 | 0 | 0 | 0 | 0
[9 empty] | 2017-03-12 | 2017 | 16-17 | 0 | 0 | 0 | 0 | 0 | 0 | 0 | 0 | 606385.5 | 123893.5 | 140951.5 | 878300.5 | 0 | 0 | 0 | 0 | 0 | 0 | 0 | 0
[9 empty] | 2017-03-13 | 2017 | 16-17 | 0 | 0 | 0 | 0 | 0 | 0 | 0 | 0 | 606385.5 | 123893.5 | 140951.5 | 878300.5 | 0 | 0 | 0 | 0 | 0 | 0 | 0 | 0
[9 empty] | 2017-03-14 | 2017 | 16-17 | 0 | 0 | 0 | 0 | 0 | 0 | 0 | 0 | 606385.5 | 123893.5 | 140951.5 | 878300.5 | 0 | 0 | 0 | 0 | 0 | 0 | 0 | 0
[9 empty] | 2017-03-15 | 2017 | 16-17 | 0 | 0 | 0 | 0 | 0 | 0 | 0 | 0 | 606385.5 | 123893.5 | 140951.5 | 878300.5 | 0 | 0 | 0 | 0 | 0 | 0 | 0 | 0
[9 empty] | 2017-03-16 | 2017 | 16-17 | 0 | 0 | 0 | 0 | 0 | 0 | 0 | 0 | 606385.5 | 123893.5 | 140951.5 | 878300.5 | 0 | 0 | 0 | 0 | 0 | 0 | 0 | 0
[9 empty] | 2017-03-17 | 2017 | 16-17 | 0 | 0 | 0 | 0 | 0 | 0 | 0 | 0 | 606385.5 | 123893.5 | 140951.5 | 878300.5 | 0 | 0 | 0 | 0 | 0 | 0 | 0 | 0
[9 empty] | 2017-03-18 | 2017 | 16-17 | 0 | 0 | 0 | 0 | 0 | 0 | 0 | 0 | 606385.5 | 123893.5 | 140951.5 | 878300.5 | 0 | 0 | 0 | 0 | 0 | 0 | 0 | 0
[9 empty] | 2017-03-19 | 2017 | 16-17 | 0 | 0 | 0 | 0 | 0 | 0 | 0 | 0 | 606385.5 | 123893.5 | 140951.5 | 878300.5 | 0 | 0 | 0 | 0 | 0 | 0 | 0 | 0
[9 empty] | 2017-03-20 | 2017 | 16-17 | 0 | 0 | 0 | 0 | 0 | 0 | 0 | 0 | 606385.5 | 123893.5 | 140951.5 | 878300.5 | 0 | 0 | 0 | 0 | 0 | 0 | 0 | 0