## Cover
United Energy
Regulatory proposal 2026-31
Langwarrin feeder works
| Model number: | 3.03
2025-01-31
12

## Summary
United Energy
LWN23 feeder extension
SUMMARY
RESULTS
|  |  |  | PV of costs | PV of benefits | NPV
| Option |  |  | 2026-06-30 | 2026-06-30 | 2026-06-30
| Option 1 (base case) | No change to existing practices |  | 0 | 0 | 0
| Option 2 | Extend LWN23 with overhead line to offload LWN21 |  | -0.26924 | 2.5786 | 2.3093
| Option 3 | extend LWN32 with reconductoring to offload LWN21 |  | -0.60889 | 2.5786 | 1.9697
| Option 4 | 0
| Option 5 | 0
NPV
| Preferred option: |  |  | 2026-06-30
| Option 2 | Extend LWN23 with overhead line to offload LWN21 |  | 2.3093
PREFERRED OPTION
Preferred Option
Option 2
| Expenditure forecast | 2026-06-30 | 2026-27 | 2027-28 | 2028-29 | 2029-30 | 2030-31 |  | Total
| Capital expenditure |  | 0 | 0.48502 | 0 | 0 | 0 |  | 0.48502
| Operating expenditure |  | 0 | 0 | 0 | 0 | 0 |  | 0
CHART
| Capex and risk ($M, 2026) |  | Value of expected unserved energy ($M, 2026)
SENSITIVITIES
| Sensitivity | 2026-06-30 | Option 1 (base case) | Option 2 | Option 3 | Option 4 | Option 5 |  | Preferred option
| None |  | 0 | 2.3093 | 1.9697 |  |  |  | Option 2
| Capex 10% higher |  | 0 | 2.2824 | 1.9088 |  |  |  | Option 2
| Capex 10% lower |  | 0 | 2.3363 | 2.0306 |  |  |  | Option 2
| Total benefits 10% higher |  | 0 | 2.5672 | 2.2276 |  |  |  | Option 2
| Total benefits 10% lower |  | 0 | 2.0515 | 1.7118 |  |  |  | Option 2
| Capex 10% higher & Total benefits 10% lower |  | 0 | 2.0246 | 1.6509 |  |  |  | Option 2
| 0 | [7 empty] | #NAME?
| 0 | [6 empty] | 0 | #NAME?
|  | 0 | [6 empty] | #NAME?
0

## Assumptions
United Energy
LWN23 feeder extension
Project
|  | Business: |  | United Energy
|  | Descripton: |  | LWN23 feeder extension
|  | Date of cost inputs: |  | December |  | 2023
|  | Option |  | Description
|  | Option 1 (base case) |  | No change to existing practices
|  | Option 2 |  | Extend LWN23 with overhead line to offload LWN21
|  | Option 3 |  | extend LWN32 with reconductoring to offload LWN21
Option 4
Option 5
|  | Compliance project |  | No
|  | Expenditure starts |  | 2026-27 | [start]
Timing & WACC
|  | Input dollars |  |  |  | 2023-12-31 | [input_dollars]
|  | Pre-tax real WACC |  |  |  | 3.5% | [real_disc]
|  | VCR date |  |  |  | 2023-12-31 | [vcr_date]
|  | Analysis period (years) |  |  |  | 20 | [years]\
|  | Output dollars |  |  |  | 2026-06-30 | [output_dollars]
|  | Other benefits date |  |  |  | 2023-12-31 | [custval_date]
|  | Value of CO2 reductions input date |  |  |  | 2023-06-30
VCR
|  | Enter ZSS code >> | eg. AR | LWN |  | Langwarrin | 34056.3298 | 2023 VCR ($/MWh)
Risks
SAFETY
|  | Value of statistical life |  |  |  | 5400000 | 2023-06-30
|  | Value of injury |  |  |  | 0 | 2023-12-31
Disproportionate factors applied to various bushfire and other risk valuations
|  | Harm to property from network |  |  |  | 1
|  | Harm to property from bushfire |  |  |  | 1
|  | Harm to environment |  |  |  | 1
|  | Safety - Public trespass |  |  |  | 1
|  | Safety - Single fatality or serious injury ^ |  |  |  | 3
|  | Safety from bushfire in HBRA |  |  |  | 3
|  | Safety - Multiple fatality or serious injury ^ |  |  |  | 6
|  | Safety from bushfire (REFCL declared areas) |  |  |  | 6
|  | Safety from bushfire (electric line construction areas) |  |  |  | 10
^ Public or employee
|  | Incident type |  |  |  | Value | Probability | DF selected | Description/comment
|  | Safety (fatality) |  |  |  | 5607473.5197 | 0 | 0 | 0
|  | Safety (injury) |  |  |  | 0 | 0 | 0 | 0
UNPLANNED REPLACEMENT/REPAIR
|  | Major failure (replace) |  |  |  | 0 | 2023-12-31
|  | Minor failure (repair) |  |  |  | 0 | 2023-12-31
|  | Premium for failure |  |  |  | 20%
Other benefits
| ENVIRONMENTAL | [8 empty] | 2026-27 | 2027-28 | 2028-29 | 2029-30 | 2030-31 | 2031-32
|  | Value of CO2 reductions |  |  |  |  | 2023-06-30 | $/kWh |  | 0.02473 | 0.022341 | 0.020196 | 0.018063 | 0.015913 | 0.013715
| CUSTOMER VALUE |  |  |  |  | Value
|  | Reliability in worst-served areas |  |  |  | 0 | 2023-12-31 | per MWh
|  | Network resilience |  |  |  | 38560 | 2023-12-31 | per MWh
|  | Enabling solar exports |  |  |  | 862.6028 | 2023-12-31 | per MWh
|  | Aesthetics |  |  |  | 0 | 2023-12-31 | per customer
|  | Customer value of time - residential |  |  |  | 0.34751 | 2023-12-31 | per customer minute
|  | Customer value of time - business |  |  |  | 0.34751 | 2023-12-31 | per customer minute
|  | Communication |  |  |  | 0 | 2023-12-31 | per customer
|  | Information accessibility |  |  |  | 0 | 2023-12-31 | per customer
Sensitivities
[6 empty] | Capex | Total benefits
| 1 | Capex 10% higher |  |  |  | 10% | 0%
| 2 | Capex 10% lower |  |  |  | -10% | 0%
| 3 | Total benefits 10% higher |  |  |  | 0% | 10%
| 4 | Total benefits 10% lower |  |  |  | 0% | -10%
| 5 | Capex 10% higher & Total benefits 10% lower |  |  |  | 10% | -10%

## Option1 (base case)
United Energy
LWN23 feeder extension
OPTION 1 (base case)
Count |  |  |  |  | 0 | 1 | 2 | 3 | 4 | 5 | 6 | 7 | 8 | 9 | 10 | 11 | 12 | 13 | 14 | 15 | 16 | 17 | 18 | 19 | 20 | 21 | 22 | 23 | 24 | 25
Value of CO2 reductions |  |  |  | $/MWh |  | 24.7305 | 22.3407 | 20.1963 | 18.0629 | 15.9134 | 13.7151 | 13.7151 | 13.7151 | 13.7151 | 13.7151 | 13.7151 | 13.7151 | 13.7151 | 13.7151 | 13.7151 | 13.7151 | 13.7151 | 13.7151 | 13.7151 | 13.7151 | 13.7151 | 13.7151 | 13.7151 | 13.7151 | 13.7151
|  |  |  | Units | 2026-06-30 | 2026-27 | 2027-28 | 2028-29 | 2029-30 | 2030-31 | 2031-32 | 2032-33 | 2033-34 | 2034-35 | 2035-36 | 2036-37 | 2037-38 | 2038-39 | 2039-40 | 2040-41 | 2041-42 | 2042-43 | 2043-44 | 2044-45 | 2045-46 | 2046-47 | 2047-48 | 2048-49 | 2049-50 | 2050-51
INVESTMENT & OPERATING COST
| Capex |  | Asset life (yrs)
| < Enter description > |  | 0 | 2023-12-31 |  | 0 | 0 | 0 | 0 | 0 | 0 | 0 | 0 | 0 | 0 | 0 | 0 | 0 | 0 | 0 | 0 | 0 | 0 | 0 | 0 | 0 | 0 | 0 | 0 | 0
| < Enter description > |  | 0 | 2023-12-31 |  | 0 | 0 | 0 | 0 | 0 | 0 | 0 | 0 | 0 | 0 | 0 | 0 | 0 | 0 | 0 | 0 | 0 | 0 | 0 | 0 | 0 | 0 | 0 | 0 | 0
| < Enter description > |  | 0 | 2023-12-31 |  | 0 | 0 | 0 | 0 | 0 | 0 | 0 | 0 | 0 | 0 | 0 | 0 | 0 | 0 | 0 | 0 | 0 | 0 | 0 | 0 | 0 | 0 | 0 | 0 | 0
| Capital expenditure |  |  | 2023-12-31 |  | 0 | 0 | 0 | 0 | 0 | 0 | 0 | 0 | 0 | 0 | 0 | 0 | 0 | 0 | 0 | 0 | 0 | 0 | 0 | 0 | 0 | 0 | 0 | 0 | 0
| Operating expenditure |  |  | 2023-12-31 |  | 0 | 0 | 0 | 0 | 0 | 0 | 0 | 0 | 0 | 0 | 0 | 0 | 0 | 0 | 0 | 0 | 0 | 0 | 0 | 0 | 0 | 0 | 0 | 0 | 0
RISK ASSUMPTIONS
| PoF (major) |  |  |  |  | 0 | 0 | 0 | 0 | 0 | 0 | 0 | 0 | 0 | 0 | 0 | 0 | 0 | 0 | 0 | 0 | 0 | 0 | 0 | 0 | 0 | 0 | 0 | 0 | 0
| PoF (reparable) |  |  |  |  | 0 | 0 | 0 | 0 | 0 | 0 | 0 | 0 | 0 | 0 | 0 | 0 | 0 | 0 | 0 | 0 | 0 | 0 | 0 | 0 | 0 | 0 | 0 | 0 | 0
| Energy at risk (weighted) |  |  | MWh |  | 0.070598 | 0.36481 | 1.0346 | 2.027 | 3.6664 | 6.5807 | 11.3634 | 16.1936 | 16.1936 | 16.1936 | 16.1936 | 16.1936 | 16.1936 | 16.1936 | 16.1936 | 16.1936 | 16.1936 | 16.1936 | 16.1936 | 16.1936 | 16.1936 | 16.1936 | 16.1936 | 16.1936 | 16.1936
| Energy at risk value | $/MWh | 34056.3298 | 2023-12-31 |  | 2404.3103 | 12424.2332 | 35233.2686 | 69030.7667 | 124865.4334 | 224115.6111 | 386996.4569 | 551496.1598 | 551496.1598 | 551496.1598 | 551496.1598 | 551496.1598 | 551496.1598 | 551496.1598 | 551496.1598 | 551496.1598 | 551496.1598 | 551496.1598 | 551496.1598 | 551496.1598 | 551496.1598 | 551496.1598 | 551496.1598 | 551496.1598 | 551496.1598
| Safety consequence | (after DF) |  | 2023-12-31 |  | 0 | 0 | 0 | 0 | 0 | 0 | 0 | 0 | 0 | 0 | 0 | 0 | 0 | 0 | 0 | 0 | 0 | 0 | 0 | 0 | 0 | 0 | 0 | 0 | 0
| Unplanned replacements |  |  | 2023-12-31 |  | 0 | 0 | 0 | 0 | 0 | 0 | 0 | 0 | 0 | 0 | 0 | 0 | 0 | 0 | 0 | 0 | 0 | 0 | 0 | 0 | 0 | 0 | 0 | 0 | 0
| Environmental consequence | (after DF) |  | 2023-12-31 |  | 0 | 0 | 0 | 0 | 0 | 0 | 0 | 0 | 0 | 0 | 0 | 0 | 0 | 0 | 0 | 0 | 0 | 0 | 0 | 0 | 0 | 0 | 0 | 0 | 0
| < Other risk - enter description > |  |  | 2023-12-31 |  | 0 | 0 | 0 | 0 | 0 | 0 | 0 | 0 | 0 | 0 | 0 | 0 | 0 | 0 | 0 | 0 | 0 | 0 | 0 | 0 | 0 | 0 | 0 | 0 | 0
| < Other risk - enter description > |  |  | 2023-12-31 |  | 0 | 0 | 0 | 0 | 0 | 0 | 0 | 0 | 0 | 0 | 0 | 0 | 0 | 0 | 0 | 0 | 0 | 0 | 0 | 0 | 0 | 0 | 0 | 0 | 0
| Total risk cost |  |  |  |  | 2404.3103 | 12424.2332 | 35233.2686 | 69030.7667 | 124865.4334 | 224115.6111 | 386996.4569 | 551496.1598 | 551496.1598 | 551496.1598 | 551496.1598 | 551496.1598 | 551496.1598 | 551496.1598 | 551496.1598 | 551496.1598 | 551496.1598 | 551496.1598 | 551496.1598 | 551496.1598 | 551496.1598 | 551496.1598 | 551496.1598 | 551496.1598 | 551496.1598
OTHER BENEFITS
| Reduction in CO2 emissions |  |  | MWh |  | 0 | 0 | 0 | 0 | 0 | 0 | 0 | 0 | 0 | 0 | 0 | 0 | 0 | 0 | 0 | 0 | 0 | 0 | 0 | 0 | 0 | 0 | 0 | 0 | 0
| Value of reduction in CO2 emissions |  |  | $ |  | 0 | 0 | 0 | 0 | 0 | 0 | 0 | 0 | 0 | 0 | 0 | 0 | 0 | 0 | 0 | 0 | 0 | 0 | 0 | 0 | 0 | 0 | 0 | 0 | 0
| Reliability in worst-served areas | $/MWh | 0 | MWh |  | 0 | 0 | 0 | 0 | 0 | 0 | 0 | 0 | 0 | 0 | 0 | 0 | 0 | 0 | 0 | 0 | 0 | 0 | 0 | 0 | 0 | 0 | 0 | 0 | 0
| Network resilience | $/MWh | 38560 | MWh |  | 0 | 0 | 0 | 0 | 0 | 0 | 0 | 0 | 0 | 0 | 0 | 0 | 0 | 0 | 0 | 0 | 0 | 0 | 0 | 0 | 0 | 0 | 0 | 0 | 0
| Enabling solar exports | $/MWh | 862.6028 | MWh |  | 0 | 0 | 0 | 0 | 0 | 0 | 0 | 0 | 0 | 0 | 0 | 0 | 0 | 0 | 0 | 0 | 0 | 0 | 0 | 0 | 0 | 0 | 0 | 0 | 0
| Aesthetics | $/customer | 0 | customers |  | 0 | 0 | 0 | 0 | 0 | 0 | 0 | 0 | 0 | 0 | 0 | 0 | 0 | 0 | 0 | 0 | 0 | 0 | 0 | 0 | 0 | 0 | 0 | 0 | 0
| Customer value of time (res) | $/customer min | 0.34751 | mins |  | 0 | 0 | 0 | 0 | 0 | 0 | 0 | 0 | 0 | 0 | 0 | 0 | 0 | 0 | 0 | 0 | 0 | 0 | 0 | 0 | 0 | 0 | 0 | 0 | 0
| Customer value of time (bus) | $/customer min | 0.34751 | mins |  | 0 | 0 | 0 | 0 | 0 | 0 | 0 | 0 | 0 | 0 | 0 | 0 | 0 | 0 | 0 | 0 | 0 | 0 | 0 | 0 | 0 | 0 | 0 | 0 | 0
| Communication | $/customer | 0 | customers |  | 0 | 0 | 0 | 0 | 0 | 0 | 0 | 0 | 0 | 0 | 0 | 0 | 0 | 0 | 0 | 0 | 0 | 0 | 0 | 0 | 0 | 0 | 0 | 0 | 0
| Information accessibility | $/customer | 0 | customers |  | 0 | 0 | 0 | 0 | 0 | 0 | 0 | 0 | 0 | 0 | 0 | 0 | 0 | 0 | 0 | 0 | 0 | 0 | 0 | 0 | 0 | 0 | 0 | 0 | 0
| Other benefits 1 |  |  | 2023-12-31 |  | 0 | 0 | 0 | 0 | 0 | 0 | 0 | 0 | 0 | 0 | 0 | 0 | 0 | 0 | 0 | 0 | 0 | 0 | 0 | 0 | 0 | 0 | 0 | 0 | 0
| Other benefits 2 |  |  | 2023-12-31 |  | 0 | 0 | 0 | 0 | 0 | 0 | 0 | 0 | 0 | 0 | 0 | 0 | 0 | 0 | 0 | 0 | 0 | 0 | 0 | 0 | 0 | 0 | 0 | 0 | 0
| Total other benefits |  |  | 2023-12-31 |  | 0 | 0 | 0 | 0 | 0 | 0 | 0 | 0 | 0 | 0 | 0 | 0 | 0 | 0 | 0 | 0 | 0 | 0 | 0 | 0 | 0 | 0 | 0 | 0 | 0
SUMMARY
| Risks mitigated vs base case |  |  | 2023-12-31
Capital expenditure
| < Enter description > |  |  | 2023-12-31 |  | 0 | 0 | 0 | 0 | 0 | 0 | 0 | 0 | 0 | 0 | 0 | 0 | 0 | 0 | 0 | 0 | 0 | 0 | 0 | 0 | 0 | 0 | 0 | 0 | 0
| < Enter description > |  |  | 2023-12-31 |  | 0 | 0 | 0 | 0 | 0 | 0 | 0 | 0 | 0 | 0 | 0 | 0 | 0 | 0 | 0 | 0 | 0 | 0 | 0 | 0 | 0 | 0 | 0 | 0 | 0
| < Enter description > |  |  | 2023-12-31 |  | 0 | 0 | 0 | 0 | 0 | 0 | 0 | 0 | 0 | 0 | 0 | 0 | 0 | 0 | 0 | 0 | 0 | 0 | 0 | 0 | 0 | 0 | 0 | 0 | 0
Cumulative capex
| < Enter description > |  |  | 2023-12-31 |  | 0 | 0 | 0 | 0 | 0 | 0 | 0 | 0 | 0 | 0 | 0 | 0 | 0 | 0 | 0 | 0 | 0 | 0 | 0 | 0 | 0 | 0 | 0 | 0 | 0
| < Enter description > |  |  | 2023-12-31 |  | 0 | 0 | 0 | 0 | 0 | 0 | 0 | 0 | 0 | 0 | 0 | 0 | 0 | 0 | 0 | 0 | 0 | 0 | 0 | 0 | 0 | 0 | 0 | 0 | 0
| < Enter description > |  |  | 2023-12-31 |  | 0 | 0 | 0 | 0 | 0 | 0 | 0 | 0 | 0 | 0 | 0 | 0 | 0 | 0 | 0 | 0 | 0 | 0 | 0 | 0 | 0 | 0 | 0 | 0 | 0
Annualised capex
| Annualised capex - < Enter description > |  |  | 2023-12-31 |  | 0 | 0 | 0 | 0 | 0 | 0 | 0 | 0 | 0 | 0 | 0 | 0 | 0 | 0 | 0 | 0 | 0 | 0 | 0 | 0 | 0 | 0 | 0 | 0 | 0
| Annualised capex - < Enter description > |  |  | 2023-12-31 |  | 0 | 0 | 0 | 0 | 0 | 0 | 0 | 0 | 0 | 0 | 0 | 0 | 0 | 0 | 0 | 0 | 0 | 0 | 0 | 0 | 0 | 0 | 0 | 0 | 0
| Annualised capex - < Enter description > |  |  | 2023-12-31 |  | 0 | 0 | 0 | 0 | 0 | 0 | 0 | 0 | 0 | 0 | 0 | 0 | 0 | 0 | 0 | 0 | 0 | 0 | 0 | 0 | 0 | 0 | 0 | 0 | 0
| Total annualised capex |  |  | 2023-12-31 |  | 0 | 0 | 0 | 0 | 0 | 0 | 0 | 0 | 0 | 0 | 0 | 0 | 0 | 0 | 0 | 0 | 0 | 0 | 0 | 0 | 0 | 0 | 0 | 0 | 0
| Annualised capex |  |  | 2023-12-31 |  | 0 | 0 | 0 | 0 | 0 | 0 | 0 | 0 | 0 | 0 | 0 | 0 | 0 | 0 | 0 | 0 | 0 | 0 | 0 | 0 | 0 | 0 | 0 | 0 | 0
| Operating expenditure |  |  | 2023-12-31 |  | 0 | 0 | 0 | 0 | 0 | 0 | 0 | 0 | 0 | 0 | 0 | 0 | 0 | 0 | 0 | 0 | 0 | 0 | 0 | 0 | 0 | 0 | 0 | 0 | 0
| Risk mitigated |  |  | 2023-12-31 |  | 0 | 0 | 0 | 0 | 0 | 0 | 0 | 0 | 0 | 0 | 0 | 0 | 0 | 0 | 0 | 0 | 0 | 0 | 0 | 0 | 0 | 0 | 0 | 0 | 0
| Other benefits value |  |  | 2023-12-31 |  | 0 | 0 | 0 | 0 | 0 | 0 | 0 | 0 | 0 | 0 | 0 | 0 | 0 | 0 | 0 | 0 | 0 | 0 | 0 | 0 | 0 | 0 | 0 | 0 | 0
| Net benefits |  |  | 2023-12-31 |  | 0 | 0 | 0 | 0 | 0 | 0 | 0 | 0 | 0 | 0 | 0 | 0 | 0 | 0 | 0 | 0 | 0 | 0 | 0 | 0 | 0 | 0 | 0 | 0 | 0
SENSITIVITIES
NPV | Net benefits |  |  | Option 1 (Base Case)NPV |  | 0 | 0 | 0 | 0 | 0 | 0 | 0 | 0 | 0 | 0 | 0 | 0 | 0 | 0 | 0 | 0 | 0 | 0 | 0 | 0 | 0 | 0 | 0 | 0 | 0
| Total annualised capex |  |  |  |  | 0 | 0 | 0 | 0 | 0 | 0 | 0 | 0 | 0 | 0 | 0 | 0 | 0 | 0 | 0 | 0 | 0 | 0 | 0 | 0 | 0 | 0 | 0 | 0 | 0
| Total benefits |  |  |  |  | 0 | 0 | 0 | 0 | 0 | 0 | 0 | 0 | 0 | 0 | 0 | 0 | 0 | 0 | 0 | 0 | 0 | 0 | 0 | 0 | 0 | 0 | 0 | 0 | 0
|  | Capex | Total benefits
sens1 | Capex 10% higher | 10% | 0% | Option 1 (Base Case)sens1 |  | 0 | 0 | 0 | 0 | 0 | 0 | 0 | 0 | 0 | 0 | 0 | 0 | 0 | 0 | 0 | 0 | 0 | 0 | 0 | 0 | 0 | 0 | 0 | 0 | 0
sens2 | Capex 10% lower | -10% | 0% | Option 1 (Base Case)sens2 |  | 0 | 0 | 0 | 0 | 0 | 0 | 0 | 0 | 0 | 0 | 0 | 0 | 0 | 0 | 0 | 0 | 0 | 0 | 0 | 0 | 0 | 0 | 0 | 0 | 0
sens3 | Total benefits 10% higher | 0% | 10% | Option 1 (Base Case)sens3 |  | 0 | 0 | 0 | 0 | 0 | 0 | 0 | 0 | 0 | 0 | 0 | 0 | 0 | 0 | 0 | 0 | 0 | 0 | 0 | 0 | 0 | 0 | 0 | 0 | 0
sens4 | Total benefits 10% lower | 0% | -10% | Option 1 (Base Case)sens4 |  | 0 | 0 | 0 | 0 | 0 | 0 | 0 | 0 | 0 | 0 | 0 | 0 | 0 | 0 | 0 | 0 | 0 | 0 | 0 | 0 | 0 | 0 | 0 | 0 | 0
sens5 | Capex 10% higher & Total benefits 10% lower | 10% | -10% | Option 1 (Base Case)sens5 |  | 0 | 0 | 0 | 0 | 0 | 0 | 0 | 0 | 0 | 0 | 0 | 0 | 0 | 0 | 0 | 0 | 0 | 0 | 0 | 0 | 0 | 0 | 0 | 0 | 0
sens | 0 | 0% | 0% | Option 1 (Base Case)sens |  | 0 | 0 | 0 | 0 | 0 | 0 | 0 | 0 | 0 | 0 | 0 | 0 | 0 | 0 | 0 | 0 | 0 | 0 | 0 | 0 | 0 | 0 | 0 | 0 | 0
sens | 0 | 0% | 0% | Option 1 (Base Case)sens |  | 0 | 0 | 0 | 0 | 0 | 0 | 0 | 0 | 0 | 0 | 0 | 0 | 0 | 0 | 0 | 0 | 0 | 0 | 0 | 0 | 0 | 0 | 0 | 0 | 0
sens | 0 | 0% | 0% | Option 1 (Base Case)sens |  | 0 | 0 | 0 | 0 | 0 | 0 | 0 | 0 | 0 | 0 | 0 | 0 | 0 | 0 | 0 | 0 | 0 | 0 | 0 | 0 | 0 | 0 | 0 | 0 | 0

## Option2
United Energy
LWN23 feeder extension
OPTION 2 | Extend LWN23 with overhead line to offload LWN21
Count |  |  |  |  | 1 | 2 | 3 | 4 | 5 | 6 | 7 | 8 | 9 | 10 | 11 | 12 | 13 | 14 | 15 | 16 | 17 | 18 | 19 | 20 | 21 | 22 | 23 | 24 | 25
Value of CO2 reductions |  |  |  | $/MWh | 24.7305 | 22.3407 | 20.1963 | 18.0629 | 15.9134 | 13.7151 | 13.7151 | 13.7151 | 13.7151 | 13.7151 | 13.7151 | 13.7151 | 13.7151 | 13.7151 | 13.7151 | 13.7151 | 13.7151 | 13.7151 | 13.7151 | 13.7151 | 13.7151 | 13.7151 | 13.7151 | 13.7151 | 13.7151
|  |  |  | Units | 2026-27 | 2027-28 | 2028-29 | 2029-30 | 2030-31 | 2031-32 | 2032-33 | 2033-34 | 2034-35 | 2035-36 | 2036-37 | 2037-38 | 2038-39 | 2039-40 | 2040-41 | 2041-42 | 2042-43 | 2043-44 | 2044-45 | 2045-46 | 2046-47 | 2047-48 | 2048-49 | 2049-50 | 2050-51
INVESTMENT & OPERATING COST
| Capex |  | Asset life (yrs)
| Extend LWN23 |  | 50 | 2023-12-31 | 0 | 435815.8497 | 0 | 0 | 0 | 0 | 0 | 0 | 0 | 0 | 0 | 0 | 0 | 0 | 0 | 0 | 0 | 0 | 0 | 0 | 0 | 0 | 0 | 0 | 0
|  |  | 0 | 2023-12-31 | 0 | 0 | 0 | 0 | 0 | 0 | 0 | 0 | 0 | 0 | 0 | 0 | 0 | 0 | 0 | 0 | 0 | 0 | 0 | 0 | 0 | 0 | 0 | 0 | 0
|  |  | 0 | 2023-12-31 | 0 | 0 | 0 | 0 | 0 | 0 | 0 | 0 | 0 | 0 | 0 | 0 | 0 | 0 | 0 | 0 | 0 | 0 | 0 | 0 | 0 | 0 | 0 | 0 | 0
| Capital expenditure |  |  | 2023-12-31 | 0 | 435815.8497 | 0 | 0 | 0 | 0 | 0 | 0 | 0 | 0 | 0 | 0 | 0 | 0 | 0 | 0 | 0 | 0 | 0 | 0 | 0 | 0 | 0 | 0 | 0
| Operating expenditure |  |  | 2023-12-31 | 0 | 0 | 0 | 0 | 0 | 0 | 0 | 0 | 0 | 0 | 0 | 0 | 0 | 0 | 0 | 0 | 0 | 0 | 0 | 0 | 0 | 0 | 0 | 0 | 0
RISK ASSUMPTIONS
| PoF (major) |  |  |  | 0 | 0 | 0 | 0 | 0 | 0 | 0 | 0 | 0 | 0 | 0 | 0 | 0 | 0 | 0 | 0 | 0 | 0 | 0 | 0 | 0 | 0 | 0 | 0 | 0
| PoF (reparable) |  |  |  | 0 | 0 | 0 | 0 | 0 | 0 | 0 | 0 | 0 | 0 | 0 | 0 | 0 | 0 | 0 | 0 | 0 | 0 | 0 | 0 | 0 | 0 | 0 | 0 | 0
| Energy at risk (weighted) |  |  | MWh | 0.070598 | 0.36481 | 0 | 0 | 0 | 0 | 0.00055303 | 0.035775 | 0.089905 | 0.25906 | 0.65228 | 1.6211 | 3.5675 | 5.6117 | 7.6822 | 10.9294 | 14.3227 | 21.2944 | 29.7735 | 35.2975 | 43.4359 | 50.3419 | 61.0785 | 78.9811 | 78.9811
| Energy at risk value | $/MWh | 34056.3298 | 2023-12-31 | 2404.3103 | 12424.2332 | 0 | 0 | 0 | 0 | 18.8341 | 1218.3762 | 3061.8279 | 8822.4656 | 22214.2659 | 55207.8777 | 121494.7372 | 191114.6378 | 261627.481 | 372213.6918 | 487780.0691 | 725208.5601 | 1013976.8927 | 1202104.1287 | 1479266.3723 | 1714461.762 | 2080110.0307 | 2689805.2858 | 2689805.2858
| Safety consequence | (after DF) |  | 2023-12-31 | 0 | 0 | 0 | 0 | 0 | 0 | 0 | 0 | 0 | 0 | 0 | 0 | 0 | 0 | 0 | 0 | 0 | 0 | 0 | 0 | 0 | 0 | 0 | 0 | 0
| Unplanned replacements |  |  | 2023-12-31 | 0 | 0 | 0 | 0 | 0 | 0 | 0 | 0 | 0 | 0 | 0 | 0 | 0 | 0 | 0 | 0 | 0 | 0 | 0 | 0 | 0 | 0 | 0 | 0 | 0
| Environmental consequence | (after DF) |  | 2023-12-31 | 0 | 0 | 0 | 0 | 0 | 0 | 0 | 0 | 0 | 0 | 0 | 0 | 0 | 0 | 0 | 0 | 0 | 0 | 0 | 0 | 0 | 0 | 0 | 0 | 0
| < Other risk - enter description > |  |  | 2023-12-31 | 0 | 0 | 0 | 0 | 0 | 0 | 0 | 0 | 0 | 0 | 0 | 0 | 0 | 0 | 0 | 0 | 0 | 0 | 0 | 0 | 0 | 0 | 0 | 0 | 0
| < Other risk - enter description > |  |  | 2023-12-31 | 0 | 0 | 0 | 0 | 0 | 0 | 0 | 0 | 0 | 0 | 0 | 0 | 0 | 0 | 0 | 0 | 0 | 0 | 0 | 0 | 0 | 0 | 0 | 0 | 0
| Total risk cost |  |  |  | 2404.3103 | 12424.2332 | 0 | 0 | 0 | 0 | 18.8341 | 1218.3762 | 3061.8279 | 8822.4656 | 22214.2659 | 55207.8777 | 121494.7372 | 191114.6378 | 261627.481 | 372213.6918 | 487780.0691 | 725208.5601 | 1013976.8927 | 1202104.1287 | 1479266.3723 | 1714461.762 | 2080110.0307 | 2689805.2858 | 2689805.2858
OTHER BENEFITS
| Reduction in CO2 emissions |  |  | MWh | 0 | 0 | 0 | 0 | 0 | 0 | 0 | 0 | 0 | 0 | 0 | 0 | 0 | 0 | 0 | 0 | 0 | 0 | 0 | 0 | 0 | 0 | 0 | 0 | 0
| Value of reduction in CO2 emissions |  |  | $ | 0 | 0 | 0 | 0 | 0 | 0 | 0 | 0 | 0 | 0 | 0 | 0 | 0 | 0 | 0 | 0 | 0 | 0 | 0 | 0 | 0 | 0 | 0 | 0 | 0
| Reliability in worst-served areas | $/MWh | 0 | MWh | 0 | 0 | 0 | 0 | 0 | 0 | 0 | 0 | 0 | 0 | 0 | 0 | 0 | 0 | 0 | 0 | 0 | 0 | 0 | 0 | 0 | 0 | 0 | 0 | 0
| Network resilience | $/MWh | 38560 | MWh | 0 | 0 | 0 | 0 | 0 | 0 | 0 | 0 | 0 | 0 | 0 | 0 | 0 | 0 | 0 | 0 | 0 | 0 | 0 | 0 | 0 | 0 | 0 | 0 | 0
| Enabling solar exports | $/MWh | 862.6028 | MWh | 0 | 0 | 0 | 0 | 0 | 0 | 0 | 0 | 0 | 0 | 0 | 0 | 0 | 0 | 0 | 0 | 0 | 0 | 0 | 0 | 0 | 0 | 0 | 0 | 0
| Aesthetics | $/customer | 0 | customers | 0 | 0 | 0 | 0 | 0 | 0 | 0 | 0 | 0 | 0 | 0 | 0 | 0 | 0 | 0 | 0 | 0 | 0 | 0 | 0 | 0 | 0 | 0 | 0 | 0
| Customer value of time - residential | $/customer min | 0.34751 | mins | 0 | 0 | 0 | 0 | 0 | 0 | 0 | 0 | 0 | 0 | 0 | 0 | 0 | 0 | 0 | 0 | 0 | 0 | 0 | 0 | 0 | 0 | 0 | 0 | 0
| Customer value of time - business | $/customer min | 0.34751 | mins | 0 | 0 | 0 | 0 | 0 | 0 | 0 | 0 | 0 | 0 | 0 | 0 | 0 | 0 | 0 | 0 | 0 | 0 | 0 | 0 | 0 | 0 | 0 | 0 | 0
| Communication | $/customer | 0 | customers | 0 | 0 | 0 | 0 | 0 | 0 | 0 | 0 | 0 | 0 | 0 | 0 | 0 | 0 | 0 | 0 | 0 | 0 | 0 | 0 | 0 | 0 | 0 | 0 | 0
| Information accessibility | $/customer | 0 | customers | 0 | 0 | 0 | 0 | 0 | 0 | 0 | 0 | 0 | 0 | 0 | 0 | 0 | 0 | 0 | 0 | 0 | 0 | 0 | 0 | 0 | 0 | 0 | 0 | 0
| Other benefits 1 |  |  | 2023-12-31 | 0 | 0 | 0 | 0 | 0 | 0 | 0 | 0 | 0 | 0 | 0 | 0 | 0 | 0 | 0 | 0 | 0 | 0 | 0 | 0 | 0 | 0 | 0 | 0 | 0
| Other benefits 2 |  |  | 2023-12-31 | 0 | 0 | 0 | 0 | 0 | 0 | 0 | 0 | 0 | 0 | 0 | 0 | 0 | 0 | 0 | 0 | 0 | 0 | 0 | 0 | 0 | 0 | 0 | 0 | 0
| Total other benefits |  |  | 2023-12-31 | 0 | 0 | 0 | 0 | 0 | 0 | 0 | 0 | 0 | 0 | 0 | 0 | 0 | 0 | 0 | 0 | 0 | 0 | 0 | 0 | 0 | 0 | 0 | 0 | 0
SUMMARY
| Risks mitigated vs base case |  |  | 2023-12-31 | 0 | 0 | 35233.2686 | 69030.7667 | 124865.4334 | 224115.6111 | 386977.6228 | 550277.7837 | 548434.332 | 542673.6943 | 529281.894 | 496288.2822 | 430001.4227 | 360381.522 | 289868.6789 | 179282.4681 | 63716.0908 | -173712.4002 | -462480.7328 | -650607.9689 | -927770.2124 | -1162965.6021 | -1528613.8708 | -2138309.126 | -2138309.126
Capital expenditure
| Extend LWN23 |  |  | 2023-12-31 | 0 | -435815.8497 | 0 | 0 | 0 | 0 | 0 | 0 | 0 | 0 | 0 | 0 | 0 | 0 | 0 | 0 | 0 | 0 | 0 | 0 | 0 | 0 | 0 | 0 | 0
| 0 |  |  | 2023-12-31 | 0 | 0 | 0 | 0 | 0 | 0 | 0 | 0 | 0 | 0 | 0 | 0 | 0 | 0 | 0 | 0 | 0 | 0 | 0 | 0 | 0 | 0 | 0 | 0 | 0
| 0 |  |  | 2023-12-31 | 0 | 0 | 0 | 0 | 0 | 0 | 0 | 0 | 0 | 0 | 0 | 0 | 0 | 0 | 0 | 0 | 0 | 0 | 0 | 0 | 0 | 0 | 0 | 0 | 0
Cumulative capex
| Extend LWN23 |  |  | 2023-12-31 | 0 | -435815.8497 | -435815.8497 | -435815.8497 | -435815.8497 | -435815.8497 | -435815.8497 | -435815.8497 | -435815.8497 | -435815.8497 | -435815.8497 | -435815.8497 | -435815.8497 | -435815.8497 | -435815.8497 | -435815.8497 | -435815.8497 | -435815.8497 | -435815.8497 | -435815.8497 | -435815.8497 | -435815.8497 | -435815.8497 | -435815.8497 | -435815.8497
| 0 |  |  | 2023-12-31 | 0 | 0 | 0 | 0 | 0 | 0 | 0 | 0 | 0 | 0 | 0 | 0 | 0 | 0 | 0 | 0 | 0 | 0 | 0 | 0 | 0 | 0 | 0 | 0 | 0
| 0 |  |  | 2023-12-31 | 0 | 0 | 0 | 0 | 0 | 0 | 0 | 0 | 0 | 0 | 0 | 0 | 0 | 0 | 0 | 0 | 0 | 0 | 0 | 0 | 0 | 0 | 0 | 0 | 0
Annualised capex
| Annualised capex - Extend LWN23 |  |  | 2023-12-31 | 0 | 0 | -18580.4464 | -18580.4464 | -18580.4464 | -18580.4464 | -18580.4464 | -18580.4464 | -18580.4464 | -18580.4464 | -18580.4464 | -18580.4464 | -18580.4464 | -18580.4464 | -18580.4464 | -18580.4464 | -18580.4464 | -18580.4464 | -18580.4464 | -18580.4464 | -18580.4464 | -18580.4464 | -18580.4464 | -18580.4464 | -18580.4464
| Annualised capex - |  |  | 2023-12-31 | 0 | 0 | 0 | 0 | 0 | 0 | 0 | 0 | 0 | 0 | 0 | 0 | 0 | 0 | 0 | 0 | 0 | 0 | 0 | 0 | 0 | 0 | 0 | 0 | 0
| Annualised capex - |  |  | 2023-12-31 | 0 | 0 | 0 | 0 | 0 | 0 | 0 | 0 | 0 | 0 | 0 | 0 | 0 | 0 | 0 | 0 | 0 | 0 | 0 | 0 | 0 | 0 | 0 | 0 | 0
| Total annualised capex |  |  | 2023-12-31 | 0 | 0 | -18580.4464 | -18580.4464 | -18580.4464 | -18580.4464 | -18580.4464 | -18580.4464 | -18580.4464 | -18580.4464 | -18580.4464 | -18580.4464 | -18580.4464 | -18580.4464 | -18580.4464 | -18580.4464 | -18580.4464 | -18580.4464 | -18580.4464 | -18580.4464 | -18580.4464 | -18580.4464 | -18580.4464 | -18580.4464 | -18580.4464
| Annualised capex |  |  | 2023-12-31 | 0 | 0 | -18580.4464 | -18580.4464 | -18580.4464 | -18580.4464 | -18580.4464 | -18580.4464 | -18580.4464 | -18580.4464 | -18580.4464 | -18580.4464 | -18580.4464 | -18580.4464 | -18580.4464 | -18580.4464 | -18580.4464 | -18580.4464 | -18580.4464 | -18580.4464 | -18580.4464 | -18580.4464 | -18580.4464 | -18580.4464 | -18580.4464
| Operating expenditure |  |  | 2023-12-31 | 0 | 0 | 0 | 0 | 0 | 0 | 0 | 0 | 0 | 0 | 0 | 0 | 0 | 0 | 0 | 0 | 0 | 0 | 0 | 0 | 0 | 0 | 0 | 0 | 0
| Risk mitigated |  |  | 2023-12-31 | 0 | 0 | 35233.2686 | 69030.7667 | 124865.4334 | 224115.6111 | 386977.6228 | 550277.7837 | 548434.332 | 542673.6943 | 529281.894 | 496288.2822 | 430001.4227 | 360381.522 | 289868.6789 | 179282.4681 | 63716.0908 | -173712.4002 | -462480.7328 | -650607.9689 | -927770.2124 | -1162965.6021 | -1528613.8708 | -2138309.126 | -2138309.126
| Other benefits value |  |  | 2023-12-31 | 0 | 0 | 0 | 0 | 0 | 0 | 0 | 0 | 0 | 0 | 0 | 0 | 0 | 0 | 0 | 0 | 0 | 0 | 0 | 0 | 0 | 0 | 0 | 0 | 0
| Net benefits |  |  | 2023-12-31 | 0 | 0 | 16652.8222 | 50450.3203 | 106284.9871 | 205535.1648 | 368397.1765 | 531697.3373 | 529853.8856 | 524093.2479 | 510701.4476 | 477707.8358 | 411420.9763 | 341801.0757 | 271288.2325 | 160702.0217 | 45135.6444 | -192292.8466 | -481061.1792 | -669188.4152 | -946350.6588 | -1181546.0485 | -1547194.3172 | -2156889.5723 | -2156889.5723
| First capex year |  |  | 2
| First year |  |  | 2
SENSITIVITIES
NPV | Net benefits |  |  | Option 2NPV | 0 | 0 | 16652.8222 | 50450.3203 | 106284.9871 | 205535.1648 | 368397.1765 | 531697.3373 | 529853.8856 | 524093.2479 | 510701.4476 | 477707.8358 | 411420.9763 | 341801.0757 | 271288.2325 | 160702.0217 | 45135.6444 | -192292.8466 | -481061.1792 | -669188.4152 | -946350.6588 | -1181546.0485 | -1547194.3172 | -2156889.5723 | -2156889.5723
| Total annualised capex |  |  |  | 0 | 0 | -18580.4464 | -18580.4464 | -18580.4464 | -18580.4464 | -18580.4464 | -18580.4464 | -18580.4464 | -18580.4464 | -18580.4464 | -18580.4464 | -18580.4464 | -18580.4464 | -18580.4464 | -18580.4464 | -18580.4464 | -18580.4464 | -18580.4464 | -18580.4464 | -18580.4464 | -18580.4464 | -18580.4464 | -18580.4464 | -18580.4464
| Total benefits |  |  |  | 0 | 0 | 35233.2686 | 69030.7667 | 124865.4334 | 224115.6111 | 386977.6228 | 550277.7837 | 548434.332 | 542673.6943 | 529281.894 | 496288.2822 | 430001.4227 | 360381.522 | 289868.6789 | 179282.4681 | 63716.0908 | -173712.4002 | -462480.7328 | -650607.9689 | -927770.2124 | -1162965.6021 | -1528613.8708 | -2138309.126 | -2138309.126
|  | Capex | Total benefits
sens1 | Capex 10% higher | 10% | 0% | Option 2sens1 | 0 | 0 | 14794.7776 | 48592.2757 | 104426.9424 | 203677.1201 | 366539.1318 | 529839.2927 | 527995.841 | 522235.2033 | 508843.403 | 475849.7912 | 409562.9317 | 339943.031 | 269430.1879 | 158843.9771 | 43277.5998 | -194150.8912 | -482919.2238 | -671046.4599 | -948208.7034 | -1183404.0931 | -1549052.3618 | -2158747.617 | -2158747.617
sens2 | Capex 10% lower | -10% | 0% | Option 2sens2 | 0 | 0 | 18510.8669 | 52308.3649 | 108143.0317 | 207393.2094 | 370255.2211 | 533555.3819 | 531711.9303 | 525951.2925 | 512559.4923 | 479565.8805 | 413279.021 | 343659.1203 | 273146.2771 | 162560.0663 | 46993.689 | -190434.802 | -479203.1346 | -667330.3706 | -944492.6141 | -1179688.0038 | -1545336.2725 | -2155031.5277 | -2155031.5277
sens3 | Total benefits 10% higher | 0% | 10% | Option 2sens3 | 0 | 0 | 20176.1491 | 57353.397 | 118771.5304 | 227946.7259 | 407094.9388 | 586725.1157 | 584697.3188 | 578360.6173 | 563629.637 | 527336.664 | 454421.1186 | 377839.2279 | 300275.1004 | 178630.2685 | 51507.2535 | -209664.0866 | -527309.2525 | -734249.2121 | -1039127.68 | -1297842.6087 | -1700055.7042 | -2370720.4849 | -2370720.4849
sens4 | Total benefits 10% lower | 0% | -10% | Option 2sens4 | 0 | 0 | 13129.4954 | 43547.2436 | 93798.4437 | 183123.6037 | 329699.4142 | 476669.5589 | 475010.4524 | 469825.8785 | 457773.2582 | 428079.0076 | 368420.8341 | 305762.9235 | 242301.3646 | 142773.7749 | 38764.0353 | -174921.6066 | -434813.1059 | -604127.6183 | -853573.6375 | -1065249.4883 | -1394332.9301 | -1943058.6597 | -1943058.6597
sens5 | Capex 10% higher & Total benefits 10% lower | 10% | -10% | Option 2sens5 | 0 | 0 | 11271.4507 | 41689.199 | 91940.3991 | 181265.559 | 327841.3696 | 474811.5143 | 473152.4078 | 467967.8338 | 455915.2136 | 426220.963 | 366562.7894 | 303904.8788 | 240443.32 | 140915.7303 | 36905.9907 | -176779.6512 | -436671.1505 | -605985.663 | -855431.6822 | -1067107.5329 | -1396190.9747 | -1944916.7044 | -1944916.7044
sens | 0 | 0% | 0% | Option 2sens | 0 | 0 | 16652.8222 | 50450.3203 | 106284.9871 | 205535.1648 | 368397.1765 | 531697.3373 | 529853.8856 | 524093.2479 | 510701.4476 | 477707.8358 | 411420.9763 | 341801.0757 | 271288.2325 | 160702.0217 | 45135.6444 | -192292.8466 | -481061.1792 | -669188.4152 | -946350.6588 | -1181546.0485 | -1547194.3172 | -2156889.5723 | -2156889.5723
sens | 0 | 0% | 0% | Option 2sens | 0 | 0 | 16652.8222 | 50450.3203 | 106284.9871 | 205535.1648 | 368397.1765 | 531697.3373 | 529853.8856 | 524093.2479 | 510701.4476 | 477707.8358 | 411420.9763 | 341801.0757 | 271288.2325 | 160702.0217 | 45135.6444 | -192292.8466 | -481061.1792 | -669188.4152 | -946350.6588 | -1181546.0485 | -1547194.3172 | -2156889.5723 | -2156889.5723
sens | 0 | 0% | 0% | Option 2sens | 0 | 0 | 16652.8222 | 50450.3203 | 106284.9871 | 205535.1648 | 368397.1765 | 531697.3373 | 529853.8856 | 524093.2479 | 510701.4476 | 477707.8358 | 411420.9763 | 341801.0757 | 271288.2325 | 160702.0217 | 45135.6444 | -192292.8466 | -481061.1792 | -669188.4152 | -946350.6588 | -1181546.0485 | -1547194.3172 | -2156889.5723 | -2156889.5723

## Option3
United Energy
LWN23 feeder extension
OPTION 3 | extend LWN32 with reconductoring to offload LWN21
Count |  |  |  |  | 1 | 2 | 3 | 4 | 5 | 6 | 7 | 8 | 9 | 10 | 11 | 12 | 13 | 14 | 15 | 16 | 17 | 18 | 19 | 20 | 21 | 22 | 23 | 24 | 25
Value of CO2 reductions |  |  |  | $/MWh | 24.7305 | 22.3407 | 20.1963 | 18.0629 | 15.9134 | 13.7151 | 13.7151 | 13.7151 | 13.7151 | 13.7151 | 13.7151 | 13.7151 | 13.7151 | 13.7151 | 13.7151 | 13.7151 | 13.7151 | 13.7151 | 13.7151 | 13.7151 | 13.7151 | 13.7151 | 13.7151 | 13.7151 | 13.7151
|  |  |  | Units | 2026-27 | 2027-28 | 2028-29 | 2029-30 | 2030-31 | 2031-32 | 2032-33 | 2033-34 | 2034-35 | 2035-36 | 2036-37 | 2037-38 | 2038-39 | 2039-40 | 2040-41 | 2041-42 | 2042-43 | 2043-44 | 2044-45 | 2045-46 | 2046-47 | 2047-48 | 2048-49 | 2049-50 | 2050-51
INVESTMENT & OPERATING COST
| Capex |  | Asset life (yrs)
| Extend LWN32 |  | 50 | 2023-12-31 | 0 | 985612 | 0 | 0 | 0 | 0 | 0 | 0 | 0 | 0 | 0 | 0 | 0 | 0 | 0 | 0 | 0 | 0 | 0 | 0 | 0 | 0 | 0 | 0 | 0
|  |  | 0 | 2023-12-31 | 0 | 0 | 0 | 0 | 0 | 0 | 0 | 0 | 0 | 0 | 0 | 0 | 0 | 0 | 0 | 0 | 0 | 0 | 0 | 0 | 0 | 0 | 0 | 0 | 0
|  |  | 0 | 2023-12-31 | 0 | 0 | 0 | 0 | 0 | 0 | 0 | 0 | 0 | 0 | 0 | 0 | 0 | 0 | 0 | 0 | 0 | 0 | 0 | 0 | 0 | 0 | 0 | 0 | 0
| Capital expenditure |  |  | 2023-12-31 | 0 | 985612 | 0 | 0 | 0 | 0 | 0 | 0 | 0 | 0 | 0 | 0 | 0 | 0 | 0 | 0 | 0 | 0 | 0 | 0 | 0 | 0 | 0 | 0 | 0
| Operating expenditure |  |  | 2023-12-31 | 0 | 0 | 0 | 0 | 0 | 0 | 0 | 0 | 0 | 0 | 0 | 0 | 0 | 0 | 0 | 0 | 0 | 0 | 0 | 0 | 0 | 0 | 0 | 0 | 0
RISK ASSUMPTIONS
| PoF (major) |  |  |  | 0 | 0 | 0 | 0 | 0 | 0 | 0 | 0 | 0 | 0 | 0 | 0 | 0 | 0 | 0 | 0 | 0 | 0 | 0 | 0 | 0 | 0 | 0 | 0 | 0
| PoF (reparable) |  |  |  | 0 | 0 | 0 | 0 | 0 | 0 | 0 | 0 | 0 | 0 | 0 | 0 | 0 | 0 | 0 | 0 | 0 | 0 | 0 | 0 | 0 | 0 | 0 | 0 | 0
| Energy at risk (weighted) |  |  | MWh | 0.070598 | 0.36481 | 0 | 0 | 0 | 0 | 0.00055303 | 0.035775 | 0.089905 | 0.25906 | 0.65228 | 1.6211 | 3.5675 | 5.6117 | 7.6822 | 10.9294 | 14.3227 | 21.2944 | 29.7735 | 35.2975 | 43.4359 | 50.3419 | 61.0785 | 78.9811 | 78.9811
| Energy at risk value | $/MWh | 34056.3298 | 2023-12-31 | 2404.3103 | 12424.2332 | 0 | 0 | 0 | 0 | 18.8341 | 1218.3762 | 3061.8279 | 8822.4656 | 22214.2659 | 55207.8777 | 121494.7372 | 191114.6378 | 261627.481 | 372213.6918 | 487780.0691 | 725208.5601 | 1013976.8927 | 1202104.1287 | 1479266.3723 | 1714461.762 | 2080110.0307 | 2689805.2858 | 2689805.2858
| Safety consequence | (after DF) |  | 2023-12-31 | 0 | 0 | 0 | 0 | 0 | 0 | 0 | 0 | 0 | 0 | 0 | 0 | 0 | 0 | 0 | 0 | 0 | 0 | 0 | 0 | 0 | 0 | 0 | 0 | 0
| Unplanned replacements |  |  | 2023-12-31 | 0 | 0 | 0 | 0 | 0 | 0 | 0 | 0 | 0 | 0 | 0 | 0 | 0 | 0 | 0 | 0 | 0 | 0 | 0 | 0 | 0 | 0 | 0 | 0 | 0
| Environmental consequence | (after DF) |  | 2023-12-31 | 0 | 0 | 0 | 0 | 0 | 0 | 0 | 0 | 0 | 0 | 0 | 0 | 0 | 0 | 0 | 0 | 0 | 0 | 0 | 0 | 0 | 0 | 0 | 0 | 0
| < Other risk - enter description > |  |  | 2023-12-31 | 0 | 0 | 0 | 0 | 0 | 0 | 0 | 0 | 0 | 0 | 0 | 0 | 0 | 0 | 0 | 0 | 0 | 0 | 0 | 0 | 0 | 0 | 0 | 0 | 0
| < Other risk - enter description > |  |  | 2023-12-31 | 0 | 0 | 0 | 0 | 0 | 0 | 0 | 0 | 0 | 0 | 0 | 0 | 0 | 0 | 0 | 0 | 0 | 0 | 0 | 0 | 0 | 0 | 0 | 0 | 0
| Total risk cost |  |  |  | 2404.3103 | 12424.2332 | 0 | 0 | 0 | 0 | 18.8341 | 1218.3762 | 3061.8279 | 8822.4656 | 22214.2659 | 55207.8777 | 121494.7372 | 191114.6378 | 261627.481 | 372213.6918 | 487780.0691 | 725208.5601 | 1013976.8927 | 1202104.1287 | 1479266.3723 | 1714461.762 | 2080110.0307 | 2689805.2858 | 2689805.2858
OTHER BENEFITS
| Reduction in CO2 emissions |  |  | MWh | 0 | 0 | 0 | 0 | 0 | 0 | 0 | 0 | 0 | 0 | 0 | 0 | 0 | 0 | 0 | 0 | 0 | 0 | 0 | 0 | 0 | 0 | 0 | 0 | 0
| Value of reduction in CO2 emissions |  |  | $ | 0 | 0 | 0 | 0 | 0 | 0 | 0 | 0 | 0 | 0 | 0 | 0 | 0 | 0 | 0 | 0 | 0 | 0 | 0 | 0 | 0 | 0 | 0 | 0 | 0
| Reliability in worst-served areas | $/MWh | 0 | MWh | 0 | 0 | 0 | 0 | 0 | 0 | 0 | 0 | 0 | 0 | 0 | 0 | 0 | 0 | 0 | 0 | 0 | 0 | 0 | 0 | 0 | 0 | 0 | 0 | 0
| Network resilience | $/MWh | 38560 | MWh | 0 | 0 | 0 | 0 | 0 | 0 | 0 | 0 | 0 | 0 | 0 | 0 | 0 | 0 | 0 | 0 | 0 | 0 | 0 | 0 | 0 | 0 | 0 | 0 | 0
| Enabling solar exports | $/MWh | 862.6028 | MWh | 0 | 0 | 0 | 0 | 0 | 0 | 0 | 0 | 0 | 0 | 0 | 0 | 0 | 0 | 0 | 0 | 0 | 0 | 0 | 0 | 0 | 0 | 0 | 0 | 0
| Aesthetics | $/customer | 0 | customers | 0 | 0 | 0 | 0 | 0 | 0 | 0 | 0 | 0 | 0 | 0 | 0 | 0 | 0 | 0 | 0 | 0 | 0 | 0 | 0 | 0 | 0 | 0 | 0 | 0
| Customer value of time (res) | $/customer min | 0.34751 | mins | 0 | 0 | 0 | 0 | 0 | 0 | 0 | 0 | 0 | 0 | 0 | 0 | 0 | 0 | 0 | 0 | 0 | 0 | 0 | 0 | 0 | 0 | 0 | 0 | 0
| Customer value of time (bus) | $/customer min | 0.34751 | mins | 0 | 0 | 0 | 0 | 0 | 0 | 0 | 0 | 0 | 0 | 0 | 0 | 0 | 0 | 0 | 0 | 0 | 0 | 0 | 0 | 0 | 0 | 0 | 0 | 0
| Communication | $/customer | 0 | customers | 0 | 0 | 0 | 0 | 0 | 0 | 0 | 0 | 0 | 0 | 0 | 0 | 0 | 0 | 0 | 0 | 0 | 0 | 0 | 0 | 0 | 0 | 0 | 0 | 0
| Information accessibility | $/customer | 0 | customers | 0 | 0 | 0 | 0 | 0 | 0 | 0 | 0 | 0 | 0 | 0 | 0 | 0 | 0 | 0 | 0 | 0 | 0 | 0 | 0 | 0 | 0 | 0 | 0 | 0
| Other benefits 1 |  |  | 2023-12-31 | 0 | 0 | 0 | 0 | 0 | 0 | 0 | 0 | 0 | 0 | 0 | 0 | 0 | 0 | 0 | 0 | 0 | 0 | 0 | 0 | 0 | 0 | 0 | 0 | 0
| Other benefits 2 |  |  | 2023-12-31 | 0 | 0 | 0 | 0 | 0 | 0 | 0 | 0 | 0 | 0 | 0 | 0 | 0 | 0 | 0 | 0 | 0 | 0 | 0 | 0 | 0 | 0 | 0 | 0 | 0
| Total other benefits |  |  | 2023-12-31 | 0 | 0 | 0 | 0 | 0 | 0 | 0 | 0 | 0 | 0 | 0 | 0 | 0 | 0 | 0 | 0 | 0 | 0 | 0 | 0 | 0 | 0 | 0 | 0 | 0
SUMMARY
| Risks mitigated vs base case |  |  | 2023-12-31 | 0 | 0 | 35233.2686 | 69030.7667 | 124865.4334 | 224115.6111 | 386977.6228 | 550277.7837 | 548434.332 | 542673.6943 | 529281.894 | 496288.2822 | 430001.4227 | 360381.522 | 289868.6789 | 179282.4681 | 63716.0908 | -173712.4002 | -462480.7328 | -650607.9689 | -927770.2124 | -1162965.6021 | -1528613.8708 | -2138309.126 | -2138309.126
Capital expenditure
| Extend LWN32 |  |  | 2023-12-31 | 0 | -985612 | 0 | 0 | 0 | 0 | 0 | 0 | 0 | 0 | 0 | 0 | 0 | 0 | 0 | 0 | 0 | 0 | 0 | 0 | 0 | 0 | 0 | 0 | 0
| 0 |  |  | 2023-12-31 | 0 | 0 | 0 | 0 | 0 | 0 | 0 | 0 | 0 | 0 | 0 | 0 | 0 | 0 | 0 | 0 | 0 | 0 | 0 | 0 | 0 | 0 | 0 | 0 | 0
| 0 |  |  | 2023-12-31 | 0 | 0 | 0 | 0 | 0 | 0 | 0 | 0 | 0 | 0 | 0 | 0 | 0 | 0 | 0 | 0 | 0 | 0 | 0 | 0 | 0 | 0 | 0 | 0 | 0
Cumulative capex
| Extend LWN32 |  |  | 2023-12-31 | 0 | -985612 | -985612 | -985612 | -985612 | -985612 | -985612 | -985612 | -985612 | -985612 | -985612 | -985612 | -985612 | -985612 | -985612 | -985612 | -985612 | -985612 | -985612 | -985612 | -985612 | -985612 | -985612 | -985612 | -985612
| 0 |  |  | 2023-12-31 | 0 | 0 | 0 | 0 | 0 | 0 | 0 | 0 | 0 | 0 | 0 | 0 | 0 | 0 | 0 | 0 | 0 | 0 | 0 | 0 | 0 | 0 | 0 | 0 | 0
| 0 |  |  | 2023-12-31 | 0 | 0 | 0 | 0 | 0 | 0 | 0 | 0 | 0 | 0 | 0 | 0 | 0 | 0 | 0 | 0 | 0 | 0 | 0 | 0 | 0 | 0 | 0 | 0 | 0
Annualised capex
| Annualised capex - Extend LWN32 |  |  | 2023-12-31 | 0 | 0 | -42020.2958 | -42020.2958 | -42020.2958 | -42020.2958 | -42020.2958 | -42020.2958 | -42020.2958 | -42020.2958 | -42020.2958 | -42020.2958 | -42020.2958 | -42020.2958 | -42020.2958 | -42020.2958 | -42020.2958 | -42020.2958 | -42020.2958 | -42020.2958 | -42020.2958 | -42020.2958 | -42020.2958 | -42020.2958 | -42020.2958
| Annualised capex - |  |  | 2023-12-31 | 0 | 0 | 0 | 0 | 0 | 0 | 0 | 0 | 0 | 0 | 0 | 0 | 0 | 0 | 0 | 0 | 0 | 0 | 0 | 0 | 0 | 0 | 0 | 0 | 0
| Annualised capex - |  |  | 2023-12-31 | 0 | 0 | 0 | 0 | 0 | 0 | 0 | 0 | 0 | 0 | 0 | 0 | 0 | 0 | 0 | 0 | 0 | 0 | 0 | 0 | 0 | 0 | 0 | 0 | 0
| Total annualised capex |  |  | 2023-12-31 | 0 | 0 | -42020.2958 | -42020.2958 | -42020.2958 | -42020.2958 | -42020.2958 | -42020.2958 | -42020.2958 | -42020.2958 | -42020.2958 | -42020.2958 | -42020.2958 | -42020.2958 | -42020.2958 | -42020.2958 | -42020.2958 | -42020.2958 | -42020.2958 | -42020.2958 | -42020.2958 | -42020.2958 | -42020.2958 | -42020.2958 | -42020.2958
| Annualised capex |  |  | 2023-12-31 | 0 | 0 | -42020.2958 | -42020.2958 | -42020.2958 | -42020.2958 | -42020.2958 | -42020.2958 | -42020.2958 | -42020.2958 | -42020.2958 | -42020.2958 | -42020.2958 | -42020.2958 | -42020.2958 | -42020.2958 | -42020.2958 | -42020.2958 | -42020.2958 | -42020.2958 | -42020.2958 | -42020.2958 | -42020.2958 | -42020.2958 | -42020.2958
| Operating expenditure |  |  | 2023-12-31 | 0 | 0 | 0 | 0 | 0 | 0 | 0 | 0 | 0 | 0 | 0 | 0 | 0 | 0 | 0 | 0 | 0 | 0 | 0 | 0 | 0 | 0 | 0 | 0 | 0
| Risk mitigated |  |  | 2023-12-31 | 0 | 0 | 35233.2686 | 69030.7667 | 124865.4334 | 224115.6111 | 386977.6228 | 550277.7837 | 548434.332 | 542673.6943 | 529281.894 | 496288.2822 | 430001.4227 | 360381.522 | 289868.6789 | 179282.4681 | 63716.0908 | -173712.4002 | -462480.7328 | -650607.9689 | -927770.2124 | -1162965.6021 | -1528613.8708 | -2138309.126 | -2138309.126
| Other benefits value |  |  | 2023-12-31 | 0 | 0 | 0 | 0 | 0 | 0 | 0 | 0 | 0 | 0 | 0 | 0 | 0 | 0 | 0 | 0 | 0 | 0 | 0 | 0 | 0 | 0 | 0 | 0 | 0
| Net benefits |  |  | 2023-12-31 | 0 | 0 | -6787.0272 | 27010.4709 | 82845.1377 | 182095.3154 | 344957.3271 | 508257.4879 | 506414.0362 | 500653.3985 | 487261.5982 | 454267.9864 | 387981.1269 | 318361.2263 | 247848.3831 | 137262.1723 | 21695.795 | -215732.696 | -504501.0286 | -692628.2646 | -969790.5082 | -1204985.8979 | -1570634.1666 | -2180329.4217 | -2180329.4217
| First capex year |  |  | 2
| First year |  |  | 2
SENSITIVITIES
NPV | Net benefits |  |  | Option 3NPV | 0 | 0 | -6787.0272 | 27010.4709 | 82845.1377 | 182095.3154 | 344957.3271 | 508257.4879 | 506414.0362 | 500653.3985 | 487261.5982 | 454267.9864 | 387981.1269 | 318361.2263 | 247848.3831 | 137262.1723 | 21695.795 | -215732.696 | -504501.0286 | -692628.2646 | -969790.5082 | -1204985.8979 | -1570634.1666 | -2180329.4217 | -2180329.4217
| Total annualised capex |  |  |  | 0 | 0 | -42020.2958 | -42020.2958 | -42020.2958 | -42020.2958 | -42020.2958 | -42020.2958 | -42020.2958 | -42020.2958 | -42020.2958 | -42020.2958 | -42020.2958 | -42020.2958 | -42020.2958 | -42020.2958 | -42020.2958 | -42020.2958 | -42020.2958 | -42020.2958 | -42020.2958 | -42020.2958 | -42020.2958 | -42020.2958 | -42020.2958
| Total benefits |  |  |  | 0 | 0 | 35233.2686 | 69030.7667 | 124865.4334 | 224115.6111 | 386977.6228 | 550277.7837 | 548434.332 | 542673.6943 | 529281.894 | 496288.2822 | 430001.4227 | 360381.522 | 289868.6789 | 179282.4681 | 63716.0908 | -173712.4002 | -462480.7328 | -650607.9689 | -927770.2124 | -1162965.6021 | -1528613.8708 | -2138309.126 | -2138309.126
|  | Capex | Total benefits
sens1 | Capex 10% higher | 10% | 0% | Option 3sens1 | 0 | 0 | -10989.0567 | 22808.4413 | 78643.1081 | 177893.2858 | 340755.2975 | 504055.4583 | 502212.0067 | 496451.3689 | 483059.5686 | 450065.9568 | 383779.0974 | 314159.1967 | 243646.3535 | 133060.1427 | 17493.7654 | -219934.7256 | -508703.0582 | -696830.2942 | -973992.5377 | -1209187.9274 | -1574836.1961 | -2184531.4513 | -2184531.4513
sens2 | Capex 10% lower | -10% | 0% | Option 3sens2 | 0 | 0 | -2584.9976 | 31212.5005 | 87047.1673 | 186297.3449 | 349159.3567 | 512459.5175 | 510616.0658 | 504855.4281 | 491463.6278 | 458470.016 | 392183.1565 | 322563.2558 | 252050.4127 | 141464.2019 | 25897.8246 | -211530.6664 | -500298.999 | -688426.235 | -965588.4786 | -1200783.8683 | -1566432.137 | -2176127.3922 | -2176127.3922
sens3 | Total benefits 10% higher | 0% | 10% | Option 3sens3 | 0 | 0 | -3263.7003 | 33913.5476 | 95331.681 | 204506.8765 | 383655.0894 | 563285.2663 | 561257.4694 | 554920.7679 | 540189.7876 | 503896.8146 | 430981.2692 | 354399.3785 | 276835.251 | 155190.4191 | 28067.4041 | -233103.936 | -550749.1019 | -757689.0615 | -1062567.5294 | -1321282.4581 | -1723495.5536 | -2394160.3343 | -2394160.3343
sens4 | Total benefits 10% lower | 0% | -10% | Option 3sens4 | 0 | 0 | -10310.354 | 20107.3942 | 70358.5943 | 159683.7543 | 306259.5648 | 453229.7095 | 451570.603 | 446386.0291 | 434333.4088 | 404639.1582 | 344980.9847 | 282323.0741 | 218861.5152 | 119333.9255 | 15324.1859 | -198361.456 | -458252.9553 | -627567.4677 | -877013.4869 | -1088689.3377 | -1417772.7795 | -1966498.5091 | -1966498.5091
sens5 | Capex 10% higher & Total benefits 10% lower | 10% | -10% | Option 3sens5 | 0 | 0 | -14512.3836 | 15905.3647 | 66156.5648 | 155481.7247 | 302057.5352 | 449027.68 | 447368.5735 | 442183.9995 | 430131.3792 | 400437.1286 | 340778.9551 | 278121.0445 | 214659.4856 | 115131.8959 | 11122.1564 | -202563.4855 | -462454.9849 | -631769.4973 | -881215.5165 | -1092891.3672 | -1421974.8091 | -1970700.5387 | -1970700.5387
sens | 0 | 0% | 0% | Option 3sens | 0 | 0 | -6787.0272 | 27010.4709 | 82845.1377 | 182095.3154 | 344957.3271 | 508257.4879 | 506414.0362 | 500653.3985 | 487261.5982 | 454267.9864 | 387981.1269 | 318361.2263 | 247848.3831 | 137262.1723 | 21695.795 | -215732.696 | -504501.0286 | -692628.2646 | -969790.5082 | -1204985.8979 | -1570634.1666 | -2180329.4217 | -2180329.4217
sens | 0 | 0% | 0% | Option 3sens | 0 | 0 | -6787.0272 | 27010.4709 | 82845.1377 | 182095.3154 | 344957.3271 | 508257.4879 | 506414.0362 | 500653.3985 | 487261.5982 | 454267.9864 | 387981.1269 | 318361.2263 | 247848.3831 | 137262.1723 | 21695.795 | -215732.696 | -504501.0286 | -692628.2646 | -969790.5082 | -1204985.8979 | -1570634.1666 | -2180329.4217 | -2180329.4217
sens | 0 | 0% | 0% | Option 3sens | 0 | 0 | -6787.0272 | 27010.4709 | 82845.1377 | 182095.3154 | 344957.3271 | 508257.4879 | 506414.0362 | 500653.3985 | 487261.5982 | 454267.9864 | 387981.1269 | 318361.2263 | 247848.3831 | 137262.1723 | 21695.795 | -215732.696 | -504501.0286 | -692628.2646 | -969790.5082 | -1204985.8979 | -1570634.1666 | -2180329.4217 | -2180329.4217

## Option4
United Energy
LWN23 feeder extension
OPTION 4 | 0
Not used
Count |  |  |  |  | 1 | 2 | 3 | 4 | 5 | 6 | 7 | 8 | 9 | 10 | 11 | 12 | 13 | 14 | 15 | 16 | 17 | 18 | 19 | 20 | 21 | 22 | 23 | 24 | 25
Value of CO2 reductions |  |  |  | $/MWh | 24.7305 | 22.3407 | 20.1963 | 18.0629 | 15.9134 | 13.7151 | 13.7151 | 13.7151 | 13.7151 | 13.7151 | 13.7151 | 13.7151 | 13.7151 | 13.7151 | 13.7151 | 13.7151 | 13.7151 | 13.7151 | 13.7151 | 13.7151 | 13.7151 | 13.7151 | 13.7151 | 13.7151 | 13.7151
|  |  |  | Units | 2026-27 | 2027-28 | 2028-29 | 2029-30 | 2030-31 | 2031-32 | 2032-33 | 2033-34 | 2034-35 | 2035-36 | 2036-37 | 2037-38 | 2038-39 | 2039-40 | 2040-41 | 2041-42 | 2042-43 | 2043-44 | 2044-45 | 2045-46 | 2046-47 | 2047-48 | 2048-49 | 2049-50 | 2050-51
INVESTMENT & OPERATING COST
| Capex |  | Asset life (yrs)
| < Enter description > |  | 0 | 2023-12-31 | 0 | 0 | 0 | 0 | 0 | 0 | 0 | 0 | 0 | 0 | 0 | 0 | 0 | 0 | 0 | 0 | 0 | 0 | 0 | 0 | 0 | 0 | 0 | 0 | 0
| < Enter description > |  | 0 | 2023-12-31 | 0 | 0 | 0 | 0 | 0 | 0 | 0 | 0 | 0 | 0 | 0 | 0 | 0 | 0 | 0 | 0 | 0 | 0 | 0 | 0 | 0 | 0 | 0 | 0 | 0
| < Enter description > |  | 0 | 2023-12-31 | 0 | 0 | 0 | 0 | 0 | 0 | 0 | 0 | 0 | 0 | 0 | 0 | 0 | 0 | 0 | 0 | 0 | 0 | 0 | 0 | 0 | 0 | 0 | 0 | 0
| Capital expenditure |  |  | 2023-12-31 | 0 | 0 | 0 | 0 | 0 | 0 | 0 | 0 | 0 | 0 | 0 | 0 | 0 | 0 | 0 | 0 | 0 | 0 | 0 | 0 | 0 | 0 | 0 | 0 | 0
| Operating expenditure |  |  | 2023-12-31 | 0 | 0 | 0 | 0 | 0 | 0 | 0 | 0 | 0 | 0 | 0 | 0 | 0 | 0 | 0 | 0 | 0 | 0 | 0 | 0 | 0 | 0 | 0 | 0 | 0
RISK ASSUMPTIONS
| PoF (major) |  |  |  | 0 | 0 | 0 | 0 | 0 | 0 | 0 | 0 | 0 | 0 | 0 | 0 | 0 | 0 | 0 | 0 | 0 | 0 | 0 | 0 | 0 | 0 | 0 | 0 | 0
| PoF (reparable) |  |  |  | 0 | 0 | 0 | 0 | 0 | 0 | 0 | 0 | 0 | 0 | 0 | 0 | 0 | 0 | 0 | 0 | 0 | 0 | 0 | 0 | 0 | 0 | 0 | 0 | 0
| Energy at risk (weighted) |  |  | MWh | 0 | 0 | 0 | 0 | 0 | 0 | 0 | 0 | 0 | 0 | 0 | 0 | 0 | 0 | 0 | 0 | 0 | 0 | 0 | 0 | 0 | 0 | 0 | 0 | 0
| Energy at risk value | $/MWh | 34056.3298 | 2023-12-31 | 0 | 0 | 0 | 0 | 0 | 0 | 0 | 0 | 0 | 0 | 0 | 0 | 0 | 0 | 0 | 0 | 0 | 0 | 0 | 0 | 0 | 0 | 0 | 0 | 0
| Safety consequence | (after DF) |  | 2023-12-31 | 0 | 0 | 0 | 0 | 0 | 0 | 0 | 0 | 0 | 0 | 0 | 0 | 0 | 0 | 0 | 0 | 0 | 0 | 0 | 0 | 0 | 0 | 0 | 0 | 0
| Unplanned replacements |  |  | 2023-12-31 | 0 | 0 | 0 | 0 | 0 | 0 | 0 | 0 | 0 | 0 | 0 | 0 | 0 | 0 | 0 | 0 | 0 | 0 | 0 | 0 | 0 | 0 | 0 | 0 | 0
| Environmental consequence | (after DF) |  | 2023-12-31 | 0 | 0 | 0 | 0 | 0 | 0 | 0 | 0 | 0 | 0 | 0 | 0 | 0 | 0 | 0 | 0 | 0 | 0 | 0 | 0 | 0 | 0 | 0 | 0 | 0
| < Other risk - enter description > |  |  | 2023-12-31 | 0 | 0 | 0 | 0 | 0 | 0 | 0 | 0 | 0 | 0 | 0 | 0 | 0 | 0 | 0 | 0 | 0 | 0 | 0 | 0 | 0 | 0 | 0 | 0 | 0
| < Other risk - enter description > |  |  | 2023-12-31 | 0 | 0 | 0 | 0 | 0 | 0 | 0 | 0 | 0 | 0 | 0 | 0 | 0 | 0 | 0 | 0 | 0 | 0 | 0 | 0 | 0 | 0 | 0 | 0 | 0
| Total risk cost |  |  |  | 0 | 0 | 0 | 0 | 0 | 0 | 0 | 0 | 0 | 0 | 0 | 0 | 0 | 0 | 0 | 0 | 0 | 0 | 0 | 0 | 0 | 0 | 0 | 0 | 0
OTHER BENEFITS
| Reduction in CO2 emissions |  |  | MWh | 0 | 0 | 0 | 0 | 0 | 0 | 0 | 0 | 0 | 0 | 0 | 0 | 0 | 0 | 0 | 0 | 0 | 0 | 0 | 0 | 0 | 0 | 0 | 0 | 0
| Value of reduction in CO2 emissions |  |  | $ | 0 | 0 | 0 | 0 | 0 | 0 | 0 | 0 | 0 | 0 | 0 | 0 | 0 | 0 | 0 | 0 | 0 | 0 | 0 | 0 | 0 | 0 | 0 | 0 | 0
| Reliability in worst-served areas | $/MWh | 0 | MWh | 0 | 0 | 0 | 0 | 0 | 0 | 0 | 0 | 0 | 0 | 0 | 0 | 0 | 0 | 0 | 0 | 0 | 0 | 0 | 0 | 0 | 0 | 0 | 0 | 0
| Network resilience | $/MWh | 38560 | MWh | 0 | 0 | 0 | 0 | 0 | 0 | 0 | 0 | 0 | 0 | 0 | 0 | 0 | 0 | 0 | 0 | 0 | 0 | 0 | 0 | 0 | 0 | 0 | 0 | 0
| Enabling solar exports | $/MWh | 862.6028 | MWh | 0 | 0 | 0 | 0 | 0 | 0 | 0 | 0 | 0 | 0 | 0 | 0 | 0 | 0 | 0 | 0 | 0 | 0 | 0 | 0 | 0 | 0 | 0 | 0 | 0
| Aesthetics | $/customer | 0 | customers | 0 | 0 | 0 | 0 | 0 | 0 | 0 | 0 | 0 | 0 | 0 | 0 | 0 | 0 | 0 | 0 | 0 | 0 | 0 | 0 | 0 | 0 | 0 | 0 | 0
| Customer value of time (res) | $/customer min | 0.34751 | mins | 0 | 0 | 0 | 0 | 0 | 0 | 0 | 0 | 0 | 0 | 0 | 0 | 0 | 0 | 0 | 0 | 0 | 0 | 0 | 0 | 0 | 0 | 0 | 0 | 0
| Customer value of time (bus) | $/customer min | 0.34751 | mins | 0 | 0 | 0 | 0 | 0 | 0 | 0 | 0 | 0 | 0 | 0 | 0 | 0 | 0 | 0 | 0 | 0 | 0 | 0 | 0 | 0 | 0 | 0 | 0 | 0
| Communication | $/customer | 0 | customers | 0 | 0 | 0 | 0 | 0 | 0 | 0 | 0 | 0 | 0 | 0 | 0 | 0 | 0 | 0 | 0 | 0 | 0 | 0 | 0 | 0 | 0 | 0 | 0 | 0
| Information accessibility | $/customer | 0 | customers | 0 | 0 | 0 | 0 | 0 | 0 | 0 | 0 | 0 | 0 | 0 | 0 | 0 | 0 | 0 | 0 | 0 | 0 | 0 | 0 | 0 | 0 | 0 | 0 | 0
| Other benefits 1 |  |  | 2023-12-31 | 0 | 0 | 0 | 0 | 0 | 0 | 0 | 0 | 0 | 0 | 0 | 0 | 0 | 0 | 0 | 0 | 0 | 0 | 0 | 0 | 0 | 0 | 0 | 0 | 0
| Other benefits 2 |  |  | 2023-12-31 | 0 | 0 | 0 | 0 | 0 | 0 | 0 | 0 | 0 | 0 | 0 | 0 | 0 | 0 | 0 | 0 | 0 | 0 | 0 | 0 | 0 | 0 | 0 | 0 | 0
| Total other benefits |  |  | 2023-12-31 | 0 | 0 | 0 | 0 | 0 | 0 | 0 | 0 | 0 | 0 | 0 | 0 | 0 | 0 | 0 | 0 | 0 | 0 | 0 | 0 | 0 | 0 | 0 | 0 | 0
SUMMARY
| Risks mitigated vs base case |  |  | 2023-12-31 | 0 | 0 | 0 | 0 | 0 | 0 | 0 | 0 | 0 | 0 | 0 | 0 | 0 | 0 | 0 | 0 | 0 | 0 | 0 | 0 | 0 | 0 | 0 | 0 | 0
Capital expenditure
| < Enter description > |  |  | 2023-12-31 | 0 | 0 | 0 | 0 | 0 | 0 | 0 | 0 | 0 | 0 | 0 | 0 | 0 | 0 | 0 | 0 | 0 | 0 | 0 | 0 | 0 | 0 | 0 | 0 | 0
| < Enter description > |  |  | 2023-12-31 | 0 | 0 | 0 | 0 | 0 | 0 | 0 | 0 | 0 | 0 | 0 | 0 | 0 | 0 | 0 | 0 | 0 | 0 | 0 | 0 | 0 | 0 | 0 | 0 | 0
| < Enter description > |  |  | 2023-12-31 | 0 | 0 | 0 | 0 | 0 | 0 | 0 | 0 | 0 | 0 | 0 | 0 | 0 | 0 | 0 | 0 | 0 | 0 | 0 | 0 | 0 | 0 | 0 | 0 | 0
Cumulative capex
| < Enter description > |  |  | 2023-12-31 | 0 | 0 | 0 | 0 | 0 | 0 | 0 | 0 | 0 | 0 | 0 | 0 | 0 | 0 | 0 | 0 | 0 | 0 | 0 | 0 | 0 | 0 | 0 | 0 | 0
| < Enter description > |  |  | 2023-12-31 | 0 | 0 | 0 | 0 | 0 | 0 | 0 | 0 | 0 | 0 | 0 | 0 | 0 | 0 | 0 | 0 | 0 | 0 | 0 | 0 | 0 | 0 | 0 | 0 | 0
| < Enter description > |  |  | 2023-12-31 | 0 | 0 | 0 | 0 | 0 | 0 | 0 | 0 | 0 | 0 | 0 | 0 | 0 | 0 | 0 | 0 | 0 | 0 | 0 | 0 | 0 | 0 | 0 | 0 | 0
Annualised capex
| Annualised capex - < Enter description > |  |  | 2023-12-31 | 0 | 0 | 0 | 0 | 0 | 0 | 0 | 0 | 0 | 0 | 0 | 0 | 0 | 0 | 0 | 0 | 0 | 0 | 0 | 0 | 0 | 0 | 0 | 0 | 0
| Annualised capex - < Enter description > |  |  | 2023-12-31 | 0 | 0 | 0 | 0 | 0 | 0 | 0 | 0 | 0 | 0 | 0 | 0 | 0 | 0 | 0 | 0 | 0 | 0 | 0 | 0 | 0 | 0 | 0 | 0 | 0
| Annualised capex - < Enter description > |  |  | 2023-12-31 | 0 | 0 | 0 | 0 | 0 | 0 | 0 | 0 | 0 | 0 | 0 | 0 | 0 | 0 | 0 | 0 | 0 | 0 | 0 | 0 | 0 | 0 | 0 | 0 | 0
| Total annualised capex |  |  | 2023-12-31 | 0 | 0 | 0 | 0 | 0 | 0 | 0 | 0 | 0 | 0 | 0 | 0 | 0 | 0 | 0 | 0 | 0 | 0 | 0 | 0 | 0 | 0 | 0 | 0 | 0
| Annualised capex |  |  | 2023-12-31 | 0 | 0 | 0 | 0 | 0 | 0 | 0 | 0 | 0 | 0 | 0 | 0 | 0 | 0 | 0 | 0 | 0 | 0 | 0 | 0 | 0 | 0 | 0 | 0 | 0
| Operating expenditure |  |  | 2023-12-31 | 0 | 0 | 0 | 0 | 0 | 0 | 0 | 0 | 0 | 0 | 0 | 0 | 0 | 0 | 0 | 0 | 0 | 0 | 0 | 0 | 0 | 0 | 0 | 0 | 0
| Risk mitigated |  |  | 2023-12-31 | 0 | 0 | 0 | 0 | 0 | 0 | 0 | 0 | 0 | 0 | 0 | 0 | 0 | 0 | 0 | 0 | 0 | 0 | 0 | 0 | 0 | 0 | 0 | 0 | 0
| Other benefits value |  |  | 2023-12-31 | 0 | 0 | 0 | 0 | 0 | 0 | 0 | 0 | 0 | 0 | 0 | 0 | 0 | 0 | 0 | 0 | 0 | 0 | 0 | 0 | 0 | 0 | 0 | 0 | 0
| Net benefits |  |  | 2023-12-31 | 0 | 0 | 0 | 0 | 0 | 0 | 0 | 0 | 0 | 0 | 0 | 0 | 0 | 0 | 0 | 0 | 0 | 0 | 0 | 0 | 0 | 0 | 0 | 0 | 0
| First capex year |  |  | 0
| First year |  |  | Not used
SENSITIVITIES
NPV | Net benefits |  |  | Option 4NPV | 0 | 0 | 0 | 0 | 0 | 0 | 0 | 0 | 0 | 0 | 0 | 0 | 0 | 0 | 0 | 0 | 0 | 0 | 0 | 0 | 0 | 0 | 0 | 0 | 0
| Total annualised capex |  |  |  | 0 | 0 | 0 | 0 | 0 | 0 | 0 | 0 | 0 | 0 | 0 | 0 | 0 | 0 | 0 | 0 | 0 | 0 | 0 | 0 | 0 | 0 | 0 | 0 | 0
| Total benefits |  |  |  | 0 | 0 | 0 | 0 | 0 | 0 | 0 | 0 | 0 | 0 | 0 | 0 | 0 | 0 | 0 | 0 | 0 | 0 | 0 | 0 | 0 | 0 | 0 | 0 | 0
|  | Capex | Total benefits
sens1 | Capex 10% higher | 10% | 0% | Option 4sens1 | 0 | 0 | 0 | 0 | 0 | 0 | 0 | 0 | 0 | 0 | 0 | 0 | 0 | 0 | 0 | 0 | 0 | 0 | 0 | 0 | 0 | 0 | 0 | 0 | 0
sens2 | Capex 10% lower | -10% | 0% | Option 4sens2 | 0 | 0 | 0 | 0 | 0 | 0 | 0 | 0 | 0 | 0 | 0 | 0 | 0 | 0 | 0 | 0 | 0 | 0 | 0 | 0 | 0 | 0 | 0 | 0 | 0
sens3 | Total benefits 10% higher | 0% | 10% | Option 4sens3 | 0 | 0 | 0 | 0 | 0 | 0 | 0 | 0 | 0 | 0 | 0 | 0 | 0 | 0 | 0 | 0 | 0 | 0 | 0 | 0 | 0 | 0 | 0 | 0 | 0
sens4 | Total benefits 10% lower | 0% | -10% | Option 4sens4 | 0 | 0 | 0 | 0 | 0 | 0 | 0 | 0 | 0 | 0 | 0 | 0 | 0 | 0 | 0 | 0 | 0 | 0 | 0 | 0 | 0 | 0 | 0 | 0 | 0
sens5 | Capex 10% higher & Total benefits 10% lower | 10% | -10% | Option 4sens5 | 0 | 0 | 0 | 0 | 0 | 0 | 0 | 0 | 0 | 0 | 0 | 0 | 0 | 0 | 0 | 0 | 0 | 0 | 0 | 0 | 0 | 0 | 0 | 0 | 0
sens | 0 | 0% | 0% | Option 4sens | 0 | 0 | 0 | 0 | 0 | 0 | 0 | 0 | 0 | 0 | 0 | 0 | 0 | 0 | 0 | 0 | 0 | 0 | 0 | 0 | 0 | 0 | 0 | 0 | 0
sens | 0 | 0% | 0% | Option 4sens | 0 | 0 | 0 | 0 | 0 | 0 | 0 | 0 | 0 | 0 | 0 | 0 | 0 | 0 | 0 | 0 | 0 | 0 | 0 | 0 | 0 | 0 | 0 | 0 | 0
sens | 0 | 0% | 0% | Option 4sens | 0 | 0 | 0 | 0 | 0 | 0 | 0 | 0 | 0 | 0 | 0 | 0 | 0 | 0 | 0 | 0 | 0 | 0 | 0 | 0 | 0 | 0 | 0 | 0 | 0

## Option5
United Energy
LWN23 feeder extension
OPTION 5 | 0
Not used
Count |  |  |  |  | 1 | 2 | 3 | 4 | 5 | 6 | 7 | 8 | 9 | 10 | 11 | 12 | 13 | 14 | 15 | 16 | 17 | 18 | 19 | 20 | 21 | 22 | 23 | 24 | 25
Value of CO2 reductions |  |  |  | $/MWh | 24.7305 | 22.3407 | 20.1963 | 18.0629 | 15.9134 | 13.7151 | 13.7151 | 13.7151 | 13.7151 | 13.7151 | 13.7151 | 13.7151 | 13.7151 | 13.7151 | 13.7151 | 13.7151 | 13.7151 | 13.7151 | 13.7151 | 13.7151 | 13.7151 | 13.7151 | 13.7151 | 13.7151 | 13.7151
|  |  |  | Units | 2026-27 | 2027-28 | 2028-29 | 2029-30 | 2030-31 | 2031-32 | 2032-33 | 2033-34 | 2034-35 | 2035-36 | 2036-37 | 2037-38 | 2038-39 | 2039-40 | 2040-41 | 2041-42 | 2042-43 | 2043-44 | 2044-45 | 2045-46 | 2046-47 | 2047-48 | 2048-49 | 2049-50 | 2050-51
INVESTMENT & OPERATING COST
| Capex |  | Asset life (yrs)
| < Enter description > |  | 0 | 2023-12-31 | 0 | 0 | 0 | 0 | 0 | 0 | 0 | 0 | 0 | 0 | 0 | 0 | 0 | 0 | 0 | 0 | 0 | 0 | 0 | 0 | 0 | 0 | 0 | 0 | 0
| < Enter description > |  | 0 | 2023-12-31 | 0 | 0 | 0 | 0 | 0 | 0 | 0 | 0 | 0 | 0 | 0 | 0 | 0 | 0 | 0 | 0 | 0 | 0 | 0 | 0 | 0 | 0 | 0 | 0 | 0
| < Enter description > |  | 0 | 2023-12-31 | 0 | 0 | 0 | 0 | 0 | 0 | 0 | 0 | 0 | 0 | 0 | 0 | 0 | 0 | 0 | 0 | 0 | 0 | 0 | 0 | 0 | 0 | 0 | 0 | 0
| Capital expenditure |  |  | 2023-12-31 | 0 | 0 | 0 | 0 | 0 | 0 | 0 | 0 | 0 | 0 | 0 | 0 | 0 | 0 | 0 | 0 | 0 | 0 | 0 | 0 | 0 | 0 | 0 | 0 | 0
| Operating expenditure |  |  | 2023-12-31 | 0 | 0 | 0 | 0 | 0 | 0 | 0 | 0 | 0 | 0 | 0 | 0 | 0 | 0 | 0 | 0 | 0 | 0 | 0 | 0 | 0 | 0 | 0 | 0 | 0
RISK ASSUMPTIONS
| PoF (major) |  |  |  | 0 | 0 | 0 | 0 | 0 | 0 | 0 | 0 | 0 | 0 | 0 | 0 | 0 | 0 | 0 | 0 | 0 | 0 | 0 | 0 | 0 | 0 | 0 | 0 | 0
| PoF (reparable) |  |  |  | 0 | 0 | 0 | 0 | 0 | 0 | 0 | 0 | 0 | 0 | 0 | 0 | 0 | 0 | 0 | 0 | 0 | 0 | 0 | 0 | 0 | 0 | 0 | 0 | 0
| Energy at risk (weighted) |  |  | MWh | 0 | 0 | 0 | 0 | 0 | 0 | 0 | 0 | 0 | 0 | 0 | 0 | 0 | 0 | 0 | 0 | 0 | 0 | 0 | 0 | 0 | 0 | 0 | 0 | 0
| Energy at risk value | $/MWh | 34056.3298 | 2023-12-31 | 0 | 0 | 0 | 0 | 0 | 0 | 0 | 0 | 0 | 0 | 0 | 0 | 0 | 0 | 0 | 0 | 0 | 0 | 0 | 0 | 0 | 0 | 0 | 0 | 0
| Safety consequence | (after DF) |  | 2023-12-31 | 0 | 0 | 0 | 0 | 0 | 0 | 0 | 0 | 0 | 0 | 0 | 0 | 0 | 0 | 0 | 0 | 0 | 0 | 0 | 0 | 0 | 0 | 0 | 0 | 0
| Unplanned replacements |  |  | 2023-12-31 | 0 | 0 | 0 | 0 | 0 | 0 | 0 | 0 | 0 | 0 | 0 | 0 | 0 | 0 | 0 | 0 | 0 | 0 | 0 | 0 | 0 | 0 | 0 | 0 | 0
| Environmental consequence | (after DF) |  | 2023-12-31 | 0 | 0 | 0 | 0 | 0 | 0 | 0 | 0 | 0 | 0 | 0 | 0 | 0 | 0 | 0 | 0 | 0 | 0 | 0 | 0 | 0 | 0 | 0 | 0 | 0
| < Other risk - enter description > |  |  | 2023-12-31 | 0 | 0 | 0 | 0 | 0 | 0 | 0 | 0 | 0 | 0 | 0 | 0 | 0 | 0 | 0 | 0 | 0 | 0 | 0 | 0 | 0 | 0 | 0 | 0 | 0
| < Other risk - enter description > |  |  | 2023-12-31 | 0 | 0 | 0 | 0 | 0 | 0 | 0 | 0 | 0 | 0 | 0 | 0 | 0 | 0 | 0 | 0 | 0 | 0 | 0 | 0 | 0 | 0 | 0 | 0 | 0
| Total risk cost |  |  |  | 0 | 0 | 0 | 0 | 0 | 0 | 0 | 0 | 0 | 0 | 0 | 0 | 0 | 0 | 0 | 0 | 0 | 0 | 0 | 0 | 0 | 0 | 0 | 0 | 0
OTHER BENEFITS
| Reduction in CO2 emissions |  |  | MWh | 0 | 0 | 0 | 0 | 0 | 0 | 0 | 0 | 0 | 0 | 0 | 0 | 0 | 0 | 0 | 0 | 0 | 0 | 0 | 0 | 0 | 0 | 0 | 0 | 0
| Value of reduction in CO2 emissions |  |  | $ | 0 | 0 | 0 | 0 | 0 | 0 | 0 | 0 | 0 | 0 | 0 | 0 | 0 | 0 | 0 | 0 | 0 | 0 | 0 | 0 | 0 | 0 | 0 | 0 | 0
| Reliability in worst-served areas | $/MWh | 0 | MWh | 0 | 0 | 0 | 0 | 0 | 0 | 0 | 0 | 0 | 0 | 0 | 0 | 0 | 0 | 0 | 0 | 0 | 0 | 0 | 0 | 0 | 0 | 0 | 0 | 0
| Network resilience | $/MWh | 38560 | MWh | 0 | 0 | 0 | 0 | 0 | 0 | 0 | 0 | 0 | 0 | 0 | 0 | 0 | 0 | 0 | 0 | 0 | 0 | 0 | 0 | 0 | 0 | 0 | 0 | 0
| Enabling solar exports | $/MWh | 862.6028 | MWh | 0 | 0 | 0 | 0 | 0 | 0 | 0 | 0 | 0 | 0 | 0 | 0 | 0 | 0 | 0 | 0 | 0 | 0 | 0 | 0 | 0 | 0 | 0 | 0 | 0
| Aesthetics | $/customer | 0 | customers | 0 | 0 | 0 | 0 | 0 | 0 | 0 | 0 | 0 | 0 | 0 | 0 | 0 | 0 | 0 | 0 | 0 | 0 | 0 | 0 | 0 | 0 | 0 | 0 | 0
| Customer value of time (res) | $/customer min | 0.34751 | mins | 0 | 0 | 0 | 0 | 0 | 0 | 0 | 0 | 0 | 0 | 0 | 0 | 0 | 0 | 0 | 0 | 0 | 0 | 0 | 0 | 0 | 0 | 0 | 0 | 0
| Customer value of time (bus) | $/customer min | 0.34751 | mins | 0 | 0 | 0 | 0 | 0 | 0 | 0 | 0 | 0 | 0 | 0 | 0 | 0 | 0 | 0 | 0 | 0 | 0 | 0 | 0 | 0 | 0 | 0 | 0 | 0
| Communication | $/customer | 0 | customers | 0 | 0 | 0 | 0 | 0 | 0 | 0 | 0 | 0 | 0 | 0 | 0 | 0 | 0 | 0 | 0 | 0 | 0 | 0 | 0 | 0 | 0 | 0 | 0 | 0
| Information accessibility | $/customer | 0 | customers | 0 | 0 | 0 | 0 | 0 | 0 | 0 | 0 | 0 | 0 | 0 | 0 | 0 | 0 | 0 | 0 | 0 | 0 | 0 | 0 | 0 | 0 | 0 | 0 | 0
| Other benefits 1 |  |  | 2023-12-31 | 0 | 0 | 0 | 0 | 0 | 0 | 0 | 0 | 0 | 0 | 0 | 0 | 0 | 0 | 0 | 0 | 0 | 0 | 0 | 0 | 0 | 0 | 0 | 0 | 0
| Other benefits 2 |  |  | 2023-12-31 | 0 | 0 | 0 | 0 | 0 | 0 | 0 | 0 | 0 | 0 | 0 | 0 | 0 | 0 | 0 | 0 | 0 | 0 | 0 | 0 | 0 | 0 | 0 | 0 | 0
| Total other benefits |  |  | 2023-12-31 | 0 | 0 | 0 | 0 | 0 | 0 | 0 | 0 | 0 | 0 | 0 | 0 | 0 | 0 | 0 | 0 | 0 | 0 | 0 | 0 | 0 | 0 | 0 | 0 | 0
SUMMARY
| Risks mitigated vs base case |  |  | 2023-12-31 | 0 | 0 | 0 | 0 | 0 | 0 | 0 | 0 | 0 | 0 | 0 | 0 | 0 | 0 | 0 | 0 | 0 | 0 | 0 | 0 | 0 | 0 | 0 | 0 | 0
Capital expenditure
| < Enter description > |  |  | 2023-12-31 | 0 | 0 | 0 | 0 | 0 | 0 | 0 | 0 | 0 | 0 | 0 | 0 | 0 | 0 | 0 | 0 | 0 | 0 | 0 | 0 | 0 | 0 | 0 | 0 | 0
| < Enter description > |  |  | 2023-12-31 | 0 | 0 | 0 | 0 | 0 | 0 | 0 | 0 | 0 | 0 | 0 | 0 | 0 | 0 | 0 | 0 | 0 | 0 | 0 | 0 | 0 | 0 | 0 | 0 | 0
| < Enter description > |  |  | 2023-12-31 | 0 | 0 | 0 | 0 | 0 | 0 | 0 | 0 | 0 | 0 | 0 | 0 | 0 | 0 | 0 | 0 | 0 | 0 | 0 | 0 | 0 | 0 | 0 | 0 | 0
Cumulative capex
| < Enter description > |  |  | 2023-12-31 | 0 | 0 | 0 | 0 | 0 | 0 | 0 | 0 | 0 | 0 | 0 | 0 | 0 | 0 | 0 | 0 | 0 | 0 | 0 | 0 | 0 | 0 | 0 | 0 | 0
| < Enter description > |  |  | 2023-12-31 | 0 | 0 | 0 | 0 | 0 | 0 | 0 | 0 | 0 | 0 | 0 | 0 | 0 | 0 | 0 | 0 | 0 | 0 | 0 | 0 | 0 | 0 | 0 | 0 | 0
| < Enter description > |  |  | 2023-12-31 | 0 | 0 | 0 | 0 | 0 | 0 | 0 | 0 | 0 | 0 | 0 | 0 | 0 | 0 | 0 | 0 | 0 | 0 | 0 | 0 | 0 | 0 | 0 | 0 | 0
Annualised capex
| Annualised capex - < Enter description > |  |  | 2023-12-31 | 0 | 0 | 0 | 0 | 0 | 0 | 0 | 0 | 0 | 0 | 0 | 0 | 0 | 0 | 0 | 0 | 0 | 0 | 0 | 0 | 0 | 0 | 0 | 0 | 0
| Annualised capex - < Enter description > |  |  | 2023-12-31 | 0 | 0 | 0 | 0 | 0 | 0 | 0 | 0 | 0 | 0 | 0 | 0 | 0 | 0 | 0 | 0 | 0 | 0 | 0 | 0 | 0 | 0 | 0 | 0 | 0
| Annualised capex - < Enter description > |  |  | 2023-12-31 | 0 | 0 | 0 | 0 | 0 | 0 | 0 | 0 | 0 | 0 | 0 | 0 | 0 | 0 | 0 | 0 | 0 | 0 | 0 | 0 | 0 | 0 | 0 | 0 | 0
| Total annualised capex |  |  | 2023-12-31 | 0 | 0 | 0 | 0 | 0 | 0 | 0 | 0 | 0 | 0 | 0 | 0 | 0 | 0 | 0 | 0 | 0 | 0 | 0 | 0 | 0 | 0 | 0 | 0 | 0
| Annualised capex |  |  | 2023-12-31 | 0 | 0 | 0 | 0 | 0 | 0 | 0 | 0 | 0 | 0 | 0 | 0 | 0 | 0 | 0 | 0 | 0 | 0 | 0 | 0 | 0 | 0 | 0 | 0 | 0
| Operating expenditure |  |  | 2023-12-31 | 0 | 0 | 0 | 0 | 0 | 0 | 0 | 0 | 0 | 0 | 0 | 0 | 0 | 0 | 0 | 0 | 0 | 0 | 0 | 0 | 0 | 0 | 0 | 0 | 0
| Risk mitigated |  |  | 2023-12-31 | 0 | 0 | 0 | 0 | 0 | 0 | 0 | 0 | 0 | 0 | 0 | 0 | 0 | 0 | 0 | 0 | 0 | 0 | 0 | 0 | 0 | 0 | 0 | 0 | 0
| Other benefits value |  |  | 2023-12-31 | 0 | 0 | 0 | 0 | 0 | 0 | 0 | 0 | 0 | 0 | 0 | 0 | 0 | 0 | 0 | 0 | 0 | 0 | 0 | 0 | 0 | 0 | 0 | 0 | 0
| Net benefits |  |  | 2023-12-31 | 0 | 0 | 0 | 0 | 0 | 0 | 0 | 0 | 0 | 0 | 0 | 0 | 0 | 0 | 0 | 0 | 0 | 0 | 0 | 0 | 0 | 0 | 0 | 0 | 0
| First capex year |  |  | 0
| First year |  |  | Not used
SENSITIVITIES
NPV | Net benefits |  |  | Option 5NPV | 0 | 0 | 0 | 0 | 0 | 0 | 0 | 0 | 0 | 0 | 0 | 0 | 0 | 0 | 0 | 0 | 0 | 0 | 0 | 0 | 0 | 0 | 0 | 0 | 0
| Total annualised capex |  |  |  | 0 | 0 | 0 | 0 | 0 | 0 | 0 | 0 | 0 | 0 | 0 | 0 | 0 | 0 | 0 | 0 | 0 | 0 | 0 | 0 | 0 | 0 | 0 | 0 | 0
| Total benefits |  |  |  | 0 | 0 | 0 | 0 | 0 | 0 | 0 | 0 | 0 | 0 | 0 | 0 | 0 | 0 | 0 | 0 | 0 | 0 | 0 | 0 | 0 | 0 | 0 | 0 | 0
|  | Capex | Total benefits
sens1 | Capex 10% higher | 10% | 0% | Option 5sens1 | 0 | 0 | 0 | 0 | 0 | 0 | 0 | 0 | 0 | 0 | 0 | 0 | 0 | 0 | 0 | 0 | 0 | 0 | 0 | 0 | 0 | 0 | 0 | 0 | 0
sens2 | Capex 10% lower | -10% | 0% | Option 5sens2 | 0 | 0 | 0 | 0 | 0 | 0 | 0 | 0 | 0 | 0 | 0 | 0 | 0 | 0 | 0 | 0 | 0 | 0 | 0 | 0 | 0 | 0 | 0 | 0 | 0
sens3 | Total benefits 10% higher | 0% | 10% | Option 5sens3 | 0 | 0 | 0 | 0 | 0 | 0 | 0 | 0 | 0 | 0 | 0 | 0 | 0 | 0 | 0 | 0 | 0 | 0 | 0 | 0 | 0 | 0 | 0 | 0 | 0
sens4 | Total benefits 10% lower | 0% | -10% | Option 5sens4 | 0 | 0 | 0 | 0 | 0 | 0 | 0 | 0 | 0 | 0 | 0 | 0 | 0 | 0 | 0 | 0 | 0 | 0 | 0 | 0 | 0 | 0 | 0 | 0 | 0
sens5 | Capex 10% higher & Total benefits 10% lower | 10% | -10% | Option 5sens5 | 0 | 0 | 0 | 0 | 0 | 0 | 0 | 0 | 0 | 0 | 0 | 0 | 0 | 0 | 0 | 0 | 0 | 0 | 0 | 0 | 0 | 0 | 0 | 0 | 0
sens | 0 | 0% | 0% | Option 5sens | 0 | 0 | 0 | 0 | 0 | 0 | 0 | 0 | 0 | 0 | 0 | 0 | 0 | 0 | 0 | 0 | 0 | 0 | 0 | 0 | 0 | 0 | 0 | 0 | 0
sens | 0 | 0% | 0% | Option 5sens | 0 | 0 | 0 | 0 | 0 | 0 | 0 | 0 | 0 | 0 | 0 | 0 | 0 | 0 | 0 | 0 | 0 | 0 | 0 | 0 | 0 | 0 | 0 | 0 | 0
sens | 0 | 0% | 0% | Option 5sens | 0 | 0 | 0 | 0 | 0 | 0 | 0 | 0 | 0 | 0 | 0 | 0 | 0 | 0 | 0 | 0 | 0 | 0 | 0 | 0 | 0 | 0 | 0 | 0 | 0

## Consol
United Energy
LWN23 feeder extension
CONSOLIDATED
Discount factor |  |  |  |  | 0 | 0.98295 | 0.94971 | 0.91759 | 0.88656 | 0.85658 | 0.82761 | 0.79963 | 0.77259 | 0.74646 | 0.72122 | 0.69683 | 0.67326 | 0.6505 | 0.6285 | 0.60725 | 0.58671 | 0.56687 | 0.5477 | 0.52918 | 0.51129 | 0.494 | 0.47729 | 0.46115 | 0.44556 | 0.43049
Count |  |  |  |  | 0 | 1 | 2 | 3 | 4 | 5 | 6 | 7 | 8 | 9 | 10 | 11 | 12 | 13 | 14 | 15 | 16 | 17 | 18 | 19 | 20 | 21 | 22 | 23 | 24 | 25
Analysis period |  |  |  |  | TRUE | TRUE | TRUE | TRUE | TRUE | TRUE | TRUE | TRUE | TRUE | TRUE | TRUE | TRUE | TRUE | TRUE | TRUE | TRUE | TRUE | TRUE | TRUE | TRUE | TRUE | TRUE | FALSE | FALSE | FALSE | FALSE
[5 empty] | 2026-06-30 | 2026-27 | 2027-28 | 2028-29 | 2029-30 | 2030-31 | 2031-32 | 2032-33 | 2033-34 | 2034-35 | 2035-36 | 2036-37 | 2037-38 | 2038-39 | 2039-40 | 2040-41 | 2041-42 | 2042-43 | 2043-44 | 2044-45 | 2045-46 | 2046-47 | 2047-48 | 2048-49 | 2049-50 | 2050-51
COSTS |  |  | PV
Option 1 (base case) | Energy at risk value | Option 1 (base case)Energy at risk value | 7263003.3129 | 2026-06-30 |  | 2675.7873 | 13827.0862 | 39211.5502 | 76825.2132 | 138964.32 | 249421.0979 | 430693.251 | 613767.0507 | 613767.0507 | 613767.0507 | 613767.0507 | 613767.0507 | 613767.0507 | 613767.0507 | 613767.0507 | 613767.0507 | 613767.0507 | 613767.0507 | 613767.0507 | 613767.0507 | 613767.0507 | 613767.0507 | 613767.0507 | 613767.0507 | 613767.0507
Option 1 (base case) | Capital expenditure | Option 1 (base case)Capital expenditure | 0 | 2026-06-30 |  | 0 | 0 | 0 | 0 | 0 | 0 | 0 | 0 | 0 | 0 | 0 | 0 | 0 | 0 | 0 | 0 | 0 | 0 | 0 | 0 | 0 | 0 | 0 | 0 | 0
Option 1 (base case) | Total risk cost | Option 1 (base case)Total risk cost | 6149332.8706 | 2026-06-30 |  | 2675.7873 | 13827.0862 | 39211.5502 | 76825.2132 | 138964.32 | 249421.0979 | 430693.251 | 613767.0507 | 613767.0507 | 613767.0507 | 613767.0507 | 613767.0507 | 613767.0507 | 613767.0507 | 613767.0507 | 613767.0507 | 613767.0507 | 613767.0507 | 613767.0507 | 613767.0507 | 613767.0507 | 613767.0507 | 613767.0507 | 613767.0507 | 613767.0507
Option 1 (base case) |  | Option 1 (base case)
Option 1 (base case) | Annualised capex | Option 1 (base case)Annualised capex | 0 | 2026-06-30 |  | 0 | 0 | 0 | 0 | 0 | 0 | 0 | 0 | 0 | 0 | 0 | 0 | 0 | 0 | 0 | 0 | 0 | 0 | 0 | 0 | 0 | 0 | 0 | 0 | 0
Option 1 (base case) | Operating expenditure | Option 1 (base case)Operating expenditure | 0 | 2026-06-30 |  | 0 | 0 | 0 | 0 | 0 | 0 | 0 | 0 | 0 | 0 | 0 | 0 | 0 | 0 | 0 | 0 | 0 | 0 | 0 | 0 | 0 | 0 | 0 | 0 | 0
Option 1 (base case) | Risk mitigated | Option 1 (base case)Risk mitigated | 0 | 2026-06-30 |  | 0 | 0 | 0 | 0 | 0 | 0 | 0 | 0 | 0 | 0 | 0 | 0 | 0 | 0 | 0 | 0 | 0 | 0 | 0 | 0 | 0 | 0 | 0 | 0 | 0
Option 1 (base case) | Other benefits value | Option 1 (base case)Other benefits value | 0 | 2026-06-30 |  | 0 | 0 | 0 | 0 | 0 | 0 | 0 | 0 | 0 | 0 | 0 | 0 | 0 | 0 | 0 | 0 | 0 | 0 | 0 | 0 | 0 | 0 | 0 | 0 | 0
Option 1 (base case) | Net benefits | Option 1 (base case)Net benefits |  | 2026-06-30 |  | 0 | 0 | 0 | 0 | 0 | 0 | 0 | 0 | 0 | 0 | 0 | 0 | 0 | 0 | 0 | 0 | 0 | 0 | 0 | 0 | 0 | 0 | 0 | 0 | 0
Option 1 (base case) | NPV | Option 1 (base case)NPV | 0 | 2026-06-30
Option 1 (base case) | PV of costs | Option 1 (base case)PV of costs | 0 | 2026-06-30
Option 1 (base case) | PV of benefits | Option 1 (base case)PV of benefits | 0 | 2026-06-30
Option 2 | Energy at risk value | Option 2Energy at risk value | 8171444.6846 | 2026-06-30 |  | 2675.7873 | 13827.0862 | 0 | 0 | 0 | 0 | 20.9607 | 1355.9463 | 3407.5469 | 9818.6335 | 24722.5374 | 61441.5452 | 135213.0295 | 212693.8974 | 291168.5322 | 414241.3248 | 542856.6075 | 807093.7778 | 1128467.707 | 1337836.8872 | 1646294.2531 | 1908046.1767 | 2314980.7591 | 2993518.319 | 2993518.319
Option 2 | Capital expenditure | Option 2Capital expenditure | -460631.4361 | 2026-06-30 |  | 0 | -485024.9706 | 0 | 0 | 0 | 0 | 0 | 0 | 0 | 0 | 0 | 0 | 0 | 0 | 0 | 0 | 0 | 0 | 0 | 0 | 0 | 0 | 0 | 0 | 0
Option 2 | Total risk cost | Option 2Total risk cost | 3570746.5462 | 2026-06-30 |  | 2675.7873 | 13827.0862 | 0 | 0 | 0 | 0 | 20.9607 | 1355.9463 | 3407.5469 | 9818.6335 | 24722.5374 | 61441.5452 | 135213.0295 | 212693.8974 | 291168.5322 | 414241.3248 | 542856.6075 | 807093.7778 | 1128467.707 | 1337836.8872 | 1646294.2531 | 0 | 0 | 0 | 0
Option 2 |  | Option 2
Option 2 | Annualised capex | Option 2Annualised capex | -269239.6394 | 2026-06-30 |  | 0 | 0 | -20678.4137 | -20678.4137 | -20678.4137 | -20678.4137 | -20678.4137 | -20678.4137 | -20678.4137 | -20678.4137 | -20678.4137 | -20678.4137 | -20678.4137 | -20678.4137 | -20678.4137 | -20678.4137 | -20678.4137 | -20678.4137 | -20678.4137 | -20678.4137 | -20678.4137 | 0 | 0 | 0 | 0
Option 2 | Operating expenditure | Option 2Operating expenditure | 0 | 2026-06-30 |  | 0 | 0 | 0 | 0 | 0 | 0 | 0 | 0 | 0 | 0 | 0 | 0 | 0 | 0 | 0 | 0 | 0 | 0 | 0 | 0 | 0 | 0 | 0 | 0 | 0
Option 2 | Risk mitigated | Option 2Risk mitigated | 2578586.3243 | 2026-06-30 |  | 0 | 0 | 39211.5502 | 76825.2132 | 138964.32 | 249421.0979 | 430672.2903 | 612411.1045 | 610359.5038 | 603948.4172 | 589044.5133 | 552325.5055 | 478554.0213 | 401073.1534 | 322598.5185 | 199525.726 | 70910.4432 | -193326.7271 | -514700.6563 | -724069.8364 | -1032527.2024 | 0 | 0 | 0 | 0
Option 2 | Other benefits value | Option 2Other benefits value | 0 | 2026-06-30 |  | 0 | 0 | 0 | 0 | 0 | 0 | 0 | 0 | 0 | 0 | 0 | 0 | 0 | 0 | 0 | 0 | 0 | 0 | 0 | 0 | 0 | 0 | 0 | 0 | 0
Option 2 | Net benefits | Option 2Net benefits |  | 2026-06-30 |  | 0 | 0 | 18533.1365 | 56146.7995 | 118285.9062 | 228742.6842 | 409993.8766 | 591732.6907 | 589681.0901 | 583270.0035 | 568366.0996 | 531647.0918 | 457875.6076 | 380394.7397 | 301920.1048 | 178847.3123 | 50232.0295 | -214005.1408 | -535379.07 | -744748.2501 | -1053205.6161 | 0 | 0 | 0 | 0
Option 2 | NPV | Option 2NPV | 2309346.6849 | 2026-06-30
Option 2 | PV of costs | Option 2PV of costs | -269239.6394 | 2026-06-30
Option 2 | PV of benefits | Option 2PV of benefits | 2578586.3243 | 2026-06-30
Option 3 | Energy at risk value | Option 3Energy at risk value | 8171444.6846 | 2026-06-30 |  | 2675.7873 | 13827.0862 | 0 | 0 | 0 | 0 | 20.9607 | 1355.9463 | 3407.5469 | 9818.6335 | 24722.5374 | 61441.5452 | 135213.0295 | 212693.8974 | 291168.5322 | 414241.3248 | 542856.6075 | 807093.7778 | 1128467.707 | 1337836.8872 | 1646294.2531 | 1908046.1767 | 2314980.7591 | 2993518.319 | 2993518.319
Option 3 | Capital expenditure | Option 3Capital expenditure | -1041733.2718 | 2026-06-30 |  | 0 | -1096900.0593 | 0 | 0 | 0 | 0 | 0 | 0 | 0 | 0 | 0 | 0 | 0 | 0 | 0 | 0 | 0 | 0 | 0 | 0 | 0 | 0 | 0 | 0 | 0
Option 3 | Total risk cost | Option 3Total risk cost | 3570746.5462 | 2026-06-30 |  | 2675.7873 | 13827.0862 | 0 | 0 | 0 | 0 | 20.9607 | 1355.9463 | 3407.5469 | 9818.6335 | 24722.5374 | 61441.5452 | 135213.0295 | 212693.8974 | 291168.5322 | 414241.3248 | 542856.6075 | 807093.7778 | 1128467.707 | 1337836.8872 | 1646294.2531 | 0 | 0 | 0 | 0
Option 3
Option 3 | Annualised capex | Option 3Annualised capex | -608894.3752 | 2026-06-30 |  | 0 | 0 | -46764.9186 | -46764.9186 | -46764.9186 | -46764.9186 | -46764.9186 | -46764.9186 | -46764.9186 | -46764.9186 | -46764.9186 | -46764.9186 | -46764.9186 | -46764.9186 | -46764.9186 | -46764.9186 | -46764.9186 | -46764.9186 | -46764.9186 | -46764.9186 | -46764.9186 | 0 | 0 | 0 | 0
Option 3 | Operating expenditure | Option 3Operating expenditure | 0 | 2026-06-30 |  | 0 | 0 | 0 | 0 | 0 | 0 | 0 | 0 | 0 | 0 | 0 | 0 | 0 | 0 | 0 | 0 | 0 | 0 | 0 | 0 | 0 | 0 | 0 | 0 | 0
Option 3 | Risk mitigated | Option 3Risk mitigated | 2578586.3243 | 2026-06-30 |  | 0 | 0 | 39211.5502 | 76825.2132 | 138964.32 | 249421.0979 | 430672.2903 | 612411.1045 | 610359.5038 | 603948.4172 | 589044.5133 | 552325.5055 | 478554.0213 | 401073.1534 | 322598.5185 | 199525.726 | 70910.4432 | -193326.7271 | -514700.6563 | -724069.8364 | -1032527.2024 | 0 | 0 | 0 | 0
Option 3 | Other benefits value | Option 3Other benefits value | 0 | 2026-06-30 |  | 0 | 0 | 0 | 0 | 0 | 0 | 0 | 0 | 0 | 0 | 0 | 0 | 0 | 0 | 0 | 0 | 0 | 0 | 0 | 0 | 0 | 0 | 0 | 0 | 0
Option 3 | Net benefits | Option 3Net benefits |  | 2026-06-30 |  | 0 | 0 | -7553.3684 | 30060.2947 | 92199.4014 | 202656.1793 | 383907.3718 | 565646.1859 | 563594.5853 | 557183.4987 | 542279.5948 | 505560.587 | 431789.1027 | 354308.2348 | 275833.5999 | 152760.8074 | 24145.5246 | -240091.6456 | -561465.5748 | -770834.755 | -1079292.1209 | 0 | 0 | 0 | 0
Option 3 | NPV | Option 3NPV | 1969691.9491 | 2026-06-30
Option 3 | PV of costs | Option 3PV of costs | -608894.3752 | 2026-06-30
Option 3 | PV of benefits | Option 3PV of benefits | 2578586.3243 | 2026-06-30
Option 4 | Energy at risk value | Option 4Energy at risk value | 0 | 2026-06-30 |  | 0 | 0 | 0 | 0 | 0 | 0 | 0 | 0 | 0 | 0 | 0 | 0 | 0 | 0 | 0 | 0 | 0 | 0 | 0 | 0 | 0 | 0 | 0 | 0 | 0
Option 4 | Capital expenditure | Option 4Capital expenditure | 0 | 2026-06-30 |  | 0 | 0 | 0 | 0 | 0 | 0 | 0 | 0 | 0 | 0 | 0 | 0 | 0 | 0 | 0 | 0 | 0 | 0 | 0 | 0 | 0 | 0 | 0 | 0 | 0
Option 4 | Total risk cost | Option 4Total risk cost | 0 | 2026-06-30 |  | 0 | 0 | 0 | 0 | 0 | 0 | 0 | 0 | 0 | 0 | 0 | 0 | 0 | 0 | 0 | 0 | 0 | 0 | 0 | 0 | 0 | 0 | 0 | 0 | 0
Option 4 |  | Option 4
Option 4 | Annualised capex | Option 4Annualised capex | 0 | 2026-06-30 |  | 0 | 0 | 0 | 0 | 0 | 0 | 0 | 0 | 0 | 0 | 0 | 0 | 0 | 0 | 0 | 0 | 0 | 0 | 0 | 0 | 0 | 0 | 0 | 0 | 0
Option 4 | Operating expenditure | Option 4Operating expenditure | 0 | 2026-06-30 |  | 0 | 0 | 0 | 0 | 0 | 0 | 0 | 0 | 0 | 0 | 0 | 0 | 0 | 0 | 0 | 0 | 0 | 0 | 0 | 0 | 0 | 0 | 0 | 0 | 0
Option 4 | Risk mitigated | Option 4Risk mitigated | 0 | 2026-06-30 |  | 0 | 0 | 0 | 0 | 0 | 0 | 0 | 0 | 0 | 0 | 0 | 0 | 0 | 0 | 0 | 0 | 0 | 0 | 0 | 0 | 0 | 0 | 0 | 0 | 0
Option 4 | Other benefits value | Option 4Other benefits value | 0 | 2026-06-30 |  | 0 | 0 | 0 | 0 | 0 | 0 | 0 | 0 | 0 | 0 | 0 | 0 | 0 | 0 | 0 | 0 | 0 | 0 | 0 | 0 | 0 | 0 | 0 | 0 | 0
Option 4 | Net benefits | Option 4Net benefits |  | 2026-06-30 |  | 0 | 0 | 0 | 0 | 0 | 0 | 0 | 0 | 0 | 0 | 0 | 0 | 0 | 0 | 0 | 0 | 0 | 0 | 0 | 0 | 0 | 0 | 0 | 0 | 0
Option 4 | NPV | Option 4NPV | 0 | 2026-06-30
Option 4 | PV of costs | Option 4PV of costs | 0 | 2026-06-30
Option 4 | PV of benefits | Option 4PV of benefits | 0 | 2026-06-30
Option 5 | Energy at risk value | Option 5Energy at risk value | 0 | 2026-06-30 |  | 0 | 0 | 0 | 0 | 0 | 0 | 0 | 0 | 0 | 0 | 0 | 0 | 0 | 0 | 0 | 0 | 0 | 0 | 0 | 0 | 0 | 0 | 0 | 0 | 0
Option 5 | Capital expenditure | Option 5Capital expenditure | 0 | 2026-06-30 |  | 0 | 0 | 0 | 0 | 0 | 0 | 0 | 0 | 0 | 0 | 0 | 0 | 0 | 0 | 0 | 0 | 0 | 0 | 0 | 0 | 0 | 0 | 0 | 0 | 0
Option 5 | Total risk cost | Option 5Total risk cost | 0 | 2026-06-30 |  | 0 | 0 | 0 | 0 | 0 | 0 | 0 | 0 | 0 | 0 | 0 | 0 | 0 | 0 | 0 | 0 | 0 | 0 | 0 | 0 | 0 | 0 | 0 | 0 | 0
Option 5 |  | Option 5
Option 5 | Annualised capex | Option 5Annualised capex | 0 | 2026-06-30 |  | 0 | 0 | 0 | 0 | 0 | 0 | 0 | 0 | 0 | 0 | 0 | 0 | 0 | 0 | 0 | 0 | 0 | 0 | 0 | 0 | 0 | 0 | 0 | 0 | 0
Option 5 | Operating expenditure | Option 5Operating expenditure | 0 | 2026-06-30 |  | 0 | 0 | 0 | 0 | 0 | 0 | 0 | 0 | 0 | 0 | 0 | 0 | 0 | 0 | 0 | 0 | 0 | 0 | 0 | 0 | 0 | 0 | 0 | 0 | 0
Option 5 | Risk mitigated | Option 5Risk mitigated | 0 | 2026-06-30 |  | 0 | 0 | 0 | 0 | 0 | 0 | 0 | 0 | 0 | 0 | 0 | 0 | 0 | 0 | 0 | 0 | 0 | 0 | 0 | 0 | 0 | 0 | 0 | 0 | 0
Option 5 | Other benefits value | Option 5Other benefits value | 0 | 2026-06-30 |  | 0 | 0 | 0 | 0 | 0 | 0 | 0 | 0 | 0 | 0 | 0 | 0 | 0 | 0 | 0 | 0 | 0 | 0 | 0 | 0 | 0 | 0 | 0 | 0 | 0
Option 5 | Net benefits | Option 5Net benefits |  | 2026-06-30 |  | 0 | 0 | 0 | 0 | 0 | 0 | 0 | 0 | 0 | 0 | 0 | 0 | 0 | 0 | 0 | 0 | 0 | 0 | 0 | 0 | 0 | 0 | 0 | 0 | 0
Option 5 | NPV | Option 5NPV | 0 | 2026-06-30
Option 5 | PV of costs | Option 5PV of costs | 0 | 2026-06-30
Option 5 | PV of benefits | Option 5PV of benefits | 0 | 2026-06-30
CHART DATA | [5 empty] | FY27 | FY28 | FY29 | FY30 | FY31 | FY32 | FY33 | FY34 | FY35 | FY36 | FY37 | FY38 | FY39 | FY40 | FY41 | FY42 | FY43 | FY44 | FY45 | FY46 | FY47 | FY48 | FY49 | FY50 | FY51
Option 2 | Annualised capex | -1 |  |  | Option 2 annualised capex | 0.020678 | 0.020678 | 0.020678 | 0.020678 | 0.020678 | 0.020678 | 0.020678 | 0.020678 | 0.020678 | 0.020678 | 0.020678 | 0.020678 | 0.020678 | 0.020678 | 0.020678 | 0.020678 | 0.020678 | 0.020678 | 0.020678 | 0.020678 | 0.020678 | 0 | 0 | 0 | 0
Option 1 (base case) | Total risk cost | 1 |  |  | Option 1 (base case) risk cost | 0.0026758 | 0.013827 | 0.039212 | 0.076825 | 0.13896 | 0.24942 | 0.43069 | 0.61377 | 0.61377 | 0.61377 | 0.61377 | 0.61377 | 0.61377 | 0.61377 | 0.61377 | 0.61377 | 0.61377 | 0.61377 | 0.61377 | 0.61377 | 0.61377 | 0.61377 | 0.61377 | 0.61377 | 0.61377
[6 empty] | FY27 | FY28 | FY29 | FY30 | FY31 | FY32 | FY33 | FY34 | FY35 | FY36 | FY37 | FY38 | FY39 | FY40 | FY41 | FY42 | FY43 | FY44 | FY45 | FY46 | FY47 | FY48 | FY49 | FY50 | FY51
Energy at risk | Energy at risk (weighted) | 16.1936 |  |  | Energy at risk energy at risk (weighted) | 0.070598 | 0.36481 | 1.0346 | 2.027 | 3.6664 | 6.5807 | 11.3634 | 16.1936 | 16.1936 | 16.1936 | 16.1936 | 16.1936 | 16.1936 | 16.1936 | 16.1936 | 16.1936 | 16.1936 | 16.1936 | 16.1936 | 16.1936 | 16.1936 | 16.1936 | 16.1936 | 16.1936 | 16.1936
Option 1 (base case) | Energy at risk value | 0.5515 |  |  | Option 1 (base case) risk cost | 0.0024043 | 0.012424 | 0.035233 | 0.069031 | 0.12487 | 0.22412 | 0.387 | 0.5515 | 0.5515 | 0.5515 | 0.5515 | 0.5515 | 0.5515 | 0.5515 | 0.5515 | 0.5515 | 0.5515 | 0.5515 | 0.5515 | 0.5515 | 0.5515 | 0.5515 | 0.5515 | 0.5515 | 0.5515

## Sensitivity_calcs
United Energy
LWN23 feeder extension
SENSITIVITY CALCULATIONS
Discount factor | [6 empty] | 0 | 0.98295 | 0.94971 | 0.91759 | 0.88656 | 0.85658 | 0.82761 | 0.79963 | 0.77259 | 0.74646 | 0.72122 | 0.69683 | 0.67326 | 0.6505 | 0.6285 | 0.60725 | 0.58671 | 0.56687 | 0.5477 | 0.52918 | 0.51129 | 0.494 | 0.47729 | 0.46115 | 0.44556 | 0.43049
Count | [6 empty] | 0 | 1 | 2 | 3 | 4 | 5 | 6 | 7 | 8 | 9 | 10 | 11 | 12 | 13 | 14 | 15 | 16 | 17 | 18 | 19 | 20 | 21 | 22 | 23 | 24 | 25
Analysis period | [6 empty] | 1 | 1 | 1 | 1 | 1 | 1 | 1 | 1 | 1 | 1 | 1 | 1 | 1 | 1 | 1 | 1 | 1 | 1 | 1 | 1 | 1 | 1 | 0 | 0 | 0 | 0
[7 empty] | 2026-06-30 | 2026-27 | 2027-28 | 2028-29 | 2029-30 | 2030-31 | 2031-32 | 2032-33 | 2033-34 | 2034-35 | 2035-36 | 2036-37 | 2037-38 | 2038-39 | 2039-40 | 2040-41 | 2041-42 | 2042-43 | 2043-44 | 2044-45 | 2045-46 | 2046-47 | 2047-48 | 2048-49 | 2049-50 | 2050-51
PV
[25 empty] | -535379.07 | -744748.2501 | -1053205.6161 | 0 | 0 | 0 | 0
OPTION 1 (base case) | NPV | Net benefits | OPTION 1 (base case)NPV |  | 0 |  | 0 | 0 | 0 | 0 | 0 | 0 | 0 | 0 | 0 | 0 | 0 | 0 | 0 | 0 | 0 | 0 | 0 | 0 | 0 | 0 | 0 | 0 | 0 | 0 | 0 | 0
OPTION 1 (base case) | sens1 | Capex 10% higher | OPTION 1 (base case)sens1 |  | 0 |  | 0 | 0 | 0 | 0 | 0 | 0 | 0 | 0 | 0 | 0 | 0 | 0 | 0 | 0 | 0 | 0 | 0 | 0 | 0 | 0 | 0 | 0 | 0 | 0 | 0 | 0
OPTION 1 (base case) | sens2 | Capex 10% lower | OPTION 1 (base case)sens2 |  | 0 |  | 0 | 0 | 0 | 0 | 0 | 0 | 0 | 0 | 0 | 0 | 0 | 0 | 0 | 0 | 0 | 0 | 0 | 0 | 0 | 0 | 0 | 0 | 0 | 0 | 0 | 0
OPTION 1 (base case) | sens3 | Total benefits 10% higher | OPTION 1 (base case)sens3 |  | 0 |  | 0 | 0 | 0 | 0 | 0 | 0 | 0 | 0 | 0 | 0 | 0 | 0 | 0 | 0 | 0 | 0 | 0 | 0 | 0 | 0 | 0 | 0 | 0 | 0 | 0 | 0
OPTION 1 (base case) | sens4 | Total benefits 10% lower | OPTION 1 (base case)sens4 |  | 0 |  | 0 | 0 | 0 | 0 | 0 | 0 | 0 | 0 | 0 | 0 | 0 | 0 | 0 | 0 | 0 | 0 | 0 | 0 | 0 | 0 | 0 | 0 | 0 | 0 | 0 | 0
OPTION 1 (base case) | sens5 | Capex 10% higher & Total benefits 10% lower | OPTION 1 (base case)sens5 |  | 0 |  | 0 | 0 | 0 | 0 | 0 | 0 | 0 | 0 | 0 | 0 | 0 | 0 | 0 | 0 | 0 | 0 | 0 | 0 | 0 | 0 | 0 | 0 | 0 | 0 | 0 | 0
OPTION 1 (base case) | sens | 0 | OPTION 1 (base case)sens |  | 0 |  | 0 | 0 | 0 | 0 | 0 | 0 | 0 | 0 | 0 | 0 | 0 | 0 | 0 | 0 | 0 | 0 | 0 | 0 | 0 | 0 | 0 | 0 | 0 | 0 | 0 | 0
OPTION 1 (base case) | sens | 0 | OPTION 1 (base case)sens |  | 0 |  | 0 | 0 | 0 | 0 | 0 | 0 | 0 | 0 | 0 | 0 | 0 | 0 | 0 | 0 | 0 | 0 | 0 | 0 | 0 | 0 | 0 | 0 | 0 | 0 | 0 | 0
OPTION 1 (base case) | sens | 0 | OPTION 1 (base case)sens |  | 0 |  | 0 | 0 | 0 | 0 | 0 | 0 | 0 | 0 | 0 | 0 | 0 | 0 | 0 | 0 | 0 | 0 | 0 | 0 | 0 | 0 | 0 | 0 | 0 | 0 | 0 | 0
Option 2 | NPV | Net benefits | Option 2NPV |  | 2309346.6849 |  | 0 | 0 | 0 | 18533.1365 | 56146.7995 | 118285.9062 | 228742.6842 | 409993.8766 | 591732.6907 | 589681.0901 | 583270.0035 | 568366.0996 | 531647.0918 | 457875.6076 | 380394.7397 | 301920.1048 | 178847.3123 | 50232.0295 | -214005.1408 | -535379.07 | -744748.2501 | -1053205.6161 | 0 | 0 | 0 | 0
Option 2 | sens1 | Capex 10% higher | Option 2sens1 |  | 2282422.7209 |  | 0 | 0 | 0 | 16465.2951 | 54078.9581 | 116218.0649 | 226674.8428 | 407926.0352 | 589664.8494 | 587613.2487 | 581202.1621 | 566298.2582 | 529579.2504 | 455807.7662 | 378326.8983 | 299852.2634 | 176779.4709 | 48164.1881 | -216072.9822 | -537446.9114 | -746816.0915 | -1055273.4575 | 0 | 0 | 0 | 0
Option 2 | sens2 | Capex 10% lower | Option 2sens2 |  | 2336270.6488 |  | 0 | 0 | 0 | 20600.9778 | 58214.6409 | 120353.7476 | 230810.5255 | 412061.718 | 593800.5321 | 591748.9314 | 585337.8449 | 570433.941 | 533714.9331 | 459943.4489 | 382462.581 | 303987.9461 | 180915.1536 | 52299.8708 | -211937.2994 | -533311.2287 | -742680.4088 | -1051137.7747 | 0 | 0 | 0 | 0
Option 2 | sens3 | Total benefits 10% higher | Option 2sens3 |  | 2567205.3173 |  | 0 | 0 | 0 | 22454.2915 | 63829.3208 | 132182.3382 | 253684.7939 | 453061.1056 | 652973.8012 | 650717.0405 | 643664.8452 | 627270.5509 | 586879.6423 | 505731.0097 | 420502.055 | 334179.9566 | 198799.8848 | 57323.0738 | -233337.8135 | -586849.1357 | -817155.2338 | -1156458.3363 | 0 | 0 | 0 | 0
Option 2 | sens4 | Total benefits 10% lower | Option 2sens4 |  | 2051488.0525 |  | 0 | 0 | 0 | 14611.9814 | 48464.2782 | 104389.4742 | 203800.5744 | 366926.6476 | 530491.5803 | 528645.1397 | 522875.1618 | 509461.6483 | 476414.5412 | 410020.2054 | 340287.4243 | 269660.2529 | 158894.7397 | 43140.9851 | -194672.4681 | -483909.0044 | -672341.2665 | -949952.8959 | 0 | 0 | 0 | 0
Option 2 | sens5 | Capex 10% higher & Total benefits 10% lower | Option 2sens5 |  | 2024564.0885 |  | 0 | 0 | 0 | 12544.1401 | 46396.4368 | 102321.6329 | 201732.733 | 364858.8062 | 528423.7389 | 526577.2983 | 520807.3204 | 507393.8069 | 474346.6998 | 407952.3641 | 338219.583 | 267592.4115 | 156826.8983 | 41073.1438 | -196740.3095 | -485976.8458 | -674409.1079 | -952020.7372 | 0 | 0 | 0 | 0
Option 2 | sens | 0 | Option 2sens |  | 2309346.6849 |  | 0 | 0 | 0 | 18533.1365 | 56146.7995 | 118285.9062 | 228742.6842 | 409993.8766 | 591732.6907 | 589681.0901 | 583270.0035 | 568366.0996 | 531647.0918 | 457875.6076 | 380394.7397 | 301920.1048 | 178847.3123 | 50232.0295 | -214005.1408 | -535379.07 | -744748.2501 | -1053205.6161 | 0 | 0 | 0 | 0
Option 2 | sens | 0 | Option 2sens |  | 2309346.6849 |  | 0 | 0 | 0 | 18533.1365 | 56146.7995 | 118285.9062 | 228742.6842 | 409993.8766 | 591732.6907 | 589681.0901 | 583270.0035 | 568366.0996 | 531647.0918 | 457875.6076 | 380394.7397 | 301920.1048 | 178847.3123 | 50232.0295 | -214005.1408 | -535379.07 | -744748.2501 | -1053205.6161 | 0 | 0 | 0 | 0
Option 2 | sens | 0 | Option 2sens |  | 2309346.6849 |  | 0 | 0 | 0 | 18533.1365 | 56146.7995 | 118285.9062 | 228742.6842 | 409993.8766 | 591732.6907 | 589681.0901 | 583270.0035 | 568366.0996 | 531647.0918 | 457875.6076 | 380394.7397 | 301920.1048 | 178847.3123 | 50232.0295 | -214005.1408 | -535379.07 | -744748.2501 | -1053205.6161 | 0 | 0 | 0 | 0
[7 empty] | 0 | 0 | 0 | -7553.3684 | 30060.2947 | 92199.4014 | 202656.1793 | 383907.3718 | 565646.1859 | 563594.5853 | 557183.4987 | 542279.5948 | 505560.587 | 431789.1027 | 354308.2348 | 275833.5999 | 152760.8074 | 24145.5246 | -240091.6456 | -561465.5748 | -770834.755 | -1079292.1209 | 0 | 0 | 0 | 0
Option 3 | NPV | Net benefits | Option 3NPV |  | 1969691.9491 |  | 0 | 0 | 0 | -7553.3684 | 30060.2947 | 92199.4014 | 202656.1793 | 383907.3718 | 565646.1859 | 563594.5853 | 557183.4987 | 542279.5948 | 505560.587 | 431789.1027 | 354308.2348 | 275833.5999 | 152760.8074 | 24145.5246 | -240091.6456 | -561465.5748 | -770834.755 | -1079292.1209 | 0 | 0 | 0 | 0
Option 3 | sens1 | Capex 10% higher | Option 3sens1 |  | 1908802.5116 |  | 0 | 0 | 0 | -12229.8602 | 25383.8028 | 87522.9096 | 197979.6875 | 379230.8799 | 560969.6941 | 558918.0934 | 552507.0068 | 537603.1029 | 500884.0951 | 427112.6109 | 349631.743 | 271157.1081 | 148084.3156 | 19469.0328 | -244768.1375 | -566142.0667 | -775511.2468 | -1083968.6128 | 0 | 0 | 0 | 0
Option 3 | sens2 | Capex 10% lower | Option 3sens2 |  | 2030581.3866 |  | 0 | 0 | 0 | -2876.8765 | 34736.7865 | 96875.8933 | 207332.6712 | 388583.8637 | 570322.6778 | 568271.0771 | 561859.9905 | 546956.0866 | 510237.0788 | 436465.5946 | 358984.7267 | 280510.0918 | 157437.2993 | 28822.0165 | -235415.1538 | -556789.083 | -766158.2631 | -1074615.6291 | 0 | 0 | 0 | 0
Option 3 | sens3 | Total benefits 10% higher | Option 3sens3 |  | 2227550.5815 |  | 0 | 0 | 0 | -3632.2133 | 37742.816 | 106095.8334 | 227598.2891 | 426974.6008 | 626887.2964 | 624630.5356 | 617578.3404 | 601184.0461 | 560793.1375 | 479644.5049 | 394415.5502 | 308093.4518 | 172713.38 | 31236.569 | -259424.3183 | -612935.6405 | -843241.7386 | -1182544.8411 | 0 | 0 | 0 | 0
Option 3 | sens4 | Total benefits 10% lower | Option 3sens4 |  | 1711833.3167 |  | 0 | 0 | 0 | -11474.5234 | 22377.7733 | 78302.9694 | 177714.0695 | 340840.1428 | 504405.0755 | 502558.6349 | 496788.6569 | 483375.1434 | 450328.0364 | 383933.7006 | 314200.9195 | 243573.7481 | 132808.2348 | 17054.4803 | -220758.9729 | -509995.5092 | -698427.7713 | -976039.4007 | 0 | 0 | 0 | 0
Option 3 | sens5 | Capex 10% higher & Total benefits 10% lower | Option 3sens5 |  | 1650943.8792 |  | 0 | 0 | 0 | -16151.0152 | 17701.2815 | 73626.4776 | 173037.5777 | 336163.6509 | 499728.5836 | 497882.143 | 492112.1651 | 478698.6516 | 445651.5445 | 379257.2088 | 309524.4277 | 238897.2562 | 128131.743 | 12377.9885 | -225435.4648 | -514672.0011 | -703104.2632 | -980715.8925 | 0 | 0 | 0 | 0
Option 3 | sens | 0 | Option 3sens |  | 1969691.9491 |  | 0 | 0 | 0 | -7553.3684 | 30060.2947 | 92199.4014 | 202656.1793 | 383907.3718 | 565646.1859 | 563594.5853 | 557183.4987 | 542279.5948 | 505560.587 | 431789.1027 | 354308.2348 | 275833.5999 | 152760.8074 | 24145.5246 | -240091.6456 | -561465.5748 | -770834.755 | -1079292.1209 | 0 | 0 | 0 | 0
Option 3 | sens | 0 | Option 3sens |  | 1969691.9491 |  | 0 | 0 | 0 | -7553.3684 | 30060.2947 | 92199.4014 | 202656.1793 | 383907.3718 | 565646.1859 | 563594.5853 | 557183.4987 | 542279.5948 | 505560.587 | 431789.1027 | 354308.2348 | 275833.5999 | 152760.8074 | 24145.5246 | -240091.6456 | -561465.5748 | -770834.755 | -1079292.1209 | 0 | 0 | 0 | 0
Option 3 | sens | 0 | Option 3sens |  | 1969691.9491 |  | 0 | 0 | 0 | -7553.3684 | 30060.2947 | 92199.4014 | 202656.1793 | 383907.3718 | 565646.1859 | 563594.5853 | 557183.4987 | 542279.5948 | 505560.587 | 431789.1027 | 354308.2348 | 275833.5999 | 152760.8074 | 24145.5246 | -240091.6456 | -561465.5748 | -770834.755 | -1079292.1209 | 0 | 0 | 0 | 0
Option 4 | NPV | Net benefits | Option 4NPV |  | 0 |  | 0 | 0 | 0 | 0 | 0 | 0 | 0 | 0 | 0 | 0 | 0 | 0 | 0 | 0 | 0 | 0 | 0 | 0 | 0 | 0 | 0 | 0 | 0 | 0 | 0 | 0
Option 4 | sens1 | Capex 10% higher | Option 4sens1 |  | 0 |  | 0 | 0 | 0 | 0 | 0 | 0 | 0 | 0 | 0 | 0 | 0 | 0 | 0 | 0 | 0 | 0 | 0 | 0 | 0 | 0 | 0 | 0 | 0 | 0 | 0 | 0
Option 4 | sens2 | Capex 10% lower | Option 4sens2 |  | 0 |  | 0 | 0 | 0 | 0 | 0 | 0 | 0 | 0 | 0 | 0 | 0 | 0 | 0 | 0 | 0 | 0 | 0 | 0 | 0 | 0 | 0 | 0 | 0 | 0 | 0 | 0
Option 4 | sens3 | Total benefits 10% higher | Option 4sens3 |  | 0 |  | 0 | 0 | 0 | 0 | 0 | 0 | 0 | 0 | 0 | 0 | 0 | 0 | 0 | 0 | 0 | 0 | 0 | 0 | 0 | 0 | 0 | 0 | 0 | 0 | 0 | 0
Option 4 | sens4 | Total benefits 10% lower | Option 4sens4 |  | 0 |  | 0 | 0 | 0 | 0 | 0 | 0 | 0 | 0 | 0 | 0 | 0 | 0 | 0 | 0 | 0 | 0 | 0 | 0 | 0 | 0 | 0 | 0 | 0 | 0 | 0 | 0
Option 4 | sens5 | Capex 10% higher & Total benefits 10% lower | Option 4sens5 |  | 0 |  | 0 | 0 | 0 | 0 | 0 | 0 | 0 | 0 | 0 | 0 | 0 | 0 | 0 | 0 | 0 | 0 | 0 | 0 | 0 | 0 | 0 | 0 | 0 | 0 | 0 | 0
Option 4 | sens | 0 | Option 4sens |  | 0 |  | 0 | 0 | 0 | 0 | 0 | 0 | 0 | 0 | 0 | 0 | 0 | 0 | 0 | 0 | 0 | 0 | 0 | 0 | 0 | 0 | 0 | 0 | 0 | 0 | 0 | 0
Option 4 | sens | 0 | Option 4sens |  | 0 |  | 0 | 0 | 0 | 0 | 0 | 0 | 0 | 0 | 0 | 0 | 0 | 0 | 0 | 0 | 0 | 0 | 0 | 0 | 0 | 0 | 0 | 0 | 0 | 0 | 0 | 0
Option 4 | sens | 0 | Option 4sens |  | 0 |  | 0 | 0 | 0 | 0 | 0 | 0 | 0 | 0 | 0 | 0 | 0 | 0 | 0 | 0 | 0 | 0 | 0 | 0 | 0 | 0 | 0 | 0 | 0 | 0 | 0 | 0
Option 5 | NPV | Net benefits | Option 5NPV |  | 0 |  | 0 | 0 | 0 | 0 | 0 | 0 | 0 | 0 | 0 | 0 | 0 | 0 | 0 | 0 | 0 | 0 | 0 | 0 | 0 | 0 | 0 | 0 | 0 | 0 | 0 | 0
Option 5 | sens1 | Capex 10% higher | Option 5sens1 |  | 0 |  | 0 | 0 | 0 | 0 | 0 | 0 | 0 | 0 | 0 | 0 | 0 | 0 | 0 | 0 | 0 | 0 | 0 | 0 | 0 | 0 | 0 | 0 | 0 | 0 | 0 | 0
Option 5 | sens2 | Capex 10% lower | Option 5sens2 |  | 0 |  | 0 | 0 | 0 | 0 | 0 | 0 | 0 | 0 | 0 | 0 | 0 | 0 | 0 | 0 | 0 | 0 | 0 | 0 | 0 | 0 | 0 | 0 | 0 | 0 | 0 | 0
Option 5 | sens3 | Total benefits 10% higher | Option 5sens3 |  | 0 |  | 0 | 0 | 0 | 0 | 0 | 0 | 0 | 0 | 0 | 0 | 0 | 0 | 0 | 0 | 0 | 0 | 0 | 0 | 0 | 0 | 0 | 0 | 0 | 0 | 0 | 0
Option 5 | sens4 | Total benefits 10% lower | Option 5sens4 |  | 0 |  | 0 | 0 | 0 | 0 | 0 | 0 | 0 | 0 | 0 | 0 | 0 | 0 | 0 | 0 | 0 | 0 | 0 | 0 | 0 | 0 | 0 | 0 | 0 | 0 | 0 | 0
Option 5 | sens5 | Capex 10% higher & Total benefits 10% lower | Option 5sens5 |  | 0 |  | 0 | 0 | 0 | 0 | 0 | 0 | 0 | 0 | 0 | 0 | 0 | 0 | 0 | 0 | 0 | 0 | 0 | 0 | 0 | 0 | 0 | 0 | 0 | 0 | 0 | 0
Option 5 | sens | 0 | Option 5sens |  | 0 |  | 0 | 0 | 0 | 0 | 0 | 0 | 0 | 0 | 0 | 0 | 0 | 0 | 0 | 0 | 0 | 0 | 0 | 0 | 0 | 0 | 0 | 0 | 0 | 0 | 0 | 0
Option 5 | sens | 0 | Option 5sens |  | 0 |  | 0 | 0 | 0 | 0 | 0 | 0 | 0 | 0 | 0 | 0 | 0 | 0 | 0 | 0 | 0 | 0 | 0 | 0 | 0 | 0 | 0 | 0 | 0 | 0 | 0 | 0
Option 5 | sens | 0 | Option 5sens |  | 0 |  | 0 | 0 | 0 | 0 | 0 | 0 | 0 | 0 | 0 | 0 | 0 | 0 | 0 | 0 | 0 | 0 | 0 | 0 | 0 | 0 | 0 | 0 | 0 | 0 | 0 | 0
RESULTS
|  | 0 | 0 | 0 | 1 | 1 |  | 2028-29: #NAME?
|  | Option 1 (base case) | Option 2 | Option 3 | Option 4 | Option 5 |  | 2026-27: Max; 2028-29: Preferred
NPV | None | 0 | 2.3093 | 1.9697 |  |  |  | 2026-27: #NAME?; 2028-29: Option 2
sens1 | Capex 10% higher | 0 | 2.2824 | 1.9088 |  |  |  | 2026-27: #NAME?; 2028-29: Option 2
sens2 | Capex 10% lower | 0 | 2.3363 | 2.0306 |  |  |  | 2026-27: #NAME?; 2028-29: Option 2
sens3 | Total benefits 10% higher | 0 | 2.5672 | 2.2276 |  |  |  | 2026-27: #NAME?; 2028-29: Option 2
sens4 | Total benefits 10% lower | 0 | 2.0515 | 1.7118 |  |  |  | 2026-27: #NAME?; 2028-29: Option 2
sens5 | Capex 10% higher & Total benefits 10% lower | 0 | 2.0246 | 1.6509 |  |  |  | 2026-27: #NAME?; 2028-29: Option 2
sens | 0 | [6 empty] | 2026-27: #NAME?; 2028-29: #NAME?
sens | 0 | [6 empty] | 2026-27: #NAME?; 2028-29: #NAME?
sens | 0 | [6 empty] | 2026-27: #NAME?; 2028-29: #NAME?

## Misc_calcs
United Energy
LWN23 feeder extension
ESCALATION & OTHER
| Year end |  |  | 2021-06-30 | 2022-06-30 | 2023-06-30 | 2024-06-30 | 2025-06-30 | 2026-06-30
| Actual/forecast CPI (June to June) |  |  | 0% | 0.8606% | 3.498% | 7.832% | 4.052% | 3%
| HY ending |  |  | 2021-06-30 | 2021-12-31 | 2022-06-30 | 2022-12-31 | 2023-06-30 | 2023-12-31 | 2024-06-30 | 2024-12-31 | 2025-06-30 | 2025-12-31 | 2026-06-30
| FY ending |  |  | 2021-06-30 | 2022-06-30 | 2022-06-30 | 2023-06-30 | 2023-06-30 | 2024-06-30 | 2024-06-30 | 2025-06-30 | 2025-06-30 | 2026-06-30 | 2026-06-30
| Actual/forecast CPI (June to June) |  |  | 0% | 0.8606% | 0.8606% | 3.498% | 3.498% | 7.832% | 7.832% | 4.052% | 4.052% | 3% | 3%
| Actual cumulative HY escalation |  |  | 1 | 1.0043 | 1.0086 | 1.0261 | 1.0439 | 1.084 | 1.1256 | 1.1482 | 1.1713 | 1.1887 | 1.2064
| Convert from input dollars | 2023-12-31 | 1.084
| To output dollars | 2026-06-30 | 1.2064
| Conversion from input dollars to output dollars |  | 1.1129
| Convert from VCR date | 2023-12-31 | 1.084
| To input dollars | 2023-12-31 | 1.084
| VCR escalation |  | 1
| Start_year | 2026-27
FIRST YEAR
| Option | First year | Option included
| Option 2 | 2 | TRUE
| Option 3 | 2 | TRUE
| Option 4 | Not used | FALSE
| Option 5 | Not used | FALSE
| First year | 2
FLAGS
| Option 1 (base case) | FALSE | FALSE
FALSE
FALSE
| Option 2 | FALSE | FALSE
FALSE
FALSE
| Option 3 | FALSE | FALSE
FALSE
FALSE
| Option 4 | FALSE | FALSE
FALSE
FALSE
| Option 5 | FALSE | FALSE
FALSE
FALSE
Message | !! Capex asset life required !!
!

## Data
United Energy
LWN23 feeder extension
DATA
Options
|  | Not used | Text |  | Flags for compliance project
Option1 | Option 1 (base case) | FALSE |  | Option 1 (base case): No change to existing practices | FALSE
Option2 | Option 2 | FALSE |  |  | FALSE
Option3 | Option 3 | FALSE |  |  | FALSE
Option4 | Option 4 | TRUE | Not used |  | TRUE
Option5 | Option 5 | TRUE | Not used |  | TRUE
Compliance project |  |  | Yes | FALSE
No change to existing practices
Not applicable (compliance)
For conditional formatting of preferred option on Summary :
< Enter description >
Categories
Short categ
| Capital expenditure | -1
| Annualised capex | -1
| Operating expenditure | -1
| Risk mitigated | 1
| Other benefits value | 1
| Net benefits | 1
| Total risk cost | 1
Benefits
|  | Short categ | Flag to include | Units | Defined value
1 | Unserved energy | Energy | FALSE | MWh | FALSE
2 | Safety | Safety | FALSE | $ | TRUE
3 | Unplanned replacement | UnRepl | FALSE | $ | TRUE
4 | Bushfire | Fire | FALSE | $ | TRUE
5 | Reduction in CO2 emissions | Carbon | TRUE | MWh | FALSE
6 | Reliability in worst-served areas | Other | TRUE | MWh | FALSE
7 | Network resilience | Other | TRUE | MWh | FALSE
8 | Enabling solar exports | Other | TRUE | MWh | FALSE
9 | Aesthetics | Other | TRUE | Customers impacted | FALSE
10 | Customer value of time - residential | Other | TRUE | Customer minutes | FALSE
11 | Customer value of time - business | Other | TRUE | Customer minutes | FALSE
12 | Communication | Other | TRUE | Customers impacted | FALSE
13 | Information accessibility | Other | TRUE | Customers impacted | FALSE
Value of benefits
United Energy
| Reliability in worst-served areas | per MWh | 0
| Network resilience | per MWh | 38560
| Enabling solar exports | per MWh | 862.6028
| Aesthetics | per customer impacted | 0
| Customer value of time - residential | per minute customer time | 0.34751
| Customer value of time - business | per minute customer time | 0.34751
| Communication | per customer impacted | 0
| Information accessibility | per customer impacted | 0
Conversions
| thous_conv | 1000
| mill_conv | 1000000
Message
| Message | Enter asset life
Error message |  | Remove inputs prior to start year
Disproportionate factors applied to various bushfire and other risk valuations
| - Select - |  |  |  | 0
| Harm to property from network |  |  |  | 1
| Harm to property from bushfire |  |  |  | 1
| Harm to environment |  |  |  | 1
| Safety - Public trespass |  |  |  | 1
| Safety - Single fatality or serious injury ^ |  |  |  | 3
| Safety from bushfire in HBRA |  |  |  | 3
| Safety - Multiple fatality or serious injury ^ |  |  |  | 6
| Safety from bushfire (REFCL declared areas) |  |  |  | 6
| Safety from bushfire (electric line construction areas) |  |  |  | 10
Total annualised capex
Energy at risk value
Total other benefits
DROPDOWN LISTS
| Business |  |  |  | Type | Include | Dollar inputs - month |  |  | Not used options | Conversions | Dollar inputs - year | Compliance | Capex first year
| CitiPower | CP | CP: |  | - Select - | 0 | June | 6 | CY | Not used |  | 2026 | No | 2026-27
| Powercor | PA | PAL: |  | Capex | 1899-12-31 | December | 12 | FY |  |  | 2025 | Yes | 2025-26
| United Energy | UE | UE: |  | Opex | [6 empty] | 2024 |  | 2024-25
2023
2022
2021
2020