## Cover
United Energy
Regulatory proposal 2026-31
Relay replacement
| Model number: | 4.08
2025-01-31
14

## Summary
United Energy
FTN relay replacement
SUMMARY
RESULTS
|  |  |  | PV of costs | PV of benefits | NPV
| Option |  |  | 2026-06-30 | 2026-06-30 | 2026-06-30
| Option 1 (base case) | No change to existing practices |  | 0 | 0 | 0
| Option 2 | Replace relays |  | -2.3294 | 3.8388 | 1.5094
| Option 3 | 0
| Option 4 | 0
| Option 5 | 0
NPV
| Preferred option: |  |  | 2026-06-30
| Option 2 | Replace relays |  | 1.5094
PREFERRED OPTION
Preferred Option
Option 2
| Expenditure forecast | 2026-06-30 | 2026-27 | 2027-28 | 2028-29 | 2029-30 | 2030-31 |  | Total
| Capital expenditure |  | 0 | 0 | 0 | 0 | 0.6929 |  | 0.6929
| Operating expenditure |  | 0 | 0 | 0 | 0 | 0 |  | 0
CHART
| Capex and risk ($M, 2026) |  | Value of expected unserved energy ($M, 2026)
SENSITIVITIES
| Sensitivity | 2026-06-30 | Option 1 (base case) | Option 2 | Option 3 | Option 4 | Option 5 |  | Preferred option
| None |  | 0 | 1.5094 |  |  |  |  | Option 2
| Capex 10% higher |  | 0 | 1.2764 |  |  |  |  | Option 2
| Capex 10% lower |  | 0 | 1.7423 |  |  |  |  | Option 2
| Total benefits 10% higher |  | 0 | 1.8932 |  |  |  |  | Option 2
| Total benefits 10% lower |  | 0 | 1.1255 |  |  |  |  | Option 2
| Capex 10% higher & Total benefits 10% lower |  | 0 | 0.89256 |  |  |  |  | Option 2
| 0 | [7 empty] | #NAME?
| 0 | [6 empty] | 0 | #NAME?
|  | 0 | [6 empty] | #NAME?
0

## Assumptions
United Energy
FTN relay replacement
Project
|  | Business: |  | United Energy
|  | Descripton: |  | FTN relay replacement
|  | Date of cost inputs: |  | December |  | 2023
|  | Option |  | Description
|  | Option 1 (base case) |  | No change to existing practices
|  | Option 2 |  | Replace relays
Option 3
Option 4
Option 5
|  | Compliance project |  | No
|  | Expenditure starts |  | 2026-27 | [start]
Timing & WACC
|  | Input dollars |  |  |  | 2023-12-31 | [input_dollars]
|  | Pre-tax real WACC |  |  |  | 3.5% | [real_disc]
|  | VCR date |  |  |  | 2023-12-31 | [vcr_date]
|  | Analysis period (years) |  |  |  | 20 | [years]\
|  | Output dollars |  |  |  | 2026-06-30 | [output_dollars]
|  | Other benefits date |  |  |  | 2023-12-31 | [custval_date]
|  | Value of CO2 reductions input date |  |  |  | 2023-06-30
VCR
|  | Enter ZSS code >> | eg. AR | FTN |  | Frankston | 39182.4842 | 2023 VCR ($/MWh)
Risks
SAFETY
|  | Value of statistical life |  |  |  | 5400000 | 2023-06-30
|  | Value of injury |  |  |  | 0 | 2023-12-31
Disproportionate factors applied to various bushfire and other risk valuations
|  | Harm to property from network |  |  |  | 1
|  | Harm to property from bushfire |  |  |  | 1
|  | Harm to environment |  |  |  | 1
|  | Safety - Public trespass |  |  |  | 1
|  | Safety - Single fatality or serious injury ^ |  |  |  | 3
|  | Safety from bushfire in HBRA |  |  |  | 3
|  | Safety - Multiple fatality or serious injury ^ |  |  |  | 6
|  | Safety from bushfire (REFCL declared areas) |  |  |  | 6
|  | Safety from bushfire (electric line construction areas) |  |  |  | 10
^ Public or employee
|  | Incident type |  |  |  | Value | Probability | DF selected | Description/comment
|  | Safety (fatality) |  |  |  | 5607473.5197 | 0 | 0 | 0
|  | Safety (injury) |  |  |  | 0 | 0 | 0 | 0
UNPLANNED REPLACEMENT/REPAIR
|  | Major failure (replace) |  |  |  | 0 | 2023-12-31
|  | Minor failure (repair) |  |  |  | 0 | 2023-12-31
|  | Premium for failure |  |  |  | 20%
Other benefits
| ENVIRONMENTAL | [8 empty] | 2026-27 | 2027-28 | 2028-29 | 2029-30 | 2030-31 | 2031-32
|  | Value of CO2 reductions |  |  |  |  | 2023-06-30 | $/kWh |  | 0.02473 | 0.022341 | 0.020196 | 0.018063 | 0.015913 | 0.013715
| CUSTOMER VALUE |  |  |  |  | Value
|  | Reliability in worst-served areas |  |  |  | 0 | 2023-12-31 | per MWh
|  | Network resilience |  |  |  | 38560 | 2023-12-31 | per MWh
|  | Enabling solar exports |  |  |  | 862.6028 | 2023-12-31 | per MWh
|  | Aesthetics |  |  |  | 0 | 2023-12-31 | per customer
|  | Customer value of time - residential |  |  |  | 0.34751 | 2023-12-31 | per customer minute
|  | Customer value of time - business |  |  |  | 0.34751 | 2023-12-31 | per customer minute
|  | Communication |  |  |  | 0 | 2023-12-31 | per customer
|  | Information accessibility |  |  |  | 0 | 2023-12-31 | per customer
Sensitivities
[6 empty] | Capex | Total benefits
| 1 | Capex 10% higher |  |  |  | 10% | 0%
| 2 | Capex 10% lower |  |  |  | -10% | 0%
| 3 | Total benefits 10% higher |  |  |  | 0% | 10%
| 4 | Total benefits 10% lower |  |  |  | 0% | -10%
| 5 | Capex 10% higher & Total benefits 10% lower |  |  |  | 10% | -10%

## Option1 (base case)
United Energy
FTN relay replacement
OPTION 1 (base case)
Count |  |  |  |  | 0 | 1 | 2 | 3 | 4 | 5 | 6 | 7 | 8 | 9 | 10 | 11 | 12 | 13 | 14 | 15 | 16 | 17 | 18 | 19 | 20 | 21 | 22 | 23 | 24 | 25
Value of CO2 reductions |  |  |  | $/MWh |  | 24.7305 | 22.3407 | 20.1963 | 18.0629 | 15.9134 | 13.7151 | 13.7151 | 13.7151 | 13.7151 | 13.7151 | 13.7151 | 13.7151 | 13.7151 | 13.7151 | 13.7151 | 13.7151 | 13.7151 | 13.7151 | 13.7151 | 13.7151 | 13.7151 | 13.7151 | 13.7151 | 13.7151 | 13.7151
|  |  |  | Units | 2026-06-30 | 2026-27 | 2027-28 | 2028-29 | 2029-30 | 2030-31 | 2031-32 | 2032-33 | 2033-34 | 2034-35 | 2035-36 | 2036-37 | 2037-38 | 2038-39 | 2039-40 | 2040-41 | 2041-42 | 2042-43 | 2043-44 | 2044-45 | 2045-46 | 2046-47 | 2047-48 | 2048-49 | 2049-50 | 2050-51
INVESTMENT & OPERATING COST
| Capex |  | Asset life (yrs)
| < Enter description > |  | 0 | 2023-12-31 |  | 0 | 0 | 0 | 0 | 0 | 0 | 0 | 0 | 0 | 0 | 0 | 0 | 0 | 0 | 0 | 0 | 0 | 0 | 0 | 0 | 0 | 0 | 0 | 0 | 0
| < Enter description > |  | 0 | 2023-12-31 |  | 0 | 0 | 0 | 0 | 0 | 0 | 0 | 0 | 0 | 0 | 0 | 0 | 0 | 0 | 0 | 0 | 0 | 0 | 0 | 0 | 0 | 0 | 0 | 0 | 0
| < Enter description > |  | 0 | 2023-12-31 |  | 0 | 0 | 0 | 0 | 0 | 0 | 0 | 0 | 0 | 0 | 0 | 0 | 0 | 0 | 0 | 0 | 0 | 0 | 0 | 0 | 0 | 0 | 0 | 0 | 0
| Capital expenditure |  |  | 2023-12-31 |  | 0 | 0 | 0 | 0 | 0 | 0 | 0 | 0 | 0 | 0 | 0 | 0 | 0 | 0 | 0 | 0 | 0 | 0 | 0 | 0 | 0 | 0 | 0 | 0 | 0
| Operating expenditure |  |  | 2023-12-31 |  | 0 | 0 | 0 | 0 | 0 | 0 | 0 | 0 | 0 | 0 | 0 | 0 | 0 | 0 | 0 | 0 | 0 | 0 | 0 | 0 | 0 | 0 | 0 | 0 | 0
RISK ASSUMPTIONS
| PoF (major) |  |  |  |  | 0 | 0 | 0 | 0 | 0 | 0 | 0 | 0 | 0 | 0 | 0 | 0 | 0 | 0 | 0 | 0 | 0 | 0 | 0 | 0 | 0 | 0 | 0 | 0 | 0
| PoF (reparable) |  |  |  |  | 0 | 0 | 0 | 0 | 0 | 0 | 0 | 0 | 0 | 0 | 0 | 0 | 0 | 0 | 0 | 0 | 0 | 0 | 0 | 0 | 0 | 0 | 0 | 0 | 0
| Energy at risk (weighted) |  |  | MWh |  | 0.85557 | 0.93967 | 1.0303 | 1.1223 | 1.2153 | 1.3141 | 1.4232 | 1.5457 | 1.6607 | 1.7741 | 1.8979 | 2.0119 | 2.1277 | 2.2452 | 2.3641 | 2.4839 | 2.6045 | 2.7254 | 2.8463 | 2.9668 | 3.0865 | 3.205 | 3.3219 | 3.4367 | 3.5491
| Energy at risk value | $/MWh | 39182.4842 | 2023-12-31 |  | 33523.4106 | 36818.5434 | 40370.9652 | 43975.8753 | 47618.938 | 51489.438 | 55763.2068 | 60564.9623 | 65070.6882 | 69514.8112 | 74362.9224 | 78829.5877 | 83370.2414 | 87974.3494 | 92630.6 | 97326.9151 | 102050.4681 | 106787.7117 | 111524.413 | 116245.6984 | 120936.1072 | 125579.655 | 130159.9054 | 134660.0515 | 139063.0056
| Safety consequence | (after DF) |  | 2023-12-31 |  | 1454.9163 | 1584.2571 | 1717.9821 | 1855.8564 | 1997.6276 | 2143.0253 | 2291.7618 | 2443.5313 | 2598.0109 | 2754.8607 | 2913.7239 | 3074.2279 | 3235.9847 | 3398.5917 | 3561.6329 | 3724.6796 | 3887.2921 | 4049.0205 | 4209.4066 | 4367.9852 | 4524.2861 | 4677.8353 | 4828.1579 | 4974.7789 | 5117.2264
| Unplanned replacements |  |  | 2023-12-31 |  | 91148.4677 | 99251.4862 | 107629.1698 | 116266.8037 | 125148.5689 | 134257.5358 | 143575.6647 | 153083.8125 | 162761.7461 | 172588.1634 | 182540.7217 | 192596.0732 | 202729.9093 | 212917.0117 | 223131.3127 | 233345.9625 | 243533.4055 | 253665.4634 | 263713.4274 | 273648.1567 | 283440.1849 | 293059.833 | 302477.3287 | 311662.9317 | 320587.0644
| Environmental consequence | (after DF) |  | 2023-12-31 |  | 0 | 0 | 0 | 0 | 0 | 0 | 0 | 0 | 0 | 0 | 0 | 0 | 0 | 0 | 0 | 0 | 0 | 0 | 0 | 0 | 0 | 0 | 0 | 0 | 0
| < Other risk - enter description > |  |  | 2023-12-31 |  | 0 | 0 | 0 | 0 | 0 | 0 | 0 | 0 | 0 | 0 | 0 | 0 | 0 | 0 | 0 | 0 | 0 | 0 | 0 | 0 | 0 | 0 | 0 | 0 | 0
| < Other risk - enter description > |  |  | 2023-12-31 |  | 11958.3333 | 11958.3333 | 11958.3333 | 11958.3333 | 11958.3333 | 7972.2222 | 7972.2222 | 7972.2222 | 7972.2222 | 7972.2222 | 7972.2222 | 7972.2222 | 7972.2222 | 7972.2222 | 7972.2222 | 7972.2222 | 7972.2222 | 7972.2222 | 7972.2222 | 7972.2222 | 7972.2222 | 7972.2222 | 7972.2222 | 7972.2222 | 7972.2222
| Total risk cost |  |  |  |  | 138085.1279 | 149612.6201 | 161676.4504 | 174056.8688 | 186723.4678 | 195862.2213 | 209602.8555 | 224064.5283 | 238402.6674 | 252830.0575 | 267789.5901 | 282472.111 | 297308.3575 | 312262.175 | 327295.7678 | 342369.7795 | 357443.3879 | 372474.4178 | 387419.4692 | 402234.0625 | 416872.8004 | 431289.5456 | 445437.6142 | 459269.9844 | 472739.5185
OTHER BENEFITS
| Reduction in CO2 emissions |  |  | MWh |  | 0 | 0 | 0 | 0 | 0 | 0 | 0 | 0 | 0 | 0 | 0 | 0 | 0 | 0 | 0 | 0 | 0 | 0 | 0 | 0 | 0 | 0 | 0 | 0 | 0
| Value of reduction in CO2 emissions |  |  | $ |  | 0 | 0 | 0 | 0 | 0 | 0 | 0 | 0 | 0 | 0 | 0 | 0 | 0 | 0 | 0 | 0 | 0 | 0 | 0 | 0 | 0 | 0 | 0 | 0 | 0
| Reliability in worst-served areas | $/MWh | 0 | MWh |  | 0 | 0 | 0 | 0 | 0 | 0 | 0 | 0 | 0 | 0 | 0 | 0 | 0 | 0 | 0 | 0 | 0 | 0 | 0 | 0 | 0 | 0 | 0 | 0 | 0
| Network resilience | $/MWh | 38560 | MWh |  | 0 | 0 | 0 | 0 | 0 | 0 | 0 | 0 | 0 | 0 | 0 | 0 | 0 | 0 | 0 | 0 | 0 | 0 | 0 | 0 | 0 | 0 | 0 | 0 | 0
| Enabling solar exports | $/MWh | 862.6028 | MWh |  | 0 | 0 | 0 | 0 | 0 | 0 | 0 | 0 | 0 | 0 | 0 | 0 | 0 | 0 | 0 | 0 | 0 | 0 | 0 | 0 | 0 | 0 | 0 | 0 | 0
| Aesthetics | $/customer | 0 | customers |  | 0 | 0 | 0 | 0 | 0 | 0 | 0 | 0 | 0 | 0 | 0 | 0 | 0 | 0 | 0 | 0 | 0 | 0 | 0 | 0 | 0 | 0 | 0 | 0 | 0
| Customer value of time (res) | $/customer min | 0.34751 | mins |  | 0 | 0 | 0 | 0 | 0 | 0 | 0 | 0 | 0 | 0 | 0 | 0 | 0 | 0 | 0 | 0 | 0 | 0 | 0 | 0 | 0 | 0 | 0 | 0 | 0
| Customer value of time (bus) | $/customer min | 0.34751 | mins |  | 0 | 0 | 0 | 0 | 0 | 0 | 0 | 0 | 0 | 0 | 0 | 0 | 0 | 0 | 0 | 0 | 0 | 0 | 0 | 0 | 0 | 0 | 0 | 0 | 0
| Communication | $/customer | 0 | customers |  | 0 | 0 | 0 | 0 | 0 | 0 | 0 | 0 | 0 | 0 | 0 | 0 | 0 | 0 | 0 | 0 | 0 | 0 | 0 | 0 | 0 | 0 | 0 | 0 | 0
| Information accessibility | $/customer | 0 | customers |  | 0 | 0 | 0 | 0 | 0 | 0 | 0 | 0 | 0 | 0 | 0 | 0 | 0 | 0 | 0 | 0 | 0 | 0 | 0 | 0 | 0 | 0 | 0 | 0 | 0
| Other benefits 1 |  |  | 2023-12-31 |  | 0 | 0 | 0 | 0 | 0 | 0 | 0 | 0 | 0 | 0 | 0 | 0 | 0 | 0 | 0 | 0 | 0 | 0 | 0 | 0 | 0 | 0 | 0 | 0 | 0
| Other benefits 2 |  |  | 2023-12-31 |  | 0 | 0 | 0 | 0 | 0 | 0 | 0 | 0 | 0 | 0 | 0 | 0 | 0 | 0 | 0 | 0 | 0 | 0 | 0 | 0 | 0 | 0 | 0 | 0 | 0
| Total other benefits |  |  | 2023-12-31 |  | 0 | 0 | 0 | 0 | 0 | 0 | 0 | 0 | 0 | 0 | 0 | 0 | 0 | 0 | 0 | 0 | 0 | 0 | 0 | 0 | 0 | 0 | 0 | 0 | 0
SUMMARY
| Risks mitigated vs base case |  |  | 2023-12-31
Capital expenditure
| < Enter description > |  |  | 2023-12-31 |  | 0 | 0 | 0 | 0 | 0 | 0 | 0 | 0 | 0 | 0 | 0 | 0 | 0 | 0 | 0 | 0 | 0 | 0 | 0 | 0 | 0 | 0 | 0 | 0 | 0
| < Enter description > |  |  | 2023-12-31 |  | 0 | 0 | 0 | 0 | 0 | 0 | 0 | 0 | 0 | 0 | 0 | 0 | 0 | 0 | 0 | 0 | 0 | 0 | 0 | 0 | 0 | 0 | 0 | 0 | 0
| < Enter description > |  |  | 2023-12-31 |  | 0 | 0 | 0 | 0 | 0 | 0 | 0 | 0 | 0 | 0 | 0 | 0 | 0 | 0 | 0 | 0 | 0 | 0 | 0 | 0 | 0 | 0 | 0 | 0 | 0
Cumulative capex
| < Enter description > |  |  | 2023-12-31 |  | 0 | 0 | 0 | 0 | 0 | 0 | 0 | 0 | 0 | 0 | 0 | 0 | 0 | 0 | 0 | 0 | 0 | 0 | 0 | 0 | 0 | 0 | 0 | 0 | 0
| < Enter description > |  |  | 2023-12-31 |  | 0 | 0 | 0 | 0 | 0 | 0 | 0 | 0 | 0 | 0 | 0 | 0 | 0 | 0 | 0 | 0 | 0 | 0 | 0 | 0 | 0 | 0 | 0 | 0 | 0
| < Enter description > |  |  | 2023-12-31 |  | 0 | 0 | 0 | 0 | 0 | 0 | 0 | 0 | 0 | 0 | 0 | 0 | 0 | 0 | 0 | 0 | 0 | 0 | 0 | 0 | 0 | 0 | 0 | 0 | 0
Annualised capex
| Annualised capex - < Enter description > |  |  | 2023-12-31 |  | 0 | 0 | 0 | 0 | 0 | 0 | 0 | 0 | 0 | 0 | 0 | 0 | 0 | 0 | 0 | 0 | 0 | 0 | 0 | 0 | 0 | 0 | 0 | 0 | 0
| Annualised capex - < Enter description > |  |  | 2023-12-31 |  | 0 | 0 | 0 | 0 | 0 | 0 | 0 | 0 | 0 | 0 | 0 | 0 | 0 | 0 | 0 | 0 | 0 | 0 | 0 | 0 | 0 | 0 | 0 | 0 | 0
| Annualised capex - < Enter description > |  |  | 2023-12-31 |  | 0 | 0 | 0 | 0 | 0 | 0 | 0 | 0 | 0 | 0 | 0 | 0 | 0 | 0 | 0 | 0 | 0 | 0 | 0 | 0 | 0 | 0 | 0 | 0 | 0
| Total annualised capex |  |  | 2023-12-31 |  | 0 | 0 | 0 | 0 | 0 | 0 | 0 | 0 | 0 | 0 | 0 | 0 | 0 | 0 | 0 | 0 | 0 | 0 | 0 | 0 | 0 | 0 | 0 | 0 | 0
| Annualised capex |  |  | 2023-12-31 |  | 0 | 0 | 0 | 0 | 0 | 0 | 0 | 0 | 0 | 0 | 0 | 0 | 0 | 0 | 0 | 0 | 0 | 0 | 0 | 0 | 0 | 0 | 0 | 0 | 0
| Operating expenditure |  |  | 2023-12-31 |  | 0 | 0 | 0 | 0 | 0 | 0 | 0 | 0 | 0 | 0 | 0 | 0 | 0 | 0 | 0 | 0 | 0 | 0 | 0 | 0 | 0 | 0 | 0 | 0 | 0
| Risk mitigated |  |  | 2023-12-31 |  | 0 | 0 | 0 | 0 | 0 | 0 | 0 | 0 | 0 | 0 | 0 | 0 | 0 | 0 | 0 | 0 | 0 | 0 | 0 | 0 | 0 | 0 | 0 | 0 | 0
| Other benefits value |  |  | 2023-12-31 |  | 0 | 0 | 0 | 0 | 0 | 0 | 0 | 0 | 0 | 0 | 0 | 0 | 0 | 0 | 0 | 0 | 0 | 0 | 0 | 0 | 0 | 0 | 0 | 0 | 0
| Net benefits |  |  | 2023-12-31 |  | 0 | 0 | 0 | 0 | 0 | 0 | 0 | 0 | 0 | 0 | 0 | 0 | 0 | 0 | 0 | 0 | 0 | 0 | 0 | 0 | 0 | 0 | 0 | 0 | 0
SENSITIVITIES
NPV | Net benefits |  |  | Option 1 (Base Case)NPV |  | 0 | 0 | 0 | 0 | 0 | 0 | 0 | 0 | 0 | 0 | 0 | 0 | 0 | 0 | 0 | 0 | 0 | 0 | 0 | 0 | 0 | 0 | 0 | 0 | 0
| Total annualised capex |  |  |  |  | 0 | 0 | 0 | 0 | 0 | 0 | 0 | 0 | 0 | 0 | 0 | 0 | 0 | 0 | 0 | 0 | 0 | 0 | 0 | 0 | 0 | 0 | 0 | 0 | 0
| Total benefits |  |  |  |  | 0 | 0 | 0 | 0 | 0 | 0 | 0 | 0 | 0 | 0 | 0 | 0 | 0 | 0 | 0 | 0 | 0 | 0 | 0 | 0 | 0 | 0 | 0 | 0 | 0
|  | Capex | Total benefits
sens1 | Capex 10% higher | 10% | 0% | Option 1 (Base Case)sens1 |  | 0 | 0 | 0 | 0 | 0 | 0 | 0 | 0 | 0 | 0 | 0 | 0 | 0 | 0 | 0 | 0 | 0 | 0 | 0 | 0 | 0 | 0 | 0 | 0 | 0
sens2 | Capex 10% lower | -10% | 0% | Option 1 (Base Case)sens2 |  | 0 | 0 | 0 | 0 | 0 | 0 | 0 | 0 | 0 | 0 | 0 | 0 | 0 | 0 | 0 | 0 | 0 | 0 | 0 | 0 | 0 | 0 | 0 | 0 | 0
sens3 | Total benefits 10% higher | 0% | 10% | Option 1 (Base Case)sens3 |  | 0 | 0 | 0 | 0 | 0 | 0 | 0 | 0 | 0 | 0 | 0 | 0 | 0 | 0 | 0 | 0 | 0 | 0 | 0 | 0 | 0 | 0 | 0 | 0 | 0
sens4 | Total benefits 10% lower | 0% | -10% | Option 1 (Base Case)sens4 |  | 0 | 0 | 0 | 0 | 0 | 0 | 0 | 0 | 0 | 0 | 0 | 0 | 0 | 0 | 0 | 0 | 0 | 0 | 0 | 0 | 0 | 0 | 0 | 0 | 0
sens5 | Capex 10% higher & Total benefits 10% lower | 10% | -10% | Option 1 (Base Case)sens5 |  | 0 | 0 | 0 | 0 | 0 | 0 | 0 | 0 | 0 | 0 | 0 | 0 | 0 | 0 | 0 | 0 | 0 | 0 | 0 | 0 | 0 | 0 | 0 | 0 | 0
sens | 0 | 0% | 0% | Option 1 (Base Case)sens |  | 0 | 0 | 0 | 0 | 0 | 0 | 0 | 0 | 0 | 0 | 0 | 0 | 0 | 0 | 0 | 0 | 0 | 0 | 0 | 0 | 0 | 0 | 0 | 0 | 0
sens | 0 | 0% | 0% | Option 1 (Base Case)sens |  | 0 | 0 | 0 | 0 | 0 | 0 | 0 | 0 | 0 | 0 | 0 | 0 | 0 | 0 | 0 | 0 | 0 | 0 | 0 | 0 | 0 | 0 | 0 | 0 | 0
sens | 0 | 0% | 0% | Option 1 (Base Case)sens |  | 0 | 0 | 0 | 0 | 0 | 0 | 0 | 0 | 0 | 0 | 0 | 0 | 0 | 0 | 0 | 0 | 0 | 0 | 0 | 0 | 0 | 0 | 0 | 0 | 0

## Option2
United Energy
FTN relay replacement
OPTION 2 | Replace relays
Count |  |  |  |  | 1 | 2 | 3 | 4 | 5 | 6 | 7 | 8 | 9 | 10 | 11 | 12 | 13 | 14 | 15 | 16 | 17 | 18 | 19 | 20 | 21 | 22 | 23 | 24 | 25
Value of CO2 reductions |  |  |  | $/MWh | 24.7305 | 22.3407 | 20.1963 | 18.0629 | 15.9134 | 13.7151 | 13.7151 | 13.7151 | 13.7151 | 13.7151 | 13.7151 | 13.7151 | 13.7151 | 13.7151 | 13.7151 | 13.7151 | 13.7151 | 13.7151 | 13.7151 | 13.7151 | 13.7151 | 13.7151 | 13.7151 | 13.7151 | 13.7151
|  |  |  | Units | 2026-27 | 2027-28 | 2028-29 | 2029-30 | 2030-31 | 2031-32 | 2032-33 | 2033-34 | 2034-35 | 2035-36 | 2036-37 | 2037-38 | 2038-39 | 2039-40 | 2040-41 | 2041-42 | 2042-43 | 2043-44 | 2044-45 | 2045-46 | 2046-47 | 2047-48 | 2048-49 | 2049-50 | 2050-51
INVESTMENT & OPERATING COST
| Capex |  | Asset life (yrs)
| Relay replacement |  | 25 | 2023-12-31 | 0 | 0 | 0 | 0 | 622600 | 2490400 | 0 | 0 | 0 | 0 | 0 | 0 | 0 | 0 | 0 | 0 | 0 | 0 | 0 | 0 | 0 | 0 | 0 | 0 | 0
|  |  | 0 | 2023-12-31 | 0 | 0 | 0 | 0 | 0 | 0 | 0 | 0 | 0 | 0 | 0 | 0 | 0 | 0 | 0 | 0 | 0 | 0 | 0 | 0 | 0 | 0 | 0 | 0 | 0
|  |  | 0 | 2023-12-31 | 0 | 0 | 0 | 0 | 0 | 0 | 0 | 0 | 0 | 0 | 0 | 0 | 0 | 0 | 0 | 0 | 0 | 0 | 0 | 0 | 0 | 0 | 0 | 0 | 0
| Capital expenditure |  |  | 2023-12-31 | 0 | 0 | 0 | 0 | 622600 | 2490400 | 0 | 0 | 0 | 0 | 0 | 0 | 0 | 0 | 0 | 0 | 0 | 0 | 0 | 0 | 0 | 0 | 0 | 0 | 0
| Operating expenditure |  |  | 2023-12-31 | 0 | 0 | 0 | 0 | 0 | 0 | 0 | 0 | 0 | 0 | 0 | 0 | 0 | 0 | 0 | 0 | 0 | 0 | 0 | 0 | 0 | 0 | 0 | 0 | 0
RISK ASSUMPTIONS
| PoF (major) |  |  |  | 0 | 0 | 0 | 0 | 0 | 0 | 0 | 0 | 0 | 0 | 0 | 0 | 0 | 0 | 0 | 0 | 0 | 0 | 0 | 0 | 0 | 0 | 0 | 0 | 0
| PoF (reparable) |  |  |  | 0 | 0 | 0 | 0 | 0 | 0 | 0 | 0 | 0 | 0 | 0 | 0 | 0 | 0 | 0 | 0 | 0 | 0 | 0 | 0 | 0 | 0 | 0 | 0 | 0
| Energy at risk (weighted) |  |  | MWh | 0.85557 | 0.93967 | 1.0303 | 1.1223 | 1.2153 | 0.0017358 | 0.007002 | 0.015982 | 0.02859 | 0.044814 | 0.064984 | 0.088463 | 0.11553 | 0.14617 | 0.18033 | 0.21796 | 0.25897 | 0.30328 | 0.35075 | 0.40125 | 0.45459 | 0.51057 | 0.56895 | 0.62947 | 0.69181
| Energy at risk value | $/MWh | 39182.4842 | 2023-12-31 | 33523.4106 | 36818.5434 | 40370.9652 | 43975.8753 | 47618.938 | 68.0135 | 274.3574 | 626.1985 | 1120.2348 | 1755.9402 | 2546.2202 | 3466.1821 | 4526.928 | 5727.365 | 7065.8587 | 8540.1358 | 10147.1864 | 11883.1677 | 13743.3109 | 15721.8318 | 17811.8482 | 20005.3062 | 22292.9175 | 24664.1107 | 27107.0005
| Safety consequence | (after DF) |  | 2023-12-31 | 1454.9163 | 1584.2571 | 1717.9821 | 1855.8564 | 1997.6276 | 3.0256 | 12.102 | 27.2262 | 48.3887 | 75.5701 | 108.7371 | 147.839 | 192.8042 | 243.5365 | 299.9118 | 361.7748 | 428.9362 | 501.1701 | 578.2111 | 659.753 | 745.4468 | 834.8996 | 927.6747 | 1023.2912 | 1121.2251
| Unplanned replacements |  |  | 2023-12-31 | 91148.4677 | 99251.4862 | 107629.1698 | 116266.8037 | 125148.5689 | 25.2733 | 101.09 | 227.4245 | 404.198 | 631.248 | 908.2967 | 1234.9209 | 1610.522 | 2034.2962 | 2505.2069 | 3021.9576 | 3582.9671 | 4186.3472 | 4829.8824 | 5511.0139 | 6226.8262 | 6974.0388 | 7749.0027 | 8547.7011 | 9365.7572
| Environmental consequence | (after DF) |  | 2023-12-31 | 0 | 0 | 0 | 0 | 0 | 0 | 0 | 0 | 0 | 0 | 0 | 0 | 0 | 0 | 0 | 0 | 0 | 0 | 0 | 0 | 0 | 0 | 0 | 0 | 0
| < Other risk - enter description > |  |  | 2023-12-31 | 0 | 0 | 0 | 0 | 0 | 0 | 0 | 0 | 0 | 0 | 0 | 0 | 0 | 0 | 0 | 0 | 0 | 0 | 0 | 0 | 0 | 0 | 0 | 0 | 0
| < Other risk - enter description > |  |  | 2023-12-31 | 11958.3333 | 11958.3333 | 11958.3333 | 11958.3333 | 11958.3333 | 7972.2222 | 7972.2222 | 7972.2222 | 7972.2222 | 7972.2222 | 7972.2222 | 7972.2222 | 7972.2222 | 7972.2222 | 7972.2222 | 7972.2222 | 7972.2222 | 7972.2222 | 7972.2222 | 7972.2222 | 7972.2222 | 7972.2222 | 7972.2222 | 7972.2222 | 7972.2222
| Total risk cost |  |  |  | 138085.1279 | 149612.6201 | 161676.4504 | 174056.8688 | 186723.4678 | 8068.5346 | 8359.7717 | 8853.0714 | 9545.0437 | 10434.9804 | 11535.4762 | 12821.1642 | 14302.4764 | 15977.4199 | 17843.1996 | 19896.0904 | 22131.3119 | 24542.9071 | 27123.6267 | 29864.8209 | 32756.3434 | 35786.4669 | 38941.817 | 42207.3252 | 45566.2049
OTHER BENEFITS
| Reduction in CO2 emissions |  |  | MWh | 0 | 0 | 0 | 0 | 0 | 0 | 0 | 0 | 0 | 0 | 0 | 0 | 0 | 0 | 0 | 0 | 0 | 0 | 0 | 0 | 0 | 0 | 0 | 0 | 0
| Value of reduction in CO2 emissions |  |  | $ | 0 | 0 | 0 | 0 | 0 | 0 | 0 | 0 | 0 | 0 | 0 | 0 | 0 | 0 | 0 | 0 | 0 | 0 | 0 | 0 | 0 | 0 | 0 | 0 | 0
| Reliability in worst-served areas | $/MWh | 0 | MWh | 0 | 0 | 0 | 0 | 0 | 0 | 0 | 0 | 0 | 0 | 0 | 0 | 0 | 0 | 0 | 0 | 0 | 0 | 0 | 0 | 0 | 0 | 0 | 0 | 0
| Network resilience | $/MWh | 38560 | MWh | 0 | 0 | 0 | 0 | 0 | 0 | 0 | 0 | 0 | 0 | 0 | 0 | 0 | 0 | 0 | 0 | 0 | 0 | 0 | 0 | 0 | 0 | 0 | 0 | 0
| Enabling solar exports | $/MWh | 862.6028 | MWh | 0 | 0 | 0 | 0 | 0 | 0 | 0 | 0 | 0 | 0 | 0 | 0 | 0 | 0 | 0 | 0 | 0 | 0 | 0 | 0 | 0 | 0 | 0 | 0 | 0
| Aesthetics | $/customer | 0 | customers | 0 | 0 | 0 | 0 | 0 | 0 | 0 | 0 | 0 | 0 | 0 | 0 | 0 | 0 | 0 | 0 | 0 | 0 | 0 | 0 | 0 | 0 | 0 | 0 | 0
| Customer value of time - residential | $/customer min | 0.34751 | mins | 0 | 0 | 0 | 0 | 0 | 0 | 0 | 0 | 0 | 0 | 0 | 0 | 0 | 0 | 0 | 0 | 0 | 0 | 0 | 0 | 0 | 0 | 0 | 0 | 0
| Customer value of time - business | $/customer min | 0.34751 | mins | 0 | 0 | 0 | 0 | 0 | 0 | 0 | 0 | 0 | 0 | 0 | 0 | 0 | 0 | 0 | 0 | 0 | 0 | 0 | 0 | 0 | 0 | 0 | 0 | 0
| Communication | $/customer | 0 | customers | 0 | 0 | 0 | 0 | 0 | 0 | 0 | 0 | 0 | 0 | 0 | 0 | 0 | 0 | 0 | 0 | 0 | 0 | 0 | 0 | 0 | 0 | 0 | 0 | 0
| Information accessibility | $/customer | 0 | customers | 0 | 0 | 0 | 0 | 0 | 0 | 0 | 0 | 0 | 0 | 0 | 0 | 0 | 0 | 0 | 0 | 0 | 0 | 0 | 0 | 0 | 0 | 0 | 0 | 0
| Other benefits 1 |  |  | 2023-12-31 | 0 | 0 | 0 | 0 | 0 | 0 | 0 | 0 | 0 | 0 | 0 | 0 | 0 | 0 | 0 | 0 | 0 | 0 | 0 | 0 | 0 | 0 | 0 | 0 | 0
| Other benefits 2 |  |  | 2023-12-31 | 0 | 0 | 0 | 0 | 0 | 0 | 0 | 0 | 0 | 0 | 0 | 0 | 0 | 0 | 0 | 0 | 0 | 0 | 0 | 0 | 0 | 0 | 0 | 0 | 0
| Total other benefits |  |  | 2023-12-31 | 0 | 0 | 0 | 0 | 0 | 0 | 0 | 0 | 0 | 0 | 0 | 0 | 0 | 0 | 0 | 0 | 0 | 0 | 0 | 0 | 0 | 0 | 0 | 0 | 0
SUMMARY
| Risks mitigated vs base case |  |  | 2023-12-31 | 0 | 0 | 0 | 0 | 0 | 187793.6867 | 201243.0838 | 215211.4569 | 228857.6237 | 242395.0771 | 256254.114 | 269650.9467 | 283005.8811 | 296284.7551 | 309452.5682 | 322473.6891 | 335312.076 | 347931.5107 | 360295.8426 | 372369.2416 | 384116.4571 | 395503.0787 | 406495.7971 | 417062.6592 | 427173.3136
Capital expenditure
| Relay replacement |  |  | 2023-12-31 | 0 | 0 | 0 | 0 | -622600 | -2490400 | 0 | 0 | 0 | 0 | 0 | 0 | 0 | 0 | 0 | 0 | 0 | 0 | 0 | 0 | 0 | 0 | 0 | 0 | 0
| 0 |  |  | 2023-12-31 | 0 | 0 | 0 | 0 | 0 | 0 | 0 | 0 | 0 | 0 | 0 | 0 | 0 | 0 | 0 | 0 | 0 | 0 | 0 | 0 | 0 | 0 | 0 | 0 | 0
| 0 |  |  | 2023-12-31 | 0 | 0 | 0 | 0 | 0 | 0 | 0 | 0 | 0 | 0 | 0 | 0 | 0 | 0 | 0 | 0 | 0 | 0 | 0 | 0 | 0 | 0 | 0 | 0 | 0
Cumulative capex
| Relay replacement |  |  | 2023-12-31 | 0 | 0 | 0 | 0 | -622600 | -3113000 | -3113000 | -3113000 | -3113000 | -3113000 | -3113000 | -3113000 | -3113000 | -3113000 | -3113000 | -3113000 | -3113000 | -3113000 | -3113000 | -3113000 | -3113000 | -3113000 | -3113000 | -3113000 | -3113000
| 0 |  |  | 2023-12-31 | 0 | 0 | 0 | 0 | 0 | 0 | 0 | 0 | 0 | 0 | 0 | 0 | 0 | 0 | 0 | 0 | 0 | 0 | 0 | 0 | 0 | 0 | 0 | 0 | 0
| 0 |  |  | 2023-12-31 | 0 | 0 | 0 | 0 | 0 | 0 | 0 | 0 | 0 | 0 | 0 | 0 | 0 | 0 | 0 | 0 | 0 | 0 | 0 | 0 | 0 | 0 | 0 | 0 | 0
Annualised capex
| Annualised capex - Relay replacement |  |  | 2023-12-31 | 0 | 0 | 0 | 0 | 0 | -37775.6544 | -188878.2722 | -188878.2722 | -188878.2722 | -188878.2722 | -188878.2722 | -188878.2722 | -188878.2722 | -188878.2722 | -188878.2722 | -188878.2722 | -188878.2722 | -188878.2722 | -188878.2722 | -188878.2722 | -188878.2722 | -188878.2722 | -188878.2722 | -188878.2722 | -188878.2722
| Annualised capex - |  |  | 2023-12-31 | 0 | 0 | 0 | 0 | 0 | 0 | 0 | 0 | 0 | 0 | 0 | 0 | 0 | 0 | 0 | 0 | 0 | 0 | 0 | 0 | 0 | 0 | 0 | 0 | 0
| Annualised capex - |  |  | 2023-12-31 | 0 | 0 | 0 | 0 | 0 | 0 | 0 | 0 | 0 | 0 | 0 | 0 | 0 | 0 | 0 | 0 | 0 | 0 | 0 | 0 | 0 | 0 | 0 | 0 | 0
| Total annualised capex |  |  | 2023-12-31 | 0 | 0 | 0 | 0 | 0 | -37775.6544 | -188878.2722 | -188878.2722 | -188878.2722 | -188878.2722 | -188878.2722 | -188878.2722 | -188878.2722 | -188878.2722 | -188878.2722 | -188878.2722 | -188878.2722 | -188878.2722 | -188878.2722 | -188878.2722 | -188878.2722 | -188878.2722 | -188878.2722 | -188878.2722 | -188878.2722
| Annualised capex |  |  | 2023-12-31 | 0 | 0 | 0 | 0 | 0 | -37775.6544 | -188878.2722 | -188878.2722 | -188878.2722 | -188878.2722 | -188878.2722 | -188878.2722 | -188878.2722 | -188878.2722 | -188878.2722 | -188878.2722 | -188878.2722 | -188878.2722 | -188878.2722 | -188878.2722 | -188878.2722 | -188878.2722 | -188878.2722 | -188878.2722 | -188878.2722
| Operating expenditure |  |  | 2023-12-31 | 0 | 0 | 0 | 0 | 0 | 0 | 0 | 0 | 0 | 0 | 0 | 0 | 0 | 0 | 0 | 0 | 0 | 0 | 0 | 0 | 0 | 0 | 0 | 0 | 0
| Risk mitigated |  |  | 2023-12-31 | 0 | 0 | 0 | 0 | 0 | 187793.6867 | 201243.0838 | 215211.4569 | 228857.6237 | 242395.0771 | 256254.114 | 269650.9467 | 283005.8811 | 296284.7551 | 309452.5682 | 322473.6891 | 335312.076 | 347931.5107 | 360295.8426 | 372369.2416 | 384116.4571 | 395503.0787 | 406495.7971 | 417062.6592 | 427173.3136
| Other benefits value |  |  | 2023-12-31 | 0 | 0 | 0 | 0 | 0 | 0 | 0 | 0 | 0 | 0 | 0 | 0 | 0 | 0 | 0 | 0 | 0 | 0 | 0 | 0 | 0 | 0 | 0 | 0 | 0
| Net benefits |  |  | 2023-12-31 | 0 | 0 | 0 | 0 | 0 | 150018.0322 | 12364.8116 | 26333.1847 | 39979.3514 | 53516.8049 | 67375.8417 | 80772.6745 | 94127.6089 | 107406.4828 | 120574.296 | 133595.4169 | 146433.8038 | 159053.2384 | 171417.5703 | 183490.9694 | 195238.1848 | 206624.8064 | 217617.5249 | 228184.387 | 238295.0413
| First capex year |  |  | 5
| First year |  |  | 5
SENSITIVITIES
NPV | Net benefits |  |  | Option 2NPV | 0 | 0 | 0 | 0 | 0 | 150018.0322 | 12364.8116 | 26333.1847 | 39979.3514 | 53516.8049 | 67375.8417 | 80772.6745 | 94127.6089 | 107406.4828 | 120574.296 | 133595.4169 | 146433.8038 | 159053.2384 | 171417.5703 | 183490.9694 | 195238.1848 | 206624.8064 | 217617.5249 | 228184.387 | 238295.0413
| Total annualised capex |  |  |  | 0 | 0 | 0 | 0 | 0 | -37775.6544 | -188878.2722 | -188878.2722 | -188878.2722 | -188878.2722 | -188878.2722 | -188878.2722 | -188878.2722 | -188878.2722 | -188878.2722 | -188878.2722 | -188878.2722 | -188878.2722 | -188878.2722 | -188878.2722 | -188878.2722 | -188878.2722 | -188878.2722 | -188878.2722 | -188878.2722
| Total benefits |  |  |  | 0 | 0 | 0 | 0 | 0 | 187793.6867 | 201243.0838 | 215211.4569 | 228857.6237 | 242395.0771 | 256254.114 | 269650.9467 | 283005.8811 | 296284.7551 | 309452.5682 | 322473.6891 | 335312.076 | 347931.5107 | 360295.8426 | 372369.2416 | 384116.4571 | 395503.0787 | 406495.7971 | 417062.6592 | 427173.3136
|  | Capex | Total benefits
sens1 | Capex 10% higher | 10% | 0% | Option 2sens1 | 0 | 0 | 0 | 0 | 0 | 146240.4668 | -6523.0156 | 7445.3575 | 21091.5242 | 34628.9777 | 48488.0145 | 61884.8473 | 75239.7817 | 88518.6556 | 101686.4688 | 114707.5896 | 127545.9765 | 140165.4112 | 152529.7431 | 164603.1422 | 176350.3576 | 187736.9792 | 198729.6977 | 209296.5597 | 219407.2141
sens2 | Capex 10% lower | -10% | 0% | Option 2sens2 | 0 | 0 | 0 | 0 | 0 | 153795.5977 | 31252.6388 | 45221.0119 | 58867.1786 | 72404.6321 | 86263.669 | 99660.5017 | 113015.4361 | 126294.3101 | 139462.1232 | 152483.2441 | 165321.631 | 177941.0657 | 190305.3975 | 202378.7966 | 214126.012 | 225512.6337 | 236505.3521 | 247072.2142 | 257182.8686
sens3 | Total benefits 10% higher | 0% | 10% | Option 2sens3 | 0 | 0 | 0 | 0 | 0 | 168797.4009 | 32489.12 | 47854.3304 | 62865.1138 | 77756.3126 | 93001.2531 | 107737.7692 | 122428.197 | 137034.9583 | 151519.5528 | 165842.7858 | 179965.0114 | 193846.3895 | 207447.1546 | 220727.8935 | 233649.8305 | 246175.1143 | 258267.1046 | 269890.6529 | 281012.3727
sens4 | Total benefits 10% lower | 0% | -10% | Option 2sens4 | 0 | 0 | 0 | 0 | 0 | 131238.6636 | -7759.4968 | 4812.039 | 17093.5891 | 29277.2972 | 41750.4303 | 53807.5798 | 65827.0208 | 77778.0073 | 89629.0392 | 101348.0479 | 112902.5962 | 124260.0874 | 135387.9861 | 146254.0452 | 156826.5391 | 167074.4986 | 176967.9452 | 186478.121 | 195577.71
sens5 | Capex 10% higher & Total benefits 10% lower | 10% | -10% | Option 2sens5 | 0 | 0 | 0 | 0 | 0 | 127461.0981 | -26647.324 | -14075.7882 | -1794.2382 | 10389.4699 | 22862.6031 | 34919.7526 | 46939.1936 | 58890.1801 | 70741.2119 | 82460.2207 | 94014.7689 | 105372.2602 | 116500.1588 | 127366.218 | 137938.7119 | 148186.6713 | 158080.118 | 167590.2938 | 176689.8828
sens | 0 | 0% | 0% | Option 2sens | 0 | 0 | 0 | 0 | 0 | 150018.0322 | 12364.8116 | 26333.1847 | 39979.3514 | 53516.8049 | 67375.8417 | 80772.6745 | 94127.6089 | 107406.4828 | 120574.296 | 133595.4169 | 146433.8038 | 159053.2384 | 171417.5703 | 183490.9694 | 195238.1848 | 206624.8064 | 217617.5249 | 228184.387 | 238295.0413
sens | 0 | 0% | 0% | Option 2sens | 0 | 0 | 0 | 0 | 0 | 150018.0322 | 12364.8116 | 26333.1847 | 39979.3514 | 53516.8049 | 67375.8417 | 80772.6745 | 94127.6089 | 107406.4828 | 120574.296 | 133595.4169 | 146433.8038 | 159053.2384 | 171417.5703 | 183490.9694 | 195238.1848 | 206624.8064 | 217617.5249 | 228184.387 | 238295.0413
sens | 0 | 0% | 0% | Option 2sens | 0 | 0 | 0 | 0 | 0 | 150018.0322 | 12364.8116 | 26333.1847 | 39979.3514 | 53516.8049 | 67375.8417 | 80772.6745 | 94127.6089 | 107406.4828 | 120574.296 | 133595.4169 | 146433.8038 | 159053.2384 | 171417.5703 | 183490.9694 | 195238.1848 | 206624.8064 | 217617.5249 | 228184.387 | 238295.0413

## Option3
United Energy
FTN relay replacement
OPTION 3 | 0
Not used
Count |  |  |  |  | 1 | 2 | 3 | 4 | 5 | 6 | 7 | 8 | 9 | 10 | 11 | 12 | 13 | 14 | 15 | 16 | 17 | 18 | 19 | 20 | 21 | 22 | 23 | 24 | 25
Value of CO2 reductions |  |  |  | $/MWh | 24.7305 | 22.3407 | 20.1963 | 18.0629 | 15.9134 | 13.7151 | 13.7151 | 13.7151 | 13.7151 | 13.7151 | 13.7151 | 13.7151 | 13.7151 | 13.7151 | 13.7151 | 13.7151 | 13.7151 | 13.7151 | 13.7151 | 13.7151 | 13.7151 | 13.7151 | 13.7151 | 13.7151 | 13.7151
|  |  |  | Units | 2026-27 | 2027-28 | 2028-29 | 2029-30 | 2030-31 | 2031-32 | 2032-33 | 2033-34 | 2034-35 | 2035-36 | 2036-37 | 2037-38 | 2038-39 | 2039-40 | 2040-41 | 2041-42 | 2042-43 | 2043-44 | 2044-45 | 2045-46 | 2046-47 | 2047-48 | 2048-49 | 2049-50 | 2050-51
INVESTMENT & OPERATING COST
| Capex |  | Asset life (yrs)
| < Enter description > |  | 0 | 2023-12-31 | 0 | 0 | 0 | 0 | 0 | 0 | 0 | 0 | 0 | 0 | 0 | 0 | 0 | 0 | 0 | 0 | 0 | 0 | 0 | 0 | 0 | 0 | 0 | 0 | 0
| < Enter description > |  | 0 | 2023-12-31 | 0 | 0 | 0 | 0 | 0 | 0 | 0 | 0 | 0 | 0 | 0 | 0 | 0 | 0 | 0 | 0 | 0 | 0 | 0 | 0 | 0 | 0 | 0 | 0 | 0
| < Enter description > |  | 0 | 2023-12-31 | 0 | 0 | 0 | 0 | 0 | 0 | 0 | 0 | 0 | 0 | 0 | 0 | 0 | 0 | 0 | 0 | 0 | 0 | 0 | 0 | 0 | 0 | 0 | 0 | 0
| Capital expenditure |  |  | 2023-12-31 | 0 | 0 | 0 | 0 | 0 | 0 | 0 | 0 | 0 | 0 | 0 | 0 | 0 | 0 | 0 | 0 | 0 | 0 | 0 | 0 | 0 | 0 | 0 | 0 | 0
| Operating expenditure |  |  | 2023-12-31 | 0 | 0 | 0 | 0 | 0 | 0 | 0 | 0 | 0 | 0 | 0 | 0 | 0 | 0 | 0 | 0 | 0 | 0 | 0 | 0 | 0 | 0 | 0 | 0 | 0
RISK ASSUMPTIONS
| PoF (major) |  |  |  | 0 | 0 | 0 | 0 | 0 | 0 | 0 | 0 | 0 | 0 | 0 | 0 | 0 | 0 | 0 | 0 | 0 | 0 | 0 | 0 | 0 | 0 | 0 | 0 | 0
| PoF (reparable) |  |  |  | 0 | 0 | 0 | 0 | 0 | 0 | 0 | 0 | 0 | 0 | 0 | 0 | 0 | 0 | 0 | 0 | 0 | 0 | 0 | 0 | 0 | 0 | 0 | 0 | 0
| Energy at risk (weighted) |  |  | MWh | 0 | 0 | 0 | 0 | 0 | 0 | 0 | 0 | 0 | 0 | 0 | 0 | 0 | 0 | 0 | 0 | 0 | 0 | 0 | 0 | 0 | 0 | 0 | 0 | 0
| Energy at risk value | $/MWh | 39182.4842 | 2023-12-31 | 0 | 0 | 0 | 0 | 0 | 0 | 0 | 0 | 0 | 0 | 0 | 0 | 0 | 0 | 0 | 0 | 0 | 0 | 0 | 0 | 0 | 0 | 0 | 0 | 0
| Safety consequence | (after DF) |  | 2023-12-31 | 0 | 0 | 0 | 0 | 0 | 0 | 0 | 0 | 0 | 0 | 0 | 0 | 0 | 0 | 0 | 0 | 0 | 0 | 0 | 0 | 0 | 0 | 0 | 0 | 0
| Unplanned replacements |  |  | 2023-12-31 | 0 | 0 | 0 | 0 | 0 | 0 | 0 | 0 | 0 | 0 | 0 | 0 | 0 | 0 | 0 | 0 | 0 | 0 | 0 | 0 | 0 | 0 | 0 | 0 | 0
| Environmental consequence | (after DF) |  | 2023-12-31 | 0 | 0 | 0 | 0 | 0 | 0 | 0 | 0 | 0 | 0 | 0 | 0 | 0 | 0 | 0 | 0 | 0 | 0 | 0 | 0 | 0 | 0 | 0 | 0 | 0
| < Other risk - enter description > |  |  | 2023-12-31 | 0 | 0 | 0 | 0 | 0 | 0 | 0 | 0 | 0 | 0 | 0 | 0 | 0 | 0 | 0 | 0 | 0 | 0 | 0 | 0 | 0 | 0 | 0 | 0 | 0
| < Other risk - enter description > |  |  | 2023-12-31 | 0 | 0 | 0 | 0 | 0 | 0 | 0 | 0 | 0 | 0 | 0 | 0 | 0 | 0 | 0 | 0 | 0 | 0 | 0 | 0 | 0 | 0 | 0 | 0 | 0
| Total risk cost |  |  |  | 0 | 0 | 0 | 0 | 0 | 0 | 0 | 0 | 0 | 0 | 0 | 0 | 0 | 0 | 0 | 0 | 0 | 0 | 0 | 0 | 0 | 0 | 0 | 0 | 0
OTHER BENEFITS
| Reduction in CO2 emissions |  |  | MWh | 0 | 0 | 0 | 0 | 0 | 0 | 0 | 0 | 0 | 0 | 0 | 0 | 0 | 0 | 0 | 0 | 0 | 0 | 0 | 0 | 0 | 0 | 0 | 0 | 0
| Value of reduction in CO2 emissions |  |  | $ | 0 | 0 | 0 | 0 | 0 | 0 | 0 | 0 | 0 | 0 | 0 | 0 | 0 | 0 | 0 | 0 | 0 | 0 | 0 | 0 | 0 | 0 | 0 | 0 | 0
| Reliability in worst-served areas | $/MWh | 0 | MWh | 0 | 0 | 0 | 0 | 0 | 0 | 0 | 0 | 0 | 0 | 0 | 0 | 0 | 0 | 0 | 0 | 0 | 0 | 0 | 0 | 0 | 0 | 0 | 0 | 0
| Network resilience | $/MWh | 38560 | MWh | 0 | 0 | 0 | 0 | 0 | 0 | 0 | 0 | 0 | 0 | 0 | 0 | 0 | 0 | 0 | 0 | 0 | 0 | 0 | 0 | 0 | 0 | 0 | 0 | 0
| Enabling solar exports | $/MWh | 862.6028 | MWh | 0 | 0 | 0 | 0 | 0 | 0 | 0 | 0 | 0 | 0 | 0 | 0 | 0 | 0 | 0 | 0 | 0 | 0 | 0 | 0 | 0 | 0 | 0 | 0 | 0
| Aesthetics | $/customer | 0 | customers | 0 | 0 | 0 | 0 | 0 | 0 | 0 | 0 | 0 | 0 | 0 | 0 | 0 | 0 | 0 | 0 | 0 | 0 | 0 | 0 | 0 | 0 | 0 | 0 | 0
| Customer value of time (res) | $/customer min | 0.34751 | mins | 0 | 0 | 0 | 0 | 0 | 0 | 0 | 0 | 0 | 0 | 0 | 0 | 0 | 0 | 0 | 0 | 0 | 0 | 0 | 0 | 0 | 0 | 0 | 0 | 0
| Customer value of time (bus) | $/customer min | 0.34751 | mins | 0 | 0 | 0 | 0 | 0 | 0 | 0 | 0 | 0 | 0 | 0 | 0 | 0 | 0 | 0 | 0 | 0 | 0 | 0 | 0 | 0 | 0 | 0 | 0 | 0
| Communication | $/customer | 0 | customers | 0 | 0 | 0 | 0 | 0 | 0 | 0 | 0 | 0 | 0 | 0 | 0 | 0 | 0 | 0 | 0 | 0 | 0 | 0 | 0 | 0 | 0 | 0 | 0 | 0
| Information accessibility | $/customer | 0 | customers | 0 | 0 | 0 | 0 | 0 | 0 | 0 | 0 | 0 | 0 | 0 | 0 | 0 | 0 | 0 | 0 | 0 | 0 | 0 | 0 | 0 | 0 | 0 | 0 | 0
| Other benefits 1 |  |  | 2023-12-31 | 0 | 0 | 0 | 0 | 0 | 0 | 0 | 0 | 0 | 0 | 0 | 0 | 0 | 0 | 0 | 0 | 0 | 0 | 0 | 0 | 0 | 0 | 0 | 0 | 0
| Other benefits 2 |  |  | 2023-12-31 | 0 | 0 | 0 | 0 | 0 | 0 | 0 | 0 | 0 | 0 | 0 | 0 | 0 | 0 | 0 | 0 | 0 | 0 | 0 | 0 | 0 | 0 | 0 | 0 | 0
| Total other benefits |  |  | 2023-12-31 | 0 | 0 | 0 | 0 | 0 | 0 | 0 | 0 | 0 | 0 | 0 | 0 | 0 | 0 | 0 | 0 | 0 | 0 | 0 | 0 | 0 | 0 | 0 | 0 | 0
SUMMARY
| Risks mitigated vs base case |  |  | 2023-12-31 | 0 | 0 | 0 | 0 | 0 | 0 | 0 | 0 | 0 | 0 | 0 | 0 | 0 | 0 | 0 | 0 | 0 | 0 | 0 | 0 | 0 | 0 | 0 | 0 | 0
Capital expenditure
| < Enter description > |  |  | 2023-12-31 | 0 | 0 | 0 | 0 | 0 | 0 | 0 | 0 | 0 | 0 | 0 | 0 | 0 | 0 | 0 | 0 | 0 | 0 | 0 | 0 | 0 | 0 | 0 | 0 | 0
| < Enter description > |  |  | 2023-12-31 | 0 | 0 | 0 | 0 | 0 | 0 | 0 | 0 | 0 | 0 | 0 | 0 | 0 | 0 | 0 | 0 | 0 | 0 | 0 | 0 | 0 | 0 | 0 | 0 | 0
| < Enter description > |  |  | 2023-12-31 | 0 | 0 | 0 | 0 | 0 | 0 | 0 | 0 | 0 | 0 | 0 | 0 | 0 | 0 | 0 | 0 | 0 | 0 | 0 | 0 | 0 | 0 | 0 | 0 | 0
Cumulative capex
| < Enter description > |  |  | 2023-12-31 | 0 | 0 | 0 | 0 | 0 | 0 | 0 | 0 | 0 | 0 | 0 | 0 | 0 | 0 | 0 | 0 | 0 | 0 | 0 | 0 | 0 | 0 | 0 | 0 | 0
| < Enter description > |  |  | 2023-12-31 | 0 | 0 | 0 | 0 | 0 | 0 | 0 | 0 | 0 | 0 | 0 | 0 | 0 | 0 | 0 | 0 | 0 | 0 | 0 | 0 | 0 | 0 | 0 | 0 | 0
| < Enter description > |  |  | 2023-12-31 | 0 | 0 | 0 | 0 | 0 | 0 | 0 | 0 | 0 | 0 | 0 | 0 | 0 | 0 | 0 | 0 | 0 | 0 | 0 | 0 | 0 | 0 | 0 | 0 | 0
Annualised capex
| Annualised capex - < Enter description > |  |  | 2023-12-31 | 0 | 0 | 0 | 0 | 0 | 0 | 0 | 0 | 0 | 0 | 0 | 0 | 0 | 0 | 0 | 0 | 0 | 0 | 0 | 0 | 0 | 0 | 0 | 0 | 0
| Annualised capex - < Enter description > |  |  | 2023-12-31 | 0 | 0 | 0 | 0 | 0 | 0 | 0 | 0 | 0 | 0 | 0 | 0 | 0 | 0 | 0 | 0 | 0 | 0 | 0 | 0 | 0 | 0 | 0 | 0 | 0
| Annualised capex - < Enter description > |  |  | 2023-12-31 | 0 | 0 | 0 | 0 | 0 | 0 | 0 | 0 | 0 | 0 | 0 | 0 | 0 | 0 | 0 | 0 | 0 | 0 | 0 | 0 | 0 | 0 | 0 | 0 | 0
| Total annualised capex |  |  | 2023-12-31 | 0 | 0 | 0 | 0 | 0 | 0 | 0 | 0 | 0 | 0 | 0 | 0 | 0 | 0 | 0 | 0 | 0 | 0 | 0 | 0 | 0 | 0 | 0 | 0 | 0
| Annualised capex |  |  | 2023-12-31 | 0 | 0 | 0 | 0 | 0 | 0 | 0 | 0 | 0 | 0 | 0 | 0 | 0 | 0 | 0 | 0 | 0 | 0 | 0 | 0 | 0 | 0 | 0 | 0 | 0
| Operating expenditure |  |  | 2023-12-31 | 0 | 0 | 0 | 0 | 0 | 0 | 0 | 0 | 0 | 0 | 0 | 0 | 0 | 0 | 0 | 0 | 0 | 0 | 0 | 0 | 0 | 0 | 0 | 0 | 0
| Risk mitigated |  |  | 2023-12-31 | 0 | 0 | 0 | 0 | 0 | 0 | 0 | 0 | 0 | 0 | 0 | 0 | 0 | 0 | 0 | 0 | 0 | 0 | 0 | 0 | 0 | 0 | 0 | 0 | 0
| Other benefits value |  |  | 2023-12-31 | 0 | 0 | 0 | 0 | 0 | 0 | 0 | 0 | 0 | 0 | 0 | 0 | 0 | 0 | 0 | 0 | 0 | 0 | 0 | 0 | 0 | 0 | 0 | 0 | 0
| Net benefits |  |  | 2023-12-31 | 0 | 0 | 0 | 0 | 0 | 0 | 0 | 0 | 0 | 0 | 0 | 0 | 0 | 0 | 0 | 0 | 0 | 0 | 0 | 0 | 0 | 0 | 0 | 0 | 0
| First capex year |  |  | 0
| First year |  |  | Not used
SENSITIVITIES
NPV | Net benefits |  |  | Option 3NPV | 0 | 0 | 0 | 0 | 0 | 0 | 0 | 0 | 0 | 0 | 0 | 0 | 0 | 0 | 0 | 0 | 0 | 0 | 0 | 0 | 0 | 0 | 0 | 0 | 0
| Total annualised capex |  |  |  | 0 | 0 | 0 | 0 | 0 | 0 | 0 | 0 | 0 | 0 | 0 | 0 | 0 | 0 | 0 | 0 | 0 | 0 | 0 | 0 | 0 | 0 | 0 | 0 | 0
| Total benefits |  |  |  | 0 | 0 | 0 | 0 | 0 | 0 | 0 | 0 | 0 | 0 | 0 | 0 | 0 | 0 | 0 | 0 | 0 | 0 | 0 | 0 | 0 | 0 | 0 | 0 | 0
|  | Capex | Total benefits
sens1 | Capex 10% higher | 10% | 0% | Option 3sens1 | 0 | 0 | 0 | 0 | 0 | 0 | 0 | 0 | 0 | 0 | 0 | 0 | 0 | 0 | 0 | 0 | 0 | 0 | 0 | 0 | 0 | 0 | 0 | 0 | 0
sens2 | Capex 10% lower | -10% | 0% | Option 3sens2 | 0 | 0 | 0 | 0 | 0 | 0 | 0 | 0 | 0 | 0 | 0 | 0 | 0 | 0 | 0 | 0 | 0 | 0 | 0 | 0 | 0 | 0 | 0 | 0 | 0
sens3 | Total benefits 10% higher | 0% | 10% | Option 3sens3 | 0 | 0 | 0 | 0 | 0 | 0 | 0 | 0 | 0 | 0 | 0 | 0 | 0 | 0 | 0 | 0 | 0 | 0 | 0 | 0 | 0 | 0 | 0 | 0 | 0
sens4 | Total benefits 10% lower | 0% | -10% | Option 3sens4 | 0 | 0 | 0 | 0 | 0 | 0 | 0 | 0 | 0 | 0 | 0 | 0 | 0 | 0 | 0 | 0 | 0 | 0 | 0 | 0 | 0 | 0 | 0 | 0 | 0
sens5 | Capex 10% higher & Total benefits 10% lower | 10% | -10% | Option 3sens5 | 0 | 0 | 0 | 0 | 0 | 0 | 0 | 0 | 0 | 0 | 0 | 0 | 0 | 0 | 0 | 0 | 0 | 0 | 0 | 0 | 0 | 0 | 0 | 0 | 0
sens | 0 | 0% | 0% | Option 3sens | 0 | 0 | 0 | 0 | 0 | 0 | 0 | 0 | 0 | 0 | 0 | 0 | 0 | 0 | 0 | 0 | 0 | 0 | 0 | 0 | 0 | 0 | 0 | 0 | 0
sens | 0 | 0% | 0% | Option 3sens | 0 | 0 | 0 | 0 | 0 | 0 | 0 | 0 | 0 | 0 | 0 | 0 | 0 | 0 | 0 | 0 | 0 | 0 | 0 | 0 | 0 | 0 | 0 | 0 | 0
sens | 0 | 0% | 0% | Option 3sens | 0 | 0 | 0 | 0 | 0 | 0 | 0 | 0 | 0 | 0 | 0 | 0 | 0 | 0 | 0 | 0 | 0 | 0 | 0 | 0 | 0 | 0 | 0 | 0 | 0

## Option4
United Energy
FTN relay replacement
OPTION 4 | 0
Not used
Count |  |  |  |  | 1 | 2 | 3 | 4 | 5 | 6 | 7 | 8 | 9 | 10 | 11 | 12 | 13 | 14 | 15 | 16 | 17 | 18 | 19 | 20 | 21 | 22 | 23 | 24 | 25
Value of CO2 reductions |  |  |  | $/MWh | 24.7305 | 22.3407 | 20.1963 | 18.0629 | 15.9134 | 13.7151 | 13.7151 | 13.7151 | 13.7151 | 13.7151 | 13.7151 | 13.7151 | 13.7151 | 13.7151 | 13.7151 | 13.7151 | 13.7151 | 13.7151 | 13.7151 | 13.7151 | 13.7151 | 13.7151 | 13.7151 | 13.7151 | 13.7151
|  |  |  | Units | 2026-27 | 2027-28 | 2028-29 | 2029-30 | 2030-31 | 2031-32 | 2032-33 | 2033-34 | 2034-35 | 2035-36 | 2036-37 | 2037-38 | 2038-39 | 2039-40 | 2040-41 | 2041-42 | 2042-43 | 2043-44 | 2044-45 | 2045-46 | 2046-47 | 2047-48 | 2048-49 | 2049-50 | 2050-51
INVESTMENT & OPERATING COST
| Capex |  | Asset life (yrs)
| < Enter description > |  | 0 | 2023-12-31 | 0 | 0 | 0 | 0 | 0 | 0 | 0 | 0 | 0 | 0 | 0 | 0 | 0 | 0 | 0 | 0 | 0 | 0 | 0 | 0 | 0 | 0 | 0 | 0 | 0
| < Enter description > |  | 0 | 2023-12-31 | 0 | 0 | 0 | 0 | 0 | 0 | 0 | 0 | 0 | 0 | 0 | 0 | 0 | 0 | 0 | 0 | 0 | 0 | 0 | 0 | 0 | 0 | 0 | 0 | 0
| < Enter description > |  | 0 | 2023-12-31 | 0 | 0 | 0 | 0 | 0 | 0 | 0 | 0 | 0 | 0 | 0 | 0 | 0 | 0 | 0 | 0 | 0 | 0 | 0 | 0 | 0 | 0 | 0 | 0 | 0
| Capital expenditure |  |  | 2023-12-31 | 0 | 0 | 0 | 0 | 0 | 0 | 0 | 0 | 0 | 0 | 0 | 0 | 0 | 0 | 0 | 0 | 0 | 0 | 0 | 0 | 0 | 0 | 0 | 0 | 0
| Operating expenditure |  |  | 2023-12-31 | 0 | 0 | 0 | 0 | 0 | 0 | 0 | 0 | 0 | 0 | 0 | 0 | 0 | 0 | 0 | 0 | 0 | 0 | 0 | 0 | 0 | 0 | 0 | 0 | 0
RISK ASSUMPTIONS
| PoF (major) |  |  |  | 0 | 0 | 0 | 0 | 0 | 0 | 0 | 0 | 0 | 0 | 0 | 0 | 0 | 0 | 0 | 0 | 0 | 0 | 0 | 0 | 0 | 0 | 0 | 0 | 0
| PoF (reparable) |  |  |  | 0 | 0 | 0 | 0 | 0 | 0 | 0 | 0 | 0 | 0 | 0 | 0 | 0 | 0 | 0 | 0 | 0 | 0 | 0 | 0 | 0 | 0 | 0 | 0 | 0
| Energy at risk (weighted) |  |  | MWh | 0 | 0 | 0 | 0 | 0 | 0 | 0 | 0 | 0 | 0 | 0 | 0 | 0 | 0 | 0 | 0 | 0 | 0 | 0 | 0 | 0 | 0 | 0 | 0 | 0
| Energy at risk value | $/MWh | 39182.4842 | 2023-12-31 | 0 | 0 | 0 | 0 | 0 | 0 | 0 | 0 | 0 | 0 | 0 | 0 | 0 | 0 | 0 | 0 | 0 | 0 | 0 | 0 | 0 | 0 | 0 | 0 | 0
| Safety consequence | (after DF) |  | 2023-12-31 | 0 | 0 | 0 | 0 | 0 | 0 | 0 | 0 | 0 | 0 | 0 | 0 | 0 | 0 | 0 | 0 | 0 | 0 | 0 | 0 | 0 | 0 | 0 | 0 | 0
| Unplanned replacements |  |  | 2023-12-31 | 0 | 0 | 0 | 0 | 0 | 0 | 0 | 0 | 0 | 0 | 0 | 0 | 0 | 0 | 0 | 0 | 0 | 0 | 0 | 0 | 0 | 0 | 0 | 0 | 0
| Environmental consequence | (after DF) |  | 2023-12-31 | 0 | 0 | 0 | 0 | 0 | 0 | 0 | 0 | 0 | 0 | 0 | 0 | 0 | 0 | 0 | 0 | 0 | 0 | 0 | 0 | 0 | 0 | 0 | 0 | 0
| < Other risk - enter description > |  |  | 2023-12-31 | 0 | 0 | 0 | 0 | 0 | 0 | 0 | 0 | 0 | 0 | 0 | 0 | 0 | 0 | 0 | 0 | 0 | 0 | 0 | 0 | 0 | 0 | 0 | 0 | 0
| < Other risk - enter description > |  |  | 2023-12-31 | 0 | 0 | 0 | 0 | 0 | 0 | 0 | 0 | 0 | 0 | 0 | 0 | 0 | 0 | 0 | 0 | 0 | 0 | 0 | 0 | 0 | 0 | 0 | 0 | 0
| Total risk cost |  |  |  | 0 | 0 | 0 | 0 | 0 | 0 | 0 | 0 | 0 | 0 | 0 | 0 | 0 | 0 | 0 | 0 | 0 | 0 | 0 | 0 | 0 | 0 | 0 | 0 | 0
OTHER BENEFITS
| Reduction in CO2 emissions |  |  | MWh | 0 | 0 | 0 | 0 | 0 | 0 | 0 | 0 | 0 | 0 | 0 | 0 | 0 | 0 | 0 | 0 | 0 | 0 | 0 | 0 | 0 | 0 | 0 | 0 | 0
| Value of reduction in CO2 emissions |  |  | $ | 0 | 0 | 0 | 0 | 0 | 0 | 0 | 0 | 0 | 0 | 0 | 0 | 0 | 0 | 0 | 0 | 0 | 0 | 0 | 0 | 0 | 0 | 0 | 0 | 0
| Reliability in worst-served areas | $/MWh | 0 | MWh | 0 | 0 | 0 | 0 | 0 | 0 | 0 | 0 | 0 | 0 | 0 | 0 | 0 | 0 | 0 | 0 | 0 | 0 | 0 | 0 | 0 | 0 | 0 | 0 | 0
| Network resilience | $/MWh | 38560 | MWh | 0 | 0 | 0 | 0 | 0 | 0 | 0 | 0 | 0 | 0 | 0 | 0 | 0 | 0 | 0 | 0 | 0 | 0 | 0 | 0 | 0 | 0 | 0 | 0 | 0
| Enabling solar exports | $/MWh | 862.6028 | MWh | 0 | 0 | 0 | 0 | 0 | 0 | 0 | 0 | 0 | 0 | 0 | 0 | 0 | 0 | 0 | 0 | 0 | 0 | 0 | 0 | 0 | 0 | 0 | 0 | 0
| Aesthetics | $/customer | 0 | customers | 0 | 0 | 0 | 0 | 0 | 0 | 0 | 0 | 0 | 0 | 0 | 0 | 0 | 0 | 0 | 0 | 0 | 0 | 0 | 0 | 0 | 0 | 0 | 0 | 0
| Customer value of time (res) | $/customer min | 0.34751 | mins | 0 | 0 | 0 | 0 | 0 | 0 | 0 | 0 | 0 | 0 | 0 | 0 | 0 | 0 | 0 | 0 | 0 | 0 | 0 | 0 | 0 | 0 | 0 | 0 | 0
| Customer value of time (bus) | $/customer min | 0.34751 | mins | 0 | 0 | 0 | 0 | 0 | 0 | 0 | 0 | 0 | 0 | 0 | 0 | 0 | 0 | 0 | 0 | 0 | 0 | 0 | 0 | 0 | 0 | 0 | 0 | 0
| Communication | $/customer | 0 | customers | 0 | 0 | 0 | 0 | 0 | 0 | 0 | 0 | 0 | 0 | 0 | 0 | 0 | 0 | 0 | 0 | 0 | 0 | 0 | 0 | 0 | 0 | 0 | 0 | 0
| Information accessibility | $/customer | 0 | customers | 0 | 0 | 0 | 0 | 0 | 0 | 0 | 0 | 0 | 0 | 0 | 0 | 0 | 0 | 0 | 0 | 0 | 0 | 0 | 0 | 0 | 0 | 0 | 0 | 0
| Other benefits 1 |  |  | 2023-12-31 | 0 | 0 | 0 | 0 | 0 | 0 | 0 | 0 | 0 | 0 | 0 | 0 | 0 | 0 | 0 | 0 | 0 | 0 | 0 | 0 | 0 | 0 | 0 | 0 | 0
| Other benefits 2 |  |  | 2023-12-31 | 0 | 0 | 0 | 0 | 0 | 0 | 0 | 0 | 0 | 0 | 0 | 0 | 0 | 0 | 0 | 0 | 0 | 0 | 0 | 0 | 0 | 0 | 0 | 0 | 0
| Total other benefits |  |  | 2023-12-31 | 0 | 0 | 0 | 0 | 0 | 0 | 0 | 0 | 0 | 0 | 0 | 0 | 0 | 0 | 0 | 0 | 0 | 0 | 0 | 0 | 0 | 0 | 0 | 0 | 0
SUMMARY
| Risks mitigated vs base case |  |  | 2023-12-31 | 0 | 0 | 0 | 0 | 0 | 0 | 0 | 0 | 0 | 0 | 0 | 0 | 0 | 0 | 0 | 0 | 0 | 0 | 0 | 0 | 0 | 0 | 0 | 0 | 0
Capital expenditure
| < Enter description > |  |  | 2023-12-31 | 0 | 0 | 0 | 0 | 0 | 0 | 0 | 0 | 0 | 0 | 0 | 0 | 0 | 0 | 0 | 0 | 0 | 0 | 0 | 0 | 0 | 0 | 0 | 0 | 0
| < Enter description > |  |  | 2023-12-31 | 0 | 0 | 0 | 0 | 0 | 0 | 0 | 0 | 0 | 0 | 0 | 0 | 0 | 0 | 0 | 0 | 0 | 0 | 0 | 0 | 0 | 0 | 0 | 0 | 0
| < Enter description > |  |  | 2023-12-31 | 0 | 0 | 0 | 0 | 0 | 0 | 0 | 0 | 0 | 0 | 0 | 0 | 0 | 0 | 0 | 0 | 0 | 0 | 0 | 0 | 0 | 0 | 0 | 0 | 0
Cumulative capex
| < Enter description > |  |  | 2023-12-31 | 0 | 0 | 0 | 0 | 0 | 0 | 0 | 0 | 0 | 0 | 0 | 0 | 0 | 0 | 0 | 0 | 0 | 0 | 0 | 0 | 0 | 0 | 0 | 0 | 0
| < Enter description > |  |  | 2023-12-31 | 0 | 0 | 0 | 0 | 0 | 0 | 0 | 0 | 0 | 0 | 0 | 0 | 0 | 0 | 0 | 0 | 0 | 0 | 0 | 0 | 0 | 0 | 0 | 0 | 0
| < Enter description > |  |  | 2023-12-31 | 0 | 0 | 0 | 0 | 0 | 0 | 0 | 0 | 0 | 0 | 0 | 0 | 0 | 0 | 0 | 0 | 0 | 0 | 0 | 0 | 0 | 0 | 0 | 0 | 0
Annualised capex
| Annualised capex - < Enter description > |  |  | 2023-12-31 | 0 | 0 | 0 | 0 | 0 | 0 | 0 | 0 | 0 | 0 | 0 | 0 | 0 | 0 | 0 | 0 | 0 | 0 | 0 | 0 | 0 | 0 | 0 | 0 | 0
| Annualised capex - < Enter description > |  |  | 2023-12-31 | 0 | 0 | 0 | 0 | 0 | 0 | 0 | 0 | 0 | 0 | 0 | 0 | 0 | 0 | 0 | 0 | 0 | 0 | 0 | 0 | 0 | 0 | 0 | 0 | 0
| Annualised capex - < Enter description > |  |  | 2023-12-31 | 0 | 0 | 0 | 0 | 0 | 0 | 0 | 0 | 0 | 0 | 0 | 0 | 0 | 0 | 0 | 0 | 0 | 0 | 0 | 0 | 0 | 0 | 0 | 0 | 0
| Total annualised capex |  |  | 2023-12-31 | 0 | 0 | 0 | 0 | 0 | 0 | 0 | 0 | 0 | 0 | 0 | 0 | 0 | 0 | 0 | 0 | 0 | 0 | 0 | 0 | 0 | 0 | 0 | 0 | 0
| Annualised capex |  |  | 2023-12-31 | 0 | 0 | 0 | 0 | 0 | 0 | 0 | 0 | 0 | 0 | 0 | 0 | 0 | 0 | 0 | 0 | 0 | 0 | 0 | 0 | 0 | 0 | 0 | 0 | 0
| Operating expenditure |  |  | 2023-12-31 | 0 | 0 | 0 | 0 | 0 | 0 | 0 | 0 | 0 | 0 | 0 | 0 | 0 | 0 | 0 | 0 | 0 | 0 | 0 | 0 | 0 | 0 | 0 | 0 | 0
| Risk mitigated |  |  | 2023-12-31 | 0 | 0 | 0 | 0 | 0 | 0 | 0 | 0 | 0 | 0 | 0 | 0 | 0 | 0 | 0 | 0 | 0 | 0 | 0 | 0 | 0 | 0 | 0 | 0 | 0
| Other benefits value |  |  | 2023-12-31 | 0 | 0 | 0 | 0 | 0 | 0 | 0 | 0 | 0 | 0 | 0 | 0 | 0 | 0 | 0 | 0 | 0 | 0 | 0 | 0 | 0 | 0 | 0 | 0 | 0
| Net benefits |  |  | 2023-12-31 | 0 | 0 | 0 | 0 | 0 | 0 | 0 | 0 | 0 | 0 | 0 | 0 | 0 | 0 | 0 | 0 | 0 | 0 | 0 | 0 | 0 | 0 | 0 | 0 | 0
| First capex year |  |  | 0
| First year |  |  | Not used
SENSITIVITIES
NPV | Net benefits |  |  | Option 4NPV | 0 | 0 | 0 | 0 | 0 | 0 | 0 | 0 | 0 | 0 | 0 | 0 | 0 | 0 | 0 | 0 | 0 | 0 | 0 | 0 | 0 | 0 | 0 | 0 | 0
| Total annualised capex |  |  |  | 0 | 0 | 0 | 0 | 0 | 0 | 0 | 0 | 0 | 0 | 0 | 0 | 0 | 0 | 0 | 0 | 0 | 0 | 0 | 0 | 0 | 0 | 0 | 0 | 0
| Total benefits |  |  |  | 0 | 0 | 0 | 0 | 0 | 0 | 0 | 0 | 0 | 0 | 0 | 0 | 0 | 0 | 0 | 0 | 0 | 0 | 0 | 0 | 0 | 0 | 0 | 0 | 0
|  | Capex | Total benefits
sens1 | Capex 10% higher | 10% | 0% | Option 4sens1 | 0 | 0 | 0 | 0 | 0 | 0 | 0 | 0 | 0 | 0 | 0 | 0 | 0 | 0 | 0 | 0 | 0 | 0 | 0 | 0 | 0 | 0 | 0 | 0 | 0
sens2 | Capex 10% lower | -10% | 0% | Option 4sens2 | 0 | 0 | 0 | 0 | 0 | 0 | 0 | 0 | 0 | 0 | 0 | 0 | 0 | 0 | 0 | 0 | 0 | 0 | 0 | 0 | 0 | 0 | 0 | 0 | 0
sens3 | Total benefits 10% higher | 0% | 10% | Option 4sens3 | 0 | 0 | 0 | 0 | 0 | 0 | 0 | 0 | 0 | 0 | 0 | 0 | 0 | 0 | 0 | 0 | 0 | 0 | 0 | 0 | 0 | 0 | 0 | 0 | 0
sens4 | Total benefits 10% lower | 0% | -10% | Option 4sens4 | 0 | 0 | 0 | 0 | 0 | 0 | 0 | 0 | 0 | 0 | 0 | 0 | 0 | 0 | 0 | 0 | 0 | 0 | 0 | 0 | 0 | 0 | 0 | 0 | 0
sens5 | Capex 10% higher & Total benefits 10% lower | 10% | -10% | Option 4sens5 | 0 | 0 | 0 | 0 | 0 | 0 | 0 | 0 | 0 | 0 | 0 | 0 | 0 | 0 | 0 | 0 | 0 | 0 | 0 | 0 | 0 | 0 | 0 | 0 | 0
sens | 0 | 0% | 0% | Option 4sens | 0 | 0 | 0 | 0 | 0 | 0 | 0 | 0 | 0 | 0 | 0 | 0 | 0 | 0 | 0 | 0 | 0 | 0 | 0 | 0 | 0 | 0 | 0 | 0 | 0
sens | 0 | 0% | 0% | Option 4sens | 0 | 0 | 0 | 0 | 0 | 0 | 0 | 0 | 0 | 0 | 0 | 0 | 0 | 0 | 0 | 0 | 0 | 0 | 0 | 0 | 0 | 0 | 0 | 0 | 0
sens | 0 | 0% | 0% | Option 4sens | 0 | 0 | 0 | 0 | 0 | 0 | 0 | 0 | 0 | 0 | 0 | 0 | 0 | 0 | 0 | 0 | 0 | 0 | 0 | 0 | 0 | 0 | 0 | 0 | 0

## Option5
United Energy
FTN relay replacement
OPTION 5 | 0
Not used
Count |  |  |  |  | 1 | 2 | 3 | 4 | 5 | 6 | 7 | 8 | 9 | 10 | 11 | 12 | 13 | 14 | 15 | 16 | 17 | 18 | 19 | 20 | 21 | 22 | 23 | 24 | 25
Value of CO2 reductions |  |  |  | $/MWh | 24.7305 | 22.3407 | 20.1963 | 18.0629 | 15.9134 | 13.7151 | 13.7151 | 13.7151 | 13.7151 | 13.7151 | 13.7151 | 13.7151 | 13.7151 | 13.7151 | 13.7151 | 13.7151 | 13.7151 | 13.7151 | 13.7151 | 13.7151 | 13.7151 | 13.7151 | 13.7151 | 13.7151 | 13.7151
|  |  |  | Units | 2026-27 | 2027-28 | 2028-29 | 2029-30 | 2030-31 | 2031-32 | 2032-33 | 2033-34 | 2034-35 | 2035-36 | 2036-37 | 2037-38 | 2038-39 | 2039-40 | 2040-41 | 2041-42 | 2042-43 | 2043-44 | 2044-45 | 2045-46 | 2046-47 | 2047-48 | 2048-49 | 2049-50 | 2050-51
INVESTMENT & OPERATING COST
| Capex |  | Asset life (yrs)
| < Enter description > |  | 0 | 2023-12-31 | 0 | 0 | 0 | 0 | 0 | 0 | 0 | 0 | 0 | 0 | 0 | 0 | 0 | 0 | 0 | 0 | 0 | 0 | 0 | 0 | 0 | 0 | 0 | 0 | 0
| < Enter description > |  | 0 | 2023-12-31 | 0 | 0 | 0 | 0 | 0 | 0 | 0 | 0 | 0 | 0 | 0 | 0 | 0 | 0 | 0 | 0 | 0 | 0 | 0 | 0 | 0 | 0 | 0 | 0 | 0
| < Enter description > |  | 0 | 2023-12-31 | 0 | 0 | 0 | 0 | 0 | 0 | 0 | 0 | 0 | 0 | 0 | 0 | 0 | 0 | 0 | 0 | 0 | 0 | 0 | 0 | 0 | 0 | 0 | 0 | 0
| Capital expenditure |  |  | 2023-12-31 | 0 | 0 | 0 | 0 | 0 | 0 | 0 | 0 | 0 | 0 | 0 | 0 | 0 | 0 | 0 | 0 | 0 | 0 | 0 | 0 | 0 | 0 | 0 | 0 | 0
| Operating expenditure |  |  | 2023-12-31 | 0 | 0 | 0 | 0 | 0 | 0 | 0 | 0 | 0 | 0 | 0 | 0 | 0 | 0 | 0 | 0 | 0 | 0 | 0 | 0 | 0 | 0 | 0 | 0 | 0
RISK ASSUMPTIONS
| PoF (major) |  |  |  | 0 | 0 | 0 | 0 | 0 | 0 | 0 | 0 | 0 | 0 | 0 | 0 | 0 | 0 | 0 | 0 | 0 | 0 | 0 | 0 | 0 | 0 | 0 | 0 | 0
| PoF (reparable) |  |  |  | 0 | 0 | 0 | 0 | 0 | 0 | 0 | 0 | 0 | 0 | 0 | 0 | 0 | 0 | 0 | 0 | 0 | 0 | 0 | 0 | 0 | 0 | 0 | 0 | 0
| Energy at risk (weighted) |  |  | MWh | 0 | 0 | 0 | 0 | 0 | 0 | 0 | 0 | 0 | 0 | 0 | 0 | 0 | 0 | 0 | 0 | 0 | 0 | 0 | 0 | 0 | 0 | 0 | 0 | 0
| Energy at risk value | $/MWh | 39182.4842 | 2023-12-31 | 0 | 0 | 0 | 0 | 0 | 0 | 0 | 0 | 0 | 0 | 0 | 0 | 0 | 0 | 0 | 0 | 0 | 0 | 0 | 0 | 0 | 0 | 0 | 0 | 0
| Safety consequence | (after DF) |  | 2023-12-31 | 0 | 0 | 0 | 0 | 0 | 0 | 0 | 0 | 0 | 0 | 0 | 0 | 0 | 0 | 0 | 0 | 0 | 0 | 0 | 0 | 0 | 0 | 0 | 0 | 0
| Unplanned replacements |  |  | 2023-12-31 | 0 | 0 | 0 | 0 | 0 | 0 | 0 | 0 | 0 | 0 | 0 | 0 | 0 | 0 | 0 | 0 | 0 | 0 | 0 | 0 | 0 | 0 | 0 | 0 | 0
| Environmental consequence | (after DF) |  | 2023-12-31 | 0 | 0 | 0 | 0 | 0 | 0 | 0 | 0 | 0 | 0 | 0 | 0 | 0 | 0 | 0 | 0 | 0 | 0 | 0 | 0 | 0 | 0 | 0 | 0 | 0
| < Other risk - enter description > |  |  | 2023-12-31 | 0 | 0 | 0 | 0 | 0 | 0 | 0 | 0 | 0 | 0 | 0 | 0 | 0 | 0 | 0 | 0 | 0 | 0 | 0 | 0 | 0 | 0 | 0 | 0 | 0
| < Other risk - enter description > |  |  | 2023-12-31 | 0 | 0 | 0 | 0 | 0 | 0 | 0 | 0 | 0 | 0 | 0 | 0 | 0 | 0 | 0 | 0 | 0 | 0 | 0 | 0 | 0 | 0 | 0 | 0 | 0
| Total risk cost |  |  |  | 0 | 0 | 0 | 0 | 0 | 0 | 0 | 0 | 0 | 0 | 0 | 0 | 0 | 0 | 0 | 0 | 0 | 0 | 0 | 0 | 0 | 0 | 0 | 0 | 0
OTHER BENEFITS
| Reduction in CO2 emissions |  |  | MWh | 0 | 0 | 0 | 0 | 0 | 0 | 0 | 0 | 0 | 0 | 0 | 0 | 0 | 0 | 0 | 0 | 0 | 0 | 0 | 0 | 0 | 0 | 0 | 0 | 0
| Value of reduction in CO2 emissions |  |  | $ | 0 | 0 | 0 | 0 | 0 | 0 | 0 | 0 | 0 | 0 | 0 | 0 | 0 | 0 | 0 | 0 | 0 | 0 | 0 | 0 | 0 | 0 | 0 | 0 | 0
| Reliability in worst-served areas | $/MWh | 0 | MWh | 0 | 0 | 0 | 0 | 0 | 0 | 0 | 0 | 0 | 0 | 0 | 0 | 0 | 0 | 0 | 0 | 0 | 0 | 0 | 0 | 0 | 0 | 0 | 0 | 0
| Network resilience | $/MWh | 38560 | MWh | 0 | 0 | 0 | 0 | 0 | 0 | 0 | 0 | 0 | 0 | 0 | 0 | 0 | 0 | 0 | 0 | 0 | 0 | 0 | 0 | 0 | 0 | 0 | 0 | 0
| Enabling solar exports | $/MWh | 862.6028 | MWh | 0 | 0 | 0 | 0 | 0 | 0 | 0 | 0 | 0 | 0 | 0 | 0 | 0 | 0 | 0 | 0 | 0 | 0 | 0 | 0 | 0 | 0 | 0 | 0 | 0
| Aesthetics | $/customer | 0 | customers | 0 | 0 | 0 | 0 | 0 | 0 | 0 | 0 | 0 | 0 | 0 | 0 | 0 | 0 | 0 | 0 | 0 | 0 | 0 | 0 | 0 | 0 | 0 | 0 | 0
| Customer value of time (res) | $/customer min | 0.34751 | mins | 0 | 0 | 0 | 0 | 0 | 0 | 0 | 0 | 0 | 0 | 0 | 0 | 0 | 0 | 0 | 0 | 0 | 0 | 0 | 0 | 0 | 0 | 0 | 0 | 0
| Customer value of time (bus) | $/customer min | 0.34751 | mins | 0 | 0 | 0 | 0 | 0 | 0 | 0 | 0 | 0 | 0 | 0 | 0 | 0 | 0 | 0 | 0 | 0 | 0 | 0 | 0 | 0 | 0 | 0 | 0 | 0
| Communication | $/customer | 0 | customers | 0 | 0 | 0 | 0 | 0 | 0 | 0 | 0 | 0 | 0 | 0 | 0 | 0 | 0 | 0 | 0 | 0 | 0 | 0 | 0 | 0 | 0 | 0 | 0 | 0
| Information accessibility | $/customer | 0 | customers | 0 | 0 | 0 | 0 | 0 | 0 | 0 | 0 | 0 | 0 | 0 | 0 | 0 | 0 | 0 | 0 | 0 | 0 | 0 | 0 | 0 | 0 | 0 | 0 | 0
| Other benefits 1 |  |  | 2023-12-31 | 0 | 0 | 0 | 0 | 0 | 0 | 0 | 0 | 0 | 0 | 0 | 0 | 0 | 0 | 0 | 0 | 0 | 0 | 0 | 0 | 0 | 0 | 0 | 0 | 0
| Other benefits 2 |  |  | 2023-12-31 | 0 | 0 | 0 | 0 | 0 | 0 | 0 | 0 | 0 | 0 | 0 | 0 | 0 | 0 | 0 | 0 | 0 | 0 | 0 | 0 | 0 | 0 | 0 | 0 | 0
| Total other benefits |  |  | 2023-12-31 | 0 | 0 | 0 | 0 | 0 | 0 | 0 | 0 | 0 | 0 | 0 | 0 | 0 | 0 | 0 | 0 | 0 | 0 | 0 | 0 | 0 | 0 | 0 | 0 | 0
SUMMARY
| Risks mitigated vs base case |  |  | 2023-12-31 | 0 | 0 | 0 | 0 | 0 | 0 | 0 | 0 | 0 | 0 | 0 | 0 | 0 | 0 | 0 | 0 | 0 | 0 | 0 | 0 | 0 | 0 | 0 | 0 | 0
Capital expenditure
| < Enter description > |  |  | 2023-12-31 | 0 | 0 | 0 | 0 | 0 | 0 | 0 | 0 | 0 | 0 | 0 | 0 | 0 | 0 | 0 | 0 | 0 | 0 | 0 | 0 | 0 | 0 | 0 | 0 | 0
| < Enter description > |  |  | 2023-12-31 | 0 | 0 | 0 | 0 | 0 | 0 | 0 | 0 | 0 | 0 | 0 | 0 | 0 | 0 | 0 | 0 | 0 | 0 | 0 | 0 | 0 | 0 | 0 | 0 | 0
| < Enter description > |  |  | 2023-12-31 | 0 | 0 | 0 | 0 | 0 | 0 | 0 | 0 | 0 | 0 | 0 | 0 | 0 | 0 | 0 | 0 | 0 | 0 | 0 | 0 | 0 | 0 | 0 | 0 | 0
Cumulative capex
| < Enter description > |  |  | 2023-12-31 | 0 | 0 | 0 | 0 | 0 | 0 | 0 | 0 | 0 | 0 | 0 | 0 | 0 | 0 | 0 | 0 | 0 | 0 | 0 | 0 | 0 | 0 | 0 | 0 | 0
| < Enter description > |  |  | 2023-12-31 | 0 | 0 | 0 | 0 | 0 | 0 | 0 | 0 | 0 | 0 | 0 | 0 | 0 | 0 | 0 | 0 | 0 | 0 | 0 | 0 | 0 | 0 | 0 | 0 | 0
| < Enter description > |  |  | 2023-12-31 | 0 | 0 | 0 | 0 | 0 | 0 | 0 | 0 | 0 | 0 | 0 | 0 | 0 | 0 | 0 | 0 | 0 | 0 | 0 | 0 | 0 | 0 | 0 | 0 | 0
Annualised capex
| Annualised capex - < Enter description > |  |  | 2023-12-31 | 0 | 0 | 0 | 0 | 0 | 0 | 0 | 0 | 0 | 0 | 0 | 0 | 0 | 0 | 0 | 0 | 0 | 0 | 0 | 0 | 0 | 0 | 0 | 0 | 0
| Annualised capex - < Enter description > |  |  | 2023-12-31 | 0 | 0 | 0 | 0 | 0 | 0 | 0 | 0 | 0 | 0 | 0 | 0 | 0 | 0 | 0 | 0 | 0 | 0 | 0 | 0 | 0 | 0 | 0 | 0 | 0
| Annualised capex - < Enter description > |  |  | 2023-12-31 | 0 | 0 | 0 | 0 | 0 | 0 | 0 | 0 | 0 | 0 | 0 | 0 | 0 | 0 | 0 | 0 | 0 | 0 | 0 | 0 | 0 | 0 | 0 | 0 | 0
| Total annualised capex |  |  | 2023-12-31 | 0 | 0 | 0 | 0 | 0 | 0 | 0 | 0 | 0 | 0 | 0 | 0 | 0 | 0 | 0 | 0 | 0 | 0 | 0 | 0 | 0 | 0 | 0 | 0 | 0
| Annualised capex |  |  | 2023-12-31 | 0 | 0 | 0 | 0 | 0 | 0 | 0 | 0 | 0 | 0 | 0 | 0 | 0 | 0 | 0 | 0 | 0 | 0 | 0 | 0 | 0 | 0 | 0 | 0 | 0
| Operating expenditure |  |  | 2023-12-31 | 0 | 0 | 0 | 0 | 0 | 0 | 0 | 0 | 0 | 0 | 0 | 0 | 0 | 0 | 0 | 0 | 0 | 0 | 0 | 0 | 0 | 0 | 0 | 0 | 0
| Risk mitigated |  |  | 2023-12-31 | 0 | 0 | 0 | 0 | 0 | 0 | 0 | 0 | 0 | 0 | 0 | 0 | 0 | 0 | 0 | 0 | 0 | 0 | 0 | 0 | 0 | 0 | 0 | 0 | 0
| Other benefits value |  |  | 2023-12-31 | 0 | 0 | 0 | 0 | 0 | 0 | 0 | 0 | 0 | 0 | 0 | 0 | 0 | 0 | 0 | 0 | 0 | 0 | 0 | 0 | 0 | 0 | 0 | 0 | 0
| Net benefits |  |  | 2023-12-31 | 0 | 0 | 0 | 0 | 0 | 0 | 0 | 0 | 0 | 0 | 0 | 0 | 0 | 0 | 0 | 0 | 0 | 0 | 0 | 0 | 0 | 0 | 0 | 0 | 0
| First capex year |  |  | 0
| First year |  |  | Not used
SENSITIVITIES
NPV | Net benefits |  |  | Option 5NPV | 0 | 0 | 0 | 0 | 0 | 0 | 0 | 0 | 0 | 0 | 0 | 0 | 0 | 0 | 0 | 0 | 0 | 0 | 0 | 0 | 0 | 0 | 0 | 0 | 0
| Total annualised capex |  |  |  | 0 | 0 | 0 | 0 | 0 | 0 | 0 | 0 | 0 | 0 | 0 | 0 | 0 | 0 | 0 | 0 | 0 | 0 | 0 | 0 | 0 | 0 | 0 | 0 | 0
| Total benefits |  |  |  | 0 | 0 | 0 | 0 | 0 | 0 | 0 | 0 | 0 | 0 | 0 | 0 | 0 | 0 | 0 | 0 | 0 | 0 | 0 | 0 | 0 | 0 | 0 | 0 | 0
|  | Capex | Total benefits
sens1 | Capex 10% higher | 10% | 0% | Option 5sens1 | 0 | 0 | 0 | 0 | 0 | 0 | 0 | 0 | 0 | 0 | 0 | 0 | 0 | 0 | 0 | 0 | 0 | 0 | 0 | 0 | 0 | 0 | 0 | 0 | 0
sens2 | Capex 10% lower | -10% | 0% | Option 5sens2 | 0 | 0 | 0 | 0 | 0 | 0 | 0 | 0 | 0 | 0 | 0 | 0 | 0 | 0 | 0 | 0 | 0 | 0 | 0 | 0 | 0 | 0 | 0 | 0 | 0
sens3 | Total benefits 10% higher | 0% | 10% | Option 5sens3 | 0 | 0 | 0 | 0 | 0 | 0 | 0 | 0 | 0 | 0 | 0 | 0 | 0 | 0 | 0 | 0 | 0 | 0 | 0 | 0 | 0 | 0 | 0 | 0 | 0
sens4 | Total benefits 10% lower | 0% | -10% | Option 5sens4 | 0 | 0 | 0 | 0 | 0 | 0 | 0 | 0 | 0 | 0 | 0 | 0 | 0 | 0 | 0 | 0 | 0 | 0 | 0 | 0 | 0 | 0 | 0 | 0 | 0
sens5 | Capex 10% higher & Total benefits 10% lower | 10% | -10% | Option 5sens5 | 0 | 0 | 0 | 0 | 0 | 0 | 0 | 0 | 0 | 0 | 0 | 0 | 0 | 0 | 0 | 0 | 0 | 0 | 0 | 0 | 0 | 0 | 0 | 0 | 0
sens | 0 | 0% | 0% | Option 5sens | 0 | 0 | 0 | 0 | 0 | 0 | 0 | 0 | 0 | 0 | 0 | 0 | 0 | 0 | 0 | 0 | 0 | 0 | 0 | 0 | 0 | 0 | 0 | 0 | 0
sens | 0 | 0% | 0% | Option 5sens | 0 | 0 | 0 | 0 | 0 | 0 | 0 | 0 | 0 | 0 | 0 | 0 | 0 | 0 | 0 | 0 | 0 | 0 | 0 | 0 | 0 | 0 | 0 | 0 | 0
sens | 0 | 0% | 0% | Option 5sens | 0 | 0 | 0 | 0 | 0 | 0 | 0 | 0 | 0 | 0 | 0 | 0 | 0 | 0 | 0 | 0 | 0 | 0 | 0 | 0 | 0 | 0 | 0 | 0 | 0

## Consol
United Energy
FTN relay replacement
CONSOLIDATED
Discount factor |  |  |  |  | 0 | 0.98295 | 0.94971 | 0.91759 | 0.88656 | 0.85658 | 0.82761 | 0.79963 | 0.77259 | 0.74646 | 0.72122 | 0.69683 | 0.67326 | 0.6505 | 0.6285 | 0.60725 | 0.58671 | 0.56687 | 0.5477 | 0.52918 | 0.51129 | 0.494 | 0.47729 | 0.46115 | 0.44556 | 0.43049
Count |  |  |  |  | 0 | 1 | 2 | 3 | 4 | 5 | 6 | 7 | 8 | 9 | 10 | 11 | 12 | 13 | 14 | 15 | 16 | 17 | 18 | 19 | 20 | 21 | 22 | 23 | 24 | 25
Analysis period |  |  |  |  | TRUE | TRUE | TRUE | TRUE | TRUE | TRUE | TRUE | TRUE | TRUE | TRUE | TRUE | TRUE | TRUE | TRUE | TRUE | TRUE | TRUE | TRUE | TRUE | TRUE | TRUE | TRUE | TRUE | TRUE | TRUE | FALSE
[5 empty] | 2026-06-30 | 2026-27 | 2027-28 | 2028-29 | 2029-30 | 2030-31 | 2031-32 | 2032-33 | 2033-34 | 2034-35 | 2035-36 | 2036-37 | 2037-38 | 2038-39 | 2039-40 | 2040-41 | 2041-42 | 2042-43 | 2043-44 | 2044-45 | 2045-46 | 2046-47 | 2047-48 | 2048-49 | 2049-50 | 2050-51
COSTS |  |  | PV
Option 1 (base case) | Energy at risk value | Option 1 (base case)Energy at risk value | 1424044.2769 | 2026-06-30 |  | 37308.6276 | 40975.8226 | 44929.3577 | 48941.3078 | 52995.7184 | 57303.2467 | 62059.578 | 67403.5125 | 72417.9918 | 77363.9125 | 82759.4367 | 87730.445 | 92783.796 | 97907.766 | 103089.7662 | 108316.3546 | 113573.2565 | 118845.3948 | 124116.9296 | 129371.3078 | 134591.3231 | 139759.1862 | 144856.6048 | 149864.8743 | 154764.9775
Option 1 (base case) | Capital expenditure | Option 1 (base case)Capital expenditure | 0 | 2026-06-30 |  | 0 | 0 | 0 | 0 | 0 | 0 | 0 | 0 | 0 | 0 | 0 | 0 | 0 | 0 | 0 | 0 | 0 | 0 | 0 | 0 | 0 | 0 | 0 | 0 | 0
Option 1 (base case) | Total risk cost | Option 1 (base case)Total risk cost | 4906530.1776 | 2026-06-30 |  | 153676.6851 | 166505.7769 | 179931.7663 | 193710.0904 | 207806.9087 | 217977.5431 | 233269.6686 | 249364.2472 | 265321.3435 | 281377.7684 | 298026.4215 | 314366.7846 | 330878.231 | 347520.5236 | 364251.5991 | 381027.6573 | 397803.2668 | 414531.4901 | 431164.0268 | 447651.375 | 463943.0116 | 479987.5895 | 495733.154 | 511127.3737 | 526117.7886
Option 1 (base case) |  | Option 1 (base case)
Option 1 (base case) | Annualised capex | Option 1 (base case)Annualised capex | 0 | 2026-06-30 |  | 0 | 0 | 0 | 0 | 0 | 0 | 0 | 0 | 0 | 0 | 0 | 0 | 0 | 0 | 0 | 0 | 0 | 0 | 0 | 0 | 0 | 0 | 0 | 0 | 0
Option 1 (base case) | Operating expenditure | Option 1 (base case)Operating expenditure | 0 | 2026-06-30 |  | 0 | 0 | 0 | 0 | 0 | 0 | 0 | 0 | 0 | 0 | 0 | 0 | 0 | 0 | 0 | 0 | 0 | 0 | 0 | 0 | 0 | 0 | 0 | 0 | 0
Option 1 (base case) | Risk mitigated | Option 1 (base case)Risk mitigated | 0 | 2026-06-30 |  | 0 | 0 | 0 | 0 | 0 | 0 | 0 | 0 | 0 | 0 | 0 | 0 | 0 | 0 | 0 | 0 | 0 | 0 | 0 | 0 | 0 | 0 | 0 | 0 | 0
Option 1 (base case) | Other benefits value | Option 1 (base case)Other benefits value | 0 | 2026-06-30 |  | 0 | 0 | 0 | 0 | 0 | 0 | 0 | 0 | 0 | 0 | 0 | 0 | 0 | 0 | 0 | 0 | 0 | 0 | 0 | 0 | 0 | 0 | 0 | 0 | 0
Option 1 (base case) | Net benefits | Option 1 (base case)Net benefits |  | 2026-06-30 |  | 0 | 0 | 0 | 0 | 0 | 0 | 0 | 0 | 0 | 0 | 0 | 0 | 0 | 0 | 0 | 0 | 0 | 0 | 0 | 0 | 0 | 0 | 0 | 0 | 0
Option 1 (base case) | NPV | Option 1 (base case)NPV | 0 | 2026-06-30
Option 1 (base case) | PV of costs | Option 1 (base case)PV of costs | 0 | 2026-06-30
Option 1 (base case) | PV of benefits | Option 1 (base case)PV of benefits | 0 | 2026-06-30
Option 2 | Energy at risk value | Option 2Energy at risk value | 318752.4918 | 2026-06-30 |  | 37308.6276 | 40975.8226 | 44929.3577 | 48941.3078 | 52995.7184 | 75.6931 | 305.3358 | 696.9042 | 1246.7235 | 1954.208 | 2833.7207 | 3857.5579 | 5038.0754 | 6374.0569 | 7863.6835 | 9504.4252 | 11292.932 | 13224.9276 | 15295.1045 | 17497.0254 | 19823.0311 | 22264.1583 | 24810.0698 | 27449.0007 | 30167.7236
Option 2 | Capital expenditure | Option 2Capital expenditure | -2887338.7862 | 2026-06-30 |  | 0 | 0 | 0 | 0 | -692899.4137 | -2771597.6546 | 0 | 0 | 0 | 0 | 0 | 0 | 0 | 0 | 0 | 0 | 0 | 0 | 0 | 0 | 0 | 0 | 0 | 0 | 0
Option 2 | Total risk cost | Option 2Total risk cost | 1067773.6167 | 2026-06-30 |  | 153676.6851 | 166505.7769 | 179931.7663 | 193710.0904 | 207806.9087 | 8979.5742 | 9303.6956 | 9852.6951 | 10622.7999 | 11613.2217 | 12837.9773 | 14268.8358 | 15917.4069 | 17781.4727 | 19857.9225 | 22142.6106 | 24630.2169 | 27314.1117 | 30186.2271 | 33236.9369 | 36454.9488 | 39827.2116 | 43338.8407 | 46973.066 | 0
Option 2 |  | Option 2
Option 2 | Annualised capex | Option 2Annualised capex | -2329385.721 | 2026-06-30 |  | 0 | 0 | 0 | 0 | 0 | -42041.0036 | -210205.0178 | -210205.0178 | -210205.0178 | -210205.0178 | -210205.0178 | -210205.0178 | -210205.0178 | -210205.0178 | -210205.0178 | -210205.0178 | -210205.0178 | -210205.0178 | -210205.0178 | -210205.0178 | -210205.0178 | -210205.0178 | -210205.0178 | -210205.0178 | 0
Option 2 | Operating expenditure | Option 2Operating expenditure | 0 | 2026-06-30 |  | 0 | 0 | 0 | 0 | 0 | 0 | 0 | 0 | 0 | 0 | 0 | 0 | 0 | 0 | 0 | 0 | 0 | 0 | 0 | 0 | 0 | 0 | 0 | 0 | 0
Option 2 | Risk mitigated | Option 2Risk mitigated | 3838756.5609 | 2026-06-30 |  | 0 | 0 | 0 | 0 | 0 | 208997.9688 | 223965.973 | 239511.5521 | 254698.5436 | 269764.5467 | 285188.4441 | 300097.9488 | 314960.8241 | 329739.0509 | 344393.6766 | 358885.0467 | 373173.0499 | 387217.3783 | 400977.7996 | 414414.4381 | 427488.0628 | 440160.378 | 452394.3133 | 464154.3078 | 0
Option 2 | Other benefits value | Option 2Other benefits value | 0 | 2026-06-30 |  | 0 | 0 | 0 | 0 | 0 | 0 | 0 | 0 | 0 | 0 | 0 | 0 | 0 | 0 | 0 | 0 | 0 | 0 | 0 | 0 | 0 | 0 | 0 | 0 | 0
Option 2 | Net benefits | Option 2Net benefits |  | 2026-06-30 |  | 0 | 0 | 0 | 0 | 0 | 166956.9653 | 13760.9552 | 29306.5343 | 44493.5258 | 59559.5289 | 74983.4263 | 89892.9309 | 104755.8063 | 119534.0331 | 134188.6588 | 148680.0289 | 162968.0321 | 177012.3605 | 190772.7818 | 204209.4203 | 217283.0449 | 229955.3602 | 242189.2955 | 253949.29 | 0
Option 2 | NPV | Option 2NPV | 1509370.8399 | 2026-06-30
Option 2 | PV of costs | Option 2PV of costs | -2329385.721 | 2026-06-30
Option 2 | PV of benefits | Option 2PV of benefits | 3838756.5609 | 2026-06-30
Option 3 | Energy at risk value | Option 3Energy at risk value | 0 | 2026-06-30 |  | 0 | 0 | 0 | 0 | 0 | 0 | 0 | 0 | 0 | 0 | 0 | 0 | 0 | 0 | 0 | 0 | 0 | 0 | 0 | 0 | 0 | 0 | 0 | 0 | 0
Option 3 | Capital expenditure | Option 3Capital expenditure | 0 | 2026-06-30 |  | 0 | 0 | 0 | 0 | 0 | 0 | 0 | 0 | 0 | 0 | 0 | 0 | 0 | 0 | 0 | 0 | 0 | 0 | 0 | 0 | 0 | 0 | 0 | 0 | 0
Option 3 | Total risk cost | Option 3Total risk cost | 0 | 2026-06-30 |  | 0 | 0 | 0 | 0 | 0 | 0 | 0 | 0 | 0 | 0 | 0 | 0 | 0 | 0 | 0 | 0 | 0 | 0 | 0 | 0 | 0 | 0 | 0 | 0 | 0
Option 3
Option 3 | Annualised capex | Option 3Annualised capex | 0 | 2026-06-30 |  | 0 | 0 | 0 | 0 | 0 | 0 | 0 | 0 | 0 | 0 | 0 | 0 | 0 | 0 | 0 | 0 | 0 | 0 | 0 | 0 | 0 | 0 | 0 | 0 | 0
Option 3 | Operating expenditure | Option 3Operating expenditure | 0 | 2026-06-30 |  | 0 | 0 | 0 | 0 | 0 | 0 | 0 | 0 | 0 | 0 | 0 | 0 | 0 | 0 | 0 | 0 | 0 | 0 | 0 | 0 | 0 | 0 | 0 | 0 | 0
Option 3 | Risk mitigated | Option 3Risk mitigated | 0 | 2026-06-30 |  | 0 | 0 | 0 | 0 | 0 | 0 | 0 | 0 | 0 | 0 | 0 | 0 | 0 | 0 | 0 | 0 | 0 | 0 | 0 | 0 | 0 | 0 | 0 | 0 | 0
Option 3 | Other benefits value | Option 3Other benefits value | 0 | 2026-06-30 |  | 0 | 0 | 0 | 0 | 0 | 0 | 0 | 0 | 0 | 0 | 0 | 0 | 0 | 0 | 0 | 0 | 0 | 0 | 0 | 0 | 0 | 0 | 0 | 0 | 0
Option 3 | Net benefits | Option 3Net benefits |  | 2026-06-30 |  | 0 | 0 | 0 | 0 | 0 | 0 | 0 | 0 | 0 | 0 | 0 | 0 | 0 | 0 | 0 | 0 | 0 | 0 | 0 | 0 | 0 | 0 | 0 | 0 | 0
Option 3 | NPV | Option 3NPV | 0 | 2026-06-30
Option 3 | PV of costs | Option 3PV of costs | 0 | 2026-06-30
Option 3 | PV of benefits | Option 3PV of benefits | 0 | 2026-06-30
Option 4 | Energy at risk value | Option 4Energy at risk value | 0 | 2026-06-30 |  | 0 | 0 | 0 | 0 | 0 | 0 | 0 | 0 | 0 | 0 | 0 | 0 | 0 | 0 | 0 | 0 | 0 | 0 | 0 | 0 | 0 | 0 | 0 | 0 | 0
Option 4 | Capital expenditure | Option 4Capital expenditure | 0 | 2026-06-30 |  | 0 | 0 | 0 | 0 | 0 | 0 | 0 | 0 | 0 | 0 | 0 | 0 | 0 | 0 | 0 | 0 | 0 | 0 | 0 | 0 | 0 | 0 | 0 | 0 | 0
Option 4 | Total risk cost | Option 4Total risk cost | 0 | 2026-06-30 |  | 0 | 0 | 0 | 0 | 0 | 0 | 0 | 0 | 0 | 0 | 0 | 0 | 0 | 0 | 0 | 0 | 0 | 0 | 0 | 0 | 0 | 0 | 0 | 0 | 0
Option 4 |  | Option 4
Option 4 | Annualised capex | Option 4Annualised capex | 0 | 2026-06-30 |  | 0 | 0 | 0 | 0 | 0 | 0 | 0 | 0 | 0 | 0 | 0 | 0 | 0 | 0 | 0 | 0 | 0 | 0 | 0 | 0 | 0 | 0 | 0 | 0 | 0
Option 4 | Operating expenditure | Option 4Operating expenditure | 0 | 2026-06-30 |  | 0 | 0 | 0 | 0 | 0 | 0 | 0 | 0 | 0 | 0 | 0 | 0 | 0 | 0 | 0 | 0 | 0 | 0 | 0 | 0 | 0 | 0 | 0 | 0 | 0
Option 4 | Risk mitigated | Option 4Risk mitigated | 0 | 2026-06-30 |  | 0 | 0 | 0 | 0 | 0 | 0 | 0 | 0 | 0 | 0 | 0 | 0 | 0 | 0 | 0 | 0 | 0 | 0 | 0 | 0 | 0 | 0 | 0 | 0 | 0
Option 4 | Other benefits value | Option 4Other benefits value | 0 | 2026-06-30 |  | 0 | 0 | 0 | 0 | 0 | 0 | 0 | 0 | 0 | 0 | 0 | 0 | 0 | 0 | 0 | 0 | 0 | 0 | 0 | 0 | 0 | 0 | 0 | 0 | 0
Option 4 | Net benefits | Option 4Net benefits |  | 2026-06-30 |  | 0 | 0 | 0 | 0 | 0 | 0 | 0 | 0 | 0 | 0 | 0 | 0 | 0 | 0 | 0 | 0 | 0 | 0 | 0 | 0 | 0 | 0 | 0 | 0 | 0
Option 4 | NPV | Option 4NPV | 0 | 2026-06-30
Option 4 | PV of costs | Option 4PV of costs | 0 | 2026-06-30
Option 4 | PV of benefits | Option 4PV of benefits | 0 | 2026-06-30
Option 5 | Energy at risk value | Option 5Energy at risk value | 0 | 2026-06-30 |  | 0 | 0 | 0 | 0 | 0 | 0 | 0 | 0 | 0 | 0 | 0 | 0 | 0 | 0 | 0 | 0 | 0 | 0 | 0 | 0 | 0 | 0 | 0 | 0 | 0
Option 5 | Capital expenditure | Option 5Capital expenditure | 0 | 2026-06-30 |  | 0 | 0 | 0 | 0 | 0 | 0 | 0 | 0 | 0 | 0 | 0 | 0 | 0 | 0 | 0 | 0 | 0 | 0 | 0 | 0 | 0 | 0 | 0 | 0 | 0
Option 5 | Total risk cost | Option 5Total risk cost | 0 | 2026-06-30 |  | 0 | 0 | 0 | 0 | 0 | 0 | 0 | 0 | 0 | 0 | 0 | 0 | 0 | 0 | 0 | 0 | 0 | 0 | 0 | 0 | 0 | 0 | 0 | 0 | 0
Option 5 |  | Option 5
Option 5 | Annualised capex | Option 5Annualised capex | 0 | 2026-06-30 |  | 0 | 0 | 0 | 0 | 0 | 0 | 0 | 0 | 0 | 0 | 0 | 0 | 0 | 0 | 0 | 0 | 0 | 0 | 0 | 0 | 0 | 0 | 0 | 0 | 0
Option 5 | Operating expenditure | Option 5Operating expenditure | 0 | 2026-06-30 |  | 0 | 0 | 0 | 0 | 0 | 0 | 0 | 0 | 0 | 0 | 0 | 0 | 0 | 0 | 0 | 0 | 0 | 0 | 0 | 0 | 0 | 0 | 0 | 0 | 0
Option 5 | Risk mitigated | Option 5Risk mitigated | 0 | 2026-06-30 |  | 0 | 0 | 0 | 0 | 0 | 0 | 0 | 0 | 0 | 0 | 0 | 0 | 0 | 0 | 0 | 0 | 0 | 0 | 0 | 0 | 0 | 0 | 0 | 0 | 0
Option 5 | Other benefits value | Option 5Other benefits value | 0 | 2026-06-30 |  | 0 | 0 | 0 | 0 | 0 | 0 | 0 | 0 | 0 | 0 | 0 | 0 | 0 | 0 | 0 | 0 | 0 | 0 | 0 | 0 | 0 | 0 | 0 | 0 | 0
Option 5 | Net benefits | Option 5Net benefits |  | 2026-06-30 |  | 0 | 0 | 0 | 0 | 0 | 0 | 0 | 0 | 0 | 0 | 0 | 0 | 0 | 0 | 0 | 0 | 0 | 0 | 0 | 0 | 0 | 0 | 0 | 0 | 0
Option 5 | NPV | Option 5NPV | 0 | 2026-06-30
Option 5 | PV of costs | Option 5PV of costs | 0 | 2026-06-30
Option 5 | PV of benefits | Option 5PV of benefits | 0 | 2026-06-30
CHART DATA | [5 empty] | FY27 | FY28 | FY29 | FY30 | FY31 | FY32 | FY33 | FY34 | FY35 | FY36 | FY37 | FY38 | FY39 | FY40 | FY41 | FY42 | FY43 | FY44 | FY45 | FY46 | FY47 | FY48 | FY49 | FY50 | FY51
Option 2 | Annualised capex | -1 |  |  | Option 2 annualised capex | 0.21021 | 0.21021 | 0.21021 | 0.21021 | 0.21021 | 0.21021 | 0.21021 | 0.21021 | 0.21021 | 0.21021 | 0.21021 | 0.21021 | 0.21021 | 0.21021 | 0.21021 | 0.21021 | 0.21021 | 0.21021 | 0.21021 | 0.21021 | 0.21021 | 0.21021 | 0.21021 | 0.21021 | 0
Option 1 (base case) | Total risk cost | 1 |  |  | Option 1 (base case) risk cost | 0.15368 | 0.16651 | 0.17993 | 0.19371 | 0.20781 | 0.21798 | 0.23327 | 0.24936 | 0.26532 | 0.28138 | 0.29803 | 0.31437 | 0.33088 | 0.34752 | 0.36425 | 0.38103 | 0.3978 | 0.41453 | 0.43116 | 0.44765 | 0.46394 | 0.47999 | 0.49573 | 0.51113 | 0.52612
[6 empty] | FY27 | FY28 | FY29 | FY30 | FY31 | FY32 | FY33 | FY34 | FY35 | FY36 | FY37 | FY38 | FY39 | FY40 | FY41 | FY42 | FY43 | FY44 | FY45 | FY46 | FY47 | FY48 | FY49 | FY50 | FY51
Energy at risk | Energy at risk (weighted) | 3.5491 |  |  | Energy at risk energy at risk (weighted) | 0.85557 | 0.93967 | 1.0303 | 1.1223 | 1.2153 | 1.3141 | 1.4232 | 1.5457 | 1.6607 | 1.7741 | 1.8979 | 2.0119 | 2.1277 | 2.2452 | 2.3641 | 2.4839 | 2.6045 | 2.7254 | 2.8463 | 2.9668 | 3.0865 | 3.205 | 3.3219 | 3.4367 | 3.5491
Option 1 (base case) | Energy at risk value | 0.13906 |  |  | Option 1 (base case) risk cost | 0.033523 | 0.036819 | 0.040371 | 0.043976 | 0.047619 | 0.051489 | 0.055763 | 0.060565 | 0.065071 | 0.069515 | 0.074363 | 0.07883 | 0.08337 | 0.087974 | 0.092631 | 0.097327 | 0.10205 | 0.10679 | 0.11152 | 0.11625 | 0.12094 | 0.12558 | 0.13016 | 0.13466 | 0.13906

## Sensitivity_calcs
United Energy
FTN relay replacement
SENSITIVITY CALCULATIONS
Discount factor | [6 empty] | 0 | 0.98295 | 0.94971 | 0.91759 | 0.88656 | 0.85658 | 0.82761 | 0.79963 | 0.77259 | 0.74646 | 0.72122 | 0.69683 | 0.67326 | 0.6505 | 0.6285 | 0.60725 | 0.58671 | 0.56687 | 0.5477 | 0.52918 | 0.51129 | 0.494 | 0.47729 | 0.46115 | 0.44556 | 0.43049
Count | [6 empty] | 0 | 1 | 2 | 3 | 4 | 5 | 6 | 7 | 8 | 9 | 10 | 11 | 12 | 13 | 14 | 15 | 16 | 17 | 18 | 19 | 20 | 21 | 22 | 23 | 24 | 25
Analysis period | [6 empty] | 1 | 1 | 1 | 1 | 1 | 1 | 1 | 1 | 1 | 1 | 1 | 1 | 1 | 1 | 1 | 1 | 1 | 1 | 1 | 1 | 1 | 1 | 1 | 1 | 1 | 0
[7 empty] | 2026-06-30 | 2026-27 | 2027-28 | 2028-29 | 2029-30 | 2030-31 | 2031-32 | 2032-33 | 2033-34 | 2034-35 | 2035-36 | 2036-37 | 2037-38 | 2038-39 | 2039-40 | 2040-41 | 2041-42 | 2042-43 | 2043-44 | 2044-45 | 2045-46 | 2046-47 | 2047-48 | 2048-49 | 2049-50 | 2050-51
PV
[25 empty] | 190772.7818 | 204209.4203 | 217283.0449 | 229955.3602 | 242189.2955 | 253949.29 | 0
OPTION 1 (base case) | NPV | Net benefits | OPTION 1 (base case)NPV |  | 0 |  | 0 | 0 | 0 | 0 | 0 | 0 | 0 | 0 | 0 | 0 | 0 | 0 | 0 | 0 | 0 | 0 | 0 | 0 | 0 | 0 | 0 | 0 | 0 | 0 | 0 | 0
OPTION 1 (base case) | sens1 | Capex 10% higher | OPTION 1 (base case)sens1 |  | 0 |  | 0 | 0 | 0 | 0 | 0 | 0 | 0 | 0 | 0 | 0 | 0 | 0 | 0 | 0 | 0 | 0 | 0 | 0 | 0 | 0 | 0 | 0 | 0 | 0 | 0 | 0
OPTION 1 (base case) | sens2 | Capex 10% lower | OPTION 1 (base case)sens2 |  | 0 |  | 0 | 0 | 0 | 0 | 0 | 0 | 0 | 0 | 0 | 0 | 0 | 0 | 0 | 0 | 0 | 0 | 0 | 0 | 0 | 0 | 0 | 0 | 0 | 0 | 0 | 0
OPTION 1 (base case) | sens3 | Total benefits 10% higher | OPTION 1 (base case)sens3 |  | 0 |  | 0 | 0 | 0 | 0 | 0 | 0 | 0 | 0 | 0 | 0 | 0 | 0 | 0 | 0 | 0 | 0 | 0 | 0 | 0 | 0 | 0 | 0 | 0 | 0 | 0 | 0
OPTION 1 (base case) | sens4 | Total benefits 10% lower | OPTION 1 (base case)sens4 |  | 0 |  | 0 | 0 | 0 | 0 | 0 | 0 | 0 | 0 | 0 | 0 | 0 | 0 | 0 | 0 | 0 | 0 | 0 | 0 | 0 | 0 | 0 | 0 | 0 | 0 | 0 | 0
OPTION 1 (base case) | sens5 | Capex 10% higher & Total benefits 10% lower | OPTION 1 (base case)sens5 |  | 0 |  | 0 | 0 | 0 | 0 | 0 | 0 | 0 | 0 | 0 | 0 | 0 | 0 | 0 | 0 | 0 | 0 | 0 | 0 | 0 | 0 | 0 | 0 | 0 | 0 | 0 | 0
OPTION 1 (base case) | sens | 0 | OPTION 1 (base case)sens |  | 0 |  | 0 | 0 | 0 | 0 | 0 | 0 | 0 | 0 | 0 | 0 | 0 | 0 | 0 | 0 | 0 | 0 | 0 | 0 | 0 | 0 | 0 | 0 | 0 | 0 | 0 | 0
OPTION 1 (base case) | sens | 0 | OPTION 1 (base case)sens |  | 0 |  | 0 | 0 | 0 | 0 | 0 | 0 | 0 | 0 | 0 | 0 | 0 | 0 | 0 | 0 | 0 | 0 | 0 | 0 | 0 | 0 | 0 | 0 | 0 | 0 | 0 | 0
OPTION 1 (base case) | sens | 0 | OPTION 1 (base case)sens |  | 0 |  | 0 | 0 | 0 | 0 | 0 | 0 | 0 | 0 | 0 | 0 | 0 | 0 | 0 | 0 | 0 | 0 | 0 | 0 | 0 | 0 | 0 | 0 | 0 | 0 | 0 | 0
Option 2 | NPV | Net benefits | Option 2NPV |  | 1509370.8399 |  | 0 | 0 | 0 | 0 | 0 | 0 | 166956.9653 | 13760.9552 | 29306.5343 | 44493.5258 | 59559.5289 | 74983.4263 | 89892.9309 | 104755.8063 | 119534.0331 | 134188.6588 | 148680.0289 | 162968.0321 | 177012.3605 | 190772.7818 | 204209.4203 | 217283.0449 | 229955.3602 | 242189.2955 | 253949.29 | 0
Option 2 | sens1 | Capex 10% higher | Option 2sens1 |  | 1276432.2678 |  | 0 | 0 | 0 | 0 | 0 | 0 | 162752.8649 | -7259.5466 | 8286.0325 | 23473.024 | 38539.0272 | 53962.9246 | 68872.4292 | 83735.3045 | 98513.5313 | 113168.1571 | 127659.5271 | 141947.5303 | 155991.8587 | 169752.2801 | 183188.9185 | 196262.5432 | 208934.8584 | 221168.7938 | 232928.7882 | 0
Option 2 | sens2 | Capex 10% lower | Option 2sens2 |  | 1742309.412 |  | 0 | 0 | 0 | 0 | 0 | 0 | 171161.0656 | 34781.457 | 50327.0361 | 65514.0276 | 80580.0307 | 96003.9281 | 110913.4327 | 125776.3081 | 140554.5348 | 155209.1606 | 169700.5307 | 183988.5338 | 198032.8623 | 211793.2836 | 225229.9221 | 238303.5467 | 250975.8619 | 263209.7973 | 274969.7918 | 0
Option 2 | sens3 | Total benefits 10% higher | Option 2sens3 |  | 1893246.496 |  | 0 | 0 | 0 | 0 | 0 | 0 | 187856.7622 | 36157.5525 | 53257.6895 | 69963.3802 | 86535.9836 | 103502.2708 | 119902.7258 | 136251.8887 | 152507.9381 | 168628.0265 | 184568.5336 | 200285.3371 | 215734.0984 | 230870.5618 | 245650.8641 | 260031.8512 | 273971.3979 | 287428.7269 | 300364.7207 | 0
Option 2 | sens4 | Total benefits 10% lower | Option 2sens4 |  | 1125495.1838 |  | 0 | 0 | 0 | 0 | 0 | 0 | 146057.1684 | -8635.6421 | 5355.3791 | 19023.6714 | 32583.0743 | 46464.5819 | 59883.1361 | 73259.7239 | 86560.128 | 99749.2912 | 112791.5242 | 125650.7271 | 138290.6227 | 150675.0019 | 162767.9765 | 174534.2387 | 185939.3224 | 196949.8642 | 207533.8592 | 0
Option 2 | sens5 | Capex 10% higher & Total benefits 10% lower | Option 2sens5 |  | 892556.6117 |  | 0 | 0 | 0 | 0 | 0 | 0 | 141853.068 | -29656.1439 | -15665.1227 | -1996.8303 | 11562.5725 | 25444.0801 | 38862.6343 | 52239.2221 | 65539.6262 | 78728.7894 | 91771.0225 | 104630.2253 | 117270.1209 | 129654.5001 | 141747.4747 | 153513.7369 | 164918.8206 | 175929.3624 | 186513.3574 | 0
Option 2 | sens | 0 | Option 2sens |  | 1509370.8399 |  | 0 | 0 | 0 | 0 | 0 | 0 | 166956.9653 | 13760.9552 | 29306.5343 | 44493.5258 | 59559.5289 | 74983.4263 | 89892.9309 | 104755.8063 | 119534.0331 | 134188.6588 | 148680.0289 | 162968.0321 | 177012.3605 | 190772.7818 | 204209.4203 | 217283.0449 | 229955.3602 | 242189.2955 | 253949.29 | 0
Option 2 | sens | 0 | Option 2sens |  | 1509370.8399 |  | 0 | 0 | 0 | 0 | 0 | 0 | 166956.9653 | 13760.9552 | 29306.5343 | 44493.5258 | 59559.5289 | 74983.4263 | 89892.9309 | 104755.8063 | 119534.0331 | 134188.6588 | 148680.0289 | 162968.0321 | 177012.3605 | 190772.7818 | 204209.4203 | 217283.0449 | 229955.3602 | 242189.2955 | 253949.29 | 0
Option 2 | sens | 0 | Option 2sens |  | 1509370.8399 |  | 0 | 0 | 0 | 0 | 0 | 0 | 166956.9653 | 13760.9552 | 29306.5343 | 44493.5258 | 59559.5289 | 74983.4263 | 89892.9309 | 104755.8063 | 119534.0331 | 134188.6588 | 148680.0289 | 162968.0321 | 177012.3605 | 190772.7818 | 204209.4203 | 217283.0449 | 229955.3602 | 242189.2955 | 253949.29 | 0
[7 empty] | 0 | 0 | 0 | 0 | 0 | 0 | 0 | 0 | 0 | 0 | 0 | 0 | 0 | 0 | 0 | 0 | 0 | 0 | 0 | 0 | 0 | 0 | 0 | 0 | 0 | 0
Option 3 | NPV | Net benefits | Option 3NPV |  | 0 |  | 0 | 0 | 0 | 0 | 0 | 0 | 0 | 0 | 0 | 0 | 0 | 0 | 0 | 0 | 0 | 0 | 0 | 0 | 0 | 0 | 0 | 0 | 0 | 0 | 0 | 0
Option 3 | sens1 | Capex 10% higher | Option 3sens1 |  | 0 |  | 0 | 0 | 0 | 0 | 0 | 0 | 0 | 0 | 0 | 0 | 0 | 0 | 0 | 0 | 0 | 0 | 0 | 0 | 0 | 0 | 0 | 0 | 0 | 0 | 0 | 0
Option 3 | sens2 | Capex 10% lower | Option 3sens2 |  | 0 |  | 0 | 0 | 0 | 0 | 0 | 0 | 0 | 0 | 0 | 0 | 0 | 0 | 0 | 0 | 0 | 0 | 0 | 0 | 0 | 0 | 0 | 0 | 0 | 0 | 0 | 0
Option 3 | sens3 | Total benefits 10% higher | Option 3sens3 |  | 0 |  | 0 | 0 | 0 | 0 | 0 | 0 | 0 | 0 | 0 | 0 | 0 | 0 | 0 | 0 | 0 | 0 | 0 | 0 | 0 | 0 | 0 | 0 | 0 | 0 | 0 | 0
Option 3 | sens4 | Total benefits 10% lower | Option 3sens4 |  | 0 |  | 0 | 0 | 0 | 0 | 0 | 0 | 0 | 0 | 0 | 0 | 0 | 0 | 0 | 0 | 0 | 0 | 0 | 0 | 0 | 0 | 0 | 0 | 0 | 0 | 0 | 0
Option 3 | sens5 | Capex 10% higher & Total benefits 10% lower | Option 3sens5 |  | 0 |  | 0 | 0 | 0 | 0 | 0 | 0 | 0 | 0 | 0 | 0 | 0 | 0 | 0 | 0 | 0 | 0 | 0 | 0 | 0 | 0 | 0 | 0 | 0 | 0 | 0 | 0
Option 3 | sens | 0 | Option 3sens |  | 0 |  | 0 | 0 | 0 | 0 | 0 | 0 | 0 | 0 | 0 | 0 | 0 | 0 | 0 | 0 | 0 | 0 | 0 | 0 | 0 | 0 | 0 | 0 | 0 | 0 | 0 | 0
Option 3 | sens | 0 | Option 3sens |  | 0 |  | 0 | 0 | 0 | 0 | 0 | 0 | 0 | 0 | 0 | 0 | 0 | 0 | 0 | 0 | 0 | 0 | 0 | 0 | 0 | 0 | 0 | 0 | 0 | 0 | 0 | 0
Option 3 | sens | 0 | Option 3sens |  | 0 |  | 0 | 0 | 0 | 0 | 0 | 0 | 0 | 0 | 0 | 0 | 0 | 0 | 0 | 0 | 0 | 0 | 0 | 0 | 0 | 0 | 0 | 0 | 0 | 0 | 0 | 0
Option 4 | NPV | Net benefits | Option 4NPV |  | 0 |  | 0 | 0 | 0 | 0 | 0 | 0 | 0 | 0 | 0 | 0 | 0 | 0 | 0 | 0 | 0 | 0 | 0 | 0 | 0 | 0 | 0 | 0 | 0 | 0 | 0 | 0
Option 4 | sens1 | Capex 10% higher | Option 4sens1 |  | 0 |  | 0 | 0 | 0 | 0 | 0 | 0 | 0 | 0 | 0 | 0 | 0 | 0 | 0 | 0 | 0 | 0 | 0 | 0 | 0 | 0 | 0 | 0 | 0 | 0 | 0 | 0
Option 4 | sens2 | Capex 10% lower | Option 4sens2 |  | 0 |  | 0 | 0 | 0 | 0 | 0 | 0 | 0 | 0 | 0 | 0 | 0 | 0 | 0 | 0 | 0 | 0 | 0 | 0 | 0 | 0 | 0 | 0 | 0 | 0 | 0 | 0
Option 4 | sens3 | Total benefits 10% higher | Option 4sens3 |  | 0 |  | 0 | 0 | 0 | 0 | 0 | 0 | 0 | 0 | 0 | 0 | 0 | 0 | 0 | 0 | 0 | 0 | 0 | 0 | 0 | 0 | 0 | 0 | 0 | 0 | 0 | 0
Option 4 | sens4 | Total benefits 10% lower | Option 4sens4 |  | 0 |  | 0 | 0 | 0 | 0 | 0 | 0 | 0 | 0 | 0 | 0 | 0 | 0 | 0 | 0 | 0 | 0 | 0 | 0 | 0 | 0 | 0 | 0 | 0 | 0 | 0 | 0
Option 4 | sens5 | Capex 10% higher & Total benefits 10% lower | Option 4sens5 |  | 0 |  | 0 | 0 | 0 | 0 | 0 | 0 | 0 | 0 | 0 | 0 | 0 | 0 | 0 | 0 | 0 | 0 | 0 | 0 | 0 | 0 | 0 | 0 | 0 | 0 | 0 | 0
Option 4 | sens | 0 | Option 4sens |  | 0 |  | 0 | 0 | 0 | 0 | 0 | 0 | 0 | 0 | 0 | 0 | 0 | 0 | 0 | 0 | 0 | 0 | 0 | 0 | 0 | 0 | 0 | 0 | 0 | 0 | 0 | 0
Option 4 | sens | 0 | Option 4sens |  | 0 |  | 0 | 0 | 0 | 0 | 0 | 0 | 0 | 0 | 0 | 0 | 0 | 0 | 0 | 0 | 0 | 0 | 0 | 0 | 0 | 0 | 0 | 0 | 0 | 0 | 0 | 0
Option 4 | sens | 0 | Option 4sens |  | 0 |  | 0 | 0 | 0 | 0 | 0 | 0 | 0 | 0 | 0 | 0 | 0 | 0 | 0 | 0 | 0 | 0 | 0 | 0 | 0 | 0 | 0 | 0 | 0 | 0 | 0 | 0
Option 5 | NPV | Net benefits | Option 5NPV |  | 0 |  | 0 | 0 | 0 | 0 | 0 | 0 | 0 | 0 | 0 | 0 | 0 | 0 | 0 | 0 | 0 | 0 | 0 | 0 | 0 | 0 | 0 | 0 | 0 | 0 | 0 | 0
Option 5 | sens1 | Capex 10% higher | Option 5sens1 |  | 0 |  | 0 | 0 | 0 | 0 | 0 | 0 | 0 | 0 | 0 | 0 | 0 | 0 | 0 | 0 | 0 | 0 | 0 | 0 | 0 | 0 | 0 | 0 | 0 | 0 | 0 | 0
Option 5 | sens2 | Capex 10% lower | Option 5sens2 |  | 0 |  | 0 | 0 | 0 | 0 | 0 | 0 | 0 | 0 | 0 | 0 | 0 | 0 | 0 | 0 | 0 | 0 | 0 | 0 | 0 | 0 | 0 | 0 | 0 | 0 | 0 | 0
Option 5 | sens3 | Total benefits 10% higher | Option 5sens3 |  | 0 |  | 0 | 0 | 0 | 0 | 0 | 0 | 0 | 0 | 0 | 0 | 0 | 0 | 0 | 0 | 0 | 0 | 0 | 0 | 0 | 0 | 0 | 0 | 0 | 0 | 0 | 0
Option 5 | sens4 | Total benefits 10% lower | Option 5sens4 |  | 0 |  | 0 | 0 | 0 | 0 | 0 | 0 | 0 | 0 | 0 | 0 | 0 | 0 | 0 | 0 | 0 | 0 | 0 | 0 | 0 | 0 | 0 | 0 | 0 | 0 | 0 | 0
Option 5 | sens5 | Capex 10% higher & Total benefits 10% lower | Option 5sens5 |  | 0 |  | 0 | 0 | 0 | 0 | 0 | 0 | 0 | 0 | 0 | 0 | 0 | 0 | 0 | 0 | 0 | 0 | 0 | 0 | 0 | 0 | 0 | 0 | 0 | 0 | 0 | 0
Option 5 | sens | 0 | Option 5sens |  | 0 |  | 0 | 0 | 0 | 0 | 0 | 0 | 0 | 0 | 0 | 0 | 0 | 0 | 0 | 0 | 0 | 0 | 0 | 0 | 0 | 0 | 0 | 0 | 0 | 0 | 0 | 0
Option 5 | sens | 0 | Option 5sens |  | 0 |  | 0 | 0 | 0 | 0 | 0 | 0 | 0 | 0 | 0 | 0 | 0 | 0 | 0 | 0 | 0 | 0 | 0 | 0 | 0 | 0 | 0 | 0 | 0 | 0 | 0 | 0
Option 5 | sens | 0 | Option 5sens |  | 0 |  | 0 | 0 | 0 | 0 | 0 | 0 | 0 | 0 | 0 | 0 | 0 | 0 | 0 | 0 | 0 | 0 | 0 | 0 | 0 | 0 | 0 | 0 | 0 | 0 | 0 | 0
RESULTS
|  | 0 | 0 | 1 | 1 | 1 |  | 2028-29: #NAME?
|  | Option 1 (base case) | Option 2 | Option 3 | Option 4 | Option 5 |  | 2026-27: Max; 2028-29: Preferred
NPV | None | 0 | 1.5094 |  |  |  |  | 2026-27: #NAME?; 2028-29: Option 2
sens1 | Capex 10% higher | 0 | 1.2764 |  |  |  |  | 2026-27: #NAME?; 2028-29: Option 2
sens2 | Capex 10% lower | 0 | 1.7423 |  |  |  |  | 2026-27: #NAME?; 2028-29: Option 2
sens3 | Total benefits 10% higher | 0 | 1.8932 |  |  |  |  | 2026-27: #NAME?; 2028-29: Option 2
sens4 | Total benefits 10% lower | 0 | 1.1255 |  |  |  |  | 2026-27: #NAME?; 2028-29: Option 2
sens5 | Capex 10% higher & Total benefits 10% lower | 0 | 0.89256 |  |  |  |  | 2026-27: #NAME?; 2028-29: Option 2
sens | 0 | [6 empty] | 2026-27: #NAME?; 2028-29: #NAME?
sens | 0 | [6 empty] | 2026-27: #NAME?; 2028-29: #NAME?
sens | 0 | [6 empty] | 2026-27: #NAME?; 2028-29: #NAME?

## Workings_costs
United Energy
FTN relay replacement
WORKINGS - COSTS
Capital expenditure
|  | 2026-27 | 2027-28 | 2028-29 | 2029-30 | 2030-31 | 2031-32 | 2032-33 | 2033-34 | 2034-35 | 2035-36 | 2036-37 | 2037-38 | 2038-39 | 2039-40 | 2040-41 | 2041-42 | 2042-43 | 2043-44 | 2044-45 | 2045-46 | 2046-47 | 2047-48
| FTN relays | 0 | 0 | 0 | 0 | 622600 | 0 | 0 | 0 | 0 | 0 | 0 | 0 | 0 | 0 | 0 | 0 | 0 | 0 | 0 | 0 | 0 | 0

## Workings_risks
United Energy
FTN relay replacement
WORKINGS - RISKS
| FTN ZSS | Start Yr | 2026-27 | 2027-28 | 2028-29 | 2029-30 | 2030-31 | 2031-32 | 2032-33 | 2033-34 | 2034-35 | 2035-36 | 2036-37 | 2037-38 | 2038-39 | 2039-40 | 2040-41 | 2041-42 | 2042-43 | 2043-44 | 2044-45 | 2045-46 | 2046-47 | 2047-48 | 2048-49 | 2049-50 | 2050-51
| Total Reliability Risk (MWH) | Status Quo | 0.85557 | 0.93967 | 1.0303 | 1.1223 | 1.2153 | 1.3141 | 1.4232 | 1.5457 | 1.6607 | 1.7741 | 1.8979 | 2.0119 | 2.1277 | 2.2452 | 2.3641 | 2.4839 | 2.6045 | 2.7254 | 2.8463 | 2.9668 | 3.0865 | 3.205 | 3.3219 | 3.4367 | 3.5491
|  | Option 2 (Preferred) | 0.85557 | 0.93967 | 1.0303 | 1.1223 | 1.2153 | 0.0017358 | 0.007002 | 0.015982 | 0.02859 | 0.044814 | 0.064984 | 0.088463 | 0.11553 | 0.14617 | 0.18033 | 0.21796 | 0.25897 | 0.30328 | 0.35075 | 0.40125 | 0.45459 | 0.51057 | 0.56895 | 0.62947 | 0.69181
| Safety Risk | Status Quo | 1454.9163 | 1584.2571 | 1717.9821 | 1855.8564 | 1997.6276 | 2143.0253 | 2291.7618 | 2443.5313 | 2598.0109 | 2754.8607 | 2913.7239 | 3074.2279 | 3235.9847 | 3398.5917 | 3561.6329 | 3724.6796 | 3887.2921 | 4049.0205 | 4209.4066 | 4367.9852 | 4524.2861 | 4677.8353 | 4828.1579 | 4974.7789 | 5117.2264
|  | Option 2 (Preferred) | 1454.9163 | 1584.2571 | 1717.9821 | 1855.8564 | 1997.6276 | 3.0256 | 12.102 | 27.2262 | 48.3887 | 75.5701 | 108.7371 | 147.839 | 192.8042 | 243.5365 | 299.9118 | 361.7748 | 428.9362 | 501.1701 | 578.2111 | 659.753 | 745.4468 | 834.8996 | 927.6747 | 1023.2912 | 1121.2251
| Unplanned Replacement Risk | Status Quo | 91148.4677 | 99251.4862 | 107629.1698 | 116266.8037 | 125148.5689 | 134257.5358 | 143575.6647 | 153083.8125 | 162761.7461 | 172588.1634 | 182540.7217 | 192596.0732 | 202729.9093 | 212917.0117 | 223131.3127 | 233345.9625 | 243533.4055 | 253665.4634 | 263713.4274 | 273648.1567 | 283440.1849 | 293059.833 | 302477.3287 | 311662.9317 | 320587.0644
|  | Option 2 (Preferred) | 91148.4677 | 99251.4862 | 107629.1698 | 116266.8037 | 125148.5689 | 25.2733 | 101.09 | 227.4245 | 404.198 | 631.248 | 908.2967 | 1234.9209 | 1610.522 | 2034.2962 | 2505.2069 | 3021.9576 | 3582.9671 | 4186.3472 | 4829.8824 | 5511.0139 | 6226.8262 | 6974.0388 | 7749.0027 | 8547.7011 | 9365.7572
| Annualised OPEX | Status Quo | 11958.3333 | 11958.3333 | 11958.3333 | 11958.3333 | 11958.3333 | 11958.3333 | 11958.3333 | 11958.3333 | 11958.3333 | 11958.3333 | 11958.3333 | 11958.3333 | 11958.3333 | 11958.3333 | 11958.3333 | 11958.3333 | 11958.3333 | 11958.3333 | 11958.3333 | 11958.3333 | 11958.3333 | 11958.3333 | 11958.3333 | 11958.3333 | 11958.3333
|  | Option 2 (Preferred) | 11958.3333 | 11958.3333 | 11958.3333 | 11958.3333 | 11958.3333 | 7972.2222 | 7972.2222 | 7972.2222 | 7972.2222 | 7972.2222 | 7972.2222 | 7972.2222 | 7972.2222 | 7972.2222 | 7972.2222 | 7972.2222 | 7972.2222 | 7972.2222 | 7972.2222 | 7972.2222 | 7972.2222 | 7972.2222 | 7972.2222 | 7972.2222 | 7972.2222

## Misc_calcs
United Energy
FTN relay replacement
ESCALATION & OTHER
| Year end |  |  | 2021-06-30 | 2022-06-30 | 2023-06-30 | 2024-06-30 | 2025-06-30 | 2026-06-30
| Actual/forecast CPI (June to June) |  |  | 0% | 0.8606% | 3.498% | 7.832% | 4.052% | 3%
| HY ending |  |  | 2021-06-30 | 2021-12-31 | 2022-06-30 | 2022-12-31 | 2023-06-30 | 2023-12-31 | 2024-06-30 | 2024-12-31 | 2025-06-30 | 2025-12-31 | 2026-06-30
| FY ending |  |  | 2021-06-30 | 2022-06-30 | 2022-06-30 | 2023-06-30 | 2023-06-30 | 2024-06-30 | 2024-06-30 | 2025-06-30 | 2025-06-30 | 2026-06-30 | 2026-06-30
| Actual/forecast CPI (June to June) |  |  | 0% | 0.8606% | 0.8606% | 3.498% | 3.498% | 7.832% | 7.832% | 4.052% | 4.052% | 3% | 3%
| Actual cumulative HY escalation |  |  | 1 | 1.0043 | 1.0086 | 1.0261 | 1.0439 | 1.084 | 1.1256 | 1.1482 | 1.1713 | 1.1887 | 1.2064
| Convert from input dollars | 2023-12-31 | 1.084
| To output dollars | 2026-06-30 | 1.2064
| Conversion from input dollars to output dollars |  | 1.1129
| Convert from VCR date | 2023-12-31 | 1.084
| To input dollars | 2023-12-31 | 1.084
| VCR escalation |  | 1
| Start_year | 2026-27
FIRST YEAR
| Option | First year | Option included
| Option 2 | 5 | TRUE
| Option 3 | Not used | FALSE
| Option 4 | Not used | FALSE
| Option 5 | Not used | FALSE
| First year | 5
FLAGS
| Option 1 (base case) | FALSE | FALSE
FALSE
FALSE
| Option 2 | FALSE | FALSE
FALSE
FALSE
| Option 3 | FALSE | FALSE
FALSE
FALSE
| Option 4 | FALSE | FALSE
FALSE
FALSE
| Option 5 | FALSE | FALSE
FALSE
FALSE
Message | !! Capex asset life required !!
!

## Data
United Energy
FTN relay replacement
DATA
Options
|  | Not used | Text |  | Flags for compliance project
Option1 | Option 1 (base case) | FALSE |  | Option 1 (base case): No change to existing practices | FALSE
Option2 | Option 2 | FALSE |  |  | FALSE
Option3 | Option 3 | TRUE | Not used |  | TRUE
Option4 | Option 4 | TRUE | Not used |  | TRUE
Option5 | Option 5 | TRUE | Not used |  | TRUE
Compliance project |  |  | Yes | FALSE
No change to existing practices
Not applicable (compliance)
For conditional formatting of preferred option on Summary :
< Enter description >
Categories
Short categ
| Capital expenditure | -1
| Annualised capex | -1
| Operating expenditure | -1
| Risk mitigated | 1
| Other benefits value | 1
| Net benefits | 1
| Total risk cost | 1
Benefits
|  | Short categ | Flag to include | Units | Defined value
1 | Unserved energy | Energy | FALSE | MWh | FALSE
2 | Safety | Safety | FALSE | $ | TRUE
3 | Unplanned replacement | UnRepl | FALSE | $ | TRUE
4 | Bushfire | Fire | FALSE | $ | TRUE
5 | Reduction in CO2 emissions | Carbon | TRUE | MWh | FALSE
6 | Reliability in worst-served areas | Other | TRUE | MWh | FALSE
7 | Network resilience | Other | TRUE | MWh | FALSE
8 | Enabling solar exports | Other | TRUE | MWh | FALSE
9 | Aesthetics | Other | TRUE | Customers impacted | FALSE
10 | Customer value of time - residential | Other | TRUE | Customer minutes | FALSE
11 | Customer value of time - business | Other | TRUE | Customer minutes | FALSE
12 | Communication | Other | TRUE | Customers impacted | FALSE
13 | Information accessibility | Other | TRUE | Customers impacted | FALSE
Value of benefits
United Energy
| Reliability in worst-served areas | per MWh | 0
| Network resilience | per MWh | 38560
| Enabling solar exports | per MWh | 862.6028
| Aesthetics | per customer impacted | 0
| Customer value of time - residential | per minute customer time | 0.34751
| Customer value of time - business | per minute customer time | 0.34751
| Communication | per customer impacted | 0
| Information accessibility | per customer impacted | 0
Conversions
| thous_conv | 1000
| mill_conv | 1000000
Message
| Message | Enter asset life
Error message |  | Remove inputs prior to start year
Disproportionate factors applied to various bushfire and other risk valuations
| - Select - |  |  |  | 0
| Harm to property from network |  |  |  | 1
| Harm to property from bushfire |  |  |  | 1
| Harm to environment |  |  |  | 1
| Safety - Public trespass |  |  |  | 1
| Safety - Single fatality or serious injury ^ |  |  |  | 3
| Safety from bushfire in HBRA |  |  |  | 3
| Safety - Multiple fatality or serious injury ^ |  |  |  | 6
| Safety from bushfire (REFCL declared areas) |  |  |  | 6
| Safety from bushfire (electric line construction areas) |  |  |  | 10
Total annualised capex
Energy at risk value
Total other benefits
DROPDOWN LISTS
| Business |  |  |  | Type | Include | Dollar inputs - month |  |  | Not used options | Conversions | Dollar inputs - year | Compliance | Capex first year
| CitiPower | CP | CP: |  | - Select - | 0 | June | 6 | CY | Not used |  | 2026 | No | 2026-27
| Powercor | PA | PAL: |  | Capex | 1899-12-31 | December | 12 | FY |  |  | 2025 | Yes | 2025-26
| United Energy | UE | UE: |  | Opex | [6 empty] | 2024 |  | 2024-25
2023
2022
2021
2020