## Cover
United Energy
Regulatory proposal 2026-31
Situational awareness risk
| Model number: | 5.02
2025-01-31
15

## Summary_UE
United Energy
Situational awareness
UNITED ENERGY
Preferred Option
Option 3
| Total project forecast expenditure | 2026-06-30 | 2026-27 | 2027-28 | 2028-29 | 2029-30 | 2030-31 | Total
| Capital expenditure |  | 2.8521 | 0.23185 | 0 | 0 | 0 | 3.084
| Operating expenditure |  | 0.48224 | 0.54713 | 0.54713 | 0.54713 | 0.54713 | 2.6708

## Summary_total
Powercor & United Energy
Situational awareness
SUMMARY
PROJECT TOTAL
[5 empty] | PV of costs | PV of benefits | NPV
| Option |  |  |  | 2026-06-30 | 2026-06-30 | 2026-06-30
| Option 1 (base case) | No change to existing practices |  |  | 0 | 0 | 0
| Option 2 | Enhance capability |  |  | -6.6976 | 6.4377 | -0.25985
| Option 3 | Further enhanced capability with public view |  |  | -21.7417 | 24.3203 | 2.5785
| Option 4 | 0
| Option 5 | 0
NPV
| Preferred option: |  |  |  | 2026-06-30
| Option 3 | Further enhanced capability with public view |  |  | 2.5785
PREFERRED OPTION
Preferred Option
Option 3
| Total project forecast expenditure |  | 2026-06-30 | 2026-27 | 2027-28 | 2028-29 | 2029-30 | 2030-31 |  | Total
| Capital expenditure |  |  | 5.7043 | 0.4637 | 0 | 0 | 0 |  | 6.168
| Operating expenditure |  |  | 0.96447 | 1.0943 | 1.0943 | 1.0943 | 1.0943 |  | 5.3415
SENSITIVITIES
| Sensitivity | 2026-06-30 |  | Option 1 (base case) | Option 2 | Option 3 | Option 4 | Option 5 |  | Preferred option
| None |  |  | 0 | -0.25985 | 2.5785 |  |  |  | Option 3
| Capex 10% higher |  |  | 0 | -0.56704 | 1.9738 |  |  |  | Option 3
| Capex 10% lower |  |  | 0 | 0.047339 | 3.1832 |  |  |  | Option 3
| Total benefits 10% higher |  |  | 0 | 0.38392 | 5.0105 |  |  |  | Option 3
| Total benefits 10% lower |  |  | 0 | -0.90362 | 0.14648 |  |  |  | Option 3
| Capex 10% higher & Total benefits 10% lower |  |  | 0 | -1.2108 | -0.45826 |  |  |  | Option 1 (base case)
| 0 | [8 empty] | #NAME?
| 0 | [7 empty] | 0 | #NAME?
|  | 0 | [7 empty] | #NAME?
0

## Assumptions
Powercor & United Energy
Situational awareness
Project
|  | Business: |  | Powercor & United Energy
|  | Descripton: |  | Situational awareness
|  | Date of cost inputs: |  | December |  | 2023
|  | Option |  | Description
|  | Option 1 (base case) |  | No change to existing practices
|  | Option 2 |  | Enhance capability
|  | Option 3 |  | Further enhanced capability with public view
Option 4
Option 5
|  | Compliance project |  | No
|  | Expenditure starts |  | 2026-27 | [start]
Project allocation
|  | Powercor |  |  |  | 50%
|  | United Energy |  |  |  | 50%
Timing & WACC
|  | Input dollars |  |  |  | 2023-12-31 | [input_dollars]
|  | Pre-tax real WACC |  |  |  | 3.5% | [real_disc]
|  | VCR date |  |  |  | 2023-12-31 | [vcr_date]
|  | Analysis period (years) |  |  |  | 20 | [years]\
|  | Output dollars |  |  |  | 2026-06-30 | [output_dollars]
|  | Other benefits date |  |  |  | 2023-12-31 | [custval_date]
|  | Value of CO2 reductions input date |  |  |  | 2023-06-30
VCR
|  | Enter ZSS code >> | eg. AR | Network average |  | Network average | 42862.5843 | 2023 VCR ($/MWh)
|  |  |  | Weighted VNR |  | Network average
|  |  |  | 12-24 hrs |  | 26889.8192
|  |  |  | >24 hrs |  | 4861.1077
Risks
SAFETY
|  | Value of statistical life |  |  |  | 5400000 | 2023-06-30
|  | Value of injury |  |  |  | 0 | 2023-12-31
Disproportionate factors applied to various bushfire and other risk valuations
|  | Harm to property from network |  |  |  | 1
|  | Harm to property from bushfire |  |  |  | 1
|  | Harm to environment |  |  |  | 1
|  | Safety - Public trespass |  |  |  | 1
|  | Safety - Single fatality or serious injury ^ |  |  |  | 3
|  | Safety from bushfire in HBRA |  |  |  | 3
|  | Safety - Multiple fatality or serious injury ^ |  |  |  | 6
|  | Safety from bushfire (REFCL declared areas) |  |  |  | 6
|  | Safety from bushfire (electric line construction areas) |  |  |  | 10
^ Public or employee
|  | Incident type |  |  |  | Value | Probability | DF selected | Description/comment
|  | Safety (fatality) |  |  |  | 5607473.5197 | 0 | 0 | 0
|  | Safety (injury) |  |  |  | 0 | 0 | 0 | 0
UNPLANNED REPLACEMENT/REPAIR
|  | Major failure (replace) |  |  |  | 0 | 2023-12-31
|  | Minor failure (repair) |  |  |  | 0 | 2023-12-31
|  | Premium for failure |  |  |  | 20%
Other benefits
| ENVIRONMENTAL | [8 empty] | 2026-27 | 2027-28 | 2028-29 | 2029-30 | 2030-31 | 2031-32
|  | Value of CO2 reductions |  |  |  |  | 2023-06-30 | $/kWh |  | 0.02473 | 0.022341 | 0.020196 | 0.018063 | 0.015913 | 0.013715
Sensitivities
[6 empty] | Capex | Total benefits
| 1 | Capex 10% higher |  |  |  | 10% | 0%
| 2 | Capex 10% lower |  |  |  | -10% | 0%
| 3 | Total benefits 10% higher |  |  |  | 0% | 10%
| 4 | Total benefits 10% lower |  |  |  | 0% | -10%
| 5 | Capex 10% higher & Total benefits 10% lower |  |  |  | 10% | -10%

## Option1 (base case)
Powercor & United Energy
Situational awareness
OPTION 1 (base case)
Count |  |  |  |  | 0 | 1 | 2 | 3 | 4 | 5 | 6 | 7 | 8 | 9 | 10 | 11 | 12 | 13 | 14 | 15 | 16 | 17 | 18 | 19 | 20 | 21 | 22 | 23 | 24 | 25
Value of CO2 reductions |  |  |  | $/MWh |  | 24.7305 | 22.3407 | 20.1963 | 18.0629 | 15.9134 | 13.7151 | 13.7151 | 13.7151 | 13.7151 | 13.7151 | 13.7151 | 13.7151 | 13.7151 | 13.7151 | 13.7151 | 13.7151 | 13.7151 | 13.7151 | 13.7151 | 13.7151 | 13.7151 | 13.7151 | 13.7151 | 13.7151 | 13.7151
|  |  |  | Units | 2026-06-30 | 2026-27 | 2027-28 | 2028-29 | 2029-30 | 2030-31 | 2031-32 | 2032-33 | 2033-34 | 2034-35 | 2035-36 | 2036-37 | 2037-38 | 2038-39 | 2039-40 | 2040-41 | 2041-42 | 2042-43 | 2043-44 | 2044-45 | 2045-46 | 2046-47 | 2047-48 | 2048-49 | 2049-50 | 2050-51
INVESTMENT & OPERATING COST
| Capex |  | Asset life (yrs)
| < Enter description > |  | 0 | 2023-12-31 |  | 0 | 0 | 0 | 0 | 0 | 0 | 0 | 0 | 0 | 0 | 0 | 0 | 0 | 0 | 0 | 0 | 0 | 0 | 0 | 0 | 0 | 0 | 0 | 0 | 0
| < Enter description > |  | 0 | 2023-12-31 |  | 0 | 0 | 0 | 0 | 0 | 0 | 0 | 0 | 0 | 0 | 0 | 0 | 0 | 0 | 0 | 0 | 0 | 0 | 0 | 0 | 0 | 0 | 0 | 0 | 0
| < Enter description > |  | 0 | 2023-12-31 |  | 0 | 0 | 0 | 0 | 0 | 0 | 0 | 0 | 0 | 0 | 0 | 0 | 0 | 0 | 0 | 0 | 0 | 0 | 0 | 0 | 0 | 0 | 0 | 0 | 0
| Capital expenditure |  |  | 2023-12-31 |  | 0 | 0 | 0 | 0 | 0 | 0 | 0 | 0 | 0 | 0 | 0 | 0 | 0 | 0 | 0 | 0 | 0 | 0 | 0 | 0 | 0 | 0 | 0 | 0 | 0
| Operating expenditure |  |  | 2023-12-31 |  | 0 | 0 | 0 | 0 | 0 | 0 | 0 | 0 | 0 | 0 | 0 | 0 | 0 | 0 | 0 | 0 | 0 | 0 | 0 | 0 | 0 | 0 | 0 | 0 | 0
RISK ASSUMPTIONS
| PoF (major) |  |  |  |  | 0 | 0 | 0 | 0 | 0 | 0 | 0 | 0 | 0 | 0 | 0 | 0 | 0 | 0 | 0 | 0 | 0 | 0 | 0 | 0 | 0 | 0 | 0 | 0 | 0
| PoF (reparable) |  |  |  |  | 0 | 0 | 0 | 0 | 0 | 0 | 0 | 0 | 0 | 0 | 0 | 0 | 0 | 0 | 0 | 0 | 0 | 0 | 0 | 0 | 0 | 0 | 0 | 0 | 0
| Energy at risk (weighted) |  |  | MWh |  | 497.2699 | 497.2699 | 497.2699 | 497.2699 | 497.2699 | 497.2699 | 497.2699 | 497.2699 | 497.2699 | 497.2699 | 497.2699 | 497.2699 | 497.2699 | 497.2699 | 497.2699 | 497.2699 | 497.2699 | 497.2699 | 497.2699 | 497.2699 | 497.2699 | 497.2699 | 497.2699 | 497.2699 | 497.2699
| Energy at risk value | $/MWh | 42862.5843 | 2023-12-31 |  | 21314271.1806 | 21314271.1806 | 21314271.1806 | 21314271.1806 | 21314271.1806 | 21314271.1806 | 21314271.1806 | 21314271.1806 | 21314271.1806 | 21314271.1806 | 21314271.1806 | 21314271.1806 | 21314271.1806 | 21314271.1806 | 21314271.1806 | 21314271.1806 | 21314271.1806 | 21314271.1806 | 21314271.1806 | 21314271.1806 | 21314271.1806 | 21314271.1806 | 21314271.1806 | 21314271.1806 | 21314271.1806
| Safety consequence | (after DF) |  | 2023-12-31 |  | 0 | 0 | 0 | 0 | 0 | 0 | 0 | 0 | 0 | 0 | 0 | 0 | 0 | 0 | 0 | 0 | 0 | 0 | 0 | 0 | 0 | 0 | 0 | 0 | 0
| Unplanned replacements |  |  | 2023-12-31 |  | 0 | 0 | 0 | 0 | 0 | 0 | 0 | 0 | 0 | 0 | 0 | 0 | 0 | 0 | 0 | 0 | 0 | 0 | 0 | 0 | 0 | 0 | 0 | 0 | 0
| Environmental consequence | (after DF) |  | 2023-12-31 |  | 0 | 0 | 0 | 0 | 0 | 0 | 0 | 0 | 0 | 0 | 0 | 0 | 0 | 0 | 0 | 0 | 0 | 0 | 0 | 0 | 0 | 0 | 0 | 0 | 0
| < Other risk - enter description > |  |  | 2023-12-31 |  | 0 | 0 | 0 | 0 | 0 | 0 | 0 | 0 | 0 | 0 | 0 | 0 | 0 | 0 | 0 | 0 | 0 | 0 | 0 | 0 | 0 | 0 | 0 | 0 | 0
| < Other risk - enter description > |  |  | 2023-12-31 |  | 0 | 0 | 0 | 0 | 0 | 0 | 0 | 0 | 0 | 0 | 0 | 0 | 0 | 0 | 0 | 0 | 0 | 0 | 0 | 0 | 0 | 0 | 0 | 0 | 0
| Total risk cost |  |  |  |  | 21314271.1806 | 21314271.1806 | 21314271.1806 | 21314271.1806 | 21314271.1806 | 21314271.1806 | 21314271.1806 | 21314271.1806 | 21314271.1806 | 21314271.1806 | 21314271.1806 | 21314271.1806 | 21314271.1806 | 21314271.1806 | 21314271.1806 | 21314271.1806 | 21314271.1806 | 21314271.1806 | 21314271.1806 | 21314271.1806 | 21314271.1806 | 21314271.1806 | 21314271.1806 | 21314271.1806 | 21314271.1806
OTHER BENEFITS
| Reduction in CO2 emissions |  |  | MWh |  | 0 | 0 | 0 | 0 | 0 | 0 | 0 | 0 | 0 | 0 | 0 | 0 | 0 | 0 | 0 | 0 | 0 | 0 | 0 | 0 | 0 | 0 | 0 | 0 | 0
| Value of reduction in CO2 emissions |  |  | $ |  | 0 | 0 | 0 | 0 | 0 | 0 | 0 | 0 | 0 | 0 | 0 | 0 | 0 | 0 | 0 | 0 | 0 | 0 | 0 | 0 | 0 | 0 | 0 | 0 | 0
| Value of network resilience |  |  | $ |  | 0 | 0 | 0 | 0 | 0 | 0 | 0 | 0 | 0 | 0 | 0 | 0 | 0 | 0 | 0 | 0 | 0 | 0 | 0 | 0 | 0 | 0 | 0 | 0 | 0
[6 empty] | 0 | 0 | 0 | 0 | 0 | 0 | 0 | 0 | 0 | 0 | 0 | 0 | 0 | 0 | 0 | 0 | 0 | 0 | 0 | 0 | 0 | 0 | 0 | 0 | 0
[6 empty] | 0 | 0 | 0 | 0 | 0 | 0 | 0 | 0 | 0 | 0 | 0 | 0 | 0 | 0 | 0 | 0 | 0 | 0 | 0 | 0 | 0 | 0 | 0 | 0 | 0
[6 empty] | 0 | 0 | 0 | 0 | 0 | 0 | 0 | 0 | 0 | 0 | 0 | 0 | 0 | 0 | 0 | 0 | 0 | 0 | 0 | 0 | 0 | 0 | 0 | 0 | 0
[6 empty] | 0 | 0 | 0 | 0 | 0 | 0 | 0 | 0 | 0 | 0 | 0 | 0 | 0 | 0 | 0 | 0 | 0 | 0 | 0 | 0 | 0 | 0 | 0 | 0 | 0
[6 empty] | 0 | 0 | 0 | 0 | 0 | 0 | 0 | 0 | 0 | 0 | 0 | 0 | 0 | 0 | 0 | 0 | 0 | 0 | 0 | 0 | 0 | 0 | 0 | 0 | 0
[6 empty] | 0 | 0 | 0 | 0 | 0 | 0 | 0 | 0 | 0 | 0 | 0 | 0 | 0 | 0 | 0 | 0 | 0 | 0 | 0 | 0 | 0 | 0 | 0 | 0 | 0
[6 empty] | 0 | 0 | 0 | 0 | 0 | 0 | 0 | 0 | 0 | 0 | 0 | 0 | 0 | 0 | 0 | 0 | 0 | 0 | 0 | 0 | 0 | 0 | 0 | 0 | 0
| Other benefits 1 |  |  | 2023-12-31 |  | 0 | 0 | 0 | 0 | 0 | 0 | 0 | 0 | 0 | 0 | 0 | 0 | 0 | 0 | 0 | 0 | 0 | 0 | 0 | 0 | 0 | 0 | 0 | 0 | 0
| Other benefits 2 |  |  | 2023-12-31 |  | 0 | 0 | 0 | 0 | 0 | 0 | 0 | 0 | 0 | 0 | 0 | 0 | 0 | 0 | 0 | 0 | 0 | 0 | 0 | 0 | 0 | 0 | 0 | 0 | 0
| Total other benefits |  |  | 2023-12-31 |  | 0 | 0 | 0 | 0 | 0 | 0 | 0 | 0 | 0 | 0 | 0 | 0 | 0 | 0 | 0 | 0 | 0 | 0 | 0 | 0 | 0 | 0 | 0 | 0 | 0
SUMMARY
| Risks mitigated vs base case |  |  | 2023-12-31
Capital expenditure
| < Enter description > |  |  | 2023-12-31 |  | 0 | 0 | 0 | 0 | 0 | 0 | 0 | 0 | 0 | 0 | 0 | 0 | 0 | 0 | 0 | 0 | 0 | 0 | 0 | 0 | 0 | 0 | 0 | 0 | 0
| < Enter description > |  |  | 2023-12-31 |  | 0 | 0 | 0 | 0 | 0 | 0 | 0 | 0 | 0 | 0 | 0 | 0 | 0 | 0 | 0 | 0 | 0 | 0 | 0 | 0 | 0 | 0 | 0 | 0 | 0
| < Enter description > |  |  | 2023-12-31 |  | 0 | 0 | 0 | 0 | 0 | 0 | 0 | 0 | 0 | 0 | 0 | 0 | 0 | 0 | 0 | 0 | 0 | 0 | 0 | 0 | 0 | 0 | 0 | 0 | 0
Cumulative capex
| < Enter description > |  |  | 2023-12-31 |  | 0 | 0 | 0 | 0 | 0 | 0 | 0 | 0 | 0 | 0 | 0 | 0 | 0 | 0 | 0 | 0 | 0 | 0 | 0 | 0 | 0 | 0 | 0 | 0 | 0
| < Enter description > |  |  | 2023-12-31 |  | 0 | 0 | 0 | 0 | 0 | 0 | 0 | 0 | 0 | 0 | 0 | 0 | 0 | 0 | 0 | 0 | 0 | 0 | 0 | 0 | 0 | 0 | 0 | 0 | 0
| < Enter description > |  |  | 2023-12-31 |  | 0 | 0 | 0 | 0 | 0 | 0 | 0 | 0 | 0 | 0 | 0 | 0 | 0 | 0 | 0 | 0 | 0 | 0 | 0 | 0 | 0 | 0 | 0 | 0 | 0
Annualised capex
| Annualised capex - < Enter description > |  |  | 2023-12-31 |  | 0 | 0 | 0 | 0 | 0 | 0 | 0 | 0 | 0 | 0 | 0 | 0 | 0 | 0 | 0 | 0 | 0 | 0 | 0 | 0 | 0 | 0 | 0 | 0 | 0
| Annualised capex - < Enter description > |  |  | 2023-12-31 |  | 0 | 0 | 0 | 0 | 0 | 0 | 0 | 0 | 0 | 0 | 0 | 0 | 0 | 0 | 0 | 0 | 0 | 0 | 0 | 0 | 0 | 0 | 0 | 0 | 0
| Annualised capex - < Enter description > |  |  | 2023-12-31 |  | 0 | 0 | 0 | 0 | 0 | 0 | 0 | 0 | 0 | 0 | 0 | 0 | 0 | 0 | 0 | 0 | 0 | 0 | 0 | 0 | 0 | 0 | 0 | 0 | 0
| Total annualised capex |  |  | 2023-12-31 |  | 0 | 0 | 0 | 0 | 0 | 0 | 0 | 0 | 0 | 0 | 0 | 0 | 0 | 0 | 0 | 0 | 0 | 0 | 0 | 0 | 0 | 0 | 0 | 0 | 0
| Annualised capex |  |  | 2023-12-31 |  | 0 | 0 | 0 | 0 | 0 | 0 | 0 | 0 | 0 | 0 | 0 | 0 | 0 | 0 | 0 | 0 | 0 | 0 | 0 | 0 | 0 | 0 | 0 | 0 | 0
| Operating expenditure |  |  | 2023-12-31 |  | 0 | 0 | 0 | 0 | 0 | 0 | 0 | 0 | 0 | 0 | 0 | 0 | 0 | 0 | 0 | 0 | 0 | 0 | 0 | 0 | 0 | 0 | 0 | 0 | 0
| Risk mitigated |  |  | 2023-12-31 |  | 0 | 0 | 0 | 0 | 0 | 0 | 0 | 0 | 0 | 0 | 0 | 0 | 0 | 0 | 0 | 0 | 0 | 0 | 0 | 0 | 0 | 0 | 0 | 0 | 0
| Other benefits value |  |  | 2023-12-31 |  | 0 | 0 | 0 | 0 | 0 | 0 | 0 | 0 | 0 | 0 | 0 | 0 | 0 | 0 | 0 | 0 | 0 | 0 | 0 | 0 | 0 | 0 | 0 | 0 | 0
| Net benefits |  |  | 2023-12-31 |  | 0 | 0 | 0 | 0 | 0 | 0 | 0 | 0 | 0 | 0 | 0 | 0 | 0 | 0 | 0 | 0 | 0 | 0 | 0 | 0 | 0 | 0 | 0 | 0 | 0
SENSITIVITIES
NPV | Net benefits |  |  | Option 1 (Base Case)NPV |  | 0 | 0 | 0 | 0 | 0 | 0 | 0 | 0 | 0 | 0 | 0 | 0 | 0 | 0 | 0 | 0 | 0 | 0 | 0 | 0 | 0 | 0 | 0 | 0 | 0
| Total annualised capex |  |  |  |  | 0 | 0 | 0 | 0 | 0 | 0 | 0 | 0 | 0 | 0 | 0 | 0 | 0 | 0 | 0 | 0 | 0 | 0 | 0 | 0 | 0 | 0 | 0 | 0 | 0
| Total benefits |  |  |  |  | 0 | 0 | 0 | 0 | 0 | 0 | 0 | 0 | 0 | 0 | 0 | 0 | 0 | 0 | 0 | 0 | 0 | 0 | 0 | 0 | 0 | 0 | 0 | 0 | 0
|  | Capex | Total benefits
sens1 | Capex 10% higher | 10% | 0% | Option 1 (Base Case)sens1 |  | 0 | 0 | 0 | 0 | 0 | 0 | 0 | 0 | 0 | 0 | 0 | 0 | 0 | 0 | 0 | 0 | 0 | 0 | 0 | 0 | 0 | 0 | 0 | 0 | 0
sens2 | Capex 10% lower | -10% | 0% | Option 1 (Base Case)sens2 |  | 0 | 0 | 0 | 0 | 0 | 0 | 0 | 0 | 0 | 0 | 0 | 0 | 0 | 0 | 0 | 0 | 0 | 0 | 0 | 0 | 0 | 0 | 0 | 0 | 0
sens3 | Total benefits 10% higher | 0% | 10% | Option 1 (Base Case)sens3 |  | 0 | 0 | 0 | 0 | 0 | 0 | 0 | 0 | 0 | 0 | 0 | 0 | 0 | 0 | 0 | 0 | 0 | 0 | 0 | 0 | 0 | 0 | 0 | 0 | 0
sens4 | Total benefits 10% lower | 0% | -10% | Option 1 (Base Case)sens4 |  | 0 | 0 | 0 | 0 | 0 | 0 | 0 | 0 | 0 | 0 | 0 | 0 | 0 | 0 | 0 | 0 | 0 | 0 | 0 | 0 | 0 | 0 | 0 | 0 | 0
sens5 | Capex 10% higher & Total benefits 10% lower | 10% | -10% | Option 1 (Base Case)sens5 |  | 0 | 0 | 0 | 0 | 0 | 0 | 0 | 0 | 0 | 0 | 0 | 0 | 0 | 0 | 0 | 0 | 0 | 0 | 0 | 0 | 0 | 0 | 0 | 0 | 0
sens | 0 | 0% | 0% | Option 1 (Base Case)sens |  | 0 | 0 | 0 | 0 | 0 | 0 | 0 | 0 | 0 | 0 | 0 | 0 | 0 | 0 | 0 | 0 | 0 | 0 | 0 | 0 | 0 | 0 | 0 | 0 | 0
sens | 0 | 0% | 0% | Option 1 (Base Case)sens |  | 0 | 0 | 0 | 0 | 0 | 0 | 0 | 0 | 0 | 0 | 0 | 0 | 0 | 0 | 0 | 0 | 0 | 0 | 0 | 0 | 0 | 0 | 0 | 0 | 0
sens | 0 | 0% | 0% | Option 1 (Base Case)sens |  | 0 | 0 | 0 | 0 | 0 | 0 | 0 | 0 | 0 | 0 | 0 | 0 | 0 | 0 | 0 | 0 | 0 | 0 | 0 | 0 | 0 | 0 | 0 | 0 | 0

## Option2
Powercor & United Energy
Situational awareness
OPTION 2 | Enhance capability
Count |  |  |  |  | 1 | 2 | 3 | 4 | 5 | 6 | 7 | 8 | 9 | 10 | 11 | 12 | 13 | 14 | 15 | 16 | 17 | 18 | 19 | 20 | 21 | 22 | 23 | 24 | 25
Value of CO2 reductions |  |  |  | $/MWh | 24.7305 | 22.3407 | 20.1963 | 18.0629 | 15.9134 | 13.7151 | 13.7151 | 13.7151 | 13.7151 | 13.7151 | 13.7151 | 13.7151 | 13.7151 | 13.7151 | 13.7151 | 13.7151 | 13.7151 | 13.7151 | 13.7151 | 13.7151 | 13.7151 | 13.7151 | 13.7151 | 13.7151 | 13.7151
|  |  |  | Units | 2026-27 | 2027-28 | 2028-29 | 2029-30 | 2030-31 | 2031-32 | 2032-33 | 2033-34 | 2034-35 | 2035-36 | 2036-37 | 2037-38 | 2038-39 | 2039-40 | 2040-41 | 2041-42 | 2042-43 | 2043-44 | 2044-45 | 2045-46 | 2046-47 | 2047-48 | 2048-49 | 2049-50 | 2050-51
INVESTMENT & OPERATING COST
| Capex |  | Asset life (yrs)
| Enhanced capability |  | 15 | 2023-12-31 | 2808101.9731 | 0 | 0 | 0 | 0 | 0 | 0 | 0 | 0 | 0 | 0 | 0 | 0 | 0 | 0 | 0 | 0 | 0 | 0 | 0 | 0 | 0 | 0 | 0 | 0
|  |  | 0 | 2023-12-31 | 0 | 0 | 0 | 0 | 0 | 0 | 0 | 0 | 0 | 0 | 0 | 0 | 0 | 0 | 0 | 0 | 0 | 0 | 0 | 0 | 0 | 0 | 0 | 0 | 0
|  |  | 0 | 2023-12-31 | 0 | 0 | 0 | 0 | 0 | 0 | 0 | 0 | 0 | 0 | 0 | 0 | 0 | 0 | 0 | 0 | 0 | 0 | 0 | 0 | 0 | 0 | 0 | 0 | 0
| Capital expenditure |  |  | 2023-12-31 | 2808101.9731 | 0 | 0 | 0 | 0 | 0 | 0 | 0 | 0 | 0 | 0 | 0 | 0 | 0 | 0 | 0 | 0 | 0 | 0 | 0 | 0 | 0 | 0 | 0 | 0
| Operating expenditure |  |  | 2023-12-31 | 116621.9272 | 233243.8544 | 233243.8544 | 233243.8544 | 233243.8544 | 233243.8544 | 233243.8544 | 233243.8544 | 233243.8544 | 233243.8544 | 233243.8544 | 233243.8544 | 233243.8544 | 233243.8544 | 233243.8544 | 233243.8544 | 233243.8544 | 233243.8544 | 233243.8544 | 233243.8544 | 233243.8544 | 233243.8544 | 233243.8544 | 233243.8544 | 233243.8544
RISK ASSUMPTIONS
| PoF (major) |  |  |  | 0 | 0 | 0 | 0 | 0 | 0 | 0 | 0 | 0 | 0 | 0 | 0 | 0 | 0 | 0 | 0 | 0 | 0 | 0 | 0 | 0 | 0 | 0 | 0 | 0
| PoF (reparable) |  |  |  | 0 | 0 | 0 | 0 | 0 | 0 | 0 | 0 | 0 | 0 | 0 | 0 | 0 | 0 | 0 | 0 | 0 | 0 | 0 | 0 | 0 | 0 | 0 | 0 | 0
| Energy at risk (weighted) |  |  | MWh | 497.2699 | 487.5195 | 487.5195 | 487.5195 | 487.5195 | 487.5195 | 487.5195 | 487.5195 | 487.5195 | 487.5195 | 487.5195 | 487.5195 | 487.5195 | 487.5195 | 487.5195 | 487.5195 | 487.5195 | 487.5195 | 487.5195 | 487.5195 | 487.5195 | 487.5195 | 487.5195 | 487.5195 | 487.5195
| Energy at risk value | $/MWh | 42862.5843 | 2023-12-31 | 21314271.1806 | 20896344.2947 | 20896344.2947 | 20896344.2947 | 20896344.2947 | 20896344.2947 | 20896344.2947 | 20896344.2947 | 20896344.2947 | 20896344.2947 | 20896344.2947 | 20896344.2947 | 20896344.2947 | 20896344.2947 | 20896344.2947 | 20896344.2947 | 20896344.2947 | 20896344.2947 | 20896344.2947 | 20896344.2947 | 20896344.2947 | 20896344.2947 | 20896344.2947 | 20896344.2947 | 20896344.2947
| Safety consequence | (after DF) |  | 2023-12-31 | 0 | 0 | 0 | 0 | 0 | 0 | 0 | 0 | 0 | 0 | 0 | 0 | 0 | 0 | 0 | 0 | 0 | 0 | 0 | 0 | 0 | 0 | 0 | 0 | 0
| Unplanned replacements |  |  | 2023-12-31 | 0 | 0 | 0 | 0 | 0 | 0 | 0 | 0 | 0 | 0 | 0 | 0 | 0 | 0 | 0 | 0 | 0 | 0 | 0 | 0 | 0 | 0 | 0 | 0 | 0
| Environmental consequence | (after DF) |  | 2023-12-31 | 0 | 0 | 0 | 0 | 0 | 0 | 0 | 0 | 0 | 0 | 0 | 0 | 0 | 0 | 0 | 0 | 0 | 0 | 0 | 0 | 0 | 0 | 0 | 0 | 0
| < Other risk - enter description > |  |  | 2023-12-31 | 0 | 0 | 0 | 0 | 0 | 0 | 0 | 0 | 0 | 0 | 0 | 0 | 0 | 0 | 0 | 0 | 0 | 0 | 0 | 0 | 0 | 0 | 0 | 0 | 0
| < Other risk - enter description > |  |  | 2023-12-31 | 0 | 0 | 0 | 0 | 0 | 0 | 0 | 0 | 0 | 0 | 0 | 0 | 0 | 0 | 0 | 0 | 0 | 0 | 0 | 0 | 0 | 0 | 0 | 0 | 0
| Total risk cost |  |  |  | 21314271.1806 | 20896344.2947 | 20896344.2947 | 20896344.2947 | 20896344.2947 | 20896344.2947 | 20896344.2947 | 20896344.2947 | 20896344.2947 | 20896344.2947 | 20896344.2947 | 20896344.2947 | 20896344.2947 | 20896344.2947 | 20896344.2947 | 20896344.2947 | 20896344.2947 | 20896344.2947 | 20896344.2947 | 20896344.2947 | 20896344.2947 | 20896344.2947 | 20896344.2947 | 20896344.2947 | 20896344.2947
OTHER BENEFITS
| Reduction in CO2 emissions |  |  | MWh | 0 | 0 | 0 | 0 | 0 | 0 | 0 | 0 | 0 | 0 | 0 | 0 | 0 | 0 | 0 | 0 | 0 | 0 | 0 | 0 | 0 | 0 | 0 | 0 | 0
| Value of reduction in CO2 emissions |  |  | $ | 0 | 0 | 0 | 0 | 0 | 0 | 0 | 0 | 0 | 0 | 0 | 0 | 0 | 0 | 0 | 0 | 0 | 0 | 0 | 0 | 0 | 0 | 0 | 0 | 0
| Value of network resilience |  |  | $ | 0 | 11321.3019 | 11321.3019 | 11321.3019 | 11321.3019 | 11321.3019 | 11321.3019 | 11321.3019 | 11321.3019 | 11321.3019 | 11321.3019 | 11321.3019 | 11321.3019 | 11321.3019 | 11321.3019 | 11321.3019 | 11321.3019 | 11321.3019 | 11321.3019 | 11321.3019 | 11321.3019 | 11321.3019 | 11321.3019 | 11321.3019 | 11321.3019
[5 empty] | 0 | 0 | 0 | 0 | 0 | 0 | 0 | 0 | 0 | 0 | 0 | 0 | 0 | 0 | 0 | 0 | 0 | 0 | 0 | 0 | 0 | 0 | 0 | 0 | 0
[5 empty] | 0 | 0 | 0 | 0 | 0 | 0 | 0 | 0 | 0 | 0 | 0 | 0 | 0 | 0 | 0 | 0 | 0 | 0 | 0 | 0 | 0 | 0 | 0 | 0 | 0
[5 empty] | 0 | 0 | 0 | 0 | 0 | 0 | 0 | 0 | 0 | 0 | 0 | 0 | 0 | 0 | 0 | 0 | 0 | 0 | 0 | 0 | 0 | 0 | 0 | 0 | 0
[5 empty] | 0 | 0 | 0 | 0 | 0 | 0 | 0 | 0 | 0 | 0 | 0 | 0 | 0 | 0 | 0 | 0 | 0 | 0 | 0 | 0 | 0 | 0 | 0 | 0 | 0
[5 empty] | 0 | 0 | 0 | 0 | 0 | 0 | 0 | 0 | 0 | 0 | 0 | 0 | 0 | 0 | 0 | 0 | 0 | 0 | 0 | 0 | 0 | 0 | 0 | 0 | 0
[5 empty] | 0 | 0 | 0 | 0 | 0 | 0 | 0 | 0 | 0 | 0 | 0 | 0 | 0 | 0 | 0 | 0 | 0 | 0 | 0 | 0 | 0 | 0 | 0 | 0 | 0
[5 empty] | 0 | 0 | 0 | 0 | 0 | 0 | 0 | 0 | 0 | 0 | 0 | 0 | 0 | 0 | 0 | 0 | 0 | 0 | 0 | 0 | 0 | 0 | 0 | 0 | 0
| Other benefits 1 |  |  | 2023-12-31 | 0 | 0 | 0 | 0 | 0 | 0 | 0 | 0 | 0 | 0 | 0 | 0 | 0 | 0 | 0 | 0 | 0 | 0 | 0 | 0 | 0 | 0 | 0 | 0 | 0
| Other benefits 2 |  |  | 2023-12-31 | 0 | 0 | 0 | 0 | 0 | 0 | 0 | 0 | 0 | 0 | 0 | 0 | 0 | 0 | 0 | 0 | 0 | 0 | 0 | 0 | 0 | 0 | 0 | 0 | 0
| Total other benefits |  |  | 2023-12-31 | 0 | 11321.3019 | 11321.3019 | 11321.3019 | 11321.3019 | 11321.3019 | 11321.3019 | 11321.3019 | 11321.3019 | 11321.3019 | 11321.3019 | 11321.3019 | 11321.3019 | 11321.3019 | 11321.3019 | 11321.3019 | 11321.3019 | 11321.3019 | 11321.3019 | 11321.3019 | 11321.3019 | 11321.3019 | 11321.3019 | 11321.3019 | 11321.3019
SUMMARY
| Risks mitigated vs base case |  |  | 2023-12-31 | 0 | 417926.8859 | 417926.8859 | 417926.8859 | 417926.8859 | 417926.8859 | 417926.8859 | 417926.8859 | 417926.8859 | 417926.8859 | 417926.8859 | 417926.8859 | 417926.8859 | 417926.8859 | 417926.8859 | 417926.8859 | 417926.8859 | 417926.8859 | 417926.8859 | 417926.8859 | 417926.8859 | 417926.8859 | 417926.8859 | 417926.8859 | 417926.8859
Capital expenditure
| Enhanced capability |  |  | 2023-12-31 | -2808101.9731 | 0 | 0 | 0 | 0 | 0 | 0 | 0 | 0 | 0 | 0 | 0 | 0 | 0 | 0 | 0 | 0 | 0 | 0 | 0 | 0 | 0 | 0 | 0 | 0
| 0 |  |  | 2023-12-31 | 0 | 0 | 0 | 0 | 0 | 0 | 0 | 0 | 0 | 0 | 0 | 0 | 0 | 0 | 0 | 0 | 0 | 0 | 0 | 0 | 0 | 0 | 0 | 0 | 0
| 0 |  |  | 2023-12-31 | 0 | 0 | 0 | 0 | 0 | 0 | 0 | 0 | 0 | 0 | 0 | 0 | 0 | 0 | 0 | 0 | 0 | 0 | 0 | 0 | 0 | 0 | 0 | 0 | 0
Cumulative capex
| Enhanced capability |  |  | 2023-12-31 | -2808101.9731 | -2808101.9731 | -2808101.9731 | -2808101.9731 | -2808101.9731 | -2808101.9731 | -2808101.9731 | -2808101.9731 | -2808101.9731 | -2808101.9731 | -2808101.9731 | -2808101.9731 | -2808101.9731 | -2808101.9731 | -2808101.9731 | 0 | 0 | 0 | 0 | 0 | 0 | 0 | 0 | 0 | 0
| 0 |  |  | 2023-12-31 | 0 | 0 | 0 | 0 | 0 | 0 | 0 | 0 | 0 | 0 | 0 | 0 | 0 | 0 | 0 | 0 | 0 | 0 | 0 | 0 | 0 | 0 | 0 | 0 | 0
| 0 |  |  | 2023-12-31 | 0 | 0 | 0 | 0 | 0 | 0 | 0 | 0 | 0 | 0 | 0 | 0 | 0 | 0 | 0 | 0 | 0 | 0 | 0 | 0 | 0 | 0 | 0 | 0 | 0
Annualised capex
| Annualised capex - Enhanced capability |  |  | 2023-12-31 | 0 | -243813.6486 | -243813.6486 | -243813.6486 | -243813.6486 | -243813.6486 | -243813.6486 | -243813.6486 | -243813.6486 | -243813.6486 | -243813.6486 | -243813.6486 | -243813.6486 | -243813.6486 | -243813.6486 | -243813.6486 | 0 | 0 | 0 | 0 | 0 | 0 | 0 | 0 | 0
| Annualised capex - |  |  | 2023-12-31 | 0 | 0 | 0 | 0 | 0 | 0 | 0 | 0 | 0 | 0 | 0 | 0 | 0 | 0 | 0 | 0 | 0 | 0 | 0 | 0 | 0 | 0 | 0 | 0 | 0
| Annualised capex - |  |  | 2023-12-31 | 0 | 0 | 0 | 0 | 0 | 0 | 0 | 0 | 0 | 0 | 0 | 0 | 0 | 0 | 0 | 0 | 0 | 0 | 0 | 0 | 0 | 0 | 0 | 0 | 0
| Total annualised capex |  |  | 2023-12-31 | 0 | -243813.6486 | -243813.6486 | -243813.6486 | -243813.6486 | -243813.6486 | -243813.6486 | -243813.6486 | -243813.6486 | -243813.6486 | -243813.6486 | -243813.6486 | -243813.6486 | -243813.6486 | -243813.6486 | -243813.6486 | 0 | 0 | 0 | 0 | 0 | 0 | 0 | 0 | 0
| Annualised capex |  |  | 2023-12-31 | 0 | -243813.6486 | -243813.6486 | -243813.6486 | -243813.6486 | -243813.6486 | -243813.6486 | -243813.6486 | -243813.6486 | -243813.6486 | -243813.6486 | -243813.6486 | -243813.6486 | -243813.6486 | -243813.6486 | -243813.6486 | 0 | 0 | 0 | 0 | 0 | 0 | 0 | 0 | 0
| Operating expenditure |  |  | 2023-12-31 | -116621.9272 | -233243.8544 | -233243.8544 | -233243.8544 | -233243.8544 | -233243.8544 | -233243.8544 | -233243.8544 | -233243.8544 | -233243.8544 | -233243.8544 | -233243.8544 | -233243.8544 | -233243.8544 | -233243.8544 | -233243.8544 | -233243.8544 | -233243.8544 | -233243.8544 | -233243.8544 | -233243.8544 | -233243.8544 | -233243.8544 | -233243.8544 | -233243.8544
| Risk mitigated |  |  | 2023-12-31 | 0 | 417926.8859 | 417926.8859 | 417926.8859 | 417926.8859 | 417926.8859 | 417926.8859 | 417926.8859 | 417926.8859 | 417926.8859 | 417926.8859 | 417926.8859 | 417926.8859 | 417926.8859 | 417926.8859 | 417926.8859 | 417926.8859 | 417926.8859 | 417926.8859 | 417926.8859 | 417926.8859 | 417926.8859 | 417926.8859 | 417926.8859 | 417926.8859
| Other benefits value |  |  | 2023-12-31 | 0 | 11321.3019 | 11321.3019 | 11321.3019 | 11321.3019 | 11321.3019 | 11321.3019 | 11321.3019 | 11321.3019 | 11321.3019 | 11321.3019 | 11321.3019 | 11321.3019 | 11321.3019 | 11321.3019 | 11321.3019 | 11321.3019 | 11321.3019 | 11321.3019 | 11321.3019 | 11321.3019 | 11321.3019 | 11321.3019 | 11321.3019 | 11321.3019
| Net benefits |  |  | 2023-12-31 | -116621.9272 | -47809.3152 | -47809.3152 | -47809.3152 | -47809.3152 | -47809.3152 | -47809.3152 | -47809.3152 | -47809.3152 | -47809.3152 | -47809.3152 | -47809.3152 | -47809.3152 | -47809.3152 | -47809.3152 | -47809.3152 | 196004.3334 | 196004.3334 | 196004.3334 | 196004.3334 | 196004.3334 | 196004.3334 | 196004.3334 | 196004.3334 | 196004.3334
| First capex year |  |  | 1
| First year |  |  | 1
SENSITIVITIES
NPV | Net benefits |  |  | Option 2NPV | -116621.9272 | -47809.3152 | -47809.3152 | -47809.3152 | -47809.3152 | -47809.3152 | -47809.3152 | -47809.3152 | -47809.3152 | -47809.3152 | -47809.3152 | -47809.3152 | -47809.3152 | -47809.3152 | -47809.3152 | -47809.3152 | 196004.3334 | 196004.3334 | 196004.3334 | 196004.3334 | 196004.3334 | 196004.3334 | 196004.3334 | 196004.3334 | 196004.3334
| Total annualised capex |  |  |  | 0 | -243813.6486 | -243813.6486 | -243813.6486 | -243813.6486 | -243813.6486 | -243813.6486 | -243813.6486 | -243813.6486 | -243813.6486 | -243813.6486 | -243813.6486 | -243813.6486 | -243813.6486 | -243813.6486 | -243813.6486 | 0 | 0 | 0 | 0 | 0 | 0 | 0 | 0 | 0
| Total benefits |  |  |  | 0 | 429248.1878 | 429248.1878 | 429248.1878 | 429248.1878 | 429248.1878 | 429248.1878 | 429248.1878 | 429248.1878 | 429248.1878 | 429248.1878 | 429248.1878 | 429248.1878 | 429248.1878 | 429248.1878 | 429248.1878 | 429248.1878 | 429248.1878 | 429248.1878 | 429248.1878 | 429248.1878 | 429248.1878 | 429248.1878 | 429248.1878 | 429248.1878
|  | Capex | Total benefits
sens1 | Capex 10% higher | 10% | 0% | Option 2sens1 | -116621.9272 | -72190.6801 | -72190.6801 | -72190.6801 | -72190.6801 | -72190.6801 | -72190.6801 | -72190.6801 | -72190.6801 | -72190.6801 | -72190.6801 | -72190.6801 | -72190.6801 | -72190.6801 | -72190.6801 | -72190.6801 | 196004.3334 | 196004.3334 | 196004.3334 | 196004.3334 | 196004.3334 | 196004.3334 | 196004.3334 | 196004.3334 | 196004.3334
sens2 | Capex 10% lower | -10% | 0% | Option 2sens2 | -116621.9272 | -23427.9503 | -23427.9503 | -23427.9503 | -23427.9503 | -23427.9503 | -23427.9503 | -23427.9503 | -23427.9503 | -23427.9503 | -23427.9503 | -23427.9503 | -23427.9503 | -23427.9503 | -23427.9503 | -23427.9503 | 196004.3334 | 196004.3334 | 196004.3334 | 196004.3334 | 196004.3334 | 196004.3334 | 196004.3334 | 196004.3334 | 196004.3334
sens3 | Total benefits 10% higher | 0% | 10% | Option 2sens3 | -116621.9272 | -4884.4964 | -4884.4964 | -4884.4964 | -4884.4964 | -4884.4964 | -4884.4964 | -4884.4964 | -4884.4964 | -4884.4964 | -4884.4964 | -4884.4964 | -4884.4964 | -4884.4964 | -4884.4964 | -4884.4964 | 238929.1522 | 238929.1522 | 238929.1522 | 238929.1522 | 238929.1522 | 238929.1522 | 238929.1522 | 238929.1522 | 238929.1522
sens4 | Total benefits 10% lower | 0% | -10% | Option 2sens4 | -116621.9272 | -90734.134 | -90734.134 | -90734.134 | -90734.134 | -90734.134 | -90734.134 | -90734.134 | -90734.134 | -90734.134 | -90734.134 | -90734.134 | -90734.134 | -90734.134 | -90734.134 | -90734.134 | 153079.5146 | 153079.5146 | 153079.5146 | 153079.5146 | 153079.5146 | 153079.5146 | 153079.5146 | 153079.5146 | 153079.5146
sens5 | Capex 10% higher & Total benefits 10% lower | 10% | -10% | Option 2sens5 | -116621.9272 | -115115.4988 | -115115.4988 | -115115.4988 | -115115.4988 | -115115.4988 | -115115.4988 | -115115.4988 | -115115.4988 | -115115.4988 | -115115.4988 | -115115.4988 | -115115.4988 | -115115.4988 | -115115.4988 | -115115.4988 | 153079.5146 | 153079.5146 | 153079.5146 | 153079.5146 | 153079.5146 | 153079.5146 | 153079.5146 | 153079.5146 | 153079.5146
sens | 0 | 0% | 0% | Option 2sens | -116621.9272 | -47809.3152 | -47809.3152 | -47809.3152 | -47809.3152 | -47809.3152 | -47809.3152 | -47809.3152 | -47809.3152 | -47809.3152 | -47809.3152 | -47809.3152 | -47809.3152 | -47809.3152 | -47809.3152 | -47809.3152 | 196004.3334 | 196004.3334 | 196004.3334 | 196004.3334 | 196004.3334 | 196004.3334 | 196004.3334 | 196004.3334 | 196004.3334
sens | 0 | 0% | 0% | Option 2sens | -116621.9272 | -47809.3152 | -47809.3152 | -47809.3152 | -47809.3152 | -47809.3152 | -47809.3152 | -47809.3152 | -47809.3152 | -47809.3152 | -47809.3152 | -47809.3152 | -47809.3152 | -47809.3152 | -47809.3152 | -47809.3152 | 196004.3334 | 196004.3334 | 196004.3334 | 196004.3334 | 196004.3334 | 196004.3334 | 196004.3334 | 196004.3334 | 196004.3334
sens | 0 | 0% | 0% | Option 2sens | -116621.9272 | -47809.3152 | -47809.3152 | -47809.3152 | -47809.3152 | -47809.3152 | -47809.3152 | -47809.3152 | -47809.3152 | -47809.3152 | -47809.3152 | -47809.3152 | -47809.3152 | -47809.3152 | -47809.3152 | -47809.3152 | 196004.3334 | 196004.3334 | 196004.3334 | 196004.3334 | 196004.3334 | 196004.3334 | 196004.3334 | 196004.3334 | 196004.3334

## Option3
Powercor & United Energy
Situational awareness
OPTION 3 | Further enhanced capability with public view
Count |  |  |  |  | 1 | 2 | 3 | 4 | 5 | 6 | 7 | 8 | 9 | 10 | 11 | 12 | 13 | 14 | 15 | 16 | 17 | 18 | 19 | 20 | 21 | 22 | 23 | 24 | 25
Value of CO2 reductions |  |  |  | $/MWh | 24.7305 | 22.3407 | 20.1963 | 18.0629 | 15.9134 | 13.7151 | 13.7151 | 13.7151 | 13.7151 | 13.7151 | 13.7151 | 13.7151 | 13.7151 | 13.7151 | 13.7151 | 13.7151 | 13.7151 | 13.7151 | 13.7151 | 13.7151 | 13.7151 | 13.7151 | 13.7151 | 13.7151 | 13.7151
|  |  |  | Units | 2026-27 | 2027-28 | 2028-29 | 2029-30 | 2030-31 | 2031-32 | 2032-33 | 2033-34 | 2034-35 | 2035-36 | 2036-37 | 2037-38 | 2038-39 | 2039-40 | 2040-41 | 2041-42 | 2042-43 | 2043-44 | 2044-45 | 2045-46 | 2046-47 | 2047-48 | 2048-49 | 2049-50 | 2050-51
INVESTMENT & OPERATING COST
| Capex |  | Asset life (yrs)
| Enhanced capability with public view |  | 15 | 2023-12-31 | 5125531.0235 | 416658.8895 | 0 | 0 | 0 | 0 | 0 | 0 | 0 | 0 | 0 | 0 | 0 | 0 | 0 | 0 | 0 | 0 | 0 | 0 | 0 | 0 | 0 | 0 | 0
|  |  | 0 | 2023-12-31 | 0 | 0 | 0 | 0 | 0 | 0 | 0 | 0 | 0 | 0 | 0 | 0 | 0 | 0 | 0 | 0 | 0 | 0 | 0 | 0 | 0 | 0 | 0 | 0 | 0
|  |  | 0 | 2023-12-31 | 0 | 0 | 0 | 0 | 0 | 0 | 0 | 0 | 0 | 0 | 0 | 0 | 0 | 0 | 0 | 0 | 0 | 0 | 0 | 0 | 0 | 0 | 0 | 0 | 0
| Capital expenditure |  |  | 2023-12-31 | 5125531.0235 | 416658.8895 | 0 | 0 | 0 | 0 | 0 | 0 | 0 | 0 | 0 | 0 | 0 | 0 | 0 | 0 | 0 | 0 | 0 | 0 | 0 | 0 | 0 | 0 | 0
| Operating expenditure |  |  | 2023-12-31 | 866621.9272 | 983243.8544 | 983243.8544 | 983243.8544 | 983243.8544 | 983243.8544 | 983243.8544 | 983243.8544 | 983243.8544 | 983243.8544 | 983243.8544 | 983243.8544 | 983243.8544 | 983243.8544 | 983243.8544 | 983243.8544 | 983243.8544 | 983243.8544 | 983243.8544 | 983243.8544 | 983243.8544 | 983243.8544 | 983243.8544 | 983243.8544 | 983243.8544
RISK ASSUMPTIONS
| PoF (major) |  |  |  | 0 | 0 | 0 | 0 | 0 | 0 | 0 | 0 | 0 | 0 | 0 | 0 | 0 | 0 | 0 | 0 | 0 | 0 | 0 | 0 | 0 | 0 | 0 | 0 | 0
| PoF (reparable) |  |  |  | 0 | 0 | 0 | 0 | 0 | 0 | 0 | 0 | 0 | 0 | 0 | 0 | 0 | 0 | 0 | 0 | 0 | 0 | 0 | 0 | 0 | 0 | 0 | 0 | 0
| Energy at risk (weighted) |  |  | MWh | 497.2699 | 460.4351 | 460.4351 | 460.4351 | 460.4351 | 460.4351 | 460.4351 | 460.4351 | 460.4351 | 460.4351 | 460.4351 | 460.4351 | 460.4351 | 460.4351 | 460.4351 | 460.4351 | 460.4351 | 460.4351 | 460.4351 | 460.4351 | 460.4351 | 460.4351 | 460.4351 | 460.4351 | 460.4351
| Energy at risk value | $/MWh | 42862.5843 | 2023-12-31 | 21314271.1806 | 19735436.2783 | 19735436.2783 | 19735436.2783 | 19735436.2783 | 19735436.2783 | 19735436.2783 | 19735436.2783 | 19735436.2783 | 19735436.2783 | 19735436.2783 | 19735436.2783 | 19735436.2783 | 19735436.2783 | 19735436.2783 | 19735436.2783 | 19735436.2783 | 19735436.2783 | 19735436.2783 | 19735436.2783 | 19735436.2783 | 19735436.2783 | 19735436.2783 | 19735436.2783 | 19735436.2783
| Safety consequence | (after DF) |  | 2023-12-31 | 0 | 0 | 0 | 0 | 0 | 0 | 0 | 0 | 0 | 0 | 0 | 0 | 0 | 0 | 0 | 0 | 0 | 0 | 0 | 0 | 0 | 0 | 0 | 0 | 0
| Unplanned replacements |  |  | 2023-12-31 | 0 | 0 | 0 | 0 | 0 | 0 | 0 | 0 | 0 | 0 | 0 | 0 | 0 | 0 | 0 | 0 | 0 | 0 | 0 | 0 | 0 | 0 | 0 | 0 | 0
| Environmental consequence | (after DF) |  | 2023-12-31 | 0 | 0 | 0 | 0 | 0 | 0 | 0 | 0 | 0 | 0 | 0 | 0 | 0 | 0 | 0 | 0 | 0 | 0 | 0 | 0 | 0 | 0 | 0 | 0 | 0
| < Other risk - enter description > |  |  | 2023-12-31 | 0 | 0 | 0 | 0 | 0 | 0 | 0 | 0 | 0 | 0 | 0 | 0 | 0 | 0 | 0 | 0 | 0 | 0 | 0 | 0 | 0 | 0 | 0 | 0 | 0
| < Other risk - enter description > |  |  | 2023-12-31 | 0 | 0 | 0 | 0 | 0 | 0 | 0 | 0 | 0 | 0 | 0 | 0 | 0 | 0 | 0 | 0 | 0 | 0 | 0 | 0 | 0 | 0 | 0 | 0 | 0
| Total risk cost |  |  |  | 21314271.1806 | 19735436.2783 | 19735436.2783 | 19735436.2783 | 19735436.2783 | 19735436.2783 | 19735436.2783 | 19735436.2783 | 19735436.2783 | 19735436.2783 | 19735436.2783 | 19735436.2783 | 19735436.2783 | 19735436.2783 | 19735436.2783 | 19735436.2783 | 19735436.2783 | 19735436.2783 | 19735436.2783 | 19735436.2783 | 19735436.2783 | 19735436.2783 | 19735436.2783 | 19735436.2783 | 19735436.2783
OTHER BENEFITS
| Reduction in CO2 emissions |  |  | MWh | 0 | 0 | 0 | 0 | 0 | 0 | 0 | 0 | 0 | 0 | 0 | 0 | 0 | 0 | 0 | 0 | 0 | 0 | 0 | 0 | 0 | 0 | 0 | 0 | 0
| Value of reduction in CO2 emissions |  |  | $ | 0 | 0 | 0 | 0 | 0 | 0 | 0 | 0 | 0 | 0 | 0 | 0 | 0 | 0 | 0 | 0 | 0 | 0 | 0 | 0 | 0 | 0 | 0 | 0 | 0
| Value of network resilience |  |  | $ | 0 | 42769.3628 | 42769.3628 | 42769.3628 | 42769.3628 | 42769.3628 | 42769.3628 | 42769.3628 | 42769.3628 | 42769.3628 | 42769.3628 | 42769.3628 | 42769.3628 | 42769.3628 | 42769.3628 | 42769.3628 | 42769.3628 | 42769.3628 | 42769.3628 | 42769.3628 | 42769.3628 | 42769.3628 | 42769.3628 | 42769.3628 | 42769.3628
[5 empty] | 0 | 0 | 0 | 0 | 0 | 0 | 0 | 0 | 0 | 0 | 0 | 0 | 0 | 0 | 0 | 0 | 0 | 0 | 0 | 0 | 0 | 0 | 0 | 0 | 0
[5 empty] | 0 | 0 | 0 | 0 | 0 | 0 | 0 | 0 | 0 | 0 | 0 | 0 | 0 | 0 | 0 | 0 | 0 | 0 | 0 | 0 | 0 | 0 | 0 | 0 | 0
[5 empty] | 0 | 0 | 0 | 0 | 0 | 0 | 0 | 0 | 0 | 0 | 0 | 0 | 0 | 0 | 0 | 0 | 0 | 0 | 0 | 0 | 0 | 0 | 0 | 0 | 0
[5 empty] | 0 | 0 | 0 | 0 | 0 | 0 | 0 | 0 | 0 | 0 | 0 | 0 | 0 | 0 | 0 | 0 | 0 | 0 | 0 | 0 | 0 | 0 | 0 | 0 | 0
[5 empty] | 0 | 0 | 0 | 0 | 0 | 0 | 0 | 0 | 0 | 0 | 0 | 0 | 0 | 0 | 0 | 0 | 0 | 0 | 0 | 0 | 0 | 0 | 0 | 0 | 0
[5 empty] | 0 | 0 | 0 | 0 | 0 | 0 | 0 | 0 | 0 | 0 | 0 | 0 | 0 | 0 | 0 | 0 | 0 | 0 | 0 | 0 | 0 | 0 | 0 | 0 | 0
[5 empty] | 0 | 0 | 0 | 0 | 0 | 0 | 0 | 0 | 0 | 0 | 0 | 0 | 0 | 0 | 0 | 0 | 0 | 0 | 0 | 0 | 0 | 0 | 0 | 0 | 0
| Other benefits 1 |  |  | 2023-12-31 | 0 | 0 | 0 | 0 | 0 | 0 | 0 | 0 | 0 | 0 | 0 | 0 | 0 | 0 | 0 | 0 | 0 | 0 | 0 | 0 | 0 | 0 | 0 | 0 | 0
| Other benefits 2 |  |  | 2023-12-31 | 0 | 0 | 0 | 0 | 0 | 0 | 0 | 0 | 0 | 0 | 0 | 0 | 0 | 0 | 0 | 0 | 0 | 0 | 0 | 0 | 0 | 0 | 0 | 0 | 0
| Total other benefits |  |  | 2023-12-31 | 0 | 42769.3628 | 42769.3628 | 42769.3628 | 42769.3628 | 42769.3628 | 42769.3628 | 42769.3628 | 42769.3628 | 42769.3628 | 42769.3628 | 42769.3628 | 42769.3628 | 42769.3628 | 42769.3628 | 42769.3628 | 42769.3628 | 42769.3628 | 42769.3628 | 42769.3628 | 42769.3628 | 42769.3628 | 42769.3628 | 42769.3628 | 42769.3628
SUMMARY
| Risks mitigated vs base case |  |  | 2023-12-31 | 0 | 1578834.9023 | 1578834.9023 | 1578834.9023 | 1578834.9023 | 1578834.9023 | 1578834.9023 | 1578834.9023 | 1578834.9023 | 1578834.9023 | 1578834.9023 | 1578834.9023 | 1578834.9023 | 1578834.9023 | 1578834.9023 | 1578834.9023 | 1578834.9023 | 1578834.9023 | 1578834.9023 | 1578834.9023 | 1578834.9023 | 1578834.9023 | 1578834.9023 | 1578834.9023 | 1578834.9023
Capital expenditure
| Enhanced capability with public view |  |  | 2023-12-31 | -5125531.0235 | -416658.8895 | 0 | 0 | 0 | 0 | 0 | 0 | 0 | 0 | 0 | 0 | 0 | 0 | 0 | 0 | 0 | 0 | 0 | 0 | 0 | 0 | 0 | 0 | 0
| 0 |  |  | 2023-12-31 | 0 | 0 | 0 | 0 | 0 | 0 | 0 | 0 | 0 | 0 | 0 | 0 | 0 | 0 | 0 | 0 | 0 | 0 | 0 | 0 | 0 | 0 | 0 | 0 | 0
| 0 |  |  | 2023-12-31 | 0 | 0 | 0 | 0 | 0 | 0 | 0 | 0 | 0 | 0 | 0 | 0 | 0 | 0 | 0 | 0 | 0 | 0 | 0 | 0 | 0 | 0 | 0 | 0 | 0
Cumulative capex
| Enhanced capability with public view |  |  | 2023-12-31 | -5125531.0235 | -5542189.9129 | -5542189.9129 | -5542189.9129 | -5542189.9129 | -5542189.9129 | -5542189.9129 | -5542189.9129 | -5542189.9129 | -5542189.9129 | -5542189.9129 | -5542189.9129 | -5542189.9129 | -5542189.9129 | -5542189.9129 | -416658.8895 | 0 | 0 | 0 | 0 | 0 | 0 | 0 | 0 | 0
| 0 |  |  | 2023-12-31 | 0 | 0 | 0 | 0 | 0 | 0 | 0 | 0 | 0 | 0 | 0 | 0 | 0 | 0 | 0 | 0 | 0 | 0 | 0 | 0 | 0 | 0 | 0 | 0 | 0
| 0 |  |  | 2023-12-31 | 0 | 0 | 0 | 0 | 0 | 0 | 0 | 0 | 0 | 0 | 0 | 0 | 0 | 0 | 0 | 0 | 0 | 0 | 0 | 0 | 0 | 0 | 0 | 0 | 0
Annualised capex
| Annualised capex - Enhanced capability with public view |  |  | 2023-12-31 | 0 | -445024.5866 | -481201.0236 | -481201.0236 | -481201.0236 | -481201.0236 | -481201.0236 | -481201.0236 | -481201.0236 | -481201.0236 | -481201.0236 | -481201.0236 | -481201.0236 | -481201.0236 | -481201.0236 | -481201.0236 | -36176.437 | 0 | 0 | 0 | 0 | 0 | 0 | 0 | 0
| Annualised capex - |  |  | 2023-12-31 | 0 | 0 | 0 | 0 | 0 | 0 | 0 | 0 | 0 | 0 | 0 | 0 | 0 | 0 | 0 | 0 | 0 | 0 | 0 | 0 | 0 | 0 | 0 | 0 | 0
| Annualised capex - |  |  | 2023-12-31 | 0 | 0 | 0 | 0 | 0 | 0 | 0 | 0 | 0 | 0 | 0 | 0 | 0 | 0 | 0 | 0 | 0 | 0 | 0 | 0 | 0 | 0 | 0 | 0 | 0
| Total annualised capex |  |  | 2023-12-31 | 0 | -445024.5866 | -481201.0236 | -481201.0236 | -481201.0236 | -481201.0236 | -481201.0236 | -481201.0236 | -481201.0236 | -481201.0236 | -481201.0236 | -481201.0236 | -481201.0236 | -481201.0236 | -481201.0236 | -481201.0236 | -36176.437 | 0 | 0 | 0 | 0 | 0 | 0 | 0 | 0
| Annualised capex |  |  | 2023-12-31 | 0 | -445024.5866 | -481201.0236 | -481201.0236 | -481201.0236 | -481201.0236 | -481201.0236 | -481201.0236 | -481201.0236 | -481201.0236 | -481201.0236 | -481201.0236 | -481201.0236 | -481201.0236 | -481201.0236 | -481201.0236 | -36176.437 | 0 | 0 | 0 | 0 | 0 | 0 | 0 | 0
| Operating expenditure |  |  | 2023-12-31 | -866621.9272 | -983243.8544 | -983243.8544 | -983243.8544 | -983243.8544 | -983243.8544 | -983243.8544 | -983243.8544 | -983243.8544 | -983243.8544 | -983243.8544 | -983243.8544 | -983243.8544 | -983243.8544 | -983243.8544 | -983243.8544 | -983243.8544 | -983243.8544 | -983243.8544 | -983243.8544 | -983243.8544 | -983243.8544 | -983243.8544 | -983243.8544 | -983243.8544
| Risk mitigated |  |  | 2023-12-31 | 0 | 1578834.9023 | 1578834.9023 | 1578834.9023 | 1578834.9023 | 1578834.9023 | 1578834.9023 | 1578834.9023 | 1578834.9023 | 1578834.9023 | 1578834.9023 | 1578834.9023 | 1578834.9023 | 1578834.9023 | 1578834.9023 | 1578834.9023 | 1578834.9023 | 1578834.9023 | 1578834.9023 | 1578834.9023 | 1578834.9023 | 1578834.9023 | 1578834.9023 | 1578834.9023 | 1578834.9023
| Other benefits value |  |  | 2023-12-31 | 0 | 42769.3628 | 42769.3628 | 42769.3628 | 42769.3628 | 42769.3628 | 42769.3628 | 42769.3628 | 42769.3628 | 42769.3628 | 42769.3628 | 42769.3628 | 42769.3628 | 42769.3628 | 42769.3628 | 42769.3628 | 42769.3628 | 42769.3628 | 42769.3628 | 42769.3628 | 42769.3628 | 42769.3628 | 42769.3628 | 42769.3628 | 42769.3628
| Net benefits |  |  | 2023-12-31 | -866621.9272 | 193335.824 | 157159.387 | 157159.387 | 157159.387 | 157159.387 | 157159.387 | 157159.387 | 157159.387 | 157159.387 | 157159.387 | 157159.387 | 157159.387 | 157159.387 | 157159.387 | 157159.387 | 602183.9736 | 638360.4106 | 638360.4106 | 638360.4106 | 638360.4106 | 638360.4106 | 638360.4106 | 638360.4106 | 638360.4106
| First capex year |  |  | 1
| First year |  |  | 1
SENSITIVITIES
NPV | Net benefits |  |  | Option 3NPV | -866621.9272 | 193335.824 | 157159.387 | 157159.387 | 157159.387 | 157159.387 | 157159.387 | 157159.387 | 157159.387 | 157159.387 | 157159.387 | 157159.387 | 157159.387 | 157159.387 | 157159.387 | 157159.387 | 602183.9736 | 638360.4106 | 638360.4106 | 638360.4106 | 638360.4106 | 638360.4106 | 638360.4106 | 638360.4106 | 638360.4106
| Total annualised capex |  |  |  | 0 | -445024.5866 | -481201.0236 | -481201.0236 | -481201.0236 | -481201.0236 | -481201.0236 | -481201.0236 | -481201.0236 | -481201.0236 | -481201.0236 | -481201.0236 | -481201.0236 | -481201.0236 | -481201.0236 | -481201.0236 | -36176.437 | 0 | 0 | 0 | 0 | 0 | 0 | 0 | 0
| Total benefits |  |  |  | 0 | 1621604.265 | 1621604.265 | 1621604.265 | 1621604.265 | 1621604.265 | 1621604.265 | 1621604.265 | 1621604.265 | 1621604.265 | 1621604.265 | 1621604.265 | 1621604.265 | 1621604.265 | 1621604.265 | 1621604.265 | 1621604.265 | 1621604.265 | 1621604.265 | 1621604.265 | 1621604.265 | 1621604.265 | 1621604.265 | 1621604.265 | 1621604.265
|  | Capex | Total benefits
sens1 | Capex 10% higher | 10% | 0% | Option 3sens1 | -866621.9272 | 148833.3653 | 109039.2846 | 109039.2846 | 109039.2846 | 109039.2846 | 109039.2846 | 109039.2846 | 109039.2846 | 109039.2846 | 109039.2846 | 109039.2846 | 109039.2846 | 109039.2846 | 109039.2846 | 109039.2846 | 598566.33 | 638360.4106 | 638360.4106 | 638360.4106 | 638360.4106 | 638360.4106 | 638360.4106 | 638360.4106 | 638360.4106
sens2 | Capex 10% lower | -10% | 0% | Option 3sens2 | -866621.9272 | 237838.2826 | 205279.4894 | 205279.4894 | 205279.4894 | 205279.4894 | 205279.4894 | 205279.4894 | 205279.4894 | 205279.4894 | 205279.4894 | 205279.4894 | 205279.4894 | 205279.4894 | 205279.4894 | 205279.4894 | 605801.6173 | 638360.4106 | 638360.4106 | 638360.4106 | 638360.4106 | 638360.4106 | 638360.4106 | 638360.4106 | 638360.4106
sens3 | Total benefits 10% higher | 0% | 10% | Option 3sens3 | -866621.9272 | 355496.2505 | 319319.8135 | 319319.8135 | 319319.8135 | 319319.8135 | 319319.8135 | 319319.8135 | 319319.8135 | 319319.8135 | 319319.8135 | 319319.8135 | 319319.8135 | 319319.8135 | 319319.8135 | 319319.8135 | 764344.4002 | 800520.8371 | 800520.8371 | 800520.8371 | 800520.8371 | 800520.8371 | 800520.8371 | 800520.8371 | 800520.8371
sens4 | Total benefits 10% lower | 0% | -10% | Option 3sens4 | -866621.9272 | 31175.3975 | -5001.0395 | -5001.0395 | -5001.0395 | -5001.0395 | -5001.0395 | -5001.0395 | -5001.0395 | -5001.0395 | -5001.0395 | -5001.0395 | -5001.0395 | -5001.0395 | -5001.0395 | -5001.0395 | 440023.5471 | 476199.9841 | 476199.9841 | 476199.9841 | 476199.9841 | 476199.9841 | 476199.9841 | 476199.9841 | 476199.9841
sens5 | Capex 10% higher & Total benefits 10% lower | 10% | -10% | Option 3sens5 | -866621.9272 | -13327.0612 | -53121.1419 | -53121.1419 | -53121.1419 | -53121.1419 | -53121.1419 | -53121.1419 | -53121.1419 | -53121.1419 | -53121.1419 | -53121.1419 | -53121.1419 | -53121.1419 | -53121.1419 | -53121.1419 | 436405.9034 | 476199.9841 | 476199.9841 | 476199.9841 | 476199.9841 | 476199.9841 | 476199.9841 | 476199.9841 | 476199.9841
sens | 0 | 0% | 0% | Option 3sens | -866621.9272 | 193335.824 | 157159.387 | 157159.387 | 157159.387 | 157159.387 | 157159.387 | 157159.387 | 157159.387 | 157159.387 | 157159.387 | 157159.387 | 157159.387 | 157159.387 | 157159.387 | 157159.387 | 602183.9736 | 638360.4106 | 638360.4106 | 638360.4106 | 638360.4106 | 638360.4106 | 638360.4106 | 638360.4106 | 638360.4106
sens | 0 | 0% | 0% | Option 3sens | -866621.9272 | 193335.824 | 157159.387 | 157159.387 | 157159.387 | 157159.387 | 157159.387 | 157159.387 | 157159.387 | 157159.387 | 157159.387 | 157159.387 | 157159.387 | 157159.387 | 157159.387 | 157159.387 | 602183.9736 | 638360.4106 | 638360.4106 | 638360.4106 | 638360.4106 | 638360.4106 | 638360.4106 | 638360.4106 | 638360.4106
sens | 0 | 0% | 0% | Option 3sens | -866621.9272 | 193335.824 | 157159.387 | 157159.387 | 157159.387 | 157159.387 | 157159.387 | 157159.387 | 157159.387 | 157159.387 | 157159.387 | 157159.387 | 157159.387 | 157159.387 | 157159.387 | 157159.387 | 602183.9736 | 638360.4106 | 638360.4106 | 638360.4106 | 638360.4106 | 638360.4106 | 638360.4106 | 638360.4106 | 638360.4106

## Option4
Powercor & United Energy
Situational awareness
OPTION 4 | 0
Not used
Count |  |  |  |  | 1 | 2 | 3 | 4 | 5 | 6 | 7 | 8 | 9 | 10 | 11 | 12 | 13 | 14 | 15 | 16 | 17 | 18 | 19 | 20 | 21 | 22 | 23 | 24 | 25
Value of CO2 reductions |  |  |  | $/MWh | 24.7305 | 22.3407 | 20.1963 | 18.0629 | 15.9134 | 13.7151 | 13.7151 | 13.7151 | 13.7151 | 13.7151 | 13.7151 | 13.7151 | 13.7151 | 13.7151 | 13.7151 | 13.7151 | 13.7151 | 13.7151 | 13.7151 | 13.7151 | 13.7151 | 13.7151 | 13.7151 | 13.7151 | 13.7151
|  |  |  | Units | 2026-27 | 2027-28 | 2028-29 | 2029-30 | 2030-31 | 2031-32 | 2032-33 | 2033-34 | 2034-35 | 2035-36 | 2036-37 | 2037-38 | 2038-39 | 2039-40 | 2040-41 | 2041-42 | 2042-43 | 2043-44 | 2044-45 | 2045-46 | 2046-47 | 2047-48 | 2048-49 | 2049-50 | 2050-51
INVESTMENT & OPERATING COST
| Capex |  | Asset life (yrs)
| < Enter description > |  | 0 | 2023-12-31 | 0 | 0 | 0 | 0 | 0 | 0 | 0 | 0 | 0 | 0 | 0 | 0 | 0 | 0 | 0 | 0 | 0 | 0 | 0 | 0 | 0 | 0 | 0 | 0 | 0
| < Enter description > |  | 0 | 2023-12-31 | 0 | 0 | 0 | 0 | 0 | 0 | 0 | 0 | 0 | 0 | 0 | 0 | 0 | 0 | 0 | 0 | 0 | 0 | 0 | 0 | 0 | 0 | 0 | 0 | 0
| < Enter description > |  | 0 | 2023-12-31 | 0 | 0 | 0 | 0 | 0 | 0 | 0 | 0 | 0 | 0 | 0 | 0 | 0 | 0 | 0 | 0 | 0 | 0 | 0 | 0 | 0 | 0 | 0 | 0 | 0
| Capital expenditure |  |  | 2023-12-31 | 0 | 0 | 0 | 0 | 0 | 0 | 0 | 0 | 0 | 0 | 0 | 0 | 0 | 0 | 0 | 0 | 0 | 0 | 0 | 0 | 0 | 0 | 0 | 0 | 0
| Operating expenditure |  |  | 2023-12-31 | 0 | 0 | 0 | 0 | 0 | 0 | 0 | 0 | 0 | 0 | 0 | 0 | 0 | 0 | 0 | 0 | 0 | 0 | 0 | 0 | 0 | 0 | 0 | 0 | 0
RISK ASSUMPTIONS
| PoF (major) |  |  |  | 0 | 0 | 0 | 0 | 0 | 0 | 0 | 0 | 0 | 0 | 0 | 0 | 0 | 0 | 0 | 0 | 0 | 0 | 0 | 0 | 0 | 0 | 0 | 0 | 0
| PoF (reparable) |  |  |  | 0 | 0 | 0 | 0 | 0 | 0 | 0 | 0 | 0 | 0 | 0 | 0 | 0 | 0 | 0 | 0 | 0 | 0 | 0 | 0 | 0 | 0 | 0 | 0 | 0
| Energy at risk (weighted) |  |  | MWh | 0 | 0 | 0 | 0 | 0 | 0 | 0 | 0 | 0 | 0 | 0 | 0 | 0 | 0 | 0 | 0 | 0 | 0 | 0 | 0 | 0 | 0 | 0 | 0 | 0
| Energy at risk value | $/MWh | 42862.5843 | 2023-12-31 | 0 | 0 | 0 | 0 | 0 | 0 | 0 | 0 | 0 | 0 | 0 | 0 | 0 | 0 | 0 | 0 | 0 | 0 | 0 | 0 | 0 | 0 | 0 | 0 | 0
| Safety consequence | (after DF) |  | 2023-12-31 | 0 | 0 | 0 | 0 | 0 | 0 | 0 | 0 | 0 | 0 | 0 | 0 | 0 | 0 | 0 | 0 | 0 | 0 | 0 | 0 | 0 | 0 | 0 | 0 | 0
| Unplanned replacements |  |  | 2023-12-31 | 0 | 0 | 0 | 0 | 0 | 0 | 0 | 0 | 0 | 0 | 0 | 0 | 0 | 0 | 0 | 0 | 0 | 0 | 0 | 0 | 0 | 0 | 0 | 0 | 0
| Environmental consequence | (after DF) |  | 2023-12-31 | 0 | 0 | 0 | 0 | 0 | 0 | 0 | 0 | 0 | 0 | 0 | 0 | 0 | 0 | 0 | 0 | 0 | 0 | 0 | 0 | 0 | 0 | 0 | 0 | 0
| < Other risk - enter description > |  |  | 2023-12-31 | 0 | 0 | 0 | 0 | 0 | 0 | 0 | 0 | 0 | 0 | 0 | 0 | 0 | 0 | 0 | 0 | 0 | 0 | 0 | 0 | 0 | 0 | 0 | 0 | 0
| < Other risk - enter description > |  |  | 2023-12-31 | 0 | 0 | 0 | 0 | 0 | 0 | 0 | 0 | 0 | 0 | 0 | 0 | 0 | 0 | 0 | 0 | 0 | 0 | 0 | 0 | 0 | 0 | 0 | 0 | 0
| Total risk cost |  |  |  | 0 | 0 | 0 | 0 | 0 | 0 | 0 | 0 | 0 | 0 | 0 | 0 | 0 | 0 | 0 | 0 | 0 | 0 | 0 | 0 | 0 | 0 | 0 | 0 | 0
OTHER BENEFITS
| Reduction in CO2 emissions |  |  | MWh | 0 | 0 | 0 | 0 | 0 | 0 | 0 | 0 | 0 | 0 | 0 | 0 | 0 | 0 | 0 | 0 | 0 | 0 | 0 | 0 | 0 | 0 | 0 | 0 | 0
| Value of reduction in CO2 emissions |  |  | $ | 0 | 0 | 0 | 0 | 0 | 0 | 0 | 0 | 0 | 0 | 0 | 0 | 0 | 0 | 0 | 0 | 0 | 0 | 0 | 0 | 0 | 0 | 0 | 0 | 0
| Value of network resilience |  |  | $ | 0 | 0 | 0 | 0 | 0 | 0 | 0 | 0 | 0 | 0 | 0 | 0 | 0 | 0 | 0 | 0 | 0 | 0 | 0 | 0 | 0 | 0 | 0 | 0 | 0
[5 empty] | 0 | 0 | 0 | 0 | 0 | 0 | 0 | 0 | 0 | 0 | 0 | 0 | 0 | 0 | 0 | 0 | 0 | 0 | 0 | 0 | 0 | 0 | 0 | 0 | 0
[5 empty] | 0 | 0 | 0 | 0 | 0 | 0 | 0 | 0 | 0 | 0 | 0 | 0 | 0 | 0 | 0 | 0 | 0 | 0 | 0 | 0 | 0 | 0 | 0 | 0 | 0
[5 empty] | 0 | 0 | 0 | 0 | 0 | 0 | 0 | 0 | 0 | 0 | 0 | 0 | 0 | 0 | 0 | 0 | 0 | 0 | 0 | 0 | 0 | 0 | 0 | 0 | 0
[5 empty] | 0 | 0 | 0 | 0 | 0 | 0 | 0 | 0 | 0 | 0 | 0 | 0 | 0 | 0 | 0 | 0 | 0 | 0 | 0 | 0 | 0 | 0 | 0 | 0 | 0
[5 empty] | 0 | 0 | 0 | 0 | 0 | 0 | 0 | 0 | 0 | 0 | 0 | 0 | 0 | 0 | 0 | 0 | 0 | 0 | 0 | 0 | 0 | 0 | 0 | 0 | 0
[5 empty] | 0 | 0 | 0 | 0 | 0 | 0 | 0 | 0 | 0 | 0 | 0 | 0 | 0 | 0 | 0 | 0 | 0 | 0 | 0 | 0 | 0 | 0 | 0 | 0 | 0
[5 empty] | 0 | 0 | 0 | 0 | 0 | 0 | 0 | 0 | 0 | 0 | 0 | 0 | 0 | 0 | 0 | 0 | 0 | 0 | 0 | 0 | 0 | 0 | 0 | 0 | 0
| Other benefits 1 |  |  | 2023-12-31 | 0 | 0 | 0 | 0 | 0 | 0 | 0 | 0 | 0 | 0 | 0 | 0 | 0 | 0 | 0 | 0 | 0 | 0 | 0 | 0 | 0 | 0 | 0 | 0 | 0
| Other benefits 2 |  |  | 2023-12-31 | 0 | 0 | 0 | 0 | 0 | 0 | 0 | 0 | 0 | 0 | 0 | 0 | 0 | 0 | 0 | 0 | 0 | 0 | 0 | 0 | 0 | 0 | 0 | 0 | 0
| Total other benefits |  |  | 2023-12-31 | 0 | 0 | 0 | 0 | 0 | 0 | 0 | 0 | 0 | 0 | 0 | 0 | 0 | 0 | 0 | 0 | 0 | 0 | 0 | 0 | 0 | 0 | 0 | 0 | 0
SUMMARY
| Risks mitigated vs base case |  |  | 2023-12-31 | 0 | 0 | 0 | 0 | 0 | 0 | 0 | 0 | 0 | 0 | 0 | 0 | 0 | 0 | 0 | 0 | 0 | 0 | 0 | 0 | 0 | 0 | 0 | 0 | 0
Capital expenditure
| < Enter description > |  |  | 2023-12-31 | 0 | 0 | 0 | 0 | 0 | 0 | 0 | 0 | 0 | 0 | 0 | 0 | 0 | 0 | 0 | 0 | 0 | 0 | 0 | 0 | 0 | 0 | 0 | 0 | 0
| < Enter description > |  |  | 2023-12-31 | 0 | 0 | 0 | 0 | 0 | 0 | 0 | 0 | 0 | 0 | 0 | 0 | 0 | 0 | 0 | 0 | 0 | 0 | 0 | 0 | 0 | 0 | 0 | 0 | 0
| < Enter description > |  |  | 2023-12-31 | 0 | 0 | 0 | 0 | 0 | 0 | 0 | 0 | 0 | 0 | 0 | 0 | 0 | 0 | 0 | 0 | 0 | 0 | 0 | 0 | 0 | 0 | 0 | 0 | 0
Cumulative capex
| < Enter description > |  |  | 2023-12-31 | 0 | 0 | 0 | 0 | 0 | 0 | 0 | 0 | 0 | 0 | 0 | 0 | 0 | 0 | 0 | 0 | 0 | 0 | 0 | 0 | 0 | 0 | 0 | 0 | 0
| < Enter description > |  |  | 2023-12-31 | 0 | 0 | 0 | 0 | 0 | 0 | 0 | 0 | 0 | 0 | 0 | 0 | 0 | 0 | 0 | 0 | 0 | 0 | 0 | 0 | 0 | 0 | 0 | 0 | 0
| < Enter description > |  |  | 2023-12-31 | 0 | 0 | 0 | 0 | 0 | 0 | 0 | 0 | 0 | 0 | 0 | 0 | 0 | 0 | 0 | 0 | 0 | 0 | 0 | 0 | 0 | 0 | 0 | 0 | 0
Annualised capex
| Annualised capex - < Enter description > |  |  | 2023-12-31 | 0 | 0 | 0 | 0 | 0 | 0 | 0 | 0 | 0 | 0 | 0 | 0 | 0 | 0 | 0 | 0 | 0 | 0 | 0 | 0 | 0 | 0 | 0 | 0 | 0
| Annualised capex - < Enter description > |  |  | 2023-12-31 | 0 | 0 | 0 | 0 | 0 | 0 | 0 | 0 | 0 | 0 | 0 | 0 | 0 | 0 | 0 | 0 | 0 | 0 | 0 | 0 | 0 | 0 | 0 | 0 | 0
| Annualised capex - < Enter description > |  |  | 2023-12-31 | 0 | 0 | 0 | 0 | 0 | 0 | 0 | 0 | 0 | 0 | 0 | 0 | 0 | 0 | 0 | 0 | 0 | 0 | 0 | 0 | 0 | 0 | 0 | 0 | 0
| Total annualised capex |  |  | 2023-12-31 | 0 | 0 | 0 | 0 | 0 | 0 | 0 | 0 | 0 | 0 | 0 | 0 | 0 | 0 | 0 | 0 | 0 | 0 | 0 | 0 | 0 | 0 | 0 | 0 | 0
| Annualised capex |  |  | 2023-12-31 | 0 | 0 | 0 | 0 | 0 | 0 | 0 | 0 | 0 | 0 | 0 | 0 | 0 | 0 | 0 | 0 | 0 | 0 | 0 | 0 | 0 | 0 | 0 | 0 | 0
| Operating expenditure |  |  | 2023-12-31 | 0 | 0 | 0 | 0 | 0 | 0 | 0 | 0 | 0 | 0 | 0 | 0 | 0 | 0 | 0 | 0 | 0 | 0 | 0 | 0 | 0 | 0 | 0 | 0 | 0
| Risk mitigated |  |  | 2023-12-31 | 0 | 0 | 0 | 0 | 0 | 0 | 0 | 0 | 0 | 0 | 0 | 0 | 0 | 0 | 0 | 0 | 0 | 0 | 0 | 0 | 0 | 0 | 0 | 0 | 0
| Other benefits value |  |  | 2023-12-31 | 0 | 0 | 0 | 0 | 0 | 0 | 0 | 0 | 0 | 0 | 0 | 0 | 0 | 0 | 0 | 0 | 0 | 0 | 0 | 0 | 0 | 0 | 0 | 0 | 0
| Net benefits |  |  | 2023-12-31 | 0 | 0 | 0 | 0 | 0 | 0 | 0 | 0 | 0 | 0 | 0 | 0 | 0 | 0 | 0 | 0 | 0 | 0 | 0 | 0 | 0 | 0 | 0 | 0 | 0
| First capex year |  |  | 0
| First year |  |  | Not used
SENSITIVITIES
NPV | Net benefits |  |  | Option 4NPV | 0 | 0 | 0 | 0 | 0 | 0 | 0 | 0 | 0 | 0 | 0 | 0 | 0 | 0 | 0 | 0 | 0 | 0 | 0 | 0 | 0 | 0 | 0 | 0 | 0
| Total annualised capex |  |  |  | 0 | 0 | 0 | 0 | 0 | 0 | 0 | 0 | 0 | 0 | 0 | 0 | 0 | 0 | 0 | 0 | 0 | 0 | 0 | 0 | 0 | 0 | 0 | 0 | 0
| Total benefits |  |  |  | 0 | 0 | 0 | 0 | 0 | 0 | 0 | 0 | 0 | 0 | 0 | 0 | 0 | 0 | 0 | 0 | 0 | 0 | 0 | 0 | 0 | 0 | 0 | 0 | 0
|  | Capex | Total benefits
sens1 | Capex 10% higher | 10% | 0% | Option 4sens1 | 0 | 0 | 0 | 0 | 0 | 0 | 0 | 0 | 0 | 0 | 0 | 0 | 0 | 0 | 0 | 0 | 0 | 0 | 0 | 0 | 0 | 0 | 0 | 0 | 0
sens2 | Capex 10% lower | -10% | 0% | Option 4sens2 | 0 | 0 | 0 | 0 | 0 | 0 | 0 | 0 | 0 | 0 | 0 | 0 | 0 | 0 | 0 | 0 | 0 | 0 | 0 | 0 | 0 | 0 | 0 | 0 | 0
sens3 | Total benefits 10% higher | 0% | 10% | Option 4sens3 | 0 | 0 | 0 | 0 | 0 | 0 | 0 | 0 | 0 | 0 | 0 | 0 | 0 | 0 | 0 | 0 | 0 | 0 | 0 | 0 | 0 | 0 | 0 | 0 | 0
sens4 | Total benefits 10% lower | 0% | -10% | Option 4sens4 | 0 | 0 | 0 | 0 | 0 | 0 | 0 | 0 | 0 | 0 | 0 | 0 | 0 | 0 | 0 | 0 | 0 | 0 | 0 | 0 | 0 | 0 | 0 | 0 | 0
sens5 | Capex 10% higher & Total benefits 10% lower | 10% | -10% | Option 4sens5 | 0 | 0 | 0 | 0 | 0 | 0 | 0 | 0 | 0 | 0 | 0 | 0 | 0 | 0 | 0 | 0 | 0 | 0 | 0 | 0 | 0 | 0 | 0 | 0 | 0
sens | 0 | 0% | 0% | Option 4sens | 0 | 0 | 0 | 0 | 0 | 0 | 0 | 0 | 0 | 0 | 0 | 0 | 0 | 0 | 0 | 0 | 0 | 0 | 0 | 0 | 0 | 0 | 0 | 0 | 0
sens | 0 | 0% | 0% | Option 4sens | 0 | 0 | 0 | 0 | 0 | 0 | 0 | 0 | 0 | 0 | 0 | 0 | 0 | 0 | 0 | 0 | 0 | 0 | 0 | 0 | 0 | 0 | 0 | 0 | 0
sens | 0 | 0% | 0% | Option 4sens | 0 | 0 | 0 | 0 | 0 | 0 | 0 | 0 | 0 | 0 | 0 | 0 | 0 | 0 | 0 | 0 | 0 | 0 | 0 | 0 | 0 | 0 | 0 | 0 | 0

## Option5
Powercor & United Energy
Situational awareness
OPTION 5 | 0
Not used
Count |  |  |  |  | 1 | 2 | 3 | 4 | 5 | 6 | 7 | 8 | 9 | 10 | 11 | 12 | 13 | 14 | 15 | 16 | 17 | 18 | 19 | 20 | 21 | 22 | 23 | 24 | 25
Value of CO2 reductions |  |  |  | $/MWh | 24.7305 | 22.3407 | 20.1963 | 18.0629 | 15.9134 | 13.7151 | 13.7151 | 13.7151 | 13.7151 | 13.7151 | 13.7151 | 13.7151 | 13.7151 | 13.7151 | 13.7151 | 13.7151 | 13.7151 | 13.7151 | 13.7151 | 13.7151 | 13.7151 | 13.7151 | 13.7151 | 13.7151 | 13.7151
|  |  |  | Units | 2026-27 | 2027-28 | 2028-29 | 2029-30 | 2030-31 | 2031-32 | 2032-33 | 2033-34 | 2034-35 | 2035-36 | 2036-37 | 2037-38 | 2038-39 | 2039-40 | 2040-41 | 2041-42 | 2042-43 | 2043-44 | 2044-45 | 2045-46 | 2046-47 | 2047-48 | 2048-49 | 2049-50 | 2050-51
INVESTMENT & OPERATING COST
| Capex |  | Asset life (yrs)
| < Enter description > |  | 0 | 2023-12-31 | 0 | 0 | 0 | 0 | 0 | 0 | 0 | 0 | 0 | 0 | 0 | 0 | 0 | 0 | 0 | 0 | 0 | 0 | 0 | 0 | 0 | 0 | 0 | 0 | 0
| < Enter description > |  | 0 | 2023-12-31 | 0 | 0 | 0 | 0 | 0 | 0 | 0 | 0 | 0 | 0 | 0 | 0 | 0 | 0 | 0 | 0 | 0 | 0 | 0 | 0 | 0 | 0 | 0 | 0 | 0
| < Enter description > |  | 0 | 2023-12-31 | 0 | 0 | 0 | 0 | 0 | 0 | 0 | 0 | 0 | 0 | 0 | 0 | 0 | 0 | 0 | 0 | 0 | 0 | 0 | 0 | 0 | 0 | 0 | 0 | 0
| Capital expenditure |  |  | 2023-12-31 | 0 | 0 | 0 | 0 | 0 | 0 | 0 | 0 | 0 | 0 | 0 | 0 | 0 | 0 | 0 | 0 | 0 | 0 | 0 | 0 | 0 | 0 | 0 | 0 | 0
| Operating expenditure |  |  | 2023-12-31 | 0 | 0 | 0 | 0 | 0 | 0 | 0 | 0 | 0 | 0 | 0 | 0 | 0 | 0 | 0 | 0 | 0 | 0 | 0 | 0 | 0 | 0 | 0 | 0 | 0
RISK ASSUMPTIONS
| PoF (major) |  |  |  | 0 | 0 | 0 | 0 | 0 | 0 | 0 | 0 | 0 | 0 | 0 | 0 | 0 | 0 | 0 | 0 | 0 | 0 | 0 | 0 | 0 | 0 | 0 | 0 | 0
| PoF (reparable) |  |  |  | 0 | 0 | 0 | 0 | 0 | 0 | 0 | 0 | 0 | 0 | 0 | 0 | 0 | 0 | 0 | 0 | 0 | 0 | 0 | 0 | 0 | 0 | 0 | 0 | 0
| Energy at risk (weighted) |  |  | MWh | 0 | 0 | 0 | 0 | 0 | 0 | 0 | 0 | 0 | 0 | 0 | 0 | 0 | 0 | 0 | 0 | 0 | 0 | 0 | 0 | 0 | 0 | 0 | 0 | 0
| Energy at risk value | $/MWh | 42862.5843 | 2023-12-31 | 0 | 0 | 0 | 0 | 0 | 0 | 0 | 0 | 0 | 0 | 0 | 0 | 0 | 0 | 0 | 0 | 0 | 0 | 0 | 0 | 0 | 0 | 0 | 0 | 0
| Safety consequence | (after DF) |  | 2023-12-31 | 0 | 0 | 0 | 0 | 0 | 0 | 0 | 0 | 0 | 0 | 0 | 0 | 0 | 0 | 0 | 0 | 0 | 0 | 0 | 0 | 0 | 0 | 0 | 0 | 0
| Unplanned replacements |  |  | 2023-12-31 | 0 | 0 | 0 | 0 | 0 | 0 | 0 | 0 | 0 | 0 | 0 | 0 | 0 | 0 | 0 | 0 | 0 | 0 | 0 | 0 | 0 | 0 | 0 | 0 | 0
| Environmental consequence | (after DF) |  | 2023-12-31 | 0 | 0 | 0 | 0 | 0 | 0 | 0 | 0 | 0 | 0 | 0 | 0 | 0 | 0 | 0 | 0 | 0 | 0 | 0 | 0 | 0 | 0 | 0 | 0 | 0
| < Other risk - enter description > |  |  | 2023-12-31 | 0 | 0 | 0 | 0 | 0 | 0 | 0 | 0 | 0 | 0 | 0 | 0 | 0 | 0 | 0 | 0 | 0 | 0 | 0 | 0 | 0 | 0 | 0 | 0 | 0
| < Other risk - enter description > |  |  | 2023-12-31 | 0 | 0 | 0 | 0 | 0 | 0 | 0 | 0 | 0 | 0 | 0 | 0 | 0 | 0 | 0 | 0 | 0 | 0 | 0 | 0 | 0 | 0 | 0 | 0 | 0
| Total risk cost |  |  |  | 0 | 0 | 0 | 0 | 0 | 0 | 0 | 0 | 0 | 0 | 0 | 0 | 0 | 0 | 0 | 0 | 0 | 0 | 0 | 0 | 0 | 0 | 0 | 0 | 0
OTHER BENEFITS
| Reduction in CO2 emissions |  |  | MWh | 0 | 0 | 0 | 0 | 0 | 0 | 0 | 0 | 0 | 0 | 0 | 0 | 0 | 0 | 0 | 0 | 0 | 0 | 0 | 0 | 0 | 0 | 0 | 0 | 0
| Value of reduction in CO2 emissions |  |  | $ | 0 | 0 | 0 | 0 | 0 | 0 | 0 | 0 | 0 | 0 | 0 | 0 | 0 | 0 | 0 | 0 | 0 | 0 | 0 | 0 | 0 | 0 | 0 | 0 | 0
| Value of network resilience |  |  | $ | 0 | 0 | 0 | 0 | 0 | 0 | 0 | 0 | 0 | 0 | 0 | 0 | 0 | 0 | 0 | 0 | 0 | 0 | 0 | 0 | 0 | 0 | 0 | 0 | 0
[5 empty] | 0 | 0 | 0 | 0 | 0 | 0 | 0 | 0 | 0 | 0 | 0 | 0 | 0 | 0 | 0 | 0 | 0 | 0 | 0 | 0 | 0 | 0 | 0 | 0 | 0
[5 empty] | 0 | 0 | 0 | 0 | 0 | 0 | 0 | 0 | 0 | 0 | 0 | 0 | 0 | 0 | 0 | 0 | 0 | 0 | 0 | 0 | 0 | 0 | 0 | 0 | 0
[5 empty] | 0 | 0 | 0 | 0 | 0 | 0 | 0 | 0 | 0 | 0 | 0 | 0 | 0 | 0 | 0 | 0 | 0 | 0 | 0 | 0 | 0 | 0 | 0 | 0 | 0
[5 empty] | 0 | 0 | 0 | 0 | 0 | 0 | 0 | 0 | 0 | 0 | 0 | 0 | 0 | 0 | 0 | 0 | 0 | 0 | 0 | 0 | 0 | 0 | 0 | 0 | 0
[5 empty] | 0 | 0 | 0 | 0 | 0 | 0 | 0 | 0 | 0 | 0 | 0 | 0 | 0 | 0 | 0 | 0 | 0 | 0 | 0 | 0 | 0 | 0 | 0 | 0 | 0
[5 empty] | 0 | 0 | 0 | 0 | 0 | 0 | 0 | 0 | 0 | 0 | 0 | 0 | 0 | 0 | 0 | 0 | 0 | 0 | 0 | 0 | 0 | 0 | 0 | 0 | 0
[5 empty] | 0 | 0 | 0 | 0 | 0 | 0 | 0 | 0 | 0 | 0 | 0 | 0 | 0 | 0 | 0 | 0 | 0 | 0 | 0 | 0 | 0 | 0 | 0 | 0 | 0
| Other benefits 1 |  |  | 2023-12-31 | 0 | 0 | 0 | 0 | 0 | 0 | 0 | 0 | 0 | 0 | 0 | 0 | 0 | 0 | 0 | 0 | 0 | 0 | 0 | 0 | 0 | 0 | 0 | 0 | 0
| Other benefits 2 |  |  | 2023-12-31 | 0 | 0 | 0 | 0 | 0 | 0 | 0 | 0 | 0 | 0 | 0 | 0 | 0 | 0 | 0 | 0 | 0 | 0 | 0 | 0 | 0 | 0 | 0 | 0 | 0
| Total other benefits |  |  | 2023-12-31 | 0 | 0 | 0 | 0 | 0 | 0 | 0 | 0 | 0 | 0 | 0 | 0 | 0 | 0 | 0 | 0 | 0 | 0 | 0 | 0 | 0 | 0 | 0 | 0 | 0
SUMMARY
| Risks mitigated vs base case |  |  | 2023-12-31 | 0 | 0 | 0 | 0 | 0 | 0 | 0 | 0 | 0 | 0 | 0 | 0 | 0 | 0 | 0 | 0 | 0 | 0 | 0 | 0 | 0 | 0 | 0 | 0 | 0
Capital expenditure
| < Enter description > |  |  | 2023-12-31 | 0 | 0 | 0 | 0 | 0 | 0 | 0 | 0 | 0 | 0 | 0 | 0 | 0 | 0 | 0 | 0 | 0 | 0 | 0 | 0 | 0 | 0 | 0 | 0 | 0
| < Enter description > |  |  | 2023-12-31 | 0 | 0 | 0 | 0 | 0 | 0 | 0 | 0 | 0 | 0 | 0 | 0 | 0 | 0 | 0 | 0 | 0 | 0 | 0 | 0 | 0 | 0 | 0 | 0 | 0
| < Enter description > |  |  | 2023-12-31 | 0 | 0 | 0 | 0 | 0 | 0 | 0 | 0 | 0 | 0 | 0 | 0 | 0 | 0 | 0 | 0 | 0 | 0 | 0 | 0 | 0 | 0 | 0 | 0 | 0
Cumulative capex
| < Enter description > |  |  | 2023-12-31 | 0 | 0 | 0 | 0 | 0 | 0 | 0 | 0 | 0 | 0 | 0 | 0 | 0 | 0 | 0 | 0 | 0 | 0 | 0 | 0 | 0 | 0 | 0 | 0 | 0
| < Enter description > |  |  | 2023-12-31 | 0 | 0 | 0 | 0 | 0 | 0 | 0 | 0 | 0 | 0 | 0 | 0 | 0 | 0 | 0 | 0 | 0 | 0 | 0 | 0 | 0 | 0 | 0 | 0 | 0
| < Enter description > |  |  | 2023-12-31 | 0 | 0 | 0 | 0 | 0 | 0 | 0 | 0 | 0 | 0 | 0 | 0 | 0 | 0 | 0 | 0 | 0 | 0 | 0 | 0 | 0 | 0 | 0 | 0 | 0
Annualised capex
| Annualised capex - < Enter description > |  |  | 2023-12-31 | 0 | 0 | 0 | 0 | 0 | 0 | 0 | 0 | 0 | 0 | 0 | 0 | 0 | 0 | 0 | 0 | 0 | 0 | 0 | 0 | 0 | 0 | 0 | 0 | 0
| Annualised capex - < Enter description > |  |  | 2023-12-31 | 0 | 0 | 0 | 0 | 0 | 0 | 0 | 0 | 0 | 0 | 0 | 0 | 0 | 0 | 0 | 0 | 0 | 0 | 0 | 0 | 0 | 0 | 0 | 0 | 0
| Annualised capex - < Enter description > |  |  | 2023-12-31 | 0 | 0 | 0 | 0 | 0 | 0 | 0 | 0 | 0 | 0 | 0 | 0 | 0 | 0 | 0 | 0 | 0 | 0 | 0 | 0 | 0 | 0 | 0 | 0 | 0
| Total annualised capex |  |  | 2023-12-31 | 0 | 0 | 0 | 0 | 0 | 0 | 0 | 0 | 0 | 0 | 0 | 0 | 0 | 0 | 0 | 0 | 0 | 0 | 0 | 0 | 0 | 0 | 0 | 0 | 0
| Annualised capex |  |  | 2023-12-31 | 0 | 0 | 0 | 0 | 0 | 0 | 0 | 0 | 0 | 0 | 0 | 0 | 0 | 0 | 0 | 0 | 0 | 0 | 0 | 0 | 0 | 0 | 0 | 0 | 0
| Operating expenditure |  |  | 2023-12-31 | 0 | 0 | 0 | 0 | 0 | 0 | 0 | 0 | 0 | 0 | 0 | 0 | 0 | 0 | 0 | 0 | 0 | 0 | 0 | 0 | 0 | 0 | 0 | 0 | 0
| Risk mitigated |  |  | 2023-12-31 | 0 | 0 | 0 | 0 | 0 | 0 | 0 | 0 | 0 | 0 | 0 | 0 | 0 | 0 | 0 | 0 | 0 | 0 | 0 | 0 | 0 | 0 | 0 | 0 | 0
| Other benefits value |  |  | 2023-12-31 | 0 | 0 | 0 | 0 | 0 | 0 | 0 | 0 | 0 | 0 | 0 | 0 | 0 | 0 | 0 | 0 | 0 | 0 | 0 | 0 | 0 | 0 | 0 | 0 | 0
| Net benefits |  |  | 2023-12-31 | 0 | 0 | 0 | 0 | 0 | 0 | 0 | 0 | 0 | 0 | 0 | 0 | 0 | 0 | 0 | 0 | 0 | 0 | 0 | 0 | 0 | 0 | 0 | 0 | 0
| First capex year |  |  | 0
| First year |  |  | Not used
SENSITIVITIES
NPV | Net benefits |  |  | Option 5NPV | 0 | 0 | 0 | 0 | 0 | 0 | 0 | 0 | 0 | 0 | 0 | 0 | 0 | 0 | 0 | 0 | 0 | 0 | 0 | 0 | 0 | 0 | 0 | 0 | 0
| Total annualised capex |  |  |  | 0 | 0 | 0 | 0 | 0 | 0 | 0 | 0 | 0 | 0 | 0 | 0 | 0 | 0 | 0 | 0 | 0 | 0 | 0 | 0 | 0 | 0 | 0 | 0 | 0
| Total benefits |  |  |  | 0 | 0 | 0 | 0 | 0 | 0 | 0 | 0 | 0 | 0 | 0 | 0 | 0 | 0 | 0 | 0 | 0 | 0 | 0 | 0 | 0 | 0 | 0 | 0 | 0
|  | Capex | Total benefits
sens1 | Capex 10% higher | 10% | 0% | Option 5sens1 | 0 | 0 | 0 | 0 | 0 | 0 | 0 | 0 | 0 | 0 | 0 | 0 | 0 | 0 | 0 | 0 | 0 | 0 | 0 | 0 | 0 | 0 | 0 | 0 | 0
sens2 | Capex 10% lower | -10% | 0% | Option 5sens2 | 0 | 0 | 0 | 0 | 0 | 0 | 0 | 0 | 0 | 0 | 0 | 0 | 0 | 0 | 0 | 0 | 0 | 0 | 0 | 0 | 0 | 0 | 0 | 0 | 0
sens3 | Total benefits 10% higher | 0% | 10% | Option 5sens3 | 0 | 0 | 0 | 0 | 0 | 0 | 0 | 0 | 0 | 0 | 0 | 0 | 0 | 0 | 0 | 0 | 0 | 0 | 0 | 0 | 0 | 0 | 0 | 0 | 0
sens4 | Total benefits 10% lower | 0% | -10% | Option 5sens4 | 0 | 0 | 0 | 0 | 0 | 0 | 0 | 0 | 0 | 0 | 0 | 0 | 0 | 0 | 0 | 0 | 0 | 0 | 0 | 0 | 0 | 0 | 0 | 0 | 0
sens5 | Capex 10% higher & Total benefits 10% lower | 10% | -10% | Option 5sens5 | 0 | 0 | 0 | 0 | 0 | 0 | 0 | 0 | 0 | 0 | 0 | 0 | 0 | 0 | 0 | 0 | 0 | 0 | 0 | 0 | 0 | 0 | 0 | 0 | 0
sens | 0 | 0% | 0% | Option 5sens | 0 | 0 | 0 | 0 | 0 | 0 | 0 | 0 | 0 | 0 | 0 | 0 | 0 | 0 | 0 | 0 | 0 | 0 | 0 | 0 | 0 | 0 | 0 | 0 | 0
sens | 0 | 0% | 0% | Option 5sens | 0 | 0 | 0 | 0 | 0 | 0 | 0 | 0 | 0 | 0 | 0 | 0 | 0 | 0 | 0 | 0 | 0 | 0 | 0 | 0 | 0 | 0 | 0 | 0 | 0
sens | 0 | 0% | 0% | Option 5sens | 0 | 0 | 0 | 0 | 0 | 0 | 0 | 0 | 0 | 0 | 0 | 0 | 0 | 0 | 0 | 0 | 0 | 0 | 0 | 0 | 0 | 0 | 0 | 0 | 0

## Consol
Powercor & United Energy
Situational awareness
CONSOLIDATED
Discount factor |  |  |  |  | 0 | 0.98295 | 0.94971 | 0.91759 | 0.88656 | 0.85658 | 0.82761 | 0.79963 | 0.77259 | 0.74646 | 0.72122 | 0.69683 | 0.67326 | 0.6505 | 0.6285 | 0.60725 | 0.58671 | 0.56687 | 0.5477 | 0.52918 | 0.51129 | 0.494 | 0.47729 | 0.46115 | 0.44556 | 0.43049
Count |  |  |  |  | 0 | 1 | 2 | 3 | 4 | 5 | 6 | 7 | 8 | 9 | 10 | 11 | 12 | 13 | 14 | 15 | 16 | 17 | 18 | 19 | 20 | 21 | 22 | 23 | 24 | 25
Analysis period |  |  |  |  | TRUE | TRUE | TRUE | TRUE | TRUE | TRUE | TRUE | TRUE | TRUE | TRUE | TRUE | TRUE | TRUE | TRUE | TRUE | TRUE | TRUE | TRUE | TRUE | TRUE | TRUE | FALSE | FALSE | FALSE | FALSE | FALSE
[5 empty] | 2026-06-30 | 2026-27 | 2027-28 | 2028-29 | 2029-30 | 2030-31 | 2031-32 | 2032-33 | 2033-34 | 2034-35 | 2035-36 | 2036-37 | 2037-38 | 2038-39 | 2039-40 | 2040-41 | 2041-42 | 2042-43 | 2043-44 | 2044-45 | 2045-46 | 2046-47 | 2047-48 | 2048-49 | 2049-50 | 2050-51
COSTS |  |  | PV
Option 1 (base case) | Energy at risk value | Option 1 (base case)Energy at risk value | 397739623.8404 | 2026-06-30 |  | 23720921.946 | 23720921.946 | 23720921.946 | 23720921.946 | 23720921.946 | 23720921.946 | 23720921.946 | 23720921.946 | 23720921.946 | 23720921.946 | 23720921.946 | 23720921.946 | 23720921.946 | 23720921.946 | 23720921.946 | 23720921.946 | 23720921.946 | 23720921.946 | 23720921.946 | 23720921.946 | 23720921.946 | 23720921.946 | 23720921.946 | 23720921.946 | 23720921.946
Option 1 (base case) | Capital expenditure | Option 1 (base case)Capital expenditure | 0 | 2026-06-30 |  | 0 | 0 | 0 | 0 | 0 | 0 | 0 | 0 | 0 | 0 | 0 | 0 | 0 | 0 | 0 | 0 | 0 | 0 | 0 | 0 | 0 | 0 | 0 | 0 | 0
Option 1 (base case) | Total risk cost | Option 1 (base case)Total risk cost | 342980368.1897 | 2026-06-30 |  | 23720921.946 | 23720921.946 | 23720921.946 | 23720921.946 | 23720921.946 | 23720921.946 | 23720921.946 | 23720921.946 | 23720921.946 | 23720921.946 | 23720921.946 | 23720921.946 | 23720921.946 | 23720921.946 | 23720921.946 | 23720921.946 | 23720921.946 | 23720921.946 | 23720921.946 | 23720921.946 | 23720921.946 | 23720921.946 | 23720921.946 | 23720921.946 | 23720921.946
Option 1 (base case) |  | Option 1 (base case)
Option 1 (base case) | Annualised capex | Option 1 (base case)Annualised capex | 0 | 2026-06-30 |  | 0 | 0 | 0 | 0 | 0 | 0 | 0 | 0 | 0 | 0 | 0 | 0 | 0 | 0 | 0 | 0 | 0 | 0 | 0 | 0 | 0 | 0 | 0 | 0 | 0
Option 1 (base case) | Operating expenditure | Option 1 (base case)Operating expenditure | 0 | 2026-06-30 |  | 0 | 0 | 0 | 0 | 0 | 0 | 0 | 0 | 0 | 0 | 0 | 0 | 0 | 0 | 0 | 0 | 0 | 0 | 0 | 0 | 0 | 0 | 0 | 0 | 0
Option 1 (base case) | Risk mitigated | Option 1 (base case)Risk mitigated | 0 | 2026-06-30 |  | 0 | 0 | 0 | 0 | 0 | 0 | 0 | 0 | 0 | 0 | 0 | 0 | 0 | 0 | 0 | 0 | 0 | 0 | 0 | 0 | 0 | 0 | 0 | 0 | 0
Option 1 (base case) | Other benefits value | Option 1 (base case)Other benefits value | 0 | 2026-06-30 |  | 0 | 0 | 0 | 0 | 0 | 0 | 0 | 0 | 0 | 0 | 0 | 0 | 0 | 0 | 0 | 0 | 0 | 0 | 0 | 0 | 0 | 0 | 0 | 0 | 0
Option 1 (base case) | Net benefits | Option 1 (base case)Net benefits |  | 2026-06-30 |  | 0 | 0 | 0 | 0 | 0 | 0 | 0 | 0 | 0 | 0 | 0 | 0 | 0 | 0 | 0 | 0 | 0 | 0 | 0 | 0 | 0 | 0 | 0 | 0 | 0
Option 1 (base case) | NPV | Option 1 (base case)NPV | 0 | 2026-06-30
Option 1 (base case) | PV of costs | Option 1 (base case)PV of costs | 0 | 2026-06-30
Option 1 (base case) | PV of benefits | Option 1 (base case)PV of benefits | 0 | 2026-06-30
Option 2 | Energy at risk value | Option 2Energy at risk value | 390397991.8872 | 2026-06-30 |  | 23720921.946 | 23255805.8294 | 23255805.8294 | 23255805.8294 | 23255805.8294 | 23255805.8294 | 23255805.8294 | 23255805.8294 | 23255805.8294 | 23255805.8294 | 23255805.8294 | 23255805.8294 | 23255805.8294 | 23255805.8294 | 23255805.8294 | 23255805.8294 | 23255805.8294 | 23255805.8294 | 23255805.8294 | 23255805.8294 | 23255805.8294 | 23255805.8294 | 23255805.8294 | 23255805.8294 | 23255805.8294
Option 2 | Capital expenditure | Option 2Capital expenditure | -3071876.6816 | 2026-06-30 |  | -3125172.1983 | 0 | 0 | 0 | 0 | 0 | 0 | 0 | 0 | 0 | 0 | 0 | 0 | 0 | 0 | 0 | 0 | 0 | 0 | 0 | 0 | 0 | 0 | 0 | 0
Option 2 | Total risk cost | Option 2Total risk cost | 336712447.1316 | 2026-06-30 |  | 23720921.946 | 23255805.8294 | 23255805.8294 | 23255805.8294 | 23255805.8294 | 23255805.8294 | 23255805.8294 | 23255805.8294 | 23255805.8294 | 23255805.8294 | 23255805.8294 | 23255805.8294 | 23255805.8294 | 23255805.8294 | 23255805.8294 | 23255805.8294 | 23255805.8294 | 23255805.8294 | 23255805.8294 | 23255805.8294 | 0 | 0 | 0 | 0 | 0
Option 2 |  | Option 2
Option 2 | Annualised capex | Option 2Annualised capex | -3071876.6816 | 2026-06-30 |  | 0 | -271343.2929 | -271343.2929 | -271343.2929 | -271343.2929 | -271343.2929 | -271343.2929 | -271343.2929 | -271343.2929 | -271343.2929 | -271343.2929 | -271343.2929 | -271343.2929 | -271343.2929 | -271343.2929 | -271343.2929 | 0 | 0 | 0 | 0 | 0 | 0 | 0 | 0 | 0
Option 2 | Operating expenditure | Option 2Operating expenditure | -3625686.2632 | 2026-06-30 |  | -129790.0176 | -259580.0353 | -259580.0353 | -259580.0353 | -259580.0353 | -259580.0353 | -259580.0353 | -259580.0353 | -259580.0353 | -259580.0353 | -259580.0353 | -259580.0353 | -259580.0353 | -259580.0353 | -259580.0353 | -259580.0353 | -259580.0353 | -259580.0353 | -259580.0353 | -259580.0353 | 0 | 0 | 0 | 0 | 0
Option 2 | Risk mitigated | Option 2Risk mitigated | 6267921.0582 | 2026-06-30 |  | 0 | 465116.1166 | 465116.1166 | 465116.1166 | 465116.1166 | 465116.1166 | 465116.1166 | 465116.1166 | 465116.1166 | 465116.1166 | 465116.1166 | 465116.1166 | 465116.1166 | 465116.1166 | 465116.1166 | 465116.1166 | 465116.1166 | 465116.1166 | 465116.1166 | 465116.1166 | 0 | 0 | 0 | 0 | 0
Option 2 | Other benefits value | Option 2Other benefits value | 169792.9208 | 2026-06-30 |  | 0 | 12599.6201 | 12599.6201 | 12599.6201 | 12599.6201 | 12599.6201 | 12599.6201 | 12599.6201 | 12599.6201 | 12599.6201 | 12599.6201 | 12599.6201 | 12599.6201 | 12599.6201 | 12599.6201 | 12599.6201 | 12599.6201 | 12599.6201 | 12599.6201 | 12599.6201 | 0 | 0 | 0 | 0 | 0
Option 2 | Net benefits | Option 2Net benefits |  | 2026-06-30 |  | -129790.0176 | -53207.5915 | -53207.5915 | -53207.5915 | -53207.5915 | -53207.5915 | -53207.5915 | -53207.5915 | -53207.5915 | -53207.5915 | -53207.5915 | -53207.5915 | -53207.5915 | -53207.5915 | -53207.5915 | -53207.5915 | 218135.7014 | 218135.7014 | 218135.7014 | 218135.7014 | 0 | 0 | 0 | 0 | 0
Option 2 | NPV | Option 2NPV | -259848.9659 | 2026-06-30
Option 2 | PV of costs | Option 2PV of costs | -6697562.9449 | 2026-06-30
Option 2 | PV of benefits | Option 2PV of benefits | 6437713.979 | 2026-06-30
Option 3 | Energy at risk value | Option 3Energy at risk value | 370004569.7947 | 2026-06-30 |  | 23720921.946 | 21963816.6167 | 21963816.6167 | 21963816.6167 | 21963816.6167 | 21963816.6167 | 21963816.6167 | 21963816.6167 | 21963816.6167 | 21963816.6167 | 21963816.6167 | 21963816.6167 | 21963816.6167 | 21963816.6167 | 21963816.6167 | 21963816.6167 | 21963816.6167 | 21963816.6167 | 21963816.6167 | 21963816.6167 | 21963816.6167 | 21963816.6167 | 21963816.6167 | 21963816.6167 | 21963816.6167
Option 3 | Capital expenditure | Option 3Capital expenditure | -6047373.5079 | 2026-06-30 |  | -5704268.2956 | -463704.9473 | 0 | 0 | 0 | 0 | 0 | 0 | 0 | 0 | 0 | 0 | 0 | 0 | 0 | 0 | 0 | 0 | 0 | 0 | 0 | 0 | 0 | 0 | 0
Option 3 | Total risk cost | Option 3Total risk cost | 319301555.3034 | 2026-06-30 |  | 23720921.946 | 21963816.6167 | 21963816.6167 | 21963816.6167 | 21963816.6167 | 21963816.6167 | 21963816.6167 | 21963816.6167 | 21963816.6167 | 21963816.6167 | 21963816.6167 | 21963816.6167 | 21963816.6167 | 21963816.6167 | 21963816.6167 | 21963816.6167 | 21963816.6167 | 21963816.6167 | 21963816.6167 | 21963816.6167 | 0 | 0 | 0 | 0 | 0
Option 3
Option 3 | Annualised capex | Option 3Annualised capex | -6047373.5079 | 2026-06-30 |  | 0 | -495273.4904 | -535534.7047 | -535534.7047 | -535534.7047 | -535534.7047 | -535534.7047 | -535534.7047 | -535534.7047 | -535534.7047 | -535534.7047 | -535534.7047 | -535534.7047 | -535534.7047 | -535534.7047 | -535534.7047 | -40261.2142 | 0 | 0 | 0 | 0 | 0 | 0 | 0 | 0
Option 3 | Operating expenditure | Option 3Operating expenditure | -15694373.6682 | 2026-06-30 |  | -964474.5024 | -1094264.5201 | -1094264.5201 | -1094264.5201 | -1094264.5201 | -1094264.5201 | -1094264.5201 | -1094264.5201 | -1094264.5201 | -1094264.5201 | -1094264.5201 | -1094264.5201 | -1094264.5201 | -1094264.5201 | -1094264.5201 | -1094264.5201 | -1094264.5201 | -1094264.5201 | -1094264.5201 | -1094264.5201 | 0 | 0 | 0 | 0 | 0
Option 3 | Risk mitigated | Option 3Risk mitigated | 23678812.8864 | 2026-06-30 |  | 0 | 1757105.3293 | 1757105.3293 | 1757105.3293 | 1757105.3293 | 1757105.3293 | 1757105.3293 | 1757105.3293 | 1757105.3293 | 1757105.3293 | 1757105.3293 | 1757105.3293 | 1757105.3293 | 1757105.3293 | 1757105.3293 | 1757105.3293 | 1757105.3293 | 1757105.3293 | 1757105.3293 | 1757105.3293 | 0 | 0 | 0 | 0 | 0
Option 3 | Other benefits value | Option 3Other benefits value | 641439.9231 | 2026-06-30 |  | 0 | 47598.5647 | 47598.5647 | 47598.5647 | 47598.5647 | 47598.5647 | 47598.5647 | 47598.5647 | 47598.5647 | 47598.5647 | 47598.5647 | 47598.5647 | 47598.5647 | 47598.5647 | 47598.5647 | 47598.5647 | 47598.5647 | 47598.5647 | 47598.5647 | 47598.5647 | 0 | 0 | 0 | 0 | 0
Option 3 | Net benefits | Option 3Net benefits |  | 2026-06-30 |  | -964474.5024 | 215165.8835 | 174904.6693 | 174904.6693 | 174904.6693 | 174904.6693 | 174904.6693 | 174904.6693 | 174904.6693 | 174904.6693 | 174904.6693 | 174904.6693 | 174904.6693 | 174904.6693 | 174904.6693 | 174904.6693 | 670178.1597 | 710439.374 | 710439.374 | 710439.374 | 0 | 0 | 0 | 0 | 0
Option 3 | NPV | Option 3NPV | 2578505.6333 | 2026-06-30
Option 3 | PV of costs | Option 3PV of costs | -21741747.1761 | 2026-06-30
Option 3 | PV of benefits | Option 3PV of benefits | 24320252.8094 | 2026-06-30
Option 4 | Energy at risk value | Option 4Energy at risk value | 0 | 2026-06-30 |  | 0 | 0 | 0 | 0 | 0 | 0 | 0 | 0 | 0 | 0 | 0 | 0 | 0 | 0 | 0 | 0 | 0 | 0 | 0 | 0 | 0 | 0 | 0 | 0 | 0
Option 4 | Capital expenditure | Option 4Capital expenditure | 0 | 2026-06-30 |  | 0 | 0 | 0 | 0 | 0 | 0 | 0 | 0 | 0 | 0 | 0 | 0 | 0 | 0 | 0 | 0 | 0 | 0 | 0 | 0 | 0 | 0 | 0 | 0 | 0
Option 4 | Total risk cost | Option 4Total risk cost | 0 | 2026-06-30 |  | 0 | 0 | 0 | 0 | 0 | 0 | 0 | 0 | 0 | 0 | 0 | 0 | 0 | 0 | 0 | 0 | 0 | 0 | 0 | 0 | 0 | 0 | 0 | 0 | 0
Option 4 |  | Option 4
Option 4 | Annualised capex | Option 4Annualised capex | 0 | 2026-06-30 |  | 0 | 0 | 0 | 0 | 0 | 0 | 0 | 0 | 0 | 0 | 0 | 0 | 0 | 0 | 0 | 0 | 0 | 0 | 0 | 0 | 0 | 0 | 0 | 0 | 0
Option 4 | Operating expenditure | Option 4Operating expenditure | 0 | 2026-06-30 |  | 0 | 0 | 0 | 0 | 0 | 0 | 0 | 0 | 0 | 0 | 0 | 0 | 0 | 0 | 0 | 0 | 0 | 0 | 0 | 0 | 0 | 0 | 0 | 0 | 0
Option 4 | Risk mitigated | Option 4Risk mitigated | 0 | 2026-06-30 |  | 0 | 0 | 0 | 0 | 0 | 0 | 0 | 0 | 0 | 0 | 0 | 0 | 0 | 0 | 0 | 0 | 0 | 0 | 0 | 0 | 0 | 0 | 0 | 0 | 0
Option 4 | Other benefits value | Option 4Other benefits value | 0 | 2026-06-30 |  | 0 | 0 | 0 | 0 | 0 | 0 | 0 | 0 | 0 | 0 | 0 | 0 | 0 | 0 | 0 | 0 | 0 | 0 | 0 | 0 | 0 | 0 | 0 | 0 | 0
Option 4 | Net benefits | Option 4Net benefits |  | 2026-06-30 |  | 0 | 0 | 0 | 0 | 0 | 0 | 0 | 0 | 0 | 0 | 0 | 0 | 0 | 0 | 0 | 0 | 0 | 0 | 0 | 0 | 0 | 0 | 0 | 0 | 0
Option 4 | NPV | Option 4NPV | 0 | 2026-06-30
Option 4 | PV of costs | Option 4PV of costs | 0 | 2026-06-30
Option 4 | PV of benefits | Option 4PV of benefits | 0 | 2026-06-30
Option 5 | Energy at risk value | Option 5Energy at risk value | 0 | 2026-06-30 |  | 0 | 0 | 0 | 0 | 0 | 0 | 0 | 0 | 0 | 0 | 0 | 0 | 0 | 0 | 0 | 0 | 0 | 0 | 0 | 0 | 0 | 0 | 0 | 0 | 0
Option 5 | Capital expenditure | Option 5Capital expenditure | 0 | 2026-06-30 |  | 0 | 0 | 0 | 0 | 0 | 0 | 0 | 0 | 0 | 0 | 0 | 0 | 0 | 0 | 0 | 0 | 0 | 0 | 0 | 0 | 0 | 0 | 0 | 0 | 0
Option 5 | Total risk cost | Option 5Total risk cost | 0 | 2026-06-30 |  | 0 | 0 | 0 | 0 | 0 | 0 | 0 | 0 | 0 | 0 | 0 | 0 | 0 | 0 | 0 | 0 | 0 | 0 | 0 | 0 | 0 | 0 | 0 | 0 | 0
Option 5 |  | Option 5
Option 5 | Annualised capex | Option 5Annualised capex | 0 | 2026-06-30 |  | 0 | 0 | 0 | 0 | 0 | 0 | 0 | 0 | 0 | 0 | 0 | 0 | 0 | 0 | 0 | 0 | 0 | 0 | 0 | 0 | 0 | 0 | 0 | 0 | 0
Option 5 | Operating expenditure | Option 5Operating expenditure | 0 | 2026-06-30 |  | 0 | 0 | 0 | 0 | 0 | 0 | 0 | 0 | 0 | 0 | 0 | 0 | 0 | 0 | 0 | 0 | 0 | 0 | 0 | 0 | 0 | 0 | 0 | 0 | 0
Option 5 | Risk mitigated | Option 5Risk mitigated | 0 | 2026-06-30 |  | 0 | 0 | 0 | 0 | 0 | 0 | 0 | 0 | 0 | 0 | 0 | 0 | 0 | 0 | 0 | 0 | 0 | 0 | 0 | 0 | 0 | 0 | 0 | 0 | 0
Option 5 | Other benefits value | Option 5Other benefits value | 0 | 2026-06-30 |  | 0 | 0 | 0 | 0 | 0 | 0 | 0 | 0 | 0 | 0 | 0 | 0 | 0 | 0 | 0 | 0 | 0 | 0 | 0 | 0 | 0 | 0 | 0 | 0 | 0
Option 5 | Net benefits | Option 5Net benefits |  | 2026-06-30 |  | 0 | 0 | 0 | 0 | 0 | 0 | 0 | 0 | 0 | 0 | 0 | 0 | 0 | 0 | 0 | 0 | 0 | 0 | 0 | 0 | 0 | 0 | 0 | 0 | 0
Option 5 | NPV | Option 5NPV | 0 | 2026-06-30
Option 5 | PV of costs | Option 5PV of costs | 0 | 2026-06-30
Option 5 | PV of benefits | Option 5PV of benefits | 0 | 2026-06-30
CHART DATA | [5 empty] | FY27 | FY28 | FY29 | FY30 | FY31 | FY32 | FY33 | FY34 | FY35 | FY36 | FY37 | FY38 | FY39 | FY40 | FY41 | FY42 | FY43 | FY44 | FY45 | FY46 | FY47 | FY48 | FY49 | FY50 | FY51
Option 3 | Annualised capex | -1 |  |  | Option 3 annualised capex | 0.53553 | 0.53553 | 0.53553 | 0.53553 | 0.53553 | 0.53553 | 0.53553 | 0.53553 | 0.53553 | 0.53553 | 0.53553 | 0.53553 | 0.53553 | 0.53553 | 0.53553 | 0.53553 | 0.040261 | 0 | 0 | 0 | 0 | 0 | 0 | 0 | 0
Option 1 (base case) | Total risk cost | 1 |  |  | Option 1 (base case) risk cost | 23.7209 | 23.7209 | 23.7209 | 23.7209 | 23.7209 | 23.7209 | 23.7209 | 23.7209 | 23.7209 | 23.7209 | 23.7209 | 23.7209 | 23.7209 | 23.7209 | 23.7209 | 23.7209 | 23.7209 | 23.7209 | 23.7209 | 23.7209 | 23.7209 | 23.7209 | 23.7209 | 23.7209 | 23.7209
[6 empty] | FY27 | FY28 | FY29 | FY30 | FY31 | FY32 | FY33 | FY34 | FY35 | FY36 | FY37 | FY38 | FY39 | FY40 | FY41 | FY42 | FY43 | FY44 | FY45 | FY46 | FY47 | FY48 | FY49 | FY50 | FY51
Energy at risk | Energy at risk (weighted) | 497.2699 |  |  | Energy at risk energy at risk (weighted) | 497.2699 | 497.2699 | 497.2699 | 497.2699 | 497.2699 | 497.2699 | 497.2699 | 497.2699 | 497.2699 | 497.2699 | 497.2699 | 497.2699 | 497.2699 | 497.2699 | 497.2699 | 497.2699 | 497.2699 | 497.2699 | 497.2699 | 497.2699 | 497.2699 | 497.2699 | 497.2699 | 497.2699 | 497.2699
Option 1 (base case) | Energy at risk value | 21.3143 |  |  | Option 1 (base case) risk cost | 21.3143 | 21.3143 | 21.3143 | 21.3143 | 21.3143 | 21.3143 | 21.3143 | 21.3143 | 21.3143 | 21.3143 | 21.3143 | 21.3143 | 21.3143 | 21.3143 | 21.3143 | 21.3143 | 21.3143 | 21.3143 | 21.3143 | 21.3143 | 21.3143 | 21.3143 | 21.3143 | 21.3143 | 21.3143

## Sensitivity_calcs
Powercor & United Energy
Situational awareness
SENSITIVITY CALCULATIONS
Discount factor | [6 empty] | 0 | 0.98295 | 0.94971 | 0.91759 | 0.88656 | 0.85658 | 0.82761 | 0.79963 | 0.77259 | 0.74646 | 0.72122 | 0.69683 | 0.67326 | 0.6505 | 0.6285 | 0.60725 | 0.58671 | 0.56687 | 0.5477 | 0.52918 | 0.51129 | 0.494 | 0.47729 | 0.46115 | 0.44556 | 0.43049
Count | [6 empty] | 0 | 1 | 2 | 3 | 4 | 5 | 6 | 7 | 8 | 9 | 10 | 11 | 12 | 13 | 14 | 15 | 16 | 17 | 18 | 19 | 20 | 21 | 22 | 23 | 24 | 25
Analysis period | [6 empty] | 1 | 1 | 1 | 1 | 1 | 1 | 1 | 1 | 1 | 1 | 1 | 1 | 1 | 1 | 1 | 1 | 1 | 1 | 1 | 1 | 1 | 0 | 0 | 0 | 0 | 0
[7 empty] | 2026-06-30 | 2026-27 | 2027-28 | 2028-29 | 2029-30 | 2030-31 | 2031-32 | 2032-33 | 2033-34 | 2034-35 | 2035-36 | 2036-37 | 2037-38 | 2038-39 | 2039-40 | 2040-41 | 2041-42 | 2042-43 | 2043-44 | 2044-45 | 2045-46 | 2046-47 | 2047-48 | 2048-49 | 2049-50 | 2050-51
PV
[25 empty] | 218135.7014 | 218135.7014 | 0 | 0 | 0 | 0 | 0
OPTION 1 (base case) | NPV | Net benefits | OPTION 1 (base case)NPV |  | 0 |  | 0 | 0 | 0 | 0 | 0 | 0 | 0 | 0 | 0 | 0 | 0 | 0 | 0 | 0 | 0 | 0 | 0 | 0 | 0 | 0 | 0 | 0 | 0 | 0 | 0 | 0
OPTION 1 (base case) | sens1 | Capex 10% higher | OPTION 1 (base case)sens1 |  | 0 |  | 0 | 0 | 0 | 0 | 0 | 0 | 0 | 0 | 0 | 0 | 0 | 0 | 0 | 0 | 0 | 0 | 0 | 0 | 0 | 0 | 0 | 0 | 0 | 0 | 0 | 0
OPTION 1 (base case) | sens2 | Capex 10% lower | OPTION 1 (base case)sens2 |  | 0 |  | 0 | 0 | 0 | 0 | 0 | 0 | 0 | 0 | 0 | 0 | 0 | 0 | 0 | 0 | 0 | 0 | 0 | 0 | 0 | 0 | 0 | 0 | 0 | 0 | 0 | 0
OPTION 1 (base case) | sens3 | Total benefits 10% higher | OPTION 1 (base case)sens3 |  | 0 |  | 0 | 0 | 0 | 0 | 0 | 0 | 0 | 0 | 0 | 0 | 0 | 0 | 0 | 0 | 0 | 0 | 0 | 0 | 0 | 0 | 0 | 0 | 0 | 0 | 0 | 0
OPTION 1 (base case) | sens4 | Total benefits 10% lower | OPTION 1 (base case)sens4 |  | 0 |  | 0 | 0 | 0 | 0 | 0 | 0 | 0 | 0 | 0 | 0 | 0 | 0 | 0 | 0 | 0 | 0 | 0 | 0 | 0 | 0 | 0 | 0 | 0 | 0 | 0 | 0
OPTION 1 (base case) | sens5 | Capex 10% higher & Total benefits 10% lower | OPTION 1 (base case)sens5 |  | 0 |  | 0 | 0 | 0 | 0 | 0 | 0 | 0 | 0 | 0 | 0 | 0 | 0 | 0 | 0 | 0 | 0 | 0 | 0 | 0 | 0 | 0 | 0 | 0 | 0 | 0 | 0
OPTION 1 (base case) | sens | 0 | OPTION 1 (base case)sens |  | 0 |  | 0 | 0 | 0 | 0 | 0 | 0 | 0 | 0 | 0 | 0 | 0 | 0 | 0 | 0 | 0 | 0 | 0 | 0 | 0 | 0 | 0 | 0 | 0 | 0 | 0 | 0
OPTION 1 (base case) | sens | 0 | OPTION 1 (base case)sens |  | 0 |  | 0 | 0 | 0 | 0 | 0 | 0 | 0 | 0 | 0 | 0 | 0 | 0 | 0 | 0 | 0 | 0 | 0 | 0 | 0 | 0 | 0 | 0 | 0 | 0 | 0 | 0
OPTION 1 (base case) | sens | 0 | OPTION 1 (base case)sens |  | 0 |  | 0 | 0 | 0 | 0 | 0 | 0 | 0 | 0 | 0 | 0 | 0 | 0 | 0 | 0 | 0 | 0 | 0 | 0 | 0 | 0 | 0 | 0 | 0 | 0 | 0 | 0
Option 2 | NPV | Net benefits | Option 2NPV |  | -259848.9659 |  | 0 | -129790.0176 | -53207.5915 | -53207.5915 | -53207.5915 | -53207.5915 | -53207.5915 | -53207.5915 | -53207.5915 | -53207.5915 | -53207.5915 | -53207.5915 | -53207.5915 | -53207.5915 | -53207.5915 | -53207.5915 | -53207.5915 | 218135.7014 | 218135.7014 | 218135.7014 | 218135.7014 | 0 | 0 | 0 | 0 | 0
Option 2 | sens1 | Capex 10% higher | Option 2sens1 |  | -567036.634 |  | 0 | -129790.0176 | -80341.9208 | -80341.9208 | -80341.9208 | -80341.9208 | -80341.9208 | -80341.9208 | -80341.9208 | -80341.9208 | -80341.9208 | -80341.9208 | -80341.9208 | -80341.9208 | -80341.9208 | -80341.9208 | -80341.9208 | 218135.7014 | 218135.7014 | 218135.7014 | 218135.7014 | 0 | 0 | 0 | 0 | 0
Option 2 | sens2 | Capex 10% lower | Option 2sens2 |  | 47338.7023 |  | 0 | -129790.0176 | -26073.2622 | -26073.2622 | -26073.2622 | -26073.2622 | -26073.2622 | -26073.2622 | -26073.2622 | -26073.2622 | -26073.2622 | -26073.2622 | -26073.2622 | -26073.2622 | -26073.2622 | -26073.2622 | -26073.2622 | 218135.7014 | 218135.7014 | 218135.7014 | 218135.7014 | 0 | 0 | 0 | 0 | 0
Option 2 | sens3 | Total benefits 10% higher | Option 2sens3 |  | 383922.432 |  | 0 | -129790.0176 | -5436.0178 | -5436.0178 | -5436.0178 | -5436.0178 | -5436.0178 | -5436.0178 | -5436.0178 | -5436.0178 | -5436.0178 | -5436.0178 | -5436.0178 | -5436.0178 | -5436.0178 | -5436.0178 | -5436.0178 | 265907.2751 | 265907.2751 | 265907.2751 | 265907.2751 | 0 | 0 | 0 | 0 | 0
Option 2 | sens4 | Total benefits 10% lower | Option 2sens4 |  | -903620.3638 |  | 0 | -129790.0176 | -100979.1652 | -100979.1652 | -100979.1652 | -100979.1652 | -100979.1652 | -100979.1652 | -100979.1652 | -100979.1652 | -100979.1652 | -100979.1652 | -100979.1652 | -100979.1652 | -100979.1652 | -100979.1652 | -100979.1652 | 170364.1277 | 170364.1277 | 170364.1277 | 170364.1277 | 0 | 0 | 0 | 0 | 0
Option 2 | sens5 | Capex 10% higher & Total benefits 10% lower | Option 2sens5 |  | -1210808.0319 |  | 0 | -129790.0176 | -128113.4945 | -128113.4945 | -128113.4945 | -128113.4945 | -128113.4945 | -128113.4945 | -128113.4945 | -128113.4945 | -128113.4945 | -128113.4945 | -128113.4945 | -128113.4945 | -128113.4945 | -128113.4945 | -128113.4945 | 170364.1277 | 170364.1277 | 170364.1277 | 170364.1277 | 0 | 0 | 0 | 0 | 0
Option 2 | sens | 0 | Option 2sens |  | -259848.9659 |  | 0 | -129790.0176 | -53207.5915 | -53207.5915 | -53207.5915 | -53207.5915 | -53207.5915 | -53207.5915 | -53207.5915 | -53207.5915 | -53207.5915 | -53207.5915 | -53207.5915 | -53207.5915 | -53207.5915 | -53207.5915 | -53207.5915 | 218135.7014 | 218135.7014 | 218135.7014 | 218135.7014 | 0 | 0 | 0 | 0 | 0
Option 2 | sens | 0 | Option 2sens |  | -259848.9659 |  | 0 | -129790.0176 | -53207.5915 | -53207.5915 | -53207.5915 | -53207.5915 | -53207.5915 | -53207.5915 | -53207.5915 | -53207.5915 | -53207.5915 | -53207.5915 | -53207.5915 | -53207.5915 | -53207.5915 | -53207.5915 | -53207.5915 | 218135.7014 | 218135.7014 | 218135.7014 | 218135.7014 | 0 | 0 | 0 | 0 | 0
Option 2 | sens | 0 | Option 2sens |  | -259848.9659 |  | 0 | -129790.0176 | -53207.5915 | -53207.5915 | -53207.5915 | -53207.5915 | -53207.5915 | -53207.5915 | -53207.5915 | -53207.5915 | -53207.5915 | -53207.5915 | -53207.5915 | -53207.5915 | -53207.5915 | -53207.5915 | -53207.5915 | 218135.7014 | 218135.7014 | 218135.7014 | 218135.7014 | 0 | 0 | 0 | 0 | 0
[7 empty] | 0 | -964474.5024 | 215165.8835 | 174904.6693 | 174904.6693 | 174904.6693 | 174904.6693 | 174904.6693 | 174904.6693 | 174904.6693 | 174904.6693 | 174904.6693 | 174904.6693 | 174904.6693 | 174904.6693 | 174904.6693 | 174904.6693 | 670178.1597 | 710439.374 | 710439.374 | 710439.374 | 0 | 0 | 0 | 0 | 0
Option 3 | NPV | Net benefits | Option 3NPV |  | 2578505.6333 |  | 0 | -964474.5024 | 215165.8835 | 174904.6693 | 174904.6693 | 174904.6693 | 174904.6693 | 174904.6693 | 174904.6693 | 174904.6693 | 174904.6693 | 174904.6693 | 174904.6693 | 174904.6693 | 174904.6693 | 174904.6693 | 174904.6693 | 670178.1597 | 710439.374 | 710439.374 | 710439.374 | 0 | 0 | 0 | 0 | 0
Option 3 | sens1 | Capex 10% higher | Option 3sens1 |  | 1973768.2825 |  | 0 | -964474.5024 | 165638.5345 | 121351.1988 | 121351.1988 | 121351.1988 | 121351.1988 | 121351.1988 | 121351.1988 | 121351.1988 | 121351.1988 | 121351.1988 | 121351.1988 | 121351.1988 | 121351.1988 | 121351.1988 | 121351.1988 | 666152.0383 | 710439.374 | 710439.374 | 710439.374 | 0 | 0 | 0 | 0 | 0
Option 3 | sens2 | Capex 10% lower | Option 3sens2 |  | 3183242.9841 |  | 0 | -964474.5024 | 264693.2326 | 228458.1398 | 228458.1398 | 228458.1398 | 228458.1398 | 228458.1398 | 228458.1398 | 228458.1398 | 228458.1398 | 228458.1398 | 228458.1398 | 228458.1398 | 228458.1398 | 228458.1398 | 228458.1398 | 674204.2812 | 710439.374 | 710439.374 | 710439.374 | 0 | 0 | 0 | 0 | 0
Option 3 | sens3 | Total benefits 10% higher | Option 3sens3 |  | 5010530.9143 |  | 0 | -964474.5024 | 395636.2729 | 355375.0587 | 355375.0587 | 355375.0587 | 355375.0587 | 355375.0587 | 355375.0587 | 355375.0587 | 355375.0587 | 355375.0587 | 355375.0587 | 355375.0587 | 355375.0587 | 355375.0587 | 355375.0587 | 850648.5491 | 890909.7634 | 890909.7634 | 890909.7634 | 0 | 0 | 0 | 0 | 0
Option 3 | sens4 | Total benefits 10% lower | Option 3sens4 |  | 146480.3524 |  | 0 | -964474.5024 | 34695.4941 | -5565.7201 | -5565.7201 | -5565.7201 | -5565.7201 | -5565.7201 | -5565.7201 | -5565.7201 | -5565.7201 | -5565.7201 | -5565.7201 | -5565.7201 | -5565.7201 | -5565.7201 | -5565.7201 | 489707.7703 | 529968.9846 | 529968.9846 | 529968.9846 | 0 | 0 | 0 | 0 | 0
Option 3 | sens5 | Capex 10% higher & Total benefits 10% lower | Option 3sens5 |  | -458256.9984 |  | 0 | -964474.5024 | -14831.8549 | -59119.1906 | -59119.1906 | -59119.1906 | -59119.1906 | -59119.1906 | -59119.1906 | -59119.1906 | -59119.1906 | -59119.1906 | -59119.1906 | -59119.1906 | -59119.1906 | -59119.1906 | -59119.1906 | 485681.6489 | 529968.9846 | 529968.9846 | 529968.9846 | 0 | 0 | 0 | 0 | 0
Option 3 | sens | 0 | Option 3sens |  | 2578505.6333 |  | 0 | -964474.5024 | 215165.8835 | 174904.6693 | 174904.6693 | 174904.6693 | 174904.6693 | 174904.6693 | 174904.6693 | 174904.6693 | 174904.6693 | 174904.6693 | 174904.6693 | 174904.6693 | 174904.6693 | 174904.6693 | 174904.6693 | 670178.1597 | 710439.374 | 710439.374 | 710439.374 | 0 | 0 | 0 | 0 | 0
Option 3 | sens | 0 | Option 3sens |  | 2578505.6333 |  | 0 | -964474.5024 | 215165.8835 | 174904.6693 | 174904.6693 | 174904.6693 | 174904.6693 | 174904.6693 | 174904.6693 | 174904.6693 | 174904.6693 | 174904.6693 | 174904.6693 | 174904.6693 | 174904.6693 | 174904.6693 | 174904.6693 | 670178.1597 | 710439.374 | 710439.374 | 710439.374 | 0 | 0 | 0 | 0 | 0
Option 3 | sens | 0 | Option 3sens |  | 2578505.6333 |  | 0 | -964474.5024 | 215165.8835 | 174904.6693 | 174904.6693 | 174904.6693 | 174904.6693 | 174904.6693 | 174904.6693 | 174904.6693 | 174904.6693 | 174904.6693 | 174904.6693 | 174904.6693 | 174904.6693 | 174904.6693 | 174904.6693 | 670178.1597 | 710439.374 | 710439.374 | 710439.374 | 0 | 0 | 0 | 0 | 0
Option 4 | NPV | Net benefits | Option 4NPV |  | 0 |  | 0 | 0 | 0 | 0 | 0 | 0 | 0 | 0 | 0 | 0 | 0 | 0 | 0 | 0 | 0 | 0 | 0 | 0 | 0 | 0 | 0 | 0 | 0 | 0 | 0 | 0
Option 4 | sens1 | Capex 10% higher | Option 4sens1 |  | 0 |  | 0 | 0 | 0 | 0 | 0 | 0 | 0 | 0 | 0 | 0 | 0 | 0 | 0 | 0 | 0 | 0 | 0 | 0 | 0 | 0 | 0 | 0 | 0 | 0 | 0 | 0
Option 4 | sens2 | Capex 10% lower | Option 4sens2 |  | 0 |  | 0 | 0 | 0 | 0 | 0 | 0 | 0 | 0 | 0 | 0 | 0 | 0 | 0 | 0 | 0 | 0 | 0 | 0 | 0 | 0 | 0 | 0 | 0 | 0 | 0 | 0
Option 4 | sens3 | Total benefits 10% higher | Option 4sens3 |  | 0 |  | 0 | 0 | 0 | 0 | 0 | 0 | 0 | 0 | 0 | 0 | 0 | 0 | 0 | 0 | 0 | 0 | 0 | 0 | 0 | 0 | 0 | 0 | 0 | 0 | 0 | 0
Option 4 | sens4 | Total benefits 10% lower | Option 4sens4 |  | 0 |  | 0 | 0 | 0 | 0 | 0 | 0 | 0 | 0 | 0 | 0 | 0 | 0 | 0 | 0 | 0 | 0 | 0 | 0 | 0 | 0 | 0 | 0 | 0 | 0 | 0 | 0
Option 4 | sens5 | Capex 10% higher & Total benefits 10% lower | Option 4sens5 |  | 0 |  | 0 | 0 | 0 | 0 | 0 | 0 | 0 | 0 | 0 | 0 | 0 | 0 | 0 | 0 | 0 | 0 | 0 | 0 | 0 | 0 | 0 | 0 | 0 | 0 | 0 | 0
Option 4 | sens | 0 | Option 4sens |  | 0 |  | 0 | 0 | 0 | 0 | 0 | 0 | 0 | 0 | 0 | 0 | 0 | 0 | 0 | 0 | 0 | 0 | 0 | 0 | 0 | 0 | 0 | 0 | 0 | 0 | 0 | 0
Option 4 | sens | 0 | Option 4sens |  | 0 |  | 0 | 0 | 0 | 0 | 0 | 0 | 0 | 0 | 0 | 0 | 0 | 0 | 0 | 0 | 0 | 0 | 0 | 0 | 0 | 0 | 0 | 0 | 0 | 0 | 0 | 0
Option 4 | sens | 0 | Option 4sens |  | 0 |  | 0 | 0 | 0 | 0 | 0 | 0 | 0 | 0 | 0 | 0 | 0 | 0 | 0 | 0 | 0 | 0 | 0 | 0 | 0 | 0 | 0 | 0 | 0 | 0 | 0 | 0
Option 5 | NPV | Net benefits | Option 5NPV |  | 0 |  | 0 | 0 | 0 | 0 | 0 | 0 | 0 | 0 | 0 | 0 | 0 | 0 | 0 | 0 | 0 | 0 | 0 | 0 | 0 | 0 | 0 | 0 | 0 | 0 | 0 | 0
Option 5 | sens1 | Capex 10% higher | Option 5sens1 |  | 0 |  | 0 | 0 | 0 | 0 | 0 | 0 | 0 | 0 | 0 | 0 | 0 | 0 | 0 | 0 | 0 | 0 | 0 | 0 | 0 | 0 | 0 | 0 | 0 | 0 | 0 | 0
Option 5 | sens2 | Capex 10% lower | Option 5sens2 |  | 0 |  | 0 | 0 | 0 | 0 | 0 | 0 | 0 | 0 | 0 | 0 | 0 | 0 | 0 | 0 | 0 | 0 | 0 | 0 | 0 | 0 | 0 | 0 | 0 | 0 | 0 | 0
Option 5 | sens3 | Total benefits 10% higher | Option 5sens3 |  | 0 |  | 0 | 0 | 0 | 0 | 0 | 0 | 0 | 0 | 0 | 0 | 0 | 0 | 0 | 0 | 0 | 0 | 0 | 0 | 0 | 0 | 0 | 0 | 0 | 0 | 0 | 0
Option 5 | sens4 | Total benefits 10% lower | Option 5sens4 |  | 0 |  | 0 | 0 | 0 | 0 | 0 | 0 | 0 | 0 | 0 | 0 | 0 | 0 | 0 | 0 | 0 | 0 | 0 | 0 | 0 | 0 | 0 | 0 | 0 | 0 | 0 | 0
Option 5 | sens5 | Capex 10% higher & Total benefits 10% lower | Option 5sens5 |  | 0 |  | 0 | 0 | 0 | 0 | 0 | 0 | 0 | 0 | 0 | 0 | 0 | 0 | 0 | 0 | 0 | 0 | 0 | 0 | 0 | 0 | 0 | 0 | 0 | 0 | 0 | 0
Option 5 | sens | 0 | Option 5sens |  | 0 |  | 0 | 0 | 0 | 0 | 0 | 0 | 0 | 0 | 0 | 0 | 0 | 0 | 0 | 0 | 0 | 0 | 0 | 0 | 0 | 0 | 0 | 0 | 0 | 0 | 0 | 0
Option 5 | sens | 0 | Option 5sens |  | 0 |  | 0 | 0 | 0 | 0 | 0 | 0 | 0 | 0 | 0 | 0 | 0 | 0 | 0 | 0 | 0 | 0 | 0 | 0 | 0 | 0 | 0 | 0 | 0 | 0 | 0 | 0
Option 5 | sens | 0 | Option 5sens |  | 0 |  | 0 | 0 | 0 | 0 | 0 | 0 | 0 | 0 | 0 | 0 | 0 | 0 | 0 | 0 | 0 | 0 | 0 | 0 | 0 | 0 | 0 | 0 | 0 | 0 | 0 | 0
RESULTS
|  | 0 | 0 | 0 | 1 | 1 |  | 2028-29: #NAME?
|  | Option 1 (base case) | Option 2 | Option 3 | Option 4 | Option 5 |  | 2026-27: Max; 2028-29: Preferred
NPV | None | 0 | -0.25985 | 2.5785 |  |  |  | 2026-27: #NAME?; 2028-29: Option 3
sens1 | Capex 10% higher | 0 | -0.56704 | 1.9738 |  |  |  | 2026-27: #NAME?; 2028-29: Option 3
sens2 | Capex 10% lower | 0 | 0.047339 | 3.1832 |  |  |  | 2026-27: #NAME?; 2028-29: Option 3
sens3 | Total benefits 10% higher | 0 | 0.38392 | 5.0105 |  |  |  | 2026-27: #NAME?; 2028-29: Option 3
sens4 | Total benefits 10% lower | 0 | -0.90362 | 0.14648 |  |  |  | 2026-27: #NAME?; 2028-29: Option 3
sens5 | Capex 10% higher & Total benefits 10% lower | 0 | -1.2108 | -0.45826 |  |  |  | 2026-27: #NAME?; 2028-29: Option 1 (base case)
sens | 0 | [6 empty] | 2026-27: #NAME?; 2028-29: #NAME?
sens | 0 | [6 empty] | 2026-27: #NAME?; 2028-29: #NAME?
sens | 0 | [6 empty] | 2026-27: #NAME?; 2028-29: #NAME?

## Workings_risks
Powercor & United Energy
Situational awareness
WORKINGS - RISKS
[5 empty] | 2026-27 | 2027-28 | 2028-29 | 2029-30 | 2030-31 | 2031-32 | 2032-33 | 2033-34 | 2034-35 | 2035-36 | 2036-37 | 2037-38 | 2038-39 | 2039-40 | 2040-41 | 2041-42 | 2042-43 | 2043-44 | 2044-45 | 2045-46 | 2046-47 | 2047-48 | 2048-49 | 2049-50 | 2050-51
OPTION 2 | bar: 2026-27 to 2039-40
Energy saving
|  | 12-24 hours | 0.28791
|  | Resilience Outages over 24 hours | 0.73635
Energy at risk (MWh)
|  | MWh | 497.2699 | 497.2699 | 497.2699 | 497.2699 | 497.2699 | 497.2699 | 497.2699 | 497.2699 | 497.2699 | 497.2699 | 497.2699 | 497.2699 | 497.2699 | 497.2699 | 497.2699 | 497.2699 | 497.2699 | 497.2699 | 497.2699 | 497.2699 | 497.2699 | 497.2699 | 497.2699 | 497.2699 | 497.2699
|  | Option 2 reduction | 0 | 9.7504 | 9.7504 | 9.7504 | 9.7504 | 9.7504 | 9.7504 | 9.7504 | 9.7504 | 9.7504 | 9.7504 | 9.7504 | 9.7504 | 9.7504 | 9.7504 | 9.7504 | 9.7504 | 9.7504 | 9.7504 | 9.7504 | 9.7504 | 9.7504 | 9.7504 | 9.7504 | 9.7504
|  | Option 2 energy at risk | 497.2699 | 487.5195 | 487.5195 | 487.5195 | 487.5195 | 487.5195 | 487.5195 | 487.5195 | 487.5195 | 487.5195 | 487.5195 | 487.5195 | 487.5195 | 487.5195 | 487.5195 | 487.5195 | 487.5195 | 487.5195 | 487.5195 | 487.5195 | 487.5195 | 487.5195 | 487.5195 | 487.5195 | 487.5195
OPTION 3 | bar: 2026-27 to 2039-40
|  | Option 3 reduction | 0 | 36.8348 | 36.8348 | 36.8348 | 36.8348 | 36.8348 | 36.8348 | 36.8348 | 36.8348 | 36.8348 | 36.8348 | 36.8348 | 36.8348 | 36.8348 | 36.8348 | 36.8348 | 36.8348 | 36.8348 | 36.8348 | 36.8348 | 36.8348 | 36.8348 | 36.8348 | 36.8348 | 36.8348
|  |  | 497.2699 | 460.4351 | 460.4351 | 460.4351 | 460.4351 | 460.4351 | 460.4351 | 460.4351 | 460.4351 | 460.4351 | 460.4351 | 460.4351 | 460.4351 | 460.4351 | 460.4351 | 460.4351 | 460.4351 | 460.4351 | 460.4351 | 460.4351 | 460.4351 | 460.4351 | 460.4351 | 460.4351 | 460.4351
Energy at risk (MWh)

## Workings_benefits
Powercor & United Energy
Situational awareness
WORKINGS - BENEFITS
1. Worst Served Customer Improvements
|  | MWh by Outage Type | Urban | Rural Short | Rural Long | Average
|  | MWh per CMOS | 1.6084e-05 | 1.533e-05 | 1.5908e-05 | 1.5774e-05
| Option 2 | Enhanced Capability
|  |  | Average customer impacted per year | Average SAIDI per year | Average total CMOS | Average Energy at risk (MWh) | Improved SAIDI | CMOS post-SAIDI Improvement | Energy not supplied post improvement (MWh) | Savings | VNR
|  | Under 12 hours | 328833.906 | 211.4176 | 28213242.1277 | 445.0326 | 207.2722 | 27660041.3017 | 436.3064 | 8.7261
|  | 12-24 hours | 14669.8 | 211.4176 | 930864.1387 | 14.6833 | 207.2722 | 912611.9007 | 14.3954 | 0.28791 | 7741.815
|  | Resilience Outages over 24 hours | 14397.8 | 211.4176 | 2380767.2053 | 37.554 | 207.2722 | 2334085.4954 | 36.8176 | 0.73635 | 3579.4869
|  | Total | [8 empty] | 11321.3019
Option 1 benefit summary (MWh)
|  | Resilience benefit | 0.73635
|  | Reliability Benefit | 9.014
| Option 3 | Enhanced Capability with Public View
|  |  | Average customer impacted per year | Average SAIDI per year | Average total CMOS | Average Energy at risk (MWh) | Improved SAIDI | CMOS post-SAIDI Improvement | Energy not supplied post improvement (MWh) | Savings | VNR
|  | Under 12 hours | 328833.906 | 211.4176 | 28213242.1277 | 445.0326 | 195.7571 | 26123372.3405 | 412.0672 | 32.9654
|  | 12-24 hours | 14669.8 | 211.4176 | 930864.1387 | 14.6833 | 195.7571 | 861911.2395 | 13.5957 | 1.0877 | 29246.8567
|  | Resilience Outages over 24 hours | 14397.8 | 211.4176 | 2380767.2053 | 37.554 | 195.7571 | 2204414.079 | 34.7722 | 2.7818 | 13522.5061
|  | Total | [8 empty] | 42769.3628
Option 2 benefit summary (MWh)
|  | Resilience benefit | 2.7818
|  | Reliability Benefit | 34.053

## Misc_calcs
Powercor & United Energy
Situational awareness
ESCALATION & OTHER
| Year end |  |  | 2021-06-30 | 2022-06-30 | 2023-06-30 | 2024-06-30 | 2025-06-30 | 2026-06-30
| Actual/forecast CPI (June to June) |  |  | 0% | 0.8606% | 3.498% | 7.832% | 4.052% | 3%
| HY ending |  |  | 2021-06-30 | 2021-12-31 | 2022-06-30 | 2022-12-31 | 2023-06-30 | 2023-12-31 | 2024-06-30 | 2024-12-31 | 2025-06-30 | 2025-12-31 | 2026-06-30
| FY ending |  |  | 2021-06-30 | 2022-06-30 | 2022-06-30 | 2023-06-30 | 2023-06-30 | 2024-06-30 | 2024-06-30 | 2025-06-30 | 2025-06-30 | 2026-06-30 | 2026-06-30
| Actual/forecast CPI (June to June) |  |  | 0% | 0.8606% | 0.8606% | 3.498% | 3.498% | 7.832% | 7.832% | 4.052% | 4.052% | 3% | 3%
| Actual cumulative HY escalation |  |  | 1 | 1.0043 | 1.0086 | 1.0261 | 1.0439 | 1.084 | 1.1256 | 1.1482 | 1.1713 | 1.1887 | 1.2064
| Convert from input dollars | 2023-12-31 | 1.084
| To output dollars | 2026-06-30 | 1.2064
| Conversion from input dollars to output dollars |  | 1.1129
| Convert from VCR date | 2023-12-31 | 1.084
| To input dollars | 2023-12-31 | 1.084
| VCR escalation |  | 1
| Start_year | 2026-27
FIRST YEAR
| Option | First year | Option included
| Option 2 | 1 | TRUE
| Option 3 | 1 | TRUE
| Option 4 | Not used | FALSE
| Option 5 | Not used | FALSE
| First year | 1
FLAGS
| Option 1 (base case) | FALSE | FALSE
FALSE
FALSE
| Option 2 | FALSE | FALSE
FALSE
FALSE
| Option 3 | FALSE | FALSE
FALSE
FALSE
| Option 4 | FALSE | FALSE
FALSE
FALSE
| Option 5 | FALSE | FALSE
FALSE
FALSE
Message | !! Capex asset life required !!
!

## Data
Powercor & United Energy
Situational awareness
DATA
Options
|  | Not used | Text |  | Flags for compliance project
Option1 | Option 1 (base case) | FALSE |  | Option 1 (base case): No change to existing practices | FALSE
Option2 | Option 2 | FALSE |  |  | FALSE
Option3 | Option 3 | FALSE |  |  | FALSE
Option4 | Option 4 | TRUE | Not used |  | TRUE
Option5 | Option 5 | TRUE | Not used |  | TRUE
Compliance project |  |  | Yes | FALSE
No change to existing practices
Not applicable (compliance)
For conditional formatting of preferred option on Summary :
< Enter description >
Categories
Short categ
| Capital expenditure | -1
| Annualised capex | -1
| Operating expenditure | -1
| Risk mitigated | 1
| Other benefits value | 1
| Net benefits | 1
| Total risk cost | 1
Benefits
|  | Short categ | Flag to include | Units | Defined value
1 | Unserved energy | Energy | FALSE | MWh | FALSE
2 | Safety | Safety | FALSE | $ | TRUE
3 | Unplanned replacement | UnRepl | FALSE | $ | TRUE
4 | Bushfire | Fire | FALSE | $ | TRUE
5 | Reduction in CO2 emissions | Carbon | TRUE | MWh | FALSE
6 | Reliability in worst-served areas | Other | TRUE | MWh | FALSE
7 | Network resilience | Other | TRUE | MWh | FALSE
8 | Enabling solar exports | Other | TRUE | MWh | FALSE
9 | Aesthetics | Other | TRUE | Customers impacted | FALSE
10 | Customer value of time - residential | Other | TRUE | Customer minutes | FALSE
11 | Customer value of time - business | Other | TRUE | Customer minutes | FALSE
12 | Communication | Other | TRUE | Customers impacted | FALSE
13 | Information accessibility | Other | TRUE | Customers impacted | FALSE
Value of benefits
|  |  | CitiPower | Powercor | United Energy
| Reliability in worst-served areas | per MWh | 0 | 151432.8174 | 0
| Network resilience | per MWh | 0 | 24590 | 38560
| Enabling solar exports | per MWh | 4220.9954 | 88.3577 | 862.6028
| Aesthetics | per customer impacted | 0 | 0 | 0
| Customer value of time - residential | per minute customer time | 0.54769 | 0.35181 | 0.34751
| Customer value of time - business | per minute customer time | 0.54769 | 0.35181 | 0.34751
| Communication | per customer impacted | 0 | 0 | 0
| Information accessibility | per customer impacted | 0 | 0 | 0
Conversions
| thous_conv | 1000
| mill_conv | 1000000
Message
| Message | Enter asset life
Error message |  | Remove inputs prior to start year
Disproportionate factors applied to various bushfire and other risk valuations
| - Select - |  |  |  | 0
| Harm to property from network |  |  |  | 1
| Harm to property from bushfire |  |  |  | 1
| Harm to environment |  |  |  | 1
| Safety - Public trespass |  |  |  | 1
| Safety - Single fatality or serious injury ^ |  |  |  | 3
| Safety from bushfire in HBRA |  |  |  | 3
| Safety - Multiple fatality or serious injury ^ |  |  |  | 6
| Safety from bushfire (REFCL declared areas) |  |  |  | 6
| Safety from bushfire (electric line construction areas) |  |  |  | 10
Total annualised capex
Energy at risk value
Total other benefits
DROPDOWN LISTS
| Business |  |  |  | Type | Include | Dollar inputs - month |  |  | Not used options | Conversions | Dollar inputs - year | Compliance | Capex first year
| CitiPower | CP | CP: |  | - Select - | 0 | June | 6 | CY | Not used |  | 2026 | No | 2026-27
| Powercor | PA | PAL: |  | Capex | 1899-12-31 | December | 12 | FY |  |  | 2025 | Yes | 2025-26
| United Energy | UE | UE: |  | Opex | [6 empty] | 2024 |  | 2024-25
2023
2022
2021
2020