## Notes
Notes
Simulation number |  | The sequential simulation identifier of each annual simulation - numbered between 1 and 539. Each simulation is modelled at the hourly resolution level - giving 8,760 hourly simulated outputs.
Unplanned outage set |  | Identifier of the hourly unplanned outage set used in the given simulation - numbered between 1 and 11. A stochastic availability model is used to develop the 11 annual simulations of hourly dispatchable power station availability.
Weather set |  | Identifier of the hourly demand and renewable energy resources trace set used in the given simulation - numbered between 1 and 49. A stochastic demand and renewable energy resource model is used to develop 49 weather influenced annual simulations of hourly demand (system and customer load) and renewable energy resource traces.
Energy and demand (as generated) | Annual regional energy (GWh) | The annual regional scheduled and semi-scheduled energy requirements for the given region and given weather set - taken as the sum of the 8,760 hourly simulated regional loads.
| Annual regional peak demand (MW) | The annual regional scheduled and semi-scheduled maximum demand for the given region and given weather set.
| Annual energy - NSLP (GWh) | The annual energy requirements for the given NSLP and given weather set.
| Annual peak demand - NSLP (MW) | The annual peak demand for the given NSLP and given weather set.
Spot Price (nominal at the regional reference node) | Annual regional time weighted spot price ($/MWh) | The simple average of the hourly simulated spot prices for the given region and simulation number.
| Annual regional load weighted spot price ($/MWh) | The load weighted average of the hourly simulated spot prices for the given region and simulation number - using the corresponding hourly regional loads as the weights.
| Number of hours spot prices above $300 | The number of simulated hourly prices in a given simulation that exceed $300/MWh for the given region and simulation number.
| Contribution of spot prices above $300 to annual average spot price ($/MWh) | The contribution to the annual time weighted spot price of simulated hourly prices in a given simulation that exceed $300/MWh for the given region and simulation number.
| Annual load weighted spot price - NSLP ($/MWh) | The load weighted average of the hourly simulated spot prices for the given NSLP and simulation number - using the corresponding hourly NSLP loads as the weights.
Hedged price (nominal at the regional reference node) | Annual hedged price - NSLP ($/MWh) | Sum of the hourly spot purchase costs, contract purchase costs (adopting a fixed quarterly hedging strategy and estimated contract prices), and hedge difference payments, divided by the annual energy to derive a price in $/MWh terms for a given NSLP and simulation number.

## Qld
Summary of results for 539 market simulations for 2020-21 - Queensland
Simulation number | Unplanned outage set | Weather set | Energy and demand (as generated) |  |  |  | Spot Price (nominal at the regional reference node) |  |  |  |  | Hedged price (nominal at the regional reference node)
|  |  | Annual regional energy (GWh) | Annual regional peak demand (MW) | Annual energy - Energex NSLP (GWh) | Annual peak demand - Energex NSLP (MW) | Annual regional time weighted spot price ($/MWh) | Annual regional Load weighted spot price ($/MWh) | Number of hours spot prices above $300 | Contribution of spot prices above $300 to annual average spot price ($/MWh) | Annual load weighted spot price - Energex NSLP ($/MWh) | Annual hedged price - Energex NSLP ($/MWh)
1 | 1 | 1 | 54594.6509 | 9603.5697 | 6837.7417 | 2614.316 | 51.36 | 54.67 | 11 | 1.9742 | 62.8 | 83.48
2 | 1 | 2 | 54243.4732 | 9609.7393 | 6662.5383 | 2155.6516 | 49.28 | 51.99 | 2 | 1.21 | 58.5 | 83.31
3 | 1 | 3 | 54674.2066 | 9909.2798 | 6868.106 | 2518.848 | 51.97 | 56.15 | 11 | 2.8756 | 66.25 | 83.17
4 | 1 | 4 | 54857.1293 | 10085.0179 | 6824.419 | 2632.6924 | 50.68 | 53.55 | 11 | 0.94572 | 60.48 | 83.81
5 | 1 | 5 | 54660.8193 | 9609.7393 | 6845.1677 | 2507.8309 | 49.75 | 52.4 | 7 | 0.69651 | 59.06 | 84.02
6 | 1 | 6 | 54786.9183 | 10085.0179 | 6907.9195 | 2632.6924 | 51.54 | 54.96 | 8 | 2.1355 | 62.83 | 81.87
7 | 1 | 7 | 54896.1569 | 9498.6478 | 6937.2627 | 2518.848 | 54.09 | 58.36 | 19 | 3.7278 | 67.99 | 81.77
8 | 1 | 8 | 55078.2466 | 10444.2548 | 6984.6863 | 2756.3654 | 53.03 | 57.33 | 14 | 2.7855 | 68 | 83.97
9 | 1 | 9 | 54685.4525 | 10555.6934 | 6847.2199 | 2778.0873 | 57.41 | 64.14 | 14 | 8.3501 | 83.79 | 85.21
10 | 1 | 10 | 55133.9389 | 10555.6934 | 6999.5019 | 2778.0873 | 57.24 | 64.09 | 21 | 6.9952 | 81.17 | 84.51
11 | 1 | 11 | 54791.0363 | 9547.5481 | 6816.1649 | 2518.848 | 50.5 | 53.51 | 13 | 0.94796 | 60.91 | 83.99
12 | 1 | 12 | 54834.7053 | 10199.4901 | 6933.1385 | 2632.6924 | 55.52 | 60.82 | 20 | 5.6296 | 73.21 | 82.14
13 | 1 | 13 | 54647.4231 | 9609.7393 | 6832.5788 | 2614.316 | 51.9 | 55.65 | 10 | 2.7768 | 65.6 | 84.06
14 | 1 | 14 | 54697.0162 | 9609.7393 | 6827.8436 | 2424.0013 | 52.49 | 56.38 | 13 | 3.3213 | 65.42 | 82.63
15 | 1 | 15 | 54870.0963 | 10085.0179 | 6935.1453 | 2632.6924 | 51.84 | 55.73 | 10 | 2.5197 | 65.83 | 83.82
16 | 1 | 16 | 55005.0494 | 10085.0179 | 6991.213 | 2632.6924 | 51.68 | 55.16 | 10 | 2.0143 | 63.25 | 82.75
17 | 1 | 17 | 54861.8112 | 10085.0179 | 6921.6713 | 2632.6924 | 53.06 | 57.4 | 12 | 3.4947 | 67.84 | 82.23
18 | 1 | 18 | 54505.2117 | 9609.7393 | 6752.9874 | 2518.848 | 49.04 | 51.5 | 6 | 0.44961 | 57.58 | 83.63
19 | 1 | 19 | 54866.6178 | 9609.7393 | 6874.0107 | 2518.848 | 51.55 | 54.96 | 12 | 2.035 | 62.94 | 82.67
20 | 1 | 20 | 54780.1393 | 9609.7393 | 6905.2412 | 2424.0013 | 50.98 | 54.32 | 16 | 1.3833 | 62.18 | 83.42
21 | 1 | 21 | 55045.7194 | 10444.2548 | 6971.5469 | 2756.3654 | 58.56 | 66.13 | 25 | 8.1235 | 85.32 | 84.01
22 | 1 | 22 | 54925.1703 | 10555.6934 | 6947.6284 | 2778.0873 | 54.32 | 59.53 | 16 | 4.6372 | 72.74 | 83.93
23 | 1 | 23 | 54603.5275 | 9609.7393 | 6782.7006 | 2518.848 | 54.92 | 60.02 | 14 | 5.7529 | 72.43 | 80.36
24 | 1 | 24 | 54725.3094 | 10085.0179 | 6859.5324 | 2632.6924 | 50.85 | 54.04 | 12 | 1.8581 | 61.61 | 82.89
25 | 1 | 25 | 54685.5142 | 10085.0179 | 6819.5151 | 2632.6924 | 51.37 | 54.85 | 13 | 1.9962 | 62.65 | 83.12
26 | 1 | 26 | 54614.6456 | 9609.7393 | 6816.2241 | 2507.8309 | 51.58 | 55.33 | 11 | 3.4497 | 65.06 | 83.14
27 | 1 | 27 | 54584.0269 | 10444.2548 | 6804.316 | 2756.3654 | 55.73 | 62.18 | 17 | 6.8815 | 78.39 | 83.64
28 | 1 | 28 | 55219.5494 | 10229.6112 | 7116.9296 | 3067.8111 | 66.83 | 76.57 | 38 | 15.0418 | 100.34 | 80.97
29 | 1 | 29 | 54615.7369 | 10555.6934 | 6788.8746 | 2778.0873 | 55.61 | 61.43 | 20 | 5.9359 | 76.54 | 83.48
30 | 1 | 30 | 54338.6497 | 9609.7393 | 6689.7673 | 2245.3789 | 51.21 | 54.4 | 9 | 2.5488 | 62.07 | 82.35
31 | 1 | 31 | 54810.6724 | 9498.6478 | 6848.3893 | 2424.0013 | 54.23 | 58.44 | 23 | 4.0329 | 68.07 | 81.41
32 | 1 | 32 | 55189.8817 | 9609.7393 | 7001.4184 | 2507.8309 | 52.25 | 55.99 | 15 | 2.5003 | 64.47 | 82.88
33 | 1 | 33 | 54564.7263 | 9444.7016 | 6725.8047 | 2274.2226 | 51.08 | 54.47 | 6 | 2.2987 | 62.78 | 83.1
34 | 1 | 34 | 54950.5891 | 9833.3612 | 6972.1689 | 2620.7496 | 66.37 | 76.52 | 35 | 15.9401 | 105.76 | 83.32
35 | 1 | 35 | 54920.2801 | 9609.7393 | 6927.0498 | 2518.848 | 56.67 | 62.6 | 24 | 6.8898 | 76.64 | 80.88
36 | 1 | 36 | 55057.4705 | 10085.0179 | 6955.0621 | 2632.6924 | 52.86 | 56.69 | 18 | 2.3657 | 65.94 | 83.39
37 | 1 | 37 | 54601.0405 | 9609.7393 | 6789.6704 | 2518.848 | 52.14 | 55.8 | 14 | 3.3733 | 64.75 | 81.68
38 | 1 | 38 | 54552.0599 | 9832.4757 | 6743.5872 | 2518.848 | 49.93 | 52.69 | 6 | 0.82657 | 59.34 | 83.83
39 | 1 | 39 | 54845.0032 | 9816.8778 | 6894.8774 | 2518.848 | 53.77 | 57.94 | 15 | 3.9385 | 67.69 | 81.72
40 | 1 | 40 | 55014.1569 | 10085.0179 | 6978.2622 | 2632.6924 | 53.95 | 58.32 | 15 | 3.7281 | 68.99 | 82.89
41 | 1 | 41 | 54771.7732 | 10555.6934 | 6894.7646 | 3067.8111 | 68.56 | 80.08 | 40 | 17.622 | 108.26 | 77.17
42 | 1 | 42 | 54612.8404 | 9609.7393 | 6777.4982 | 2518.848 | 50.45 | 53.62 | 7 | 1.5446 | 61.41 | 83.47
43 | 1 | 43 | 54735.4513 | 9609.7393 | 6882.6582 | 2373.9627 | 51.58 | 54.97 | 9 | 1.8109 | 62.97 | 82.65
44 | 1 | 44 | 54779.7947 | 9609.7393 | 6797.328 | 2518.848 | 52.76 | 57.09 | 9 | 3.9184 | 67.9 | 82.44
45 | 1 | 45 | 55212.3485 | 9816.8778 | 7021.9848 | 2507.8309 | 55.93 | 60.83 | 26 | 4.9009 | 72.13 | 82.27
46 | 1 | 46 | 54974.0256 | 10199.4901 | 6949.6334 | 2590.8659 | 55.47 | 60.35 | 16 | 4.9068 | 71.9 | 80.8
47 | 1 | 47 | 55243.1376 | 10024.687 | 6923.6652 | 3067.8111 | 75.82 | 89.59 | 52 | 23.1592 | 126.69 | 77.04
48 | 1 | 48 | 54993.0626 | 10444.2548 | 6946.0611 | 2756.3654 | 64.32 | 73.99 | 40 | 13.1717 | 98.21 | 84.26
49 | 1 | 49 | 55052.2268 | 10555.6934 | 7115.3553 | 2855.8026 | 74.68 | 89.45 | 63 | 23.2756 | 125.64 | 83.51
50 | 2 | 1 | 54594.6509 | 9603.5697 | 6837.7417 | 2614.316 | 56.85 | 62.22 | 16 | 7.4068 | 73.7 | 79.66
51 | 2 | 2 | 54243.4732 | 9609.7393 | 6662.5383 | 2155.6516 | 48.01 | 50.25 | 3 | 0.24064 | 55.95 | 84.38
52 | 2 | 3 | 54674.2066 | 9909.2798 | 6868.106 | 2518.848 | 52.13 | 55.94 | 18 | 2.8529 | 64.98 | 82.51
53 | 2 | 4 | 54857.1293 | 10085.0179 | 6824.419 | 2632.6924 | 56.19 | 61.06 | 17 | 6.3325 | 71.48 | 80.11
54 | 2 | 5 | 54660.8193 | 9609.7393 | 6845.1677 | 2507.8309 | 53.96 | 58.26 | 9 | 5.1241 | 67.92 | 81.09
55 | 2 | 6 | 54786.9183 | 10085.0179 | 6907.9195 | 2632.6924 | 53.99 | 58.24 | 14 | 4.45 | 67.56 | 81.03
56 | 2 | 7 | 54896.1569 | 9498.6478 | 6937.2627 | 2518.848 | 56.65 | 62.05 | 18 | 6.6327 | 75.65 | 82.52
57 | 2 | 8 | 55078.2466 | 10444.2548 | 6984.6863 | 2756.3654 | 57.78 | 64.45 | 27 | 7.3368 | 81.28 | 82.87
58 | 2 | 9 | 54685.4525 | 10555.6934 | 6847.2199 | 2778.0873 | 61.19 | 70.11 | 22 | 11.8365 | 95.81 | 86.35
59 | 2 | 10 | 55133.9389 | 10555.6934 | 6999.5019 | 2778.0873 | 54.8 | 59.85 | 25 | 4.6857 | 72.85 | 83.87
60 | 2 | 11 | 54791.0363 | 9547.5481 | 6816.1649 | 2518.848 | 50.81 | 53.95 | 11 | 1.4655 | 61.48 | 82.94
61 | 2 | 12 | 54834.7053 | 10199.4901 | 6933.1385 | 2632.6924 | 62.08 | 71.05 | 23 | 12.4283 | 91.89 | 80.05
62 | 2 | 13 | 54647.4231 | 9609.7393 | 6832.5788 | 2614.316 | 51.27 | 54.7 | 13 | 2.1945 | 63.02 | 82.71
63 | 2 | 14 | 54697.0162 | 9609.7393 | 6827.8436 | 2424.0013 | 54.36 | 59.04 | 21 | 5.114 | 69.61 | 80.51
64 | 2 | 15 | 54870.0963 | 10085.0179 | 6935.1453 | 2632.6924 | 52.08 | 55.97 | 13 | 2.3324 | 65.73 | 83.73
65 | 2 | 16 | 55005.0494 | 10085.0179 | 6991.213 | 2632.6924 | 55.93 | 61.02 | 22 | 6.0303 | 73.44 | 82.45
66 | 2 | 17 | 54861.8112 | 10085.0179 | 6921.6713 | 2632.6924 | 51.96 | 55.9 | 16 | 2.9006 | 65.24 | 82.07
67 | 2 | 18 | 54505.2117 | 9609.7393 | 6752.9874 | 2518.848 | 51.55 | 55.01 | 11 | 3.0547 | 63.78 | 81.61
68 | 2 | 19 | 54866.6178 | 9609.7393 | 6874.0107 | 2518.848 | 52.49 | 56.47 | 10 | 3.3258 | 65.73 | 81.62
69 | 2 | 20 | 54780.1393 | 9609.7393 | 6905.2412 | 2424.0013 | 51.92 | 55.72 | 20 | 2.5513 | 64.68 | 82.89
70 | 2 | 21 | 55045.7194 | 10444.2548 | 6971.5469 | 2756.3654 | 59.03 | 66.55 | 28 | 8.6039 | 84.69 | 81.85
71 | 2 | 22 | 54925.1703 | 10555.6934 | 6947.6284 | 2778.0873 | 55.12 | 61.29 | 14 | 5.8521 | 76.84 | 84.42
72 | 2 | 23 | 54603.5275 | 9609.7393 | 6782.7006 | 2518.848 | 57.26 | 63.36 | 20 | 8.0084 | 78.46 | 79.69
73 | 2 | 24 | 54725.3094 | 10085.0179 | 6859.5324 | 2632.6924 | 54.62 | 59.21 | 18 | 5.5005 | 69.67 | 81.41
74 | 2 | 25 | 54685.5142 | 10085.0179 | 6819.5151 | 2632.6924 | 52.6 | 56.98 | 16 | 3.4669 | 67.29 | 82.62
75 | 2 | 26 | 54614.6456 | 9609.7393 | 6816.2241 | 2507.8309 | 51.62 | 55.13 | 10 | 3.653 | 63.53 | 81.61
76 | 2 | 27 | 54584.0269 | 10444.2548 | 6804.316 | 2756.3654 | 57.3 | 64.66 | 20 | 8.5805 | 83.42 | 82.92
77 | 2 | 28 | 55219.5494 | 10229.6112 | 7116.9296 | 3067.8111 | 65.71 | 75.4 | 33 | 14.1995 | 101.95 | 82.89
78 | 2 | 29 | 54615.7369 | 10555.6934 | 6788.8746 | 2778.0873 | 59.72 | 67.74 | 22 | 10.2611 | 88.4 | 81.64
79 | 2 | 30 | 54338.6497 | 9609.7393 | 6689.7673 | 2245.3789 | 49.61 | 52.24 | 7 | 1.159 | 58.99 | 83.71
80 | 2 | 31 | 54810.6724 | 9498.6478 | 6848.3893 | 2424.0013 | 57.06 | 62.4 | 20 | 6.9601 | 74.35 | 79.53
81 | 2 | 32 | 55189.8817 | 9609.7393 | 7001.4184 | 2507.8309 | 52.6 | 56.29 | 18 | 2.324 | 65.46 | 83.46
82 | 2 | 33 | 54564.7263 | 9444.7016 | 6725.8047 | 2274.2226 | 51.35 | 54.89 | 12 | 2.7457 | 63.45 | 82.48
83 | 2 | 34 | 54950.5891 | 9833.3612 | 6972.1689 | 2620.7496 | 69.36 | 80.9 | 37 | 19.0979 | 115.94 | 85.33
84 | 2 | 35 | 54920.2801 | 9609.7393 | 6927.0498 | 2518.848 | 56.51 | 62.59 | 18 | 6.9608 | 76.69 | 79.94
85 | 2 | 36 | 55057.4705 | 10085.0179 | 6955.0621 | 2632.6924 | 56.84 | 62.11 | 19 | 6.2941 | 74.21 | 80.99
86 | 2 | 37 | 54601.0405 | 9609.7393 | 6789.6704 | 2518.848 | 49.84 | 52.67 | 4 | 1.3653 | 59.79 | 82.96
87 | 2 | 38 | 54552.0599 | 9832.4757 | 6743.5872 | 2518.848 | 49.61 | 52.39 | 8 | 0.59845 | 59.32 | 84.35
88 | 2 | 39 | 54845.0032 | 9816.8778 | 6894.8774 | 2518.848 | 53.45 | 57.51 | 16 | 3.6585 | 67.37 | 81.51
89 | 2 | 40 | 55014.1569 | 10085.0179 | 6978.2622 | 2632.6924 | 52.61 | 56.5 | 18 | 2.6376 | 65.79 | 82.46
90 | 2 | 41 | 54771.7732 | 10555.6934 | 6894.7646 | 3067.8111 | 76.13 | 91.29 | 49 | 25.035 | 133.05 | 79.39
91 | 2 | 42 | 54612.8404 | 9609.7393 | 6777.4982 | 2518.848 | 49.59 | 52.28 | 6 | 0.97032 | 58.62 | 83.16
92 | 2 | 43 | 54735.4513 | 9609.7393 | 6882.6582 | 2373.9627 | 54.18 | 58.74 | 18 | 4.5208 | 69.83 | 82.05
93 | 2 | 44 | 54779.7947 | 9609.7393 | 6797.328 | 2518.848 | 56.46 | 62.04 | 21 | 7.4173 | 75.19 | 79.83
94 | 2 | 45 | 55212.3485 | 9816.8778 | 7021.9848 | 2507.8309 | 57.75 | 63.36 | 25 | 7.086 | 75.49 | 79.51
95 | 2 | 46 | 54974.0256 | 10199.4901 | 6949.6334 | 2590.8659 | 57.93 | 64.36 | 40 | 7.0489 | 79.93 | 81.12
96 | 2 | 47 | 55243.1376 | 10024.687 | 6923.6652 | 3067.8111 | 96.32 | 119.59 | 77 | 43.316 | 186.62 | 79.04
97 | 2 | 48 | 54993.0626 | 10444.2548 | 6946.0611 | 2756.3654 | 65.61 | 76.81 | 43 | 14.6289 | 105.53 | 87.17
98 | 2 | 49 | 55052.2268 | 10555.6934 | 7115.3553 | 2855.8026 | 68.63 | 81.36 | 60 | 17.3693 | 112.23 | 86.87
99 | 3 | 1 | 54594.6509 | 9603.5697 | 6837.7417 | 2614.316 | 49.68 | 52.26 | 9 | 0.36258 | 58.65 | 83.96
100 | 3 | 2 | 54243.4732 | 9609.7393 | 6662.5383 | 2155.6516 | 50.54 | 53.34 | 7 | 2.5181 | 61.34 | 83.67
101 | 3 | 3 | 54674.2066 | 9909.2798 | 6868.106 | 2518.848 | 55.94 | 61.97 | 21 | 6.5093 | 76.63 | 81.82
102 | 3 | 4 | 54857.1293 | 10085.0179 | 6824.419 | 2632.6924 | 53.22 | 57.49 | 15 | 3.2852 | 68.26 | 83.24
103 | 3 | 5 | 54660.8193 | 9609.7393 | 6845.1677 | 2507.8309 | 49.78 | 52.57 | 9 | 0.78015 | 59.61 | 83.85
104 | 3 | 6 | 54786.9183 | 10085.0179 | 6907.9195 | 2632.6924 | 49.6 | 52.3 | 3 | 0.66557 | 58.78 | 83.33
105 | 3 | 7 | 54896.1569 | 9498.6478 | 6937.2627 | 2518.848 | 51.01 | 54.1 | 8 | 0.98043 | 61.45 | 83.5
106 | 3 | 8 | 55078.2466 | 10444.2548 | 6984.6863 | 2756.3654 | 54.64 | 59.71 | 15 | 4.5248 | 72.79 | 83.59
107 | 3 | 9 | 54685.4525 | 10555.6934 | 6847.2199 | 2778.0873 | 66.42 | 78.31 | 24 | 17.0254 | 111.71 | 85.33
108 | 3 | 10 | 55133.9389 | 10555.6934 | 6999.5019 | 2778.0873 | 58.78 | 66.43 | 19 | 8.7331 | 86.18 | 84.87
109 | 3 | 11 | 54791.0363 | 9547.5481 | 6816.1649 | 2518.848 | 51.05 | 54.35 | 11 | 1.6211 | 62.78 | 83.69
110 | 3 | 12 | 54834.7053 | 10199.4901 | 6933.1385 | 2632.6924 | 56.98 | 62.98 | 28 | 6.6295 | 77.57 | 81.35
111 | 3 | 13 | 54647.4231 | 9609.7393 | 6832.5788 | 2614.316 | 49.65 | 52.4 | 6 | 0.75859 | 59.16 | 83.51
112 | 3 | 14 | 54697.0162 | 9609.7393 | 6827.8436 | 2424.0013 | 49.89 | 52.63 | 10 | 0.97156 | 59.22 | 83.29
113 | 3 | 15 | 54870.0963 | 10085.0179 | 6935.1453 | 2632.6924 | 54.8 | 59.95 | 21 | 5.1064 | 72.37 | 82.19
114 | 3 | 16 | 55005.0494 | 10085.0179 | 6991.213 | 2632.6924 | 52.44 | 56.33 | 13 | 2.5688 | 65.41 | 82.34
115 | 3 | 17 | 54861.8112 | 10085.0179 | 6921.6713 | 2632.6924 | 57.6 | 64.24 | 24 | 8.1922 | 80.57 | 80.26
116 | 3 | 18 | 54505.2117 | 9609.7393 | 6752.9874 | 2518.848 | 51.81 | 55.48 | 10 | 3.4479 | 64.56 | 81.12
117 | 3 | 19 | 54866.6178 | 9609.7393 | 6874.0107 | 2518.848 | 51.08 | 54.3 | 11 | 1.6732 | 62.16 | 83.06
118 | 3 | 20 | 54780.1393 | 9609.7393 | 6905.2412 | 2424.0013 | 52.47 | 56.51 | 13 | 2.9713 | 65.79 | 82.17
119 | 3 | 21 | 55045.7194 | 10444.2548 | 6971.5469 | 2756.3654 | 60.33 | 68.44 | 32 | 9.7695 | 88.24 | 82.33
120 | 3 | 22 | 54925.1703 | 10555.6934 | 6947.6284 | 2778.0873 | 53.85 | 58.56 | 16 | 4.0647 | 70.05 | 82.56
121 | 3 | 23 | 54603.5275 | 9609.7393 | 6782.7006 | 2518.848 | 61.58 | 69.6 | 25 | 12.2049 | 89.24 | 76.24
122 | 3 | 24 | 54725.3094 | 10085.0179 | 6859.5324 | 2632.6924 | 49.97 | 52.83 | 10 | 1.0641 | 59.81 | 83.5
123 | 3 | 25 | 54685.5142 | 10085.0179 | 6819.5151 | 2632.6924 | 51.7 | 55.46 | 13 | 2.2711 | 64.82 | 83.76
124 | 3 | 26 | 54614.6456 | 9609.7393 | 6816.2241 | 2507.8309 | 51.11 | 54.76 | 14 | 2.873 | 63.73 | 82.3
125 | 3 | 27 | 54584.0269 | 10444.2548 | 6804.316 | 2756.3654 | 55.06 | 61.46 | 12 | 6.3877 | 78.68 | 85.22
126 | 3 | 28 | 55219.5494 | 10229.6112 | 7116.9296 | 3067.8111 | 68.78 | 81.04 | 37 | 16.8626 | 114.07 | 85.87
127 | 3 | 29 | 54615.7369 | 10555.6934 | 6788.8746 | 2778.0873 | 54.53 | 60.23 | 9 | 5.2569 | 75.83 | 85.6
128 | 3 | 30 | 54338.6497 | 9609.7393 | 6689.7673 | 2245.3789 | 49.63 | 52.33 | 9 | 1.2255 | 59.31 | 83.8
129 | 3 | 31 | 54810.6724 | 9498.6478 | 6848.3893 | 2424.0013 | 52.45 | 56.1 | 12 | 2.2722 | 64.84 | 82.91
130 | 3 | 32 | 55189.8817 | 9609.7393 | 7001.4184 | 2507.8309 | 56.52 | 62.34 | 29 | 6.3192 | 77.08 | 81.86
131 | 3 | 33 | 54564.7263 | 9444.7016 | 6725.8047 | 2274.2226 | 49.62 | 52.44 | 6 | 0.9714 | 59.16 | 83.48
132 | 3 | 34 | 54950.5891 | 9833.3612 | 6972.1689 | 2620.7496 | 73.48 | 87.2 | 40 | 22.9631 | 126.85 | 82.73
133 | 3 | 35 | 54920.2801 | 9609.7393 | 6927.0498 | 2518.848 | 52.72 | 56.8 | 14 | 3.2425 | 66.5 | 82.18
134 | 3 | 36 | 55057.4705 | 10085.0179 | 6955.0621 | 2632.6924 | 53.46 | 57.56 | 20 | 2.9767 | 67.73 | 83.05
135 | 3 | 37 | 54601.0405 | 9609.7393 | 6789.6704 | 2518.848 | 49.05 | 51.6 | 8 | 0.441 | 57.98 | 83.85
136 | 3 | 38 | 54552.0599 | 9832.4757 | 6743.5872 | 2518.848 | 55.44 | 61.09 | 20 | 6.218 | 75.35 | 82.47
137 | 3 | 39 | 54845.0032 | 9816.8778 | 6894.8774 | 2518.848 | 51.94 | 55.6 | 15 | 2.4183 | 64.54 | 83.11
138 | 3 | 40 | 55014.1569 | 10085.0179 | 6978.2622 | 2632.6924 | 56.15 | 61.67 | 22 | 6.0682 | 74.61 | 79.91
139 | 3 | 41 | 54771.7732 | 10555.6934 | 6894.7646 | 3067.8111 | 86.42 | 107.22 | 63 | 35.0422 | 163.65 | 78.38
140 | 3 | 42 | 54612.8404 | 9609.7393 | 6777.4982 | 2518.848 | 53.16 | 57.64 | 11 | 4.2001 | 68.93 | 82.35
141 | 3 | 43 | 54735.4513 | 9609.7393 | 6882.6582 | 2373.9627 | 51.24 | 54.61 | 14 | 1.4481 | 62.93 | 83.62
142 | 3 | 44 | 54779.7947 | 9609.7393 | 6797.328 | 2518.848 | 50.84 | 54.33 | 17 | 2.0288 | 62.78 | 83
143 | 3 | 45 | 55212.3485 | 9816.8778 | 7021.9848 | 2507.8309 | 55.88 | 61.04 | 17 | 5.195 | 73.4 | 80.86
144 | 3 | 46 | 54974.0256 | 10199.4901 | 6949.6334 | 2590.8659 | 59.58 | 66.95 | 32 | 9.0977 | 84.8 | 79.88
145 | 3 | 47 | 55243.1376 | 10024.687 | 6923.6652 | 3067.8111 | 81.69 | 98.45 | 71 | 28.868 | 145.62 | 81.18
146 | 3 | 48 | 54993.0626 | 10444.2548 | 6946.0611 | 2756.3654 | 69.15 | 81.97 | 40 | 18.2936 | 114.9 | 85.36
147 | 3 | 49 | 55052.2268 | 10555.6934 | 7115.3553 | 2855.8026 | 71.54 | 85.41 | 57 | 20.1179 | 119.17 | 85.67
148 | 4 | 1 | 54594.6509 | 9603.5697 | 6837.7417 | 2614.316 | 50.97 | 54.07 | 12 | 1.4668 | 61.3 | 83.19
149 | 4 | 2 | 54243.4732 | 9609.7393 | 6662.5383 | 2155.6516 | 48.08 | 50.28 | 2 | 0.14575 | 55.81 | 84.3
150 | 4 | 3 | 54674.2066 | 9909.2798 | 6868.106 | 2518.848 | 50.48 | 53.76 | 9 | 1.3499 | 61.64 | 83.56
151 | 4 | 4 | 54857.1293 | 10085.0179 | 6824.419 | 2632.6924 | 50.72 | 53.74 | 12 | 0.90468 | 60.76 | 83.7
152 | 4 | 5 | 54660.8193 | 9609.7393 | 6845.1677 | 2507.8309 | 49.07 | 51.56 | 6 | 0.21265 | 57.74 | 83.96
153 | 4 | 6 | 54786.9183 | 10085.0179 | 6907.9195 | 2632.6924 | 51.21 | 54.41 | 6 | 1.7428 | 61.74 | 82.16
154 | 4 | 7 | 54896.1569 | 9498.6478 | 6937.2627 | 2518.848 | 54.03 | 58.31 | 16 | 3.9865 | 68.7 | 82.35
155 | 4 | 8 | 55078.2466 | 10444.2548 | 6984.6863 | 2756.3654 | 74.75 | 92.89 | 16 | 24.5657 | 139.09 | 86.25
156 | 4 | 9 | 54685.4525 | 10555.6934 | 6847.2199 | 2778.0873 | 59.55 | 67.89 | 22 | 10.1135 | 91.27 | 85.94
157 | 4 | 10 | 55133.9389 | 10555.6934 | 6999.5019 | 2778.0873 | 57.96 | 64.66 | 30 | 7.5622 | 80.43 | 82.28
158 | 4 | 11 | 54791.0363 | 9547.5481 | 6816.1649 | 2518.848 | 51.27 | 54.58 | 11 | 1.8004 | 62.4 | 82.9
159 | 4 | 12 | 54834.7053 | 10199.4901 | 6933.1385 | 2632.6924 | 57.02 | 63.45 | 20 | 7.0955 | 79.43 | 81.99
160 | 4 | 13 | 54647.4231 | 9609.7393 | 6832.5788 | 2614.316 | 53.2 | 57.59 | 15 | 3.9002 | 68.76 | 82.6
161 | 4 | 14 | 54697.0162 | 9609.7393 | 6827.8436 | 2424.0013 | 50.79 | 53.77 | 8 | 1.732 | 60.55 | 82.33
162 | 4 | 15 | 54870.0963 | 10085.0179 | 6935.1453 | 2632.6924 | 53.54 | 58.05 | 17 | 3.8125 | 68.56 | 81.69
163 | 4 | 16 | 55005.0494 | 10085.0179 | 6991.213 | 2632.6924 | 53.56 | 57.98 | 16 | 3.9198 | 68.73 | 84.41
164 | 4 | 17 | 54861.8112 | 10085.0179 | 6921.6713 | 2632.6924 | 54.55 | 59.83 | 8 | 5.4891 | 72.8 | 81.38
165 | 4 | 18 | 54505.2117 | 9609.7393 | 6752.9874 | 2518.848 | 49.13 | 51.67 | 6 | 0.63953 | 57.98 | 83.52
166 | 4 | 19 | 54866.6178 | 9609.7393 | 6874.0107 | 2518.848 | 53.27 | 56.98 | 20 | 3.4526 | 65.2 | 81.61
167 | 4 | 20 | 54780.1393 | 9609.7393 | 6905.2412 | 2424.0013 | 55.05 | 60.37 | 14 | 5.7729 | 72.45 | 80.9
168 | 4 | 21 | 55045.7194 | 10444.2548 | 6971.5469 | 2756.3654 | 61.62 | 70.7 | 32 | 11.007 | 93.27 | 83.28
169 | 4 | 22 | 54925.1703 | 10555.6934 | 6947.6284 | 2778.0873 | 53.5 | 58.35 | 18 | 3.7772 | 70.63 | 84.02
170 | 4 | 23 | 54603.5275 | 9609.7393 | 6782.7006 | 2518.848 | 59.18 | 66.15 | 18 | 9.7558 | 82.98 | 77.53
171 | 4 | 24 | 54725.3094 | 10085.0179 | 6859.5324 | 2632.6924 | 50.05 | 52.95 | 6 | 1.11 | 59.77 | 82.69
172 | 4 | 25 | 54685.5142 | 10085.0179 | 6819.5151 | 2632.6924 | 54.11 | 59.23 | 10 | 4.9719 | 71.14 | 81.67
173 | 4 | 26 | 54614.6456 | 9609.7393 | 6816.2241 | 2507.8309 | 48.59 | 51.1 | 9 | 0.64723 | 57.19 | 83.22
174 | 4 | 27 | 54584.0269 | 10444.2548 | 6804.316 | 2756.3654 | 53.51 | 59.1 | 13 | 4.9086 | 73.82 | 85.22
175 | 4 | 28 | 55219.5494 | 10229.6112 | 7116.9296 | 3067.8111 | 61.96 | 69.82 | 34 | 10.3212 | 92.45 | 85.24
176 | 4 | 29 | 54615.7369 | 10555.6934 | 6788.8746 | 2778.0873 | 60.1 | 68.66 | 21 | 10.2695 | 90.58 | 83.93
177 | 4 | 30 | 54338.6497 | 9609.7393 | 6689.7673 | 2245.3789 | 52.62 | 56.33 | 12 | 4.0016 | 65.58 | 81.94
178 | 4 | 31 | 54810.6724 | 9498.6478 | 6848.3893 | 2424.0013 | 51.8 | 55.11 | 15 | 1.595 | 62.89 | 83.08
179 | 4 | 32 | 55189.8817 | 9609.7393 | 7001.4184 | 2507.8309 | 52.83 | 56.9 | 20 | 2.6706 | 66.8 | 82.84
180 | 4 | 33 | 54564.7263 | 9444.7016 | 6725.8047 | 2274.2226 | 53.13 | 57.64 | 10 | 4.3139 | 69.49 | 82.85
181 | 4 | 34 | 54950.5891 | 9833.3612 | 6972.1689 | 2620.7496 | 74.86 | 88.97 | 43 | 24.4234 | 128.87 | 80.11
182 | 4 | 35 | 54920.2801 | 9609.7393 | 6927.0498 | 2518.848 | 52.32 | 56.3 | 15 | 2.7685 | 65.71 | 82.52
183 | 4 | 36 | 55057.4705 | 10085.0179 | 6955.0621 | 2632.6924 | 51.46 | 54.56 | 13 | 1.0056 | 61.77 | 83.32
184 | 4 | 37 | 54601.0405 | 9609.7393 | 6789.6704 | 2518.848 | 50.5 | 53.54 | 7 | 1.7042 | 60.76 | 82.82
185 | 4 | 38 | 54552.0599 | 9832.4757 | 6743.5872 | 2518.848 | 51.78 | 55.64 | 11 | 2.7378 | 65.04 | 83.53
186 | 4 | 39 | 54845.0032 | 9816.8778 | 6894.8774 | 2518.848 | 51.96 | 55.59 | 16 | 2.2887 | 64.14 | 82.6
187 | 4 | 40 | 55014.1569 | 10085.0179 | 6978.2622 | 2632.6924 | 53.87 | 58.43 | 24 | 3.6277 | 69.41 | 82.8
188 | 4 | 41 | 54771.7732 | 10555.6934 | 6894.7646 | 3067.8111 | 77.14 | 92.6 | 56 | 25.8813 | 135.55 | 80.24
189 | 4 | 42 | 54612.8404 | 9609.7393 | 6777.4982 | 2518.848 | 49.75 | 52.56 | 7 | 0.82492 | 59.15 | 83.46
190 | 4 | 43 | 54735.4513 | 9609.7393 | 6882.6582 | 2373.9627 | 53.77 | 57.99 | 17 | 3.6593 | 67.81 | 81.45
191 | 4 | 44 | 54779.7947 | 9609.7393 | 6797.328 | 2518.848 | 54.1 | 59.05 | 17 | 4.8624 | 71.74 | 82.45
192 | 4 | 45 | 55212.3485 | 9816.8778 | 7021.9848 | 2507.8309 | 54.54 | 58.99 | 24 | 3.5877 | 69.28 | 82.12
193 | 4 | 46 | 54974.0256 | 10199.4901 | 6949.6334 | 2590.8659 | 55.71 | 61.27 | 24 | 5.1845 | 75 | 82.33
194 | 4 | 47 | 55243.1376 | 10024.687 | 6923.6652 | 3067.8111 | 74.41 | 87.48 | 51 | 21.6277 | 125.38 | 80.62
195 | 4 | 48 | 54993.0626 | 10444.2548 | 6946.0611 | 2756.3654 | 68.55 | 80.53 | 38 | 17.4956 | 110.71 | 83.31
196 | 4 | 49 | 55052.2268 | 10555.6934 | 7115.3553 | 2855.8026 | 65.93 | 77.05 | 53 | 14.6911 | 104.33 | 86.68
197 | 5 | 1 | 54594.6509 | 9603.5697 | 6837.7417 | 2614.316 | 50.75 | 53.7 | 7 | 1.2533 | 60.86 | 83.36
198 | 5 | 2 | 54243.4732 | 9609.7393 | 6662.5383 | 2155.6516 | 49.8 | 52.54 | 6 | 1.5435 | 59.73 | 84.38
199 | 5 | 3 | 54674.2066 | 9909.2798 | 6868.106 | 2518.848 | 53.85 | 58.72 | 13 | 4.2218 | 70.68 | 82.75
200 | 5 | 4 | 54857.1293 | 10085.0179 | 6824.419 | 2632.6924 | 54.99 | 59.82 | 20 | 4.886 | 71.85 | 82.09
201 | 5 | 5 | 54660.8193 | 9609.7393 | 6845.1677 | 2507.8309 | 51.4 | 54.74 | 12 | 2.0767 | 63.08 | 83.29
202 | 5 | 6 | 54786.9183 | 10085.0179 | 6907.9195 | 2632.6924 | 50.34 | 53.17 | 10 | 0.77306 | 59.66 | 83.16
203 | 5 | 7 | 54896.1569 | 9498.6478 | 6937.2627 | 2518.848 | 52.67 | 56.35 | 15 | 2.3415 | 65.51 | 83.4
204 | 5 | 8 | 55078.2466 | 10444.2548 | 6984.6863 | 2756.3654 | 56.19 | 61.85 | 24 | 5.9448 | 76.9 | 84.12
205 | 5 | 9 | 54685.4525 | 10555.6934 | 6847.2199 | 2778.0873 | 58.15 | 65.18 | 20 | 8.554 | 84.84 | 84.64
206 | 5 | 10 | 55133.9389 | 10555.6934 | 6999.5019 | 2778.0873 | 57.16 | 63.87 | 19 | 7.0896 | 80.56 | 84.14
207 | 5 | 11 | 54791.0363 | 9547.5481 | 6816.1649 | 2518.848 | 51.91 | 55.26 | 9 | 2.2752 | 63.21 | 82.21
208 | 5 | 12 | 54834.7053 | 10199.4901 | 6933.1385 | 2632.6924 | 61.15 | 69.01 | 33 | 10.5765 | 88.1 | 79.26
209 | 5 | 13 | 54647.4231 | 9609.7393 | 6832.5788 | 2614.316 | 51.91 | 55.55 | 8 | 2.6701 | 64.23 | 82.47
210 | 5 | 14 | 54697.0162 | 9609.7393 | 6827.8436 | 2424.0013 | 55.52 | 60.45 | 19 | 5.8728 | 71.96 | 80.29
211 | 5 | 15 | 54870.0963 | 10085.0179 | 6935.1453 | 2632.6924 | 52.03 | 55.7 | 15 | 2.1892 | 64.8 | 83.59
212 | 5 | 16 | 55005.0494 | 10085.0179 | 6991.213 | 2632.6924 | 53.04 | 57.01 | 15 | 2.7696 | 66.94 | 83.54
213 | 5 | 17 | 54861.8112 | 10085.0179 | 6921.6713 | 2632.6924 | 51.37 | 54.73 | 13 | 1.8593 | 62.7 | 82.48
214 | 5 | 18 | 54505.2117 | 9609.7393 | 6752.9874 | 2518.848 | 51.42 | 54.96 | 8 | 2.6466 | 64.16 | 82.81
215 | 5 | 19 | 54866.6178 | 9609.7393 | 6874.0107 | 2518.848 | 50.56 | 53.49 | 8 | 1.0904 | 60.22 | 82.9
216 | 5 | 20 | 54780.1393 | 9609.7393 | 6905.2412 | 2424.0013 | 57.41 | 63.45 | 19 | 7.755 | 77.02 | 79.42
217 | 5 | 21 | 55045.7194 | 10444.2548 | 6971.5469 | 2756.3654 | 65.15 | 75.8 | 34 | 14.3811 | 102.1 | 83.74
218 | 5 | 22 | 54925.1703 | 10555.6934 | 6947.6284 | 2778.0873 | 51.74 | 55.54 | 8 | 1.9548 | 64.9 | 84.21
219 | 5 | 23 | 54603.5275 | 9609.7393 | 6782.7006 | 2518.848 | 59.8 | 66.7 | 19 | 10.34 | 83.76 | 77.21
220 | 5 | 24 | 54725.3094 | 10085.0179 | 6859.5324 | 2632.6924 | 51.1 | 54.32 | 11 | 1.9954 | 61.88 | 82.76
221 | 5 | 25 | 54685.5142 | 10085.0179 | 6819.5151 | 2632.6924 | 52.18 | 55.79 | 16 | 2.4234 | 64.99 | 83.64
222 | 5 | 26 | 54614.6456 | 9609.7393 | 6816.2241 | 2507.8309 | 49.98 | 52.95 | 8 | 1.4782 | 60.7 | 83.68
223 | 5 | 27 | 54584.0269 | 10444.2548 | 6804.316 | 2756.3654 | 62.88 | 72.78 | 19 | 13.8463 | 97.32 | 79.64
224 | 5 | 28 | 55219.5494 | 10229.6112 | 7116.9296 | 3067.8111 | 68.62 | 79.46 | 36 | 16.6407 | 109.1 | 85.56
225 | 5 | 29 | 54615.7369 | 10555.6934 | 6788.8746 | 2778.0873 | 55.32 | 61.5 | 9 | 5.8008 | 77.72 | 85.08
226 | 5 | 30 | 54338.6497 | 9609.7393 | 6689.7673 | 2245.3789 | 49.49 | 51.99 | 3 | 0.95997 | 58.02 | 83.42
227 | 5 | 31 | 54810.6724 | 9498.6478 | 6848.3893 | 2424.0013 | 55.28 | 60.02 | 25 | 4.7638 | 70.73 | 80.55
228 | 5 | 32 | 55189.8817 | 9609.7393 | 7001.4184 | 2507.8309 | 52.95 | 56.86 | 23 | 2.5529 | 66.6 | 83.64
229 | 5 | 33 | 54564.7263 | 9444.7016 | 6725.8047 | 2274.2226 | 50.51 | 53.54 | 10 | 1.6159 | 60.6 | 83.13
230 | 5 | 34 | 54950.5891 | 9833.3612 | 6972.1689 | 2620.7496 | 73.65 | 87.42 | 37 | 22.8248 | 127.32 | 83.21
231 | 5 | 35 | 54920.2801 | 9609.7393 | 6927.0498 | 2518.848 | 52.64 | 56.37 | 11 | 2.8176 | 65.23 | 82.64
232 | 5 | 36 | 55057.4705 | 10085.0179 | 6955.0621 | 2632.6924 | 53.41 | 57.26 | 19 | 2.4893 | 66.27 | 82.93
233 | 5 | 37 | 54601.0405 | 9609.7393 | 6789.6704 | 2518.848 | 50.16 | 52.92 | 7 | 1.1348 | 59.56 | 83.05
234 | 5 | 38 | 54552.0599 | 9832.4757 | 6743.5872 | 2518.848 | 50.34 | 53.29 | 11 | 1.0918 | 60.55 | 84.18
235 | 5 | 39 | 54845.0032 | 9816.8778 | 6894.8774 | 2518.848 | 52.67 | 56.51 | 10 | 2.6738 | 65.73 | 82.78
236 | 5 | 40 | 55014.1569 | 10085.0179 | 6978.2622 | 2632.6924 | 56.57 | 62 | 21 | 6.013 | 74.84 | 80.35
237 | 5 | 41 | 54771.7732 | 10555.6934 | 6894.7646 | 3067.8111 | 72.35 | 85.13 | 53 | 21.0177 | 119.64 | 78.47
238 | 5 | 42 | 54612.8404 | 9609.7393 | 6777.4982 | 2518.848 | 51.59 | 55.16 | 11 | 2.3551 | 64.25 | 83.26
239 | 5 | 43 | 54735.4513 | 9609.7393 | 6882.6582 | 2373.9627 | 53.64 | 57.74 | 14 | 3.371 | 67.48 | 82.02
240 | 5 | 44 | 54779.7947 | 9609.7393 | 6797.328 | 2518.848 | 54.88 | 59.77 | 14 | 5.8455 | 71.35 | 79.51
241 | 5 | 45 | 55212.3485 | 9816.8778 | 7021.9848 | 2507.8309 | 59.45 | 65.99 | 26 | 8.4408 | 81.24 | 79.02
242 | 5 | 46 | 54974.0256 | 10199.4901 | 6949.6334 | 2590.8659 | 55.14 | 60.51 | 16 | 4.5478 | 73.68 | 83.45
243 | 5 | 47 | 55243.1376 | 10024.687 | 6923.6652 | 3067.8111 | 87.24 | 106.15 | 64 | 34.4052 | 160.42 | 78.86
244 | 5 | 48 | 54993.0626 | 10444.2548 | 6946.0611 | 2756.3654 | 69.58 | 83.54 | 36 | 18.5301 | 119.55 | 87.09
245 | 5 | 49 | 55052.2268 | 10555.6934 | 7115.3553 | 2855.8026 | 71.87 | 85.23 | 57 | 20.286 | 116.72 | 82.6
246 | 6 | 1 | 54594.6509 | 9603.5697 | 6837.7417 | 2614.316 | 49.58 | 52.18 | 10 | 0.35957 | 58.57 | 83.97
247 | 6 | 2 | 54243.4732 | 9609.7393 | 6662.5383 | 2155.6516 | 49.02 | 51.37 | 5 | 1.0242 | 57.59 | 84.13
248 | 6 | 3 | 54674.2066 | 9909.2798 | 6868.106 | 2518.848 | 50.19 | 53.3 | 15 | 1.1309 | 60.71 | 83.4
249 | 6 | 4 | 54857.1293 | 10085.0179 | 6824.419 | 2632.6924 | 52.3 | 55.47 | 12 | 2.708 | 63.84 | 83.17
250 | 6 | 5 | 54660.8193 | 9609.7393 | 6845.1677 | 2507.8309 | 49.4 | 52.13 | 11 | 0.4949 | 58.91 | 84.09
251 | 6 | 6 | 54786.9183 | 10085.0179 | 6907.9195 | 2632.6924 | 50.34 | 53.46 | 12 | 1.0725 | 60.77 | 83.34
252 | 6 | 7 | 54896.1569 | 9498.6478 | 6937.2627 | 2518.848 | 51.33 | 54.6 | 13 | 1.1053 | 62.54 | 83.76
253 | 6 | 8 | 55078.2466 | 10444.2548 | 6984.6863 | 2756.3654 | 55.21 | 60.78 | 15 | 5.1804 | 74.68 | 83.39
254 | 6 | 9 | 54685.4525 | 10555.6934 | 6847.2199 | 2778.0873 | 60.75 | 69.96 | 23 | 11.4958 | 95.68 | 85.94
255 | 6 | 10 | 55133.9389 | 10555.6934 | 6999.5019 | 2778.0873 | 52.52 | 56.75 | 14 | 2.6159 | 67.01 | 83.75
256 | 6 | 11 | 54791.0363 | 9547.5481 | 6816.1649 | 2518.848 | 51.5 | 54.97 | 10 | 2.2447 | 63.34 | 82.47
257 | 6 | 12 | 54834.7053 | 10199.4901 | 6933.1385 | 2632.6924 | 54.23 | 59.14 | 21 | 4.6612 | 71 | 81.64
258 | 6 | 13 | 54647.4231 | 9609.7393 | 6832.5788 | 2614.316 | 50.41 | 53.49 | 11 | 1.6903 | 60.89 | 82.68
259 | 6 | 14 | 54697.0162 | 9609.7393 | 6827.8436 | 2424.0013 | 50.81 | 53.63 | 10 | 1.7722 | 60.86 | 83.26
260 | 6 | 15 | 54870.0963 | 10085.0179 | 6935.1453 | 2632.6924 | 52.16 | 56.18 | 20 | 2.6786 | 66.25 | 83.7
261 | 6 | 16 | 55005.0494 | 10085.0179 | 6991.213 | 2632.6924 | 49.72 | 52.33 | 5 | 0.23712 | 58.54 | 83.43
262 | 6 | 17 | 54861.8112 | 10085.0179 | 6921.6713 | 2632.6924 | 52.1 | 56.12 | 14 | 3.0462 | 65.6 | 81.97
263 | 6 | 18 | 54505.2117 | 9609.7393 | 6752.9874 | 2518.848 | 50.15 | 53.2 | 16 | 1.5468 | 60.88 | 83.35
264 | 6 | 19 | 54866.6178 | 9609.7393 | 6874.0107 | 2518.848 | 49.5 | 52.1 | 7 | 0.33774 | 58.17 | 83.42
265 | 6 | 20 | 54780.1393 | 9609.7393 | 6905.2412 | 2424.0013 | 51.38 | 54.88 | 18 | 1.8014 | 63.29 | 83.19
266 | 6 | 21 | 55045.7194 | 10444.2548 | 6971.5469 | 2756.3654 | 58.09 | 65.2 | 33 | 7.6796 | 82.73 | 82.45
267 | 6 | 22 | 54925.1703 | 10555.6934 | 6947.6284 | 2778.0873 | 52.49 | 56.91 | 19 | 3.0351 | 68.01 | 84.21
268 | 6 | 23 | 54603.5275 | 9609.7393 | 6782.7006 | 2518.848 | 53.7 | 58.33 | 20 | 4.6275 | 69.55 | 81.37
269 | 6 | 24 | 54725.3094 | 10085.0179 | 6859.5324 | 2632.6924 | 49.66 | 52.48 | 9 | 0.88415 | 59.21 | 83.52
270 | 6 | 25 | 54685.5142 | 10085.0179 | 6819.5151 | 2632.6924 | 50.28 | 53.38 | 8 | 1.2317 | 61.09 | 84.06
271 | 6 | 26 | 54614.6456 | 9609.7393 | 6816.2241 | 2507.8309 | 48.36 | 50.76 | 7 | 0.38373 | 56.67 | 83.55
272 | 6 | 27 | 54584.0269 | 10444.2548 | 6804.316 | 2756.3654 | 54.53 | 60.61 | 15 | 5.991 | 75.93 | 83.63
273 | 6 | 28 | 55219.5494 | 10229.6112 | 7116.9296 | 3067.8111 | 58.31 | 64.21 | 26 | 6.839 | 78.38 | 80.39
274 | 6 | 29 | 54615.7369 | 10555.6934 | 6788.8746 | 2778.0873 | 58.87 | 67.1 | 11 | 9.7652 | 88.64 | 83.82
275 | 6 | 30 | 54338.6497 | 9609.7393 | 6689.7673 | 2245.3789 | 49.63 | 52.42 | 13 | 1.1315 | 59.56 | 84
276 | 6 | 31 | 54810.6724 | 9498.6478 | 6848.3893 | 2424.0013 | 58.55 | 64.57 | 23 | 8.4924 | 79.11 | 77.83
277 | 6 | 32 | 55189.8817 | 9609.7393 | 7001.4184 | 2507.8309 | 52.57 | 56.06 | 14 | 2.9221 | 64.94 | 82.43
278 | 6 | 33 | 54564.7263 | 9444.7016 | 6725.8047 | 2274.2226 | 50.08 | 52.88 | 9 | 1.4718 | 59.92 | 83.56
279 | 6 | 34 | 54950.5891 | 9833.3612 | 6972.1689 | 2620.7496 | 69.47 | 81.04 | 39 | 19.1187 | 112.87 | 79.59
280 | 6 | 35 | 54920.2801 | 9609.7393 | 6927.0498 | 2518.848 | 53.9 | 58.77 | 21 | 4.5333 | 70.3 | 81.92
281 | 6 | 36 | 55057.4705 | 10085.0179 | 6955.0621 | 2632.6924 | 51.28 | 54.45 | 15 | 0.92709 | 61.91 | 83.71
282 | 6 | 37 | 54601.0405 | 9609.7393 | 6789.6704 | 2518.848 | 50.7 | 53.63 | 12 | 1.8673 | 61.27 | 83.38
283 | 6 | 38 | 54552.0599 | 9832.4757 | 6743.5872 | 2518.848 | 49.57 | 52.35 | 9 | 0.76643 | 59.24 | 84.21
284 | 6 | 39 | 54845.0032 | 9816.8778 | 6894.8774 | 2518.848 | 52.88 | 56.89 | 17 | 3.2026 | 66.47 | 82.2
285 | 6 | 40 | 55014.1569 | 10085.0179 | 6978.2622 | 2632.6924 | 51.63 | 55.18 | 14 | 1.8692 | 63.09 | 82.05
286 | 6 | 41 | 54771.7732 | 10555.6934 | 6894.7646 | 3067.8111 | 65.14 | 74.45 | 41 | 14.221 | 98.4 | 79.35
287 | 6 | 42 | 54612.8404 | 9609.7393 | 6777.4982 | 2518.848 | 49.6 | 52.37 | 5 | 0.63751 | 59.15 | 83.92
288 | 6 | 43 | 54735.4513 | 9609.7393 | 6882.6582 | 2373.9627 | 54.12 | 58.36 | 22 | 4.1751 | 68.02 | 80.93
289 | 6 | 44 | 54779.7947 | 9609.7393 | 6797.328 | 2518.848 | 51.17 | 54.91 | 11 | 2.5463 | 64.07 | 82.8
290 | 6 | 45 | 55212.3485 | 9816.8778 | 7021.9848 | 2507.8309 | 51.81 | 55.32 | 15 | 1.459 | 63.54 | 83.11
291 | 6 | 46 | 54974.0256 | 10199.4901 | 6949.6334 | 2590.8659 | 52.71 | 57 | 15 | 2.6205 | 67.27 | 83.44
292 | 6 | 47 | 55243.1376 | 10024.687 | 6923.6652 | 3067.8111 | 86.71 | 105.35 | 59 | 34.1645 | 156.63 | 75.58
293 | 6 | 48 | 54993.0626 | 10444.2548 | 6946.0611 | 2756.3654 | 61.44 | 70.26 | 39 | 10.8253 | 92.71 | 85.65
294 | 6 | 49 | 55052.2268 | 10555.6934 | 7115.3553 | 2855.8026 | 65.15 | 75.59 | 47 | 14.0748 | 101.13 | 84.5
295 | 7 | 1 | 54594.6509 | 9603.5697 | 6837.7417 | 2614.316 | 56.4 | 62.06 | 19 | 6.701 | 75.51 | 81.17
296 | 7 | 2 | 54243.4732 | 9609.7393 | 6662.5383 | 2155.6516 | 50.56 | 53.7 | 9 | 2.1838 | 61.81 | 83.12
297 | 7 | 3 | 54674.2066 | 9909.2798 | 6868.106 | 2518.848 | 54.85 | 60.26 | 23 | 5.3022 | 72.98 | 81.66
298 | 7 | 4 | 54857.1293 | 10085.0179 | 6824.419 | 2632.6924 | 51.53 | 54.88 | 14 | 1.4336 | 63.03 | 83.75
299 | 7 | 5 | 54660.8193 | 9609.7393 | 6845.1677 | 2507.8309 | 54.07 | 58.89 | 19 | 4.6552 | 70.99 | 82.17
300 | 7 | 6 | 54786.9183 | 10085.0179 | 6907.9195 | 2632.6924 | 51.33 | 54.68 | 12 | 1.8329 | 62.63 | 82.69
301 | 7 | 7 | 54896.1569 | 9498.6478 | 6937.2627 | 2518.848 | 57.49 | 63.3 | 15 | 7.1667 | 78.21 | 80.36
302 | 7 | 8 | 55078.2466 | 10444.2548 | 6984.6863 | 2756.3654 | 57.84 | 64.64 | 25 | 7.2691 | 81.99 | 83.32
303 | 7 | 9 | 54685.4525 | 10555.6934 | 6847.2199 | 2778.0873 | 59.28 | 67.33 | 22 | 9.5855 | 89.43 | 85.38
304 | 7 | 10 | 55133.9389 | 10555.6934 | 6999.5019 | 2778.0873 | 55.7 | 61.17 | 25 | 5.2064 | 74.41 | 82.88
305 | 7 | 11 | 54791.0363 | 9547.5481 | 6816.1649 | 2518.848 | 54.21 | 58.44 | 18 | 4.2242 | 68.52 | 80.62
306 | 7 | 12 | 54834.7053 | 10199.4901 | 6933.1385 | 2632.6924 | 59.23 | 66.18 | 29 | 9.0355 | 82.83 | 79.15
307 | 7 | 13 | 54647.4231 | 9609.7393 | 6832.5788 | 2614.316 | 50.54 | 53.56 | 7 | 1.201 | 60.77 | 83.14
308 | 7 | 14 | 54697.0162 | 9609.7393 | 6827.8436 | 2424.0013 | 58.28 | 64.92 | 27 | 8.5993 | 80.31 | 79.68
309 | 7 | 15 | 54870.0963 | 10085.0179 | 6935.1453 | 2632.6924 | 54.02 | 58.63 | 22 | 3.9566 | 69.69 | 82.22
310 | 7 | 16 | 55005.0494 | 10085.0179 | 6991.213 | 2632.6924 | 54 | 58.61 | 16 | 4.137 | 69.77 | 82.15
311 | 7 | 17 | 54861.8112 | 10085.0179 | 6921.6713 | 2632.6924 | 54.13 | 58.88 | 17 | 4.3791 | 70.31 | 81.68
312 | 7 | 18 | 54505.2117 | 9609.7393 | 6752.9874 | 2518.848 | 49.43 | 51.98 | 5 | 0.78205 | 58.33 | 83.3
313 | 7 | 19 | 54866.6178 | 9609.7393 | 6874.0107 | 2518.848 | 53.04 | 57.04 | 16 | 3.4146 | 66.56 | 81.66
314 | 7 | 20 | 54780.1393 | 9609.7393 | 6905.2412 | 2424.0013 | 55.55 | 60.83 | 21 | 5.6736 | 74.12 | 81.97
315 | 7 | 21 | 55045.7194 | 10444.2548 | 6971.5469 | 2756.3654 | 63.62 | 73.62 | 30 | 13.1043 | 99.87 | 82.78
316 | 7 | 22 | 54925.1703 | 10555.6934 | 6947.6284 | 2778.0873 | 57.25 | 64.46 | 15 | 7.5089 | 82.9 | 85.01
317 | 7 | 23 | 54603.5275 | 9609.7393 | 6782.7006 | 2518.848 | 53.99 | 58.54 | 19 | 4.5317 | 69.55 | 81.19
318 | 7 | 24 | 54725.3094 | 10085.0179 | 6859.5324 | 2632.6924 | 52.5 | 56.26 | 12 | 3.2822 | 64.98 | 81.76
319 | 7 | 25 | 54685.5142 | 10085.0179 | 6819.5151 | 2632.6924 | 51.14 | 54.51 | 9 | 1.7883 | 62.75 | 83.57
320 | 7 | 26 | 54614.6456 | 9609.7393 | 6816.2241 | 2507.8309 | 49.53 | 52.38 | 11 | 1.2771 | 59.35 | 83.01
321 | 7 | 27 | 54584.0269 | 10444.2548 | 6804.316 | 2756.3654 | 54.95 | 60.71 | 22 | 5.8339 | 75.34 | 83.74
322 | 7 | 28 | 55219.5494 | 10229.6112 | 7116.9296 | 3067.8111 | 76.97 | 92.02 | 54 | 24.8114 | 131.52 | 80.33
323 | 7 | 29 | 54615.7369 | 10555.6934 | 6788.8746 | 2778.0873 | 54.26 | 59.21 | 18 | 4.4057 | 71.66 | 83.04
324 | 7 | 30 | 54338.6497 | 9609.7393 | 6689.7673 | 2245.3789 | 53.74 | 57.87 | 16 | 4.906 | 68.29 | 81.34
325 | 7 | 31 | 54810.6724 | 9498.6478 | 6848.3893 | 2424.0013 | 60.86 | 67.94 | 26 | 10.4502 | 84.27 | 75.9
326 | 7 | 32 | 55189.8817 | 9609.7393 | 7001.4184 | 2507.8309 | 53.95 | 58.36 | 22 | 3.5595 | 68.87 | 82.17
327 | 7 | 33 | 54564.7263 | 9444.7016 | 6725.8047 | 2274.2226 | 50.59 | 53.71 | 10 | 1.6144 | 61.09 | 82.87
328 | 7 | 34 | 54950.5891 | 9833.3612 | 6972.1689 | 2620.7496 | 62.62 | 71.19 | 28 | 12.0905 | 94.74 | 82.4
329 | 7 | 35 | 54920.2801 | 9609.7393 | 6927.0498 | 2518.848 | 57.8 | 64.14 | 21 | 7.9992 | 79.23 | 79.04
330 | 7 | 36 | 55057.4705 | 10085.0179 | 6955.0621 | 2632.6924 | 52.05 | 55.34 | 16 | 1.2431 | 63.17 | 83.37
331 | 7 | 37 | 54601.0405 | 9609.7393 | 6789.6704 | 2518.848 | 51.36 | 54.8 | 13 | 2.3081 | 63.37 | 82.5
332 | 7 | 38 | 54552.0599 | 9832.4757 | 6743.5872 | 2518.848 | 50.8 | 54 | 15 | 1.4263 | 61.87 | 83.83
333 | 7 | 39 | 54845.0032 | 9816.8778 | 6894.8774 | 2518.848 | 54.59 | 59.17 | 22 | 4.5127 | 70.32 | 81.65
334 | 7 | 40 | 55014.1569 | 10085.0179 | 6978.2622 | 2632.6924 | 53.96 | 58.41 | 18 | 3.7196 | 68.86 | 81.39
335 | 7 | 41 | 54771.7732 | 10555.6934 | 6894.7646 | 3067.8111 | 76.66 | 92.67 | 55 | 25.2154 | 138.17 | 84.18
336 | 7 | 42 | 54612.8404 | 9609.7393 | 6777.4982 | 2518.848 | 49.68 | 52.29 | 11 | 0.43356 | 58.59 | 83.78
337 | 7 | 43 | 54735.4513 | 9609.7393 | 6882.6582 | 2373.9627 | 54.62 | 59.06 | 17 | 4.4496 | 69.63 | 80.18
338 | 7 | 44 | 54779.7947 | 9609.7393 | 6797.328 | 2518.848 | 53.17 | 57.62 | 17 | 4.152 | 68.45 | 81.51
339 | 7 | 45 | 55212.3485 | 9816.8778 | 7021.9848 | 2507.8309 | 53.63 | 57.64 | 19 | 2.4237 | 66.99 | 82.38
340 | 7 | 46 | 54974.0256 | 10199.4901 | 6949.6334 | 2590.8659 | 57.86 | 64.51 | 26 | 7.2701 | 80.62 | 81.56
341 | 7 | 47 | 55243.1376 | 10024.687 | 6923.6652 | 3067.8111 | 86.1 | 104.6 | 69 | 32.9638 | 156.29 | 77.43
342 | 7 | 48 | 54993.0626 | 10444.2548 | 6946.0611 | 2756.3654 | 74.48 | 89.18 | 41 | 23.2354 | 126.28 | 81.83
343 | 7 | 49 | 55052.2268 | 10555.6934 | 7115.3553 | 2855.8026 | 72.41 | 86.3 | 63 | 20.9448 | 119.5 | 83.05
344 | 8 | 1 | 54594.6509 | 9603.5697 | 6837.7417 | 2614.316 | 49.45 | 52.03 | 7 | 0.48743 | 58.49 | 83.94
345 | 8 | 2 | 54243.4732 | 9609.7393 | 6662.5383 | 2155.6516 | 47.91 | 50.11 | 2 | 0.12595 | 55.73 | 84.53
346 | 8 | 3 | 54674.2066 | 9909.2798 | 6868.106 | 2518.848 | 50.24 | 53.31 | 9 | 1.3868 | 60.63 | 83.52
347 | 8 | 4 | 54857.1293 | 10085.0179 | 6824.419 | 2632.6924 | 50.21 | 53.09 | 9 | 0.73673 | 60.07 | 83.77
348 | 8 | 5 | 54660.8193 | 9609.7393 | 6845.1677 | 2507.8309 | 49.53 | 52.1 | 4 | 0.93349 | 58.6 | 83.71
349 | 8 | 6 | 54786.9183 | 10085.0179 | 6907.9195 | 2632.6924 | 49.19 | 51.73 | 5 | 0.15541 | 57.74 | 83.49
350 | 8 | 7 | 54896.1569 | 9498.6478 | 6937.2627 | 2518.848 | 49.7 | 52.25 | 4 | 0.10407 | 58.46 | 83.73
351 | 8 | 8 | 55078.2466 | 10444.2548 | 6984.6863 | 2756.3654 | 53.73 | 58.49 | 13 | 3.8583 | 71.12 | 84.33
352 | 8 | 9 | 54685.4525 | 10555.6934 | 6847.2199 | 2778.0873 | 64.09 | 74.04 | 21 | 14.9333 | 103.41 | 85.62
353 | 8 | 10 | 55133.9389 | 10555.6934 | 6999.5019 | 2778.0873 | 61.08 | 69.58 | 23 | 11.0677 | 91.32 | 82.13
354 | 8 | 11 | 54791.0363 | 9547.5481 | 6816.1649 | 2518.848 | 50.87 | 54.03 | 7 | 1.7722 | 61.53 | 82.48
355 | 8 | 12 | 54834.7053 | 10199.4901 | 6933.1385 | 2632.6924 | 57.51 | 63.76 | 25 | 7.7902 | 78.73 | 79.95
356 | 8 | 13 | 54647.4231 | 9609.7393 | 6832.5788 | 2614.316 | 49.21 | 51.78 | 3 | 0.46615 | 58.01 | 83.43
357 | 8 | 14 | 54697.0162 | 9609.7393 | 6827.8436 | 2424.0013 | 49.43 | 52.04 | 5 | 0.67212 | 58.25 | 83.47
358 | 8 | 15 | 54870.0963 | 10085.0179 | 6935.1453 | 2632.6924 | 52.33 | 56.62 | 10 | 3.1795 | 68.03 | 84.08
359 | 8 | 16 | 55005.0494 | 10085.0179 | 6991.213 | 2632.6924 | 51.79 | 55.17 | 14 | 2.1456 | 63.69 | 83.48
360 | 8 | 17 | 54861.8112 | 10085.0179 | 6921.6713 | 2632.6924 | 54.45 | 59.64 | 13 | 5.499 | 72.27 | 81.04
361 | 8 | 18 | 54505.2117 | 9609.7393 | 6752.9874 | 2518.848 | 49.98 | 52.67 | 7 | 1.6487 | 59.65 | 82.81
362 | 8 | 19 | 54866.6178 | 9609.7393 | 6874.0107 | 2518.848 | 49.23 | 51.73 | 7 | 0.26519 | 57.69 | 83.51
363 | 8 | 20 | 54780.1393 | 9609.7393 | 6905.2412 | 2424.0013 | 50.28 | 53.44 | 8 | 1.2232 | 60.78 | 83.05
364 | 8 | 21 | 55045.7194 | 10444.2548 | 6971.5469 | 2756.3654 | 57.18 | 64.1 | 19 | 7.0969 | 82 | 84.12
365 | 8 | 22 | 54925.1703 | 10555.6934 | 6947.6284 | 2778.0873 | 53.94 | 59.14 | 14 | 4.442 | 71.84 | 83.64
366 | 8 | 23 | 54603.5275 | 9609.7393 | 6782.7006 | 2518.848 | 55.45 | 60.6 | 22 | 6.3543 | 73.4 | 80.2
367 | 8 | 24 | 54725.3094 | 10085.0179 | 6859.5324 | 2632.6924 | 48.74 | 51.26 | 3 | 0.33981 | 57.31 | 83.58
368 | 8 | 25 | 54685.5142 | 10085.0179 | 6819.5151 | 2632.6924 | 52.23 | 56.08 | 14 | 3.0035 | 65.64 | 83.26
369 | 8 | 26 | 54614.6456 | 9609.7393 | 6816.2241 | 2507.8309 | 48.48 | 50.97 | 6 | 0.62904 | 57.39 | 83.73
370 | 8 | 27 | 54584.0269 | 10444.2548 | 6804.316 | 2756.3654 | 53.63 | 59.01 | 12 | 5.1083 | 72.99 | 84.58
371 | 8 | 28 | 55219.5494 | 10229.6112 | 7116.9296 | 3067.8111 | 63.14 | 71.91 | 28 | 11.7601 | 94.1 | 82.56
372 | 8 | 29 | 54615.7369 | 10555.6934 | 6788.8746 | 2778.0873 | 58.3 | 65 | 23 | 8.9481 | 81.85 | 80.45
373 | 8 | 30 | 54338.6497 | 9609.7393 | 6689.7673 | 2245.3789 | 50.97 | 54.16 | 10 | 2.5255 | 62.17 | 82.65
374 | 8 | 31 | 54810.6724 | 9498.6478 | 6848.3893 | 2424.0013 | 55.04 | 59.64 | 20 | 5.1711 | 70.01 | 80.43
375 | 8 | 32 | 55189.8817 | 9609.7393 | 7001.4184 | 2507.8309 | 50 | 52.87 | 6 | 0.65007 | 59.98 | 83.48
376 | 8 | 33 | 54564.7263 | 9444.7016 | 6725.8047 | 2274.2226 | 49.98 | 52.83 | 8 | 1.3225 | 59.72 | 83.66
377 | 8 | 34 | 54950.5891 | 9833.3612 | 6972.1689 | 2620.7496 | 76.29 | 91.64 | 40 | 26.1312 | 134.98 | 81.27
378 | 8 | 35 | 54920.2801 | 9609.7393 | 6927.0498 | 2518.848 | 54.12 | 58.92 | 14 | 4.9131 | 70.45 | 81.89
379 | 8 | 36 | 55057.4705 | 10085.0179 | 6955.0621 | 2632.6924 | 50.56 | 53.43 | 6 | 0.49764 | 60.26 | 83.46
380 | 8 | 37 | 54601.0405 | 9609.7393 | 6789.6704 | 2518.848 | 49.34 | 52.03 | 5 | 0.65551 | 58.59 | 83.44
381 | 8 | 38 | 54552.0599 | 9832.4757 | 6743.5872 | 2518.848 | 53.04 | 57.19 | 10 | 4.0736 | 67.2 | 82.71
382 | 8 | 39 | 54845.0032 | 9816.8778 | 6894.8774 | 2518.848 | 51.65 | 55.09 | 11 | 2.2737 | 63.15 | 82.53
383 | 8 | 40 | 55014.1569 | 10085.0179 | 6978.2622 | 2632.6924 | 53.89 | 58.26 | 13 | 4.0628 | 68.54 | 81.3
384 | 8 | 41 | 54771.7732 | 10555.6934 | 6894.7646 | 3067.8111 | 66.78 | 78.14 | 41 | 16.1846 | 106.31 | 79.04
385 | 8 | 42 | 54612.8404 | 9609.7393 | 6777.4982 | 2518.848 | 49.5 | 52.27 | 6 | 0.8371 | 59.1 | 83.61
386 | 8 | 43 | 54735.4513 | 9609.7393 | 6882.6582 | 2373.9627 | 55.03 | 59.84 | 16 | 5.2763 | 71.29 | 79.75
387 | 8 | 44 | 54779.7947 | 9609.7393 | 6797.328 | 2518.848 | 49.51 | 52.54 | 15 | 0.95635 | 59.78 | 83.64
388 | 8 | 45 | 55212.3485 | 9816.8778 | 7021.9848 | 2507.8309 | 55.66 | 60.75 | 20 | 5.1666 | 72.53 | 80.18
389 | 8 | 46 | 54974.0256 | 10199.4901 | 6949.6334 | 2590.8659 | 53.33 | 57.59 | 11 | 3.2534 | 67.66 | 81.71
390 | 8 | 47 | 55243.1376 | 10024.687 | 6923.6652 | 3067.8111 | 74.39 | 87.97 | 61 | 21.7624 | 125.7 | 80.92
391 | 8 | 48 | 54993.0626 | 10444.2548 | 6946.0611 | 2756.3654 | 68.23 | 79.93 | 37 | 17.6013 | 109.27 | 85.23
392 | 8 | 49 | 55052.2268 | 10555.6934 | 7115.3553 | 2855.8026 | 71.32 | 84.68 | 53 | 20.4385 | 116.37 | 83.35
393 | 9 | 1 | 54594.6509 | 9603.5697 | 6837.7417 | 2614.316 | 50.52 | 53.49 | 7 | 1.1388 | 60.81 | 83.47
394 | 9 | 2 | 54243.4732 | 9609.7393 | 6662.5383 | 2155.6516 | 48.12 | 50.27 | 1 | 0.023692 | 55.74 | 84.52
395 | 9 | 3 | 54674.2066 | 9909.2798 | 6868.106 | 2518.848 | 52.29 | 56.4 | 15 | 2.8412 | 66.26 | 82.88
396 | 9 | 4 | 54857.1293 | 10085.0179 | 6824.419 | 2632.6924 | 50.91 | 53.98 | 7 | 0.95131 | 61.47 | 83.97
397 | 9 | 5 | 54660.8193 | 9609.7393 | 6845.1677 | 2507.8309 | 49.03 | 51.47 | 3 | 0.22459 | 57.44 | 83.79
398 | 9 | 6 | 54786.9183 | 10085.0179 | 6907.9195 | 2632.6924 | 50.17 | 52.98 | 8 | 0.70358 | 59.64 | 83.28
399 | 9 | 7 | 54896.1569 | 9498.6478 | 6937.2627 | 2518.848 | 51 | 53.98 | 6 | 0.84371 | 61.16 | 83.79
400 | 9 | 8 | 55078.2466 | 10444.2548 | 6984.6863 | 2756.3654 | 59.13 | 66.39 | 20 | 8.5427 | 84.66 | 82.92
401 | 9 | 9 | 54685.4525 | 10555.6934 | 6847.2199 | 2778.0873 | 57.38 | 64.42 | 14 | 7.9223 | 84.17 | 86.22
402 | 9 | 10 | 55133.9389 | 10555.6934 | 6999.5019 | 2778.0873 | 59.99 | 67.95 | 26 | 9.6483 | 89.48 | 85.22
403 | 9 | 11 | 54791.0363 | 9547.5481 | 6816.1649 | 2518.848 | 52.47 | 56.18 | 15 | 2.6546 | 65.08 | 82.47
404 | 9 | 12 | 54834.7053 | 10199.4901 | 6933.1385 | 2632.6924 | 54.38 | 59.07 | 16 | 4.5725 | 70.25 | 81.47
405 | 9 | 13 | 54647.4231 | 9609.7393 | 6832.5788 | 2614.316 | 52.23 | 56.08 | 12 | 2.9973 | 65.01 | 81.81
406 | 9 | 14 | 54697.0162 | 9609.7393 | 6827.8436 | 2424.0013 | 50.96 | 54.08 | 14 | 1.6965 | 61.55 | 82.94
407 | 9 | 15 | 54870.0963 | 10085.0179 | 6935.1453 | 2632.6924 | 51.78 | 55.38 | 12 | 2.0727 | 64.42 | 83.76
408 | 9 | 16 | 55005.0494 | 10085.0179 | 6991.213 | 2632.6924 | 54.46 | 59.19 | 25 | 4.1822 | 70.99 | 83.12
409 | 9 | 17 | 54861.8112 | 10085.0179 | 6921.6713 | 2632.6924 | 54.42 | 59.48 | 16 | 4.9535 | 71.62 | 81.45
410 | 9 | 18 | 54505.2117 | 9609.7393 | 6752.9874 | 2518.848 | 50.81 | 54.12 | 7 | 2.1851 | 62.53 | 83.45
411 | 9 | 19 | 54866.6178 | 9609.7393 | 6874.0107 | 2518.848 | 51.31 | 54.62 | 8 | 1.9838 | 62.19 | 82.05
412 | 9 | 20 | 54780.1393 | 9609.7393 | 6905.2412 | 2424.0013 | 54.84 | 60.15 | 22 | 5.263 | 72.79 | 81.7
413 | 9 | 21 | 55045.7194 | 10444.2548 | 6971.5469 | 2756.3654 | 57.78 | 64.68 | 25 | 7.1221 | 81.88 | 83.15
414 | 9 | 22 | 54925.1703 | 10555.6934 | 6947.6284 | 2778.0873 | 54.76 | 59.89 | 21 | 4.8674 | 72.46 | 82.77
415 | 9 | 23 | 54603.5275 | 9609.7393 | 6782.7006 | 2518.848 | 61.46 | 69.5 | 22 | 12.2002 | 89.05 | 76.11
416 | 9 | 24 | 54725.3094 | 10085.0179 | 6859.5324 | 2632.6924 | 50.54 | 53.62 | 7 | 1.5123 | 60.84 | 82.54
417 | 9 | 25 | 54685.5142 | 10085.0179 | 6819.5151 | 2632.6924 | 50.64 | 53.83 | 9 | 1.1961 | 61.68 | 83.98
418 | 9 | 26 | 54614.6456 | 9609.7393 | 6816.2241 | 2507.8309 | 50.05 | 53.06 | 14 | 1.6465 | 60.29 | 82.65
419 | 9 | 27 | 54584.0269 | 10444.2548 | 6804.316 | 2756.3654 | 56.1 | 63.17 | 13 | 7.4353 | 81.72 | 84.66
420 | 9 | 28 | 55219.5494 | 10229.6112 | 7116.9296 | 3067.8111 | 59.32 | 66.22 | 33 | 7.6124 | 84.23 | 83.99
421 | 9 | 29 | 54615.7369 | 10555.6934 | 6788.8746 | 2778.0873 | 62.25 | 71.73 | 22 | 12.3952 | 97.45 | 84.34
422 | 9 | 30 | 54338.6497 | 9609.7393 | 6689.7673 | 2245.3789 | 51.19 | 54.42 | 14 | 2.5265 | 62.43 | 82.66
423 | 9 | 31 | 54810.6724 | 9498.6478 | 6848.3893 | 2424.0013 | 55.12 | 59.81 | 18 | 4.6336 | 70.75 | 80.67
424 | 9 | 32 | 55189.8817 | 9609.7393 | 7001.4184 | 2507.8309 | 54.6 | 59.5 | 24 | 4.1624 | 71.16 | 82.45
425 | 9 | 33 | 54564.7263 | 9444.7016 | 6725.8047 | 2274.2226 | 49.38 | 51.98 | 9 | 0.4014 | 58.25 | 84.03
426 | 9 | 34 | 54950.5891 | 9833.3612 | 6972.1689 | 2620.7496 | 74.49 | 88.55 | 41 | 23.6905 | 128.98 | 82.5
427 | 9 | 35 | 54920.2801 | 9609.7393 | 6927.0498 | 2518.848 | 54.83 | 60.07 | 14 | 5.1657 | 72.56 | 81.46
428 | 9 | 36 | 55057.4705 | 10085.0179 | 6955.0621 | 2632.6924 | 51.71 | 54.87 | 15 | 1.0444 | 62.2 | 83.27
429 | 9 | 37 | 54601.0405 | 9609.7393 | 6789.6704 | 2518.848 | 49.79 | 52.56 | 10 | 0.67338 | 59.4 | 83.74
430 | 9 | 38 | 54552.0599 | 9832.4757 | 6743.5872 | 2518.848 | 49.1 | 51.59 | 3 | 0.078771 | 57.72 | 84.46
431 | 9 | 39 | 54845.0032 | 9816.8778 | 6894.8774 | 2518.848 | 51.35 | 54.52 | 8 | 1.5724 | 61.89 | 82.66
432 | 9 | 40 | 55014.1569 | 10085.0179 | 6978.2622 | 2632.6924 | 52.51 | 56.23 | 15 | 2.1475 | 65.01 | 82.58
433 | 9 | 41 | 54771.7732 | 10555.6934 | 6894.7646 | 3067.8111 | 78.28 | 94.14 | 44 | 27.0781 | 133.61 | 71.46
434 | 9 | 42 | 54612.8404 | 9609.7393 | 6777.4982 | 2518.848 | 50.53 | 53.6 | 14 | 1.2927 | 61.16 | 83.58
435 | 9 | 43 | 54735.4513 | 9609.7393 | 6882.6582 | 2373.9627 | 57.54 | 63.83 | 20 | 7.5585 | 78.96 | 79.85
436 | 9 | 44 | 54779.7947 | 9609.7393 | 6797.328 | 2518.848 | 52.82 | 57.01 | 12 | 3.9144 | 67.09 | 81.14
437 | 9 | 45 | 55212.3485 | 9816.8778 | 7021.9848 | 2507.8309 | 56.41 | 61.57 | 20 | 5.3718 | 73.53 | 80.33
438 | 9 | 46 | 54974.0256 | 10199.4901 | 6949.6334 | 2590.8659 | 53.31 | 57.42 | 14 | 2.9245 | 66.98 | 81.81
439 | 9 | 47 | 55243.1376 | 10024.687 | 6923.6652 | 3067.8111 | 92.92 | 113.9 | 66 | 39.9652 | 172.63 | 71.53
440 | 9 | 48 | 54993.0626 | 10444.2548 | 6946.0611 | 2756.3654 | 60.59 | 68.76 | 27 | 9.968 | 89.69 | 85.06
441 | 9 | 49 | 55052.2268 | 10555.6934 | 7115.3553 | 2855.8026 | 80.36 | 97.64 | 76 | 28.6779 | 139.43 | 82.48
442 | 10 | 1 | 54594.6509 | 9603.5697 | 6837.7417 | 2614.316 | 49.47 | 51.94 | 7 | 0.19115 | 57.97 | 83.91
443 | 10 | 2 | 54243.4732 | 9609.7393 | 6662.5383 | 2155.6516 | 48.18 | 50.37 | 5 | 0.073687 | 56.03 | 84.64
444 | 10 | 3 | 54674.2066 | 9909.2798 | 6868.106 | 2518.848 | 51.26 | 54.96 | 10 | 2.1361 | 63.91 | 83.41
445 | 10 | 4 | 54857.1293 | 10085.0179 | 6824.419 | 2632.6924 | 50.54 | 53.57 | 9 | 0.93823 | 60.88 | 83.83
446 | 10 | 5 | 54660.8193 | 9609.7393 | 6845.1677 | 2507.8309 | 49.59 | 52.31 | 8 | 0.76935 | 59.18 | 83.84
447 | 10 | 6 | 54786.9183 | 10085.0179 | 6907.9195 | 2632.6924 | 49.77 | 52.42 | 7 | 0.37872 | 58.65 | 83.5
448 | 10 | 7 | 54896.1569 | 9498.6478 | 6937.2627 | 2518.848 | 53.42 | 57.55 | 9 | 3.4813 | 67.71 | 83.54
449 | 10 | 8 | 55078.2466 | 10444.2548 | 6984.6863 | 2756.3654 | 54.85 | 60.26 | 10 | 4.7283 | 73.98 | 83.88
450 | 10 | 9 | 54685.4525 | 10555.6934 | 6847.2199 | 2778.0873 | 57.43 | 64.49 | 12 | 8.0641 | 84.22 | 85.01
451 | 10 | 10 | 55133.9389 | 10555.6934 | 6999.5019 | 2778.0873 | 58.28 | 64.58 | 31 | 7.8687 | 80.6 | 82.33
452 | 10 | 11 | 54791.0363 | 9547.5481 | 6816.1649 | 2518.848 | 51.71 | 55.15 | 11 | 2.0932 | 63.44 | 82.95
453 | 10 | 12 | 54834.7053 | 10199.4901 | 6933.1385 | 2632.6924 | 54.42 | 59.59 | 21 | 4.4507 | 72.45 | 83.77
454 | 10 | 13 | 54647.4231 | 9609.7393 | 6832.5788 | 2614.316 | 51.21 | 54.54 | 6 | 2.2332 | 62.35 | 81.94
455 | 10 | 14 | 54697.0162 | 9609.7393 | 6827.8436 | 2424.0013 | 49.24 | 51.62 | 3 | 0.101 | 57.26 | 83.53
456 | 10 | 15 | 54870.0963 | 10085.0179 | 6935.1453 | 2632.6924 | 50.44 | 53.44 | 11 | 0.78671 | 60.89 | 83.98
457 | 10 | 16 | 55005.0494 | 10085.0179 | 6991.213 | 2632.6924 | 51.41 | 54.71 | 9 | 1.6096 | 62.51 | 83.03
458 | 10 | 17 | 54861.8112 | 10085.0179 | 6921.6713 | 2632.6924 | 55.71 | 61.53 | 13 | 6.4668 | 76.21 | 81.76
459 | 10 | 18 | 54505.2117 | 9609.7393 | 6752.9874 | 2518.848 | 48.65 | 50.96 | 4 | 0.18512 | 56.75 | 83.89
460 | 10 | 19 | 54866.6178 | 9609.7393 | 6874.0107 | 2518.848 | 49.26 | 51.65 | 2 | 0.050281 | 57.36 | 83.62
461 | 10 | 20 | 54780.1393 | 9609.7393 | 6905.2412 | 2424.0013 | 50.37 | 53.39 | 7 | 0.91153 | 60.42 | 83.29
462 | 10 | 21 | 55045.7194 | 10444.2548 | 6971.5469 | 2756.3654 | 57.15 | 63.75 | 19 | 6.7098 | 80.57 | 83.6
463 | 10 | 22 | 54925.1703 | 10555.6934 | 6947.6284 | 2778.0873 | 52.18 | 56.03 | 11 | 2.8023 | 66.14 | 83.92
464 | 10 | 23 | 54603.5275 | 9609.7393 | 6782.7006 | 2518.848 | 58.59 | 65.35 | 16 | 9.2981 | 82.09 | 78.37
465 | 10 | 24 | 54725.3094 | 10085.0179 | 6859.5324 | 2632.6924 | 50.79 | 54.04 | 9 | 1.8633 | 62.3 | 83.84
466 | 10 | 25 | 54685.5142 | 10085.0179 | 6819.5151 | 2632.6924 | 49.44 | 52.13 | 7 | 0.27541 | 58.67 | 84.33
467 | 10 | 26 | 54614.6456 | 9609.7393 | 6816.2241 | 2507.8309 | 48.22 | 50.5 | 5 | 0.16538 | 56.15 | 83.62
468 | 10 | 27 | 54584.0269 | 10444.2548 | 6804.316 | 2756.3654 | 50.04 | 53.4 | 6 | 1.4037 | 61.85 | 84.56
469 | 10 | 28 | 55219.5494 | 10229.6112 | 7116.9296 | 3067.8111 | 70.47 | 82.98 | 32 | 18.7616 | 119.77 | 87.8
470 | 10 | 29 | 54615.7369 | 10555.6934 | 6788.8746 | 2778.0873 | 54.05 | 59.2 | 10 | 4.6873 | 72.84 | 84.09
471 | 10 | 30 | 54338.6497 | 9609.7393 | 6689.7673 | 2245.3789 | 51.79 | 55.27 | 10 | 3.367 | 63.76 | 82.35
472 | 10 | 31 | 54810.6724 | 9498.6478 | 6848.3893 | 2424.0013 | 55.88 | 61.03 | 22 | 5.733 | 73.48 | 80.73
473 | 10 | 32 | 55189.8817 | 9609.7393 | 7001.4184 | 2507.8309 | 51.42 | 54.77 | 12 | 1.5158 | 63.36 | 83.85
474 | 10 | 33 | 54564.7263 | 9444.7016 | 6725.8047 | 2274.2226 | 49.69 | 52.4 | 2 | 0.86786 | 59.1 | 83.54
475 | 10 | 34 | 54950.5891 | 9833.3612 | 6972.1689 | 2620.7496 | 72.88 | 86.29 | 39 | 22.5487 | 124.16 | 81.01
476 | 10 | 35 | 54920.2801 | 9609.7393 | 6927.0498 | 2518.848 | 50.87 | 54.15 | 10 | 1.47 | 61.91 | 83.09
477 | 10 | 36 | 55057.4705 | 10085.0179 | 6955.0621 | 2632.6924 | 52.54 | 56.19 | 13 | 2.1985 | 64.96 | 83.12
478 | 10 | 37 | 54601.0405 | 9609.7393 | 6789.6704 | 2518.848 | 48.81 | 51.26 | 4 | 0.13303 | 57.27 | 83.86
479 | 10 | 38 | 54552.0599 | 9832.4757 | 6743.5872 | 2518.848 | 49.83 | 52.7 | 6 | 0.77902 | 59.95 | 84.32
480 | 10 | 39 | 54845.0032 | 9816.8778 | 6894.8774 | 2518.848 | 53.01 | 56.83 | 11 | 3.1763 | 65.6 | 82.24
481 | 10 | 40 | 55014.1569 | 10085.0179 | 6978.2622 | 2632.6924 | 56.68 | 62.41 | 14 | 6.7603 | 75.45 | 80.81
482 | 10 | 41 | 54771.7732 | 10555.6934 | 6894.7646 | 3067.8111 | 80.63 | 98.23 | 46 | 29.6478 | 146.51 | 79.28
483 | 10 | 42 | 54612.8404 | 9609.7393 | 6777.4982 | 2518.848 | 48.86 | 51.21 | 2 | 0.028091 | 56.89 | 83.9
484 | 10 | 43 | 54735.4513 | 9609.7393 | 6882.6582 | 2373.9627 | 55.28 | 60.3 | 15 | 5.5122 | 72.57 | 81.84
485 | 10 | 44 | 54779.7947 | 9609.7393 | 6797.328 | 2518.848 | 49.85 | 52.91 | 12 | 1.0921 | 60.31 | 83.6
486 | 10 | 45 | 55212.3485 | 9816.8778 | 7021.9848 | 2507.8309 | 56.55 | 61.89 | 18 | 5.736 | 74.56 | 81.81
487 | 10 | 46 | 54974.0256 | 10199.4901 | 6949.6334 | 2590.8659 | 54.76 | 59.77 | 18 | 4.3646 | 71.96 | 82.6
488 | 10 | 47 | 55243.1376 | 10024.687 | 6923.6652 | 3067.8111 | 73.21 | 86.3 | 44 | 20.7133 | 124.23 | 84.73
489 | 10 | 48 | 54993.0626 | 10444.2548 | 6946.0611 | 2756.3654 | 64.5 | 75.2 | 37 | 13.6712 | 102.82 | 86.94
490 | 10 | 49 | 55052.2268 | 10555.6934 | 7115.3553 | 2855.8026 | 70.71 | 83.8 | 48 | 19.4651 | 114.96 | 83.84
491 | 11 | 1 | 54594.6509 | 9603.5697 | 6837.7417 | 2614.316 | 51.29 | 54.73 | 11 | 1.892 | 62.98 | 83.15
492 | 11 | 2 | 54243.4732 | 9609.7393 | 6662.5383 | 2155.6516 | 48.77 | 51.31 | 7 | 0.82917 | 57.68 | 83.85
493 | 11 | 3 | 54674.2066 | 9909.2798 | 6868.106 | 2518.848 | 52.22 | 56.37 | 14 | 2.7885 | 66.08 | 82.85
494 | 11 | 4 | 54857.1293 | 10085.0179 | 6824.419 | 2632.6924 | 52.54 | 56.28 | 16 | 2.7061 | 64.95 | 82.79
495 | 11 | 5 | 54660.8193 | 9609.7393 | 6845.1677 | 2507.8309 | 51.53 | 55.26 | 15 | 2.6189 | 64.51 | 82.79
496 | 11 | 6 | 54786.9183 | 10085.0179 | 6907.9195 | 2632.6924 | 51.11 | 54.5 | 18 | 1.4735 | 62.81 | 83.95
497 | 11 | 7 | 54896.1569 | 9498.6478 | 6937.2627 | 2518.848 | 52.91 | 56.95 | 19 | 2.8923 | 66.63 | 83.09
498 | 11 | 8 | 55078.2466 | 10444.2548 | 6984.6863 | 2756.3654 | 56.38 | 62.38 | 16 | 6.1526 | 77.64 | 83.53
499 | 11 | 9 | 54685.4525 | 10555.6934 | 6847.2199 | 2778.0873 | 61.95 | 71.12 | 26 | 12.3081 | 97.53 | 85.75
500 | 11 | 10 | 55133.9389 | 10555.6934 | 6999.5019 | 2778.0873 | 53.76 | 58.36 | 23 | 3.5037 | 69.41 | 83.17
501 | 11 | 11 | 54791.0363 | 9547.5481 | 6816.1649 | 2518.848 | 50.09 | 52.96 | 3 | 0.75806 | 60.03 | 83.65
502 | 11 | 12 | 54834.7053 | 10199.4901 | 6933.1385 | 2632.6924 | 57.47 | 64.17 | 24 | 7.7069 | 81.18 | 81.77
503 | 11 | 13 | 54647.4231 | 9609.7393 | 6832.5788 | 2614.316 | 51.98 | 55.72 | 11 | 2.6647 | 64.62 | 82.13
504 | 11 | 14 | 54697.0162 | 9609.7393 | 6827.8436 | 2424.0013 | 52.57 | 56.75 | 11 | 3.4602 | 66.19 | 81.47
505 | 11 | 15 | 54870.0963 | 10085.0179 | 6935.1453 | 2632.6924 | 50.62 | 53.78 | 17 | 0.9303 | 61.6 | 84.02
506 | 11 | 16 | 55005.0494 | 10085.0179 | 6991.213 | 2632.6924 | 54.38 | 58.96 | 12 | 4.5016 | 69.52 | 81.09
507 | 11 | 17 | 54861.8112 | 10085.0179 | 6921.6713 | 2632.6924 | 52.65 | 56.88 | 21 | 3.2389 | 66.89 | 82.13
508 | 11 | 18 | 54505.2117 | 9609.7393 | 6752.9874 | 2518.848 | 55.42 | 60.54 | 12 | 6.7691 | 72.91 | 78.09
509 | 11 | 19 | 54866.6178 | 9609.7393 | 6874.0107 | 2518.848 | 50.46 | 53.58 | 5 | 1.486 | 60.87 | 82.68
510 | 11 | 20 | 54780.1393 | 9609.7393 | 6905.2412 | 2424.0013 | 51.52 | 55.03 | 16 | 2.0187 | 62.95 | 82.65
511 | 11 | 21 | 55045.7194 | 10444.2548 | 6971.5469 | 2756.3654 | 67.44 | 78.91 | 41 | 16.4464 | 109.36 | 81.75
512 | 11 | 22 | 54925.1703 | 10555.6934 | 6947.6284 | 2778.0873 | 56.4 | 63.25 | 22 | 6.666 | 80.47 | 84.73
513 | 11 | 23 | 54603.5275 | 9609.7393 | 6782.7006 | 2518.848 | 56.14 | 61.63 | 20 | 6.8188 | 75.07 | 79.75
514 | 11 | 24 | 54725.3094 | 10085.0179 | 6859.5324 | 2632.6924 | 56.01 | 61.34 | 15 | 7.0984 | 73.89 | 80.54
515 | 11 | 25 | 54685.5142 | 10085.0179 | 6819.5151 | 2632.6924 | 52.1 | 55.89 | 14 | 2.7428 | 65.23 | 82.49
516 | 11 | 26 | 54614.6456 | 9609.7393 | 6816.2241 | 2507.8309 | 49.06 | 51.75 | 10 | 0.85844 | 58.43 | 83.34
517 | 11 | 27 | 54584.0269 | 10444.2548 | 6804.316 | 2756.3654 | 57.15 | 64.3 | 16 | 8.3998 | 83.56 | 84.38
518 | 11 | 28 | 55219.5494 | 10229.6112 | 7116.9296 | 3067.8111 | 60.8 | 68.05 | 40 | 8.6667 | 86.24 | 82.72
519 | 11 | 29 | 54615.7369 | 10555.6934 | 6788.8746 | 2778.0873 | 59.48 | 67.54 | 22 | 9.8702 | 88.15 | 82.69
520 | 11 | 30 | 54338.6497 | 9609.7393 | 6689.7673 | 2245.3789 | 48.68 | 51.06 | 5 | 0.36168 | 57.03 | 83.99
521 | 11 | 31 | 54810.6724 | 9498.6478 | 6848.3893 | 2424.0013 | 58.67 | 64.83 | 24 | 8.2392 | 78.79 | 77.86
522 | 11 | 32 | 55189.8817 | 9609.7393 | 7001.4184 | 2507.8309 | 53.08 | 57.27 | 14 | 3.1992 | 67.09 | 81.88
523 | 11 | 33 | 54564.7263 | 9444.7016 | 6725.8047 | 2274.2226 | 48.92 | 51.45 | 5 | 0.17643 | 57.5 | 84.24
524 | 11 | 34 | 54950.5891 | 9833.3612 | 6972.1689 | 2620.7496 | 74.08 | 87.81 | 40 | 23.3527 | 126.97 | 81.15
525 | 11 | 35 | 54920.2801 | 9609.7393 | 6927.0498 | 2518.848 | 52.22 | 56.18 | 14 | 2.6285 | 65.46 | 82.49
526 | 11 | 36 | 55057.4705 | 10085.0179 | 6955.0621 | 2632.6924 | 55.39 | 60.23 | 25 | 4.6828 | 71.87 | 82.49
527 | 11 | 37 | 54601.0405 | 9609.7393 | 6789.6704 | 2518.848 | 49.55 | 52.25 | 12 | 0.40599 | 58.72 | 83.78
528 | 11 | 38 | 54552.0599 | 9832.4757 | 6743.5872 | 2518.848 | 52.53 | 56.57 | 16 | 3.0245 | 66.3 | 83.24
529 | 11 | 39 | 54845.0032 | 9816.8778 | 6894.8774 | 2518.848 | 55.8 | 60.89 | 16 | 5.8163 | 72.81 | 80.2
530 | 11 | 40 | 55014.1569 | 10085.0179 | 6978.2622 | 2632.6924 | 52.65 | 56.59 | 16 | 2.5448 | 65.72 | 82.03
531 | 11 | 41 | 54771.7732 | 10555.6934 | 6894.7646 | 3067.8111 | 72.96 | 86.7 | 41 | 22.0327 | 122.67 | 77.65
532 | 11 | 42 | 54612.8404 | 9609.7393 | 6777.4982 | 2518.848 | 50.59 | 53.66 | 12 | 1.6712 | 60.86 | 83.19
533 | 11 | 43 | 54735.4513 | 9609.7393 | 6882.6582 | 2373.9627 | 55.87 | 60.97 | 28 | 5.6307 | 73.05 | 80.35
534 | 11 | 44 | 54779.7947 | 9609.7393 | 6797.328 | 2518.848 | 53.45 | 58.24 | 11 | 4.9863 | 69.95 | 80.87
535 | 11 | 45 | 55212.3485 | 9816.8778 | 7021.9848 | 2507.8309 | 54.56 | 59.27 | 32 | 3.5281 | 70.28 | 82.34
536 | 11 | 46 | 54974.0256 | 10199.4901 | 6949.6334 | 2590.8659 | 59.57 | 66.94 | 29 | 8.8945 | 85.09 | 80.46
537 | 11 | 47 | 55243.1376 | 10024.687 | 6923.6652 | 3067.8111 | 77.34 | 92.11 | 65 | 24.4329 | 134.6 | 81.56
538 | 11 | 48 | 54993.0626 | 10444.2548 | 6946.0611 | 2756.3654 | 65.84 | 77.17 | 36 | 14.8073 | 105.98 | 84.02
539 | 11 | 49 | 55052.2268 | 10555.6934 | 7115.3553 | 2855.8026 | 73.27 | 86.87 | 60 | 21.8499 | 119.41 | 79.3

## NSW
Summary of results for 539 market simulations for 2020-21 - New South Wales
Simulation number | Unplanned outage set | Weather set | Energy and demand (as generated) | [7 empty] | Spot Price (nominal at the regional reference node) | [6 empty] | Hedged price (nominal at the regional reference node)
|  |  | Annual regional energy (GWh) | Annual regional peak demand (MW) | Annual energy - AUSGRID (ENERGYAUST) NSLP (GWh) | Annual energy - ENDEAVOUR (INTEGRAL) NSLP (GWh) | Annual energy - ESSENTIAL (COUNTRYENERGY) NSLP (GWh) | Annual peak demand - AUSGRID (ENERGYAUST) NSLP (MW) | Annual peak demand - ENDEAVOUR (INTEGRAL) NSLP (MW) | Annual peak demand - ESSENTIAL (COUNTRYENERGY) NSLP (MW) | Annual regional time weighted spot price ($/MWh) | Annual regional Load weighted spot price ($/MWh) | Number of hours spot prices above $300 | Contribution of spot prices above $300 to annual average spot price ($/MWh) | Annual load weighted spot price - AUSGRID (ENERGYAUST) - NSLP ($/MWh) | Annual load weighted spot price - ENDEAVOUR (INTEGRAL) - NSLP ($/MWh) | Annual load weighted spot price - ESSENTIAL (COUNTRYENERGY) - NSLP ($/MWh) | Annual hedged price - AUSGRID (ENERGYAUST) - NSLP ($/MWh) | Annual hedged price - ENDEAVOUR (INTEGRAL) - NSLP ($/MWh) | Annual hedged price - ESSENTIAL (COUNTRYENERGY) - NSLP ($/MWh)
1 | 1 | 1 | 67528.2249 | 12244.2045 | 4736.3872 | 5216.3293 | 4400.4159 | 1827.5951 | 1953.8224 | 1347.6591 | 55.22 | 60.66 | 7 | 5.3842 | 71.19 | 67.2 | 68.04 | 98.57 | 93.45 | 94.02
2 | 1 | 2 | 66717.989 | 13295.22 | 4639.7799 | 5083.8159 | 4257.7234 | 1886.9063 | 1829.8578 | 1267.2324 | 48.88 | 51.4 | 1 | 0.2573 | 57.16 | 56.23 | 55.45 | 102.13 | 99.7 | 95.69
3 | 1 | 3 | 67333.9971 | 13745.9316 | 4707.8239 | 5188.9979 | 4328.6866 | 1851.404 | 1799.0012 | 1347.6591 | 55.21 | 60.23 | 6 | 5.7818 | 71.05 | 67.86 | 68.07 | 94.86 | 93.41 | 92.9
4 | 1 | 4 | 67504.3831 | 13295.22 | 4701.476 | 5163.177 | 4362.5043 | 1851.404 | 1765.1819 | 1273.526 | 61.68 | 70.85 | 10 | 11.86 | 87.91 | 80.92 | 82.17 | 96.24 | 88.51 | 93.55
5 | 1 | 5 | 66840.696 | 13295.22 | 4655.8741 | 5115.027 | 4284.7175 | 1851.404 | 1946.9733 | 1347.6591 | 49.22 | 51.79 | 2 | 0.59459 | 57.82 | 56.1 | 55.71 | 101.42 | 98.52 | 95.03
6 | 1 | 6 | 67156.1929 | 13061.2265 | 4667.0245 | 5113.0127 | 4370.9292 | 1845.7122 | 2284.4936 | 1267.2324 | 60.29 | 68.52 | 10 | 10.9942 | 84.28 | 85.88 | 78.97 | 94.5 | 96.01 | 91.32
7 | 1 | 7 | 67955.444 | 13295.22 | 4830.6694 | 5306.7627 | 4428.4055 | 1851.404 | 1935.1518 | 1383.3882 | 60.81 | 69.75 | 11 | 10.4495 | 86.82 | 84.31 | 78.53 | 98.6 | 94.85 | 91.54
8 | 1 | 8 | 67545.8662 | 13794.1603 | 4726.2509 | 5263.4684 | 4365.0094 | 1851.404 | 1935.1518 | 1266.6392 | 50.85 | 54.06 | 3 | 1.3332 | 59.96 | 59.24 | 58.54 | 100.03 | 97.35 | 94.27
9 | 1 | 9 | 67642.5508 | 14301.8753 | 4786.6411 | 5198.3324 | 4412.9181 | 2082.9111 | 2284.4936 | 1550.558 | 59.46 | 69.37 | 9 | 10.0094 | 91.75 | 86.42 | 82.03 | 103.07 | 99.57 | 96.06
10 | 1 | 10 | 67150.0899 | 14425.6716 | 4669.3011 | 5190.1319 | 4282.8239 | 1777.0131 | 2284.4936 | 1347.6591 | 50.5 | 53.98 | 1 | 1.5217 | 60.61 | 57.9 | 58.57 | 102.09 | 96.73 | 95.64
11 | 1 | 11 | 67601.8412 | 14425.6716 | 4688.2567 | 5189.6486 | 4355.9956 | 1851.404 | 1953.8224 | 1347.6591 | 61.88 | 71.07 | 10 | 11.756 | 89.67 | 90.15 | 82.24 | 93.8 | 98.15 | 92.91
12 | 1 | 12 | 67399.0369 | 14425.6716 | 4702.4878 | 5202.6206 | 4371.8457 | 1826.8302 | 2284.4936 | 1412.2212 | 58.42 | 66.78 | 9 | 8.6505 | 82.3 | 77.02 | 76.36 | 96.55 | 93.85 | 93.6
13 | 1 | 13 | 67163.7164 | 12780.4945 | 4648.2435 | 5193.2889 | 4307.5775 | 1830.5829 | 2052.8623 | 1280.6658 | 51.27 | 54.71 | 2 | 2.0595 | 63.36 | 61.78 | 59.44 | 100.95 | 98.6 | 94.13
14 | 1 | 14 | 66932.2878 | 13374.8861 | 4644.6571 | 5154.8146 | 4331.9013 | 1845.7122 | 1829.8578 | 1267.2324 | 55.39 | 61.5 | 8 | 6.549 | 74.43 | 72.56 | 68.3 | 99.23 | 96.53 | 92.8
15 | 1 | 15 | 67143.9076 | 13295.22 | 4663.5889 | 5147.7121 | 4356.7074 | 1851.404 | 1742.6487 | 1267.2324 | 56.17 | 62.56 | 7 | 7.0656 | 77.8 | 71.15 | 70.85 | 96.46 | 93.88 | 93.09
16 | 1 | 16 | 67287.8477 | 13295.22 | 4676.5265 | 5181.0122 | 4354.645 | 1851.404 | 1783.3673 | 1347.6591 | 57.4 | 64.23 | 6 | 8.4107 | 80.27 | 72.31 | 73.23 | 93.94 | 90.76 | 91.96
17 | 1 | 17 | 66954.9573 | 14605.5431 | 4647.072 | 5115.6243 | 4315.9134 | 1875.6351 | 1813.6241 | 1285.4259 | 54.8 | 62.38 | 7 | 6.0387 | 74.46 | 72.33 | 68.4 | 101.06 | 97.65 | 93.05
18 | 1 | 18 | 67064.2207 | 14345.4089 | 4625.3766 | 5095.3625 | 4308.398 | 1827.5951 | 1829.8578 | 1412.2212 | 49.84 | 52.9 | 6 | 0.87172 | 58.62 | 57.55 | 57.3 | 101.7 | 98.91 | 95.22
19 | 1 | 19 | 66976.0049 | 13295.22 | 4638.4344 | 5073.6724 | 4294.0704 | 1851.404 | 2052.8623 | 1267.2324 | 53.76 | 58.14 | 4 | 4.8384 | 68.02 | 66.39 | 64.87 | 101.01 | 96.12 | 94.54
20 | 1 | 20 | 67309.244 | 13295.22 | 4676.7801 | 5172.9345 | 4341.2734 | 1886.9063 | 1935.1518 | 1267.2324 | 56.47 | 63.09 | 6 | 7.186 | 77.16 | 71.67 | 71.52 | 95.71 | 93.48 | 93.04
21 | 1 | 21 | 67639.7282 | 14425.6716 | 4744.069 | 5302.2829 | 4392.7271 | 1886.9063 | 1953.8224 | 1267.2324 | 66.34 | 79.96 | 17 | 16.2912 | 102.54 | 99.06 | 93.25 | 95.1 | 92.09 | 90.85
22 | 1 | 22 | 66891.0172 | 13295.22 | 4639.7765 | 5132.739 | 4290.3581 | 1851.404 | 1829.8578 | 1347.6591 | 60.28 | 69.61 | 9 | 11.4859 | 85.64 | 78.35 | 79.71 | 95.39 | 87.36 | 91.99
23 | 1 | 23 | 67287.2824 | 15156.8797 | 4712.5424 | 5172.8495 | 4358.119 | 2007.7762 | 2164.0218 | 1443.1058 | 65.56 | 80.9 | 15 | 16.236 | 110.34 | 107.53 | 97.22 | 101.08 | 100.95 | 94.96
24 | 1 | 24 | 66956.5395 | 13915.8888 | 4649.1172 | 5082.1257 | 4324.0585 | 1851.404 | 1953.8224 | 1273.526 | 77.47 | 95.8 | 11 | 28.633 | 130.47 | 105.21 | 118.72 | 78.88 | 63.96 | 90.33
25 | 1 | 25 | 67227.1088 | 13631.9612 | 4700.8461 | 5171.9664 | 4380.1486 | 1826.8302 | 1935.1518 | 1305.434 | 57.39 | 64.15 | 6 | 8.2588 | 80.28 | 78.58 | 73.73 | 97.07 | 97.44 | 93.28
26 | 1 | 26 | 66363.1966 | 12669.1636 | 4570.135 | 5037.9995 | 4234.8854 | 1886.9063 | 1821.1449 | 1267.2324 | 50.78 | 54.39 | 2 | 3.0478 | 60.52 | 60.49 | 59.43 | 98.16 | 96.49 | 93.42
27 | 1 | 27 | 66905.5672 | 13794.1603 | 4643.5783 | 5109.454 | 4330.8087 | 1845.7122 | 2284.4936 | 1280.6658 | 102.62 | 133.87 | 10 | 53.6766 | 218.33 | 174.86 | 171.05 | 61.76 | 60.2 | 77.75
28 | 1 | 28 | 68380.9681 | 14345.4089 | 4876.8187 | 5355.3637 | 4507.6743 | 2061.1267 | 1829.8578 | 1438.613 | 66.34 | 78.94 | 14 | 15.2754 | 100.02 | 89.95 | 93.22 | 93.26 | 85.6 | 92.4
29 | 1 | 29 | 67503.3698 | 14605.5431 | 4669.2261 | 5130.1099 | 4344.4784 | 1830.5829 | 1953.8224 | 1285.4259 | 63.07 | 72.92 | 14 | 12.9884 | 91 | 84.98 | 85.73 | 96.74 | 88.34 | 93.37
30 | 1 | 30 | 67242.6222 | 13374.8861 | 4647.6119 | 5154.0103 | 4340.8638 | 1857.5967 | 2284.4936 | 1267.2324 | 69.8 | 85.32 | 13 | 20.3276 | 113.69 | 109.85 | 96.51 | 99.37 | 91.54 | 87.19
31 | 1 | 31 | 68035.8413 | 14345.4089 | 4730.4184 | 5207.9011 | 4447.1566 | 1777.0131 | 1951.4576 | 1412.2212 | 76.96 | 97.24 | 26 | 26.134 | 123.4 | 104.85 | 116.99 | 91.79 | 68.1 | 93.27
32 | 1 | 32 | 67058.1928 | 13588.0073 | 4641.9891 | 5150.4391 | 4272.6899 | 1845.4444 | 1939.6802 | 1266.6392 | 48.39 | 50.47 | 0 | 0 | 55.13 | 54.27 | 53.82 | 101.37 | 98.44 | 94.99
33 | 1 | 33 | 67172.5198 | 13132.9242 | 4618.9993 | 5150.6137 | 4296.1932 | 1777.0131 | 1771.8496 | 1347.6591 | 51.18 | 54.71 | 2 | 2.0539 | 60.79 | 60.83 | 60.18 | 100.44 | 98.18 | 95.36
34 | 1 | 34 | 67482.1351 | 14605.5431 | 4706.2514 | 5228.4719 | 4414.0717 | 2082.9111 | 2074.3771 | 1550.558 | 75.38 | 96.43 | 27 | 25.3856 | 140.01 | 117.04 | 122.11 | 102.1 | 83.48 | 96.98
35 | 1 | 35 | 67169.641 | 14605.5431 | 4639.2277 | 5153.4316 | 4331.6687 | 1875.6351 | 1874.8609 | 1369.4365 | 58.12 | 67.06 | 12 | 9.076 | 82.12 | 78.88 | 75.37 | 97.97 | 94.63 | 91.91
36 | 1 | 36 | 67960.4364 | 13374.8861 | 4751.742 | 5269.0242 | 4402.802 | 1789.5749 | 1765.1819 | 1288.4145 | 57.18 | 63.68 | 9 | 6.9485 | 76.46 | 73.71 | 71.44 | 98.75 | 95.12 | 93.66
37 | 1 | 37 | 67264.3886 | 14060.5421 | 4637.0153 | 5063.6738 | 4328.1459 | 1845.4444 | 1763.6238 | 1329.7744 | 61.74 | 70.95 | 14 | 12.4236 | 86.37 | 78.12 | 83 | 96.41 | 84.12 | 93.69
38 | 1 | 38 | 66969.811 | 12669.1636 | 4597.8811 | 5114.4998 | 4299.9436 | 1875.6351 | 1829.8578 | 1280.6658 | 48.94 | 51.03 | 0 | 0 | 55.49 | 54.97 | 54.54 | 101.76 | 99.11 | 95.03
39 | 1 | 39 | 67558.2361 | 14345.4089 | 4706.0921 | 5179.9405 | 4349.1574 | 1830.5829 | 1765.1819 | 1412.2212 | 67.57 | 81.87 | 17 | 17.7517 | 104.63 | 87.28 | 97.26 | 97.74 | 76.74 | 94.8
40 | 1 | 40 | 67507.6833 | 13510.0165 | 4643.225 | 5230.8935 | 4409.7617 | 1886.9063 | 2284.4936 | 1280.6658 | 50.93 | 54.19 | 2 | 1.1577 | 59.96 | 58.61 | 58.47 | 101.35 | 97.61 | 94.32
41 | 1 | 41 | 68141.7835 | 15156.8797 | 4826.8658 | 5274.4943 | 4428.8015 | 2061.1267 | 2284.4936 | 1443.1058 | 127.57 | 176.81 | 28 | 76.2599 | 286.7 | 243.74 | 229.03 | 66.39 | 62.9 | 79.48
42 | 1 | 42 | 67216.697 | 13213.1063 | 4663.8515 | 5045.644 | 4310.0517 | 1886.9063 | 1794.1881 | 1369.4365 | 51.79 | 55.44 | 4 | 2.5072 | 63.17 | 59.88 | 60.45 | 99.89 | 96.46 | 94.05
43 | 1 | 43 | 67755.4542 | 14060.5421 | 4744.0051 | 5160.6717 | 4405.0058 | 1851.404 | 1946.9733 | 1369.4365 | 57.52 | 65.29 | 10 | 7.1318 | 79.1 | 73.1 | 74.14 | 99.4 | 93.79 | 94.4
44 | 1 | 44 | 66836.4986 | 14345.4089 | 4546.3853 | 5081.5825 | 4284.3091 | 1826.8302 | 2284.4936 | 1412.2212 | 59.27 | 68.08 | 15 | 10.5908 | 82.56 | 78.94 | 76.67 | 98.25 | 91.15 | 91.94
45 | 1 | 45 | 67841.7136 | 14425.6716 | 4719.8904 | 5242.3059 | 4375.4296 | 1886.9063 | 1946.9733 | 1369.4365 | 60.14 | 68.63 | 9 | 9.6351 | 88.53 | 81.42 | 78.76 | 96.3 | 94.82 | 92.92
46 | 1 | 46 | 68010.5909 | 13510.0165 | 4717.9138 | 5337.2859 | 4468.9685 | 1851.404 | 2284.4936 | 1267.2324 | 79.48 | 100.21 | 11 | 28.6832 | 127.59 | 132.01 | 122.27 | 80.03 | 87.51 | 87.51
47 | 1 | 47 | 68738.5272 | 15156.8797 | 4779.032 | 5349.8165 | 4462.9572 | 2061.1267 | 2207.5645 | 1493.532 | 127.19 | 192.1 | 35 | 74.9203 | 294.48 | 304.89 | 240.67 | 108 | 126.36 | 93.65
48 | 1 | 48 | 68057.0432 | 13915.8888 | 4761.1941 | 5187.535 | 4456.7917 | 1873.0211 | 2050.3249 | 1327.3842 | 83.13 | 107.17 | 25 | 31.9545 | 149.23 | 159.67 | 125.83 | 101.89 | 106.36 | 89.73
49 | 1 | 49 | 67668.1722 | 14425.6716 | 4761.8183 | 5289.5062 | 4466.6555 | 1726.1076 | 2214.6138 | 1442.1359 | 87.44 | 116.06 | 34 | 36.7262 | 143.89 | 167.45 | 147.85 | 74.83 | 100.94 | 95.61
50 | 2 | 1 | 67528.2249 | 12244.2045 | 4736.3872 | 5216.3293 | 4400.4159 | 1827.5951 | 1953.8224 | 1347.6591 | 50.37 | 53.28 | 2 | 0.94171 | 59.3 | 58.12 | 57.5 | 101.09 | 97.82 | 94.26
51 | 2 | 2 | 66717.989 | 13295.22 | 4639.7799 | 5083.8159 | 4257.7234 | 1886.9063 | 1829.8578 | 1267.2324 | 49.82 | 53.28 | 3 | 1.4227 | 61.27 | 58.77 | 58.31 | 102.02 | 98.95 | 95.81
52 | 2 | 3 | 67333.9971 | 13745.9316 | 4707.8239 | 5188.9979 | 4328.6866 | 1851.404 | 1799.0012 | 1347.6591 | 53.53 | 59.38 | 5 | 4.6097 | 71.58 | 68.17 | 65.7 | 101.09 | 97.7 | 94.06
53 | 2 | 4 | 67504.3831 | 13295.22 | 4701.476 | 5163.177 | 4362.5043 | 1851.404 | 1765.1819 | 1273.526 | 56.8 | 63.57 | 10 | 7.3221 | 74.33 | 71.8 | 72.07 | 97.81 | 93.11 | 94.67
54 | 2 | 5 | 66840.696 | 13295.22 | 4655.8741 | 5115.027 | 4284.7175 | 1851.404 | 1946.9733 | 1347.6591 | 49.87 | 53.07 | 1 | 1.4169 | 60.57 | 57.95 | 57.64 | 101.19 | 98.04 | 95.02
55 | 2 | 6 | 67156.1929 | 13061.2265 | 4667.0245 | 5113.0127 | 4370.9292 | 1845.7122 | 2284.4936 | 1267.2324 | 49.84 | 52.54 | 1 | 0.76012 | 58.2 | 56.31 | 56.58 | 101.17 | 97.88 | 94.26
56 | 2 | 7 | 67955.444 | 13295.22 | 4830.6694 | 5306.7627 | 4428.4055 | 1851.404 | 1935.1518 | 1383.3882 | 56.27 | 62.67 | 5 | 6.3906 | 77.2 | 75.65 | 70.97 | 96.96 | 98.9 | 93.69
57 | 2 | 8 | 67545.8662 | 13794.1603 | 4726.2509 | 5263.4684 | 4365.0094 | 1851.404 | 1935.1518 | 1266.6392 | 57.01 | 63.98 | 9 | 7.637 | 77.2 | 72.8 | 72.03 | 99.22 | 92.38 | 92.79
58 | 2 | 9 | 67642.5508 | 14301.8753 | 4786.6411 | 5198.3324 | 4412.9181 | 2082.9111 | 2284.4936 | 1550.558 | 60.25 | 71.47 | 9 | 10.9644 | 96.37 | 91.96 | 85.01 | 106.52 | 102.19 | 96.69
59 | 2 | 10 | 67150.0899 | 14425.6716 | 4669.3011 | 5190.1319 | 4282.8239 | 1777.0131 | 2284.4936 | 1347.6591 | 61.08 | 72.5 | 9 | 12.3368 | 89.08 | 72.03 | 83.03 | 101.25 | 78.78 | 95.58
60 | 2 | 11 | 67601.8412 | 14425.6716 | 4688.2567 | 5189.6486 | 4355.9956 | 1851.404 | 1953.8224 | 1347.6591 | 55.51 | 61.27 | 5 | 5.7477 | 71.86 | 66.49 | 68.14 | 99.11 | 92.24 | 93.78
61 | 2 | 12 | 67399.0369 | 14425.6716 | 4702.4878 | 5202.6206 | 4371.8457 | 1826.8302 | 2284.4936 | 1412.2212 | 53.07 | 58.8 | 5 | 3.8697 | 68.07 | 65.34 | 65 | 100.76 | 96.44 | 94.48
62 | 2 | 13 | 67163.7164 | 12780.4945 | 4648.2435 | 5193.2889 | 4307.5775 | 1830.5829 | 2052.8623 | 1280.6658 | 49.03 | 51.5 | 2 | 0.092279 | 56.69 | 56.15 | 55.22 | 102.01 | 99.06 | 95.2
63 | 2 | 14 | 66932.2878 | 13374.8861 | 4644.6571 | 5154.8146 | 4331.9013 | 1845.7122 | 1829.8578 | 1267.2324 | 50.69 | 54.08 | 2 | 1.9586 | 61.89 | 59.67 | 59.12 | 100.35 | 97.63 | 94.48
64 | 2 | 15 | 67143.9076 | 13295.22 | 4663.5889 | 5147.7121 | 4356.7074 | 1851.404 | 1742.6487 | 1267.2324 | 50.73 | 54 | 2 | 1.7125 | 61.35 | 59.54 | 58.53 | 100.28 | 97.95 | 93.99
65 | 2 | 16 | 67287.8477 | 13295.22 | 4676.5265 | 5181.0122 | 4354.645 | 1851.404 | 1783.3673 | 1347.6591 | 50.56 | 53.7 | 1 | 1.6034 | 60.7 | 59.96 | 58.3 | 100.01 | 98.44 | 94.03
66 | 2 | 17 | 66954.9573 | 14605.5431 | 4647.072 | 5115.6243 | 4315.9134 | 1875.6351 | 1813.6241 | 1285.4259 | 53.05 | 58.38 | 7 | 4.7181 | 68.51 | 64.48 | 64.92 | 98.42 | 94.52 | 93.57
67 | 2 | 18 | 67064.2207 | 14345.4089 | 4625.3766 | 5095.3625 | 4308.398 | 1827.5951 | 1829.8578 | 1412.2212 | 52.62 | 57.66 | 6 | 3.9563 | 67.43 | 65.06 | 64.69 | 99.57 | 97.1 | 94.88
68 | 2 | 19 | 66976.0049 | 13295.22 | 4638.4344 | 5073.6724 | 4294.0704 | 1851.404 | 2052.8623 | 1267.2324 | 53.7 | 59.08 | 3 | 4.9021 | 71.07 | 66.62 | 65.95 | 98.39 | 96.55 | 94.32
69 | 2 | 20 | 67309.244 | 13295.22 | 4676.7801 | 5172.9345 | 4341.2734 | 1886.9063 | 1935.1518 | 1267.2324 | 52.91 | 58.11 | 6 | 3.9358 | 70.07 | 67.71 | 64.79 | 101.11 | 99.25 | 94.79
70 | 2 | 21 | 67639.7282 | 14425.6716 | 4744.069 | 5302.2829 | 4392.7271 | 1886.9063 | 1953.8224 | 1267.2324 | 62.28 | 73.13 | 14 | 12.5895 | 94.35 | 91.19 | 85.08 | 97.04 | 95.63 | 91.9
71 | 2 | 22 | 66891.0172 | 13295.22 | 4639.7765 | 5132.739 | 4290.3581 | 1851.404 | 1829.8578 | 1347.6591 | 50.14 | 53.7 | 2 | 1.655 | 62 | 58.82 | 58.59 | 101.81 | 97.98 | 95.3
72 | 2 | 23 | 67287.2824 | 15156.8797 | 4712.5424 | 5172.8495 | 4358.119 | 2007.7762 | 2164.0218 | 1443.1058 | 66.34 | 82.01 | 16 | 17.1212 | 112.48 | 106.21 | 97.97 | 99.64 | 97.8 | 94.16
73 | 2 | 24 | 66956.5395 | 13915.8888 | 4649.1172 | 5082.1257 | 4324.0585 | 1851.404 | 1953.8224 | 1273.526 | 64.88 | 78.63 | 12 | 16.1318 | 96.47 | 74.01 | 88.18 | 99.5 | 69.44 | 92.45
74 | 2 | 25 | 67227.1088 | 13631.9612 | 4700.8461 | 5171.9664 | 4380.1486 | 1826.8302 | 1935.1518 | 1305.434 | 50.6 | 54.05 | 2 | 1.7702 | 61.83 | 60.11 | 59.11 | 100.41 | 98.22 | 94.28
75 | 2 | 26 | 66363.1966 | 12669.1636 | 4570.135 | 5037.9995 | 4234.8854 | 1886.9063 | 1821.1449 | 1267.2324 | 48.94 | 51.76 | 2 | 1.3104 | 58.37 | 56.5 | 56.04 | 100.9 | 98.22 | 94.84
76 | 2 | 27 | 66905.5672 | 13794.1603 | 4643.5783 | 5109.454 | 4330.8087 | 1845.7122 | 2284.4936 | 1280.6658 | 56.19 | 63 | 7 | 7.5323 | 78.02 | 70.86 | 71.16 | 96.22 | 92.61 | 92.65
77 | 2 | 28 | 68380.9681 | 14345.4089 | 4876.8187 | 5355.3637 | 4507.6743 | 2061.1267 | 1829.8578 | 1438.613 | 67.79 | 82.5 | 12 | 16.9238 | 106.19 | 87.38 | 98.54 | 95.15 | 78.35 | 93.68
78 | 2 | 29 | 67503.3698 | 14605.5431 | 4669.2261 | 5130.1099 | 4344.4784 | 1830.5829 | 1953.8224 | 1285.4259 | 58.76 | 68.81 | 9 | 9.2485 | 84.93 | 78.23 | 76.79 | 100.53 | 92.95 | 92.33
79 | 2 | 30 | 67242.6222 | 13374.8861 | 4647.6119 | 5154.0103 | 4340.8638 | 1857.5967 | 2284.4936 | 1267.2324 | 58.47 | 66.88 | 10 | 9.4361 | 84.66 | 81.27 | 75.74 | 102.04 | 96.61 | 93.45
80 | 2 | 31 | 68035.8413 | 14345.4089 | 4730.4184 | 5207.9011 | 4447.1566 | 1777.0131 | 1951.4576 | 1412.2212 | 62.79 | 74.13 | 13 | 12.6454 | 91.82 | 77.51 | 87.69 | 94.74 | 81.92 | 94.55
81 | 2 | 32 | 67058.1928 | 13588.0073 | 4641.9891 | 5150.4391 | 4272.6899 | 1845.4444 | 1939.6802 | 1266.6392 | 49.54 | 52.36 | 3 | 1.0293 | 59.07 | 57.63 | 56.71 | 101.29 | 98.49 | 95.05
82 | 2 | 33 | 67172.5198 | 13132.9242 | 4618.9993 | 5150.6137 | 4296.1932 | 1777.0131 | 1771.8496 | 1347.6591 | 51.29 | 55.47 | 2 | 2.4585 | 62.58 | 62.42 | 60.49 | 100.8 | 98.66 | 94.6
83 | 2 | 34 | 67482.1351 | 14605.5431 | 4706.2514 | 5228.4719 | 4414.0717 | 2082.9111 | 2074.3771 | 1550.558 | 74.3 | 96.66 | 20 | 24.735 | 146.51 | 118 | 122.61 | 113.47 | 87.27 | 99.95
84 | 2 | 35 | 67169.641 | 14605.5431 | 4639.2277 | 5153.4316 | 4331.6687 | 1875.6351 | 1874.8609 | 1369.4365 | 59.21 | 69.2 | 10 | 10.3963 | 86.25 | 79.79 | 76.97 | 99.66 | 91.97 | 91.38
85 | 2 | 36 | 67960.4364 | 13374.8861 | 4751.742 | 5269.0242 | 4402.802 | 1789.5749 | 1765.1819 | 1288.4145 | 51.47 | 54.79 | 3 | 1.5818 | 61.89 | 59.68 | 59.25 | 99.93 | 97.11 | 94.04
86 | 2 | 37 | 67264.3886 | 14060.5421 | 4637.0153 | 5063.6738 | 4328.1459 | 1845.4444 | 1763.6238 | 1329.7744 | 52.73 | 57.65 | 4 | 3.874 | 67.99 | 63.59 | 63.87 | 99.72 | 96.38 | 94.32
87 | 2 | 38 | 66969.811 | 12669.1636 | 4597.8811 | 5114.4998 | 4299.9436 | 1875.6351 | 1829.8578 | 1280.6658 | 48.64 | 50.75 | 0 | 0 | 55.26 | 54.75 | 54.25 | 101.78 | 99.1 | 94.99
88 | 2 | 39 | 67558.2361 | 14345.4089 | 4706.0921 | 5179.9405 | 4349.1574 | 1830.5829 | 1765.1819 | 1412.2212 | 68.05 | 84.23 | 13 | 18.411 | 107.18 | 93.04 | 101.4 | 97.78 | 80.2 | 96.61
89 | 2 | 40 | 67507.6833 | 13510.0165 | 4643.225 | 5230.8935 | 4409.7617 | 1886.9063 | 2284.4936 | 1280.6658 | 52.21 | 56.69 | 6 | 2.7727 | 65.02 | 61.78 | 62 | 100.69 | 96.32 | 94.17
90 | 2 | 41 | 68141.7835 | 15156.8797 | 4826.8658 | 5274.4943 | 4428.8015 | 2061.1267 | 2284.4936 | 1443.1058 | 97.77 | 136.95 | 39 | 46.481 | 198.78 | 183.01 | 174.95 | 98.41 | 84.45 | 95.5
91 | 2 | 42 | 67216.697 | 13213.1063 | 4663.8515 | 5045.644 | 4310.0517 | 1886.9063 | 1794.1881 | 1369.4365 | 52.13 | 55.94 | 2 | 3.2191 | 62.89 | 61.85 | 60.48 | 99.98 | 96.74 | 93.6
92 | 2 | 43 | 67755.4542 | 14060.5421 | 4744.0051 | 5160.6717 | 4405.0058 | 1851.404 | 1946.9733 | 1369.4365 | 61.33 | 71.68 | 12 | 11.2685 | 89.33 | 82.11 | 84.14 | 98.31 | 90.51 | 94.82
93 | 2 | 44 | 66836.4986 | 14345.4089 | 4546.3853 | 5081.5825 | 4284.3091 | 1826.8302 | 2284.4936 | 1412.2212 | 59.29 | 68.79 | 11 | 11.108 | 82.76 | 78.58 | 79.58 | 95.82 | 89.58 | 93.11
94 | 2 | 45 | 67841.7136 | 14425.6716 | 4719.8904 | 5242.3059 | 4375.4296 | 1886.9063 | 1946.9733 | 1369.4365 | 58.4 | 66.59 | 8 | 8.3728 | 83.66 | 77.85 | 76.11 | 97.8 | 95.38 | 93.95
95 | 2 | 46 | 68010.5909 | 13510.0165 | 4717.9138 | 5337.2859 | 4468.9685 | 1851.404 | 2284.4936 | 1267.2324 | 56.68 | 63.63 | 9 | 6.3515 | 72.46 | 74.4 | 69.88 | 96.33 | 96.49 | 91.43
96 | 2 | 47 | 68738.5272 | 15156.8797 | 4779.032 | 5349.8165 | 4462.9572 | 2061.1267 | 2207.5645 | 1493.532 | 104.68 | 148.35 | 46 | 52.5258 | 233.73 | 224.28 | 191.35 | 112.89 | 109.87 | 97.74
97 | 2 | 48 | 68057.0432 | 13915.8888 | 4761.1941 | 5187.535 | 4456.7917 | 1873.0211 | 2050.3249 | 1327.3842 | 64.57 | 76.81 | 17 | 13.8474 | 98.89 | 104.37 | 87.64 | 103.33 | 105.14 | 93.34
98 | 2 | 49 | 67668.1722 | 14425.6716 | 4761.8183 | 5289.5062 | 4466.6555 | 1726.1076 | 2214.6138 | 1442.1359 | 79.61 | 104.33 | 29 | 29.4746 | 132.99 | 148.42 | 130.52 | 83.95 | 103.53 | 96.05
99 | 3 | 1 | 67528.2249 | 12244.2045 | 4736.3872 | 5216.3293 | 4400.4159 | 1827.5951 | 1953.8224 | 1347.6591 | 51.13 | 54.43 | 2 | 1.5545 | 59.88 | 57.62 | 58.55 | 100.03 | 95.39 | 93.81
100 | 3 | 2 | 66717.989 | 13295.22 | 4639.7799 | 5083.8159 | 4257.7234 | 1886.9063 | 1829.8578 | 1267.2324 | 52.54 | 57.34 | 3 | 4.1044 | 69.32 | 66.8 | 64.36 | 99.83 | 98.68 | 94.76
101 | 3 | 3 | 67333.9971 | 13745.9316 | 4707.8239 | 5188.9979 | 4328.6866 | 1851.404 | 1799.0012 | 1347.6591 | 57.91 | 65.45 | 9 | 8.4637 | 79.76 | 79.18 | 74.64 | 95.61 | 96.97 | 93.19
102 | 3 | 4 | 67504.3831 | 13295.22 | 4701.476 | 5163.177 | 4362.5043 | 1851.404 | 1765.1819 | 1273.526 | 55.41 | 61.79 | 6 | 5.7804 | 72.91 | 67.96 | 68.48 | 98.1 | 93.52 | 93.04
103 | 3 | 5 | 66840.696 | 13295.22 | 4655.8741 | 5115.027 | 4284.7175 | 1851.404 | 1946.9733 | 1347.6591 | 51.38 | 55.02 | 2 | 2.8897 | 63.69 | 61.2 | 60.93 | 98.72 | 96.78 | 94.44
104 | 3 | 6 | 67156.1929 | 13061.2265 | 4667.0245 | 5113.0127 | 4370.9292 | 1845.7122 | 2284.4936 | 1267.2324 | 52.91 | 57.72 | 3 | 4.0042 | 66.72 | 61.6 | 64.52 | 98.55 | 93.29 | 94
105 | 3 | 7 | 67955.444 | 13295.22 | 4830.6694 | 5306.7627 | 4428.4055 | 1851.404 | 1935.1518 | 1383.3882 | 58.12 | 65.2 | 7 | 7.9783 | 80.69 | 75.01 | 72.69 | 96.13 | 92.94 | 91.29
106 | 3 | 8 | 67545.8662 | 13794.1603 | 4726.2509 | 5263.4684 | 4365.0094 | 1851.404 | 1935.1518 | 1266.6392 | 49.33 | 51.71 | 0 | 0 | 56.93 | 56.07 | 55.46 | 101.45 | 98.32 | 94.73
107 | 3 | 9 | 67642.5508 | 14301.8753 | 4786.6411 | 5198.3324 | 4412.9181 | 2082.9111 | 2284.4936 | 1550.558 | 60.17 | 71.04 | 12 | 10.7669 | 91.59 | 92.98 | 84.27 | 102.13 | 103.41 | 96.05
108 | 3 | 10 | 67150.0899 | 14425.6716 | 4669.3011 | 5190.1319 | 4282.8239 | 1777.0131 | 2284.4936 | 1347.6591 | 58.05 | 66.39 | 7 | 9.1092 | 79.74 | 70.28 | 74.42 | 101.25 | 86.54 | 94.36
109 | 3 | 11 | 67601.8412 | 14425.6716 | 4688.2567 | 5189.6486 | 4355.9956 | 1851.404 | 1953.8224 | 1347.6591 | 55.1 | 61.17 | 5 | 5.3605 | 71.81 | 69.01 | 67.59 | 98.88 | 95.99 | 94.05
110 | 3 | 12 | 67399.0369 | 14425.6716 | 4702.4878 | 5202.6206 | 4371.8457 | 1826.8302 | 2284.4936 | 1412.2212 | 54.49 | 60.61 | 6 | 4.8495 | 70.03 | 69.43 | 68.35 | 99.26 | 97.19 | 94.89
111 | 3 | 13 | 67163.7164 | 12780.4945 | 4648.2435 | 5193.2889 | 4307.5775 | 1830.5829 | 2052.8623 | 1280.6658 | 53.84 | 59.03 | 4 | 4.939 | 70.78 | 68.75 | 65.75 | 97.73 | 97.31 | 93.37
112 | 3 | 14 | 66932.2878 | 13374.8861 | 4644.6571 | 5154.8146 | 4331.9013 | 1845.7122 | 1829.8578 | 1267.2324 | 55.53 | 62.64 | 6 | 6.6613 | 74.11 | 74.57 | 68.37 | 102.16 | 98.25 | 93.55
113 | 3 | 15 | 67143.9076 | 13295.22 | 4663.5889 | 5147.7121 | 4356.7074 | 1851.404 | 1742.6487 | 1267.2324 | 56.39 | 63.11 | 7 | 7.5087 | 78.46 | 73.95 | 73.29 | 96.58 | 95.02 | 94.18
114 | 3 | 16 | 67287.8477 | 13295.22 | 4676.5265 | 5181.0122 | 4354.645 | 1851.404 | 1783.3673 | 1347.6591 | 48.96 | 51.22 | 0 | 0 | 56.04 | 55.37 | 54.61 | 101.41 | 98.71 | 94.4
115 | 3 | 17 | 66954.9573 | 14605.5431 | 4647.072 | 5115.6243 | 4315.9134 | 1875.6351 | 1813.6241 | 1285.4259 | 59.83 | 71.52 | 7 | 11.3278 | 89.98 | 86.56 | 80.19 | 99.93 | 95.63 | 91.26
116 | 3 | 18 | 67064.2207 | 14345.4089 | 4625.3766 | 5095.3625 | 4308.398 | 1827.5951 | 1829.8578 | 1412.2212 | 57.54 | 66.21 | 7 | 8.8863 | 80.68 | 80.27 | 77.25 | 96.33 | 97.06 | 94.62
117 | 3 | 19 | 66976.0049 | 13295.22 | 4638.4344 | 5073.6724 | 4294.0704 | 1851.404 | 2052.8623 | 1267.2324 | 51.24 | 55.27 | 2 | 2.713 | 64.49 | 60.68 | 60.57 | 100.4 | 97.41 | 94.69
118 | 3 | 20 | 67309.244 | 13295.22 | 4676.7801 | 5172.9345 | 4341.2734 | 1886.9063 | 1935.1518 | 1267.2324 | 56.47 | 62.67 | 5 | 7.2626 | 72.59 | 71.76 | 69.65 | 97.17 | 93.23 | 92.71
119 | 3 | 21 | 67639.7282 | 14425.6716 | 4744.069 | 5302.2829 | 4392.7271 | 1886.9063 | 1953.8224 | 1267.2324 | 59.51 | 68.19 | 12 | 9.5505 | 83.07 | 79.32 | 78.3 | 97.76 | 92.64 | 93.48
120 | 3 | 22 | 66891.0172 | 13295.22 | 4639.7765 | 5132.739 | 4290.3581 | 1851.404 | 1829.8578 | 1347.6591 | 56.47 | 63.74 | 10 | 7.5079 | 76.9 | 74.58 | 72.58 | 96.53 | 95.16 | 93.42
121 | 3 | 23 | 67287.2824 | 15156.8797 | 4712.5424 | 5172.8495 | 4358.119 | 2007.7762 | 2164.0218 | 1443.1058 | 149.46 | 239.4 | 23 | 99.9711 | 395.06 | 389.02 | 326.01 | 124.11 | 125.36 | 108.24
122 | 3 | 24 | 66956.5395 | 13915.8888 | 4649.1172 | 5082.1257 | 4324.0585 | 1851.404 | 1953.8224 | 1273.526 | 61.16 | 72.67 | 9 | 12.4967 | 88.83 | 75.62 | 83.22 | 100.09 | 81.88 | 94.67
123 | 3 | 25 | 67227.1088 | 13631.9612 | 4700.8461 | 5171.9664 | 4380.1486 | 1826.8302 | 1935.1518 | 1305.434 | 52.63 | 57.09 | 3 | 3.3091 | 66.86 | 65.63 | 63.77 | 99.25 | 98.69 | 94.57
124 | 3 | 26 | 66363.1966 | 12669.1636 | 4570.135 | 5037.9995 | 4234.8854 | 1886.9063 | 1821.1449 | 1267.2324 | 47.66 | 49.72 | 0 | 0 | 54.43 | 53.65 | 53.23 | 101.99 | 99.28 | 95.31
125 | 3 | 27 | 66905.5672 | 13794.1603 | 4643.5783 | 5109.454 | 4330.8087 | 1845.7122 | 2284.4936 | 1280.6658 | 53.13 | 58.8 | 5 | 4.3767 | 70.32 | 71.18 | 65.64 | 101.76 | 101.84 | 94.59
126 | 3 | 28 | 68380.9681 | 14345.4089 | 4876.8187 | 5355.3637 | 4507.6743 | 2061.1267 | 1829.8578 | 1438.613 | 62.97 | 73.98 | 11 | 11.9473 | 90.82 | 82.53 | 86.69 | 93.75 | 87.77 | 93.74
127 | 3 | 29 | 67503.3698 | 14605.5431 | 4669.2261 | 5130.1099 | 4344.4784 | 1830.5829 | 1953.8224 | 1285.4259 | 51.37 | 54.68 | 2 | 1.8262 | 61.92 | 60.8 | 59.96 | 99.95 | 98.56 | 94.61
128 | 3 | 30 | 67242.6222 | 13374.8861 | 4647.6119 | 5154.0103 | 4340.8638 | 1857.5967 | 2284.4936 | 1267.2324 | 67.84 | 81.7 | 14 | 18.5669 | 103.2 | 102.57 | 91.87 | 97.4 | 90.32 | 89.56
129 | 3 | 31 | 68035.8413 | 14345.4089 | 4730.4184 | 5207.9011 | 4447.1566 | 1777.0131 | 1951.4576 | 1412.2212 | 62.95 | 74.85 | 12 | 12.594 | 90.28 | 81.61 | 88.74 | 94.85 | 85.37 | 94.93
130 | 3 | 32 | 67058.1928 | 13588.0073 | 4641.9891 | 5150.4391 | 4272.6899 | 1845.4444 | 1939.6802 | 1266.6392 | 57.32 | 65.18 | 10 | 8.6886 | 82.91 | 80.2 | 74.52 | 98.58 | 97.71 | 92.83
131 | 3 | 33 | 67172.5198 | 13132.9242 | 4618.9993 | 5150.6137 | 4296.1932 | 1777.0131 | 1771.8496 | 1347.6591 | 52.36 | 56.8 | 3 | 3.3224 | 66.73 | 65.14 | 63.98 | 99.98 | 98.74 | 95.69
132 | 3 | 34 | 67482.1351 | 14605.5431 | 4706.2514 | 5228.4719 | 4414.0717 | 2082.9111 | 2074.3771 | 1550.558 | 75.77 | 98.05 | 27 | 25.851 | 142.15 | 116.64 | 123.14 | 103.37 | 81.74 | 96.89
133 | 3 | 35 | 67169.641 | 14605.5431 | 4639.2277 | 5153.4316 | 4331.6687 | 1875.6351 | 1874.8609 | 1369.4365 | 50.81 | 54.46 | 4 | 2.1013 | 61.12 | 60.27 | 59.14 | 100.95 | 97.79 | 94.3
134 | 3 | 36 | 67960.4364 | 13374.8861 | 4751.742 | 5269.0242 | 4402.802 | 1789.5749 | 1765.1819 | 1288.4145 | 57.47 | 64.95 | 5 | 7.5964 | 76.96 | 77.05 | 71.06 | 100.03 | 96.85 | 92.76
135 | 3 | 37 | 67264.3886 | 14060.5421 | 4637.0153 | 5063.6738 | 4328.1459 | 1845.4444 | 1763.6238 | 1329.7744 | 63.22 | 74.96 | 12 | 14.1274 | 94.51 | 80.94 | 88.93 | 93.38 | 81.34 | 92.96
136 | 3 | 38 | 66969.811 | 12669.1636 | 4597.8811 | 5114.4998 | 4299.9436 | 1875.6351 | 1829.8578 | 1280.6658 | 55.65 | 61.35 | 8 | 6.7486 | 68.87 | 69.2 | 67.57 | 97.06 | 92.93 | 92.84
137 | 3 | 39 | 67558.2361 | 14345.4089 | 4706.0921 | 5179.9405 | 4349.1574 | 1830.5829 | 1765.1819 | 1412.2212 | 60.26 | 71.08 | 11 | 10.6843 | 84.83 | 78.63 | 82.84 | 97.33 | 88.92 | 95.56
138 | 3 | 40 | 67507.6833 | 13510.0165 | 4643.225 | 5230.8935 | 4409.7617 | 1886.9063 | 2284.4936 | 1280.6658 | 55.02 | 61.09 | 9 | 5.296 | 70.39 | 66.71 | 67.95 | 97.96 | 93.31 | 93.37
139 | 3 | 41 | 68141.7835 | 15156.8797 | 4826.8658 | 5274.4943 | 4428.8015 | 2061.1267 | 2284.4936 | 1443.1058 | 220.59 | 369.76 | 34 | 169.3321 | 619.22 | 609.65 | 507.37 | 142.88 | 141.11 | 117.33
140 | 3 | 42 | 67216.697 | 13213.1063 | 4663.8515 | 5045.644 | 4310.0517 | 1886.9063 | 1794.1881 | 1369.4365 | 50.53 | 53.66 | 1 | 1.4436 | 61.29 | 59.41 | 58.31 | 101.22 | 99.39 | 94.74
141 | 3 | 43 | 67755.4542 | 14060.5421 | 4744.0051 | 5160.6717 | 4405.0058 | 1851.404 | 1946.9733 | 1369.4365 | 60.75 | 70.19 | 10 | 10.4309 | 87.05 | 84.41 | 79.09 | 99.83 | 95.7 | 93.35
142 | 3 | 44 | 66836.4986 | 14345.4089 | 4546.3853 | 5081.5825 | 4284.3091 | 1826.8302 | 2284.4936 | 1412.2212 | 50.28 | 54.04 | 6 | 2.1696 | 60.21 | 60.28 | 59.35 | 100.75 | 98.8 | 95.13
143 | 3 | 45 | 67841.7136 | 14425.6716 | 4719.8904 | 5242.3059 | 4375.4296 | 1886.9063 | 1946.9733 | 1369.4365 | 59.43 | 68.13 | 12 | 9.1633 | 81.91 | 75.01 | 77.88 | 95.87 | 89.41 | 93.22
144 | 3 | 46 | 68010.5909 | 13510.0165 | 4717.9138 | 5337.2859 | 4468.9685 | 1851.404 | 2284.4936 | 1267.2324 | 65.54 | 77.95 | 16 | 14.9175 | 96.48 | 102.02 | 92.05 | 91.15 | 98.52 | 91.86
145 | 3 | 47 | 68738.5272 | 15156.8797 | 4779.032 | 5349.8165 | 4462.9572 | 2061.1267 | 2207.5645 | 1493.532 | 113.3 | 163.18 | 49 | 61.1112 | 250.73 | 243.48 | 204.41 | 108.68 | 104.64 | 92.28
146 | 3 | 48 | 68057.0432 | 13915.8888 | 4761.1941 | 5187.535 | 4456.7917 | 1873.0211 | 2050.3249 | 1327.3842 | 69.38 | 84.79 | 18 | 18.5023 | 112.18 | 117.21 | 98.86 | 102.4 | 104.32 | 94.17
147 | 3 | 49 | 67668.1722 | 14425.6716 | 4761.8183 | 5289.5062 | 4466.6555 | 1726.1076 | 2214.6138 | 1442.1359 | 65.21 | 78.69 | 27 | 14.4433 | 94.23 | 101.09 | 95.32 | 91.62 | 99.83 | 96.9
148 | 4 | 1 | 67528.2249 | 12244.2045 | 4736.3872 | 5216.3293 | 4400.4159 | 1827.5951 | 1953.8224 | 1347.6591 | 61.16 | 69.45 | 13 | 11.0918 | 80.11 | 73.62 | 78.67 | 91.88 | 82.5 | 91.16
149 | 4 | 2 | 66717.989 | 13295.22 | 4639.7799 | 5083.8159 | 4257.7234 | 1886.9063 | 1829.8578 | 1267.2324 | 48.98 | 51.56 | 1 | 0.48489 | 57.54 | 56.6 | 55.67 | 101.78 | 99.51 | 95.42
150 | 4 | 3 | 67333.9971 | 13745.9316 | 4707.8239 | 5188.9979 | 4328.6866 | 1851.404 | 1799.0012 | 1347.6591 | 50.99 | 54.54 | 3 | 1.7282 | 61.07 | 59.78 | 58.53 | 100.88 | 97.84 | 94.39
151 | 4 | 4 | 67504.3831 | 13295.22 | 4701.476 | 5163.177 | 4362.5043 | 1851.404 | 1765.1819 | 1273.526 | 54.89 | 60.46 | 8 | 5.1499 | 72.3 | 67.74 | 68.27 | 98.47 | 95.32 | 94.58
152 | 4 | 5 | 66840.696 | 13295.22 | 4655.8741 | 5115.027 | 4284.7175 | 1851.404 | 1946.9733 | 1347.6591 | 49.9 | 52.98 | 1 | 1.3519 | 60.12 | 57.61 | 57.4 | 100.95 | 97.89 | 94.88
153 | 4 | 6 | 67156.1929 | 13061.2265 | 4667.0245 | 5113.0127 | 4370.9292 | 1845.7122 | 2284.4936 | 1267.2324 | 50.07 | 52.87 | 1 | 0.80428 | 58.3 | 58.79 | 56.73 | 100.99 | 100.04 | 94.07
154 | 4 | 7 | 67955.444 | 13295.22 | 4830.6694 | 5306.7627 | 4428.4055 | 1851.404 | 1935.1518 | 1383.3882 | 60.82 | 69.41 | 12 | 10.6068 | 83.7 | 78.61 | 75.4 | 93.9 | 88.76 | 88.37
155 | 4 | 8 | 67545.8662 | 13794.1603 | 4726.2509 | 5263.4684 | 4365.0094 | 1851.404 | 1935.1518 | 1266.6392 | 73.38 | 93.9 | 7 | 23.8527 | 131.52 | 120.53 | 114.14 | 101.13 | 90.68 | 91.96
156 | 4 | 9 | 67642.5508 | 14301.8753 | 4786.6411 | 5198.3324 | 4412.9181 | 2082.9111 | 2284.4936 | 1550.558 | 58.9 | 68.35 | 8 | 9.313 | 89.69 | 85.14 | 81.2 | 103.71 | 99.98 | 96.6
157 | 4 | 10 | 67150.0899 | 14425.6716 | 4669.3011 | 5190.1319 | 4282.8239 | 1777.0131 | 2284.4936 | 1347.6591 | 61.2 | 71.65 | 11 | 12.0066 | 88.16 | 80.61 | 83.33 | 99.31 | 87.65 | 94.81
158 | 4 | 11 | 67601.8412 | 14425.6716 | 4688.2567 | 5189.6486 | 4355.9956 | 1851.404 | 1953.8224 | 1347.6591 | 62.63 | 71.93 | 14 | 12.4901 | 82.89 | 87.92 | 79.34 | 92.72 | 93.06 | 89.69
159 | 4 | 12 | 67399.0369 | 14425.6716 | 4702.4878 | 5202.6206 | 4371.8457 | 1826.8302 | 2284.4936 | 1412.2212 | 56.84 | 64.69 | 7 | 7.3125 | 75.01 | 73.84 | 74.07 | 97.53 | 94.37 | 95.03
160 | 4 | 13 | 67163.7164 | 12780.4945 | 4648.2435 | 5193.2889 | 4307.5775 | 1830.5829 | 2052.8623 | 1280.6658 | 55.45 | 61.38 | 5 | 6.183 | 75.05 | 73.3 | 68.83 | 96.97 | 97.7 | 92.81
161 | 4 | 14 | 66932.2878 | 13374.8861 | 4644.6571 | 5154.8146 | 4331.9013 | 1845.7122 | 1829.8578 | 1267.2324 | 55.22 | 61.71 | 6 | 6.2326 | 72.41 | 67.85 | 69.36 | 99.36 | 92.42 | 93.99
162 | 4 | 15 | 67143.9076 | 13295.22 | 4663.5889 | 5147.7121 | 4356.7074 | 1851.404 | 1742.6487 | 1267.2324 | 51.75 | 55.87 | 4 | 2.6626 | 64.26 | 62.33 | 61.08 | 100.64 | 97.73 | 93.98
163 | 4 | 16 | 67287.8477 | 13295.22 | 4676.5265 | 5181.0122 | 4354.645 | 1851.404 | 1783.3673 | 1347.6591 | 51.37 | 55.19 | 3 | 2.3996 | 63.69 | 61.36 | 60.53 | 100.03 | 97.63 | 94.32
164 | 4 | 17 | 66954.9573 | 14605.5431 | 4647.072 | 5115.6243 | 4315.9134 | 1875.6351 | 1813.6241 | 1285.4259 | 63.56 | 77.85 | 10 | 14.8377 | 97.76 | 94.1 | 85.34 | 96.35 | 92.12 | 87.12
165 | 4 | 18 | 67064.2207 | 14345.4089 | 4625.3766 | 5095.3625 | 4308.398 | 1827.5951 | 1829.8578 | 1412.2212 | 54.95 | 61.9 | 5 | 6.0822 | 72.87 | 73.08 | 71.39 | 98.44 | 98.37 | 95.85
166 | 4 | 19 | 66976.0049 | 13295.22 | 4638.4344 | 5073.6724 | 4294.0704 | 1851.404 | 2052.8623 | 1267.2324 | 57.63 | 64.69 | 7 | 8.4992 | 75.89 | 69.08 | 73.75 | 92.64 | 86.88 | 91.93
167 | 4 | 20 | 67309.244 | 13295.22 | 4676.7801 | 5172.9345 | 4341.2734 | 1886.9063 | 1935.1518 | 1267.2324 | 56.19 | 62.53 | 9 | 6.9925 | 73.66 | 71.08 | 71.09 | 97.03 | 93.02 | 93.52
168 | 4 | 21 | 67639.7282 | 14425.6716 | 4744.069 | 5302.2829 | 4392.7271 | 1886.9063 | 1953.8224 | 1267.2324 | 67.75 | 82.6 | 18 | 17.5233 | 105.46 | 99.95 | 96.54 | 94.57 | 89.09 | 90.83
169 | 4 | 22 | 66891.0172 | 13295.22 | 4639.7765 | 5132.739 | 4290.3581 | 1851.404 | 1829.8578 | 1347.6591 | 49.92 | 52.92 | 5 | 1.0709 | 59.71 | 57.89 | 57.48 | 101.63 | 98.44 | 95.28
170 | 4 | 23 | 67287.2824 | 15156.8797 | 4712.5424 | 5172.8495 | 4358.119 | 2007.7762 | 2164.0218 | 1443.1058 | 70.39 | 89.28 | 19 | 20.7189 | 118.56 | 118.45 | 109.15 | 97.28 | 97.61 | 94.92
171 | 4 | 24 | 66956.5395 | 13915.8888 | 4649.1172 | 5082.1257 | 4324.0585 | 1851.404 | 1953.8224 | 1273.526 | 54.88 | 61.95 | 4 | 6.1771 | 72.9 | 63.84 | 69.05 | 102.45 | 89.57 | 95.65
172 | 4 | 25 | 67227.1088 | 13631.9612 | 4700.8461 | 5171.9664 | 4380.1486 | 1826.8302 | 1935.1518 | 1305.434 | 54.53 | 60.6 | 6 | 5.293 | 71.13 | 66.58 | 67.93 | 98.05 | 93.75 | 93.84
173 | 4 | 26 | 66363.1966 | 12669.1636 | 4570.135 | 5037.9995 | 4234.8854 | 1886.9063 | 1821.1449 | 1267.2324 | 47.83 | 49.83 | 0 | 0 | 54.37 | 53.65 | 53.24 | 101.8 | 99.16 | 95.16
174 | 4 | 27 | 66905.5672 | 13794.1603 | 4643.5783 | 5109.454 | 4330.8087 | 1845.7122 | 2284.4936 | 1280.6658 | 52.83 | 58.08 | 7 | 3.9732 | 68.52 | 69.37 | 64.39 | 101.46 | 101.18 | 94.29
175 | 4 | 28 | 68380.9681 | 14345.4089 | 4876.8187 | 5355.3637 | 4507.6743 | 2061.1267 | 1829.8578 | 1438.613 | 68.34 | 82.88 | 13 | 17.3166 | 109.88 | 94.82 | 100.97 | 97.51 | 84.66 | 95.06
176 | 4 | 29 | 67503.3698 | 14605.5431 | 4669.2261 | 5130.1099 | 4344.4784 | 1830.5829 | 1953.8224 | 1285.4259 | 56.57 | 63.76 | 10 | 6.5509 | 75.53 | 72.29 | 72 | 99.87 | 95.06 | 94.41
177 | 4 | 30 | 67242.6222 | 13374.8861 | 4647.6119 | 5154.0103 | 4340.8638 | 1857.5967 | 2284.4936 | 1267.2324 | 72.67 | 89.67 | 21 | 23.0757 | 118.35 | 115.08 | 100.97 | 98.75 | 88.82 | 86.83
178 | 4 | 31 | 68035.8413 | 14345.4089 | 4730.4184 | 5207.9011 | 4447.1566 | 1777.0131 | 1951.4576 | 1412.2212 | 64.54 | 77.17 | 13 | 13.9448 | 94.23 | 87.27 | 90.82 | 96.73 | 87.13 | 94.96
179 | 4 | 32 | 67058.1928 | 13588.0073 | 4641.9891 | 5150.4391 | 4272.6899 | 1845.4444 | 1939.6802 | 1266.6392 | 54.83 | 60.25 | 7 | 6.1121 | 72.36 | 71.08 | 68.91 | 95.65 | 96.37 | 93.8
180 | 4 | 33 | 67172.5198 | 13132.9242 | 4618.9993 | 5150.6137 | 4296.1932 | 1777.0131 | 1771.8496 | 1347.6591 | 53.24 | 58.13 | 6 | 4.1796 | 67.38 | 64.01 | 65.27 | 98.87 | 94.92 | 94.73
181 | 4 | 34 | 67482.1351 | 14605.5431 | 4706.2514 | 5228.4719 | 4414.0717 | 2082.9111 | 2074.3771 | 1550.558 | 79.92 | 105.28 | 27 | 29.8716 | 159.15 | 134.08 | 135.51 | 108.14 | 87.38 | 99.32
182 | 4 | 35 | 67169.641 | 14605.5431 | 4639.2277 | 5153.4316 | 4331.6687 | 1875.6351 | 1874.8609 | 1369.4365 | 57.89 | 66.91 | 9 | 8.935 | 83.03 | 79.51 | 75.42 | 98.64 | 95.84 | 92.41
183 | 4 | 36 | 67960.4364 | 13374.8861 | 4751.742 | 5269.0242 | 4402.802 | 1789.5749 | 1765.1819 | 1288.4145 | 54.97 | 60.31 | 6 | 5.0471 | 69.42 | 69.02 | 65.9 | 97.83 | 96.03 | 92.38
184 | 4 | 37 | 67264.3886 | 14060.5421 | 4637.0153 | 5063.6738 | 4328.1459 | 1845.4444 | 1763.6238 | 1329.7744 | 55.82 | 61.8 | 7 | 6.5766 | 72.38 | 69.12 | 69.15 | 98.9 | 93.33 | 93.84
185 | 4 | 38 | 66969.811 | 12669.1636 | 4597.8811 | 5114.4998 | 4299.9436 | 1875.6351 | 1829.8578 | 1280.6658 | 48.88 | 50.93 | 0 | 0 | 55.22 | 54.76 | 54.38 | 101.55 | 98.96 | 94.9
186 | 4 | 39 | 67558.2361 | 14345.4089 | 4706.0921 | 5179.9405 | 4349.1574 | 1830.5829 | 1765.1819 | 1412.2212 | 63.23 | 74.83 | 12 | 13.4207 | 94.05 | 83.15 | 88.51 | 97.65 | 85.47 | 95.68
187 | 4 | 40 | 67507.6833 | 13510.0165 | 4643.225 | 5230.8935 | 4409.7617 | 1886.9063 | 2284.4936 | 1280.6658 | 57.59 | 64.58 | 11 | 7.7093 | 74.31 | 77.28 | 72.83 | 96.35 | 96.55 | 92.95
188 | 4 | 41 | 68141.7835 | 15156.8797 | 4826.8658 | 5274.4943 | 4428.8015 | 2061.1267 | 2284.4936 | 1443.1058 | 122.98 | 186.49 | 38 | 71.5164 | 294.13 | 292.76 | 246.82 | 117.42 | 118.52 | 104.01
189 | 4 | 42 | 67216.697 | 13213.1063 | 4663.8515 | 5045.644 | 4310.0517 | 1886.9063 | 1794.1881 | 1369.4365 | 53.7 | 58.74 | 3 | 4.6324 | 68.85 | 67.83 | 65.55 | 97.78 | 97.94 | 93.77
190 | 4 | 43 | 67755.4542 | 14060.5421 | 4744.0051 | 5160.6717 | 4405.0058 | 1851.404 | 1946.9733 | 1369.4365 | 72.27 | 88.34 | 19 | 21.5228 | 114.39 | 104.76 | 104.64 | 93.8 | 81.79 | 91.7
191 | 4 | 44 | 66836.4986 | 14345.4089 | 4546.3853 | 5081.5825 | 4284.3091 | 1826.8302 | 2284.4936 | 1412.2212 | 52.21 | 56.21 | 6 | 3.8592 | 65.43 | 63.21 | 62.3 | 98.12 | 96.67 | 93.72
192 | 4 | 45 | 67841.7136 | 14425.6716 | 4719.8904 | 5242.3059 | 4375.4296 | 1886.9063 | 1946.9733 | 1369.4365 | 61.82 | 71.98 | 12 | 11.2005 | 86.78 | 84.33 | 82.17 | 94.45 | 91.97 | 91.56
193 | 4 | 46 | 68010.5909 | 13510.0165 | 4717.9138 | 5337.2859 | 4468.9685 | 1851.404 | 2284.4936 | 1267.2324 | 53.9 | 58.58 | 8 | 3.294 | 65.8 | 67.7 | 63.8 | 98.47 | 98.77 | 92.8
194 | 4 | 47 | 68738.5272 | 15156.8797 | 4779.032 | 5349.8165 | 4462.9572 | 2061.1267 | 2207.5645 | 1493.532 | 131.1 | 195.63 | 42 | 78.6966 | 333.31 | 314.97 | 266.75 | 134.59 | 122.35 | 108.26
195 | 4 | 48 | 68057.0432 | 13915.8888 | 4761.1941 | 5187.535 | 4456.7917 | 1873.0211 | 2050.3249 | 1327.3842 | 79.8 | 101.48 | 25 | 28.4816 | 140.29 | 149.47 | 119.42 | 101.4 | 105.95 | 90.13
196 | 4 | 49 | 67668.1722 | 14425.6716 | 4761.8183 | 5289.5062 | 4466.6555 | 1726.1076 | 2214.6138 | 1442.1359 | 69.51 | 85.71 | 23 | 19.0509 | 103.51 | 113.41 | 104.64 | 87.76 | 99 | 95.26
197 | 5 | 1 | 67528.2249 | 12244.2045 | 4736.3872 | 5216.3293 | 4400.4159 | 1827.5951 | 1953.8224 | 1347.6591 | 54.44 | 59.52 | 4 | 4.5673 | 72.23 | 67.31 | 66.22 | 99.17 | 96.18 | 93.47
198 | 5 | 2 | 66717.989 | 13295.22 | 4639.7799 | 5083.8159 | 4257.7234 | 1886.9063 | 1829.8578 | 1267.2324 | 56.57 | 63.59 | 9 | 7.8194 | 80.29 | 74.1 | 73.11 | 96.43 | 94.86 | 94.01
199 | 5 | 3 | 67333.9971 | 13745.9316 | 4707.8239 | 5188.9979 | 4328.6866 | 1851.404 | 1799.0012 | 1347.6591 | 55.43 | 61.25 | 5 | 5.949 | 71.58 | 72.05 | 69.42 | 98.82 | 97.16 | 94.93
200 | 5 | 4 | 67504.3831 | 13295.22 | 4701.476 | 5163.177 | 4362.5043 | 1851.404 | 1765.1819 | 1273.526 | 59.91 | 68.4 | 13 | 9.9104 | 88.74 | 80.17 | 79.05 | 97.85 | 93.65 | 93.85
201 | 5 | 5 | 66840.696 | 13295.22 | 4655.8741 | 5115.027 | 4284.7175 | 1851.404 | 1946.9733 | 1347.6591 | 51.3 | 54.82 | 3 | 2.5028 | 63.64 | 61.58 | 60.77 | 99.85 | 98.03 | 94.99
202 | 5 | 6 | 67156.1929 | 13061.2265 | 4667.0245 | 5113.0127 | 4370.9292 | 1845.7122 | 2284.4936 | 1267.2324 | 50.7 | 53.78 | 3 | 1.4854 | 60.55 | 59.97 | 58.5 | 100.28 | 99.17 | 94.15
203 | 5 | 7 | 67955.444 | 13295.22 | 4830.6694 | 5306.7627 | 4428.4055 | 1851.404 | 1935.1518 | 1383.3882 | 55.76 | 61.76 | 9 | 5.3651 | 76.12 | 71.63 | 69.61 | 99.3 | 97 | 94.06
204 | 5 | 8 | 67545.8662 | 13794.1603 | 4726.2509 | 5263.4684 | 4365.0094 | 1851.404 | 1935.1518 | 1266.6392 | 57.71 | 65.12 | 10 | 8.0013 | 81.57 | 75.37 | 74.75 | 97.41 | 94 | 93.73
205 | 5 | 9 | 67642.5508 | 14301.8753 | 4786.6411 | 5198.3324 | 4412.9181 | 2082.9111 | 2284.4936 | 1550.558 | 63.45 | 76.17 | 13 | 13.905 | 104.9 | 100.65 | 92.55 | 103.92 | 101.73 | 96.51
206 | 5 | 10 | 67150.0899 | 14425.6716 | 4669.3011 | 5190.1319 | 4282.8239 | 1777.0131 | 2284.4936 | 1347.6591 | 57.6 | 65.84 | 8 | 8.4449 | 79.41 | 69.31 | 74.98 | 102.01 | 87.31 | 96.08
207 | 5 | 11 | 67601.8412 | 14425.6716 | 4688.2567 | 5189.6486 | 4355.9956 | 1851.404 | 1953.8224 | 1347.6591 | 61.4 | 70.79 | 13 | 11.2456 | 85.97 | 77.48 | 81.23 | 93.95 | 85.71 | 91.64
208 | 5 | 12 | 67399.0369 | 14425.6716 | 4702.4878 | 5202.6206 | 4371.8457 | 1826.8302 | 2284.4936 | 1412.2212 | 60.64 | 71.49 | 11 | 10.8226 | 86.68 | 85.49 | 83.94 | 96.17 | 94.96 | 95.07
209 | 5 | 13 | 67163.7164 | 12780.4945 | 4648.2435 | 5193.2889 | 4307.5775 | 1830.5829 | 2052.8623 | 1280.6658 | 51.98 | 55.93 | 3 | 2.617 | 65.1 | 62.83 | 61.54 | 100.44 | 98 | 94.78
210 | 5 | 14 | 66932.2878 | 13374.8861 | 4644.6571 | 5154.8146 | 4331.9013 | 1845.7122 | 1829.8578 | 1267.2324 | 60.45 | 70.16 | 8 | 11.417 | 87.61 | 87.18 | 79.59 | 98.87 | 96.24 | 92.62
211 | 5 | 15 | 67143.9076 | 13295.22 | 4663.5889 | 5147.7121 | 4356.7074 | 1851.404 | 1742.6487 | 1267.2324 | 54.47 | 59.62 | 5 | 5.2189 | 72.32 | 67.11 | 66.69 | 97.8 | 95.02 | 93.26
212 | 5 | 16 | 67287.8477 | 13295.22 | 4676.5265 | 5181.0122 | 4354.645 | 1851.404 | 1783.3673 | 1347.6591 | 53.05 | 57.8 | 3 | 3.9434 | 68.31 | 64.53 | 64.06 | 98.71 | 96.26 | 94.02
213 | 5 | 17 | 66954.9573 | 14605.5431 | 4647.072 | 5115.6243 | 4315.9134 | 1875.6351 | 1813.6241 | 1285.4259 | 52.94 | 58.1 | 7 | 4.1051 | 68.32 | 66.54 | 63.89 | 99.43 | 97.86 | 93.5
214 | 5 | 18 | 67064.2207 | 14345.4089 | 4625.3766 | 5095.3625 | 4308.398 | 1827.5951 | 1829.8578 | 1412.2212 | 58.94 | 69 | 9 | 9.9309 | 82.66 | 76.95 | 80.75 | 96.45 | 90 | 95.03
215 | 5 | 19 | 66976.0049 | 13295.22 | 4638.4344 | 5073.6724 | 4294.0704 | 1851.404 | 2052.8623 | 1267.2324 | 49.55 | 52.17 | 1 | 0.6042 | 57.91 | 56.52 | 55.96 | 101.44 | 99.11 | 94.97
216 | 5 | 20 | 67309.244 | 13295.22 | 4676.7801 | 5172.9345 | 4341.2734 | 1886.9063 | 1935.1518 | 1267.2324 | 54.62 | 60.11 | 9 | 5.2216 | 70.5 | 67.6 | 67.49 | 98.97 | 94.62 | 93.9
217 | 5 | 21 | 67639.7282 | 14425.6716 | 4744.069 | 5302.2829 | 4392.7271 | 1886.9063 | 1953.8224 | 1267.2324 | 62.66 | 74.27 | 17 | 12.6551 | 95.2 | 92.4 | 85.17 | 99.53 | 96.21 | 91.82
218 | 5 | 22 | 66891.0172 | 13295.22 | 4639.7765 | 5132.739 | 4290.3581 | 1851.404 | 1829.8578 | 1347.6591 | 55.08 | 61.4 | 6 | 6.196 | 76.01 | 69.05 | 69.61 | 98.61 | 94.46 | 94.52
219 | 5 | 23 | 67287.2824 | 15156.8797 | 4712.5424 | 5172.8495 | 4358.119 | 2007.7762 | 2164.0218 | 1443.1058 | 80.05 | 105.98 | 23 | 30.1978 | 148.73 | 140.9 | 130.93 | 93.61 | 91.79 | 92.86
220 | 5 | 24 | 66956.5395 | 13915.8888 | 4649.1172 | 5082.1257 | 4324.0585 | 1851.404 | 1953.8224 | 1273.526 | 58.67 | 68.43 | 9 | 9.8227 | 83.39 | 69.69 | 77.46 | 102.02 | 84.2 | 95.49
221 | 5 | 25 | 67227.1088 | 13631.9612 | 4700.8461 | 5171.9664 | 4380.1486 | 1826.8302 | 1935.1518 | 1305.434 | 51.35 | 55.04 | 5 | 2.0348 | 63.18 | 60.97 | 60.25 | 100.38 | 98 | 94.43
222 | 5 | 26 | 66363.1966 | 12669.1636 | 4570.135 | 5037.9995 | 4234.8854 | 1886.9063 | 1821.1449 | 1267.2324 | 50.18 | 53.51 | 2 | 2.3763 | 61.63 | 59.92 | 59.12 | 99.9 | 98.16 | 94.93
223 | 5 | 27 | 66905.5672 | 13794.1603 | 4643.5783 | 5109.454 | 4330.8087 | 1845.7122 | 2284.4936 | 1280.6658 | 61.88 | 72.62 | 11 | 12.9549 | 94.11 | 94.28 | 85.15 | 95.81 | 98.53 | 92.03
224 | 5 | 28 | 68380.9681 | 14345.4089 | 4876.8187 | 5355.3637 | 4507.6743 | 2061.1267 | 1829.8578 | 1438.613 | 71.03 | 86.61 | 18 | 19.8005 | 114.48 | 103.3 | 104.74 | 92.8 | 85.57 | 92.66
225 | 5 | 29 | 67503.3698 | 14605.5431 | 4669.2261 | 5130.1099 | 4344.4784 | 1830.5829 | 1953.8224 | 1285.4259 | 53.41 | 58.02 | 5 | 3.6528 | 67.8 | 64.76 | 64.78 | 101.26 | 96.74 | 95.04
226 | 5 | 30 | 67242.6222 | 13374.8861 | 4647.6119 | 5154.0103 | 4340.8638 | 1857.5967 | 2284.4936 | 1267.2324 | 57.11 | 64.39 | 8 | 7.8757 | 79.29 | 76.59 | 72.96 | 100.63 | 96.26 | 94
227 | 5 | 31 | 68035.8413 | 14345.4089 | 4730.4184 | 5207.9011 | 4447.1566 | 1777.0131 | 1951.4576 | 1412.2212 | 71.8 | 88.73 | 20 | 21.17 | 110.49 | 104.59 | 108.24 | 90.16 | 82.41 | 94.09
228 | 5 | 32 | 67058.1928 | 13588.0073 | 4641.9891 | 5150.4391 | 4272.6899 | 1845.4444 | 1939.6802 | 1266.6392 | 54.34 | 59.66 | 5 | 5.651 | 73.4 | 68.2 | 67.34 | 97.89 | 95.23 | 93.76
229 | 5 | 33 | 67172.5198 | 13132.9242 | 4618.9993 | 5150.6137 | 4296.1932 | 1777.0131 | 1771.8496 | 1347.6591 | 55.71 | 61.74 | 7 | 6.4479 | 69.85 | 71.05 | 70.25 | 96.25 | 94.82 | 94.43
230 | 5 | 34 | 67482.1351 | 14605.5431 | 4706.2514 | 5228.4719 | 4414.0717 | 2082.9111 | 2074.3771 | 1550.558 | 73.83 | 95.42 | 23 | 23.6204 | 142.6 | 114.94 | 121.48 | 112.47 | 86.76 | 100.81
231 | 5 | 35 | 67169.641 | 14605.5431 | 4639.2277 | 5153.4316 | 4331.6687 | 1875.6351 | 1874.8609 | 1369.4365 | 53.64 | 58.97 | 4 | 4.7469 | 70.09 | 68.45 | 65.83 | 98.49 | 98.08 | 94.02
232 | 5 | 36 | 67960.4364 | 13374.8861 | 4751.742 | 5269.0242 | 4402.802 | 1789.5749 | 1765.1819 | 1288.4145 | 57.35 | 64.55 | 6 | 7.138 | 76.3 | 76.6 | 70.42 | 101.4 | 97.36 | 93.07
233 | 5 | 37 | 67264.3886 | 14060.5421 | 4637.0153 | 5063.6738 | 4328.1459 | 1845.4444 | 1763.6238 | 1329.7744 | 60.19 | 68.84 | 10 | 10.8061 | 86.59 | 81.03 | 80.17 | 95.66 | 91.96 | 93.05
234 | 5 | 38 | 66969.811 | 12669.1636 | 4597.8811 | 5114.4998 | 4299.9436 | 1875.6351 | 1829.8578 | 1280.6658 | 52.55 | 56.53 | 5 | 3.5929 | 65.05 | 63.9 | 62.83 | 99.99 | 97.08 | 94.7
235 | 5 | 39 | 67558.2361 | 14345.4089 | 4706.0921 | 5179.9405 | 4349.1574 | 1830.5829 | 1765.1819 | 1412.2212 | 57.85 | 65.52 | 9 | 8.0071 | 80.44 | 71.83 | 74.5 | 98.52 | 90.82 | 94.51
236 | 5 | 40 | 67507.6833 | 13510.0165 | 4643.225 | 5230.8935 | 4409.7617 | 1886.9063 | 2284.4936 | 1280.6658 | 58.3 | 66.48 | 11 | 8.2454 | 80.7 | 74.21 | 75.66 | 97.45 | 91.63 | 93.31
237 | 5 | 41 | 68141.7835 | 15156.8797 | 4826.8658 | 5274.4943 | 4428.8015 | 2061.1267 | 2284.4936 | 1443.1058 | 90.67 | 124.08 | 36 | 39.2708 | 181.19 | 176.66 | 153.32 | 103.83 | 100.35 | 93.99
238 | 5 | 42 | 67216.697 | 13213.1063 | 4663.8515 | 5045.644 | 4310.0517 | 1886.9063 | 1794.1881 | 1369.4365 | 55.24 | 61.05 | 6 | 5.8846 | 74.6 | 70.37 | 69.2 | 97.53 | 96.71 | 94.23
239 | 5 | 43 | 67755.4542 | 14060.5421 | 4744.0051 | 5160.6717 | 4405.0058 | 1851.404 | 1946.9733 | 1369.4365 | 58.83 | 67.03 | 10 | 8.0665 | 79.04 | 71.09 | 76.59 | 98.02 | 88.45 | 94.4
240 | 5 | 44 | 66836.4986 | 14345.4089 | 4546.3853 | 5081.5825 | 4284.3091 | 1826.8302 | 2284.4936 | 1412.2212 | 90.64 | 128.15 | 11 | 42.236 | 168.5 | 174.36 | 166.81 | 78.7 | 87.47 | 97.84
241 | 5 | 45 | 67841.7136 | 14425.6716 | 4719.8904 | 5242.3059 | 4375.4296 | 1886.9063 | 1946.9733 | 1369.4365 | 59.46 | 68.97 | 9 | 8.9642 | 83.75 | 71.71 | 76.18 | 98.36 | 86.32 | 91.52
242 | 5 | 46 | 68010.5909 | 13510.0165 | 4717.9138 | 5337.2859 | 4468.9685 | 1851.404 | 2284.4936 | 1267.2324 | 52.76 | 56.92 | 9 | 2.1704 | 64.8 | 64.92 | 62.06 | 100.91 | 99.39 | 93.99
243 | 5 | 47 | 68738.5272 | 15156.8797 | 4779.032 | 5349.8165 | 4462.9572 | 2061.1267 | 2207.5645 | 1493.532 | 159.53 | 249.03 | 48 | 107.0424 | 408.97 | 398.78 | 324.62 | 122.8 | 122.48 | 95.25
244 | 5 | 48 | 68057.0432 | 13915.8888 | 4761.1941 | 5187.535 | 4456.7917 | 1873.0211 | 2050.3249 | 1327.3842 | 73.44 | 90.94 | 20 | 22.4436 | 119.13 | 129.17 | 106.48 | 100.37 | 104.23 | 93.23
245 | 5 | 49 | 67668.1722 | 14425.6716 | 4761.8183 | 5289.5062 | 4466.6555 | 1726.1076 | 2214.6138 | 1442.1359 | 90.84 | 125.42 | 25 | 40.5907 | 159.74 | 190.81 | 164.48 | 77.46 | 111.57 | 101.17
246 | 6 | 1 | 67528.2249 | 12244.2045 | 4736.3872 | 5216.3293 | 4400.4159 | 1827.5951 | 1953.8224 | 1347.6591 | 52.16 | 56.09 | 2 | 2.4573 | 64.6 | 61.87 | 61.78 | 99.54 | 96.88 | 94.23
247 | 6 | 2 | 66717.989 | 13295.22 | 4639.7799 | 5083.8159 | 4257.7234 | 1886.9063 | 1829.8578 | 1267.2324 | 51.34 | 55.33 | 3 | 2.7887 | 64.25 | 63.21 | 61.22 | 99.67 | 99.08 | 95
248 | 6 | 3 | 67333.9971 | 13745.9316 | 4707.8239 | 5188.9979 | 4328.6866 | 1851.404 | 1799.0012 | 1347.6591 | 61.51 | 70.06 | 11 | 12.1687 | 85.95 | 85.94 | 77.62 | 92.01 | 93.05 | 88.5
249 | 6 | 4 | 67504.3831 | 13295.22 | 4701.476 | 5163.177 | 4362.5043 | 1851.404 | 1765.1819 | 1273.526 | 63.62 | 74.01 | 13 | 13.8363 | 94.88 | 86.86 | 88.05 | 92.93 | 88.54 | 93.85
250 | 6 | 5 | 66840.696 | 13295.22 | 4655.8741 | 5115.027 | 4284.7175 | 1851.404 | 1946.9733 | 1347.6591 | 53.5 | 58.47 | 4 | 5.1309 | 70.03 | 65.99 | 65.39 | 96.72 | 95.26 | 93.56
251 | 6 | 6 | 67156.1929 | 13061.2265 | 4667.0245 | 5113.0127 | 4370.9292 | 1845.7122 | 2284.4936 | 1267.2324 | 48.95 | 51.26 | 0 | 0 | 56.02 | 55.22 | 54.63 | 101.54 | 99.24 | 94.33
252 | 6 | 7 | 67955.444 | 13295.22 | 4830.6694 | 5306.7627 | 4428.4055 | 1851.404 | 1935.1518 | 1383.3882 | 59.72 | 68.04 | 8 | 9.6134 | 86.94 | 78.77 | 78.29 | 94.74 | 92.26 | 92.61
253 | 6 | 8 | 67545.8662 | 13794.1603 | 4726.2509 | 5263.4684 | 4365.0094 | 1851.404 | 1935.1518 | 1266.6392 | 55.31 | 61.43 | 8 | 5.7835 | 73.79 | 71.04 | 69.33 | 99.1 | 95.9 | 93.72
254 | 6 | 9 | 67642.5508 | 14301.8753 | 4786.6411 | 5198.3324 | 4412.9181 | 2082.9111 | 2284.4936 | 1550.558 | 60.98 | 71.02 | 10 | 11.548 | 93.29 | 84.81 | 83.46 | 98.6 | 93.11 | 93.42
255 | 6 | 10 | 67150.0899 | 14425.6716 | 4669.3011 | 5190.1319 | 4282.8239 | 1777.0131 | 2284.4936 | 1347.6591 | 51.52 | 56.16 | 3 | 2.5117 | 63.59 | 61.05 | 60.42 | 101.09 | 96.67 | 94.27
256 | 6 | 11 | 67601.8412 | 14425.6716 | 4688.2567 | 5189.6486 | 4355.9956 | 1851.404 | 1953.8224 | 1347.6591 | 55.02 | 60.74 | 6 | 5.3052 | 72.06 | 68.4 | 68.48 | 97.82 | 95.23 | 94.19
257 | 6 | 12 | 67399.0369 | 14425.6716 | 4702.4878 | 5202.6206 | 4371.8457 | 1826.8302 | 2284.4936 | 1412.2212 | 58.89 | 67.58 | 10 | 9.4449 | 81.94 | 78.45 | 78.05 | 94.14 | 93.07 | 93.49
258 | 6 | 13 | 67163.7164 | 12780.4945 | 4648.2435 | 5193.2889 | 4307.5775 | 1830.5829 | 2052.8623 | 1280.6658 | 53.15 | 57.85 | 5 | 4.1251 | 67.55 | 65.77 | 64.13 | 98.14 | 96.6 | 93.7
259 | 6 | 14 | 66932.2878 | 13374.8861 | 4644.6571 | 5154.8146 | 4331.9013 | 1845.7122 | 1829.8578 | 1267.2324 | 57.38 | 65.15 | 7 | 8.6003 | 80.45 | 78.15 | 73.51 | 98.86 | 96.22 | 93.35
260 | 6 | 15 | 67143.9076 | 13295.22 | 4663.5889 | 5147.7121 | 4356.7074 | 1851.404 | 1742.6487 | 1267.2324 | 54.68 | 60.36 | 4 | 5.8156 | 74.08 | 68.04 | 68.85 | 97.67 | 94.51 | 94.25
261 | 6 | 16 | 67287.8477 | 13295.22 | 4676.5265 | 5181.0122 | 4354.645 | 1851.404 | 1783.3673 | 1347.6591 | 51.22 | 54.6 | 5 | 2.1881 | 62.07 | 60.52 | 59.54 | 99.13 | 97.33 | 93.8
262 | 6 | 17 | 66954.9573 | 14605.5431 | 4647.072 | 5115.6243 | 4315.9134 | 1875.6351 | 1813.6241 | 1285.4259 | 52.03 | 57.27 | 5 | 3.685 | 67.56 | 64.93 | 63.32 | 101.31 | 98.05 | 94.55
263 | 6 | 18 | 67064.2207 | 14345.4089 | 4625.3766 | 5095.3625 | 4308.398 | 1827.5951 | 1829.8578 | 1412.2212 | 53.32 | 58.74 | 6 | 4.7487 | 69.07 | 68.23 | 66.72 | 98.29 | 97.98 | 94.94
264 | 6 | 19 | 66976.0049 | 13295.22 | 4638.4344 | 5073.6724 | 4294.0704 | 1851.404 | 2052.8623 | 1267.2324 | 50.35 | 53.73 | 1 | 1.6544 | 61.27 | 58.63 | 58.28 | 101.05 | 98.35 | 94.88
265 | 6 | 20 | 67309.244 | 13295.22 | 4676.7801 | 5172.9345 | 4341.2734 | 1886.9063 | 1935.1518 | 1267.2324 | 54.59 | 60.65 | 6 | 5.2235 | 73.48 | 70.93 | 68.36 | 100.4 | 98.24 | 94.79
266 | 6 | 21 | 67639.7282 | 14425.6716 | 4744.069 | 5302.2829 | 4392.7271 | 1886.9063 | 1953.8224 | 1267.2324 | 52.53 | 57.49 | 7 | 2.716 | 65.45 | 62.92 | 62.28 | 101.01 | 96.49 | 93.96
267 | 6 | 22 | 66891.0172 | 13295.22 | 4639.7765 | 5132.739 | 4290.3581 | 1851.404 | 1829.8578 | 1347.6591 | 51.36 | 55.07 | 5 | 2.5638 | 63.59 | 62.15 | 60.36 | 99.78 | 98.39 | 94.48
268 | 6 | 23 | 67287.2824 | 15156.8797 | 4712.5424 | 5172.8495 | 4358.119 | 2007.7762 | 2164.0218 | 1443.1058 | 67.64 | 84.68 | 19 | 18.2689 | 114.58 | 110.53 | 103.06 | 99.25 | 97.92 | 95.73
269 | 6 | 24 | 66956.5395 | 13915.8888 | 4649.1172 | 5082.1257 | 4324.0585 | 1851.404 | 1953.8224 | 1273.526 | 93.86 | 130.87 | 9 | 45.3551 | 181.74 | 121.98 | 161.28 | 107.66 | 28.75 | 100.37
270 | 6 | 25 | 67227.1088 | 13631.9612 | 4700.8461 | 5171.9664 | 4380.1486 | 1826.8302 | 1935.1518 | 1305.434 | 55.25 | 61.51 | 6 | 6.2174 | 73.32 | 68.47 | 69.84 | 96.27 | 93.03 | 93.59
271 | 6 | 26 | 66363.1966 | 12669.1636 | 4570.135 | 5037.9995 | 4234.8854 | 1886.9063 | 1821.1449 | 1267.2324 | 50.42 | 54.01 | 2 | 2.6878 | 62.49 | 59.64 | 59.07 | 99.64 | 97.16 | 94.27
272 | 6 | 27 | 66905.5672 | 13794.1603 | 4643.5783 | 5109.454 | 4330.8087 | 1845.7122 | 2284.4936 | 1280.6658 | 61.62 | 72.06 | 12 | 12.8246 | 95.85 | 91.53 | 83.86 | 95.33 | 96.91 | 91.59
273 | 6 | 28 | 68380.9681 | 14345.4089 | 4876.8187 | 5355.3637 | 4507.6743 | 2061.1267 | 1829.8578 | 1438.613 | 60.18 | 68.96 | 9 | 9.2232 | 84.12 | 75.5 | 79.81 | 97.98 | 88.78 | 93.68
274 | 6 | 29 | 67503.3698 | 14605.5431 | 4669.2261 | 5130.1099 | 4344.4784 | 1830.5829 | 1953.8224 | 1285.4259 | 126.82 | 194.47 | 10 | 77.2204 | 289.36 | 242.46 | 231 | 89.03 | 46.62 | 70.88
275 | 6 | 30 | 67242.6222 | 13374.8861 | 4647.6119 | 5154.0103 | 4340.8638 | 1857.5967 | 2284.4936 | 1267.2324 | 63.85 | 75.62 | 14 | 14.3781 | 96.14 | 94.93 | 85.82 | 96.46 | 95.26 | 91.41
276 | 6 | 31 | 68035.8413 | 14345.4089 | 4730.4184 | 5207.9011 | 4447.1566 | 1777.0131 | 1951.4576 | 1412.2212 | 67.82 | 83.24 | 20 | 17.5039 | 103.54 | 96.56 | 97.09 | 94.87 | 85.99 | 93.01
277 | 6 | 32 | 67058.1928 | 13588.0073 | 4641.9891 | 5150.4391 | 4272.6899 | 1845.4444 | 1939.6802 | 1266.6392 | 50.43 | 53.5 | 2 | 2.0473 | 60.46 | 58.98 | 58.62 | 98.91 | 96.89 | 94.41
278 | 6 | 33 | 67172.5198 | 13132.9242 | 4618.9993 | 5150.6137 | 4296.1932 | 1777.0131 | 1771.8496 | 1347.6591 | 52.32 | 56.83 | 6 | 3.3602 | 64.99 | 63.42 | 63.79 | 99.23 | 96.9 | 95.47
279 | 6 | 34 | 67482.1351 | 14605.5431 | 4706.2514 | 5228.4719 | 4414.0717 | 2082.9111 | 2074.3771 | 1550.558 | 83.24 | 111.7 | 30 | 33.4674 | 166.59 | 140.77 | 142.12 | 103.99 | 83.38 | 97.41
280 | 6 | 35 | 67169.641 | 14605.5431 | 4639.2277 | 5153.4316 | 4331.6687 | 1875.6351 | 1874.8609 | 1369.4365 | 62.19 | 73.13 | 12 | 13.396 | 93.14 | 88.13 | 83.76 | 98.08 | 91.45 | 91.64
281 | 6 | 36 | 67960.4364 | 13374.8861 | 4751.742 | 5269.0242 | 4402.802 | 1789.5749 | 1765.1819 | 1288.4145 | 58.07 | 65.25 | 9 | 8.0127 | 78.27 | 75.44 | 71.74 | 98.68 | 93.95 | 92.01
282 | 6 | 37 | 67264.3886 | 14060.5421 | 4637.0153 | 5063.6738 | 4328.1459 | 1845.4444 | 1763.6238 | 1329.7744 | 54.17 | 59.49 | 7 | 5.1391 | 69.53 | 68.39 | 67.48 | 98.76 | 97.01 | 95.1
283 | 6 | 38 | 66969.811 | 12669.1636 | 4597.8811 | 5114.4998 | 4299.9436 | 1875.6351 | 1829.8578 | 1280.6658 | 50.39 | 53.29 | 2 | 1.6092 | 59.35 | 59.11 | 57.84 | 99.78 | 98.47 | 94.35
284 | 6 | 39 | 67558.2361 | 14345.4089 | 4706.0921 | 5179.9405 | 4349.1574 | 1830.5829 | 1765.1819 | 1412.2212 | 80.29 | 106.41 | 12 | 30.6718 | 139.97 | 102.54 | 128.92 | 101.59 | 53.66 | 98.7
285 | 6 | 40 | 67507.6833 | 13510.0165 | 4643.225 | 5230.8935 | 4409.7617 | 1886.9063 | 2284.4936 | 1280.6658 | 53.89 | 58.91 | 8 | 4.1641 | 67.75 | 64.4 | 64.6 | 99.3 | 94.63 | 93.42
286 | 6 | 41 | 68141.7835 | 15156.8797 | 4826.8658 | 5274.4943 | 4428.8015 | 2061.1267 | 2284.4936 | 1443.1058 | 87.65 | 118.21 | 35 | 36.5547 | 169.6 | 164.76 | 149.27 | 100.15 | 96.54 | 96.56
287 | 6 | 42 | 67216.697 | 13213.1063 | 4663.8515 | 5045.644 | 4310.0517 | 1886.9063 | 1794.1881 | 1369.4365 | 49.53 | 52.21 | 1 | 0.38653 | 57.98 | 56.65 | 56.13 | 101.88 | 99.85 | 95.22
288 | 6 | 43 | 67755.4542 | 14060.5421 | 4744.0051 | 5160.6717 | 4405.0058 | 1851.404 | 1946.9733 | 1369.4365 | 74.87 | 92.45 | 21 | 24.3725 | 119.09 | 117.11 | 105.76 | 94.72 | 86.03 | 87.72
289 | 6 | 44 | 66836.4986 | 14345.4089 | 4546.3853 | 5081.5825 | 4284.3091 | 1826.8302 | 2284.4936 | 1412.2212 | 52.95 | 59.04 | 7 | 4.8535 | 67.46 | 67.75 | 66.81 | 99.27 | 97.92 | 95.59
290 | 6 | 45 | 67841.7136 | 14425.6716 | 4719.8904 | 5242.3059 | 4375.4296 | 1886.9063 | 1946.9733 | 1369.4365 | 58.58 | 66.67 | 11 | 8.2174 | 82.89 | 75.81 | 75.53 | 96.77 | 93.58 | 93.44
291 | 6 | 46 | 68010.5909 | 13510.0165 | 4717.9138 | 5337.2859 | 4468.9685 | 1851.404 | 2284.4936 | 1267.2324 | 51.96 | 55.92 | 3 | 1.6334 | 62.42 | 63.13 | 60.74 | 101.11 | 99.28 | 94.13
292 | 6 | 47 | 68738.5272 | 15156.8797 | 4779.032 | 5349.8165 | 4462.9572 | 2061.1267 | 2207.5645 | 1493.532 | 114.97 | 166.24 | 51 | 62.5298 | 256.29 | 250.34 | 210.45 | 109.43 | 106.76 | 93.9
293 | 6 | 48 | 68057.0432 | 13915.8888 | 4761.1941 | 5187.535 | 4456.7917 | 1873.0211 | 2050.3249 | 1327.3842 | 69.88 | 85.27 | 20 | 19.1011 | 109.21 | 118.91 | 98.65 | 101.59 | 104.44 | 94.18
294 | 6 | 49 | 67668.1722 | 14425.6716 | 4761.8183 | 5289.5062 | 4466.6555 | 1726.1076 | 2214.6138 | 1442.1359 | 73.63 | 92.56 | 23 | 23.2999 | 115.6 | 126.31 | 113.95 | 84.76 | 99.5 | 94.19
295 | 7 | 1 | 67528.2249 | 12244.2045 | 4736.3872 | 5216.3293 | 4400.4159 | 1827.5951 | 1953.8224 | 1347.6591 | 52.43 | 56.15 | 8 | 2.5657 | 63.55 | 61.25 | 61.49 | 99.13 | 95.61 | 93.43
296 | 7 | 2 | 66717.989 | 13295.22 | 4639.7799 | 5083.8159 | 4257.7234 | 1886.9063 | 1829.8578 | 1267.2324 | 48.79 | 51.28 | 2 | 0.23907 | 56.91 | 56.14 | 55.32 | 102 | 99.69 | 95.63
297 | 7 | 3 | 67333.9971 | 13745.9316 | 4707.8239 | 5188.9979 | 4328.6866 | 1851.404 | 1799.0012 | 1347.6591 | 54.48 | 59.99 | 7 | 5.2309 | 70.18 | 65.99 | 67.19 | 99.33 | 93.59 | 94.76
298 | 7 | 4 | 67504.3831 | 13295.22 | 4701.476 | 5163.177 | 4362.5043 | 1851.404 | 1765.1819 | 1273.526 | 53.84 | 59.22 | 3 | 4.1195 | 71.28 | 66.35 | 65.83 | 100.38 | 97.29 | 94.83
299 | 7 | 5 | 66840.696 | 13295.22 | 4655.8741 | 5115.027 | 4284.7175 | 1851.404 | 1946.9733 | 1347.6591 | 50.18 | 53.53 | 2 | 1.678 | 61.49 | 58.56 | 58.33 | 101.09 | 97.85 | 94.99
300 | 7 | 6 | 67156.1929 | 13061.2265 | 4667.0245 | 5113.0127 | 4370.9292 | 1845.7122 | 2284.4936 | 1267.2324 | 53.77 | 58.79 | 5 | 4.5762 | 70.44 | 62.89 | 65.39 | 99.49 | 92.76 | 93.28
301 | 7 | 7 | 67955.444 | 13295.22 | 4830.6694 | 5306.7627 | 4428.4055 | 1851.404 | 1935.1518 | 1383.3882 | 52.92 | 57.38 | 3 | 2.8975 | 67.49 | 64.01 | 63.09 | 99.88 | 97.08 | 94.15
302 | 7 | 8 | 67545.8662 | 13794.1603 | 4726.2509 | 5263.4684 | 4365.0094 | 1851.404 | 1935.1518 | 1266.6392 | 55.38 | 61.65 | 7 | 5.9149 | 73.94 | 69.98 | 69.4 | 99.8 | 94.26 | 93.35
303 | 7 | 9 | 67642.5508 | 14301.8753 | 4786.6411 | 5198.3324 | 4412.9181 | 2082.9111 | 2284.4936 | 1550.558 | 53.14 | 58.52 | 5 | 3.6686 | 70.6 | 68.73 | 66.2 | 102.78 | 100.44 | 95.73
304 | 7 | 10 | 67150.0899 | 14425.6716 | 4669.3011 | 5190.1319 | 4282.8239 | 1777.0131 | 2284.4936 | 1347.6591 | 58.52 | 67.99 | 6 | 9.4069 | 82.1 | 68.75 | 77.22 | 102.65 | 83.95 | 96.32
305 | 7 | 11 | 67601.8412 | 14425.6716 | 4688.2567 | 5189.6486 | 4355.9956 | 1851.404 | 1953.8224 | 1347.6591 | 56.4 | 63.58 | 12 | 6.2605 | 75.49 | 69.66 | 70.85 | 99.74 | 92.97 | 93.7
306 | 7 | 12 | 67399.0369 | 14425.6716 | 4702.4878 | 5202.6206 | 4371.8457 | 1826.8302 | 2284.4936 | 1412.2212 | 55.96 | 63.36 | 11 | 6.3349 | 74.59 | 72.39 | 71.43 | 98.83 | 95.65 | 94.2
307 | 7 | 13 | 67163.7164 | 12780.4945 | 4648.2435 | 5193.2889 | 4307.5775 | 1830.5829 | 2052.8623 | 1280.6658 | 49.17 | 51.54 | 1 | 0.02061 | 56.54 | 56.04 | 55.15 | 101.91 | 99.01 | 95.11
308 | 7 | 14 | 66932.2878 | 13374.8861 | 4644.6571 | 5154.8146 | 4331.9013 | 1845.7122 | 1829.8578 | 1267.2324 | 49.02 | 51.52 | 2 | 0.29747 | 57.06 | 56.15 | 55.24 | 101.84 | 99.02 | 94.73
309 | 7 | 15 | 67143.9076 | 13295.22 | 4663.5889 | 5147.7121 | 4356.7074 | 1851.404 | 1742.6487 | 1267.2324 | 51.29 | 55.1 | 2 | 2.1739 | 63.78 | 60.64 | 60.17 | 100.87 | 97.65 | 94.41
310 | 7 | 16 | 67287.8477 | 13295.22 | 4676.5265 | 5181.0122 | 4354.645 | 1851.404 | 1783.3673 | 1347.6591 | 51.78 | 55.85 | 2 | 2.7987 | 65.11 | 61.68 | 61.33 | 99.91 | 96.71 | 94.11
311 | 7 | 17 | 66954.9573 | 14605.5431 | 4647.072 | 5115.6243 | 4315.9134 | 1875.6351 | 1813.6241 | 1285.4259 | 52.62 | 58.34 | 6 | 4.0348 | 69.15 | 66.97 | 64.57 | 102.27 | 98.62 | 94.55
312 | 7 | 18 | 67064.2207 | 14345.4089 | 4625.3766 | 5095.3625 | 4308.398 | 1827.5951 | 1829.8578 | 1412.2212 | 50.52 | 54.22 | 5 | 1.6964 | 60.84 | 60.27 | 59.68 | 101.38 | 99.12 | 95.53
313 | 7 | 19 | 66976.0049 | 13295.22 | 4638.4344 | 5073.6724 | 4294.0704 | 1851.404 | 2052.8623 | 1267.2324 | 52.01 | 56.33 | 3 | 3.1639 | 66.13 | 62.21 | 61.86 | 100.02 | 97.28 | 94.53
314 | 7 | 20 | 67309.244 | 13295.22 | 4676.7801 | 5172.9345 | 4341.2734 | 1886.9063 | 1935.1518 | 1267.2324 | 56.57 | 62.92 | 8 | 7.281 | 74.15 | 73.36 | 70.98 | 96.96 | 94.44 | 93.05
315 | 7 | 21 | 67639.7282 | 14425.6716 | 4744.069 | 5302.2829 | 4392.7271 | 1886.9063 | 1953.8224 | 1267.2324 | 61.35 | 71.85 | 14 | 11.4599 | 90.9 | 88.76 | 83.23 | 98.93 | 96.22 | 92.88
316 | 7 | 22 | 66891.0172 | 13295.22 | 4639.7765 | 5132.739 | 4290.3581 | 1851.404 | 1829.8578 | 1347.6591 | 48.87 | 51.2 | 1 | 0.033468 | 56.55 | 55.43 | 54.79 | 102.24 | 99.1 | 95.24
317 | 7 | 23 | 67287.2824 | 15156.8797 | 4712.5424 | 5172.8495 | 4358.119 | 2007.7762 | 2164.0218 | 1443.1058 | 66.93 | 83.52 | 16 | 17.5823 | 111.87 | 107.93 | 101.11 | 99.52 | 97.32 | 95.49
318 | 7 | 24 | 66956.5395 | 13915.8888 | 4649.1172 | 5082.1257 | 4324.0585 | 1851.404 | 1953.8224 | 1273.526 | 58.45 | 68.19 | 7 | 9.8173 | 82.64 | 68.76 | 77.14 | 102.53 | 83.43 | 95.63
319 | 7 | 25 | 67227.1088 | 13631.9612 | 4700.8461 | 5171.9664 | 4380.1486 | 1826.8302 | 1935.1518 | 1305.434 | 60.42 | 69.16 | 8 | 11.161 | 83.99 | 83.27 | 79.69 | 98.15 | 93.2 | 93.27
320 | 7 | 26 | 66363.1966 | 12669.1636 | 4570.135 | 5037.9995 | 4234.8854 | 1886.9063 | 1821.1449 | 1267.2324 | 49.52 | 52.63 | 3 | 1.6872 | 59.81 | 57.75 | 57.33 | 100.7 | 98.11 | 94.91
321 | 7 | 27 | 66905.5672 | 13794.1603 | 4643.5783 | 5109.454 | 4330.8087 | 1845.7122 | 2284.4936 | 1280.6658 | 52.29 | 56.81 | 7 | 3.483 | 67.06 | 64.74 | 62.62 | 100.45 | 98.35 | 94.02
322 | 7 | 28 | 68380.9681 | 14345.4089 | 4876.8187 | 5355.3637 | 4507.6743 | 2061.1267 | 1829.8578 | 1438.613 | 64.03 | 76.18 | 18 | 13.0203 | 92.96 | 85.09 | 89.1 | 94.82 | 87.13 | 93.79
323 | 7 | 29 | 67503.3698 | 14605.5431 | 4669.2261 | 5130.1099 | 4344.4784 | 1830.5829 | 1953.8224 | 1285.4259 | 51.58 | 55.46 | 4 | 1.9252 | 63.04 | 61.15 | 60.19 | 101.34 | 98.51 | 94.52
324 | 7 | 30 | 67242.6222 | 13374.8861 | 4647.6119 | 5154.0103 | 4340.8638 | 1857.5967 | 2284.4936 | 1267.2324 | 70.08 | 85.32 | 17 | 20.5967 | 115.65 | 110.99 | 97.02 | 101.68 | 92.37 | 88
325 | 7 | 31 | 68035.8413 | 14345.4089 | 4730.4184 | 5207.9011 | 4447.1566 | 1777.0131 | 1951.4576 | 1412.2212 | 62.53 | 74.48 | 13 | 12.219 | 89.79 | 75.07 | 88.54 | 95.54 | 80.01 | 95.71
326 | 7 | 32 | 67058.1928 | 13588.0073 | 4641.9891 | 5150.4391 | 4272.6899 | 1845.4444 | 1939.6802 | 1266.6392 | 50.02 | 53.01 | 5 | 1.3963 | 59.81 | 58.85 | 57.36 | 100.56 | 98.64 | 94.72
327 | 7 | 33 | 67172.5198 | 13132.9242 | 4618.9993 | 5150.6137 | 4296.1932 | 1777.0131 | 1771.8496 | 1347.6591 | 50.78 | 54.22 | 6 | 1.7771 | 60.71 | 59.77 | 59.23 | 100.52 | 98.11 | 95.02
328 | 7 | 34 | 67482.1351 | 14605.5431 | 4706.2514 | 5228.4719 | 4414.0717 | 2082.9111 | 2074.3771 | 1550.558 | 67.48 | 83.9 | 22 | 17.6659 | 116.45 | 99.43 | 103.86 | 105.28 | 88.76 | 98
329 | 7 | 35 | 67169.641 | 14605.5431 | 4639.2277 | 5153.4316 | 4331.6687 | 1875.6351 | 1874.8609 | 1369.4365 | 51.62 | 55.97 | 6 | 2.7391 | 64.44 | 63.09 | 61.32 | 101.2 | 98.44 | 94.35
330 | 7 | 36 | 67960.4364 | 13374.8861 | 4751.742 | 5269.0242 | 4402.802 | 1789.5749 | 1765.1819 | 1288.4145 | 52.33 | 55.77 | 8 | 1.9918 | 62.5 | 60.73 | 60.45 | 99.38 | 96.41 | 93.65
331 | 7 | 37 | 67264.3886 | 14060.5421 | 4637.0153 | 5063.6738 | 4328.1459 | 1845.4444 | 1763.6238 | 1329.7744 | 50 | 53.05 | 3 | 0.73133 | 59 | 56.92 | 57.38 | 102.16 | 98.79 | 95.27
332 | 7 | 38 | 66969.811 | 12669.1636 | 4597.8811 | 5114.4998 | 4299.9436 | 1875.6351 | 1829.8578 | 1280.6658 | 49.22 | 51.49 | 2 | 0.28411 | 56.21 | 55.83 | 55.17 | 101.71 | 99.09 | 94.99
333 | 7 | 39 | 67558.2361 | 14345.4089 | 4706.0921 | 5179.9405 | 4349.1574 | 1830.5829 | 1765.1819 | 1412.2212 | 58.14 | 67.1 | 7 | 8.6475 | 80.59 | 74.88 | 78.3 | 100.05 | 91.56 | 96.73
334 | 7 | 40 | 67507.6833 | 13510.0165 | 4643.225 | 5230.8935 | 4409.7617 | 1886.9063 | 2284.4936 | 1280.6658 | 53.15 | 57.84 | 8 | 3.4256 | 67.35 | 64.3 | 63.62 | 99.97 | 96.71 | 93.9
335 | 7 | 41 | 68141.7835 | 15156.8797 | 4826.8658 | 5274.4943 | 4428.8015 | 2061.1267 | 2284.4936 | 1443.1058 | 99.46 | 138.05 | 48 | 47.9036 | 203.88 | 194.06 | 173.97 | 101.93 | 91.97 | 93.44
336 | 7 | 42 | 67216.697 | 13213.1063 | 4663.8515 | 5045.644 | 4310.0517 | 1886.9063 | 1794.1881 | 1369.4365 | 49.21 | 51.62 | 1 | 0.045097 | 56.7 | 55.42 | 55.27 | 101.87 | 99.64 | 95.22
337 | 7 | 43 | 67755.4542 | 14060.5421 | 4744.0051 | 5160.6717 | 4405.0058 | 1851.404 | 1946.9733 | 1369.4365 | 59.56 | 68.62 | 14 | 8.9709 | 83.21 | 77.31 | 78.57 | 98.79 | 92.02 | 94.06
338 | 7 | 44 | 66836.4986 | 14345.4089 | 4546.3853 | 5081.5825 | 4284.3091 | 1826.8302 | 2284.4936 | 1412.2212 | 61.8 | 73.71 | 11 | 13.632 | 89.35 | 91.32 | 87.69 | 94.18 | 94.23 | 94.53
339 | 7 | 45 | 67841.7136 | 14425.6716 | 4719.8904 | 5242.3059 | 4375.4296 | 1886.9063 | 1946.9733 | 1369.4365 | 51.03 | 54.07 | 5 | 0.70343 | 60.1 | 59.01 | 58 | 101.55 | 98.61 | 94.55
340 | 7 | 46 | 68010.5909 | 13510.0165 | 4717.9138 | 5337.2859 | 4468.9685 | 1851.404 | 2284.4936 | 1267.2324 | 55.11 | 60.52 | 8 | 4.5389 | 67.57 | 68.87 | 65.77 | 96.82 | 96.15 | 91.62
341 | 7 | 47 | 68738.5272 | 15156.8797 | 4779.032 | 5349.8165 | 4462.9572 | 2061.1267 | 2207.5645 | 1493.532 | 109.66 | 155.15 | 50 | 57.3227 | 239.92 | 232.7 | 198.25 | 111.12 | 104.6 | 95.7
342 | 7 | 48 | 68057.0432 | 13915.8888 | 4761.1941 | 5187.535 | 4456.7917 | 1873.0211 | 2050.3249 | 1327.3842 | 74.27 | 92 | 19 | 23.1575 | 127.28 | 131.28 | 103.68 | 102.17 | 104.03 | 86.53
343 | 7 | 49 | 67668.1722 | 14425.6716 | 4761.8183 | 5289.5062 | 4466.6555 | 1726.1076 | 2214.6138 | 1442.1359 | 75.07 | 96.37 | 27 | 24.7415 | 119.71 | 135.86 | 122.11 | 85.9 | 104.35 | 98.71
344 | 8 | 1 | 67528.2249 | 12244.2045 | 4736.3872 | 5216.3293 | 4400.4159 | 1827.5951 | 1953.8224 | 1347.6591 | 49.96 | 52.55 | 1 | 0.087866 | 58.09 | 56.69 | 56.37 | 101.72 | 98.47 | 94.51
345 | 8 | 2 | 66717.989 | 13295.22 | 4639.7799 | 5083.8159 | 4257.7234 | 1886.9063 | 1829.8578 | 1267.2324 | 48.59 | 51 | 0 | 0 | 56.5 | 55.57 | 54.97 | 102.45 | 99.78 | 95.84
346 | 8 | 3 | 67333.9971 | 13745.9316 | 4707.8239 | 5188.9979 | 4328.6866 | 1851.404 | 1799.0012 | 1347.6591 | 49.96 | 52.87 | 3 | 0.7604 | 59 | 58.38 | 57.03 | 101.04 | 99.29 | 94.98
347 | 8 | 4 | 67504.3831 | 13295.22 | 4701.476 | 5163.177 | 4362.5043 | 1851.404 | 1765.1819 | 1273.526 | 55.7 | 62.04 | 5 | 6.0026 | 73.03 | 69.34 | 69.23 | 99.54 | 94.26 | 94.19
348 | 8 | 5 | 66840.696 | 13295.22 | 4655.8741 | 5115.027 | 4284.7175 | 1851.404 | 1946.9733 | 1347.6591 | 51.32 | 55.19 | 3 | 2.699 | 64.13 | 62.15 | 60.69 | 99.74 | 98.25 | 94.64
349 | 8 | 6 | 67156.1929 | 13061.2265 | 4667.0245 | 5113.0127 | 4370.9292 | 1845.7122 | 2284.4936 | 1267.2324 | 51.62 | 55.4 | 2 | 2.6124 | 60.79 | 59.93 | 59.36 | 97.92 | 95.71 | 92.26
350 | 8 | 7 | 67955.444 | 13295.22 | 4830.6694 | 5306.7627 | 4428.4055 | 1851.404 | 1935.1518 | 1383.3882 | 53.46 | 58.27 | 6 | 3.4672 | 69.57 | 67.22 | 64.47 | 99.87 | 98.61 | 94.13
351 | 8 | 8 | 67545.8662 | 13794.1603 | 4726.2509 | 5263.4684 | 4365.0094 | 1851.404 | 1935.1518 | 1266.6392 | 53.3 | 58.01 | 5 | 3.6784 | 65.24 | 64.78 | 63.24 | 97.96 | 95.63 | 92.77
352 | 8 | 9 | 67642.5508 | 14301.8753 | 4786.6411 | 5198.3324 | 4412.9181 | 2082.9111 | 2284.4936 | 1550.558 | 59.73 | 69.98 | 8 | 10.0323 | 93.35 | 88.62 | 83.77 | 105.2 | 101.16 | 97.26
353 | 8 | 10 | 67150.0899 | 14425.6716 | 4669.3011 | 5190.1319 | 4282.8239 | 1777.0131 | 2284.4936 | 1347.6591 | 58.48 | 67.51 | 11 | 9.2492 | 81.87 | 79.48 | 77.36 | 98.1 | 94.4 | 93.94
354 | 8 | 11 | 67601.8412 | 14425.6716 | 4688.2567 | 5189.6486 | 4355.9956 | 1851.404 | 1953.8224 | 1347.6591 | 54.4 | 60.09 | 6 | 4.4084 | 69.53 | 67.88 | 66.11 | 100.33 | 96.96 | 94.04
355 | 8 | 12 | 67399.0369 | 14425.6716 | 4702.4878 | 5202.6206 | 4371.8457 | 1826.8302 | 2284.4936 | 1412.2212 | 56.4 | 64.43 | 5 | 6.8292 | 75.34 | 74.84 | 73.29 | 98.35 | 96.54 | 94.77
356 | 8 | 13 | 67163.7164 | 12780.4945 | 4648.2435 | 5193.2889 | 4307.5775 | 1830.5829 | 2052.8623 | 1280.6658 | 51.44 | 55.22 | 2 | 2.2513 | 63.98 | 61.54 | 60.53 | 100.85 | 97.96 | 94.88
357 | 8 | 14 | 66932.2878 | 13374.8861 | 4644.6571 | 5154.8146 | 4331.9013 | 1845.7122 | 1829.8578 | 1267.2324 | 56.83 | 64.48 | 5 | 8.007 | 76.22 | 74.19 | 73.47 | 95.57 | 93.39 | 93.03
358 | 8 | 15 | 67143.9076 | 13295.22 | 4663.5889 | 5147.7121 | 4356.7074 | 1851.404 | 1742.6487 | 1267.2324 | 50.57 | 53.79 | 3 | 1.6389 | 61.28 | 59.76 | 58.93 | 100.52 | 98.32 | 94.52
359 | 8 | 16 | 67287.8477 | 13295.22 | 4676.5265 | 5181.0122 | 4354.645 | 1851.404 | 1783.3673 | 1347.6591 | 51.46 | 55.31 | 2 | 2.3112 | 64.11 | 60.71 | 60.49 | 100.57 | 97.01 | 94.3
360 | 8 | 17 | 66954.9573 | 14605.5431 | 4647.072 | 5115.6243 | 4315.9134 | 1875.6351 | 1813.6241 | 1285.4259 | 53.78 | 60.34 | 8 | 5.106 | 72.76 | 70.3 | 67.27 | 102.34 | 98.48 | 94.33
361 | 8 | 18 | 67064.2207 | 14345.4089 | 4625.3766 | 5095.3625 | 4308.398 | 1827.5951 | 1829.8578 | 1412.2212 | 61.06 | 72.35 | 10 | 12.0535 | 87.95 | 87.12 | 85.34 | 93.87 | 93.75 | 94.19
362 | 8 | 19 | 66976.0049 | 13295.22 | 4638.4344 | 5073.6724 | 4294.0704 | 1851.404 | 2052.8623 | 1267.2324 | 51.26 | 55.33 | 6 | 2.5489 | 64.42 | 60.79 | 60.52 | 100.84 | 97.73 | 94.82
363 | 8 | 20 | 67309.244 | 13295.22 | 4676.7801 | 5172.9345 | 4341.2734 | 1886.9063 | 1935.1518 | 1267.2324 | 60.08 | 69.52 | 9 | 10.6698 | 84.63 | 79.26 | 80.22 | 94.29 | 89.52 | 92.07
364 | 8 | 21 | 67639.7282 | 14425.6716 | 4744.069 | 5302.2829 | 4392.7271 | 1886.9063 | 1953.8224 | 1267.2324 | 53.3 | 58.26 | 6 | 3.3673 | 67.75 | 66.6 | 64.28 | 100.32 | 98.12 | 94.15
365 | 8 | 22 | 66891.0172 | 13295.22 | 4639.7765 | 5132.739 | 4290.3581 | 1851.404 | 1829.8578 | 1347.6591 | 54.48 | 59.98 | 6 | 5.3889 | 72.26 | 68.59 | 66.36 | 99 | 95.99 | 93.37
366 | 8 | 23 | 67287.2824 | 15156.8797 | 4712.5424 | 5172.8495 | 4358.119 | 2007.7762 | 2164.0218 | 1443.1058 | 68.98 | 87.03 | 20 | 19.4895 | 119.17 | 116.28 | 106.33 | 99.42 | 99.84 | 95.76
367 | 8 | 24 | 66956.5395 | 13915.8888 | 4649.1172 | 5082.1257 | 4324.0585 | 1851.404 | 1953.8224 | 1273.526 | 58.28 | 67.95 | 7 | 9.7696 | 82.27 | 68.35 | 76.81 | 102.44 | 83.27 | 95.54
368 | 8 | 25 | 67227.1088 | 13631.9612 | 4700.8461 | 5171.9664 | 4380.1486 | 1826.8302 | 1935.1518 | 1305.434 | 52.4 | 57.26 | 5 | 3.0385 | 65.3 | 61.84 | 63.33 | 100.47 | 95.47 | 94.68
369 | 8 | 26 | 66363.1966 | 12669.1636 | 4570.135 | 5037.9995 | 4234.8854 | 1886.9063 | 1821.1449 | 1267.2324 | 50.81 | 54.64 | 2 | 2.8426 | 63.13 | 60.4 | 60.09 | 99.42 | 97.18 | 94.63
370 | 8 | 27 | 66905.5672 | 13794.1603 | 4643.5783 | 5109.454 | 4330.8087 | 1845.7122 | 2284.4936 | 1280.6658 | 57.72 | 66.09 | 8 | 8.8244 | 80.22 | 79.65 | 74.91 | 96.47 | 96.47 | 92.31
371 | 8 | 28 | 68380.9681 | 14345.4089 | 4876.8187 | 5355.3637 | 4507.6743 | 2061.1267 | 1829.8578 | 1438.613 | 63.75 | 75.41 | 11 | 12.7565 | 95.22 | 85.32 | 89.32 | 97.66 | 88.12 | 94.38
372 | 8 | 29 | 67503.3698 | 14605.5431 | 4669.2261 | 5130.1099 | 4344.4784 | 1830.5829 | 1953.8224 | 1285.4259 | 60.61 | 70.08 | 13 | 10.7654 | 85.95 | 78.37 | 81.38 | 98.43 | 88.35 | 93.95
373 | 8 | 30 | 67242.6222 | 13374.8861 | 4647.6119 | 5154.0103 | 4340.8638 | 1857.5967 | 2284.4936 | 1267.2324 | 59.59 | 68.97 | 10 | 10.1515 | 86.16 | 88.92 | 78.44 | 100.86 | 101.2 | 93
374 | 8 | 31 | 68035.8413 | 14345.4089 | 4730.4184 | 5207.9011 | 4447.1566 | 1777.0131 | 1951.4576 | 1412.2212 | 65.2 | 78.08 | 16 | 14.8699 | 95.31 | 84.93 | 92.75 | 96.35 | 82.29 | 95.57
375 | 8 | 32 | 67058.1928 | 13588.0073 | 4641.9891 | 5150.4391 | 4272.6899 | 1845.4444 | 1939.6802 | 1266.6392 | 48.34 | 50.45 | 0 | 0 | 55.17 | 54.23 | 53.72 | 101.41 | 98.34 | 94.85
376 | 8 | 33 | 67172.5198 | 13132.9242 | 4618.9993 | 5150.6137 | 4296.1932 | 1777.0131 | 1771.8496 | 1347.6591 | 54.54 | 60.35 | 8 | 5.2902 | 69.3 | 65.35 | 68.16 | 98.04 | 92.46 | 94.43
377 | 8 | 34 | 67482.1351 | 14605.5431 | 4706.2514 | 5228.4719 | 4414.0717 | 2082.9111 | 2074.3771 | 1550.558 | 87.34 | 118.34 | 33 | 37.2766 | 178.23 | 145.93 | 149.8 | 103.28 | 76.4 | 94.54
378 | 8 | 35 | 67169.641 | 14605.5431 | 4639.2277 | 5153.4316 | 4331.6687 | 1875.6351 | 1874.8609 | 1369.4365 | 53.54 | 59.41 | 4 | 4.8011 | 70.75 | 67.16 | 66.06 | 100.74 | 96.24 | 93.87
379 | 8 | 36 | 67960.4364 | 13374.8861 | 4751.742 | 5269.0242 | 4402.802 | 1789.5749 | 1765.1819 | 1288.4145 | 52.04 | 55.63 | 5 | 1.7565 | 62.66 | 60.7 | 60.26 | 99.82 | 97.22 | 94.17
380 | 8 | 37 | 67264.3886 | 14060.5421 | 4637.0153 | 5063.6738 | 4328.1459 | 1845.4444 | 1763.6238 | 1329.7744 | 55.14 | 61.19 | 7 | 5.814 | 73.03 | 66.8 | 69.06 | 100.42 | 93.22 | 95.04
381 | 8 | 38 | 66969.811 | 12669.1636 | 4597.8811 | 5114.4998 | 4299.9436 | 1875.6351 | 1829.8578 | 1280.6658 | 48.78 | 50.88 | 0 | 0 | 55.33 | 54.8 | 54.37 | 101.7 | 98.99 | 94.92
382 | 8 | 39 | 67558.2361 | 14345.4089 | 4706.0921 | 5179.9405 | 4349.1574 | 1830.5829 | 1765.1819 | 1412.2212 | 59.62 | 69.53 | 9 | 9.8164 | 84.53 | 73.82 | 80.66 | 101.84 | 86.85 | 96.91
383 | 8 | 40 | 67507.6833 | 13510.0165 | 4643.225 | 5230.8935 | 4409.7617 | 1886.9063 | 2284.4936 | 1280.6658 | 54.38 | 60.08 | 8 | 4.5029 | 69.54 | 65.55 | 66.99 | 99.67 | 94.32 | 94.23
384 | 8 | 41 | 68141.7835 | 15156.8797 | 4826.8658 | 5274.4943 | 4428.8015 | 2061.1267 | 2284.4936 | 1443.1058 | 82.14 | 109.96 | 27 | 30.8731 | 155.84 | 149.1 | 136.24 | 102.23 | 97.22 | 96.11
385 | 8 | 42 | 67216.697 | 13213.1063 | 4663.8515 | 5045.644 | 4310.0517 | 1886.9063 | 1794.1881 | 1369.4365 | 49.17 | 51.65 | 1 | 0.020453 | 56.84 | 55.46 | 55.25 | 102.07 | 99.71 | 95.25
386 | 8 | 43 | 67755.4542 | 14060.5421 | 4744.0051 | 5160.6717 | 4405.0058 | 1851.404 | 1946.9733 | 1369.4365 | 59.6 | 68.96 | 10 | 9.1361 | 82.55 | 75.18 | 79.25 | 98.31 | 89.5 | 94.53
387 | 8 | 44 | 66836.4986 | 14345.4089 | 4546.3853 | 5081.5825 | 4284.3091 | 1826.8302 | 2284.4936 | 1412.2212 | 56.28 | 64.88 | 10 | 8.157 | 76.33 | 76.5 | 74.81 | 97.76 | 96.3 | 95.16
388 | 8 | 45 | 67841.7136 | 14425.6716 | 4719.8904 | 5242.3059 | 4375.4296 | 1886.9063 | 1946.9733 | 1369.4365 | 62.16 | 72.25 | 14 | 11.7079 | 88.83 | 85.57 | 81.39 | 94.14 | 92.04 | 89.84
389 | 8 | 46 | 68010.5909 | 13510.0165 | 4717.9138 | 5337.2859 | 4468.9685 | 1851.404 | 2284.4936 | 1267.2324 | 61.35 | 71.02 | 13 | 10.5746 | 83.14 | 82.05 | 80.62 | 94.86 | 91.39 | 92.11
390 | 8 | 47 | 68738.5272 | 15156.8797 | 4779.032 | 5349.8165 | 4462.9572 | 2061.1267 | 2207.5645 | 1493.532 | 104.86 | 147.25 | 48 | 52.495 | 224.15 | 219.72 | 184.85 | 107.32 | 105.35 | 93.53
391 | 8 | 48 | 68057.0432 | 13915.8888 | 4761.1941 | 5187.535 | 4456.7917 | 1873.0211 | 2050.3249 | 1327.3842 | 70.36 | 86.31 | 19 | 19.4472 | 112.71 | 121.51 | 100.71 | 103 | 105.72 | 94.32
392 | 8 | 49 | 67668.1722 | 14425.6716 | 4761.8183 | 5289.5062 | 4466.6555 | 1726.1076 | 2214.6138 | 1442.1359 | 74.87 | 96.11 | 26 | 24.4211 | 120.22 | 136.43 | 118.51 | 86.89 | 105.56 | 95.35
393 | 9 | 1 | 67528.2249 | 12244.2045 | 4736.3872 | 5216.3293 | 4400.4159 | 1827.5951 | 1953.8224 | 1347.6591 | 55.35 | 60.94 | 5 | 5.5543 | 73.32 | 68.77 | 69 | 98.37 | 94.65 | 94.17
394 | 9 | 2 | 66717.989 | 13295.22 | 4639.7799 | 5083.8159 | 4257.7234 | 1886.9063 | 1829.8578 | 1267.2324 | 48.76 | 51.17 | 1 | 0.028833 | 56.57 | 55.77 | 55.05 | 102.3 | 99.8 | 95.75
395 | 9 | 3 | 67333.9971 | 13745.9316 | 4707.8239 | 5188.9979 | 4328.6866 | 1851.404 | 1799.0012 | 1347.6591 | 54.14 | 59.98 | 4 | 4.6134 | 70.32 | 67.6 | 67.31 | 99.44 | 96.62 | 95.11
396 | 9 | 4 | 67504.3831 | 13295.22 | 4701.476 | 5163.177 | 4362.5043 | 1851.404 | 1765.1819 | 1273.526 | 56.51 | 62.94 | 7 | 6.7263 | 74.12 | 70.83 | 70.54 | 98.01 | 93.8 | 94.08
397 | 9 | 5 | 66840.696 | 13295.22 | 4655.8741 | 5115.027 | 4284.7175 | 1851.404 | 1946.9733 | 1347.6591 | 49.18 | 51.61 | 1 | 0.61413 | 57.58 | 56.45 | 55.73 | 101.17 | 98.8 | 95
398 | 9 | 6 | 67156.1929 | 13061.2265 | 4667.0245 | 5113.0127 | 4370.9292 | 1845.7122 | 2284.4936 | 1267.2324 | 50.73 | 54.14 | 4 | 1.5026 | 59.62 | 56.85 | 58.21 | 100.12 | 95.95 | 93.79
399 | 9 | 7 | 67955.444 | 13295.22 | 4830.6694 | 5306.7627 | 4428.4055 | 1851.404 | 1935.1518 | 1383.3882 | 52.12 | 56.18 | 2 | 2.0273 | 65.17 | 61.51 | 61.29 | 100.66 | 96.99 | 94.41
400 | 9 | 8 | 67545.8662 | 13794.1603 | 4726.2509 | 5263.4684 | 4365.0094 | 1851.404 | 1935.1518 | 1266.6392 | 53.82 | 59.38 | 5 | 4.1029 | 70.46 | 66.85 | 66.04 | 100.85 | 96.6 | 94.58
401 | 9 | 9 | 67642.5508 | 14301.8753 | 4786.6411 | 5198.3324 | 4412.9181 | 2082.9111 | 2284.4936 | 1550.558 | 56.59 | 64.87 | 5 | 6.9233 | 83.11 | 80.08 | 75.93 | 105.4 | 101.99 | 97.24
402 | 9 | 10 | 67150.0899 | 14425.6716 | 4669.3011 | 5190.1319 | 4282.8239 | 1777.0131 | 2284.4936 | 1347.6591 | 63.67 | 77.19 | 13 | 14.378 | 97.04 | 85.19 | 89.48 | 100.58 | 84.85 | 94.66
403 | 9 | 11 | 67601.8412 | 14425.6716 | 4688.2567 | 5189.6486 | 4355.9956 | 1851.404 | 1953.8224 | 1347.6591 | 59.18 | 67.78 | 8 | 9.0964 | 80.39 | 81.51 | 76.33 | 96.35 | 96.18 | 92.18
404 | 9 | 12 | 67399.0369 | 14425.6716 | 4702.4878 | 5202.6206 | 4371.8457 | 1826.8302 | 2284.4936 | 1412.2212 | 57.11 | 65.02 | 7 | 7.5357 | 77.22 | 76.89 | 74.4 | 97.3 | 96.75 | 94.35
405 | 9 | 13 | 67163.7164 | 12780.4945 | 4648.2435 | 5193.2889 | 4307.5775 | 1830.5829 | 2052.8623 | 1280.6658 | 53.05 | 57.48 | 5 | 3.7151 | 64.95 | 64.81 | 62.79 | 97.89 | 96.35 | 92.96
406 | 9 | 14 | 66932.2878 | 13374.8861 | 4644.6571 | 5154.8146 | 4331.9013 | 1845.7122 | 1829.8578 | 1267.2324 | 51.24 | 54.93 | 4 | 2.2997 | 63.4 | 60.74 | 59.82 | 100.75 | 97.59 | 94.25
407 | 9 | 15 | 67143.9076 | 13295.22 | 4663.5889 | 5147.7121 | 4356.7074 | 1851.404 | 1742.6487 | 1267.2324 | 55.27 | 61.16 | 10 | 6.0228 | 72.64 | 68.94 | 69.07 | 96.68 | 93.91 | 93.21
408 | 9 | 16 | 67287.8477 | 13295.22 | 4676.5265 | 5181.0122 | 4354.645 | 1851.404 | 1783.3673 | 1347.6591 | 49.97 | 52.94 | 2 | 0.95877 | 59.4 | 57.52 | 57.01 | 101.12 | 98.01 | 94.41
409 | 9 | 17 | 66954.9573 | 14605.5431 | 4647.072 | 5115.6243 | 4315.9134 | 1875.6351 | 1813.6241 | 1285.4259 | 61.01 | 72.74 | 9 | 12.15 | 88 | 86.08 | 79.41 | 95.01 | 92.29 | 88.03
410 | 9 | 18 | 67064.2207 | 14345.4089 | 4625.3766 | 5095.3625 | 4308.398 | 1827.5951 | 1829.8578 | 1412.2212 | 48.92 | 51.46 | 2 | 0.2162 | 56.73 | 55.57 | 55.28 | 102.14 | 99.16 | 95.11
411 | 9 | 19 | 66976.0049 | 13295.22 | 4638.4344 | 5073.6724 | 4294.0704 | 1851.404 | 2052.8623 | 1267.2324 | 51.72 | 55.69 | 2 | 2.7955 | 65.1 | 62.1 | 61.25 | 100.36 | 98.24 | 94.84
412 | 9 | 20 | 67309.244 | 13295.22 | 4676.7801 | 5172.9345 | 4341.2734 | 1886.9063 | 1935.1518 | 1267.2324 | 52.8 | 57.72 | 8 | 3.4923 | 68.75 | 65.1 | 64.01 | 100.81 | 97.9 | 94.85
413 | 9 | 21 | 67639.7282 | 14425.6716 | 4744.069 | 5302.2829 | 4392.7271 | 1886.9063 | 1953.8224 | 1267.2324 | 59.38 | 68.75 | 10 | 9.4293 | 82.6 | 80.53 | 77.28 | 95.51 | 93.99 | 91.72
414 | 9 | 22 | 66891.0172 | 13295.22 | 4639.7765 | 5132.739 | 4290.3581 | 1851.404 | 1829.8578 | 1347.6591 | 50 | 53.1 | 1 | 1.2276 | 60.15 | 58.09 | 57.55 | 101.35 | 98.31 | 95.08
415 | 9 | 23 | 67287.2824 | 15156.8797 | 4712.5424 | 5172.8495 | 4358.119 | 2007.7762 | 2164.0218 | 1443.1058 | 86.45 | 120.72 | 19 | 36.9732 | 178.53 | 175.7 | 154.69 | 104.3 | 105.52 | 99.08
416 | 9 | 24 | 66956.5395 | 13915.8888 | 4649.1172 | 5082.1257 | 4324.0585 | 1851.404 | 1953.8224 | 1273.526 | 62.85 | 75.04 | 11 | 14.1483 | 92.54 | 76.39 | 86.18 | 98.27 | 77.79 | 93.88
417 | 9 | 25 | 67227.1088 | 13631.9612 | 4700.8461 | 5171.9664 | 4380.1486 | 1826.8302 | 1935.1518 | 1305.434 | 52.15 | 56.93 | 3 | 2.9192 | 64.71 | 61.28 | 62.84 | 100.4 | 95.45 | 94.66
418 | 9 | 26 | 66363.1966 | 12669.1636 | 4570.135 | 5037.9995 | 4234.8854 | 1886.9063 | 1821.1449 | 1267.2324 | 48.06 | 50.28 | 1 | 0.14223 | 55.32 | 54.37 | 53.94 | 102.1 | 99.32 | 95.4
419 | 9 | 27 | 66905.5672 | 13794.1603 | 4643.5783 | 5109.454 | 4330.8087 | 1845.7122 | 2284.4936 | 1280.6658 | 60.67 | 70.65 | 8 | 11.7204 | 92.72 | 90.49 | 81.94 | 97.43 | 98.94 | 92.27
420 | 9 | 28 | 68380.9681 | 14345.4089 | 4876.8187 | 5355.3637 | 4507.6743 | 2061.1267 | 1829.8578 | 1438.613 | 65.13 | 78.42 | 11 | 14.0813 | 101.08 | 85.17 | 93.39 | 99.48 | 84.3 | 95.36
421 | 9 | 29 | 67503.3698 | 14605.5431 | 4669.2261 | 5130.1099 | 4344.4784 | 1830.5829 | 1953.8224 | 1285.4259 | 55.55 | 62.79 | 4 | 5.682 | 75.88 | 71.92 | 70.19 | 102.51 | 97.36 | 94.55
422 | 9 | 30 | 67242.6222 | 13374.8861 | 4647.6119 | 5154.0103 | 4340.8638 | 1857.5967 | 2284.4936 | 1267.2324 | 70.88 | 87.36 | 15 | 21.3141 | 114.58 | 115.68 | 98.45 | 97.95 | 94.43 | 87.05
423 | 9 | 31 | 68035.8413 | 14345.4089 | 4730.4184 | 5207.9011 | 4447.1566 | 1777.0131 | 1951.4576 | 1412.2212 | 59.58 | 68.64 | 13 | 8.984 | 81.43 | 74.41 | 79.41 | 97.63 | 89.08 | 94.85
424 | 9 | 32 | 67058.1928 | 13588.0073 | 4641.9891 | 5150.4391 | 4272.6899 | 1845.4444 | 1939.6802 | 1266.6392 | 50.18 | 53.5 | 3 | 1.4389 | 59.97 | 59.55 | 57.63 | 101.27 | 98.92 | 94.64
425 | 9 | 33 | 67172.5198 | 13132.9242 | 4618.9993 | 5150.6137 | 4296.1932 | 1777.0131 | 1771.8496 | 1347.6591 | 51.84 | 56.1 | 4 | 2.5927 | 63.19 | 58.91 | 61.81 | 100.63 | 94.42 | 95.19
426 | 9 | 34 | 67482.1351 | 14605.5431 | 4706.2514 | 5228.4719 | 4414.0717 | 2082.9111 | 2074.3771 | 1550.558 | 84.72 | 115.01 | 25 | 34.6831 | 174.17 | 147.56 | 147.6 | 109.37 | 85.87 | 98.95
427 | 9 | 35 | 67169.641 | 14605.5431 | 4639.2277 | 5153.4316 | 4331.6687 | 1875.6351 | 1874.8609 | 1369.4365 | 57.22 | 66.67 | 6 | 8.3724 | 81.43 | 75.2 | 73.76 | 100.6 | 93.18 | 92.23
428 | 9 | 36 | 67960.4364 | 13374.8861 | 4751.742 | 5269.0242 | 4402.802 | 1789.5749 | 1765.1819 | 1288.4145 | 55.58 | 60.89 | 6 | 5.4705 | 69.97 | 68.34 | 67.03 | 97.14 | 93.94 | 92.44
429 | 9 | 37 | 67264.3886 | 14060.5421 | 4637.0153 | 5063.6738 | 4328.1459 | 1845.4444 | 1763.6238 | 1329.7744 | 52.3 | 56.76 | 8 | 3.0549 | 64.12 | 61.17 | 62.25 | 100.19 | 95.94 | 94.58
430 | 9 | 38 | 66969.811 | 12669.1636 | 4597.8811 | 5114.4998 | 4299.9436 | 1875.6351 | 1829.8578 | 1280.6658 | 48.81 | 50.94 | 0 | 0 | 55.44 | 54.92 | 54.49 | 101.81 | 99.14 | 95.06
431 | 9 | 39 | 67558.2361 | 14345.4089 | 4706.0921 | 5179.9405 | 4349.1574 | 1830.5829 | 1765.1819 | 1412.2212 | 60.68 | 71.08 | 11 | 10.9542 | 88.04 | 77.68 | 82.6 | 99.79 | 87.58 | 95.91
432 | 9 | 40 | 67507.6833 | 13510.0165 | 4643.225 | 5230.8935 | 4409.7617 | 1886.9063 | 2284.4936 | 1280.6658 | 57.24 | 64.53 | 8 | 7.3127 | 76.89 | 71.56 | 72.91 | 97.85 | 92.16 | 93.63
433 | 9 | 41 | 68141.7835 | 15156.8797 | 4826.8658 | 5274.4943 | 4428.8015 | 2061.1267 | 2284.4936 | 1443.1058 | 116.37 | 171.66 | 37 | 64.8564 | 262.15 | 250.3 | 223.38 | 100.9 | 96.68 | 96.78
434 | 9 | 42 | 67216.697 | 13213.1063 | 4663.8515 | 5045.644 | 4310.0517 | 1886.9063 | 1794.1881 | 1369.4365 | 50.92 | 54.34 | 2 | 1.6836 | 61.8 | 59.41 | 59.1 | 100.71 | 98.69 | 94.91
435 | 9 | 43 | 67755.4542 | 14060.5421 | 4744.0051 | 5160.6717 | 4405.0058 | 1851.404 | 1946.9733 | 1369.4365 | 67.66 | 82.24 | 18 | 16.9338 | 102.49 | 92.79 | 96.33 | 93.64 | 83.23 | 92.32
436 | 9 | 44 | 66836.4986 | 14345.4089 | 4546.3853 | 5081.5825 | 4284.3091 | 1826.8302 | 2284.4936 | 1412.2212 | 54.54 | 61.52 | 7 | 6.0581 | 71.3 | 71.98 | 70.45 | 99.05 | 98.05 | 95.85
437 | 9 | 45 | 67841.7136 | 14425.6716 | 4719.8904 | 5242.3059 | 4375.4296 | 1886.9063 | 1946.9733 | 1369.4365 | 61.73 | 72.1 | 12 | 11.2254 | 88.14 | 80.56 | 82.85 | 95.2 | 88.34 | 92.42
438 | 9 | 46 | 68010.5909 | 13510.0165 | 4717.9138 | 5337.2859 | 4468.9685 | 1851.404 | 2284.4936 | 1267.2324 | 58.95 | 67 | 12 | 8.215 | 79.73 | 79.54 | 75.95 | 97.64 | 96.17 | 93.33
439 | 9 | 47 | 68738.5272 | 15156.8797 | 4779.032 | 5349.8165 | 4462.9572 | 2061.1267 | 2207.5645 | 1493.532 | 153.8 | 237.81 | 45 | 101.3133 | 400.25 | 385.44 | 322.83 | 130.17 | 125.39 | 106.37
440 | 9 | 48 | 68057.0432 | 13915.8888 | 4761.1941 | 5187.535 | 4456.7917 | 1873.0211 | 2050.3249 | 1327.3842 | 75.62 | 94.86 | 22 | 24.5958 | 126.94 | 136.8 | 110.02 | 102.36 | 105.99 | 92.16
441 | 9 | 49 | 67668.1722 | 14425.6716 | 4761.8183 | 5289.5062 | 4466.6555 | 1726.1076 | 2214.6138 | 1442.1359 | 84.58 | 112.23 | 37 | 34.0658 | 145.2 | 162.71 | 142.51 | 81.06 | 103.64 | 95.81
442 | 10 | 1 | 67528.2249 | 12244.2045 | 4736.3872 | 5216.3293 | 4400.4159 | 1827.5951 | 1953.8224 | 1347.6591 | 57.26 | 63.87 | 8 | 7.4526 | 75.02 | 68.84 | 72.42 | 95.74 | 88.97 | 93.26
443 | 10 | 2 | 66717.989 | 13295.22 | 4639.7799 | 5083.8159 | 4257.7234 | 1886.9063 | 1829.8578 | 1267.2324 | 59.24 | 67.8 | 8 | 10.411 | 89.87 | 80.02 | 79.23 | 96.11 | 93.06 | 93.53
444 | 10 | 3 | 67333.9971 | 13745.9316 | 4707.8239 | 5188.9979 | 4328.6866 | 1851.404 | 1799.0012 | 1347.6591 | 52.44 | 56.7 | 3 | 3.0471 | 66.45 | 63.34 | 62.43 | 99.79 | 97.47 | 94.54
445 | 10 | 4 | 67504.3831 | 13295.22 | 4701.476 | 5163.177 | 4362.5043 | 1851.404 | 1765.1819 | 1273.526 | 58.75 | 66.44 | 11 | 8.7251 | 82.9 | 76.75 | 75.76 | 95.51 | 93.59 | 92.87
446 | 10 | 5 | 66840.696 | 13295.22 | 4655.8741 | 5115.027 | 4284.7175 | 1851.404 | 1946.9733 | 1347.6591 | 54.06 | 59.44 | 5 | 5.4838 | 73.7 | 67.89 | 67.99 | 98.85 | 95.8 | 94.98
447 | 10 | 6 | 67156.1929 | 13061.2265 | 4667.0245 | 5113.0127 | 4370.9292 | 1845.7122 | 2284.4936 | 1267.2324 | 51.35 | 54.87 | 4 | 2.1605 | 62.58 | 60.8 | 59.98 | 99.99 | 98.13 | 94.08
448 | 10 | 7 | 67955.444 | 13295.22 | 4830.6694 | 5306.7627 | 4428.4055 | 1851.404 | 1935.1518 | 1383.3882 | 62.04 | 71.31 | 11 | 11.697 | 92.79 | 85.05 | 81.21 | 95.73 | 92.63 | 91.25
449 | 10 | 8 | 67545.8662 | 13794.1603 | 4726.2509 | 5263.4684 | 4365.0094 | 1851.404 | 1935.1518 | 1266.6392 | 62.65 | 72.39 | 13 | 12.7248 | 92.86 | 85.48 | 85.12 | 91.91 | 90.01 | 91.98
450 | 10 | 9 | 67642.5508 | 14301.8753 | 4786.6411 | 5198.3324 | 4412.9181 | 2082.9111 | 2284.4936 | 1550.558 | 65.26 | 77.92 | 12 | 15.4297 | 106.21 | 97.99 | 94.16 | 99.56 | 94.45 | 94.17
451 | 10 | 10 | 67150.0899 | 14425.6716 | 4669.3011 | 5190.1319 | 4282.8239 | 1777.0131 | 2284.4936 | 1347.6591 | 59.7 | 69.42 | 9 | 10.5169 | 86.11 | 74.5 | 80.05 | 101.13 | 86.35 | 95.72
452 | 10 | 11 | 67601.8412 | 14425.6716 | 4688.2567 | 5189.6486 | 4355.9956 | 1851.404 | 1953.8224 | 1347.6591 | 62.39 | 71.99 | 13 | 12.2593 | 89.47 | 87.44 | 82.17 | 94.62 | 93.65 | 92
453 | 10 | 12 | 67399.0369 | 14425.6716 | 4702.4878 | 5202.6206 | 4371.8457 | 1826.8302 | 2284.4936 | 1412.2212 | 57.59 | 65.66 | 14 | 7.763 | 79.63 | 77.6 | 76.29 | 98.17 | 96.73 | 95.6
454 | 10 | 13 | 67163.7164 | 12780.4945 | 4648.2435 | 5193.2889 | 4307.5775 | 1830.5829 | 2052.8623 | 1280.6658 | 53.25 | 57.7 | 5 | 4.074 | 66.95 | 65.05 | 64.16 | 97.99 | 95.96 | 93.79
455 | 10 | 14 | 66932.2878 | 13374.8861 | 4644.6571 | 5154.8146 | 4331.9013 | 1845.7122 | 1829.8578 | 1267.2324 | 53.74 | 58.59 | 3 | 4.6573 | 69 | 66.02 | 64.31 | 98.72 | 95.75 | 93.07
456 | 10 | 15 | 67143.9076 | 13295.22 | 4663.5889 | 5147.7121 | 4356.7074 | 1851.404 | 1742.6487 | 1267.2324 | 52.36 | 56.38 | 4 | 3.0658 | 65.95 | 62.4 | 61.7 | 99.76 | 96.62 | 93.57
457 | 10 | 16 | 67287.8477 | 13295.22 | 4676.5265 | 5181.0122 | 4354.645 | 1851.404 | 1783.3673 | 1347.6591 | 57.99 | 65.25 | 7 | 8.7092 | 81.83 | 76.08 | 74.56 | 94.11 | 93.62 | 92.45
458 | 10 | 17 | 66954.9573 | 14605.5431 | 4647.072 | 5115.6243 | 4315.9134 | 1875.6351 | 1813.6241 | 1285.4259 | 64.67 | 79.36 | 11 | 15.923 | 103.39 | 97.9 | 90.33 | 96.75 | 92.8 | 89.45
459 | 10 | 18 | 67064.2207 | 14345.4089 | 4625.3766 | 5095.3625 | 4308.398 | 1827.5951 | 1829.8578 | 1412.2212 | 53.46 | 59.01 | 5 | 4.5131 | 68.48 | 68.51 | 66.98 | 99.19 | 98.54 | 95.42
460 | 10 | 19 | 66976.0049 | 13295.22 | 4638.4344 | 5073.6724 | 4294.0704 | 1851.404 | 2052.8623 | 1267.2324 | 53.56 | 58.68 | 4 | 4.5971 | 69.57 | 65.44 | 65.44 | 98.82 | 95.93 | 94.26
461 | 10 | 20 | 67309.244 | 13295.22 | 4676.7801 | 5172.9345 | 4341.2734 | 1886.9063 | 1935.1518 | 1267.2324 | 58.52 | 66.58 | 6 | 9.1047 | 83.58 | 76.18 | 76.59 | 95.19 | 92.15 | 93.14
462 | 10 | 21 | 67639.7282 | 14425.6716 | 4744.069 | 5302.2829 | 4392.7271 | 1886.9063 | 1953.8224 | 1267.2324 | 59.8 | 69.05 | 14 | 9.4873 | 84.63 | 80.52 | 79 | 98 | 93.61 | 93.48
463 | 10 | 22 | 66891.0172 | 13295.22 | 4639.7765 | 5132.739 | 4290.3581 | 1851.404 | 1829.8578 | 1347.6591 | 60.98 | 70.6 | 10 | 11.974 | 94.76 | 83.94 | 82.34 | 95.29 | 92.31 | 92.68
464 | 10 | 23 | 67287.2824 | 15156.8797 | 4712.5424 | 5172.8495 | 4358.119 | 2007.7762 | 2164.0218 | 1443.1058 | 67.52 | 84.3 | 20 | 17.7834 | 114.15 | 110.47 | 102.31 | 100.31 | 99.07 | 95.92
465 | 10 | 24 | 66956.5395 | 13915.8888 | 4649.1172 | 5082.1257 | 4324.0585 | 1851.404 | 1953.8224 | 1273.526 | 65.86 | 79.7 | 13 | 16.9969 | 104.37 | 85.75 | 93.46 | 96.63 | 78.93 | 93.87
466 | 10 | 25 | 67227.1088 | 13631.9612 | 4700.8461 | 5171.9664 | 4380.1486 | 1826.8302 | 1935.1518 | 1305.434 | 57.99 | 66.46 | 7 | 8.6925 | 80.5 | 73.47 | 75.59 | 96.63 | 90.3 | 93
467 | 10 | 26 | 66363.1966 | 12669.1636 | 4570.135 | 5037.9995 | 4234.8854 | 1886.9063 | 1821.1449 | 1267.2324 | 50.21 | 53.66 | 3 | 2.291 | 61.67 | 59.11 | 58.87 | 100.18 | 97.65 | 94.89
468 | 10 | 27 | 66905.5672 | 13794.1603 | 4643.5783 | 5109.454 | 4330.8087 | 1845.7122 | 2284.4936 | 1280.6658 | 57.46 | 64.92 | 6 | 8.4413 | 82.8 | 77.84 | 75.39 | 97.12 | 96.49 | 94.17
469 | 10 | 28 | 68380.9681 | 14345.4089 | 4876.8187 | 5355.3637 | 4507.6743 | 2061.1267 | 1829.8578 | 1438.613 | 62.17 | 73.08 | 8 | 11.094 | 93.74 | 79.64 | 86.56 | 101.84 | 87.51 | 95.86
470 | 10 | 29 | 67503.3698 | 14605.5431 | 4669.2261 | 5130.1099 | 4344.4784 | 1830.5829 | 1953.8224 | 1285.4259 | 57.97 | 65.63 | 8 | 8.1002 | 83.45 | 79.43 | 75.85 | 99.57 | 97.99 | 94.38
471 | 10 | 30 | 67242.6222 | 13374.8861 | 4647.6119 | 5154.0103 | 4340.8638 | 1857.5967 | 2284.4936 | 1267.2324 | 61.37 | 72.02 | 12 | 12.0327 | 88.52 | 89.92 | 78.74 | 101.1 | 97.07 | 91.02
472 | 10 | 31 | 68035.8413 | 14345.4089 | 4730.4184 | 5207.9011 | 4447.1566 | 1777.0131 | 1951.4576 | 1412.2212 | 61.68 | 72.31 | 17 | 11.2039 | 88.12 | 80.13 | 85.52 | 96.97 | 88.16 | 95.21
473 | 10 | 32 | 67058.1928 | 13588.0073 | 4641.9891 | 5150.4391 | 4272.6899 | 1845.4444 | 1939.6802 | 1266.6392 | 53.41 | 58.23 | 5 | 4.6184 | 70.34 | 68.15 | 65.22 | 98.66 | 98.18 | 94.17
474 | 10 | 33 | 67172.5198 | 13132.9242 | 4618.9993 | 5150.6137 | 4296.1932 | 1777.0131 | 1771.8496 | 1347.6591 | 51.9 | 55.83 | 2 | 2.5679 | 64.25 | 60.72 | 61.09 | 100.67 | 96.46 | 94.62
475 | 10 | 34 | 67482.1351 | 14605.5431 | 4706.2514 | 5228.4719 | 4414.0717 | 2082.9111 | 2074.3771 | 1550.558 | 108.65 | 155.65 | 35 | 58.4166 | 251.31 | 206.74 | 209.71 | 109.74 | 74.85 | 102.08
476 | 10 | 35 | 67169.641 | 14605.5431 | 4639.2277 | 5153.4316 | 4331.6687 | 1875.6351 | 1874.8609 | 1369.4365 | 50.43 | 53.68 | 4 | 1.5465 | 59.86 | 58.98 | 57.95 | 101.36 | 98.06 | 94.44
477 | 10 | 36 | 67960.4364 | 13374.8861 | 4751.742 | 5269.0242 | 4402.802 | 1789.5749 | 1765.1819 | 1288.4145 | 56.26 | 61.99 | 5 | 6.1374 | 72.36 | 70.29 | 69.07 | 94.57 | 94.2 | 92.3
478 | 10 | 37 | 67264.3886 | 14060.5421 | 4637.0153 | 5063.6738 | 4328.1459 | 1845.4444 | 1763.6238 | 1329.7744 | 64.04 | 76.07 | 11 | 14.7037 | 100.1 | 84.96 | 90.81 | 93.34 | 84.2 | 93.29
479 | 10 | 38 | 66969.811 | 12669.1636 | 4597.8811 | 5114.4998 | 4299.9436 | 1875.6351 | 1829.8578 | 1280.6658 | 49.1 | 51.25 | 0 | 0 | 55.83 | 55.26 | 54.8 | 101.94 | 99.22 | 95.09
480 | 10 | 39 | 67558.2361 | 14345.4089 | 4706.0921 | 5179.9405 | 4349.1574 | 1830.5829 | 1765.1819 | 1412.2212 | 61.3 | 72.08 | 11 | 11.4885 | 89.19 | 77.9 | 84.21 | 99.86 | 86.02 | 96.11
481 | 10 | 40 | 67507.6833 | 13510.0165 | 4643.225 | 5230.8935 | 4409.7617 | 1886.9063 | 2284.4936 | 1280.6658 | 56.27 | 62.86 | 10 | 6.3698 | 75.67 | 70.36 | 70.73 | 98.3 | 93.92 | 93.54
482 | 10 | 41 | 68141.7835 | 15156.8797 | 4826.8658 | 5274.4943 | 4428.8015 | 2061.1267 | 2284.4936 | 1443.1058 | 93.47 | 129.03 | 36 | 42.0348 | 188.33 | 183.15 | 161.13 | 104.13 | 98.33 | 94.57
483 | 10 | 42 | 67216.697 | 13213.1063 | 4663.8515 | 5045.644 | 4310.0517 | 1886.9063 | 1794.1881 | 1369.4365 | 54.57 | 60.02 | 5 | 5.291 | 73.11 | 68.34 | 67.12 | 98.36 | 96.68 | 93.8
484 | 10 | 43 | 67755.4542 | 14060.5421 | 4744.0051 | 5160.6717 | 4405.0058 | 1851.404 | 1946.9733 | 1369.4365 | 66.75 | 80.97 | 17 | 16.0431 | 103.66 | 92.52 | 94.66 | 97.25 | 86.15 | 93.54
485 | 10 | 44 | 66836.4986 | 14345.4089 | 4546.3853 | 5081.5825 | 4284.3091 | 1826.8302 | 2284.4936 | 1412.2212 | 53.87 | 60.61 | 7 | 5.6318 | 69.89 | 70.52 | 69.13 | 99.03 | 98.11 | 95.75
486 | 10 | 45 | 67841.7136 | 14425.6716 | 4719.8904 | 5242.3059 | 4375.4296 | 1886.9063 | 1946.9733 | 1369.4365 | 61.26 | 70.78 | 14 | 10.6955 | 91.3 | 81 | 81.31 | 97.53 | 91.09 | 92.71
487 | 10 | 46 | 68010.5909 | 13510.0165 | 4717.9138 | 5337.2859 | 4468.9685 | 1851.404 | 2284.4936 | 1267.2324 | 58.18 | 65.2 | 12 | 7.3435 | 77.17 | 76.91 | 73.18 | 95.81 | 96.14 | 92.29
488 | 10 | 47 | 68738.5272 | 15156.8797 | 4779.032 | 5349.8165 | 4462.9572 | 2061.1267 | 2207.5645 | 1493.532 | 103.44 | 145.53 | 43 | 51.0408 | 228.08 | 218.01 | 186.09 | 113.44 | 108.08 | 96.83
489 | 10 | 48 | 68057.0432 | 13915.8888 | 4761.1941 | 5187.535 | 4456.7917 | 1873.0211 | 2050.3249 | 1327.3842 | 73.82 | 91.05 | 25 | 22.5697 | 123.36 | 124.9 | 108.47 | 97.29 | 100.15 | 93.74
490 | 10 | 49 | 67668.1722 | 14425.6716 | 4761.8183 | 5289.5062 | 4466.6555 | 1726.1076 | 2214.6138 | 1442.1359 | 77.89 | 99.21 | 32 | 27.2465 | 129.36 | 136.72 | 123.93 | 83.83 | 98.39 | 94.33
491 | 11 | 1 | 67528.2249 | 12244.2045 | 4736.3872 | 5216.3293 | 4400.4159 | 1827.5951 | 1953.8224 | 1347.6591 | 51.79 | 55.28 | 2 | 2.0133 | 63.2 | 62.11 | 60.49 | 99.71 | 98.26 | 93.87
492 | 11 | 2 | 66717.989 | 13295.22 | 4639.7799 | 5083.8159 | 4257.7234 | 1886.9063 | 1829.8578 | 1267.2324 | 50.12 | 53.35 | 2 | 1.6724 | 60.87 | 60.14 | 58.61 | 100.62 | 99.39 | 95.26
493 | 11 | 3 | 67333.9971 | 13745.9316 | 4707.8239 | 5188.9979 | 4328.6866 | 1851.404 | 1799.0012 | 1347.6591 | 50.82 | 54.42 | 1 | 1.4851 | 62.16 | 59.58 | 59.16 | 101.4 | 98.32 | 95.2
494 | 11 | 4 | 67504.3831 | 13295.22 | 4701.476 | 5163.177 | 4362.5043 | 1851.404 | 1765.1819 | 1273.526 | 59.77 | 68.17 | 8 | 9.881 | 84.03 | 77.98 | 77.84 | 97.59 | 91.2 | 93.52
495 | 11 | 5 | 66840.696 | 13295.22 | 4655.8741 | 5115.027 | 4284.7175 | 1851.404 | 1946.9733 | 1347.6591 | 49.31 | 51.77 | 1 | 0.68543 | 57.92 | 56.53 | 55.79 | 101.17 | 98.64 | 94.79
496 | 11 | 6 | 67156.1929 | 13061.2265 | 4667.0245 | 5113.0127 | 4370.9292 | 1845.7122 | 2284.4936 | 1267.2324 | 52.56 | 56.87 | 4 | 3.3773 | 67.31 | 65.34 | 62.23 | 99.88 | 98.84 | 93.12
497 | 11 | 7 | 67955.444 | 13295.22 | 4830.6694 | 5306.7627 | 4428.4055 | 1851.404 | 1935.1518 | 1383.3882 | 51.93 | 55.59 | 3 | 2.0309 | 63.8 | 61.61 | 60.98 | 99.45 | 97.12 | 94.13
498 | 11 | 8 | 67545.8662 | 13794.1603 | 4726.2509 | 5263.4684 | 4365.0094 | 1851.404 | 1935.1518 | 1266.6392 | 53.96 | 59.51 | 4 | 4.5343 | 71.06 | 68.24 | 66.57 | 101.08 | 96.75 | 94.11
499 | 11 | 9 | 67642.5508 | 14301.8753 | 4786.6411 | 5198.3324 | 4412.9181 | 2082.9111 | 2284.4936 | 1550.558 | 63.08 | 75.51 | 10 | 13.4234 | 102.71 | 98.02 | 91 | 104.12 | 100.58 | 96.14
500 | 11 | 10 | 67150.0899 | 14425.6716 | 4669.3011 | 5190.1319 | 4282.8239 | 1777.0131 | 2284.4936 | 1347.6591 | 60.06 | 70.45 | 7 | 10.9372 | 85.72 | 72.3 | 80.76 | 102.24 | 82.94 | 96.36
501 | 11 | 11 | 67601.8412 | 14425.6716 | 4688.2567 | 5189.6486 | 4355.9956 | 1851.404 | 1953.8224 | 1347.6591 | 53.34 | 57.96 | 4 | 3.3505 | 68.11 | 66.54 | 65.29 | 99.95 | 98.93 | 95.62
502 | 11 | 12 | 67399.0369 | 14425.6716 | 4702.4878 | 5202.6206 | 4371.8457 | 1826.8302 | 2284.4936 | 1412.2212 | 62.98 | 74.62 | 16 | 13.2003 | 90.27 | 86.45 | 86.36 | 92.84 | 88.6 | 91.3
503 | 11 | 13 | 67163.7164 | 12780.4945 | 4648.2435 | 5193.2889 | 4307.5775 | 1830.5829 | 2052.8623 | 1280.6658 | 57.3 | 64.45 | 7 | 7.8346 | 74.96 | 73.11 | 72.43 | 94.68 | 92.03 | 91.79
504 | 11 | 14 | 66932.2878 | 13374.8861 | 4644.6571 | 5154.8146 | 4331.9013 | 1845.7122 | 1829.8578 | 1267.2324 | 51.62 | 55.3 | 2 | 2.8371 | 63.71 | 60.79 | 60.86 | 98.82 | 96.21 | 93.98
505 | 11 | 15 | 67143.9076 | 13295.22 | 4663.5889 | 5147.7121 | 4356.7074 | 1851.404 | 1742.6487 | 1267.2324 | 53.89 | 58.96 | 4 | 4.6804 | 72.54 | 68.98 | 65.71 | 100.06 | 98.09 | 93.29
506 | 11 | 16 | 67287.8477 | 13295.22 | 4676.5265 | 5181.0122 | 4354.645 | 1851.404 | 1783.3673 | 1347.6591 | 52.48 | 56.39 | 3 | 3.3006 | 64.83 | 64.32 | 62.1 | 97.56 | 97.51 | 93.26
507 | 11 | 17 | 66954.9573 | 14605.5431 | 4647.072 | 5115.6243 | 4315.9134 | 1875.6351 | 1813.6241 | 1285.4259 | 51.57 | 56.24 | 6 | 3.08 | 65.92 | 63.3 | 62.18 | 101.51 | 98.05 | 94.73
508 | 11 | 18 | 67064.2207 | 14345.4089 | 4625.3766 | 5095.3625 | 4308.398 | 1827.5951 | 1829.8578 | 1412.2212 | 56.24 | 64.13 | 9 | 7.2666 | 75.58 | 75.65 | 74.33 | 98.17 | 97.03 | 95.53
509 | 11 | 19 | 66976.0049 | 13295.22 | 4638.4344 | 5073.6724 | 4294.0704 | 1851.404 | 2052.8623 | 1267.2324 | 52.65 | 56.82 | 3 | 3.8566 | 66.96 | 64.07 | 62.46 | 98.26 | 96.87 | 93.21
510 | 11 | 20 | 67309.244 | 13295.22 | 4676.7801 | 5172.9345 | 4341.2734 | 1886.9063 | 1935.1518 | 1267.2324 | 50.53 | 53.85 | 1 | 1.3579 | 61.03 | 60.43 | 58.92 | 101.04 | 99.44 | 95.01
511 | 11 | 21 | 67639.7282 | 14425.6716 | 4744.069 | 5302.2829 | 4392.7271 | 1886.9063 | 1953.8224 | 1267.2324 | 66.71 | 80.99 | 21 | 16.3736 | 103.68 | 100.03 | 93.41 | 96.09 | 92.21 | 89.67
512 | 11 | 22 | 66891.0172 | 13295.22 | 4639.7765 | 5132.739 | 4290.3581 | 1851.404 | 1829.8578 | 1347.6591 | 51.48 | 55.57 | 3 | 2.6941 | 64.92 | 61.24 | 60.95 | 100.56 | 97.14 | 94.77
513 | 11 | 23 | 67287.2824 | 15156.8797 | 4712.5424 | 5172.8495 | 4358.119 | 2007.7762 | 2164.0218 | 1443.1058 | 62.44 | 76.06 | 14 | 12.9654 | 99.25 | 97 | 89.22 | 102.17 | 100.25 | 95.18
514 | 11 | 24 | 66956.5395 | 13915.8888 | 4649.1172 | 5082.1257 | 4324.0585 | 1851.404 | 1953.8224 | 1273.526 | 61.62 | 73.19 | 10 | 12.9099 | 89.65 | 71.98 | 82.93 | 100.7 | 77.28 | 94.3
515 | 11 | 25 | 67227.1088 | 13631.9612 | 4700.8461 | 5171.9664 | 4380.1486 | 1826.8302 | 1935.1518 | 1305.434 | 56.33 | 64.02 | 6 | 6.96 | 74.62 | 67.31 | 71.97 | 97.45 | 88.94 | 93.28
516 | 11 | 26 | 66363.1966 | 12669.1636 | 4570.135 | 5037.9995 | 4234.8854 | 1886.9063 | 1821.1449 | 1267.2324 | 49 | 51.75 | 3 | 1.2429 | 58.26 | 56.46 | 56.18 | 100.95 | 98.28 | 94.99
517 | 11 | 27 | 66905.5672 | 13794.1603 | 4643.5783 | 5109.454 | 4330.8087 | 1845.7122 | 2284.4936 | 1280.6658 | 57.16 | 64.91 | 6 | 8.1229 | 81.92 | 83.88 | 74.88 | 99.62 | 102.67 | 93.85
518 | 11 | 28 | 68380.9681 | 14345.4089 | 4876.8187 | 5355.3637 | 4507.6743 | 2061.1267 | 1829.8578 | 1438.613 | 62.84 | 73.33 | 15 | 11.6283 | 95.08 | 84.52 | 86.55 | 98.32 | 91.15 | 94.66
519 | 11 | 29 | 67503.3698 | 14605.5431 | 4669.2261 | 5130.1099 | 4344.4784 | 1830.5829 | 1953.8224 | 1285.4259 | 60.41 | 70.69 | 11 | 10.6201 | 87.96 | 81.24 | 80.68 | 98.13 | 91.77 | 92.89
520 | 11 | 30 | 67242.6222 | 13374.8861 | 4647.6119 | 5154.0103 | 4340.8638 | 1857.5967 | 2284.4936 | 1267.2324 | 57.51 | 64.45 | 7 | 8.2228 | 77.01 | 77.8 | 71.79 | 96.85 | 96.03 | 90.71
521 | 11 | 31 | 68035.8413 | 14345.4089 | 4730.4184 | 5207.9011 | 4447.1566 | 1777.0131 | 1951.4576 | 1412.2212 | 71.17 | 88.22 | 20 | 20.4784 | 112.77 | 108.7 | 105.57 | 94.1 | 88.8 | 93.84
522 | 11 | 32 | 67058.1928 | 13588.0073 | 4641.9891 | 5150.4391 | 4272.6899 | 1845.4444 | 1939.6802 | 1266.6392 | 48.35 | 50.46 | 0 | 0 | 55.12 | 54.29 | 53.75 | 101.38 | 98.45 | 94.89
523 | 11 | 33 | 67172.5198 | 13132.9242 | 4618.9993 | 5150.6137 | 4296.1932 | 1777.0131 | 1771.8496 | 1347.6591 | 49.02 | 51.45 | 1 | 0.019922 | 56.23 | 55.41 | 54.99 | 102.14 | 99.06 | 95.3
524 | 11 | 34 | 67482.1351 | 14605.5431 | 4706.2514 | 5228.4719 | 4414.0717 | 2082.9111 | 2074.3771 | 1550.558 | 90.98 | 125.55 | 32 | 40.6822 | 190.34 | 148.38 | 162.03 | 106.62 | 68.57 | 98.19
525 | 11 | 35 | 67169.641 | 14605.5431 | 4639.2277 | 5153.4316 | 4331.6687 | 1875.6351 | 1874.8609 | 1369.4365 | 51.27 | 55.67 | 4 | 2.3446 | 63.73 | 61.77 | 60.51 | 102.08 | 98.26 | 94.49
526 | 11 | 36 | 67960.4364 | 13374.8861 | 4751.742 | 5269.0242 | 4402.802 | 1789.5749 | 1765.1819 | 1288.4145 | 51.32 | 54.4 | 5 | 1.1424 | 60.09 | 59.16 | 58.49 | 100.76 | 97.56 | 94.31
527 | 11 | 37 | 67264.3886 | 14060.5421 | 4637.0153 | 5063.6738 | 4328.1459 | 1845.4444 | 1763.6238 | 1329.7744 | 59.87 | 68.87 | 8 | 10.5539 | 83.89 | 73.65 | 80.16 | 96.98 | 85.23 | 94.36
528 | 11 | 38 | 66969.811 | 12669.1636 | 4597.8811 | 5114.4998 | 4299.9436 | 1875.6351 | 1829.8578 | 1280.6658 | 51.86 | 55.57 | 3 | 2.7715 | 63.3 | 62.77 | 61.58 | 100.32 | 98.32 | 95.15
529 | 11 | 39 | 67558.2361 | 14345.4089 | 4706.0921 | 5179.9405 | 4349.1574 | 1830.5829 | 1765.1819 | 1412.2212 | 64.01 | 77.5 | 10 | 14.2728 | 95.71 | 82.51 | 91.22 | 100.32 | 82.16 | 96.88
530 | 11 | 40 | 67507.6833 | 13510.0165 | 4643.225 | 5230.8935 | 4409.7617 | 1886.9063 | 2284.4936 | 1280.6658 | 56.58 | 63.25 | 8 | 6.6601 | 72.59 | 70.98 | 71.37 | 95.91 | 93.21 | 93.1
531 | 11 | 41 | 68141.7835 | 15156.8797 | 4826.8658 | 5274.4943 | 4428.8015 | 2061.1267 | 2284.4936 | 1443.1058 | 87.47 | 118.6 | 29 | 36.1648 | 170.23 | 162.57 | 149.8 | 101.51 | 95.17 | 96.91
532 | 11 | 42 | 67216.697 | 13213.1063 | 4663.8515 | 5045.644 | 4310.0517 | 1886.9063 | 1794.1881 | 1369.4365 | 49.19 | 51.66 | 1 | 0.074176 | 56.85 | 55.59 | 55.31 | 101.93 | 99.78 | 95.22
533 | 11 | 43 | 67755.4542 | 14060.5421 | 4744.0051 | 5160.6717 | 4405.0058 | 1851.404 | 1946.9733 | 1369.4365 | 61.48 | 71.7 | 19 | 10.7385 | 86.98 | 84.02 | 82.04 | 99.15 | 93.45 | 94.06
534 | 11 | 44 | 66836.4986 | 14345.4089 | 4546.3853 | 5081.5825 | 4284.3091 | 1826.8302 | 2284.4936 | 1412.2212 | 56.59 | 65.18 | 11 | 8.3733 | 76.65 | 77 | 74.37 | 97.72 | 96.19 | 94.36
535 | 11 | 45 | 67841.7136 | 14425.6716 | 4719.8904 | 5242.3059 | 4375.4296 | 1886.9063 | 1946.9733 | 1369.4365 | 60.84 | 69.32 | 13 | 10.2761 | 85.19 | 76.95 | 79.82 | 93.44 | 87.75 | 91.82
536 | 11 | 46 | 68010.5909 | 13510.0165 | 4717.9138 | 5337.2859 | 4468.9685 | 1851.404 | 2284.4936 | 1267.2324 | 56.62 | 63.09 | 8 | 5.9921 | 77 | 75.03 | 70.73 | 99.11 | 98.17 | 92.98
537 | 11 | 47 | 68738.5272 | 15156.8797 | 4779.032 | 5349.8165 | 4462.9572 | 2061.1267 | 2207.5645 | 1493.532 | 227.13 | 370.8 | 54 | 174.6927 | 629.26 | 607.17 | 497.34 | 130.37 | 131.74 | 98.3
538 | 11 | 48 | 68057.0432 | 13915.8888 | 4761.1941 | 5187.535 | 4456.7917 | 1873.0211 | 2050.3249 | 1327.3842 | 68.55 | 83.16 | 18 | 17.5752 | 109.18 | 114.71 | 97.55 | 102.06 | 104.26 | 94.5
539 | 11 | 49 | 67668.1722 | 14425.6716 | 4761.8183 | 5289.5062 | 4466.6555 | 1726.1076 | 2214.6138 | 1442.1359 | 75.39 | 96.99 | 34 | 24.595 | 118.4 | 135.32 | 121.2 | 85.07 | 103.82 | 97.46

## SA
Summary of results for 539 market simulations for 2020-21 - South Australia
Simulation number | Unplanned outage set | Weather set | Energy and demand (as generated) |  |  |  | Spot Price (nominal at the regional reference node) |  |  |  |  | Hedged price (nominal at the regional reference node)
|  |  | Annual regional energy (GWh) | Annual regional peak demand (MW) | Annual energy - SAPN (UMPLP) NSLP (GWh) | Annual peak demand - SAPN (UMPLP) NSLP (MW) | Annual regional time weighted spot price ($/MWh) | Annual regional Load weighted spot price ($/MWh) | Number of hours spot prices above $300 | Contribution of spot prices above $300 to annual average spot price ($/MWh) | Annual load weighted spot price - UMPLP NSLP ($/MWh) | Annual hedged price - SAPN (UMPLP) NSLP ($/MWh)
1 | 1 | 1 | 11519.4975 | 2632.9808 | 2943.8696 | 1492.6818 | 76.84 | 89.05 | 10 | 7.2355 | 110.59 | 126.32
2 | 1 | 2 | 11416.5187 | 2607.9422 | 2887.3436 | 1438.6677 | 68.14 | 74.26 | 4 | 0.31033 | 85.32 | 133.73
3 | 1 | 3 | 11480.8107 | 2844.9508 | 2949.3146 | 1734.3857 | 108.78 | 160.67 | 16 | 40.7918 | 278.64 | 150.61
4 | 1 | 4 | 11560.4057 | 2649.1421 | 3030.0094 | 1635.2314 | 68.46 | 74.47 | 5 | 0.077894 | 82.14 | 129.89
5 | 1 | 5 | 11372.5694 | 2632.9808 | 2885.6078 | 1492.6818 | 69.32 | 77.94 | 9 | 2.8303 | 91.98 | 131.66
6 | 1 | 6 | 11426.8438 | 2607.9422 | 2928.6282 | 1420.02 | 69.54 | 77.72 | 4 | 2.5989 | 90.69 | 130.08
7 | 1 | 7 | 11435.6738 | 2632.9808 | 2945.0339 | 1492.6818 | 76.21 | 89.19 | 15 | 8.4658 | 112.53 | 127.74
8 | 1 | 8 | 11320.293 | 2364.8484 | 2860.7649 | 1318.8047 | 69.02 | 76.71 | 7 | 2.3762 | 89.38 | 130.8
9 | 1 | 9 | 11506.9619 | 2844.9508 | 3018.4318 | 1715.7623 | 75.75 | 90.49 | 8 | 8.1585 | 118.38 | 131.59
10 | 1 | 10 | 11276.956 | 2607.9422 | 2813.6068 | 1360.2279 | 65.15 | 70.68 | 2 | 0.095509 | 79.08 | 133.2
11 | 1 | 11 | 11571.3049 | 2844.9508 | 2990.9526 | 1715.7623 | 120.61 | 180.87 | 25 | 51.3191 | 316.31 | 148.81
12 | 1 | 12 | 11563.274 | 2795.6702 | 3007.8113 | 1635.2314 | 72.36 | 82.72 | 6 | 3.7977 | 99.48 | 131.22
13 | 1 | 13 | 11465.6544 | 2795.6702 | 2965.6625 | 1635.2314 | 84.05 | 107.5 | 21 | 16.6289 | 152.29 | 131.25
14 | 1 | 14 | 11395.5231 | 2593.8569 | 2886.1926 | 1452.2238 | 68.27 | 74.81 | 4 | 1.1623 | 86.23 | 132.5
15 | 1 | 15 | 11395.6984 | 2595.5947 | 2941.9273 | 1457.0008 | 65.29 | 71.16 | 2 | 0.034801 | 80.7 | 132.47
16 | 1 | 16 | 11300.5698 | 2809.288 | 2861.9998 | 1574.1764 | 76.14 | 91.83 | 13 | 10.4644 | 119.55 | 126.53
17 | 1 | 17 | 11273.2477 | 2689.3749 | 2858.0907 | 1457.0008 | 64.84 | 70.55 | 1 | 0.010105 | 78.55 | 132.22
18 | 1 | 18 | 11405.7632 | 2844.9508 | 2900.2918 | 1715.7623 | 70.44 | 81.46 | 7 | 4.4012 | 103.11 | 135.46
19 | 1 | 19 | 11417.7317 | 2809.288 | 2961.3613 | 1635.2314 | 79.52 | 98.96 | 23 | 13.0353 | 129.95 | 124.39
20 | 1 | 20 | 11473.616 | 2342.5968 | 2947.224 | 1470.3027 | 67.37 | 73.2 | 0 | 0 | 82.12 | 131.73
21 | 1 | 21 | 11378.6681 | 2795.6702 | 2916.7583 | 1635.2314 | 72.37 | 85.18 | 8 | 6.5315 | 108.06 | 130.97
22 | 1 | 22 | 11269.0924 | 2689.3749 | 2842.0089 | 1452.2238 | 66.27 | 73.97 | 6 | 2.1696 | 88.48 | 135.36
23 | 1 | 23 | 11481.9761 | 2821.835 | 2984.3619 | 1709.6888 | 78.87 | 96.87 | 21 | 11.1899 | 131.21 | 131.74
24 | 1 | 24 | 11332.841 | 2649.1421 | 2860.6569 | 1635.2314 | 65.63 | 71.14 | 0 | 0 | 78.68 | 132.37
25 | 1 | 25 | 11484.4943 | 2568.3023 | 2990.7647 | 1426.9949 | 70.6 | 79.31 | 11 | 2.7778 | 94.22 | 130.76
26 | 1 | 26 | 11319.3771 | 2844.9508 | 2856.585 | 1715.7623 | 99.96 | 145.47 | 8 | 34.0257 | 253.8 | 153.59
27 | 1 | 27 | 11464.5536 | 2844.9508 | 2982.323 | 1715.7623 | 81.69 | 104.09 | 20 | 14.7893 | 147.08 | 133.25
28 | 1 | 28 | 11490.4601 | 2795.6702 | 2967.3927 | 1609.5626 | 77.87 | 91.89 | 8 | 8.3451 | 116.44 | 131.67
29 | 1 | 29 | 11581.103 | 2844.9508 | 3023.2026 | 1715.7623 | 94.56 | 126.09 | 22 | 24.9803 | 181.07 | 121.56
30 | 1 | 30 | 11627.1766 | 2809.288 | 3031.3876 | 1635.2314 | 95.31 | 127.72 | 30 | 26.7468 | 182.39 | 117.2
31 | 1 | 31 | 11737.1002 | 2795.6702 | 3145.2361 | 1635.2314 | 91.55 | 117.54 | 22 | 21.7891 | 153.66 | 109.57
32 | 1 | 32 | 11280.005 | 2795.6702 | 2812.6152 | 1609.5626 | 67.67 | 75.92 | 3 | 2.3804 | 90.53 | 133.93
33 | 1 | 33 | 11441.6977 | 2726.85 | 2921.1035 | 1734.3857 | 71.94 | 81.61 | 7 | 4.8022 | 98.48 | 131.98
34 | 1 | 34 | 11487.2906 | 2879.729 | 3002.837 | 1800.323 | 69.08 | 77.7 | 8 | 2.7852 | 91.38 | 131.13
35 | 1 | 35 | 11346.2822 | 2844.9508 | 2882.4754 | 1715.7623 | 73.18 | 86.68 | 7 | 7.3822 | 112.8 | 134.35
36 | 1 | 36 | 11534.2434 | 2732.2826 | 2955.4096 | 1670.2151 | 69.61 | 76.65 | 5 | 1.1807 | 87.12 | 131.45
37 | 1 | 37 | 11544.0786 | 2795.6702 | 3014.2233 | 1635.2314 | 76.53 | 92.47 | 15 | 9.3099 | 118.39 | 127.9
38 | 1 | 38 | 11628.9975 | 2844.9508 | 3044.0491 | 1715.7623 | 99.63 | 136.47 | 35 | 30.1438 | 203.42 | 124.47
39 | 1 | 39 | 11536.6565 | 2883.295 | 2982.4215 | 1886.7192 | 85.39 | 109.11 | 21 | 17.1807 | 157.33 | 134.43
40 | 1 | 40 | 11633.8009 | 2844.9508 | 3097.7787 | 1715.7623 | 81.73 | 101.76 | 19 | 13.9056 | 135.44 | 129.19
41 | 1 | 41 | 11615.9937 | 2821.835 | 3039.2955 | 1709.6888 | 81.94 | 100.2 | 15 | 12.1103 | 134.12 | 129.62
42 | 1 | 42 | 11610.3162 | 2795.6702 | 3006.0603 | 1635.2314 | 77.56 | 91.61 | 13 | 7.9636 | 116.04 | 129.11
43 | 1 | 43 | 11646.9828 | 2844.9508 | 3051.2662 | 1715.7623 | 96.36 | 127.46 | 28 | 26.0208 | 183.2 | 123.47
44 | 1 | 44 | 11380.0238 | 2844.9508 | 2938.7554 | 1715.7623 | 129.97 | 209.15 | 27 | 65.1726 | 376.53 | 144.28
45 | 1 | 45 | 11476.502 | 2795.6702 | 2919.2459 | 1609.5626 | 80.69 | 98.02 | 16 | 12.4452 | 127.33 | 123.34
46 | 1 | 46 | 11602.9906 | 2795.6702 | 3029.7322 | 1670.2151 | 75.43 | 88.1 | 8 | 6.5155 | 107.52 | 128.97
47 | 1 | 47 | 11626.9356 | 2879.729 | 3089.0614 | 1800.323 | 82.9 | 100.65 | 18 | 11.5089 | 129.43 | 125.48
48 | 1 | 48 | 11680.6073 | 2844.9508 | 3097.1278 | 1734.3857 | 111.82 | 163.94 | 17 | 42.7907 | 274.09 | 150.93
49 | 1 | 49 | 11502.1559 | 2883.295 | 4349.56 | 1886.7192 | 93.38 | 127.91 | 38 | 25.9576 | 159.54 | 117.84
50 | 2 | 1 | 11519.4975 | 2632.9808 | 2943.8696 | 1492.6818 | 78.46 | 91.5 | 10 | 8.5295 | 115.18 | 125.55
51 | 2 | 2 | 11416.5187 | 2607.9422 | 2887.3436 | 1438.6677 | 75.17 | 86.51 | 13 | 6.8447 | 108.39 | 130.21
52 | 2 | 3 | 11480.8107 | 2844.9508 | 2949.3146 | 1734.3857 | 80.21 | 99.52 | 23 | 12.1244 | 137.16 | 135.9
53 | 2 | 4 | 11560.4057 | 2649.1421 | 3030.0094 | 1635.2314 | 69.56 | 76 | 3 | 1.1648 | 84.87 | 129.45
54 | 2 | 5 | 11372.5694 | 2632.9808 | 2885.6078 | 1492.6818 | 71.68 | 82.43 | 12 | 5.067 | 99.27 | 128.55
55 | 2 | 6 | 11426.8438 | 2607.9422 | 2928.6282 | 1420.02 | 73.21 | 83.6 | 7 | 6.2401 | 102 | 127.34
56 | 2 | 7 | 11435.6738 | 2632.9808 | 2945.0339 | 1492.6818 | 76.97 | 90.82 | 12 | 9.0763 | 115.43 | 127.27
57 | 2 | 8 | 11320.293 | 2364.8484 | 2860.7649 | 1318.8047 | 66.75 | 72.65 | 3 | 0.054966 | 81.82 | 133.59
58 | 2 | 9 | 11506.9619 | 2844.9508 | 3018.4318 | 1715.7623 | 76.1 | 91.13 | 8 | 8.3462 | 120.05 | 132.29
59 | 2 | 10 | 11276.956 | 2607.9422 | 2813.6068 | 1360.2279 | 66.75 | 73.82 | 3 | 1.5666 | 85.53 | 132.78
60 | 2 | 11 | 11571.3049 | 2844.9508 | 2990.9526 | 1715.7623 | 88.41 | 114.8 | 27 | 18.9583 | 167.87 | 134.04
61 | 2 | 12 | 11563.274 | 2795.6702 | 3007.8113 | 1635.2314 | 76.63 | 90.59 | 14 | 7.711 | 114.87 | 131.03
62 | 2 | 13 | 11465.6544 | 2795.6702 | 2965.6625 | 1635.2314 | 90.57 | 117.31 | 28 | 22.8407 | 169.26 | 127.46
63 | 2 | 14 | 11395.5231 | 2593.8569 | 2886.1926 | 1452.2238 | 70.23 | 78.36 | 7 | 3.1422 | 93.81 | 132.39
64 | 2 | 15 | 11395.6984 | 2595.5947 | 2941.9273 | 1457.0008 | 68.51 | 75.75 | 11 | 3.0116 | 89.63 | 131.74
65 | 2 | 16 | 11300.5698 | 2809.288 | 2861.9998 | 1574.1764 | 72.65 | 86.19 | 7 | 6.9298 | 110.78 | 132.76
66 | 2 | 17 | 11273.2477 | 2689.3749 | 2858.0907 | 1457.0008 | 65.05 | 71 | 1 | 0.15345 | 79.54 | 132.71
67 | 2 | 18 | 11405.7632 | 2844.9508 | 2900.2918 | 1715.7623 | 69.59 | 79.43 | 5 | 3.2775 | 98.09 | 135.15
68 | 2 | 19 | 11417.7317 | 2809.288 | 2961.3613 | 1635.2314 | 82.6 | 104.2 | 16 | 16.2349 | 138.33 | 122.14
69 | 2 | 20 | 11473.616 | 2342.5968 | 2947.224 | 1470.3027 | 67.89 | 73.91 | 5 | 0.083442 | 83.27 | 132.16
70 | 2 | 21 | 11378.6681 | 2795.6702 | 2916.7583 | 1635.2314 | 72.98 | 86.26 | 9 | 7.1415 | 110.03 | 130.24
71 | 2 | 22 | 11269.0924 | 2689.3749 | 2842.0089 | 1452.2238 | 67.57 | 76.84 | 6 | 3.5742 | 94.37 | 134.05
72 | 2 | 23 | 11481.9761 | 2821.835 | 2984.3619 | 1709.6888 | 82.24 | 100.14 | 24 | 14.1873 | 134.82 | 129.29
73 | 2 | 24 | 11332.841 | 2649.1421 | 2860.6569 | 1635.2314 | 66.6 | 72.5 | 3 | 0.76869 | 81.28 | 132.4
74 | 2 | 25 | 11484.4943 | 2568.3023 | 2990.7647 | 1426.9949 | 74.35 | 84.04 | 17 | 6.3137 | 102.58 | 129.52
75 | 2 | 26 | 11319.3771 | 2844.9508 | 2856.585 | 1715.7623 | 73.71 | 88.55 | 11 | 7.7615 | 118.48 | 136.02
76 | 2 | 27 | 11464.5536 | 2844.9508 | 2982.323 | 1715.7623 | 87.56 | 116.5 | 22 | 20.8642 | 173.56 | 133.5
77 | 2 | 28 | 11490.4601 | 2795.6702 | 2967.3927 | 1609.5626 | 79.8 | 95.38 | 13 | 10.2214 | 123.48 | 131.97
78 | 2 | 29 | 11581.103 | 2844.9508 | 3023.2026 | 1715.7623 | 94.49 | 124.52 | 34 | 24.5772 | 175.59 | 119.01
79 | 2 | 30 | 11627.1766 | 2809.288 | 3031.3876 | 1635.2314 | 95.24 | 127.48 | 32 | 26.5403 | 181.78 | 118.04
80 | 2 | 31 | 11737.1002 | 2795.6702 | 3145.2361 | 1635.2314 | 88.05 | 109.72 | 28 | 17.8263 | 141.38 | 114.87
81 | 2 | 32 | 11280.005 | 2795.6702 | 2812.6152 | 1609.5626 | 68.78 | 77.82 | 7 | 3.098 | 94.22 | 134
82 | 2 | 33 | 11441.6977 | 2726.85 | 2921.1035 | 1734.3857 | 73.19 | 84.01 | 9 | 5.7729 | 100.92 | 127.78
83 | 2 | 34 | 11487.2906 | 2879.729 | 3002.837 | 1800.323 | 73.51 | 85.91 | 13 | 6.5793 | 107.52 | 134.44
84 | 2 | 35 | 11346.2822 | 2844.9508 | 2882.4754 | 1715.7623 | 71.45 | 83.43 | 6 | 5.5374 | 105.92 | 133.66
85 | 2 | 36 | 11534.2434 | 2732.2826 | 2955.4096 | 1670.2151 | 74.3 | 85.54 | 7 | 5.7368 | 102.65 | 126.95
86 | 2 | 37 | 11544.0786 | 2795.6702 | 3014.2233 | 1635.2314 | 79.19 | 97.07 | 16 | 11.7671 | 127.16 | 127.05
87 | 2 | 38 | 11628.9975 | 2844.9508 | 3044.0491 | 1715.7623 | 130.4 | 200.07 | 38 | 60.5196 | 345.62 | 139.32
88 | 2 | 39 | 11536.6565 | 2883.295 | 2982.4215 | 1886.7192 | 84.12 | 106.32 | 21 | 15.6187 | 150.67 | 133.68
89 | 2 | 40 | 11633.8009 | 2844.9508 | 3097.7787 | 1715.7623 | 91.54 | 119.04 | 30 | 23.5601 | 163.55 | 123.58
90 | 2 | 41 | 11615.9937 | 2821.835 | 3039.2955 | 1709.6888 | 77.27 | 90.97 | 12 | 7.4211 | 114.43 | 129.69
91 | 2 | 42 | 11610.3162 | 2795.6702 | 3006.0603 | 1635.2314 | 87.05 | 108.74 | 19 | 17.2409 | 146.97 | 123.72
92 | 2 | 43 | 11646.9828 | 2844.9508 | 3051.2662 | 1715.7623 | 101.86 | 137.66 | 37 | 31.2105 | 199.84 | 115.12
93 | 2 | 44 | 11380.0238 | 2844.9508 | 2938.7554 | 1715.7623 | 90.19 | 124.07 | 24 | 25.1706 | 188.42 | 132.12
94 | 2 | 45 | 11476.502 | 2795.6702 | 2919.2459 | 1609.5626 | 78.09 | 93.88 | 18 | 9.8342 | 119.72 | 126.02
95 | 2 | 46 | 11602.9906 | 2795.6702 | 3029.7322 | 1670.2151 | 78.43 | 93.62 | 17 | 9.2514 | 117.19 | 126.07
96 | 2 | 47 | 11626.9356 | 2879.729 | 3089.0614 | 1800.323 | 84.67 | 103.95 | 21 | 13.2429 | 139.53 | 131.17
97 | 2 | 48 | 11680.6073 | 2844.9508 | 3097.1278 | 1734.3857 | 87.37 | 112.16 | 22 | 18.2539 | 156.66 | 130.83
98 | 2 | 49 | 11502.1559 | 2883.295 | 4349.56 | 1886.7192 | 92.24 | 125.42 | 33 | 25.0515 | 155.05 | 117.7
99 | 3 | 1 | 11519.4975 | 2632.9808 | 2943.8696 | 1492.6818 | 71.6 | 78.99 | 7 | 1.9897 | 91.66 | 130.35
100 | 3 | 2 | 11416.5187 | 2607.9422 | 2887.3436 | 1438.6677 | 75.43 | 87.34 | 10 | 7.1571 | 110.65 | 129.31
101 | 3 | 3 | 11480.8107 | 2844.9508 | 2949.3146 | 1734.3857 | 89.51 | 117.02 | 26 | 21.3275 | 174.48 | 136.05
102 | 3 | 4 | 11560.4057 | 2649.1421 | 3030.0094 | 1635.2314 | 69.34 | 75.85 | 7 | 0.93529 | 84.57 | 128.67
103 | 3 | 5 | 11372.5694 | 2632.9808 | 2885.6078 | 1492.6818 | 74.51 | 87.59 | 12 | 8.1004 | 109.79 | 127.26
104 | 3 | 6 | 11426.8438 | 2607.9422 | 2928.6282 | 1420.02 | 69.83 | 77.88 | 7 | 3.1462 | 91.17 | 129.36
105 | 3 | 7 | 11435.6738 | 2632.9808 | 2945.0339 | 1492.6818 | 72.82 | 83.2 | 11 | 4.9764 | 102.35 | 133.23
106 | 3 | 8 | 11320.293 | 2364.8484 | 2860.7649 | 1318.8047 | 66.8 | 72.58 | 4 | 0.049461 | 81.6 | 133.35
107 | 3 | 9 | 11506.9619 | 2844.9508 | 3018.4318 | 1715.7623 | 81.39 | 99.56 | 20 | 13.3559 | 133.37 | 125.16
108 | 3 | 10 | 11276.956 | 2607.9422 | 2813.6068 | 1360.2279 | 66.54 | 73.55 | 3 | 1.5538 | 84.95 | 132.38
109 | 3 | 11 | 11571.3049 | 2844.9508 | 2990.9526 | 1715.7623 | 88.78 | 115.1 | 34 | 19.4139 | 166.68 | 134.76
110 | 3 | 12 | 11563.274 | 2795.6702 | 3007.8113 | 1635.2314 | 113.14 | 164.82 | 14 | 44.6259 | 265.05 | 121.78
111 | 3 | 13 | 11465.6544 | 2795.6702 | 2965.6625 | 1635.2314 | 119.82 | 179.53 | 28 | 51.8638 | 299.98 | 125.85
112 | 3 | 14 | 11395.5231 | 2593.8569 | 2886.1926 | 1452.2238 | 68.16 | 74.14 | 5 | 0.8439 | 84.39 | 132.92
113 | 3 | 15 | 11395.6984 | 2595.5947 | 2941.9273 | 1457.0008 | 65.29 | 71.19 | 1 | 0.01199 | 80.83 | 132.64
114 | 3 | 16 | 11300.5698 | 2809.288 | 2861.9998 | 1574.1764 | 82.74 | 108.41 | 9 | 16.9887 | 161.26 | 137.9
115 | 3 | 17 | 11273.2477 | 2689.3749 | 2858.0907 | 1457.0008 | 66.49 | 73.66 | 5 | 1.3991 | 84.84 | 133.86
116 | 3 | 18 | 11405.7632 | 2844.9508 | 2900.2918 | 1715.7623 | 72.84 | 84.68 | 11 | 6.5773 | 108.51 | 133.21
117 | 3 | 19 | 11417.7317 | 2809.288 | 2961.3613 | 1635.2314 | 81.06 | 101.6 | 17 | 14.8165 | 134.57 | 122.15
118 | 3 | 20 | 11473.616 | 2342.5968 | 2947.224 | 1470.3027 | 67.45 | 73.34 | 1 | 0.010862 | 82.37 | 131.83
119 | 3 | 21 | 11378.6681 | 2795.6702 | 2916.7583 | 1635.2314 | 70.64 | 81.17 | 7 | 4.7134 | 98.43 | 129.34
120 | 3 | 22 | 11269.0924 | 2689.3749 | 2842.0089 | 1452.2238 | 71.56 | 83.63 | 12 | 7.072 | 106.8 | 131.74
121 | 3 | 23 | 11481.9761 | 2821.835 | 2984.3619 | 1709.6888 | 77.06 | 92.4 | 26 | 8.8846 | 120.26 | 130.29
122 | 3 | 24 | 11332.841 | 2649.1421 | 2860.6569 | 1635.2314 | 67.16 | 73.94 | 5 | 1.5052 | 84.12 | 131.49
123 | 3 | 25 | 11484.4943 | 2568.3023 | 2990.7647 | 1426.9949 | 69.75 | 77.24 | 12 | 1.8291 | 89.39 | 129.93
124 | 3 | 26 | 11319.3771 | 2844.9508 | 2856.585 | 1715.7623 | 75.82 | 90.46 | 10 | 9.9286 | 120.07 | 131.87
125 | 3 | 27 | 11464.5536 | 2844.9508 | 2982.323 | 1715.7623 | 127.4 | 195.95 | 32 | 60.5418 | 326.68 | 114.89
126 | 3 | 28 | 11490.4601 | 2795.6702 | 2967.3927 | 1609.5626 | 74.48 | 85.29 | 9 | 4.7583 | 103.17 | 131.71
127 | 3 | 29 | 11581.103 | 2844.9508 | 3023.2026 | 1715.7623 | 91.84 | 120.8 | 24 | 22.4279 | 172.62 | 124.14
128 | 3 | 30 | 11627.1766 | 2809.288 | 3031.3876 | 1635.2314 | 83.1 | 104.08 | 19 | 14.3436 | 139.28 | 127.65
129 | 3 | 31 | 11737.1002 | 2795.6702 | 3145.2361 | 1635.2314 | 87.73 | 109.65 | 24 | 17.5349 | 139.63 | 112.6
130 | 3 | 32 | 11280.005 | 2795.6702 | 2812.6152 | 1609.5626 | 72.16 | 84.36 | 9 | 6.2853 | 107.17 | 132.11
131 | 3 | 33 | 11441.6977 | 2726.85 | 2921.1035 | 1734.3857 | 78.09 | 93.72 | 20 | 10.6148 | 125.94 | 132.66
132 | 3 | 34 | 11487.2906 | 2879.729 | 3002.837 | 1800.323 | 75.19 | 88.73 | 11 | 8.1474 | 113.37 | 131.69
133 | 3 | 35 | 11346.2822 | 2844.9508 | 2882.4754 | 1715.7623 | 73.24 | 86.67 | 14 | 7.161 | 112.52 | 133.43
134 | 3 | 36 | 11534.2434 | 2732.2826 | 2955.4096 | 1670.2151 | 73.56 | 83.85 | 7 | 4.9117 | 99.49 | 127.23
135 | 3 | 37 | 11544.0786 | 2795.6702 | 3014.2233 | 1635.2314 | 75.19 | 88.81 | 18 | 7.7259 | 110.73 | 128.3
136 | 3 | 38 | 11628.9975 | 2844.9508 | 3044.0491 | 1715.7623 | 101.2 | 139.81 | 35 | 31.2222 | 211.19 | 125.45
137 | 3 | 39 | 11536.6565 | 2883.295 | 2982.4215 | 1886.7192 | 93.78 | 124.19 | 29 | 25.2035 | 180.58 | 125.06
138 | 3 | 40 | 11633.8009 | 2844.9508 | 3097.7787 | 1715.7623 | 79.78 | 98.01 | 17 | 11.8965 | 128.35 | 130.06
139 | 3 | 41 | 11615.9937 | 2821.835 | 3039.2955 | 1709.6888 | 79.14 | 93.74 | 13 | 9.316 | 119.73 | 127.24
140 | 3 | 42 | 11610.3162 | 2795.6702 | 3006.0603 | 1635.2314 | 78.71 | 93.48 | 9 | 8.95 | 118.11 | 126.67
141 | 3 | 43 | 11646.9828 | 2844.9508 | 3051.2662 | 1715.7623 | 91.16 | 118.15 | 23 | 20.9807 | 168.73 | 129.24
142 | 3 | 44 | 11380.0238 | 2844.9508 | 2938.7554 | 1715.7623 | 88.35 | 120.14 | 25 | 23.4431 | 180.03 | 130.71
143 | 3 | 45 | 11476.502 | 2795.6702 | 2919.2459 | 1609.5626 | 86.81 | 110.05 | 21 | 18.407 | 149.7 | 119.01
144 | 3 | 46 | 11602.9906 | 2795.6702 | 3029.7322 | 1670.2151 | 82.26 | 100.9 | 15 | 13.1396 | 131.06 | 129.47
145 | 3 | 47 | 11626.9356 | 2879.729 | 3089.0614 | 1800.323 | 83.89 | 102.13 | 17 | 12.2932 | 134.04 | 127.84
146 | 3 | 48 | 11680.6073 | 2844.9508 | 3097.1278 | 1734.3857 | 128.33 | 193.65 | 27 | 59.0032 | 315.86 | 119.9
147 | 3 | 49 | 11502.1559 | 2883.295 | 4349.56 | 1886.7192 | 89.13 | 119.18 | 28 | 22.0741 | 146.02 | 115.73
148 | 4 | 1 | 11519.4975 | 2632.9808 | 2943.8696 | 1492.6818 | 73.63 | 83.18 | 6 | 4.2828 | 99.93 | 128.74
149 | 4 | 2 | 11416.5187 | 2607.9422 | 2887.3436 | 1438.6677 | 74.76 | 85.82 | 13 | 6.7292 | 106.94 | 128.23
150 | 4 | 3 | 11480.8107 | 2844.9508 | 2949.3146 | 1734.3857 | 86.18 | 110.07 | 22 | 18.3282 | 159.63 | 132.94
151 | 4 | 4 | 11560.4057 | 2649.1421 | 3030.0094 | 1635.2314 | 68.88 | 75.13 | 5 | 0.74515 | 83.77 | 129.37
152 | 4 | 5 | 11372.5694 | 2632.9808 | 2885.6078 | 1492.6818 | 73.26 | 83.56 | 10 | 6.8506 | 102.66 | 127.34
153 | 4 | 6 | 11426.8438 | 2607.9422 | 2928.6282 | 1420.02 | 75.97 | 86.27 | 12 | 9.1946 | 106.08 | 122.38
154 | 4 | 7 | 11435.6738 | 2632.9808 | 2945.0339 | 1492.6818 | 73.55 | 84.6 | 12 | 5.9985 | 104.58 | 131.77
155 | 4 | 8 | 11320.293 | 2364.8484 | 2860.7649 | 1318.8047 | 66.72 | 72.65 | 1 | 0.35334 | 82.34 | 133.36
156 | 4 | 9 | 11506.9619 | 2844.9508 | 3018.4318 | 1715.7623 | 76.06 | 88.73 | 9 | 8.6374 | 114.04 | 128.63
157 | 4 | 10 | 11276.956 | 2607.9422 | 2813.6068 | 1360.2279 | 66.98 | 74.41 | 3 | 1.9224 | 87.11 | 132.79
158 | 4 | 11 | 11571.3049 | 2844.9508 | 2990.9526 | 1715.7623 | 85.71 | 109.66 | 19 | 16.7586 | 157.85 | 134.34
159 | 4 | 12 | 11563.274 | 2795.6702 | 3007.8113 | 1635.2314 | 72.59 | 82.11 | 10 | 4.0505 | 97.74 | 129.83
160 | 4 | 13 | 11465.6544 | 2795.6702 | 2965.6625 | 1635.2314 | 83.25 | 105.7 | 21 | 15.657 | 149.01 | 130.94
161 | 4 | 14 | 11395.5231 | 2593.8569 | 2886.1926 | 1452.2238 | 68.59 | 75.07 | 3 | 1.7019 | 86.76 | 132.6
162 | 4 | 15 | 11395.6984 | 2595.5947 | 2941.9273 | 1457.0008 | 65.18 | 71.09 | 3 | 0.068349 | 80.97 | 132.72
163 | 4 | 16 | 11300.5698 | 2809.288 | 2861.9998 | 1574.1764 | 75.05 | 88.83 | 10 | 9.6251 | 115.78 | 129.25
164 | 4 | 17 | 11273.2477 | 2689.3749 | 2858.0907 | 1457.0008 | 68.59 | 75.51 | 6 | 3.7829 | 88.35 | 128.36
165 | 4 | 18 | 11405.7632 | 2844.9508 | 2900.2918 | 1715.7623 | 73.95 | 85.87 | 12 | 7.8496 | 111.73 | 132.53
166 | 4 | 19 | 11417.7317 | 2809.288 | 2961.3613 | 1635.2314 | 77.57 | 94.35 | 18 | 11.6492 | 121.68 | 124.69
167 | 4 | 20 | 11473.616 | 2342.5968 | 2947.224 | 1470.3027 | 70.45 | 77.13 | 6 | 3.1506 | 89.82 | 128.42
168 | 4 | 21 | 11378.6681 | 2795.6702 | 2916.7583 | 1635.2314 | 76.16 | 89.12 | 11 | 10.3911 | 114.06 | 124.46
169 | 4 | 22 | 11269.0924 | 2689.3749 | 2842.0089 | 1452.2238 | 67.56 | 75.11 | 7 | 3.5404 | 89.87 | 131.07
170 | 4 | 23 | 11481.9761 | 2821.835 | 2984.3619 | 1709.6888 | 83.99 | 106.29 | 20 | 16.2265 | 147.39 | 125.95
171 | 4 | 24 | 11332.841 | 2649.1421 | 2860.6569 | 1635.2314 | 68.71 | 75.71 | 4 | 3.0161 | 89 | 131.69
172 | 4 | 25 | 11484.4943 | 2568.3023 | 2990.7647 | 1426.9949 | 73.05 | 83.85 | 17 | 5.3871 | 103.68 | 130.34
173 | 4 | 26 | 11319.3771 | 2844.9508 | 2856.585 | 1715.7623 | 69.82 | 81.09 | 5 | 4.3291 | 103.18 | 136.51
174 | 4 | 27 | 11464.5536 | 2844.9508 | 2982.323 | 1715.7623 | 76.3 | 93.76 | 17 | 9.9229 | 127.64 | 135.06
175 | 4 | 28 | 11490.4601 | 2795.6702 | 2967.3927 | 1609.5626 | 78.1 | 92.35 | 16 | 8.5973 | 117.15 | 132.49
176 | 4 | 29 | 11581.103 | 2844.9508 | 3023.2026 | 1715.7623 | 92.05 | 121.17 | 26 | 22.3508 | 172.68 | 124.2
177 | 4 | 30 | 11627.1766 | 2809.288 | 3031.3876 | 1635.2314 | 94.38 | 124.13 | 28 | 26.1416 | 174.25 | 114.05
178 | 4 | 31 | 11737.1002 | 2795.6702 | 3145.2361 | 1635.2314 | 87.4 | 110.11 | 24 | 17.5958 | 144.35 | 117.71
179 | 4 | 32 | 11280.005 | 2795.6702 | 2812.6152 | 1609.5626 | 72.48 | 84.39 | 13 | 7.0346 | 107.88 | 131.96
180 | 4 | 33 | 11441.6977 | 2726.85 | 2921.1035 | 1734.3857 | 74.54 | 87.02 | 9 | 7.5494 | 108.27 | 127.54
181 | 4 | 34 | 11487.2906 | 2879.729 | 3002.837 | 1800.323 | 72.61 | 83.88 | 11 | 6.0944 | 105 | 133.83
182 | 4 | 35 | 11346.2822 | 2844.9508 | 2882.4754 | 1715.7623 | 81.5 | 97.91 | 15 | 15.4609 | 135.02 | 126.13
183 | 4 | 36 | 11534.2434 | 2732.2826 | 2955.4096 | 1670.2151 | 73.77 | 82.44 | 7 | 5.4098 | 98.25 | 127.78
184 | 4 | 37 | 11544.0786 | 2795.6702 | 3014.2233 | 1635.2314 | 78.67 | 94.98 | 16 | 11.3337 | 122.35 | 125.4
185 | 4 | 38 | 11628.9975 | 2844.9508 | 3044.0491 | 1715.7623 | 104.72 | 146.14 | 37 | 35.2273 | 221.63 | 120.78
186 | 4 | 39 | 11536.6565 | 2883.295 | 2982.4215 | 1886.7192 | 75.94 | 89.43 | 13 | 7.7946 | 115.57 | 133.83
187 | 4 | 40 | 11633.8009 | 2844.9508 | 3097.7787 | 1715.7623 | 86.68 | 110.25 | 28 | 19.0433 | 148.58 | 126.3
188 | 4 | 41 | 11615.9937 | 2821.835 | 3039.2955 | 1709.6888 | 91.61 | 115.18 | 21 | 21.7258 | 161.2 | 119.84
189 | 4 | 42 | 11610.3162 | 2795.6702 | 3006.0603 | 1635.2314 | 78.55 | 93.16 | 16 | 8.7562 | 119.36 | 129.51
190 | 4 | 43 | 11646.9828 | 2844.9508 | 3051.2662 | 1715.7623 | 92.89 | 118.55 | 30 | 22.5187 | 166.15 | 121.92
191 | 4 | 44 | 11380.0238 | 2844.9508 | 2938.7554 | 1715.7623 | 95.64 | 131.37 | 32 | 30.9294 | 199.69 | 122.36
192 | 4 | 45 | 11476.502 | 2795.6702 | 2919.2459 | 1609.5626 | 74.15 | 86.07 | 7 | 6.2222 | 107.21 | 130.85
193 | 4 | 46 | 11602.9906 | 2795.6702 | 3029.7322 | 1670.2151 | 74.43 | 85.75 | 17 | 5.3927 | 103.14 | 129.11
194 | 4 | 47 | 11626.9356 | 2879.729 | 3089.0614 | 1800.323 | 81 | 96.84 | 17 | 9.8395 | 124.16 | 128.23
195 | 4 | 48 | 11680.6073 | 2844.9508 | 3097.1278 | 1734.3857 | 85.03 | 107.08 | 20 | 16.1035 | 146.27 | 131.22
196 | 4 | 49 | 11502.1559 | 2883.295 | 4349.56 | 1886.7192 | 91.64 | 124.53 | 36 | 24.8706 | 154.19 | 119.71
197 | 5 | 1 | 11519.4975 | 2632.9808 | 2943.8696 | 1492.6818 | 70.97 | 77.93 | 7 | 1.5521 | 89.62 | 130.48
198 | 5 | 2 | 11416.5187 | 2607.9422 | 2887.3436 | 1438.6677 | 72.24 | 80.66 | 10 | 4.303 | 98.75 | 134.24
199 | 5 | 3 | 11480.8107 | 2844.9508 | 2949.3146 | 1734.3857 | 79.64 | 98.75 | 13 | 11.993 | 137.69 | 139.8
200 | 5 | 4 | 11560.4057 | 2649.1421 | 3030.0094 | 1635.2314 | 70.01 | 77.23 | 9 | 1.7938 | 87.8 | 129.11
201 | 5 | 5 | 11372.5694 | 2632.9808 | 2885.6078 | 1492.6818 | 72.76 | 84.08 | 9 | 6.5773 | 103.76 | 128.75
202 | 5 | 6 | 11426.8438 | 2607.9422 | 2928.6282 | 1420.02 | 69.63 | 78.02 | 4 | 2.9554 | 91.16 | 129.25
203 | 5 | 7 | 11435.6738 | 2632.9808 | 2945.0339 | 1492.6818 | 70.79 | 80.01 | 6 | 3.3518 | 96.13 | 132.73
204 | 5 | 8 | 11320.293 | 2364.8484 | 2860.7649 | 1318.8047 | 66.25 | 72.05 | 0 | 0 | 81.13 | 133.58
205 | 5 | 9 | 11506.9619 | 2844.9508 | 3018.4318 | 1715.7623 | 78.82 | 95.91 | 15 | 11.1772 | 131.01 | 132.57
206 | 5 | 10 | 11276.956 | 2607.9422 | 2813.6068 | 1360.2279 | 64.96 | 70.44 | 0 | 0 | 78.88 | 133.5
207 | 5 | 11 | 11571.3049 | 2844.9508 | 2990.9526 | 1715.7623 | 85.32 | 108.96 | 21 | 16.2106 | 155.56 | 133.87
208 | 5 | 12 | 11563.274 | 2795.6702 | 3007.8113 | 1635.2314 | 74.7 | 86.21 | 11 | 6.1955 | 106.17 | 129.38
209 | 5 | 13 | 11465.6544 | 2795.6702 | 2965.6625 | 1635.2314 | 85.81 | 109.12 | 26 | 18.4533 | 152.08 | 128.63
210 | 5 | 14 | 11395.5231 | 2593.8569 | 2886.1926 | 1452.2238 | 71.18 | 79.76 | 10 | 4.1335 | 96.62 | 130.85
211 | 5 | 15 | 11395.6984 | 2595.5947 | 2941.9273 | 1457.0008 | 65.09 | 70.97 | 0 | 0 | 80.52 | 132.56
212 | 5 | 16 | 11300.5698 | 2809.288 | 2861.9998 | 1574.1764 | 70.06 | 80.89 | 5 | 4.6176 | 99.44 | 132.11
213 | 5 | 17 | 11273.2477 | 2689.3749 | 2858.0907 | 1457.0008 | 65.23 | 71.21 | 4 | 0.40634 | 79.89 | 132.12
214 | 5 | 18 | 11405.7632 | 2844.9508 | 2900.2918 | 1715.7623 | 71.15 | 82.98 | 7 | 5.2333 | 106.76 | 135.57
215 | 5 | 19 | 11417.7317 | 2809.288 | 2961.3613 | 1635.2314 | 78.92 | 98.28 | 14 | 12.8484 | 128.77 | 125.37
216 | 5 | 20 | 11473.616 | 2342.5968 | 2947.224 | 1470.3027 | 67.78 | 73.81 | 4 | 0.36128 | 83.22 | 131.49
217 | 5 | 21 | 11378.6681 | 2795.6702 | 2916.7583 | 1635.2314 | 69.37 | 79.09 | 8 | 3.6552 | 95.25 | 131.03
218 | 5 | 22 | 11269.0924 | 2689.3749 | 2842.0089 | 1452.2238 | 65.92 | 73.52 | 7 | 2.007 | 87.71 | 134.4
219 | 5 | 23 | 11481.9761 | 2821.835 | 2984.3619 | 1709.6888 | 74.94 | 88.55 | 15 | 7.3642 | 113.42 | 131.24
220 | 5 | 24 | 11332.841 | 2649.1421 | 2860.6569 | 1635.2314 | 65.5 | 71.09 | 2 | 0.057463 | 78.92 | 132.54
221 | 5 | 25 | 11484.4943 | 2568.3023 | 2990.7647 | 1426.9949 | 70.35 | 78.9 | 10 | 2.6445 | 93.3 | 130.57
222 | 5 | 26 | 11319.3771 | 2844.9508 | 2856.585 | 1715.7623 | 73.29 | 86.2 | 12 | 7.4854 | 112.87 | 135.26
223 | 5 | 27 | 11464.5536 | 2844.9508 | 2982.323 | 1715.7623 | 85.26 | 109.91 | 24 | 18.6165 | 161.68 | 136.51
224 | 5 | 28 | 11490.4601 | 2795.6702 | 2967.3927 | 1609.5626 | 77.01 | 89.39 | 12 | 7.4572 | 110.65 | 131.13
225 | 5 | 29 | 11581.103 | 2844.9508 | 3023.2026 | 1715.7623 | 89.18 | 115.67 | 20 | 19.7411 | 162.54 | 125.53
226 | 5 | 30 | 11627.1766 | 2809.288 | 3031.3876 | 1635.2314 | 83.43 | 104.51 | 29 | 15.1187 | 141.15 | 125.94
227 | 5 | 31 | 11737.1002 | 2795.6702 | 3145.2361 | 1635.2314 | 83.23 | 102.06 | 19 | 13.4319 | 127.84 | 117.96
228 | 5 | 32 | 11280.005 | 2795.6702 | 2812.6152 | 1609.5626 | 71.43 | 82.22 | 12 | 5.9362 | 102.84 | 132.55
229 | 5 | 33 | 11441.6977 | 2726.85 | 2921.1035 | 1734.3857 | 69.9 | 78.8 | 11 | 2.9321 | 93.61 | 132.03
230 | 5 | 34 | 11487.2906 | 2879.729 | 3002.837 | 1800.323 | 68.76 | 77.29 | 7 | 2.3608 | 91.4 | 133.55
231 | 5 | 35 | 11346.2822 | 2844.9508 | 2882.4754 | 1715.7623 | 71.84 | 83.95 | 7 | 5.7692 | 106.53 | 133.09
232 | 5 | 36 | 11534.2434 | 2732.2826 | 2955.4096 | 1670.2151 | 72.16 | 81.56 | 4 | 3.8848 | 96.31 | 129.84
233 | 5 | 37 | 11544.0786 | 2795.6702 | 3014.2233 | 1635.2314 | 73.22 | 86.11 | 11 | 6.0296 | 107.1 | 130.65
234 | 5 | 38 | 11628.9975 | 2844.9508 | 3044.0491 | 1715.7623 | 114.08 | 167.76 | 35 | 44.5673 | 273.68 | 131.85
235 | 5 | 39 | 11536.6565 | 2883.295 | 2982.4215 | 1886.7192 | 87.04 | 112.78 | 21 | 18.809 | 166.81 | 137.35
236 | 5 | 40 | 11633.8009 | 2844.9508 | 3097.7787 | 1715.7623 | 84.47 | 106.96 | 17 | 16.9319 | 143.96 | 128.65
237 | 5 | 41 | 11615.9937 | 2821.835 | 3039.2955 | 1709.6888 | 78.37 | 93.36 | 12 | 8.7425 | 120.47 | 131.66
238 | 5 | 42 | 11610.3162 | 2795.6702 | 3006.0603 | 1635.2314 | 76.48 | 89.27 | 10 | 6.9147 | 110.43 | 127.96
239 | 5 | 43 | 11646.9828 | 2844.9508 | 3051.2662 | 1715.7623 | 95.31 | 125.8 | 30 | 24.9391 | 181.07 | 123.96
240 | 5 | 44 | 11380.0238 | 2844.9508 | 2938.7554 | 1715.7623 | 87.7 | 119.42 | 23 | 23.0087 | 180.56 | 133.67
241 | 5 | 45 | 11476.502 | 2795.6702 | 2919.2459 | 1609.5626 | 80.86 | 98.2 | 17 | 12.7343 | 126.41 | 121.42
242 | 5 | 46 | 11602.9906 | 2795.6702 | 3029.7322 | 1670.2151 | 77.74 | 92.65 | 13 | 8.6647 | 116.38 | 126.66
243 | 5 | 47 | 11626.9356 | 2879.729 | 3089.0614 | 1800.323 | 79.83 | 95.25 | 14 | 8.6309 | 121.57 | 129.82
244 | 5 | 48 | 11680.6073 | 2844.9508 | 3097.1278 | 1734.3857 | 81.88 | 101.03 | 19 | 12.7444 | 135.18 | 134.15
245 | 5 | 49 | 11502.1559 | 2883.295 | 4349.56 | 1886.7192 | 89.71 | 120.55 | 29 | 22.7569 | 147.26 | 115.96
246 | 6 | 1 | 11519.4975 | 2632.9808 | 2943.8696 | 1492.6818 | 74.97 | 84.87 | 8 | 5.2022 | 102.96 | 128.89
247 | 6 | 2 | 11416.5187 | 2607.9422 | 2887.3436 | 1438.6677 | 73.15 | 83.21 | 9 | 5.017 | 102.05 | 130.1
248 | 6 | 3 | 11480.8107 | 2844.9508 | 2949.3146 | 1734.3857 | 77.47 | 93.42 | 19 | 9.5074 | 122.48 | 130.45
249 | 6 | 4 | 11560.4057 | 2649.1421 | 3030.0094 | 1635.2314 | 70.89 | 78.04 | 4 | 2.6346 | 89.51 | 129.63
250 | 6 | 5 | 11372.5694 | 2632.9808 | 2885.6078 | 1492.6818 | 72 | 81.68 | 8 | 5.5507 | 98.87 | 130.33
251 | 6 | 6 | 11426.8438 | 2607.9422 | 2928.6282 | 1420.02 | 71.48 | 80.29 | 7 | 4.3569 | 95.52 | 129.05
252 | 6 | 7 | 11435.6738 | 2632.9808 | 2945.0339 | 1492.6818 | 75.11 | 87.55 | 11 | 7.3741 | 109.05 | 126.74
253 | 6 | 8 | 11320.293 | 2364.8484 | 2860.7649 | 1318.8047 | 69.86 | 77.03 | 9 | 3.1703 | 90.79 | 131.37
254 | 6 | 9 | 11506.9619 | 2844.9508 | 3018.4318 | 1715.7623 | 76.11 | 91.3 | 13 | 8.4634 | 121.6 | 133.63
255 | 6 | 10 | 11276.956 | 2607.9422 | 2813.6068 | 1360.2279 | 68.02 | 76.19 | 5 | 2.7434 | 90.17 | 131.91
256 | 6 | 11 | 11571.3049 | 2844.9508 | 2990.9526 | 1715.7623 | 87.71 | 112.04 | 25 | 18.2715 | 161.7 | 135.53
257 | 6 | 12 | 11563.274 | 2795.6702 | 3007.8113 | 1635.2314 | 77.42 | 90.1 | 13 | 8.6953 | 112.66 | 129.38
258 | 6 | 13 | 11465.6544 | 2795.6702 | 2965.6625 | 1635.2314 | 83.02 | 103.8 | 21 | 15.1359 | 143.85 | 130.61
259 | 6 | 14 | 11395.5231 | 2593.8569 | 2886.1926 | 1452.2238 | 70.35 | 78.54 | 4 | 3.2048 | 94.08 | 131.66
260 | 6 | 15 | 11395.6984 | 2595.5947 | 2941.9273 | 1457.0008 | 65.7 | 71.73 | 7 | 0.2051 | 81.8 | 132.75
261 | 6 | 16 | 11300.5698 | 2809.288 | 2861.9998 | 1574.1764 | 71.83 | 84.62 | 10 | 6.1393 | 108.07 | 133.74
262 | 6 | 17 | 11273.2477 | 2689.3749 | 2858.0907 | 1457.0008 | 68.24 | 77.15 | 4 | 3.4182 | 91.01 | 134.11
263 | 6 | 18 | 11405.7632 | 2844.9508 | 2900.2918 | 1715.7623 | 69.56 | 78.77 | 8 | 3.4406 | 95.85 | 133.13
264 | 6 | 19 | 11417.7317 | 2809.288 | 2961.3613 | 1635.2314 | 81.1 | 100.43 | 18 | 14.6854 | 133.33 | 122.97
265 | 6 | 20 | 11473.616 | 2342.5968 | 2947.224 | 1470.3027 | 67.55 | 73.45 | 1 | 0.046774 | 82.44 | 131.73
266 | 6 | 21 | 11378.6681 | 2795.6702 | 2916.7583 | 1635.2314 | 69.42 | 78.52 | 5 | 3.6115 | 94.22 | 130.99
267 | 6 | 22 | 11269.0924 | 2689.3749 | 2842.0089 | 1452.2238 | 69.4 | 78.02 | 8 | 4.9979 | 95.55 | 131.11
268 | 6 | 23 | 11481.9761 | 2821.835 | 2984.3619 | 1709.6888 | 78.08 | 95.35 | 15 | 10.5318 | 128.97 | 132.42
269 | 6 | 24 | 11332.841 | 2649.1421 | 2860.6569 | 1635.2314 | 65.56 | 71.09 | 0 | 0 | 78.74 | 132.5
270 | 6 | 25 | 11484.4943 | 2568.3023 | 2990.7647 | 1426.9949 | 72.74 | 81.68 | 16 | 4.8971 | 98.27 | 128.62
271 | 6 | 26 | 11319.3771 | 2844.9508 | 2856.585 | 1715.7623 | 72.3 | 84.89 | 8 | 6.459 | 110.44 | 135.25
272 | 6 | 27 | 11464.5536 | 2844.9508 | 2982.323 | 1715.7623 | 89.31 | 117.45 | 24 | 22.6802 | 176.83 | 135.46
273 | 6 | 28 | 11490.4601 | 2795.6702 | 2967.3927 | 1609.5626 | 74.9 | 85.67 | 13 | 5.1849 | 103.34 | 130.96
274 | 6 | 29 | 11581.103 | 2844.9508 | 3023.2026 | 1715.7623 | 95.91 | 128.43 | 27 | 26.216 | 186.37 | 121.89
275 | 6 | 30 | 11627.1766 | 2809.288 | 3031.3876 | 1635.2314 | 88.68 | 114.14 | 25 | 20.1396 | 158.86 | 122.28
276 | 6 | 31 | 11737.1002 | 2795.6702 | 3145.2361 | 1635.2314 | 82.94 | 101.4 | 21 | 12.7807 | 128.23 | 120.79
277 | 6 | 32 | 11280.005 | 2795.6702 | 2812.6152 | 1609.5626 | 69.7 | 79.79 | 7 | 3.9704 | 98.67 | 134.29
278 | 6 | 33 | 11441.6977 | 2726.85 | 2921.1035 | 1734.3857 | 69.97 | 78.47 | 10 | 2.8467 | 93.04 | 133.04
279 | 6 | 34 | 11487.2906 | 2879.729 | 3002.837 | 1800.323 | 67.24 | 73.9 | 9 | 0.54305 | 84.05 | 132.44
280 | 6 | 35 | 11346.2822 | 2844.9508 | 2882.4754 | 1715.7623 | 99.49 | 144.18 | 11 | 33.4711 | 248.63 | 151.44
281 | 6 | 36 | 11534.2434 | 2732.2826 | 2955.4096 | 1670.2151 | 69.68 | 76.72 | 3 | 1.0925 | 87.15 | 131.62
282 | 6 | 37 | 11544.0786 | 2795.6702 | 3014.2233 | 1635.2314 | 73.26 | 85.85 | 13 | 5.8774 | 106.32 | 130.54
283 | 6 | 38 | 11628.9975 | 2844.9508 | 3044.0491 | 1715.7623 | 103.8 | 145.05 | 32 | 33.9324 | 220.2 | 123.07
284 | 6 | 39 | 11536.6565 | 2883.295 | 2982.4215 | 1886.7192 | 84.23 | 105.59 | 19 | 15.7587 | 151.22 | 137.64
285 | 6 | 40 | 11633.8009 | 2844.9508 | 3097.7787 | 1715.7623 | 106.89 | 156.1 | 17 | 39.1811 | 259.44 | 146.58
286 | 6 | 41 | 11615.9937 | 2821.835 | 3039.2955 | 1709.6888 | 81.79 | 99.08 | 16 | 11.6239 | 131.54 | 130.04
287 | 6 | 42 | 11610.3162 | 2795.6702 | 3006.0603 | 1635.2314 | 74.93 | 86.05 | 8 | 5.2402 | 104.4 | 129.23
288 | 6 | 43 | 11646.9828 | 2844.9508 | 3051.2662 | 1715.7623 | 94.57 | 124.7 | 34 | 24.1875 | 183.17 | 129.38
289 | 6 | 44 | 11380.0238 | 2844.9508 | 2938.7554 | 1715.7623 | 87.78 | 119.38 | 22 | 22.7324 | 179.24 | 132.92
290 | 6 | 45 | 11476.502 | 2795.6702 | 2919.2459 | 1609.5626 | 73.29 | 84.52 | 11 | 5.0047 | 102.76 | 130.35
291 | 6 | 46 | 11602.9906 | 2795.6702 | 3029.7322 | 1670.2151 | 78.62 | 93.27 | 17 | 9.4677 | 116.13 | 127.49
292 | 6 | 47 | 11626.9356 | 2879.729 | 3089.0614 | 1800.323 | 80.42 | 95.69 | 18 | 8.8205 | 120.78 | 127.9
293 | 6 | 48 | 11680.6073 | 2844.9508 | 3097.1278 | 1734.3857 | 83.9 | 104.35 | 21 | 14.7135 | 140.26 | 132.22
294 | 6 | 49 | 11502.1559 | 2883.295 | 4349.56 | 1886.7192 | 94.88 | 130.44 | 32 | 27.6464 | 162.5 | 117.46
295 | 7 | 1 | 11519.4975 | 2632.9808 | 2943.8696 | 1492.6818 | 76.92 | 88.89 | 11 | 7.3733 | 110.68 | 127.06
296 | 7 | 2 | 11416.5187 | 2607.9422 | 2887.3436 | 1438.6677 | 70.41 | 78.63 | 7 | 2.385 | 94.11 | 133.12
297 | 7 | 3 | 11480.8107 | 2844.9508 | 2949.3146 | 1734.3857 | 92.31 | 122.06 | 24 | 24.3251 | 179.67 | 131.12
298 | 7 | 4 | 11560.4057 | 2649.1421 | 3030.0094 | 1635.2314 | 69.02 | 75.6 | 7 | 0.57677 | 84.69 | 130.24
299 | 7 | 5 | 11372.5694 | 2632.9808 | 2885.6078 | 1492.6818 | 74.5 | 88 | 11 | 8.3691 | 108.83 | 124.45
300 | 7 | 6 | 11426.8438 | 2607.9422 | 2928.6282 | 1420.02 | 71.11 | 80.81 | 5 | 4.2477 | 96.18 | 128.42
301 | 7 | 7 | 11435.6738 | 2632.9808 | 2945.0339 | 1492.6818 | 74.94 | 87.04 | 12 | 7.2604 | 108.61 | 127.86
302 | 7 | 8 | 11320.293 | 2364.8484 | 2860.7649 | 1318.8047 | 66.42 | 72.25 | 3 | 0.098705 | 81.32 | 133.33
303 | 7 | 9 | 11506.9619 | 2844.9508 | 3018.4318 | 1715.7623 | 78.61 | 96.31 | 14 | 11.1012 | 129.84 | 130.52
304 | 7 | 10 | 11276.956 | 2607.9422 | 2813.6068 | 1360.2279 | 68.49 | 77.18 | 3 | 3.3096 | 91.74 | 131
305 | 7 | 11 | 11571.3049 | 2844.9508 | 2990.9526 | 1715.7623 | 83.87 | 105.5 | 22 | 14.5373 | 147.38 | 132.74
306 | 7 | 12 | 11563.274 | 2795.6702 | 3007.8113 | 1635.2314 | 72.96 | 84.31 | 10 | 4.5345 | 103.16 | 131.85
307 | 7 | 13 | 11465.6544 | 2795.6702 | 2965.6625 | 1635.2314 | 78.62 | 96.06 | 15 | 11.2793 | 128.34 | 131.25
308 | 7 | 14 | 11395.5231 | 2593.8569 | 2886.1926 | 1452.2238 | 71.17 | 80.3 | 4 | 4.116 | 97.05 | 131.19
309 | 7 | 15 | 11395.6984 | 2595.5947 | 2941.9273 | 1457.0008 | 65.13 | 71.07 | 3 | 0.052271 | 80.76 | 132.7
310 | 7 | 16 | 11300.5698 | 2809.288 | 2861.9998 | 1574.1764 | 72.38 | 85.76 | 11 | 6.7751 | 110.61 | 133.44
311 | 7 | 17 | 11273.2477 | 2689.3749 | 2858.0907 | 1457.0008 | 65.8 | 72.2 | 5 | 0.99389 | 80.89 | 130.27
312 | 7 | 18 | 11405.7632 | 2844.9508 | 2900.2918 | 1715.7623 | 70.4 | 80.74 | 8 | 4.1163 | 100.85 | 135.04
313 | 7 | 19 | 11417.7317 | 2809.288 | 2961.3613 | 1635.2314 | 81.06 | 102.13 | 15 | 14.8955 | 135.61 | 122.12
314 | 7 | 20 | 11473.616 | 2342.5968 | 2947.224 | 1470.3027 | 67.57 | 73.51 | 2 | 0.040258 | 82.51 | 131.86
315 | 7 | 21 | 11378.6681 | 2795.6702 | 2916.7583 | 1635.2314 | 70.41 | 81.22 | 5 | 4.704 | 99.5 | 130.65
316 | 7 | 22 | 11269.0924 | 2689.3749 | 2842.0089 | 1452.2238 | 68.47 | 77.63 | 11 | 4.5073 | 95.15 | 132.02
317 | 7 | 23 | 11481.9761 | 2821.835 | 2984.3619 | 1709.6888 | 78.94 | 96.41 | 20 | 11.008 | 130.05 | 132.08
318 | 7 | 24 | 11332.841 | 2649.1421 | 2860.6569 | 1635.2314 | 68.24 | 75.98 | 3 | 2.5829 | 87.76 | 129.8
319 | 7 | 25 | 11484.4943 | 2568.3023 | 2990.7647 | 1426.9949 | 69.1 | 76.58 | 9 | 1.502 | 88.85 | 131.26
320 | 7 | 26 | 11319.3771 | 2844.9508 | 2856.585 | 1715.7623 | 73.79 | 88.03 | 10 | 8.2288 | 117.63 | 136.35
321 | 7 | 27 | 11464.5536 | 2844.9508 | 2982.323 | 1715.7623 | 83.92 | 108.99 | 24 | 17.3299 | 157.02 | 132.56
322 | 7 | 28 | 11490.4601 | 2795.6702 | 2967.3927 | 1609.5626 | 74.19 | 84.69 | 10 | 4.6839 | 101.8 | 131.51
323 | 7 | 29 | 11581.103 | 2844.9508 | 3023.2026 | 1715.7623 | 89.73 | 116.32 | 27 | 20.1907 | 161.55 | 122.62
324 | 7 | 30 | 11627.1766 | 2809.288 | 3031.3876 | 1635.2314 | 93.36 | 123.57 | 30 | 24.827 | 172.68 | 116.04
325 | 7 | 31 | 11737.1002 | 2795.6702 | 3145.2361 | 1635.2314 | 90.94 | 115.72 | 31 | 20.7441 | 148.59 | 108.7
326 | 7 | 32 | 11280.005 | 2795.6702 | 2812.6152 | 1609.5626 | 72.1 | 84.09 | 9 | 6.7087 | 107.95 | 132.94
327 | 7 | 33 | 11441.6977 | 2726.85 | 2921.1035 | 1734.3857 | 70.77 | 80.28 | 17 | 3.3644 | 96.39 | 132.32
328 | 7 | 34 | 11487.2906 | 2879.729 | 3002.837 | 1800.323 | 69.02 | 77.92 | 4 | 2.5161 | 93.45 | 133.82
329 | 7 | 35 | 11346.2822 | 2844.9508 | 2882.4754 | 1715.7623 | 71.22 | 83.12 | 8 | 5.4178 | 105.87 | 134.27
330 | 7 | 36 | 11534.2434 | 2732.2826 | 2955.4096 | 1670.2151 | 70.76 | 78.28 | 10 | 2.3108 | 90.95 | 132.28
331 | 7 | 37 | 11544.0786 | 2795.6702 | 3014.2233 | 1635.2314 | 80.74 | 99.94 | 13 | 13.4234 | 130.18 | 122
332 | 7 | 38 | 11628.9975 | 2844.9508 | 3044.0491 | 1715.7623 | 165.32 | 271.14 | 45 | 95.3919 | 483.77 | 126.35
333 | 7 | 39 | 11536.6565 | 2883.295 | 2982.4215 | 1886.7192 | 81.56 | 101.15 | 20 | 13.145 | 140.09 | 134.18
334 | 7 | 40 | 11633.8009 | 2844.9508 | 3097.7787 | 1715.7623 | 80.92 | 98.6 | 24 | 13.1125 | 127.7 | 130.35
335 | 7 | 41 | 11615.9937 | 2821.835 | 3039.2955 | 1709.6888 | 75.11 | 86.88 | 11 | 5.4058 | 106.7 | 129.88
336 | 7 | 42 | 11610.3162 | 2795.6702 | 3006.0603 | 1635.2314 | 74.32 | 84.82 | 12 | 4.7489 | 102.13 | 129.72
337 | 7 | 43 | 11646.9828 | 2844.9508 | 3051.2662 | 1715.7623 | 100.59 | 135.26 | 34 | 30.1738 | 198.32 | 118.15
338 | 7 | 44 | 11380.0238 | 2844.9508 | 2938.7554 | 1715.7623 | 93.16 | 130.57 | 29 | 28.275 | 200.57 | 130.1
339 | 7 | 45 | 11476.502 | 2795.6702 | 2919.2459 | 1609.5626 | 81.19 | 98.95 | 15 | 13.0188 | 129.74 | 123.83
340 | 7 | 46 | 11602.9906 | 2795.6702 | 3029.7322 | 1670.2151 | 74.52 | 86.6 | 11 | 5.643 | 105.98 | 129.34
341 | 7 | 47 | 11626.9356 | 2879.729 | 3089.0614 | 1800.323 | 82.68 | 101.13 | 15 | 11.3659 | 133.99 | 130.71
342 | 7 | 48 | 11680.6073 | 2844.9508 | 3097.1278 | 1734.3857 | 79.01 | 96.01 | 18 | 10.073 | 125.41 | 133.24
343 | 7 | 49 | 11502.1559 | 2883.295 | 4349.56 | 1886.7192 | 130.44 | 206.19 | 33 | 63.2525 | 286.31 | 133.76
344 | 8 | 1 | 11519.4975 | 2632.9808 | 2943.8696 | 1492.6818 | 75.53 | 85.77 | 9 | 6.304 | 105.04 | 127.01
345 | 8 | 2 | 11416.5187 | 2607.9422 | 2887.3436 | 1438.6677 | 73.72 | 83.27 | 9 | 5.8599 | 103.11 | 131.79
346 | 8 | 3 | 11480.8107 | 2844.9508 | 2949.3146 | 1734.3857 | 81.31 | 101.32 | 17 | 13.6301 | 143.78 | 135.87
347 | 8 | 4 | 11560.4057 | 2649.1421 | 3030.0094 | 1635.2314 | 71.07 | 79.48 | 9 | 2.8445 | 93.54 | 129.6
348 | 8 | 5 | 11372.5694 | 2632.9808 | 2885.6078 | 1492.6818 | 69.81 | 79.23 | 6 | 3.6164 | 94.49 | 130.51
349 | 8 | 6 | 11426.8438 | 2607.9422 | 2928.6282 | 1420.02 | 70.46 | 78.55 | 6 | 3.9871 | 93.43 | 129.57
350 | 8 | 7 | 11435.6738 | 2632.9808 | 2945.0339 | 1492.6818 | 73.67 | 85.64 | 14 | 6.3038 | 106.06 | 128.02
351 | 8 | 8 | 11320.293 | 2364.8484 | 2860.7649 | 1318.8047 | 66.71 | 72.63 | 6 | 0.27972 | 82.32 | 133.55
352 | 8 | 9 | 11506.9619 | 2844.9508 | 3018.4318 | 1715.7623 | 81.72 | 101.73 | 15 | 14.1569 | 140.66 | 128.91
353 | 8 | 10 | 11276.956 | 2607.9422 | 2813.6068 | 1360.2279 | 67.56 | 75.5 | 3 | 2.493 | 89.06 | 132.12
354 | 8 | 11 | 11571.3049 | 2844.9508 | 2990.9526 | 1715.7623 | 86.7 | 110.32 | 24 | 17.5795 | 158.79 | 136.24
355 | 8 | 12 | 11563.274 | 2795.6702 | 3007.8113 | 1635.2314 | 76.5 | 89.27 | 12 | 8.0355 | 112.33 | 130.92
356 | 8 | 13 | 11465.6544 | 2795.6702 | 2965.6625 | 1635.2314 | 87.25 | 110.93 | 26 | 19.7452 | 159.53 | 129.88
357 | 8 | 14 | 11395.5231 | 2593.8569 | 2886.1926 | 1452.2238 | 71.61 | 80.29 | 7 | 4.6696 | 97.3 | 128.75
358 | 8 | 15 | 11395.6984 | 2595.5947 | 2941.9273 | 1457.0008 | 70.18 | 77.94 | 11 | 4.7124 | 93.4 | 129.78
359 | 8 | 16 | 11300.5698 | 2809.288 | 2861.9998 | 1574.1764 | 72.17 | 85.19 | 8 | 6.9517 | 109.23 | 132.77
360 | 8 | 17 | 11273.2477 | 2689.3749 | 2858.0907 | 1457.0008 | 65.95 | 73.04 | 3 | 1.3502 | 84.32 | 133.99
361 | 8 | 18 | 11405.7632 | 2844.9508 | 2900.2918 | 1715.7623 | 76.25 | 90.92 | 12 | 10.2606 | 120.99 | 132.82
362 | 8 | 19 | 11417.7317 | 2809.288 | 2961.3613 | 1635.2314 | 81 | 100.93 | 23 | 14.6415 | 134.26 | 124.35
363 | 8 | 20 | 11473.616 | 2342.5968 | 2947.224 | 1470.3027 | 67.36 | 73.22 | 0 | 0 | 82.31 | 131.88
364 | 8 | 21 | 11378.6681 | 2795.6702 | 2916.7583 | 1635.2314 | 72.15 | 83.95 | 10 | 6.5948 | 105.35 | 129.88
365 | 8 | 22 | 11269.0924 | 2689.3749 | 2842.0089 | 1452.2238 | 68.37 | 77.21 | 12 | 4.6039 | 95.06 | 133.84
366 | 8 | 23 | 11481.9761 | 2821.835 | 2984.3619 | 1709.6888 | 79.54 | 95.86 | 24 | 11.858 | 128.31 | 130.79
367 | 8 | 24 | 11332.841 | 2649.1421 | 2860.6569 | 1635.2314 | 65.72 | 71.31 | 4 | 0.05395 | 79.24 | 132.69
368 | 8 | 25 | 11484.4943 | 2568.3023 | 2990.7647 | 1426.9949 | 76.77 | 88.14 | 18 | 9.0743 | 111.76 | 128.54
369 | 8 | 26 | 11319.3771 | 2844.9508 | 2856.585 | 1715.7623 | 75.39 | 90.05 | 13 | 9.8613 | 121.76 | 135.23
370 | 8 | 27 | 11464.5536 | 2844.9508 | 2982.323 | 1715.7623 | 87.07 | 112.52 | 28 | 20.5377 | 165.48 | 133.11
371 | 8 | 28 | 11490.4601 | 2795.6702 | 2967.3927 | 1609.5626 | 74.1 | 84.88 | 8 | 4.9298 | 103.28 | 132.37
372 | 8 | 29 | 11581.103 | 2844.9508 | 3023.2026 | 1715.7623 | 94.77 | 126.27 | 31 | 25.3329 | 183 | 123.62
373 | 8 | 30 | 11627.1766 | 2809.288 | 3031.3876 | 1635.2314 | 92.06 | 121.3 | 25 | 23.6446 | 172.27 | 121.21
374 | 8 | 31 | 11737.1002 | 2795.6702 | 3145.2361 | 1635.2314 | 86.44 | 106.58 | 28 | 16.4365 | 138.89 | 119.75
375 | 8 | 32 | 11280.005 | 2795.6702 | 2812.6152 | 1609.5626 | 72.47 | 84.56 | 13 | 6.8809 | 108.32 | 132.05
376 | 8 | 33 | 11441.6977 | 2726.85 | 2921.1035 | 1734.3857 | 69.55 | 77.92 | 12 | 2.6051 | 91.54 | 132.47
377 | 8 | 34 | 11487.2906 | 2879.729 | 3002.837 | 1800.323 | 69.94 | 79.8 | 9 | 3.5372 | 97.34 | 134.47
378 | 8 | 35 | 11346.2822 | 2844.9508 | 2882.4754 | 1715.7623 | 72.63 | 85.55 | 10 | 6.8447 | 110.96 | 134
379 | 8 | 36 | 11534.2434 | 2732.2826 | 2955.4096 | 1670.2151 | 71.4 | 80.21 | 4 | 3.1118 | 93.64 | 129.57
380 | 8 | 37 | 11544.0786 | 2795.6702 | 3014.2233 | 1635.2314 | 75.63 | 90.33 | 16 | 8.4888 | 113.92 | 128.11
381 | 8 | 38 | 11628.9975 | 2844.9508 | 3044.0491 | 1715.7623 | 102.28 | 141.42 | 35 | 32.663 | 214.88 | 126.03
382 | 8 | 39 | 11536.6565 | 2883.295 | 2982.4215 | 1886.7192 | 85.65 | 108.7 | 21 | 17.3969 | 155.09 | 134.87
383 | 8 | 40 | 11633.8009 | 2844.9508 | 3097.7787 | 1715.7623 | 78 | 94.45 | 14 | 10.3599 | 122.53 | 132.3
384 | 8 | 41 | 11615.9937 | 2821.835 | 3039.2955 | 1709.6888 | 77.6 | 91.72 | 12 | 8.0078 | 115.88 | 128.06
385 | 8 | 42 | 11610.3162 | 2795.6702 | 3006.0603 | 1635.2314 | 80.56 | 95.3 | 14 | 10.9437 | 123.07 | 128.33
386 | 8 | 43 | 11646.9828 | 2844.9508 | 3051.2662 | 1715.7623 | 93.87 | 122.09 | 30 | 23.4971 | 177.18 | 128.71
387 | 8 | 44 | 11380.0238 | 2844.9508 | 2938.7554 | 1715.7623 | 90.83 | 124.16 | 29 | 26.035 | 186.25 | 128.45
388 | 8 | 45 | 11476.502 | 2795.6702 | 2919.2459 | 1609.5626 | 75.49 | 88.94 | 13 | 7.7664 | 113.91 | 131.05
389 | 8 | 46 | 11602.9906 | 2795.6702 | 3029.7322 | 1670.2151 | 76.56 | 89.56 | 16 | 7.605 | 112.49 | 132.03
390 | 8 | 47 | 11626.9356 | 2879.729 | 3089.0614 | 1800.323 | 80.25 | 94.57 | 20 | 8.9119 | 119.72 | 129.62
391 | 8 | 48 | 11680.6073 | 2844.9508 | 3097.1278 | 1734.3857 | 85.13 | 107.28 | 20 | 16.1536 | 149.99 | 132.97
392 | 8 | 49 | 11502.1559 | 2883.295 | 4349.56 | 1886.7192 | 94.87 | 128.54 | 37 | 27.8762 | 158.85 | 112.72
393 | 9 | 1 | 11519.4975 | 2632.9808 | 2943.8696 | 1492.6818 | 75.13 | 85.4 | 11 | 5.1965 | 103.54 | 127.89
394 | 9 | 2 | 11416.5187 | 2607.9422 | 2887.3436 | 1438.6677 | 75.16 | 86.84 | 8 | 6.9447 | 109.25 | 128.63
395 | 9 | 3 | 11480.8107 | 2844.9508 | 2949.3146 | 1734.3857 | 82.12 | 103.25 | 18 | 13.9086 | 147.44 | 135.89
396 | 9 | 4 | 11560.4057 | 2649.1421 | 3030.0094 | 1635.2314 | 69.22 | 75.87 | 5 | 0.81781 | 85.05 | 129.53
397 | 9 | 5 | 11372.5694 | 2632.9808 | 2885.6078 | 1492.6818 | 74.34 | 87.5 | 12 | 7.8305 | 109.78 | 127.24
398 | 9 | 6 | 11426.8438 | 2607.9422 | 2928.6282 | 1420.02 | 70.97 | 79.55 | 8 | 3.8384 | 94.24 | 129.38
399 | 9 | 7 | 11435.6738 | 2632.9808 | 2945.0339 | 1492.6818 | 75.28 | 88.08 | 14 | 7.364 | 110.49 | 131.3
400 | 9 | 8 | 11320.293 | 2364.8484 | 2860.7649 | 1318.8047 | 66.63 | 72.41 | 0 | 0 | 81.37 | 133.36
401 | 9 | 9 | 11506.9619 | 2844.9508 | 3018.4318 | 1715.7623 | 76.94 | 92.44 | 12 | 9.1434 | 121.26 | 129.96
402 | 9 | 10 | 11276.956 | 2607.9422 | 2813.6068 | 1360.2279 | 67.2 | 74.68 | 2 | 1.9522 | 87.38 | 132.71
403 | 9 | 11 | 11571.3049 | 2844.9508 | 2990.9526 | 1715.7623 | 89.26 | 115.83 | 29 | 19.8682 | 167.94 | 131.82
404 | 9 | 12 | 11563.274 | 2795.6702 | 3007.8113 | 1635.2314 | 77.24 | 91.97 | 12 | 8.5122 | 118.38 | 130.55
405 | 9 | 13 | 11465.6544 | 2795.6702 | 2965.6625 | 1635.2314 | 85.64 | 110.56 | 19 | 17.7726 | 158 | 130.11
406 | 9 | 14 | 11395.5231 | 2593.8569 | 2886.1926 | 1452.2238 | 69.84 | 76.73 | 9 | 2.4414 | 89.67 | 131.99
407 | 9 | 15 | 11395.6984 | 2595.5947 | 2941.9273 | 1457.0008 | 65.41 | 71.35 | 1 | 0.01199 | 81.05 | 132.7
408 | 9 | 16 | 11300.5698 | 2809.288 | 2861.9998 | 1574.1764 | 72.18 | 84.8 | 13 | 6.4356 | 108.94 | 133.95
409 | 9 | 17 | 11273.2477 | 2689.3749 | 2858.0907 | 1457.0008 | 66.08 | 72.89 | 1 | 1.0488 | 83.33 | 133.54
410 | 9 | 18 | 11405.7632 | 2844.9508 | 2900.2918 | 1715.7623 | 70.3 | 80.88 | 3 | 4.0524 | 101.58 | 135.16
411 | 9 | 19 | 11417.7317 | 2809.288 | 2961.3613 | 1635.2314 | 80.24 | 100.6 | 19 | 14.0449 | 132.98 | 123.2
412 | 9 | 20 | 11473.616 | 2342.5968 | 2947.224 | 1470.3027 | 68.15 | 74.3 | 6 | 0.50972 | 84.2 | 131.67
413 | 9 | 21 | 11378.6681 | 2795.6702 | 2916.7583 | 1635.2314 | 69.59 | 79.36 | 7 | 3.7071 | 95.36 | 130.65
414 | 9 | 22 | 11269.0924 | 2689.3749 | 2842.0089 | 1452.2238 | 66.88 | 74.53 | 13 | 2.5934 | 89.34 | 133.91
415 | 9 | 23 | 11481.9761 | 2821.835 | 2984.3619 | 1709.6888 | 76.94 | 91.73 | 19 | 9.1187 | 116.11 | 125.69
416 | 9 | 24 | 11332.841 | 2649.1421 | 2860.6569 | 1635.2314 | 65.64 | 71.16 | 1 | 0.010862 | 78.9 | 132.5
417 | 9 | 25 | 11484.4943 | 2568.3023 | 2990.7647 | 1426.9949 | 75.4 | 86.1 | 18 | 7.3333 | 106.64 | 128.72
418 | 9 | 26 | 11319.3771 | 2844.9508 | 2856.585 | 1715.7623 | 73.82 | 87.86 | 8 | 7.6546 | 116.23 | 134.77
419 | 9 | 27 | 11464.5536 | 2844.9508 | 2982.323 | 1715.7623 | 86.28 | 113.27 | 22 | 19.6426 | 167.67 | 133.9
420 | 9 | 28 | 11490.4601 | 2795.6702 | 2967.3927 | 1609.5626 | 76.8 | 89 | 8 | 7.1682 | 110.27 | 130.87
421 | 9 | 29 | 11581.103 | 2844.9508 | 3023.2026 | 1715.7623 | 84.92 | 107.31 | 21 | 15.2885 | 146.95 | 128.66
422 | 9 | 30 | 11627.1766 | 2809.288 | 3031.3876 | 1635.2314 | 89.42 | 115.7 | 28 | 20.7725 | 159.42 | 119.95
423 | 9 | 31 | 11737.1002 | 2795.6702 | 3145.2361 | 1635.2314 | 87.59 | 110.01 | 24 | 17.3715 | 141.75 | 115.31
424 | 9 | 32 | 11280.005 | 2795.6702 | 2812.6152 | 1609.5626 | 69.65 | 79.51 | 6 | 4.0938 | 97.38 | 132.88
425 | 9 | 33 | 11441.6977 | 2726.85 | 2921.1035 | 1734.3857 | 70.33 | 79.32 | 12 | 2.841 | 95.24 | 133.33
426 | 9 | 34 | 11487.2906 | 2879.729 | 3002.837 | 1800.323 | 67.6 | 74.43 | 7 | 0.73716 | 85.3 | 132.01
427 | 9 | 35 | 11346.2822 | 2844.9508 | 2882.4754 | 1715.7623 | 70.87 | 81.66 | 8 | 4.9638 | 102.02 | 133.13
428 | 9 | 36 | 11534.2434 | 2732.2826 | 2955.4096 | 1670.2151 | 71.72 | 80.23 | 6 | 3.1935 | 94.28 | 130.69
429 | 9 | 37 | 11544.0786 | 2795.6702 | 3014.2233 | 1635.2314 | 73.76 | 86.21 | 11 | 6.1581 | 105.72 | 128.85
430 | 9 | 38 | 11628.9975 | 2844.9508 | 3044.0491 | 1715.7623 | 120.71 | 180.67 | 42 | 50.8114 | 298.04 | 129.42
431 | 9 | 39 | 11536.6565 | 2883.295 | 2982.4215 | 1886.7192 | 85.17 | 105.78 | 22 | 16.6962 | 148.29 | 131.14
432 | 9 | 40 | 11633.8009 | 2844.9508 | 3097.7787 | 1715.7623 | 81.33 | 100.19 | 23 | 13.34 | 131.17 | 128.18
433 | 9 | 41 | 11615.9937 | 2821.835 | 3039.2955 | 1709.6888 | 81.44 | 98.76 | 15 | 11.3714 | 130.66 | 128.19
434 | 9 | 42 | 11610.3162 | 2795.6702 | 3006.0603 | 1635.2314 | 79.03 | 93.14 | 19 | 9.1204 | 116.49 | 125.2
435 | 9 | 43 | 11646.9828 | 2844.9508 | 3051.2662 | 1715.7623 | 96.47 | 126.88 | 31 | 25.8616 | 181.43 | 121.66
436 | 9 | 44 | 11380.0238 | 2844.9508 | 2938.7554 | 1715.7623 | 88.98 | 121.7 | 25 | 24.1398 | 182.52 | 130.17
437 | 9 | 45 | 11476.502 | 2795.6702 | 2919.2459 | 1609.5626 | 83 | 102.28 | 21 | 14.5248 | 138.23 | 125.78
438 | 9 | 46 | 11602.9906 | 2795.6702 | 3029.7322 | 1670.2151 | 78.75 | 94.13 | 17 | 9.5594 | 118.67 | 127.39
439 | 9 | 47 | 11626.9356 | 2879.729 | 3089.0614 | 1800.323 | 77.23 | 89.37 | 15 | 5.5921 | 107.53 | 127.98
440 | 9 | 48 | 11680.6073 | 2844.9508 | 3097.1278 | 1734.3857 | 86.09 | 109.13 | 20 | 16.8835 | 150 | 131.54
441 | 9 | 49 | 11502.1559 | 2883.295 | 4349.56 | 1886.7192 | 99.44 | 139.45 | 36 | 32.206 | 175.14 | 115.48
442 | 10 | 1 | 11519.4975 | 2632.9808 | 2943.8696 | 1492.6818 | 72.77 | 81.26 | 8 | 3.0975 | 96.21 | 129.99
443 | 10 | 2 | 11416.5187 | 2607.9422 | 2887.3436 | 1438.6677 | 71.53 | 79.64 | 15 | 3.2365 | 95.99 | 133.08
444 | 10 | 3 | 11480.8107 | 2844.9508 | 2949.3146 | 1734.3857 | 81.92 | 103.02 | 20 | 13.7681 | 145.34 | 136.48
445 | 10 | 4 | 11560.4057 | 2649.1421 | 3030.0094 | 1635.2314 | 70.58 | 77.71 | 7 | 2.3287 | 88.95 | 130.21
446 | 10 | 5 | 11372.5694 | 2632.9808 | 2885.6078 | 1492.6818 | 73.15 | 85.74 | 10 | 6.7235 | 107.35 | 129.29
447 | 10 | 6 | 11426.8438 | 2607.9422 | 2928.6282 | 1420.02 | 68.27 | 75.32 | 8 | 1.4102 | 86.19 | 130.9
448 | 10 | 7 | 11435.6738 | 2632.9808 | 2945.0339 | 1492.6818 | 70.19 | 78.58 | 9 | 2.5655 | 93.5 | 133.01
449 | 10 | 8 | 11320.293 | 2364.8484 | 2860.7649 | 1318.8047 | 67.17 | 73.23 | 4 | 0.62003 | 83.23 | 133.1
450 | 10 | 9 | 11506.9619 | 2844.9508 | 3018.4318 | 1715.7623 | 79.05 | 96.67 | 9 | 11.4138 | 131.52 | 131.74
451 | 10 | 10 | 11276.956 | 2607.9422 | 2813.6068 | 1360.2279 | 66.21 | 72.79 | 3 | 1.109 | 83.41 | 132.76
452 | 10 | 11 | 11571.3049 | 2844.9508 | 2990.9526 | 1715.7623 | 84.42 | 106.61 | 24 | 15.0542 | 149.26 | 132.31
453 | 10 | 12 | 11563.274 | 2795.6702 | 3007.8113 | 1635.2314 | 78.54 | 93.82 | 15 | 9.5467 | 121.23 | 129.28
454 | 10 | 13 | 11465.6544 | 2795.6702 | 2965.6625 | 1635.2314 | 92.37 | 122.69 | 26 | 24.4965 | 180.73 | 128.92
455 | 10 | 14 | 11395.5231 | 2593.8569 | 2886.1926 | 1452.2238 | 68.69 | 75.62 | 5 | 1.443 | 88.22 | 133.02
456 | 10 | 15 | 11395.6984 | 2595.5947 | 2941.9273 | 1457.0008 | 65.14 | 70.98 | 0 | 0 | 80.46 | 132.46
457 | 10 | 16 | 11300.5698 | 2809.288 | 2861.9998 | 1574.1764 | 70.21 | 81.39 | 6 | 4.7393 | 101.76 | 133.82
458 | 10 | 17 | 11273.2477 | 2689.3749 | 2858.0907 | 1457.0008 | 66.54 | 73.19 | 7 | 1.6108 | 83.9 | 131.64
459 | 10 | 18 | 11405.7632 | 2844.9508 | 2900.2918 | 1715.7623 | 70.07 | 80.55 | 6 | 3.9729 | 100.92 | 135.06
460 | 10 | 19 | 11417.7317 | 2809.288 | 2961.3613 | 1635.2314 | 81.73 | 102.99 | 18 | 15.4618 | 135.54 | 119.51
461 | 10 | 20 | 11473.616 | 2342.5968 | 2947.224 | 1470.3027 | 67.44 | 73.36 | 1 | 0.01199 | 82.48 | 131.94
462 | 10 | 21 | 11378.6681 | 2795.6702 | 2916.7583 | 1635.2314 | 68.71 | 77.3 | 6 | 2.8569 | 91.66 | 131.36
463 | 10 | 22 | 11269.0924 | 2689.3749 | 2842.0089 | 1452.2238 | 65.91 | 73.19 | 8 | 1.7237 | 86.33 | 134.51
464 | 10 | 23 | 11481.9761 | 2821.835 | 2984.3619 | 1709.6888 | 78.7 | 95.56 | 19 | 10.908 | 126.58 | 129.54
465 | 10 | 24 | 11332.841 | 2649.1421 | 2860.6569 | 1635.2314 | 65.8 | 71.43 | 3 | 0.061959 | 79.48 | 132.82
466 | 10 | 25 | 11484.4943 | 2568.3023 | 2990.7647 | 1426.9949 | 71.86 | 81.2 | 13 | 4.0396 | 97.82 | 130.58
467 | 10 | 26 | 11319.3771 | 2844.9508 | 2856.585 | 1715.7623 | 71.55 | 83.7 | 16 | 5.5262 | 108.06 | 136.37
468 | 10 | 27 | 11464.5536 | 2844.9508 | 2982.323 | 1715.7623 | 86.56 | 114 | 22 | 20.0144 | 169.96 | 135
469 | 10 | 28 | 11490.4601 | 2795.6702 | 2967.3927 | 1609.5626 | 76.31 | 88.77 | 10 | 6.9083 | 110.32 | 133.06
470 | 10 | 29 | 11581.103 | 2844.9508 | 3023.2026 | 1715.7623 | 87.34 | 112.01 | 26 | 17.7414 | 155.88 | 127.23
471 | 10 | 30 | 11627.1766 | 2809.288 | 3031.3876 | 1635.2314 | 88.58 | 115.07 | 22 | 19.9719 | 160.08 | 122.43
472 | 10 | 31 | 11737.1002 | 2795.6702 | 3145.2361 | 1635.2314 | 87.96 | 110.75 | 23 | 17.9501 | 142.67 | 114.03
473 | 10 | 32 | 11280.005 | 2795.6702 | 2812.6152 | 1609.5626 | 71.44 | 82.17 | 10 | 5.8599 | 102.59 | 132.58
474 | 10 | 33 | 11441.6977 | 2726.85 | 2921.1035 | 1734.3857 | 69.19 | 77.45 | 6 | 2.1447 | 90.79 | 132.34
475 | 10 | 34 | 11487.2906 | 2879.729 | 3002.837 | 1800.323 | 69.95 | 79.6 | 7 | 3.4557 | 96.82 | 132.99
476 | 10 | 35 | 11346.2822 | 2844.9508 | 2882.4754 | 1715.7623 | 70.41 | 80.9 | 10 | 4.3629 | 99.71 | 133.77
477 | 10 | 36 | 11534.2434 | 2732.2826 | 2955.4096 | 1670.2151 | 72.49 | 82.2 | 3 | 4.0816 | 97.03 | 128.6
478 | 10 | 37 | 11544.0786 | 2795.6702 | 3014.2233 | 1635.2314 | 75.31 | 89.86 | 12 | 8.0718 | 112.98 | 127.72
479 | 10 | 38 | 11628.9975 | 2844.9508 | 3044.0491 | 1715.7623 | 104.62 | 146.56 | 30 | 34.825 | 223.48 | 125.56
480 | 10 | 39 | 11536.6565 | 2883.295 | 2982.4215 | 1886.7192 | 85.92 | 109.06 | 18 | 17.5222 | 154.69 | 130.47
481 | 10 | 40 | 11633.8009 | 2844.9508 | 3097.7787 | 1715.7623 | 79.54 | 97.08 | 22 | 11.4501 | 125.28 | 129.52
482 | 10 | 41 | 11615.9937 | 2821.835 | 3039.2955 | 1709.6888 | 76.47 | 89.22 | 10 | 6.6604 | 109.88 | 127.6
483 | 10 | 42 | 11610.3162 | 2795.6702 | 3006.0603 | 1635.2314 | 79.72 | 95.55 | 14 | 10.0481 | 122.92 | 128.54
484 | 10 | 43 | 11646.9828 | 2844.9508 | 3051.2662 | 1715.7623 | 93.43 | 121.62 | 30 | 23.1787 | 171.11 | 124.69
485 | 10 | 44 | 11380.0238 | 2844.9508 | 2938.7554 | 1715.7623 | 94.16 | 130.55 | 31 | 29.1228 | 200 | 128.08
486 | 10 | 45 | 11476.502 | 2795.6702 | 2919.2459 | 1609.5626 | 81.11 | 100.07 | 15 | 13.0587 | 132.99 | 125.16
487 | 10 | 46 | 11602.9906 | 2795.6702 | 3029.7322 | 1670.2151 | 86.58 | 110.85 | 9 | 17.5587 | 152.53 | 126.05
488 | 10 | 47 | 11626.9356 | 2879.729 | 3089.0614 | 1800.323 | 76.1 | 87.37 | 17 | 4.7658 | 104.11 | 128.4
489 | 10 | 48 | 11680.6073 | 2844.9508 | 3097.1278 | 1734.3857 | 97.54 | 128.07 | 27 | 28.4264 | 183.9 | 128.5
490 | 10 | 49 | 11502.1559 | 2883.295 | 4349.56 | 1886.7192 | 98.43 | 136.81 | 37 | 31.2074 | 171.1 | 116.31
491 | 11 | 1 | 11519.4975 | 2632.9808 | 2943.8696 | 1492.6818 | 73.04 | 81.12 | 8 | 3.4963 | 94.59 | 128.14
492 | 11 | 2 | 11416.5187 | 2607.9422 | 2887.3436 | 1438.6677 | 71.73 | 80.76 | 7 | 4.0298 | 97.98 | 132.13
493 | 11 | 3 | 11480.8107 | 2844.9508 | 2949.3146 | 1734.3857 | 75.42 | 90.32 | 14 | 7.6797 | 120.4 | 136.59
494 | 11 | 4 | 11560.4057 | 2649.1421 | 3030.0094 | 1635.2314 | 68 | 73.92 | 1 | 0.01199 | 81.4 | 129.75
495 | 11 | 5 | 11372.5694 | 2632.9808 | 2885.6078 | 1492.6818 | 70.42 | 80.63 | 7 | 4.4102 | 97.4 | 130.15
496 | 11 | 6 | 11426.8438 | 2607.9422 | 2928.6282 | 1420.02 | 69.74 | 78.25 | 5 | 3.0139 | 91.58 | 129.41
497 | 11 | 7 | 11435.6738 | 2632.9808 | 2945.0339 | 1492.6818 | 72.47 | 82.93 | 12 | 5.1902 | 101.68 | 133.55
498 | 11 | 8 | 11320.293 | 2364.8484 | 2860.7649 | 1318.8047 | 66.39 | 72.21 | 2 | 0.022365 | 81.3 | 133.57
499 | 11 | 9 | 11506.9619 | 2844.9508 | 3018.4318 | 1715.7623 | 73.6 | 86.71 | 9 | 6.4738 | 112.02 | 132.83
500 | 11 | 10 | 11276.956 | 2607.9422 | 2813.6068 | 1360.2279 | 65.99 | 72.65 | 4 | 1.2123 | 83.01 | 132.29
501 | 11 | 11 | 11571.3049 | 2844.9508 | 2990.9526 | 1715.7623 | 85.4 | 109.05 | 23 | 16.3174 | 155.56 | 137.66
502 | 11 | 12 | 11563.274 | 2795.6702 | 3007.8113 | 1635.2314 | 75.26 | 88.71 | 8 | 6.8325 | 111.41 | 130.25
503 | 11 | 13 | 11465.6544 | 2795.6702 | 2965.6625 | 1635.2314 | 81.2 | 102.18 | 18 | 14.0007 | 141.19 | 130.28
504 | 11 | 14 | 11395.5231 | 2593.8569 | 2886.1926 | 1452.2238 | 66.88 | 72.39 | 2 | 0.022578 | 81.44 | 133
505 | 11 | 15 | 11395.6984 | 2595.5947 | 2941.9273 | 1457.0008 | 64.9 | 70.78 | 1 | 0.010862 | 80.33 | 132.55
506 | 11 | 16 | 11300.5698 | 2809.288 | 2861.9998 | 1574.1764 | 70.51 | 82.04 | 8 | 5.2287 | 102.46 | 132.56
507 | 11 | 17 | 11273.2477 | 2689.3749 | 2858.0907 | 1457.0008 | 65.54 | 72.34 | 2 | 1.036 | 82.6 | 133.4
508 | 11 | 18 | 11405.7632 | 2844.9508 | 2900.2918 | 1715.7623 | 70.92 | 82.23 | 9 | 5.0302 | 103.81 | 135.07
509 | 11 | 19 | 11417.7317 | 2809.288 | 2961.3613 | 1635.2314 | 79.83 | 98.12 | 15 | 13.8116 | 127.88 | 125.67
510 | 11 | 20 | 11473.616 | 2342.5968 | 2947.224 | 1470.3027 | 67.4 | 73.36 | 4 | 0.066667 | 82.47 | 131.9
511 | 11 | 21 | 11378.6681 | 2795.6702 | 2916.7583 | 1635.2314 | 69.51 | 79.72 | 5 | 4.0883 | 96.55 | 130.69
512 | 11 | 22 | 11269.0924 | 2689.3749 | 2842.0089 | 1452.2238 | 64.56 | 71.21 | 4 | 0.72333 | 82.65 | 134.67
513 | 11 | 23 | 11481.9761 | 2821.835 | 2984.3619 | 1709.6888 | 73.34 | 85.65 | 13 | 5.9297 | 107.17 | 130.68
514 | 11 | 24 | 11332.841 | 2649.1421 | 2860.6569 | 1635.2314 | 65.47 | 71.04 | 2 | 0.041411 | 78.91 | 132.67
515 | 11 | 25 | 11484.4943 | 2568.3023 | 2990.7647 | 1426.9949 | 69.66 | 77.76 | 8 | 2.314 | 90.67 | 129.63
516 | 11 | 26 | 11319.3771 | 2844.9508 | 2856.585 | 1715.7623 | 70.22 | 81.59 | 6 | 4.7445 | 103.66 | 136.39
517 | 11 | 27 | 11464.5536 | 2844.9508 | 2982.323 | 1715.7623 | 84.32 | 109.95 | 21 | 17.9937 | 158.92 | 131.64
518 | 11 | 28 | 11490.4601 | 2795.6702 | 2967.3927 | 1609.5626 | 76.03 | 88.3 | 7 | 6.7023 | 108.86 | 131.53
519 | 11 | 29 | 11581.103 | 2844.9508 | 3023.2026 | 1715.7623 | 88.15 | 114.09 | 25 | 18.7446 | 161.02 | 128.36
520 | 11 | 30 | 11627.1766 | 2809.288 | 3031.3876 | 1635.2314 | 85.56 | 109.09 | 22 | 17.2852 | 148.7 | 123.56
521 | 11 | 31 | 11737.1002 | 2795.6702 | 3145.2361 | 1635.2314 | 85.59 | 106.16 | 22 | 15.6998 | 134.36 | 115.12
522 | 11 | 32 | 11280.005 | 2795.6702 | 2812.6152 | 1609.5626 | 69.21 | 79.53 | 5 | 4.1292 | 99.18 | 134.75
523 | 11 | 33 | 11441.6977 | 2726.85 | 2921.1035 | 1734.3857 | 69.13 | 77.52 | 5 | 2.2093 | 91.3 | 132.71
524 | 11 | 34 | 11487.2906 | 2879.729 | 3002.837 | 1800.323 | 69.52 | 78.66 | 9 | 3.0057 | 93.64 | 133.78
525 | 11 | 35 | 11346.2822 | 2844.9508 | 2882.4754 | 1715.7623 | 69.39 | 79.62 | 4 | 3.9303 | 98.26 | 133.63
526 | 11 | 36 | 11534.2434 | 2732.2826 | 2955.4096 | 1670.2151 | 70.56 | 78.64 | 4 | 2.2542 | 90.7 | 130.38
527 | 11 | 37 | 11544.0786 | 2795.6702 | 3014.2233 | 1635.2314 | 75.08 | 89.97 | 15 | 8.1179 | 115.13 | 132.66
528 | 11 | 38 | 11628.9975 | 2844.9508 | 3044.0491 | 1715.7623 | 99.35 | 136.54 | 30 | 29.8508 | 204.63 | 125.14
529 | 11 | 39 | 11536.6565 | 2883.295 | 2982.4215 | 1886.7192 | 86.92 | 111.63 | 18 | 18.8469 | 159.28 | 132.75
530 | 11 | 40 | 11633.8009 | 2844.9508 | 3097.7787 | 1715.7623 | 80.28 | 98.54 | 24 | 12.837 | 127.63 | 127.55
531 | 11 | 41 | 11615.9937 | 2821.835 | 3039.2955 | 1709.6888 | 79.09 | 95.08 | 13 | 9.393 | 124.94 | 131.17
532 | 11 | 42 | 11610.3162 | 2795.6702 | 3006.0603 | 1635.2314 | 78.78 | 93.42 | 12 | 9.4831 | 117.82 | 125.88
533 | 11 | 43 | 11646.9828 | 2844.9508 | 3051.2662 | 1715.7623 | 92.17 | 119.68 | 32 | 22.1108 | 170.01 | 127.11
534 | 11 | 44 | 11380.0238 | 2844.9508 | 2938.7554 | 1715.7623 | 89.24 | 122.74 | 23 | 24.6524 | 185.55 | 131.26
535 | 11 | 45 | 11476.502 | 2795.6702 | 2919.2459 | 1609.5626 | 79.74 | 96.22 | 14 | 11.7394 | 122.15 | 121.36
536 | 11 | 46 | 11602.9906 | 2795.6702 | 3029.7322 | 1670.2151 | 75.29 | 88.16 | 10 | 6.3616 | 109.18 | 131.03
537 | 11 | 47 | 11626.9356 | 2879.729 | 3089.0614 | 1800.323 | 76.57 | 88.7 | 9 | 5.4108 | 108.65 | 130.37
538 | 11 | 48 | 11680.6073 | 2844.9508 | 3097.1278 | 1734.3857 | 88.24 | 112.07 | 25 | 19.3534 | 153.67 | 128.68
539 | 11 | 49 | 11502.1559 | 2883.295 | 4349.56 | 1886.7192 | 92.08 | 124.73 | 31 | 25.3138 | 153.17 | 113.9