## Notes
Notes
Simulation number |  | The sequential simulation identifier of each annual simulation - numbered between 1 and 550. Each simulation is modelled at the hourly resolution level - giving 8,760 hourly simulated outputs.
Unplanned outage set |  | Identifier of the hourly unplanned outage set used in the given simulation - numbered between 1 and 11. A stochastic availability model is used to develop the 11 annual simulations of hourly dispatchable power station availability.
Weather set |  | Identifier of the hourly demand and renewable energy resources trace set used in the given simulation - numbered between 1 and 50. A stochastic demand and renewable energy resource model is used to develop 50 weather influenced annual simulations of hourly demand (system and customer load) and renewable energy resource traces.
Energy and demand (as generated) | Annual regional energy (GWh) | The annual regional scheduled and semi-scheduled energy requirements for the given region and given weather set - taken as the sum of the 8,760 hourly simulated regional loads.
| Annual regional peak demand (MW) | The annual regional scheduled and semi-scheduled maximum demand for the given region and given weather set.
| Annual energy - NSLP (GWh) | The annual energy requirements for the given NSLP and given weather set.
| Annual peak demand - NSLP (MW) | The annual peak demand for the given NSLP and given weather set.
Spot Price (nominal at the regional reference node) | Annual regional time weighted spot price ($/MWh) | The simple average of the hourly simulated spot prices for the given region and simulation number.
| Annual regional load weighted spot price ($/MWh) | The load weighted average of the hourly simulated spot prices for the given region and simulation number - using the corresponding hourly regional loads as the weights.
| Number of hours spot prices above $300 | The number of simulated hourly prices in a given simulation that exceed $300/MWh for the given region and simulation number.
| Contribution of spot prices above $300 to annual average spot price ($/MWh) | The contribution to the annual time weighted spot price of simulated hourly prices in a given simulation that exceed $300/MWh for the given region and simulation number.
| Annual load weighted spot price - NSLP ($/MWh) | The load weighted average of the hourly simulated spot prices for the given NSLP and simulation number - using the corresponding hourly NSLP loads as the weights.
Hedged price (nominal at the regional reference node) | Annual hedged price - NSLP ($/MWh) | Sum of the hourly spot purchase costs, contract purchase costs (adopting a fixed quarterly hedging strategy and estimated contract prices), and hedge difference payments, divided by the annual energy to derive a price in $/MWh terms for a given NSLP and simulation number.

## Qld
Summary of results for 550 market simulations for 2021-22 - Queensland
Simulation number | Unplanned outage set | Weather set | Energy and demand (as generated) |  |  |  | Spot Price (nominal at the regional reference node) |  |  |  |  | Hedged price (nominal at the regional reference node)
|  |  | Annual regional energy (GWh) | Annual regional peak demand (MW) | Annual energy - Energex NSLP (GWh) | Annual peak demand - Energex NSLP (MW) | Annual regional time weighted spot price ($/MWh) | Annual regional Load weighted spot price ($/MWh) | Number of hours spot prices above $300 | Contribution of spot prices above $300 to annual average spot price ($/MWh) | Annual load weighted spot price - Energex NSLP ($/MWh) | Annual hedged price - Energex NSLP ($/MWh)
1 | 1 | 1 | 52964.6692 | 9304.752 | 5989.7435 | 2276.6852 | 42.22 | 44.81 | 12 | 0.87085 | 51.06 | 66.07
2 | 1 | 2 | 52726.3054 | 9249.3501 | 5914.6063 | 2361.7774 | 41.23 | 43.77 | 6 | 0.79732 | 50.24 | 66.7
3 | 1 | 3 | 53283.9616 | 9685.1555 | 6127.8508 | 2276.6852 | 47.97 | 53.85 | 16 | 6.0072 | 68.48 | 64.46
4 | 1 | 4 | 53448.073 | 9685.1555 | 6138.3008 | 2227.0925 | 52.33 | 59.37 | 32 | 9.553 | 76.02 | 63.73
5 | 1 | 5 | 53193.4018 | 9527.9696 | 6107.8664 | 2276.6852 | 41.43 | 43.85 | 5 | 0.19986 | 49.78 | 66.53
6 | 1 | 6 | 53132.2859 | 9426.5029 | 6038.3752 | 2361.7774 | 44.26 | 47.79 | 17 | 2.6714 | 55.98 | 64.46
7 | 1 | 7 | 53418.0821 | 9685.1555 | 6149.3186 | 2361.7774 | 46.16 | 50.38 | 22 | 3.7241 | 60.42 | 64.03
8 | 1 | 8 | 53591.8279 | 9857.8741 | 6198.7774 | 2488.3729 | 45.72 | 50.1 | 21 | 2.9376 | 61.29 | 66.74
9 | 1 | 9 | 53091.0574 | 9858.1717 | 6052.9876 | 2447.8468 | 48.09 | 54.36 | 21 | 6.2137 | 71.25 | 66.72
10 | 1 | 10 | 53588.7189 | 9857.8741 | 6165.275 | 2317.6737 | 49.78 | 56.37 | 31 | 7.0221 | 72.46 | 64.94
11 | 1 | 11 | 53084.0255 | 9428.3423 | 6059.9754 | 2361.7774 | 46.41 | 51.08 | 23 | 4.706 | 62.32 | 64.06
12 | 1 | 12 | 53245.6132 | 9857.866 | 6141.1474 | 2447.8468 | 47.97 | 53.91 | 37 | 5.7557 | 69.14 | 65.71
13 | 1 | 13 | 53179.5777 | 9857.866 | 6093.1137 | 2391.6578 | 48.62 | 54.29 | 21 | 6.4971 | 69.46 | 65.38
14 | 1 | 14 | 53123.8205 | 9685.1555 | 6002.8541 | 2044.8869 | 42.72 | 45.64 | 15 | 1.0625 | 52.45 | 66.27
15 | 1 | 15 | 53274.2668 | 9857.8741 | 6110.0851 | 2361.7774 | 47.18 | 51.96 | 21 | 5.2334 | 63.08 | 62.96
16 | 1 | 16 | 53431.2009 | 9857.8741 | 6145.5346 | 2361.7774 | 47.03 | 51.82 | 30 | 4.5381 | 62.96 | 64.65
17 | 1 | 17 | 53440.281 | 9857.8741 | 6103.4183 | 2317.6737 | 43.54 | 47.22 | 12 | 1.9205 | 56.26 | 66.44
18 | 1 | 18 | 53097.9264 | 9400.7425 | 6040.5124 | 2227.0925 | 43.47 | 46.79 | 10 | 2.1901 | 55.19 | 65.32
19 | 1 | 19 | 53157.8813 | 9400.3251 | 6039.3155 | 2361.7774 | 41.98 | 44.72 | 7 | 0.80113 | 51.17 | 66.4
20 | 1 | 20 | 53224.2647 | 9527.9696 | 6098.1297 | 2227.0925 | 43.78 | 47.34 | 18 | 1.9027 | 55.73 | 66.29
21 | 1 | 21 | 53461.5794 | 9857.9678 | 6156.0162 | 2407.7764 | 44.21 | 47.65 | 28 | 1.4523 | 55.64 | 66.32
22 | 1 | 22 | 53319.3035 | 9778.5302 | 6144.573 | 2361.7774 | 46.15 | 50.79 | 27 | 4.0709 | 61.58 | 64.53
23 | 1 | 23 | 53124.4211 | 9685.1555 | 6054.1356 | 2361.7774 | 44.87 | 48.89 | 21 | 2.9189 | 58.41 | 65.19
24 | 1 | 24 | 53144.3517 | 9426.5029 | 6031.349 | 2361.7774 | 45.56 | 49.89 | 23 | 4.0697 | 60.02 | 64.38
25 | 1 | 25 | 53133.1082 | 9685.1555 | 6063.0977 | 2239.7516 | 42.07 | 44.77 | 11 | 0.82713 | 51.08 | 66.13
26 | 1 | 26 | 53174.1182 | 9857.9678 | 6091.7978 | 2407.7764 | 53.24 | 62.29 | 40 | 11.5031 | 84.62 | 63.48
27 | 1 | 27 | 53115.1085 | 9841.6915 | 6058.7 | 2488.3729 | 44.84 | 49.19 | 16 | 3.3175 | 60.25 | 66.44
28 | 1 | 28 | 53616.5264 | 9857.9678 | 6284.3575 | 2407.7764 | 55.12 | 63.35 | 45 | 11.462 | 82.76 | 59.66
29 | 1 | 29 | 53016.6895 | 9858.1717 | 6002.6083 | 2426.9223 | 47.56 | 53 | 27 | 5.5229 | 67.21 | 65.36
30 | 1 | 30 | 52798.4718 | 9292.3288 | 5928.0428 | 2361.7774 | 41.7 | 44.22 | 6 | 0.60718 | 50.42 | 66.63
31 | 1 | 31 | 52987.049 | 9857.866 | 6000.7609 | 2334.3977 | 44.14 | 47.62 | 25 | 2.1817 | 56.3 | 65.8
32 | 1 | 32 | 53498.8522 | 9857.8741 | 6169.8129 | 2317.6737 | 46.52 | 51.78 | 34 | 3.9978 | 64.75 | 67.11
33 | 1 | 33 | 53150.9972 | 9685.1555 | 6010.1161 | 2225.6317 | 43.14 | 46.46 | 18 | 1.5297 | 54.23 | 66.68
34 | 1 | 34 | 53283.9597 | 9857.8741 | 6129.8677 | 2447.8468 | 45.89 | 50.76 | 18 | 4.0683 | 63.59 | 66.24
35 | 1 | 35 | 53223.4178 | 9782.231 | 6090.1372 | 2361.7774 | 45.85 | 50.76 | 19 | 3.8768 | 62.64 | 66.08
36 | 1 | 36 | 53481.6014 | 9527.9696 | 6200.8199 | 2361.7774 | 50.14 | 55.87 | 27 | 7.1945 | 69.45 | 62.1
37 | 1 | 37 | 53197.175 | 9778.3137 | 6043.0577 | 2391.6578 | 43.48 | 46.67 | 12 | 1.927 | 54.45 | 64.95
38 | 1 | 38 | 53112.519 | 9857.8741 | 5985.7096 | 2361.7774 | 45.66 | 49.94 | 24 | 3.3767 | 59.94 | 65.47
39 | 1 | 39 | 53370.2827 | 9685.1555 | 6123.1578 | 2361.7774 | 47.91 | 52.98 | 29 | 5.3064 | 65.2 | 63.76
40 | 1 | 40 | 53263.8253 | 9685.1555 | 6117.8773 | 2361.7774 | 48.15 | 53.33 | 29 | 5.4437 | 65.89 | 64.17
41 | 1 | 41 | 53135.3807 | 9858.1717 | 6087.0889 | 2488.3729 | 55.98 | 65.68 | 31 | 13.4586 | 91.31 | 62.45
42 | 1 | 42 | 53003.8469 | 9527.9696 | 6004.1931 | 2361.7774 | 43.26 | 46.43 | 15 | 1.7141 | 54.77 | 66.72
43 | 1 | 43 | 53160.0903 | 9400.7425 | 6066.0972 | 2227.0925 | 46.63 | 51.39 | 25 | 4.3879 | 63 | 64.02
44 | 1 | 44 | 53158.5092 | 9685.1555 | 5988.7796 | 2361.7774 | 48.74 | 54.86 | 22 | 7.1142 | 70.62 | 63.1
45 | 1 | 45 | 53600.2344 | 9685.1555 | 6203.1645 | 2274.2013 | 52.94 | 60.26 | 28 | 9.9191 | 77.71 | 60.09
46 | 1 | 46 | 53282.4739 | 9857.9678 | 6084.9599 | 2407.7764 | 52.75 | 59.97 | 33 | 9.8873 | 77.35 | 59.49
47 | 1 | 47 | 53629.1528 | 9857.8741 | 6211.7554 | 2488.3729 | 54.79 | 63.01 | 44 | 10.6539 | 82.84 | 62.64
48 | 1 | 48 | 53274.6489 | 9857.866 | 6100.9772 | 2488.3729 | 51.62 | 59.52 | 31 | 8.8303 | 80.64 | 67.97
49 | 1 | 49 | 53339.4833 | 9858.1717 | 6264.1782 | 2516.0057 | 64.98 | 78.57 | 58 | 21.2962 | 113.17 | 64.02
50 | 1 | 50 | 53866.2934 | 9857.9678 | 6247.7435 | 2407.7764 | 71.09 | 88.11 | 72 | 26.4161 | 129.45 | 62.68
51 | 2 | 1 | 52964.6692 | 9304.752 | 5989.7435 | 2276.6852 | 45.17 | 49.03 | 20 | 3.4994 | 57.7 | 63.93
52 | 2 | 2 | 52726.3054 | 9249.3501 | 5914.6063 | 2361.7774 | 42.44 | 45.5 | 5 | 1.7472 | 53.3 | 66.04
53 | 2 | 3 | 53283.9616 | 9685.1555 | 6127.8508 | 2276.6852 | 48.97 | 55.11 | 31 | 6.6629 | 69.24 | 63.94
54 | 2 | 4 | 53448.073 | 9685.1555 | 6138.3008 | 2227.0925 | 53.29 | 60.55 | 35 | 10.4869 | 77.47 | 59.32
55 | 2 | 5 | 53193.4018 | 9527.9696 | 6107.8664 | 2276.6852 | 46.33 | 50.78 | 17 | 4.4989 | 61.28 | 63.99
56 | 2 | 6 | 53132.2859 | 9426.5029 | 6038.3752 | 2361.7774 | 45.08 | 48.95 | 22 | 3.3474 | 57.45 | 64.09
57 | 2 | 7 | 53418.0821 | 9685.1555 | 6149.3186 | 2361.7774 | 47.92 | 52.9 | 31 | 5.1158 | 65.32 | 64.84
58 | 2 | 8 | 53591.8279 | 9857.8741 | 6198.7774 | 2488.3729 | 51.86 | 59.4 | 24 | 8.9592 | 79.52 | 65.19
59 | 2 | 9 | 53091.0574 | 9858.1717 | 6052.9876 | 2447.8468 | 44.37 | 48.3 | 23 | 2.403 | 58.16 | 66.6
60 | 2 | 10 | 53588.7189 | 9857.8741 | 6165.275 | 2317.6737 | 49.36 | 56.08 | 25 | 6.7379 | 73.3 | 66.2
61 | 2 | 11 | 53084.0255 | 9428.3423 | 6059.9754 | 2361.7774 | 46.13 | 50.86 | 23 | 4.3182 | 63.07 | 65.65
62 | 2 | 12 | 53245.6132 | 9857.866 | 6141.1474 | 2447.8468 | 51.12 | 58.81 | 24 | 9.082 | 78.21 | 64.9
63 | 2 | 13 | 53179.5777 | 9857.866 | 6093.1137 | 2391.6578 | 51.79 | 59.51 | 21 | 9.2364 | 79 | 64.41
64 | 2 | 14 | 53123.8205 | 9685.1555 | 6002.8541 | 2044.8869 | 42.97 | 46 | 23 | 1.2548 | 53.19 | 66.51
65 | 2 | 15 | 53274.2668 | 9857.8741 | 6110.0851 | 2361.7774 | 50 | 56.26 | 23 | 7.778 | 72.1 | 62.38
66 | 2 | 16 | 53431.2009 | 9857.8741 | 6145.5346 | 2361.7774 | 52.28 | 59.9 | 28 | 10.0021 | 79.23 | 64.32
67 | 2 | 17 | 53440.281 | 9857.8741 | 6103.4183 | 2317.6737 | 45.02 | 49.43 | 23 | 3.3071 | 60.46 | 65.63
68 | 2 | 18 | 53097.9264 | 9400.7425 | 6040.5124 | 2227.0925 | 48.03 | 53.43 | 26 | 6.5123 | 67.29 | 62.4
69 | 2 | 19 | 53157.8813 | 9400.3251 | 6039.3155 | 2361.7774 | 45.22 | 49.81 | 5 | 4.1598 | 61.13 | 65.02
70 | 2 | 20 | 53224.2647 | 9527.9696 | 6098.1297 | 2227.0925 | 45.93 | 50.81 | 26 | 4.0454 | 63.13 | 66.6
71 | 2 | 21 | 53461.5794 | 9857.9678 | 6156.0162 | 2407.7764 | 44.67 | 48.45 | 23 | 2.3363 | 57.56 | 65.99
72 | 2 | 22 | 53319.3035 | 9778.5302 | 6144.573 | 2361.7774 | 47.02 | 52.44 | 35 | 4.9176 | 65.47 | 65.57
73 | 2 | 23 | 53124.4211 | 9685.1555 | 6054.1356 | 2361.7774 | 42.83 | 45.76 | 19 | 0.75076 | 52.98 | 66.78
74 | 2 | 24 | 53144.3517 | 9426.5029 | 6031.349 | 2361.7774 | 49.79 | 56.07 | 27 | 8.0162 | 71.27 | 62.33
75 | 2 | 25 | 53133.1082 | 9685.1555 | 6063.0977 | 2239.7516 | 43.57 | 47.01 | 24 | 1.8294 | 55.27 | 65.96
76 | 2 | 26 | 53174.1182 | 9857.9678 | 6091.7978 | 2407.7764 | 52.23 | 60.86 | 27 | 10.6636 | 82.25 | 63.97
77 | 2 | 27 | 53115.1085 | 9841.6915 | 6058.7 | 2488.3729 | 44.61 | 48.96 | 23 | 3.0421 | 60.04 | 67.01
78 | 2 | 28 | 53616.5264 | 9857.9678 | 6284.3575 | 2407.7764 | 59.34 | 70.22 | 47 | 15.7154 | 97.4 | 60.06
79 | 2 | 29 | 53016.6895 | 9858.1717 | 6002.6083 | 2426.9223 | 43.22 | 46.6 | 21 | 1.4166 | 55.05 | 67.41
80 | 2 | 30 | 52798.4718 | 9292.3288 | 5928.0428 | 2361.7774 | 42.16 | 44.77 | 5 | 0.90672 | 51.35 | 66.01
81 | 2 | 31 | 52987.049 | 9857.866 | 6000.7609 | 2334.3977 | 56.19 | 65.45 | 24 | 14.1879 | 88.35 | 56.73
82 | 2 | 32 | 53498.8522 | 9857.8741 | 6169.8129 | 2317.6737 | 53.93 | 63.04 | 54 | 10.7379 | 85.92 | 65.54
83 | 2 | 33 | 53150.9972 | 9685.1555 | 6010.1161 | 2225.6317 | 44.62 | 48.63 | 25 | 2.9158 | 58.09 | 66.02
84 | 2 | 34 | 53283.9597 | 9857.8741 | 6129.8677 | 2447.8468 | 46.88 | 52.23 | 29 | 4.8632 | 65.82 | 65.84
85 | 2 | 35 | 53223.4178 | 9782.231 | 6090.1372 | 2361.7774 | 43.34 | 46.7 | 18 | 1.4013 | 54.71 | 66.56
86 | 2 | 36 | 53481.6014 | 9527.9696 | 6200.8199 | 2361.7774 | 50.56 | 56.56 | 31 | 7.2721 | 69.87 | 62.11
87 | 2 | 37 | 53197.175 | 9778.3137 | 6043.0577 | 2391.6578 | 42.8 | 45.8 | 13 | 1.1275 | 53.33 | 66.3
88 | 2 | 38 | 53112.519 | 9857.8741 | 5985.7096 | 2361.7774 | 46.24 | 51.3 | 24 | 4.1641 | 64.07 | 66.43
89 | 2 | 39 | 53370.2827 | 9685.1555 | 6123.1578 | 2361.7774 | 46.16 | 50.65 | 22 | 3.6137 | 61.22 | 64.73
90 | 2 | 40 | 53263.8253 | 9685.1555 | 6117.8773 | 2361.7774 | 48.89 | 54.88 | 27 | 6.3736 | 68.92 | 63.18
91 | 2 | 41 | 53135.3807 | 9858.1717 | 6087.0889 | 2488.3729 | 51.29 | 58.69 | 33 | 8.357 | 79.15 | 66.25
92 | 2 | 42 | 53003.8469 | 9527.9696 | 6004.1931 | 2361.7774 | 41.97 | 44.61 | 9 | 0.47657 | 50.92 | 66.52
93 | 2 | 43 | 53160.0903 | 9400.7425 | 6066.0972 | 2227.0925 | 46.2 | 50.81 | 14 | 4.0351 | 62.11 | 64.89
94 | 2 | 44 | 53158.5092 | 9685.1555 | 5988.7796 | 2361.7774 | 49.89 | 56.62 | 22 | 8.3101 | 73.94 | 62.47
95 | 2 | 45 | 53600.2344 | 9685.1555 | 6203.1645 | 2274.2013 | 55.57 | 64.01 | 37 | 12.2772 | 83.25 | 59.11
96 | 2 | 46 | 53282.4739 | 9857.9678 | 6084.9599 | 2407.7764 | 56.33 | 65.49 | 39 | 12.9943 | 88.77 | 59.76
97 | 2 | 47 | 53629.1528 | 9857.8741 | 6211.7554 | 2488.3729 | 63.76 | 77.12 | 43 | 19.6513 | 111.09 | 59.85
98 | 2 | 48 | 53274.6489 | 9857.866 | 6100.9772 | 2488.3729 | 56.07 | 66.05 | 37 | 13.1217 | 93.64 | 68.16
99 | 2 | 49 | 53339.4833 | 9858.1717 | 6264.1782 | 2516.0057 | 59.43 | 70.88 | 49 | 15.97 | 99.69 | 68.57
100 | 2 | 50 | 53866.2934 | 9857.9678 | 6247.7435 | 2407.7764 | 66.08 | 80.4 | 58 | 21.3069 | 114.54 | 64.39
101 | 3 | 1 | 52964.6692 | 9304.752 | 5989.7435 | 2276.6852 | 42.95 | 46.04 | 11 | 1.565 | 53.64 | 65.86
102 | 3 | 2 | 52726.3054 | 9249.3501 | 5914.6063 | 2361.7774 | 41.59 | 44.28 | 13 | 0.92564 | 51.09 | 66.62
103 | 3 | 3 | 53283.9616 | 9685.1555 | 6127.8508 | 2276.6852 | 49.93 | 56.65 | 22 | 7.7402 | 73.57 | 63.98
104 | 3 | 4 | 53448.073 | 9685.1555 | 6138.3008 | 2227.0925 | 46.25 | 50.74 | 22 | 3.6953 | 61.69 | 65.36
105 | 3 | 5 | 53193.4018 | 9527.9696 | 6107.8664 | 2276.6852 | 41.7 | 44.3 | 9 | 0.46676 | 50.79 | 66.59
106 | 3 | 6 | 53132.2859 | 9426.5029 | 6038.3752 | 2361.7774 | 41.91 | 44.52 | 5 | 0.62261 | 50.93 | 66.5
107 | 3 | 7 | 53418.0821 | 9685.1555 | 6149.3186 | 2361.7774 | 43.01 | 46.05 | 9 | 1.0204 | 53.46 | 66.28
108 | 3 | 8 | 53591.8279 | 9857.8741 | 6198.7774 | 2488.3729 | 46.37 | 51.22 | 21 | 3.6457 | 63.43 | 66.37
109 | 3 | 9 | 53091.0574 | 9858.1717 | 6052.9876 | 2447.8468 | 46.86 | 52.44 | 27 | 5.0648 | 67.62 | 66.89
110 | 3 | 10 | 53588.7189 | 9857.8741 | 6165.275 | 2317.6737 | 50.34 | 57.56 | 28 | 7.9615 | 75.12 | 64.82
111 | 3 | 11 | 53084.0255 | 9428.3423 | 6059.9754 | 2361.7774 | 42.67 | 45.84 | 16 | 1.1857 | 53.78 | 66.73
112 | 3 | 12 | 53245.6132 | 9857.866 | 6141.1474 | 2447.8468 | 49.62 | 56.35 | 35 | 7.4365 | 73.63 | 64.49
113 | 3 | 13 | 53179.5777 | 9857.866 | 6093.1137 | 2391.6578 | 44.05 | 47.61 | 20 | 1.9479 | 56.6 | 66.29
114 | 3 | 14 | 53123.8205 | 9685.1555 | 6002.8541 | 2044.8869 | 43.72 | 47.22 | 14 | 2.3123 | 55.48 | 65.43
115 | 3 | 15 | 53274.2668 | 9857.8741 | 6110.0851 | 2361.7774 | 43.59 | 47.01 | 18 | 1.84 | 55.38 | 65.78
116 | 3 | 16 | 53431.2009 | 9857.8741 | 6145.5346 | 2361.7774 | 43.25 | 46.49 | 11 | 1.1684 | 54.39 | 66.61
117 | 3 | 17 | 53440.281 | 9857.8741 | 6103.4183 | 2317.6737 | 43.44 | 47.02 | 23 | 1.6194 | 55.77 | 66.95
118 | 3 | 18 | 53097.9264 | 9400.7425 | 6040.5124 | 2227.0925 | 45.65 | 49.96 | 15 | 4.4934 | 60.69 | 63.02
119 | 3 | 19 | 53157.8813 | 9400.3251 | 6039.3155 | 2361.7774 | 41.62 | 44.23 | 12 | 0.59037 | 50.46 | 66.24
120 | 3 | 20 | 53224.2647 | 9527.9696 | 6098.1297 | 2227.0925 | 44.55 | 48.76 | 24 | 2.8462 | 58.5 | 65.38
121 | 3 | 21 | 53461.5794 | 9857.9678 | 6156.0162 | 2407.7764 | 44.23 | 47.88 | 19 | 2.0862 | 56.56 | 65.37
122 | 3 | 22 | 53319.3035 | 9778.5302 | 6144.573 | 2361.7774 | 46.9 | 52.53 | 25 | 5.0064 | 66.04 | 65.72
123 | 3 | 23 | 53124.4211 | 9685.1555 | 6054.1356 | 2361.7774 | 46.84 | 51.95 | 28 | 4.4599 | 64.15 | 65.44
124 | 3 | 24 | 53144.3517 | 9426.5029 | 6031.349 | 2361.7774 | 48.1 | 53.79 | 20 | 6.4878 | 67.46 | 63.3
125 | 3 | 25 | 53133.1082 | 9685.1555 | 6063.0977 | 2239.7516 | 42.45 | 45.4 | 20 | 0.94119 | 52.49 | 66.42
126 | 3 | 26 | 53174.1182 | 9857.9678 | 6091.7978 | 2407.7764 | 52.13 | 60.88 | 20 | 10.802 | 82.45 | 63.52
127 | 3 | 27 | 53115.1085 | 9841.6915 | 6058.7 | 2488.3729 | 54.2 | 64.13 | 18 | 12.8779 | 90.2 | 64.19
128 | 3 | 28 | 53616.5264 | 9857.9678 | 6284.3575 | 2407.7764 | 54.66 | 63.13 | 48 | 10.9895 | 84.44 | 62.88
129 | 3 | 29 | 53016.6895 | 9858.1717 | 6002.6083 | 2426.9223 | 49 | 55.74 | 23 | 7.2713 | 73.66 | 65.48
130 | 3 | 30 | 52798.4718 | 9292.3288 | 5928.0428 | 2361.7774 | 42.93 | 45.95 | 15 | 1.6181 | 53.86 | 66.42
131 | 3 | 31 | 52987.049 | 9857.866 | 6000.7609 | 2334.3977 | 45.24 | 49.31 | 15 | 3.4996 | 59.47 | 64.15
132 | 3 | 32 | 53498.8522 | 9857.8741 | 6169.8129 | 2317.6737 | 51.86 | 60.25 | 39 | 9.2684 | 80.89 | 65.15
133 | 3 | 33 | 53150.9972 | 9685.1555 | 6010.1161 | 2225.6317 | 43.9 | 47.89 | 14 | 2.6478 | 57.77 | 67.04
134 | 3 | 34 | 53283.9597 | 9857.8741 | 6129.8677 | 2447.8468 | 48.17 | 54.53 | 25 | 6.5895 | 70.88 | 65.5
135 | 3 | 35 | 53223.4178 | 9782.231 | 6090.1372 | 2361.7774 | 44.24 | 48.25 | 19 | 2.5705 | 57.66 | 65.94
136 | 3 | 36 | 53481.6014 | 9527.9696 | 6200.8199 | 2361.7774 | 48.7 | 53.99 | 26 | 5.8076 | 66.92 | 62.96
137 | 3 | 37 | 53197.175 | 9778.3137 | 6043.0577 | 2391.6578 | 42.95 | 45.97 | 10 | 1.4068 | 53.28 | 65.46
138 | 3 | 38 | 53112.519 | 9857.8741 | 5985.7096 | 2361.7774 | 50.59 | 58.12 | 26 | 8.4712 | 77.27 | 65.36
139 | 3 | 39 | 53370.2827 | 9685.1555 | 6123.1578 | 2361.7774 | 43.31 | 46.37 | 16 | 1.0654 | 53.79 | 66.24
140 | 3 | 40 | 53263.8253 | 9685.1555 | 6117.8773 | 2361.7774 | 43.92 | 47.35 | 16 | 1.469 | 55.45 | 66.01
141 | 3 | 41 | 53135.3807 | 9858.1717 | 6087.0889 | 2488.3729 | 54.91 | 64.24 | 34 | 12.1639 | 89.55 | 65.2
142 | 3 | 42 | 53003.8469 | 9527.9696 | 6004.1931 | 2361.7774 | 42.52 | 45.53 | 12 | 1.1989 | 52.94 | 66.3
143 | 3 | 43 | 53160.0903 | 9400.7425 | 6066.0972 | 2227.0925 | 53.12 | 61.03 | 19 | 10.9847 | 81.13 | 60.6
144 | 3 | 44 | 53158.5092 | 9685.1555 | 5988.7796 | 2361.7774 | 45.73 | 50.66 | 28 | 4.1181 | 62.68 | 65.36
145 | 3 | 45 | 53600.2344 | 9685.1555 | 6203.1645 | 2274.2013 | 48.8 | 54.52 | 22 | 5.9578 | 68.49 | 63.96
146 | 3 | 46 | 53282.4739 | 9857.9678 | 6084.9599 | 2407.7764 | 59.1 | 69.78 | 39 | 16.2862 | 97.66 | 57.68
147 | 3 | 47 | 53629.1528 | 9857.8741 | 6211.7554 | 2488.3729 | 49.99 | 56.54 | 36 | 6.2346 | 72.53 | 65.59
148 | 3 | 48 | 53274.6489 | 9857.866 | 6100.9772 | 2488.3729 | 51.49 | 58.99 | 33 | 8.7808 | 79.28 | 68.19
149 | 3 | 49 | 53339.4833 | 9858.1717 | 6264.1782 | 2516.0057 | 59.61 | 71 | 44 | 16.1055 | 100.39 | 68.25
150 | 3 | 50 | 53866.2934 | 9857.9678 | 6247.7435 | 2407.7764 | 69 | 85.09 | 59 | 24.586 | 125 | 64.33
151 | 4 | 1 | 52964.6692 | 9304.752 | 5989.7435 | 2276.6852 | 42.97 | 45.84 | 19 | 1.1623 | 52.69 | 66
152 | 4 | 2 | 52726.3054 | 9249.3501 | 5914.6063 | 2361.7774 | 40.95 | 43.16 | 9 | 0.18149 | 48.8 | 66.98
153 | 4 | 3 | 53283.9616 | 9685.1555 | 6127.8508 | 2276.6852 | 46.51 | 51.38 | 29 | 4.2461 | 63.43 | 65.56
154 | 4 | 4 | 53448.073 | 9685.1555 | 6138.3008 | 2227.0925 | 44.06 | 47.42 | 28 | 1.4158 | 55.25 | 66.27
155 | 4 | 5 | 53193.4018 | 9527.9696 | 6107.8664 | 2276.6852 | 41.89 | 44.49 | 10 | 0.54331 | 50.79 | 66.28
156 | 4 | 6 | 53132.2859 | 9426.5029 | 6038.3752 | 2361.7774 | 44.52 | 48.06 | 15 | 2.8874 | 56.47 | 64.34
157 | 4 | 7 | 53418.0821 | 9685.1555 | 6149.3186 | 2361.7774 | 47.52 | 52.33 | 31 | 5.0176 | 63.91 | 63.6
158 | 4 | 8 | 53591.8279 | 9857.8741 | 6198.7774 | 2488.3729 | 51.39 | 59 | 24 | 8.7001 | 79.64 | 66.19
159 | 4 | 9 | 53091.0574 | 9858.1717 | 6052.9876 | 2447.8468 | 44.19 | 48.15 | 21 | 2.4042 | 58.66 | 67.08
160 | 4 | 10 | 53588.7189 | 9857.8741 | 6165.275 | 2317.6737 | 50.92 | 57.83 | 38 | 8.059 | 74.44 | 63.41
161 | 4 | 11 | 53084.0255 | 9428.3423 | 6059.9754 | 2361.7774 | 44.64 | 48.53 | 18 | 3.093 | 57.91 | 64.9
162 | 4 | 12 | 53245.6132 | 9857.866 | 6141.1474 | 2447.8468 | 53.92 | 61.83 | 31 | 11.7454 | 82.44 | 60.88
163 | 4 | 13 | 53179.5777 | 9857.866 | 6093.1137 | 2391.6578 | 46.15 | 50.9 | 15 | 4.0834 | 63.16 | 65.72
164 | 4 | 14 | 53123.8205 | 9685.1555 | 6002.8541 | 2044.8869 | 44.95 | 48.62 | 14 | 3.5521 | 58.24 | 65.62
165 | 4 | 15 | 53274.2668 | 9857.8741 | 6110.0851 | 2361.7774 | 44.66 | 48.43 | 17 | 2.8123 | 57.52 | 64.97
166 | 4 | 16 | 53431.2009 | 9857.8741 | 6145.5346 | 2361.7774 | 48.46 | 54.61 | 21 | 6.2742 | 70.4 | 66.3
167 | 4 | 17 | 53440.281 | 9857.8741 | 6103.4183 | 2317.6737 | 46.78 | 51.32 | 25 | 5.0606 | 63.18 | 65.01
168 | 4 | 18 | 53097.9264 | 9400.7425 | 6040.5124 | 2227.0925 | 46.15 | 50.41 | 19 | 4.714 | 60.68 | 62.9
169 | 4 | 19 | 53157.8813 | 9400.3251 | 6039.3155 | 2361.7774 | 45.64 | 49.71 | 26 | 4.1858 | 58.82 | 63.64
170 | 4 | 20 | 53224.2647 | 9527.9696 | 6098.1297 | 2227.0925 | 47.65 | 52.7 | 34 | 5.5857 | 65.31 | 64.67
171 | 4 | 21 | 53461.5794 | 9857.9678 | 6156.0162 | 2407.7764 | 45.01 | 48.99 | 23 | 2.4808 | 58.87 | 66.47
172 | 4 | 22 | 53319.3035 | 9778.5302 | 6144.573 | 2361.7774 | 48.48 | 54.72 | 25 | 6.5375 | 69.12 | 64.69
173 | 4 | 23 | 53124.4211 | 9685.1555 | 6054.1356 | 2361.7774 | 43.79 | 47.08 | 19 | 1.9135 | 54.72 | 65.31
174 | 4 | 24 | 53144.3517 | 9426.5029 | 6031.349 | 2361.7774 | 47.1 | 52.39 | 19 | 5.6228 | 65.1 | 63.72
175 | 4 | 25 | 53133.1082 | 9685.1555 | 6063.0977 | 2239.7516 | 46.07 | 50.39 | 23 | 4.4366 | 59.95 | 63.58
176 | 4 | 26 | 53174.1182 | 9857.9678 | 6091.7978 | 2407.7764 | 48.69 | 55.21 | 29 | 7.005 | 70.21 | 64.54
177 | 4 | 27 | 53115.1085 | 9841.6915 | 6058.7 | 2488.3729 | 48.55 | 55.09 | 16 | 6.995 | 72.6 | 66.52
178 | 4 | 28 | 53616.5264 | 9857.9678 | 6284.3575 | 2407.7764 | 49.49 | 55.62 | 41 | 5.7722 | 70.68 | 65.72
179 | 4 | 29 | 53016.6895 | 9858.1717 | 6002.6083 | 2426.9223 | 52.55 | 61.29 | 28 | 10.2974 | 85.17 | 66.11
180 | 4 | 30 | 52798.4718 | 9292.3288 | 5928.0428 | 2361.7774 | 42.45 | 45.2 | 15 | 0.95611 | 51.92 | 66.43
181 | 4 | 31 | 52987.049 | 9857.866 | 6000.7609 | 2334.3977 | 47.53 | 52.25 | 27 | 5.1853 | 63.8 | 63.07
182 | 4 | 32 | 53498.8522 | 9857.8741 | 6169.8129 | 2317.6737 | 50.32 | 56.78 | 35 | 7.5001 | 73.27 | 65.63
183 | 4 | 33 | 53150.9972 | 9685.1555 | 6010.1161 | 2225.6317 | 42.9 | 46.34 | 14 | 1.4947 | 54.54 | 66.93
184 | 4 | 34 | 53283.9597 | 9857.8741 | 6129.8677 | 2447.8468 | 46.75 | 51.78 | 27 | 4.9584 | 65.03 | 65.3
185 | 4 | 35 | 53223.4178 | 9782.231 | 6090.1372 | 2361.7774 | 48.86 | 55.04 | 29 | 6.7856 | 69.57 | 63.24
186 | 4 | 36 | 53481.6014 | 9527.9696 | 6200.8199 | 2361.7774 | 46.06 | 50.03 | 27 | 2.9873 | 59.28 | 65.43
187 | 4 | 37 | 53197.175 | 9778.3137 | 6043.0577 | 2391.6578 | 42.64 | 45.41 | 9 | 1.0594 | 51.96 | 65.61
188 | 4 | 38 | 53112.519 | 9857.8741 | 5985.7096 | 2361.7774 | 49.23 | 55.54 | 28 | 6.9128 | 70.95 | 64.09
189 | 4 | 39 | 53370.2827 | 9685.1555 | 6123.1578 | 2361.7774 | 45.99 | 50.11 | 24 | 3.4219 | 59.95 | 64.3
190 | 4 | 40 | 53263.8253 | 9685.1555 | 6117.8773 | 2361.7774 | 47.33 | 51.76 | 25 | 4.7783 | 63.21 | 64.71
191 | 4 | 41 | 53135.3807 | 9858.1717 | 6087.0889 | 2488.3729 | 53.66 | 62.23 | 40 | 10.6641 | 85.29 | 65.57
192 | 4 | 42 | 53003.8469 | 9527.9696 | 6004.1931 | 2361.7774 | 42.37 | 45.14 | 13 | 0.92162 | 51.55 | 66.02
193 | 4 | 43 | 53160.0903 | 9400.7425 | 6066.0972 | 2227.0925 | 52.78 | 60.05 | 27 | 10.2988 | 77.52 | 60.43
194 | 4 | 44 | 53158.5092 | 9685.1555 | 5988.7796 | 2361.7774 | 49.71 | 56.4 | 26 | 7.8314 | 73.44 | 63.95
195 | 4 | 45 | 53600.2344 | 9685.1555 | 6203.1645 | 2274.2013 | 47.57 | 52.35 | 30 | 4.14 | 63.54 | 64.38
196 | 4 | 46 | 53282.4739 | 9857.9678 | 6084.9599 | 2407.7764 | 55.17 | 63.82 | 33 | 12.0206 | 86.44 | 60.46
197 | 4 | 47 | 53629.1528 | 9857.8741 | 6211.7554 | 2488.3729 | 61.76 | 74.29 | 45 | 17.6587 | 106.9 | 63.24
198 | 4 | 48 | 53274.6489 | 9857.866 | 6100.9772 | 2488.3729 | 51.23 | 58.43 | 34 | 8.174 | 77.71 | 67.85
199 | 4 | 49 | 53339.4833 | 9858.1717 | 6264.1782 | 2516.0057 | 57.61 | 68.1 | 43 | 14.4317 | 95.18 | 67.93
200 | 4 | 50 | 53866.2934 | 9857.9678 | 6247.7435 | 2407.7764 | 67.05 | 82.11 | 64 | 22.253 | 118.9 | 63.89
201 | 5 | 1 | 52964.6692 | 9304.752 | 5989.7435 | 2276.6852 | 42.23 | 44.81 | 8 | 0.68584 | 51.01 | 66.08
202 | 5 | 2 | 52726.3054 | 9249.3501 | 5914.6063 | 2361.7774 | 43.88 | 47.57 | 11 | 2.9127 | 56.36 | 65.8
203 | 5 | 3 | 53283.9616 | 9685.1555 | 6127.8508 | 2276.6852 | 48.61 | 54.59 | 37 | 6.0022 | 69.27 | 64.79
204 | 5 | 4 | 53448.073 | 9685.1555 | 6138.3008 | 2227.0925 | 45.03 | 48.83 | 34 | 2.1135 | 57.95 | 66.21
205 | 5 | 5 | 53193.4018 | 9527.9696 | 6107.8664 | 2276.6852 | 44.19 | 47.79 | 20 | 2.4318 | 56.34 | 65.25
206 | 5 | 6 | 53132.2859 | 9426.5029 | 6038.3752 | 2361.7774 | 42.4 | 45.01 | 7 | 1.045 | 51.46 | 66.28
207 | 5 | 7 | 53418.0821 | 9685.1555 | 6149.3186 | 2361.7774 | 46.12 | 50.23 | 22 | 3.5195 | 60.4 | 64.48
208 | 5 | 8 | 53591.8279 | 9857.8741 | 6198.7774 | 2488.3729 | 50.29 | 57.3 | 25 | 7.4188 | 76.13 | 66.58
209 | 5 | 9 | 53091.0574 | 9858.1717 | 6052.9876 | 2447.8468 | 46.46 | 51.42 | 22 | 4.3813 | 64.48 | 66.17
210 | 5 | 10 | 53588.7189 | 9857.8741 | 6165.275 | 2317.6737 | 45.44 | 49.54 | 31 | 2.817 | 59.23 | 65.82
211 | 5 | 11 | 53084.0255 | 9428.3423 | 6059.9754 | 2361.7774 | 43.05 | 46.23 | 14 | 1.4628 | 54.1 | 66.04
212 | 5 | 12 | 53245.6132 | 9857.866 | 6141.1474 | 2447.8468 | 52.76 | 60.82 | 39 | 10.0572 | 81.78 | 63.57
213 | 5 | 13 | 53179.5777 | 9857.866 | 6093.1137 | 2391.6578 | 51.51 | 58.89 | 27 | 9.0858 | 77.82 | 63.21
214 | 5 | 14 | 53123.8205 | 9685.1555 | 6002.8541 | 2044.8869 | 42.97 | 45.94 | 20 | 1.28 | 53.06 | 65.86
215 | 5 | 15 | 53274.2668 | 9857.8741 | 6110.0851 | 2361.7774 | 44.63 | 48.62 | 18 | 2.8412 | 58.44 | 65.63
216 | 5 | 16 | 53431.2009 | 9857.8741 | 6145.5346 | 2361.7774 | 43.78 | 47.01 | 21 | 1.4835 | 54.6 | 65.65
217 | 5 | 17 | 53440.281 | 9857.8741 | 6103.4183 | 2317.6737 | 46.4 | 51.61 | 29 | 4.5735 | 64.17 | 65.15
218 | 5 | 18 | 53097.9264 | 9400.7425 | 6040.5124 | 2227.0925 | 48.49 | 53.93 | 25 | 6.8291 | 68.08 | 62.44
219 | 5 | 19 | 53157.8813 | 9400.3251 | 6039.3155 | 2361.7774 | 42.87 | 46.03 | 13 | 1.6729 | 53.41 | 65.42
220 | 5 | 20 | 53224.2647 | 9527.9696 | 6098.1297 | 2227.0925 | 44.28 | 48.22 | 17 | 2.4936 | 57.41 | 65.6
221 | 5 | 21 | 53461.5794 | 9857.9678 | 6156.0162 | 2407.7764 | 47.95 | 53.38 | 32 | 5.171 | 66.38 | 66.01
222 | 5 | 22 | 53319.3035 | 9778.5302 | 6144.573 | 2361.7774 | 42.61 | 45.62 | 19 | 0.83971 | 52.77 | 66.57
223 | 5 | 23 | 53124.4211 | 9685.1555 | 6054.1356 | 2361.7774 | 45.57 | 49.45 | 21 | 3.445 | 59 | 64
224 | 5 | 24 | 53144.3517 | 9426.5029 | 6031.349 | 2361.7774 | 46.59 | 51.37 | 24 | 4.9121 | 63.08 | 63.91
225 | 5 | 25 | 53133.1082 | 9685.1555 | 6063.0977 | 2239.7516 | 44.42 | 48.1 | 19 | 2.6475 | 56.83 | 64.89
226 | 5 | 26 | 53174.1182 | 9857.9678 | 6091.7978 | 2407.7764 | 50.66 | 58.35 | 26 | 9.0745 | 77.8 | 64.62
227 | 5 | 27 | 53115.1085 | 9841.6915 | 6058.7 | 2488.3729 | 51.58 | 60.01 | 22 | 9.9679 | 82.08 | 65.47
228 | 5 | 28 | 53616.5264 | 9857.9678 | 6284.3575 | 2407.7764 | 60.69 | 72.47 | 55 | 16.6891 | 101.14 | 61.48
229 | 5 | 29 | 53016.6895 | 9858.1717 | 6002.6083 | 2426.9223 | 47.09 | 52.49 | 22 | 5.1532 | 66.44 | 65.49
230 | 5 | 30 | 52798.4718 | 9292.3288 | 5928.0428 | 2361.7774 | 42.64 | 45.38 | 10 | 1.2658 | 52.49 | 66.26
231 | 5 | 31 | 52987.049 | 9857.866 | 6000.7609 | 2334.3977 | 44.97 | 48.8 | 12 | 3.0795 | 58.1 | 64.31
232 | 5 | 32 | 53498.8522 | 9857.8741 | 6169.8129 | 2317.6737 | 48.14 | 53.95 | 38 | 5.2031 | 68.43 | 66.42
233 | 5 | 33 | 53150.9972 | 9685.1555 | 6010.1161 | 2225.6317 | 46.54 | 51.67 | 30 | 4.6845 | 64.46 | 67.61
234 | 5 | 34 | 53283.9597 | 9857.8741 | 6129.8677 | 2447.8468 | 50.95 | 58.27 | 20 | 8.8894 | 78.51 | 65.2
235 | 5 | 35 | 53223.4178 | 9782.231 | 6090.1372 | 2361.7774 | 45.97 | 50.91 | 20 | 4.0132 | 62.86 | 65.58
236 | 5 | 36 | 53481.6014 | 9527.9696 | 6200.8199 | 2361.7774 | 46.38 | 50.49 | 28 | 3.2076 | 60.15 | 64.55
237 | 5 | 37 | 53197.175 | 9778.3137 | 6043.0577 | 2391.6578 | 44.5 | 48.07 | 13 | 2.6785 | 56.62 | 64.12
238 | 5 | 38 | 53112.519 | 9857.8741 | 5985.7096 | 2361.7774 | 47.71 | 53.39 | 14 | 5.7854 | 67.84 | 65.35
239 | 5 | 39 | 53370.2827 | 9685.1555 | 6123.1578 | 2361.7774 | 47.3 | 52.25 | 22 | 4.8887 | 64.11 | 63.72
240 | 5 | 40 | 53263.8253 | 9685.1555 | 6117.8773 | 2361.7774 | 47.31 | 52.25 | 34 | 4.5323 | 63.76 | 63.98
241 | 5 | 41 | 53135.3807 | 9858.1717 | 6087.0889 | 2488.3729 | 52.46 | 59.83 | 29 | 9.5658 | 79.27 | 62.85
242 | 5 | 42 | 53003.8469 | 9527.9696 | 6004.1931 | 2361.7774 | 41.71 | 44.2 | 11 | 0.30052 | 50.23 | 66.62
243 | 5 | 43 | 53160.0903 | 9400.7425 | 6066.0972 | 2227.0925 | 47.72 | 53.15 | 27 | 5.291 | 66.48 | 65.3
244 | 5 | 44 | 53158.5092 | 9685.1555 | 5988.7796 | 2361.7774 | 43.78 | 47.35 | 18 | 2.1726 | 56.13 | 65.86
245 | 5 | 45 | 53600.2344 | 9685.1555 | 6203.1645 | 2274.2013 | 49.85 | 55.92 | 29 | 6.5991 | 70.3 | 63.25
246 | 5 | 46 | 53282.4739 | 9857.9678 | 6084.9599 | 2407.7764 | 53.27 | 61.06 | 25 | 10.5393 | 81.23 | 60.47
247 | 5 | 47 | 53629.1528 | 9857.8741 | 6211.7554 | 2488.3729 | 54.75 | 63.37 | 64 | 10.1314 | 85.64 | 65.26
248 | 5 | 48 | 53274.6489 | 9857.866 | 6100.9772 | 2488.3729 | 49.33 | 55.67 | 27 | 6.3699 | 73.62 | 68.81
249 | 5 | 49 | 53339.4833 | 9858.1717 | 6264.1782 | 2516.0057 | 66.91 | 82.16 | 53 | 23.0955 | 121.33 | 67.33
250 | 5 | 50 | 53866.2934 | 9857.9678 | 6247.7435 | 2407.7764 | 63.4 | 76.4 | 70 | 18.4404 | 107.98 | 65.35
251 | 6 | 1 | 52964.6692 | 9304.752 | 5989.7435 | 2276.6852 | 41.87 | 44.33 | 7 | 0.55469 | 50.3 | 66.02
252 | 6 | 2 | 52726.3054 | 9249.3501 | 5914.6063 | 2361.7774 | 41.42 | 43.76 | 7 | 0.7433 | 49.77 | 66.46
253 | 6 | 3 | 53283.9616 | 9685.1555 | 6127.8508 | 2276.6852 | 46.3 | 51.16 | 20 | 4.2935 | 63.06 | 64.66
254 | 6 | 4 | 53448.073 | 9685.1555 | 6138.3008 | 2227.0925 | 47.19 | 51.86 | 14 | 4.8264 | 63.08 | 62.96
255 | 6 | 5 | 53193.4018 | 9527.9696 | 6107.8664 | 2276.6852 | 42.16 | 44.88 | 16 | 0.60851 | 51.68 | 66.62
256 | 6 | 6 | 53132.2859 | 9426.5029 | 6038.3752 | 2361.7774 | 42.71 | 45.72 | 16 | 1.2688 | 53.1 | 66.25
257 | 6 | 7 | 53418.0821 | 9685.1555 | 6149.3186 | 2361.7774 | 43.92 | 47.26 | 20 | 1.3975 | 55.34 | 66.23
258 | 6 | 8 | 53591.8279 | 9857.8741 | 6198.7774 | 2488.3729 | 51.28 | 59.09 | 25 | 8.7858 | 80.23 | 66.38
259 | 6 | 9 | 53091.0574 | 9858.1717 | 6052.9876 | 2447.8468 | 50.35 | 57.7 | 25 | 8.4398 | 78.14 | 66.25
260 | 6 | 10 | 53588.7189 | 9857.8741 | 6165.275 | 2317.6737 | 48.89 | 54.98 | 31 | 6.347 | 70.08 | 64.73
261 | 6 | 11 | 53084.0255 | 9428.3423 | 6059.9754 | 2361.7774 | 43.61 | 46.93 | 11 | 2.0252 | 55.07 | 65.55
262 | 6 | 12 | 53245.6132 | 9857.866 | 6141.1474 | 2447.8468 | 49.9 | 56.76 | 33 | 7.691 | 74.43 | 64.27
263 | 6 | 13 | 53179.5777 | 9857.866 | 6093.1137 | 2391.6578 | 46.07 | 50.76 | 26 | 3.8665 | 62.59 | 65.92
264 | 6 | 14 | 53123.8205 | 9685.1555 | 6002.8541 | 2044.8869 | 44.81 | 48.62 | 30 | 2.8491 | 57.9 | 65.55
265 | 6 | 15 | 53274.2668 | 9857.8741 | 6110.0851 | 2361.7774 | 43.74 | 47.33 | 21 | 1.8485 | 56.23 | 66.66
266 | 6 | 16 | 53431.2009 | 9857.8741 | 6145.5346 | 2361.7774 | 45.5 | 49.41 | 23 | 3.3443 | 58.6 | 64.55
267 | 6 | 17 | 53440.281 | 9857.8741 | 6103.4183 | 2317.6737 | 43.35 | 46.86 | 17 | 1.9983 | 55.42 | 65.54
268 | 6 | 18 | 53097.9264 | 9400.7425 | 6040.5124 | 2227.0925 | 44.19 | 47.93 | 19 | 2.8627 | 57.07 | 64.92
269 | 6 | 19 | 53157.8813 | 9400.3251 | 6039.3155 | 2361.7774 | 41.82 | 44.52 | 13 | 0.63556 | 50.96 | 66.52
270 | 6 | 20 | 53224.2647 | 9527.9696 | 6098.1297 | 2227.0925 | 46.34 | 50.87 | 23 | 4.4921 | 61.4 | 63.45
271 | 6 | 21 | 53461.5794 | 9857.9678 | 6156.0162 | 2407.7764 | 46.4 | 51.27 | 24 | 4.0839 | 63.42 | 65.66
272 | 6 | 22 | 53319.3035 | 9778.5302 | 6144.573 | 2361.7774 | 42.94 | 46.36 | 13 | 1.4381 | 54.75 | 66.85
273 | 6 | 23 | 53124.4211 | 9685.1555 | 6054.1356 | 2361.7774 | 43.14 | 46.44 | 17 | 1.2979 | 54.43 | 66.53
274 | 6 | 24 | 53144.3517 | 9426.5029 | 6031.349 | 2361.7774 | 42.39 | 45.25 | 9 | 1.0939 | 52.21 | 66.33
275 | 6 | 25 | 53133.1082 | 9685.1555 | 6063.0977 | 2239.7516 | 41.9 | 44.53 | 10 | 0.54355 | 50.76 | 66.37
276 | 6 | 26 | 53174.1182 | 9857.9678 | 6091.7978 | 2407.7764 | 52.57 | 61.22 | 35 | 10.9873 | 82.15 | 63.81
277 | 6 | 27 | 53115.1085 | 9841.6915 | 6058.7 | 2488.3729 | 51.89 | 60.73 | 27 | 10.3441 | 84.09 | 65.76
278 | 6 | 28 | 53616.5264 | 9857.9678 | 6284.3575 | 2407.7764 | 54.3 | 62.54 | 41 | 10.6137 | 82.62 | 61.77
279 | 6 | 29 | 53016.6895 | 9858.1717 | 6002.6083 | 2426.9223 | 47.92 | 54.13 | 29 | 5.9192 | 70.42 | 66.65
280 | 6 | 30 | 52798.4718 | 9292.3288 | 5928.0428 | 2361.7774 | 43.2 | 46.29 | 10 | 1.8935 | 54.42 | 66.29
281 | 6 | 31 | 52987.049 | 9857.866 | 6000.7609 | 2334.3977 | 49.79 | 55.7 | 21 | 7.8619 | 70.59 | 60.49
282 | 6 | 32 | 53498.8522 | 9857.8741 | 6169.8129 | 2317.6737 | 46.79 | 52.2 | 30 | 4.4673 | 65.49 | 66.32
283 | 6 | 33 | 53150.9972 | 9685.1555 | 6010.1161 | 2225.6317 | 41.97 | 44.93 | 16 | 0.64254 | 52.05 | 67.29
284 | 6 | 34 | 53283.9597 | 9857.8741 | 6129.8677 | 2447.8468 | 44.56 | 48.7 | 17 | 3.0421 | 59.51 | 65.97
285 | 6 | 35 | 53223.4178 | 9782.231 | 6090.1372 | 2361.7774 | 42.49 | 45.51 | 12 | 0.79279 | 52.75 | 66.7
286 | 6 | 36 | 53481.6014 | 9527.9696 | 6200.8199 | 2361.7774 | 45 | 48.74 | 18 | 2.2788 | 57.54 | 65.2
287 | 6 | 37 | 53197.175 | 9778.3137 | 6043.0577 | 2391.6578 | 43.67 | 47.07 | 20 | 1.9729 | 55.35 | 65.47
288 | 6 | 38 | 53112.519 | 9857.8741 | 5985.7096 | 2361.7774 | 44.62 | 48.72 | 17 | 2.6397 | 58.74 | 66.35
289 | 6 | 39 | 53370.2827 | 9685.1555 | 6123.1578 | 2361.7774 | 48.1 | 53.56 | 20 | 5.7688 | 67.01 | 63.61
290 | 6 | 40 | 53263.8253 | 9685.1555 | 6117.8773 | 2361.7774 | 43.44 | 46.69 | 23 | 0.86904 | 54.36 | 66.79
291 | 6 | 41 | 53135.3807 | 9858.1717 | 6087.0889 | 2488.3729 | 49.64 | 56 | 27 | 7.127 | 72.45 | 64.28
292 | 6 | 42 | 53003.8469 | 9527.9696 | 6004.1931 | 2361.7774 | 42.83 | 45.96 | 14 | 1.4806 | 53.58 | 66.02
293 | 6 | 43 | 53160.0903 | 9400.7425 | 6066.0972 | 2227.0925 | 52.02 | 59.41 | 25 | 9.7259 | 77.53 | 60.5
294 | 6 | 44 | 53158.5092 | 9685.1555 | 5988.7796 | 2361.7774 | 46.94 | 52.26 | 22 | 5.453 | 65.87 | 65.14
295 | 6 | 45 | 53600.2344 | 9685.1555 | 6203.1645 | 2274.2013 | 47.49 | 52.45 | 30 | 4.218 | 64.08 | 64.26
296 | 6 | 46 | 53282.4739 | 9857.9678 | 6084.9599 | 2407.7764 | 47.3 | 52.57 | 20 | 4.7519 | 66.24 | 65.5
297 | 6 | 47 | 53629.1528 | 9857.8741 | 6211.7554 | 2488.3729 | 52.42 | 60.29 | 40 | 8.6053 | 80.72 | 66.57
298 | 6 | 48 | 53274.6489 | 9857.866 | 6100.9772 | 2488.3729 | 48.16 | 53.73 | 34 | 5.2593 | 68.55 | 67.55
299 | 6 | 49 | 53339.4833 | 9858.1717 | 6264.1782 | 2516.0057 | 64.22 | 77.35 | 62 | 20.5177 | 111.24 | 62.43
300 | 6 | 50 | 53866.2934 | 9857.9678 | 6247.7435 | 2407.7764 | 64.87 | 78.24 | 68 | 20.0966 | 110.6 | 61.56
301 | 7 | 1 | 52964.6692 | 9304.752 | 5989.7435 | 2276.6852 | 44.54 | 48.11 | 20 | 2.966 | 57.14 | 65.02
302 | 7 | 2 | 52726.3054 | 9249.3501 | 5914.6063 | 2361.7774 | 41.28 | 43.62 | 9 | 0.42193 | 49.63 | 66.81
303 | 7 | 3 | 53283.9616 | 9685.1555 | 6127.8508 | 2276.6852 | 46.97 | 52.09 | 29 | 4.5731 | 64.36 | 64.89
304 | 7 | 4 | 53448.073 | 9685.1555 | 6138.3008 | 2227.0925 | 51.73 | 58.62 | 31 | 8.9123 | 75.55 | 61.99
305 | 7 | 5 | 53193.4018 | 9527.9696 | 6107.8664 | 2276.6852 | 45.94 | 50.41 | 20 | 4.1749 | 61.47 | 64.02
306 | 7 | 6 | 53132.2859 | 9426.5029 | 6038.3752 | 2361.7774 | 43.38 | 46.62 | 17 | 1.8132 | 54.79 | 66
307 | 7 | 7 | 53418.0821 | 9685.1555 | 6149.3186 | 2361.7774 | 45.17 | 48.85 | 13 | 2.8006 | 58.05 | 64.44
308 | 7 | 8 | 53591.8279 | 9857.8741 | 6198.7774 | 2488.3729 | 63.57 | 77.01 | 38 | 20.3047 | 111.46 | 58.9
309 | 7 | 9 | 53091.0574 | 9858.1717 | 6052.9876 | 2447.8468 | 51.29 | 58.53 | 25 | 9.0355 | 77.61 | 62.82
310 | 7 | 10 | 53588.7189 | 9857.8741 | 6165.275 | 2317.6737 | 52.66 | 60.19 | 29 | 9.7578 | 79.16 | 62.72
311 | 7 | 11 | 53084.0255 | 9428.3423 | 6059.9754 | 2361.7774 | 45.71 | 49.79 | 16 | 3.9129 | 60.22 | 63.57
312 | 7 | 12 | 53245.6132 | 9857.866 | 6141.1474 | 2447.8468 | 47.6 | 53.1 | 31 | 5.4922 | 67.11 | 64.41
313 | 7 | 13 | 53179.5777 | 9857.866 | 6093.1137 | 2391.6578 | 46.52 | 51.53 | 19 | 4.3809 | 64.55 | 65.96
314 | 7 | 14 | 53123.8205 | 9685.1555 | 6002.8541 | 2044.8869 | 45.7 | 50.24 | 24 | 3.8413 | 60.87 | 64.49
315 | 7 | 15 | 53274.2668 | 9857.8741 | 6110.0851 | 2361.7774 | 46.24 | 50.6 | 21 | 4.2105 | 61.36 | 63.92
316 | 7 | 16 | 53431.2009 | 9857.8741 | 6145.5346 | 2361.7774 | 46.48 | 50.92 | 18 | 4.2168 | 61.25 | 63.49
317 | 7 | 17 | 53440.281 | 9857.8741 | 6103.4183 | 2317.6737 | 45.65 | 50.27 | 34 | 3.5286 | 61.74 | 65.99
318 | 7 | 18 | 53097.9264 | 9400.7425 | 6040.5124 | 2227.0925 | 46.32 | 50.79 | 18 | 4.8031 | 62.42 | 62.98
319 | 7 | 19 | 53157.8813 | 9400.3251 | 6039.3155 | 2361.7774 | 42.5 | 45.43 | 14 | 1.1509 | 52.46 | 65.75
320 | 7 | 20 | 53224.2647 | 9527.9696 | 6098.1297 | 2227.0925 | 49.76 | 56.58 | 23 | 7.8458 | 72.1 | 61.84
321 | 7 | 21 | 53461.5794 | 9857.9678 | 6156.0162 | 2407.7764 | 45.39 | 49.42 | 14 | 2.8958 | 59.51 | 65.46
322 | 7 | 22 | 53319.3035 | 9778.5302 | 6144.573 | 2361.7774 | 46.79 | 51.76 | 19 | 4.6354 | 63.48 | 64.42
323 | 7 | 23 | 53124.4211 | 9685.1555 | 6054.1356 | 2361.7774 | 47.08 | 52.24 | 27 | 4.7565 | 64.67 | 65.06
324 | 7 | 24 | 53144.3517 | 9426.5029 | 6031.349 | 2361.7774 | 46.61 | 51.49 | 22 | 4.9367 | 63.39 | 63.98
325 | 7 | 25 | 53133.1082 | 9685.1555 | 6063.0977 | 2239.7516 | 45.64 | 49.66 | 20 | 3.744 | 59.61 | 63.83
326 | 7 | 26 | 53174.1182 | 9857.9678 | 6091.7978 | 2407.7764 | 53.44 | 62.71 | 26 | 11.5948 | 85.74 | 62.84
327 | 7 | 27 | 53115.1085 | 9841.6915 | 6058.7 | 2488.3729 | 49.12 | 55.95 | 24 | 7.3819 | 74.34 | 66.56
328 | 7 | 28 | 53616.5264 | 9857.9678 | 6284.3575 | 2407.7764 | 67.58 | 82.85 | 66 | 23.1807 | 120.89 | 58.46
329 | 7 | 29 | 53016.6895 | 9858.1717 | 6002.6083 | 2426.9223 | 45.62 | 49.99 | 18 | 3.6396 | 61.18 | 65.08
330 | 7 | 30 | 52798.4718 | 9292.3288 | 5928.0428 | 2361.7774 | 46.72 | 51.29 | 23 | 5.0191 | 63.54 | 64.23
331 | 7 | 31 | 52987.049 | 9857.866 | 6000.7609 | 2334.3977 | 48.39 | 54.39 | 18 | 6.3515 | 69.94 | 64.39
332 | 7 | 32 | 53498.8522 | 9857.8741 | 6169.8129 | 2317.6737 | 45.5 | 49.91 | 37 | 2.7263 | 61.11 | 67.22
333 | 7 | 33 | 53150.9972 | 9685.1555 | 6010.1161 | 2225.6317 | 43.01 | 46.37 | 18 | 1.4401 | 54.6 | 67.26
334 | 7 | 34 | 53283.9597 | 9857.8741 | 6129.8677 | 2447.8468 | 45.69 | 50.26 | 26 | 3.629 | 62.62 | 66.71
335 | 7 | 35 | 53223.4178 | 9782.231 | 6090.1372 | 2361.7774 | 49.2 | 55.91 | 26 | 7.006 | 72.71 | 65.41
336 | 7 | 36 | 53481.6014 | 9527.9696 | 6200.8199 | 2361.7774 | 47.42 | 52.13 | 23 | 4.3182 | 62.98 | 63.49
337 | 7 | 37 | 53197.175 | 9778.3137 | 6043.0577 | 2391.6578 | 44.56 | 48.15 | 20 | 2.6573 | 56.75 | 64.52
338 | 7 | 38 | 53112.519 | 9857.8741 | 5985.7096 | 2361.7774 | 46.28 | 50.97 | 24 | 3.8887 | 62.67 | 65.98
339 | 7 | 39 | 53370.2827 | 9685.1555 | 6123.1578 | 2361.7774 | 46.91 | 51.75 | 20 | 4.3127 | 63.5 | 64.63
340 | 7 | 40 | 53263.8253 | 9685.1555 | 6117.8773 | 2361.7774 | 48.74 | 54.15 | 31 | 5.6806 | 66.63 | 62.18
341 | 7 | 41 | 53135.3807 | 9858.1717 | 6087.0889 | 2488.3729 | 55.61 | 64.77 | 40 | 12.4243 | 89.48 | 62.23
342 | 7 | 42 | 53003.8469 | 9527.9696 | 6004.1931 | 2361.7774 | 44.34 | 47.81 | 12 | 2.8539 | 56.51 | 63.93
343 | 7 | 43 | 53160.0903 | 9400.7425 | 6066.0972 | 2227.0925 | 55.76 | 64.56 | 28 | 13.1939 | 86.73 | 57.72
344 | 7 | 44 | 53158.5092 | 9685.1555 | 5988.7796 | 2361.7774 | 50.27 | 57.15 | 30 | 8.483 | 74.65 | 62.27
345 | 7 | 45 | 53600.2344 | 9685.1555 | 6203.1645 | 2274.2013 | 51.02 | 57.44 | 37 | 7.5823 | 72.91 | 61.79
346 | 7 | 46 | 53282.4739 | 9857.9678 | 6084.9599 | 2407.7764 | 50.27 | 56.72 | 49 | 6.9629 | 73.14 | 63.96
347 | 7 | 47 | 53629.1528 | 9857.8741 | 6211.7554 | 2488.3729 | 67 | 81.56 | 54 | 22.5388 | 118.91 | 57.23
348 | 7 | 48 | 53274.6489 | 9857.866 | 6100.9772 | 2488.3729 | 57.67 | 68.05 | 37 | 14.6454 | 96.78 | 65.62
349 | 7 | 49 | 53339.4833 | 9858.1717 | 6264.1782 | 2516.0057 | 65.49 | 79.34 | 66 | 21.4378 | 113.96 | 63.27
350 | 7 | 50 | 53866.2934 | 9857.9678 | 6247.7435 | 2407.7764 | 58.11 | 68.15 | 63 | 13.2552 | 92.1 | 65.4
351 | 8 | 1 | 52964.6692 | 9304.752 | 5989.7435 | 2276.6852 | 43.26 | 46.23 | 10 | 2.0077 | 52.92 | 64.58
352 | 8 | 2 | 52726.3054 | 9249.3501 | 5914.6063 | 2361.7774 | 40.65 | 42.84 | 7 | 0.20402 | 48.43 | 66.93
353 | 8 | 3 | 53283.9616 | 9685.1555 | 6127.8508 | 2276.6852 | 45.82 | 50.28 | 19 | 4.0201 | 61.2 | 64.12
354 | 8 | 4 | 53448.073 | 9685.1555 | 6138.3008 | 2227.0925 | 44.64 | 48.13 | 14 | 2.3538 | 56.3 | 64.34
355 | 8 | 5 | 53193.4018 | 9527.9696 | 6107.8664 | 2276.6852 | 41.26 | 43.6 | 6 | 0.28101 | 49.35 | 66.23
356 | 8 | 6 | 53132.2859 | 9426.5029 | 6038.3752 | 2361.7774 | 42.3 | 45.03 | 12 | 1.0072 | 51.56 | 66.09
357 | 8 | 7 | 53418.0821 | 9685.1555 | 6149.3186 | 2361.7774 | 43.51 | 46.71 | 17 | 1.3607 | 54.46 | 66.43
358 | 8 | 8 | 53591.8279 | 9857.8741 | 6198.7774 | 2488.3729 | 53.87 | 62.62 | 25 | 11.4149 | 85.73 | 63.21
359 | 8 | 9 | 53091.0574 | 9858.1717 | 6052.9876 | 2447.8468 | 47.35 | 53.13 | 23 | 5.7407 | 69.38 | 66.87
360 | 8 | 10 | 53588.7189 | 9857.8741 | 6165.275 | 2317.6737 | 51.38 | 58.81 | 30 | 9.1763 | 77.56 | 63.56
361 | 8 | 11 | 53084.0255 | 9428.3423 | 6059.9754 | 2361.7774 | 42.99 | 46.27 | 16 | 1.5839 | 54.41 | 66.27
362 | 8 | 12 | 53245.6132 | 9857.866 | 6141.1474 | 2447.8468 | 53.64 | 61.92 | 32 | 11.497 | 82.83 | 60.73
363 | 8 | 13 | 53179.5777 | 9857.866 | 6093.1137 | 2391.6578 | 49.75 | 56.29 | 17 | 7.8358 | 72.94 | 63.3
364 | 8 | 14 | 53123.8205 | 9685.1555 | 6002.8541 | 2044.8869 | 41.49 | 43.91 | 7 | 0.33737 | 49.76 | 66.5
365 | 8 | 15 | 53274.2668 | 9857.8741 | 6110.0851 | 2361.7774 | 45.08 | 49.45 | 20 | 3.4554 | 60.38 | 66.01
366 | 8 | 16 | 53431.2009 | 9857.8741 | 6145.5346 | 2361.7774 | 42.66 | 45.49 | 17 | 0.74734 | 52.43 | 66.58
367 | 8 | 17 | 53440.281 | 9857.8741 | 6103.4183 | 2317.6737 | 44.28 | 48.48 | 15 | 2.8381 | 58.99 | 66.33
368 | 8 | 18 | 53097.9264 | 9400.7425 | 6040.5124 | 2227.0925 | 43.21 | 46.54 | 12 | 2.2415 | 54.85 | 65.53
369 | 8 | 19 | 53157.8813 | 9400.3251 | 6039.3155 | 2361.7774 | 42.56 | 45.6 | 10 | 1.6636 | 52.92 | 65.2
370 | 8 | 20 | 53224.2647 | 9527.9696 | 6098.1297 | 2227.0925 | 42.64 | 45.85 | 15 | 1.1711 | 53.55 | 66.59
371 | 8 | 21 | 53461.5794 | 9857.9678 | 6156.0162 | 2407.7764 | 44.22 | 47.72 | 17 | 2.097 | 56 | 65.95
372 | 8 | 22 | 53319.3035 | 9778.5302 | 6144.573 | 2361.7774 | 47.36 | 53.29 | 17 | 5.8449 | 67.59 | 65.14
373 | 8 | 23 | 53124.4211 | 9685.1555 | 6054.1356 | 2361.7774 | 41.66 | 44.18 | 9 | 0.27714 | 50.39 | 66.73
374 | 8 | 24 | 53144.3517 | 9426.5029 | 6031.349 | 2361.7774 | 42.06 | 44.84 | 15 | 0.84426 | 51.54 | 66.41
375 | 8 | 25 | 53133.1082 | 9685.1555 | 6063.0977 | 2239.7516 | 43.19 | 46.41 | 17 | 1.7842 | 54.14 | 65.34
376 | 8 | 26 | 53174.1182 | 9857.9678 | 6091.7978 | 2407.7764 | 45.5 | 50.55 | 22 | 4.1379 | 62.97 | 66.22
377 | 8 | 27 | 53115.1085 | 9841.6915 | 6058.7 | 2488.3729 | 47.05 | 53.05 | 13 | 5.813 | 68.47 | 65.87
378 | 8 | 28 | 53616.5264 | 9857.9678 | 6284.3575 | 2407.7764 | 52.74 | 60.58 | 39 | 9.3348 | 80.34 | 64.26
379 | 8 | 29 | 53016.6895 | 9858.1717 | 6002.6083 | 2426.9223 | 47.89 | 53.44 | 24 | 6.0345 | 67.35 | 63.46
380 | 8 | 30 | 52798.4718 | 9292.3288 | 5928.0428 | 2361.7774 | 44.37 | 47.83 | 5 | 3.1717 | 57.23 | 65.67
381 | 8 | 31 | 52987.049 | 9857.866 | 6000.7609 | 2334.3977 | 43.32 | 46.6 | 18 | 1.781 | 54.73 | 65.95
382 | 8 | 32 | 53498.8522 | 9857.8741 | 6169.8129 | 2317.6737 | 48.18 | 54.64 | 24 | 6.0667 | 71.34 | 67.03
383 | 8 | 33 | 53150.9972 | 9685.1555 | 6010.1161 | 2225.6317 | 41.39 | 44.16 | 13 | 0.37032 | 50.75 | 67.23
384 | 8 | 34 | 53283.9597 | 9857.8741 | 6129.8677 | 2447.8468 | 47.33 | 53.02 | 18 | 5.8492 | 69.12 | 66.21
385 | 8 | 35 | 53223.4178 | 9782.231 | 6090.1372 | 2361.7774 | 44.44 | 48.41 | 15 | 2.9099 | 57.66 | 65.57
386 | 8 | 36 | 53481.6014 | 9527.9696 | 6200.8199 | 2361.7774 | 47.39 | 51.74 | 22 | 4.6353 | 61.79 | 61.91
387 | 8 | 37 | 53197.175 | 9778.3137 | 6043.0577 | 2391.6578 | 41.69 | 44.14 | 7 | 0.14323 | 50.05 | 66.54
388 | 8 | 38 | 53112.519 | 9857.8741 | 5985.7096 | 2361.7774 | 47.15 | 52.83 | 18 | 5.5613 | 66.77 | 64.87
389 | 8 | 39 | 53370.2827 | 9685.1555 | 6123.1578 | 2361.7774 | 47 | 51.67 | 18 | 4.898 | 63.02 | 63.43
390 | 8 | 40 | 53263.8253 | 9685.1555 | 6117.8773 | 2361.7774 | 45.1 | 49.04 | 18 | 2.7964 | 58.49 | 65.95
391 | 8 | 41 | 53135.3807 | 9858.1717 | 6087.0889 | 2488.3729 | 49.84 | 56.03 | 30 | 7.4515 | 71.86 | 62.85
392 | 8 | 42 | 53003.8469 | 9527.9696 | 6004.1931 | 2361.7774 | 41.44 | 43.96 | 4 | 0.53172 | 50.13 | 66.31
393 | 8 | 43 | 53160.0903 | 9400.7425 | 6066.0972 | 2227.0925 | 51.34 | 58.41 | 19 | 9.4147 | 75.97 | 60.21
394 | 8 | 44 | 53158.5092 | 9685.1555 | 5988.7796 | 2361.7774 | 47.17 | 52.4 | 21 | 5.7702 | 65.89 | 63.07
395 | 8 | 45 | 53600.2344 | 9685.1555 | 6203.1645 | 2274.2013 | 54.04 | 62.27 | 31 | 11.2482 | 81.61 | 59.71
396 | 8 | 46 | 53282.4739 | 9857.9678 | 6084.9599 | 2407.7764 | 51.97 | 59.34 | 31 | 9.1401 | 78.54 | 62.4
397 | 8 | 47 | 53629.1528 | 9857.8741 | 6211.7554 | 2488.3729 | 62.17 | 74.15 | 51 | 18.1306 | 104.12 | 59.32
398 | 8 | 48 | 53274.6489 | 9857.866 | 6100.9772 | 2488.3729 | 57.38 | 67.05 | 26 | 14.9264 | 93.15 | 64.41
399 | 8 | 49 | 53339.4833 | 9858.1717 | 6264.1782 | 2516.0057 | 56.51 | 66.16 | 45 | 13.4472 | 89.33 | 65.76
400 | 8 | 50 | 53866.2934 | 9857.9678 | 6247.7435 | 2407.7764 | 56.21 | 65.51 | 58 | 11.7314 | 87.15 | 65.76
401 | 9 | 1 | 52964.6692 | 9304.752 | 5989.7435 | 2276.6852 | 40.94 | 43.14 | 0 | 0 | 48.53 | 66.65
402 | 9 | 2 | 52726.3054 | 9249.3501 | 5914.6063 | 2361.7774 | 41.92 | 44.43 | 3 | 1.5186 | 50.64 | 65.3
403 | 9 | 3 | 53283.9616 | 9685.1555 | 6127.8508 | 2276.6852 | 45.59 | 50.21 | 21 | 3.58 | 61.45 | 65.48
404 | 9 | 4 | 53448.073 | 9685.1555 | 6138.3008 | 2227.0925 | 45.77 | 50.14 | 22 | 3.3644 | 60.4 | 65.16
405 | 9 | 5 | 53193.4018 | 9527.9696 | 6107.8664 | 2276.6852 | 42.83 | 45.88 | 10 | 1.5683 | 53.15 | 65.18
406 | 9 | 6 | 53132.2859 | 9426.5029 | 6038.3752 | 2361.7774 | 41.92 | 44.6 | 8 | 0.70045 | 51.05 | 66.26
407 | 9 | 7 | 53418.0821 | 9685.1555 | 6149.3186 | 2361.7774 | 43.15 | 46.13 | 13 | 0.92441 | 53.84 | 67
408 | 9 | 8 | 53591.8279 | 9857.8741 | 6198.7774 | 2488.3729 | 54.72 | 64.03 | 30 | 11.7254 | 89.23 | 66.11
409 | 9 | 9 | 53091.0574 | 9858.1717 | 6052.9876 | 2447.8468 | 44.49 | 48.61 | 19 | 2.7794 | 59.21 | 66.48
410 | 9 | 10 | 53588.7189 | 9857.8741 | 6165.275 | 2317.6737 | 46.31 | 51 | 18 | 4.0886 | 62.49 | 65.63
411 | 9 | 11 | 53084.0255 | 9428.3423 | 6059.9754 | 2361.7774 | 44.47 | 48.03 | 13 | 2.883 | 56.51 | 64.27
412 | 9 | 12 | 53245.6132 | 9857.866 | 6141.1474 | 2447.8468 | 45.59 | 50.09 | 21 | 3.613 | 61.4 | 65.43
413 | 9 | 13 | 53179.5777 | 9857.866 | 6093.1137 | 2391.6578 | 49.04 | 55.52 | 24 | 6.7848 | 72.17 | 65.29
414 | 9 | 14 | 53123.8205 | 9685.1555 | 6002.8541 | 2044.8869 | 42.1 | 44.83 | 10 | 0.64608 | 51.37 | 66.64
415 | 9 | 15 | 53274.2668 | 9857.8741 | 6110.0851 | 2361.7774 | 43.96 | 47.61 | 19 | 2.2787 | 56.45 | 65.58
416 | 9 | 16 | 53431.2009 | 9857.8741 | 6145.5346 | 2361.7774 | 44.7 | 48.76 | 14 | 2.7825 | 58.79 | 65.95
417 | 9 | 17 | 53440.281 | 9857.8741 | 6103.4183 | 2317.6737 | 45.2 | 49.74 | 17 | 3.5707 | 60.93 | 65.41
418 | 9 | 18 | 53097.9264 | 9400.7425 | 6040.5124 | 2227.0925 | 44.14 | 47.63 | 15 | 2.957 | 56.28 | 64.73
419 | 9 | 19 | 53157.8813 | 9400.3251 | 6039.3155 | 2361.7774 | 41.66 | 44.38 | 11 | 0.55055 | 50.85 | 66.61
420 | 9 | 20 | 53224.2647 | 9527.9696 | 6098.1297 | 2227.0925 | 46.03 | 50.62 | 19 | 4.3937 | 61.18 | 64.36
421 | 9 | 21 | 53461.5794 | 9857.9678 | 6156.0162 | 2407.7764 | 46.36 | 51.25 | 22 | 3.9929 | 62.37 | 64.46
422 | 9 | 22 | 53319.3035 | 9778.5302 | 6144.573 | 2361.7774 | 44.31 | 48.23 | 19 | 2.7779 | 57.32 | 65.35
423 | 9 | 23 | 53124.4211 | 9685.1555 | 6054.1356 | 2361.7774 | 44.7 | 48.34 | 7 | 2.9182 | 57.48 | 64.18
424 | 9 | 24 | 53144.3517 | 9426.5029 | 6031.349 | 2361.7774 | 45.37 | 49.88 | 14 | 3.8939 | 60.86 | 65.03
425 | 9 | 25 | 53133.1082 | 9685.1555 | 6063.0977 | 2239.7516 | 43.89 | 47.27 | 9 | 2.521 | 55.09 | 64.59
426 | 9 | 26 | 53174.1182 | 9857.9678 | 6091.7978 | 2407.7764 | 45.95 | 51.2 | 23 | 4.6121 | 63.43 | 64.89
427 | 9 | 27 | 53115.1085 | 9841.6915 | 6058.7 | 2488.3729 | 50.55 | 58.41 | 15 | 9.1954 | 78.85 | 65.14
428 | 9 | 28 | 53616.5264 | 9857.9678 | 6284.3575 | 2407.7764 | 60.18 | 71.61 | 42 | 16.6014 | 100 | 59.11
429 | 9 | 29 | 53016.6895 | 9858.1717 | 6002.6083 | 2426.9223 | 48.14 | 54.32 | 15 | 6.3476 | 70.57 | 65.77
430 | 9 | 30 | 52798.4718 | 9292.3288 | 5928.0428 | 2361.7774 | 43.59 | 46.78 | 9 | 2.2646 | 54.78 | 64.85
431 | 9 | 31 | 52987.049 | 9857.866 | 6000.7609 | 2334.3977 | 48 | 53.38 | 21 | 6.1141 | 67.41 | 63.12
432 | 9 | 32 | 53498.8522 | 9857.8741 | 6169.8129 | 2317.6737 | 49.75 | 56.78 | 29 | 7.3126 | 74.24 | 65.36
433 | 9 | 33 | 53150.9972 | 9685.1555 | 6010.1161 | 2225.6317 | 41.71 | 44.64 | 9 | 0.48097 | 51.6 | 67.52
434 | 9 | 34 | 53283.9597 | 9857.8741 | 6129.8677 | 2447.8468 | 45.65 | 50.47 | 16 | 4.2325 | 62.83 | 65.31
435 | 9 | 35 | 53223.4178 | 9782.231 | 6090.1372 | 2361.7774 | 44.53 | 48.84 | 16 | 2.9522 | 59.25 | 65.96
436 | 9 | 36 | 53481.6014 | 9527.9696 | 6200.8199 | 2361.7774 | 43.9 | 47.24 | 12 | 1.5428 | 55.13 | 65.5
437 | 9 | 37 | 53197.175 | 9778.3137 | 6043.0577 | 2391.6578 | 44.56 | 48.22 | 20 | 2.8332 | 57.05 | 64.29
438 | 9 | 38 | 53112.519 | 9857.8741 | 5985.7096 | 2361.7774 | 45.4 | 49.96 | 24 | 3.3368 | 61.1 | 66.25
439 | 9 | 39 | 53370.2827 | 9685.1555 | 6123.1578 | 2361.7774 | 46.91 | 51.32 | 23 | 4.3435 | 62.23 | 63.85
440 | 9 | 40 | 53263.8253 | 9685.1555 | 6117.8773 | 2361.7774 | 43.03 | 46.19 | 14 | 0.93217 | 53.66 | 66.42
441 | 9 | 41 | 53135.3807 | 9858.1717 | 6087.0889 | 2488.3729 | 47.16 | 52.6 | 17 | 5.0695 | 67.15 | 66.21
442 | 9 | 42 | 53003.8469 | 9527.9696 | 6004.1931 | 2361.7774 | 41.64 | 44.31 | 8 | 0.57717 | 50.68 | 66.42
443 | 9 | 43 | 53160.0903 | 9400.7425 | 6066.0972 | 2227.0925 | 45.4 | 49.69 | 15 | 3.3207 | 60.28 | 65.25
444 | 9 | 44 | 53158.5092 | 9685.1555 | 5988.7796 | 2361.7774 | 51.03 | 58.09 | 27 | 9.6367 | 76.04 | 59.95
445 | 9 | 45 | 53600.2344 | 9685.1555 | 6203.1645 | 2274.2013 | 49.78 | 56.03 | 23 | 6.7706 | 71.04 | 62.95
446 | 9 | 46 | 53282.4739 | 9857.9678 | 6084.9599 | 2407.7764 | 48.85 | 54.72 | 34 | 5.898 | 69.59 | 64.44
447 | 9 | 47 | 53629.1528 | 9857.8741 | 6211.7554 | 2488.3729 | 60.93 | 72.95 | 54 | 16.9247 | 104.1 | 62.12
448 | 9 | 48 | 53274.6489 | 9857.866 | 6100.9772 | 2488.3729 | 49.32 | 55.8 | 24 | 6.5516 | 74.14 | 68.75
449 | 9 | 49 | 53339.4833 | 9858.1717 | 6264.1782 | 2516.0057 | 66.72 | 80.82 | 55 | 22.917 | 115.56 | 62.36
450 | 9 | 50 | 53866.2934 | 9857.9678 | 6247.7435 | 2407.7764 | 69.09 | 84.65 | 59 | 24.4932 | 122.99 | 61.89
451 | 10 | 1 | 52964.6692 | 9304.752 | 5989.7435 | 2276.6852 | 42.05 | 44.63 | 5 | 0.68035 | 51.02 | 66.39
452 | 10 | 2 | 52726.3054 | 9249.3501 | 5914.6063 | 2361.7774 | 41.24 | 43.55 | 10 | 0.32025 | 49.49 | 66.98
453 | 10 | 3 | 53283.9616 | 9685.1555 | 6127.8508 | 2276.6852 | 46.2 | 50.92 | 18 | 4.1683 | 61.93 | 65.71
454 | 10 | 4 | 53448.073 | 9685.1555 | 6138.3008 | 2227.0925 | 45.09 | 48.91 | 26 | 2.4096 | 58.27 | 66.14
455 | 10 | 5 | 53193.4018 | 9527.9696 | 6107.8664 | 2276.6852 | 42.08 | 44.74 | 9 | 0.71661 | 51.25 | 66.18
456 | 10 | 6 | 53132.2859 | 9426.5029 | 6038.3752 | 2361.7774 | 41.89 | 44.37 | 11 | 0.19158 | 50.33 | 66.68
457 | 10 | 7 | 53418.0821 | 9685.1555 | 6149.3186 | 2361.7774 | 45.34 | 49.3 | 21 | 2.9226 | 59.06 | 65.85
458 | 10 | 8 | 53591.8279 | 9857.8741 | 6198.7774 | 2488.3729 | 48.39 | 53.58 | 25 | 5.3258 | 67.02 | 64.87
459 | 10 | 9 | 53091.0574 | 9858.1717 | 6052.9876 | 2447.8468 | 53.59 | 62.62 | 30 | 11.4611 | 87.67 | 65.72
460 | 10 | 10 | 53588.7189 | 9857.8741 | 6165.275 | 2317.6737 | 46.9 | 52.14 | 22 | 4.6079 | 65.13 | 66.09
461 | 10 | 11 | 53084.0255 | 9428.3423 | 6059.9754 | 2361.7774 | 44.45 | 48.28 | 14 | 2.7114 | 57.77 | 65.8
462 | 10 | 12 | 53245.6132 | 9857.866 | 6141.1474 | 2447.8468 | 48.34 | 54.18 | 29 | 6.0418 | 69.1 | 64.51
463 | 10 | 13 | 53179.5777 | 9857.866 | 6093.1137 | 2391.6578 | 44.72 | 48.52 | 25 | 2.4007 | 58.16 | 66.38
464 | 10 | 14 | 53123.8205 | 9685.1555 | 6002.8541 | 2044.8869 | 45.27 | 49.37 | 17 | 3.6409 | 58.57 | 64.35
465 | 10 | 15 | 53274.2668 | 9857.8741 | 6110.0851 | 2361.7774 | 44.27 | 48.05 | 14 | 2.2432 | 57.31 | 66.57
466 | 10 | 16 | 53431.2009 | 9857.8741 | 6145.5346 | 2361.7774 | 43.1 | 46.01 | 12 | 0.88944 | 53.06 | 66.67
467 | 10 | 17 | 53440.281 | 9857.8741 | 6103.4183 | 2317.6737 | 44.21 | 48.11 | 18 | 2.4459 | 57.69 | 66.23
468 | 10 | 18 | 53097.9264 | 9400.7425 | 6040.5124 | 2227.0925 | 43.5 | 46.85 | 13 | 2.0921 | 55.35 | 65.86
469 | 10 | 19 | 53157.8813 | 9400.3251 | 6039.3155 | 2361.7774 | 41.62 | 44.15 | 10 | 0.43434 | 50.19 | 66.47
470 | 10 | 20 | 53224.2647 | 9527.9696 | 6098.1297 | 2227.0925 | 45.96 | 50.06 | 19 | 3.9218 | 59.19 | 63.77
471 | 10 | 21 | 53461.5794 | 9857.9678 | 6156.0162 | 2407.7764 | 47.4 | 52.87 | 12 | 5.2549 | 66.99 | 65.44
472 | 10 | 22 | 53319.3035 | 9778.5302 | 6144.573 | 2361.7774 | 45.68 | 50.09 | 16 | 3.9116 | 60.27 | 65.48
473 | 10 | 23 | 53124.4211 | 9685.1555 | 6054.1356 | 2361.7774 | 44.45 | 48.29 | 22 | 2.3733 | 57.49 | 66
474 | 10 | 24 | 53144.3517 | 9426.5029 | 6031.349 | 2361.7774 | 47.42 | 52.76 | 13 | 5.9347 | 66.67 | 64.76
475 | 10 | 25 | 53133.1082 | 9685.1555 | 6063.0977 | 2239.7516 | 42.05 | 44.7 | 10 | 0.43622 | 51.05 | 66.67
476 | 10 | 26 | 53174.1182 | 9857.9678 | 6091.7978 | 2407.7764 | 48.07 | 54.18 | 21 | 6.3896 | 69.07 | 64.8
477 | 10 | 27 | 53115.1085 | 9841.6915 | 6058.7 | 2488.3729 | 49.27 | 55.63 | 26 | 7.4706 | 70.69 | 64.49
478 | 10 | 28 | 53616.5264 | 9857.9678 | 6284.3575 | 2407.7764 | 52.37 | 59.97 | 37 | 8.9545 | 78.4 | 65.05
479 | 10 | 29 | 53016.6895 | 9858.1717 | 6002.6083 | 2426.9223 | 46.2 | 51.21 | 15 | 4.144 | 64.2 | 66.47
480 | 10 | 30 | 52798.4718 | 9292.3288 | 5928.0428 | 2361.7774 | 45.7 | 49.72 | 12 | 4.179 | 59.22 | 64.18
481 | 10 | 31 | 52987.049 | 9857.866 | 6000.7609 | 2334.3977 | 46.4 | 50.89 | 19 | 4.4504 | 62.03 | 63.43
482 | 10 | 32 | 53498.8522 | 9857.8741 | 6169.8129 | 2317.6737 | 51.03 | 58.43 | 39 | 8.2317 | 77.4 | 65.81
483 | 10 | 33 | 53150.9972 | 9685.1555 | 6010.1161 | 2225.6317 | 43.11 | 46.42 | 18 | 1.4218 | 54.46 | 67.2
484 | 10 | 34 | 53283.9597 | 9857.8741 | 6129.8677 | 2447.8468 | 51.38 | 58.6 | 26 | 9.3921 | 78.77 | 64.21
485 | 10 | 35 | 53223.4178 | 9782.231 | 6090.1372 | 2361.7774 | 45.37 | 49.59 | 17 | 3.5836 | 58.89 | 64.73
486 | 10 | 36 | 53481.6014 | 9527.9696 | 6200.8199 | 2361.7774 | 45.76 | 49.74 | 21 | 2.8072 | 59.55 | 65.6
487 | 10 | 37 | 53197.175 | 9778.3137 | 6043.0577 | 2391.6578 | 43.34 | 46.4 | 7 | 1.6215 | 53.94 | 65.19
488 | 10 | 38 | 53112.519 | 9857.8741 | 5985.7096 | 2361.7774 | 43.51 | 46.74 | 15 | 1.2638 | 54.59 | 66.78
489 | 10 | 39 | 53370.2827 | 9685.1555 | 6123.1578 | 2361.7774 | 49.69 | 55.66 | 22 | 7.1603 | 69.64 | 62.34
490 | 10 | 40 | 53263.8253 | 9685.1555 | 6117.8773 | 2361.7774 | 49.92 | 56.01 | 26 | 7.015 | 70.32 | 64.33
491 | 10 | 41 | 53135.3807 | 9858.1717 | 6087.0889 | 2488.3729 | 51.09 | 58.81 | 23 | 8.3342 | 80.33 | 67.37
492 | 10 | 42 | 53003.8469 | 9527.9696 | 6004.1931 | 2361.7774 | 41.45 | 43.75 | 1 | 0.020862 | 49.35 | 66.72
493 | 10 | 43 | 53160.0903 | 9400.7425 | 6066.0972 | 2227.0925 | 53.21 | 61.14 | 16 | 11.0146 | 81.17 | 60.37
494 | 10 | 44 | 53158.5092 | 9685.1555 | 5988.7796 | 2361.7774 | 45.55 | 50.26 | 18 | 4.0886 | 61.96 | 65.16
495 | 10 | 45 | 53600.2344 | 9685.1555 | 6203.1645 | 2274.2013 | 50.16 | 56.16 | 28 | 6.856 | 70.43 | 62.17
496 | 10 | 46 | 53282.4739 | 9857.9678 | 6084.9599 | 2407.7764 | 50.17 | 56.4 | 27 | 7.1744 | 71.9 | 62.45
497 | 10 | 47 | 53629.1528 | 9857.8741 | 6211.7554 | 2488.3729 | 51.5 | 58.33 | 32 | 7.5739 | 75.73 | 64.28
498 | 10 | 48 | 53274.6489 | 9857.866 | 6100.9772 | 2488.3729 | 54.69 | 64.17 | 28 | 11.7657 | 90.3 | 68.33
499 | 10 | 49 | 53339.4833 | 9858.1717 | 6264.1782 | 2516.0057 | 56.51 | 66.3 | 55 | 12.664 | 90.58 | 67.71
500 | 10 | 50 | 53866.2934 | 9857.9678 | 6247.7435 | 2407.7764 | 67.34 | 81.6 | 74 | 22.43 | 116.17 | 61.17
501 | 11 | 1 | 52964.6692 | 9304.752 | 5989.7435 | 2276.6852 | 41.97 | 44.48 | 6 | 0.68862 | 50.6 | 66.08
502 | 11 | 2 | 52726.3054 | 9249.3501 | 5914.6063 | 2361.7774 | 42.01 | 44.67 | 11 | 1.2549 | 51.5 | 66.17
503 | 11 | 3 | 53283.9616 | 9685.1555 | 6127.8508 | 2276.6852 | 48.79 | 54.58 | 30 | 6.5417 | 69.07 | 62.99
504 | 11 | 4 | 53448.073 | 9685.1555 | 6138.3008 | 2227.0925 | 48.15 | 53.38 | 36 | 5.1942 | 65.53 | 64.74
505 | 11 | 5 | 53193.4018 | 9527.9696 | 6107.8664 | 2276.6852 | 45.47 | 49.76 | 18 | 3.7716 | 60.34 | 65.47
506 | 11 | 6 | 53132.2859 | 9426.5029 | 6038.3752 | 2361.7774 | 43.66 | 47.09 | 15 | 2.0846 | 55.31 | 65.19
507 | 11 | 7 | 53418.0821 | 9685.1555 | 6149.3186 | 2361.7774 | 43.17 | 46.12 | 18 | 0.77266 | 53.41 | 66.63
508 | 11 | 8 | 53591.8279 | 9857.8741 | 6198.7774 | 2488.3729 | 52.32 | 59.93 | 37 | 9.1981 | 80.51 | 65.51
509 | 11 | 9 | 53091.0574 | 9858.1717 | 6052.9876 | 2447.8468 | 49.36 | 56 | 34 | 7.0587 | 74.53 | 66.88
510 | 11 | 10 | 53588.7189 | 9857.8741 | 6165.275 | 2317.6737 | 48.62 | 54.53 | 32 | 5.7023 | 69.58 | 65.73
511 | 11 | 11 | 53084.0255 | 9428.3423 | 6059.9754 | 2361.7774 | 42.05 | 44.86 | 11 | 0.61894 | 51.72 | 66.54
512 | 11 | 12 | 53245.6132 | 9857.866 | 6141.1474 | 2447.8468 | 53.13 | 60.66 | 30 | 10.9113 | 79.62 | 59.58
513 | 11 | 13 | 53179.5777 | 9857.866 | 6093.1137 | 2391.6578 | 46.21 | 50.69 | 24 | 3.8707 | 62.01 | 65.66
514 | 11 | 14 | 53123.8205 | 9685.1555 | 6002.8541 | 2044.8869 | 43.33 | 46.69 | 22 | 1.7684 | 54.9 | 66.1
515 | 11 | 15 | 53274.2668 | 9857.8741 | 6110.0851 | 2361.7774 | 45.39 | 49.53 | 18 | 3.582 | 59.96 | 64.94
516 | 11 | 16 | 53431.2009 | 9857.8741 | 6145.5346 | 2361.7774 | 45.91 | 50.34 | 18 | 4.0843 | 61.34 | 64.93
517 | 11 | 17 | 53440.281 | 9857.8741 | 6103.4183 | 2317.6737 | 48.11 | 53.8 | 30 | 6.1441 | 67.52 | 63.74
518 | 11 | 18 | 53097.9264 | 9400.7425 | 6040.5124 | 2227.0925 | 48.29 | 53.81 | 15 | 7.0363 | 67.8 | 60.98
519 | 11 | 19 | 53157.8813 | 9400.3251 | 6039.3155 | 2361.7774 | 42.75 | 45.92 | 12 | 1.5407 | 53.43 | 65.85
520 | 11 | 20 | 53224.2647 | 9527.9696 | 6098.1297 | 2227.0925 | 43.66 | 47.38 | 19 | 2.0173 | 56.25 | 66.31
521 | 11 | 21 | 53461.5794 | 9857.9678 | 6156.0162 | 2407.7764 | 46.45 | 50.99 | 27 | 3.919 | 61.75 | 64.63
522 | 11 | 22 | 53319.3035 | 9778.5302 | 6144.573 | 2361.7774 | 46.45 | 51.16 | 30 | 4.4735 | 62.5 | 64.7
523 | 11 | 23 | 53124.4211 | 9685.1555 | 6054.1356 | 2361.7774 | 42.79 | 45.77 | 20 | 0.8084 | 53.02 | 66.69
524 | 11 | 24 | 53144.3517 | 9426.5029 | 6031.349 | 2361.7774 | 47.61 | 52.47 | 20 | 6.131 | 64.11 | 63.35
525 | 11 | 25 | 53133.1082 | 9685.1555 | 6063.0977 | 2239.7516 | 42.53 | 45.5 | 9 | 1.0354 | 52.66 | 66.4
526 | 11 | 26 | 53174.1182 | 9857.9678 | 6091.7978 | 2407.7764 | 49.94 | 56.82 | 34 | 8.2017 | 73.5 | 63.79
527 | 11 | 27 | 53115.1085 | 9841.6915 | 6058.7 | 2488.3729 | 48.18 | 54.62 | 19 | 6.6943 | 72.06 | 66.19
528 | 11 | 28 | 53616.5264 | 9857.9678 | 6284.3575 | 2407.7764 | 61.17 | 72.53 | 53 | 17.4499 | 100.13 | 56.44
529 | 11 | 29 | 53016.6895 | 9858.1717 | 6002.6083 | 2426.9223 | 50.15 | 57.15 | 28 | 7.7901 | 75.61 | 64.92
530 | 11 | 30 | 52798.4718 | 9292.3288 | 5928.0428 | 2361.7774 | 42.33 | 45.13 | 10 | 1.0936 | 52.11 | 66.08
531 | 11 | 31 | 52987.049 | 9857.866 | 6000.7609 | 2334.3977 | 53.26 | 61.1 | 25 | 11.1307 | 80.93 | 59.67
532 | 11 | 32 | 53498.8522 | 9857.8741 | 6169.8129 | 2317.6737 | 52.63 | 60.68 | 44 | 9.9167 | 80.52 | 64.07
533 | 11 | 33 | 53150.9972 | 9685.1555 | 6010.1161 | 2225.6317 | 46.91 | 52.1 | 27 | 5.3088 | 64.72 | 65.02
534 | 11 | 34 | 53283.9597 | 9857.8741 | 6129.8677 | 2447.8468 | 44.17 | 47.98 | 20 | 2.2565 | 57.68 | 66.6
535 | 11 | 35 | 53223.4178 | 9782.231 | 6090.1372 | 2361.7774 | 43.11 | 46.55 | 16 | 1.2971 | 54.67 | 66.62
536 | 11 | 36 | 53481.6014 | 9527.9696 | 6200.8199 | 2361.7774 | 44.8 | 48.51 | 24 | 2.0541 | 57.39 | 65.61
537 | 11 | 37 | 53197.175 | 9778.3137 | 6043.0577 | 2391.6578 | 44.13 | 47.53 | 20 | 2.364 | 55.68 | 65.02
538 | 11 | 38 | 53112.519 | 9857.8741 | 5985.7096 | 2361.7774 | 45.42 | 49.56 | 31 | 2.998 | 59.69 | 66.31
539 | 11 | 39 | 53370.2827 | 9685.1555 | 6123.1578 | 2361.7774 | 47.9 | 52.93 | 12 | 5.547 | 65.17 | 63.3
540 | 11 | 40 | 53263.8253 | 9685.1555 | 6117.8773 | 2361.7774 | 46.87 | 51.37 | 24 | 4.2384 | 61.75 | 63.2
541 | 11 | 41 | 53135.3807 | 9858.1717 | 6087.0889 | 2488.3729 | 54.48 | 63.36 | 34 | 11.726 | 87.68 | 63.2
542 | 11 | 42 | 53003.8469 | 9527.9696 | 6004.1931 | 2361.7774 | 41.84 | 44.48 | 12 | 0.49779 | 50.98 | 66.71
543 | 11 | 43 | 53160.0903 | 9400.7425 | 6066.0972 | 2227.0925 | 55.98 | 65.4 | 26 | 13.6168 | 89.04 | 60.29
544 | 11 | 44 | 53158.5092 | 9685.1555 | 5988.7796 | 2361.7774 | 51.43 | 58.76 | 26 | 9.7795 | 77.52 | 60.78
545 | 11 | 45 | 53600.2344 | 9685.1555 | 6203.1645 | 2274.2013 | 49.4 | 55.44 | 38 | 6.1601 | 70.06 | 64.17
546 | 11 | 46 | 53282.4739 | 9857.9678 | 6084.9599 | 2407.7764 | 54.83 | 63.99 | 33 | 11.8261 | 88.31 | 62.67
547 | 11 | 47 | 53629.1528 | 9857.8741 | 6211.7554 | 2488.3729 | 56.41 | 66.49 | 51 | 12.3451 | 92.71 | 65.29
548 | 11 | 48 | 53274.6489 | 9857.866 | 6100.9772 | 2488.3729 | 47.84 | 53.34 | 29 | 4.9642 | 67.96 | 67.88
549 | 11 | 49 | 53339.4833 | 9858.1717 | 6264.1782 | 2516.0057 | 66.16 | 80.18 | 58 | 22.3215 | 115.9 | 62.33
550 | 11 | 50 | 53866.2934 | 9857.9678 | 6247.7435 | 2407.7764 | 70.67 | 86.36 | 54 | 26.1615 | 125.41 | 57.58

## NSW
Summary of results for 550 market simulations for 2021-22 - New South Wales
Simulation number | Unplanned outage set | Weather set | Energy and demand (as generated) | [7 empty] | Spot Price (nominal at the regional reference node) | [6 empty] | Hedged price (nominal at the regional reference node)
|  |  | Annual regional energy (GWh) | Annual regional peak demand (MW) | Annual energy - AUSGRID (ENERGYAUST) NSLP (GWh) | Annual energy - ENDEAVOUR (INTEGRAL) NSLP (GWh) | Annual energy - ESSENTIAL (COUNTRYENERGY) NSLP (GWh) | Annual peak demand - AUSGRID (ENERGYAUST) NSLP (MW) | Annual peak demand - ENDEAVOUR (INTEGRAL) NSLP (MW) | Annual peak demand - ESSENTIAL (COUNTRYENERGY) NSLP (MW) | Annual regional time weighted spot price ($/MWh) | Annual regional Load weighted spot price ($/MWh) | Number of hours spot prices above $300 | Contribution of spot prices above $300 to annual average spot price ($/MWh) | Annual load weighted spot price - AUSGRID (ENERGYAUST) - NSLP ($/MWh) | Annual load weighted spot price - ENDEAVOUR (INTEGRAL) - NSLP ($/MWh) | Annual load weighted spot price - ESSENTIAL (COUNTRYENERGY) - NSLP ($/MWh) | Annual hedged price - AUSGRID (ENERGYAUST) - NSLP ($/MWh) | Annual hedged price - ENDEAVOUR (INTEGRAL) - NSLP ($/MWh) | Annual hedged price - ESSENTIAL (COUNTRYENERGY) - NSLP ($/MWh)
1 | 1 | 1 | 67606.3264 | 13193.2096 | 4626.5642 | 5047.1045 | 4304.4519 | 1697.6657 | 1770.3254 | 1274.5648 | 47.51 | 52.71 | 5 | 5.6202 | 59.91 | 60.18 | 58.54 | 76.14 | 76.17 | 72.49
2 | 1 | 2 | 66672.6763 | 12585.4243 | 4523.9945 | 4894.3707 | 4145.5405 | 1690.6183 | 1611.9274 | 1142.7283 | 40.99 | 42.84 | 0 | 0 | 46.15 | 45.23 | 45.12 | 80.38 | 80.23 | 74.67
3 | 1 | 3 | 67459.7763 | 13746.2903 | 4608.3433 | 5054.2557 | 4238.3662 | 1732.0332 | 2062.5312 | 1224.2481 | 49.42 | 55.84 | 6 | 7.7783 | 64.01 | 65.36 | 63.43 | 72.86 | 73.33 | 72.38
4 | 1 | 4 | 67837.687 | 13733.7575 | 4603.137 | 5079.2957 | 4243.6131 | 1732.0332 | 1970.0517 | 1275.5213 | 55.08 | 65.29 | 11 | 12.644 | 80.11 | 85.29 | 77.12 | 75.44 | 78.75 | 73.38
5 | 1 | 5 | 66726.1562 | 13193.2096 | 4542.6669 | 4911.7678 | 4224.0818 | 1732.0332 | 1870.9715 | 1217.1312 | 44.75 | 48.75 | 3 | 3.7852 | 56.63 | 54.86 | 52.45 | 77.92 | 79.22 | 72.82
6 | 1 | 6 | 67215.124 | 13214.3781 | 4553.7404 | 4977.3272 | 4267.8076 | 1703.0409 | 1815.4507 | 1164.1371 | 52.72 | 60.9 | 7 | 11.2067 | 70.48 | 73.92 | 68.22 | 69.04 | 71.7 | 69.11
7 | 1 | 7 | 67910.5983 | 13543.7784 | 4692.7686 | 5117.3782 | 4322.4205 | 1732.0332 | 1870.9715 | 1208.1911 | 45.33 | 49.33 | 2 | 3.1456 | 55.34 | 55.89 | 53.23 | 77.8 | 77.71 | 72.71
8 | 1 | 8 | 67989.5809 | 13774.0346 | 4684.7665 | 5096.576 | 4368.7049 | 1745.6839 | 2179.5249 | 1239.5136 | 52.59 | 60.9 | 9 | 10.3486 | 72.94 | 73.15 | 67.55 | 72.13 | 74.59 | 70.29
9 | 1 | 9 | 67837.9483 | 13562.2789 | 4685.0822 | 5124.7966 | 4350.294 | 1745.6839 | 2179.5249 | 1217.1312 | 43.32 | 46.42 | 3 | 1.5379 | 51.87 | 51.41 | 49.4 | 79.56 | 79.07 | 73.2
10 | 1 | 10 | 67289.3452 | 13758.1497 | 4562.7185 | 5009.8547 | 4216.5752 | 1697.6657 | 2074.6333 | 1277.7809 | 44.77 | 48.32 | 2 | 3.3619 | 55.16 | 52.63 | 51.89 | 76.84 | 78.85 | 73.16
11 | 1 | 11 | 67829.3812 | 13581.3698 | 4627.1132 | 5094.5821 | 4301.2679 | 1732.0332 | 1870.9715 | 1217.1312 | 50.69 | 58.12 | 10 | 8.5791 | 70.91 | 68.41 | 65.52 | 75.23 | 78.35 | 73.28
12 | 1 | 12 | 67370.8865 | 13768.5642 | 4590.1818 | 5012.0103 | 4247.4034 | 1703.0409 | 1933.5937 | 1255.1305 | 51.81 | 60.25 | 15 | 9.6962 | 73.77 | 72.24 | 68.21 | 74.53 | 77.08 | 72.93
13 | 1 | 13 | 67639.7179 | 13562.2789 | 4609.3375 | 5044.9341 | 4246.0959 | 1745.6839 | 2179.5249 | 1255.1305 | 47.91 | 54.16 | 4 | 6.0154 | 64.9 | 66.13 | 59.93 | 79.2 | 79.01 | 73.37
14 | 1 | 14 | 67063.9033 | 13589.1251 | 4546.9923 | 4976.5265 | 4232.0566 | 1688.0059 | 1955.353 | 1204.1654 | 47.02 | 52.75 | 6 | 5.7523 | 61.88 | 62.35 | 58.45 | 78.19 | 78.24 | 72.91
15 | 1 | 15 | 67102.6261 | 13768.5642 | 4551.5628 | 4962.5226 | 4288.1702 | 1732.0332 | 1933.5937 | 1224.2004 | 48.12 | 54.97 | 8 | 6.66 | 65.11 | 66.9 | 61.08 | 77.5 | 79.48 | 73.04
16 | 1 | 16 | 67561.7421 | 13081.4608 | 4572.3396 | 5010.1994 | 4248.9959 | 1732.0332 | 1870.9715 | 1224.2004 | 43.72 | 46.65 | 3 | 1.9706 | 51.83 | 50.48 | 49.51 | 78.38 | 78.94 | 73.07
17 | 1 | 17 | 66716.6297 | 13543.6234 | 4489.9981 | 4901.7341 | 4180.8981 | 1688.0059 | 1870.9715 | 1204.1654 | 40.58 | 42.58 | 1 | 0.014481 | 45.72 | 45.11 | 44.53 | 80.65 | 80.45 | 74.2
18 | 1 | 18 | 67190.1365 | 13733.7575 | 4531.6103 | 4998.4029 | 4262.0368 | 1697.6657 | 1970.0517 | 1275.5213 | 45.01 | 50.04 | 7 | 3.8865 | 57.11 | 58.68 | 54.91 | 79.06 | 79.47 | 73.81
19 | 1 | 19 | 66849.4937 | 13081.4608 | 4471.2878 | 4901.1478 | 4155.7254 | 1732.0332 | 1870.9715 | 1141.8102 | 42.51 | 45.41 | 3 | 1.6249 | 48.92 | 49.09 | 48.09 | 78.58 | 78.75 | 73.69
20 | 1 | 20 | 67374.2091 | 13193.2096 | 4592.3937 | 5007.7056 | 4257.4651 | 1732.0332 | 1870.9715 | 1194.0563 | 46.4 | 51.25 | 4 | 5.003 | 61.52 | 57.19 | 56.5 | 77.11 | 79.58 | 73.85
21 | 1 | 21 | 67824.7655 | 13581.3698 | 4639.7495 | 5102.6827 | 4315.5814 | 1690.6183 | 1844.0769 | 1224.2004 | 43.89 | 46.97 | 2 | 1.8243 | 50.98 | 51.01 | 50.09 | 77.83 | 77.8 | 73
22 | 1 | 22 | 66940.7656 | 13499.0769 | 4538.48 | 4909.6855 | 4227.4177 | 1732.0332 | 1730.1306 | 1217.1312 | 48.52 | 55.7 | 7 | 7.5207 | 66.47 | 66.16 | 62.76 | 76.27 | 77 | 73.38
23 | 1 | 23 | 67295.8262 | 13746.2903 | 4642.4585 | 5042.2704 | 4273.7738 | 1697.6657 | 2062.5312 | 1217.1312 | 44.62 | 48.73 | 4 | 3.0479 | 54.63 | 55.58 | 52.87 | 78.23 | 78.66 | 73.43
24 | 1 | 24 | 67151.1123 | 13780.5895 | 4540.8212 | 4984.0671 | 4200.8449 | 1732.0332 | 2074.6333 | 1277.7809 | 49.28 | 56.94 | 7 | 8.1259 | 71.73 | 71.06 | 63.09 | 80.68 | 80.73 | 72.25
25 | 1 | 25 | 67387.7678 | 13290.9321 | 4601.3782 | 5030.7675 | 4292.6827 | 1703.0409 | 1819.0598 | 1255.1305 | 44.32 | 47.77 | 7 | 2.8106 | 54.88 | 52.02 | 51.58 | 78.35 | 79.21 | 73.23
26 | 1 | 26 | 66498.349 | 13780.5895 | 4490.2907 | 4871.6033 | 4188.4152 | 1710.3076 | 1984.5542 | 1208.1911 | 46.87 | 53.8 | 7 | 6.1912 | 66.03 | 66.46 | 55.64 | 81.32 | 80.2 | 69.65
27 | 1 | 27 | 67064.9434 | 13774.0346 | 4545.3006 | 4975.4782 | 4298.9207 | 1703.0409 | 1893.5962 | 1255.1305 | 44.93 | 48.96 | 6 | 3.4883 | 56.01 | 54.82 | 53.34 | 78.35 | 78.16 | 73.18
28 | 1 | 28 | 68343.8026 | 13768.5642 | 4725.9375 | 5205.9846 | 4403.4308 | 1703.0409 | 1970.0517 | 1275.5213 | 57.95 | 70.23 | 15 | 15.077 | 83.79 | 90.5 | 80.75 | 68.99 | 73.81 | 70.96
29 | 1 | 29 | 67575.8045 | 13543.7784 | 4603.7301 | 5056.4985 | 4255.6381 | 1696.5144 | 1870.9715 | 1255.1305 | 51.58 | 59.14 | 11 | 9.3976 | 70.34 | 72.39 | 66.58 | 75.56 | 74.82 | 70.88
30 | 1 | 30 | 67618.199 | 13589.1251 | 4605.018 | 5047.9695 | 4283.7228 | 1930.1929 | 2017.1431 | 1170.5337 | 55.45 | 66.7 | 10 | 13.5923 | 86.83 | 89.33 | 75.83 | 80.56 | 79.8 | 70.42
31 | 1 | 31 | 68110.4826 | 13733.7575 | 4672.2281 | 5170.68 | 4329.8869 | 1697.6657 | 1970.0517 | 1275.5213 | 57.95 | 70.72 | 19 | 15.2645 | 88.02 | 94.47 | 83.76 | 76.25 | 78.61 | 73.12
32 | 1 | 32 | 67066.5613 | 13367.6111 | 4550.2568 | 4954.6197 | 4178.0771 | 1688.0059 | 1870.9715 | 1139.4621 | 40.94 | 42.95 | 1 | 0.21283 | 46.12 | 45.67 | 45.25 | 79.81 | 79.82 | 74.35
33 | 1 | 33 | 67156.4343 | 13562.2789 | 4516.2662 | 4987.1664 | 4224.676 | 1745.6839 | 2179.5249 | 1217.1312 | 46.65 | 52.61 | 5 | 5.4229 | 63.93 | 64.62 | 57.89 | 81.02 | 80.93 | 73.82
34 | 1 | 34 | 67187.86 | 13746.2903 | 4524.3042 | 4967.9689 | 4267.1375 | 1697.6657 | 2062.5312 | 1224.2004 | 46.45 | 51.75 | 6 | 5.1735 | 60.72 | 61.2 | 56.52 | 77.72 | 79.73 | 72.64
35 | 1 | 35 | 67273.719 | 13629.5608 | 4538.4481 | 5007.4622 | 4246.4969 | 1637.4078 | 1895.7759 | 1274.5648 | 43.96 | 47.64 | 4 | 2.5782 | 52.92 | 53.2 | 50.61 | 79.13 | 79.04 | 72.73
36 | 1 | 36 | 68256.8574 | 13733.0396 | 4675.5035 | 5149.7226 | 4326.5591 | 1695.8651 | 1958.8302 | 1224.2004 | 48.25 | 54.06 | 8 | 5.6027 | 60.85 | 63.6 | 59.73 | 75.71 | 76.88 | 72.89
37 | 1 | 37 | 67399.6528 | 13746.2903 | 4517.625 | 5011.0345 | 4223.2529 | 1695.8651 | 2062.5312 | 1255.1305 | 51.98 | 60.31 | 8 | 10.2906 | 73.87 | 76.51 | 69.86 | 76.74 | 79.69 | 73.01
38 | 1 | 38 | 67430.632 | 13081.4608 | 4512.2439 | 4995.1722 | 4257.0056 | 1619.511 | 1870.9715 | 1255.1305 | 41.86 | 43.81 | 1 | 0.19789 | 46.84 | 46.5 | 46.16 | 80.11 | 79.62 | 73.96
39 | 1 | 39 | 67935.3589 | 13758.1497 | 4623.9254 | 5096.794 | 4305.2444 | 1690.6183 | 2074.6333 | 1277.7809 | 55.04 | 65.7 | 12 | 12.6021 | 81.59 | 85.94 | 77.6 | 77.86 | 78.27 | 73.76
40 | 1 | 40 | 68073.3366 | 13499.0769 | 4645.3734 | 5137.5979 | 4352.4607 | 1732.0332 | 1870.9715 | 1307.7721 | 47.66 | 53.38 | 4 | 5.3004 | 60.32 | 61.56 | 58.92 | 76.42 | 76.03 | 72.93
41 | 1 | 41 | 68161.6274 | 14273.7851 | 4701.1773 | 5178.0308 | 4307.7695 | 1776.6768 | 2155.1212 | 1332.5835 | 54.53 | 64.71 | 10 | 11.8639 | 81.48 | 82.85 | 74.3 | 77.95 | 78.93 | 72.45
42 | 1 | 42 | 67263.2815 | 13562.2789 | 4570.136 | 5009.2498 | 4234.3809 | 1745.6839 | 2179.5249 | 1164.8317 | 47 | 52.85 | 6 | 5.4019 | 64.24 | 64.76 | 58.18 | 80.75 | 80.67 | 73.8
43 | 1 | 43 | 67905.3238 | 13746.2903 | 4652.3173 | 5127.7751 | 4328.4978 | 1745.6839 | 2179.5249 | 1224.2481 | 55.29 | 66.73 | 13 | 12.8928 | 80.59 | 86.54 | 77.37 | 73.28 | 75.9 | 72.85
44 | 1 | 44 | 66958.5543 | 13768.5642 | 4468.3063 | 4965.8888 | 4228.2824 | 1776.7469 | 1990.4801 | 1224.2004 | 49.94 | 58.72 | 10 | 8.9042 | 70.34 | 74.99 | 66.69 | 76.89 | 78.74 | 73.38
45 | 1 | 45 | 67968.8727 | 13733.7575 | 4621.0844 | 5121.7303 | 4257.7044 | 1732.0332 | 1970.0517 | 1275.5213 | 55.05 | 65.62 | 11 | 12.7394 | 80.79 | 82.2 | 75.88 | 72.05 | 76.55 | 72.79
46 | 1 | 46 | 68221.3416 | 13768.5642 | 4643.4275 | 5155.503 | 4349.4205 | 1732.0332 | 1933.5937 | 1224.2004 | 61.42 | 76.13 | 19 | 18.3886 | 92.41 | 101.16 | 88.59 | 67.92 | 71.2 | 69.9
47 | 1 | 47 | 68370.1409 | 13774.0346 | 4656.1725 | 5186.2372 | 4331.3192 | 1776.7469 | 2074.6333 | 1277.7809 | 57.22 | 68.24 | 11 | 13.8494 | 78.02 | 84.39 | 77.7 | 67.1 | 69.45 | 69.82
48 | 1 | 48 | 68473.2934 | 13774.0346 | 4667.6872 | 5188.377 | 4357.7708 | 1930.1929 | 2017.1431 | 1335.254 | 64.92 | 80.19 | 16 | 21.9117 | 109.35 | 106.07 | 92.44 | 72.74 | 76.46 | 68.59
49 | 1 | 49 | 68076.0979 | 13746.2903 | 4672.864 | 5187.7845 | 4362.4009 | 1703.6193 | 2062.5312 | 1278.4836 | 74.32 | 97.7 | 31 | 31.1618 | 126.48 | 139.55 | 117.3 | 64.68 | 70.53 | 69.71
50 | 1 | 50 | 68378.8094 | 14273.7851 | 4676.1655 | 5185.8044 | 4368.4563 | 1749.7755 | 2151.4367 | 1307.7721 | 74.88 | 99.1 | 25 | 31.7767 | 133.99 | 142.79 | 114.77 | 69.09 | 69.55 | 65.54
51 | 2 | 1 | 67606.3264 | 13193.2096 | 4626.5642 | 5047.1045 | 4304.4519 | 1697.6657 | 1770.3254 | 1274.5648 | 41.72 | 43.61 | 0 | 0 | 47.01 | 46.12 | 45.78 | 79.86 | 79.37 | 73.53
52 | 2 | 2 | 66672.6763 | 12585.4243 | 4523.9945 | 4894.3707 | 4145.5405 | 1690.6183 | 1611.9274 | 1142.7283 | 41.1 | 43.05 | 1 | 0.12074 | 46.68 | 45.61 | 45.48 | 80.46 | 80.32 | 74.76
53 | 2 | 3 | 67459.7763 | 13746.2903 | 4608.3433 | 5054.2557 | 4238.3662 | 1732.0332 | 2062.5312 | 1224.2481 | 45.62 | 50.3 | 6 | 4.233 | 57.82 | 56.54 | 55.01 | 77.2 | 77.96 | 73.54
54 | 2 | 4 | 67837.687 | 13733.7575 | 4603.137 | 5079.2957 | 4243.6131 | 1732.0332 | 1970.0517 | 1275.5213 | 54 | 63.21 | 9 | 11.8575 | 76.79 | 78.55 | 75.12 | 72.92 | 76.07 | 73.94
55 | 2 | 5 | 66726.1562 | 13193.2096 | 4542.6669 | 4911.7678 | 4224.0818 | 1732.0332 | 1870.9715 | 1217.1312 | 41.56 | 43.72 | 1 | 0.47141 | 47.73 | 46.44 | 46.1 | 80.04 | 80.18 | 73.98
56 | 2 | 6 | 67215.124 | 13214.3781 | 4553.7404 | 4977.3272 | 4267.8076 | 1703.0409 | 1815.4507 | 1164.1371 | 42.48 | 45.18 | 1 | 1.2663 | 48.8 | 48.7 | 48.01 | 78.74 | 78.58 | 73.38
57 | 2 | 7 | 67910.5983 | 13543.7784 | 4692.7686 | 5117.3782 | 4322.4205 | 1732.0332 | 1870.9715 | 1208.1911 | 47.13 | 51.89 | 4 | 4.9651 | 62.14 | 57.55 | 56.97 | 76.79 | 78.84 | 73.4
58 | 2 | 8 | 67989.5809 | 13774.0346 | 4684.7665 | 5096.576 | 4368.7049 | 1745.6839 | 2179.5249 | 1239.5136 | 56.3 | 67.5 | 11 | 13.9999 | 80.96 | 85.91 | 76.3 | 71.71 | 72.33 | 69.32
59 | 2 | 9 | 67837.9483 | 13562.2789 | 4685.0822 | 5124.7966 | 4350.294 | 1745.6839 | 2179.5249 | 1217.1312 | 54.85 | 64.55 | 8 | 13.0766 | 80.64 | 81.88 | 73.7 | 73.69 | 76.39 | 70.71
60 | 2 | 10 | 67289.3452 | 13758.1497 | 4562.7185 | 5009.8547 | 4216.5752 | 1697.6657 | 2074.6333 | 1277.7809 | 46.42 | 51.85 | 4 | 4.957 | 61.11 | 62.78 | 57.18 | 80.61 | 80.87 | 73.58
61 | 2 | 11 | 67829.3812 | 13581.3698 | 4627.1132 | 5094.5821 | 4301.2679 | 1732.0332 | 1870.9715 | 1217.1312 | 48.11 | 53.98 | 8 | 6.2968 | 62 | 63.37 | 60.31 | 75.52 | 75.04 | 72.48
62 | 2 | 12 | 67370.8865 | 13768.5642 | 4590.1818 | 5012.0103 | 4247.4034 | 1703.0409 | 1933.5937 | 1255.1305 | 51.37 | 59.93 | 8 | 9.652 | 72.46 | 72.76 | 68.01 | 74.17 | 77.01 | 72.94
63 | 2 | 13 | 67639.7179 | 13562.2789 | 4609.3375 | 5044.9341 | 4246.0959 | 1745.6839 | 2179.5249 | 1255.1305 | 46.76 | 51.25 | 5 | 4.7293 | 57.57 | 57.08 | 57.01 | 75.87 | 75.42 | 73.24
64 | 2 | 14 | 67063.9033 | 13589.1251 | 4546.9923 | 4976.5265 | 4232.0566 | 1688.0059 | 1955.353 | 1204.1654 | 44.4 | 47.73 | 3 | 3.2917 | 54.98 | 51.88 | 52.08 | 77.2 | 78.68 | 73.7
65 | 2 | 15 | 67102.6261 | 13768.5642 | 4551.5628 | 4962.5226 | 4288.1702 | 1732.0332 | 1933.5937 | 1224.2004 | 46.38 | 52.35 | 5 | 5.0502 | 60.49 | 62.89 | 57.56 | 78.54 | 79.68 | 73.38
66 | 2 | 16 | 67561.7421 | 13081.4608 | 4572.3396 | 5010.1994 | 4248.9959 | 1732.0332 | 1870.9715 | 1224.2004 | 41.33 | 43.21 | 0 | 0 | 46.42 | 45.65 | 45.18 | 80.06 | 79.59 | 73.74
67 | 2 | 17 | 66716.6297 | 13543.6234 | 4489.9981 | 4901.7341 | 4180.8981 | 1688.0059 | 1870.9715 | 1204.1654 | 48.88 | 55.04 | 6 | 8.5039 | 65.9 | 63.29 | 60.92 | 71.12 | 76.46 | 71.03
68 | 2 | 18 | 67190.1365 | 13733.7575 | 4531.6103 | 4998.4029 | 4262.0368 | 1697.6657 | 1970.0517 | 1275.5213 | 52.66 | 63.63 | 13 | 11.659 | 77.92 | 84.06 | 73.77 | 75.65 | 78.2 | 73.35
69 | 2 | 19 | 66849.4937 | 13081.4608 | 4471.2878 | 4901.1478 | 4155.7254 | 1732.0332 | 1870.9715 | 1141.8102 | 45.38 | 49.92 | 3 | 4.6646 | 58.97 | 55.06 | 54.47 | 76.93 | 79.51 | 73.79
70 | 2 | 20 | 67374.2091 | 13193.2096 | 4592.3937 | 5007.7056 | 4257.4651 | 1732.0332 | 1870.9715 | 1194.0563 | 44.65 | 49.12 | 2 | 3.3974 | 55.66 | 56.79 | 53.19 | 79.9 | 80.34 | 73.41
71 | 2 | 21 | 67824.7655 | 13581.3698 | 4639.7495 | 5102.6827 | 4315.5814 | 1690.6183 | 1844.0769 | 1224.2004 | 45.36 | 49.15 | 3 | 3.635 | 54.45 | 53.96 | 53.12 | 75.55 | 76.12 | 72.23
72 | 2 | 22 | 66940.7656 | 13499.0769 | 4538.48 | 4909.6855 | 4227.4177 | 1732.0332 | 1730.1306 | 1217.1312 | 50.91 | 58.06 | 7 | 10.2165 | 65.93 | 71.96 | 65.91 | 72.18 | 75.33 | 70.22
73 | 2 | 23 | 67295.8262 | 13746.2903 | 4642.4585 | 5042.2704 | 4273.7738 | 1697.6657 | 2062.5312 | 1217.1312 | 43.88 | 47.14 | 2 | 2.494 | 53.05 | 50.83 | 50.5 | 77.3 | 78.8 | 73.33
74 | 2 | 24 | 67151.1123 | 13780.5895 | 4540.8212 | 4984.0671 | 4200.8449 | 1732.0332 | 2074.6333 | 1277.7809 | 61.61 | 76.82 | 14 | 20.2007 | 102.46 | 104.78 | 88.22 | 75.25 | 78.77 | 67.4
75 | 2 | 25 | 67387.7678 | 13290.9321 | 4601.3782 | 5030.7675 | 4292.6827 | 1703.0409 | 1819.0598 | 1255.1305 | 41.53 | 43.56 | 1 | 0.027347 | 47.08 | 46.15 | 45.79 | 80.21 | 79.69 | 73.78
76 | 2 | 26 | 66498.349 | 13780.5895 | 4490.2907 | 4871.6033 | 4188.4152 | 1710.3076 | 1984.5542 | 1208.1911 | 46.16 | 52.36 | 5 | 5.7275 | 63.49 | 63.47 | 54.26 | 80.12 | 79.85 | 69.7
77 | 2 | 27 | 67064.9434 | 13774.0346 | 4545.3006 | 4975.4782 | 4298.9207 | 1703.0409 | 1893.5962 | 1255.1305 | 46.12 | 50.73 | 8 | 4.9583 | 59.52 | 56.57 | 55.04 | 75.95 | 78.8 | 72.4
78 | 2 | 28 | 68343.8026 | 13768.5642 | 4725.9375 | 5205.9846 | 4403.4308 | 1703.0409 | 1970.0517 | 1275.5213 | 55.63 | 67.5 | 10 | 13.0036 | 80.87 | 88.45 | 78.56 | 73.26 | 76.91 | 73.41
79 | 2 | 29 | 67575.8045 | 13543.7784 | 4603.7301 | 5056.4985 | 4255.6381 | 1696.5144 | 1870.9715 | 1255.1305 | 45.22 | 49.79 | 4 | 3.4562 | 56.2 | 57.65 | 54.1 | 79.81 | 80.35 | 73.75
80 | 2 | 30 | 67618.199 | 13589.1251 | 4605.018 | 5047.9695 | 4283.7228 | 1930.1929 | 2017.1431 | 1170.5337 | 53.06 | 62.37 | 8 | 11.2662 | 82.26 | 78.46 | 71.07 | 79.59 | 77.77 | 72.45
81 | 2 | 31 | 68110.4826 | 13733.7575 | 4672.2281 | 5170.68 | 4329.8869 | 1697.6657 | 1970.0517 | 1275.5213 | 54.21 | 64.63 | 8 | 11.9972 | 79.48 | 82.24 | 75.6 | 73.68 | 78.14 | 74.26
82 | 2 | 32 | 67066.5613 | 13367.6111 | 4550.2568 | 4954.6197 | 4178.0771 | 1688.0059 | 1870.9715 | 1139.4621 | 45.69 | 50.09 | 4 | 4.9257 | 58.89 | 55.75 | 55.18 | 75.8 | 78.9 | 73.35
83 | 2 | 33 | 67156.4343 | 13562.2789 | 4516.2662 | 4987.1664 | 4224.676 | 1745.6839 | 2179.5249 | 1217.1312 | 40.99 | 43.07 | 2 | 0.059744 | 46.12 | 45.87 | 45.21 | 80.45 | 80.21 | 74.22
84 | 2 | 34 | 67187.86 | 13746.2903 | 4524.3042 | 4967.9689 | 4267.1375 | 1697.6657 | 2062.5312 | 1224.2004 | 42.41 | 44.9 | 2 | 1.3042 | 49.4 | 48.07 | 47.93 | 79.47 | 78.98 | 73.54
85 | 2 | 35 | 67273.719 | 13629.5608 | 4538.4481 | 5007.4622 | 4246.4969 | 1637.4078 | 1895.7759 | 1274.5648 | 42.88 | 45.75 | 2 | 1.691 | 50.95 | 49.43 | 48.56 | 79.14 | 79.61 | 73.28
86 | 2 | 36 | 68256.8574 | 13733.0396 | 4675.5035 | 5149.7226 | 4326.5591 | 1695.8651 | 1958.8302 | 1224.2004 | 51.58 | 58.57 | 6 | 8.8125 | 67.31 | 67.96 | 65.04 | 70.69 | 73.98 | 71.05
87 | 2 | 37 | 67399.6528 | 13746.2903 | 4517.625 | 5011.0345 | 4223.2529 | 1695.8651 | 2062.5312 | 1255.1305 | 43.07 | 46.05 | 1 | 1.6336 | 51.26 | 49.76 | 49.45 | 79.32 | 79.87 | 74.46
88 | 2 | 38 | 67430.632 | 13081.4608 | 4512.2439 | 4995.1722 | 4257.0056 | 1619.511 | 1870.9715 | 1255.1305 | 41.75 | 43.68 | 1 | 0.3136 | 46.86 | 46.34 | 46.03 | 79.8 | 79.61 | 73.8
89 | 2 | 39 | 67935.3589 | 13758.1497 | 4623.9254 | 5096.794 | 4305.2444 | 1690.6183 | 2074.6333 | 1277.7809 | 51.54 | 59.64 | 8 | 9.1853 | 70.54 | 74.58 | 68.94 | 75.32 | 76.53 | 73.38
90 | 2 | 40 | 68073.3366 | 13499.0769 | 4645.3734 | 5137.5979 | 4352.4607 | 1732.0332 | 1870.9715 | 1307.7721 | 45.61 | 49.88 | 4 | 3.5395 | 54.93 | 55.69 | 54.23 | 76.64 | 76.31 | 72.79
91 | 2 | 41 | 68161.6274 | 14273.7851 | 4701.1773 | 5178.0308 | 4307.7695 | 1776.6768 | 2155.1212 | 1332.5835 | 66.16 | 86.6 | 15 | 23.4301 | 118.74 | 126.84 | 104.89 | 79.52 | 81.09 | 74.95
92 | 2 | 42 | 67263.2815 | 13562.2789 | 4570.136 | 5009.2498 | 4234.3809 | 1745.6839 | 2179.5249 | 1164.8317 | 44.77 | 49.11 | 2 | 3.3974 | 55.42 | 56.72 | 53.13 | 79.74 | 80.24 | 73.45
93 | 2 | 43 | 67905.3238 | 13746.2903 | 4652.3173 | 5127.7751 | 4328.4978 | 1745.6839 | 2179.5249 | 1224.2481 | 54.8 | 66.27 | 10 | 12.5628 | 81.93 | 87.53 | 76.83 | 76.19 | 78.52 | 73.43
94 | 2 | 44 | 66958.5543 | 13768.5642 | 4468.3063 | 4965.8888 | 4228.2824 | 1776.7469 | 1990.4801 | 1224.2004 | 55.95 | 69.24 | 11 | 15.0295 | 90.25 | 95.33 | 80.11 | 77.46 | 78.24 | 72.03
95 | 2 | 45 | 67968.8727 | 13733.7575 | 4621.0844 | 5121.7303 | 4257.7044 | 1732.0332 | 1970.0517 | 1275.5213 | 56.16 | 67.42 | 12 | 13.9119 | 83.9 | 85.03 | 78.11 | 71.2 | 76.63 | 72.52
96 | 2 | 46 | 68221.3416 | 13768.5642 | 4643.4275 | 5155.503 | 4349.4205 | 1732.0332 | 1933.5937 | 1224.2004 | 67.75 | 86.95 | 20 | 24.8298 | 107.07 | 119.78 | 101.44 | 62.99 | 68.46 | 67.18
97 | 2 | 47 | 68370.1409 | 13774.0346 | 4656.1725 | 5186.2372 | 4331.3192 | 1776.7469 | 2074.6333 | 1277.7809 | 59.49 | 72.29 | 17 | 16.2067 | 94.94 | 92.36 | 84.56 | 74.63 | 77.09 | 72.86
98 | 2 | 48 | 68473.2934 | 13774.0346 | 4667.6872 | 5188.377 | 4357.7708 | 1930.1929 | 2017.1431 | 1335.254 | 61.76 | 76.51 | 16 | 18.7639 | 104.85 | 105 | 86.34 | 80.79 | 76.49 | 68.65
99 | 2 | 49 | 68076.0979 | 13746.2903 | 4672.864 | 5187.7845 | 4362.4009 | 1703.6193 | 2062.5312 | 1278.4836 | 75.93 | 102.06 | 27 | 33.1178 | 136.86 | 148.27 | 123.73 | 67.29 | 75.17 | 72.99
100 | 2 | 50 | 68378.8094 | 14273.7851 | 4676.1655 | 5185.8044 | 4368.4563 | 1749.7755 | 2151.4367 | 1307.7721 | 62.99 | 79.16 | 20 | 19.9876 | 101.78 | 106.55 | 90.32 | 72.57 | 74.46 | 69.85
101 | 3 | 1 | 67606.3264 | 13193.2096 | 4626.5642 | 5047.1045 | 4304.4519 | 1697.6657 | 1770.3254 | 1274.5648 | 43.66 | 46.73 | 2 | 2.0832 | 53.23 | 50.69 | 50.04 | 78.85 | 79.34 | 73.36
102 | 3 | 2 | 66672.6763 | 12585.4243 | 4523.9945 | 4894.3707 | 4145.5405 | 1690.6183 | 1611.9274 | 1142.7283 | 40.87 | 42.74 | 0 | 0 | 46.11 | 45.16 | 45.01 | 80.43 | 80.25 | 74.63
103 | 3 | 3 | 67459.7763 | 13746.2903 | 4608.3433 | 5054.2557 | 4238.3662 | 1732.0332 | 2062.5312 | 1224.2481 | 55.03 | 66.24 | 12 | 13.3523 | 79.61 | 83.88 | 78.26 | 71.55 | 73.06 | 73.35
104 | 3 | 4 | 67837.687 | 13733.7575 | 4603.137 | 5079.2957 | 4243.6131 | 1732.0332 | 1970.0517 | 1275.5213 | 46.85 | 52.15 | 4 | 4.8383 | 61.14 | 60.62 | 58.03 | 78.07 | 79.47 | 74.46
105 | 3 | 5 | 66726.1562 | 13193.2096 | 4542.6669 | 4911.7678 | 4224.0818 | 1732.0332 | 1870.9715 | 1217.1312 | 45.34 | 49.74 | 3 | 4.5669 | 57.72 | 57.66 | 53.05 | 77.04 | 78.84 | 71.63
106 | 3 | 6 | 67215.124 | 13214.3781 | 4553.7404 | 4977.3272 | 4267.8076 | 1703.0409 | 1815.4507 | 1164.1371 | 42.62 | 45.21 | 3 | 1.5503 | 49.56 | 48.54 | 47.93 | 78.51 | 78.88 | 73.02
107 | 3 | 7 | 67910.5983 | 13543.7784 | 4692.7686 | 5117.3782 | 4322.4205 | 1732.0332 | 1870.9715 | 1208.1911 | 45.38 | 49.24 | 3 | 3.3752 | 57.67 | 54.24 | 53.15 | 78.39 | 79.18 | 72.66
108 | 3 | 8 | 67989.5809 | 13774.0346 | 4684.7665 | 5096.576 | 4368.7049 | 1745.6839 | 2179.5249 | 1239.5136 | 47.9 | 52.66 | 4 | 5.9096 | 59.63 | 60.02 | 57.52 | 75.48 | 74.16 | 70.15
109 | 3 | 9 | 67837.9483 | 13562.2789 | 4685.0822 | 5124.7966 | 4350.294 | 1745.6839 | 2179.5249 | 1217.1312 | 49.84 | 57.19 | 6 | 8.1919 | 69.1 | 68.42 | 64.75 | 75.62 | 77.43 | 72.62
110 | 3 | 10 | 67289.3452 | 13758.1497 | 4562.7185 | 5009.8547 | 4216.5752 | 1697.6657 | 2074.6333 | 1277.7809 | 42.91 | 46.18 | 1 | 1.6988 | 51.79 | 51.93 | 49.79 | 81.02 | 80.74 | 74.43
111 | 3 | 11 | 67829.3812 | 13581.3698 | 4627.1132 | 5094.5821 | 4301.2679 | 1732.0332 | 1870.9715 | 1217.1312 | 46.47 | 51.03 | 4 | 4.7121 | 58.51 | 57.11 | 55.89 | 75.46 | 77.78 | 72.97
112 | 3 | 12 | 67370.8865 | 13768.5642 | 4590.1818 | 5012.0103 | 4247.4034 | 1703.0409 | 1933.5937 | 1255.1305 | 56.4 | 68.43 | 11 | 14.5807 | 85.44 | 88.31 | 79.89 | 71.89 | 75.46 | 72.43
113 | 3 | 13 | 67639.7179 | 13562.2789 | 4609.3375 | 5044.9341 | 4246.0959 | 1745.6839 | 2179.5249 | 1255.1305 | 44.86 | 49.08 | 2 | 3.1605 | 55.59 | 55.84 | 53.3 | 78.84 | 78.43 | 73.7
114 | 3 | 14 | 67063.9033 | 13589.1251 | 4546.9923 | 4976.5265 | 4232.0566 | 1688.0059 | 1955.353 | 1204.1654 | 44.34 | 48.75 | 3 | 3.4151 | 56.08 | 57.03 | 52.91 | 80.9 | 80.97 | 73.43
115 | 3 | 15 | 67102.6261 | 13768.5642 | 4551.5628 | 4962.5226 | 4288.1702 | 1732.0332 | 1933.5937 | 1224.2004 | 53.58 | 63.43 | 9 | 12.3703 | 78.49 | 80.17 | 72.03 | 71.87 | 76.92 | 71.02
116 | 3 | 16 | 67561.7421 | 13081.4608 | 4572.3396 | 5010.1994 | 4248.9959 | 1732.0332 | 1870.9715 | 1224.2004 | 41.37 | 43.25 | 0 | 0 | 46.45 | 45.71 | 45.24 | 80.05 | 79.6 | 73.75
117 | 3 | 17 | 66716.6297 | 13543.6234 | 4489.9981 | 4901.7341 | 4180.8981 | 1688.0059 | 1870.9715 | 1204.1654 | 40.68 | 42.95 | 1 | 0.35165 | 46.35 | 46.04 | 45.08 | 80.42 | 80.4 | 74.1
118 | 3 | 18 | 67190.1365 | 13733.7575 | 4531.6103 | 4998.4029 | 4262.0368 | 1697.6657 | 1970.0517 | 1275.5213 | 51.24 | 60.09 | 10 | 10.3221 | 74.27 | 75.31 | 68.98 | 75.07 | 77.96 | 72.45
119 | 3 | 19 | 66849.4937 | 13081.4608 | 4471.2878 | 4901.1478 | 4155.7254 | 1732.0332 | 1870.9715 | 1141.8102 | 40.71 | 42.74 | 1 | 0.31061 | 46.26 | 45.29 | 45.11 | 80.45 | 80.21 | 74.58
120 | 3 | 20 | 67374.2091 | 13193.2096 | 4592.3937 | 5007.7056 | 4257.4651 | 1732.0332 | 1870.9715 | 1194.0563 | 41.13 | 43.21 | 0 | 0 | 46.79 | 46.02 | 45.51 | 80.42 | 80.08 | 74.13
121 | 3 | 21 | 67824.7655 | 13581.3698 | 4639.7495 | 5102.6827 | 4315.5814 | 1690.6183 | 1844.0769 | 1224.2004 | 43.8 | 47.19 | 2 | 2.2772 | 51.23 | 51.78 | 50.48 | 77.29 | 77.19 | 72.73
122 | 3 | 22 | 66940.7656 | 13499.0769 | 4538.48 | 4909.6855 | 4227.4177 | 1732.0332 | 1730.1306 | 1217.1312 | 41.33 | 43.67 | 1 | 0.70832 | 48.22 | 46.64 | 46.26 | 80.2 | 80.29 | 74.07
123 | 3 | 23 | 67295.8262 | 13746.2903 | 4642.4585 | 5042.2704 | 4273.7738 | 1697.6657 | 2062.5312 | 1217.1312 | 49 | 56.21 | 5 | 7.4147 | 65.6 | 68.04 | 63.27 | 75.83 | 76.17 | 72.89
124 | 3 | 24 | 67151.1123 | 13780.5895 | 4540.8212 | 4984.0671 | 4200.8449 | 1732.0332 | 2074.6333 | 1277.7809 | 53.43 | 64.82 | 11 | 12.3813 | 85.33 | 86.68 | 71.35 | 82.13 | 81.41 | 69.71
125 | 3 | 25 | 67387.7678 | 13290.9321 | 4601.3782 | 5030.7675 | 4292.6827 | 1703.0409 | 1819.0598 | 1255.1305 | 41.89 | 44.2 | 2 | 0.49103 | 47.95 | 47.34 | 46.67 | 79.76 | 79.37 | 73.59
126 | 3 | 26 | 66498.349 | 13780.5895 | 4490.2907 | 4871.6033 | 4188.4152 | 1710.3076 | 1984.5542 | 1208.1911 | 45.89 | 52.42 | 5 | 5.7033 | 62.64 | 64.26 | 55.7 | 79.93 | 80.12 | 71.32
127 | 3 | 27 | 67064.9434 | 13774.0346 | 4545.3006 | 4975.4782 | 4298.9207 | 1703.0409 | 1893.5962 | 1255.1305 | 47.96 | 54.84 | 7 | 6.8431 | 66.04 | 66.22 | 60.97 | 78.74 | 76.9 | 72.41
128 | 3 | 28 | 68343.8026 | 13768.5642 | 4725.9375 | 5205.9846 | 4403.4308 | 1703.0409 | 1970.0517 | 1275.5213 | 50.86 | 59.33 | 9 | 8.2818 | 69.9 | 74.17 | 67.54 | 76.37 | 78.73 | 73.94
129 | 3 | 29 | 67575.8045 | 13543.7784 | 4603.7301 | 5056.4985 | 4255.6381 | 1696.5144 | 1870.9715 | 1255.1305 | 50.07 | 56.83 | 9 | 8.3016 | 66.39 | 67.85 | 63.54 | 73.86 | 72.87 | 71
130 | 3 | 30 | 67618.199 | 13589.1251 | 4605.018 | 5047.9695 | 4283.7228 | 1930.1929 | 2017.1431 | 1170.5337 | 64.32 | 79.95 | 16 | 22.2696 | 107.23 | 112.94 | 96.63 | 76.57 | 77.69 | 69.84
131 | 3 | 31 | 68110.4826 | 13733.7575 | 4672.2281 | 5170.68 | 4329.8869 | 1697.6657 | 1970.0517 | 1275.5213 | 57.91 | 71.5 | 12 | 15.6267 | 87.81 | 95.89 | 85.84 | 72.93 | 76.28 | 74.53
132 | 3 | 32 | 67066.5613 | 13367.6111 | 4550.2568 | 4954.6197 | 4178.0771 | 1688.0059 | 1870.9715 | 1139.4621 | 46.45 | 52.05 | 6 | 5.7186 | 61.17 | 60.98 | 57.97 | 77.09 | 77.91 | 73.22
133 | 3 | 33 | 67156.4343 | 13562.2789 | 4516.2662 | 4987.1664 | 4224.676 | 1745.6839 | 2179.5249 | 1217.1312 | 48.58 | 54.76 | 6 | 7.718 | 66.63 | 63.89 | 63.01 | 76.77 | 76.68 | 73.47
134 | 3 | 34 | 67187.86 | 13746.2903 | 4524.3042 | 4967.9689 | 4267.1375 | 1697.6657 | 2062.5312 | 1224.2004 | 41.31 | 43.48 | 2 | 0.54923 | 47.14 | 46.48 | 45.69 | 79.95 | 79.33 | 73.29
135 | 3 | 35 | 67273.719 | 13629.5608 | 4538.4481 | 5007.4622 | 4246.4969 | 1637.4078 | 1895.7759 | 1274.5648 | 41.12 | 43.14 | 1 | 0.055963 | 46.17 | 45.87 | 45.2 | 80.19 | 79.88 | 73.88
136 | 3 | 36 | 68256.8574 | 13733.0396 | 4675.5035 | 5149.7226 | 4326.5591 | 1695.8651 | 1958.8302 | 1224.2004 | 51.75 | 60.65 | 7 | 9.2459 | 72.32 | 77.57 | 69.09 | 77.36 | 79.76 | 73.31
137 | 3 | 37 | 67399.6528 | 13746.2903 | 4517.625 | 5011.0345 | 4223.2529 | 1695.8651 | 2062.5312 | 1255.1305 | 47.65 | 54.26 | 7 | 6.1483 | 64.89 | 66.63 | 60.85 | 79 | 80.77 | 74.17
138 | 3 | 38 | 67430.632 | 13081.4608 | 4512.2439 | 4995.1722 | 4257.0056 | 1619.511 | 1870.9715 | 1255.1305 | 41.32 | 43.1 | 0 | 0 | 45.94 | 45.58 | 45.31 | 80.14 | 79.68 | 73.9
139 | 3 | 39 | 67935.3589 | 13758.1497 | 4623.9254 | 5096.794 | 4305.2444 | 1690.6183 | 2074.6333 | 1277.7809 | 47.04 | 52.76 | 5 | 4.9195 | 60.24 | 62.98 | 59.07 | 77.68 | 78.95 | 74.29
140 | 3 | 40 | 68073.3366 | 13499.0769 | 4645.3734 | 5137.5979 | 4352.4607 | 1732.0332 | 1870.9715 | 1307.7721 | 46 | 50.6 | 4 | 3.8027 | 56.42 | 56.9 | 54.47 | 76.9 | 77.32 | 72.48
141 | 3 | 41 | 68161.6274 | 14273.7851 | 4701.1773 | 5178.0308 | 4307.7695 | 1776.6768 | 2155.1212 | 1332.5835 | 67.56 | 88.02 | 17 | 25.0214 | 121.66 | 129.45 | 105.68 | 80.21 | 80.98 | 72.33
142 | 3 | 42 | 67263.2815 | 13562.2789 | 4570.136 | 5009.2498 | 4234.3809 | 1745.6839 | 2179.5249 | 1164.8317 | 43 | 46.29 | 3 | 1.6909 | 52.33 | 51.91 | 49.69 | 80.76 | 80.19 | 74.35
143 | 3 | 43 | 67905.3238 | 13746.2903 | 4652.3173 | 5127.7751 | 4328.4978 | 1745.6839 | 2179.5249 | 1224.2481 | 54.39 | 65.02 | 10 | 12.2955 | 80.05 | 84.67 | 73.84 | 76.18 | 77.02 | 71
144 | 3 | 44 | 66958.5543 | 13768.5642 | 4468.3063 | 4965.8888 | 4228.2824 | 1776.7469 | 1990.4801 | 1224.2004 | 49.43 | 57.85 | 14 | 8.6949 | 68.96 | 73.45 | 65.56 | 76.46 | 78.18 | 73.02
145 | 3 | 45 | 67968.8727 | 13733.7575 | 4621.0844 | 5121.7303 | 4257.7044 | 1732.0332 | 1970.0517 | 1275.5213 | 57.95 | 69.68 | 12 | 15.7918 | 87.59 | 88.99 | 80.9 | 71.67 | 73.65 | 70.04
146 | 3 | 46 | 68221.3416 | 13768.5642 | 4643.4275 | 5155.503 | 4349.4205 | 1732.0332 | 1933.5937 | 1224.2004 | 72.89 | 95.91 | 25 | 29.8573 | 123.19 | 135.33 | 114.68 | 63.07 | 68.8 | 68.14
147 | 3 | 47 | 68370.1409 | 13774.0346 | 4656.1725 | 5186.2372 | 4331.3192 | 1776.7469 | 2074.6333 | 1277.7809 | 53.49 | 62.96 | 8 | 10.6363 | 76.2 | 79.59 | 75.13 | 78.62 | 78.63 | 75.68
148 | 3 | 48 | 68473.2934 | 13774.0346 | 4667.6872 | 5188.377 | 4357.7708 | 1930.1929 | 2017.1431 | 1335.254 | 52.94 | 61.87 | 8 | 10.1712 | 78.5 | 78.82 | 69.84 | 81.33 | 78.84 | 72.37
149 | 3 | 49 | 68076.0979 | 13746.2903 | 4672.864 | 5187.7845 | 4362.4009 | 1703.6193 | 2062.5312 | 1278.4836 | 60.27 | 75.53 | 18 | 17.3984 | 94.97 | 101.65 | 88.01 | 73.27 | 77.11 | 73.46
150 | 3 | 50 | 68378.8094 | 14273.7851 | 4676.1655 | 5185.8044 | 4368.4563 | 1749.7755 | 2151.4367 | 1307.7721 | 66.3 | 85.03 | 21 | 23.2526 | 110.44 | 115.65 | 96.74 | 71.97 | 71.17 | 68.19
151 | 4 | 1 | 67606.3264 | 13193.2096 | 4626.5642 | 5047.1045 | 4304.4519 | 1697.6657 | 1770.3254 | 1274.5648 | 48.89 | 54.05 | 6 | 6.8454 | 58.89 | 61.3 | 59.53 | 71.68 | 72.02 | 70.03
152 | 4 | 2 | 66672.6763 | 12585.4243 | 4523.9945 | 4894.3707 | 4145.5405 | 1690.6183 | 1611.9274 | 1142.7283 | 40.96 | 42.8 | 0 | 0 | 46.06 | 45.19 | 45.04 | 80.32 | 80.2 | 74.59
153 | 4 | 3 | 67459.7763 | 13746.2903 | 4608.3433 | 5054.2557 | 4238.3662 | 1732.0332 | 2062.5312 | 1224.2481 | 46.41 | 51.97 | 6 | 4.9192 | 59.22 | 60.83 | 57.93 | 77.35 | 77.56 | 74.03
154 | 4 | 4 | 67837.687 | 13733.7575 | 4603.137 | 5079.2957 | 4243.6131 | 1732.0332 | 1970.0517 | 1275.5213 | 44.32 | 47.61 | 4 | 2.2385 | 53.93 | 52.27 | 51.81 | 79.14 | 79.55 | 74.4
155 | 4 | 5 | 66726.1562 | 13193.2096 | 4542.6669 | 4911.7678 | 4224.0818 | 1732.0332 | 1870.9715 | 1217.1312 | 41.39 | 43.47 | 2 | 0.57485 | 47.06 | 46.16 | 45.87 | 79.56 | 79.24 | 73.61
156 | 4 | 6 | 67215.124 | 13214.3781 | 4553.7404 | 4977.3272 | 4267.8076 | 1703.0409 | 1815.4507 | 1164.1371 | 45.74 | 50.3 | 5 | 4.4335 | 55.12 | 56.91 | 53.97 | 75.44 | 76.02 | 71.37
157 | 4 | 7 | 67910.5983 | 13543.7784 | 4692.7686 | 5117.3782 | 4322.4205 | 1732.0332 | 1870.9715 | 1208.1911 | 50.01 | 56.57 | 7 | 7.7696 | 67.6 | 66.24 | 63.09 | 74.71 | 76.42 | 71.72
158 | 4 | 8 | 67989.5809 | 13774.0346 | 4684.7665 | 5096.576 | 4368.7049 | 1745.6839 | 2179.5249 | 1239.5136 | 58.93 | 72.34 | 11 | 16.7372 | 90.13 | 94.84 | 82.16 | 71.51 | 70.97 | 68.59
159 | 4 | 9 | 67837.9483 | 13562.2789 | 4685.0822 | 5124.7966 | 4350.294 | 1745.6839 | 2179.5249 | 1217.1312 | 45.29 | 49.38 | 5 | 3.5896 | 56.18 | 55.72 | 53.69 | 77.2 | 78.01 | 72.57
160 | 4 | 10 | 67289.3452 | 13758.1497 | 4562.7185 | 5009.8547 | 4216.5752 | 1697.6657 | 2074.6333 | 1277.7809 | 52.61 | 62.43 | 8 | 11.0466 | 77.17 | 80.68 | 73.3 | 78.75 | 78.63 | 74
161 | 4 | 11 | 67829.3812 | 13581.3698 | 4627.1132 | 5094.5821 | 4301.2679 | 1732.0332 | 1870.9715 | 1217.1312 | 44.94 | 49.2 | 5 | 3.0166 | 55.29 | 55.67 | 53.34 | 78.8 | 78.33 | 73.54
162 | 4 | 12 | 67370.8865 | 13768.5642 | 4590.1818 | 5012.0103 | 4247.4034 | 1703.0409 | 1933.5937 | 1255.1305 | 54.44 | 64.77 | 14 | 12.508 | 78.32 | 81.74 | 74.64 | 71.83 | 74.08 | 71.81
163 | 4 | 13 | 67639.7179 | 13562.2789 | 4609.3375 | 5044.9341 | 4246.0959 | 1745.6839 | 2179.5249 | 1255.1305 | 48.75 | 54.32 | 7 | 6.7209 | 61.42 | 61.54 | 59.82 | 72.85 | 73.5 | 71.01
164 | 4 | 14 | 67063.9033 | 13589.1251 | 4546.9923 | 4976.5265 | 4232.0566 | 1688.0059 | 1955.353 | 1204.1654 | 53.48 | 62.7 | 10 | 12.1916 | 77.35 | 76.04 | 72.86 | 71.36 | 73.8 | 72.33
165 | 4 | 15 | 67102.6261 | 13768.5642 | 4551.5628 | 4962.5226 | 4288.1702 | 1732.0332 | 1933.5937 | 1224.2004 | 44.94 | 49.64 | 6 | 3.5527 | 56.16 | 57.68 | 53.66 | 78.84 | 79.59 | 73.14
166 | 4 | 16 | 67561.7421 | 13081.4608 | 4572.3396 | 5010.1994 | 4248.9959 | 1732.0332 | 1870.9715 | 1224.2004 | 41.33 | 43.2 | 0 | 0 | 46.32 | 45.63 | 45.17 | 79.98 | 79.55 | 73.72
167 | 4 | 17 | 66716.6297 | 13543.6234 | 4489.9981 | 4901.7341 | 4180.8981 | 1688.0059 | 1870.9715 | 1204.1654 | 42.21 | 45.16 | 1 | 1.6807 | 50.31 | 48.71 | 48.18 | 79.2 | 80.19 | 74.13
168 | 4 | 18 | 67190.1365 | 13733.7575 | 4531.6103 | 4998.4029 | 4262.0368 | 1697.6657 | 1970.0517 | 1275.5213 | 53.46 | 64.47 | 10 | 12.354 | 79.55 | 83.99 | 75.65 | 74.21 | 77.7 | 73.87
169 | 4 | 19 | 66849.4937 | 13081.4608 | 4471.2878 | 4901.1478 | 4155.7254 | 1732.0332 | 1870.9715 | 1141.8102 | 46.18 | 50.67 | 8 | 5.3863 | 58.12 | 56.57 | 56.13 | 74.95 | 75.92 | 72.63
170 | 4 | 20 | 67374.2091 | 13193.2096 | 4592.3937 | 5007.7056 | 4257.4651 | 1732.0332 | 1870.9715 | 1194.0563 | 48.35 | 54.48 | 6 | 7.0482 | 61.67 | 62.53 | 60.07 | 72.61 | 74.12 | 71.36
171 | 4 | 21 | 67824.7655 | 13581.3698 | 4639.7495 | 5102.6827 | 4315.5814 | 1690.6183 | 1844.0769 | 1224.2004 | 43.48 | 46.41 | 1 | 1.5269 | 49.96 | 50.23 | 49.36 | 77.93 | 77.78 | 73.06
172 | 4 | 22 | 66940.7656 | 13499.0769 | 4538.48 | 4909.6855 | 4227.4177 | 1732.0332 | 1730.1306 | 1217.1312 | 44.58 | 48.57 | 4 | 3.701 | 54.26 | 53.78 | 51.93 | 76.46 | 77.65 | 71.97
173 | 4 | 23 | 67295.8262 | 13746.2903 | 4642.4585 | 5042.2704 | 4273.7738 | 1697.6657 | 2062.5312 | 1217.1312 | 43.94 | 47.74 | 2 | 2.5261 | 53.03 | 53.42 | 51.67 | 78.36 | 78.41 | 73.66
174 | 4 | 24 | 67151.1123 | 13780.5895 | 4540.8212 | 4984.0671 | 4200.8449 | 1732.0332 | 2074.6333 | 1277.7809 | 52.11 | 62.65 | 8 | 10.9336 | 81.15 | 83.44 | 69 | 82.88 | 81.77 | 70.51
175 | 4 | 25 | 67387.7678 | 13290.9321 | 4601.3782 | 5030.7675 | 4292.6827 | 1703.0409 | 1819.0598 | 1255.1305 | 43.68 | 46.46 | 2 | 2.0844 | 52 | 49.85 | 49.71 | 77.77 | 78.62 | 73.12
176 | 4 | 26 | 66498.349 | 13780.5895 | 4490.2907 | 4871.6033 | 4188.4152 | 1710.3076 | 1984.5542 | 1208.1911 | 41.57 | 44.67 | 2 | 1.3134 | 49.9 | 49.48 | 46.57 | 81 | 80.73 | 73.18
177 | 4 | 27 | 67064.9434 | 13774.0346 | 4545.3006 | 4975.4782 | 4298.9207 | 1703.0409 | 1893.5962 | 1255.1305 | 46.13 | 51.18 | 7 | 4.7856 | 59.56 | 58.69 | 55.97 | 78.33 | 77.3 | 72.54
178 | 4 | 28 | 68343.8026 | 13768.5642 | 4725.9375 | 5205.9846 | 4403.4308 | 1703.0409 | 1970.0517 | 1275.5213 | 53.24 | 62.88 | 9 | 10.507 | 75.19 | 79.58 | 72.53 | 74.39 | 77.65 | 73.68
179 | 4 | 29 | 67575.8045 | 13543.7784 | 4603.7301 | 5056.4985 | 4255.6381 | 1696.5144 | 1870.9715 | 1255.1305 | 55.89 | 66.67 | 10 | 13.7718 | 78.73 | 84.54 | 77.82 | 69.05 | 70.53 | 71.06
180 | 4 | 30 | 67618.199 | 13589.1251 | 4605.018 | 5047.9695 | 4283.7228 | 1930.1929 | 2017.1431 | 1170.5337 | 52.6 | 61.85 | 10 | 10.563 | 77.51 | 81.13 | 70.58 | 80.87 | 81.19 | 72.17
181 | 4 | 31 | 68110.4826 | 13733.7575 | 4672.2281 | 5170.68 | 4329.8869 | 1697.6657 | 1970.0517 | 1275.5213 | 54.85 | 66.47 | 11 | 12.3856 | 80.58 | 87.25 | 77.77 | 74.98 | 77.88 | 74.25
182 | 4 | 32 | 67066.5613 | 13367.6111 | 4550.2568 | 4954.6197 | 4178.0771 | 1688.0059 | 1870.9715 | 1139.4621 | 46.5 | 51.62 | 5 | 5.6405 | 60.5 | 58.77 | 57.29 | 75.98 | 77.92 | 73.13
183 | 4 | 33 | 67156.4343 | 13562.2789 | 4516.2662 | 4987.1664 | 4224.676 | 1745.6839 | 2179.5249 | 1217.1312 | 41.17 | 43.3 | 1 | 0.28123 | 46.36 | 46.15 | 45.48 | 80.15 | 79.85 | 73.97
184 | 4 | 34 | 67187.86 | 13746.2903 | 4524.3042 | 4967.9689 | 4267.1375 | 1697.6657 | 2062.5312 | 1224.2004 | 43.5 | 47.1 | 3 | 2.4675 | 53.2 | 53.09 | 50.29 | 79.51 | 79.72 | 73.03
185 | 4 | 35 | 67273.719 | 13629.5608 | 4538.4481 | 5007.4622 | 4246.4969 | 1637.4078 | 1895.7759 | 1274.5648 | 44.33 | 47.91 | 2 | 3.1617 | 54.85 | 52.36 | 51.42 | 77.96 | 79.21 | 72.68
186 | 4 | 36 | 68256.8574 | 13733.0396 | 4675.5035 | 5149.7226 | 4326.5591 | 1695.8651 | 1958.8302 | 1224.2004 | 50.52 | 57.64 | 8 | 7.7354 | 64.76 | 68.57 | 63.88 | 72.78 | 74.91 | 71.67
187 | 4 | 37 | 67399.6528 | 13746.2903 | 4517.625 | 5011.0345 | 4223.2529 | 1695.8651 | 2062.5312 | 1255.1305 | 41.5 | 43.65 | 0 | 0 | 46.95 | 46.57 | 46.08 | 80.88 | 80.34 | 74.64
188 | 4 | 38 | 67430.632 | 13081.4608 | 4512.2439 | 4995.1722 | 4257.0056 | 1619.511 | 1870.9715 | 1255.1305 | 46.39 | 50.33 | 4 | 4.7391 | 54.71 | 56.88 | 55.28 | 75.47 | 75.97 | 71.73
189 | 4 | 39 | 67935.3589 | 13758.1497 | 4623.9254 | 5096.794 | 4305.2444 | 1690.6183 | 2074.6333 | 1277.7809 | 54.2 | 63.82 | 11 | 11.7875 | 79.49 | 81.63 | 74.68 | 77.33 | 77.95 | 72.87
190 | 4 | 40 | 68073.3366 | 13499.0769 | 4645.3734 | 5137.5979 | 4352.4607 | 1732.0332 | 1870.9715 | 1307.7721 | 51.78 | 59.91 | 6 | 9.4457 | 70.77 | 72.91 | 68 | 74.07 | 75.92 | 72.36
191 | 4 | 41 | 68161.6274 | 14273.7851 | 4701.1773 | 5178.0308 | 4307.7695 | 1776.6768 | 2155.1212 | 1332.5835 | 64.16 | 81.97 | 16 | 21.4401 | 110.2 | 116.98 | 98.2 | 77.02 | 80.13 | 73.21
192 | 4 | 42 | 67263.2815 | 13562.2789 | 4570.136 | 5009.2498 | 4234.3809 | 1745.6839 | 2179.5249 | 1164.8317 | 45.12 | 49.05 | 3 | 3.6536 | 57.01 | 54.31 | 53.34 | 78.05 | 79.38 | 73.18
193 | 4 | 43 | 67905.3238 | 13746.2903 | 4652.3173 | 5127.7751 | 4328.4978 | 1745.6839 | 2179.5249 | 1224.2481 | 66.92 | 84.86 | 19 | 24.2969 | 111.17 | 116.58 | 100.48 | 69.43 | 73.58 | 68.24
194 | 4 | 44 | 66958.5543 | 13768.5642 | 4468.3063 | 4965.8888 | 4228.2824 | 1776.7469 | 1990.4801 | 1224.2004 | 44.96 | 49.63 | 7 | 4.087 | 57 | 57.43 | 54.77 | 78.41 | 79.87 | 73.9
195 | 4 | 45 | 67968.8727 | 13733.7575 | 4621.0844 | 5121.7303 | 4257.7044 | 1732.0332 | 1970.0517 | 1275.5213 | 51.76 | 60.94 | 9 | 9.2685 | 72.44 | 77.04 | 70.1 | 76.24 | 77.97 | 74.22
196 | 4 | 46 | 68221.3416 | 13768.5642 | 4643.4275 | 5155.503 | 4349.4205 | 1732.0332 | 1933.5937 | 1224.2004 | 70.49 | 91.48 | 25 | 27.2279 | 113.6 | 126.76 | 107.78 | 61.91 | 67.07 | 67.21
197 | 4 | 47 | 68370.1409 | 13774.0346 | 4656.1725 | 5186.2372 | 4331.3192 | 1776.7469 | 2074.6333 | 1277.7809 | 68.5 | 87.42 | 17 | 25.0973 | 112.6 | 120.63 | 106.33 | 70.93 | 71.52 | 70.65
198 | 4 | 48 | 68473.2934 | 13774.0346 | 4667.6872 | 5188.377 | 4357.7708 | 1930.1929 | 2017.1431 | 1335.254 | 58.19 | 70.36 | 18 | 14.9242 | 93.19 | 94.72 | 81.28 | 81.3 | 79.25 | 71.61
199 | 4 | 49 | 68076.0979 | 13746.2903 | 4672.864 | 5187.7845 | 4362.4009 | 1703.6193 | 2062.5312 | 1278.4836 | 71.44 | 93.35 | 28 | 28.4669 | 121.6 | 131.31 | 110.25 | 67.43 | 69.99 | 69.4
200 | 4 | 50 | 68378.8094 | 14273.7851 | 4676.1655 | 5185.8044 | 4368.4563 | 1749.7755 | 2151.4367 | 1307.7721 | 62.36 | 78.01 | 22 | 19.1838 | 99.57 | 105.01 | 88.35 | 73.26 | 73.45 | 68.8
201 | 5 | 1 | 67606.3264 | 13193.2096 | 4626.5642 | 5047.1045 | 4304.4519 | 1697.6657 | 1770.3254 | 1274.5648 | 44.45 | 47.85 | 3 | 2.6127 | 54.76 | 52.04 | 51.44 | 78.28 | 79.25 | 73.36
202 | 5 | 2 | 66672.6763 | 12585.4243 | 4523.9945 | 4894.3707 | 4145.5405 | 1690.6183 | 1611.9274 | 1142.7283 | 43.69 | 47.03 | 2 | 2.5486 | 54.16 | 51.3 | 51.05 | 79.19 | 80.16 | 74.44
203 | 5 | 3 | 67459.7763 | 13746.2903 | 4608.3433 | 5054.2557 | 4238.3662 | 1732.0332 | 2062.5312 | 1224.2481 | 52.58 | 62.34 | 9 | 11.1035 | 76.6 | 80.01 | 71.59 | 75.16 | 77.65 | 72.77
204 | 5 | 4 | 67837.687 | 13733.7575 | 4603.137 | 5079.2957 | 4243.6131 | 1732.0332 | 1970.0517 | 1275.5213 | 54.83 | 65 | 10 | 12.5569 | 79.89 | 85.03 | 76.87 | 75.54 | 79 | 73.5
205 | 5 | 5 | 66726.1562 | 13193.2096 | 4542.6669 | 4911.7678 | 4224.0818 | 1732.0332 | 1870.9715 | 1217.1312 | 43.81 | 47.05 | 4 | 2.7974 | 54.25 | 51.26 | 50.94 | 78.47 | 79.62 | 73.47
206 | 5 | 6 | 67215.124 | 13214.3781 | 4553.7404 | 4977.3272 | 4267.8076 | 1703.0409 | 1815.4507 | 1164.1371 | 43.24 | 46.28 | 2 | 2.1269 | 52.48 | 49.95 | 49.62 | 78.83 | 79.39 | 73.55
207 | 5 | 7 | 67910.5983 | 13543.7784 | 4692.7686 | 5117.3782 | 4322.4205 | 1732.0332 | 1870.9715 | 1208.1911 | 46.51 | 51.29 | 4 | 4.2342 | 59.46 | 58.89 | 55.2 | 77.97 | 78.28 | 72.21
208 | 5 | 8 | 67989.5809 | 13774.0346 | 4684.7665 | 5096.576 | 4368.7049 | 1745.6839 | 2179.5249 | 1239.5136 | 51.59 | 59.66 | 9 | 9.284 | 69.95 | 71.45 | 66.46 | 73.79 | 74.07 | 70.93
209 | 5 | 9 | 67837.9483 | 13562.2789 | 4685.0822 | 5124.7966 | 4350.294 | 1745.6839 | 2179.5249 | 1217.1312 | 48.46 | 55.14 | 5 | 6.7306 | 68.15 | 68.16 | 61.11 | 79.74 | 80.02 | 72.89
210 | 5 | 10 | 67289.3452 | 13758.1497 | 4562.7185 | 5009.8547 | 4216.5752 | 1697.6657 | 2074.6333 | 1277.7809 | 49.02 | 56.54 | 5 | 7.6125 | 69.44 | 70.41 | 64.56 | 80.78 | 81.24 | 74.44
211 | 5 | 11 | 67829.3812 | 13581.3698 | 4627.1132 | 5094.5821 | 4301.2679 | 1732.0332 | 1870.9715 | 1217.1312 | 48.53 | 54.17 | 6 | 6.5908 | 63.31 | 62.86 | 60.99 | 75.79 | 75.76 | 72.55
212 | 5 | 12 | 67370.8865 | 13768.5642 | 4590.1818 | 5012.0103 | 4247.4034 | 1703.0409 | 1933.5937 | 1255.1305 | 56.28 | 68.63 | 15 | 14.2899 | 83.46 | 89.75 | 79.44 | 72.12 | 74.21 | 71.78
213 | 5 | 13 | 67639.7179 | 13562.2789 | 4609.3375 | 5044.9341 | 4246.0959 | 1745.6839 | 2179.5249 | 1255.1305 | 49.64 | 56.32 | 6 | 7.7135 | 62.18 | 64.89 | 61.12 | 70.82 | 72.59 | 69.93
214 | 5 | 14 | 67063.9033 | 13589.1251 | 4546.9923 | 4976.5265 | 4232.0566 | 1688.0059 | 1955.353 | 1204.1654 | 49.34 | 56.77 | 8 | 8.079 | 68.76 | 69.47 | 64.58 | 77.94 | 78.15 | 73.24
215 | 5 | 15 | 67102.6261 | 13768.5642 | 4551.5628 | 4962.5226 | 4288.1702 | 1732.0332 | 1933.5937 | 1224.2004 | 43.54 | 47.31 | 6 | 2.2471 | 52.86 | 53.49 | 50.71 | 79.65 | 80.04 | 73.48
216 | 5 | 16 | 67561.7421 | 13081.4608 | 4572.3396 | 5010.1994 | 4248.9959 | 1732.0332 | 1870.9715 | 1224.2004 | 41.85 | 43.94 | 1 | 0.37411 | 47.24 | 46.66 | 46.03 | 79.59 | 79.17 | 73.5
217 | 5 | 17 | 66716.6297 | 13543.6234 | 4489.9981 | 4901.7341 | 4180.8981 | 1688.0059 | 1870.9715 | 1204.1654 | 40.46 | 42.46 | 1 | 0.074038 | 45.62 | 45.01 | 44.41 | 80.52 | 80.29 | 74.08
218 | 5 | 18 | 67190.1365 | 13733.7575 | 4531.6103 | 4998.4029 | 4262.0368 | 1697.6657 | 1970.0517 | 1275.5213 | 50.75 | 59.88 | 10 | 9.7123 | 71.64 | 76.62 | 68.9 | 75.44 | 77.41 | 73.31
219 | 5 | 19 | 66849.4937 | 13081.4608 | 4471.2878 | 4901.1478 | 4155.7254 | 1732.0332 | 1870.9715 | 1141.8102 | 40.67 | 42.53 | 0 | 0 | 45.61 | 44.94 | 44.69 | 80.69 | 80.33 | 74.61
220 | 5 | 20 | 67374.2091 | 13193.2096 | 4592.3937 | 5007.7056 | 4257.4651 | 1732.0332 | 1870.9715 | 1194.0563 | 48.43 | 55.02 | 5 | 7.0562 | 62.76 | 65.12 | 60.92 | 74.49 | 76.18 | 71.97
221 | 5 | 21 | 67824.7655 | 13581.3698 | 4639.7495 | 5102.6827 | 4315.5814 | 1690.6183 | 1844.0769 | 1224.2004 | 46.09 | 50.7 | 4 | 4.2462 | 55.14 | 56.98 | 54.89 | 74.89 | 75.46 | 71.99
222 | 5 | 22 | 66940.7656 | 13499.0769 | 4538.48 | 4909.6855 | 4227.4177 | 1732.0332 | 1730.1306 | 1217.1312 | 43.6 | 47.48 | 2 | 2.89 | 52.98 | 53.25 | 51.51 | 78.39 | 78.34 | 73.53
223 | 5 | 23 | 67295.8262 | 13746.2903 | 4642.4585 | 5042.2704 | 4273.7738 | 1697.6657 | 2062.5312 | 1217.1312 | 52.58 | 61.92 | 10 | 10.824 | 77.7 | 78.5 | 69.87 | 75.48 | 79.52 | 72.19
224 | 5 | 24 | 67151.1123 | 13780.5895 | 4540.8212 | 4984.0671 | 4200.8449 | 1732.0332 | 2074.6333 | 1277.7809 | 46.58 | 52.69 | 6 | 5.3418 | 63.44 | 64.49 | 57.89 | 81.92 | 81.37 | 73.33
225 | 5 | 25 | 67387.7678 | 13290.9321 | 4601.3782 | 5030.7675 | 4292.6827 | 1703.0409 | 1819.0598 | 1255.1305 | 43.21 | 45.88 | 2 | 1.7313 | 51.2 | 49.21 | 49.06 | 78.32 | 78.89 | 73.35
226 | 5 | 26 | 66498.349 | 13780.5895 | 4490.2907 | 4871.6033 | 4188.4152 | 1710.3076 | 1984.5542 | 1208.1911 | 44.59 | 49.63 | 3 | 4.2314 | 58.11 | 58.42 | 51.9 | 80.21 | 79.59 | 71
227 | 5 | 27 | 67064.9434 | 13774.0346 | 4545.3006 | 4975.4782 | 4298.9207 | 1703.0409 | 1893.5962 | 1255.1305 | 47.89 | 54.43 | 6 | 6.7461 | 66.29 | 64.31 | 59.76 | 78.19 | 77.97 | 72.21
228 | 5 | 28 | 68343.8026 | 13768.5642 | 4725.9375 | 5205.9846 | 4403.4308 | 1703.0409 | 1970.0517 | 1275.5213 | 61.59 | 77.18 | 15 | 18.7174 | 94.19 | 104.96 | 89.69 | 69.23 | 74.47 | 70.8
229 | 5 | 29 | 67575.8045 | 13543.7784 | 4603.7301 | 5056.4985 | 4255.6381 | 1696.5144 | 1870.9715 | 1255.1305 | 47.79 | 53.3 | 8 | 5.8472 | 61.48 | 61.73 | 59.66 | 76.95 | 76.99 | 73.21
230 | 5 | 30 | 67618.199 | 13589.1251 | 4605.018 | 5047.9695 | 4283.7228 | 1930.1929 | 2017.1431 | 1170.5337 | 49.96 | 57.61 | 7 | 8.1866 | 72.85 | 73.14 | 64.16 | 81.72 | 80.07 | 72.32
231 | 5 | 31 | 68110.4826 | 13733.7575 | 4672.2281 | 5170.68 | 4329.8869 | 1697.6657 | 1970.0517 | 1275.5213 | 60.48 | 74.96 | 15 | 18.0182 | 94.31 | 100.53 | 90.38 | 72.01 | 76.41 | 73.5
232 | 5 | 32 | 67066.5613 | 13367.6111 | 4550.2568 | 4954.6197 | 4178.0771 | 1688.0059 | 1870.9715 | 1139.4621 | 40.66 | 42.51 | 0 | 0 | 45.46 | 44.95 | 44.65 | 79.85 | 79.87 | 74.3
233 | 5 | 33 | 67156.4343 | 13562.2789 | 4516.2662 | 4987.1664 | 4224.676 | 1745.6839 | 2179.5249 | 1217.1312 | 47.76 | 54.44 | 6 | 6.7798 | 65.18 | 67.15 | 61.41 | 78.91 | 78.95 | 73.85
234 | 5 | 34 | 67187.86 | 13746.2903 | 4524.3042 | 4967.9689 | 4267.1375 | 1697.6657 | 2062.5312 | 1224.2004 | 42.17 | 44.82 | 2 | 0.96424 | 49.28 | 49.17 | 47.38 | 80.38 | 80.19 | 73.54
235 | 5 | 35 | 67273.719 | 13629.5608 | 4538.4481 | 5007.4622 | 4246.4969 | 1637.4078 | 1895.7759 | 1274.5648 | 42.61 | 45.26 | 1 | 1.5524 | 50.16 | 48.67 | 48.29 | 78.95 | 79.32 | 73.46
236 | 5 | 36 | 68256.8574 | 13733.0396 | 4675.5035 | 5149.7226 | 4326.5591 | 1695.8651 | 1958.8302 | 1224.2004 | 48.97 | 55.48 | 6 | 6.2045 | 64.2 | 66.92 | 61.92 | 77.34 | 78.22 | 73.38
237 | 5 | 37 | 67399.6528 | 13746.2903 | 4517.625 | 5011.0345 | 4223.2529 | 1695.8651 | 2062.5312 | 1255.1305 | 56.33 | 67.05 | 10 | 14.4924 | 82.63 | 88.46 | 78.86 | 73.79 | 74.96 | 70.58
238 | 5 | 38 | 67430.632 | 13081.4608 | 4512.2439 | 4995.1722 | 4257.0056 | 1619.511 | 1870.9715 | 1255.1305 | 43.36 | 46.02 | 3 | 1.8203 | 49.55 | 50.18 | 49.26 | 78.35 | 78.29 | 73.1
239 | 5 | 39 | 67935.3589 | 13758.1497 | 4623.9254 | 5096.794 | 4305.2444 | 1690.6183 | 2074.6333 | 1277.7809 | 45.65 | 50.17 | 5 | 3.4028 | 57.47 | 57.7 | 54.72 | 79.97 | 79.16 | 73.57
240 | 5 | 40 | 68073.3366 | 13499.0769 | 4645.3734 | 5137.5979 | 4352.4607 | 1732.0332 | 1870.9715 | 1307.7721 | 47.13 | 51.91 | 8 | 4.7568 | 57.56 | 58.5 | 56.17 | 75.78 | 75.21 | 71.48
241 | 5 | 41 | 68161.6274 | 14273.7851 | 4701.1773 | 5178.0308 | 4307.7695 | 1776.6768 | 2155.1212 | 1332.5835 | 66.77 | 87.3 | 21 | 23.9979 | 119.45 | 127.6 | 104.83 | 79.58 | 81.33 | 73.76
242 | 5 | 42 | 67263.2815 | 13562.2789 | 4570.136 | 5009.2498 | 4234.3809 | 1745.6839 | 2179.5249 | 1164.8317 | 48.11 | 54.54 | 6 | 6.5776 | 66.68 | 66.02 | 60.6 | 78.97 | 80.63 | 73.74
243 | 5 | 43 | 67905.3238 | 13746.2903 | 4652.3173 | 5127.7751 | 4328.4978 | 1745.6839 | 2179.5249 | 1224.2481 | 52.59 | 61.43 | 9 | 10.4002 | 72.89 | 76.13 | 70.82 | 73.56 | 75.86 | 72.66
244 | 5 | 44 | 66958.5543 | 13768.5642 | 4468.3063 | 4965.8888 | 4228.2824 | 1776.7469 | 1990.4801 | 1224.2004 | 55.02 | 67.06 | 12 | 14.1651 | 82.54 | 89.13 | 76.82 | 72.09 | 76.07 | 70.97
245 | 5 | 45 | 67968.8727 | 13733.7575 | 4621.0844 | 5121.7303 | 4257.7044 | 1732.0332 | 1970.0517 | 1275.5213 | 48.04 | 54.48 | 6 | 5.7441 | 62.53 | 65.6 | 61.58 | 77.29 | 78.55 | 74.7
246 | 5 | 46 | 68221.3416 | 13768.5642 | 4643.4275 | 5155.503 | 4349.4205 | 1732.0332 | 1933.5937 | 1224.2004 | 66.18 | 83.44 | 19 | 23.1432 | 99.58 | 110.18 | 96.08 | 60.02 | 65.98 | 65.81
247 | 5 | 47 | 68370.1409 | 13774.0346 | 4656.1725 | 5186.2372 | 4331.3192 | 1776.7469 | 2074.6333 | 1277.7809 | 68.37 | 88.19 | 21 | 24.8037 | 115.42 | 123.39 | 106.24 | 71.58 | 74.78 | 71.39
248 | 5 | 48 | 68473.2934 | 13774.0346 | 4667.6872 | 5188.377 | 4357.7708 | 1930.1929 | 2017.1431 | 1335.254 | 58.99 | 72.78 | 11 | 16.0638 | 99.38 | 99.8 | 83.83 | 84.59 | 80.54 | 71.86
249 | 5 | 49 | 68076.0979 | 13746.2903 | 4672.864 | 5187.7845 | 4362.4009 | 1703.6193 | 2062.5312 | 1278.4836 | 68.54 | 89.12 | 25 | 25.7528 | 112.55 | 125.86 | 105.98 | 67.17 | 74.45 | 71.13
250 | 5 | 50 | 68378.8094 | 14273.7851 | 4676.1655 | 5185.8044 | 4368.4563 | 1749.7755 | 2151.4367 | 1307.7721 | 66.16 | 84.28 | 28 | 22.8301 | 108.4 | 115.19 | 98.36 | 71.02 | 71.84 | 70.3
251 | 6 | 1 | 67606.3264 | 13193.2096 | 4626.5642 | 5047.1045 | 4304.4519 | 1697.6657 | 1770.3254 | 1274.5648 | 42.9 | 45.52 | 1 | 1.098 | 49.49 | 49.04 | 48.3 | 78.9 | 78.46 | 73.24
252 | 6 | 2 | 66672.6763 | 12585.4243 | 4523.9945 | 4894.3707 | 4145.5405 | 1690.6183 | 1611.9274 | 1142.7283 | 41.15 | 43.18 | 1 | 0.1998 | 46.87 | 45.83 | 45.67 | 80.42 | 80.37 | 74.74
253 | 6 | 3 | 67459.7763 | 13746.2903 | 4608.3433 | 5054.2557 | 4238.3662 | 1732.0332 | 2062.5312 | 1224.2481 | 46.03 | 51.38 | 8 | 4.5066 | 58.51 | 60.47 | 57.23 | 78.24 | 78.99 | 74.36
254 | 6 | 4 | 67837.687 | 13733.7575 | 4603.137 | 5079.2957 | 4243.6131 | 1732.0332 | 1970.0517 | 1275.5213 | 48.83 | 55.22 | 5 | 6.5809 | 64.06 | 66.29 | 63.41 | 77.64 | 77.78 | 74.64
255 | 6 | 5 | 66726.1562 | 13193.2096 | 4542.6669 | 4911.7678 | 4224.0818 | 1732.0332 | 1870.9715 | 1217.1312 | 41.28 | 43.32 | 2 | 0.33537 | 47.1 | 45.92 | 45.54 | 80.04 | 80.1 | 73.85
256 | 6 | 6 | 67215.124 | 13214.3781 | 4553.7404 | 4977.3272 | 4267.8076 | 1703.0409 | 1815.4507 | 1164.1371 | 47.25 | 52.46 | 6 | 6.0563 | 61.01 | 59.75 | 57.62 | 74.71 | 77.19 | 72.02
257 | 6 | 7 | 67910.5983 | 13543.7784 | 4692.7686 | 5117.3782 | 4322.4205 | 1732.0332 | 1870.9715 | 1208.1911 | 44.88 | 48.71 | 3 | 2.736 | 55.08 | 54.54 | 52.55 | 78.37 | 78.8 | 73.3
258 | 6 | 8 | 67989.5809 | 13774.0346 | 4684.7665 | 5096.576 | 4368.7049 | 1745.6839 | 2179.5249 | 1239.5136 | 49.13 | 55.27 | 7 | 7.0009 | 62.11 | 63.6 | 60.72 | 73.58 | 73.03 | 70.55
259 | 6 | 9 | 67837.9483 | 13562.2789 | 4685.0822 | 5124.7966 | 4350.294 | 1745.6839 | 2179.5249 | 1217.1312 | 43.87 | 47.07 | 3 | 2.2599 | 51.99 | 51.59 | 50.1 | 77.66 | 76.85 | 72.11
260 | 6 | 10 | 67289.3452 | 13758.1497 | 4562.7185 | 5009.8547 | 4216.5752 | 1697.6657 | 2074.6333 | 1277.7809 | 43.06 | 46.3 | 1 | 1.6359 | 51.02 | 51.1 | 49.7 | 79.64 | 79.33 | 74.27
261 | 6 | 11 | 67829.3812 | 13581.3698 | 4627.1132 | 5094.5821 | 4301.2679 | 1732.0332 | 1870.9715 | 1217.1312 | 53.27 | 62.6 | 8 | 11.2842 | 73.76 | 76.49 | 70.98 | 71.29 | 72.52 | 70.99
262 | 6 | 12 | 67370.8865 | 13768.5642 | 4590.1818 | 5012.0103 | 4247.4034 | 1703.0409 | 1933.5937 | 1255.1305 | 49.44 | 57.06 | 12 | 7.3228 | 67.97 | 69.56 | 64.53 | 77.64 | 78.71 | 74.29
263 | 6 | 13 | 67639.7179 | 13562.2789 | 4609.3375 | 5044.9341 | 4246.0959 | 1745.6839 | 2179.5249 | 1255.1305 | 47.25 | 52.7 | 6 | 5.3068 | 64.2 | 60.82 | 58.29 | 78.98 | 79.91 | 74.12
264 | 6 | 14 | 67063.9033 | 13589.1251 | 4546.9923 | 4976.5265 | 4232.0566 | 1688.0059 | 1955.353 | 1204.1654 | 43.4 | 46.89 | 5 | 2.2326 | 52.52 | 52.03 | 50.88 | 79.35 | 79.35 | 74.22
265 | 6 | 15 | 67102.6261 | 13768.5642 | 4551.5628 | 4962.5226 | 4288.1702 | 1732.0332 | 1933.5937 | 1224.2004 | 45.01 | 49.54 | 5 | 3.7162 | 56.49 | 56.72 | 53.67 | 78.22 | 79.37 | 73.16
266 | 6 | 16 | 67561.7421 | 13081.4608 | 4572.3396 | 5010.1994 | 4248.9959 | 1732.0332 | 1870.9715 | 1224.2004 | 42.95 | 45.57 | 3 | 1.5047 | 50.41 | 48.81 | 48.29 | 78.56 | 79.18 | 73.39
267 | 6 | 17 | 66716.6297 | 13543.6234 | 4489.9981 | 4901.7341 | 4180.8981 | 1688.0059 | 1870.9715 | 1204.1654 | 46.64 | 52.14 | 7 | 6.2373 | 62.69 | 58.97 | 57.31 | 75.46 | 78.99 | 72.89
268 | 6 | 18 | 67190.1365 | 13733.7575 | 4531.6103 | 4998.4029 | 4262.0368 | 1697.6657 | 1970.0517 | 1275.5213 | 46.2 | 52.31 | 7 | 5.2567 | 60.7 | 63.46 | 58.6 | 78.53 | 79.69 | 74.23
269 | 6 | 19 | 66849.4937 | 13081.4608 | 4471.2878 | 4901.1478 | 4155.7254 | 1732.0332 | 1870.9715 | 1141.8102 | 45.89 | 50.74 | 4 | 5.108 | 61.09 | 56.62 | 55.82 | 77.37 | 79.96 | 74.07
270 | 6 | 20 | 67374.2091 | 13193.2096 | 4592.3937 | 5007.7056 | 4257.4651 | 1732.0332 | 1870.9715 | 1194.0563 | 43.22 | 46.51 | 3 | 1.918 | 51.1 | 50.93 | 49.8 | 78.57 | 78.39 | 73.47
271 | 6 | 21 | 67824.7655 | 13581.3698 | 4639.7495 | 5102.6827 | 4315.5814 | 1690.6183 | 1844.0769 | 1224.2004 | 42.58 | 45.23 | 3 | 0.82314 | 49.1 | 48.81 | 47.9 | 79.39 | 78.9 | 73.5
272 | 6 | 22 | 66940.7656 | 13499.0769 | 4538.48 | 4909.6855 | 4227.4177 | 1732.0332 | 1730.1306 | 1217.1312 | 50.38 | 58.73 | 9 | 9.4581 | 71.72 | 70.7 | 67.01 | 74.82 | 76.49 | 73.26
273 | 6 | 23 | 67295.8262 | 13746.2903 | 4642.4585 | 5042.2704 | 4273.7738 | 1697.6657 | 2062.5312 | 1217.1312 | 45.32 | 49.51 | 5 | 3.7943 | 58.61 | 55.01 | 53.73 | 78.22 | 79.76 | 73.51
274 | 6 | 24 | 67151.1123 | 13780.5895 | 4540.8212 | 4984.0671 | 4200.8449 | 1732.0332 | 2074.6333 | 1277.7809 | 49.51 | 57.77 | 5 | 8.5531 | 71.54 | 74.05 | 66.14 | 82.17 | 81.93 | 73.81
275 | 6 | 25 | 67387.7678 | 13290.9321 | 4601.3782 | 5030.7675 | 4292.6827 | 1703.0409 | 1819.0598 | 1255.1305 | 41.46 | 43.49 | 0 | 0 | 46.94 | 46.06 | 45.72 | 80.23 | 79.69 | 73.81
276 | 6 | 26 | 66498.349 | 13780.5895 | 4490.2907 | 4871.6033 | 4188.4152 | 1710.3076 | 1984.5542 | 1208.1911 | 44.61 | 48.63 | 5 | 4.2951 | 52.53 | 54.42 | 52.29 | 75.52 | 76.42 | 71.35
277 | 6 | 27 | 67064.9434 | 13774.0346 | 4545.3006 | 4975.4782 | 4298.9207 | 1703.0409 | 1893.5962 | 1255.1305 | 46.33 | 52.27 | 5 | 5.1795 | 62.76 | 61.7 | 57.52 | 80.34 | 78.75 | 73.22
278 | 6 | 28 | 68343.8026 | 13768.5642 | 4725.9375 | 5205.9846 | 4403.4308 | 1703.0409 | 1970.0517 | 1275.5213 | 53.33 | 63.73 | 10 | 10.6489 | 75.86 | 82.43 | 73.94 | 75.28 | 78.62 | 74.42
279 | 6 | 29 | 67575.8045 | 13543.7784 | 4603.7301 | 5056.4985 | 4255.6381 | 1696.5144 | 1870.9715 | 1255.1305 | 42.7 | 45.7 | 2 | 1.0549 | 50.12 | 49.97 | 48.8 | 80.01 | 79.67 | 74.32
280 | 6 | 30 | 67618.199 | 13589.1251 | 4605.018 | 5047.9695 | 4283.7228 | 1930.1929 | 2017.1431 | 1170.5337 | 53.5 | 62.43 | 11 | 11.4321 | 80.5 | 76.7 | 70.07 | 75.96 | 78.24 | 71.34
281 | 6 | 31 | 68110.4826 | 13733.7575 | 4672.2281 | 5170.68 | 4329.8869 | 1697.6657 | 1970.0517 | 1275.5213 | 59.15 | 73.62 | 15 | 16.6872 | 92.33 | 101.76 | 86.75 | 75.85 | 80.1 | 72.67
282 | 6 | 32 | 67066.5613 | 13367.6111 | 4550.2568 | 4954.6197 | 4178.0771 | 1688.0059 | 1870.9715 | 1139.4621 | 40.66 | 42.53 | 0 | 0 | 45.52 | 45 | 44.71 | 79.93 | 79.93 | 74.38
283 | 6 | 33 | 67156.4343 | 13562.2789 | 4516.2662 | 4987.1664 | 4224.676 | 1745.6839 | 2179.5249 | 1217.1312 | 45.43 | 50.92 | 7 | 4.4648 | 61.05 | 61.97 | 55.72 | 81.48 | 81.45 | 74.13
284 | 6 | 34 | 67187.86 | 13746.2903 | 4524.3042 | 4967.9689 | 4267.1375 | 1697.6657 | 2062.5312 | 1224.2004 | 47.4 | 53.61 | 5 | 6.3892 | 65.2 | 63.97 | 59.18 | 77.84 | 80.32 | 72.98
285 | 6 | 35 | 67273.719 | 13629.5608 | 4538.4481 | 5007.4622 | 4246.4969 | 1637.4078 | 1895.7759 | 1274.5648 | 41.57 | 43.9 | 4 | 0.45679 | 47.58 | 47.08 | 46.22 | 80.26 | 79.75 | 73.85
286 | 6 | 36 | 68256.8574 | 13733.0396 | 4675.5035 | 5149.7226 | 4326.5591 | 1695.8651 | 1958.8302 | 1224.2004 | 48.44 | 54.34 | 7 | 5.6544 | 60.85 | 63.18 | 59.57 | 75.1 | 76.61 | 72.51
287 | 6 | 37 | 67399.6528 | 13746.2903 | 4517.625 | 5011.0345 | 4223.2529 | 1695.8651 | 2062.5312 | 1255.1305 | 45.43 | 49.63 | 7 | 3.8392 | 55.81 | 56.2 | 54.58 | 77.95 | 77.1 | 73.37
288 | 6 | 38 | 67430.632 | 13081.4608 | 4512.2439 | 4995.1722 | 4257.0056 | 1619.511 | 1870.9715 | 1255.1305 | 42.54 | 44.9 | 3 | 0.98534 | 48.35 | 48.16 | 47.5 | 79.24 | 78.65 | 73.39
289 | 6 | 39 | 67935.3589 | 13758.1497 | 4623.9254 | 5096.794 | 4305.2444 | 1690.6183 | 2074.6333 | 1277.7809 | 57.32 | 69.38 | 10 | 15.0725 | 85.84 | 91.74 | 81.6 | 75.66 | 76.69 | 71.61
290 | 6 | 40 | 68073.3366 | 13499.0769 | 4645.3734 | 5137.5979 | 4352.4607 | 1732.0332 | 1870.9715 | 1307.7721 | 46.13 | 50.74 | 6 | 3.7255 | 57.34 | 56.78 | 55.21 | 77.96 | 78.03 | 73.33
291 | 6 | 41 | 68161.6274 | 14273.7851 | 4701.1773 | 5178.0308 | 4307.7695 | 1776.6768 | 2155.1212 | 1332.5835 | 52.82 | 63 | 12 | 10.3193 | 78.22 | 81.75 | 72.01 | 79.92 | 80.34 | 73.5
292 | 6 | 42 | 67263.2815 | 13562.2789 | 4570.136 | 5009.2498 | 4234.3809 | 1745.6839 | 2179.5249 | 1164.8317 | 46.33 | 51.29 | 3 | 4.986 | 59.82 | 60.42 | 56.25 | 78.61 | 78.02 | 72.8
293 | 6 | 43 | 67905.3238 | 13746.2903 | 4652.3173 | 5127.7751 | 4328.4978 | 1745.6839 | 2179.5249 | 1224.2481 | 64.37 | 81.36 | 19 | 21.915 | 104.14 | 113.21 | 94.29 | 71.76 | 74.48 | 67.73
294 | 6 | 44 | 66958.5543 | 13768.5642 | 4468.3063 | 4965.8888 | 4228.2824 | 1776.7469 | 1990.4801 | 1224.2004 | 45.02 | 50.24 | 8 | 4.3329 | 57.46 | 59.1 | 55.38 | 78.73 | 79.66 | 73.9
295 | 6 | 45 | 67968.8727 | 13733.7575 | 4621.0844 | 5121.7303 | 4257.7044 | 1732.0332 | 1970.0517 | 1275.5213 | 51.62 | 59.11 | 9 | 9.3097 | 73.06 | 68.05 | 66.39 | 72.95 | 78.44 | 73.04
296 | 6 | 46 | 68221.3416 | 13768.5642 | 4643.4275 | 5155.503 | 4349.4205 | 1732.0332 | 1933.5937 | 1224.2004 | 56.88 | 68.82 | 15 | 14.054 | 80.63 | 87.77 | 78.23 | 69.55 | 72.38 | 70.19
297 | 6 | 47 | 68370.1409 | 13774.0346 | 4656.1725 | 5186.2372 | 4331.3192 | 1776.7469 | 2074.6333 | 1277.7809 | 55.18 | 65.69 | 12 | 12.0047 | 80.59 | 83.55 | 78.16 | 78.32 | 77.62 | 75.11
298 | 6 | 48 | 68473.2934 | 13774.0346 | 4667.6872 | 5188.377 | 4357.7708 | 1930.1929 | 2017.1431 | 1335.254 | 54.3 | 64.83 | 9 | 11.5425 | 84 | 85.52 | 73.93 | 83.65 | 81.87 | 73.09
299 | 6 | 49 | 68076.0979 | 13746.2903 | 4672.864 | 5187.7845 | 4362.4009 | 1703.6193 | 2062.5312 | 1278.4836 | 69.11 | 89.46 | 33 | 26.0741 | 116.81 | 125.08 | 104.31 | 67.58 | 74.46 | 69.71
300 | 6 | 50 | 68378.8094 | 14273.7851 | 4676.1655 | 5185.8044 | 4368.4563 | 1749.7755 | 2151.4367 | 1307.7721 | 72.83 | 95.59 | 29 | 29.7329 | 128.37 | 136.95 | 113.89 | 69.94 | 72.16 | 69.39
301 | 7 | 1 | 67606.3264 | 13193.2096 | 4626.5642 | 5047.1045 | 4304.4519 | 1697.6657 | 1770.3254 | 1274.5648 | 45.77 | 49.93 | 5 | 3.8554 | 55.39 | 55.95 | 54.51 | 76.77 | 76.34 | 72.52
302 | 7 | 2 | 66672.6763 | 12585.4243 | 4523.9945 | 4894.3707 | 4145.5405 | 1690.6183 | 1611.9274 | 1142.7283 | 41.66 | 43.76 | 1 | 0.46167 | 47.72 | 46.44 | 46.33 | 80.06 | 80.14 | 74.6
303 | 7 | 3 | 67459.7763 | 13746.2903 | 4608.3433 | 5054.2557 | 4238.3662 | 1732.0332 | 2062.5312 | 1224.2481 | 43 | 46.22 | 2 | 1.5353 | 50.74 | 50.96 | 49.86 | 79.28 | 79.23 | 74.5
304 | 7 | 4 | 67837.687 | 13733.7575 | 4603.137 | 5079.2957 | 4243.6131 | 1732.0332 | 1970.0517 | 1275.5213 | 45.72 | 50.54 | 3 | 3.7365 | 57.13 | 58.83 | 56.07 | 78.47 | 79.06 | 74.68
305 | 7 | 5 | 66726.1562 | 13193.2096 | 4542.6669 | 4911.7678 | 4224.0818 | 1732.0332 | 1870.9715 | 1217.1312 | 40.96 | 42.79 | 0 | 0 | 46.17 | 45.17 | 44.82 | 80.31 | 80.11 | 73.87
306 | 7 | 6 | 67215.124 | 13214.3781 | 4553.7404 | 4977.3272 | 4267.8076 | 1703.0409 | 1815.4507 | 1164.1371 | 41.31 | 43.22 | 1 | 0.026255 | 46.31 | 45.67 | 45.37 | 80.07 | 79.76 | 73.76
307 | 7 | 7 | 67910.5983 | 13543.7784 | 4692.7686 | 5117.3782 | 4322.4205 | 1732.0332 | 1870.9715 | 1208.1911 | 42.23 | 44.3 | 1 | 0.11766 | 48.17 | 47.04 | 46.55 | 79.78 | 79.23 | 73.56
308 | 7 | 8 | 67989.5809 | 13774.0346 | 4684.7665 | 5096.576 | 4368.7049 | 1745.6839 | 2179.5249 | 1239.5136 | 56.11 | 66.86 | 12 | 13.6093 | 81.5 | 84.34 | 75.7 | 72.04 | 70.67 | 69.33
309 | 7 | 9 | 67837.9483 | 13562.2789 | 4685.0822 | 5124.7966 | 4350.294 | 1745.6839 | 2179.5249 | 1217.1312 | 41.86 | 43.92 | 0 | 0 | 47.37 | 46.7 | 46.14 | 79.63 | 79.28 | 73.41
310 | 7 | 10 | 67289.3452 | 13758.1497 | 4562.7185 | 5009.8547 | 4216.5752 | 1697.6657 | 2074.6333 | 1277.7809 | 44.11 | 47.24 | 3 | 2.5309 | 52.81 | 52.14 | 50.67 | 78.85 | 77.58 | 73.06
311 | 7 | 11 | 67829.3812 | 13581.3698 | 4627.1132 | 5094.5821 | 4301.2679 | 1732.0332 | 1870.9715 | 1217.1312 | 44.68 | 48.64 | 3 | 2.8526 | 55.8 | 53.51 | 52.62 | 78.83 | 79.35 | 73.98
312 | 7 | 12 | 67370.8865 | 13768.5642 | 4590.1818 | 5012.0103 | 4247.4034 | 1703.0409 | 1933.5937 | 1255.1305 | 52.63 | 62.81 | 9 | 10.6923 | 75.35 | 80.57 | 71.19 | 75.23 | 77.14 | 72.27
313 | 7 | 13 | 67639.7179 | 13562.2789 | 4609.3375 | 5044.9341 | 4246.0959 | 1745.6839 | 2179.5249 | 1255.1305 | 46.34 | 50.88 | 3 | 4.4127 | 57.84 | 57.6 | 55.64 | 76.28 | 77.53 | 73.15
314 | 7 | 14 | 67063.9033 | 13589.1251 | 4546.9923 | 4976.5265 | 4232.0566 | 1688.0059 | 1955.353 | 1204.1654 | 41.08 | 42.89 | 0 | 0 | 46.23 | 45.36 | 45.07 | 80.32 | 79.8 | 74.05
315 | 7 | 15 | 67102.6261 | 13768.5642 | 4551.5628 | 4962.5226 | 4288.1702 | 1732.0332 | 1933.5937 | 1224.2004 | 46.86 | 52.92 | 6 | 5.3985 | 61.16 | 63.69 | 58.06 | 78 | 79.16 | 72.95
316 | 7 | 16 | 67561.7421 | 13081.4608 | 4572.3396 | 5010.1994 | 4248.9959 | 1732.0332 | 1870.9715 | 1224.2004 | 44.25 | 47.61 | 5 | 2.69 | 53.54 | 51.78 | 51.08 | 78.01 | 77.8 | 73.13
317 | 7 | 17 | 66716.6297 | 13543.6234 | 4489.9981 | 4901.7341 | 4180.8981 | 1688.0059 | 1870.9715 | 1204.1654 | 42.31 | 45.54 | 3 | 1.7068 | 50.21 | 50.76 | 48.26 | 79.75 | 80.09 | 73.56
318 | 7 | 18 | 67190.1365 | 13733.7575 | 4531.6103 | 4998.4029 | 4262.0368 | 1697.6657 | 1970.0517 | 1275.5213 | 50.87 | 59.49 | 10 | 9.6594 | 74.29 | 73.49 | 67.66 | 76.09 | 79.11 | 73.26
319 | 7 | 19 | 66849.4937 | 13081.4608 | 4471.2878 | 4901.1478 | 4155.7254 | 1732.0332 | 1870.9715 | 1141.8102 | 42.39 | 44.98 | 2 | 1.6399 | 48.48 | 48.26 | 47.77 | 78.28 | 77.8 | 73.4
320 | 7 | 20 | 67374.2091 | 13193.2096 | 4592.3937 | 5007.7056 | 4257.4651 | 1732.0332 | 1870.9715 | 1194.0563 | 43.4 | 46.66 | 3 | 2.1016 | 51.31 | 51.05 | 49.96 | 78.19 | 77.96 | 73.2
321 | 7 | 21 | 67824.7655 | 13581.3698 | 4639.7495 | 5102.6827 | 4315.5814 | 1690.6183 | 1844.0769 | 1224.2004 | 43.22 | 46.01 | 1 | 1.352 | 49.09 | 49.52 | 48.41 | 77.66 | 77.72 | 72.61
322 | 7 | 22 | 66940.7656 | 13499.0769 | 4538.48 | 4909.6855 | 4227.4177 | 1732.0332 | 1730.1306 | 1217.1312 | 46.1 | 50.14 | 4 | 5.0856 | 58.13 | 56.96 | 54.29 | 75.92 | 75.48 | 71.31
323 | 7 | 23 | 67295.8262 | 13746.2903 | 4642.4585 | 5042.2704 | 4273.7738 | 1697.6657 | 2062.5312 | 1217.1312 | 48.52 | 55.32 | 8 | 6.9419 | 66.43 | 66.9 | 61.51 | 76.89 | 79.64 | 73.1
324 | 7 | 24 | 67151.1123 | 13780.5895 | 4540.8212 | 4984.0671 | 4200.8449 | 1732.0332 | 2074.6333 | 1277.7809 | 48.36 | 55.97 | 6 | 7.1708 | 69.34 | 70.83 | 62.32 | 82.79 | 82.07 | 73.21
325 | 7 | 25 | 67387.7678 | 13290.9321 | 4601.3782 | 5030.7675 | 4292.6827 | 1703.0409 | 1819.0598 | 1255.1305 | 43.46 | 46.24 | 3 | 1.8261 | 50.5 | 50.44 | 50 | 78.52 | 78.47 | 73.56
326 | 7 | 26 | 66498.349 | 13780.5895 | 4490.2907 | 4871.6033 | 4188.4152 | 1710.3076 | 1984.5542 | 1208.1911 | 46.7 | 53.29 | 5 | 6.0872 | 65.28 | 64.33 | 55.73 | 80.15 | 80.43 | 70.54
327 | 7 | 27 | 67064.9434 | 13774.0346 | 4545.3006 | 4975.4782 | 4298.9207 | 1703.0409 | 1893.5962 | 1255.1305 | 44.63 | 48.9 | 6 | 3.346 | 56.26 | 55.18 | 52.73 | 79.78 | 78.36 | 72.79
328 | 7 | 28 | 68343.8026 | 13768.5642 | 4725.9375 | 5205.9846 | 4403.4308 | 1703.0409 | 1970.0517 | 1275.5213 | 57.98 | 70.52 | 15 | 15.0596 | 83.89 | 92.04 | 81.56 | 69.85 | 73.57 | 71.43
329 | 7 | 29 | 67575.8045 | 13543.7784 | 4603.7301 | 5056.4985 | 4255.6381 | 1696.5144 | 1870.9715 | 1255.1305 | 42.26 | 44.66 | 2 | 0.34678 | 48.54 | 48.05 | 47.4 | 80.32 | 80 | 74.47
330 | 7 | 30 | 67618.199 | 13589.1251 | 4605.018 | 5047.9695 | 4283.7228 | 1930.1929 | 2017.1431 | 1170.5337 | 58.73 | 71.92 | 13 | 16.537 | 97.35 | 100.05 | 82.14 | 81.95 | 79.81 | 69.58
331 | 7 | 31 | 68110.4826 | 13733.7575 | 4672.2281 | 5170.68 | 4329.8869 | 1697.6657 | 1970.0517 | 1275.5213 | 46.69 | 52.23 | 9 | 4.2677 | 59.24 | 61.65 | 58.1 | 78.27 | 79.32 | 74.57
332 | 7 | 32 | 67066.5613 | 13367.6111 | 4550.2568 | 4954.6197 | 4178.0771 | 1688.0059 | 1870.9715 | 1139.4621 | 40.93 | 42.84 | 2 | 0.051 | 45.94 | 45.44 | 45.05 | 80 | 79.99 | 74.38
333 | 7 | 33 | 67156.4343 | 13562.2789 | 4516.2662 | 4987.1664 | 4224.676 | 1745.6839 | 2179.5249 | 1217.1312 | 44.07 | 48.25 | 8 | 3.0233 | 54.72 | 55.25 | 52.47 | 79.71 | 79.41 | 74.09
334 | 7 | 34 | 67187.86 | 13746.2903 | 4524.3042 | 4967.9689 | 4267.1375 | 1697.6657 | 2062.5312 | 1224.2004 | 45.1 | 50.03 | 4 | 4.0236 | 57.63 | 59.45 | 54.24 | 79.26 | 80.01 | 72.93
335 | 7 | 35 | 67273.719 | 13629.5608 | 4538.4481 | 5007.4622 | 4246.4969 | 1637.4078 | 1895.7759 | 1274.5648 | 41.32 | 43.25 | 0 | 0 | 46.27 | 45.83 | 45.24 | 80.22 | 79.78 | 73.81
336 | 7 | 36 | 68256.8574 | 13733.0396 | 4675.5035 | 5149.7226 | 4326.5591 | 1695.8651 | 1958.8302 | 1224.2004 | 50 | 56.33 | 10 | 7.1738 | 63.48 | 66.42 | 63.01 | 73.91 | 74.73 | 72.12
337 | 7 | 37 | 67399.6528 | 13746.2903 | 4517.625 | 5011.0345 | 4223.2529 | 1695.8651 | 2062.5312 | 1255.1305 | 43.19 | 46.3 | 3 | 1.5409 | 51.55 | 50.91 | 49.63 | 80.02 | 80.37 | 74.45
338 | 7 | 38 | 67430.632 | 13081.4608 | 4512.2439 | 4995.1722 | 4257.0056 | 1619.511 | 1870.9715 | 1255.1305 | 41.61 | 43.41 | 0 | 0 | 46.26 | 45.9 | 45.59 | 80.2 | 79.73 | 73.9
339 | 7 | 39 | 67935.3589 | 13758.1497 | 4623.9254 | 5096.794 | 4305.2444 | 1690.6183 | 2074.6333 | 1277.7809 | 48.53 | 55.32 | 5 | 6.2773 | 65.68 | 68.39 | 62.88 | 79.96 | 80.71 | 74.63
340 | 7 | 40 | 68073.3366 | 13499.0769 | 4645.3734 | 5137.5979 | 4352.4607 | 1732.0332 | 1870.9715 | 1307.7721 | 49.51 | 55.97 | 8 | 6.9632 | 63.64 | 65.17 | 62.27 | 74.47 | 74.18 | 72.07
341 | 7 | 41 | 68161.6274 | 14273.7851 | 4701.1773 | 5178.0308 | 4307.7695 | 1776.6768 | 2155.1212 | 1332.5835 | 73.08 | 96.05 | 24 | 30.0453 | 130.59 | 140.76 | 117.68 | 73.1 | 75.94 | 71.44
342 | 7 | 42 | 67263.2815 | 13562.2789 | 4570.136 | 5009.2498 | 4234.3809 | 1745.6839 | 2179.5249 | 1164.8317 | 43.4 | 46.77 | 3 | 1.9272 | 52.9 | 52.63 | 50.26 | 80.44 | 79.92 | 74.13
343 | 7 | 43 | 67905.3238 | 13746.2903 | 4652.3173 | 5127.7751 | 4328.4978 | 1745.6839 | 2179.5249 | 1224.2481 | 62.32 | 78.86 | 15 | 19.8233 | 102.42 | 110.75 | 92.93 | 73.81 | 77.34 | 72.01
344 | 7 | 44 | 66958.5543 | 13768.5642 | 4468.3063 | 4965.8888 | 4228.2824 | 1776.7469 | 1990.4801 | 1224.2004 | 52.71 | 63.36 | 12 | 11.7801 | 77.55 | 83.7 | 72.99 | 75.69 | 78.16 | 72.57
345 | 7 | 45 | 67968.8727 | 13733.7575 | 4621.0844 | 5121.7303 | 4257.7044 | 1732.0332 | 1970.0517 | 1275.5213 | 47.78 | 53.86 | 7 | 5.3845 | 61.89 | 64.33 | 60.01 | 77.67 | 78.4 | 73.94
346 | 7 | 46 | 68221.3416 | 13768.5642 | 4643.4275 | 5155.503 | 4349.4205 | 1732.0332 | 1933.5937 | 1224.2004 | 63.82 | 79.64 | 25 | 20.6105 | 94.57 | 105.08 | 91.34 | 63.11 | 67.47 | 66.94
347 | 7 | 47 | 68370.1409 | 13774.0346 | 4656.1725 | 5186.2372 | 4331.3192 | 1776.7469 | 2074.6333 | 1277.7809 | 71.88 | 92.33 | 24 | 28.3255 | 117.99 | 127.68 | 110.95 | 65.16 | 66.78 | 67.54
348 | 7 | 48 | 68473.2934 | 13774.0346 | 4667.6872 | 5188.377 | 4357.7708 | 1930.1929 | 2017.1431 | 1335.254 | 58.46 | 71.28 | 13 | 15.4573 | 98.2 | 96.04 | 79.48 | 82.77 | 76.82 | 69.55
349 | 7 | 49 | 68076.0979 | 13746.2903 | 4672.864 | 5187.7845 | 4362.4009 | 1703.6193 | 2062.5312 | 1278.4836 | 66.94 | 86.85 | 24 | 24.0401 | 110.33 | 123.25 | 103.57 | 69.32 | 75.96 | 72.87
350 | 7 | 50 | 68378.8094 | 14273.7851 | 4676.1655 | 5185.8044 | 4368.4563 | 1749.7755 | 2151.4367 | 1307.7721 | 60.46 | 75 | 18 | 17.4165 | 95.13 | 101.69 | 86.34 | 73.78 | 75.72 | 71.34
351 | 8 | 1 | 67606.3264 | 13193.2096 | 4626.5642 | 5047.1045 | 4304.4519 | 1697.6657 | 1770.3254 | 1274.5648 | 52.75 | 60.02 | 9 | 10.7162 | 65.5 | 69.95 | 66.79 | 66.69 | 67.75 | 67.7
352 | 8 | 2 | 66672.6763 | 12585.4243 | 4523.9945 | 4894.3707 | 4145.5405 | 1690.6183 | 1611.9274 | 1142.7283 | 40.96 | 42.89 | 0 | 0 | 46.39 | 45.37 | 45.24 | 80.6 | 80.36 | 74.76
353 | 8 | 3 | 67459.7763 | 13746.2903 | 4608.3433 | 5054.2557 | 4238.3662 | 1732.0332 | 2062.5312 | 1224.2481 | 46.26 | 51 | 7 | 4.6546 | 57.44 | 58.17 | 56.42 | 76.16 | 75.87 | 73.12
354 | 8 | 4 | 67837.687 | 13733.7575 | 4603.137 | 5079.2957 | 4243.6131 | 1732.0332 | 1970.0517 | 1275.5213 | 47.71 | 52.86 | 6 | 5.3459 | 59.84 | 61.36 | 58.88 | 76.46 | 76.33 | 73.06
355 | 8 | 5 | 66726.1562 | 13193.2096 | 4542.6669 | 4911.7678 | 4224.0818 | 1732.0332 | 1870.9715 | 1217.1312 | 40.81 | 42.73 | 0 | 0 | 46.21 | 45.16 | 44.8 | 80.47 | 80.23 | 73.97
356 | 8 | 6 | 67215.124 | 13214.3781 | 4553.7404 | 4977.3272 | 4267.8076 | 1703.0409 | 1815.4507 | 1164.1371 | 45.76 | 50.2 | 4 | 4.4576 | 57.13 | 56.18 | 54.69 | 76.35 | 76.89 | 72.47
357 | 8 | 7 | 67910.5983 | 13543.7784 | 4692.7686 | 5117.3782 | 4322.4205 | 1732.0332 | 1870.9715 | 1208.1911 | 42.16 | 44.23 | 0 | 0 | 48.06 | 46.96 | 46.47 | 80.02 | 79.36 | 73.68
358 | 8 | 8 | 67989.5809 | 13774.0346 | 4684.7665 | 5096.576 | 4368.7049 | 1745.6839 | 2179.5249 | 1239.5136 | 56.56 | 66.76 | 12 | 14.2295 | 77.43 | 82.05 | 74.81 | 66.23 | 66.41 | 67.03
359 | 8 | 9 | 67837.9483 | 13562.2789 | 4685.0822 | 5124.7966 | 4350.294 | 1745.6839 | 2179.5249 | 1217.1312 | 51.76 | 60.31 | 8 | 9.9434 | 75.33 | 76.78 | 66.62 | 77.53 | 76.42 | 70.38
360 | 8 | 10 | 67289.3452 | 13758.1497 | 4562.7185 | 5009.8547 | 4216.5752 | 1697.6657 | 2074.6333 | 1277.7809 | 48.27 | 55.03 | 7 | 6.7532 | 64.86 | 65.4 | 61.27 | 77.15 | 76.7 | 72.99
361 | 8 | 11 | 67829.3812 | 13581.3698 | 4627.1132 | 5094.5821 | 4301.2679 | 1732.0332 | 1870.9715 | 1217.1312 | 46.94 | 51.88 | 7 | 4.9697 | 58.52 | 58.86 | 57.43 | 76.42 | 75.4 | 72.74
362 | 8 | 12 | 67370.8865 | 13768.5642 | 4590.1818 | 5012.0103 | 4247.4034 | 1703.0409 | 1933.5937 | 1255.1305 | 51.79 | 61.24 | 12 | 9.8731 | 74.1 | 77.2 | 69.82 | 75.92 | 78.08 | 73.38
363 | 8 | 13 | 67639.7179 | 13562.2789 | 4609.3375 | 5044.9341 | 4246.0959 | 1745.6839 | 2179.5249 | 1255.1305 | 46.26 | 50.98 | 3 | 4.2946 | 57 | 56.52 | 55.64 | 76.51 | 74.89 | 72.73
364 | 8 | 14 | 67063.9033 | 13589.1251 | 4546.9923 | 4976.5265 | 4232.0566 | 1688.0059 | 1955.353 | 1204.1654 | 48.35 | 55.35 | 8 | 7.1971 | 64.08 | 66.27 | 62.11 | 75.59 | 76.08 | 72.94
365 | 8 | 15 | 67102.6261 | 13768.5642 | 4551.5628 | 4962.5226 | 4288.1702 | 1732.0332 | 1933.5937 | 1224.2004 | 46.13 | 51.82 | 7 | 4.7041 | 59.67 | 61.8 | 56.75 | 78.66 | 79.75 | 73.34
366 | 8 | 16 | 67561.7421 | 13081.4608 | 4572.3396 | 5010.1994 | 4248.9959 | 1732.0332 | 1870.9715 | 1224.2004 | 43.23 | 46.26 | 1 | 1.6932 | 52.19 | 49.75 | 49.13 | 79.56 | 79.6 | 73.71
367 | 8 | 17 | 66716.6297 | 13543.6234 | 4489.9981 | 4901.7341 | 4180.8981 | 1688.0059 | 1870.9715 | 1204.1654 | 41.74 | 44.6 | 3 | 1.1593 | 48.85 | 48.57 | 47.19 | 79.99 | 80.12 | 73.95
368 | 8 | 18 | 67190.1365 | 13733.7575 | 4531.6103 | 4998.4029 | 4262.0368 | 1697.6657 | 1970.0517 | 1275.5213 | 50.81 | 60.4 | 6 | 9.7404 | 72.87 | 78.19 | 70.13 | 76.53 | 78.84 | 74.41
369 | 8 | 19 | 66849.4937 | 13081.4608 | 4471.2878 | 4901.1478 | 4155.7254 | 1732.0332 | 1870.9715 | 1141.8102 | 45.58 | 50.41 | 4 | 4.8701 | 55.33 | 56.84 | 54.88 | 74.89 | 75.06 | 72.24
370 | 8 | 20 | 67374.2091 | 13193.2096 | 4592.3937 | 5007.7056 | 4257.4651 | 1732.0332 | 1870.9715 | 1194.0563 | 43.98 | 47.73 | 3 | 2.6484 | 51.98 | 52.63 | 50.99 | 77.18 | 77.5 | 72.78
371 | 8 | 21 | 67824.7655 | 13581.3698 | 4639.7495 | 5102.6827 | 4315.5814 | 1690.6183 | 1844.0769 | 1224.2004 | 43.46 | 46.35 | 3 | 1.5152 | 49.91 | 50.13 | 49.29 | 77.9 | 77.71 | 73
372 | 8 | 22 | 66940.7656 | 13499.0769 | 4538.48 | 4909.6855 | 4227.4177 | 1732.0332 | 1730.1306 | 1217.1312 | 46 | 51.42 | 4 | 5.1728 | 59.87 | 58.72 | 56.43 | 77.08 | 77.99 | 73.14
373 | 8 | 23 | 67295.8262 | 13746.2903 | 4642.4585 | 5042.2704 | 4273.7738 | 1697.6657 | 2062.5312 | 1217.1312 | 44.83 | 49.43 | 5 | 3.3007 | 56.67 | 57.68 | 53.51 | 79.3 | 80.34 | 73.55
374 | 8 | 24 | 67151.1123 | 13780.5895 | 4540.8212 | 4984.0671 | 4200.8449 | 1732.0332 | 2074.6333 | 1277.7809 | 46.44 | 52.74 | 6 | 5.4425 | 63.64 | 64.88 | 59.1 | 82.62 | 82.22 | 74.53
375 | 8 | 25 | 67387.7678 | 13290.9321 | 4601.3782 | 5030.7675 | 4292.6827 | 1703.0409 | 1819.0598 | 1255.1305 | 42.35 | 44.78 | 3 | 0.65387 | 48.7 | 47.87 | 47.44 | 79.74 | 79.02 | 73.66
376 | 8 | 26 | 66498.349 | 13780.5895 | 4490.2907 | 4871.6033 | 4188.4152 | 1710.3076 | 1984.5542 | 1208.1911 | 42.05 | 45.56 | 3 | 1.6591 | 51.53 | 51.13 | 47.53 | 81.35 | 81.01 | 73.1
377 | 8 | 27 | 67064.9434 | 13774.0346 | 4545.3006 | 4975.4782 | 4298.9207 | 1703.0409 | 1893.5962 | 1255.1305 | 45.89 | 51.16 | 6 | 4.6159 | 59.21 | 59.09 | 55.94 | 78.5 | 77.77 | 72.85
378 | 8 | 28 | 68343.8026 | 13768.5642 | 4725.9375 | 5205.9846 | 4403.4308 | 1703.0409 | 1970.0517 | 1275.5213 | 59.15 | 73.22 | 12 | 16.3551 | 89.67 | 98.92 | 86.87 | 71.85 | 76.24 | 73.64
379 | 8 | 29 | 67575.8045 | 13543.7784 | 4603.7301 | 5056.4985 | 4255.6381 | 1696.5144 | 1870.9715 | 1255.1305 | 49.35 | 56.04 | 9 | 7.2194 | 65.12 | 67.17 | 62.44 | 75.69 | 75.54 | 72.05
380 | 8 | 30 | 67618.199 | 13589.1251 | 4605.018 | 5047.9695 | 4283.7228 | 1930.1929 | 2017.1431 | 1170.5337 | 47.13 | 53.02 | 4 | 5.1372 | 64.66 | 63.69 | 57.63 | 82.01 | 80.31 | 72.99
381 | 8 | 31 | 68110.4826 | 13733.7575 | 4672.2281 | 5170.68 | 4329.8869 | 1697.6657 | 1970.0517 | 1275.5213 | 46.02 | 51.11 | 6 | 3.7354 | 57.82 | 59.48 | 56.2 | 78.7 | 79.15 | 74.11
382 | 8 | 32 | 67066.5613 | 13367.6111 | 4550.2568 | 4954.6197 | 4178.0771 | 1688.0059 | 1870.9715 | 1139.4621 | 40.7 | 42.74 | 1 | 0.24665 | 46.02 | 45.35 | 45.03 | 79.69 | 79.88 | 74.31
383 | 8 | 33 | 67156.4343 | 13562.2789 | 4516.2662 | 4987.1664 | 4224.676 | 1745.6839 | 2179.5249 | 1217.1312 | 40.92 | 43.05 | 1 | 0.024679 | 46.14 | 45.84 | 45.25 | 80.57 | 80.28 | 74.33
384 | 8 | 34 | 67187.86 | 13746.2903 | 4524.3042 | 4967.9689 | 4267.1375 | 1697.6657 | 2062.5312 | 1224.2004 | 44.9 | 49.34 | 3 | 3.7512 | 56.23 | 56.99 | 53.07 | 78.63 | 78.38 | 72.3
385 | 8 | 35 | 67273.719 | 13629.5608 | 4538.4481 | 5007.4622 | 4246.4969 | 1637.4078 | 1895.7759 | 1274.5648 | 42.5 | 45.12 | 3 | 1.314 | 48.82 | 48.74 | 47.81 | 79.04 | 78.54 | 73.2
386 | 8 | 36 | 68256.8574 | 13733.0396 | 4675.5035 | 5149.7226 | 4326.5591 | 1695.8651 | 1958.8302 | 1224.2004 | 58.16 | 68.81 | 16 | 15.1563 | 78.65 | 84.76 | 77.54 | 64.7 | 66.18 | 66.71
387 | 8 | 37 | 67399.6528 | 13746.2903 | 4517.625 | 5011.0345 | 4223.2529 | 1695.8651 | 2062.5312 | 1255.1305 | 46.34 | 51.59 | 5 | 4.6452 | 59.46 | 60.8 | 57.34 | 79.05 | 79.36 | 74.06
388 | 8 | 38 | 67430.632 | 13081.4608 | 4512.2439 | 4995.1722 | 4257.0056 | 1619.511 | 1870.9715 | 1255.1305 | 43.28 | 46.07 | 3 | 1.6836 | 49.95 | 50.02 | 49.05 | 78.59 | 78.05 | 73.13
389 | 8 | 39 | 67935.3589 | 13758.1497 | 4623.9254 | 5096.794 | 4305.2444 | 1690.6183 | 2074.6333 | 1277.7809 | 56.64 | 67.23 | 13 | 14.196 | 82.94 | 85.36 | 79.16 | 73.19 | 73.77 | 71.59
390 | 8 | 40 | 68073.3366 | 13499.0769 | 4645.3734 | 5137.5979 | 4352.4607 | 1732.0332 | 1870.9715 | 1307.7721 | 47.43 | 53.03 | 6 | 5.1277 | 60.69 | 60.86 | 58.15 | 77.34 | 76.68 | 72.71
391 | 8 | 41 | 68161.6274 | 14273.7851 | 4701.1773 | 5178.0308 | 4307.7695 | 1776.6768 | 2155.1212 | 1332.5835 | 59.63 | 72.72 | 14 | 17.1495 | 87.29 | 94.63 | 83.64 | 67.48 | 69.6 | 68.22
392 | 8 | 42 | 67263.2815 | 13562.2789 | 4570.136 | 5009.2498 | 4234.3809 | 1745.6839 | 2179.5249 | 1164.8317 | 43.54 | 46.74 | 2 | 2.1461 | 53.34 | 50.9 | 50.17 | 79.24 | 79.87 | 73.99
393 | 8 | 43 | 67905.3238 | 13746.2903 | 4652.3173 | 5127.7751 | 4328.4978 | 1745.6839 | 2179.5249 | 1224.2481 | 64.13 | 80.09 | 22 | 21.4793 | 98.67 | 107.34 | 92.32 | 65.11 | 67.26 | 66.37
394 | 8 | 44 | 66958.5543 | 13768.5642 | 4468.3063 | 4965.8888 | 4228.2824 | 1776.7469 | 1990.4801 | 1224.2004 | 53.06 | 64.29 | 11 | 12.2344 | 79.32 | 85.32 | 74.11 | 75.49 | 77.7 | 72.58
395 | 8 | 45 | 67968.8727 | 13733.7575 | 4621.0844 | 5121.7303 | 4257.7044 | 1732.0332 | 1970.0517 | 1275.5213 | 51.4 | 59.29 | 11 | 9.1126 | 70.93 | 72.71 | 65.89 | 74.89 | 75.48 | 70.89
396 | 8 | 46 | 68221.3416 | 13768.5642 | 4643.4275 | 5155.503 | 4349.4205 | 1732.0332 | 1933.5937 | 1224.2004 | 77.62 | 102.15 | 26 | 34.333 | 124.75 | 141.23 | 120.46 | 51.3 | 57.75 | 62.39
397 | 8 | 47 | 68370.1409 | 13774.0346 | 4656.1725 | 5186.2372 | 4331.3192 | 1776.7469 | 2074.6333 | 1277.7809 | 68.31 | 84.81 | 25 | 24.7552 | 103.07 | 110.04 | 98.48 | 59.76 | 61.05 | 64.03
398 | 8 | 48 | 68473.2934 | 13774.0346 | 4667.6872 | 5188.377 | 4357.7708 | 1930.1929 | 2017.1431 | 1335.254 | 63.64 | 78.95 | 17 | 20.6694 | 106.53 | 108.55 | 91.49 | 78.16 | 74.6 | 68.62
399 | 8 | 49 | 68076.0979 | 13746.2903 | 4672.864 | 5187.7845 | 4362.4009 | 1703.6193 | 2062.5312 | 1278.4836 | 62.18 | 78.79 | 23 | 19.2072 | 100.13 | 108.9 | 92.65 | 73.1 | 77.7 | 73.55
400 | 8 | 50 | 68378.8094 | 14273.7851 | 4676.1655 | 5185.8044 | 4368.4563 | 1749.7755 | 2151.4367 | 1307.7721 | 58 | 70.67 | 19 | 14.9356 | 88.49 | 92.45 | 79.36 | 75.11 | 75.06 | 70.25
401 | 9 | 1 | 67606.3264 | 13193.2096 | 4626.5642 | 5047.1045 | 4304.4519 | 1697.6657 | 1770.3254 | 1274.5648 | 44.72 | 48.38 | 4 | 2.9432 | 54.76 | 53.21 | 52.07 | 77.82 | 78.14 | 72.92
402 | 9 | 2 | 66672.6763 | 12585.4243 | 4523.9945 | 4894.3707 | 4145.5405 | 1690.6183 | 1611.9274 | 1142.7283 | 40.93 | 42.82 | 0 | 0 | 46.16 | 45.24 | 45.11 | 80.44 | 80.3 | 74.7
403 | 9 | 3 | 67459.7763 | 13746.2903 | 4608.3433 | 5054.2557 | 4238.3662 | 1732.0332 | 2062.5312 | 1224.2481 | 55.3 | 66.03 | 11 | 13.6999 | 78.44 | 82.58 | 76.95 | 69.8 | 70.54 | 71.08
404 | 9 | 4 | 67837.687 | 13733.7575 | 4603.137 | 5079.2957 | 4243.6131 | 1732.0332 | 1970.0517 | 1275.5213 | 47.94 | 53.55 | 6 | 5.7522 | 62.98 | 62.99 | 60.29 | 77.83 | 78.55 | 74.13
405 | 9 | 5 | 66726.1562 | 13193.2096 | 4542.6669 | 4911.7678 | 4224.0818 | 1732.0332 | 1870.9715 | 1217.1312 | 40.83 | 42.72 | 1 | 0.014263 | 46.1 | 45.14 | 44.77 | 80.36 | 80.18 | 73.93
406 | 9 | 6 | 67215.124 | 13214.3781 | 4553.7404 | 4977.3272 | 4267.8076 | 1703.0409 | 1815.4507 | 1164.1371 | 44.16 | 47.87 | 3 | 2.9128 | 51.64 | 52.65 | 51 | 76.45 | 76.81 | 72.23
407 | 9 | 7 | 67910.5983 | 13543.7784 | 4692.7686 | 5117.3782 | 4322.4205 | 1732.0332 | 1870.9715 | 1208.1911 | 42.12 | 44.25 | 1 | 0.025658 | 48.03 | 47.06 | 46.52 | 79.99 | 79.44 | 73.74
408 | 9 | 8 | 67989.5809 | 13774.0346 | 4684.7665 | 5096.576 | 4368.7049 | 1745.6839 | 2179.5249 | 1239.5136 | 51.62 | 59.72 | 7 | 9.1775 | 68.86 | 72.29 | 65.78 | 72.87 | 73.66 | 70.29
409 | 9 | 9 | 67837.9483 | 13562.2789 | 4685.0822 | 5124.7966 | 4350.294 | 1745.6839 | 2179.5249 | 1217.1312 | 46.37 | 51.98 | 4 | 4.7322 | 62.11 | 62.93 | 56.77 | 80.27 | 80.08 | 73.15
410 | 9 | 10 | 67289.3452 | 13758.1497 | 4562.7185 | 5009.8547 | 4216.5752 | 1697.6657 | 2074.6333 | 1277.7809 | 50.99 | 60.09 | 6 | 9.5129 | 73.57 | 76.09 | 69.41 | 78.92 | 78.4 | 74.06
411 | 9 | 11 | 67829.3812 | 13581.3698 | 4627.1132 | 5094.5821 | 4301.2679 | 1732.0332 | 1870.9715 | 1217.1312 | 42.68 | 45.48 | 1 | 0.87458 | 49.67 | 49.56 | 48.11 | 79.84 | 79.57 | 73.72
412 | 9 | 12 | 67370.8865 | 13768.5642 | 4590.1818 | 5012.0103 | 4247.4034 | 1703.0409 | 1933.5937 | 1255.1305 | 51.94 | 61.16 | 10 | 9.9853 | 74.9 | 76.53 | 70.42 | 76.36 | 77.48 | 74.04
413 | 9 | 13 | 67639.7179 | 13562.2789 | 4609.3375 | 5044.9341 | 4246.0959 | 1745.6839 | 2179.5249 | 1255.1305 | 48.27 | 53.59 | 5 | 6.1878 | 61.36 | 61.2 | 58.6 | 74.17 | 75.04 | 71.55
414 | 9 | 14 | 67063.9033 | 13589.1251 | 4546.9923 | 4976.5265 | 4232.0566 | 1688.0059 | 1955.353 | 1204.1654 | 41.56 | 43.93 | 1 | 0.62612 | 47.8 | 47.32 | 46.61 | 80.08 | 79.74 | 74.15
415 | 9 | 15 | 67102.6261 | 13768.5642 | 4551.5628 | 4962.5226 | 4288.1702 | 1732.0332 | 1933.5937 | 1224.2004 | 48.96 | 56.61 | 8 | 7.7056 | 68 | 69.19 | 62.99 | 77.05 | 78.86 | 72.93
416 | 9 | 16 | 67561.7421 | 13081.4608 | 4572.3396 | 5010.1994 | 4248.9959 | 1732.0332 | 1870.9715 | 1224.2004 | 41.5 | 43.45 | 1 | 0.1877 | 46.64 | 45.97 | 45.47 | 79.8 | 79.34 | 73.59
417 | 9 | 17 | 66716.6297 | 13543.6234 | 4489.9981 | 4901.7341 | 4180.8981 | 1688.0059 | 1870.9715 | 1204.1654 | 46.84 | 53.51 | 4 | 6.3123 | 62.37 | 64.68 | 59.46 | 77.44 | 77.92 | 73.1
418 | 9 | 18 | 67190.1365 | 13733.7575 | 4531.6103 | 4998.4029 | 4262.0368 | 1697.6657 | 1970.0517 | 1275.5213 | 47.12 | 53.9 | 6 | 6.1626 | 63.24 | 66.01 | 60.5 | 78.24 | 79.13 | 73.88
419 | 9 | 19 | 66849.4937 | 13081.4608 | 4471.2878 | 4901.1478 | 4155.7254 | 1732.0332 | 1870.9715 | 1141.8102 | 44.36 | 48.17 | 5 | 3.595 | 54.69 | 53.11 | 52.34 | 77.37 | 78.39 | 73.81
420 | 9 | 20 | 67374.2091 | 13193.2096 | 4592.3937 | 5007.7056 | 4257.4651 | 1732.0332 | 1870.9715 | 1194.0563 | 42.89 | 45.72 | 1 | 1.6253 | 51.92 | 49.57 | 49.21 | 79.8 | 79.81 | 74.28
421 | 9 | 21 | 67824.7655 | 13581.3698 | 4639.7495 | 5102.6827 | 4315.5814 | 1690.6183 | 1844.0769 | 1224.2004 | 42.53 | 44.79 | 3 | 0.6751 | 48.06 | 47.63 | 47.15 | 78.73 | 78.15 | 73.04
422 | 9 | 22 | 66940.7656 | 13499.0769 | 4538.48 | 4909.6855 | 4227.4177 | 1732.0332 | 1730.1306 | 1217.1312 | 40.68 | 42.63 | 0 | 0 | 45.92 | 45.14 | 44.69 | 80.41 | 80.42 | 74.05
423 | 9 | 23 | 67295.8262 | 13746.2903 | 4642.4585 | 5042.2704 | 4273.7738 | 1697.6657 | 2062.5312 | 1217.1312 | 49.75 | 57.52 | 7 | 8.0005 | 68.11 | 70.18 | 65.19 | 76.09 | 76.98 | 73.43
424 | 9 | 24 | 67151.1123 | 13780.5895 | 4540.8212 | 4984.0671 | 4200.8449 | 1732.0332 | 2074.6333 | 1277.7809 | 52.62 | 62.98 | 7 | 11.453 | 81.06 | 82.69 | 71.32 | 81 | 81.64 | 71.83
425 | 9 | 25 | 67387.7678 | 13290.9321 | 4601.3782 | 5030.7675 | 4292.6827 | 1703.0409 | 1819.0598 | 1255.1305 | 43.37 | 46.59 | 2 | 1.8747 | 52 | 51.26 | 49.86 | 79.24 | 79.24 | 73.54
426 | 9 | 26 | 66498.349 | 13780.5895 | 4490.2907 | 4871.6033 | 4188.4152 | 1710.3076 | 1984.5542 | 1208.1911 | 41.65 | 44.72 | 1 | 1.1709 | 49.96 | 49.42 | 46.75 | 81.28 | 80.96 | 73.5
427 | 9 | 27 | 67064.9434 | 13774.0346 | 4545.3006 | 4975.4782 | 4298.9207 | 1703.0409 | 1893.5962 | 1255.1305 | 46.22 | 51.82 | 5 | 4.9669 | 61.36 | 60.84 | 56.86 | 79.7 | 78.83 | 73.12
428 | 9 | 28 | 68343.8026 | 13768.5642 | 4725.9375 | 5205.9846 | 4403.4308 | 1703.0409 | 1970.0517 | 1275.5213 | 54.41 | 64.82 | 11 | 11.634 | 77.71 | 82.87 | 74.41 | 73.51 | 77.14 | 72.84
429 | 9 | 29 | 67575.8045 | 13543.7784 | 4603.7301 | 5056.4985 | 4255.6381 | 1696.5144 | 1870.9715 | 1255.1305 | 45.84 | 50.83 | 4 | 3.9304 | 57.8 | 59.25 | 55.83 | 78.56 | 79.12 | 73.95
430 | 9 | 30 | 67618.199 | 13589.1251 | 4605.018 | 5047.9695 | 4283.7228 | 1930.1929 | 2017.1431 | 1170.5337 | 52.11 | 60.9 | 9 | 10.045 | 77.4 | 78.27 | 68.66 | 80.76 | 78.74 | 71.81
431 | 9 | 31 | 68110.4826 | 13733.7575 | 4672.2281 | 5170.68 | 4329.8869 | 1697.6657 | 1970.0517 | 1275.5213 | 53.1 | 63.56 | 12 | 10.8617 | 76.27 | 81.97 | 74.18 | 75.48 | 77.88 | 74.62
432 | 9 | 32 | 67066.5613 | 13367.6111 | 4550.2568 | 4954.6197 | 4178.0771 | 1688.0059 | 1870.9715 | 1139.4621 | 41.89 | 44.6 | 3 | 1.209 | 48.59 | 48.45 | 47.46 | 79.21 | 79.16 | 74.02
433 | 9 | 33 | 67156.4343 | 13562.2789 | 4516.2662 | 4987.1664 | 4224.676 | 1745.6839 | 2179.5249 | 1217.1312 | 44.53 | 48.1 | 4 | 3.5038 | 53 | 52.77 | 51.32 | 75.63 | 77.06 | 72.06
434 | 9 | 34 | 67187.86 | 13746.2903 | 4524.3042 | 4967.9689 | 4267.1375 | 1697.6657 | 2062.5312 | 1224.2004 | 45.56 | 50.75 | 5 | 4.5395 | 58.68 | 60.55 | 55.57 | 79.18 | 79.76 | 72.98
435 | 9 | 35 | 67273.719 | 13629.5608 | 4538.4481 | 5007.4622 | 4246.4969 | 1637.4078 | 1895.7759 | 1274.5648 | 45.05 | 49.69 | 5 | 3.7842 | 56.11 | 57.37 | 53.86 | 78.94 | 79.03 | 73.13
436 | 9 | 36 | 68256.8574 | 13733.0396 | 4675.5035 | 5149.7226 | 4326.5591 | 1695.8651 | 1958.8302 | 1224.2004 | 52.81 | 61.61 | 9 | 10.2204 | 71.37 | 75.13 | 69.47 | 71.46 | 74.73 | 71.69
437 | 9 | 37 | 67399.6528 | 13746.2903 | 4517.625 | 5011.0345 | 4223.2529 | 1695.8651 | 2062.5312 | 1255.1305 | 44.3 | 48.28 | 4 | 2.7078 | 54.37 | 55.33 | 52.85 | 80.33 | 80.31 | 74.51
438 | 9 | 38 | 67430.632 | 13081.4608 | 4512.2439 | 4995.1722 | 4257.0056 | 1619.511 | 1870.9715 | 1255.1305 | 41.56 | 43.41 | 0 | 0 | 46.25 | 45.94 | 45.64 | 80.24 | 79.83 | 74
439 | 9 | 39 | 67935.3589 | 13758.1497 | 4623.9254 | 5096.794 | 4305.2444 | 1690.6183 | 2074.6333 | 1277.7809 | 50.75 | 59.16 | 6 | 8.4027 | 72.06 | 75.44 | 68.35 | 80.46 | 81.15 | 74.77
440 | 9 | 40 | 68073.3366 | 13499.0769 | 4645.3734 | 5137.5979 | 4352.4607 | 1732.0332 | 1870.9715 | 1307.7721 | 44.76 | 48.53 | 5 | 2.3817 | 53.16 | 53.63 | 52.3 | 78.16 | 77.85 | 73.4
441 | 9 | 41 | 68161.6274 | 14273.7851 | 4701.1773 | 5178.0308 | 4307.7695 | 1776.6768 | 2155.1212 | 1332.5835 | 47.98 | 54.54 | 6 | 5.5516 | 64.63 | 65.95 | 60.82 | 79.5 | 79.54 | 74.23
442 | 9 | 42 | 67263.2815 | 13562.2789 | 4570.136 | 5009.2498 | 4234.3809 | 1745.6839 | 2179.5249 | 1164.8317 | 46.35 | 51.12 | 3 | 5.0077 | 62.42 | 57.43 | 56.16 | 78.16 | 79.92 | 73.71
443 | 9 | 43 | 67905.3238 | 13746.2903 | 4652.3173 | 5127.7751 | 4328.4978 | 1745.6839 | 2179.5249 | 1224.2481 | 53.3 | 63.37 | 11 | 10.8464 | 76.06 | 81.49 | 72.67 | 75.67 | 77.77 | 73.01
444 | 9 | 44 | 66958.5543 | 13768.5642 | 4468.3063 | 4965.8888 | 4228.2824 | 1776.7469 | 1990.4801 | 1224.2004 | 50.5 | 60.02 | 11 | 9.7144 | 72.46 | 77.65 | 68.53 | 76.69 | 78.8 | 73.37
445 | 9 | 45 | 67968.8727 | 13733.7575 | 4621.0844 | 5121.7303 | 4257.7044 | 1732.0332 | 1970.0517 | 1275.5213 | 50.1 | 57.75 | 7 | 7.8463 | 67.81 | 70.61 | 64.7 | 76.19 | 76.57 | 72.63
446 | 9 | 46 | 68221.3416 | 13768.5642 | 4643.4275 | 5155.503 | 4349.4205 | 1732.0332 | 1933.5937 | 1224.2004 | 60.93 | 75.58 | 18 | 17.9238 | 90.66 | 100.11 | 87.16 | 67.59 | 71.63 | 69.46
447 | 9 | 47 | 68370.1409 | 13774.0346 | 4656.1725 | 5186.2372 | 4331.3192 | 1776.7469 | 2074.6333 | 1277.7809 | 53.13 | 62.75 | 11 | 9.9173 | 76.01 | 79.23 | 71.04 | 77.78 | 78.09 | 73.1
448 | 9 | 48 | 68473.2934 | 13774.0346 | 4667.6872 | 5188.377 | 4357.7708 | 1930.1929 | 2017.1431 | 1335.254 | 60.6 | 74.97 | 15 | 17.4666 | 100.75 | 102.24 | 87.3 | 82.06 | 78.71 | 71.88
449 | 9 | 49 | 68076.0979 | 13746.2903 | 4672.864 | 5187.7845 | 4362.4009 | 1703.6193 | 2062.5312 | 1278.4836 | 74.56 | 99.74 | 30 | 31.37 | 133.11 | 144.57 | 121.65 | 68.51 | 74.71 | 73.81
450 | 9 | 50 | 68378.8094 | 14273.7851 | 4676.1655 | 5185.8044 | 4368.4563 | 1749.7755 | 2151.4367 | 1307.7721 | 73.62 | 98.22 | 24 | 30.3355 | 136.7 | 145.12 | 113.58 | 75.83 | 76.79 | 67.42
451 | 10 | 1 | 67606.3264 | 13193.2096 | 4626.5642 | 5047.1045 | 4304.4519 | 1697.6657 | 1770.3254 | 1274.5648 | 49.89 | 56.23 | 6 | 7.9035 | 64 | 64.93 | 62.54 | 72.24 | 73.52 | 70.97
452 | 10 | 2 | 66672.6763 | 12585.4243 | 4523.9945 | 4894.3707 | 4145.5405 | 1690.6183 | 1611.9274 | 1142.7283 | 45.07 | 48.91 | 6 | 3.7191 | 56.59 | 53.76 | 53.33 | 77.02 | 79.7 | 74.07
453 | 10 | 3 | 67459.7763 | 13746.2903 | 4608.3433 | 5054.2557 | 4238.3662 | 1732.0332 | 2062.5312 | 1224.2481 | 46.67 | 52.35 | 5 | 5.1802 | 58.94 | 61 | 58.62 | 76.26 | 76.85 | 74.09
454 | 10 | 4 | 67837.687 | 13733.7575 | 4603.137 | 5079.2957 | 4243.6131 | 1732.0332 | 1970.0517 | 1275.5213 | 52.12 | 59.14 | 11 | 9.5909 | 70.81 | 69.56 | 66.78 | 71.62 | 74.81 | 71.81
455 | 10 | 5 | 66726.1562 | 13193.2096 | 4542.6669 | 4911.7678 | 4224.0818 | 1732.0332 | 1870.9715 | 1217.1312 | 49.49 | 55.67 | 7 | 8.3228 | 70.3 | 63.11 | 62.58 | 74.29 | 78.45 | 72.91
456 | 10 | 6 | 67215.124 | 13214.3781 | 4553.7404 | 4977.3272 | 4267.8076 | 1703.0409 | 1815.4507 | 1164.1371 | 45.24 | 49.38 | 3 | 3.7522 | 53.37 | 54.77 | 52.87 | 75.34 | 75.78 | 71.78
457 | 10 | 7 | 67910.5983 | 13543.7784 | 4692.7686 | 5117.3782 | 4322.4205 | 1732.0332 | 1870.9715 | 1208.1911 | 46.61 | 50.99 | 4 | 4.2373 | 61.14 | 56.35 | 55.78 | 78.16 | 79.07 | 73.58
458 | 10 | 8 | 67989.5809 | 13774.0346 | 4684.7665 | 5096.576 | 4368.7049 | 1745.6839 | 2179.5249 | 1239.5136 | 61.93 | 76.1 | 16 | 19.3147 | 96.62 | 99.23 | 87.62 | 69.81 | 72.5 | 68.81
459 | 10 | 9 | 67837.9483 | 13562.2789 | 4685.0822 | 5124.7966 | 4350.294 | 1745.6839 | 2179.5249 | 1217.1312 | 56 | 66.75 | 13 | 13.9306 | 83.09 | 86.15 | 76.06 | 75.01 | 75.43 | 70.11
460 | 10 | 10 | 67289.3452 | 13758.1497 | 4562.7185 | 5009.8547 | 4216.5752 | 1697.6657 | 2074.6333 | 1277.7809 | 47.95 | 54.29 | 4 | 6.3882 | 65.8 | 65.43 | 61.24 | 79.89 | 80.23 | 74.22
461 | 10 | 11 | 67829.3812 | 13581.3698 | 4627.1132 | 5094.5821 | 4301.2679 | 1732.0332 | 1870.9715 | 1217.1312 | 46.56 | 51.21 | 3 | 4.5128 | 59.46 | 58.15 | 55.38 | 77.46 | 77.59 | 72.27
462 | 10 | 12 | 67370.8865 | 13768.5642 | 4590.1818 | 5012.0103 | 4247.4034 | 1703.0409 | 1933.5937 | 1255.1305 | 50.83 | 58.88 | 9 | 8.7674 | 73.99 | 70.92 | 67.41 | 77.36 | 79.68 | 74.68
463 | 10 | 13 | 67639.7179 | 13562.2789 | 4609.3375 | 5044.9341 | 4246.0959 | 1745.6839 | 2179.5249 | 1255.1305 | 48.21 | 53.87 | 5 | 6.1597 | 62.57 | 61.25 | 59.17 | 74.9 | 76.51 | 72.37
464 | 10 | 14 | 67063.9033 | 13589.1251 | 4546.9923 | 4976.5265 | 4232.0566 | 1688.0059 | 1955.353 | 1204.1654 | 51.28 | 57.4 | 7 | 9.8615 | 65.85 | 65.94 | 64.56 | 69.4 | 72.39 | 69.63
465 | 10 | 15 | 67102.6261 | 13768.5642 | 4551.5628 | 4962.5226 | 4288.1702 | 1732.0332 | 1933.5937 | 1224.2004 | 49.67 | 56.07 | 10 | 8.0085 | 66.92 | 65.71 | 62.23 | 73.38 | 76.96 | 71.69
466 | 10 | 16 | 67561.7421 | 13081.4608 | 4572.3396 | 5010.1994 | 4248.9959 | 1732.0332 | 1870.9715 | 1224.2004 | 48.26 | 53.37 | 4 | 6.4357 | 65.02 | 59.73 | 58.81 | 75.21 | 78.49 | 72.66
467 | 10 | 17 | 66716.6297 | 13543.6234 | 4489.9981 | 4901.7341 | 4180.8981 | 1688.0059 | 1870.9715 | 1204.1654 | 45.97 | 51.32 | 4 | 5.3002 | 59.5 | 58.97 | 56.73 | 76.69 | 77.94 | 73.4
468 | 10 | 18 | 67190.1365 | 13733.7575 | 4531.6103 | 4998.4029 | 4262.0368 | 1697.6657 | 1970.0517 | 1275.5213 | 44.55 | 48.73 | 3 | 3.3688 | 55.71 | 55.18 | 53.02 | 78.42 | 79.62 | 73.66
469 | 10 | 19 | 66849.4937 | 13081.4608 | 4471.2878 | 4901.1478 | 4155.7254 | 1732.0332 | 1870.9715 | 1141.8102 | 50.51 | 57.88 | 6 | 9.4795 | 69.14 | 67.49 | 65.67 | 72.8 | 73.87 | 72.08
470 | 10 | 20 | 67374.2091 | 13193.2096 | 4592.3937 | 5007.7056 | 4257.4651 | 1732.0332 | 1870.9715 | 1194.0563 | 45.74 | 50.03 | 4 | 4.146 | 56.86 | 55.36 | 54.32 | 77.35 | 77.51 | 72.62
471 | 10 | 21 | 67824.7655 | 13581.3698 | 4639.7495 | 5102.6827 | 4315.5814 | 1690.6183 | 1844.0769 | 1224.2004 | 44.42 | 48.08 | 2 | 2.3845 | 53.44 | 53.24 | 51.43 | 78.71 | 77.83 | 72.95
472 | 10 | 22 | 66940.7656 | 13499.0769 | 4538.48 | 4909.6855 | 4227.4177 | 1732.0332 | 1730.1306 | 1217.1312 | 45.93 | 50.5 | 3 | 4.9681 | 60 | 56.15 | 54.96 | 76.32 | 79.56 | 72.99
473 | 10 | 23 | 67295.8262 | 13746.2903 | 4642.4585 | 5042.2704 | 4273.7738 | 1697.6657 | 2062.5312 | 1217.1312 | 46.51 | 51.54 | 4 | 4.671 | 61.61 | 59.5 | 56.39 | 78.57 | 80.25 | 73.53
474 | 10 | 24 | 67151.1123 | 13780.5895 | 4540.8212 | 4984.0671 | 4200.8449 | 1732.0332 | 2074.6333 | 1277.7809 | 48.97 | 55.56 | 7 | 7.576 | 67.63 | 66.62 | 62.38 | 77.07 | 80.48 | 73.29
475 | 10 | 25 | 67387.7678 | 13290.9321 | 4601.3782 | 5030.7675 | 4292.6827 | 1703.0409 | 1819.0598 | 1255.1305 | 46.41 | 50.66 | 4 | 4.6416 | 59.26 | 56.03 | 55.13 | 75.77 | 78.81 | 72.77
476 | 10 | 26 | 66498.349 | 13780.5895 | 4490.2907 | 4871.6033 | 4188.4152 | 1710.3076 | 1984.5542 | 1208.1911 | 49.8 | 58.32 | 10 | 9.0344 | 72.11 | 73.08 | 63.85 | 77.23 | 79.24 | 71.01
477 | 10 | 27 | 67064.9434 | 13774.0346 | 4545.3006 | 4975.4782 | 4298.9207 | 1703.0409 | 1893.5962 | 1255.1305 | 50.2 | 56.42 | 11 | 8.6649 | 65.4 | 65.06 | 62.9 | 72.32 | 73.91 | 70.3
478 | 10 | 28 | 68343.8026 | 13768.5642 | 4725.9375 | 5205.9846 | 4403.4308 | 1703.0409 | 1970.0517 | 1275.5213 | 50.78 | 59.16 | 8 | 8.1347 | 69.45 | 73.95 | 66.82 | 76.44 | 78.55 | 73.56
479 | 10 | 29 | 67575.8045 | 13543.7784 | 4603.7301 | 5056.4985 | 4255.6381 | 1696.5144 | 1870.9715 | 1255.1305 | 46.44 | 51.14 | 6 | 4.3076 | 60.28 | 57.33 | 56.16 | 77.92 | 79.86 | 74.22
480 | 10 | 30 | 67618.199 | 13589.1251 | 4605.018 | 5047.9695 | 4283.7228 | 1930.1929 | 2017.1431 | 1170.5337 | 55.74 | 65.78 | 10 | 13.5106 | 80.45 | 84.2 | 74.34 | 74.88 | 74.37 | 68.5
481 | 10 | 31 | 68110.4826 | 13733.7575 | 4672.2281 | 5170.68 | 4329.8869 | 1697.6657 | 1970.0517 | 1275.5213 | 53.31 | 62.63 | 14 | 10.753 | 76.07 | 78.92 | 71.56 | 74.19 | 78.9 | 72.93
482 | 10 | 32 | 67066.5613 | 13367.6111 | 4550.2568 | 4954.6197 | 4178.0771 | 1688.0059 | 1870.9715 | 1139.4621 | 45.62 | 50.41 | 5 | 4.5628 | 59.39 | 57.49 | 55.19 | 77.81 | 79.59 | 73.72
483 | 10 | 33 | 67156.4343 | 13562.2789 | 4516.2662 | 4987.1664 | 4224.676 | 1745.6839 | 2179.5249 | 1217.1312 | 41.36 | 43.43 | 1 | 0.10583 | 46.45 | 46.15 | 45.61 | 80.36 | 80.04 | 74.18
484 | 10 | 34 | 67187.86 | 13746.2903 | 4524.3042 | 4967.9689 | 4267.1375 | 1697.6657 | 2062.5312 | 1224.2004 | 54.41 | 64.02 | 11 | 12.941 | 79.85 | 80.58 | 72.59 | 72.07 | 74.73 | 69.81
485 | 10 | 35 | 67273.719 | 13629.5608 | 4538.4481 | 5007.4622 | 4246.4969 | 1637.4078 | 1895.7759 | 1274.5648 | 45.93 | 49.59 | 4 | 4.5567 | 52.86 | 54.68 | 53.75 | 74.19 | 74.48 | 70.88
486 | 10 | 36 | 68256.8574 | 13733.0396 | 4675.5035 | 5149.7226 | 4326.5591 | 1695.8651 | 1958.8302 | 1224.2004 | 54.41 | 63.87 | 9 | 11.5194 | 75.54 | 78.62 | 72.72 | 71.14 | 74.24 | 71.63
487 | 10 | 37 | 67399.6528 | 13746.2903 | 4517.625 | 5011.0345 | 4223.2529 | 1695.8651 | 2062.5312 | 1255.1305 | 55.98 | 66.89 | 14 | 14.0548 | 85.31 | 84.48 | 77.99 | 72.05 | 76.12 | 72.43
488 | 10 | 38 | 67430.632 | 13081.4608 | 4512.2439 | 4995.1722 | 4257.0056 | 1619.511 | 1870.9715 | 1255.1305 | 43.07 | 45.34 | 3 | 1.1404 | 48.65 | 48.37 | 48.09 | 78.71 | 77.98 | 73.23
489 | 10 | 39 | 67935.3589 | 13758.1497 | 4623.9254 | 5096.794 | 4305.2444 | 1690.6183 | 2074.6333 | 1277.7809 | 51.38 | 57.95 | 9 | 8.9045 | 65.58 | 68.88 | 65.94 | 72.71 | 73.15 | 70.98
490 | 10 | 40 | 68073.3366 | 13499.0769 | 4645.3734 | 5137.5979 | 4352.4607 | 1732.0332 | 1870.9715 | 1307.7721 | 58.92 | 70.36 | 19 | 16.1822 | 87.66 | 86.45 | 80.77 | 67.99 | 71.23 | 69.48
491 | 10 | 41 | 68161.6274 | 14273.7851 | 4701.1773 | 5178.0308 | 4307.7695 | 1776.6768 | 2155.1212 | 1332.5835 | 58.06 | 71.88 | 10 | 15.3753 | 95.82 | 97.68 | 84.64 | 80.17 | 80.62 | 75.15
492 | 10 | 42 | 67263.2815 | 13562.2789 | 4570.136 | 5009.2498 | 4234.3809 | 1745.6839 | 2179.5249 | 1164.8317 | 43.35 | 46.22 | 1 | 1.7036 | 51.65 | 50.04 | 49.58 | 78.93 | 79.81 | 74.18
493 | 10 | 43 | 67905.3238 | 13746.2903 | 4652.3173 | 5127.7751 | 4328.4978 | 1745.6839 | 2179.5249 | 1224.2481 | 66.06 | 83.45 | 21 | 23.4016 | 106.71 | 113.79 | 98.38 | 67.43 | 70.16 | 68.45
494 | 10 | 44 | 66958.5543 | 13768.5642 | 4468.3063 | 4965.8888 | 4228.2824 | 1776.7469 | 1990.4801 | 1224.2004 | 47.31 | 54.34 | 9 | 6.3787 | 63.76 | 67.19 | 60.91 | 78.41 | 79.76 | 74.02
495 | 10 | 45 | 67968.8727 | 13733.7575 | 4621.0844 | 5121.7303 | 4257.7044 | 1732.0332 | 1970.0517 | 1275.5213 | 56.94 | 68.48 | 11 | 14.3976 | 86.99 | 87.15 | 79.15 | 73.28 | 75.48 | 71.59
496 | 10 | 46 | 68221.3416 | 13768.5642 | 4643.4275 | 5155.503 | 4349.4205 | 1732.0332 | 1933.5937 | 1224.2004 | 77.64 | 101.52 | 28 | 34.1512 | 127.67 | 138.62 | 120.77 | 53.05 | 59.3 | 63.9
497 | 10 | 47 | 68370.1409 | 13774.0346 | 4656.1725 | 5186.2372 | 4331.3192 | 1776.7469 | 2074.6333 | 1277.7809 | 75.92 | 97.55 | 24 | 32.0309 | 121.09 | 134.94 | 118.49 | 58.26 | 66.12 | 66.66
498 | 10 | 48 | 68473.2934 | 13774.0346 | 4667.6872 | 5188.377 | 4357.7708 | 1930.1929 | 2017.1431 | 1335.254 | 58.54 | 71.21 | 13 | 15.4125 | 95.85 | 93.72 | 81.99 | 80.96 | 80.74 | 72.33
499 | 10 | 49 | 68076.0979 | 13746.2903 | 4672.864 | 5187.7845 | 4362.4009 | 1703.6193 | 2062.5312 | 1278.4836 | 70.39 | 91.3 | 29 | 27.1827 | 122.47 | 127.24 | 108.26 | 68.35 | 76.23 | 71.72
500 | 10 | 50 | 68378.8094 | 14273.7851 | 4676.1655 | 5185.8044 | 4368.4563 | 1749.7755 | 2151.4367 | 1307.7721 | 73.16 | 96.43 | 28 | 29.8008 | 130.86 | 138.42 | 113.96 | 70.71 | 73.58 | 69.44
501 | 11 | 1 | 67606.3264 | 13193.2096 | 4626.5642 | 5047.1045 | 4304.4519 | 1697.6657 | 1770.3254 | 1274.5648 | 44.2 | 47.23 | 3 | 2.2894 | 53.69 | 51.31 | 50.99 | 78.55 | 79.15 | 73.2
502 | 11 | 2 | 66672.6763 | 12585.4243 | 4523.9945 | 4894.3707 | 4145.5405 | 1690.6183 | 1611.9274 | 1142.7283 | 41.32 | 43.45 | 1 | 0.47747 | 47.34 | 46.18 | 46.01 | 79.95 | 80.16 | 74.56
503 | 11 | 3 | 67459.7763 | 13746.2903 | 4608.3433 | 5054.2557 | 4238.3662 | 1732.0332 | 2062.5312 | 1224.2481 | 50.97 | 59.86 | 12 | 9.3895 | 71.56 | 75.62 | 68.09 | 75.79 | 77.3 | 73.2
504 | 11 | 4 | 67837.687 | 13733.7575 | 4603.137 | 5079.2957 | 4243.6131 | 1732.0332 | 1970.0517 | 1275.5213 | 44.99 | 48.64 | 5 | 2.6459 | 54.94 | 54.84 | 53.39 | 79.86 | 79.68 | 74.5
505 | 11 | 5 | 66726.1562 | 13193.2096 | 4542.6669 | 4911.7678 | 4224.0818 | 1732.0332 | 1870.9715 | 1217.1312 | 41.08 | 42.99 | 0 | 0 | 46.47 | 45.45 | 45.07 | 80.48 | 80.26 | 73.97
506 | 11 | 6 | 67215.124 | 13214.3781 | 4553.7404 | 4977.3272 | 4267.8076 | 1703.0409 | 1815.4507 | 1164.1371 | 41.24 | 43.11 | 0 | 0 | 46.16 | 45.5 | 45.23 | 80.03 | 79.71 | 73.73
507 | 11 | 7 | 67910.5983 | 13543.7784 | 4692.7686 | 5117.3782 | 4322.4205 | 1732.0332 | 1870.9715 | 1208.1911 | 43.78 | 46.64 | 1 | 1.6336 | 52.52 | 50.47 | 50.13 | 79.01 | 79.21 | 73.56
508 | 11 | 8 | 67989.5809 | 13774.0346 | 4684.7665 | 5096.576 | 4368.7049 | 1745.6839 | 2179.5249 | 1239.5136 | 50.52 | 58.23 | 6 | 8.3094 | 72.68 | 70.78 | 65.56 | 78.65 | 77.81 | 72.77
509 | 11 | 9 | 67837.9483 | 13562.2789 | 4685.0822 | 5124.7966 | 4350.294 | 1745.6839 | 2179.5249 | 1217.1312 | 48.03 | 53.69 | 8 | 6.1562 | 62.6 | 63.16 | 58.4 | 76.22 | 75.29 | 71.03
510 | 11 | 10 | 67289.3452 | 13758.1497 | 4562.7185 | 5009.8547 | 4216.5752 | 1697.6657 | 2074.6333 | 1277.7809 | 47.5 | 53.73 | 6 | 5.7942 | 64.1 | 65.58 | 59.79 | 80.76 | 80.55 | 73.86
511 | 11 | 11 | 67829.3812 | 13581.3698 | 4627.1132 | 5094.5821 | 4301.2679 | 1732.0332 | 1870.9715 | 1217.1312 | 43.71 | 47.37 | 3 | 1.9847 | 52.61 | 52.75 | 51.17 | 79.44 | 79.06 | 74.09
512 | 11 | 12 | 67370.8865 | 13768.5642 | 4590.1818 | 5012.0103 | 4247.4034 | 1703.0409 | 1933.5937 | 1255.1305 | 59.04 | 73.07 | 15 | 16.967 | 92.21 | 98.5 | 85.53 | 72.07 | 75.39 | 71.57
513 | 11 | 13 | 67639.7179 | 13562.2789 | 4609.3375 | 5044.9341 | 4246.0959 | 1745.6839 | 2179.5249 | 1255.1305 | 42.35 | 44.73 | 1 | 0.43687 | 48.94 | 47.87 | 47.43 | 80.18 | 79.95 | 74.38
514 | 11 | 14 | 67063.9033 | 13589.1251 | 4546.9923 | 4976.5265 | 4232.0566 | 1688.0059 | 1955.353 | 1204.1654 | 43.7 | 47.09 | 3 | 2.6297 | 53.02 | 52.48 | 50.23 | 78.59 | 78.76 | 73.04
515 | 11 | 15 | 67102.6261 | 13768.5642 | 4551.5628 | 4962.5226 | 4288.1702 | 1732.0332 | 1933.5937 | 1224.2004 | 43.7 | 47.51 | 5 | 2.321 | 53.1 | 53.74 | 51.03 | 79.58 | 79.94 | 73.55
516 | 11 | 16 | 67561.7421 | 13081.4608 | 4572.3396 | 5010.1994 | 4248.9959 | 1732.0332 | 1870.9715 | 1224.2004 | 44.15 | 47.3 | 4 | 2.6793 | 53.92 | 51.52 | 51.19 | 78.14 | 79.15 | 73.32
517 | 11 | 17 | 66716.6297 | 13543.6234 | 4489.9981 | 4901.7341 | 4180.8981 | 1688.0059 | 1870.9715 | 1204.1654 | 54.98 | 66.7 | 9 | 14.2842 | 79.04 | 85.35 | 75.81 | 68.78 | 70.42 | 68.95
518 | 11 | 18 | 67190.1365 | 13733.7575 | 4531.6103 | 4998.4029 | 4262.0368 | 1697.6657 | 1970.0517 | 1275.5213 | 51.21 | 61.2 | 7 | 10.2018 | 73.96 | 79.8 | 70.97 | 76.25 | 78.93 | 74.17
519 | 11 | 19 | 66849.4937 | 13081.4608 | 4471.2878 | 4901.1478 | 4155.7254 | 1732.0332 | 1870.9715 | 1141.8102 | 40.73 | 42.59 | 1 | 0.0020514 | 45.59 | 44.98 | 44.76 | 80.59 | 80.29 | 74.6
520 | 11 | 20 | 67374.2091 | 13193.2096 | 4592.3937 | 5007.7056 | 4257.4651 | 1732.0332 | 1870.9715 | 1194.0563 | 43.23 | 46.41 | 4 | 1.8385 | 52.56 | 50.8 | 50.24 | 79.69 | 80.16 | 74.21
521 | 11 | 21 | 67824.7655 | 13581.3698 | 4639.7495 | 5102.6827 | 4315.5814 | 1690.6183 | 1844.0769 | 1224.2004 | 44.55 | 48.29 | 5 | 2.5088 | 53.54 | 53.55 | 51.75 | 78.41 | 77.7 | 72.93
522 | 11 | 22 | 66940.7656 | 13499.0769 | 4538.48 | 4909.6855 | 4227.4177 | 1732.0332 | 1730.1306 | 1217.1312 | 42.13 | 44.75 | 3 | 1.2461 | 49.57 | 48.13 | 47.48 | 79.47 | 79.99 | 73.77
523 | 11 | 23 | 67295.8262 | 13746.2903 | 4642.4585 | 5042.2704 | 4273.7738 | 1697.6657 | 2062.5312 | 1217.1312 | 46.06 | 50.88 | 3 | 4.5034 | 60.35 | 58.02 | 55.48 | 78.01 | 79.73 | 73.32
524 | 11 | 24 | 67151.1123 | 13780.5895 | 4540.8212 | 4984.0671 | 4200.8449 | 1732.0332 | 2074.6333 | 1277.7809 | 53.15 | 63.98 | 9 | 11.9764 | 82.73 | 85.68 | 70.92 | 82.2 | 81.38 | 69.87
525 | 11 | 25 | 67387.7678 | 13290.9321 | 4601.3782 | 5030.7675 | 4292.6827 | 1703.0409 | 1819.0598 | 1255.1305 | 41.51 | 43.48 | 0 | 0 | 46.81 | 45.98 | 45.67 | 80.06 | 79.57 | 73.71
526 | 11 | 26 | 66498.349 | 13780.5895 | 4490.2907 | 4871.6033 | 4188.4152 | 1710.3076 | 1984.5542 | 1208.1911 | 49.67 | 57.8 | 8 | 9.1724 | 69.83 | 72.26 | 60.74 | 76.83 | 76.62 | 67.48
527 | 11 | 27 | 67064.9434 | 13774.0346 | 4545.3006 | 4975.4782 | 4298.9207 | 1703.0409 | 1893.5962 | 1255.1305 | 50.14 | 57.78 | 8 | 8.7724 | 72.18 | 69.6 | 64.96 | 77.24 | 77.14 | 72.12
528 | 11 | 28 | 68343.8026 | 13768.5642 | 4725.9375 | 5205.9846 | 4403.4308 | 1703.0409 | 1970.0517 | 1275.5213 | 56.81 | 69.65 | 13 | 14.0469 | 84.5 | 93.04 | 81.82 | 73.65 | 77.96 | 74.07
529 | 11 | 29 | 67575.8045 | 13543.7784 | 4603.7301 | 5056.4985 | 4255.6381 | 1696.5144 | 1870.9715 | 1255.1305 | 49.9 | 56.6 | 11 | 7.6773 | 67.28 | 67.03 | 64.19 | 75.92 | 76.79 | 72.93
530 | 11 | 30 | 67618.199 | 13589.1251 | 4605.018 | 5047.9695 | 4283.7228 | 1930.1929 | 2017.1431 | 1170.5337 | 54.54 | 64.36 | 11 | 12.515 | 79.45 | 80.86 | 72.17 | 74.31 | 71.99 | 69.04
531 | 11 | 31 | 68110.4826 | 13733.7575 | 4672.2281 | 5170.68 | 4329.8869 | 1697.6657 | 1970.0517 | 1275.5213 | 60.24 | 74.72 | 16 | 17.6306 | 94.3 | 101.28 | 88.64 | 73.28 | 77.24 | 72.31
532 | 11 | 32 | 67066.5613 | 13367.6111 | 4550.2568 | 4954.6197 | 4178.0771 | 1688.0059 | 1870.9715 | 1139.4621 | 41.93 | 44.44 | 2 | 1.2512 | 48.07 | 47.94 | 46.93 | 78.9 | 78.82 | 73.38
533 | 11 | 33 | 67156.4343 | 13562.2789 | 4516.2662 | 4987.1664 | 4224.676 | 1745.6839 | 2179.5249 | 1217.1312 | 46.47 | 52.4 | 4 | 5.4896 | 63 | 64.22 | 57.18 | 80.58 | 80.37 | 73.01
534 | 11 | 34 | 67187.86 | 13746.2903 | 4524.3042 | 4967.9689 | 4267.1375 | 1697.6657 | 2062.5312 | 1224.2004 | 47.57 | 54.43 | 4 | 6.4613 | 64.75 | 68.27 | 60.17 | 78.73 | 80.43 | 72.9
535 | 11 | 35 | 67273.719 | 13629.5608 | 4538.4481 | 5007.4622 | 4246.4969 | 1637.4078 | 1895.7759 | 1274.5648 | 44.41 | 48.22 | 3 | 3.1315 | 54.76 | 53.58 | 52.63 | 78.45 | 78.49 | 73.6
536 | 11 | 36 | 68256.8574 | 13733.0396 | 4675.5035 | 5149.7226 | 4326.5591 | 1695.8651 | 1958.8302 | 1224.2004 | 46.25 | 51.08 | 3 | 3.5665 | 57.28 | 59.31 | 56.06 | 78.21 | 79.22 | 74.09
537 | 11 | 37 | 67399.6528 | 13746.2903 | 4517.625 | 5011.0345 | 4223.2529 | 1695.8651 | 2062.5312 | 1255.1305 | 51.89 | 60 | 11 | 10.0846 | 73 | 74.41 | 68.9 | 74.83 | 76.21 | 72.3
538 | 11 | 38 | 67430.632 | 13081.4608 | 4512.2439 | 4995.1722 | 4257.0056 | 1619.511 | 1870.9715 | 1255.1305 | 43.37 | 46.02 | 1 | 1.6336 | 51.29 | 49.73 | 49.54 | 79.39 | 79.69 | 73.88
539 | 11 | 39 | 67935.3589 | 13758.1497 | 4623.9254 | 5096.794 | 4305.2444 | 1690.6183 | 2074.6333 | 1277.7809 | 52.6 | 62.18 | 7 | 10.1896 | 76.29 | 80.74 | 72.87 | 79.1 | 80.31 | 74.79
540 | 11 | 40 | 68073.3366 | 13499.0769 | 4645.3734 | 5137.5979 | 4352.4607 | 1732.0332 | 1870.9715 | 1307.7721 | 53.35 | 61.73 | 8 | 10.9438 | 70.88 | 74.69 | 69.9 | 69.7 | 70.31 | 70.26
541 | 11 | 41 | 68161.6274 | 14273.7851 | 4701.1773 | 5178.0308 | 4307.7695 | 1776.6768 | 2155.1212 | 1332.5835 | 57.27 | 70.41 | 14 | 14.5976 | 90.44 | 94.41 | 81.45 | 77.93 | 77.79 | 72.82
542 | 11 | 42 | 67263.2815 | 13562.2789 | 4570.136 | 5009.2498 | 4234.3809 | 1745.6839 | 2179.5249 | 1164.8317 | 45.98 | 51.42 | 3 | 4.5426 | 61.83 | 62.65 | 56.21 | 81.29 | 81.17 | 73.92
543 | 11 | 43 | 67905.3238 | 13746.2903 | 4652.3173 | 5127.7751 | 4328.4978 | 1745.6839 | 2179.5249 | 1224.2481 | 60.55 | 74.19 | 17 | 18.0234 | 90.4 | 97.33 | 86.01 | 67.94 | 69.46 | 68.84
544 | 11 | 44 | 66958.5543 | 13768.5642 | 4468.3063 | 4965.8888 | 4228.2824 | 1776.7469 | 1990.4801 | 1224.2004 | 50.23 | 59.37 | 11 | 9.2581 | 71.19 | 76.22 | 67.48 | 76.67 | 78.8 | 73.35
545 | 11 | 45 | 67968.8727 | 13733.7575 | 4621.0844 | 5121.7303 | 4257.7044 | 1732.0332 | 1970.0517 | 1275.5213 | 48.2 | 54.12 | 10 | 5.9681 | 62.96 | 63.45 | 60.33 | 76.52 | 77.52 | 73.21
546 | 11 | 46 | 68221.3416 | 13768.5642 | 4643.4275 | 5155.503 | 4349.4205 | 1732.0332 | 1933.5937 | 1224.2004 | 57.02 | 69.59 | 12 | 14.1102 | 85.15 | 92.39 | 80.07 | 73.83 | 76.73 | 71.82
547 | 11 | 47 | 68370.1409 | 13774.0346 | 4656.1725 | 5186.2372 | 4331.3192 | 1776.7469 | 2074.6333 | 1277.7809 | 53.15 | 62.74 | 12 | 9.9464 | 77.12 | 78.64 | 71.71 | 79.18 | 77.64 | 73.45
548 | 11 | 48 | 68473.2934 | 13774.0346 | 4667.6872 | 5188.377 | 4357.7708 | 1930.1929 | 2017.1431 | 1335.254 | 56.56 | 67.6 | 10 | 13.6653 | 88 | 89.21 | 78.29 | 80.22 | 77.54 | 71.96
549 | 11 | 49 | 68076.0979 | 13746.2903 | 4672.864 | 5187.7845 | 4362.4009 | 1703.6193 | 2062.5312 | 1278.4836 | 63.77 | 81.02 | 23 | 20.6727 | 102.58 | 112.06 | 95.62 | 71.25 | 75.6 | 73.25
550 | 11 | 50 | 68378.8094 | 14273.7851 | 4676.1655 | 5185.8044 | 4368.4563 | 1749.7755 | 2151.4367 | 1307.7721 | 67.51 | 87.13 | 19 | 24.2409 | 114.4 | 123.96 | 103.03 | 72.17 | 75.25 | 71.39

## SA
Summary of results for 550 market simulations for 2021-22 - South Australia
Simulation number | Unplanned outage set | Weather set | Energy and demand (as generated) |  |  |  | Spot Price (nominal at the regional reference node) |  |  |  |  | Hedged price (nominal at the regional reference node)
|  |  | Annual regional energy (GWh) | Annual regional peak demand (MW) | Annual energy - SAPN (UMPLP) NSLP (GWh) | Annual peak demand - SAPN (UMPLP) NSLP (MW) | Annual regional time weighted spot price ($/MWh) | Annual regional Load weighted spot price ($/MWh) | Number of hours spot prices above $300 | Contribution of spot prices above $300 to annual average spot price ($/MWh) | Annual load weighted spot price - UMPLP NSLP ($/MWh) | Annual hedged price - SAPN (UMPLP) NSLP ($/MWh)
1 | 1 | 1 | 10451.2562 | 2365.552 | 2403.8723 | 1262.8751 | 41.49 | 48.41 | 3 | 0.83547 | 59.54 | 97.64
2 | 1 | 2 | 10369.9506 | 2397.3014 | 2356.6061 | 1262.8751 | 42.77 | 51.11 | 1 | 1.2632 | 64.69 | 99.59
3 | 1 | 3 | 10420.0733 | 2629.5332 | 2425.8688 | 1495.649 | 51.24 | 71.57 | 13 | 11.6545 | 116.28 | 104.57
4 | 1 | 4 | 10573.3218 | 2628.313 | 2454.8772 | 1467.6356 | 48.35 | 62 | 11 | 6.5235 | 88.38 | 98.94
5 | 1 | 5 | 10344.7485 | 2537.1484 | 2374.8077 | 1394.1593 | 40.28 | 47.99 | 2 | 0.56946 | 58.42 | 98.59
6 | 1 | 6 | 10403.309 | 2397.3014 | 2387.7697 | 1385.8541 | 40.01 | 47.7 | 4 | 0.5946 | 57.46 | 97.75
7 | 1 | 7 | 10456.4772 | 2468.1812 | 2402.7594 | 1333.7312 | 42.1 | 50.17 | 1 | 0.95911 | 62.39 | 98.39
8 | 1 | 8 | 10298.5805 | 2369.7173 | 2338.0954 | 1355.7264 | 38.9 | 46.22 | 1 | 0.24895 | 56.19 | 99.87
9 | 1 | 9 | 10437.9391 | 2628.313 | 2433.8254 | 1467.6356 | 45.11 | 58.57 | 6 | 5.7087 | 83.71 | 99.19
10 | 1 | 10 | 10306.0791 | 2397.3014 | 2314.4323 | 1196.5061 | 38.52 | 45.18 | 1 | 0.011656 | 53.63 | 98.77
11 | 1 | 11 | 10538.682 | 2628.313 | 2470.7946 | 1467.6356 | 55.74 | 78.61 | 20 | 15.2881 | 127.26 | 99.56
12 | 1 | 12 | 10461.7685 | 2628.313 | 2419.1943 | 1502.0882 | 45.13 | 57.27 | 11 | 4.2177 | 79.15 | 100.28
13 | 1 | 13 | 10451.0285 | 2537.1484 | 2421.6826 | 1394.1593 | 46.99 | 60.95 | 9 | 6.5269 | 87.83 | 99.27
14 | 1 | 14 | 10370.3593 | 2222.3531 | 2366.6025 | 1293.4453 | 39.54 | 46.35 | 2 | 0.25795 | 55.38 | 98
15 | 1 | 15 | 10380.4301 | 2609.9313 | 2417.2198 | 1421.3226 | 43.64 | 56.18 | 8 | 5.2479 | 77.97 | 96.82
16 | 1 | 16 | 10324.4524 | 2609.9313 | 2339.9159 | 1421.3226 | 41.99 | 51.78 | 3 | 2.5536 | 68.43 | 99.94
17 | 1 | 17 | 10241.5055 | 2462.5247 | 2333.7546 | 1252.9397 | 37.22 | 44.23 | 0 | 0 | 52.2 | 98.11
18 | 1 | 18 | 10409.1291 | 2628.313 | 2401.799 | 1467.6356 | 40.16 | 48.46 | 4 | 1.1675 | 61.34 | 98.73
19 | 1 | 19 | 10387.9453 | 2609.9313 | 2385.5173 | 1421.3226 | 45.07 | 58.26 | 10 | 5.5491 | 81.9 | 98.88
20 | 1 | 20 | 10392.7583 | 2286.9874 | 2403.7723 | 1279.7767 | 39.86 | 46.69 | 0 | 0 | 55.93 | 97.88
21 | 1 | 21 | 10362.5848 | 2537.1484 | 2358.7532 | 1394.1593 | 41.82 | 51.95 | 3 | 2.8874 | 68.35 | 98.48
22 | 1 | 22 | 10294.7426 | 2462.5247 | 2364.4058 | 1279.7767 | 38.76 | 46.23 | 3 | 0.46945 | 56.74 | 99.03
23 | 1 | 23 | 10375.6706 | 2537.1484 | 2430.0484 | 1394.1593 | 46.7 | 61.7 | 10 | 7.6953 | 89.45 | 96.33
24 | 1 | 24 | 10260.2136 | 2369.7173 | 2312.9764 | 1355.7264 | 37.31 | 44.24 | 0 | 0 | 53.44 | 99.76
25 | 1 | 25 | 10475.9638 | 2386.072 | 2476.6343 | 1385.8541 | 41.2 | 49.11 | 4 | 0.71701 | 59.82 | 96.7
26 | 1 | 26 | 10287.5722 | 2628.313 | 2346.5576 | 1467.6356 | 44.18 | 57.73 | 7 | 5.806 | 83.59 | 100.98
27 | 1 | 27 | 10421.8466 | 2628.313 | 2451.3599 | 1467.6356 | 47.71 | 64.22 | 9 | 8.1358 | 96.59 | 100.86
28 | 1 | 28 | 10505.9058 | 2537.1484 | 2439.7753 | 1394.1593 | 44.82 | 55.4 | 8 | 3.7767 | 72.84 | 96.61
29 | 1 | 29 | 10547.7518 | 2628.313 | 2476.6159 | 1476.4954 | 49.78 | 66.71 | 14 | 8.9156 | 98.7 | 98.47
30 | 1 | 30 | 10580.4378 | 2628.313 | 2495.5003 | 1467.6356 | 63.13 | 92.53 | 26 | 21.6893 | 150.35 | 93.42
31 | 1 | 31 | 10624.2502 | 2628.313 | 2510.0595 | 1467.6356 | 50.04 | 66 | 13 | 8.612 | 95.17 | 95.81
32 | 1 | 32 | 10236.0072 | 2537.1484 | 2302.8671 | 1394.1593 | 37.76 | 45.48 | 2 | 0.59553 | 55.87 | 99.71
33 | 1 | 33 | 10432.5192 | 2498.5535 | 2432.4534 | 1502.0882 | 40.09 | 48.55 | 6 | 1.2902 | 58.79 | 96.43
34 | 1 | 34 | 10435.4696 | 2537.1484 | 2406.9426 | 1394.1593 | 39.54 | 47.18 | 1 | 0.55224 | 57.86 | 98.47
35 | 1 | 35 | 10350.5829 | 2628.313 | 2354.5667 | 1467.6356 | 40.56 | 49.12 | 6 | 1.9105 | 61.43 | 97.82
36 | 1 | 36 | 10506.3248 | 2609.9313 | 2419.1118 | 1421.3226 | 45.84 | 58.62 | 7 | 4.9924 | 82.1 | 100.14
37 | 1 | 37 | 10551.1811 | 2628.313 | 2452.2143 | 1502.0882 | 51.92 | 71.58 | 14 | 11.2925 | 110.04 | 99.09
38 | 1 | 38 | 10569.7966 | 2628.313 | 2500.1833 | 1467.6356 | 58.45 | 83.92 | 26 | 17.6026 | 134.5 | 96.18
39 | 1 | 39 | 10506.9973 | 2629.8673 | 2443.4157 | 1659.3724 | 48.46 | 64.35 | 10 | 8.1468 | 98.59 | 102.28
40 | 1 | 40 | 10639.582 | 2628.313 | 2521.0346 | 1467.6356 | 43.11 | 52.92 | 5 | 2.2402 | 67.83 | 97.66
41 | 1 | 41 | 10506.685 | 2359.8468 | 2427.2293 | 1293.4453 | 41.19 | 48.21 | 0 | 0 | 56.56 | 96.78
42 | 1 | 42 | 10500.4477 | 2537.1484 | 2406.7097 | 1394.1593 | 43.32 | 53.42 | 4 | 3.0075 | 71.31 | 99.13
43 | 1 | 43 | 10598.495 | 2629.5332 | 2496.6778 | 1495.649 | 61.09 | 87.53 | 25 | 19.1314 | 141.53 | 95.73
44 | 1 | 44 | 10389.7326 | 2628.313 | 2394.1969 | 1467.6356 | 57.51 | 85.52 | 23 | 19.192 | 145.29 | 99.79
45 | 1 | 45 | 10429.3395 | 2537.1484 | 2360.7825 | 1394.1593 | 45 | 56.65 | 7 | 4.8468 | 76.36 | 95.92
46 | 1 | 46 | 10622.7502 | 2563.5647 | 2500.2817 | 1476.4954 | 45.61 | 57.34 | 8 | 4.5385 | 75.42 | 96.09
47 | 1 | 47 | 10529.6886 | 2537.1484 | 2446.6248 | 1394.1593 | 44.87 | 55.92 | 7 | 3.7841 | 73.58 | 96.88
48 | 1 | 48 | 10534.676 | 2628.313 | 2529.8266 | 1502.0882 | 49.45 | 65.64 | 12 | 8.8628 | 94.03 | 98.91
49 | 1 | 49 | 10646.3315 | 2629.8673 | 2551.7219 | 1659.3724 | 58.73 | 84.91 | 26 | 17.9275 | 136.93 | 97.29
50 | 1 | 50 | 10556.8698 | 2645.9325 | 2539.5887 | 1605.2791 | 47.16 | 61.74 | 10 | 7.3016 | 86.52 | 94.35
51 | 2 | 1 | 10451.2562 | 2365.552 | 2403.8723 |  | 41.81 | 49.42 | 2 | 1.1294 | 61.94 | 97.52
52 | 2 | 2 | 10369.9506 | 2397.3014 | 2356.6061 |  | 46.19 | 57.75 | 6 | 4.5846 | 77.79 | 96.82
53 | 2 | 3 | 10420.0733 | 2629.5332 | 2425.8688 |  | 52.65 | 74.23 | 18 | 13.0274 | 120.01 | 104
54 | 2 | 4 | 10573.3218 | 2628.313 | 2454.8772 |  | 47.73 | 61.07 | 9 | 5.9063 | 85.5 | 97.82
55 | 2 | 5 | 10344.7485 | 2537.1484 | 2374.8077 |  | 43.32 | 54.39 | 4 | 3.5463 | 73.83 | 99.89
56 | 2 | 6 | 10403.309 | 2397.3014 | 2387.7697 |  | 41.07 | 50.13 | 3 | 1.8934 | 62.79 | 97.23
57 | 2 | 7 | 10456.4772 | 2468.1812 | 2402.7594 |  | 41.45 | 48.81 | 2 | 0.11991 | 59.23 | 98.95
58 | 2 | 8 | 10298.5805 | 2369.7173 | 2338.0954 |  | 39.16 | 46.83 | 1 | 0.58772 | 57.17 | 98.91
59 | 2 | 9 | 10437.9391 | 2628.313 | 2433.8254 |  | 43.35 | 54.83 | 6 | 3.8666 | 74.74 | 98.58
60 | 2 | 10 | 10306.0791 | 2397.3014 | 2314.4323 |  | 39.66 | 47.66 | 1 | 1.2408 | 59.48 | 98.75
61 | 2 | 11 | 10538.682 | 2628.313 | 2470.7946 |  | 52.39 | 72.32 | 17 | 12.19 | 114.04 | 99.71
62 | 2 | 12 | 10461.7685 | 2628.313 | 2419.1943 |  | 53.09 | 73.27 | 15 | 11.984 | 116.85 | 102.18
63 | 2 | 13 | 10451.0285 | 2537.1484 | 2421.6826 |  | 49.46 | 66.25 | 10 | 9.0917 | 99.94 | 99.09
64 | 2 | 14 | 10370.3593 | 2222.3531 | 2366.6025 |  | 39.09 | 45.74 | 0 | 0 | 54.56 | 98.28
65 | 2 | 15 | 10380.4301 | 2609.9313 | 2417.2198 |  | 44.48 | 57.71 | 8 | 5.9706 | 80.72 | 96.1
66 | 2 | 16 | 10324.4524 | 2609.9313 | 2339.9159 |  | 43.1 | 54.1 | 4 | 3.8564 | 73.66 | 99.11
67 | 2 | 17 | 10241.5055 | 2462.5247 | 2333.7546 |  | 37.27 | 44.36 | 0 | 0 | 52.39 | 98.28
68 | 2 | 18 | 10409.1291 | 2628.313 | 2401.799 |  | 40.88 | 50.15 | 6 | 2.0459 | 64.73 | 98.19
69 | 2 | 19 | 10387.9453 | 2609.9313 | 2385.5173 |  | 50.4 | 68.8 | 13 | 10.7359 | 101.61 | 95.67
70 | 2 | 20 | 10392.7583 | 2286.9874 | 2403.7723 |  | 39.77 | 46.7 | 0 | 0 | 56.13 | 98.16
71 | 2 | 21 | 10362.5848 | 2537.1484 | 2358.7532 |  | 40.82 | 49.68 | 4 | 1.9374 | 62.42 | 97.11
72 | 2 | 22 | 10294.7426 | 2462.5247 | 2364.4058 |  | 40.38 | 49.53 | 4 | 2.1057 | 64.18 | 98.74
73 | 2 | 23 | 10375.6706 | 2537.1484 | 2430.0484 |  | 41.55 | 51.17 | 8 | 2.5181 | 65.97 | 96.65
74 | 2 | 24 | 10260.2136 | 2369.7173 | 2312.9764 |  | 37.42 | 44.47 | 0 | 0 | 53.94 | 100.15
75 | 2 | 25 | 10475.9638 | 2386.072 | 2476.6343 |  | 43.07 | 52.42 | 5 | 2.6023 | 66.09 | 95.87
76 | 2 | 26 | 10287.5722 | 2628.313 | 2346.5576 |  | 43.43 | 56.27 | 5 | 4.9499 | 80.71 | 101.53
77 | 2 | 27 | 10421.8466 | 2628.313 | 2451.3599 |  | 48.72 | 66.53 | 15 | 9.359 | 102.09 | 100.98
78 | 2 | 28 | 10505.9058 | 2537.1484 | 2439.7753 |  | 44.73 | 55.3 | 9 | 3.3832 | 72.87 | 97.37
79 | 2 | 29 | 10547.7518 | 2628.313 | 2476.6159 |  | 46.55 | 59.98 | 11 | 5.7772 | 82.99 | 97.05
80 | 2 | 30 | 10580.4378 | 2628.313 | 2495.5003 |  | 65.11 | 97.08 | 32 | 23.6364 | 160.5 | 94.75
81 | 2 | 31 | 10624.2502 | 2628.313 | 2510.0595 |  | 46.61 | 59.19 | 14 | 5.1441 | 81.38 | 97.46
82 | 2 | 32 | 10236.0072 | 2537.1484 | 2302.8671 |  | 38.32 | 46.55 | 3 | 0.94544 | 58.17 | 100.07
83 | 2 | 33 | 10432.5192 | 2498.5535 | 2432.4534 |  | 40.77 | 50.27 | 3 | 2.0689 | 62.41 | 95.97
84 | 2 | 34 | 10435.4696 | 2537.1484 | 2406.9426 |  | 40.78 | 49.85 | 5 | 1.7339 | 64.13 | 99.17
85 | 2 | 35 | 10350.5829 | 2628.313 | 2354.5667 |  | 42.54 | 53.88 | 7 | 4.0038 | 75.11 | 100.48
86 | 2 | 36 | 10506.3248 | 2609.9313 | 2419.1118 |  | 46.41 | 59.3 | 8 | 5.2756 | 82.47 | 98.9
87 | 2 | 37 | 10551.1811 | 2628.313 | 2452.2143 |  | 54.73 | 77.05 | 17 | 14.0314 | 124.12 | 100.58
88 | 2 | 38 | 10569.7966 | 2628.313 | 2500.1833 |  | 56.89 | 81.24 | 24 | 16.0306 | 130.05 | 98.12
89 | 2 | 39 | 10506.9973 | 2629.8673 | 2443.4157 |  | 48.83 | 64.4 | 10 | 8.3046 | 95.96 | 100.96
90 | 2 | 40 | 10639.582 | 2628.313 | 2521.0346 |  | 47.01 | 60.63 | 10 | 6.0314 | 84.89 | 98.02
91 | 2 | 41 | 10506.685 | 2359.8468 | 2427.2293 |  | 41.33 | 48.48 | 0 | 0 | 57.18 | 97.26
92 | 2 | 42 | 10500.4477 | 2537.1484 | 2406.7097 |  | 47.3 | 60.96 | 9 | 6.9528 | 84.33 | 93.82
93 | 2 | 43 | 10598.495 | 2629.5332 | 2496.6778 |  | 61.31 | 88.19 | 26 | 19.3206 | 142.46 | 94.56
94 | 2 | 44 | 10389.7326 | 2628.313 | 2394.1969 |  | 50.12 | 70.48 | 20 | 11.5742 | 112.15 | 102.05
95 | 2 | 45 | 10429.3395 | 2537.1484 | 2360.7825 |  | 43.66 | 54.39 | 9 | 3.591 | 71.95 | 97.57
96 | 2 | 46 | 10622.7502 | 2563.5647 | 2500.2817 |  | 46.96 | 59.72 | 11 | 5.5485 | 80.64 | 94.84
97 | 2 | 47 | 10529.6886 | 2537.1484 | 2446.6248 |  | 46.92 | 59.94 | 11 | 5.8555 | 82.55 | 96.78
98 | 2 | 48 | 10534.676 | 2628.313 | 2529.8266 |  | 49.5 | 66.27 | 14 | 8.7346 | 96.96 | 97.91
99 | 2 | 49 | 10646.3315 | 2629.8673 | 2551.7219 |  | 56.23 | 80.02 | 25 | 15.7043 | 124.71 | 96.11
100 | 2 | 50 | 10556.8698 | 2645.9325 | 2539.5887 |  | 48.14 | 64.33 | 10 | 8.1761 | 94.75 | 102.44
101 | 3 | 1 | 10451.2562 | 2365.552 | 2403.8723 |  | 41.84 | 48.82 | 2 | 1.5152 | 60.85 | 97.31
102 | 3 | 2 | 10369.9506 | 2397.3014 | 2356.6061 |  | 44.68 | 54.77 | 5 | 3.115 | 72.68 | 98.7
103 | 3 | 3 | 10420.0733 | 2629.5332 | 2425.8688 |  | 59.05 | 86.97 | 18 | 19.3623 | 150.77 | 104.65
104 | 3 | 4 | 10573.3218 | 2628.313 | 2454.8772 |  | 51.57 | 67.82 | 11 | 9.7098 | 101.6 | 98.79
105 | 3 | 5 | 10344.7485 | 2537.1484 | 2374.8077 |  | 46.47 | 60.55 | 6 | 6.9537 | 88.08 | 98.32
106 | 3 | 6 | 10403.309 | 2397.3014 | 2387.7697 |  | 40.44 | 48.85 | 1 | 1.3293 | 60.45 | 97.6
107 | 3 | 7 | 10456.4772 | 2468.1812 | 2402.7594 |  | 41.59 | 49.25 | 3 | 0.49184 | 60.67 | 99.39
108 | 3 | 8 | 10298.5805 | 2369.7173 | 2338.0954 |  | 38.37 | 45.57 | 0 | 0 | 55.18 | 99.89
109 | 3 | 9 | 10437.9391 | 2628.313 | 2433.8254 |  | 45.93 | 59.42 | 11 | 6.5964 | 84.57 | 95.98
110 | 3 | 10 | 10306.0791 | 2397.3014 | 2314.4323 |  | 40.06 | 48.46 | 2 | 1.7753 | 61.32 | 98.13
111 | 3 | 11 | 10538.682 | 2628.313 | 2470.7946 |  | 54.87 | 76.25 | 23 | 14.6004 | 120.19 | 102.02
112 | 3 | 12 | 10461.7685 | 2628.313 | 2419.1943 |  | 59.95 | 86.77 | 22 | 18.8381 | 147.24 | 100.44
113 | 3 | 13 | 10451.0285 | 2537.1484 | 2421.6826 |  | 49.87 | 66.58 | 11 | 9.4186 | 100.25 | 97.79
114 | 3 | 14 | 10370.3593 | 2222.3531 | 2366.6025 |  | 39.16 | 45.73 | 0 | 0 | 54.5 | 98.12
115 | 3 | 15 | 10380.4301 | 2609.9313 | 2417.2198 |  | 43.05 | 55.47 | 6 | 4.7813 | 77.59 | 98.71
116 | 3 | 16 | 10324.4524 | 2609.9313 | 2339.9159 |  | 43.38 | 54.92 | 4 | 4.118 | 76.01 | 100.17
117 | 3 | 17 | 10241.5055 | 2462.5247 | 2333.7546 |  | 38.33 | 46.42 | 1 | 1.0719 | 57.09 | 99.04
118 | 3 | 18 | 10409.1291 | 2628.313 | 2401.799 |  | 40.83 | 49.46 | 4 | 1.8637 | 63.01 | 97.12
119 | 3 | 19 | 10387.9453 | 2609.9313 | 2385.5173 |  | 46.26 | 61 | 11 | 6.8721 | 87.61 | 98.72
120 | 3 | 20 | 10392.7583 | 2286.9874 | 2403.7723 |  | 39.65 | 46.49 | 0 | 0 | 55.79 | 97.92
121 | 3 | 21 | 10362.5848 | 2537.1484 | 2358.7532 |  | 39.74 | 47.81 | 3 | 0.88469 | 58.51 | 98.2
122 | 3 | 22 | 10294.7426 | 2462.5247 | 2364.4058 |  | 40.44 | 49.56 | 2 | 2.3102 | 64.31 | 98
123 | 3 | 23 | 10375.6706 | 2537.1484 | 2430.0484 |  | 42.4 | 52.95 | 6 | 3.5608 | 70.21 | 96.27
124 | 3 | 24 | 10260.2136 | 2369.7173 | 2312.9764 |  | 37.32 | 44.31 | 0 | 0 | 53.65 | 99.92
125 | 3 | 25 | 10475.9638 | 2386.072 | 2476.6343 |  | 41.32 | 49.24 | 5 | 1.0411 | 60.12 | 96.4
126 | 3 | 26 | 10287.5722 | 2628.313 | 2346.5576 |  | 41 | 51.49 | 5 | 2.7735 | 69.3 | 101.2
127 | 3 | 27 | 10421.8466 | 2628.313 | 2451.3599 |  | 57.12 | 81.93 | 22 | 17.6821 | 133.47 | 94.2
128 | 3 | 28 | 10505.9058 | 2537.1484 | 2439.7753 |  | 42.31 | 50.9 | 6 | 1.4695 | 63.58 | 97.34
129 | 3 | 29 | 10547.7518 | 2628.313 | 2476.6159 |  | 51.03 | 69.23 | 15 | 10.3729 | 104.57 | 97.94
130 | 3 | 30 | 10580.4378 | 2628.313 | 2495.5003 |  | 52.86 | 72.99 | 17 | 11.6468 | 112.18 | 99.26
131 | 3 | 31 | 10624.2502 | 2628.313 | 2510.0595 |  | 53.43 | 72.22 | 18 | 11.9402 | 109.59 | 95.32
132 | 3 | 32 | 10236.0072 | 2537.1484 | 2302.8671 |  | 38.64 | 47.21 | 4 | 1.4165 | 60.11 | 99.88
133 | 3 | 33 | 10432.5192 | 2498.5535 | 2432.4534 |  | 48.14 | 64.73 | 12 | 9.4495 | 96.31 | 97.31
134 | 3 | 34 | 10435.4696 | 2537.1484 | 2406.9426 |  | 43.55 | 54.91 | 6 | 4.461 | 73.07 | 97.19
135 | 3 | 35 | 10350.5829 | 2628.313 | 2354.5667 |  | 41.66 | 52.03 | 6 | 2.9545 | 69.84 | 99.95
136 | 3 | 36 | 10506.3248 | 2609.9313 | 2419.1118 |  | 51.33 | 69.03 | 11 | 10.2856 | 105.13 | 98.43
137 | 3 | 37 | 10551.1811 | 2628.313 | 2452.2143 |  | 51.51 | 70.5 | 17 | 10.8399 | 106.63 | 99.73
138 | 3 | 38 | 10569.7966 | 2628.313 | 2500.1833 |  | 63.09 | 93.34 | 22 | 22.2682 | 156.15 | 96.27
139 | 3 | 39 | 10506.9973 | 2629.8673 | 2443.4157 |  | 45.93 | 58.83 | 12 | 5.6446 | 82.1 | 97.19
140 | 3 | 40 | 10639.582 | 2628.313 | 2521.0346 |  | 43.83 | 54.6 | 7 | 3.3212 | 71.61 | 97.91
141 | 3 | 41 | 10506.685 | 2359.8468 | 2427.2293 |  | 41.22 | 48.22 | 0 | 0 | 56.62 | 96.8
142 | 3 | 42 | 10500.4477 | 2537.1484 | 2406.7097 |  | 42.74 | 52.41 | 5 | 2.611 | 67.9 | 97.74
143 | 3 | 43 | 10598.495 | 2629.5332 | 2496.6778 |  | 59.9 | 86.38 | 20 | 18.3739 | 141.63 | 98.42
144 | 3 | 44 | 10389.7326 | 2628.313 | 2394.1969 |  | 45.79 | 61.88 | 14 | 7.7369 | 93.08 | 101.42
145 | 3 | 45 | 10429.3395 | 2537.1484 | 2360.7825 |  | 50.09 | 67.04 | 9 | 10.0843 | 99.95 | 94.79
146 | 3 | 46 | 10622.7502 | 2563.5647 | 2500.2817 |  | 45.63 | 57.52 | 13 | 4.5624 | 75.48 | 96.07
147 | 3 | 47 | 10529.6886 | 2537.1484 | 2446.6248 |  | 44.08 | 54.78 | 9 | 3.0556 | 71.59 | 97.86
148 | 3 | 48 | 10534.676 | 2628.313 | 2529.8266 |  | 56.92 | 80.19 | 20 | 16.1566 | 127.92 | 97.26
149 | 3 | 49 | 10646.3315 | 2629.8673 | 2551.7219 |  | 53.24 | 74.25 | 19 | 12.7595 | 114.79 | 98.13
150 | 3 | 50 | 10556.8698 | 2645.9325 | 2539.5887 |  | 46.25 | 60.6 | 7 | 6.5386 | 86.49 | 98.87
151 | 4 | 1 | 10451.2562 | 2365.552 | 2403.8723 |  | 40.53 | 47.11 | 1 | 0.050078 | 57.02 | 97.8
152 | 4 | 2 | 10369.9506 | 2397.3014 | 2356.6061 |  | 43.65 | 52.85 | 4 | 2.196 | 68.55 | 99.04
153 | 4 | 3 | 10420.0733 | 2629.5332 | 2425.8688 |  | 50.7 | 69.99 | 15 | 11.0753 | 111.18 | 102.11
154 | 4 | 4 | 10573.3218 | 2628.313 | 2454.8772 |  | 49.93 | 65.74 | 9 | 8.3526 | 96.78 | 98.16
155 | 4 | 5 | 10344.7485 | 2537.1484 | 2374.8077 |  | 40.28 | 48.22 | 4 | 0.74179 | 59.56 | 99.08
156 | 4 | 6 | 10403.309 | 2397.3014 | 2387.7697 |  | 39.55 | 47.01 | 1 | 0.34244 | 56.49 | 98.17
157 | 4 | 7 | 10456.4772 | 2468.1812 | 2402.7594 |  | 42.17 | 50.4 | 1 | 1.07 | 63 | 98.51
158 | 4 | 8 | 10298.5805 | 2369.7173 | 2338.0954 |  | 38.6 | 45.85 | 0 | 0 | 55.55 | 100.07
159 | 4 | 9 | 10437.9391 | 2628.313 | 2433.8254 |  | 43.19 | 54.49 | 4 | 3.8276 | 75.1 | 99.22
160 | 4 | 10 | 10306.0791 | 2397.3014 | 2314.4323 |  | 39.55 | 47.36 | 1 | 1.128 | 58.83 | 98.62
161 | 4 | 11 | 10538.682 | 2628.313 | 2470.7946 |  | 49.07 | 66.37 | 11 | 9.0144 | 101.71 | 101.9
162 | 4 | 12 | 10461.7685 | 2628.313 | 2419.1943 |  | 50.06 | 67.05 | 15 | 9.1712 | 101.69 | 99.89
163 | 4 | 13 | 10451.0285 | 2537.1484 | 2421.6826 |  | 47.48 | 62.2 | 12 | 6.9454 | 91.02 | 99.91
164 | 4 | 14 | 10370.3593 | 2222.3531 | 2366.6025 |  | 39.53 | 46.44 | 1 | 0.42246 | 55.88 | 98.03
165 | 4 | 15 | 10380.4301 | 2609.9313 | 2417.2198 |  | 43.21 | 55.91 | 8 | 5.047 | 78.65 | 98.65
166 | 4 | 16 | 10324.4524 | 2609.9313 | 2339.9159 |  | 42.37 | 52.87 | 4 | 3.1505 | 71.4 | 100.25
167 | 4 | 17 | 10241.5055 | 2462.5247 | 2333.7546 |  | 37.36 | 44.39 | 0 | 0 | 52.52 | 98.27
168 | 4 | 18 | 10409.1291 | 2628.313 | 2401.799 |  | 40.44 | 49.1 | 5 | 1.5016 | 63.35 | 99.2
169 | 4 | 19 | 10387.9453 | 2609.9313 | 2385.5173 |  | 46.62 | 61.72 | 9 | 7.26 | 89.78 | 98.87
170 | 4 | 20 | 10392.7583 | 2286.9874 | 2403.7723 |  | 39.63 | 46.49 | 1 | 0.025244 | 55.92 | 97.96
171 | 4 | 21 | 10362.5848 | 2537.1484 | 2358.7532 |  | 40.55 | 49.41 | 3 | 1.588 | 62.27 | 98.5
172 | 4 | 22 | 10294.7426 | 2462.5247 | 2364.4058 |  | 38.25 | 45.29 | 1 | 0.1037 | 54.79 | 98.9
173 | 4 | 23 | 10375.6706 | 2537.1484 | 2430.0484 |  | 43.46 | 55.4 | 5 | 4.5753 | 76.39 | 97.7
174 | 4 | 24 | 10260.2136 | 2369.7173 | 2312.9764 |  | 37.33 | 44.31 | 0 | 0 | 53.85 | 100.09
175 | 4 | 25 | 10475.9638 | 2386.072 | 2476.6343 |  | 44.59 | 55.03 | 7 | 4.3211 | 70.83 | 94.32
176 | 4 | 26 | 10287.5722 | 2628.313 | 2346.5576 |  | 40.67 | 50.86 | 3 | 2.3591 | 67.77 | 101.16
177 | 4 | 27 | 10421.8466 | 2628.313 | 2451.3599 |  | 48.78 | 66.53 | 14 | 9.5712 | 102.7 | 100.77
178 | 4 | 28 | 10505.9058 | 2537.1484 | 2439.7753 |  | 44.28 | 54.32 | 7 | 3.0858 | 70.56 | 97.46
179 | 4 | 29 | 10547.7518 | 2628.313 | 2476.6159 |  | 50.97 | 69.27 | 10 | 10.4227 | 105.7 | 98.95
180 | 4 | 30 | 10580.4378 | 2628.313 | 2495.5003 |  | 56.58 | 80.57 | 16 | 15.6463 | 128.12 | 97.45
181 | 4 | 31 | 10624.2502 | 2628.313 | 2510.0595 |  | 53.91 | 73.83 | 14 | 12.6213 | 113.55 | 96.4
182 | 4 | 32 | 10236.0072 | 2537.1484 | 2302.8671 |  | 39.47 | 49.04 | 2 | 2.2931 | 64.76 | 100.29
183 | 4 | 33 | 10432.5192 | 2498.5535 | 2432.4534 |  | 38.65 | 46.2 | 2 | 0.10016 | 54.49 | 97.28
184 | 4 | 34 | 10435.4696 | 2537.1484 | 2406.9426 |  | 41.4 | 51.03 | 5 | 2.4212 | 66.72 | 98.64
185 | 4 | 35 | 10350.5829 | 2628.313 | 2354.5667 |  | 42.43 | 53.49 | 4 | 3.8751 | 74.31 | 100.18
186 | 4 | 36 | 10506.3248 | 2609.9313 | 2419.1118 |  | 47.58 | 61.94 | 7 | 6.807 | 89.56 | 99.25
187 | 4 | 37 | 10551.1811 | 2628.313 | 2452.2143 |  | 47.75 | 63.52 | 13 | 7.2531 | 93.79 | 101.41
188 | 4 | 38 | 10569.7966 | 2628.313 | 2500.1833 |  | 60.37 | 88.3 | 23 | 19.7064 | 144.72 | 96.48
189 | 4 | 39 | 10506.9973 | 2629.8673 | 2443.4157 |  | 45.58 | 58.15 | 9 | 5.2845 | 82.12 | 100.29
190 | 4 | 40 | 10639.582 | 2628.313 | 2521.0346 |  | 47.69 | 61.22 | 9 | 6.8991 | 84.69 | 97.09
191 | 4 | 41 | 10506.685 | 2359.8468 | 2427.2293 |  | 41.22 | 48.31 | 0 | 0 | 56.99 | 97.16
192 | 4 | 42 | 10500.4477 | 2537.1484 | 2406.7097 |  | 42.29 | 51.37 | 6 | 1.9233 | 66.34 | 99.19
193 | 4 | 43 | 10598.495 | 2629.5332 | 2496.6778 |  | 60.89 | 87.8 | 23 | 19.0243 | 144.49 | 97.89
194 | 4 | 44 | 10389.7326 | 2628.313 | 2394.1969 |  | 50.12 | 70.34 | 15 | 11.9471 | 111.59 | 100.11
195 | 4 | 45 | 10429.3395 | 2537.1484 | 2360.7825 |  | 41.42 | 50.13 | 4 | 1.4046 | 64.04 | 100.05
196 | 4 | 46 | 10622.7502 | 2563.5647 | 2500.2817 |  | 42.93 | 52.22 | 9 | 1.6803 | 65.32 | 96.98
197 | 4 | 47 | 10529.6886 | 2537.1484 | 2446.6248 |  | 47.34 | 61.09 | 7 | 6.2672 | 85.35 | 96.86
198 | 4 | 48 | 10534.676 | 2628.313 | 2529.8266 |  | 48.34 | 64.26 | 10 | 7.9117 | 92.89 | 97.98
199 | 4 | 49 | 10646.3315 | 2629.8673 | 2551.7219 |  | 62.12 | 91.5 | 26 | 21.6371 | 149.73 | 97.94
200 | 4 | 50 | 10556.8698 | 2645.9325 | 2539.5887 |  | 43.17 | 54.27 | 7 | 3.4749 | 72.08 | 96.95
201 | 5 | 1 | 10451.2562 | 2365.552 | 2403.8723 |  | 40.38 | 47 | 3 | 0.04424 | 56.87 | 97.84
202 | 5 | 2 | 10369.9506 | 2397.3014 | 2356.6061 |  | 41.61 | 48.75 | 1 | 0.10861 | 59.64 | 100.02
203 | 5 | 3 | 10420.0733 | 2629.5332 | 2425.8688 |  | 50.52 | 69.95 | 16 | 10.902 | 110.82 | 104.92
204 | 5 | 4 | 10573.3218 | 2628.313 | 2454.8772 |  | 46.08 | 57.73 | 7 | 4.4394 | 78.72 | 97.91
205 | 5 | 5 | 10344.7485 | 2537.1484 | 2374.8077 |  | 42.03 | 51.71 | 4 | 2.4497 | 66.65 | 98.07
206 | 5 | 6 | 10403.309 | 2397.3014 | 2387.7697 |  | 40.41 | 48.53 | 1 | 1.0559 | 59.48 | 97.65
207 | 5 | 7 | 10456.4772 | 2468.1812 | 2402.7594 |  | 42.12 | 50.31 | 1 | 1.0304 | 62.78 | 98.5
208 | 5 | 8 | 10298.5805 | 2369.7173 | 2338.0954 |  | 38.32 | 45.56 | 0 | 0 | 55.15 | 99.94
209 | 5 | 9 | 10437.9391 | 2628.313 | 2433.8254 |  | 43.64 | 55.31 | 8 | 4.2615 | 76.17 | 98.29
210 | 5 | 10 | 10306.0791 | 2397.3014 | 2314.4323 |  | 38.55 | 45.36 | 1 | 0.16765 | 54.27 | 98.77
211 | 5 | 11 | 10538.682 | 2628.313 | 2470.7946 |  | 50.48 | 68.4 | 16 | 10.2317 | 104.36 | 99.86
212 | 5 | 12 | 10461.7685 | 2628.313 | 2419.1943 |  | 48.33 | 64.2 | 15 | 7.4261 | 96 | 102.26
213 | 5 | 13 | 10451.0285 | 2537.1484 | 2421.6826 |  | 43.14 | 53.51 | 9 | 2.7443 | 71.39 | 99.95
214 | 5 | 14 | 10370.3593 | 2222.3531 | 2366.6025 |  | 39.1 | 45.69 | 1 | 0.023793 | 54.52 | 98.15
215 | 5 | 15 | 10380.4301 | 2609.9313 | 2417.2198 |  | 41.87 | 53.01 | 5 | 3.6409 | 71.99 | 98.42
216 | 5 | 16 | 10324.4524 | 2609.9313 | 2339.9159 |  | 42.37 | 52.69 | 3 | 3.0942 | 70.8 | 99.89
217 | 5 | 17 | 10241.5055 | 2462.5247 | 2333.7546 |  | 37.3 | 44.32 | 0 | 0 | 52.32 | 98.15
218 | 5 | 18 | 10409.1291 | 2628.313 | 2401.799 |  | 42.4 | 52.99 | 7 | 3.3465 | 72.59 | 99.77
219 | 5 | 19 | 10387.9453 | 2609.9313 | 2385.5173 |  | 45.5 | 60.07 | 10 | 6.3617 | 86.34 | 99.96
220 | 5 | 20 | 10392.7583 | 2286.9874 | 2403.7723 |  | 39.82 | 46.66 | 2 | 0.032715 | 55.99 | 97.88
221 | 5 | 21 | 10362.5848 | 2537.1484 | 2358.7532 |  | 42.52 | 53.58 | 4 | 3.5272 | 72.25 | 99.26
222 | 5 | 22 | 10294.7426 | 2462.5247 | 2364.4058 |  | 38.04 | 45.02 | 2 | 0.0024224 | 54.24 | 98.96
223 | 5 | 23 | 10375.6706 | 2537.1484 | 2430.0484 |  | 42.68 | 53.07 | 11 | 3.6455 | 70.77 | 96.96
224 | 5 | 24 | 10260.2136 | 2369.7173 | 2312.9764 |  | 37.36 | 44.32 | 0 | 0 | 53.59 | 99.84
225 | 5 | 25 | 10475.9638 | 2386.072 | 2476.6343 |  | 41.09 | 48.92 | 4 | 0.77336 | 59.42 | 96.92
226 | 5 | 26 | 10287.5722 | 2628.313 | 2346.5576 |  | 41.89 | 53.2 | 5 | 3.6114 | 73.73 | 101.21
227 | 5 | 27 | 10421.8466 | 2628.313 | 2451.3599 |  | 46.23 | 61.05 | 17 | 6.864 | 89.6 | 100.02
228 | 5 | 28 | 10505.9058 | 2537.1484 | 2439.7753 |  | 46.11 | 57.8 | 9 | 4.9962 | 77.79 | 96.05
229 | 5 | 29 | 10547.7518 | 2628.313 | 2476.6159 |  | 45.1 | 57.69 | 8 | 4.697 | 79.88 | 99.17
230 | 5 | 30 | 10580.4378 | 2628.313 | 2495.5003 |  | 53.58 | 73.95 | 21 | 12.3916 | 114.82 | 99.57
231 | 5 | 31 | 10624.2502 | 2628.313 | 2510.0595 |  | 46.57 | 59.16 | 10 | 5.2689 | 81.71 | 97.4
232 | 5 | 32 | 10236.0072 | 2537.1484 | 2302.8671 |  | 37.9 | 45.81 | 2 | 0.72221 | 56.69 | 99.88
233 | 5 | 33 | 10432.5192 | 2498.5535 | 2432.4534 |  | 38.99 | 46.7 | 8 | 0.1103 | 55.13 | 97.61
234 | 5 | 34 | 10435.4696 | 2537.1484 | 2406.9426 |  | 40.13 | 48.61 | 4 | 1.2241 | 61.47 | 99.03
235 | 5 | 35 | 10350.5829 | 2628.313 | 2354.5667 |  | 40.23 | 49.11 | 4 | 1.7677 | 63.29 | 99.3
236 | 5 | 36 | 10506.3248 | 2609.9313 | 2419.1118 |  | 47.64 | 62 | 7 | 6.8905 | 89.56 | 98.9
237 | 5 | 37 | 10551.1811 | 2628.313 | 2452.2143 |  | 50.64 | 69.03 | 16 | 10.1419 | 107.21 | 101.65
238 | 5 | 38 | 10569.7966 | 2628.313 | 2500.1833 |  | 56.83 | 81.49 | 20 | 16.2745 | 131.47 | 98.74
239 | 5 | 39 | 10506.9973 | 2629.8673 | 2443.4157 |  | 45.05 | 57.56 | 12 | 4.9457 | 82.68 | 101.89
240 | 5 | 40 | 10639.582 | 2628.313 | 2521.0346 |  | 44.84 | 56.1 | 6 | 4.364 | 73.81 | 97.22
241 | 5 | 41 | 10506.685 | 2359.8468 | 2427.2293 |  | 41.38 | 48.5 | 2 | 0.046733 | 57.13 | 97.05
242 | 5 | 42 | 10500.4477 | 2537.1484 | 2406.7097 |  | 45.11 | 57.27 | 4 | 4.9406 | 79.39 | 98.32
243 | 5 | 43 | 10598.495 | 2629.5332 | 2496.6778 |  | 58.73 | 83.32 | 23 | 16.9688 | 134.77 | 98.67
244 | 5 | 44 | 10389.7326 | 2628.313 | 2394.1969 |  | 53.2 | 76.89 | 16 | 14.9418 | 126.79 | 101.22
245 | 5 | 45 | 10429.3395 | 2537.1484 | 2360.7825 |  | 42.3 | 51.64 | 4 | 2.1288 | 66.72 | 99.15
246 | 5 | 46 | 10622.7502 | 2563.5647 | 2500.2817 |  | 44.49 | 55.45 | 6 | 3.3378 | 72.85 | 97.15
247 | 5 | 47 | 10529.6886 | 2537.1484 | 2446.6248 |  | 45.25 | 56.87 | 6 | 4.1841 | 75.54 | 96.6
248 | 5 | 48 | 10534.676 | 2628.313 | 2529.8266 |  | 44.76 | 57.22 | 7 | 4.135 | 78.48 | 99.86
249 | 5 | 49 | 10646.3315 | 2629.8673 | 2551.7219 |  | 54.22 | 76.41 | 21 | 13.9396 | 119.28 | 98.47
250 | 5 | 50 | 10556.8698 | 2645.9325 | 2539.5887 |  | 45.91 | 60.01 | 6 | 6.3565 | 85.07 | 97.32
251 | 6 | 1 | 10451.2562 | 2365.552 | 2403.8723 |  | 40.74 | 47.25 | 0 | 0 | 56.83 | 97.61
252 | 6 | 2 | 10369.9506 | 2397.3014 | 2356.6061 |  | 42.43 | 50.21 | 2 | 0.70756 | 62.45 | 99.8
253 | 6 | 3 | 10420.0733 | 2629.5332 | 2425.8688 |  | 48.08 | 64.36 | 13 | 8.4295 | 98.29 | 101.47
254 | 6 | 4 | 10573.3218 | 2628.313 | 2454.8772 |  | 47.6 | 60.61 | 7 | 5.8499 | 84.44 | 97.11
255 | 6 | 5 | 10344.7485 | 2537.1484 | 2374.8077 |  | 41.23 | 49.84 | 5 | 1.5669 | 62.83 | 98.54
256 | 6 | 6 | 10403.309 | 2397.3014 | 2387.7697 |  | 40.06 | 47.75 | 2 | 0.66809 | 57.68 | 97.65
257 | 6 | 7 | 10456.4772 | 2468.1812 | 2402.7594 |  | 45.15 | 55.94 | 6 | 3.7225 | 74.01 | 100.05
258 | 6 | 8 | 10298.5805 | 2369.7173 | 2338.0954 |  | 38.95 | 46.21 | 0 | 0 | 55.76 | 99.92
259 | 6 | 9 | 10437.9391 | 2628.313 | 2433.8254 |  | 43.75 | 55.46 | 7 | 4.1256 | 76.16 | 98.7
260 | 6 | 10 | 10306.0791 | 2397.3014 | 2314.4323 |  | 39.85 | 47.65 | 1 | 1.1315 | 58.95 | 98.46
261 | 6 | 11 | 10538.682 | 2628.313 | 2470.7946 |  | 51.45 | 70.51 | 15 | 11.1168 | 108.93 | 102.28
262 | 6 | 12 | 10461.7685 | 2628.313 | 2419.1943 |  | 47.22 | 61.82 | 11 | 6.2029 | 89.94 | 101.79
263 | 6 | 13 | 10451.0285 | 2537.1484 | 2421.6826 |  | 43.97 | 55.01 | 7 | 3.4138 | 74.74 | 100
264 | 6 | 14 | 10370.3593 | 2222.3531 | 2366.6025 |  | 39.14 | 45.66 | 0 | 0 | 54.35 | 98.01
265 | 6 | 15 | 10380.4301 | 2609.9313 | 2417.2198 |  | 42.18 | 53.36 | 6 | 3.545 | 72.35 | 98.85
266 | 6 | 16 | 10324.4524 | 2609.9313 | 2339.9159 |  | 42.84 | 53.63 | 4 | 3.4276 | 72.9 | 100.25
267 | 6 | 17 | 10241.5055 | 2462.5247 | 2333.7546 |  | 38.63 | 46.79 | 3 | 1.251 | 57.1 | 98.29
268 | 6 | 18 | 10409.1291 | 2628.313 | 2401.799 |  | 41.5 | 51.15 | 2 | 2.3539 | 67.93 | 99.62
269 | 6 | 19 | 10387.9453 | 2609.9313 | 2385.5173 |  | 46.26 | 60.69 | 10 | 6.5191 | 87.2 | 99.4
270 | 6 | 20 | 10392.7583 | 2286.9874 | 2403.7723 |  | 39.99 | 46.78 | 0 | 0 | 55.92 | 97.72
271 | 6 | 21 | 10362.5848 | 2537.1484 | 2358.7532 |  | 39.27 | 46.58 | 3 | 0.19442 | 55.29 | 98.07
272 | 6 | 22 | 10294.7426 | 2462.5247 | 2364.4058 |  | 38.25 | 45.22 | 0 | 0 | 54.35 | 98.89
273 | 6 | 23 | 10375.6706 | 2537.1484 | 2430.0484 |  | 43.77 | 55.92 | 7 | 4.7667 | 77.28 | 97.62
274 | 6 | 24 | 10260.2136 | 2369.7173 | 2312.9764 |  | 37.55 | 44.44 | 0 | 0 | 53.54 | 99.63
275 | 6 | 25 | 10475.9638 | 2386.072 | 2476.6343 |  | 41.2 | 48.86 | 4 | 0.61463 | 59.09 | 96.92
276 | 6 | 26 | 10287.5722 | 2628.313 | 2346.5576 |  | 41.03 | 51.52 | 2 | 2.671 | 69.19 | 101.03
277 | 6 | 27 | 10421.8466 | 2628.313 | 2451.3599 |  | 46.45 | 61.81 | 9 | 7.061 | 92.32 | 101.69
278 | 6 | 28 | 10505.9058 | 2537.1484 | 2439.7753 |  | 41.78 | 49.37 | 5 | 0.61357 | 59.17 | 96.97
279 | 6 | 29 | 10547.7518 | 2628.313 | 2476.6159 |  | 51.68 | 70.33 | 11 | 10.912 | 107.46 | 98.28
280 | 6 | 30 | 10580.4378 | 2628.313 | 2495.5003 |  | 60.29 | 87.95 | 19 | 18.8817 | 143.78 | 98.16
281 | 6 | 31 | 10624.2502 | 2628.313 | 2510.0595 |  | 50.11 | 65.72 | 12 | 8.5857 | 95.68 | 96.35
282 | 6 | 32 | 10236.0072 | 2537.1484 | 2302.8671 |  | 38.38 | 46.55 | 4 | 0.93125 | 58.14 | 100.03
283 | 6 | 33 | 10432.5192 | 2498.5535 | 2432.4534 |  | 39.31 | 47.35 | 5 | 0.49953 | 56.55 | 97.25
284 | 6 | 34 | 10435.4696 | 2537.1484 | 2406.9426 |  | 42.04 | 50.82 | 8 | 2.7329 | 64.93 | 97.98
285 | 6 | 35 | 10350.5829 | 2628.313 | 2354.5667 |  | 43.88 | 56.57 | 4 | 5.2143 | 81.12 | 100.54
286 | 6 | 36 | 10506.3248 | 2609.9313 | 2419.1118 |  | 46.84 | 60.2 | 7 | 5.6961 | 85.25 | 99.76
287 | 6 | 37 | 10551.1811 | 2628.313 | 2452.2143 |  | 49.29 | 66.03 | 13 | 8.69 | 99.12 | 100.1
288 | 6 | 38 | 10569.7966 | 2628.313 | 2500.1833 |  | 60.87 | 88.74 | 21 | 20.0636 | 145.56 | 95.6
289 | 6 | 39 | 10506.9973 | 2629.8673 | 2443.4157 |  | 47.11 | 61.45 | 8 | 6.5853 | 91.33 | 102.85
290 | 6 | 40 | 10639.582 | 2628.313 | 2521.0346 |  | 47.54 | 61.54 | 6 | 6.7419 | 86.37 | 98.21
291 | 6 | 41 | 10506.685 | 2359.8468 | 2427.2293 |  | 41.53 | 48.55 | 1 | 0.010863 | 56.97 | 96.85
292 | 6 | 42 | 10500.4477 | 2537.1484 | 2406.7097 |  | 40.64 | 47.71 | 3 | 0.10724 | 57.22 | 98.3
293 | 6 | 43 | 10598.495 | 2629.5332 | 2496.6778 |  | 60.56 | 87.48 | 21 | 18.6215 | 145.13 | 100.37
294 | 6 | 44 | 10389.7326 | 2628.313 | 2394.1969 |  | 50.5 | 71.58 | 15 | 12.0713 | 115.82 | 103.54
295 | 6 | 45 | 10429.3395 | 2537.1484 | 2360.7825 |  | 42.31 | 51.71 | 4 | 2.1726 | 67.14 | 99.42
296 | 6 | 46 | 10622.7502 | 2563.5647 | 2500.2817 |  | 45.12 | 56.6 | 14 | 3.6875 | 75.3 | 99.85
297 | 6 | 47 | 10529.6886 | 2537.1484 | 2446.6248 |  | 45.85 | 57.93 | 6 | 4.7175 | 77.78 | 96.37
298 | 6 | 48 | 10534.676 | 2628.313 | 2529.8266 |  | 45.25 | 57.63 | 9 | 4.6808 | 77.89 | 99.06
299 | 6 | 49 | 10646.3315 | 2629.8673 | 2551.7219 |  | 55.75 | 79.08 | 21 | 15.2126 | 125.04 | 98.27
300 | 6 | 50 | 10556.8698 | 2645.9325 | 2539.5887 |  | 48.36 | 64.68 | 13 | 8.35 | 94.67 | 99.63
301 | 7 | 1 | 10451.2562 | 2365.552 | 2403.8723 |  | 40.76 | 47.45 | 2 | 0.13322 | 57.4 | 97.67
302 | 7 | 2 | 10369.9506 | 2397.3014 | 2356.6061 |  | 42.37 | 50.1 | 3 | 0.69349 | 62.55 | 99.99
303 | 7 | 3 | 10420.0733 | 2629.5332 | 2425.8688 |  | 54.84 | 78.39 | 19 | 15.1513 | 128.92 | 101.14
304 | 7 | 4 | 10573.3218 | 2628.313 | 2454.8772 |  | 48.11 | 61.56 | 9 | 6.2246 | 88.17 | 99
305 | 7 | 5 | 10344.7485 | 2537.1484 | 2374.8077 |  | 44.95 | 57.29 | 5 | 5.2156 | 78.28 | 96.52
306 | 7 | 6 | 10403.309 | 2397.3014 | 2387.7697 |  | 41.07 | 50.03 | 2 | 1.8541 | 62.64 | 97.24
307 | 7 | 7 | 10456.4772 | 2468.1812 | 2402.7594 |  | 43.15 | 52.12 | 3 | 2.0521 | 66.18 | 98.03
308 | 7 | 8 | 10298.5805 | 2369.7173 | 2338.0954 |  | 38.49 | 45.74 | 0 | 0 | 55.21 | 99.87
309 | 7 | 9 | 10437.9391 | 2628.313 | 2433.8254 |  | 45.23 | 58.36 | 8 | 5.6306 | 83.65 | 99.27
310 | 7 | 10 | 10306.0791 | 2397.3014 | 2314.4323 |  | 40.29 | 48.72 | 2 | 1.7234 | 61.41 | 98.21
311 | 7 | 11 | 10538.682 | 2628.313 | 2470.7946 |  | 49.76 | 67.16 | 14 | 9.492 | 102.46 | 100.56
312 | 7 | 12 | 10461.7685 | 2628.313 | 2419.1943 |  | 47.71 | 62.63 | 13 | 6.7662 | 92.35 | 101.67
313 | 7 | 13 | 10451.0285 | 2537.1484 | 2421.6826 |  | 44.79 | 56.71 | 9 | 4.4001 | 78.2 | 99.06
314 | 7 | 14 | 10370.3593 | 2222.3531 | 2366.6025 |  | 40.11 | 47.33 | 1 | 0.80487 | 57.23 | 97.82
315 | 7 | 15 | 10380.4301 | 2609.9313 | 2417.2198 |  | 43.35 | 55.86 | 7 | 5.0067 | 77.52 | 97.55
316 | 7 | 16 | 10324.4524 | 2609.9313 | 2339.9159 |  | 41.79 | 51.54 | 4 | 2.5534 | 68.19 | 99.91
317 | 7 | 17 | 10241.5055 | 2462.5247 | 2333.7546 |  | 37.35 | 44.5 | 1 | 0.0095137 | 52.66 | 98.43
318 | 7 | 18 | 10409.1291 | 2628.313 | 2401.799 |  | 40.75 | 49.78 | 6 | 1.7738 | 64.63 | 99.21
319 | 7 | 19 | 10387.9453 | 2609.9313 | 2385.5173 |  | 49.35 | 66.55 | 8 | 9.7057 | 99.11 | 96.43
320 | 7 | 20 | 10392.7583 | 2286.9874 | 2403.7723 |  | 41.55 | 49.73 | 4 | 1.6036 | 63.19 | 97.57
321 | 7 | 21 | 10362.5848 | 2537.1484 | 2358.7532 |  | 39.81 | 47.81 | 2 | 0.73453 | 58.08 | 98.29
322 | 7 | 22 | 10294.7426 | 2462.5247 | 2364.4058 |  | 39.72 | 48.22 | 3 | 1.5077 | 61.15 | 98.6
323 | 7 | 23 | 10375.6706 | 2537.1484 | 2430.0484 |  | 42.57 | 53.4 | 6 | 3.6507 | 71.23 | 96.79
324 | 7 | 24 | 10260.2136 | 2369.7173 | 2312.9764 |  | 37.39 | 44.37 | 0 | 0 | 53.61 | 99.84
325 | 7 | 25 | 10475.9638 | 2386.072 | 2476.6343 |  | 41.29 | 49.15 | 5 | 0.86193 | 59.73 | 96.91
326 | 7 | 26 | 10287.5722 | 2628.313 | 2346.5576 |  | 41.87 | 53.26 | 5 | 3.4855 | 73.45 | 101.39
327 | 7 | 27 | 10421.8466 | 2628.313 | 2451.3599 |  | 52.41 | 73.87 | 13 | 12.9465 | 118.3 | 100.69
328 | 7 | 28 | 10505.9058 | 2537.1484 | 2439.7753 |  | 42.79 | 51.45 | 3 | 1.6591 | 63.66 | 96.25
329 | 7 | 29 | 10547.7518 | 2628.313 | 2476.6159 |  | 47.78 | 62.53 | 12 | 7.0659 | 89.58 | 97.86
330 | 7 | 30 | 10580.4378 | 2628.313 | 2495.5003 |  | 58.9 | 83.89 | 23 | 17.5192 | 132.28 | 95.57
331 | 7 | 31 | 10624.2502 | 2628.313 | 2510.0595 |  | 51.82 | 69.34 | 18 | 10.328 | 103.84 | 96.79
332 | 7 | 32 | 10236.0072 | 2537.1484 | 2302.8671 |  | 39.95 | 50.11 | 4 | 2.6891 | 67.06 | 100.61
333 | 7 | 33 | 10432.5192 | 2498.5535 | 2432.4534 |  | 39.22 | 47.32 | 5 | 0.46878 | 56.93 | 97.83
334 | 7 | 34 | 10435.4696 | 2537.1484 | 2406.9426 |  | 40.96 | 50.04 | 6 | 1.8542 | 64.25 | 98.72
335 | 7 | 35 | 10350.5829 | 2628.313 | 2354.5667 |  | 40.2 | 48.92 | 3 | 1.5437 | 62.29 | 99.19
336 | 7 | 36 | 10506.3248 | 2609.9313 | 2419.1118 |  | 44.87 | 56.23 | 7 | 3.8397 | 75.81 | 99.01
337 | 7 | 37 | 10551.1811 | 2628.313 | 2452.2143 |  | 56.55 | 80.54 | 18 | 15.8552 | 131.28 | 99.41
338 | 7 | 38 | 10569.7966 | 2628.313 | 2500.1833 |  | 72.18 | 110.92 | 28 | 31.1578 | 190.72 | 90.82
339 | 7 | 39 | 10506.9973 | 2629.8673 | 2443.4157 |  | 44.57 | 56.31 | 6 | 4.2376 | 78.1 | 100.58
340 | 7 | 40 | 10639.582 | 2628.313 | 2521.0346 |  | 44.22 | 54.75 | 8 | 3.2836 | 70.52 | 97.47
341 | 7 | 41 | 10506.685 | 2359.8468 | 2427.2293 |  | 42.88 | 51.43 | 2 | 1.519 | 63.76 | 96.82
342 | 7 | 42 | 10500.4477 | 2537.1484 | 2406.7097 |  | 40.56 | 47.9 | 1 | 0.31741 | 58.11 | 98.52
343 | 7 | 43 | 10598.495 | 2629.5332 | 2496.6778 |  | 66.44 | 98.78 | 27 | 24.5686 | 168.7 | 98.16
344 | 7 | 44 | 10389.7326 | 2628.313 | 2394.1969 |  | 54.89 | 80.27 | 22 | 16.5214 | 134.27 | 101.2
345 | 7 | 45 | 10429.3395 | 2537.1484 | 2360.7825 |  | 42.55 | 52.24 | 5 | 2.3924 | 68.22 | 99.42
346 | 7 | 46 | 10622.7502 | 2563.5647 | 2500.2817 |  | 44.15 | 54.01 | 10 | 2.8298 | 67.96 | 94.41
347 | 7 | 47 | 10529.6886 | 2537.1484 | 2446.6248 |  | 47.94 | 62.14 | 10 | 6.6798 | 87.31 | 96.77
348 | 7 | 48 | 10534.676 | 2628.313 | 2529.8266 |  | 47.92 | 62.89 | 9 | 7.319 | 90.04 | 98.28
349 | 7 | 49 | 10646.3315 | 2629.8673 | 2551.7219 |  | 58.81 | 85.01 | 22 | 18.1747 | 139.24 | 98.68
350 | 7 | 50 | 10556.8698 | 2645.9325 | 2539.5887 |  | 49.88 | 66.98 | 16 | 9.87 | 96.82 | 93.28
351 | 8 | 1 | 10451.2562 | 2365.552 | 2403.8723 |  | 40.23 | 46.79 | 0 | 0 | 56.59 | 97.84
352 | 8 | 2 | 10369.9506 | 2397.3014 | 2356.6061 |  | 42.48 | 50.53 | 3 | 1.0081 | 63.67 | 99.97
353 | 8 | 3 | 10420.0733 | 2629.5332 | 2425.8688 |  | 51.59 | 72.49 | 13 | 12.236 | 117.69 | 105.03
354 | 8 | 4 | 10573.3218 | 2628.313 | 2454.8772 |  | 50.39 | 66.05 | 9 | 8.7121 | 96.72 | 96.35
355 | 8 | 5 | 10344.7485 | 2537.1484 | 2374.8077 |  | 42.59 | 52.98 | 6 | 3.1305 | 70.63 | 99.01
356 | 8 | 6 | 10403.309 | 2397.3014 | 2387.7697 |  | 39.12 | 46.28 | 3 | 0.053394 | 55.08 | 98.24
357 | 8 | 7 | 10456.4772 | 2468.1812 | 2402.7594 |  | 44.73 | 55.36 | 4 | 3.7356 | 72.63 | 96.2
358 | 8 | 8 | 10298.5805 | 2369.7173 | 2338.0954 |  | 38.5 | 45.82 | 0 | 0 | 55.77 | 100.36
359 | 8 | 9 | 10437.9391 | 2628.313 | 2433.8254 |  | 49.97 | 68 | 10 | 10.6412 | 105.19 | 97.99
360 | 8 | 10 | 10306.0791 | 2397.3014 | 2314.4323 |  | 39.63 | 47.67 | 2 | 1.3379 | 59.7 | 98.61
361 | 8 | 11 | 10538.682 | 2628.313 | 2470.7946 |  | 53.93 | 74.85 | 17 | 13.6359 | 118.13 | 100.59
362 | 8 | 12 | 10461.7685 | 2628.313 | 2419.1943 |  | 50.62 | 68.15 | 15 | 9.7452 | 106.01 | 103.28
363 | 8 | 13 | 10451.0285 | 2537.1484 | 2421.6826 |  | 46.07 | 59.43 | 11 | 5.6977 | 84.85 | 99.71
364 | 8 | 14 | 10370.3593 | 2222.3531 | 2366.6025 |  | 39.22 | 46.14 | 1 | 0.39578 | 55.66 | 98.2
365 | 8 | 15 | 10380.4301 | 2609.9313 | 2417.2198 |  | 43.11 | 55.29 | 6 | 4.8279 | 76.79 | 97.65
366 | 8 | 16 | 10324.4524 | 2609.9313 | 2339.9159 |  | 43.68 | 55.32 | 6 | 4.5678 | 76.63 | 98.94
367 | 8 | 17 | 10241.5055 | 2462.5247 | 2333.7546 |  | 37.11 | 44.16 | 0 | 0 | 52.35 | 98.37
368 | 8 | 18 | 10409.1291 | 2628.313 | 2401.799 |  | 41.14 | 50.63 | 3 | 2.3704 | 67.44 | 99.4
369 | 8 | 19 | 10387.9453 | 2609.9313 | 2385.5173 |  | 45.94 | 60.55 | 9 | 6.5522 | 87.56 | 99.94
370 | 8 | 20 | 10392.7583 | 2286.9874 | 2403.7723 |  | 39.67 | 46.51 | 0 | 0 | 55.96 | 98.05
371 | 8 | 21 | 10362.5848 | 2537.1484 | 2358.7532 |  | 41.91 | 52.36 | 4 | 3.1136 | 69.74 | 98.9
372 | 8 | 22 | 10294.7426 | 2462.5247 | 2364.4058 |  | 38.05 | 45.13 | 2 | 0.04458 | 54.77 | 99.31
373 | 8 | 23 | 10375.6706 | 2537.1484 | 2430.0484 |  | 50.39 | 69.11 | 11 | 11.5058 | 106.93 | 96.28
374 | 8 | 24 | 10260.2136 | 2369.7173 | 2312.9764 |  | 37.31 | 44.29 | 0 | 0 | 53.71 | 100.01
375 | 8 | 25 | 10475.9638 | 2386.072 | 2476.6343 |  | 42.27 | 51.22 | 6 | 1.8845 | 64.85 | 96.69
376 | 8 | 26 | 10287.5722 | 2628.313 | 2346.5576 |  | 41.73 | 51.99 | 6 | 3.3721 | 70.2 | 100.33
377 | 8 | 27 | 10421.8466 | 2628.313 | 2451.3599 |  | 48 | 65.25 | 9 | 8.8377 | 100.45 | 101.9
378 | 8 | 28 | 10505.9058 | 2537.1484 | 2439.7753 |  | 45.8 | 57.37 | 7 | 4.912 | 77.07 | 96.71
379 | 8 | 29 | 10547.7518 | 2628.313 | 2476.6159 |  | 50.68 | 68.5 | 17 | 10.0322 | 103.38 | 98.29
380 | 8 | 30 | 10580.4378 | 2628.313 | 2495.5003 |  | 55.69 | 78.78 | 20 | 14.4353 | 126.19 | 100.64
381 | 8 | 31 | 10624.2502 | 2628.313 | 2510.0595 |  | 48.72 | 63.81 | 14 | 7.3892 | 92.21 | 98.4
382 | 8 | 32 | 10236.0072 | 2537.1484 | 2302.8671 |  | 38.43 | 46.98 | 3 | 1.4076 | 59.94 | 99.95
383 | 8 | 33 | 10432.5192 | 2498.5535 | 2432.4534 |  | 39.9 | 47.87 | 7 | 1.2038 | 57.84 | 97.02
384 | 8 | 34 | 10435.4696 | 2537.1484 | 2406.9426 |  | 41.02 | 50.39 | 3 | 2.205 | 65.46 | 98.54
385 | 8 | 35 | 10350.5829 | 2628.313 | 2354.5667 |  | 40.97 | 50.76 | 4 | 2.4865 | 67.23 | 99.8
386 | 8 | 36 | 10506.3248 | 2609.9313 | 2419.1118 |  | 46.71 | 60.12 | 7 | 5.7247 | 85.38 | 99.87
387 | 8 | 37 | 10551.1811 | 2628.313 | 2452.2143 |  | 49.85 | 67.28 | 15 | 9.3901 | 101.11 | 99.17
388 | 8 | 38 | 10569.7966 | 2628.313 | 2500.1833 |  | 60.48 | 88.6 | 23 | 19.8491 | 146.04 | 97.17
389 | 8 | 39 | 10506.9973 | 2629.8673 | 2443.4157 |  | 48.47 | 64.53 | 13 | 8.2369 | 98.44 | 102.76
390 | 8 | 40 | 10639.582 | 2628.313 | 2521.0346 |  | 43.22 | 53.53 | 4 | 2.6818 | 69.65 | 98.07
391 | 8 | 41 | 10506.685 | 2359.8468 | 2427.2293 |  | 41.03 | 48.08 | 0 | 0 | 56.62 | 96.99
392 | 8 | 42 | 10500.4477 | 2537.1484 | 2406.7097 |  | 44.82 | 55.89 | 9 | 4.5491 | 76.28 | 98.23
393 | 8 | 43 | 10598.495 | 2629.5332 | 2496.6778 |  | 60.4 | 86.79 | 22 | 18.6982 | 143.51 | 98.59
394 | 8 | 44 | 10389.7326 | 2628.313 | 2394.1969 |  | 51 | 71.97 | 23 | 12.772 | 116.11 | 100.82
395 | 8 | 45 | 10429.3395 | 2537.1484 | 2360.7825 |  | 43.1 | 53.68 | 4 | 3.1053 | 72.3 | 100.26
396 | 8 | 46 | 10622.7502 | 2563.5647 | 2500.2817 |  | 45.57 | 57.04 | 8 | 4.3361 | 74.71 | 94.46
397 | 8 | 47 | 10529.6886 | 2537.1484 | 2446.6248 |  | 43.12 | 52.41 | 7 | 2.1245 | 65.85 | 96.94
398 | 8 | 48 | 10534.676 | 2628.313 | 2529.8266 |  | 52.44 | 72.42 | 15 | 11.8442 | 113.47 | 100.71
399 | 8 | 49 | 10646.3315 | 2629.8673 | 2551.7219 |  | 58.43 | 84.18 | 24 | 17.9888 | 131.96 | 93.2
400 | 8 | 50 | 10556.8698 | 2645.9325 | 2539.5887 |  | 45.59 | 59.14 | 12 | 5.7821 | 82.62 | 97.32
401 | 9 | 1 | 10451.2562 | 2365.552 | 2403.8723 |  | 41.31 | 48.46 | 4 | 0.64834 | 59.73 | 97.57
402 | 9 | 2 | 10369.9506 | 2397.3014 | 2356.6061 |  | 43.27 | 51.84 | 3 | 1.6386 | 66.42 | 99.4
403 | 9 | 3 | 10420.0733 | 2629.5332 | 2425.8688 |  | 51.35 | 71.44 | 15 | 11.687 | 115.25 | 103.35
404 | 9 | 4 | 10573.3218 | 2628.313 | 2454.8772 |  | 51.31 | 68.14 | 11 | 9.5386 | 101.45 | 97.23
405 | 9 | 5 | 10344.7485 | 2537.1484 | 2374.8077 |  | 43.89 | 55.4 | 7 | 4.1237 | 75.94 | 99.32
406 | 9 | 6 | 10403.309 | 2397.3014 | 2387.7697 |  | 40.72 | 49.32 | 1 | 1.4744 | 61.36 | 97.68
407 | 9 | 7 | 10456.4772 | 2468.1812 | 2402.7594 |  | 41.64 | 49.2 | 4 | 0.38849 | 59.96 | 98.89
408 | 9 | 8 | 10298.5805 | 2369.7173 | 2338.0954 |  | 38.62 | 45.93 | 0 | 0 | 55.64 | 100.12
409 | 9 | 9 | 10437.9391 | 2628.313 | 2433.8254 |  | 43.22 | 54.59 | 4 | 3.9163 | 74.05 | 97.84
410 | 9 | 10 | 10306.0791 | 2397.3014 | 2314.4323 |  | 39.3 | 46.78 | 1 | 0.80866 | 57.25 | 98.53
411 | 9 | 11 | 10538.682 | 2628.313 | 2470.7946 |  | 51.98 | 70.81 | 14 | 11.6105 | 110.16 | 98.25
412 | 9 | 12 | 10461.7685 | 2628.313 | 2419.1943 |  | 52.23 | 71.69 | 17 | 11.1822 | 113.46 | 102.2
413 | 9 | 13 | 10451.0285 | 2537.1484 | 2421.6826 |  | 46.61 | 60.51 | 10 | 6.0562 | 87.11 | 100.11
414 | 9 | 14 | 10370.3593 | 2222.3531 | 2366.6025 |  | 39.14 | 45.77 | 2 | 0.029066 | 54.65 | 98.23
415 | 9 | 15 | 10380.4301 | 2609.9313 | 2417.2198 |  | 43.81 | 56.63 | 7 | 5.3889 | 79.28 | 97.43
416 | 9 | 16 | 10324.4524 | 2609.9313 | 2339.9159 |  | 43.69 | 55.42 | 4 | 4.4983 | 76.91 | 99.3
417 | 9 | 17 | 10241.5055 | 2462.5247 | 2333.7546 |  | 37.26 | 44.37 | 1 | 0.050078 | 52.61 | 98.28
418 | 9 | 18 | 10409.1291 | 2628.313 | 2401.799 |  | 41.78 | 51.35 | 9 | 2.4488 | 67.47 | 98.48
419 | 9 | 19 | 10387.9453 | 2609.9313 | 2385.5173 |  | 47.08 | 62.82 | 8 | 7.698 | 92.95 | 99.94
420 | 9 | 20 | 10392.7583 | 2286.9874 | 2403.7723 |  | 41.25 | 49.05 | 5 | 1.1787 | 61.62 | 97.8
421 | 9 | 21 | 10362.5848 | 2537.1484 | 2358.7532 |  | 40.12 | 48.59 | 2 | 1.149 | 60.14 | 98.43
422 | 9 | 22 | 10294.7426 | 2462.5247 | 2364.4058 |  | 38.18 | 45.16 | 0 | 0 | 54.28 | 98.87
423 | 9 | 23 | 10375.6706 | 2537.1484 | 2430.0484 |  | 42.51 | 52.87 | 11 | 3.501 | 70.04 | 96.59
424 | 9 | 24 | 10260.2136 | 2369.7173 | 2312.9764 |  | 37.59 | 44.52 | 0 | 0 | 53.74 | 99.74
425 | 9 | 25 | 10475.9638 | 2386.072 | 2476.6343 |  | 42.12 | 50.12 | 8 | 1.5947 | 62.41 | 97.14
426 | 9 | 26 | 10287.5722 | 2628.313 | 2346.5576 |  | 44.23 | 56.16 | 8 | 5.7609 | 80.54 | 100.8
427 | 9 | 27 | 10421.8466 | 2628.313 | 2451.3599 |  | 49.98 | 68.86 | 16 | 10.4681 | 107.67 | 101.45
428 | 9 | 28 | 10505.9058 | 2537.1484 | 2439.7753 |  | 42.65 | 51.42 | 2 | 1.7194 | 64.29 | 96.78
429 | 9 | 29 | 10547.7518 | 2628.313 | 2476.6159 |  | 50.32 | 67.63 | 15 | 9.5994 | 100.7 | 97.5
430 | 9 | 30 | 10580.4378 | 2628.313 | 2495.5003 |  | 61 | 88.05 | 24 | 19.6388 | 141.94 | 94.71
431 | 9 | 31 | 10624.2502 | 2628.313 | 2510.0595 |  | 49.03 | 63.76 | 17 | 7.4072 | 90.55 | 96.39
432 | 9 | 32 | 10236.0072 | 2537.1484 | 2302.8671 |  | 39.11 | 48.21 | 2 | 1.8096 | 62.31 | 100.06
433 | 9 | 33 | 10432.5192 | 2498.5535 | 2432.4534 |  | 41.03 | 50.55 | 5 | 2.0604 | 62.84 | 96.16
434 | 9 | 34 | 10435.4696 | 2537.1484 | 2406.9426 |  | 40.82 | 49.67 | 2 | 1.7654 | 63.27 | 98.13
435 | 9 | 35 | 10350.5829 | 2628.313 | 2354.5667 |  | 41.19 | 50.86 | 6 | 2.5731 | 66.95 | 99.5
436 | 9 | 36 | 10506.3248 | 2609.9313 | 2419.1118 |  | 49.9 | 66.08 | 8 | 8.8401 | 98.3 | 98.28
437 | 9 | 37 | 10551.1811 | 2628.313 | 2452.2143 |  | 48.85 | 65.05 | 12 | 8.164 | 94.78 | 98.03
438 | 9 | 38 | 10569.7966 | 2628.313 | 2500.1833 |  | 63.19 | 93.26 | 24 | 22.2904 | 154.6 | 94.87
439 | 9 | 39 | 10506.9973 | 2629.8673 | 2443.4157 |  | 44.7 | 56.72 | 9 | 4.4653 | 79.45 | 100.95
440 | 9 | 40 | 10639.582 | 2628.313 | 2521.0346 |  | 44.51 | 55.46 | 6 | 3.838 | 73.29 | 96.27
441 | 9 | 41 | 10506.685 | 2359.8468 | 2427.2293 |  | 42.11 | 49.73 | 3 | 0.58577 | 59.49 | 96.64
442 | 9 | 42 | 10500.4477 | 2537.1484 | 2406.7097 |  | 41.76 | 50.24 | 3 | 1.3714 | 63.49 | 98.95
443 | 9 | 43 | 10598.495 | 2629.5332 | 2496.6778 |  | 61.95 | 89.85 | 26 | 19.9161 | 149.77 | 100.24
444 | 9 | 44 | 10389.7326 | 2628.313 | 2394.1969 |  | 50.62 | 71.28 | 17 | 12.2966 | 113.63 | 100.36
445 | 9 | 45 | 10429.3395 | 2537.1484 | 2360.7825 |  | 45.45 | 57.89 | 9 | 5.1578 | 81.3 | 99.24
446 | 9 | 46 | 10622.7502 | 2563.5647 | 2500.2817 |  | 45.8 | 58.06 | 10 | 4.6902 | 77.91 | 96.18
447 | 9 | 47 | 10529.6886 | 2537.1484 | 2446.6248 |  | 45.68 | 57.88 | 7 | 4.5716 | 78.2 | 97.44
448 | 9 | 48 | 10534.676 | 2628.313 | 2529.8266 |  | 48.43 | 64.37 | 9 | 7.7339 | 94.12 | 99.71
449 | 9 | 49 | 10646.3315 | 2629.8673 | 2551.7219 |  | 58.05 | 83.66 | 24 | 17.2427 | 133.55 | 97.9
450 | 9 | 50 | 10556.8698 | 2645.9325 | 2539.5887 |  | 45.14 | 57.92 | 7 | 5.2276 | 79.23 | 96.12
451 | 10 | 1 | 10451.2562 | 2365.552 | 2403.8723 |  | 40.68 | 47.27 | 2 | 0.048169 | 57.05 | 97.69
452 | 10 | 2 | 10369.9506 | 2397.3014 | 2356.6061 |  | 43.21 | 51.37 | 6 | 1.4152 | 65.29 | 100.18
453 | 10 | 3 | 10420.0733 | 2629.5332 | 2425.8688 |  | 52.9 | 74.65 | 17 | 13.3218 | 122.7 | 103.57
454 | 10 | 4 | 10573.3218 | 2628.313 | 2454.8772 |  | 46.96 | 59.75 | 7 | 5.2299 | 84.05 | 99.54
455 | 10 | 5 | 10344.7485 | 2537.1484 | 2374.8077 |  | 46.24 | 60.23 | 7 | 6.4344 | 87.09 | 99.46
456 | 10 | 6 | 10403.309 | 2397.3014 | 2387.7697 |  | 40.63 | 49.08 | 3 | 1.2542 | 60.71 | 97.92
457 | 10 | 7 | 10456.4772 | 2468.1812 | 2402.7594 |  | 42.43 | 50.04 | 5 | 1.186 | 62.11 | 98.69
458 | 10 | 8 | 10298.5805 | 2369.7173 | 2338.0954 |  | 38.48 | 45.77 | 0 | 0 | 55.47 | 100.09
459 | 10 | 9 | 10437.9391 | 2628.313 | 2433.8254 |  | 45.85 | 59.92 | 9 | 6.3135 | 86.63 | 99.14
460 | 10 | 10 | 10306.0791 | 2397.3014 | 2314.4323 |  | 38.75 | 45.59 | 2 | 0.2241 | 54.66 | 98.72
461 | 10 | 11 | 10538.682 | 2628.313 | 2470.7946 |  | 51.22 | 70.35 | 14 | 10.9613 | 110.25 | 101.4
462 | 10 | 12 | 10461.7685 | 2628.313 | 2419.1943 |  | 52.76 | 72.39 | 15 | 11.7042 | 112.19 | 98.49
463 | 10 | 13 | 10451.0285 | 2537.1484 | 2421.6826 |  | 51.07 | 69.55 | 11 | 10.4931 | 107.7 | 100.16
464 | 10 | 14 | 10370.3593 | 2222.3531 | 2366.6025 |  | 39.33 | 45.96 | 0 | 0 | 54.88 | 98.33
465 | 10 | 15 | 10380.4301 | 2609.9313 | 2417.2198 |  | 42.01 | 53.35 | 5 | 3.6503 | 72.89 | 99.15
466 | 10 | 16 | 10324.4524 | 2609.9313 | 2339.9159 |  | 43.88 | 55.52 | 4 | 4.468 | 76.89 | 99.22
467 | 10 | 17 | 10241.5055 | 2462.5247 | 2333.7546 |  | 37.42 | 44.44 | 0 | 0 | 52.41 | 98.12
468 | 10 | 18 | 10409.1291 | 2628.313 | 2401.799 |  | 43.17 | 54.52 | 5 | 4.119 | 76.59 | 100.1
469 | 10 | 19 | 10387.9453 | 2609.9313 | 2385.5173 |  | 43.89 | 56.03 | 10 | 4.3554 | 76.8 | 99.33
470 | 10 | 20 | 10392.7583 | 2286.9874 | 2403.7723 |  | 39.84 | 46.67 | 0 | 0 | 55.98 | 97.92
471 | 10 | 21 | 10362.5848 | 2537.1484 | 2358.7532 |  | 40.92 | 50.16 | 2 | 1.9632 | 64.07 | 98.52
472 | 10 | 22 | 10294.7426 | 2462.5247 | 2364.4058 |  | 39.04 | 46.75 | 1 | 0.79395 | 57.53 | 98.28
473 | 10 | 23 | 10375.6706 | 2537.1484 | 2430.0484 |  | 44.5 | 57.11 | 10 | 5.4238 | 79.83 | 97.48
474 | 10 | 24 | 10260.2136 | 2369.7173 | 2312.9764 |  | 37.59 | 44.6 | 2 | 0.0077283 | 54.06 | 100.03
475 | 10 | 25 | 10475.9638 | 2386.072 | 2476.6343 |  | 41.38 | 49.39 | 5 | 0.82785 | 60.3 | 96.65
476 | 10 | 26 | 10287.5722 | 2628.313 | 2346.5576 |  | 40.29 | 49.79 | 5 | 1.7882 | 64.86 | 100.87
477 | 10 | 27 | 10421.8466 | 2628.313 | 2451.3599 |  | 53.11 | 75.37 | 16 | 13.7026 | 122.21 | 101.17
478 | 10 | 28 | 10505.9058 | 2537.1484 | 2439.7753 |  | 42.62 | 51.51 | 4 | 1.7459 | 64.94 | 97.34
479 | 10 | 29 | 10547.7518 | 2628.313 | 2476.6159 |  | 47.85 | 62.23 | 17 | 6.9925 | 88.94 | 98.37
480 | 10 | 30 | 10580.4378 | 2628.313 | 2495.5003 |  | 57.41 | 81.76 | 20 | 15.9919 | 129.62 | 96.91
481 | 10 | 31 | 10624.2502 | 2628.313 | 2510.0595 |  | 50.73 | 67.11 | 16 | 9.2342 | 96.7 | 94.48
482 | 10 | 32 | 10236.0072 | 2537.1484 | 2302.8671 |  | 40.41 | 50.87 | 3 | 3.1237 | 68.9 | 100.27
483 | 10 | 33 | 10432.5192 | 2498.5535 | 2432.4534 |  | 38.83 | 46.44 | 4 | 0.086078 | 54.82 | 97.47
484 | 10 | 34 | 10435.4696 | 2537.1484 | 2406.9426 |  | 41.13 | 50.17 | 7 | 1.9002 | 64.14 | 98.25
485 | 10 | 35 | 10350.5829 | 2628.313 | 2354.5667 |  | 41.97 | 52.49 | 4 | 3.3016 | 71.55 | 100.04
486 | 10 | 36 | 10506.3248 | 2609.9313 | 2419.1118 |  | 48.5 | 62.28 | 10 | 7.2565 | 89.69 | 99.28
487 | 10 | 37 | 10551.1811 | 2628.313 | 2452.2143 |  | 46.42 | 60.54 | 12 | 5.9118 | 85.83 | 99.57
488 | 10 | 38 | 10569.7966 | 2628.313 | 2500.1833 |  | 58.68 | 84.72 | 26 | 17.7609 | 136.82 | 98.26
489 | 10 | 39 | 10506.9973 | 2629.8673 | 2443.4157 |  | 46.23 | 60.04 | 9 | 5.8245 | 89.22 | 103.31
490 | 10 | 40 | 10639.582 | 2628.313 | 2521.0346 |  | 45.69 | 57.05 | 9 | 4.6849 | 76.74 | 97.31
491 | 10 | 41 | 10506.685 | 2359.8468 | 2427.2293 |  | 42.48 | 50.55 | 1 | 1.0232 | 61.74 | 96.94
492 | 10 | 42 | 10500.4477 | 2537.1484 | 2406.7097 |  | 42.99 | 52.78 | 8 | 2.6697 | 69.49 | 99.49
493 | 10 | 43 | 10598.495 | 2629.5332 | 2496.6778 |  | 64.16 | 94.49 | 26 | 22.4339 | 159.34 | 98.64
494 | 10 | 44 | 10389.7326 | 2628.313 | 2394.1969 |  | 51.86 | 73.93 | 20 | 13.599 | 120.13 | 100.8
495 | 10 | 45 | 10429.3395 | 2537.1484 | 2360.7825 |  | 47.48 | 61.81 | 8 | 7.1151 | 88.56 | 97.09
496 | 10 | 46 | 10622.7502 | 2563.5647 | 2500.2817 |  | 48.32 | 62.51 | 10 | 6.9864 | 87.12 | 95.02
497 | 10 | 47 | 10529.6886 | 2537.1484 | 2446.6248 |  | 45.51 | 57.32 | 7 | 4.3607 | 76.48 | 96.66
498 | 10 | 48 | 10534.676 | 2628.313 | 2529.8266 |  | 54.47 | 76.06 | 14 | 13.7477 | 117.74 | 99.14
499 | 10 | 49 | 10646.3315 | 2629.8673 | 2551.7219 |  | 59.09 | 86.09 | 27 | 18.3212 | 139.87 | 101.09
500 | 10 | 50 | 10556.8698 | 2645.9325 | 2539.5887 |  | 47.16 | 61.96 | 8 | 7.2825 | 88.52 | 96.42
501 | 11 | 1 | 10451.2562 | 2365.552 | 2403.8723 |  | 40.33 | 46.85 | 0 | 0 | 56.41 | 97.61
502 | 11 | 2 | 10369.9506 | 2397.3014 | 2356.6061 |  | 41.76 | 49.27 | 3 | 0.44436 | 61.04 | 100.03
503 | 11 | 3 | 10420.0733 | 2629.5332 | 2425.8688 |  | 48.58 | 66.57 | 13 | 9.2764 | 104.71 | 104.28
504 | 11 | 4 | 10573.3218 | 2628.313 | 2454.8772 |  | 47.91 | 61.68 | 8 | 6.5238 | 87.48 | 97.48
505 | 11 | 5 | 10344.7485 | 2537.1484 | 2374.8077 |  | 43.12 | 54.04 | 5 | 3.7462 | 72.17 | 97.71
506 | 11 | 6 | 10403.309 | 2397.3014 | 2387.7697 |  | 41.54 | 51.09 | 2 | 2.4916 | 64.68 | 96.47
507 | 11 | 7 | 10456.4772 | 2468.1812 | 2402.7594 |  | 43.98 | 54.05 | 5 | 3.2163 | 70 | 99.42
508 | 11 | 8 | 10298.5805 | 2369.7173 | 2338.0954 |  | 38.27 | 45.51 | 0 | 0 | 55.03 | 99.9
509 | 11 | 9 | 10437.9391 | 2628.313 | 2433.8254 |  | 40.71 | 49.65 | 5 | 1.5703 | 63.36 | 98.14
510 | 11 | 10 | 10306.0791 | 2397.3014 | 2314.4323 |  | 38.31 | 44.95 | 1 | 0.017622 | 53.41 | 98.75
511 | 11 | 11 | 10538.682 | 2628.313 | 2470.7946 |  | 46.69 | 61.21 | 17 | 6.7367 | 90.06 | 100.94
512 | 11 | 12 | 10461.7685 | 2628.313 | 2419.1943 |  | 48.4 | 64.61 | 11 | 7.7774 | 97.61 | 102.55
513 | 11 | 13 | 10451.0285 | 2537.1484 | 2421.6826 |  | 44.25 | 55.73 | 9 | 4.0048 | 76.27 | 99.1
514 | 11 | 14 | 10370.3593 | 2222.3531 | 2366.6025 |  | 38.95 | 45.52 | 1 | 0.029388 | 54.22 | 98.02
515 | 11 | 15 | 10380.4301 | 2609.9313 | 2417.2198 |  | 41.21 | 51.74 | 4 | 3.1612 | 69.17 | 98.03
516 | 11 | 16 | 10324.4524 | 2609.9313 | 2339.9159 |  | 42.48 | 53.11 | 4 | 3.5027 | 71.78 | 99.22
517 | 11 | 17 | 10241.5055 | 2462.5247 | 2333.7546 |  | 37.23 | 44.46 | 2 | 0.16579 | 52.97 | 98.47
518 | 11 | 18 | 10409.1291 | 2628.313 | 2401.799 |  | 40 | 48.33 | 4 | 1.1779 | 61.29 | 98.77
519 | 11 | 19 | 10387.9453 | 2609.9313 | 2385.5173 |  | 49.72 | 68.24 | 11 | 10.6583 | 103.36 | 98.29
520 | 11 | 20 | 10392.7583 | 2286.9874 | 2403.7723 |  | 39.42 | 46.24 | 0 | 0 | 55.41 | 97.81
521 | 11 | 21 | 10362.5848 | 2537.1484 | 2358.7532 |  | 40.24 | 49.07 | 4 | 1.5584 | 61.83 | 98.53
522 | 11 | 22 | 10294.7426 | 2462.5247 | 2364.4058 |  | 37.84 | 44.75 | 0 | 0 | 53.83 | 98.77
523 | 11 | 23 | 10375.6706 | 2537.1484 | 2430.0484 |  | 39.83 | 48.15 | 6 | 1.2212 | 60.19 | 97.27
524 | 11 | 24 | 10260.2136 | 2369.7173 | 2312.9764 |  | 37.14 | 44.1 | 0 | 0 | 53.36 | 99.84
525 | 11 | 25 | 10475.9638 | 2386.072 | 2476.6343 |  | 41.22 | 49.47 | 4 | 1.2124 | 60.99 | 96.17
526 | 11 | 26 | 10287.5722 | 2628.313 | 2346.5576 |  | 41.19 | 52.07 | 4 | 3.2079 | 71.38 | 101.08
527 | 11 | 27 | 10421.8466 | 2628.313 | 2451.3599 |  | 47.56 | 64.36 | 12 | 8.4269 | 97.74 | 101.12
528 | 11 | 28 | 10505.9058 | 2537.1484 | 2439.7753 |  | 43.7 | 53.39 | 9 | 2.8276 | 68.38 | 96.93
529 | 11 | 29 | 10547.7518 | 2628.313 | 2476.6159 |  | 49.49 | 66 | 13 | 8.9535 | 97.07 | 97
530 | 11 | 30 | 10580.4378 | 2628.313 | 2495.5003 |  | 55.41 | 78.47 | 17 | 14.5191 | 123.47 | 99.38
531 | 11 | 31 | 10624.2502 | 2628.313 | 2510.0595 |  | 50.18 | 66.3 | 14 | 9.0759 | 95.65 | 94.54
532 | 11 | 32 | 10236.0072 | 2537.1484 | 2302.8671 |  | 38.09 | 46.38 | 1 | 1.0752 | 58.21 | 99.87
533 | 11 | 33 | 10432.5192 | 2498.5535 | 2432.4534 |  | 39.13 | 47.18 | 2 | 0.69281 | 56.39 | 96.57
534 | 11 | 34 | 10435.4696 | 2537.1484 | 2406.9426 |  | 40.35 | 48.64 | 7 | 1.3382 | 60.67 | 98.45
535 | 11 | 35 | 10350.5829 | 2628.313 | 2354.5667 |  | 41.03 | 51.05 | 3 | 2.7119 | 68.1 | 99.8
536 | 11 | 36 | 10506.3248 | 2609.9313 | 2419.1118 |  | 47.45 | 61.67 | 7 | 6.7679 | 88.9 | 98.87
537 | 11 | 37 | 10551.1811 | 2628.313 | 2452.2143 |  | 50.69 | 69.64 | 17 | 10.3956 | 105.63 | 99.15
538 | 11 | 38 | 10569.7966 | 2628.313 | 2500.1833 |  | 60.95 | 89.56 | 22 | 20.4323 | 147.95 | 96.61
539 | 11 | 39 | 10506.9973 | 2629.8673 | 2443.4157 |  | 47.3 | 61.88 | 12 | 7.1416 | 92.91 | 102.74
540 | 11 | 40 | 10639.582 | 2628.313 | 2521.0346 |  | 44.43 | 55.77 | 5 | 4.0861 | 73.9 | 97.73
541 | 11 | 41 | 10506.685 | 2359.8468 | 2427.2293 |  | 41.2 | 48.24 | 0 | 0 | 56.67 | 96.9
542 | 11 | 42 | 10500.4477 | 2537.1484 | 2406.7097 |  | 43.43 | 53.86 | 5 | 3.3644 | 70.75 | 97.15
543 | 11 | 43 | 10598.495 | 2629.5332 | 2496.6778 |  | 60.55 | 87.45 | 26 | 19.0463 | 143.1 | 96.82
544 | 11 | 44 | 10389.7326 | 2628.313 | 2394.1969 |  | 49.62 | 69.64 | 17 | 11.5502 | 110.84 | 101.36
545 | 11 | 45 | 10429.3395 | 2537.1484 | 2360.7825 |  | 41.39 | 49.93 | 5 | 1.5018 | 62.67 | 98.38
546 | 11 | 46 | 10622.7502 | 2563.5647 | 2500.2817 |  | 41.78 | 50.27 | 7 | 0.91368 | 61.57 | 97.09
547 | 11 | 47 | 10529.6886 | 2537.1484 | 2446.6248 |  | 44.36 | 55.35 | 8 | 3.5597 | 72.53 | 96.75
548 | 11 | 48 | 10534.676 | 2628.313 | 2529.8266 |  | 45.04 | 57.92 | 6 | 4.7467 | 79.9 | 98.89
549 | 11 | 49 | 10646.3315 | 2629.8673 | 2551.7219 |  | 54.97 | 77.36 | 18 | 14.7859 | 119.31 | 94.46
550 | 11 | 50 | 10556.8698 | 2645.9325 | 2539.5887 |  | 45.46 | 59.14 | 10 | 5.9794 | 82.05 | 96.11