## Notes
Notes
Simulation number |  | The sequential simulation identifier of each annual simulation - numbered between 1 and 561. Each simulation is modelled at the hourly resolution level - giving 8,760 hourly simulated outputs.
Unplanned outage set |  | Identifier of the hourly unplanned outage set used in the given simulation - numbered between 1 and 11. A stochastic availability model is used to develop the 11 annual simulations of hourly dispatchable power station availability.
Weather set |  | Identifier of the hourly demand and renewable energy resources trace set used in the given simulation - numbered between 1 and 51. A stochastic demand and renewable energy resource model is used to develop 51 weather influenced annual simulations of hourly demand (system and customer load) and renewable energy resource traces.
Energy and demand (as generated) | Annual regional energy (GWh) | The annual regional scheduled and semi-scheduled energy requirements for the given region and given weather set - taken as the sum of the 8,760 hourly simulated regional loads.
| Annual regional peak demand (MW) | The annual regional scheduled and semi-scheduled maximum demand for the given region and given weather set.
| Annual energy - NSLP (GWh) | The annual energy requirements for the given NSLP and given weather set.
| Annual peak demand - NSLP (MW) | The annual peak demand for the given NSLP and given weather set.
Spot Price (nominal at the regional reference node) | Annual regional time weighted spot price ($/MWh) | The simple average of the hourly simulated spot prices for the given region and simulation number.
| Annual regional load weighted spot price ($/MWh) | The load weighted average of the hourly simulated spot prices for the given region and simulation number - using the corresponding hourly regional loads as the weights.
| Number of hours spot prices above $300 | The number of simulated hourly prices in a given simulation that exceed $300/MWh for the given region and simulation number.
| Contribution of spot prices above $300 to annual average spot price ($/MWh) | The contribution to the annual time weighted spot price of simulated hourly prices in a given simulation that exceed $300/MWh for the given region and simulation number.
| Annual load weighted spot price - NSLP ($/MWh) | The load weighted average of the hourly simulated spot prices for the given NSLP and simulation number - using the corresponding hourly NSLP loads as the weights.
Hedged price (nominal at the regional reference node) | Annual hedged price - NSLP ($/MWh) | Sum of the hourly spot purchase costs, contract purchase costs (adopting a fixed quarterly hedging strategy and estimated contract prices), and hedge difference payments, divided by the annual energy to derive a price in $/MWh terms for a given NSLP and simulation number.

## Qld
Summary of results for 561 market simulations for 2022-23 - Queensland
Simulation number | Unplanned outage set | Weather set | Energy and demand (as generated) |  |  |  | Spot Price (nominal at the regional reference node) |  |  |  |  | Hedged price (nominal at the regional reference node)
|  |  | Annual regional energy (GWh) | Annual regional peak demand (MW) | Annual energy - Energex NSLP (GWh) | Annual peak demand - Energex NSLP (MW) | Annual regional time weighted spot price ($/MWh) | Annual regional Load weighted spot price ($/MWh) | Number of hours spot prices above $300 | Contribution of spot prices above $300 to annual average spot price ($/MWh) | Annual load weighted spot price - Energex NSLP ($/MWh) | Annual hedged price - Energex NSLP ($/MWh)
1 | 1 | 1 | 48452.6107 | 9309.4859 | 5917.1561 | 1900.3836 | 67.6 | 77.74 | 32 | 4.8633 | 87.62 | 96.58
2 | 1 | 2 | 48203.269 | 9604.2342 | 5879.2401 | 2112.1264 | 69.18 | 82.16 | 32 | 8.1087 | 96.73 | 98.28
3 | 1 | 3 | 48666.8567 | 9786.7239 | 6014.2134 | 2176.7889 | 80.39 | 100.1 | 43 | 17.432 | 125.16 | 95.79
4 | 1 | 4 | 48949.6352 | 9786.7239 | 6041.1143 | 2176.7889 | 78.44 | 95.49 | 43 | 14.8315 | 116.18 | 94.65
5 | 1 | 5 | 48687.2957 | 9604.2342 | 5967.9301 | 2250.4553 | 69.31 | 81.3 | 25 | 6.9886 | 94.41 | 97.16
6 | 1 | 6 | 48704.0554 | 9429.6672 | 6005.0198 | 2310.4403 | 69.44 | 80.59 | 29 | 6.5702 | 91.07 | 93.86
7 | 1 | 7 | 48909.4456 | 9786.7239 | 6050.1751 | 2310.4403 | 74.9 | 88.63 | 39 | 11.0725 | 105.13 | 94.48
8 | 1 | 8 | 48890.7974 | 10119.9906 | 6026.7901 | 2330.3919 | 83.65 | 106.36 | 39 | 19.8929 | 139.27 | 101.27
9 | 1 | 9 | 48551.3478 | 10134.9937 | 5987.9259 | 2438.5515 | 74.95 | 91.14 | 34 | 11.9197 | 113.01 | 99.87
10 | 1 | 10 | 49095.7103 | 10119.9906 | 6123.1407 | 2330.3919 | 80.65 | 99.92 | 36 | 17.363 | 124.2 | 96.33
11 | 1 | 11 | 48490.5488 | 9786.7239 | 5940.7971 | 2310.4403 | 73.92 | 88.14 | 49 | 10.9293 | 104.7 | 94.75
12 | 1 | 12 | 48637.4621 | 9786.7239 | 6030.2381 | 2369.0391 | 76.03 | 92.4 | 44 | 12.6513 | 113.67 | 98.32
13 | 1 | 13 | 48586.7425 | 9667.6522 | 5968.145 | 2213.8246 | 68.58 | 79.89 | 36 | 6.0418 | 91.76 | 96.91
14 | 1 | 14 | 48703.8294 | 9786.7239 | 5977.09 | 2007.6047 | 75.56 | 90.4 | 46 | 12.3223 | 108.99 | 94.6
15 | 1 | 15 | 48864.9736 | 10119.9906 | 6042.6605 | 2330.3919 | 75.21 | 90.62 | 35 | 12.1231 | 109.63 | 96.65
16 | 1 | 16 | 48871.6047 | 10119.9906 | 6089.763 | 2330.3919 | 78.46 | 96.46 | 37 | 14.8044 | 119.62 | 97.83
17 | 1 | 17 | 48898.0365 | 10119.9906 | 6012.7593 | 2330.3919 | 74.98 | 91.26 | 23 | 12.0229 | 112.61 | 98.84
18 | 1 | 18 | 48654.2608 | 9487.3302 | 5968.8069 | 2176.7889 | 66.57 | 76.25 | 26 | 3.9234 | 86.32 | 97.48
19 | 1 | 19 | 48568.9208 | 9604.2342 | 5913.8461 | 1992.1845 | 72.83 | 86.65 | 33 | 10.098 | 101.54 | 94.33
20 | 1 | 20 | 48736.3581 | 9604.2342 | 6008.7456 | 2176.7889 | 78.35 | 96.28 | 43 | 15.0707 | 117.63 | 95.3
21 | 1 | 21 | 48705.4936 | 10091.6493 | 6001.9375 | 2422.9222 | 84.91 | 106.85 | 46 | 20.9713 | 138.61 | 98.61
22 | 1 | 22 | 48711.7799 | 10024.5982 | 5994.5482 | 2165.5707 | 75.57 | 91.87 | 35 | 12.9528 | 112.36 | 96.81
23 | 1 | 23 | 48580.4737 | 9786.7239 | 5966.1537 | 2176.7889 | 71.6 | 85.16 | 27 | 9.1025 | 100.57 | 96.55
24 | 1 | 24 | 48587.1504 | 9514.8145 | 5895.9757 | 2310.4403 | 70.69 | 83.55 | 30 | 8.2821 | 97.86 | 96.14
25 | 1 | 25 | 48554.0526 | 9786.7239 | 5942.3565 | 2310.4403 | 68.57 | 79.55 | 37 | 5.5375 | 90.82 | 96.71
26 | 1 | 26 | 48762.7746 | 10119.9906 | 6020.1708 | 2422.9222 | 89.46 | 116.1 | 49 | 26.4824 | 155.97 | 100.37
27 | 1 | 27 | 48576.8516 | 10024.5982 | 5911.916 | 2176.7889 | 83.3 | 103.85 | 38 | 20.6094 | 131.45 | 93.34
28 | 1 | 28 | 48953.1611 | 10119.9906 | 6135.2142 | 2422.9222 | 92.96 | 119.61 | 68 | 28.0445 | 157.17 | 94.83
29 | 1 | 29 | 48443.1778 | 10134.9937 | 5931.8849 | 2438.5515 | 71.03 | 85.37 | 27 | 9.0461 | 105.38 | 102.53
30 | 1 | 30 | 48210.8177 | 9379.5742 | 5840.0056 | 2176.7889 | 65.45 | 74.76 | 24 | 3.3815 | 83.47 | 96.86
31 | 1 | 31 | 48391.1388 | 9480.3728 | 5880.9263 | 2250.4553 | 76.35 | 92.16 | 31 | 13.4182 | 111.07 | 93.67
32 | 1 | 32 | 48917.8711 | 10119.9906 | 6041.5316 | 2330.3919 | 87.82 | 113.06 | 52 | 24.5049 | 148.62 | 99.19
33 | 1 | 33 | 48587.5206 | 9786.7239 | 5936.9964 | 2281.6256 | 71.04 | 83.77 | 27 | 8.1429 | 98.12 | 96.1
34 | 1 | 34 | 48638.6358 | 10119.9906 | 5986.4318 | 2369.0391 | 75.96 | 93.54 | 36 | 13.0187 | 117.24 | 100.47
35 | 1 | 35 | 48705.0514 | 10022.8558 | 5957.1072 | 2248.7401 | 72.96 | 86.96 | 40 | 9.7623 | 103.6 | 97.1
36 | 1 | 36 | 48836.6253 | 9604.2342 | 6038.5266 | 2310.4403 | 78.92 | 96.23 | 48 | 15.1613 | 117.36 | 94.73
37 | 1 | 37 | 48685.8082 | 9786.7239 | 5946.3558 | 2213.8246 | 71.8 | 84.87 | 33 | 9.1492 | 98.82 | 94.31
38 | 1 | 38 | 48495.3866 | 10119.9906 | 5932.299 | 2330.3919 | 80.88 | 100.87 | 52 | 17.4316 | 127.71 | 97.35
39 | 1 | 39 | 48781.4605 | 9786.7239 | 6020.7487 | 2310.4403 | 71.01 | 84.18 | 28 | 8.0199 | 98.28 | 96.08
40 | 1 | 40 | 48762.2056 | 9786.7239 | 6004.7479 | 2310.4403 | 80.46 | 98.11 | 55 | 16.1826 | 120.93 | 94.37
41 | 1 | 41 | 48710.5793 | 10134.9937 | 5968.6948 | 2438.5515 | 73.71 | 88.38 | 32 | 10.2755 | 108.07 | 98.94
42 | 1 | 42 | 48492.3759 | 9604.2342 | 5912.4636 | 1939.3474 | 79.17 | 95.48 | 32 | 16.6107 | 112.73 | 87.74
43 | 1 | 43 | 48559.1774 | 9547.4863 | 5902.0023 | 2281.6256 | 84.31 | 104.27 | 54 | 20.5141 | 129.38 | 89.1
44 | 1 | 44 | 48380.9357 | 9786.7239 | 5866.8226 | 2042.7755 | 77.74 | 95.47 | 43 | 15.6952 | 117.42 | 94.31
45 | 1 | 45 | 48913.292 | 9786.7239 | 6072.4825 | 2042.7755 | 77.58 | 93.4 | 44 | 13.4192 | 111.88 | 93.83
46 | 1 | 46 | 48769.9639 | 10091.6493 | 6002.1868 | 2422.9222 | 87.13 | 108.65 | 58 | 23.1829 | 138.57 | 91.8
47 | 1 | 47 | 48945.8124 | 10119.9906 | 6109.8517 | 2330.3919 | 82.07 | 101.11 | 54 | 17.2274 | 125.36 | 94.62
48 | 1 | 48 | 48662.5083 | 9425.2074 | 5994.4974 | 2310.4403 | 75.78 | 90.33 | 40 | 12.2553 | 106.61 | 91.58
49 | 1 | 49 | 48630.3572 | 10134.9937 | 6134.7075 | 2505.0334 | 90.7 | 115.36 | 68 | 26.2492 | 148.35 | 91.33
50 | 1 | 50 | 49214.4853 | 10119.9906 | 6130.0016 | 2422.9222 | 107.83 | 144.47 | 89 | 42.2093 | 200.7 | 96.44
51 | 1 | 51 | 49058.7328 | 9865.6354 | 5908.8604 | 2236.347 | 83.24 | 101.26 | 52 | 19.5538 | 127.02 | 94.14
52 | 2 | 1 | 48452.6107 | 9309.4859 | 5917.1561 | 1900.3836 | 71.72 | 84.73 | 34 | 8.8552 | 99.09 | 96.11
53 | 2 | 2 | 48203.269 | 9604.2342 | 5879.2401 | 2112.1264 | 76.89 | 94.88 | 36 | 15.4573 | 118.07 | 97.16
54 | 2 | 3 | 48666.8567 | 9786.7239 | 6014.2134 | 2176.7889 | 88.03 | 111.13 | 55 | 24.4436 | 143.12 | 93.25
55 | 2 | 4 | 48949.6352 | 9786.7239 | 6041.1143 | 2176.7889 | 83.08 | 102.43 | 50 | 19.2491 | 127.42 | 92.67
56 | 2 | 5 | 48687.2957 | 9604.2342 | 5967.9301 | 2250.4553 | 74.1 | 88.62 | 30 | 11.3972 | 105.64 | 94.5
57 | 2 | 6 | 48704.0554 | 9429.6672 | 6005.0198 | 2310.4403 | 71.73 | 83.99 | 29 | 8.7076 | 95.34 | 92.43
58 | 2 | 7 | 48909.4456 | 9786.7239 | 6050.1751 | 2310.4403 | 74.77 | 88.03 | 42 | 10.838 | 104.53 | 95.84
59 | 2 | 8 | 48890.7974 | 10119.9906 | 6026.7901 | 2330.3919 | 88.02 | 113.17 | 42 | 23.9539 | 150.79 | 100.6
60 | 2 | 9 | 48551.3478 | 10134.9937 | 5987.9259 | 2438.5515 | 78.72 | 97.86 | 29 | 15.5792 | 124.86 | 100.48
61 | 2 | 10 | 49095.7103 | 10119.9906 | 6123.1407 | 2330.3919 | 75.61 | 91.8 | 34 | 12.2685 | 113.07 | 99.22
62 | 2 | 11 | 48490.5488 | 9786.7239 | 5940.7971 | 2310.4403 | 81.78 | 100.67 | 50 | 18.6398 | 124.89 | 92.48
63 | 2 | 12 | 48637.4621 | 9786.7239 | 6030.2381 | 2369.0391 | 83.58 | 104.84 | 43 | 19.9392 | 133.87 | 96.58
64 | 2 | 13 | 48586.7425 | 9667.6522 | 5968.145 | 2213.8246 | 73.29 | 87.35 | 40 | 10.5806 | 103.6 | 95.54
65 | 2 | 14 | 48703.8294 | 9786.7239 | 5977.09 | 2007.6047 | 79.5 | 97.23 | 55 | 16.3182 | 120.37 | 94.97
66 | 2 | 15 | 48864.9736 | 10119.9906 | 6042.6605 | 2330.3919 | 79.43 | 97.64 | 51 | 15.9487 | 121.15 | 95.69
67 | 2 | 16 | 48871.6047 | 10119.9906 | 6089.763 | 2330.3919 | 86.47 | 109.46 | 52 | 22.7888 | 139.86 | 95.23
68 | 2 | 17 | 48898.0365 | 10119.9906 | 6012.7593 | 2330.3919 | 73.93 | 89.11 | 32 | 10.7671 | 108.56 | 98.35
69 | 2 | 18 | 48654.2608 | 9487.3302 | 5968.8069 | 2176.7889 | 74.8 | 88.74 | 42 | 11.76 | 107.43 | 96.07
70 | 2 | 19 | 48568.9208 | 9604.2342 | 5913.8461 | 1992.1845 | 76.37 | 92.19 | 36 | 13.5333 | 111.8 | 94.44
71 | 2 | 20 | 48736.3581 | 9604.2342 | 6008.7456 | 2176.7889 | 87.89 | 111.78 | 57 | 24.1087 | 143.87 | 94.78
72 | 2 | 21 | 48705.4936 | 10091.6493 | 6001.9375 | 2422.9222 | 81.31 | 100.22 | 44 | 17.0022 | 125.25 | 95.61
73 | 2 | 22 | 48711.7799 | 10024.5982 | 5994.5482 | 2165.5707 | 67.19 | 78.23 | 23 | 4.8687 | 89.73 | 98.57
74 | 2 | 23 | 48580.4737 | 9786.7239 | 5966.1537 | 2176.7889 | 73.55 | 88.58 | 30 | 10.9148 | 106.47 | 96.78
75 | 2 | 24 | 48587.1504 | 9514.8145 | 5895.9757 | 2310.4403 | 75.19 | 90.89 | 36 | 12.6256 | 109.98 | 94.73
76 | 2 | 25 | 48554.0526 | 9786.7239 | 5942.3565 | 2310.4403 | 72.51 | 85.91 | 35 | 9.478 | 101.63 | 96.76
77 | 2 | 26 | 48762.7746 | 10119.9906 | 6020.1708 | 2422.9222 | 88.98 | 115.94 | 40 | 25.9647 | 155.58 | 100.73
78 | 2 | 27 | 48576.8516 | 10024.5982 | 5911.916 | 2176.7889 | 82.99 | 103.94 | 51 | 19.9062 | 132.57 | 95.28
79 | 2 | 28 | 48953.1611 | 10119.9906 | 6135.2142 | 2422.9222 | 99.75 | 129.96 | 76 | 34.6545 | 174.61 | 94.74
80 | 2 | 29 | 48443.1778 | 10134.9937 | 5931.8849 | 2438.5515 | 71.1 | 84.25 | 32 | 8.7715 | 101.71 | 100.52
81 | 2 | 30 | 48210.8177 | 9379.5742 | 5840.0056 | 2176.7889 | 69.2 | 80.42 | 31 | 6.9543 | 93.08 | 96.04
82 | 2 | 31 | 48391.1388 | 9480.3728 | 5880.9263 | 2250.4553 | 72.64 | 86.2 | 31 | 9.5884 | 101.67 | 95.22
83 | 2 | 32 | 48917.8711 | 10119.9906 | 6041.5316 | 2330.3919 | 91.53 | 119.43 | 51 | 28.0229 | 159.21 | 98.23
84 | 2 | 33 | 48587.5206 | 9786.7239 | 5936.9964 | 2281.6256 | 78.75 | 95.58 | 51 | 15.6562 | 118.33 | 95.77
85 | 2 | 34 | 48638.6358 | 10119.9906 | 5986.4318 | 2369.0391 | 75.53 | 92.08 | 30 | 12.499 | 113.82 | 98.97
86 | 2 | 35 | 48705.0514 | 10022.8558 | 5957.1072 | 2248.7401 | 85.38 | 107.3 | 50 | 22.0773 | 136.69 | 92.84
87 | 2 | 36 | 48836.6253 | 9604.2342 | 6038.5266 | 2310.4403 | 87.02 | 109.53 | 54 | 22.7914 | 140.48 | 94.04
88 | 2 | 37 | 48685.8082 | 9786.7239 | 5946.3558 | 2213.8246 | 71.84 | 84.8 | 40 | 8.8526 | 98.61 | 94.97
89 | 2 | 38 | 48495.3866 | 10119.9906 | 5932.299 | 2330.3919 | 84.82 | 107.39 | 53 | 21.2595 | 138.44 | 96.1
90 | 2 | 39 | 48781.4605 | 9786.7239 | 6020.7487 | 2310.4403 | 80.46 | 99.22 | 40 | 17.2348 | 122.36 | 94.05
91 | 2 | 40 | 48762.2056 | 9786.7239 | 6004.7479 | 2310.4403 | 81.3 | 99.41 | 58 | 16.7081 | 122.91 | 94.37
92 | 2 | 41 | 48710.5793 | 10134.9937 | 5968.6948 | 2438.5515 | 82.62 | 102.45 | 42 | 18.963 | 131.58 | 96.37
93 | 2 | 42 | 48492.3759 | 9604.2342 | 5912.4636 | 1939.3474 | 78.7 | 95.57 | 41 | 15.745 | 115.68 | 92.37
94 | 2 | 43 | 48559.1774 | 9547.4863 | 5902.0023 | 2281.6256 | 88.24 | 110.54 | 51 | 24.4828 | 142 | 91.63
95 | 2 | 44 | 48380.9357 | 9786.7239 | 5866.8226 | 2042.7755 | 77.07 | 94.84 | 39 | 14.8983 | 117.14 | 95.37
96 | 2 | 45 | 48913.292 | 9786.7239 | 6072.4825 | 2042.7755 | 89.26 | 112.96 | 58 | 25.0277 | 143.1 | 90.65
97 | 2 | 46 | 48769.9639 | 10091.6493 | 6002.1868 | 2422.9222 | 92.53 | 118.12 | 67 | 27.8823 | 156.16 | 93.08
98 | 2 | 47 | 48945.8124 | 10119.9906 | 6109.8517 | 2330.3919 | 91.47 | 116.74 | 63 | 26.2923 | 150.64 | 91.81
99 | 2 | 48 | 48662.5083 | 9425.2074 | 5994.4974 | 2310.4403 | 84.14 | 103.66 | 57 | 19.9154 | 129.76 | 91.49
100 | 2 | 49 | 48630.3572 | 10134.9937 | 6134.7075 | 2505.0334 | 95.97 | 125.73 | 63 | 31.4878 | 169.21 | 97.05
101 | 2 | 50 | 49214.4853 | 10119.9906 | 6130.0016 | 2422.9222 | 107.07 | 142.67 | 89 | 41.2615 | 195.56 | 92.75
102 | 2 | 51 | 49058.7328 | 9865.6354 | 5908.8604 | 2236.347 | 91.7 | 115.58 | 55 | 27.9021 | 150.46 | 92.02
103 | 3 | 1 | 48452.6107 | 9309.4859 | 5917.1561 | 1900.3836 | 67.57 | 77.98 | 22 | 4.91 | 88.84 | 97.14
104 | 3 | 2 | 48203.269 | 9604.2342 | 5879.2401 | 2112.1264 | 73.17 | 88.67 | 27 | 11.9201 | 107.36 | 96.83
105 | 3 | 3 | 48666.8567 | 9786.7239 | 6014.2134 | 2176.7889 | 86.03 | 107.93 | 43 | 22.8565 | 138.79 | 93.08
106 | 3 | 4 | 48949.6352 | 9786.7239 | 6041.1143 | 2176.7889 | 87.27 | 109.84 | 50 | 23.6216 | 141.34 | 92.82
107 | 3 | 5 | 48687.2957 | 9604.2342 | 5967.9301 | 2250.4553 | 69.77 | 81.89 | 21 | 7.2385 | 95.78 | 97.46
108 | 3 | 6 | 48704.0554 | 9429.6672 | 6005.0198 | 2310.4403 | 67.87 | 77.94 | 23 | 4.9166 | 87.13 | 95.02
109 | 3 | 7 | 48909.4456 | 9786.7239 | 6050.1751 | 2310.4403 | 72.41 | 85.66 | 23 | 9.0649 | 101.25 | 96.36
110 | 3 | 8 | 48890.7974 | 10119.9906 | 6026.7901 | 2330.3919 | 83.45 | 106.47 | 32 | 19.8286 | 141.24 | 103.32
111 | 3 | 9 | 48551.3478 | 10134.9937 | 5987.9259 | 2438.5515 | 80.31 | 100.62 | 35 | 17.338 | 129.31 | 100.4
112 | 3 | 10 | 49095.7103 | 10119.9906 | 6123.1407 | 2330.3919 | 78.93 | 96.86 | 32 | 15.5132 | 120.07 | 97.37
113 | 3 | 11 | 48490.5488 | 9786.7239 | 5940.7971 | 2310.4403 | 76.2 | 91.92 | 44 | 13.3719 | 111.95 | 96.01
114 | 3 | 12 | 48637.4621 | 9786.7239 | 6030.2381 | 2369.0391 | 80.76 | 99.75 | 37 | 17.3767 | 123.96 | 94.52
115 | 3 | 13 | 48586.7425 | 9667.6522 | 5968.145 | 2213.8246 | 79.78 | 97.91 | 38 | 17.0495 | 120.08 | 92.33
116 | 3 | 14 | 48703.8294 | 9786.7239 | 5977.09 | 2007.6047 | 77.42 | 93.43 | 27 | 14.5123 | 115.11 | 94.81
117 | 3 | 15 | 48864.9736 | 10119.9906 | 6042.6605 | 2330.3919 | 80.85 | 100.57 | 29 | 17.9424 | 127.11 | 96.54
118 | 3 | 16 | 48871.6047 | 10119.9906 | 6089.763 | 2330.3919 | 74.68 | 90.26 | 38 | 11.3882 | 109.13 | 96.94
119 | 3 | 17 | 48898.0365 | 10119.9906 | 6012.7593 | 2330.3919 | 86.78 | 110.14 | 31 | 23.8177 | 142.15 | 94.88
120 | 3 | 18 | 48654.2608 | 9487.3302 | 5968.8069 | 2176.7889 | 73.15 | 86.93 | 26 | 10.3499 | 103.89 | 95.62
121 | 3 | 19 | 48568.9208 | 9604.2342 | 5913.8461 | 1992.1845 | 68.78 | 80.03 | 30 | 6.1986 | 90.84 | 94.98
122 | 3 | 20 | 48736.3581 | 9604.2342 | 6008.7456 | 2176.7889 | 84.17 | 106.28 | 41 | 21.0487 | 133.84 | 93.4
123 | 3 | 21 | 48705.4936 | 10091.6493 | 6001.9375 | 2422.9222 | 77.35 | 94.7 | 34 | 13.6222 | 119.34 | 99.94
124 | 3 | 22 | 48711.7799 | 10024.5982 | 5994.5482 | 2165.5707 | 76.67 | 93.78 | 31 | 14.0377 | 116.38 | 97.66
125 | 3 | 23 | 48580.4737 | 9786.7239 | 5966.1537 | 2176.7889 | 80.12 | 99 | 36 | 17.4385 | 124.03 | 94.33
126 | 3 | 24 | 48587.1504 | 9514.8145 | 5895.9757 | 2310.4403 | 75.29 | 90.98 | 32 | 12.7962 | 109.94 | 94.39
127 | 3 | 25 | 48554.0526 | 9786.7239 | 5942.3565 | 2310.4403 | 72.5 | 85.75 | 33 | 9.4954 | 101.56 | 96.06
128 | 3 | 26 | 48762.7746 | 10119.9906 | 6020.1708 | 2422.9222 | 87.9 | 114.45 | 47 | 24.947 | 154.75 | 103.35
129 | 3 | 27 | 48576.8516 | 10024.5982 | 5911.916 | 2176.7889 | 81.75 | 101.03 | 35 | 18.8685 | 126.58 | 93.32
130 | 3 | 28 | 48953.1611 | 10119.9906 | 6135.2142 | 2422.9222 | 100.41 | 132.64 | 66 | 35.468 | 182.66 | 98.92
131 | 3 | 29 | 48443.1778 | 10134.9937 | 5931.8849 | 2438.5515 | 73.77 | 89.24 | 28 | 11.2947 | 110.04 | 99.44
132 | 3 | 30 | 48210.8177 | 9379.5742 | 5840.0056 | 2176.7889 | 74.83 | 89.48 | 29 | 12.6282 | 108.67 | 94.05
133 | 3 | 31 | 48391.1388 | 9480.3728 | 5880.9263 | 2250.4553 | 72.45 | 85.61 | 30 | 9.6085 | 100.52 | 94.07
134 | 3 | 32 | 48917.8711 | 10119.9906 | 6041.5316 | 2330.3919 | 94.27 | 123.82 | 63 | 30.6994 | 167.44 | 99.01
135 | 3 | 33 | 48587.5206 | 9786.7239 | 5936.9964 | 2281.6256 | 82.24 | 102.33 | 39 | 19.307 | 129.26 | 94.99
136 | 3 | 34 | 48638.6358 | 10119.9906 | 5986.4318 | 2369.0391 | 78.7 | 98 | 30 | 15.7632 | 125.79 | 101.34
137 | 3 | 35 | 48705.0514 | 10022.8558 | 5957.1072 | 2248.7401 | 78.15 | 95.13 | 37 | 15.1689 | 116.43 | 93.95
138 | 3 | 36 | 48836.6253 | 9604.2342 | 6038.5266 | 2310.4403 | 83.65 | 104.58 | 43 | 20.0163 | 133.09 | 95.49
139 | 3 | 37 | 48685.8082 | 9786.7239 | 5946.3558 | 2213.8246 | 72.12 | 84.39 | 42 | 9.087 | 97.69 | 92.89
140 | 3 | 38 | 48495.3866 | 10119.9906 | 5932.299 | 2330.3919 | 92.88 | 121.27 | 58 | 29.4747 | 162.67 | 95.79
141 | 3 | 39 | 48781.4605 | 9786.7239 | 6020.7487 | 2310.4403 | 78.37 | 96.45 | 27 | 15.4598 | 118.96 | 95.09
142 | 3 | 40 | 48762.2056 | 9786.7239 | 6004.7479 | 2310.4403 | 79.99 | 96.51 | 47 | 15.7867 | 116.74 | 90.77
143 | 3 | 41 | 48710.5793 | 10134.9937 | 5968.6948 | 2438.5515 | 78.51 | 95.28 | 37 | 14.6733 | 119.15 | 95.63
144 | 3 | 42 | 48492.3759 | 9604.2342 | 5912.4636 | 1939.3474 | 79.64 | 97.32 | 42 | 17.043 | 118.91 | 91.23
145 | 3 | 43 | 48559.1774 | 9547.4863 | 5902.0023 | 2281.6256 | 81.75 | 100.9 | 50 | 18.1211 | 127.43 | 95.58
146 | 3 | 44 | 48380.9357 | 9786.7239 | 5866.8226 | 2042.7755 | 76.41 | 93.42 | 39 | 14.332 | 114.63 | 94.8
147 | 3 | 45 | 48913.292 | 9786.7239 | 6072.4825 | 2042.7755 | 75.6 | 90.52 | 33 | 11.8114 | 107.64 | 93.32
148 | 3 | 46 | 48769.9639 | 10091.6493 | 6002.1868 | 2422.9222 | 91.96 | 117.62 | 60 | 27.5305 | 156.55 | 94.48
149 | 3 | 47 | 48945.8124 | 10119.9906 | 6109.8517 | 2330.3919 | 79.01 | 96.65 | 44 | 14.2131 | 120.02 | 97.25
150 | 3 | 48 | 48662.5083 | 9425.2074 | 5994.4974 | 2310.4403 | 83.86 | 103.45 | 46 | 20.3032 | 128.81 | 89.8
151 | 3 | 49 | 48630.3572 | 10134.9937 | 6134.7075 | 2505.0334 | 97.86 | 128.24 | 60 | 33.4096 | 173.03 | 95.92
152 | 3 | 50 | 49214.4853 | 10119.9906 | 6130.0016 | 2422.9222 | 107.33 | 144.13 | 76 | 41.5712 | 201.59 | 97.61
153 | 3 | 51 | 49058.7328 | 9865.6354 | 5908.8604 | 2236.347 | 78.94 | 95.3 | 41 | 15.3533 | 117.8 | 94.76
154 | 4 | 1 | 48452.6107 | 9309.4859 | 5917.1561 | 1900.3836 | 73.72 | 87.92 | 30 | 11.0284 | 103.7 | 93.86
155 | 4 | 2 | 48203.269 | 9604.2342 | 5879.2401 | 2112.1264 | 70.16 | 83.54 | 25 | 8.8383 | 99.25 | 97.88
156 | 4 | 3 | 48666.8567 | 9786.7239 | 6014.2134 | 2176.7889 | 87.47 | 109.97 | 49 | 24.0918 | 141.08 | 91.95
157 | 4 | 4 | 48949.6352 | 9786.7239 | 6041.1143 | 2176.7889 | 73.34 | 86.82 | 50 | 9.6516 | 101.63 | 94.56
158 | 4 | 5 | 48687.2957 | 9604.2342 | 5967.9301 | 2250.4553 | 75.93 | 91.41 | 32 | 13.3532 | 110.38 | 93.98
159 | 4 | 6 | 48704.0554 | 9429.6672 | 6005.0198 | 2310.4403 | 68.74 | 79.11 | 29 | 5.5693 | 88.56 | 94.36
160 | 4 | 7 | 48909.4456 | 9786.7239 | 6050.1751 | 2310.4403 | 71.19 | 82.62 | 24 | 7.605 | 94.74 | 94.35
161 | 4 | 8 | 48890.7974 | 10119.9906 | 6026.7901 | 2330.3919 | 88.24 | 113.56 | 44 | 24.4597 | 151.94 | 101.06
162 | 4 | 9 | 48551.3478 | 10134.9937 | 5987.9259 | 2438.5515 | 75.36 | 90.98 | 31 | 12.3535 | 111.41 | 97.83
163 | 4 | 10 | 49095.7103 | 10119.9906 | 6123.1407 | 2330.3919 | 77.58 | 95.26 | 26 | 14.1973 | 118.49 | 98.8
164 | 4 | 11 | 48490.5488 | 9786.7239 | 5940.7971 | 2310.4403 | 77.31 | 93.4 | 45 | 14.3304 | 112.38 | 92.54
165 | 4 | 12 | 48637.4621 | 9786.7239 | 6030.2381 | 2369.0391 | 82.69 | 101.58 | 52 | 19.1003 | 126.09 | 92.11
166 | 4 | 13 | 48586.7425 | 9667.6522 | 5968.145 | 2213.8246 | 70 | 81.89 | 28 | 7.2751 | 94.19 | 95.72
167 | 4 | 14 | 48703.8294 | 9786.7239 | 5977.09 | 2007.6047 | 74.7 | 88.94 | 39 | 11.8173 | 107.66 | 95.32
168 | 4 | 15 | 48864.9736 | 10119.9906 | 6042.6605 | 2330.3919 | 78.74 | 96.48 | 29 | 15.5552 | 118.85 | 94.58
169 | 4 | 16 | 48871.6047 | 10119.9906 | 6089.763 | 2330.3919 | 79.99 | 98.04 | 44 | 16.296 | 120.84 | 95.32
170 | 4 | 17 | 48898.0365 | 10119.9906 | 6012.7593 | 2330.3919 | 72.25 | 86.29 | 24 | 9.597 | 103.97 | 98.08
171 | 4 | 18 | 48654.2608 | 9487.3302 | 5968.8069 | 2176.7889 | 73.16 | 86.58 | 28 | 10.4933 | 103.89 | 96.36
172 | 4 | 19 | 48568.9208 | 9604.2342 | 5913.8461 | 1992.1845 | 75.09 | 89.82 | 31 | 12.3098 | 106.56 | 92.99
173 | 4 | 20 | 48736.3581 | 9604.2342 | 6008.7456 | 2176.7889 | 73.88 | 88.66 | 42 | 10.5353 | 106.31 | 97.38
174 | 4 | 21 | 48705.4936 | 10091.6493 | 6001.9375 | 2422.9222 | 76.01 | 91.25 | 40 | 12.1429 | 110.4 | 95.04
175 | 4 | 22 | 48711.7799 | 10024.5982 | 5994.5482 | 2165.5707 | 75.66 | 92.69 | 25 | 13.3795 | 114.2 | 97.93
176 | 4 | 23 | 48580.4737 | 9786.7239 | 5966.1537 | 2176.7889 | 70.3 | 83.21 | 24 | 7.9358 | 98.15 | 97.36
177 | 4 | 24 | 48587.1504 | 9514.8145 | 5895.9757 | 2310.4403 | 75.04 | 90.88 | 29 | 12.8836 | 109.61 | 94.08
178 | 4 | 25 | 48554.0526 | 9786.7239 | 5942.3565 | 2310.4403 | 69.94 | 81.91 | 24 | 7.2271 | 94.83 | 96.4
179 | 4 | 26 | 48762.7746 | 10119.9906 | 6020.1708 | 2422.9222 | 87.21 | 111.88 | 52 | 24.2971 | 147.99 | 98.74
180 | 4 | 27 | 48576.8516 | 10024.5982 | 5911.916 | 2176.7889 | 82 | 100.56 | 43 | 18.9608 | 124.68 | 92.33
181 | 4 | 28 | 48953.1611 | 10119.9906 | 6135.2142 | 2422.9222 | 83.28 | 103.42 | 59 | 18.3429 | 130.34 | 95.89
182 | 4 | 29 | 48443.1778 | 10134.9937 | 5931.8849 | 2438.5515 | 76.19 | 92.81 | 35 | 13.9163 | 115.67 | 98.36
183 | 4 | 30 | 48210.8177 | 9379.5742 | 5840.0056 | 2176.7889 | 72.39 | 85.49 | 24 | 10.3722 | 101.39 | 94.01
184 | 4 | 31 | 48391.1388 | 9480.3728 | 5880.9263 | 2250.4553 | 76.09 | 91.43 | 30 | 13.0977 | 110.73 | 94.05
185 | 4 | 32 | 48917.8711 | 10119.9906 | 6041.5316 | 2330.3919 | 83.99 | 106.42 | 56 | 20.3692 | 138.94 | 100.22
186 | 4 | 33 | 48587.5206 | 9786.7239 | 5936.9964 | 2281.6256 | 71.17 | 84.57 | 29 | 8.2071 | 100.83 | 98.13
187 | 4 | 34 | 48638.6358 | 10119.9906 | 5986.4318 | 2369.0391 | 80.56 | 100.55 | 32 | 17.6302 | 127.72 | 97.53
188 | 4 | 35 | 48705.0514 | 10022.8558 | 5957.1072 | 2248.7401 | 74.05 | 88.56 | 41 | 10.9956 | 106.22 | 95.71
189 | 4 | 36 | 48836.6253 | 9604.2342 | 6038.5266 | 2310.4403 | 82.49 | 101.62 | 48 | 18.5081 | 125.75 | 92.44
190 | 4 | 37 | 48685.8082 | 9786.7239 | 5946.3558 | 2213.8246 | 71.34 | 83.3 | 32 | 8.7536 | 95.54 | 92.7
191 | 4 | 38 | 48495.3866 | 10119.9906 | 5932.299 | 2330.3919 | 86.05 | 109.92 | 38 | 23.0743 | 142.85 | 96
192 | 4 | 39 | 48781.4605 | 9786.7239 | 6020.7487 | 2310.4403 | 68.56 | 79.57 | 33 | 5.2912 | 91.08 | 96.87
193 | 4 | 40 | 48762.2056 | 9786.7239 | 6004.7479 | 2310.4403 | 83.98 | 103.02 | 42 | 19.7584 | 127.05 | 90.53
194 | 4 | 41 | 48710.5793 | 10134.9937 | 5968.6948 | 2438.5515 | 79.33 | 97.13 | 34 | 15.678 | 122.74 | 96.72
195 | 4 | 42 | 48492.3759 | 9604.2342 | 5912.4636 | 1939.3474 | 69.66 | 81.65 | 29 | 7.0177 | 94.22 | 96.24
196 | 4 | 43 | 48559.1774 | 9547.4863 | 5902.0023 | 2281.6256 | 77.71 | 94.64 | 35 | 14.4031 | 117.53 | 95.6
197 | 4 | 44 | 48380.9357 | 9786.7239 | 5866.8226 | 2042.7755 | 78.68 | 96.46 | 41 | 16.5391 | 117.78 | 91.53
198 | 4 | 45 | 48913.292 | 9786.7239 | 6072.4825 | 2042.7755 | 71.54 | 83.86 | 37 | 7.3955 | 97.01 | 95.22
199 | 4 | 46 | 48769.9639 | 10091.6493 | 6002.1868 | 2422.9222 | 87.21 | 108.21 | 57 | 22.6363 | 136.55 | 90.02
200 | 4 | 47 | 48945.8124 | 10119.9906 | 6109.8517 | 2330.3919 | 79.67 | 97.9 | 53 | 14.9112 | 122.29 | 97.22
201 | 4 | 48 | 48662.5083 | 9425.2074 | 5994.4974 | 2310.4403 | 81.99 | 100.06 | 48 | 18.2036 | 123.63 | 90.63
202 | 4 | 49 | 48630.3572 | 10134.9937 | 6134.7075 | 2505.0334 | 89.11 | 114.15 | 54 | 24.8623 | 149.56 | 96.21
203 | 4 | 50 | 49214.4853 | 10119.9906 | 6130.0016 | 2422.9222 | 105.15 | 139.88 | 83 | 39.254 | 193.52 | 97.43
204 | 4 | 51 | 49058.7328 | 9865.6354 | 5908.8604 | 2236.347 | 73.47 | 86.56 | 48 | 9.5881 | 103.15 | 96.23
205 | 5 | 1 | 48452.6107 | 9309.4859 | 5917.1561 | 1900.3836 | 66.96 | 76.53 | 21 | 4.2823 | 86.86 | 99.09
206 | 5 | 2 | 48203.269 | 9604.2342 | 5879.2401 | 2112.1264 | 77.35 | 95.6 | 32 | 15.9235 | 118.15 | 95.71
207 | 5 | 3 | 48666.8567 | 9786.7239 | 6014.2134 | 2176.7889 | 88.38 | 110.66 | 56 | 24.8099 | 141.72 | 90.54
208 | 5 | 4 | 48949.6352 | 9786.7239 | 6041.1143 | 2176.7889 | 79.14 | 95.32 | 47 | 14.9217 | 115.05 | 91.42
209 | 5 | 5 | 48687.2957 | 9604.2342 | 5967.9301 | 2250.4553 | 74.09 | 87.21 | 29 | 11.2967 | 103.6 | 96.51
210 | 5 | 6 | 48704.0554 | 9429.6672 | 6005.0198 | 2310.4403 | 73.23 | 85.69 | 28 | 9.9015 | 99.38 | 94.63
211 | 5 | 7 | 48909.4456 | 9786.7239 | 6050.1751 | 2310.4403 | 74.55 | 88.77 | 38 | 10.5349 | 105.11 | 94.69
212 | 5 | 8 | 48890.7974 | 10119.9906 | 6026.7901 | 2330.3919 | 81.3 | 100.96 | 42 | 17.1306 | 129.74 | 101.18
213 | 5 | 9 | 48551.3478 | 10134.9937 | 5987.9259 | 2438.5515 | 81.79 | 101.82 | 35 | 18.5068 | 129.28 | 96.54
214 | 5 | 10 | 49095.7103 | 10119.9906 | 6123.1407 | 2330.3919 | 71.13 | 83.85 | 33 | 7.357 | 98.11 | 97.45
215 | 5 | 11 | 48490.5488 | 9786.7239 | 5940.7971 | 2310.4403 | 71.26 | 83.92 | 43 | 8.001 | 98.89 | 97.18
216 | 5 | 12 | 48637.4621 | 9786.7239 | 6030.2381 | 2369.0391 | 75.2 | 90.71 | 40 | 11.3068 | 111.33 | 98.54
217 | 5 | 13 | 48586.7425 | 9667.6522 | 5968.145 | 2213.8246 | 78.6 | 96.13 | 35 | 15.7456 | 117.64 | 93.78
218 | 5 | 14 | 48703.8294 | 9786.7239 | 5977.09 | 2007.6047 | 86.4 | 106.94 | 49 | 23.1258 | 135.23 | 90.58
219 | 5 | 15 | 48864.9736 | 10119.9906 | 6042.6605 | 2330.3919 | 81.32 | 100.2 | 42 | 17.8553 | 124.48 | 94.68
220 | 5 | 16 | 48871.6047 | 10119.9906 | 6089.763 | 2330.3919 | 77.79 | 95.49 | 41 | 13.9955 | 117.71 | 97.49
221 | 5 | 17 | 48898.0365 | 10119.9906 | 6012.7593 | 2330.3919 | 76.37 | 92.73 | 35 | 13.1414 | 113.81 | 97.05
222 | 5 | 18 | 48654.2608 | 9487.3302 | 5968.8069 | 2176.7889 | 71.88 | 83.94 | 33 | 8.5908 | 98.3 | 95.73
223 | 5 | 19 | 48568.9208 | 9604.2342 | 5913.8461 | 1992.1845 | 71.12 | 83.72 | 33 | 8.0381 | 96.82 | 94.58
224 | 5 | 20 | 48736.3581 | 9604.2342 | 6008.7456 | 2176.7889 | 82.52 | 103.21 | 46 | 19.163 | 129.61 | 95.19
225 | 5 | 21 | 48705.4936 | 10091.6493 | 6001.9375 | 2422.9222 | 87.68 | 110.74 | 51 | 23.1276 | 144.43 | 97.3
226 | 5 | 22 | 48711.7799 | 10024.5982 | 5994.5482 | 2165.5707 | 73.5 | 88.65 | 29 | 10.8096 | 107.03 | 97.66
227 | 5 | 23 | 48580.4737 | 9786.7239 | 5966.1537 | 2176.7889 | 70.1 | 82.31 | 34 | 7.0295 | 95.84 | 96.61
228 | 5 | 24 | 48587.1504 | 9514.8145 | 5895.9757 | 2310.4403 | 70.77 | 82.92 | 30 | 8.1768 | 96.82 | 96.24
229 | 5 | 25 | 48554.0526 | 9786.7239 | 5942.3565 | 2310.4403 | 72.53 | 86.19 | 32 | 9.3492 | 101.81 | 95.5
230 | 5 | 26 | 48762.7746 | 10119.9906 | 6020.1708 | 2422.9222 | 84.63 | 107.93 | 46 | 21.2597 | 141.79 | 100.16
231 | 5 | 27 | 48576.8516 | 10024.5982 | 5911.916 | 2176.7889 | 87.32 | 109.79 | 47 | 24.085 | 139.73 | 90.4
232 | 5 | 28 | 48953.1611 | 10119.9906 | 6135.2142 | 2422.9222 | 98.15 | 128.66 | 70 | 33.0291 | 174.41 | 97.98
233 | 5 | 29 | 48443.1778 | 10134.9937 | 5931.8849 | 2438.5515 | 67.33 | 78.34 | 19 | 5.2475 | 91.92 | 101
234 | 5 | 30 | 48210.8177 | 9379.5742 | 5840.0056 | 2176.7889 | 75.89 | 91.13 | 22 | 13.7116 | 111.13 | 92.87
235 | 5 | 31 | 48391.1388 | 9480.3728 | 5880.9263 | 2250.4553 | 74.01 | 88.42 | 28 | 11.1237 | 106.57 | 96.06
236 | 5 | 32 | 48917.8711 | 10119.9906 | 6041.5316 | 2330.3919 | 84.94 | 107.48 | 66 | 21.0392 | 138.55 | 97.3
237 | 5 | 33 | 48587.5206 | 9786.7239 | 5936.9964 | 2281.6256 | 78.17 | 95.17 | 42 | 15.003 | 116.21 | 93.96
238 | 5 | 34 | 48638.6358 | 10119.9906 | 5986.4318 | 2369.0391 | 83.27 | 104.76 | 34 | 20.3182 | 137.36 | 101.14
239 | 5 | 35 | 48705.0514 | 10022.8558 | 5957.1072 | 2248.7401 | 80.66 | 99.54 | 52 | 17.2492 | 124.92 | 96.01
240 | 5 | 36 | 48836.6253 | 9604.2342 | 6038.5266 | 2310.4403 | 78.65 | 96.06 | 49 | 14.631 | 117.45 | 94.26
241 | 5 | 37 | 48685.8082 | 9786.7239 | 5946.3558 | 2213.8246 | 71.11 | 82.77 | 37 | 7.8832 | 94.79 | 93.44
242 | 5 | 38 | 48495.3866 | 10119.9906 | 5932.299 | 2330.3919 | 87.14 | 111.87 | 53 | 23.7747 | 147.38 | 97.84
243 | 5 | 39 | 48781.4605 | 9786.7239 | 6020.7487 | 2310.4403 | 79.55 | 96.44 | 48 | 15.8261 | 116.53 | 92.62
244 | 5 | 40 | 48762.2056 | 9786.7239 | 6004.7479 | 2310.4403 | 85.97 | 106.25 | 56 | 21.2159 | 132.21 | 89.65
245 | 5 | 41 | 48710.5793 | 10134.9937 | 5968.6948 | 2438.5515 | 79.35 | 96 | 42 | 15.6603 | 119.16 | 94.1
246 | 5 | 42 | 48492.3759 | 9604.2342 | 5912.4636 | 1939.3474 | 70.74 | 83.03 | 32 | 7.8312 | 96.07 | 94.93
247 | 5 | 43 | 48559.1774 | 9547.4863 | 5902.0023 | 2281.6256 | 86.53 | 107.75 | 64 | 22.1237 | 136.08 | 89.28
248 | 5 | 44 | 48380.9357 | 9786.7239 | 5866.8226 | 2042.7755 | 74.19 | 89.41 | 41 | 11.8031 | 107.83 | 95.06
249 | 5 | 45 | 48913.292 | 9786.7239 | 6072.4825 | 2042.7755 | 78.34 | 94.52 | 42 | 13.9155 | 113.29 | 93.17
250 | 5 | 46 | 48769.9639 | 10091.6493 | 6002.1868 | 2422.9222 | 81.24 | 98.77 | 63 | 16.7146 | 121.74 | 93.91
251 | 5 | 47 | 48945.8124 | 10119.9906 | 6109.8517 | 2330.3919 | 87.04 | 109.42 | 63 | 21.9821 | 139.71 | 94.36
252 | 5 | 48 | 48662.5083 | 9425.2074 | 5994.4974 | 2310.4403 | 82.67 | 101.84 | 56 | 18.7183 | 126.39 | 92.29
253 | 5 | 49 | 48630.3572 | 10134.9937 | 6134.7075 | 2505.0334 | 97.64 | 127.55 | 70 | 33.1234 | 170.53 | 94.66
254 | 5 | 50 | 49214.4853 | 10119.9906 | 6130.0016 | 2422.9222 | 105.47 | 140.64 | 77 | 39.3438 | 194.65 | 96.9
255 | 5 | 51 | 49058.7328 | 9865.6354 | 5908.8604 | 2236.347 | 83.24 | 102.22 | 69 | 18.8121 | 127.53 | 93.85
256 | 6 | 1 | 48452.6107 | 9309.4859 | 5917.1561 | 1900.3836 | 66.21 | 75.99 | 24 | 3.4883 | 85.38 | 97.96
257 | 6 | 2 | 48203.269 | 9604.2342 | 5879.2401 | 2112.1264 | 67.98 | 80.1 | 30 | 6.8187 | 93.72 | 98.67
258 | 6 | 3 | 48666.8567 | 9786.7239 | 6014.2134 | 2176.7889 | 76.9 | 93.42 | 45 | 13.7118 | 114.14 | 94.72
259 | 6 | 4 | 48949.6352 | 9786.7239 | 6041.1143 | 2176.7889 | 77.47 | 93.6 | 45 | 13.7259 | 113.11 | 93.84
260 | 6 | 5 | 48687.2957 | 9604.2342 | 5967.9301 | 2250.4553 | 70.1 | 82.31 | 30 | 7.6366 | 95.91 | 96.64
261 | 6 | 6 | 48704.0554 | 9429.6672 | 6005.0198 | 2310.4403 | 67.37 | 76.86 | 14 | 4.2692 | 85.72 | 95.51
262 | 6 | 7 | 48909.4456 | 9786.7239 | 6050.1751 | 2310.4403 | 75.49 | 89.73 | 36 | 11.6878 | 106.62 | 93.96
263 | 6 | 8 | 48890.7974 | 10119.9906 | 6026.7901 | 2330.3919 | 87.34 | 112.89 | 39 | 23.563 | 152.5 | 103.53
264 | 6 | 9 | 48551.3478 | 10134.9937 | 5987.9259 | 2438.5515 | 80.79 | 101.77 | 26 | 17.8602 | 131.81 | 100.95
265 | 6 | 10 | 49095.7103 | 10119.9906 | 6123.1407 | 2330.3919 | 81.61 | 101.28 | 41 | 17.9707 | 128.01 | 97.81
266 | 6 | 11 | 48490.5488 | 9786.7239 | 5940.7971 | 2310.4403 | 72.84 | 86.74 | 48 | 9.7434 | 103.67 | 96.64
267 | 6 | 12 | 48637.4621 | 9786.7239 | 6030.2381 | 2369.0391 | 78.26 | 95.4 | 40 | 14.7746 | 116.78 | 94.36
268 | 6 | 13 | 48586.7425 | 9667.6522 | 5968.145 | 2213.8246 | 73.89 | 88.69 | 30 | 11.1492 | 105.47 | 95.07
269 | 6 | 14 | 48703.8294 | 9786.7239 | 5977.09 | 2007.6047 | 74.59 | 88.86 | 39 | 11.5772 | 106.53 | 95.26
270 | 6 | 15 | 48864.9736 | 10119.9906 | 6042.6605 | 2330.3919 | 75.25 | 90.95 | 40 | 12.0568 | 110.68 | 97.47
271 | 6 | 16 | 48871.6047 | 10119.9906 | 6089.763 | 2330.3919 | 75.38 | 91.46 | 52 | 11.5879 | 111.43 | 97.95
272 | 6 | 17 | 48898.0365 | 10119.9906 | 6012.7593 | 2330.3919 | 74.38 | 89.56 | 30 | 11.5666 | 108 | 95.88
273 | 6 | 18 | 48654.2608 | 9487.3302 | 5968.8069 | 2176.7889 | 72.15 | 84.19 | 31 | 8.9277 | 99.81 | 97.88
274 | 6 | 19 | 48568.9208 | 9604.2342 | 5913.8461 | 1992.1845 | 71.4 | 84.14 | 37 | 8.3045 | 98.2 | 95.41
275 | 6 | 20 | 48736.3581 | 9604.2342 | 6008.7456 | 2176.7889 | 79.18 | 97.63 | 51 | 15.7742 | 121.38 | 97.53
276 | 6 | 21 | 48705.4936 | 10091.6493 | 6001.9375 | 2422.9222 | 77.87 | 95.92 | 36 | 13.9601 | 121.26 | 99.96
277 | 6 | 22 | 48711.7799 | 10024.5982 | 5994.5482 | 2165.5707 | 74.01 | 89.54 | 40 | 11.3178 | 108.28 | 97.68
278 | 6 | 23 | 48580.4737 | 9786.7239 | 5966.1537 | 2176.7889 | 72.94 | 87.59 | 29 | 10.3467 | 104.47 | 96.19
279 | 6 | 24 | 48587.1504 | 9514.8145 | 5895.9757 | 2310.4403 | 68.38 | 79.54 | 33 | 6.015 | 91.68 | 97.21
280 | 6 | 25 | 48554.0526 | 9786.7239 | 5942.3565 | 2310.4403 | 68.06 | 79.02 | 32 | 5.2001 | 91.3 | 98.5
281 | 6 | 26 | 48762.7746 | 10119.9906 | 6020.1708 | 2422.9222 | 85.46 | 109.28 | 54 | 21.979 | 144.09 | 100.96
282 | 6 | 27 | 48576.8516 | 10024.5982 | 5911.916 | 2176.7889 | 78.75 | 96.47 | 44 | 15.9289 | 119.27 | 94.39
283 | 6 | 28 | 48953.1611 | 10119.9906 | 6135.2142 | 2422.9222 | 96.23 | 125.4 | 73 | 31.29 | 169.11 | 97.82
284 | 6 | 29 | 48443.1778 | 10134.9937 | 5931.8849 | 2438.5515 | 69.77 | 82.85 | 26 | 7.6639 | 99.7 | 100.28
285 | 6 | 30 | 48210.8177 | 9379.5742 | 5840.0056 | 2176.7889 | 72.81 | 86.33 | 29 | 10.6045 | 102.44 | 93.96
286 | 6 | 31 | 48391.1388 | 9480.3728 | 5880.9263 | 2250.4553 | 69.64 | 81.37 | 24 | 6.6694 | 94.19 | 96.12
287 | 6 | 32 | 48917.8711 | 10119.9906 | 6041.5316 | 2330.3919 | 84.71 | 108.22 | 57 | 21.2764 | 141.29 | 100.11
288 | 6 | 33 | 48587.5206 | 9786.7239 | 5936.9964 | 2281.6256 | 72.18 | 85.82 | 33 | 9.1286 | 102.86 | 98.09
289 | 6 | 34 | 48638.6358 | 10119.9906 | 5986.4318 | 2369.0391 | 78.18 | 95.74 | 39 | 15.0375 | 119.12 | 97.26
290 | 6 | 35 | 48705.0514 | 10022.8558 | 5957.1072 | 2248.7401 | 82.18 | 101.98 | 43 | 19.1361 | 126.78 | 92.42
291 | 6 | 36 | 48836.6253 | 9604.2342 | 6038.5266 | 2310.4403 | 78.45 | 95.79 | 45 | 14.6508 | 117.93 | 95.47
292 | 6 | 37 | 48685.8082 | 9786.7239 | 5946.3558 | 2213.8246 | 71.65 | 83.87 | 45 | 8.3685 | 96.85 | 94.29
293 | 6 | 38 | 48495.3866 | 10119.9906 | 5932.299 | 2330.3919 | 87.53 | 112.37 | 52 | 24.2225 | 147.55 | 96.79
294 | 6 | 39 | 48781.4605 | 9786.7239 | 6020.7487 | 2310.4403 | 79.24 | 97.02 | 43 | 15.6926 | 118.08 | 93.37
295 | 6 | 40 | 48762.2056 | 9786.7239 | 6004.7479 | 2310.4403 | 81.2 | 99.28 | 53 | 16.8319 | 121.41 | 91.54
296 | 6 | 41 | 48710.5793 | 10134.9937 | 5968.6948 | 2438.5515 | 80.15 | 98.3 | 47 | 16.2431 | 123.94 | 95.92
297 | 6 | 42 | 48492.3759 | 9604.2342 | 5912.4636 | 1939.3474 | 74.31 | 88.62 | 36 | 11.6364 | 104.95 | 94.07
298 | 6 | 43 | 48559.1774 | 9547.4863 | 5902.0023 | 2281.6256 | 77.96 | 94.8 | 43 | 14.1312 | 116.8 | 94.87
299 | 6 | 44 | 48380.9357 | 9786.7239 | 5866.8226 | 2042.7755 | 77.96 | 95.32 | 53 | 15.4465 | 116.21 | 92.98
300 | 6 | 45 | 48913.292 | 9786.7239 | 6072.4825 | 2042.7755 | 71.1 | 83.18 | 38 | 6.7683 | 96.45 | 96.64
301 | 6 | 46 | 48769.9639 | 10091.6493 | 6002.1868 | 2422.9222 | 81.21 | 100.28 | 55 | 16.6555 | 127.07 | 97.21
302 | 6 | 47 | 48945.8124 | 10119.9906 | 6109.8517 | 2330.3919 | 79.43 | 97.22 | 58 | 14.31 | 120.51 | 97.05
303 | 6 | 48 | 48662.5083 | 9425.2074 | 5994.4974 | 2310.4403 | 77.81 | 93.95 | 41 | 14.1244 | 113.55 | 92.7
304 | 6 | 49 | 48630.3572 | 10134.9937 | 6134.7075 | 2505.0334 | 87.71 | 111.06 | 59 | 23.2078 | 142.43 | 93.89
305 | 6 | 50 | 49214.4853 | 10119.9906 | 6130.0016 | 2422.9222 | 110.01 | 148.3 | 78 | 44.3109 | 206.43 | 95.49
306 | 6 | 51 | 49058.7328 | 9865.6354 | 5908.8604 | 2236.347 | 76.94 | 92.51 | 48 | 13.0831 | 114.13 | 97.61
307 | 7 | 1 | 48452.6107 | 9309.4859 | 5917.1561 | 1900.3836 | 67.81 | 77.95 | 19 | 4.6935 | 88.66 | 98.14
308 | 7 | 2 | 48203.269 | 9604.2342 | 5879.2401 | 2112.1264 | 74.87 | 91.45 | 29 | 13.5311 | 111.95 | 96.29
309 | 7 | 3 | 48666.8567 | 9786.7239 | 6014.2134 | 2176.7889 | 88.98 | 112.47 | 50 | 25.4244 | 145.83 | 93.3
310 | 7 | 4 | 48949.6352 | 9786.7239 | 6041.1143 | 2176.7889 | 82.63 | 102.31 | 54 | 18.726 | 128.08 | 93.52
311 | 7 | 5 | 48687.2957 | 9604.2342 | 5967.9301 | 2250.4553 | 72.03 | 85.27 | 26 | 9.3155 | 100.34 | 95.97
312 | 7 | 6 | 48704.0554 | 9429.6672 | 6005.0198 | 2310.4403 | 66.8 | 76.22 | 20 | 3.7256 | 84.42 | 95.5
313 | 7 | 7 | 48909.4456 | 9786.7239 | 6050.1751 | 2310.4403 | 74.86 | 88.83 | 42 | 10.7683 | 105.03 | 94.32
314 | 7 | 8 | 48890.7974 | 10119.9906 | 6026.7901 | 2330.3919 | 93.13 | 121.62 | 40 | 28.8568 | 165.52 | 101.69
315 | 7 | 9 | 48551.3478 | 10134.9937 | 5987.9259 | 2438.5515 | 82.13 | 103.34 | 33 | 18.7371 | 133.75 | 99.63
316 | 7 | 10 | 49095.7103 | 10119.9906 | 6123.1407 | 2330.3919 | 76.55 | 92.7 | 41 | 12.6372 | 113.17 | 97.81
317 | 7 | 11 | 48490.5488 | 9786.7239 | 5940.7971 | 2310.4403 | 77.22 | 93.78 | 43 | 13.7699 | 114.57 | 94.51
318 | 7 | 12 | 48637.4621 | 9786.7239 | 6030.2381 | 2369.0391 | 81.29 | 100.06 | 54 | 17.3691 | 125.8 | 96.61
319 | 7 | 13 | 48586.7425 | 9667.6522 | 5968.145 | 2213.8246 | 74.54 | 88.64 | 40 | 11.573 | 103.94 | 92.84
320 | 7 | 14 | 48703.8294 | 9786.7239 | 5977.09 | 2007.6047 | 86.76 | 109.59 | 45 | 23.42 | 140.25 | 92.68
321 | 7 | 15 | 48864.9736 | 10119.9906 | 6042.6605 | 2330.3919 | 80.56 | 100.19 | 27 | 17.4569 | 125.96 | 96.5
322 | 7 | 16 | 48871.6047 | 10119.9906 | 6089.763 | 2330.3919 | 74.17 | 88.89 | 48 | 10.1696 | 106.38 | 96.56
323 | 7 | 17 | 48898.0365 | 10119.9906 | 6012.7593 | 2330.3919 | 74.49 | 89.41 | 27 | 11.0477 | 108.41 | 96.87
324 | 7 | 18 | 48654.2608 | 9487.3302 | 5968.8069 | 2176.7889 | 69 | 79.98 | 22 | 6.2108 | 92.39 | 96.65
325 | 7 | 19 | 48568.9208 | 9604.2342 | 5913.8461 | 1992.1845 | 73.69 | 87.21 | 34 | 10.4148 | 101.28 | 92.19
326 | 7 | 20 | 48736.3581 | 9604.2342 | 6008.7456 | 2176.7889 | 79.04 | 97.83 | 41 | 15.6701 | 120.98 | 95.86
327 | 7 | 21 | 48705.4936 | 10091.6493 | 6001.9375 | 2422.9222 | 80.42 | 99.81 | 32 | 16.3004 | 126.8 | 98.41
328 | 7 | 22 | 48711.7799 | 10024.5982 | 5994.5482 | 2165.5707 | 77.83 | 95.47 | 34 | 14.8433 | 118.16 | 97.04
329 | 7 | 23 | 48580.4737 | 9786.7239 | 5966.1537 | 2176.7889 | 79.66 | 97.57 | 42 | 16.4815 | 119.77 | 92.94
330 | 7 | 24 | 48587.1504 | 9514.8145 | 5895.9757 | 2310.4403 | 72.16 | 85.96 | 25 | 9.8878 | 102.53 | 95.88
331 | 7 | 25 | 48554.0526 | 9786.7239 | 5942.3565 | 2310.4403 | 73.38 | 87.2 | 35 | 10.0426 | 103.57 | 95.64
332 | 7 | 26 | 48762.7746 | 10119.9906 | 6020.1708 | 2422.9222 | 90.72 | 118.13 | 57 | 27.2684 | 159.38 | 101.1
333 | 7 | 27 | 48576.8516 | 10024.5982 | 5911.916 | 2176.7889 | 78.77 | 96.01 | 38 | 15.5154 | 119.27 | 96.56
334 | 7 | 28 | 48953.1611 | 10119.9906 | 6135.2142 | 2422.9222 | 104.77 | 138.56 | 79 | 39.2483 | 189.58 | 95.01
335 | 7 | 29 | 48443.1778 | 10134.9937 | 5931.8849 | 2438.5515 | 75.86 | 92.08 | 33 | 13.2548 | 113.89 | 98.4
336 | 7 | 30 | 48210.8177 | 9379.5742 | 5840.0056 | 2176.7889 | 75.49 | 90.03 | 32 | 12.9934 | 108.63 | 92.7
337 | 7 | 31 | 48391.1388 | 9480.3728 | 5880.9263 | 2250.4553 | 79.46 | 96.56 | 39 | 16.0546 | 118.17 | 92.82
338 | 7 | 32 | 48917.8711 | 10119.9906 | 6041.5316 | 2330.3919 | 87.86 | 112.98 | 55 | 23.9758 | 148.78 | 98.48
339 | 7 | 33 | 48587.5206 | 9786.7239 | 5936.9964 | 2281.6256 | 73.69 | 87.98 | 34 | 10.5762 | 105.96 | 96.98
340 | 7 | 34 | 48638.6358 | 10119.9906 | 5986.4318 | 2369.0391 | 80.15 | 100.23 | 24 | 16.9584 | 128.78 | 100.12
341 | 7 | 35 | 48705.0514 | 10022.8558 | 5957.1072 | 2248.7401 | 81.84 | 101.72 | 47 | 18.1538 | 129.4 | 96.49
342 | 7 | 36 | 48836.6253 | 9604.2342 | 6038.5266 | 2310.4403 | 85.96 | 108.16 | 50 | 21.6714 | 137.05 | 93.44
343 | 7 | 37 | 48685.8082 | 9786.7239 | 5946.3558 | 2213.8246 | 69.3 | 79.97 | 31 | 6.3934 | 90.57 | 94.67
344 | 7 | 38 | 48495.3866 | 10119.9906 | 5932.299 | 2330.3919 | 94.75 | 123.4 | 53 | 31.4035 | 164.81 | 92.29
345 | 7 | 39 | 48781.4605 | 9786.7239 | 6020.7487 | 2310.4403 | 80.86 | 99.37 | 45 | 16.9827 | 121.74 | 92.12
346 | 7 | 40 | 48762.2056 | 9786.7239 | 6004.7479 | 2310.4403 | 78.79 | 94.19 | 48 | 14.1574 | 113.06 | 91.82
347 | 7 | 41 | 48710.5793 | 10134.9937 | 5968.6948 | 2438.5515 | 82.3 | 100.79 | 42 | 18.1467 | 127.96 | 94.37
348 | 7 | 42 | 48492.3759 | 9604.2342 | 5912.4636 | 1939.3474 | 80.86 | 98.69 | 47 | 17.5206 | 120.51 | 90.95
349 | 7 | 43 | 48559.1774 | 9547.4863 | 5902.0023 | 2281.6256 | 86.3 | 107.93 | 41 | 22.4137 | 137.81 | 91.66
350 | 7 | 44 | 48380.9357 | 9786.7239 | 5866.8226 | 2042.7755 | 76.49 | 93.1 | 54 | 13.8432 | 113.69 | 94.53
351 | 7 | 45 | 48913.292 | 9786.7239 | 6072.4825 | 2042.7755 | 78.56 | 95.1 | 45 | 14.0139 | 114.08 | 92.75
352 | 7 | 46 | 48769.9639 | 10091.6493 | 6002.1868 | 2422.9222 | 89.26 | 113.04 | 62 | 24.633 | 146.9 | 93.29
353 | 7 | 47 | 48945.8124 | 10119.9906 | 6109.8517 | 2330.3919 | 83.48 | 103.31 | 53 | 18.045 | 129.74 | 94.43
354 | 7 | 48 | 48662.5083 | 9425.2074 | 5994.4974 | 2310.4403 | 78.84 | 95.36 | 47 | 14.7674 | 115.37 | 92.3
355 | 7 | 49 | 48630.3572 | 10134.9937 | 6134.7075 | 2505.0334 | 90.41 | 116.11 | 71 | 25.4891 | 152.48 | 96.61
356 | 7 | 50 | 49214.4853 | 10119.9906 | 6130.0016 | 2422.9222 | 106.44 | 141.93 | 81 | 40.4214 | 195.29 | 96.31
357 | 7 | 51 | 49058.7328 | 9865.6354 | 5908.8604 | 2236.347 | 85.1 | 105 | 55 | 20.9057 | 132.92 | 93.78
358 | 8 | 1 | 48452.6107 | 9309.4859 | 5917.1561 | 1900.3836 | 63.91 | 72.42 | 14 | 1.9338 | 79.91 | 98.23
359 | 8 | 2 | 48203.269 | 9604.2342 | 5879.2401 | 2112.1264 | 66.67 | 78.21 | 32 | 6.0126 | 90.62 | 98.93
360 | 8 | 3 | 48666.8567 | 9786.7239 | 6014.2134 | 2176.7889 | 71.81 | 85.24 | 47 | 9.1178 | 101.16 | 97.75
361 | 8 | 4 | 48949.6352 | 9786.7239 | 6041.1143 | 2176.7889 | 74.05 | 88.49 | 38 | 10.9712 | 105.07 | 95.27
362 | 8 | 5 | 48687.2957 | 9604.2342 | 5967.9301 | 2250.4553 | 69.55 | 82.16 | 19 | 7.8234 | 97.76 | 98.81
363 | 8 | 6 | 48704.0554 | 9429.6672 | 6005.0198 | 2310.4403 | 65.94 | 75.49 | 13 | 3.7748 | 83.74 | 96.26
364 | 8 | 7 | 48909.4456 | 9786.7239 | 6050.1751 | 2310.4403 | 66.87 | 76.9 | 24 | 3.8524 | 87.05 | 97.59
365 | 8 | 8 | 48890.7974 | 10119.9906 | 6026.7901 | 2330.3919 | 83.27 | 106.25 | 29 | 19.9993 | 141.23 | 103.58
366 | 8 | 9 | 48551.3478 | 10134.9937 | 5987.9259 | 2438.5515 | 80.96 | 101.37 | 28 | 18.2547 | 130.7 | 98.72
367 | 8 | 10 | 49095.7103 | 10119.9906 | 6123.1407 | 2330.3919 | 80.34 | 98.64 | 44 | 17.1611 | 122.75 | 96.18
368 | 8 | 11 | 48490.5488 | 9786.7239 | 5940.7971 | 2310.4403 | 75.09 | 90.04 | 44 | 12.5492 | 108.29 | 94.81
369 | 8 | 12 | 48637.4621 | 9786.7239 | 6030.2381 | 2369.0391 | 76.72 | 93.24 | 35 | 13.8482 | 114.99 | 96.78
370 | 8 | 13 | 48586.7425 | 9667.6522 | 5968.145 | 2213.8246 | 72.8 | 87.12 | 30 | 10.622 | 104.72 | 97.38
371 | 8 | 14 | 48703.8294 | 9786.7239 | 5977.09 | 2007.6047 | 68.56 | 79.73 | 34 | 6.1297 | 91.92 | 96.78
372 | 8 | 15 | 48864.9736 | 10119.9906 | 6042.6605 | 2330.3919 | 72.75 | 87.32 | 31 | 10.265 | 105.09 | 97.47
373 | 8 | 16 | 48871.6047 | 10119.9906 | 6089.763 | 2330.3919 | 76.86 | 93.75 | 38 | 14.0456 | 114.61 | 96.22
374 | 8 | 17 | 48898.0365 | 10119.9906 | 6012.7593 | 2330.3919 | 74.6 | 90.92 | 26 | 12.4553 | 112.28 | 98.68
375 | 8 | 18 | 48654.2608 | 9487.3302 | 5968.8069 | 2176.7889 | 71.33 | 83.72 | 22 | 9.0577 | 98.52 | 95.61
376 | 8 | 19 | 48568.9208 | 9604.2342 | 5913.8461 | 1992.1845 | 67.17 | 77.95 | 18 | 5.2252 | 88.93 | 97.23
377 | 8 | 20 | 48736.3581 | 9604.2342 | 6008.7456 | 2176.7889 | 77.12 | 94.86 | 35 | 14.7393 | 115.99 | 95.34
378 | 8 | 21 | 48705.4936 | 10091.6493 | 6001.9375 | 2422.9222 | 77.68 | 95.34 | 30 | 14.4311 | 120.3 | 99.56
379 | 8 | 22 | 48711.7799 | 10024.5982 | 5994.5482 | 2165.5707 | 74.86 | 90.92 | 31 | 12.7618 | 110.2 | 96.07
380 | 8 | 23 | 48580.4737 | 9786.7239 | 5966.1537 | 2176.7889 | 69.28 | 81.64 | 21 | 7.4088 | 95.44 | 97.3
381 | 8 | 24 | 48587.1504 | 9514.8145 | 5895.9757 | 2310.4403 | 65.74 | 75.53 | 20 | 4.1623 | 85.12 | 97.39
382 | 8 | 25 | 48554.0526 | 9786.7239 | 5942.3565 | 2310.4403 | 65.57 | 75.19 | 21 | 3.4376 | 85.38 | 98.91
383 | 8 | 26 | 48762.7746 | 10119.9906 | 6020.1708 | 2422.9222 | 85.72 | 110.11 | 42 | 23.251 | 145.83 | 99.88
384 | 8 | 27 | 48576.8516 | 10024.5982 | 5911.916 | 2176.7889 | 74.34 | 89.49 | 31 | 11.9894 | 108.25 | 96.27
385 | 8 | 28 | 48953.1611 | 10119.9906 | 6135.2142 | 2422.9222 | 88.18 | 112.42 | 55 | 23.7768 | 147.54 | 98.87
386 | 8 | 29 | 48443.1778 | 10134.9937 | 5931.8849 | 2438.5515 | 66.21 | 76.76 | 27 | 4.7375 | 88.32 | 98.76
387 | 8 | 30 | 48210.8177 | 9379.5742 | 5840.0056 | 2176.7889 | 64.63 | 74.02 | 19 | 3.1762 | 83.3 | 98.4
388 | 8 | 31 | 48391.1388 | 9480.3728 | 5880.9263 | 2250.4553 | 69.44 | 81.4 | 27 | 7.2737 | 94.32 | 96.1
389 | 8 | 32 | 48917.8711 | 10119.9906 | 6041.5316 | 2330.3919 | 87.84 | 114.24 | 45 | 25.1572 | 153.36 | 101.91
390 | 8 | 33 | 48587.5206 | 9786.7239 | 5936.9964 | 2281.6256 | 70.15 | 82.56 | 30 | 7.8391 | 97.16 | 97.61
391 | 8 | 34 | 48638.6358 | 10119.9906 | 5986.4318 | 2369.0391 | 77.89 | 96.57 | 29 | 15.8497 | 123.79 | 101.46
392 | 8 | 35 | 48705.0514 | 10022.8558 | 5957.1072 | 2248.7401 | 71.22 | 84.91 | 32 | 9.0791 | 100.81 | 97.25
393 | 8 | 36 | 48836.6253 | 9604.2342 | 6038.5266 | 2310.4403 | 74.23 | 89.3 | 39 | 10.8836 | 107.84 | 97.07
394 | 8 | 37 | 48685.8082 | 9786.7239 | 5946.3558 | 2213.8246 | 70.59 | 82.47 | 30 | 8.4125 | 94.75 | 93.09
395 | 8 | 38 | 48495.3866 | 10119.9906 | 5932.299 | 2330.3919 | 77.04 | 95.45 | 38 | 14.6761 | 119.63 | 98.89
396 | 8 | 39 | 48781.4605 | 9786.7239 | 6020.7487 | 2310.4403 | 68.48 | 79.95 | 25 | 6.0259 | 92.17 | 97.13
397 | 8 | 40 | 48762.2056 | 9786.7239 | 6004.7479 | 2310.4403 | 77.54 | 93.4 | 47 | 13.8564 | 112.06 | 92.68
398 | 8 | 41 | 48710.5793 | 10134.9937 | 5968.6948 | 2438.5515 | 78.43 | 96.62 | 35 | 15.2503 | 122.5 | 98.83
399 | 8 | 42 | 48492.3759 | 9604.2342 | 5912.4636 | 1939.3474 | 69.71 | 81.73 | 23 | 7.7534 | 94.11 | 94.97
400 | 8 | 43 | 48559.1774 | 9547.4863 | 5902.0023 | 2281.6256 | 73.7 | 87.83 | 36 | 10.848 | 105.45 | 95.82
401 | 8 | 44 | 48380.9357 | 9786.7239 | 5866.8226 | 2042.7755 | 78.69 | 97.28 | 34 | 17.2406 | 121.17 | 93.96
402 | 8 | 45 | 48913.292 | 9786.7239 | 6072.4825 | 2042.7755 | 75.46 | 90.92 | 34 | 11.8541 | 109.17 | 95.14
403 | 8 | 46 | 48769.9639 | 10091.6493 | 6002.1868 | 2422.9222 | 84.1 | 105.17 | 44 | 20.4846 | 134.05 | 94.3
404 | 8 | 47 | 48945.8124 | 10119.9906 | 6109.8517 | 2330.3919 | 81.84 | 101.36 | 53 | 17.5388 | 126.88 | 95.34
405 | 8 | 48 | 48662.5083 | 9425.2074 | 5994.4974 | 2310.4403 | 83.98 | 103.25 | 45 | 20.8524 | 127.67 | 87.85
406 | 8 | 49 | 48630.3572 | 10134.9937 | 6134.7075 | 2505.0334 | 96.13 | 125.14 | 57 | 32.1494 | 167.81 | 95.95
407 | 8 | 50 | 49214.4853 | 10119.9906 | 6130.0016 | 2422.9222 | 92.58 | 120.2 | 65 | 27.7026 | 161.35 | 99.07
408 | 8 | 51 | 49058.7328 | 9865.6354 | 5908.8604 | 2236.347 | 81.4 | 100.45 | 46 | 18.5048 | 127.1 | 96.97
409 | 9 | 1 | 48452.6107 | 9309.4859 | 5917.1561 | 1900.3836 | 67.54 | 78.33 | 25 | 5.0199 | 89.47 | 98.3
410 | 9 | 2 | 48203.269 | 9604.2342 | 5879.2401 | 2112.1264 | 71.2 | 85.44 | 32 | 10.1345 | 101.96 | 97.09
411 | 9 | 3 | 48666.8567 | 9786.7239 | 6014.2134 | 2176.7889 | 85.87 | 108.05 | 53 | 22.5363 | 137.71 | 92.84
412 | 9 | 4 | 48949.6352 | 9786.7239 | 6041.1143 | 2176.7889 | 75.7 | 90.97 | 39 | 12.0938 | 108.59 | 94.56
413 | 9 | 5 | 48687.2957 | 9604.2342 | 5967.9301 | 2250.4553 | 67.71 | 78.03 | 29 | 5.3251 | 88.12 | 95.97
414 | 9 | 6 | 48704.0554 | 9429.6672 | 6005.0198 | 2310.4403 | 66.29 | 75.64 | 18 | 3.5413 | 83.7 | 96.19
415 | 9 | 7 | 48909.4456 | 9786.7239 | 6050.1751 | 2310.4403 | 70.72 | 82.85 | 26 | 7.0417 | 96.08 | 96.17
416 | 9 | 8 | 48890.7974 | 10119.9906 | 6026.7901 | 2330.3919 | 89.68 | 115.64 | 48 | 25.8381 | 154.9 | 100.21
417 | 9 | 9 | 48551.3478 | 10134.9937 | 5987.9259 | 2438.5515 | 78.63 | 97.08 | 29 | 15.8713 | 122.9 | 98.97
418 | 9 | 10 | 49095.7103 | 10119.9906 | 6123.1407 | 2330.3919 | 79.15 | 97.28 | 41 | 15.6142 | 120.91 | 97.25
419 | 9 | 11 | 48490.5488 | 9786.7239 | 5940.7971 | 2310.4403 | 80.15 | 98.91 | 49 | 17.2111 | 123.21 | 95.11
420 | 9 | 12 | 48637.4621 | 9786.7239 | 6030.2381 | 2369.0391 | 76.29 | 92.15 | 44 | 12.7895 | 111.64 | 94.72
421 | 9 | 13 | 48586.7425 | 9667.6522 | 5968.145 | 2213.8246 | 73.06 | 86.96 | 36 | 10.2811 | 101.85 | 94.47
422 | 9 | 14 | 48703.8294 | 9786.7239 | 5977.09 | 2007.6047 | 74.68 | 88.81 | 35 | 11.7541 | 105.74 | 93.36
423 | 9 | 15 | 48864.9736 | 10119.9906 | 6042.6605 | 2330.3919 | 77.5 | 94.83 | 30 | 14.609 | 116.84 | 95.8
424 | 9 | 16 | 48871.6047 | 10119.9906 | 6089.763 | 2330.3919 | 86.39 | 109.83 | 40 | 22.8294 | 139.58 | 95.12
425 | 9 | 17 | 48898.0365 | 10119.9906 | 6012.7593 | 2330.3919 | 76.38 | 93.22 | 27 | 13.7907 | 115.02 | 96.82
426 | 9 | 18 | 48654.2608 | 9487.3302 | 5968.8069 | 2176.7889 | 70.18 | 81.95 | 29 | 7.4207 | 95.64 | 96.67
427 | 9 | 19 | 48568.9208 | 9604.2342 | 5913.8461 | 1992.1845 | 71.21 | 84.09 | 25 | 8.5458 | 98.31 | 95.8
428 | 9 | 20 | 48736.3581 | 9604.2342 | 6008.7456 | 2176.7889 | 85.64 | 108.2 | 46 | 22.6124 | 135.87 | 91.33
429 | 9 | 21 | 48705.4936 | 10091.6493 | 6001.9375 | 2422.9222 | 83.36 | 104.02 | 50 | 19.3964 | 132.35 | 96.98
430 | 9 | 22 | 48711.7799 | 10024.5982 | 5994.5482 | 2165.5707 | 75.2 | 91.86 | 31 | 12.8873 | 111.89 | 97.59
431 | 9 | 23 | 48580.4737 | 9786.7239 | 5966.1537 | 2176.7889 | 71.55 | 84.64 | 36 | 8.7651 | 99.32 | 95.88
432 | 9 | 24 | 48587.1504 | 9514.8145 | 5895.9757 | 2310.4403 | 75.59 | 91.48 | 25 | 13.2301 | 110.94 | 95.49
433 | 9 | 25 | 48554.0526 | 9786.7239 | 5942.3565 | 2310.4403 | 70.21 | 82.83 | 39 | 7.1835 | 97.08 | 97.66
434 | 9 | 26 | 48762.7746 | 10119.9906 | 6020.1708 | 2422.9222 | 88.6 | 114.83 | 62 | 25.5518 | 153.49 | 100.99
435 | 9 | 27 | 48576.8516 | 10024.5982 | 5911.916 | 2176.7889 | 79.66 | 97.82 | 39 | 16.7359 | 121.35 | 94.06
436 | 9 | 28 | 48953.1611 | 10119.9906 | 6135.2142 | 2422.9222 | 102.63 | 136.26 | 75 | 37.5537 | 186.51 | 97.46
437 | 9 | 29 | 48443.1778 | 10134.9937 | 5931.8849 | 2438.5515 | 71.38 | 84.77 | 29 | 9.2367 | 102.46 | 99.85
438 | 9 | 30 | 48210.8177 | 9379.5742 | 5840.0056 | 2176.7889 | 70.54 | 82.73 | 29 | 8.6264 | 97.25 | 95.14
439 | 9 | 31 | 48391.1388 | 9480.3728 | 5880.9263 | 2250.4553 | 73.17 | 86.63 | 27 | 10.2876 | 102.16 | 94.83
440 | 9 | 32 | 48917.8711 | 10119.9906 | 6041.5316 | 2330.3919 | 87.25 | 112.65 | 50 | 23.8749 | 148.66 | 100.07
441 | 9 | 33 | 48587.5206 | 9786.7239 | 5936.9964 | 2281.6256 | 75.28 | 90.36 | 39 | 12.3553 | 107.59 | 93.19
442 | 9 | 34 | 48638.6358 | 10119.9906 | 5986.4318 | 2369.0391 | 80.04 | 99.67 | 34 | 17.2753 | 126.37 | 98.28
443 | 9 | 35 | 48705.0514 | 10022.8558 | 5957.1072 | 2248.7401 | 86.73 | 109.35 | 40 | 24.0343 | 140.12 | 92.7
444 | 9 | 36 | 48836.6253 | 9604.2342 | 6038.5266 | 2310.4403 | 80.89 | 99.72 | 46 | 17.0495 | 122.14 | 93.29
445 | 9 | 37 | 48685.8082 | 9786.7239 | 5946.3558 | 2213.8246 | 78.01 | 93.95 | 42 | 15.246 | 111.37 | 91.41
446 | 9 | 38 | 48495.3866 | 10119.9906 | 5932.299 | 2330.3919 | 85.81 | 109.47 | 48 | 23.0358 | 140.85 | 95.19
447 | 9 | 39 | 48781.4605 | 9786.7239 | 6020.7487 | 2310.4403 | 75.44 | 90.62 | 40 | 12.2899 | 107.76 | 93.81
448 | 9 | 40 | 48762.2056 | 9786.7239 | 6004.7479 | 2310.4403 | 71.47 | 83.99 | 39 | 7.5525 | 97.63 | 95.83
449 | 9 | 41 | 48710.5793 | 10134.9937 | 5968.6948 | 2438.5515 | 81.19 | 100.28 | 42 | 17.6766 | 127.63 | 96.17
450 | 9 | 42 | 48492.3759 | 9604.2342 | 5912.4636 | 1939.3474 | 74.1 | 88.69 | 36 | 11.6425 | 104.93 | 93.56
451 | 9 | 43 | 48559.1774 | 9547.4863 | 5902.0023 | 2281.6256 | 81.53 | 100.39 | 45 | 18.2029 | 124.31 | 91.77
452 | 9 | 44 | 48380.9357 | 9786.7239 | 5866.8226 | 2042.7755 | 86.93 | 110.46 | 45 | 24.8038 | 142.27 | 91.88
453 | 9 | 45 | 48913.292 | 9786.7239 | 6072.4825 | 2042.7755 | 77.77 | 94.12 | 35 | 13.7487 | 113.71 | 93.96
454 | 9 | 46 | 48769.9639 | 10091.6493 | 6002.1868 | 2422.9222 | 87.55 | 110.68 | 65 | 23.2348 | 143.19 | 94.01
455 | 9 | 47 | 48945.8124 | 10119.9906 | 6109.8517 | 2330.3919 | 80.44 | 99.81 | 46 | 15.7023 | 125.05 | 97.83
456 | 9 | 48 | 48662.5083 | 9425.2074 | 5994.4974 | 2310.4403 | 87.93 | 108.83 | 53 | 24.1296 | 135.62 | 85.59
457 | 9 | 49 | 48630.3572 | 10134.9937 | 6134.7075 | 2505.0334 | 94 | 121.23 | 72 | 29.5917 | 159.64 | 93.76
458 | 9 | 50 | 49214.4853 | 10119.9906 | 6130.0016 | 2422.9222 | 104.96 | 139.98 | 78 | 39.6845 | 193.95 | 98
459 | 9 | 51 | 49058.7328 | 9865.6354 | 5908.8604 | 2236.347 | 84.22 | 103.64 | 46 | 20.7809 | 131.04 | 93.42
460 | 10 | 1 | 48452.6107 | 9309.4859 | 5917.1561 | 1900.3836 | 69.34 | 80.68 | 25 | 6.5222 | 92.44 | 96.52
461 | 10 | 2 | 48203.269 | 9604.2342 | 5879.2401 | 2112.1264 | 74.24 | 90.39 | 30 | 13.0933 | 110.86 | 98.29
462 | 10 | 3 | 48666.8567 | 9786.7239 | 6014.2134 | 2176.7889 | 84.58 | 106.38 | 46 | 21.2743 | 136.19 | 94.85
463 | 10 | 4 | 48949.6352 | 9786.7239 | 6041.1143 | 2176.7889 | 84.74 | 105.67 | 49 | 21.1258 | 132.8 | 92.26
464 | 10 | 5 | 48687.2957 | 9604.2342 | 5967.9301 | 2250.4553 | 75.36 | 90.45 | 36 | 12.9376 | 111.76 | 98.26
465 | 10 | 6 | 48704.0554 | 9429.6672 | 6005.0198 | 2310.4403 | 66.99 | 76.7 | 21 | 4.0995 | 85.61 | 95.69
466 | 10 | 7 | 48909.4456 | 9786.7239 | 6050.1751 | 2310.4403 | 66.83 | 76.3 | 23 | 3.3263 | 85.66 | 96.75
467 | 10 | 8 | 48890.7974 | 10119.9906 | 6026.7901 | 2330.3919 | 85.37 | 108.45 | 41 | 21.7051 | 142.77 | 100.64
468 | 10 | 9 | 48551.3478 | 10134.9937 | 5987.9259 | 2438.5515 | 78.05 | 96.23 | 32 | 15.1478 | 120.15 | 97.82
469 | 10 | 10 | 49095.7103 | 10119.9906 | 6123.1407 | 2330.3919 | 79.35 | 97.22 | 30 | 15.7476 | 120.27 | 96.44
470 | 10 | 11 | 48490.5488 | 9786.7239 | 5940.7971 | 2310.4403 | 76.15 | 91.29 | 46 | 13.1523 | 109.04 | 93.02
471 | 10 | 12 | 48637.4621 | 9786.7239 | 6030.2381 | 2369.0391 | 81.94 | 100.8 | 44 | 18.4363 | 126.54 | 94.96
472 | 10 | 13 | 48586.7425 | 9667.6522 | 5968.145 | 2213.8246 | 70.83 | 83.46 | 32 | 8.1809 | 97.35 | 96.14
473 | 10 | 14 | 48703.8294 | 9786.7239 | 5977.09 | 2007.6047 | 80.95 | 98.85 | 45 | 17.7476 | 123.23 | 92.94
474 | 10 | 15 | 48864.9736 | 10119.9906 | 6042.6605 | 2330.3919 | 73.16 | 87.35 | 30 | 10.2443 | 105.45 | 98.5
475 | 10 | 16 | 48871.6047 | 10119.9906 | 6089.763 | 2330.3919 | 71.13 | 84.23 | 42 | 7.6672 | 99.79 | 98.77
476 | 10 | 17 | 48898.0365 | 10119.9906 | 6012.7593 | 2330.3919 | 75.41 | 91.06 | 32 | 12.5294 | 111.56 | 96.54
477 | 10 | 18 | 48654.2608 | 9487.3302 | 5968.8069 | 2176.7889 | 71.35 | 83.84 | 24 | 8.5874 | 99.83 | 97.51
478 | 10 | 19 | 48568.9208 | 9604.2342 | 5913.8461 | 1992.1845 | 67.39 | 77.92 | 28 | 4.62 | 88.61 | 97.44
479 | 10 | 20 | 48736.3581 | 9604.2342 | 6008.7456 | 2176.7889 | 75.88 | 92.59 | 32 | 12.8315 | 112.72 | 96.62
480 | 10 | 21 | 48705.4936 | 10091.6493 | 6001.9375 | 2422.9222 | 73.48 | 88.35 | 32 | 9.7976 | 108.25 | 99.89
481 | 10 | 22 | 48711.7799 | 10024.5982 | 5994.5482 | 2165.5707 | 74.77 | 90.58 | 28 | 12.1773 | 108.9 | 95.6
482 | 10 | 23 | 48580.4737 | 9786.7239 | 5966.1537 | 2176.7889 | 73.21 | 87.32 | 28 | 10.6211 | 104.26 | 95.19
483 | 10 | 24 | 48587.1504 | 9514.8145 | 5895.9757 | 2310.4403 | 71.84 | 85.52 | 24 | 9.7078 | 101.09 | 95.32
484 | 10 | 25 | 48554.0526 | 9786.7239 | 5942.3565 | 2310.4403 | 76.33 | 92.72 | 27 | 13.2941 | 113.64 | 97.81
485 | 10 | 26 | 48762.7746 | 10119.9906 | 6020.1708 | 2422.9222 | 81.7 | 102.91 | 42 | 18.9517 | 133.2 | 100.28
486 | 10 | 27 | 48576.8516 | 10024.5982 | 5911.916 | 2176.7889 | 72.65 | 86.53 | 38 | 9.948 | 103.06 | 96.87
487 | 10 | 28 | 48953.1611 | 10119.9906 | 6135.2142 | 2422.9222 | 94.43 | 123.11 | 61 | 29.5825 | 165.53 | 98.32
488 | 10 | 29 | 48443.1778 | 10134.9937 | 5931.8849 | 2438.5515 | 67.48 | 78.9 | 16 | 5.5148 | 92.15 | 99.75
489 | 10 | 30 | 48210.8177 | 9379.5742 | 5840.0056 | 2176.7889 | 72.04 | 85.3 | 27 | 10.0317 | 101.86 | 95.41
490 | 10 | 31 | 48391.1388 | 9480.3728 | 5880.9263 | 2250.4553 | 68.73 | 79.72 | 23 | 5.8057 | 92.05 | 96.9
491 | 10 | 32 | 48917.8711 | 10119.9906 | 6041.5316 | 2330.3919 | 89.98 | 117.02 | 49 | 26.5535 | 156.08 | 99.03
492 | 10 | 33 | 48587.5206 | 9786.7239 | 5936.9964 | 2281.6256 | 72.88 | 86.99 | 37 | 9.862 | 104.02 | 96.41
493 | 10 | 34 | 48638.6358 | 10119.9906 | 5986.4318 | 2369.0391 | 78.27 | 97.03 | 29 | 15.499 | 123.42 | 99.66
494 | 10 | 35 | 48705.0514 | 10022.8558 | 5957.1072 | 2248.7401 | 78.73 | 96.58 | 31 | 15.8175 | 119.48 | 94.57
495 | 10 | 36 | 48836.6253 | 9604.2342 | 6038.5266 | 2310.4403 | 79.29 | 97.09 | 48 | 15.3071 | 120.47 | 95.4
496 | 10 | 37 | 48685.8082 | 9786.7239 | 5946.3558 | 2213.8246 | 70.66 | 81.52 | 22 | 7.9723 | 93.02 | 94.07
497 | 10 | 38 | 48495.3866 | 10119.9906 | 5932.299 | 2330.3919 | 87.74 | 112.13 | 42 | 24.6898 | 147.08 | 95.85
498 | 10 | 39 | 48781.4605 | 9786.7239 | 6020.7487 | 2310.4403 | 74.85 | 89.57 | 37 | 11.4908 | 107.21 | 94.98
499 | 10 | 40 | 48762.2056 | 9786.7239 | 6004.7479 | 2310.4403 | 83.44 | 102.44 | 46 | 19.2981 | 128.59 | 93.11
500 | 10 | 41 | 48710.5793 | 10134.9937 | 5968.6948 | 2438.5515 | 76.23 | 92.41 | 36 | 12.5639 | 114.93 | 98.25
501 | 10 | 42 | 48492.3759 | 9604.2342 | 5912.4636 | 1939.3474 | 75.71 | 90.02 | 34 | 12.8065 | 106.68 | 92.02
502 | 10 | 43 | 48559.1774 | 9547.4863 | 5902.0023 | 2281.6256 | 79.96 | 97.68 | 49 | 16.1852 | 121.57 | 93.91
503 | 10 | 44 | 48380.9357 | 9786.7239 | 5866.8226 | 2042.7755 | 74.39 | 90.09 | 35 | 12.2805 | 109.47 | 95.68
504 | 10 | 45 | 48913.292 | 9786.7239 | 6072.4825 | 2042.7755 | 72.14 | 84.94 | 43 | 7.9593 | 98.86 | 95.59
505 | 10 | 46 | 48769.9639 | 10091.6493 | 6002.1868 | 2422.9222 | 89.28 | 112.64 | 54 | 24.945 | 143.67 | 89.95
506 | 10 | 47 | 48945.8124 | 10119.9906 | 6109.8517 | 2330.3919 | 81.87 | 101.21 | 42 | 17.2609 | 127.32 | 96.06
507 | 10 | 48 | 48662.5083 | 9425.2074 | 5994.4974 | 2310.4403 | 77.54 | 93.53 | 47 | 13.7775 | 113.66 | 93.36
508 | 10 | 49 | 48630.3572 | 10134.9937 | 6134.7075 | 2505.0334 | 96.94 | 126.96 | 62 | 32.3573 | 169.98 | 94.48
509 | 10 | 50 | 49214.4853 | 10119.9906 | 6130.0016 | 2422.9222 | 102.64 | 135.85 | 73 | 37.0473 | 184.72 | 94.26
510 | 10 | 51 | 49058.7328 | 9865.6354 | 5908.8604 | 2236.347 | 77.63 | 93.77 | 45 | 14.0369 | 115.58 | 96.95
511 | 11 | 1 | 48452.6107 | 9309.4859 | 5917.1561 | 1900.3836 | 66.07 | 75.68 | 18 | 3.5697 | 85.36 | 98.11
512 | 11 | 2 | 48203.269 | 9604.2342 | 5879.2401 | 2112.1264 | 75 | 91.32 | 35 | 13.6436 | 111.48 | 95.9
513 | 11 | 3 | 48666.8567 | 9786.7239 | 6014.2134 | 2176.7889 | 82.25 | 102.08 | 52 | 19.106 | 128.8 | 93.8
514 | 11 | 4 | 48949.6352 | 9786.7239 | 6041.1143 | 2176.7889 | 79.07 | 95.64 | 54 | 15.218 | 115.77 | 92.76
515 | 11 | 5 | 48687.2957 | 9604.2342 | 5967.9301 | 2250.4553 | 70.57 | 82.82 | 27 | 8.1042 | 96.5 | 96.1
516 | 11 | 6 | 48704.0554 | 9429.6672 | 6005.0198 | 2310.4403 | 68.5 | 78.75 | 30 | 5.5232 | 88.18 | 94.44
517 | 11 | 7 | 48909.4456 | 9786.7239 | 6050.1751 | 2310.4403 | 71.09 | 83.07 | 24 | 7.5371 | 96.71 | 96.09
518 | 11 | 8 | 48890.7974 | 10119.9906 | 6026.7901 | 2330.3919 | 83.73 | 105.08 | 43 | 20.017 | 135.61 | 98.74
519 | 11 | 9 | 48551.3478 | 10134.9937 | 5987.9259 | 2438.5515 | 81.66 | 102.09 | 35 | 18.6328 | 131.27 | 98.28
520 | 11 | 10 | 49095.7103 | 10119.9906 | 6123.1407 | 2330.3919 | 76.09 | 92.23 | 34 | 12.7059 | 112.88 | 97.34
521 | 11 | 11 | 48490.5488 | 9786.7239 | 5940.7971 | 2310.4403 | 78.11 | 94.69 | 43 | 15.0409 | 116.91 | 95.62
522 | 11 | 12 | 48637.4621 | 9786.7239 | 6030.2381 | 2369.0391 | 76.73 | 92.38 | 41 | 13.3679 | 112.19 | 94.14
523 | 11 | 13 | 48586.7425 | 9667.6522 | 5968.145 | 2213.8246 | 70.11 | 81.95 | 30 | 7.4797 | 94.67 | 95.84
524 | 11 | 14 | 48703.8294 | 9786.7239 | 5977.09 | 2007.6047 | 76.27 | 91.25 | 43 | 13.4824 | 110 | 93.25
525 | 11 | 15 | 48864.9736 | 10119.9906 | 6042.6605 | 2330.3919 | 76.52 | 93.1 | 40 | 13.4278 | 113.5 | 95.81
526 | 11 | 16 | 48871.6047 | 10119.9906 | 6089.763 | 2330.3919 | 81.23 | 101.1 | 34 | 17.8558 | 127.77 | 97.11
527 | 11 | 17 | 48898.0365 | 10119.9906 | 6012.7593 | 2330.3919 | 76.28 | 93.33 | 28 | 13.4494 | 115.05 | 97.17
528 | 11 | 18 | 48654.2608 | 9487.3302 | 5968.8069 | 2176.7889 | 79.46 | 95.8 | 45 | 16.3662 | 117.43 | 92.52
529 | 11 | 19 | 48568.9208 | 9604.2342 | 5913.8461 | 1992.1845 | 69.12 | 80.86 | 28 | 6.7373 | 92.8 | 96.01
530 | 11 | 20 | 48736.3581 | 9604.2342 | 6008.7456 | 2176.7889 | 76.55 | 93.44 | 38 | 13.4496 | 114.53 | 96.5
531 | 11 | 21 | 48705.4936 | 10091.6493 | 6001.9375 | 2422.9222 | 77.37 | 93.38 | 36 | 13.3693 | 115.6 | 97.5
532 | 11 | 22 | 48711.7799 | 10024.5982 | 5994.5482 | 2165.5707 | 72.78 | 87.55 | 25 | 10.3279 | 104.95 | 97.36
533 | 11 | 23 | 48580.4737 | 9786.7239 | 5966.1537 | 2176.7889 | 67.64 | 78.87 | 18 | 5.336 | 91.45 | 98.33
534 | 11 | 24 | 48587.1504 | 9514.8145 | 5895.9757 | 2310.4403 | 73.84 | 88.63 | 26 | 11.8172 | 107.06 | 94.93
535 | 11 | 25 | 48554.0526 | 9786.7239 | 5942.3565 | 2310.4403 | 70.86 | 83.43 | 26 | 7.9875 | 98.09 | 97.35
536 | 11 | 26 | 48762.7746 | 10119.9906 | 6020.1708 | 2422.9222 | 83.12 | 105.48 | 44 | 20.1808 | 137.96 | 100.82
537 | 11 | 27 | 48576.8516 | 10024.5982 | 5911.916 | 2176.7889 | 79.56 | 97.56 | 34 | 16.6503 | 122.15 | 96.81
538 | 11 | 28 | 48953.1611 | 10119.9906 | 6135.2142 | 2422.9222 | 96.5 | 125.12 | 79 | 31.3016 | 166.61 | 96.07
539 | 11 | 29 | 48443.1778 | 10134.9937 | 5931.8849 | 2438.5515 | 76.71 | 94.04 | 26 | 14.6587 | 118.98 | 99.53
540 | 11 | 30 | 48210.8177 | 9379.5742 | 5840.0056 | 2176.7889 | 75.97 | 90.65 | 39 | 13.9186 | 108.33 | 90.73
541 | 11 | 31 | 48391.1388 | 9480.3728 | 5880.9263 | 2250.4553 | 74.79 | 89.59 | 29 | 11.9871 | 107.99 | 94.75
542 | 11 | 32 | 48917.8711 | 10119.9906 | 6041.5316 | 2330.3919 | 87.76 | 112.85 | 57 | 24.353 | 148.08 | 97.8
543 | 11 | 33 | 48587.5206 | 9786.7239 | 5936.9964 | 2281.6256 | 74.7 | 89.53 | 36 | 11.788 | 106.43 | 93.99
544 | 11 | 34 | 48638.6358 | 10119.9906 | 5986.4318 | 2369.0391 | 82.18 | 102.98 | 35 | 19.066 | 132.84 | 98.22
545 | 11 | 35 | 48705.0514 | 10022.8558 | 5957.1072 | 2248.7401 | 78.82 | 97.2 | 47 | 15.7032 | 121.22 | 96.16
546 | 11 | 36 | 48836.6253 | 9604.2342 | 6038.5266 | 2310.4403 | 74.64 | 89.53 | 37 | 11.1021 | 107.75 | 95.77
547 | 11 | 37 | 48685.8082 | 9786.7239 | 5946.3558 | 2213.8246 | 74.57 | 88.24 | 38 | 11.5908 | 102.71 | 91.28
548 | 11 | 38 | 48495.3866 | 10119.9906 | 5932.299 | 2330.3919 | 80.73 | 100.56 | 49 | 17.6082 | 127.72 | 97.52
549 | 11 | 39 | 48781.4605 | 9786.7239 | 6020.7487 | 2310.4403 | 68.57 | 79.64 | 30 | 5.3873 | 90.86 | 96.31
550 | 11 | 40 | 48762.2056 | 9786.7239 | 6004.7479 | 2310.4403 | 80.62 | 98.45 | 45 | 16.5353 | 120.54 | 92.71
551 | 11 | 41 | 48710.5793 | 10134.9937 | 5968.6948 | 2438.5515 | 76.18 | 92.33 | 33 | 12.849 | 115.53 | 99.02
552 | 11 | 42 | 48492.3759 | 9604.2342 | 5912.4636 | 1939.3474 | 73.34 | 87.03 | 37 | 10.6397 | 102.17 | 93.26
553 | 11 | 43 | 48559.1774 | 9547.4863 | 5902.0023 | 2281.6256 | 83.89 | 104.12 | 55 | 20.296 | 131.38 | 91.91
554 | 11 | 44 | 48380.9357 | 9786.7239 | 5866.8226 | 2042.7755 | 77.98 | 95.58 | 33 | 16.0254 | 117.45 | 92.87
555 | 11 | 45 | 48913.292 | 9786.7239 | 6072.4825 | 2042.7755 | 74.35 | 88.28 | 35 | 10.2795 | 103.58 | 93.42
556 | 11 | 46 | 48769.9639 | 10091.6493 | 6002.1868 | 2422.9222 | 83.74 | 103.98 | 64 | 19.3708 | 131.99 | 93.9
557 | 11 | 47 | 48945.8124 | 10119.9906 | 6109.8517 | 2330.3919 | 79.93 | 98.28 | 47 | 15.1128 | 122.35 | 96.4
558 | 11 | 48 | 48662.5083 | 9425.2074 | 5994.4974 | 2310.4403 | 81.94 | 99.21 | 52 | 18.0567 | 120.2 | 88.04
559 | 11 | 49 | 48630.3572 | 10134.9937 | 6134.7075 | 2505.0334 | 87.19 | 110.83 | 57 | 23.0134 | 144.19 | 96.49
560 | 11 | 50 | 49214.4853 | 10119.9906 | 6130.0016 | 2422.9222 | 98.36 | 128.93 | 70 | 32.9053 | 174.76 | 96.19
561 | 11 | 51 | 49058.7328 | 9865.6354 | 5908.8604 | 2236.347 | 79.31 | 95.84 | 50 | 15.6707 | 118.32 | 94.43

## NSW
Summary of results for 561 market simulations for 2022-23 - New South Wales
Simulation number | Unplanned outage set | Weather set | Energy and demand (as generated) | [7 empty] | Spot Price (nominal at the regional reference node) | [6 empty] | Hedged price (nominal at the regional reference node)
|  |  | Annual regional energy (GWh) | Annual regional peak demand (MW) | Annual energy - AUSGRID (ENERGYAUST) NSLP (GWh) | Annual energy - ENDEAVOUR (INTEGRAL) NSLP (GWh) | Annual energy - ESSENTIAL (COUNTRYENERGY) NSLP (GWh) | Annual peak demand - AUSGRID (ENERGYAUST) NSLP (MW) | Annual peak demand - ENDEAVOUR (INTEGRAL) NSLP (MW) | Annual peak demand - ESSENTIAL (COUNTRYENERGY) NSLP (MW) | Annual regional time weighted spot price ($/MWh) | Annual regional Load weighted spot price ($/MWh) | Number of hours spot prices above $300 | Contribution of spot prices above $300 to annual average spot price ($/MWh) | Annual load weighted spot price - AUSGRID (ENERGYAUST) - NSLP ($/MWh) | Annual load weighted spot price - ENDEAVOUR (INTEGRAL) - NSLP ($/MWh) | Annual load weighted spot price - ESSENTIAL (COUNTRYENERGY) - NSLP ($/MWh) | Annual hedged price - AUSGRID (ENERGYAUST) - NSLP ($/MWh) | Annual hedged price - ENDEAVOUR (INTEGRAL) - NSLP ($/MWh) | Annual hedged price - ESSENTIAL (COUNTRYENERGY) - NSLP ($/MWh)
1 | 1 | 1 | 60774.8092 | 11973.6804 | 4447.1436 | 4566.1869 | 4049.6435 | 1595.1729 | 1641.3541 | 1060.217 | 80.41 | 89.73 | 12 | 4.2439 | 92.6 | 91.36 | 93.94 | 110.72 | 111.63 | 107.49
2 | 1 | 2 | 59977.4698 | 11876.7119 | 4348.8709 | 4456.7781 | 3913.438 | 1511.9393 | 1641.3541 | 1048.7334 | 81.46 | 93.14 | 14 | 6.5664 | 101.66 | 97.5 | 99.09 | 114.16 | 115.85 | 109.71
3 | 1 | 3 | 60348.8711 | 14055.1819 | 4376.1479 | 4529.9949 | 3967.4149 | 1804.8334 | 2107.1486 | 1196.8001 | 86.03 | 99.99 | 22 | 10.3885 | 107.67 | 107.25 | 107.91 | 109.3 | 109.81 | 107.75
4 | 1 | 4 | 60958.4522 | 13088.8513 | 4347.7519 | 4551.5209 | 3971.2848 | 1506.3361 | 1715.158 | 1203.1474 | 91.68 | 106.84 | 29 | 14.0764 | 118.59 | 118.09 | 116.56 | 107.03 | 107.86 | 105.33
5 | 1 | 5 | 60163.9435 | 11938.6685 | 4346.9249 | 4464.1799 | 3947.2688 | 1536.8617 | 1641.3541 | 1101.5644 | 88.53 | 103.25 | 15 | 13.1223 | 117.18 | 109.93 | 111.17 | 109.68 | 112.45 | 106.72
6 | 1 | 6 | 60484.4448 | 11876.7119 | 4356.763 | 4525.3155 | 4003.3938 | 1536.8617 | 1518.3006 | 1101.5644 | 82.02 | 92.48 | 14 | 6.2009 | 97.56 | 97.49 | 96.45 | 111.34 | 110.5 | 105.55
7 | 1 | 7 | 61084.9921 | 12683.0731 | 4473.1203 | 4614.624 | 4006.1602 | 1595.1729 | 1650.5354 | 1131.3195 | 90.04 | 104.39 | 22 | 12.8694 | 115.9 | 112.1 | 111.87 | 107.85 | 109.23 | 104.83
8 | 1 | 8 | 60860.1478 | 12596.487 | 4404.375 | 4542.1355 | 4041.696 | 1564.7666 | 1832.542 | 1051.301 | 82.05 | 92.08 | 14 | 4.7544 | 96.11 | 94.52 | 96.21 | 111.37 | 112.61 | 107.3
9 | 1 | 9 | 61002.9564 | 12974.8003 | 4464.2799 | 4629.498 | 4063.4857 | 1564.7666 | 1832.542 | 1139.5664 | 78.43 | 86.87 | 13 | 2.2009 | 89.66 | 89.34 | 90.62 | 113.53 | 113.61 | 108.27
10 | 1 | 10 | 60463.7999 | 12683.0731 | 4352.0385 | 4507.229 | 3942.414 | 1545.3194 | 1650.5354 | 1060.217 | 82.37 | 92.54 | 10 | 6.5679 | 97.71 | 96.46 | 97.17 | 110.42 | 110.06 | 106.21
11 | 1 | 11 | 60708.3542 | 12683.0731 | 4359.6475 | 4546.9657 | 3979.7959 | 1536.8617 | 1650.5354 | 1112.503 | 90.45 | 105.47 | 38 | 13.8307 | 116.47 | 113.12 | 114.5 | 106.48 | 107.45 | 105.83
12 | 1 | 12 | 60773.9963 | 13162.7762 | 4434.8838 | 4580.8786 | 4016.6388 | 1511.9393 | 1752.8264 | 1203.1474 | 91.22 | 108.3 | 24 | 14.0857 | 121.25 | 120.13 | 116.76 | 110.45 | 110.78 | 106.31
13 | 1 | 13 | 60644.3531 | 13140.4885 | 4377.0303 | 4537.307 | 3997.8449 | 1617.0207 | 1832.542 | 1053.5206 | 79.54 | 88.88 | 15 | 3.1797 | 93.22 | 92.77 | 93.08 | 114.51 | 114.52 | 108.53
14 | 1 | 14 | 60456.6203 | 14055.1819 | 4356.0684 | 4502.9038 | 3956.63 | 1804.8334 | 2107.1486 | 1196.8001 | 86.84 | 102.47 | 19 | 11.1927 | 114.54 | 114.94 | 110.86 | 113.94 | 113.6 | 108.33
15 | 1 | 15 | 60400.5064 | 13162.7762 | 4352.6797 | 4494.151 | 3987.8763 | 1491.6085 | 1752.8264 | 1124.2983 | 89.85 | 107.12 | 23 | 13.5441 | 120.96 | 119.93 | 115.66 | 111.92 | 113.88 | 107.32
16 | 1 | 16 | 60678.1279 | 11973.6804 | 4381.4882 | 4532.7406 | 4004.7497 | 1545.3194 | 1641.3541 | 1060.217 | 80.8 | 90.22 | 12 | 4.4294 | 95.05 | 92.81 | 93.94 | 112.43 | 113.21 | 107.07
17 | 1 | 17 | 60254.8192 | 12683.0731 | 4333.4325 | 4463.5695 | 3903.76 | 1545.3194 | 1650.5354 | 1060.217 | 78.84 | 87.72 | 12 | 2.8989 | 90.68 | 89.4 | 91.35 | 113.2 | 114.83 | 108.87
18 | 1 | 18 | 60444.2723 | 13088.8513 | 4330.8293 | 4495.1688 | 3977.6424 | 1536.8617 | 1715.158 | 1203.1474 | 84.94 | 97.44 | 26 | 8.5809 | 106.12 | 104.01 | 104.14 | 111.21 | 113.24 | 107.41
19 | 1 | 19 | 60338.6996 | 11663.4996 | 4286.232 | 4462.3222 | 3903.7877 | 1463.8527 | 1641.3541 | 1048.7334 | 83.16 | 93.55 | 13 | 7.0999 | 99.01 | 97.64 | 98.9 | 109.95 | 109.19 | 106.17
20 | 1 | 20 | 60598.0607 | 12683.0731 | 4388.3777 | 4524.5639 | 3988.1325 | 1595.1729 | 1650.5354 | 1073.2358 | 79.96 | 89.12 | 12 | 3.8743 | 93.39 | 92.08 | 92.99 | 112.99 | 113.05 | 107.57
21 | 1 | 21 | 60717.9777 | 12683.0731 | 4398.3298 | 4566.3897 | 4014.8766 | 1595.1729 | 1650.5354 | 1105.5028 | 80.62 | 89.79 | 10 | 4.0423 | 92.92 | 92.95 | 94.19 | 111.64 | 111.72 | 107.3
22 | 1 | 22 | 60192.1475 | 12148.643 | 4310.9592 | 4419.1943 | 3953.5776 | 1536.8617 | 1453.7381 | 1101.5644 | 90.58 | 107.82 | 19 | 14.7868 | 117.32 | 113.81 | 114.33 | 105.19 | 105.72 | 104.07
23 | 1 | 23 | 60645.4598 | 12974.8003 | 4449.1508 | 4576.5848 | 3982.0359 | 1491.6085 | 1807.6367 | 1139.5664 | 77.64 | 85.84 | 9 | 2.1105 | 88.86 | 87.72 | 89.59 | 113.63 | 114.75 | 109.02
24 | 1 | 24 | 60434.7473 | 13140.4885 | 4303.6976 | 4471.2788 | 3887.7343 | 1617.0207 | 1777.018 | 1044.8261 | 85.43 | 99.94 | 18 | 9.6613 | 109.36 | 107.49 | 102.74 | 112.57 | 112.75 | 104.17
25 | 1 | 25 | 60482.09 | 11973.6804 | 4399.7865 | 4544.9209 | 4011.8296 | 1545.3194 | 1641.3541 | 1060.217 | 85.94 | 99.11 | 19 | 9.6957 | 110.06 | 104.6 | 106.08 | 111.73 | 113.26 | 107.73
26 | 1 | 26 | 60031.404 | 13140.4885 | 4301.4375 | 4428.6121 | 3949.4549 | 1617.0207 | 1777.018 | 1131.3195 | 81.37 | 93.11 | 16 | 6.113 | 100.68 | 100.61 | 96.64 | 115.13 | 114.66 | 106.29
27 | 1 | 27 | 60367.1615 | 13162.7762 | 4352.1541 | 4501.2837 | 4034.6262 | 1491.6085 | 1752.8264 | 1131.3195 | 90.35 | 108.88 | 27 | 14.6236 | 122.09 | 125.12 | 116.83 | 112.25 | 112.16 | 106.46
28 | 1 | 28 | 61371.5054 | 13162.7762 | 4495.0996 | 4671.1178 | 4074.7067 | 1491.6085 | 1752.8264 | 1203.1474 | 92.69 | 110.87 | 30 | 14.9348 | 123.12 | 126.7 | 120.85 | 109.82 | 110.75 | 106.7
29 | 1 | 29 | 60740.0264 | 12234.4604 | 4413.7283 | 4583.7224 | 3964.9357 | 1494.2127 | 1641.3541 | 1131.3195 | 81.58 | 91.86 | 17 | 5.496 | 97.17 | 95.64 | 96.98 | 111.82 | 111.74 | 107.58
30 | 1 | 30 | 60471.3512 | 14055.1819 | 4362.2845 | 4528.5055 | 3973.7191 | 1804.8334 | 2107.1486 | 1196.8001 | 77.85 | 86.32 | 15 | 2.2736 | 88.17 | 88.34 | 89.76 | 113.42 | 112.93 | 108.34
31 | 1 | 31 | 60987.5441 | 13088.8513 | 4418.6019 | 4622.4605 | 3989.3941 | 1536.8617 | 1715.158 | 1203.1474 | 83.4 | 96.25 | 12 | 7.0374 | 101.95 | 106.4 | 103.88 | 112.84 | 113.75 | 109.66
32 | 1 | 32 | 59724.8425 | 12086.921 | 4280.3377 | 4403.2312 | 3899.5471 | 1506.3361 | 1641.3541 | 1048.7334 | 79.17 | 88.87 | 15 | 4.3269 | 93.4 | 91.18 | 92.94 | 113.37 | 115.15 | 108.87
33 | 1 | 33 | 60223.0499 | 12808.1586 | 4314.3375 | 4482.7449 | 3936.358 | 1564.7666 | 1832.542 | 1157.7399 | 81.7 | 93.11 | 13 | 6.2405 | 98.51 | 101.18 | 99.05 | 112.99 | 113.9 | 108.53
34 | 1 | 34 | 60541.8714 | 12974.8003 | 4372.547 | 4532.657 | 3986.7127 | 1536.8617 | 1807.6367 | 1139.5664 | 83.31 | 94.65 | 14 | 7.5059 | 103.84 | 99.81 | 101.02 | 112.22 | 113.98 | 107.57
35 | 1 | 35 | 60241.5128 | 12808 | 4279.1558 | 4451.4085 | 3918.0348 | 1450.5756 | 1659.4449 | 1074.2279 | 85.01 | 98.36 | 17 | 9.6208 | 109.1 | 106.88 | 105.51 | 112.9 | 113.66 | 107.73
36 | 1 | 36 | 61163.356 | 12974.8003 | 4424.4343 | 4622.9266 | 4033.1741 | 1545.3194 | 1807.6367 | 1157.7399 | 87.69 | 100.96 | 21 | 10.2526 | 108.49 | 107.55 | 108.76 | 108.27 | 108.28 | 106.68
37 | 1 | 37 | 60463.6637 | 12974.8003 | 4302.5048 | 4515.0983 | 3948.2577 | 1491.6085 | 1807.6367 | 1139.5664 | 90.06 | 105.49 | 27 | 13.8368 | 119.28 | 114.91 | 113.26 | 109.96 | 109.58 | 105.28
38 | 1 | 38 | 60389.5958 | 13162.7762 | 4327.5206 | 4512.4346 | 3975.123 | 1506.3361 | 1752.8264 | 1124.2983 | 88.78 | 103.05 | 35 | 12.7474 | 110 | 112.56 | 110.66 | 105.11 | 102.64 | 103.05
39 | 1 | 39 | 60691.0235 | 13088.8513 | 4364.5635 | 4526.241 | 4000.7979 | 1545.3194 | 1807.6367 | 1203.1474 | 85.95 | 98.74 | 16 | 9.6816 | 106.27 | 103.85 | 106.63 | 108.28 | 109.11 | 107.1
40 | 1 | 40 | 61181.8609 | 12806.171 | 4394.1538 | 4620.4452 | 4066.0783 | 1491.6085 | 1659.4449 | 1131.3195 | 93.59 | 110.4 | 35 | 16.6093 | 122.73 | 119.26 | 119.25 | 104.97 | 105 | 104.24
41 | 1 | 41 | 61353.0144 | 14055.1819 | 4431.2282 | 4628.5922 | 4032.9392 | 1804.8334 | 2107.1486 | 1196.8001 | 83.81 | 94.89 | 17 | 6.407 | 100.47 | 99.08 | 99.69 | 110.97 | 111.58 | 106.75
42 | 1 | 42 | 60562.5171 | 12974.8003 | 4361.1355 | 4531.3253 | 3967.6616 | 1564.7666 | 1832.542 | 1139.5664 | 88.5 | 103.6 | 16 | 12.5565 | 115.23 | 115.69 | 110.22 | 111.55 | 109.02 | 104.92
43 | 1 | 43 | 60957.3845 | 12974.8003 | 4373.3725 | 4589.1479 | 4019.9091 | 1564.7666 | 1832.542 | 1153.7442 | 93.86 | 110.41 | 35 | 16.6925 | 117.64 | 119.98 | 120.67 | 100.5 | 97.63 | 103.03
44 | 1 | 44 | 59906.7266 | 13162.7762 | 4249.6779 | 4463.1959 | 3888.5965 | 1595.1729 | 1807.6367 | 1139.5664 | 94.42 | 117.29 | 21 | 19.781 | 132.93 | 142.86 | 129.95 | 109.43 | 109.54 | 105.68
45 | 1 | 45 | 61107.3341 | 13088.8513 | 4431.357 | 4628.9322 | 4024.6791 | 1545.3194 | 1715.158 | 1203.1474 | 86.63 | 99.78 | 21 | 9.4209 | 108.74 | 107.65 | 107.7 | 110.61 | 111.79 | 107.55
46 | 1 | 46 | 61079.664 | 13162.7762 | 4400.9668 | 4620.4472 | 4029.861 | 1543.3774 | 1752.8264 | 1129.2214 | 96.67 | 117.21 | 27 | 19.3693 | 131.24 | 136.84 | 129.57 | 105.98 | 106.22 | 104.78
47 | 1 | 47 | 61253.4971 | 13088.8513 | 4423.9298 | 4661.5809 | 4028.3262 | 1441.532 | 1807.6367 | 1203.1474 | 84.7 | 96.02 | 11 | 7.2546 | 100.94 | 102.3 | 101.89 | 110.04 | 111.3 | 107.37
48 | 1 | 48 | 61074.7612 | 13162.7762 | 4395.6618 | 4603.6094 | 4029.6922 | 1536.8617 | 1752.8264 | 1203.1474 | 104.76 | 131 | 37 | 27.5699 | 150.64 | 156.29 | 146.35 | 101.92 | 103.97 | 103.44
49 | 1 | 49 | 60711.4221 | 13088.8513 | 4406.8914 | 4618.3998 | 4004.2632 | 1536.8617 | 1807.6367 | 1211.9982 | 104.37 | 131.05 | 41 | 27.5214 | 151.19 | 158.64 | 147.07 | 104.11 | 101.53 | 102.83
50 | 1 | 50 | 60990.7644 | 14055.1819 | 4408.1777 | 4613.3804 | 4012.926 | 1689.1333 | 2085.325 | 1188.0181 | 107.19 | 134.91 | 36 | 29.3585 | 155.46 | 162.07 | 148.62 | 102.51 | 96.32 | 98.71
51 | 1 | 51 | 61177.9716 | 12808 | 4399.3296 | 4598.126 | 4009.17 | 1600.8722 | 1720.8928 | 1074.2279 | 94.24 | 113.14 | 25 | 17.03 | 122.07 | 119.86 | 118.82 | 102.17 | 106.24 | 102.81
52 | 2 | 1 | 60774.8092 | 11973.6804 | 4447.1436 | 4566.1869 | 4049.6435 | 1595.1729 | 1641.3541 | 1060.217 | 78.06 | 86.38 | 10 | 2.0165 | 89.33 | 87.96 | 89.83 | 113.92 | 114.56 | 108.63
53 | 2 | 2 | 59977.4698 | 11876.7119 | 4348.8709 | 4456.7781 | 3913.438 | 1511.9393 | 1641.3541 | 1048.7334 | 80.67 | 91.41 | 17 | 5.7385 | 98.48 | 95.79 | 96.38 | 113.48 | 115.37 | 108.61
54 | 2 | 3 | 60348.8711 | 14055.1819 | 4376.1479 | 4529.9949 | 3967.4149 | 1804.8334 | 2107.1486 | 1196.8001 | 102.25 | 126.74 | 34 | 26.4143 | 152.23 | 143.7 | 141.05 | 105.3 | 108.45 | 104.32
55 | 2 | 4 | 60958.4522 | 13088.8513 | 4347.7519 | 4551.5209 | 3971.2848 | 1506.3361 | 1715.158 | 1203.1474 | 88.4 | 101.89 | 19 | 11.1316 | 112.36 | 110.37 | 110.06 | 109.16 | 110.91 | 106.42
56 | 2 | 5 | 60163.9435 | 11938.6685 | 4346.9249 | 4464.1799 | 3947.2688 | 1536.8617 | 1641.3541 | 1101.5644 | 84.54 | 96.67 | 26 | 9.0083 | 106.64 | 102.04 | 102.45 | 111.37 | 113.27 | 106.73
57 | 2 | 6 | 60484.4448 | 11876.7119 | 4356.763 | 4525.3155 | 4003.3938 | 1536.8617 | 1518.3006 | 1101.5644 | 78.67 | 87.07 | 14 | 3.0077 | 90.65 | 88.7 | 90.41 | 113.3 | 113.55 | 107.66
58 | 2 | 7 | 61084.9921 | 12683.0731 | 4473.1203 | 4614.624 | 4006.1602 | 1595.1729 | 1650.5354 | 1131.3195 | 92.75 | 108.76 | 30 | 15.4274 | 125.13 | 116.38 | 118.14 | 108.45 | 111.16 | 105.85
59 | 2 | 8 | 60860.1478 | 12596.487 | 4404.375 | 4542.1355 | 4041.696 | 1564.7666 | 1832.542 | 1051.301 | 88.61 | 102.26 | 26 | 11.1158 | 113.21 | 107.5 | 108.99 | 108.9 | 111.57 | 105.88
60 | 2 | 9 | 61002.9564 | 12974.8003 | 4464.2799 | 4629.498 | 4063.4857 | 1564.7666 | 1832.542 | 1139.5664 | 89.03 | 103.7 | 20 | 12.6902 | 115.49 | 112.74 | 111.17 | 108.58 | 111.48 | 105.27
61 | 2 | 10 | 60463.7999 | 12683.0731 | 4352.0385 | 4507.229 | 3942.414 | 1545.3194 | 1650.5354 | 1060.217 | 79.1 | 88.16 | 7 | 3.1991 | 92.76 | 90.98 | 92.93 | 114.19 | 115.43 | 109.45
62 | 2 | 11 | 60708.3542 | 12683.0731 | 4359.6475 | 4546.9657 | 3979.7959 | 1536.8617 | 1650.5354 | 1112.503 | 93.25 | 109.94 | 26 | 16.6442 | 122.69 | 119.36 | 121.58 | 104.25 | 104.17 | 105.35
63 | 2 | 12 | 60773.9963 | 13162.7762 | 4434.8838 | 4580.8786 | 4016.6388 | 1511.9393 | 1752.8264 | 1203.1474 | 85.91 | 98.91 | 23 | 8.9471 | 108.05 | 106.24 | 105.63 | 111.51 | 113.2 | 107.44
64 | 2 | 13 | 60644.3531 | 13140.4885 | 4377.0303 | 4537.307 | 3997.8449 | 1617.0207 | 1832.542 | 1053.5206 | 83.38 | 94.7 | 22 | 7.0598 | 101.23 | 97.99 | 100.42 | 110.65 | 111.49 | 107.32
65 | 2 | 14 | 60456.6203 | 14055.1819 | 4356.0684 | 4502.9038 | 3956.63 | 1804.8334 | 2107.1486 | 1196.8001 | 87.59 | 103.87 | 27 | 11.8037 | 116.17 | 115.14 | 112.39 | 113 | 113.81 | 108.47
66 | 2 | 15 | 60400.5064 | 13162.7762 | 4352.6797 | 4494.151 | 3987.8763 | 1491.6085 | 1752.8264 | 1124.2983 | 90.92 | 108.15 | 27 | 14.6522 | 121.84 | 119.95 | 116.3 | 109.28 | 112.19 | 105.65
67 | 2 | 16 | 60678.1279 | 11973.6804 | 4381.4882 | 4532.7406 | 4004.7497 | 1545.3194 | 1641.3541 | 1060.217 | 81.96 | 92.1 | 18 | 5.5046 | 97.43 | 94.65 | 96.35 | 111.39 | 112.51 | 106.92
68 | 2 | 17 | 60254.8192 | 12683.0731 | 4333.4325 | 4463.5695 | 3903.76 | 1545.3194 | 1650.5354 | 1060.217 | 86 | 99.53 | 16 | 10.0013 | 107.8 | 102.77 | 105.24 | 108.87 | 112.12 | 107
69 | 2 | 18 | 60444.2723 | 13088.8513 | 4330.8293 | 4495.1688 | 3977.6424 | 1536.8617 | 1715.158 | 1203.1474 | 99.75 | 121.78 | 40 | 23.3858 | 145.1 | 137.69 | 135.24 | 105.36 | 110.57 | 104.77
70 | 2 | 19 | 60338.6996 | 11663.4996 | 4286.232 | 4462.3222 | 3903.7877 | 1463.8527 | 1641.3541 | 1048.7334 | 88.17 | 101.64 | 23 | 11.9627 | 113.49 | 107.27 | 109.07 | 108.95 | 109.01 | 105.46
71 | 2 | 20 | 60598.0607 | 12683.0731 | 4388.3777 | 4524.5639 | 3988.1325 | 1595.1729 | 1650.5354 | 1073.2358 | 81.56 | 92.09 | 18 | 5.5198 | 99.05 | 96.27 | 97.19 | 113.43 | 114.14 | 108.11
72 | 2 | 21 | 60717.9777 | 12683.0731 | 4398.3298 | 4566.3897 | 4014.8766 | 1595.1729 | 1650.5354 | 1105.5028 | 84.52 | 95.89 | 14 | 7.9334 | 104.35 | 100.52 | 102.37 | 110.56 | 112.83 | 107.03
73 | 2 | 22 | 60192.1475 | 12148.643 | 4310.9592 | 4419.1943 | 3953.5776 | 1536.8617 | 1453.7381 | 1101.5644 | 84.03 | 96.29 | 15 | 8.3559 | 101.55 | 101.56 | 101.67 | 109.17 | 110.88 | 106.92
74 | 2 | 23 | 60645.4598 | 12974.8003 | 4449.1508 | 4576.5848 | 3982.0359 | 1491.6085 | 1807.6367 | 1139.5664 | 82.83 | 93.85 | 14 | 7.0915 | 101.32 | 97.54 | 99.16 | 111.29 | 113.3 | 107.58
75 | 2 | 24 | 60434.7473 | 13140.4885 | 4303.6976 | 4471.2788 | 3887.7343 | 1617.0207 | 1777.018 | 1044.8261 | 87.76 | 103.95 | 23 | 11.7337 | 118.5 | 116.28 | 107.36 | 115.47 | 114.27 | 103.28
76 | 2 | 25 | 60482.09 | 11973.6804 | 4399.7865 | 4544.9209 | 4011.8296 | 1545.3194 | 1641.3541 | 1060.217 | 92.88 | 110.26 | 26 | 16.3884 | 126.82 | 118.04 | 119.6 | 107.82 | 110.67 | 105.63
77 | 2 | 26 | 60031.404 | 13140.4885 | 4301.4375 | 4428.6121 | 3949.4549 | 1617.0207 | 1777.018 | 1131.3195 | 82.6 | 94.56 | 19 | 7.1926 | 103.05 | 100.89 | 99.32 | 113.33 | 114.69 | 106.73
78 | 2 | 27 | 60367.1615 | 13162.7762 | 4352.1541 | 4501.2837 | 4034.6262 | 1491.6085 | 1752.8264 | 1131.3195 | 94.21 | 114.05 | 31 | 18.5514 | 129.51 | 128.88 | 121.85 | 107.84 | 108.09 | 103.39
79 | 2 | 28 | 61371.5054 | 13162.7762 | 4495.0996 | 4671.1178 | 4074.7067 | 1491.6085 | 1752.8264 | 1203.1474 | 99.29 | 121.3 | 38 | 21.369 | 138.92 | 139.82 | 134.91 | 106.32 | 109.02 | 106.13
80 | 2 | 29 | 60740.0264 | 12234.4604 | 4413.7283 | 4583.7224 | 3964.9357 | 1494.2127 | 1641.3541 | 1131.3195 | 82.78 | 93.48 | 15 | 6.7395 | 100.63 | 97.04 | 99.25 | 111.12 | 112.92 | 107.73
81 | 2 | 30 | 60471.3512 | 14055.1819 | 4362.2845 | 4528.5055 | 3973.7191 | 1804.8334 | 2107.1486 | 1196.8001 | 89.3 | 104.85 | 33 | 13.602 | 117.22 | 114.3 | 112.61 | 109.02 | 109.59 | 105.32
82 | 2 | 31 | 60987.5441 | 13088.8513 | 4418.6019 | 4622.4605 | 3989.3941 | 1536.8617 | 1715.158 | 1203.1474 | 84.53 | 97.11 | 13 | 8.3329 | 103.18 | 103.27 | 103.43 | 109.83 | 112.05 | 107.75
83 | 2 | 32 | 59724.8425 | 12086.921 | 4280.3377 | 4403.2312 | 3899.5471 | 1506.3361 | 1641.3541 | 1048.7334 | 85.01 | 97.94 | 11 | 10.3825 | 109.3 | 103.6 | 104.31 | 110.88 | 114.07 | 106.92
84 | 2 | 33 | 60223.0499 | 12808.1586 | 4314.3375 | 4482.7449 | 3936.358 | 1564.7666 | 1832.542 | 1157.7399 | 88.86 | 104.69 | 22 | 13.2146 | 116.85 | 115.82 | 114.01 | 109.46 | 112.1 | 107.16
85 | 2 | 34 | 60541.8714 | 12974.8003 | 4372.547 | 4532.657 | 3986.7127 | 1536.8617 | 1807.6367 | 1139.5664 | 82.14 | 92.58 | 12 | 6.1528 | 99.36 | 96.75 | 98.18 | 111.82 | 113.38 | 107.62
86 | 2 | 35 | 60241.5128 | 12808 | 4279.1558 | 4451.4085 | 3918.0348 | 1450.5756 | 1659.4449 | 1074.2279 | 79.41 | 89.66 | 8 | 4.2228 | 94.77 | 95.15 | 93.84 | 115.64 | 115.46 | 109.1
87 | 2 | 36 | 61163.356 | 12974.8003 | 4424.4343 | 4622.9266 | 4033.1741 | 1545.3194 | 1807.6367 | 1157.7399 | 91.78 | 107.16 | 24 | 14.3238 | 118.07 | 113.8 | 114.4 | 105.21 | 109.18 | 104.49
88 | 2 | 37 | 60463.6637 | 12974.8003 | 4302.5048 | 4515.0983 | 3948.2577 | 1491.6085 | 1807.6367 | 1139.5664 | 90.85 | 108.11 | 25 | 14.6903 | 117.6 | 112.73 | 112.28 | 105.08 | 109.29 | 103.45
89 | 2 | 38 | 60389.5958 | 13162.7762 | 4327.5206 | 4512.4346 | 3975.123 | 1506.3361 | 1752.8264 | 1124.2983 | 89.34 | 104.32 | 30 | 13.5559 | 112.41 | 115.29 | 112.4 | 105.38 | 103.71 | 103.27
90 | 2 | 39 | 60691.0235 | 13088.8513 | 4364.5635 | 4526.241 | 4000.7979 | 1545.3194 | 1807.6367 | 1203.1474 | 81.13 | 91.57 | 12 | 4.9472 | 95.69 | 96.35 | 97.46 | 112.22 | 112.78 | 108.8
91 | 2 | 40 | 61181.8609 | 12806.171 | 4394.1538 | 4620.4452 | 4066.0783 | 1491.6085 | 1659.4449 | 1131.3195 | 85.01 | 96.73 | 29 | 8.1623 | 103.36 | 102.51 | 103.39 | 110.2 | 110.63 | 107.49
92 | 2 | 41 | 61353.0144 | 14055.1819 | 4431.2282 | 4628.5922 | 4032.9392 | 1804.8334 | 2107.1486 | 1196.8001 | 88.76 | 105.04 | 18 | 11.5309 | 116.32 | 118.07 | 112.84 | 112.86 | 113.57 | 107.49
93 | 2 | 42 | 60562.5171 | 12974.8003 | 4361.1355 | 4531.3253 | 3967.6616 | 1564.7666 | 1832.542 | 1139.5664 | 86.07 | 100.37 | 19 | 10.0378 | 110.87 | 109.99 | 106.48 | 113.39 | 113.6 | 107.34
94 | 2 | 43 | 60957.3845 | 12974.8003 | 4373.3725 | 4589.1479 | 4019.9091 | 1564.7666 | 1832.542 | 1153.7442 | 100.58 | 121.51 | 43 | 23.3086 | 138.9 | 134.42 | 134.28 | 100.24 | 101.16 | 102.18
95 | 2 | 44 | 59906.7266 | 13162.7762 | 4249.6779 | 4463.1959 | 3888.5965 | 1595.1729 | 1807.6367 | 1139.5664 | 87.61 | 104.95 | 20 | 13.0757 | 115.57 | 121.34 | 114.02 | 111.5 | 111.88 | 107.2
96 | 2 | 45 | 61107.3341 | 13088.8513 | 4431.357 | 4628.9322 | 4024.6791 | 1545.3194 | 1715.158 | 1203.1474 | 91.11 | 107.71 | 24 | 13.9408 | 118.78 | 117.82 | 114.94 | 108.24 | 110.09 | 105.16
97 | 2 | 46 | 61079.664 | 13162.7762 | 4400.9668 | 4620.4472 | 4029.861 | 1543.3774 | 1752.8264 | 1129.2214 | 92.41 | 110.92 | 26 | 14.9894 | 123.05 | 129.52 | 120.82 | 110.54 | 110.66 | 106.24
98 | 2 | 47 | 61253.4971 | 13088.8513 | 4423.9298 | 4661.5809 | 4028.3262 | 1441.532 | 1807.6367 | 1203.1474 | 90.85 | 106.78 | 22 | 13.2396 | 119.05 | 119.89 | 115.09 | 110.29 | 112.9 | 106.28
99 | 2 | 48 | 61074.7612 | 13162.7762 | 4395.6618 | 4603.6094 | 4029.6922 | 1536.8617 | 1752.8264 | 1203.1474 | 108.26 | 135.82 | 52 | 30.7927 | 161.9 | 160.13 | 151.74 | 102.32 | 105.51 | 102.8
100 | 2 | 49 | 60711.4221 | 13088.8513 | 4406.8914 | 4618.3998 | 4004.2632 | 1536.8617 | 1807.6367 | 1211.9982 | 92.9 | 112.12 | 26 | 16.4473 | 125.75 | 129.93 | 123.05 | 110.1 | 109.47 | 106.55
101 | 2 | 50 | 60990.7644 | 14055.1819 | 4408.1777 | 4613.3804 | 4012.926 | 1689.1333 | 2085.325 | 1188.0181 | 103.88 | 130.25 | 42 | 26.0206 | 151.2 | 157.92 | 142.8 | 107.22 | 103.48 | 100.93
102 | 2 | 51 | 61177.9716 | 12808 | 4399.3296 | 4598.126 | 4009.17 | 1600.8722 | 1720.8928 | 1074.2279 | 91.16 | 107.72 | 24 | 14.2497 | 117.96 | 119.24 | 115.66 | 107.92 | 106.38 | 104.88
103 | 3 | 1 | 60774.8092 | 11973.6804 | 4447.1436 | 4566.1869 | 4049.6435 | 1595.1729 | 1641.3541 | 1060.217 | 80.06 | 89.58 | 13 | 3.9976 | 93.35 | 91.21 | 93.65 | 111.99 | 112.88 | 107.85
104 | 3 | 2 | 59977.4698 | 11876.7119 | 4348.8709 | 4456.7781 | 3913.438 | 1511.9393 | 1641.3541 | 1048.7334 | 84.59 | 97.6 | 21 | 9.7282 | 108.6 | 103.14 | 104.7 | 111.38 | 114.07 | 107.96
105 | 3 | 3 | 60348.8711 | 14055.1819 | 4376.1479 | 4529.9949 | 3967.4149 | 1804.8334 | 2107.1486 | 1196.8001 | 98.73 | 122.01 | 32 | 23.0562 | 139.93 | 139.4 | 135.93 | 104.51 | 104.97 | 105.13
106 | 3 | 4 | 60958.4522 | 13088.8513 | 4347.7519 | 4551.5209 | 3971.2848 | 1506.3361 | 1715.158 | 1203.1474 | 87.47 | 100.61 | 18 | 10.4023 | 109.36 | 107.68 | 107.82 | 108.6 | 110.08 | 106.04
107 | 3 | 5 | 60163.9435 | 11938.6685 | 4346.9249 | 4464.1799 | 3947.2688 | 1536.8617 | 1641.3541 | 1101.5644 | 87.01 | 100.87 | 19 | 11.7859 | 114.34 | 107.65 | 108.84 | 110.59 | 113.61 | 107.14
108 | 3 | 6 | 60484.4448 | 11876.7119 | 4356.763 | 4525.3155 | 4003.3938 | 1536.8617 | 1518.3006 | 1101.5644 | 83.49 | 94.71 | 14 | 7.8197 | 103.93 | 98.88 | 100.68 | 111.63 | 113.02 | 106.98
109 | 3 | 7 | 61084.9921 | 12683.0731 | 4473.1203 | 4614.624 | 4006.1602 | 1595.1729 | 1650.5354 | 1131.3195 | 87.8 | 100.89 | 26 | 10.6226 | 110.54 | 104.51 | 107.15 | 108.21 | 110.71 | 105.91
110 | 3 | 8 | 60860.1478 | 12596.487 | 4404.375 | 4542.1355 | 4041.696 | 1564.7666 | 1832.542 | 1051.301 | 81.62 | 91.58 | 22 | 4.3555 | 95.9 | 93.43 | 95.46 | 112.13 | 113.55 | 107.66
111 | 3 | 9 | 61002.9564 | 12974.8003 | 4464.2799 | 4629.498 | 4063.4857 | 1564.7666 | 1832.542 | 1139.5664 | 89.25 | 104.25 | 22 | 12.8084 | 116.3 | 113.02 | 112.94 | 108.96 | 109.85 | 106.06
112 | 3 | 10 | 60463.7999 | 12683.0731 | 4352.0385 | 4507.229 | 3942.414 | 1545.3194 | 1650.5354 | 1060.217 | 81.07 | 91.38 | 14 | 5.141 | 96.88 | 94.44 | 96.64 | 112.54 | 114.19 | 108.8
113 | 3 | 11 | 60708.3542 | 12683.0731 | 4359.6475 | 4546.9657 | 3979.7959 | 1536.8617 | 1650.5354 | 1112.503 | 91.34 | 106.67 | 33 | 14.8008 | 116.59 | 113.29 | 116.25 | 103.81 | 105.12 | 105.44
114 | 3 | 12 | 60773.9963 | 13162.7762 | 4434.8838 | 4580.8786 | 4016.6388 | 1511.9393 | 1752.8264 | 1203.1474 | 90.95 | 108.03 | 26 | 14.0903 | 120.14 | 121.58 | 117.63 | 109.68 | 111.71 | 107.2
115 | 3 | 13 | 60644.3531 | 13140.4885 | 4377.0303 | 4537.307 | 3997.8449 | 1617.0207 | 1832.542 | 1053.5206 | 85.11 | 97.03 | 24 | 8.7915 | 104.54 | 101.64 | 103.29 | 109.03 | 109.82 | 106.06
116 | 3 | 14 | 60456.6203 | 14055.1819 | 4356.0684 | 4502.9038 | 3956.63 | 1804.8334 | 2107.1486 | 1196.8001 | 85.61 | 101.49 | 18 | 10.1259 | 113.24 | 114.67 | 109.39 | 115.86 | 116 | 109.28
117 | 3 | 15 | 60400.5064 | 13162.7762 | 4352.6797 | 4494.151 | 3987.8763 | 1491.6085 | 1752.8264 | 1124.2983 | 93.27 | 113.04 | 21 | 17.2163 | 124.37 | 124.15 | 120.66 | 104.59 | 108.83 | 104.05
118 | 3 | 16 | 60678.1279 | 11973.6804 | 4381.4882 | 4532.7406 | 4004.7497 | 1545.3194 | 1641.3541 | 1060.217 | 80.95 | 89.95 | 17 | 4.5653 | 93.69 | 92.05 | 93.88 | 110.9 | 110.34 | 106.2
119 | 3 | 17 | 60254.8192 | 12683.0731 | 4333.4325 | 4463.5695 | 3903.76 | 1545.3194 | 1650.5354 | 1060.217 | 80.65 | 90.78 | 16 | 4.8975 | 95.31 | 92.98 | 94.99 | 111.96 | 114.01 | 108.2
120 | 3 | 18 | 60444.2723 | 13088.8513 | 4330.8293 | 4495.1688 | 3977.6424 | 1536.8617 | 1715.158 | 1203.1474 | 88.12 | 103.13 | 28 | 12.0615 | 114.57 | 112.54 | 111.34 | 109.72 | 112.37 | 106.78
121 | 3 | 19 | 60338.6996 | 11663.4996 | 4286.232 | 4462.3222 | 3903.7877 | 1463.8527 | 1641.3541 | 1048.7334 | 78.24 | 86.1 | 13 | 2.3023 | 88.48 | 87.52 | 89.64 | 113.38 | 113.63 | 108.42
122 | 3 | 20 | 60598.0607 | 12683.0731 | 4388.3777 | 4524.5639 | 3988.1325 | 1595.1729 | 1650.5354 | 1073.2358 | 80.58 | 90.2 | 12 | 4.5159 | 95.8 | 93.09 | 94.31 | 113.11 | 113.87 | 107.65
123 | 3 | 21 | 60717.9777 | 12683.0731 | 4398.3298 | 4566.3897 | 4014.8766 | 1595.1729 | 1650.5354 | 1105.5028 | 84.5 | 96.13 | 16 | 7.8776 | 104.96 | 101.28 | 102.85 | 111.37 | 112.6 | 107.22
124 | 3 | 22 | 60192.1475 | 12148.643 | 4310.9592 | 4419.1943 | 3953.5776 | 1536.8617 | 1453.7381 | 1101.5644 | 86.3 | 100.8 | 24 | 10.5173 | 109.43 | 104.7 | 106.58 | 109.33 | 111.65 | 107.03
125 | 3 | 23 | 60645.4598 | 12974.8003 | 4449.1508 | 4576.5848 | 3982.0359 | 1491.6085 | 1807.6367 | 1139.5664 | 83.89 | 95.94 | 10 | 8.2542 | 103.92 | 101.31 | 102.19 | 111.02 | 111.71 | 107.38
126 | 3 | 24 | 60434.7473 | 13140.4885 | 4303.6976 | 4471.2788 | 3887.7343 | 1617.0207 | 1777.018 | 1044.8261 | 86.11 | 101.08 | 23 | 10.2813 | 112.76 | 111.84 | 103.58 | 114.35 | 113.06 | 102.82
127 | 3 | 25 | 60482.09 | 11973.6804 | 4399.7865 | 4544.9209 | 4011.8296 | 1545.3194 | 1641.3541 | 1060.217 | 89.51 | 104.56 | 29 | 13.2161 | 117.48 | 111.2 | 112.9 | 108.56 | 109.83 | 105.9
128 | 3 | 26 | 60031.404 | 13140.4885 | 4301.4375 | 4428.6121 | 3949.4549 | 1617.0207 | 1777.018 | 1131.3195 | 79.52 | 89.53 | 19 | 4.2088 | 95.06 | 93.94 | 93.09 | 114.66 | 115.47 | 107.67
129 | 3 | 27 | 60367.1615 | 13162.7762 | 4352.1541 | 4501.2837 | 4034.6262 | 1491.6085 | 1752.8264 | 1131.3195 | 98.42 | 122.95 | 28 | 22.7276 | 143.79 | 148.49 | 134.39 | 110.6 | 111.04 | 104.94
130 | 3 | 28 | 61371.5054 | 13162.7762 | 4495.0996 | 4671.1178 | 4074.7067 | 1491.6085 | 1752.8264 | 1203.1474 | 94.62 | 113.5 | 38 | 16.7814 | 128.01 | 128.67 | 124.66 | 109.01 | 110.21 | 106.94
131 | 3 | 29 | 60740.0264 | 12234.4604 | 4413.7283 | 4583.7224 | 3964.9357 | 1494.2127 | 1641.3541 | 1131.3195 | 85.76 | 98.48 | 23 | 9.6 | 107.62 | 103.46 | 105.76 | 109.56 | 110.49 | 106.83
132 | 3 | 30 | 60471.3512 | 14055.1819 | 4362.2845 | 4528.5055 | 3973.7191 | 1804.8334 | 2107.1486 | 1196.8001 | 91.9 | 109.12 | 30 | 16.1465 | 124.34 | 120.94 | 117.69 | 108.51 | 110.94 | 105.05
133 | 3 | 31 | 60987.5441 | 13088.8513 | 4418.6019 | 4622.4605 | 3989.3941 | 1536.8617 | 1715.158 | 1203.1474 | 87.49 | 103.01 | 17 | 11.3135 | 110.79 | 116.49 | 112.64 | 110.22 | 110.37 | 108.47
134 | 3 | 32 | 59724.8425 | 12086.921 | 4280.3377 | 4403.2312 | 3899.5471 | 1506.3361 | 1641.3541 | 1048.7334 | 83.92 | 96.89 | 21 | 9.0684 | 107.12 | 103.34 | 103.87 | 112.5 | 114.12 | 108.15
135 | 3 | 33 | 60223.0499 | 12808.1586 | 4314.3375 | 4482.7449 | 3936.358 | 1564.7666 | 1832.542 | 1157.7399 | 84.7 | 97.51 | 20 | 9.0834 | 105.65 | 105.03 | 104.99 | 110.75 | 111.74 | 107.7
136 | 3 | 34 | 60541.8714 | 12974.8003 | 4372.547 | 4532.657 | 3986.7127 | 1536.8617 | 1807.6367 | 1139.5664 | 84.32 | 96.27 | 15 | 8.6456 | 105.78 | 101.6 | 102.93 | 111.13 | 113.42 | 107.45
137 | 3 | 35 | 60241.5128 | 12808 | 4279.1558 | 4451.4085 | 3918.0348 | 1450.5756 | 1659.4449 | 1074.2279 | 84.87 | 99.18 | 12 | 9.6859 | 109.47 | 110.64 | 104.87 | 114.98 | 113.56 | 107.29
138 | 3 | 36 | 61163.356 | 12974.8003 | 4424.4343 | 4622.9266 | 4033.1741 | 1545.3194 | 1807.6367 | 1157.7399 | 92.23 | 108.94 | 22 | 14.9821 | 118.52 | 117.39 | 116.98 | 104.7 | 107.27 | 104.81
139 | 3 | 37 | 60463.6637 | 12974.8003 | 4302.5048 | 4515.0983 | 3948.2577 | 1491.6085 | 1807.6367 | 1139.5664 | 96.92 | 117.4 | 31 | 20.6437 | 138.65 | 134.43 | 128.48 | 109.1 | 110.59 | 104.67
140 | 3 | 38 | 60389.5958 | 13162.7762 | 4327.5206 | 4512.4346 | 3975.123 | 1506.3361 | 1752.8264 | 1124.2983 | 84.93 | 98.1 | 24 | 9.3228 | 104.67 | 107.78 | 104.88 | 110 | 109.54 | 106.13
141 | 3 | 39 | 60691.0235 | 13088.8513 | 4364.5635 | 4526.241 | 4000.7979 | 1545.3194 | 1807.6367 | 1203.1474 | 85.19 | 98.01 | 15 | 9.0025 | 103.92 | 101.79 | 104.53 | 108.16 | 109.47 | 107.05
142 | 3 | 40 | 61181.8609 | 12806.171 | 4394.1538 | 4620.4452 | 4066.0783 | 1491.6085 | 1659.4449 | 1131.3195 | 87.11 | 100.34 | 23 | 10.3366 | 106.17 | 108.22 | 108.08 | 108.12 | 106.48 | 106.95
143 | 3 | 41 | 61353.0144 | 14055.1819 | 4431.2282 | 4628.5922 | 4032.9392 | 1804.8334 | 2107.1486 | 1196.8001 | 86.21 | 99.88 | 18 | 8.9191 | 109.02 | 108.93 | 106.77 | 112.45 | 113.29 | 107.59
144 | 3 | 42 | 60562.5171 | 12974.8003 | 4361.1355 | 4531.3253 | 3967.6616 | 1564.7666 | 1832.542 | 1139.5664 | 82.24 | 93.76 | 16 | 6.5066 | 100.43 | 100.02 | 99.11 | 113.48 | 113.05 | 108.15
145 | 3 | 43 | 60957.3845 | 12974.8003 | 4373.3725 | 4589.1479 | 4019.9091 | 1564.7666 | 1832.542 | 1153.7442 | 92.48 | 107.9 | 37 | 15.408 | 116.96 | 114.41 | 116.98 | 102.11 | 100.9 | 103.06
146 | 3 | 44 | 59906.7266 | 13162.7762 | 4249.6779 | 4463.1959 | 3888.5965 | 1595.1729 | 1807.6367 | 1139.5664 | 86.74 | 103.37 | 21 | 12.3681 | 114.44 | 118.64 | 112.07 | 112.28 | 113.72 | 107.75
147 | 3 | 45 | 61107.3341 | 13088.8513 | 4431.357 | 4628.9322 | 4024.6791 | 1545.3194 | 1715.158 | 1203.1474 | 89.77 | 105.5 | 20 | 12.8342 | 113.81 | 114.54 | 112.9 | 106.84 | 107.82 | 105.08
148 | 3 | 46 | 61079.664 | 13162.7762 | 4400.9668 | 4620.4472 | 4029.861 | 1543.3774 | 1752.8264 | 1129.2214 | 99.89 | 123.69 | 27 | 22.4821 | 141.26 | 149.55 | 137.89 | 107.49 | 106.84 | 104.94
149 | 3 | 47 | 61253.4971 | 13088.8513 | 4423.9298 | 4661.5809 | 4028.3262 | 1441.532 | 1807.6367 | 1203.1474 | 84.21 | 94.85 | 19 | 6.5432 | 102.09 | 99.21 | 99.9 | 111.89 | 113.29 | 107.17
150 | 3 | 48 | 61074.7612 | 13162.7762 | 4395.6618 | 4603.6094 | 4029.6922 | 1536.8617 | 1752.8264 | 1203.1474 | 97.38 | 119.73 | 42 | 20.3299 | 136.14 | 142.82 | 133.27 | 108.15 | 110.17 | 106.71
151 | 3 | 49 | 60711.4221 | 13088.8513 | 4406.8914 | 4618.3998 | 4004.2632 | 1536.8617 | 1807.6367 | 1211.9982 | 98.01 | 120.02 | 35 | 21.4845 | 136.78 | 139.45 | 133.32 | 106.51 | 104.49 | 104.76
152 | 3 | 50 | 60990.7644 | 14055.1819 | 4408.1777 | 4613.3804 | 4012.926 | 1689.1333 | 2085.325 | 1188.0181 | 98.06 | 121.04 | 31 | 20.4938 | 138.68 | 144.26 | 131.26 | 110.47 | 107.38 | 102.91
153 | 3 | 51 | 61177.9716 | 12808 | 4399.3296 | 4598.126 | 4009.17 | 1600.8722 | 1720.8928 | 1074.2279 | 90.66 | 107.76 | 20 | 13.8082 | 114.96 | 116.5 | 111.95 | 106.05 | 107.15 | 103.01
154 | 4 | 1 | 60774.8092 | 11973.6804 | 4447.1436 | 4566.1869 | 4049.6435 | 1595.1729 | 1641.3541 | 1060.217 | 84.08 | 95.55 | 15 | 7.5672 | 101.71 | 98.92 | 101.48 | 109.43 | 110.78 | 106.96
155 | 4 | 2 | 59977.4698 | 11876.7119 | 4348.8709 | 4456.7781 | 3913.438 | 1511.9393 | 1641.3541 | 1048.7334 | 79.7 | 89.49 | 13 | 4.4008 | 94.74 | 92.84 | 94.5 | 113.45 | 114.32 | 109.04
156 | 4 | 3 | 60348.8711 | 14055.1819 | 4376.1479 | 4529.9949 | 3967.4149 | 1804.8334 | 2107.1486 | 1196.8001 | 84.16 | 97.86 | 23 | 8.2108 | 106.41 | 107.89 | 105.09 | 114.18 | 114.03 | 108.92
157 | 4 | 4 | 60958.4522 | 13088.8513 | 4347.7519 | 4551.5209 | 3971.2848 | 1506.3361 | 1715.158 | 1203.1474 | 89.43 | 101.94 | 25 | 11.7577 | 112.14 | 107.67 | 109.76 | 106.16 | 107 | 104.09
158 | 4 | 5 | 60163.9435 | 11938.6685 | 4346.9249 | 4464.1799 | 3947.2688 | 1536.8617 | 1641.3541 | 1101.5644 | 94.24 | 111.48 | 24 | 18.5497 | 130.88 | 121.1 | 122.05 | 106.25 | 110.85 | 104.75
159 | 4 | 6 | 60484.4448 | 11876.7119 | 4356.763 | 4525.3155 | 4003.3938 | 1536.8617 | 1518.3006 | 1101.5644 | 78.39 | 86.49 | 14 | 2.338 | 89.55 | 88.34 | 89.71 | 113.76 | 113.87 | 107.77
160 | 4 | 7 | 61084.9921 | 12683.0731 | 4473.1203 | 4614.624 | 4006.1602 | 1595.1729 | 1650.5354 | 1131.3195 | 83.65 | 93.78 | 14 | 6.1758 | 99.63 | 97.1 | 98.74 | 110.17 | 111.58 | 106.49
161 | 4 | 8 | 60860.1478 | 12596.487 | 4404.375 | 4542.1355 | 4041.696 | 1564.7666 | 1832.542 | 1051.301 | 91.63 | 107.53 | 22 | 14.0888 | 120.6 | 116.21 | 114.59 | 108.62 | 106.94 | 103.43
162 | 4 | 9 | 61002.9564 | 12974.8003 | 4464.2799 | 4629.498 | 4063.4857 | 1564.7666 | 1832.542 | 1139.5664 | 83.54 | 94.25 | 17 | 6.9387 | 101.55 | 98.32 | 99.87 | 110.77 | 112.39 | 106.85
163 | 4 | 10 | 60463.7999 | 12683.0731 | 4352.0385 | 4507.229 | 3942.414 | 1545.3194 | 1650.5354 | 1060.217 | 79.85 | 89.25 | 9 | 3.6664 | 92.34 | 92.88 | 93.69 | 112.99 | 112.18 | 108.17
164 | 4 | 11 | 60708.3542 | 12683.0731 | 4359.6475 | 4546.9657 | 3979.7959 | 1536.8617 | 1650.5354 | 1112.503 | 94.95 | 111.96 | 37 | 18.1211 | 124.47 | 120.32 | 122.81 | 101.74 | 102.75 | 104.01
165 | 4 | 12 | 60773.9963 | 13162.7762 | 4434.8838 | 4580.8786 | 4016.6388 | 1511.9393 | 1752.8264 | 1203.1474 | 96.38 | 116.82 | 35 | 19.0664 | 133.35 | 133.66 | 127.56 | 107.97 | 110.41 | 105.31
166 | 4 | 13 | 60644.3531 | 13140.4885 | 4377.0303 | 4537.307 | 3997.8449 | 1617.0207 | 1832.542 | 1053.5206 | 83.31 | 93.88 | 23 | 6.2603 | 99.28 | 97.63 | 99.58 | 110.74 | 110.86 | 107.34
167 | 4 | 14 | 60456.6203 | 14055.1819 | 4356.0684 | 4502.9038 | 3956.63 | 1804.8334 | 2107.1486 | 1196.8001 | 93.8 | 115.76 | 23 | 18.0505 | 135.58 | 137.03 | 127.67 | 114.95 | 114.11 | 108.06
168 | 4 | 15 | 60400.5064 | 13162.7762 | 4352.6797 | 4494.151 | 3987.8763 | 1491.6085 | 1752.8264 | 1124.2983 | 87.11 | 101.91 | 16 | 10.5089 | 110.76 | 113.54 | 108.95 | 110.68 | 111.94 | 106.19
169 | 4 | 16 | 60678.1279 | 11973.6804 | 4381.4882 | 4532.7406 | 4004.7497 | 1545.3194 | 1641.3541 | 1060.217 | 84.29 | 95.39 | 16 | 7.4103 | 102.07 | 98.4 | 100.64 | 109.64 | 111.2 | 106.21
170 | 4 | 17 | 60254.8192 | 12683.0731 | 4333.4325 | 4463.5695 | 3903.76 | 1545.3194 | 1650.5354 | 1060.217 | 82.35 | 93.29 | 13 | 6.1573 | 100.56 | 97.1 | 98.91 | 112.82 | 114.7 | 108.66
171 | 4 | 18 | 60444.2723 | 13088.8513 | 4330.8293 | 4495.1688 | 3977.6424 | 1536.8617 | 1715.158 | 1203.1474 | 92.38 | 110.22 | 26 | 15.9613 | 126.89 | 124.21 | 121.39 | 110.02 | 112.53 | 107.06
172 | 4 | 19 | 60338.6996 | 11663.4996 | 4286.232 | 4462.3222 | 3903.7877 | 1463.8527 | 1641.3541 | 1048.7334 | 81.9 | 91.33 | 13 | 5.5812 | 96.2 | 94.03 | 96.43 | 110.7 | 111 | 106.96
173 | 4 | 20 | 60598.0607 | 12683.0731 | 4388.3777 | 4524.5639 | 3988.1325 | 1595.1729 | 1650.5354 | 1073.2358 | 82.98 | 94.21 | 17 | 6.548 | 101.85 | 98.62 | 100.17 | 112.48 | 113.42 | 107.98
174 | 4 | 21 | 60717.9777 | 12683.0731 | 4398.3298 | 4566.3897 | 4014.8766 | 1595.1729 | 1650.5354 | 1105.5028 | 78.74 | 86.81 | 14 | 2.0519 | 89.24 | 88.69 | 90.2 | 113.41 | 113.56 | 107.93
175 | 4 | 22 | 60192.1475 | 12148.643 | 4310.9592 | 4419.1943 | 3953.5776 | 1536.8617 | 1453.7381 | 1101.5644 | 84.67 | 97.58 | 16 | 8.7005 | 105.13 | 101.18 | 103.08 | 109.99 | 112.34 | 107.04
176 | 4 | 23 | 60645.4598 | 12974.8003 | 4449.1508 | 4576.5848 | 3982.0359 | 1491.6085 | 1807.6367 | 1139.5664 | 79.03 | 87.57 | 15 | 2.8423 | 91.04 | 89.65 | 91.8 | 112.95 | 113.56 | 108.62
177 | 4 | 24 | 60434.7473 | 13140.4885 | 4303.6976 | 4471.2788 | 3887.7343 | 1617.0207 | 1777.018 | 1044.8261 | 87.05 | 103.4 | 13 | 11.1094 | 118.36 | 119.3 | 104.07 | 118.04 | 114.32 | 100.25
178 | 4 | 25 | 60482.09 | 11973.6804 | 4399.7865 | 4544.9209 | 4011.8296 | 1545.3194 | 1641.3541 | 1060.217 | 83.89 | 94.96 | 12 | 7.5013 | 103.87 | 99.08 | 101.04 | 111.68 | 113.19 | 107.38
179 | 4 | 26 | 60031.404 | 13140.4885 | 4301.4375 | 4428.6121 | 3949.4549 | 1617.0207 | 1777.018 | 1131.3195 | 85.4 | 97.95 | 16 | 9.8214 | 108.35 | 104.21 | 105.02 | 110.64 | 112.63 | 106.98
180 | 4 | 27 | 60367.1615 | 13162.7762 | 4352.1541 | 4501.2837 | 4034.6262 | 1491.6085 | 1752.8264 | 1131.3195 | 93.88 | 113.59 | 30 | 17.8717 | 128.83 | 130 | 123.5 | 108.23 | 108.52 | 104.73
181 | 4 | 28 | 61371.5054 | 13162.7762 | 4495.0996 | 4671.1178 | 4074.7067 | 1491.6085 | 1752.8264 | 1203.1474 | 91.2 | 108.27 | 29 | 12.9205 | 118.5 | 122.73 | 118.12 | 110.51 | 111.87 | 108.28
182 | 4 | 29 | 60740.0264 | 12234.4604 | 4413.7283 | 4583.7224 | 3964.9357 | 1494.2127 | 1641.3541 | 1131.3195 | 83.3 | 94.09 | 20 | 6.8444 | 100.96 | 97.7 | 100.2 | 110.71 | 111.29 | 107.28
183 | 4 | 30 | 60471.3512 | 14055.1819 | 4362.2845 | 4528.5055 | 3973.7191 | 1804.8334 | 2107.1486 | 1196.8001 | 95.18 | 114.33 | 31 | 19.1614 | 131.15 | 129.4 | 126.15 | 106.45 | 106.58 | 104.57
184 | 4 | 31 | 60987.5441 | 13088.8513 | 4418.6019 | 4622.4605 | 3989.3941 | 1536.8617 | 1715.158 | 1203.1474 | 83.09 | 94.72 | 14 | 6.6449 | 100.38 | 101.51 | 100.96 | 111.89 | 112.87 | 108.43
185 | 4 | 32 | 59724.8425 | 12086.921 | 4280.3377 | 4403.2312 | 3899.5471 | 1506.3361 | 1641.3541 | 1048.7334 | 86.76 | 101.13 | 19 | 11.6375 | 114.36 | 108.49 | 109.66 | 111.06 | 114.24 | 107.83
186 | 4 | 33 | 60223.0499 | 12808.1586 | 4314.3375 | 4482.7449 | 3936.358 | 1564.7666 | 1832.542 | 1157.7399 | 78.9 | 88.16 | 9 | 3.2037 | 91.27 | 92.18 | 92.45 | 113.93 | 115.05 | 109.13
187 | 4 | 34 | 60541.8714 | 12974.8003 | 4372.547 | 4532.657 | 3986.7127 | 1536.8617 | 1807.6367 | 1139.5664 | 81.08 | 91.05 | 12 | 5.07 | 95.87 | 95.1 | 95.94 | 111.99 | 112.38 | 107.39
188 | 4 | 35 | 60241.5128 | 12808 | 4279.1558 | 4451.4085 | 3918.0348 | 1450.5756 | 1659.4449 | 1074.2279 | 82.12 | 93.88 | 15 | 6.6628 | 98.62 | 97.46 | 97.13 | 111.3 | 112.65 | 106.5
189 | 4 | 36 | 61163.356 | 12974.8003 | 4424.4343 | 4622.9266 | 4033.1741 | 1545.3194 | 1807.6367 | 1157.7399 | 88.96 | 103.23 | 15 | 11.4328 | 111.91 | 112.37 | 111.2 | 108.11 | 109.61 | 106.14
190 | 4 | 37 | 60463.6637 | 12974.8003 | 4302.5048 | 4515.0983 | 3948.2577 | 1491.6085 | 1807.6367 | 1139.5664 | 89.8 | 104.7 | 27 | 13.4287 | 117.62 | 114.42 | 112.16 | 109.57 | 109.43 | 104.98
191 | 4 | 38 | 60389.5958 | 13162.7762 | 4327.5206 | 4512.4346 | 3975.123 | 1506.3361 | 1752.8264 | 1124.2983 | 91.28 | 107.86 | 29 | 15.2572 | 117.72 | 120.91 | 117.59 | 105.39 | 104.43 | 104.23
192 | 4 | 39 | 60691.0235 | 13088.8513 | 4364.5635 | 4526.241 | 4000.7979 | 1545.3194 | 1807.6367 | 1203.1474 | 82.99 | 93.92 | 17 | 6.3438 | 99.37 | 97.98 | 100.18 | 110.86 | 111.59 | 107.95
193 | 4 | 40 | 61181.8609 | 12806.171 | 4394.1538 | 4620.4452 | 4066.0783 | 1491.6085 | 1659.4449 | 1131.3195 | 95.09 | 113.09 | 33 | 17.9421 | 124.61 | 125.65 | 123.23 | 104.46 | 102.77 | 104.64
194 | 4 | 41 | 61353.0144 | 14055.1819 | 4431.2282 | 4628.5922 | 4032.9392 | 1804.8334 | 2107.1486 | 1196.8001 | 88.78 | 104.28 | 21 | 11.2251 | 115.5 | 115.89 | 111.7 | 112.18 | 113.09 | 106.8
195 | 4 | 42 | 60562.5171 | 12974.8003 | 4361.1355 | 4531.3253 | 3967.6616 | 1564.7666 | 1832.542 | 1139.5664 | 80.52 | 90.46 | 11 | 4.3003 | 95.98 | 94.81 | 95.66 | 114.26 | 114.75 | 109.18
196 | 4 | 43 | 60957.3845 | 12974.8003 | 4373.3725 | 4589.1479 | 4019.9091 | 1564.7666 | 1832.542 | 1153.7442 | 92.7 | 107.84 | 32 | 15.4116 | 115.27 | 116.52 | 117.75 | 101.19 | 97.28 | 102.25
197 | 4 | 44 | 59906.7266 | 13162.7762 | 4249.6779 | 4463.1959 | 3888.5965 | 1595.1729 | 1807.6367 | 1139.5664 | 91.18 | 110.27 | 25 | 16.1955 | 125.68 | 127.26 | 121.46 | 110.63 | 112.28 | 107.15
198 | 4 | 45 | 61107.3341 | 13088.8513 | 4431.357 | 4628.9322 | 4024.6791 | 1545.3194 | 1715.158 | 1203.1474 | 92.49 | 109.81 | 25 | 14.8945 | 122.45 | 121.86 | 119.89 | 108.34 | 109.65 | 106.42
199 | 4 | 46 | 61079.664 | 13162.7762 | 4400.9668 | 4620.4472 | 4029.861 | 1543.3774 | 1752.8264 | 1129.2214 | 96.23 | 116.66 | 31 | 18.3864 | 129.1 | 136.84 | 128.16 | 106.9 | 106.06 | 104.92
200 | 4 | 47 | 61253.4971 | 13088.8513 | 4423.9298 | 4661.5809 | 4028.3262 | 1441.532 | 1807.6367 | 1203.1474 | 88.37 | 102.82 | 19 | 10.4759 | 111.7 | 114.05 | 110.97 | 110.91 | 111.28 | 107.28
201 | 4 | 48 | 61074.7612 | 13162.7762 | 4395.6618 | 4603.6094 | 4029.6922 | 1536.8617 | 1752.8264 | 1203.1474 | 102.44 | 128.21 | 43 | 24.9221 | 147.05 | 155.44 | 143.04 | 105.8 | 107.77 | 105.08
202 | 4 | 49 | 60711.4221 | 13088.8513 | 4406.8914 | 4618.3998 | 4004.2632 | 1536.8617 | 1807.6367 | 1211.9982 | 91.17 | 107.2 | 33 | 14.1529 | 117.24 | 119.16 | 116.89 | 107.47 | 104.64 | 105.07
203 | 4 | 50 | 60990.7644 | 14055.1819 | 4408.1777 | 4613.3804 | 4012.926 | 1689.1333 | 2085.325 | 1188.0181 | 97.82 | 118.17 | 41 | 19.439 | 133.45 | 135.99 | 128.2 | 106.75 | 105.67 | 102.71
204 | 4 | 51 | 61177.9716 | 12808 | 4399.3296 | 4598.126 | 4009.17 | 1600.8722 | 1720.8928 | 1074.2279 | 95.96 | 115.63 | 36 | 18.327 | 120.26 | 118.73 | 118.01 | 95.97 | 100.46 | 98.09
205 | 5 | 1 | 60774.8092 | 11973.6804 | 4447.1436 | 4566.1869 | 4049.6435 | 1595.1729 | 1641.3541 | 1060.217 | 83.44 | 95.28 | 15 | 7.2757 | 102.38 | 98.04 | 100.3 | 111.37 | 112.55 | 107.54
206 | 5 | 2 | 59977.4698 | 11876.7119 | 4348.8709 | 4456.7781 | 3913.438 | 1511.9393 | 1641.3541 | 1048.7334 | 88 | 102.7 | 22 | 12.8255 | 115.99 | 109.12 | 110.41 | 109.4 | 112.32 | 106.61
207 | 5 | 3 | 60348.8711 | 14055.1819 | 4376.1479 | 4529.9949 | 3967.4149 | 1804.8334 | 2107.1486 | 1196.8001 | 97.71 | 120.83 | 34 | 21.5882 | 141.77 | 142.94 | 134.11 | 110.51 | 110.04 | 105.79
208 | 5 | 4 | 60958.4522 | 13088.8513 | 4347.7519 | 4551.5209 | 3971.2848 | 1506.3361 | 1715.158 | 1203.1474 | 94.45 | 110.53 | 28 | 16.5418 | 122.28 | 120.21 | 120.07 | 103.02 | 102.9 | 102.65
209 | 5 | 5 | 60163.9435 | 11938.6685 | 4346.9249 | 4464.1799 | 3947.2688 | 1536.8617 | 1641.3541 | 1101.5644 | 92.27 | 108.63 | 22 | 16.6781 | 125.19 | 116.51 | 117.97 | 106.51 | 110.33 | 105.03
210 | 5 | 6 | 60484.4448 | 11876.7119 | 4356.763 | 4525.3155 | 4003.3938 | 1536.8617 | 1518.3006 | 1101.5644 | 86.5 | 99.97 | 22 | 10.4279 | 111.44 | 106.23 | 105.9 | 111.53 | 112.85 | 106.27
211 | 5 | 7 | 61084.9921 | 12683.0731 | 4473.1203 | 4614.624 | 4006.1602 | 1595.1729 | 1650.5354 | 1131.3195 | 89.68 | 103.78 | 24 | 12.2997 | 115.54 | 110.7 | 110.77 | 108.73 | 110.32 | 105.18
212 | 5 | 8 | 60860.1478 | 12596.487 | 4404.375 | 4542.1355 | 4041.696 | 1564.7666 | 1832.542 | 1051.301 | 85.79 | 97.98 | 29 | 8.1568 | 106.23 | 101.59 | 103.37 | 110.71 | 112.82 | 106.96
213 | 5 | 9 | 61002.9564 | 12974.8003 | 4464.2799 | 4629.498 | 4063.4857 | 1564.7666 | 1832.542 | 1139.5664 | 87.72 | 100.7 | 21 | 11.1033 | 108.87 | 107.59 | 106.69 | 106.91 | 108.37 | 104.05
214 | 5 | 10 | 60463.7999 | 12683.0731 | 4352.0385 | 4507.229 | 3942.414 | 1545.3194 | 1650.5354 | 1060.217 | 82.87 | 94.09 | 11 | 6.7884 | 102.54 | 98.48 | 99.8 | 113.12 | 114.58 | 108.29
215 | 5 | 11 | 60708.3542 | 12683.0731 | 4359.6475 | 4546.9657 | 3979.7959 | 1536.8617 | 1650.5354 | 1112.503 | 85.3 | 97.18 | 22 | 8.6853 | 104.64 | 101.84 | 104.44 | 109.22 | 110.72 | 107.45
216 | 5 | 12 | 60773.9963 | 13162.7762 | 4434.8838 | 4580.8786 | 4016.6388 | 1511.9393 | 1752.8264 | 1203.1474 | 94.17 | 112.77 | 29 | 17.0795 | 127.98 | 126.25 | 122.04 | 108.22 | 110.16 | 104.93
217 | 5 | 13 | 60644.3531 | 13140.4885 | 4377.0303 | 4537.307 | 3997.8449 | 1617.0207 | 1832.542 | 1053.5206 | 89.11 | 103.59 | 30 | 12.4353 | 111.85 | 110.38 | 110.47 | 106.38 | 104.35 | 103.87
218 | 5 | 14 | 60456.6203 | 14055.1819 | 4356.0684 | 4502.9038 | 3956.63 | 1804.8334 | 2107.1486 | 1196.8001 | 99.06 | 123.48 | 29 | 23.2858 | 145.47 | 145.74 | 135.84 | 109.43 | 108.54 | 104
219 | 5 | 15 | 60400.5064 | 13162.7762 | 4352.6797 | 4494.151 | 3987.8763 | 1491.6085 | 1752.8264 | 1124.2983 | 95.65 | 116.13 | 26 | 19.1677 | 132.23 | 128.79 | 125.27 | 106.05 | 109.18 | 104.13
220 | 5 | 16 | 60678.1279 | 11973.6804 | 4381.4882 | 4532.7406 | 4004.7497 | 1545.3194 | 1641.3541 | 1060.217 | 87.5 | 100.62 | 21 | 10.5518 | 109.99 | 104.79 | 106.17 | 108.42 | 109.57 | 104.79
221 | 5 | 17 | 60254.8192 | 12683.0731 | 4333.4325 | 4463.5695 | 3903.76 | 1545.3194 | 1650.5354 | 1060.217 | 81.11 | 91.44 | 7 | 5.2596 | 95.87 | 93.52 | 95.56 | 111.33 | 113.63 | 107.87
222 | 5 | 18 | 60444.2723 | 13088.8513 | 4330.8293 | 4495.1688 | 3977.6424 | 1536.8617 | 1715.158 | 1203.1474 | 88.37 | 103.09 | 25 | 11.9472 | 114.76 | 112.8 | 111.14 | 110.12 | 112.03 | 106.52
223 | 5 | 19 | 60338.6996 | 11663.4996 | 4286.232 | 4462.3222 | 3903.7877 | 1463.8527 | 1641.3541 | 1048.7334 | 81.01 | 89.89 | 17 | 4.8353 | 93.28 | 92.19 | 93.76 | 110.63 | 109.63 | 105.97
224 | 5 | 20 | 60598.0607 | 12683.0731 | 4388.3777 | 4524.5639 | 3988.1325 | 1595.1729 | 1650.5354 | 1073.2358 | 82.21 | 92.77 | 10 | 6.0112 | 99.96 | 96.6 | 98.12 | 112.35 | 113.84 | 107.69
225 | 5 | 21 | 60717.9777 | 12683.0731 | 4398.3298 | 4566.3897 | 4014.8766 | 1595.1729 | 1650.5354 | 1105.5028 | 81.33 | 90.61 | 13 | 4.5065 | 94.62 | 93.55 | 95.56 | 111.35 | 111.83 | 107.43
226 | 5 | 22 | 60192.1475 | 12148.643 | 4310.9592 | 4419.1943 | 3953.5776 | 1536.8617 | 1453.7381 | 1101.5644 | 85.44 | 99.13 | 18 | 9.5586 | 106.63 | 103.26 | 104.51 | 109.54 | 111.11 | 106.65
227 | 5 | 23 | 60645.4598 | 12974.8003 | 4449.1508 | 4576.5848 | 3982.0359 | 1491.6085 | 1807.6367 | 1139.5664 | 88.92 | 104.32 | 18 | 12.9497 | 115.71 | 115.01 | 112.54 | 108.87 | 112.19 | 106.29
228 | 5 | 24 | 60434.7473 | 13140.4885 | 4303.6976 | 4471.2788 | 3887.7343 | 1617.0207 | 1777.018 | 1044.8261 | 87.04 | 101.47 | 19 | 10.9573 | 113.93 | 108.7 | 107.92 | 112.02 | 113.5 | 106.49
229 | 5 | 25 | 60482.09 | 11973.6804 | 4399.7865 | 4544.9209 | 4011.8296 | 1545.3194 | 1641.3541 | 1060.217 | 90.89 | 106.87 | 23 | 14.5017 | 116.98 | 112.74 | 112.92 | 105.01 | 106.5 | 103.15
230 | 5 | 26 | 60031.404 | 13140.4885 | 4301.4375 | 4428.6121 | 3949.4549 | 1617.0207 | 1777.018 | 1131.3195 | 80.52 | 91.67 | 10 | 5.0843 | 98.09 | 97.47 | 93.94 | 115.33 | 115.15 | 106.19
231 | 5 | 27 | 60367.1615 | 13162.7762 | 4352.1541 | 4501.2837 | 4034.6262 | 1491.6085 | 1752.8264 | 1131.3195 | 87.57 | 103.8 | 21 | 11.9164 | 114.52 | 117.28 | 109.75 | 112.96 | 111.49 | 105.8
232 | 5 | 28 | 61371.5054 | 13162.7762 | 4495.0996 | 4671.1178 | 4074.7067 | 1491.6085 | 1752.8264 | 1203.1474 | 99.32 | 122.31 | 42 | 21.1827 | 139.84 | 143.65 | 134.24 | 109.18 | 109.87 | 106
233 | 5 | 29 | 60740.0264 | 12234.4604 | 4413.7283 | 4583.7224 | 3964.9357 | 1494.2127 | 1641.3541 | 1131.3195 | 83.49 | 95.13 | 9 | 7.5594 | 102.37 | 97.77 | 100.56 | 110.73 | 112.3 | 107.68
234 | 5 | 30 | 60471.3512 | 14055.1819 | 4362.2845 | 4528.5055 | 3973.7191 | 1804.8334 | 2107.1486 | 1196.8001 | 93.31 | 113.33 | 27 | 17.5443 | 130.68 | 132.48 | 123.64 | 111.96 | 109.83 | 105.16
235 | 5 | 31 | 60987.5441 | 13088.8513 | 4418.6019 | 4622.4605 | 3989.3941 | 1536.8617 | 1715.158 | 1203.1474 | 88.11 | 103.07 | 21 | 11.4821 | 112.68 | 113.81 | 111.89 | 109.94 | 111.89 | 107.85
236 | 5 | 32 | 59724.8425 | 12086.921 | 4280.3377 | 4403.2312 | 3899.5471 | 1506.3361 | 1641.3541 | 1048.7334 | 80.56 | 91.03 | 12 | 5.4726 | 96.49 | 93.62 | 95.41 | 112.61 | 114.82 | 108.53
237 | 5 | 33 | 60223.0499 | 12808.1586 | 4314.3375 | 4482.7449 | 3936.358 | 1564.7666 | 1832.542 | 1157.7399 | 85.71 | 99.04 | 20 | 9.8414 | 106.94 | 107.31 | 106.22 | 109.73 | 111.48 | 107.05
238 | 5 | 34 | 60541.8714 | 12974.8003 | 4372.547 | 4532.657 | 3986.7127 | 1536.8617 | 1807.6367 | 1139.5664 | 82.98 | 94.09 | 15 | 7.1671 | 101.61 | 98.9 | 99.62 | 111.51 | 111.35 | 106.42
239 | 5 | 35 | 60241.5128 | 12808 | 4279.1558 | 4451.4085 | 3918.0348 | 1450.5756 | 1659.4449 | 1074.2279 | 91.71 | 111.13 | 21 | 16.405 | 118.38 | 115.94 | 113.92 | 102.15 | 106.98 | 101.66
240 | 5 | 36 | 61163.356 | 12974.8003 | 4424.4343 | 4622.9266 | 4033.1741 | 1545.3194 | 1807.6367 | 1157.7399 | 91.47 | 107.72 | 28 | 14.1046 | 117.31 | 115.72 | 115.2 | 105.65 | 108.85 | 105.12
241 | 5 | 37 | 60463.6637 | 12974.8003 | 4302.5048 | 4515.0983 | 3948.2577 | 1491.6085 | 1807.6367 | 1139.5664 | 92.79 | 110.7 | 30 | 16.4533 | 125.21 | 119.59 | 118.08 | 107.8 | 109.41 | 104.73
242 | 5 | 38 | 60389.5958 | 13162.7762 | 4327.5206 | 4512.4346 | 3975.123 | 1506.3361 | 1752.8264 | 1124.2983 | 88.72 | 102.78 | 31 | 12.8912 | 110.68 | 112.39 | 110.25 | 105.27 | 104.44 | 103.14
243 | 5 | 39 | 60691.0235 | 13088.8513 | 4364.5635 | 4526.241 | 4000.7979 | 1545.3194 | 1807.6367 | 1203.1474 | 89.83 | 105.11 | 26 | 13.3033 | 116.68 | 111.04 | 114.05 | 106.95 | 109.32 | 106.36
244 | 5 | 40 | 61181.8609 | 12806.171 | 4394.1538 | 4620.4452 | 4066.0783 | 1491.6085 | 1659.4449 | 1131.3195 | 94 | 111.68 | 31 | 16.8307 | 122.96 | 123.33 | 120.72 | 105.78 | 104.37 | 104.84
245 | 5 | 41 | 61353.0144 | 14055.1819 | 4431.2282 | 4628.5922 | 4032.9392 | 1804.8334 | 2107.1486 | 1196.8001 | 96.7 | 118.36 | 26 | 19.3521 | 139.3 | 138.12 | 130.22 | 112.7 | 113.54 | 106.7
246 | 5 | 42 | 60562.5171 | 12974.8003 | 4361.1355 | 4531.3253 | 3967.6616 | 1564.7666 | 1832.542 | 1139.5664 | 89.13 | 104 | 19 | 13.0547 | 116.09 | 111.07 | 110.83 | 108.63 | 110.75 | 105.34
247 | 5 | 43 | 60957.3845 | 12974.8003 | 4373.3725 | 4589.1479 | 4019.9091 | 1564.7666 | 1832.542 | 1153.7442 | 99.39 | 118.8 | 44 | 21.8793 | 130.37 | 128.77 | 129.98 | 97.03 | 94.22 | 100.27
248 | 5 | 44 | 59906.7266 | 13162.7762 | 4249.6779 | 4463.1959 | 3888.5965 | 1595.1729 | 1807.6367 | 1139.5664 | 92.08 | 112.21 | 21 | 17.2503 | 127.08 | 132.22 | 123.11 | 109.87 | 112.32 | 106.42
249 | 5 | 45 | 61107.3341 | 13088.8513 | 4431.357 | 4628.9322 | 4024.6791 | 1545.3194 | 1715.158 | 1203.1474 | 88.67 | 103.39 | 17 | 11.2588 | 111.85 | 113.35 | 111.36 | 108.87 | 109.82 | 106.41
250 | 5 | 46 | 61079.664 | 13162.7762 | 4400.9668 | 4620.4472 | 4029.861 | 1543.3774 | 1752.8264 | 1129.2214 | 88.02 | 102.44 | 26 | 10.4275 | 111.66 | 113.45 | 110.39 | 110.9 | 112.27 | 107.2
251 | 5 | 47 | 61253.4971 | 13088.8513 | 4423.9298 | 4661.5809 | 4028.3262 | 1441.532 | 1807.6367 | 1203.1474 | 93.49 | 110.84 | 25 | 15.8011 | 123.98 | 124.4 | 121.01 | 107.9 | 108.15 | 105.35
252 | 5 | 48 | 61074.7612 | 13162.7762 | 4395.6618 | 4603.6094 | 4029.6922 | 1536.8617 | 1752.8264 | 1203.1474 | 95.8 | 115.59 | 45 | 18.4035 | 131.19 | 132.35 | 126.65 | 107.65 | 109.68 | 105.61
253 | 5 | 49 | 60711.4221 | 13088.8513 | 4406.8914 | 4618.3998 | 4004.2632 | 1536.8617 | 1807.6367 | 1211.9982 | 95.55 | 116.46 | 37 | 18.8729 | 130.49 | 136.56 | 129.74 | 108.14 | 105.77 | 106.43
254 | 5 | 50 | 60990.7644 | 14055.1819 | 4408.1777 | 4613.3804 | 4012.926 | 1689.1333 | 2085.325 | 1188.0181 | 105.7 | 131.02 | 50 | 27.2791 | 151.02 | 153.83 | 144.61 | 102.09 | 99.74 | 100.4
255 | 5 | 51 | 61177.9716 | 12808 | 4399.3296 | 4598.126 | 4009.17 | 1600.8722 | 1720.8928 | 1074.2279 | 89.67 | 104.72 | 29 | 12.5932 | 112.06 | 112.74 | 111.42 | 105.9 | 106.98 | 104.75
256 | 6 | 1 | 60774.8092 | 11973.6804 | 4447.1436 | 4566.1869 | 4049.6435 | 1595.1729 | 1641.3541 | 1060.217 | 88.54 | 103.77 | 20 | 12.2678 | 116.09 | 109.36 | 111.79 | 109.52 | 112.54 | 107.33
257 | 6 | 2 | 59977.4698 | 11876.7119 | 4348.8709 | 4456.7781 | 3913.438 | 1511.9393 | 1641.3541 | 1048.7334 | 83.99 | 96.55 | 18 | 9.1753 | 106.03 | 101.57 | 103.22 | 110.83 | 112.65 | 107.57
258 | 6 | 3 | 60348.8711 | 14055.1819 | 4376.1479 | 4529.9949 | 3967.4149 | 1804.8334 | 2107.1486 | 1196.8001 | 86.81 | 101.58 | 23 | 11.0295 | 111.48 | 111.79 | 110.12 | 111.16 | 110.58 | 107.6
259 | 6 | 4 | 60958.4522 | 13088.8513 | 4347.7519 | 4551.5209 | 3971.2848 | 1506.3361 | 1715.158 | 1203.1474 | 88.35 | 100.77 | 23 | 10.9188 | 108.83 | 106.8 | 108.16 | 106.18 | 106.11 | 104.22
260 | 6 | 5 | 60163.9435 | 11938.6685 | 4346.9249 | 4464.1799 | 3947.2688 | 1536.8617 | 1641.3541 | 1101.5644 | 83.6 | 95.13 | 17 | 8.2556 | 103.79 | 99.52 | 100.99 | 110.89 | 112.86 | 107.11
261 | 6 | 6 | 60484.4448 | 11876.7119 | 4356.763 | 4525.3155 | 4003.3938 | 1536.8617 | 1518.3006 | 1101.5644 | 80.36 | 89.79 | 12 | 4.4928 | 93.93 | 93.23 | 93.41 | 112.29 | 112.52 | 106.76
262 | 6 | 7 | 61084.9921 | 12683.0731 | 4473.1203 | 4614.624 | 4006.1602 | 1595.1729 | 1650.5354 | 1131.3195 | 93.08 | 109.01 | 20 | 15.7994 | 121.57 | 116.21 | 117.08 | 104.48 | 107.03 | 103.27
263 | 6 | 8 | 60860.1478 | 12596.487 | 4404.375 | 4542.1355 | 4041.696 | 1564.7666 | 1832.542 | 1051.301 | 81.52 | 91.03 | 20 | 4.0974 | 96.38 | 94 | 95.61 | 113.11 | 114.37 | 108.05
264 | 6 | 9 | 61002.9564 | 12974.8003 | 4464.2799 | 4629.498 | 4063.4857 | 1564.7666 | 1832.542 | 1139.5664 | 82.92 | 93.87 | 14 | 6.6096 | 100.97 | 98.59 | 99.43 | 111.67 | 112.66 | 107.19
265 | 6 | 10 | 60463.7999 | 12683.0731 | 4352.0385 | 4507.229 | 3942.414 | 1545.3194 | 1650.5354 | 1060.217 | 83.45 | 95.34 | 9 | 7.4011 | 103.14 | 101.23 | 101.81 | 112.47 | 112.37 | 108
266 | 6 | 11 | 60708.3542 | 12683.0731 | 4359.6475 | 4546.9657 | 3979.7959 | 1536.8617 | 1650.5354 | 1112.503 | 92.5 | 108.85 | 35 | 16.0354 | 122.89 | 117.97 | 119.18 | 105.81 | 107.42 | 105.12
267 | 6 | 12 | 60773.9963 | 13162.7762 | 4434.8838 | 4580.8786 | 4016.6388 | 1511.9393 | 1752.8264 | 1203.1474 | 90.99 | 107.43 | 27 | 14.0288 | 120.39 | 118.74 | 116.07 | 109.42 | 111.47 | 106.17
268 | 6 | 13 | 60644.3531 | 13140.4885 | 4377.0303 | 4537.307 | 3997.8449 | 1617.0207 | 1832.542 | 1053.5206 | 92.4 | 109.83 | 26 | 15.9679 | 125.3 | 119.72 | 116.8 | 108.44 | 109.98 | 103.28
269 | 6 | 14 | 60456.6203 | 14055.1819 | 4356.0684 | 4502.9038 | 3956.63 | 1804.8334 | 2107.1486 | 1196.8001 | 86.44 | 100.74 | 17 | 10.8507 | 111.27 | 108.32 | 108.04 | 110.63 | 112.55 | 107.19
270 | 6 | 15 | 60400.5064 | 13162.7762 | 4352.6797 | 4494.151 | 3987.8763 | 1491.6085 | 1752.8264 | 1124.2983 | 88.48 | 104.1 | 24 | 12.1052 | 111.22 | 109.01 | 109.22 | 105.73 | 109.38 | 104.59
271 | 6 | 16 | 60678.1279 | 11973.6804 | 4381.4882 | 4532.7406 | 4004.7497 | 1545.3194 | 1641.3541 | 1060.217 | 82.89 | 93.25 | 16 | 6.4762 | 99.79 | 96.5 | 98.26 | 110.78 | 111.87 | 106.49
272 | 6 | 17 | 60254.8192 | 12683.0731 | 4333.4325 | 4463.5695 | 3903.76 | 1545.3194 | 1650.5354 | 1060.217 | 85.19 | 97.8 | 11 | 9.2539 | 106.94 | 102.96 | 104.25 | 110.26 | 112.57 | 106.98
273 | 6 | 18 | 60444.2723 | 13088.8513 | 4330.8293 | 4495.1688 | 3977.6424 | 1536.8617 | 1715.158 | 1203.1474 | 90.57 | 106.28 | 28 | 14.1261 | 120.86 | 115.58 | 115.42 | 108.68 | 112.29 | 106.06
274 | 6 | 19 | 60338.6996 | 11663.4996 | 4286.232 | 4462.3222 | 3903.7877 | 1463.8527 | 1641.3541 | 1048.7334 | 85.97 | 98.1 | 20 | 9.825 | 106.51 | 102.96 | 104.11 | 108.58 | 109.12 | 105.14
275 | 6 | 20 | 60598.0607 | 12683.0731 | 4388.3777 | 4524.5639 | 3988.1325 | 1595.1729 | 1650.5354 | 1073.2358 | 89.63 | 104.4 | 20 | 13.3509 | 118.53 | 111.41 | 112.36 | 108.67 | 112.13 | 105.53
276 | 6 | 21 | 60717.9777 | 12683.0731 | 4398.3298 | 4566.3897 | 4014.8766 | 1595.1729 | 1650.5354 | 1105.5028 | 86.71 | 99.83 | 15 | 10.0144 | 111.24 | 106.55 | 107.75 | 111.08 | 112.78 | 107.13
277 | 6 | 22 | 60192.1475 | 12148.643 | 4310.9592 | 4419.1943 | 3953.5776 | 1536.8617 | 1453.7381 | 1101.5644 | 96.24 | 116.95 | 34 | 20.2621 | 133.99 | 126.68 | 127.19 | 104.43 | 106.79 | 104.48
278 | 6 | 23 | 60645.4598 | 12974.8003 | 4449.1508 | 4576.5848 | 3982.0359 | 1491.6085 | 1807.6367 | 1139.5664 | 83.13 | 94.2 | 13 | 7.4178 | 102.14 | 98.06 | 99.61 | 111.05 | 113.22 | 107.25
279 | 6 | 24 | 60434.7473 | 13140.4885 | 4303.6976 | 4471.2788 | 3887.7343 | 1617.0207 | 1777.018 | 1044.8261 | 82.32 | 93.85 | 20 | 6.7859 | 100.88 | 98.07 | 98.28 | 112.38 | 113.91 | 107.32
280 | 6 | 25 | 60482.09 | 11973.6804 | 4399.7865 | 4544.9209 | 4011.8296 | 1545.3194 | 1641.3541 | 1060.217 | 85.97 | 98.61 | 24 | 9.6585 | 107.63 | 101.83 | 104.33 | 109.21 | 111.09 | 106.14
281 | 6 | 26 | 60031.404 | 13140.4885 | 4301.4375 | 4428.6121 | 3949.4549 | 1617.0207 | 1777.018 | 1131.3195 | 84.77 | 97.44 | 25 | 9.2608 | 107.54 | 103.47 | 103.71 | 111.15 | 114.08 | 106.89
282 | 6 | 27 | 60367.1615 | 13162.7762 | 4352.1541 | 4501.2837 | 4034.6262 | 1491.6085 | 1752.8264 | 1131.3195 | 92.96 | 112.67 | 28 | 17.277 | 128.27 | 127.84 | 121.02 | 109.64 | 111.16 | 105.02
283 | 6 | 28 | 61371.5054 | 13162.7762 | 4495.0996 | 4671.1178 | 4074.7067 | 1491.6085 | 1752.8264 | 1203.1474 | 99.56 | 122.33 | 32 | 21.6758 | 140.5 | 142.88 | 134.57 | 108.13 | 109.56 | 105.51
284 | 6 | 29 | 60740.0264 | 12234.4604 | 4413.7283 | 4583.7224 | 3964.9357 | 1494.2127 | 1641.3541 | 1131.3195 | 86.29 | 99.11 | 16 | 10.1426 | 108.06 | 103.42 | 105.9 | 108.24 | 109.94 | 105.9
285 | 6 | 30 | 60471.3512 | 14055.1819 | 4362.2845 | 4528.5055 | 3973.7191 | 1804.8334 | 2107.1486 | 1196.8001 | 89.15 | 104.76 | 24 | 13.4028 | 116.39 | 114.24 | 112.29 | 108.9 | 108.74 | 105.03
286 | 6 | 31 | 60987.5441 | 13088.8513 | 4418.6019 | 4622.4605 | 3989.3941 | 1536.8617 | 1715.158 | 1203.1474 | 82.49 | 93.82 | 16 | 6.1174 | 99.23 | 100.52 | 99.68 | 112.24 | 112.91 | 108.18
287 | 6 | 32 | 59724.8425 | 12086.921 | 4280.3377 | 4403.2312 | 3899.5471 | 1506.3361 | 1641.3541 | 1048.7334 | 80.38 | 90.52 | 9 | 5.6252 | 97.23 | 94.01 | 95.67 | 112.9 | 114.82 | 108.23
288 | 6 | 33 | 60223.0499 | 12808.1586 | 4314.3375 | 4482.7449 | 3936.358 | 1564.7666 | 1832.542 | 1157.7399 | 84.72 | 97.77 | 16 | 9.0051 | 107.27 | 106.52 | 105.25 | 112.48 | 113.98 | 108.3
289 | 6 | 34 | 60541.8714 | 12974.8003 | 4372.547 | 4532.657 | 3986.7127 | 1536.8617 | 1807.6367 | 1139.5664 | 88.57 | 103.74 | 22 | 12.6454 | 115.27 | 114.11 | 111.61 | 109.53 | 110.59 | 105.68
290 | 6 | 35 | 60241.5128 | 12808 | 4279.1558 | 4451.4085 | 3918.0348 | 1450.5756 | 1659.4449 | 1074.2279 | 85.11 | 98.75 | 19 | 9.9287 | 107.43 | 105.63 | 104.85 | 110.47 | 111.92 | 106.56
291 | 6 | 36 | 61163.356 | 12974.8003 | 4424.4343 | 4622.9266 | 4033.1741 | 1545.3194 | 1807.6367 | 1157.7399 | 96.36 | 114.23 | 29 | 18.8153 | 125.67 | 123.03 | 122.15 | 100.42 | 102.03 | 100.69
292 | 6 | 37 | 60463.6637 | 12974.8003 | 4302.5048 | 4515.0983 | 3948.2577 | 1491.6085 | 1807.6367 | 1139.5664 | 98.41 | 118.67 | 31 | 22.1297 | 139.42 | 133.59 | 129.05 | 105.84 | 106.08 | 102.3
293 | 6 | 38 | 60389.5958 | 13162.7762 | 4327.5206 | 4512.4346 | 3975.123 | 1506.3361 | 1752.8264 | 1124.2983 | 92.03 | 108.36 | 39 | 16.0208 | 118.65 | 120.01 | 117.45 | 103.77 | 101.42 | 101.99
294 | 6 | 39 | 60691.0235 | 13088.8513 | 4364.5635 | 4526.241 | 4000.7979 | 1545.3194 | 1807.6367 | 1203.1474 | 83.81 | 95.53 | 21 | 7.4982 | 102.47 | 100.14 | 102.41 | 110.7 | 111.76 | 107.96
295 | 6 | 40 | 61181.8609 | 12806.171 | 4394.1538 | 4620.4452 | 4066.0783 | 1491.6085 | 1659.4449 | 1131.3195 | 97.31 | 115.47 | 34 | 20.3767 | 127.29 | 124.61 | 126.34 | 99.12 | 97.3 | 102.03
296 | 6 | 41 | 61353.0144 | 14055.1819 | 4431.2282 | 4628.5922 | 4032.9392 | 1804.8334 | 2107.1486 | 1196.8001 | 94.46 | 111.7 | 30 | 16.8167 | 123.95 | 123.83 | 120.9 | 105.14 | 105.56 | 103.67
297 | 6 | 42 | 60562.5171 | 12974.8003 | 4361.1355 | 4531.3253 | 3967.6616 | 1564.7666 | 1832.542 | 1139.5664 | 90.27 | 106.75 | 19 | 14.2991 | 120.51 | 119.58 | 115.6 | 110.38 | 111.9 | 106.44
298 | 6 | 43 | 60957.3845 | 12974.8003 | 4373.3725 | 4589.1479 | 4019.9091 | 1564.7666 | 1832.542 | 1153.7442 | 104.66 | 127.03 | 46 | 27.2377 | 142.17 | 142.5 | 140.01 | 94.12 | 90.33 | 97.51
299 | 6 | 44 | 59906.7266 | 13162.7762 | 4249.6779 | 4463.1959 | 3888.5965 | 1595.1729 | 1807.6367 | 1139.5664 | 87.68 | 104.73 | 27 | 12.9745 | 116.35 | 121.05 | 113.34 | 111.94 | 112.68 | 106.55
300 | 6 | 45 | 61107.3341 | 13088.8513 | 4431.357 | 4628.9322 | 4024.6791 | 1545.3194 | 1715.158 | 1203.1474 | 93.4 | 110.11 | 24 | 16.1352 | 121.57 | 116.96 | 117.25 | 104.17 | 106.26 | 103.16
301 | 6 | 46 | 61079.664 | 13162.7762 | 4400.9668 | 4620.4472 | 4029.861 | 1543.3774 | 1752.8264 | 1129.2214 | 91.17 | 108.14 | 28 | 13.6878 | 119.07 | 123.01 | 117.69 | 109.54 | 110.34 | 106.46
302 | 6 | 47 | 61253.4971 | 13088.8513 | 4423.9298 | 4661.5809 | 4028.3262 | 1441.532 | 1807.6367 | 1203.1474 | 85.28 | 96.59 | 13 | 7.692 | 103.66 | 101.52 | 102.16 | 110.5 | 112.52 | 107.06
303 | 6 | 48 | 61074.7612 | 13162.7762 | 4395.6618 | 4603.6094 | 4029.6922 | 1536.8617 | 1752.8264 | 1203.1474 | 99.88 | 121.15 | 38 | 22.5501 | 138.46 | 138.56 | 132.93 | 103.55 | 104.82 | 103.03
304 | 6 | 49 | 60711.4221 | 13088.8513 | 4406.8914 | 4618.3998 | 4004.2632 | 1536.8617 | 1807.6367 | 1211.9982 | 96.52 | 117.14 | 39 | 19.6832 | 131.98 | 135.93 | 129.15 | 106.75 | 104.61 | 104.21
305 | 6 | 50 | 60990.7644 | 14055.1819 | 4408.1777 | 4613.3804 | 4012.926 | 1689.1333 | 2085.325 | 1188.0181 | 105.96 | 132.82 | 48 | 27.9228 | 154.91 | 158.76 | 145.13 | 104.92 | 100.25 | 98.9
306 | 6 | 51 | 61177.9716 | 12808 | 4399.3296 | 4598.126 | 4009.17 | 1600.8722 | 1720.8928 | 1074.2279 | 96.31 | 115.29 | 31 | 19.113 | 127.5 | 124.88 | 123.92 | 101.91 | 103.2 | 102.43
307 | 7 | 1 | 60774.8092 | 11973.6804 | 4447.1436 | 4566.1869 | 4049.6435 | 1595.1729 | 1641.3541 | 1060.217 | 82.2 | 93.24 | 14 | 5.8538 | 98.76 | 95.64 | 97.81 | 111.77 | 113.26 | 108.01
308 | 7 | 2 | 59977.4698 | 11876.7119 | 4348.8709 | 4456.7781 | 3913.438 | 1511.9393 | 1641.3541 | 1048.7334 | 83.63 | 96.02 | 14 | 8.9454 | 106.15 | 101.4 | 102.7 | 111.66 | 114.5 | 108.16
309 | 7 | 3 | 60348.8711 | 14055.1819 | 4376.1479 | 4529.9949 | 3967.4149 | 1804.8334 | 2107.1486 | 1196.8001 | 89.18 | 107.13 | 23 | 13.4986 | 120.33 | 121.8 | 116.81 | 113.19 | 112.88 | 108.47
310 | 7 | 4 | 60958.4522 | 13088.8513 | 4347.7519 | 4551.5209 | 3971.2848 | 1506.3361 | 1715.158 | 1203.1474 | 92.89 | 108.65 | 24 | 15.5613 | 123.94 | 118.99 | 118.49 | 107.23 | 109.53 | 104.91
311 | 7 | 5 | 60163.9435 | 11938.6685 | 4346.9249 | 4464.1799 | 3947.2688 | 1536.8617 | 1641.3541 | 1101.5644 | 84.39 | 96.74 | 11 | 9.2857 | 106.95 | 101.61 | 103.12 | 111.15 | 113.67 | 107.49
312 | 7 | 6 | 60484.4448 | 11876.7119 | 4356.763 | 4525.3155 | 4003.3938 | 1536.8617 | 1518.3006 | 1101.5644 | 79.66 | 88.98 | 9 | 4.249 | 94.36 | 91.41 | 92.46 | 113.62 | 114.24 | 107.53
313 | 7 | 7 | 61084.9921 | 12683.0731 | 4473.1203 | 4614.624 | 4006.1602 | 1595.1729 | 1650.5354 | 1131.3195 | 84.73 | 95.95 | 25 | 7.6496 | 104.67 | 99.98 | 101.7 | 111.19 | 112.85 | 107.09
314 | 7 | 8 | 60860.1478 | 12596.487 | 4404.375 | 4542.1355 | 4041.696 | 1564.7666 | 1832.542 | 1051.301 | 88.94 | 102.98 | 27 | 11.4958 | 115.28 | 109.83 | 110.44 | 110.25 | 111.79 | 106.38
315 | 7 | 9 | 61002.9564 | 12974.8003 | 4464.2799 | 4629.498 | 4063.4857 | 1564.7666 | 1832.542 | 1139.5664 | 82.25 | 92.58 | 14 | 6.1478 | 98.1 | 96.64 | 97.55 | 110.83 | 111.54 | 106.81
316 | 7 | 10 | 60463.7999 | 12683.0731 | 4352.0385 | 4507.229 | 3942.414 | 1545.3194 | 1650.5354 | 1060.217 | 83.13 | 94.32 | 18 | 6.9057 | 101.55 | 97.9 | 99.54 | 111.67 | 113.5 | 107.66
317 | 7 | 11 | 60708.3542 | 12683.0731 | 4359.6475 | 4546.9657 | 3979.7959 | 1536.8617 | 1650.5354 | 1112.503 | 84.27 | 95.64 | 23 | 7.7826 | 100.47 | 100 | 102.88 | 108.43 | 108.2 | 107.34
318 | 7 | 12 | 60773.9963 | 13162.7762 | 4434.8838 | 4580.8786 | 4016.6388 | 1511.9393 | 1752.8264 | 1203.1474 | 94.39 | 113.79 | 29 | 17.5673 | 130.06 | 128.87 | 124.3 | 109.06 | 112.28 | 106.43
319 | 7 | 13 | 60644.3531 | 13140.4885 | 4377.0303 | 4537.307 | 3997.8449 | 1617.0207 | 1832.542 | 1053.5206 | 88.25 | 102.02 | 31 | 11.8695 | 109.52 | 107.9 | 109.66 | 105.87 | 105.41 | 105.24
320 | 7 | 14 | 60456.6203 | 14055.1819 | 4356.0684 | 4502.9038 | 3956.63 | 1804.8334 | 2107.1486 | 1196.8001 | 91.76 | 111.05 | 22 | 16.1722 | 128.48 | 126.48 | 121.54 | 112.57 | 114.43 | 107.88
321 | 7 | 15 | 60400.5064 | 13162.7762 | 4352.6797 | 4494.151 | 3987.8763 | 1491.6085 | 1752.8264 | 1124.2983 | 92.04 | 110.31 | 23 | 16.0854 | 122.67 | 120.62 | 117.76 | 106.42 | 109.4 | 104.36
322 | 7 | 16 | 60678.1279 | 11973.6804 | 4381.4882 | 4532.7406 | 4004.7497 | 1545.3194 | 1641.3541 | 1060.217 | 86.09 | 98.41 | 18 | 9.6078 | 107.23 | 102.67 | 104.3 | 108.86 | 109.96 | 105.26
323 | 7 | 17 | 60254.8192 | 12683.0731 | 4333.4325 | 4463.5695 | 3903.76 | 1545.3194 | 1650.5354 | 1060.217 | 79.04 | 87.98 | 9 | 3.0417 | 91.36 | 90.01 | 91.84 | 113.38 | 114.73 | 108.86
324 | 7 | 18 | 60444.2723 | 13088.8513 | 4330.8293 | 4495.1688 | 3977.6424 | 1536.8617 | 1715.158 | 1203.1474 | 88.21 | 102.92 | 24 | 12.2042 | 115.09 | 112.27 | 111.17 | 109.83 | 112.76 | 106.7
325 | 7 | 19 | 60338.6996 | 11663.4996 | 4286.232 | 4462.3222 | 3903.7877 | 1463.8527 | 1641.3541 | 1048.7334 | 80.47 | 89.33 | 16 | 4.417 | 93.23 | 91.71 | 93.68 | 111.72 | 111.78 | 107.33
326 | 7 | 20 | 60598.0607 | 12683.0731 | 4388.3777 | 4524.5639 | 3988.1325 | 1595.1729 | 1650.5354 | 1073.2358 | 79.52 | 88.58 | 13 | 3.4367 | 93.01 | 91.05 | 92.7 | 113.57 | 114.06 | 108.36
327 | 7 | 21 | 60717.9777 | 12683.0731 | 4398.3298 | 4566.3897 | 4014.8766 | 1595.1729 | 1650.5354 | 1105.5028 | 80.06 | 88.91 | 10 | 3.4973 | 93.27 | 91.39 | 93.21 | 112.94 | 113.94 | 107.92
328 | 7 | 22 | 60192.1475 | 12148.643 | 4310.9592 | 4419.1943 | 3953.5776 | 1536.8617 | 1453.7381 | 1101.5644 | 89.48 | 105.08 | 31 | 13.4409 | 115.38 | 109.88 | 111.82 | 106.26 | 108.41 | 105.1
329 | 7 | 23 | 60645.4598 | 12974.8003 | 4449.1508 | 4576.5848 | 3982.0359 | 1491.6085 | 1807.6367 | 1139.5664 | 82.8 | 94.29 | 16 | 7.0912 | 101.1 | 99.74 | 99.87 | 111.49 | 112.44 | 107.38
330 | 7 | 24 | 60434.7473 | 13140.4885 | 4303.6976 | 4471.2788 | 3887.7343 | 1617.0207 | 1777.018 | 1044.8261 | 80.07 | 90.22 | 10 | 4.5204 | 94.48 | 93.2 | 93.49 | 112.96 | 114.17 | 107.72
331 | 7 | 25 | 60482.09 | 11973.6804 | 4399.7865 | 4544.9209 | 4011.8296 | 1545.3194 | 1641.3541 | 1060.217 | 89.49 | 104.23 | 24 | 13.2672 | 115.35 | 110.08 | 111.29 | 106.75 | 109.56 | 105.08
332 | 7 | 26 | 60031.404 | 13140.4885 | 4301.4375 | 4428.6121 | 3949.4549 | 1617.0207 | 1777.018 | 1131.3195 | 83.76 | 96.36 | 20 | 8.5366 | 106.22 | 102.23 | 102.65 | 112.37 | 114.33 | 107.53
333 | 7 | 27 | 60367.1615 | 13162.7762 | 4352.1541 | 4501.2837 | 4034.6262 | 1491.6085 | 1752.8264 | 1131.3195 | 89.4 | 106.33 | 29 | 13.9231 | 120.28 | 118.89 | 114.33 | 111.04 | 113.32 | 106.25
334 | 7 | 28 | 61371.5054 | 13162.7762 | 4495.0996 | 4671.1178 | 4074.7067 | 1491.6085 | 1752.8264 | 1203.1474 | 93.73 | 112.6 | 37 | 15.8967 | 125.36 | 129.55 | 122.64 | 109.9 | 109.85 | 106.44
335 | 7 | 29 | 60740.0264 | 12234.4604 | 4413.7283 | 4583.7224 | 3964.9357 | 1494.2127 | 1641.3541 | 1131.3195 | 79.76 | 88.99 | 17 | 3.635 | 93 | 91.4 | 93.13 | 112.78 | 113.4 | 108.24
336 | 7 | 30 | 60471.3512 | 14055.1819 | 4362.2845 | 4528.5055 | 3973.7191 | 1804.8334 | 2107.1486 | 1196.8001 | 89.15 | 106.01 | 24 | 13.58 | 119.47 | 120.14 | 115.17 | 112.08 | 111.91 | 107.09
337 | 7 | 31 | 60987.5441 | 13088.8513 | 4418.6019 | 4622.4605 | 3989.3941 | 1536.8617 | 1715.158 | 1203.1474 | 87.55 | 102.71 | 20 | 11.1865 | 110.75 | 114.34 | 112.05 | 109.89 | 111.35 | 108.8
338 | 7 | 32 | 59724.8425 | 12086.921 | 4280.3377 | 4403.2312 | 3899.5471 | 1506.3361 | 1641.3541 | 1048.7334 | 78.67 | 88.08 | 9 | 3.7931 | 91.6 | 89.57 | 91.58 | 113.14 | 114.88 | 108.7
339 | 7 | 33 | 60223.0499 | 12808.1586 | 4314.3375 | 4482.7449 | 3936.358 | 1564.7666 | 1832.542 | 1157.7399 | 83.78 | 95.85 | 18 | 8.2573 | 102.52 | 102.64 | 102.5 | 110.55 | 111.34 | 107.48
340 | 7 | 34 | 60541.8714 | 12974.8003 | 4372.547 | 4532.657 | 3986.7127 | 1536.8617 | 1807.6367 | 1139.5664 | 77.98 | 86.04 | 7 | 2.2733 | 88.81 | 88.18 | 89.86 | 113.46 | 113.84 | 108.36
341 | 7 | 35 | 60241.5128 | 12808 | 4279.1558 | 4451.4085 | 3918.0348 | 1450.5756 | 1659.4449 | 1074.2279 | 80.19 | 91.03 | 13 | 4.9071 | 94.56 | 94.62 | 94.84 | 112.91 | 113.74 | 108.33
342 | 7 | 36 | 61163.356 | 12974.8003 | 4424.4343 | 4622.9266 | 4033.1741 | 1545.3194 | 1807.6367 | 1157.7399 | 85.44 | 97.78 | 19 | 8.1385 | 104.98 | 104.05 | 104.3 | 110.54 | 112.24 | 107.48
343 | 7 | 37 | 60463.6637 | 12974.8003 | 4302.5048 | 4515.0983 | 3948.2577 | 1491.6085 | 1807.6367 | 1139.5664 | 89.22 | 105.18 | 29 | 13.2056 | 111.48 | 107.61 | 108.32 | 103.73 | 106.4 | 102.45
344 | 7 | 38 | 60389.5958 | 13162.7762 | 4327.5206 | 4512.4346 | 3975.123 | 1506.3361 | 1752.8264 | 1124.2983 | 91.79 | 108.05 | 26 | 16.1999 | 116.27 | 120.89 | 117.05 | 102.25 | 98.68 | 101.06
345 | 7 | 39 | 60691.0235 | 13088.8513 | 4364.5635 | 4526.241 | 4000.7979 | 1545.3194 | 1807.6367 | 1203.1474 | 80.06 | 89.8 | 14 | 3.9693 | 93.47 | 93.25 | 94.31 | 112.86 | 113.55 | 108.37
346 | 7 | 40 | 61181.8609 | 12806.171 | 4394.1538 | 4620.4452 | 4066.0783 | 1491.6085 | 1659.4449 | 1131.3195 | 91.75 | 108.28 | 33 | 14.8821 | 120.07 | 119.96 | 117.19 | 108.38 | 106.24 | 105.41
347 | 7 | 41 | 61353.0144 | 14055.1819 | 4431.2282 | 4628.5922 | 4032.9392 | 1804.8334 | 2107.1486 | 1196.8001 | 90.81 | 107.79 | 20 | 13.5075 | 119.67 | 121.01 | 116.57 | 110.78 | 110.89 | 106.83
348 | 7 | 42 | 60562.5171 | 12974.8003 | 4361.1355 | 4531.3253 | 3967.6616 | 1564.7666 | 1832.542 | 1139.5664 | 90.59 | 107.99 | 20 | 14.5958 | 122.66 | 120.84 | 116.47 | 111.59 | 112.61 | 106.7
349 | 7 | 43 | 60957.3845 | 12974.8003 | 4373.3725 | 4589.1479 | 4019.9091 | 1564.7666 | 1832.542 | 1153.7442 | 93.13 | 110.75 | 30 | 16.1475 | 122.62 | 125.52 | 120.91 | 106.88 | 104.31 | 104.11
350 | 7 | 44 | 59906.7266 | 13162.7762 | 4249.6779 | 4463.1959 | 3888.5965 | 1595.1729 | 1807.6367 | 1139.5664 | 87.83 | 105.36 | 21 | 13.2292 | 116.88 | 122.37 | 114.34 | 112.23 | 112.62 | 107.14
351 | 7 | 45 | 61107.3341 | 13088.8513 | 4431.357 | 4628.9322 | 4024.6791 | 1545.3194 | 1715.158 | 1203.1474 | 88.04 | 101.67 | 21 | 10.8552 | 109.42 | 108.13 | 107.9 | 108 | 107.34 | 104.89
352 | 7 | 46 | 61079.664 | 13162.7762 | 4400.9668 | 4620.4472 | 4029.861 | 1543.3774 | 1752.8264 | 1129.2214 | 91.91 | 109.33 | 30 | 14.4585 | 120.54 | 124.44 | 119.51 | 109.14 | 108.53 | 106.37
353 | 7 | 47 | 61253.4971 | 13088.8513 | 4423.9298 | 4661.5809 | 4028.3262 | 1441.532 | 1807.6367 | 1203.1474 | 83.46 | 94.06 | 17 | 5.9305 | 98.95 | 99.7 | 99.73 | 111.66 | 111.04 | 107.58
354 | 7 | 48 | 61074.7612 | 13162.7762 | 4395.6618 | 4603.6094 | 4029.6922 | 1536.8617 | 1752.8264 | 1203.1474 | 90.71 | 107.92 | 31 | 13.5549 | 119.06 | 123.62 | 117.88 | 110.23 | 112.31 | 107.75
355 | 7 | 49 | 60711.4221 | 13088.8513 | 4406.8914 | 4618.3998 | 4004.2632 | 1536.8617 | 1807.6367 | 1211.9982 | 99.74 | 122.74 | 40 | 23.0898 | 141.68 | 143.58 | 136.81 | 106.41 | 106.24 | 105.08
356 | 7 | 50 | 60990.7644 | 14055.1819 | 4408.1777 | 4613.3804 | 4012.926 | 1689.1333 | 2085.325 | 1188.0181 | 100.74 | 123.96 | 36 | 22.889 | 141.54 | 145.72 | 135.72 | 105.99 | 104.19 | 102.36
357 | 7 | 51 | 61177.9716 | 12808 | 4399.3296 | 4598.126 | 4009.17 | 1600.8722 | 1720.8928 | 1074.2279 | 94.3 | 111.17 | 29 | 17.1934 | 122.06 | 121.62 | 120.36 | 102.63 | 102.63 | 102.79
358 | 8 | 1 | 60774.8092 | 11973.6804 | 4447.1436 | 4566.1869 | 4049.6435 | 1595.1729 | 1641.3541 | 1060.217 | 81.35 | 91.84 | 11 | 5.2128 | 98.65 | 95.59 | 97.35 | 113.46 | 114.32 | 108.62
359 | 8 | 2 | 59977.4698 | 11876.7119 | 4348.8709 | 4456.7781 | 3913.438 | 1511.9393 | 1641.3541 | 1048.7334 | 82.98 | 95.04 | 17 | 8.1044 | 104.28 | 100 | 101.26 | 112.03 | 114.72 | 108.3
360 | 8 | 3 | 60348.8711 | 14055.1819 | 4376.1479 | 4529.9949 | 3967.4149 | 1804.8334 | 2107.1486 | 1196.8001 | 92.09 | 109.49 | 29 | 16.4408 | 124.52 | 117.71 | 118.31 | 107.23 | 110.68 | 105.75
361 | 8 | 4 | 60958.4522 | 13088.8513 | 4347.7519 | 4551.5209 | 3971.2848 | 1506.3361 | 1715.158 | 1203.1474 | 90.82 | 104.98 | 28 | 13.4448 | 114.92 | 111.79 | 112.82 | 105.19 | 105.7 | 103.99
362 | 8 | 5 | 60163.9435 | 11938.6685 | 4346.9249 | 4464.1799 | 3947.2688 | 1536.8617 | 1641.3541 | 1101.5644 | 81.75 | 92.34 | 15 | 6.5941 | 99.65 | 95.99 | 97.4 | 111.92 | 113.69 | 107.53
363 | 8 | 6 | 60484.4448 | 11876.7119 | 4356.763 | 4525.3155 | 4003.3938 | 1536.8617 | 1518.3006 | 1101.5644 | 77.92 | 86 | 7 | 2.2623 | 89.03 | 87.88 | 88.87 | 113.97 | 114.41 | 107.81
364 | 8 | 7 | 61084.9921 | 12683.0731 | 4473.1203 | 4614.624 | 4006.1602 | 1595.1729 | 1650.5354 | 1131.3195 | 83.96 | 94.87 | 18 | 6.7558 | 101.37 | 97.45 | 99.8 | 110.42 | 112.19 | 107.1
365 | 8 | 8 | 60860.1478 | 12596.487 | 4404.375 | 4542.1355 | 4041.696 | 1564.7666 | 1832.542 | 1051.301 | 82.36 | 92.51 | 18 | 5.1537 | 97.5 | 94.63 | 96.84 | 111.46 | 112.79 | 107.34
366 | 8 | 9 | 61002.9564 | 12974.8003 | 4464.2799 | 4629.498 | 4063.4857 | 1564.7666 | 1832.542 | 1139.5664 | 90.89 | 106.73 | 24 | 14.2822 | 120.94 | 118.08 | 115.34 | 109.3 | 109.54 | 104.49
367 | 8 | 10 | 60463.7999 | 12683.0731 | 4352.0385 | 4507.229 | 3942.414 | 1545.3194 | 1650.5354 | 1060.217 | 83.23 | 94.87 | 15 | 7.3187 | 103.2 | 100.12 | 101.27 | 112.59 | 113.25 | 108.16
368 | 8 | 11 | 60708.3542 | 12683.0731 | 4359.6475 | 4546.9657 | 3979.7959 | 1536.8617 | 1650.5354 | 1112.503 | 92.73 | 109.89 | 33 | 16.2325 | 122.39 | 118.25 | 120.47 | 105.42 | 106.15 | 106.28
369 | 8 | 12 | 60773.9963 | 13162.7762 | 4434.8838 | 4580.8786 | 4016.6388 | 1511.9393 | 1752.8264 | 1203.1474 | 90.41 | 107.72 | 25 | 13.6059 | 119.74 | 118.76 | 116.09 | 110.2 | 112.3 | 107.19
370 | 8 | 13 | 60644.3531 | 13140.4885 | 4377.0303 | 4537.307 | 3997.8449 | 1617.0207 | 1832.542 | 1053.5206 | 83.97 | 96.26 | 20 | 7.5859 | 105.18 | 102.74 | 101.71 | 113.24 | 113.24 | 106.97
371 | 8 | 14 | 60456.6203 | 14055.1819 | 4356.0684 | 4502.9038 | 3956.63 | 1804.8334 | 2107.1486 | 1196.8001 | 87.17 | 103.4 | 24 | 11.5915 | 115.99 | 117.71 | 111.38 | 114.37 | 113.91 | 107.49
372 | 8 | 15 | 60400.5064 | 13162.7762 | 4352.6797 | 4494.151 | 3987.8763 | 1491.6085 | 1752.8264 | 1124.2983 | 90.35 | 107.83 | 22 | 14.1757 | 121.52 | 120.59 | 115.85 | 110.94 | 112.78 | 106.3
373 | 8 | 16 | 60678.1279 | 11973.6804 | 4381.4882 | 4532.7406 | 4004.7497 | 1545.3194 | 1641.3541 | 1060.217 | 83.12 | 93.73 | 18 | 6.764 | 100.33 | 97.18 | 98.48 | 110.73 | 111.44 | 106.15
374 | 8 | 17 | 60254.8192 | 12683.0731 | 4333.4325 | 4463.5695 | 3903.76 | 1545.3194 | 1650.5354 | 1060.217 | 84.29 | 96.73 | 17 | 8.4009 | 105.03 | 101.06 | 102.95 | 110.94 | 112.89 | 107.74
375 | 8 | 18 | 60444.2723 | 13088.8513 | 4330.8293 | 4495.1688 | 3977.6424 | 1536.8617 | 1715.158 | 1203.1474 | 91.15 | 108.62 | 27 | 14.9115 | 122.68 | 122.9 | 118.81 | 109.8 | 112.43 | 107.08
376 | 8 | 19 | 60338.6996 | 11663.4996 | 4286.232 | 4462.3222 | 3903.7877 | 1463.8527 | 1641.3541 | 1048.7334 | 80.96 | 90.33 | 17 | 4.8444 | 95.14 | 92.8 | 94.85 | 112.18 | 112.05 | 107.52
377 | 8 | 20 | 60598.0607 | 12683.0731 | 4388.3777 | 4524.5639 | 3988.1325 | 1595.1729 | 1650.5354 | 1073.2358 | 82.72 | 94.25 | 13 | 6.8145 | 102.16 | 98.64 | 99.92 | 112.86 | 113.28 | 107.99
378 | 8 | 21 | 60717.9777 | 12683.0731 | 4398.3298 | 4566.3897 | 4014.8766 | 1595.1729 | 1650.5354 | 1105.5028 | 78.34 | 86.36 | 5 | 2.0162 | 88.8 | 88.28 | 90.01 | 113.37 | 113.99 | 108.31
379 | 8 | 22 | 60192.1475 | 12148.643 | 4310.9592 | 4419.1943 | 3953.5776 | 1536.8617 | 1453.7381 | 1101.5644 | 92.81 | 110.86 | 27 | 16.9299 | 122.23 | 118.36 | 118.81 | 103.5 | 104 | 103.26
380 | 8 | 23 | 60645.4598 | 12974.8003 | 4449.1508 | 4576.5848 | 3982.0359 | 1491.6085 | 1807.6367 | 1139.5664 | 85.02 | 97.71 | 20 | 9.2234 | 106.92 | 104.24 | 104.23 | 110.8 | 112.7 | 107.12
381 | 8 | 24 | 60434.7473 | 13140.4885 | 4303.6976 | 4471.2788 | 3887.7343 | 1617.0207 | 1777.018 | 1044.8261 | 83.74 | 96.05 | 14 | 8.1246 | 103.4 | 99.52 | 100.68 | 110.77 | 112.69 | 106.9
382 | 8 | 25 | 60482.09 | 11973.6804 | 4399.7865 | 4544.9209 | 4011.8296 | 1545.3194 | 1641.3541 | 1060.217 | 85.48 | 98.2 | 21 | 9.3384 | 107.29 | 101.75 | 103.81 | 110.02 | 111.99 | 106.59
383 | 8 | 26 | 60031.404 | 13140.4885 | 4301.4375 | 4428.6121 | 3949.4549 | 1617.0207 | 1777.018 | 1131.3195 | 85.44 | 99.27 | 20 | 10.1668 | 108.81 | 107.16 | 105.38 | 110.89 | 111.63 | 106
384 | 8 | 27 | 60367.1615 | 13162.7762 | 4352.1541 | 4501.2837 | 4034.6262 | 1491.6085 | 1752.8264 | 1131.3195 | 95.05 | 115.43 | 24 | 19.5508 | 130.72 | 129.93 | 122.79 | 106.45 | 105.29 | 101.84
385 | 8 | 28 | 61371.5054 | 13162.7762 | 4495.0996 | 4671.1178 | 4074.7067 | 1491.6085 | 1752.8264 | 1203.1474 | 102.02 | 127.1 | 34 | 24.1459 | 144.71 | 148.67 | 140.93 | 105.32 | 107.81 | 105.83
386 | 8 | 29 | 60740.0264 | 12234.4604 | 4413.7283 | 4583.7224 | 3964.9357 | 1494.2127 | 1641.3541 | 1131.3195 | 80.86 | 90.59 | 17 | 4.9406 | 95.47 | 93.55 | 95.57 | 111.61 | 112.38 | 107.82
387 | 8 | 30 | 60471.3512 | 14055.1819 | 4362.2845 | 4528.5055 | 3973.7191 | 1804.8334 | 2107.1486 | 1196.8001 | 82.87 | 94.1 | 26 | 7.3175 | 99.81 | 98.23 | 99.11 | 110.1 | 109.91 | 106.17
388 | 8 | 31 | 60987.5441 | 13088.8513 | 4418.6019 | 4622.4605 | 3989.3941 | 1536.8617 | 1715.158 | 1203.1474 | 82.93 | 94.82 | 14 | 6.7724 | 99.81 | 102.44 | 101.53 | 111.58 | 112.77 | 108.96
389 | 8 | 32 | 59724.8425 | 12086.921 | 4280.3377 | 4403.2312 | 3899.5471 | 1506.3361 | 1641.3541 | 1048.7334 | 78.99 | 88.79 | 11 | 4.3609 | 94.28 | 91.68 | 93.23 | 114.28 | 115.88 | 109.26
390 | 8 | 33 | 60223.0499 | 12808.1586 | 4314.3375 | 4482.7449 | 3936.358 | 1564.7666 | 1832.542 | 1157.7399 | 81.66 | 93.03 | 12 | 6.3618 | 98.9 | 99.41 | 99.27 | 112.52 | 113.89 | 108.82
391 | 8 | 34 | 60541.8714 | 12974.8003 | 4372.547 | 4532.657 | 3986.7127 | 1536.8617 | 1807.6367 | 1139.5664 | 80.84 | 91.11 | 12 | 5.3351 | 97.1 | 95.6 | 96.41 | 112.77 | 114.2 | 108.23
392 | 8 | 35 | 60241.5128 | 12808 | 4279.1558 | 4451.4085 | 3918.0348 | 1450.5756 | 1659.4449 | 1074.2279 | 81.26 | 92.68 | 11 | 6.1368 | 99.24 | 98.9 | 97.36 | 114.35 | 114.55 | 108.33
393 | 8 | 36 | 61163.356 | 12974.8003 | 4424.4343 | 4622.9266 | 4033.1741 | 1545.3194 | 1807.6367 | 1157.7399 | 87.16 | 100.32 | 24 | 9.8532 | 105.85 | 104.33 | 105.94 | 106.76 | 107.93 | 105.5
394 | 8 | 37 | 60463.6637 | 12974.8003 | 4302.5048 | 4515.0983 | 3948.2577 | 1491.6085 | 1807.6367 | 1139.5664 | 95.57 | 114.53 | 33 | 19.4142 | 128.49 | 126.29 | 123.55 | 103.42 | 103.47 | 102.42
395 | 8 | 38 | 60389.5958 | 13162.7762 | 4327.5206 | 4512.4346 | 3975.123 | 1506.3361 | 1752.8264 | 1124.2983 | 90.07 | 105.71 | 32 | 14.4248 | 113.75 | 116.92 | 113.94 | 104.5 | 102.11 | 102.74
396 | 8 | 39 | 60691.0235 | 13088.8513 | 4364.5635 | 4526.241 | 4000.7979 | 1545.3194 | 1807.6367 | 1203.1474 | 83.31 | 94.94 | 24 | 6.9482 | 100.01 | 97.94 | 100.66 | 109.97 | 111.06 | 107.67
397 | 8 | 40 | 61181.8609 | 12806.171 | 4394.1538 | 4620.4452 | 4066.0783 | 1491.6085 | 1659.4449 | 1131.3195 | 98.05 | 118.69 | 36 | 21.0517 | 136.09 | 134.48 | 129.51 | 106.56 | 105.13 | 104.26
398 | 8 | 41 | 61353.0144 | 14055.1819 | 4431.2282 | 4628.5922 | 4032.9392 | 1804.8334 | 2107.1486 | 1196.8001 | 85.09 | 97.45 | 21 | 7.5537 | 102.55 | 100.53 | 102.02 | 109.41 | 111.29 | 106.8
399 | 8 | 42 | 60562.5171 | 12974.8003 | 4361.1355 | 4531.3253 | 3967.6616 | 1564.7666 | 1832.542 | 1139.5664 | 82.59 | 94.61 | 15 | 6.7546 | 101.05 | 101.94 | 100.05 | 112.97 | 113.9 | 107.98
400 | 8 | 43 | 60957.3845 | 12974.8003 | 4373.3725 | 4589.1479 | 4019.9091 | 1564.7666 | 1832.542 | 1153.7442 | 93.29 | 111.15 | 26 | 16.5064 | 121.69 | 124.09 | 121.05 | 104.83 | 103.77 | 104.04
401 | 8 | 44 | 59906.7266 | 13162.7762 | 4249.6779 | 4463.1959 | 3888.5965 | 1595.1729 | 1807.6367 | 1139.5664 | 94.67 | 118.34 | 24 | 20.0115 | 135.71 | 146.72 | 131.33 | 111.48 | 112.62 | 106.46
402 | 8 | 45 | 61107.3341 | 13088.8513 | 4431.357 | 4628.9322 | 4024.6791 | 1545.3194 | 1715.158 | 1203.1474 | 83.87 | 95.48 | 18 | 6.7333 | 100.91 | 102.71 | 101.42 | 111.5 | 111 | 107.16
403 | 8 | 46 | 61079.664 | 13162.7762 | 4400.9668 | 4620.4472 | 4029.861 | 1543.3774 | 1752.8264 | 1129.2214 | 96.16 | 117.11 | 25 | 18.8435 | 130.2 | 137.62 | 128.83 | 106.94 | 107.3 | 105.32
404 | 8 | 47 | 61253.4971 | 13088.8513 | 4423.9298 | 4661.5809 | 4028.3262 | 1441.532 | 1807.6367 | 1203.1474 | 87.62 | 101.53 | 17 | 10.42 | 112.1 | 110.23 | 109.16 | 111.49 | 112.42 | 107.37
405 | 8 | 48 | 61074.7612 | 13162.7762 | 4395.6618 | 4603.6094 | 4029.6922 | 1536.8617 | 1752.8264 | 1203.1474 | 103.76 | 130.02 | 45 | 26.4206 | 149.34 | 157.64 | 145.91 | 104.07 | 105.81 | 104.76
406 | 8 | 49 | 60711.4221 | 13088.8513 | 4406.8914 | 4618.3998 | 4004.2632 | 1536.8617 | 1807.6367 | 1211.9982 | 96.23 | 117.83 | 38 | 19.6757 | 133.19 | 139.37 | 131.3 | 108.41 | 107.58 | 106.46
407 | 8 | 50 | 60990.7644 | 14055.1819 | 4408.1777 | 4613.3804 | 4012.926 | 1689.1333 | 2085.325 | 1188.0181 | 94.6 | 113.45 | 35 | 16.914 | 127.5 | 129.39 | 121.53 | 108.65 | 107.71 | 102.89
408 | 8 | 51 | 61177.9716 | 12808 | 4399.3296 | 4598.126 | 4009.17 | 1600.8722 | 1720.8928 | 1074.2279 | 96.02 | 115.74 | 29 | 19.003 | 126.85 | 124.96 | 122 | 102 | 104.07 | 101.34
409 | 9 | 1 | 60774.8092 | 11973.6804 | 4447.1436 | 4566.1869 | 4049.6435 | 1595.1729 | 1641.3541 | 1060.217 | 78.01 | 86.29 | 6 | 1.817 | 88.5 | 87.38 | 89.38 | 113.51 | 114.45 | 108.5
410 | 9 | 2 | 59977.4698 | 11876.7119 | 4348.8709 | 4456.7781 | 3913.438 | 1511.9393 | 1641.3541 | 1048.7334 | 81.81 | 93.25 | 20 | 6.797 | 101.1 | 97.7 | 99.47 | 112.62 | 114.83 | 109.02
411 | 9 | 3 | 60348.8711 | 14055.1819 | 4376.1479 | 4529.9949 | 3967.4149 | 1804.8334 | 2107.1486 | 1196.8001 | 96.61 | 118.63 | 36 | 20.6744 | 136.53 | 134.76 | 131.35 | 107.74 | 107.81 | 106.31
412 | 9 | 4 | 60958.4522 | 13088.8513 | 4347.7519 | 4551.5209 | 3971.2848 | 1506.3361 | 1715.158 | 1203.1474 | 86.27 | 97.6 | 30 | 8.5342 | 104.35 | 102.6 | 103.68 | 108.57 | 108.3 | 105.29
413 | 9 | 5 | 60163.9435 | 11938.6685 | 4346.9249 | 4464.1799 | 3947.2688 | 1536.8617 | 1641.3541 | 1101.5644 | 83.04 | 94.58 | 21 | 7.7485 | 103.47 | 99.37 | 100.69 | 112.02 | 114.02 | 107.88
414 | 9 | 6 | 60484.4448 | 11876.7119 | 4356.763 | 4525.3155 | 4003.3938 | 1536.8617 | 1518.3006 | 1101.5644 | 78.32 | 86.55 | 11 | 2.517 | 89.73 | 88.03 | 89.49 | 113.79 | 114.1 | 107.84
415 | 9 | 7 | 61084.9921 | 12683.0731 | 4473.1203 | 4614.624 | 4006.1602 | 1595.1729 | 1650.5354 | 1131.3195 | 85.12 | 95.9 | 16 | 7.683 | 103.95 | 99.64 | 101.22 | 110.22 | 111.58 | 106.16
416 | 9 | 8 | 60860.1478 | 12596.487 | 4404.375 | 4542.1355 | 4041.696 | 1564.7666 | 1832.542 | 1051.301 | 85.44 | 97.22 | 25 | 7.8399 | 105.6 | 101.43 | 102.96 | 110.93 | 112.96 | 106.93
417 | 9 | 9 | 61002.9564 | 12974.8003 | 4464.2799 | 4629.498 | 4063.4857 | 1564.7666 | 1832.542 | 1139.5664 | 80.82 | 90.64 | 16 | 4.5455 | 95.12 | 94.53 | 95.45 | 112.31 | 112.42 | 107.77
418 | 9 | 10 | 60463.7999 | 12683.0731 | 4352.0385 | 4507.229 | 3942.414 | 1545.3194 | 1650.5354 | 1060.217 | 86.81 | 101.07 | 18 | 10.469 | 111.98 | 110.15 | 109.46 | 112.06 | 111.47 | 107.73
419 | 9 | 11 | 60708.3542 | 12683.0731 | 4359.6475 | 4546.9657 | 3979.7959 | 1536.8617 | 1650.5354 | 1112.503 | 85.44 | 98.06 | 29 | 8.8315 | 105.03 | 103.64 | 105.75 | 109.55 | 109.68 | 107.73
420 | 9 | 12 | 60773.9963 | 13162.7762 | 4434.8838 | 4580.8786 | 4016.6388 | 1511.9393 | 1752.8264 | 1203.1474 | 97.42 | 118.79 | 34 | 20.0438 | 136.84 | 137.67 | 131.23 | 108.28 | 110.93 | 106
421 | 9 | 13 | 60644.3531 | 13140.4885 | 4377.0303 | 4537.307 | 3997.8449 | 1617.0207 | 1832.542 | 1053.5206 | 84.63 | 96.56 | 20 | 8.0845 | 103.14 | 99.75 | 102.53 | 109.34 | 110.6 | 106.98
422 | 9 | 14 | 60456.6203 | 14055.1819 | 4356.0684 | 4502.9038 | 3956.63 | 1804.8334 | 2107.1486 | 1196.8001 | 83.17 | 97.02 | 13 | 7.6222 | 105.82 | 107.9 | 103.3 | 115.85 | 115.82 | 108.99
423 | 9 | 15 | 60400.5064 | 13162.7762 | 4352.6797 | 4494.151 | 3987.8763 | 1491.6085 | 1752.8264 | 1124.2983 | 88.31 | 104.28 | 18 | 12.1898 | 114.56 | 115.4 | 111.64 | 109.87 | 112.07 | 106.27
424 | 9 | 16 | 60678.1279 | 11973.6804 | 4381.4882 | 4532.7406 | 4004.7497 | 1545.3194 | 1641.3541 | 1060.217 | 81.35 | 91.27 | 12 | 4.6118 | 95.12 | 92.61 | 94.89 | 111.4 | 112.39 | 107.15
425 | 9 | 17 | 60254.8192 | 12683.0731 | 4333.4325 | 4463.5695 | 3903.76 | 1545.3194 | 1650.5354 | 1060.217 | 77.92 | 86.24 | 12 | 1.8483 | 88.51 | 88.57 | 89.68 | 114.27 | 115 | 109.1
426 | 9 | 18 | 60444.2723 | 13088.8513 | 4330.8293 | 4495.1688 | 3977.6424 | 1536.8617 | 1715.158 | 1203.1474 | 87.21 | 101.24 | 25 | 10.7618 | 112.56 | 110.72 | 108.93 | 111.19 | 113.38 | 106.91
427 | 9 | 19 | 60338.6996 | 11663.4996 | 4286.232 | 4462.3222 | 3903.7877 | 1463.8527 | 1641.3541 | 1048.7334 | 83.48 | 93.73 | 21 | 7.3001 | 99.94 | 96.9 | 99.17 | 109.58 | 109.5 | 106
428 | 9 | 20 | 60598.0607 | 12683.0731 | 4388.3777 | 4524.5639 | 3988.1325 | 1595.1729 | 1650.5354 | 1073.2358 | 79.71 | 89.03 | 9 | 3.4938 | 93.96 | 91.92 | 93.55 | 113.82 | 115.02 | 108.68
429 | 9 | 21 | 60717.9777 | 12683.0731 | 4398.3298 | 4566.3897 | 4014.8766 | 1595.1729 | 1650.5354 | 1105.5028 | 80.64 | 89.89 | 12 | 3.9675 | 95.03 | 92.84 | 94.69 | 113.18 | 114.16 | 108.22
430 | 9 | 22 | 60192.1475 | 12148.643 | 4310.9592 | 4419.1943 | 3953.5776 | 1536.8617 | 1453.7381 | 1101.5644 | 90.3 | 106.76 | 22 | 14.3159 | 117.63 | 109.97 | 112.85 | 105.56 | 109.53 | 105.1
431 | 9 | 23 | 60645.4598 | 12974.8003 | 4449.1508 | 4576.5848 | 3982.0359 | 1491.6085 | 1807.6367 | 1139.5664 | 79.56 | 88.92 | 9 | 3.689 | 92.8 | 92.01 | 93.4 | 112.89 | 113.32 | 108.56
432 | 9 | 24 | 60434.7473 | 13140.4885 | 4303.6976 | 4471.2788 | 3887.7343 | 1617.0207 | 1777.018 | 1044.8261 | 83.84 | 96.2 | 13 | 8.0004 | 105.21 | 103.17 | 100.41 | 113.2 | 114.01 | 106.11
433 | 9 | 25 | 60482.09 | 11973.6804 | 4399.7865 | 4544.9209 | 4011.8296 | 1545.3194 | 1641.3541 | 1060.217 | 83.52 | 95.07 | 29 | 7.0139 | 101.87 | 98.19 | 99.81 | 111.26 | 112.82 | 107.17
434 | 9 | 26 | 60031.404 | 13140.4885 | 4301.4375 | 4428.6121 | 3949.4549 | 1617.0207 | 1777.018 | 1131.3195 | 84.4 | 97.09 | 24 | 8.7836 | 106.9 | 103.18 | 102.3 | 112.18 | 114.14 | 106.47
435 | 9 | 27 | 60367.1615 | 13162.7762 | 4352.1541 | 4501.2837 | 4034.6262 | 1491.6085 | 1752.8264 | 1131.3195 | 88.55 | 105.92 | 24 | 12.8755 | 118.56 | 121.55 | 113.33 | 113.62 | 114.61 | 107.22
436 | 9 | 28 | 61371.5054 | 13162.7762 | 4495.0996 | 4671.1178 | 4074.7067 | 1491.6085 | 1752.8264 | 1203.1474 | 98.33 | 119.44 | 39 | 20.2461 | 135.87 | 135.69 | 131.64 | 106.33 | 108.92 | 105.79
437 | 9 | 29 | 60740.0264 | 12234.4604 | 4413.7283 | 4583.7224 | 3964.9357 | 1494.2127 | 1641.3541 | 1131.3195 | 84.11 | 95.95 | 19 | 7.7437 | 103.55 | 99.99 | 101.91 | 110.81 | 112.11 | 107.4
438 | 9 | 30 | 60471.3512 | 14055.1819 | 4362.2845 | 4528.5055 | 3973.7191 | 1804.8334 | 2107.1486 | 1196.8001 | 85.99 | 100.21 | 27 | 10.1375 | 108.95 | 110.03 | 107.54 | 111.39 | 109.66 | 106.69
439 | 9 | 31 | 60987.5441 | 13088.8513 | 4418.6019 | 4622.4605 | 3989.3941 | 1536.8617 | 1715.158 | 1203.1474 | 85.17 | 98.4 | 21 | 8.5364 | 105.96 | 107.2 | 105.92 | 111.81 | 112.18 | 108.33
440 | 9 | 32 | 59724.8425 | 12086.921 | 4280.3377 | 4403.2312 | 3899.5471 | 1506.3361 | 1641.3541 | 1048.7334 | 79.16 | 88.64 | 8 | 4.2688 | 92.97 | 91.99 | 92.62 | 113.37 | 114.47 | 108.24
441 | 9 | 33 | 60223.0499 | 12808.1586 | 4314.3375 | 4482.7449 | 3936.358 | 1564.7666 | 1832.542 | 1157.7399 | 86.28 | 100.05 | 15 | 10.7733 | 109.49 | 108.76 | 107.63 | 109.88 | 111.02 | 106.66
442 | 9 | 34 | 60541.8714 | 12974.8003 | 4372.547 | 4532.657 | 3986.7127 | 1536.8617 | 1807.6367 | 1139.5664 | 87.14 | 100.5 | 23 | 11.0711 | 108.42 | 108.49 | 107.43 | 107.53 | 106.03 | 104.09
443 | 9 | 35 | 60241.5128 | 12808 | 4279.1558 | 4451.4085 | 3918.0348 | 1450.5756 | 1659.4449 | 1074.2279 | 89.28 | 107.11 | 21 | 13.8921 | 114.09 | 113.93 | 110.99 | 105.89 | 107.33 | 103.25
444 | 9 | 36 | 61163.356 | 12974.8003 | 4424.4343 | 4622.9266 | 4033.1741 | 1545.3194 | 1807.6367 | 1157.7399 | 85.1 | 96.82 | 19 | 7.6258 | 101.04 | 101.09 | 102.18 | 108.38 | 109.21 | 106.28
445 | 9 | 37 | 60463.6637 | 12974.8003 | 4302.5048 | 4515.0983 | 3948.2577 | 1491.6085 | 1807.6367 | 1139.5664 | 88.02 | 103.45 | 23 | 11.7391 | 110.18 | 108.43 | 107.1 | 107.07 | 108.52 | 103.93
446 | 9 | 38 | 60389.5958 | 13162.7762 | 4327.5206 | 4512.4346 | 3975.123 | 1506.3361 | 1752.8264 | 1124.2983 | 90.56 | 106.11 | 28 | 14.7567 | 113.63 | 118.22 | 114.59 | 103.61 | 100.33 | 101.95
447 | 9 | 39 | 60691.0235 | 13088.8513 | 4364.5635 | 4526.241 | 4000.7979 | 1545.3194 | 1807.6367 | 1203.1474 | 86.89 | 101.2 | 23 | 10.4362 | 109.85 | 110.69 | 110.01 | 109.92 | 111.1 | 107.93
448 | 9 | 40 | 61181.8609 | 12806.171 | 4394.1538 | 4620.4452 | 4066.0783 | 1491.6085 | 1659.4449 | 1131.3195 | 84.89 | 95.99 | 25 | 7.8855 | 101.39 | 100.26 | 102.07 | 108.82 | 108.86 | 106.53
449 | 9 | 41 | 61353.0144 | 14055.1819 | 4431.2282 | 4628.5922 | 4032.9392 | 1804.8334 | 2107.1486 | 1196.8001 | 88.58 | 104.48 | 18 | 11.1226 | 115.35 | 117.12 | 112.79 | 112.96 | 112.77 | 107.94
450 | 9 | 42 | 60562.5171 | 12974.8003 | 4361.1355 | 4531.3253 | 3967.6616 | 1564.7666 | 1832.542 | 1139.5664 | 84.24 | 97.79 | 13 | 8.2156 | 105.97 | 109.18 | 104.28 | 114.3 | 114.03 | 108.24
451 | 9 | 43 | 60957.3845 | 12974.8003 | 4373.3725 | 4589.1479 | 4019.9091 | 1564.7666 | 1832.542 | 1153.7442 | 98.18 | 118.55 | 38 | 20.8944 | 133.68 | 133.56 | 130.9 | 102.86 | 102.82 | 103.46
452 | 9 | 44 | 59906.7266 | 13162.7762 | 4249.6779 | 4463.1959 | 3888.5965 | 1595.1729 | 1807.6367 | 1139.5664 | 92.59 | 114.27 | 27 | 17.6195 | 129.58 | 138.93 | 126.15 | 111.95 | 113.01 | 107.17
453 | 9 | 45 | 61107.3341 | 13088.8513 | 4431.357 | 4628.9322 | 4024.6791 | 1545.3194 | 1715.158 | 1203.1474 | 84.21 | 96.18 | 17 | 6.827 | 101.5 | 104.19 | 102.58 | 111.69 | 111.53 | 107.77
454 | 9 | 46 | 61079.664 | 13162.7762 | 4400.9668 | 4620.4472 | 4029.861 | 1543.3774 | 1752.8264 | 1129.2214 | 95.09 | 114.41 | 34 | 17.2918 | 127.13 | 133.24 | 125.13 | 107.44 | 107.56 | 104.64
455 | 9 | 47 | 61253.4971 | 13088.8513 | 4423.9298 | 4661.5809 | 4028.3262 | 1441.532 | 1807.6367 | 1203.1474 | 83.12 | 93.28 | 20 | 5.1996 | 98.83 | 97.56 | 98.13 | 112.5 | 113.29 | 107.74
456 | 9 | 48 | 61074.7612 | 13162.7762 | 4395.6618 | 4603.6094 | 4029.6922 | 1536.8617 | 1752.8264 | 1203.1474 | 104.28 | 130.22 | 42 | 26.794 | 148.49 | 154.39 | 145.28 | 102.03 | 102.2 | 103.46
457 | 9 | 49 | 60711.4221 | 13088.8513 | 4406.8914 | 4618.3998 | 4004.2632 | 1536.8617 | 1807.6367 | 1211.9982 | 102.5 | 127.71 | 43 | 25.6266 | 149.13 | 151.5 | 143.16 | 106.98 | 103.1 | 104.29
458 | 9 | 50 | 60990.7644 | 14055.1819 | 4408.1777 | 4613.3804 | 4012.926 | 1689.1333 | 2085.325 | 1188.0181 | 101.95 | 126.1 | 40 | 23.8895 | 146.84 | 148.92 | 138.96 | 107.84 | 106.47 | 103.59
459 | 9 | 51 | 61177.9716 | 12808 | 4399.3296 | 4598.126 | 4009.17 | 1600.8722 | 1720.8928 | 1074.2279 | 94.64 | 114.02 | 30 | 17.5234 | 122.6 | 122.1 | 119.45 | 102.28 | 104.68 | 102.26
460 | 10 | 1 | 60774.8092 | 11973.6804 | 4447.1436 | 4566.1869 | 4049.6435 | 1595.1729 | 1641.3541 | 1060.217 | 90.27 | 105.55 | 20 | 13.6629 | 117.67 | 110.49 | 113.38 | 107.14 | 109.77 | 105.93
461 | 10 | 2 | 59977.4698 | 11876.7119 | 4348.8709 | 4456.7781 | 3913.438 | 1511.9393 | 1641.3541 | 1048.7334 | 88.43 | 103.8 | 18 | 13.1822 | 118.73 | 111.32 | 112.62 | 110.83 | 114.01 | 107.94
462 | 10 | 3 | 60348.8711 | 14055.1819 | 4376.1479 | 4529.9949 | 3967.4149 | 1804.8334 | 2107.1486 | 1196.8001 | 96.26 | 117.99 | 32 | 19.9473 | 135.25 | 133.6 | 130.31 | 108.28 | 108.21 | 106.72
463 | 10 | 4 | 60958.4522 | 13088.8513 | 4347.7519 | 4551.5209 | 3971.2848 | 1506.3361 | 1715.158 | 1203.1474 | 92.87 | 108.35 | 31 | 15.0504 | 120.79 | 116.3 | 116.07 | 105.35 | 107.53 | 103.43
464 | 10 | 5 | 60163.9435 | 11938.6685 | 4346.9249 | 4464.1799 | 3947.2688 | 1536.8617 | 1641.3541 | 1101.5644 | 93.05 | 110.53 | 22 | 17.2892 | 128.1 | 121.37 | 119.43 | 108.34 | 110 | 104.42
465 | 10 | 6 | 60484.4448 | 11876.7119 | 4356.763 | 4525.3155 | 4003.3938 | 1536.8617 | 1518.3006 | 1101.5644 | 87.27 | 100.6 | 21 | 11.1685 | 112.5 | 106.69 | 106.81 | 110.25 | 111.35 | 105.3
466 | 10 | 7 | 61084.9921 | 12683.0731 | 4473.1203 | 4614.624 | 4006.1602 | 1595.1729 | 1650.5354 | 1131.3195 | 86.9 | 99.53 | 22 | 9.482 | 109.18 | 106.64 | 105.88 | 110.68 | 112.38 | 106.47
467 | 10 | 8 | 60860.1478 | 12596.487 | 4404.375 | 4542.1355 | 4041.696 | 1564.7666 | 1832.542 | 1051.301 | 101.19 | 122.27 | 38 | 23.2221 | 146.45 | 136.29 | 133.9 | 105.86 | 110 | 103.22
468 | 10 | 9 | 61002.9564 | 12974.8003 | 4464.2799 | 4629.498 | 4063.4857 | 1564.7666 | 1832.542 | 1139.5664 | 91.36 | 107.54 | 26 | 14.518 | 121.2 | 118.62 | 117.02 | 108.99 | 109.47 | 105.87
469 | 10 | 10 | 60463.7999 | 12683.0731 | 4352.0385 | 4507.229 | 3942.414 | 1545.3194 | 1650.5354 | 1060.217 | 92.13 | 108.55 | 22 | 15.7089 | 122.5 | 119.78 | 116.45 | 107.96 | 107.68 | 103.71
470 | 10 | 11 | 60708.3542 | 12683.0731 | 4359.6475 | 4546.9657 | 3979.7959 | 1536.8617 | 1650.5354 | 1112.503 | 88.16 | 101.63 | 30 | 11.2247 | 109.93 | 107.57 | 110.25 | 107.19 | 107.72 | 106.88
471 | 10 | 12 | 60773.9963 | 13162.7762 | 4434.8838 | 4580.8786 | 4016.6388 | 1511.9393 | 1752.8264 | 1203.1474 | 104.16 | 129.2 | 38 | 26.5781 | 153.42 | 150.96 | 143.52 | 105.68 | 109.76 | 104.36
472 | 10 | 13 | 60644.3531 | 13140.4885 | 4377.0303 | 4537.307 | 3997.8449 | 1617.0207 | 1832.542 | 1053.5206 | 84.01 | 95.36 | 32 | 7.0704 | 102.02 | 99.98 | 100.87 | 111.17 | 110.03 | 106.39
473 | 10 | 14 | 60456.6203 | 14055.1819 | 4356.0684 | 4502.9038 | 3956.63 | 1804.8334 | 2107.1486 | 1196.8001 | 96.01 | 119.02 | 25 | 19.9106 | 142.16 | 142.88 | 131.91 | 115.23 | 116.13 | 107.83
474 | 10 | 15 | 60400.5064 | 13162.7762 | 4352.6797 | 4494.151 | 3987.8763 | 1491.6085 | 1752.8264 | 1124.2983 | 98.18 | 120.01 | 27 | 21.4574 | 140.99 | 138.21 | 131.37 | 108.28 | 111.07 | 104.72
475 | 10 | 16 | 60678.1279 | 11973.6804 | 4381.4882 | 4532.7406 | 4004.7497 | 1545.3194 | 1641.3541 | 1060.217 | 97.22 | 115.84 | 25 | 20.186 | 135.04 | 125.02 | 123.77 | 104.64 | 108.48 | 101.53
476 | 10 | 17 | 60254.8192 | 12683.0731 | 4333.4325 | 4463.5695 | 3903.76 | 1545.3194 | 1650.5354 | 1060.217 | 89.46 | 104.83 | 27 | 13.0679 | 116.15 | 110.56 | 112.5 | 107.27 | 110.61 | 105.89
477 | 10 | 18 | 60444.2723 | 13088.8513 | 4330.8293 | 4495.1688 | 3977.6424 | 1536.8617 | 1715.158 | 1203.1474 | 86.58 | 99.48 | 19 | 10.1438 | 109.54 | 105.22 | 106.95 | 109.29 | 112.19 | 106.75
478 | 10 | 19 | 60338.6996 | 11663.4996 | 4286.232 | 4462.3222 | 3903.7877 | 1463.8527 | 1641.3541 | 1048.7334 | 85.94 | 97.8 | 20 | 9.4912 | 107.41 | 102.04 | 104.1 | 109.83 | 111.34 | 106.38
479 | 10 | 20 | 60598.0607 | 12683.0731 | 4388.3777 | 4524.5639 | 3988.1325 | 1595.1729 | 1650.5354 | 1073.2358 | 87.54 | 101.09 | 18 | 11.1067 | 113.7 | 107.46 | 109.33 | 110.33 | 113.03 | 107.22
480 | 10 | 21 | 60717.9777 | 12683.0731 | 4398.3298 | 4566.3897 | 4014.8766 | 1595.1729 | 1650.5354 | 1105.5028 | 80.87 | 90.22 | 9 | 4.0742 | 95.19 | 93.16 | 95.45 | 112.82 | 114.03 | 108.53
481 | 10 | 22 | 60192.1475 | 12148.643 | 4310.9592 | 4419.1943 | 3953.5776 | 1536.8617 | 1453.7381 | 1101.5644 | 88.91 | 103.59 | 31 | 12.4349 | 114.42 | 109.68 | 110.43 | 107.66 | 110.83 | 105.56
482 | 10 | 23 | 60645.4598 | 12974.8003 | 4449.1508 | 4576.5848 | 3982.0359 | 1491.6085 | 1807.6367 | 1139.5664 | 79.75 | 89.1 | 11 | 3.5904 | 93.42 | 93.74 | 93.58 | 113.64 | 114.47 | 108.64
483 | 10 | 24 | 60434.7473 | 13140.4885 | 4303.6976 | 4471.2788 | 3887.7343 | 1617.0207 | 1777.018 | 1044.8261 | 95.49 | 115.84 | 22 | 19.4322 | 131.24 | 126.1 | 120.73 | 104.85 | 107.76 | 99.95
484 | 10 | 25 | 60482.09 | 11973.6804 | 4399.7865 | 4544.9209 | 4011.8296 | 1545.3194 | 1641.3541 | 1060.217 | 91.78 | 108.09 | 20 | 15.1325 | 120.31 | 112.39 | 114.84 | 105.54 | 108.46 | 104.45
485 | 10 | 26 | 60031.404 | 13140.4885 | 4301.4375 | 4428.6121 | 3949.4549 | 1617.0207 | 1777.018 | 1131.3195 | 87.75 | 102.46 | 21 | 12.0951 | 113.77 | 108.33 | 108.57 | 108.85 | 111.49 | 105.24
486 | 10 | 27 | 60367.1615 | 13162.7762 | 4352.1541 | 4501.2837 | 4034.6262 | 1491.6085 | 1752.8264 | 1131.3195 | 97.25 | 119.92 | 27 | 21.2792 | 137.89 | 139.83 | 129.87 | 108.09 | 109.77 | 104.45
487 | 10 | 28 | 61371.5054 | 13162.7762 | 4495.0996 | 4671.1178 | 4074.7067 | 1491.6085 | 1752.8264 | 1203.1474 | 96.69 | 116.64 | 29 | 18.4827 | 129.29 | 129.58 | 126.35 | 105.04 | 107.23 | 104.78
488 | 10 | 29 | 60740.0264 | 12234.4604 | 4413.7283 | 4583.7224 | 3964.9357 | 1494.2127 | 1641.3541 | 1131.3195 | 81.5 | 91.4 | 12 | 5.1523 | 97.27 | 94.58 | 96.75 | 112.09 | 113.4 | 108.23
489 | 10 | 30 | 60471.3512 | 14055.1819 | 4362.2845 | 4528.5055 | 3973.7191 | 1804.8334 | 2107.1486 | 1196.8001 | 91.73 | 109.23 | 34 | 15.4817 | 123.41 | 122.17 | 118.79 | 109.37 | 109.08 | 105.68
490 | 10 | 31 | 60987.5441 | 13088.8513 | 4418.6019 | 4622.4605 | 3989.3941 | 1536.8617 | 1715.158 | 1203.1474 | 88.53 | 102.54 | 26 | 11.7969 | 112.7 | 111.39 | 110.59 | 108.49 | 110.42 | 106.06
491 | 10 | 32 | 59724.8425 | 12086.921 | 4280.3377 | 4403.2312 | 3899.5471 | 1506.3361 | 1641.3541 | 1048.7334 | 89.76 | 106.01 | 19 | 14.6807 | 120.81 | 115.34 | 114.12 | 109.59 | 112.33 | 106.2
492 | 10 | 33 | 60223.0499 | 12808.1586 | 4314.3375 | 4482.7449 | 3936.358 | 1564.7666 | 1832.542 | 1157.7399 | 83.21 | 94.97 | 14 | 7.23 | 101.71 | 101.94 | 101.05 | 111.94 | 113.7 | 107.92
493 | 10 | 34 | 60541.8714 | 12974.8003 | 4372.547 | 4532.657 | 3986.7127 | 1536.8617 | 1807.6367 | 1139.5664 | 88.85 | 103.39 | 23 | 12.585 | 115.53 | 112.16 | 110.68 | 109.45 | 108.91 | 104.59
494 | 10 | 35 | 60241.5128 | 12808 | 4279.1558 | 4451.4085 | 3918.0348 | 1450.5756 | 1659.4449 | 1074.2279 | 86.07 | 100.39 | 20 | 10.5333 | 108.42 | 105.83 | 106.17 | 108.9 | 111.7 | 106.42
495 | 10 | 36 | 61163.356 | 12974.8003 | 4424.4343 | 4622.9266 | 4033.1741 | 1545.3194 | 1807.6367 | 1157.7399 | 88.93 | 102.9 | 26 | 11.0528 | 111.29 | 111.66 | 110.23 | 108.36 | 109.69 | 105.92
496 | 10 | 37 | 60463.6637 | 12974.8003 | 4302.5048 | 4515.0983 | 3948.2577 | 1491.6085 | 1807.6367 | 1139.5664 | 96.38 | 116.64 | 28 | 19.7667 | 136.16 | 128.36 | 126.86 | 108.4 | 109.07 | 105.37
497 | 10 | 38 | 60389.5958 | 13162.7762 | 4327.5206 | 4512.4346 | 3975.123 | 1506.3361 | 1752.8264 | 1124.2983 | 91.09 | 106.12 | 35 | 14.8726 | 114.35 | 115.91 | 114.83 | 102.93 | 100.18 | 102.12
498 | 10 | 39 | 60691.0235 | 13088.8513 | 4364.5635 | 4526.241 | 4000.7979 | 1545.3194 | 1807.6367 | 1203.1474 | 86.45 | 99.06 | 25 | 9.6885 | 104.8 | 103.06 | 105.84 | 106.2 | 109.06 | 106.29
499 | 10 | 40 | 61181.8609 | 12806.171 | 4394.1538 | 4620.4452 | 4066.0783 | 1491.6085 | 1659.4449 | 1131.3195 | 99.19 | 119.42 | 32 | 22.0675 | 134.25 | 132.38 | 130.95 | 101.64 | 100.81 | 103.51
500 | 10 | 41 | 61353.0144 | 14055.1819 | 4431.2282 | 4628.5922 | 4032.9392 | 1804.8334 | 2107.1486 | 1196.8001 | 89.8 | 105.24 | 20 | 12.0076 | 115.48 | 114.11 | 112.08 | 109.45 | 111.25 | 105.94
501 | 10 | 42 | 60562.5171 | 12974.8003 | 4361.1355 | 4531.3253 | 3967.6616 | 1564.7666 | 1832.542 | 1139.5664 | 92.52 | 110.15 | 31 | 15.8733 | 125.48 | 121.34 | 118.89 | 109.48 | 111.03 | 105.87
502 | 10 | 43 | 60957.3845 | 12974.8003 | 4373.3725 | 4589.1479 | 4019.9091 | 1564.7666 | 1832.542 | 1153.7442 | 97.14 | 115.3 | 39 | 19.6987 | 126.91 | 126.88 | 125.89 | 100.27 | 97.35 | 101.14
503 | 10 | 44 | 59906.7266 | 13162.7762 | 4249.6779 | 4463.1959 | 3888.5965 | 1595.1729 | 1807.6367 | 1139.5664 | 90.96 | 110.81 | 26 | 15.7535 | 125 | 130.87 | 121.75 | 111.85 | 113.55 | 107.69
504 | 10 | 45 | 61107.3341 | 13088.8513 | 4431.357 | 4628.9322 | 4024.6791 | 1545.3194 | 1715.158 | 1203.1474 | 91.37 | 107.21 | 24 | 13.8454 | 121.12 | 116.79 | 115.73 | 109.97 | 110.93 | 106.14
505 | 10 | 46 | 61079.664 | 13162.7762 | 4400.9668 | 4620.4472 | 4029.861 | 1543.3774 | 1752.8264 | 1129.2214 | 97.67 | 118.41 | 36 | 19.5675 | 132.31 | 137.38 | 131.07 | 106.1 | 103.52 | 104.72
506 | 10 | 47 | 61253.4971 | 13088.8513 | 4423.9298 | 4661.5809 | 4028.3262 | 1441.532 | 1807.6367 | 1203.1474 | 92.9 | 108.23 | 18 | 15.123 | 118.33 | 119.51 | 117.11 | 104.82 | 107.1 | 104.61
507 | 10 | 48 | 61074.7612 | 13162.7762 | 4395.6618 | 4603.6094 | 4029.6922 | 1536.8617 | 1752.8264 | 1203.1474 | 106.02 | 132.86 | 40 | 28.432 | 152.15 | 151.97 | 145.34 | 99.23 | 103.96 | 101.78
508 | 10 | 49 | 60711.4221 | 13088.8513 | 4406.8914 | 4618.3998 | 4004.2632 | 1536.8617 | 1807.6367 | 1211.9982 | 112.26 | 140.95 | 47 | 35.2426 | 171.56 | 164.78 | 156.35 | 100.04 | 97.61 | 96.82
509 | 10 | 50 | 60990.7644 | 14055.1819 | 4408.1777 | 4613.3804 | 4012.926 | 1689.1333 | 2085.325 | 1188.0181 | 99.87 | 122.52 | 35 | 21.7344 | 140.4 | 144.27 | 132.76 | 107.49 | 106.67 | 101.83
510 | 10 | 51 | 61177.9716 | 12808 | 4399.3296 | 4598.126 | 4009.17 | 1600.8722 | 1720.8928 | 1074.2279 | 92.51 | 108.45 | 32 | 15.1509 | 119.31 | 115.61 | 117.05 | 104.27 | 106.16 | 104.49
511 | 11 | 1 | 60774.8092 | 11973.6804 | 4447.1436 | 4566.1869 | 4049.6435 | 1595.1729 | 1641.3541 | 1060.217 | 80.05 | 89.72 | 11 | 3.8964 | 94.12 | 92.28 | 94.12 | 112.93 | 113.86 | 108.3
512 | 11 | 2 | 59977.4698 | 11876.7119 | 4348.8709 | 4456.7781 | 3913.438 | 1511.9393 | 1641.3541 | 1048.7334 | 79.88 | 90.03 | 17 | 5.1664 | 95.38 | 93.27 | 95.13 | 112.42 | 113.47 | 108.5
513 | 11 | 3 | 60348.8711 | 14055.1819 | 4376.1479 | 4529.9949 | 3967.4149 | 1804.8334 | 2107.1486 | 1196.8001 | 91.79 | 111.08 | 25 | 16.2179 | 125.48 | 127.03 | 121.74 | 110.53 | 110.9 | 107.2
514 | 11 | 4 | 60958.4522 | 13088.8513 | 4347.7519 | 4551.5209 | 3971.2848 | 1506.3361 | 1715.158 | 1203.1474 | 92.96 | 107.85 | 32 | 15.1944 | 121.4 | 116.01 | 117.21 | 105.19 | 106.19 | 103.52
515 | 11 | 5 | 60163.9435 | 11938.6685 | 4346.9249 | 4464.1799 | 3947.2688 | 1536.8617 | 1641.3541 | 1101.5644 | 80.03 | 89.92 | 19 | 4.7979 | 95.84 | 92.99 | 94.77 | 113.42 | 114.47 | 108.63
516 | 11 | 6 | 60484.4448 | 11876.7119 | 4356.763 | 4525.3155 | 4003.3938 | 1536.8617 | 1518.3006 | 1101.5644 | 78.22 | 86.5 | 16 | 2.5329 | 90.03 | 88.17 | 89.75 | 114.01 | 114.34 | 108.02
517 | 11 | 7 | 61084.9921 | 12683.0731 | 4473.1203 | 4614.624 | 4006.1602 | 1595.1729 | 1650.5354 | 1131.3195 | 79 | 87.32 | 5 | 2.0966 | 90.57 | 88.96 | 91.09 | 113.67 | 114.27 | 108.87
518 | 11 | 8 | 60860.1478 | 12596.487 | 4404.375 | 4542.1355 | 4041.696 | 1564.7666 | 1832.542 | 1051.301 | 85.88 | 98.29 | 25 | 8.5339 | 107.24 | 102.44 | 104.3 | 110.7 | 112.91 | 107.03
519 | 11 | 9 | 61002.9564 | 12974.8003 | 4464.2799 | 4629.498 | 4063.4857 | 1564.7666 | 1832.542 | 1139.5664 | 84.42 | 96.63 | 17 | 8.2271 | 104.75 | 103.98 | 103.2 | 111.57 | 111.23 | 106.9
520 | 11 | 10 | 60463.7999 | 12683.0731 | 4352.0385 | 4507.229 | 3942.414 | 1545.3194 | 1650.5354 | 1060.217 | 82.12 | 92.91 | 14 | 6.1208 | 99.93 | 97.19 | 98.64 | 112.76 | 114.04 | 108.48
521 | 11 | 11 | 60708.3542 | 12683.0731 | 4359.6475 | 4546.9657 | 3979.7959 | 1536.8617 | 1650.5354 | 1112.503 | 86.43 | 99.53 | 23 | 10.0056 | 105.58 | 103.67 | 106.84 | 106.89 | 107.06 | 106.46
522 | 11 | 12 | 60773.9963 | 13162.7762 | 4434.8838 | 4580.8786 | 4016.6388 | 1511.9393 | 1752.8264 | 1203.1474 | 91.27 | 109.59 | 29 | 14.4429 | 121.32 | 126.48 | 119.41 | 110.56 | 111 | 106.86
523 | 11 | 13 | 60644.3531 | 13140.4885 | 4377.0303 | 4537.307 | 3997.8449 | 1617.0207 | 1832.542 | 1053.5206 | 80.63 | 90.23 | 21 | 4.3383 | 94.26 | 93.33 | 94.99 | 112.18 | 111.67 | 107.65
524 | 11 | 14 | 60456.6203 | 14055.1819 | 4356.0684 | 4502.9038 | 3956.63 | 1804.8334 | 2107.1486 | 1196.8001 | 82.91 | 95.74 | 18 | 7.4076 | 103.86 | 104.28 | 101.76 | 114.16 | 114.42 | 108.28
525 | 11 | 15 | 60400.5064 | 13162.7762 | 4352.6797 | 4494.151 | 3987.8763 | 1491.6085 | 1752.8264 | 1124.2983 | 83.67 | 96.08 | 25 | 7.4279 | 102.49 | 102.24 | 101.22 | 111.54 | 112.74 | 107.04
526 | 11 | 16 | 60678.1279 | 11973.6804 | 4381.4882 | 4532.7406 | 4004.7497 | 1545.3194 | 1641.3541 | 1060.217 | 83.01 | 93.52 | 15 | 6.6228 | 100.83 | 97.3 | 99.21 | 111.13 | 112.35 | 106.82
527 | 11 | 17 | 60254.8192 | 12683.0731 | 4333.4325 | 4463.5695 | 3903.76 | 1545.3194 | 1650.5354 | 1060.217 | 85.1 | 98.56 | 12 | 9.2035 | 108.48 | 106.44 | 106.46 | 112.29 | 112.62 | 108.08
528 | 11 | 18 | 60444.2723 | 13088.8513 | 4330.8293 | 4495.1688 | 3977.6424 | 1536.8617 | 1715.158 | 1203.1474 | 88.97 | 105.09 | 27 | 12.7569 | 118.78 | 118.1 | 114.88 | 111.79 | 113.76 | 107.7
529 | 11 | 19 | 60338.6996 | 11663.4996 | 4286.232 | 4462.3222 | 3903.7877 | 1463.8527 | 1641.3541 | 1048.7334 | 83.89 | 94.54 | 20 | 7.8411 | 101.59 | 97.77 | 100.09 | 109.79 | 110.18 | 106.29
530 | 11 | 20 | 60598.0607 | 12683.0731 | 4388.3777 | 4524.5639 | 3988.1325 | 1595.1729 | 1650.5354 | 1073.2358 | 83.41 | 95.04 | 16 | 7.2347 | 103.24 | 99.74 | 101.04 | 112.24 | 113.53 | 107.88
531 | 11 | 21 | 60717.9777 | 12683.0731 | 4398.3298 | 4566.3897 | 4014.8766 | 1595.1729 | 1650.5354 | 1105.5028 | 80.49 | 89.8 | 10 | 3.9111 | 93.97 | 93.14 | 94.5 | 112.8 | 112.99 | 107.95
532 | 11 | 22 | 60192.1475 | 12148.643 | 4310.9592 | 4419.1943 | 3953.5776 | 1536.8617 | 1453.7381 | 1101.5644 | 80.6 | 91.03 | 12 | 4.8173 | 94.52 | 92.63 | 94.89 | 111.61 | 113.31 | 108.01
533 | 11 | 23 | 60645.4598 | 12974.8003 | 4449.1508 | 4576.5848 | 3982.0359 | 1491.6085 | 1807.6367 | 1139.5664 | 77.23 | 85.16 | 4 | 1.6382 | 87.7 | 86.87 | 89.11 | 113.69 | 114.73 | 109.33
534 | 11 | 24 | 60434.7473 | 13140.4885 | 4303.6976 | 4471.2788 | 3887.7343 | 1617.0207 | 1777.018 | 1044.8261 | 80.93 | 91.83 | 11 | 5.2099 | 96.83 | 95.74 | 94.73 | 113.19 | 113.81 | 106.88
535 | 11 | 25 | 60482.09 | 11973.6804 | 4399.7865 | 4544.9209 | 4011.8296 | 1545.3194 | 1641.3541 | 1060.217 | 83.23 | 94.68 | 20 | 7.1114 | 99.89 | 97.63 | 99.58 | 109.9 | 111.08 | 107.04
536 | 11 | 26 | 60031.404 | 13140.4885 | 4301.4375 | 4428.6121 | 3949.4549 | 1617.0207 | 1777.018 | 1131.3195 | 81.14 | 92.04 | 16 | 5.924 | 98.58 | 95.69 | 96.75 | 112.86 | 114.35 | 107.79
537 | 11 | 27 | 60367.1615 | 13162.7762 | 4352.1541 | 4501.2837 | 4034.6262 | 1491.6085 | 1752.8264 | 1131.3195 | 95.35 | 116.76 | 30 | 19.73 | 135.21 | 134.76 | 126.5 | 109.61 | 111 | 104.91
538 | 11 | 28 | 61371.5054 | 13162.7762 | 4495.0996 | 4671.1178 | 4074.7067 | 1491.6085 | 1752.8264 | 1203.1474 | 90.56 | 106.72 | 27 | 12.772 | 116.81 | 119.62 | 115.97 | 109.42 | 110.27 | 106.87
539 | 11 | 29 | 60740.0264 | 12234.4604 | 4413.7283 | 4583.7224 | 3964.9357 | 1494.2127 | 1641.3541 | 1131.3195 | 82.96 | 93.99 | 17 | 6.7389 | 99.74 | 98.88 | 99.8 | 110.58 | 110.82 | 106.99
540 | 11 | 30 | 60471.3512 | 14055.1819 | 4362.2845 | 4528.5055 | 3973.7191 | 1804.8334 | 2107.1486 | 1196.8001 | 89.38 | 105.79 | 32 | 13.6308 | 115.34 | 116.56 | 113.42 | 107.8 | 106.13 | 104.4
541 | 11 | 31 | 60987.5441 | 13088.8513 | 4418.6019 | 4622.4605 | 3989.3941 | 1536.8617 | 1715.158 | 1203.1474 | 85.09 | 98.65 | 19 | 8.762 | 106.89 | 108.41 | 106.45 | 112.27 | 113.11 | 108.51
542 | 11 | 32 | 59724.8425 | 12086.921 | 4280.3377 | 4403.2312 | 3899.5471 | 1506.3361 | 1641.3541 | 1048.7334 | 77.16 | 85.57 | 6 | 2.3597 | 88.04 | 86.91 | 88.75 | 114.02 | 115.52 | 109.08
543 | 11 | 33 | 60223.0499 | 12808.1586 | 4314.3375 | 4482.7449 | 3936.358 | 1564.7666 | 1832.542 | 1157.7399 | 80.35 | 90.48 | 14 | 4.9734 | 95.74 | 94.97 | 95.21 | 113.22 | 114.82 | 108.44
544 | 11 | 34 | 60541.8714 | 12974.8003 | 4372.547 | 4532.657 | 3986.7127 | 1536.8617 | 1807.6367 | 1139.5664 | 86.01 | 100.04 | 17 | 10.1662 | 108.45 | 111.57 | 106.4 | 110.94 | 109.82 | 105.04
545 | 11 | 35 | 60241.5128 | 12808 | 4279.1558 | 4451.4085 | 3918.0348 | 1450.5756 | 1659.4449 | 1074.2279 | 87.05 | 103.23 | 14 | 11.759 | 112.06 | 113.37 | 109.02 | 110.99 | 110.13 | 105.95
546 | 11 | 36 | 61163.356 | 12974.8003 | 4424.4343 | 4622.9266 | 4033.1741 | 1545.3194 | 1807.6367 | 1157.7399 | 83.91 | 95.02 | 15 | 6.7992 | 99.72 | 100.82 | 100.95 | 109.77 | 110.82 | 106.94
547 | 11 | 37 | 60463.6637 | 12974.8003 | 4302.5048 | 4515.0983 | 3948.2577 | 1491.6085 | 1807.6367 | 1139.5664 | 89.31 | 104.4 | 24 | 13.1964 | 114.04 | 114.5 | 111.4 | 107.95 | 104.37 | 103.4
548 | 11 | 38 | 60389.5958 | 13162.7762 | 4327.5206 | 4512.4346 | 3975.123 | 1506.3361 | 1752.8264 | 1124.2983 | 85.64 | 98.96 | 22 | 10.0154 | 106.47 | 108 | 106.43 | 109.32 | 109.35 | 106.24
549 | 11 | 39 | 60691.0235 | 13088.8513 | 4364.5635 | 4526.241 | 4000.7979 | 1545.3194 | 1807.6367 | 1203.1474 | 80.25 | 89.51 | 13 | 4.0925 | 92.82 | 92.15 | 94.54 | 111.8 | 111.59 | 108.04
550 | 11 | 40 | 61181.8609 | 12806.171 | 4394.1538 | 4620.4452 | 4066.0783 | 1491.6085 | 1659.4449 | 1131.3195 | 85.85 | 98.19 | 19 | 9.4042 | 103.45 | 105.08 | 105.66 | 108.24 | 106.34 | 106.77
551 | 11 | 41 | 61353.0144 | 14055.1819 | 4431.2282 | 4628.5922 | 4032.9392 | 1804.8334 | 2107.1486 | 1196.8001 | 86.19 | 99.11 | 18 | 8.941 | 107.57 | 106.75 | 105.43 | 111.18 | 111.66 | 106.66
552 | 11 | 42 | 60562.5171 | 12974.8003 | 4361.1355 | 4531.3253 | 3967.6616 | 1564.7666 | 1832.542 | 1139.5664 | 84.79 | 97.67 | 18 | 8.8978 | 106.53 | 105.06 | 103.79 | 112.15 | 113.02 | 107.5
553 | 11 | 43 | 60957.3845 | 12974.8003 | 4373.3725 | 4589.1479 | 4019.9091 | 1564.7666 | 1832.542 | 1153.7442 | 97.56 | 116.22 | 41 | 20.4804 | 127.53 | 127.99 | 127.71 | 99.17 | 96.5 | 101.6
554 | 11 | 44 | 59906.7266 | 13162.7762 | 4249.6779 | 4463.1959 | 3888.5965 | 1595.1729 | 1807.6367 | 1139.5664 | 85.94 | 102.56 | 14 | 11.4436 | 111.92 | 118.67 | 111.07 | 112.91 | 113.52 | 108.16
555 | 11 | 45 | 61107.3341 | 13088.8513 | 4431.357 | 4628.9322 | 4024.6791 | 1545.3194 | 1715.158 | 1203.1474 | 90.78 | 106.74 | 28 | 13.3424 | 119.03 | 116.3 | 115.61 | 109.22 | 110.14 | 106.26
556 | 11 | 46 | 61079.664 | 13162.7762 | 4400.9668 | 4620.4472 | 4029.861 | 1543.3774 | 1752.8264 | 1129.2214 | 91.63 | 109.45 | 28 | 14.2683 | 120.62 | 125.75 | 119.74 | 110.02 | 110.04 | 107.09
557 | 11 | 47 | 61253.4971 | 13088.8513 | 4423.9298 | 4661.5809 | 4028.3262 | 1441.532 | 1807.6367 | 1203.1474 | 79.88 | 88.38 | 10 | 2.4109 | 91.53 | 91.39 | 91.99 | 113.81 | 114.79 | 108.46
558 | 11 | 48 | 61074.7612 | 13162.7762 | 4395.6618 | 4603.6094 | 4029.6922 | 1536.8617 | 1752.8264 | 1203.1474 | 95.23 | 115.1 | 37 | 17.8819 | 128.46 | 133.9 | 126.51 | 107.29 | 108.05 | 105.49
559 | 11 | 49 | 60711.4221 | 13088.8513 | 4406.8914 | 4618.3998 | 4004.2632 | 1536.8617 | 1807.6367 | 1211.9982 | 96.65 | 117.07 | 41 | 19.9563 | 133.59 | 134.86 | 129 | 107.18 | 106.62 | 104.58
560 | 11 | 50 | 60990.7644 | 14055.1819 | 4408.1777 | 4613.3804 | 4012.926 | 1689.1333 | 2085.325 | 1188.0181 | 97.71 | 119.76 | 26 | 19.8921 | 136.64 | 143.8 | 130.86 | 109.89 | 108.64 | 103.75
561 | 11 | 51 | 61177.9716 | 12808 | 4399.3296 | 4598.126 | 4009.17 | 1600.8722 | 1720.8928 | 1074.2279 | 95.1 | 114.02 | 27 | 17.9579 | 127.63 | 129.63 | 121.62 | 107.49 | 103.53 | 101.69

## SA
Summary of results for 561 market simulations for 2022-23 - South Australia
Simulation number | Unplanned outage set | Weather set | Energy and demand (as generated) |  |  |  | Spot Price (nominal at the regional reference node) |  |  |  |  | Hedged price (nominal at the regional reference node)
|  |  | Annual regional energy (GWh) | Annual regional peak demand (MW) | Annual energy - SAPN (UMPLP) NSLP (GWh) | Annual peak demand - SAPN (UMPLP) NSLP (MW) | Annual regional time weighted spot price ($/MWh) | Annual regional Load weighted spot price ($/MWh) | Number of hours spot prices above $300 | Contribution of spot prices above $300 to annual average spot price ($/MWh) | Annual load weighted spot price - UMPLP NSLP ($/MWh) | Annual hedged price - SAPN (UMPLP) NSLP ($/MWh)
1 | 1 | 1 | 9318.4516 | 2829.0977 | 2445.0099 | 2445.0099 | 56.35 | 80.81 | 15 | 6.633 | 98.46 | 109.19
2 | 1 | 2 | 9263.525 | 2559.6755 | 2385.9952 | 2385.9952 | 64.47 | 97.8 | 21 | 14.5046 | 124.8 | 105.87
3 | 1 | 3 | 9208.1943 | 2957.8831 | 2433.7474 | 2433.7474 | 64.91 | 101.17 | 24 | 15.9427 | 133.43 | 112.21
4 | 1 | 4 | 9391.7065 | 2865.4331 | 2442.4524 | 2442.4524 | 75.14 | 118.72 | 28 | 24.4288 | 161.89 | 105.56
5 | 1 | 5 | 9114.801 | 2559.6755 | 2339.9306 | 2339.9306 | 60.49 | 87.78 | 20 | 11.9914 | 108.64 | 107.54
6 | 1 | 6 | 9201.1996 | 2559.6755 | 2428.9511 | 2428.9511 | 56 | 81.54 | 12 | 7.3354 | 95.81 | 105.05
7 | 1 | 7 | 9267.4023 | 2651.9381 | 2389.5265 | 2389.5265 | 62.98 | 93.1 | 23 | 12.9569 | 117.36 | 106.42
8 | 1 | 8 | 9132.8667 | 2518.5807 | 2329.993 | 2329.993 | 58.75 | 83.08 | 15 | 9.28 | 100.98 | 108.14
9 | 1 | 9 | 9277.3582 | 2696.1015 | 2427.7052 | 2427.7052 | 56.63 | 81.43 | 16 | 7.0415 | 97.6 | 107.1
10 | 1 | 10 | 9145.9633 | 2559.6755 | 2344.3355 | 2344.3355 | 50.12 | 69.53 | 5 | 1.8855 | 78.94 | 110.19
11 | 1 | 11 | 9355.5043 | 2977.9475 | 2436.4951 | 2436.4951 | 81 | 136.13 | 40 | 30.7692 | 197.73 | 116.05
12 | 1 | 12 | 9349.5097 | 2696.1015 | 2456.5235 | 2456.5235 | 57.25 | 81.26 | 16 | 7.0034 | 96.13 | 106.41
13 | 1 | 13 | 9276.4444 | 2588.4152 | 2417.2312 | 2417.2312 | 69.04 | 105.74 | 28 | 18.4863 | 136.52 | 103.37
14 | 1 | 14 | 9207.9504 | 2326.4688 | 2363.7184 | 2363.7184 | 49.21 | 66.34 | 8 | 0.89646 | 73.64 | 109.95
15 | 1 | 15 | 9283.5747 | 2559.6755 | 2418.9692 | 2418.9692 | 60.48 | 87.43 | 20 | 11.0502 | 106.53 | 103.32
16 | 1 | 16 | 9126.0241 | 2865.4331 | 2336.4357 | 2336.4357 | 56.16 | 82.85 | 14 | 7.7196 | 102.36 | 110.03
17 | 1 | 17 | 9117.537 | 2646.7087 | 2358.8594 | 2358.8594 | 49.92 | 68.64 | 13 | 2.022 | 77.35 | 109.61
18 | 1 | 18 | 9270.1632 | 2696.1015 | 2411.351 | 2411.351 | 54.65 | 75.25 | 21 | 4.9974 | 87.34 | 107.26
19 | 1 | 19 | 9273.512 | 2865.4331 | 2433.8231 | 2433.8231 | 64.63 | 98.43 | 19 | 15.5209 | 126.69 | 106.65
20 | 1 | 20 | 9250.9137 | 2597.0523 | 2408.6186 | 2408.6186 | 53.47 | 75.78 | 13 | 4.2807 | 91.16 | 110.05
21 | 1 | 21 | 9164.5995 | 2708.7165 | 2356.3426 | 2356.3426 | 51.66 | 72.42 | 13 | 3.5939 | 84.21 | 109.7
22 | 1 | 22 | 9069.8316 | 2646.7087 | 2338.7697 | 2338.7697 | 54.24 | 76.19 | 10 | 5.9011 | 89.34 | 108.44
23 | 1 | 23 | 9205.2066 | 2559.6755 | 2413.475 | 2413.475 | 62.51 | 93.24 | 20 | 13.9197 | 116.98 | 102.86
24 | 1 | 24 | 9103.046 | 2588.4152 | 2283.3993 | 2283.3993 | 50.29 | 68.97 | 13 | 1.9892 | 78.38 | 111.9
25 | 1 | 25 | 9324.3337 | 2559.6755 | 2486.4731 | 2486.4731 | 57.95 | 82.72 | 16 | 8.0069 | 98.92 | 105.24
26 | 1 | 26 | 9162.4653 | 2696.1015 | 2368.1997 | 2368.1997 | 55.61 | 79.85 | 17 | 6.8912 | 97.12 | 109.56
27 | 1 | 27 | 9334.4698 | 2646.7087 | 2469.1647 | 2469.1647 | 55.5 | 76.77 | 20 | 5.8199 | 88.67 | 104.91
28 | 1 | 28 | 9327.9807 | 2646.7087 | 2409.4274 | 2409.4274 | 58.62 | 84.68 | 20 | 8.8619 | 102.59 | 105.75
29 | 1 | 29 | 9349.6304 | 2699.6672 | 2461.1095 | 2461.1095 | 61.24 | 90.34 | 26 | 11.9957 | 113.61 | 105.5
30 | 1 | 30 | 9396.5747 | 2865.4331 | 2487.1865 | 2487.1865 | 74.2 | 123.17 | 35 | 23.5104 | 164.54 | 103.51
31 | 1 | 31 | 9476.9143 | 2696.1015 | 2513.413 | 2513.413 | 58.95 | 86.92 | 18 | 8.9208 | 105.46 | 104.41
32 | 1 | 32 | 9009.8557 | 2559.6755 | 2318.2909 | 2318.2909 | 55.57 | 80.89 | 15 | 8.445 | 97.04 | 107.35
33 | 1 | 33 | 9302.7438 | 2708.7165 | 2457.2663 | 2457.2663 | 65.33 | 99.49 | 22 | 16.0837 | 129.18 | 106.79
34 | 1 | 34 | 9316.5483 | 2651.9381 | 2446.4871 | 2446.4871 | 53.65 | 76.89 | 16 | 4.8817 | 92.43 | 109.32
35 | 1 | 35 | 9177.1571 | 2696.1015 | 2359.4143 | 2359.4143 | 52.28 | 74.01 | 13 | 4.7037 | 86.58 | 108.69
36 | 1 | 36 | 9295.5922 | 2865.4331 | 2452.8943 | 2452.8943 | 59.86 | 89.81 | 18 | 9.6319 | 112.39 | 108.79
37 | 1 | 37 | 9426.868 | 2865.4331 | 2470.5019 | 2470.5019 | 69.21 | 109.21 | 30 | 18.9279 | 143.15 | 106.37
38 | 1 | 38 | 9436.5833 | 2865.4331 | 2531.3759 | 2531.3759 | 86.46 | 152.13 | 45 | 36.5084 | 216.06 | 107.51
39 | 1 | 39 | 9272.1124 | 2977.9475 | 2425.7652 | 2425.7652 | 63.52 | 99.1 | 18 | 13.4734 | 134.54 | 116.42
40 | 1 | 40 | 9514.7746 | 2977.9475 | 2548.3945 | 2548.3945 | 75 | 122.02 | 39 | 24.3524 | 170.95 | 115.17
41 | 1 | 41 | 9374.2086 | 2829.0977 | 2432.7169 | 2432.7169 | 56.8 | 81.33 | 14 | 6.2166 | 97.52 | 107.63
42 | 1 | 42 | 9294.1775 | 2646.7087 | 2413.3658 | 2413.3658 | 52.68 | 72.85 | 16 | 3.6267 | 83.58 | 107.7
43 | 1 | 43 | 9469.3911 | 2957.8831 | 2533.5641 | 2533.5641 | 90.17 | 161.01 | 47 | 38.4823 | 233.4 | 114.47
44 | 1 | 44 | 9281.6476 | 2696.1015 | 2434.9811 | 2434.9811 | 61.55 | 94.71 | 23 | 13.1424 | 120.56 | 105.89
45 | 1 | 45 | 9272.8718 | 2651.9381 | 2404.2563 | 2404.2563 | 58.18 | 86.1 | 27 | 8.6751 | 106.46 | 107.84
46 | 1 | 46 | 9538.8254 | 2829.0977 | 2530.482 | 2530.482 | 59.74 | 86.25 | 19 | 8.1345 | 104.18 | 107.52
47 | 1 | 47 | 9380.1469 | 2651.9381 | 2478.6243 | 2478.6243 | 61.21 | 87.17 | 16 | 10.6106 | 103.98 | 101.81
48 | 1 | 48 | 9508.8135 | 2699.6672 | 2573.2344 | 2573.2344 | 82.69 | 131.77 | 40 | 31.3895 | 177.59 | 101.27
49 | 1 | 49 | 9427.5022 | 2977.9475 | 2551.5944 | 2551.5944 | 84.25 | 148.35 | 49 | 33.2078 | 214.95 | 119.02
50 | 1 | 50 | 9364.9478 | 3000.8656 | 2542.4608 | 2542.4608 | 63.75 | 101.67 | 25 | 13.6855 | 132.88 | 114.81
51 | 1 | 51 | 9339.7677 | 2708.2618 | 2540.702 | 2540.702 | 60 | 88.92 | 16 | 11.2544 | 110.27 | 105.24
52 | 2 | 1 | 9318.4516 | 2829.0977 | 2445.0099 | 2445.0099 | 56.45 | 81.92 | 15 | 6.4789 | 100.37 | 109.79
53 | 2 | 2 | 9263.525 | 2559.6755 | 2385.9952 | 2385.9952 | 68.49 | 106.1 | 32 | 17.9846 | 138.5 | 103.93
54 | 2 | 3 | 9208.1943 | 2957.8831 | 2433.7474 | 2433.7474 | 74.74 | 119.1 | 34 | 25.2569 | 163.19 | 109.51
55 | 2 | 4 | 9391.7065 | 2865.4331 | 2442.4524 | 2442.4524 | 74.44 | 116.46 | 30 | 23.2082 | 157.55 | 106.66
56 | 2 | 5 | 9114.801 | 2559.6755 | 2339.9306 | 2339.9306 | 67.15 | 101.32 | 26 | 18.0164 | 131.49 | 106.24
57 | 2 | 6 | 9201.1996 | 2559.6755 | 2428.9511 | 2428.9511 | 61.76 | 92.26 | 23 | 12.7157 | 113.4 | 103.23
58 | 2 | 7 | 9267.4023 | 2651.9381 | 2389.5265 | 2389.5265 | 74.67 | 113.69 | 31 | 24.1734 | 151.34 | 103
59 | 2 | 8 | 9132.8667 | 2518.5807 | 2329.993 | 2329.993 | 58.8 | 83.14 | 24 | 8.8567 | 101.37 | 109.28
60 | 2 | 9 | 9277.3582 | 2696.1015 | 2427.7052 | 2427.7052 | 66.15 | 97.89 | 25 | 15.9354 | 125.19 | 106.4
61 | 2 | 10 | 9145.9633 | 2559.6755 | 2344.3355 | 2344.3355 | 50.18 | 69.33 | 10 | 1.7671 | 78.54 | 110.43
62 | 2 | 11 | 9355.5043 | 2977.9475 | 2436.4951 | 2436.4951 | 82.83 | 139.27 | 39 | 32.1424 | 201.36 | 114.85
63 | 2 | 12 | 9349.5097 | 2696.1015 | 2456.5235 | 2456.5235 | 68.16 | 102.06 | 31 | 17.4678 | 130.24 | 103.67
64 | 2 | 13 | 9276.4444 | 2588.4152 | 2417.2312 | 2417.2312 | 68.84 | 105.79 | 36 | 17.7351 | 136.94 | 104.99
65 | 2 | 14 | 9207.9504 | 2326.4688 | 2363.7184 | 2363.7184 | 55.6 | 77.39 | 14 | 6.7515 | 91.75 | 108.06
66 | 2 | 15 | 9283.5747 | 2559.6755 | 2418.9692 | 2418.9692 | 61.64 | 88.76 | 25 | 11.681 | 108.49 | 103.61
67 | 2 | 16 | 9126.0241 | 2865.4331 | 2336.4357 | 2336.4357 | 59.72 | 89.41 | 16 | 11.0184 | 113.48 | 109.87
68 | 2 | 17 | 9117.537 | 2646.7087 | 2358.8594 | 2358.8594 | 51.28 | 70.77 | 13 | 2.7897 | 79.93 | 108.95
69 | 2 | 18 | 9270.1632 | 2696.1015 | 2411.351 | 2411.351 | 70.07 | 102.14 | 31 | 20.0616 | 131.27 | 101.81
70 | 2 | 19 | 9273.512 | 2865.4331 | 2433.8231 | 2433.8231 | 68.19 | 106.4 | 25 | 18.6221 | 139.04 | 104.52
71 | 2 | 20 | 9250.9137 | 2597.0523 | 2408.6186 | 2408.6186 | 56.83 | 82.15 | 15 | 7.3067 | 101.85 | 109.72
72 | 2 | 21 | 9164.5995 | 2708.7165 | 2356.3426 | 2356.3426 | 58.45 | 85.42 | 14 | 10.0833 | 106.58 | 108.83
73 | 2 | 22 | 9069.8316 | 2646.7087 | 2338.7697 | 2338.7697 | 51.73 | 72.24 | 7 | 2.9777 | 82.15 | 109.3
74 | 2 | 23 | 9205.2066 | 2559.6755 | 2413.475 | 2413.475 | 56.78 | 82.35 | 18 | 7.8606 | 99.14 | 105.94
75 | 2 | 24 | 9103.046 | 2588.4152 | 2283.3993 | 2283.3993 | 51.05 | 70.34 | 8 | 2.3824 | 80.09 | 111.57
76 | 2 | 25 | 9324.3337 | 2559.6755 | 2486.4731 | 2486.4731 | 69.98 | 106.49 | 26 | 19.4261 | 137.12 | 100.9
77 | 2 | 26 | 9162.4653 | 2696.1015 | 2368.1997 | 2368.1997 | 53.69 | 74.51 | 18 | 4.4709 | 86.82 | 108.97
78 | 2 | 27 | 9334.4698 | 2646.7087 | 2469.1647 | 2469.1647 | 60.49 | 86.02 | 26 | 10.3655 | 103.65 | 104.15
79 | 2 | 28 | 9327.9807 | 2646.7087 | 2409.4274 | 2409.4274 | 67.59 | 98.08 | 31 | 16.8124 | 123.39 | 101.13
80 | 2 | 29 | 9349.6304 | 2699.6672 | 2461.1095 | 2461.1095 | 68.05 | 102.61 | 32 | 18.1616 | 133.67 | 103.32
81 | 2 | 30 | 9396.5747 | 2865.4331 | 2487.1865 | 2487.1865 | 82.26 | 135.58 | 43 | 31.0054 | 183.8 | 100.22
82 | 2 | 31 | 9476.9143 | 2696.1015 | 2513.413 | 2513.413 | 60.15 | 89.16 | 19 | 9.8734 | 109.93 | 104.77
83 | 2 | 32 | 9009.8557 | 2559.6755 | 2318.2909 | 2318.2909 | 56.2 | 81.97 | 13 | 8.961 | 98.95 | 107.79
84 | 2 | 33 | 9302.7438 | 2708.7165 | 2457.2663 | 2457.2663 | 70.33 | 107.64 | 36 | 20.4914 | 141.48 | 104.48
85 | 2 | 34 | 9316.5483 | 2651.9381 | 2446.4871 | 2446.4871 | 65.17 | 99.42 | 27 | 15.7493 | 131.1 | 107.57
86 | 2 | 35 | 9177.1571 | 2696.1015 | 2359.4143 | 2359.4143 | 50.03 | 69.54 | 11 | 2.1226 | 78.57 | 109.31
87 | 2 | 36 | 9295.5922 | 2865.4331 | 2452.8943 | 2452.8943 | 65.48 | 99.7 | 24 | 14.6446 | 127.3 | 107.48
88 | 2 | 37 | 9426.868 | 2865.4331 | 2470.5019 | 2470.5019 | 80.7 | 130.02 | 41 | 29.6563 | 177.79 | 102.96
89 | 2 | 38 | 9436.5833 | 2865.4331 | 2531.3759 | 2531.3759 | 95.19 | 170.98 | 54 | 44.7303 | 248.07 | 109.53
90 | 2 | 39 | 9272.1124 | 2977.9475 | 2425.7652 | 2425.7652 | 60.81 | 92.33 | 19 | 10.4903 | 121.42 | 115.56
91 | 2 | 40 | 9514.7746 | 2977.9475 | 2548.3945 | 2548.3945 | 77.95 | 129.49 | 39 | 26.9877 | 181.65 | 114.16
92 | 2 | 41 | 9374.2086 | 2829.0977 | 2432.7169 | 2432.7169 | 59.72 | 87.27 | 13 | 8.7796 | 107.8 | 107.25
93 | 2 | 42 | 9294.1775 | 2646.7087 | 2413.3658 | 2413.3658 | 61.98 | 92.58 | 17 | 12.4496 | 115.84 | 104.8
94 | 2 | 43 | 9469.3911 | 2957.8831 | 2533.5641 | 2533.5641 | 98.45 | 177.29 | 58 | 46.3656 | 261.7 | 114.28
95 | 2 | 44 | 9281.6476 | 2696.1015 | 2434.9811 | 2434.9811 | 63.86 | 97.84 | 22 | 15.1175 | 124.11 | 102.35
96 | 2 | 45 | 9272.8718 | 2651.9381 | 2404.2563 | 2404.2563 | 58.78 | 87.56 | 19 | 9.1147 | 108.98 | 107.78
97 | 2 | 46 | 9538.8254 | 2829.0977 | 2530.482 | 2530.482 | 62.55 | 92.23 | 32 | 10.1878 | 115.62 | 111
98 | 2 | 47 | 9380.1469 | 2651.9381 | 2478.6243 | 2478.6243 | 59.63 | 85.45 | 20 | 8.8087 | 102.02 | 104.43
99 | 2 | 48 | 9508.8135 | 2699.6672 | 2573.2344 | 2573.2344 | 78.65 | 124.41 | 38 | 26.8247 | 165.36 | 103.04
100 | 2 | 49 | 9427.5022 | 2977.9475 | 2551.5944 | 2551.5944 | 86.82 | 151.77 | 47 | 35.5734 | 219.03 | 117.64
101 | 2 | 50 | 9364.9478 | 3000.8656 | 2542.4608 | 2542.4608 | 75.66 | 124.42 | 36 | 25.2666 | 170.24 | 113.52
102 | 2 | 51 | 9339.7677 | 2708.2618 | 2540.702 | 2540.702 | 60.25 | 88.31 | 21 | 11.275 | 108.85 | 104.5
103 | 3 | 1 | 9318.4516 | 2829.0977 | 2445.0099 | 2445.0099 | 55.81 | 79.98 | 11 | 5.9169 | 97.03 | 109.38
104 | 3 | 2 | 9263.525 | 2559.6755 | 2385.9952 | 2385.9952 | 69.45 | 106.9 | 30 | 19.092 | 140.16 | 104.95
105 | 3 | 3 | 9208.1943 | 2957.8831 | 2433.7474 | 2433.7474 | 74.22 | 121.42 | 34 | 24.7721 | 167.95 | 111.94
106 | 3 | 4 | 9391.7065 | 2865.4331 | 2442.4524 | 2442.4524 | 74.16 | 118.51 | 28 | 23.1553 | 163.07 | 108.18
107 | 3 | 5 | 9114.801 | 2559.6755 | 2339.9306 | 2339.9306 | 60.86 | 89.92 | 24 | 12.1008 | 112.76 | 108.18
108 | 3 | 6 | 9201.1996 | 2559.6755 | 2428.9511 | 2428.9511 | 61.57 | 93.04 | 25 | 12.8886 | 115.48 | 102.84
109 | 3 | 7 | 9267.4023 | 2651.9381 | 2389.5265 | 2389.5265 | 64.96 | 95.43 | 26 | 14.6189 | 121.13 | 105.82
110 | 3 | 8 | 9132.8667 | 2518.5807 | 2329.993 | 2329.993 | 53.27 | 73.34 | 28 | 3.4753 | 85.18 | 111.04
111 | 3 | 9 | 9277.3582 | 2696.1015 | 2427.7052 | 2427.7052 | 63.95 | 96.92 | 24 | 13.8859 | 123.48 | 107.34
112 | 3 | 10 | 9145.9633 | 2559.6755 | 2344.3355 | 2344.3355 | 54.97 | 78.92 | 16 | 6.5908 | 94.8 | 108.62
113 | 3 | 11 | 9355.5043 | 2977.9475 | 2436.4951 | 2436.4951 | 84.5 | 141.1 | 52 | 34.0127 | 204.97 | 113.96
114 | 3 | 12 | 9349.5097 | 2696.1015 | 2456.5235 | 2456.5235 | 71.56 | 111.37 | 29 | 21.1161 | 147.82 | 104.74
115 | 3 | 13 | 9276.4444 | 2588.4152 | 2417.2312 | 2417.2312 | 74.85 | 117.74 | 39 | 23.9024 | 157.05 | 101.46
116 | 3 | 14 | 9207.9504 | 2326.4688 | 2363.7184 | 2363.7184 | 53.61 | 73.93 | 10 | 5.1335 | 86.44 | 108.72
117 | 3 | 15 | 9283.5747 | 2559.6755 | 2418.9692 | 2418.9692 | 53.07 | 73.7 | 20 | 3.4778 | 84.22 | 106.61
118 | 3 | 16 | 9126.0241 | 2865.4331 | 2336.4357 | 2336.4357 | 56.29 | 84.43 | 18 | 7.9308 | 105.42 | 111.75
119 | 3 | 17 | 9117.537 | 2646.7087 | 2358.8594 | 2358.8594 | 56.17 | 80.87 | 17 | 8.0268 | 97.73 | 108.01
120 | 3 | 18 | 9270.1632 | 2696.1015 | 2411.351 | 2411.351 | 66.41 | 96.05 | 31 | 16.4106 | 121.86 | 103.94
121 | 3 | 19 | 9273.512 | 2865.4331 | 2433.8231 | 2433.8231 | 68.12 | 106.1 | 24 | 18.7768 | 138.67 | 105.16
122 | 3 | 20 | 9250.9137 | 2597.0523 | 2408.6186 | 2408.6186 | 56.89 | 81.08 | 20 | 7.4336 | 99.08 | 108.69
123 | 3 | 21 | 9164.5995 | 2708.7165 | 2356.3426 | 2356.3426 | 55.33 | 78.79 | 21 | 7.1349 | 95.56 | 108.76
124 | 3 | 22 | 9069.8316 | 2646.7087 | 2338.7697 | 2338.7697 | 54.91 | 77.84 | 18 | 6.3173 | 92.34 | 108.93
125 | 3 | 23 | 9205.2066 | 2559.6755 | 2413.475 | 2413.475 | 62.55 | 93.03 | 21 | 13.7352 | 117.22 | 104.08
126 | 3 | 24 | 9103.046 | 2588.4152 | 2283.3993 | 2283.3993 | 54.65 | 77.01 | 11 | 6.0277 | 92.17 | 111.07
127 | 3 | 25 | 9324.3337 | 2559.6755 | 2486.4731 | 2486.4731 | 63.66 | 93.96 | 24 | 13.5061 | 117.08 | 103.2
128 | 3 | 26 | 9162.4653 | 2696.1015 | 2368.1997 | 2368.1997 | 57.01 | 80.47 | 33 | 8.0173 | 97.57 | 107.65
129 | 3 | 27 | 9334.4698 | 2646.7087 | 2469.1647 | 2469.1647 | 60.63 | 85.06 | 16 | 10.8371 | 101.23 | 101.31
130 | 3 | 28 | 9327.9807 | 2646.7087 | 2409.4274 | 2409.4274 | 60.28 | 86.6 | 24 | 9.8978 | 106.52 | 107.48
131 | 3 | 29 | 9349.6304 | 2699.6672 | 2461.1095 | 2461.1095 | 68.7 | 106.68 | 33 | 18.9461 | 141.03 | 105.71
132 | 3 | 30 | 9396.5747 | 2865.4331 | 2487.1865 | 2487.1865 | 83.87 | 138.13 | 42 | 32.919 | 188.77 | 99.94
133 | 3 | 31 | 9476.9143 | 2696.1015 | 2513.413 | 2513.413 | 63.66 | 97.03 | 22 | 13.5041 | 123.47 | 104.59
134 | 3 | 32 | 9009.8557 | 2559.6755 | 2318.2909 | 2318.2909 | 56.6 | 82.83 | 19 | 9.3562 | 100.06 | 106.95
135 | 3 | 33 | 9302.7438 | 2708.7165 | 2457.2663 | 2457.2663 | 75.02 | 120.35 | 34 | 25.3229 | 164.4 | 107.25
136 | 3 | 34 | 9316.5483 | 2651.9381 | 2446.4871 | 2446.4871 | 63.39 | 94.46 | 28 | 14.3105 | 121.15 | 106.87
137 | 3 | 35 | 9177.1571 | 2696.1015 | 2359.4143 | 2359.4143 | 52.6 | 74.81 | 17 | 4.9674 | 87.86 | 108.65
138 | 3 | 36 | 9295.5922 | 2865.4331 | 2452.8943 | 2452.8943 | 66.03 | 104.12 | 23 | 15.7281 | 137.31 | 109.71
139 | 3 | 37 | 9426.868 | 2865.4331 | 2470.5019 | 2470.5019 | 76.87 | 122.84 | 33 | 26.4092 | 166.14 | 104.21
140 | 3 | 38 | 9436.5833 | 2865.4331 | 2531.3759 | 2531.3759 | 89.52 | 160.93 | 48 | 39.3844 | 231.26 | 111.34
141 | 3 | 39 | 9272.1124 | 2977.9475 | 2425.7652 | 2425.7652 | 65.12 | 100.92 | 21 | 14.9867 | 136.36 | 113.73
142 | 3 | 40 | 9514.7746 | 2977.9475 | 2548.3945 | 2548.3945 | 71.7 | 117.22 | 28 | 21.0909 | 162.62 | 116.26
143 | 3 | 41 | 9374.2086 | 2829.0977 | 2432.7169 | 2432.7169 | 56.12 | 78.71 | 14 | 5.1712 | 93.1 | 108.16
144 | 3 | 42 | 9294.1775 | 2646.7087 | 2413.3658 | 2413.3658 | 56.53 | 80.83 | 17 | 7.3367 | 96.56 | 106.27
145 | 3 | 43 | 9469.3911 | 2957.8831 | 2533.5641 | 2533.5641 | 88.64 | 157.3 | 50 | 36.805 | 228.03 | 115.95
146 | 3 | 44 | 9281.6476 | 2696.1015 | 2434.9811 | 2434.9811 | 59.14 | 89.18 | 24 | 10.7022 | 111.24 | 106.57
147 | 3 | 45 | 9272.8718 | 2651.9381 | 2404.2563 | 2404.2563 | 60.94 | 90.26 | 24 | 11.4153 | 113.48 | 106.58
148 | 3 | 46 | 9538.8254 | 2829.0977 | 2530.482 | 2530.482 | 68.85 | 106.25 | 27 | 16.8548 | 139.91 | 110.81
149 | 3 | 47 | 9380.1469 | 2651.9381 | 2478.6243 | 2478.6243 | 65.25 | 94.29 | 25 | 14.3895 | 115.68 | 100.97
150 | 3 | 48 | 9508.8135 | 2699.6672 | 2573.2344 | 2573.2344 | 82.66 | 133.17 | 46 | 30.8664 | 180.78 | 100.44
151 | 3 | 49 | 9427.5022 | 2977.9475 | 2551.5944 | 2551.5944 | 85.37 | 147.48 | 44 | 34.4037 | 212.9 | 116.23
152 | 3 | 50 | 9364.9478 | 3000.8656 | 2542.4608 | 2542.4608 | 68.65 | 111.02 | 24 | 18.6307 | 148.6 | 114.57
153 | 3 | 51 | 9339.7677 | 2708.2618 | 2540.702 | 2540.702 | 59.91 | 89.01 | 20 | 11.0078 | 110.81 | 105.2
154 | 4 | 1 | 9318.4516 | 2829.0977 | 2445.0099 | 2445.0099 | 57.13 | 81.93 | 16 | 7.1857 | 99.94 | 107.48
155 | 4 | 2 | 9263.525 | 2559.6755 | 2385.9952 | 2385.9952 | 62.72 | 92.91 | 25 | 12.2839 | 117.77 | 108.87
156 | 4 | 3 | 9208.1943 | 2957.8831 | 2433.7474 | 2433.7474 | 68.49 | 109.86 | 29 | 19.3787 | 149.13 | 112.88
157 | 4 | 4 | 9391.7065 | 2865.4331 | 2442.4524 | 2442.4524 | 74.92 | 117 | 29 | 24.0168 | 159.9 | 105.32
158 | 4 | 5 | 9114.801 | 2559.6755 | 2339.9306 | 2339.9306 | 68.3 | 102.76 | 24 | 19.5492 | 133.98 | 105.79
159 | 4 | 6 | 9201.1996 | 2559.6755 | 2428.9511 | 2428.9511 | 62.6 | 91.77 | 23 | 13.7562 | 112.12 | 101.22
160 | 4 | 7 | 9267.4023 | 2651.9381 | 2389.5265 | 2389.5265 | 61.64 | 90.41 | 20 | 11.3324 | 112.6 | 107.26
161 | 4 | 8 | 9132.8667 | 2518.5807 | 2329.993 | 2329.993 | 60.58 | 86.48 | 20 | 11.0016 | 107.64 | 108.93
162 | 4 | 9 | 9277.3582 | 2696.1015 | 2427.7052 | 2427.7052 | 65.79 | 97.18 | 22 | 15.7868 | 123.9 | 105.55
163 | 4 | 10 | 9145.9633 | 2559.6755 | 2344.3355 | 2344.3355 | 48.91 | 66.3 | 8 | 0.64089 | 73.86 | 110.84
164 | 4 | 11 | 9355.5043 | 2977.9475 | 2436.4951 | 2436.4951 | 85.45 | 139.93 | 43 | 34.9619 | 202.2 | 111.26
165 | 4 | 12 | 9349.5097 | 2696.1015 | 2456.5235 | 2456.5235 | 64.34 | 92.76 | 29 | 13.8566 | 115.36 | 104.49
166 | 4 | 13 | 9276.4444 | 2588.4152 | 2417.2312 | 2417.2312 | 63.86 | 96.14 | 26 | 13.131 | 121.65 | 106.79
167 | 4 | 14 | 9207.9504 | 2326.4688 | 2363.7184 | 2363.7184 | 52.86 | 72.71 | 13 | 4.2939 | 84.16 | 108.79
168 | 4 | 15 | 9283.5747 | 2559.6755 | 2418.9692 | 2418.9692 | 54.62 | 76.29 | 12 | 4.9744 | 88.09 | 105.52
169 | 4 | 16 | 9126.0241 | 2865.4331 | 2336.4357 | 2336.4357 | 62.71 | 94.43 | 19 | 14.136 | 122.92 | 109.65
170 | 4 | 17 | 9117.537 | 2646.7087 | 2358.8594 | 2358.8594 | 59.63 | 84.69 | 20 | 11.4272 | 103.7 | 104.79
171 | 4 | 18 | 9270.1632 | 2696.1015 | 2411.351 | 2411.351 | 60.13 | 84.69 | 21 | 10.4631 | 103.19 | 105.8
172 | 4 | 19 | 9273.512 | 2865.4331 | 2433.8231 | 2433.8231 | 64 | 97.88 | 19 | 14.5948 | 125.74 | 105.97
173 | 4 | 20 | 9250.9137 | 2597.0523 | 2408.6186 | 2408.6186 | 58.95 | 85.58 | 20 | 9.5993 | 108.22 | 109.41
174 | 4 | 21 | 9164.5995 | 2708.7165 | 2356.3426 | 2356.3426 | 53.65 | 76.18 | 17 | 5.4827 | 91.03 | 109.45
175 | 4 | 22 | 9069.8316 | 2646.7087 | 2338.7697 | 2338.7697 | 54.5 | 77.66 | 13 | 5.7182 | 92.52 | 109.77
176 | 4 | 23 | 9205.2066 | 2559.6755 | 2413.475 | 2413.475 | 59.6 | 87 | 21 | 10.6543 | 107.85 | 105.41
177 | 4 | 24 | 9103.046 | 2588.4152 | 2283.3993 | 2283.3993 | 50.83 | 69.34 | 5 | 2.265 | 78.29 | 110.71
178 | 4 | 25 | 9324.3337 | 2559.6755 | 2486.4731 | 2486.4731 | 62.02 | 90.12 | 24 | 11.655 | 110.03 | 103.34
179 | 4 | 26 | 9162.4653 | 2696.1015 | 2368.1997 | 2368.1997 | 55.19 | 76.99 | 20 | 6.2753 | 91.36 | 108.36
180 | 4 | 27 | 9334.4698 | 2646.7087 | 2469.1647 | 2469.1647 | 62.83 | 89.81 | 23 | 12.7733 | 109.22 | 100.24
181 | 4 | 28 | 9327.9807 | 2646.7087 | 2409.4274 | 2409.4274 | 57.07 | 81.94 | 18 | 6.7734 | 98.12 | 107.28
182 | 4 | 29 | 9349.6304 | 2699.6672 | 2461.1095 | 2461.1095 | 61.88 | 92.05 | 28 | 12.2012 | 117.25 | 107.08
183 | 4 | 30 | 9396.5747 | 2865.4331 | 2487.1865 | 2487.1865 | 76.78 | 125.75 | 38 | 25.777 | 168.94 | 103.29
184 | 4 | 31 | 9476.9143 | 2696.1015 | 2513.413 | 2513.413 | 59.3 | 85.25 | 23 | 8.9602 | 102.27 | 103.11
185 | 4 | 32 | 9009.8557 | 2559.6755 | 2318.2909 | 2318.2909 | 58.53 | 85.42 | 16 | 11.3799 | 105.54 | 107.81
186 | 4 | 33 | 9302.7438 | 2708.7165 | 2457.2663 | 2457.2663 | 61.47 | 92.69 | 18 | 12.0024 | 118.58 | 109.65
187 | 4 | 34 | 9316.5483 | 2651.9381 | 2446.4871 | 2446.4871 | 55.81 | 79.34 | 21 | 6.6019 | 96.87 | 109.58
188 | 4 | 35 | 9177.1571 | 2696.1015 | 2359.4143 | 2359.4143 | 59.75 | 85.68 | 16 | 12.0423 | 104.35 | 102.17
189 | 4 | 36 | 9295.5922 | 2865.4331 | 2452.8943 | 2452.8943 | 65.29 | 100.6 | 17 | 14.8231 | 130.37 | 108.18
190 | 4 | 37 | 9426.868 | 2865.4331 | 2470.5019 | 2470.5019 | 71.97 | 114.05 | 37 | 21.372 | 151.93 | 105.69
191 | 4 | 38 | 9436.5833 | 2865.4331 | 2531.3759 | 2531.3759 | 95.39 | 171.82 | 50 | 45.2147 | 250.43 | 111.48
192 | 4 | 39 | 9272.1124 | 2977.9475 | 2425.7652 | 2425.7652 | 61.07 | 92.77 | 21 | 10.7376 | 121.72 | 114.63
193 | 4 | 40 | 9514.7746 | 2977.9475 | 2548.3945 | 2548.3945 | 77.56 | 128.38 | 34 | 26.9233 | 181.84 | 114.55
194 | 4 | 41 | 9374.2086 | 2829.0977 | 2432.7169 | 2432.7169 | 56.85 | 80.56 | 11 | 5.8669 | 96.56 | 109.03
195 | 4 | 42 | 9294.1775 | 2646.7087 | 2413.3658 | 2413.3658 | 57.71 | 84.07 | 13 | 8.4443 | 102.67 | 107.44
196 | 4 | 43 | 9469.3911 | 2957.8831 | 2533.5641 | 2533.5641 | 100.91 | 179.74 | 56 | 48.8949 | 264.46 | 107.16
197 | 4 | 44 | 9281.6476 | 2696.1015 | 2434.9811 | 2434.9811 | 63.35 | 96.8 | 27 | 14.6904 | 122.92 | 103.68
198 | 4 | 45 | 9272.8718 | 2651.9381 | 2404.2563 | 2404.2563 | 54.8 | 78.61 | 11 | 5.356 | 93.44 | 108.21
199 | 4 | 46 | 9538.8254 | 2829.0977 | 2530.482 | 2530.482 | 66.13 | 97.91 | 31 | 13.8203 | 124.34 | 107.67
200 | 4 | 47 | 9380.1469 | 2651.9381 | 2478.6243 | 2478.6243 | 61.3 | 89.19 | 21 | 10.566 | 109.37 | 104.7
201 | 4 | 48 | 9508.8135 | 2699.6672 | 2573.2344 | 2573.2344 | 78.96 | 124.69 | 40 | 27.3113 | 166.62 | 102.68
202 | 4 | 49 | 9427.5022 | 2977.9475 | 2551.5944 | 2551.5944 | 83.47 | 146.8 | 41 | 32.8039 | 212.94 | 119.85
203 | 4 | 50 | 9364.9478 | 3000.8656 | 2542.4608 | 2542.4608 | 74.31 | 118.82 | 36 | 23.9532 | 160.58 | 111.78
204 | 4 | 51 | 9339.7677 | 2708.2618 | 2540.702 | 2540.702 | 62.27 | 92.45 | 20 | 13.1777 | 117.02 | 104.9
205 | 5 | 1 | 9318.4516 | 2829.0977 | 2445.0099 | 2445.0099 | 58.39 | 83.75 | 18 | 8.5698 | 102.82 | 107.26
206 | 5 | 2 | 9263.525 | 2559.6755 | 2385.9952 | 2385.9952 | 64.72 | 96.27 | 28 | 14.3097 | 122.65 | 107.13
207 | 5 | 3 | 9208.1943 | 2957.8831 | 2433.7474 | 2433.7474 | 68.83 | 110.39 | 27 | 19.7904 | 149.76 | 113.34
208 | 5 | 4 | 9391.7065 | 2865.4331 | 2442.4524 | 2442.4524 | 73.44 | 114.41 | 29 | 22.7448 | 155.04 | 105.08
209 | 5 | 5 | 9114.801 | 2559.6755 | 2339.9306 | 2339.9306 | 63.21 | 94.04 | 24 | 14.6834 | 118.92 | 106.58
210 | 5 | 6 | 9201.1996 | 2559.6755 | 2428.9511 | 2428.9511 | 52.8 | 74.66 | 20 | 3.9888 | 85.14 | 107.3
211 | 5 | 7 | 9267.4023 | 2651.9381 | 2389.5265 | 2389.5265 | 63.7 | 93.91 | 25 | 13.5122 | 118.07 | 105.51
212 | 5 | 8 | 9132.8667 | 2518.5807 | 2329.993 | 2329.993 | 55.6 | 77.64 | 30 | 5.8936 | 92.04 | 110.03
213 | 5 | 9 | 9277.3582 | 2696.1015 | 2427.7052 | 2427.7052 | 59.73 | 86.63 | 23 | 9.7559 | 106.46 | 108.27
214 | 5 | 10 | 9145.9633 | 2559.6755 | 2344.3355 | 2344.3355 | 54.31 | 77.02 | 11 | 6.1598 | 91.05 | 108.11
215 | 5 | 11 | 9355.5043 | 2977.9475 | 2436.4951 | 2436.4951 | 76.33 | 121.8 | 39 | 25.9434 | 171.87 | 113.25
216 | 5 | 12 | 9349.5097 | 2696.1015 | 2456.5235 | 2456.5235 | 62.65 | 90.83 | 25 | 12.4013 | 111.78 | 104.79
217 | 5 | 13 | 9276.4444 | 2588.4152 | 2417.2312 | 2417.2312 | 64.94 | 97.52 | 30 | 14.3527 | 124.3 | 107.23
218 | 5 | 14 | 9207.9504 | 2326.4688 | 2363.7184 | 2363.7184 | 61.44 | 87.16 | 17 | 12.8928 | 107.91 | 104.61
219 | 5 | 15 | 9283.5747 | 2559.6755 | 2418.9692 | 2418.9692 | 54.44 | 76.64 | 15 | 5.0048 | 89.61 | 106.71
220 | 5 | 16 | 9126.0241 | 2865.4331 | 2336.4357 | 2336.4357 | 58.71 | 86.97 | 16 | 10.2707 | 108.94 | 108.78
221 | 5 | 17 | 9117.537 | 2646.7087 | 2358.8594 | 2358.8594 | 52.37 | 72.77 | 13 | 4.4176 | 83.53 | 107.91
222 | 5 | 18 | 9270.1632 | 2696.1015 | 2411.351 | 2411.351 | 58.41 | 82.26 | 18 | 8.7744 | 99.15 | 106.86
223 | 5 | 19 | 9273.512 | 2865.4331 | 2433.8231 | 2433.8231 | 66.4 | 103.95 | 26 | 16.9739 | 135.57 | 106.74
224 | 5 | 20 | 9250.9137 | 2597.0523 | 2408.6186 | 2408.6186 | 60.49 | 87.79 | 16 | 11.1894 | 111.21 | 108.11
225 | 5 | 21 | 9164.5995 | 2708.7165 | 2356.3426 | 2356.3426 | 54.98 | 78.64 | 16 | 6.8405 | 94.93 | 108.56
226 | 5 | 22 | 9069.8316 | 2646.7087 | 2338.7697 | 2338.7697 | 51.19 | 71.02 | 13 | 2.9636 | 80.96 | 109.89
227 | 5 | 23 | 9205.2066 | 2559.6755 | 2413.475 | 2413.475 | 54.43 | 76.11 | 18 | 5.7412 | 89.04 | 105.97
228 | 5 | 24 | 9103.046 | 2588.4152 | 2283.3993 | 2283.3993 | 54.1 | 75.08 | 10 | 5.65 | 88.44 | 109.62
229 | 5 | 25 | 9324.3337 | 2559.6755 | 2486.4731 | 2486.4731 | 66.88 | 100.11 | 26 | 16.498 | 127.79 | 103.73
230 | 5 | 26 | 9162.4653 | 2696.1015 | 2368.1997 | 2368.1997 | 52.16 | 71.68 | 12 | 3.3381 | 82.41 | 109.15
231 | 5 | 27 | 9334.4698 | 2646.7087 | 2469.1647 | 2469.1647 | 54.83 | 76.24 | 11 | 5.0561 | 88.45 | 106.61
232 | 5 | 28 | 9327.9807 | 2646.7087 | 2409.4274 | 2409.4274 | 57.6 | 82.86 | 23 | 7.3311 | 99.62 | 107.7
233 | 5 | 29 | 9349.6304 | 2699.6672 | 2461.1095 | 2461.1095 | 55.18 | 79.36 | 18 | 6.0895 | 95.79 | 107.57
234 | 5 | 30 | 9396.5747 | 2865.4331 | 2487.1865 | 2487.1865 | 77.21 | 124.32 | 45 | 26.2324 | 167.11 | 104.03
235 | 5 | 31 | 9476.9143 | 2696.1015 | 2513.413 | 2513.413 | 59.08 | 86.15 | 21 | 9.1615 | 105.03 | 104.68
236 | 5 | 32 | 9009.8557 | 2559.6755 | 2318.2909 | 2318.2909 | 52.99 | 75.44 | 11 | 5.7822 | 88 | 108.85
237 | 5 | 33 | 9302.7438 | 2708.7165 | 2457.2663 | 2457.2663 | 59.81 | 88.91 | 24 | 10.0393 | 111.55 | 109.24
238 | 5 | 34 | 9316.5483 | 2651.9381 | 2446.4871 | 2446.4871 | 59.69 | 88.24 | 25 | 10.6796 | 111.18 | 108.75
239 | 5 | 35 | 9177.1571 | 2696.1015 | 2359.4143 | 2359.4143 | 54.29 | 77.89 | 16 | 6.4376 | 92.53 | 107.41
240 | 5 | 36 | 9295.5922 | 2865.4331 | 2452.8943 | 2452.8943 | 63.29 | 95.95 | 19 | 13.0606 | 122.15 | 108.33
241 | 5 | 37 | 9426.868 | 2865.4331 | 2470.5019 | 2470.5019 | 73.51 | 115.91 | 32 | 23.1166 | 155.04 | 105.45
242 | 5 | 38 | 9436.5833 | 2865.4331 | 2531.3759 | 2531.3759 | 87.85 | 156.08 | 48 | 37.7051 | 223.29 | 111.1
243 | 5 | 39 | 9272.1124 | 2977.9475 | 2425.7652 | 2425.7652 | 72.88 | 115.99 | 27 | 22.6477 | 163.43 | 115.35
244 | 5 | 40 | 9514.7746 | 2977.9475 | 2548.3945 | 2548.3945 | 76.22 | 127.47 | 40 | 25.3955 | 180.63 | 119.3
245 | 5 | 41 | 9374.2086 | 2829.0977 | 2432.7169 | 2432.7169 | 60.67 | 86.63 | 18 | 9.9033 | 106.36 | 106.2
246 | 5 | 42 | 9294.1775 | 2646.7087 | 2413.3658 | 2413.3658 | 59.93 | 85.96 | 18 | 10.7754 | 104.4 | 104.23
247 | 5 | 43 | 9469.3911 | 2957.8831 | 2533.5641 | 2533.5641 | 92.31 | 166.39 | 50 | 40.4699 | 244.29 | 118.14
248 | 5 | 44 | 9281.6476 | 2696.1015 | 2434.9811 | 2434.9811 | 58.95 | 87.3 | 16 | 10.6373 | 104.96 | 101.03
249 | 5 | 45 | 9272.8718 | 2651.9381 | 2404.2563 | 2404.2563 | 59.37 | 88.28 | 15 | 9.9772 | 110.66 | 107.81
250 | 5 | 46 | 9538.8254 | 2829.0977 | 2530.482 | 2530.482 | 62.18 | 90.15 | 26 | 10.0555 | 111.65 | 109
251 | 5 | 47 | 9380.1469 | 2651.9381 | 2478.6243 | 2478.6243 | 60.52 | 86.18 | 22 | 9.9512 | 103.28 | 103.36
252 | 5 | 48 | 9508.8135 | 2699.6672 | 2573.2344 | 2573.2344 | 76.44 | 119.37 | 38 | 25.0604 | 156.89 | 101.34
253 | 5 | 49 | 9427.5022 | 2977.9475 | 2551.5944 | 2551.5944 | 85.52 | 150.03 | 45 | 34.6721 | 217.16 | 117.13
254 | 5 | 50 | 9364.9478 | 3000.8656 | 2542.4608 | 2542.4608 | 67.34 | 108.23 | 29 | 17.143 | 144.69 | 115.6
255 | 5 | 51 | 9339.7677 | 2708.2618 | 2540.702 | 2540.702 | 60.21 | 89.25 | 20 | 11.2794 | 111.29 | 105.94
256 | 6 | 1 | 9318.4516 | 2829.0977 | 2445.0099 | 2445.0099 | 56.52 | 79.19 | 16 | 6.3987 | 95.31 | 107.84
257 | 6 | 2 | 9263.525 | 2559.6755 | 2385.9952 | 2385.9952 | 67.02 | 102.75 | 33 | 16.6051 | 134.07 | 106.41
258 | 6 | 3 | 9208.1943 | 2957.8831 | 2433.7474 | 2433.7474 | 71.27 | 113.34 | 31 | 22.032 | 154.26 | 110.78
259 | 6 | 4 | 9391.7065 | 2865.4331 | 2442.4524 | 2442.4524 | 70.58 | 110.12 | 24 | 19.5704 | 147.42 | 106.82
260 | 6 | 5 | 9114.801 | 2559.6755 | 2339.9306 | 2339.9306 | 61.87 | 90.76 | 18 | 13.2456 | 113.28 | 106.43
261 | 6 | 6 | 9201.1996 | 2559.6755 | 2428.9511 | 2428.9511 | 61.29 | 89.78 | 22 | 12.3378 | 109.73 | 103.78
262 | 6 | 7 | 9267.4023 | 2651.9381 | 2389.5265 | 2389.5265 | 68.23 | 101.78 | 22 | 17.7169 | 131.58 | 105.35
263 | 6 | 8 | 9132.8667 | 2518.5807 | 2329.993 | 2329.993 | 61.32 | 87.12 | 27 | 11.3273 | 108.4 | 108.02
264 | 6 | 9 | 9277.3582 | 2696.1015 | 2427.7052 | 2427.7052 | 63.44 | 92.5 | 23 | 13.5797 | 116.12 | 105.95
265 | 6 | 10 | 9145.9633 | 2559.6755 | 2344.3355 | 2344.3355 | 55.44 | 78.09 | 12 | 6.8963 | 93.95 | 109.46
266 | 6 | 11 | 9355.5043 | 2977.9475 | 2436.4951 | 2436.4951 | 79.16 | 128.15 | 46 | 28.7004 | 182.5 | 113.08
267 | 6 | 12 | 9349.5097 | 2696.1015 | 2456.5235 | 2456.5235 | 63.42 | 91.22 | 21 | 12.9466 | 112.81 | 105.75
268 | 6 | 13 | 9276.4444 | 2588.4152 | 2417.2312 | 2417.2312 | 74.64 | 113.13 | 37 | 23.6031 | 149.06 | 102.28
269 | 6 | 14 | 9207.9504 | 2326.4688 | 2363.7184 | 2363.7184 | 53.71 | 74.05 | 14 | 5.0345 | 86 | 107.89
270 | 6 | 15 | 9283.5747 | 2559.6755 | 2418.9692 | 2418.9692 | 57.7 | 81.73 | 22 | 7.7802 | 97.52 | 105.35
271 | 6 | 16 | 9126.0241 | 2865.4331 | 2336.4357 | 2336.4357 | 58.89 | 89.26 | 17 | 10.2475 | 113.44 | 110.63
272 | 6 | 17 | 9117.537 | 2646.7087 | 2358.8594 | 2358.8594 | 52.47 | 73.4 | 10 | 4.1251 | 84.67 | 108.93
273 | 6 | 18 | 9270.1632 | 2696.1015 | 2411.351 | 2411.351 | 68.17 | 98.52 | 29 | 18.0938 | 126.58 | 104.12
274 | 6 | 19 | 9273.512 | 2865.4331 | 2433.8231 | 2433.8231 | 75.67 | 118.65 | 28 | 25.9484 | 159.63 | 103.28
275 | 6 | 20 | 9250.9137 | 2597.0523 | 2408.6186 | 2408.6186 | 58.23 | 83.21 | 18 | 8.6955 | 102.98 | 108.74
276 | 6 | 21 | 9164.5995 | 2708.7165 | 2356.3426 | 2356.3426 | 58.37 | 84.28 | 17 | 9.97 | 104.64 | 108.09
277 | 6 | 22 | 9069.8316 | 2646.7087 | 2338.7697 | 2338.7697 | 58.3 | 83.79 | 21 | 9.4388 | 102.46 | 107.78
278 | 6 | 23 | 9205.2066 | 2559.6755 | 2413.475 | 2413.475 | 58.32 | 83.75 | 18 | 9.3598 | 101.8 | 105.85
279 | 6 | 24 | 9103.046 | 2588.4152 | 2283.3993 | 2283.3993 | 53.74 | 74.45 | 10 | 5.0288 | 86.84 | 109.62
280 | 6 | 25 | 9324.3337 | 2559.6755 | 2486.4731 | 2486.4731 | 62.26 | 89.33 | 25 | 11.5865 | 109.83 | 104.96
281 | 6 | 26 | 9162.4653 | 2696.1015 | 2368.1997 | 2368.1997 | 63.72 | 91.37 | 29 | 14.6136 | 114.82 | 104.41
282 | 6 | 27 | 9334.4698 | 2646.7087 | 2469.1647 | 2469.1647 | 60.2 | 84.72 | 18 | 10.2175 | 101.5 | 102.98
283 | 6 | 28 | 9327.9807 | 2646.7087 | 2409.4274 | 2409.4274 | 65.41 | 94.79 | 28 | 15.0671 | 119.31 | 103.67
284 | 6 | 29 | 9349.6304 | 2699.6672 | 2461.1095 | 2461.1095 | 63.41 | 93.96 | 29 | 13.5864 | 119.8 | 105.57
285 | 6 | 30 | 9396.5747 | 2865.4331 | 2487.1865 | 2487.1865 | 77.24 | 126.78 | 36 | 26.0493 | 169.44 | 102.5
286 | 6 | 31 | 9476.9143 | 2696.1015 | 2513.413 | 2513.413 | 60.18 | 86.99 | 17 | 10.1886 | 106.13 | 103.73
287 | 6 | 32 | 9009.8557 | 2559.6755 | 2318.2909 | 2318.2909 | 55.04 | 78.66 | 16 | 7.5518 | 94.46 | 109.32
288 | 6 | 33 | 9302.7438 | 2708.7165 | 2457.2663 | 2457.2663 | 65.7 | 101.31 | 23 | 15.9922 | 133.05 | 109.18
289 | 6 | 34 | 9316.5483 | 2651.9381 | 2446.4871 | 2446.4871 | 62.02 | 90.65 | 32 | 12.5925 | 116.57 | 108.45
290 | 6 | 35 | 9177.1571 | 2696.1015 | 2359.4143 | 2359.4143 | 51.79 | 72.54 | 13 | 4.0624 | 83.76 | 108.44
291 | 6 | 36 | 9295.5922 | 2865.4331 | 2452.8943 | 2452.8943 | 64.31 | 97.74 | 20 | 13.8716 | 124.56 | 107.18
292 | 6 | 37 | 9426.868 | 2865.4331 | 2470.5019 | 2470.5019 | 73.76 | 114.09 | 39 | 23.2852 | 151.05 | 103.75
293 | 6 | 38 | 9436.5833 | 2865.4331 | 2531.3759 | 2531.3759 | 92.52 | 164.78 | 48 | 42.2998 | 237.7 | 107.91
294 | 6 | 39 | 9272.1124 | 2977.9475 | 2425.7652 | 2425.7652 | 66.41 | 102.47 | 25 | 15.9426 | 139.81 | 115.37
295 | 6 | 40 | 9514.7746 | 2977.9475 | 2548.3945 | 2548.3945 | 75.83 | 126.16 | 34 | 24.9907 | 178.51 | 117.52
296 | 6 | 41 | 9374.2086 | 2829.0977 | 2432.7169 | 2432.7169 | 64.32 | 93.05 | 18 | 13.2274 | 116.89 | 104.6
297 | 6 | 42 | 9294.1775 | 2646.7087 | 2413.3658 | 2413.3658 | 59.96 | 85.51 | 19 | 10.7655 | 103.56 | 104.24
298 | 6 | 43 | 9469.3911 | 2957.8831 | 2533.5641 | 2533.5641 | 101.11 | 183.06 | 49 | 49.0489 | 271.78 | 115.47
299 | 6 | 44 | 9281.6476 | 2696.1015 | 2434.9811 | 2434.9811 | 59.86 | 89.88 | 24 | 11.285 | 111.53 | 104.98
300 | 6 | 45 | 9272.8718 | 2651.9381 | 2404.2563 | 2404.2563 | 63.32 | 94.99 | 20 | 13.8978 | 121.82 | 106.42
301 | 6 | 46 | 9538.8254 | 2829.0977 | 2530.482 | 2530.482 | 67.68 | 101.13 | 28 | 15.5967 | 130.55 | 109.09
302 | 6 | 47 | 9380.1469 | 2651.9381 | 2478.6243 | 2478.6243 | 63.18 | 91.39 | 16 | 12.519 | 111.04 | 101.58
303 | 6 | 48 | 9508.8135 | 2699.6672 | 2573.2344 | 2573.2344 | 77.73 | 122.5 | 43 | 26.1064 | 162.53 | 101.18
304 | 6 | 49 | 9427.5022 | 2977.9475 | 2551.5944 | 2551.5944 | 83.57 | 144.72 | 43 | 32.6863 | 207.41 | 116.3
305 | 6 | 50 | 9364.9478 | 3000.8656 | 2542.4608 | 2542.4608 | 76.34 | 125.06 | 43 | 25.64 | 171.72 | 115.38
306 | 6 | 51 | 9339.7677 | 2708.2618 | 2540.702 | 2540.702 | 56.78 | 81.16 | 22 | 7.7983 | 95.7 | 103.99
307 | 7 | 1 | 9318.4516 | 2829.0977 | 2445.0099 | 2445.0099 | 60.88 | 92.15 | 16 | 10.9352 | 119.27 | 111.83
308 | 7 | 2 | 9263.525 | 2559.6755 | 2385.9952 | 2385.9952 | 64.8 | 96.67 | 22 | 14.6882 | 124.28 | 108.19
309 | 7 | 3 | 9208.1943 | 2957.8831 | 2433.7474 | 2433.7474 | 66.52 | 107.13 | 25 | 17.32 | 143.09 | 113.33
310 | 7 | 4 | 9391.7065 | 2865.4331 | 2442.4524 | 2442.4524 | 76.54 | 121.06 | 30 | 25.394 | 166.04 | 106.41
311 | 7 | 5 | 9114.801 | 2559.6755 | 2339.9306 | 2339.9306 | 60.8 | 90.85 | 13 | 12.3958 | 113.86 | 106.82
312 | 7 | 6 | 9201.1996 | 2559.6755 | 2428.9511 | 2428.9511 | 57.36 | 84.2 | 11 | 8.7045 | 100.09 | 104.29
313 | 7 | 7 | 9267.4023 | 2651.9381 | 2389.5265 | 2389.5265 | 64.23 | 94.17 | 32 | 13.8018 | 119.05 | 107.01
314 | 7 | 8 | 9132.8667 | 2518.5807 | 2329.993 | 2329.993 | 59.96 | 85.09 | 23 | 10.2254 | 104.56 | 108.29
315 | 7 | 9 | 9277.3582 | 2696.1015 | 2427.7052 | 2427.7052 | 62.08 | 92.99 | 17 | 12.1385 | 117.33 | 107.92
316 | 7 | 10 | 9145.9633 | 2559.6755 | 2344.3355 | 2344.3355 | 58.53 | 84.96 | 17 | 10.2842 | 104.54 | 106.95
317 | 7 | 11 | 9355.5043 | 2977.9475 | 2436.4951 | 2436.4951 | 71.76 | 116.17 | 40 | 21.2675 | 162.98 | 116.02
318 | 7 | 12 | 9349.5097 | 2696.1015 | 2456.5235 | 2456.5235 | 64.4 | 93.6 | 29 | 13.7693 | 115.7 | 103.61
319 | 7 | 13 | 9276.4444 | 2588.4152 | 2417.2312 | 2417.2312 | 64.31 | 97.52 | 25 | 13.6362 | 122.81 | 105.42
320 | 7 | 14 | 9207.9504 | 2326.4688 | 2363.7184 | 2363.7184 | 55.36 | 77.07 | 12 | 6.7639 | 91.27 | 108.17
321 | 7 | 15 | 9283.5747 | 2559.6755 | 2418.9692 | 2418.9692 | 56.52 | 79.75 | 23 | 6.8385 | 94.08 | 105.58
322 | 7 | 16 | 9126.0241 | 2865.4331 | 2336.4357 | 2336.4357 | 58.45 | 87.46 | 18 | 9.8389 | 110.24 | 110.61
323 | 7 | 17 | 9117.537 | 2646.7087 | 2358.8594 | 2358.8594 | 52.83 | 74.96 | 18 | 4.5337 | 87.31 | 109.37
324 | 7 | 18 | 9270.1632 | 2696.1015 | 2411.351 | 2411.351 | 60.62 | 85.56 | 18 | 10.9186 | 104.32 | 105.49
325 | 7 | 19 | 9273.512 | 2865.4331 | 2433.8231 | 2433.8231 | 64.67 | 99.58 | 22 | 15.2783 | 128.27 | 106.08
326 | 7 | 20 | 9250.9137 | 2597.0523 | 2408.6186 | 2408.6186 | 54.97 | 77.57 | 12 | 5.6908 | 93.65 | 109.24
327 | 7 | 21 | 9164.5995 | 2708.7165 | 2356.3426 | 2356.3426 | 51.78 | 71.71 | 11 | 3.4589 | 82.6 | 109.48
328 | 7 | 22 | 9069.8316 | 2646.7087 | 2338.7697 | 2338.7697 | 56.32 | 79.75 | 24 | 7.5892 | 95.13 | 107.34
329 | 7 | 23 | 9205.2066 | 2559.6755 | 2413.475 | 2413.475 | 56.14 | 81.24 | 14 | 7.4364 | 97.05 | 105.65
330 | 7 | 24 | 9103.046 | 2588.4152 | 2283.3993 | 2283.3993 | 53.37 | 74.05 | 10 | 4.9536 | 85.88 | 109.26
331 | 7 | 25 | 9324.3337 | 2559.6755 | 2486.4731 | 2486.4731 | 62.71 | 91.46 | 34 | 12.2985 | 113.17 | 104.4
332 | 7 | 26 | 9162.4653 | 2696.1015 | 2368.1997 | 2368.1997 | 51.77 | 70.72 | 10 | 2.9397 | 79.78 | 107.91
333 | 7 | 27 | 9334.4698 | 2646.7087 | 2469.1647 | 2469.1647 | 62.29 | 89.03 | 29 | 12.4281 | 108.77 | 102.42
334 | 7 | 28 | 9327.9807 | 2646.7087 | 2409.4274 | 2409.4274 | 59.45 | 86.31 | 19 | 8.9905 | 105.03 | 106.51
335 | 7 | 29 | 9349.6304 | 2699.6672 | 2461.1095 | 2461.1095 | 59.15 | 87.44 | 20 | 9.8664 | 109.07 | 107.05
336 | 7 | 30 | 9396.5747 | 2865.4331 | 2487.1865 | 2487.1865 | 79.5 | 131.21 | 39 | 28.2039 | 175.96 | 100.23
337 | 7 | 31 | 9476.9143 | 2696.1015 | 2513.413 | 2513.413 | 58.45 | 85.37 | 20 | 8.278 | 103.69 | 105.18
338 | 7 | 32 | 9009.8557 | 2559.6755 | 2318.2909 | 2318.2909 | 53.61 | 77.64 | 8 | 6.2225 | 91.41 | 108.42
339 | 7 | 33 | 9302.7438 | 2708.7165 | 2457.2663 | 2457.2663 | 64.16 | 97.55 | 24 | 14.5882 | 126.1 | 108.99
340 | 7 | 34 | 9316.5483 | 2651.9381 | 2446.4871 | 2446.4871 | 59.06 | 88.39 | 22 | 9.8534 | 111.2 | 108.41
341 | 7 | 35 | 9177.1571 | 2696.1015 | 2359.4143 | 2359.4143 | 51.77 | 72.71 | 12 | 4.0861 | 83.94 | 108.29
342 | 7 | 36 | 9295.5922 | 2865.4331 | 2452.8943 | 2452.8943 | 63.15 | 95.2 | 14 | 12.6829 | 120.72 | 108.12
343 | 7 | 37 | 9426.868 | 2865.4331 | 2470.5019 | 2470.5019 | 73.48 | 118.45 | 40 | 23.0206 | 159.28 | 104.44
344 | 7 | 38 | 9436.5833 | 2865.4331 | 2531.3759 | 2531.3759 | 94.1 | 169.24 | 51 | 43.8959 | 244.51 | 106.49
345 | 7 | 39 | 9272.1124 | 2977.9475 | 2425.7652 | 2425.7652 | 61.88 | 94.03 | 23 | 11.4821 | 123.69 | 114.4
346 | 7 | 40 | 9514.7746 | 2977.9475 | 2548.3945 | 2548.3945 | 81.39 | 135.83 | 40 | 30.4919 | 193.52 | 116.25
347 | 7 | 41 | 9374.2086 | 2829.0977 | 2432.7169 | 2432.7169 | 54.73 | 76.68 | 12 | 3.8032 | 89.36 | 108.37
348 | 7 | 42 | 9294.1775 | 2646.7087 | 2413.3658 | 2413.3658 | 54.07 | 76.69 | 16 | 4.7303 | 89.08 | 107.79
349 | 7 | 43 | 9469.3911 | 2957.8831 | 2533.5641 | 2533.5641 | 92.28 | 165.48 | 48 | 40.2602 | 242.93 | 116.59
350 | 7 | 44 | 9281.6476 | 2696.1015 | 2434.9811 | 2434.9811 | 60.39 | 91.97 | 23 | 11.8852 | 114.86 | 104.64
351 | 7 | 45 | 9272.8718 | 2651.9381 | 2404.2563 | 2404.2563 | 56.73 | 83.13 | 16 | 7.2771 | 101.75 | 108.36
352 | 7 | 46 | 9538.8254 | 2829.0977 | 2530.482 | 2530.482 | 62.22 | 89.91 | 31 | 9.9972 | 110.71 | 107.87
353 | 7 | 47 | 9380.1469 | 2651.9381 | 2478.6243 | 2478.6243 | 60.12 | 86.86 | 14 | 9.4734 | 103.65 | 103.07
354 | 7 | 48 | 9508.8135 | 2699.6672 | 2573.2344 | 2573.2344 | 72.78 | 113.22 | 30 | 21.4439 | 147.91 | 103.57
355 | 7 | 49 | 9427.5022 | 2977.9475 | 2551.5944 | 2551.5944 | 87.03 | 151.51 | 44 | 36.1618 | 220.52 | 117.7
356 | 7 | 50 | 9364.9478 | 3000.8656 | 2542.4608 | 2542.4608 | 81.68 | 142.53 | 33 | 31.3483 | 203 | 120.29
357 | 7 | 51 | 9339.7677 | 2708.2618 | 2540.702 | 2540.702 | 64.14 | 94.99 | 26 | 15.1998 | 119.2 | 102.73
358 | 8 | 1 | 9318.4516 | 2829.0977 | 2445.0099 | 2445.0099 | 57.42 | 83.22 | 13 | 7.6922 | 102.94 | 109.23
359 | 8 | 2 | 9263.525 | 2559.6755 | 2385.9952 | 2385.9952 | 67.59 | 102.9 | 30 | 17.2935 | 133.73 | 105.31
360 | 8 | 3 | 9208.1943 | 2957.8831 | 2433.7474 | 2433.7474 | 73.58 | 117.71 | 32 | 24.1717 | 161.73 | 111.22
361 | 8 | 4 | 9391.7065 | 2865.4331 | 2442.4524 | 2442.4524 | 69.99 | 108.45 | 23 | 19.1977 | 145.08 | 107.27
362 | 8 | 5 | 9114.801 | 2559.6755 | 2339.9306 | 2339.9306 | 67.42 | 100.7 | 25 | 18.7332 | 129.7 | 103.73
363 | 8 | 6 | 9201.1996 | 2559.6755 | 2428.9511 | 2428.9511 | 58.51 | 85.5 | 21 | 9.592 | 103.55 | 105.61
364 | 8 | 7 | 9267.4023 | 2651.9381 | 2389.5265 | 2389.5265 | 62.39 | 90.81 | 27 | 11.9729 | 113.66 | 106.69
365 | 8 | 8 | 9132.8667 | 2518.5807 | 2329.993 | 2329.993 | 55.06 | 76.68 | 18 | 5.4922 | 90.86 | 110.37
366 | 8 | 9 | 9277.3582 | 2696.1015 | 2427.7052 | 2427.7052 | 63.44 | 92.47 | 24 | 13.4561 | 117.12 | 107.33
367 | 8 | 10 | 9145.9633 | 2559.6755 | 2344.3355 | 2344.3355 | 57.07 | 81.99 | 12 | 8.7112 | 100.5 | 108.42
368 | 8 | 11 | 9355.5043 | 2977.9475 | 2436.4951 | 2436.4951 | 73.71 | 118.55 | 47 | 23.1297 | 166.85 | 115.23
369 | 8 | 12 | 9349.5097 | 2696.1015 | 2456.5235 | 2456.5235 | 58.21 | 82.89 | 20 | 7.866 | 99.79 | 107.65
370 | 8 | 13 | 9276.4444 | 2588.4152 | 2417.2312 | 2417.2312 | 67.34 | 102.25 | 31 | 16.4796 | 132.1 | 105.97
371 | 8 | 14 | 9207.9504 | 2326.4688 | 2363.7184 | 2363.7184 | 51.64 | 70.5 | 13 | 2.9321 | 80.32 | 109.43
372 | 8 | 15 | 9283.5747 | 2559.6755 | 2418.9692 | 2418.9692 | 58.83 | 83.73 | 19 | 8.9763 | 100.96 | 105.42
373 | 8 | 16 | 9126.0241 | 2865.4331 | 2336.4357 | 2336.4357 | 61.38 | 92.79 | 20 | 12.7376 | 119.53 | 109.63
374 | 8 | 17 | 9117.537 | 2646.7087 | 2358.8594 | 2358.8594 | 54.48 | 77.17 | 16 | 6.273 | 91 | 107.78
375 | 8 | 18 | 9270.1632 | 2696.1015 | 2411.351 | 2411.351 | 61.63 | 87.2 | 26 | 11.7153 | 107.03 | 104.93
376 | 8 | 19 | 9273.512 | 2865.4331 | 2433.8231 | 2433.8231 | 65.51 | 103.12 | 23 | 16.185 | 135.74 | 108.97
377 | 8 | 20 | 9250.9137 | 2597.0523 | 2408.6186 | 2408.6186 | 53.62 | 75.66 | 12 | 4.2536 | 90.56 | 110.24
378 | 8 | 21 | 9164.5995 | 2708.7165 | 2356.3426 | 2356.3426 | 55.94 | 80.05 | 14 | 7.6463 | 97.24 | 107.95
379 | 8 | 22 | 9069.8316 | 2646.7087 | 2338.7697 | 2338.7697 | 52.11 | 72.21 | 14 | 3.4519 | 83.1 | 110.2
380 | 8 | 23 | 9205.2066 | 2559.6755 | 2413.475 | 2413.475 | 58.76 | 85.17 | 19 | 10.0798 | 103.72 | 104.7
381 | 8 | 24 | 9103.046 | 2588.4152 | 2283.3993 | 2283.3993 | 52.73 | 73.39 | 6 | 4.1584 | 85.07 | 110.31
382 | 8 | 25 | 9324.3337 | 2559.6755 | 2486.4731 | 2486.4731 | 63.21 | 91.79 | 32 | 12.7254 | 113.67 | 104.34
383 | 8 | 26 | 9162.4653 | 2696.1015 | 2368.1997 | 2368.1997 | 56.39 | 78.85 | 22 | 7.3708 | 94.02 | 107.26
384 | 8 | 27 | 9334.4698 | 2646.7087 | 2469.1647 | 2469.1647 | 59.37 | 84.12 | 15 | 9.5378 | 101.37 | 105.15
385 | 8 | 28 | 9327.9807 | 2646.7087 | 2409.4274 | 2409.4274 | 62.64 | 90.57 | 25 | 12.2044 | 113.04 | 105.57
386 | 8 | 29 | 9349.6304 | 2699.6672 | 2461.1095 | 2461.1095 | 64.53 | 96.47 | 34 | 15.0232 | 123.79 | 104.11
387 | 8 | 30 | 9396.5747 | 2865.4331 | 2487.1865 | 2487.1865 | 79.52 | 128.22 | 50 | 28.2575 | 172.62 | 100.97
388 | 8 | 31 | 9476.9143 | 2696.1015 | 2513.413 | 2513.413 | 61.18 | 89.98 | 27 | 10.9905 | 111.57 | 104.41
389 | 8 | 32 | 9009.8557 | 2559.6755 | 2318.2909 | 2318.2909 | 54.95 | 79.81 | 12 | 7.8279 | 95.23 | 107.32
390 | 8 | 33 | 9302.7438 | 2708.7165 | 2457.2663 | 2457.2663 | 66.43 | 100.49 | 26 | 16.5781 | 130.66 | 106.39
391 | 8 | 34 | 9316.5483 | 2651.9381 | 2446.4871 | 2446.4871 | 57.07 | 82.39 | 22 | 7.9192 | 101.23 | 108.43
392 | 8 | 35 | 9177.1571 | 2696.1015 | 2359.4143 | 2359.4143 | 49.79 | 69.23 | 7 | 2.305 | 78.17 | 108.73
393 | 8 | 36 | 9295.5922 | 2865.4331 | 2452.8943 | 2452.8943 | 59.69 | 89.62 | 14 | 9.4452 | 111.94 | 109.46
394 | 8 | 37 | 9426.868 | 2865.4331 | 2470.5019 | 2470.5019 | 74.74 | 118.68 | 41 | 24.1238 | 159.16 | 104.52
395 | 8 | 38 | 9436.5833 | 2865.4331 | 2531.3759 | 2531.3759 | 91.79 | 163 | 53 | 41.4907 | 234.15 | 108.87
396 | 8 | 39 | 9272.1124 | 2977.9475 | 2425.7652 | 2425.7652 | 68.58 | 109.07 | 33 | 18.2606 | 150.96 | 115.62
397 | 8 | 40 | 9514.7746 | 2977.9475 | 2548.3945 | 2548.3945 | 75 | 124.37 | 39 | 24.3925 | 175.69 | 117.9
398 | 8 | 41 | 9374.2086 | 2829.0977 | 2432.7169 | 2432.7169 | 56.52 | 79.44 | 13 | 5.7112 | 93.84 | 106.68
399 | 8 | 42 | 9294.1775 | 2646.7087 | 2413.3658 | 2413.3658 | 51.99 | 71.98 | 11 | 2.7281 | 81.74 | 107.94
400 | 8 | 43 | 9469.3911 | 2957.8831 | 2533.5641 | 2533.5641 | 94.97 | 169.06 | 50 | 43.0029 | 248.44 | 115.77
401 | 8 | 44 | 9281.6476 | 2696.1015 | 2434.9811 | 2434.9811 | 68.3 | 106.27 | 26 | 19.7149 | 138.24 | 100.64
402 | 8 | 45 | 9272.8718 | 2651.9381 | 2404.2563 | 2404.2563 | 55.92 | 81.24 | 18 | 6.5978 | 98.49 | 108.43
403 | 8 | 46 | 9538.8254 | 2829.0977 | 2530.482 | 2530.482 | 58.02 | 82.1 | 18 | 5.8106 | 97.95 | 108.95
404 | 8 | 47 | 9380.1469 | 2651.9381 | 2478.6243 | 2478.6243 | 62.67 | 90.47 | 18 | 11.9897 | 109.23 | 101.84
405 | 8 | 48 | 9508.8135 | 2699.6672 | 2573.2344 | 2573.2344 | 78.84 | 126.28 | 37 | 27.5321 | 169.25 | 100.37
406 | 8 | 49 | 9427.5022 | 2977.9475 | 2551.5944 | 2551.5944 | 88.18 | 151.85 | 57 | 37.0637 | 219.05 | 115.22
407 | 8 | 50 | 9364.9478 | 3000.8656 | 2542.4608 | 2542.4608 | 68.41 | 110.47 | 26 | 18.0752 | 147.05 | 114.73
408 | 8 | 51 | 9339.7677 | 2708.2618 | 2540.702 | 2540.702 | 59.96 | 89.04 | 21 | 11.1444 | 110.4 | 104.57
409 | 9 | 1 | 9318.4516 | 2829.0977 | 2445.0099 | 2445.0099 | 54.53 | 76.33 | 11 | 4.5218 | 90.18 | 107.68
410 | 9 | 2 | 9263.525 | 2559.6755 | 2385.9952 | 2385.9952 | 60.87 | 89.44 | 19 | 10.6914 | 111.88 | 107.42
411 | 9 | 3 | 9208.1943 | 2957.8831 | 2433.7474 | 2433.7474 | 67.94 | 107.68 | 36 | 18.4803 | 145.31 | 113.74
412 | 9 | 4 | 9391.7065 | 2865.4331 | 2442.4524 | 2442.4524 | 77 | 121.89 | 33 | 25.9559 | 167.58 | 104.48
413 | 9 | 5 | 9114.801 | 2559.6755 | 2339.9306 | 2339.9306 | 60.84 | 90.37 | 21 | 12.0405 | 113.28 | 108.07
414 | 9 | 6 | 9201.1996 | 2559.6755 | 2428.9511 | 2428.9511 | 55.16 | 78.48 | 14 | 6.1802 | 91.2 | 105.65
415 | 9 | 7 | 9267.4023 | 2651.9381 | 2389.5265 | 2389.5265 | 64.89 | 98.14 | 21 | 14.532 | 125.51 | 107.23
416 | 9 | 8 | 9132.8667 | 2518.5807 | 2329.993 | 2329.993 | 58.32 | 82.32 | 23 | 8.3278 | 100.05 | 109.64
417 | 9 | 9 | 9277.3582 | 2696.1015 | 2427.7052 | 2427.7052 | 59.72 | 87.03 | 16 | 9.7673 | 107.05 | 107.47
418 | 9 | 10 | 9145.9633 | 2559.6755 | 2344.3355 | 2344.3355 | 51.02 | 71.11 | 10 | 2.5129 | 81.59 | 110.14
419 | 9 | 11 | 9355.5043 | 2977.9475 | 2436.4951 | 2436.4951 | 73.59 | 118.29 | 43 | 22.892 | 166.1 | 113.32
420 | 9 | 12 | 9349.5097 | 2696.1015 | 2456.5235 | 2456.5235 | 65.7 | 97.92 | 33 | 15.0142 | 125.04 | 105.66
421 | 9 | 13 | 9276.4444 | 2588.4152 | 2417.2312 | 2417.2312 | 65.61 | 99.83 | 28 | 14.8756 | 127.59 | 105.93
422 | 9 | 14 | 9207.9504 | 2326.4688 | 2363.7184 | 2363.7184 | 52.6 | 72.01 | 13 | 3.8881 | 83.04 | 109.04
423 | 9 | 15 | 9283.5747 | 2559.6755 | 2418.9692 | 2418.9692 | 54.21 | 75.63 | 14 | 4.5012 | 87.31 | 106.8
424 | 9 | 16 | 9126.0241 | 2865.4331 | 2336.4357 | 2336.4357 | 58.05 | 86.3 | 15 | 9.2388 | 108.28 | 109.82
425 | 9 | 17 | 9117.537 | 2646.7087 | 2358.8594 | 2358.8594 | 51.81 | 72.15 | 11 | 3.4539 | 83.84 | 110.22
426 | 9 | 18 | 9270.1632 | 2696.1015 | 2411.351 | 2411.351 | 60.04 | 84.32 | 22 | 10.0358 | 102.11 | 105.57
427 | 9 | 19 | 9273.512 | 2865.4331 | 2433.8231 | 2433.8231 | 71.29 | 112.05 | 32 | 21.741 | 150.02 | 104.76
428 | 9 | 20 | 9250.9137 | 2597.0523 | 2408.6186 | 2408.6186 | 56.26 | 80.43 | 15 | 6.9161 | 98.77 | 109.49
429 | 9 | 21 | 9164.5995 | 2708.7165 | 2356.3426 | 2356.3426 | 52.84 | 73.71 | 14 | 4.7277 | 86.55 | 108.93
430 | 9 | 22 | 9069.8316 | 2646.7087 | 2338.7697 | 2338.7697 | 50.36 | 69.72 | 14 | 1.6217 | 78.63 | 110.52
431 | 9 | 23 | 9205.2066 | 2559.6755 | 2413.475 | 2413.475 | 53.83 | 77.13 | 13 | 5.0328 | 90.74 | 106.97
432 | 9 | 24 | 9103.046 | 2588.4152 | 2283.3993 | 2283.3993 | 52.42 | 72.62 | 9 | 3.9174 | 84.04 | 110.57
433 | 9 | 25 | 9324.3337 | 2559.6755 | 2486.4731 | 2486.4731 | 64.1 | 92.47 | 33 | 13.3032 | 115.29 | 104.34
434 | 9 | 26 | 9162.4653 | 2696.1015 | 2368.1997 | 2368.1997 | 60.09 | 85.16 | 27 | 10.8279 | 106.02 | 107.78
435 | 9 | 27 | 9334.4698 | 2646.7087 | 2469.1647 | 2469.1647 | 58.03 | 81.57 | 24 | 8.0915 | 96.5 | 104.37
436 | 9 | 28 | 9327.9807 | 2646.7087 | 2409.4274 | 2409.4274 | 65.1 | 95.16 | 27 | 14.4761 | 120.79 | 104.91
437 | 9 | 29 | 9349.6304 | 2699.6672 | 2461.1095 | 2461.1095 | 54.3 | 76.17 | 24 | 4.6218 | 89.55 | 107.79
438 | 9 | 30 | 9396.5747 | 2865.4331 | 2487.1865 | 2487.1865 | 74.47 | 120.78 | 42 | 23.2842 | 161.3 | 104.72
439 | 9 | 31 | 9476.9143 | 2696.1015 | 2513.413 | 2513.413 | 60.8 | 87.94 | 23 | 10.4184 | 108.38 | 104.91
440 | 9 | 32 | 9009.8557 | 2559.6755 | 2318.2909 | 2318.2909 | 53.99 | 77.65 | 7 | 6.7198 | 91.57 | 108.5
441 | 9 | 33 | 9302.7438 | 2708.7165 | 2457.2663 | 2457.2663 | 61.59 | 92.05 | 16 | 11.8189 | 116.88 | 109.43
442 | 9 | 34 | 9316.5483 | 2651.9381 | 2446.4871 | 2446.4871 | 57.24 | 83.46 | 22 | 8.2202 | 104.29 | 109.5
443 | 9 | 35 | 9177.1571 | 2696.1015 | 2359.4143 | 2359.4143 | 55.48 | 80.57 | 19 | 7.7032 | 97.88 | 107.83
444 | 9 | 36 | 9295.5922 | 2865.4331 | 2452.8943 | 2452.8943 | 63.41 | 95.96 | 17 | 13.0083 | 122.48 | 105.92
445 | 9 | 37 | 9426.868 | 2865.4331 | 2470.5019 | 2470.5019 | 71.55 | 112.63 | 31 | 21.0871 | 150.25 | 105.67
446 | 9 | 38 | 9436.5833 | 2865.4331 | 2531.3759 | 2531.3759 | 93.23 | 168.97 | 45 | 42.727 | 244.48 | 109.7
447 | 9 | 39 | 9272.1124 | 2977.9475 | 2425.7652 | 2425.7652 | 64.65 | 101.32 | 27 | 14.2464 | 138.1 | 117.29
448 | 9 | 40 | 9514.7746 | 2977.9475 | 2548.3945 | 2548.3945 | 69.56 | 112.4 | 33 | 18.748 | 154.64 | 117.99
449 | 9 | 41 | 9374.2086 | 2829.0977 | 2432.7169 | 2432.7169 | 58.2 | 81.38 | 13 | 7.0598 | 98.1 | 107.47
450 | 9 | 42 | 9294.1775 | 2646.7087 | 2413.3658 | 2413.3658 | 55.75 | 77.96 | 15 | 6.2503 | 91.96 | 106.71
451 | 9 | 43 | 9469.3911 | 2957.8831 | 2533.5641 | 2533.5641 | 96.32 | 173.19 | 50 | 44.3975 | 256.11 | 116.41
452 | 9 | 44 | 9281.6476 | 2696.1015 | 2434.9811 | 2434.9811 | 58.59 | 87.38 | 20 | 10.0627 | 106.65 | 103.77
453 | 9 | 45 | 9272.8718 | 2651.9381 | 2404.2563 | 2404.2563 | 61.64 | 94.01 | 22 | 12.1741 | 121.74 | 109.07
454 | 9 | 46 | 9538.8254 | 2829.0977 | 2530.482 | 2530.482 | 65.57 | 98.44 | 28 | 13.4242 | 125.4 | 107.83
455 | 9 | 47 | 9380.1469 | 2651.9381 | 2478.6243 | 2478.6243 | 59.48 | 85.27 | 24 | 8.7341 | 102.35 | 103.61
456 | 9 | 48 | 9508.8135 | 2699.6672 | 2573.2344 | 2573.2344 | 73.86 | 118.91 | 34 | 22.368 | 158.16 | 104.66
457 | 9 | 49 | 9427.5022 | 2977.9475 | 2551.5944 | 2551.5944 | 84.83 | 146.9 | 46 | 33.5847 | 212.34 | 115.52
458 | 9 | 50 | 9364.9478 | 3000.8656 | 2542.4608 | 2542.4608 | 69.6 | 111.7 | 29 | 19.3314 | 149.39 | 113.77
459 | 9 | 51 | 9339.7677 | 2708.2618 | 2540.702 | 2540.702 | 59.66 | 88.27 | 18 | 10.6343 | 109.26 | 105.85
460 | 10 | 1 | 9318.4516 | 2829.0977 | 2445.0099 | 2445.0099 | 56.9 | 80.78 | 20 | 6.9898 | 97.84 | 108.06
461 | 10 | 2 | 9263.525 | 2559.6755 | 2385.9952 | 2385.9952 | 63.36 | 93.82 | 22 | 13.2295 | 118.68 | 106.84
462 | 10 | 3 | 9208.1943 | 2957.8831 | 2433.7474 | 2433.7474 | 65.48 | 104.71 | 26 | 16.2508 | 139.51 | 113.69
463 | 10 | 4 | 9391.7065 | 2865.4331 | 2442.4524 | 2442.4524 | 75.65 | 119.2 | 36 | 24.497 | 162.7 | 106.5
464 | 10 | 5 | 9114.801 | 2559.6755 | 2339.9306 | 2339.9306 | 61.04 | 90.13 | 22 | 12.264 | 113.02 | 108.06
465 | 10 | 6 | 9201.1996 | 2559.6755 | 2428.9511 | 2428.9511 | 63.16 | 94.09 | 21 | 14.272 | 117.05 | 103.42
466 | 10 | 7 | 9267.4023 | 2651.9381 | 2389.5265 | 2389.5265 | 60.71 | 87.18 | 24 | 10.3933 | 107.67 | 107.11
467 | 10 | 8 | 9132.8667 | 2518.5807 | 2329.993 | 2329.993 | 58.97 | 83.53 | 35 | 9.0072 | 102.84 | 110.12
468 | 10 | 9 | 9277.3582 | 2696.1015 | 2427.7052 | 2427.7052 | 62.71 | 93.48 | 25 | 12.6063 | 117.56 | 107.29
469 | 10 | 10 | 9145.9633 | 2559.6755 | 2344.3355 | 2344.3355 | 56.18 | 79.84 | 18 | 7.7271 | 95.51 | 107
470 | 10 | 11 | 9355.5043 | 2977.9475 | 2436.4951 | 2436.4951 | 77.56 | 129.61 | 43 | 27.0651 | 185.96 | 115.87
471 | 10 | 12 | 9349.5097 | 2696.1015 | 2456.5235 | 2456.5235 | 64.33 | 95.35 | 34 | 13.7115 | 118.98 | 103.24
472 | 10 | 13 | 9276.4444 | 2588.4152 | 2417.2312 | 2417.2312 | 69.81 | 108.75 | 32 | 19.0816 | 142.72 | 105.76
473 | 10 | 14 | 9207.9504 | 2326.4688 | 2363.7184 | 2363.7184 | 53.02 | 73.03 | 15 | 4.4256 | 84.98 | 109.38
474 | 10 | 15 | 9283.5747 | 2559.6755 | 2418.9692 | 2418.9692 | 56.22 | 79.62 | 14 | 6.6107 | 94.96 | 106.57
475 | 10 | 16 | 9126.0241 | 2865.4331 | 2336.4357 | 2336.4357 | 56.71 | 84.51 | 15 | 8.1112 | 105.28 | 110.49
476 | 10 | 17 | 9117.537 | 2646.7087 | 2358.8594 | 2358.8594 | 55.48 | 78.37 | 27 | 7.157 | 93.58 | 108.21
477 | 10 | 18 | 9270.1632 | 2696.1015 | 2411.351 | 2411.351 | 56.33 | 78.36 | 18 | 6.5929 | 92.48 | 107.31
478 | 10 | 19 | 9273.512 | 2865.4331 | 2433.8231 | 2433.8231 | 70.67 | 109.83 | 30 | 21.1492 | 144.28 | 102.99
479 | 10 | 20 | 9250.9137 | 2597.0523 | 2408.6186 | 2408.6186 | 58.92 | 83.89 | 23 | 9.3542 | 104.22 | 108.25
480 | 10 | 21 | 9164.5995 | 2708.7165 | 2356.3426 | 2356.3426 | 50.69 | 69.69 | 14 | 2.5517 | 79.58 | 110.01
481 | 10 | 22 | 9069.8316 | 2646.7087 | 2338.7697 | 2338.7697 | 58.99 | 84.69 | 26 | 10.2106 | 102.8 | 106.03
482 | 10 | 23 | 9205.2066 | 2559.6755 | 2413.475 | 2413.475 | 56.28 | 81.15 | 18 | 7.3626 | 97.81 | 106.83
483 | 10 | 24 | 9103.046 | 2588.4152 | 2283.3993 | 2283.3993 | 50.9 | 69.73 | 11 | 2.4904 | 79.28 | 111
484 | 10 | 25 | 9324.3337 | 2559.6755 | 2486.4731 | 2486.4731 | 58.56 | 85.62 | 19 | 8.2865 | 103.54 | 105.74
485 | 10 | 26 | 9162.4653 | 2696.1015 | 2368.1997 | 2368.1997 | 52.11 | 71.72 | 13 | 3.1482 | 82.93 | 109.4
486 | 10 | 27 | 9334.4698 | 2646.7087 | 2469.1647 | 2469.1647 | 60.45 | 84.93 | 19 | 10.4565 | 102.25 | 104.5
487 | 10 | 28 | 9327.9807 | 2646.7087 | 2409.4274 | 2409.4274 | 60.6 | 87.71 | 26 | 10.5425 | 108.05 | 106.59
488 | 10 | 29 | 9349.6304 | 2699.6672 | 2461.1095 | 2461.1095 | 58.8 | 84.36 | 23 | 9.3943 | 103.62 | 106.23
489 | 10 | 30 | 9396.5747 | 2865.4331 | 2487.1865 | 2487.1865 | 81.64 | 133.5 | 44 | 30.5073 | 180.59 | 101.05
490 | 10 | 31 | 9476.9143 | 2696.1015 | 2513.413 | 2513.413 | 61.34 | 89.9 | 31 | 11.0539 | 110.94 | 104.44
491 | 10 | 32 | 9009.8557 | 2559.6755 | 2318.2909 | 2318.2909 | 56.18 | 81.79 | 17 | 8.9808 | 98.47 | 106.92
492 | 10 | 33 | 9302.7438 | 2708.7165 | 2457.2663 | 2457.2663 | 63.53 | 97.13 | 25 | 13.8496 | 126.33 | 109.71
493 | 10 | 34 | 9316.5483 | 2651.9381 | 2446.4871 | 2446.4871 | 57.34 | 83.62 | 27 | 8.2364 | 104.23 | 109.35
494 | 10 | 35 | 9177.1571 | 2696.1015 | 2359.4143 | 2359.4143 | 53.42 | 75.75 | 15 | 5.6733 | 89.33 | 107.98
495 | 10 | 36 | 9295.5922 | 2865.4331 | 2452.8943 | 2452.8943 | 63.38 | 96.86 | 21 | 12.8646 | 124.02 | 109.53
496 | 10 | 37 | 9426.868 | 2865.4331 | 2470.5019 | 2470.5019 | 69.51 | 108.78 | 30 | 19.1712 | 142.54 | 104.91
497 | 10 | 38 | 9436.5833 | 2865.4331 | 2531.3759 | 2531.3759 | 91.01 | 160.86 | 46 | 40.7035 | 231.42 | 111.58
498 | 10 | 39 | 9272.1124 | 2977.9475 | 2425.7652 | 2425.7652 | 69.12 | 107.97 | 26 | 18.857 | 148.23 | 113.22
499 | 10 | 40 | 9514.7746 | 2977.9475 | 2548.3945 | 2548.3945 | 74.97 | 123.9 | 29 | 24.3023 | 175.46 | 120.13
500 | 10 | 41 | 9374.2086 | 2829.0977 | 2432.7169 | 2432.7169 | 58.74 | 82.64 | 18 | 7.7423 | 99.77 | 107.39
501 | 10 | 42 | 9294.1775 | 2646.7087 | 2413.3658 | 2413.3658 | 59.03 | 84.37 | 21 | 9.7968 | 101.75 | 104.73
502 | 10 | 43 | 9469.3911 | 2957.8831 | 2533.5641 | 2533.5641 | 99.29 | 180.79 | 48 | 47.5319 | 269.01 | 116.11
503 | 10 | 44 | 9281.6476 | 2696.1015 | 2434.9811 | 2434.9811 | 66.07 | 100.87 | 38 | 17.3887 | 130.72 | 104.24
504 | 10 | 45 | 9272.8718 | 2651.9381 | 2404.2563 | 2404.2563 | 60.11 | 90.03 | 21 | 10.7587 | 113.72 | 107.65
505 | 10 | 46 | 9538.8254 | 2829.0977 | 2530.482 | 2530.482 | 68.76 | 104.35 | 33 | 16.6207 | 135.98 | 110.3
506 | 10 | 47 | 9380.1469 | 2651.9381 | 2478.6243 | 2478.6243 | 55.41 | 76.27 | 18 | 4.6479 | 86.53 | 104.74
507 | 10 | 48 | 9508.8135 | 2699.6672 | 2573.2344 | 2573.2344 | 79.01 | 129.05 | 39 | 27.6579 | 174.22 | 101.87
508 | 10 | 49 | 9427.5022 | 2977.9475 | 2551.5944 | 2551.5944 | 97.63 | 172.29 | 55 | 46.3948 | 253.4 | 116.64
509 | 10 | 50 | 9364.9478 | 3000.8656 | 2542.4608 | 2542.4608 | 68.65 | 109.21 | 25 | 18.5397 | 146.76 | 115.5
510 | 10 | 51 | 9339.7677 | 2708.2618 | 2540.702 | 2540.702 | 65.2 | 98.53 | 24 | 16.2035 | 126.52 | 104.72
511 | 11 | 1 | 9318.4516 | 2829.0977 | 2445.0099 | 2445.0099 | 56.75 | 82.99 | 11 | 7.0767 | 102.71 | 111.08
512 | 11 | 2 | 9263.525 | 2559.6755 | 2385.9952 | 2385.9952 | 64.8 | 98.38 | 25 | 14.6157 | 126.92 | 106.88
513 | 11 | 3 | 9208.1943 | 2957.8831 | 2433.7474 | 2433.7474 | 63.16 | 98.12 | 28 | 14.0733 | 128.56 | 112.52
514 | 11 | 4 | 9391.7065 | 2865.4331 | 2442.4524 | 2442.4524 | 75.17 | 117.52 | 29 | 24.4892 | 160.22 | 106.11
515 | 11 | 5 | 9114.801 | 2559.6755 | 2339.9306 | 2339.9306 | 58.39 | 85.91 | 15 | 9.8853 | 106.3 | 108.78
516 | 11 | 6 | 9201.1996 | 2559.6755 | 2428.9511 | 2428.9511 | 56.3 | 81.3 | 16 | 7.5936 | 95.94 | 105.88
517 | 11 | 7 | 9267.4023 | 2651.9381 | 2389.5265 | 2389.5265 | 57.05 | 83.02 | 17 | 7.1794 | 100.93 | 108.74
518 | 11 | 8 | 9132.8667 | 2518.5807 | 2329.993 | 2329.993 | 60.68 | 86.26 | 23 | 11.0125 | 106.9 | 108.06
519 | 11 | 9 | 9277.3582 | 2696.1015 | 2427.7052 | 2427.7052 | 59.41 | 86.23 | 22 | 9.6218 | 105.96 | 108.15
520 | 11 | 10 | 9145.9633 | 2559.6755 | 2344.3355 | 2344.3355 | 53.91 | 76.35 | 13 | 5.8322 | 90.33 | 108.83
521 | 11 | 11 | 9355.5043 | 2977.9475 | 2436.4951 | 2436.4951 | 69.6 | 112 | 34 | 19.4821 | 156.05 | 116.33
522 | 11 | 12 | 9349.5097 | 2696.1015 | 2456.5235 | 2456.5235 | 58.9 | 85.06 | 23 | 8.6056 | 102.64 | 106.1
523 | 11 | 13 | 9276.4444 | 2588.4152 | 2417.2312 | 2417.2312 | 67.92 | 103.74 | 35 | 17.2529 | 133.47 | 104.63
524 | 11 | 14 | 9207.9504 | 2326.4688 | 2363.7184 | 2363.7184 | 52.94 | 72.83 | 17 | 4.297 | 84.22 | 108.83
525 | 11 | 15 | 9283.5747 | 2559.6755 | 2418.9692 | 2418.9692 | 53.42 | 74.69 | 15 | 4.0489 | 86.39 | 107.65
526 | 11 | 16 | 9126.0241 | 2865.4331 | 2336.4357 | 2336.4357 | 56.35 | 83.71 | 14 | 7.8622 | 103.63 | 110.8
527 | 11 | 17 | 9117.537 | 2646.7087 | 2358.8594 | 2358.8594 | 51.62 | 72.46 | 12 | 3.6172 | 83.23 | 109.21
528 | 11 | 18 | 9270.1632 | 2696.1015 | 2411.351 | 2411.351 | 60.37 | 84.94 | 26 | 10.8486 | 102.93 | 104.36
529 | 11 | 19 | 9273.512 | 2865.4331 | 2433.8231 | 2433.8231 | 68.81 | 107.76 | 24 | 19.5504 | 140.86 | 104.6
530 | 11 | 20 | 9250.9137 | 2597.0523 | 2408.6186 | 2408.6186 | 56.69 | 80.89 | 13 | 7.5516 | 98.81 | 108.26
531 | 11 | 21 | 9164.5995 | 2708.7165 | 2356.3426 | 2356.3426 | 53.02 | 74.22 | 13 | 4.821 | 87.54 | 109.39
532 | 11 | 22 | 9069.8316 | 2646.7087 | 2338.7697 | 2338.7697 | 50.96 | 70.31 | 14 | 2.4009 | 79.64 | 110.24
533 | 11 | 23 | 9205.2066 | 2559.6755 | 2413.475 | 2413.475 | 51.73 | 72.74 | 11 | 3.3246 | 83.79 | 107.67
534 | 11 | 24 | 9103.046 | 2588.4152 | 2283.3993 | 2283.3993 | 48.52 | 65.44 | 4 | 0.12312 | 71.83 | 111.77
535 | 11 | 25 | 9324.3337 | 2559.6755 | 2486.4731 | 2486.4731 | 61.94 | 90.8 | 23 | 11.857 | 112.36 | 104.46
536 | 11 | 26 | 9162.4653 | 2696.1015 | 2368.1997 | 2368.1997 | 51.45 | 70.51 | 13 | 2.682 | 80.23 | 108.91
537 | 11 | 27 | 9334.4698 | 2646.7087 | 2469.1647 | 2469.1647 | 57.69 | 80.3 | 17 | 8.0205 | 94.26 | 104.05
538 | 11 | 28 | 9327.9807 | 2646.7087 | 2409.4274 | 2409.4274 | 61.2 | 87.19 | 26 | 10.8988 | 106.16 | 104.28
539 | 11 | 29 | 9349.6304 | 2699.6672 | 2461.1095 | 2461.1095 | 56.32 | 80.62 | 18 | 7.1399 | 97.42 | 107.13
540 | 11 | 30 | 9396.5747 | 2865.4331 | 2487.1865 | 2487.1865 | 76.55 | 125.29 | 39 | 25.387 | 167.34 | 102.85
541 | 11 | 31 | 9476.9143 | 2696.1015 | 2513.413 | 2513.413 | 57.34 | 81.32 | 19 | 7.2053 | 95.5 | 103.38
542 | 11 | 32 | 9009.8557 | 2559.6755 | 2318.2909 | 2318.2909 | 54.01 | 78.57 | 9 | 7.1389 | 93.57 | 108.43
543 | 11 | 33 | 9302.7438 | 2708.7165 | 2457.2663 | 2457.2663 | 63.7 | 95.26 | 24 | 14.2715 | 121.98 | 107.53
544 | 11 | 34 | 9316.5483 | 2651.9381 | 2446.4871 | 2446.4871 | 54.73 | 78.92 | 19 | 5.8981 | 95.75 | 109.33
545 | 11 | 35 | 9177.1571 | 2696.1015 | 2359.4143 | 2359.4143 | 53.24 | 76.43 | 11 | 5.7487 | 89.89 | 107.19
546 | 11 | 36 | 9295.5922 | 2865.4331 | 2452.8943 | 2452.8943 | 65.44 | 101.09 | 20 | 15.3538 | 129.99 | 106.91
547 | 11 | 37 | 9426.868 | 2865.4331 | 2470.5019 | 2470.5019 | 66.36 | 104.46 | 27 | 16.111 | 135.89 | 106.77
548 | 11 | 38 | 9436.5833 | 2865.4331 | 2531.3759 | 2531.3759 | 92.62 | 163 | 52 | 42.6254 | 235.07 | 108.27
549 | 11 | 39 | 9272.1124 | 2977.9475 | 2425.7652 | 2425.7652 | 63.04 | 97.17 | 24 | 12.7964 | 129.54 | 114.68
550 | 11 | 40 | 9514.7746 | 2977.9475 | 2548.3945 | 2548.3945 | 72.79 | 118.84 | 29 | 22.4265 | 166.25 | 116.7
551 | 11 | 41 | 9374.2086 | 2829.0977 | 2432.7169 | 2432.7169 | 61.31 | 89.23 | 15 | 10.3417 | 110.62 | 107.08
552 | 11 | 42 | 9294.1775 | 2646.7087 | 2413.3658 | 2413.3658 | 58.11 | 83.26 | 17 | 9.074 | 99.8 | 104.36
553 | 11 | 43 | 9469.3911 | 2957.8831 | 2533.5641 | 2533.5641 | 100.15 | 180.06 | 52 | 48.447 | 265.37 | 112.62
554 | 11 | 44 | 9281.6476 | 2696.1015 | 2434.9811 | 2434.9811 | 56.28 | 81.77 | 18 | 7.8523 | 97.76 | 105.38
555 | 11 | 45 | 9272.8718 | 2651.9381 | 2404.2563 | 2404.2563 | 59.11 | 86.07 | 26 | 9.6888 | 106.56 | 107.7
556 | 11 | 46 | 9538.8254 | 2829.0977 | 2530.482 | 2530.482 | 61.97 | 90.39 | 21 | 10.1251 | 111.66 | 108.18
557 | 11 | 47 | 9380.1469 | 2651.9381 | 2478.6243 | 2478.6243 | 56.37 | 78.31 | 14 | 5.8449 | 89.89 | 103.42
558 | 11 | 48 | 9508.8135 | 2699.6672 | 2573.2344 | 2573.2344 | 74.41 | 116.09 | 30 | 23.3193 | 153.47 | 103.84
559 | 11 | 49 | 9427.5022 | 2977.9475 | 2551.5944 | 2551.5944 | 83.99 | 142.31 | 47 | 33.2653 | 202.05 | 112.74
560 | 11 | 50 | 9364.9478 | 3000.8656 | 2542.4608 | 2542.4608 | 67.42 | 108.86 | 21 | 17.4876 | 144.63 | 113.3
561 | 11 | 51 | 9339.7677 | 2708.2618 | 2540.702 | 2540.702 | 59.91 | 87.58 | 21 | 11.4813 | 106.86 | 103.1