## Disclaimer
Disclaimer
The Forecasting Assumptions Update workbook contains data provided by or collected from third parties,
and conclusions, opinions, assumptions or forecasts that are based on that data.
AEMO has made every effort to ensure the quality of the information in this workbook but cannot guarantee
that the information, forecasts and assumptions in it are accurate, complete or appropriate for your
circumstances. This modelling assumptions workbook does not include all of the information that an investor,
participant or potential participant in the electricity or gas market might require, and does not amount to a
recommendation of any investment.
Anyone proposing to use the information in this workbook should independently verify and check its
accuracy, completeness and suitability for purpose, and obtain independent and specific advice from
appropriate experts.
This dataset or the information in it may be subsequently updated or amended. This work does
not constitute legal or business advice, and should not be relied on as a substitute for obtaining detailed
legal advice about the National Electricity Law, the National Electricity Rules, or any other applicable
laws, procedures or policies.
Accordingly, to the maximum extent permitted by law, AEMO and its officers, employees and
consultants involved in the preparation of this document:
• make no representation or warranty, express or implied, as to the currency, accuracy, reliability or
completeness of the information in this workbook; and
• are not liable (whether by reason of negligence or otherwise) for any statements, opinions,
information or other matters contained in or derived from this publication, or any omissions from it,
or in respect of a person’s use of the information in this workbook.

## Change Log
Version History
Version Number | Date | Description
1 | 2019-02-05 | First industry release of draft 2019 market modelling assumptions for consultation.
1.1 | 2019-08-16 | Scenarios tab updated with final 2019-20 modelling scenarios settings
Existing and committed generator lists reflect the 8th August release of Generation Information.
Minimum stable levels and capacity constraints have been updated in the "Generation limits" sheet
Forced outage rates have been updated consistent with the ESOO 2019.
Coal prices have been updated to reflect Wood Mackenzie's final 2019 forecast for AEMO.
Updated closure dates to those submitted by generators in the 8th August release of Generation Information
Fixed O&M cost for existing OCGT's has been changed to correct an error in previous version.
Offshore Wind has been included as a build candidate in the Gippsland REZ.
Included Snowy 2.0 and Battery of the Nation in the "Storage properties" sheet.
Demand forecasting components reflect DRAFT 2019 forecasts. Final forecasts will be available from http://forecasting.aemo.com.au upon publication of the ESOO.
Corrected Pumped Hydro connection costs, as these costs are included in the build costs.
Capacity factors are now available for all available reference years.
WACC updated following consultation feedback.
Charge and Discharge efficiency has been added to the "Storage properties" sheet
Economic and Technical life of Pumped Hydro and Batteries have been corrected after being mislabelled in the previous version
Summary sheets have been added for Demand, Existing Generator Data, New Entrant data, Fuel Prices and Regional Build costs
Technology specific regional cost factors have been included
Hydro inflows and hydro inflow factors added
The following candidate Renewable Energy Zones have been added: • Wide Bay (QLD) • Wagga Wagga (NSW) • Central North Vic (VIC) The following modifications have occurred: The former Northern New South Wales Tablelands and New England REZs have been joined and redrawn • The former Central New South Wales Tablelands and Central West New South Wales REZs have been joined and redrawn • The former Murray River REZ was split into two separate zones and redrawn • The Gippsland REZ in Victoria was expanded to include off-shore wind capability. • The former Moyne REZ was expanded to include a greater area of South West Victoria. • Tasmanian REZs were refined to focus on areas with observed generator connection interest.
The Interconnector capability has been changed to reflect operational and planning updates.
Interconnector augmentation options have been updated to reflect best information from TNSPs and AEMO.
Generator operating limits and behaviours have been updated to reflect latest data and technical information.
Resource limits have been revised to reflect updated methodology. See section 5.4.2 in 2019 Planning and Forecasting Consultation responses on Scenarios, Inputs, Assumptions and Methodology.
REZ expansion costs, Network Capacity, and Additional Network Capacity with IC augmentations have been updated following additional work to refine expansion options for specific REZ, and in consultation with stakeholders.
Shadow generators for committed and candidate generators have been updated based on review and new options (given new generation has been commissioned).
1.2 | 2019-09-13 | Labels have been updated to $/kW for all technologies in the Build Cost sheet to reflect reported values.
Mount Emerald Wind farm was incorrectly listed as a NSW generator in the 'Summary Mapping' sheet, this has been corrected to QLD.
VIC to NSW forward direction was incorrectly labelled as VIC to SA forward direction. Note 4 in 'Augmentation options' sheet has been corrected.
AC network expansion of VIC-TAS Second IC Option 1 and 2 in 'Augmentation options' sheet has been clarified.
Corrected MLF shadow connection point for Cattle Hill and North West Tas Solar and Wind Candidates
Updated Seasonal Ratings to reflect August release of Generation information for Murra Warra Wind Farm – stage 1 and Lincoln Gap Wind Farm – stage 1
Updated Max Capacity to reflect August release of Generation information for Bogong / Mackay, Trevallyn, Oakey Power Station, Berrybank Wind Farm, Capital Wind Farm, Lake Bonney 1 Wind Farm, Starfish Hill Wind Farm, Wattle Point Wind Farm, Challicum Hills Wind Farm, Mortons Lane Wind Farm, Mt Gellibrand Wind Farm, Portland Wind Farm, Yaloak South Wind Farm and Gannawarra Energy Storage System.
A note has been added to the "Existing Gen Data Summary" that the expected retirement date in this summary sheet is indicative of the first unit's retirement date.
Additional VIC-TAS options included in Augmentation Options work sheet. Split VIC-NSW augmentation options to consider HumeLink separately, and removal of option 11. Correction of typo in Note 4 in Augmentation Options work sheet. Updated proportioning factors work sheet including revision to interconnector augmentation options. Included new interconnector options in build limits information.
The New South Wales government has advised AEMO that development in the Southern NSW Tablelands (N4) REZ is to be precluded due to poor community support and high quality agricultural land. As advised, development in other areas of New South Wales would be more conducive to substantive development of renewables.
Updates to the 'Build Limits' sheet to reflect revised HumeLink and VNI augmentation approach.
Updated Millmerran unit MPP_1 Minimum stable level value in the 'Generation Limits' sheet.
Hydro climate factors updated to present specific factor trajectory for Tasmania
Added note to; Augmentation Options, Firm Capacity, Max Capacity, Seasonal Ratings sheets - "With the introduction of Marinuslink, the capacities of the following generators increase by: 100 MW across the west coast, 130 MW for Tarraleah and 90 MW capacity for Gordon."
Note added to Seasonal Rating: "Tamar Valley CCGT seasonal rating is based on being in a mothballed state. This unit can be recalled and may be explored in sensitivity analysis."
Updated calculation for PV uptake percentage for Demand Input Summary sheet.
Revised shadow MLF from Regional Reference Node to 1.0 for a number of projects.
Maximum demand has been updated to align PV generation with battery charging. Also, LIL in South Australia has increased.
Revised Electric Vehicle proportioning factors due to rounding errors.
Updated Tamer Valley CCGT FOM based on stakeholder feedback
Revised retirement and refurbishment dates for CS Power Stations based on stakeholder feedback.
Hydro Inflows update to capture historical observations for the Snowy scheme.
1.3 | 2019-12-12 | Waubra and Yambuk wind farm retirement dates corrected to capture 30 year technical life based on generic wind farm parameters.
Heat rate sheet updated to include "sent-out" note.
Added additional interconnector options QNI 2E and QNI 3E on Augmentation options and Proportioning factors
Revision of QNI Option 3D - Wollar used in place of Bayswater
Revision of VIC-NSW Option 5A - additional South Morang Transformer and cut in of Rowville-Thomastown 220 kV at South Morang, and change to Indicative Cost.
Revision of VIC-NSW Option 6 - location of powerflow controllers updated
Revision of VIC-NSW Option 7 - location of powerflow controllers updated
Revision of VIC-NSW Option 8 - location of powerflow controllers updated
Revision of VIC-NSW Option 11
Update of Build Limits Tab to reflect new IC options QNI 2E and 3E, update on EnergyConnect's impact on Riverland REZ
Update of Build Limits Tab to reflect group constraints for QLD
Update of Build Limits Tab to reflect additional capacity in V2 provided by VNI Option 8
Update to Electric Vehicles sheet to include % of fleet values for Residential, Vehicle to Home
Update to cost estimates to reflect latest advice from TNSPs on Augmentation options tab
Update of Energy Consumption tab for Operational Consumption as Sent-Out and Underlying Consumption.
1.4 | 2020-04-17 | Proportioning Factors tab: Update loss proportioning factors to include upgrade option QNI 2E.
Build Limits tab: Reduced cost/MW as a result of committed project for S8 (Eastern Eyre Peninsula)
Build Limits tab: Changed the Cost/MW for S6 and S7 (Leigh Creek) as a result of group constraint for S3 (Mid North SA) as well as dual pole changed to tower
Build Limits tab: Moved 500 MW capacity from Southern NSW tablelands to Wagga Wagga for HumeLink
Build Limits tab: Updated Riverland REZ from 1000 MW capacity gain for SA-NSW interconnector to 800 MW.
Build Limits tab: Solar resource capacity for V2 was increased as previously was not reflective of true interest in the area
Build Limits tab: Updated QLD REZ build limits to reflect calculation done in the MM
Build Limits tab: Updated Q1 cost/MW to remove small build uprate Woree 132 kV network to 275 kV network, as no longer considered feasible by Powerlink
Build Limits tab: Update N4 to have no cost/MW associated as no extra generation is allowed in the zone
Build Limits tab: Updated costing for TAS Midlands and North West - updated REZ capacity increase for MarinusLink for these two REZ zones too as per advice received from TasNetworks
Build Limits tab: Western Eyre, Eastern Eyre, MidNorth and Northern SA cost/MW changed to reflect costing for towers not dual pole
Build Limits tab: Yorke Peninsula cost/MW increased
Build Limits tab: South West Victoria cost/MW increased to accommodate 500 kV line from Moorabool to Sydenham
Build Limits tab: Central West transmission build limit decreased from 700 MW to 500 MW to account for newly committed generation
Build Limits tab: Mid North SA PV resource limit increased to 1300 MW to reflect updated generation information
Build Limits tab: Increase Central West Build Limit to 3000 MW to incorporate the NSW state government policy
Augmentation options tab: Increase transmission cost and REZ build costs
Augmentation options tab: Marinus Link cost estimate updated as per TasNetworks' advice on 28/02/2020.
Augmentation options tab: QNI options 2E, 3E and 3D limits changed.
Augmentation options tab: VNI Option 11 HVDC limits and cost estimates updated.
Update to Generation Information based on the 26th February release of Generation Information: •Added new Committed Projects (Goonumbla Solar Farm, Crudine Ridge Wind Farm, Gangarri Solar Farm, Lake Bonney BESS1) •Added Anticipated Projects (Berrybank Wind Farm - Stage 2, Murra Warra Wind Farm - Stage 2, Broadsound Solar Farm, Cape York Battery Power Plant - Storage, Cape York Battery Power Plant - Solar, Collector, Gunnedah Solar Farm, Metz Solar Farm, Suntop Solar Farm) •Update to Commission Dates and Installed Capacity of Committed Projects •Update to Expected Clousure Dates •Update to Seasonal ratings •Update of Site Names
Renewable Policy Targets tab: Added TRET and edited VRET to apply to all scenarios
Scenarios policy tab: Added TRET and edited VRET to apply to all scenarios
Build Costs tab: updated to be based on draft CSIRO GenCost 2019-20
Renewable Energy Zones tab: V6 cost increased from medium to high based on consultation feedback
Generation Limits tab: Edited description following consultation feedback
Augmentation options tab: QNI Minor (Option 1A) now committed, removed alternative QNI Minor options from workbook.
Augmentation options tab: Update interconnector options for QNI 2E/3E/3D to reflect a terminal station at Boggabri rather than Gunnedah/Narrabri.
Augmentation options tab: Update to Option 3D and 2E on Augmentation tab: removed cut-in for second Bayswater-Mt Piper 500 kV line at Wollar (this is no longer included in QNI augmentation cost).
Augmentation options tab: VNI-NSW Option 11 (HVDC option between Victoria and New South Wales) included.
Augmentation options tab: Updated earliest service date for augmentation options to reflect latest into from TNSPs and potential for expedited processes in some scenarios. Estimates for inter-network testing have been incorporated into the timing (network capacity may be released in stages).
Augmentation options tab: Removed HVDC alternative for HumeLink to reflect latest outcomes from the RIT-T.
Max capacity and related tabs: Added MacIntyre Wind Farm to Anticipated projects
1.5 | 2020-07-30 | Build Limits tab: Changed footnote on Pumped Hydro Build limits to reflect updated approach.
Augmentation options tab: Added technical details for VIC-NSW Option 11.
Augmentation options tab: Minor wording changes to clarify options for VNI Option 1, QNI Option 3C, QNI option 2E.
Augmentations option tab: Power flow controller on Bannaby-Sydney West 330 kV line is removed from HumeLink for consistency with Transgrid's HumeLink PADR.
Augmentations option tab: Second 500/330 kV transformer at Wagga is removed from VNI Option 6, 7 and 8. This has been included with HumeLink option.
Augmentations option tab: Note 13 included in relation to SA-NSW option.
Additional Tab added: Interconnector representation. This describes how the interconnectors are represented in the capacity expansion models
Additional Tab added: Transmission component costs – this describes the unit costs for transmission build used in cost estimates.
Updated REZ name Central West NSW to Central-West Orana throughout workbook.
Augmentations option tab: Updated SA-NSW to reflect new terminal station at Bundey,
Augmentations option tab: Updated descriptions for VNI 6 and VNI 7 to reflect the new terminal station north of Ballarat
Build costs tab: deleted the repeated build cost table from CSIRO GenCost 2019-20
Additional Tab added: CCGT Unit Maximum Capacity. This tab provides the maximum capacity (MW) of CCGT gas and steam turbines separately.
Additional Tab added: GPG_Min Stable Level. This tab provides the minimum operating levels (MW) for large GPG units.
Additional Tab added: Max Ramp Rates. This tab provides the maximum rates of change (MW/min) for thermal unit output up and down.
Additional Tab added: Min Up&Down Times. This tab provides the miniumum time (h) online or offline for large GPG units.
Additional Tab added: Complex Heat rates. This tab provides parameters to produce heat rate curves for thermal units.
Additional Tab added: Start Cost of GPG. This tab provides the notification time (h) and start up costs ($/MW) for CCGTs and gas-powered steam turbines.
Minimum capacity factor information provided for GPG units, represented in the DLT model
Additional clarity provided on TRET and VRET implementation
2.0 | 2020-09-01 | Demand forecast tabs (orange): Updated to reflect 2020 ESOO consumption and demand forecast
Gas and Liquid fuel price tab: Update Gas prices based on December 2019 Core Energy Gas price outlook
Build Costs tab: updated to be based on CSIRO GenCost 2019-20 final report
Maximum capacity tab: Updated based on July 2020 Geninfo
Firm capacity tab: Updated based on July 2020 Geninfo
Seasonal ratings tab: Updated based on July 2020 Geninfo
Fixed OPEX tab: Updated based on July 2020 Geninfo
Variable OPEX tab: Updated based on July 2020 Geninfo
MLF tab: Updated based on July 2020 Marginal loss factors
Carbon Budgets tab: Carbon budget updated for the period 2021 to 2050 (financial years ending)
Scenarios tab: Updated with 2020 modelling scenarios settings - Large-scale renewable build cost trajectories
Data correction for heat rate curves.
Australian dollars have been updated from $ 2019 to $ 2020 using All groups CPI index values - June 2020 from the Australian Bureau of Statistics at https://www.abs.gov.au/AUSSTATS/abs@.nsf/Lookup/6401.0Main+Features1June%202020?OpenDocument
Auxiliary tab: Auxiliary Load for existing, committed and anticipated generators updated based on July 2020 Geninfo
Generator Reliability Settings tab: Updated outage data for existing units based on 2020 ESOO
Gas infrastructure updated to reflect the 2020 GSOO information (with costs scaled to Real June 2020)
2.1 | 2020-11-27 | Seasonal ratings tab: Update to clarify Temporary Generation South summer availability assumption to align with 2020 ESOO.
2.2 | 2020-12-11 | Assumptions Summary tab: Added additional data source for emissions
Maximum capacity tab: Commissioning date and installed capacity corrections
Seasonal ratings tab: Data correction for Cullerin Range Wind Farm
Retirement tab: Minor data corrections
Fixed OPEX tab: Data correction for various CCGTs, OCGTs, Reciprocating engines and Gas-powered ST units
Variable OPEX tab: Data correction for various CCGTs, OCGTs, Reciprocating engines and Gas-powered ST units
Emissions tab: Data correction for various CCGTs, OCGTs, Reciprocating engines and Gas-powered ST units
3 | 2020-12-11 | New Tab: Scenarios (New) - describes proposed new scenarios for 2021-22 forecasting and planning activities.
Renewable Energy Zones tab: Added new Q9 Banana REZ. Removed N4 - Southern NSW Tablelands. Renamed T3 (Central Highlands) to Central Highlands. Boundaries for N6 (Wagga) and T3 (Central Highlands) adjusted.
Scenario Policy Settings: Updated with policy settings for the new proposed scenarios
Renewable Policy Targets: Updated renewable policy targets with latest legislation / data
Carbon Budgets: Updated carbon budgets for new proposed scenarios, derived by scaling down SSP/RCP global emission pathways to a NEM level
Gross State Product: Updated to reflect 2020 Covid-19 updated economic forecasts from BIS Oxford
New Tab: Household Disposable Income - contains 2020 Covid-19 updated economic forecasts from BIS Oxford
Network Capability tab: Revised reflect proposed zonal model.
Proportioning Factors tab: Updated to reflect proposed zonal model
Transmission Component costs tab: Updated costs to 30 June 2020 real dollars.
Updated to Generation Information based on November 2020 release of Generation Information: •Added new Committed Projects •Update to Commission Dates and Installed Capacity of Committed Projects •Update to Expected Clousure Dates •Update to Seasonal ratings
Build Costs: Updated based on draft CSIRO GenCost 2020-21
Connection Costs tab: Updated costs to 30 June 2020 real dollars. Addition of system strength mitigation costs.
Build Limits tab: REZ resource limits updated to take into account recently committed generation. Group constraint table added. Transmission limits and expansion costs updated to 30 June 2020 real dollars. System Strength costs added. REZ resource limit violation penalty factor added.
Build Limits tab: Export Superpower scenario REZ expansion costs added. Updated impacts of interconnector upgrades on REZ capacities.
New tab: Power System Security constraints
Capacity Factors tab: updated capacity factors for most recent REZ locations and renewable resource data
Financial parameters tab (formerly WACC): updated discount rate and WACC based on latest assumptions, added VCRs
Updated New entrants technical parameters based on Aurecon 2020 AEMO costs and technical parameter review. Tabs: Seasonal rating, Maintenance, Generator Reliability Settings, Lead time, Storage properties, Heat rates, Auxiliary, Fixed OPEX, Variable OPEX, Emissions
Coal and Biomass price tab: Updated Coal Prices based on 2020 coal price forecast by WoodMackenzie.
Gas and Liquid fuel price: updated based on data from Lewis Grey Advisory
MLF tab: Updated to reflect latest information
Heat Rate & Complex Heat Rate tabs: Updated Heat Rates for new entrant technologies based on 2020 Aurecon data
GPG Minimum Stable Level tab: Updated MSL for new CCGTs and OCGTs based on 2020 Aurecon data. These are now presented as a percentage of nameplate capacity
Gas Infrastructure tab: updated to reflect most recent information gathered for 2021 GSOO
Pipeline Transmission Tariffs tab: updated to reflect most recent information available
Gas Reserves and Resources tab: updated with 2020 Wood Mackenzie data
Gas Production Costs tab: updated with 2020 Wood Mackenzie data
Gas Expansion Candidates tab: updated to recflect most recent information available
Regional Costs - Hydrogen techs tab: regional costs added
Build Costs - Hydrogen techs: build costs added.
Hydrogen demand tab: demand projections added
Other assumptions - Hydrogen techs tab: various other hydrogen-related assumptions added
New tab: 'Transmission Reliability'
3.1 | 2021-07-31 | Major update for Finalisation of 2021 IASR. Updated to June 2021 $.
Scenario details revised for new scenarios.
Renewable Energy Zones: Updated for new REZs, including offshore wind zones.
Renewable Policy Targets: Updated with latest available policy information.
Carbon Budgets: Updated with new data based on CSIRO multi-sectoral modelling.
Demand and energy forecast inputs, including DER: Updated for latest consultancies and inputs, and to include sub-regional allocation.
Network capabilities, parameters and augmentations: Updated to reflect latest augmentation options and costs, seasonal transmission limits, loss factors and outage rate assumptions.
Generation technical assumptions: Updated based on latest Generation Information page. Generation limits revised to reflect ISP Methodology. Reliability settings updated based on latest assumptions for the 2021 ESOO. Minor other updates such as updated emissions factors to reflect recent observations.
Generation cost assumptions: Updated to reflect latest CSIRO projections as well as other updates to operating and maintenance assumptions. Removed refurbishment costs as now included in annual FOM. Updated regional cost factor assumptions.
Build Costs: The Hydrogen Export scenario assumes faster capital cost reductions for large-scale Solar PV than the High VRE GenCost scenario, as a key enabler of hydrogen expansion for export.
Build limit assumptions: Revised REZ limits for updated REZ assumptions. New tab added with revised pumped hydro limits. Additional tabs added for REZ Augmentation Options and Non-REZ assumptions.
Capacity factors: Revised for latest wind and solar production forecasts.
Lead time and project life: Minor updates including extending pumped hydro to 40-year economic life.
Financial parameters: Revisions to both discount rate and VCR based on consultation feedback.
Storage properties: Updated based on information provided by Tasmania and final assumptions from Aurecon 2020-21 AEMO costs and technical parameter review.
Fuel price assumptions: Minor updates to coal and gas prices.
Unit commitment-related assumptions: Minor updates to reflect latest available data.
Hydrogen assumptions: Updated to reflect final assumptions, added Hydrogen prices for hydrogen turbines, green steel demand.
Removed tabs: Scenarios (2020) (not needed), Firm capacity (refer to ISP Methodology), GPG Start Costs (refer to ISP Methodology), Energy Consumption and Maximum Demand (merged), Gross State Product and Household Disposable Income (merged), Transmission Cost Components (See Transmission Cost Database), Refurbishment (now included in FOM), Gas assumptions (see GSOO)
3.2 | 2021-08-10 | Corrected errors on the Aggregated energy storages and Embedded energy storages worksheets.
Minor corrections to Summary Mapping worksheet.
Added additional information on Project EnergyConnect loss functions.
Corrected transmission outage rate worksheet to refer to 'Liddell to Bulli Creek' rather than 'Liddell to Dumaresq'.
Revised the PEM Electrolyser Fixed OPEX to reflect Aurecon 2020-21 AEMO costs and technical parameter review assumption of 3% of capex.
Added additional details to the Battery & Plug-in Evs on the share of Vehicle-to-Grid charge profiles.
3.3 | 2021-12-10 | Changed scenario name for Net Zero 2050 to Progressive Change
Renewable Energy Zones: Updated OWZ O1 and O2 ISP sub-region locations to SNW and both REZ diagrams to refine the Central West Orana REZ shape based on information published by the NSW Government.
Existing Gen Data Summary: Added REZ Location column
Build limits tab: Corrected column name from 'REZ build limit' to 'REZ Network Transmission Limit'. Corrected N1, N2, S1, T1, T2, T3 and MN1 Transmission limits. Updated S3 and S5 REZ Network limits to reflect group constraints MN1 and NSA1, and not a need for separate network limits. Removed NQ3 limits to avoid duplication of the CNQ-SQ flow path. Updated NSW Hydrogen generic transmission cost to ensure that flow path upgrades are incorporated. Added tranche 2 and 3 transmission expansion costs. Additional detail added on land area constraints.
Augmentation Options tab: Updated VNI West (via Kerang) cost and description with data received from Transgrid (cost reduction due to parts of Project EnergyConnect being built at 500 kV). Updated VIC-SNSW Option 7, this option can be built with or without any VNI West option in place. Updated VIC-TAS Options 1 & 2 by removing combined limits of TAS to VIC direction of Basslink and Marinus Link (it can transfer full capacity of each of the links). Updated Project EnergyConnect with a double circuit 500 kV line from Dinawan to near Wagga Wagga, operating at 330 kV. Added a new VIC-SNSW Option 6A, this option can be built without VNI West (Kerang) option in place. Added CNSW-NNSW Option 6A and 6B (Option 6B includes line shunt reactors) for New England REZ. Added new options "H-Newcastle" and "H-Dapto" to provide access for REZs to supply ports in the Hydrogen scenario. Added to SNSW-CNSW Option 1 (HumeLink) a new double circuit 330 kV line from new Wagga Wagga substation to the existing Wagga Wagga substation (as per Transgrid's PACR published in July 2021). Changed description of capacity for CNSW-SNW option 2. Updated CQ-CNQ Option 1 description by replacing South West Queensland with Wandoan South.
REZ Augmentations Options: Updated description of N2 Option 2 REZ Augmentation to include 330kV line from Armidale to Lower Creek. Updated description of NQ2 REZ Augmentation to remove reference to Nebo-Bouldercombe. Added 330 kV Cooma-Monaro REZ build option. Added 500 kV option for Darling Downs REZ expansion. Added additional upgrade options for Central West Orana REZ.
Retirement: Changed Mount Piper retirement date to 2040 based on latest information in the October 2021 Generation Information release.
Carbon Budgets: Corrected the stated carbon budget horizon, from 2049-50 to 2050-51. This was a typographical error in the last version.
Added Torrens Island BESS to Existing Gen Data Summary, Fuel Price Summary, Maximum Capacity, Seasonal ratings, Retirement, Marginal Loss factors and Summary Mapping tabs.
Summary Mapping: Updated REZ Locations for existing, committed and anticipated VRE generators. Changed Mapping for BOTN - Cethana FOM and VOM to TAS Medium
Renewable Policy Targets: Updated to reflect new information on the VRET2 and the NSW Electricity Infrastructure Roadmap.
Network Capability: Updated network capabilities of SNSW – CNSW (Northern part of "VNI") and VIC – SNSW (Southern part of "VNI") flow paths representing Snowy 2.0 generation and pump load limits prior to HumeLink.
Augmentation Options tab: Adjusted Marinus Link cost to reflect 30 June 2021 real dollars, and combined early works costs into cable 1 costs.
3.4 | 2022-06-30 | Existing Gen Data Summary: Updated with new generators based on Feb 2022 GenInfo
Fuel Price Summary: Updated with new generators based on Feb 2022 GenInfo
New Entrant Data Summary: Additional note to reflect cost penalty factors applied to Q1 and Q2 generation to take into acount declining MLFs
Build Limits: Minor corrections, inclusions of additional cost tranches, updated information for offshore wind zones, updated impact of major projects.
Renewable Energy Zones: Additonal notes for clarity, new offshore wind zones.
Renewable Policy Targets: Updated NSW target to reflect updated committed and anticipated generation which reduces further development requirements.
Network Augmentation Options: Update Marinus Link costs and timings, update of PEC timing and other updates to transfer limits and impacts on REZ limits.
Network capability: Updated note 6 to include transfer limit increase from CNSW - SNW with a 700 MW SIPS battery scheme and Bannaby - Sydney West 330 kV line upgrade and included a table with committed project timing.
REZ Augmentaton Options: Corrected metric for system strength cost from $/MW to $M/MW, included NQ2 option 2 augmentation
Marginal Loss Factor: Corrected wind and solar MLFs for N4 REZs and shadow connection point for N3_Solar REZ
Capacity Factors: Updated REZ wind capacity factors to reflect latest wind profiles used in modelling.
Maximum capacity: Updated based on Feb 2022 Geninfo
Seasonal ratings: Updated based on Feb 2022 Geninfo
Retirement: Updated based on Feb 2022 Geninfo
Summary Mapping: Updated with new generators based on Feb 2022 GenInfo
3.5 | 2022-08-31 | Existing Gen Data Summary: Updated with new generators based on August 2022 GenInfo
Fuel Price Summary: Updated with new generators based on August 2022 GenInfo, deleted 2020-2021 values to reflect latest gas price data, and updated scenario mapping for gas prices.
Economic Growth Forecasts: Updated with rebased forecasts using ABS FYE 2021 data
Energy Efficiency: Updated with rebased forecasts for 2021-22
PVNSG: Updated with rebased forecasts using 2021-22 actuals
Rooftop PV: Updated with rebased forecasts using 2021-22 actuals
DSP: Updated based on historical meter data analysis and information submitted to the DSP Informatino Portal in April 2022
Electrification: Updated with rebased forecasts for 2021-22
Battery and plug in EVs: Updated uptake and consumption due to rebasing of uptake data based on EVC numbers to end 2021
Aggregated Energy storages: Deleted Steady Progress to reflect current scenario collection
Sub-regional demand allocation: Deleted Steady Progress to reflect current scenario collection
Transmission Reliability: Updated based on latest assumptions for the 2022 ESOO
Proportioning factors: Updated loss equations, loss factor equations and proportioning factors for the current network to align with AEMO's 'Marginal Loss Factors: Financial Year 2022-23' publication.
Augmentation options: Updated Project EnergyConnect full capacity release date, consistent with the 2022 Final Integrated System Plan and advice from responsible transmission network service providers.
Maximum capacity: Updated based on August 2022 Geninfo
Seasonal ratings: Updated based on August 2022 Geninfo
Maintenance: Update for new entrant technologies based on Aurecon 2021-22 AEMO costs and technical parameters review.
Generator Reliability Settings: Updated for the existing technologies based on latest assumptions for the 2022 ESOO and for the new entrant technologies based on Aurecon 2021-22 AEMO costs and technical parameter review
Hydro Climate Factor: Deleted Steady Progress to reflect current scenario collection
Build costs: Updated based on Final CSIRO GenCost 2021-22
Regional Cost Factors: Updated based on based on Aurecon 2021-22 AEMO costs and technical parameter review
Lead time and project life: Updated based on based on Aurecon 2021-22 AEMO costs and technical parameter review
Storage properties: Updated based on based on Aurecon 2021-22 AEMO costs and technical parameter review
Coal and Biomass price: Deleted Steady Progress from scenario mapping
Gas, Liquid fuel, H2 price: Gas prices updated based on price forecasts delivered by Lewis Grey Advisory for the 2022 GSOO
Retirement: Updated based on August 2022 Geninfo
Heat rates - Update for new entrant technologies based on Aurecon 2021-22 AEMO costs and technical parameters review, and existing based on August 2022 GenInfo
Auxiliary: Updated auxiliary rates of existing generators based on latest assumptions for the 2022 ESOO / Update for new entrant technologies based on Aurecon 2021-22 AEMO costs and technical parameters review.
Fixed OPEX - Update for new entrant technologies based on Aurecon 2021-22 AEMO costs and technical parameters review, and existing based on August 2022 GenInfo
Variable OPEX: Update for new entrant technologies based on Aurecon 2021-22 AEMO costs and technical parameters review.
Emissions intensity: Update for new entrant technologies based on Aurecon 2021-22 AEMO costs and technical parameters review, and existing based on August 2022 GenInfo
Marginal Loss Factors: Updated to reflect latest information
Affine Heat rates: Update for new entrant technologies based on Aurecon 2021-22 AEMO costs and technical parameters review.
GPG Min Stable level: Update for new entrant technologies based on Aurecon 2021-22 AEMO costs and technical parameters review.
Build Costs - PEM: Updated based on Final CSIRO GenCost 2021-22
Other hydrogen assumptions: Updated the PEM Electrolyser Fixed OPEX based on Aurecon 2021-22 AEMO costs and technical parameter review
Summary: Updated based on GenInfo 2022 / Aurecon 2021-22 AEMO costs and technical parameters review

## Assumptions Summary
2021-22 Modelling Assumptions
This file presents tables of input data for 2021-22 market modelling studies. It is a compilation of data from a number of sources, listed below.
All values in this workbook are as at 30 June 2021 real dollars except were explicitly noted otherwise.
Version History
Version Number | Date | Description
1 | 2019-02-05 | First industry release of draft 2019 market modelling assumptions for consultation.
1.1 | 2019-09-03 | Updates based on 2019 Consultation feedback, updated information from stakeholders and 2019 forecasting components.
1.2 | 2019-09-13 | Revisions based on feedback from publication of 1.1
1.3 | 2019-12-12 | Issued to accompany Draft ISP publication
1.4 | 2020-04-17 | Updates following Draft ISP publication feedback
1.5 | 2020-07-30 | Issued to accompany 2020 ISP publication
2 | 2020-09-01 | Issued to accompany 2020 ESOO
2.1 | 2020-11-27 | Revisions to 2020 ESOO assumptions - error corrections and clarifications
2.2 | 2020-12-11 | Revisions to 2020 ESOO assumptions - error corrections and clarifications
3 | 2020-12-11 | Issued to accompany Draft 2021 IASR
3.1 | 2021-07-31 | Released to accompany the release of the Final 2021 IASR Report
3.2 | 2021-08-10 | Minor corrections of prior release.
3.3 | 2021-12-10 | Issued to accompany Draft 2022 ISP publication
3.4 | 2022-06-30 | Issued to accompany Final 2022 ISP publication
3.5 | 2022-08-31 | Issued to accompany 2022 ESOO
Worksheet Descriptions
Worksheet | Assumptions Grouping | Description | Source
Scenarios | Scenario and REZ settings | Summary of scenario dimensions and parameters | AEMO
Renewable Energy Zones |  | Renewable Energy Zones | AEMO
Demand Summary | Summary data | Summary of the Demand Forecasts | Forecasting portal at http://forecasting.aemo.com.au
Existing Gen Data Summary |  | Summary (calculated) of the generator technical data | Calculated data
New Entrant Data Summary |  | Summary (calculated) of the new entrant's technical data
Fuel Price Summary |  | Summary (calculated) of generator fuel costs
Regional Build Cost Summary |  | Summary (calculated) of regional build costs for a selectable scenario / technology.
Renewable Policy Targets | Policy settings | Target renewable settings for the Queensland, Victorian,Tasmanian and New South Wales Renewable Energy Targets | QLD public policy documents, Victorian, Tasmanian and New South Wales legislation
Carbon Budgets |  | Global mean temperature increases by 2100 aligned with each scenario, and cumulative carbon budgets over the period to 2050. | CSIRO/CWA Multi-sector energy modelling (2021)
Demand and Energy Forecasts | Demand | Electricity consumption forecasts | AEMO forecasts (ESOO 2022) BIS Oxford Economics, 2021 Macroeconomic projections report CSIRO DER and EV and GEM DER forecasts (2021) CSIRO/CWA Multi-sector energy modelling (2021) Strategy Policy Research, Energy Efficiency Forecast
Economic Growth Forecasts |  | Forecast of broader economic growth (GSP)
Energy Efficiency |  | Forecast of energy efficiency impact on annual consumption forecasts
Rooftop PV |  | Rooftop PV capacity and generation forecast
PVNSG |  | PV non-scheduled generation (PVNSG) capacity and generation forecast
DSP |  | Demand side participation forecast
Battery & Plug-in EVs |  | Battery and plug-in electric vehicles uptake, energy, and charge profile forecast
Fuel cell EVs |  | Fuel cell electric vehicles uptake
Electrification |  | Electrification in all sectors including transportation
Embedded energy storages |  | Embedded consumer energy storage (battery) forecast
Aggregated energy storages |  | The 'aggregated' share of embedded energy storages that is modelled like a Virtual Power Plant (VPP).
Sub-regional demand allocation |  | Details of the sub-regional allocation of DER components.
Network Representation | Interconnector and transmission settings | Description of how the network is modelled in the capacity expansion models. | AEMO (Following consultation on IASR)
Network Capability |  | Maximum forward and reverse flow path capability for capacity expansion modelling. | AEMO (Review by TNSPs and consultation via IASR)
Proportioning factors |  | Proportion of interconnector losses applied to regional reference nodes. | Marginal Loss Factors: Financial Year 2022-23
Augmentation options |  | Capability, cost and timing for flow path augmentation options. | AEMO (Following consultation on IASR and Transmission Cost Report)
Transmission Climate Factor |  | Transmission outage rate adjustments to capture climate risks. | AEMO internal study; BoM & CSIRO: Electricity Sector Climate Information Project
Transmission Reliability |  | Defines the outage rates modelled to key flowpaths in the ESOO. | AEMO internal study
Maximum capacity | Generator reliability settings | Installed capacity of existing, committed and anticipated generators. | AEMO Generation Information (July 2022 release)
Seasonal ratings |  | Winter and summer ratings for existing, committed, advanced and new entrant generators | AEMO Generation Information (July 2022 release), GHD, 2018 AEMO costs and technical parameter review, Aurecon, 2021-22 AEMO costs and technical parameter review,
Reserves |  | Minimum reserve levels for reliable regional supply | AEMO Generation Information (July 2022 release)
Generation limits |  | Generator operating limits | AEMO internal study, Aurecon, 2021-22 AEMO costs and technical parameter review.
Maintenance |  | The percentage of time per year that a generator is expected to be out of service for maintenance. De-rating applied to generators under maintenance, staged construction or to track age-related degradation | GHD, 2018 AEMO costs and technical parameter review, Aurecon, 2021-22 AEMO costs and technical parameter review, AEMO Internal study
Generator Reliability Settings |  | Defines a generators' forced outage rate, mean time to repair after an outage, and the derating experienced during a partial outage | GHD, 2018 AEMO costs and technical parameter review, Aurecon, 2021-22 AEMO costs and technical parameter review, AEMO Internal study
Hydro Climate Factor |  | Hydro inflow adjustments to capture climate risks | AEMO internal study; BoM & CSIRO: Electricity Sector Climate Information Project
Hydro Scheme Inflows |  | Monthly aggregated inflow trends for reference years | AEMO internal study and Hydro operators
Build cost | Generator technical and financial settings | Capital Cost projections for new entrant generators | Entura, 2018, Pumped hydro cost modelling CSIRO, 2020, GenCost 2021-22; Updated projections of electricity generation technology costs
Regional Cost Factors |  | Regional cost factors provide an indication of the variation in new entrants generators cost based on the shift in labour, equipment and shipping/delivery cost between regions. | GHD, 2018 AEMO costs and technical parameter review, Aurecon, 2021-22 AEMO costs and technical parameter review, AEMO Internal study
Connection cost |  | Cost to connect different generation technologies. | AEMO internal study
Build limits |  | Modelled limitations impacting build constraints within the expansion modelling | AEMO internal study
Build limits - PHES |  | Modelled limitations for PHES impacting build constraints within the expansion modelling | Entura, 2018, Pumped hydro cost modelling, AEMO internal study
REZ Augmentation Options |  | Capability, cost and timing for REZ augmentation options. | AEMO internal
Non-REZ Assumptions |  | Summary of assumptions for non-rez locations | AEMO internal
Power System Constraints |  | Reflect power system constraints to reflect secure operating limits | AEMO internal study
Capacity Factors |  | Capacity factors for renewable generators in the renewable energy zones | DNVGL, AEMO analysis outcomes
Lead times and project life |  | Modelled limitations impacting build timings within the expansion modelling | GHD, 2018 AEMO costs and technical parameter review, Aurecon, 2021-22 AEMO costs and technical parameter review CSIRO, 2020, GenCost 2021-22; Updated projections of electricity generation technology costs
Financial parameters |  | Financial parameters (discount rate, weighted average cost of capital, value of customer reliability) used during cost benefit analysis | AEMO internal analysis, AER Rate of return - Annual Update - December 2020 AER, Values of Customer Reliability, December 2019 Synergies, Discount rates for use in cost benefit analysis of AEMO's 2022 ISP
Storage properties |  | Battery storage to power ratio and round-trip efficiency | Aurecon, 2021-22 AEMO costs and technical parameter review, CSIRO, Small-scale solar and battery projections 2021, Snowy Hydro Hydro Tasmania
Coal and Biomass price |  | Coal fuel price for each coal generator | Wood Mackenzie, 2021 Coal price forecast
Gas, Liquid fuel, H2 price |  | Fuel price for each gas and liquid fuel generator | Lewis Grey Advisory for the 2022 GSOO ACIL Allen, 2014 fuel and technical cost review
Retirement |  | Announced and end-of-technical-life generator retirement | AEMO Generation Information (July 2022 release), GHD, 2018 AEMO costs and technical parameter review,
Heat rates |  | Efficiency of conversion of fuel to output for thermal generators | GHD, 2018 AEMO costs and technical parameter review, Aurecon, 2021-22 AEMO costs and technical parameter review
Auxiliary |  | Auxiliary (self) load for each generator or generator class | Aurecon, 2021-22 AEMO costs and technical parameter review, Hydro Tasmania AEMO Internal study
Fixed OPEX |  | Fixed operating cost regardless of output for each generator or generator class | GHD, 2018 AEMO costs and technical parameter review, Aurecon, 2021-22 AEMO costs and technical parameter review, Generator owner provided inputs
Variable OPEX |  | Variable operating cost per MWh of output for each generator or generator class | GHD, 2018 AEMO costs and technical parameter review, Aurecon, 2021-22 AEMO costs and technical parameter review, Generator owner provided inputs
Emissions intensity |  | Emissions production per MWh of output for each generator or generator class | NGER 2019-20, Electricity sector emissions and generation data, GHD, 2018 AEMO costs and technical parameter review, Aurecon, 2021-22 AEMO Costs and Technical Parameter Review, AEMO Internal study
Marginal Loss Factors |  | Marginal loss factors for each generator | Regions and Marginal Loss Factors: FY 2022-23 (2022 April release)
Affine Heat Rates | ST model properties | Heat rate curves for large thermal units | GHD, 2018 AEMO costs and technical parameter review, Aurecon, 2021-22 AEMO Costs and Technical Parameter Review, AEMO Internal study
Max Ramp Rates |  | Maximum rates of change for thermal unit output up and down | GHD, 2018 AEMO costs and technical parameter review, Aurecon, 2021-22 AEMO Costs and Technical Parameter Review, AEMO Internal study
CCGT Unit Maximum Capacity |  | Maximum capacity of CCGT gas and steam turbines | AEMO Generation Information (July 2022 release)
GPG Min Stable Level |  | Minimum operating levels for large GPG units | Aurecon, 2021-22 AEMO Costs and Technical Parameter Review, AEMO Internal study
Min Up&Down Times |  | Minimum time online or offline for large GPG units | ACIL Allen, 2014 AEMO Fuel and Technology Cost Review, AEMO internal study
Costs Summary - PEM | Hydrogen properties | Regional cost factors for each cost region and regional cost summary for hydrogen technologies | Aurecon, 2021-22 AEMO costs and technical parameter review, GHD, 2018 AEMO costs and technical parameter review.
Build Costs - PEM |  | Costs to construct various hydrogen technologies | Aurecon, 2021-22 AEMO costs and technical parameter review, CSIRO, 2020, GenCost 2021-22; Updated projections of electricity generation technology costs
Hydrogen demand - Domestic |  | Projections of domestic hydrogen demand | CSIRO/CWA Multi-sector energy modelling (2021), Stakeholder engagement, including a targeted hydrogen workshop on Friday 18/09/2020
Hydrogen demand - Export&Steel |  | Projections of demand for export hydrogen and green steel production | CSIRO/CWA Multi-sector energy modelling (2021)), Stakeholder engagement, including a targeted hydrogen workshop on Friday 18/09/2020
Hydrogen export ports |  | Location of hydrogen export ports for the Hydrogen Export scenario | ARUP, 2019, Australian Hydrogen Hubs Study, AEMO internal study
Other hydrogen assumptions |  | Various hydrogen-related assumptions | Aurecon, 2021-22 AEMO costs and technical parameter review, CSIRO, National Hydrogen Roadmap (2018), Kopp et al. (2017), Energiepark Mainz: Technical and economic analysis of the worldwide largest Power-to-Gas plant with PEM electrolysis, Stakeholder engagement
Supporting Materials
Source | Materials
GHD, 2018 AEMO costs and technical parameter review | https://www.aemo.com.au/consultations/current-and-closed-consultations/2021-Planning-and-Forecasting-Consultation-on-Inputs-Assumptions-and-Scenarios
Strategy Policy Research, Energy Efficiency Forecasts 2021
CSIRO/CWA, Multi-sector energy modelling (2021)
Wood Mackenzie, 2021 Coal Cost Report
Entura, 2018 Pumped hydro cost modelling
Lewis Grey Advisory, 2020 gas price forecast
BIS Oxford Economics, 2021 Macroeconomic Projections Report
AEMO, Transmission Cost Database
AEMO, Transmission Cost Database Output Files
AEMO, 2021 Transmission Cost Report
Synergies Economic Consulting, Discount rates for use in cost benefit analysis of AEMO's 2022 ISP
AEMO, 2020 Transmission Cost Database Phase 1 Report
Aurecon, 2021-22 AEMO Cost and Technical Parameter Review | https://aemo.com.au/en/energy-systems/major-publications/integrated-system-plan-isp/2022-integrated-system-plan-isp/current-inputs-assumptions-and-scenarios
CSIRO, GenCost 2021-22; Updated projections of electricity generation technology costs | https://aemo.com.au/en/energy-systems/major-publications/integrated-system-plan-isp/2022-integrated-system-plan-isp/current-inputs-assumptions-and-scenarios
AEMO, Generator information (July 2022 release) | https://www.aemo.com.au/energy-systems/electricity/national-electricity-market-nem/nem-forecasting-and-planning/forecasting-and-planning-data/generation-information
CSIRO, Small-scale solar and battery projections 2021 | https://www.aemo.com.au/-/media/files/electricity/nem/planning_and_forecasting/inputs-assumptions-methodologies/2021/csiro-der-forecast-report.pdf?la=en
CSIRO, Electric Vehicle Projections 2021 | https://aemo.com.au/-/media/files/electricity/nem/planning_and_forecasting/inputs-assumptions-methodologies/2021/csiro-ev-forecast-report.pdf?la=en
Green Energy Markets, 2021 Projections for distributed energy resources - solar PV and stationary energy battery systems. | https://aemo.com.au/-/media/files/electricity/nem/planning_and_forecasting/inputs-assumptions-methodologies/2021/green-energy-markets-der-forecast-report.pdf?la=en
AEMO, 2020 GSOO stakeholder surveys and gas supply input data | 2020 Gas Statement of Opportunities supply input data files. Available at: https://www.aemo.com.au/-/media/files/gas/national_planning_and_forecasting/gsoo/2020/2020-gsoo-supply-input-data-files.zip?la=en
ACIL Allen, 2014 Fuel and Technology Cost Review | https://aemo.com.au/-/media/files/electricity/nem/planning_and_forecasting/ntndp/2014/data-sources/fuel_and_technology_cost_review_report_acil_allen.pdf
AEP Elical, 2020 Assessment of Ageing Coal-Fired Generation Reliability | https://aemo.com.au/-/media/files/electricity/nem/planning_and_forecasting/inputs-assumptions-methodologies/2020/aep-elical-assessment-of-ageing-coal-fired-generation-reliability.pdf?la=en
GHD, Transmission Cost Database - User Manual | https://aemo.com.au/-/media/files/stakeholder_consultation/consultations/nem-consultations/2021/transmission-costs-for-2022-isp/transmission-cost-database-user-manual.pdf?la=en
GHD, Transmission Cost Database - GHD Report | https://aemo.com.au/-/media/files/stakeholder_consultation/consultations/nem-consultations/2021/transmission-costs-for-2022-isp/transmission-cost-database-ghd-report.pdf?la=en
MBB Group, Transmission Cost Database Phase 1 Report | https://aemo.com.au/-/media/files/electricity/nem/planning_and_forecasting/inputs-assumptions-methodologies/2021/Transmission-Cost-Database-Phase-1-Report.pdf
Powerlink, Prepatory Activities | https://aemo.com.au/en/energy-systems/major-publications/integrated-system-plan-isp/2022-integrated-system-plan-isp/current-inputs-assumptions-and-scenarios
CSIRO, 2018 National Hydrogen Roadmap, Pathways to an economically sustainable hydrogen industry in Australia | https://www.csiro.au/en/Showcase/Hydrogen
Energiepark Mainz, 2017 Technical and economic analysis of the worldwide largest Power-to-Gas plant with PEM electrolysis | https://doi.org/10.1016/j.ijhydene.2016.12.145

## Scenarios
Go to Assumptions Summary
Summary of scenario parameters
Summary of parameters for scenarios in the 2021 IASR, updated according to the 2022 Forecasting Assumptions Update*
Parameter | Slow Change | Progressive Change | Step Change | Hydrogen Export
Demand Drivers
Economic growth and population outlook | Low | Moderate | Moderate | High
Energy efficiency improvement | Low | Moderate | High | High
DSP growth | Low | Moderate | High | High
DER Uptake
Distributed PV | Moderate, but elevated in the short term | Moderate | High | High
Battery storage installed capacity | Low | Moderate | High | High
Battery storage aggregation / VPP deployment | Low | Moderate | High | High
Battery Electric Vehicle (BEV) uptake | Low | Moderate | High | Moderate/High
BEV charging time switch to coordinated dynamic charging | Low | Moderate | High | Moderate/High
Electrification of other sectors (expected outcome) | Low | Moderate | Moderate/High | Moderate/High
Hydrogen consumption | Minimal | Potential for domestic consumption | Potential for domestic consumption | Large NEM-connected export and domestic consumption
Scenario alignment
Shared Socioeconomic Pathway | SSP3 | SSP2 | SSP1 | SSP1
IEA 2020 World Energy Outlook Scenario | Delayed Recovery Scenario (DRS) | Stated Policy Scenario (STEPS) | Sustainable Development Scenario (SDS) | Net Zero Emissions by 2050 case (NZE2050)
Emission summary
Climate change impacts based on assumed Representative Concentration Pathway (RCP) (mean temperature rise by 2100)** | RCP7.0 (~4°C) | RCP4.5 (~2.6°C) | RCP2.6 (~1.8°C) | RCP1.9 (<1.5°C)
Decarbonisation target | 26-28% reduction by 2030. No explicit decarbonisation target beyond 2030 | 26-28% reduction by 2030. Economy-wide net zero target by 2050 | Economy-wide net zero before 2050, exceeding 26-28% reduction by 2030. Pace of decarbonisation consistent with limiting temperature rise to 2 degrees, in line with global activities | Economy-wide net zero by early 2040s, exceeding 26-28% reduction by 2030. Pace of decarbonisation consistent with limiting temperature rise to 1.5 degrees, in line with global activities
Large-scale renewable build cost trajectories
Generator and storage build costs | CSIRO GenCost Current Policies | CSIRO GenCost Current Policies | CSIRO GenCost NZE post 2050 | CSIRO GenCost NZE by 2050
Investment and retirement considerations
Generator retirements | In line with expected closure years, or earlier if economic. | In line with expected closure year, or earlier if economic or driven by decarbonisation objectives beyond 2030. | In line with expected closure year, or earlier if economic or driven by decarbonisation objectives | In line with expected closure year, or earlier if economic or driven by decarbonisation objectives
Fuel Price Settings
Gas prices | Lewis Grey Advisory (2021), Slow Change | Lewis Grey Advisory (2021), Net Zero | Lewis Grey Advisory (2021), Step Change | Lewis Grey Advisory (2021), Hydrogen Superpower
Coal prices | Wood Mackenzie, Slow Change | Wood Mackenzie, Central | Wood Mackenzie, Step Change | Wood Mackenzie, Step Change
Gas Market Settings
New gas supplies | As forecast in AEMO's 2022 GSOO
All other gas market settings | Consistent with AEMO's 2022 GSOO Low Gas Price scenario | Consistent with AEMO's 2022 GSOO Progressive Change scenario | Consistent with AEMO's 2022 GSOO Step Change scenario | Consistent with AEMO's 2022 GSOO Hydrogen Superpower scenario
* The Steady Progress scenario was excluded from the 2022 ISP scenario collection, as outlined in the Draft 2022 ISP, and is not part of the 2022 Forecasting Assumptions Update scenarios either.
** The modelling will not target a specific global temperature objective, but in applying more rapid decarbonisation activities, it is assumed that a lower RCP is more relevant
*** The Hydrogen Export scenario assumes more accelerated capital cost reductions for large-scale Solar PV compared to the High VRE GenCost scenario, as a key enabler of hydrogen expansion for export.
360
290
650
540

## Renewable Energy Zones
Go to Assumptions Summary
Candidate Renewable Energy Zones | [5 empty] | Renewable Energy Zone Map | NEM Regional Cost Zone Map5
List of Candidate Renewable Energy Zones (REZs) by NEM region and zone
Build cost at each REZ that reflects the NEM regional cost zone map
A KMZ file with the REZ boundaries is available at https://aemo.com.au/consultations/current-and-closed-consultations/2022-draft-isp-consultation
ID | Name | NEM Region | NTNDP Zone | ISP Sub-region | Regional Cost Zones
Q1 | Far North QLD | QLD | NQ | CNQ | Low1
Q2 | North Qld Clean Energy Hub | QLD | NQ | CNQ | Low1
Q3 | Northern Qld | QLD | NQ | CNQ | Low
Q4 | Isaac | QLD | NQ | CNQ | Low1
Q5 | Barcaldine | QLD | CQ | CNQ | Medium
Q6 | Fitzroy | QLD | CQ | CNQ | Low
Q7 | Wide Bay | QLD | CQ | SQ | Low1
Q8 | Darling Downs | QLD | SWQ | SQ | Low1
Q9 | Banana | QLD | CQ | SQ6 | Medium
N1 | North West NSW | NSW | NNS | NNSW | Medium
N2 | New England | NSW | NNS | NNSW | Low
N3 | Central-West Orana | NSW | NCEN | CNSW | Medium
N4 | Broken Hill | NSW | SWNSW | SNSW | High3
N5 | South West NSW | NSW | SWNSW | SNSW | High
N6 | Wagga Wagga | NSW | SWNSW | SNSW | Medium1
N7 | Tumut | NSW | CAN | SNSW | Medium
N8 | Cooma-Monaro | NSW | CAN | SNSW | Medium
V1 | Ovens Murray | VIC | NVIC | VIC | Medium2
V2 | Murray River | VIC | NVIC | VIC | Medium1
V3 | Western Victoria | VIC | CVIC | VIC | Medium2
V4 | South West Victoria | VIC | MEL | VIC | Medium2
V5 | Gippsland | VIC | LV | VIC | Low1
V6 | Central North Vic | VIC | NVIC | VIC | High
S1 | South East SA | SA | SESA | SA | Low1
S2 | Riverland | SA | NSA | SA | Low
S3 | Mid-North SA | SA | NSA | SA | Low1
S4 | Yorke Peninsula | SA | NSA | SA | Low
S5 | Northern SA | SA | NSA | SA | Medium
S6 | Leigh Creek | SA | NSA | SA | Medium1
S7 | Roxby Downs | SA | NSA | SA | Medium1
S8 | Eastern Eyre Peninsula | SA | NSA | SA | Medium
S9 | Western Eyre Peninsula | SA | NSA | SA | Medium
T1 | North East Tasmania | TAS | TAS | TAS | Low1
T2 | North West Tasmania | TAS | TAS | TAS | Medium2
T3 | Central Highlands | TAS | TAS | TAS | Low1 | Note: | Note:
O1 | Hunter Coast | NSW | NCEN | SNW | Low | AEMO has updated the REZ boundaries for N5 aligned with geographical area of the SWNSW REZ in Schedule 1 of the draft REZ declaration, available at https://www.energy.nsw.gov.au/sites/default/files/2022-03/Draft%20South-West%20REZ%20Declaration.pdf. AEMO will update all relevant parameters in the 2024 ISP. | Not all costs are homogenous under each category zone. Regional factors result in variances amongst each category.
O2 | Illawarra Coast | NSW | NCEN | SNW | Low
O3 | Gippsland Coast | VIC | LV | VIC | Low7
O4 | North West Tasmania Coast | TAS | TAS | TAS | Low
O5 | Portland Coast | VIC | MEL | VIC | Low
O6 | South East SA Coast | SA | SESA | SA | Low
Note:
1. When a REZ zone covers two regional cost zones, the lower cost zone is utilised.
2. When a REZ zone covers all three regional cost zones, the medium cost zone is utilised.
3. When a REZ zone crosses state borders, the regional cost zones from the NEM Region of the REZ are utilised.
4. The NSW Government is in the early stages of planning for two new REZs in the Hunter-Central Coast and Illawarra regions of NSW, as set out under the NSW Electricity Infrastructure Act 2020. These REZs are not modelled because they are not yet geographically defined.
5. The QLD Government has identified three Queensland REZs, which encompass these REZs. Northern QREZ includes Q1, Q2, Q3, Q4 and Q5; Central QREZ includes Q6, Q7 and Q9; Southern QREZ includes Q8.
6. Q9 REZ location dependant on network augmentation that delivers capacity. Modelled to be located in the CNQ sub region in the Hydrogen Scenario to target hydrogen demand, but otherwise modelled as part of SQ.
7. All offshore wind zones are specified as having a low regional cost factor. The factors which drive the different cost factors for onshore REZs are not relevant for offshore wind, where the base costs are inherently for typical offshore locations.

## Demand Summary
Go to Assumptions Summary
Demand Summary
A summary of the demand summary is provided on the forecasting portal at http://forecasting.aemo.com.au.
Inputs are also available through the portal as shown in the image to the right.

## Existing Gen Data Summary
Go to Assumptions Summary
Generator Summary - Existing, Committed and Anticipated Generators
Notes
1. Fuel costs represent the selected Scenario on the Fuel Price summary sheet and the selected year in cell O11.
2. SRMC is a calculation involving fuel costs, and as such will vary across scenario and year.
3. Expected retirement date in this summary sheet is indicative of the first unit's retirement date.
Scenario).
Existing generators
Generator | Generator Type | Region | ISP sub-region | REZ Location | Fuel/Technology type | Maximum Capacity (MW) | Summer Rating (MW) | Not Summer Rating (MW) | Maintenance duration (%) | Maximum Capacity Factor (%) | FOM ($/kW/annum) | VOM ($/MWh sent-out) | Heat Rate (GJ/MWh HHV s.o.) | Fuel Cost ($/GJ) | Emissions (kg/MWh) | MLF | Auxiliary Load (%) | SRMC ($/MWh) | Expected Retirement Year
Slow Change
[7 empty] | 2022-23 | 2022 | [5 empty] | 2021-22
Bayswater | Steam Sub Critical | NSW | CNSW | N/A | Black Coal NSW | 2715 | 2570 | 2690 | 5.4795 | 75 | 56.7427 | 4.488 | 9.4488 | 1.7926 | 889.3763 | 0.9653 | 5.48 | 21.426 | 2033
Eraring | Steam Sub Critical | NSW | SNW | N/A | Black Coal NSW | 2880 | 2700 | 2820 | 5.4795 | 75 | 56.7427 | 4.488 | 9.5491 | 3.6671 | 888.2314 | 0.9871 | 5.48 | 39.5055 | 2025
Liddell | Steam Sub Critical | NSW | CNSW | N/A | Black Coal NSW | 1500 | 1260 | 1260 | 5.4795 | 75 | 56.7427 | 4.488 | 10.1408 | 1.7926 | 945.5746 | 0.9659 | 5.48 | 22.6666 | 2023
Mt Piper | Steam Sub Critical | NSW | CNSW | N/A | Black Coal NSW | 1390 | 1380 | 1430 | 5.4795 | 75 | 56.7427 | 4.488 | 9.2545 | 3.6671 | 846.2847 | 0.972 | 5.48 | 38.4252 | 2040
Vales Point B | Steam Sub Critical | NSW | SNW | N/A | Black Coal NSW | 1320 | 1320 | 1320 | 5.4795 | 75 | 56.7427 | 4.488 | 9.6774 | 3.2375 | 877.1658 | 0.9892 | 5.48 | 35.8188 | 2029
Callide B | Steam Sub Critical | QLD | CNQ | N/A | Black Coal QLD | 700 | 700 | 700 | 5.4795 | N/A | 55.8365 | 4.4186 | 9.1603 | 2.0328 | 946.7151 | 0.9404 | 6.67 | 23.0401 | 2028
Callide C | Steam Super Critical | QLD | CNQ | N/A | Black Coal QLD | 840 | 434 | 466 | 5.4795 | N/A | 55.8365 | 4.4186 | 9.3023 | 2.0328 | 910.6064 | 0.9361 | 6.67 | 23.3288 | Not yet submitted
Gladstone | Steam Sub Critical | QLD | GG | N/A | Black Coal QLD | 1680 | 1680 | 1680 | 5.4795 | N/A | 55.8365 | 4.4186 | 9.4737 | 2.7358 | 952.4868 | 0.9609 | 6.67 | 30.3371 | 2035
Kogan Creek | Steam Super Critical | QLD | SQ | N/A | Black Coal QLD | 744 | 710 | 720 | 5.4795 | N/A | 55.8365 | 4.4186 | 8.802 | 1.3708 | 840.7028 | 0.9698 | 6.67 | 16.484 | 2042
Millmerran | Steam Super Critical | QLD | SQ | N/A | Black Coal QLD | 852 | 672 | 852 | 5.4795 | N/A | 55.8365 | 4.4186 | 9.2072 | 1.2529 | 829.631 | 0.9762 | 6.67 | 15.9541 | 2051
Stanwell | Steam Sub Critical | QLD | CNQ | N/A | Black Coal QLD | 1460 | 1460 | 1460 | 5.4795 | N/A | 55.8365 | 4.4186 | 9.068 | 2.4732 | 860.1822 | 0.9409 | 6.67 | 26.8458 | 2043
Tarong | Steam Sub Critical | QLD | SQ | N/A | Black Coal QLD | 1400 | 1400 | 1400 | 5.4795 | N/A | 55.8365 | 4.4186 | 9.2072 | 2.6313 | 880.0741 | 0.9729 | 6.67 | 28.6452 | 2036
Tarong North | Steam Super Critical | QLD | SQ | N/A | Black Coal QLD | 450 | 443 | 443 | 5.4795 | N/A | 55.8365 | 4.4186 | 8.6538 | 2.6313 | 880.0741 | 0.9737 | 6.67 | 27.1893 | 2037
Loy Yang A Power Station | Steam Sub Critical | VIC | VIC | N/A | Brown Coal VIC | 2210 | 2080 | 2210 | 5.4795 | N/A | 143.9691 | 4.2095 | 12.1622 | 0.66902 | 1137.7623 | 0.9783 | 8.21 | 12.3462 | 2045
Loy Yang B | Steam Sub Critical | VIC | VIC | N/A | Brown Coal VIC | 1160 | 1090 | 1160 | 5.4795 | N/A | 143.9691 | 4.2095 | 12.5436 | 0.66902 | 1113.3154 | 0.9783 | 8.21 | 12.6014 | 2047
Yallourn W | Steam Sub Critical | VIC | VIC | N/A | Brown Coal VIC | 1450 | 1410 | 1540 | 5.4795 | N/A | 143.9691 | 4.2095 | 13.8996 | 0.6624 | 1279.8367 | 0.9624 | 8.21 | 13.4166 | 2028
Tallawarra | CCGT | NSW | SNW | N/A | CCGT | 440 | 385 | 425 | 5.4795 | N/A | 11.0204 | 7.7352 | 6.9903 | 14.11 | 369.225 | 0.9901 | 1.7 | 106.3682 | 2043
Condamine A | CCGT | QLD | SQ | N/A | CCGT | 144.4 | 138.545 | 144.247 | 5.4795 | N/A | 11.0204 | 7.7352 | 7.2874 | 10.99 | 458.5099 | 0.9744 | 1.7 | 87.8243 | 2039
Darling Downs | CCGT | QLD | SQ | N/A | CCGT | 644.5 | 563 | 630 | 5.4795 | N/A | 11.0204 | 7.7352 | 7.377 | 9.69 | 427.6467 | 0.963 | 1.7 | 79.2188 | 2045
Swanbank E GT | CCGT | QLD | SQ | N/A | CCGT | 385 | 350 | 365 | 5.4795 | N/A | 11.0204 | 7.7352 | 7.438 | 10.99 | 378.2067 | 0.9976 | 1.7 | 89.479 | 2036
Yabulu PS | CCGT | QLD | CNQ | N/A | CCGT | 160 | 150 | 165 | 5.4795 | N/A | 11.0204 | 7.7352 | 7.5949 | 10.58 | 587.2211 | 0.9572 | 1.7 | 88.0897 | 2046
Yabulu Steam Turbine | CCGT | QLD | CNQ | N/A | CCGT | 84 | 78 | 82 | 5.4795 | N/A | 11.0204 | 7.7352 | 7.5949 | 10.58 | 587.2211 | 0.9237 | 1.7 | 88.0897 | 2046
Yarwun Cogen | CCGT | QLD | GG | N/A | CCGT | 180 | 180 | 180 | 5.4795 | N/A | 11.0204 | 7.7352 | 10.3746 | 10.58 | 487.7611 | 0.9627 | 1.7 | 117.4989 | 2050
Osborne | CCGT | SA | SA | N/A | CCGT | 180 | 172 | 186 | 5.4795 | N/A | 11.0204 | 7.7352 | 8.1633 | 12.49 | 412.26 | 0.9999 | 1.7 | 109.6944 | 2023
Pelican Point | CCGT | SA | SA | N/A | CCGT | 529 | 416 | 498 | 5.4795 | N/A | 11.0204 | 7.7352 | 7.3469 | 12.69 | 397.8387 | 0.9983 | 1.7 | 100.9679 | 2037
Tamar Valley Combined Cycle | CCGT | TAS | TAS | N/A | CCGT | 208 | 58 | 58 | 5.4795 | N/A | 110.7931 | 7.7352 | 7.2874 | 14.88 | 516.2884 | 1 | 1.7 | 116.1725 | 2050
Colongra | OCGT | NSW | SNW | N/A | OCGT | 724 | 640 | 724 | 1.3699 | N/A | 15.9029 | 11.0518 | 11.1455 | 14.56 | 658.8349 | 0.9864 | 0.62 | 173.3305 | 2070
Smithfield Energy Facility | OCGT | NSW | SNW | N/A | OCGT | 184.999 | 108 | 125.7 | 1.3699 | N/A | 15.9029 | 11.0518 | 13.6882 | 14.56 | 720.1304 | 1.0018 | 0.62 | 210.3522 | 2044
Uranquinty | OCGT | NSW | SNSW | N/A | OCGT | 664 | 640 | 664 | 1.3699 | N/A | 15.9029 | 11.0518 | 11.1455 | 14.16 | 590.816 | 0.8673 | 0.62 | 168.8723 | 2044
Barcaldine Power Station | OCGT | QLD | CNQ | N/A | OCGT | 37 | 32 | 37 | 1.3699 | N/A | 15.9029 | 11.0518 | 12.7208 | 10.99 | 3192.691 | 0.935 | 0.62 | 150.854 | 2034
Braemar | OCGT | QLD | SQ | N/A | OCGT | 549 | 501 | 543 | 1.3699 | N/A | 15.9029 | 11.0518 | 11.8812 | 10.99 | 599.7896 | 0.963 | 0.62 | 141.6261 | 2046
Braemar 2 Power Station | OCGT | QLD | SQ | N/A | OCGT | 519 | 480 | 519 | 1.3699 | N/A | 15.9029 | 11.0518 | 11.8812 | 10.99 | 599.7896 | 0.963 | 0.62 | 141.6261 | 2049
Mt Stuart | OCGT | QLD | CNQ | N/A | Liquid Fuel | 423.5 | 387 | 400 | 1.3699 | N/A | 15.9029 | 11.0518 | 11.8812 | 0 | 1041.6082 | 0.916 | 0.59 | 11.0518 | 2033
Oakey Power Station | OCGT | QLD | SQ | N/A | OCGT | 346 | 288 | 346 | 1.3699 | N/A | 15.9029 | 11.0518 | 10.9422 | 10.99 | 705.4324 | 0.953 | 0.62 | 131.3072 | 2050
Roma | OCGT | QLD | SQ | N/A | OCGT | 80 | 54 | 68 | 1.3699 | N/A | 15.9029 | 11.0518 | 11.8812 | 10.99 | 639.5899 | 0.9761 | 0.62 | 141.6261 | 2034
Port Lincoln GT | OCGT | SA | SA | N/A | Liquid Fuel | 73.5 | 56 | 73.5 | 1.3699 | N/A | 15.9029 | 11.7341 | 12.8114 | 0 | 1620.2899 | 0.99143 | 0.59 | 11.7341 | 2030
Snuggery | OCGT | SA | SA | N/A | Liquid Fuel | 63 | 54 | 63 | 1.3699 | N/A | 15.9029 | 11.7341 | 13.4328 | 0 | 1435.7143 | 0.9388 | 0.59 | 11.7341 | 2030
Dry Creek GT | OCGT | SA | SA | N/A | OCGT | 156 | 112 | 143 | 1.3699 | N/A | 15.9029 | 11.0518 | 13.6882 | 12.69 | 1036.8964 | 0.9991 | 0.62 | 184.7553 | 2030
Hallett GT | OCGT | SA | SA | N/A | OCGT | 276.86 | 173 | 161 | 1.3699 | N/A | 15.9029 | 11.0518 | 14.876 | 12.69 | 856.7419 | 0 | 0.62 | 199.8287 | 2032
Ladbroke Grove | OCGT | SA | SA | N/A | OCGT | 80 | 70 | 84 | 1.3699 | N/A | 15.9029 | 11.0518 | 11.8812 | 12.69 | 504.525 | 0.9553 | 0.62 | 161.8241 | 2035
Mintaro GT | OCGT | SA | SA | N/A | OCGT | 90 | 68 | 90 | 1.3699 | N/A | 15.9029 | 11.0518 | 12.7208 | 12.69 | 777.8353 | 0.9793 | 0.62 | 172.4794 | 2030
Quarantine | OCGT | SA | SA | N/A | OCGT | 235 | 189 | 224 | 1.3699 | N/A | 15.9029 | 11.0518 | 10.7143 | 12.69 | 704.2002 | 0.9871 | 0.62 | 147.0161 | 2053
Bell Bay Three | OCGT | TAS | TAS | N/A | OCGT | 120 | 105 | 105 | 1.3699 | N/A | 15.9029 | 11.0518 | 12.0401 | 14.88 | 516.2884 | 0.9975 | 0.62 | 190.209 | 2040
Tamar Valley Peaking | OCGT | TAS | TAS | N/A | OCGT | 58 | 58 | 58 | 1.3699 | N/A | 15.9029 | 11.0518 | 12.7208 | 14.88 | 516.2884 | 0.9975 | 0.62 | 200.3381 | 2050
Somerton | OCGT | VIC | VIC | N/A | OCGT | 170 | 140 | 170 | 1.3699 | N/A | 15.9029 | 11.0518 | 14.876 | 10.53 | 701.4198 | 0.9924 | 0.62 | 167.6965 | 2033
Bairnsdale | OCGT | VIC | VIC | N/A | OCGT | 94 | 57 | 82 | 1.3699 | N/A | 15.9029 | 11.0518 | 10.4956 | 10.53 | 547.9588 | 0.9913 | 0.62 | 121.5708 | 2042
Jeeralang A | OCGT | VIC | VIC | N/A | OCGT | 212 | 186.4 | 222 | 1.3699 | N/A | 15.9029 | 11.0518 | 15.2542 | 10.53 | 754.9076 | 0.9727 | 0.62 | 171.679 | 2039
Jeeralang B | OCGT | VIC | VIC | N/A | OCGT | 228 | 212.9 | 257 | 1.3699 | N/A | 15.9029 | 11.0518 | 15.2542 | 10.53 | 754.9076 | 0.9727 | 0.62 | 171.679 | 2039
Laverton North | OCGT | VIC | VIC | N/A | OCGT | 312 | 302 | 344 | 1.3699 | N/A | 15.9029 | 11.0518 | 11.5016 | 10.53 | 597.1327 | 0.9949 | 0.62 | 132.1637 | 2070
Mortlake | OCGT | VIC | VIC | N/A | OCGT | 584 | 514 | 584 | 1.3699 | N/A | 15.9029 | 11.0518 | 11.1455 | 10.23 | 549.5356 | 0.9901 | 0.62 | 125.0704 | 2047
Valley Power | OCGT | VIC | VIC | N/A | OCGT | 300 | 285 | 336 | 1.3699 | N/A | 15.9029 | 11.0518 | 14.876 | 10.53 | 814.4825 | 0.9783 | 0.62 | 167.6965 | 2070
Torrens Island A | Gas-powered steam turbine | SA | SA | N/A | Gas-powered steam turbine | 240 | 0 | 0 | 0.68493 | N/A | 49.4633 | 2.4441 | 11.4286 | 12.49 | 579.8678 | 0.9994 | 5.09 | 145.1869 | 2021
Torrens Island B | Gas-powered steam turbine | SA | SA | N/A | Gas-powered steam turbine | 800 | 585 | 600 | 0.68493 | N/A | 49.4633 | 2.4441 | 10.7143 | 12.49 | 579.8678 | 0.9994 | 5.09 | 136.2655 | 2035
Newport | Gas-powered steam turbine | VIC | VIC | N/A | Gas-powered steam turbine | 500 | 475 | 510 | 0.68493 | N/A | 49.4633 | 2.4441 | 10.2857 | 10.53 | 534.582 | 0.9919 | 5.09 | 110.7526 | 2039
Angaston | Reciprocating Engine | SA | SA | N/A | Liquid Fuel | 50 | 49.2 | 49.2 | 1.6438 | N/A | 15.8693 | 11.0518 | 12.775 | 0 | 690.3468 | 1.0027 | 0.59 | 11.0518 | 2070
Barker Inlet Power Station | Reciprocating Engine | SA | SA | N/A | OCGT | 210 | 205.2 | 210 | 1.6438 | N/A | 15.8693 | 11.0518 | 7.8947 | 12.59 | 441.5534 | 0.9996 | 0.62 | 110.4466 | 2044
Lonsdale | Reciprocating Engine | SA | SA | N/A | Liquid Fuel | 20.7 | 21.06 | 21.06 | 1.6438 | N/A | 15.8693 | 11.7341 | 7.8947 | 0 | 674.0399 | 1.0036 | 0.59 | 11.7341 | 2070
Port Stanvac 1 | Reciprocating Engine | SA | SA | N/A | Liquid Fuel | 57.6 | 64.8 | 64.8 | 1.6438 | N/A | 15.8693 | 11.7341 | 7.8947 | 0 | 674.0399 | 1.0036 | 0.59 | 11.7341 | 2070
Blowering | Hydro | NSW | SNSW | N/A | Hydro | 80 | 70 | 0 | 0.27397 | N/A | 61.1367 | 7.5463 | 0 | 0 | 0 | 0.9064 | 0.34 | 7.5463 | 2070
Guthega | Hydro | NSW | SNSW | N/A | Hydro | 60 | 68 | 68 | 0.27397 | N/A | 61.1367 | 7.5463 | 0 | 0 | 0 | 0.887 | 0.34 | 7.5463 | 2070
Hume Dam NSW | Hydro | NSW | SNSW | N/A | Hydro | 29 | 29 | 0 | 0.27397 | N/A | 61.1367 | 7.5463 | 0 | 0 | 0 | 0.9118 | 0.34 | 7.5463 | 2057
Shoalhaven | Hydro | NSW | CNSW | N/A | Hydro | 240 | 240 | 240 | 0.27397 | N/A | 61.1367 | 7.5463 | 0 | 0 | 0 | 0.9733 | 0.34 | 7.5463 | 2100
Upper Tumut | Hydro | NSW | SNSW | N/A | Hydro | 616 | 674 | 674 | 0.27397 | N/A | 61.1367 | 7.5463 | 0 | 0 | 0 | 0.9347 | 0.34 | 7.5463 | 2070
Tumut 3 | Hydro | NSW | SNSW | N/A | Hydro | 1500 | 1800 | 1800 | 0.27397 | N/A | 61.1367 | 7.5463 | 0 | 0 | 0 | 0.9092 | 0.34 | 7.5463 | 2070
Barron Gorge | Hydro | QLD | CNQ | N/A | Hydro | 66 | 66 | 66 | 0.27397 | N/A | 61.1367 | 7.5463 | 0 | 0 | 0 | 0.9623 | 0.34 | 7.5463 | 2042
Kareeya | Hydro | QLD | CNQ | N/A | Hydro | 86.4 | 86.4 | 86.4 | 0.27397 | N/A | 61.1367 | 7.5463 | 0 | 0 | 0 | 0.9702 | 0.34 | 7.5463 | 2037
Wivenhoe | Hydro | QLD | SQ | N/A | Hydro | 570 | 570 | 570 | 0.27397 | N/A | 61.1367 | 7.5463 | 0 | 0 | 0 | 0.9913 | 0.34 | 7.5463 | 2084
Bastyan | Hydro | TAS | TAS | N/A | Hydro | 79.9 | 81 | 81 | 0.27397 | N/A | 61.1367 | 7.5463 | 0 | 0 | 0 | 0.9334 | 0.34 | 7.5463 | 2100
Catagunya / Liapootah / Wayatinah | Hydro | TAS | TAS | N/A | Hydro | 176.7 | 174 | 174 | 0.27397 | N/A | 61.1367 | 7.5463 | 0 | 0 | 0 | 0.9845 | 0.34 | 7.5463 | 2100
Cethana | Hydro | TAS | TAS | N/A | Hydro | 85 | 95 | 95 | 0.27397 | N/A | 61.1367 | 7.5463 | 0 | 0 | 0 | 0.9544 | 0.34 | 7.5463 | 2100
Devils Gate | Hydro | TAS | TAS | N/A | Hydro | 60 | 63 | 63 | 0.27397 | N/A | 61.1367 | 7.5463 | 0 | 0 | 0 | 0.9594 | 0.34 | 7.5463 | 2100
Fisher | Hydro | TAS | TAS | N/A | Hydro | 43.2 | 46 | 46 | 0.27397 | N/A | 61.1367 | 7.5463 | 0 | 0 | 0 | 0.9655 | 0.34 | 7.5463 | 2100
Gordon | Hydro | TAS | TAS | N/A | Hydro | 432 | 378 | 378 | 0.27397 | N/A | 61.1367 | 7.5463 | 0 | 0 | 0 | 0.94 | 0.34 | 7.5463 | 2100
John Butters | Hydro | TAS | TAS | N/A | Hydro | 144 | 140 | 140 | 0.27397 | N/A | 61.1367 | 7.5463 | 0 | 0 | 0 | 0.9395 | 0.34 | 7.5463 | 2100
Lake Echo | Hydro | TAS | TAS | N/A | Hydro | 32.4 | 30 | 30 | 0.27397 | N/A | 61.1367 | 7.5463 | 0 | 0 | 0 | 0.9142 | 0.34 | 7.5463 | 2100
Lemonthyme / Wilmot | Hydro | TAS | TAS | N/A | Hydro | 81.6 | 33 | 87 | 0.27397 | N/A | 61.1367 | 7.5463 | 0 | 0 | 0 | 0.9672 | 0.34 | 7.5463 | 2100
Mackintosh | Hydro | TAS | TAS | N/A | Hydro | 79.9 | 81 | 81 | 0.27397 | N/A | 61.1367 | 7.5463 | 0 | 0 | 0 | 0.9186 | 0.34 | 7.5463 | 2100
Meadowbank | Hydro | TAS | TAS | N/A | Hydro | 40 | 20 | 44 | 0.27397 | N/A | 61.1367 | 7.5463 | 0 | 0 | 0 | 0.9824 | 0.34 | 7.5463 | 2100
Poatina | Hydro | TAS | TAS | N/A | Hydro | 300 | 342 | 342 | 0.27397 | N/A | 61.1367 | 7.5463 | 0 | 0 | 0 | 0.97223 | 0.34 | 7.5463 | 2100
Reece | Hydro | TAS | TAS | N/A | Hydro | 231.2 | 232 | 232 | 0.27397 | N/A | 61.1367 | 7.5463 | 0 | 0 | 0 | 0.9212 | 0.34 | 7.5463 | 2100
Tarraleah | Hydro | TAS | TAS | N/A | Hydro | 90 | 72 | 72 | 0.27397 | N/A | 61.1367 | 7.5463 | 0 | 0 | 0 | 0.9216 | 0.34 | 7.5463 | 2100
Trevallyn | Hydro | TAS | TAS | N/A | Hydro | 93 | 100 | 80 | 0.27397 | N/A | 61.1367 | 7.5463 | 0 | 0 | 0 | 0.9891 | 0.34 | 7.5463 | 2100
Tribute | Hydro | TAS | TAS | N/A | Hydro | 82.8 | 88 | 88 | 0.27397 | N/A | 61.1367 | 7.5463 | 0 | 0 | 0 | 0.9263 | 0.34 | 7.5463 | 2100
Tungatinah | Hydro | TAS | TAS | N/A | Hydro | 125 | 104 | 130 | 0.27397 | N/A | 61.1367 | 7.5463 | 0 | 0 | 0 | 0.8795 | 0.34 | 7.5463 | 2100
Bogong / MacKay | Hydro | VIC | VIC | N/A | Hydro | 300.02 | 300.02 | 300.02 | 0.27397 | N/A | 61.1367 | 7.5463 | 0 | 0 | 0 | 0.9665 | 0.34 | 7.5463 | 2057
Dartmouth | Hydro | VIC | VIC | N/A | Hydro | 185 | 170 | 170 | 0.27397 | N/A | 61.1367 | 7.5463 | 0 | 0 | 0 | 0.9542 | 0.34 | 7.5463 | 2057
Eildon | Hydro | VIC | VIC | N/A | Hydro | 135 | 120 | 120 | 0.27397 | N/A | 61.1367 | 7.5463 | 0 | 0 | 0 | 0.9887 | 0.34 | 7.5463 | 2057
Hume Dam VIC | Hydro | VIC | VIC | N/A | Hydro | 29 | 29 | 0 | 0.27397 | N/A | 61.1367 | 7.5463 | 0 | 0 | 0 | 0.9535 | 0.34 | 7.5463 | 2057
Murray 1 | Hydro | VIC | VIC | N/A | Hydro | 950 | 950 | 855 | 0.27397 | N/A | 61.1367 | 7.5463 | 0 | 0 | 0 | 0.9719 | 0.34 | 7.5463 | 2070
Murray 2 | Hydro | VIC | VIC | N/A | Hydro | 552 | 575 | 575 | 0.27397 | N/A | 61.1367 | 7.5463 | 0 | 0 | 0 | 0.9719 | 0.34 | 7.5463 | 2070
West Kiewa | Hydro | VIC | VIC | N/A | Hydro | 68 | 68 | 68 | 0.27397 | N/A | 61.1367 | 7.5463 | 0 | 0 | 0 | 1.0049 | 0.34 | 7.5463 | 2057
Beryl Solar Farm | Large scale Solar PV | NSW | CNSW | Central-West Orana | Solar | 98.4 | 87 | 87 | 0 | N/A | 17 | 0 | 0 | 0 | 0 | 0.9289 | 0.02 | 0 | 2049
Bomen Solar Farm | Large scale Solar PV | NSW | SNSW | Wagga Wagga | Solar | 121 | 93.72 | 99.88 | 0 | N/A | 17 | 0 | 0 | 0 | 0 | 0.9089 | 0.02 | 0 | 2050
Broken Hill Solar Farm | Large scale Solar PV | NSW | SNSW | Broken Hill | Solar | 53 | 53 | 53 | 0 | N/A | 17 | 0 | 0 | 0 | 0 | 0.8381 | 0.02 | 0 | 2043
Coleambally Solar Farm | Large scale Solar PV | NSW | SNSW | South West NSW | Solar | 150.3 | 150.03 | 150.03 | 0 | N/A | 17 | 0 | 0 | 0 | 0 | 0.877 | 0.02 | 0 | 2038
Darlington Point Solar Farm | Large scale Solar PV | NSW | SNSW | South West NSW | Solar | 274.968 | 263.304 | 274.968 | 0 | N/A | 17 | 0 | 0 | 0 | 0 | 0.888 | 0.02 | 0 | 2055
Finley Solar Farm | Large scale Solar PV | NSW | SNSW | South West NSW | Solar | 162.36 | 116.721 | 132.66 | 0 | N/A | 17 | 0 | 0 | 0 | 0 | 0.9036 | 0.02 | 0 | 2049
Goonumbla Solar Farm | Large scale Solar PV | NSW | CNSW | Central-West Orana | Solar | 69.75 | 67.735 | 69.75 | 0 | N/A | 17 | 0 | 0 | 0 | 0 | 0.8818 | 0.02 | 0 | 2050
Gullen Range Solar Farm | Large scale Solar PV | NSW | SNSW | N/A | Solar | 10 | 10 | 10 | 0 | N/A | 17 | 0 | 0 | 0 | 0 | 0.9592 | 0.02 | 0 | 2100
Limondale Solar Farm 1 | Large scale Solar PV | NSW | SNSW | South West NSW | Solar | 220 | 207.1 | 220 | 0 | N/A | 17 | 0 | 0 | 0 | 0 | 0.8314 | 0.02 | 0 | 2050
Limondale Solar Farm 2 | Large scale Solar PV | NSW | SNSW | South West NSW | Solar | 28.98 | 28.994 | 28.994 | 0 | N/A | 17 | 0 | 0 | 0 | 0 | 0.8309 | 0.02 | 0 | 2050
Manildra Solar Farm | Large scale Solar PV | NSW | CNSW | Central-West Orana | Solar | 50 | 46.7 | 46.7 | 0 | N/A | 17 | 0 | 0 | 0 | 0 | 0.9287 | 0.02 | 0 | 2048
Molong Solar Farm | Large scale Solar PV | NSW | CNSW | Central-West Orana | Solar | 36.08 | 32.406 | 32.406 | 0 | N/A | 17 | 0 | 0 | 0 | 0 | 0.9433 | 0.02 | 0 | 2051
Moree Solar Farm | Large scale Solar PV | NSW | NNSW | North West NSW | Solar | 56 | 56 | 56 | 0 | N/A | 17 | 0 | 0 | 0 | 0 | 0.8275 | 0.02 | 0 | 2046
Nevertire Solar Farm | Large scale Solar PV | NSW | CNSW | Central-West Orana | Solar | 104.64 | 104.64 | 104.64 | 0 | N/A | 17 | 0 | 0 | 0 | 0 | 0.9352 | 0.02 | 0 | 2049
Nyngan Solar Plant | Large scale Solar PV | NSW | CNSW | Central-West Orana | Solar | 102.025 | 102.025 | 102.025 | 0 | N/A | 17 | 0 | 0 | 0 | 0 | 0.9862 | 0.02 | 0 | 2042
Parkes Solar Farm | Large scale Solar PV | NSW | CNSW | N/A | Solar | 55 | 50.5 | 50.5 | 0 | N/A | 17 | 0 | 0 | 0 | 0 | 0.8818 | 0.02 | 0 | 2058
Sunraysia Solar Farm | Large scale Solar PV | NSW | SNSW | South West NSW | Solar | 228.8 | 191.36 | 199.68 | 0 | N/A | 17 | 0 | 0 | 0 | 0 | 0.8314 | 0.02 | 0 | 2049
White Rock Solar Farm | Large scale Solar PV | NSW | NNSW | New England | Solar | 20 | 20 | 20 | 0 | N/A | 17 | 0 | 0 | 0 | 0 | 0.8697 | 0.02 | 0 | 2043
Childers Solar Farm | Large scale Solar PV | QLD | SQ | Wide Bay | Solar | 55.87 | 55.87 | 55.87 | 0 | N/A | 17 | 0 | 0 | 0 | 0 | 0.9823 | 0.02 | 0 | 2049
Clare Solar Farm | Large scale Solar PV | QLD | CNQ | Northern Qld | Solar | 110.4 | 95.22 | 99.981 | 0 | N/A | 17 | 0 | 0 | 0 | 0 | 0.9177 | 0.02 | 0 | 2047
Clermont Solar Farm | Large scale Solar PV | QLD | CNQ | Isaac | Solar | 92.5 | 71.41 | 74.999 | 0 | N/A | 17 | 0 | 0 | 0 | 0 | 0.9334 | 0.02 | 0 | 2049
Collinsville Solar Farm | Large scale Solar PV | QLD | CNQ | Isaac | Solar | 42.5 | 39.95 | 42.5 | 0 | N/A | 17 | 0 | 0 | 0 | 0 | 0.9268 | 0.02 | 0 | 2044
Darling Downs Solar Farm | Large scale Solar PV | QLD | SQ | Darling Downs | Solar | 121 | 108.504 | 110 | 0 | N/A | 17 | 0 | 0 | 0 | 0 | 0.9796 | 0.02 | 0 | 2036
Daydream Solar Farm | Large scale Solar PV | QLD | CNQ | Isaac | Solar | 167.75 | 145.79 | 149.999 | 0 | N/A | 17 | 0 | 0 | 0 | 0 | 0.9296 | 0.02 | 0 | 2048
Emerald Solar Farm | Large scale Solar PV | QLD | CNQ | N/A | Solar | 72 | 0 | 0 | 0 | N/A | 17 | 0 | 0 | 0 | 0 | 0.9333 | 0.02 | 0 | 2048
Hamilton Solar Farm | Large scale Solar PV | QLD | CNQ | Isaac | Solar | 57.5 | 54.119 | 56.005 | 0 | N/A | 17 | 0 | 0 | 0 | 0 | 0.9238 | 0.02 | 0 | 2048
Haughton Solar Farm | Large scale Solar PV | QLD | CNQ | Northern Qld | Solar | 132.597 | 100.035 | 100.035 | 0 | N/A | 17 | 0 | 0 | 0 | 0 | 0.93 | 0.02 | 0 | 2050
Hayman Solar Farm | Large scale Solar PV | QLD | CNQ | Isaac | Solar | 57.75 | 47.838 | 50.001 | 0 | N/A | 17 | 0 | 0 | 0 | 0 | 0.9296 | 0.02 | 0 | 2048
Hughenden Solar Farm | Large scale Solar PV | QLD | CNQ | North Qld Clean Energy Hub | Solar | 18 | 18 | 18 | 0 | N/A | 17 | 0 | 0 | 0 | 0 | 0.9369 | 0.02 | 0 | 2048
Kidston Solar Farm | Large scale Solar PV | QLD | CNQ | North Qld Clean Energy Hub | Solar | 50 | 48.5 | 48.5 | 0 | N/A | 17 | 0 | 0 | 0 | 0 | 0.9369 | 0.02 | 0 | 2037
Lilyvale Solar Farm | Large scale Solar PV | QLD | CNQ | Isaac | Solar | 118.4 | 97.532 | 99.974 | 0 | N/A | 17 | 0 | 0 | 0 | 0 | 0.9323 | 0.02 | 0 | 2048
Longreach Solar Farm | Large scale Solar PV | QLD | CNQ | Barcaldine | Solar | 14 | 14 | 14 | 0 | N/A | 17 | 0 | 0 | 0 | 0 | 0.9334 | 0.02 | 0 | 2043
Middlemount Solar Farm | Large scale Solar PV | QLD | CNQ | Isaac | Solar | 26 | 0 | 0 | 0 | N/A | 17 | 0 | 0 | 0 | 0 | 0 | 0.02 | 0 | 2050
Oakey 1 Solar Farm | Large scale Solar PV | QLD | SQ | Darling Downs | Solar | 25 | 23.1 | 25 | 0 | N/A | 17 | 0 | 0 | 0 | 0 | 0.98 | 0.02 | 0 | 2043
Oakey 2 Solar Farm | Large scale Solar PV | QLD | SQ | Darling Downs | Solar | 55.64 | 52.312 | 54.99 | 0 | N/A | 17 | 0 | 0 | 0 | 0 | 0.98 | 0.02 | 0 | 2049
Ross River Solar Farm | Large scale Solar PV | QLD | CNQ | Northern Qld | Solar | 128 | 115.968 | 115.968 | 0 | N/A | 17 | 0 | 0 | 0 | 0 | 0.9369 | 0.02 | 0 | 2043
Rugby Run Solar Farm | Large scale Solar PV | QLD | CNQ | Isaac | Solar | 65 | 65 | 65 | 0 | N/A | 17 | 0 | 0 | 0 | 0 | 0.9224 | 0.02 | 0 | 2049
Sun Metals Corporation Solar Farm | Large scale Solar PV | QLD | CNQ | Northern Qld | Solar | 143 | 119.6 | 109.2 | 0 | N/A | 17 | 0 | 0 | 0 | 0 | 1.0029 | 0.02 | 0 | 2042
Susan River Solar Farm | Large scale Solar PV | QLD | SQ | Wide Bay | Solar | 85.26 | 75.019 | 75.019 | 0 | N/A | 17 | 0 | 0 | 0 | 0 | 0.9823 | 0.02 | 0 | 2049
Whitsunday Solar Farm | Large scale Solar PV | QLD | CNQ | Isaac | Solar | 57.5 | 54.119 | 56.005 | 0 | N/A | 17 | 0 | 0 | 0 | 0 | 0.9218 | 0.02 | 0 | 2048
Yarranlea Solar Farm | Large scale Solar PV | QLD | SQ | Darling Downs | Solar | 102.96 | 102.96 | 102.96 | 0 | N/A | 17 | 0 | 0 | 0 | 0 | 0.9861 | 0.02 | 0 | 2044
Bungala one Solar Farm | Large scale Solar PV | SA | SA | Northern SA | Solar | 135 | 104.76 | 109.62 | 0 | N/A | 17 | 0 | 0 | 0 | 0 | 0.9567 | 0.02 | 0 | 2044
Bungala Two Solar Farm | Large scale Solar PV | SA | SA | Northern SA | Solar | 135 | 104.76 | 109.62 | 0 | N/A | 17 | 0 | 0 | 0 | 0 | 0.9567 | 0.02 | 0 | 2044
Tailem Bend Solar Farm | Large scale Solar PV | SA | SA | South East SA | Solar | 108 | 94.9968 | 94.9968 | 0 | N/A | 17 | 0 | 0 | 0 | 0 | 1.0029 | 0.02 | 0 | 2049
Bannerton Solar Farm | Large scale Solar PV | VIC | VIC | Murray River | Solar | 100 | 84 | 88 | 0 | N/A | 17 | 0 | 0 | 0 | 0 | 0.8928 | 0.02 | 0 | 2049
Gannawarra Solar Farm | Large scale Solar PV | VIC | VIC | Murray River | Solar | 55 | 47.762 | 50.006 | 0 | N/A | 17 | 0 | 0 | 0 | 0 | 0.9336 | 0.02 | 0 | 2048
Glenrowan West Solar Farm | Large scale Solar PV | VIC | VIC | Central North Vic | Solar | 132 | 102.96 | 110.016 | 0 | N/A | 17 | 0 | 0 | 0 | 0 | 0.9671 | 0.02 | 0 | 2051
Karadoc Solar Farm | Large scale Solar PV | VIC | VIC | Murray River | Solar | 105 | 90.06 | 90.06 | 0 | N/A | 17 | 0 | 0 | 0 | 0 | 0.8886 | 0.02 | 0 | 2048
Kiamal Solar Farm stage 1 | Large scale Solar PV | VIC | VIC | Murray River | Solar | 199.95 | 189.75 | 199.95 | 0 | N/A | 17 | 0 | 0 | 0 | 0 | 0.8775 | 0.02 | 0 | 2049
Numurkah Solar Farm | Large scale Solar PV | VIC | VIC | Central North Vic | Solar | 110.48 | 107.52 | 107.52 | 0 | N/A | 17 | 0 | 0 | 0 | 0 | 0.9715 | 0.02 | 0 | 2044
Wemen Solar Farm | Large scale Solar PV | VIC | VIC | Murray River | Solar | 97.5 | 82.368 | 87.984 | 0 | N/A | 17 | 0 | 0 | 0 | 0 | 0.8928 | 0.02 | 0 | 2049
Yatpool Solar Farm | Large scale Solar PV | VIC | VIC | Murray River | Solar | 92.56 | 81 | 81 | 0 | N/A | 17 | 0 | 0 | 0 | 0 | 0.8886 | 0.02 | 0 | 2050
Bango 973 Wind Farm | Wind | NSW | SNSW | N/A | Wind | 159 | 0 | 159 | 0 | N/A | 25 | 0 | 0 | 0 | 0 | 0.9107 | 0.11 | 0 | 2045
Boco Rock Wind Farm | Wind | NSW | SNSW | Cooma-Monaro | Wind | 113 | 104.088 | 113.18 | 0 | N/A | 25 | 0 | 0 | 0 | 0 | 0.9355 | 0.11 | 0 | 2040
Bodangora Wind Farm | Wind | NSW | CNSW | Central-West Orana | Wind | 113.19 | 113.19 | 113.19 | 0 | N/A | 25 | 0 | 0 | 0 | 0 | 0.9595 | 0.11 | 0 | 2049
Capital Wind Farm | Wind | NSW | SNSW | N/A | Wind | 140.7 | 140.7 | 140.7 | 0 | N/A | 25 | 0 | 0 | 0 | 0 | 0.9558 | 0.11 | 0 | 2040
Collector Wind Farm | Wind | NSW | SNSW | N/A | Wind | 226.8 | 0 | 0 | 0 | N/A | 25 | 0 | 0 | 0 | 0 | 0.9581 | 0.11 | 0 | 2046
Crookwell 2 Wind Farm | Wind | NSW | SNSW | N/A | Wind | 96.04 | 91 | 91 | 0 | N/A | 25 | 0 | 0 | 0 | 0 | 0.9611 | 0.11 | 0 | 2043
Crudine Ridge Wind Farm | Wind | NSW | CNSW | N/A | Wind | 142 | 0 | 138.01 | 0 | N/A | 25 | 0 | 0 | 0 | 0 | 0.9381 | 0.11 | 0 | 2041
Cullerin Range Wind Farm | Wind | NSW | SNSW | N/A | Wind | 30 | 30 | 30 | 0 | N/A | 25 | 0 | 0 | 0 | 0 | 0.9485 | 0.11 | 0 | 2038
Gullen Range Wind Farm | Wind | NSW | SNSW | N/A | Wind | 165.5 | 165.5 | 165.5 | 0 | N/A | 25 | 0 | 0 | 0 | 0 | 0.9592 | 0.11 | 0 | 2100
Gunning Wind Farm | Wind | NSW | SNSW | N/A | Wind | 46.5 | 46.5 | 46.5 | 0 | N/A | 25 | 0 | 0 | 0 | 0 | 0.9485 | 0.11 | 0 | 2036
Sapphire Wind Farm | Wind | NSW | NNSW | New England | Wind | 270 | 155.7 | 270 | 0 | N/A | 25 | 0 | 0 | 0 | 0 | 0.947 | 0.11 | 0 | 2043
Silverton Wind Farm | Wind | NSW | SNSW | Broken Hill | Wind | 198.94 | 119.48 | 198.012 | 0 | N/A | 25 | 0 | 0 | 0 | 0 | 0.7973 | 0.11 | 0 | 2043
Taralga Wind Farm | Wind | NSW | CNSW | N/A | Wind | 106.8 | 106.8 | 106.8 | 0 | N/A | 25 | 0 | 0 | 0 | 0 | 1.0118 | 0.11 | 0 | 2040
White Rock Wind Farm - Stage 1 | Wind | NSW | NNSW | New England | Wind | 172.48 | 0 | 172.48 | 0 | N/A | 25 | 0 | 0 | 0 | 0 | 0.8697 | 0.11 | 0 | 2038
Woodlawn Wind Farm | Wind | NSW | SNSW | N/A | Wind | 48.3 | 48.3 | 48.3 | 0 | N/A | 25 | 0 | 0 | 0 | 0 | 0.9558 | 0.11 | 0 | 2041
Coopers Gap Wind Farm | Wind | QLD | SQ | Darling Downs | Wind | 452.89 | 439.975 | 439.975 | 0 | N/A | 25 | 0 | 0 | 0 | 0 | 0.9685 | 0.11 | 0 | 2044
Mount Emerald Wind Farm | Wind | QLD | CNQ | Far North QLD | Wind | 180.518 | 166.95 | 180.465 | 0 | N/A | 25 | 0 | 0 | 0 | 0 | 0.9575 | 0.11 | 0 | 2043
Canunda Wind Farm | Wind | SA | SA | South East SA | Wind | 46 | 46 | 46 | 0 | N/A | 25 | 0 | 0 | 0 | 0 | 0.9742 | 0.11 | 0 | 2035
Cathedral Rocks Wind Farm | Wind | SA | SA | Eastern Eyre Peninsula | Wind | 66 | 66 | 66 | 0 | N/A | 25 | 0 | 0 | 0 | 0 | 0.9281 | 0.11 | 0 | 2030
Clements Gap Wind Farm | Wind | SA | SA | Mid-North SA | Wind | 56.7 | 56.7 | 56.7 | 0 | N/A | 25 | 0 | 0 | 0 | 0 | 0.953 | 0.11 | 0 | 2039
Hallett Stage 1 Brown Hill Wind Farm | Wind | SA | SA | Mid-North SA | Wind | 94.5 | 63 | 94.5 | 0 | N/A | 25 | 0 | 0 | 0 | 0 | 0.9599 | 0.11 | 0 | 2043
Hallett Stage 2 Hallett Hill Wind Farm | Wind | SA | SA | Mid-North SA | Wind | 71.4 | 47.6 | 71.4 | 0 | N/A | 25 | 0 | 0 | 0 | 0 | 0.9572 | 0.11 | 0 | 2035
Hallett 4 North Brown Hill Wind Farm | Wind | SA | SA | Mid-North SA | Wind | 132.3 | 88.2 | 131.985 | 0 | N/A | 25 | 0 | 0 | 0 | 0 | 0.9539 | 0.11 | 0 | 2036
Hallett 5 The Bluff Wind Farm | Wind | SA | SA | Mid-North SA | Wind | 52.5 | 35 | 52.5 | 0 | N/A | 25 | 0 | 0 | 0 | 0 | 0.9539 | 0.11 | 0 | 2036
Hornsdale Wind Farm Stage 1 | Wind | SA | SA | Mid-North SA | Wind | 102.4 | 100 | 100 | 0 | N/A | 25 | 0 | 0 | 0 | 0 | 0.9479 | 0.11 | 0 | 2056
Hornsdale Wind Farm Stage 2 | Wind | SA | SA | Mid-North SA | Wind | 102.4 | 100 | 100 | 0 | N/A | 25 | 0 | 0 | 0 | 0 | 0.9479 | 0.11 | 0 | 2057
Hornsdale Wind Farm Stage 3 | Wind | SA | SA | Mid-North SA | Wind | 112 | 108.99 | 108.99 | 0 | N/A | 25 | 0 | 0 | 0 | 0 | 0.9479 | 0.11 | 0 | 2057
Lake Bonney 1 Wind Farm | Wind | SA | SA | South East SA | Wind | 80.5 | 80.5 | 80.5 | 0 | N/A | 25 | 0 | 0 | 0 | 0 | 0.9585 | 0.11 | 0 | 2035
Lake Bonney 2 Wind Farm | Wind | SA | SA | South East SA | Wind | 159 | 159 | 159 | 0 | N/A | 25 | 0 | 0 | 0 | 0 | 0.9585 | 0.11 | 0 | 2038
Lake Bonney 3 Wind Farm | Wind | SA | SA | South East SA | Wind | 39 | 39 | 39 | 0 | N/A | 25 | 0 | 0 | 0 | 0 | 0.9585 | 0.11 | 0 | 2040
Lincoln Gap Wind Farm - stage 1 | Wind | SA | SA | Northern SA | Wind | 126 | 126 | 126 | 0 | N/A | 25 | 0 | 0 | 0 | 0 | 0.9628 | 0.11 | 0 | 2045
Mount Millar Wind Farm | Wind | SA | SA | Eastern Eyre Peninsula | Wind | 70 | 72.275 | 72.275 | 0 | N/A | 25 | 0 | 0 | 0 | 0 | 0.9245 | 0.11 | 0 | 2035
Snowtown Wind Farm | Wind | SA | SA | Mid-North SA | Wind | 98.7 | 65.8 | 98.7 | 0 | N/A | 25 | 0 | 0 | 0 | 0 | 0.9162 | 0.11 | 0 | 2033
Snowtown S2 Wind Farm - North | Wind | SA | SA | Mid-North SA | Wind | 144 | 133.2 | 144 | 0 | N/A | 25 | 0 | 0 | 0 | 0 | 0.9666 | 0.11 | 0 | 2039
Snowtown S2 Wind Farm - South | Wind | SA | SA | Mid-North SA | Wind | 126 | 116.55 | 126 | 0 | N/A | 25 | 0 | 0 | 0 | 0 | 0.9666 | 0.11 | 0 | 2039
Starfish Hill Wind Farm | Wind | SA | SA | N/A | Wind | 33 | 33 | 33 | 0 | N/A | 25 | 0 | 0 | 0 | 0 | 1.0036 | 0.11 | 0 | 2027
Waterloo Wind Farm | Wind | SA | SA | Mid-North SA | Wind | 130.8 | 9 | 130.8 | 0 | N/A | 25 | 0 | 0 | 0 | 0 | 0.9582 | 0.11 | 0 | 2051
Wattle Point Wind Farm | Wind | SA | SA | Yorke Peninsula | Wind | 90.75 | 90.75 | 90.75 | 0 | N/A | 25 | 0 | 0 | 0 | 0 | 0.8174 | 0.11 | 0 | 2029
Willogoleche Wind Farm | Wind | SA | SA | Mid-North SA | Wind | 119.36 | 0 | 119.36 | 0 | N/A | 25 | 0 | 0 | 0 | 0 | 0.9549 | 0.11 | 0 | 2043
Cattle Hill Wind Farm | Wind | TAS | TAS | Central Highlands | Wind | 144 | 144 | 144 | 0 | N/A | 25 | 0 | 0 | 0 | 0 | 0.9888 | 0.11 | 0 | 2044
Granville Harbour Wind Farm | Wind | TAS | TAS | North West Tasmania | Wind | 111.6 | 111.6 | 111.6 | 0 | N/A | 25 | 0 | 0 | 0 | 0 | 0.9543 | 0.11 | 0 | 2055
Musselroe Wind Farm | Wind | TAS | TAS | North East Tasmania | Wind | 168 | 168 | 168 | 0 | N/A | 25 | 0 | 0 | 0 | 0 | 0.9168 | 0.11 | 0 | 2050
Woolnorth Wind Farm | Wind | TAS | TAS | North West Tasmania | Wind | 139.75 | 139.75 | 139.75 | 0 | N/A | 25 | 0 | 0 | 0 | 0 | 0.8951 | 0.11 | 0 | 2050
Ararat Wind Farm | Wind | VIC | VIC | Western Victoria | Wind | 240 | 150 | 240 | 0 | N/A | 25 | 0 | 0 | 0 | 0 | 0.8894 | 0.11 | 0 | 2047
Bald Hills Wind Farm | Wind | VIC | VIC | N/A | Wind | 106.6 | 106.6 | 106.6 | 0 | N/A | 25 | 0 | 0 | 0 | 0 | 0.9977 | 0.11 | 0 | 2040
Bulgana Green Power Hub - Wind Farm | Wind | VIC | VIC | Western Victoria | Wind | 204.4 | 204.4 | 204.4 | 0 | N/A | 25 | 0 | 0 | 0 | 0 | 0.8839 | 0.11 | 0 | 2049
Challicum Hills Wind Farm | Wind | VIC | VIC | Western Victoria | Wind | 52.5 | 52.5 | 52.5 | 0 | N/A | 25 | 0 | 0 | 0 | 0 | 0.9699 | 0.11 | 0 | 2033
Cherry Tree Wind Farm | Wind | VIC | VIC | N/A | Wind | 57.6 | 57.6 | 57.6 | 0 | N/A | 25 | 0 | 0 | 0 | 0 | 0.9955 | 0.11 | 0 | 2050
Crowlands Wind Farm | Wind | VIC | VIC | Western Victoria | Wind | 79.95 | 79.95 | 79.95 | 0 | N/A | 25 | 0 | 0 | 0 | 0 | 0.8877 | 0.11 | 0 | 2049
Dundonnell Wind Farm | Wind | VIC | VIC | South West Victoria | Wind | 336 | 216 | 336 | 0 | N/A | 25 | 0 | 0 | 0 | 0 | 0.9824 | 0.11 | 0 | 2045
Elaine Wind Farm | Wind | VIC | VIC | Western Victoria | Wind | 83.6 | 83.6 | 83.6 | 0 | N/A | 25 | 0 | 0 | 0 | 0 | 0.948 | 0.11 | 0 | 2049
Kiata Wind Farm | Wind | VIC | VIC | Western Victoria | Wind | 31.05 | 27 | 31.05 | 0 | N/A | 25 | 0 | 0 | 0 | 0 | 0.8788 | 0.11 | 0 | 2042
Macarthur Wind Farm | Wind | VIC | VIC | South West Victoria | Wind | 420 | 420 | 420 | 0 | N/A | 25 | 0 | 0 | 0 | 0 | 0.9807 | 0.11 | 0 | 2038
Moorabool Wind Farm | Wind | VIC | VIC | Western Victoria | Wind | 312 | 312 | 312 | 0 | N/A | 25 | 0 | 0 | 0 | 0 | 0.948 | 0.11 | 0 | 2044
Mortons Lane Wind Farm | Wind | VIC | VIC | South West Victoria | Wind | 19.5 | 19.5 | 19.5 | 0 | N/A | 25 | 0 | 0 | 0 | 0 | 0.9972 | 0.11 | 0 | 2042
Mt Gellibrand Wind Farm | Wind | VIC | VIC | South West Victoria | Wind | 138.6 | 0 | 99.88 | 0 | N/A | 25 | 0 | 0 | 0 | 0 | 0.9879 | 0.11 | 0 | 2043
Mt Mercer Wind Farm | Wind | VIC | VIC | Western Victoria | Wind | 131.2 | 0 | 131.2 | 0 | N/A | 25 | 0 | 0 | 0 | 0 | 0.948 | 0.11 | 0 | 2043
Murra Warra Wind Farm - stage 1 | Wind | VIC | VIC | Western Victoria | Wind | 225.7 | 225.7 | 225.7 | 0 | N/A | 25 | 0 | 0 | 0 | 0 | 0.8661 | 0.11 | 0 | 2049
Oaklands Hill Wind Farm | Wind | VIC | VIC | South West Victoria | Wind | 67.2 | 40.992 | 63.008 | 0 | N/A | 25 | 0 | 0 | 0 | 0 | 0.9972 | 0.11 | 0 | 2037
Portland Wind Farm | Wind | VIC | VIC | South West Victoria | Wind | 151.7 | 92 | 92 | 0 | N/A | 25 | 0 | 0 | 0 | 0 | 0.9945 | 0.11 | 0 | 2040
Salt Creek Wind Farm | Wind | VIC | VIC | South West Victoria | Wind | 54 | 37.5 | 54 | 0 | N/A | 25 | 0 | 0 | 0 | 0 | 0.9584 | 0.11 | 0 | 2043
Waubra Wind Farm | Wind | VIC | VIC | Western Victoria | Wind | 192 | 192 | 192 | 0 | N/A | 25 | 0 | 0 | 0 | 0 | 0.9233 | 0.11 | 0 | 2034
Yambuk Wind Farm | Wind | VIC | VIC | South West Victoria | Wind | 30 | 30 | 30 | 0 | N/A | 25 | 0 | 0 | 0 | 0 | 0.9972 | 0.11 | 0 | 2040
Yaloak South Wind Farm | Wind | VIC | VIC | Western Victoria | Wind | 28.7 | 28.7 | 28.7 | 0 | N/A | 25 | 0 | 0 | 0 | 0 | 0.9699 | 0.11 | 0 | 2048
Yendon Wind Farm | Wind | VIC | VIC | Western Victoria | Wind | 144.4 | 144.4 | 144.4 | 0 | N/A | 25 | 0 | 0 | 0 | 0 | 0.9497 | 0.11 | 0 | 2049
Berrybank Wind Farm | Wind | VIC | VIC | South West Victoria | Wind | 180.6 | 282.279 | 175.913 | 0 | N/A | 25 | 0 | 0 | 0 | 0 | 0.9496 | 0.11 | 0 | 2050
Gullen Range Wind Farm 2 _x000D_ | Wind | NSW | SNSW | N/A | Wind | #N/A | 0 | 0 | 0 | N/A | 25 | 0 | 0 | 0 | 0 | 0 | 0.11 | 0 | 2120
Jemalong Solar | Large scale Solar PV | NSW | CNSW | N/A | Solar | 55 | 50 | 50 | 0 | N/A | 17 | 0 | 0 | 0 | 0 | 0.8833 | 0.02 | 0 | 2050
Maryrorough Solar Farm | Large scale Solar PV | QLD | SQ | Darling Downs | Solar | 34.5 | 27.3 | 27.3 | 0 | N/A | 17 | 0 | 0 | 0 | 0 | 0.9861 | 0.02 | 0 | 2048
Stockyard Hill Wind Farm | Wind | VIC | VIC | South West Victoria | Wind | 527.56 | 527.56 | 527.56 | 0 | N/A | 25 | 0 | 0 | 0 | 0 | 0.9799 | 0.11 | 0 | 2045
Wellington Solar Farm | Large scale Solar PV | NSW | CNSW | Central-West Orana | Solar | 216 | 169.884 | 169.884 | 0 | N/A | 17 | 0 | 0 | 0 | 0 | 0.9352 | 0.02 | 0 | 2051
Winton Solar Farm | Large scale Solar PV | VIC | VIC | Central North Vic | Solar | 85 | 0 | 0 | 0 | N/A | 17 | 0 | 0 | 0 | 0 | 0.9671 | 0.02 | 0 | 2051
Gangarri Solar Farm | Large scale Solar PV | QLD | SQ | Darling Downs | Solar | 162 | 0 | 0 | 0 | N/A | 17 | 0 | 0 | 0 | 0 | 0.9921 | 0.02 | 0 | 2051
Lincoln Gap Wind Farm - stage 2 | Wind | SA | SA | Northern SA | Wind | 86.4 | 0 | 0 | 0 | N/A | 25 | 0 | 0 | 0 | 0 | 0.9628 | 0.11 | 0 | 2045
Snapper Point Power Station | OCGT | SA | SA | N/A | Liquid Fuel | 154 | 0 | 0 | 1.3699 | N/A | 12.6 | 12 | 10.1902 | 13.69 | 541.6007 | 0.999 | 0.59 | 151.5043 | 2046
Committed generators
Kurri Kurri | OCGT | NSW | SNW | N/A | OCGT | 750 | 0 | 0 | 1.3699 | N/A | 10.2 | 7.3 | 0 | 15.31 | 580.9847 | 0 | 0.62 | 7.3 | 2063
Kidston | Pumped Hydro | QLD | CNQ | N/A | Hydro | 250 | 0 | 0 | 0.27397 | N/A | 61.1367 | 7.5463 | 0 | 0 | 0 | 0.9369 | 0.34 | 7.5463 | 2105
Snowy 2.0 | Pumped Hydro | NSW | SNSW | N/A | Hydro | 2040 | 0 | 0 | 0.27397 | N/A | 61.1367 | 7.5463 | 0 | 0 | 0 | 0.9092 | 0.34 | 7.5463 | 2076
Corowa Solar Farm | Large scale Solar PV | NSW | SNSW | South West NSW | Solar | 35.992 | 30.008 | 22 | 0 | N/A | 17 | 0 | 0 | 0 | 0 | 0.9242 | 0.02 | 0 | 2051
Gunnedah Solar Farm | Large scale Solar PV | NSW | NNSW | North West NSW | Solar | 110 | 110 | 110 | 0 | N/A | 17 | 0 | 0 | 0 | 0 | 0.8353 | 0.02 | 0 | 2056
Junee Solar Farm | Large scale Solar PV | NSW | SNSW | Wagga Wagga | Solar | 36.014 | 30.008 | 30.008 | 0 | N/A | 17 | 0 | 0 | 0 | 0 | 0.9129 | 0.02 | 0 | 2050
Metz Solar Farm | Large scale Solar PV | NSW | NNSW | New England | Solar | 135 | 107.082 | 115.02 | 0 | N/A | 17 | 0 | 0 | 0 | 0 | 0.8831 | 0.02 | 0 | 2052
New England Solar Farm | Large scale Solar PV | NSW | NNSW | New England | Solar | 471 | 0 | 0 | 0 | N/A | 17 | 0 | 0 | 0 | 0 | 0.8697 | 0.02 | 0 | 2052
Riverina Solar Farm | Large scale Solar PV | NSW | SNSW | N/A | Solar | 32.4 | 32.4 | 0 | 0 | N/A | 17 | 0 | 0 | 0 | 0 | 0.877 | 0.02 | 0 | 2046
Sebastopol Solar Farm | Large scale Solar PV | NSW | SNSW | Wagga Wagga | Solar | 90 | 85.8 | 90 | 0 | N/A | 17 | 0 | 0 | 0 | 0 | 0.9129 | 0.02 | 0 | 2052
Suntop Solar Farm | Large scale Solar PV | NSW | CNSW | Central-West Orana | Solar | 150 | 150 | 150 | 0 | N/A | 17 | 0 | 0 | 0 | 0 | 0.9128 | 0.02 | 0 | 2056
Wagga North Solar Farm | Large scale Solar PV | NSW | SNSW | Wagga Wagga | Solar | 56 | 46.376 | 46.376 | 0 | N/A | 17 | 0 | 0 | 0 | 0 | 0.9064 | 0.02 | 0 | 2050
Bluegrass Solar Farm | Large scale Solar PV | QLD | SQ | Darling Downs | Solar | 148 | 148 | 148 | 0 | N/A | 17 | 0 | 0 | 0 | 0 | 0.9796 | 0.02 | 0 | 2057
Columboola Solar Farm | Large scale Solar PV | QLD | SQ | Darling Downs | Solar | 217.25 | 161.95 | 161.95 | 0 | N/A | 17 | 0 | 0 | 0 | 0 | 0.9796 | 0.02 | 0 | 2046
Kennedy Energy Park Solar Farm* | Large scale Solar PV | QLD | CNQ | North Qld Clean Energy Hub | Solar | 15 | 0 | 0 | 0 | N/A | 17 | 0 | 0 | 0 | 0 | 0.9808 | 0.02 | 0 | 2046
Warwick Solar Farm - stage 1 | Large scale Solar PV | QLD | SQ | Darling Downs | Solar | 32.104 | 16.104 | 16.104 | 0 | N/A | 17 | 0 | 0 | 0 | 0 | 0.9861 | 0.02 | 0 | 2046
Warwick Solar Farm - stage 2 | Large scale Solar PV | QLD | SQ | Darling Downs | Solar | 32.104 | 16.104 | 16.104 | 0 | N/A | 17 | 0 | 0 | 0 | 0 | 0.9861 | 0.02 | 0 | 2045
Western Downs Green Power Hub | Large scale Solar PV | QLD | SQ | Darling Downs | Solar | 400 | 395 | 400 | 0 | N/A | 17 | 0 | 0 | 0 | 0 | 0.9757 | 0.02 | 0 | 2047
Woolooga Solar Farm | Large scale Solar PV | QLD | SQ | Wide Bay | Solar | 222.5 | 157.53 | 175.953 | 0 | N/A | 17 | 0 | 0 | 0 | 0 | 0.9823 | 0.02 | 0 | 2047
Adelaide Desalination Plant* | Large scale Solar PV | SA | SA | N/A | Solar | 25 | 0 | 0 | 0 | N/A | 17 | 0 | 0 | 0 | 0 | 1.0036 | 0.02 | 0 | 2041
Morgan To Whyalla Pipeline No 1 PS And Water Filtration Plant | Large scale Solar PV | SA | SA | Riverland | Solar | 6.12 | 5.76 | 6.128 | 0 | N/A | 17 | 0 | 0 | 0 | 0 | 1.0018 | 0.02 | 0 | 2031
Morgan To Whyalla Pipeline No 2 PS | Large scale Solar PV | SA | SA | Riverland | Solar | 5.88 | 5.508 | 5.86 | 0 | N/A | 17 | 0 | 0 | 0 | 0 | 0.9999 | 0.02 | 0 | 2041
Morgan To Whyalla Pipeline No 3 PS | Large scale Solar PV | SA | SA | Riverland | Solar | 7.38 | 6.93 | 7.371 | 0 | N/A | 17 | 0 | 0 | 0 | 0 | 0.9717 | 0.02 | 0 | 2045
Morgan To Whyalla Pipeline No 4 PS | Large scale Solar PV | SA | SA | Riverland | Solar | 5.88 | 5.508 | 5.86 | 0 | N/A | 17 | 0 | 0 | 0 | 0 | 0.9889 | 0.02 | 0 | 2041
Cohuna Solar Farm | Large scale Solar PV | VIC | VIC | Murray River | Solar | 27 | 24.51 | 24.51 | 0 | N/A | 17 | 0 | 0 | 0 | 0 | 0.9336 | 0.02 | 0 | 2045
Bango 999 Wind Farm | Wind | NSW | SNSW | N/A | Wind | 84.8 | 0 | 84.8 | 0 | N/A | 25 | 0 | 0 | 0 | 0 | 0.9283 | 0.11 | 0 | 2045
Kaban Green Power Hub - Wind Farm* | Wind | QLD | CNQ | Far North QLD | Wind | 157 | 0 | 0 | 0 | N/A | 25 | 0 | 0 | 0 | 0 | 0.9575 | 0.11 | 0 | 2048
Kennedy Energy Park Wind Farm* | Wind | QLD | CNQ | North Qld Clean Energy Hub | Wind | 43.2 | 0 | 0 | 0 | N/A | 25 | 0 | 0 | 0 | 0 | 0.9808 | 0.11 | 0 | 2046
Murra Warra Wind Farm - stage 2 | Wind | VIC | VIC | Western Victoria | Wind | 209 | 179.36 | 133 | 0 | N/A | 25 | 0 | 0 | 0 | 0 | 0.8661 | 0.11 | 0 | 2052
Bolivar Waste Water Treatment | Large scale Solar PV | SA | SA | N/A | Solar | 11 | 11.25 | 11.25 | 0 | N/A | 17 | 0 | 0 | 0 | 0 | 1.0002 | 0.02 | 0 | 2045
Edenvale Solar Park | Large scale Solar PV | QLD | SQ | Darling Downs | Solar | 180 | 0 | 0 | 0 | N/A | 17 | 0 | 0 | 0 | 0 | 0.9796 | 0.02 | 0 | 2053
Hillston Sun Farm | Large scale Solar PV | NSW | SNSW | South West NSW | Solar | 85 | 76.52 | 85 | 0 | N/A | 17 | 0 | 0 | 0 | 0 | 0.9796 | 0.02 | 0 | 2052
Mannum Adelaide Pumping Station No 2 - MAPL2 (Palmer) | Large scale Solar PV | SA | SA | South East SA | Solar | 16.8 | 15.792 | 16.8 | 0 | N/A | 17 | 0 | 0 | 0 | 0 | 0.9944 | 0.02 | 0 | 2041
Mannum Adelaide Pumping Station No 3 - MAPL3 (Tungkillo)* | Large scale Solar PV | SA | SA | South East SA | Solar | 16.62 | 11.64 | 12.36 | 0 | N/A | 17 | 0 | 0 | 0 | 0 | 0 | 0.02 | 0 | 2041
Moura Solar Farm | Large scale Solar PV | QLD | CNQ | Fitzroy | Solar | 99 | 36 | 0 | 0 | N/A | 17 | 0 | 0 | 0 | 0 | 0.9323 | 0.02 | 0 | 2057
Murray Bridge - Onkaparinga Pipeline Pump 2 | Large scale Solar PV | SA | SA | South East SA | Solar | 13.74 | 12.918 | 13.746 | 0 | N/A | 17 | 0 | 0 | 0 | 0 | 1.019 | 0.02 | 0 | 2041
Port Augusta Renewable Energy Park - Solar | Large scale Solar PV | SA | SA | Northern SA | Solar | 79.2 | 79.2 | 79.2 | 0 | N/A | 17 | 0 | 0 | 0 | 0 | 0.9641 | 0.02 | 0 | 2047
Port Augusta Renewable Energy Park - Wind | Wind | SA | SA | Northern SA | Wind | 210 | 210 | 210 | 0 | N/A | 25 | 0 | 0 | 0 | 0 | 0.9641 | 0.11 | 0 | 2052
Wyalong Solar Farm | Large scale Solar PV | NSW | SNSW | N/A | Solar | 62.32 | 10.602 | 0 | 0 | N/A | 17 | 0 | 0 | 0 | 0 | 0.9089 | 0.02 | 0 | 2058
Avonlie Solar Farm | Large scale Solar PV | NSW | SNSW | Wagga Wagga | Solar | 254 | 0 | 0 | 0 | N/A | 17 | 0 | 0 | 0 | 0 | 1 | 0.02 | 0 | 2058
Dulacca Wind Farm | Wind | QLD | SQ | Darling Downs | Wind | 173 | 0 | 0 | 0 | N/A | 25 | 0 | 0 | 0 | 0 | 0.9685 | 0.11 | 0 | 2053
Rye Park Wind Farm | Wind | NSW | SNSW | N/A | Wind | 396 | 0 | 0 | 0 | N/A | 25 | 0 | 0 | 0 | 0 | 1 | 0.11 | 0 | 2048
Berrybank Wind Farm - stage 2 | Wind | VIC | VIC | South West Victoria | Wind | 109 | 106 | 106 | 0 | N/A | 25 | 0 | 0 | 0 | 0 | 0.9496 | 0.11 | 0 | 2050
Clarke Creek Wind Farm | Wind | QLD | CNQ | Isaac | Wind | 450 | 0 | 0 | 0 | N/A | 25 | 0 | 0 | 0 | 0 | 1 | 0.11 | 0 | 2049
Wandoan South Solar Farm - stage 1 | Large scale Solar PV | QLD | SQ | Darling Downs | Solar | 160 | 0 | 0 | 0 | N/A | 17 | 0 | 0 | 0 | 0 | 1 | 0.02 | 0 | 2053
Christies Beach Wastewater Treatment Plant | Large scale Solar PV | SA | SA | N/A | Solar | 5 | 5 | 5 | 0 | N/A | 17 | 0 | 0 | 0 | 0 | 1.0029 | 0.02 | 0 | 2041
Happy Valley Reservoir | Large scale Solar PV | SA | SA | N/A | Solar | 8 | 11.827 | 12.328 | 0 | N/A | 17 | 0 | 0 | 0 | 0 | 1.0029 | 0.02 | 0 | 2041
Tallawarra B* | OCGT | NSW | SNW | N/A | OCGT | 320 | 0 | 0 | 1.3699 | N/A | 10.2 | 7.3 | 10.9312 | 15.31 | 580.9847 | 0 | 0.62 | 174.6573 | 2063
Wollar Solar Farm | Large scale Solar PV | NSW | CNSW | N/A | Solar | 280 | 0 | 0 | 0 | N/A | 17 | 0 | 0 | 0 | 0 | 0.9289 | 0.02 | 0 | 2053
West Wyalong Solar Farm | Large scale Solar PV | NSW | SNSW | N/A | Solar | 105.27 | 90.016 | 90.016 | 0 | N/A | 17 | 0 | 0 | 0 | 0 | 0.9089 | 0.02 | 0 | 2052
Tailem Bend Solar Farm - stage 2 | Large scale Solar PV | SA | SA | South East SA | Solar | 105 | 0 | 0 | 0 | N/A | 17 | 0 | 0 | 0 | 0 | 1.0029 | 0.02 | 0 | 2049
Mortlake South Wind Farm | Wind | VIC | VIC | South West Victoria | Wind | 158 | 158 | 0 | 0 | N/A | 25 | 0 | 0 | 0 | 0 | 0.8894 | 0.11 | 0 | 2044
Committed * projects are marked with an "*" and are assumed to commence beyond the T-1 year (at the earliest) according to the ESOO and Reliability Forecasting Methodology.
Anticipated Projects
Aramara Solar Farm | Large scale Solar PV | QLD | SQ | Wide Bay | Solar | 101.4 | 0 | 0 | 0 | N/A | 17 | 0 | 0 | 0 | 0 | 0 | 0.02 | 0 | 2048
Munna Creek Solar Farm | Large scale Solar PV | QLD | SQ | Wide Bay | Solar | 154 | 0 | 0 | 0 | N/A | 17 | 0 | 0 | 0 | 0 | 0 | 0.02 | 0 | 2053
Macintyre Wind Farm | Wind | QLD | SQ | Darling Downs | Wind | 923 | 0 | 0 | 0 | N/A | 25 | 0 | 0 | 0 | 0 | 0 | 0.11 | 0 | 2044
Quorn Park Solar Farm | Large scale Solar PV | NSW | CNSW | N/A | Solar | 80 | 0 | 0 | 0 | N/A | 17 | 0 | 0 | 0 | 0 | 0 | 0.02 | 0 | 2053
Walla Walla Solar Farm | Large scale Solar PV | NSW | SNSW | N/A | Solar | 380 | 0 | 0 | 0 | N/A | 17 | 0 | 0 | 0 | 0 | 0 | 0.02 | 0 | 2049
Wunghnu Solar Farm | Large scale Solar PV | VIC | VIC | N/A | Solar | 75 | 0 | 0 | 0 | N/A | 17 | 0 | 0 | 0 | 0 | 0 | 0.02 | 0 | 2044
Yanco Solar Farm | Large scale Solar PV | NSW | SNSW | N/A | Solar | 60 | 0 | 0 | 0 | N/A | 17 | 0 | 0 | 0 | 0 | 0 | 0.02 | 0 | 2044
Bolivar Power Station | OCGT | SA | SA | N/A | OCGT | 123 | 0 | 0 | 1.3699 | N/A | 12.6 | 12 | 10.19 | 13.69 | 541.6007 | 0 | 0.62 | 151.5011 | 2045
Karara Wind Farm | Wind | QLD | SQ | Darling Downs | Wind | 103 | 0 | 0 | 0 | N/A | 25 | 0 | 0 | 0 | 0 | 0 | 0.11 | 0 | 2055
Existing, Committed and Anticipated Batteries
Wallgrove Grid Battery project | Battery Storage | NSW | SNW | N/A | N/A | 50 | 50 | 50 | 0 | N/A | 9.93 | 0 | 0 | 0 | 0 | 1.001 | 0 | 0 | 2036
Wandoan South BESS | Battery Storage | QLD | SQ | N/A | N/A | 100 | 100 | 100 | 0 | N/A | 9.93 | 0 | 0 | 0 | 0 | 0.9767 | 0 | 0 | 2051
Adelaide Desalination Plant BESS | Battery Storage | SA | SA | N/A | N/A | 6.27 | 6 | 6 | 0 | N/A | 9.93 | 0 | 0 | 0 | 0 | 0 | 0 | 0 | 2041
Bolivar Waste Water Treatment BESS | Battery Storage | SA | SA | N/A | N/A | 2 | 2 | 2 | 0 | N/A | 9.93 | 0 | 0 | 0 | 0 | 1.0002 | 0 | 0 | 2045
Christies Beach Wastewater Treatment Plant BESS | Battery Storage | SA | SA | N/A | N/A | 2 | 2 | 2 | 0 | N/A | 9.93 | 0 | 0 | 0 | 0 | 1.0029 | 0 | 0 | 2041
Dalrymple North BESS | Battery Storage | SA | SA | N/A | N/A | 30 | 0 | 30 | 0 | N/A | 5.77 | 0 | 0 | 0 | 0 | 0.9432 | 0 | 0 | 2030
Happy Valley Reservoir BESS | Battery Storage | SA | SA | N/A | N/A | 4 | 0 | 4 | 0 | N/A | 9.93 | 0 | 0 | 0 | 0 | 1.0029 | 0 | 0 | 2041
Hornsdale Power Reserve Unit 1 | Battery Storage | SA | SA | N/A | N/A | 150 | 150 | 150 | 0 | N/A | 5.77 | 0 | 0 | 0 | 0 | 0.9652 | 0 | 0 | 2057
Lake Bonney BESS1 | Battery Storage | SA | SA | N/A | N/A | 25 | 25 | 25 | 0 | N/A | 9.93 | 0 | 0 | 0 | 0 | 0.9851 | 0 | 0 | 2034
Lincoln Gap Wind Farm - BESS | Battery Storage | SA | SA | N/A | N/A | 10 | 0 | 0 | 0 | N/A | 5.77 | 0 | 0 | 0 | 0 | 0.9628 | 0 | 0 | 2045
Torrens Island BESS | Battery Storage | SA | SA | N/A | N/A | 250 | 0 | 0 | 0 | N/A | 5.77 | 0 | 0 | 0 | 0 | 1 | 0 | 0 | 2043
Ballarat Energy Storage System | Battery Storage | VIC | VIC | N/A | N/A | 30 | 28.8 | 29.9 | 0 | N/A | 5.77 | 0 | 0 | 0 | 0 | 0.9663 | 0 | 0 | 2033
Bulgana Green Power Hub - BESS | Battery Storage | VIC | VIC | N/A | N/A | 20 | 20 | 20 | 0 | N/A | 9.93 | 0 | 0 | 0 | 0 | 0.8839 | 0 | 0 | 2041
Gannawarra Energy Storage System | Battery Storage | VIC | VIC | N/A | N/A | 25.33 | 25.33 | 25.33 | 0 | N/A | 9.93 | 0 | 0 | 0 | 0 | 1.0026 | 0 | 0 | 2033
Victorian Big Battery | Battery Storage | VIC | VIC | N/A | N/A | 300 | 50 | 300 | 0 | N/A | 9.93 | 0 | 0 | 0 | 0 | 0.9848 | 0 | 0 | 2041
Tailem Bend Battery Project | Battery Storage | SA | SA | N/A | N/A | 51 | 0 | 0 | 0 | N/A | 9.93 | 0 | 0 | 0 | 0 | 1.0029 | 0 | 0 | 2048
Darlington Point Energy Storage System | Battery Storage | NSW | SNSW | N/A | N/A | 25 | 0 | 0 | 0 | N/A | 9.93 | 0 | 0 | 0 | 0 | 0.888 | 0 | 0 | 2051
Orana BESS | Battery Storage | NSW | CNSW | N/A | N/A | 240 | 0 | 0 | 0 | N/A | 9.93 | 0 | 0 | 0 | 0 | 0.9352 | 0 | 0 | 2065
Riverina Energy Storage System 1 | Battery Storage | NSW | SNSW | N/A | N/A | 60 | 0 | 0 | 0 | N/A | 9.93 | 0 | 0 | 0 | 0 | 0.888 | 0 | 0 | 2051
Riverina Energy Storage System 2 | Battery Storage | NSW | SNSW | N/A | N/A | 65 | 0 | 0 | 0 | N/A | 9.93 | 0 | 0 | 0 | 0 | 0.888 | 0 | 0 | 2051
Wooreen Energy Storage System | Battery Storage | VIC | VIC | N/A | N/A | 350 | 0 | 0 | 0 | N/A | 15.86 | 0 | 0 | 0 | 0 | 0.9727 | 0 | 0 | 2045
Ulinda Park BESS | Battery Storage | QLD | SQ | N/A | N/A | 156 | 0 | 0 | 0 | N/A | 9.93 | 0 | 0 | 0 | 0 | 0.9757 | 0 | 0 | 2063

## New Entrant Data Summary
Go to Assumptions Summary
Generator Summary - New Entrants
Notes
1. Fuel costs represent the selected Scenario on the Fuel Price summary sheet and the selected year in cell S10.
2. Build cost are for the selected scenario (cell L9) and the selected year (cell L10).
3. New VRE in REZ Q1 and REZ Q2 have cost penalty factors applied to model the impact of declining MLFs in these REZs. For cumulative installed MWs above 830 MWs a 43% penaly factor applies, and above 1530 MWs an additional 4% penalty applies. This does not apply to the Hydrogen Export Scenario
New entrant generators
Technology Type | Fuel Type | Region | ISP Sub-region | REZ Location | Cost Region | Seasonal Rating |  | Maintenance | Equivalent average days per year on planned outage | Build Cost ($/kW) | Connection Cost ($/kW) | Lead Time (yrs) | Economic Life (yrs) | Technical Life (yrs) | FOM ($/kW/annum) | VOM ($/MWh sent-out) | Heat Rate (GJ/MWh HHV s.o.) | Fuel Cost ($/GJ)1 | Emissions (kg/MWh) | Auxiliary Load (%) | SRMC ($/MWh)
[6 empty] | Summer (% of nameplate) | Not Summer (% of nameplate) |  |  | Step Change | [7 empty] | Slow Change
[8 empty] | % of time out |  | 2021-22 | [7 empty] | 2021-22
Black Coal (advanced ultra supercritical PC) | Black Coal | QLD | SQ | N/A | QLD Low | 97.7441 | 100 | 2.8767 | 10.5 | 4343 | 103.3333 | 7 | 30 | 50 | 53.2 | 4.21 | 8.9135 | 2.8592 | 766.4766 | 4.1 | 29.6953
Black Coal (advanced ultra supercritical PC) | Black Coal | QLD | CNQ | N/A | QLD Low | 97.7441 | 100 | 2.8767 | 10.5 | 4343 | 103.3333 | 7 | 30 | 50 | 53.2 | 4.21 | 8.9135 | 2.3786 | 766.4766 | 4.1 | 25.4118
Black Coal (advanced ultra supercritical PC) | Black Coal | NSW | CNSW | N/A | NSW Low | 97.7441 | 100 | 2.8767 | 10.5 | 4343 | 80 | 7 | 30 | 50 | 53.2 | 4.21 | 8.9135 | 2.7893 | 766.4766 | 4.1 | 29.0723
Black Coal (advanced ultra supercritical PC) | Black Coal | NSW | SNW | N/A | NSW Low | 97.7441 | 100 | 2.8767 | 10.5 | 4343 | 80 | 7 | 30 | 50 | 53.2 | 4.21 | 8.9135 | 2.7893 | 766.4766 | 4.1 | 29.0723
Black Coal (advanced ultra supercritical PC) with CCS | Black Coal | QLD | SQ | N/A | QLD Low | 97.4214 | 100 | 2.8767 | 10.5 | 9077 | 103.3333 | 7 | 30 | 50 | 77.8 | 7.95 | 14.5285 | 2.8592 | 93.5199 | 17.5 | 49.4898
Black Coal (advanced ultra supercritical PC) with CCS | Black Coal | QLD | CNQ | N/A | QLD Low | 97.4214 | 100 | 2.8767 | 10.5 | 9077 | 103.3333 | 7 | 30 | 50 | 77.8 | 7.95 | 14.5285 | 2.3786 | 93.5199 | 17.5 | 42.5078
Black Coal (advanced ultra supercritical PC) with CCS | Black Coal | NSW | CNSW | N/A | NSW Low | 97.4214 | 100 | 2.8767 | 10.5 | 9077 | 80 | 7 | 30 | 50 | 77.8 | 7.95 | 14.5285 | 2.7893 | 93.5199 | 17.5 | 48.4744
Black Coal (advanced ultra supercritical PC) with CCS | Black Coal | NSW | SNW | N/A | NSW Low | 97.4214 | 100 | 2.8767 | 10.5 | 9077 | 80 | 7 | 30 | 50 | 77.8 | 7.95 | 14.5285 | 2.7893 | 93.5199 | 17.5 | 48.4744
OCGT (small GT) | Gas | QLD | CNQ | N/A | QLD Low | 88.0614 | 100 | 0.82192 | 3 | 1290 | 103.3333 | 2 | 25 | 40 | 12.6 | 12 | 10.1902 | 11.74 | 541.6007 | 1.7 | 131.6333
OCGT (small GT) | Gas | QLD | GG | N/A | QLD Low | 88.0614 | 100 | 0.82192 | 3 | 1290 | 103.3333 | 2 | 25 | 40 | 12.6 | 12 | 10.1902 | 11.74 | 541.6007 | 1.7 | 131.6333
OCGT (small GT) | Gas | QLD | SQ | N/A | QLD Low | 88.0614 | 100 | 0.82192 | 3 | 1290 | 103.3333 | 2 | 25 | 40 | 12.6 | 12 | 10.1902 | 11.74 | 541.6007 | 1.7 | 131.6333
OCGT (small GT) | Gas | NSW | NNSW | N/A | NSW Low | 88.0614 | 100 | 0.82192 | 3 | 1290 | 80 | 2 | 25 | 40 | 12.6 | 12 | 10.1902 | 15.31 | 541.6007 | 1.7 | 168.0125
OCGT (small GT) | Gas | NSW | CNSW | N/A | NSW Low | 88.0614 | 100 | 0.82192 | 3 | 1290 | 80 | 2 | 25 | 40 | 12.6 | 12 | 10.1902 | 15.31 | 541.6007 | 1.7 | 168.0125
OCGT (small GT) | Gas | NSW | SNW | N/A | NSW Low | 88.0614 | 100 | 0.82192 | 3 | 1290 | 80 | 2 | 25 | 40 | 12.6 | 12 | 10.1902 | 15.31 | 541.6007 | 1.7 | 168.0125
OCGT (small GT) | Gas | NSW | SNSW | N/A | NSW Low | 88.0614 | 100 | 0.82192 | 3 | 1290 | 80 | 2 | 25 | 40 | 12.6 | 12 | 10.1902 | 15.31 | 541.6007 | 1.7 | 168.0125
OCGT (small GT) | Gas | VIC | VIC | N/A | VIC Low | 88.0614 | 100 | 0.82192 | 3 | 1290 | 108 | 2 | 25 | 40 | 12.6 | 12 | 10.1902 | 11.53 | 541.6007 | 1.7 | 129.4934
OCGT (small GT) | Gas | SA | SA | N/A | SA Low | 88.0614 | 100 | 0.82192 | 3 | 1290 | 103.3333 | 2 | 25 | 40 | 12.6 | 12 | 10.1902 | 13.69 | 541.6007 | 1.7 | 151.5043
OCGT (small GT) | Gas | TAS | TAS | N/A | TAS Low | 88.0614 | 100 | 0.82192 | 3 | 1290 | 108 | 2 | 25 | 40 | 12.6 | 12 | 10.1902 | 15.88 | 541.6007 | 1.7 | 173.8209
OCGT (large GT) | Gas | QLD | CNQ | N/A | QLD Low | 87.684 | 100 | 1.3699 | 5 | 765 | 103.3333 | 2 | 25 | 40 | 10.2 | 7.3 | 10.9312 | 11.74 | 580.9847 | 1.1 | 135.6328
OCGT (large GT) | Gas | QLD | GG | N/A | QLD Low | 87.684 | 100 | 1.3699 | 5 | 765 | 103.3333 | 2 | 25 | 40 | 10.2 | 7.3 | 10.9312 | 11.74 | 580.9847 | 1.1 | 135.6328
OCGT (large GT) | Gas | QLD | SQ | N/A | QLD Low | 87.684 | 100 | 1.3699 | 5 | 765 | 103.3333 | 2 | 25 | 40 | 10.2 | 7.3 | 10.9312 | 11.74 | 580.9847 | 1.1 | 135.6328
OCGT (large GT) | Gas | NSW | NNSW | N/A | NSW Low | 87.684 | 100 | 1.3699 | 5 | 765 | 80 | 2 | 25 | 40 | 10.2 | 7.3 | 10.9312 | 15.31 | 580.9847 | 1.1 | 174.6573
OCGT (large GT) | Gas | NSW | CNSW | N/A | NSW Low | 87.684 | 100 | 1.3699 | 5 | 765 | 80 | 2 | 25 | 40 | 10.2 | 7.3 | 10.9312 | 15.31 | 580.9847 | 1.1 | 174.6573
OCGT (large GT) | Gas | NSW | SNW | N/A | NSW Low | 87.684 | 100 | 1.3699 | 5 | 765 | 80 | 2 | 25 | 40 | 10.2 | 7.3 | 10.9312 | 15.31 | 580.9847 | 1.1 | 174.6573
OCGT (large GT) | Gas | NSW | SNSW | N/A | NSW Low | 87.684 | 100 | 1.3699 | 5 | 765 | 80 | 2 | 25 | 40 | 10.2 | 7.3 | 10.9312 | 15.31 | 580.9847 | 1.1 | 174.6573
OCGT (large GT) | Gas | VIC | VIC | N/A | VIC Low | 87.684 | 100 | 1.3699 | 5 | 765 | 108 | 2 | 25 | 40 | 10.2 | 7.3 | 10.9312 | 11.53 | 580.9847 | 1.1 | 133.3372
OCGT (large GT) | Gas | SA | SA | N/A | SA Low | 87.684 | 100 | 1.3699 | 5 | 765 | 103.3333 | 2 | 25 | 40 | 10.2 | 7.3 | 10.9312 | 13.69 | 580.9847 | 1.1 | 156.9487
OCGT (large GT) | Gas | TAS | TAS | N/A | TAS Low | 87.684 | 100 | 1.3699 | 5 | 765 | 108 | 2 | 25 | 40 | 10.2 | 7.3 | 10.9312 | 15.88 | 580.9847 | 1.1 | 180.8881
CCGT | Gas | QLD | CNQ | N/A | QLD Low | 89.4602 | 100 | 3.5068 | 12.8 | 1559 | 103.3333 | 5 | 25 | 40 | 10.9 | 3.7 | 7.2492 | 11.39 | 377.6704 | 2.5 | 86.2687
CCGT | Gas | QLD | GG | N/A | QLD Low | 89.4602 | 100 | 3.5068 | 12.8 | 1559 | 103.3333 | 5 | 25 | 40 | 10.9 | 3.7 | 7.2492 | 11.39 | 377.6704 | 2.5 | 86.2687
CCGT | Gas | QLD | SQ | N/A | QLD Low | 89.4602 | 100 | 3.5068 | 12.8 | 1559 | 103.3333 | 5 | 25 | 40 | 10.9 | 3.7 | 7.2492 | 11.39 | 377.6704 | 2.5 | 86.2687
CCGT | Gas | NSW | NNSW | N/A | NSW Low | 89.4602 | 100 | 3.5068 | 12.8 | 1559 | 80 | 5 | 25 | 40 | 10.9 | 3.7 | 7.2492 | 14.81 | 377.6704 | 2.5 | 111.0611
CCGT | Gas | NSW | CNSW | N/A | NSW Low | 89.4602 | 100 | 3.5068 | 12.8 | 1559 | 80 | 5 | 25 | 40 | 10.9 | 3.7 | 7.2492 | 14.81 | 377.6704 | 2.5 | 111.0611
CCGT | Gas | NSW | SNW | N/A | NSW Low | 89.4602 | 100 | 3.5068 | 12.8 | 1559 | 80 | 5 | 25 | 40 | 10.9 | 3.7 | 7.2492 | 14.81 | 377.6704 | 2.5 | 111.0611
CCGT | Gas | NSW | SNSW | N/A | NSW Low | 89.4602 | 100 | 3.5068 | 12.8 | 1559 | 80 | 5 | 25 | 40 | 10.9 | 3.7 | 7.2492 | 14.81 | 377.6704 | 2.5 | 111.0611
CCGT | Gas | VIC | VIC | N/A | VIC Low | 89.4602 | 100 | 3.5068 | 12.8 | 1559 | 75 | 5 | 25 | 40 | 10.9 | 3.7 | 7.2492 | 11.03 | 377.6704 | 2.5 | 83.659
CCGT | Gas | SA | SA | N/A | SA Low | 89.4602 | 100 | 3.5068 | 12.8 | 1559 | 103.3333 | 5 | 25 | 40 | 10.9 | 3.7 | 7.2492 | 13.19 | 377.6704 | 2.5 | 99.3174
CCGT | Gas | TAS | TAS | N/A | TAS Low | 89.4602 | 100 | 3.5068 | 12.8 | 1559 | 108 | 5 | 25 | 40 | 10.9 | 3.7 | 7.2492 | 15.38 | 377.6704 | 2.5 | 115.1932
CCGT with CCS | Gas | QLD | CNQ | N/A | QLD Low | 90.1345 | 100 | 3.5068 | 12.8 | 4011 | 103.3333 | 6 | 25 | 40 | 16.35 | 7.2 | 9.0396 | 11.39 | 57.447 | 9.2 | 110.1616
CCGT with CCS | Gas | QLD | GG | N/A | QLD Low | 90.1345 | 100 | 3.5068 | 12.8 | 4011 | 103.3333 | 6 | 25 | 40 | 16.35 | 7.2 | 9.0396 | 11.39 | 57.447 | 9.2 | 110.1616
CCGT with CCS | Gas | QLD | SQ | N/A | QLD Low | 90.1345 | 100 | 3.5068 | 12.8 | 4011 | 103.3333 | 6 | 25 | 40 | 16.35 | 7.2 | 9.0396 | 11.39 | 57.447 | 9.2 | 110.1616
CCGT with CCS | Gas | NSW | NNSW | N/A | NSW Low | 90.1345 | 100 | 3.5068 | 12.8 | 4011 | 80 | 6 | 25 | 40 | 16.35 | 7.2 | 9.0396 | 14.81 | 57.447 | 9.2 | 141.0772
CCGT with CCS | Gas | NSW | CNSW | N/A | NSW Low | 90.1345 | 100 | 3.5068 | 12.8 | 4011 | 80 | 6 | 25 | 40 | 16.35 | 7.2 | 9.0396 | 14.81 | 57.447 | 9.2 | 141.0772
CCGT with CCS | Gas | NSW | SNW | N/A | NSW Low | 90.1345 | 100 | 3.5068 | 12.8 | 4011 | 80 | 6 | 25 | 40 | 16.35 | 7.2 | 9.0396 | 14.81 | 57.447 | 9.2 | 141.0772
CCGT with CCS | Gas | NSW | SNSW | N/A | NSW Low | 90.1345 | 100 | 3.5068 | 12.8 | 4011 | 80 | 6 | 25 | 40 | 16.35 | 7.2 | 9.0396 | 14.81 | 57.447 | 9.2 | 141.0772
CCGT with CCS | Gas | SA | SA | N/A | SA Low | 90.1345 | 100 | 3.5068 | 12.8 | 4011 | 103.3333 | 6 | 25 | 40 | 16.35 | 7.2 | 9.0396 | 13.19 | 57.447 | 9.2 | 126.433
CCGT with CCS | Gas | TAS | TAS | N/A | TAS Low | 90.1345 | 100 | 3.5068 | 12.8 | 4011 | 108 | 6 | 25 | 40 | 16.35 | 7.2 | 9.0396 | 15.38 | 57.447 | 9.2 | 146.2298
CCGT with CCS | Gas | VIC | VIC | N/A | VIC Low | 90.1345 | 100 | 3.5068 | 12.8 | 4011 | 75 | 6 | 25 | 40 | 16.35 | 7.2 | 9.0396 | 11.03 | 57.447 | 9.2 | 106.9073
Biomass | Biomass | VIC | VIC | N/A | VIC Low | 95.7143 | 100 | 6.2466 | 22.8 | 6954 | 108 | 6 | 30 | 50 | 131.6 | 8.4 | 13.7361 | 0.54754 | 1386.0223 | 8.3 | 15.9211
Biomass | Biomass | QLD | CNQ | N/A | QLD Low | 95.7143 | 100 | 6.2466 | 22.8 | 6954 | 103.3333 | 6 | 30 | 50 | 131.6 | 8.4 | 13.7361 | 0.54754 | 1386.0223 | 8.3 | 15.9211
Biomass | Biomass | QLD | GG | N/A | QLD Low | 95.7143 | 100 | 6.2466 | 22.8 | 6954 | 103.3333 | 6 | 30 | 50 | 131.6 | 8.4 | 13.7361 | 0.54754 | 1386.0223 | 8.3 | 15.9211
Biomass | Biomass | QLD | SQ | N/A | QLD Low | 95.7143 | 100 | 6.2466 | 22.8 | 6954 | 103.3333 | 6 | 30 | 50 | 131.6 | 8.4 | 13.7361 | 0.54754 | 1386.0223 | 8.3 | 15.9211
Biomass | Biomass | NSW | NNSW | N/A | NSW Low | 95.7143 | 100 | 6.2466 | 22.8 | 6954 | 80 | 6 | 30 | 50 | 131.6 | 8.4 | 13.7361 | 0.54754 | 1386.0223 | 8.3 | 15.9211
Biomass | Biomass | NSW | CNSW | N/A | NSW Low | 95.7143 | 100 | 6.2466 | 22.8 | 6954 | 80 | 6 | 30 | 50 | 131.6 | 8.4 | 13.7361 | 0.54754 | 1386.0223 | 8.3 | 15.9211
Biomass | Biomass | NSW | SNW | N/A | NSW Low | 95.7143 | 100 | 6.2466 | 22.8 | 6954 | 80 | 6 | 30 | 50 | 131.6 | 8.4 | 13.7361 | 0.54754 | 1386.0223 | 8.3 | 15.9211
Biomass | Biomass | NSW | SNSW | N/A | NSW Low | 95.7143 | 100 | 6.2466 | 22.8 | 6954 | 80 | 6 | 30 | 50 | 131.6 | 8.4 | 13.7361 | 0.54754 | 1386.0223 | 8.3 | 15.9211
Biomass | Biomass | SA | SA | N/A | SA Low | 95.7143 | 100 | 6.2466 | 22.8 | 6954 | 103.3333 | 6 | 30 | 50 | 131.6 | 8.4 | 13.7361 | 0.54754 | 1386.0223 | 8.3 | 15.9211
Biomass | Biomass | TAS | TAS | N/A | TAS Low | 95.7143 | 100 | 6.2466 | 22.8 | 6954 | 108 | 6 | 30 | 50 | 131.6 | 8.4 | 13.7361 | 0.54754 | 1386.0223 | 8.3 | 15.9211
Large scale Solar PV | Solar | QLD | CNQ | Far North QLD | QLD Low | 100 | 100 | 0 | 0 | 1441 | 229.3333 | 2 | 30 | 30 | 17 | 0 | 0 | 0 | 0 | 0.02 | 0
Large scale Solar PV | Solar | QLD | CNQ | North Qld Clean Energy Hub | QLD Low | 100 | 100 | 0 | 0 | 1441 | 262.6667 | 2 | 30 | 30 | 17 | 0 | 0 | 0 | 0 | 0.02 | 0
Large scale Solar PV | Solar | QLD | CNQ | Northern Qld | QLD Low | 100 | 100 | 0 | 0 | 1441 | 229.3333 | 2 | 30 | 30 | 17 | 0 | 0 | 0 | 0 | 0.02 | 0
Large scale Solar PV | Solar | QLD | CNQ | Isaac | QLD Low | 100 | 100 | 0 | 0 | 1441 | 229.3333 | 2 | 30 | 30 | 17 | 0 | 0 | 0 | 0 | 0.02 | 0
Large scale Solar PV | Solar | QLD | CNQ | Barcaldine | QLD Medium | 100 | 100 | 0 | 0 | 1565.8208 | 156.6667 | 2 | 30 | 30 | 19.0654 | 0 | 0 | 0 | 0 | 0.02 | 0
Large scale Solar PV | Solar | QLD | CNQ | Fitzroy | QLD Low | 100 | 100 | 0 | 0 | 1441 | 123.3333 | 2 | 30 | 30 | 17 | 0 | 0 | 0 | 0 | 0.02 | 0
Large scale Solar PV | Solar | QLD | SQ | Wide Bay | QLD Low | 100 | 100 | 0 | 0 | 1441 | 123.3333 | 2 | 30 | 30 | 17 | 0 | 0 | 0 | 0 | 0.02 | 0
Large scale Solar PV | Solar | QLD | SQ | Darling Downs | QLD Low | 100 | 100 | 0 | 0 | 1441 | 123.3333 | 2 | 30 | 30 | 17 | 0 | 0 | 0 | 0 | 0.02 | 0
Large scale Solar PV | Solar | QLD | SQ | Banana | QLD Medium | 100 | 100 | 0 | 0 | 1565.8208 | 123.3333 | 2 | 30 | 30 | 19.0654 | 0 | 0 | 0 | 0 | 0.02 | 0
Large scale Solar PV | Solar | NSW | NNSW | North West NSW | NSW Medium | 100 | 100 | 0 | 0 | 1537.082 | 132.5 | 2 | 30 | 30 | 18.354 | 0 | 0 | 0 | 0 | 0.02 | 0
Large scale Solar PV | Solar | NSW | NNSW | New England | NSW Low | 100 | 100 | 0 | 0 | 1441 | 132.5 | 2 | 30 | 30 | 17 | 0 | 0 | 0 | 0 | 0.02 | 0
Large scale Solar PV | Solar | NSW | CNSW | Central-West Orana | NSW Medium | 100 | 100 | 0 | 0 | 1537.082 | 132.5 | 2 | 30 | 30 | 18.354 | 0 | 0 | 0 | 0 | 0.02 | 0
Large scale Solar PV | Solar | NSW | SNSW | Broken Hill | NSW High | 100 | 100 | 0 | 0 | 1633.1641 | 176 | 2 | 30 | 30 | 19.8584 | 0 | 0 | 0 | 0 | 0.02 | 0
Large scale Solar PV | Solar | NSW | SNSW | South West NSW | NSW High | 100 | 100 | 0 | 0 | 1633.1641 | 132.5 | 2 | 30 | 30 | 19.8584 | 0 | 0 | 0 | 0 | 0.02 | 0
Large scale Solar PV | Solar | NSW | SNSW | Wagga Wagga | NSW Medium | 100 | 100 | 0 | 0 | 1537.082 | 132.5 | 2 | 30 | 30 | 18.354 | 0 | 0 | 0 | 0 | 0.02 | 0
Large scale Solar PV | Solar | NSW | SNSW | Tumut | NSW Medium | 100 | 100 | 0 | 0 | 1537.082 | 208.5 | 2 | 30 | 30 | 18.354 | 0 | 0 | 0 | 0 | 0.02 | 0
Large scale Solar PV | Solar | NSW | SNSW | Cooma-Monaro | NSW Medium | 100 | 100 | 0 | 0 | 1537.082 | 102.5 | 2 | 30 | 30 | 18.354 | 0 | 0 | 0 | 0 | 0.02 | 0
Large scale Solar PV | Solar | VIC | VIC | Ovens Murray | VIC Medium | 100 | 100 | 0 | 0 | 1481.783 | 242 | 2 | 30 | 30 | 17.51 | 0 | 0 | 0 | 0 | 0.02 | 0
Large scale Solar PV | Solar | VIC | VIC | Murray River | VIC Medium | 100 | 100 | 0 | 0 | 1481.783 | 242 | 2 | 30 | 30 | 17.85 | 0 | 0 | 0 | 0 | 0.02 | 0
Large scale Solar PV | Solar | VIC | VIC | Western Victoria | VIC Medium | 100 | 100 | 0 | 0 | 1481.783 | 136 | 2 | 30 | 30 | 17.51 | 0 | 0 | 0 | 0 | 0.02 | 0
Large scale Solar PV | Solar | VIC | VIC | South West Victoria | VIC Medium | 100 | 100 | 0 | 0 | 1481.783 | 212.6667 | 2 | 30 | 30 | 17.51 | 0 | 0 | 0 | 0 | 0.02 | 0
Large scale Solar PV | Solar | VIC | VIC | Gippsland | VIC Low | 100 | 100 | 0 | 0 | 1441 | 176 | 2 | 30 | 30 | 17 | 0 | 0 | 0 | 0 | 0.02 | 0
Large scale Solar PV | Solar | VIC | VIC | Central North Vic | VIC High | 100 | 100 | 0 | 0 | 1508.9717 | 282 | 2 | 30 | 30 | 17.51 | 0 | 0 | 0 | 0 | 0.02 | 0
Large scale Solar PV | Solar | SA | SA | South East SA | SA Low | 100 | 100 | 0 | 0 | 1441 | 156.6667 | 2 | 30 | 30 | 17 | 0 | 0 | 0 | 0 | 0.02 | 0
Large scale Solar PV | Solar | SA | SA | Riverland | SA Low | 100 | 100 | 0 | 0 | 1441 | 156.6667 | 2 | 30 | 30 | 17 | 0 | 0 | 0 | 0 | 0.02 | 0
Large scale Solar PV | Solar | SA | SA | Mid-North SA | SA Low | 100 | 100 | 0 | 0 | 1441 | 229.3333 | 2 | 30 | 30 | 17 | 0 | 0 | 0 | 0 | 0.02 | 0
Large scale Solar PV | Solar | SA | SA | Yorke Peninsula | SA Low | 100 | 100 | 0 | 0 | 1441 | 123.3333 | 2 | 30 | 30 | 17 | 0 | 0 | 0 | 0 | 0.02 | 0
Large scale Solar PV | Solar | SA | SA | Northern SA | SA Medium | 100 | 100 | 0 | 0 | 1561.7497 | 229.3333 | 2 | 30 | 30 | 19.0198 | 0 | 0 | 0 | 0 | 0.02 | 0
Large scale Solar PV | Solar | SA | SA | Leigh Creek | SA Medium | 100 | 100 | 0 | 0 | 1561.7497 | 156.6667 | 2 | 30 | 30 | 19.0198 | 0 | 0 | 0 | 0 | 0.02 | 0
Large scale Solar PV | Solar | SA | SA | Roxby Downs | SA Medium | 100 | 100 | 0 | 0 | 1561.7497 | 262.6667 | 2 | 30 | 30 | 19.0198 | 0 | 0 | 0 | 0 | 0.02 | 0
Large scale Solar PV | Solar | SA | SA | Eastern Eyre Peninsula | SA Medium | 100 | 100 | 0 | 0 | 1561.7497 | 262.6667 | 2 | 30 | 30 | 19.0198 | 0 | 0 | 0 | 0 | 0.02 | 0
Large scale Solar PV | Solar | SA | SA | Western Eyre Peninsula | SA Medium | 100 | 100 | 0 | 0 | 1561.7497 | 156.6667 | 2 | 30 | 30 | 19.0198 | 0 | 0 | 0 | 0 | 0.02 | 0
Large scale Solar PV | Solar | TAS | TAS | North East Tasmania | TAS Low | 100 | 100 | 0 | 0 | 1441 | 226.6667 | 2 | 30 | 30 | 17 | 0 | 0 | 0 | 0 | 0.02 | 0
Large scale Solar PV | Solar | TAS | TAS | North West Tasmania | TAS Medium | 100 | 100 | 0 | 0 | 1537.685 | 332.6667 | 2 | 30 | 30 | 18.4571 | 0 | 0 | 0 | 0 | 0.02 | 0
Large scale Solar PV | Solar | TAS | TAS | Central Highlands | TAS Low | 100 | 100 | 0 | 0 | 1441 | 332.6667 | 2 | 30 | 30 | 17 | 0 | 0 | 0 | 0 | 0.02 | 0
Large scale Solar PV | Solar | NSW | CNSW | New South Wales Non-REZ | NSW Medium | 100 | 100 | 0 | 0 | 1537.082 | 106.6667 | 2 | 30 | 30 | 18.354 | 0 | 0 | 0 | 0 | 0.02 | 0
Large scale Solar PV | Solar | VIC | VIC | Victoria Non-REZ | VIC Medium | 100 | 100 | 0 | 0 | 1481.783 | 212.6667 | 2 | 30 | 30 | 17.51 | 0 | 0 | 0 | 0 | 0.02 | 0
Solar Thermal (12hrs Storage) | Solar | QLD | CNQ | Far North QLD | QLD Low | 100 | 100 | 0 | 0 | 6693 | 229.3333 | 6 | 25 | 40 | 120 | 0 | 0 | 0 | 0 | 10 | 0
Solar Thermal (12hrs Storage) | Solar | QLD | CNQ | North Qld Clean Energy Hub | QLD Low | 100 | 100 | 0 | 0 | 6693 | 262.6667 | 6 | 25 | 40 | 120 | 0 | 0 | 0 | 0 | 10 | 0
Solar Thermal (12hrs Storage) | Solar | QLD | CNQ | Northern Qld | QLD Low | 100 | 100 | 0 | 0 | 6693 | 229.3333 | 6 | 25 | 40 | 120 | 0 | 0 | 0 | 0 | 10 | 0
Solar Thermal (12hrs Storage) | Solar | QLD | CNQ | Isaac | QLD Low | 100 | 100 | 0 | 0 | 6693 | 229.3333 | 6 | 25 | 40 | 120 | 0 | 0 | 0 | 0 | 10 | 0
Solar Thermal (12hrs Storage) | Solar | QLD | CNQ | Barcaldine | QLD Medium | 100 | 100 | 0 | 0 | 7200.5505 | 156.6667 | 6 | 25 | 40 | 134.5794 | 0 | 0 | 0 | 0 | 10 | 0
Solar Thermal (12hrs Storage) | Solar | QLD | CNQ | Fitzroy | QLD Low | 100 | 100 | 0 | 0 | 6693 | 123.3333 | 6 | 25 | 40 | 120 | 0 | 0 | 0 | 0 | 10 | 0
Solar Thermal (12hrs Storage) | Solar | QLD | SQ | Wide Bay | QLD Low | 100 | 100 | 0 | 0 | 6693 | 123.3333 | 6 | 25 | 40 | 120 | 0 | 0 | 0 | 0 | 10 | 0
Solar Thermal (12hrs Storage) | Solar | QLD | SQ | Darling Downs | QLD Low | 100 | 100 | 0 | 0 | 6693 | 123.3333 | 6 | 25 | 40 | 120 | 0 | 0 | 0 | 0 | 10 | 0
Solar Thermal (12hrs Storage) | Solar | QLD | SQ | Banana | QLD Medium | 100 | 100 | 0 | 0 | 7200.5505 | 123.3333 | 6 | 25 | 40 | 134.5794 | 0 | 0 | 0 | 0 | 10 | 0
Solar Thermal (12hrs Storage) | Solar | NSW | NNSW | North West NSW | NSW Medium | 100 | 100 | 0 | 0 | 7112.4706 | 132.5 | 6 | 25 | 40 | 129.5575 | 0 | 0 | 0 | 0 | 10 | 0
Solar Thermal (12hrs Storage) | Solar | NSW | NNSW | New England | NSW Low | 100 | 100 | 0 | 0 | 6693 | 132.5 | 6 | 25 | 40 | 120 | 0 | 0 | 0 | 0 | 10 | 0
Solar Thermal (12hrs Storage) | Solar | NSW | CNSW | Central-West Orana | NSW Medium | 100 | 100 | 0 | 0 | 7112.4706 | 132.5 | 6 | 25 | 40 | 129.5575 | 0 | 0 | 0 | 0 | 10 | 0
Solar Thermal (12hrs Storage) | Solar | NSW | SNSW | Broken Hill | NSW High | 100 | 100 | 0 | 0 | 7531.9413 | 176 | 6 | 25 | 40 | 140.177 | 0 | 0 | 0 | 0 | 10 | 0
Solar Thermal (12hrs Storage) | Solar | NSW | SNSW | South West NSW | NSW High | 100 | 100 | 0 | 0 | 7531.9413 | 132.5 | 6 | 25 | 40 | 140.177 | 0 | 0 | 0 | 0 | 10 | 0
Solar Thermal (12hrs Storage) | Solar | NSW | SNSW | Wagga Wagga | NSW Medium | 100 | 100 | 0 | 0 | 7112.4706 | 132.5 | 6 | 25 | 40 | 129.5575 | 0 | 0 | 0 | 0 | 10 | 0
Solar Thermal (12hrs Storage) | Solar | NSW | SNSW | Tumut | NSW Medium | 100 | 100 | 0 | 0 | 7112.4706 | 208.5 | 6 | 25 | 40 | 129.5575 | 0 | 0 | 0 | 0 | 10 | 0
Solar Thermal (12hrs Storage) | Solar | NSW | SNSW | Cooma-Monaro | NSW Medium | 100 | 100 | 0 | 0 | 7112.4706 | 102.5 | 6 | 25 | 40 | 129.5575 | 0 | 0 | 0 | 0 | 10 | 0
Solar Thermal (12hrs Storage) | Solar | VIC | VIC | Ovens Murray | VIC Medium | 100 | 100 | 0 | 0 | 6892.99 | 242 | 6 | 25 | 40 | 123.6 | 0 | 0 | 0 | 0 | 10 | 0
Solar Thermal (12hrs Storage) | Solar | VIC | VIC | Murray River | VIC Medium | 100 | 100 | 0 | 0 | 6892.99 | 242 | 6 | 25 | 40 | 126 | 0 | 0 | 0 | 0 | 10 | 0
Solar Thermal (12hrs Storage) | Solar | VIC | VIC | Western Victoria | VIC Medium | 100 | 100 | 0 | 0 | 6892.99 | 136 | 6 | 25 | 40 | 123.6 | 0 | 0 | 0 | 0 | 10 | 0
Solar Thermal (12hrs Storage) | Solar | VIC | VIC | South West Victoria | VIC Medium | 100 | 100 | 0 | 0 | 6892.99 | 212.6667 | 6 | 25 | 40 | 123.6 | 0 | 0 | 0 | 0 | 10 | 0
Solar Thermal (12hrs Storage) | Solar | VIC | VIC | Gippsland | VIC Low | 100 | 100 | 0 | 0 | 6693 | 176 | 6 | 25 | 40 | 120 | 0 | 0 | 0 | 0 | 10 | 0
Solar Thermal (12hrs Storage) | Solar | VIC | VIC | Central North Vic | VIC High | 100 | 100 | 0 | 0 | 7026.3167 | 282 | 6 | 25 | 40 | 123.6 | 0 | 0 | 0 | 0 | 10 | 0
Solar Thermal (12hrs Storage) | Solar | SA | SA | South East SA | SA Low | 100 | 100 | 0 | 0 | 6693 | 156.6667 | 6 | 25 | 40 | 120 | 0 | 0 | 0 | 0 | 10 | 0
Solar Thermal (12hrs Storage) | Solar | SA | SA | Riverland | SA Low | 100 | 100 | 0 | 0 | 6693 | 156.6667 | 6 | 25 | 40 | 120 | 0 | 0 | 0 | 0 | 10 | 0
Solar Thermal (12hrs Storage) | Solar | SA | SA | Mid-North SA | SA Low | 100 | 100 | 0 | 0 | 6693 | 229.3333 | 6 | 25 | 40 | 120 | 0 | 0 | 0 | 0 | 10 | 0
Solar Thermal (12hrs Storage) | Solar | SA | SA | Yorke Peninsula | SA Low | 100 | 100 | 0 | 0 | 6693 | 123.3333 | 6 | 25 | 40 | 120 | 0 | 0 | 0 | 0 | 10 | 0
Solar Thermal (12hrs Storage) | Solar | SA | SA | Northern SA | SA Medium | 100 | 100 | 0 | 0 | 7188.0734 | 229.3333 | 6 | 25 | 40 | 134.2574 | 0 | 0 | 0 | 0 | 10 | 0
Solar Thermal (12hrs Storage) | Solar | SA | SA | Leigh Creek | SA Medium | 100 | 100 | 0 | 0 | 7188.0734 | 156.6667 | 6 | 25 | 40 | 134.2574 | 0 | 0 | 0 | 0 | 10 | 0
Solar Thermal (12hrs Storage) | Solar | SA | SA | Roxby Downs | SA Medium | 100 | 100 | 0 | 0 | 7188.0734 | 262.6667 | 6 | 25 | 40 | 134.2574 | 0 | 0 | 0 | 0 | 10 | 0
Solar Thermal (12hrs Storage) | Solar | SA | SA | Eastern Eyre Peninsula | SA Medium | 100 | 100 | 0 | 0 | 7188.0734 | 262.6667 | 6 | 25 | 40 | 134.2574 | 0 | 0 | 0 | 0 | 10 | 0
Solar Thermal (12hrs Storage) | Solar | SA | SA | Western Eyre Peninsula | SA Medium | 100 | 100 | 0 | 0 | 7188.0734 | 156.6667 | 6 | 25 | 40 | 134.2574 | 0 | 0 | 0 | 0 | 10 | 0
Solar Thermal (12hrs Storage) | Solar | TAS | TAS | North East Tasmania | TAS Low | 100 | 100 | 0 | 0 | 6693 | 226.6667 | 6 | 25 | 40 | 120 | 0 | 0 | 0 | 0 | 10 | 0
Solar Thermal (12hrs Storage) | Solar | TAS | TAS | North West Tasmania | TAS Medium | 100 | 100 | 0 | 0 | 7114.3186 | 332.6667 | 6 | 25 | 40 | 130.2857 | 0 | 0 | 0 | 0 | 10 | 0
Solar Thermal (12hrs Storage) | Solar | TAS | TAS | Central Highlands | TAS Low | 100 | 100 | 0 | 0 | 6693 | 332.6667 | 6 | 25 | 40 | 120 | 0 | 0 | 0 | 0 | 10 | 0
Solar Thermal (12hrs Storage) | Solar | NSW | CNSW | New South Wales Non-REZ | NSW Medium | 100 | 100 | 0 | 0 | 7112.4706 | 106.6667 | 6 | 25 | 40 | 129.5575 | 0 | 0 | 0 | 0 | 10 | 0
Solar Thermal (12hrs Storage) | Solar | VIC | VIC | Victoria Non-REZ | VIC Medium | 100 | 100 | 0 | 0 | 6892.99 | 212.6667 | 6 | 25 | 40 | 123.6 | 0 | 0 | 0 | 0 | 10 | 0
Battery Storage (1hr storage) | NA | VIC | VIC | N/A | VIC Low | 100 | 100 | 0 | 0 | 790 | 100 | 1 | 20 | 20 | 5.77 | 0 | 0 | 0 | 0 | 0 | 0
Battery Storage (1hr storage) | NA | QLD | CNQ | N/A | QLD Low | 100 | 100 | 0 | 0 | 790 | 96.6667 | 1 | 20 | 20 | 5.77 | 0 | 0 | 0 | 0 | 0 | 0
Battery Storage (1hr storage) | NA | QLD | GG | N/A | QLD Low | 100 | 100 | 0 | 0 | 790 | 96.6667 | 1 | 20 | 20 | 5.77 | 0 | 0 | 0 | 0 | 0 | 0
Battery Storage (1hr storage) | NA | QLD | SQ | N/A | QLD Low | 100 | 100 | 0 | 0 | 790 | 96.6667 | 1 | 20 | 20 | 5.77 | 0 | 0 | 0 | 0 | 0 | 0
Battery Storage (1hr storage) | NA | NSW | NNSW | N/A | NSW Low | 100 | 100 | 0 | 0 | 790 | 72.5 | 1 | 20 | 20 | 5.77 | 0 | 0 | 0 | 0 | 0 | 0
Battery Storage (1hr storage) | NA | NSW | CNSW | N/A | NSW Low | 100 | 100 | 0 | 0 | 790 | 72.5 | 1 | 20 | 20 | 5.77 | 0 | 0 | 0 | 0 | 0 | 0
Battery Storage (1hr storage) | NA | NSW | SNW | N/A | NSW Low | 100 | 100 | 0 | 0 | 790 | 72.5 | 1 | 20 | 20 | 5.77 | 0 | 0 | 0 | 0 | 0 | 0
Battery Storage (1hr storage) | NA | NSW | SNSW | N/A | NSW Low | 100 | 100 | 0 | 0 | 790 | 72.5 | 1 | 20 | 20 | 5.77 | 0 | 0 | 0 | 0 | 0 | 0
Battery Storage (1hr storage) | NA | SA | SA | N/A | SA Low | 100 | 100 | 0 | 0 | 790 | 96.6667 | 1 | 20 | 20 | 5.77 | 0 | 0 | 0 | 0 | 0 | 0
Battery Storage (1hr storage) | NA | TAS | TAS | N/A | TAS Low | 100 | 100 | 0 | 0 | 790 | 100 | 1 | 20 | 20 | 5.77 | 0 | 0 | 0 | 0 | 0 | 0
Battery storage (2hrs storage) | NA | VIC | VIC | N/A | VIC Low | 100 | 100 | 0 | 0 | 1054 | 100 | 1 | 20 | 20 | 9.93 | 0 | 0 | 0 | 0 | 0 | 0
Battery Storage (2hrs storage) | NA | QLD | CNQ | N/A | QLD Low | 100 | 100 | 0 | 0 | 1054 | 96.6667 | 1 | 20 | 20 | 9.93 | 0 | 0 | 0 | 0 | 0 | 0
Battery Storage (2hrs storage) | NA | QLD | GG | N/A | QLD Low | 100 | 100 | 0 | 0 | 1054 | 96.6667 | 1 | 20 | 20 | 9.93 | 0 | 0 | 0 | 0 | 0 | 0
Battery Storage (2hrs storage) | NA | QLD | SQ | N/A | QLD Low | 100 | 100 | 0 | 0 | 1054 | 96.6667 | 1 | 20 | 20 | 9.93 | 0 | 0 | 0 | 0 | 0 | 0
Battery Storage (2hrs storage) | NA | NSW | NNSW | N/A | NSW Low | 100 | 100 | 0 | 0 | 1054 | 72.5 | 1 | 20 | 20 | 9.93 | 0 | 0 | 0 | 0 | 0 | 0
Battery Storage (2hrs storage) | NA | NSW | CNSW | N/A | NSW Low | 100 | 100 | 0 | 0 | 1054 | 72.5 | 1 | 20 | 20 | 9.93 | 0 | 0 | 0 | 0 | 0 | 0
Battery Storage (2hrs storage) | NA | NSW | SNW | N/A | NSW Low | 100 | 100 | 0 | 0 | 1054 | 72.5 | 1 | 20 | 20 | 9.93 | 0 | 0 | 0 | 0 | 0 | 0
Battery Storage (2hrs storage) | NA | NSW | SNSW | N/A | NSW Low | 100 | 100 | 0 | 0 | 1054 | 72.5 | 1 | 20 | 20 | 9.93 | 0 | 0 | 0 | 0 | 0 | 0
Battery Storage (2hrs storage) | NA | SA | SA | N/A | SA Low | 100 | 100 | 0 | 0 | 1054 | 96.6667 | 1 | 20 | 20 | 9.93 | 0 | 0 | 0 | 0 | 0 | 0
Battery Storage (2hrs storage) | NA | TAS | TAS | N/A | TAS Low | 100 | 100 | 0 | 0 | 1054 | 100 | 1 | 20 | 20 | 9.93 | 0 | 0 | 0 | 0 | 0 | 0
Battery Storage (4hrs storage) | NA | VIC | VIC | N/A | VIC Low | 100 | 100 | 0 | 0 | 1628 | 100 | 1 | 20 | 20 | 15.86 | 0 | 0 | 0 | 0 | 0 | 0
Battery Storage (4hrs storage) | NA | QLD | CNQ | N/A | QLD Low | 100 | 100 | 0 | 0 | 1628 | 96.6667 | 1 | 20 | 20 | 15.86 | 0 | 0 | 0 | 0 | 0 | 0
Battery Storage (4hrs storage) | NA | QLD | GG | N/A | QLD Low | 100 | 100 | 0 | 0 | 1628 | 96.6667 | 1 | 20 | 20 | 15.86 | 0 | 0 | 0 | 0 | 0 | 0
Battery Storage (4hrs storage) | NA | QLD | SQ | N/A | QLD Low | 100 | 100 | 0 | 0 | 1628 | 96.6667 | 1 | 20 | 20 | 15.86 | 0 | 0 | 0 | 0 | 0 | 0
Battery Storage (4hrs storage) | NA | NSW | NNSW | N/A | NSW Low | 100 | 100 | 0 | 0 | 1628 | 72.5 | 1 | 20 | 20 | 15.86 | 0 | 0 | 0 | 0 | 0 | 0
Battery Storage (4hrs storage) | NA | NSW | CNSW | N/A | NSW Low | 100 | 100 | 0 | 0 | 1628 | 72.5 | 1 | 20 | 20 | 15.86 | 0 | 0 | 0 | 0 | 0 | 0
Battery Storage (4hrs storage) | NA | NSW | SNW | N/A | NSW Low | 100 | 100 | 0 | 0 | 1628 | 72.5 | 1 | 20 | 20 | 15.86 | 0 | 0 | 0 | 0 | 0 | 0
Battery Storage (4hrs storage) | NA | NSW | SNSW | N/A | NSW Low | 100 | 100 | 0 | 0 | 1628 | 72.5 | 1 | 20 | 20 | 15.86 | 0 | 0 | 0 | 0 | 0 | 0
Battery Storage (4hrs storage) | NA | SA | SA | N/A | SA Low | 100 | 100 | 0 | 0 | 1628 | 96.6667 | 1 | 20 | 20 | 15.86 | 0 | 0 | 0 | 0 | 0 | 0
Battery Storage (4hrs storage) | NA | TAS | TAS | N/A | TAS Low | 100 | 100 | 0 | 0 | 1628 | 100 | 1 | 20 | 20 | 15.86 | 0 | 0 | 0 | 0 | 0 | 0
Battery Storage (8hrs storage) | NA | VIC | VIC | N/A | VIC Low | 100 | 100 | 0 | 0 | 2856 | 100 | 2 | 20 | 20 | 26.4 | 0 | 0 | 0 | 0 | 0 | 0
Battery Storage (8hrs storage) | NA | QLD | CNQ | N/A | QLD Low | 100 | 100 | 0 | 0 | 2856 | 96.6667 | 2 | 20 | 20 | 26.4 | 0 | 0 | 0 | 0 | 0 | 0
Battery Storage (8hrs storage) | NA | QLD | GG | N/A | QLD Low | 100 | 100 | 0 | 0 | 2856 | 96.6667 | 2 | 20 | 20 | 26.4 | 0 | 0 | 0 | 0 | 0 | 0
Battery Storage (8hrs storage) | NA | QLD | SQ | N/A | QLD Low | 100 | 100 | 0 | 0 | 2856 | 96.6667 | 2 | 20 | 20 | 26.4 | 0 | 0 | 0 | 0 | 0 | 0
Battery Storage (8hrs storage) | NA | NSW | NNSW | N/A | NSW Low | 100 | 100 | 0 | 0 | 2856 | 72.5 | 2 | 20 | 20 | 26.4 | 0 | 0 | 0 | 0 | 0 | 0
Battery Storage (8hrs storage) | NA | NSW | CNSW | N/A | NSW Low | 100 | 100 | 0 | 0 | 2856 | 72.5 | 2 | 20 | 20 | 26.4 | 0 | 0 | 0 | 0 | 0 | 0
Battery Storage (8hrs storage) | NA | NSW | SNW | N/A | NSW Low | 100 | 100 | 0 | 0 | 2856 | 72.5 | 2 | 20 | 20 | 26.4 | 0 | 0 | 0 | 0 | 0 | 0
Battery Storage (8hrs storage) | NA | NSW | SNSW | N/A | NSW Low | 100 | 100 | 0 | 0 | 2856 | 72.5 | 2 | 20 | 20 | 26.4 | 0 | 0 | 0 | 0 | 0 | 0
Battery Storage (8hrs storage) | NA | SA | SA | N/A | SA Low | 100 | 100 | 0 | 0 | 2856 | 96.6667 | 2 | 20 | 20 | 26.4 | 0 | 0 | 0 | 0 | 0 | 0
Battery Storage (8hrs storage) | NA | TAS | TAS | N/A | TAS Low | 100 | 100 | 0 | 0 | 2856 | 100 | 2 | 20 | 20 | 26.4 | 0 | 0 | 0 | 0 | 0 | 0
Wind | Wind | QLD | CNQ | Far North QLD | QLD Low | 100 | 100 | 0 | 0 | 1960 | 229.3333 | 2 | 25 | 30 | 25 | 0 | 0 | 0 | 0 | 0.11 | 0
Wind | Wind | QLD | CNQ | North Qld Clean Energy Hub | QLD Low | 100 | 100 | 0 | 0 | 1960 | 262.6667 | 2 | 25 | 30 | 25 | 0 | 0 | 0 | 0 | 0.11 | 0
Wind | Wind | QLD | CNQ | Northern Qld | QLD Low | 100 | 100 | 0 | 0 | 1960 | 229.3333 | 2 | 25 | 30 | 25 | 0 | 0 | 0 | 0 | 0.11 | 0
Wind | Wind | QLD | CNQ | Isaac | QLD Low | 100 | 100 | 0 | 0 | 1960 | 229.3333 | 2 | 25 | 30 | 25 | 0 | 0 | 0 | 0 | 0.11 | 0
Wind | Wind | QLD | CNQ | Barcaldine | QLD Medium | 100 | 100 | 0 | 0 | 2115.1944 | 156.6667 | 2 | 25 | 30 | 28.0374 | 0 | 0 | 0 | 0 | 0.11 | 0
Wind | Wind | QLD | CNQ | Fitzroy | QLD Low | 100 | 100 | 0 | 0 | 1960 | 123.3333 | 2 | 25 | 30 | 25 | 0 | 0 | 0 | 0 | 0.11 | 0
Wind | Wind | QLD | SQ | Wide Bay | QLD Low | 100 | 100 | 0 | 0 | 1960 | 123.3333 | 2 | 25 | 30 | 25 | 0 | 0 | 0 | 0 | 0.11 | 0
Wind | Wind | QLD | SQ | Darling Downs | QLD Low | 100 | 100 | 0 | 0 | 1960 | 123.3333 | 2 | 25 | 30 | 25 | 0 | 0 | 0 | 0 | 0.11 | 0
Wind | Wind | QLD | SQ | Banana | QLD Medium | 100 | 100 | 0 | 0 | 2115.1944 | 123.3333 | 2 | 25 | 30 | 28.0374 | 0 | 0 | 0 | 0 | 0.11 | 0
Wind | Wind | NSW | NNSW | North West NSW | NSW Medium | 100 | 100 | 0 | 0 | 2084.952 | 132.5 | 2 | 25 | 30 | 26.9912 | 0 | 0 | 0 | 0 | 0.11 | 0
Wind | Wind | NSW | NNSW | New England | NSW Low | 100 | 100 | 0 | 0 | 1960 | 132.5 | 2 | 25 | 30 | 25 | 0 | 0 | 0 | 0 | 0.11 | 0
Wind | Wind | NSW | CNSW | Central-West Orana | NSW Medium | 100 | 100 | 0 | 0 | 2084.952 | 132.5 | 2 | 25 | 30 | 26.9912 | 0 | 0 | 0 | 0 | 0.11 | 0
Wind | Wind | NSW | SNSW | Broken Hill | NSW High | 100 | 100 | 0 | 0 | 2209.904 | 176 | 2 | 25 | 30 | 29.2035 | 0 | 0 | 0 | 0 | 0.11 | 0
Wind | Wind | NSW | SNSW | South West NSW | NSW High | 100 | 100 | 0 | 0 | 2209.904 | 132.5 | 2 | 25 | 30 | 29.2035 | 0 | 0 | 0 | 0 | 0.11 | 0
Wind | Wind | NSW | SNSW | Wagga Wagga | NSW Medium | 100 | 100 | 0 | 0 | 2084.952 | 132.5 | 2 | 25 | 30 | 26.9912 | 0 | 0 | 0 | 0 | 0.11 | 0
Wind | Wind | NSW | SNSW | Tumut | NSW Medium | 100 | 100 | 0 | 0 | 2084.952 | 208.5 | 2 | 25 | 30 | 26.9912 | 0 | 0 | 0 | 0 | 0.11 | 0
Wind | Wind | NSW | SNSW | Cooma-Monaro | NSW Medium | 100 | 100 | 0 | 0 | 2084.952 | 102.5 | 2 | 25 | 30 | 26.9912 | 0 | 0 | 0 | 0 | 0.11 | 0
Wind | Wind | VIC | VIC | Ovens Murray | VIC Medium | 100 | 100 | 0 | 0 | 2017.2225 | 242 | 2 | 25 | 30 | 25.75 | 0 | 0 | 0 | 0 | 0.11 | 0
Wind | Wind | VIC | VIC | Murray River | VIC Medium | 100 | 100 | 0 | 0 | 2017.2225 | 242 | 2 | 25 | 30 | 26.25 | 0 | 0 | 0 | 0 | 0.11 | 0
Wind | Wind | VIC | VIC | Western Victoria | VIC Medium | 100 | 100 | 0 | 0 | 2017.2225 | 136 | 2 | 25 | 30 | 25.75 | 0 | 0 | 0 | 0 | 0.11 | 0
Wind | Wind | VIC | VIC | South West Victoria | VIC Medium | 100 | 100 | 0 | 0 | 2017.2225 | 212.6667 | 2 | 25 | 30 | 25.75 | 0 | 0 | 0 | 0 | 0.11 | 0
Wind | Wind | VIC | VIC | Gippsland | VIC Low | 100 | 100 | 0 | 0 | 1960 | 176 | 2 | 25 | 30 | 25 | 0 | 0 | 0 | 0 | 0.11 | 0
Wind | Wind | VIC | VIC | Central North Vic | VIC High | 100 | 100 | 0 | 0 | 2055.3709 | 282 | 2 | 25 | 30 | 25.75 | 0 | 0 | 0 | 0 | 0.11 | 0
Wind | Wind | SA | SA | South East SA | SA Low | 100 | 100 | 0 | 0 | 1960 | 156.6667 | 2 | 25 | 30 | 25 | 0 | 0 | 0 | 0 | 0.11 | 0
Wind | Wind | SA | SA | Riverland | SA Low | 100 | 100 | 0 | 0 | 1960 | 156.6667 | 2 | 25 | 30 | 25 | 0 | 0 | 0 | 0 | 0.11 | 0
Wind | Wind | SA | SA | Mid-North SA | SA Low | 100 | 100 | 0 | 0 | 1960 | 229.3333 | 2 | 25 | 30 | 25 | 0 | 0 | 0 | 0 | 0.11 | 0
Wind | Wind | SA | SA | Yorke Peninsula | SA Low | 100 | 100 | 0 | 0 | 1960 | 123.3333 | 2 | 25 | 30 | 25 | 0 | 0 | 0 | 0 | 0.11 | 0
Wind | Wind | SA | SA | Northern SA | SA Medium | 100 | 100 | 0 | 0 | 2110.9104 | 229.3333 | 2 | 25 | 30 | 27.9703 | 0 | 0 | 0 | 0 | 0.11 | 0
Wind | Wind | SA | SA | Leigh Creek | SA Medium | 100 | 100 | 0 | 0 | 2110.9104 | 156.6667 | 2 | 25 | 30 | 27.9703 | 0 | 0 | 0 | 0 | 0.11 | 0
Wind | Wind | SA | SA | Roxby Downs | SA Medium | 100 | 100 | 0 | 0 | 2110.9104 | 262.6667 | 2 | 25 | 30 | 27.9703 | 0 | 0 | 0 | 0 | 0.11 | 0
Wind | Wind | SA | SA | Eastern Eyre Peninsula | SA Medium | 100 | 100 | 0 | 0 | 2110.9104 | 262.6667 | 2 | 25 | 30 | 27.9703 | 0 | 0 | 0 | 0 | 0.11 | 0
Wind | Wind | SA | SA | Western Eyre Peninsula | SA Medium | 100 | 100 | 0 | 0 | 2110.9104 | 156.6667 | 2 | 25 | 30 | 27.9703 | 0 | 0 | 0 | 0 | 0.11 | 0
Wind | Wind | TAS | TAS | North East Tasmania | TAS Low | 100 | 100 | 0 | 0 | 1960 | 226.6667 | 2 | 25 | 30 | 25 | 0 | 0 | 0 | 0 | 0.11 | 0
Wind | Wind | TAS | TAS | North West Tasmania | TAS Medium | 100 | 100 | 0 | 0 | 2085.5865 | 332.6667 | 2 | 25 | 30 | 27.1429 | 0 | 0 | 0 | 0 | 0.11 | 0
Wind | Wind | TAS | TAS | Central Highlands | TAS Low | 100 | 100 | 0 | 0 | 1960 | 332.6667 | 2 | 25 | 30 | 25 | 0 | 0 | 0 | 0 | 0.11 | 0
Wind | Wind | NSW | CNSW | New South Wales Non-REZ | NSW Medium | 100 | 100 | 0 | 0 | 2084.952 | 106.6667 | 2 | 25 | 30 | 26.9912 | 0 | 0 | 0 | 0 | 0.11 | 0
Wind | Wind | VIC | VIC | Victoria Non-REZ | VIC Medium | 100 | 100 | 0 | 0 | 2017.2225 | 212.6667 | 2 | 25 | 30 | 25.75 | 0 | 0 | 0 | 0 | 0.11 | 0
Wind - offshore | Wind | NSW | SNW | Hunter Coast | NSW Low | 100 | 100 | 0 | 0 | 4649 | 0 | 9 | 25 | 35 | 149.9 | 0 | 0 | 0 | 0 | 0.11 | 0
Wind - offshore | Wind | NSW | SNW | Illawarra Coast | NSW Low | 100 | 100 | 0 | 0 | 4649 | 0 | 9 | 25 | 35 | 149.9 | 0 | 0 | 0 | 0 | 0.11 | 0
Wind - offshore | Wind | VIC | VIC | Gippsland Coast | VIC Low | 100 | 100 | 0 | 0 | 4649 | 0 | 9 | 25 | 35 | 149.9 | 0 | 0 | 0 | 0 | 0.11 | 0
Wind - offshore | Wind | TAS | TAS | North West Tasmania Coast | TAS Low | 100 | 100 | 0 | 0 | 4649 | 0 | 9 | 25 | 35 | 149.9 | 0 | 0 | 0 | 0 | 0.11 | 0
Wind - offshore | Wind | VIC | VIC | Portland Coast | VIC Low | 100 | 100 | 0 | 0 | 4649 | 0 | 9 | 25 | 35 | 149.9 | 0 | 0 | 0 | 0 | 0.11 | 0
Wind - offshore | Wind | SA | SA | South East SA Coast | SA Low | 100 | 100 | 0 | 0 | 4649 | 0 | 9 | 25 | 35 | 149.9 | 0 | 0 | 0 | 0 | 0.11 | 0
Pumped Hydro (8hrs storage) | Water | VIC | VIC | N/A | VIC | 100 | 100 | 0.27397 | 1 | 2520.3901 | 0 | 6 | 40 | 50 | 16.79 | 0 | 0 | 0 | 0 | 0.5 | 0
Pumped Hydro (8hrs storage) | Water | QLD | CNQ | N/A | CNQ | 100 | 100 | 0.27397 | 1 | 2546.5895 | 0 | 6 | 40 | 50 | 16.79 | 0 | 0 | 0 | 0 | 0.5 | 0
Pumped Hydro (8hrs storage) | Water | QLD | GG | N/A | GG | 100 | 100 | 0.27397 | 1 | 0 | 0 | 6 | 40 | 50 | 16.79 | 0 | 0 | 0 | 0 | 0.5 | 0
Pumped Hydro (8hrs storage) | Water | QLD | SQ | N/A | SQ | 100 | 100 | 0.27397 | 1 | 2808.5843 | 0 | 6 | 40 | 50 | 16.79 | 0 | 0 | 0 | 0 | 0.5 | 0
Pumped Hydro (8hrs storage) | Water | NSW | NNSW | N/A | NNSW | 100 | 100 | 0.27397 | 1 | 2221.716 | 0 | 6 | 40 | 50 | 16.79 | 0 | 0 | 0 | 0 | 0.5 | 0
Pumped Hydro (8hrs storage) | Water | NSW | CNSW | N/A | CNSW | 100 | 100 | 0.27397 | 1 | 2583.2688 | 0 | 6 | 40 | 50 | 16.79 | 0 | 0 | 0 | 0 | 0.5 | 0
Pumped Hydro (8hrs storage) | Water | NSW | SNW | N/A | SNW | 100 | 100 | 0.27397 | 1 | 0 | 0 | 6 | 40 | 50 | 16.79 | 0 | 0 | 0 | 0 | 0.5 | 0
Pumped Hydro (8hrs storage) | Water | NSW | SNSW | N/A | SNSW | 100 | 100 | 0.27397 | 1 | 2630.4279 | 0 | 6 | 40 | 50 | 16.79 | 0 | 0 | 0 | 0 | 0.5 | 0
Pumped Hydro (8hrs storage) | Water | SA | SA | N/A | SA | 100 | 100 | 0.27397 | 1 | 3405.9325 | 0 | 6 | 40 | 50 | 16.79 | 0 | 0 | 0 | 0 | 0.5 | 0
Pumped Hydro (8hrs storage) | Water | TAS | TAS | N/A | TAS | 100 | 100 | 0.27397 | 1 | 1886.3626 | 0 | 6 | 40 | 50 | 16.79 | 0 | 0 | 0 | 0 | 0.5 | 0
Pumped Hydro (24hrs storage) | Water | VIC | VIC | N/A | VIC | 100 | 100 | 0.27397 | 1 | 3537.0146 | 0 | 6 | 40 | 50 | 16.79 | 0 | 0 | 0 | 0 | 0.5 | 0
Pumped Hydro (24hrs storage) | Water | QLD | CNQ | N/A | CNQ | 100 | 100 | 0.27397 | 1 | 3112.5729 | 0 | 6 | 40 | 50 | 16.79 | 0 | 0 | 0 | 0 | 0.5 | 0
Pumped Hydro (24hrs storage) | Water | QLD | GG | N/A | GG | 100 | 100 | 0.27397 | 1 | 0 | 0 | 6 | 40 | 50 | 16.79 | 0 | 0 | 0 | 0 | 0.5 | 0
Pumped Hydro (24hrs storage) | Water | QLD | SQ | N/A | SQ | 100 | 100 | 0.27397 | 1 | 3411.2541 | 0 | 6 | 40 | 50 | 16.79 | 0 | 0 | 0 | 0 | 0.5 | 0
Pumped Hydro (24hrs storage) | Water | NSW | NNSW | N/A | NNSW | 100 | 100 | 0.27397 | 1 | 2908.212 | 0 | 6 | 40 | 50 | 16.79 | 0 | 0 | 0 | 0 | 0.5 | 0
Pumped Hydro (24hrs storage) | Water | NSW | CNSW | N/A | CNSW | 100 | 100 | 0.27397 | 1 | 3819.9758 | 0 | 6 | 40 | 50 | 16.79 | 0 | 0 | 0 | 0 | 0.5 | 0
Pumped Hydro (24hrs storage) | Water | NSW | SNW | N/A | SNW | 100 | 100 | 0.27397 | 1 | 0 | 0 | 6 | 40 | 50 | 16.79 | 0 | 0 | 0 | 0 | 0.5 | 0
Pumped Hydro (24hrs storage) | Water | NSW | SNSW | N/A | SNSW | 100 | 100 | 0.27397 | 1 | 3552.7347 | 0 | 6 | 40 | 50 | 16.79 | 0 | 0 | 0 | 0 | 0.5 | 0
Pumped Hydro (24hrs storage) | Water | SA | SA | N/A | SA | 100 | 100 | 0.27397 | 1 | 5895.0244 | 0 | 6 | 40 | 50 | 16.79 | 0 | 0 | 0 | 0 | 0.5 | 0
Pumped Hydro (24hrs storage) | Water | TAS | TAS | N/A | TAS | 100 | 100 | 0.27397 | 1 | 2185.089 | 0 | 6 | 40 | 50 | 16.79 | 0 | 0 | 0 | 0 | 0.5 | 0
Pumped Hydro (48hrs storage) | Water | VIC | VIC | N/A | VIC | 100 | 100 | 0.27397 | 1 | 5313.3956 | 0 | 6 | 40 | 50 | 16.79 | 0 | 0 | 0 | 0 | 0.5 | 0
Pumped Hydro (48hrs storage) | Water | QLD | CNQ | N/A | CNQ | 100 | 100 | 0.27397 | 1 | 4590.2708 | 0 | 6 | 40 | 50 | 16.79 | 0 | 0 | 0 | 0 | 0.5 | 0
Pumped Hydro (48hrs storage) | Water | QLD | GG | N/A | GG | 100 | 100 | 0.27397 | 1 | 0 | 0 | 6 | 40 | 50 | 16.79 | 0 | 0 | 0 | 0 | 0.5 | 0
Pumped Hydro (48hrs storage) | Water | QLD | SQ | N/A | SQ | 100 | 100 | 0.27397 | 1 | 4653.1512 | 0 | 6 | 40 | 50 | 16.79 | 0 | 0 | 0 | 0 | 0.5 | 0
Pumped Hydro (48hrs storage) | Water | NSW | NNSW | N/A | NNSW | 100 | 100 | 0.27397 | 1 | 3316.9422 | 0 | 6 | 40 | 50 | 16.79 | 0 | 0 | 0 | 0 | 0.5 | 0
Pumped Hydro (48hrs storage) | Water | NSW | CNSW | N/A | CNSW | 100 | 100 | 0.27397 | 1 | 5957.9199 | 0 | 6 | 40 | 50 | 16.79 | 0 | 0 | 0 | 0 | 0.5 | 0
Pumped Hydro (48hrs storage) | Water | NSW | SNW | N/A | SNW | 100 | 100 | 0.27397 | 1 | 0 | 0 | 6 | 40 | 50 | 16.79 | 0 | 0 | 0 | 0 | 0.5 | 0
Pumped Hydro (48hrs storage) | Water | NSW | SNSW | N/A | SNSW | 100 | 100 | 0.27397 | 1 | 4841.7925 | 0 | 6 | 40 | 50 | 16.79 | 0 | 0 | 0 | 0 | 0.5 | 0
Pumped Hydro (48hrs storage) | Water | TAS | TAS | N/A | TAS | 100 | 100 | 0.27397 | 1 | 2468.0565 | 0 | 6 | 40 | 50 | 16.79 | 0 | 0 | 0 | 0 | 0.5 | 0
BOTN - Cethana | Water | TAS | TAS | N/A | TAS | 100 | 100 | 0.27397 | 1 | 2185.089 | 0 | 6 | 40 | 50 | 18.2291 | 0 | 0 | 0 | 0 | 0.5 | 0
Hydrogen reciprocating engines | Hydrogen | QLD | CNQ | N/A | QLD Low | 100 | 100 | 0.73973 | 2.7 | 1989 | 103.3333 | 4 | 25 | 40 | 33 | 7.6 | 11.7031 | 0 | 0 | 4
Hydrogen reciprocating engines | Hydrogen | QLD | GG | N/A | QLD Low | 100 | 100 | 0.73973 | 2.7 | 1989 | 103.3333 | 4 | 25 | 40 | 33 | 7.6 | 11.7031 | 0 | 0 | 4
Hydrogen reciprocating engines | Hydrogen | QLD | SQ | N/A | QLD Low | 100 | 100 | 0.73973 | 2.7 | 1989 | 103.3333 | 4 | 25 | 40 | 33 | 7.6 | 11.7031 | 0 | 0 | 4
Hydrogen reciprocating engines | Hydrogen | NSW | NNSW | N/A | NSW Low | 100 | 100 | 0.73973 | 2.7 | 1989 | 80 | 4 | 25 | 40 | 33 | 7.6 | 11.7031 | 0 | 0 | 4
Hydrogen reciprocating engines | Hydrogen | NSW | CNSW | N/A | NSW Low | 100 | 100 | 0.73973 | 2.7 | 1989 | 80 | 4 | 25 | 40 | 33 | 7.6 | 11.7031 | 0 | 0 | 4
Hydrogen reciprocating engines | Hydrogen | NSW | SNW | N/A | NSW Low | 100 | 100 | 0.73973 | 2.7 | 1989 | 80 | 4 | 25 | 40 | 33 | 7.6 | 11.7031 | 0 | 0 | 4
Hydrogen reciprocating engines | Hydrogen | NSW | SNSW | N/A | NSW Low | 100 | 100 | 0.73973 | 2.7 | 1989 | 80 | 4 | 25 | 40 | 33 | 7.6 | 11.7031 | 0 | 0 | 4
Hydrogen reciprocating engines | Hydrogen | VIC | VIC | N/A | VIC Low | 100 | 100 | 0.73973 | 2.7 | 1989 | 108 | 4 | 25 | 40 | 33 | 7.6 | 11.7031 | 0 | 0 | 4
Hydrogen reciprocating engines | Hydrogen | SA | SA | N/A | SA Low | 100 | 100 | 0.73973 | 2.7 | 1989 | 103.3333 | 4 | 25 | 40 | 33 | 7.6 | 11.7031 | 0 | 0 | 4
Hydrogen reciprocating engines | Hydrogen | TAS | TAS | N/A | TAS Low | 100 | 100 | 0.73973 | 2.7 | 1989 | 108 | 4 | 25 | 40 | 33 | 7.6 | 11.7031 | 0 | 0 | 4
Note:
1. The connection cost for offshore wind has been included in the build cost of offshore wind candidates.

## Fuel Price Summary
Go to Assumptions Summary
Fuel Price ($/GJ) | [7 empty] | Slow Change |  | Progressive Change |  | Step Change |  | Hydrogen Export
Fuel prices for existing, committed, anticipated and new entrant generators for the selected scenario. |  |  |  |  | Gas price scenario |  |  | Slow Change |  | Net Zero |  | Step Change |  | Hydrogen Superpower
[5 empty] | Coal and biomass price scenario |  |  | High Price |  | Central |  | Low Price |  | Low Price
[5 empty] | Hydrogen price scenario |  |  | - |  | - |  | - |  | Hydrogen Export
Scenario | Slow Change |  |  |  | Low gas price sensitivity |  |  | Lowest Trajectory |  | Lowest Trajectory |  | Lowest Trajectory |  | Lowest Trajectory
Gas price scenario | Slow Change
Coal price scenario | High Price
Hydrogen price scenario | -
Existing generators
Generator | Region | 2021-22 | 2022-23 | 2023-24 | 2024-25 | 2025-26 | 2026-27 | 2027-28 | 2028-29 | 2029-30 | 2030-31 | 2031-32 | 2032-33 | 2033-34 | 2034-35 | 2035-36 | 2036-37 | 2037-38 | 2038-39 | 2039-40 | 2040-41 | 2041-42 | 2042-43 | 2043-44 | 2044-45 | 2045-46 | 2046-47 | 2047-48 | 2048-49 | 2049-50
Bayswater | NSW | 1.7926 | 1.8014 | 1.8238 | 1.7808 | 1.7449 | 1.7062 | 2.6404 | 3.6395 | 3.6667 | 3.6641 | 3.6579 | 3.6547 | 3.6514 | 3.6295 | 3.6104 | 3.5866 | 3.5682 | 3.5501 | 3.5501 | 3.5501 | 3.5501 | 3.5501 | 3.5501 | 3.5501 | 3.5501 | 3.5501 | 3.5501 | 3.5501 | 3.5501
Eraring | NSW | 3.6671 | 4.0087 | 4.0663 | 3.9925 | 3.9331 | 3.9041 | 3.9065 | 3.914 | 3.9277 | 3.925 | 3.9186 | 3.9154 | 3.9115 | 3.887 | 3.8656 | 3.839 | 3.8184 | 3.7981 | 3.7512 | 3.7279 | 3.7279 | 3.7279 | 3.7279 | 3.7279 | 3.7279 | 3.7279 | 3.7279 | 3.7279 | 3.7279
Liddell | NSW | 1.7926 | 1.8014 | 1.8238 | 1.7808 | 1.7449 | 1.7062 | 2.6404 | 3.6395 | 3.6667 | 3.6641 | 3.6579 | 3.6547 | 3.6514 | 3.6295 | 3.6104 | 3.5866 | 3.5682 | 3.5501 | 3.5501 | 3.5501 | 3.5501 | 3.5501 | 3.5501 | 3.5501 | 3.5501 | 3.5501 | 3.5501 | 3.5501 | 3.5501
Mt Piper | NSW | 3.6671 | 4.0087 | 4.0663 | 3.9925 | 3.9331 | 3.9041 | 3.9065 | 3.914 | 3.9277 | 3.925 | 3.9186 | 3.9154 | 3.9115 | 3.887 | 3.8656 | 3.839 | 3.8184 | 3.7981 | 3.7512 | 3.7279 | 3.7279 | 3.7279 | 3.7279 | 3.7279 | 3.7279 | 3.7279 | 3.7279 | 3.7279 | 3.7279
Vales Point B | NSW | 3.2375 | 3.4027 | 3.4453 | 3.428 | 3.4 | 3.3713 | 3.363 | 3.3667 | 3.3736 | 3.3723 | 3.3691 | 3.3674 | 3.3655 | 3.3531 | 3.3423 | 3.3289 | 3.3185 | 3.3082 | 3.2846 | 3.2729 | 3.2729 | 3.2729 | 3.2729 | 3.2729 | 3.2729 | 3.2729 | 3.2729 | 3.2729 | 3.2729
Callide B | QLD | 2.0328 | 2.0338 | 2.0437 | 2.0497 | 2.0504 | 2.051 | 2.0517 | 2.0523 | 2.053 | 2.0537 | 2.0543 | 2.055 | 2.0553 | 2.0553 | 2.0553 | 2.0553 | 2.0553 | 2.0553 | 2.0553 | 2.0553 | 2.0553 | 2.1487 | 2.1487 | 2.1487 | 2.1487 | 2.1487 | 2.1487 | 2.1487 | 2.1487
Callide C | QLD | 2.0328 | 2.0338 | 2.0437 | 2.0497 | 2.0504 | 2.051 | 2.0517 | 2.0523 | 2.053 | 2.0537 | 2.0543 | 2.055 | 2.0553 | 2.0553 | 2.0553 | 2.0553 | 2.0553 | 2.0553 | 2.0553 | 2.0553 | 2.0553 | 2.1487 | 2.1487 | 2.1487 | 2.1487 | 2.1487 | 2.1487 | 2.1487 | 2.1487
Gladstone | QLD | 2.7358 | 2.7872 | 2.7776 | 2.8077 | 2.8379 | 2.8737 | 2.9134 | 2.9487 | 2.9822 | 2.9972 | 2.9925 | 2.9901 | 2.9873 | 2.9694 | 2.9537 | 2.9343 | 2.9192 | 2.9044 | 2.8702 | 2.8531 | 2.8531 | 2.8531 | 2.8531 | 2.8531 | 2.8531 | 2.8531 | 2.8531 | 2.8531 | 2.8531
Kogan Creek | QLD | 1.3708 | 1.3797 | 1.3834 | 1.3899 | 1.3976 | 1.4053 | 1.4178 | 1.4262 | 1.4262 | 1.4262 | 1.4262 | 1.4262 | 1.4262 | 1.4262 | 1.4262 | 1.4262 | 1.4262 | 1.4262 | 1.4262 | 1.4262 | 1.4262 | 1.4262 | 1.4262 | 1.4262 | 1.4262 | 1.4262 | 1.4262 | 1.4262 | 1.4262
Millmerran | QLD | 1.2529 | 1.2623 | 1.2613 | 1.2695 | 1.2796 | 1.2901 | 1.304 | 1.3034 | 1.2955 | 1.2967 | 1.2972 | 1.2976 | 1.2974 | 1.2974 | 1.2974 | 1.2974 | 1.2974 | 1.2974 | 1.2974 | 1.2974 | 1.2974 | 1.2974 | 1.2974 | 1.2974 | 1.2974 | 1.2974 | 1.2974 | 1.2974 | 1.2974
Stanwell | QLD | 2.4732 | 2.5075 | 2.5154 | 2.5185 | 2.5955 | 2.8963 | 3.1103 | 3.1012 | 3.1144 | 3.1204 | 3.1022 | 3.0832 | 3.0716 | 3.0532 | 3.0391 | 3.0391 | 3.0391 | 3.0391 | 3.0391 | 3.0391 | 3.0391 | 3.0391 | 3.0391 | 3.0391 | 3.0391 | 3.0391 | 3.0391 | 3.0391 | 3.0391
Tarong | QLD | 2.6313 | 2.6555 | 2.6668 | 2.6754 | 2.6755 | 2.6755 | 2.6796 | 2.682 | 2.682 | 2.682 | 2.682 | 2.682 | 2.682 | 2.682 | 2.682 | 2.682 | 2.682 | 2.682 | 2.682 | 2.682 | 2.682 | 2.682 | 2.682 | 2.682 | 2.682 | 2.682 | 2.682 | 2.682 | 2.682
Tarong North | QLD | 2.6313 | 2.6555 | 2.6668 | 2.6754 | 2.6755 | 2.6755 | 2.6796 | 2.682 | 2.682 | 2.682 | 2.682 | 2.682 | 2.682 | 2.682 | 2.682 | 2.682 | 2.682 | 2.682 | 2.682 | 2.682 | 2.682 | 2.682 | 2.682 | 2.682 | 2.682 | 2.682 | 2.682 | 2.682 | 2.682
Loy Yang A Power Station | VIC | 0.66902 | 0.66902 | 0.66902 | 0.66902 | 0.66902 | 0.66902 | 0.66902 | 0.66902 | 0.66902 | 0.66902 | 0.66902 | 0.66902 | 0.66902 | 0.66902 | 0.66902 | 0.66902 | 0.66902 | 0.66902 | 0.66902 | 0.66902 | 0.66902 | 0.66902 | 0.66902 | 0.66902 | 0.66902 | 0.66902 | 0.66902 | 0.66902 | 0.66902
Loy Yang B | VIC | 0.66902 | 0.66902 | 0.66902 | 0.66902 | 0.66902 | 0.66902 | 0.66902 | 0.66902 | 0.66902 | 0.66902 | 0.66902 | 0.66902 | 0.66902 | 0.66902 | 0.66902 | 0.66902 | 0.66902 | 0.66902 | 0.66902 | 0.66902 | 0.66902 | 0.66902 | 0.66902 | 0.66902 | 0.66902 | 0.66902 | 0.66902 | 0.66902 | 0.66902
Yallourn W | VIC | 0.6624 | 0.6624 | 0.6624 | 0.6624 | 0.6624 | 0.6624 | 0.6624 | 0.6624 | 0.6624 | 0.6624 | 0.6624 | 0.6624 | 0.6624 | 0.6624 | 0.6624 | 0.6624 | 0.6624 | 0.6624 | 0.6624 | 0.6624 | 0.6624 | 0.6624 | 0.6624 | 0.6624 | 0.6624 | 0.6624 | 0.6624 | 0.6624 | 0.6624
Tallawarra | NSW | 14.11 | 14.91 | 15.52 | 15.6 | 15.08 | 15.02 | 15.07 | 15.22 | 15.44 | 15.31 | 15.01 | 14.83 | 14.91 | 14.92 | 15.08 | 15.26 | 15.35 | 15.34 | 15.31 | 15.31 | 15.37 | 15.55 | 15.81 | 15.99 | 16.01 | 16 | 16.1 | 16.26 | 16.38
Condamine A | QLD | 10.99 | 10.98 | 10.78 | 10.63 | 10.41 | 10.49 | 10.67 | 10.9 | 11.06 | 10.85 | 10.41 | 10.12 | 10.27 | 10.57 | 10.82 | 10.92 | 11.05 | 11.14 | 11.19 | 11.18 | 11.13 | 11.16 | 11.24 | 11.27 | 11.23 | 11.19 | 11.21 | 11.24 | 11.25
Darling Downs | QLD | 9.69 | 9.68 | 9.48 | 9.33 | 9.11 | 9.19 | 9.37 | 9.6 | 9.76 | 9.55 | 9.11 | 8.82 | 8.97 | 9.27 | 9.52 | 9.62 | 9.75 | 9.84 | 9.89 | 9.88 | 9.83 | 9.86 | 9.94 | 9.97 | 9.93 | 9.89 | 9.91 | 9.94 | 9.95
Swanbank E GT | QLD | 10.99 | 10.98 | 10.78 | 10.63 | 10.41 | 10.49 | 10.67 | 10.9 | 11.06 | 10.85 | 10.41 | 10.12 | 10.27 | 10.57 | 10.82 | 10.92 | 11.05 | 11.14 | 11.19 | 11.18 | 11.13 | 11.16 | 11.24 | 11.27 | 11.23 | 11.19 | 11.21 | 11.24 | 11.25
Yabulu PS | QLD | 10.58 | 10.82 | 10.81 | 10.73 | 10.78 | 10.99 | 11.44 | 11.95 | 12.26 | 12.18 | 11.78 | 11.57 | 11.92 | 12.67 | 13.21 | 13.47 | 13.76 | 14.03 | 14.24 | 14.39 | 14.46 | 14.6 | 14.87 | 15.14 | 15.32 | 15.47 | 15.66 | 15.86 | 16.04
Yabulu Steam Turbine | QLD | 10.58 | 10.82 | 10.81 | 10.73 | 10.78 | 10.99 | 11.44 | 11.95 | 12.26 | 12.18 | 11.78 | 11.57 | 11.92 | 12.67 | 13.21 | 13.47 | 13.76 | 14.03 | 14.24 | 14.39 | 14.46 | 14.6 | 14.87 | 15.14 | 15.32 | 15.47 | 15.66 | 15.86 | 16.04
Yarwun Cogen | QLD | 10.58 | 10.82 | 10.81 | 10.73 | 10.78 | 10.99 | 11.44 | 11.95 | 12.26 | 12.18 | 11.78 | 11.57 | 11.92 | 12.67 | 13.21 | 13.47 | 13.76 | 14.03 | 14.24 | 14.39 | 14.46 | 14.6 | 14.87 | 15.14 | 15.32 | 15.47 | 15.66 | 15.86 | 16.04
Osborne | SA | 12.49 | 12.58 | 12.67 | 12.7 | 12.3 | 12.18 | 12.05 | 12.07 | 12.28 | 12.39 | 12.45 | 12.45 | 12.46 | 12.3 | 12.37 | 12.48 | 12.48 | 12.44 | 12.46 | 12.48 | 12.51 | 12.65 | 12.9 | 13.11 | 13.14 | 13.08 | 13.09 | 13.24 | 13.44
Pelican Point | SA | 12.69 | 12.78 | 12.87 | 12.9 | 12.5 | 12.38 | 12.25 | 12.27 | 12.48 | 12.59 | 12.65 | 12.65 | 12.66 | 12.5 | 12.57 | 12.68 | 12.68 | 12.64 | 12.66 | 12.68 | 12.71 | 12.85 | 13.1 | 13.31 | 13.34 | 13.28 | 13.29 | 13.44 | 13.64
Tamar Valley Combined Cycle | TAS | 14.88 | 15.94 | 16.72 | 17.11 | 17.07 | 17.39 | 17.94 | 18.63 | 19.48 | 19.98 | 20.04 | 19.92 | 19.94 | 19.89 | 20.44 | 21.39 | 21.89 | 21.79 | 21.56 | 21.47 | 21.68 | 22.21 | 22.85 | 23.2 | 23.34 | 23.58 | 24.72 | 26.09 | 27.21
Colongra | NSW | 14.56 | 15.36 | 15.97 | 16.05 | 15.53 | 15.47 | 15.52 | 15.67 | 15.89 | 15.76 | 15.46 | 15.28 | 15.36 | 15.37 | 15.53 | 15.71 | 15.8 | 15.79 | 15.76 | 15.76 | 15.82 | 16 | 16.26 | 16.44 | 16.46 | 16.45 | 16.55 | 16.71 | 16.83
Smithfield Energy Facility | NSW | 14.56 | 15.36 | 15.97 | 16.05 | 15.53 | 15.47 | 15.52 | 15.67 | 15.89 | 15.76 | 15.46 | 15.28 | 15.36 | 15.37 | 15.53 | 15.71 | 15.8 | 15.79 | 15.76 | 15.76 | 15.82 | 16 | 16.26 | 16.44 | 16.46 | 16.45 | 16.55 | 16.71 | 16.83
Uranquinty | NSW | 14.16 | 14.96 | 15.57 | 15.65 | 15.13 | 15.07 | 15.12 | 15.27 | 15.49 | 15.36 | 15.06 | 14.88 | 14.96 | 14.97 | 15.13 | 15.31 | 15.4 | 15.39 | 15.36 | 15.36 | 15.42 | 15.6 | 15.86 | 16.04 | 16.06 | 16.05 | 16.15 | 16.31 | 16.43
Barcaldine Power Station | QLD | 10.99 | 10.98 | 10.78 | 10.63 | 10.41 | 10.49 | 10.67 | 10.9 | 11.06 | 10.85 | 10.41 | 10.12 | 10.27 | 10.57 | 10.82 | 10.92 | 11.05 | 11.14 | 11.19 | 11.18 | 11.13 | 11.16 | 11.24 | 11.27 | 11.23 | 11.19 | 11.21 | 11.24 | 11.25
Braemar | QLD | 10.99 | 10.98 | 10.78 | 10.63 | 10.41 | 10.49 | 10.67 | 10.9 | 11.06 | 10.85 | 10.41 | 10.12 | 10.27 | 10.57 | 10.82 | 10.92 | 11.05 | 11.14 | 11.19 | 11.18 | 11.13 | 11.16 | 11.24 | 11.27 | 11.23 | 11.19 | 11.21 | 11.24 | 11.25
Braemar 2 Power Station | QLD | 10.99 | 10.98 | 10.78 | 10.63 | 10.41 | 10.49 | 10.67 | 10.9 | 11.06 | 10.85 | 10.41 | 10.12 | 10.27 | 10.57 | 10.82 | 10.92 | 11.05 | 11.14 | 11.19 | 11.18 | 11.13 | 11.16 | 11.24 | 11.27 | 11.23 | 11.19 | 11.21 | 11.24 | 11.25
Mt Stuart | QLD | 0 | 0 | 0 | 0 | 0 | 0 | 0 | 0 | 0 | 0 | 0 | 0 | 0 | 0 | 0 | 0 | 0 | 0 | 0 | 0 | 0 | 0 | 0 | 0 | 0 | 0 | 0 | 0 | 0
Oakey Power Station | QLD | 10.99 | 10.98 | 10.78 | 10.63 | 10.41 | 10.49 | 10.67 | 10.9 | 11.06 | 10.85 | 10.41 | 10.12 | 10.27 | 10.57 | 10.82 | 10.92 | 11.05 | 11.14 | 11.19 | 11.18 | 11.13 | 11.16 | 11.24 | 11.27 | 11.23 | 11.19 | 11.21 | 11.24 | 11.25
Roma | QLD | 10.99 | 10.98 | 10.78 | 10.63 | 10.41 | 10.49 | 10.67 | 10.9 | 11.06 | 10.85 | 10.41 | 10.12 | 10.27 | 10.57 | 10.82 | 10.92 | 11.05 | 11.14 | 11.19 | 11.18 | 11.13 | 11.16 | 11.24 | 11.27 | 11.23 | 11.19 | 11.21 | 11.24 | 11.25
Port Lincoln GT | SA | 0 | 0 | 0 | 0 | 0 | 0 | 0 | 0 | 0 | 0 | 0 | 0 | 0 | 0 | 0 | 0 | 0 | 0 | 0 | 0 | 0 | 0 | 0 | 0 | 0 | 0 | 0 | 0 | 0
Snuggery | SA | 0 | 0 | 0 | 0 | 0 | 0 | 0 | 0 | 0 | 0 | 0 | 0 | 0 | 0 | 0 | 0 | 0 | 0 | 0 | 0 | 0 | 0 | 0 | 0 | 0 | 0 | 0 | 0 | 0
Dry Creek GT | SA | 12.69 | 12.78 | 12.87 | 12.9 | 12.5 | 12.38 | 12.25 | 12.27 | 12.48 | 12.59 | 12.65 | 12.65 | 12.66 | 12.5 | 12.57 | 12.68 | 12.68 | 12.64 | 12.66 | 12.68 | 12.71 | 12.85 | 13.1 | 13.31 | 13.34 | 13.28 | 13.29 | 13.44 | 13.64
Hallett GT | SA | 12.69 | 12.78 | 12.87 | 12.9 | 12.5 | 12.38 | 12.25 | 12.27 | 12.48 | 12.59 | 12.65 | 12.65 | 12.66 | 12.5 | 12.57 | 12.68 | 12.68 | 12.64 | 12.66 | 12.68 | 12.71 | 12.85 | 13.1 | 13.31 | 13.34 | 13.28 | 13.29 | 13.44 | 13.64
Ladbroke Grove | SA | 12.69 | 12.78 | 12.87 | 12.9 | 12.5 | 12.38 | 12.25 | 12.27 | 12.48 | 12.59 | 12.65 | 12.65 | 12.66 | 12.5 | 12.57 | 12.68 | 12.68 | 12.64 | 12.66 | 12.68 | 12.71 | 12.85 | 13.1 | 13.31 | 13.34 | 13.28 | 13.29 | 13.44 | 13.64
Mintaro GT | SA | 12.69 | 12.78 | 12.87 | 12.9 | 12.5 | 12.38 | 12.25 | 12.27 | 12.48 | 12.59 | 12.65 | 12.65 | 12.66 | 12.5 | 12.57 | 12.68 | 12.68 | 12.64 | 12.66 | 12.68 | 12.71 | 12.85 | 13.1 | 13.31 | 13.34 | 13.28 | 13.29 | 13.44 | 13.64
Quarantine | SA | 12.69 | 12.78 | 12.87 | 12.9 | 12.5 | 12.38 | 12.25 | 12.27 | 12.48 | 12.59 | 12.65 | 12.65 | 12.66 | 12.5 | 12.57 | 12.68 | 12.68 | 12.64 | 12.66 | 12.68 | 12.71 | 12.85 | 13.1 | 13.31 | 13.34 | 13.28 | 13.29 | 13.44 | 13.64
Bell Bay Three | TAS | 14.88 | 15.94 | 16.72 | 17.11 | 17.07 | 17.39 | 17.94 | 18.63 | 19.48 | 19.98 | 20.04 | 19.92 | 19.94 | 19.89 | 20.44 | 21.39 | 21.89 | 21.79 | 21.56 | 21.47 | 21.68 | 22.21 | 22.85 | 23.2 | 23.34 | 23.58 | 24.72 | 26.09 | 27.21
Tamar Valley Peaking | TAS | 14.88 | 15.94 | 16.72 | 17.11 | 17.07 | 17.39 | 17.94 | 18.63 | 19.48 | 19.98 | 20.04 | 19.92 | 19.94 | 19.89 | 20.44 | 21.39 | 21.89 | 21.79 | 21.56 | 21.47 | 21.68 | 22.21 | 22.85 | 23.2 | 23.34 | 23.58 | 24.72 | 26.09 | 27.21
Somerton | VIC | 10.53 | 11.41 | 12.03 | 12.2 | 11.91 | 12.07 | 12.47 | 12.91 | 13.43 | 13.89 | 14.18 | 14.25 | 14.25 | 14.07 | 14.34 | 14.92 | 15.3 | 15.34 | 15.22 | 15.15 | 15.28 | 15.65 | 16.09 | 16.32 | 16.32 | 16.38 | 16.54 | 16.75 | 16.99
Bairnsdale | VIC | 10.53 | 11.41 | 12.03 | 12.2 | 11.91 | 12.07 | 12.47 | 12.91 | 13.43 | 13.89 | 14.18 | 14.25 | 14.25 | 14.07 | 14.34 | 14.92 | 15.3 | 15.34 | 15.22 | 15.15 | 15.28 | 15.65 | 16.09 | 16.32 | 16.32 | 16.38 | 16.54 | 16.75 | 16.99
Jeeralang A | VIC | 10.53 | 11.41 | 12.03 | 12.2 | 11.91 | 12.07 | 12.47 | 12.91 | 13.43 | 13.89 | 14.18 | 14.25 | 14.25 | 14.07 | 14.34 | 14.92 | 15.3 | 15.34 | 15.22 | 15.15 | 15.28 | 15.65 | 16.09 | 16.32 | 16.32 | 16.38 | 16.54 | 16.75 | 16.99
Jeeralang B | VIC | 10.53 | 11.41 | 12.03 | 12.2 | 11.91 | 12.07 | 12.47 | 12.91 | 13.43 | 13.89 | 14.18 | 14.25 | 14.25 | 14.07 | 14.34 | 14.92 | 15.3 | 15.34 | 15.22 | 15.15 | 15.28 | 15.65 | 16.09 | 16.32 | 16.32 | 16.38 | 16.54 | 16.75 | 16.99
Laverton North | VIC | 10.53 | 11.41 | 12.03 | 12.2 | 11.91 | 12.07 | 12.47 | 12.91 | 13.43 | 13.89 | 14.18 | 14.25 | 14.25 | 14.07 | 14.34 | 14.92 | 15.3 | 15.34 | 15.22 | 15.15 | 15.28 | 15.65 | 16.09 | 16.32 | 16.32 | 16.38 | 16.54 | 16.75 | 16.99
Mortlake | VIC | 10.23 | 11.11 | 11.73 | 11.9 | 11.61 | 11.77 | 12.17 | 12.61 | 13.13 | 13.59 | 13.88 | 13.95 | 13.95 | 13.77 | 14.04 | 14.62 | 15 | 15.04 | 14.92 | 14.85 | 14.98 | 15.35 | 15.79 | 16.02 | 16.02 | 16.08 | 16.24 | 16.45 | 16.69
Valley Power | VIC | 10.53 | 11.41 | 12.03 | 12.2 | 11.91 | 12.07 | 12.47 | 12.91 | 13.43 | 13.89 | 14.18 | 14.25 | 14.25 | 14.07 | 14.34 | 14.92 | 15.3 | 15.34 | 15.22 | 15.15 | 15.28 | 15.65 | 16.09 | 16.32 | 16.32 | 16.38 | 16.54 | 16.75 | 16.99
Torrens Island A | SA | 12.49 | 12.58 | 12.67 | 12.7 | 12.3 | 12.18 | 12.05 | 12.07 | 12.28 | 12.39 | 12.45 | 12.45 | 12.46 | 12.3 | 12.37 | 12.48 | 12.48 | 12.44 | 12.46 | 12.48 | 12.51 | 12.65 | 12.9 | 13.11 | 13.14 | 13.08 | 13.09 | 13.24 | 13.44
Torrens Island B | SA | 12.49 | 12.58 | 12.67 | 12.7 | 12.3 | 12.18 | 12.05 | 12.07 | 12.28 | 12.39 | 12.45 | 12.45 | 12.46 | 12.3 | 12.37 | 12.48 | 12.48 | 12.44 | 12.46 | 12.48 | 12.51 | 12.65 | 12.9 | 13.11 | 13.14 | 13.08 | 13.09 | 13.24 | 13.44
Newport | VIC | 10.53 | 11.41 | 12.03 | 12.2 | 11.91 | 12.07 | 12.47 | 12.91 | 13.43 | 13.89 | 14.18 | 14.25 | 14.25 | 14.07 | 14.34 | 14.92 | 15.3 | 15.34 | 15.22 | 15.15 | 15.28 | 15.65 | 16.09 | 16.32 | 16.32 | 16.38 | 16.54 | 16.75 | 16.99
Angaston | SA | 0 | 0 | 0 | 0 | 0 | 0 | 0 | 0 | 0 | 0 | 0 | 0 | 0 | 0 | 0 | 0 | 0 | 0 | 0 | 0 | 0 | 0 | 0 | 0 | 0 | 0 | 0 | 0 | 0
Barker Inlet Power Station | SA | 12.59 | 12.68 | 12.77 | 12.8 | 12.4 | 12.28 | 12.15 | 12.17 | 12.38 | 12.49 | 12.55 | 12.55 | 12.56 | 12.4 | 12.47 | 12.58 | 12.58 | 12.54 | 12.56 | 12.58 | 12.61 | 12.75 | 13 | 13.21 | 13.24 | 13.18 | 13.19 | 13.34 | 13.54
Lonsdale | SA | 0 | 0 | 0 | 0 | 0 | 0 | 0 | 0 | 0 | 0 | 0 | 0 | 0 | 0 | 0 | 0 | 0 | 0 | 0 | 0 | 0 | 0 | 0 | 0 | 0 | 0 | 0 | 0 | 0
Port Stanvac 1 | SA | 0 | 0 | 0 | 0 | 0 | 0 | 0 | 0 | 0 | 0 | 0 | 0 | 0 | 0 | 0 | 0 | 0 | 0 | 0 | 0 | 0 | 0 | 0 | 0 | 0 | 0 | 0 | 0 | 0
Blowering | NSW | 0 | 0 | 0 | 0 | 0 | 0 | 0 | 0 | 0 | 0 | 0 | 0 | 0 | 0 | 0 | 0 | 0 | 0 | 0 | 0 | 0 | 0 | 0 | 0 | 0 | 0 | 0 | 0 | 0
Guthega | NSW | 0 | 0 | 0 | 0 | 0 | 0 | 0 | 0 | 0 | 0 | 0 | 0 | 0 | 0 | 0 | 0 | 0 | 0 | 0 | 0 | 0 | 0 | 0 | 0 | 0 | 0 | 0 | 0 | 0
Hume Dam NSW | NSW | 0 | 0 | 0 | 0 | 0 | 0 | 0 | 0 | 0 | 0 | 0 | 0 | 0 | 0 | 0 | 0 | 0 | 0 | 0 | 0 | 0 | 0 | 0 | 0 | 0 | 0 | 0 | 0 | 0
Shoalhaven | NSW | 0 | 0 | 0 | 0 | 0 | 0 | 0 | 0 | 0 | 0 | 0 | 0 | 0 | 0 | 0 | 0 | 0 | 0 | 0 | 0 | 0 | 0 | 0 | 0 | 0 | 0 | 0 | 0 | 0
Upper Tumut | NSW | 0 | 0 | 0 | 0 | 0 | 0 | 0 | 0 | 0 | 0 | 0 | 0 | 0 | 0 | 0 | 0 | 0 | 0 | 0 | 0 | 0 | 0 | 0 | 0 | 0 | 0 | 0 | 0 | 0
Tumut 3 | NSW | 0 | 0 | 0 | 0 | 0 | 0 | 0 | 0 | 0 | 0 | 0 | 0 | 0 | 0 | 0 | 0 | 0 | 0 | 0 | 0 | 0 | 0 | 0 | 0 | 0 | 0 | 0 | 0 | 0
Barron Gorge | QLD | 0 | 0 | 0 | 0 | 0 | 0 | 0 | 0 | 0 | 0 | 0 | 0 | 0 | 0 | 0 | 0 | 0 | 0 | 0 | 0 | 0 | 0 | 0 | 0 | 0 | 0 | 0 | 0 | 0
Kareeya | QLD | 0 | 0 | 0 | 0 | 0 | 0 | 0 | 0 | 0 | 0 | 0 | 0 | 0 | 0 | 0 | 0 | 0 | 0 | 0 | 0 | 0 | 0 | 0 | 0 | 0 | 0 | 0 | 0 | 0
Wivenhoe | QLD | 0 | 0 | 0 | 0 | 0 | 0 | 0 | 0 | 0 | 0 | 0 | 0 | 0 | 0 | 0 | 0 | 0 | 0 | 0 | 0 | 0 | 0 | 0 | 0 | 0 | 0 | 0 | 0 | 0
Bastyan | TAS | 0 | 0 | 0 | 0 | 0 | 0 | 0 | 0 | 0 | 0 | 0 | 0 | 0 | 0 | 0 | 0 | 0 | 0 | 0 | 0 | 0 | 0 | 0 | 0 | 0 | 0 | 0 | 0 | 0
Catagunya / Liapootah / Wayatinah | TAS | 0 | 0 | 0 | 0 | 0 | 0 | 0 | 0 | 0 | 0 | 0 | 0 | 0 | 0 | 0 | 0 | 0 | 0 | 0 | 0 | 0 | 0 | 0 | 0 | 0 | 0 | 0 | 0 | 0
Cethana | TAS | 0 | 0 | 0 | 0 | 0 | 0 | 0 | 0 | 0 | 0 | 0 | 0 | 0 | 0 | 0 | 0 | 0 | 0 | 0 | 0 | 0 | 0 | 0 | 0 | 0 | 0 | 0 | 0 | 0
Devils Gate | TAS | 0 | 0 | 0 | 0 | 0 | 0 | 0 | 0 | 0 | 0 | 0 | 0 | 0 | 0 | 0 | 0 | 0 | 0 | 0 | 0 | 0 | 0 | 0 | 0 | 0 | 0 | 0 | 0 | 0
Fisher | TAS | 0 | 0 | 0 | 0 | 0 | 0 | 0 | 0 | 0 | 0 | 0 | 0 | 0 | 0 | 0 | 0 | 0 | 0 | 0 | 0 | 0 | 0 | 0 | 0 | 0 | 0 | 0 | 0 | 0
Gordon | TAS | 0 | 0 | 0 | 0 | 0 | 0 | 0 | 0 | 0 | 0 | 0 | 0 | 0 | 0 | 0 | 0 | 0 | 0 | 0 | 0 | 0 | 0 | 0 | 0 | 0 | 0 | 0 | 0 | 0
John Butters | TAS | 0 | 0 | 0 | 0 | 0 | 0 | 0 | 0 | 0 | 0 | 0 | 0 | 0 | 0 | 0 | 0 | 0 | 0 | 0 | 0 | 0 | 0 | 0 | 0 | 0 | 0 | 0 | 0 | 0
Lake Echo | TAS | 0 | 0 | 0 | 0 | 0 | 0 | 0 | 0 | 0 | 0 | 0 | 0 | 0 | 0 | 0 | 0 | 0 | 0 | 0 | 0 | 0 | 0 | 0 | 0 | 0 | 0 | 0 | 0 | 0
Lemonthyme / Wilmot | TAS | 0 | 0 | 0 | 0 | 0 | 0 | 0 | 0 | 0 | 0 | 0 | 0 | 0 | 0 | 0 | 0 | 0 | 0 | 0 | 0 | 0 | 0 | 0 | 0 | 0 | 0 | 0 | 0 | 0
Mackintosh | TAS | 0 | 0 | 0 | 0 | 0 | 0 | 0 | 0 | 0 | 0 | 0 | 0 | 0 | 0 | 0 | 0 | 0 | 0 | 0 | 0 | 0 | 0 | 0 | 0 | 0 | 0 | 0 | 0 | 0
Meadowbank | TAS | 0 | 0 | 0 | 0 | 0 | 0 | 0 | 0 | 0 | 0 | 0 | 0 | 0 | 0 | 0 | 0 | 0 | 0 | 0 | 0 | 0 | 0 | 0 | 0 | 0 | 0 | 0 | 0 | 0
Poatina | TAS | 0 | 0 | 0 | 0 | 0 | 0 | 0 | 0 | 0 | 0 | 0 | 0 | 0 | 0 | 0 | 0 | 0 | 0 | 0 | 0 | 0 | 0 | 0 | 0 | 0 | 0 | 0 | 0 | 0
Reece | TAS | 0 | 0 | 0 | 0 | 0 | 0 | 0 | 0 | 0 | 0 | 0 | 0 | 0 | 0 | 0 | 0 | 0 | 0 | 0 | 0 | 0 | 0 | 0 | 0 | 0 | 0 | 0 | 0 | 0
Tarraleah | TAS | 0 | 0 | 0 | 0 | 0 | 0 | 0 | 0 | 0 | 0 | 0 | 0 | 0 | 0 | 0 | 0 | 0 | 0 | 0 | 0 | 0 | 0 | 0 | 0 | 0 | 0 | 0 | 0 | 0
Trevallyn | TAS | 0 | 0 | 0 | 0 | 0 | 0 | 0 | 0 | 0 | 0 | 0 | 0 | 0 | 0 | 0 | 0 | 0 | 0 | 0 | 0 | 0 | 0 | 0 | 0 | 0 | 0 | 0 | 0 | 0
Tribute | TAS | 0 | 0 | 0 | 0 | 0 | 0 | 0 | 0 | 0 | 0 | 0 | 0 | 0 | 0 | 0 | 0 | 0 | 0 | 0 | 0 | 0 | 0 | 0 | 0 | 0 | 0 | 0 | 0 | 0
Tungatinah | TAS | 0 | 0 | 0 | 0 | 0 | 0 | 0 | 0 | 0 | 0 | 0 | 0 | 0 | 0 | 0 | 0 | 0 | 0 | 0 | 0 | 0 | 0 | 0 | 0 | 0 | 0 | 0 | 0 | 0
Bogong / MacKay | VIC | 0 | 0 | 0 | 0 | 0 | 0 | 0 | 0 | 0 | 0 | 0 | 0 | 0 | 0 | 0 | 0 | 0 | 0 | 0 | 0 | 0 | 0 | 0 | 0 | 0 | 0 | 0 | 0 | 0
Dartmouth | VIC | 0 | 0 | 0 | 0 | 0 | 0 | 0 | 0 | 0 | 0 | 0 | 0 | 0 | 0 | 0 | 0 | 0 | 0 | 0 | 0 | 0 | 0 | 0 | 0 | 0 | 0 | 0 | 0 | 0
Eildon | VIC | 0 | 0 | 0 | 0 | 0 | 0 | 0 | 0 | 0 | 0 | 0 | 0 | 0 | 0 | 0 | 0 | 0 | 0 | 0 | 0 | 0 | 0 | 0 | 0 | 0 | 0 | 0 | 0 | 0
Hume Dam VIC | VIC | 0 | 0 | 0 | 0 | 0 | 0 | 0 | 0 | 0 | 0 | 0 | 0 | 0 | 0 | 0 | 0 | 0 | 0 | 0 | 0 | 0 | 0 | 0 | 0 | 0 | 0 | 0 | 0 | 0
Murray 1 | VIC | 0 | 0 | 0 | 0 | 0 | 0 | 0 | 0 | 0 | 0 | 0 | 0 | 0 | 0 | 0 | 0 | 0 | 0 | 0 | 0 | 0 | 0 | 0 | 0 | 0 | 0 | 0 | 0 | 0
Murray 2 | VIC | 0 | 0 | 0 | 0 | 0 | 0 | 0 | 0 | 0 | 0 | 0 | 0 | 0 | 0 | 0 | 0 | 0 | 0 | 0 | 0 | 0 | 0 | 0 | 0 | 0 | 0 | 0 | 0 | 0
West Kiewa | VIC | 0 | 0 | 0 | 0 | 0 | 0 | 0 | 0 | 0 | 0 | 0 | 0 | 0 | 0 | 0 | 0 | 0 | 0 | 0 | 0 | 0 | 0 | 0 | 0 | 0 | 0 | 0 | 0 | 0
Beryl Solar Farm | NSW | 0 | 0 | 0 | 0 | 0 | 0 | 0 | 0 | 0 | 0 | 0 | 0 | 0 | 0 | 0 | 0 | 0 | 0 | 0 | 0 | 0 | 0 | 0 | 0 | 0 | 0 | 0 | 0 | 0
Bomen Solar Farm | NSW | 0 | 0 | 0 | 0 | 0 | 0 | 0 | 0 | 0 | 0 | 0 | 0 | 0 | 0 | 0 | 0 | 0 | 0 | 0 | 0 | 0 | 0 | 0 | 0 | 0 | 0 | 0 | 0 | 0
Broken Hill Solar Farm | NSW | 0 | 0 | 0 | 0 | 0 | 0 | 0 | 0 | 0 | 0 | 0 | 0 | 0 | 0 | 0 | 0 | 0 | 0 | 0 | 0 | 0 | 0 | 0 | 0 | 0 | 0 | 0 | 0 | 0
Coleambally Solar Farm | NSW | 0 | 0 | 0 | 0 | 0 | 0 | 0 | 0 | 0 | 0 | 0 | 0 | 0 | 0 | 0 | 0 | 0 | 0 | 0 | 0 | 0 | 0 | 0 | 0 | 0 | 0 | 0 | 0 | 0
Darlington Point Solar Farm | NSW | 0 | 0 | 0 | 0 | 0 | 0 | 0 | 0 | 0 | 0 | 0 | 0 | 0 | 0 | 0 | 0 | 0 | 0 | 0 | 0 | 0 | 0 | 0 | 0 | 0 | 0 | 0 | 0 | 0
Finley Solar Farm | NSW | 0 | 0 | 0 | 0 | 0 | 0 | 0 | 0 | 0 | 0 | 0 | 0 | 0 | 0 | 0 | 0 | 0 | 0 | 0 | 0 | 0 | 0 | 0 | 0 | 0 | 0 | 0 | 0 | 0
Goonumbla Solar Farm | NSW | 0 | 0 | 0 | 0 | 0 | 0 | 0 | 0 | 0 | 0 | 0 | 0 | 0 | 0 | 0 | 0 | 0 | 0 | 0 | 0 | 0 | 0 | 0 | 0 | 0 | 0 | 0 | 0 | 0
Gullen Range Solar Farm | NSW | 0 | 0 | 0 | 0 | 0 | 0 | 0 | 0 | 0 | 0 | 0 | 0 | 0 | 0 | 0 | 0 | 0 | 0 | 0 | 0 | 0 | 0 | 0 | 0 | 0 | 0 | 0 | 0 | 0
Limondale Solar Farm 1 | NSW | 0 | 0 | 0 | 0 | 0 | 0 | 0 | 0 | 0 | 0 | 0 | 0 | 0 | 0 | 0 | 0 | 0 | 0 | 0 | 0 | 0 | 0 | 0 | 0 | 0 | 0 | 0 | 0 | 0
Limondale Solar Farm 2 | NSW | 0 | 0 | 0 | 0 | 0 | 0 | 0 | 0 | 0 | 0 | 0 | 0 | 0 | 0 | 0 | 0 | 0 | 0 | 0 | 0 | 0 | 0 | 0 | 0 | 0 | 0 | 0 | 0 | 0
Manildra Solar Farm | NSW | 0 | 0 | 0 | 0 | 0 | 0 | 0 | 0 | 0 | 0 | 0 | 0 | 0 | 0 | 0 | 0 | 0 | 0 | 0 | 0 | 0 | 0 | 0 | 0 | 0 | 0 | 0 | 0 | 0
Molong Solar Farm | NSW | 0 | 0 | 0 | 0 | 0 | 0 | 0 | 0 | 0 | 0 | 0 | 0 | 0 | 0 | 0 | 0 | 0 | 0 | 0 | 0 | 0 | 0 | 0 | 0 | 0 | 0 | 0 | 0 | 0
Moree Solar Farm | NSW | 0 | 0 | 0 | 0 | 0 | 0 | 0 | 0 | 0 | 0 | 0 | 0 | 0 | 0 | 0 | 0 | 0 | 0 | 0 | 0 | 0 | 0 | 0 | 0 | 0 | 0 | 0 | 0 | 0
Nevertire Solar Farm | NSW | 0 | 0 | 0 | 0 | 0 | 0 | 0 | 0 | 0 | 0 | 0 | 0 | 0 | 0 | 0 | 0 | 0 | 0 | 0 | 0 | 0 | 0 | 0 | 0 | 0 | 0 | 0 | 0 | 0
Nyngan Solar Plant | NSW | 0 | 0 | 0 | 0 | 0 | 0 | 0 | 0 | 0 | 0 | 0 | 0 | 0 | 0 | 0 | 0 | 0 | 0 | 0 | 0 | 0 | 0 | 0 | 0 | 0 | 0 | 0 | 0 | 0
Parkes Solar Farm | NSW | 0 | 0 | 0 | 0 | 0 | 0 | 0 | 0 | 0 | 0 | 0 | 0 | 0 | 0 | 0 | 0 | 0 | 0 | 0 | 0 | 0 | 0 | 0 | 0 | 0 | 0 | 0 | 0 | 0
Sunraysia Solar Farm | NSW | 0 | 0 | 0 | 0 | 0 | 0 | 0 | 0 | 0 | 0 | 0 | 0 | 0 | 0 | 0 | 0 | 0 | 0 | 0 | 0 | 0 | 0 | 0 | 0 | 0 | 0 | 0 | 0 | 0
White Rock Solar Farm | NSW | 0 | 0 | 0 | 0 | 0 | 0 | 0 | 0 | 0 | 0 | 0 | 0 | 0 | 0 | 0 | 0 | 0 | 0 | 0 | 0 | 0 | 0 | 0 | 0 | 0 | 0 | 0 | 0 | 0
Childers Solar Farm | QLD | 0 | 0 | 0 | 0 | 0 | 0 | 0 | 0 | 0 | 0 | 0 | 0 | 0 | 0 | 0 | 0 | 0 | 0 | 0 | 0 | 0 | 0 | 0 | 0 | 0 | 0 | 0 | 0 | 0
Clare Solar Farm | QLD | 0 | 0 | 0 | 0 | 0 | 0 | 0 | 0 | 0 | 0 | 0 | 0 | 0 | 0 | 0 | 0 | 0 | 0 | 0 | 0 | 0 | 0 | 0 | 0 | 0 | 0 | 0 | 0 | 0
Clermont Solar Farm | QLD | 0 | 0 | 0 | 0 | 0 | 0 | 0 | 0 | 0 | 0 | 0 | 0 | 0 | 0 | 0 | 0 | 0 | 0 | 0 | 0 | 0 | 0 | 0 | 0 | 0 | 0 | 0 | 0 | 0
Collinsville Solar Farm | QLD | 0 | 0 | 0 | 0 | 0 | 0 | 0 | 0 | 0 | 0 | 0 | 0 | 0 | 0 | 0 | 0 | 0 | 0 | 0 | 0 | 0 | 0 | 0 | 0 | 0 | 0 | 0 | 0 | 0
Darling Downs Solar Farm | QLD | 0 | 0 | 0 | 0 | 0 | 0 | 0 | 0 | 0 | 0 | 0 | 0 | 0 | 0 | 0 | 0 | 0 | 0 | 0 | 0 | 0 | 0 | 0 | 0 | 0 | 0 | 0 | 0 | 0
Daydream Solar Farm | QLD | 0 | 0 | 0 | 0 | 0 | 0 | 0 | 0 | 0 | 0 | 0 | 0 | 0 | 0 | 0 | 0 | 0 | 0 | 0 | 0 | 0 | 0 | 0 | 0 | 0 | 0 | 0 | 0 | 0
Emerald Solar Farm | QLD | 0 | 0 | 0 | 0 | 0 | 0 | 0 | 0 | 0 | 0 | 0 | 0 | 0 | 0 | 0 | 0 | 0 | 0 | 0 | 0 | 0 | 0 | 0 | 0 | 0 | 0 | 0 | 0 | 0
Hamilton Solar Farm | QLD | 0 | 0 | 0 | 0 | 0 | 0 | 0 | 0 | 0 | 0 | 0 | 0 | 0 | 0 | 0 | 0 | 0 | 0 | 0 | 0 | 0 | 0 | 0 | 0 | 0 | 0 | 0 | 0 | 0
Haughton Solar Farm | QLD | 0 | 0 | 0 | 0 | 0 | 0 | 0 | 0 | 0 | 0 | 0 | 0 | 0 | 0 | 0 | 0 | 0 | 0 | 0 | 0 | 0 | 0 | 0 | 0 | 0 | 0 | 0 | 0 | 0
Hayman Solar Farm | QLD | 0 | 0 | 0 | 0 | 0 | 0 | 0 | 0 | 0 | 0 | 0 | 0 | 0 | 0 | 0 | 0 | 0 | 0 | 0 | 0 | 0 | 0 | 0 | 0 | 0 | 0 | 0 | 0 | 0
Hughenden Solar Farm | QLD | 0 | 0 | 0 | 0 | 0 | 0 | 0 | 0 | 0 | 0 | 0 | 0 | 0 | 0 | 0 | 0 | 0 | 0 | 0 | 0 | 0 | 0 | 0 | 0 | 0 | 0 | 0 | 0 | 0
Kidston Solar Farm | QLD | 0 | 0 | 0 | 0 | 0 | 0 | 0 | 0 | 0 | 0 | 0 | 0 | 0 | 0 | 0 | 0 | 0 | 0 | 0 | 0 | 0 | 0 | 0 | 0 | 0 | 0 | 0 | 0 | 0
Lilyvale Solar Farm | QLD | 0 | 0 | 0 | 0 | 0 | 0 | 0 | 0 | 0 | 0 | 0 | 0 | 0 | 0 | 0 | 0 | 0 | 0 | 0 | 0 | 0 | 0 | 0 | 0 | 0 | 0 | 0 | 0 | 0
Longreach Solar Farm | QLD | 0 | 0 | 0 | 0 | 0 | 0 | 0 | 0 | 0 | 0 | 0 | 0 | 0 | 0 | 0 | 0 | 0 | 0 | 0 | 0 | 0 | 0 | 0 | 0 | 0 | 0 | 0 | 0 | 0
Middlemount Solar Farm | QLD | 0 | 0 | 0 | 0 | 0 | 0 | 0 | 0 | 0 | 0 | 0 | 0 | 0 | 0 | 0 | 0 | 0 | 0 | 0 | 0 | 0 | 0 | 0 | 0 | 0 | 0 | 0 | 0 | 0
Oakey 1 Solar Farm | QLD | 0 | 0 | 0 | 0 | 0 | 0 | 0 | 0 | 0 | 0 | 0 | 0 | 0 | 0 | 0 | 0 | 0 | 0 | 0 | 0 | 0 | 0 | 0 | 0 | 0 | 0 | 0 | 0 | 0
Oakey 2 Solar Farm | QLD | 0 | 0 | 0 | 0 | 0 | 0 | 0 | 0 | 0 | 0 | 0 | 0 | 0 | 0 | 0 | 0 | 0 | 0 | 0 | 0 | 0 | 0 | 0 | 0 | 0 | 0 | 0 | 0 | 0
Ross River Solar Farm | QLD | 0 | 0 | 0 | 0 | 0 | 0 | 0 | 0 | 0 | 0 | 0 | 0 | 0 | 0 | 0 | 0 | 0 | 0 | 0 | 0 | 0 | 0 | 0 | 0 | 0 | 0 | 0 | 0 | 0
Rugby Run Solar Farm | QLD | 0 | 0 | 0 | 0 | 0 | 0 | 0 | 0 | 0 | 0 | 0 | 0 | 0 | 0 | 0 | 0 | 0 | 0 | 0 | 0 | 0 | 0 | 0 | 0 | 0 | 0 | 0 | 0 | 0
Sun Metals Corporation Solar Farm | QLD | 0 | 0 | 0 | 0 | 0 | 0 | 0 | 0 | 0 | 0 | 0 | 0 | 0 | 0 | 0 | 0 | 0 | 0 | 0 | 0 | 0 | 0 | 0 | 0 | 0 | 0 | 0 | 0 | 0
Susan River Solar Farm | QLD | 0 | 0 | 0 | 0 | 0 | 0 | 0 | 0 | 0 | 0 | 0 | 0 | 0 | 0 | 0 | 0 | 0 | 0 | 0 | 0 | 0 | 0 | 0 | 0 | 0 | 0 | 0 | 0 | 0
Whitsunday Solar Farm | QLD | 0 | 0 | 0 | 0 | 0 | 0 | 0 | 0 | 0 | 0 | 0 | 0 | 0 | 0 | 0 | 0 | 0 | 0 | 0 | 0 | 0 | 0 | 0 | 0 | 0 | 0 | 0 | 0 | 0
Yarranlea Solar Farm | QLD | 0 | 0 | 0 | 0 | 0 | 0 | 0 | 0 | 0 | 0 | 0 | 0 | 0 | 0 | 0 | 0 | 0 | 0 | 0 | 0 | 0 | 0 | 0 | 0 | 0 | 0 | 0 | 0 | 0
Bungala one Solar Farm | SA | 0 | 0 | 0 | 0 | 0 | 0 | 0 | 0 | 0 | 0 | 0 | 0 | 0 | 0 | 0 | 0 | 0 | 0 | 0 | 0 | 0 | 0 | 0 | 0 | 0 | 0 | 0 | 0 | 0
Bungala Two Solar Farm | SA | 0 | 0 | 0 | 0 | 0 | 0 | 0 | 0 | 0 | 0 | 0 | 0 | 0 | 0 | 0 | 0 | 0 | 0 | 0 | 0 | 0 | 0 | 0 | 0 | 0 | 0 | 0 | 0 | 0
Tailem Bend Solar Farm | SA | 0 | 0 | 0 | 0 | 0 | 0 | 0 | 0 | 0 | 0 | 0 | 0 | 0 | 0 | 0 | 0 | 0 | 0 | 0 | 0 | 0 | 0 | 0 | 0 | 0 | 0 | 0 | 0 | 0
Bannerton Solar Farm | VIC | 0 | 0 | 0 | 0 | 0 | 0 | 0 | 0 | 0 | 0 | 0 | 0 | 0 | 0 | 0 | 0 | 0 | 0 | 0 | 0 | 0 | 0 | 0 | 0 | 0 | 0 | 0 | 0 | 0
Gannawarra Solar Farm | VIC | 0 | 0 | 0 | 0 | 0 | 0 | 0 | 0 | 0 | 0 | 0 | 0 | 0 | 0 | 0 | 0 | 0 | 0 | 0 | 0 | 0 | 0 | 0 | 0 | 0 | 0 | 0 | 0 | 0
Glenrowan West Solar Farm | VIC | 0 | 0 | 0 | 0 | 0 | 0 | 0 | 0 | 0 | 0 | 0 | 0 | 0 | 0 | 0 | 0 | 0 | 0 | 0 | 0 | 0 | 0 | 0 | 0 | 0 | 0 | 0 | 0 | 0
Karadoc Solar Farm | VIC | 0 | 0 | 0 | 0 | 0 | 0 | 0 | 0 | 0 | 0 | 0 | 0 | 0 | 0 | 0 | 0 | 0 | 0 | 0 | 0 | 0 | 0 | 0 | 0 | 0 | 0 | 0 | 0 | 0
Kiamal Solar Farm stage 1 | VIC | 0 | 0 | 0 | 0 | 0 | 0 | 0 | 0 | 0 | 0 | 0 | 0 | 0 | 0 | 0 | 0 | 0 | 0 | 0 | 0 | 0 | 0 | 0 | 0 | 0 | 0 | 0 | 0 | 0
Numurkah Solar Farm | VIC | 0 | 0 | 0 | 0 | 0 | 0 | 0 | 0 | 0 | 0 | 0 | 0 | 0 | 0 | 0 | 0 | 0 | 0 | 0 | 0 | 0 | 0 | 0 | 0 | 0 | 0 | 0 | 0 | 0
Wemen Solar Farm | VIC | 0 | 0 | 0 | 0 | 0 | 0 | 0 | 0 | 0 | 0 | 0 | 0 | 0 | 0 | 0 | 0 | 0 | 0 | 0 | 0 | 0 | 0 | 0 | 0 | 0 | 0 | 0 | 0 | 0
Yatpool Solar Farm | VIC | 0 | 0 | 0 | 0 | 0 | 0 | 0 | 0 | 0 | 0 | 0 | 0 | 0 | 0 | 0 | 0 | 0 | 0 | 0 | 0 | 0 | 0 | 0 | 0 | 0 | 0 | 0 | 0 | 0
Bango 973 Wind Farm | NSW | 0 | 0 | 0 | 0 | 0 | 0 | 0 | 0 | 0 | 0 | 0 | 0 | 0 | 0 | 0 | 0 | 0 | 0 | 0 | 0 | 0 | 0 | 0 | 0 | 0 | 0 | 0 | 0 | 0
Boco Rock Wind Farm | NSW | 0 | 0 | 0 | 0 | 0 | 0 | 0 | 0 | 0 | 0 | 0 | 0 | 0 | 0 | 0 | 0 | 0 | 0 | 0 | 0 | 0 | 0 | 0 | 0 | 0 | 0 | 0 | 0 | 0
Bodangora Wind Farm | NSW | 0 | 0 | 0 | 0 | 0 | 0 | 0 | 0 | 0 | 0 | 0 | 0 | 0 | 0 | 0 | 0 | 0 | 0 | 0 | 0 | 0 | 0 | 0 | 0 | 0 | 0 | 0 | 0 | 0
Capital Wind Farm | NSW | 0 | 0 | 0 | 0 | 0 | 0 | 0 | 0 | 0 | 0 | 0 | 0 | 0 | 0 | 0 | 0 | 0 | 0 | 0 | 0 | 0 | 0 | 0 | 0 | 0 | 0 | 0 | 0 | 0
Collector Wind Farm | NSW | 0 | 0 | 0 | 0 | 0 | 0 | 0 | 0 | 0 | 0 | 0 | 0 | 0 | 0 | 0 | 0 | 0 | 0 | 0 | 0 | 0 | 0 | 0 | 0 | 0 | 0 | 0 | 0 | 0
Crookwell 2 Wind Farm | NSW | 0 | 0 | 0 | 0 | 0 | 0 | 0 | 0 | 0 | 0 | 0 | 0 | 0 | 0 | 0 | 0 | 0 | 0 | 0 | 0 | 0 | 0 | 0 | 0 | 0 | 0 | 0 | 0 | 0
Crudine Ridge Wind Farm | NSW | 0 | 0 | 0 | 0 | 0 | 0 | 0 | 0 | 0 | 0 | 0 | 0 | 0 | 0 | 0 | 0 | 0 | 0 | 0 | 0 | 0 | 0 | 0 | 0 | 0 | 0 | 0 | 0 | 0
Cullerin Range Wind Farm | NSW | 0 | 0 | 0 | 0 | 0 | 0 | 0 | 0 | 0 | 0 | 0 | 0 | 0 | 0 | 0 | 0 | 0 | 0 | 0 | 0 | 0 | 0 | 0 | 0 | 0 | 0 | 0 | 0 | 0
Gullen Range Wind Farm | NSW | 0 | 0 | 0 | 0 | 0 | 0 | 0 | 0 | 0 | 0 | 0 | 0 | 0 | 0 | 0 | 0 | 0 | 0 | 0 | 0 | 0 | 0 | 0 | 0 | 0 | 0 | 0 | 0 | 0
Gunning Wind Farm | NSW | 0 | 0 | 0 | 0 | 0 | 0 | 0 | 0 | 0 | 0 | 0 | 0 | 0 | 0 | 0 | 0 | 0 | 0 | 0 | 0 | 0 | 0 | 0 | 0 | 0 | 0 | 0 | 0 | 0
Sapphire Wind Farm | NSW | 0 | 0 | 0 | 0 | 0 | 0 | 0 | 0 | 0 | 0 | 0 | 0 | 0 | 0 | 0 | 0 | 0 | 0 | 0 | 0 | 0 | 0 | 0 | 0 | 0 | 0 | 0 | 0 | 0
Silverton Wind Farm | NSW | 0 | 0 | 0 | 0 | 0 | 0 | 0 | 0 | 0 | 0 | 0 | 0 | 0 | 0 | 0 | 0 | 0 | 0 | 0 | 0 | 0 | 0 | 0 | 0 | 0 | 0 | 0 | 0 | 0
Taralga Wind Farm | NSW | 0 | 0 | 0 | 0 | 0 | 0 | 0 | 0 | 0 | 0 | 0 | 0 | 0 | 0 | 0 | 0 | 0 | 0 | 0 | 0 | 0 | 0 | 0 | 0 | 0 | 0 | 0 | 0 | 0
White Rock Wind Farm - Stage 1 | NSW | 0 | 0 | 0 | 0 | 0 | 0 | 0 | 0 | 0 | 0 | 0 | 0 | 0 | 0 | 0 | 0 | 0 | 0 | 0 | 0 | 0 | 0 | 0 | 0 | 0 | 0 | 0 | 0 | 0
Woodlawn Wind Farm | NSW | 0 | 0 | 0 | 0 | 0 | 0 | 0 | 0 | 0 | 0 | 0 | 0 | 0 | 0 | 0 | 0 | 0 | 0 | 0 | 0 | 0 | 0 | 0 | 0 | 0 | 0 | 0 | 0 | 0
Coopers Gap Wind Farm | QLD | 0 | 0 | 0 | 0 | 0 | 0 | 0 | 0 | 0 | 0 | 0 | 0 | 0 | 0 | 0 | 0 | 0 | 0 | 0 | 0 | 0 | 0 | 0 | 0 | 0 | 0 | 0 | 0 | 0
Mount Emerald Wind Farm | QLD | 0 | 0 | 0 | 0 | 0 | 0 | 0 | 0 | 0 | 0 | 0 | 0 | 0 | 0 | 0 | 0 | 0 | 0 | 0 | 0 | 0 | 0 | 0 | 0 | 0 | 0 | 0 | 0 | 0
Canunda Wind Farm | SA | 0 | 0 | 0 | 0 | 0 | 0 | 0 | 0 | 0 | 0 | 0 | 0 | 0 | 0 | 0 | 0 | 0 | 0 | 0 | 0 | 0 | 0 | 0 | 0 | 0 | 0 | 0 | 0 | 0
Cathedral Rocks Wind Farm | SA | 0 | 0 | 0 | 0 | 0 | 0 | 0 | 0 | 0 | 0 | 0 | 0 | 0 | 0 | 0 | 0 | 0 | 0 | 0 | 0 | 0 | 0 | 0 | 0 | 0 | 0 | 0 | 0 | 0
Clements Gap Wind Farm | SA | 0 | 0 | 0 | 0 | 0 | 0 | 0 | 0 | 0 | 0 | 0 | 0 | 0 | 0 | 0 | 0 | 0 | 0 | 0 | 0 | 0 | 0 | 0 | 0 | 0 | 0 | 0 | 0 | 0
Hallett Stage 1 Brown Hill Wind Farm | SA | 0 | 0 | 0 | 0 | 0 | 0 | 0 | 0 | 0 | 0 | 0 | 0 | 0 | 0 | 0 | 0 | 0 | 0 | 0 | 0 | 0 | 0 | 0 | 0 | 0 | 0 | 0 | 0 | 0
Hallett Stage 2 Hallett Hill Wind Farm | SA | 0 | 0 | 0 | 0 | 0 | 0 | 0 | 0 | 0 | 0 | 0 | 0 | 0 | 0 | 0 | 0 | 0 | 0 | 0 | 0 | 0 | 0 | 0 | 0 | 0 | 0 | 0 | 0 | 0
Hallett 4 North Brown Hill Wind Farm | SA | 0 | 0 | 0 | 0 | 0 | 0 | 0 | 0 | 0 | 0 | 0 | 0 | 0 | 0 | 0 | 0 | 0 | 0 | 0 | 0 | 0 | 0 | 0 | 0 | 0 | 0 | 0 | 0 | 0
Hallett 5 The Bluff Wind Farm | SA | 0 | 0 | 0 | 0 | 0 | 0 | 0 | 0 | 0 | 0 | 0 | 0 | 0 | 0 | 0 | 0 | 0 | 0 | 0 | 0 | 0 | 0 | 0 | 0 | 0 | 0 | 0 | 0 | 0
Hornsdale Wind Farm Stage 1 | SA | 0 | 0 | 0 | 0 | 0 | 0 | 0 | 0 | 0 | 0 | 0 | 0 | 0 | 0 | 0 | 0 | 0 | 0 | 0 | 0 | 0 | 0 | 0 | 0 | 0 | 0 | 0 | 0 | 0
Hornsdale Wind Farm Stage 2 | SA | 0 | 0 | 0 | 0 | 0 | 0 | 0 | 0 | 0 | 0 | 0 | 0 | 0 | 0 | 0 | 0 | 0 | 0 | 0 | 0 | 0 | 0 | 0 | 0 | 0 | 0 | 0 | 0 | 0
Hornsdale Wind Farm Stage 3 | SA | 0 | 0 | 0 | 0 | 0 | 0 | 0 | 0 | 0 | 0 | 0 | 0 | 0 | 0 | 0 | 0 | 0 | 0 | 0 | 0 | 0 | 0 | 0 | 0 | 0 | 0 | 0 | 0 | 0
Lake Bonney 1 Wind Farm | SA | 0 | 0 | 0 | 0 | 0 | 0 | 0 | 0 | 0 | 0 | 0 | 0 | 0 | 0 | 0 | 0 | 0 | 0 | 0 | 0 | 0 | 0 | 0 | 0 | 0 | 0 | 0 | 0 | 0
Lake Bonney 2 Wind Farm | SA | 0 | 0 | 0 | 0 | 0 | 0 | 0 | 0 | 0 | 0 | 0 | 0 | 0 | 0 | 0 | 0 | 0 | 0 | 0 | 0 | 0 | 0 | 0 | 0 | 0 | 0 | 0 | 0 | 0
Lake Bonney 3 Wind Farm | SA | 0 | 0 | 0 | 0 | 0 | 0 | 0 | 0 | 0 | 0 | 0 | 0 | 0 | 0 | 0 | 0 | 0 | 0 | 0 | 0 | 0 | 0 | 0 | 0 | 0 | 0 | 0 | 0 | 0
Lincoln Gap Wind Farm - stage 1 | SA | 0 | 0 | 0 | 0 | 0 | 0 | 0 | 0 | 0 | 0 | 0 | 0 | 0 | 0 | 0 | 0 | 0 | 0 | 0 | 0 | 0 | 0 | 0 | 0 | 0 | 0 | 0 | 0 | 0
Mount Millar Wind Farm | SA | 0 | 0 | 0 | 0 | 0 | 0 | 0 | 0 | 0 | 0 | 0 | 0 | 0 | 0 | 0 | 0 | 0 | 0 | 0 | 0 | 0 | 0 | 0 | 0 | 0 | 0 | 0 | 0 | 0
Snowtown Wind Farm | SA | 0 | 0 | 0 | 0 | 0 | 0 | 0 | 0 | 0 | 0 | 0 | 0 | 0 | 0 | 0 | 0 | 0 | 0 | 0 | 0 | 0 | 0 | 0 | 0 | 0 | 0 | 0 | 0 | 0
Snowtown S2 Wind Farm - North | SA | 0 | 0 | 0 | 0 | 0 | 0 | 0 | 0 | 0 | 0 | 0 | 0 | 0 | 0 | 0 | 0 | 0 | 0 | 0 | 0 | 0 | 0 | 0 | 0 | 0 | 0 | 0 | 0 | 0
Snowtown S2 Wind Farm - South | SA | 0 | 0 | 0 | 0 | 0 | 0 | 0 | 0 | 0 | 0 | 0 | 0 | 0 | 0 | 0 | 0 | 0 | 0 | 0 | 0 | 0 | 0 | 0 | 0 | 0 | 0 | 0 | 0 | 0
Starfish Hill Wind Farm | SA | 0 | 0 | 0 | 0 | 0 | 0 | 0 | 0 | 0 | 0 | 0 | 0 | 0 | 0 | 0 | 0 | 0 | 0 | 0 | 0 | 0 | 0 | 0 | 0 | 0 | 0 | 0 | 0 | 0
Waterloo Wind Farm | SA | 0 | 0 | 0 | 0 | 0 | 0 | 0 | 0 | 0 | 0 | 0 | 0 | 0 | 0 | 0 | 0 | 0 | 0 | 0 | 0 | 0 | 0 | 0 | 0 | 0 | 0 | 0 | 0 | 0
Wattle Point Wind Farm | SA | 0 | 0 | 0 | 0 | 0 | 0 | 0 | 0 | 0 | 0 | 0 | 0 | 0 | 0 | 0 | 0 | 0 | 0 | 0 | 0 | 0 | 0 | 0 | 0 | 0 | 0 | 0 | 0 | 0
Willogoleche Wind Farm | SA | 0 | 0 | 0 | 0 | 0 | 0 | 0 | 0 | 0 | 0 | 0 | 0 | 0 | 0 | 0 | 0 | 0 | 0 | 0 | 0 | 0 | 0 | 0 | 0 | 0 | 0 | 0 | 0 | 0
Cattle Hill Wind Farm | TAS | 0 | 0 | 0 | 0 | 0 | 0 | 0 | 0 | 0 | 0 | 0 | 0 | 0 | 0 | 0 | 0 | 0 | 0 | 0 | 0 | 0 | 0 | 0 | 0 | 0 | 0 | 0 | 0 | 0
Granville Harbour Wind Farm | TAS | 0 | 0 | 0 | 0 | 0 | 0 | 0 | 0 | 0 | 0 | 0 | 0 | 0 | 0 | 0 | 0 | 0 | 0 | 0 | 0 | 0 | 0 | 0 | 0 | 0 | 0 | 0 | 0 | 0
Musselroe Wind Farm | TAS | 0 | 0 | 0 | 0 | 0 | 0 | 0 | 0 | 0 | 0 | 0 | 0 | 0 | 0 | 0 | 0 | 0 | 0 | 0 | 0 | 0 | 0 | 0 | 0 | 0 | 0 | 0 | 0 | 0
Woolnorth Wind Farm | TAS | 0 | 0 | 0 | 0 | 0 | 0 | 0 | 0 | 0 | 0 | 0 | 0 | 0 | 0 | 0 | 0 | 0 | 0 | 0 | 0 | 0 | 0 | 0 | 0 | 0 | 0 | 0 | 0 | 0
Ararat Wind Farm | VIC | 0 | 0 | 0 | 0 | 0 | 0 | 0 | 0 | 0 | 0 | 0 | 0 | 0 | 0 | 0 | 0 | 0 | 0 | 0 | 0 | 0 | 0 | 0 | 0 | 0 | 0 | 0 | 0 | 0
Bald Hills Wind Farm | VIC | 0 | 0 | 0 | 0 | 0 | 0 | 0 | 0 | 0 | 0 | 0 | 0 | 0 | 0 | 0 | 0 | 0 | 0 | 0 | 0 | 0 | 0 | 0 | 0 | 0 | 0 | 0 | 0 | 0
Bulgana Green Power Hub - Wind Farm | VIC | 0 | 0 | 0 | 0 | 0 | 0 | 0 | 0 | 0 | 0 | 0 | 0 | 0 | 0 | 0 | 0 | 0 | 0 | 0 | 0 | 0 | 0 | 0 | 0 | 0 | 0 | 0 | 0 | 0
Challicum Hills Wind Farm | VIC | 0 | 0 | 0 | 0 | 0 | 0 | 0 | 0 | 0 | 0 | 0 | 0 | 0 | 0 | 0 | 0 | 0 | 0 | 0 | 0 | 0 | 0 | 0 | 0 | 0 | 0 | 0 | 0 | 0
Cherry Tree Wind Farm | VIC | 0 | 0 | 0 | 0 | 0 | 0 | 0 | 0 | 0 | 0 | 0 | 0 | 0 | 0 | 0 | 0 | 0 | 0 | 0 | 0 | 0 | 0 | 0 | 0 | 0 | 0 | 0 | 0 | 0
Crowlands Wind Farm | VIC | 0 | 0 | 0 | 0 | 0 | 0 | 0 | 0 | 0 | 0 | 0 | 0 | 0 | 0 | 0 | 0 | 0 | 0 | 0 | 0 | 0 | 0 | 0 | 0 | 0 | 0 | 0 | 0 | 0
Dundonnell Wind Farm | VIC | 0 | 0 | 0 | 0 | 0 | 0 | 0 | 0 | 0 | 0 | 0 | 0 | 0 | 0 | 0 | 0 | 0 | 0 | 0 | 0 | 0 | 0 | 0 | 0 | 0 | 0 | 0 | 0 | 0
Elaine Wind Farm | VIC | 0 | 0 | 0 | 0 | 0 | 0 | 0 | 0 | 0 | 0 | 0 | 0 | 0 | 0 | 0 | 0 | 0 | 0 | 0 | 0 | 0 | 0 | 0 | 0 | 0 | 0 | 0 | 0 | 0
Kiata Wind Farm | VIC | 0 | 0 | 0 | 0 | 0 | 0 | 0 | 0 | 0 | 0 | 0 | 0 | 0 | 0 | 0 | 0 | 0 | 0 | 0 | 0 | 0 | 0 | 0 | 0 | 0 | 0 | 0 | 0 | 0
Macarthur Wind Farm | VIC | 0 | 0 | 0 | 0 | 0 | 0 | 0 | 0 | 0 | 0 | 0 | 0 | 0 | 0 | 0 | 0 | 0 | 0 | 0 | 0 | 0 | 0 | 0 | 0 | 0 | 0 | 0 | 0 | 0
Moorabool Wind Farm | VIC | 0 | 0 | 0 | 0 | 0 | 0 | 0 | 0 | 0 | 0 | 0 | 0 | 0 | 0 | 0 | 0 | 0 | 0 | 0 | 0 | 0 | 0 | 0 | 0 | 0 | 0 | 0 | 0 | 0
Mortons Lane Wind Farm | VIC | 0 | 0 | 0 | 0 | 0 | 0 | 0 | 0 | 0 | 0 | 0 | 0 | 0 | 0 | 0 | 0 | 0 | 0 | 0 | 0 | 0 | 0 | 0 | 0 | 0 | 0 | 0 | 0 | 0
Mt Gellibrand Wind Farm | VIC | 0 | 0 | 0 | 0 | 0 | 0 | 0 | 0 | 0 | 0 | 0 | 0 | 0 | 0 | 0 | 0 | 0 | 0 | 0 | 0 | 0 | 0 | 0 | 0 | 0 | 0 | 0 | 0 | 0
Mt Mercer Wind Farm | VIC | 0 | 0 | 0 | 0 | 0 | 0 | 0 | 0 | 0 | 0 | 0 | 0 | 0 | 0 | 0 | 0 | 0 | 0 | 0 | 0 | 0 | 0 | 0 | 0 | 0 | 0 | 0 | 0 | 0
Murra Warra Wind Farm - stage 1 | VIC | 0 | 0 | 0 | 0 | 0 | 0 | 0 | 0 | 0 | 0 | 0 | 0 | 0 | 0 | 0 | 0 | 0 | 0 | 0 | 0 | 0 | 0 | 0 | 0 | 0 | 0 | 0 | 0 | 0
Oaklands Hill Wind Farm | VIC | 0 | 0 | 0 | 0 | 0 | 0 | 0 | 0 | 0 | 0 | 0 | 0 | 0 | 0 | 0 | 0 | 0 | 0 | 0 | 0 | 0 | 0 | 0 | 0 | 0 | 0 | 0 | 0 | 0
Portland Wind Farm | VIC | 0 | 0 | 0 | 0 | 0 | 0 | 0 | 0 | 0 | 0 | 0 | 0 | 0 | 0 | 0 | 0 | 0 | 0 | 0 | 0 | 0 | 0 | 0 | 0 | 0 | 0 | 0 | 0 | 0
Salt Creek Wind Farm | VIC | 0 | 0 | 0 | 0 | 0 | 0 | 0 | 0 | 0 | 0 | 0 | 0 | 0 | 0 | 0 | 0 | 0 | 0 | 0 | 0 | 0 | 0 | 0 | 0 | 0 | 0 | 0 | 0 | 0
Waubra Wind Farm | VIC | 0 | 0 | 0 | 0 | 0 | 0 | 0 | 0 | 0 | 0 | 0 | 0 | 0 | 0 | 0 | 0 | 0 | 0 | 0 | 0 | 0 | 0 | 0 | 0 | 0 | 0 | 0 | 0 | 0
Yambuk Wind Farm | VIC | 0 | 0 | 0 | 0 | 0 | 0 | 0 | 0 | 0 | 0 | 0 | 0 | 0 | 0 | 0 | 0 | 0 | 0 | 0 | 0 | 0 | 0 | 0 | 0 | 0 | 0 | 0 | 0 | 0
Yaloak South Wind Farm | VIC | 0 | 0 | 0 | 0 | 0 | 0 | 0 | 0 | 0 | 0 | 0 | 0 | 0 | 0 | 0 | 0 | 0 | 0 | 0 | 0 | 0 | 0 | 0 | 0 | 0 | 0 | 0 | 0 | 0
Yendon Wind Farm | VIC | 0 | 0 | 0 | 0 | 0 | 0 | 0 | 0 | 0 | 0 | 0 | 0 | 0 | 0 | 0 | 0 | 0 | 0 | 0 | 0 | 0 | 0 | 0 | 0 | 0 | 0 | 0 | 0 | 0
Berrybank Wind Farm | VIC | 0 | 0 | 0 | 0 | 0 | 0 | 0 | 0 | 0 | 0 | 0 | 0 | 0 | 0 | 0 | 0 | 0 | 0 | 0 | 0 | 0 | 0 | 0 | 0 | 0 | 0 | 0 | 0 | 0
Gullen Range Wind Farm 2 _x000D_ | NSW | 0 | 0 | 0 | 0 | 0 | 0 | 0 | 0 | 0 | 0 | 0 | 0 | 0 | 0 | 0 | 0 | 0 | 0 | 0 | 0 | 0 | 0 | 0 | 0 | 0 | 0 | 0 | 0 | 0
Jemalong Solar | NSW | 0 | 0 | 0 | 0 | 0 | 0 | 0 | 0 | 0 | 0 | 0 | 0 | 0 | 0 | 0 | 0 | 0 | 0 | 0 | 0 | 0 | 0 | 0 | 0 | 0 | 0 | 0 | 0 | 0
Maryrorough Solar Farm | QLD | 0 | 0 | 0 | 0 | 0 | 0 | 0 | 0 | 0 | 0 | 0 | 0 | 0 | 0 | 0 | 0 | 0 | 0 | 0 | 0 | 0 | 0 | 0 | 0 | 0 | 0 | 0 | 0 | 0
Stockyard Hill Wind Farm | VIC | 0 | 0 | 0 | 0 | 0 | 0 | 0 | 0 | 0 | 0 | 0 | 0 | 0 | 0 | 0 | 0 | 0 | 0 | 0 | 0 | 0 | 0 | 0 | 0 | 0 | 0 | 0 | 0 | 0
Wellington Solar Farm | NSW | 0 | 0 | 0 | 0 | 0 | 0 | 0 | 0 | 0 | 0 | 0 | 0 | 0 | 0 | 0 | 0 | 0 | 0 | 0 | 0 | 0 | 0 | 0 | 0 | 0 | 0 | 0 | 0 | 0
Winton Solar Farm | VIC | 0 | 0 | 0 | 0 | 0 | 0 | 0 | 0 | 0 | 0 | 0 | 0 | 0 | 0 | 0 | 0 | 0 | 0 | 0 | 0 | 0 | 0 | 0 | 0 | 0 | 0 | 0 | 0 | 0
Gangarri Solar Farm | QLD | 0 | 0 | 0 | 0 | 0 | 0 | 0 | 0 | 0 | 0 | 0 | 0 | 0 | 0 | 0 | 0 | 0 | 0 | 0 | 0 | 0 | 0 | 0 | 0 | 0 | 0 | 0 | 0 | 0
Lincoln Gap Wind Farm - stage 2 | SA | 0 | 0 | 0 | 0 | 0 | 0 | 0 | 0 | 0 | 0 | 0 | 0 | 0 | 0 | 0 | 0 | 0 | 0 | 0 | 0 | 0 | 0 | 0 | 0 | 0 | 0 | 0 | 0 | 0
Snapper Point Power Station | SA | 13.69 | 13.78 | 13.87 | 13.9 | 13.5 | 13.38 | 13.25 | 13.27 | 13.48 | 13.59 | 13.65 | 13.65 | 13.66 | 13.5 | 13.57 | 13.68 | 13.68 | 13.64 | 13.66 | 13.68 | 13.71 | 13.85 | 14.1 | 14.31 | 14.34 | 14.28 | 14.29 | 14.44 | 14.64
Committed generators
Kurri Kurri | NSW | 15.31 | 16.11 | 16.72 | 16.8 | 16.28 | 16.22 | 16.27 | 16.42 | 16.64 | 16.51 | 16.21 | 16.03 | 16.11 | 16.12 | 16.28 | 16.46 | 16.55 | 16.54 | 16.51 | 16.51 | 16.57 | 16.75 | 17.01 | 17.19 | 17.21 | 17.2 | 17.3 | 17.46 | 17.58
Kidston | QLD | 0 | 0 | 0 | 0 | 0 | 0 | 0 | 0 | 0 | 0 | 0 | 0 | 0 | 0 | 0 | 0 | 0 | 0 | 0 | 0 | 0 | 0 | 0 | 0 | 0 | 0 | 0 | 0 | 0
Snowy 2.0 | NSW | 0 | 0 | 0 | 0 | 0 | 0 | 0 | 0 | 0 | 0 | 0 | 0 | 0 | 0 | 0 | 0 | 0 | 0 | 0 | 0 | 0 | 0 | 0 | 0 | 0 | 0 | 0 | 0 | 0
Corowa Solar Farm | NSW | 0 | 0 | 0 | 0 | 0 | 0 | 0 | 0 | 0 | 0 | 0 | 0 | 0 | 0 | 0 | 0 | 0 | 0 | 0 | 0 | 0 | 0 | 0 | 0 | 0 | 0 | 0 | 0 | 0
Gunnedah Solar Farm | NSW | 0 | 0 | 0 | 0 | 0 | 0 | 0 | 0 | 0 | 0 | 0 | 0 | 0 | 0 | 0 | 0 | 0 | 0 | 0 | 0 | 0 | 0 | 0 | 0 | 0 | 0 | 0 | 0 | 0
Junee Solar Farm | NSW | 0 | 0 | 0 | 0 | 0 | 0 | 0 | 0 | 0 | 0 | 0 | 0 | 0 | 0 | 0 | 0 | 0 | 0 | 0 | 0 | 0 | 0 | 0 | 0 | 0 | 0 | 0 | 0 | 0
Metz Solar Farm | NSW | 0 | 0 | 0 | 0 | 0 | 0 | 0 | 0 | 0 | 0 | 0 | 0 | 0 | 0 | 0 | 0 | 0 | 0 | 0 | 0 | 0 | 0 | 0 | 0 | 0 | 0 | 0 | 0 | 0
New England Solar Farm | NSW | 0 | 0 | 0 | 0 | 0 | 0 | 0 | 0 | 0 | 0 | 0 | 0 | 0 | 0 | 0 | 0 | 0 | 0 | 0 | 0 | 0 | 0 | 0 | 0 | 0 | 0 | 0 | 0 | 0
Riverina Solar Farm | NSW | 0 | 0 | 0 | 0 | 0 | 0 | 0 | 0 | 0 | 0 | 0 | 0 | 0 | 0 | 0 | 0 | 0 | 0 | 0 | 0 | 0 | 0 | 0 | 0 | 0 | 0 | 0 | 0 | 0
Sebastopol Solar Farm | NSW | 0 | 0 | 0 | 0 | 0 | 0 | 0 | 0 | 0 | 0 | 0 | 0 | 0 | 0 | 0 | 0 | 0 | 0 | 0 | 0 | 0 | 0 | 0 | 0 | 0 | 0 | 0 | 0 | 0
Suntop Solar Farm | NSW | 0 | 0 | 0 | 0 | 0 | 0 | 0 | 0 | 0 | 0 | 0 | 0 | 0 | 0 | 0 | 0 | 0 | 0 | 0 | 0 | 0 | 0 | 0 | 0 | 0 | 0 | 0 | 0 | 0
Wagga North Solar Farm | NSW | 0 | 0 | 0 | 0 | 0 | 0 | 0 | 0 | 0 | 0 | 0 | 0 | 0 | 0 | 0 | 0 | 0 | 0 | 0 | 0 | 0 | 0 | 0 | 0 | 0 | 0 | 0 | 0 | 0
Bluegrass Solar Farm | QLD | 0 | 0 | 0 | 0 | 0 | 0 | 0 | 0 | 0 | 0 | 0 | 0 | 0 | 0 | 0 | 0 | 0 | 0 | 0 | 0 | 0 | 0 | 0 | 0 | 0 | 0 | 0 | 0 | 0
Columboola Solar Farm | QLD | 0 | 0 | 0 | 0 | 0 | 0 | 0 | 0 | 0 | 0 | 0 | 0 | 0 | 0 | 0 | 0 | 0 | 0 | 0 | 0 | 0 | 0 | 0 | 0 | 0 | 0 | 0 | 0 | 0
Kennedy Energy Park Solar Farm* | QLD | 0 | 0 | 0 | 0 | 0 | 0 | 0 | 0 | 0 | 0 | 0 | 0 | 0 | 0 | 0 | 0 | 0 | 0 | 0 | 0 | 0 | 0 | 0 | 0 | 0 | 0 | 0 | 0 | 0
Warwick Solar Farm - stage 1 | QLD | 0 | 0 | 0 | 0 | 0 | 0 | 0 | 0 | 0 | 0 | 0 | 0 | 0 | 0 | 0 | 0 | 0 | 0 | 0 | 0 | 0 | 0 | 0 | 0 | 0 | 0 | 0 | 0 | 0
Warwick Solar Farm - stage 2 | QLD | 0 | 0 | 0 | 0 | 0 | 0 | 0 | 0 | 0 | 0 | 0 | 0 | 0 | 0 | 0 | 0 | 0 | 0 | 0 | 0 | 0 | 0 | 0 | 0 | 0 | 0 | 0 | 0 | 0
Western Downs Green Power Hub | QLD | 0 | 0 | 0 | 0 | 0 | 0 | 0 | 0 | 0 | 0 | 0 | 0 | 0 | 0 | 0 | 0 | 0 | 0 | 0 | 0 | 0 | 0 | 0 | 0 | 0 | 0 | 0 | 0 | 0
Woolooga Solar Farm | QLD | 0 | 0 | 0 | 0 | 0 | 0 | 0 | 0 | 0 | 0 | 0 | 0 | 0 | 0 | 0 | 0 | 0 | 0 | 0 | 0 | 0 | 0 | 0 | 0 | 0 | 0 | 0 | 0 | 0
Adelaide Desalination Plant* | SA | 0 | 0 | 0 | 0 | 0 | 0 | 0 | 0 | 0 | 0 | 0 | 0 | 0 | 0 | 0 | 0 | 0 | 0 | 0 | 0 | 0 | 0 | 0 | 0 | 0 | 0 | 0 | 0 | 0
Morgan To Whyalla Pipeline No 1 PS And Water Filtration Plant | SA | 0 | 0 | 0 | 0 | 0 | 0 | 0 | 0 | 0 | 0 | 0 | 0 | 0 | 0 | 0 | 0 | 0 | 0 | 0 | 0 | 0 | 0 | 0 | 0 | 0 | 0 | 0 | 0 | 0
Morgan To Whyalla Pipeline No 2 PS | SA | 0 | 0 | 0 | 0 | 0 | 0 | 0 | 0 | 0 | 0 | 0 | 0 | 0 | 0 | 0 | 0 | 0 | 0 | 0 | 0 | 0 | 0 | 0 | 0 | 0 | 0 | 0 | 0 | 0
Morgan To Whyalla Pipeline No 3 PS | SA | 0 | 0 | 0 | 0 | 0 | 0 | 0 | 0 | 0 | 0 | 0 | 0 | 0 | 0 | 0 | 0 | 0 | 0 | 0 | 0 | 0 | 0 | 0 | 0 | 0 | 0 | 0 | 0 | 0
Morgan To Whyalla Pipeline No 4 PS | SA | 0 | 0 | 0 | 0 | 0 | 0 | 0 | 0 | 0 | 0 | 0 | 0 | 0 | 0 | 0 | 0 | 0 | 0 | 0 | 0 | 0 | 0 | 0 | 0 | 0 | 0 | 0 | 0 | 0
Cohuna Solar Farm | VIC | 0 | 0 | 0 | 0 | 0 | 0 | 0 | 0 | 0 | 0 | 0 | 0 | 0 | 0 | 0 | 0 | 0 | 0 | 0 | 0 | 0 | 0 | 0 | 0 | 0 | 0 | 0 | 0 | 0
Bango 999 Wind Farm | NSW | 0 | 0 | 0 | 0 | 0 | 0 | 0 | 0 | 0 | 0 | 0 | 0 | 0 | 0 | 0 | 0 | 0 | 0 | 0 | 0 | 0 | 0 | 0 | 0 | 0 | 0 | 0 | 0 | 0
Kaban Green Power Hub - Wind Farm* | QLD | 0 | 0 | 0 | 0 | 0 | 0 | 0 | 0 | 0 | 0 | 0 | 0 | 0 | 0 | 0 | 0 | 0 | 0 | 0 | 0 | 0 | 0 | 0 | 0 | 0 | 0 | 0 | 0 | 0
Kennedy Energy Park Wind Farm* | QLD | 0 | 0 | 0 | 0 | 0 | 0 | 0 | 0 | 0 | 0 | 0 | 0 | 0 | 0 | 0 | 0 | 0 | 0 | 0 | 0 | 0 | 0 | 0 | 0 | 0 | 0 | 0 | 0 | 0
Murra Warra Wind Farm - stage 2 | VIC | 0 | 0 | 0 | 0 | 0 | 0 | 0 | 0 | 0 | 0 | 0 | 0 | 0 | 0 | 0 | 0 | 0 | 0 | 0 | 0 | 0 | 0 | 0 | 0 | 0 | 0 | 0 | 0 | 0
Bolivar Waste Water Treatment | SA | 0 | 0 | 0 | 0 | 0 | 0 | 0 | 0 | 0 | 0 | 0 | 0 | 0 | 0 | 0 | 0 | 0 | 0 | 0 | 0 | 0 | 0 | 0 | 0 | 0 | 0 | 0 | 0 | 0
Edenvale Solar Park | QLD | 0 | 0 | 0 | 0 | 0 | 0 | 0 | 0 | 0 | 0 | 0 | 0 | 0 | 0 | 0 | 0 | 0 | 0 | 0 | 0 | 0 | 0 | 0 | 0 | 0 | 0 | 0 | 0 | 0
Hillston Sun Farm | NSW | 0 | 0 | 0 | 0 | 0 | 0 | 0 | 0 | 0 | 0 | 0 | 0 | 0 | 0 | 0 | 0 | 0 | 0 | 0 | 0 | 0 | 0 | 0 | 0 | 0 | 0 | 0 | 0 | 0
Mannum Adelaide Pumping Station No 2 - MAPL2 (Palmer) | SA | 0 | 0 | 0 | 0 | 0 | 0 | 0 | 0 | 0 | 0 | 0 | 0 | 0 | 0 | 0 | 0 | 0 | 0 | 0 | 0 | 0 | 0 | 0 | 0 | 0 | 0 | 0 | 0 | 0
Mannum Adelaide Pumping Station No 3 - MAPL3 (Tungkillo)* | SA | 0 | 0 | 0 | 0 | 0 | 0 | 0 | 0 | 0 | 0 | 0 | 0 | 0 | 0 | 0 | 0 | 0 | 0 | 0 | 0 | 0 | 0 | 0 | 0 | 0 | 0 | 0 | 0 | 0
Moura Solar Farm | QLD | 0 | 0 | 0 | 0 | 0 | 0 | 0 | 0 | 0 | 0 | 0 | 0 | 0 | 0 | 0 | 0 | 0 | 0 | 0 | 0 | 0 | 0 | 0 | 0 | 0 | 0 | 0 | 0 | 0
Murray Bridge - Onkaparinga Pipeline Pump 2 | SA | 0 | 0 | 0 | 0 | 0 | 0 | 0 | 0 | 0 | 0 | 0 | 0 | 0 | 0 | 0 | 0 | 0 | 0 | 0 | 0 | 0 | 0 | 0 | 0 | 0 | 0 | 0 | 0 | 0
Port Augusta Renewable Energy Park - Solar | SA | 0 | 0 | 0 | 0 | 0 | 0 | 0 | 0 | 0 | 0 | 0 | 0 | 0 | 0 | 0 | 0 | 0 | 0 | 0 | 0 | 0 | 0 | 0 | 0 | 0 | 0 | 0 | 0 | 0
Port Augusta Renewable Energy Park - Wind | SA | 0 | 0 | 0 | 0 | 0 | 0 | 0 | 0 | 0 | 0 | 0 | 0 | 0 | 0 | 0 | 0 | 0 | 0 | 0 | 0 | 0 | 0 | 0 | 0 | 0 | 0 | 0 | 0 | 0
Wyalong Solar Farm | NSW | 0 | 0 | 0 | 0 | 0 | 0 | 0 | 0 | 0 | 0 | 0 | 0 | 0 | 0 | 0 | 0 | 0 | 0 | 0 | 0 | 0 | 0 | 0 | 0 | 0 | 0 | 0 | 0 | 0
Avonlie Solar Farm | NSW | 0 | 0 | 0 | 0 | 0 | 0 | 0 | 0 | 0 | 0 | 0 | 0 | 0 | 0 | 0 | 0 | 0 | 0 | 0 | 0 | 0 | 0 | 0 | 0 | 0 | 0 | 0 | 0 | 0
Dulacca Wind Farm | QLD | 0 | 0 | 0 | 0 | 0 | 0 | 0 | 0 | 0 | 0 | 0 | 0 | 0 | 0 | 0 | 0 | 0 | 0 | 0 | 0 | 0 | 0 | 0 | 0 | 0 | 0 | 0 | 0 | 0
Rye Park Wind Farm | NSW | 0 | 0 | 0 | 0 | 0 | 0 | 0 | 0 | 0 | 0 | 0 | 0 | 0 | 0 | 0 | 0 | 0 | 0 | 0 | 0 | 0 | 0 | 0 | 0 | 0 | 0 | 0 | 0 | 0
Berrybank Wind Farm - stage 2 | VIC | 0 | 0 | 0 | 0 | 0 | 0 | 0 | 0 | 0 | 0 | 0 | 0 | 0 | 0 | 0 | 0 | 0 | 0 | 0 | 0 | 0 | 0 | 0 | 0 | 0 | 0 | 0 | 0 | 0
Clarke Creek Wind Farm | QLD | 0 | 0 | 0 | 0 | 0 | 0 | 0 | 0 | 0 | 0 | 0 | 0 | 0 | 0 | 0 | 0 | 0 | 0 | 0 | 0 | 0 | 0 | 0 | 0 | 0 | 0 | 0 | 0 | 0
Wandoan South Solar Farm - stage 1 | QLD | 0 | 0 | 0 | 0 | 0 | 0 | 0 | 0 | 0 | 0 | 0 | 0 | 0 | 0 | 0 | 0 | 0 | 0 | 0 | 0 | 0 | 0 | 0 | 0 | 0 | 0 | 0 | 0 | 0
Christies Beach Wastewater Treatment Plant | SA | 0 | 0 | 0 | 0 | 0 | 0 | 0 | 0 | 0 | 0 | 0 | 0 | 0 | 0 | 0 | 0 | 0 | 0 | 0 | 0 | 0 | 0 | 0 | 0 | 0 | 0 | 0 | 0 | 0
Happy Valley Reservoir | SA | 0 | 0 | 0 | 0 | 0 | 0 | 0 | 0 | 0 | 0 | 0 | 0 | 0 | 0 | 0 | 0 | 0 | 0 | 0 | 0 | 0 | 0 | 0 | 0 | 0 | 0 | 0 | 0 | 0
Tallawarra B* | NSW | 15.31 | 16.11 | 16.72 | 16.8 | 16.28 | 16.22 | 16.27 | 16.42 | 16.64 | 16.51 | 16.21 | 16.03 | 16.11 | 16.12 | 16.28 | 16.46 | 16.55 | 16.54 | 16.51 | 16.51 | 16.57 | 16.75 | 17.01 | 17.19 | 17.21 | 17.2 | 17.3 | 17.46 | 17.58
Wollar Solar Farm | NSW | 0 | 0 | 0 | 0 | 0 | 0 | 0 | 0 | 0 | 0 | 0 | 0 | 0 | 0 | 0 | 0 | 0 | 0 | 0 | 0 | 0 | 0 | 0 | 0 | 0 | 0 | 0 | 0 | 0
West Wyalong Solar Farm | NSW | 0 | 0 | 0 | 0 | 0 | 0 | 0 | 0 | 0 | 0 | 0 | 0 | 0 | 0 | 0 | 0 | 0 | 0 | 0 | 0 | 0 | 0 | 0 | 0 | 0 | 0 | 0 | 0 | 0
Tailem Bend Solar Farm - stage 2 | SA | 0 | 0 | 0 | 0 | 0 | 0 | 0 | 0 | 0 | 0 | 0 | 0 | 0 | 0 | 0 | 0 | 0 | 0 | 0 | 0 | 0 | 0 | 0 | 0 | 0 | 0 | 0 | 0 | 0
Mortlake South Wind Farm | VIC | 0 | 0 | 0 | 0 | 0 | 0 | 0 | 0 | 0 | 0 | 0 | 0 | 0 | 0 | 0 | 0 | 0 | 0 | 0 | 0 | 0 | 0 | 0 | 0 | 0 | 0 | 0 | 0 | 0
Anticipated Projects
Aramara Solar Farm | QLD | 0 | 0 | 0 | 0 | 0 | 0 | 0 | 0 | 0 | 0 | 0 | 0 | 0 | 0 | 0 | 0 | 0 | 0 | 0 | 0 | 0 | 0 | 0 | 0 | 0 | 0 | 0 | 0 | 0
Munna Creek Solar Farm | QLD | 0 | 0 | 0 | 0 | 0 | 0 | 0 | 0 | 0 | 0 | 0 | 0 | 0 | 0 | 0 | 0 | 0 | 0 | 0 | 0 | 0 | 0 | 0 | 0 | 0 | 0 | 0 | 0 | 0
Macintyre Wind Farm | QLD | 0 | 0 | 0 | 0 | 0 | 0 | 0 | 0 | 0 | 0 | 0 | 0 | 0 | 0 | 0 | 0 | 0 | 0 | 0 | 0 | 0 | 0 | 0 | 0 | 0 | 0 | 0 | 0 | 0
Quorn Park Solar Farm | NSW | 0 | 0 | 0 | 0 | 0 | 0 | 0 | 0 | 0 | 0 | 0 | 0 | 0 | 0 | 0 | 0 | 0 | 0 | 0 | 0 | 0 | 0 | 0 | 0 | 0 | 0 | 0 | 0 | 0
Walla Walla Solar Farm | NSW | 0 | 0 | 0 | 0 | 0 | 0 | 0 | 0 | 0 | 0 | 0 | 0 | 0 | 0 | 0 | 0 | 0 | 0 | 0 | 0 | 0 | 0 | 0 | 0 | 0 | 0 | 0 | 0 | 0
Wunghnu Solar Farm | VIC | 0 | 0 | 0 | 0 | 0 | 0 | 0 | 0 | 0 | 0 | 0 | 0 | 0 | 0 | 0 | 0 | 0 | 0 | 0 | 0 | 0 | 0 | 0 | 0 | 0 | 0 | 0 | 0 | 0
Yanco Solar Farm | NSW | 0 | 0 | 0 | 0 | 0 | 0 | 0 | 0 | 0 | 0 | 0 | 0 | 0 | 0 | 0 | 0 | 0 | 0 | 0 | 0 | 0 | 0 | 0 | 0 | 0 | 0 | 0 | 0 | 0
Bolivar Power Station | SA | 13.69 | 13.78 | 13.87 | 13.9 | 13.5 | 13.38 | 13.25 | 13.27 | 13.48 | 13.59 | 13.65 | 13.65 | 13.66 | 13.5 | 13.57 | 13.68 | 13.68 | 13.64 | 13.66 | 13.68 | 13.71 | 13.85 | 14.1 | 14.31 | 14.34 | 14.28 | 14.29 | 14.44 | 14.64
Karara Wind Farm | QLD | 0 | 0 | 0 | 0 | 0 | 0 | 0 | 0 | 0 | 0 | 0 | 0 | 0 | 0 | 0 | 0 | 0 | 0 | 0 | 0 | 0 | 0 | 0 | 0 | 0 | 0 | 0 | 0 | 0
Existing, Committed and Anticipated Batteries
Wallgrove Grid Battery project | NSW | 0 | 0 | 0 | 0 | 0 | 0 | 0 | 0 | 0 | 0 | 0 | 0 | 0 | 0 | 0 | 0 | 0 | 0 | 0 | 0 | 0 | 0 | 0 | 0 | 0 | 0 | 0 | 0 | 0
Wandoan South BESS | QLD | 0 | 0 | 0 | 0 | 0 | 0 | 0 | 0 | 0 | 0 | 0 | 0 | 0 | 0 | 0 | 0 | 0 | 0 | 0 | 0 | 0 | 0 | 0 | 0 | 0 | 0 | 0 | 0 | 0
Adelaide Desalination Plant BESS | SA | 0 | 0 | 0 | 0 | 0 | 0 | 0 | 0 | 0 | 0 | 0 | 0 | 0 | 0 | 0 | 0 | 0 | 0 | 0 | 0 | 0 | 0 | 0 | 0 | 0 | 0 | 0 | 0 | 0
Bolivar Waste Water Treatment BESS | SA | 0 | 0 | 0 | 0 | 0 | 0 | 0 | 0 | 0 | 0 | 0 | 0 | 0 | 0 | 0 | 0 | 0 | 0 | 0 | 0 | 0 | 0 | 0 | 0 | 0 | 0 | 0 | 0 | 0
Christies Beach Wastewater Treatment Plant BESS | SA | 0 | 0 | 0 | 0 | 0 | 0 | 0 | 0 | 0 | 0 | 0 | 0 | 0 | 0 | 0 | 0 | 0 | 0 | 0 | 0 | 0 | 0 | 0 | 0 | 0 | 0 | 0 | 0 | 0
Dalrymple North BESS | SA | 0 | 0 | 0 | 0 | 0 | 0 | 0 | 0 | 0 | 0 | 0 | 0 | 0 | 0 | 0 | 0 | 0 | 0 | 0 | 0 | 0 | 0 | 0 | 0 | 0 | 0 | 0 | 0 | 0
Happy Valley Reservoir BESS | SA | 0 | 0 | 0 | 0 | 0 | 0 | 0 | 0 | 0 | 0 | 0 | 0 | 0 | 0 | 0 | 0 | 0 | 0 | 0 | 0 | 0 | 0 | 0 | 0 | 0 | 0 | 0 | 0 | 0
Hornsdale Power Reserve Unit 1 | SA | 0 | 0 | 0 | 0 | 0 | 0 | 0 | 0 | 0 | 0 | 0 | 0 | 0 | 0 | 0 | 0 | 0 | 0 | 0 | 0 | 0 | 0 | 0 | 0 | 0 | 0 | 0 | 0 | 0
Lake Bonney BESS1 | SA | 0 | 0 | 0 | 0 | 0 | 0 | 0 | 0 | 0 | 0 | 0 | 0 | 0 | 0 | 0 | 0 | 0 | 0 | 0 | 0 | 0 | 0 | 0 | 0 | 0 | 0 | 0 | 0 | 0
Lincoln Gap Wind Farm - BESS | SA | 0 | 0 | 0 | 0 | 0 | 0 | 0 | 0 | 0 | 0 | 0 | 0 | 0 | 0 | 0 | 0 | 0 | 0 | 0 | 0 | 0 | 0 | 0 | 0 | 0 | 0 | 0 | 0 | 0
Torrens Island BESS | SA | 0 | 0 | 0 | 0 | 0 | 0 | 0 | 0 | 0 | 0 | 0 | 0 | 0 | 0 | 0 | 0 | 0 | 0 | 0 | 0 | 0 | 0 | 0 | 0 | 0 | 0 | 0 | 0 | 0
Ballarat Energy Storage System | VIC | 0 | 0 | 0 | 0 | 0 | 0 | 0 | 0 | 0 | 0 | 0 | 0 | 0 | 0 | 0 | 0 | 0 | 0 | 0 | 0 | 0 | 0 | 0 | 0 | 0 | 0 | 0 | 0 | 0
Bulgana Green Power Hub - BESS | VIC | 0 | 0 | 0 | 0 | 0 | 0 | 0 | 0 | 0 | 0 | 0 | 0 | 0 | 0 | 0 | 0 | 0 | 0 | 0 | 0 | 0 | 0 | 0 | 0 | 0 | 0 | 0 | 0 | 0
Gannawarra Energy Storage System | VIC | 0 | 0 | 0 | 0 | 0 | 0 | 0 | 0 | 0 | 0 | 0 | 0 | 0 | 0 | 0 | 0 | 0 | 0 | 0 | 0 | 0 | 0 | 0 | 0 | 0 | 0 | 0 | 0 | 0
Victorian Big Battery | VIC | 0 | 0 | 0 | 0 | 0 | 0 | 0 | 0 | 0 | 0 | 0 | 0 | 0 | 0 | 0 | 0 | 0 | 0 | 0 | 0 | 0 | 0 | 0 | 0 | 0 | 0 | 0 | 0 | 0
Tailem Bend Battery Project | SA | 0 | 0 | 0 | 0 | 0 | 0 | 0 | 0 | 0 | 0 | 0 | 0 | 0 | 0 | 0 | 0 | 0 | 0 | 0 | 0 | 0 | 0 | 0 | 0 | 0 | 0 | 0 | 0 | 0
Darlington Point Energy Storage System | NSW | 0 | 0 | 0 | 0 | 0 | 0 | 0 | 0 | 0 | 0 | 0 | 0 | 0 | 0 | 0 | 0 | 0 | 0 | 0 | 0 | 0 | 0 | 0 | 0 | 0 | 0 | 0 | 0 | 0
Orana BESS | NSW | 0 | 0 | 0 | 0 | 0 | 0 | 0 | 0 | 0 | 0 | 0 | 0 | 0 | 0 | 0 | 0 | 0 | 0 | 0 | 0 | 0 | 0 | 0 | 0 | 0 | 0 | 0 | 0 | 0
Riverina Energy Storage System 1 | NSW | 0 | 0 | 0 | 0 | 0 | 0 | 0 | 0 | 0 | 0 | 0 | 0 | 0 | 0 | 0 | 0 | 0 | 0 | 0 | 0 | 0 | 0 | 0 | 0 | 0 | 0 | 0 | 0 | 0
Riverina Energy Storage System 2 | NSW | 0 | 0 | 0 | 0 | 0 | 0 | 0 | 0 | 0 | 0 | 0 | 0 | 0 | 0 | 0 | 0 | 0 | 0 | 0 | 0 | 0 | 0 | 0 | 0 | 0 | 0 | 0 | 0 | 0
Wooreen Energy Storage System | VIC | 0 | 0 | 0 | 0 | 0 | 0 | 0 | 0 | 0 | 0 | 0 | 0 | 0 | 0 | 0 | 0 | 0 | 0 | 0 | 0 | 0 | 0 | 0 | 0 | 0 | 0 | 0 | 0 | 0
Ulinda Park BESS | QLD | 0 | 0 | 0 | 0 | 0 | 0 | 0 | 0 | 0 | 0 | 0 | 0 | 0 | 0 | 0 | 0 | 0 | 0 | 0 | 0 | 0 | 0 | 0 | 0 | 0 | 0 | 0 | 0 | 0
New Entrant
Black Coal (advanced ultra supercritical PC) - SQ | QLD | 2.8592 | 3.2704 | 3.4881 | 3.6017 | 3.7319 | 3.8521 | 3.9301 | 3.9763 | 3.993 | 3.9897 | 3.982 | 4.0146 | 4.0464 | 4.0534 | 4.0641 | 4.0309 | 4.043 | 4.055 | 3.9955 | 3.9659 | 3.9659 | 3.9659 | 3.9659 | 3.9659 | 3.9659 | 3.9659 | 3.9659 | 3.9659 | 3.9659
Black Coal (advanced ultra supercritical PC) - CNQ | QLD | 2.3786 | 2.63 | 2.7819 | 2.8999 | 3.0183 | 3.127 | 3.1746 | 3.1705 | 3.1594 | 3.1484 | 3.133 | 3.1587 | 3.1879 | 3.215 | 3.2484 | 3.2416 | 3.2587 | 3.2436 | 3.1831 | 3.1659 | 3.1659 | 3.1659 | 3.1659 | 3.1659 | 3.1659 | 3.1659 | 3.1659 | 3.1659 | 3.1659
Black Coal (advanced ultra supercritical PC) - CNSW | NSW | 2.7893 | 3.0978 | 3.2732 | 3.3897 | 3.5123 | 3.6251 | 3.6835 | 3.6968 | 3.695 | 3.6867 | 3.6741 | 3.7023 | 3.7324 | 3.7523 | 3.7776 | 3.7614 | 3.7767 | 3.7713 | 3.7111 | 3.6895 | 3.6895 | 3.6895 | 3.6895 | 3.6895 | 3.6895 | 3.6895 | 3.6895 | 3.6895 | 3.6895
Black Coal (advanced ultra supercritical PC) - SNW | NSW | 2.7893 | 3.0978 | 3.2732 | 3.3897 | 3.5123 | 3.6251 | 3.6835 | 3.6968 | 3.695 | 3.6867 | 3.6741 | 3.7023 | 3.7324 | 3.7523 | 3.7776 | 3.7614 | 3.7767 | 3.7713 | 3.7111 | 3.6895 | 3.6895 | 3.6895 | 3.6895 | 3.6895 | 3.6895 | 3.6895 | 3.6895 | 3.6895 | 3.6895
Black Coal (advanced ultra supercritical PC) with CCS - SQ | QLD | 2.8592 | 3.2704 | 3.4881 | 3.6017 | 3.7319 | 3.8521 | 3.9301 | 3.9763 | 3.993 | 3.9897 | 3.982 | 4.0146 | 4.0464 | 4.0534 | 4.0641 | 4.0309 | 4.043 | 4.055 | 3.9955 | 3.9659 | 3.9659 | 3.9659 | 3.9659 | 3.9659 | 3.9659 | 3.9659 | 3.9659 | 3.9659 | 3.9659
Black Coal (advanced ultra supercritical PC) with CCS - CNQ | QLD | 2.3786 | 2.63 | 2.7819 | 2.8999 | 3.0183 | 3.127 | 3.1746 | 3.1705 | 3.1594 | 3.1484 | 3.133 | 3.1587 | 3.1879 | 3.215 | 3.2484 | 3.2416 | 3.2587 | 3.2436 | 3.1831 | 3.1659 | 3.1659 | 3.1659 | 3.1659 | 3.1659 | 3.1659 | 3.1659 | 3.1659 | 3.1659 | 3.1659
Black Coal (advanced ultra supercritical PC) with CCS - CNSW | NSW | 2.7893 | 3.0978 | 3.2732 | 3.3897 | 3.5123 | 3.6251 | 3.6835 | 3.6968 | 3.695 | 3.6867 | 3.6741 | 3.7023 | 3.7324 | 3.7523 | 3.7776 | 3.7614 | 3.7767 | 3.7713 | 3.7111 | 3.6895 | 3.6895 | 3.6895 | 3.6895 | 3.6895 | 3.6895 | 3.6895 | 3.6895 | 3.6895 | 3.6895
Black Coal (advanced ultra supercritical PC) with CCS - SNW | NSW | 2.7893 | 3.0978 | 3.2732 | 3.3897 | 3.5123 | 3.6251 | 3.6835 | 3.6968 | 3.695 | 3.6867 | 3.6741 | 3.7023 | 3.7324 | 3.7523 | 3.7776 | 3.7614 | 3.7767 | 3.7713 | 3.7111 | 3.6895 | 3.6895 | 3.6895 | 3.6895 | 3.6895 | 3.6895 | 3.6895 | 3.6895 | 3.6895 | 3.6895
OCGT (small GT) - CNQ | QLD | 11.74 | 11.73 | 11.53 | 11.38 | 11.16 | 11.24 | 11.42 | 11.65 | 11.81 | 11.6 | 11.16 | 10.87 | 11.02 | 11.32 | 11.57 | 11.67 | 11.8 | 11.89 | 11.94 | 11.93 | 11.88 | 11.91 | 11.99 | 12.02 | 11.98 | 11.94 | 11.96 | 11.99 | 12
OCGT (small GT) - GG | QLD | 11.74 | 11.73 | 11.53 | 11.38 | 11.16 | 11.24 | 11.42 | 11.65 | 11.81 | 11.6 | 11.16 | 10.87 | 11.02 | 11.32 | 11.57 | 11.67 | 11.8 | 11.89 | 11.94 | 11.93 | 11.88 | 11.91 | 11.99 | 12.02 | 11.98 | 11.94 | 11.96 | 11.99 | 12
OCGT (small GT) - SQ | QLD | 11.74 | 11.73 | 11.53 | 11.38 | 11.16 | 11.24 | 11.42 | 11.65 | 11.81 | 11.6 | 11.16 | 10.87 | 11.02 | 11.32 | 11.57 | 11.67 | 11.8 | 11.89 | 11.94 | 11.93 | 11.88 | 11.91 | 11.99 | 12.02 | 11.98 | 11.94 | 11.96 | 11.99 | 12
OCGT (small GT) - NNSW | NSW | 15.31 | 16.11 | 16.72 | 16.8 | 16.28 | 16.22 | 16.27 | 16.42 | 16.64 | 16.51 | 16.21 | 16.03 | 16.11 | 16.12 | 16.28 | 16.46 | 16.55 | 16.54 | 16.51 | 16.51 | 16.57 | 16.75 | 17.01 | 17.19 | 17.21 | 17.2 | 17.3 | 17.46 | 17.58
OCGT (small GT) - CNSW | NSW | 15.31 | 16.11 | 16.72 | 16.8 | 16.28 | 16.22 | 16.27 | 16.42 | 16.64 | 16.51 | 16.21 | 16.03 | 16.11 | 16.12 | 16.28 | 16.46 | 16.55 | 16.54 | 16.51 | 16.51 | 16.57 | 16.75 | 17.01 | 17.19 | 17.21 | 17.2 | 17.3 | 17.46 | 17.58
OCGT (small GT) - SNW | NSW | 15.31 | 16.11 | 16.72 | 16.8 | 16.28 | 16.22 | 16.27 | 16.42 | 16.64 | 16.51 | 16.21 | 16.03 | 16.11 | 16.12 | 16.28 | 16.46 | 16.55 | 16.54 | 16.51 | 16.51 | 16.57 | 16.75 | 17.01 | 17.19 | 17.21 | 17.2 | 17.3 | 17.46 | 17.58
OCGT (small GT) - SNSW | NSW | 15.31 | 16.11 | 16.72 | 16.8 | 16.28 | 16.22 | 16.27 | 16.42 | 16.64 | 16.51 | 16.21 | 16.03 | 16.11 | 16.12 | 16.28 | 16.46 | 16.55 | 16.54 | 16.51 | 16.51 | 16.57 | 16.75 | 17.01 | 17.19 | 17.21 | 17.2 | 17.3 | 17.46 | 17.58
OCGT (small GT) - VIC | VIC | 11.53 | 12.41 | 13.03 | 13.2 | 12.91 | 13.07 | 13.47 | 13.91 | 14.43 | 14.89 | 15.18 | 15.25 | 15.25 | 15.07 | 15.34 | 15.92 | 16.3 | 16.34 | 16.22 | 16.15 | 16.28 | 16.65 | 17.09 | 17.32 | 17.32 | 17.38 | 17.54 | 17.75 | 17.99
OCGT (small GT) - SA | SA | 13.69 | 13.78 | 13.87 | 13.9 | 13.5 | 13.38 | 13.25 | 13.27 | 13.48 | 13.59 | 13.65 | 13.65 | 13.66 | 13.5 | 13.57 | 13.68 | 13.68 | 13.64 | 13.66 | 13.68 | 13.71 | 13.85 | 14.1 | 14.31 | 14.34 | 14.28 | 14.29 | 14.44 | 14.64
OCGT (small GT) - TAS | TAS | 15.88 | 16.94 | 17.72 | 18.11 | 18.07 | 18.39 | 18.94 | 19.63 | 20.48 | 20.98 | 21.04 | 20.92 | 20.94 | 20.89 | 21.44 | 22.39 | 22.89 | 22.79 | 22.56 | 22.47 | 22.68 | 23.21 | 23.85 | 24.2 | 24.34 | 24.58 | 25.72 | 27.09 | 28.21
OCGT (large GT) - CNQ | QLD | 11.74 | 11.73 | 11.53 | 11.38 | 11.16 | 11.24 | 11.42 | 11.65 | 11.81 | 11.6 | 11.16 | 10.87 | 11.02 | 11.32 | 11.57 | 11.67 | 11.8 | 11.89 | 11.94 | 11.93 | 11.88 | 11.91 | 11.99 | 12.02 | 11.98 | 11.94 | 11.96 | 11.99 | 12
OCGT (large GT) - GG | QLD | 11.74 | 11.73 | 11.53 | 11.38 | 11.16 | 11.24 | 11.42 | 11.65 | 11.81 | 11.6 | 11.16 | 10.87 | 11.02 | 11.32 | 11.57 | 11.67 | 11.8 | 11.89 | 11.94 | 11.93 | 11.88 | 11.91 | 11.99 | 12.02 | 11.98 | 11.94 | 11.96 | 11.99 | 12
OCGT (large GT) - SQ | QLD | 11.74 | 11.73 | 11.53 | 11.38 | 11.16 | 11.24 | 11.42 | 11.65 | 11.81 | 11.6 | 11.16 | 10.87 | 11.02 | 11.32 | 11.57 | 11.67 | 11.8 | 11.89 | 11.94 | 11.93 | 11.88 | 11.91 | 11.99 | 12.02 | 11.98 | 11.94 | 11.96 | 11.99 | 12
OCGT (large GT) - NNSW | NSW | 15.31 | 16.11 | 16.72 | 16.8 | 16.28 | 16.22 | 16.27 | 16.42 | 16.64 | 16.51 | 16.21 | 16.03 | 16.11 | 16.12 | 16.28 | 16.46 | 16.55 | 16.54 | 16.51 | 16.51 | 16.57 | 16.75 | 17.01 | 17.19 | 17.21 | 17.2 | 17.3 | 17.46 | 17.58
OCGT (large GT) - CNSW | NSW | 15.31 | 16.11 | 16.72 | 16.8 | 16.28 | 16.22 | 16.27 | 16.42 | 16.64 | 16.51 | 16.21 | 16.03 | 16.11 | 16.12 | 16.28 | 16.46 | 16.55 | 16.54 | 16.51 | 16.51 | 16.57 | 16.75 | 17.01 | 17.19 | 17.21 | 17.2 | 17.3 | 17.46 | 17.58
OCGT (large GT) - SNW | NSW | 15.31 | 16.11 | 16.72 | 16.8 | 16.28 | 16.22 | 16.27 | 16.42 | 16.64 | 16.51 | 16.21 | 16.03 | 16.11 | 16.12 | 16.28 | 16.46 | 16.55 | 16.54 | 16.51 | 16.51 | 16.57 | 16.75 | 17.01 | 17.19 | 17.21 | 17.2 | 17.3 | 17.46 | 17.58
OCGT (large GT) - SNSW | NSW | 15.31 | 16.11 | 16.72 | 16.8 | 16.28 | 16.22 | 16.27 | 16.42 | 16.64 | 16.51 | 16.21 | 16.03 | 16.11 | 16.12 | 16.28 | 16.46 | 16.55 | 16.54 | 16.51 | 16.51 | 16.57 | 16.75 | 17.01 | 17.19 | 17.21 | 17.2 | 17.3 | 17.46 | 17.58
OCGT (large GT) - VIC | VIC | 11.53 | 12.41 | 13.03 | 13.2 | 12.91 | 13.07 | 13.47 | 13.91 | 14.43 | 14.89 | 15.18 | 15.25 | 15.25 | 15.07 | 15.34 | 15.92 | 16.3 | 16.34 | 16.22 | 16.15 | 16.28 | 16.65 | 17.09 | 17.32 | 17.32 | 17.38 | 17.54 | 17.75 | 17.99
OCGT (large GT) - SA | SA | 13.69 | 13.78 | 13.87 | 13.9 | 13.5 | 13.38 | 13.25 | 13.27 | 13.48 | 13.59 | 13.65 | 13.65 | 13.66 | 13.5 | 13.57 | 13.68 | 13.68 | 13.64 | 13.66 | 13.68 | 13.71 | 13.85 | 14.1 | 14.31 | 14.34 | 14.28 | 14.29 | 14.44 | 14.64
OCGT (large GT) - TAS | TAS | 15.88 | 16.94 | 17.72 | 18.11 | 18.07 | 18.39 | 18.94 | 19.63 | 20.48 | 20.98 | 21.04 | 20.92 | 20.94 | 20.89 | 21.44 | 22.39 | 22.89 | 22.79 | 22.56 | 22.47 | 22.68 | 23.21 | 23.85 | 24.2 | 24.34 | 24.58 | 25.72 | 27.09 | 28.21
CCGT - CNQ | QLD | 11.39 | 11.38 | 11.18 | 11.03 | 10.81 | 10.89 | 11.07 | 11.3 | 11.46 | 11.25 | 10.81 | 10.52 | 10.67 | 10.97 | 11.22 | 11.32 | 11.45 | 11.54 | 11.59 | 11.58 | 11.53 | 11.56 | 11.64 | 11.67 | 11.63 | 11.59 | 11.61 | 11.64 | 11.65
CCGT - GG | QLD | 11.39 | 11.38 | 11.18 | 11.03 | 10.81 | 10.89 | 11.07 | 11.3 | 11.46 | 11.25 | 10.81 | 10.52 | 10.67 | 10.97 | 11.22 | 11.32 | 11.45 | 11.54 | 11.59 | 11.58 | 11.53 | 11.56 | 11.64 | 11.67 | 11.63 | 11.59 | 11.61 | 11.64 | 11.65
CCGT - SQ | QLD | 11.39 | 11.38 | 11.18 | 11.03 | 10.81 | 10.89 | 11.07 | 11.3 | 11.46 | 11.25 | 10.81 | 10.52 | 10.67 | 10.97 | 11.22 | 11.32 | 11.45 | 11.54 | 11.59 | 11.58 | 11.53 | 11.56 | 11.64 | 11.67 | 11.63 | 11.59 | 11.61 | 11.64 | 11.65
CCGT - NNSW | NSW | 14.81 | 15.61 | 16.22 | 16.3 | 15.78 | 15.72 | 15.77 | 15.92 | 16.14 | 16.01 | 15.71 | 15.53 | 15.61 | 15.62 | 15.78 | 15.96 | 16.05 | 16.04 | 16.01 | 16.01 | 16.07 | 16.25 | 16.51 | 16.69 | 16.71 | 16.7 | 16.8 | 16.96 | 17.08
CCGT - CNSW | NSW | 14.81 | 15.61 | 16.22 | 16.3 | 15.78 | 15.72 | 15.77 | 15.92 | 16.14 | 16.01 | 15.71 | 15.53 | 15.61 | 15.62 | 15.78 | 15.96 | 16.05 | 16.04 | 16.01 | 16.01 | 16.07 | 16.25 | 16.51 | 16.69 | 16.71 | 16.7 | 16.8 | 16.96 | 17.08
CCGT - SNW | NSW | 14.81 | 15.61 | 16.22 | 16.3 | 15.78 | 15.72 | 15.77 | 15.92 | 16.14 | 16.01 | 15.71 | 15.53 | 15.61 | 15.62 | 15.78 | 15.96 | 16.05 | 16.04 | 16.01 | 16.01 | 16.07 | 16.25 | 16.51 | 16.69 | 16.71 | 16.7 | 16.8 | 16.96 | 17.08
CCGT - SNSW | NSW | 14.81 | 15.61 | 16.22 | 16.3 | 15.78 | 15.72 | 15.77 | 15.92 | 16.14 | 16.01 | 15.71 | 15.53 | 15.61 | 15.62 | 15.78 | 15.96 | 16.05 | 16.04 | 16.01 | 16.01 | 16.07 | 16.25 | 16.51 | 16.69 | 16.71 | 16.7 | 16.8 | 16.96 | 17.08
CCGT - VIC | VIC | 11.03 | 11.91 | 12.53 | 12.7 | 12.41 | 12.57 | 12.97 | 13.41 | 13.93 | 14.39 | 14.68 | 14.75 | 14.75 | 14.57 | 14.84 | 15.42 | 15.8 | 15.84 | 15.72 | 15.65 | 15.78 | 16.15 | 16.59 | 16.82 | 16.82 | 16.88 | 17.04 | 17.25 | 17.49
CCGT - SA | SA | 13.19 | 13.28 | 13.37 | 13.4 | 13 | 12.88 | 12.75 | 12.77 | 12.98 | 13.09 | 13.15 | 13.15 | 13.16 | 13 | 13.07 | 13.18 | 13.18 | 13.14 | 13.16 | 13.18 | 13.21 | 13.35 | 13.6 | 13.81 | 13.84 | 13.78 | 13.79 | 13.94 | 14.14
CCGT - TAS | TAS | 15.38 | 16.44 | 17.22 | 17.61 | 17.57 | 17.89 | 18.44 | 19.13 | 19.98 | 20.48 | 20.54 | 20.42 | 20.44 | 20.39 | 20.94 | 21.89 | 22.39 | 22.29 | 22.06 | 21.97 | 22.18 | 22.71 | 23.35 | 23.7 | 23.84 | 24.08 | 25.22 | 26.59 | 27.71
CCGT with CCS - CNQ | QLD | 11.39 | 11.38 | 11.18 | 11.03 | 10.81 | 10.89 | 11.07 | 11.3 | 11.46 | 11.25 | 10.81 | 10.52 | 10.67 | 10.97 | 11.22 | 11.32 | 11.45 | 11.54 | 11.59 | 11.58 | 11.53 | 11.56 | 11.64 | 11.67 | 11.63 | 11.59 | 11.61 | 11.64 | 11.65
CCGT with CCS - GG | QLD | 11.39 | 11.38 | 11.18 | 11.03 | 10.81 | 10.89 | 11.07 | 11.3 | 11.46 | 11.25 | 10.81 | 10.52 | 10.67 | 10.97 | 11.22 | 11.32 | 11.45 | 11.54 | 11.59 | 11.58 | 11.53 | 11.56 | 11.64 | 11.67 | 11.63 | 11.59 | 11.61 | 11.64 | 11.65
CCGT with CCS - SQ | QLD | 11.39 | 11.38 | 11.18 | 11.03 | 10.81 | 10.89 | 11.07 | 11.3 | 11.46 | 11.25 | 10.81 | 10.52 | 10.67 | 10.97 | 11.22 | 11.32 | 11.45 | 11.54 | 11.59 | 11.58 | 11.53 | 11.56 | 11.64 | 11.67 | 11.63 | 11.59 | 11.61 | 11.64 | 11.65
CCGT with CCS - NNSW | NSW | 14.81 | 15.61 | 16.22 | 16.3 | 15.78 | 15.72 | 15.77 | 15.92 | 16.14 | 16.01 | 15.71 | 15.53 | 15.61 | 15.62 | 15.78 | 15.96 | 16.05 | 16.04 | 16.01 | 16.01 | 16.07 | 16.25 | 16.51 | 16.69 | 16.71 | 16.7 | 16.8 | 16.96 | 17.08
CCGT with CCS - CNSW | NSW | 14.81 | 15.61 | 16.22 | 16.3 | 15.78 | 15.72 | 15.77 | 15.92 | 16.14 | 16.01 | 15.71 | 15.53 | 15.61 | 15.62 | 15.78 | 15.96 | 16.05 | 16.04 | 16.01 | 16.01 | 16.07 | 16.25 | 16.51 | 16.69 | 16.71 | 16.7 | 16.8 | 16.96 | 17.08
CCGT with CCS - SNW | NSW | 14.81 | 15.61 | 16.22 | 16.3 | 15.78 | 15.72 | 15.77 | 15.92 | 16.14 | 16.01 | 15.71 | 15.53 | 15.61 | 15.62 | 15.78 | 15.96 | 16.05 | 16.04 | 16.01 | 16.01 | 16.07 | 16.25 | 16.51 | 16.69 | 16.71 | 16.7 | 16.8 | 16.96 | 17.08
CCGT with CCS - SNSW | NSW | 14.81 | 15.61 | 16.22 | 16.3 | 15.78 | 15.72 | 15.77 | 15.92 | 16.14 | 16.01 | 15.71 | 15.53 | 15.61 | 15.62 | 15.78 | 15.96 | 16.05 | 16.04 | 16.01 | 16.01 | 16.07 | 16.25 | 16.51 | 16.69 | 16.71 | 16.7 | 16.8 | 16.96 | 17.08
CCGT with CCS - SA | SA | 13.19 | 13.28 | 13.37 | 13.4 | 13 | 12.88 | 12.75 | 12.77 | 12.98 | 13.09 | 13.15 | 13.15 | 13.16 | 13 | 13.07 | 13.18 | 13.18 | 13.14 | 13.16 | 13.18 | 13.21 | 13.35 | 13.6 | 13.81 | 13.84 | 13.78 | 13.79 | 13.94 | 14.14
CCGT with CCS - TAS | TAS | 15.38 | 16.44 | 17.22 | 17.61 | 17.57 | 17.89 | 18.44 | 19.13 | 19.98 | 20.48 | 20.54 | 20.42 | 20.44 | 20.39 | 20.94 | 21.89 | 22.39 | 22.29 | 22.06 | 21.97 | 22.18 | 22.71 | 23.35 | 23.7 | 23.84 | 24.08 | 25.22 | 26.59 | 27.71
CCGT with CCS - VIC | VIC | 11.03 | 11.91 | 12.53 | 12.7 | 12.41 | 12.57 | 12.97 | 13.41 | 13.93 | 14.39 | 14.68 | 14.75 | 14.75 | 14.57 | 14.84 | 15.42 | 15.8 | 15.84 | 15.72 | 15.65 | 15.78 | 16.15 | 16.59 | 16.82 | 16.82 | 16.88 | 17.04 | 17.25 | 17.49
Biomass - VIC | VIC | 0.54754 | 0.54754 | 0.54754 | 0.54754 | 0.54754 | 0.54754 | 0.54754 | 0.54754 | 0.54754 | 0.54754 | 0.54754 | 0.54754 | 0.54754 | 0.54754 | 0.54754 | 0.54754 | 0.54754 | 0.54754 | 0.54754 | 0.54754 | 0.54754 | 0.54754 | 0.54754 | 0.54754 | 0.54754 | 0.54754 | 0.54754 | 0.54754 | 0.54754
Biomass - CNQ | QLD | 0.54754 | 0.54754 | 0.54754 | 0.54754 | 0.54754 | 0.54754 | 0.54754 | 0.54754 | 0.54754 | 0.54754 | 0.54754 | 0.54754 | 0.54754 | 0.54754 | 0.54754 | 0.54754 | 0.54754 | 0.54754 | 0.54754 | 0.54754 | 0.54754 | 0.54754 | 0.54754 | 0.54754 | 0.54754 | 0.54754 | 0.54754 | 0.54754 | 0.54754
Biomass - GG | QLD | 0.54754 | 0.54754 | 0.54754 | 0.54754 | 0.54754 | 0.54754 | 0.54754 | 0.54754 | 0.54754 | 0.54754 | 0.54754 | 0.54754 | 0.54754 | 0.54754 | 0.54754 | 0.54754 | 0.54754 | 0.54754 | 0.54754 | 0.54754 | 0.54754 | 0.54754 | 0.54754 | 0.54754 | 0.54754 | 0.54754 | 0.54754 | 0.54754 | 0.54754
Biomass - SQ | QLD | 0.54754 | 0.54754 | 0.54754 | 0.54754 | 0.54754 | 0.54754 | 0.54754 | 0.54754 | 0.54754 | 0.54754 | 0.54754 | 0.54754 | 0.54754 | 0.54754 | 0.54754 | 0.54754 | 0.54754 | 0.54754 | 0.54754 | 0.54754 | 0.54754 | 0.54754 | 0.54754 | 0.54754 | 0.54754 | 0.54754 | 0.54754 | 0.54754 | 0.54754
Biomass - NNSW | NSW | 0.54754 | 0.54754 | 0.54754 | 0.54754 | 0.54754 | 0.54754 | 0.54754 | 0.54754 | 0.54754 | 0.54754 | 0.54754 | 0.54754 | 0.54754 | 0.54754 | 0.54754 | 0.54754 | 0.54754 | 0.54754 | 0.54754 | 0.54754 | 0.54754 | 0.54754 | 0.54754 | 0.54754 | 0.54754 | 0.54754 | 0.54754 | 0.54754 | 0.54754
Biomass - CNSW | NSW | 0.54754 | 0.54754 | 0.54754 | 0.54754 | 0.54754 | 0.54754 | 0.54754 | 0.54754 | 0.54754 | 0.54754 | 0.54754 | 0.54754 | 0.54754 | 0.54754 | 0.54754 | 0.54754 | 0.54754 | 0.54754 | 0.54754 | 0.54754 | 0.54754 | 0.54754 | 0.54754 | 0.54754 | 0.54754 | 0.54754 | 0.54754 | 0.54754 | 0.54754
Biomass - SNW | NSW | 0.54754 | 0.54754 | 0.54754 | 0.54754 | 0.54754 | 0.54754 | 0.54754 | 0.54754 | 0.54754 | 0.54754 | 0.54754 | 0.54754 | 0.54754 | 0.54754 | 0.54754 | 0.54754 | 0.54754 | 0.54754 | 0.54754 | 0.54754 | 0.54754 | 0.54754 | 0.54754 | 0.54754 | 0.54754 | 0.54754 | 0.54754 | 0.54754 | 0.54754
Biomass - SNSW | NSW | 0.54754 | 0.54754 | 0.54754 | 0.54754 | 0.54754 | 0.54754 | 0.54754 | 0.54754 | 0.54754 | 0.54754 | 0.54754 | 0.54754 | 0.54754 | 0.54754 | 0.54754 | 0.54754 | 0.54754 | 0.54754 | 0.54754 | 0.54754 | 0.54754 | 0.54754 | 0.54754 | 0.54754 | 0.54754 | 0.54754 | 0.54754 | 0.54754 | 0.54754
Biomass - SA | SA | 0.54754 | 0.54754 | 0.54754 | 0.54754 | 0.54754 | 0.54754 | 0.54754 | 0.54754 | 0.54754 | 0.54754 | 0.54754 | 0.54754 | 0.54754 | 0.54754 | 0.54754 | 0.54754 | 0.54754 | 0.54754 | 0.54754 | 0.54754 | 0.54754 | 0.54754 | 0.54754 | 0.54754 | 0.54754 | 0.54754 | 0.54754 | 0.54754 | 0.54754
Biomass - TAS | TAS | 0.54754 | 0.54754 | 0.54754 | 0.54754 | 0.54754 | 0.54754 | 0.54754 | 0.54754 | 0.54754 | 0.54754 | 0.54754 | 0.54754 | 0.54754 | 0.54754 | 0.54754 | 0.54754 | 0.54754 | 0.54754 | 0.54754 | 0.54754 | 0.54754 | 0.54754 | 0.54754 | 0.54754 | 0.54754 | 0.54754 | 0.54754 | 0.54754 | 0.54754
Large scale Solar PV - Far North QLD | QLD | 0 | 0 | 0 | 0 | 0 | 0 | 0 | 0 | 0 | 0 | 0 | 0 | 0 | 0 | 0 | 0 | 0 | 0 | 0 | 0 | 0 | 0 | 0 | 0 | 0 | 0 | 0 | 0 | 0
Large scale Solar PV - North Qld Clean Energy Hub | QLD | 0 | 0 | 0 | 0 | 0 | 0 | 0 | 0 | 0 | 0 | 0 | 0 | 0 | 0 | 0 | 0 | 0 | 0 | 0 | 0 | 0 | 0 | 0 | 0 | 0 | 0 | 0 | 0 | 0
Large scale Solar PV - Northern Qld | QLD | 0 | 0 | 0 | 0 | 0 | 0 | 0 | 0 | 0 | 0 | 0 | 0 | 0 | 0 | 0 | 0 | 0 | 0 | 0 | 0 | 0 | 0 | 0 | 0 | 0 | 0 | 0 | 0 | 0
Large scale Solar PV - Isaac | QLD | 0 | 0 | 0 | 0 | 0 | 0 | 0 | 0 | 0 | 0 | 0 | 0 | 0 | 0 | 0 | 0 | 0 | 0 | 0 | 0 | 0 | 0 | 0 | 0 | 0 | 0 | 0 | 0 | 0
Large scale Solar PV - Barcaldine | QLD | 0 | 0 | 0 | 0 | 0 | 0 | 0 | 0 | 0 | 0 | 0 | 0 | 0 | 0 | 0 | 0 | 0 | 0 | 0 | 0 | 0 | 0 | 0 | 0 | 0 | 0 | 0 | 0 | 0
Large scale Solar PV - Fitzroy | QLD | 0 | 0 | 0 | 0 | 0 | 0 | 0 | 0 | 0 | 0 | 0 | 0 | 0 | 0 | 0 | 0 | 0 | 0 | 0 | 0 | 0 | 0 | 0 | 0 | 0 | 0 | 0 | 0 | 0
Large scale Solar PV - Wide Bay | QLD | 0 | 0 | 0 | 0 | 0 | 0 | 0 | 0 | 0 | 0 | 0 | 0 | 0 | 0 | 0 | 0 | 0 | 0 | 0 | 0 | 0 | 0 | 0 | 0 | 0 | 0 | 0 | 0 | 0
Large scale Solar PV - Darling Downs | QLD | 0 | 0 | 0 | 0 | 0 | 0 | 0 | 0 | 0 | 0 | 0 | 0 | 0 | 0 | 0 | 0 | 0 | 0 | 0 | 0 | 0 | 0 | 0 | 0 | 0 | 0 | 0 | 0 | 0
Large scale Solar PV - Banana | QLD | 0 | 0 | 0 | 0 | 0 | 0 | 0 | 0 | 0 | 0 | 0 | 0 | 0 | 0 | 0 | 0 | 0 | 0 | 0 | 0 | 0 | 0 | 0 | 0 | 0 | 0 | 0 | 0 | 0
Large scale Solar PV - North West NSW | NSW | 0 | 0 | 0 | 0 | 0 | 0 | 0 | 0 | 0 | 0 | 0 | 0 | 0 | 0 | 0 | 0 | 0 | 0 | 0 | 0 | 0 | 0 | 0 | 0 | 0 | 0 | 0 | 0 | 0
Large scale Solar PV - New England | NSW | 0 | 0 | 0 | 0 | 0 | 0 | 0 | 0 | 0 | 0 | 0 | 0 | 0 | 0 | 0 | 0 | 0 | 0 | 0 | 0 | 0 | 0 | 0 | 0 | 0 | 0 | 0 | 0 | 0
Large scale Solar PV - Central-West Orana | NSW | 0 | 0 | 0 | 0 | 0 | 0 | 0 | 0 | 0 | 0 | 0 | 0 | 0 | 0 | 0 | 0 | 0 | 0 | 0 | 0 | 0 | 0 | 0 | 0 | 0 | 0 | 0 | 0 | 0
Large scale Solar PV - Broken Hill | NSW | 0 | 0 | 0 | 0 | 0 | 0 | 0 | 0 | 0 | 0 | 0 | 0 | 0 | 0 | 0 | 0 | 0 | 0 | 0 | 0 | 0 | 0 | 0 | 0 | 0 | 0 | 0 | 0 | 0
Large scale Solar PV - South West NSW | NSW | 0 | 0 | 0 | 0 | 0 | 0 | 0 | 0 | 0 | 0 | 0 | 0 | 0 | 0 | 0 | 0 | 0 | 0 | 0 | 0 | 0 | 0 | 0 | 0 | 0 | 0 | 0 | 0 | 0
Large scale Solar PV - Wagga Wagga | NSW | 0 | 0 | 0 | 0 | 0 | 0 | 0 | 0 | 0 | 0 | 0 | 0 | 0 | 0 | 0 | 0 | 0 | 0 | 0 | 0 | 0 | 0 | 0 | 0 | 0 | 0 | 0 | 0 | 0
Large scale Solar PV - Tumut | NSW | 0 | 0 | 0 | 0 | 0 | 0 | 0 | 0 | 0 | 0 | 0 | 0 | 0 | 0 | 0 | 0 | 0 | 0 | 0 | 0 | 0 | 0 | 0 | 0 | 0 | 0 | 0 | 0 | 0
Large scale Solar PV - Cooma-Monaro | NSW | 0 | 0 | 0 | 0 | 0 | 0 | 0 | 0 | 0 | 0 | 0 | 0 | 0 | 0 | 0 | 0 | 0 | 0 | 0 | 0 | 0 | 0 | 0 | 0 | 0 | 0 | 0 | 0 | 0
Large scale Solar PV - Ovens Murray | VIC | 0 | 0 | 0 | 0 | 0 | 0 | 0 | 0 | 0 | 0 | 0 | 0 | 0 | 0 | 0 | 0 | 0 | 0 | 0 | 0 | 0 | 0 | 0 | 0 | 0 | 0 | 0 | 0 | 0
Large scale Solar PV - Murray River | VIC | 0 | 0 | 0 | 0 | 0 | 0 | 0 | 0 | 0 | 0 | 0 | 0 | 0 | 0 | 0 | 0 | 0 | 0 | 0 | 0 | 0 | 0 | 0 | 0 | 0 | 0 | 0 | 0 | 0
Large scale Solar PV - Western Victoria | VIC | 0 | 0 | 0 | 0 | 0 | 0 | 0 | 0 | 0 | 0 | 0 | 0 | 0 | 0 | 0 | 0 | 0 | 0 | 0 | 0 | 0 | 0 | 0 | 0 | 0 | 0 | 0 | 0 | 0
Large scale Solar PV - South West Victoria | VIC | 0 | 0 | 0 | 0 | 0 | 0 | 0 | 0 | 0 | 0 | 0 | 0 | 0 | 0 | 0 | 0 | 0 | 0 | 0 | 0 | 0 | 0 | 0 | 0 | 0 | 0 | 0 | 0 | 0
Large scale Solar PV - Gippsland | VIC | 0 | 0 | 0 | 0 | 0 | 0 | 0 | 0 | 0 | 0 | 0 | 0 | 0 | 0 | 0 | 0 | 0 | 0 | 0 | 0 | 0 | 0 | 0 | 0 | 0 | 0 | 0 | 0 | 0
Large scale Solar PV - Central North Vic | VIC | 0 | 0 | 0 | 0 | 0 | 0 | 0 | 0 | 0 | 0 | 0 | 0 | 0 | 0 | 0 | 0 | 0 | 0 | 0 | 0 | 0 | 0 | 0 | 0 | 0 | 0 | 0 | 0 | 0
Large scale Solar PV - South East SA | SA | 0 | 0 | 0 | 0 | 0 | 0 | 0 | 0 | 0 | 0 | 0 | 0 | 0 | 0 | 0 | 0 | 0 | 0 | 0 | 0 | 0 | 0 | 0 | 0 | 0 | 0 | 0 | 0 | 0
Large scale Solar PV - Riverland | SA | 0 | 0 | 0 | 0 | 0 | 0 | 0 | 0 | 0 | 0 | 0 | 0 | 0 | 0 | 0 | 0 | 0 | 0 | 0 | 0 | 0 | 0 | 0 | 0 | 0 | 0 | 0 | 0 | 0
Large scale Solar PV - Mid-North SA | SA | 0 | 0 | 0 | 0 | 0 | 0 | 0 | 0 | 0 | 0 | 0 | 0 | 0 | 0 | 0 | 0 | 0 | 0 | 0 | 0 | 0 | 0 | 0 | 0 | 0 | 0 | 0 | 0 | 0
Large scale Solar PV - Yorke Peninsula | SA | 0 | 0 | 0 | 0 | 0 | 0 | 0 | 0 | 0 | 0 | 0 | 0 | 0 | 0 | 0 | 0 | 0 | 0 | 0 | 0 | 0 | 0 | 0 | 0 | 0 | 0 | 0 | 0 | 0
Large scale Solar PV - Northern SA | SA | 0 | 0 | 0 | 0 | 0 | 0 | 0 | 0 | 0 | 0 | 0 | 0 | 0 | 0 | 0 | 0 | 0 | 0 | 0 | 0 | 0 | 0 | 0 | 0 | 0 | 0 | 0 | 0 | 0
Large scale Solar PV - Leigh Creek | SA | 0 | 0 | 0 | 0 | 0 | 0 | 0 | 0 | 0 | 0 | 0 | 0 | 0 | 0 | 0 | 0 | 0 | 0 | 0 | 0 | 0 | 0 | 0 | 0 | 0 | 0 | 0 | 0 | 0
Large scale Solar PV - Roxby Downs | SA | 0 | 0 | 0 | 0 | 0 | 0 | 0 | 0 | 0 | 0 | 0 | 0 | 0 | 0 | 0 | 0 | 0 | 0 | 0 | 0 | 0 | 0 | 0 | 0 | 0 | 0 | 0 | 0 | 0
Large scale Solar PV - Eastern Eyre Peninsula | SA | 0 | 0 | 0 | 0 | 0 | 0 | 0 | 0 | 0 | 0 | 0 | 0 | 0 | 0 | 0 | 0 | 0 | 0 | 0 | 0 | 0 | 0 | 0 | 0 | 0 | 0 | 0 | 0 | 0
Large scale Solar PV - Western Eyre Peninsula | SA | 0 | 0 | 0 | 0 | 0 | 0 | 0 | 0 | 0 | 0 | 0 | 0 | 0 | 0 | 0 | 0 | 0 | 0 | 0 | 0 | 0 | 0 | 0 | 0 | 0 | 0 | 0 | 0 | 0
Large scale Solar PV - North East Tasmania | TAS | 0 | 0 | 0 | 0 | 0 | 0 | 0 | 0 | 0 | 0 | 0 | 0 | 0 | 0 | 0 | 0 | 0 | 0 | 0 | 0 | 0 | 0 | 0 | 0 | 0 | 0 | 0 | 0 | 0
Large scale Solar PV - North West Tasmania | TAS | 0 | 0 | 0 | 0 | 0 | 0 | 0 | 0 | 0 | 0 | 0 | 0 | 0 | 0 | 0 | 0 | 0 | 0 | 0 | 0 | 0 | 0 | 0 | 0 | 0 | 0 | 0 | 0 | 0
Large scale Solar PV - Central Highlands | TAS | 0 | 0 | 0 | 0 | 0 | 0 | 0 | 0 | 0 | 0 | 0 | 0 | 0 | 0 | 0 | 0 | 0 | 0 | 0 | 0 | 0 | 0 | 0 | 0 | 0 | 0 | 0 | 0 | 0
Large scale Solar PV - New South Wales Non-REZ | NSW | 0 | 0 | 0 | 0 | 0 | 0 | 0 | 0 | 0 | 0 | 0 | 0 | 0 | 0 | 0 | 0 | 0 | 0 | 0 | 0 | 0 | 0 | 0 | 0 | 0 | 0 | 0 | 0 | 0
Large scale Solar PV - Victoria Non-REZ | VIC | 0 | 0 | 0 | 0 | 0 | 0 | 0 | 0 | 0 | 0 | 0 | 0 | 0 | 0 | 0 | 0 | 0 | 0 | 0 | 0 | 0 | 0 | 0 | 0 | 0 | 0 | 0 | 0 | 0
Solar Thermal (12hrs Storage) | QLD | 0 | 0 | 0 | 0 | 0 | 0 | 0 | 0 | 0 | 0 | 0 | 0 | 0 | 0 | 0 | 0 | 0 | 0 | 0 | 0 | 0 | 0 | 0 | 0 | 0 | 0 | 0 | 0 | 0
Solar Thermal (12hrs Storage) | QLD | 0 | 0 | 0 | 0 | 0 | 0 | 0 | 0 | 0 | 0 | 0 | 0 | 0 | 0 | 0 | 0 | 0 | 0 | 0 | 0 | 0 | 0 | 0 | 0 | 0 | 0 | 0 | 0 | 0
Solar Thermal (12hrs Storage) | QLD | 0 | 0 | 0 | 0 | 0 | 0 | 0 | 0 | 0 | 0 | 0 | 0 | 0 | 0 | 0 | 0 | 0 | 0 | 0 | 0 | 0 | 0 | 0 | 0 | 0 | 0 | 0 | 0 | 0
Solar Thermal (12hrs Storage) | QLD | 0 | 0 | 0 | 0 | 0 | 0 | 0 | 0 | 0 | 0 | 0 | 0 | 0 | 0 | 0 | 0 | 0 | 0 | 0 | 0 | 0 | 0 | 0 | 0 | 0 | 0 | 0 | 0 | 0
Solar Thermal (12hrs Storage) | QLD | 0 | 0 | 0 | 0 | 0 | 0 | 0 | 0 | 0 | 0 | 0 | 0 | 0 | 0 | 0 | 0 | 0 | 0 | 0 | 0 | 0 | 0 | 0 | 0 | 0 | 0 | 0 | 0 | 0
Solar Thermal (12hrs Storage) | QLD | 0 | 0 | 0 | 0 | 0 | 0 | 0 | 0 | 0 | 0 | 0 | 0 | 0 | 0 | 0 | 0 | 0 | 0 | 0 | 0 | 0 | 0 | 0 | 0 | 0 | 0 | 0 | 0 | 0
Solar Thermal (12hrs Storage) | QLD | 0 | 0 | 0 | 0 | 0 | 0 | 0 | 0 | 0 | 0 | 0 | 0 | 0 | 0 | 0 | 0 | 0 | 0 | 0 | 0 | 0 | 0 | 0 | 0 | 0 | 0 | 0 | 0 | 0
Solar Thermal (12hrs Storage) | QLD | 0 | 0 | 0 | 0 | 0 | 0 | 0 | 0 | 0 | 0 | 0 | 0 | 0 | 0 | 0 | 0 | 0 | 0 | 0 | 0 | 0 | 0 | 0 | 0 | 0 | 0 | 0 | 0 | 0
Solar Thermal (12hrs Storage) | QLD | 0 | 0 | 0 | 0 | 0 | 0 | 0 | 0 | 0 | 0 | 0 | 0 | 0 | 0 | 0 | 0 | 0 | 0 | 0 | 0 | 0 | 0 | 0 | 0 | 0 | 0 | 0 | 0 | 0
Solar Thermal (12hrs Storage) | NSW | 0 | 0 | 0 | 0 | 0 | 0 | 0 | 0 | 0 | 0 | 0 | 0 | 0 | 0 | 0 | 0 | 0 | 0 | 0 | 0 | 0 | 0 | 0 | 0 | 0 | 0 | 0 | 0 | 0
Solar Thermal (12hrs Storage) | NSW | 0 | 0 | 0 | 0 | 0 | 0 | 0 | 0 | 0 | 0 | 0 | 0 | 0 | 0 | 0 | 0 | 0 | 0 | 0 | 0 | 0 | 0 | 0 | 0 | 0 | 0 | 0 | 0 | 0
Solar Thermal (12hrs Storage) | NSW | 0 | 0 | 0 | 0 | 0 | 0 | 0 | 0 | 0 | 0 | 0 | 0 | 0 | 0 | 0 | 0 | 0 | 0 | 0 | 0 | 0 | 0 | 0 | 0 | 0 | 0 | 0 | 0 | 0
Solar Thermal (12hrs Storage) | NSW | 0 | 0 | 0 | 0 | 0 | 0 | 0 | 0 | 0 | 0 | 0 | 0 | 0 | 0 | 0 | 0 | 0 | 0 | 0 | 0 | 0 | 0 | 0 | 0 | 0 | 0 | 0 | 0 | 0
Solar Thermal (12hrs Storage) | NSW | 0 | 0 | 0 | 0 | 0 | 0 | 0 | 0 | 0 | 0 | 0 | 0 | 0 | 0 | 0 | 0 | 0 | 0 | 0 | 0 | 0 | 0 | 0 | 0 | 0 | 0 | 0 | 0 | 0
Solar Thermal (12hrs Storage) | NSW | 0 | 0 | 0 | 0 | 0 | 0 | 0 | 0 | 0 | 0 | 0 | 0 | 0 | 0 | 0 | 0 | 0 | 0 | 0 | 0 | 0 | 0 | 0 | 0 | 0 | 0 | 0 | 0 | 0
Solar Thermal (12hrs Storage) | NSW | 0 | 0 | 0 | 0 | 0 | 0 | 0 | 0 | 0 | 0 | 0 | 0 | 0 | 0 | 0 | 0 | 0 | 0 | 0 | 0 | 0 | 0 | 0 | 0 | 0 | 0 | 0 | 0 | 0
Solar Thermal (12hrs Storage) | NSW | 0 | 0 | 0 | 0 | 0 | 0 | 0 | 0 | 0 | 0 | 0 | 0 | 0 | 0 | 0 | 0 | 0 | 0 | 0 | 0 | 0 | 0 | 0 | 0 | 0 | 0 | 0 | 0 | 0
Solar Thermal (12hrs Storage) | VIC | 0 | 0 | 0 | 0 | 0 | 0 | 0 | 0 | 0 | 0 | 0 | 0 | 0 | 0 | 0 | 0 | 0 | 0 | 0 | 0 | 0 | 0 | 0 | 0 | 0 | 0 | 0 | 0 | 0
Solar Thermal (12hrs Storage) | VIC | 0 | 0 | 0 | 0 | 0 | 0 | 0 | 0 | 0 | 0 | 0 | 0 | 0 | 0 | 0 | 0 | 0 | 0 | 0 | 0 | 0 | 0 | 0 | 0 | 0 | 0 | 0 | 0 | 0
Solar Thermal (12hrs Storage) | VIC | 0 | 0 | 0 | 0 | 0 | 0 | 0 | 0 | 0 | 0 | 0 | 0 | 0 | 0 | 0 | 0 | 0 | 0 | 0 | 0 | 0 | 0 | 0 | 0 | 0 | 0 | 0 | 0 | 0
Solar Thermal (12hrs Storage) | VIC | 0 | 0 | 0 | 0 | 0 | 0 | 0 | 0 | 0 | 0 | 0 | 0 | 0 | 0 | 0 | 0 | 0 | 0 | 0 | 0 | 0 | 0 | 0 | 0 | 0 | 0 | 0 | 0 | 0
Solar Thermal (12hrs Storage) | VIC | 0 | 0 | 0 | 0 | 0 | 0 | 0 | 0 | 0 | 0 | 0 | 0 | 0 | 0 | 0 | 0 | 0 | 0 | 0 | 0 | 0 | 0 | 0 | 0 | 0 | 0 | 0 | 0 | 0
Solar Thermal (12hrs Storage) | VIC | 0 | 0 | 0 | 0 | 0 | 0 | 0 | 0 | 0 | 0 | 0 | 0 | 0 | 0 | 0 | 0 | 0 | 0 | 0 | 0 | 0 | 0 | 0 | 0 | 0 | 0 | 0 | 0 | 0
Solar Thermal (12hrs Storage) | SA | 0 | 0 | 0 | 0 | 0 | 0 | 0 | 0 | 0 | 0 | 0 | 0 | 0 | 0 | 0 | 0 | 0 | 0 | 0 | 0 | 0 | 0 | 0 | 0 | 0 | 0 | 0 | 0 | 0
Solar Thermal (12hrs Storage) | SA | 0 | 0 | 0 | 0 | 0 | 0 | 0 | 0 | 0 | 0 | 0 | 0 | 0 | 0 | 0 | 0 | 0 | 0 | 0 | 0 | 0 | 0 | 0 | 0 | 0 | 0 | 0 | 0 | 0
Solar Thermal (12hrs Storage) | SA | 0 | 0 | 0 | 0 | 0 | 0 | 0 | 0 | 0 | 0 | 0 | 0 | 0 | 0 | 0 | 0 | 0 | 0 | 0 | 0 | 0 | 0 | 0 | 0 | 0 | 0 | 0 | 0 | 0
Solar Thermal (12hrs Storage) | SA | 0 | 0 | 0 | 0 | 0 | 0 | 0 | 0 | 0 | 0 | 0 | 0 | 0 | 0 | 0 | 0 | 0 | 0 | 0 | 0 | 0 | 0 | 0 | 0 | 0 | 0 | 0 | 0 | 0
Solar Thermal (12hrs Storage) | SA | 0 | 0 | 0 | 0 | 0 | 0 | 0 | 0 | 0 | 0 | 0 | 0 | 0 | 0 | 0 | 0 | 0 | 0 | 0 | 0 | 0 | 0 | 0 | 0 | 0 | 0 | 0 | 0 | 0
Solar Thermal (12hrs Storage) | SA | 0 | 0 | 0 | 0 | 0 | 0 | 0 | 0 | 0 | 0 | 0 | 0 | 0 | 0 | 0 | 0 | 0 | 0 | 0 | 0 | 0 | 0 | 0 | 0 | 0 | 0 | 0 | 0 | 0
Solar Thermal (12hrs Storage) | SA | 0 | 0 | 0 | 0 | 0 | 0 | 0 | 0 | 0 | 0 | 0 | 0 | 0 | 0 | 0 | 0 | 0 | 0 | 0 | 0 | 0 | 0 | 0 | 0 | 0 | 0 | 0 | 0 | 0
Solar Thermal (12hrs Storage) | SA | 0 | 0 | 0 | 0 | 0 | 0 | 0 | 0 | 0 | 0 | 0 | 0 | 0 | 0 | 0 | 0 | 0 | 0 | 0 | 0 | 0 | 0 | 0 | 0 | 0 | 0 | 0 | 0 | 0
Solar Thermal (12hrs Storage) | SA | 0 | 0 | 0 | 0 | 0 | 0 | 0 | 0 | 0 | 0 | 0 | 0 | 0 | 0 | 0 | 0 | 0 | 0 | 0 | 0 | 0 | 0 | 0 | 0 | 0 | 0 | 0 | 0 | 0
Solar Thermal (12hrs Storage) | TAS | 0 | 0 | 0 | 0 | 0 | 0 | 0 | 0 | 0 | 0 | 0 | 0 | 0 | 0 | 0 | 0 | 0 | 0 | 0 | 0 | 0 | 0 | 0 | 0 | 0 | 0 | 0 | 0 | 0
Solar Thermal (12hrs Storage) | TAS | 0 | 0 | 0 | 0 | 0 | 0 | 0 | 0 | 0 | 0 | 0 | 0 | 0 | 0 | 0 | 0 | 0 | 0 | 0 | 0 | 0 | 0 | 0 | 0 | 0 | 0 | 0 | 0 | 0
Solar Thermal (12hrs Storage) | TAS | 0 | 0 | 0 | 0 | 0 | 0 | 0 | 0 | 0 | 0 | 0 | 0 | 0 | 0 | 0 | 0 | 0 | 0 | 0 | 0 | 0 | 0 | 0 | 0 | 0 | 0 | 0 | 0 | 0
Solar Thermal (12hrs Storage) | NSW | 0 | 0 | 0 | 0 | 0 | 0 | 0 | 0 | 0 | 0 | 0 | 0 | 0 | 0 | 0 | 0 | 0 | 0 | 0 | 0 | 0 | 0 | 0 | 0 | 0 | 0 | 0 | 0 | 0
Solar Thermal (12hrs Storage) | VIC | 0 | 0 | 0 | 0 | 0 | 0 | 0 | 0 | 0 | 0 | 0 | 0 | 0 | 0 | 0 | 0 | 0 | 0 | 0 | 0 | 0 | 0 | 0 | 0 | 0 | 0 | 0 | 0 | 0
Battery Storage (1hr storage) - VIC | VIC | 0 | 0 | 0 | 0 | 0 | 0 | 0 | 0 | 0 | 0 | 0 | 0 | 0 | 0 | 0 | 0 | 0 | 0 | 0 | 0 | 0 | 0 | 0 | 0 | 0 | 0 | 0 | 0 | 0
Battery Storage (1hr storage) - CNQ | QLD | 0 | 0 | 0 | 0 | 0 | 0 | 0 | 0 | 0 | 0 | 0 | 0 | 0 | 0 | 0 | 0 | 0 | 0 | 0 | 0 | 0 | 0 | 0 | 0 | 0 | 0 | 0 | 0 | 0
Battery Storage (1hr storage) - GG | QLD | 0 | 0 | 0 | 0 | 0 | 0 | 0 | 0 | 0 | 0 | 0 | 0 | 0 | 0 | 0 | 0 | 0 | 0 | 0 | 0 | 0 | 0 | 0 | 0 | 0 | 0 | 0 | 0 | 0
Battery Storage (1hr storage) - SQ | QLD | 0 | 0 | 0 | 0 | 0 | 0 | 0 | 0 | 0 | 0 | 0 | 0 | 0 | 0 | 0 | 0 | 0 | 0 | 0 | 0 | 0 | 0 | 0 | 0 | 0 | 0 | 0 | 0 | 0
Battery Storage (1hr storage) - NNSW | NSW | 0 | 0 | 0 | 0 | 0 | 0 | 0 | 0 | 0 | 0 | 0 | 0 | 0 | 0 | 0 | 0 | 0 | 0 | 0 | 0 | 0 | 0 | 0 | 0 | 0 | 0 | 0 | 0 | 0
Battery Storage (1hr storage) - CNSW | NSW | 0 | 0 | 0 | 0 | 0 | 0 | 0 | 0 | 0 | 0 | 0 | 0 | 0 | 0 | 0 | 0 | 0 | 0 | 0 | 0 | 0 | 0 | 0 | 0 | 0 | 0 | 0 | 0 | 0
Battery Storage (1hr storage) - SNW | NSW | 0 | 0 | 0 | 0 | 0 | 0 | 0 | 0 | 0 | 0 | 0 | 0 | 0 | 0 | 0 | 0 | 0 | 0 | 0 | 0 | 0 | 0 | 0 | 0 | 0 | 0 | 0 | 0 | 0
Battery Storage (1hr storage) - SNSW | NSW | 0 | 0 | 0 | 0 | 0 | 0 | 0 | 0 | 0 | 0 | 0 | 0 | 0 | 0 | 0 | 0 | 0 | 0 | 0 | 0 | 0 | 0 | 0 | 0 | 0 | 0 | 0 | 0 | 0
Battery Storage (1hr storage) - SA | SA | 0 | 0 | 0 | 0 | 0 | 0 | 0 | 0 | 0 | 0 | 0 | 0 | 0 | 0 | 0 | 0 | 0 | 0 | 0 | 0 | 0 | 0 | 0 | 0 | 0 | 0 | 0 | 0 | 0
Battery Storage (1hr storage) - TAS | TAS | 0 | 0 | 0 | 0 | 0 | 0 | 0 | 0 | 0 | 0 | 0 | 0 | 0 | 0 | 0 | 0 | 0 | 0 | 0 | 0 | 0 | 0 | 0 | 0 | 0 | 0 | 0 | 0 | 0
Battery storage (2hrs storage) - VIC | VIC | 0 | 0 | 0 | 0 | 0 | 0 | 0 | 0 | 0 | 0 | 0 | 0 | 0 | 0 | 0 | 0 | 0 | 0 | 0 | 0 | 0 | 0 | 0 | 0 | 0 | 0 | 0 | 0 | 0
Battery Storage (2hrs storage) - CNQ | QLD | 0 | 0 | 0 | 0 | 0 | 0 | 0 | 0 | 0 | 0 | 0 | 0 | 0 | 0 | 0 | 0 | 0 | 0 | 0 | 0 | 0 | 0 | 0 | 0 | 0 | 0 | 0 | 0 | 0
Battery Storage (2hrs storage) - GG | QLD | 0 | 0 | 0 | 0 | 0 | 0 | 0 | 0 | 0 | 0 | 0 | 0 | 0 | 0 | 0 | 0 | 0 | 0 | 0 | 0 | 0 | 0 | 0 | 0 | 0 | 0 | 0 | 0 | 0
Battery Storage (2hrs storage) - SQ | QLD | 0 | 0 | 0 | 0 | 0 | 0 | 0 | 0 | 0 | 0 | 0 | 0 | 0 | 0 | 0 | 0 | 0 | 0 | 0 | 0 | 0 | 0 | 0 | 0 | 0 | 0 | 0 | 0 | 0
Battery Storage (2hrs storage) - NNSW | NSW | 0 | 0 | 0 | 0 | 0 | 0 | 0 | 0 | 0 | 0 | 0 | 0 | 0 | 0 | 0 | 0 | 0 | 0 | 0 | 0 | 0 | 0 | 0 | 0 | 0 | 0 | 0 | 0 | 0
Battery Storage (2hrs storage) - CNSW | NSW | 0 | 0 | 0 | 0 | 0 | 0 | 0 | 0 | 0 | 0 | 0 | 0 | 0 | 0 | 0 | 0 | 0 | 0 | 0 | 0 | 0 | 0 | 0 | 0 | 0 | 0 | 0 | 0 | 0
Battery Storage (2hrs storage) - SNW | NSW | 0 | 0 | 0 | 0 | 0 | 0 | 0 | 0 | 0 | 0 | 0 | 0 | 0 | 0 | 0 | 0 | 0 | 0 | 0 | 0 | 0 | 0 | 0 | 0 | 0 | 0 | 0 | 0 | 0
Battery Storage (2hrs storage) - SNSW | NSW | 0 | 0 | 0 | 0 | 0 | 0 | 0 | 0 | 0 | 0 | 0 | 0 | 0 | 0 | 0 | 0 | 0 | 0 | 0 | 0 | 0 | 0 | 0 | 0 | 0 | 0 | 0 | 0 | 0
Battery Storage (2hrs storage) - SA | SA | 0 | 0 | 0 | 0 | 0 | 0 | 0 | 0 | 0 | 0 | 0 | 0 | 0 | 0 | 0 | 0 | 0 | 0 | 0 | 0 | 0 | 0 | 0 | 0 | 0 | 0 | 0 | 0 | 0
Battery Storage (2hrs storage) - TAS | TAS | 0 | 0 | 0 | 0 | 0 | 0 | 0 | 0 | 0 | 0 | 0 | 0 | 0 | 0 | 0 | 0 | 0 | 0 | 0 | 0 | 0 | 0 | 0 | 0 | 0 | 0 | 0 | 0 | 0
Battery Storage (4hrs storage) - VIC | VIC | 0 | 0 | 0 | 0 | 0 | 0 | 0 | 0 | 0 | 0 | 0 | 0 | 0 | 0 | 0 | 0 | 0 | 0 | 0 | 0 | 0 | 0 | 0 | 0 | 0 | 0 | 0 | 0 | 0
Battery Storage (4hrs storage) - CNQ | QLD | 0 | 0 | 0 | 0 | 0 | 0 | 0 | 0 | 0 | 0 | 0 | 0 | 0 | 0 | 0 | 0 | 0 | 0 | 0 | 0 | 0 | 0 | 0 | 0 | 0 | 0 | 0 | 0 | 0
Battery Storage (4hrs storage) - GG | QLD | 0 | 0 | 0 | 0 | 0 | 0 | 0 | 0 | 0 | 0 | 0 | 0 | 0 | 0 | 0 | 0 | 0 | 0 | 0 | 0 | 0 | 0 | 0 | 0 | 0 | 0 | 0 | 0 | 0
Battery Storage (4hrs storage) - SQ | QLD | 0 | 0 | 0 | 0 | 0 | 0 | 0 | 0 | 0 | 0 | 0 | 0 | 0 | 0 | 0 | 0 | 0 | 0 | 0 | 0 | 0 | 0 | 0 | 0 | 0 | 0 | 0 | 0 | 0
Battery Storage (4hrs storage) - NNSW | NSW | 0 | 0 | 0 | 0 | 0 | 0 | 0 | 0 | 0 | 0 | 0 | 0 | 0 | 0 | 0 | 0 | 0 | 0 | 0 | 0 | 0 | 0 | 0 | 0 | 0 | 0 | 0 | 0 | 0
Battery Storage (4hrs storage) - CNSW | NSW | 0 | 0 | 0 | 0 | 0 | 0 | 0 | 0 | 0 | 0 | 0 | 0 | 0 | 0 | 0 | 0 | 0 | 0 | 0 | 0 | 0 | 0 | 0 | 0 | 0 | 0 | 0 | 0 | 0
Battery Storage (4hrs storage) - SNW | NSW | 0 | 0 | 0 | 0 | 0 | 0 | 0 | 0 | 0 | 0 | 0 | 0 | 0 | 0 | 0 | 0 | 0 | 0 | 0 | 0 | 0 | 0 | 0 | 0 | 0 | 0 | 0 | 0 | 0
Battery Storage (4hrs storage) - SNSW | NSW | 0 | 0 | 0 | 0 | 0 | 0 | 0 | 0 | 0 | 0 | 0 | 0 | 0 | 0 | 0 | 0 | 0 | 0 | 0 | 0 | 0 | 0 | 0 | 0 | 0 | 0 | 0 | 0 | 0
Battery Storage (4hrs storage) - SA | SA | 0 | 0 | 0 | 0 | 0 | 0 | 0 | 0 | 0 | 0 | 0 | 0 | 0 | 0 | 0 | 0 | 0 | 0 | 0 | 0 | 0 | 0 | 0 | 0 | 0 | 0 | 0 | 0 | 0
Battery Storage (4hrs storage) - TAS | TAS | 0 | 0 | 0 | 0 | 0 | 0 | 0 | 0 | 0 | 0 | 0 | 0 | 0 | 0 | 0 | 0 | 0 | 0 | 0 | 0 | 0 | 0 | 0 | 0 | 0 | 0 | 0 | 0 | 0
Battery Storage (8hrs storage) - VIC | VIC | 0 | 0 | 0 | 0 | 0 | 0 | 0 | 0 | 0 | 0 | 0 | 0 | 0 | 0 | 0 | 0 | 0 | 0 | 0 | 0 | 0 | 0 | 0 | 0 | 0 | 0 | 0 | 0 | 0
Battery Storage (8hrs storage) - CNQ | QLD | 0 | 0 | 0 | 0 | 0 | 0 | 0 | 0 | 0 | 0 | 0 | 0 | 0 | 0 | 0 | 0 | 0 | 0 | 0 | 0 | 0 | 0 | 0 | 0 | 0 | 0 | 0 | 0 | 0
Battery Storage (8hrs storage) - GG | QLD | 0 | 0 | 0 | 0 | 0 | 0 | 0 | 0 | 0 | 0 | 0 | 0 | 0 | 0 | 0 | 0 | 0 | 0 | 0 | 0 | 0 | 0 | 0 | 0 | 0 | 0 | 0 | 0 | 0
Battery Storage (8hrs storage) - SQ | QLD | 0 | 0 | 0 | 0 | 0 | 0 | 0 | 0 | 0 | 0 | 0 | 0 | 0 | 0 | 0 | 0 | 0 | 0 | 0 | 0 | 0 | 0 | 0 | 0 | 0 | 0 | 0 | 0 | 0
Battery Storage (8hrs storage) - NNSW | NSW | 0 | 0 | 0 | 0 | 0 | 0 | 0 | 0 | 0 | 0 | 0 | 0 | 0 | 0 | 0 | 0 | 0 | 0 | 0 | 0 | 0 | 0 | 0 | 0 | 0 | 0 | 0 | 0 | 0
Battery Storage (8hrs storage) - CNSW | NSW | 0 | 0 | 0 | 0 | 0 | 0 | 0 | 0 | 0 | 0 | 0 | 0 | 0 | 0 | 0 | 0 | 0 | 0 | 0 | 0 | 0 | 0 | 0 | 0 | 0 | 0 | 0 | 0 | 0
Battery Storage (8hrs storage) - SNW | NSW | 0 | 0 | 0 | 0 | 0 | 0 | 0 | 0 | 0 | 0 | 0 | 0 | 0 | 0 | 0 | 0 | 0 | 0 | 0 | 0 | 0 | 0 | 0 | 0 | 0 | 0 | 0 | 0 | 0
Battery Storage (8hrs storage) - SNSW | NSW | 0 | 0 | 0 | 0 | 0 | 0 | 0 | 0 | 0 | 0 | 0 | 0 | 0 | 0 | 0 | 0 | 0 | 0 | 0 | 0 | 0 | 0 | 0 | 0 | 0 | 0 | 0 | 0 | 0
Battery Storage (8hrs storage) - SA | SA | 0 | 0 | 0 | 0 | 0 | 0 | 0 | 0 | 0 | 0 | 0 | 0 | 0 | 0 | 0 | 0 | 0 | 0 | 0 | 0 | 0 | 0 | 0 | 0 | 0 | 0 | 0 | 0 | 0
Battery Storage (8hrs storage) - TAS | TAS | 0 | 0 | 0 | 0 | 0 | 0 | 0 | 0 | 0 | 0 | 0 | 0 | 0 | 0 | 0 | 0 | 0 | 0 | 0 | 0 | 0 | 0 | 0 | 0 | 0 | 0 | 0 | 0 | 0
Wind - Far North QLD | QLD | 0 | 0 | 0 | 0 | 0 | 0 | 0 | 0 | 0 | 0 | 0 | 0 | 0 | 0 | 0 | 0 | 0 | 0 | 0 | 0 | 0 | 0 | 0 | 0 | 0 | 0 | 0 | 0 | 0
Wind - North Qld Clean Energy Hub | QLD | 0 | 0 | 0 | 0 | 0 | 0 | 0 | 0 | 0 | 0 | 0 | 0 | 0 | 0 | 0 | 0 | 0 | 0 | 0 | 0 | 0 | 0 | 0 | 0 | 0 | 0 | 0 | 0 | 0
Wind - Northern Qld | QLD | 0 | 0 | 0 | 0 | 0 | 0 | 0 | 0 | 0 | 0 | 0 | 0 | 0 | 0 | 0 | 0 | 0 | 0 | 0 | 0 | 0 | 0 | 0 | 0 | 0 | 0 | 0 | 0 | 0
Wind - Isaac | QLD | 0 | 0 | 0 | 0 | 0 | 0 | 0 | 0 | 0 | 0 | 0 | 0 | 0 | 0 | 0 | 0 | 0 | 0 | 0 | 0 | 0 | 0 | 0 | 0 | 0 | 0 | 0 | 0 | 0
Wind - Barcaldine | QLD | 0 | 0 | 0 | 0 | 0 | 0 | 0 | 0 | 0 | 0 | 0 | 0 | 0 | 0 | 0 | 0 | 0 | 0 | 0 | 0 | 0 | 0 | 0 | 0 | 0 | 0 | 0 | 0 | 0
Wind - Fitzroy | QLD | 0 | 0 | 0 | 0 | 0 | 0 | 0 | 0 | 0 | 0 | 0 | 0 | 0 | 0 | 0 | 0 | 0 | 0 | 0 | 0 | 0 | 0 | 0 | 0 | 0 | 0 | 0 | 0 | 0
Wind - Wide Bay | QLD | 0 | 0 | 0 | 0 | 0 | 0 | 0 | 0 | 0 | 0 | 0 | 0 | 0 | 0 | 0 | 0 | 0 | 0 | 0 | 0 | 0 | 0 | 0 | 0 | 0 | 0 | 0 | 0 | 0
Wind - Darling Downs | QLD | 0 | 0 | 0 | 0 | 0 | 0 | 0 | 0 | 0 | 0 | 0 | 0 | 0 | 0 | 0 | 0 | 0 | 0 | 0 | 0 | 0 | 0 | 0 | 0 | 0 | 0 | 0 | 0 | 0
Wind - Banana | QLD | 0 | 0 | 0 | 0 | 0 | 0 | 0 | 0 | 0 | 0 | 0 | 0 | 0 | 0 | 0 | 0 | 0 | 0 | 0 | 0 | 0 | 0 | 0 | 0 | 0 | 0 | 0 | 0 | 0
Wind - North West NSW | NSW | 0 | 0 | 0 | 0 | 0 | 0 | 0 | 0 | 0 | 0 | 0 | 0 | 0 | 0 | 0 | 0 | 0 | 0 | 0 | 0 | 0 | 0 | 0 | 0 | 0 | 0 | 0 | 0 | 0
Wind - New England | NSW | 0 | 0 | 0 | 0 | 0 | 0 | 0 | 0 | 0 | 0 | 0 | 0 | 0 | 0 | 0 | 0 | 0 | 0 | 0 | 0 | 0 | 0 | 0 | 0 | 0 | 0 | 0 | 0 | 0
Wind - Central-West Orana | NSW | 0 | 0 | 0 | 0 | 0 | 0 | 0 | 0 | 0 | 0 | 0 | 0 | 0 | 0 | 0 | 0 | 0 | 0 | 0 | 0 | 0 | 0 | 0 | 0 | 0 | 0 | 0 | 0 | 0
Wind - Broken Hill | NSW | 0 | 0 | 0 | 0 | 0 | 0 | 0 | 0 | 0 | 0 | 0 | 0 | 0 | 0 | 0 | 0 | 0 | 0 | 0 | 0 | 0 | 0 | 0 | 0 | 0 | 0 | 0 | 0 | 0
Wind - South West NSW | NSW | 0 | 0 | 0 | 0 | 0 | 0 | 0 | 0 | 0 | 0 | 0 | 0 | 0 | 0 | 0 | 0 | 0 | 0 | 0 | 0 | 0 | 0 | 0 | 0 | 0 | 0 | 0 | 0 | 0
Wind - Wagga Wagga | NSW | 0 | 0 | 0 | 0 | 0 | 0 | 0 | 0 | 0 | 0 | 0 | 0 | 0 | 0 | 0 | 0 | 0 | 0 | 0 | 0 | 0 | 0 | 0 | 0 | 0 | 0 | 0 | 0 | 0
Wind - Tumut | NSW | 0 | 0 | 0 | 0 | 0 | 0 | 0 | 0 | 0 | 0 | 0 | 0 | 0 | 0 | 0 | 0 | 0 | 0 | 0 | 0 | 0 | 0 | 0 | 0 | 0 | 0 | 0 | 0 | 0
Wind - Cooma-Monaro | NSW | 0 | 0 | 0 | 0 | 0 | 0 | 0 | 0 | 0 | 0 | 0 | 0 | 0 | 0 | 0 | 0 | 0 | 0 | 0 | 0 | 0 | 0 | 0 | 0 | 0 | 0 | 0 | 0 | 0
Wind - Ovens Murray | VIC | 0 | 0 | 0 | 0 | 0 | 0 | 0 | 0 | 0 | 0 | 0 | 0 | 0 | 0 | 0 | 0 | 0 | 0 | 0 | 0 | 0 | 0 | 0 | 0 | 0 | 0 | 0 | 0 | 0
Wind - Murray River | VIC | 0 | 0 | 0 | 0 | 0 | 0 | 0 | 0 | 0 | 0 | 0 | 0 | 0 | 0 | 0 | 0 | 0 | 0 | 0 | 0 | 0 | 0 | 0 | 0 | 0 | 0 | 0 | 0 | 0
Wind - Western Victoria | VIC | 0 | 0 | 0 | 0 | 0 | 0 | 0 | 0 | 0 | 0 | 0 | 0 | 0 | 0 | 0 | 0 | 0 | 0 | 0 | 0 | 0 | 0 | 0 | 0 | 0 | 0 | 0 | 0 | 0
Wind - South West Victoria | VIC | 0 | 0 | 0 | 0 | 0 | 0 | 0 | 0 | 0 | 0 | 0 | 0 | 0 | 0 | 0 | 0 | 0 | 0 | 0 | 0 | 0 | 0 | 0 | 0 | 0 | 0 | 0 | 0 | 0
Wind - Gippsland | VIC | 0 | 0 | 0 | 0 | 0 | 0 | 0 | 0 | 0 | 0 | 0 | 0 | 0 | 0 | 0 | 0 | 0 | 0 | 0 | 0 | 0 | 0 | 0 | 0 | 0 | 0 | 0 | 0 | 0
Wind - Central North Vic | VIC | 0 | 0 | 0 | 0 | 0 | 0 | 0 | 0 | 0 | 0 | 0 | 0 | 0 | 0 | 0 | 0 | 0 | 0 | 0 | 0 | 0 | 0 | 0 | 0 | 0 | 0 | 0 | 0 | 0
Wind - South East SA | SA | 0 | 0 | 0 | 0 | 0 | 0 | 0 | 0 | 0 | 0 | 0 | 0 | 0 | 0 | 0 | 0 | 0 | 0 | 0 | 0 | 0 | 0 | 0 | 0 | 0 | 0 | 0 | 0 | 0
Wind - Riverland | SA | 0 | 0 | 0 | 0 | 0 | 0 | 0 | 0 | 0 | 0 | 0 | 0 | 0 | 0 | 0 | 0 | 0 | 0 | 0 | 0 | 0 | 0 | 0 | 0 | 0 | 0 | 0 | 0 | 0
Wind - Mid-North SA | SA | 0 | 0 | 0 | 0 | 0 | 0 | 0 | 0 | 0 | 0 | 0 | 0 | 0 | 0 | 0 | 0 | 0 | 0 | 0 | 0 | 0 | 0 | 0 | 0 | 0 | 0 | 0 | 0 | 0
Wind - Yorke Peninsula | SA | 0 | 0 | 0 | 0 | 0 | 0 | 0 | 0 | 0 | 0 | 0 | 0 | 0 | 0 | 0 | 0 | 0 | 0 | 0 | 0 | 0 | 0 | 0 | 0 | 0 | 0 | 0 | 0 | 0
Wind - Northern SA | SA | 0 | 0 | 0 | 0 | 0 | 0 | 0 | 0 | 0 | 0 | 0 | 0 | 0 | 0 | 0 | 0 | 0 | 0 | 0 | 0 | 0 | 0 | 0 | 0 | 0 | 0 | 0 | 0 | 0
Wind - Leigh Creek | SA | 0 | 0 | 0 | 0 | 0 | 0 | 0 | 0 | 0 | 0 | 0 | 0 | 0 | 0 | 0 | 0 | 0 | 0 | 0 | 0 | 0 | 0 | 0 | 0 | 0 | 0 | 0 | 0 | 0
Wind - Roxby Downs | SA | 0 | 0 | 0 | 0 | 0 | 0 | 0 | 0 | 0 | 0 | 0 | 0 | 0 | 0 | 0 | 0 | 0 | 0 | 0 | 0 | 0 | 0 | 0 | 0 | 0 | 0 | 0 | 0 | 0
Wind - Eastern Eyre Peninsula | SA | 0 | 0 | 0 | 0 | 0 | 0 | 0 | 0 | 0 | 0 | 0 | 0 | 0 | 0 | 0 | 0 | 0 | 0 | 0 | 0 | 0 | 0 | 0 | 0 | 0 | 0 | 0 | 0 | 0
Wind - Western Eyre Peninsula | SA | 0 | 0 | 0 | 0 | 0 | 0 | 0 | 0 | 0 | 0 | 0 | 0 | 0 | 0 | 0 | 0 | 0 | 0 | 0 | 0 | 0 | 0 | 0 | 0 | 0 | 0 | 0 | 0 | 0
Wind - North East Tasmania | TAS | 0 | 0 | 0 | 0 | 0 | 0 | 0 | 0 | 0 | 0 | 0 | 0 | 0 | 0 | 0 | 0 | 0 | 0 | 0 | 0 | 0 | 0 | 0 | 0 | 0 | 0 | 0 | 0 | 0
Wind - North West Tasmania | TAS | 0 | 0 | 0 | 0 | 0 | 0 | 0 | 0 | 0 | 0 | 0 | 0 | 0 | 0 | 0 | 0 | 0 | 0 | 0 | 0 | 0 | 0 | 0 | 0 | 0 | 0 | 0 | 0 | 0
Wind - Central Highlands | TAS | 0 | 0 | 0 | 0 | 0 | 0 | 0 | 0 | 0 | 0 | 0 | 0 | 0 | 0 | 0 | 0 | 0 | 0 | 0 | 0 | 0 | 0 | 0 | 0 | 0 | 0 | 0 | 0 | 0
Wind - New South Wales Non-REZ | NSW | 0 | 0 | 0 | 0 | 0 | 0 | 0 | 0 | 0 | 0 | 0 | 0 | 0 | 0 | 0 | 0 | 0 | 0 | 0 | 0 | 0 | 0 | 0 | 0 | 0 | 0 | 0 | 0 | 0
Wind - Victoria Non-REZ | VIC | 0 | 0 | 0 | 0 | 0 | 0 | 0 | 0 | 0 | 0 | 0 | 0 | 0 | 0 | 0 | 0 | 0 | 0 | 0 | 0 | 0 | 0 | 0 | 0 | 0 | 0 | 0 | 0 | 0
Wind - offshore - Hunter Coast | NSW | 0 | 0 | 0 | 0 | 0 | 0 | 0 | 0 | 0 | 0 | 0 | 0 | 0 | 0 | 0 | 0 | 0 | 0 | 0 | 0 | 0 | 0 | 0 | 0 | 0 | 0 | 0 | 0 | 0
Wind - offshore - Illawarra Coast | NSW | 0 | 0 | 0 | 0 | 0 | 0 | 0 | 0 | 0 | 0 | 0 | 0 | 0 | 0 | 0 | 0 | 0 | 0 | 0 | 0 | 0 | 0 | 0 | 0 | 0 | 0 | 0 | 0 | 0
Wind - offshore - Gippsland Coast | VIC | 0 | 0 | 0 | 0 | 0 | 0 | 0 | 0 | 0 | 0 | 0 | 0 | 0 | 0 | 0 | 0 | 0 | 0 | 0 | 0 | 0 | 0 | 0 | 0 | 0 | 0 | 0 | 0 | 0
Wind - offshore - North West Tasmania Coast | TAS | 0 | 0 | 0 | 0 | 0 | 0 | 0 | 0 | 0 | 0 | 0 | 0 | 0 | 0 | 0 | 0 | 0 | 0 | 0 | 0 | 0 | 0 | 0 | 0 | 0 | 0 | 0 | 0 | 0
Wind - offshore - Portland Coast | VIC | 0 | 0 | 0 | 0 | 0 | 0 | 0 | 0 | 0 | 0 | 0 | 0 | 0 | 0 | 0 | 0 | 0 | 0 | 0 | 0 | 0 | 0 | 0 | 0 | 0 | 0 | 0 | 0 | 0
Wind - offshore - South East SA Coast | SA | 0 | 0 | 0 | 0 | 0 | 0 | 0 | 0 | 0 | 0 | 0 | 0 | 0 | 0 | 0 | 0 | 0 | 0 | 0 | 0 | 0 | 0 | 0 | 0 | 0 | 0 | 0 | 0 | 0
Pumped Hydro (8hrs storage) - VIC | VIC | 0 | 0 | 0 | 0 | 0 | 0 | 0 | 0 | 0 | 0 | 0 | 0 | 0 | 0 | 0 | 0 | 0 | 0 | 0 | 0 | 0 | 0 | 0 | 0 | 0 | 0 | 0 | 0 | 0
Pumped Hydro (8hrs storage) - CNQ | QLD | 0 | 0 | 0 | 0 | 0 | 0 | 0 | 0 | 0 | 0 | 0 | 0 | 0 | 0 | 0 | 0 | 0 | 0 | 0 | 0 | 0 | 0 | 0 | 0 | 0 | 0 | 0 | 0 | 0
Pumped Hydro (8hrs storage) - GG | QLD | 0 | 0 | 0 | 0 | 0 | 0 | 0 | 0 | 0 | 0 | 0 | 0 | 0 | 0 | 0 | 0 | 0 | 0 | 0 | 0 | 0 | 0 | 0 | 0 | 0 | 0 | 0 | 0 | 0
Pumped Hydro (8hrs storage) - SQ | QLD | 0 | 0 | 0 | 0 | 0 | 0 | 0 | 0 | 0 | 0 | 0 | 0 | 0 | 0 | 0 | 0 | 0 | 0 | 0 | 0 | 0 | 0 | 0 | 0 | 0 | 0 | 0 | 0 | 0
Pumped Hydro (8hrs storage) - NNSW | NSW | 0 | 0 | 0 | 0 | 0 | 0 | 0 | 0 | 0 | 0 | 0 | 0 | 0 | 0 | 0 | 0 | 0 | 0 | 0 | 0 | 0 | 0 | 0 | 0 | 0 | 0 | 0 | 0 | 0
Pumped Hydro (8hrs storage) - CNSW | NSW | 0 | 0 | 0 | 0 | 0 | 0 | 0 | 0 | 0 | 0 | 0 | 0 | 0 | 0 | 0 | 0 | 0 | 0 | 0 | 0 | 0 | 0 | 0 | 0 | 0 | 0 | 0 | 0 | 0
Pumped Hydro (8hrs storage) - SNW | NSW | 0 | 0 | 0 | 0 | 0 | 0 | 0 | 0 | 0 | 0 | 0 | 0 | 0 | 0 | 0 | 0 | 0 | 0 | 0 | 0 | 0 | 0 | 0 | 0 | 0 | 0 | 0 | 0 | 0
Pumped Hydro (8hrs storage) - SNSW | NSW | 0 | 0 | 0 | 0 | 0 | 0 | 0 | 0 | 0 | 0 | 0 | 0 | 0 | 0 | 0 | 0 | 0 | 0 | 0 | 0 | 0 | 0 | 0 | 0 | 0 | 0 | 0 | 0 | 0
Pumped Hydro (8hrs storage) - SA | SA | 0 | 0 | 0 | 0 | 0 | 0 | 0 | 0 | 0 | 0 | 0 | 0 | 0 | 0 | 0 | 0 | 0 | 0 | 0 | 0 | 0 | 0 | 0 | 0 | 0 | 0 | 0 | 0 | 0
Pumped Hydro (8hrs storage) - TAS | TAS | 0 | 0 | 0 | 0 | 0 | 0 | 0 | 0 | 0 | 0 | 0 | 0 | 0 | 0 | 0 | 0 | 0 | 0 | 0 | 0 | 0 | 0 | 0 | 0 | 0 | 0 | 0 | 0 | 0
Pumped Hydro (24hrs storage) - VIC | VIC | 0 | 0 | 0 | 0 | 0 | 0 | 0 | 0 | 0 | 0 | 0 | 0 | 0 | 0 | 0 | 0 | 0 | 0 | 0 | 0 | 0 | 0 | 0 | 0 | 0 | 0 | 0 | 0 | 0
Pumped Hydro (24hrs storage) - CNQ | QLD | 0 | 0 | 0 | 0 | 0 | 0 | 0 | 0 | 0 | 0 | 0 | 0 | 0 | 0 | 0 | 0 | 0 | 0 | 0 | 0 | 0 | 0 | 0 | 0 | 0 | 0 | 0 | 0 | 0
Pumped Hydro (24hrs storage) - GG | QLD | 0 | 0 | 0 | 0 | 0 | 0 | 0 | 0 | 0 | 0 | 0 | 0 | 0 | 0 | 0 | 0 | 0 | 0 | 0 | 0 | 0 | 0 | 0 | 0 | 0 | 0 | 0 | 0 | 0
Pumped Hydro (24hrs storage) - SQ | QLD | 0 | 0 | 0 | 0 | 0 | 0 | 0 | 0 | 0 | 0 | 0 | 0 | 0 | 0 | 0 | 0 | 0 | 0 | 0 | 0 | 0 | 0 | 0 | 0 | 0 | 0 | 0 | 0 | 0
Pumped Hydro (24hrs storage) - NNSW | NSW | 0 | 0 | 0 | 0 | 0 | 0 | 0 | 0 | 0 | 0 | 0 | 0 | 0 | 0 | 0 | 0 | 0 | 0 | 0 | 0 | 0 | 0 | 0 | 0 | 0 | 0 | 0 | 0 | 0
Pumped Hydro (24hrs storage) - CNSW | NSW | 0 | 0 | 0 | 0 | 0 | 0 | 0 | 0 | 0 | 0 | 0 | 0 | 0 | 0 | 0 | 0 | 0 | 0 | 0 | 0 | 0 | 0 | 0 | 0 | 0 | 0 | 0 | 0 | 0
Pumped Hydro (24hrs storage) - SNW | NSW | 0 | 0 | 0 | 0 | 0 | 0 | 0 | 0 | 0 | 0 | 0 | 0 | 0 | 0 | 0 | 0 | 0 | 0 | 0 | 0 | 0 | 0 | 0 | 0 | 0 | 0 | 0 | 0 | 0
Pumped Hydro (24hrs storage) - SNSW | NSW | 0 | 0 | 0 | 0 | 0 | 0 | 0 | 0 | 0 | 0 | 0 | 0 | 0 | 0 | 0 | 0 | 0 | 0 | 0 | 0 | 0 | 0 | 0 | 0 | 0 | 0 | 0 | 0 | 0
Pumped Hydro (24hrs storage) - SA | SA | 0 | 0 | 0 | 0 | 0 | 0 | 0 | 0 | 0 | 0 | 0 | 0 | 0 | 0 | 0 | 0 | 0 | 0 | 0 | 0 | 0 | 0 | 0 | 0 | 0 | 0 | 0 | 0 | 0
Pumped Hydro (24hrs storage) - TAS | TAS | 0 | 0 | 0 | 0 | 0 | 0 | 0 | 0 | 0 | 0 | 0 | 0 | 0 | 0 | 0 | 0 | 0 | 0 | 0 | 0 | 0 | 0 | 0 | 0 | 0 | 0 | 0 | 0 | 0
Pumped Hydro (48hrs storage) - VIC | VIC | 0 | 0 | 0 | 0 | 0 | 0 | 0 | 0 | 0 | 0 | 0 | 0 | 0 | 0 | 0 | 0 | 0 | 0 | 0 | 0 | 0 | 0 | 0 | 0 | 0 | 0 | 0 | 0 | 0
Pumped Hydro (48hrs storage) - CNQ | QLD | 0 | 0 | 0 | 0 | 0 | 0 | 0 | 0 | 0 | 0 | 0 | 0 | 0 | 0 | 0 | 0 | 0 | 0 | 0 | 0 | 0 | 0 | 0 | 0 | 0 | 0 | 0 | 0 | 0
Pumped Hydro (48hrs storage) - GG | QLD | 0 | 0 | 0 | 0 | 0 | 0 | 0 | 0 | 0 | 0 | 0 | 0 | 0 | 0 | 0 | 0 | 0 | 0 | 0 | 0 | 0 | 0 | 0 | 0 | 0 | 0 | 0 | 0 | 0
Pumped Hydro (48hrs storage) - SQ | QLD | 0 | 0 | 0 | 0 | 0 | 0 | 0 | 0 | 0 | 0 | 0 | 0 | 0 | 0 | 0 | 0 | 0 | 0 | 0 | 0 | 0 | 0 | 0 | 0 | 0 | 0 | 0 | 0 | 0
Pumped Hydro (48hrs storage) - NNSW | NSW | 0 | 0 | 0 | 0 | 0 | 0 | 0 | 0 | 0 | 0 | 0 | 0 | 0 | 0 | 0 | 0 | 0 | 0 | 0 | 0 | 0 | 0 | 0 | 0 | 0 | 0 | 0 | 0 | 0
Pumped Hydro (48hrs storage) - CNSW | NSW | 0 | 0 | 0 | 0 | 0 | 0 | 0 | 0 | 0 | 0 | 0 | 0 | 0 | 0 | 0 | 0 | 0 | 0 | 0 | 0 | 0 | 0 | 0 | 0 | 0 | 0 | 0 | 0 | 0
Pumped Hydro (48hrs storage) - SNW | NSW | 0 | 0 | 0 | 0 | 0 | 0 | 0 | 0 | 0 | 0 | 0 | 0 | 0 | 0 | 0 | 0 | 0 | 0 | 0 | 0 | 0 | 0 | 0 | 0 | 0 | 0 | 0 | 0 | 0
Pumped Hydro (48hrs storage) - SNSW | NSW | 0 | 0 | 0 | 0 | 0 | 0 | 0 | 0 | 0 | 0 | 0 | 0 | 0 | 0 | 0 | 0 | 0 | 0 | 0 | 0 | 0 | 0 | 0 | 0 | 0 | 0 | 0 | 0 | 0
Pumped Hydro (48hrs storage) - TAS | TAS | 0 | 0 | 0 | 0 | 0 | 0 | 0 | 0 | 0 | 0 | 0 | 0 | 0 | 0 | 0 | 0 | 0 | 0 | 0 | 0 | 0 | 0 | 0 | 0 | 0 | 0 | 0 | 0 | 0
BOTN - Cethana | TAS | 0 | 0 | 0 | 0 | 0 | 0 | 0 | 0 | 0 | 0 | 0 | 0 | 0 | 0 | 0 | 0 | 0 | 0 | 0 | 0 | 0 | 0 | 0 | 0 | 0 | 0 | 0 | 0 | 0
Hydrogen reciprocating engines - CNQ | QLD | 0 | 0 | 0 | 0 | 0 | 0 | 0 | 0 | 0 | 0 | 0 | 0 | 0 | 0 | 0 | 0 | 0 | 0 | 0 | 0 | 0 | 0 | 0 | 0 | 0 | 0 | 0 | 0 | 0
Hydrogen reciprocating engines - GG | QLD | 0 | 0 | 0 | 0 | 0 | 0 | 0 | 0 | 0 | 0 | 0 | 0 | 0 | 0 | 0 | 0 | 0 | 0 | 0 | 0 | 0 | 0 | 0 | 0 | 0 | 0 | 0 | 0 | 0
Hydrogen reciprocating engines - SQ | QLD | 0 | 0 | 0 | 0 | 0 | 0 | 0 | 0 | 0 | 0 | 0 | 0 | 0 | 0 | 0 | 0 | 0 | 0 | 0 | 0 | 0 | 0 | 0 | 0 | 0 | 0 | 0 | 0 | 0
Hydrogen reciprocating engines - NNSW | NSW | 0 | 0 | 0 | 0 | 0 | 0 | 0 | 0 | 0 | 0 | 0 | 0 | 0 | 0 | 0 | 0 | 0 | 0 | 0 | 0 | 0 | 0 | 0 | 0 | 0 | 0 | 0 | 0 | 0
Hydrogen reciprocating engines - CNSW | NSW | 0 | 0 | 0 | 0 | 0 | 0 | 0 | 0 | 0 | 0 | 0 | 0 | 0 | 0 | 0 | 0 | 0 | 0 | 0 | 0 | 0 | 0 | 0 | 0 | 0 | 0 | 0 | 0 | 0
Hydrogen reciprocating engines - SNW | NSW | 0 | 0 | 0 | 0 | 0 | 0 | 0 | 0 | 0 | 0 | 0 | 0 | 0 | 0 | 0 | 0 | 0 | 0 | 0 | 0 | 0 | 0 | 0 | 0 | 0 | 0 | 0 | 0 | 0
Hydrogen reciprocating engines - SNSW | NSW | 0 | 0 | 0 | 0 | 0 | 0 | 0 | 0 | 0 | 0 | 0 | 0 | 0 | 0 | 0 | 0 | 0 | 0 | 0 | 0 | 0 | 0 | 0 | 0 | 0 | 0 | 0 | 0 | 0
Hydrogen reciprocating engines - VIC | VIC | 0 | 0 | 0 | 0 | 0 | 0 | 0 | 0 | 0 | 0 | 0 | 0 | 0 | 0 | 0 | 0 | 0 | 0 | 0 | 0 | 0 | 0 | 0 | 0 | 0 | 0 | 0 | 0 | 0
Hydrogen reciprocating engines - SA | SA | 0 | 0 | 0 | 0 | 0 | 0 | 0 | 0 | 0 | 0 | 0 | 0 | 0 | 0 | 0 | 0 | 0 | 0 | 0 | 0 | 0 | 0 | 0 | 0 | 0 | 0 | 0 | 0 | 0
Hydrogen reciprocating engines - TAS | TAS | 0 | 0 | 0 | 0 | 0 | 0 | 0 | 0 | 0 | 0 | 0 | 0 | 0 | 0 | 0 | 0 | 0 | 0 | 0 | 0 | 0 | 0 | 0 | 0 | 0 | 0 | 0 | 0 | 0

## Regional Build Costs Summary
Go to Assumptions Summary
Generator build costs, after application of regional cost factors ($/kW, real 2021 dollars)
Build costs for new entrant generators by location for the selected scenario and technology. Does not include connection costs.
Cost trajectories calculated by applying regional cost factors to baseline provided for a region-specific cost estimate, as developed by CSIRO and Aurecon, and by Entura (pumped hydro).
Technology and scenario choices are available through the drop down menus. For Offshore Wind and other technologies, please see the Build Costs tab.
Large-scale renewables
Technology: | Scenario:
Large scale Solar PV | Step Change
Technology Choices
Technology Type | Cost Scenario | Candidate REZ | Region | Regional Cost Zone | Regional Cost Factor | 2020-21 | 2021-22 | 2022-23 | 2023-24 | 2024-25 | 2025-26 | 2026-27 | 2027-28 | 2028-29 | 2029-30 | 2030-31 | 2031-32 | 2032-33 | 2033-34 | 2034-35 | 2035-36 | 2036-37 | 2037-38 | 2038-39 | 2039-40 | 2040-41 | 2041-42 | 2042-43 | 2043-44 | 2044-45 | 2045-46 | 2046-47 | 2047-48 | 2048-49 | 2049-50
Large scale Solar PV | Step Change | Far North QLD | QLD | QLD Low | 100% | 1441 | 1441 | 1366 | 1305 | 1250 | 1207 | 1161 | 1121 | 1080 | 1046 | 1011 | 981 | 928 | 885 | 846 | 811 | 783 | 741 | 722 | 689 | 668 | 645 | 629 | 612 | 596 | 580 | 566 | 553 | 541 | 530 | Large scale Solar PV
Large scale Solar PV | Step Change | North Qld Clean Energy Hub | QLD | QLD Low | 100% | 1441 | 1441 | 1366 | 1305 | 1250 | 1207 | 1161 | 1121 | 1080 | 1046 | 1011 | 981 | 928 | 885 | 846 | 811 | 783 | 741 | 722 | 689 | 668 | 645 | 629 | 612 | 596 | 580 | 566 | 553 | 541 | 530 | Solar Thermal (12hrs Storage)
Large scale Solar PV | Step Change | Northern Qld | QLD | QLD Low | 100% | 1441 | 1441 | 1366 | 1305 | 1250 | 1207 | 1161 | 1121 | 1080 | 1046 | 1011 | 981 | 928 | 885 | 846 | 811 | 783 | 741 | 722 | 689 | 668 | 645 | 629 | 612 | 596 | 580 | 566 | 553 | 541 | 530 | Wind
Large scale Solar PV | Step Change | Isaac | QLD | QLD Low | 100% | 1441 | 1441 | 1366 | 1305 | 1250 | 1207 | 1161 | 1121 | 1080 | 1046 | 1011 | 981 | 928 | 885 | 846 | 811 | 783 | 741 | 722 | 689 | 668 | 645 | 629 | 612 | 596 | 580 | 566 | 553 | 541 | 530
Large scale Solar PV | Step Change | Barcaldine | QLD | QLD Medium | 108.7% | 1565.8208 | 1565.8208 | 1484.3242 | 1418.0403 | 1358.2762 | 1311.5515 | 1261.5669 | 1218.1021 | 1173.5506 | 1136.6055 | 1098.5738 | 1065.9751 | 1008.3842 | 961.6595 | 919.2813 | 881.2496 | 850.8242 | 805.1861 | 784.5403 | 748.6818 | 725.8628 | 700.8705 | 683.4846 | 665.012 | 647.6261 | 630.2401 | 615.0274 | 600.9014 | 587.8619 | 575.9091
Large scale Solar PV | Step Change | Fitzroy | QLD | QLD Low | 100% | 1441 | 1441 | 1366 | 1305 | 1250 | 1207 | 1161 | 1121 | 1080 | 1046 | 1011 | 981 | 928 | 885 | 846 | 811 | 783 | 741 | 722 | 689 | 668 | 645 | 629 | 612 | 596 | 580 | 566 | 553 | 541 | 530
Large scale Solar PV | Step Change | Wide Bay | QLD | QLD Low | 100% | 1441 | 1441 | 1366 | 1305 | 1250 | 1207 | 1161 | 1121 | 1080 | 1046 | 1011 | 981 | 928 | 885 | 846 | 811 | 783 | 741 | 722 | 689 | 668 | 645 | 629 | 612 | 596 | 580 | 566 | 553 | 541 | 530
Large scale Solar PV | Step Change | Darling Downs | QLD | QLD Low | 100% | 1441 | 1441 | 1366 | 1305 | 1250 | 1207 | 1161 | 1121 | 1080 | 1046 | 1011 | 981 | 928 | 885 | 846 | 811 | 783 | 741 | 722 | 689 | 668 | 645 | 629 | 612 | 596 | 580 | 566 | 553 | 541 | 530
Large scale Solar PV | Step Change | Banana | QLD | QLD Medium | 108.7% | 1565.8208 | 1565.8208 | 1484.3242 | 1418.0403 | 1358.2762 | 1311.5515 | 1261.5669 | 1218.1021 | 1173.5506 | 1136.6055 | 1098.5738 | 1065.9751 | 1008.3842 | 961.6595 | 919.2813 | 881.2496 | 850.8242 | 805.1861 | 784.5403 | 748.6818 | 725.8628 | 700.8705 | 683.4846 | 665.012 | 647.6261 | 630.2401 | 615.0274 | 600.9014 | 587.8619 | 575.9091
Large scale Solar PV | Step Change | North West NSW | NSW | NSW Medium | 106.7% | 1537.082 | 1537.082 | 1457.0812 | 1392.0139 | 1333.3467 | 1287.4795 | 1238.4124 | 1195.7453 | 1152.0115 | 1115.7445 | 1078.4108 | 1046.4105 | 989.8766 | 944.0094 | 902.409 | 865.0753 | 835.2083 | 790.4079 | 770.141 | 734.9407 | 712.5405 | 688.0069 | 670.94 | 652.8065 | 635.7397 | 618.6728 | 603.7394 | 589.8726 | 577.0724 | 565.339 | Step Change
Large scale Solar PV | Step Change | New England | NSW | NSW Low | 100% | 1441 | 1441 | 1366 | 1305 | 1250 | 1207 | 1161 | 1121 | 1080 | 1046 | 1011 | 981 | 928 | 885 | 846 | 811 | 783 | 741 | 722 | 689 | 668 | 645 | 629 | 612 | 596 | 580 | 566 | 553 | 541 | 530 | Hydrogen Export
Large scale Solar PV | Step Change | Central-West Orana | NSW | NSW Medium | 106.7% | 1537.082 | 1537.082 | 1457.0812 | 1392.0139 | 1333.3467 | 1287.4795 | 1238.4124 | 1195.7453 | 1152.0115 | 1115.7445 | 1078.4108 | 1046.4105 | 989.8766 | 944.0094 | 902.409 | 865.0753 | 835.2083 | 790.4079 | 770.141 | 734.9407 | 712.5405 | 688.0069 | 670.94 | 652.8065 | 635.7397 | 618.6728 | 603.7394 | 589.8726 | 577.0724 | 565.339 | Progressive Change
Large scale Solar PV | Step Change | Broken Hill | NSW | NSW High | 113.3% | 1633.1641 | 1633.1641 | 1548.1625 | 1479.0278 | 1416.6933 | 1367.9591 | 1315.8248 | 1270.4906 | 1224.023 | 1185.489 | 1145.8216 | 1111.8209 | 1051.7531 | 1003.0189 | 958.818 | 919.1506 | 887.4167 | 839.8158 | 818.2821 | 780.8814 | 757.0809 | 731.0138 | 712.8801 | 693.613 | 675.4794 | 657.3457 | 641.4787 | 626.7451 | 613.1449 | 600.678 | Slow Change
Large scale Solar PV | Step Change | South West NSW | NSW | NSW High | 113.3% | 1633.1641 | 1633.1641 | 1548.1625 | 1479.0278 | 1416.6933 | 1367.9591 | 1315.8248 | 1270.4906 | 1224.023 | 1185.489 | 1145.8216 | 1111.8209 | 1051.7531 | 1003.0189 | 958.818 | 919.1506 | 887.4167 | 839.8158 | 818.2821 | 780.8814 | 757.0809 | 731.0138 | 712.8801 | 693.613 | 675.4794 | 657.3457 | 641.4787 | 626.7451 | 613.1449 | 600.678
Large scale Solar PV | Step Change | Wagga Wagga | NSW | NSW Medium | 106.7% | 1537.082 | 1537.082 | 1457.0812 | 1392.0139 | 1333.3467 | 1287.4795 | 1238.4124 | 1195.7453 | 1152.0115 | 1115.7445 | 1078.4108 | 1046.4105 | 989.8766 | 944.0094 | 902.409 | 865.0753 | 835.2083 | 790.4079 | 770.141 | 734.9407 | 712.5405 | 688.0069 | 670.94 | 652.8065 | 635.7397 | 618.6728 | 603.7394 | 589.8726 | 577.0724 | 565.339
Large scale Solar PV | Step Change | Tumut | NSW | NSW Medium | 106.7% | 1537.082 | 1537.082 | 1457.0812 | 1392.0139 | 1333.3467 | 1287.4795 | 1238.4124 | 1195.7453 | 1152.0115 | 1115.7445 | 1078.4108 | 1046.4105 | 989.8766 | 944.0094 | 902.409 | 865.0753 | 835.2083 | 790.4079 | 770.141 | 734.9407 | 712.5405 | 688.0069 | 670.94 | 652.8065 | 635.7397 | 618.6728 | 603.7394 | 589.8726 | 577.0724 | 565.339
Large scale Solar PV | Step Change | Cooma-Monaro | NSW | NSW Medium | 106.7% | 1537.082 | 1537.082 | 1457.0812 | 1392.0139 | 1333.3467 | 1287.4795 | 1238.4124 | 1195.7453 | 1152.0115 | 1115.7445 | 1078.4108 | 1046.4105 | 989.8766 | 944.0094 | 902.409 | 865.0753 | 835.2083 | 790.4079 | 770.141 | 734.9407 | 712.5405 | 688.0069 | 670.94 | 652.8065 | 635.7397 | 618.6728 | 603.7394 | 589.8726 | 577.0724 | 565.339
Large scale Solar PV | Step Change | Ovens Murray | VIC | VIC Medium | 102.8% | 1481.783 | 1481.783 | 1404.6604 | 1341.934 | 1285.3774 | 1241.1604 | 1193.8585 | 1152.7264 | 1110.566 | 1075.6038 | 1039.6132 | 1008.7642 | 954.2642 | 910.0472 | 869.9434 | 833.9528 | 805.1604 | 761.9717 | 742.434 | 708.5 | 686.9057 | 663.2547 | 646.8019 | 629.3208 | 612.8679 | 596.4151 | 582.0189 | 568.6509 | 556.3113 | 545
Large scale Solar PV | Step Change | Murray River | VIC | VIC Medium | 102.8% | 1481.783 | 1481.783 | 1404.6604 | 1341.934 | 1285.3774 | 1241.1604 | 1193.8585 | 1152.7264 | 1110.566 | 1075.6038 | 1039.6132 | 1008.7642 | 954.2642 | 910.0472 | 869.9434 | 833.9528 | 805.1604 | 761.9717 | 742.434 | 708.5 | 686.9057 | 663.2547 | 646.8019 | 629.3208 | 612.8679 | 596.4151 | 582.0189 | 568.6509 | 556.3113 | 545
Large scale Solar PV | Step Change | Western Victoria | VIC | VIC Medium | 102.8% | 1481.783 | 1481.783 | 1404.6604 | 1341.934 | 1285.3774 | 1241.1604 | 1193.8585 | 1152.7264 | 1110.566 | 1075.6038 | 1039.6132 | 1008.7642 | 954.2642 | 910.0472 | 869.9434 | 833.9528 | 805.1604 | 761.9717 | 742.434 | 708.5 | 686.9057 | 663.2547 | 646.8019 | 629.3208 | 612.8679 | 596.4151 | 582.0189 | 568.6509 | 556.3113 | 545
Large scale Solar PV | Step Change | South West Victoria | VIC | VIC Medium | 102.8% | 1481.783 | 1481.783 | 1404.6604 | 1341.934 | 1285.3774 | 1241.1604 | 1193.8585 | 1152.7264 | 1110.566 | 1075.6038 | 1039.6132 | 1008.7642 | 954.2642 | 910.0472 | 869.9434 | 833.9528 | 805.1604 | 761.9717 | 742.434 | 708.5 | 686.9057 | 663.2547 | 646.8019 | 629.3208 | 612.8679 | 596.4151 | 582.0189 | 568.6509 | 556.3113 | 545
Large scale Solar PV | Step Change | Gippsland | VIC | VIC Low | 100% | 1441 | 1441 | 1366 | 1305 | 1250 | 1207 | 1161 | 1121 | 1080 | 1046 | 1011 | 981 | 928 | 885 | 846 | 811 | 783 | 741 | 722 | 689 | 668 | 645 | 629 | 612 | 596 | 580 | 566 | 553 | 541 | 530
Large scale Solar PV | Step Change | Central North Vic | VIC | VIC High | 104.7% | 1508.9717 | 1508.9717 | 1430.434 | 1366.5566 | 1308.9623 | 1263.934 | 1215.7642 | 1173.8774 | 1130.9434 | 1095.3396 | 1058.6887 | 1027.2736 | 971.7736 | 926.7453 | 885.9057 | 849.2547 | 819.934 | 775.9528 | 756.0566 | 721.5 | 699.5094 | 675.4245 | 658.6698 | 640.8679 | 624.1132 | 607.3585 | 592.6981 | 579.0849 | 566.5189 | 555
Large scale Solar PV | Step Change | South East SA | SA | SA Low | 100% | 1441 | 1441 | 1366 | 1305 | 1250 | 1207 | 1161 | 1121 | 1080 | 1046 | 1011 | 981 | 928 | 885 | 846 | 811 | 783 | 741 | 722 | 689 | 668 | 645 | 629 | 612 | 596 | 580 | 566 | 553 | 541 | 530
Large scale Solar PV | Step Change | Riverland | SA | SA Low | 100% | 1441 | 1441 | 1366 | 1305 | 1250 | 1207 | 1161 | 1121 | 1080 | 1046 | 1011 | 981 | 928 | 885 | 846 | 811 | 783 | 741 | 722 | 689 | 668 | 645 | 629 | 612 | 596 | 580 | 566 | 553 | 541 | 530
Large scale Solar PV | Step Change | Mid-North SA | SA | SA Low | 100% | 1441 | 1441 | 1366 | 1305 | 1250 | 1207 | 1161 | 1121 | 1080 | 1046 | 1011 | 981 | 928 | 885 | 846 | 811 | 783 | 741 | 722 | 689 | 668 | 645 | 629 | 612 | 596 | 580 | 566 | 553 | 541 | 530
Large scale Solar PV | Step Change | Yorke Peninsula | SA | SA Low | 100% | 1441 | 1441 | 1366 | 1305 | 1250 | 1207 | 1161 | 1121 | 1080 | 1046 | 1011 | 981 | 928 | 885 | 846 | 811 | 783 | 741 | 722 | 689 | 668 | 645 | 629 | 612 | 596 | 580 | 566 | 553 | 541 | 530
Large scale Solar PV | Step Change | Northern SA | SA | SA Medium | 108.4% | 1561.7497 | 1561.7497 | 1480.465 | 1414.3535 | 1354.7447 | 1308.1415 | 1258.2869 | 1214.9351 | 1170.4994 | 1133.6504 | 1095.7175 | 1063.2037 | 1005.7625 | 959.1593 | 916.8912 | 878.9584 | 848.6121 | 803.0927 | 782.5006 | 746.7353 | 723.9756 | 699.0483 | 681.7075 | 663.283 | 645.9423 | 628.6016 | 613.4284 | 599.3391 | 586.3335 | 574.4118
Large scale Solar PV | Step Change | Leigh Creek | SA | SA Medium | 108.4% | 1561.7497 | 1561.7497 | 1480.465 | 1414.3535 | 1354.7447 | 1308.1415 | 1258.2869 | 1214.9351 | 1170.4994 | 1133.6504 | 1095.7175 | 1063.2037 | 1005.7625 | 959.1593 | 916.8912 | 878.9584 | 848.6121 | 803.0927 | 782.5006 | 746.7353 | 723.9756 | 699.0483 | 681.7075 | 663.283 | 645.9423 | 628.6016 | 613.4284 | 599.3391 | 586.3335 | 574.4118
Large scale Solar PV | Step Change | Roxby Downs | SA | SA Medium | 108.4% | 1561.7497 | 1561.7497 | 1480.465 | 1414.3535 | 1354.7447 | 1308.1415 | 1258.2869 | 1214.9351 | 1170.4994 | 1133.6504 | 1095.7175 | 1063.2037 | 1005.7625 | 959.1593 | 916.8912 | 878.9584 | 848.6121 | 803.0927 | 782.5006 | 746.7353 | 723.9756 | 699.0483 | 681.7075 | 663.283 | 645.9423 | 628.6016 | 613.4284 | 599.3391 | 586.3335 | 574.4118
Large scale Solar PV | Step Change | Eastern Eyre Peninsula | SA | SA Medium | 108.4% | 1561.7497 | 1561.7497 | 1480.465 | 1414.3535 | 1354.7447 | 1308.1415 | 1258.2869 | 1214.9351 | 1170.4994 | 1133.6504 | 1095.7175 | 1063.2037 | 1005.7625 | 959.1593 | 916.8912 | 878.9584 | 848.6121 | 803.0927 | 782.5006 | 746.7353 | 723.9756 | 699.0483 | 681.7075 | 663.283 | 645.9423 | 628.6016 | 613.4284 | 599.3391 | 586.3335 | 574.4118
Large scale Solar PV | Step Change | Western Eyre Peninsula | SA | SA Medium | 108.4% | 1561.7497 | 1561.7497 | 1480.465 | 1414.3535 | 1354.7447 | 1308.1415 | 1258.2869 | 1214.9351 | 1170.4994 | 1133.6504 | 1095.7175 | 1063.2037 | 1005.7625 | 959.1593 | 916.8912 | 878.9584 | 848.6121 | 803.0927 | 782.5006 | 746.7353 | 723.9756 | 699.0483 | 681.7075 | 663.283 | 645.9423 | 628.6016 | 613.4284 | 599.3391 | 586.3335 | 574.4118
Large scale Solar PV | Step Change | North East Tasmania | TAS | TAS Low | 100% | 1441 | 1441 | 1366 | 1305 | 1250 | 1207 | 1161 | 1121 | 1080 | 1046 | 1011 | 981 | 928 | 885 | 846 | 811 | 783 | 741 | 722 | 689 | 668 | 645 | 629 | 612 | 596 | 580 | 566 | 553 | 541 | 530
Large scale Solar PV | Step Change | North West Tasmania | TAS | TAS Medium | 106.7% | 1537.685 | 1537.685 | 1457.6528 | 1392.56 | 1333.8697 | 1287.9846 | 1238.8982 | 1196.2143 | 1152.4634 | 1116.1822 | 1078.8338 | 1046.8209 | 990.2649 | 944.3797 | 902.763 | 865.4147 | 835.536 | 790.718 | 770.4431 | 735.229 | 712.82 | 688.2768 | 671.2032 | 653.0626 | 635.9891 | 618.9155 | 603.9762 | 590.1039 | 577.2988 | 565.5607
Large scale Solar PV | Step Change | Central Highlands | TAS | TAS Low | 100% | 1441 | 1441 | 1366 | 1305 | 1250 | 1207 | 1161 | 1121 | 1080 | 1046 | 1011 | 981 | 928 | 885 | 846 | 811 | 783 | 741 | 722 | 689 | 668 | 645 | 629 | 612 | 596 | 580 | 566 | 553 | 541 | 530
Thermal generation and storage
Technology: | Scenario:
Battery storage (1hr storage) | Step Change
Technology Type | Cost Scenario | REZ | Region | Regional Cost Zone | Regional Cost Factor | 2020-21 | 2021-22 | 2022-23 | 2023-24 | 2024-25 | 2025-26 | 2026-27 | 2027-28 | 2028-29 | 2029-30 | 2030-31 | 2031-32 | 2032-33 | 2033-34 | 2034-35 | 2035-36 | 2036-37 | 2037-38 | 2038-39 | 2039-40 | 2040-41 | 2041-42 | 2042-43 | 2043-44 | 2044-45 | 2045-46 | 2046-47 | 2047-48 | 2048-49 | 2049-50
Battery storage (1hr storage) | Step Change | - | CNQ | QLD Low | 100% | 790 | 790 | 764 | 739 | 715 | 692 | 670 | 649 | 628 | 608 | 589 | 576 | 565 | 553 | 541 | 529 | 517 | 505 | 494 | 483 | 473 | 464 | 456 | 446 | 437 | 428 | 419 | 410 | 402 | 385 | Battery storage (1hr storage)
Battery storage (1hr storage) | Step Change | - | SQ | QLD Low | 100% | 790 | 790 | 764 | 739 | 715 | 692 | 670 | 649 | 628 | 608 | 589 | 576 | 565 | 553 | 541 | 529 | 517 | 505 | 494 | 483 | 473 | 464 | 456 | 446 | 437 | 428 | 419 | 410 | 402 | 385 | Battery storage (2hrs storage)
Battery storage (1hr storage) | Step Change | - | GG | QLD Low | 100% | 790 | 790 | 764 | 739 | 715 | 692 | 670 | 649 | 628 | 608 | 589 | 576 | 565 | 553 | 541 | 529 | 517 | 505 | 494 | 483 | 473 | 464 | 456 | 446 | 437 | 428 | 419 | 410 | 402 | 385 | Battery storage (4hrs storage)
Battery storage (1hr storage) | Step Change | - | NNSW | NSW Low | 100% | 790 | 790 | 764 | 739 | 715 | 692 | 670 | 649 | 628 | 608 | 589 | 576 | 565 | 553 | 541 | 529 | 517 | 505 | 494 | 483 | 473 | 464 | 456 | 446 | 437 | 428 | 419 | 410 | 402 | 385 | Battery storage (8hrs storage)
Battery storage (1hr storage) | Step Change | - | CNSW | NSW Low | 100% | 790 | 790 | 764 | 739 | 715 | 692 | 670 | 649 | 628 | 608 | 589 | 576 | 565 | 553 | 541 | 529 | 517 | 505 | 494 | 483 | 473 | 464 | 456 | 446 | 437 | 428 | 419 | 410 | 402 | 385 | Pumped Hydro (8hrs storage)
Battery storage (1hr storage) | Step Change | - | SNSW | NSW Low | 100% | 790 | 790 | 764 | 739 | 715 | 692 | 670 | 649 | 628 | 608 | 589 | 576 | 565 | 553 | 541 | 529 | 517 | 505 | 494 | 483 | 473 | 464 | 456 | 446 | 437 | 428 | 419 | 410 | 402 | 385 | Pumped Hydro (24hrs storage)
Battery storage (1hr storage) | Step Change | - | SNW | NSW Low | 100% | 790 | 790 | 764 | 739 | 715 | 692 | 670 | 649 | 628 | 608 | 589 | 576 | 565 | 553 | 541 | 529 | 517 | 505 | 494 | 483 | 473 | 464 | 456 | 446 | 437 | 428 | 419 | 410 | 402 | 385 | Pumped Hydro (48hrs storage)
Battery storage (1hr storage) | Step Change | - | VIC | VIC Low | 100% | 790 | 790 | 764 | 739 | 715 | 692 | 670 | 649 | 628 | 608 | 589 | 576 | 565 | 553 | 541 | 529 | 517 | 505 | 494 | 483 | 473 | 464 | 456 | 446 | 437 | 428 | 419 | 410 | 402 | 385 | Black Coal (advanced ultra supercritical PC)
Battery storage (1hr storage) | Step Change | - | SA | SA Low | 100% | 790 | 790 | 764 | 739 | 715 | 692 | 670 | 649 | 628 | 608 | 589 | 576 | 565 | 553 | 541 | 529 | 517 | 505 | 494 | 483 | 473 | 464 | 456 | 446 | 437 | 428 | 419 | 410 | 402 | 385 | Black Coal (advanced ultra supercritical PC) with CCS
Battery storage (1hr storage) | Step Change | - | TAS | TAS Low | 100% | 790 | 790 | 764 | 739 | 715 | 692 | 670 | 649 | 628 | 608 | 589 | 576 | 565 | 553 | 541 | 529 | 517 | 505 | 494 | 483 | 473 | 464 | 456 | 446 | 437 | 428 | 419 | 410 | 402 | 385 | OCGT (small GT)
OCGT (large GT)
CCGT
CCGT with CCS
Biomass
Hydrogen reciprocating engines

## Renewable Policy Targets
Go to Assumptions Summary
Queensland Renewable Energy Target (QRET)
50% of Queensland electricity consumption to be provided by renewable generation by 2030
The underlying consumption is used as a measure of comparing to the % trajectory - that means that small-scale generation from rooftop PV systems is included within the target.
AEMO linearly interpolates the required developments to meet the objective of the QRET between forecast levels of existing, committed and anticipated renewable energy (including forecast distributed PV) and the 2030 target.
Source: | https://www.epw.qld.gov.au/about/initiatives/powering-queensland
Calendar year | All scenarios
2030 | 50%
Victorian Renewable Energy Target (VRET)
New entry renewable capacity required to meet a target of 40% renewable energy generation as a percentage of total Victorian generation by 2025 and 50% renewable energy generation as a percentage of total Victorian generation by 2030
The targets accounts for the contribution of DER which reduces large-scale generation requirements.
AEMO linearly interpolates the required developments to meet the objective of the VRET between forecast levels of existing, committed and anticipated renewable energy (including forecast distributed PV) and the 2030 target.
Source: | Renewable Energy (Jobs and Investment) Act 2017
Calendar year | All scenarios
2025 | 40%
2030 | 50%
AEMO has also incorprated the effect of the VRET2 auction, which requires the development of the equivalent to at least 600 MW of new large-scale renewable generation projects to support electricity consumption by government infrastructure and services.
AEMO has applied this objective as delivering approximately 1800 GWh of new renewable generation, based on information provided by the Victorian Government.”
Tasmania Renewable Energy Target (TRET)
Renewable generation targets (in GWh) for NEM-connected equipment in Tasmania (including DER and non-scheduled generation) on or before 31 December 2030, and on or before 31 December 2040.
AEMO linearly interpolates the required developments to meet the objective of the TRET between forecast levels of existing, committed and anticipated VRE (including forecast distributed PV) and the first interim target.
AEMO then applies a linear interpolation of the development requirements to achieve the policy outcomes between the interim and 2040 target.
Source: | Tasmanian Renewable Energy Target
GWh of renewable generation
Calendar year | All scenarios
2030 | 15750
2040 | 21000
New South Wales Electricity Infrastructure Roadmap
The Act sets out minimum objects that by the end of 2029, construction of renewable generation infrastructure that produces at least the same amount of electricity in a year as 8 GW in New England, 3 GW in Central-West Orana and 1 GW of additional capacity.
The Act also includes a minimum target of the construction of 2 GW of long-duration (8 hours or more) storage infrastructure by the end of 2029 in addition to Snowy 2.0.
The annual construction trajectory of energy generating capability that is specified in the Consumer Trustee's Infrastructure Investment Opportunities Report over the period until the minimum objective is met will be applied as a modelling input (providing a development floor that the model can exceed if appropriate). That trajectory outlines 33,600 GWh of equivalent generating capacity by the end of 2029). The trajectory below reflects new generation and storage requirements beyond existing, committed, and anticipated generation, and is consistent with that same overall development requirement.
| 2023-24 | 2024-25 | 2025-26 | 2026-27 | 2027-28 | 2028-29 | 2029-30
New long-duration storage (MW) | 0 | 0 | 600 | 600 | 1525 | 1925 | 2000
New VRE (GWh) | 0 | 2500 | 5700 | 9800 | 14300 | 19600 | 24600

## Carbon Budgets
Go to Assumptions Summary
Cumulative Carbon Budgets
To model emissions reductions, cumulative carbon budgets have been determined using multi-sectoral modelling commissioned from the CSIRO / ClimateWorks to reflect the emissions reduction requirements consistent with each scenario/sensitivity's Representative Concentration Pathway (RCP). The carbon budget applies to the NEM only.
| Progressive Change | Step Change | Hydrogen Export | Strong Electrification
Global mean temperature increase by 2100 (ºC) | ~2.6 | ~1.8 | ~1.5 | ~1.5
Budget period (FYE) | 2030-31 to 2050-51 | 2023-24 to 2050-51 | 2023-24 to 2050-51 | 2023-24 to 2050-51
Cumulative NEM electricity sector carbon budget for 2024-2050 (unless otherwise stated) (FYE, Mt CO2-e) | 931.5678 | 890.6685 | 452.5624 | 479.6449
Source: Cumulative carbon budgets determined from multi-sectoral modelling commissioned from the CSIRO.
Carbon budgets start from FY 2024 to be consistent with the ISP modelling horizon.
Note: No explicit carbon budget is included in the Slow Change scenario.

## Demand and Energy Forecasts
Go to Assumptions Summary
Demand and Energy Forecasts
Final energy consumption and seasonal maximum demand forecasts for all scenarios will be published on http://forecasting.aemo.com.au
The Draft ISP uses the forecasts published as the "2022 ISP".
Example method of extracting the correct dataset. Instructions for how to use the Forecasting Portal are available online.

## Economic Growth Forecasts
Go to Assumptions Summary
Economic Growth Forecasts | [13 empty] | Note: | Further information is available at https://forecasting.aemo.com.au
Gross State Product and Household Disposable Income forecasts based on BIS Oxford Economics long term macroeconomic forecasts developed for AEMO in April 2021. Rebased in March 2022 using the FYE 2021 ABS National Accounts release.
Gross Value Added forecasts for the following ANZSIC divisions for all scenarios will be published on http://forecasting.aemo.com.au: Div A (Agriculture, Foresty & Fishing), Div B (Mining), Div C (Manufacturing), Div E (Contrsuction), Div I (Transport, Postal & Warehousing), Commercial Services
Consultant forecast mapping
| Slow Change | Progressive Change | Step Change | Hydrogen Export
Consultant's scenario name | Slow Growth | Current Trajectory until 2031 then Sustainable Growth trend | Sustainable Growth | Export Superpower
Gross State Product ($ millions)
Slow Change
| 2021-22 | 2022-23 | 2023-24 | 2024-25 | 2025-26 | 2026-27 | 2027-28 | 2028-29 | 2029-30 | 2030-31 | 2031-32 | 2032-33 | 2033-34 | 2034-35 | 2035-36 | 2036-37 | 2037-38 | 2038-39 | 2039-40 | 2040-41 | 2041-42 | 2042-43 | 2043-44 | 2044-45 | 2045-46 | 2046-47 | 2047-48 | 2048-49 | 2049-50 | 2050-51 | 2051-52
NSW | 672936.5531 | 670851.6636 | 679457.2974 | 695810.7777 | 711631.2258 | 727232.1412 | 744310.7582 | 763477.7671 | 783684.4002 | 799779.98 | 816460.6292 | 835294.4001 | 854065.6089 | 872184.4005 | 890150.6366 | 907983.1261 | 924864.6409 | 939337.6337 | 953366.7357 | 967602.292 | 981944.1044 | 996501.7225 | 1011323.1405 | 1026618.1049 | 1042414.5877 | 1058420.9065 | 1074688.2519 | 1091194.6649 | 1107987.5972 | 1125068.0191 | 1142414.4232
QLD | 362967.8404 | 362320.9949 | 367584.2384 | 378576.9667 | 390924.5813 | 402472.8238 | 413495.4695 | 423851.8165 | 433485.2963 | 445183.5362 | 457446.3221 | 467945.9809 | 478034.3004 | 489203.5107 | 500497.9141 | 511080.5748 | 521370.0588 | 530929.0646 | 540260.3736 | 549412.3204 | 558521.9053 | 567636.5984 | 576733.9575 | 586034.3213 | 595325.1187 | 604541.1681 | 613724.7588 | 622952.3848 | 632128.4677 | 641254.1271 | 650499.1651
SA | 112276.28 | 111267.3291 | 112754.7129 | 115495.0684 | 118072.9863 | 120885.8821 | 123903.0006 | 126590.7975 | 129178.5142 | 131710.229 | 134174.2541 | 136984.1659 | 139835.0877 | 142353.3489 | 144742.6194 | 147279.1256 | 149787.1193 | 151852.0684 | 153771.4732 | 155720.1827 | 157673.4713 | 159582.6218 | 161455.9334 | 163351.0207 | 165251.1732 | 167141.1569 | 169009.9842 | 170843.0046 | 172659.1994 | 174468.7503 | 176295.3066
TAS | 33271.1256 | 33223.8496 | 33772.0689 | 34582.6092 | 35380.818 | 36216.3692 | 37016.1514 | 37670.1771 | 38289.8531 | 38956.0451 | 39645.8 | 40377.4265 | 41076.0717 | 41712.4648 | 42346.9305 | 43005.5054 | 43645.4627 | 44189.8447 | 44714.6675 | 45240.937 | 45764.2527 | 46284.5814 | 46804.0937 | 47333.9673 | 47869.957 | 48409.0993 | 48950.7837 | 49492.1475 | 50038.1106 | 50589.7405 | 51147.4898
VIC | 477296.9292 | 480437.5331 | 489258.9186 | 505175.4237 | 521936.4293 | 538773.5177 | 555858.6761 | 572010.2893 | 587689.9377 | 603276.1951 | 618609.8791 | 634564.5331 | 650614.5013 | 666114.779 | 681225.6665 | 696338.1207 | 711098.1827 | 724076.9145 | 736408.5505 | 748641.3358 | 760774.231 | 772842.9374 | 784799.4017 | 796718.2539 | 808727.3462 | 820600.7168 | 832290.957 | 843685.1947 | 854822.1768 | 865751.4145 | 876792.8562
Progressive Change
| 2021-22 | 2022-23 | 2023-24 | 2024-25 | 2025-26 | 2026-27 | 2027-28 | 2028-29 | 2029-30 | 2030-31 | 2031-32 | 2032-33 | 2033-34 | 2034-35 | 2035-36 | 2036-37 | 2037-38 | 2038-39 | 2039-40 | 2040-41 | 2041-42 | 2042-43 | 2043-44 | 2044-45 | 2045-46 | 2046-47 | 2047-48 | 2048-49 | 2049-50 | 2050-51 | 2051-52
NSW | 695140.0524 | 710352.3219 | 727186.1554 | 745761.1125 | 763678.8401 | 781228.5818 | 799704.5389 | 819465.0238 | 839881.4753 | 860137.1821 | 880857.3223 | 901693.8043 | 922990.3118 | 944360.4754 | 965399.8227 | 986006.4442 | 1005912.7542 | 1024842.5073 | 1043433.4819 | 1062387.1798 | 1081628.6883 | 1101237.0725 | 1121212.9215 | 1141355.4731 | 1162120.942 | 1183297.4552 | 1204915.1436 | 1226970.6711 | 1249487.2558 | 1272473.4539 | 1295887.6679
QLD | 377261.3901 | 387180.4227 | 398031.2331 | 409597.0357 | 420599.8797 | 431459.3843 | 442752.5758 | 454672.1912 | 466810.911 | 478757.3141 | 490670.7144 | 502782.7688 | 515014.7963 | 527674.2663 | 540630.0972 | 553369.6553 | 565677.5983 | 577732.0941 | 589707.9567 | 601760.7625 | 613880.598 | 626076.1334 | 638293.277 | 650559.2168 | 662876.5601 | 675187.2369 | 687539.8078 | 700062.2244 | 712617.1691 | 725186.0088 | 737961.8213
SA | 117132.7356 | 118968.7377 | 121373.089 | 124120.9901 | 126711.97 | 129365.8475 | 132164.8632 | 135111.0827 | 138102.5805 | 141006.7016 | 143840.023 | 146692.0358 | 149664.3465 | 152729.9646 | 155813.1388 | 158870.3706 | 161792.4526 | 164573.3502 | 167292.5113 | 170055.3187 | 172811.7852 | 175555.3333 | 178288.7382 | 180973.7272 | 183658.8327 | 186367.8131 | 189076.6793 | 191758.6583 | 194438.7653 | 197135.291 | 199867.6202
TAS | 34829.2975 | 35559.9273 | 36285.8654 | 37017.4618 | 37708.5463 | 38380.9889 | 39081.0046 | 39819.0824 | 40567.7455 | 41286.9065 | 41978.6977 | 42684.1794 | 43431.6717 | 44208.7819 | 45000.9291 | 45787.8499 | 46535.4294 | 47259.0368 | 47976.0994 | 48706.017 | 49434.2673 | 50163.2064 | 50892.8792 | 51615.2422 | 52343.4762 | 53082.065 | 53828.1678 | 54578.5598 | 55339.2911 | 56112.3512 | 56896.442
VIC | 494188.315 | 511449.4795 | 528129.0798 | 546130.633 | 563963.5325 | 581596.5877 | 599488.6082 | 617780.9341 | 636078.5043 | 653828.6516 | 671570.077 | 689350.723 | 707402.1152 | 725569.4011 | 743701.7125 | 761658.4444 | 779214.8626 | 796142.999 | 812668.6224 | 829243.4302 | 845814.6728 | 862422.4807 | 878976.5046 | 895249.4552 | 911656.3068 | 928029.1155 | 944263.787 | 960271.3802 | 976079.0926 | 991734.2771 | 1007606.8175
Step Change
| 2021-22 | 2022-23 | 2023-24 | 2024-25 | 2025-26 | 2026-27 | 2027-28 | 2028-29 | 2029-30 | 2030-31 | 2031-32 | 2032-33 | 2033-34 | 2034-35 | 2035-36 | 2036-37 | 2037-38 | 2038-39 | 2039-40 | 2040-41 | 2041-42 | 2042-43 | 2043-44 | 2044-45 | 2045-46 | 2046-47 | 2047-48 | 2048-49 | 2049-50 | 2050-51 | 2051-52
NSW | 695039.8122 | 709112.7668 | 725279.5333 | 741112.5216 | 756308.3234 | 771753.6533 | 787685.0689 | 804693.9099 | 822445.7221 | 842518.7423 | 862816.039 | 883227.7945 | 904090.6051 | 925026.314 | 945639.0957 | 965828.5232 | 985331.8286 | 1003879.0132 | 1022094.6664 | 1040665.6542 | 1059518.4378 | 1078730.3028 | 1098301.8206 | 1118036.5151 | 1138380.907 | 1159127.7389 | 1180306.4198 | 1201913.6897 | 1223972.2874 | 1246490.763 | 1269428.5635
QLD | 379949.5557 | 390676.7296 | 401276.8484 | 411933.0693 | 422505.7947 | 432784.3858 | 443120.6644 | 453568.5728 | 463960.9487 | 475264.0979 | 487090.5731 | 499114.2528 | 511257.0303 | 523824.1314 | 536685.431 | 549332.0359 | 561550.175 | 573516.716 | 585405.1977 | 597370.0611 | 609401.4652 | 621508.0168 | 633636.0189 | 645812.4612 | 658039.932 | 670260.7849 | 682523.2261 | 694954.2739 | 707417.6124 | 719894.7446 | 732577.3393
SA | 116825.6567 | 119148.026 | 121690.2388 | 124290.8315 | 126802.5496 | 129506.3571 | 132234.2837 | 134722.9751 | 137198.0621 | 139966.7511 | 142779.1762 | 145610.1549 | 148560.5443 | 151603.553 | 154663.9881 | 157698.6723 | 160599.2034 | 163359.5913 | 166058.6981 | 168801.1294 | 171537.2664 | 174260.5803 | 176973.8259 | 179639.0125 | 182304.3149 | 184993.3161 | 187682.2039 | 190344.4028 | 193004.7436 | 195681.3819 | 198393.5596
TAS | 34792.2906 | 35735.8156 | 36569.0833 | 37319.7534 | 38024.9295 | 38761.7212 | 39496.2249 | 40117.4867 | 40727.6615 | 41413.2498 | 42107.158 | 42814.7986 | 43564.5783 | 44344.0665 | 45138.6378 | 45927.9667 | 46677.8338 | 47403.6556 | 48122.9125 | 48855.0638 | 49585.5426 | 50316.7123 | 51048.618 | 51773.1916 | 52503.654 | 53244.503 | 53992.8891 | 54745.5773 | 55508.6366 | 56284.0623 | 57070.5526
VIC | 492048.7674 | 508820.9 | 525140.4985 | 541357.3064 | 557345.0197 | 573501.2807 | 589371.3899 | 605064.2963 | 620787.7713 | 637928.4134 | 655238.3911 | 672586.6355 | 690199.0421 | 707924.5239 | 725615.8817 | 743135.9299 | 760265.3995 | 776781.8664 | 792905.6086 | 809077.3393 | 825245.5915 | 841449.5196 | 857600.9719 | 873478.1861 | 889486.0449 | 905460.6889 | 921300.5549 | 936918.8649 | 952342.1548 | 967616.6262 | 983103.1676
Hydrogen Export
| 2021-22 | 2022-23 | 2023-24 | 2024-25 | 2025-26 | 2026-27 | 2027-28 | 2028-29 | 2029-30 | 2030-31 | 2031-32 | 2032-33 | 2033-34 | 2034-35 | 2035-36 | 2036-37 | 2037-38 | 2038-39 | 2039-40 | 2040-41 | 2041-42 | 2042-43 | 2043-44 | 2044-45 | 2045-46 | 2046-47 | 2047-48 | 2048-49 | 2049-50 | 2050-51 | 2051-52
NSW | 700444.9381 | 720143.0789 | 737225.1251 | 758242.63 | 775493.3951 | 793066.4188 | 814384.3733 | 837657.4036 | 863093.5144 | 891059.4348 | 919180.9403 | 946690.8825 | 973973.9456 | 1000991.7201 | 1026657.249 | 1052159.6756 | 1078046.2057 | 1103302.9012 | 1128089.5785 | 1153739.7038 | 1181592.8873 | 1209677.5901 | 1238008.08 | 1266049.091 | 1295018.0075 | 1324231.0312 | 1353536.4114 | 1383340.5619 | 1413989.3977 | 1445372.7557 | 1477450.7324
QLD | 383092.6401 | 397661.3924 | 408276.363 | 419956.8856 | 429343.775 | 439916.7847 | 452403.4496 | 466130.8251 | 480049.0331 | 494723.0904 | 510631.2234 | 526653.1931 | 542135.7456 | 557528.9886 | 573088.7002 | 588717.6332 | 604585.5045 | 620318.3679 | 636035.5615 | 652130.2379 | 669359.8389 | 686724.8048 | 704068.883 | 721324.5049 | 738463.4603 | 755459.476 | 772366.6756 | 789667.6218 | 807381.2663 | 825533.4853 | 844107.9841
SA | 117822.2411 | 121053.9154 | 123577.6562 | 126780.6318 | 129599.8955 | 132411.9026 | 135842.0002 | 139363.2575 | 143126.7141 | 147108.419 | 151023.827 | 154832.044 | 158656.1431 | 162481.5027 | 166157.7054 | 169788.6164 | 173478.8701 | 177116.5744 | 180654.2589 | 184273.306 | 188197.0576 | 192119.28 | 195988.9303 | 199548.0543 | 203190.6234 | 206934.7798 | 210634.1886 | 214281.2903 | 218014.289 | 221861.4796 | 225778.7687
TAS | 35056.0147 | 36196.9587 | 36963.9546 | 37844.753 | 38570.6825 | 39296.6517 | 40185.0773 | 41050.2482 | 41959.9265 | 42908.7553 | 43833.9433 | 44736.3143 | 45644.6049 | 46548.2587 | 47422.4105 | 48285.6505 | 49164.2124 | 50036.4844 | 50888.5039 | 51762.7773 | 52715.5912 | 53663.4423 | 54601.5476 | 55470.6178 | 56353.1128 | 57263.4249 | 58170.1838 | 59072.8239 | 60002.4644 | 60963.6115 | 61941.247
VIC | 496791.3079 | 519117.9242 | 536678.0874 | 556317.9225 | 574603.0465 | 592624.4359 | 613527.5301 | 635615.5683 | 658759.7152 | 683176.6618 | 707792.3138 | 732069.5735 | 755965.1707 | 779602.1408 | 802423.9797 | 825338.9151 | 848767.1165 | 872026.9096 | 894896.716 | 918289.8494 | 943386.7631 | 968749.6641 | 994036.3928 | 1017941.0448 | 1042637.9374 | 1067619.0365 | 1092366.7103 | 1117027.5814 | 1142138.4238 | 1167847.8701 | 1194134.8686
Household Disposable Income ($ millions)
Slow Change
| 2021-22 | 2022-23 | 2023-24 | 2024-25 | 2025-26 | 2026-27 | 2027-28 | 2028-29 | 2029-30 | 2030-31 | 2031-32 | 2032-33 | 2033-34 | 2034-35 | 2035-36 | 2036-37 | 2037-38 | 2038-39 | 2039-40 | 2040-41 | 2041-42 | 2042-43 | 2043-44 | 2044-45 | 2045-46 | 2046-47 | 2047-48 | 2048-49 | 2049-50 | 2050-51 | 2051-52
NSW | 468016.6714 | 465528.8291 | 479749.5597 | 490032.1384 | 504579.9304 | 520854.2369 | 536276.6579 | 553219.8694 | 570834.8574 | 582256.7558 | 594364.7593 | 608708.648 | 623090.1221 | 636762.8232 | 649795.0197 | 662131.9218 | 673619.6482 | 684267.5401 | 694619.5581 | 705156.4732 | 715727.3814 | 726303.7731 | 736920.0776 | 747699.0201 | 758525.2958 | 769326.4525 | 780091.2893 | 790853.5293 | 801470.9771 | 812088.4816 | 822837.1893
QLD | 251187.3514 | 245740.5725 | 248412.1974 | 252253.5276 | 261260.1314 | 270894.5656 | 278520.7655 | 285179.8188 | 291568.9674 | 301243.1131 | 311123.8797 | 317899.9176 | 324263.2597 | 332325.9399 | 340221.9375 | 346750.8064 | 352904.8744 | 359314.4686 | 365626.1687 | 371700.3536 | 377699.6563 | 383736.7626 | 389694.8034 | 395585.9341 | 401354.2162 | 407049.1245 | 412631.0394 | 418105.2557 | 423398.719 | 428601.8168 | 433858.0499
SA | 82637.2638 | 81583.7437 | 83346.1014 | 84897.826 | 87407.3159 | 90349.2042 | 93185.3553 | 95547.2604 | 97679.1085 | 99692.8741 | 101566.9979 | 103943.3989 | 106433.7215 | 108379.3628 | 110023.8355 | 111832.6563 | 113656.0296 | 115212.5405 | 116635.5772 | 118145.6069 | 119670.0326 | 121119.1814 | 122514.9148 | 123925.8948 | 125315.5782 | 126657.7404 | 127957.1755 | 129230.5624 | 130452.2748 | 131644.4216 | 132844.5084
TAS | 26453.1828 | 26143.5681 | 26642.1007 | 27058.8442 | 27859.793 | 28800.7601 | 29639.6357 | 30261.4481 | 30776.9839 | 31359.535 | 31983.9605 | 32649.2793 | 33252.2561 | 33755.0024 | 34225.7738 | 34705.2978 | 35159.907 | 35569.6299 | 35969.3853 | 36383.6184 | 36792.5762 | 37190.2802 | 37582.596 | 37979.681 | 38373.1724 | 38760.1489 | 39142.4544 | 39523.9266 | 39897.565 | 40269.3834 | 40644.2856
VIC | 316045.9043 | 312674.8285 | 319973.8149 | 326925.7674 | 337931.4111 | 350141.9174 | 361451.9806 | 371634.3913 | 381639.2469 | 392740.6098 | 403416.1923 | 414338.4286 | 425534.2212 | 436156.6081 | 445898.6073 | 455212.8931 | 464279.5102 | 472887.127 | 481130.5471 | 489365.3415 | 497512.6306 | 505501.0786 | 513320.1311 | 521057.0414 | 528629.0086 | 535965.2358 | 543047.0389 | 549873.5876 | 556310.2763 | 562486.8676 | 568708.1294
Progressive Change
| 2021-22 | 2022-23 | 2023-24 | 2024-25 | 2025-26 | 2026-27 | 2027-28 | 2028-29 | 2029-30 | 2030-31 | 2031-32 | 2032-33 | 2033-34 | 2034-35 | 2035-36 | 2036-37 | 2037-38 | 2038-39 | 2039-40 | 2040-41 | 2041-42 | 2042-43 | 2043-44 | 2044-45 | 2045-46 | 2046-47 | 2047-48 | 2048-49 | 2049-50 | 2050-51 | 2051-52
NSW | 490619.9565 | 502738.3416 | 515351.3791 | 527255.8721 | 540883.8053 | 555710.2066 | 570345.8718 | 584778.6203 | 598674.9912 | 612141.2584 | 626949.4601 | 642033.5468 | 657290.479 | 672512.0584 | 687532.1979 | 702267.2908 | 716656.4615 | 730683.601 | 744447.4167 | 758004.3792 | 771329.9064 | 784446.2518 | 797536.4529 | 810743.063 | 824143.2946 | 837706.3383 | 851440.062 | 865339.7421 | 879412.6793 | 893671.1114 | 908154.9561
QLD | 263608.7051 | 267866.3992 | 272657.1904 | 277429.1443 | 283270.6491 | 290282.5371 | 297597.6784 | 305093.2779 | 312842.0199 | 320561.2758 | 328925.9178 | 337240.1487 | 345519.5849 | 353890.9885 | 362274.2919 | 370602.7591 | 378874.3652 | 387088.353 | 395190.9467 | 403135.3904 | 410921.2889 | 418515.3584 | 425988.5958 | 433456.3385 | 440890.0287 | 448312.8467 | 455712.2913 | 463091.8254 | 470453.725 | 477812.0539 | 485274.3152
SA | 86672.2599 | 88670.0434 | 90803.3359 | 92766.469 | 94887.4525 | 97195.8572 | 99427.5069 | 101597.1011 | 103644.3571 | 105642.4676 | 107932.4704 | 110207.0599 | 112457.5434 | 114674.3706 | 116842.0539 | 118990.0676 | 121119.5644 | 123204.2488 | 125219.4939 | 127167.8622 | 129044.5591 | 130846.4085 | 132604.4653 | 134350.1357 | 136080.8864 | 137796.8806 | 139502.4713 | 141196.3696 | 142878.1952 | 144553.3089 | 146245.6085
TAS | 27723.3425 | 28316.6544 | 28893.4128 | 29401.6201 | 29982.6231 | 30627.639 | 31270.0883 | 31885.5849 | 32464.5767 | 33001.9189 | 33616.6238 | 34222.4933 | 34816.1834 | 35396.9589 | 35965.2765 | 36530.108 | 37094.1806 | 37654.6589 | 38204.5211 | 38735.1205 | 39244.5645 | 39735.3426 | 40217.1183 | 40698.8804 | 41182.0588 | 41666.8035 | 42155.0403 | 42647.7245 | 43146.0551 | 43649.9407 | 44159.5832
VIC | 331556.6141 | 340368.9896 | 349834.3193 | 358833.1029 | 368136.8386 | 378141.1101 | 388133.1589 | 397987.1396 | 407940.9907 | 418827.9111 | 430621.1802 | 442394.655 | 454194.3298 | 465911.2375 | 477484.2173 | 488944.1787 | 500305.2167 | 511528.2122 | 522494.2233 | 533182.2361 | 543578.8359 | 553673.1237 | 563571.8998 | 573369.4092 | 583096.7435 | 592706.3197 | 602183.215 | 611493.0338 | 620602.5237 | 629547.5445 | 638596.12
Step Change
| 2021-22 | 2022-23 | 2023-24 | 2024-25 | 2025-26 | 2026-27 | 2027-28 | 2028-29 | 2029-30 | 2030-31 | 2031-32 | 2032-33 | 2033-34 | 2034-35 | 2035-36 | 2036-37 | 2037-38 | 2038-39 | 2039-40 | 2040-41 | 2041-42 | 2042-43 | 2043-44 | 2044-45 | 2045-46 | 2046-47 | 2047-48 | 2048-49 | 2049-50 | 2050-51 | 2051-52
NSW | 497835.7034 | 514968.6631 | 529748.212 | 542146.0473 | 556253.1001 | 572112.9228 | 588216.0665 | 604257.4858 | 620000.2419 | 635057.1465 | 650420.2123 | 666069.4594 | 681897.991 | 697689.8292 | 713272.7066 | 728559.9656 | 743488.4536 | 758041.4253 | 772321.2127 | 786386.386 | 800211.4495 | 813819.4851 | 827400.3737 | 841102.0139 | 855004.501 | 869075.8807 | 883324.3154 | 897744.8967 | 912345.1976 | 927137.9285 | 942164.5245
QLD | 266426.4661 | 272578.9699 | 278659.354 | 283680.9658 | 289254.9292 | 296327.1555 | 304092.2145 | 312206.8026 | 320883.1021 | 329558.7271 | 338158.1463 | 346705.7394 | 355217.5612 | 363823.9317 | 372442.536 | 381004.765 | 389508.537 | 397953.0733 | 406283.0891 | 414450.5158 | 422454.9475 | 430262.1658 | 437945.1606 | 445622.5064 | 453264.8439 | 460896.0042 | 468503.1349 | 476089.7964 | 483658.3283 | 491223.1894 | 498894.9
SA | 87770.4864 | 90507.4999 | 92963.954 | 94888.6261 | 97018.1304 | 99452.3516 | 101806.2338 | 104157.2569 | 106524.634 | 108845.2794 | 111204.7093 | 113548.2585 | 115866.971 | 118151.0068 | 120384.4087 | 122597.5448 | 124791.6025 | 126939.4893 | 129015.8315 | 131023.2694 | 132956.863 | 134813.3398 | 136624.6965 | 138423.2912 | 140206.5139 | 141974.5327 | 143731.8325 | 145477.0855 | 147209.8998 | 148935.7987 | 150679.4045
TAS | 28084.589 | 28905.9522 | 29606.4286 | 30133.9415 | 30728.5436 | 31419.8058 | 32122.1016 | 32816.2019 | 33511.1185 | 34156.4047 | 34792.6134 | 35419.6777 | 36034.1365 | 36635.2289 | 37223.4276 | 37808.0183 | 38391.8234 | 38971.9086 | 39541.0063 | 40090.1673 | 40617.4329 | 41125.3796 | 41624.0089 | 42122.6243 | 42622.7054 | 43124.4076 | 43629.7241 | 44139.6435 | 44655.407 | 45176.9197 | 45704.3907
VIC | 335553.1697 | 347097.2032 | 357836.1486 | 366817.7668 | 375980.7239 | 386254.0475 | 396704.4423 | 407220.1211 | 418281.1286 | 430385.4275 | 442504.1308 | 454602.4935 | 466727.7792 | 478768.0138 | 490660.349 | 502436.5469 | 514111.0916 | 525643.7847 | 536912.4018 | 547895.3493 | 558578.8422 | 568951.681 | 579123.6128 | 589191.4836 | 599187.2427 | 609061.9943 | 618800.4036 | 628367.126 | 637727.9914 | 646919.8492 | 656218.1193
Hydrogen Export
| 2021-22 | 2022-23 | 2023-24 | 2024-25 | 2025-26 | 2026-27 | 2027-28 | 2028-29 | 2029-30 | 2030-31 | 2031-32 | 2032-33 | 2033-34 | 2034-35 | 2035-36 | 2036-37 | 2037-38 | 2038-39 | 2039-40 | 2040-41 | 2041-42 | 2042-43 | 2043-44 | 2044-45 | 2045-46 | 2046-47 | 2047-48 | 2048-49 | 2049-50 | 2050-51 | 2051-52
NSW | 491373.8393 | 504527.7238 | 518420.7861 | 531834.7734 | 546083.7109 | 563499.0073 | 581538.1053 | 599417.1538 | 617039.1778 | 634214.8852 | 651699.8765 | 669634.1718 | 688425.8094 | 707635.9989 | 726635.178 | 745279.5823 | 763614.7874 | 781644.6106 | 799360.5641 | 816984.6165 | 835030.4833 | 853475.9182 | 872472.539 | 892163.3522 | 912556.0779 | 933442.5303 | 954788.2547 | 976552.4521 | 998491.5841 | 1020415.0091 | 1042769.8096
QLD | 263930.1449 | 269828.9209 | 275819.9278 | 279797.9274 | 284256.0998 | 291830.2562 | 301124.3192 | 311002.1039 | 320760.0931 | 330406.9116 | 340628.8026 | 351303.6893 | 362001.1284 | 372648.5207 | 383481.4261 | 394569.3783 | 405716.3536 | 416803.6097 | 427890.562 | 439039.3776 | 450452.9283 | 462211.1363 | 474273.4849 | 486469.4563 | 498787.8169 | 511455.7076 | 524491.9694 | 537778.7283 | 551320.2638 | 565309.8372 | 579669.8933
SA | 86877.2772 | 89246.8294 | 91584.2986 | 93561.444 | 95468.9522 | 97725.3195 | 100265.6602 | 103005.0877 | 105690.7306 | 108345.0045 | 111038.0906 | 113744.3812 | 116564.0407 | 119430.4914 | 122220.0782 | 124949.4027 | 127682.5026 | 130420.1932 | 133099.5394 | 135713.3238 | 138355.1919 | 141060.6799 | 143806.4747 | 146594.3391 | 149427.2449 | 152282.773 | 155162.1105 | 158082.4384 | 161035.1242 | 164010.3809 | 167037.5525
TAS | 27762.9565 | 28436.4117 | 29096.1217 | 29582.1806 | 30055.7769 | 30678.923 | 31425.5016 | 32229.5553 | 32995.2352 | 33698.4291 | 34390.033 | 35090.4956 | 35813.2385 | 36534.8011 | 37232.4037 | 37919.7783 | 38614.6564 | 39313.5358 | 39999.8974 | 40668.9401 | 41342.2599 | 42032.0153 | 42738.1516 | 43457.3219 | 44189.0795 | 44932.0723 | 45691.1562 | 46468.0467 | 47254.3709 | 48045.2644 | 48848.5979
VIC | 332357.2047 | 343203.7131 | 353910.3536 | 362984.7328 | 371682.7347 | 382403.4466 | 394617.316 | 407403.9814 | 420451.1534 | 434656.6612 | 449212.9348 | 464019.3302 | 479246.4609 | 494612.1259 | 509873.144 | 525101.1996 | 540346.5138 | 555630.1132 | 570797.506 | 585877.099 | 601242.844 | 617023.4905 | 633128.5223 | 649458.1506 | 666093.8072 | 682963.5387 | 700041.429 | 717297.9606 | 734712.1546 | 752386.3378 | 770475.6651

## Energy Efficiency
Go to Assumptions Summary
Energy Efficiency (GWh)
Based on 2021 SPR's Energy Efficiency Forecasts
Consultant forecast mapping
| Slow Change | Progressive Change | Step Change | Hydrogen Export
Consultant's scenario name | Slow Growth | Current Trajectory until 2031 then Net Zero trend | Export Superpower policy ambition with Sustainable Growth demand drivers | Export Superpower
Comments: AEMO has modified SPR's forecasts, based on feedback from CSIRO's multi-sector modelling projects
Residential Energy Efficiency (GWh)
Slow Change
| 2021-22 | 2022-23 | 2023-24 | 2024-25 | 2025-26 | 2026-27 | 2027-28 | 2028-29 | 2029-30 | 2030-31 | 2031-32 | 2032-33 | 2033-34 | 2034-35 | 2035-36 | 2036-37 | 2037-38 | 2038-39 | 2039-40 | 2040-41 | 2041-42 | 2042-43 | 2043-44 | 2044-45 | 2045-46 | 2046-47 | 2047-48 | 2048-49 | 2049-50 | 2050-51 | 2051-52
NSW | 0 | 172.0391 | 419.3723 | 707.0219 | 930.8651 | 1152.7752 | 1374.4675 | 1606.156 | 2007.5898 | 2169.695 | 2311.862 | 2444.2328 | 2554.183 | 2640.2812 | 2706.5203 | 2764.151 | 2809.4245 | 2925.3865 | 2943.6458 | 2959.5635 | 2974.6667 | 2989.6588 | 3005.383 | 3021.4028 | 3071.9015 | 3095.875 | 3114.7182 | 3126.1123 | 3018.6132 | 2912.2688 | 2807.2195
QLD | 0 | 96.6991 | 223.0495 | 378.8766 | 527.9104 | 678.083 | 821.3174 | 950.4009 | 1072.5963 | 1243.6514 | 1340.6919 | 1416.2006 | 1478.3016 | 1535.7217 | 1583.2689 | 1623.873 | 1660.1056 | 1690.6706 | 1717.8727 | 1741.184 | 1825.0947 | 1847.3826 | 1869.3765 | 1891.9284 | 2038.8901 | 2072.1549 | 2104.9255 | 2137.3493 | 2083.1236 | 2029.2046 | 1975.9474
SA | 0 | 48.7872 | 102.344 | 171.3122 | 203.6535 | 240.3304 | 274.6107 | 303.3307 | 336.1243 | 354.1437 | 365.6073 | 391.7165 | 389.8204 | 378.8366 | 366.9728 | 358.0897 | 350.8239 | 343.0292 | 336.6025 | 332.1313 | 330.1231 | 330.3175 | 351.8673 | 356.6593 | 356.4251 | 364.2872 | 372.4191 | 380.7302 | 360.7854 | 341.1508 | 321.8585
TAS | 0 | 13.1981 | 30.2109 | 48.4733 | 64.1947 | 81.3748 | 96.7118 | 112.4626 | 127.9379 | 141.0057 | 153.0687 | 164.0975 | 173.6216 | 171.8434 | 179.0945 | 186.3353 | 193.3587 | 199.8328 | 206.1073 | 211.9535 | 217.7728 | 213.9673 | 219.8168 | 225.7529 | 213.4468 | 215.8036 | 218.131 | 220.3594 | 213.629 | 207.0028 | 200.5017
VIC | 0 | -128.7611 | -13.4323 | 101.7323 | 280.6396 | 455.7063 | 624.6192 | 773.6982 | 885.6192 | 872.6789 | 913.5338 | 967.7987 | 1024.8025 | 1069.7429 | 1103.9246 | 1124.0341 | 1165.2651 | 1199.6996 | 1211.7705 | 1196.2748 | 1205.0542 | 1212.7795 | 1218.107 | 1229.7425 | 1291.433 | 1306.1721 | 1320.29 | 1333.4885 | 1268.8194 | 1204.357 | 1141.4092
Progressive Change
| 2021-22 | 2022-23 | 2023-24 | 2024-25 | 2025-26 | 2026-27 | 2027-28 | 2028-29 | 2029-30 | 2030-31 | 2031-32 | 2032-33 | 2033-34 | 2034-35 | 2035-36 | 2036-37 | 2037-38 | 2038-39 | 2039-40 | 2040-41 | 2041-42 | 2042-43 | 2043-44 | 2044-45 | 2045-46 | 2046-47 | 2047-48 | 2048-49 | 2049-50 | 2050-51 | 2051-52
NSW | 0 | 314.9285 | 680.8473 | 1041.7584 | 1333.258 | 1622.6962 | 1901.7043 | 2186.576 | 2645.4665 | 2879.5147 | 3094.6968 | 3289.9812 | 3464.6352 | 3618.2717 | 3750.536 | 3875.4212 | 3993.3818 | 4205.678 | 4315.7995 | 4420.988 | 4525.376 | 4629.1955 | 4732.954 | 4835.372 | 4974.335 | 5088.8785 | 5197.6985 | 5298.175 | 5237.9755 | 5178.9235 | 5121.333
QLD | 0 | 197.4563 | 414.2083 | 632.6306 | 832.7899 | 1039.1144 | 1245.2709 | 1455.1098 | 1675.5241 | 1935.3218 | 2114.8735 | 2281.1965 | 2433.8843 | 2573.2405 | 2699.6525 | 2822.2625 | 2940.9295 | 3055.6575 | 3168.612 | 3277.5855 | 3453.4955 | 3562.3158 | 3671.123 | 3779.7623 | 4025.763 | 4147.5243 | 4272.081 | 4396.485 | 4413.5425 | 4431.4325 | 4450.336
SA | 0 | 76.366 | 148.38 | 228.2494 | 274.4155 | 328.8087 | 384.1011 | 441.6906 | 509.0943 | 562.6943 | 614.2322 | 682.5203 | 723.9375 | 760.9778 | 793.5338 | 824.9926 | 854.7248 | 882.6513 | 910.7719 | 937.4684 | 963.927 | 990.0598 | 1037.8018 | 1063.3734 | 1082.7285 | 1111.0144 | 1141.021 | 1171.0214 | 1162.4842 | 1153.8674 | 1145.2034
TAS | 0 | 24.2352 | 50.1478 | 76.8085 | 101.3654 | 125.8624 | 149.2147 | 175.1776 | 202.0393 | 226.124 | 248.898 | 270.1792 | 290.0311 | 298.0612 | 315.6078 | 332.9135 | 350.0727 | 367.1265 | 384.8212 | 401.9613 | 419.1447 | 425.4421 | 442.797 | 460.2585 | 456.9569 | 470.427 | 484.5279 | 498.6037 | 501.2051 | 503.9634 | 506.8987
VIC | 0 | -16.5017 | 190.4047 | 361.6352 | 588.6121 | 809.8774 | 1018.7887 | 1215.4948 | 1378.745 | 1402.405 | 1474.8488 | 1552.2324 | 1628.7454 | 1691.1919 | 1740.8924 | 1768.8001 | 1838.1623 | 1926.4374 | 1998.3814 | 2016.295 | 2046.7568 | 2067.8159 | 2058.1166 | 2090.1514 | 2178.4785 | 2213.4865 | 2251.9057 | 2289.6625 | 2223.1503 | 2156.3715 | 2090.8128
Step Change
| 2021-22 | 2022-23 | 2023-24 | 2024-25 | 2025-26 | 2026-27 | 2027-28 | 2028-29 | 2029-30 | 2030-31 | 2031-32 | 2032-33 | 2033-34 | 2034-35 | 2035-36 | 2036-37 | 2037-38 | 2038-39 | 2039-40 | 2040-41 | 2041-42 | 2042-43 | 2043-44 | 2044-45 | 2045-46 | 2046-47 | 2047-48 | 2048-49 | 2049-50 | 2050-51 | 2051-52
NSW | 0 | 131.9396 | 447.1891 | 953.7164 | 1553.669 | 2085.3729 | 2452.1222 | 2824.6435 | 3373.1982 | 3711.496 | 4020.644 | 4321.7845 | 4591.044 | 4828.04 | 5029.6395 | 5218.2725 | 5397.548 | 5658.426 | 5802.591 | 5931.982 | 6061.776 | 6179.5795 | 6285.62 | 6374.9255 | 6491.028 | 6564.608 | 6617.434 | 6649.262 | 6523.936 | 6390.1005 | 6247.604
QLD | 0 | 90.9708 | 298.7055 | 629.3437 | 1049.5369 | 1453.1692 | 1757.6885 | 2076.4446 | 2409.3562 | 2790.2525 | 3083.9918 | 3365.8885 | 3617.5267 | 3844.5892 | 4050.0448 | 4239.066 | 4413.7415 | 4572.626 | 4715.954 | 4849.9645 | 5052.7215 | 5181.4665 | 5303.5115 | 5418.451 | 5661.3865 | 5772.4085 | 5875.377 | 5972.9935 | 5954.1215 | 5932.8395 | 5908.511
SA | 0 | 31.9098 | 98.807 | 208.2938 | 325.0907 | 431.5335 | 507.5106 | 585.1596 | 673.074 | 749.4359 | 821.4974 | 915.0709 | 977.7051 | 1034.1402 | 1083.6727 | 1129.6316 | 1172.1329 | 1210.3592 | 1244.0981 | 1274.0887 | 1303.5909 | 1330.295 | 1377.0384 | 1395.581 | 1405.6396 | 1422.9404 | 1437.1237 | 1448.1695 | 1419.5736 | 1389.2414 | 1356.8083
TAS | 0 | 10.7095 | 35.3798 | 75.3754 | 127.5079 | 176.158 | 211.7278 | 249.9142 | 289.5729 | 327.0972 | 361.4883 | 394.5029 | 424.6611 | 440.1153 | 465.5734 | 489.3601 | 511.7208 | 532.537 | 551.5326 | 569.3403 | 587.0604 | 592.3215 | 608.8283 | 624.2892 | 617.1711 | 627.3285 | 636.7385 | 645.3452 | 640.9416 | 636.3041 | 631.3797
VIC | 0 | 37.3807 | 222.097 | 507.0689 | 937.9889 | 1349.4545 | 1662.7054 | 1967.2468 | 2238.9713 | 2363.9965 | 2542.6332 | 2727.9175 | 2899.561 | 3046.3805 | 3170.1305 | 3266.9882 | 3401.7835 | 3549.1467 | 3668.1105 | 3727.7027 | 3807.9955 | 3873.3162 | 3899.7593 | 3951.763 | 4057.9203 | 4104.618 | 4141.9555 | 4170.1573 | 4080.0502 | 3987.906 | 3892.8612
Hydrogen Export
| 2021-22 | 2022-23 | 2023-24 | 2024-25 | 2025-26 | 2026-27 | 2027-28 | 2028-29 | 2029-30 | 2030-31 | 2031-32 | 2032-33 | 2033-34 | 2034-35 | 2035-36 | 2036-37 | 2037-38 | 2038-39 | 2039-40 | 2040-41 | 2041-42 | 2042-43 | 2043-44 | 2044-45 | 2045-46 | 2046-47 | 2047-48 | 2048-49 | 2049-50 | 2050-51 | 2051-52
NSW | 0 | 132.1279 | 448.5002 | 956.6707 | 1558.9858 | 2094.2996 | 2465.536 | 2843.1197 | 3398.0028 | 3740.7937 | 4053.8313 | 4358.6525 | 4631.366 | 4871.644 | 5076.3525 | 5268.141 | 5450.6245 | 5715.6375 | 5862.859 | 5995.2265 | 6128.073 | 6248.865 | 6357.8245 | 6449.91 | 6569.195 | 6645.5725 | 6701.0525 | 6735.3235 | 6610.361 | 6476.6925 | 6334.1725
QLD | 0 | 91.0815 | 299.4926 | 631.2894 | 1053.3315 | 1460.1665 | 1769.878 | 2095.8794 | 2437.8057 | 2830.166 | 3135.8137 | 3430.55 | 3695.4318 | 3936.5075 | 4158.4637 | 4366.7345 | 4560.2245 | 4735.8155 | 4894.7445 | 5044.4215 | 5266.4755 | 5412.174 | 5551.375 | 5683.575 | 5950.778 | 6080.1065 | 6201.4075 | 6317.4625 | 6310.4765 | 6300.8865 | 6288.0185
SA | 0 | 31.9457 | 99.0377 | 208.8221 | 326.1129 | 433.3955 | 510.2646 | 588.7655 | 677.5305 | 754.5934 | 827.287 | 921.6405 | 984.8514 | 1041.8427 | 1091.8988 | 1138.3684 | 1181.3681 | 1220.0728 | 1254.2584 | 1284.6617 | 1314.5681 | 1341.6559 | 1388.9696 | 1407.8537 | 1418.1835 | 1435.8208 | 1450.3124 | 1461.6411 | 1432.9625 | 1402.5242 | 1369.9546
TAS | 0 | 10.7159 | 35.4259 | 75.5013 | 127.795 | 176.6955 | 212.5839 | 251.1905 | 291.3632 | 329.463 | 364.4708 | 398.1553 | 429.028 | 445.1025 | 471.3471 | 495.9615 | 519.1858 | 540.8885 | 560.7856 | 579.5187 | 598.2071 | 604.2246 | 621.7386 | 638.2246 | 631.6426 | 642.7542 | 653.1318 | 662.7102 | 658.9384 | 654.9217 | 650.5959
VIC | 0 | 37.4133 | 222.5201 | 508.3392 | 941.399 | 1356.5919 | 1674.8785 | 1986.1951 | 2266.3765 | 2399.7205 | 2588.7315 | 2785.7452 | 2969.96 | 3129.7325 | 3266.6462 | 3376.5403 | 3526.3587 | 3690.0685 | 3825.0565 | 3898.6548 | 3994.2892 | 4074.5988 | 4114.2035 | 4180.9253 | 4305.3535 | 4367.112 | 4419.124 | 4461.554 | 4377.208 | 4290.129 | 4199.377
Business Energy Efficiency (GWh)
Slow Change
| 2021-22 | 2022-23 | 2023-24 | 2024-25 | 2025-26 | 2026-27 | 2027-28 | 2028-29 | 2029-30 | 2030-31 | 2031-32 | 2032-33 | 2033-34 | 2034-35 | 2035-36 | 2036-37 | 2037-38 | 2038-39 | 2039-40 | 2040-41 | 2041-42 | 2042-43 | 2043-44 | 2044-45 | 2045-46 | 2046-47 | 2047-48 | 2048-49 | 2049-50 | 2050-51 | 2051-52
NSW | 3.3721 | 232.6329 | 520.0982 | 751.2668 | 958.5665 | 1164.6465 | 1371.3275 | 1706.1598 | 1916.2041 | 2154.5465 | 2403.2155 | 2642.5915 | 2866.1613 | 3082.9257 | 3291.331 | 3484.547 | 3649.0205 | 3800.1132 | 3948.5275 | 4094.057 | 4237.0975 | 4377.815 | 4517.503 | 4656.6455 | 4793.0535 | 4802.6725 | 4766.141 | 4683.5275 | 4550.0055 | 4119.1755 | 3729.1395
QLD | 1.2824 | 118.1129 | 303.0852 | 500.2883 | 675.0295 | 836.5422 | 975.8554 | 1114.5971 | 1276.3264 | 1459.293 | 1617.2017 | 1767.5909 | 1929.2552 | 2092.8879 | 2246.395 | 2394.731 | 2533.1678 | 2667.1973 | 2797.4915 | 2925.7353 | 3052.4505 | 3177.3663 | 3302.618 | 3426.0703 | 3547.0217 | 3575.7832 | 3571.2695 | 3532.6137 | 3456.253 | 3127.92 | 2830.7778
SA | 0.71284 | 64.9121 | 121.2361 | 177.6784 | 206.5592 | 236.9616 | 263.5801 | 301.3284 | 328.4473 | 351.9627 | 372.9279 | 387.185 | 392.2503 | 401.1332 | 414.3029 | 430.0265 | 444.8757 | 462.2767 | 483.4621 | 508.1758 | 536.3046 | 567.829 | 603.0278 | 638.4525 | 673.6923 | 679.7499 | 675.3472 | 660.5131 | 634.1311 | 538.7463 | 457.7089
TAS | 0.29567 | 18.5269 | 38.6087 | 58.7066 | 79.0797 | 98.1514 | 113.4054 | 128.694 | 144.1235 | 161.1262 | 178.6798 | 195.5832 | 211.2893 | 226.9401 | 242.7234 | 258.0655 | 271.8974 | 285.2892 | 298.4175 | 311.3115 | 323.9884 | 336.4699 | 348.8887 | 361.1889 | 373.3406 | 375.3909 | 373.2023 | 365.9633 | 353.7213 | 313.2068 | 277.3327
VIC | -0.18233 | 22.3337 | -221.9698 | -277.4417 | -179.6953 | -145.2287 | -151.772 | -201.7008 | -332.6062 | -412.9838 | -366.0097 | -334.1391 | -284.2467 | -164.4267 | 3.6029 | 148.4254 | 360.312 | 646.0589 | 838.1017 | 1007.0959 | 1170.6289 | 1333.293 | 1511.9938 | 1679.1989 | 1833.9738 | 1873.2554 | 1863.3701 | 1800.3322 | 1693.6049 | 1347.2791 | 1071.7736
Progressive Change
| 2021-22 | 2022-23 | 2023-24 | 2024-25 | 2025-26 | 2026-27 | 2027-28 | 2028-29 | 2029-30 | 2030-31 | 2031-32 | 2032-33 | 2033-34 | 2034-35 | 2035-36 | 2036-37 | 2037-38 | 2038-39 | 2039-40 | 2040-41 | 2041-42 | 2042-43 | 2043-44 | 2044-45 | 2045-46 | 2046-47 | 2047-48 | 2048-49 | 2049-50 | 2050-51 | 2051-52
NSW | 20.081 | 549.8435 | 874.7361 | 1153.1034 | 1421.6108 | 1686.1237 | 2049.689 | 2520.438 | 2909.2542 | 3294.976 | 3674.2485 | 4051.2492 | 4422.141 | 4783.1215 | 5134.6595 | 5491.714 | 5832.2945 | 6161.909 | 6489.6005 | 6814.902 | 7138.457 | 7459.7195 | 7776.001 | 8092.245 | 8420.482 | 8608.428 | 8749.752 | 8844.383 | 8887.484 | 8606.621 | 8334.6345
QLD | 15.1802 | 408.8955 | 637.799 | 866.445 | 1100.314 | 1344.5476 | 1676.8471 | 2019.1527 | 2358.2818 | 2704.9232 | 3053.445 | 3402.1878 | 3756.2342 | 4113.6242 | 4466.68 | 4828.3005 | 5184.7745 | 5538.3545 | 5891.4425 | 6243.9595 | 6595.953 | 6946.5125 | 7295.8815 | 7644.063 | 8002.733 | 8260.51 | 8486.273 | 8678.182 | 8832.362 | 8713.252 | 8595.748
SA | 4.0457 | 124.8668 | 185.2327 | 255.1986 | 306.2912 | 365.1424 | 450.688 | 551.0631 | 653.7346 | 753.9992 | 853.9851 | 954.7979 | 1055.2 | 1154.2423 | 1251.187 | 1349.7051 | 1445.0974 | 1538.6753 | 1631.9369 | 1724.5365 | 1816.6617 | 1908.2591 | 1998.7811 | 2089.217 | 2182.4955 | 2243.1645 | 2292.9443 | 2331.8705 | 2358.8457 | 2310.2897 | 2262.733
TAS | 1.7472 | 42.97 | 67.674 | 92.8007 | 118.7784 | 146.0352 | 182.9352 | 221.0992 | 259.8136 | 298.7013 | 337.7705 | 377.5826 | 417.849 | 458.3714 | 498.7343 | 539.9218 | 580.4994 | 620.8998 | 661.3426 | 701.5599 | 741.6139 | 781.4697 | 820.9707 | 860.3465 | 900.9358 | 930.7642 | 956.4907 | 977.1721 | 992.9251 | 978.8197 | 964.9147
VIC | 13.533 | 292.4142 | 82.4066 | 58.1704 | 193.834 | 267.2807 | 396.0118 | 467.5273 | 455.5991 | 463.0928 | 582.6158 | 667.7171 | 750.9579 | 894.6398 | 1077.7026 | 1201.3921 | 1432.921 | 1848.6904 | 2068.339 | 2202.2368 | 2291.7225 | 2342.7035 | 2567.535 | 2790.6855 | 3030.6858 | 3153.746 | 3237.953 | 3277.993 | 3273.4412 | 3007.2978 | 2762.7928
Step Change
| 2021-22 | 2022-23 | 2023-24 | 2024-25 | 2025-26 | 2026-27 | 2027-28 | 2028-29 | 2029-30 | 2030-31 | 2031-32 | 2032-33 | 2033-34 | 2034-35 | 2035-36 | 2036-37 | 2037-38 | 2038-39 | 2039-40 | 2040-41 | 2041-42 | 2042-43 | 2043-44 | 2044-45 | 2045-46 | 2046-47 | 2047-48 | 2048-49 | 2049-50 | 2050-51 | 2051-52
NSW | 22.8997 | 706.104 | 1305.8795 | 2081.6415 | 2713.8027 | 3151.5855 | 3620.43 | 4174.4235 | 4687.8265 | 5206.145 | 5705.8185 | 6192.8335 | 6676.888 | 7134.7135 | 7583.916 | 8040.493 | 8482.114 | 8906.974 | 9337.597 | 9781.755 | 10215.519 | 10647.7 | 11059.505 | 11466.759 | 11871.935 | 12118.873 | 12310.933 | 12459.739 | 12550.3 | 12301.581 | 12057.79
QLD | 15.5616 | 504.4614 | 948.4025 | 1574.305 | 2143.953 | 2591.4575 | 3081.389 | 3556.8108 | 4054.5372 | 4575.303 | 5086.5625 | 5575.101 | 6057.7745 | 6534.458 | 6998.907 | 7463.108 | 7912.501 | 8349.7455 | 8794.24 | 9250.603 | 9702.042 | 10154.847 | 10603.122 | 11038.626 | 11471.888 | 11793.862 | 12083.021 | 12344.712 | 12566.354 | 12505.852 | 12445.642
SA | 4.4546 | 144.8762 | 261.959 | 433.0428 | 563.7307 | 663.8824 | 775.6029 | 899.7815 | 1033.7458 | 1166.6063 | 1296.9334 | 1426.404 | 1556.2319 | 1680.0666 | 1800.0168 | 1920.6955 | 2037.425 | 2149.773 | 2262.681 | 2377.8023 | 2490.012 | 2601.16 | 2707.1035 | 2810.865 | 2914.5005 | 2981.258 | 3034.4095 | 3077.1568 | 3106.2283 | 3056.5732 | 3007.712
TAS | 1.7938 | 54.0477 | 103.1631 | 174.314 | 240.854 | 295.668 | 351.9833 | 408.4798 | 467.1803 | 524.7886 | 580.5818 | 635.0486 | 688.5836 | 739.9088 | 789.3776 | 838.3112 | 885.4421 | 930.5172 | 976.1287 | 1022.6229 | 1068.4868 | 1114.4811 | 1158.5954 | 1202.1781 | 1246.3767 | 1279.4288 | 1307.7475 | 1331.5484 | 1350.2439 | 1339.5531 | 1328.9471
VIC | 16.442 | 464.8231 | 577.5388 | 860.8199 | 1222.3426 | 1468.6159 | 1715.1355 | 1896.204 | 2020.3684 | 2165.6535 | 2407.9023 | 2600.761 | 2786.8717 | 3014.2618 | 3278.3693 | 3479.9885 | 3791.4715 | 4287.7675 | 4590.4465 | 4817.9665 | 4993.9535 | 5129.493 | 5430.2575 | 5729.8045 | 6039.3435 | 6217.1 | 6350.353 | 6445.1885 | 6494.3635 | 6266.0335 | 6045.7315
Hydrogen Export
| 2021-22 | 2022-23 | 2023-24 | 2024-25 | 2025-26 | 2026-27 | 2027-28 | 2028-29 | 2029-30 | 2030-31 | 2031-32 | 2032-33 | 2033-34 | 2034-35 | 2035-36 | 2036-37 | 2037-38 | 2038-39 | 2039-40 | 2040-41 | 2041-42 | 2042-43 | 2043-44 | 2044-45 | 2045-46 | 2046-47 | 2047-48 | 2048-49 | 2049-50 | 2050-51 | 2051-52
NSW | 22.8997 | 706.104 | 1305.8795 | 2081.6415 | 2713.8027 | 3151.5855 | 3620.43 | 4174.4235 | 4687.8265 | 5206.145 | 5705.8185 | 6192.8335 | 6676.888 | 7134.7135 | 7583.916 | 8040.493 | 8482.114 | 8906.974 | 9337.597 | 9781.755 | 10215.519 | 10647.7 | 11059.505 | 11466.759 | 11871.935 | 12118.873 | 12310.933 | 12459.739 | 12550.3 | 12301.581 | 12057.79
QLD | 15.5616 | 504.4614 | 948.4025 | 1574.305 | 2143.953 | 2591.4575 | 3081.389 | 3556.8108 | 4054.5372 | 4575.303 | 5086.5625 | 5575.101 | 6057.7745 | 6534.458 | 6998.907 | 7463.108 | 7912.501 | 8349.7455 | 8794.24 | 9250.603 | 9702.042 | 10154.847 | 10603.122 | 11038.626 | 11471.888 | 11793.862 | 12083.021 | 12344.712 | 12566.354 | 12505.852 | 12445.642
SA | 4.4546 | 144.8762 | 261.959 | 433.0428 | 563.7307 | 663.8824 | 775.6029 | 899.7815 | 1033.7458 | 1166.6063 | 1296.9334 | 1426.404 | 1556.2319 | 1680.0666 | 1800.0168 | 1920.6955 | 2037.425 | 2149.773 | 2262.681 | 2377.8023 | 2490.012 | 2601.16 | 2707.1035 | 2810.865 | 2914.5005 | 2981.258 | 3034.4095 | 3077.1568 | 3106.2283 | 3056.5732 | 3007.712
TAS | 1.7938 | 54.0477 | 103.1631 | 174.314 | 240.854 | 295.668 | 351.9833 | 408.4798 | 467.1803 | 524.7886 | 580.5818 | 635.0486 | 688.5836 | 739.9088 | 789.3776 | 838.3112 | 885.4421 | 930.5172 | 976.1287 | 1022.6229 | 1068.4868 | 1114.4811 | 1158.5954 | 1202.1781 | 1246.3767 | 1279.4288 | 1307.7475 | 1331.5484 | 1350.2439 | 1339.5531 | 1328.9471
VIC | 16.442 | 464.8231 | 577.5388 | 860.8199 | 1222.3426 | 1468.6159 | 1715.1355 | 1896.204 | 2020.3684 | 2165.6535 | 2407.9023 | 2600.761 | 2786.8717 | 3014.2618 | 3278.3693 | 3479.9885 | 3791.4715 | 4287.7675 | 4590.4465 | 4817.9665 | 4993.9535 | 5129.493 | 5430.2575 | 5729.8045 | 6039.3435 | 6217.1 | 6350.353 | 6445.1885 | 6494.3635 | 6266.0335 | 6045.7315

## PVNSG
Go to Assumptions Summary
Distributed Energy Resources: Small-scale non-scheduled generation (PVNSG) | [13 empty] | Note: | Further information is available at https://forecasting.aemo.com.au
PVNSG trajectories based on CSIRO and Green Energy Markets (GEM) forecasts that were developed for AEMO in 2021.
AEMO has rebased the PVNSG forecasts in May 2022 using a combination of data from the Australian Photovoltaic Institute, Clean Energy Regulator (CER) and AEMO's DER Register.
The Capacity values (MW) represent the installed capacity at the end of the financial year i.e. as at 30th June. Energy values (GWh) present the total production across the year of interest, which captures PVNSG growth throughout the financial year.
Consultant forecast mapping
| Slow Change | Progressive Change | Step Change | Hydrogen Export
Consultant's scenario name | CSIRO Slow Growth | Average of CSIRO and GEM Net Zero | GEM Sustainable Growth | GEM Export Superpower
PVNSG (Capacity, MW)
Capacity of small-scale non-scheduled generating PV systems
Slow Change
| 2022-23 | 2023-24 | 2024-25 | 2025-26 | 2026-27 | 2027-28 | 2028-29 | 2029-30 | 2030-31 | 2031-32 | 2032-33 | 2033-34 | 2034-35 | 2035-36 | 2036-37 | 2037-38 | 2038-39 | 2039-40 | 2040-41 | 2041-42 | 2042-43 | 2043-44 | 2044-45 | 2045-46 | 2046-47 | 2047-48 | 2048-49 | 2049-50 | 2050-51 | 2051-52
NSW | 355 | 399 | 409 | 436 | 446 | 470 | 497 | 528 | 537 | 560 | 586 | 616 | 624 | 647 | 672 | 701 | 708 | 730 | 754 | 782 | 789 | 810 | 833 | 861 | 866 | 886 | 908 | 936 | 940 | 960
QLD | 272 | 311 | 316 | 338 | 368 | 390 | 419 | 443 | 471 | 492 | 520 | 543 | 571 | 591 | 618 | 640 | 667 | 685 | 712 | 733 | 758 | 776 | 802 | 822 | 847 | 864 | 888 | 908 | 932 | 948
SA | 255 | 295 | 301 | 324 | 338 | 348 | 362 | 389 | 402 | 412 | 425 | 452 | 464 | 473 | 485 | 512 | 523 | 532 | 543 | 569 | 580 | 589 | 599 | 625 | 635 | 643 | 653 | 678 | 688 | 695
TAS | 4 | 5 | 5 | 8 | 8 | 8 | 8 | 11 | 11 | 11 | 11 | 14 | 14 | 14 | 14 | 17 | 17 | 17 | 17 | 20 | 20 | 20 | 20 | 23 | 22 | 23 | 23 | 25 | 25 | 25
VIC | 466 | 561 | 570 | 576 | 610 | 615 | 648 | 654 | 686 | 692 | 724 | 729 | 760 | 765 | 796 | 800 | 831 | 835 | 866 | 869 | 900 | 903 | 933 | 935 | 965 | 968 | 997 | 999 | 1028 | 1030
Progressive Change
| 2022-23 | 2023-24 | 2024-25 | 2025-26 | 2026-27 | 2027-28 | 2028-29 | 2029-30 | 2030-31 | 2031-32 | 2032-33 | 2033-34 | 2034-35 | 2035-36 | 2036-37 | 2037-38 | 2038-39 | 2039-40 | 2040-41 | 2041-42 | 2042-43 | 2043-44 | 2044-45 | 2045-46 | 2046-47 | 2047-48 | 2048-49 | 2049-50 | 2050-51 | 2051-52
NSW | 345 | 389 | 425 | 487 | 545 | 619 | 694 | 770 | 891 | 1025 | 1161 | 1298 | 1429 | 1568 | 1705 | 1842 | 1968 | 2101 | 2206 | 2314 | 2411 | 2514 | 2618 | 2725 | 2821 | 2923 | 3027 | 3132 | 3225 | 3236
QLD | 257 | 290 | 309 | 341 | 387 | 431 | 484 | 534 | 628 | 718 | 815 | 909 | 1004 | 1094 | 1188 | 1280 | 1372 | 1459 | 1530 | 1600 | 1671 | 1739 | 1810 | 1882 | 1957 | 2027 | 2100 | 2170 | 2242 | 2251
SA | 244 | 269 | 282 | 305 | 325 | 344 | 366 | 394 | 439 | 482 | 526 | 580 | 627 | 671 | 718 | 771 | 814 | 856 | 889 | 929 | 962 | 994 | 1026 | 1068 | 1102 | 1135 | 1169 | 1210 | 1243 | 1247
TAS | 4 | 4 | 7 | 9 | 9 | 12 | 15 | 20 | 25 | 31 | 37 | 44 | 49 | 55 | 60 | 67 | 72 | 78 | 82 | 86 | 90 | 93 | 97 | 102 | 105 | 109 | 113 | 118 | 121 | 121
VIC | 412 | 473 | 496 | 536 | 598 | 652 | 722 | 778 | 907 | 1021 | 1150 | 1271 | 1408 | 1532 | 1668 | 1788 | 1921 | 2036 | 2137 | 2223 | 2324 | 2410 | 2509 | 2600 | 2704 | 2793 | 2896 | 2985 | 3087 | 3088
Step Change
| 2022-23 | 2023-24 | 2024-25 | 2025-26 | 2026-27 | 2027-28 | 2028-29 | 2029-30 | 2030-31 | 2031-32 | 2032-33 | 2033-34 | 2034-35 | 2035-36 | 2036-37 | 2037-38 | 2038-39 | 2039-40 | 2040-41 | 2041-42 | 2042-43 | 2043-44 | 2044-45 | 2045-46 | 2046-47 | 2047-48 | 2048-49 | 2049-50 | 2050-51 | 2051-52
NSW | 369 | 470 | 610 | 772 | 943 | 1112 | 1296 | 1479 | 1661 | 1842 | 2025 | 2204 | 2387 | 2571 | 2753 | 2939 | 3129 | 3320 | 3513 | 3705 | 3896 | 4087 | 4277 | 4466 | 4653 | 4839 | 5024 | 5207 | 5389 | 5389
QLD | 272 | 349 | 456 | 570 | 684 | 801 | 917 | 1033 | 1149 | 1263 | 1381 | 1498 | 1613 | 1727 | 1841 | 1959 | 2080 | 2202 | 2325 | 2447 | 2568 | 2689 | 2808 | 2927 | 3045 | 3162 | 3278 | 3394 | 3509 | 3509
SA | 241 | 290 | 339 | 390 | 440 | 495 | 549 | 603 | 656 | 710 | 765 | 821 | 879 | 934 | 991 | 1045 | 1100 | 1157 | 1214 | 1269 | 1325 | 1382 | 1437 | 1491 | 1546 | 1600 | 1655 | 1709 | 1762 | 1762
TAS | 10 | 16 | 23 | 29 | 36 | 43 | 50 | 57 | 63 | 70 | 77 | 83 | 90 | 97 | 104 | 111 | 118 | 125 | 132 | 139 | 146 | 153 | 160 | 167 | 174 | 181 | 187 | 194 | 201 | 201
VIC | 388 | 476 | 593 | 748 | 903 | 1065 | 1226 | 1387 | 1546 | 1705 | 1866 | 2026 | 2190 | 2350 | 2509 | 2680 | 2853 | 3028 | 3205 | 3382 | 3558 | 3732 | 3906 | 4078 | 4249 | 4419 | 4588 | 4755 | 4922 | 4922
Hydrogen Export
| 2022-23 | 2023-24 | 2024-25 | 2025-26 | 2026-27 | 2027-28 | 2028-29 | 2029-30 | 2030-31 | 2031-32 | 2032-33 | 2033-34 | 2034-35 | 2035-36 | 2036-37 | 2037-38 | 2038-39 | 2039-40 | 2040-41 | 2041-42 | 2042-43 | 2043-44 | 2044-45 | 2045-46 | 2046-47 | 2047-48 | 2048-49 | 2049-50 | 2050-51 | 2051-52
NSW | 402 | 543 | 748 | 994 | 1238 | 1488 | 1737 | 1984 | 2229 | 2474 | 2712 | 2947 | 3191 | 3437 | 3683 | 3925 | 4179 | 4437 | 4698 | 4956 | 5214 | 5470 | 5725 | 5977 | 6228 | 6476 | 6722 | 6968 | 7212 | 7212
QLD | 289 | 395 | 554 | 712 | 868 | 1029 | 1187 | 1345 | 1503 | 1659 | 1818 | 1977 | 2132 | 2287 | 2442 | 2597 | 2756 | 2922 | 3087 | 3250 | 3413 | 3575 | 3735 | 3895 | 4053 | 4210 | 4366 | 4521 | 4675 | 4675
SA | 253 | 329 | 404 | 481 | 557 | 633 | 708 | 782 | 855 | 927 | 1000 | 1075 | 1150 | 1226 | 1303 | 1378 | 1455 | 1533 | 1610 | 1686 | 1762 | 1837 | 1912 | 1986 | 2059 | 2134 | 2209 | 2283 | 2356 | 2356
TAS | 11 | 16 | 27 | 38 | 49 | 60 | 71 | 82 | 92 | 103 | 113 | 124 | 134 | 144 | 155 | 166 | 177 | 188 | 199 | 210 | 221 | 232 | 243 | 254 | 264 | 275 | 285 | 296 | 306 | 306
VIC | 408 | 524 | 699 | 923 | 1145 | 1380 | 1613 | 1844 | 2074 | 2302 | 2519 | 2735 | 2967 | 3196 | 3424 | 3649 | 3885 | 4125 | 4369 | 4610 | 4852 | 5092 | 5330 | 5566 | 5801 | 6033 | 6263 | 6493 | 6721 | 6721
PVNSG (Energy, GWh)
Amount of energy generated by small-scale non-scheduled generating PV systems
Slow Change
| 2022-23 | 2023-24 | 2024-25 | 2025-26 | 2026-27 | 2027-28 | 2028-29 | 2029-30 | 2030-31 | 2031-32 | 2032-33 | 2033-34 | 2034-35 | 2035-36 | 2036-37 | 2037-38 | 2038-39 | 2039-40 | 2040-41 | 2041-42 | 2042-43 | 2043-44 | 2044-45 | 2045-46 | 2046-47 | 2047-48 | 2048-49 | 2049-50 | 2050-51 | 2051-52
NSW | 603 | 685 | 732 | 766 | 799 | 833 | 876 | 929 | 964 | 997 | 1038 | 1089 | 1123 | 1155 | 1194 | 1243 | 1276 | 1306 | 1344 | 1391 | 1422 | 1451 | 1487 | 1534 | 1563 | 1591 | 1625 | 1670 | 1698 | 1725
QLD | 487 | 564 | 605 | 631 | 681 | 732 | 780 | 831 | 882 | 932 | 977 | 1026 | 1074 | 1123 | 1166 | 1213 | 1260 | 1307 | 1347 | 1393 | 1438 | 1484 | 1522 | 1565 | 1609 | 1653 | 1689 | 1731 | 1773 | 1816
SA | 470 | 551 | 594 | 624 | 660 | 686 | 708 | 749 | 789 | 814 | 834 | 874 | 912 | 937 | 955 | 994 | 1031 | 1055 | 1072 | 1110 | 1146 | 1169 | 1184 | 1220 | 1255 | 1278 | 1291 | 1327 | 1361 | 1382
TAS | 6 | 6 | 7 | 9 | 11 | 11 | 12 | 14 | 16 | 16 | 16 | 18 | 20 | 20 | 20 | 23 | 24 | 24 | 25 | 27 | 28 | 28 | 29 | 31 | 32 | 32 | 32 | 34 | 36 | 36
VIC | 718 | 882 | 964 | 977 | 1012 | 1048 | 1079 | 1110 | 1144 | 1179 | 1208 | 1238 | 1270 | 1304 | 1332 | 1361 | 1392 | 1425 | 1451 | 1479 | 1509 | 1541 | 1565 | 1592 | 1621 | 1653 | 1675 | 1701 | 1729 | 1760
Progressive Change
| 2022-23 | 2023-24 | 2024-25 | 2025-26 | 2026-27 | 2027-28 | 2028-29 | 2029-30 | 2030-31 | 2031-32 | 2032-33 | 2033-34 | 2034-35 | 2035-36 | 2036-37 | 2037-38 | 2038-39 | 2039-40 | 2040-41 | 2041-42 | 2042-43 | 2043-44 | 2044-45 | 2045-46 | 2046-47 | 2047-48 | 2048-49 | 2049-50 | 2050-51 | 2051-52
NSW | 589 | 667 | 739 | 828 | 936 | 1060 | 1191 | 1328 | 1509 | 1745 | 1985 | 2233 | 2476 | 2725 | 2969 | 3217 | 3455 | 3701 | 3904 | 4097 | 4281 | 4475 | 4650 | 4841 | 5024 | 5219 | 5391 | 5580 | 5759 | 5865
QLD | 466 | 530 | 579 | 628 | 703 | 792 | 884 | 983 | 1124 | 1304 | 1482 | 1666 | 1848 | 2030 | 2204 | 2383 | 2559 | 2740 | 2885 | 3020 | 3156 | 3299 | 3424 | 3562 | 3703 | 3852 | 3980 | 4118 | 4256 | 4342
SA | 456 | 514 | 550 | 586 | 629 | 671 | 709 | 759 | 832 | 923 | 1006 | 1105 | 1206 | 1300 | 1388 | 1487 | 1582 | 1672 | 1740 | 1814 | 1887 | 1957 | 2014 | 2089 | 2164 | 2238 | 2297 | 2372 | 2446 | 2489
TAS | 5 | 6 | 9 | 12 | 13 | 16 | 20 | 26 | 33 | 41 | 49 | 58 | 67 | 75 | 83 | 92 | 100 | 108 | 114 | 120 | 126 | 131 | 136 | 142 | 148 | 154 | 159 | 165 | 171 | 174
VIC | 654 | 760 | 827 | 882 | 970 | 1072 | 1175 | 1282 | 1444 | 1655 | 1857 | 2071 | 2291 | 2520 | 2735 | 2953 | 3169 | 3391 | 3563 | 3721 | 3881 | 4053 | 4198 | 4360 | 4526 | 4706 | 4855 | 5018 | 5181 | 5281
Step Change
| 2022-23 | 2023-24 | 2024-25 | 2025-26 | 2026-27 | 2027-28 | 2028-29 | 2029-30 | 2030-31 | 2031-32 | 2032-33 | 2033-34 | 2034-35 | 2035-36 | 2036-37 | 2037-38 | 2038-39 | 2039-40 | 2040-41 | 2041-42 | 2042-43 | 2043-44 | 2044-45 | 2045-46 | 2046-47 | 2047-48 | 2048-49 | 2049-50 | 2050-51 | 2051-52
NSW | 612 | 766 | 984 | 1259 | 1560 | 1874 | 2190 | 2521 | 2851 | 3188 | 3507 | 3838 | 4166 | 4505 | 4829 | 5162 | 5502 | 5864 | 6195 | 6544 | 6891 | 7257 | 7582 | 7924 | 8264 | 8626 | 8937 | 9270 | 9601 | 9783
QLD | 481 | 604 | 781 | 994 | 1214 | 1440 | 1661 | 1885 | 2108 | 2335 | 2555 | 2781 | 3004 | 3231 | 3444 | 3668 | 3898 | 4144 | 4369 | 4604 | 4839 | 5085 | 5303 | 5533 | 5761 | 6003 | 6213 | 6436 | 6658 | 6781
SA | 453 | 534 | 629 | 729 | 830 | 939 | 1044 | 1151 | 1258 | 1369 | 1472 | 1583 | 1699 | 1814 | 1922 | 2032 | 2141 | 2260 | 2367 | 2477 | 2588 | 2710 | 2812 | 2921 | 3029 | 3149 | 3247 | 3355 | 3462 | 3523
TAS | 11 | 19 | 28 | 38 | 47 | 57 | 67 | 77 | 86 | 96 | 105 | 115 | 125 | 134 | 144 | 154 | 164 | 174 | 184 | 194 | 204 | 215 | 224 | 234 | 244 | 255 | 264 | 273 | 283 | 288
VIC | 622 | 745 | 918 | 1153 | 1417 | 1693 | 1963 | 2237 | 2509 | 2789 | 3051 | 3326 | 3602 | 3889 | 4152 | 4433 | 4726 | 5040 | 5323 | 5625 | 5925 | 6244 | 6521 | 6815 | 7108 | 7423 | 7687 | 7973 | 8258 | 8417
Hydrogen Export
| 2022-23 | 2023-24 | 2024-25 | 2025-26 | 2026-27 | 2027-28 | 2028-29 | 2029-30 | 2030-31 | 2031-32 | 2032-33 | 2033-34 | 2034-35 | 2035-36 | 2036-37 | 2037-38 | 2038-39 | 2039-40 | 2040-41 | 2041-42 | 2042-43 | 2043-44 | 2044-45 | 2045-46 | 2046-47 | 2047-48 | 2048-49 | 2049-50 | 2050-51 | 2051-52
NSW | 649 | 865 | 1178 | 1589 | 2033 | 2488 | 2932 | 3380 | 3826 | 4282 | 4704 | 5134 | 5569 | 6025 | 6457 | 6899 | 7348 | 7834 | 8282 | 8752 | 9220 | 9712 | 10147 | 10605 | 11061 | 11544 | 11960 | 12405 | 12848 | 13093
QLD | 499 | 666 | 921 | 1227 | 1530 | 1840 | 2143 | 2448 | 2752 | 3062 | 3360 | 3666 | 3968 | 4276 | 4564 | 4864 | 5167 | 5494 | 5798 | 6115 | 6429 | 6760 | 7053 | 7361 | 7667 | 7992 | 8273 | 8573 | 8871 | 9036
SA | 468 | 586 | 735 | 886 | 1039 | 1194 | 1341 | 1490 | 1636 | 1785 | 1923 | 2071 | 2223 | 2378 | 2525 | 2676 | 2828 | 2992 | 3136 | 3288 | 3440 | 3602 | 3740 | 3888 | 4035 | 4197 | 4332 | 4480 | 4627 | 4711
TAS | 11 | 20 | 32 | 48 | 63 | 79 | 94 | 110 | 125 | 141 | 155 | 170 | 185 | 200 | 215 | 231 | 246 | 263 | 278 | 293 | 309 | 326 | 340 | 356 | 371 | 387 | 401 | 416 | 431 | 439
VIC | 641 | 804 | 1054 | 1397 | 1776 | 2174 | 2564 | 2960 | 3353 | 3756 | 4120 | 4490 | 4873 | 5281 | 5656 | 6042 | 6436 | 6865 | 7254 | 7668 | 8080 | 8518 | 8897 | 9301 | 9703 | 10134 | 10494 | 10886 | 11276 | 11495

## Rooftop PV
Go to Assumptions Summary
Distributed Energy Resources: Rooftop PV | [13 empty] | Note: | Further information is available at https://forecasting.aemo.com.au
Rooftop PV forecasts based on CSIRO and Green Energy Markets (GEM) trajectories that were developed for AEMO in 2021.
AEMO has rebased the Rooftop PV forecasts in May 2022 using a combination of data from the CER and AEMO's DER Register.
The Capacity values (MW) represent the installed capacity at the end of the financial year i.e. as at 30th June. Energy values (GWh) present the total production across the year of interest, which captures Rooftop PV growth throughout the financial year.
Consultant forecast mapping
| Slow Change | Progressive Change | Step Change | Hydrogen Export
Consultant's scenario name | CSIRO Slow Growth | Average of CSIRO and GEM Net Zero | GEM Sustainable Growth | GEM Export Superpower
Rooftop PV (Capacity, MW)
Capacity of behind-the-meter rooftop PV
Slow Change
| 2021-22 | 2022-23 | 2023-24 | 2024-25 | 2025-26 | 2026-27 | 2027-28 | 2028-29 | 2029-30 | 2030-31 | 2031-32 | 2032-33 | 2033-34 | 2034-35 | 2035-36 | 2036-37 | 2037-38 | 2038-39 | 2039-40 | 2040-41 | 2041-42 | 2042-43 | 2043-44 | 2044-45 | 2045-46 | 2046-47 | 2047-48 | 2048-49 | 2049-50 | 2050-51 | 2051-52
NSW | 4907 | 5705 | 6166 | 6661 | 7180 | 7688 | 8176 | 8621 | 8934 | 9201 | 9406 | 9570 | 9710 | 9845 | 9954 | 10060 | 10183 | 10307 | 10430 | 10554 | 10677 | 10800 | 10923 | 11102 | 11454 | 11844 | 12229 | 12596 | 12946 | 13273 | 13584
QLD | 4805 | 5514 | 5921 | 6297 | 6682 | 7057 | 7415 | 7744 | 7997 | 8214 | 8389 | 8543 | 8684 | 8823 | 8952 | 9089 | 9235 | 9383 | 9532 | 9682 | 9835 | 9990 | 10146 | 10312 | 10577 | 10884 | 11193 | 11493 | 11786 | 12063 | 12334
SA | 1950 | 2215 | 2329 | 2462 | 2599 | 2729 | 2850 | 2958 | 3040 | 3104 | 3154 | 3196 | 3232 | 3268 | 3299 | 3330 | 3367 | 3405 | 3443 | 3482 | 3521 | 3560 | 3600 | 3641 | 3713 | 3800 | 3884 | 3964 | 4042 | 4115 | 4185
TAS | 226 | 259 | 283 | 310 | 338 | 365 | 391 | 414 | 430 | 443 | 451 | 457 | 463 | 467 | 471 | 475 | 479 | 483 | 487 | 491 | 496 | 501 | 506 | 512 | 526 | 542 | 558 | 572 | 586 | 598 | 610
VIC | 3499 | 4144 | 4799 | 5453 | 6099 | 6738 | 7369 | 7779 | 8076 | 8338 | 8557 | 8746 | 8917 | 9084 | 9228 | 9365 | 9503 | 9643 | 9786 | 9935 | 10102 | 10282 | 10463 | 10718 | 11100 | 11508 | 11906 | 12288 | 12658 | 13009 | 13349
Progressive Change
| 2021-22 | 2022-23 | 2023-24 | 2024-25 | 2025-26 | 2026-27 | 2027-28 | 2028-29 | 2029-30 | 2030-31 | 2031-32 | 2032-33 | 2033-34 | 2034-35 | 2035-36 | 2036-37 | 2037-38 | 2038-39 | 2039-40 | 2040-41 | 2041-42 | 2042-43 | 2043-44 | 2044-45 | 2045-46 | 2046-47 | 2047-48 | 2048-49 | 2049-50 | 2050-51 | 2051-52
NSW | 4890 | 5639 | 6208 | 6739 | 7280 | 7811 | 8329 | 8816 | 9217 | 9583 | 10020 | 10445 | 10858 | 11262 | 11621 | 11948 | 12265 | 12572 | 12870 | 13156 | 13437 | 13741 | 14055 | 14455 | 14894 | 15348 | 15795 | 16228 | 16653 | 17053 | 17273
QLD | 4787 | 5419 | 5894 | 6306 | 6714 | 7093 | 7455 | 7791 | 8079 | 8345 | 8750 | 9173 | 9590 | 10000 | 10368 | 10711 | 11045 | 11365 | 11674 | 11966 | 12249 | 12527 | 12801 | 13116 | 13456 | 13807 | 14155 | 14489 | 14815 | 15123 | 15306
SA | 1944 | 2192 | 2358 | 2517 | 2669 | 2816 | 2959 | 3092 | 3188 | 3271 | 3388 | 3504 | 3617 | 3726 | 3821 | 3908 | 3994 | 4078 | 4160 | 4239 | 4318 | 4397 | 4480 | 4581 | 4690 | 4801 | 4908 | 5012 | 5113 | 5209 | 5257
TAS | 226 | 260 | 290 | 317 | 345 | 372 | 398 | 423 | 443 | 462 | 488 | 512 | 536 | 558 | 578 | 596 | 614 | 632 | 650 | 668 | 688 | 708 | 728 | 755 | 783 | 811 | 838 | 865 | 891 | 915 | 925
VIC | 3491 | 4103 | 4720 | 5334 | 5938 | 6533 | 7123 | 7473 | 7733 | 7970 | 8256 | 8545 | 8835 | 9130 | 9402 | 9661 | 9912 | 10155 | 10397 | 10617 | 10844 | 11088 | 11339 | 11671 | 12038 | 12418 | 12792 | 13158 | 13520 | 13861 | 14103
Step Change
| 2021-22 | 2022-23 | 2023-24 | 2024-25 | 2025-26 | 2026-27 | 2027-28 | 2028-29 | 2029-30 | 2030-31 | 2031-32 | 2032-33 | 2033-34 | 2034-35 | 2035-36 | 2036-37 | 2037-38 | 2038-39 | 2039-40 | 2040-41 | 2041-42 | 2042-43 | 2043-44 | 2044-45 | 2045-46 | 2046-47 | 2047-48 | 2048-49 | 2049-50 | 2050-51 | 2051-52
NSW | 4874 | 5700 | 6448 | 7115 | 7744 | 8324 | 8874 | 9409 | 9953 | 10504 | 11055 | 11614 | 12179 | 12730 | 13234 | 13692 | 14118 | 14535 | 14938 | 15330 | 15720 | 16105 | 16490 | 16874 | 17244 | 17613 | 17975 | 18339 | 18697 | 19054 | 19054
QLD | 4770 | 5399 | 5952 | 6543 | 7157 | 7698 | 8211 | 8736 | 9277 | 9828 | 10272 | 10734 | 11199 | 11640 | 12046 | 12409 | 12760 | 13107 | 13452 | 13787 | 14114 | 14422 | 14726 | 15004 | 15277 | 15538 | 15798 | 16059 | 16305 | 16550 | 16550
SA | 1936 | 2184 | 2407 | 2590 | 2765 | 2916 | 3056 | 3194 | 3333 | 3471 | 3612 | 3752 | 3893 | 4027 | 4151 | 4263 | 4367 | 4466 | 4562 | 4656 | 4745 | 4834 | 4922 | 5009 | 5094 | 5176 | 5256 | 5335 | 5413 | 5491 | 5491
TAS | 227 | 265 | 301 | 340 | 379 | 414 | 448 | 481 | 514 | 547 | 578 | 609 | 639 | 669 | 696 | 723 | 751 | 778 | 807 | 835 | 864 | 892 | 921 | 950 | 977 | 1004 | 1030 | 1056 | 1081 | 1105 | 1105
VIC | 3482 | 4056 | 4625 | 5205 | 5782 | 6355 | 6921 | 7227 | 7527 | 7829 | 8063 | 8301 | 8542 | 8779 | 9000 | 9202 | 9398 | 9598 | 9809 | 10025 | 10237 | 10443 | 10651 | 10857 | 11059 | 11261 | 11463 | 11667 | 11870 | 12073 | 12073
Hydrogen Export
| 2021-22 | 2022-23 | 2023-24 | 2024-25 | 2025-26 | 2026-27 | 2027-28 | 2028-29 | 2029-30 | 2030-31 | 2031-32 | 2032-33 | 2033-34 | 2034-35 | 2035-36 | 2036-37 | 2037-38 | 2038-39 | 2039-40 | 2040-41 | 2041-42 | 2042-43 | 2043-44 | 2044-45 | 2045-46 | 2046-47 | 2047-48 | 2048-49 | 2049-50 | 2050-51 | 2051-52
NSW | 4913 | 5856 | 6719 | 7528 | 8260 | 8939 | 9622 | 10311 | 10984 | 11617 | 12238 | 12861 | 13478 | 14077 | 14631 | 15148 | 15635 | 16111 | 16576 | 17026 | 17477 | 17924 | 18375 | 18828 | 19272 | 19704 | 20134 | 20561 | 20978 | 21397 | 21397
QLD | 4799 | 5511 | 6142 | 6793 | 7494 | 8141 | 8778 | 9427 | 10048 | 10637 | 11181 | 11722 | 12256 | 12770 | 13218 | 13599 | 13933 | 14252 | 14598 | 14957 | 15314 | 15658 | 16002 | 16332 | 16659 | 16986 | 17307 | 17632 | 17953 | 18277 | 18277
SA | 1950 | 2242 | 2515 | 2752 | 2968 | 3170 | 3373 | 3574 | 3771 | 3957 | 4141 | 4324 | 4507 | 4683 | 4841 | 4984 | 5115 | 5241 | 5360 | 5472 | 5584 | 5693 | 5802 | 5913 | 6018 | 6123 | 6224 | 6324 | 6425 | 6523 | 6523
TAS | 229 | 276 | 320 | 364 | 406 | 446 | 485 | 524 | 561 | 597 | 632 | 667 | 702 | 736 | 766 | 795 | 825 | 855 | 884 | 914 | 944 | 974 | 1004 | 1035 | 1065 | 1093 | 1120 | 1147 | 1173 | 1198 | 1198
VIC | 3481 | 4053 | 4620 | 5199 | 5779 | 6360 | 6947 | 7388 | 7814 | 8207 | 8490 | 8776 | 9058 | 9333 | 9592 | 9839 | 10083 | 10340 | 10621 | 10913 | 11211 | 11502 | 11800 | 12103 | 12400 | 12698 | 13001 | 13305 | 13616 | 13930 | 13930
Rooftop PV (Energy, GWh)
Amount of energy generated by behind-the-meter rooftop PV
Slow Change
| 2021-22 | 2022-23 | 2023-24 | 2024-25 | 2025-26 | 2026-27 | 2027-28 | 2028-29 | 2029-30 | 2030-31 | 2031-32 | 2032-33 | 2033-34 | 2034-35 | 2035-36 | 2036-37 | 2037-38 | 2038-39 | 2039-40 | 2040-41 | 2041-42 | 2042-43 | 2043-44 | 2044-45 | 2045-46 | 2046-47 | 2047-48 | 2048-49 | 2049-50 | 2050-51 | 2051-52
NSW | 5138 | 6560 | 7355 | 7937 | 8554 | 9188 | 9824 | 10389 | 10848 | 11206 | 11521 | 11737 | 11913 | 12083 | 12260 | 12379 | 12507 | 12660 | 12839 | 12978 | 13117 | 13269 | 13449 | 13620 | 13933 | 14390 | 14900 | 15348 | 15775 | 16185 | 16578
QLD | 5534 | 6749 | 7498 | 7994 | 8487 | 8983 | 9483 | 9914 | 10290 | 10597 | 10879 | 11073 | 11260 | 11443 | 11645 | 11796 | 11976 | 12167 | 12390 | 12563 | 12754 | 12955 | 13188 | 13374 | 13648 | 14021 | 14456 | 14827 | 15207 | 15571 | 15924
SA | 2288 | 2633 | 2876 | 3033 | 3197 | 3365 | 3529 | 3674 | 3787 | 3879 | 3957 | 4016 | 4058 | 4103 | 4152 | 4192 | 4228 | 4275 | 4330 | 4379 | 4419 | 4469 | 4526 | 4579 | 4642 | 4742 | 4858 | 4963 | 5052 | 5144 | 5234
TAS | 223 | 263 | 294 | 322 | 350 | 380 | 410 | 437 | 457 | 472 | 484 | 493 | 498 | 503 | 509 | 513 | 516 | 521 | 526 | 531 | 534 | 539 | 546 | 552 | 562 | 578 | 596 | 613 | 627 | 640 | 654
VIC | 3600 | 4312 | 5052 | 5793 | 6511 | 7234 | 7961 | 8553 | 8932 | 9247 | 9532 | 9768 | 9949 | 10139 | 10330 | 10495 | 10627 | 10784 | 10960 | 11131 | 11285 | 11480 | 11701 | 11954 | 12287 | 12731 | 13206 | 13654 | 14047 | 14448 | 14838
Progressive Change
| 2021-22 | 2022-23 | 2023-24 | 2024-25 | 2025-26 | 2026-27 | 2027-28 | 2028-29 | 2029-30 | 2030-31 | 2031-32 | 2032-33 | 2033-34 | 2034-35 | 2035-36 | 2036-37 | 2037-38 | 2038-39 | 2039-40 | 2040-41 | 2041-42 | 2042-43 | 2043-44 | 2044-45 | 2045-46 | 2046-47 | 2047-48 | 2048-49 | 2049-50 | 2050-51 | 2051-52
NSW | 5137 | 6515 | 7345 | 8015 | 8668 | 9330 | 9998 | 10607 | 11145 | 11619 | 12134 | 12653 | 13157 | 13662 | 14163 | 14572 | 14955 | 15341 | 15747 | 16091 | 16425 | 16786 | 17203 | 17624 | 18123 | 18674 | 19271 | 19793 | 20303 | 20801 | 21220
QLD | 5532 | 6676 | 7417 | 7981 | 8513 | 9026 | 9531 | 9969 | 10372 | 10733 | 11191 | 11709 | 12252 | 12792 | 13332 | 13772 | 14207 | 14634 | 15080 | 15444 | 15812 | 16178 | 16577 | 16930 | 17349 | 17800 | 18299 | 18710 | 19132 | 19536 | 19876
SA | 2288 | 2617 | 2882 | 3088 | 3277 | 3466 | 3655 | 3830 | 3966 | 4079 | 4211 | 4359 | 4495 | 4635 | 4772 | 4887 | 4987 | 5095 | 5208 | 5310 | 5400 | 5500 | 5612 | 5729 | 5850 | 5988 | 6136 | 6270 | 6388 | 6508 | 6614
TAS | 223 | 264 | 298 | 329 | 359 | 388 | 418 | 446 | 469 | 490 | 514 | 542 | 567 | 592 | 615 | 637 | 655 | 674 | 695 | 715 | 733 | 755 | 778 | 804 | 831 | 862 | 893 | 923 | 949 | 976 | 997
VIC | 3599 | 4286 | 4985 | 5682 | 6356 | 7030 | 7709 | 8241 | 8566 | 8846 | 9152 | 9482 | 9786 | 10115 | 10451 | 10758 | 11021 | 11299 | 11590 | 11858 | 12083 | 12348 | 12647 | 12984 | 13349 | 13769 | 14216 | 14642 | 15020 | 15410 | 15755
Step Change
| 2021-22 | 2022-23 | 2023-24 | 2024-25 | 2025-26 | 2026-27 | 2027-28 | 2028-29 | 2029-30 | 2030-31 | 2031-32 | 2032-33 | 2033-34 | 2034-35 | 2035-36 | 2036-37 | 2037-38 | 2038-39 | 2039-40 | 2040-41 | 2041-42 | 2042-43 | 2043-44 | 2044-45 | 2045-46 | 2046-47 | 2047-48 | 2048-49 | 2049-50 | 2050-51 | 2051-52
NSW | 5137 | 6550 | 7537 | 8401 | 9193 | 9938 | 10658 | 11316 | 11970 | 12646 | 13342 | 14012 | 14691 | 15380 | 16066 | 16644 | 17174 | 17694 | 18239 | 18710 | 19174 | 19653 | 20171 | 20623 | 21068 | 21524 | 22021 | 22445 | 22868 | 23296 | 23610
QLD | 5530 | 6653 | 7442 | 8174 | 8957 | 9709 | 10421 | 11079 | 11769 | 12481 | 13150 | 13717 | 14315 | 14906 | 15496 | 15969 | 16428 | 16884 | 17376 | 17788 | 18211 | 18626 | 19070 | 19415 | 19765 | 20114 | 20501 | 20803 | 21124 | 21435 | 21643
SA | 2288 | 2610 | 2911 | 3167 | 3386 | 3591 | 3781 | 3957 | 4124 | 4298 | 4479 | 4657 | 4825 | 4998 | 5170 | 5320 | 5445 | 5574 | 5707 | 5827 | 5932 | 6044 | 6166 | 6278 | 6375 | 6480 | 6593 | 6695 | 6781 | 6876 | 6951
TAS | 223 | 267 | 308 | 348 | 390 | 430 | 468 | 504 | 539 | 574 | 609 | 643 | 675 | 707 | 739 | 769 | 797 | 827 | 858 | 890 | 919 | 949 | 982 | 1014 | 1042 | 1071 | 1102 | 1131 | 1155 | 1181 | 1200
VIC | 3599 | 4257 | 4908 | 5559 | 6198 | 6845 | 7497 | 7990 | 8313 | 8652 | 8960 | 9232 | 9481 | 9751 | 10025 | 10270 | 10471 | 10694 | 10942 | 11190 | 11406 | 11641 | 11893 | 12134 | 12337 | 12565 | 12812 | 13049 | 13249 | 13473 | 13623
Hydrogen Export
| 2021-22 | 2022-23 | 2023-24 | 2024-25 | 2025-26 | 2026-27 | 2027-28 | 2028-29 | 2029-30 | 2030-31 | 2031-32 | 2032-33 | 2033-34 | 2034-35 | 2035-36 | 2036-37 | 2037-38 | 2038-39 | 2039-40 | 2040-41 | 2041-42 | 2042-43 | 2043-44 | 2044-45 | 2045-46 | 2046-47 | 2047-48 | 2048-49 | 2049-50 | 2050-51 | 2051-52
NSW | 5140 | 6676 | 7806 | 8828 | 9770 | 10641 | 11506 | 12340 | 13168 | 13974 | 14764 | 15515 | 16265 | 17017 | 17767 | 18409 | 19011 | 19606 | 20230 | 20773 | 21308 | 21862 | 22463 | 22997 | 23528 | 24069 | 24653 | 25155 | 25651 | 26152 | 26518
QLD | 5532 | 6749 | 7643 | 8464 | 9342 | 10221 | 11084 | 11903 | 12726 | 13515 | 14274 | 14955 | 15650 | 16334 | 17003 | 17513 | 17973 | 18399 | 18877 | 19302 | 19759 | 20217 | 20715 | 21116 | 21535 | 21962 | 22437 | 22816 | 23227 | 23637 | 23925
SA | 2289 | 2658 | 3018 | 3340 | 3619 | 3882 | 4144 | 4400 | 4642 | 4883 | 5121 | 5353 | 5573 | 5800 | 6020 | 6212 | 6373 | 6536 | 6701 | 6849 | 6977 | 7116 | 7266 | 7406 | 7528 | 7660 | 7803 | 7932 | 8044 | 8165 | 8260
TAS | 223 | 275 | 324 | 372 | 418 | 462 | 505 | 548 | 588 | 627 | 666 | 704 | 741 | 778 | 813 | 846 | 876 | 908 | 942 | 975 | 1005 | 1037 | 1071 | 1106 | 1136 | 1167 | 1199 | 1229 | 1254 | 1281 | 1302
VIC | 3599 | 4255 | 4903 | 5553 | 6192 | 6846 | 7515 | 8097 | 8567 | 9027 | 9414 | 9741 | 10039 | 10352 | 10670 | 10962 | 11214 | 11496 | 11817 | 12148 | 12453 | 12785 | 13138 | 13484 | 13792 | 14127 | 14488 | 14840 | 15153 | 15499 | 15732

## DSP
Go to Assumptions Summary
Demand Side Participation (MW)
Expected voluntary consumer demand management representing the most likely amount of operational demand reduction, in MW, as a result of DSP, including wholesale demand response (WDR). The Reliability Response value reflects responses to both price and network reliability programs combined, as expected during actual LOR2 or LOR3 events. Forecast maximum demand is 'gross' of this demand response. | [12 empty] | See AEMO’s reserve level declaration guidelines for more detail about LOR2 and LOR3.
For example, users assessing forecast DSP demand reductions in QLD, summer, 2022-23 would find a reduction of 35 MW is forecast when the price is between $300/MWh and $500/MWh, a reduction of 48 MW if the price is between $500/MWh and $1000/MWh, and a reduction of 69 MW for prices above $7500/MWh. In case of a reliability event, the combined response would be 133 MW. | [12 empty] | https://www.aemo.com.au/-/media/files/electricity/nem/security_and_reliability/power_system_ops/ reserve-level-declaration-guidelines.pdf
For all regions except New South Wales, as AEMO has no information about committed additional DSP resources, the estimates for 2022-23 have been used for all scenarios over the entire 10-year horizon of the ESOO. The NSW Peak Demand Reduction Scheme (PDRS) is now committed and creates a financial incentive to reduce electricity consumption during peak times in New South Wales. The scheme is therefore included in all scenarios, starting in 2022-23 with the target growing to 10% of peak demand by 2029-30 and then staying flat. The scheme has an impact on the summer target only. It's assumed that the scheme would impact the demand response in summer to the reliability triggers as well as the highest price trigger, $7500/ MWh.
The tables below show the DSP forecast for use in the ESOO, only accounting for existing and committed DSP. For longer-term planning studies, such as the ISP, AEMO uses different scenario-specific projections out to 2052 to account for DSP resources that may be developed consistent with the defined scenario settings. The DSP projections by scenario out to 2052 will be published for consultation in AEMO’s draft 2023 Inputs and Assumption Workbook in December 2022.
Queensland
Summer
Price band | 2022-23 | 2023-24 | 2024-25 | 2025-26 | 2026-27 | 2027-28 | 2028-29 | 2029-30 | 2030-31 | 2031-32 | 2032-33 | 2033-34 | 2034-35 | 2035-36 | 2036-37 | 2037-38 | 2038-39 | 2039-40 | 2040-41 | 2041-42 | 2042-43 | 2043-44 | 2044-45 | 2045-46 | 2046-47 | 2047-48 | 2048-49 | 2049-50 | 2050-51
$300 - $500 | 35​ | 35​ | 35​ | 35​ | 35​ | 35​ | 35​ | 35​ | 35​ | 35​ | 35​ | 35​ | 35​ | 35​ | 35​ | 35​ | 35​ | 35​ | 35​ | 35​ | 35​ | 35​ | 35​ | 35​ | 35​ | 35​ | 35​ | 35​ | 35​
$500 - $1,000 | 48​ | 48​ | 48​ | 48​ | 48​ | 48​ | 48​ | 48​ | 48​ | 48​ | 48​ | 48​ | 48​ | 48​ | 48​ | 48​ | 48​ | 48​ | 48​ | 48​ | 48​ | 48​ | 48​ | 48​ | 48​ | 48​ | 48​ | 48​ | 48​
$1,000 - $7,500 | 51​ | 51​ | 51​ | 51​ | 51​ | 51​ | 51​ | 51​ | 51​ | 51​ | 51​ | 51​ | 51​ | 51​ | 51​ | 51​ | 51​ | 51​ | 51​ | 51​ | 51​ | 51​ | 51​ | 51​ | 51​ | 51​ | 51​ | 51​ | 51​
$7,500 + | 69​ | 69​ | 69​ | 69​ | 69​ | 69​ | 69​ | 69​ | 69​ | 69​ | 69​ | 69​ | 69​ | 69​ | 69​ | 69​ | 69​ | 69​ | 69​ | 69​ | 69​ | 69​ | 69​ | 69​ | 69​ | 69​ | 69​ | 69​ | 69​
Reliability Response | ​133 | 133 | 133 | 133 | 133 | ​133 | 133 | 133 | 133 | 133 | ​133 | 133 | 133 | 133 | 133 | 133 | 133 | 133 | 133 | 133 | 133 | 133 | 133 | 133 | 133 | 133 | 133 | 133 | 133
Winter
Price band | 2023 | 2024 | 2025 | 2026 | 2027 | 2028 | 2029 | 2030 | 2031 | 2032 | 2033 | 2034 | 2035 | 2036 | 2037 | 2038 | 2039 | 2040 | 2041 | 2042 | 2043 | 2044 | 2045 | 2046 | 2047 | 2048 | 2049 | 2050 | 2051
$300 - $500 | 35 | 35 | 35 | 35 | 35 | 35 | 35 | 35 | 35 | 35 | 35 | 35 | 35 | 35 | 35 | 35 | 35 | 35 | 35 | 35 | 35 | 35 | 35 | 35 | 35 | 35 | 35 | 35 | 35
$500 - $1,000 | 48 | 48 | 48 | 48 | 48 | 48 | 48 | 48 | 48 | 48 | 48 | 48 | 48 | 48 | 48 | 48 | 48 | 48 | 48 | 48 | 48 | 48 | 48 | 48 | 48 | 48 | 48 | 48 | 48
$1,000 - $7,500 | 51 | 51 | 51 | 51 | 51 | 51 | 51 | 51 | 51 | 51 | 51 | 51 | 51 | 51 | 51 | 51 | 51 | 51 | 51 | 51 | 51 | 51 | 51 | 51 | 51 | 51 | 51 | 51 | 51
$7,500 + | 69 | 69 | 69 | 69 | 69 | 69 | 69 | 69 | 69 | 69 | 69 | 69 | 69 | 69 | 69 | 69 | 69 | 69 | 69 | 69 | 69 | 69 | 69 | 69 | 69 | 69 | 69 | 69 | 69
Reliability Response | 69 | 69 | 69 | 69 | 69 | 69 | 69 | 69 | 69 | 69 | 69 | 69 | 69 | 69 | 69 | 69 | 69 | 69 | 69 | 69 | 69 | 69 | 69 | 69 | 69 | 69 | 69 | 69 | 69
New South Wales
Summer
Price band | 2022-23 | 2023-24 | 2024-25 | 2025-26 | 2026-27 | 2027-28 | 2028-29 | 2029-30 | 2030-31 | 2031-32 | 2032-33 | 2033-34 | 2034-35 | 2035-36 | 2036-37 | 2037-38 | 2038-39 | 2039-40 | 2040-41 | 2041-42 | 2042-43 | 2043-44 | 2044-45 | 2045-46 | 2046-47 | 2047-48 | 2048-49 | 2049-50 | 2050-51
$300 - $500 | 25​ | 25​ | 25​ | 25​ | 25​ | 25​ | 25​ | 25​ | 25​ | 25​ | 25​ | 25​ | 25​ | 25​ | 25​ | 25​ | 25​ | 25​ | 25​ | 25​ | 25​ | 25​ | 25​ | 25​ | 25​ | 25​ | 25​ | 25​ | 25​
$500 - $1,000 | 35​ | 35​ | 35​ | 35​ | 35​ | 35​ | 35​ | 35​ | 35​ | 35​ | 35​ | 35​ | 35​ | 35​ | 35​ | 35​ | 35​ | 35​ | 35​ | 35​ | 35​ | 35​ | 35​ | 35​ | 35​ | 35​ | 35​ | 35​ | 35​
$1,000 - $7,500 | 45​ | 45​ | 45​ | 45​ | 45​ | 45​ | 45​ | 45​ | 45​ | 45​ | 45​ | 45​ | 45​ | 45​ | 45​ | 45​ | 45​ | 45​ | 45​ | 45​ | 45​ | 45​ | 45​ | 45​ | 45​ | 45​ | 45​ | 45​ | 45​
$7,500 + | 48 | 50 | 51 | 88 | 120 | 138 | 156 | 166 | 168 | 170 | 174 | 178 | 181 | 184 | 185 | 189 | 192 | 195 | 199 | 201 | 203 | 208 | 211 | 214 | 218 | 221 | 223 | 225 | 231
Reliability Response | 290 | 301 | 310 | 532 | 726 | 831 | 945 | 1006 | 1017 | 1030 | 1049 | 1075 | 1091 | 1109 | 1120 | 1139 | 1162 | 1180 | 1204 | 1216 | 1226 | 1254 | 1273 | 1295 | 1314 | 1333 | 1345 | 1358 | 1395
Winter
Price band | 2023 | 2024 | 2025 | 2026 | 2027 | 2028 | 2029 | 2030 | 2031 | 2032 | 2033 | 2034 | 2035 | 2036 | 2037 | 2038 | 2039 | 2040 | 2041 | 2042 | 2043 | 2044 | 2045 | 2046 | 2047 | 2048 | 2049 | 2050 | 2051
$300 - $500 | 25 | 25 | 25 | 25 | 25 | 25 | 25 | 25 | 25 | 25 | 25 | 25 | 25 | 25 | 25 | 25 | 25 | 25 | 25 | 25 | 25 | 25 | 25 | 25 | 25 | 25 | 25 | 25 | 25
$500 - $1,000 | 35 | 35 | 35 | 35 | 35 | 35 | 35 | 35 | 35 | 35 | 35 | 35 | 35 | 35 | 35 | 35 | 35 | 35 | 35 | 35 | 35 | 35 | 35 | 35 | 35 | 35 | 35 | 35 | 35
$1,000 - $7,500 | 45 | 45 | 45 | 45 | 45 | 45 | 45 | 45 | 45 | 45 | 45 | 45 | 45 | 45 | 45 | 45 | 45 | 45 | 45 | 45 | 45 | 45 | 45 | 45 | 45 | 45 | 45 | 45 | 45
$7,500 + | 48 | 48 | 48 | 48 | 48 | 48 | 48 | 48 | 48 | 48 | 48 | 48 | 48 | 48 | 48 | 48 | 48 | 48 | 48 | 48 | 48 | 48 | 48 | 48 | 48 | 48 | 48 | 48 | 48
Reliability Response | 290 | 290 | 290 | 290 | 290 | 290 | 290 | 290 | 290 | 290 | 290 | 290 | 290 | 290 | 290 | 290 | 290 | 290 | 290 | 290 | 290 | 290 | 290 | 290 | 290 | 290 | 290 | 290 | 290
Victoria
Summer
Price band | 2022-23 | 2023-24 | 2024-25 | 2025-26 | 2026-27 | 2027-28 | 2028-29 | 2029-30 | 2030-31 | 2031-32 | 2032-33 | 2033-34 | 2034-35 | 2035-36 | 2036-37 | 2037-38 | 2038-39 | 2039-40 | 2040-41 | 2041-42 | 2042-43 | 2043-44 | 2044-45 | 2045-46 | 2046-47 | 2047-48 | 2048-49 | 2049-50 | 2050-51
$300 - $500 | bar: 2022-23 to 2050-51
$500 - $1,000 | bar: 2022-23 to 2050-51
$1,000 - $7,500 | bar: 2022-23 to 2050-51
$7,500 + | 35​ | 35​ | 35​ | 35​ | 35​ | 35​ | 35​ | 35​ | 35​ | 35​ | 35​ | 35​ | 35​ | 35​ | 35​ | 35​ | 35​ | 35​ | 35​ | 35​ | 35​ | 35​ | 35​ | 35​ | 35​ | 35​ | 35​ | 35​ | 35​
Reliability Response | 209 | 209 | 209 | 209 | 209 | 209 | 209 | 209 | 209 | 209 | 209 | 209 | 209 | 209 | 209 | 209 | 209 | 209 | 209 | 209 | 209 | 209 | 209 | 209 | 209 | 209 | 209 | 209 | 209
Winter
Price band | 2023 | 2024 | 2025 | 2026 | 2027 | 2028 | 2029 | 2030 | 2031 | 2032 | 2033 | 2034 | 2035 | 2036 | 2037 | 2038 | 2039 | 2040 | 2041 | 2042 | 2043 | 2044 | 2045 | 2046 | 2047 | 2048 | 2049 | 2050 | 2051
$300 - $500 | 7 | 7 | 7 | 7 | 7 | 7 | 7 | 7 | 7 | 7 | 7 | 7 | 7 | 7 | 7 | 7 | 7 | 7 | 7 | 7 | 7 | 7 | 7 | 7 | 7 | 7 | 7 | 7 | 7
$500 - $1,000 | 9 | 9 | 9 | 9 | 9 | 9 | 9 | 9 | 9 | 9 | 9 | 9 | 9 | 9 | 9 | 9 | 9 | 9 | 9 | 9 | 9 | 9 | 9 | 9 | 9 | 9 | 9 | 9 | 9
$1,000 - $7,500 | 9 | 9 | 9 | 9 | 9 | 9 | 9 | 9 | 9 | 9 | 9 | 9 | 9 | 9 | 9 | 9 | 9 | 9 | 9 | 9 | 9 | 9 | 9 | 9 | 9 | 9 | 9 | 9 | 9
$7,500 + | 35 | 35 | 35 | 35 | 35 | 35 | 35 | 35 | 35 | 35 | 35 | 35 | 35 | 35 | 35 | 35 | 35 | 35 | 35 | 35 | 35 | 35 | 35 | 35 | 35 | 35 | 35 | 35 | 35
Reliability Response | 184 | 184 | 184 | 184 | 184 | 184 | 184 | 184 | 184 | 184 | 184 | 184 | 184 | 184 | 184 | 184 | 184 | 184 | 184 | 184 | 184 | 184 | 184 | 184 | 184 | 184 | 184 | 184 | 184
South Australia
Summer
Price band | 2022-23 | 2023-24 | 2024-25 | 2025-26 | 2026-27 | 2027-28 | 2028-29 | 2029-30 | 2030-31 | 2031-32 | 2032-33 | 2033-34 | 2034-35 | 2035-36 | 2036-37 | 2037-38 | 2038-39 | 2039-40 | 2040-41 | 2041-42 | 2042-43 | 2043-44 | 2044-45 | 2045-46 | 2046-47 | 2047-48 | 2048-49 | 2049-50 | 2050-51
$300 - $500 | bar: 2022-23 to 2050-51
$500 - $1,000 | bar: 2022-23 to 2050-51
$1,000 - $7,500 | bar: 2022-23 to 2050-51
$7,500 + | 13​ | 13​ | 13​ | 13​ | 13​ | 13​ | 13​ | 13​ | 13​ | 13​ | 13​ | 13​ | 13​ | 13​ | 13​ | 13​ | 13​ | 13​ | 13​ | 13​ | 13​ | 13​ | 13​ | 13​ | 13​ | 13​ | 13​ | 13​ | 13​
Reliability Response | 13​ | 13​ | 13​ | 13​ | 13​ | 13​ | 13​ | 13​ | 13​ | 13​ | 13​ | 13​ | 13​ | 13​ | 13​ | 13​ | 13​ | 13​ | 13​ | 13​ | 13​ | 13​ | 13​ | 13​ | 13​ | 13​ | 13​ | 13​ | 13​
Winter
Price band | 2023 | 2024 | 2025 | 2026 | 2027 | 2028 | 2029 | 2030 | 2031 | 2032 | 2033 | 2034 | 2035 | 2036 | 2037 | 2038 | 2039 | 2040 | 2041 | 2042 | 2043 | 2044 | 2045 | 2046 | 2047 | 2048 | 2049 | 2050 | 2051
$300 - $500 | 2 | 2 | 2 | 2 | 2 | 2 | 2 | 2 | 2 | 2 | 2 | 2 | 2 | 2 | 2 | 2 | 2 | 2 | 2 | 2 | 2 | 2 | 2 | 2 | 2 | 2 | 2 | 2 | 2
$500 - $1,000 | 5 | 5 | 5 | 5 | 5 | 5 | 5 | 5 | 5 | 5 | 5 | 5 | 5 | 5 | 5 | 5 | 5 | 5 | 5 | 5 | 5 | 5 | 5 | 5 | 5 | 5 | 5 | 5 | 5
$1,000 - $7,500 | 7 | 7 | 7 | 7 | 7 | 7 | 7 | 7 | 7 | 7 | 7 | 7 | 7 | 7 | 7 | 7 | 7 | 7 | 7 | 7 | 7 | 7 | 7 | 7 | 7 | 7 | 7 | 7 | 7
$7,500 + | 13 | 13 | 13 | 13 | 13 | 13 | 13 | 13 | 13 | 13 | 13 | 13 | 13 | 13 | 13 | 13 | 13 | 13 | 13 | 13 | 13 | 13 | 13 | 13 | 13 | 13 | 13 | 13 | 13
Reliability Response | 13 | 13 | 13 | 13 | 13 | 13 | 13 | 13 | 13 | 13 | 13 | 13 | 13 | 13 | 13 | 13 | 13 | 13 | 13 | 13 | 13 | 13 | 13 | 13 | 13 | 13 | 13 | 13 | 13
Tasmania
Summer
Price band | 2022-23 | 2023-24 | 2024-25 | 2025-26 | 2026-27 | 2027-28 | 2028-29 | 2029-30 | 2030-31 | 2031-32 | 2032-33 | 2033-34 | 2034-35 | 2035-36 | 2036-37 | 2037-38 | 2038-39 | 2039-40 | 2040-41 | 2041-42 | 2042-43 | 2043-44 | 2044-45 | 2045-46 | 2046-47 | 2047-48 | 2048-49 | 2049-50 | 2050-51
$300 - $500 | bar: 2022-23 to 2050-51
$500 - $1,000 | 16​ | 16​ | 16​ | 16​ | 16​ | 16​ | 16​ | 16​ | 16​ | 16​ | 16​ | 16​ | 16​ | 16​ | 16​ | 16​ | 16​ | 16​ | 16​ | 16​ | 16​ | 16​ | 16​ | 16​ | 16​ | 16​ | 16​ | 16​ | 16​
$1,000 - $7,500 | 16​ | 16​ | 16​ | 16​ | 16​ | 16​ | 16​ | 16​ | 16​ | 16​ | 16​ | 16​ | 16​ | 16​ | 16​ | 16​ | 16​ | 16​ | 16​ | 16​ | 16​ | 16​ | 16​ | 16​ | 16​ | 16​ | 16​ | 16​ | 16​
$7,500 + | 17​ | 17​ | 17​ | 17​ | 17​ | 17​ | 17​ | 17​ | 17​ | 17​ | 17​ | 17​ | 17​ | 17​ | 17​ | 17​ | 17​ | 17​ | 17​ | 17​ | 17​ | 17​ | 17​ | 17​ | 17​ | 17​ | 17​ | 17​ | 17​
Reliability Response | 17​ | 17​ | 17​ | 17​ | 17​ | 17​ | 17​ | 17​ | 17​ | 17​ | 17​ | 17​ | 17​ | 17​ | 17​ | 17​ | 17​ | 17​ | 17​ | 17​ | 17​ | 17​ | 17​ | 17​ | 17​ | 17​ | 17​ | 17​ | 17​
Winter
Price band | 2023 | 2024 | 2025 | 2026 | 2027 | 2028 | 2029 | 2030 | 2031 | 2032 | 2033 | 2034 | 2035 | 2036 | 2037 | 2038 | 2039 | 2040 | 2041 | 2042 | 2043 | 2044 | 2045 | 2046 | 2047 | 2048 | 2049 | 2050 | 2051
$300 - $500 | bar: 2022-23 to 2050-51
$500 - $1,000 | 16​ | 16​ | 16​ | 16​ | 16​ | 16​ | 16​ | 16​ | 16​ | 16​ | 16​ | 16​ | 16​ | 16​ | 16​ | 16​ | 16​ | 16​ | 16​ | 16​ | 16​ | 16​ | 16​ | 16​ | 16​ | 16​ | 16​ | 16​ | 16​
$1,000 - $7,500 | 16​ | 16​ | 16​ | 16​ | 16​ | 16​ | 16​ | 16​ | 16​ | 16​ | 16​ | 16​ | 16​ | 16​ | 16​ | 16​ | 16​ | 16​ | 16​ | 16​ | 16​ | 16​ | 16​ | 16​ | 16​ | 16​ | 16​ | 16​ | 16​
$7,500 + | 17​ | 17​ | 17​ | 17​ | 17​ | 17​ | 17​ | 17​ | 17​ | 17​ | 17​ | 17​ | 17​ | 17​ | 17​ | 17​ | 17​ | 17​ | 17​ | 17​ | 17​ | 17​ | 17​ | 17​ | 17​ | 17​ | 17​ | 17​ | 17​
Reliability Response | 17​ | 17​ | 17​ | 17​ | 17​ | 17​ | 17​ | 17​ | 17​ | 17​ | 17​ | 17​ | 17​ | 17​ | 17​ | 17​ | 17​ | 17​ | 17​ | 17​ | 17​ | 17​ | 17​ | 17​ | 17​ | 17​ | 17​ | 17​ | 17​

## Battery & Plug-in EVs
Go to Assumptions Summary
Distributed Energy Resources: Battery Electric Vehicles (BEVs) and Plug-in Hybrid Electric Vehicles (PHEVs) | [13 empty] | Note: | Further information is available at http://forecasting.aemo.com.au
The forecast is based on 2021 CSIRO trajectories developed for AEMO, rebased using data from EV Council up to December 2021.
More detail is provided at https://aemo.com.au/-/media/files/major-publications/isp/2022/iasr/detailed-electric-vehicle-databook.xlsx
Consultant forecast mapping
| Slow Change | Progressive Change | Step Change | Hydrogen Export
Consultant's scenario name | Slow Growth | Net Zero | Sustainable Growth | Export Superpower
Aggregated BEV and PHEV (Energy, GWh)
Amount of energy consumed by these electric vehicles
Slow Change
| 2022-23 | 2023-24 | 2024-25 | 2025-26 | 2026-27 | 2027-28 | 2028-29 | 2029-30 | 2030-31 | 2031-32 | 2032-33 | 2033-34 | 2034-35 | 2035-36 | 2036-37 | 2037-38 | 2038-39 | 2039-40 | 2040-41 | 2041-42 | 2042-43 | 2043-44 | 2044-45 | 2045-46 | 2046-47 | 2047-48 | 2048-49 | 2049-50 | 2050-51
NSW | 52.83 | 53.33 | 54.31 | 63.76 | 100.89 | 183.01 | 321.03 | 520.99 | 781.98 | 1104.48 | 1493.53 | 1983.95 | 2540.15 | 3151.69 | 3764.58 | 4411.38 | 5078.8 | 5775.3 | 6482.05 | 7226.7 | 7983.18 | 8788.56 | 9558.86 | 10385.05 | 11249.66 | 12163.87 | 13017 | 13922.08 | 14720.18
QLD | 35.59 | 35.42 | 35.7 | 40.9 | 55.39 | 81.8 | 122.93 | 181.98 | 261.29 | 362.68 | 489.73 | 654.11 | 849.62 | 1079.6 | 1325.05 | 1595.24 | 1885.26 | 2197.32 | 2521.62 | 2872.93 | 3237.99 | 3631.34 | 4017.41 | 4431.99 | 4869.13 | 5340.45 | 5785.51 | 6260.02 | 6703.57
SA | 6.99 | 7 | 7.01 | 7.65 | 10.79 | 18.08 | 30.74 | 49.91 | 75.64 | 107.94 | 147.23 | 194.3 | 248.58 | 313.41 | 383.57 | 461.38 | 545.5 | 636.33 | 732.17 | 836.24 | 944.68 | 1061.13 | 1177 | 1302.94 | 1434.49 | 1576.64 | 1713.16 | 1857.57 | 1990.57
TAS | 2.67 | 2.71 | 2.76 | 3.13 | 4.2 | 6.09 | 8.88 | 12.73 | 17.94 | 24.76 | 33.37 | 44.54 | 58.37 | 75.56 | 94.75 | 116.55 | 140.65 | 167.19 | 195.5 | 226.62 | 259.47 | 294.95 | 330.54 | 369.61 | 411.07 | 455.84 | 499 | 545.26 | 588.25
VIC | 45.82 | 47.17 | 48.88 | 56.59 | 82.9 | 140.72 | 240.55 | 388.43 | 582.83 | 823.1 | 1113.3 | 1478.02 | 1892.13 | 2350.28 | 2810.48 | 3297.43 | 3801.76 | 4330.34 | 4864.43 | 5431.11 | 6007.8 | 6620.43 | 7200.29 | 7832.23 | 8488.01 | 9195.47 | 9836.11 | 10525.51 | 11134.07
Progressive Change
| 2022-23 | 2023-24 | 2024-25 | 2025-26 | 2026-27 | 2027-28 | 2028-29 | 2029-30 | 2030-31 | 2031-32 | 2032-33 | 2033-34 | 2034-35 | 2035-36 | 2036-37 | 2037-38 | 2038-39 | 2039-40 | 2040-41 | 2041-42 | 2042-43 | 2043-44 | 2044-45 | 2045-46 | 2046-47 | 2047-48 | 2048-49 | 2049-50 | 2050-51
NSW | 62.44 | 97.34 | 193.34 | 381.32 | 674.89 | 1073.37 | 1567.82 | 2024.33 | 2701.56 | 3814.18 | 5031.52 | 6250.4 | 7516.96 | 8919.87 | 10310.02 | 11789.59 | 13327.98 | 14934.36 | 16564.94 | 18303.55 | 20073.68 | 21989.99 | 23827.02 | 25787.21 | 27858.59 | 30075.88 | 32173.22 | 34443.92 | 35784.38
QLD | 36.03 | 36.71 | 38.61 | 52.34 | 90.74 | 162.4 | 273.42 | 432.49 | 681.35 | 1188.85 | 1856.05 | 2522.59 | 3213.01 | 3968.49 | 4724.52 | 5525.12 | 6357.72 | 7230.27 | 8110.32 | 9056.47 | 10021.76 | 11058.94 | 12056.27 | 13123.51 | 14242.83 | 15466.82 | 16607.32 | 17839.95 | 18900.65
SA | 7.11 | 7.35 | 7.69 | 9.57 | 17.77 | 36.83 | 69.79 | 120.02 | 198.36 | 376.8 | 609.82 | 830.35 | 1059.26 | 1308.13 | 1559.47 | 1824.19 | 2099.47 | 2385.47 | 2678.91 | 2993.09 | 3311.69 | 3650.37 | 3981.41 | 4337.93 | 4703.74 | 5103.59 | 5484.36 | 5889.66 | 6237.02
TAS | 2.71 | 2.84 | 3 | 3.9 | 6.83 | 12.39 | 20.39 | 31.15 | 49.57 | 104.34 | 177.27 | 242.89 | 311.57 | 387.04 | 463.22 | 544.19 | 629.06 | 718.34 | 809.61 | 907.95 | 1007.95 | 1115.65 | 1219.84 | 1333.17 | 1451.54 | 1579.87 | 1700.75 | 1831.91 | 1937.78
VIC | 56.33 | 92.59 | 179.36 | 335.27 | 571.77 | 897.12 | 1305.51 | 1662.32 | 2195.37 | 3039.64 | 3934.09 | 4845.15 | 5792.93 | 6844.79 | 7878.5 | 8977.35 | 10121.02 | 11319.03 | 12517.92 | 13809.63 | 15123.52 | 16543.13 | 17870.89 | 19328.53 | 20839.84 | 22515.32 | 24012.84 | 25677.95 | 26583.33
Step Change
| 2022-23 | 2023-24 | 2024-25 | 2025-26 | 2026-27 | 2027-28 | 2028-29 | 2029-30 | 2030-31 | 2031-32 | 2032-33 | 2033-34 | 2034-35 | 2035-36 | 2036-37 | 2037-38 | 2038-39 | 2039-40 | 2040-41 | 2041-42 | 2042-43 | 2043-44 | 2044-45 | 2045-46 | 2046-47 | 2047-48 | 2048-49 | 2049-50 | 2050-51
NSW | 64.13 | 103.84 | 230.42 | 477.2 | 839.44 | 1330.13 | 1947.47 | 2582.07 | 3499.64 | 4711.69 | 5951.33 | 7263.99 | 8643.68 | 10186.32 | 11725.25 | 13385.11 | 15120.11 | 16941.17 | 18806.43 | 20803.92 | 22842.68 | 25084.1 | 27242.59 | 29543.87 | 31996.55 | 34615.12 | 37124.35 | 39868.54 | 41082.97
QLD | 40.76 | 58.93 | 126.09 | 266.11 | 479.4 | 780.11 | 1172.21 | 1613.82 | 2231.78 | 3006.84 | 3796.74 | 4632.74 | 5512.54 | 6498.4 | 7480.83 | 8539.07 | 9643.55 | 10811.36 | 11992.1 | 13276.93 | 14588.32 | 16017.14 | 17386.32 | 18862.91 | 20418.2 | 22133.23 | 23726.39 | 25468.48 | 26221.44
SA | 8.75 | 15.01 | 34.86 | 76.94 | 143.95 | 239.3 | 363.48 | 507.9 | 709.61 | 957.85 | 1212.25 | 1481.75 | 1767.2 | 2082.69 | 2403.76 | 2745.91 | 3103.19 | 3475.01 | 3863.25 | 4282.78 | 4706.45 | 5159.67 | 5606.56 | 6093.89 | 6588.09 | 7133.49 | 7658.19 | 8217.87 | 8455.2
TAS | 3.26 | 5.01 | 10.05 | 20.67 | 37.09 | 61.08 | 93.9 | 141.22 | 208.05 | 283.61 | 362 | 445.95 | 535.84 | 636.83 | 738.93 | 849.35 | 965.95 | 1089.68 | 1217.43 | 1356.62 | 1497.65 | 1651.91 | 1800.86 | 1965.05 | 2136.89 | 2323.66 | 2499.83 | 2693.63 | 2768.24
VIC | 56.81 | 94.31 | 192.6 | 378.6 | 663.5 | 1058.51 | 1558.32 | 1997.72 | 2633.07 | 3539.02 | 4458.95 | 5429.03 | 6451.16 | 7595.8 | 8726.71 | 9944.85 | 11221 | 12567.16 | 13919.01 | 15389.54 | 16889.28 | 18535.4 | 20069.95 | 21769.93 | 23536.16 | 25516.35 | 27274.95 | 29271.45 | 30100.53
Hydrogen Export
| 2022-23 | 2023-24 | 2024-25 | 2025-26 | 2026-27 | 2027-28 | 2028-29 | 2029-30 | 2030-31 | 2031-32 | 2032-33 | 2033-34 | 2034-35 | 2035-36 | 2036-37 | 2037-38 | 2038-39 | 2039-40 | 2040-41 | 2041-42 | 2042-43 | 2043-44 | 2044-45 | 2045-46 | 2046-47 | 2047-48 | 2048-49 | 2049-50 | 2050-51
NSW | 70.14 | 139.76 | 358.09 | 726.48 | 1219.12 | 1875.36 | 2690.21 | 3655.18 | 4934.52 | 6411.77 | 7935.68 | 9558.75 | 11281.42 | 13227.26 | 15180.39 | 17293.26 | 19530.88 | 21885.73 | 24314.1 | 26923.61 | 29608.17 | 32556.06 | 35295.93 | 37181.66 | 38340.18 | 39586.24 | 40631.94 | 41830.52 | 42241.13
QLD | 44.81 | 84.83 | 220.28 | 456.46 | 779.86 | 1216.73 | 1764.71 | 2376.7 | 3180.87 | 4132.07 | 5108.8 | 6149.96 | 7256.9 | 8511.03 | 9768.81 | 11126.68 | 12562.48 | 14086.35 | 15632.84 | 17327.58 | 19071.05 | 20964.85 | 22711.57 | 23931.79 | 24659.27 | 25519.24 | 26176.6 | 26932.05 | 27172.12
SA | 9.73 | 21.46 | 63.27 | 136.35 | 235.37 | 369.3 | 538.52 | 740.35 | 1005.87 | 1309.81 | 1624.04 | 1958.75 | 2317.42 | 2716.45 | 3127.14 | 3564.36 | 4026.72 | 4507.89 | 5015.53 | 5566.82 | 6126.41 | 6720.74 | 7288.02 | 7697.34 | 7922.36 | 8190.7 | 8420.24 | 8663.56 | 8734.01
TAS | 3.79 | 7.79 | 18.99 | 38.91 | 67.35 | 106.2 | 155.63 | 216.46 | 299.58 | 394.18 | 493.47 | 600.68 | 716.87 | 848.66 | 983.12 | 1128.49 | 1284.32 | 1450.01 | 1622.09 | 1810.72 | 2003.03 | 2212.37 | 2407.27 | 2552.65 | 2644.48 | 2746.73 | 2829.84 | 2924.68 | 2945.51
VIC | 62.72 | 126.89 | 307.81 | 603.55 | 998.3 | 1527.51 | 2188.95 | 2861.08 | 3750.2 | 4862.58 | 6000.45 | 7206.81 | 8491.95 | 9946.82 | 11390.69 | 12949.95 | 14606.76 | 16360.74 | 18126.48 | 20061.23 | 22050.64 | 24231.86 | 26176.86 | 27585.36 | 28395.17 | 29403.72 | 30074.53 | 30951.17 | 31190.64
Aggregated BEV and PHEV (Uptake, Number of vehicles)
Number of BEVs and PHEVs in use.
Slow Change
| 2022-23 | 2023-24 | 2024-25 | 2025-26 | 2026-27 | 2027-28 | 2028-29 | 2029-30 | 2030-31 | 2031-32 | 2032-33 | 2033-34 | 2034-35 | 2035-36 | 2036-37 | 2037-38 | 2038-39 | 2039-40 | 2040-41 | 2041-42 | 2042-43 | 2043-44 | 2044-45 | 2045-46 | 2046-47 | 2047-48 | 2048-49 | 2049-50 | 2050-51
NSW | 18946.2322 | 19276.8295 | 19709.022 | 23576.0634 | 37581.2231 | 69186.6736 | 123827.8994 | 199938.54 | 292812.2437 | 403537.9061 | 538305.0583 | 703477.5073 | 873245.5074 | 1048282.3005 | 1226466.6341 | 1407916.2957 | 1592605.7299 | 1780563.5386 | 1971826.0708 | 2166490.6815 | 2364480.8138 | 2564154.4919 | 2768384.9542 | 2975749.9609 | 3185947.8349 | 3398450.3598 | 3612332.3987 | 3825736.4444 | 4038234.3746
QLD | 11696.4293 | 11726.3588 | 11777.8225 | 12846.126 | 16423.6598 | 24000.5469 | 36578.333 | 54503.1353 | 77313.1192 | 104764.7881 | 139068.1111 | 180814.2385 | 228775.4996 | 282581.7495 | 341292.7522 | 404573.7585 | 472110.7642 | 543681.3778 | 619144.8504 | 698349.4628 | 781079.9679 | 866395.11 | 955660.8798 | 1047836.9686 | 1142762.4328 | 1240119.6468 | 1339539.9433 | 1440245.892 | 1542097.5832
SA | 2698.6857 | 2686.8789 | 2677.9707 | 2920.3914 | 3932.8109 | 6315.4706 | 10889.7439 | 17776.5011 | 26237.2956 | 36225.0968 | 48155.7296 | 61247.5397 | 76550.0367 | 93915.5678 | 113024.2104 | 133754.912 | 155997.782 | 179674.2515 | 204738.1075 | 231134.5528 | 258788.0792 | 287342.2103 | 317335.1048 | 348372.1519 | 380395.9445 | 413304.0493 | 446964.1395 | 481097.5109 | 515566.8738
TAS | 1099.9518 | 1109.784 | 1121.006 | 1231.9139 | 1559.6843 | 2157.4609 | 3094.8504 | 4336.0113 | 5977.6852 | 7977.8763 | 10444.5554 | 13413.9999 | 17158.2795 | 21628.0412 | 26733.4412 | 32438.8022 | 38710.0989 | 45520.2966 | 52850.1094 | 60679.4007 | 68982.5805 | 77466.9592 | 86657.5053 | 96245.7023 | 106208.5109 | 116507.7376 | 127100.4719 | 137919.8071 | 148949.9779
VIC | 15864.2378 | 16399.7593 | 17047.616 | 20093.3522 | 30223.8956 | 51779.9594 | 90253.6068 | 145550.5757 | 213000.8064 | 292981.5986 | 390743.4538 | 509330.0575 | 632316.9427 | 759974.4301 | 890652.0498 | 1024392.9837 | 1161125.7716 | 1300817.0367 | 1443434.1803 | 1589000.2781 | 1737416.4946 | 1886674.7118 | 2040227.1539 | 2196548.3619 | 2355191.468 | 2515694.3965 | 2677372.124 | 2838923.9393 | 2999732.1132
Progressive Change
| 2022-23 | 2023-24 | 2024-25 | 2025-26 | 2026-27 | 2027-28 | 2028-29 | 2029-30 | 2030-31 | 2031-32 | 2032-33 | 2033-34 | 2034-35 | 2035-36 | 2036-37 | 2037-38 | 2038-39 | 2039-40 | 2040-41 | 2041-42 | 2042-43 | 2043-44 | 2044-45 | 2045-46 | 2046-47 | 2047-48 | 2048-49 | 2049-50 | 2050-51
NSW | 25615.5921 | 43780.1055 | 93812.7543 | 175005.0686 | 294102.6469 | 447623.0661 | 637589.4422 | 779250.6057 | 1074640.4278 | 1392035.7177 | 1705425.7578 | 2023505.0189 | 2346745.5103 | 2675303.2861 | 3009284.2418 | 3348854.5331 | 3693883.4329 | 4044329.6722 | 4400946.2749 | 4763533.2479 | 5132002.5033 | 5506150.7293 | 5885744.2852 | 6270686.102 | 6660692.8519 | 7055856.7816 | 7455922.313 | 7860838.9478 | 7947662.6231
QLD | 11901.3435 | 12166.2221 | 12504.8197 | 14808.9967 | 23759.0122 | 43923.1566 | 78014.8525 | 127530.0396 | 204356.1542 | 410636.6436 | 582090.1469 | 756060.694 | 932671.0441 | 1112040.9485 | 1294321.8673 | 1479625.4756 | 1668059.4555 | 1859537.9859 | 2054264.9309 | 2252310.6646 | 2453650.9274 | 2658191.8093 | 2865888.6679 | 3076620.9982 | 3290246.1072 | 3506917.6575 | 3726411.6126 | 3948756.2659 | 4172442.4117
SA | 2773.3518 | 2843.4956 | 2927.6494 | 3482.5198 | 5948.6136 | 11970.6977 | 23826.7115 | 42313.6562 | 69889.5693 | 139848.4151 | 198869.4434 | 258792.3877 | 319662.4011 | 381479.382 | 444289.0532 | 508140.1624 | 573049.8515 | 639000.6122 | 706047.2403 | 774211.697 | 843482.5529 | 913826.1832 | 985225.2342 | 1057636.8227 | 1131011.7874 | 1205396.0086 | 1280735.2635 | 1357043.5037 | 1433841.8912
TAS | 1127.243 | 1167.5811 | 1213.6352 | 1446.3002 | 2299.2217 | 4034.8244 | 6670.6906 | 10203.6299 | 16790.869 | 47042.1098 | 66937.5717 | 87121.4623 | 107610.4127 | 128413.5179 | 149546.6783 | 171034.0377 | 192878.2277 | 215071.6988 | 237630.3868 | 260558.5642 | 283850.4013 | 307492.5424 | 331476.9109 | 355786.8198 | 380404.7016 | 405341.5605 | 430590.1947 | 456156.6645 | 481886.3127
VIC | 22945.113 | 40467.8657 | 82875.8133 | 148482.6703 | 244385.133 | 368560.2007 | 522387.8351 | 648081.2955 | 894593.9394 | 1146217.7141 | 1398155.8747 | 1653636.7084 | 1912996.1194 | 2176388.0521 | 2443900.5639 | 2715680.9134 | 2991655.5747 | 3271791.6171 | 3556471.0603 | 3845625.0679 | 4139166.2092 | 4436921.3886 | 4738719.1451 | 5044433.7929 | 5353861.6062 | 5667074.7842 | 5983889.7767 | 6304273.0101 | 6360341.3689
Step Change
| 2022-23 | 2023-24 | 2024-25 | 2025-26 | 2026-27 | 2027-28 | 2028-29 | 2029-30 | 2030-31 | 2031-32 | 2032-33 | 2033-34 | 2034-35 | 2035-36 | 2036-37 | 2037-38 | 2038-39 | 2039-40 | 2040-41 | 2041-42 | 2042-43 | 2043-44 | 2044-45 | 2045-46 | 2046-47 | 2047-48 | 2048-49 | 2049-50 | 2050-51
NSW | 26529.5133 | 46291.9978 | 99459.2406 | 185178.6479 | 309817.3722 | 471159.9717 | 671139.0237 | 827139.8878 | 1137962.8573 | 1450489.5799 | 1767418.0359 | 2089159.0448 | 2416197.4877 | 2748619.0956 | 3086555.9918 | 3430148.375 | 3779221.9295 | 4133775.6607 | 4494616.6171 | 4861522.6917 | 5234415.4944 | 5613090.9857 | 5997284.0251 | 6386962.5044 | 6781813.6404 | 7181935.2792 | 7587079.8788 | 7997197.995 | 8061012.2175
QLD | 14987.463 | 23417.3048 | 46265.1825 | 89407.6613 | 156749.7582 | 248364.7104 | 365785.2151 | 542466.5589 | 747196.3723 | 952503.8376 | 1160681.9705 | 1372050.3687 | 1586833.8321 | 1805245.7063 | 2027350.5903 | 2253131.0311 | 2482572.4878 | 2715558.7788 | 2952757.8836 | 3194002.0059 | 3439241.1525 | 3688337.8906 | 3941118.1472 | 4197552.4596 | 4457428.8594 | 4720813.9607 | 4987521.366 | 5257509.9634 | 5298938.3157
SA | 3958.7054 | 7178.9369 | 15966.9388 | 31673.6912 | 55706.9979 | 88635.8311 | 130750.7859 | 190374.4566 | 264026.1718 | 336770.2443 | 410476.5889 | 485243.7941 | 561171.9616 | 638263.4286 | 716507.5322 | 795918.595 | 876434.3217 | 958043.6981 | 1040968.2169 | 1125134.1542 | 1210514.8703 | 1297055.6077 | 1384688.2768 | 1473390.8815 | 1563087.7916 | 1653793.8638 | 1745476.4269 | 1838123.065 | 1852747.1068
TAS | 1538.7171 | 2391.3377 | 4107.3642 | 7813.1118 | 13466.6357 | 21863.7591 | 33074.3584 | 62344.8678 | 86143.7156 | 109899.7612 | 133951.2876 | 158330.0073 | 183067.7266 | 208181.6025 | 233669.5666 | 259555.224 | 285816.0542 | 312443.7491 | 339493.0388 | 366947.1128 | 394794.7353 | 423016.6511 | 451591.4445 | 480504.5005 | 509732.3681 | 539275.6947 | 569142.3251 | 599332.3802 | 603832.5113
VIC | 22984.338 | 40552.2745 | 83153.4341 | 149199.6441 | 245959.3076 | 371907.6936 | 528381.6857 | 660516.4441 | 910597.3639 | 1159960.306 | 1412549.7872 | 1668735.1396 | 1928851.0381 | 2193009.2416 | 2461314.7064 | 2733899.2391 | 3010666.8888 | 3291610.3356 | 3577134.2399 | 3867161.6502 | 4161612.8197 | 4460317.7188 | 4763085.1805 | 5069831.6575 | 5380335.7702 | 5694677.1728 | 6012675.6704 | 6334300.9952 | 6383430.6622
Hydrogen Export
| 2022-23 | 2023-24 | 2024-25 | 2025-26 | 2026-27 | 2027-28 | 2028-29 | 2029-30 | 2030-31 | 2031-32 | 2032-33 | 2033-34 | 2034-35 | 2035-36 | 2036-37 | 2037-38 | 2038-39 | 2039-40 | 2040-41 | 2041-42 | 2042-43 | 2043-44 | 2044-45 | 2045-46 | 2046-47 | 2047-48 | 2048-49 | 2049-50 | 2050-51
NSW | 29996.8482 | 64767.4749 | 173511.0021 | 296163.7857 | 461185.4785 | 670467.3718 | 925764.8655 | 1273165.3772 | 1656038.5067 | 2039895.452 | 2431560.0432 | 2827890.0801 | 3234058.0785 | 3648184.7484 | 4070247.7871 | 4500375.7904 | 4938430.8356 | 5383912.7616 | 5839129.9511 | 6302847.6138 | 6774805.4401 | 7254506.0999 | 7678896.1978 | 7759050.8599 | 7838605.5923 | 7917538.8343 | 7995746.7269 | 8073141.4472 | 8147462.3027
QLD | 17232.5373 | 36161.2605 | 101126.456 | 175200.8769 | 276292.5307 | 405951.7081 | 565651.6529 | 836120.9865 | 1088558.8647 | 1340779.4103 | 1598165.4902 | 1858609.9557 | 2125549.7847 | 2397923.7289 | 2675678.762 | 2958716.7297 | 3247095.8605 | 3540330.8623 | 3840120.0069 | 4145618.0403 | 4456654.3771 | 4772901.8703 | 5052675.0284 | 5105094.4327 | 5157132.6309 | 5208772.4299 | 5259909.5201 | 5310475.6364 | 5358916.507
SA | 4684.4296 | 11281.6862 | 33494.6379 | 59620.5179 | 95450.4339 | 141739.6173 | 199277.8741 | 294633.5805 | 386221.7642 | 474086.8488 | 564955.2532 | 656807.2638 | 750805.293 | 846493.7595 | 943800.7317 | 1042724.3033 | 1143203.8653 | 1245110.485 | 1349041.7396 | 1454648.581 | 1561849.5511 | 1670507.8979 | 1766087.2756 | 1784348.3196 | 1802430.2841 | 1820333.1367 | 1838069.7795 | 1855621.9238 | 1872473.8698
TAS | 1946.5304 | 4094.773 | 9724.78 | 17188.9073 | 27530.9491 | 40995.8176 | 57822.4484 | 96622.5511 | 126085.3546 | 154836.3167 | 184497.7397 | 214490.2126 | 245152.2606 | 276375.6256 | 308139.8945 | 340472.8013 | 373343.799 | 406710.8422 | 440725.2527 | 475301.5882 | 510412.1249 | 546014.1467 | 577330.1093 | 583057.1707 | 588723.1064 | 594325.4257 | 599890.1745 | 605412.6799 | 610716.5907
VIC | 26390.8604 | 57032.9671 | 143190.612 | 237928.5801 | 365998.313 | 529324.3426 | 729719.3861 | 1017953.5867 | 1326923.173 | 1631806.7308 | 1943776.7972 | 2259183.1635 | 2582072.8799 | 2911000.7922 | 3245974.9512 | 3587149.5353 | 3934481.9608 | 4287705.4492 | 4647887.4728 | 5014510.5902 | 5387377.4047 | 5766133.0085 | 6100297.7204 | 6163337.4694 | 6225963.5897 | 6288167.8622 | 6349869.4523 | 6411000.2605 | 6469776.3504
BEV/PHEV (Charge Type, % of fleet)
Split across the charge profiles when electric vehicles are charged. "Buses and Trucks" covers articulated trucks, rigid trucks as well as buses. Commercial covers small, medium and large commercial vehicles. Residential covers small, medium and large residential vehicles.
Slow Change
| 2022-23 | 2023-24 | 2024-25 | 2025-26 | 2026-27 | 2027-28 | 2028-29 | 2029-30 | 2030-31 | 2031-32 | 2032-33 | 2033-34 | 2034-35 | 2035-36 | 2036-37 | 2037-38 | 2038-39 | 2039-40 | 2040-41 | 2041-42 | 2042-43 | 2043-44 | 2044-45 | 2045-46 | 2046-47 | 2047-48 | 2048-49 | 2049-50
Buses and Trucks - Convenience Charging | 96.74% | 96.15% | 95.55% | 94.96% | 94.37% | 93.78% | 93.19% | 92.59% | 92% | 91.41% | 90.82% | 90.23% | 89.63% | 89.04% | 88.45% | 87.86% | 87.26% | 86.67% | 86.08% | 85.49% | 84.9% | 84.3% | 83.71% | 83.12% | 82.53% | 81.93% | 81.34% | 80.75%
Buses and Trucks - Daytime Charging | 2.31% | 2.75% | 3.2% | 3.64% | 4.08% | 4.52% | 4.96% | 5.41% | 5.85% | 6.29% | 6.73% | 7.17% | 7.62% | 8.06% | 8.5% | 8.94% | 9.39% | 9.83% | 10.27% | 10.71% | 11.15% | 11.6% | 12.04% | 12.48% | 12.92% | 13.37% | 13.81% | 14.25%
Buses and Trucks - Highway Fast Charging | 0.87% | 1.02% | 1.17% | 1.32% | 1.48% | 1.63% | 1.78% | 1.94% | 2.09% | 2.24% | 2.4% | 2.55% | 2.7% | 2.86% | 3.01% | 3.16% | 3.32% | 3.47% | 3.62% | 3.77% | 3.93% | 4.08% | 4.23% | 4.39% | 4.54% | 4.69% | 4.85% | 5%
Buses and Trucks - Nighttime Charging | 0.08% | 0.08% | 0.08% | 0.08% | 0.07% | 0.07% | 0.07% | 0.06% | 0.06% | 0.06% | 0.05% | 0.05% | 0.05% | 0.04% | 0.04% | 0.04% | 0.03% | 0.03% | 0.03% | 0.02% | 0.02% | 0.02% | 0.02% | 0.01% | 0.01% | 0.01% | 0% | 0%
Buses and Trucks - Coordinated Charging | 8.674e-17% | 8.674e-17% | -2.602e-16% | -2.602e-16% | 1.409e-16% | 1.409e-16% | 1.409e-16% | -2.602e-16% | -2.602e-16% | 4.337e-16% | 1.301e-16% | 1.301e-16% | 1.301e-16% | -8.132e-17% | -8.132e-17% | -8.132e-17% | 2.168e-16% | 2.168e-16% | 2.168e-16% | -8.945e-17% | -8.945e-17% | -8.945e-17% | -8.945e-17% | 6.681e-16% | 6.681e-16% | 6.681e-16% | 0% | 0%
Commercial - Convenience Charging | 96.41% | 95.75% | 95.09% | 94.43% | 93.77% | 93.11% | 92.46% | 91.8% | 91.14% | 90.48% | 89.82% | 89.16% | 88.5% | 87.85% | 87.19% | 86.53% | 85.87% | 85.21% | 84.55% | 83.89% | 83.24% | 82.58% | 81.92% | 81.26% | 80.6% | 79.94% | 79.28% | 78.63%
Commercial - Daytime Charging | 2.25% | 2.68% | 3.11% | 3.54% | 3.97% | 4.4% | 4.84% | 5.27% | 5.7% | 6.13% | 6.56% | 6.99% | 7.42% | 7.85% | 8.28% | 8.71% | 9.14% | 9.57% | 10% | 10.43% | 10.86% | 11.29% | 11.72% | 12.15% | 12.58% | 13.01% | 13.44% | 13.88%
Commercial - Highway Fast Charging | 1.26% | 1.49% | 1.72% | 1.95% | 2.18% | 2.41% | 2.64% | 2.88% | 3.11% | 3.34% | 3.57% | 3.8% | 4.03% | 4.26% | 4.49% | 4.73% | 4.96% | 5.19% | 5.42% | 5.65% | 5.88% | 6.11% | 6.34% | 6.58% | 6.81% | 7.04% | 7.27% | 7.5%
Commercial - Nighttime Charging | 0.08% | 0.08% | 0.08% | 0.07% | 0.07% | 0.07% | 0.07% | 0.06% | 0.06% | 0.06% | 0.05% | 0.05% | 0.05% | 0.04% | 0.04% | 0.04% | 0.03% | 0.03% | 0.03% | 0.02% | 0.02% | 0.02% | 0.02% | 0.01% | 0.01% | 0.01% | 0% | 0%
Commercial - Coordinated Charging | 8.674e-17% | 8.674e-17% | -2.602e-16% | 1.409e-16% | 1.409e-16% | 1.409e-16% | 1.409e-16% | -2.602e-16% | -2.602e-16% | -2.602e-16% | 1.301e-16% | 1.301e-16% | 1.301e-16% | -8.132e-17% | -8.132e-17% | -8.132e-17% | 2.168e-16% | 2.168e-16% | 2.168e-16% | -8.945e-17% | -8.945e-17% | -8.945e-17% | -8.945e-17% | 6.681e-16% | 6.681e-16% | 6.681e-16% | 0% | 0%
Residential - Convenience Charging | 94.01% | 92.24% | 90.49% | 88.77% | 87.09% | 85.45% | 83.83% | 82.26% | 80.71% | 79.2% | 77.72% | 76.28% | 74.87% | 73.49% | 72.15% | 70.84% | 69.56% | 68.32% | 67.11% | 65.93% | 64.79% | 63.69% | 62.61% | 61.57% | 60.56% | 59.59% | 58.65% | 57.74%
Residential - Daytime Charging | 1.62% | 1.9% | 2.18% | 2.46% | 2.74% | 3.04% | 3.32% | 3.6% | 3.88% | 4.16% | 4.44% | 4.72% | 5.02% | 5.3% | 5.58% | 5.86% | 6.14% | 6.42% | 6.72% | 7% | 7.28% | 7.56% | 7.84% | 8.12% | 8.42% | 8.7% | 8.98% | 9.26%
Residential - Highway Fast Charging | 2.31% | 2.75% | 3.19% | 3.63% | 4.07% | 4.51% | 4.95% | 5.39% | 5.37% | 5.35% | 5.33% | 5.31% | 5.29% | 5.27% | 5.25% | 5.24% | 5.22% | 5.2% | 5.18% | 5.16% | 5.14% | 5.12% | 5.1% | 5.08% | 5.06% | 5.04% | 5.02% | 5%
Residential - Nighttime Charging | 2.056% | 3.115% | 4.139% | 5.139% | 6.096% | 7.01% | 7.898% | 8.755% | 9.578% | 10.37% | 11.12% | 11.84% | 12.52% | 13.17% | 13.79% | 14.38% | 14.93% | 15.45% | 15.93% | 16.39% | 16.81% | 17.19% | 17.54% | 17.86% | 18.14% | 18.38% | 18.6% | 18.79%
Residential - Coordinated Charging | bar: 2022-23 to 2049-50
Residential - Vehicle to Home | 0% | 0% | 0% | 0% | 0% | 0% | 0% | 0% | 0.23% | 0.46% | 0.69% | 0.92% | 1.15% | 1.38% | 1.61% | 1.84% | 2.07% | 2.3% | 2.53% | 2.76% | 2.99% | 3.22% | 3.45% | 3.69% | 3.92% | 4.15% | 4.38% | 4.61%
Residential - Vehicle to Grid | 0% | 0% | 0% | 0% | 0% | 0% | 0% | 0% | 0.23% | 0.46% | 0.69% | 0.92% | 1.15% | 1.38% | 1.61% | 1.84% | 2.07% | 2.3% | 2.53% | 2.76% | 2.99% | 3.22% | 3.45% | 3.69% | 3.92% | 4.15% | 4.38% | 4.61%
Progressive Change
| 2022-23 | 2023-24 | 2024-25 | 2025-26 | 2026-27 | 2027-28 | 2028-29 | 2029-30 | 2030-31 | 2031-32 | 2032-33 | 2033-34 | 2034-35 | 2035-36 | 2036-37 | 2037-38 | 2038-39 | 2039-40 | 2040-41 | 2041-42 | 2042-43 | 2043-44 | 2044-45 | 2045-46 | 2046-47 | 2047-48 | 2048-49 | 2049-50
Buses and Trucks - Convenience Charging | 95.25% | 94.37% | 93.48% | 92.59% | 91.7% | 90.81% | 89.92% | 89.03% | 88.14% | 87.25% | 86.36% | 85.47% | 84.59% | 83.7% | 82.81% | 81.92% | 81.03% | 80.14% | 79.25% | 78.36% | 77.47% | 76.58% | 75.7% | 74.81% | 73.92% | 73.03% | 72.14% | 71.25%
Buses and Trucks - Daytime Charging | 3.8% | 4.53% | 5.27% | 6.01% | 6.75% | 7.49% | 8.23% | 8.97% | 9.322% | 9.614% | 9.847% | 10.02% | 10.13% | 10.18% | 10.18% | 10.12% | 9.997% | 9.816% | 9.576% | 9.277% | 8.918% | 8.501% | 8.02% | 7.484% | 6.89% | 6.236% | 5.522% | 4.75%
Buses and Trucks - Highway Fast Charging | 0.87% | 1.02% | 1.17% | 1.33% | 1.48% | 1.63% | 1.78% | 1.94% | 2.09% | 2.24% | 2.4% | 2.55% | 2.7% | 2.86% | 3.01% | 3.16% | 3.32% | 3.47% | 3.62% | 3.78% | 3.93% | 4.08% | 4.23% | 4.39% | 4.54% | 4.69% | 4.85% | 5%
Buses and Trucks - Nighttime Charging | 0.08% | 0.08% | 0.08% | 0.07% | 0.07% | 0.07% | 0.07% | 0.06% | 0.0582% | 0.0564% | 0.0455% | 0.044% | 0.0425% | 0.0328% | 0.0316% | 0.0304% | 0.0219% | 0.021% | 0.0201% | 0.0128% | 0.0122% | 0.0116% | 0.011% | 0.0052% | 0.0049% | 0.0046% | 0% | 0%
Buses and Trucks - Coordinated Charging | 2.06e-16% | 2.06e-16% | 2.06e-16% | -8.674e-17% | 6.072e-16% | 6.072e-16% | 6.072e-16% | 3.361e-16% | 0.3902% | 0.8396% | 1.347% | 1.915% | 2.54% | 3.223% | 3.968% | 4.771% | 5.631% | 6.553% | 7.534% | 8.57% | 9.669% | 10.83% | 12.04% | 13.31% | 14.65% | 16.04% | 17.49% | 19%
Commercial - Convenience Charging | 94.96% | 94.01% | 93.07% | 92.12% | 91.17% | 90.22% | 89.28% | 88.33% | 87.38% | 86.43% | 85.49% | 84.54% | 83.59% | 82.64% | 81.69% | 80.75% | 79.8% | 78.85% | 77.9% | 76.96% | 76.01% | 75.06% | 74.11% | 73.17% | 72.22% | 71.27% | 70.32% | 69.38%
Commercial - Daytime Charging | 3.7% | 4.42% | 5.14% | 5.86% | 6.58% | 7.3% | 8.01% | 8.73% | 9.072% | 9.356% | 9.583% | 9.752% | 9.864% | 9.918% | 9.914% | 9.853% | 9.734% | 9.558% | 9.324% | 9.032% | 8.683% | 8.276% | 7.812% | 7.29% | 6.71% | 6.073% | 5.378% | 4.626%
Commercial - Highway Fast Charging | 1.26% | 1.49% | 1.72% | 1.95% | 2.18% | 2.41% | 2.64% | 2.87% | 3.11% | 3.34% | 3.57% | 3.8% | 4.03% | 4.26% | 4.49% | 4.72% | 4.96% | 5.19% | 5.42% | 5.65% | 5.88% | 6.11% | 6.34% | 6.57% | 6.81% | 7.04% | 7.27% | 7.5%
Commercial - Nighttime Charging | 0.08% | 0.08% | 0.08% | 0.08% | 0.07% | 0.07% | 0.07% | 0.06% | 0.0582% | 0.0564% | 0.0455% | 0.044% | 0.0425% | 0.0328% | 0.0316% | 0.0304% | 0.0219% | 0.021% | 0.0201% | 0.0128% | 0.0122% | 0.0116% | 0.011% | 0.0052% | 0.0049% | 0.0046% | 0% | 0%
Commercial - Coordinated Charging | -2.602e-16% | -2.602e-16% | -2.602e-16% | -2.602e-16% | 1.409e-16% | 1.409e-16% | 1.409e-16% | 4.337e-16% | 0.3798% | 0.8172% | 1.311% | 1.864% | 2.473% | 3.139% | 3.864% | 4.646% | 5.484% | 6.381% | 7.336% | 8.345% | 9.415% | 10.54% | 11.73% | 12.96% | 14.26% | 15.62% | 17.03% | 18.5%
Residential - Convenience Charging | 91.53% | 89.08% | 86.69% | 84.35% | 82.06% | 79.81% | 77.62% | 75.49% | 73.4% | 71.37% | 69.39% | 67.46% | 65.58% | 63.76% | 61.99% | 60.27% | 58.6% | 56.98% | 55.41% | 53.9% | 52.44% | 51.03% | 49.67% | 48.36% | 47.11% | 45.91% | 44.76% | 43.66%
Residential - Daytime Charging | 2.02% | 2.38% | 2.74% | 3.12% | 3.48% | 3.84% | 4.2% | 4.56% | 4.723% | 4.876% | 4.981% | 5.057% | 5.104% | 5.122% | 5.126% | 5.086% | 5.018% | 4.92% | 4.794% | 4.638% | 4.464% | 4.25% | 4.008% | 3.737% | 3.437% | 3.114% | 2.755% | 2.368%
Residential - Highway Fast Charging | 3.62% | 4.32% | 5.02% | 5.73% | 6.43% | 7.13% | 7.83% | 8.54% | 8.36% | 8.18% | 8.01% | 7.83% | 7.65% | 7.48% | 7.3% | 7.12% | 6.95% | 6.77% | 6.59% | 6.42% | 6.24% | 6.06% | 5.88% | 5.71% | 5.53% | 5.35% | 5.18% | 5%
Residential - Nighttime Charging | 2.836% | 4.215% | 5.543% | 6.82% | 8.044% | 9.216% | 10.34% | 11.41% | 12.06% | 12.58% | 13.02% | 13.35% | 13.58% | 13.73% | 13.78% | 13.75% | 13.65% | 13.48% | 13.23% | 12.92% | 12.56% | 12.14% | 11.67% | 11.16% | 10.61% | 10.02% | 9.406% | 8.761%
Residential - Coordinated Charging | 0% | 0% | 0% | 0% | 0% | 0% | 0% | 0% | 0.5697% | 1.227% | 1.967% | 2.784% | 3.673% | 4.631% | 5.656% | 6.736% | 7.873% | 9.056% | 10.28% | 11.55% | 12.87% | 14.2% | 15.56% | 16.95% | 18.35% | 19.77% | 21.19% | 22.61%
Residential - Vehicle to Home | 0% | 0% | 0% | 0% | 0% | 0% | 0% | 0% | 0.44% | 0.88% | 1.32% | 1.76% | 2.2% | 2.64% | 3.08% | 3.52% | 3.96% | 4.4% | 4.84% | 5.28% | 5.72% | 6.16% | 6.6% | 7.04% | 7.48% | 7.92% | 8.36% | 8.8%
Residential - Vehicle to Grid | 0% | 0% | 0% | 0% | 0% | 0% | 0% | 0% | 0.44% | 0.88% | 1.32% | 1.76% | 2.2% | 2.64% | 3.08% | 3.52% | 3.96% | 4.4% | 4.84% | 5.28% | 5.72% | 6.16% | 6.6% | 7.04% | 7.48% | 7.92% | 8.36% | 8.8%
Step Change
| 2022-23 | 2023-24 | 2024-25 | 2025-26 | 2026-27 | 2027-28 | 2028-29 | 2029-30 | 2030-31 | 2031-32 | 2032-33 | 2033-34 | 2034-35 | 2035-36 | 2036-37 | 2037-38 | 2038-39 | 2039-40 | 2040-41 | 2041-42 | 2042-43 | 2043-44 | 2044-45 | 2045-46 | 2046-47 | 2047-48 | 2048-49 | 2049-50
Buses and Trucks - Convenience Charging | 94.51% | 93.48% | 92.44% | 91.4% | 90.36% | 89.32% | 88.29% | 87.25% | 86.21% | 85.17% | 84.14% | 83.1% | 82.06% | 81.02% | 79.99% | 78.95% | 77.91% | 76.87% | 75.84% | 74.8% | 73.76% | 72.72% | 71.69% | 70.65% | 69.61% | 68.57% | 67.54% | 66.5%
Buses and Trucks - Daytime Charging | 4.54% | 5.43% | 6.31% | 6.912% | 7.443% | 7.894% | 8.282% | 8.6% | 8.846% | 9.014% | 9.119% | 9.152% | 9.114% | 8.999% | 8.819% | 8.568% | 8.246% | 7.852% | 7.384% | 6.848% | 6.241% | 5.563% | 4.812% | 3.992% | 3.101% | 2.138% | 1.104% | 0%
Buses and Trucks - Highway Fast Charging | 0.87% | 1.02% | 1.17% | 1.33% | 1.48% | 1.63% | 1.78% | 1.94% | 2.09% | 2.24% | 2.4% | 2.55% | 2.7% | 2.86% | 3.01% | 3.16% | 3.32% | 3.47% | 3.62% | 3.78% | 3.93% | 4.08% | 4.23% | 4.39% | 4.54% | 4.69% | 4.85% | 5%
Buses and Trucks - Nighttime Charging | 0.08% | 0.08% | 0.08% | 0.07% | 0.07% | 0.07% | 0.07% | 0.06% | 0.057% | 0.054% | 0.0425% | 0.04% | 0.0375% | 0.028% | 0.026% | 0.024% | 0.0165% | 0.015% | 0.0135% | 0.008% | 0.007% | 0.006% | 0.005% | 0.002% | 0.0015% | 0.001% | 0% | 0%
Buses and Trucks - Coordinated Charging | 2.06e-16% | 2.06e-16% | -4.879e-16% | 0.288% | 0.6472% | 1.076% | 1.578% | 2.15% | 2.797% | 3.512% | 4.299% | 5.158% | 6.088% | 7.083% | 8.155% | 9.298% | 10.51% | 11.79% | 13.14% | 14.56% | 16.06% | 17.63% | 19.26% | 20.97% | 22.75% | 24.6% | 26.51% | 28.5%
Commercial - Convenience Charging | 94.24% | 93.15% | 92.05% | 90.96% | 89.87% | 88.78% | 87.69% | 86.59% | 85.5% | 84.41% | 83.32% | 82.23% | 81.13% | 80.04% | 78.95% | 77.86% | 76.76% | 75.67% | 74.58% | 73.49% | 72.4% | 71.3% | 70.21% | 69.12% | 68.03% | 66.93% | 65.84% | 64.75%
Commercial - Daytime Charging | 4.42% | 5.28% | 6.15% | 6.73% | 7.25% | 7.691% | 8.064% | 8.376% | 8.611% | 8.784% | 8.881% | 8.915% | 8.874% | 8.764% | 8.59% | 8.342% | 8.03% | 7.644% | 7.189% | 6.669% | 6.076% | 5.417% | 4.686% | 3.886% | 3.019% | 2.082% | 1.076% | 0%
Commercial - Highway Fast Charging | 1.26% | 1.49% | 1.72% | 1.95% | 2.18% | 2.41% | 2.64% | 2.87% | 3.11% | 3.34% | 3.57% | 3.8% | 4.03% | 4.26% | 4.49% | 4.72% | 4.96% | 5.19% | 5.42% | 5.65% | 5.88% | 6.11% | 6.34% | 6.57% | 6.81% | 7.04% | 7.27% | 7.5%
Commercial - Nighttime Charging | 0.08% | 0.08% | 0.08% | 0.08% | 0.07% | 0.07% | 0.07% | 0.06% | 0.057% | 0.054% | 0.0425% | 0.04% | 0.0375% | 0.028% | 0.026% | 0.024% | 0.0165% | 0.015% | 0.0135% | 0.008% | 0.007% | 0.006% | 0.005% | 0.002% | 0.0015% | 0.001% | 0% | 0%
Commercial - Coordinated Charging | 2.06e-16% | 2.06e-16% | 2.06e-16% | 0.2804% | 0.6304% | 1.049% | 1.536% | 2.094% | 2.722% | 3.422% | 4.187% | 5.025% | 5.928% | 6.898% | 7.944% | 9.054% | 10.23% | 11.48% | 12.8% | 14.18% | 15.64% | 17.17% | 18.76% | 20.41% | 22.15% | 23.95% | 25.81% | 27.75%
Residential - Convenience Charging | 89.72% | 86.71% | 83.77% | 80.9% | 78.09% | 75.33% | 72.65% | 70.03% | 67.46% | 64.96% | 62.53% | 60.16% | 57.85% | 55.61% | 53.43% | 51.31% | 49.25% | 47.26% | 45.33% | 43.47% | 41.66% | 39.92% | 38.24% | 36.63% | 35.08% | 33.59% | 32.17% | 30.8%
Residential - Daytime Charging | 2.7% | 3% | 3.4% | 3.552% | 3.68% | 3.872% | 3.948% | 4% | 4.104% | 4.104% | 4.08% | 4.096% | 4.02% | 3.92% | 3.848% | 3.696% | 3.564% | 3.36% | 3.132% | 2.912% | 2.632% | 2.328% | 2.02% | 1.664% | 1.284% | 0.888% | 0.456% | 0%
Residential - Highway Fast Charging | 5.32% | 6.37% | 7.41% | 8.46% | 9.5% | 10.55% | 11.59% | 12.64% | 12.25% | 11.87% | 11.49% | 11.11% | 10.73% | 10.35% | 9.96% | 9.58% | 9.2% | 8.82% | 8.44% | 8.05% | 7.67% | 7.29% | 6.91% | 6.53% | 6.15% | 5.76% | 5.38% | 5%
Residential - Nighttime Charging | 2.26% | 3.92% | 5.42% | 6.95% | 8.41% | 9.72% | 11.06% | 12.33% | 12.79% | 13.15% | 13.35% | 13.3% | 13.18% | 12.94% | 12.49% | 12% | 11.34% | 10.63% | 9.828% | 8.908% | 7.952% | 6.933% | 5.84% | 4.722% | 3.573% | 2.387% | 1.198% | 0%
Residential - Coordinated Charging | 0% | 0% | 0% | 0.148% | 0.32% | 0.528% | 0.752% | 1% | 1.969% | 3.057% | 4.275% | 5.63% | 7.075% | 8.624% | 10.28% | 12% | 13.81% | 15.67% | 17.58% | 19.55% | 21.54% | 23.55% | 25.6% | 27.62% | 29.66% | 31.7% | 33.7% | 35.66%
Residential - Vehicle to Home | 0% | 0% | 0% | 0% | 0% | 0% | 0% | 0% | 0.71% | 1.43% | 2.14% | 2.85% | 3.57% | 4.28% | 4.99% | 5.71% | 6.42% | 7.13% | 7.85% | 8.56% | 9.27% | 9.99% | 10.7% | 11.41% | 12.13% | 12.84% | 13.55% | 14.27%
Residential - Vehicle to Grid | 0% | 0% | 0% | 0% | 0% | 0% | 0% | 0% | 0.71% | 1.43% | 2.14% | 2.85% | 3.57% | 4.28% | 4.99% | 5.71% | 6.42% | 7.13% | 7.85% | 8.56% | 9.27% | 9.99% | 10.7% | 11.41% | 12.13% | 12.84% | 13.55% | 14.27%
Hydrogen Export
| 2022-23 | 2023-24 | 2024-25 | 2025-26 | 2026-27 | 2027-28 | 2028-29 | 2029-30 | 2030-31 | 2031-32 | 2032-33 | 2033-34 | 2034-35 | 2035-36 | 2036-37 | 2037-38 | 2038-39 | 2039-40 | 2040-41 | 2041-42 | 2042-43 | 2043-44 | 2044-45 | 2045-46 | 2046-47 | 2047-48 | 2048-49 | 2049-50
Buses and Trucks - Convenience Charging | 93.77% | 92.58% | 91.4% | 90.21% | 89.03% | 87.84% | 86.65% | 85.47% | 84.28% | 83.1% | 81.91% | 80.73% | 79.54% | 78.35% | 77.17% | 75.98% | 74.8% | 73.61% | 72.42% | 71.24% | 70.05% | 68.87% | 67.68% | 66.49% | 65.31% | 64.12% | 62.94% | 61.75%
Buses and Trucks - Daytime Charging | 5.28% | 6.32% | 7.35% | 8.054% | 8.666% | 9.205% | 9.66% | 10.02% | 10.31% | 10.51% | 10.64% | 10.68% | 10.63% | 10.5% | 10.29% | 9.994% | 9.614% | 9.156% | 8.615% | 7.987% | 7.28% | 6.487% | 5.614% | 4.658% | 3.617% | 2.494% | 1.288% | 0%
Buses and Trucks - Highway Fast Charging | 0.87% | 1.02% | 1.17% | 1.33% | 1.48% | 1.63% | 1.78% | 1.94% | 2.09% | 2.24% | 2.4% | 2.55% | 2.7% | 2.86% | 3.01% | 3.16% | 3.32% | 3.47% | 3.62% | 3.78% | 3.93% | 4.08% | 4.23% | 4.39% | 4.54% | 4.69% | 4.85% | 5%
Buses and Trucks - Nighttime Charging | 0.08% | 0.08% | 0.08% | 0.08% | 0.07% | 0.07% | 0.07% | 0.06% | 0.057% | 0.054% | 0.0425% | 0.04% | 0.0375% | 0.028% | 0.026% | 0.024% | 0.0165% | 0.015% | 0.0135% | 0.008% | 0.007% | 0.006% | 0.005% | 0.002% | 0.0015% | 0.001% | 0% | 0%
Buses and Trucks - Coordinated Charging | 2.06e-16% | -4.879e-16% | -4.879e-16% | 0.3356% | 0.7536% | 1.255% | 1.84% | 2.506% | 3.26% | 4.094% | 5.012% | 6.015% | 7.096% | 8.262% | 9.508% | 10.84% | 12.25% | 13.75% | 15.33% | 16.98% | 18.73% | 20.56% | 22.47% | 24.46% | 26.53% | 28.69% | 30.92% | 33.25%
Commercial - Convenience Charging | 93.52% | 92.28% | 91.04% | 89.81% | 88.57% | 87.33% | 86.1% | 84.86% | 83.62% | 82.39% | 81.15% | 79.91% | 78.68% | 77.44% | 76.2% | 74.97% | 73.73% | 72.49% | 71.26% | 70.02% | 68.78% | 67.55% | 66.31% | 65.07% | 63.84% | 62.6% | 61.36% | 60.13%
Commercial - Daytime Charging | 5.14% | 6.15% | 7.16% | 7.843% | 8.446% | 8.967% | 9.4% | 9.76% | 10.04% | 10.24% | 10.36% | 10.39% | 10.35% | 10.22% | 10.02% | 9.73% | 9.363% | 8.916% | 8.388% | 7.779% | 7.087% | 6.317% | 5.466% | 4.534% | 3.522% | 2.429% | 1.255% | 0%
Commercial - Highway Fast Charging | 1.26% | 1.49% | 1.72% | 1.95% | 2.18% | 2.41% | 2.64% | 2.87% | 3.11% | 3.34% | 3.57% | 3.8% | 4.03% | 4.26% | 4.49% | 4.72% | 4.96% | 5.19% | 5.42% | 5.65% | 5.88% | 6.11% | 6.34% | 6.57% | 6.81% | 7.04% | 7.27% | 7.5%
Commercial - Nighttime Charging | 0.08% | 0.08% | 0.08% | 0.08% | 0.07% | 0.07% | 0.07% | 0.06% | 0.057% | 0.054% | 0.0425% | 0.04% | 0.0375% | 0.028% | 0.026% | 0.024% | 0.0165% | 0.015% | 0.0135% | 0.008% | 0.007% | 0.006% | 0.005% | 0.002% | 0.0015% | 0.001% | 0% | 0%
Commercial - Coordinated Charging | 2.06e-16% | 2.06e-16% | -4.879e-16% | 0.3268% | 0.7344% | 1.223% | 1.79% | 2.44% | 3.173% | 3.988% | 4.881% | 5.856% | 6.913% | 8.042% | 9.259% | 10.56% | 11.93% | 13.39% | 14.93% | 16.54% | 18.24% | 20.02% | 21.88% | 23.81% | 25.84% | 27.94% | 30.12% | 32.38%
Residential - Convenience Charging | 88.3% | 84.89% | 81.55% | 78.29% | 75.1% | 71.98% | 68.94% | 65.97% | 63.07% | 60.24% | 57.49% | 54.81% | 52.2% | 49.67% | 47.21% | 44.82% | 42.5% | 40.27% | 38.1% | 36% | 33.98% | 32.02% | 30.14% | 28.34% | 26.61% | 24.95% | 23.36% | 21.85%
Residential - Daytime Charging | 5.2% | 5.6% | 6% | 5.76% | 5.888% | 5.984% | 5.712% | 5.76% | 5.776% | 5.472% | 5.44% | 5.376% | 5.04% | 4.928% | 4.784% | 4.416% | 4.224% | 4% | 3.744% | 3.328% | 3.024% | 2.688% | 2.24% | 1.856% | 1.44% | 0.96% | 0.496% | 0%
Residential - Highway Fast Charging | 6.27% | 7.51% | 8.74% | 9.98% | 11.21% | 12.45% | 13.68% | 14.91% | 14.42% | 13.92% | 13.43% | 12.93% | 12.44% | 11.94% | 11.44% | 10.95% | 10.45% | 9.96% | 9.46% | 8.97% | 8.47% | 7.97% | 7.48% | 6.98% | 6.49% | 5.99% | 5.5% | 5%
Residential - Nighttime Charging | 0.23% | 2% | 3.71% | 5.73% | 7.29% | 8.78% | 10.57% | 11.92% | 12.52% | 13.29% | 13.51% | 13.55% | 13.73% | 13.44% | 13.03% | 12.71% | 12.02% | 11.24% | 10.35% | 9.548% | 8.491% | 7.377% | 6.305% | 5.08% | 3.823% | 2.591% | 1.294% | 0%
Residential - Coordinated Charging | -3.469e-16% | 0% | 0% | 0.24% | 0.512% | 0.816% | 1.088% | 1.44% | 2.483% | 3.605% | 4.944% | 6.412% | 7.938% | 9.632% | 11.43% | 13.26% | 15.21% | 17.23% | 19.31% | 21.39% | 23.54% | 25.72% | 27.88% | 30.06% | 32.23% | 34.36% | 36.48% | 38.55%
Residential - Vehicle to Home | 0% | 0% | 0% | 0% | 0% | 0% | 0% | 0% | 0.87% | 1.73% | 2.6% | 3.46% | 4.33% | 5.19% | 6.06% | 6.92% | 7.79% | 8.65% | 9.52% | 10.38% | 11.25% | 12.11% | 12.98% | 13.84% | 14.71% | 15.57% | 16.44% | 17.3%
Residential - Vehicle to Grid | 0% | 0% | 0% | 0% | 0% | 0% | 0% | 0% | 0.87% | 1.73% | 2.6% | 3.46% | 4.33% | 5.19% | 6.06% | 6.92% | 7.79% | 8.65% | 9.52% | 10.38% | 11.25% | 12.11% | 12.98% | 13.84% | 14.71% | 15.57% | 16.44% | 17.3%
BEV and PHEV (Average Half Hour Charge Profile, Weekday Profile, kW/Vehicle)
Average split between the time of day that electric vehicles are charged by state. These values are indicative and for a weekday in January 2040. In practice half hourly EV profiles vary slightly over the forecast period by day of week, monthly variations in distance travelled, and yearly efficiency improvements over the forecast period.
The Vehicle to Home has two profiles, "vehicle charging" for the purpose of charging the vehicle for transport purposes and "home energy system" that covers the storing and withdrawing of energy in the EV for the purposes of managing the household demand.
Note: For the "Vehicle to Home - home energy system" category, negative numbers are operating to reduce demand. The total consumption across the day is due to the energy consumed by the battery inefficiency.
The Coordinated charging and the Vehicle to Grid charging profiles do not have static time of day profiles. The Coordinated charging is applied during the demand time series development to prefer operation on low demand periods. The Vehicle to Grid system interaction is optimised as a battery in the capacity outlook and time-sequential models.
New South Wales
| 0:00 | 0:30 | 1:00 | 1:30 | 2:00 | 2:30 | 3:00 | 3:30 | 4:00 | 4:30 | 5:00 | 5:30 | 6:00 | 6:30 | 7:00 | 7:30 | 8:00 | 8:30 | 9:00 | 9:30 | 10:00 | 10:30 | 11:00 | 11:30 | 12:00 | 12:30 | 13:00 | 13:30 | 14:00 | 14:30 | 15:00 | 15:30 | 16:00 | 16:30 | 17:00 | 17:30 | 18:00 | 18:30 | 19:00 | 19:30 | 20:00 | 20:30 | 21:00 | 21:30 | 22:00 | 22:30 | 23:00 | 23:30
Bus, Convenience Charging | 3.7009 | 4.3177 | 4.9345 | 5.243 | 5.5514 | 5.4897 | 5.428 | 5.4033 | 5.3787 | 5.354 | 5.3293 | 5.3046 | 5.28 | 5.2553 | 5.2306 | 3.9723 | 2.714 | 2.5906 | 2.4673 | 2.1589 | 1.8505 | 1.542 | 1.2336 | 1.0794 | 0.92523 | 0.89439 | 0.86355 | 1.2336 | 1.6037 | 1.5729 | 1.542 | 1.4804 | 1.4187 | 1.3262 | 1.2336 | 1.0794 | 0.92523 | 0.77102 | 0.61682 | 0.77102 | 0.92523 | 1.3878 | 1.8505 | 2.1589 | 2.4673 | 2.7757 | 3.0841 | 3.3925
Bus, Daytime Charging | 3.7009 | 4.3177 | 4.9346 | 5.243 | 5.5514 | 5.4897 | 5.428 | 5.4033 | 5.3787 | 5.354 | 5.3293 | 3.0701 | 0.81096 | 0.64975 | 0.48854 | 0.54961 | 0.61068 | 1.1104 | 1.6102 | 2.952 | 4.2938 | 5.0989 | 5.904 | 6.3065 | 6.7091 | 6.3065 | 5.904 | 5.0989 | 4.2938 | 2.952 | 1.6102 | 1.0608 | 0.5115 | 0.5115 | 0.5115 | 0.5115 | 0.5115 | 0.5115 | 0.5115 | 0.5115 | 0.5115 | 0.5115 | 0.5115 | 0.5115 | 0.5115 | 0.46383 | 0.41615 | 2.0585
Bus, Highway Fast Charging | 1.622 | 1.3271 | 1.0322 | 0.63896 | 0.24575 | 0.12533 | 0.004915 | 0.10076 | 0.1966 | 0.76183 | 1.3271 | 2.1135 | 2.8999 | 3.1211 | 3.3422 | 3.4405 | 3.5388 | 3.5388 | 3.5388 | 3.4651 | 3.3914 | 3.2194 | 3.0473 | 2.9736 | 2.8999 | 2.8999 | 2.8999 | 2.949 | 2.9982 | 3.1456 | 3.2931 | 3.588 | 3.8829 | 4.3744 | 4.8659 | 4.8905 | 4.9151 | 4.6693 | 4.4235 | 4.1778 | 3.932 | 3.588 | 3.2439 | 3.0473 | 2.8507 | 2.5067 | 2.1626 | 1.8923
Bus, Nighttime Charging | 2.574 | 4.8262 | 7.0785 | 7.0785 | 7.0785 | 7.0785 | 7.0785 | 7.0785 | 7.0785 | 7.0785 | 7.0785 | 5.4697 | 3.861 | 3.861 | 3.861 | 3.861 | 3.861 | 3.5392 | 3.2175 | 2.8957 | 2.574 | 1.6571 | 0.74018 | 0.64766 | 0.55514 | 0.53663 | 0.51813 | 0.74018 | 0.96224 | 0.94373 | 0.92523 | 0.88822 | 0.85121 | 0.7957 | 0.74018 | 0.64766 | 0.55514 | 0.46261 | 0.37009 | 0.46261 | 0.55514 | 0.83271 | 1.1103 | 1.2953 | 1.4804 | 1.6654 | 1.8505 | 2.2122
Articulated Truck, Convenience Charging | 21.8596 | 25.5028 | 29.1461 | 30.9677 | 32.7894 | 32.4251 | 32.0607 | 31.915 | 31.7693 | 31.6235 | 31.4778 | 31.3321 | 31.1863 | 31.0406 | 30.8949 | 23.4626 | 16.0304 | 15.3017 | 14.5731 | 12.7514 | 10.9298 | 9.1082 | 7.2865 | 6.3757 | 5.4649 | 5.2827 | 5.1006 | 7.2865 | 9.4725 | 9.2903 | 9.1082 | 8.7438 | 8.3795 | 7.833 | 7.2865 | 6.3757 | 5.4649 | 4.5541 | 3.6433 | 4.5541 | 5.4649 | 8.1973 | 10.9298 | 12.7514 | 14.5731 | 16.3947 | 18.2163 | 20.038
Articulated Truck, Daytime Charging | 15.3855 | 22.2658 | 29.1461 | 30.9678 | 32.7894 | 32.4251 | 32.0607 | 31.915 | 31.7693 | 31.6235 | 31.4778 | 18.2064 | 4.9349 | 3.9539 | 2.9729 | 3.3445 | 3.7161 | 6.7572 | 9.7983 | 17.9636 | 26.1289 | 31.028 | 35.9272 | 38.3768 | 40.8263 | 38.3768 | 35.9272 | 31.028 | 26.1289 | 17.9636 | 9.7983 | 6.4555 | 3.1126 | 3.1126 | 3.1126 | 3.1126 | 3.1126 | 3.1126 | 3.1126 | 3.1126 | 3.1126 | 3.1126 | 3.1126 | 3.1126 | 3.1126 | 2.8225 | 2.5324 | 8.9589
Articulated Truck, Highway Fast Charging | 9.5802 | 7.8384 | 6.0965 | 3.774 | 1.4515 | 0.74029 | 0.029031 | 0.59513 | 1.1612 | 4.4998 | 7.8384 | 12.4833 | 17.1283 | 18.4347 | 19.7411 | 20.3217 | 20.9023 | 20.9023 | 20.9023 | 20.4668 | 20.0314 | 19.0153 | 17.9992 | 17.5637 | 17.1283 | 17.1283 | 17.1283 | 17.4186 | 17.7089 | 18.5798 | 19.4507 | 21.1926 | 22.9345 | 25.8375 | 28.7406 | 28.8858 | 29.031 | 27.5794 | 26.1279 | 24.6763 | 23.2248 | 21.1926 | 19.1604 | 17.9992 | 16.838 | 14.8058 | 12.7736 | 11.1769
Articulated Truck, Nighttime Charging | 15.2034 | 28.5064 | 41.8094 | 41.8094 | 41.8094 | 41.8094 | 41.8094 | 41.8094 | 41.8094 | 41.8094 | 41.8094 | 32.3073 | 22.8051 | 22.8051 | 22.8051 | 22.8051 | 22.8051 | 20.9047 | 19.0043 | 17.1039 | 15.2034 | 9.7877 | 4.3719 | 3.8254 | 3.2789 | 3.1696 | 3.0603 | 4.3719 | 5.6835 | 5.5742 | 5.4649 | 5.2463 | 5.0277 | 4.6998 | 4.3719 | 3.8254 | 3.2789 | 2.7324 | 2.186 | 2.7324 | 3.2789 | 4.9184 | 6.5579 | 7.6509 | 8.7438 | 9.8368 | 10.9298 | 13.0666
Large Light Commercial, Convenience Charging | 0.12011 | 0.11183 | 0.10355 | 0.090607 | 0.077663 | 0.067479 | 0.057295 | 0.061104 | 0.064912 | 0.071481 | 0.078049 | 0.08517 | 0.09229 | 0.16795 | 0.24361 | 0.32653 | 0.40945 | 0.50793 | 0.60642 | 0.6484 | 0.69039 | 0.71423 | 0.73807 | 0.72355 | 0.70904 | 0.69867 | 0.68831 | 0.74221 | 0.79612 | 0.81788 | 0.83964 | 0.82721 | 0.81477 | 0.81271 | 0.81064 | 0.7749 | 0.73915 | 1.0403 | 1.3414 | 1.3839 | 1.4264 | 1.3718 | 1.3172 | 0.9603 | 0.60339 | 0.37384 | 0.14429 | 0.1322
Large Light Commercial, Daytime Charging | 0.12011 | 0.11183 | 0.10355 | 0.090607 | 0.077663 | 0.067479 | 0.057295 | 0.061104 | 0.064912 | 0.071481 | 0.078049 | 0.08517 | 0.09229 | 0.16795 | 0.24361 | 0.32653 | 0.40945 | 0.50793 | 0.60642 | 1.0684 | 1.5304 | 1.8173 | 2.1043 | 2.2477 | 2.3912 | 2.2477 | 2.1043 | 1.8173 | 1.5304 | 1.0521 | 0.57389 | 0.3781 | 0.1823 | 0.1823 | 0.1823 | 0.1823 | 0.1823 | 0.1823 | 0.1823 | 0.1823 | 0.1823 | 0.1823 | 0.1823 | 0.1823 | 0.1823 | 0.16531 | 0.14832 | 0.13422
Large Light Commercial, Highway Fast Charging | 0.3293 | 0.26942 | 0.20955 | 0.12972 | 0.049893 | 0.025446 | 0.00099787 | 0.020456 | 0.039915 | 0.15467 | 0.26942 | 0.42908 | 0.58874 | 0.63365 | 0.67855 | 0.69851 | 0.71847 | 0.71847 | 0.71847 | 0.7035 | 0.68853 | 0.6536 | 0.61868 | 0.60371 | 0.58874 | 0.58874 | 0.58874 | 0.59872 | 0.6087 | 0.63864 | 0.66857 | 0.72844 | 0.78832 | 0.8881 | 0.98789 | 0.99288 | 0.99787 | 0.94798 | 0.89808 | 0.84819 | 0.79829 | 0.72844 | 0.65859 | 0.61868 | 0.57876 | 0.50891 | 0.43906 | 0.38418
Large Light Commercial, Nighttime Charging | 0.85424 | 0.91234 | 0.97045 | 0.97045 | 0.97045 | 0.97045 | 0.97045 | 0.97045 | 0.97045 | 0.97045 | 0.97045 | 0.84005 | 0.70965 | 0.70965 | 0.70965 | 0.55955 | 0.40945 | 0.50793 | 0.60642 | 0.6484 | 0.69039 | 0.71423 | 0.73807 | 0.72355 | 0.70904 | 0.58851 | 0.46797 | 0.38841 | 0.30886 | 0.25635 | 0.20385 | 0.20083 | 0.19781 | 0.19781 | 0.19781 | 0.19781 | 0.19781 | 0.19781 | 0.19781 | 0.19781 | 0.19781 | 0.23927 | 0.28072 | 0.3509 | 0.42108 | 0.49126 | 0.56145 | 0.70784
Medium Light Commercial, Convenience Charging | 0.081948 | 0.076299 | 0.07065 | 0.061819 | 0.052988 | 0.046039 | 0.039091 | 0.04169 | 0.044288 | 0.04877 | 0.053251 | 0.058109 | 0.062967 | 0.11459 | 0.16621 | 0.22278 | 0.27936 | 0.34655 | 0.41374 | 0.44239 | 0.47103 | 0.4873 | 0.50356 | 0.49366 | 0.48376 | 0.47669 | 0.46961 | 0.50639 | 0.54317 | 0.55802 | 0.57286 | 0.56438 | 0.5559 | 0.55449 | 0.55308 | 0.52869 | 0.5043 | 0.70975 | 0.91519 | 0.94419 | 0.97319 | 0.93595 | 0.8987 | 0.65519 | 0.41168 | 0.25506 | 0.098443 | 0.090196
Medium Light Commercial, Daytime Charging | 0.081948 | 0.076299 | 0.07065 | 0.061819 | 0.052988 | 0.046039 | 0.039091 | 0.04169 | 0.044288 | 0.04877 | 0.053251 | 0.058109 | 0.062967 | 0.11459 | 0.16621 | 0.22278 | 0.27936 | 0.34655 | 0.41374 | 0.72894 | 1.0441 | 1.2399 | 1.4357 | 1.5336 | 1.6315 | 1.5336 | 1.4357 | 1.2399 | 1.0441 | 0.71784 | 0.39155 | 0.25797 | 0.12438 | 0.12438 | 0.12438 | 0.12438 | 0.12438 | 0.12438 | 0.12438 | 0.12438 | 0.12438 | 0.12438 | 0.12438 | 0.12438 | 0.12438 | 0.11279 | 0.1012 | 0.091572
Medium Light Commercial, Highway Fast Charging | 0.22467 | 0.18382 | 0.14297 | 0.088507 | 0.034041 | 0.017361 | 0.00068082 | 0.013957 | 0.027233 | 0.10553 | 0.18382 | 0.29275 | 0.40168 | 0.43232 | 0.46296 | 0.47657 | 0.49019 | 0.49019 | 0.49019 | 0.47998 | 0.46977 | 0.44594 | 0.42211 | 0.4119 | 0.40168 | 0.40168 | 0.40168 | 0.40849 | 0.4153 | 0.43572 | 0.45615 | 0.497 | 0.53785 | 0.60593 | 0.67401 | 0.67742 | 0.68082 | 0.64678 | 0.61274 | 0.5787 | 0.54466 | 0.497 | 0.44934 | 0.42211 | 0.39488 | 0.34722 | 0.29956 | 0.26212
Medium Light Commercial, Nighttime Charging | 0.58282 | 0.62247 | 0.66211 | 0.66211 | 0.66211 | 0.66211 | 0.66211 | 0.66211 | 0.66211 | 0.66211 | 0.66211 | 0.57315 | 0.48418 | 0.48418 | 0.48418 | 0.38177 | 0.27936 | 0.34655 | 0.41374 | 0.44239 | 0.47103 | 0.4873 | 0.50356 | 0.49366 | 0.48376 | 0.40152 | 0.31928 | 0.265 | 0.21073 | 0.1749 | 0.13908 | 0.13702 | 0.13496 | 0.13496 | 0.13496 | 0.13496 | 0.13496 | 0.13496 | 0.13496 | 0.13496 | 0.13496 | 0.16325 | 0.19153 | 0.23941 | 0.28729 | 0.33518 | 0.38306 | 0.48294
Small Light Commercial, Convenience Charging | 0.057243 | 0.053297 | 0.049351 | 0.043182 | 0.037013 | 0.03216 | 0.027306 | 0.029121 | 0.030937 | 0.034067 | 0.037197 | 0.040591 | 0.043985 | 0.080042 | 0.1161 | 0.15562 | 0.19514 | 0.24208 | 0.28901 | 0.30902 | 0.32903 | 0.34039 | 0.35175 | 0.34484 | 0.33792 | 0.33298 | 0.32804 | 0.35373 | 0.37942 | 0.38979 | 0.40016 | 0.39424 | 0.38831 | 0.38733 | 0.38634 | 0.36931 | 0.35227 | 0.49578 | 0.63929 | 0.65955 | 0.6798 | 0.65379 | 0.62777 | 0.45767 | 0.28757 | 0.17817 | 0.068765 | 0.063004
Small Light Commercial, Daytime Charging | 0.057243 | 0.053297 | 0.049351 | 0.043182 | 0.037013 | 0.03216 | 0.027306 | 0.029121 | 0.030937 | 0.034067 | 0.037197 | 0.040591 | 0.043985 | 0.080042 | 0.1161 | 0.15562 | 0.19514 | 0.24208 | 0.28901 | 0.50918 | 0.72936 | 0.86611 | 1.0029 | 1.0712 | 1.1396 | 1.0712 | 1.0029 | 0.86611 | 0.72936 | 0.50143 | 0.27351 | 0.1802 | 0.086884 | 0.086884 | 0.086884 | 0.086884 | 0.086884 | 0.086884 | 0.086884 | 0.086884 | 0.086884 | 0.086884 | 0.086884 | 0.086884 | 0.086884 | 0.078786 | 0.070688 | 0.063965
Small Light Commercial, Highway Fast Charging | 0.15694 | 0.1284 | 0.09987 | 0.061824 | 0.023779 | 0.012127 | 0.00047557 | 0.0097492 | 0.019023 | 0.073714 | 0.1284 | 0.2045 | 0.28059 | 0.30199 | 0.32339 | 0.3329 | 0.34241 | 0.34241 | 0.34241 | 0.33528 | 0.32815 | 0.3115 | 0.29486 | 0.28772 | 0.28059 | 0.28059 | 0.28059 | 0.28534 | 0.2901 | 0.30437 | 0.31863 | 0.34717 | 0.3757 | 0.42326 | 0.47082 | 0.47319 | 0.47557 | 0.45179 | 0.42802 | 0.40424 | 0.38046 | 0.34717 | 0.31388 | 0.29486 | 0.27583 | 0.24254 | 0.20925 | 0.1831
Small Light Commercial, Nighttime Charging | 0.40712 | 0.43481 | 0.46251 | 0.46251 | 0.46251 | 0.46251 | 0.46251 | 0.46251 | 0.46251 | 0.46251 | 0.46251 | 0.40036 | 0.33821 | 0.33821 | 0.33821 | 0.26668 | 0.19514 | 0.24208 | 0.28901 | 0.30902 | 0.32903 | 0.34039 | 0.35175 | 0.34484 | 0.33792 | 0.28047 | 0.22303 | 0.18511 | 0.1472 | 0.12217 | 0.097151 | 0.095712 | 0.094274 | 0.094274 | 0.094274 | 0.094274 | 0.094274 | 0.094274 | 0.094274 | 0.094274 | 0.094274 | 0.11403 | 0.13379 | 0.16724 | 0.20068 | 0.23413 | 0.26758 | 0.33735
Rigid Truck, Convenience Charging | 3.0801 | 3.5934 | 4.1068 | 4.3634 | 4.6201 | 4.5688 | 4.5174 | 4.4969 | 4.4764 | 4.4558 | 4.4353 | 4.4148 | 4.3942 | 4.3737 | 4.3532 | 3.3059 | 2.2587 | 2.156 | 2.0534 | 1.7967 | 1.54 | 1.2834 | 1.0267 | 0.89835 | 0.77002 | 0.74435 | 0.71868 | 1.0267 | 1.3347 | 1.309 | 1.2834 | 1.232 | 1.1807 | 1.1037 | 1.0267 | 0.89835 | 0.77002 | 0.64168 | 0.51334 | 0.64168 | 0.77002 | 1.155 | 1.54 | 1.7967 | 2.0534 | 2.31 | 2.5667 | 2.8234
Rigid Truck, Daytime Charging | 0.77002 | 0.89835 | 1.0267 | 1.0909 | 1.155 | 1.1422 | 1.1294 | 1.1242 | 1.1191 | 1.114 | 1.1088 | 1.1037 | 1.0986 | 0.88018 | 0.6618 | 0.74452 | 0.82724 | 1.5042 | 2.1812 | 3.9989 | 5.8165 | 6.9071 | 7.9977 | 8.543 | 9.0883 | 8.543 | 7.9977 | 6.9071 | 5.8165 | 3.9989 | 2.1812 | 1.437 | 0.69289 | 0.69289 | 0.69289 | 0.69289 | 0.69289 | 0.69289 | 0.69289 | 0.69289 | 0.69289 | 0.69289 | 0.69289 | 0.69289 | 0.69289 | 0.62831 | 0.56373 | 0.66687
Rigid Truck, Highway Fast Charging | 1.3499 | 1.1044 | 0.85901 | 0.53177 | 0.20453 | 0.10431 | 0.0040905 | 0.083856 | 0.16362 | 0.63403 | 1.1044 | 1.7589 | 2.4134 | 2.5975 | 2.7816 | 2.8634 | 2.9452 | 2.9452 | 2.9452 | 2.8838 | 2.8225 | 2.6793 | 2.5361 | 2.4748 | 2.4134 | 2.4134 | 2.4134 | 2.4543 | 2.4952 | 2.6179 | 2.7407 | 2.9861 | 3.2315 | 3.6406 | 4.0496 | 4.0701 | 4.0905 | 3.886 | 3.6815 | 3.4769 | 3.2724 | 2.9861 | 2.6997 | 2.5361 | 2.3725 | 2.0862 | 1.7998 | 1.5749
Rigid Truck, Nighttime Charging | 2.1422 | 4.0166 | 5.891 | 5.891 | 5.891 | 5.891 | 5.891 | 5.891 | 5.891 | 5.891 | 5.891 | 4.5522 | 3.2133 | 3.2133 | 3.2133 | 3.2133 | 3.2133 | 2.9455 | 2.6777 | 2.41 | 2.1422 | 1.3791 | 0.61601 | 0.53901 | 0.46201 | 0.44661 | 0.43121 | 0.61601 | 0.80082 | 0.78542 | 0.77002 | 0.73922 | 0.70841 | 0.66221 | 0.61601 | 0.53901 | 0.46201 | 0.38501 | 0.30801 | 0.38501 | 0.46201 | 0.69301 | 0.92402 | 1.078 | 1.232 | 1.386 | 1.54 | 1.8411
Large Residential, Convenience Charging | 0.093425 | 0.084083 | 0.07474 | 0.065398 | 0.056055 | 0.049827 | 0.043598 | 0.03737 | 0.031142 | 0.028028 | 0.024913 | 0.022422 | 0.019931 | 0.06846 | 0.11699 | 0.13161 | 0.14624 | 0.20473 | 0.26323 | 0.28955 | 0.31587 | 0.32172 | 0.32757 | 0.32172 | 0.31587 | 0.30417 | 0.29247 | 0.32172 | 0.35097 | 0.33342 | 0.31587 | 0.33342 | 0.35097 | 0.38022 | 0.40946 | 0.45333 | 0.49721 | 0.87908 | 1.261 | 1.351 | 1.4411 | 1.4111 | 1.381 | 0.98885 | 0.59665 | 0.34815 | 0.099654 | 0.096539
Large Residential, Daytime Charging | 0.093425 | 0.084083 | 0.07474 | 0.065398 | 0.056055 | 0.049827 | 0.043598 | 0.03737 | 0.031142 | 0.028028 | 0.024913 | 0.022422 | 0.019931 | 0.06846 | 0.11699 | 0.13161 | 0.14624 | 0.26591 | 0.38558 | 0.7069 | 1.0282 | 1.221 | 1.4138 | 1.5102 | 1.6066 | 1.5102 | 1.4138 | 1.221 | 1.0282 | 0.7069 | 0.38558 | 0.25404 | 0.12249 | 0.12249 | 0.12249 | 0.12249 | 0.12249 | 0.12249 | 0.12249 | 0.12249 | 0.12249 | 0.12249 | 0.12249 | 0.12249 | 0.12249 | 0.11107 | 0.099654 | 0.096539
Large Residential, Highway Fast Charging | 0.21509 | 0.17598 | 0.13688 | 0.084733 | 0.03259 | 0.016621 | 0.00065179 | 0.013362 | 0.026072 | 0.10103 | 0.17598 | 0.28027 | 0.38456 | 0.41389 | 0.44322 | 0.45625 | 0.46929 | 0.46929 | 0.46929 | 0.45951 | 0.44974 | 0.42692 | 0.40411 | 0.39433 | 0.38456 | 0.38456 | 0.38456 | 0.39108 | 0.39759 | 0.41715 | 0.4367 | 0.47581 | 0.51492 | 0.58009 | 0.64527 | 0.64853 | 0.65179 | 0.6192 | 0.58661 | 0.55402 | 0.52143 | 0.47581 | 0.43018 | 0.40411 | 0.37804 | 0.33241 | 0.28679 | 0.25094
Large Residential, Nighttime Charging | 0.66445 | 0.70266 | 0.74086 | 0.74086 | 0.74086 | 0.74086 | 0.74086 | 0.74086 | 0.74086 | 0.74086 | 0.74086 | 0.70266 | 0.66445 | 0.53156 | 0.39867 | 0.37874 | 0.3588 | 0.31101 | 0.26323 | 0.28955 | 0.31587 | 0.32172 | 0.32757 | 0.32172 | 0.31587 | 0.30417 | 0.29247 | 0.32172 | 0.35097 | 0.33342 | 0.31587 | 0.21918 | 0.12249 | 0.094466 | 0.066445 | 0.066445 | 0.066445 | 0.066445 | 0.066445 | 0.066445 | 0.066445 | 0.066445 | 0.066445 | 0.099667 | 0.13289 | 0.19933 | 0.26578 | 0.46511
Large Residential, Vehicle to Home / Vehicle to Grid - vehicle charging | 0.093425 | 0.084083 | 0.07474 | 0.065398 | 0.056055 | 0.049827 | 0.043598 | 0.03737 | 0.031142 | 0.028028 | 0.024913 | 0.022422 | 0.019931 | 0.06846 | 0.11699 | 0.13161 | 0.14624 | 0.26591 | 0.38558 | 0.7069 | 1.0282 | 1.221 | 1.4138 | 1.5102 | 1.6066 | 1.5102 | 1.4138 | 1.221 | 1.0282 | 0.7069 | 0.38558 | 0.25404 | 0.12249 | 0.12249 | 0.12249 | 0.12249 | 0.12249 | 0.12249 | 0.12249 | 0.12249 | 0.12249 | 0.12249 | 0.12249 | 0.12249 | 0.12249 | 0.11107 | 0.099654 | 0.096539
Large Residential, Vehicle to Home - home energy system | -0.61093 | -0.52755 | -0.4293 | -0.44698 | -0.36748 | -0.37358 | -0.4227 | -0.41627 | -0.42674 | -0.44836 | -0.50335 | -0.49143 | -0.53425 | -0.47777 | -0.33874 | -0.075603 | 0.19123 | 0.72519 | 0.95151 | 1.5697 | 1.6082 | 1.6839 | 1.9676 | 1.5661 | 1.7466 | 1.775 | 1.6042 | 1.4688 | 0.73721 | 0.6207 | 0.47295 | 0.10335 | -0.080299 | -0.16163 | -0.21194 | -0.40457 | -0.59978 | -0.63909 | -0.67393 | -0.66968 | -0.66031 | -0.68569 | -0.65877 | -0.64499 | -0.63158 | -0.66421 | -0.69079 | -0.65742
Medium Residential, Convenience Charging | 0.06409 | 0.057681 | 0.051272 | 0.044863 | 0.038454 | 0.034181 | 0.029909 | 0.025636 | 0.021363 | 0.019227 | 0.017091 | 0.015382 | 0.013673 | 0.046964 | 0.080255 | 0.090287 | 0.10032 | 0.14045 | 0.18057 | 0.19863 | 0.21669 | 0.2207 | 0.22472 | 0.2207 | 0.21669 | 0.20866 | 0.20064 | 0.2207 | 0.24077 | 0.22873 | 0.21669 | 0.22873 | 0.24077 | 0.26083 | 0.28089 | 0.31099 | 0.34109 | 0.60305 | 0.86502 | 0.92681 | 0.9886 | 0.968 | 0.9474 | 0.67835 | 0.4093 | 0.23883 | 0.068363 | 0.066227
Medium Residential, Daytime Charging | 0.06409 | 0.057681 | 0.051272 | 0.044863 | 0.038454 | 0.034181 | 0.029909 | 0.025636 | 0.021363 | 0.019227 | 0.017091 | 0.015382 | 0.013673 | 0.046964 | 0.080255 | 0.090287 | 0.10032 | 0.18242 | 0.26451 | 0.48494 | 0.70537 | 0.83762 | 0.96988 | 1.036 | 1.1021 | 1.036 | 0.96988 | 0.83762 | 0.70537 | 0.48494 | 0.26451 | 0.17427 | 0.084027 | 0.084027 | 0.084027 | 0.084027 | 0.084027 | 0.084027 | 0.084027 | 0.084027 | 0.084027 | 0.084027 | 0.084027 | 0.084027 | 0.084027 | 0.076195 | 0.068363 | 0.066227
Medium Residential, Highway Fast Charging | 0.14755 | 0.12073 | 0.093898 | 0.058127 | 0.022357 | 0.011402 | 0.00044713 | 0.0091662 | 0.017885 | 0.069306 | 0.12073 | 0.19227 | 0.26381 | 0.28393 | 0.30405 | 0.31299 | 0.32194 | 0.32194 | 0.32194 | 0.31523 | 0.30852 | 0.29287 | 0.27722 | 0.27052 | 0.26381 | 0.26381 | 0.26381 | 0.26828 | 0.27275 | 0.28617 | 0.29958 | 0.32641 | 0.35324 | 0.39795 | 0.44266 | 0.4449 | 0.44713 | 0.42478 | 0.40242 | 0.38006 | 0.35771 | 0.32641 | 0.29511 | 0.27722 | 0.25934 | 0.22804 | 0.19674 | 0.17215
Medium Residential, Nighttime Charging | 0.45582 | 0.48203 | 0.50823 | 0.50823 | 0.50823 | 0.50823 | 0.50823 | 0.50823 | 0.50823 | 0.50823 | 0.50823 | 0.48203 | 0.45582 | 0.36465 | 0.27349 | 0.25982 | 0.24614 | 0.21336 | 0.18057 | 0.19863 | 0.21669 | 0.2207 | 0.22472 | 0.2207 | 0.21669 | 0.20866 | 0.20064 | 0.2207 | 0.24077 | 0.22873 | 0.21669 | 0.15036 | 0.084027 | 0.064804 | 0.045582 | 0.045582 | 0.045582 | 0.045582 | 0.045582 | 0.045582 | 0.045582 | 0.045582 | 0.045582 | 0.068372 | 0.091163 | 0.13674 | 0.18233 | 0.31907
Medium Residential, Vehicle to Home / Vehicle to Grid - vehicle charging | 0.06409 | 0.057681 | 0.051272 | 0.044863 | 0.038454 | 0.034181 | 0.029909 | 0.025636 | 0.021363 | 0.019227 | 0.017091 | 0.015382 | 0.013673 | 0.046964 | 0.080256 | 0.090287 | 0.10032 | 0.18242 | 0.26451 | 0.48494 | 0.70537 | 0.83762 | 0.96988 | 1.036 | 1.1021 | 1.036 | 0.96988 | 0.83762 | 0.70537 | 0.48494 | 0.26451 | 0.17427 | 0.084027 | 0.084027 | 0.084027 | 0.084027 | 0.084027 | 0.084027 | 0.084027 | 0.084027 | 0.084027 | 0.084027 | 0.084027 | 0.084027 | 0.084027 | 0.076195 | 0.068363 | 0.066227
Medium Residential, Vehicle to Home - home energy system | -0.61093 | -0.52755 | -0.4293 | -0.44698 | -0.36748 | -0.37358 | -0.4227 | -0.41627 | -0.42674 | -0.44836 | -0.50335 | -0.49143 | -0.53425 | -0.47777 | -0.33874 | -0.075603 | 0.19123 | 0.72519 | 0.95151 | 1.5697 | 1.6082 | 1.6839 | 1.9676 | 1.5661 | 1.7466 | 1.775 | 1.6042 | 1.4688 | 0.73721 | 0.6207 | 0.47295 | 0.10335 | -0.080299 | -0.16163 | -0.21194 | -0.40457 | -0.59978 | -0.63909 | -0.67393 | -0.66968 | -0.66031 | -0.68569 | -0.65877 | -0.64499 | -0.63158 | -0.66421 | -0.69079 | -0.65742
Small Residential, Convenience Charging | 0.044383 | 0.039945 | 0.035506 | 0.031068 | 0.02663 | 0.023671 | 0.020712 | 0.017753 | 0.014794 | 0.013315 | 0.011835 | 0.010652 | 0.0094684 | 0.032523 | 0.055578 | 0.062525 | 0.069472 | 0.097261 | 0.12505 | 0.13755 | 0.15006 | 0.15284 | 0.15562 | 0.15284 | 0.15006 | 0.1445 | 0.13894 | 0.15284 | 0.16673 | 0.1584 | 0.15006 | 0.1584 | 0.16673 | 0.18063 | 0.19452 | 0.21536 | 0.2362 | 0.41762 | 0.59903 | 0.64182 | 0.68461 | 0.67035 | 0.65609 | 0.46977 | 0.28345 | 0.16539 | 0.047342 | 0.045862
Small Residential, Daytime Charging | 0.044383 | 0.039945 | 0.035506 | 0.031068 | 0.02663 | 0.023671 | 0.020712 | 0.017753 | 0.014794 | 0.013315 | 0.011835 | 0.010652 | 0.0094684 | 0.032523 | 0.055578 | 0.062525 | 0.069472 | 0.12632 | 0.18318 | 0.33582 | 0.48847 | 0.58006 | 0.67165 | 0.71744 | 0.76324 | 0.71744 | 0.67165 | 0.58006 | 0.48847 | 0.33582 | 0.18318 | 0.12068 | 0.058189 | 0.058189 | 0.058189 | 0.058189 | 0.058189 | 0.058189 | 0.058189 | 0.058189 | 0.058189 | 0.058189 | 0.058189 | 0.058189 | 0.058189 | 0.052766 | 0.047342 | 0.045862
Small Residential, Highway Fast Charging | 0.10218 | 0.083604 | 0.065025 | 0.040254 | 0.015482 | 0.0078959 | 0.00030964 | 0.0063477 | 0.012386 | 0.047995 | 0.083604 | 0.13315 | 0.18269 | 0.19662 | 0.21056 | 0.21675 | 0.22294 | 0.22294 | 0.22294 | 0.2183 | 0.21365 | 0.20282 | 0.19198 | 0.18733 | 0.18269 | 0.18269 | 0.18269 | 0.18579 | 0.18888 | 0.19817 | 0.20746 | 0.22604 | 0.24462 | 0.27558 | 0.30655 | 0.3081 | 0.30964 | 0.29416 | 0.27868 | 0.2632 | 0.24771 | 0.22604 | 0.20436 | 0.19198 | 0.17959 | 0.15792 | 0.13624 | 0.11921
Small Residential, Nighttime Charging | 0.31566 | 0.33381 | 0.35196 | 0.35196 | 0.35196 | 0.35196 | 0.35196 | 0.35196 | 0.35196 | 0.35196 | 0.35196 | 0.33381 | 0.31566 | 0.25253 | 0.18939 | 0.17992 | 0.17045 | 0.14775 | 0.12505 | 0.13755 | 0.15006 | 0.15284 | 0.15562 | 0.15284 | 0.15006 | 0.1445 | 0.13894 | 0.15284 | 0.16673 | 0.1584 | 0.15006 | 0.10412 | 0.058189 | 0.044877 | 0.031566 | 0.031566 | 0.031566 | 0.031566 | 0.031566 | 0.031566 | 0.031566 | 0.031566 | 0.031566 | 0.047348 | 0.063131 | 0.094697 | 0.12626 | 0.22096
Small Residential, Vehicle to Home / Vehicle to Grid - vehicle charging | 0.044383 | 0.039945 | 0.035506 | 0.031068 | 0.02663 | 0.023671 | 0.020712 | 0.017753 | 0.014794 | 0.013315 | 0.011835 | 0.010652 | 0.0094684 | 0.032523 | 0.055578 | 0.062525 | 0.069472 | 0.12632 | 0.18318 | 0.33582 | 0.48847 | 0.58006 | 0.67165 | 0.71744 | 0.76324 | 0.71744 | 0.67165 | 0.58006 | 0.48847 | 0.33582 | 0.18318 | 0.12068 | 0.058189 | 0.058189 | 0.058189 | 0.058189 | 0.058189 | 0.058189 | 0.058189 | 0.058189 | 0.058189 | 0.058189 | 0.058189 | 0.058189 | 0.058189 | 0.052766 | 0.047342 | 0.045862
Small Residential, Vehicle to Home - home energy system | -0.61093 | -0.52755 | -0.4293 | -0.44698 | -0.36748 | -0.37358 | -0.4227 | -0.41627 | -0.42674 | -0.44836 | -0.50335 | -0.49143 | -0.53425 | -0.47777 | -0.33874 | -0.075603 | 0.19123 | 0.72519 | 0.95151 | 1.5697 | 1.6082 | 1.6839 | 1.9676 | 1.5661 | 1.7466 | 1.775 | 1.6042 | 1.4688 | 0.73721 | 0.6207 | 0.47295 | 0.10335 | -0.080299 | -0.16163 | -0.21194 | -0.40457 | -0.59978 | -0.63909 | -0.67393 | -0.66968 | -0.66031 | -0.68569 | -0.65877 | -0.64499 | -0.63158 | -0.66421 | -0.69079 | -0.65742
Queensland
| 0:00 | 0:30 | 1:00 | 1:30 | 2:00 | 2:30 | 3:00 | 3:30 | 4:00 | 4:30 | 5:00 | 5:30 | 6:00 | 6:30 | 7:00 | 7:30 | 8:00 | 8:30 | 9:00 | 9:30 | 10:00 | 10:30 | 11:00 | 11:30 | 12:00 | 12:30 | 13:00 | 13:30 | 14:00 | 14:30 | 15:00 | 15:30 | 16:00 | 16:30 | 17:00 | 17:30 | 18:00 | 18:30 | 19:00 | 19:30 | 20:00 | 20:30 | 21:00 | 21:30 | 22:00 | 22:30 | 23:00 | 23:30
Bus, Convenience Charging | 4.1139 | 4.7995 | 5.4852 | 5.828 | 6.1708 | 6.1023 | 6.0337 | 6.0063 | 5.9789 | 5.9514 | 5.924 | 5.8966 | 5.8692 | 5.8417 | 5.8143 | 4.4156 | 3.0169 | 2.8797 | 2.7426 | 2.3998 | 2.0569 | 1.7141 | 1.3713 | 1.1999 | 1.0285 | 0.99419 | 0.95991 | 1.3713 | 1.7827 | 1.7484 | 1.7141 | 1.6456 | 1.577 | 1.4741 | 1.3713 | 1.1999 | 1.0285 | 0.85706 | 0.68565 | 0.85706 | 1.0285 | 1.5427 | 2.0569 | 2.3998 | 2.7426 | 3.0854 | 3.4282 | 3.7711
Bus, Daytime Charging | 4.1139 | 4.7995 | 5.4852 | 5.828 | 6.1708 | 6.1023 | 6.0337 | 6.0063 | 5.9789 | 5.9514 | 5.924 | 3.4127 | 0.90146 | 0.72226 | 0.54306 | 0.61094 | 0.67882 | 1.2343 | 1.7899 | 3.2814 | 4.773 | 5.6679 | 6.5628 | 7.0103 | 7.4577 | 7.0103 | 6.5628 | 5.6679 | 4.773 | 3.2814 | 1.7899 | 1.1792 | 0.56858 | 0.56858 | 0.56858 | 0.56858 | 0.56858 | 0.56858 | 0.56858 | 0.56858 | 0.56858 | 0.56858 | 0.56858 | 0.56858 | 0.56858 | 0.51558 | 0.46259 | 2.2882
Bus, Highway Fast Charging | 1.803 | 1.4751 | 1.1473 | 0.71026 | 0.27318 | 0.13932 | 0.0054635 | 0.112 | 0.21854 | 0.84684 | 1.4751 | 2.3493 | 3.2235 | 3.4693 | 3.7152 | 3.8245 | 3.9337 | 3.9337 | 3.9337 | 3.8518 | 3.7698 | 3.5786 | 3.3874 | 3.3054 | 3.2235 | 3.2235 | 3.2235 | 3.2781 | 3.3327 | 3.4966 | 3.6606 | 3.9884 | 4.3162 | 4.8625 | 5.4089 | 5.4362 | 5.4635 | 5.1903 | 4.9172 | 4.644 | 4.3708 | 3.9884 | 3.6059 | 3.3874 | 3.1688 | 2.7864 | 2.4039 | 2.1035
Bus, Nighttime Charging | 2.8612 | 5.3648 | 7.8684 | 7.8684 | 7.8684 | 7.8684 | 7.8684 | 7.8684 | 7.8684 | 7.8684 | 7.8684 | 6.0801 | 4.2918 | 4.2918 | 4.2918 | 4.2918 | 4.2918 | 3.9342 | 3.5765 | 3.2189 | 2.8612 | 1.842 | 0.82278 | 0.71993 | 0.61708 | 0.59651 | 0.57594 | 0.82278 | 1.0696 | 1.049 | 1.0285 | 0.98733 | 0.94619 | 0.88449 | 0.82278 | 0.71993 | 0.61708 | 0.51424 | 0.41139 | 0.51424 | 0.61708 | 0.92563 | 1.2342 | 1.4399 | 1.6456 | 1.8513 | 2.0569 | 2.4591
Articulated Truck, Convenience Charging | 23.2725 | 27.1512 | 31.0299 | 32.9693 | 34.9087 | 34.5208 | 34.133 | 33.9778 | 33.8226 | 33.6675 | 33.5123 | 33.3572 | 33.202 | 33.0469 | 32.8918 | 24.9791 | 17.0665 | 16.2907 | 15.515 | 13.5756 | 11.6362 | 9.6969 | 7.7575 | 6.7878 | 5.8181 | 5.6242 | 5.4302 | 7.7575 | 10.0847 | 9.8908 | 9.6969 | 9.309 | 8.9211 | 8.3393 | 7.7575 | 6.7878 | 5.8181 | 4.8484 | 3.8787 | 4.8484 | 5.8181 | 8.7272 | 11.6362 | 13.5756 | 15.515 | 17.4543 | 19.3937 | 21.3331
Articulated Truck, Daytime Charging | 16.3799 | 23.7049 | 31.0299 | 32.9693 | 34.9087 | 34.5208 | 34.1329 | 33.9778 | 33.8226 | 33.6675 | 33.5123 | 19.3831 | 5.2539 | 4.2095 | 3.1651 | 3.5607 | 3.9563 | 7.194 | 10.4316 | 19.1246 | 27.8177 | 33.0335 | 38.2493 | 40.8572 | 43.4651 | 40.8572 | 38.2493 | 33.0335 | 27.8177 | 19.1246 | 10.4316 | 6.8727 | 3.3138 | 3.3138 | 3.3138 | 3.3138 | 3.3138 | 3.3138 | 3.3138 | 3.3138 | 3.3138 | 3.3138 | 3.3138 | 3.3138 | 3.3138 | 3.0049 | 2.696 | 9.538
Articulated Truck, Highway Fast Charging | 10.1994 | 8.345 | 6.4905 | 4.018 | 1.5454 | 0.78814 | 0.030907 | 0.6336 | 1.2363 | 4.7906 | 8.345 | 13.2902 | 18.2353 | 19.6262 | 21.017 | 21.6351 | 22.2533 | 22.2533 | 22.2533 | 21.7897 | 21.3261 | 20.2443 | 19.1626 | 18.6989 | 18.2353 | 18.2353 | 18.2353 | 18.5444 | 18.8535 | 19.7807 | 20.7079 | 22.5624 | 24.4168 | 27.5075 | 30.5983 | 30.7528 | 30.9073 | 29.362 | 27.8166 | 26.2712 | 24.7259 | 22.5624 | 20.3989 | 19.1626 | 17.9263 | 15.7627 | 13.5992 | 11.8993
Articulated Truck, Nighttime Charging | 16.1861 | 30.3489 | 44.5117 | 44.5117 | 44.5117 | 44.5117 | 44.5117 | 44.5117 | 44.5117 | 44.5117 | 44.5117 | 34.3954 | 24.2791 | 24.2791 | 24.2791 | 24.2791 | 24.2791 | 22.2559 | 20.2326 | 18.2093 | 16.1861 | 10.4203 | 4.6545 | 4.0727 | 3.4909 | 3.3745 | 3.2581 | 4.6545 | 6.0508 | 5.9345 | 5.8181 | 5.5854 | 5.3527 | 5.0036 | 4.6545 | 4.0727 | 3.4909 | 2.9091 | 2.3272 | 2.9091 | 3.4909 | 5.2363 | 6.9817 | 8.1454 | 9.309 | 10.4726 | 11.6362 | 13.9112
Large Light Commercial, Convenience Charging | 0.10274 | 0.095662 | 0.08858 | 0.077507 | 0.066435 | 0.057723 | 0.049011 | 0.052269 | 0.055528 | 0.061146 | 0.066765 | 0.072856 | 0.078947 | 0.14367 | 0.20839 | 0.27932 | 0.35025 | 0.4345 | 0.51874 | 0.55466 | 0.59057 | 0.61096 | 0.63136 | 0.61894 | 0.60653 | 0.59766 | 0.58879 | 0.6349 | 0.68102 | 0.69963 | 0.71825 | 0.70761 | 0.69697 | 0.69521 | 0.69344 | 0.66286 | 0.63228 | 0.88986 | 1.1474 | 1.1838 | 1.2202 | 1.1735 | 1.1268 | 0.82146 | 0.51616 | 0.31979 | 0.12343 | 0.11309
Large Light Commercial, Daytime Charging | 0.10274 | 0.095662 | 0.08858 | 0.077507 | 0.066435 | 0.057723 | 0.049012 | 0.05227 | 0.055527 | 0.061146 | 0.066765 | 0.072856 | 0.078947 | 0.14367 | 0.20839 | 0.27932 | 0.35025 | 0.4345 | 0.51874 | 0.91393 | 1.3091 | 1.5546 | 1.8 | 1.9228 | 2.0455 | 1.9228 | 1.8 | 1.5546 | 1.3091 | 0.90001 | 0.49092 | 0.32343 | 0.15595 | 0.15595 | 0.15595 | 0.15595 | 0.15595 | 0.15595 | 0.15595 | 0.15595 | 0.15595 | 0.15595 | 0.15595 | 0.15595 | 0.15595 | 0.14141 | 0.12688 | 0.11481
Large Light Commercial, Highway Fast Charging | 0.28169 | 0.23047 | 0.17926 | 0.11097 | 0.04268 | 0.021767 | 0.0008536 | 0.017499 | 0.034144 | 0.13231 | 0.23047 | 0.36705 | 0.50362 | 0.54203 | 0.58045 | 0.59752 | 0.61459 | 0.61459 | 0.61459 | 0.60179 | 0.58898 | 0.55911 | 0.52923 | 0.51643 | 0.50362 | 0.50362 | 0.50362 | 0.51216 | 0.52069 | 0.5463 | 0.57191 | 0.62313 | 0.67434 | 0.7597 | 0.84506 | 0.84933 | 0.8536 | 0.81092 | 0.76824 | 0.72556 | 0.68288 | 0.62313 | 0.56337 | 0.52923 | 0.49509 | 0.43534 | 0.37558 | 0.32864
Large Light Commercial, Nighttime Charging | 0.73073 | 0.78044 | 0.83015 | 0.83015 | 0.83015 | 0.83015 | 0.83015 | 0.83015 | 0.83015 | 0.83015 | 0.83015 | 0.7186 | 0.60705 | 0.60705 | 0.60705 | 0.47865 | 0.35025 | 0.4345 | 0.51874 | 0.55466 | 0.59057 | 0.61096 | 0.63136 | 0.61894 | 0.60653 | 0.50342 | 0.40031 | 0.33226 | 0.2642 | 0.21929 | 0.17437 | 0.17179 | 0.16921 | 0.16921 | 0.16921 | 0.16921 | 0.16921 | 0.16921 | 0.16921 | 0.16921 | 0.16921 | 0.20467 | 0.24014 | 0.30017 | 0.3602 | 0.42024 | 0.48027 | 0.6055
Medium Light Commercial, Convenience Charging | 0.0701 | 0.065268 | 0.060436 | 0.052881 | 0.045327 | 0.039383 | 0.033439 | 0.035662 | 0.037885 | 0.041719 | 0.045552 | 0.049708 | 0.053864 | 0.09802 | 0.14218 | 0.19057 | 0.23897 | 0.29645 | 0.35392 | 0.37843 | 0.40293 | 0.41685 | 0.43076 | 0.42229 | 0.41382 | 0.40777 | 0.40172 | 0.43318 | 0.46464 | 0.47734 | 0.49004 | 0.48278 | 0.47553 | 0.47432 | 0.47312 | 0.45225 | 0.43139 | 0.60713 | 0.78287 | 0.80768 | 0.83249 | 0.80063 | 0.76877 | 0.56046 | 0.35216 | 0.21819 | 0.08421 | 0.077155
Medium Light Commercial, Daytime Charging | 0.0701 | 0.065268 | 0.060436 | 0.052881 | 0.045327 | 0.039383 | 0.033439 | 0.035662 | 0.037885 | 0.041719 | 0.045552 | 0.049708 | 0.053864 | 0.09802 | 0.14218 | 0.19057 | 0.23897 | 0.29645 | 0.35392 | 0.62355 | 0.89317 | 1.0606 | 1.2281 | 1.3118 | 1.3956 | 1.3118 | 1.2281 | 1.0606 | 0.89317 | 0.61406 | 0.33494 | 0.22067 | 0.1064 | 0.1064 | 0.1064 | 0.1064 | 0.1064 | 0.1064 | 0.1064 | 0.1064 | 0.1064 | 0.1064 | 0.1064 | 0.1064 | 0.1064 | 0.096482 | 0.086565 | 0.078332
Medium Light Commercial, Highway Fast Charging | 0.19219 | 0.15724 | 0.1223 | 0.07571 | 0.029119 | 0.014851 | 0.00058239 | 0.011939 | 0.023296 | 0.09027 | 0.15724 | 0.25043 | 0.34361 | 0.36982 | 0.39602 | 0.40767 | 0.41932 | 0.41932 | 0.41932 | 0.41058 | 0.40185 | 0.38146 | 0.36108 | 0.35234 | 0.34361 | 0.34361 | 0.34361 | 0.34943 | 0.35526 | 0.37273 | 0.3902 | 0.42514 | 0.46009 | 0.51833 | 0.57656 | 0.57948 | 0.58239 | 0.55327 | 0.52415 | 0.49503 | 0.46591 | 0.42514 | 0.38438 | 0.36108 | 0.33779 | 0.29702 | 0.25625 | 0.22422
Medium Light Commercial, Nighttime Charging | 0.49856 | 0.53247 | 0.56639 | 0.56639 | 0.56639 | 0.56639 | 0.56639 | 0.56639 | 0.56639 | 0.56639 | 0.56639 | 0.49028 | 0.41418 | 0.41418 | 0.41418 | 0.32657 | 0.23897 | 0.29645 | 0.35392 | 0.37843 | 0.40293 | 0.41685 | 0.43076 | 0.42229 | 0.41382 | 0.34347 | 0.27312 | 0.22669 | 0.18026 | 0.14962 | 0.11897 | 0.11721 | 0.11545 | 0.11545 | 0.11545 | 0.11545 | 0.11545 | 0.11545 | 0.11545 | 0.11545 | 0.11545 | 0.13964 | 0.16384 | 0.2048 | 0.24576 | 0.28672 | 0.32768 | 0.41312
Small Light Commercial, Convenience Charging | 0.048967 | 0.045592 | 0.042216 | 0.036939 | 0.031662 | 0.02751 | 0.023358 | 0.024911 | 0.026464 | 0.029142 | 0.03182 | 0.034722 | 0.037625 | 0.06847 | 0.099314 | 0.13312 | 0.16693 | 0.20708 | 0.24723 | 0.26434 | 0.28146 | 0.29118 | 0.3009 | 0.29498 | 0.28907 | 0.28484 | 0.28061 | 0.30259 | 0.32456 | 0.33344 | 0.34231 | 0.33724 | 0.33217 | 0.33133 | 0.33049 | 0.31591 | 0.30134 | 0.4241 | 0.54686 | 0.56419 | 0.58152 | 0.55926 | 0.53701 | 0.3915 | 0.24599 | 0.15241 | 0.058823 | 0.053895
Small Light Commercial, Daytime Charging | 0.048967 | 0.045591 | 0.042216 | 0.036939 | 0.031662 | 0.02751 | 0.023358 | 0.024911 | 0.026464 | 0.029142 | 0.03182 | 0.034722 | 0.037625 | 0.06847 | 0.099314 | 0.13312 | 0.16693 | 0.20708 | 0.24723 | 0.43557 | 0.62391 | 0.74089 | 0.85787 | 0.91636 | 0.97485 | 0.91636 | 0.85787 | 0.74089 | 0.62391 | 0.42894 | 0.23396 | 0.15414 | 0.074323 | 0.074323 | 0.074323 | 0.074323 | 0.074323 | 0.074323 | 0.074323 | 0.074323 | 0.074323 | 0.074323 | 0.074323 | 0.074323 | 0.074323 | 0.067395 | 0.060468 | 0.054717
Small Light Commercial, Highway Fast Charging | 0.13425 | 0.10984 | 0.085431 | 0.052886 | 0.020341 | 0.010374 | 0.00040682 | 0.0083397 | 0.016273 | 0.063056 | 0.10984 | 0.17493 | 0.24002 | 0.25833 | 0.27663 | 0.28477 | 0.29291 | 0.29291 | 0.29291 | 0.2868 | 0.2807 | 0.26646 | 0.25223 | 0.24612 | 0.24002 | 0.24002 | 0.24002 | 0.24409 | 0.24816 | 0.26036 | 0.27257 | 0.29698 | 0.32138 | 0.36207 | 0.40275 | 0.40478 | 0.40682 | 0.38647 | 0.36613 | 0.34579 | 0.32545 | 0.29698 | 0.2685 | 0.25223 | 0.23595 | 0.20748 | 0.179 | 0.15662
Small Light Commercial, Nighttime Charging | 0.34826 | 0.37195 | 0.39564 | 0.39564 | 0.39564 | 0.39564 | 0.39564 | 0.39564 | 0.39564 | 0.39564 | 0.39564 | 0.34248 | 0.28931 | 0.28931 | 0.28931 | 0.22812 | 0.16693 | 0.20708 | 0.24723 | 0.26434 | 0.28146 | 0.29118 | 0.3009 | 0.29498 | 0.28907 | 0.23992 | 0.19078 | 0.15835 | 0.12592 | 0.10451 | 0.083105 | 0.081875 | 0.080644 | 0.080644 | 0.080644 | 0.080644 | 0.080644 | 0.080644 | 0.080644 | 0.080644 | 0.080644 | 0.097545 | 0.11445 | 0.14306 | 0.17167 | 0.20028 | 0.22889 | 0.28858
Rigid Truck, Convenience Charging | 3.011 | 3.5128 | 4.0147 | 4.2656 | 4.5165 | 4.4663 | 4.4161 | 4.3961 | 4.376 | 4.3559 | 4.3358 | 4.3158 | 4.2957 | 4.2756 | 4.2556 | 3.2318 | 2.2081 | 2.1077 | 2.0073 | 1.7564 | 1.5055 | 1.2546 | 1.0037 | 0.87821 | 0.75275 | 0.72766 | 0.70257 | 1.0037 | 1.3048 | 1.2797 | 1.2546 | 1.2044 | 1.1542 | 1.0789 | 1.0037 | 0.87821 | 0.75275 | 0.62729 | 0.50183 | 0.62729 | 0.75275 | 1.1291 | 1.5055 | 1.7564 | 2.0073 | 2.2583 | 2.5092 | 2.7601
Rigid Truck, Daytime Charging | 0.75275 | 0.87821 | 1.0037 | 1.0664 | 1.1291 | 1.1166 | 1.104 | 1.099 | 1.094 | 1.089 | 1.084 | 1.0789 | 1.0739 | 0.86044 | 0.64696 | 0.72783 | 0.8087 | 1.4705 | 2.1323 | 3.9092 | 5.6861 | 6.7523 | 7.8184 | 8.3515 | 8.8846 | 8.3515 | 7.8184 | 6.7523 | 5.6861 | 3.9092 | 2.1323 | 1.4048 | 0.67736 | 0.67736 | 0.67736 | 0.67736 | 0.67736 | 0.67736 | 0.67736 | 0.67736 | 0.67736 | 0.67736 | 0.67736 | 0.67736 | 0.67736 | 0.61422 | 0.55109 | 0.65192
Rigid Truck, Highway Fast Charging | 1.3196 | 1.0797 | 0.83975 | 0.51985 | 0.19994 | 0.10197 | 0.0039988 | 0.081976 | 0.15995 | 0.61982 | 1.0797 | 1.7195 | 2.3593 | 2.5392 | 2.7192 | 2.7992 | 2.8791 | 2.8791 | 2.8791 | 2.8192 | 2.7592 | 2.6192 | 2.4793 | 2.4193 | 2.3593 | 2.3593 | 2.3593 | 2.3993 | 2.4393 | 2.5592 | 2.6792 | 2.9191 | 3.1591 | 3.5589 | 3.9588 | 3.9788 | 3.9988 | 3.7989 | 3.5989 | 3.399 | 3.199 | 2.9191 | 2.6392 | 2.4793 | 2.3193 | 2.0394 | 1.7595 | 1.5395
Rigid Truck, Nighttime Charging | 2.0942 | 3.9266 | 5.759 | 5.759 | 5.759 | 5.759 | 5.759 | 5.759 | 5.759 | 5.759 | 5.759 | 4.4501 | 3.1412 | 3.1412 | 3.1412 | 3.1412 | 3.1412 | 2.8795 | 2.6177 | 2.3559 | 2.0942 | 1.3482 | 0.6022 | 0.52693 | 0.45165 | 0.4366 | 0.42154 | 0.6022 | 0.78286 | 0.76781 | 0.75275 | 0.72264 | 0.69253 | 0.64737 | 0.6022 | 0.52693 | 0.45165 | 0.37638 | 0.3011 | 0.37638 | 0.45165 | 0.67748 | 0.9033 | 1.0539 | 1.2044 | 1.355 | 1.5055 | 1.7998
Large Residential, Convenience Charging | 0.096918 | 0.087226 | 0.077534 | 0.067842 | 0.058151 | 0.051689 | 0.045228 | 0.038767 | 0.032306 | 0.029075 | 0.025845 | 0.02326 | 0.020676 | 0.071019 | 0.12136 | 0.13653 | 0.1517 | 0.21239 | 0.27307 | 0.30037 | 0.32768 | 0.33375 | 0.33982 | 0.33375 | 0.32768 | 0.31554 | 0.30341 | 0.33375 | 0.36409 | 0.34588 | 0.32768 | 0.34588 | 0.36409 | 0.39443 | 0.42477 | 0.47028 | 0.51579 | 0.91194 | 1.3081 | 1.4015 | 1.495 | 1.4638 | 1.4327 | 1.0258 | 0.61895 | 0.36117 | 0.10338 | 0.10015
Large Residential, Daytime Charging | 0.096918 | 0.087226 | 0.077534 | 0.067842 | 0.058151 | 0.051689 | 0.045228 | 0.038767 | 0.032306 | 0.029075 | 0.025845 | 0.02326 | 0.020676 | 0.071019 | 0.12136 | 0.13653 | 0.1517 | 0.27585 | 0.4 | 0.73333 | 1.0667 | 1.2667 | 1.4667 | 1.5667 | 1.6667 | 1.5667 | 1.4667 | 1.2667 | 1.0667 | 0.73333 | 0.4 | 0.26353 | 0.12707 | 0.12707 | 0.12707 | 0.12707 | 0.12707 | 0.12707 | 0.12707 | 0.12707 | 0.12707 | 0.12707 | 0.12707 | 0.12707 | 0.12707 | 0.11522 | 0.10338 | 0.10015
Large Residential, Highway Fast Charging | 0.22313 | 0.18256 | 0.14199 | 0.087901 | 0.033808 | 0.017242 | 0.00067616 | 0.013861 | 0.027046 | 0.1048 | 0.18256 | 0.29075 | 0.39893 | 0.42936 | 0.45979 | 0.47331 | 0.48683 | 0.48683 | 0.48683 | 0.47669 | 0.46655 | 0.44288 | 0.41922 | 0.40908 | 0.39893 | 0.39893 | 0.39893 | 0.40569 | 0.41246 | 0.43274 | 0.45303 | 0.4936 | 0.53416 | 0.60178 | 0.6694 | 0.67278 | 0.67616 | 0.64235 | 0.60854 | 0.57473 | 0.54093 | 0.4936 | 0.44626 | 0.41922 | 0.39217 | 0.34484 | 0.29751 | 0.26032
Large Residential, Nighttime Charging | 0.68929 | 0.72892 | 0.76856 | 0.76856 | 0.76856 | 0.76856 | 0.76856 | 0.76856 | 0.76856 | 0.76856 | 0.76856 | 0.72892 | 0.68929 | 0.55143 | 0.41357 | 0.39289 | 0.37222 | 0.32264 | 0.27307 | 0.30037 | 0.32768 | 0.33375 | 0.33982 | 0.33375 | 0.32768 | 0.31554 | 0.30341 | 0.33375 | 0.36409 | 0.34588 | 0.32768 | 0.22737 | 0.12707 | 0.097997 | 0.068929 | 0.068929 | 0.068929 | 0.068929 | 0.068929 | 0.068929 | 0.068929 | 0.068929 | 0.068929 | 0.10339 | 0.13786 | 0.20679 | 0.27572 | 0.4825
Large Residential, Vehicle to Home / Vehicle to Grid - vehicle charging | 0.096918 | 0.087226 | 0.077534 | 0.067842 | 0.058151 | 0.051689 | 0.045228 | 0.038767 | 0.032306 | 0.029075 | 0.025845 | 0.02326 | 0.020676 | 0.071019 | 0.12136 | 0.13653 | 0.1517 | 0.27585 | 0.4 | 0.73333 | 1.0667 | 1.2667 | 1.4667 | 1.5667 | 1.6667 | 1.5667 | 1.4667 | 1.2667 | 1.0667 | 0.73333 | 0.4 | 0.26353 | 0.12707 | 0.12707 | 0.12707 | 0.12707 | 0.12707 | 0.12707 | 0.12707 | 0.12707 | 0.12707 | 0.12707 | 0.12707 | 0.12707 | 0.12707 | 0.11522 | 0.10338 | 0.10015
Large Residential, Vehicle to Home - home energy system | -0.55264 | -0.45102 | -0.37836 | -0.3932 | -0.33724 | -0.35812 | -0.42674 | -0.43222 | -0.45558 | -0.47734 | -0.53124 | -0.51361 | -0.54624 | -0.45433 | 0.10223 | 0.5305 | 1.2074 | 1.2798 | 1.2153 | 2.176 | 1.5936 | 1.1536 | 1.7856 | 1.4438 | 1.078 | 1.0697 | 0.71181 | 0.76892 | 0.85679 | 0.49918 | 0.57823 | 0.12543 | -0.058282 | -0.17367 | -0.22494 | -0.42656 | -0.63309 | -0.66777 | -0.70294 | -0.69432 | -0.66677 | -0.68433 | -0.64779 | -0.63192 | -0.60822 | -0.63201 | -0.65059 | -0.61761
Medium Residential, Convenience Charging | 0.066486 | 0.059837 | 0.053189 | 0.04654 | 0.039892 | 0.035459 | 0.031027 | 0.026594 | 0.022162 | 0.019946 | 0.01773 | 0.015957 | 0.014184 | 0.04872 | 0.083256 | 0.093663 | 0.10407 | 0.1457 | 0.18733 | 0.20606 | 0.22479 | 0.22895 | 0.23312 | 0.22895 | 0.22479 | 0.21646 | 0.20814 | 0.22895 | 0.24977 | 0.23728 | 0.22479 | 0.23728 | 0.24977 | 0.27058 | 0.29139 | 0.32262 | 0.35384 | 0.6256 | 0.89736 | 0.96146 | 1.0256 | 1.0042 | 0.98282 | 0.70371 | 0.4246 | 0.24776 | 0.070919 | 0.068702
Medium Residential, Daytime Charging | 0.066486 | 0.059837 | 0.053189 | 0.04654 | 0.039892 | 0.035459 | 0.031027 | 0.026594 | 0.022162 | 0.019946 | 0.01773 | 0.015957 | 0.014184 | 0.04872 | 0.083256 | 0.093663 | 0.10407 | 0.18924 | 0.2744 | 0.50307 | 0.73173 | 0.86894 | 1.0061 | 1.0747 | 1.1433 | 1.0747 | 1.0061 | 0.86894 | 0.73173 | 0.50307 | 0.2744 | 0.18078 | 0.087168 | 0.087168 | 0.087168 | 0.087168 | 0.087168 | 0.087168 | 0.087168 | 0.087168 | 0.087168 | 0.087168 | 0.087168 | 0.087168 | 0.087168 | 0.079043 | 0.070918 | 0.068702
Medium Residential, Highway Fast Charging | 0.15307 | 0.12524 | 0.097408 | 0.0603 | 0.023192 | 0.011828 | 0.00046385 | 0.0095089 | 0.018554 | 0.071896 | 0.12524 | 0.19945 | 0.27367 | 0.29454 | 0.31542 | 0.32469 | 0.33397 | 0.33397 | 0.33397 | 0.32701 | 0.32006 | 0.30382 | 0.28759 | 0.28063 | 0.27367 | 0.27367 | 0.27367 | 0.27831 | 0.28295 | 0.29686 | 0.31078 | 0.33861 | 0.36644 | 0.41282 | 0.45921 | 0.46153 | 0.46385 | 0.44066 | 0.41746 | 0.39427 | 0.37108 | 0.33861 | 0.30614 | 0.28759 | 0.26903 | 0.23656 | 0.20409 | 0.17858
Medium Residential, Nighttime Charging | 0.47286 | 0.50004 | 0.52723 | 0.52723 | 0.52723 | 0.52723 | 0.52723 | 0.52723 | 0.52723 | 0.52723 | 0.52723 | 0.50004 | 0.47286 | 0.37828 | 0.28371 | 0.26953 | 0.25534 | 0.22133 | 0.18733 | 0.20606 | 0.22479 | 0.22895 | 0.23312 | 0.22895 | 0.22479 | 0.21646 | 0.20814 | 0.22895 | 0.24977 | 0.23728 | 0.22479 | 0.15598 | 0.087168 | 0.067227 | 0.047286 | 0.047286 | 0.047286 | 0.047286 | 0.047286 | 0.047286 | 0.047286 | 0.047286 | 0.047286 | 0.070928 | 0.094571 | 0.14186 | 0.18914 | 0.331
Medium Residential, Vehicle to Home / Vehicle to Grid - vehicle charging | 0.066486 | 0.059837 | 0.053189 | 0.04654 | 0.039892 | 0.035459 | 0.031027 | 0.026594 | 0.022162 | 0.019946 | 0.01773 | 0.015957 | 0.014184 | 0.04872 | 0.083256 | 0.093663 | 0.10407 | 0.18924 | 0.2744 | 0.50307 | 0.73174 | 0.86894 | 1.0061 | 1.0747 | 1.1433 | 1.0747 | 1.0061 | 0.86894 | 0.73174 | 0.50307 | 0.2744 | 0.18078 | 0.087168 | 0.087168 | 0.087168 | 0.087168 | 0.087168 | 0.087168 | 0.087168 | 0.087168 | 0.087168 | 0.087168 | 0.087168 | 0.087168 | 0.087168 | 0.079043 | 0.070919 | 0.068702
Medium Residential, Vehicle to Home - home energy system | -0.55264 | -0.45102 | -0.37836 | -0.3932 | -0.33724 | -0.35812 | -0.42674 | -0.43222 | -0.45558 | -0.47734 | -0.53124 | -0.51361 | -0.54624 | -0.45433 | 0.10223 | 0.5305 | 1.2074 | 1.2798 | 1.2153 | 2.176 | 1.5936 | 1.1536 | 1.7856 | 1.4438 | 1.078 | 1.0697 | 0.71181 | 0.76892 | 0.85679 | 0.49918 | 0.57823 | 0.12543 | -0.058281 | -0.17367 | -0.22494 | -0.42656 | -0.63309 | -0.66777 | -0.70294 | -0.69432 | -0.66677 | -0.68433 | -0.64779 | -0.63192 | -0.60822 | -0.63201 | -0.65059 | -0.61761
Small Residential, Convenience Charging | 0.046042 | 0.041438 | 0.036834 | 0.03223 | 0.027625 | 0.024556 | 0.021486 | 0.018417 | 0.015347 | 0.013813 | 0.012278 | 0.01105 | 0.0098223 | 0.033739 | 0.057655 | 0.064862 | 0.072069 | 0.1009 | 0.12972 | 0.1427 | 0.15567 | 0.15855 | 0.16143 | 0.15855 | 0.15567 | 0.1499 | 0.14414 | 0.15855 | 0.17297 | 0.16432 | 0.15567 | 0.16432 | 0.17297 | 0.18738 | 0.20179 | 0.22341 | 0.24503 | 0.43323 | 0.62143 | 0.66582 | 0.7102 | 0.69541 | 0.68061 | 0.48733 | 0.29404 | 0.17158 | 0.049112 | 0.047577
Small Residential, Daytime Charging | 0.046042 | 0.041438 | 0.036834 | 0.03223 | 0.027625 | 0.024556 | 0.021486 | 0.018417 | 0.015347 | 0.013813 | 0.012278 | 0.01105 | 0.0098223 | 0.033739 | 0.057655 | 0.064862 | 0.072069 | 0.13105 | 0.19002 | 0.34838 | 0.50673 | 0.60175 | 0.69676 | 0.74426 | 0.79177 | 0.74426 | 0.69676 | 0.60175 | 0.50673 | 0.34838 | 0.19002 | 0.12519 | 0.060365 | 0.060365 | 0.060365 | 0.060365 | 0.060365 | 0.060365 | 0.060365 | 0.060365 | 0.060365 | 0.060365 | 0.060365 | 0.060365 | 0.060365 | 0.054738 | 0.049112 | 0.047577
Small Residential, Highway Fast Charging | 0.106 | 0.086729 | 0.067456 | 0.041758 | 0.016061 | 0.0081911 | 0.00032122 | 0.006585 | 0.012849 | 0.049789 | 0.086729 | 0.13812 | 0.18952 | 0.20397 | 0.21843 | 0.22485 | 0.23128 | 0.23128 | 0.23128 | 0.22646 | 0.22164 | 0.2104 | 0.19916 | 0.19434 | 0.18952 | 0.18952 | 0.18952 | 0.19273 | 0.19594 | 0.20558 | 0.21522 | 0.23449 | 0.25376 | 0.28588 | 0.31801 | 0.31961 | 0.32122 | 0.30516 | 0.2891 | 0.27304 | 0.25698 | 0.23449 | 0.212 | 0.19916 | 0.18631 | 0.16382 | 0.14134 | 0.12367
Small Residential, Nighttime Charging | 0.32746 | 0.34629 | 0.36511 | 0.36511 | 0.36511 | 0.36511 | 0.36511 | 0.36511 | 0.36511 | 0.36511 | 0.36511 | 0.34629 | 0.32746 | 0.26197 | 0.19647 | 0.18665 | 0.17683 | 0.15328 | 0.12972 | 0.1427 | 0.15567 | 0.15855 | 0.16143 | 0.15855 | 0.15567 | 0.1499 | 0.14414 | 0.15855 | 0.17297 | 0.16432 | 0.15567 | 0.10802 | 0.060365 | 0.046555 | 0.032746 | 0.032746 | 0.032746 | 0.032746 | 0.032746 | 0.032746 | 0.032746 | 0.032746 | 0.032746 | 0.049119 | 0.065491 | 0.098237 | 0.13098 | 0.22922
Small Residential, Vehicle to Home / Vehicle to Grid - vehicle charging | 0.046042 | 0.041438 | 0.036834 | 0.03223 | 0.027625 | 0.024556 | 0.021486 | 0.018417 | 0.015347 | 0.013813 | 0.012278 | 0.01105 | 0.0098223 | 0.033739 | 0.057655 | 0.064862 | 0.072069 | 0.13105 | 0.19002 | 0.34838 | 0.50673 | 0.60175 | 0.69676 | 0.74426 | 0.79177 | 0.74426 | 0.69676 | 0.60175 | 0.50673 | 0.34838 | 0.19002 | 0.12519 | 0.060365 | 0.060365 | 0.060365 | 0.060365 | 0.060365 | 0.060365 | 0.060365 | 0.060365 | 0.060365 | 0.060365 | 0.060365 | 0.060365 | 0.060365 | 0.054738 | 0.049112 | 0.047577
Small Residential, Vehicle to Home - home energy system | -0.55264 | -0.45102 | -0.37836 | -0.3932 | -0.33724 | -0.35812 | -0.42674 | -0.43222 | -0.45558 | -0.47734 | -0.53124 | -0.51361 | -0.54624 | -0.45433 | 0.10223 | 0.5305 | 1.2074 | 1.2798 | 1.2153 | 2.176 | 1.5936 | 1.1536 | 1.7856 | 1.4438 | 1.078 | 1.0697 | 0.71181 | 0.76892 | 0.85679 | 0.49918 | 0.57823 | 0.12543 | -0.058281 | -0.17367 | -0.22494 | -0.42656 | -0.63309 | -0.66777 | -0.70294 | -0.69432 | -0.66677 | -0.68433 | -0.64779 | -0.63192 | -0.60822 | -0.63201 | -0.65059 | -0.61761
South Australia
| 0:00 | 0:30 | 1:00 | 1:30 | 2:00 | 2:30 | 3:00 | 3:30 | 4:00 | 4:30 | 5:00 | 5:30 | 6:00 | 6:30 | 7:00 | 7:30 | 8:00 | 8:30 | 9:00 | 9:30 | 10:00 | 10:30 | 11:00 | 11:30 | 12:00 | 12:30 | 13:00 | 13:30 | 14:00 | 14:30 | 15:00 | 15:30 | 16:00 | 16:30 | 17:00 | 17:30 | 18:00 | 18:30 | 19:00 | 19:30 | 20:00 | 20:30 | 21:00 | 21:30 | 22:00 | 22:30 | 23:00 | 23:30
Bus, Convenience Charging | 4.0186 | 4.6884 | 5.3581 | 5.693 | 6.0279 | 5.9609 | 5.8939 | 5.8671 | 5.8403 | 5.8136 | 5.7868 | 5.76 | 5.7332 | 5.7064 | 5.6796 | 4.3133 | 2.947 | 2.813 | 2.6791 | 2.3442 | 2.0093 | 1.6744 | 1.3395 | 1.1721 | 1.0046 | 0.97116 | 0.93767 | 1.3395 | 1.7414 | 1.7079 | 1.6744 | 1.6074 | 1.5405 | 1.44 | 1.3395 | 1.1721 | 1.0046 | 0.83721 | 0.66976 | 0.83721 | 1.0046 | 1.507 | 2.0093 | 2.3442 | 2.6791 | 3.0139 | 3.3488 | 3.6837
Bus, Daytime Charging | 4.0186 | 4.6884 | 5.3581 | 5.693 | 6.0279 | 5.9609 | 5.8939 | 5.8671 | 5.8403 | 5.8136 | 5.7868 | 3.3337 | 0.88058 | 0.70553 | 0.53048 | 0.59679 | 0.6631 | 1.2057 | 1.7484 | 3.2054 | 4.6624 | 5.5366 | 6.4108 | 6.8479 | 7.285 | 6.8479 | 6.4108 | 5.5366 | 4.6624 | 3.2054 | 1.7484 | 1.1519 | 0.55541 | 0.55541 | 0.55541 | 0.55541 | 0.55541 | 0.55541 | 0.55541 | 0.55541 | 0.55541 | 0.55541 | 0.55541 | 0.55541 | 0.55541 | 0.50364 | 0.45187 | 2.2352
Bus, Highway Fast Charging | 1.7612 | 1.441 | 1.1208 | 0.6938 | 0.26685 | 0.13609 | 0.0053369 | 0.10941 | 0.21348 | 0.82723 | 1.441 | 2.2949 | 3.1488 | 3.389 | 3.6291 | 3.7359 | 3.8426 | 3.8426 | 3.8426 | 3.7625 | 3.6825 | 3.4957 | 3.3089 | 3.2289 | 3.1488 | 3.1488 | 3.1488 | 3.2022 | 3.2555 | 3.4156 | 3.5758 | 3.896 | 4.2162 | 4.7499 | 5.2836 | 5.3103 | 5.3369 | 5.0701 | 4.8033 | 4.5364 | 4.2696 | 3.896 | 3.5224 | 3.3089 | 3.0954 | 2.7218 | 2.3483 | 2.0547
Bus, Nighttime Charging | 2.7949 | 5.2405 | 7.6861 | 7.6861 | 7.6861 | 7.6861 | 7.6861 | 7.6861 | 7.6861 | 7.6861 | 7.6861 | 5.9393 | 4.1924 | 4.1924 | 4.1924 | 4.1924 | 4.1924 | 3.843 | 3.4937 | 3.1443 | 2.7949 | 1.7993 | 0.80372 | 0.70325 | 0.60279 | 0.5827 | 0.5626 | 0.80372 | 1.0448 | 1.0247 | 1.0046 | 0.96446 | 0.92428 | 0.864 | 0.80372 | 0.70325 | 0.60279 | 0.50232 | 0.40186 | 0.50232 | 0.60279 | 0.90418 | 1.2056 | 1.4065 | 1.6074 | 1.8084 | 2.0093 | 2.4021
Articulated Truck, Convenience Charging | 19.9135 | 23.2325 | 26.5514 | 28.2109 | 29.8703 | 29.5384 | 29.2065 | 29.0738 | 28.941 | 28.8083 | 28.6755 | 28.5427 | 28.41 | 28.2772 | 28.1445 | 21.3739 | 14.6033 | 13.9395 | 13.2757 | 11.6162 | 9.9568 | 8.2973 | 6.6378 | 5.8081 | 4.9784 | 4.8124 | 4.6465 | 6.6378 | 8.6292 | 8.4633 | 8.2973 | 7.9654 | 7.6335 | 7.1357 | 6.6378 | 5.8081 | 4.9784 | 4.1487 | 3.3189 | 4.1487 | 4.9784 | 7.4676 | 9.9568 | 11.6162 | 13.2757 | 14.9352 | 16.5946 | 18.2541
Articulated Truck, Daytime Charging | 14.0158 | 20.2836 | 26.5514 | 28.2109 | 29.8703 | 29.5384 | 29.2065 | 29.0738 | 28.941 | 28.8083 | 28.6755 | 16.5855 | 4.4956 | 3.6019 | 2.7082 | 3.0468 | 3.3853 | 6.1557 | 8.926 | 16.3644 | 23.8027 | 28.2657 | 32.7288 | 34.9603 | 37.1918 | 34.9603 | 32.7288 | 28.2657 | 23.8027 | 16.3644 | 8.926 | 5.8808 | 2.8355 | 2.8355 | 2.8355 | 2.8355 | 2.8355 | 2.8355 | 2.8355 | 2.8355 | 2.8355 | 2.8355 | 2.8355 | 2.8355 | 2.8355 | 2.5712 | 2.3069 | 8.1614
Articulated Truck, Highway Fast Charging | 8.7273 | 7.1406 | 5.5538 | 3.438 | 1.3223 | 0.67439 | 0.026446 | 0.54215 | 1.0579 | 4.0992 | 7.1406 | 11.372 | 15.6034 | 16.7935 | 17.9836 | 18.5125 | 19.0415 | 19.0415 | 19.0415 | 18.6448 | 18.2481 | 17.3225 | 16.3968 | 16.0001 | 15.6034 | 15.6034 | 15.6034 | 15.8679 | 16.1324 | 16.9258 | 17.7192 | 19.3059 | 20.8927 | 23.5374 | 26.182 | 26.3143 | 26.4465 | 25.1242 | 23.8018 | 22.4795 | 21.1572 | 19.3059 | 17.4547 | 16.3968 | 15.339 | 13.4877 | 11.6365 | 10.1819
Articulated Truck, Nighttime Charging | 13.8499 | 25.9687 | 38.0874 | 38.0874 | 38.0874 | 38.0874 | 38.0874 | 38.0874 | 38.0874 | 38.0874 | 38.0874 | 29.4311 | 20.7749 | 20.7749 | 20.7749 | 20.7749 | 20.7749 | 19.0437 | 17.3124 | 15.5812 | 13.85 | 8.9163 | 3.9827 | 3.4849 | 2.987 | 2.8875 | 2.7879 | 3.9827 | 5.1775 | 5.078 | 4.9784 | 4.7793 | 4.5801 | 4.2814 | 3.9827 | 3.4849 | 2.987 | 2.4892 | 1.9914 | 2.4892 | 2.987 | 4.4805 | 5.9741 | 6.9697 | 7.9654 | 8.9611 | 9.9568 | 11.9034
Large Light Commercial, Convenience Charging | 0.098403 | 0.09162 | 0.084837 | 0.074232 | 0.063628 | 0.055284 | 0.046941 | 0.050061 | 0.053181 | 0.058563 | 0.063944 | 0.069778 | 0.075611 | 0.1376 | 0.19958 | 0.26752 | 0.33545 | 0.41614 | 0.49682 | 0.53122 | 0.56562 | 0.58515 | 0.60468 | 0.59279 | 0.5809 | 0.57241 | 0.56391 | 0.60808 | 0.65224 | 0.67007 | 0.6879 | 0.67771 | 0.66753 | 0.66583 | 0.66414 | 0.63485 | 0.60557 | 0.85226 | 1.099 | 1.1338 | 1.1686 | 1.1239 | 1.0792 | 0.78675 | 0.49435 | 0.30628 | 0.11821 | 0.10831
Large Light Commercial, Daytime Charging | 0.098403 | 0.09162 | 0.084837 | 0.074232 | 0.063628 | 0.055284 | 0.046941 | 0.050061 | 0.053181 | 0.058563 | 0.063944 | 0.069778 | 0.075611 | 0.1376 | 0.19958 | 0.26752 | 0.33545 | 0.41614 | 0.49682 | 0.87531 | 1.2538 | 1.4889 | 1.724 | 1.8415 | 1.9591 | 1.8415 | 1.724 | 1.4889 | 1.2538 | 0.86198 | 0.47017 | 0.30977 | 0.14936 | 0.14936 | 0.14936 | 0.14936 | 0.14936 | 0.14936 | 0.14936 | 0.14936 | 0.14936 | 0.14936 | 0.14936 | 0.14936 | 0.14936 | 0.13544 | 0.12152 | 0.10996
Large Light Commercial, Highway Fast Charging | 0.26979 | 0.22073 | 0.17168 | 0.10628 | 0.040877 | 0.020847 | 0.00081753 | 0.016759 | 0.032701 | 0.12672 | 0.22073 | 0.35154 | 0.48234 | 0.51913 | 0.55592 | 0.57227 | 0.58862 | 0.58862 | 0.58862 | 0.57636 | 0.5641 | 0.53548 | 0.50687 | 0.49461 | 0.48234 | 0.48234 | 0.48234 | 0.49052 | 0.49869 | 0.52322 | 0.54775 | 0.5968 | 0.64585 | 0.7276 | 0.80936 | 0.81344 | 0.81753 | 0.77665 | 0.73578 | 0.6949 | 0.65402 | 0.5968 | 0.53957 | 0.50687 | 0.47417 | 0.41694 | 0.35971 | 0.31475
Large Light Commercial, Nighttime Charging | 0.69985 | 0.74746 | 0.79507 | 0.79507 | 0.79507 | 0.79507 | 0.79507 | 0.79507 | 0.79507 | 0.79507 | 0.79507 | 0.68824 | 0.5814 | 0.5814 | 0.5814 | 0.45843 | 0.33545 | 0.41614 | 0.49682 | 0.53122 | 0.56562 | 0.58515 | 0.60468 | 0.59279 | 0.5809 | 0.48215 | 0.3834 | 0.31822 | 0.25304 | 0.21002 | 0.16701 | 0.16453 | 0.16206 | 0.16206 | 0.16206 | 0.16206 | 0.16206 | 0.16206 | 0.16206 | 0.16206 | 0.16206 | 0.19603 | 0.22999 | 0.28749 | 0.34498 | 0.40248 | 0.45998 | 0.57992
Medium Light Commercial, Convenience Charging | 0.067138 | 0.06251 | 0.057882 | 0.050647 | 0.043411 | 0.037719 | 0.032026 | 0.034155 | 0.036284 | 0.039956 | 0.043627 | 0.047608 | 0.051588 | 0.093878 | 0.13617 | 0.18252 | 0.22887 | 0.28392 | 0.33897 | 0.36244 | 0.38591 | 0.39923 | 0.41256 | 0.40445 | 0.39633 | 0.39054 | 0.38474 | 0.41488 | 0.44501 | 0.45717 | 0.46933 | 0.46239 | 0.45544 | 0.45428 | 0.45313 | 0.43314 | 0.41316 | 0.58148 | 0.74979 | 0.77355 | 0.79731 | 0.7668 | 0.73628 | 0.53678 | 0.33728 | 0.20897 | 0.080652 | 0.073895
Medium Light Commercial, Daytime Charging | 0.067138 | 0.06251 | 0.057882 | 0.050647 | 0.043411 | 0.037719 | 0.032026 | 0.034155 | 0.036284 | 0.039956 | 0.043627 | 0.047608 | 0.051588 | 0.093878 | 0.13617 | 0.18252 | 0.22887 | 0.28392 | 0.33897 | 0.5972 | 0.85543 | 1.0158 | 1.1762 | 1.2564 | 1.3366 | 1.2564 | 1.1762 | 1.0158 | 0.85543 | 0.58811 | 0.32079 | 0.21135 | 0.1019 | 0.1019 | 0.1019 | 0.1019 | 0.1019 | 0.1019 | 0.1019 | 0.1019 | 0.1019 | 0.1019 | 0.1019 | 0.1019 | 0.1019 | 0.092405 | 0.082907 | 0.075023
Medium Light Commercial, Highway Fast Charging | 0.18407 | 0.1506 | 0.11713 | 0.072511 | 0.027889 | 0.014223 | 0.00055778 | 0.011434 | 0.022311 | 0.086456 | 0.1506 | 0.23985 | 0.32909 | 0.35419 | 0.37929 | 0.39045 | 0.4016 | 0.4016 | 0.4016 | 0.39324 | 0.38487 | 0.36535 | 0.34582 | 0.33746 | 0.32909 | 0.32909 | 0.32909 | 0.33467 | 0.34025 | 0.35698 | 0.37371 | 0.40718 | 0.44065 | 0.49642 | 0.5522 | 0.55499 | 0.55778 | 0.52989 | 0.502 | 0.47411 | 0.44622 | 0.40718 | 0.36814 | 0.34582 | 0.32351 | 0.28447 | 0.24542 | 0.21475
Medium Light Commercial, Nighttime Charging | 0.47749 | 0.50997 | 0.54246 | 0.54246 | 0.54246 | 0.54246 | 0.54246 | 0.54246 | 0.54246 | 0.54246 | 0.54246 | 0.46957 | 0.39668 | 0.39668 | 0.39668 | 0.31277 | 0.22887 | 0.28392 | 0.33897 | 0.36244 | 0.38591 | 0.39923 | 0.41256 | 0.40445 | 0.39633 | 0.32896 | 0.26158 | 0.21711 | 0.17264 | 0.14329 | 0.11394 | 0.11226 | 0.11057 | 0.11057 | 0.11057 | 0.11057 | 0.11057 | 0.11057 | 0.11057 | 0.11057 | 0.11057 | 0.13374 | 0.15692 | 0.19615 | 0.23537 | 0.2746 | 0.31383 | 0.39566
Small Light Commercial, Convenience Charging | 0.046898 | 0.043665 | 0.040432 | 0.035378 | 0.030324 | 0.026348 | 0.022371 | 0.023858 | 0.025346 | 0.02791 | 0.030475 | 0.033255 | 0.036036 | 0.065577 | 0.095118 | 0.1275 | 0.15987 | 0.19833 | 0.23678 | 0.25317 | 0.26957 | 0.27888 | 0.28818 | 0.28252 | 0.27685 | 0.2728 | 0.26875 | 0.2898 | 0.31085 | 0.31935 | 0.32784 | 0.32299 | 0.31813 | 0.31733 | 0.31652 | 0.30256 | 0.28861 | 0.40618 | 0.52375 | 0.54035 | 0.55695 | 0.53563 | 0.51432 | 0.37496 | 0.2356 | 0.14597 | 0.056338 | 0.051618
Small Light Commercial, Daytime Charging | 0.046898 | 0.043665 | 0.040432 | 0.035378 | 0.030324 | 0.026348 | 0.022371 | 0.023858 | 0.025346 | 0.02791 | 0.030475 | 0.033255 | 0.036036 | 0.065577 | 0.095118 | 0.1275 | 0.15987 | 0.19833 | 0.23678 | 0.41716 | 0.59754 | 0.70958 | 0.82162 | 0.87764 | 0.93366 | 0.87764 | 0.82162 | 0.70958 | 0.59754 | 0.41081 | 0.22408 | 0.14763 | 0.071182 | 0.071182 | 0.071182 | 0.071182 | 0.071182 | 0.071182 | 0.071182 | 0.071182 | 0.071182 | 0.071182 | 0.071182 | 0.071182 | 0.071182 | 0.064548 | 0.057913 | 0.052405
Small Light Commercial, Highway Fast Charging | 0.12858 | 0.1052 | 0.081821 | 0.050651 | 0.019481 | 0.0099355 | 0.00038963 | 0.0079873 | 0.015585 | 0.060392 | 0.1052 | 0.16754 | 0.22988 | 0.24741 | 0.26495 | 0.27274 | 0.28053 | 0.28053 | 0.28053 | 0.27469 | 0.26884 | 0.25521 | 0.24157 | 0.23572 | 0.22988 | 0.22988 | 0.22988 | 0.23378 | 0.23767 | 0.24936 | 0.26105 | 0.28443 | 0.3078 | 0.34677 | 0.38573 | 0.38768 | 0.38963 | 0.37014 | 0.35066 | 0.33118 | 0.3117 | 0.28443 | 0.25715 | 0.24157 | 0.22598 | 0.19871 | 0.17144 | 0.15001
Small Light Commercial, Nighttime Charging | 0.33354 | 0.35623 | 0.37892 | 0.37892 | 0.37892 | 0.37892 | 0.37892 | 0.37892 | 0.37892 | 0.37892 | 0.37892 | 0.32801 | 0.27709 | 0.27709 | 0.27709 | 0.21848 | 0.15987 | 0.19833 | 0.23678 | 0.25317 | 0.26957 | 0.27888 | 0.28818 | 0.28252 | 0.27685 | 0.22979 | 0.18272 | 0.15166 | 0.1206 | 0.1001 | 0.079594 | 0.078415 | 0.077236 | 0.077236 | 0.077236 | 0.077236 | 0.077236 | 0.077236 | 0.077236 | 0.077236 | 0.077236 | 0.093423 | 0.10961 | 0.13701 | 0.16442 | 0.19182 | 0.21922 | 0.27638
Rigid Truck, Convenience Charging | 2.4447 | 2.8522 | 3.2596 | 3.4633 | 3.6671 | 3.6263 | 3.5856 | 3.5693 | 3.553 | 3.5367 | 3.5204 | 3.5041 | 3.4878 | 3.4715 | 3.4552 | 2.624 | 1.7928 | 1.7113 | 1.6298 | 1.4261 | 1.2224 | 1.0186 | 0.81491 | 0.71304 | 0.61118 | 0.59081 | 0.57043 | 0.81491 | 1.0594 | 1.039 | 1.0186 | 0.97789 | 0.93714 | 0.87602 | 0.81491 | 0.71304 | 0.61118 | 0.50932 | 0.40745 | 0.50932 | 0.61118 | 0.91677 | 1.2224 | 1.4261 | 1.6298 | 1.8335 | 2.0373 | 2.241
Rigid Truck, Daytime Charging | 0.61118 | 0.71304 | 0.81491 | 0.86584 | 0.91677 | 0.90658 | 0.8964 | 0.89232 | 0.88825 | 0.88417 | 0.8801 | 0.87602 | 0.87195 | 0.69862 | 0.52528 | 0.59094 | 0.6566 | 1.1939 | 1.7313 | 3.174 | 4.6167 | 5.4823 | 6.348 | 6.7808 | 7.2136 | 6.7808 | 6.348 | 5.4823 | 4.6167 | 3.174 | 1.7313 | 1.1406 | 0.54997 | 0.54997 | 0.54997 | 0.54997 | 0.54997 | 0.54997 | 0.54997 | 0.54997 | 0.54997 | 0.54997 | 0.54997 | 0.54997 | 0.54997 | 0.4987 | 0.44744 | 0.52931
Rigid Truck, Highway Fast Charging | 1.0714 | 0.87662 | 0.68182 | 0.42208 | 0.16234 | 0.082792 | 0.0032467 | 0.066558 | 0.12987 | 0.50324 | 0.87662 | 1.3961 | 1.9156 | 2.0617 | 2.2078 | 2.2727 | 2.3377 | 2.3377 | 2.3377 | 2.289 | 2.2403 | 2.1266 | 2.013 | 1.9643 | 1.9156 | 1.9156 | 1.9156 | 1.948 | 1.9805 | 2.0779 | 2.1753 | 2.3701 | 2.5649 | 2.8896 | 3.2143 | 3.2305 | 3.2467 | 3.0844 | 2.9221 | 2.7597 | 2.5974 | 2.3701 | 2.1428 | 2.013 | 1.8831 | 1.6558 | 1.4286 | 1.25
Rigid Truck, Nighttime Charging | 1.7003 | 3.1881 | 4.6758 | 4.6758 | 4.6758 | 4.6758 | 4.6758 | 4.6758 | 4.6758 | 4.6758 | 4.6758 | 3.6132 | 2.5505 | 2.5505 | 2.5505 | 2.5505 | 2.5505 | 2.3379 | 2.1254 | 1.9128 | 1.7003 | 1.0946 | 0.48894 | 0.42783 | 0.36671 | 0.35448 | 0.34226 | 0.48894 | 0.63563 | 0.6234 | 0.61118 | 0.58673 | 0.56228 | 0.52561 | 0.48894 | 0.42783 | 0.36671 | 0.30559 | 0.24447 | 0.30559 | 0.36671 | 0.55006 | 0.73341 | 0.85565 | 0.97789 | 1.1001 | 1.2224 | 1.4613
Large Residential, Convenience Charging | 0.094298 | 0.084868 | 0.075439 | 0.066009 | 0.056579 | 0.050292 | 0.044006 | 0.037719 | 0.031433 | 0.028289 | 0.025146 | 0.022632 | 0.020117 | 0.0691 | 0.11808 | 0.13284 | 0.1476 | 0.20665 | 0.26569 | 0.29226 | 0.31882 | 0.32473 | 0.33063 | 0.32473 | 0.31882 | 0.30702 | 0.29521 | 0.32473 | 0.35425 | 0.33654 | 0.31882 | 0.33654 | 0.35425 | 0.38377 | 0.41329 | 0.45757 | 0.50185 | 0.8873 | 1.2727 | 1.3636 | 1.4546 | 1.4243 | 1.394 | 0.99809 | 0.60222 | 0.3514 | 0.10058 | 0.097442
Large Residential, Daytime Charging | 0.094298 | 0.084868 | 0.075439 | 0.066009 | 0.056579 | 0.050292 | 0.044006 | 0.037719 | 0.031433 | 0.028289 | 0.025146 | 0.022632 | 0.020117 | 0.0691 | 0.11808 | 0.13284 | 0.1476 | 0.2684 | 0.38919 | 0.71351 | 1.0378 | 1.2324 | 1.427 | 1.5243 | 1.6216 | 1.5243 | 1.427 | 1.2324 | 1.0378 | 0.71351 | 0.38919 | 0.25641 | 0.12363 | 0.12363 | 0.12363 | 0.12363 | 0.12363 | 0.12363 | 0.12363 | 0.12363 | 0.12363 | 0.12363 | 0.12363 | 0.12363 | 0.12363 | 0.11211 | 0.10058 | 0.097442
Large Residential, Highway Fast Charging | 0.2171 | 0.17763 | 0.13816 | 0.085525 | 0.032894 | 0.016776 | 0.00065788 | 0.013487 | 0.026315 | 0.10197 | 0.17763 | 0.28289 | 0.38815 | 0.41776 | 0.44736 | 0.46052 | 0.47368 | 0.47368 | 0.47368 | 0.46381 | 0.45394 | 0.43091 | 0.40789 | 0.39802 | 0.38815 | 0.38815 | 0.38815 | 0.39473 | 0.40131 | 0.42105 | 0.44078 | 0.48025 | 0.51973 | 0.58552 | 0.6513 | 0.65459 | 0.65788 | 0.62499 | 0.5921 | 0.5592 | 0.52631 | 0.48025 | 0.4342 | 0.40789 | 0.38157 | 0.33552 | 0.28947 | 0.25329
Large Residential, Nighttime Charging | 0.67066 | 0.70922 | 0.74779 | 0.74779 | 0.74779 | 0.74779 | 0.74779 | 0.74779 | 0.74779 | 0.74779 | 0.74779 | 0.70922 | 0.67066 | 0.53653 | 0.4024 | 0.38228 | 0.36216 | 0.31392 | 0.26569 | 0.29226 | 0.31882 | 0.32473 | 0.33063 | 0.32473 | 0.31882 | 0.30702 | 0.29521 | 0.32473 | 0.35425 | 0.33654 | 0.31882 | 0.22123 | 0.12363 | 0.095349 | 0.067066 | 0.067066 | 0.067066 | 0.067066 | 0.067066 | 0.067066 | 0.067066 | 0.067066 | 0.067066 | 0.1006 | 0.13413 | 0.2012 | 0.26826 | 0.46946
Large Residential, Vehicle to Home / Vehicle to Grid - vehicle charging | 0.094298 | 0.084869 | 0.075439 | 0.066009 | 0.056579 | 0.050292 | 0.044006 | 0.037719 | 0.031433 | 0.02829 | 0.025146 | 0.022632 | 0.020117 | 0.0691 | 0.11808 | 0.13284 | 0.1476 | 0.2684 | 0.38919 | 0.71351 | 1.0378 | 1.2324 | 1.427 | 1.5243 | 1.6216 | 1.5243 | 1.427 | 1.2324 | 1.0378 | 0.71351 | 0.38919 | 0.25641 | 0.12363 | 0.12363 | 0.12363 | 0.12363 | 0.12363 | 0.12363 | 0.12363 | 0.12363 | 0.12363 | 0.12363 | 0.12363 | 0.12363 | 0.12363 | 0.11211 | 0.10058 | 0.097442
Large Residential, Vehicle to Home - home energy system | -0.63077 | -0.50924 | -0.41981 | -0.42628 | -0.36031 | -0.37521 | -0.42868 | -0.41857 | -0.42642 | -0.44369 | -0.49088 | -0.47206 | -0.50495 | -0.44493 | -0.41954 | -0.35436 | -0.046712 | 0.38214 | 0.81762 | 1.1747 | 1.5815 | 1.9111 | 1.33 | 1.6656 | 1.6656 | 1.8202 | 1.348 | 1.3275 | 1.2338 | 1.0756 | 0.7897 | 0.66353 | 0.15231 | -0.041867 | -0.21005 | -0.40553 | -0.60243 | -0.63202 | -0.66721 | -0.67234 | -0.66818 | -0.69911 | -0.66361 | -0.66016 | -0.64825 | -0.68572 | -0.70772 | -0.66849
Medium Residential, Convenience Charging | 0.064689 | 0.05822 | 0.051751 | 0.045282 | 0.038813 | 0.034501 | 0.030188 | 0.025876 | 0.021563 | 0.019407 | 0.01725 | 0.015525 | 0.0138 | 0.047403 | 0.081006 | 0.091131 | 0.10126 | 0.14176 | 0.18226 | 0.20049 | 0.21871 | 0.22277 | 0.22682 | 0.22277 | 0.21871 | 0.21061 | 0.20251 | 0.22277 | 0.24302 | 0.23087 | 0.21871 | 0.23087 | 0.24302 | 0.26327 | 0.28352 | 0.3139 | 0.34427 | 0.60869 | 0.87311 | 0.93547 | 0.99783 | 0.97705 | 0.95626 | 0.68469 | 0.41313 | 0.24106 | 0.069002 | 0.066845
Medium Residential, Daytime Charging | 0.064689 | 0.05822 | 0.051751 | 0.045282 | 0.038814 | 0.034501 | 0.030188 | 0.025876 | 0.021563 | 0.019407 | 0.01725 | 0.015525 | 0.0138 | 0.047403 | 0.081006 | 0.091131 | 0.10126 | 0.18412 | 0.26698 | 0.48947 | 0.71196 | 0.84545 | 0.97894 | 1.0457 | 1.1124 | 1.0457 | 0.97894 | 0.84545 | 0.71196 | 0.48947 | 0.26698 | 0.1759 | 0.084812 | 0.084812 | 0.084812 | 0.084812 | 0.084812 | 0.084812 | 0.084812 | 0.084812 | 0.084812 | 0.084812 | 0.084812 | 0.084812 | 0.084812 | 0.076907 | 0.069002 | 0.066845
Medium Residential, Highway Fast Charging | 0.14893 | 0.12185 | 0.094775 | 0.058671 | 0.022566 | 0.011508 | 0.00045131 | 0.0092519 | 0.018052 | 0.069953 | 0.12185 | 0.19406 | 0.26627 | 0.28658 | 0.30689 | 0.31592 | 0.32494 | 0.32494 | 0.32494 | 0.31817 | 0.31141 | 0.29561 | 0.27981 | 0.27304 | 0.26627 | 0.26627 | 0.26627 | 0.27079 | 0.2753 | 0.28884 | 0.30238 | 0.32946 | 0.35654 | 0.40167 | 0.4468 | 0.44906 | 0.45131 | 0.42875 | 0.40618 | 0.38362 | 0.36105 | 0.32946 | 0.29787 | 0.27981 | 0.26176 | 0.23017 | 0.19858 | 0.17376
Medium Residential, Nighttime Charging | 0.46008 | 0.48653 | 0.51298 | 0.51298 | 0.51298 | 0.51298 | 0.51298 | 0.51298 | 0.51298 | 0.51298 | 0.51298 | 0.48653 | 0.46008 | 0.36806 | 0.27605 | 0.26224 | 0.24844 | 0.21535 | 0.18226 | 0.20049 | 0.21871 | 0.22277 | 0.22682 | 0.22277 | 0.21871 | 0.21061 | 0.20251 | 0.22277 | 0.24302 | 0.23087 | 0.21871 | 0.15176 | 0.084812 | 0.06541 | 0.046008 | 0.046008 | 0.046008 | 0.046008 | 0.046008 | 0.046008 | 0.046008 | 0.046008 | 0.046008 | 0.069011 | 0.092015 | 0.13802 | 0.18403 | 0.32205
Medium Residential, Vehicle to Home / Vehicle to Grid - vehicle charging | 0.064689 | 0.05822 | 0.051751 | 0.045282 | 0.038814 | 0.034501 | 0.030188 | 0.025876 | 0.021563 | 0.019407 | 0.01725 | 0.015525 | 0.0138 | 0.047403 | 0.081006 | 0.091131 | 0.10126 | 0.18412 | 0.26698 | 0.48947 | 0.71196 | 0.84545 | 0.97894 | 1.0457 | 1.1124 | 1.0457 | 0.97894 | 0.84545 | 0.71196 | 0.48947 | 0.26698 | 0.1759 | 0.084812 | 0.084812 | 0.084812 | 0.084812 | 0.084812 | 0.084812 | 0.084812 | 0.084812 | 0.084812 | 0.084812 | 0.084812 | 0.084812 | 0.084812 | 0.076907 | 0.069002 | 0.066845
Medium Residential, Vehicle to Home - home energy system | -0.63077 | -0.50924 | -0.41981 | -0.42628 | -0.36031 | -0.37521 | -0.42868 | -0.41857 | -0.42642 | -0.44369 | -0.49088 | -0.47206 | -0.50495 | -0.44493 | -0.41954 | -0.35436 | -0.046712 | 0.38214 | 0.81762 | 1.1747 | 1.5815 | 1.9111 | 1.33 | 1.6656 | 1.6656 | 1.8202 | 1.348 | 1.3275 | 1.2338 | 1.0756 | 0.7897 | 0.66353 | 0.15231 | -0.041867 | -0.21005 | -0.40553 | -0.60243 | -0.63202 | -0.66721 | -0.67235 | -0.66818 | -0.69911 | -0.66361 | -0.66016 | -0.64825 | -0.68572 | -0.70772 | -0.66849
Small Residential, Convenience Charging | 0.044798 | 0.040318 | 0.035838 | 0.031358 | 0.026879 | 0.023892 | 0.020906 | 0.017919 | 0.014933 | 0.013439 | 0.011946 | 0.010751 | 0.0095569 | 0.032827 | 0.056097 | 0.063109 | 0.070121 | 0.09817 | 0.12622 | 0.13884 | 0.15146 | 0.15427 | 0.15707 | 0.15427 | 0.15146 | 0.14585 | 0.14024 | 0.15427 | 0.16829 | 0.15988 | 0.15146 | 0.15988 | 0.16829 | 0.18232 | 0.19634 | 0.21738 | 0.23841 | 0.42152 | 0.60463 | 0.64782 | 0.69101 | 0.67661 | 0.66222 | 0.47416 | 0.28609 | 0.16694 | 0.047784 | 0.046291
Small Residential, Daytime Charging | 0.044798 | 0.040318 | 0.035838 | 0.031358 | 0.026879 | 0.023892 | 0.020906 | 0.017919 | 0.014933 | 0.013439 | 0.011946 | 0.010751 | 0.0095569 | 0.032827 | 0.056097 | 0.063109 | 0.070121 | 0.12751 | 0.18489 | 0.33896 | 0.49304 | 0.58548 | 0.67793 | 0.72415 | 0.77037 | 0.72415 | 0.67793 | 0.58548 | 0.49304 | 0.33896 | 0.18489 | 0.12181 | 0.058733 | 0.058733 | 0.058733 | 0.058733 | 0.058733 | 0.058733 | 0.058733 | 0.058733 | 0.058733 | 0.058733 | 0.058733 | 0.058733 | 0.058733 | 0.053259 | 0.047784 | 0.046291
Small Residential, Highway Fast Charging | 0.10314 | 0.084385 | 0.065633 | 0.04063 | 0.015627 | 0.0079697 | 0.00031254 | 0.006407 | 0.012501 | 0.048443 | 0.084385 | 0.13439 | 0.1844 | 0.19846 | 0.21253 | 0.21878 | 0.22503 | 0.22503 | 0.22503 | 0.22034 | 0.21565 | 0.20471 | 0.19377 | 0.18909 | 0.1844 | 0.1844 | 0.1844 | 0.18752 | 0.19065 | 0.20002 | 0.2094 | 0.22815 | 0.2469 | 0.27816 | 0.30941 | 0.31097 | 0.31254 | 0.29691 | 0.28128 | 0.26566 | 0.25003 | 0.22815 | 0.20627 | 0.19377 | 0.18127 | 0.15939 | 0.13752 | 0.12033
Small Residential, Nighttime Charging | 0.31861 | 0.33693 | 0.35525 | 0.35525 | 0.35525 | 0.35525 | 0.35525 | 0.35525 | 0.35525 | 0.35525 | 0.35525 | 0.33693 | 0.31861 | 0.25489 | 0.19116 | 0.18161 | 0.17205 | 0.14913 | 0.12622 | 0.13884 | 0.15146 | 0.15427 | 0.15707 | 0.15427 | 0.15146 | 0.14585 | 0.14024 | 0.15427 | 0.16829 | 0.15988 | 0.15146 | 0.1051 | 0.058733 | 0.045297 | 0.031861 | 0.031861 | 0.031861 | 0.031861 | 0.031861 | 0.031861 | 0.031861 | 0.031861 | 0.031861 | 0.047791 | 0.063721 | 0.095582 | 0.12744 | 0.22302
Small Residential, Vehicle to Home / Vehicle to Grid - vehicle charging | 0.044798 | 0.040318 | 0.035838 | 0.031358 | 0.026879 | 0.023892 | 0.020906 | 0.017919 | 0.014933 | 0.013439 | 0.011946 | 0.010751 | 0.0095569 | 0.032827 | 0.056097 | 0.063109 | 0.070121 | 0.12751 | 0.18489 | 0.33896 | 0.49304 | 0.58548 | 0.67793 | 0.72415 | 0.77037 | 0.72415 | 0.67793 | 0.58548 | 0.49304 | 0.33896 | 0.18489 | 0.12181 | 0.058733 | 0.058733 | 0.058733 | 0.058733 | 0.058733 | 0.058733 | 0.058733 | 0.058733 | 0.058733 | 0.058733 | 0.058733 | 0.058733 | 0.058733 | 0.053259 | 0.047784 | 0.046291
Small Residential, Vehicle to Home - home energy system | -0.63077 | -0.50924 | -0.41981 | -0.42628 | -0.36031 | -0.37521 | -0.42868 | -0.41857 | -0.42642 | -0.44369 | -0.49088 | -0.47206 | -0.50495 | -0.44493 | -0.41954 | -0.35436 | -0.046712 | 0.38214 | 0.81762 | 1.1747 | 1.5815 | 1.9111 | 1.33 | 1.6656 | 1.6656 | 1.8202 | 1.348 | 1.3275 | 1.2338 | 1.0756 | 0.7897 | 0.66353 | 0.15231 | -0.041867 | -0.21005 | -0.40553 | -0.60243 | -0.63202 | -0.66721 | -0.67235 | -0.66818 | -0.69911 | -0.66361 | -0.66016 | -0.64825 | -0.68572 | -0.70772 | -0.66849
Tasmania
| 0:00 | 0:30 | 1:00 | 1:30 | 2:00 | 2:30 | 3:00 | 3:30 | 4:00 | 4:30 | 5:00 | 5:30 | 6:00 | 6:30 | 7:00 | 7:30 | 8:00 | 8:30 | 9:00 | 9:30 | 10:00 | 10:30 | 11:00 | 11:30 | 12:00 | 12:30 | 13:00 | 13:30 | 14:00 | 14:30 | 15:00 | 15:30 | 16:00 | 16:30 | 17:00 | 17:30 | 18:00 | 18:30 | 19:00 | 19:30 | 20:00 | 20:30 | 21:00 | 21:30 | 22:00 | 22:30 | 23:00 | 23:30
Bus, Convenience Charging | 2.7955 | 3.2615 | 3.7274 | 3.9603 | 4.1933 | 4.1467 | 4.1001 | 4.0815 | 4.0629 | 4.0442 | 4.0256 | 4.0069 | 3.9883 | 3.9697 | 3.951 | 3.0005 | 2.0501 | 1.9569 | 1.8637 | 1.6307 | 1.3978 | 1.1648 | 0.93185 | 0.81537 | 0.69888 | 0.67559 | 0.65229 | 0.93185 | 1.2114 | 1.1881 | 1.1648 | 1.1182 | 1.0716 | 1.0017 | 0.93185 | 0.81537 | 0.69888 | 0.5824 | 0.46592 | 0.5824 | 0.69888 | 1.0483 | 1.3978 | 1.6307 | 1.8637 | 2.0967 | 2.3296 | 2.5626
Bus, Daytime Charging | 2.7955 | 3.2615 | 3.7274 | 3.9603 | 4.1933 | 4.1467 | 4.1001 | 4.0815 | 4.0628 | 4.0442 | 4.0256 | 2.3191 | 0.61257 | 0.4908 | 0.36903 | 0.41516 | 0.46129 | 0.83878 | 1.2163 | 2.2298 | 3.2434 | 3.8515 | 4.4597 | 4.7637 | 5.0678 | 4.7637 | 4.4597 | 3.8515 | 3.2434 | 2.2298 | 1.2163 | 0.80132 | 0.38637 | 0.38637 | 0.38637 | 0.38637 | 0.38637 | 0.38637 | 0.38637 | 0.38637 | 0.38637 | 0.38637 | 0.38637 | 0.38637 | 0.38637 | 0.35036 | 0.31434 | 1.5549
Bus, Highway Fast Charging | 1.2252 | 1.0024 | 0.77966 | 0.48265 | 0.18563 | 0.094673 | 0.0037127 | 0.07611 | 0.14851 | 0.57546 | 1.0024 | 1.5964 | 2.1905 | 2.3575 | 2.5246 | 2.5989 | 2.6731 | 2.6731 | 2.6731 | 2.6174 | 2.5617 | 2.4318 | 2.3018 | 2.2462 | 2.1905 | 2.1905 | 2.1905 | 2.2276 | 2.2647 | 2.3761 | 2.4875 | 2.7102 | 2.933 | 3.3043 | 3.6755 | 3.6941 | 3.7127 | 3.527 | 3.3414 | 3.1558 | 2.9701 | 2.7102 | 2.4504 | 2.3018 | 2.1533 | 1.8935 | 1.6336 | 1.4294
Bus, Nighttime Charging | 1.9443 | 3.6456 | 5.3468 | 5.3468 | 5.3468 | 5.3468 | 5.3468 | 5.3468 | 5.3468 | 5.3468 | 5.3468 | 4.1317 | 2.9165 | 2.9165 | 2.9165 | 2.9165 | 2.9165 | 2.6734 | 2.4304 | 2.1873 | 1.9443 | 1.2517 | 0.55911 | 0.48922 | 0.41933 | 0.40535 | 0.39138 | 0.55911 | 0.72684 | 0.71286 | 0.69888 | 0.67093 | 0.64297 | 0.60104 | 0.55911 | 0.48922 | 0.41933 | 0.34944 | 0.27955 | 0.34944 | 0.41933 | 0.629 | 0.83866 | 0.97844 | 1.1182 | 1.258 | 1.3978 | 1.671
Articulated Truck, Convenience Charging | 19.8336 | 23.1392 | 26.4448 | 28.0976 | 29.7504 | 29.4198 | 29.0892 | 28.957 | 28.8248 | 28.6926 | 28.5604 | 28.4281 | 28.2959 | 28.1637 | 28.0314 | 21.288 | 14.5446 | 13.8835 | 13.2224 | 11.5696 | 9.9168 | 8.264 | 6.6112 | 5.7848 | 4.9584 | 4.7931 | 4.6278 | 6.6112 | 8.5945 | 8.4293 | 8.264 | 7.9334 | 7.6029 | 7.107 | 6.6112 | 5.7848 | 4.9584 | 4.132 | 3.3056 | 4.132 | 4.9584 | 7.4376 | 9.9168 | 11.5696 | 13.2224 | 14.8752 | 16.528 | 18.1808
Articulated Truck, Daytime Charging | 13.9595 | 20.2022 | 26.4448 | 28.0976 | 29.7504 | 29.4198 | 29.0892 | 28.957 | 28.8248 | 28.6926 | 28.5603 | 16.5189 | 4.4775 | 3.5874 | 2.6974 | 3.0345 | 3.3717 | 6.1309 | 8.8902 | 16.2987 | 23.7071 | 28.1522 | 32.5973 | 34.8199 | 37.0424 | 34.8199 | 32.5973 | 28.1522 | 23.7071 | 16.2987 | 8.8902 | 5.8571 | 2.8241 | 2.8241 | 2.8241 | 2.8241 | 2.8241 | 2.8241 | 2.8241 | 2.8241 | 2.8241 | 2.8241 | 2.8241 | 2.8241 | 2.8241 | 2.5609 | 2.2977 | 8.1286
Articulated Truck, Highway Fast Charging | 8.6923 | 7.1119 | 5.5315 | 3.4242 | 1.317 | 0.67168 | 0.02634 | 0.53998 | 1.0536 | 4.0827 | 7.1119 | 11.3263 | 15.5408 | 16.7261 | 17.9114 | 18.4382 | 18.965 | 18.965 | 18.965 | 18.5699 | 18.1748 | 17.2529 | 16.331 | 15.9359 | 15.5408 | 15.5408 | 15.5408 | 15.8042 | 16.0676 | 16.8578 | 17.648 | 19.2284 | 20.8088 | 23.4429 | 26.0769 | 26.2086 | 26.3403 | 25.0233 | 23.7063 | 22.3892 | 21.0722 | 19.2284 | 17.3846 | 16.331 | 15.2774 | 13.4335 | 11.5897 | 10.141
Articulated Truck, Nighttime Charging | 13.7943 | 25.8644 | 37.9344 | 37.9344 | 37.9344 | 37.9344 | 37.9344 | 37.9344 | 37.9344 | 37.9344 | 37.9344 | 29.3129 | 20.6915 | 20.6915 | 20.6915 | 20.6915 | 20.6915 | 18.9672 | 17.2429 | 15.5186 | 13.7943 | 8.8805 | 3.9667 | 3.4709 | 2.975 | 2.8759 | 2.7767 | 3.9667 | 5.1567 | 5.0576 | 4.9584 | 4.7601 | 4.5617 | 4.2642 | 3.9667 | 3.4709 | 2.975 | 2.4792 | 1.9834 | 2.4792 | 2.975 | 4.4626 | 5.9501 | 6.9418 | 7.9334 | 8.9251 | 9.9168 | 11.8556
Large Light Commercial, Convenience Charging | 0.092615 | 0.086231 | 0.079846 | 0.069866 | 0.059885 | 0.052032 | 0.044179 | 0.047116 | 0.050053 | 0.055118 | 0.060183 | 0.065673 | 0.071164 | 0.1295 | 0.18784 | 0.25178 | 0.31572 | 0.39166 | 0.4676 | 0.49997 | 0.53235 | 0.55073 | 0.56911 | 0.55792 | 0.54673 | 0.53874 | 0.53074 | 0.57231 | 0.61387 | 0.63065 | 0.64743 | 0.63785 | 0.62826 | 0.62667 | 0.62507 | 0.59751 | 0.56995 | 0.80213 | 1.0343 | 1.0671 | 1.0999 | 1.0578 | 1.0157 | 0.74047 | 0.46527 | 0.28826 | 0.11126 | 0.10194
Large Light Commercial, Daytime Charging | 0.092615 | 0.086231 | 0.079846 | 0.069866 | 0.059885 | 0.052032 | 0.044179 | 0.047116 | 0.050053 | 0.055118 | 0.060183 | 0.065673 | 0.071164 | 0.1295 | 0.18784 | 0.25178 | 0.31572 | 0.39166 | 0.4676 | 0.82382 | 1.18 | 1.4013 | 1.6226 | 1.7332 | 1.8438 | 1.7332 | 1.6226 | 1.4013 | 1.18 | 0.81128 | 0.44252 | 0.29154 | 0.14057 | 0.14057 | 0.14057 | 0.14057 | 0.14057 | 0.14057 | 0.14057 | 0.14057 | 0.14057 | 0.14057 | 0.14057 | 0.14057 | 0.14057 | 0.12747 | 0.11437 | 0.10349
Large Light Commercial, Highway Fast Charging | 0.25392 | 0.20775 | 0.16158 | 0.10003 | 0.038472 | 0.019621 | 0.00076944 | 0.015774 | 0.030778 | 0.11926 | 0.20775 | 0.33086 | 0.45397 | 0.48859 | 0.52322 | 0.53861 | 0.554 | 0.554 | 0.554 | 0.54246 | 0.53091 | 0.50398 | 0.47705 | 0.46551 | 0.45397 | 0.45397 | 0.45397 | 0.46166 | 0.46936 | 0.49244 | 0.51553 | 0.56169 | 0.60786 | 0.6848 | 0.76175 | 0.76559 | 0.76944 | 0.73097 | 0.6925 | 0.65402 | 0.61555 | 0.56169 | 0.50783 | 0.47705 | 0.44628 | 0.39241 | 0.33855 | 0.29623
Large Light Commercial, Nighttime Charging | 0.65869 | 0.70349 | 0.7483 | 0.7483 | 0.7483 | 0.7483 | 0.7483 | 0.7483 | 0.7483 | 0.7483 | 0.7483 | 0.64775 | 0.5472 | 0.5472 | 0.5472 | 0.43146 | 0.31572 | 0.39166 | 0.4676 | 0.49997 | 0.53235 | 0.55073 | 0.56911 | 0.55792 | 0.54673 | 0.45379 | 0.36084 | 0.2995 | 0.23816 | 0.19767 | 0.15718 | 0.15486 | 0.15253 | 0.15253 | 0.15253 | 0.15253 | 0.15253 | 0.15253 | 0.15253 | 0.15253 | 0.15253 | 0.18449 | 0.21646 | 0.27058 | 0.32469 | 0.37881 | 0.43292 | 0.5458
Medium Light Commercial, Convenience Charging | 0.063189 | 0.058833 | 0.054477 | 0.047667 | 0.040858 | 0.0355 | 0.030142 | 0.032146 | 0.03415 | 0.037605 | 0.041061 | 0.044807 | 0.048553 | 0.088356 | 0.12816 | 0.17178 | 0.21541 | 0.26722 | 0.31903 | 0.34112 | 0.36321 | 0.37575 | 0.38829 | 0.38066 | 0.37302 | 0.36757 | 0.36211 | 0.39047 | 0.41883 | 0.43028 | 0.44173 | 0.43519 | 0.42864 | 0.42756 | 0.42647 | 0.40767 | 0.38886 | 0.54727 | 0.70569 | 0.72805 | 0.75041 | 0.72169 | 0.69297 | 0.50521 | 0.31744 | 0.19667 | 0.075908 | 0.069548
Medium Light Commercial, Daytime Charging | 0.063189 | 0.058833 | 0.054477 | 0.047667 | 0.040858 | 0.0355 | 0.030142 | 0.032146 | 0.03415 | 0.037605 | 0.041061 | 0.044807 | 0.048553 | 0.088356 | 0.12816 | 0.17178 | 0.21541 | 0.26722 | 0.31903 | 0.56207 | 0.80511 | 0.95607 | 1.107 | 1.1825 | 1.258 | 1.1825 | 1.107 | 0.95607 | 0.80511 | 0.55351 | 0.30192 | 0.19891 | 0.095909 | 0.095909 | 0.095909 | 0.095909 | 0.095909 | 0.095909 | 0.095909 | 0.095909 | 0.095909 | 0.095909 | 0.095909 | 0.095909 | 0.095909 | 0.08697 | 0.07803 | 0.070609
Medium Light Commercial, Highway Fast Charging | 0.17324 | 0.14174 | 0.11024 | 0.068246 | 0.026248 | 0.013387 | 0.00052497 | 0.010762 | 0.020999 | 0.08137 | 0.14174 | 0.22574 | 0.30973 | 0.33336 | 0.35698 | 0.36748 | 0.37798 | 0.37798 | 0.37798 | 0.3701 | 0.36223 | 0.34386 | 0.32548 | 0.31761 | 0.30973 | 0.30973 | 0.30973 | 0.31498 | 0.32023 | 0.33598 | 0.35173 | 0.38323 | 0.41473 | 0.46722 | 0.51972 | 0.52234 | 0.52497 | 0.49872 | 0.47247 | 0.44622 | 0.41998 | 0.38323 | 0.34648 | 0.32548 | 0.30448 | 0.26773 | 0.23099 | 0.20211
Medium Light Commercial, Nighttime Charging | 0.44941 | 0.47998 | 0.51055 | 0.51055 | 0.51055 | 0.51055 | 0.51055 | 0.51055 | 0.51055 | 0.51055 | 0.51055 | 0.44194 | 0.37334 | 0.37334 | 0.37334 | 0.29438 | 0.21541 | 0.26722 | 0.31903 | 0.34112 | 0.36321 | 0.37575 | 0.38829 | 0.38066 | 0.37302 | 0.30961 | 0.24619 | 0.20434 | 0.16249 | 0.13486 | 0.10724 | 0.10565 | 0.10407 | 0.10407 | 0.10407 | 0.10407 | 0.10407 | 0.10407 | 0.10407 | 0.10407 | 0.10407 | 0.12588 | 0.14769 | 0.18461 | 0.22153 | 0.25845 | 0.29537 | 0.37239
Small Light Commercial, Convenience Charging | 0.044139 | 0.041097 | 0.038054 | 0.033297 | 0.02854 | 0.024798 | 0.021055 | 0.022455 | 0.023855 | 0.026269 | 0.028682 | 0.031299 | 0.033916 | 0.061719 | 0.089523 | 0.12 | 0.15047 | 0.18666 | 0.22285 | 0.23828 | 0.25371 | 0.26247 | 0.27123 | 0.2659 | 0.26057 | 0.25676 | 0.25295 | 0.27276 | 0.29256 | 0.30056 | 0.30856 | 0.30399 | 0.29942 | 0.29866 | 0.2979 | 0.28477 | 0.27163 | 0.38229 | 0.49294 | 0.50857 | 0.52419 | 0.50412 | 0.48406 | 0.3529 | 0.22174 | 0.13738 | 0.053024 | 0.048582
Small Light Commercial, Daytime Charging | 0.044139 | 0.041097 | 0.038054 | 0.033297 | 0.02854 | 0.024798 | 0.021055 | 0.022455 | 0.023855 | 0.026269 | 0.028682 | 0.031299 | 0.033916 | 0.061719 | 0.089523 | 0.12 | 0.15047 | 0.18666 | 0.22285 | 0.39262 | 0.56239 | 0.66784 | 0.77329 | 0.82602 | 0.87874 | 0.82602 | 0.77329 | 0.66784 | 0.56239 | 0.38665 | 0.2109 | 0.13895 | 0.066995 | 0.066995 | 0.066995 | 0.066995 | 0.066995 | 0.066995 | 0.066995 | 0.066995 | 0.066995 | 0.066995 | 0.066995 | 0.066995 | 0.066995 | 0.060751 | 0.054506 | 0.049323
Small Light Commercial, Highway Fast Charging | 0.12101 | 0.099011 | 0.077008 | 0.047672 | 0.018335 | 0.009351 | 0.00036671 | 0.0075175 | 0.014668 | 0.05684 | 0.099011 | 0.15768 | 0.21636 | 0.23286 | 0.24936 | 0.25669 | 0.26403 | 0.26403 | 0.26403 | 0.25853 | 0.25303 | 0.24019 | 0.22736 | 0.22186 | 0.21636 | 0.21636 | 0.21636 | 0.22002 | 0.22369 | 0.23469 | 0.24569 | 0.2677 | 0.2897 | 0.32637 | 0.36304 | 0.36487 | 0.36671 | 0.34837 | 0.33004 | 0.3117 | 0.29337 | 0.2677 | 0.24203 | 0.22736 | 0.21269 | 0.18702 | 0.16135 | 0.14118
Small Light Commercial, Nighttime Charging | 0.31392 | 0.33528 | 0.35663 | 0.35663 | 0.35663 | 0.35663 | 0.35663 | 0.35663 | 0.35663 | 0.35663 | 0.35663 | 0.30871 | 0.26079 | 0.26079 | 0.26079 | 0.20563 | 0.15047 | 0.18666 | 0.22285 | 0.23828 | 0.25371 | 0.26247 | 0.27123 | 0.2659 | 0.26057 | 0.21627 | 0.17197 | 0.14274 | 0.1135 | 0.094207 | 0.074912 | 0.073802 | 0.072693 | 0.072693 | 0.072693 | 0.072693 | 0.072693 | 0.072693 | 0.072693 | 0.072693 | 0.072693 | 0.087928 | 0.10316 | 0.12895 | 0.15474 | 0.18053 | 0.20633 | 0.26012
Rigid Truck, Convenience Charging | 2.3342 | 2.7233 | 3.1123 | 3.3068 | 3.5013 | 3.4624 | 3.4235 | 3.408 | 3.3924 | 3.3768 | 3.3613 | 3.3457 | 3.3302 | 3.3146 | 3.299 | 2.5054 | 1.7118 | 1.634 | 1.5561 | 1.3616 | 1.1671 | 0.97259 | 0.77807 | 0.68081 | 0.58355 | 0.5641 | 0.54465 | 0.77807 | 1.0115 | 0.99204 | 0.97259 | 0.93369 | 0.89478 | 0.83643 | 0.77807 | 0.68081 | 0.58355 | 0.4863 | 0.38904 | 0.4863 | 0.58355 | 0.87533 | 1.1671 | 1.3616 | 1.5561 | 1.7507 | 1.9452 | 2.1397
Rigid Truck, Daytime Charging | 0.58355 | 0.68081 | 0.77807 | 0.8267 | 0.87533 | 0.86561 | 0.85588 | 0.85199 | 0.8481 | 0.84421 | 0.84032 | 0.83643 | 0.83254 | 0.66704 | 0.50154 | 0.56423 | 0.62693 | 1.14 | 1.653 | 3.0305 | 4.408 | 5.2346 | 6.0611 | 6.4743 | 6.8876 | 6.4743 | 6.0611 | 5.2346 | 4.408 | 3.0305 | 1.653 | 1.0891 | 0.52511 | 0.52511 | 0.52511 | 0.52511 | 0.52511 | 0.52511 | 0.52511 | 0.52511 | 0.52511 | 0.52511 | 0.52511 | 0.52511 | 0.52511 | 0.47616 | 0.42722 | 0.50539
Rigid Truck, Highway Fast Charging | 1.023 | 0.837 | 0.651 | 0.403 | 0.155 | 0.07905 | 0.0031 | 0.06355 | 0.124 | 0.4805 | 0.837 | 1.333 | 1.829 | 1.9685 | 2.108 | 2.17 | 2.232 | 2.232 | 2.232 | 2.1855 | 2.139 | 2.0305 | 1.922 | 1.8755 | 1.829 | 1.829 | 1.829 | 1.86 | 1.891 | 1.984 | 2.077 | 2.263 | 2.449 | 2.759 | 3.069 | 3.0845 | 3.1 | 2.945 | 2.79 | 2.635 | 2.48 | 2.263 | 2.046 | 1.922 | 1.798 | 1.581 | 1.364 | 1.1935
Rigid Truck, Nighttime Charging | 1.6235 | 3.044 | 4.4645 | 4.4645 | 4.4645 | 4.4645 | 4.4645 | 4.4645 | 4.4645 | 4.4645 | 4.4645 | 3.4498 | 2.4352 | 2.4352 | 2.4352 | 2.4352 | 2.4352 | 2.2323 | 2.0293 | 1.8264 | 1.6235 | 1.0452 | 0.46684 | 0.40849 | 0.35013 | 0.33846 | 0.32679 | 0.46684 | 0.6069 | 0.59523 | 0.58355 | 0.56021 | 0.53687 | 0.50186 | 0.46684 | 0.40849 | 0.35013 | 0.29178 | 0.23342 | 0.29178 | 0.35013 | 0.5252 | 0.70027 | 0.81698 | 0.93369 | 1.0504 | 1.1671 | 1.3953
Large Residential, Convenience Charging | 0.08906 | 0.080154 | 0.071248 | 0.062342 | 0.053436 | 0.047498 | 0.041561 | 0.035624 | 0.029687 | 0.026718 | 0.023749 | 0.021374 | 0.018999 | 0.065261 | 0.11152 | 0.12546 | 0.1394 | 0.19516 | 0.25093 | 0.27602 | 0.30111 | 0.30669 | 0.31226 | 0.30669 | 0.30111 | 0.28996 | 0.27881 | 0.30669 | 0.33457 | 0.31784 | 0.30111 | 0.31784 | 0.33457 | 0.36245 | 0.39033 | 0.43215 | 0.47397 | 0.838 | 1.202 | 1.2879 | 1.3737 | 1.3451 | 1.3165 | 0.94264 | 0.56877 | 0.33188 | 0.094997 | 0.092028
Large Residential, Daytime Charging | 0.08906 | 0.080154 | 0.071248 | 0.062342 | 0.053436 | 0.047498 | 0.041561 | 0.035624 | 0.029687 | 0.026718 | 0.023749 | 0.021374 | 0.018999 | 0.065261 | 0.11152 | 0.12546 | 0.1394 | 0.25348 | 0.36757 | 0.67387 | 0.98017 | 1.164 | 1.3477 | 1.4396 | 1.5315 | 1.4396 | 1.3477 | 1.164 | 0.98017 | 0.67387 | 0.36757 | 0.24216 | 0.11676 | 0.11676 | 0.11676 | 0.11676 | 0.11676 | 0.11676 | 0.11676 | 0.11676 | 0.11676 | 0.11676 | 0.11676 | 0.11676 | 0.11676 | 0.10588 | 0.094997 | 0.092028
Large Residential, Highway Fast Charging | 0.20504 | 0.16776 | 0.13048 | 0.080773 | 0.031067 | 0.015844 | 0.00062133 | 0.012737 | 0.024853 | 0.096307 | 0.16776 | 0.26717 | 0.36659 | 0.39455 | 0.42251 | 0.43493 | 0.44736 | 0.44736 | 0.44736 | 0.43804 | 0.42872 | 0.40697 | 0.38523 | 0.37591 | 0.36659 | 0.36659 | 0.36659 | 0.3728 | 0.37901 | 0.39765 | 0.41629 | 0.45357 | 0.49085 | 0.55299 | 0.61512 | 0.61823 | 0.62133 | 0.59027 | 0.5592 | 0.52813 | 0.49707 | 0.45357 | 0.41008 | 0.38523 | 0.36037 | 0.31688 | 0.27339 | 0.23921
Large Residential, Nighttime Charging | 0.6334 | 0.66982 | 0.70624 | 0.70624 | 0.70624 | 0.70624 | 0.70624 | 0.70624 | 0.70624 | 0.70624 | 0.70624 | 0.66982 | 0.6334 | 0.50672 | 0.38004 | 0.36104 | 0.34204 | 0.29648 | 0.25093 | 0.27602 | 0.30111 | 0.30669 | 0.31226 | 0.30669 | 0.30111 | 0.28996 | 0.27881 | 0.30669 | 0.33457 | 0.31784 | 0.30111 | 0.20894 | 0.11676 | 0.090052 | 0.06334 | 0.06334 | 0.06334 | 0.06334 | 0.06334 | 0.06334 | 0.06334 | 0.06334 | 0.06334 | 0.09501 | 0.12668 | 0.19002 | 0.25336 | 0.44338
Large Residential, Vehicle to Home / Vehicle to Grid - vehicle charging | 0.08906 | 0.080154 | 0.071248 | 0.062342 | 0.053436 | 0.047498 | 0.041561 | 0.035624 | 0.029687 | 0.026718 | 0.023749 | 0.021374 | 0.018999 | 0.065261 | 0.11152 | 0.12546 | 0.1394 | 0.25348 | 0.36757 | 0.67387 | 0.98017 | 1.164 | 1.3477 | 1.4396 | 1.5315 | 1.4396 | 1.3477 | 1.164 | 0.98017 | 0.67387 | 0.36757 | 0.24216 | 0.11676 | 0.11676 | 0.11676 | 0.11676 | 0.11676 | 0.11676 | 0.11676 | 0.11676 | 0.11676 | 0.11676 | 0.11676 | 0.11676 | 0.11676 | 0.10588 | 0.094997 | 0.092028
Large Residential, Vehicle to Home - home energy system | -0.76096 | -0.64999 | -0.56598 | -0.61629 | -0.53269 | -0.56926 | -0.59888 | -0.59778 | -0.62961 | -0.66893 | -0.76529 | -0.7537 | -0.84015 | -0.75389 | -0.72708 | -0.62471 | -0.39874 | 0.29206 | 1.0005 | 1.9898 | 2.8264 | 2.6628 | 3.3123 | 3.3606 | 2.9213 | 2.8316 | 2.0406 | 1.7885 | 1.0741 | 0.66562 | 0.52757 | 0.1161 | -0.17065 | -0.23583 | -0.3041 | -0.57272 | -0.84808 | -0.88911 | -0.93448 | -0.92478 | -0.89066 | -0.91726 | -0.86628 | -0.84694 | -0.81981 | -0.86011 | -0.89691 | -0.86654
Medium Residential, Convenience Charging | 0.061095 | 0.054986 | 0.048876 | 0.042767 | 0.036657 | 0.032584 | 0.028511 | 0.024438 | 0.020365 | 0.018329 | 0.016292 | 0.014663 | 0.013034 | 0.044769 | 0.076505 | 0.086068 | 0.095632 | 0.13388 | 0.17214 | 0.18935 | 0.20656 | 0.21039 | 0.21421 | 0.21039 | 0.20656 | 0.19891 | 0.19126 | 0.21039 | 0.22952 | 0.21804 | 0.20656 | 0.21804 | 0.22952 | 0.24864 | 0.26777 | 0.29646 | 0.32515 | 0.57487 | 0.8246 | 0.8835 | 0.9424 | 0.92277 | 0.90313 | 0.64665 | 0.39018 | 0.22767 | 0.065168 | 0.063132
Medium Residential, Daytime Charging | 0.061095 | 0.054986 | 0.048876 | 0.042767 | 0.036657 | 0.032584 | 0.028511 | 0.024438 | 0.020365 | 0.018329 | 0.016292 | 0.014663 | 0.013034 | 0.044769 | 0.076505 | 0.086068 | 0.095631 | 0.17389 | 0.25215 | 0.46228 | 0.67241 | 0.79848 | 0.92456 | 0.9876 | 1.0506 | 0.9876 | 0.92456 | 0.79848 | 0.67241 | 0.46228 | 0.25215 | 0.16613 | 0.0801 | 0.0801 | 0.0801 | 0.0801 | 0.0801 | 0.0801 | 0.0801 | 0.0801 | 0.0801 | 0.0801 | 0.0801 | 0.0801 | 0.0801 | 0.072634 | 0.065168 | 0.063132
Medium Residential, Highway Fast Charging | 0.14066 | 0.11508 | 0.08951 | 0.055411 | 0.021312 | 0.010869 | 0.00042624 | 0.0087379 | 0.01705 | 0.066067 | 0.11508 | 0.18328 | 0.25148 | 0.27066 | 0.28984 | 0.29837 | 0.30689 | 0.30689 | 0.30689 | 0.3005 | 0.2941 | 0.27919 | 0.26427 | 0.25787 | 0.25148 | 0.25148 | 0.25148 | 0.25574 | 0.26001 | 0.27279 | 0.28558 | 0.31115 | 0.33673 | 0.37935 | 0.42198 | 0.42411 | 0.42624 | 0.40493 | 0.38362 | 0.3623 | 0.34099 | 0.31115 | 0.28132 | 0.26427 | 0.24722 | 0.21738 | 0.18755 | 0.1641
Medium Residential, Nighttime Charging | 0.43452 | 0.4595 | 0.48449 | 0.48449 | 0.48449 | 0.48449 | 0.48449 | 0.48449 | 0.48449 | 0.48449 | 0.48449 | 0.4595 | 0.43452 | 0.34761 | 0.26071 | 0.24767 | 0.23464 | 0.20339 | 0.17214 | 0.18935 | 0.20656 | 0.21039 | 0.21421 | 0.21039 | 0.20656 | 0.19891 | 0.19126 | 0.21039 | 0.22952 | 0.21804 | 0.20656 | 0.14333 | 0.0801 | 0.061776 | 0.043452 | 0.043452 | 0.043452 | 0.043452 | 0.043452 | 0.043452 | 0.043452 | 0.043452 | 0.043452 | 0.065177 | 0.086903 | 0.13035 | 0.17381 | 0.30416
Medium Residential, Vehicle to Home / Vehicle to Grid - vehicle charging | 0.061095 | 0.054986 | 0.048876 | 0.042767 | 0.036657 | 0.032584 | 0.028511 | 0.024438 | 0.020365 | 0.018329 | 0.016292 | 0.014663 | 0.013034 | 0.044769 | 0.076505 | 0.086068 | 0.095632 | 0.17389 | 0.25215 | 0.46228 | 0.67241 | 0.79848 | 0.92456 | 0.9876 | 1.0506 | 0.9876 | 0.92456 | 0.79848 | 0.67241 | 0.46228 | 0.25215 | 0.16613 | 0.0801 | 0.0801 | 0.0801 | 0.0801 | 0.0801 | 0.0801 | 0.0801 | 0.0801 | 0.0801 | 0.0801 | 0.0801 | 0.0801 | 0.0801 | 0.072634 | 0.065168 | 0.063132
Medium Residential, Vehicle to Home - home energy system | -0.76096 | -0.64999 | -0.56598 | -0.61629 | -0.53269 | -0.56926 | -0.59888 | -0.59778 | -0.62961 | -0.66893 | -0.76529 | -0.7537 | -0.84015 | -0.75389 | -0.72708 | -0.62471 | -0.39874 | 0.29206 | 1.0005 | 1.9898 | 2.8264 | 2.6628 | 3.3123 | 3.3606 | 2.9213 | 2.8316 | 2.0406 | 1.7885 | 1.0741 | 0.66562 | 0.52757 | 0.1161 | -0.17065 | -0.23583 | -0.3041 | -0.57272 | -0.84808 | -0.88911 | -0.93448 | -0.92478 | -0.89066 | -0.91726 | -0.86628 | -0.84694 | -0.81981 | -0.86011 | -0.89691 | -0.86654
Small Residential, Convenience Charging | 0.042309 | 0.038078 | 0.033847 | 0.029616 | 0.025385 | 0.022565 | 0.019744 | 0.016924 | 0.014103 | 0.012693 | 0.011282 | 0.010154 | 0.0090259 | 0.031003 | 0.052981 | 0.059603 | 0.066226 | 0.092716 | 0.11921 | 0.13113 | 0.14305 | 0.1457 | 0.14835 | 0.1457 | 0.14305 | 0.13775 | 0.13245 | 0.1457 | 0.15894 | 0.15099 | 0.14305 | 0.15099 | 0.15894 | 0.17219 | 0.18543 | 0.2053 | 0.22517 | 0.3981 | 0.57104 | 0.61183 | 0.65262 | 0.63902 | 0.62543 | 0.44781 | 0.2702 | 0.15767 | 0.04513 | 0.043719
Small Residential, Daytime Charging | 0.042309 | 0.038078 | 0.033847 | 0.029616 | 0.025385 | 0.022565 | 0.019744 | 0.016924 | 0.014103 | 0.012693 | 0.011282 | 0.010154 | 0.0090259 | 0.031003 | 0.052981 | 0.059603 | 0.066226 | 0.12042 | 0.17462 | 0.32013 | 0.46565 | 0.55295 | 0.64026 | 0.68392 | 0.72757 | 0.68392 | 0.64026 | 0.55295 | 0.46565 | 0.32013 | 0.17462 | 0.11504 | 0.05547 | 0.05547 | 0.05547 | 0.05547 | 0.05547 | 0.05547 | 0.05547 | 0.05547 | 0.05547 | 0.05547 | 0.05547 | 0.05547 | 0.05547 | 0.0503 | 0.04513 | 0.043719
Small Residential, Highway Fast Charging | 0.097407 | 0.079697 | 0.061987 | 0.038373 | 0.014759 | 0.0075269 | 0.00029517 | 0.0060511 | 0.011807 | 0.045752 | 0.079697 | 0.12692 | 0.17415 | 0.18744 | 0.20072 | 0.20662 | 0.21253 | 0.21253 | 0.21253 | 0.2081 | 0.20367 | 0.19334 | 0.18301 | 0.17858 | 0.17415 | 0.17415 | 0.17415 | 0.1771 | 0.18006 | 0.18891 | 0.19777 | 0.21548 | 0.23319 | 0.2627 | 0.29222 | 0.2937 | 0.29517 | 0.28042 | 0.26566 | 0.2509 | 0.23614 | 0.21548 | 0.19481 | 0.18301 | 0.1712 | 0.15054 | 0.12988 | 0.11364
Small Residential, Nighttime Charging | 0.30091 | 0.31821 | 0.33551 | 0.33551 | 0.33551 | 0.33551 | 0.33551 | 0.33551 | 0.33551 | 0.33551 | 0.33551 | 0.31821 | 0.30091 | 0.24072 | 0.18054 | 0.17152 | 0.16249 | 0.14085 | 0.11921 | 0.13113 | 0.14305 | 0.1457 | 0.14835 | 0.1457 | 0.14305 | 0.13775 | 0.13245 | 0.1457 | 0.15894 | 0.15099 | 0.14305 | 0.099259 | 0.05547 | 0.04278 | 0.030091 | 0.030091 | 0.030091 | 0.030091 | 0.030091 | 0.030091 | 0.030091 | 0.030091 | 0.030091 | 0.045136 | 0.060181 | 0.090272 | 0.12036 | 0.21063
Small Residential, Vehicle to Home / Vehicle to Grid - vehicle charging | 0.042309 | 0.038078 | 0.033847 | 0.029616 | 0.025385 | 0.022565 | 0.019744 | 0.016924 | 0.014103 | 0.012693 | 0.011282 | 0.010154 | 0.0090259 | 0.031003 | 0.052981 | 0.059603 | 0.066226 | 0.12042 | 0.17462 | 0.32013 | 0.46565 | 0.55296 | 0.64026 | 0.68392 | 0.72757 | 0.68392 | 0.64026 | 0.55296 | 0.46565 | 0.32013 | 0.17462 | 0.11504 | 0.05547 | 0.05547 | 0.05547 | 0.05547 | 0.05547 | 0.05547 | 0.05547 | 0.05547 | 0.05547 | 0.05547 | 0.05547 | 0.05547 | 0.05547 | 0.0503 | 0.04513 | 0.043719
Small Residential, Vehicle to Home - home energy system | -0.76096 | -0.64999 | -0.56598 | -0.61629 | -0.53269 | -0.56926 | -0.59888 | -0.59778 | -0.62961 | -0.66893 | -0.76529 | -0.7537 | -0.84015 | -0.75389 | -0.72708 | -0.62471 | -0.39874 | 0.29206 | 1.0005 | 1.9898 | 2.8264 | 2.6628 | 3.3123 | 3.3606 | 2.9213 | 2.8316 | 2.0406 | 1.7885 | 1.0741 | 0.66562 | 0.52757 | 0.1161 | -0.17065 | -0.23583 | -0.3041 | -0.57272 | -0.84808 | -0.88911 | -0.93448 | -0.92478 | -0.89066 | -0.91726 | -0.86628 | -0.84694 | -0.81981 | -0.86011 | -0.89691 | -0.86654
Victoria
| 0:00 | 0:30 | 1:00 | 1:30 | 2:00 | 2:30 | 3:00 | 3:30 | 4:00 | 4:30 | 5:00 | 5:30 | 6:00 | 6:30 | 7:00 | 7:30 | 8:00 | 8:30 | 9:00 | 9:30 | 10:00 | 10:30 | 11:00 | 11:30 | 12:00 | 12:30 | 13:00 | 13:30 | 14:00 | 14:30 | 15:00 | 15:30 | 16:00 | 16:30 | 17:00 | 17:30 | 18:00 | 18:30 | 19:00 | 19:30 | 20:00 | 20:30 | 21:00 | 21:30 | 22:00 | 22:30 | 23:00 | 23:30
Bus, Convenience Charging | 4.1298 | 4.8181 | 5.5064 | 5.8505 | 6.1947 | 6.1258 | 6.057 | 6.0295 | 6.0019 | 5.9744 | 5.9469 | 5.9193 | 5.8918 | 5.8643 | 5.8367 | 4.4326 | 3.0285 | 2.8908 | 2.7532 | 2.409 | 2.0649 | 1.7207 | 1.3766 | 1.2045 | 1.0324 | 0.99803 | 0.96361 | 1.3766 | 1.7896 | 1.7552 | 1.7207 | 1.6519 | 1.5831 | 1.4798 | 1.3766 | 1.2045 | 1.0324 | 0.86037 | 0.6883 | 0.86037 | 1.0324 | 1.5487 | 2.0649 | 2.409 | 2.7532 | 3.0973 | 3.4415 | 3.7856
Bus, Daytime Charging | 4.1298 | 4.8181 | 5.5064 | 5.8505 | 6.1947 | 6.1258 | 6.057 | 6.0295 | 6.0019 | 5.9744 | 5.9469 | 3.4259 | 0.90494 | 0.72505 | 0.54516 | 0.6133 | 0.68145 | 1.2391 | 1.7968 | 3.2941 | 4.7914 | 5.6898 | 6.5882 | 7.0373 | 7.4865 | 7.0373 | 6.5882 | 5.6898 | 4.7914 | 3.2941 | 1.7968 | 1.1838 | 0.57077 | 0.57077 | 0.57077 | 0.57077 | 0.57077 | 0.57077 | 0.57077 | 0.57077 | 0.57077 | 0.57077 | 0.57077 | 0.57077 | 0.57077 | 0.51757 | 0.46437 | 2.2971
Bus, Highway Fast Charging | 1.8099 | 1.4808 | 1.1518 | 0.713 | 0.27423 | 0.13986 | 0.0054846 | 0.11243 | 0.21938 | 0.85011 | 1.4808 | 2.3584 | 3.2359 | 3.4827 | 3.7295 | 3.8392 | 3.9489 | 3.9489 | 3.9489 | 3.8666 | 3.7844 | 3.5924 | 3.4005 | 3.3182 | 3.2359 | 3.2359 | 3.2359 | 3.2908 | 3.3456 | 3.5101 | 3.6747 | 4.0038 | 4.3328 | 4.8813 | 5.4298 | 5.4572 | 5.4846 | 5.2104 | 4.9361 | 4.6619 | 4.3877 | 4.0038 | 3.6198 | 3.4005 | 3.1811 | 2.7972 | 2.4132 | 2.1116
Bus, Nighttime Charging | 2.8723 | 5.3855 | 7.8988 | 7.8988 | 7.8988 | 7.8988 | 7.8988 | 7.8988 | 7.8988 | 7.8988 | 7.8988 | 6.1036 | 4.3084 | 4.3084 | 4.3084 | 4.3084 | 4.3084 | 3.9494 | 3.5903 | 3.2313 | 2.8723 | 1.8491 | 0.82595 | 0.72271 | 0.61947 | 0.59882 | 0.57817 | 0.82595 | 1.0737 | 1.0531 | 1.0324 | 0.99115 | 0.94985 | 0.8879 | 0.82595 | 0.72271 | 0.61947 | 0.51622 | 0.41298 | 0.51622 | 0.61947 | 0.9292 | 1.2389 | 1.4454 | 1.6519 | 1.8584 | 2.0649 | 2.4686
Articulated Truck, Convenience Charging | 20.1001 | 23.4502 | 26.8002 | 28.4752 | 30.1502 | 29.8152 | 29.4802 | 29.3462 | 29.2122 | 29.0782 | 28.9442 | 28.8102 | 28.6762 | 28.5422 | 28.4082 | 21.5742 | 14.7401 | 14.0701 | 13.4001 | 11.7251 | 10.0501 | 8.3751 | 6.7001 | 5.8625 | 5.025 | 4.8575 | 4.69 | 6.7001 | 8.7101 | 8.5426 | 8.3751 | 8.0401 | 7.7051 | 7.2026 | 6.7001 | 5.8625 | 5.025 | 4.1875 | 3.35 | 4.1875 | 5.025 | 7.5376 | 10.0501 | 11.7251 | 13.4001 | 15.0751 | 16.7501 | 18.4251
Articulated Truck, Daytime Charging | 14.1472 | 20.4737 | 26.8002 | 28.4752 | 30.1502 | 29.8152 | 29.4802 | 29.3462 | 29.2122 | 29.0782 | 28.9442 | 16.741 | 4.5377 | 3.6357 | 2.7336 | 3.0753 | 3.417 | 6.2133 | 9.0097 | 16.5177 | 24.0258 | 28.5306 | 33.0355 | 35.2879 | 37.5403 | 35.2879 | 33.0355 | 28.5306 | 24.0258 | 16.5177 | 9.0097 | 5.9359 | 2.8621 | 2.8621 | 2.8621 | 2.8621 | 2.8621 | 2.8621 | 2.8621 | 2.8621 | 2.8621 | 2.8621 | 2.8621 | 2.8621 | 2.8621 | 2.5953 | 2.3285 | 8.2378
Articulated Truck, Highway Fast Charging | 8.8091 | 7.2075 | 5.6058 | 3.4703 | 1.3347 | 0.68071 | 0.026694 | 0.54723 | 1.0678 | 4.1376 | 7.2075 | 11.4786 | 15.7496 | 16.9509 | 18.1521 | 18.686 | 19.2199 | 19.2199 | 19.2199 | 18.8195 | 18.4191 | 17.4848 | 16.5505 | 16.1501 | 15.7496 | 15.7496 | 15.7496 | 16.0166 | 16.2835 | 17.0844 | 17.8852 | 19.4869 | 21.0885 | 23.7579 | 26.4274 | 26.5609 | 26.6943 | 25.3596 | 24.0249 | 22.6902 | 21.3555 | 19.4869 | 17.6183 | 16.5505 | 15.4827 | 13.6141 | 11.7455 | 10.2773
Articulated Truck, Nighttime Charging | 13.9797 | 26.212 | 38.4443 | 38.4443 | 38.4443 | 38.4443 | 38.4443 | 38.4443 | 38.4443 | 38.4443 | 38.4443 | 29.7069 | 20.9696 | 20.9696 | 20.9696 | 20.9696 | 20.9696 | 19.2221 | 17.4747 | 15.7272 | 13.9797 | 8.9999 | 4.02 | 3.5175 | 3.015 | 2.9145 | 2.814 | 4.02 | 5.226 | 5.1255 | 5.025 | 4.824 | 4.623 | 4.3215 | 4.02 | 3.5175 | 3.015 | 2.5125 | 2.01 | 2.5125 | 3.015 | 4.5225 | 6.03 | 7.0351 | 8.0401 | 9.0451 | 10.0501 | 12.0149
Large Light Commercial, Convenience Charging | 0.11649 | 0.10846 | 0.10043 | 0.087878 | 0.075324 | 0.065447 | 0.055569 | 0.059263 | 0.062957 | 0.069328 | 0.075699 | 0.082605 | 0.089511 | 0.16289 | 0.23627 | 0.31669 | 0.39712 | 0.49263 | 0.58815 | 0.62887 | 0.66959 | 0.69271 | 0.71584 | 0.70176 | 0.68769 | 0.67763 | 0.66757 | 0.71986 | 0.77214 | 0.79324 | 0.81435 | 0.80229 | 0.79023 | 0.78823 | 0.78623 | 0.75156 | 0.71689 | 1.0089 | 1.301 | 1.3422 | 1.3834 | 1.3305 | 1.2775 | 0.93138 | 0.58522 | 0.36258 | 0.13994 | 0.12822
Large Light Commercial, Daytime Charging | 0.11649 | 0.10846 | 0.10043 | 0.087878 | 0.075324 | 0.065447 | 0.055569 | 0.059263 | 0.062957 | 0.069328 | 0.075699 | 0.082605 | 0.089511 | 0.16289 | 0.23627 | 0.31669 | 0.39712 | 0.49263 | 0.58815 | 1.0362 | 1.4843 | 1.7626 | 2.0409 | 2.18 | 2.3192 | 2.18 | 2.0409 | 1.7626 | 1.4843 | 1.0204 | 0.5566 | 0.36671 | 0.17681 | 0.17681 | 0.17681 | 0.17681 | 0.17681 | 0.17681 | 0.17681 | 0.17681 | 0.17681 | 0.17681 | 0.17681 | 0.17681 | 0.17681 | 0.16033 | 0.14385 | 0.13017
Large Light Commercial, Highway Fast Charging | 0.31938 | 0.26131 | 0.20324 | 0.12582 | 0.048391 | 0.024679 | 0.00096781 | 0.01984 | 0.038712 | 0.15001 | 0.26131 | 0.41616 | 0.57101 | 0.61456 | 0.65811 | 0.67747 | 0.69682 | 0.69682 | 0.69682 | 0.68231 | 0.66779 | 0.63392 | 0.60004 | 0.58553 | 0.57101 | 0.57101 | 0.57101 | 0.58069 | 0.59037 | 0.6194 | 0.64843 | 0.7065 | 0.76457 | 0.86135 | 0.95813 | 0.96297 | 0.96781 | 0.91942 | 0.87103 | 0.82264 | 0.77425 | 0.7065 | 0.63876 | 0.60004 | 0.56133 | 0.49358 | 0.42584 | 0.37261
Large Light Commercial, Nighttime Charging | 0.82851 | 0.88486 | 0.94122 | 0.94122 | 0.94122 | 0.94122 | 0.94122 | 0.94122 | 0.94122 | 0.94122 | 0.94122 | 0.81475 | 0.68828 | 0.68828 | 0.68828 | 0.5427 | 0.39712 | 0.49263 | 0.58815 | 0.62887 | 0.66959 | 0.69271 | 0.71584 | 0.70176 | 0.68769 | 0.57078 | 0.45387 | 0.37671 | 0.29956 | 0.24863 | 0.19771 | 0.19478 | 0.19185 | 0.19185 | 0.19185 | 0.19185 | 0.19185 | 0.19185 | 0.19185 | 0.19185 | 0.19185 | 0.23206 | 0.27227 | 0.34033 | 0.4084 | 0.47647 | 0.54453 | 0.68652
Medium Light Commercial, Convenience Charging | 0.07948 | 0.074001 | 0.068522 | 0.059957 | 0.051392 | 0.044653 | 0.037914 | 0.040434 | 0.042954 | 0.047301 | 0.051647 | 0.056359 | 0.061071 | 0.11114 | 0.1612 | 0.21607 | 0.27094 | 0.33611 | 0.40128 | 0.42906 | 0.45684 | 0.47262 | 0.4884 | 0.47879 | 0.46919 | 0.46233 | 0.45547 | 0.49114 | 0.52681 | 0.54121 | 0.55561 | 0.54738 | 0.53916 | 0.53779 | 0.53642 | 0.51277 | 0.48911 | 0.68837 | 0.88762 | 0.91575 | 0.94388 | 0.90775 | 0.87163 | 0.63546 | 0.39928 | 0.24738 | 0.095478 | 0.087479
Medium Light Commercial, Daytime Charging | 0.07948 | 0.074001 | 0.068522 | 0.059957 | 0.051391 | 0.044653 | 0.037914 | 0.040434 | 0.042954 | 0.047301 | 0.051647 | 0.056359 | 0.061071 | 0.11114 | 0.1612 | 0.21607 | 0.27094 | 0.33611 | 0.40128 | 0.70698 | 1.0127 | 1.2026 | 1.3924 | 1.4874 | 1.5823 | 1.4874 | 1.3924 | 1.2026 | 1.0127 | 0.69622 | 0.37976 | 0.2502 | 0.12064 | 0.12064 | 0.12064 | 0.12064 | 0.12064 | 0.12064 | 0.12064 | 0.12064 | 0.12064 | 0.12064 | 0.12064 | 0.12064 | 0.12064 | 0.10939 | 0.098147 | 0.088813
Medium Light Commercial, Highway Fast Charging | 0.2179 | 0.17828 | 0.13867 | 0.085841 | 0.033016 | 0.016838 | 0.00066031 | 0.013536 | 0.026413 | 0.10235 | 0.17828 | 0.28393 | 0.38958 | 0.4193 | 0.44901 | 0.46222 | 0.47543 | 0.47543 | 0.47543 | 0.46552 | 0.45562 | 0.43251 | 0.40939 | 0.39949 | 0.38958 | 0.38958 | 0.38958 | 0.39619 | 0.40279 | 0.4226 | 0.44241 | 0.48203 | 0.52165 | 0.58768 | 0.65371 | 0.65701 | 0.66031 | 0.6273 | 0.59428 | 0.56127 | 0.52825 | 0.48203 | 0.43581 | 0.40939 | 0.38298 | 0.33676 | 0.29054 | 0.25422
Medium Light Commercial, Nighttime Charging | 0.56527 | 0.60372 | 0.64217 | 0.64217 | 0.64217 | 0.64217 | 0.64217 | 0.64217 | 0.64217 | 0.64217 | 0.64217 | 0.55588 | 0.4696 | 0.4696 | 0.4696 | 0.37027 | 0.27094 | 0.33611 | 0.40128 | 0.42906 | 0.45684 | 0.47262 | 0.4884 | 0.47879 | 0.46919 | 0.38943 | 0.30967 | 0.25702 | 0.20438 | 0.16963 | 0.13489 | 0.13289 | 0.1309 | 0.1309 | 0.1309 | 0.1309 | 0.1309 | 0.1309 | 0.1309 | 0.1309 | 0.1309 | 0.15833 | 0.18576 | 0.2322 | 0.27864 | 0.32508 | 0.37152 | 0.46839
Small Light Commercial, Convenience Charging | 0.055519 | 0.051692 | 0.047865 | 0.041882 | 0.035898 | 0.031191 | 0.026484 | 0.028244 | 0.030005 | 0.033041 | 0.036077 | 0.039368 | 0.04266 | 0.077631 | 0.1126 | 0.15093 | 0.18926 | 0.23478 | 0.28031 | 0.29971 | 0.31912 | 0.33014 | 0.34116 | 0.33445 | 0.32774 | 0.32295 | 0.31816 | 0.34307 | 0.36799 | 0.37805 | 0.38811 | 0.38236 | 0.37662 | 0.37566 | 0.37471 | 0.35818 | 0.34166 | 0.48085 | 0.62003 | 0.63968 | 0.65933 | 0.63409 | 0.60886 | 0.44388 | 0.27891 | 0.1728 | 0.066694 | 0.061107
Small Light Commercial, Daytime Charging | 0.055519 | 0.051692 | 0.047865 | 0.041882 | 0.035898 | 0.031191 | 0.026484 | 0.028244 | 0.030005 | 0.033041 | 0.036077 | 0.039368 | 0.04266 | 0.077631 | 0.1126 | 0.15093 | 0.18926 | 0.23478 | 0.28031 | 0.49385 | 0.70739 | 0.84002 | 0.97266 | 1.039 | 1.1053 | 1.039 | 0.97266 | 0.84002 | 0.70739 | 0.48633 | 0.26527 | 0.17477 | 0.084267 | 0.084267 | 0.084267 | 0.084267 | 0.084267 | 0.084267 | 0.084267 | 0.084267 | 0.084267 | 0.084267 | 0.084267 | 0.084267 | 0.084267 | 0.076413 | 0.068559 | 0.062039
Small Light Commercial, Highway Fast Charging | 0.15221 | 0.12454 | 0.096862 | 0.059962 | 0.023062 | 0.011762 | 0.00046125 | 0.0094556 | 0.01845 | 0.071494 | 0.12454 | 0.19834 | 0.27214 | 0.29289 | 0.31365 | 0.32287 | 0.3321 | 0.3321 | 0.3321 | 0.32518 | 0.31826 | 0.30212 | 0.28597 | 0.27906 | 0.27214 | 0.27214 | 0.27214 | 0.27675 | 0.28136 | 0.2952 | 0.30904 | 0.33671 | 0.36439 | 0.41051 | 0.45664 | 0.45894 | 0.46125 | 0.43819 | 0.41512 | 0.39206 | 0.369 | 0.33671 | 0.30442 | 0.28597 | 0.26752 | 0.23524 | 0.20295 | 0.17758
Small Light Commercial, Nighttime Charging | 0.39486 | 0.42172 | 0.44858 | 0.44858 | 0.44858 | 0.44858 | 0.44858 | 0.44858 | 0.44858 | 0.44858 | 0.44858 | 0.3883 | 0.32803 | 0.32803 | 0.32803 | 0.25864 | 0.18926 | 0.23478 | 0.28031 | 0.29971 | 0.31912 | 0.33014 | 0.34116 | 0.33445 | 0.32774 | 0.27203 | 0.21631 | 0.17954 | 0.14276 | 0.11849 | 0.094225 | 0.09283 | 0.091434 | 0.091434 | 0.091434 | 0.091434 | 0.091434 | 0.091434 | 0.091434 | 0.091434 | 0.091434 | 0.1106 | 0.12976 | 0.1622 | 0.19464 | 0.22708 | 0.25952 | 0.32719
Rigid Truck, Convenience Charging | 3.232 | 3.7707 | 4.3093 | 4.5787 | 4.848 | 4.7941 | 4.7403 | 4.7187 | 4.6972 | 4.6756 | 4.6541 | 4.6325 | 4.611 | 4.5894 | 4.5679 | 3.469 | 2.3701 | 2.2624 | 2.1547 | 1.8853 | 1.616 | 1.3467 | 1.0773 | 0.94267 | 0.808 | 0.78107 | 0.75413 | 1.0773 | 1.4005 | 1.3736 | 1.3467 | 1.2928 | 1.2389 | 1.1581 | 1.0773 | 0.94267 | 0.808 | 0.67333 | 0.53867 | 0.67333 | 0.808 | 1.212 | 1.616 | 1.8853 | 2.1547 | 2.424 | 2.6933 | 2.9627
Rigid Truck, Daytime Charging | 0.808 | 0.94267 | 1.0773 | 1.1447 | 1.212 | 1.1985 | 1.1851 | 1.1797 | 1.1743 | 1.1689 | 1.1635 | 1.1581 | 1.1527 | 0.92359 | 0.69444 | 0.78125 | 0.86805 | 1.5784 | 2.2888 | 4.1961 | 6.1034 | 7.2478 | 8.3922 | 8.9644 | 9.5366 | 8.9644 | 8.3922 | 7.2478 | 6.1034 | 4.1961 | 2.2888 | 1.5079 | 0.72707 | 0.72707 | 0.72707 | 0.72707 | 0.72707 | 0.72707 | 0.72707 | 0.72707 | 0.72707 | 0.72707 | 0.72707 | 0.72707 | 0.72707 | 0.6593 | 0.59154 | 0.69977
Rigid Truck, Highway Fast Charging | 1.4165 | 1.1589 | 0.90138 | 0.558 | 0.21462 | 0.10945 | 0.0042923 | 0.087992 | 0.17169 | 0.66531 | 1.1589 | 1.8457 | 2.5325 | 2.7256 | 2.9188 | 3.0046 | 3.0905 | 3.0905 | 3.0905 | 3.0261 | 2.9617 | 2.8115 | 2.6612 | 2.5968 | 2.5325 | 2.5325 | 2.5325 | 2.5754 | 2.6183 | 2.7471 | 2.8758 | 3.1334 | 3.3909 | 3.8201 | 4.2494 | 4.2708 | 4.2923 | 4.0777 | 3.8631 | 3.6485 | 3.4338 | 3.1334 | 2.8329 | 2.6612 | 2.4895 | 2.1891 | 1.8886 | 1.6525
Rigid Truck, Nighttime Charging | 2.2479 | 4.2147 | 6.1816 | 6.1816 | 6.1816 | 6.1816 | 6.1816 | 6.1816 | 6.1816 | 6.1816 | 6.1816 | 4.7767 | 3.3718 | 3.3718 | 3.3718 | 3.3718 | 3.3718 | 3.0908 | 2.8098 | 2.5288 | 2.2479 | 1.4471 | 0.6464 | 0.5656 | 0.4848 | 0.46864 | 0.45248 | 0.6464 | 0.84032 | 0.82416 | 0.808 | 0.77568 | 0.74336 | 0.69488 | 0.6464 | 0.5656 | 0.4848 | 0.404 | 0.3232 | 0.404 | 0.4848 | 0.7272 | 0.9696 | 1.1312 | 1.2928 | 1.4544 | 1.616 | 1.9319
Large Residential, Convenience Charging | 0.099537 | 0.089583 | 0.07963 | 0.069676 | 0.059722 | 0.053086 | 0.046451 | 0.039815 | 0.033179 | 0.029861 | 0.026543 | 0.023889 | 0.021235 | 0.072939 | 0.12464 | 0.14022 | 0.1558 | 0.21813 | 0.28045 | 0.30849 | 0.33654 | 0.34277 | 0.349 | 0.34277 | 0.33654 | 0.32407 | 0.31161 | 0.34277 | 0.37393 | 0.35523 | 0.33654 | 0.35523 | 0.37393 | 0.40509 | 0.43625 | 0.48299 | 0.52973 | 0.93659 | 1.3434 | 1.4394 | 1.5354 | 1.5034 | 1.4714 | 1.0535 | 0.63568 | 0.37093 | 0.10617 | 0.10286
Large Residential, Daytime Charging | 0.099537 | 0.089583 | 0.07963 | 0.069676 | 0.059722 | 0.053086 | 0.046451 | 0.039815 | 0.033179 | 0.029861 | 0.026543 | 0.023889 | 0.021235 | 0.072939 | 0.12464 | 0.14022 | 0.1558 | 0.28331 | 0.41081 | 0.75315 | 1.0955 | 1.3009 | 1.5063 | 1.609 | 1.7117 | 1.609 | 1.5063 | 1.3009 | 1.0955 | 0.75315 | 0.41081 | 0.27065 | 0.1305 | 0.1305 | 0.1305 | 0.1305 | 0.1305 | 0.1305 | 0.1305 | 0.1305 | 0.1305 | 0.1305 | 0.1305 | 0.1305 | 0.1305 | 0.11834 | 0.10617 | 0.10286
Large Residential, Highway Fast Charging | 0.22916 | 0.1875 | 0.14583 | 0.090276 | 0.034722 | 0.017708 | 0.00069443 | 0.014236 | 0.027777 | 0.10764 | 0.1875 | 0.29861 | 0.40972 | 0.44096 | 0.47221 | 0.4861 | 0.49999 | 0.49999 | 0.49999 | 0.48958 | 0.47916 | 0.45485 | 0.43055 | 0.42013 | 0.40972 | 0.40972 | 0.40972 | 0.41666 | 0.4236 | 0.44444 | 0.46527 | 0.50694 | 0.5486 | 0.61805 | 0.68749 | 0.69096 | 0.69443 | 0.65971 | 0.62499 | 0.59027 | 0.55555 | 0.50694 | 0.45833 | 0.43055 | 0.40277 | 0.35416 | 0.30555 | 0.26736
Large Residential, Nighttime Charging | 0.70792 | 0.74862 | 0.78933 | 0.78933 | 0.78933 | 0.78933 | 0.78933 | 0.78933 | 0.78933 | 0.78933 | 0.78933 | 0.74862 | 0.70792 | 0.56633 | 0.42475 | 0.40351 | 0.38228 | 0.33136 | 0.28045 | 0.30849 | 0.33654 | 0.34277 | 0.349 | 0.34277 | 0.33654 | 0.32407 | 0.31161 | 0.34277 | 0.37393 | 0.35523 | 0.33654 | 0.23352 | 0.1305 | 0.10065 | 0.070792 | 0.070792 | 0.070792 | 0.070792 | 0.070792 | 0.070792 | 0.070792 | 0.070792 | 0.070792 | 0.10619 | 0.14158 | 0.21238 | 0.28317 | 0.49554
Large Residential, Vehicle to Home / Vehicle to Grid - vehicle charging | 0.099537 | 0.089583 | 0.07963 | 0.069676 | 0.059722 | 0.053086 | 0.046451 | 0.039815 | 0.033179 | 0.029861 | 0.026543 | 0.023889 | 0.021235 | 0.072939 | 0.12464 | 0.14022 | 0.1558 | 0.28331 | 0.41081 | 0.75315 | 1.0955 | 1.3009 | 1.5063 | 1.609 | 1.7117 | 1.609 | 1.5063 | 1.3009 | 1.0955 | 0.75315 | 0.41081 | 0.27065 | 0.1305 | 0.1305 | 0.1305 | 0.1305 | 0.1305 | 0.1305 | 0.1305 | 0.1305 | 0.1305 | 0.1305 | 0.1305 | 0.1305 | 0.1305 | 0.11834 | 0.10617 | 0.10286
Large Residential, Vehicle to Home - home energy system | -0.47881 | -0.45333 | -0.41426 | -0.41428 | -0.33734 | -0.34196 | -0.38411 | -0.38668 | -0.39844 | -0.41468 | -0.46174 | -0.44789 | -0.48462 | -0.42921 | -0.40686 | -0.34494 | -0.14896 | 0.22783 | 0.51271 | 1.0203 | 1.5646 | 1.9396 | 1.8576 | 1.8864 | 1.3992 | 1.2927 | 1.0523 | 0.99253 | 0.9274 | 0.67277 | 0.54184 | 0.088654 | -0.070076 | -0.12381 | -0.15978 | -0.30239 | -0.44795 | -0.46979 | -0.49541 | -0.49186 | -0.48822 | -0.51411 | -0.4869 | -0.48375 | -0.48203 | -0.5183 | -0.54363 | -0.52373
Medium Residential, Convenience Charging | 0.068283 | 0.061455 | 0.054626 | 0.047798 | 0.04097 | 0.036418 | 0.031865 | 0.027313 | 0.022761 | 0.020485 | 0.018209 | 0.016388 | 0.014567 | 0.050036 | 0.085506 | 0.096194 | 0.10688 | 0.14964 | 0.19239 | 0.21163 | 0.23087 | 0.23514 | 0.23942 | 0.23514 | 0.23087 | 0.22232 | 0.21376 | 0.23514 | 0.25652 | 0.24369 | 0.23087 | 0.24369 | 0.25652 | 0.27789 | 0.29927 | 0.33134 | 0.3634 | 0.64251 | 0.92161 | 0.98744 | 1.0533 | 1.0313 | 1.0094 | 0.72273 | 0.43608 | 0.25446 | 0.072835 | 0.070559
Medium Residential, Daytime Charging | 0.068283 | 0.061455 | 0.054626 | 0.047798 | 0.04097 | 0.036418 | 0.031865 | 0.027313 | 0.022761 | 0.020485 | 0.018209 | 0.016388 | 0.014567 | 0.050036 | 0.085506 | 0.096194 | 0.10688 | 0.19435 | 0.28182 | 0.51666 | 0.75151 | 0.89242 | 1.0333 | 1.1038 | 1.1742 | 1.1038 | 1.0333 | 0.89242 | 0.75151 | 0.51666 | 0.28182 | 0.18567 | 0.089524 | 0.089524 | 0.089524 | 0.089524 | 0.089524 | 0.089524 | 0.089524 | 0.089524 | 0.089524 | 0.089524 | 0.089524 | 0.089524 | 0.089524 | 0.08118 | 0.072835 | 0.070559
Medium Residential, Highway Fast Charging | 0.15721 | 0.12862 | 0.10004 | 0.06193 | 0.023819 | 0.012148 | 0.00047638 | 0.0097659 | 0.019055 | 0.07384 | 0.12862 | 0.20485 | 0.28107 | 0.3025 | 0.32394 | 0.33347 | 0.343 | 0.343 | 0.343 | 0.33585 | 0.32871 | 0.31203 | 0.29536 | 0.28821 | 0.28107 | 0.28107 | 0.28107 | 0.28583 | 0.29059 | 0.30489 | 0.31918 | 0.34776 | 0.37634 | 0.42398 | 0.47162 | 0.474 | 0.47638 | 0.45257 | 0.42875 | 0.40493 | 0.38111 | 0.34776 | 0.31441 | 0.29536 | 0.2763 | 0.24296 | 0.20961 | 0.18341
Medium Residential, Nighttime Charging | 0.48564 | 0.51356 | 0.54148 | 0.54148 | 0.54148 | 0.54148 | 0.54148 | 0.54148 | 0.54148 | 0.54148 | 0.54148 | 0.51356 | 0.48564 | 0.38851 | 0.29138 | 0.27681 | 0.26224 | 0.22732 | 0.19239 | 0.21163 | 0.23087 | 0.23514 | 0.23942 | 0.23514 | 0.23087 | 0.22232 | 0.21376 | 0.23514 | 0.25652 | 0.24369 | 0.23087 | 0.16019 | 0.089524 | 0.069044 | 0.048564 | 0.048564 | 0.048564 | 0.048564 | 0.048564 | 0.048564 | 0.048564 | 0.048564 | 0.048564 | 0.072845 | 0.097127 | 0.14569 | 0.19425 | 0.33995
Medium Residential, Vehicle to Home / Vehicle to Grid - vehicle charging | 0.068283 | 0.061455 | 0.054626 | 0.047798 | 0.04097 | 0.036418 | 0.031865 | 0.027313 | 0.022761 | 0.020485 | 0.018209 | 0.016388 | 0.014567 | 0.050036 | 0.085506 | 0.096194 | 0.10688 | 0.19435 | 0.28182 | 0.51666 | 0.75151 | 0.89242 | 1.0333 | 1.1038 | 1.1742 | 1.1038 | 1.0333 | 0.89242 | 0.75151 | 0.51666 | 0.28182 | 0.18567 | 0.089524 | 0.089524 | 0.089524 | 0.089524 | 0.089524 | 0.089524 | 0.089524 | 0.089524 | 0.089524 | 0.089524 | 0.089524 | 0.089524 | 0.089524 | 0.08118 | 0.072835 | 0.070559
Medium Residential, Vehicle to Home - home energy system | -0.47881 | -0.45333 | -0.41426 | -0.41428 | -0.33734 | -0.34196 | -0.38411 | -0.38668 | -0.39844 | -0.41468 | -0.46174 | -0.44789 | -0.48462 | -0.42921 | -0.40686 | -0.34494 | -0.14896 | 0.22783 | 0.51271 | 1.0203 | 1.5646 | 1.9396 | 1.8576 | 1.8864 | 1.3992 | 1.2927 | 1.0523 | 0.99253 | 0.9274 | 0.67277 | 0.54184 | 0.088654 | -0.070076 | -0.12381 | -0.15978 | -0.30239 | -0.44795 | -0.46979 | -0.49541 | -0.49186 | -0.48822 | -0.51411 | -0.4869 | -0.48375 | -0.48203 | -0.5183 | -0.54363 | -0.52373
Small Residential, Convenience Charging | 0.047287 | 0.042558 | 0.037829 | 0.033101 | 0.028372 | 0.02522 | 0.022067 | 0.018915 | 0.015762 | 0.014186 | 0.01261 | 0.011349 | 0.010088 | 0.034651 | 0.059214 | 0.066615 | 0.074017 | 0.10362 | 0.13323 | 0.14655 | 0.15988 | 0.16284 | 0.1658 | 0.16284 | 0.15988 | 0.15396 | 0.14803 | 0.16284 | 0.17764 | 0.16876 | 0.15988 | 0.16876 | 0.17764 | 0.19244 | 0.20725 | 0.22945 | 0.25166 | 0.44494 | 0.63822 | 0.68381 | 0.7294 | 0.7142 | 0.69901 | 0.5005 | 0.30199 | 0.17621 | 0.050439 | 0.048863
Small Residential, Daytime Charging | 0.047287 | 0.042558 | 0.037829 | 0.033101 | 0.028372 | 0.025219 | 0.022067 | 0.018915 | 0.015762 | 0.014186 | 0.01261 | 0.011349 | 0.010088 | 0.034651 | 0.059214 | 0.066615 | 0.074017 | 0.13459 | 0.19516 | 0.35779 | 0.52043 | 0.61801 | 0.71559 | 0.76438 | 0.81317 | 0.76438 | 0.71559 | 0.61801 | 0.52043 | 0.35779 | 0.19516 | 0.12858 | 0.061996 | 0.061996 | 0.061996 | 0.061996 | 0.061996 | 0.061996 | 0.061996 | 0.061996 | 0.061996 | 0.061996 | 0.061996 | 0.061996 | 0.061996 | 0.056218 | 0.050439 | 0.048863
Small Residential, Highway Fast Charging | 0.10887 | 0.089073 | 0.069279 | 0.042887 | 0.016495 | 0.0084125 | 0.0003299 | 0.006763 | 0.013196 | 0.051135 | 0.089073 | 0.14186 | 0.19464 | 0.20949 | 0.22433 | 0.23093 | 0.23753 | 0.23753 | 0.23753 | 0.23258 | 0.22763 | 0.21608 | 0.20454 | 0.19959 | 0.19464 | 0.19464 | 0.19464 | 0.19794 | 0.20124 | 0.21114 | 0.22103 | 0.24083 | 0.26062 | 0.29361 | 0.3266 | 0.32825 | 0.3299 | 0.31341 | 0.29691 | 0.28042 | 0.26392 | 0.24083 | 0.21773 | 0.20454 | 0.19134 | 0.16825 | 0.14516 | 0.12701
Small Residential, Nighttime Charging | 0.33631 | 0.35564 | 0.37498 | 0.37498 | 0.37498 | 0.37498 | 0.37498 | 0.37498 | 0.37498 | 0.37498 | 0.37498 | 0.35564 | 0.33631 | 0.26905 | 0.20178 | 0.19169 | 0.18161 | 0.15742 | 0.13323 | 0.14655 | 0.15988 | 0.16284 | 0.1658 | 0.16284 | 0.15988 | 0.15396 | 0.14803 | 0.16284 | 0.17764 | 0.16876 | 0.15988 | 0.11094 | 0.061996 | 0.047813 | 0.033631 | 0.033631 | 0.033631 | 0.033631 | 0.033631 | 0.033631 | 0.033631 | 0.033631 | 0.033631 | 0.050446 | 0.067261 | 0.10089 | 0.13452 | 0.23541
Small Residential, Vehicle to Home / Vehicle to Grid - vehicle charging | 0.047287 | 0.042558 | 0.037829 | 0.033101 | 0.028372 | 0.02522 | 0.022067 | 0.018915 | 0.015762 | 0.014186 | 0.01261 | 0.011349 | 0.010088 | 0.034651 | 0.059214 | 0.066615 | 0.074017 | 0.13459 | 0.19516 | 0.35779 | 0.52043 | 0.61801 | 0.71559 | 0.76438 | 0.81317 | 0.76438 | 0.71559 | 0.61801 | 0.52043 | 0.35779 | 0.19516 | 0.12858 | 0.061996 | 0.061996 | 0.061996 | 0.061996 | 0.061996 | 0.061996 | 0.061996 | 0.061996 | 0.061996 | 0.061996 | 0.061996 | 0.061996 | 0.061996 | 0.056218 | 0.050439 | 0.048863
Small Residential, Vehicle to Home - home energy system | -0.47881 | -0.45333 | -0.41426 | -0.41428 | -0.33734 | -0.34196 | -0.38411 | -0.38668 | -0.39844 | -0.41468 | -0.46174 | -0.44789 | -0.48462 | -0.42921 | -0.40686 | -0.34494 | -0.14896 | 0.22783 | 0.51271 | 1.0203 | 1.5646 | 1.9396 | 1.8576 | 1.8864 | 1.3992 | 1.2927 | 1.0523 | 0.99253 | 0.9274 | 0.67277 | 0.54184 | 0.088654 | -0.070076 | -0.12381 | -0.15978 | -0.30239 | -0.44795 | -0.46979 | -0.49541 | -0.49186 | -0.48822 | -0.51411 | -0.4869 | -0.48375 | -0.48203 | -0.5183 | -0.54363 | -0.52373
BEV and PHEV (Average Half Hour Charge Profile, Weekend Profile, kW/Vehicle)
Average split between the time of day that electric vehicles are charged by state. These values are indicative and for a weekend in January 2040. In practice half hourly EV profiles vary slightly over the forecast period by day of week, monthly variations in distance travelled, and yearly efficiency improvements over the forecast period.
The Vehicle to Home has two profiles, "vehicle charging" for the purpose of charging the vehicle for transport purposes and "home energy system" that covers the storing and withdrawing of energy in the EV for the purposes of managing the household demand.
Note: For the "Vehicle to Home - home energy system" category, negative numbers are operating to reduce demand. The total consumption across the day is due to the energy consumed by the battery inefficiency.
The Coordinated charging and the Vehicle to Grid charging profiles do not have static time of day profiles. The Coordinated charging is applied during the demand time series development to prefer operation on low demand periods. The Vehicle to Grid system interaction is optimised as a battery in the capacity outlook and time-sequential models.
New South Wales
| 0:00 | 0:30 | 1:00 | 1:30 | 2:00 | 2:30 | 3:00 | 3:30 | 4:00 | 4:30 | 5:00 | 5:30 | 6:00 | 6:30 | 7:00 | 7:30 | 8:00 | 8:30 | 9:00 | 9:30 | 10:00 | 10:30 | 11:00 | 11:30 | 12:00 | 12:30 | 13:00 | 13:30 | 14:00 | 14:30 | 15:00 | 15:30 | 16:00 | 16:30 | 17:00 | 17:30 | 18:00 | 18:30 | 19:00 | 19:30 | 20:00 | 20:30 | 21:00 | 21:30 | 22:00 | 22:30 | 23:00 | 23:30
Bus, Convenience Charging | 1.5797 | 1.8429 | 2.1062 | 2.2379 | 2.3695 | 2.3432 | 2.3168 | 2.3063 | 2.2958 | 2.2852 | 2.2747 | 2.2642 | 2.2537 | 2.2431 | 2.2326 | 1.6955 | 1.1584 | 1.1058 | 1.0531 | 0.92147 | 0.78983 | 0.65819 | 0.52655 | 0.46074 | 0.39492 | 0.38175 | 0.36859 | 0.52655 | 0.68452 | 0.67136 | 0.65819 | 0.63187 | 0.60554 | 0.56605 | 0.52655 | 0.46074 | 0.39492 | 0.3291 | 0.26328 | 0.3291 | 0.39492 | 0.59237 | 0.78983 | 0.92147 | 1.0531 | 1.1847 | 1.3164 | 1.448
Bus, Daytime Charging | 1.5797 | 1.8429 | 2.1062 | 2.2379 | 2.3695 | 2.3432 | 2.3168 | 2.3063 | 2.2958 | 2.2852 | 2.2747 | 1.3104 | 0.34614 | 0.27734 | 0.20853 | 0.23459 | 0.26066 | 0.47397 | 0.68727 | 1.26 | 1.8327 | 2.1764 | 2.52 | 2.6918 | 2.8636 | 2.6918 | 2.52 | 2.1764 | 1.8327 | 1.26 | 0.68727 | 0.4528 | 0.21832 | 0.21832 | 0.21832 | 0.21832 | 0.21832 | 0.21832 | 0.21832 | 0.21832 | 0.21832 | 0.21832 | 0.21832 | 0.21832 | 0.21832 | 0.19797 | 0.17763 | 0.87864
Bus, Highway Fast Charging | 0.69231 | 0.56643 | 0.44056 | 0.27273 | 0.10489 | 0.053496 | 0.0020979 | 0.043007 | 0.083916 | 0.32517 | 0.56643 | 0.9021 | 1.2378 | 1.3322 | 1.4266 | 1.4685 | 1.5105 | 1.5105 | 1.5105 | 1.479 | 1.4475 | 1.3741 | 1.3007 | 1.2692 | 1.2378 | 1.2378 | 1.2378 | 1.2587 | 1.2797 | 1.3427 | 1.4056 | 1.5315 | 1.6573 | 1.8671 | 2.0769 | 2.0874 | 2.0979 | 1.993 | 1.8881 | 1.7832 | 1.6783 | 1.5315 | 1.3846 | 1.3007 | 1.2168 | 1.0699 | 0.92307 | 0.80769
Bus, Nighttime Charging | 1.0987 | 2.06 | 3.0213 | 3.0213 | 3.0213 | 3.0213 | 3.0213 | 3.0213 | 3.0213 | 3.0213 | 3.0213 | 2.3347 | 1.648 | 1.648 | 1.648 | 1.648 | 1.648 | 1.5107 | 1.3733 | 1.236 | 1.0987 | 0.7073 | 0.31593 | 0.27644 | 0.23695 | 0.22905 | 0.22115 | 0.31593 | 0.41071 | 0.40281 | 0.39492 | 0.37912 | 0.36332 | 0.33963 | 0.31593 | 0.27644 | 0.23695 | 0.19746 | 0.15797 | 0.19746 | 0.23695 | 0.35542 | 0.4739 | 0.55288 | 0.63187 | 0.71085 | 0.78983 | 0.94425
Articulated Truck, Convenience Charging | 9.3303 | 10.8854 | 12.4405 | 13.218 | 13.9955 | 13.84 | 13.6845 | 13.6223 | 13.5601 | 13.4979 | 13.4357 | 13.3735 | 13.3113 | 13.2491 | 13.1869 | 10.0146 | 6.8423 | 6.5312 | 6.2202 | 5.4427 | 4.6652 | 3.8876 | 3.1101 | 2.7214 | 2.3326 | 2.2548 | 2.1771 | 3.1101 | 4.0432 | 3.9654 | 3.8876 | 3.7321 | 3.5766 | 3.3434 | 3.1101 | 2.7214 | 2.3326 | 1.9438 | 1.5551 | 1.9438 | 2.3326 | 3.4989 | 4.6652 | 5.4427 | 6.2202 | 6.9978 | 7.7753 | 8.5528
Articulated Truck, Daytime Charging | 6.567 | 9.5037 | 12.4405 | 13.218 | 13.9955 | 13.84 | 13.6845 | 13.6223 | 13.5601 | 13.4979 | 13.4357 | 7.771 | 2.1064 | 1.6876 | 1.2689 | 1.4275 | 1.5862 | 2.8842 | 4.1822 | 7.6674 | 11.1526 | 13.2437 | 15.3348 | 16.3804 | 17.4259 | 16.3804 | 15.3348 | 13.2437 | 11.1526 | 7.6674 | 4.1822 | 2.7554 | 1.3286 | 1.3286 | 1.3286 | 1.3286 | 1.3286 | 1.3286 | 1.3286 | 1.3286 | 1.3286 | 1.3286 | 1.3286 | 1.3286 | 1.3286 | 1.2047 | 1.0809 | 3.8239
Articulated Truck, Highway Fast Charging | 4.0891 | 3.3457 | 2.6022 | 1.6109 | 0.61957 | 0.31598 | 0.012391 | 0.25402 | 0.49565 | 1.9207 | 3.3457 | 5.3283 | 7.3109 | 7.8685 | 8.4261 | 8.6739 | 8.9217 | 8.9217 | 8.9217 | 8.7359 | 8.55 | 8.1163 | 7.6826 | 7.4967 | 7.3109 | 7.3109 | 7.3109 | 7.4348 | 7.5587 | 7.9304 | 8.3022 | 9.0457 | 9.7891 | 11.0283 | 12.2674 | 12.3293 | 12.3913 | 11.7717 | 11.1522 | 10.5326 | 9.913 | 9.0457 | 8.1783 | 7.6826 | 7.187 | 6.3196 | 5.4522 | 4.7707
Articulated Truck, Nighttime Charging | 6.4893 | 12.1674 | 17.8455 | 17.8455 | 17.8455 | 17.8455 | 17.8455 | 17.8455 | 17.8455 | 17.8455 | 17.8455 | 13.7897 | 9.7339 | 9.7339 | 9.7339 | 9.7339 | 9.7339 | 8.9228 | 8.1116 | 7.3005 | 6.4893 | 4.1777 | 1.8661 | 1.6328 | 1.3996 | 1.3529 | 1.3062 | 1.8661 | 2.4259 | 2.3792 | 2.3326 | 2.2393 | 2.146 | 2.006 | 1.8661 | 1.6328 | 1.3996 | 1.1663 | 0.93303 | 1.1663 | 1.3996 | 2.0993 | 2.7991 | 3.2656 | 3.7321 | 4.1987 | 4.6652 | 5.5772
Large Light Commercial, Convenience Charging | 0.098981 | 0.092158 | 0.085334 | 0.074668 | 0.064001 | 0.055608 | 0.047216 | 0.050355 | 0.053493 | 0.058906 | 0.064319 | 0.070187 | 0.076055 | 0.1384 | 0.20075 | 0.26909 | 0.33742 | 0.41858 | 0.49974 | 0.53434 | 0.56894 | 0.58858 | 0.60823 | 0.59627 | 0.58431 | 0.57577 | 0.56722 | 0.61164 | 0.65607 | 0.674 | 0.69193 | 0.68169 | 0.67144 | 0.66974 | 0.66804 | 0.63858 | 0.60912 | 0.85726 | 1.1054 | 1.1404 | 1.1755 | 1.1305 | 1.0855 | 0.79137 | 0.49725 | 0.30808 | 0.1189 | 0.10894
Large Light Commercial, Daytime Charging | 0.098981 | 0.092158 | 0.085335 | 0.074668 | 0.064001 | 0.055608 | 0.047216 | 0.050355 | 0.053493 | 0.058906 | 0.064319 | 0.070187 | 0.076055 | 0.1384 | 0.20075 | 0.26909 | 0.33742 | 0.41858 | 0.49974 | 0.88044 | 1.2612 | 1.4976 | 1.7341 | 1.8523 | 1.9705 | 1.8523 | 1.7341 | 1.4976 | 1.2612 | 0.86704 | 0.47293 | 0.31158 | 0.15023 | 0.15023 | 0.15023 | 0.15023 | 0.15023 | 0.15023 | 0.15023 | 0.15023 | 0.15023 | 0.15023 | 0.15023 | 0.15023 | 0.15023 | 0.13623 | 0.12223 | 0.1106
Large Light Commercial, Highway Fast Charging | 0.27137 | 0.22203 | 0.17269 | 0.1069 | 0.041116 | 0.020969 | 0.00082233 | 0.016858 | 0.032893 | 0.12746 | 0.22203 | 0.3536 | 0.48517 | 0.52218 | 0.55918 | 0.57563 | 0.59208 | 0.59208 | 0.59208 | 0.57974 | 0.56741 | 0.53862 | 0.50984 | 0.49751 | 0.48517 | 0.48517 | 0.48517 | 0.4934 | 0.50162 | 0.52629 | 0.55096 | 0.6003 | 0.64964 | 0.73187 | 0.8141 | 0.81822 | 0.82233 | 0.78121 | 0.74009 | 0.69898 | 0.65786 | 0.6003 | 0.54274 | 0.50984 | 0.47695 | 0.41939 | 0.36182 | 0.3166
Large Light Commercial, Nighttime Charging | 0.70396 | 0.75185 | 0.79973 | 0.79973 | 0.79973 | 0.79973 | 0.79973 | 0.79973 | 0.79973 | 0.79973 | 0.79973 | 0.69227 | 0.58481 | 0.58481 | 0.58481 | 0.46112 | 0.33742 | 0.41858 | 0.49974 | 0.53434 | 0.56894 | 0.58858 | 0.60823 | 0.59627 | 0.58431 | 0.48498 | 0.38564 | 0.32009 | 0.25453 | 0.21126 | 0.16799 | 0.1655 | 0.16301 | 0.16301 | 0.16301 | 0.16301 | 0.16301 | 0.16301 | 0.16301 | 0.16301 | 0.16301 | 0.19718 | 0.23134 | 0.28917 | 0.34701 | 0.40484 | 0.46268 | 0.58332
Medium Light Commercial, Convenience Charging | 0.067532 | 0.062877 | 0.058222 | 0.050944 | 0.043666 | 0.03794 | 0.032214 | 0.034356 | 0.036497 | 0.04019 | 0.043883 | 0.047887 | 0.05189 | 0.094429 | 0.13697 | 0.18359 | 0.23021 | 0.28559 | 0.34096 | 0.36456 | 0.38817 | 0.40157 | 0.41498 | 0.40682 | 0.39866 | 0.39283 | 0.387 | 0.41731 | 0.44762 | 0.45985 | 0.47209 | 0.4651 | 0.45811 | 0.45695 | 0.45578 | 0.43569 | 0.41559 | 0.58489 | 0.75419 | 0.77809 | 0.80199 | 0.7713 | 0.7406 | 0.53993 | 0.33926 | 0.21019 | 0.081125 | 0.074329
Medium Light Commercial, Daytime Charging | 0.067532 | 0.062877 | 0.058222 | 0.050944 | 0.043666 | 0.03794 | 0.032214 | 0.034356 | 0.036497 | 0.04019 | 0.043883 | 0.047887 | 0.05189 | 0.094429 | 0.13697 | 0.18359 | 0.23021 | 0.28559 | 0.34096 | 0.6007 | 0.86045 | 1.0218 | 1.1831 | 1.2638 | 1.3445 | 1.2638 | 1.1831 | 1.0218 | 0.86045 | 0.59156 | 0.32267 | 0.21259 | 0.1025 | 0.1025 | 0.1025 | 0.1025 | 0.1025 | 0.1025 | 0.1025 | 0.1025 | 0.1025 | 0.1025 | 0.1025 | 0.1025 | 0.1025 | 0.092947 | 0.083393 | 0.075463
Medium Light Commercial, Highway Fast Charging | 0.18515 | 0.15148 | 0.11782 | 0.072937 | 0.028053 | 0.014307 | 0.00056105 | 0.011502 | 0.022442 | 0.086963 | 0.15148 | 0.24125 | 0.33102 | 0.35627 | 0.38152 | 0.39274 | 0.40396 | 0.40396 | 0.40396 | 0.39554 | 0.38713 | 0.36749 | 0.34785 | 0.33944 | 0.33102 | 0.33102 | 0.33102 | 0.33663 | 0.34224 | 0.35907 | 0.37591 | 0.40957 | 0.44323 | 0.49934 | 0.55544 | 0.55825 | 0.56105 | 0.533 | 0.50495 | 0.47689 | 0.44884 | 0.40957 | 0.37029 | 0.34785 | 0.32541 | 0.28614 | 0.24686 | 0.21601
Medium Light Commercial, Nighttime Charging | 0.48029 | 0.51297 | 0.54564 | 0.54564 | 0.54564 | 0.54564 | 0.54564 | 0.54564 | 0.54564 | 0.54564 | 0.54564 | 0.47232 | 0.399 | 0.399 | 0.399 | 0.31461 | 0.23021 | 0.28559 | 0.34096 | 0.36456 | 0.38817 | 0.40157 | 0.41498 | 0.40682 | 0.39866 | 0.33089 | 0.26312 | 0.21839 | 0.17366 | 0.14413 | 0.11461 | 0.11292 | 0.11122 | 0.11122 | 0.11122 | 0.11122 | 0.11122 | 0.11122 | 0.11122 | 0.11122 | 0.11122 | 0.13453 | 0.15784 | 0.1973 | 0.23675 | 0.27621 | 0.31567 | 0.39798
Small Light Commercial, Convenience Charging | 0.047173 | 0.043921 | 0.040669 | 0.035586 | 0.030502 | 0.026502 | 0.022503 | 0.023998 | 0.025494 | 0.028074 | 0.030654 | 0.03345 | 0.036247 | 0.065961 | 0.095676 | 0.12824 | 0.16081 | 0.19949 | 0.23817 | 0.25466 | 0.27115 | 0.28051 | 0.28987 | 0.28418 | 0.27848 | 0.2744 | 0.27033 | 0.2915 | 0.31267 | 0.32122 | 0.32977 | 0.32488 | 0.32 | 0.31919 | 0.31838 | 0.30434 | 0.2903 | 0.40856 | 0.52683 | 0.54352 | 0.56022 | 0.53877 | 0.51733 | 0.37716 | 0.23698 | 0.14683 | 0.056668 | 0.051921
Small Light Commercial, Daytime Charging | 0.047173 | 0.043921 | 0.040669 | 0.035586 | 0.030502 | 0.026502 | 0.022503 | 0.023998 | 0.025494 | 0.028074 | 0.030654 | 0.03345 | 0.036247 | 0.065961 | 0.095676 | 0.12824 | 0.16081 | 0.19949 | 0.23817 | 0.41961 | 0.60105 | 0.71375 | 0.82644 | 0.88279 | 0.93914 | 0.88279 | 0.82644 | 0.71375 | 0.60105 | 0.41322 | 0.22539 | 0.1485 | 0.0716 | 0.0716 | 0.0716 | 0.0716 | 0.0716 | 0.0716 | 0.0716 | 0.0716 | 0.0716 | 0.0716 | 0.0716 | 0.0716 | 0.0716 | 0.064926 | 0.058253 | 0.052713
Small Light Commercial, Highway Fast Charging | 0.12933 | 0.10582 | 0.082301 | 0.050949 | 0.019596 | 0.0099938 | 0.00039191 | 0.0080342 | 0.015676 | 0.060746 | 0.10582 | 0.16852 | 0.23123 | 0.24886 | 0.2665 | 0.27434 | 0.28218 | 0.28218 | 0.28218 | 0.2763 | 0.27042 | 0.2567 | 0.24299 | 0.23711 | 0.23123 | 0.23123 | 0.23123 | 0.23515 | 0.23907 | 0.25082 | 0.26258 | 0.2861 | 0.30961 | 0.3488 | 0.38799 | 0.38995 | 0.39191 | 0.37232 | 0.35272 | 0.33312 | 0.31353 | 0.2861 | 0.25866 | 0.24299 | 0.22731 | 0.19988 | 0.17244 | 0.15089
Small Light Commercial, Nighttime Charging | 0.3355 | 0.35832 | 0.38114 | 0.38114 | 0.38114 | 0.38114 | 0.38114 | 0.38114 | 0.38114 | 0.38114 | 0.38114 | 0.32993 | 0.27872 | 0.27872 | 0.27872 | 0.21976 | 0.16081 | 0.19949 | 0.23817 | 0.25466 | 0.27115 | 0.28051 | 0.28988 | 0.28418 | 0.27848 | 0.23113 | 0.18379 | 0.15255 | 0.1213 | 0.10068 | 0.080061 | 0.078875 | 0.07769 | 0.07769 | 0.07769 | 0.07769 | 0.07769 | 0.07769 | 0.07769 | 0.07769 | 0.07769 | 0.093972 | 0.11025 | 0.13782 | 0.16538 | 0.19294 | 0.22051 | 0.278
Rigid Truck, Convenience Charging | 1.3147 | 1.5338 | 1.7529 | 1.8624 | 1.972 | 1.9501 | 1.9282 | 1.9194 | 1.9106 | 1.9019 | 1.8931 | 1.8844 | 1.8756 | 1.8668 | 1.8581 | 1.4111 | 0.96409 | 0.92027 | 0.87644 | 0.76689 | 0.65733 | 0.54778 | 0.43822 | 0.38344 | 0.32867 | 0.31771 | 0.30676 | 0.43822 | 0.56969 | 0.55873 | 0.54778 | 0.52587 | 0.50396 | 0.47109 | 0.43822 | 0.38344 | 0.32867 | 0.27389 | 0.21911 | 0.27389 | 0.32867 | 0.493 | 0.65733 | 0.76689 | 0.87644 | 0.986 | 1.0956 | 1.2051
Rigid Truck, Daytime Charging | 0.32867 | 0.38344 | 0.43822 | 0.46561 | 0.493 | 0.48752 | 0.48204 | 0.47985 | 0.47766 | 0.47547 | 0.47328 | 0.47109 | 0.4689 | 0.37569 | 0.28247 | 0.31778 | 0.35309 | 0.64205 | 0.931 | 1.7068 | 2.4827 | 2.9482 | 3.4137 | 3.6464 | 3.8792 | 3.6464 | 3.4137 | 2.9482 | 2.4827 | 1.7068 | 0.931 | 0.61338 | 0.29575 | 0.29575 | 0.29575 | 0.29575 | 0.29575 | 0.29575 | 0.29575 | 0.29575 | 0.29575 | 0.29575 | 0.29575 | 0.29575 | 0.29575 | 0.26818 | 0.24062 | 0.28464
Rigid Truck, Highway Fast Charging | 0.57617 | 0.47141 | 0.36665 | 0.22698 | 0.087298 | 0.044522 | 0.001746 | 0.035792 | 0.069839 | 0.27062 | 0.47141 | 0.75076 | 1.0301 | 1.1087 | 1.1873 | 1.2222 | 1.2571 | 1.2571 | 1.2571 | 1.2309 | 1.2047 | 1.1436 | 1.0825 | 1.0563 | 1.0301 | 1.0301 | 1.0301 | 1.0476 | 1.065 | 1.1174 | 1.1698 | 1.2746 | 1.3793 | 1.5539 | 1.7285 | 1.7372 | 1.746 | 1.6587 | 1.5714 | 1.4841 | 1.3968 | 1.2746 | 1.1523 | 1.0825 | 1.0127 | 0.89044 | 0.76822 | 0.6722
Rigid Truck, Nighttime Charging | 0.91436 | 1.7144 | 2.5145 | 2.5145 | 2.5145 | 2.5145 | 2.5145 | 2.5145 | 2.5145 | 2.5145 | 2.5145 | 1.943 | 1.3715 | 1.3715 | 1.3715 | 1.3715 | 1.3715 | 1.2572 | 1.1429 | 1.0287 | 0.91436 | 0.58864 | 0.26293 | 0.23007 | 0.1972 | 0.19063 | 0.18405 | 0.26293 | 0.34181 | 0.33524 | 0.32867 | 0.31552 | 0.30237 | 0.28265 | 0.26293 | 0.23007 | 0.1972 | 0.16433 | 0.13147 | 0.16433 | 0.1972 | 0.2958 | 0.3944 | 0.46013 | 0.52587 | 0.5916 | 0.65733 | 0.78584
Large Residential, Convenience Charging | 0.07699 | 0.069291 | 0.061592 | 0.053893 | 0.046194 | 0.041061 | 0.035929 | 0.030796 | 0.025663 | 0.023097 | 0.020531 | 0.018478 | 0.016425 | 0.056417 | 0.096409 | 0.10846 | 0.12051 | 0.16872 | 0.21692 | 0.23861 | 0.2603 | 0.26513 | 0.26995 | 0.26513 | 0.2603 | 0.25066 | 0.24102 | 0.26513 | 0.28923 | 0.27477 | 0.2603 | 0.27477 | 0.28923 | 0.31333 | 0.33743 | 0.37359 | 0.40974 | 0.72444 | 1.0391 | 1.1134 | 1.1876 | 1.1628 | 1.1381 | 0.81489 | 0.49169 | 0.2869 | 0.082123 | 0.079557
Large Residential, Daytime Charging | 0.07699 | 0.069291 | 0.061592 | 0.053893 | 0.046194 | 0.041061 | 0.035929 | 0.030796 | 0.025663 | 0.023097 | 0.020531 | 0.018478 | 0.016425 | 0.056417 | 0.096409 | 0.10846 | 0.12051 | 0.21913 | 0.31775 | 0.58255 | 0.84734 | 1.0062 | 1.1651 | 1.2445 | 1.324 | 1.2445 | 1.1651 | 1.0062 | 0.84734 | 0.58255 | 0.31775 | 0.20935 | 0.10094 | 0.10094 | 0.10094 | 0.10094 | 0.10094 | 0.10094 | 0.10094 | 0.10094 | 0.10094 | 0.10094 | 0.10094 | 0.10094 | 0.10094 | 0.091531 | 0.082123 | 0.079557
Large Residential, Highway Fast Charging | 0.17725 | 0.14503 | 0.1128 | 0.069827 | 0.026857 | 0.013697 | 0.00053713 | 0.011011 | 0.021485 | 0.083255 | 0.14503 | 0.23097 | 0.31691 | 0.34108 | 0.36525 | 0.37599 | 0.38673 | 0.38673 | 0.38673 | 0.37868 | 0.37062 | 0.35182 | 0.33302 | 0.32496 | 0.31691 | 0.31691 | 0.31691 | 0.32228 | 0.32765 | 0.34376 | 0.35988 | 0.39211 | 0.42433 | 0.47805 | 0.53176 | 0.53445 | 0.53713 | 0.51027 | 0.48342 | 0.45656 | 0.4297 | 0.39211 | 0.35451 | 0.33302 | 0.31154 | 0.27394 | 0.23634 | 0.2068
Large Residential, Nighttime Charging | 0.54756 | 0.57905 | 0.61053 | 0.61053 | 0.61053 | 0.61053 | 0.61053 | 0.61053 | 0.61053 | 0.61053 | 0.61053 | 0.57905 | 0.54756 | 0.43805 | 0.32854 | 0.31211 | 0.29568 | 0.2563 | 0.21692 | 0.23861 | 0.2603 | 0.26513 | 0.26995 | 0.26513 | 0.2603 | 0.25066 | 0.24102 | 0.26513 | 0.28923 | 0.27477 | 0.2603 | 0.18062 | 0.10094 | 0.077848 | 0.054756 | 0.054756 | 0.054756 | 0.054756 | 0.054756 | 0.054756 | 0.054756 | 0.054756 | 0.054756 | 0.082134 | 0.10951 | 0.16427 | 0.21902 | 0.38329
Large Residential, Vehicle to Home / Vehicle to Grid - vehicle charging | 0.07699 | 0.069291 | 0.061592 | 0.053893 | 0.046194 | 0.041061 | 0.035929 | 0.030796 | 0.025663 | 0.023097 | 0.020531 | 0.018478 | 0.016425 | 0.056417 | 0.096409 | 0.10846 | 0.12051 | 0.21913 | 0.31775 | 0.58255 | 0.84734 | 1.0062 | 1.1651 | 1.2445 | 1.324 | 1.2445 | 1.1651 | 1.0062 | 0.84734 | 0.58255 | 0.31775 | 0.20935 | 0.10094 | 0.10094 | 0.10094 | 0.10094 | 0.10094 | 0.10094 | 0.10094 | 0.10094 | 0.10094 | 0.10094 | 0.10094 | 0.10094 | 0.10094 | 0.091531 | 0.082123 | 0.079557
Large Residential, Vehicle to Home - home energy system | -0.61093 | -0.52755 | -0.4293 | -0.44698 | -0.36748 | -0.37358 | -0.4227 | -0.41627 | -0.42674 | -0.44836 | -0.50335 | -0.49143 | -0.53425 | -0.47777 | -0.33874 | -0.075603 | 0.19123 | 0.72519 | 0.95151 | 1.5697 | 1.6082 | 1.6839 | 1.9676 | 1.5661 | 1.7466 | 1.775 | 1.6042 | 1.4688 | 0.73721 | 0.6207 | 0.47295 | 0.10335 | -0.080299 | -0.16163 | -0.21194 | -0.40457 | -0.59978 | -0.63909 | -0.67393 | -0.66968 | -0.66031 | -0.68569 | -0.65877 | -0.64499 | -0.63158 | -0.66421 | -0.69079 | -0.65742
Medium Residential, Convenience Charging | 0.052816 | 0.047534 | 0.042253 | 0.036971 | 0.031689 | 0.028168 | 0.024647 | 0.021126 | 0.017605 | 0.015845 | 0.014084 | 0.012676 | 0.011267 | 0.038702 | 0.066137 | 0.074404 | 0.082672 | 0.11574 | 0.14881 | 0.16369 | 0.17857 | 0.18188 | 0.18518 | 0.18188 | 0.17857 | 0.17196 | 0.16534 | 0.18188 | 0.19841 | 0.18849 | 0.17857 | 0.18849 | 0.19841 | 0.21495 | 0.23148 | 0.25628 | 0.28108 | 0.49697 | 0.71285 | 0.76377 | 0.81469 | 0.79771 | 0.78074 | 0.55902 | 0.3373 | 0.19682 | 0.056337 | 0.054576
Medium Residential, Daytime Charging | 0.052816 | 0.047534 | 0.042253 | 0.036971 | 0.031689 | 0.028168 | 0.024647 | 0.021126 | 0.017605 | 0.015845 | 0.014084 | 0.012676 | 0.011267 | 0.038702 | 0.066137 | 0.074404 | 0.082672 | 0.15033 | 0.21798 | 0.39963 | 0.58128 | 0.69027 | 0.79926 | 0.85376 | 0.90825 | 0.85376 | 0.79926 | 0.69027 | 0.58128 | 0.39963 | 0.21798 | 0.14361 | 0.069245 | 0.069245 | 0.069245 | 0.069245 | 0.069245 | 0.069245 | 0.069245 | 0.069245 | 0.069245 | 0.069245 | 0.069245 | 0.069245 | 0.069245 | 0.062791 | 0.056337 | 0.054576
Medium Residential, Highway Fast Charging | 0.1216 | 0.099488 | 0.07738 | 0.047902 | 0.018424 | 0.0093961 | 0.00036847 | 0.0075537 | 0.014739 | 0.057114 | 0.099488 | 0.15844 | 0.2174 | 0.23398 | 0.25056 | 0.25793 | 0.2653 | 0.2653 | 0.2653 | 0.25977 | 0.25425 | 0.24135 | 0.22845 | 0.22293 | 0.2174 | 0.2174 | 0.2174 | 0.22108 | 0.22477 | 0.23582 | 0.24688 | 0.26899 | 0.2911 | 0.32794 | 0.36479 | 0.36663 | 0.36848 | 0.35005 | 0.33163 | 0.3132 | 0.29478 | 0.26899 | 0.24319 | 0.22845 | 0.21372 | 0.18792 | 0.16213 | 0.14186
Medium Residential, Nighttime Charging | 0.37563 | 0.39723 | 0.41883 | 0.41883 | 0.41883 | 0.41883 | 0.41883 | 0.41883 | 0.41883 | 0.41883 | 0.41883 | 0.39723 | 0.37563 | 0.3005 | 0.22538 | 0.21411 | 0.20284 | 0.17582 | 0.14881 | 0.16369 | 0.17857 | 0.18188 | 0.18518 | 0.18188 | 0.17857 | 0.17196 | 0.16534 | 0.18188 | 0.19841 | 0.18849 | 0.17857 | 0.12391 | 0.069245 | 0.053404 | 0.037563 | 0.037563 | 0.037563 | 0.037563 | 0.037563 | 0.037563 | 0.037563 | 0.037563 | 0.037563 | 0.056345 | 0.075126 | 0.11269 | 0.15025 | 0.26294
Medium Residential, Vehicle to Home / Vehicle to Grid - vehicle charging | 0.052816 | 0.047534 | 0.042253 | 0.036971 | 0.031689 | 0.028168 | 0.024647 | 0.021126 | 0.017605 | 0.015845 | 0.014084 | 0.012676 | 0.011267 | 0.038702 | 0.066137 | 0.074404 | 0.082672 | 0.15033 | 0.21798 | 0.39963 | 0.58128 | 0.69027 | 0.79926 | 0.85376 | 0.90825 | 0.85376 | 0.79926 | 0.69027 | 0.58128 | 0.39963 | 0.21798 | 0.14361 | 0.069245 | 0.069245 | 0.069245 | 0.069245 | 0.069245 | 0.069245 | 0.069245 | 0.069245 | 0.069245 | 0.069245 | 0.069245 | 0.069245 | 0.069245 | 0.062791 | 0.056337 | 0.054576
Medium Residential, Vehicle to Home - home energy system | -0.61093 | -0.52755 | -0.4293 | -0.44698 | -0.36748 | -0.37358 | -0.4227 | -0.41627 | -0.42674 | -0.44836 | -0.50335 | -0.49143 | -0.53425 | -0.47777 | -0.33874 | -0.075603 | 0.19123 | 0.72519 | 0.95151 | 1.5697 | 1.6082 | 1.6839 | 1.9676 | 1.5661 | 1.7466 | 1.775 | 1.6042 | 1.4688 | 0.73721 | 0.6207 | 0.47295 | 0.10335 | -0.080299 | -0.16163 | -0.21194 | -0.40457 | -0.59978 | -0.63909 | -0.67393 | -0.66968 | -0.66031 | -0.68569 | -0.65877 | -0.64499 | -0.63158 | -0.66421 | -0.69079 | -0.65742
Small Residential, Convenience Charging | 0.036575 | 0.032918 | 0.02926 | 0.025603 | 0.021945 | 0.019507 | 0.017068 | 0.01463 | 0.012192 | 0.010973 | 0.0097534 | 0.0087781 | 0.0078027 | 0.026802 | 0.045801 | 0.051526 | 0.057251 | 0.080151 | 0.10305 | 0.11336 | 0.12366 | 0.12595 | 0.12824 | 0.12595 | 0.12366 | 0.11908 | 0.1145 | 0.12595 | 0.1374 | 0.13053 | 0.12366 | 0.13053 | 0.1374 | 0.14885 | 0.1603 | 0.17748 | 0.19465 | 0.34415 | 0.49365 | 0.52892 | 0.56418 | 0.55242 | 0.54067 | 0.38713 | 0.23358 | 0.1363 | 0.039014 | 0.037794
Small Residential, Daytime Charging | 0.036575 | 0.032918 | 0.02926 | 0.025603 | 0.021945 | 0.019507 | 0.017068 | 0.01463 | 0.012192 | 0.010973 | 0.0097534 | 0.0087781 | 0.0078027 | 0.026802 | 0.045801 | 0.051526 | 0.057251 | 0.1041 | 0.15095 | 0.27675 | 0.40254 | 0.47802 | 0.5535 | 0.59123 | 0.62897 | 0.59123 | 0.5535 | 0.47802 | 0.40254 | 0.27675 | 0.15095 | 0.099453 | 0.047953 | 0.047953 | 0.047953 | 0.047953 | 0.047953 | 0.047953 | 0.047953 | 0.047953 | 0.047953 | 0.047953 | 0.047953 | 0.047953 | 0.047953 | 0.043483 | 0.039014 | 0.037794
Small Residential, Highway Fast Charging | 0.084207 | 0.068896 | 0.053586 | 0.033172 | 0.012759 | 0.0065069 | 0.00025517 | 0.005231 | 0.010207 | 0.039552 | 0.068896 | 0.10972 | 0.15055 | 0.16203 | 0.17352 | 0.17862 | 0.18372 | 0.18372 | 0.18372 | 0.1799 | 0.17607 | 0.16714 | 0.15821 | 0.15438 | 0.15055 | 0.15055 | 0.15055 | 0.1531 | 0.15565 | 0.16331 | 0.17097 | 0.18628 | 0.20159 | 0.2271 | 0.25262 | 0.2539 | 0.25517 | 0.24241 | 0.22965 | 0.2169 | 0.20414 | 0.18628 | 0.16841 | 0.15821 | 0.148 | 0.13014 | 0.11228 | 0.098241
Small Residential, Nighttime Charging | 0.26013 | 0.27508 | 0.29004 | 0.29004 | 0.29004 | 0.29004 | 0.29004 | 0.29004 | 0.29004 | 0.29004 | 0.29004 | 0.27508 | 0.26013 | 0.2081 | 0.15608 | 0.14827 | 0.14047 | 0.12176 | 0.10305 | 0.11336 | 0.12366 | 0.12595 | 0.12824 | 0.12595 | 0.12366 | 0.11908 | 0.1145 | 0.12595 | 0.1374 | 0.13053 | 0.12366 | 0.085807 | 0.047953 | 0.036983 | 0.026013 | 0.026013 | 0.026013 | 0.026013 | 0.026013 | 0.026013 | 0.026013 | 0.026013 | 0.026013 | 0.039019 | 0.052025 | 0.078038 | 0.10405 | 0.18209
Small Residential, Vehicle to Home / Vehicle to Grid - vehicle charging | 0.036575 | 0.032918 | 0.02926 | 0.025603 | 0.021945 | 0.019507 | 0.017068 | 0.01463 | 0.012192 | 0.010973 | 0.0097534 | 0.0087781 | 0.0078027 | 0.026802 | 0.045801 | 0.051526 | 0.057251 | 0.1041 | 0.15095 | 0.27675 | 0.40254 | 0.47802 | 0.5535 | 0.59123 | 0.62897 | 0.59123 | 0.5535 | 0.47802 | 0.40254 | 0.27675 | 0.15095 | 0.099453 | 0.047953 | 0.047953 | 0.047953 | 0.047953 | 0.047953 | 0.047953 | 0.047953 | 0.047953 | 0.047953 | 0.047953 | 0.047953 | 0.047953 | 0.047953 | 0.043483 | 0.039014 | 0.037794
Small Residential, Vehicle to Home - home energy system | -0.61093 | -0.52755 | -0.4293 | -0.44698 | -0.36748 | -0.37358 | -0.4227 | -0.41627 | -0.42674 | -0.44836 | -0.50335 | -0.49143 | -0.53425 | -0.47777 | -0.33874 | -0.075603 | 0.19123 | 0.72519 | 0.95151 | 1.5697 | 1.6082 | 1.6839 | 1.9676 | 1.5661 | 1.7466 | 1.775 | 1.6042 | 1.4688 | 0.73721 | 0.6207 | 0.47295 | 0.10335 | -0.080299 | -0.16163 | -0.21194 | -0.40457 | -0.59978 | -0.63909 | -0.67393 | -0.66968 | -0.66031 | -0.68569 | -0.65877 | -0.64499 | -0.63158 | -0.66421 | -0.69079 | -0.65742
Queensland
| 0:00 | 0:30 | 1:00 | 1:30 | 2:00 | 2:30 | 3:00 | 3:30 | 4:00 | 4:30 | 5:00 | 5:30 | 6:00 | 6:30 | 7:00 | 7:30 | 8:00 | 8:30 | 9:00 | 9:30 | 10:00 | 10:30 | 11:00 | 11:30 | 12:00 | 12:30 | 13:00 | 13:30 | 14:00 | 14:30 | 15:00 | 15:30 | 16:00 | 16:30 | 17:00 | 17:30 | 18:00 | 18:30 | 19:00 | 19:30 | 20:00 | 20:30 | 21:00 | 21:30 | 22:00 | 22:30 | 23:00 | 23:30
Bus, Convenience Charging | 1.7559 | 2.0486 | 2.3412 | 2.4876 | 2.6339 | 2.6046 | 2.5754 | 2.5637 | 2.552 | 2.5403 | 2.5285 | 2.5168 | 2.5051 | 2.4934 | 2.4817 | 1.8847 | 1.2877 | 1.2292 | 1.1706 | 1.0243 | 0.87797 | 0.73164 | 0.58531 | 0.51215 | 0.43898 | 0.42435 | 0.40972 | 0.58531 | 0.7609 | 0.74627 | 0.73164 | 0.70237 | 0.67311 | 0.62921 | 0.58531 | 0.51215 | 0.43898 | 0.36582 | 0.29266 | 0.36582 | 0.43898 | 0.65848 | 0.87797 | 1.0243 | 1.1706 | 1.317 | 1.4633 | 1.6096
Bus, Daytime Charging | 1.7559 | 2.0486 | 2.3412 | 2.4876 | 2.6339 | 2.6046 | 2.5754 | 2.5637 | 2.552 | 2.5403 | 2.5285 | 1.4567 | 0.38477 | 0.30828 | 0.23179 | 0.26077 | 0.28974 | 0.52685 | 0.76397 | 1.4006 | 2.0372 | 2.4192 | 2.8012 | 2.9922 | 3.1832 | 2.9922 | 2.8012 | 2.4192 | 2.0372 | 1.4006 | 0.76397 | 0.50333 | 0.24269 | 0.24269 | 0.24269 | 0.24269 | 0.24269 | 0.24269 | 0.24269 | 0.24269 | 0.24269 | 0.24269 | 0.24269 | 0.24269 | 0.24269 | 0.22007 | 0.19745 | 0.97669
Bus, Highway Fast Charging | 0.76956 | 0.62964 | 0.48972 | 0.30316 | 0.1166 | 0.059466 | 0.002332 | 0.047806 | 0.09328 | 0.36146 | 0.62964 | 1.0028 | 1.3759 | 1.4808 | 1.5858 | 1.6324 | 1.679 | 1.679 | 1.679 | 1.6441 | 1.6091 | 1.5275 | 1.4458 | 1.4109 | 1.3759 | 1.3759 | 1.3759 | 1.3992 | 1.4225 | 1.4925 | 1.5624 | 1.7024 | 1.8423 | 2.0755 | 2.3087 | 2.3203 | 2.332 | 2.2154 | 2.0988 | 1.9822 | 1.8656 | 1.7024 | 1.5391 | 1.4458 | 1.3526 | 1.1893 | 1.0261 | 0.89782
Bus, Nighttime Charging | 1.2213 | 2.2899 | 3.3585 | 3.3585 | 3.3585 | 3.3585 | 3.3585 | 3.3585 | 3.3585 | 3.3585 | 3.3585 | 2.5952 | 1.8319 | 1.8319 | 1.8319 | 1.8319 | 1.8319 | 1.6792 | 1.5266 | 1.3739 | 1.2213 | 0.78622 | 0.35119 | 0.30729 | 0.26339 | 0.25461 | 0.24583 | 0.35119 | 0.45654 | 0.44776 | 0.43898 | 0.42142 | 0.40386 | 0.37753 | 0.35119 | 0.30729 | 0.26339 | 0.21949 | 0.17559 | 0.21949 | 0.26339 | 0.39509 | 0.52678 | 0.61458 | 0.70237 | 0.79017 | 0.87797 | 1.0496
Articulated Truck, Convenience Charging | 9.9334 | 11.589 | 13.2445 | 14.0723 | 14.9001 | 14.7345 | 14.569 | 14.5028 | 14.4365 | 14.3703 | 14.3041 | 14.2379 | 14.1717 | 14.1054 | 14.0392 | 10.6619 | 7.2845 | 6.9534 | 6.6223 | 5.7945 | 4.9667 | 4.1389 | 3.3111 | 2.8972 | 2.4834 | 2.4006 | 2.3178 | 3.3111 | 4.3045 | 4.2217 | 4.1389 | 3.9734 | 3.8078 | 3.5595 | 3.3111 | 2.8972 | 2.4834 | 2.0695 | 1.6556 | 2.0695 | 2.4834 | 3.725 | 4.9667 | 5.7945 | 6.6223 | 7.4501 | 8.2778 | 9.1056
Articulated Truck, Daytime Charging | 6.9915 | 10.118 | 13.2445 | 14.0723 | 14.9001 | 14.7345 | 14.569 | 14.5028 | 14.4365 | 14.3703 | 14.3041 | 8.2733 | 2.2425 | 1.7967 | 1.3509 | 1.5198 | 1.6887 | 3.0706 | 4.4525 | 8.163 | 11.8734 | 14.0997 | 16.326 | 17.4391 | 18.5522 | 17.4391 | 16.326 | 14.0997 | 11.8734 | 8.163 | 4.4525 | 2.9335 | 1.4144 | 1.4144 | 1.4144 | 1.4144 | 1.4144 | 1.4144 | 1.4144 | 1.4144 | 1.4144 | 1.4144 | 1.4144 | 1.4144 | 1.4144 | 1.2826 | 1.1508 | 4.0711
Articulated Truck, Highway Fast Charging | 4.3534 | 3.5619 | 2.7704 | 1.715 | 0.65961 | 0.3364 | 0.013192 | 0.27044 | 0.52769 | 2.0448 | 3.5619 | 5.6726 | 7.7834 | 8.3771 | 8.9707 | 9.2345 | 9.4984 | 9.4984 | 9.4984 | 9.3005 | 9.1026 | 8.6409 | 8.1792 | 7.9813 | 7.7834 | 7.7834 | 7.7834 | 7.9153 | 8.0472 | 8.443 | 8.8388 | 9.6303 | 10.4218 | 11.7411 | 13.0603 | 13.1262 | 13.1922 | 12.5326 | 11.873 | 11.2134 | 10.5538 | 9.6303 | 8.7069 | 8.1792 | 7.6515 | 6.728 | 5.8046 | 5.079
Articulated Truck, Nighttime Charging | 6.9087 | 12.9538 | 18.999 | 18.999 | 18.999 | 18.999 | 18.999 | 18.999 | 18.999 | 18.999 | 18.999 | 14.681 | 10.3631 | 10.3631 | 10.3631 | 10.3631 | 10.3631 | 9.4995 | 8.6359 | 7.7723 | 6.9087 | 4.4477 | 1.9867 | 1.7383 | 1.49 | 1.4403 | 1.3907 | 1.9867 | 2.5827 | 2.533 | 2.4834 | 2.384 | 2.2847 | 2.1357 | 1.9867 | 1.7383 | 1.49 | 1.2417 | 0.99334 | 1.2417 | 1.49 | 2.235 | 2.98 | 3.4767 | 3.9734 | 4.47 | 4.9667 | 5.9377
Large Light Commercial, Convenience Charging | 0.08467 | 0.078834 | 0.072997 | 0.063872 | 0.054748 | 0.047569 | 0.04039 | 0.043074 | 0.045759 | 0.05039 | 0.05502 | 0.06004 | 0.065059 | 0.11839 | 0.17173 | 0.23018 | 0.28864 | 0.35806 | 0.42749 | 0.45708 | 0.48668 | 0.50349 | 0.52029 | 0.51006 | 0.49983 | 0.49252 | 0.48521 | 0.52321 | 0.56121 | 0.57655 | 0.59189 | 0.58313 | 0.57437 | 0.57291 | 0.57145 | 0.54625 | 0.52105 | 0.73332 | 0.94559 | 0.97556 | 1.0055 | 0.96704 | 0.92855 | 0.67695 | 0.42536 | 0.26353 | 0.10171 | 0.093192
Large Light Commercial, Daytime Charging | 0.08467 | 0.078834 | 0.072997 | 0.063872 | 0.054748 | 0.047569 | 0.04039 | 0.043074 | 0.045759 | 0.05039 | 0.05502 | 0.06004 | 0.065059 | 0.11839 | 0.17173 | 0.23018 | 0.28864 | 0.35806 | 0.42749 | 0.75315 | 1.0788 | 1.2811 | 1.4834 | 1.5845 | 1.6856 | 1.5845 | 1.4834 | 1.2811 | 1.0788 | 0.74169 | 0.40456 | 0.26653 | 0.12851 | 0.12851 | 0.12851 | 0.12851 | 0.12851 | 0.12851 | 0.12851 | 0.12851 | 0.12851 | 0.12851 | 0.12851 | 0.12851 | 0.12851 | 0.11654 | 0.10456 | 0.094614
Large Light Commercial, Highway Fast Charging | 0.23213 | 0.18993 | 0.14772 | 0.091447 | 0.035172 | 0.017938 | 0.00070344 | 0.01442 | 0.028137 | 0.10903 | 0.18993 | 0.30248 | 0.41503 | 0.44668 | 0.47834 | 0.49241 | 0.50647 | 0.50647 | 0.50647 | 0.49592 | 0.48537 | 0.46075 | 0.43613 | 0.42558 | 0.41503 | 0.41503 | 0.41503 | 0.42206 | 0.4291 | 0.4502 | 0.4713 | 0.51351 | 0.55571 | 0.62606 | 0.6964 | 0.69992 | 0.70344 | 0.66826 | 0.63309 | 0.59792 | 0.56275 | 0.51351 | 0.46427 | 0.43613 | 0.40799 | 0.35875 | 0.30951 | 0.27082
Large Light Commercial, Nighttime Charging | 0.60218 | 0.64315 | 0.68411 | 0.68411 | 0.68411 | 0.68411 | 0.68411 | 0.68411 | 0.68411 | 0.68411 | 0.68411 | 0.59219 | 0.50026 | 0.50026 | 0.50026 | 0.39445 | 0.28864 | 0.35806 | 0.42749 | 0.45708 | 0.48668 | 0.50349 | 0.52029 | 0.51006 | 0.49983 | 0.41486 | 0.32989 | 0.27381 | 0.21773 | 0.18071 | 0.1437 | 0.14157 | 0.13944 | 0.13944 | 0.13944 | 0.13944 | 0.13944 | 0.13944 | 0.13944 | 0.13944 | 0.13944 | 0.16867 | 0.19789 | 0.24737 | 0.29684 | 0.34631 | 0.39578 | 0.49898
Medium Light Commercial, Convenience Charging | 0.057768 | 0.053786 | 0.049804 | 0.043578 | 0.037353 | 0.032455 | 0.027557 | 0.029389 | 0.03122 | 0.03438 | 0.037539 | 0.040963 | 0.044388 | 0.080777 | 0.11717 | 0.15705 | 0.19693 | 0.2443 | 0.29166 | 0.31186 | 0.33205 | 0.34352 | 0.35498 | 0.348 | 0.34102 | 0.33604 | 0.33105 | 0.35698 | 0.3829 | 0.39337 | 0.40383 | 0.39785 | 0.39187 | 0.39088 | 0.38989 | 0.3727 | 0.3555 | 0.50033 | 0.64515 | 0.6656 | 0.68604 | 0.65978 | 0.63353 | 0.46187 | 0.29021 | 0.1798 | 0.069396 | 0.063582
Medium Light Commercial, Daytime Charging | 0.057768 | 0.053786 | 0.049804 | 0.043578 | 0.037353 | 0.032455 | 0.027557 | 0.029389 | 0.03122 | 0.03438 | 0.037539 | 0.040963 | 0.044388 | 0.080777 | 0.11717 | 0.15705 | 0.19693 | 0.2443 | 0.29166 | 0.51386 | 0.73605 | 0.87406 | 1.0121 | 1.0811 | 1.1501 | 1.0811 | 1.0121 | 0.87406 | 0.73605 | 0.50603 | 0.27602 | 0.18185 | 0.087682 | 0.087682 | 0.087682 | 0.087682 | 0.087682 | 0.087682 | 0.087682 | 0.087682 | 0.087682 | 0.087682 | 0.087682 | 0.087682 | 0.087682 | 0.079509 | 0.071337 | 0.064552
Medium Light Commercial, Highway Fast Charging | 0.15838 | 0.12958 | 0.10079 | 0.062392 | 0.023997 | 0.012238 | 0.00047994 | 0.0098387 | 0.019197 | 0.07439 | 0.12958 | 0.20637 | 0.28316 | 0.30476 | 0.32636 | 0.33596 | 0.34555 | 0.34555 | 0.34555 | 0.33836 | 0.33116 | 0.31436 | 0.29756 | 0.29036 | 0.28316 | 0.28316 | 0.28316 | 0.28796 | 0.29276 | 0.30716 | 0.32156 | 0.35035 | 0.37915 | 0.42714 | 0.47514 | 0.47754 | 0.47994 | 0.45594 | 0.43194 | 0.40795 | 0.38395 | 0.35035 | 0.31676 | 0.29756 | 0.27836 | 0.24477 | 0.21117 | 0.18478
Medium Light Commercial, Nighttime Charging | 0.41085 | 0.4388 | 0.46675 | 0.46675 | 0.46675 | 0.46675 | 0.46675 | 0.46675 | 0.46675 | 0.46675 | 0.46675 | 0.40403 | 0.34132 | 0.34132 | 0.34132 | 0.26912 | 0.19693 | 0.2443 | 0.29166 | 0.31186 | 0.33205 | 0.34352 | 0.35498 | 0.348 | 0.34102 | 0.28305 | 0.22507 | 0.18681 | 0.14855 | 0.1233 | 0.098043 | 0.096591 | 0.095139 | 0.095139 | 0.095139 | 0.095139 | 0.095139 | 0.095139 | 0.095139 | 0.095139 | 0.095139 | 0.11508 | 0.13502 | 0.16877 | 0.20253 | 0.23628 | 0.27003 | 0.34044
Small Light Commercial, Convenience Charging | 0.040353 | 0.037571 | 0.03479 | 0.030441 | 0.026092 | 0.022671 | 0.019249 | 0.020529 | 0.021808 | 0.024015 | 0.026222 | 0.028614 | 0.031006 | 0.056425 | 0.081843 | 0.1097 | 0.13756 | 0.17065 | 0.20374 | 0.21784 | 0.23195 | 0.23996 | 0.24797 | 0.24309 | 0.23821 | 0.23473 | 0.23125 | 0.24936 | 0.26747 | 0.27478 | 0.28209 | 0.27791 | 0.27374 | 0.27304 | 0.27235 | 0.26034 | 0.24833 | 0.34949 | 0.45066 | 0.46494 | 0.47922 | 0.46088 | 0.44254 | 0.32263 | 0.20272 | 0.1256 | 0.048475 | 0.044414
Small Light Commercial, Daytime Charging | 0.040353 | 0.037571 | 0.03479 | 0.030441 | 0.026092 | 0.022671 | 0.019249 | 0.020529 | 0.021808 | 0.024015 | 0.026222 | 0.028614 | 0.031006 | 0.056425 | 0.081843 | 0.1097 | 0.13756 | 0.17065 | 0.20374 | 0.35894 | 0.51415 | 0.61055 | 0.70696 | 0.75516 | 0.80336 | 0.75516 | 0.70696 | 0.61055 | 0.51415 | 0.35348 | 0.19281 | 0.12703 | 0.061248 | 0.061248 | 0.061248 | 0.061248 | 0.061248 | 0.061248 | 0.061248 | 0.061248 | 0.061248 | 0.061248 | 0.061248 | 0.061248 | 0.061248 | 0.055539 | 0.049831 | 0.045092
Small Light Commercial, Highway Fast Charging | 0.11063 | 0.090517 | 0.070402 | 0.043582 | 0.016762 | 0.0085489 | 0.00033525 | 0.0068726 | 0.01341 | 0.051964 | 0.090517 | 0.14416 | 0.1978 | 0.21288 | 0.22797 | 0.23467 | 0.24138 | 0.24138 | 0.24138 | 0.23635 | 0.23132 | 0.21959 | 0.20785 | 0.20283 | 0.1978 | 0.1978 | 0.1978 | 0.20115 | 0.2045 | 0.21456 | 0.22462 | 0.24473 | 0.26485 | 0.29837 | 0.3319 | 0.33357 | 0.33525 | 0.31849 | 0.30172 | 0.28496 | 0.2682 | 0.24473 | 0.22126 | 0.20785 | 0.19444 | 0.17098 | 0.14751 | 0.12907
Small Light Commercial, Nighttime Charging | 0.28699 | 0.30652 | 0.32604 | 0.32604 | 0.32604 | 0.32604 | 0.32604 | 0.32604 | 0.32604 | 0.32604 | 0.32604 | 0.28223 | 0.23842 | 0.23842 | 0.23842 | 0.18799 | 0.13756 | 0.17065 | 0.20374 | 0.21784 | 0.23195 | 0.23996 | 0.24797 | 0.24309 | 0.23821 | 0.19772 | 0.15722 | 0.13049 | 0.10377 | 0.086126 | 0.068486 | 0.067471 | 0.066457 | 0.066457 | 0.066457 | 0.066457 | 0.066457 | 0.066457 | 0.066457 | 0.066457 | 0.066457 | 0.080385 | 0.094313 | 0.11789 | 0.14147 | 0.16505 | 0.18863 | 0.23781
Rigid Truck, Convenience Charging | 1.2852 | 1.4994 | 1.7136 | 1.8207 | 1.9278 | 1.9064 | 1.8849 | 1.8764 | 1.8678 | 1.8592 | 1.8507 | 1.8421 | 1.8335 | 1.825 | 1.8164 | 1.3794 | 0.94247 | 0.89963 | 0.85679 | 0.74969 | 0.6426 | 0.5355 | 0.4284 | 0.37485 | 0.3213 | 0.31059 | 0.29988 | 0.4284 | 0.55692 | 0.54621 | 0.5355 | 0.51408 | 0.49266 | 0.46053 | 0.4284 | 0.37485 | 0.3213 | 0.26775 | 0.2142 | 0.26775 | 0.3213 | 0.48195 | 0.6426 | 0.74969 | 0.85679 | 0.96389 | 1.071 | 1.1781
Rigid Truck, Daytime Charging | 0.3213 | 0.37485 | 0.4284 | 0.45517 | 0.48195 | 0.47659 | 0.47124 | 0.46909 | 0.46695 | 0.46481 | 0.46267 | 0.46053 | 0.45838 | 0.36726 | 0.27614 | 0.31066 | 0.34518 | 0.62765 | 0.91013 | 1.6686 | 2.427 | 2.8821 | 3.3371 | 3.5647 | 3.7922 | 3.5647 | 3.3371 | 2.8821 | 2.427 | 1.6686 | 0.91013 | 0.59962 | 0.28912 | 0.28912 | 0.28912 | 0.28912 | 0.28912 | 0.28912 | 0.28912 | 0.28912 | 0.28912 | 0.28912 | 0.28912 | 0.28912 | 0.28912 | 0.26217 | 0.23522 | 0.27826
Rigid Truck, Highway Fast Charging | 0.56325 | 0.46084 | 0.35843 | 0.22189 | 0.085341 | 0.043524 | 0.0017068 | 0.03499 | 0.068273 | 0.26456 | 0.46084 | 0.73393 | 1.007 | 1.0838 | 1.1606 | 1.1948 | 1.2289 | 1.2289 | 1.2289 | 1.2033 | 1.1777 | 1.118 | 1.0582 | 1.0326 | 1.007 | 1.007 | 1.007 | 1.0241 | 1.0412 | 1.0924 | 1.1436 | 1.246 | 1.3484 | 1.5191 | 1.6897 | 1.6983 | 1.7068 | 1.6215 | 1.5361 | 1.4508 | 1.3655 | 1.246 | 1.1265 | 1.0582 | 0.98995 | 0.87048 | 0.751 | 0.65712
Rigid Truck, Nighttime Charging | 0.89385 | 1.676 | 2.4581 | 2.4581 | 2.4581 | 2.4581 | 2.4581 | 2.4581 | 2.4581 | 2.4581 | 2.4581 | 1.8994 | 1.3408 | 1.3408 | 1.3408 | 1.3408 | 1.3408 | 1.2291 | 1.1173 | 1.0056 | 0.89385 | 0.57545 | 0.25704 | 0.22491 | 0.19278 | 0.18635 | 0.17993 | 0.25704 | 0.33415 | 0.32772 | 0.3213 | 0.30845 | 0.29559 | 0.27632 | 0.25704 | 0.22491 | 0.19278 | 0.16065 | 0.12852 | 0.16065 | 0.19278 | 0.28917 | 0.38556 | 0.44982 | 0.51408 | 0.57834 | 0.6426 | 0.76822
Large Residential, Convenience Charging | 0.079868 | 0.071881 | 0.063895 | 0.055908 | 0.047921 | 0.042596 | 0.037272 | 0.031947 | 0.026623 | 0.02396 | 0.021298 | 0.019168 | 0.017039 | 0.058526 | 0.10001 | 0.11251 | 0.12502 | 0.17502 | 0.22503 | 0.24753 | 0.27004 | 0.27504 | 0.28004 | 0.27504 | 0.27004 | 0.26003 | 0.25003 | 0.27504 | 0.30004 | 0.28504 | 0.27004 | 0.28504 | 0.30004 | 0.32504 | 0.35005 | 0.38755 | 0.42506 | 0.75152 | 1.078 | 1.155 | 1.232 | 1.2063 | 1.1806 | 0.84535 | 0.51007 | 0.29763 | 0.085193 | 0.082531
Large Residential, Daytime Charging | 0.079868 | 0.071881 | 0.063895 | 0.055908 | 0.047921 | 0.042596 | 0.037272 | 0.031947 | 0.026623 | 0.02396 | 0.021298 | 0.019168 | 0.017039 | 0.058526 | 0.10001 | 0.11251 | 0.12502 | 0.22732 | 0.32963 | 0.60432 | 0.87902 | 1.0438 | 1.2086 | 1.2911 | 1.3735 | 1.2911 | 1.2086 | 1.0438 | 0.87902 | 0.60432 | 0.32963 | 0.21717 | 0.10471 | 0.10471 | 0.10471 | 0.10471 | 0.10471 | 0.10471 | 0.10471 | 0.10471 | 0.10471 | 0.10471 | 0.10471 | 0.10471 | 0.10471 | 0.094953 | 0.085193 | 0.082531
Large Residential, Highway Fast Charging | 0.18388 | 0.15045 | 0.11701 | 0.072437 | 0.027861 | 0.014209 | 0.00055721 | 0.011423 | 0.022288 | 0.086368 | 0.15045 | 0.2396 | 0.32875 | 0.35383 | 0.3789 | 0.39005 | 0.40119 | 0.40119 | 0.40119 | 0.39283 | 0.38448 | 0.36497 | 0.34547 | 0.33711 | 0.32875 | 0.32875 | 0.32875 | 0.33433 | 0.3399 | 0.35661 | 0.37333 | 0.40676 | 0.4402 | 0.49592 | 0.55164 | 0.55442 | 0.55721 | 0.52935 | 0.50149 | 0.47363 | 0.44577 | 0.40676 | 0.36776 | 0.34547 | 0.32318 | 0.28418 | 0.24517 | 0.21453
Large Residential, Nighttime Charging | 0.56803 | 0.60069 | 0.63336 | 0.63336 | 0.63336 | 0.63336 | 0.63336 | 0.63336 | 0.63336 | 0.63336 | 0.63336 | 0.60069 | 0.56803 | 0.45443 | 0.34082 | 0.32378 | 0.30674 | 0.26588 | 0.22503 | 0.24753 | 0.27004 | 0.27504 | 0.28004 | 0.27504 | 0.27004 | 0.26003 | 0.25003 | 0.27504 | 0.30004 | 0.28504 | 0.27004 | 0.18737 | 0.10471 | 0.080758 | 0.056803 | 0.056803 | 0.056803 | 0.056803 | 0.056803 | 0.056803 | 0.056803 | 0.056803 | 0.056803 | 0.085205 | 0.11361 | 0.17041 | 0.22721 | 0.39762
Large Residential, Vehicle to Home / Vehicle to Grid - vehicle charging | 0.079868 | 0.071881 | 0.063895 | 0.055908 | 0.047921 | 0.042596 | 0.037272 | 0.031947 | 0.026623 | 0.023961 | 0.021298 | 0.019168 | 0.017039 | 0.058526 | 0.10001 | 0.11251 | 0.12502 | 0.22732 | 0.32963 | 0.60432 | 0.87902 | 1.0438 | 1.2086 | 1.2911 | 1.3735 | 1.2911 | 1.2086 | 1.0438 | 0.87902 | 0.60432 | 0.32963 | 0.21717 | 0.10471 | 0.10471 | 0.10471 | 0.10471 | 0.10471 | 0.10471 | 0.10471 | 0.10471 | 0.10471 | 0.10471 | 0.10471 | 0.10471 | 0.10471 | 0.094953 | 0.085193 | 0.082531
Large Residential, Vehicle to Home - home energy system | -0.55264 | -0.45102 | -0.37836 | -0.3932 | -0.33724 | -0.35812 | -0.42674 | -0.43222 | -0.45558 | -0.47734 | -0.53124 | -0.51361 | -0.54624 | -0.45433 | 0.10223 | 0.5305 | 1.2074 | 1.2798 | 1.2153 | 2.176 | 1.5936 | 1.1536 | 1.7856 | 1.4438 | 1.078 | 1.0697 | 0.71181 | 0.76892 | 0.85679 | 0.49918 | 0.57822 | 0.12543 | -0.058281 | -0.17367 | -0.22494 | -0.42656 | -0.63309 | -0.66777 | -0.70294 | -0.69432 | -0.66677 | -0.68433 | -0.64779 | -0.63192 | -0.60822 | -0.63201 | -0.65059 | -0.61761
Medium Residential, Convenience Charging | 0.05479 | 0.049311 | 0.043832 | 0.038353 | 0.032874 | 0.029221 | 0.025569 | 0.021916 | 0.018263 | 0.016437 | 0.014611 | 0.01315 | 0.011689 | 0.040149 | 0.06861 | 0.077186 | 0.085762 | 0.12007 | 0.15437 | 0.16981 | 0.18525 | 0.18868 | 0.19211 | 0.18868 | 0.18525 | 0.17839 | 0.17152 | 0.18868 | 0.20583 | 0.19554 | 0.18525 | 0.19554 | 0.20583 | 0.22298 | 0.24013 | 0.26586 | 0.29159 | 0.51554 | 0.7395 | 0.79232 | 0.84514 | 0.82753 | 0.80993 | 0.57992 | 0.34991 | 0.20418 | 0.058443 | 0.056616
Medium Residential, Daytime Charging | 0.05479 | 0.049311 | 0.043832 | 0.038353 | 0.032874 | 0.029221 | 0.025569 | 0.021916 | 0.018263 | 0.016437 | 0.014611 | 0.01315 | 0.011689 | 0.040149 | 0.06861 | 0.077186 | 0.085762 | 0.15595 | 0.22613 | 0.41457 | 0.60301 | 0.71608 | 0.82914 | 0.88567 | 0.9422 | 0.88567 | 0.82914 | 0.71608 | 0.60301 | 0.41457 | 0.22613 | 0.14898 | 0.071834 | 0.071834 | 0.071834 | 0.071834 | 0.071834 | 0.071834 | 0.071834 | 0.071834 | 0.071834 | 0.071834 | 0.071834 | 0.071834 | 0.071834 | 0.065138 | 0.058443 | 0.056616
Medium Residential, Highway Fast Charging | 0.12614 | 0.10321 | 0.080272 | 0.049692 | 0.019112 | 0.0097474 | 0.00038225 | 0.0078361 | 0.01529 | 0.059249 | 0.10321 | 0.16437 | 0.22553 | 0.24273 | 0.25993 | 0.26757 | 0.27522 | 0.27522 | 0.27522 | 0.26949 | 0.26375 | 0.25037 | 0.23699 | 0.23126 | 0.22553 | 0.22553 | 0.22553 | 0.22935 | 0.23317 | 0.24464 | 0.25611 | 0.27904 | 0.30198 | 0.3402 | 0.37843 | 0.38034 | 0.38225 | 0.36314 | 0.34402 | 0.32491 | 0.3058 | 0.27904 | 0.25228 | 0.23699 | 0.2217 | 0.19495 | 0.16819 | 0.14717
Medium Residential, Nighttime Charging | 0.38967 | 0.41208 | 0.43449 | 0.43449 | 0.43449 | 0.43449 | 0.43449 | 0.43449 | 0.43449 | 0.43449 | 0.43449 | 0.41208 | 0.38967 | 0.31174 | 0.2338 | 0.22211 | 0.21042 | 0.1824 | 0.15437 | 0.16981 | 0.18525 | 0.18868 | 0.19211 | 0.18868 | 0.18525 | 0.17839 | 0.17152 | 0.18868 | 0.20583 | 0.19554 | 0.18525 | 0.12854 | 0.071834 | 0.0554 | 0.038967 | 0.038967 | 0.038967 | 0.038967 | 0.038967 | 0.038967 | 0.038967 | 0.038967 | 0.038967 | 0.058451 | 0.077935 | 0.1169 | 0.15587 | 0.27277
Medium Residential, Vehicle to Home / Vehicle to Grid - vehicle charging | 0.05479 | 0.049311 | 0.043832 | 0.038353 | 0.032874 | 0.029221 | 0.025569 | 0.021916 | 0.018263 | 0.016437 | 0.014611 | 0.01315 | 0.011689 | 0.040149 | 0.06861 | 0.077186 | 0.085762 | 0.15595 | 0.22613 | 0.41457 | 0.60301 | 0.71608 | 0.82914 | 0.88567 | 0.9422 | 0.88567 | 0.82914 | 0.71608 | 0.60301 | 0.41457 | 0.22613 | 0.14898 | 0.071834 | 0.071834 | 0.071834 | 0.071834 | 0.071834 | 0.071834 | 0.071834 | 0.071834 | 0.071834 | 0.071834 | 0.071834 | 0.071834 | 0.071834 | 0.065138 | 0.058443 | 0.056616
Medium Residential, Vehicle to Home - home energy system | -0.55264 | -0.45102 | -0.37836 | -0.3932 | -0.33724 | -0.35812 | -0.42674 | -0.43222 | -0.45558 | -0.47734 | -0.53124 | -0.51361 | -0.54624 | -0.45433 | 0.10223 | 0.5305 | 1.2074 | 1.2798 | 1.2153 | 2.176 | 1.5936 | 1.1536 | 1.7856 | 1.4438 | 1.078 | 1.0697 | 0.71181 | 0.76892 | 0.85679 | 0.49918 | 0.57822 | 0.12543 | -0.058282 | -0.17367 | -0.22494 | -0.42656 | -0.63309 | -0.66777 | -0.70294 | -0.69432 | -0.66677 | -0.68433 | -0.64779 | -0.63192 | -0.60822 | -0.63201 | -0.65059 | -0.61761
Small Residential, Convenience Charging | 0.037943 | 0.034148 | 0.030354 | 0.02656 | 0.022766 | 0.020236 | 0.017707 | 0.015177 | 0.012648 | 0.011383 | 0.010118 | 0.0091062 | 0.0080944 | 0.027804 | 0.047513 | 0.053452 | 0.059391 | 0.083147 | 0.1069 | 0.11759 | 0.12828 | 0.13066 | 0.13304 | 0.13066 | 0.12828 | 0.12353 | 0.11878 | 0.13066 | 0.14254 | 0.13541 | 0.12828 | 0.13541 | 0.14254 | 0.15442 | 0.16629 | 0.18411 | 0.20193 | 0.35702 | 0.51211 | 0.54869 | 0.58527 | 0.57307 | 0.56088 | 0.4016 | 0.24232 | 0.14139 | 0.040472 | 0.039207
Small Residential, Daytime Charging | 0.037943 | 0.034148 | 0.030354 | 0.02656 | 0.022766 | 0.020236 | 0.017707 | 0.015177 | 0.012648 | 0.011383 | 0.010118 | 0.0091062 | 0.0080944 | 0.027804 | 0.047513 | 0.053452 | 0.059391 | 0.10799 | 0.1566 | 0.28709 | 0.41759 | 0.49589 | 0.57419 | 0.61334 | 0.65248 | 0.61334 | 0.57419 | 0.49589 | 0.41759 | 0.28709 | 0.1566 | 0.10317 | 0.049745 | 0.049745 | 0.049745 | 0.049745 | 0.049745 | 0.049745 | 0.049745 | 0.049745 | 0.049745 | 0.049745 | 0.049745 | 0.049745 | 0.049745 | 0.045109 | 0.040472 | 0.039207
Small Residential, Highway Fast Charging | 0.087355 | 0.071472 | 0.055589 | 0.034412 | 0.013236 | 0.0067501 | 0.00026471 | 0.0054266 | 0.010588 | 0.04103 | 0.071472 | 0.11383 | 0.15618 | 0.16809 | 0.18 | 0.1853 | 0.19059 | 0.19059 | 0.19059 | 0.18662 | 0.18265 | 0.17339 | 0.16412 | 0.16015 | 0.15618 | 0.15618 | 0.15618 | 0.15883 | 0.16147 | 0.16942 | 0.17736 | 0.19324 | 0.20912 | 0.23559 | 0.26206 | 0.26339 | 0.26471 | 0.25148 | 0.23824 | 0.225 | 0.21177 | 0.19324 | 0.17471 | 0.16412 | 0.15353 | 0.135 | 0.11647 | 0.10191
Small Residential, Nighttime Charging | 0.26985 | 0.28537 | 0.30088 | 0.30088 | 0.30088 | 0.30088 | 0.30088 | 0.30088 | 0.30088 | 0.30088 | 0.30088 | 0.28537 | 0.26985 | 0.21588 | 0.16191 | 0.15382 | 0.14572 | 0.12631 | 0.1069 | 0.11759 | 0.12828 | 0.13066 | 0.13304 | 0.13066 | 0.12828 | 0.12353 | 0.11878 | 0.13066 | 0.14254 | 0.13541 | 0.12828 | 0.089015 | 0.049745 | 0.038365 | 0.026985 | 0.026985 | 0.026985 | 0.026985 | 0.026985 | 0.026985 | 0.026985 | 0.026985 | 0.026985 | 0.040478 | 0.05397 | 0.080956 | 0.10794 | 0.1889
Small Residential, Vehicle to Home / Vehicle to Grid - vehicle charging | 0.037943 | 0.034148 | 0.030354 | 0.02656 | 0.022766 | 0.020236 | 0.017707 | 0.015177 | 0.012648 | 0.011383 | 0.010118 | 0.0091062 | 0.0080944 | 0.027804 | 0.047513 | 0.053452 | 0.059391 | 0.10799 | 0.1566 | 0.28709 | 0.41759 | 0.49589 | 0.57419 | 0.61334 | 0.65248 | 0.61334 | 0.57419 | 0.49589 | 0.41759 | 0.28709 | 0.1566 | 0.10317 | 0.049745 | 0.049745 | 0.049745 | 0.049745 | 0.049745 | 0.049745 | 0.049745 | 0.049745 | 0.049745 | 0.049745 | 0.049745 | 0.049745 | 0.049745 | 0.045109 | 0.040472 | 0.039207
Small Residential, Vehicle to Home - home energy system | -0.55264 | -0.45102 | -0.37836 | -0.3932 | -0.33724 | -0.35812 | -0.42674 | -0.43222 | -0.45558 | -0.47734 | -0.53124 | -0.51361 | -0.54624 | -0.45433 | 0.10223 | 0.5305 | 1.2074 | 1.2798 | 1.2153 | 2.176 | 1.5936 | 1.1536 | 1.7856 | 1.4438 | 1.078 | 1.0697 | 0.71181 | 0.76892 | 0.85679 | 0.49918 | 0.57822 | 0.12543 | -0.058282 | -0.17367 | -0.22494 | -0.42656 | -0.63309 | -0.66777 | -0.70294 | -0.69432 | -0.66677 | -0.68433 | -0.64779 | -0.63192 | -0.60822 | -0.63201 | -0.65059 | -0.61761
South Australia
| 0:00 | 0:30 | 1:00 | 1:30 | 2:00 | 2:30 | 3:00 | 3:30 | 4:00 | 4:30 | 5:00 | 5:30 | 6:00 | 6:30 | 7:00 | 7:30 | 8:00 | 8:30 | 9:00 | 9:30 | 10:00 | 10:30 | 11:00 | 11:30 | 12:00 | 12:30 | 13:00 | 13:30 | 14:00 | 14:30 | 15:00 | 15:30 | 16:00 | 16:30 | 17:00 | 17:30 | 18:00 | 18:30 | 19:00 | 19:30 | 20:00 | 20:30 | 21:00 | 21:30 | 22:00 | 22:30 | 23:00 | 23:30
Bus, Convenience Charging | 1.7153 | 2.0011 | 2.287 | 2.4299 | 2.5729 | 2.5443 | 2.5157 | 2.5043 | 2.4928 | 2.4814 | 2.47 | 2.4585 | 2.4471 | 2.4357 | 2.4242 | 1.841 | 1.2579 | 1.2007 | 1.1435 | 1.0006 | 0.85763 | 0.71469 | 0.57175 | 0.50028 | 0.42881 | 0.41452 | 0.40023 | 0.57175 | 0.74328 | 0.72898 | 0.71469 | 0.6861 | 0.65751 | 0.61463 | 0.57175 | 0.50028 | 0.42881 | 0.35735 | 0.28588 | 0.35735 | 0.42881 | 0.64322 | 0.85763 | 1.0006 | 1.1435 | 1.2864 | 1.4294 | 1.5723
Bus, Daytime Charging | 1.7153 | 2.0011 | 2.287 | 2.4299 | 2.5729 | 2.5443 | 2.5157 | 2.5043 | 2.4928 | 2.4814 | 2.47 | 1.4229 | 0.37586 | 0.30114 | 0.22642 | 0.25473 | 0.28303 | 0.51465 | 0.74627 | 1.3682 | 1.99 | 2.3632 | 2.7363 | 2.9229 | 3.1095 | 2.9229 | 2.7363 | 2.3632 | 1.99 | 1.3682 | 0.74627 | 0.49167 | 0.23706 | 0.23706 | 0.23706 | 0.23706 | 0.23706 | 0.23706 | 0.23706 | 0.23706 | 0.23706 | 0.23706 | 0.23706 | 0.23706 | 0.23706 | 0.21497 | 0.19287 | 0.95406
Bus, Highway Fast Charging | 0.75173 | 0.61505 | 0.47837 | 0.29614 | 0.1139 | 0.058088 | 0.002278 | 0.046698 | 0.091119 | 0.35309 | 0.61505 | 0.97953 | 1.344 | 1.4465 | 1.549 | 1.5946 | 1.6401 | 1.6401 | 1.6401 | 1.606 | 1.5718 | 1.4921 | 1.4123 | 1.3782 | 1.344 | 1.344 | 1.344 | 1.3668 | 1.3896 | 1.4579 | 1.5262 | 1.6629 | 1.7996 | 2.0274 | 2.2552 | 2.2666 | 2.278 | 2.1641 | 2.0502 | 1.9363 | 1.8224 | 1.6629 | 1.5035 | 1.4123 | 1.3212 | 1.1618 | 1.0023 | 0.87702
Bus, Nighttime Charging | 1.193 | 2.2368 | 3.2807 | 3.2807 | 3.2807 | 3.2807 | 3.2807 | 3.2807 | 3.2807 | 3.2807 | 3.2807 | 2.5351 | 1.7895 | 1.7895 | 1.7895 | 1.7895 | 1.7895 | 1.6403 | 1.4912 | 1.3421 | 1.193 | 0.76801 | 0.34305 | 0.30017 | 0.25729 | 0.24871 | 0.24014 | 0.34305 | 0.44597 | 0.43739 | 0.42881 | 0.41166 | 0.39451 | 0.36878 | 0.34305 | 0.30017 | 0.25729 | 0.21441 | 0.17153 | 0.21441 | 0.25729 | 0.38593 | 0.51458 | 0.60034 | 0.6861 | 0.77187 | 0.85763 | 1.0253
Articulated Truck, Convenience Charging | 8.4997 | 9.9163 | 11.333 | 12.0413 | 12.7496 | 12.6079 | 12.4663 | 12.4096 | 12.3529 | 12.2963 | 12.2396 | 12.1829 | 12.1263 | 12.0696 | 12.0129 | 9.123 | 6.2331 | 5.9498 | 5.6665 | 4.9582 | 4.2499 | 3.5415 | 2.8332 | 2.4791 | 2.1249 | 2.0541 | 1.9833 | 2.8332 | 3.6832 | 3.6124 | 3.5415 | 3.3999 | 3.2582 | 3.0457 | 2.8332 | 2.4791 | 2.1249 | 1.7708 | 1.4166 | 1.7708 | 2.1249 | 3.1874 | 4.2499 | 4.9582 | 5.6665 | 6.3748 | 7.0831 | 7.7914
Articulated Truck, Daytime Charging | 5.9824 | 8.6577 | 11.333 | 12.0413 | 12.7496 | 12.6079 | 12.4663 | 12.4096 | 12.3529 | 12.2963 | 12.2396 | 7.0792 | 1.9189 | 1.5374 | 1.156 | 1.3005 | 1.4449 | 2.6274 | 3.8099 | 6.9848 | 10.1597 | 12.0647 | 13.9696 | 14.9221 | 15.8746 | 14.9221 | 13.9696 | 12.0647 | 10.1597 | 6.9848 | 3.8099 | 2.5101 | 1.2103 | 1.2103 | 1.2103 | 1.2103 | 1.2103 | 1.2103 | 1.2103 | 1.2103 | 1.2103 | 1.2103 | 1.2103 | 1.2103 | 1.2103 | 1.0975 | 0.98466 | 3.4835
Articulated Truck, Highway Fast Charging | 3.7251 | 3.0478 | 2.3705 | 1.4675 | 0.56441 | 0.28785 | 0.011288 | 0.23141 | 0.45153 | 1.7497 | 3.0478 | 4.8539 | 6.66 | 7.168 | 7.676 | 7.9017 | 8.1275 | 8.1275 | 8.1275 | 7.9582 | 7.7888 | 7.3938 | 6.9987 | 6.8294 | 6.66 | 6.66 | 6.66 | 6.7729 | 6.8858 | 7.2244 | 7.5631 | 8.2404 | 8.9177 | 10.0465 | 11.1753 | 11.2317 | 11.2882 | 10.7238 | 10.1594 | 9.595 | 9.0305 | 8.2404 | 7.4502 | 6.9987 | 6.5471 | 5.757 | 4.9668 | 4.3459
Articulated Truck, Nighttime Charging | 5.9116 | 11.0842 | 16.2569 | 16.2569 | 16.2569 | 16.2569 | 16.2569 | 16.2569 | 16.2569 | 16.2569 | 16.2569 | 12.5621 | 8.8674 | 8.8674 | 8.8674 | 8.8674 | 8.8674 | 8.1284 | 7.3895 | 6.6505 | 5.9116 | 3.8058 | 1.6999 | 1.4875 | 1.275 | 1.2325 | 1.19 | 1.6999 | 2.2099 | 2.1674 | 2.1249 | 2.0399 | 1.9549 | 1.8274 | 1.6999 | 1.4875 | 1.275 | 1.0625 | 0.84997 | 1.0625 | 1.275 | 1.9124 | 2.5499 | 2.9749 | 3.3999 | 3.8249 | 4.2499 | 5.0807
Large Light Commercial, Convenience Charging | 0.081093 | 0.075503 | 0.069913 | 0.061174 | 0.052434 | 0.045559 | 0.038683 | 0.041254 | 0.043826 | 0.048261 | 0.052695 | 0.057503 | 0.06231 | 0.11339 | 0.16447 | 0.22046 | 0.27644 | 0.34293 | 0.40942 | 0.43777 | 0.46612 | 0.48221 | 0.49831 | 0.48851 | 0.47871 | 0.47171 | 0.46471 | 0.50111 | 0.5375 | 0.55219 | 0.56689 | 0.55849 | 0.5501 | 0.5487 | 0.54731 | 0.52317 | 0.49904 | 0.70234 | 0.90564 | 0.93434 | 0.96304 | 0.92618 | 0.88932 | 0.64835 | 0.40738 | 0.2524 | 0.097416 | 0.089254
Large Light Commercial, Daytime Charging | 0.081093 | 0.075503 | 0.069913 | 0.061174 | 0.052434 | 0.045559 | 0.038683 | 0.041254 | 0.043826 | 0.048261 | 0.052695 | 0.057503 | 0.06231 | 0.11339 | 0.16447 | 0.22046 | 0.27644 | 0.34293 | 0.40942 | 0.72133 | 1.0332 | 1.227 | 1.4207 | 1.5176 | 1.6144 | 1.5176 | 1.4207 | 1.227 | 1.0332 | 0.71035 | 0.38746 | 0.25527 | 0.12308 | 0.12308 | 0.12308 | 0.12308 | 0.12308 | 0.12308 | 0.12308 | 0.12308 | 0.12308 | 0.12308 | 0.12308 | 0.12308 | 0.12308 | 0.11161 | 0.10014 | 0.090616
Large Light Commercial, Highway Fast Charging | 0.22233 | 0.1819 | 0.14148 | 0.087583 | 0.033686 | 0.01718 | 0.00067371 | 0.013811 | 0.026949 | 0.10443 | 0.1819 | 0.2897 | 0.39749 | 0.42781 | 0.45813 | 0.4716 | 0.48507 | 0.48507 | 0.48507 | 0.47497 | 0.46486 | 0.44128 | 0.4177 | 0.4076 | 0.39749 | 0.39749 | 0.39749 | 0.40423 | 0.41097 | 0.43118 | 0.45139 | 0.49181 | 0.53223 | 0.59961 | 0.66698 | 0.67035 | 0.67371 | 0.64003 | 0.60634 | 0.57266 | 0.53897 | 0.49181 | 0.44465 | 0.4177 | 0.39075 | 0.34359 | 0.29643 | 0.25938
Large Light Commercial, Nighttime Charging | 0.57674 | 0.61597 | 0.6552 | 0.6552 | 0.6552 | 0.6552 | 0.6552 | 0.6552 | 0.6552 | 0.6552 | 0.6552 | 0.56716 | 0.47912 | 0.47912 | 0.47912 | 0.37778 | 0.27644 | 0.34293 | 0.40942 | 0.43777 | 0.46612 | 0.48221 | 0.49831 | 0.48851 | 0.47871 | 0.39733 | 0.31595 | 0.26224 | 0.20853 | 0.17308 | 0.13763 | 0.13559 | 0.13355 | 0.13355 | 0.13355 | 0.13355 | 0.13355 | 0.13355 | 0.13355 | 0.13355 | 0.13355 | 0.16154 | 0.18953 | 0.23691 | 0.2843 | 0.33168 | 0.37906 | 0.4779
Medium Light Commercial, Convenience Charging | 0.055327 | 0.051513 | 0.0477 | 0.041737 | 0.035775 | 0.031084 | 0.026392 | 0.028147 | 0.029901 | 0.032927 | 0.035953 | 0.039233 | 0.042513 | 0.077364 | 0.11221 | 0.15041 | 0.18861 | 0.23397 | 0.27934 | 0.29868 | 0.31802 | 0.329 | 0.33998 | 0.3333 | 0.32661 | 0.32184 | 0.31706 | 0.34189 | 0.36672 | 0.37675 | 0.38677 | 0.38104 | 0.37532 | 0.37437 | 0.37341 | 0.35695 | 0.34048 | 0.47919 | 0.61789 | 0.63747 | 0.65705 | 0.63191 | 0.60676 | 0.44235 | 0.27795 | 0.17221 | 0.066464 | 0.060896
Medium Light Commercial, Daytime Charging | 0.055327 | 0.051513 | 0.0477 | 0.041737 | 0.035775 | 0.031084 | 0.026392 | 0.028147 | 0.029901 | 0.032927 | 0.035953 | 0.039233 | 0.042513 | 0.077364 | 0.11221 | 0.15041 | 0.18861 | 0.23397 | 0.27934 | 0.49214 | 0.70495 | 0.83712 | 0.9693 | 1.0354 | 1.1015 | 1.0354 | 0.9693 | 0.83712 | 0.70495 | 0.48465 | 0.26436 | 0.17417 | 0.083977 | 0.083977 | 0.083977 | 0.083977 | 0.083977 | 0.083977 | 0.083977 | 0.083977 | 0.083977 | 0.083977 | 0.083977 | 0.083977 | 0.083977 | 0.07615 | 0.068322 | 0.061825
Medium Light Commercial, Highway Fast Charging | 0.15169 | 0.12411 | 0.096528 | 0.059756 | 0.022983 | 0.011721 | 0.00045966 | 0.009423 | 0.018386 | 0.071247 | 0.12411 | 0.19765 | 0.2712 | 0.29188 | 0.31257 | 0.32176 | 0.33095 | 0.33095 | 0.33095 | 0.32406 | 0.31716 | 0.30108 | 0.28499 | 0.27809 | 0.2712 | 0.2712 | 0.2712 | 0.27579 | 0.28039 | 0.29418 | 0.30797 | 0.33555 | 0.36313 | 0.4091 | 0.45506 | 0.45736 | 0.45966 | 0.43667 | 0.41369 | 0.39071 | 0.36773 | 0.33555 | 0.30337 | 0.28499 | 0.2666 | 0.23443 | 0.20225 | 0.17697
Medium Light Commercial, Nighttime Charging | 0.39349 | 0.42026 | 0.44703 | 0.44703 | 0.44703 | 0.44703 | 0.44703 | 0.44703 | 0.44703 | 0.44703 | 0.44703 | 0.38696 | 0.32689 | 0.32689 | 0.32689 | 0.25775 | 0.18861 | 0.23397 | 0.27934 | 0.29868 | 0.31802 | 0.329 | 0.33998 | 0.3333 | 0.32661 | 0.27109 | 0.21556 | 0.17892 | 0.14227 | 0.11809 | 0.0939 | 0.092509 | 0.091119 | 0.091119 | 0.091119 | 0.091119 | 0.091119 | 0.091119 | 0.091119 | 0.091119 | 0.091119 | 0.11022 | 0.12931 | 0.16164 | 0.19397 | 0.2263 | 0.25862 | 0.32606
Small Light Commercial, Convenience Charging | 0.038648 | 0.035984 | 0.03332 | 0.029155 | 0.02499 | 0.021713 | 0.018436 | 0.019661 | 0.020887 | 0.023 | 0.025114 | 0.027405 | 0.029696 | 0.054041 | 0.078385 | 0.10507 | 0.13175 | 0.16344 | 0.19513 | 0.20864 | 0.22215 | 0.22982 | 0.23749 | 0.23282 | 0.22815 | 0.22481 | 0.22148 | 0.23882 | 0.25617 | 0.26317 | 0.27017 | 0.26617 | 0.26217 | 0.26151 | 0.26084 | 0.24934 | 0.23784 | 0.33473 | 0.43162 | 0.44529 | 0.45897 | 0.44141 | 0.42384 | 0.309 | 0.19415 | 0.12029 | 0.046427 | 0.042537
Small Light Commercial, Daytime Charging | 0.038648 | 0.035984 | 0.03332 | 0.029155 | 0.02499 | 0.021713 | 0.018436 | 0.019661 | 0.020887 | 0.023 | 0.025114 | 0.027405 | 0.029696 | 0.054041 | 0.078385 | 0.10507 | 0.13175 | 0.16344 | 0.19513 | 0.34378 | 0.49243 | 0.58476 | 0.67709 | 0.72325 | 0.76942 | 0.72325 | 0.67709 | 0.58476 | 0.49243 | 0.33854 | 0.18466 | 0.12166 | 0.05866 | 0.05866 | 0.05866 | 0.05866 | 0.05866 | 0.05866 | 0.05866 | 0.05866 | 0.05866 | 0.05866 | 0.05866 | 0.05866 | 0.05866 | 0.053193 | 0.047725 | 0.043186
Small Light Commercial, Highway Fast Charging | 0.10596 | 0.086693 | 0.067428 | 0.041741 | 0.016054 | 0.0081876 | 0.00032108 | 0.0065822 | 0.012843 | 0.049768 | 0.086693 | 0.13807 | 0.18944 | 0.20389 | 0.21834 | 0.22476 | 0.23118 | 0.23118 | 0.23118 | 0.22636 | 0.22155 | 0.21031 | 0.19907 | 0.19426 | 0.18944 | 0.18944 | 0.18944 | 0.19265 | 0.19586 | 0.20549 | 0.21513 | 0.23439 | 0.25366 | 0.28577 | 0.31787 | 0.31948 | 0.32108 | 0.30503 | 0.28898 | 0.27292 | 0.25687 | 0.23439 | 0.21192 | 0.19907 | 0.18623 | 0.16375 | 0.14128 | 0.12362
Small Light Commercial, Nighttime Charging | 0.27487 | 0.29356 | 0.31226 | 0.31226 | 0.31226 | 0.31226 | 0.31226 | 0.31226 | 0.31226 | 0.31226 | 0.31226 | 0.2703 | 0.22835 | 0.22835 | 0.22835 | 0.18005 | 0.13175 | 0.16344 | 0.19513 | 0.20864 | 0.22215 | 0.22982 | 0.23749 | 0.23282 | 0.22815 | 0.18936 | 0.15058 | 0.12498 | 0.099382 | 0.082487 | 0.065592 | 0.064621 | 0.063649 | 0.063649 | 0.063649 | 0.063649 | 0.063649 | 0.063649 | 0.063649 | 0.063649 | 0.063649 | 0.076989 | 0.090328 | 0.11291 | 0.13549 | 0.15807 | 0.18066 | 0.22776
Rigid Truck, Convenience Charging | 1.0435 | 1.2174 | 1.3913 | 1.4783 | 1.5652 | 1.5478 | 1.5304 | 1.5235 | 1.5165 | 1.5096 | 1.5026 | 1.4957 | 1.4887 | 1.4817 | 1.4748 | 1.12 | 0.76522 | 0.73044 | 0.69565 | 0.6087 | 0.52174 | 0.43478 | 0.34783 | 0.30435 | 0.26087 | 0.25217 | 0.24348 | 0.34783 | 0.45217 | 0.44348 | 0.43478 | 0.41739 | 0.4 | 0.37391 | 0.34783 | 0.30435 | 0.26087 | 0.21739 | 0.17391 | 0.21739 | 0.26087 | 0.3913 | 0.52174 | 0.6087 | 0.69565 | 0.78261 | 0.86957 | 0.95652
Rigid Truck, Daytime Charging | 0.26087 | 0.30435 | 0.34783 | 0.36957 | 0.3913 | 0.38696 | 0.38261 | 0.38087 | 0.37913 | 0.37739 | 0.37565 | 0.37391 | 0.37217 | 0.29819 | 0.22421 | 0.25223 | 0.28026 | 0.50961 | 0.73896 | 1.3548 | 1.9706 | 2.34 | 2.7095 | 2.8943 | 3.079 | 2.8943 | 2.7095 | 2.34 | 1.9706 | 1.3548 | 0.73896 | 0.48685 | 0.23474 | 0.23474 | 0.23474 | 0.23474 | 0.23474 | 0.23474 | 0.23474 | 0.23474 | 0.23474 | 0.23474 | 0.23474 | 0.23474 | 0.23474 | 0.21286 | 0.19098 | 0.22593
Rigid Truck, Highway Fast Charging | 0.45732 | 0.37417 | 0.29102 | 0.18016 | 0.06929 | 0.035338 | 0.0013858 | 0.028409 | 0.055432 | 0.2148 | 0.37417 | 0.5959 | 0.81763 | 0.87999 | 0.94235 | 0.97007 | 0.99778 | 0.99778 | 0.99778 | 0.977 | 0.95621 | 0.90771 | 0.8592 | 0.83841 | 0.81763 | 0.81763 | 0.81763 | 0.83149 | 0.84534 | 0.88692 | 0.92849 | 1.0116 | 1.0948 | 1.2334 | 1.372 | 1.3789 | 1.3858 | 1.3165 | 1.2472 | 1.1779 | 1.1086 | 1.0116 | 0.91463 | 0.8592 | 0.80377 | 0.70676 | 0.60976 | 0.53354
Rigid Truck, Nighttime Charging | 0.72574 | 1.3608 | 1.9958 | 1.9958 | 1.9958 | 1.9958 | 1.9958 | 1.9958 | 1.9958 | 1.9958 | 1.9958 | 1.5422 | 1.0886 | 1.0886 | 1.0886 | 1.0886 | 1.0886 | 0.9979 | 0.90718 | 0.81646 | 0.72574 | 0.46722 | 0.2087 | 0.18261 | 0.15652 | 0.1513 | 0.14609 | 0.2087 | 0.2713 | 0.26609 | 0.26087 | 0.25044 | 0.24 | 0.22435 | 0.2087 | 0.18261 | 0.15652 | 0.13043 | 0.10435 | 0.13043 | 0.15652 | 0.23478 | 0.31304 | 0.36522 | 0.41739 | 0.46957 | 0.52174 | 0.62374
Large Residential, Convenience Charging | 0.07771 | 0.069939 | 0.062168 | 0.054397 | 0.046626 | 0.041445 | 0.036265 | 0.031084 | 0.025903 | 0.023313 | 0.020723 | 0.01865 | 0.016578 | 0.056944 | 0.09731 | 0.10947 | 0.12164 | 0.17029 | 0.21895 | 0.24084 | 0.26274 | 0.2676 | 0.27247 | 0.2676 | 0.26274 | 0.25301 | 0.24328 | 0.2676 | 0.29193 | 0.27733 | 0.26274 | 0.27733 | 0.29193 | 0.31626 | 0.34059 | 0.37708 | 0.41357 | 0.73121 | 1.0488 | 1.1238 | 1.1987 | 1.1737 | 1.1487 | 0.82251 | 0.49628 | 0.28959 | 0.08289 | 0.0803
Large Residential, Daytime Charging | 0.07771 | 0.069939 | 0.062168 | 0.054397 | 0.046626 | 0.041445 | 0.036265 | 0.031084 | 0.025903 | 0.023313 | 0.020723 | 0.01865 | 0.016578 | 0.056944 | 0.09731 | 0.10947 | 0.12164 | 0.22118 | 0.32072 | 0.58799 | 0.85526 | 1.0156 | 1.176 | 1.2562 | 1.3363 | 1.2562 | 1.176 | 1.0156 | 0.85526 | 0.58799 | 0.32072 | 0.2113 | 0.10188 | 0.10188 | 0.10188 | 0.10188 | 0.10188 | 0.10188 | 0.10188 | 0.10188 | 0.10188 | 0.10188 | 0.10188 | 0.10188 | 0.10188 | 0.092387 | 0.08289 | 0.0803
Large Residential, Highway Fast Charging | 0.17891 | 0.14638 | 0.11385 | 0.07048 | 0.027108 | 0.013825 | 0.00054215 | 0.011114 | 0.021686 | 0.084033 | 0.14638 | 0.23313 | 0.31987 | 0.34427 | 0.36866 | 0.37951 | 0.39035 | 0.39035 | 0.39035 | 0.38222 | 0.37408 | 0.35511 | 0.33613 | 0.328 | 0.31987 | 0.31987 | 0.31987 | 0.32529 | 0.33071 | 0.34698 | 0.36324 | 0.39577 | 0.4283 | 0.48251 | 0.53673 | 0.53944 | 0.54215 | 0.51504 | 0.48794 | 0.46083 | 0.43372 | 0.39577 | 0.35782 | 0.33613 | 0.31445 | 0.2765 | 0.23855 | 0.20873
Large Residential, Nighttime Charging | 0.55268 | 0.58446 | 0.61624 | 0.61624 | 0.61624 | 0.61624 | 0.61624 | 0.61624 | 0.61624 | 0.61624 | 0.61624 | 0.58446 | 0.55268 | 0.44214 | 0.33161 | 0.31503 | 0.29845 | 0.2587 | 0.21895 | 0.24084 | 0.26274 | 0.2676 | 0.27247 | 0.2676 | 0.26274 | 0.25301 | 0.24328 | 0.2676 | 0.29193 | 0.27733 | 0.26274 | 0.18231 | 0.10188 | 0.078575 | 0.055268 | 0.055268 | 0.055268 | 0.055268 | 0.055268 | 0.055268 | 0.055268 | 0.055268 | 0.055268 | 0.082902 | 0.11054 | 0.1658 | 0.22107 | 0.38688
Large Residential, Vehicle to Home / Vehicle to Grid - vehicle charging | 0.07771 | 0.069939 | 0.062168 | 0.054397 | 0.046626 | 0.041445 | 0.036265 | 0.031084 | 0.025903 | 0.023313 | 0.020723 | 0.01865 | 0.016578 | 0.056944 | 0.09731 | 0.10947 | 0.12164 | 0.22118 | 0.32072 | 0.58799 | 0.85526 | 1.0156 | 1.176 | 1.2562 | 1.3363 | 1.2562 | 1.176 | 1.0156 | 0.85526 | 0.58799 | 0.32072 | 0.2113 | 0.10188 | 0.10188 | 0.10188 | 0.10188 | 0.10188 | 0.10188 | 0.10188 | 0.10188 | 0.10188 | 0.10188 | 0.10188 | 0.10188 | 0.10188 | 0.092387 | 0.08289 | 0.0803
Large Residential, Vehicle to Home - home energy system | -0.63077 | -0.50924 | -0.41981 | -0.42628 | -0.36031 | -0.37521 | -0.42868 | -0.41857 | -0.42642 | -0.44369 | -0.49088 | -0.47206 | -0.50495 | -0.44493 | -0.41954 | -0.35436 | -0.046712 | 0.38214 | 0.81762 | 1.1747 | 1.5815 | 1.9111 | 1.33 | 1.6656 | 1.6656 | 1.8202 | 1.348 | 1.3275 | 1.2338 | 1.0756 | 0.7897 | 0.66353 | 0.15231 | -0.041867 | -0.21005 | -0.40553 | -0.60243 | -0.63202 | -0.66721 | -0.67234 | -0.66818 | -0.69911 | -0.66361 | -0.66016 | -0.64825 | -0.68572 | -0.70772 | -0.66849
Medium Residential, Convenience Charging | 0.053309 | 0.047978 | 0.042647 | 0.037317 | 0.031986 | 0.028432 | 0.024878 | 0.021324 | 0.01777 | 0.015993 | 0.014216 | 0.012794 | 0.011373 | 0.039064 | 0.066755 | 0.0751 | 0.083444 | 0.11682 | 0.1502 | 0.16522 | 0.18024 | 0.18358 | 0.18691 | 0.18358 | 0.18024 | 0.17356 | 0.16689 | 0.18358 | 0.20027 | 0.19025 | 0.18024 | 0.19025 | 0.20027 | 0.21695 | 0.23364 | 0.25868 | 0.28371 | 0.50161 | 0.71951 | 0.77091 | 0.8223 | 0.80517 | 0.78804 | 0.56424 | 0.34045 | 0.19866 | 0.056863 | 0.055086
Medium Residential, Daytime Charging | 0.053309 | 0.047978 | 0.042647 | 0.037317 | 0.031986 | 0.028432 | 0.024878 | 0.021324 | 0.01777 | 0.015993 | 0.014216 | 0.012794 | 0.011373 | 0.039064 | 0.066755 | 0.0751 | 0.083444 | 0.15173 | 0.22002 | 0.40337 | 0.58671 | 0.69672 | 0.80673 | 0.86174 | 0.91674 | 0.86174 | 0.80673 | 0.69672 | 0.58671 | 0.40337 | 0.22002 | 0.14495 | 0.069892 | 0.069892 | 0.069892 | 0.069892 | 0.069892 | 0.069892 | 0.069892 | 0.069892 | 0.069892 | 0.069892 | 0.069892 | 0.069892 | 0.069892 | 0.063378 | 0.056863 | 0.055086
Medium Residential, Highway Fast Charging | 0.12273 | 0.10042 | 0.078103 | 0.048349 | 0.018596 | 0.0094839 | 0.00037192 | 0.0076243 | 0.014877 | 0.057647 | 0.10042 | 0.15992 | 0.21943 | 0.23617 | 0.2529 | 0.26034 | 0.26778 | 0.26778 | 0.26778 | 0.2622 | 0.25662 | 0.24361 | 0.23059 | 0.22501 | 0.21943 | 0.21943 | 0.21943 | 0.22315 | 0.22687 | 0.23803 | 0.24919 | 0.2715 | 0.29382 | 0.33101 | 0.3682 | 0.37006 | 0.37192 | 0.35332 | 0.33473 | 0.31613 | 0.29753 | 0.2715 | 0.24547 | 0.23059 | 0.21571 | 0.18968 | 0.16364 | 0.14319
Medium Residential, Nighttime Charging | 0.37914 | 0.40094 | 0.42274 | 0.42274 | 0.42274 | 0.42274 | 0.42274 | 0.42274 | 0.42274 | 0.42274 | 0.42274 | 0.40094 | 0.37914 | 0.30331 | 0.22748 | 0.21611 | 0.20474 | 0.17747 | 0.1502 | 0.16522 | 0.18024 | 0.18358 | 0.18691 | 0.18358 | 0.18024 | 0.17356 | 0.16689 | 0.18358 | 0.20027 | 0.19025 | 0.18024 | 0.12507 | 0.069892 | 0.053903 | 0.037914 | 0.037914 | 0.037914 | 0.037914 | 0.037914 | 0.037914 | 0.037914 | 0.037914 | 0.037914 | 0.056871 | 0.075828 | 0.11374 | 0.15166 | 0.2654
Medium Residential, Vehicle to Home / Vehicle to Grid - vehicle charging | 0.053309 | 0.047978 | 0.042647 | 0.037317 | 0.031986 | 0.028432 | 0.024878 | 0.021324 | 0.01777 | 0.015993 | 0.014216 | 0.012794 | 0.011373 | 0.039064 | 0.066755 | 0.0751 | 0.083444 | 0.15173 | 0.22002 | 0.40337 | 0.58671 | 0.69672 | 0.80673 | 0.86174 | 0.91674 | 0.86174 | 0.80673 | 0.69672 | 0.58671 | 0.40337 | 0.22002 | 0.14495 | 0.069892 | 0.069892 | 0.069892 | 0.069892 | 0.069892 | 0.069892 | 0.069892 | 0.069892 | 0.069892 | 0.069892 | 0.069892 | 0.069892 | 0.069892 | 0.063378 | 0.056863 | 0.055086
Medium Residential, Vehicle to Home - home energy system | -0.63077 | -0.50924 | -0.41981 | -0.42628 | -0.36031 | -0.37521 | -0.42868 | -0.41857 | -0.42642 | -0.44369 | -0.49088 | -0.47206 | -0.50495 | -0.44493 | -0.41954 | -0.35436 | -0.046712 | 0.38214 | 0.81762 | 1.1747 | 1.5815 | 1.9111 | 1.33 | 1.6656 | 1.6656 | 1.8202 | 1.348 | 1.3275 | 1.2338 | 1.0756 | 0.7897 | 0.66353 | 0.15231 | -0.041867 | -0.21005 | -0.40553 | -0.60243 | -0.63202 | -0.66721 | -0.67234 | -0.66818 | -0.69911 | -0.66361 | -0.66016 | -0.64825 | -0.68572 | -0.70772 | -0.66849
Small Residential, Convenience Charging | 0.036917 | 0.033225 | 0.029534 | 0.025842 | 0.02215 | 0.019689 | 0.017228 | 0.014767 | 0.012306 | 0.011075 | 0.0098446 | 0.0088601 | 0.0078757 | 0.027052 | 0.046229 | 0.052007 | 0.057786 | 0.0809 | 0.10401 | 0.11442 | 0.12482 | 0.12713 | 0.12944 | 0.12713 | 0.12482 | 0.12019 | 0.11557 | 0.12713 | 0.13869 | 0.13175 | 0.12482 | 0.13175 | 0.13869 | 0.15024 | 0.1618 | 0.17914 | 0.19647 | 0.34737 | 0.49827 | 0.53386 | 0.56945 | 0.55759 | 0.54572 | 0.39074 | 0.23577 | 0.13757 | 0.039378 | 0.038148
Small Residential, Daytime Charging | 0.036917 | 0.033225 | 0.029534 | 0.025842 | 0.02215 | 0.019689 | 0.017228 | 0.014767 | 0.012306 | 0.011075 | 0.0098446 | 0.0088601 | 0.0078757 | 0.027052 | 0.046229 | 0.052007 | 0.057786 | 0.10507 | 0.15236 | 0.27933 | 0.4063 | 0.48249 | 0.55867 | 0.59676 | 0.63485 | 0.59676 | 0.55867 | 0.48249 | 0.4063 | 0.27933 | 0.15236 | 0.10038 | 0.048401 | 0.048401 | 0.048401 | 0.048401 | 0.048401 | 0.048401 | 0.048401 | 0.048401 | 0.048401 | 0.048401 | 0.048401 | 0.048401 | 0.048401 | 0.04389 | 0.039378 | 0.038148
Small Residential, Highway Fast Charging | 0.084994 | 0.06954 | 0.054087 | 0.033482 | 0.012878 | 0.0065677 | 0.00025756 | 0.0052799 | 0.010302 | 0.039921 | 0.06954 | 0.11075 | 0.15196 | 0.16355 | 0.17514 | 0.18029 | 0.18544 | 0.18544 | 0.18544 | 0.18158 | 0.17771 | 0.1687 | 0.15969 | 0.15582 | 0.15196 | 0.15196 | 0.15196 | 0.15453 | 0.15711 | 0.16484 | 0.17256 | 0.18802 | 0.20347 | 0.22923 | 0.25498 | 0.25627 | 0.25756 | 0.24468 | 0.2318 | 0.21892 | 0.20605 | 0.18802 | 0.16999 | 0.15969 | 0.14938 | 0.13135 | 0.11333 | 0.099159
Small Residential, Nighttime Charging | 0.26256 | 0.27766 | 0.29275 | 0.29275 | 0.29275 | 0.29275 | 0.29275 | 0.29275 | 0.29275 | 0.29275 | 0.29275 | 0.27766 | 0.26256 | 0.21005 | 0.15754 | 0.14966 | 0.14178 | 0.1229 | 0.10401 | 0.11442 | 0.12482 | 0.12713 | 0.12944 | 0.12713 | 0.12482 | 0.12019 | 0.11557 | 0.12713 | 0.13869 | 0.13175 | 0.12482 | 0.086609 | 0.048401 | 0.037328 | 0.026256 | 0.026256 | 0.026256 | 0.026256 | 0.026256 | 0.026256 | 0.026256 | 0.026256 | 0.026256 | 0.039384 | 0.052512 | 0.078768 | 0.10502 | 0.18379
Small Residential, Vehicle to Home / Vehicle to Grid - vehicle charging | 0.036917 | 0.033225 | 0.029534 | 0.025842 | 0.02215 | 0.019689 | 0.017228 | 0.014767 | 0.012306 | 0.011075 | 0.0098446 | 0.0088601 | 0.0078757 | 0.027052 | 0.046229 | 0.052007 | 0.057786 | 0.10507 | 0.15236 | 0.27933 | 0.4063 | 0.48249 | 0.55867 | 0.59676 | 0.63485 | 0.59676 | 0.55867 | 0.48249 | 0.4063 | 0.27933 | 0.15236 | 0.10038 | 0.048401 | 0.048401 | 0.048401 | 0.048401 | 0.048401 | 0.048401 | 0.048401 | 0.048401 | 0.048401 | 0.048401 | 0.048401 | 0.048401 | 0.048401 | 0.04389 | 0.039378 | 0.038148
Small Residential, Vehicle to Home - home energy system | -0.63077 | -0.50924 | -0.41981 | -0.42628 | -0.36031 | -0.37521 | -0.42868 | -0.41857 | -0.42642 | -0.44369 | -0.49088 | -0.47206 | -0.50495 | -0.44493 | -0.41954 | -0.35436 | -0.046712 | 0.38214 | 0.81762 | 1.1747 | 1.5815 | 1.9111 | 1.33 | 1.6656 | 1.6656 | 1.8202 | 1.348 | 1.3275 | 1.2338 | 1.0756 | 0.7897 | 0.66353 | 0.15231 | -0.041867 | -0.21005 | -0.40553 | -0.60243 | -0.63202 | -0.66721 | -0.67234 | -0.66818 | -0.69911 | -0.66361 | -0.66016 | -0.64825 | -0.68572 | -0.70772 | -0.66849
Tasmania
| 0:00 | 0:30 | 1:00 | 1:30 | 2:00 | 2:30 | 3:00 | 3:30 | 4:00 | 4:30 | 5:00 | 5:30 | 6:00 | 6:30 | 7:00 | 7:30 | 8:00 | 8:30 | 9:00 | 9:30 | 10:00 | 10:30 | 11:00 | 11:30 | 12:00 | 12:30 | 13:00 | 13:30 | 14:00 | 14:30 | 15:00 | 15:30 | 16:00 | 16:30 | 17:00 | 17:30 | 18:00 | 18:30 | 19:00 | 19:30 | 20:00 | 20:30 | 21:00 | 21:30 | 22:00 | 22:30 | 23:00 | 23:30
Bus, Convenience Charging | 1.1932 | 1.3921 | 1.591 | 1.6904 | 1.7898 | 1.7699 | 1.7501 | 1.7421 | 1.7342 | 1.7262 | 1.7182 | 1.7103 | 1.7023 | 1.6944 | 1.6864 | 1.2807 | 0.87503 | 0.83526 | 0.79548 | 0.69605 | 0.59661 | 0.49718 | 0.39774 | 0.34802 | 0.29831 | 0.28836 | 0.27842 | 0.39774 | 0.51706 | 0.50712 | 0.49718 | 0.47729 | 0.4574 | 0.42757 | 0.39774 | 0.34802 | 0.29831 | 0.24859 | 0.19887 | 0.24859 | 0.29831 | 0.44746 | 0.59661 | 0.69605 | 0.79548 | 0.89492 | 0.99435 | 1.0938
Bus, Daytime Charging | 1.1932 | 1.3921 | 1.591 | 1.6904 | 1.7898 | 1.7699 | 1.7501 | 1.7421 | 1.7341 | 1.7262 | 1.7182 | 0.98985 | 0.26147 | 0.20949 | 0.15751 | 0.1772 | 0.19689 | 0.35802 | 0.51914 | 0.95176 | 1.3844 | 1.644 | 1.9035 | 2.0333 | 2.1631 | 2.0333 | 1.9035 | 1.644 | 1.3844 | 0.95176 | 0.51914 | 0.34203 | 0.16491 | 0.16491 | 0.16491 | 0.16491 | 0.16491 | 0.16491 | 0.16491 | 0.16491 | 0.16491 | 0.16491 | 0.16491 | 0.16491 | 0.16491 | 0.14954 | 0.13417 | 0.6637
Bus, Highway Fast Charging | 0.52294 | 0.42786 | 0.33278 | 0.20601 | 0.079234 | 0.040409 | 0.0015847 | 0.032486 | 0.063387 | 0.24562 | 0.42786 | 0.68141 | 0.93496 | 1.0063 | 1.0776 | 1.1093 | 1.141 | 1.141 | 1.141 | 1.1172 | 1.0934 | 1.038 | 0.9825 | 0.95873 | 0.93496 | 0.93496 | 0.93496 | 0.95081 | 0.96665 | 1.0142 | 1.0617 | 1.1568 | 1.2519 | 1.4104 | 1.5688 | 1.5768 | 1.5847 | 1.5054 | 1.4262 | 1.347 | 1.2677 | 1.1568 | 1.0459 | 0.9825 | 0.91911 | 0.80819 | 0.69726 | 0.6101
Bus, Nighttime Charging | 0.82989 | 1.556 | 2.2822 | 2.2822 | 2.2822 | 2.2822 | 2.2822 | 2.2822 | 2.2822 | 2.2822 | 2.2822 | 1.7635 | 1.2448 | 1.2448 | 1.2448 | 1.2448 | 1.2448 | 1.1411 | 1.0374 | 0.93363 | 0.82989 | 0.53427 | 0.23864 | 0.20881 | 0.17898 | 0.17302 | 0.16705 | 0.23864 | 0.31024 | 0.30427 | 0.29831 | 0.28637 | 0.27444 | 0.25654 | 0.23864 | 0.20881 | 0.17898 | 0.14915 | 0.11932 | 0.14915 | 0.17898 | 0.26847 | 0.35797 | 0.41763 | 0.47729 | 0.53695 | 0.59661 | 0.71325
Articulated Truck, Convenience Charging | 8.4656 | 9.8765 | 11.2874 | 11.9929 | 12.6984 | 12.5573 | 12.4162 | 12.3597 | 12.3033 | 12.2469 | 12.1904 | 12.134 | 12.0776 | 12.0211 | 11.9647 | 9.0864 | 6.2081 | 5.9259 | 5.6437 | 4.9383 | 4.2328 | 3.5273 | 2.8219 | 2.4691 | 2.1164 | 2.0458 | 1.9753 | 2.8219 | 3.6684 | 3.5979 | 3.5273 | 3.3862 | 3.2451 | 3.0335 | 2.8219 | 2.4691 | 2.1164 | 1.7637 | 1.4109 | 1.7637 | 2.1164 | 3.1746 | 4.2328 | 4.9383 | 5.6437 | 6.3492 | 7.0546 | 7.7601
Articulated Truck, Daytime Charging | 5.9584 | 8.6229 | 11.2874 | 11.9929 | 12.6984 | 12.5573 | 12.4162 | 12.3597 | 12.3033 | 12.2469 | 12.1904 | 7.0508 | 1.9111 | 1.5312 | 1.1513 | 1.2952 | 1.4391 | 2.6169 | 3.7946 | 6.9568 | 10.1189 | 12.0162 | 13.9135 | 14.8622 | 15.8108 | 14.8622 | 13.9135 | 12.0162 | 10.1189 | 6.9568 | 3.7946 | 2.5 | 1.2054 | 1.2054 | 1.2054 | 1.2054 | 1.2054 | 1.2054 | 1.2054 | 1.2054 | 1.2054 | 1.2054 | 1.2054 | 1.2054 | 1.2054 | 1.0931 | 0.98071 | 3.4695
Articulated Truck, Highway Fast Charging | 3.7101 | 3.0356 | 2.361 | 1.4616 | 0.56214 | 0.28669 | 0.011243 | 0.23048 | 0.44971 | 1.7426 | 3.0356 | 4.8344 | 6.6333 | 7.1392 | 7.6451 | 7.87 | 8.0948 | 8.0948 | 8.0948 | 7.9262 | 7.7576 | 7.3641 | 6.9706 | 6.8019 | 6.6333 | 6.6333 | 6.6333 | 6.7457 | 6.8581 | 7.1954 | 7.5327 | 8.2073 | 8.8818 | 10.0061 | 11.1304 | 11.1866 | 11.2428 | 10.6807 | 10.1186 | 9.5564 | 8.9943 | 8.2073 | 7.4203 | 6.9706 | 6.5208 | 5.7338 | 4.9469 | 4.3285
Articulated Truck, Nighttime Charging | 5.8878 | 11.0397 | 16.1916 | 16.1916 | 16.1916 | 16.1916 | 16.1916 | 16.1916 | 16.1916 | 16.1916 | 16.1916 | 12.5117 | 8.8318 | 8.8318 | 8.8318 | 8.8318 | 8.8318 | 8.0958 | 7.3598 | 6.6238 | 5.8878 | 3.7905 | 1.6931 | 1.4815 | 1.2698 | 1.2275 | 1.1852 | 1.6931 | 2.2011 | 2.1587 | 2.1164 | 2.0317 | 1.9471 | 1.8201 | 1.6931 | 1.4815 | 1.2698 | 1.0582 | 0.84656 | 1.0582 | 1.2698 | 1.9048 | 2.5397 | 2.963 | 3.3862 | 3.8095 | 4.2328 | 5.0603
Large Light Commercial, Convenience Charging | 0.076323 | 0.071061 | 0.0658 | 0.057575 | 0.04935 | 0.042879 | 0.036408 | 0.038828 | 0.041248 | 0.045422 | 0.049596 | 0.05412 | 0.058645 | 0.10672 | 0.1548 | 0.20749 | 0.26018 | 0.32276 | 0.38534 | 0.41202 | 0.4387 | 0.45385 | 0.469 | 0.45977 | 0.45055 | 0.44396 | 0.43738 | 0.47163 | 0.50588 | 0.51971 | 0.53354 | 0.52564 | 0.51774 | 0.51643 | 0.51511 | 0.4924 | 0.46968 | 0.66102 | 0.85236 | 0.87938 | 0.90639 | 0.8717 | 0.83701 | 0.61021 | 0.38342 | 0.23755 | 0.091685 | 0.084004
Large Light Commercial, Daytime Charging | 0.076323 | 0.071061 | 0.0658 | 0.057575 | 0.04935 | 0.042879 | 0.036408 | 0.038828 | 0.041248 | 0.045422 | 0.049596 | 0.05412 | 0.058645 | 0.10672 | 0.1548 | 0.20749 | 0.26018 | 0.32276 | 0.38534 | 0.6789 | 0.97245 | 1.1548 | 1.3371 | 1.4283 | 1.5195 | 1.4283 | 1.3371 | 1.1548 | 0.97245 | 0.66856 | 0.36467 | 0.24026 | 0.11584 | 0.11584 | 0.11584 | 0.11584 | 0.11584 | 0.11584 | 0.11584 | 0.11584 | 0.11584 | 0.11584 | 0.11584 | 0.11584 | 0.11584 | 0.10505 | 0.094249 | 0.085286
Large Light Commercial, Highway Fast Charging | 0.20925 | 0.1712 | 0.13316 | 0.082431 | 0.031704 | 0.016169 | 0.00063408 | 0.012999 | 0.025363 | 0.098283 | 0.1712 | 0.27266 | 0.37411 | 0.40264 | 0.43118 | 0.44386 | 0.45654 | 0.45654 | 0.45654 | 0.44703 | 0.43752 | 0.41532 | 0.39313 | 0.38362 | 0.37411 | 0.37411 | 0.37411 | 0.38045 | 0.38679 | 0.40581 | 0.42484 | 0.46288 | 0.50093 | 0.56433 | 0.62774 | 0.63091 | 0.63408 | 0.60238 | 0.57068 | 0.53897 | 0.50727 | 0.46288 | 0.4185 | 0.39313 | 0.36777 | 0.32338 | 0.279 | 0.24412
Large Light Commercial, Nighttime Charging | 0.54281 | 0.57974 | 0.61666 | 0.61666 | 0.61666 | 0.61666 | 0.61666 | 0.61666 | 0.61666 | 0.61666 | 0.61666 | 0.5338 | 0.45094 | 0.45094 | 0.45094 | 0.35556 | 0.26018 | 0.32276 | 0.38534 | 0.41202 | 0.4387 | 0.45385 | 0.469 | 0.45977 | 0.45055 | 0.37396 | 0.29736 | 0.24681 | 0.19626 | 0.1629 | 0.12953 | 0.12761 | 0.1257 | 0.1257 | 0.1257 | 0.1257 | 0.1257 | 0.1257 | 0.1257 | 0.1257 | 0.1257 | 0.15204 | 0.17838 | 0.22298 | 0.26757 | 0.31217 | 0.35676 | 0.44979
Medium Light Commercial, Convenience Charging | 0.052073 | 0.048483 | 0.044894 | 0.039282 | 0.03367 | 0.029255 | 0.02484 | 0.026491 | 0.028142 | 0.03099 | 0.033838 | 0.036925 | 0.040012 | 0.072813 | 0.10561 | 0.14156 | 0.17751 | 0.22021 | 0.26291 | 0.28111 | 0.29931 | 0.30965 | 0.31998 | 0.31369 | 0.3074 | 0.30291 | 0.29841 | 0.32178 | 0.34515 | 0.35459 | 0.36402 | 0.35863 | 0.35324 | 0.35234 | 0.35145 | 0.33595 | 0.32045 | 0.451 | 0.58155 | 0.59997 | 0.6184 | 0.59474 | 0.57107 | 0.41633 | 0.2616 | 0.16208 | 0.062554 | 0.057314
Medium Light Commercial, Daytime Charging | 0.052073 | 0.048483 | 0.044894 | 0.039282 | 0.03367 | 0.029255 | 0.02484 | 0.026491 | 0.028142 | 0.03099 | 0.033838 | 0.036925 | 0.040012 | 0.072813 | 0.10561 | 0.14156 | 0.17752 | 0.22021 | 0.26291 | 0.46319 | 0.66348 | 0.78788 | 0.91228 | 0.97449 | 1.0367 | 0.97449 | 0.91228 | 0.78788 | 0.66348 | 0.45614 | 0.2488 | 0.16392 | 0.079037 | 0.079037 | 0.079037 | 0.079037 | 0.079037 | 0.079037 | 0.079037 | 0.079037 | 0.079037 | 0.079037 | 0.079037 | 0.079037 | 0.079037 | 0.07167 | 0.064303 | 0.058188
Medium Light Commercial, Highway Fast Charging | 0.14276 | 0.11681 | 0.09085 | 0.05624 | 0.021631 | 0.011032 | 0.00043262 | 0.0088687 | 0.017305 | 0.067056 | 0.11681 | 0.18603 | 0.25525 | 0.27471 | 0.29418 | 0.30283 | 0.31149 | 0.31149 | 0.31149 | 0.305 | 0.29851 | 0.28337 | 0.26822 | 0.26173 | 0.25525 | 0.25525 | 0.25525 | 0.25957 | 0.2639 | 0.27688 | 0.28985 | 0.31581 | 0.34177 | 0.38503 | 0.42829 | 0.43046 | 0.43262 | 0.41099 | 0.38936 | 0.36773 | 0.3461 | 0.31581 | 0.28553 | 0.26822 | 0.25092 | 0.22064 | 0.19035 | 0.16656
Medium Light Commercial, Nighttime Charging | 0.37035 | 0.39554 | 0.42073 | 0.42073 | 0.42073 | 0.42073 | 0.42073 | 0.42073 | 0.42073 | 0.42073 | 0.42073 | 0.3642 | 0.30767 | 0.30767 | 0.30767 | 0.24259 | 0.17752 | 0.22021 | 0.26291 | 0.28111 | 0.29931 | 0.30965 | 0.31998 | 0.31369 | 0.3074 | 0.25514 | 0.20288 | 0.16839 | 0.1339 | 0.11114 | 0.088376 | 0.087068 | 0.085759 | 0.085759 | 0.085759 | 0.085759 | 0.085759 | 0.085759 | 0.085759 | 0.085759 | 0.085759 | 0.10373 | 0.12171 | 0.15213 | 0.18256 | 0.21298 | 0.24341 | 0.30688
Small Light Commercial, Convenience Charging | 0.036374 | 0.033867 | 0.03136 | 0.02744 | 0.02352 | 0.020436 | 0.017351 | 0.018505 | 0.019658 | 0.021647 | 0.023637 | 0.025793 | 0.027949 | 0.050862 | 0.073774 | 0.098887 | 0.124 | 0.15382 | 0.18365 | 0.19636 | 0.20908 | 0.2163 | 0.22352 | 0.21912 | 0.21473 | 0.21159 | 0.20845 | 0.22477 | 0.2411 | 0.24769 | 0.25428 | 0.25051 | 0.24675 | 0.24612 | 0.2455 | 0.23467 | 0.22385 | 0.31504 | 0.40623 | 0.4191 | 0.43197 | 0.41544 | 0.39891 | 0.29082 | 0.18273 | 0.11321 | 0.043696 | 0.040035
Small Light Commercial, Daytime Charging | 0.036374 | 0.033867 | 0.03136 | 0.02744 | 0.02352 | 0.020436 | 0.017351 | 0.018505 | 0.019658 | 0.021647 | 0.023637 | 0.025793 | 0.027949 | 0.050862 | 0.073774 | 0.098887 | 0.124 | 0.15382 | 0.18365 | 0.32355 | 0.46346 | 0.55036 | 0.63726 | 0.68071 | 0.72416 | 0.68071 | 0.63726 | 0.55036 | 0.46346 | 0.31863 | 0.1738 | 0.1145 | 0.05521 | 0.05521 | 0.05521 | 0.05521 | 0.05521 | 0.05521 | 0.05521 | 0.05521 | 0.05521 | 0.05521 | 0.05521 | 0.05521 | 0.05521 | 0.050064 | 0.044918 | 0.040646
Small Light Commercial, Highway Fast Charging | 0.099725 | 0.081593 | 0.063461 | 0.039286 | 0.01511 | 0.007706 | 0.0003022 | 0.006195 | 0.012088 | 0.046841 | 0.081593 | 0.12994 | 0.1783 | 0.1919 | 0.20549 | 0.21154 | 0.21758 | 0.21758 | 0.21758 | 0.21305 | 0.20852 | 0.19794 | 0.18736 | 0.18283 | 0.1783 | 0.1783 | 0.1783 | 0.18132 | 0.18434 | 0.19341 | 0.20247 | 0.2206 | 0.23874 | 0.26896 | 0.29917 | 0.30069 | 0.3022 | 0.28709 | 0.27198 | 0.25687 | 0.24176 | 0.2206 | 0.19945 | 0.18736 | 0.17527 | 0.15412 | 0.13297 | 0.11635
Small Light Commercial, Nighttime Charging | 0.2587 | 0.2763 | 0.29389 | 0.29389 | 0.29389 | 0.29389 | 0.29389 | 0.29389 | 0.29389 | 0.29389 | 0.29389 | 0.2544 | 0.21491 | 0.21491 | 0.21491 | 0.16946 | 0.124 | 0.15382 | 0.18365 | 0.19636 | 0.20908 | 0.2163 | 0.22352 | 0.21912 | 0.21473 | 0.17822 | 0.14172 | 0.11763 | 0.093536 | 0.077635 | 0.061733 | 0.060819 | 0.059905 | 0.059905 | 0.059905 | 0.059905 | 0.059905 | 0.059905 | 0.059905 | 0.059905 | 0.059905 | 0.07246 | 0.085015 | 0.10627 | 0.12752 | 0.14878 | 0.17003 | 0.21436
Rigid Truck, Convenience Charging | 0.99632 | 1.1624 | 1.3284 | 1.4114 | 1.4945 | 1.4779 | 1.4613 | 1.4546 | 1.448 | 1.4413 | 1.4347 | 1.4281 | 1.4214 | 1.4148 | 1.4081 | 1.0694 | 0.73063 | 0.69742 | 0.66421 | 0.58118 | 0.49816 | 0.41513 | 0.33211 | 0.29059 | 0.24908 | 0.24078 | 0.23247 | 0.33211 | 0.43174 | 0.42343 | 0.41513 | 0.39853 | 0.38192 | 0.35701 | 0.33211 | 0.29059 | 0.24908 | 0.20757 | 0.16605 | 0.20757 | 0.24908 | 0.37362 | 0.49816 | 0.58118 | 0.66421 | 0.74724 | 0.83026 | 0.91329
Rigid Truck, Daytime Charging | 0.24908 | 0.29059 | 0.33211 | 0.35286 | 0.37362 | 0.36947 | 0.36532 | 0.36366 | 0.362 | 0.36033 | 0.35867 | 0.35701 | 0.35535 | 0.28471 | 0.21407 | 0.24083 | 0.26759 | 0.48657 | 0.70556 | 1.2935 | 1.8815 | 2.2343 | 2.587 | 2.7634 | 2.9398 | 2.7634 | 2.587 | 2.2343 | 1.8815 | 1.2935 | 0.70556 | 0.46485 | 0.22413 | 0.22413 | 0.22413 | 0.22413 | 0.22413 | 0.22413 | 0.22413 | 0.22413 | 0.22413 | 0.22413 | 0.22413 | 0.22413 | 0.22413 | 0.20324 | 0.18235 | 0.21571
Rigid Truck, Highway Fast Charging | 0.43665 | 0.35726 | 0.27787 | 0.17201 | 0.066159 | 0.033741 | 0.0013232 | 0.027125 | 0.052927 | 0.20509 | 0.35726 | 0.56896 | 0.78067 | 0.84022 | 0.89976 | 0.92622 | 0.95269 | 0.95269 | 0.95269 | 0.93284 | 0.91299 | 0.86668 | 0.82037 | 0.80052 | 0.78067 | 0.78067 | 0.78067 | 0.7939 | 0.80714 | 0.84683 | 0.88653 | 0.96592 | 1.0453 | 1.1776 | 1.3099 | 1.3166 | 1.3232 | 1.257 | 1.1909 | 1.1247 | 1.0585 | 0.96592 | 0.87329 | 0.82037 | 0.76744 | 0.67482 | 0.5822 | 0.50942
Rigid Truck, Nighttime Charging | 0.69294 | 1.2993 | 1.9056 | 1.9056 | 1.9056 | 1.9056 | 1.9056 | 1.9056 | 1.9056 | 1.9056 | 1.9056 | 1.4725 | 1.0394 | 1.0394 | 1.0394 | 1.0394 | 1.0394 | 0.9528 | 0.86618 | 0.77956 | 0.69294 | 0.4461 | 0.19926 | 0.17436 | 0.14945 | 0.14447 | 0.13948 | 0.19926 | 0.25904 | 0.25406 | 0.24908 | 0.23912 | 0.22915 | 0.21421 | 0.19926 | 0.17436 | 0.14945 | 0.12454 | 0.099632 | 0.12454 | 0.14945 | 0.22417 | 0.29889 | 0.34871 | 0.39853 | 0.44834 | 0.49816 | 0.59555
Large Residential, Convenience Charging | 0.073392 | 0.066053 | 0.058714 | 0.051375 | 0.044035 | 0.039143 | 0.03425 | 0.029357 | 0.024464 | 0.022018 | 0.019571 | 0.017614 | 0.015657 | 0.053781 | 0.091904 | 0.10339 | 0.11488 | 0.16083 | 0.20678 | 0.22746 | 0.24814 | 0.25274 | 0.25733 | 0.25274 | 0.24814 | 0.23895 | 0.22976 | 0.25274 | 0.27571 | 0.26193 | 0.24814 | 0.26193 | 0.27571 | 0.29869 | 0.32166 | 0.35613 | 0.39059 | 0.69058 | 0.99057 | 1.0613 | 1.1321 | 1.1085 | 1.0849 | 0.77681 | 0.46871 | 0.2735 | 0.078285 | 0.075839
Large Residential, Daytime Charging | 0.073393 | 0.066053 | 0.058714 | 0.051375 | 0.044035 | 0.039143 | 0.03425 | 0.029357 | 0.024464 | 0.022018 | 0.019571 | 0.017614 | 0.015657 | 0.053781 | 0.091904 | 0.10339 | 0.11488 | 0.20889 | 0.3029 | 0.55532 | 0.80775 | 0.9592 | 1.1107 | 1.1864 | 1.2621 | 1.1864 | 1.1107 | 0.9592 | 0.80775 | 0.55532 | 0.3029 | 0.19956 | 0.096223 | 0.096223 | 0.096223 | 0.096223 | 0.096223 | 0.096223 | 0.096223 | 0.096223 | 0.096223 | 0.096223 | 0.096223 | 0.096223 | 0.096223 | 0.087254 | 0.078285 | 0.075839
Large Residential, Highway Fast Charging | 0.16897 | 0.13825 | 0.10753 | 0.066564 | 0.025602 | 0.013057 | 0.00051203 | 0.010497 | 0.020481 | 0.079365 | 0.13825 | 0.22017 | 0.3021 | 0.32514 | 0.34818 | 0.35842 | 0.36866 | 0.36866 | 0.36866 | 0.36098 | 0.3533 | 0.33538 | 0.31746 | 0.30978 | 0.3021 | 0.3021 | 0.3021 | 0.30722 | 0.31234 | 0.3277 | 0.34306 | 0.37378 | 0.4045 | 0.45571 | 0.50691 | 0.50947 | 0.51203 | 0.48643 | 0.46083 | 0.43523 | 0.40963 | 0.37378 | 0.33794 | 0.31746 | 0.29698 | 0.26114 | 0.22529 | 0.19713
Large Residential, Nighttime Charging | 0.52197 | 0.55199 | 0.582 | 0.582 | 0.582 | 0.582 | 0.582 | 0.582 | 0.582 | 0.582 | 0.582 | 0.55199 | 0.52197 | 0.41758 | 0.31319 | 0.29753 | 0.28187 | 0.24433 | 0.20678 | 0.22746 | 0.24814 | 0.25274 | 0.25733 | 0.25274 | 0.24814 | 0.23895 | 0.22976 | 0.25274 | 0.27571 | 0.26193 | 0.24814 | 0.17218 | 0.096223 | 0.07421 | 0.052197 | 0.052197 | 0.052197 | 0.052197 | 0.052197 | 0.052197 | 0.052197 | 0.052197 | 0.052197 | 0.078296 | 0.1044 | 0.15659 | 0.20879 | 0.36538
Large Residential, Vehicle to Home / Vehicle to Grid - vehicle charging | 0.073392 | 0.066053 | 0.058714 | 0.051375 | 0.044036 | 0.039143 | 0.03425 | 0.029357 | 0.024464 | 0.022018 | 0.019571 | 0.017614 | 0.015657 | 0.053781 | 0.091904 | 0.10339 | 0.11488 | 0.20889 | 0.3029 | 0.55533 | 0.80775 | 0.9592 | 1.1107 | 1.1864 | 1.2621 | 1.1864 | 1.1107 | 0.9592 | 0.80775 | 0.55533 | 0.3029 | 0.19956 | 0.096223 | 0.096223 | 0.096223 | 0.096223 | 0.096223 | 0.096223 | 0.096223 | 0.096223 | 0.096223 | 0.096223 | 0.096223 | 0.096223 | 0.096223 | 0.087254 | 0.078285 | 0.075839
Large Residential, Vehicle to Home - home energy system | -0.76096 | -0.64999 | -0.56598 | -0.61629 | -0.53269 | -0.56926 | -0.59888 | -0.59778 | -0.62961 | -0.66893 | -0.76529 | -0.7537 | -0.84015 | -0.75389 | -0.72708 | -0.62471 | -0.39874 | 0.29206 | 1.0005 | 1.9898 | 2.8264 | 2.6628 | 3.3123 | 3.3606 | 2.9213 | 2.8316 | 2.0406 | 1.7885 | 1.0741 | 0.66562 | 0.52757 | 0.1161 | -0.17065 | -0.23583 | -0.3041 | -0.57272 | -0.84808 | -0.88911 | -0.93448 | -0.92478 | -0.89066 | -0.91726 | -0.86628 | -0.84694 | -0.81981 | -0.86011 | -0.89691 | -0.86654
Medium Residential, Convenience Charging | 0.050348 | 0.045313 | 0.040278 | 0.035243 | 0.030209 | 0.026852 | 0.023496 | 0.020139 | 0.016783 | 0.015104 | 0.013426 | 0.012083 | 0.010741 | 0.036894 | 0.063047 | 0.070928 | 0.078808 | 0.11033 | 0.14186 | 0.15604 | 0.17023 | 0.17338 | 0.17653 | 0.17338 | 0.17023 | 0.16392 | 0.15762 | 0.17338 | 0.18914 | 0.17968 | 0.17023 | 0.17968 | 0.18914 | 0.2049 | 0.22066 | 0.24431 | 0.26795 | 0.47374 | 0.67954 | 0.72808 | 0.77662 | 0.76044 | 0.74426 | 0.5329 | 0.32154 | 0.18762 | 0.053704 | 0.052026
Medium Residential, Daytime Charging | 0.050348 | 0.045313 | 0.040278 | 0.035243 | 0.030209 | 0.026852 | 0.023496 | 0.020139 | 0.016783 | 0.015104 | 0.013426 | 0.012083 | 0.010741 | 0.036894 | 0.063047 | 0.070928 | 0.078808 | 0.1433 | 0.20779 | 0.38096 | 0.55412 | 0.65802 | 0.76191 | 0.81386 | 0.86581 | 0.81386 | 0.76191 | 0.65802 | 0.55412 | 0.38096 | 0.20779 | 0.1369 | 0.066009 | 0.066009 | 0.066009 | 0.066009 | 0.066009 | 0.066009 | 0.066009 | 0.066009 | 0.066009 | 0.066009 | 0.066009 | 0.066009 | 0.066009 | 0.059857 | 0.053704 | 0.052026
Medium Residential, Highway Fast Charging | 0.11591 | 0.094839 | 0.073764 | 0.045663 | 0.017563 | 0.008957 | 0.00035126 | 0.0072008 | 0.01405 | 0.054445 | 0.094839 | 0.15104 | 0.20724 | 0.22305 | 0.23885 | 0.24588 | 0.2529 | 0.2529 | 0.2529 | 0.24764 | 0.24237 | 0.23007 | 0.21778 | 0.21251 | 0.20724 | 0.20724 | 0.20724 | 0.21075 | 0.21427 | 0.2248 | 0.23534 | 0.25642 | 0.27749 | 0.31262 | 0.34774 | 0.3495 | 0.35126 | 0.33369 | 0.31613 | 0.29857 | 0.28101 | 0.25642 | 0.23183 | 0.21778 | 0.20373 | 0.17914 | 0.15455 | 0.13523
Medium Residential, Nighttime Charging | 0.35808 | 0.37867 | 0.39926 | 0.39926 | 0.39926 | 0.39926 | 0.39926 | 0.39926 | 0.39926 | 0.39926 | 0.39926 | 0.37867 | 0.35808 | 0.28646 | 0.21485 | 0.2041 | 0.19336 | 0.16761 | 0.14186 | 0.15604 | 0.17023 | 0.17338 | 0.17653 | 0.17338 | 0.17023 | 0.16392 | 0.15762 | 0.17338 | 0.18914 | 0.17968 | 0.17023 | 0.11812 | 0.066009 | 0.050909 | 0.035808 | 0.035808 | 0.035808 | 0.035808 | 0.035808 | 0.035808 | 0.035808 | 0.035808 | 0.035808 | 0.053712 | 0.071616 | 0.10742 | 0.14323 | 0.25065
Medium Residential, Vehicle to Home / Vehicle to Grid - vehicle charging | 0.050348 | 0.045313 | 0.040278 | 0.035243 | 0.030209 | 0.026852 | 0.023496 | 0.020139 | 0.016783 | 0.015104 | 0.013426 | 0.012083 | 0.010741 | 0.036894 | 0.063047 | 0.070928 | 0.078808 | 0.1433 | 0.20779 | 0.38096 | 0.55412 | 0.65802 | 0.76191 | 0.81386 | 0.86581 | 0.81386 | 0.76191 | 0.65802 | 0.55412 | 0.38096 | 0.20779 | 0.1369 | 0.066009 | 0.066009 | 0.066009 | 0.066009 | 0.066009 | 0.066009 | 0.066009 | 0.066009 | 0.066009 | 0.066009 | 0.066009 | 0.066009 | 0.066009 | 0.059857 | 0.053704 | 0.052026
Medium Residential, Vehicle to Home - home energy system | -0.76096 | -0.64999 | -0.56598 | -0.61629 | -0.53269 | -0.56927 | -0.59888 | -0.59778 | -0.62961 | -0.66893 | -0.76529 | -0.7537 | -0.84015 | -0.75389 | -0.72708 | -0.62471 | -0.39874 | 0.29206 | 1.0005 | 1.9898 | 2.8264 | 2.6628 | 3.3123 | 3.3606 | 2.9213 | 2.8316 | 2.0406 | 1.7885 | 1.0741 | 0.66562 | 0.52757 | 0.1161 | -0.17065 | -0.23583 | -0.3041 | -0.57272 | -0.84808 | -0.88911 | -0.93448 | -0.92478 | -0.89066 | -0.91726 | -0.86628 | -0.84694 | -0.81981 | -0.86011 | -0.89691 | -0.86654
Small Residential, Convenience Charging | 0.034866 | 0.03138 | 0.027893 | 0.024406 | 0.02092 | 0.018595 | 0.016271 | 0.013946 | 0.011622 | 0.01046 | 0.0092977 | 0.0083679 | 0.0074381 | 0.025549 | 0.04366 | 0.049118 | 0.054575 | 0.076406 | 0.098236 | 0.10806 | 0.11788 | 0.12007 | 0.12225 | 0.12007 | 0.11788 | 0.11352 | 0.10915 | 0.12007 | 0.13098 | 0.12443 | 0.11788 | 0.12443 | 0.13098 | 0.1419 | 0.15281 | 0.16918 | 0.18556 | 0.32807 | 0.47059 | 0.5042 | 0.53781 | 0.52661 | 0.5154 | 0.36904 | 0.22267 | 0.12993 | 0.037191 | 0.036028
Small Residential, Daytime Charging | 0.034866 | 0.03138 | 0.027893 | 0.024406 | 0.02092 | 0.018595 | 0.016271 | 0.013946 | 0.011622 | 0.01046 | 0.0092976 | 0.0083679 | 0.0074381 | 0.025549 | 0.04366 | 0.049118 | 0.054575 | 0.099237 | 0.1439 | 0.26382 | 0.38373 | 0.45568 | 0.52763 | 0.56361 | 0.59958 | 0.56361 | 0.52763 | 0.45568 | 0.38373 | 0.26382 | 0.1439 | 0.094806 | 0.045712 | 0.045712 | 0.045712 | 0.045712 | 0.045712 | 0.045712 | 0.045712 | 0.045712 | 0.045712 | 0.045712 | 0.045712 | 0.045712 | 0.045712 | 0.041451 | 0.037191 | 0.036028
Small Residential, Highway Fast Charging | 0.080272 | 0.065677 | 0.051082 | 0.031622 | 0.012162 | 0.0062028 | 0.00024325 | 0.0049866 | 0.0097299 | 0.037703 | 0.065677 | 0.1046 | 0.14352 | 0.15446 | 0.16541 | 0.17027 | 0.17514 | 0.17514 | 0.17514 | 0.17149 | 0.16784 | 0.15933 | 0.15081 | 0.14717 | 0.14352 | 0.14352 | 0.14352 | 0.14595 | 0.14838 | 0.15568 | 0.16298 | 0.17757 | 0.19217 | 0.21649 | 0.24082 | 0.24203 | 0.24325 | 0.23109 | 0.21892 | 0.20676 | 0.1946 | 0.17757 | 0.16054 | 0.15081 | 0.14108 | 0.12406 | 0.10703 | 0.093651
Small Residential, Nighttime Charging | 0.24797 | 0.26223 | 0.27649 | 0.27649 | 0.27649 | 0.27649 | 0.27649 | 0.27649 | 0.27649 | 0.27649 | 0.27649 | 0.26223 | 0.24797 | 0.19838 | 0.14878 | 0.14134 | 0.1339 | 0.11607 | 0.098236 | 0.10806 | 0.11788 | 0.12007 | 0.12225 | 0.12007 | 0.11788 | 0.11352 | 0.10915 | 0.12007 | 0.13098 | 0.12443 | 0.11788 | 0.081798 | 0.045712 | 0.035255 | 0.024797 | 0.024797 | 0.024797 | 0.024797 | 0.024797 | 0.024797 | 0.024797 | 0.024797 | 0.024797 | 0.037196 | 0.049594 | 0.074392 | 0.099189 | 0.17358
Small Residential, Vehicle to Home / Vehicle to Grid - vehicle charging | 0.034866 | 0.03138 | 0.027893 | 0.024406 | 0.02092 | 0.018595 | 0.016271 | 0.013946 | 0.011622 | 0.01046 | 0.0092977 | 0.0083679 | 0.0074381 | 0.025549 | 0.04366 | 0.049118 | 0.054575 | 0.099237 | 0.1439 | 0.26382 | 0.38373 | 0.45568 | 0.52763 | 0.56361 | 0.59958 | 0.56361 | 0.52763 | 0.45568 | 0.38373 | 0.26382 | 0.1439 | 0.094806 | 0.045712 | 0.045712 | 0.045712 | 0.045712 | 0.045712 | 0.045712 | 0.045712 | 0.045712 | 0.045712 | 0.045712 | 0.045712 | 0.045712 | 0.045712 | 0.041451 | 0.037191 | 0.036028
Small Residential, Vehicle to Home - home energy system | -0.76096 | -0.64999 | -0.56598 | -0.61629 | -0.53269 | -0.56926 | -0.59888 | -0.59778 | -0.62961 | -0.66893 | -0.76529 | -0.7537 | -0.84015 | -0.75389 | -0.72708 | -0.62471 | -0.39874 | 0.29206 | 1.0005 | 1.9898 | 2.8264 | 2.6628 | 3.3123 | 3.3606 | 2.9213 | 2.8316 | 2.0406 | 1.7885 | 1.0741 | 0.66562 | 0.52757 | 0.1161 | -0.17065 | -0.23583 | -0.3041 | -0.57272 | -0.84808 | -0.88911 | -0.93448 | -0.92478 | -0.89066 | -0.91726 | -0.86628 | -0.84694 | -0.81981 | -0.86011 | -0.89691 | -0.86654
Victoria
| 0:00 | 0:30 | 1:00 | 1:30 | 2:00 | 2:30 | 3:00 | 3:30 | 4:00 | 4:30 | 5:00 | 5:30 | 6:00 | 6:30 | 7:00 | 7:30 | 8:00 | 8:30 | 9:00 | 9:30 | 10:00 | 10:30 | 11:00 | 11:30 | 12:00 | 12:30 | 13:00 | 13:30 | 14:00 | 14:30 | 15:00 | 15:30 | 16:00 | 16:30 | 17:00 | 17:30 | 18:00 | 18:30 | 19:00 | 19:30 | 20:00 | 20:30 | 21:00 | 21:30 | 22:00 | 22:30 | 23:00 | 23:30
Bus, Convenience Charging | 1.7627 | 2.0565 | 2.3503 | 2.4972 | 2.6441 | 2.6147 | 2.5853 | 2.5736 | 2.5618 | 2.5501 | 2.5383 | 2.5266 | 2.5148 | 2.5031 | 2.4913 | 1.892 | 1.2927 | 1.2339 | 1.1751 | 1.0283 | 0.88136 | 0.73446 | 0.58757 | 0.51413 | 0.44068 | 0.42599 | 0.4113 | 0.58757 | 0.76384 | 0.74915 | 0.73446 | 0.70509 | 0.67571 | 0.63164 | 0.58757 | 0.51413 | 0.44068 | 0.36723 | 0.29379 | 0.36723 | 0.44068 | 0.66102 | 0.88136 | 1.0283 | 1.1751 | 1.322 | 1.4689 | 1.6158
Bus, Daytime Charging | 1.7627 | 2.0565 | 2.3503 | 2.4972 | 2.6441 | 2.6147 | 2.5853 | 2.5736 | 2.5618 | 2.5501 | 2.5383 | 1.4623 | 0.38626 | 0.30947 | 0.23269 | 0.26178 | 0.29086 | 0.52889 | 0.76692 | 1.406 | 2.0451 | 2.4286 | 2.812 | 3.0038 | 3.1955 | 3.0038 | 2.812 | 2.4286 | 2.0451 | 1.406 | 0.76692 | 0.50527 | 0.24362 | 0.24362 | 0.24362 | 0.24362 | 0.24362 | 0.24362 | 0.24362 | 0.24362 | 0.24362 | 0.24362 | 0.24362 | 0.24362 | 0.24362 | 0.22092 | 0.19821 | 0.98046
Bus, Highway Fast Charging | 0.77253 | 0.63207 | 0.49161 | 0.30433 | 0.11705 | 0.059695 | 0.002341 | 0.047991 | 0.09364 | 0.36285 | 0.63207 | 1.0066 | 1.3812 | 1.4865 | 1.5919 | 1.6387 | 1.6855 | 1.6855 | 1.6855 | 1.6504 | 1.6153 | 1.5334 | 1.4514 | 1.4163 | 1.3812 | 1.3812 | 1.3812 | 1.4046 | 1.428 | 1.4982 | 1.5685 | 1.7089 | 1.8494 | 2.0835 | 2.3176 | 2.3293 | 2.341 | 2.2239 | 2.1069 | 1.9898 | 1.8728 | 1.7089 | 1.5451 | 1.4514 | 1.3578 | 1.1939 | 1.03 | 0.90128
Bus, Nighttime Charging | 1.226 | 2.2987 | 3.3714 | 3.3714 | 3.3714 | 3.3714 | 3.3714 | 3.3714 | 3.3714 | 3.3714 | 3.3714 | 2.6052 | 1.839 | 1.839 | 1.839 | 1.839 | 1.839 | 1.6857 | 1.5325 | 1.3792 | 1.226 | 0.78926 | 0.35254 | 0.30848 | 0.26441 | 0.25559 | 0.24678 | 0.35254 | 0.45831 | 0.44949 | 0.44068 | 0.42305 | 0.40542 | 0.37898 | 0.35254 | 0.30848 | 0.26441 | 0.22034 | 0.17627 | 0.22034 | 0.26441 | 0.39661 | 0.52881 | 0.61695 | 0.70509 | 0.79322 | 0.88136 | 1.0537
Articulated Truck, Convenience Charging | 8.5794 | 10.0093 | 11.4392 | 12.1541 | 12.869 | 12.7261 | 12.5831 | 12.5259 | 12.4687 | 12.4115 | 12.3543 | 12.2971 | 12.2399 | 12.1827 | 12.1255 | 9.2085 | 6.2915 | 6.0056 | 5.7196 | 5.0046 | 4.2897 | 3.5747 | 2.8598 | 2.5023 | 2.1448 | 2.0733 | 2.0019 | 2.8598 | 3.7177 | 3.6462 | 3.5747 | 3.4317 | 3.2888 | 3.0743 | 2.8598 | 2.5023 | 2.1448 | 1.7874 | 1.4299 | 1.7874 | 2.1448 | 3.2173 | 4.2897 | 5.0046 | 5.7196 | 6.4345 | 7.1495 | 7.8644
Articulated Truck, Daytime Charging | 6.0384 | 8.7388 | 11.4392 | 12.1541 | 12.869 | 12.7261 | 12.5831 | 12.5259 | 12.4687 | 12.4115 | 12.3543 | 7.1456 | 1.9368 | 1.5518 | 1.1668 | 1.3126 | 1.4585 | 2.652 | 3.8456 | 7.0503 | 10.2549 | 12.1777 | 14.1006 | 15.062 | 16.0234 | 15.062 | 14.1006 | 12.1777 | 10.2549 | 7.0503 | 3.8456 | 2.5336 | 1.2216 | 1.2216 | 1.2216 | 1.2216 | 1.2216 | 1.2216 | 1.2216 | 1.2216 | 1.2216 | 1.2216 | 1.2216 | 1.2216 | 1.2216 | 1.1078 | 0.99389 | 3.5162
Articulated Truck, Highway Fast Charging | 3.76 | 3.0764 | 2.3927 | 1.4812 | 0.5697 | 0.29055 | 0.011394 | 0.23358 | 0.45576 | 1.7661 | 3.0764 | 4.8994 | 6.7224 | 7.2352 | 7.7479 | 7.9758 | 8.2036 | 8.2036 | 8.2036 | 8.0327 | 7.8618 | 7.463 | 7.0643 | 6.8933 | 6.7224 | 6.7224 | 6.7224 | 6.8364 | 6.9503 | 7.2921 | 7.634 | 8.3176 | 9.0012 | 10.1406 | 11.28 | 11.337 | 11.394 | 10.8243 | 10.2546 | 9.6849 | 9.1152 | 8.3176 | 7.52 | 7.0643 | 6.6085 | 5.8109 | 5.0133 | 4.3867
Articulated Truck, Nighttime Charging | 5.967 | 11.1881 | 16.4092 | 16.4092 | 16.4092 | 16.4092 | 16.4092 | 16.4092 | 16.4092 | 16.4092 | 16.4092 | 12.6798 | 8.9505 | 8.9505 | 8.9505 | 8.9505 | 8.9505 | 8.2046 | 7.4587 | 6.7129 | 5.967 | 3.8414 | 1.7159 | 1.5014 | 1.2869 | 1.244 | 1.2011 | 1.7159 | 2.2306 | 2.1877 | 2.1448 | 2.059 | 1.9733 | 1.8446 | 1.7159 | 1.5014 | 1.2869 | 1.0724 | 0.85794 | 1.0724 | 1.2869 | 1.9304 | 2.5738 | 3.0028 | 3.4317 | 3.8607 | 4.2897 | 5.1283
Large Light Commercial, Convenience Charging | 0.095999 | 0.089382 | 0.082764 | 0.072419 | 0.062073 | 0.053933 | 0.045794 | 0.048838 | 0.051882 | 0.057132 | 0.062382 | 0.068073 | 0.073764 | 0.13423 | 0.1947 | 0.26098 | 0.32726 | 0.40597 | 0.48469 | 0.51824 | 0.5518 | 0.57085 | 0.58991 | 0.57831 | 0.56671 | 0.55842 | 0.55014 | 0.59322 | 0.63631 | 0.6537 | 0.67109 | 0.66115 | 0.65122 | 0.64957 | 0.64792 | 0.61934 | 0.59077 | 0.83144 | 1.0721 | 1.1061 | 1.1401 | 1.0964 | 1.0528 | 0.76753 | 0.48227 | 0.2988 | 0.11532 | 0.10566
Large Light Commercial, Daytime Charging | 0.095999 | 0.089382 | 0.082764 | 0.072419 | 0.062073 | 0.053934 | 0.045794 | 0.048838 | 0.051882 | 0.057132 | 0.062382 | 0.068073 | 0.073764 | 0.13423 | 0.1947 | 0.26098 | 0.32726 | 0.40597 | 0.48469 | 0.85392 | 1.2232 | 1.4525 | 1.6819 | 1.7965 | 1.9112 | 1.7965 | 1.6819 | 1.4525 | 1.2232 | 0.84093 | 0.45869 | 0.3022 | 0.14571 | 0.14571 | 0.14571 | 0.14571 | 0.14571 | 0.14571 | 0.14571 | 0.14571 | 0.14571 | 0.14571 | 0.14571 | 0.14571 | 0.14571 | 0.13213 | 0.11855 | 0.10727
Large Light Commercial, Highway Fast Charging | 0.26319 | 0.21534 | 0.16749 | 0.10368 | 0.039878 | 0.020338 | 0.00079756 | 0.01635 | 0.031902 | 0.12362 | 0.21534 | 0.34295 | 0.47056 | 0.50645 | 0.54234 | 0.55829 | 0.57424 | 0.57424 | 0.57424 | 0.56228 | 0.55032 | 0.5224 | 0.49449 | 0.48252 | 0.47056 | 0.47056 | 0.47056 | 0.47853 | 0.48651 | 0.51044 | 0.53436 | 0.58222 | 0.63007 | 0.70983 | 0.78958 | 0.79357 | 0.79756 | 0.75768 | 0.7178 | 0.67792 | 0.63805 | 0.58222 | 0.52639 | 0.49449 | 0.46258 | 0.40675 | 0.35093 | 0.30706
Large Light Commercial, Nighttime Charging | 0.68276 | 0.7292 | 0.77565 | 0.77565 | 0.77565 | 0.77565 | 0.77565 | 0.77565 | 0.77565 | 0.77565 | 0.77565 | 0.67142 | 0.5672 | 0.5672 | 0.5672 | 0.44723 | 0.32726 | 0.40597 | 0.48469 | 0.51824 | 0.5518 | 0.57085 | 0.58991 | 0.57831 | 0.56671 | 0.47037 | 0.37403 | 0.31044 | 0.24686 | 0.20489 | 0.16293 | 0.16051 | 0.1581 | 0.1581 | 0.1581 | 0.1581 | 0.1581 | 0.1581 | 0.1581 | 0.1581 | 0.1581 | 0.19124 | 0.22437 | 0.28046 | 0.33656 | 0.39265 | 0.44874 | 0.56575
Medium Light Commercial, Convenience Charging | 0.065498 | 0.060983 | 0.056468 | 0.049409 | 0.042351 | 0.036797 | 0.031244 | 0.033321 | 0.035398 | 0.03898 | 0.042562 | 0.046445 | 0.050327 | 0.091585 | 0.13284 | 0.17806 | 0.22328 | 0.27698 | 0.33069 | 0.35358 | 0.37648 | 0.38948 | 0.40248 | 0.39457 | 0.38665 | 0.381 | 0.37534 | 0.40474 | 0.43414 | 0.446 | 0.45787 | 0.45109 | 0.44431 | 0.44318 | 0.44206 | 0.42256 | 0.40307 | 0.56727 | 0.73148 | 0.75466 | 0.77784 | 0.74807 | 0.7183 | 0.52367 | 0.32904 | 0.20386 | 0.078682 | 0.07209
Medium Light Commercial, Daytime Charging | 0.065498 | 0.060983 | 0.056468 | 0.049409 | 0.042351 | 0.036797 | 0.031244 | 0.033321 | 0.035398 | 0.03898 | 0.042562 | 0.046445 | 0.050327 | 0.091585 | 0.13284 | 0.17806 | 0.22328 | 0.27698 | 0.33069 | 0.58261 | 0.83453 | 0.99101 | 1.1475 | 1.2257 | 1.304 | 1.2257 | 1.1475 | 0.99101 | 0.83453 | 0.57374 | 0.31295 | 0.20618 | 0.099414 | 0.099414 | 0.099414 | 0.099414 | 0.099414 | 0.099414 | 0.099414 | 0.099414 | 0.099414 | 0.099414 | 0.099414 | 0.099414 | 0.099414 | 0.090148 | 0.080882 | 0.07319
Medium Light Commercial, Highway Fast Charging | 0.17957 | 0.14692 | 0.11427 | 0.07074 | 0.027208 | 0.013876 | 0.00054415 | 0.011155 | 0.021766 | 0.084344 | 0.14692 | 0.23399 | 0.32105 | 0.34554 | 0.37002 | 0.38091 | 0.39179 | 0.39179 | 0.39179 | 0.38363 | 0.37547 | 0.35642 | 0.33738 | 0.32921 | 0.32105 | 0.32105 | 0.32105 | 0.32649 | 0.33193 | 0.34826 | 0.36458 | 0.39723 | 0.42988 | 0.4843 | 0.53871 | 0.54143 | 0.54415 | 0.51695 | 0.48974 | 0.46253 | 0.43532 | 0.39723 | 0.35914 | 0.33738 | 0.31561 | 0.27752 | 0.23943 | 0.2095
Medium Light Commercial, Nighttime Charging | 0.46583 | 0.49752 | 0.5292 | 0.5292 | 0.5292 | 0.5292 | 0.5292 | 0.5292 | 0.5292 | 0.5292 | 0.5292 | 0.45809 | 0.38699 | 0.38699 | 0.38699 | 0.30513 | 0.22328 | 0.27698 | 0.33069 | 0.35358 | 0.37648 | 0.38948 | 0.40248 | 0.39457 | 0.38665 | 0.32092 | 0.25519 | 0.21181 | 0.16843 | 0.13979 | 0.11116 | 0.10951 | 0.10787 | 0.10787 | 0.10787 | 0.10787 | 0.10787 | 0.10787 | 0.10787 | 0.10787 | 0.10787 | 0.13048 | 0.15308 | 0.19135 | 0.22962 | 0.26789 | 0.30617 | 0.386
Small Light Commercial, Convenience Charging | 0.045752 | 0.042598 | 0.039444 | 0.034514 | 0.029583 | 0.025704 | 0.021825 | 0.023276 | 0.024726 | 0.027228 | 0.029731 | 0.032443 | 0.035155 | 0.063975 | 0.092794 | 0.12438 | 0.15597 | 0.19348 | 0.231 | 0.24699 | 0.26298 | 0.27206 | 0.28114 | 0.27562 | 0.27009 | 0.26614 | 0.26219 | 0.28272 | 0.30326 | 0.31155 | 0.31983 | 0.3151 | 0.31036 | 0.30958 | 0.30879 | 0.29517 | 0.28156 | 0.39626 | 0.51096 | 0.52715 | 0.54334 | 0.52255 | 0.50175 | 0.3658 | 0.22984 | 0.1424 | 0.054962 | 0.050357
Small Light Commercial, Daytime Charging | 0.045752 | 0.042598 | 0.039444 | 0.034514 | 0.029583 | 0.025704 | 0.021825 | 0.023276 | 0.024726 | 0.027228 | 0.029731 | 0.032443 | 0.035155 | 0.063975 | 0.092794 | 0.12438 | 0.15597 | 0.19348 | 0.231 | 0.40697 | 0.58295 | 0.69225 | 0.80155 | 0.8562 | 0.91085 | 0.8562 | 0.80155 | 0.69225 | 0.58295 | 0.40078 | 0.2186 | 0.14402 | 0.069443 | 0.069443 | 0.069443 | 0.069443 | 0.069443 | 0.069443 | 0.069443 | 0.069443 | 0.069443 | 0.069443 | 0.069443 | 0.069443 | 0.069443 | 0.062971 | 0.056498 | 0.051125
Small Light Commercial, Highway Fast Charging | 0.12544 | 0.10263 | 0.079823 | 0.049414 | 0.019005 | 0.0096927 | 0.00038011 | 0.0077922 | 0.015204 | 0.058917 | 0.10263 | 0.16345 | 0.22426 | 0.24137 | 0.25847 | 0.26608 | 0.27368 | 0.27368 | 0.27368 | 0.26798 | 0.26227 | 0.24897 | 0.23567 | 0.22996 | 0.22426 | 0.22426 | 0.22426 | 0.22806 | 0.23187 | 0.24327 | 0.25467 | 0.27748 | 0.30028 | 0.3383 | 0.37631 | 0.37821 | 0.38011 | 0.3611 | 0.3421 | 0.32309 | 0.30409 | 0.27748 | 0.25087 | 0.23567 | 0.22046 | 0.19385 | 0.16725 | 0.14634
Small Light Commercial, Nighttime Charging | 0.32539 | 0.34753 | 0.36966 | 0.36966 | 0.36966 | 0.36966 | 0.36966 | 0.36966 | 0.36966 | 0.36966 | 0.36966 | 0.31999 | 0.27032 | 0.27032 | 0.27032 | 0.21314 | 0.15597 | 0.19348 | 0.231 | 0.24699 | 0.26298 | 0.27206 | 0.28114 | 0.27562 | 0.27009 | 0.22417 | 0.17826 | 0.14795 | 0.11765 | 0.09765 | 0.077649 | 0.076499 | 0.07535 | 0.07535 | 0.07535 | 0.07535 | 0.07535 | 0.07535 | 0.07535 | 0.07535 | 0.07535 | 0.091141 | 0.10693 | 0.13367 | 0.1604 | 0.18713 | 0.21387 | 0.26963
Rigid Truck, Convenience Charging | 1.3795 | 1.6094 | 1.8394 | 1.9543 | 2.0693 | 2.0463 | 2.0233 | 2.0141 | 2.0049 | 1.9957 | 1.9865 | 1.9773 | 1.9681 | 1.9589 | 1.9497 | 1.4807 | 1.0116 | 0.96566 | 0.91968 | 0.80472 | 0.68976 | 0.5748 | 0.45984 | 0.40236 | 0.34488 | 0.33338 | 0.32189 | 0.45984 | 0.59779 | 0.58629 | 0.5748 | 0.55181 | 0.52881 | 0.49433 | 0.45984 | 0.40236 | 0.34488 | 0.2874 | 0.22992 | 0.2874 | 0.34488 | 0.51732 | 0.68976 | 0.80472 | 0.91968 | 1.0346 | 1.1496 | 1.2646
Rigid Truck, Daytime Charging | 0.34488 | 0.40236 | 0.45984 | 0.48858 | 0.51732 | 0.51157 | 0.50582 | 0.50352 | 0.50122 | 0.49892 | 0.49663 | 0.49433 | 0.49203 | 0.39422 | 0.29641 | 0.33346 | 0.37051 | 0.67372 | 0.97693 | 1.791 | 2.6051 | 3.0936 | 3.5821 | 3.8263 | 4.0705 | 3.8263 | 3.5821 | 3.0936 | 2.6051 | 1.791 | 0.97693 | 0.64363 | 0.31034 | 0.31034 | 0.31034 | 0.31034 | 0.31034 | 0.31034 | 0.31034 | 0.31034 | 0.31034 | 0.31034 | 0.31034 | 0.31034 | 0.31034 | 0.28141 | 0.25249 | 0.29868
Rigid Truck, Highway Fast Charging | 0.60459 | 0.49466 | 0.38474 | 0.23817 | 0.091604 | 0.046718 | 0.0018321 | 0.037558 | 0.073283 | 0.28397 | 0.49466 | 0.7878 | 1.0809 | 1.1634 | 1.2458 | 1.2825 | 1.3191 | 1.3191 | 1.3191 | 1.2916 | 1.2641 | 1.2 | 1.1359 | 1.1084 | 1.0809 | 1.0809 | 1.0809 | 1.0993 | 1.1176 | 1.1725 | 1.2275 | 1.3374 | 1.4473 | 1.6306 | 1.8138 | 1.8229 | 1.8321 | 1.7405 | 1.6489 | 1.5573 | 1.4657 | 1.3374 | 1.2092 | 1.1359 | 1.0626 | 0.93436 | 0.80612 | 0.70535
Rigid Truck, Nighttime Charging | 0.95946 | 1.799 | 2.6385 | 2.6385 | 2.6385 | 2.6385 | 2.6385 | 2.6385 | 2.6385 | 2.6385 | 2.6385 | 2.0388 | 1.4392 | 1.4392 | 1.4392 | 1.4392 | 1.4392 | 1.3193 | 1.1993 | 1.0794 | 0.95946 | 0.61768 | 0.2759 | 0.24142 | 0.20693 | 0.20003 | 0.19313 | 0.2759 | 0.35867 | 0.35178 | 0.34488 | 0.33108 | 0.31729 | 0.2966 | 0.2759 | 0.24142 | 0.20693 | 0.17244 | 0.13795 | 0.17244 | 0.20693 | 0.31039 | 0.41385 | 0.48283 | 0.55181 | 0.62078 | 0.68976 | 0.82461
Large Residential, Convenience Charging | 0.082027 | 0.073824 | 0.065622 | 0.057419 | 0.049216 | 0.043748 | 0.038279 | 0.032811 | 0.027342 | 0.024608 | 0.021874 | 0.019686 | 0.017499 | 0.060108 | 0.10272 | 0.11556 | 0.1284 | 0.17975 | 0.23111 | 0.25422 | 0.27733 | 0.28247 | 0.28761 | 0.28247 | 0.27733 | 0.26706 | 0.25679 | 0.28247 | 0.30815 | 0.29274 | 0.27733 | 0.29274 | 0.30815 | 0.33383 | 0.35951 | 0.39803 | 0.43654 | 0.77183 | 1.1071 | 1.1862 | 1.2653 | 1.2389 | 1.2126 | 0.8682 | 0.52385 | 0.30567 | 0.087495 | 0.084761
Large Residential, Daytime Charging | 0.082027 | 0.073824 | 0.065622 | 0.057419 | 0.049216 | 0.043748 | 0.038279 | 0.032811 | 0.027342 | 0.024608 | 0.021874 | 0.019686 | 0.017499 | 0.060108 | 0.10272 | 0.11556 | 0.1284 | 0.23347 | 0.33854 | 0.62066 | 0.90277 | 1.072 | 1.2413 | 1.326 | 1.4106 | 1.326 | 1.2413 | 1.072 | 0.90277 | 0.62066 | 0.33854 | 0.22304 | 0.10754 | 0.10754 | 0.10754 | 0.10754 | 0.10754 | 0.10754 | 0.10754 | 0.10754 | 0.10754 | 0.10754 | 0.10754 | 0.10754 | 0.10754 | 0.097519 | 0.087495 | 0.084761
Large Residential, Highway Fast Charging | 0.18885 | 0.15451 | 0.12018 | 0.074395 | 0.028614 | 0.014593 | 0.00057227 | 0.011732 | 0.022891 | 0.088702 | 0.15451 | 0.24608 | 0.33764 | 0.36339 | 0.38914 | 0.40059 | 0.41203 | 0.41203 | 0.41203 | 0.40345 | 0.39487 | 0.37484 | 0.35481 | 0.34622 | 0.33764 | 0.33764 | 0.33764 | 0.34336 | 0.34909 | 0.36625 | 0.38342 | 0.41776 | 0.45209 | 0.50932 | 0.56655 | 0.56941 | 0.57227 | 0.54366 | 0.51504 | 0.48643 | 0.45782 | 0.41776 | 0.3777 | 0.35481 | 0.33192 | 0.29186 | 0.2518 | 0.22032
Large Residential, Nighttime Charging | 0.58338 | 0.61693 | 0.65047 | 0.65047 | 0.65047 | 0.65047 | 0.65047 | 0.65047 | 0.65047 | 0.65047 | 0.65047 | 0.61693 | 0.58338 | 0.46671 | 0.35003 | 0.33253 | 0.31503 | 0.27307 | 0.23111 | 0.25422 | 0.27733 | 0.28247 | 0.28761 | 0.28247 | 0.27733 | 0.26706 | 0.25679 | 0.28247 | 0.30815 | 0.29274 | 0.27733 | 0.19244 | 0.10754 | 0.082941 | 0.058338 | 0.058338 | 0.058338 | 0.058338 | 0.058338 | 0.058338 | 0.058338 | 0.058338 | 0.058338 | 0.087508 | 0.11668 | 0.17502 | 0.23335 | 0.40837
Large Residential, Vehicle to Home / Vehicle to Grid - vehicle charging | 0.082027 | 0.073824 | 0.065622 | 0.057419 | 0.049216 | 0.043748 | 0.038279 | 0.032811 | 0.027342 | 0.024608 | 0.021874 | 0.019686 | 0.017499 | 0.060108 | 0.10272 | 0.11556 | 0.1284 | 0.23347 | 0.33854 | 0.62066 | 0.90277 | 1.072 | 1.2413 | 1.326 | 1.4106 | 1.326 | 1.2413 | 1.072 | 0.90277 | 0.62066 | 0.33854 | 0.22304 | 0.10754 | 0.10754 | 0.10754 | 0.10754 | 0.10754 | 0.10754 | 0.10754 | 0.10754 | 0.10754 | 0.10754 | 0.10754 | 0.10754 | 0.10754 | 0.097519 | 0.087495 | 0.084761
Large Residential, Vehicle to Home - home energy system | -0.47881 | -0.45333 | -0.41426 | -0.41428 | -0.33734 | -0.34196 | -0.38411 | -0.38668 | -0.39844 | -0.41468 | -0.46174 | -0.44789 | -0.48462 | -0.42921 | -0.40686 | -0.34494 | -0.14896 | 0.22783 | 0.51271 | 1.0203 | 1.5646 | 1.9396 | 1.8576 | 1.8864 | 1.3992 | 1.2927 | 1.0523 | 0.99253 | 0.9274 | 0.67277 | 0.54184 | 0.088654 | -0.070076 | -0.12381 | -0.15978 | -0.30239 | -0.44795 | -0.46979 | -0.49541 | -0.49186 | -0.48822 | -0.51411 | -0.4869 | -0.48375 | -0.48203 | -0.5183 | -0.54363 | -0.52373
Medium Residential, Convenience Charging | 0.056271 | 0.050644 | 0.045017 | 0.03939 | 0.033763 | 0.030011 | 0.02626 | 0.022508 | 0.018757 | 0.016881 | 0.015006 | 0.013505 | 0.012004 | 0.041234 | 0.070464 | 0.079272 | 0.08808 | 0.12331 | 0.15854 | 0.1744 | 0.19025 | 0.19378 | 0.1973 | 0.19378 | 0.19025 | 0.18321 | 0.17616 | 0.19378 | 0.21139 | 0.20082 | 0.19025 | 0.20082 | 0.21139 | 0.22901 | 0.24662 | 0.27305 | 0.29947 | 0.52948 | 0.75949 | 0.81373 | 0.86798 | 0.8499 | 0.83182 | 0.59559 | 0.35937 | 0.20969 | 0.060022 | 0.058147
Medium Residential, Daytime Charging | 0.056271 | 0.050644 | 0.045017 | 0.03939 | 0.033763 | 0.030011 | 0.02626 | 0.022508 | 0.018757 | 0.016881 | 0.015006 | 0.013505 | 0.012004 | 0.041234 | 0.070464 | 0.079272 | 0.08808 | 0.16016 | 0.23224 | 0.42577 | 0.61931 | 0.73543 | 0.85155 | 0.90961 | 0.96767 | 0.90961 | 0.85155 | 0.73543 | 0.61931 | 0.42577 | 0.23224 | 0.15301 | 0.073775 | 0.073775 | 0.073775 | 0.073775 | 0.073775 | 0.073775 | 0.073775 | 0.073775 | 0.073775 | 0.073775 | 0.073775 | 0.073775 | 0.073775 | 0.066899 | 0.060022 | 0.058147
Medium Residential, Highway Fast Charging | 0.12955 | 0.106 | 0.082442 | 0.051036 | 0.019629 | 0.010011 | 0.00039258 | 0.0080479 | 0.015703 | 0.06085 | 0.106 | 0.16881 | 0.23162 | 0.24929 | 0.26695 | 0.27481 | 0.28266 | 0.28266 | 0.28266 | 0.27677 | 0.27088 | 0.25714 | 0.2434 | 0.23751 | 0.23162 | 0.23162 | 0.23162 | 0.23555 | 0.23947 | 0.25125 | 0.26303 | 0.28658 | 0.31014 | 0.3494 | 0.38865 | 0.39062 | 0.39258 | 0.37295 | 0.35332 | 0.33369 | 0.31406 | 0.28658 | 0.2591 | 0.2434 | 0.2277 | 0.20022 | 0.17274 | 0.15114
Medium Residential, Nighttime Charging | 0.4002 | 0.42322 | 0.44623 | 0.44623 | 0.44623 | 0.44623 | 0.44623 | 0.44623 | 0.44623 | 0.44623 | 0.44623 | 0.42322 | 0.4002 | 0.32016 | 0.24012 | 0.22812 | 0.21611 | 0.18733 | 0.15854 | 0.1744 | 0.19025 | 0.19378 | 0.1973 | 0.19378 | 0.19025 | 0.18321 | 0.17616 | 0.19378 | 0.21139 | 0.20082 | 0.19025 | 0.13201 | 0.073775 | 0.056898 | 0.04002 | 0.04002 | 0.04002 | 0.04002 | 0.04002 | 0.04002 | 0.04002 | 0.04002 | 0.04002 | 0.060031 | 0.080041 | 0.12006 | 0.16008 | 0.28014
Medium Residential, Vehicle to Home / Vehicle to Grid - vehicle charging | 0.056271 | 0.050644 | 0.045017 | 0.03939 | 0.033763 | 0.030011 | 0.02626 | 0.022508 | 0.018757 | 0.016881 | 0.015006 | 0.013505 | 0.012004 | 0.041234 | 0.070464 | 0.079272 | 0.08808 | 0.16016 | 0.23224 | 0.42577 | 0.61931 | 0.73543 | 0.85155 | 0.90961 | 0.96767 | 0.90961 | 0.85155 | 0.73543 | 0.61931 | 0.42577 | 0.23224 | 0.15301 | 0.073775 | 0.073775 | 0.073775 | 0.073775 | 0.073775 | 0.073775 | 0.073775 | 0.073775 | 0.073775 | 0.073775 | 0.073775 | 0.073775 | 0.073775 | 0.066899 | 0.060022 | 0.058147
Medium Residential, Vehicle to Home - home energy system | -0.47881 | -0.45333 | -0.41426 | -0.41428 | -0.33734 | -0.34196 | -0.38411 | -0.38668 | -0.39844 | -0.41468 | -0.46174 | -0.44789 | -0.48462 | -0.42921 | -0.40686 | -0.34494 | -0.14896 | 0.22783 | 0.51271 | 1.0203 | 1.5646 | 1.9396 | 1.8576 | 1.8864 | 1.3992 | 1.2927 | 1.0523 | 0.99253 | 0.9274 | 0.67277 | 0.54184 | 0.088654 | -0.070076 | -0.12381 | -0.15978 | -0.30239 | -0.44795 | -0.46979 | -0.49541 | -0.49186 | -0.48822 | -0.51411 | -0.4869 | -0.48375 | -0.48203 | -0.5183 | -0.54363 | -0.52373
Small Residential, Convenience Charging | 0.038968 | 0.035071 | 0.031174 | 0.027278 | 0.023381 | 0.020783 | 0.018185 | 0.015587 | 0.012989 | 0.01169 | 0.010391 | 0.0093523 | 0.0083132 | 0.028555 | 0.048797 | 0.054896 | 0.060996 | 0.085395 | 0.10979 | 0.12077 | 0.13175 | 0.13419 | 0.13663 | 0.13419 | 0.13175 | 0.12687 | 0.12199 | 0.13419 | 0.14639 | 0.13907 | 0.13175 | 0.13907 | 0.14639 | 0.15859 | 0.17079 | 0.18909 | 0.20739 | 0.36667 | 0.52595 | 0.56352 | 0.60109 | 0.58856 | 0.57604 | 0.41245 | 0.24886 | 0.14522 | 0.041566 | 0.040267
Small Residential, Daytime Charging | 0.038968 | 0.035071 | 0.031174 | 0.027278 | 0.023381 | 0.020783 | 0.018185 | 0.015587 | 0.012989 | 0.01169 | 0.010391 | 0.0093523 | 0.0083132 | 0.028555 | 0.048797 | 0.054896 | 0.060996 | 0.11091 | 0.16083 | 0.29485 | 0.42888 | 0.50929 | 0.58971 | 0.62991 | 0.67012 | 0.62991 | 0.58971 | 0.50929 | 0.42888 | 0.29485 | 0.16083 | 0.10596 | 0.05109 | 0.05109 | 0.05109 | 0.05109 | 0.05109 | 0.05109 | 0.05109 | 0.05109 | 0.05109 | 0.05109 | 0.05109 | 0.05109 | 0.05109 | 0.046328 | 0.041566 | 0.040267
Small Residential, Highway Fast Charging | 0.089716 | 0.073404 | 0.057092 | 0.035343 | 0.013593 | 0.0069326 | 0.00027187 | 0.0055732 | 0.010875 | 0.042139 | 0.073404 | 0.1169 | 0.1604 | 0.17263 | 0.18487 | 0.19031 | 0.19574 | 0.19574 | 0.19574 | 0.19167 | 0.18759 | 0.17807 | 0.16856 | 0.16448 | 0.1604 | 0.1604 | 0.1604 | 0.16312 | 0.16584 | 0.17399 | 0.18215 | 0.19846 | 0.21477 | 0.24196 | 0.26915 | 0.27051 | 0.27187 | 0.25827 | 0.24468 | 0.23109 | 0.21749 | 0.19846 | 0.17943 | 0.16856 | 0.15768 | 0.13865 | 0.11962 | 0.10467
Small Residential, Nighttime Charging | 0.27714 | 0.29308 | 0.30902 | 0.30902 | 0.30902 | 0.30902 | 0.30902 | 0.30902 | 0.30902 | 0.30902 | 0.30902 | 0.29308 | 0.27714 | 0.22172 | 0.16629 | 0.15797 | 0.14966 | 0.12973 | 0.10979 | 0.12077 | 0.13175 | 0.13419 | 0.13663 | 0.13419 | 0.13175 | 0.12687 | 0.12199 | 0.13419 | 0.14639 | 0.13907 | 0.13175 | 0.091421 | 0.05109 | 0.039402 | 0.027714 | 0.027714 | 0.027714 | 0.027714 | 0.027714 | 0.027714 | 0.027714 | 0.027714 | 0.027714 | 0.041572 | 0.055429 | 0.083143 | 0.11086 | 0.194
Small Residential, Vehicle to Home / Vehicle to Grid - vehicle charging | 0.038968 | 0.035071 | 0.031174 | 0.027278 | 0.023381 | 0.020783 | 0.018185 | 0.015587 | 0.012989 | 0.01169 | 0.010391 | 0.0093523 | 0.0083132 | 0.028555 | 0.048797 | 0.054896 | 0.060996 | 0.11091 | 0.16083 | 0.29485 | 0.42888 | 0.50929 | 0.58971 | 0.62991 | 0.67012 | 0.62991 | 0.58971 | 0.50929 | 0.42888 | 0.29485 | 0.16083 | 0.10596 | 0.05109 | 0.05109 | 0.05109 | 0.05109 | 0.05109 | 0.05109 | 0.05109 | 0.05109 | 0.05109 | 0.05109 | 0.05109 | 0.05109 | 0.05109 | 0.046328 | 0.041566 | 0.040267
Small Residential, Vehicle to Home - home energy system | -0.47881 | -0.45333 | -0.41426 | -0.41428 | -0.33734 | -0.34196 | -0.38411 | -0.38668 | -0.39844 | -0.41468 | -0.46174 | -0.44789 | -0.48462 | -0.42921 | -0.40686 | -0.34494 | -0.14896 | 0.22783 | 0.51271 | 1.0203 | 1.5646 | 1.9396 | 1.8576 | 1.8864 | 1.3992 | 1.2927 | 1.0523 | 0.99253 | 0.9274 | 0.67277 | 0.54184 | 0.088654 | -0.070076 | -0.12381 | -0.15978 | -0.30239 | -0.44795 | -0.46979 | -0.49541 | -0.49186 | -0.48822 | -0.51411 | -0.4869 | -0.48375 | -0.48203 | -0.5183 | -0.54363 | -0.52373

## Fuel cell EVs
Go to Assumptions Summary
Distributed Energy Resources: Fuel Cell Electric Vehicles (FCEVs)
The forecast is based on 2021 CSIRO trajectories developed for AEMO.
Consultant forecast mapping
| Slow Change | Progressive Change | Step Change | Hydrogen Export
Consultant's scenario name | Slow Growth | Net Zero | Sustainable Growth | Export Superpower
FCEV (Uptake, Number of vehicles)
Number of FCEVs in use.
Slow Change
| 2022-23 | 2023-24 | 2024-25 | 2025-26 | 2026-27 | 2027-28 | 2028-29 | 2029-30 | 2030-31 | 2031-32 | 2032-33 | 2033-34 | 2034-35 | 2035-36 | 2036-37 | 2037-38 | 2038-39 | 2039-40 | 2040-41 | 2041-42 | 2042-43 | 2043-44 | 2044-45 | 2045-46 | 2046-47 | 2047-48 | 2048-49 | 2049-50
NSW | 12.75 | 20 | 161.0061 | 448.1798 | 1013.3724 | 2471.4633 | 5073.6357 | 9473.2664 | 15755.5089 | 17987.44 | 22869.1942 | 27783.1998 | 32781.5824 | 37853.7571 | 43000.1071 | 48218.4672 | 53503.71 | 58853.0294 | 64275.8902 | 69266.6259 | 73319.9995 | 77262.5341 | 81084.1428 | 84813.8543 | 85226.4453 | 84572.712 | 83487.672 | 81985.0786
QLD | 6.75 | 11.25 | 59.6366 | 93.4206 | 150.2547 | 310.3201 | 545.6264 | 927.4519 | 1452.0754 | 1635.3886 | 2121.7411 | 2665.1303 | 3234.8953 | 3833.7728 | 4464.173 | 5128.5541 | 5829.553 | 6570.7748 | 7358.0594 | 8136.9397 | 8846.9777 | 9586.3584 | 10351.6814 | 11163.4839 | 11579.873 | 11882.6873 | 12155.3967 | 12395.8649
SA | 2.25 | 3.75 | 13.368 | 30.2843 | 56.7092 | 126.2815 | 239.175 | 425.3212 | 687.5847 | 782.6561 | 1013.4304 | 1260.3276 | 1519.4447 | 1790.722 | 2074.7495 | 2372.1877 | 2683.8615 | 3011.0271 | 3355.9713 | 3693.4883 | 3996.1585 | 4308.4051 | 4630.9334 | 4967.2274 | 5124.0484 | 5227.7028 | 5315.5774 | 5386.9394
TAS | 0.75 | 1.25 | 1.6636 | 3.1395 | 5.5605 | 12.1378 | 19.5595 | 30.3778 | 41.1618 | 39.6057 | 45.7514 | 52.6772 | 62.1734 | 73.9464 | 87.9936 | 104.4407 | 123.4825 | 145.3782 | 170.4813 | 197.7239 | 225.6375 | 256.6858 | 291.0524 | 329.3766 | 358.1793 | 385.0793 | 412.3621 | 439.7902
VIC | 12 | 18.75 | 113.9144 | 330.7338 | 749.0443 | 1828.5786 | 3762.0077 | 7033.8063 | 11769.8265 | 13599.8573 | 17498.034 | 21474.1953 | 25517.0448 | 29626.2141 | 33803.7205 | 38050.7296 | 42364.4093 | 46743.0779 | 51194.3556 | 55314.7001 | 58696.9921 | 61999.3056 | 65214.6548 | 68363.6682 | 68842.1012 | 68455.7075 | 67716.6348 | 66634.4902
Progressive Change
| 2022-23 | 2023-24 | 2024-25 | 2025-26 | 2026-27 | 2027-28 | 2028-29 | 2029-30 | 2030-31 | 2031-32 | 2032-33 | 2033-34 | 2034-35 | 2035-36 | 2036-37 | 2037-38 | 2038-39 | 2039-40 | 2040-41 | 2041-42 | 2042-43 | 2043-44 | 2044-45 | 2045-46 | 2046-47 | 2047-48 | 2048-49 | 2049-50
NSW | 12.75 | 20 | 148 | 395 | 882 | 1816 | 3209 | 7823 | 10949 | 15268 | 19049 | 22904 | 26837 | 30846 | 34932 | 39095 | 43333 | 47647 | 52049 | 56538 | 61114 | 65776 | 70522 | 75353 | 80267 | 85266 | 90348 | 95514
QLD | 8.25 | 13.75 | 115 | 382 | 859 | 1606 | 3315 | 6182 | 8705 | 4368 | 6255 | 8181 | 10146 | 12148 | 14190 | 16271 | 18392 | 20551 | 22754 | 25001 | 27294 | 29631 | 32012 | 34438 | 36908 | 39422 | 41981 | 44585
SA | 2.25 | 3.75 | 39 | 134 | 310 | 577 | 1201 | 2246 | 3161 | 1547 | 2216 | 2900 | 3598 | 4309 | 5035 | 5774 | 6527 | 7294 | 8076 | 8874 | 9688 | 10517 | 11361 | 12222 | 13097 | 13988 | 14895 | 15818
TAS | 0.75 | 1.25 | 4 | 11 | 26 | 51 | 102 | 189 | 203 | 494 | 708 | 925 | 1147 | 1372 | 1602 | 1836 | 2074 | 2317 | 2564 | 2815 | 3071 | 3332 | 3597 | 3867 | 4141 | 4419 | 4702 | 4990
VIC | 12 | 18.75 | 119 | 313 | 699 | 1443 | 2550 | 6487 | 9096 | 12367 | 15320 | 18326 | 21387 | 24502 | 27672 | 30898 | 34179 | 37514 | 40912 | 44372 | 47893 | 51475 | 55117 | 58817 | 62575 | 66391 | 70265 | 74198
Step Change
| 2022-23 | 2023-24 | 2024-25 | 2025-26 | 2026-27 | 2027-28 | 2028-29 | 2029-30 | 2030-31 | 2031-32 | 2032-33 | 2033-34 | 2034-35 | 2035-36 | 2036-37 | 2037-38 | 2038-39 | 2039-40 | 2040-41 | 2041-42 | 2042-43 | 2043-44 | 2044-45 | 2045-46 | 2046-47 | 2047-48 | 2048-49 | 2049-50
NSW | 12.75 | 20 | 147 | 391 | 870 | 2010 | 3800 | 10880 | 15101 | 19389 | 23775 | 28264 | 32861 | 37556 | 42353 | 47248 | 52234 | 57317 | 62519 | 67836 | 73270 | 78823 | 84487 | 90274 | 96179 | 102205 | 108353 | 114626
QLD | 6.75 | 11.25 | 61 | 148 | 300 | 908 | 1964 | 6750 | 9370 | 12023 | 14732 | 17502 | 20336 | 23229 | 26184 | 29198 | 32268 | 35395 | 38593 | 41860 | 45197 | 48604 | 52077 | 55622 | 59236 | 62921 | 66676 | 70504
SA | 2.25 | 3.75 | 19 | 47 | 97 | 305 | 671 | 2477 | 3454 | 4432 | 5430 | 6451 | 7496 | 8561 | 9648 | 10755 | 11880 | 13025 | 14195 | 15388 | 16606 | 17847 | 19111 | 20400 | 21712 | 23048 | 24408 | 25794
TAS | 0.75 | 1.25 | 4 | 8 | 14 | 67 | 165 | 763 | 1059 | 1358 | 1662 | 1972 | 2289 | 2611 | 2940 | 3275 | 3615 | 3961 | 4313 | 4673 | 5039 | 5412 | 5791 | 6177 | 6569 | 6968 | 7373 | 7786
VIC | 12 | 18.75 | 118 | 311 | 694 | 1606 | 3040 | 8332 | 11580 | 14852 | 18191 | 21603 | 25090 | 28645 | 32271 | 35966 | 39727 | 43556 | 47467 | 51459 | 55532 | 59687 | 63919 | 68234 | 72630 | 77109 | 81670 | 86317
Hydrogen Export
| 2022-23 | 2023-24 | 2024-25 | 2025-26 | 2026-27 | 2027-28 | 2028-29 | 2029-30 | 2030-31 | 2031-32 | 2032-33 | 2033-34 | 2034-35 | 2035-36 | 2036-37 | 2037-38 | 2038-39 | 2039-40 | 2040-41 | 2041-42 | 2042-43 | 2043-44 | 2044-45 | 2045-46 | 2046-47 | 2047-48 | 2048-49 | 2049-50
NSW | 28.5 | 45 | 2704 | 7808 | 15592 | 26181 | 39694 | 69692 | 92314 | 115109 | 138435 | 162127 | 186466 | 211325 | 236711 | 262630 | 289083 | 316048 | 343653 | 371847 | 400625 | 429962 | 459831 | 465197 | 470554 | 475905 | 481243 | 486567
QLD | 14.25 | 22.5 | 1681 | 4879 | 9793 | 16526 | 25178 | 44761 | 59335 | 73949 | 88914 | 104105 | 119706 | 135648 | 151933 | 168553 | 185517 | 202799 | 220493 | 238563 | 257004 | 275799 | 294931 | 298287 | 301635 | 304975 | 308303 | 311616
SA | 4.5 | 6.25 | 574 | 1676 | 3386 | 5752 | 8827 | 16085 | 21434 | 26625 | 31996 | 37446 | 43037 | 48739 | 54549 | 60468 | 66493 | 72619 | 78878 | 85255 | 91748 | 98349 | 105052 | 106260 | 107464 | 108664 | 109862 | 111056
TAS | 0.75 | 1.25 | 163 | 480 | 974 | 1662 | 2561 | 5160 | 6846 | 8502 | 10211 | 11944 | 13719 | 15528 | 17371 | 19250 | 21162 | 23107 | 25093 | 27115 | 29173 | 31264 | 33386 | 33747 | 34106 | 34462 | 34818 | 35174
VIC | 30 | 46.25 | 2092 | 6048 | 12119 | 20434 | 31113 | 54672 | 72560 | 90316 | 108523 | 126985 | 145918 | 165230 | 184929 | 205022 | 225513 | 246390 | 267716 | 289472 | 311652 | 334239 | 357216 | 361273 | 365322 | 369366 | 373401 | 377424

## Electrification
Go to Assumptions Summary
Electrification (TWh)
Based on 2021 CSIRO's EV and Multi-sector studies.
The values also include electrification of the transportation sector.
Slow Change
| 2021-22 | 2022-23 | 2023-24 | 2024-25 | 2025-26 | 2026-27 | 2027-28 | 2028-29 | 2029-30 | 2030-31 | 2031-32 | 2032-33 | 2033-34 | 2034-35 | 2035-36 | 2036-37 | 2037-38 | 2038-39 | 2039-40 | 2040-41 | 2041-42 | 2042-43 | 2043-44 | 2044-45 | 2045-46 | 2046-47 | 2047-48 | 2048-49 | 2049-50
NSW | 0 | 0.035594 | 0.035421 | 0.035698 | 0.040895 | 0.055386 | 0.081798 | 0.12293 | 0.18198 | 0.25977 | 0.35851 | 0.48146 | 0.63981 | 0.82692 | 1.0456 | 1.2771 | 1.5298 | 1.7987 | 2.0858 | 2.3826 | 2.7005 | 3.0286 | 3.3792 | 3.7201 | 4.0825 | 4.4648 | 4.8713 | 5.2518 | 5.6535
QLD | 0 | 0.052825 | 0.053333 | 0.054305 | 0.063757 | 0.10089 | 0.18301 | 0.32103 | 0.52099 | 0.77604 | 1.0877 | 1.4595 | 1.9245 | 2.4462 | 3.0142 | 3.5764 | 4.1622 | 4.7586 | 5.376 | 5.9953 | 6.6415 | 7.2923 | 7.9749 | 8.6178 | 9.3025 | 10.0178 | 10.7705 | 11.4547 | 12.1713
SA | 0 | 0.0069918 | 0.0070002 | 0.0070104 | 0.0076523 | 0.01079 | 0.018083 | 0.030742 | 0.049906 | 0.075106 | 0.10642 | 0.14417 | 0.18907 | 0.24037 | 0.30137 | 0.3665 | 0.4382 | 0.51491 | 0.5973 | 0.68299 | 0.775 | 0.87034 | 0.97224 | 1.0717 | 1.1782 | 1.2906 | 1.4102 | 1.5226 | 1.6411
TAS | 0 | 0.045819 | 0.047169 | 0.048879 | 0.056586 | 0.082903 | 0.14072 | 0.24055 | 0.38843 | 0.57885 | 0.8118 | 1.0906 | 1.4385 | 1.8295 | 2.258 | 2.6846 | 3.1309 | 3.5872 | 4.0612 | 4.5383 | 5.0371 | 5.5406 | 6.0683 | 6.5665 | 7.0986 | 7.6551 | 8.2405 | 8.7742 | 9.3329
VIC | 0 | 0.0026741 | 0.0027143 | 0.0027625 | 0.0031324 | 0.0042027 | 0.0060932 | 0.0088823 | 0.012726 | 0.017797 | 0.024375 | 0.032626 | 0.043274 | 0.056365 | 0.072506 | 0.090347 | 0.11043 | 0.13237 | 0.1563 | 0.18157 | 0.209 | 0.23776 | 0.26852 | 0.299 | 0.33189 | 0.3668 | 0.40405 | 0.43947 | 0.47696
Progressive Change
| 2021-22 | 2022-23 | 2023-24 | 2024-25 | 2025-26 | 2026-27 | 2027-28 | 2028-29 | 2029-30 | 2030-31 | 2031-32 | 2032-33 | 2033-34 | 2034-35 | 2035-36 | 2036-37 | 2037-38 | 2038-39 | 2039-40 | 2040-41 | 2041-42 | 2042-43 | 2043-44 | 2044-45 | 2045-46 | 2046-47 | 2047-48 | 2048-49 | 2049-50
NSW | 0 | 0.03603 | 0.03671 | 0.038614 | 0.33082 | 0.69509 | 1.1408 | 1.6481 | 2.1586 | 2.7544 | 3.6003 | 5.0072 | 6.5198 | 8.1548 | 9.3961 | 10.3545 | 11.26 | 12.0476 | 12.8768 | 13.5783 | 14.3368 | 14.9106 | 15.4471 | 16.002 | 16.9927 | 20.2548 | 23.7699 | 27.3307 | 31.1563
QLD | 0 | 0.062438 | 0.097338 | 0.19334 | 0.69557 | 1.3709 | 2.1559 | 3.0097 | 3.8298 | 4.8292 | 6.2468 | 9.2347 | 12.6829 | 16.67 | 20.1682 | 23.6913 | 25.142 | 26.6525 | 28.2648 | 29.664 | 31.1936 | 32.6999 | 34.3932 | 35.3345 | 37.5459 | 45.9222 | 55.5447 | 66.0821 | 78.2189
SA | 0 | 0.0071088 | 0.0073547 | 0.0076947 | 0.094971 | 0.20712 | 0.34724 | 0.49107 | 0.64966 | 0.83512 | 1.1223 | 1.8457 | 2.6579 | 3.5788 | 4.3204 | 4.9416 | 5.3821 | 5.722 | 6.0812 | 6.424 | 6.7929 | 7.1642 | 7.5809 | 7.7875 | 8.3266 | 10.3074 | 12.4125 | 14.5464 | 16.8132
TAS | 0 | 0.05633 | 0.092586 | 0.17936 | 0.3518 | 0.60773 | 0.95124 | 1.3775 | 1.7523 | 2.2715 | 3.0818 | 4.1081 | 5.1807 | 6.3161 | 7.4712 | 8.5933 | 9.5385 | 10.5008 | 11.5926 | 12.5229 | 13.5298 | 14.5781 | 15.6903 | 16.7238 | 17.8309 | 19.4222 | 21.1015 | 22.6648 | 24.3137
VIC | 0 | 0.0027138 | 0.0028354 | 0.0029991 | 0.038934 | 0.077898 | 0.12001 | 0.16363 | 0.21021 | 0.26375 | 0.35216 | 1.8741 | 3.8033 | 6.1718 | 8.2366 | 9.8383 | 10.5259 | 10.6911 | 10.93 | 11.0479 | 11.2256 | 11.3963 | 11.5868 | 11.7309 | 11.8983 | 15.1925 | 18.6399 | 22.1446 | 25.8121
Step Change
| 2021-22 | 2022-23 | 2023-24 | 2024-25 | 2025-26 | 2026-27 | 2027-28 | 2028-29 | 2029-30 | 2030-31 | 2031-32 | 2032-33 | 2033-34 | 2034-35 | 2035-36 | 2036-37 | 2037-38 | 2038-39 | 2039-40 | 2040-41 | 2041-42 | 2042-43 | 2043-44 | 2044-45 | 2045-46 | 2046-47 | 2047-48 | 2048-49 | 2049-50
NSW | 0.023677 | 1.1337 | 2.2288 | 3.6035 | 5.3111 | 6.5894 | 7.3345 | 8.0645 | 8.8176 | 10.0689 | 11.3252 | 12.1866 | 13.078 | 13.9805 | 14.9823 | 15.9137 | 16.7712 | 17.6714 | 18.6231 | 19.5485 | 20.5639 | 21.5778 | 22.6415 | 23.5735 | 24.6385 | 25.7615 | 26.9711 | 28.0416 | 29.2022
QLD | 0.028123 | 1.4523 | 3.3426 | 4.9543 | 8.4277 | 10.8564 | 12.0787 | 12.8927 | 14.1132 | 16.1589 | 18.6116 | 20.213 | 21.8898 | 23.5938 | 25.4632 | 27.2156 | 29.0584 | 30.8767 | 32.569 | 34.2077 | 35.9975 | 37.8853 | 39.8867 | 41.6787 | 43.6813 | 45.8466 | 48.1836 | 50.2611 | 52.5155
SA | 0.0073224 | 0.34909 | 0.70458 | 1.2246 | 1.8143 | 2.3218 | 2.6569 | 2.9779 | 3.3069 | 3.7469 | 4.197 | 4.6305 | 5.0775 | 5.5298 | 6.0159 | 6.4755 | 7.1062 | 7.5772 | 8.1647 | 8.5399 | 9.076 | 9.5327 | 10.0214 | 10.4632 | 10.9379 | 11.4244 | 11.947 | 12.4098 | 12.9099
TAS | 0.0032351 | 0.19614 | 0.361 | 0.63759 | 1.078 | 1.5218 | 1.9619 | 2.5175 | 3.0005 | 3.6083 | 4.6737 | 5.5444 | 6.4387 | 7.3472 | 8.3437 | 9.301 | 10.2726 | 11.2829 | 12.3137 | 13.3197 | 14.3859 | 15.4544 | 16.6002 | 17.6615 | 18.7939 | 19.9818 | 21.2478 | 22.3922 | 23.6191
VIC | 0.02856 | 1.648 | 3.0717 | 4.436 | 5.859 | 7.3428 | 8.0667 | 8.2907 | 8.8267 | 9.7822 | 11.3496 | 12.2528 | 13.1938 | 14.1393 | 15.1402 | 16.0953 | 17.028 | 17.8672 | 18.5967 | 19.1941 | 20.0385 | 20.7049 | 21.4273 | 22.0698 | 22.7579 | 23.3936 | 24.0761 | 24.6769 | 25.325
Hydrogen Export
| 2021-22 | 2022-23 | 2023-24 | 2024-25 | 2025-26 | 2026-27 | 2027-28 | 2028-29 | 2029-30 | 2030-31 | 2031-32 | 2032-33 | 2033-34 | 2034-35 | 2035-36 | 2036-37 | 2037-38 | 2038-39 | 2039-40 | 2040-41 | 2041-42 | 2042-43 | 2043-44 | 2044-45 | 2045-46 | 2046-47 | 2047-48 | 2048-49 | 2049-50
NSW | 0.02281 | 1.0876 | 2.1226 | 3.405 | 5.0155 | 6.2049 | 7.1878 | 9.4732 | 11.6101 | 13.0399 | 14.4876 | 15.5565 | 16.678 | 17.82 | 19.09 | 20.2688 | 21.4237 | 22.5916 | 23.8367 | 24.9985 | 26.2613 | 27.5372 | 28.9189 | 30.1074 | 30.8319 | 31.3524 | 31.9484 | 32.3486 | 32.8306
QLD | 0.029624 | 1.3698 | 2.8571 | 4.1626 | 6.6461 | 12.0448 | 13.1957 | 14.4625 | 16.1111 | 18.5365 | 22.935 | 25.8195 | 28.8494 | 31.973 | 35.3771 | 38.6755 | 43.7777 | 46.5935 | 50.0208 | 52.5457 | 54.527 | 56.1354 | 57.7243 | 59.2574 | 59.1299 | 58.0487 | 57.1548 | 55.9487 | 54.9359
SA | 0.0073922 | 0.35585 | 0.7261 | 1.2051 | 1.8289 | 2.3938 | 2.9832 | 3.7032 | 4.4723 | 4.9691 | 5.4661 | 5.859 | 6.27 | 6.6885 | 7.1499 | 7.5772 | 8.0032 | 8.4367 | 8.8907 | 9.3271 | 9.7977 | 10.2849 | 10.802 | 11.2486 | 11.5651 | 11.8052 | 12.073 | 12.2682 | 12.4971
TAS | 0.0032546 | 0.20646 | 0.42983 | 0.73071 | 1.2055 | 1.7525 | 2.6099 | 3.3758 | 4.1047 | 5.0158 | 6.0979 | 7.103 | 8.1371 | 9.1929 | 10.3631 | 11.4859 | 12.6313 | 13.8014 | 15.0207 | 16.231 | 17.5104 | 18.8005 | 20.1752 | 21.3855 | 22.1231 | 22.4637 | 22.8601 | 23.1036 | 23.4077
VIC | 0.030752 | 1.2538 | 2.424 | 3.493 | 4.9488 | 6.4746 | 10.4194 | 12.1521 | 12.7458 | 13.7284 | 14.5867 | 15.0672 | 15.5912 | 16.1245 | 16.7143 | 17.2311 | 17.5532 | 17.8871 | 18.2713 | 18.5822 | 18.9617 | 19.3703 | 19.7382 | 20.0185 | 20.231 | 20.1855 | 20.1961 | 20.2734 | 20.3951

## Embedded energy storages
Go to Assumptions Summary
Distributed Energy Resources: Total embedded energy storage systems (aggregated and non-aggregated) | [16 empty] | Note: | Further information is available at https://forecasting.aemo.com.au
Embedded energy storage forecasts based on 2021 CSIRO and Green Energy Markets (GEM) trajectories developed for AEMO
Consultant forecast mapping
| Slow Change | Progressive Change | Step Change | Hydrogen Export
Consultant's scenario name | CSIRO Slow Growth | Average of CSIRO and GEM Net Zero | GEM Sustainable Growth | GEM Export Superpower
Embedded energy storages (small-scale batteries, MW)
Embedded battery installations by NEM region. The use of batteries in managing consumer demand is 'netted' off the operational demand forecasts if 'non-aggregated', whereas the 'aggregated' share is modelled like a Virtual Power Plant, operated by a retailer / aggregator as an alternative supply source for arbitrage or emergency response.
Battery power (MW) of Embedded battery installations by NEM region.
Embedded battery storages are the cumulative total of "aggregated" and "non-aggregated" battery installations in the NEM.
Slow Change
| 2021-22 | 2022-23 | 2023-24 | 2024-25 | 2025-26 | 2026-27 | 2027-28 | 2028-29 | 2029-30 | 2030-31 | 2031-32 | 2032-33 | 2033-34 | 2034-35 | 2035-36 | 2036-37 | 2037-38 | 2038-39 | 2039-40 | 2040-41 | 2041-42 | 2042-43 | 2043-44 | 2044-45 | 2045-46 | 2046-47 | 2047-48 | 2048-49 | 2049-50 | 2050-51 | 2051-52
NSW | 241.04 | 291.984 | 345.903 | 438.283 | 486.079 | 583.095 | 642.934 | 711.302 | 779.294 | 830.817 | 874.899 | 916.178 | 953.372 | 992.609 | 1030.989 | 1069.927 | 1108.918 | 1148.704 | 1189.677 | 1232.144 | 1276.788 | 1322.321 | 1367.617 | 1419.429 | 1474.603 | 1531.519 | 1588.798 | 1646.269 | 1704.172 | 1761.345 | 1819.056
QLD | 121.506 | 143.304 | 177.702 | 229.457 | 279.92 | 340.589 | 397.382 | 446.179 | 490.208 | 526.712 | 557.458 | 588.521 | 618.891 | 650.131 | 681.097 | 712.787 | 744.849 | 777.872 | 811.063 | 845.598 | 882.024 | 919.322 | 956.635 | 999.292 | 1044.837 | 1092.007 | 1139.731 | 1187.869 | 1236.603 | 1284.619 | 1333.314
SA | 184.773 | 245.935 | 277.564 | 321.229 | 350.906 | 391.408 | 425.608 | 457.998 | 487.772 | 509.016 | 525.985 | 542.794 | 558.278 | 573.756 | 588.777 | 603.828 | 618.755 | 633.84 | 648.786 | 664.017 | 679.75 | 695.539 | 711.046 | 728.293 | 746.269 | 764.476 | 782.522 | 800.373 | 818.106 | 835.497 | 852.818
TAS | 17.879 | 21.305 | 25.388 | 31.902 | 36.744 | 44.441 | 49.404 | 54.951 | 60.077 | 63.555 | 66.404 | 69.239 | 71.92 | 74.646 | 77.288 | 79.954 | 82.608 | 85.306 | 88.036 | 90.859 | 93.828 | 96.837 | 99.795 | 103.206 | 106.827 | 110.536 | 114.226 | 117.888 | 121.541 | 125.342 | 129.14
VIC | 156.357 | 198.33 | 237.74 | 299.001 | 343.947 | 411.443 | 471.717 | 530.071 | 589.371 | 630.9 | 666.443 | 702.42 | 737.234 | 773.129 | 808.759 | 845.215 | 882.103 | 920.107 | 959.481 | 1000.53 | 1043.984 | 1088.659 | 1133.551 | 1184.573 | 1239.036 | 1295.545 | 1352.886 | 1410.913 | 1469.861 | 1528.577 | 1588.322
Progressive Change
| 2021-22 | 2022-23 | 2023-24 | 2024-25 | 2025-26 | 2026-27 | 2027-28 | 2028-29 | 2029-30 | 2030-31 | 2031-32 | 2032-33 | 2033-34 | 2034-35 | 2035-36 | 2036-37 | 2037-38 | 2038-39 | 2039-40 | 2040-41 | 2041-42 | 2042-43 | 2043-44 | 2044-45 | 2045-46 | 2046-47 | 2047-48 | 2048-49 | 2049-50 | 2050-51 | 2051-52
NSW | 229.3695 | 292.227 | 377.438 | 558.8585 | 746.4835 | 962.9065 | 1173.8595 | 1384.7485 | 1678.054 | 1945.698 | 2314.446 | 2705.7215 | 3124.8575 | 3581.0105 | 4034.9225 | 4481.8005 | 4927.858 | 5380.526 | 5729.473 | 6046.5805 | 6329.5905 | 6569.966 | 6766.206 | 6970.2785 | 7176.367 | 7383.102 | 7591.951 | 7799.65 | 8008.499 | 8091.7425 | 8169.509
QLD | 122.3605 | 152.8205 | 195.5295 | 251.355 | 342.0805 | 455.867 | 592.9185 | 734.927 | 922.882 | 1099.8765 | 1429.59 | 1799.9855 | 2187.935 | 2586.4305 | 2978.2715 | 3367.496 | 3760.2175 | 4160.085 | 4524.103 | 4894.928 | 5273.9535 | 5655.8665 | 5989.596 | 6272.6795 | 6513.33 | 6713.6625 | 6881.4395 | 7046.6845 | 7211.557 | 7278.97 | 7343.599
SA | 155.7545 | 208.935 | 254.8925 | 331.9805 | 390.913 | 473.397 | 548.219 | 627.9675 | 711.465 | 785.119 | 896.4565 | 1013.897 | 1136.714 | 1267.295 | 1394.259 | 1519.559 | 1645.1655 | 1773.647 | 1869.067 | 1955.6295 | 2033.2025 | 2099.296 | 2155.103 | 2213.3775 | 2272.9865 | 2333.197 | 2393.7065 | 2454.468 | 2515.6305 | 2540.5315 | 2562.514
TAS | 16.843 | 21.2355 | 26.4545 | 34.421 | 45.102 | 57.6205 | 71.298 | 84.491 | 102.5005 | 118.792 | 143.608 | 169.581 | 196.5925 | 224.65 | 253.028 | 281.26 | 309.88 | 339.0935 | 365.059 | 391.4335 | 416.305 | 439.132 | 459.352 | 477.5135 | 493.631 | 509.6245 | 525.4975 | 541.231 | 556.847 | 561.983 | 566.9835
VIC | 131.6815 | 167.151 | 210.337 | 271.614 | 339.96 | 483.404 | 662.583 | 798.9715 | 966.727 | 1123.086 | 1354.485 | 1614.116 | 1903.0955 | 2217.6345 | 2543.226 | 2904.8985 | 3296.346 | 3670.0005 | 4012.3735 | 4305.801 | 4603.9015 | 4899.7945 | 5164.94 | 5402.707 | 5614.51 | 5803.398 | 5971.9245 | 6141.782 | 6314.1925 | 6400.685 | 6479.6535
Step Change
| 2021-22 | 2022-23 | 2023-24 | 2024-25 | 2025-26 | 2026-27 | 2027-28 | 2028-29 | 2029-30 | 2030-31 | 2031-32 | 2032-33 | 2033-34 | 2034-35 | 2035-36 | 2036-37 | 2037-38 | 2038-39 | 2039-40 | 2040-41 | 2041-42 | 2042-43 | 2043-44 | 2044-45 | 2045-46 | 2046-47 | 2047-48 | 2048-49 | 2049-50 | 2050-51 | 2051-52
NSW | 180.085 | 298.745 | 649.072 | 998.213 | 1345.775 | 1687.76 | 2028.245 | 2382.088 | 2948.458 | 3550.567 | 4191.132 | 4907.283 | 5779.834 | 6672.764 | 7536.332 | 8381 | 9146.995 | 9847.75 | 10290.039 | 10649.006 | 10920.288 | 11187.576 | 11451.007 | 11713.576 | 11972.142 | 12230.683 | 12485.435 | 12740.826 | 12991.043 | 13005.335 | 13005.335
QLD | 106.738 | 188.239 | 465.22 | 782.89 | 1128.074 | 1451.153 | 1776.27 | 2120.988 | 2673.388 | 3258.185 | 3769.482 | 4345.427 | 5047.457 | 5774.92 | 6500.847 | 7199.954 | 7853.867 | 8466.056 | 8846.663 | 9151.059 | 9372.087 | 9588.287 | 9806.136 | 10011.96 | 10218.412 | 10418.61 | 10620.472 | 10824.753 | 11020.868 | 11028.86 | 11028.86
SA | 114.087 | 192.233 | 301.198 | 403.07 | 506 | 599.985 | 692.472 | 787.752 | 947.039 | 1114.545 | 1292.666 | 1500.146 | 1731.224 | 1962.316 | 2185.906 | 2400.086 | 2593.907 | 2774.29 | 2884.577 | 2976.641 | 3050.303 | 3125.461 | 3202.355 | 3280.113 | 3357.778 | 3436.039 | 3514.725 | 3593.888 | 3674.554 | 3680.554 | 3680.554
TAS | 12.611 | 26.368 | 47.852 | 72.728 | 98.631 | 123.314 | 147.526 | 172.5 | 212.357 | 253.783 | 295.056 | 344.064 | 399.145 | 457.225 | 514.839 | 571.348 | 623.868 | 673.086 | 704.746 | 731.794 | 753.498 | 774.937 | 796.132 | 817.063 | 837.481 | 857.46 | 877.012 | 896.142 | 914.835 | 915.135 | 915.135
VIC | 102.152 | 133.383 | 388.171 | 730.071 | 1095.779 | 1476.37 | 1861.235 | 2110.531 | 2490.946 | 2901.496 | 3246.31 | 3610.982 | 4106.705 | 4661.382 | 5218.234 | 5778.422 | 6358.206 | 6848.373 | 7187.835 | 7488.873 | 7737.706 | 7926.022 | 8115.384 | 8301.687 | 8488.345 | 8674.717 | 8862.165 | 9052.841 | 9242.931 | 9261.591 | 9261.591
Hydrogen Export
| 2021-22 | 2022-23 | 2023-24 | 2024-25 | 2025-26 | 2026-27 | 2027-28 | 2028-29 | 2029-30 | 2030-31 | 2031-32 | 2032-33 | 2033-34 | 2034-35 | 2035-36 | 2036-37 | 2037-38 | 2038-39 | 2039-40 | 2040-41 | 2041-42 | 2042-43 | 2043-44 | 2044-45 | 2045-46 | 2046-47 | 2047-48 | 2048-49 | 2049-50 | 2050-51 | 2051-52
NSW | 183.26 | 302.14 | 702.154 | 1122.377 | 1523.844 | 1913.933 | 2318.99 | 2744.469 | 3403.583 | 4069.958 | 4767.812 | 5538.071 | 6485.56 | 7465.467 | 8409.861 | 9342.157 | 10201.518 | 10994.622 | 11492.563 | 11898.028 | 12206.961 | 12511.244 | 12815.355 | 13118.148 | 13420.766 | 13716.699 | 14012.459 | 14308.219 | 14597.124 | 14612.424 | 14612.424
QLD | 108.721 | 186.721 | 498.401 | 848.54 | 1237.258 | 1611.079 | 1990.499 | 2393.076 | 3004.495 | 3614.738 | 4230.274 | 4898.389 | 5710.684 | 6559.388 | 7387.8 | 8154.024 | 8824.221 | 9440.901 | 9812.133 | 10121.256 | 10347.026 | 10568.712 | 10796.875 | 11019.351 | 11244.36 | 11470.66 | 11694.28 | 11922.307 | 12149.258 | 12157.61 | 12157.61
SA | 115.741 | 206.793 | 338.346 | 470.204 | 597.121 | 721.722 | 850.186 | 984.061 | 1199.828 | 1418.834 | 1651.991 | 1923.578 | 2228.749 | 2539.658 | 2836.879 | 3126.527 | 3388.512 | 3630.888 | 3772.949 | 3883.119 | 3960.764 | 4036.263 | 4111.957 | 4188.636 | 4266.21 | 4344.694 | 4424.521 | 4505.384 | 4587.199 | 4593.619 | 4593.619
TAS | 13.067 | 28.91 | 53.535 | 81.209 | 108.835 | 135.346 | 162.238 | 190.15 | 233.109 | 275.692 | 320.473 | 373.094 | 432.29 | 493.985 | 554.724 | 613.785 | 668.796 | 720.445 | 752.898 | 780.217 | 802.204 | 823.928 | 845.386 | 866.58 | 887.522 | 907.555 | 927.131 | 946.251 | 964.915 | 965.215 | 965.215
VIC | 102.592 | 134.872 | 389.758 | 733.035 | 1098.052 | 1480.509 | 1880.299 | 2212.048 | 2725.479 | 3239.621 | 3645.893 | 4073.09 | 4626.824 | 5242.708 | 5865.288 | 6506.687 | 7184.314 | 7810.94 | 8253.259 | 8649.672 | 8982.193 | 9227.894 | 9476.943 | 9727.013 | 9975.972 | 10226.29 | 10480.227 | 10734.995 | 10994.161 | 11014.201 | 11014.201
Embedded energy storages (small-scale batteries, MWh)
Storage capacity (MWh) of Embedded battery installations by NEM region.
Embedded battery storages are the cumulative total of "aggregated" and "non-aggregated" battery installations in the NEM.
Slow Change
| 2021-22 | 2022-23 | 2023-24 | 2024-25 | 2025-26 | 2026-27 | 2027-28 | 2028-29 | 2029-30 | 2030-31 | 2031-32 | 2032-33 | 2033-34 | 2034-35 | 2035-36 | 2036-37 | 2037-38 | 2038-39 | 2039-40 | 2040-41 | 2041-42 | 2042-43 | 2043-44 | 2044-45 | 2045-46 | 2046-47 | 2047-48 | 2048-49 | 2049-50 | 2050-51 | 2051-52
NSW | 514.5 | 618.44 | 726.554 | 917.579 | 1007.366 | 1203.9 | 1315.402 | 1443.748 | 1569.089 | 1656.077 | 1725.223 | 1787.1 | 1839.466 | 1895.563 | 1948.858 | 2002.488 | 2055.344 | 2109.068 | 2164.601 | 2222.52 | 2284.267 | 2346.974 | 2408.147 | 2482.636 | 2563.292 | 2646.456 | 2729.064 | 2810.748 | 2892.049 | 2970.419 | 3048.697
QLD | 256.705 | 300.392 | 370.267 | 477.33 | 579.7 | 702.728 | 815.087 | 907.863 | 988.44 | 1050.96 | 1099.579 | 1148.109 | 1194.841 | 1242.709 | 1289.081 | 1336.15 | 1383.112 | 1431.259 | 1479.645 | 1530.151 | 1583.929 | 1638.698 | 1692.57 | 1757.227 | 1827.1 | 1899.332 | 1971.533 | 2043.392 | 2115.308 | 2184.398 | 2253.771
SA | 393.952 | 520.177 | 580.68 | 666.772 | 720.614 | 797.291 | 858.741 | 915.074 | 964.571 | 994.308 | 1013.952 | 1032.917 | 1049.352 | 1065.561 | 1080.46 | 1095.12 | 1109.206 | 1123.331 | 1137.157 | 1151.372 | 1166.425 | 1181.342 | 1195.39 | 1212.986 | 1231.858 | 1250.896 | 1269.244 | 1286.837 | 1303.851 | 1319.812 | 1335.331
TAS | 37.955 | 44.89 | 53.063 | 66.461 | 75.957 | 91.566 | 100.895 | 111.341 | 120.672 | 126.206 | 130.241 | 134.189 | 137.812 | 141.48 | 144.899 | 148.31 | 151.629 | 154.985 | 158.388 | 161.939 | 165.751 | 169.585 | 173.25 | 177.844 | 182.823 | 187.909 | 192.874 | 197.693 | 202.406 | 207.373 | 212.251
VIC | 333.102 | 419.122 | 498.492 | 624.699 | 712.898 | 849.188 | 967.292 | 1079.147 | 1191.135 | 1262.083 | 1318.583 | 1375.042 | 1428.604 | 1483.811 | 1537.525 | 1592.152 | 1646.804 | 1702.981 | 1761.329 | 1822.402 | 1887.75 | 1954.712 | 2021.067 | 2099.783 | 2184.763 | 2272.841 | 2361.298 | 2449.807 | 2538.884 | 2625.99 | 2713.922
Progressive Change
| 2021-22 | 2022-23 | 2023-24 | 2024-25 | 2025-26 | 2026-27 | 2027-28 | 2028-29 | 2029-30 | 2030-31 | 2031-32 | 2032-33 | 2033-34 | 2034-35 | 2035-36 | 2036-37 | 2037-38 | 2038-39 | 2039-40 | 2040-41 | 2041-42 | 2042-43 | 2043-44 | 2044-45 | 2045-46 | 2046-47 | 2047-48 | 2048-49 | 2049-50 | 2050-51 | 2051-52
NSW | 496.355 | 625.3805 | 805.544 | 1212.693 | 1626.098 | 2092.729 | 2538.462 | 2964.1605 | 3579.374 | 4115.4025 | 4884.386 | 5677.303 | 6519.6725 | 7485.4425 | 8422.353 | 9303.11 | 10151.0025 | 10974.6915 | 11581.2985 | 12079.294 | 12579.8005 | 12974.8965 | 13285.2765 | 13711.205 | 14141.8 | 14553.1565 | 14961.2515 | 15354.589 | 15710.184 | 15831.5195 | 15945.4525
QLD | 264.3695 | 325.9085 | 413.199 | 528.8075 | 725.155 | 971.675 | 1269.3925 | 1570.016 | 1977.4755 | 2347.55 | 3086.6355 | 3893.0995 | 4707.287 | 5511.651 | 6286.4 | 7032.571 | 7771.358 | 8501.7515 | 9162.2535 | 9812.7505 | 10613.9315 | 11424.7535 | 12095.632 | 12618.3125 | 13028.7135 | 13331.191 | 13561.911 | 13792.0745 | 14029.6335 | 14129.7485 | 14226.0775
SA | 341.68 | 452.2385 | 545.666 | 708.3185 | 827.5385 | 995.882 | 1145.0045 | 1303.036 | 1470.547 | 1613.5105 | 1847.1945 | 2086.223 | 2330.225 | 2594.2425 | 2842.068 | 3077.371 | 3307.567 | 3538.9385 | 3688.3575 | 3813.259 | 3953.442 | 4065.6395 | 4155.246 | 4266.1465 | 4377.0455 | 4486.0975 | 4596.9085 | 4711.09 | 4799.568 | 4829.036 | 4854.085
TAS | 36.567 | 45.494 | 56.0455 | 72.708 | 95.558 | 122.109 | 151.1755 | 178.501 | 216.911 | 250.4475 | 304.368 | 358.698 | 413.194 | 468.7875 | 524.9575 | 578.889 | 632.4895 | 685.775 | 733.0795 | 779.8265 | 830.4085 | 874.6665 | 911.5725 | 943.4935 | 971.5705 | 998.7155 | 1026.056 | 1053.1865 | 1080.1985 | 1087.2045 | 1093.9225
VIC | 284.668 | 356.6745 | 444.7655 | 572.5225 | 715.1345 | 1036.8455 | 1442.776 | 1722.6715 | 2070.9425 | 2383.904 | 2875.936 | 3417.559 | 4009.639 | 4642.4955 | 5283.555 | 6040.4005 | 6882.125 | 7588.0385 | 8213.1 | 8691.034 | 9245.3165 | 9798.29 | 10279.5605 | 10697.1425 | 11051.0135 | 11422.5875 | 11802.214 | 12098.4075 | 12386.889 | 12520.58 | 12644.2125
Step Change
| 2021-22 | 2022-23 | 2023-24 | 2024-25 | 2025-26 | 2026-27 | 2027-28 | 2028-29 | 2029-30 | 2030-31 | 2031-32 | 2032-33 | 2033-34 | 2034-35 | 2035-36 | 2036-37 | 2037-38 | 2038-39 | 2039-40 | 2040-41 | 2041-42 | 2042-43 | 2043-44 | 2044-45 | 2045-46 | 2046-47 | 2047-48 | 2048-49 | 2049-50 | 2050-51 | 2051-52
NSW | 400.373 | 676.784 | 1518.39 | 2317.375 | 3074.904 | 3794.163 | 4488.077 | 5172.268 | 6353.817 | 7572.466 | 8835.15 | 10302.226 | 12319.305 | 14287.831 | 16085.384 | 17753.799 | 19154.933 | 20327.973 | 21009.646 | 21491.141 | 21774.903 | 22187.092 | 22955.594 | 23702.308 | 24373.083 | 24997.986 | 25516.092 | 25947.537 | 26298.647 | 26315.361 | 26315.361
QLD | 239.231 | 430.882 | 1101.54 | 1843.868 | 2617.127 | 3301.211 | 3963.648 | 4641.547 | 5806.623 | 6998.346 | 7952.947 | 9076.593 | 10655.332 | 12263.067 | 13813.469 | 15201.882 | 16417.389 | 17487.057 | 18134.485 | 18594.94 | 18755.171 | 19014.407 | 19585.395 | 20166.472 | 20744.397 | 21233.454 | 21665.856 | 22060.074 | 22392.041 | 22401.025 | 22401.025
SA | 263.86 | 445.931 | 695.872 | 915.936 | 1128.051 | 1310.216 | 1484.004 | 1661.893 | 2000.851 | 2347.878 | 2709.826 | 3171.186 | 3699.366 | 4194.441 | 4647.51 | 5048.444 | 5381.438 | 5672.801 | 5848.478 | 5982.53 | 6079.169 | 6247.488 | 6464.875 | 6666.013 | 6850.327 | 7011.487 | 7147.408 | 7272.846 | 7399.601 | 7406.664 | 7406.664
TAS | 28.447 | 61.416 | 112.048 | 168.746 | 225.191 | 276.316 | 324.981 | 373.262 | 456.464 | 539.683 | 618.783 | 724.154 | 847.182 | 975.085 | 1096.475 | 1208.365 | 1305.485 | 1390.4 | 1442.23 | 1481.77 | 1506.184 | 1547.374 | 1599.659 | 1655.149 | 1707.163 | 1753.705 | 1793.591 | 1828.02 | 1857.084 | 1857.48 | 1857.48
VIC | 228.019 | 294.382 | 916.105 | 1727.516 | 2556.918 | 3386.716 | 4195.648 | 4624.626 | 5359.153 | 6134.582 | 6713.377 | 7320.015 | 8448.155 | 9757.745 | 11030.282 | 12267.134 | 13505.257 | 14320.86 | 14849.664 | 15288.253 | 15511.885 | 15597.808 | 16033.777 | 16587.56 | 17137.879 | 17682.912 | 18235.428 | 18541.905 | 18811.133 | 18834.037 | 18834.037
Hydrogen Export
| 2021-22 | 2022-23 | 2023-24 | 2024-25 | 2025-26 | 2026-27 | 2027-28 | 2028-29 | 2029-30 | 2030-31 | 2031-32 | 2032-33 | 2033-34 | 2034-35 | 2035-36 | 2036-37 | 2037-38 | 2038-39 | 2039-40 | 2040-41 | 2041-42 | 2042-43 | 2043-44 | 2044-45 | 2045-46 | 2046-47 | 2047-48 | 2048-49 | 2049-50 | 2050-51 | 2051-52
NSW | 408.276 | 684.731 | 1650.046 | 2619.992 | 3496.988 | 4315.318 | 5144.48 | 5974.933 | 7348.206 | 8677.72 | 10031.59 | 11574.321 | 13764.977 | 15949.889 | 17920.385 | 19764.337 | 21363.126 | 22728.464 | 23522.256 | 24058.823 | 24367.946 | 24795.663 | 25658.335 | 26525.703 | 27297.258 | 28003.593 | 28629.383 | 29169.57 | 29604.123 | 29621.519 | 29621.519
QLD | 244.145 | 426.744 | 1184.314 | 2003.595 | 2877.677 | 3675.567 | 4455.029 | 5252.991 | 6535.03 | 7754.042 | 8933.321 | 10234.832 | 12066.11 | 13938.931 | 15705.406 | 17217.906 | 18427.804 | 19466.231 | 20050.471 | 20452.456 | 20637.814 | 20904.772 | 21551.618 | 22228.61 | 22895.739 | 23460.163 | 23905.93 | 24309.555 | 24655.446 | 24664.591 | 24664.591
SA | 267.978 | 482.067 | 786.608 | 1077.03 | 1341 | 1588.994 | 1838.783 | 2095.405 | 2553.872 | 3002.009 | 3470.517 | 4067.046 | 4758.315 | 5430.056 | 6029.447 | 6580.628 | 7043.494 | 7445.428 | 7668.574 | 7808.568 | 7880.435 | 8036.203 | 8257.079 | 8474.694 | 8664.995 | 8841.146 | 8992.471 | 9130.38 | 9255.23 | 9262.5 | 9262.5
TAS | 29.588 | 67.702 | 125.879 | 188.868 | 248.61 | 303.133 | 357.161 | 411.174 | 500.235 | 584.16 | 670.267 | 784.182 | 917.66 | 1053.879 | 1180.856 | 1296.733 | 1398.346 | 1487.651 | 1539.711 | 1576.221 | 1600.607 | 1643.432 | 1698.865 | 1756.421 | 1809.475 | 1855.36 | 1895.349 | 1929.999 | 1957.737 | 1958.089 | 1958.089
VIC | 229.091 | 297.93 | 919.646 | 1734.122 | 2561.375 | 3395.542 | 4241.215 | 4873.919 | 5928.4 | 6934.238 | 7627.019 | 8345.353 | 9567.369 | 10975.205 | 12350.355 | 13725.969 | 15150.742 | 16307.855 | 17127.823 | 17794.806 | 18163.886 | 18322.89 | 18828.677 | 19461.121 | 20086.827 | 20725.692 | 21402.605 | 21927.697 | 22434.103 | 22457.596 | 22457.596
Example average normalised1 residential non-aggregated battery daily charge/discharge profile for NSW in Summer (February)
NEM Time | 0:00 | 0:30 | 1:00 | 1:30 | 2:00 | 2:30 | 3:00 | 3:30 | 4:00 | 4:30 | 5:00 | 5:30 | 6:00 | 6:30 | 7:00 | 7:30 | 8:00 | 8:30 | 9:00 | 9:30 | 10:00 | 10:30 | 11:00 | 11:30 | 12:00 | 12:30 | 13:00 | 13:30 | 14:00 | 14:30 | 15:00 | 15:30 | 16:00 | 16:30 | 17:00 | 17:30 | 18:00 | 18:30 | 19:00 | 19:30 | 20:00 | 20:30 | 21:00 | 21:30 | 22:00 | 22:30 | 23:00 | 23:30
Battery (kW per kW)2 | 0.12232 | 0.12203 | 0.12236 | 0.11965 | 0.12016 | 0.11865 | 0.12443 | 0.12528 | 0.13414 | 0.14385 | 0.15669 | 0.16837 | 0.14405 | 0.058907 | -0.021688 | -0.075288 | -0.096664 | -0.1022 | -0.1179 | -0.133 | -0.14535 | -0.15666 | -0.16129 | -0.16866 | -0.17586 | -0.18176 | -0.18127 | -0.17161 | -0.16173 | -0.16164 | -0.14953 | -0.13955 | -0.12898 | -0.1105 | -0.085467 | -0.046187 | -0.012349 | 0.03449 | 0.10166 | 0.10296 | 0.11183 | 0.10821 | 0.099774 | 0.10241 | 0.10143 | 0.10584 | 0.11103 | 0.12143
Solar (kW per kW) | 0 | 0 | 0 | 0 | 0 | 0 | 0 | 0 | 0 | 0 | 6.2279e-05 | 0.00031925 | 0.0096415 | 0.04841 | 0.10329 | 0.17203 | 0.24005 | 0.30232 | 0.35645 | 0.40003 | 0.43937 | 0.47467 | 0.49874 | 0.51563 | 0.52469 | 0.52357 | 0.51492 | 0.49623 | 0.47141 | 0.43772 | 0.39716 | 0.3505 | 0.30064 | 0.2448 | 0.18404 | 0.11939 | 0.062291 | 0.023337 | 0.00055334 | 4.205e-05 | 0 | 0 | 0 | 0 | 0 | 0 | 0 | 0
1. kW per kW of installed capacity
2. Negative values indicate battery discharge
Example average normalised1 residential non-aggregated battery daily charge/discharge profile for NSW in Winter (July)
NEM Time | 0:00 | 0:30 | 1:00 | 1:30 | 2:00 | 2:30 | 3:00 | 3:30 | 4:00 | 4:30 | 5:00 | 5:30 | 6:00 | 6:30 | 7:00 | 7:30 | 8:00 | 8:30 | 9:00 | 9:30 | 10:00 | 10:30 | 11:00 | 11:30 | 12:00 | 12:30 | 13:00 | 13:30 | 14:00 | 14:30 | 15:00 | 15:30 | 16:00 | 16:30 | 17:00 | 17:30 | 18:00 | 18:30 | 19:00 | 19:30 | 20:00 | 20:30 | 21:00 | 21:30 | 22:00 | 22:30 | 23:00 | 23:30
Battery (kW per kW)2 | 0.11959 | 0.10201 | 0.083387 | 0.077431 | 0.075476 | 0.071127 | 0.068155 | 0.064322 | 0.064391 | 0.063327 | 0.065762 | 0.070251 | 0.074718 | 0.081111 | 0.058392 | -0.021887 | -0.076013 | -0.12468 | -0.15643 | -0.17527 | -0.20461 | -0.22987 | -0.24179 | -0.24711 | -0.24619 | -0.25084 | -0.2454 | -0.23881 | -0.23596 | -0.21069 | -0.1972 | -0.17001 | -0.11965 | -0.046013 | 0.049774 | 0.1215 | 0.1733 | 0.20246 | 0.2117 | 0.20837 | 0.20112 | 0.19077 | 0.1829 | 0.1782 | 0.17295 | 0.1571 | 0.15029 | 0.13321
Solar (kW per kW) | 0 | 0 | 0 | 0 | 0 | 0 | 0 | 0 | 0 | 0 | 0 | 0 | 4.6057e-05 | 0.0003871 | 0.012694 | 0.071841 | 0.14335 | 0.21836 | 0.28665 | 0.34298 | 0.39473 | 0.4359 | 0.46725 | 0.47856 | 0.48148 | 0.47438 | 0.46031 | 0.43501 | 0.40499 | 0.36664 | 0.32572 | 0.26624 | 0.19918 | 0.11505 | 0.044414 | 0.011266 | 1.5412e-05 | 0 | 0 | 0 | 0 | 0 | 0 | 0 | 0 | 0 | 0 | 0
1. kW per kW of installed capacity
2. Negative values indicate battery discharge
Example average normalised non-aggregated battery daily charge/discharge profile for NSW in Summery (February) | 2032-33: Example average normalised non-aggregated July daily charge/discharge profile for NSW in Winter (July)
Average daily February profile. Actual charge / discharge profile will depend on the actual availability of solar resources to charge the battery system. | 2032-33: Average daily July profile. Actual charge / discharge profile will depend on the actual availability of solar resources to charge the battery system.

## Aggregated energy storages
Go to Assumptions Summary
Distributed Energy Resources: Aggregated embedded energy storage systems | [13 empty] | Note: | Further information is available at https://forecasting.aemo.com.au
Aggregated embedded energy storage (VPP) forecasts based using the Embedded energy storage forecast.
Aggregated embedded energy storages (small-scale batteries, MW)
The use of batteries in managing consumer demand is 'netted' off the operational demand forecasts if 'non-aggregated', whereas the 'aggregated' share is modelled like a Virtual Power Plant (VPP), operated by a retailer / aggregator as an alternative supply source for arbitrage or emergency response.
Slow Change
| 2021-22 | 2022-23 | 2023-24 | 2024-25 | 2025-26 | 2026-27 | 2027-28 | 2028-29 | 2029-30 | 2030-31 | 2031-32 | 2032-33 | 2033-34 | 2034-35 | 2035-36 | 2036-37 | 2037-38 | 2038-39 | 2039-40 | 2040-41 | 2041-42 | 2042-43 | 2043-44 | 2044-45 | 2045-46 | 2046-47 | 2047-48 | 2048-49 | 2049-50 | 2050-51 | 2051-52
NSW | 6.549 | 11.48 | 17.457 | 27.42 | 36.314 | 50.044 | 62.996 | 77.658 | 94.577 | 105.057 | 115.953 | 126.091 | 136.014 | 146.599 | 158.459 | 169.821 | 181.586 | 193.878 | 207.928 | 221.531 | 235.961 | 251.006 | 267.796 | 285.05 | 303.513 | 322.894 | 344.475 | 365.179 | 386.558 | 399.543 | 412.652
QLD | 3.822 | 6.147 | 9.65 | 15.039 | 21.5 | 30.316 | 39.863 | 49.843 | 60.389 | 67.629 | 75.043 | 82.305 | 89.723 | 97.575 | 106.358 | 114.964 | 123.967 | 133.47 | 144.024 | 154.424 | 165.525 | 177.161 | 190.076 | 203.577 | 218.105 | 233.437 | 250.44 | 266.996 | 284.18 | 295.273 | 306.53
SA | 44.752 | 62.067 | 72.619 | 87.321 | 98.981 | 114.421 | 128.396 | 142.903 | 157.283 | 166.806 | 175.66 | 184.14 | 192.258 | 200.524 | 209.351 | 217.798 | 226.358 | 235.134 | 244.599 | 253.721 | 263.192 | 272.845 | 283.215 | 293.784 | 304.826 | 316.146 | 328.319 | 339.877 | 351.566 | 359.112 | 366.63
TAS | 0.256 | 0.588 | 1.063 | 1.756 | 2.512 | 3.623 | 4.733 | 5.996 | 7.359 | 8.116 | 8.892 | 9.633 | 10.372 | 11.143 | 12.004 | 12.825 | 13.67 | 14.551 | 15.545 | 16.502 | 17.513 | 18.562 | 19.727 | 20.92 | 22.19 | 23.515 | 24.982 | 26.376 | 27.803 | 28.676 | 29.547
VIC | 3.005 | 6.434 | 10.616 | 17.281 | 24.411 | 34.211 | 45.436 | 57.549 | 71.785 | 80.079 | 88.675 | 97.079 | 105.616 | 114.645 | 124.78 | 134.657 | 144.974 | 155.852 | 168.268 | 180.488 | 193.563 | 207.306 | 222.635 | 238.586 | 255.754 | 273.9 | 294.102 | 313.779 | 334.248 | 347.614 | 361.216
Progressive Change
| 2021-22 | 2022-23 | 2023-24 | 2024-25 | 2025-26 | 2026-27 | 2027-28 | 2028-29 | 2029-30 | 2030-31 | 2031-32 | 2032-33 | 2033-34 | 2034-35 | 2035-36 | 2036-37 | 2037-38 | 2038-39 | 2039-40 | 2040-41 | 2041-42 | 2042-43 | 2043-44 | 2044-45 | 2045-46 | 2046-47 | 2047-48 | 2048-49 | 2049-50 | 2050-51 | 2051-52
NSW | 9.487 | 19.367 | 35.03 | 66.47 | 108.385 | 164.936 | 231.892 | 309.833 | 419.293 | 513.868 | 645.85 | 793.288 | 960.428 | 1151.337 | 1358.675 | 1573.175 | 1800.084 | 2041.852 | 2261.248 | 2472.415 | 2678.062 | 2873.125 | 3061.828 | 3253.437 | 3451.644 | 3655.963 | 3874.157 | 4090.829 | 4313.983 | 4359.277 | 4400.55
QLD | 5.482 | 10.819 | 18.839 | 30.972 | 50.94 | 79.949 | 118.984 | 166.928 | 232.955 | 293.171 | 401.006 | 528.819 | 672.521 | 830.615 | 1001.178 | 1179.758 | 1370.761 | 1575.428 | 1781.484 | 1996.105 | 2224.29 | 2464.134 | 2698.938 | 2914.556 | 3118.301 | 3309.404 | 3496.463 | 3680.7 | 3869.418 | 3906.543 | 3941.557
SA | 39.017 | 56.061 | 73.309 | 101.551 | 127.312 | 163.025 | 199.606 | 240.464 | 286.775 | 326.415 | 383.775 | 445.521 | 513.296 | 587.389 | 662.828 | 739.025 | 819.479 | 904.197 | 974.713 | 1040.888 | 1105.8 | 1166.083 | 1221.982 | 1278.505 | 1338.987 | 1401.095 | 1464.679 | 1527.547 | 1594.103 | 1610.112 | 1624.078
TAS | 0.479 | 1.169 | 2.187 | 3.767 | 6.192 | 9.458 | 13.686 | 18.501 | 25.306 | 31.024 | 39.655 | 49.214 | 59.832 | 71.547 | 84.407 | 97.813 | 112.161 | 127.544 | 142.838 | 158.713 | 174.702 | 190.504 | 206.219 | 221.129 | 235.566 | 250.398 | 266.119 | 281.735 | 297.734 | 300.511 | 303.192
VIC | 4.398 | 10.037 | 18.14 | 30.966 | 48.356 | 81.886 | 130.08 | 178.929 | 243.189 | 298.85 | 380.501 | 475.761 | 587.452 | 715.438 | 858.697 | 1021.476 | 1205.085 | 1393.239 | 1583.141 | 1759.539 | 1945.965 | 2139.656 | 2332.826 | 2516.465 | 2694.652 | 2867.767 | 3041.66 | 3215.6 | 3395.692 | 3443.213 | 3485.172
Step Change
| 2021-22 | 2022-23 | 2023-24 | 2024-25 | 2025-26 | 2026-27 | 2027-28 | 2028-29 | 2029-30 | 2030-31 | 2031-32 | 2032-33 | 2033-34 | 2034-35 | 2035-36 | 2036-37 | 2037-38 | 2038-39 | 2039-40 | 2040-41 | 2041-42 | 2042-43 | 2043-44 | 2044-45 | 2045-46 | 2046-47 | 2047-48 | 2048-49 | 2049-50 | 2050-51 | 2051-52
NSW | 10.614 | 31.648 | 97.195 | 193.891 | 321.467 | 477.308 | 663.939 | 884.262 | 1223.617 | 1508.422 | 1818.152 | 2178.93 | 2618.438 | 3090.167 | 3561.697 | 4049.33 | 4508.481 | 4960.715 | 5286.699 | 5588.123 | 5842.664 | 6109.578 | 6370.565 | 6645.585 | 6914.04 | 7197.413 | 7473.876 | 7766.043 | 8050.004 | 8061.438 | 8061.438
QLD | 6.78 | 20.607 | 70.647 | 151.979 | 266.905 | 406.553 | 573.369 | 775.003 | 1088.951 | 1359.68 | 1609.112 | 1901.087 | 2255.93 | 2641.224 | 3035.733 | 3438.946 | 3828.058 | 4218.174 | 4496.148 | 4751.315 | 4961.596 | 5182.052 | 5399.381 | 5623.012 | 5842.429 | 6071.39 | 6296.348 | 6536.044 | 6765.585 | 6771.978 | 6771.978
SA | 28.706 | 52.343 | 88.617 | 126.926 | 170.246 | 214.273 | 262.035 | 314.133 | 396.518 | 477.312 | 565.266 | 670.984 | 790.059 | 915.296 | 1040.159 | 1167.342 | 1287.018 | 1406.936 | 1492.744 | 1574.293 | 1645.815 | 1722.142 | 1798.645 | 1879.621 | 1959.37 | 2043.489 | 2126.727 | 2214.349 | 2301.907 | 2306.707 | 2306.707
TAS | 0.568 | 2.365 | 6.475 | 13.056 | 22.071 | 33.046 | 46.206 | 61.677 | 85.303 | 104.666 | 124.587 | 148.981 | 176.724 | 207.336 | 238.547 | 270.935 | 302.027 | 333.241 | 355.977 | 377.656 | 396.468 | 416.27 | 435.679 | 456.099 | 475.923 | 496.674 | 516.814 | 537.898 | 558.308 | 558.548 | 558.548
VIC | 5.248 | 13.563 | 55.805 | 137.178 | 254.757 | 407.747 | 597.262 | 772.558 | 1024.949 | 1224.238 | 1402.117 | 1599.314 | 1857.458 | 2156.299 | 2463.277 | 2788.256 | 3128.846 | 3444.273 | 3686.887 | 3923.271 | 4132.532 | 4321.347 | 4507.886 | 4703.266 | 4895.704 | 5098.692 | 5298.932 | 5512.077 | 5721.351 | 5736.279 | 5736.279
Hydrogen Export
| 2021-22 | 2022-23 | 2023-24 | 2024-25 | 2025-26 | 2026-27 | 2027-28 | 2028-29 | 2029-30 | 2030-31 | 2031-32 | 2032-33 | 2033-34 | 2034-35 | 2035-36 | 2036-37 | 2037-38 | 2038-39 | 2039-40 | 2040-41 | 2041-42 | 2042-43 | 2043-44 | 2044-45 | 2045-46 | 2046-47 | 2047-48 | 2048-49 | 2049-50 | 2050-51 | 2051-52
NSW | 11.647 | 34.44 | 113.448 | 234.462 | 391.152 | 583.147 | 817.88 | 1099.634 | 1524.355 | 1863.227 | 2229.794 | 2645.934 | 3161.719 | 3706.357 | 4261.722 | 4832.226 | 5385.068 | 5923.239 | 6317.153 | 6670.323 | 6979.899 | 7280.857 | 7600.332 | 7924.393 | 8255.877 | 8588.375 | 8928.242 | 9272.918 | 9620.788 | 9633.793 | 9633.793
QLD | 7.304 | 22.107 | 81.305 | 177.507 | 314.987 | 485.21 | 690.752 | 942.368 | 1319.332 | 1624.09 | 1944.028 | 2302.225 | 2742.346 | 3210.758 | 3693.741 | 4164.277 | 4602.442 | 5027.892 | 5334.133 | 5614.289 | 5855.818 | 6089.349 | 6341.701 | 6594.708 | 6854.74 | 7119.539 | 7388.347 | 7663.874 | 7944.345 | 7951.444 | 7951.444
SA | 29.535 | 57.961 | 103.374 | 155.053 | 211.022 | 272.84 | 342.292 | 420.23 | 540.44 | 653.106 | 777.048 | 924.007 | 1092.47 | 1267.579 | 1445.138 | 1625.646 | 1798.035 | 1965.933 | 2084.182 | 2187.814 | 2276.205 | 2360.962 | 2451.351 | 2543.459 | 2638.109 | 2734.439 | 2833.773 | 2934.918 | 3038.839 | 3044.296 | 3044.296
TAS | 0.655 | 2.851 | 7.912 | 15.837 | 26.483 | 39.382 | 55.107 | 73.65 | 101.574 | 123.054 | 146.532 | 174.611 | 206.946 | 241.257 | 276.87 | 312.98 | 348.252 | 382.965 | 408.391 | 431.668 | 452.638 | 473.111 | 494.701 | 516.55 | 538.753 | 560.804 | 583.055 | 605.385 | 627.889 | 628.144 | 628.144
VIC | 5.708 | 14.81 | 60.468 | 148.648 | 275.348 | 442.274 | 652.45 | 876.237 | 1210.573 | 1471.452 | 1695.3 | 1937.424 | 2247.64 | 2595.903 | 2965.11 | 3357.506 | 3781.673 | 4195.058 | 4522.014 | 4833.262 | 5118.509 | 5352.788 | 5603.204 | 5858.669 | 6119.573 | 6385.683 | 6660.222 | 6939.74 | 7228.436 | 7245.47 | 7245.47
Aggregated embedded energy storages (small-scale batteries, MWh)
Amount of energy generated by aggregated battery installations by NEM region.
Slow Change
| 2021-22 | 2022-23 | 2023-24 | 2024-25 | 2025-26 | 2026-27 | 2027-28 | 2028-29 | 2029-30 | 2030-31 | 2031-32 | 2032-33 | 2033-34 | 2034-35 | 2035-36 | 2036-37 | 2037-38 | 2038-39 | 2039-40 | 2040-41 | 2041-42 | 2042-43 | 2043-44 | 2044-45 | 2045-46 | 2046-47 | 2047-48 | 2048-49 | 2049-50 | 2050-51 | 2051-52
NSW | 13.951 | 24.253 | 36.561 | 57.241 | 75.032 | 103.009 | 128.478 | 157.09 | 189.761 | 208.672 | 227.846 | 245.083 | 261.517 | 279.004 | 298.55 | 316.819 | 335.504 | 354.866 | 377.194 | 398.427 | 420.944 | 444.26 | 470.272 | 497.244 | 526.224 | 556.538 | 590.249 | 621.983 | 654.45 | 672.207 | 689.944
QLD | 8.039 | 12.803 | 19.957 | 31.054 | 44.195 | 62.102 | 81.167 | 100.643 | 120.784 | 133.845 | 146.822 | 159.252 | 171.822 | 185.025 | 199.741 | 213.854 | 228.444 | 243.727 | 260.837 | 277.443 | 295.165 | 313.617 | 334.065 | 355.647 | 378.952 | 403.46 | 430.577 | 456.538 | 483.243 | 499.106 | 515.044
SA | 95.39 | 131.218 | 151.809 | 181.078 | 203.027 | 232.746 | 258.621 | 284.961 | 310.325 | 325.054 | 337.769 | 349.481 | 360.397 | 371.39 | 383.134 | 393.919 | 404.652 | 415.552 | 427.533 | 438.72 | 450.375 | 462.127 | 474.831 | 487.966 | 501.798 | 515.89 | 531.102 | 544.987 | 558.807 | 565.747 | 572.501
TAS | 0.539 | 1.231 | 2.207 | 3.637 | 5.159 | 7.421 | 9.609 | 12.076 | 14.689 | 16.013 | 17.328 | 18.547 | 19.745 | 20.986 | 22.367 | 23.644 | 24.942 | 26.28 | 27.808 | 29.246 | 30.768 | 32.332 | 34.069 | 35.865 | 37.785 | 39.778 | 41.983 | 44.023 | 46.089 | 47.223 | 48.337
VIC | 6.379 | 13.54 | 22.158 | 35.948 | 50.377 | 70.298 | 92.764 | 116.627 | 144.409 | 159.442 | 174.623 | 189.134 | 203.702 | 219.021 | 236.176 | 252.564 | 269.509 | 287.262 | 307.661 | 327.465 | 348.667 | 370.827 | 395.517 | 421.426 | 449.406 | 478.889 | 511.646 | 543.081 | 575.533 | 595.296 | 615.249
Progressive Change
| 2021-22 | 2022-23 | 2023-24 | 2024-25 | 2025-26 | 2026-27 | 2027-28 | 2028-29 | 2029-30 | 2030-31 | 2031-32 | 2032-33 | 2033-34 | 2034-35 | 2035-36 | 2036-37 | 2037-38 | 2038-39 | 2039-40 | 2040-41 | 2041-42 | 2042-43 | 2043-44 | 2044-45 | 2045-46 | 2046-47 | 2047-48 | 2048-49 | 2049-50 | 2050-51 | 2051-52
NSW | 20.509 | 41.446 | 74.854 | 144.351 | 236.151 | 358.317 | 500.987 | 662.301 | 892.779 | 1085.034 | 1360.718 | 1662.498 | 2002.495 | 2405.523 | 2835.184 | 3264.858 | 3707.567 | 4164.316 | 4570.127 | 4938.555 | 5321.235 | 5672.865 | 6011.255 | 6398.844 | 6800.645 | 7204.986 | 7632.833 | 8050.679 | 8459.31 | 8524.904 | 8585.208
QLD | 11.809 | 22.996 | 39.703 | 65.01 | 107.704 | 169.86 | 253.7 | 354.918 | 496.511 | 622.618 | 861.779 | 1138.987 | 1441.862 | 1764.964 | 2108.445 | 2459.273 | 2828.671 | 3215.357 | 3603.51 | 3996.962 | 4470.182 | 4969.44 | 5441.05 | 5852.806 | 6227.363 | 6561.586 | 6881.474 | 7194.801 | 7518.304 | 7572.883 | 7624.706
SA | 85.563 | 121.278 | 156.861 | 216.549 | 269.318 | 342.579 | 416.205 | 497.811 | 591.028 | 668.999 | 788.926 | 914.935 | 1050.738 | 1200.993 | 1349.801 | 1495.39 | 1646.169 | 1802.574 | 1921.872 | 2028.213 | 2148.789 | 2257.086 | 2355.11 | 2463.24 | 2577.489 | 2692.935 | 2811.696 | 2930.684 | 3040.114 | 3059.084 | 3074.991
TAS | 1.037 | 2.494 | 4.621 | 7.933 | 13.079 | 19.981 | 28.92 | 38.939 | 53.346 | 65.174 | 83.795 | 103.831 | 125.481 | 149.023 | 174.839 | 201.037 | 228.637 | 257.64 | 286.518 | 315.878 | 348.129 | 379.069 | 408.849 | 436.506 | 463.201 | 490.244 | 519.12 | 547.717 | 577.016 | 580.787 | 584.375
VIC | 9.489 | 21.375 | 38.315 | 65.282 | 101.78 | 175.525 | 282.756 | 385.015 | 519.764 | 632.988 | 806.056 | 1005.021 | 1235.258 | 1495.488 | 1782.178 | 2122.04 | 2513.266 | 2878.122 | 3238.154 | 3549.531 | 3905.329 | 4275.614 | 4639.504 | 4979.036 | 5300.867 | 5641.083 | 6006.55 | 6329.294 | 6655.875 | 6728.709 | 6794.182
Step Change
| 2021-22 | 2022-23 | 2023-24 | 2024-25 | 2025-26 | 2026-27 | 2027-28 | 2028-29 | 2029-30 | 2030-31 | 2031-32 | 2032-33 | 2033-34 | 2034-35 | 2035-36 | 2036-37 | 2037-38 | 2038-39 | 2039-40 | 2040-41 | 2041-42 | 2042-43 | 2043-44 | 2044-45 | 2045-46 | 2046-47 | 2047-48 | 2048-49 | 2049-50 | 2050-51 | 2051-52
NSW | 23.682 | 72.057 | 227.791 | 450.433 | 734.64 | 1072.674 | 1467.819 | 1917.731 | 2632.603 | 3211.562 | 3827.822 | 4571.864 | 5578.518 | 6613.291 | 7599.11 | 8575.427 | 9439.204 | 10239.169 | 10793.878 | 11277.885 | 11652.411 | 12121.497 | 12774.391 | 13446.089 | 14071.717 | 14703.173 | 15263.743 | 15803.94 | 16282.771 | 16296.143 | 16296.143
QLD | 15.255 | 47.372 | 167.401 | 357.836 | 618.795 | 924 | 1277.917 | 1693.688 | 2361.366 | 2915.975 | 3391.747 | 3969.985 | 4762.147 | 5607.916 | 6449.626 | 7259.778 | 8000.736 | 8711.604 | 9214.804 | 9652.788 | 9929.35 | 10279.411 | 10786.908 | 11326.711 | 11859.048 | 12369.554 | 12838.234 | 13311.723 | 13736.204 | 13743.391 | 13743.391
SA | 66.42 | 121.547 | 204.973 | 288.743 | 379.93 | 468.305 | 561.746 | 662.46 | 836.212 | 1002.863 | 1182.702 | 1416.55 | 1686.979 | 1955.366 | 2210.943 | 2455.238 | 2670.273 | 2877.373 | 3026.954 | 3164.429 | 3281.507 | 3444.294 | 3632.778 | 3820.261 | 3996.552 | 4167.671 | 4321.337 | 4476.553 | 4629.98 | 4635.63 | 4635.63
TAS | 1.285 | 5.517 | 15.175 | 30.305 | 50.399 | 74.047 | 101.761 | 133.409 | 183.265 | 222.457 | 261.229 | 313.536 | 375.108 | 442.152 | 508.027 | 572.982 | 631.983 | 688.375 | 728.499 | 764.71 | 792.629 | 831.35 | 875.559 | 923.974 | 970.121 | 1015.7 | 1056.759 | 1097.035 | 1133.116 | 1133.432 | 1133.432
VIC | 11.769 | 30.216 | 131.808 | 324.413 | 593.929 | 934.259 | 1344.485 | 1690.856 | 2202.634 | 2585.484 | 2898.349 | 3244.003 | 3822.12 | 4512.93 | 5204.545 | 5915.032 | 6640.063 | 7198.492 | 7614.205 | 8006.998 | 8284.987 | 8508.524 | 8909.089 | 9396.169 | 9878.491 | 10382.128 | 10886.397 | 11271.525 | 11624.632 | 11642.955 | 11642.955
Hydrogen Export
| 2021-22 | 2022-23 | 2023-24 | 2024-25 | 2025-26 | 2026-27 | 2027-28 | 2028-29 | 2029-30 | 2030-31 | 2031-32 | 2032-33 | 2033-34 | 2034-35 | 2035-36 | 2036-37 | 2037-38 | 2038-39 | 2039-40 | 2040-41 | 2041-42 | 2042-43 | 2043-44 | 2044-45 | 2045-46 | 2046-47 | 2047-48 | 2048-49 | 2049-50 | 2050-51 | 2051-52
NSW | 26.06 | 78.519 | 267.03 | 547.459 | 897.426 | 1313.95 | 1812.391 | 2390.825 | 3285.609 | 3965.936 | 4686.152 | 5527.824 | 6707.923 | 7913.972 | 9076.499 | 10218.709 | 11273.409 | 12242.943 | 12928.888 | 13488.323 | 13936.711 | 14436.408 | 15221.093 | 16020.854 | 16784.858 | 17522.33 | 18226.864 | 18887.989 | 19494.308 | 19509.095 | 19509.095
QLD | 16.478 | 50.779 | 193.294 | 418.895 | 731.908 | 1105.708 | 1543.967 | 2065.704 | 2865.222 | 3478.953 | 4101.87 | 4809.557 | 5794.01 | 6821.309 | 7850.009 | 8790.839 | 9609.663 | 10366.368 | 10899.823 | 11345.719 | 11682.923 | 12050.633 | 12663.588 | 13303.313 | 13953.848 | 14554.294 | 15095.077 | 15617.21 | 16111.944 | 16119.718 | 16119.718
SA | 68.424 | 135.253 | 240.573 | 355.4 | 474.157 | 600.899 | 740.29 | 894.311 | 1148.499 | 1378.94 | 1630.326 | 1951.995 | 2331.222 | 2708.479 | 3070.023 | 3420.628 | 3737.057 | 4031.278 | 4235.917 | 4399.195 | 4530.042 | 4702.415 | 4923.576 | 5144.653 | 5355.229 | 5560.054 | 5754.137 | 5941.498 | 6123.887 | 6130.067 | 6130.067
TAS | 1.49 | 6.69 | 18.619 | 36.836 | 60.48 | 88.169 | 121.244 | 159.136 | 217.77 | 260.5 | 306.441 | 367.064 | 439.446 | 514.735 | 589.347 | 661.164 | 728.059 | 790.684 | 835.035 | 871.898 | 903.209 | 943.856 | 994.383 | 1047.02 | 1098.335 | 1146.313 | 1191.7 | 1234.423 | 1273.521 | 1273.82 | 1273.82
VIC | 12.806 | 33.026 | 142.79 | 351.456 | 641.692 | 1013.129 | 1469.576 | 1928.121 | 2629.292 | 3144.761 | 3543.468 | 3969.731 | 4646.892 | 5432.435 | 6240.756 | 7078.597 | 7969.805 | 8754.686 | 9380.729 | 9939.484 | 10349.667 | 10631.114 | 11133.039 | 11718.425 | 12314.755 | 12929.868 | 13583.31 | 14154.393 | 14725.773 | 14745.742 | 14745.742
Aggregation trajectories (MW)
| 2021-22 | 2022-23 | 2023-24 | 2024-25 | 2025-26 | 2026-27 | 2027-28 | 2028-29 | 2029-30 | 2030-31 | 2031-32 | 2032-33 | 2033-34 | 2034-35 | 2035-36 | 2036-37 | 2037-38 | 2038-39 | 2039-40 | 2040-41 | 2041-42 | 2042-43 | 2043-44 | 2044-45 | 2045-46 | 2046-47 | 2047-48 | 2048-49 | 2049-50 | 2050-51 | 2051-52
Slow Change | 58.384 | 86.716 | 111.405 | 148.817 | 183.718 | 232.615 | 281.424 | 333.949 | 391.393 | 427.687 | 464.223 | 499.248 | 533.983 | 570.486 | 610.952 | 650.065 | 690.555 | 732.885 | 780.364 | 826.666 | 875.754 | 926.88 | 983.449 | 1041.917 | 1104.388 | 1169.892 | 1242.318 | 1312.207 | 1384.355 | 1430.218 | 1476.575
Progressive Change | 58.863 | 97.453 | 147.505 | 233.726 | 341.185 | 499.254 | 694.248 | 914.655 | 1207.518 | 1463.328 | 1850.787 | 2292.603 | 2793.529 | 3356.326 | 3965.785 | 4611.247 | 5307.57 | 6042.26 | 6743.424 | 7427.66 | 8128.819 | 8833.502 | 9521.793 | 10184.092 | 10839.15 | 11484.627 | 12143.078 | 12796.411 | 13470.93 | 13619.656 | 13754.549
Step Change | 51.916 | 120.526 | 318.739 | 623.03 | 1035.446 | 1538.927 | 2142.811 | 2807.633 | 3819.338 | 4674.318 | 5519.234 | 6499.296 | 7698.609 | 9010.322 | 10339.413 | 11714.809 | 13054.43 | 14363.339 | 15318.455 | 16214.658 | 16979.075 | 17751.389 | 18512.156 | 19307.583 | 20087.466 | 20907.658 | 21712.697 | 22566.411 | 23397.155 | 23434.95 | 23434.95
Hydrogen Export | 54.849 | 132.169 | 366.507 | 731.507 | 1218.992 | 1822.853 | 2558.481 | 3412.119 | 4696.274 | 5734.929 | 6792.702 | 7984.201 | 9451.121 | 11021.854 | 12642.581 | 14292.635 | 15915.47 | 17495.087 | 18665.873 | 19737.356 | 20683.069 | 21557.067 | 22491.289 | 23437.779 | 24407.052 | 25388.84 | 26393.639 | 27416.835 | 28460.297 | 28503.147 | 28503.147
Aggregation trajectory

## Sub-regional demand allocation
Go to Assumptions Summary
Regional --> Sub-regional demand allocations | [13 empty] | Note: | Further information is available at https://forecasting.aemo.com.au
This data represents the assumptions applied from consultant forecasts to the regional forecast outcomes, to convert and apply within the sub-regional Capacity Outlook model.
Sub-regional assumptions apply to the following categories. Other allocations follow the methods described in the ISP Methodology.
Rooftop PV
PVNSG
Battery forecasts (embedded and aggregated energy storages, equally)
Evs (battery and plug-in Evs, and Fuel cell Evs equally)
Rooftop PV (Capacity, % of regional allocation)
Capacity of behind-the-meter rooftop PV
Slow Change
| 2021-22 | 2022-23 | 2023-24 | 2024-25 | 2025-26 | 2026-27 | 2027-28 | 2028-29 | 2029-30 | 2030-31 | 2031-32 | 2032-33 | 2033-34 | 2034-35 | 2035-36 | 2036-37 | 2037-38 | 2038-39 | 2039-40 | 2040-41 | 2041-42 | 2042-43 | 2043-44 | 2044-45 | 2045-46 | 2046-47 | 2047-48 | 2048-49 | 2049-50 | 2050-51 | 2051-52
NSW | 100% | 100% | 100% | 100% | 100% | 100% | 100% | 100% | 100% | 100% | 100% | 100% | 100% | 100% | 100% | 100% | 100% | 100% | 100% | 100% | 100% | 100% | 100% | 100% | 100% | 100% | 100% | 100% | 100% | 100% | 100%
Northern NSW (NNSW) | 18.41% | 18.38% | 18.33% | 18.29% | 18.25% | 18.21% | 18.18% | 18.14% | 18.11% | 18.08% | 18.04% | 18.01% | 17.98% | 17.95% | 17.92% | 17.89% | 17.86% | 17.83% | 17.81% | 17.78% | 17.75% | 17.73% | 17.7% | 17.69% | 17.69% | 17.69% | 17.69% | 17.69% | 17.69% | 17.69% | 17.69%
Central NSW (CNSW) | 10.81% | 10.81% | 10.81% | 10.81% | 10.82% | 10.82% | 10.83% | 10.83% | 10.84% | 10.84% | 10.85% | 10.86% | 10.86% | 10.87% | 10.88% | 10.89% | 10.9% | 10.9% | 10.91% | 10.92% | 10.93% | 10.94% | 10.94% | 10.95% | 10.95% | 10.95% | 10.95% | 10.95% | 10.95% | 10.95% | 10.95%
South NSW (SNSW) | 15.12% | 15.12% | 15.11% | 15.1% | 15.09% | 15.08% | 15.08% | 15.07% | 15.06% | 15.06% | 15.05% | 15.05% | 15.05% | 15.05% | 15.05% | 15.05% | 15.05% | 15.05% | 15.06% | 15.06% | 15.07% | 15.07% | 15.08% | 15.08% | 15.08% | 15.08% | 15.08% | 15.08% | 15.08% | 15.08% | 15.08%
Sydney, Newcastle and Wooloongong (SNW) | 55.65% | 55.69% | 55.75% | 55.8% | 55.85% | 55.89% | 55.92% | 55.96% | 55.99% | 56.02% | 56.05% | 56.08% | 56.11% | 56.13% | 56.15% | 56.17% | 56.19% | 56.21% | 56.23% | 56.24% | 56.25% | 56.26% | 56.27% | 56.28% | 56.28% | 56.28% | 56.28% | 56.28% | 56.28% | 56.28% | 56.28%
QLD | 100% | 100% | 100% | 100% | 100% | 100% | 100% | 100% | 100% | 100% | 100% | 100% | 100% | 100% | 100% | 100% | 100% | 100% | 100% | 100% | 100% | 100% | 100% | 100% | 100% | 100% | 100% | 100% | 100% | 100% | 100%
Central and North QLD (CNQ) | 18.75% | 19.01% | 19.06% | 19.01% | 18.93% | 18.89% | 18.87% | 18.85% | 18.85% | 18.84% | 18.84% | 18.84% | 18.83% | 18.83% | 18.82% | 18.81% | 18.82% | 18.83% | 18.83% | 18.86% | 18.93% | 18.94% | 18.93% | 18.95% | 18.95% | 18.95% | 18.95% | 18.95% | 18.95% | 18.95% | 18.95%
Gladstone Grid (GG) | 1.287% | 1.358% | 1.399% | 1.489% | 1.576% | 1.639% | 1.669% | 1.667% | 1.67% | 1.672% | 1.676% | 1.677% | 1.694% | 1.718% | 1.737% | 1.765% | 1.786% | 1.793% | 1.794% | 1.809% | 1.836% | 1.866% | 1.902% | 1.918% | 1.918% | 1.918% | 1.918% | 1.918% | 1.918% | 1.918% | 1.918%
Southern QLD (SQ) | 79.96% | 79.63% | 79.54% | 79.5% | 79.49% | 79.47% | 79.46% | 79.48% | 79.48% | 79.49% | 79.49% | 79.49% | 79.47% | 79.45% | 79.45% | 79.42% | 79.39% | 79.37% | 79.37% | 79.33% | 79.23% | 79.19% | 79.17% | 79.13% | 79.13% | 79.13% | 79.13% | 79.13% | 79.13% | 79.13% | 79.13%
SA | 100% | 100% | 100% | 100% | 100% | 100% | 100% | 100% | 100% | 100% | 100% | 100% | 100% | 100% | 100% | 100% | 100% | 100% | 100% | 100% | 100% | 100% | 100% | 100% | 100% | 100% | 100% | 100% | 100% | 100% | 100%
TAS | 100% | 100% | 100% | 100% | 100% | 100% | 100% | 100% | 100% | 100% | 100% | 100% | 100% | 100% | 100% | 100% | 100% | 100% | 100% | 100% | 100% | 100% | 100% | 100% | 100% | 100% | 100% | 100% | 100% | 100% | 100%
VIC | 100% | 100% | 100% | 100% | 100% | 100% | 100% | 100% | 100% | 100% | 100% | 100% | 100% | 100% | 100% | 100% | 100% | 100% | 100% | 100% | 100% | 100% | 100% | 100% | 100% | 100% | 100% | 100% | 100% | 100% | 100%
Progressive Change
| 2021-22 | 2022-23 | 2023-24 | 2024-25 | 2025-26 | 2026-27 | 2027-28 | 2028-29 | 2029-30 | 2030-31 | 2031-32 | 2032-33 | 2033-34 | 2034-35 | 2035-36 | 2036-37 | 2037-38 | 2038-39 | 2039-40 | 2040-41 | 2041-42 | 2042-43 | 2043-44 | 2044-45 | 2045-46 | 2046-47 | 2047-48 | 2048-49 | 2049-50 | 2050-51 | 2051-52
NSW | 100% | 100% | 100% | 100% | 100% | 100% | 100% | 100% | 100% | 100% | 100% | 100% | 100% | 100% | 100% | 100% | 100% | 100% | 100% | 100% | 100% | 100% | 100% | 100% | 100% | 100% | 100% | 100% | 100% | 100% | 100%
Northern NSW (NNSW) | 17.37% | 16.94% | 16.85% | 16.57% | 16.21% | 15.99% | 15.79% | 15.61% | 15.48% | 15.38% | 15.33% | 15.27% | 15.17% | 14.97% | 14.7% | 14.43% | 14.17% | 13.97% | 13.81% | 13.67% | 13.59% | 13.46% | 13.26% | 13.17% | 13.17% | 13.17% | 13.17% | 13.17% | 13.17% | 13.17% | 13.17%
Central NSW (CNSW) | 10.6% | 10.44% | 10.4% | 10.25% | 10.06% | 9.934% | 9.837% | 9.754% | 9.697% | 9.662% | 9.644% | 9.632% | 9.593% | 9.509% | 9.411% | 9.31% | 9.197% | 9.085% | 8.986% | 8.898% | 8.843% | 8.788% | 8.706% | 8.665% | 8.665% | 8.665% | 8.665% | 8.665% | 8.665% | 8.665% | 8.665%
South NSW (SNSW) | 14.64% | 14.35% | 14.26% | 14.04% | 13.76% | 13.6% | 13.48% | 13.38% | 13.32% | 13.28% | 13.26% | 13.26% | 13.21% | 13.09% | 12.96% | 12.82% | 12.66% | 12.53% | 12.41% | 12.29% | 12.22% | 12.15% | 12.04% | 11.98% | 11.98% | 11.98% | 11.98% | 11.98% | 11.98% | 11.98% | 11.98%
Sydney, Newcastle and Wooloongong (SNW) | 57.39% | 58.27% | 58.49% | 59.13% | 59.97% | 60.48% | 60.89% | 61.25% | 61.51% | 61.67% | 61.76% | 61.84% | 62.03% | 62.44% | 62.93% | 63.44% | 63.97% | 64.42% | 64.8% | 65.14% | 65.35% | 65.6% | 65.99% | 66.18% | 66.18% | 66.18% | 66.18% | 66.18% | 66.18% | 66.18% | 66.18%
QLD | 100% | 100% | 100% | 100% | 100% | 100% | 100% | 100% | 100% | 100% | 100% | 100% | 100% | 100% | 100% | 100% | 100% | 100% | 100% | 100% | 100% | 100% | 100% | 100% | 100% | 100% | 100% | 100% | 100% | 100% | 100%
Central and North QLD (CNQ) | 18.75% | 19.01% | 19.06% | 19.01% | 18.93% | 18.89% | 18.87% | 18.85% | 18.85% | 18.84% | 18.84% | 18.84% | 18.83% | 18.83% | 18.82% | 18.81% | 18.82% | 18.83% | 18.83% | 18.86% | 18.93% | 18.94% | 18.93% | 18.95% | 18.95% | 18.95% | 18.95% | 18.95% | 18.95% | 18.95% | 18.95%
Gladstone Grid (GG) | 1.287% | 1.358% | 1.399% | 1.489% | 1.576% | 1.639% | 1.669% | 1.667% | 1.67% | 1.672% | 1.676% | 1.677% | 1.694% | 1.718% | 1.737% | 1.765% | 1.786% | 1.793% | 1.794% | 1.809% | 1.836% | 1.866% | 1.902% | 1.918% | 1.918% | 1.918% | 1.918% | 1.918% | 1.918% | 1.918% | 1.918%
Southern QLD (SQ) | 79.96% | 79.63% | 79.54% | 79.5% | 79.49% | 79.47% | 79.46% | 79.48% | 79.48% | 79.49% | 79.49% | 79.49% | 79.47% | 79.45% | 79.45% | 79.42% | 79.39% | 79.37% | 79.37% | 79.33% | 79.23% | 79.19% | 79.17% | 79.13% | 79.13% | 79.13% | 79.13% | 79.13% | 79.13% | 79.13% | 79.13%
SA | 100% | 100% | 100% | 100% | 100% | 100% | 100% | 100% | 100% | 100% | 100% | 100% | 100% | 100% | 100% | 100% | 100% | 100% | 100% | 100% | 100% | 100% | 100% | 100% | 100% | 100% | 100% | 100% | 100% | 100% | 100%
TAS | 100% | 100% | 100% | 100% | 100% | 100% | 100% | 100% | 100% | 100% | 100% | 100% | 100% | 100% | 100% | 100% | 100% | 100% | 100% | 100% | 100% | 100% | 100% | 100% | 100% | 100% | 100% | 100% | 100% | 100% | 100%
VIC | 100% | 100% | 100% | 100% | 100% | 100% | 100% | 100% | 100% | 100% | 100% | 100% | 100% | 100% | 100% | 100% | 100% | 100% | 100% | 100% | 100% | 100% | 100% | 100% | 100% | 100% | 100% | 100% | 100% | 100% | 100%
Step Change
| 2021-22 | 2022-23 | 2023-24 | 2024-25 | 2025-26 | 2026-27 | 2027-28 | 2028-29 | 2029-30 | 2030-31 | 2031-32 | 2032-33 | 2033-34 | 2034-35 | 2035-36 | 2036-37 | 2037-38 | 2038-39 | 2039-40 | 2040-41 | 2041-42 | 2042-43 | 2043-44 | 2044-45 | 2045-46 | 2046-47 | 2047-48 | 2048-49 | 2049-50 | 2050-51 | 2051-52
NSW | 100% | 100% | 100% | 100% | 100% | 100% | 100% | 100% | 100% | 100% | 100% | 100% | 100% | 100% | 100% | 100% | 100% | 100% | 100% | 100% | 100% | 100% | 100% | 100% | 100% | 100% | 100% | 100% | 100% | 100% | 100%
Northern NSW (NNSW) | 17.22% | 15.95% | 15.27% | 14.55% | 14.11% | 13.93% | 13.73% | 13.53% | 13.35% | 13.21% | 13.11% | 13.05% | 12.98% | 12.88% | 12.71% | 12.49% | 12.24% | 12.02% | 11.88% | 11.77% | 11.62% | 11.47% | 11.33% | 11.26% | 11.26% | 11.26% | 11.26% | 11.26% | 11.26% | 11.26% | 11.26%
Central NSW (CNSW) | 10.65% | 10.25% | 9.975% | 9.68% | 9.367% | 9.217% | 9.103% | 8.99% | 8.898% | 8.832% | 8.787% | 8.761% | 8.744% | 8.711% | 8.628% | 8.499% | 8.376% | 8.257% | 8.167% | 8.114% | 8.055% | 7.986% | 7.912% | 7.879% | 7.879% | 7.879% | 7.879% | 7.879% | 7.879% | 7.879% | 7.879%
South NSW (SNSW) | 14.77% | 14.08% | 13.63% | 13.26% | 12.83% | 12.6% | 12.45% | 12.32% | 12.22% | 12.15% | 12.11% | 12.09% | 12.08% | 12.04% | 11.91% | 11.72% | 11.55% | 11.41% | 11.31% | 11.24% | 11.16% | 11.07% | 10.97% | 10.93% | 10.93% | 10.93% | 10.93% | 10.93% | 10.93% | 10.93% | 10.93%
Sydney, Newcastle and Wooloongong (SNW) | 57.36% | 59.72% | 61.13% | 62.51% | 63.7% | 64.25% | 64.71% | 65.16% | 65.53% | 65.81% | 66% | 66.1% | 66.19% | 66.37% | 66.75% | 67.3% | 67.83% | 68.31% | 68.64% | 68.87% | 69.16% | 69.48% | 69.79% | 69.93% | 69.93% | 69.93% | 69.93% | 69.93% | 69.93% | 69.93% | 69.93%
QLD | 100% | 100% | 100% | 100% | 100% | 100% | 100% | 100% | 100% | 100% | 100% | 100% | 100% | 100% | 100% | 100% | 100% | 100% | 100% | 100% | 100% | 100% | 100% | 100% | 100% | 100% | 100% | 100% | 100% | 100% | 100%
Central and North QLD (CNQ) | 18.75% | 19.01% | 19.06% | 19.01% | 18.93% | 18.89% | 18.87% | 18.85% | 18.85% | 18.84% | 18.84% | 18.84% | 18.83% | 18.83% | 18.82% | 18.81% | 18.82% | 18.83% | 18.83% | 18.86% | 18.93% | 18.94% | 18.93% | 18.95% | 18.95% | 18.95% | 18.95% | 18.95% | 18.95% | 18.95% | 18.95%
Gladstone Grid (GG) | 1.287% | 1.358% | 1.399% | 1.489% | 1.576% | 1.639% | 1.669% | 1.667% | 1.67% | 1.672% | 1.676% | 1.677% | 1.694% | 1.718% | 1.737% | 1.765% | 1.786% | 1.793% | 1.794% | 1.809% | 1.836% | 1.866% | 1.902% | 1.918% | 1.918% | 1.918% | 1.918% | 1.918% | 1.918% | 1.918% | 1.918%
Southern QLD (SQ) | 79.96% | 79.63% | 79.54% | 79.5% | 79.49% | 79.47% | 79.46% | 79.48% | 79.48% | 79.49% | 79.49% | 79.49% | 79.47% | 79.45% | 79.45% | 79.42% | 79.39% | 79.37% | 79.37% | 79.33% | 79.23% | 79.19% | 79.17% | 79.13% | 79.13% | 79.13% | 79.13% | 79.13% | 79.13% | 79.13% | 79.13%
SA | 100% | 100% | 100% | 100% | 100% | 100% | 100% | 100% | 100% | 100% | 100% | 100% | 100% | 100% | 100% | 100% | 100% | 100% | 100% | 100% | 100% | 100% | 100% | 100% | 100% | 100% | 100% | 100% | 100% | 100% | 100%
TAS | 100% | 100% | 100% | 100% | 100% | 100% | 100% | 100% | 100% | 100% | 100% | 100% | 100% | 100% | 100% | 100% | 100% | 100% | 100% | 100% | 100% | 100% | 100% | 100% | 100% | 100% | 100% | 100% | 100% | 100% | 100%
VIC | 100% | 100% | 100% | 100% | 100% | 100% | 100% | 100% | 100% | 100% | 100% | 100% | 100% | 100% | 100% | 100% | 100% | 100% | 100% | 100% | 100% | 100% | 100% | 100% | 100% | 100% | 100% | 100% | 100% | 100% | 100%
Hydrogen Export
| 2021-22 | 2022-23 | 2023-24 | 2024-25 | 2025-26 | 2026-27 | 2027-28 | 2028-29 | 2029-30 | 2030-31 | 2031-32 | 2032-33 | 2033-34 | 2034-35 | 2035-36 | 2036-37 | 2037-38 | 2038-39 | 2039-40 | 2040-41 | 2041-42 | 2042-43 | 2043-44 | 2044-45 | 2045-46 | 2046-47 | 2047-48 | 2048-49 | 2049-50 | 2050-51 | 2051-52
NSW | 100% | 100% | 100% | 100% | 100% | 100% | 100% | 100% | 100% | 100% | 100% | 100% | 100% | 100% | 100% | 100% | 100% | 100% | 100% | 100% | 100% | 100% | 100% | 100% | 100% | 100% | 100% | 100% | 100% | 100% | 100%
Northern NSW (NNSW) | 17.41% | 15.48% | 14.08% | 13.26% | 12.82% | 12.62% | 12.38% | 12.11% | 11.89% | 11.74% | 11.64% | 11.61% | 11.49% | 11.37% | 11.33% | 11.25% | 11.1% | 10.94% | 10.82% | 10.72% | 10.61% | 10.49% | 10.36% | 10.3% | 10.3% | 10.3% | 10.3% | 10.3% | 10.3% | 10.3% | 10.3%
Central NSW (CNSW) | 10.73% | 10.3% | 9.941% | 9.695% | 9.445% | 9.256% | 9.096% | 8.929% | 8.81% | 8.731% | 8.682% | 8.67% | 8.629% | 8.583% | 8.562% | 8.526% | 8.473% | 8.409% | 8.349% | 8.287% | 8.222% | 8.161% | 8.098% | 8.07% | 8.07% | 8.07% | 8.07% | 8.07% | 8.07% | 8.07% | 8.07%
South NSW (SNSW) | 15.29% | 14.66% | 13.88% | 13.47% | 13.22% | 13.01% | 12.85% | 12.66% | 12.52% | 12.44% | 12.38% | 12.36% | 12.28% | 12.21% | 12.16% | 12.09% | 12.02% | 11.94% | 11.86% | 11.79% | 11.7% | 11.61% | 11.52% | 11.48% | 11.48% | 11.48% | 11.48% | 11.48% | 11.48% | 11.48% | 11.48%
Sydney, Newcastle and Wooloongong (SNW) | 56.57% | 59.56% | 62.1% | 63.58% | 64.52% | 65.11% | 65.68% | 66.3% | 66.78% | 67.09% | 67.3% | 67.36% | 67.6% | 67.84% | 67.94% | 68.13% | 68.41% | 68.72% | 68.97% | 69.2% | 69.47% | 69.74% | 70.02% | 70.15% | 70.15% | 70.15% | 70.15% | 70.15% | 70.15% | 70.15% | 70.15%
QLD | 100% | 100% | 100% | 100% | 100% | 100% | 100% | 100% | 100% | 100% | 100% | 100% | 100% | 100% | 100% | 100% | 100% | 100% | 100% | 100% | 100% | 100% | 100% | 100% | 100% | 100% | 100% | 100% | 100% | 100% | 100%
Central and North QLD (CNQ) | 18.75% | 19.01% | 19.06% | 19.01% | 18.93% | 18.89% | 18.87% | 18.85% | 18.85% | 18.84% | 18.84% | 18.84% | 18.83% | 18.83% | 18.82% | 18.81% | 18.82% | 18.83% | 18.83% | 18.86% | 18.93% | 18.94% | 18.93% | 18.95% | 18.95% | 18.95% | 18.95% | 18.95% | 18.95% | 18.95% | 18.95%
Gladstone Grid (GG) | 1.287% | 1.358% | 1.399% | 1.489% | 1.576% | 1.639% | 1.669% | 1.667% | 1.67% | 1.672% | 1.676% | 1.677% | 1.694% | 1.718% | 1.737% | 1.765% | 1.786% | 1.793% | 1.794% | 1.809% | 1.836% | 1.866% | 1.902% | 1.918% | 1.918% | 1.918% | 1.918% | 1.918% | 1.918% | 1.918% | 1.918%
Southern QLD (SQ) | 79.96% | 79.63% | 79.54% | 79.5% | 79.49% | 79.47% | 79.46% | 79.48% | 79.48% | 79.49% | 79.49% | 79.49% | 79.47% | 79.45% | 79.45% | 79.42% | 79.39% | 79.37% | 79.37% | 79.33% | 79.23% | 79.19% | 79.17% | 79.13% | 79.13% | 79.13% | 79.13% | 79.13% | 79.13% | 79.13% | 79.13%
SA | 100% | 100% | 100% | 100% | 100% | 100% | 100% | 100% | 100% | 100% | 100% | 100% | 100% | 100% | 100% | 100% | 100% | 100% | 100% | 100% | 100% | 100% | 100% | 100% | 100% | 100% | 100% | 100% | 100% | 100% | 100%
TAS | 100% | 100% | 100% | 100% | 100% | 100% | 100% | 100% | 100% | 100% | 100% | 100% | 100% | 100% | 100% | 100% | 100% | 100% | 100% | 100% | 100% | 100% | 100% | 100% | 100% | 100% | 100% | 100% | 100% | 100% | 100%
VIC | 100% | 100% | 100% | 100% | 100% | 100% | 100% | 100% | 100% | 100% | 100% | 100% | 100% | 100% | 100% | 100% | 100% | 100% | 100% | 100% | 100% | 100% | 100% | 100% | 100% | 100% | 100% | 100% | 100% | 100% | 100%
Strong Electrification
| 2021-22 | 2022-23 | 2023-24 | 2024-25 | 2025-26 | 2026-27 | 2027-28 | 2028-29 | 2029-30 | 2030-31 | 2031-32 | 2032-33 | 2033-34 | 2034-35 | 2035-36 | 2036-37 | 2037-38 | 2038-39 | 2039-40 | 2040-41 | 2041-42 | 2042-43 | 2043-44 | 2044-45 | 2045-46 | 2046-47 | 2047-48 | 2048-49 | 2049-50 | 2050-51 | 2051-52
NSW | 100% | 100% | 100% | 100% | 100% | 100% | 100% | 100% | 100% | 100% | 100% | 100% | 100% | 100% | 100% | 100% | 100% | 100% | 100% | 100% | 100% | 100% | 100% | 100% | 100% | 100% | 100% | 100% | 100% | 100% | 100%
Northern NSW (NNSW) | 17.33% | 15.49% | 14.28% | 13.38% | 12.75% | 12.45% | 12.23% | 12.05% | 11.93% | 11.86% | 11.83% | 11.81% | 11.79% | 11.74% | 11.63% | 11.45% | 11.22% | 10.96% | 10.75% | 10.63% | 10.51% | 10.37% | 10.23% | 10.16% | 10.16% | 10.16% | 10.16% | 10.16% | 10.16% | 10.16% | 10.16%
Central NSW (CNSW) | 10.71% | 10.25% | 9.84% | 9.425% | 9.02% | 8.801% | 8.677% | 8.583% | 8.526% | 8.496% | 8.487% | 8.486% | 8.485% | 8.467% | 8.393% | 8.286% | 8.201% | 8.112% | 8.018% | 7.959% | 7.914% | 7.862% | 7.801% | 7.771% | 7.771% | 7.771% | 7.771% | 7.771% | 7.771% | 7.771% | 7.771%
South NSW (SNSW) | 14.85% | 14.11% | 13.48% | 13.01% | 12.5% | 12.25% | 12.15% | 12.05% | 12% | 11.97% | 11.96% | 11.95% | 11.95% | 11.92% | 11.79% | 11.63% | 11.52% | 11.4% | 11.28% | 11.22% | 11.17% | 11.1% | 11.01% | 10.97% | 10.97% | 10.97% | 10.97% | 10.97% | 10.97% | 10.97% | 10.97%
Sydney, Newcastle and Wooloongong (SNW) | 57.11% | 60.14% | 62.4% | 64.18% | 65.73% | 66.5% | 66.95% | 67.32% | 67.55% | 67.67% | 67.72% | 67.75% | 67.77% | 67.87% | 68.18% | 68.63% | 69.06% | 69.53% | 69.95% | 70.2% | 70.41% | 70.67% | 70.96% | 71.1% | 71.1% | 71.1% | 71.1% | 71.1% | 71.1% | 71.1% | 71.1%
QLD | 100% | 100% | 100% | 100% | 100% | 100% | 100% | 100% | 100% | 100% | 100% | 100% | 100% | 100% | 100% | 100% | 100% | 100% | 100% | 100% | 100% | 100% | 100% | 100% | 100% | 100% | 100% | 100% | 100% | 100% | 100%
Central and North QLD (CNQ) | 18.75% | 19.01% | 19.06% | 19.01% | 18.93% | 18.89% | 18.87% | 18.85% | 18.85% | 18.84% | 18.84% | 18.84% | 18.83% | 18.83% | 18.82% | 18.81% | 18.82% | 18.83% | 18.83% | 18.86% | 18.93% | 18.94% | 18.93% | 18.95% | 18.95% | 18.95% | 18.95% | 18.95% | 18.95% | 18.95% | 18.95%
Gladstone Grid (GG) | 1.287% | 1.358% | 1.399% | 1.489% | 1.576% | 1.639% | 1.669% | 1.667% | 1.67% | 1.672% | 1.676% | 1.677% | 1.694% | 1.718% | 1.737% | 1.765% | 1.786% | 1.793% | 1.794% | 1.809% | 1.836% | 1.866% | 1.902% | 1.918% | 1.918% | 1.918% | 1.918% | 1.918% | 1.918% | 1.918% | 1.918%
Southern QLD (SQ) | 79.96% | 79.63% | 79.54% | 79.5% | 79.49% | 79.47% | 79.46% | 79.48% | 79.48% | 79.49% | 79.49% | 79.49% | 79.47% | 79.45% | 79.45% | 79.42% | 79.39% | 79.37% | 79.37% | 79.33% | 79.23% | 79.19% | 79.17% | 79.13% | 79.13% | 79.13% | 79.13% | 79.13% | 79.13% | 79.13% | 79.13%
SA | 100% | 100% | 100% | 100% | 100% | 100% | 100% | 100% | 100% | 100% | 100% | 100% | 100% | 100% | 100% | 100% | 100% | 100% | 100% | 100% | 100% | 100% | 100% | 100% | 100% | 100% | 100% | 100% | 100% | 100% | 100%
TAS | 100% | 100% | 100% | 100% | 100% | 100% | 100% | 100% | 100% | 100% | 100% | 100% | 100% | 100% | 100% | 100% | 100% | 100% | 100% | 100% | 100% | 100% | 100% | 100% | 100% | 100% | 100% | 100% | 100% | 100% | 100%
VIC | 100% | 100% | 100% | 100% | 100% | 100% | 100% | 100% | 100% | 100% | 100% | 100% | 100% | 100% | 100% | 100% | 100% | 100% | 100% | 100% | 100% | 100% | 100% | 100% | 100% | 100% | 100% | 100% | 100% | 100% | 100%
PVNSG (Capacity, % of regional allocation)
Capacity of small-scale non-scheduled generating systems
Slow Change
| 2021-22 | 2022-23 | 2023-24 | 2024-25 | 2025-26 | 2026-27 | 2027-28 | 2028-29 | 2029-30 | 2030-31 | 2031-32 | 2032-33 | 2033-34 | 2034-35 | 2035-36 | 2036-37 | 2037-38 | 2038-39 | 2039-40 | 2040-41 | 2041-42 | 2042-43 | 2043-44 | 2044-45 | 2045-46 | 2046-47 | 2047-48 | 2048-49 | 2049-50 | 2050-51 | 2051-52
NSW | 100% | 100% | 100% | 100% | 100% | 100% | 100% | 100% | 100% | 100% | 100% | 100% | 100% | 100% | 100% | 100% | 100% | 100% | 100% | 100% | 100% | 100% | 100% | 100% | 100% | 100% | 100% | 100% | 100% | 100% | 100%
Northern NSW (NNSW) | 12.47% | 12.33% | 12.09% | 12.01% | 12.04% | 11.47% | 10.59% | 11.58% | 11.13% | 10.7% | 10.1% | 10.9% | 10.61% | 10.29% | 9.838% | 10.67% | 10.38% | 10.08% | 9.629% | 10.31% | 10.07% | 9.843% | 9.509% | 9.476% | 9.476% | 9.476% | 9.476% | 9.476% | 9.476% | 9.476% | 9.476%
Central NSW (CNSW) | 12.37% | 12.08% | 12.84% | 12.54% | 11.95% | 15.62% | 17.72% | 20.59% | 19.4% | 21.89% | 22.95% | 24.76% | 23.47% | 25.16% | 25.68% | 27.24% | 25.98% | 27.63% | 28.12% | 29.29% | 28.24% | 29.58% | 29.7% | 29.8% | 29.8% | 29.8% | 29.8% | 29.8% | 29.8% | 29.8% | 29.8%
South NSW (SNSW) | 36.34% | 35.39% | 35.41% | 35.22% | 35.49% | 33.62% | 35.35% | 33.25% | 35.93% | 34.56% | 35.77% | 34.14% | 36.2% | 35.1% | 36.06% | 34.44% | 36.42% | 35.34% | 36.25% | 34.92% | 36.55% | 35.67% | 36.53% | 36.53% | 36.53% | 36.53% | 36.53% | 36.53% | 36.53% | 36.53% | 36.53%
Sydney, Newcastle and Wooloongong (SNW) | 38.83% | 40.2% | 39.65% | 40.23% | 40.52% | 39.28% | 36.33% | 34.58% | 33.54% | 32.85% | 31.18% | 30.2% | 29.73% | 29.45% | 28.42% | 27.65% | 27.22% | 26.95% | 26% | 25.49% | 25.14% | 24.91% | 24.26% | 24.19% | 24.19% | 24.19% | 24.19% | 24.19% | 24.19% | 24.19% | 24.19%
QLD | 100% | 100% | 100% | 100% | 100% | 100% | 100% | 100% | 100% | 100% | 100% | 100% | 100% | 100% | 100% | 100% | 100% | 100% | 100% | 100% | 100% | 100% | 100% | 100% | 100% | 100% | 100% | 100% | 100% | 100% | 100%
Central and North QLD (CNQ) | 40.47% | 40.78% | 41.37% | 41.56% | 41.55% | 41.63% | 41.8% | 41.78% | 41.26% | 41.36% | 42.33% | 42.55% | 43.38% | 43.54% | 44.24% | 44.33% | 44.95% | 45.02% | 45.55% | 45.59% | 46.07% | 46.09% | 46.52% | 46.59% | 46.59% | 46.59% | 46.59% | 46.59% | 46.59% | 46.59% | 46.59%
Gladstone Grid (GG) | 0.5507% | 0.5129% | 0.4921% | 0.4853% | 0.4856% | 0.4829% | 0.4769% | 0.4777% | 0.4945% | 0.4952% | 0.4855% | 0.4782% | 0.4699% | 0.4658% | 0.4593% | 0.4549% | 0.4491% | 0.4467% | 0.4421% | 0.4391% | 0.4348% | 0.4334% | 0.4298% | 0.4272% | 0.4272% | 0.4272% | 0.4272% | 0.4272% | 0.4272% | 0.4272% | 0.4272%
Southern QLD (SQ) | 58.98% | 58.71% | 58.14% | 57.95% | 57.96% | 57.89% | 57.72% | 57.75% | 58.25% | 58.15% | 57.19% | 56.97% | 56.15% | 55.99% | 55.31% | 55.21% | 54.6% | 54.53% | 54% | 53.97% | 53.5% | 53.47% | 53.05% | 52.98% | 52.98% | 52.98% | 52.98% | 52.98% | 52.98% | 52.98% | 52.98%
SA | 100% | 100% | 100% | 100% | 100% | 100% | 100% | 100% | 100% | 100% | 100% | 100% | 100% | 100% | 100% | 100% | 100% | 100% | 100% | 100% | 100% | 100% | 100% | 100% | 100% | 100% | 100% | 100% | 100% | 100% | 100%
TAS | 100% | 100% | 100% | 100% | 100% | 100% | 100% | 100% | 100% | 100% | 100% | 100% | 100% | 100% | 100% | 100% | 100% | 100% | 100% | 100% | 100% | 100% | 100% | 100% | 100% | 100% | 100% | 100% | 100% | 100% | 100%
VIC | 100% | 100% | 100% | 100% | 100% | 100% | 100% | 100% | 100% | 100% | 100% | 100% | 100% | 100% | 100% | 100% | 100% | 100% | 100% | 100% | 100% | 100% | 100% | 100% | 100% | 100% | 100% | 100% | 100% | 100% | 100%
Progressive Change
| 2021-22 | 2022-23 | 2023-24 | 2024-25 | 2025-26 | 2026-27 | 2027-28 | 2028-29 | 2029-30 | 2030-31 | 2031-32 | 2032-33 | 2033-34 | 2034-35 | 2035-36 | 2036-37 | 2037-38 | 2038-39 | 2039-40 | 2040-41 | 2041-42 | 2042-43 | 2043-44 | 2044-45 | 2045-46 | 2046-47 | 2047-48 | 2048-49 | 2049-50 | 2050-51 | 2051-52
NSW | 100% | 100% | 100% | 100% | 100% | 100% | 100% | 100% | 100% | 100% | 100% | 100% | 100% | 100% | 100% | 100% | 100% | 100% | 100% | 100% | 100% | 100% | 100% | 100% | 100% | 100% | 100% | 100% | 100% | 100% | 100%
Northern NSW (NNSW) | 10.84% | 10.98% | 10.81% | 10.65% | 10.63% | 9.973% | 9.106% | 10.47% | 10.06% | 9.64% | 9.022% | 9.984% | 9.698% | 9.4% | 8.945% | 9.751% | 9.507% | 9.26% | 8.898% | 9.556% | 9.389% | 9.189% | 8.877% | 8.864% | 8.864% | 8.864% | 8.864% | 8.864% | 8.864% | 8.864% | 8.864%
Central NSW (CNSW) | 17.54% | 16.4% | 16.94% | 16.76% | 16.22% | 20.56% | 22.48% | 25.05% | 23.28% | 25.87% | 26.82% | 28.57% | 27.08% | 28.85% | 29.34% | 30.47% | 29.27% | 30.67% | 30.95% | 31.85% | 30.71% | 31.82% | 32.02% | 32.06% | 32.06% | 32.06% | 32.06% | 32.06% | 32.06% | 32.06% | 32.06%
South NSW (SNSW) | 36.31% | 35.51% | 35.53% | 35.3% | 35.63% | 33.41% | 35.45% | 33.02% | 36.08% | 34.52% | 35.89% | 34.07% | 36.31% | 35.11% | 36.13% | 34.68% | 36.44% | 35.48% | 36.28% | 35.08% | 36.53% | 35.72% | 36.39% | 36.39% | 36.39% | 36.39% | 36.39% | 36.39% | 36.39% | 36.39% | 36.39%
Sydney, Newcastle and Wooloongong (SNW) | 35.32% | 37.11% | 36.73% | 37.3% | 37.52% | 36.06% | 32.96% | 31.47% | 30.58% | 29.97% | 28.28% | 27.37% | 26.91% | 26.63% | 25.59% | 25.1% | 24.78% | 24.6% | 23.87% | 23.52% | 23.37% | 23.27% | 22.71% | 22.68% | 22.68% | 22.68% | 22.68% | 22.68% | 22.68% | 22.68% | 22.68%
QLD | 100% | 100% | 100% | 100% | 100% | 100% | 100% | 100% | 100% | 100% | 100% | 100% | 100% | 100% | 100% | 100% | 100% | 100% | 100% | 100% | 100% | 100% | 100% | 100% | 100% | 100% | 100% | 100% | 100% | 100% | 100%
Central and North QLD (CNQ) | 40.98% | 41.29% | 42.04% | 42.52% | 42.87% | 43.23% | 43.59% | 43.84% | 43.53% | 43.74% | 44.84% | 45.09% | 45.93% | 45.98% | 46.68% | 46.67% | 47.34% | 47.34% | 47.84% | 47.8% | 48.25% | 48.21% | 48.62% | 48.65% | 48.65% | 48.65% | 48.65% | 48.65% | 48.65% | 48.65% | 48.65%
Gladstone Grid (GG) | 0.5298% | 0.4949% | 0.4685% | 0.4516% | 0.4392% | 0.4266% | 0.4139% | 0.4053% | 0.4146% | 0.412% | 0.4013% | 0.393% | 0.3865% | 0.3862% | 0.3815% | 0.3802% | 0.3737% | 0.3733% | 0.371% | 0.3699% | 0.3677% | 0.3681% | 0.3656% | 0.3644% | 0.3644% | 0.3644% | 0.3644% | 0.3644% | 0.3644% | 0.3644% | 0.3644%
Southern QLD (SQ) | 58.49% | 58.22% | 57.49% | 57.03% | 56.69% | 56.34% | 55.99% | 55.76% | 56.06% | 55.85% | 54.76% | 54.52% | 53.68% | 53.63% | 52.94% | 52.95% | 52.29% | 52.28% | 51.79% | 51.83% | 51.39% | 51.42% | 51.01% | 50.98% | 50.98% | 50.98% | 50.98% | 50.98% | 50.98% | 50.98% | 50.98%
SA | 100% | 100% | 100% | 100% | 100% | 100% | 100% | 100% | 100% | 100% | 100% | 100% | 100% | 100% | 100% | 100% | 100% | 100% | 100% | 100% | 100% | 100% | 100% | 100% | 100% | 100% | 100% | 100% | 100% | 100% | 100%
TAS | 100% | 100% | 100% | 100% | 100% | 100% | 100% | 100% | 100% | 100% | 100% | 100% | 100% | 100% | 100% | 100% | 100% | 100% | 100% | 100% | 100% | 100% | 100% | 100% | 100% | 100% | 100% | 100% | 100% | 100% | 100%
VIC | 100% | 100% | 100% | 100% | 100% | 100% | 100% | 100% | 100% | 100% | 100% | 100% | 100% | 100% | 100% | 100% | 100% | 100% | 100% | 100% | 100% | 100% | 100% | 100% | 100% | 100% | 100% | 100% | 100% | 100% | 100%
Step Change
| 2021-22 | 2022-23 | 2023-24 | 2024-25 | 2025-26 | 2026-27 | 2027-28 | 2028-29 | 2029-30 | 2030-31 | 2031-32 | 2032-33 | 2033-34 | 2034-35 | 2035-36 | 2036-37 | 2037-38 | 2038-39 | 2039-40 | 2040-41 | 2041-42 | 2042-43 | 2043-44 | 2044-45 | 2045-46 | 2046-47 | 2047-48 | 2048-49 | 2049-50 | 2050-51 | 2051-52
NSW | 100% | 100% | 100% | 100% | 100% | 100% | 100% | 100% | 100% | 100% | 100% | 100% | 100% | 100% | 100% | 100% | 100% | 100% | 100% | 100% | 100% | 100% | 100% | 100% | 100% | 100% | 100% | 100% | 100% | 100% | 100%
Northern NSW (NNSW) | 10.79% | 10.84% | 10.77% | 10.59% | 10.47% | 9.876% | 9.094% | 10.33% | 9.986% | 9.587% | 9.042% | 9.945% | 9.676% | 9.391% | 8.973% | 9.717% | 9.505% | 9.275% | 8.939% | 9.546% | 9.39% | 9.2% | 8.911% | 8.899% | 8.899% | 8.899% | 8.899% | 8.899% | 8.899% | 8.899% | 8.899%
Central NSW (CNSW) | 16.91% | 15.48% | 14.98% | 14.89% | 14.76% | 18.77% | 20.69% | 23.13% | 21.52% | 23.97% | 24.88% | 26.51% | 25.2% | 26.89% | 27.41% | 28.52% | 27.38% | 28.7% | 29.01% | 29.9% | 28.86% | 29.92% | 30.14% | 30.18% | 30.18% | 30.18% | 30.18% | 30.18% | 30.18% | 30.18% | 30.18%
South NSW (SNSW) | 36.52% | 35.93% | 36.42% | 36.15% | 36.46% | 34.36% | 36.16% | 33.86% | 36.63% | 35.16% | 36.39% | 34.66% | 36.72% | 35.59% | 36.52% | 35.14% | 36.78% | 35.85% | 36.61% | 35.46% | 36.82% | 36.04% | 36.67% | 36.67% | 36.67% | 36.67% | 36.67% | 36.67% | 36.67% | 36.67% | 36.67%
Sydney, Newcastle and Wooloongong (SNW) | 35.78% | 37.74% | 37.84% | 38.37% | 38.31% | 36.99% | 34.06% | 32.68% | 31.87% | 31.29% | 29.69% | 28.88% | 28.4% | 28.13% | 27.1% | 26.63% | 26.33% | 26.18% | 25.44% | 25.09% | 24.94% | 24.85% | 24.28% | 24.25% | 24.25% | 24.25% | 24.25% | 24.25% | 24.25% | 24.25% | 24.25%
QLD | 100% | 100% | 100% | 100% | 100% | 100% | 100% | 100% | 100% | 100% | 100% | 100% | 100% | 100% | 100% | 100% | 100% | 100% | 100% | 100% | 100% | 100% | 100% | 100% | 100% | 100% | 100% | 100% | 100% | 100% | 100%
Central and North QLD (CNQ) | 40.6% | 40.76% | 40.96% | 40.83% | 40.89% | 41.28% | 42.5% | 42.76% | 43.65% | 43.83% | 44.6% | 44.71% | 45.37% | 45.4% | 45.94% | 45.93% | 46.44% | 46.43% | 46.84% | 46.82% | 47.2% | 47.17% | 47.51% | 47.54% | 47.54% | 47.54% | 47.54% | 47.54% | 47.54% | 47.54% | 47.54%
Gladstone Grid (GG) | 0.5416% | 0.5113% | 0.5023% | 0.5025% | 0.4987% | 0.4901% | 0.4741% | 0.4652% | 0.4564% | 0.4514% | 0.4434% | 0.4378% | 0.4311% | 0.43% | 0.4254% | 0.4236% | 0.4183% | 0.4178% | 0.415% | 0.413% | 0.4102% | 0.4102% | 0.4076% | 0.4067% | 0.4067% | 0.4067% | 0.4067% | 0.4067% | 0.4067% | 0.4067% | 0.4067%
Southern QLD (SQ) | 58.86% | 58.72% | 58.53% | 58.67% | 58.61% | 58.23% | 57.03% | 56.77% | 55.89% | 55.72% | 54.96% | 54.85% | 54.2% | 54.17% | 53.63% | 53.65% | 53.14% | 53.15% | 52.74% | 52.77% | 52.39% | 52.42% | 52.08% | 52.06% | 52.06% | 52.06% | 52.06% | 52.06% | 52.06% | 52.06% | 52.06%
SA | 100% | 100% | 100% | 100% | 100% | 100% | 100% | 100% | 100% | 100% | 100% | 100% | 100% | 100% | 100% | 100% | 100% | 100% | 100% | 100% | 100% | 100% | 100% | 100% | 100% | 100% | 100% | 100% | 100% | 100% | 100%
TAS | 100% | 100% | 100% | 100% | 100% | 100% | 100% | 100% | 100% | 100% | 100% | 100% | 100% | 100% | 100% | 100% | 100% | 100% | 100% | 100% | 100% | 100% | 100% | 100% | 100% | 100% | 100% | 100% | 100% | 100% | 100%
VIC | 100% | 100% | 100% | 100% | 100% | 100% | 100% | 100% | 100% | 100% | 100% | 100% | 100% | 100% | 100% | 100% | 100% | 100% | 100% | 100% | 100% | 100% | 100% | 100% | 100% | 100% | 100% | 100% | 100% | 100% | 100%
Hydrogen Export
| 2021-22 | 2022-23 | 2023-24 | 2024-25 | 2025-26 | 2026-27 | 2027-28 | 2028-29 | 2029-30 | 2030-31 | 2031-32 | 2032-33 | 2033-34 | 2034-35 | 2035-36 | 2036-37 | 2037-38 | 2038-39 | 2039-40 | 2040-41 | 2041-42 | 2042-43 | 2043-44 | 2044-45 | 2045-46 | 2046-47 | 2047-48 | 2048-49 | 2049-50 | 2050-51 | 2051-52
NSW | 100% | 100% | 100% | 100% | 100% | 100% | 100% | 100% | 100% | 100% | 100% | 100% | 100% | 100% | 100% | 100% | 100% | 100% | 100% | 100% | 100% | 100% | 100% | 100% | 100% | 100% | 100% | 100% | 100% | 100% | 100%
Northern NSW (NNSW) | 9.955% | 9.971% | 9.783% | 9.507% | 9.524% | 9.033% | 8.407% | 9.608% | 9.362% | 9.039% | 8.604% | 9.464% | 9.257% | 9.007% | 8.653% | 9.343% | 9.179% | 8.977% | 8.694% | 9.255% | 9.137% | 8.972% | 8.726% | 8.721% | 8.721% | 8.721% | 8.721% | 8.721% | 8.721% | 8.721% | 8.721%
Central NSW (CNSW) | 19.3% | 17.84% | 17.53% | 17.62% | 16.97% | 20.38% | 21.81% | 23.81% | 22.04% | 24.08% | 24.7% | 26.04% | 24.68% | 26.14% | 26.53% | 27.47% | 26.32% | 27.45% | 27.67% | 28.42% | 27.38% | 28.29% | 28.45% | 28.47% | 28.47% | 28.47% | 28.47% | 28.47% | 28.47% | 28.47% | 28.47%
South NSW (SNSW) | 36.56% | 36.14% | 36.75% | 36.4% | 36.77% | 34.73% | 36.47% | 34.26% | 36.86% | 35.44% | 36.63% | 34.99% | 36.91% | 35.83% | 36.72% | 35.42% | 36.94% | 36.06% | 36.78% | 35.7% | 36.96% | 36.22% | 36.83% | 36.83% | 36.83% | 36.83% | 36.83% | 36.83% | 36.83% | 36.83% | 36.83%
Sydney, Newcastle and Wooloongong (SNW) | 34.18% | 36.05% | 35.94% | 36.47% | 36.74% | 35.86% | 33.32% | 32.32% | 31.74% | 31.44% | 30.07% | 29.5% | 29.15% | 29.02% | 28.09% | 27.77% | 27.56% | 27.51% | 26.85% | 26.62% | 26.52% | 26.52% | 26% | 25.99% | 25.99% | 25.99% | 25.99% | 25.99% | 25.99% | 25.99% | 25.99%
QLD | 100% | 100% | 100% | 100% | 100% | 100% | 100% | 100% | 100% | 100% | 100% | 100% | 100% | 100% | 100% | 100% | 100% | 100% | 100% | 100% | 100% | 100% | 100% | 100% | 100% | 100% | 100% | 100% | 100% | 100% | 100%
Central and North QLD (CNQ) | 41.27% | 41.71% | 42.23% | 42.4% | 42.26% | 42.41% | 43.35% | 43.36% | 43.99% | 43.94% | 44.47% | 44.44% | 44.97% | 44.9% | 45.33% | 45.22% | 45.63% | 45.55% | 45.87% | 45.78% | 46.07% | 45.97% | 46.24% | 46.26% | 46.26% | 46.26% | 46.26% | 46.26% | 46.26% | 46.26% | 46.26%
Gladstone Grid (GG) | 0.5151% | 0.4775% | 0.4568% | 0.4452% | 0.4481% | 0.447% | 0.4386% | 0.4375% | 0.436% | 0.4388% | 0.4376% | 0.4362% | 0.4327% | 0.4349% | 0.4331% | 0.434% | 0.4311% | 0.4331% | 0.4326% | 0.4327% | 0.432% | 0.4341% | 0.4333% | 0.4328% | 0.4328% | 0.4328% | 0.4328% | 0.4328% | 0.4328% | 0.4328% | 0.4328%
Southern QLD (SQ) | 58.21% | 57.82% | 57.32% | 57.16% | 57.29% | 57.14% | 56.21% | 56.2% | 55.57% | 55.62% | 55.09% | 55.12% | 54.6% | 54.66% | 54.24% | 54.35% | 53.93% | 54.01% | 53.7% | 53.79% | 53.5% | 53.59% | 53.32% | 53.31% | 53.31% | 53.31% | 53.31% | 53.31% | 53.31% | 53.31% | 53.31%
SA | 100% | 100% | 100% | 100% | 100% | 100% | 100% | 100% | 100% | 100% | 100% | 100% | 100% | 100% | 100% | 100% | 100% | 100% | 100% | 100% | 100% | 100% | 100% | 100% | 100% | 100% | 100% | 100% | 100% | 100% | 100%
TAS | 100% | 100% | 100% | 100% | 100% | 100% | 100% | 100% | 100% | 100% | 100% | 100% | 100% | 100% | 100% | 100% | 100% | 100% | 100% | 100% | 100% | 100% | 100% | 100% | 100% | 100% | 100% | 100% | 100% | 100% | 100%
VIC | 100% | 100% | 100% | 100% | 100% | 100% | 100% | 100% | 100% | 100% | 100% | 100% | 100% | 100% | 100% | 100% | 100% | 100% | 100% | 100% | 100% | 100% | 100% | 100% | 100% | 100% | 100% | 100% | 100% | 100% | 100%
Strong Electrification
| 2021-22 | 2022-23 | 2023-24 | 2024-25 | 2025-26 | 2026-27 | 2027-28 | 2028-29 | 2029-30 | 2030-31 | 2031-32 | 2032-33 | 2033-34 | 2034-35 | 2035-36 | 2036-37 | 2037-38 | 2038-39 | 2039-40 | 2040-41 | 2041-42 | 2042-43 | 2043-44 | 2044-45 | 2045-46 | 2046-47 | 2047-48 | 2048-49 | 2049-50 | 2050-51 | 2051-52
NSW | 100% | 100% | 100% | 100% | 100% | 100% | 100% | 100% | 100% | 100% | 100% | 100% | 100% | 100% | 100% | 100% | 100% | 100% | 100% | 100% | 100% | 100% | 100% | 100% | 100% | 100% | 100% | 100% | 100% | 100% | 100%
Northern NSW (NNSW) | 10.01% | 10.09% | 10.04% | 9.844% | 9.802% | 9.235% | 8.554% | 9.75% | 9.451% | 9.106% | 8.61% | 9.484% | 9.269% | 9.014% | 8.635% | 9.356% | 9.171% | 8.96% | 8.655% | 9.247% | 9.119% | 8.946% | 8.685% | 8.679% | 8.679% | 8.679% | 8.679% | 8.679% | 8.679% | 8.679% | 8.679%
Central NSW (CNSW) | 19.28% | 17.67% | 17.01% | 16.91% | 16.49% | 20.26% | 21.86% | 24.12% | 22.45% | 24.64% | 25.43% | 26.92% | 25.51% | 27.05% | 27.48% | 28.48% | 27.33% | 28.53% | 28.79% | 29.58% | 28.51% | 29.48% | 29.66% | 29.67% | 29.67% | 29.67% | 29.67% | 29.67% | 29.67% | 29.67% | 29.67%
South NSW (SNSW) | 36.61% | 36.06% | 36.61% | 36.29% | 36.63% | 34.57% | 36.33% | 34.09% | 36.77% | 35.32% | 36.53% | 34.85% | 36.84% | 35.73% | 36.64% | 35.3% | 36.88% | 35.98% | 36.71% | 35.6% | 36.9% | 36.14% | 36.76% | 36.76% | 36.76% | 36.76% | 36.76% | 36.76% | 36.76% | 36.76% | 36.76%
Sydney, Newcastle and Wooloongong (SNW) | 34.1% | 36.18% | 36.34% | 36.95% | 37.08% | 35.93% | 33.25% | 32.03% | 31.33% | 30.93% | 29.43% | 28.74% | 28.38% | 28.21% | 27.24% | 26.87% | 26.62% | 26.53% | 25.84% | 25.57% | 25.47% | 25.43% | 24.9% | 24.89% | 24.89% | 24.89% | 24.89% | 24.89% | 24.89% | 24.89% | 24.89%
QLD | 100% | 100% | 100% | 100% | 100% | 100% | 100% | 100% | 100% | 100% | 100% | 100% | 100% | 100% | 100% | 100% | 100% | 100% | 100% | 100% | 100% | 100% | 100% | 100% | 100% | 100% | 100% | 100% | 100% | 100% | 100%
Central and North QLD (CNQ) | 41.14% | 41.59% | 41.94% | 41.91% | 41.89% | 42.22% | 43.27% | 43.49% | 44.26% | 44.29% | 44.97% | 45.05% | 45.59% | 45.54% | 46.01% | 45.94% | 46.39% | 46.33% | 46.69% | 46.61% | 46.92% | 46.85% | 47.14% | 47.16% | 47.16% | 47.16% | 47.16% | 47.16% | 47.16% | 47.16% | 47.16%
Gladstone Grid (GG) | 0.5219% | 0.4821% | 0.4674% | 0.4635% | 0.4624% | 0.4553% | 0.4441% | 0.4361% | 0.43% | 0.4303% | 0.4243% | 0.4198% | 0.4162% | 0.4179% | 0.415% | 0.415% | 0.4111% | 0.4123% | 0.4109% | 0.4107% | 0.4097% | 0.4112% | 0.4098% | 0.4093% | 0.4093% | 0.4093% | 0.4093% | 0.4093% | 0.4093% | 0.4093% | 0.4093%
Southern QLD (SQ) | 58.34% | 57.93% | 57.59% | 57.63% | 57.65% | 57.32% | 56.29% | 56.08% | 55.31% | 55.28% | 54.6% | 54.53% | 54% | 54.04% | 53.58% | 53.65% | 53.2% | 53.25% | 52.9% | 52.98% | 52.67% | 52.74% | 52.45% | 52.43% | 52.43% | 52.43% | 52.43% | 52.43% | 52.43% | 52.43% | 52.43%
SA | 100% | 100% | 100% | 100% | 100% | 100% | 100% | 100% | 100% | 100% | 100% | 100% | 100% | 100% | 100% | 100% | 100% | 100% | 100% | 100% | 100% | 100% | 100% | 100% | 100% | 100% | 100% | 100% | 100% | 100% | 100%
TAS | 100% | 100% | 100% | 100% | 100% | 100% | 100% | 100% | 100% | 100% | 100% | 100% | 100% | 100% | 100% | 100% | 100% | 100% | 100% | 100% | 100% | 100% | 100% | 100% | 100% | 100% | 100% | 100% | 100% | 100% | 100%
VIC | 100% | 100% | 100% | 100% | 100% | 100% | 100% | 100% | 100% | 100% | 100% | 100% | 100% | 100% | 100% | 100% | 100% | 100% | 100% | 100% | 100% | 100% | 100% | 100% | 100% | 100% | 100% | 100% | 100% | 100% | 100%
Aggregated BEV and PHEV (Energy, % of regional allocation)
Amount of energy consumed by these electric vehicles
Slow Change
| 2021-22 | 2022-23 | 2023-24 | 2024-25 | 2025-26 | 2026-27 | 2027-28 | 2028-29 | 2029-30 | 2030-31 | 2031-32 | 2032-33 | 2033-34 | 2034-35 | 2035-36 | 2036-37 | 2037-38 | 2038-39 | 2039-40 | 2040-41 | 2041-42 | 2042-43 | 2043-44 | 2044-45 | 2045-46 | 2046-47 | 2047-48 | 2048-49 | 2049-50 | 2050-51 | 2051-52
NSW | 100% | 100% | 100% | 100% | 100% | 100% | 100% | 100% | 100% | 100% | 100% | 100% | 100% | 100% | 100% | 100% | 100% | 100% | 100% | 100% | 100% | 100% | 100% | 100% | 100% | 100% | 100% | 100% | 100% | 100% | 100%
Northern NSW (NNSW) | 10.55% | 10.55% | 10.55% | 10.55% | 10.55% | 10.55% | 10.55% | 10.55% | 10.55% | 10.55% | 10.55% | 10.55% | 10.55% | 10.55% | 10.55% | 10.55% | 10.55% | 10.55% | 10.55% | 10.55% | 10.55% | 10.55% | 10.55% | 10.55% | 10.55% | 10.55% | 10.55% | 10.55% | 10.55% | 10.55% | 10.55%
Central NSW (CNSW) | 6.285% | 6.285% | 6.285% | 6.285% | 6.285% | 6.285% | 6.285% | 6.285% | 6.285% | 6.285% | 6.285% | 6.285% | 6.285% | 6.285% | 6.285% | 6.285% | 6.285% | 6.285% | 6.285% | 6.285% | 6.285% | 6.285% | 6.285% | 6.285% | 6.285% | 6.285% | 6.285% | 6.285% | 6.285% | 6.285% | 6.285%
South NSW (SNSW) | 11.64% | 11.64% | 11.64% | 11.64% | 11.64% | 11.64% | 11.64% | 11.64% | 11.64% | 11.64% | 11.64% | 11.64% | 11.64% | 11.64% | 11.64% | 11.64% | 11.64% | 11.64% | 11.64% | 11.64% | 11.64% | 11.64% | 11.64% | 11.64% | 11.64% | 11.64% | 11.64% | 11.64% | 11.64% | 11.64% | 11.64%
Sydney, Newcastle and Wooloongong (SNW) | 71.52% | 71.52% | 71.52% | 71.52% | 71.52% | 71.52% | 71.52% | 71.52% | 71.52% | 71.52% | 71.52% | 71.52% | 71.52% | 71.52% | 71.52% | 71.52% | 71.52% | 71.52% | 71.52% | 71.52% | 71.52% | 71.52% | 71.52% | 71.52% | 71.52% | 71.52% | 71.52% | 71.52% | 71.52% | 71.52% | 71.52%
QLD | 100% | 100% | 100% | 100% | 100% | 100% | 100% | 100% | 100% | 100% | 100% | 100% | 100% | 100% | 100% | 100% | 100% | 100% | 100% | 100% | 100% | 100% | 100% | 100% | 100% | 100% | 100% | 100% | 100% | 100% | 100%
Central and North QLD (CNQ) | 19.27% | 19.27% | 19.27% | 19.27% | 19.27% | 19.27% | 19.27% | 19.27% | 19.27% | 19.27% | 19.27% | 19.27% | 19.27% | 19.27% | 19.27% | 19.27% | 19.27% | 19.27% | 19.27% | 19.27% | 19.27% | 19.27% | 19.27% | 19.27% | 19.27% | 19.27% | 19.27% | 19.27% | 19.27% | 19.27% | 19.27%
Gladstone Grid (GG) | 1.22% | 1.22% | 1.22% | 1.22% | 1.22% | 1.22% | 1.22% | 1.22% | 1.22% | 1.22% | 1.22% | 1.22% | 1.22% | 1.22% | 1.22% | 1.22% | 1.22% | 1.22% | 1.22% | 1.22% | 1.22% | 1.22% | 1.22% | 1.22% | 1.22% | 1.22% | 1.22% | 1.22% | 1.22% | 1.22% | 1.22%
Southern QLD (SQ) | 79.51% | 79.51% | 79.51% | 79.51% | 79.51% | 79.51% | 79.51% | 79.51% | 79.51% | 79.51% | 79.51% | 79.51% | 79.51% | 79.51% | 79.51% | 79.51% | 79.51% | 79.51% | 79.51% | 79.51% | 79.51% | 79.51% | 79.51% | 79.51% | 79.51% | 79.51% | 79.51% | 79.51% | 79.51% | 79.51% | 79.51%
SA | 100% | 100% | 100% | 100% | 100% | 100% | 100% | 100% | 100% | 100% | 100% | 100% | 100% | 100% | 100% | 100% | 100% | 100% | 100% | 100% | 100% | 100% | 100% | 100% | 100% | 100% | 100% | 100% | 100% | 100% | 100%
TAS | 100% | 100% | 100% | 100% | 100% | 100% | 100% | 100% | 100% | 100% | 100% | 100% | 100% | 100% | 100% | 100% | 100% | 100% | 100% | 100% | 100% | 100% | 100% | 100% | 100% | 100% | 100% | 100% | 100% | 100% | 100%
VIC | 100% | 100% | 100% | 100% | 100% | 100% | 100% | 100% | 100% | 100% | 100% | 100% | 100% | 100% | 100% | 100% | 100% | 100% | 100% | 100% | 100% | 100% | 100% | 100% | 100% | 100% | 100% | 100% | 100% | 100% | 100%
Progressive Change
| 2021-22 | 2022-23 | 2023-24 | 2024-25 | 2025-26 | 2026-27 | 2027-28 | 2028-29 | 2029-30 | 2030-31 | 2031-32 | 2032-33 | 2033-34 | 2034-35 | 2035-36 | 2036-37 | 2037-38 | 2038-39 | 2039-40 | 2040-41 | 2041-42 | 2042-43 | 2043-44 | 2044-45 | 2045-46 | 2046-47 | 2047-48 | 2048-49 | 2049-50 | 2050-51 | 2051-52
NSW | 100% | 100% | 100% | 100% | 100% | 100% | 100% | 100% | 100% | 100% | 100% | 100% | 100% | 100% | 100% | 100% | 100% | 100% | 100% | 100% | 100% | 100% | 100% | 100% | 100% | 100% | 100% | 100% | 100% | 100% | 100%
Northern NSW (NNSW) | 10.56% | 10.56% | 10.56% | 10.56% | 10.56% | 10.56% | 10.56% | 10.56% | 10.56% | 10.56% | 10.56% | 10.56% | 10.56% | 10.56% | 10.56% | 10.56% | 10.56% | 10.56% | 10.56% | 10.56% | 10.56% | 10.56% | 10.56% | 10.56% | 10.56% | 10.56% | 10.56% | 10.56% | 10.56% | 10.56% | 10.56%
Central NSW (CNSW) | 6.32% | 6.32% | 6.32% | 6.32% | 6.32% | 6.32% | 6.32% | 6.32% | 6.32% | 6.32% | 6.32% | 6.32% | 6.32% | 6.32% | 6.32% | 6.32% | 6.32% | 6.32% | 6.32% | 6.32% | 6.32% | 6.32% | 6.32% | 6.32% | 6.32% | 6.32% | 6.32% | 6.32% | 6.32% | 6.32% | 6.32%
South NSW (SNSW) | 11.6% | 11.6% | 11.6% | 11.6% | 11.6% | 11.6% | 11.6% | 11.6% | 11.6% | 11.6% | 11.6% | 11.6% | 11.6% | 11.6% | 11.6% | 11.6% | 11.6% | 11.6% | 11.6% | 11.6% | 11.6% | 11.6% | 11.6% | 11.6% | 11.6% | 11.6% | 11.6% | 11.6% | 11.6% | 11.6% | 11.6%
Sydney, Newcastle and Wooloongong (SNW) | 71.53% | 71.53% | 71.53% | 71.53% | 71.53% | 71.53% | 71.53% | 71.53% | 71.53% | 71.53% | 71.53% | 71.53% | 71.53% | 71.53% | 71.53% | 71.53% | 71.53% | 71.53% | 71.53% | 71.53% | 71.53% | 71.53% | 71.53% | 71.53% | 71.53% | 71.53% | 71.53% | 71.53% | 71.53% | 71.53% | 71.53%
QLD | 99.99% | 99.99% | 99.99% | 99.99% | 99.99% | 99.99% | 99.99% | 99.99% | 99.99% | 99.99% | 99.99% | 99.99% | 99.99% | 99.99% | 99.99% | 99.99% | 99.99% | 99.99% | 99.99% | 99.99% | 99.99% | 99.99% | 99.99% | 99.99% | 99.99% | 99.99% | 99.99% | 99.99% | 99.99% | 99.99% | 99.99%
Central and North QLD (CNQ) | 19.24% | 19.24% | 19.24% | 19.24% | 19.24% | 19.24% | 19.24% | 19.24% | 19.24% | 19.24% | 19.24% | 19.24% | 19.24% | 19.24% | 19.24% | 19.24% | 19.24% | 19.24% | 19.24% | 19.24% | 19.24% | 19.24% | 19.24% | 19.24% | 19.24% | 19.24% | 19.24% | 19.24% | 19.24% | 19.24% | 19.24%
Gladstone Grid (GG) | 1.22% | 1.22% | 1.22% | 1.22% | 1.22% | 1.22% | 1.22% | 1.22% | 1.22% | 1.22% | 1.22% | 1.22% | 1.22% | 1.22% | 1.22% | 1.22% | 1.22% | 1.22% | 1.22% | 1.22% | 1.22% | 1.22% | 1.22% | 1.22% | 1.22% | 1.22% | 1.22% | 1.22% | 1.22% | 1.22% | 1.22%
Southern QLD (SQ) | 79.53% | 79.53% | 79.53% | 79.53% | 79.53% | 79.53% | 79.53% | 79.53% | 79.53% | 79.53% | 79.53% | 79.53% | 79.53% | 79.53% | 79.53% | 79.53% | 79.53% | 79.53% | 79.53% | 79.53% | 79.53% | 79.53% | 79.53% | 79.53% | 79.53% | 79.53% | 79.53% | 79.53% | 79.53% | 79.53% | 79.53%
SA | 100% | 100% | 100% | 100% | 100% | 100% | 100% | 100% | 100% | 100% | 100% | 100% | 100% | 100% | 100% | 100% | 100% | 100% | 100% | 100% | 100% | 100% | 100% | 100% | 100% | 100% | 100% | 100% | 100% | 100% | 100%
TAS | 100% | 100% | 100% | 100% | 100% | 100% | 100% | 100% | 100% | 100% | 100% | 100% | 100% | 100% | 100% | 100% | 100% | 100% | 100% | 100% | 100% | 100% | 100% | 100% | 100% | 100% | 100% | 100% | 100% | 100% | 100%
VIC | 100% | 100% | 100% | 100% | 100% | 100% | 100% | 100% | 100% | 100% | 100% | 100% | 100% | 100% | 100% | 100% | 100% | 100% | 100% | 100% | 100% | 100% | 100% | 100% | 100% | 100% | 100% | 100% | 100% | 100% | 100%
Step Change
| 2021-22 | 2022-23 | 2023-24 | 2024-25 | 2025-26 | 2026-27 | 2027-28 | 2028-29 | 2029-30 | 2030-31 | 2031-32 | 2032-33 | 2033-34 | 2034-35 | 2035-36 | 2036-37 | 2037-38 | 2038-39 | 2039-40 | 2040-41 | 2041-42 | 2042-43 | 2043-44 | 2044-45 | 2045-46 | 2046-47 | 2047-48 | 2048-49 | 2049-50 | 2050-51 | 2051-52
NSW | 100% | 100% | 100% | 100% | 100% | 100% | 100% | 100% | 100% | 100% | 100% | 100% | 100% | 100% | 100% | 100% | 100% | 100% | 100% | 100% | 100% | 100% | 100% | 100% | 100% | 100% | 100% | 100% | 100% | 100% | 100%
Northern NSW (NNSW) | 10.55% | 10.55% | 10.55% | 10.55% | 10.55% | 10.55% | 10.55% | 10.55% | 10.55% | 10.55% | 10.55% | 10.55% | 10.55% | 10.55% | 10.55% | 10.55% | 10.55% | 10.55% | 10.55% | 10.55% | 10.55% | 10.55% | 10.55% | 10.55% | 10.55% | 10.55% | 10.55% | 10.55% | 10.55% | 10.55% | 10.55%
Central NSW (CNSW) | 6.29% | 6.29% | 6.29% | 6.29% | 6.29% | 6.29% | 6.29% | 6.29% | 6.29% | 6.29% | 6.29% | 6.29% | 6.29% | 6.29% | 6.29% | 6.29% | 6.29% | 6.29% | 6.29% | 6.29% | 6.29% | 6.29% | 6.29% | 6.29% | 6.29% | 6.29% | 6.29% | 6.29% | 6.29% | 6.29% | 6.29%
South NSW (SNSW) | 11.64% | 11.64% | 11.64% | 11.64% | 11.64% | 11.64% | 11.64% | 11.64% | 11.64% | 11.64% | 11.64% | 11.64% | 11.64% | 11.64% | 11.64% | 11.64% | 11.64% | 11.64% | 11.64% | 11.64% | 11.64% | 11.64% | 11.64% | 11.64% | 11.64% | 11.64% | 11.64% | 11.64% | 11.64% | 11.64% | 11.64%
Sydney, Newcastle and Wooloongong (SNW) | 71.52% | 71.52% | 71.52% | 71.52% | 71.52% | 71.52% | 71.52% | 71.52% | 71.52% | 71.52% | 71.52% | 71.52% | 71.52% | 71.52% | 71.52% | 71.52% | 71.52% | 71.52% | 71.52% | 71.52% | 71.52% | 71.52% | 71.52% | 71.52% | 71.52% | 71.52% | 71.52% | 71.52% | 71.52% | 71.52% | 71.52%
QLD | 100% | 100% | 100% | 100% | 100% | 100% | 100% | 100% | 100% | 100% | 100% | 100% | 100% | 100% | 100% | 100% | 100% | 100% | 100% | 100% | 100% | 100% | 100% | 100% | 100% | 100% | 100% | 100% | 100% | 100% | 100%
Central and North QLD (CNQ) | 19.27% | 19.27% | 19.27% | 19.27% | 19.27% | 19.27% | 19.27% | 19.27% | 19.27% | 19.27% | 19.27% | 19.27% | 19.27% | 19.27% | 19.27% | 19.27% | 19.27% | 19.27% | 19.27% | 19.27% | 19.27% | 19.27% | 19.27% | 19.27% | 19.27% | 19.27% | 19.27% | 19.27% | 19.27% | 19.27% | 19.27%
Gladstone Grid (GG) | 1.22% | 1.22% | 1.22% | 1.22% | 1.22% | 1.22% | 1.22% | 1.22% | 1.22% | 1.22% | 1.22% | 1.22% | 1.22% | 1.22% | 1.22% | 1.22% | 1.22% | 1.22% | 1.22% | 1.22% | 1.22% | 1.22% | 1.22% | 1.22% | 1.22% | 1.22% | 1.22% | 1.22% | 1.22% | 1.22% | 1.22%
Southern QLD (SQ) | 79.51% | 79.51% | 79.51% | 79.51% | 79.51% | 79.51% | 79.51% | 79.51% | 79.51% | 79.51% | 79.51% | 79.51% | 79.51% | 79.51% | 79.51% | 79.51% | 79.51% | 79.51% | 79.51% | 79.51% | 79.51% | 79.51% | 79.51% | 79.51% | 79.51% | 79.51% | 79.51% | 79.51% | 79.51% | 79.51% | 79.51%
SA | 100% | 100% | 100% | 100% | 100% | 100% | 100% | 100% | 100% | 100% | 100% | 100% | 100% | 100% | 100% | 100% | 100% | 100% | 100% | 100% | 100% | 100% | 100% | 100% | 100% | 100% | 100% | 100% | 100% | 100% | 100%
TAS | 100% | 100% | 100% | 100% | 100% | 100% | 100% | 100% | 100% | 100% | 100% | 100% | 100% | 100% | 100% | 100% | 100% | 100% | 100% | 100% | 100% | 100% | 100% | 100% | 100% | 100% | 100% | 100% | 100% | 100% | 100%
VIC | 100% | 100% | 100% | 100% | 100% | 100% | 100% | 100% | 100% | 100% | 100% | 100% | 100% | 100% | 100% | 100% | 100% | 100% | 100% | 100% | 100% | 100% | 100% | 100% | 100% | 100% | 100% | 100% | 100% | 100% | 100%
Hydrogen Export
| 2021-22 | 2022-23 | 2023-24 | 2024-25 | 2025-26 | 2026-27 | 2027-28 | 2028-29 | 2029-30 | 2030-31 | 2031-32 | 2032-33 | 2033-34 | 2034-35 | 2035-36 | 2036-37 | 2037-38 | 2038-39 | 2039-40 | 2040-41 | 2041-42 | 2042-43 | 2043-44 | 2044-45 | 2045-46 | 2046-47 | 2047-48 | 2048-49 | 2049-50 | 2050-51 | 2051-52
NSW | 100% | 100% | 100% | 100% | 100% | 100% | 100% | 100% | 100% | 100% | 100% | 100% | 100% | 100% | 100% | 100% | 100% | 100% | 100% | 100% | 100% | 100% | 100% | 100% | 100% | 100% | 100% | 100% | 100% | 100% | 100%
Northern NSW (NNSW) | 10.55% | 10.55% | 10.55% | 10.55% | 10.55% | 10.55% | 10.55% | 10.55% | 10.55% | 10.55% | 10.55% | 10.55% | 10.55% | 10.55% | 10.55% | 10.55% | 10.55% | 10.55% | 10.55% | 10.55% | 10.55% | 10.55% | 10.55% | 10.55% | 10.55% | 10.55% | 10.55% | 10.55% | 10.55% | 10.55% | 10.55%
Central NSW (CNSW) | 6.29% | 6.29% | 6.29% | 6.29% | 6.29% | 6.29% | 6.29% | 6.29% | 6.29% | 6.29% | 6.29% | 6.29% | 6.29% | 6.29% | 6.29% | 6.29% | 6.29% | 6.29% | 6.29% | 6.29% | 6.29% | 6.29% | 6.29% | 6.29% | 6.29% | 6.29% | 6.29% | 6.29% | 6.29% | 6.29% | 6.29%
South NSW (SNSW) | 11.64% | 11.64% | 11.64% | 11.64% | 11.64% | 11.64% | 11.64% | 11.64% | 11.64% | 11.64% | 11.64% | 11.64% | 11.64% | 11.64% | 11.64% | 11.64% | 11.64% | 11.64% | 11.64% | 11.64% | 11.64% | 11.64% | 11.64% | 11.64% | 11.64% | 11.64% | 11.64% | 11.64% | 11.64% | 11.64% | 11.64%
Sydney, Newcastle and Wooloongong (SNW) | 71.52% | 71.52% | 71.52% | 71.52% | 71.52% | 71.52% | 71.52% | 71.52% | 71.52% | 71.52% | 71.52% | 71.52% | 71.52% | 71.52% | 71.52% | 71.52% | 71.52% | 71.52% | 71.52% | 71.52% | 71.52% | 71.52% | 71.52% | 71.52% | 71.52% | 71.52% | 71.52% | 71.52% | 71.52% | 71.52% | 71.52%
QLD | 100% | 100% | 100% | 100% | 100% | 100% | 100% | 100% | 100% | 100% | 100% | 100% | 100% | 100% | 100% | 100% | 100% | 100% | 100% | 100% | 100% | 100% | 100% | 100% | 100% | 100% | 100% | 100% | 100% | 100% | 100%
Central and North QLD (CNQ) | 19.27% | 19.27% | 19.27% | 19.27% | 19.27% | 19.27% | 19.27% | 19.27% | 19.27% | 19.27% | 19.27% | 19.27% | 19.27% | 19.27% | 19.27% | 19.27% | 19.27% | 19.27% | 19.27% | 19.27% | 19.27% | 19.27% | 19.27% | 19.27% | 19.27% | 19.27% | 19.27% | 19.27% | 19.27% | 19.27% | 19.27%
Gladstone Grid (GG) | 1.22% | 1.22% | 1.22% | 1.22% | 1.22% | 1.22% | 1.22% | 1.22% | 1.22% | 1.22% | 1.22% | 1.22% | 1.22% | 1.22% | 1.22% | 1.22% | 1.22% | 1.22% | 1.22% | 1.22% | 1.22% | 1.22% | 1.22% | 1.22% | 1.22% | 1.22% | 1.22% | 1.22% | 1.22% | 1.22% | 1.22%
Southern QLD (SQ) | 79.51% | 79.51% | 79.51% | 79.51% | 79.51% | 79.51% | 79.51% | 79.51% | 79.51% | 79.51% | 79.51% | 79.51% | 79.51% | 79.51% | 79.51% | 79.51% | 79.51% | 79.51% | 79.51% | 79.51% | 79.51% | 79.51% | 79.51% | 79.51% | 79.51% | 79.51% | 79.51% | 79.51% | 79.51% | 79.51% | 79.51%
SA | 100% | 100% | 100% | 100% | 100% | 100% | 100% | 100% | 100% | 100% | 100% | 100% | 100% | 100% | 100% | 100% | 100% | 100% | 100% | 100% | 100% | 100% | 100% | 100% | 100% | 100% | 100% | 100% | 100% | 100% | 100%
TAS | 100% | 100% | 100% | 100% | 100% | 100% | 100% | 100% | 100% | 100% | 100% | 100% | 100% | 100% | 100% | 100% | 100% | 100% | 100% | 100% | 100% | 100% | 100% | 100% | 100% | 100% | 100% | 100% | 100% | 100% | 100%
VIC | 100% | 100% | 100% | 100% | 100% | 100% | 100% | 100% | 100% | 100% | 100% | 100% | 100% | 100% | 100% | 100% | 100% | 100% | 100% | 100% | 100% | 100% | 100% | 100% | 100% | 100% | 100% | 100% | 100% | 100% | 100%
Strong Electrification
| 2021-22 | 2022-23 | 2023-24 | 2024-25 | 2025-26 | 2026-27 | 2027-28 | 2028-29 | 2029-30 | 2030-31 | 2031-32 | 2032-33 | 2033-34 | 2034-35 | 2035-36 | 2036-37 | 2037-38 | 2038-39 | 2039-40 | 2040-41 | 2041-42 | 2042-43 | 2043-44 | 2044-45 | 2045-46 | 2046-47 | 2047-48 | 2048-49 | 2049-50 | 2050-51 | 2051-52
NSW | 100% | 100% | 100% | 100% | 100% | 100% | 100% | 100% | 100% | 100% | 100% | 100% | 100% | 100% | 100% | 100% | 100% | 100% | 100% | 100% | 100% | 100% | 100% | 100% | 100% | 100% | 100% | 100% | 100% | 100% | 100%
Northern NSW (NNSW) | 10.55% | 10.55% | 10.55% | 10.55% | 10.55% | 10.55% | 10.55% | 10.55% | 10.55% | 10.55% | 10.55% | 10.55% | 10.55% | 10.55% | 10.55% | 10.55% | 10.55% | 10.55% | 10.55% | 10.55% | 10.55% | 10.55% | 10.55% | 10.55% | 10.55% | 10.55% | 10.55% | 10.55% | 10.55% | 10.55% | 10.55%
Central NSW (CNSW) | 6.29% | 6.29% | 6.29% | 6.29% | 6.29% | 6.29% | 6.29% | 6.29% | 6.29% | 6.29% | 6.29% | 6.29% | 6.29% | 6.29% | 6.29% | 6.29% | 6.29% | 6.29% | 6.29% | 6.29% | 6.29% | 6.29% | 6.29% | 6.29% | 6.29% | 6.29% | 6.29% | 6.29% | 6.29% | 6.29% | 6.29%
South NSW (SNSW) | 11.64% | 11.64% | 11.64% | 11.64% | 11.64% | 11.64% | 11.64% | 11.64% | 11.64% | 11.64% | 11.64% | 11.64% | 11.64% | 11.64% | 11.64% | 11.64% | 11.64% | 11.64% | 11.64% | 11.64% | 11.64% | 11.64% | 11.64% | 11.64% | 11.64% | 11.64% | 11.64% | 11.64% | 11.64% | 11.64% | 11.64%
Sydney, Newcastle and Wooloongong (SNW) | 71.52% | 71.52% | 71.52% | 71.52% | 71.52% | 71.52% | 71.52% | 71.52% | 71.52% | 71.52% | 71.52% | 71.52% | 71.52% | 71.52% | 71.52% | 71.52% | 71.52% | 71.52% | 71.52% | 71.52% | 71.52% | 71.52% | 71.52% | 71.52% | 71.52% | 71.52% | 71.52% | 71.52% | 71.52% | 71.52% | 71.52%
QLD | 100% | 100% | 100% | 100% | 100% | 100% | 100% | 100% | 100% | 100% | 100% | 100% | 100% | 100% | 100% | 100% | 100% | 100% | 100% | 100% | 100% | 100% | 100% | 100% | 100% | 100% | 100% | 100% | 100% | 100% | 100%
Central and North QLD (CNQ) | 19.27% | 19.27% | 19.27% | 19.27% | 19.27% | 19.27% | 19.27% | 19.27% | 19.27% | 19.27% | 19.27% | 19.27% | 19.27% | 19.27% | 19.27% | 19.27% | 19.27% | 19.27% | 19.27% | 19.27% | 19.27% | 19.27% | 19.27% | 19.27% | 19.27% | 19.27% | 19.27% | 19.27% | 19.27% | 19.27% | 19.27%
Gladstone Grid (GG) | 1.22% | 1.22% | 1.22% | 1.22% | 1.22% | 1.22% | 1.22% | 1.22% | 1.22% | 1.22% | 1.22% | 1.22% | 1.22% | 1.22% | 1.22% | 1.22% | 1.22% | 1.22% | 1.22% | 1.22% | 1.22% | 1.22% | 1.22% | 1.22% | 1.22% | 1.22% | 1.22% | 1.22% | 1.22% | 1.22% | 1.22%
Southern QLD (SQ) | 79.51% | 79.51% | 79.51% | 79.51% | 79.51% | 79.51% | 79.51% | 79.51% | 79.51% | 79.51% | 79.51% | 79.51% | 79.51% | 79.51% | 79.51% | 79.51% | 79.51% | 79.51% | 79.51% | 79.51% | 79.51% | 79.51% | 79.51% | 79.51% | 79.51% | 79.51% | 79.51% | 79.51% | 79.51% | 79.51% | 79.51%
SA | 100% | 100% | 100% | 100% | 100% | 100% | 100% | 100% | 100% | 100% | 100% | 100% | 100% | 100% | 100% | 100% | 100% | 100% | 100% | 100% | 100% | 100% | 100% | 100% | 100% | 100% | 100% | 100% | 100% | 100% | 100%
TAS | 100% | 100% | 100% | 100% | 100% | 100% | 100% | 100% | 100% | 100% | 100% | 100% | 100% | 100% | 100% | 100% | 100% | 100% | 100% | 100% | 100% | 100% | 100% | 100% | 100% | 100% | 100% | 100% | 100% | 100% | 100%
VIC | 100% | 100% | 100% | 100% | 100% | 100% | 100% | 100% | 100% | 100% | 100% | 100% | 100% | 100% | 100% | 100% | 100% | 100% | 100% | 100% | 100% | 100% | 100% | 100% | 100% | 100% | 100% | 100% | 100% | 100% | 100%
FCEV (Uptake, % of regional allocation)
Number of FCEVs in use.
Slow Change
| 2021-22 | 2022-23 | 2023-24 | 2024-25 | 2025-26 | 2026-27 | 2027-28 | 2028-29 | 2029-30 | 2030-31 | 2031-32 | 2032-33 | 2033-34 | 2034-35 | 2035-36 | 2036-37 | 2037-38 | 2038-39 | 2039-40 | 2040-41 | 2041-42 | 2042-43 | 2043-44 | 2044-45 | 2045-46 | 2046-47 | 2047-48 | 2048-49 | 2049-50 | 2050-51 | 2051-52
NSW | 100% | 100% | 100% | 100% | 100% | 100% | 100% | 100% | 100% | 100% | 100% | 100% | 100% | 100% | 100% | 100% | 100% | 100% | 100% | 100% | 100% | 100% | 100% | 100% | 100% | 100% | 100% | 100% | 100% | 100% | 100%
Northern NSW (NNSW) | 10.55% | 10.55% | 10.55% | 10.55% | 10.55% | 10.55% | 10.55% | 10.55% | 10.55% | 10.55% | 10.55% | 10.55% | 10.55% | 10.55% | 10.55% | 10.55% | 10.55% | 10.55% | 10.55% | 10.55% | 10.55% | 10.55% | 10.55% | 10.55% | 10.55% | 10.55% | 10.55% | 10.55% | 10.55% | 10.55% | 10.55%
Central NSW (CNSW) | 6.285% | 6.285% | 6.285% | 6.285% | 6.285% | 6.285% | 6.285% | 6.285% | 6.285% | 6.285% | 6.285% | 6.285% | 6.285% | 6.285% | 6.285% | 6.285% | 6.285% | 6.285% | 6.285% | 6.285% | 6.285% | 6.285% | 6.285% | 6.285% | 6.285% | 6.285% | 6.285% | 6.285% | 6.285% | 6.285% | 6.285%
South NSW (SNSW) | 11.64% | 11.64% | 11.64% | 11.64% | 11.64% | 11.64% | 11.64% | 11.64% | 11.64% | 11.64% | 11.64% | 11.64% | 11.64% | 11.64% | 11.64% | 11.64% | 11.64% | 11.64% | 11.64% | 11.64% | 11.64% | 11.64% | 11.64% | 11.64% | 11.64% | 11.64% | 11.64% | 11.64% | 11.64% | 11.64% | 11.64%
Sydney, Newcastle and Wooloongong (SNW) | 71.52% | 71.52% | 71.52% | 71.52% | 71.52% | 71.52% | 71.52% | 71.52% | 71.52% | 71.52% | 71.52% | 71.52% | 71.52% | 71.52% | 71.52% | 71.52% | 71.52% | 71.52% | 71.52% | 71.52% | 71.52% | 71.52% | 71.52% | 71.52% | 71.52% | 71.52% | 71.52% | 71.52% | 71.52% | 71.52% | 71.52%
QLD | 100% | 100% | 100% | 100% | 100% | 100% | 100% | 100% | 100% | 100% | 100% | 100% | 100% | 100% | 100% | 100% | 100% | 100% | 100% | 100% | 100% | 100% | 100% | 100% | 100% | 100% | 100% | 100% | 100% | 100% | 100%
Central and North QLD (CNQ) | 19.27% | 19.27% | 19.27% | 19.27% | 19.27% | 19.27% | 19.27% | 19.27% | 19.27% | 19.27% | 19.27% | 19.27% | 19.27% | 19.27% | 19.27% | 19.27% | 19.27% | 19.27% | 19.27% | 19.27% | 19.27% | 19.27% | 19.27% | 19.27% | 19.27% | 19.27% | 19.27% | 19.27% | 19.27% | 19.27% | 19.27%
Gladstone Grid (GG) | 1.22% | 1.22% | 1.22% | 1.22% | 1.22% | 1.22% | 1.22% | 1.22% | 1.22% | 1.22% | 1.22% | 1.22% | 1.22% | 1.22% | 1.22% | 1.22% | 1.22% | 1.22% | 1.22% | 1.22% | 1.22% | 1.22% | 1.22% | 1.22% | 1.22% | 1.22% | 1.22% | 1.22% | 1.22% | 1.22% | 1.22%
Southern QLD (SQ) | 79.51% | 79.51% | 79.51% | 79.51% | 79.51% | 79.51% | 79.51% | 79.51% | 79.51% | 79.51% | 79.51% | 79.51% | 79.51% | 79.51% | 79.51% | 79.51% | 79.51% | 79.51% | 79.51% | 79.51% | 79.51% | 79.51% | 79.51% | 79.51% | 79.51% | 79.51% | 79.51% | 79.51% | 79.51% | 79.51% | 79.51%
SA | 100% | 100% | 100% | 100% | 100% | 100% | 100% | 100% | 100% | 100% | 100% | 100% | 100% | 100% | 100% | 100% | 100% | 100% | 100% | 100% | 100% | 100% | 100% | 100% | 100% | 100% | 100% | 100% | 100% | 100% | 100%
TAS | 100% | 100% | 100% | 100% | 100% | 100% | 100% | 100% | 100% | 100% | 100% | 100% | 100% | 100% | 100% | 100% | 100% | 100% | 100% | 100% | 100% | 100% | 100% | 100% | 100% | 100% | 100% | 100% | 100% | 100% | 100%
VIC | 100% | 100% | 100% | 100% | 100% | 100% | 100% | 100% | 100% | 100% | 100% | 100% | 100% | 100% | 100% | 100% | 100% | 100% | 100% | 100% | 100% | 100% | 100% | 100% | 100% | 100% | 100% | 100% | 100% | 100% | 100%
Progressive Change
| 2021-22 | 2022-23 | 2023-24 | 2024-25 | 2025-26 | 2026-27 | 2027-28 | 2028-29 | 2029-30 | 2030-31 | 2031-32 | 2032-33 | 2033-34 | 2034-35 | 2035-36 | 2036-37 | 2037-38 | 2038-39 | 2039-40 | 2040-41 | 2041-42 | 2042-43 | 2043-44 | 2044-45 | 2045-46 | 2046-47 | 2047-48 | 2048-49 | 2049-50 | 2050-51 | 2051-52
NSW | 100% | 100% | 100% | 100% | 100% | 100% | 100% | 100% | 100% | 100% | 100% | 100% | 100% | 100% | 100% | 100% | 100% | 100% | 100% | 100% | 100% | 100% | 100% | 100% | 100% | 100% | 100% | 100% | 100% | 100% | 100%
Northern NSW (NNSW) | 10.56% | 10.56% | 10.56% | 10.56% | 10.56% | 10.56% | 10.56% | 10.56% | 10.56% | 10.56% | 10.56% | 10.56% | 10.56% | 10.56% | 10.56% | 10.56% | 10.56% | 10.56% | 10.56% | 10.56% | 10.56% | 10.56% | 10.56% | 10.56% | 10.56% | 10.56% | 10.56% | 10.56% | 10.56% | 10.56% | 10.56%
Central NSW (CNSW) | 6.32% | 6.32% | 6.32% | 6.32% | 6.32% | 6.32% | 6.32% | 6.32% | 6.32% | 6.32% | 6.32% | 6.32% | 6.32% | 6.32% | 6.32% | 6.32% | 6.32% | 6.32% | 6.32% | 6.32% | 6.32% | 6.32% | 6.32% | 6.32% | 6.32% | 6.32% | 6.32% | 6.32% | 6.32% | 6.32% | 6.32%
South NSW (SNSW) | 11.6% | 11.6% | 11.6% | 11.6% | 11.6% | 11.6% | 11.6% | 11.6% | 11.6% | 11.6% | 11.6% | 11.6% | 11.6% | 11.6% | 11.6% | 11.6% | 11.6% | 11.6% | 11.6% | 11.6% | 11.6% | 11.6% | 11.6% | 11.6% | 11.6% | 11.6% | 11.6% | 11.6% | 11.6% | 11.6% | 11.6%
Sydney, Newcastle and Wooloongong (SNW) | 71.53% | 71.53% | 71.53% | 71.53% | 71.53% | 71.53% | 71.53% | 71.53% | 71.53% | 71.53% | 71.53% | 71.53% | 71.53% | 71.53% | 71.53% | 71.53% | 71.53% | 71.53% | 71.53% | 71.53% | 71.53% | 71.53% | 71.53% | 71.53% | 71.53% | 71.53% | 71.53% | 71.53% | 71.53% | 71.53% | 71.53%
QLD | 99.99% | 99.99% | 99.99% | 99.99% | 99.99% | 99.99% | 99.99% | 99.99% | 99.99% | 99.99% | 99.99% | 99.99% | 99.99% | 99.99% | 99.99% | 99.99% | 99.99% | 99.99% | 99.99% | 99.99% | 99.99% | 99.99% | 99.99% | 99.99% | 99.99% | 99.99% | 99.99% | 99.99% | 99.99% | 99.99% | 99.99%
Central and North QLD (CNQ) | 19.24% | 19.24% | 19.24% | 19.24% | 19.24% | 19.24% | 19.24% | 19.24% | 19.24% | 19.24% | 19.24% | 19.24% | 19.24% | 19.24% | 19.24% | 19.24% | 19.24% | 19.24% | 19.24% | 19.24% | 19.24% | 19.24% | 19.24% | 19.24% | 19.24% | 19.24% | 19.24% | 19.24% | 19.24% | 19.24% | 19.24%
Gladstone Grid (GG) | 1.22% | 1.22% | 1.22% | 1.22% | 1.22% | 1.22% | 1.22% | 1.22% | 1.22% | 1.22% | 1.22% | 1.22% | 1.22% | 1.22% | 1.22% | 1.22% | 1.22% | 1.22% | 1.22% | 1.22% | 1.22% | 1.22% | 1.22% | 1.22% | 1.22% | 1.22% | 1.22% | 1.22% | 1.22% | 1.22% | 1.22%
Southern QLD (SQ) | 79.53% | 79.53% | 79.53% | 79.53% | 79.53% | 79.53% | 79.53% | 79.53% | 79.53% | 79.53% | 79.53% | 79.53% | 79.53% | 79.53% | 79.53% | 79.53% | 79.53% | 79.53% | 79.53% | 79.53% | 79.53% | 79.53% | 79.53% | 79.53% | 79.53% | 79.53% | 79.53% | 79.53% | 79.53% | 79.53% | 79.53%
SA | 100% | 100% | 100% | 100% | 100% | 100% | 100% | 100% | 100% | 100% | 100% | 100% | 100% | 100% | 100% | 100% | 100% | 100% | 100% | 100% | 100% | 100% | 100% | 100% | 100% | 100% | 100% | 100% | 100% | 100% | 100%
TAS | 100% | 100% | 100% | 100% | 100% | 100% | 100% | 100% | 100% | 100% | 100% | 100% | 100% | 100% | 100% | 100% | 100% | 100% | 100% | 100% | 100% | 100% | 100% | 100% | 100% | 100% | 100% | 100% | 100% | 100% | 100%
VIC | 100% | 100% | 100% | 100% | 100% | 100% | 100% | 100% | 100% | 100% | 100% | 100% | 100% | 100% | 100% | 100% | 100% | 100% | 100% | 100% | 100% | 100% | 100% | 100% | 100% | 100% | 100% | 100% | 100% | 100% | 100%
Step Change
| 2021-22 | 2022-23 | 2023-24 | 2024-25 | 2025-26 | 2026-27 | 2027-28 | 2028-29 | 2029-30 | 2030-31 | 2031-32 | 2032-33 | 2033-34 | 2034-35 | 2035-36 | 2036-37 | 2037-38 | 2038-39 | 2039-40 | 2040-41 | 2041-42 | 2042-43 | 2043-44 | 2044-45 | 2045-46 | 2046-47 | 2047-48 | 2048-49 | 2049-50 | 2050-51 | 2051-52
NSW | 100% | 100% | 100% | 100% | 100% | 100% | 100% | 100% | 100% | 100% | 100% | 100% | 100% | 100% | 100% | 100% | 100% | 100% | 100% | 100% | 100% | 100% | 100% | 100% | 100% | 100% | 100% | 100% | 100% | 100% | 100%
Northern NSW (NNSW) | 10.55% | 10.55% | 10.55% | 10.55% | 10.55% | 10.55% | 10.55% | 10.55% | 10.55% | 10.55% | 10.55% | 10.55% | 10.55% | 10.55% | 10.55% | 10.55% | 10.55% | 10.55% | 10.55% | 10.55% | 10.55% | 10.55% | 10.55% | 10.55% | 10.55% | 10.55% | 10.55% | 10.55% | 10.55% | 10.55% | 10.55%
Central NSW (CNSW) | 6.29% | 6.29% | 6.29% | 6.29% | 6.29% | 6.29% | 6.29% | 6.29% | 6.29% | 6.29% | 6.29% | 6.29% | 6.29% | 6.29% | 6.29% | 6.29% | 6.29% | 6.29% | 6.29% | 6.29% | 6.29% | 6.29% | 6.29% | 6.29% | 6.29% | 6.29% | 6.29% | 6.29% | 6.29% | 6.29% | 6.29%
South NSW (SNSW) | 11.64% | 11.64% | 11.64% | 11.64% | 11.64% | 11.64% | 11.64% | 11.64% | 11.64% | 11.64% | 11.64% | 11.64% | 11.64% | 11.64% | 11.64% | 11.64% | 11.64% | 11.64% | 11.64% | 11.64% | 11.64% | 11.64% | 11.64% | 11.64% | 11.64% | 11.64% | 11.64% | 11.64% | 11.64% | 11.64% | 11.64%
Sydney, Newcastle and Wooloongong (SNW) | 71.52% | 71.52% | 71.52% | 71.52% | 71.52% | 71.52% | 71.52% | 71.52% | 71.52% | 71.52% | 71.52% | 71.52% | 71.52% | 71.52% | 71.52% | 71.52% | 71.52% | 71.52% | 71.52% | 71.52% | 71.52% | 71.52% | 71.52% | 71.52% | 71.52% | 71.52% | 71.52% | 71.52% | 71.52% | 71.52% | 71.52%
QLD | 100% | 100% | 100% | 100% | 100% | 100% | 100% | 100% | 100% | 100% | 100% | 100% | 100% | 100% | 100% | 100% | 100% | 100% | 100% | 100% | 100% | 100% | 100% | 100% | 100% | 100% | 100% | 100% | 100% | 100% | 100%
Central and North QLD (CNQ) | 19.27% | 19.27% | 19.27% | 19.27% | 19.27% | 19.27% | 19.27% | 19.27% | 19.27% | 19.27% | 19.27% | 19.27% | 19.27% | 19.27% | 19.27% | 19.27% | 19.27% | 19.27% | 19.27% | 19.27% | 19.27% | 19.27% | 19.27% | 19.27% | 19.27% | 19.27% | 19.27% | 19.27% | 19.27% | 19.27% | 19.27%
Gladstone Grid (GG) | 1.22% | 1.22% | 1.22% | 1.22% | 1.22% | 1.22% | 1.22% | 1.22% | 1.22% | 1.22% | 1.22% | 1.22% | 1.22% | 1.22% | 1.22% | 1.22% | 1.22% | 1.22% | 1.22% | 1.22% | 1.22% | 1.22% | 1.22% | 1.22% | 1.22% | 1.22% | 1.22% | 1.22% | 1.22% | 1.22% | 1.22%
Southern QLD (SQ) | 79.51% | 79.51% | 79.51% | 79.51% | 79.51% | 79.51% | 79.51% | 79.51% | 79.51% | 79.51% | 79.51% | 79.51% | 79.51% | 79.51% | 79.51% | 79.51% | 79.51% | 79.51% | 79.51% | 79.51% | 79.51% | 79.51% | 79.51% | 79.51% | 79.51% | 79.51% | 79.51% | 79.51% | 79.51% | 79.51% | 79.51%
SA | 100% | 100% | 100% | 100% | 100% | 100% | 100% | 100% | 100% | 100% | 100% | 100% | 100% | 100% | 100% | 100% | 100% | 100% | 100% | 100% | 100% | 100% | 100% | 100% | 100% | 100% | 100% | 100% | 100% | 100% | 100%
TAS | 100% | 100% | 100% | 100% | 100% | 100% | 100% | 100% | 100% | 100% | 100% | 100% | 100% | 100% | 100% | 100% | 100% | 100% | 100% | 100% | 100% | 100% | 100% | 100% | 100% | 100% | 100% | 100% | 100% | 100% | 100%
VIC | 100% | 100% | 100% | 100% | 100% | 100% | 100% | 100% | 100% | 100% | 100% | 100% | 100% | 100% | 100% | 100% | 100% | 100% | 100% | 100% | 100% | 100% | 100% | 100% | 100% | 100% | 100% | 100% | 100% | 100% | 100%
Hydrogen Export
| 2021-22 | 2022-23 | 2023-24 | 2024-25 | 2025-26 | 2026-27 | 2027-28 | 2028-29 | 2029-30 | 2030-31 | 2031-32 | 2032-33 | 2033-34 | 2034-35 | 2035-36 | 2036-37 | 2037-38 | 2038-39 | 2039-40 | 2040-41 | 2041-42 | 2042-43 | 2043-44 | 2044-45 | 2045-46 | 2046-47 | 2047-48 | 2048-49 | 2049-50 | 2050-51 | 2051-52
NSW | 100% | 100% | 100% | 100% | 100% | 100% | 100% | 100% | 100% | 100% | 100% | 100% | 100% | 100% | 100% | 100% | 100% | 100% | 100% | 100% | 100% | 100% | 100% | 100% | 100% | 100% | 100% | 100% | 100% | 100% | 100%
Northern NSW (NNSW) | 10.55% | 10.55% | 10.55% | 10.55% | 10.55% | 10.55% | 10.55% | 10.55% | 10.55% | 10.55% | 10.55% | 10.55% | 10.55% | 10.55% | 10.55% | 10.55% | 10.55% | 10.55% | 10.55% | 10.55% | 10.55% | 10.55% | 10.55% | 10.55% | 10.55% | 10.55% | 10.55% | 10.55% | 10.55% | 10.55% | 10.55%
Central NSW (CNSW) | 6.29% | 6.29% | 6.29% | 6.29% | 6.29% | 6.29% | 6.29% | 6.29% | 6.29% | 6.29% | 6.29% | 6.29% | 6.29% | 6.29% | 6.29% | 6.29% | 6.29% | 6.29% | 6.29% | 6.29% | 6.29% | 6.29% | 6.29% | 6.29% | 6.29% | 6.29% | 6.29% | 6.29% | 6.29% | 6.29% | 6.29%
South NSW (SNSW) | 11.64% | 11.64% | 11.64% | 11.64% | 11.64% | 11.64% | 11.64% | 11.64% | 11.64% | 11.64% | 11.64% | 11.64% | 11.64% | 11.64% | 11.64% | 11.64% | 11.64% | 11.64% | 11.64% | 11.64% | 11.64% | 11.64% | 11.64% | 11.64% | 11.64% | 11.64% | 11.64% | 11.64% | 11.64% | 11.64% | 11.64%
Sydney, Newcastle and Wooloongong (SNW) | 71.52% | 71.52% | 71.52% | 71.52% | 71.52% | 71.52% | 71.52% | 71.52% | 71.52% | 71.52% | 71.52% | 71.52% | 71.52% | 71.52% | 71.52% | 71.52% | 71.52% | 71.52% | 71.52% | 71.52% | 71.52% | 71.52% | 71.52% | 71.52% | 71.52% | 71.52% | 71.52% | 71.52% | 71.52% | 71.52% | 71.52%
QLD | 100% | 100% | 100% | 100% | 100% | 100% | 100% | 100% | 100% | 100% | 100% | 100% | 100% | 100% | 100% | 100% | 100% | 100% | 100% | 100% | 100% | 100% | 100% | 100% | 100% | 100% | 100% | 100% | 100% | 100% | 100%
Central and North QLD (CNQ) | 19.27% | 19.27% | 19.27% | 19.27% | 19.27% | 19.27% | 19.27% | 19.27% | 19.27% | 19.27% | 19.27% | 19.27% | 19.27% | 19.27% | 19.27% | 19.27% | 19.27% | 19.27% | 19.27% | 19.27% | 19.27% | 19.27% | 19.27% | 19.27% | 19.27% | 19.27% | 19.27% | 19.27% | 19.27% | 19.27% | 19.27%
Gladstone Grid (GG) | 1.22% | 1.22% | 1.22% | 1.22% | 1.22% | 1.22% | 1.22% | 1.22% | 1.22% | 1.22% | 1.22% | 1.22% | 1.22% | 1.22% | 1.22% | 1.22% | 1.22% | 1.22% | 1.22% | 1.22% | 1.22% | 1.22% | 1.22% | 1.22% | 1.22% | 1.22% | 1.22% | 1.22% | 1.22% | 1.22% | 1.22%
Southern QLD (SQ) | 79.51% | 79.51% | 79.51% | 79.51% | 79.51% | 79.51% | 79.51% | 79.51% | 79.51% | 79.51% | 79.51% | 79.51% | 79.51% | 79.51% | 79.51% | 79.51% | 79.51% | 79.51% | 79.51% | 79.51% | 79.51% | 79.51% | 79.51% | 79.51% | 79.51% | 79.51% | 79.51% | 79.51% | 79.51% | 79.51% | 79.51%
SA | 100% | 100% | 100% | 100% | 100% | 100% | 100% | 100% | 100% | 100% | 100% | 100% | 100% | 100% | 100% | 100% | 100% | 100% | 100% | 100% | 100% | 100% | 100% | 100% | 100% | 100% | 100% | 100% | 100% | 100% | 100%
TAS | 100% | 100% | 100% | 100% | 100% | 100% | 100% | 100% | 100% | 100% | 100% | 100% | 100% | 100% | 100% | 100% | 100% | 100% | 100% | 100% | 100% | 100% | 100% | 100% | 100% | 100% | 100% | 100% | 100% | 100% | 100%
VIC | 100% | 100% | 100% | 100% | 100% | 100% | 100% | 100% | 100% | 100% | 100% | 100% | 100% | 100% | 100% | 100% | 100% | 100% | 100% | 100% | 100% | 100% | 100% | 100% | 100% | 100% | 100% | 100% | 100% | 100% | 100%
Strong Electrification
| 2021-22 | 2022-23 | 2023-24 | 2024-25 | 2025-26 | 2026-27 | 2027-28 | 2028-29 | 2029-30 | 2030-31 | 2031-32 | 2032-33 | 2033-34 | 2034-35 | 2035-36 | 2036-37 | 2037-38 | 2038-39 | 2039-40 | 2040-41 | 2041-42 | 2042-43 | 2043-44 | 2044-45 | 2045-46 | 2046-47 | 2047-48 | 2048-49 | 2049-50 | 2050-51 | 2051-52
NSW | 100% | 100% | 100% | 100% | 100% | 100% | 100% | 100% | 100% | 100% | 100% | 100% | 100% | 100% | 100% | 100% | 100% | 100% | 100% | 100% | 100% | 100% | 100% | 100% | 100% | 100% | 100% | 100% | 100% | 100% | 100%
Northern NSW (NNSW) | 10.55% | 10.55% | 10.55% | 10.55% | 10.55% | 10.55% | 10.55% | 10.55% | 10.55% | 10.55% | 10.55% | 10.55% | 10.55% | 10.55% | 10.55% | 10.55% | 10.55% | 10.55% | 10.55% | 10.55% | 10.55% | 10.55% | 10.55% | 10.55% | 10.55% | 10.55% | 10.55% | 10.55% | 10.55% | 10.55% | 10.55%
Central NSW (CNSW) | 6.29% | 6.29% | 6.29% | 6.29% | 6.29% | 6.29% | 6.29% | 6.29% | 6.29% | 6.29% | 6.29% | 6.29% | 6.29% | 6.29% | 6.29% | 6.29% | 6.29% | 6.29% | 6.29% | 6.29% | 6.29% | 6.29% | 6.29% | 6.29% | 6.29% | 6.29% | 6.29% | 6.29% | 6.29% | 6.29% | 6.29%
South NSW (SNSW) | 11.64% | 11.64% | 11.64% | 11.64% | 11.64% | 11.64% | 11.64% | 11.64% | 11.64% | 11.64% | 11.64% | 11.64% | 11.64% | 11.64% | 11.64% | 11.64% | 11.64% | 11.64% | 11.64% | 11.64% | 11.64% | 11.64% | 11.64% | 11.64% | 11.64% | 11.64% | 11.64% | 11.64% | 11.64% | 11.64% | 11.64%
Sydney, Newcastle and Wooloongong (SNW) | 71.52% | 71.52% | 71.52% | 71.52% | 71.52% | 71.52% | 71.52% | 71.52% | 71.52% | 71.52% | 71.52% | 71.52% | 71.52% | 71.52% | 71.52% | 71.52% | 71.52% | 71.52% | 71.52% | 71.52% | 71.52% | 71.52% | 71.52% | 71.52% | 71.52% | 71.52% | 71.52% | 71.52% | 71.52% | 71.52% | 71.52%
QLD | 100% | 100% | 100% | 100% | 100% | 100% | 100% | 100% | 100% | 100% | 100% | 100% | 100% | 100% | 100% | 100% | 100% | 100% | 100% | 100% | 100% | 100% | 100% | 100% | 100% | 100% | 100% | 100% | 100% | 100% | 100%
Central and North QLD (CNQ) | 19.27% | 19.27% | 19.27% | 19.27% | 19.27% | 19.27% | 19.27% | 19.27% | 19.27% | 19.27% | 19.27% | 19.27% | 19.27% | 19.27% | 19.27% | 19.27% | 19.27% | 19.27% | 19.27% | 19.27% | 19.27% | 19.27% | 19.27% | 19.27% | 19.27% | 19.27% | 19.27% | 19.27% | 19.27% | 19.27% | 19.27%
Gladstone Grid (GG) | 1.22% | 1.22% | 1.22% | 1.22% | 1.22% | 1.22% | 1.22% | 1.22% | 1.22% | 1.22% | 1.22% | 1.22% | 1.22% | 1.22% | 1.22% | 1.22% | 1.22% | 1.22% | 1.22% | 1.22% | 1.22% | 1.22% | 1.22% | 1.22% | 1.22% | 1.22% | 1.22% | 1.22% | 1.22% | 1.22% | 1.22%
Southern QLD (SQ) | 79.51% | 79.51% | 79.51% | 79.51% | 79.51% | 79.51% | 79.51% | 79.51% | 79.51% | 79.51% | 79.51% | 79.51% | 79.51% | 79.51% | 79.51% | 79.51% | 79.51% | 79.51% | 79.51% | 79.51% | 79.51% | 79.51% | 79.51% | 79.51% | 79.51% | 79.51% | 79.51% | 79.51% | 79.51% | 79.51% | 79.51%
SA | 100% | 100% | 100% | 100% | 100% | 100% | 100% | 100% | 100% | 100% | 100% | 100% | 100% | 100% | 100% | 100% | 100% | 100% | 100% | 100% | 100% | 100% | 100% | 100% | 100% | 100% | 100% | 100% | 100% | 100% | 100%
TAS | 100% | 100% | 100% | 100% | 100% | 100% | 100% | 100% | 100% | 100% | 100% | 100% | 100% | 100% | 100% | 100% | 100% | 100% | 100% | 100% | 100% | 100% | 100% | 100% | 100% | 100% | 100% | 100% | 100% | 100% | 100%
VIC | 100% | 100% | 100% | 100% | 100% | 100% | 100% | 100% | 100% | 100% | 100% | 100% | 100% | 100% | 100% | 100% | 100% | 100% | 100% | 100% | 100% | 100% | 100% | 100% | 100% | 100% | 100% | 100% | 100% | 100% | 100%
Embedded energy storages (small-scale batteries, % of regional allocation)
Embeddded customer battery installations
Slow Change
| 2021-22 | 2022-23 | 2023-24 | 2024-25 | 2025-26 | 2026-27 | 2027-28 | 2028-29 | 2029-30 | 2030-31 | 2031-32 | 2032-33 | 2033-34 | 2034-35 | 2035-36 | 2036-37 | 2037-38 | 2038-39 | 2039-40 | 2040-41 | 2041-42 | 2042-43 | 2043-44 | 2044-45 | 2045-46 | 2046-47 | 2047-48 | 2048-49 | 2049-50 | 2050-51 | 2051-52
NSW | 100% | 100% | 100% | 100% | 100% | 100% | 100% | 100% | 100% | 100% | 100% | 100% | 100% | 100% | 100% | 100% | 100% | 100% | 100% | 100% | 100% | 100% | 100% | 100% | 100% | 100% | 100% | 100% | 100% | 100% | 100%
Northern NSW (NNSW) | 22.95% | 21.49% | 21.18% | 21.39% | 21.12% | 20.74% | 20.72% | 20.63% | 20.54% | 20.39% | 19.77% | 19.31% | 19.36% | 19.26% | 19.2% | 19.18% | 19.18% | 19.18% | 19.18% | 19.18% | 19.18% | 19.18% | 19.18% | 19.18% | 19.18% | 19.18% | 19.18% | 19.18% | 19.18% | 19.18% | 19.18%
Central NSW (CNSW) | 12.82% | 12.39% | 12.09% | 12.26% | 12.32% | 12.34% | 12.39% | 12.36% | 12.38% | 12.34% | 12.1% | 12.09% | 12.17% | 12.04% | 12.03% | 12.03% | 12.03% | 12.03% | 12.03% | 12.03% | 12.03% | 12.03% | 12.03% | 12.03% | 12.03% | 12.03% | 12.03% | 12.03% | 12.03% | 12.03% | 12.03%
South NSW (SNSW) | 24.56% | 26.08% | 27.36% | 26.28% | 24.59% | 23.59% | 23.07% | 22.63% | 22.37% | 22.18% | 21.42% | 21.21% | 21.33% | 21.06% | 21% | 20.97% | 20.97% | 20.97% | 20.97% | 20.97% | 20.97% | 20.97% | 20.97% | 20.97% | 20.97% | 20.97% | 20.97% | 20.97% | 20.97% | 20.97% | 20.97%
Sydney, Newcastle and Wooloongong (SNW) | 39.67% | 40.04% | 39.37% | 40.07% | 41.96% | 43.33% | 43.82% | 44.38% | 44.71% | 45.09% | 46.71% | 47.39% | 47.13% | 47.64% | 47.76% | 47.82% | 47.82% | 47.82% | 47.82% | 47.82% | 47.82% | 47.82% | 47.82% | 47.82% | 47.82% | 47.82% | 47.82% | 47.82% | 47.82% | 47.82% | 47.82%
QLD | 100% | 100% | 100% | 100% | 100% | 100% | 100% | 100% | 100% | 100% | 100% | 100% | 100% | 100% | 100% | 100% | 100% | 100% | 100% | 100% | 100% | 100% | 100% | 100% | 100% | 100% | 100% | 100% | 100% | 100% | 100%
Central and North QLD (CNQ) | 17.64% | 17.59% | 17.7% | 17.55% | 17.58% | 17.77% | 17.95% | 18.08% | 18.08% | 18.13% | 18.2% | 18.26% | 18.28% | 18.33% | 18.35% | 18.35% | 18.36% | 18.36% | 18.36% | 18.36% | 18.36% | 18.36% | 18.36% | 18.36% | 18.36% | 18.36% | 18.36% | 18.36% | 18.36% | 18.36% | 18.36%
Gladstone Grid (GG) | 0.7834% | 0.8314% | 0.8352% | 0.89% | 0.9383% | 0.9118% | 0.8938% | 0.9023% | 0.9088% | 0.9107% | 0.9116% | 0.9348% | 0.9496% | 0.9412% | 0.9438% | 0.944% | 0.944% | 0.944% | 0.944% | 0.944% | 0.944% | 0.944% | 0.944% | 0.944% | 0.944% | 0.944% | 0.944% | 0.944% | 0.944% | 0.944% | 0.944%
Southern QLD (SQ) | 81.58% | 81.58% | 81.46% | 81.56% | 81.49% | 81.32% | 81.16% | 81.01% | 81.01% | 80.96% | 80.89% | 80.81% | 80.77% | 80.73% | 80.71% | 80.7% | 80.7% | 80.7% | 80.7% | 80.7% | 80.7% | 80.7% | 80.7% | 80.7% | 80.7% | 80.7% | 80.7% | 80.7% | 80.7% | 80.7% | 80.7%
SA | 100% | 100% | 100% | 100% | 100% | 100% | 100% | 100% | 100% | 100% | 100% | 100% | 100% | 100% | 100% | 100% | 100% | 100% | 100% | 100% | 100% | 100% | 100% | 100% | 100% | 100% | 100% | 100% | 100% | 100% | 100%
TAS | 100% | 100% | 100% | 100% | 100% | 100% | 100% | 100% | 100% | 100% | 100% | 100% | 100% | 100% | 100% | 100% | 100% | 100% | 100% | 100% | 100% | 100% | 100% | 100% | 100% | 100% | 100% | 100% | 100% | 100% | 100%
VIC | 100% | 100% | 100% | 100% | 100% | 100% | 100% | 100% | 100% | 100% | 100% | 100% | 100% | 100% | 100% | 100% | 100% | 100% | 100% | 100% | 100% | 100% | 100% | 100% | 100% | 100% | 100% | 100% | 100% | 100% | 100%
Progressive Change
| 2021-22 | 2022-23 | 2023-24 | 2024-25 | 2025-26 | 2026-27 | 2027-28 | 2028-29 | 2029-30 | 2030-31 | 2031-32 | 2032-33 | 2033-34 | 2034-35 | 2035-36 | 2036-37 | 2037-38 | 2038-39 | 2039-40 | 2040-41 | 2041-42 | 2042-43 | 2043-44 | 2044-45 | 2045-46 | 2046-47 | 2047-48 | 2048-49 | 2049-50 | 2050-51 | 2051-52
NSW | 100% | 100% | 100% | 100% | 100% | 100% | 100% | 100% | 100% | 100% | 100% | 100% | 100% | 100% | 100% | 100% | 100% | 100% | 100% | 100% | 100% | 100% | 100% | 100% | 100% | 100% | 100% | 100% | 100% | 100% | 100%
Northern NSW (NNSW) | 23.59% | 22.06% | 21.58% | 21.5% | 20.96% | 20.27% | 19.7% | 19.53% | 19.23% | 18.89% | 18.31% | 18.01% | 18.19% | 18.15% | 18.18% | 18.22% | 18.22% | 18.22% | 18.22% | 18.22% | 18.22% | 18.22% | 18.22% | 18.22% | 18.22% | 18.22% | 18.22% | 18.22% | 18.22% | 18.22% | 18.22%
Central NSW (CNSW) | 12.98% | 12.6% | 12.49% | 12.66% | 12.72% | 12.6% | 12.41% | 12.39% | 12.34% | 12.28% | 12.28% | 12.24% | 12.27% | 12.35% | 12.39% | 12.41% | 12.41% | 12.41% | 12.41% | 12.41% | 12.41% | 12.41% | 12.41% | 12.41% | 12.41% | 12.41% | 12.41% | 12.41% | 12.41% | 12.41% | 12.41%
South NSW (SNSW) | 24.3% | 25.13% | 24.71% | 23.37% | 22.64% | 22.16% | 21.85% | 21.68% | 21.48% | 21.37% | 21.06% | 21% | 21.15% | 21.15% | 21.16% | 21.21% | 21.23% | 21.23% | 21.23% | 21.23% | 21.23% | 21.23% | 21.23% | 21.23% | 21.23% | 21.23% | 21.23% | 21.23% | 21.23% | 21.23% | 21.23%
Sydney, Newcastle and Wooloongong (SNW) | 39.14% | 40.21% | 41.22% | 42.47% | 43.68% | 44.96% | 46.04% | 46.4% | 46.96% | 47.46% | 48.35% | 48.75% | 48.39% | 48.34% | 48.27% | 48.16% | 48.13% | 48.13% | 48.13% | 48.13% | 48.13% | 48.13% | 48.13% | 48.13% | 48.13% | 48.13% | 48.13% | 48.13% | 48.13% | 48.13% | 48.13%
QLD | 100% | 100% | 100% | 100% | 100% | 100% | 100% | 100% | 100% | 100% | 100% | 100% | 100% | 100% | 100% | 100% | 100% | 100% | 100% | 100% | 100% | 100% | 100% | 100% | 100% | 100% | 100% | 100% | 100% | 100% | 100%
Central and North QLD (CNQ) | 17.53% | 17.44% | 17.57% | 17.59% | 17.62% | 17.82% | 18.37% | 18.78% | 18.98% | 19.17% | 19.19% | 19.45% | 19.81% | 20.03% | 20.19% | 20.32% | 20.35% | 20.35% | 20.35% | 20.35% | 20.35% | 20.35% | 20.35% | 20.35% | 20.35% | 20.35% | 20.35% | 20.35% | 20.35% | 20.35% | 20.35%
Gladstone Grid (GG) | 0.7891% | 0.865% | 0.8782% | 0.8873% | 0.896% | 0.8896% | 0.8793% | 0.8774% | 0.88% | 0.8814% | 0.8805% | 0.8681% | 0.8472% | 0.8353% | 0.8273% | 0.8208% | 0.8196% | 0.8196% | 0.8196% | 0.8196% | 0.8196% | 0.8196% | 0.8196% | 0.8196% | 0.8196% | 0.8196% | 0.8196% | 0.8196% | 0.8196% | 0.8196% | 0.8196%
Southern QLD (SQ) | 81.68% | 81.69% | 81.55% | 81.53% | 81.48% | 81.29% | 80.75% | 80.34% | 80.14% | 79.95% | 79.93% | 79.69% | 79.35% | 79.14% | 78.99% | 78.85% | 78.83% | 78.83% | 78.83% | 78.83% | 78.83% | 78.83% | 78.83% | 78.83% | 78.83% | 78.83% | 78.83% | 78.83% | 78.83% | 78.83% | 78.83%
SA | 100% | 100% | 100% | 100% | 100% | 100% | 100% | 100% | 100% | 100% | 100% | 100% | 100% | 100% | 100% | 100% | 100% | 100% | 100% | 100% | 100% | 100% | 100% | 100% | 100% | 100% | 100% | 100% | 100% | 100% | 100%
TAS | 100% | 100% | 100% | 100% | 100% | 100% | 100% | 100% | 100% | 100% | 100% | 100% | 100% | 100% | 100% | 100% | 100% | 100% | 100% | 100% | 100% | 100% | 100% | 100% | 100% | 100% | 100% | 100% | 100% | 100% | 100%
VIC | 100% | 100% | 100% | 100% | 100% | 100% | 100% | 100% | 100% | 100% | 100% | 100% | 100% | 100% | 100% | 100% | 100% | 100% | 100% | 100% | 100% | 100% | 100% | 100% | 100% | 100% | 100% | 100% | 100% | 100% | 100%
Step Change
| 2021-22 | 2022-23 | 2023-24 | 2024-25 | 2025-26 | 2026-27 | 2027-28 | 2028-29 | 2029-30 | 2030-31 | 2031-32 | 2032-33 | 2033-34 | 2034-35 | 2035-36 | 2036-37 | 2037-38 | 2038-39 | 2039-40 | 2040-41 | 2041-42 | 2042-43 | 2043-44 | 2044-45 | 2045-46 | 2046-47 | 2047-48 | 2048-49 | 2049-50 | 2050-51 | 2051-52
NSW | 100% | 100% | 100% | 100% | 100% | 100% | 100% | 100% | 100% | 100% | 100% | 100% | 100% | 100% | 100% | 100% | 100% | 100% | 100% | 100% | 100% | 100% | 100% | 100% | 100% | 100% | 100% | 100% | 100% | 100% | 100%
Northern NSW (NNSW) | 24.45% | 23.94% | 23.32% | 22.99% | 22.48% | 21.41% | 20.07% | 19.16% | 18.64% | 18.28% | 17.99% | 17.7% | 17.4% | 17.1% | 16.97% | 16.94% | 16.94% | 16.94% | 16.94% | 16.94% | 16.94% | 16.94% | 16.94% | 16.94% | 16.94% | 16.94% | 16.94% | 16.94% | 16.94% | 16.94% | 16.94%
Central NSW (CNSW) | 13.07% | 13.04% | 13.01% | 12.93% | 12.92% | 12.98% | 12.85% | 12.56% | 12.33% | 12.23% | 12.08% | 11.9% | 11.74% | 11.6% | 11.53% | 11.52% | 11.52% | 11.52% | 11.52% | 11.52% | 11.52% | 11.52% | 11.52% | 11.52% | 11.52% | 11.52% | 11.52% | 11.52% | 11.52% | 11.52% | 11.52%
South NSW (SNSW) | 24.49% | 24.29% | 24.1% | 24.02% | 23.86% | 23.33% | 22.43% | 21.64% | 21.27% | 21.05% | 20.72% | 20.37% | 19.99% | 19.63% | 19.44% | 19.38% | 19.38% | 19.38% | 19.38% | 19.38% | 19.38% | 19.38% | 19.38% | 19.38% | 19.38% | 19.38% | 19.38% | 19.38% | 19.38% | 19.38% | 19.38%
Sydney, Newcastle and Wooloongong (SNW) | 37.98% | 38.73% | 39.58% | 40.05% | 40.74% | 42.29% | 44.66% | 46.64% | 47.76% | 48.44% | 49.2% | 50.02% | 50.87% | 51.67% | 52.06% | 52.16% | 52.17% | 52.17% | 52.17% | 52.17% | 52.17% | 52.17% | 52.17% | 52.17% | 52.17% | 52.17% | 52.17% | 52.17% | 52.17% | 52.17% | 52.17%
QLD | 100% | 100% | 100% | 100% | 100% | 100% | 100% | 100% | 100% | 100% | 100% | 100% | 100% | 100% | 100% | 100% | 100% | 100% | 100% | 100% | 100% | 100% | 100% | 100% | 100% | 100% | 100% | 100% | 100% | 100% | 100%
Central and North QLD (CNQ) | 18.1% | 18.03% | 18.2% | 18.28% | 18.37% | 18.61% | 18.91% | 19.36% | 19.83% | 20.07% | 20.4% | 20.55% | 20.48% | 20.48% | 20.4% | 20.36% | 20.36% | 20.36% | 20.36% | 20.36% | 20.36% | 20.36% | 20.36% | 20.36% | 20.36% | 20.36% | 20.36% | 20.36% | 20.36% | 20.36% | 20.36%
Gladstone Grid (GG) | 0.6643% | 0.7281% | 0.745% | 0.7546% | 0.7594% | 0.7791% | 0.8085% | 0.8574% | 0.8724% | 0.8503% | 0.83% | 0.8264% | 0.8522% | 0.8614% | 0.8575% | 0.8553% | 0.8553% | 0.8553% | 0.8553% | 0.8553% | 0.8553% | 0.8553% | 0.8553% | 0.8553% | 0.8553% | 0.8553% | 0.8553% | 0.8553% | 0.8553% | 0.8553% | 0.8553%
Southern QLD (SQ) | 81.24% | 81.24% | 81.05% | 80.97% | 80.87% | 80.61% | 80.28% | 79.79% | 79.3% | 79.08% | 78.77% | 78.62% | 78.67% | 78.66% | 78.75% | 78.79% | 78.78% | 78.78% | 78.78% | 78.78% | 78.78% | 78.78% | 78.78% | 78.78% | 78.78% | 78.78% | 78.78% | 78.78% | 78.78% | 78.78% | 78.78%
SA | 100% | 100% | 100% | 100% | 100% | 100% | 100% | 100% | 100% | 100% | 100% | 100% | 100% | 100% | 100% | 100% | 100% | 100% | 100% | 100% | 100% | 100% | 100% | 100% | 100% | 100% | 100% | 100% | 100% | 100% | 100%
TAS | 100% | 100% | 100% | 100% | 100% | 100% | 100% | 100% | 100% | 100% | 100% | 100% | 100% | 100% | 100% | 100% | 100% | 100% | 100% | 100% | 100% | 100% | 100% | 100% | 100% | 100% | 100% | 100% | 100% | 100% | 100%
VIC | 100% | 100% | 100% | 100% | 100% | 100% | 100% | 100% | 100% | 100% | 100% | 100% | 100% | 100% | 100% | 100% | 100% | 100% | 100% | 100% | 100% | 100% | 100% | 100% | 100% | 100% | 100% | 100% | 100% | 100% | 100%
Hydrogen Export
| 2021-22 | 2022-23 | 2023-24 | 2024-25 | 2025-26 | 2026-27 | 2027-28 | 2028-29 | 2029-30 | 2030-31 | 2031-32 | 2032-33 | 2033-34 | 2034-35 | 2035-36 | 2036-37 | 2037-38 | 2038-39 | 2039-40 | 2040-41 | 2041-42 | 2042-43 | 2043-44 | 2044-45 | 2045-46 | 2046-47 | 2047-48 | 2048-49 | 2049-50 | 2050-51 | 2051-52
NSW | 100% | 100% | 100% | 100% | 100% | 100% | 100% | 100% | 100% | 100% | 100% | 100% | 100% | 100% | 100% | 100% | 100% | 100% | 100% | 100% | 100% | 100% | 100% | 100% | 100% | 100% | 100% | 100% | 100% | 100% | 100%
Northern NSW (NNSW) | 24.14% | 22.64% | 20.73% | 19.79% | 19.08% | 18.58% | 18.27% | 18.05% | 17.77% | 17.36% | 16.91% | 16.59% | 16.44% | 16.39% | 16.36% | 16.35% | 16.35% | 16.35% | 16.35% | 16.35% | 16.35% | 16.35% | 16.35% | 16.35% | 16.35% | 16.35% | 16.35% | 16.35% | 16.35% | 16.35% | 16.35%
Central NSW (CNSW) | 13.02% | 12.93% | 12.56% | 12.15% | 11.93% | 11.82% | 11.77% | 11.73% | 11.62% | 11.44% | 11.22% | 11.07% | 11.01% | 10.98% | 10.97% | 10.97% | 10.97% | 10.97% | 10.97% | 10.97% | 10.97% | 10.97% | 10.97% | 10.97% | 10.97% | 10.97% | 10.97% | 10.97% | 10.97% | 10.97% | 10.97%
South NSW (SNSW) | 24.4% | 23.09% | 21.74% | 20.95% | 20.46% | 20.16% | 20.03% | 19.92% | 19.72% | 19.34% | 18.86% | 18.51% | 18.32% | 18.21% | 18.13% | 18.08% | 18.07% | 18.07% | 18.07% | 18.07% | 18.07% | 18.07% | 18.07% | 18.07% | 18.07% | 18.07% | 18.07% | 18.07% | 18.07% | 18.07% | 18.07%
Sydney, Newcastle and Wooloongong (SNW) | 38.44% | 41.34% | 44.97% | 47.12% | 48.52% | 49.44% | 49.93% | 50.31% | 50.89% | 51.86% | 53.01% | 53.83% | 54.23% | 54.41% | 54.53% | 54.6% | 54.61% | 54.61% | 54.61% | 54.61% | 54.61% | 54.61% | 54.61% | 54.61% | 54.61% | 54.61% | 54.61% | 54.61% | 54.61% | 54.61% | 54.61%
QLD | 100% | 100% | 100% | 100% | 100% | 100% | 100% | 100% | 100% | 100% | 100% | 100% | 100% | 100% | 100% | 100% | 100% | 100% | 100% | 100% | 100% | 100% | 100% | 100% | 100% | 100% | 100% | 100% | 100% | 100% | 100%
Central and North QLD (CNQ) | 17.84% | 17.21% | 17.2% | 17.55% | 17.88% | 18.29% | 18.69% | 19.06% | 19.4% | 19.71% | 19.97% | 20.15% | 20.22% | 20.2% | 20.19% | 20.2% | 20.2% | 20.2% | 20.2% | 20.2% | 20.2% | 20.2% | 20.2% | 20.2% | 20.2% | 20.2% | 20.2% | 20.2% | 20.2% | 20.2% | 20.2%
Gladstone Grid (GG) | 0.7268% | 0.9396% | 1.081% | 1.122% | 1.106% | 1.055% | 1.002% | 0.9742% | 0.9661% | 0.9665% | 0.952% | 0.9203% | 0.8987% | 0.8917% | 0.8918% | 0.8922% | 0.8922% | 0.8922% | 0.8922% | 0.8922% | 0.8922% | 0.8922% | 0.8922% | 0.8922% | 0.8922% | 0.8922% | 0.8922% | 0.8922% | 0.8922% | 0.8922% | 0.8922%
Southern QLD (SQ) | 81.43% | 81.85% | 81.72% | 81.33% | 81.02% | 80.65% | 80.31% | 79.97% | 79.63% | 79.32% | 79.08% | 78.93% | 78.88% | 78.91% | 78.92% | 78.91% | 78.91% | 78.91% | 78.91% | 78.91% | 78.91% | 78.91% | 78.91% | 78.91% | 78.91% | 78.91% | 78.91% | 78.91% | 78.91% | 78.91% | 78.91%
SA | 100% | 100% | 100% | 100% | 100% | 100% | 100% | 100% | 100% | 100% | 100% | 100% | 100% | 100% | 100% | 100% | 100% | 100% | 100% | 100% | 100% | 100% | 100% | 100% | 100% | 100% | 100% | 100% | 100% | 100% | 100%
TAS | 100% | 100% | 100% | 100% | 100% | 100% | 100% | 100% | 100% | 100% | 100% | 100% | 100% | 100% | 100% | 100% | 100% | 100% | 100% | 100% | 100% | 100% | 100% | 100% | 100% | 100% | 100% | 100% | 100% | 100% | 100%
VIC | 100% | 100% | 100% | 100% | 100% | 100% | 100% | 100% | 100% | 100% | 100% | 100% | 100% | 100% | 100% | 100% | 100% | 100% | 100% | 100% | 100% | 100% | 100% | 100% | 100% | 100% | 100% | 100% | 100% | 100% | 100%
Strong Electrification
| 2021-22 | 2022-23 | 2023-24 | 2024-25 | 2025-26 | 2026-27 | 2027-28 | 2028-29 | 2029-30 | 2030-31 | 2031-32 | 2032-33 | 2033-34 | 2034-35 | 2035-36 | 2036-37 | 2037-38 | 2038-39 | 2039-40 | 2040-41 | 2041-42 | 2042-43 | 2043-44 | 2044-45 | 2045-46 | 2046-47 | 2047-48 | 2048-49 | 2049-50 | 2050-51 | 2051-52
NSW | 100% | 100% | 100% | 100% | 100% | 100% | 100% | 100% | 100% | 100% | 100% | 100% | 100% | 100% | 100% | 100% | 100% | 100% | 100% | 100% | 100% | 100% | 100% | 100% | 100% | 100% | 100% | 100% | 100% | 100% | 100%
Northern NSW (NNSW) | 23.63% | 21.89% | 20.38% | 19.48% | 18.75% | 18.3% | 18.01% | 17.83% | 17.58% | 17.19% | 16.77% | 16.49% | 16.35% | 16.28% | 16.25% | 16.24% | 16.24% | 16.24% | 16.24% | 16.24% | 16.24% | 16.24% | 16.24% | 16.24% | 16.24% | 16.24% | 16.24% | 16.24% | 16.24% | 16.24% | 16.24%
Central NSW (CNSW) | 12.91% | 12.71% | 12.37% | 12.07% | 11.87% | 11.79% | 11.77% | 11.73% | 11.61% | 11.42% | 11.23% | 11.1% | 11.04% | 11.01% | 11% | 11% | 11% | 11% | 11% | 11% | 11% | 11% | 11% | 11% | 11% | 11% | 11% | 11% | 11% | 11% | 11%
South NSW (SNSW) | 24.08% | 22.71% | 21.55% | 20.88% | 20.41% | 20.18% | 20.08% | 20.01% | 19.82% | 19.44% | 18.99% | 18.69% | 18.53% | 18.43% | 18.36% | 18.32% | 18.31% | 18.31% | 18.31% | 18.31% | 18.31% | 18.31% | 18.31% | 18.31% | 18.31% | 18.31% | 18.31% | 18.31% | 18.31% | 18.31% | 18.31%
Sydney, Newcastle and Wooloongong (SNW) | 39.38% | 42.7% | 45.7% | 47.58% | 48.96% | 49.73% | 50.14% | 50.43% | 50.99% | 51.95% | 53.01% | 53.72% | 54.09% | 54.27% | 54.39% | 54.45% | 54.45% | 54.45% | 54.45% | 54.45% | 54.45% | 54.45% | 54.45% | 54.45% | 54.45% | 54.45% | 54.45% | 54.45% | 54.45% | 54.45% | 54.45%
QLD | 100% | 100% | 100% | 100% | 100% | 100% | 100% | 100% | 100% | 100% | 100% | 100% | 100% | 100% | 100% | 100% | 100% | 100% | 100% | 100% | 100% | 100% | 100% | 100% | 100% | 100% | 100% | 100% | 100% | 100% | 100%
Central and North QLD (CNQ) | 17.97% | 17.85% | 18.25% | 18.71% | 18.99% | 19.23% | 19.6% | 19.93% | 20.17% | 20.27% | 20.29% | 20.34% | 20.41% | 20.46% | 20.49% | 20.5% | 20.5% | 20.5% | 20.5% | 20.5% | 20.5% | 20.5% | 20.5% | 20.5% | 20.5% | 20.5% | 20.5% | 20.5% | 20.5% | 20.5% | 20.5%
Gladstone Grid (GG) | 0.7227% | 0.8593% | 0.9028% | 0.9226% | 0.9257% | 0.8981% | 0.8712% | 0.849% | 0.843% | 0.8575% | 0.8661% | 0.8559% | 0.8462% | 0.8411% | 0.8404% | 0.841% | 0.8409% | 0.8409% | 0.8409% | 0.8409% | 0.8409% | 0.8409% | 0.8409% | 0.8409% | 0.8409% | 0.8409% | 0.8409% | 0.8409% | 0.8409% | 0.8409% | 0.8409%
Southern QLD (SQ) | 81.31% | 81.29% | 80.85% | 80.37% | 80.08% | 79.87% | 79.53% | 79.22% | 78.99% | 78.88% | 78.84% | 78.8% | 78.74% | 78.7% | 78.67% | 78.66% | 78.66% | 78.66% | 78.66% | 78.66% | 78.66% | 78.66% | 78.66% | 78.66% | 78.66% | 78.66% | 78.66% | 78.66% | 78.66% | 78.66% | 78.66%
SA | 100% | 100% | 100% | 100% | 100% | 100% | 100% | 100% | 100% | 100% | 100% | 100% | 100% | 100% | 100% | 100% | 100% | 100% | 100% | 100% | 100% | 100% | 100% | 100% | 100% | 100% | 100% | 100% | 100% | 100% | 100%
TAS | 100% | 100% | 100% | 100% | 100% | 100% | 100% | 100% | 100% | 100% | 100% | 100% | 100% | 100% | 100% | 100% | 100% | 100% | 100% | 100% | 100% | 100% | 100% | 100% | 100% | 100% | 100% | 100% | 100% | 100% | 100%
VIC | 100% | 100% | 100% | 100% | 100% | 100% | 100% | 100% | 100% | 100% | 100% | 100% | 100% | 100% | 100% | 100% | 100% | 100% | 100% | 100% | 100% | 100% | 100% | 100% | 100% | 100% | 100% | 100% | 100% | 100% | 100%
Aggregated embedded energy storages (small-scale batteries, % of regional allocation)
Batteries that are coordinated in a VPP-style operating arrangement
Slow Change
| 2021-22 | 2022-23 | 2023-24 | 2024-25 | 2025-26 | 2026-27 | 2027-28 | 2028-29 | 2029-30 | 2030-31 | 2031-32 | 2032-33 | 2033-34 | 2034-35 | 2035-36 | 2036-37 | 2037-38 | 2038-39 | 2039-40 | 2040-41 | 2041-42 | 2042-43 | 2043-44 | 2044-45 | 2045-46 | 2046-47 | 2047-48 | 2048-49 | 2049-50 | 2050-51 | 2051-52
NSW | 100% | 100% | 100% | 100% | 100% | 100% | 100% | 100% | 100% | 100% | 100% | 100% | 100% | 100% | 100% | 100% | 100% | 100% | 100% | 100% | 100% | 100% | 100% | 100% | 100% | 100% | 100% | 100% | 100% | 100% | 100%
Northern NSW (NNSW) | 22.95% | 21.49% | 21.18% | 21.39% | 21.12% | 20.74% | 20.72% | 20.63% | 20.54% | 20.39% | 19.77% | 19.31% | 19.36% | 19.26% | 19.2% | 19.18% | 19.18% | 19.18% | 19.18% | 19.18% | 19.18% | 19.18% | 19.18% | 19.18% | 19.18% | 19.18% | 19.18% | 19.18% | 19.18% | 19.18% | 19.18%
Central NSW (CNSW) | 12.82% | 12.39% | 12.09% | 12.26% | 12.32% | 12.34% | 12.39% | 12.36% | 12.38% | 12.34% | 12.1% | 12.09% | 12.17% | 12.04% | 12.03% | 12.03% | 12.03% | 12.03% | 12.03% | 12.03% | 12.03% | 12.03% | 12.03% | 12.03% | 12.03% | 12.03% | 12.03% | 12.03% | 12.03% | 12.03% | 12.03%
South NSW (SNSW) | 24.56% | 26.08% | 27.36% | 26.28% | 24.59% | 23.59% | 23.07% | 22.63% | 22.37% | 22.18% | 21.42% | 21.21% | 21.33% | 21.06% | 21% | 20.97% | 20.97% | 20.97% | 20.97% | 20.97% | 20.97% | 20.97% | 20.97% | 20.97% | 20.97% | 20.97% | 20.97% | 20.97% | 20.97% | 20.97% | 20.97%
Sydney, Newcastle and Wooloongong (SNW) | 39.67% | 40.04% | 39.37% | 40.07% | 41.96% | 43.33% | 43.82% | 44.38% | 44.71% | 45.09% | 46.71% | 47.39% | 47.13% | 47.64% | 47.76% | 47.82% | 47.82% | 47.82% | 47.82% | 47.82% | 47.82% | 47.82% | 47.82% | 47.82% | 47.82% | 47.82% | 47.82% | 47.82% | 47.82% | 47.82% | 47.82%
QLD | 100% | 100% | 100% | 100% | 100% | 100% | 100% | 100% | 100% | 100% | 100% | 100% | 100% | 100% | 100% | 100% | 100% | 100% | 100% | 100% | 100% | 100% | 100% | 100% | 100% | 100% | 100% | 100% | 100% | 100% | 100%
Central and North QLD (CNQ) | 17.64% | 17.59% | 17.7% | 17.55% | 17.58% | 17.77% | 17.95% | 18.08% | 18.08% | 18.13% | 18.2% | 18.26% | 18.28% | 18.33% | 18.35% | 18.35% | 18.36% | 18.36% | 18.36% | 18.36% | 18.36% | 18.36% | 18.36% | 18.36% | 18.36% | 18.36% | 18.36% | 18.36% | 18.36% | 18.36% | 18.36%
Gladstone Grid (GG) | 0.7834% | 0.8314% | 0.8352% | 0.89% | 0.9383% | 0.9118% | 0.8938% | 0.9023% | 0.9088% | 0.9107% | 0.9116% | 0.9348% | 0.9496% | 0.9412% | 0.9438% | 0.944% | 0.944% | 0.944% | 0.944% | 0.944% | 0.944% | 0.944% | 0.944% | 0.944% | 0.944% | 0.944% | 0.944% | 0.944% | 0.944% | 0.944% | 0.944%
Southern QLD (SQ) | 81.58% | 81.58% | 81.46% | 81.56% | 81.49% | 81.32% | 81.16% | 81.01% | 81.01% | 80.96% | 80.89% | 80.81% | 80.77% | 80.73% | 80.71% | 80.7% | 80.7% | 80.7% | 80.7% | 80.7% | 80.7% | 80.7% | 80.7% | 80.7% | 80.7% | 80.7% | 80.7% | 80.7% | 80.7% | 80.7% | 80.7%
SA | 100% | 100% | 100% | 100% | 100% | 100% | 100% | 100% | 100% | 100% | 100% | 100% | 100% | 100% | 100% | 100% | 100% | 100% | 100% | 100% | 100% | 100% | 100% | 100% | 100% | 100% | 100% | 100% | 100% | 100% | 100%
TAS | 100% | 100% | 100% | 100% | 100% | 100% | 100% | 100% | 100% | 100% | 100% | 100% | 100% | 100% | 100% | 100% | 100% | 100% | 100% | 100% | 100% | 100% | 100% | 100% | 100% | 100% | 100% | 100% | 100% | 100% | 100%
VIC | 100% | 100% | 100% | 100% | 100% | 100% | 100% | 100% | 100% | 100% | 100% | 100% | 100% | 100% | 100% | 100% | 100% | 100% | 100% | 100% | 100% | 100% | 100% | 100% | 100% | 100% | 100% | 100% | 100% | 100% | 100%
Progressive Change
| 2021-22 | 2022-23 | 2023-24 | 2024-25 | 2025-26 | 2026-27 | 2027-28 | 2028-29 | 2029-30 | 2030-31 | 2031-32 | 2032-33 | 2033-34 | 2034-35 | 2035-36 | 2036-37 | 2037-38 | 2038-39 | 2039-40 | 2040-41 | 2041-42 | 2042-43 | 2043-44 | 2044-45 | 2045-46 | 2046-47 | 2047-48 | 2048-49 | 2049-50 | 2050-51 | 2051-52
NSW | 100% | 100% | 100% | 100% | 100% | 100% | 100% | 100% | 100% | 100% | 100% | 100% | 100% | 100% | 100% | 100% | 100% | 100% | 100% | 100% | 100% | 100% | 100% | 100% | 100% | 100% | 100% | 100% | 100% | 100% | 100%
Northern NSW (NNSW) | 23.59% | 22.06% | 21.58% | 21.5% | 20.96% | 20.27% | 19.7% | 19.53% | 19.23% | 18.89% | 18.31% | 18.01% | 18.19% | 18.15% | 18.18% | 18.22% | 18.22% | 18.22% | 18.22% | 18.22% | 18.22% | 18.22% | 18.22% | 18.22% | 18.22% | 18.22% | 18.22% | 18.22% | 18.22% | 18.22% | 18.22%
Central NSW (CNSW) | 12.98% | 12.6% | 12.49% | 12.66% | 12.72% | 12.6% | 12.41% | 12.39% | 12.34% | 12.28% | 12.28% | 12.24% | 12.27% | 12.35% | 12.39% | 12.41% | 12.41% | 12.41% | 12.41% | 12.41% | 12.41% | 12.41% | 12.41% | 12.41% | 12.41% | 12.41% | 12.41% | 12.41% | 12.41% | 12.41% | 12.41%
South NSW (SNSW) | 24.3% | 25.13% | 24.71% | 23.37% | 22.64% | 22.16% | 21.85% | 21.68% | 21.48% | 21.37% | 21.06% | 21% | 21.15% | 21.15% | 21.16% | 21.21% | 21.23% | 21.23% | 21.23% | 21.23% | 21.23% | 21.23% | 21.23% | 21.23% | 21.23% | 21.23% | 21.23% | 21.23% | 21.23% | 21.23% | 21.23%
Sydney, Newcastle and Wooloongong (SNW) | 39.14% | 40.21% | 41.22% | 42.47% | 43.68% | 44.96% | 46.04% | 46.4% | 46.96% | 47.46% | 48.35% | 48.75% | 48.39% | 48.34% | 48.27% | 48.16% | 48.13% | 48.13% | 48.13% | 48.13% | 48.13% | 48.13% | 48.13% | 48.13% | 48.13% | 48.13% | 48.13% | 48.13% | 48.13% | 48.13% | 48.13%
QLD | 100% | 100% | 100% | 100% | 100% | 100% | 100% | 100% | 100% | 100% | 100% | 100% | 100% | 100% | 100% | 100% | 100% | 100% | 100% | 100% | 100% | 100% | 100% | 100% | 100% | 100% | 100% | 100% | 100% | 100% | 100%
Central and North QLD (CNQ) | 17.53% | 17.44% | 17.57% | 17.59% | 17.62% | 17.82% | 18.37% | 18.78% | 18.98% | 19.17% | 19.19% | 19.45% | 19.81% | 20.03% | 20.19% | 20.32% | 20.35% | 20.35% | 20.35% | 20.35% | 20.35% | 20.35% | 20.35% | 20.35% | 20.35% | 20.35% | 20.35% | 20.35% | 20.35% | 20.35% | 20.35%
Gladstone Grid (GG) | 0.7891% | 0.865% | 0.8782% | 0.8873% | 0.896% | 0.8896% | 0.8793% | 0.8774% | 0.88% | 0.8814% | 0.8805% | 0.8681% | 0.8472% | 0.8353% | 0.8273% | 0.8208% | 0.8196% | 0.8196% | 0.8196% | 0.8196% | 0.8196% | 0.8196% | 0.8196% | 0.8196% | 0.8196% | 0.8196% | 0.8196% | 0.8196% | 0.8196% | 0.8196% | 0.8196%
Southern QLD (SQ) | 81.68% | 81.69% | 81.55% | 81.53% | 81.48% | 81.29% | 80.75% | 80.34% | 80.14% | 79.95% | 79.93% | 79.69% | 79.35% | 79.14% | 78.99% | 78.85% | 78.83% | 78.83% | 78.83% | 78.83% | 78.83% | 78.83% | 78.83% | 78.83% | 78.83% | 78.83% | 78.83% | 78.83% | 78.83% | 78.83% | 78.83%
SA | 100% | 100% | 100% | 100% | 100% | 100% | 100% | 100% | 100% | 100% | 100% | 100% | 100% | 100% | 100% | 100% | 100% | 100% | 100% | 100% | 100% | 100% | 100% | 100% | 100% | 100% | 100% | 100% | 100% | 100% | 100%
TAS | 100% | 100% | 100% | 100% | 100% | 100% | 100% | 100% | 100% | 100% | 100% | 100% | 100% | 100% | 100% | 100% | 100% | 100% | 100% | 100% | 100% | 100% | 100% | 100% | 100% | 100% | 100% | 100% | 100% | 100% | 100%
VIC | 100% | 100% | 100% | 100% | 100% | 100% | 100% | 100% | 100% | 100% | 100% | 100% | 100% | 100% | 100% | 100% | 100% | 100% | 100% | 100% | 100% | 100% | 100% | 100% | 100% | 100% | 100% | 100% | 100% | 100% | 100%
Step Change
| 2021-22 | 2022-23 | 2023-24 | 2024-25 | 2025-26 | 2026-27 | 2027-28 | 2028-29 | 2029-30 | 2030-31 | 2031-32 | 2032-33 | 2033-34 | 2034-35 | 2035-36 | 2036-37 | 2037-38 | 2038-39 | 2039-40 | 2040-41 | 2041-42 | 2042-43 | 2043-44 | 2044-45 | 2045-46 | 2046-47 | 2047-48 | 2048-49 | 2049-50 | 2050-51 | 2051-52
NSW | 100% | 100% | 100% | 100% | 100% | 100% | 100% | 100% | 100% | 100% | 100% | 100% | 100% | 100% | 100% | 100% | 100% | 100% | 100% | 100% | 100% | 100% | 100% | 100% | 100% | 100% | 100% | 100% | 100% | 100% | 100%
Northern NSW (NNSW) | 24.45% | 23.94% | 23.32% | 22.99% | 22.48% | 21.41% | 20.07% | 19.16% | 18.64% | 18.28% | 17.99% | 17.7% | 17.4% | 17.1% | 16.97% | 16.94% | 16.94% | 16.94% | 16.94% | 16.94% | 16.94% | 16.94% | 16.94% | 16.94% | 16.94% | 16.94% | 16.94% | 16.94% | 16.94% | 16.94% | 16.94%
Central NSW (CNSW) | 13.07% | 13.04% | 13.01% | 12.93% | 12.92% | 12.98% | 12.85% | 12.56% | 12.33% | 12.23% | 12.08% | 11.9% | 11.74% | 11.6% | 11.53% | 11.52% | 11.52% | 11.52% | 11.52% | 11.52% | 11.52% | 11.52% | 11.52% | 11.52% | 11.52% | 11.52% | 11.52% | 11.52% | 11.52% | 11.52% | 11.52%
South NSW (SNSW) | 24.49% | 24.29% | 24.1% | 24.02% | 23.86% | 23.33% | 22.43% | 21.64% | 21.27% | 21.05% | 20.72% | 20.37% | 19.99% | 19.63% | 19.44% | 19.38% | 19.38% | 19.38% | 19.38% | 19.38% | 19.38% | 19.38% | 19.38% | 19.38% | 19.38% | 19.38% | 19.38% | 19.38% | 19.38% | 19.38% | 19.38%
Sydney, Newcastle and Wooloongong (SNW) | 37.98% | 38.73% | 39.58% | 40.05% | 40.74% | 42.29% | 44.66% | 46.64% | 47.76% | 48.44% | 49.2% | 50.02% | 50.87% | 51.67% | 52.06% | 52.16% | 52.17% | 52.17% | 52.17% | 52.17% | 52.17% | 52.17% | 52.17% | 52.17% | 52.17% | 52.17% | 52.17% | 52.17% | 52.17% | 52.17% | 52.17%
QLD | 100% | 100% | 100% | 100% | 100% | 100% | 100% | 100% | 100% | 100% | 100% | 100% | 100% | 100% | 100% | 100% | 100% | 100% | 100% | 100% | 100% | 100% | 100% | 100% | 100% | 100% | 100% | 100% | 100% | 100% | 100%
Central and North QLD (CNQ) | 18.1% | 18.03% | 18.2% | 18.28% | 18.37% | 18.61% | 18.91% | 19.36% | 19.83% | 20.07% | 20.4% | 20.55% | 20.48% | 20.48% | 20.4% | 20.36% | 20.36% | 20.36% | 20.36% | 20.36% | 20.36% | 20.36% | 20.36% | 20.36% | 20.36% | 20.36% | 20.36% | 20.36% | 20.36% | 20.36% | 20.36%
Gladstone Grid (GG) | 0.6643% | 0.7281% | 0.745% | 0.7546% | 0.7594% | 0.7791% | 0.8085% | 0.8574% | 0.8724% | 0.8503% | 0.83% | 0.8264% | 0.8522% | 0.8614% | 0.8575% | 0.8553% | 0.8553% | 0.8553% | 0.8553% | 0.8553% | 0.8553% | 0.8553% | 0.8553% | 0.8553% | 0.8553% | 0.8553% | 0.8553% | 0.8553% | 0.8553% | 0.8553% | 0.8553%
Southern QLD (SQ) | 81.24% | 81.24% | 81.05% | 80.97% | 80.87% | 80.61% | 80.28% | 79.79% | 79.3% | 79.08% | 78.77% | 78.62% | 78.67% | 78.66% | 78.75% | 78.79% | 78.78% | 78.78% | 78.78% | 78.78% | 78.78% | 78.78% | 78.78% | 78.78% | 78.78% | 78.78% | 78.78% | 78.78% | 78.78% | 78.78% | 78.78%
SA | 100% | 100% | 100% | 100% | 100% | 100% | 100% | 100% | 100% | 100% | 100% | 100% | 100% | 100% | 100% | 100% | 100% | 100% | 100% | 100% | 100% | 100% | 100% | 100% | 100% | 100% | 100% | 100% | 100% | 100% | 100%
TAS | 100% | 100% | 100% | 100% | 100% | 100% | 100% | 100% | 100% | 100% | 100% | 100% | 100% | 100% | 100% | 100% | 100% | 100% | 100% | 100% | 100% | 100% | 100% | 100% | 100% | 100% | 100% | 100% | 100% | 100% | 100%
VIC | 100% | 100% | 100% | 100% | 100% | 100% | 100% | 100% | 100% | 100% | 100% | 100% | 100% | 100% | 100% | 100% | 100% | 100% | 100% | 100% | 100% | 100% | 100% | 100% | 100% | 100% | 100% | 100% | 100% | 100% | 100%
Hydrogen Export
| 2021-22 | 2022-23 | 2023-24 | 2024-25 | 2025-26 | 2026-27 | 2027-28 | 2028-29 | 2029-30 | 2030-31 | 2031-32 | 2032-33 | 2033-34 | 2034-35 | 2035-36 | 2036-37 | 2037-38 | 2038-39 | 2039-40 | 2040-41 | 2041-42 | 2042-43 | 2043-44 | 2044-45 | 2045-46 | 2046-47 | 2047-48 | 2048-49 | 2049-50 | 2050-51 | 2051-52
NSW | 100% | 100% | 100% | 100% | 100% | 100% | 100% | 100% | 100% | 100% | 100% | 100% | 100% | 100% | 100% | 100% | 100% | 100% | 100% | 100% | 100% | 100% | 100% | 100% | 100% | 100% | 100% | 100% | 100% | 100% | 100%
Northern NSW (NNSW) | 24.14% | 22.64% | 20.73% | 19.79% | 19.08% | 18.58% | 18.27% | 18.05% | 17.77% | 17.36% | 16.91% | 16.59% | 16.44% | 16.39% | 16.36% | 16.35% | 16.35% | 16.35% | 16.35% | 16.35% | 16.35% | 16.35% | 16.35% | 16.35% | 16.35% | 16.35% | 16.35% | 16.35% | 16.35% | 16.35% | 16.35%
Central NSW (CNSW) | 13.02% | 12.93% | 12.56% | 12.15% | 11.93% | 11.82% | 11.77% | 11.73% | 11.62% | 11.44% | 11.22% | 11.07% | 11.01% | 10.98% | 10.97% | 10.97% | 10.97% | 10.97% | 10.97% | 10.97% | 10.97% | 10.97% | 10.97% | 10.97% | 10.97% | 10.97% | 10.97% | 10.97% | 10.97% | 10.97% | 10.97%
South NSW (SNSW) | 24.4% | 23.09% | 21.74% | 20.95% | 20.46% | 20.16% | 20.03% | 19.92% | 19.72% | 19.34% | 18.86% | 18.51% | 18.32% | 18.21% | 18.13% | 18.08% | 18.07% | 18.07% | 18.07% | 18.07% | 18.07% | 18.07% | 18.07% | 18.07% | 18.07% | 18.07% | 18.07% | 18.07% | 18.07% | 18.07% | 18.07%
Sydney, Newcastle and Wooloongong (SNW) | 38.44% | 41.34% | 44.97% | 47.12% | 48.52% | 49.44% | 49.93% | 50.31% | 50.89% | 51.86% | 53.01% | 53.83% | 54.23% | 54.41% | 54.53% | 54.6% | 54.61% | 54.61% | 54.61% | 54.61% | 54.61% | 54.61% | 54.61% | 54.61% | 54.61% | 54.61% | 54.61% | 54.61% | 54.61% | 54.61% | 54.61%
QLD | 100% | 100% | 100% | 100% | 100% | 100% | 100% | 100% | 100% | 100% | 100% | 100% | 100% | 100% | 100% | 100% | 100% | 100% | 100% | 100% | 100% | 100% | 100% | 100% | 100% | 100% | 100% | 100% | 100% | 100% | 100%
Central and North QLD (CNQ) | 17.84% | 17.21% | 17.2% | 17.55% | 17.88% | 18.29% | 18.69% | 19.06% | 19.4% | 19.71% | 19.97% | 20.15% | 20.22% | 20.2% | 20.19% | 20.2% | 20.2% | 20.2% | 20.2% | 20.2% | 20.2% | 20.2% | 20.2% | 20.2% | 20.2% | 20.2% | 20.2% | 20.2% | 20.2% | 20.2% | 20.2%
Gladstone Grid (GG) | 0.7268% | 0.9396% | 1.081% | 1.122% | 1.106% | 1.055% | 1.002% | 0.9742% | 0.9661% | 0.9665% | 0.952% | 0.9203% | 0.8987% | 0.8917% | 0.8918% | 0.8922% | 0.8922% | 0.8922% | 0.8922% | 0.8922% | 0.8922% | 0.8922% | 0.8922% | 0.8922% | 0.8922% | 0.8922% | 0.8922% | 0.8922% | 0.8922% | 0.8922% | 0.8922%
Southern QLD (SQ) | 81.43% | 81.85% | 81.72% | 81.33% | 81.02% | 80.65% | 80.31% | 79.97% | 79.63% | 79.32% | 79.08% | 78.93% | 78.88% | 78.91% | 78.92% | 78.91% | 78.91% | 78.91% | 78.91% | 78.91% | 78.91% | 78.91% | 78.91% | 78.91% | 78.91% | 78.91% | 78.91% | 78.91% | 78.91% | 78.91% | 78.91%
SA | 100% | 100% | 100% | 100% | 100% | 100% | 100% | 100% | 100% | 100% | 100% | 100% | 100% | 100% | 100% | 100% | 100% | 100% | 100% | 100% | 100% | 100% | 100% | 100% | 100% | 100% | 100% | 100% | 100% | 100% | 100%
TAS | 100% | 100% | 100% | 100% | 100% | 100% | 100% | 100% | 100% | 100% | 100% | 100% | 100% | 100% | 100% | 100% | 100% | 100% | 100% | 100% | 100% | 100% | 100% | 100% | 100% | 100% | 100% | 100% | 100% | 100% | 100%
VIC | 100% | 100% | 100% | 100% | 100% | 100% | 100% | 100% | 100% | 100% | 100% | 100% | 100% | 100% | 100% | 100% | 100% | 100% | 100% | 100% | 100% | 100% | 100% | 100% | 100% | 100% | 100% | 100% | 100% | 100% | 100%
Strong Electrification
| 2021-22 | 2022-23 | 2023-24 | 2024-25 | 2025-26 | 2026-27 | 2027-28 | 2028-29 | 2029-30 | 2030-31 | 2031-32 | 2032-33 | 2033-34 | 2034-35 | 2035-36 | 2036-37 | 2037-38 | 2038-39 | 2039-40 | 2040-41 | 2041-42 | 2042-43 | 2043-44 | 2044-45 | 2045-46 | 2046-47 | 2047-48 | 2048-49 | 2049-50 | 2050-51 | 2051-52
NSW | 100% | 100% | 100% | 100% | 100% | 100% | 100% | 100% | 100% | 100% | 100% | 100% | 100% | 100% | 100% | 100% | 100% | 100% | 100% | 100% | 100% | 100% | 100% | 100% | 100% | 100% | 100% | 100% | 100% | 100% | 100%
Northern NSW (NNSW) | 23.63% | 21.89% | 20.38% | 19.48% | 18.75% | 18.3% | 18.01% | 17.83% | 17.58% | 17.19% | 16.77% | 16.49% | 16.35% | 16.28% | 16.25% | 16.24% | 16.24% | 16.24% | 16.24% | 16.24% | 16.24% | 16.24% | 16.24% | 16.24% | 16.24% | 16.24% | 16.24% | 16.24% | 16.24% | 16.24% | 16.24%
Central NSW (CNSW) | 12.91% | 12.71% | 12.37% | 12.07% | 11.87% | 11.79% | 11.77% | 11.73% | 11.61% | 11.42% | 11.23% | 11.1% | 11.04% | 11.01% | 11% | 11% | 11% | 11% | 11% | 11% | 11% | 11% | 11% | 11% | 11% | 11% | 11% | 11% | 11% | 11% | 11%
South NSW (SNSW) | 24.08% | 22.71% | 21.55% | 20.88% | 20.41% | 20.18% | 20.08% | 20.01% | 19.82% | 19.44% | 18.99% | 18.69% | 18.53% | 18.43% | 18.36% | 18.32% | 18.31% | 18.31% | 18.31% | 18.31% | 18.31% | 18.31% | 18.31% | 18.31% | 18.31% | 18.31% | 18.31% | 18.31% | 18.31% | 18.31% | 18.31%
Sydney, Newcastle and Wooloongong (SNW) | 39.38% | 42.7% | 45.7% | 47.58% | 48.96% | 49.73% | 50.14% | 50.43% | 50.99% | 51.95% | 53.01% | 53.72% | 54.09% | 54.27% | 54.39% | 54.45% | 54.45% | 54.45% | 54.45% | 54.45% | 54.45% | 54.45% | 54.45% | 54.45% | 54.45% | 54.45% | 54.45% | 54.45% | 54.45% | 54.45% | 54.45%
QLD | 100% | 100% | 100% | 100% | 100% | 100% | 100% | 100% | 100% | 100% | 100% | 100% | 100% | 100% | 100% | 100% | 100% | 100% | 100% | 100% | 100% | 100% | 100% | 100% | 100% | 100% | 100% | 100% | 100% | 100% | 100%
Central and North QLD (CNQ) | 17.97% | 17.85% | 18.25% | 18.71% | 18.99% | 19.23% | 19.6% | 19.93% | 20.17% | 20.27% | 20.29% | 20.34% | 20.41% | 20.46% | 20.49% | 20.5% | 20.5% | 20.5% | 20.5% | 20.5% | 20.5% | 20.5% | 20.5% | 20.5% | 20.5% | 20.5% | 20.5% | 20.5% | 20.5% | 20.5% | 20.5%
Gladstone Grid (GG) | 0.7227% | 0.8593% | 0.9028% | 0.9226% | 0.9257% | 0.8981% | 0.8712% | 0.849% | 0.843% | 0.8575% | 0.8661% | 0.8559% | 0.8462% | 0.8411% | 0.8404% | 0.841% | 0.8409% | 0.8409% | 0.8409% | 0.8409% | 0.8409% | 0.8409% | 0.8409% | 0.8409% | 0.8409% | 0.8409% | 0.8409% | 0.8409% | 0.8409% | 0.8409% | 0.8409%
Southern QLD (SQ) | 81.31% | 81.29% | 80.85% | 80.37% | 80.08% | 79.87% | 79.53% | 79.22% | 78.99% | 78.88% | 78.84% | 78.8% | 78.74% | 78.7% | 78.67% | 78.66% | 78.66% | 78.66% | 78.66% | 78.66% | 78.66% | 78.66% | 78.66% | 78.66% | 78.66% | 78.66% | 78.66% | 78.66% | 78.66% | 78.66% | 78.66%
SA | 100% | 100% | 100% | 100% | 100% | 100% | 100% | 100% | 100% | 100% | 100% | 100% | 100% | 100% | 100% | 100% | 100% | 100% | 100% | 100% | 100% | 100% | 100% | 100% | 100% | 100% | 100% | 100% | 100% | 100% | 100%
TAS | 100% | 100% | 100% | 100% | 100% | 100% | 100% | 100% | 100% | 100% | 100% | 100% | 100% | 100% | 100% | 100% | 100% | 100% | 100% | 100% | 100% | 100% | 100% | 100% | 100% | 100% | 100% | 100% | 100% | 100% | 100%
VIC | 100% | 100% | 100% | 100% | 100% | 100% | 100% | 100% | 100% | 100% | 100% | 100% | 100% | 100% | 100% | 100% | 100% | 100% | 100% | 100% | 100% | 100% | 100% | 100% | 100% | 100% | 100% | 100% | 100% | 100% | 100%

## Network representation
Go to Assumptions Summary
Sub-regional Topology representation in the Capacity Outlook market model |  |  | Sub-regional representation
Flow path definition | Definition of interconnector or Flow path boundaries
CNQ – GG | Bouldercombe – Calliope River 275 kV (1 circuit) Raglan – Larcom Creek 275 kV (1 circuit) Calvale – Wurdong 275 kV (1 circuit) Gin Gin – Calliope River (2 circuits) Teebar Creek – Wurdong (1 circuit) Callide A – Gladstone South 132 kV ( 2 circuits)
CNQ – SQ | Woolooga – Teebar Creek 275 kV (1 circuit) Woolooga – Gin Gin 275 kV (2 circuits) Halys – Calvale 275 kV (2 circuits)
NNSW – SQ (Queensland – New South Wales interconnector, or QNI ) | Dumaresq – Bulli Creek 330 kV (2 circuits)
NNSW – SQ (Terranora) | Terranora – Mudgeeraba 110 kV (2 circuits)
CNSW – NNSW | Muswellbrook – Tamworth 330 kV (1 circuit) Liddell – Tamworth 330 kV (1 circuit) Haws Nest – Taree 132 kV line (1 circuit) Stroud – Brandy Hill 132 kV line (1 circuit)
SNSW – CNSW | Crookwell – Bannaby 330 kV (1 circuit) Yass – Marulan 330 kV (2 circuits) Capital – Kangaroo Valley 330 kV (1 circuit) Yass – Cowra 132 kV (2 circuits)
CNSW – SNW | Wallerawang – Ingleburn 330 kV (1 circuit) Wallerawang – Sydney South 330 kV (1 circuit) Bayswater – Sydney West ­330 kV (1 circuit) Bayswater – Regentville 330 kV (1 circuit) Liddell – Newcastle 330 kV (1 circuit) Liddell – Tomago 330 kV (1 circuit) Bannaby – Sydney West 330 kV (1 circuit) Marulan – Avon 330 kV (1 circuit) Marulan – Dapto 330 kV (1 circuit) Kangaroo Valley – Dapto 330 kV (1 circuit) Stroud – Brandy Hill 132 kV (1 circuit) Stroud – Tomago 132 kV (1 circuit) Hawks Nest tee – Tomago 132 kV (1 circuit)
VIC – SNSW | Murray – Upper Tumut 330 kV (1 circuit) Murray – Lower Tumut 330 kV (1 circuit) Wodonga – Jindera 330 kV (1 circuit) Red Cliffs – Buronga 220 kV line (circuit) 132 kV bus tie at Guthega (1 circuit which is normally open)
SNSW – SA | Robertstown – Buronga 330 kV (2 circuits)
VIC – SA (Heywood) | Heywood – South East 275 kV (2 circuits)
VIC – SA (Murraylink) | Red Cliffs – Monash HVDC cable
VIC-TAS | George Town – Loy Yang HVDC cable
Sub-regional Reference Nodes
NEM Region | ISP Sub-region | Sub-region Reference Node
Queensland | Central and North Queensland (CNQ) | Ross 275 kV
| Gladstone Grid (GG) | Calliope River 275 kV
| South Queensland (SQ) | South Pine 275 kV
New South Wales | Northern New South Wales (NNSW) | Armidale 330 kV
| Central New South Wales (CNSW) | Wellington 330 kV
| South NSW (SNSW) | Canberra 330 kV
| Sydney, New Castle, Wollongong (SNW) | Sydney West 330 kV
Victoria | Victoria (VIC) | Thomastown 66 kV
South Australia | South Australia (SA) | Torrens Island 66 kV
Tasmania | Tasmania (TAS) | Georgetown 220 kV
Note: The Capacity Outlook Model represents flow path transfer limits (between sub regions) as the transfer between reference nodes
Regional topology representation
The time-sequential model uses detailed transmission constraint equations to represent the capability of the network to flow (intra- and inter-regionally)
Interconnector | Definition of interconnector in NEM operations | Interconnector representation in PLEXOS Capacity outlook model
Queensland-New South Wales (QNI) | Two 330 kV lines between Bulli Creek in Queensland and Dumaresq in New South Wales. | South Pine in Queensland and Sydney West in New South Wales
Queensland-New South Wales (Terranora) | Two 110 kV lines between Mudgeeraba in Queensland and Terranora in New South Wales. | South Pine in Queensland and Sydney West in New South Wales
Victoria-New South Wales (VNI) | The 330 kV line between Murray and Upper Tumut. The 330 kV line between Murray and Lower Tumut. The 330 kV line between Jindera and Wodonga. The 220 kV line between Buronga and Red Cliffs. The 132 kV bus tie at Guthega (which is normally open). | Thomastown in Victoria and Sydney West in New South Wales.
Victoria to South Australia (Heywood) | Two 275 kV lines between Heywood in Victoria and South East in South Australia. | Thomastown in Victoria and Torrens Island in South Australia.
Victoria to South Australia (Murraylink) | HVDC cable between Red Cliffs in Victoria and Monash in South Australia. | Thomastown in Victoria and Torrens Island in South Australia.
Victoria-Tasmania (Basslink) | HVDC cable between Loy Yang in Victoria and George Town in Tasmania. | Thomastown in Victoria and Georgetown in Tasmania.
Regional Reference Nodes
NEM Region | ISP Sub-region | Regional Reference Node
Queensland | South Queensland (SQ) | South Pine 275 kV
New South Walks | Sydney, New Castle, Wollongong (SNW) | Sydney West 330 kV
Victoria | Victoria (VIC) | Thomastown 66 kV
South Australia | South Australia (SA) | Torrens Island 66 kV
Tasmania | Tasmania (TAS) | Georgetown 220 kV
Note: The Capacity Outlook Model represents Flow path transfer limits as the transfer between reference nodes
Load and generation representation within the sub-regional model
NEM Region / Sub-region | Reference Node | Load and generation representation
Gladstone grid (GG) | Calliope River 275 kV | All load and generation at Calliope River, Boyne Island, Larcom Creek, Raglan, Wurdong, Gin Gin and Teebar Creek substations.
Central/North Queensland (CNQ) | Ross 275 kV | All load and generation including and north of Calvale, Calliope River and Wurdong substations, except load and generation in GG Sub-region
South Queensland (SQ) | South Pine 275 kV | All Queensland load and generation except load and generation in CNQ Sub-region.
Northern New South Wales (NNSW) | Armidale 330 kV | Within NSW, all load and generation including and north of Tamworth substation.
Central New South Wales (CNSW) | Wellington 330 kV | Within NSW, all load and generation including and west of Wallerawang and Wollar substations.
Load and generation at Bayswater, Liddell and Muswellbrook substations.
Load and generation at Bannaby, Avon and Dapto substations.
South NSW (SNSW) | Canberra 330 kV | Within NSW, all load and generation including and south of Gullen Range, Marulan and Kangaroo Valley substations.
All load and generation in South West NSW.
Sydney, Newcastle and Wollongong (SNW) | Sydney West 330 kV | All NSW region load and generation except CNSW and SNSW Sub-region load and generation.
Victoria (VIC) | Thomastown 66 kV | All load and generation within Victoria
South Australia (SA) | Torrens Island 66 kV | All load and generation within South Australia
Tasmania (TAS) | Georgetown 220 kV | All load and generation within Tasmania

## Proportioning factors
Go to Assumptions Summary
Proportioning Factors for Inter-Regional Losses
Losses due to interconnector flow are assigned asymmetrically to regions either side of the interconnector1
Existing Flow Paths
This table describes the loss equations and proportioning factors for the existing flow paths. These have been calcualted according to section 2.3.6 of the ISP Methodology
Flow Path | Interconnector Name | Interconnector | From region | Loss Equation | MLF Equation | From region loss proportion | To region loss proportion
NNSW – SQ (“QNI”) | Queensland - New South Wales (QNI) | NSW1-QLD1 | NSW1 | = (-0.1130 + 1.5623E-05*Qd + 5.6774E-06*Nd)*NQt + 1.0063E-04*(NQt)2 | = 0.8870 + 2.0126E-04*NQt + 1.5623E-05*Qd + 5.6774E-06*Nd | 0.5383 | 0.4617
NNSW – SQ (“Terranora”) | Queensland - New South Wales (Terranora) | N-Q-MNSP1 | NSW1 | = 0.0673*Flowt+ 1.3820E-03*(Flowt)^2 | = 1.0673 + 2.7640E-03*Flowt | 0.5868 | 0.4132
VIC – NSW | Victoria - New South Wales (VNI) | VIC1-NSW1 | VIC1 | = ( 0.0912 + -8.2056E-06*Vd + 3.5899E-06*Nd + -5.7448E-05*Sd)*VNt + 9.4314E-05*(VNt)2 | = 1.0912 + 1.8863E-04*VNt + -8.2056E-06*Vd + 3.5899E-06*Nd + -5.7448E-05*Sd | 0.2815 | 0.7185
TAS – VIC | Tasmania - Victoria (Basslink) | T-V-MNSP1 | TAS1 | = (-3.92E-03) * Flowt + (1.0393E-04) * (Flowt)^2 + 4 | = 0.9821 (Forward), 1.0 (Reverse) | 0.5 | 0.5
VIC – SA ("Heywood") | Victoria - South Australia (Heywood) | V-SA | VIC1 | = ( 0.0181 + -3.4191E-06*Vd + 1.8182E-08*Sd)*VSAt + 1.7963E-04*(VSAt)2 | = 1.0181 + 3.5925E-04*VSAt + -3.4191E-06*Vd + 1.8182E-08*Sd | 0.7893 | 0.2107
VIC – SA ("Murraylink") | Victoria - South Australia (Murraylink) | V-S-MNSP1 | VIC1 | =-0.0624*Flowt + 9.1798E-04*(Flowt)^2 | = 0.9376+ 1.8360E-03*Flowt | 0.5651 | 0.4349
CNQ ­– GG | - | - | These flow paths do not cross regional boundaries and have been assigned no loss equation and no loss factors.
SQ – CNQ | - | -
CNSW – NNSW | - | -
CNSW ­– SNW | - | -
SNSW – CNSW | - | -
1. For derivation of loss factors for existing interconnectors, see Marginal Loss Factors: Financial Year 2022-23 at https://www.aemo.com.au/-/media/files/electricity/nem/security_and_reliability/loss_factors_and_regional_boundaries/2022-23/marginal-loss-factors-for-the-2022-23-financial-year.pdf?la=en
The following notation is used in equations: Qd = Queensland demand Vd = Victorian demand Nd = New South Wales demand Sd = South Australia demand NQt = transfer from New South Wales to Queensland VNt = transfer from Victoria to New South Wales VSAt = transfer from Victoria to South Australia
Anticipated Projects
This table describes the loss equations and proportioning factors that are applied to the flow paths following the completetion of an anticipated project. These have been calculated according to section 2.3.6 of the ISP Methodology.
Flow Path | Interconnector Name | Interconnector | From region | Loss Equation | MLF Equation | From region loss proportion | To region loss proportion
QNI Minor | Queensland - New South Wales (QNI) | NSW1-QLD1 | NSW1 | = (-0.0783 + 1.7446e-05*Qd + -7.6790e-07*Nd)*NQt + 9.4882e-05*NQt^2 | = 0.9217 + 1.8976e-04*NQt + 1.7446e-05*Qd + -7.6790e-07*Nd | 0.5275 | 0.4725
VNI Minor | Victoria - New South Wales (VNI) | VIC1-NSW1 | VIC1 | = (0.0617 + -8.5786e-06*Vd + 4.8651e-06*Nd + -4.8770e-05*Sd)*VNt + 8.9304e-05*VNt^2 | = 1.0617 + 1.7861e-04*VNt + -8.5786e-06*Vd + 4.8651e-06*Nd + -4.8770e-05*Sd | 0.3436 | 0.6564
Western Victoria Transmission Network Project | Victoria - New South Wales (VNI) | VIC1-NSW1 | VIC1 | = (0.0592 + -8.2284e-06*Vd + 4.6665e-06*Nd + -4.6779e-05*Sd)*VNt + 8.5659e-05*VNt^2 | = 1.0592 + 1.7132e-04*VNt + -8.2284e-06*Vd + 4.6665e-06*Nd + -4.6779e-05*Sd | 0.3413 | 0.6587
Project EnergyConnect (Note 1) | Victoria - New South Wales (VNI) | VIC1-NSW1 | VIC1 | = (0.0603 + -8.3781e-06*Vd + 4.7514e-06*Nd + -4.7630e-05*Sd)*VNt + 8.7218e-05*VNt^2 | = 1.0603 + 1.7444e-04*VNt + -8.3781e-06*Vd + 4.7514e-06*Nd + -4.7630e-05*Sd | 0.3402 | 0.6598
Project EnergyConnect (Note 1) | Victoria - South Australia (Heywood) | V-SA | VIC1 | = (0.0067 + -2.5026e-07*Vd + -3.4013e-06*Sd)*SVAt + 9.8001e-05*SVAt^2 | = 1.0067 + 1.9600e-04*SVAt + -2.5026e-07*Vd + -3.4013e-06*Sd | 0.8391 | 0.1609
Project EnergyConnect (Note 2) | Project EnergyConnect | SA-NSW | SA1 | =(-0.1078 - 8.825e-07*Nd + 2.192e-06*Vd + 3.254e-05*Sd) * SNt + 1.277e-04*SNt^2 | = 0.8922 - 8.825e-07*Nd + 2.192e-06*Vd + 3.254e-05*Sd + 2.55e-04*SNt | 0.46 | 0.54
Notes:
1) These equations apply if Project EnergyConnect is modelled as an expanded VIC-SA interconnector, with a boundary shift at Buronga.
2) This equation applies if Project EnergyConnect is modelled as a SA-NSW interconnector. AEMO intends to model Project EnergyConnect in this way for the capacity outlook model. The additional term (SNt) refers to transfer from South Australia to New South Wales.
Development Options
This table describes the loss equations and proportioning factors that are applied to the flow paths for the various candidate development options. These have been calculated according to section 2.3.6 of the ISP Methodology
Development Option | Included Option | Interconnector | From region | Loss Equation | MLF Equation | From region loss proportion | To region loss proportion
NNSW-SQ Option 1 | CNSW-NNSW Option 2 | NSW1-QLD1 | NSW1 | = (-0.0504 + 1.1232e-05*Qd + -4.9437e-07*Nd)*NQt + 6.1085e-05*NQt^2 | = 0.9496 + 1.2217e-04*NQt + 1.1232e-05*Qd + -4.9437e-07*Nd | 0.5178 | 0.4822
| CNSW-NNSW Option 5 | NSW1-QLD1 | NSW1 | = (-0.0452 + 1.0081e-05*Qd + -4.4372e-07*Nd)*NQt + 5.4826e-05*NQt^2 | = 0.9548 + 1.0965e-04*NQt + 1.0081e-05*Qd + -4.4372e-07*Nd | 0.5358 | 0.4642
| CNSW-NNSW Option 6 | NSW1-QLD1 | NSW1 | = (-0.0442 + 9.8435e-06*Qd + -4.3327e-07*Nd)*NQt + 5.3535e-05*NQt^2 | = 0.9558 + 1.0707e-04*NQt + 9.8435e-06*Qd + -4.3327e-07*Nd | 0.5532 | 0.4468
| CNSW-NNSW Option 7 | NSW1-QLD1 | NSW1 | = (-0.0501 + 1.1174e-05*Qd + -4.9182e-07*Nd)*NQt + 6.0770e-05*NQt^2 | = 0.9499 + 1.2154e-04*NQt + 1.1174e-05*Qd + -4.9182e-07*Nd | 0.5266 | 0.4734
| CNSW-NNSW Option 9 | NSW1-QLD1 | NSW1 | = (-0.0530 + 1.1802e-05*Qd + -5.1948e-07*Nd)*NQt + 6.4187e-05*NQt^2 | = 0.9470 + 1.2837e-04*NQt + 1.1802e-05*Qd + -5.1948e-07*Nd | 0.5128 | 0.4872
NNSW-SQ Option 2 | CNSW-NNSW Option 5 | NSW1-QLD1 | NSW1 | = (-0.0417 + 9.2946e-06*Qd + -4.0911e-07*Nd)*NQt + 5.0549e-05*NQt^2 | = 0.9583 + 1.0110e-04*NQt + 9.2946e-06*Qd + -4.0911e-07*Nd | 0.5467 | 0.4533
| CNSW-NNSW Option 6 | NSW1-QLD1 | NSW1 | = (-0.0406 + 9.0565e-06*Qd + -3.9863e-07*Nd)*NQt + 4.9255e-05*NQt^2 | = 0.9594 + 9.8509e-05*NQt + 9.0565e-06*Qd + -3.9863e-07*Nd | 0.5634 | 0.4366
| CNSW-NNSW Option 7 | NSW1-QLD1 | NSW1 | = (-0.0466 + 1.0374e-05*Qd + -4.5663e-07*Nd)*NQt + 5.6421e-05*NQt^2 | = 0.9534 + 1.1284e-04*NQt + 1.0374e-05*Qd + -4.5663e-07*Nd | 0.5367 | 0.4633
| CNSW-NNSW Option 9 | NSW1-QLD1 | NSW1 | = (-0.0493 + 1.0992e-05*Qd + -4.8383e-07*Nd)*NQt + 5.9783e-05*NQt^2 | = 0.9507 + 1.1957e-04*NQt + 1.0992e-05*Qd + -4.8383e-07*Nd | 0.5221 | 0.4779
NNSW-SQ Option 3 | - | NSW1-QLD1 | NSW1 | No change
NNSW-SQ Option 4 | CNSW-NNSW Option 1 | NSW1-QLD1 | NSW1 | = (-0.0417 + 9.2954e-06*Qd + -4.0914e-07*Nd)*NQt + 5.0554e-05*NQt^2 | = 0.9583 + 1.0111e-04*NQt + 9.2954e-06*Qd + -4.0914e-07*Nd | 0.543 | 0.457
| CNSW-NNSW Option 5 | NSW1-QLD1 | NSW1 | = (-0.0379 + 8.4540e-06*Qd + -3.7211e-07*Nd)*NQt + 4.5978e-05*NQt^2 | = 0.9621 + 9.1956e-05*NQt + 8.4540e-06*Qd + -3.7211e-07*Nd | 0.5491 | 0.4509
| CNSW-NNSW Option 10 | NSW1-QLD1 | NSW1 | = (-0.0450 + 1.0028e-05*Qd + -4.4139e-07*Nd)*NQt + 5.4539e-05*NQt^2 | = 0.9550 + 1.0908e-04*NQt + 1.0028e-05*Qd + -4.4139e-07*Nd | 0.5455 | 0.4545
CNSW-NNSW Option 1 | - | NSW1-QLD1 | NSW1 | = (-0.0682 + 1.5201e-05*Qd + -6.6907e-07*Nd)*NQt + 8.2671e-05*NQt^2 | = 0.9318 + 1.6534e-04*NQt + 1.5201e-05*Qd + -6.6907e-07*Nd | 0.509 | 0.491
CNSW-NNSW Option 2 | - | NSW1-QLD1 | NSW1 | = (-0.0573 + 1.2768e-05*Qd + -5.6200e-07*Nd)*NQt + 6.9441e-05*NQt^2 | = 0.9427 + 1.3888e-04*NQt + 1.2768e-05*Qd + -5.6200e-07*Nd | 0.5021 | 0.4979
CNSW-NNSW Option 3 | - | NSW1-QLD1 | NSW1 | = (-0.0526 + 1.1716e-05*Qd + -5.1568e-07*Nd)*NQt + 6.3718e-05*NQt^2 | = 0.9474 + 1.2744e-04*NQt + 1.1716e-05*Qd + -5.1568e-07*Nd | 0.5144 | 0.4856
CNSW-NNSW Option 4 | - | NSW1-QLD1 | NSW1 | = (-0.0573 + 1.2768e-05*Qd + -5.6200e-07*Nd)*NQt + 6.9441e-05*NQt^2 | = 0.9427 + 1.3888e-04*NQt + 1.2768e-05*Qd + -5.6200e-07*Nd | 0.5021 | 0.4979
CNSW-NNSW Option 5 | - | NSW1-QLD1 | NSW1 | = (-0.0526 + 1.1716e-05*Qd + -5.1568e-07*Nd)*NQt + 6.3718e-05*NQt^2 | = 0.9474 + 1.2744e-04*NQt + 1.1716e-05*Qd + -5.1568e-07*Nd | 0.5144 | 0.4856
CNSW-NNSW Option 6 | - | NSW1-QLD1 | NSW1 | = (-0.0513 + 1.1427e-05*Qd + -5.0298e-07*Nd)*NQt + 6.2149e-05*NQt^2 | = 0.9487 + 1.2430e-04*NQt + 1.1427e-05*Qd + -5.0298e-07*Nd | 0.5298 | 0.4702
CNSW-NNSW Option 7 | - | NSW1-QLD1 | NSW1 | = (-0.0569 + 1.2688e-05*Qd + -5.5849e-07*Nd)*NQt + 6.9008e-05*NQt^2 | = 0.9431 + 1.3802e-04*NQt + 1.2688e-05*Qd + -5.5849e-07*Nd | 0.5099 | 0.4901
CNSW-NNSW Option 8 | - | NSW1-QLD1 | NSW1 | No change
CNSW-NNSW Option 9 | - | NSW1-QLD1 | NSW1 | = (-0.0598 + 1.3332e-05*Qd + -5.8684e-07*Nd)*NQt + 7.2510e-05*NQt^2 | = 0.9402 + 1.4502e-04*NQt + 1.3332e-05*Qd + -5.8684e-07*Nd | 0.4979 | 0.5021
CNSW-NNSW Option 10 | - | NSW1-QLD1 | NSW1 | No change
CNSW-SNW Option 1 | - | NSW1-QLD1 | NSW1 | = (-0.0748 + 1.6658e-05*Qd + -7.3324e-07*Nd)*NQt + 9.0599e-05*NQt^2 | = 0.9252 + 1.8120e-04*NQt + 1.6658e-05*Qd + -7.3324e-07*Nd | 0.5223 | 0.4777
CNSW-SNW Option 2 | HumeLink is not built in this Development Option | VIC1-NSW1 | VIC1 | = (0.0588 + -8.1743e-06*Vd + 4.6358e-06*Nd + -4.6471e-05*Sd)*VNt + 8.5096e-05*VNt^2 | = 1.0588 + 1.7019e-04*VNt + -8.1743e-06*Vd + 4.6358e-06*Nd + -4.6471e-05*Sd | 0.3466 | 0.6534
| - | VIC1-NSW1 | VIC1 | = (0.0509 + -7.0699e-06*Vd + 4.0095e-06*Nd + -4.0193e-05*Sd)*VNt + 7.3599e-05*VNt^2 | = 1.0509 + 1.4720e-04*VNt + -7.0699e-06*Vd + 4.0095e-06*Nd + -4.0193e-05*Sd | 0.3254 | 0.6746
SNSW-CNSW Option 1 (HumeLink) | - | VIC1-NSW1 | VIC1 | = (0.0512 + -7.1099e-06*Vd + 4.0322e-06*Nd + -4.0420e-05*Sd)*VNt + 7.4015e-05*VNt^2 | = 1.0512 + 1.4803e-04*VNt + -7.1099e-06*Vd + 4.0322e-06*Nd + -4.0420e-05*Sd | 0.358 | 0.642
SNSW-CNSW Option 2 | VIC-SNSW Option 6 | VIC1-NSW1 | VIC1 | = (0.0280 + -3.8853e-06*Vd + 2.2035e-06*Nd + -2.2088e-05*Sd)*VNt + 4.0447e-05*VNt^2 | = 1.0280 + 8.0894e-05*VNt + -3.8853e-06*Vd + 2.2035e-06*Nd + -2.2088e-05*Sd | 0.2769 | 0.7231
SNSW-CNSW Option 3 | VIC-SNSW Option 7 | VIC1-NSW1 | VIC1 | = (0.0293 + -4.0688e-06*Vd + 2.3075e-06*Nd + -2.3131e-05*Sd)*VNt + 4.2357e-05*VNt^2 | = 1.0293 + 8.4714e-05*VNt + -4.0688e-06*Vd + 2.3075e-06*Nd + -2.3131e-05*Sd | 0.2702 | 0.7298
VIC-SNSW Option 1 (VNI West Shepparton) | - | VIC1-NSW1 | VIC1 | = (0.0341 + -4.7399e-06*Vd + 2.6881e-06*Nd + -2.6947e-05*Sd)*VNt + 4.9343e-05*VNt^2 | = 1.0341 + 9.8686e-05*VNt + -4.7399e-06*Vd + 2.6881e-06*Nd + -2.6947e-05*Sd | 0.3443 | 0.6557
| CNSW-SNW Option 2 | VIC1-NSW1 | VIC1 | = (0.0335 + -4.6516e-06*Vd + 2.6380e-06*Nd + -2.6445e-05*Sd)*VNt + 4.8424e-05*VNt^2 | = 1.0335 + 9.6848e-05*VNt + -4.6516e-06*Vd + 2.6380e-06*Nd + -2.6445e-05*Sd | 0.2985 | 0.7015
VIC-SNSW Option 2 (VNI West Kerang) | - | VIC1-NSW1 | VIC1 | = (0.0363 + -5.0370e-06*Vd + 2.8566e-06*Nd + -2.8636e-05*Sd)*VNt + 5.2436e-05*VNt^2 | = 1.0363 + 1.0487e-04*VNt + -5.0370e-06*Vd + 2.8566e-06*Nd + -2.8636e-05*Sd | 0.3445 | 0.6555
| CNSW-SNW Option 2 | VIC1-NSW1 | VIC1 | = (0.0356 + -4.9406e-06*Vd + 2.8019e-06*Nd + -2.8088e-05*Sd)*VNt + 5.1433e-05*VNt^2 | = 1.0356 + 1.0287e-04*VNt + -4.9406e-06*Vd + 2.8019e-06*Nd + -2.8088e-05*Sd | 0.3016 | 0.6984
VIC-SNSW Option 6 | - | VIC1-NSW1 | VIC1 | = (0.0297 + -4.1311e-06*Vd + 2.3428e-06*Nd + -2.3485e-05*Sd)*VNt + 4.3005e-05*VNt^2 | = 1.0297 + 8.6010e-05*VNt + -4.1311e-06*Vd + 2.3428e-06*Nd + -2.3485e-05*Sd | 0.338 | 0.662
| CNSW-SNW Option 2 | VIC1-NSW1 | VIC1 | = (0.0291 + -4.0403e-06*Vd + 2.2913e-06*Nd + -2.2969e-05*Sd)*VNt + 4.2060e-05*VNt^2 | = 1.0291 + 8.4120e-05*VNt + -4.0403e-06*Vd + 2.2913e-06*Nd + -2.2969e-05*Sd | 0.2902 | 0.7098
VIC-SNSW Option 7 | - | VIC1-NSW1 | VIC1 | = (0.0299 + -4.1507e-06*Vd + 2.3540e-06*Nd + -2.3597e-05*Sd)*VNt + 4.3209e-05*VNt^2 | = 1.0299 + 8.6419e-05*VNt + -4.1507e-06*Vd + 2.3540e-06*Nd + -2.3597e-05*Sd | 0.3153 | 0.6847
| CNSW-SNW Option 2 | VIC1-NSW1 | VIC1 | = (0.0292 + -4.0594e-06*Vd + 2.3022e-06*Nd + -2.3078e-05*Sd)*VNt + 4.2259e-05*VNt^2 | = 1.0292 + 8.4518e-05*VNt + -4.0594e-06*Vd + 2.3022e-06*Nd + -2.3078e-05*Sd | 0.2752 | 0.7248
TAS-VIC Option 1 | - | MARINUS750 | TAS1 | = 9 + 0.01 * Flow + 2.85645E-05*Flow^2 | = 1.01 + 0.000057129 * Flow | 0.5 | 0.5
TAS-VIC Option 2 | - | MARINUS1500 | TAS1 | = 18 + 0.01 * Flow + 1.42822E-05*Flow^2 | = 1.01 + 0.000028564 * Flow | 0.5 | 0.5
SNSW-CNSW Option 1 (HumeLink) |  | SA-NSW | SA1 | = (-0.0972 + -7.9594e-07*Nd + 1.9770e-06*Vd + 2.9348e-05*Sd)*SNt + 1.1517e-04*SNt^2 | = 0.9028 + 2.3035e-04*SNt + -7.9594e-07*Nd + 1.9770e-06*Vd + 2.9348e-05*Sd | 0.5136 | 0.4864
CNSW-SNW Option 2 | HumeLink is not built in this Development Option | SA-NSW | SA1 | = (-0.1055 + -8.6395e-07*Nd + 2.1459e-06*Vd + 3.1856e-05*Sd)*SNt + 1.2502e-04*SNt^2 | = 0.8945 + 2.5003e-04*SNt + -8.6395e-07*Nd + 2.1459e-06*Vd + 3.1856e-05*Sd | 0.4545 | 0.5455
|  | SA-NSW | SA1 | = (-0.0963 + -7.8835e-07*Nd + 1.9581e-06*Vd + 2.9068e-05*Sd)*SNt + 1.1408e-04*SNt^2 | = 0.9037 + 2.2815e-04*SNt + -7.8835e-07*Nd + 1.9581e-06*Vd + 2.9068e-05*Sd | 0.48 | 0.52
SNSW-CNSW Option 2 (PEC) | VIC-SNSW Option 6 | SA-NSW | SA1 | = (-0.0901 + -7.3734e-07*Nd + 1.8314e-06*Vd + 2.7187e-05*Sd)*SNt + 1.0669e-04*SNt^2 | = 0.9099 + 2.1339e-04*SNt + -7.3734e-07*Nd + 1.8314e-06*Vd + 2.7187e-05*Sd | 0.5242 | 0.4758
Notes:
All NSW1-QLD1 upgrade loss equation calculations consider QNI Minor, Central-West Orana and CNSW-SNW Option 1 to be already built.
All VIC1-NSW1 upgrade loss equation calculations consider VNI Minor, Project EnergyConnect, Western Victoria Transmission Network Project and SNSW-CNSW Option 1 (HumeLink) to be already built.
Loss equation calculations with VIC-SNSW Options 3, 4, 6 & 7 assume VIC-SNSW Option 2 (VNI West Kerang) is built.
To represent an interconnector upgrade for QNI, two flow path upgrades are required in combination. I.e. An augmentation to NNSW-SQ and an augmentation to CNSW-NNSW. This could be any option 1-4 from NNSW-SQ and any option 1-7 for CNSW-NNSW. The combinations and corresponding loss equations will be evaluated in following iterations of this input and assumption workbook
HumeLink is assumed to be in service for all VIC1-NSW1 upgrades, except where stated
All SA-NSW upgrade loss equation calculations consider VNI Minor, Project EnergyConnect, Western Victoria Transmission Network Project and SNSW-CNSW Option 1 (HumeLink) to be already built.
All SA-NSW upgrade loss equation calculations include the same build assumptions as the VIC-NSW loss equation
SA-NSW upgrade loss equations are only applicable if Project EnergyConnect is modelled as a SA-NSW interconnector. AEMO intends to model Project EnergyConnect in this way for the capacity outlook model.

## Network Capability
Go to Assumptions Summary
Flow Path Transfer Capability (MW)
This table describes the transfer capability along the flow paths for Capacity Outlook Model under different system conditions . Please note that some flow paths are the same as the regional model. Refer to the section 2.3.1 of the ISP Methodology for more information.
Transfer capability represent the transmission network from 1 July 2023, which is the first year for 2022 ISP modelling. All committed projects with full service from 1 July 2023 are taken into account in transfer limits.
Flow paths (Forward power flow direction) | Forward direction capability approximation (MW) - Notes 1,2&3 |  |  | Reverse direction capability approximation (MW) - Notes 1,2&3 |  |  | Dominant constraints
| Peak demand | Summer Typical | Winter Reference | Peak demand | Summer Typical | Winter Reference | Forward direction | Reverse direction
CNQ ­– GG (Note 4) | 700 | 700 | 1050 | 750 | 750 | 1100 | Thermal overload of Calvale to Wurdong 275 kV line | Thermal capacity of Calliope River-Woolooga for the loss of one of the parallel lines
SQ – CNQ | 700 | 700 | 1000 | 2100 | 2100 | 2100 | Thermal capability of Blackwall -South Pine 275 kV line. | Transient stability for a contingency of the Calvale-Halys 275 kV circuit.
NNSW – SQ (Northern part of "QNI") | 685 (with QNI Minor) | 745 (with QNI Minor) | 745 (with QNI Minor) | 1,205 (with QNI minor) (Note 5) | 1,165 (with QNI minor) (Note 5 | 1,170 (with QNI minor) (Note 5) | Voltage stability or transient stability for the loss of Kogan Creek generator. | Thermal capability of Armidale-Sapphire and Armidale-Dumaresq 330 kV circuits and dispatch of generation at Sapphire.
NNSW – SQ (“Terranora”) | 0 | 50 | 50 | 130 | 150 | 200 | Thermal capability of Lismore 132 kV lines (9U9). | Thermal capability of Mudgeeraba 275/110 kV transformers
CNSW – NNSW (Southern part of "QNI") | 910 (with QNI minor) | 910 (with QNI minor) | 910 (with QNI minor) | 930 (with QN Minor) | 930 (with QN Minor) | 1,025 (with QNI Minor) | Voltage stability for an outage of Kogan Creek generator. | Thermal capability of Tamworth-Armidale 330 kV circuits.
CNSW ­– SNW | 7,525 (6,125 with no Eraring and Vales Point generation) (Note 6) | 7,525 (6,125 with no Eraring and Vales Point generation) (Note 6) | 7,625 (6,225 with no Eraring and Vales Point generation) (Note 6) | 6,125 (Note 7) | 6,125 (Note 7) | 6,125 (Note 7) | Thermal capability of Liddell-Newcastle and Bannaby-Sydney West 330 kV circuits. | Thermal rating of 330 kV circuits within SNW or between SNW and CNSW.
SNSW – CNSW (Northern part of "VNI") | 2700 (Snowy 2.0 generation or pump load <= 660) | 2700 (Snowy 2.0 generation or pump load <= 660) | 2950 (Snowy 2.0 generation or pump load <= 660) | 2320 | 2320 | 2590 | Thermal capability of Crookwell-Bannaby, Collector-Marula or Yass-Marulan 330 kV lines. Prior to HumeLink service, Snowy 2.0 generation or pump load is limited by a transient stability limit. | Thermal capability of Yass-Canberra, Collector -Yass or Gullen Range-Yass 330 kV line.
VIC – SNSW (Southern part of "VNI") | 870 (with VNI minor) | 1,000 (with VNI minor) | 1,000 (with VNI minor) | 400 (with VNI SIPS) - Note 8 (Snowy 2.0 generation or pump load <= 660) | 400 (Snowy 2.0 generation or pump load <= 660) | 400 (Snowy 2.0 generation or pump load <= 660) | Transient stability for a fault on a Hazelwood-South 500 circuit or volage stability in Southern New South Wales for loss of largest load in Victoria. | Voltage stability in SNSW for loss of the largest generator in Victoria. Prior to HumeLink service, Snowy 2.0 generation or pump load is limited by a transient stability limit.
VIC – SA (“Heywood”) - (Note 9) | 650 | 650 | 650 | 650 | 650 | 650 | Thermal capacity of Heywood-South East 275 kV line or transient stability limit for loss of the largest generator in South Australia or transient stability limit of loss of South East - Tailem Bend 275 kV line. | Oscillatory stability limit.
VIC – SA (Murraylink) | 220 | 220 | 220 | 100 | 200 | 200 | Murraylink thermal capacity. Assumes high renewable generation in North West Victoria during high ambient temperature. | Thermal capability of 132 kV lines between Robertstown and North West Bend
TAS – VIC | 478 | 478 | 478 | 478 | 478 | 478 | Basslink HVDC submarine cable thermal capacity. | Basslink HVDC submarine cable thermal capacity.
Notes:
1. See table below for reference temperatures for each system condition. The limit is the notional maximum transfer limit at the time of these reference temperatures in the importing region as referred to in the ISP Methodology. The figure quoted is the minimum of the following required limits: transmission asset thermal capacity; voltage stability; transient stability; oscillatory stability; and system strength and inertia.
2. These transfer limits are representation in the Capacity Outlook Model. The actual transfer capability at any point in time is the result of all constraints invoked at the given time. See https://www.aemo.com.au/Electricity/National-Electricity-Market-NEM/Security-and-reliability/Congestion-information for further details. The actual interconnector limits for historical dispatch intervals and constraints can be found here: https://www.aemo.com.au/Electricity/National-Electricity-Market-NEM/Data/Market-Management-System-MMS/Dispatch
3. Similar to real time operation, constraint equations are used in PLEXOS time-sequential modelling. These constraint equations are represented with seasonal thermal ratings and location of generation and include both thermal constraints and stability constraints
4. CNQ-GG limits are heavily influenced by the amount of generation and northern and central QLD, particularly at Gladstone. The provided transfer limit is a representation with typical generation output from Stanwell and Calvale and reduced generation at Gladstone. This limit will be further reviewed with hourly simulation results.
5. QLD to NSW transfer limit influenced by generation output from Sapphire wind farm. For peak demand, typical summer and winter reference conditions Sapphire wind dispatch assumed to be 33%, 50% and 50% respectively.
6. CNSW to SNW flow path transfer increases with increased generation at Eraring and Vales Point due to load distribution within SNW. CNSW-SNW forward direction transfer can be expressed as '6,125+0.3333*(Eraring+Vales Point) generation MW' for peak demand and typical summer conditions and '6,225+0.3333*(Eraring+Vales Point) generation for winter reference conditions. Based on the latest information at the time of modelling, AEMO has assumed as appropriate for the ISP zonal DLT model a transfer increase of 880 MW, with the announced 700 MW battery and SIPS scheme and the Bannaby - Sydney West 330 kV line upgrade. This 880 MW increase is to allow more new generation in New England REZ to access SNW load centre via CNSW to SNW flow path. AEMO will continue to engage with the Energy Corporation of NSW to explore how this may change as the battery and SIPS progresses through detailed design and is finalised.
7. Power is not expected to frequently flow from SNW to CNSW since the major load centre is SNW. For DLT modelling, a transfer limit of 6,125 MW is assumed for this limit, and will be reviewed if it becomes material
8. Victoria system integrity protection scheme (SIPS) with 250 MW battery storage in western side of Melbourne raises the thermal capacity of Victoria-New South Wales interconnector. VIC - SNSW transfer limit during peak periods reduces to 250 MW on conclusion of the VNI SIPS agreement 31 March 2032.
9. Heywood interconnector currently operates at 600 MW forward capability and 550 MW reverse capability. AEMO and ElectraNet work towards to release the transfer capability to its designed capability of 650 MW in both directions.
Common reference temperature and summer typical temperature
This table lists the temperature basis for the Flow Path Transfer capabilities described above.
Region | Summer 10% POE Demand Reference Temperature (Peak demand ) | Summer Temperature (Summer Typical) | Winter Reference Temperature (Winter Typical)
Queensland | 37 | 32 | 15
New South Wales | 42 | 32 | 9
Victoria | 41 | 32 | 8
South Australia | 43 | 35 | 11
Tasmania | 7.7 | N/A (note 1) | 1.2
Note 1: Tasmania summer ratings are based on peak demand periods driven by cold weather. AEMO only uses the 10% POE demand reference temperature for Tasmanian summer ratings.
Transfer Capability - Dynamic - Temperature dependent
This table describes the representation of Murraylink's and Basslink's transfer capability in the time sequential (ST) stage of the ISP modelling. These transfer limits are temperature dependent.
| VIC – SA (Murraylink) (Note 1) |  | TAS – VIC - Ambient temperature measured at George Town Converter Station (Note 2) |  | TAS – VIC - Ambient temperature measured at Loy Yang Converter Station(Note 2)
Ambient temperature °C | Forward (MW) | Reverse (MW) | Forward (MW) | Reverse (MW) | Forward (MW) | Reverse (MW)
<33 | 220 | 220 | 478 | 478 | 478 | 478
34 | 220 | 220 | 339 | 339 | 478 | 478
35 | 220 | 220 | 200 | 200 | 478 | 478
36 | 220 | 220 | 0 | 0 | 478 | 478
37 | 220 | 220 | 0 | 0 | 478 | 478
38 | 220 | 220 | 0 | 0 | 478 | 478
39 | 192.5 | 192.5 | 0 | 0 | 478 | 478
40 | 165 | 165 | 0 | 0 | 478 | 478
41 | 137.5 | 137.5 | 0 | 0 | 478 | 478
42 | 110 | 110 | 0 | 0 | 478 | 478
43 | 82.5 | 82.5 | 0 | 0 | 478 | 478
44 | 55 | 55 | 0 | 0 | 339 | 339
45 | 27.5 | 27.5 | 0 | 0 | 200 | 200
46 | 0 | 0 | 0 | 0 | 0 | 0
47> | 0 | 0 | 0 | 0 | 0 | 0
Notes
1. Murray link will be taken as the highest temperature at either Red Cliffs or Berri.
2. TAS-VIC temperature will be taken as the highest temperature of either at Launceston for George Town Converter Station or Traralgon for Loy Yang Converter Station.
Interconnector Transfer Capability (MW)
This table describes the transfer capability for a regional capacity outlook model for different system conditions. These conditions are the same as the flow path transfer capabilities. This table is included for convenience but not used in the ISP.
Flow paths (Forward power flow direction) | Forward direction capability approximation (MW) - Notes 1,2&3 |  |  | Reverse direction capability approximation (MW) - Notes 1,2&3 |  |  | Dominant constraints
| Peak demand | Summer Typical | Winter Reference | Peak demand | Summer Typical | Winter Reference | Forward direction | Reverse direction
NSW – QLD ("QNI") | 685 (with QNI Minor) | 745 (with QNI Minor) | 745 (with QNI Minor) | 1,205 (with QNI minor) (Note 5) | 1,165 (with QNI minor) (Note 5) | 1,170 (with QNI minor) (Note 5) | Thermal capability of Armidale-Sapphire and Armidale-Dumaresq 330 kV circuits and dispatch of generation at Sapphire. | Thermal capability of Armidale-Sapphire and Armidale-Dumaresq 330 kV circuits and dispatch of generation at Sapphire.
NNSW – SQ (“Terranora”) | 0 | 50 | 50 | 130 | 150 | 200 | Thermal capability of Lismore 132kV lines (9U9). | Thermal capability of Mudgeeraba 275/110 kV transformers
VIC – NSW | 870 (with VNI minor) | 1,000 (with VNI minor) | 1,000 (with VNI minor) | 400 (with VNI SIPS) (Note 4) | 400 | 400 | Transient stability for a fault on a Hazelwood-South 500 circuit or volage stability in Southern New South Wales for loss of largest load in Victoria. | Voltage stability in SNSW for loss of the largest generator in Victoria.
VIC – SA (“Heywood”) - (Note 8) | 650 | 650 | 650 | 650 | 650 | 650 | Thermal capacity of Heywood-South East 275 kV line or transient stability limit for loss of the largest generator in South Australia or transient stability limit of loss of South East - Tailem Bend 275 kV line. | Oscillatory stability limit.
VIC – SA (Murraylink) | 220 | 220 | 220 | 100 | 200 | 200 | Murraylink thermal capacity. Assumes high renewable generation in North West Victoria during high ambient temperature. | Thermal capability of 132 kV lines between Robertstown and North West Bend
TAS – VIC | 478 | 478 | 478 | 478 | 478 | 478 | Basslink HVDC submarine cable thermal capacity. | Basslink HVDC submarine cable thermal capacity.
Notes:
1. See table below for reference temperatures for each system condition. The limit is the notional maximum transfer limit at the time of these reference temperatures in the importing region as referred to in the ISP Methodology. The figure quoted is the minimum of the following required limits: transmission asset thermal capacity; voltage stability; transient stability; oscillatory stability; and system strength and inertia.
2. These transfer limits are representation in the Capacity Outlook Model. The actual transfer capability at any point in time is the result of all constraints invoked at the given time. See https://www.aemo.com.au/Electricity/National-Electricity-Market-NEM/Security-and-reliability/Congestion-information for further details. The actual interconnector limits for historical dispatch intervals and constraints can be found here: https://www.aemo.com.au/Electricity/National-Electricity-Market-NEM/Data/Market-Management-System-MMS/Dispatch
3. Similar to real time operation, constraint equations are used in PLEXOS time-sequential modelling. These constraint equations are represented with seasonal thermal ratings and location of generation and include both thermal constraints and stability constraints
4. Victoria system integrity protection scheme (SIPS) with 250 MW battery storage in western side of Melbourne raises the thermal capacity of Victoria-New South Wales interconnector. VIC - SNSW transfer limit during peak periods reduces to 250 MW on conclusion of the VNI SIPS agreement 21 March 2032
5. QLD to NSW transfer limit influenced by generation output from Sapphire wind farm. For peak demand, typical summer and winter reference conditions Sapphire wind dispatch assumed to be 33%, 50% and 50% respectively.
Committed and anticipated project timing
This table lists the timing as per latest project advice for committed and anticipated transmission projects.
Project | Service Date (Note 1)
Victoria to New South Wales Interconnector Minor (VNI Minor) | 2022-11-01
Eyre Peninsula Link | Early-2023
Queensland to New South Wales Interconnector Minor (QNI minor) | Mid-2023 (Note 2)
Northern QREZ Stage 1 | 2023-09-01
Central West Orana REZ Transmission Link | 2025-07-01
Project EnergyConnect | Jul-26 (Note 3)
Western Renewables Link (formerly Western Victoria Transmission Network Project) | 2026-07-01
1. Service date refers to full capacity available following interconnector testing where necessary.
2. The 2022 ISP modelling, assuming information available at the time, modelled the service date for QNI Minor as July 2023.
3. The 2022 ISP modelling, assuming information available at the time, modelled the service date for Project EnergyConnect as July 2025.

## Augmentation options
Go to Assumptions Summary | [7 empty] | `
Flow path augmentation options
Flow path augmentation options listed below are for long-term simulations in the Capacity Outlook Model. These include network and non-network options to increase the flow path transfer capacity.
Non-network options also include local generation and/or energy storage within the receiving end of the area. These are separately provided to the Capacity Outlook Model.
The notional transfer level increases presented in this table is in addition to the transfer levels stated in the "Network Capability" work sheet.
Transfer capacities vary with generation dispatch, load and weather conditions. Similar to NEMDE, these variabilities are captured in the network constraint equations for simulations in short-term models using time-sequential half-hourly modelling.
With the Capacity Outlook Modelling results, further studies will be undertaken to identify alternative network (such as network switching reconfiguration, power flow controllers, reactive plants etc.) and non-network options to maximise the utilisation of existing transmission assets.
The transfer capabilities shown in this table are applicable from 1 July 2023, which is the first year for 2022 ISP modelling. This includes full service of all committed transmission projects from 1 July 2023 (Note 1)
Central North Queensland (CNQ) to Gladstone Grid (GG)
Flow path | Development path | Development Driver | Option Name | Augmentation Description | Forward direction power flow | Notional transfer level increase (MW) Note: Same increase applies to all transfer limit conditions (Peak demand, Summer typical and Winter reference |  | Indicative cost estimate ($ million) - Note 2 | Cost estimate source | Cost estimate class | Lead time or Expected service date - Notes 3 & 4 | Additional REZ hosting capacity provided
[6 empty] | Forward direction | Reverse direction
CNQ-GG | Existing CNQ-GG path | Increase thermal capability of transmission lines to supply Boyne Island load and load supplied from Calliope River, Gladstone and Larcom Creek substations following retirement of generators in Gladstone and increased generation from North Queensland. | CNQ-GG Option 1 | • New 275 kV double-circuit line between Calvale and Calliope River. • Rebuild Calliope River to Larcom Creek 275 kV double circuit line. • Rebuild Larcom Creek to Bouldercombe 275 kV double circuit line with one line tapped at Raglan. • A new (third) 275/132 kV transformer at Calliope River. | CNQ to GG | 550 | 500 | 408 | Powerlink | Class 5 | October 2030 (5 years from project approval) | -
Southern Queensland (SQ) to Central North Queensland (CNQ)
Flow path | Development path | Development Driver | Option Name | Augmentation Description | Forward direction power flow | Notional transfer level increase (MW) Note: Same increase applies to all transfer limit conditions (Peak demand, Summer typical and Winter reference |  | Indicative cost estimate ($ million) - Note 2 | Cost estimate source | Cost estimate class | Lead time or Expected service date - Notes 3 & 4 | Additional REZ hosting capacity provided
[6 empty] | Forward direction | Reverse direction
SQ-CNQ | West of the existing SQ-CNQ (SQ-CQ) path | Increase voltage and transient capability of the SQ-CNQ corridor for an outage of Calvale-Halys 275 kV circuit. | SQ-CNQ Option 1 | • A new 275 kV double-circuit line between Calvale and Wandoan South. • 275 kV line shunt reactors at both ends of Calvale - Wandoan South 275 circuits. | SQ to CNQ | 900 | 900 | 476 | Powerlink | Class 5 | December 2028 (5 years from project approval) | NQ3: 900
| Existing SQ-CNQ (SQ-CQ) path |  | SQ-CNQ Option 2 | • Mid-point switching substation on the existing Calvale–Halys 275 kV double-circuit line. |  | 0 | 300 | 55 | AEMO (TCD) | Class 5a | Short | NQ3: 300
|  |  | SQ-CNQ Option 3 | • Non-network option – a Virtual Transmission Line option with a 300 MW energy storage system in north of Calvale and South of Halys. |  | 300 | 300 | Non-network option costs to be provided by interested parties |  |  |  | NQ3: 300
| West of the existing SQ-CNQ (SQ-CQ) path |  | CNQ-SQ Option 4 | • A 1,500 MW HVDC bi-pole overhead transmission line from Calvale and South West Queensland.. • A new 1,500 HVDC bipole converter station in locality of Calvale. • A new 1,500 HVDC bipole converter station in South West Queensland. • AC network connection between HVDC converter station and 275 kV substation in Calvale. • AC network connection between HVDC converter station and 275 kV ac network in South West Queensland. |  | 1500 | 1500 | 1615 | AEMO (TCD) | Class 5b | Long | NQ3: 1,500
Northern NSW (NNSW) to Southern Queensland (SQ)
Flow path | Development path | Development Driver | Option Name | Augmentation Description | Forward direction power flow | Notional transfer level increase (MW) Note: Same increase applies to all transfer limit conditions (Peak demand, Summer typical and Winter reference |  | Indicative cost estimate ($ million) - Note 2 | Cost estimate source | Cost estimate class | Lead time or Expected service date - Notes 3 & 4 | Additional REZ hosting capacity provided
[6 empty] | Forward direction | Reverse direction
NNSW-SQ | Near Queensland-New South Wales Interconnector (QNI) path | Increase thermal capacity and, voltage and transient stability limits of 330 kV and 275 kV lines between Armidale and Braemar. | NNSW–SQ Option 1 | • A new 330 kV double-circuit line (one circuit strung) from locality of Armidale South to Dumaresq to Bulli Creek to Braemar. • A new 330/275 kV transformer at Braemar. • Cut-in Armidale-Dumaresq 330 kV line (8C) at Sapphire. • 330 kV Line shunt reactors at Bulli Creek for the Bulli Creek-Braemar and Dumaresq - Bulli Creek 330 kV circuits. (Pre-requisite: Reconnect both Tamworth-Armidale 330 kV lines from Armidale to a new substation in locality of Armidale South. A new 330 kV double circuit line from a new substation in locality of Armidale South to Armidale). | NNSW to SQ | 910 | 1080 | 1253 | Powerlink preparatory activity & AEMO (TCD) | Powerlink cost Class 5 AEMO TCD for NSW works Class 5b | Long | -
|  |  | NNSW–SQ Option 2 | • An additional new 330 kV circuit (second circuit strung) from locality of Armidale South to Dumaresq to Bulli Creek to Braemar. • 330 kV Line shunt reactors at Bulli Creek for the Bulli Creek-Braemar and Dumaresq - Bulli Creek 330 kV circuits. (Pre-requisite: NNSW-SQ Option 1). |  | 550 | 800 | 384 | Powerlink preparatory activity & AEMO (TCD) | Powerlink cost Class 5 AEMO TCD for NSW works Class 5b | Long | -
|  |  | NNSW–SQ Option 3 | • A Virtual Transmission Line option with a 300 MW energy storage system south of Armidale and north of Braemar. |  | 300 | 300 | Non-network option costs to be provided by interested parties |  |  |  | -
|  |  | NNSW–SQ Option 4 | • A 2,000 MW HVDC bi-pole overhead transmission between a new substation in North West New South Wales (NWNSW) REZ and Western Downs. • A new 2,000 HVDC bipole converter station in North West New South Wales. • A new 2,000 HVDC bipole converter station in locality of Western Downs. • AC network connection between HVDC converter station and 275 kV substation in Western Downs. • AC network connection between HVDC converter station and ac network in in NWNSW REZ. • A new 330 kV line between NWNSW REZ and Tamworth |  | 1800 | 2000 | 3125 | AEMO (TCD) | Class 5b | Long | -
Central NSW to Northern NSW
Flow path | Development path | Development Driver | Option Name | Augmentation Description | Forward direction power flow | Notional transfer level increase (MW) Note: Same increase applies to all transfer limit conditions (Peak demand, Summer typical and Winter reference |  | Indicative cost estimate ($ million) - Note 2 | Cost estimate source | Cost estimate class | Lead time or Expected service date - Notes 3 & 4 | Additional REZ hosting capacity provided
[6 empty] | Forward direction | Reverse direction
CNSW-NNSW | West of the existing CNSW-NNSW corridor | Increase thermal capacity and, voltage and transient stability limits of 330 kV lines between Liddell and Armidale. Provide access to Renewable generation in N1 and N2 REZ. | CNSW-NNSW Option 1 | • Two new 500 kV circuits from Orana REZ to locality of Gilgandra to locality of Boggabri to locality of Moree. • A new single 500 kV circuit from Orana REZ to Wollar. • New 500/330 kV substations in locality of Boggabri and Moree. • A new 500 kV switching station in locality of Gilgandra. • A new 330 kV single circuit from Sapphire to locality of Moree. • A new 330 kV circuit from Tamworth to locality of Boggabri. • Line shunt reactors at both ends of Orana REZ-locality of Gilgandra, locality of Gilgandra-locality of Boggabri, locality of Boggabri-locality of Moree 500 kV circuits. | CNSW to NNSW | 2035 | 1660 | 3578 | AEMO (TCD) | Class 5b | Long | N1: 1660MW
|  |  | CNSW-NNSW Option 2 | • A new 500 kV single-circuit line from locality of Armidale South to locality of Boggabri to Orana REZ. • A new single 500 kV circuit from Orana REZ to Wollar. • A new 500/330 kV substation with two 1,500 MVA transformers in locality of Armidale South. • A new 500 kV switching station in locality of Boggabri. • A new 330 kV double circuit line from a new substation in locality of Armidale South to Armidale. • Reconnect both Tamworth-Armidale 330 kV lines from Armidale to a new substation in locality of Armidale South. • 500 kV line shunt reactors at both ends of locality of Armidale South - locality of Boggabri, locality of Boggabri - Orana REZ and Orana REZ - Wollar. | CNSW to NNSW | 710 | 535 | 1928 | AEMO (TCD) | Class 5b | Long | N1 & N2: 535MW
|  |  | CNSW-NNSW Option 3 | • An additional new 500 kV single-circuit line from locality of Armidale South to locality of Boggabri to Orana REZ. • 500 kV line shunt reactors for the additional 500 kV line at both ends of locality of Armidale South - locality of Boggabri and locality of Boggabri - Orana REZ. (Pre-requisite: CNSW-NNSW Option 2) | CNSW to NNSW | 585 | 470 | 1403 | AEMO (TCD) | Class 5b | Long | N1 & N2: 470MW (Over option 2)
|  |  | CNSW-NNSW Option 4 | • A new 500 kV double circuit (strung on one side) from locality of Armidale South to locality of Boggabri to Orana REZ. • A new single 500 kV circuit from Orana REZ to Wollar. • A new 500/330 kV substation with two 1,500 MVA transformers in locality of Armidale South • A new 500 kV switching station in locality of Boggabri • A new 330 kV double circuit line from a new substation in locality of Armidale South to Armidale. • Reconnect both Tamworth-Armidale 330 kV lines from Armidale to a new substation in locality of Armidale South. • 500 kV line shunt reactors at both ends of locality of Armidale South - locality of Boggabri, locality of Boggabri - Orana REZ and Orana REZ - Wollar 500 kV lines. | CNSW to NNSW | 710 | 535 | 1896 | AEMO (TCD) | Class 5b | Long | N1 & N2: 535MW
|  |  | CNSW-NNSW Option 5 | • An additional new 500 kV circuit (second circuit strung) from locality of Armidale South to locality of Boggabri to Orana REZ. • 500 kV line shunt reactors for the additional 500 kV circuit at both ends of locality of Armidale South - locality of Boggabri and locality of Boggabri - Orana REZ. (Pre-requisite: CNSW-NNSW Option 4). | CNSW to NNSW | 585 | 470 | 510 | AEMO (TCD) | Class 5b | Long | N1 & N2: 470MW (Over option 4)
| East of the existing CNSW-NNSW corridor |  | CNSW-NNSW Option 6 | • A new 500 kV double circuit line from locality of Armidale South to Bayswater via east of Tamworth, • A new 500/330 kV substation with two 1,500 MVA transformers in locality of Armidale South. • A new 500/330 kV substation in locality of east of Tamworth. • A new 330 kV circuit from the locality of east of Tamworth to Tamworth. • A new 330 kV double circuit line from a new substation in locality of Armidale South to Armidale. • Reconnect both Tamworth-Armidale 330 kV lines from Armidale to a new substation in locality of Armidale South. • 500 kV line shunt reactors at both ends of locality of Armidale South - locality of east of Tamworth and locality of east of Tamworth - Bayswater. | CNSW to NNSW | 2190 | 1800 | 1678 | AEMO (TCD) | Class 5b | Long | N2: 1800MW
|  |  | CNSW-NNSW Option 6A | CNSW-NNSW Option 6 plus • Powerflow controllers on each of the Armidale-Tamworth 330 kV circuits. • +/- 400 MVAr SVC at locality of east of Tamworth | CNSW to NNSW | 3070 | 3070 | 1905 | AEMO (TCD) | Class 5b | Long | N2: 3070 MW
|  |  | CNSW-NNSW Option 6B | CNSW-NNSW Option 6A plus • An additional new 500 kV double circuit line from Armidale South to locality of east of Tamworth to Bayswater. • An additional 500/330 1,500 MVA transformer at locality of Armidale South. • An additional +/- 400 MVAr SVC at locality of east of Tamworth. • 500 kV line shunt reactors at both ends of locality of Armidale South - locality of east of Tamworth and locality of east of Tamworth - Bayswater. | CNSW to NNSW | 5820 | 5820 | 3142 | AEMO (TCD) | Class 5b | Long | N2: 5820 MW
|  |  | CNSW-NNSW Option 7 | • A new 330 kV double circuit line from a new substation in locality of Armidale South to Liddell. A new 330 kV double circuit line from a new substation in locality of Armidale South to Armidale. • Reconnect both Tamworth-Armidale 330 kV lines from Armidale to a new substation in locality of Armidale South. | CNSW to NNSW | 1470 | 1590 | 891 | AEMO (TCD) | Class 5b | Long | N2: 1590MW
| Existing CNSW-NNSW corridor |  | CNSW-NNSW Option 8 | • Non-network option - A Virtual Transmission Line option with a 300 MW energy storage system south of Liddell and north of Armidale. | CNSW to NNSW | 300 | 300 | Non-network option costs to be provided by interested parties |  |  |  | N2: 300MW
| East of the existing CNSW-NNSW corridor |  | CNSW-NNSW Option 9 | • 2,000 MW bi-pole HVDC transmission system between locality Bayswater and locality of Armidale South. • A new 330 kV double circuit line from a new substation in locality of Armidale South to Armidale. • Reconnect both Tamworth-Armidale 330 kV lines from Armidale to a new substation in locality of Armidale South. | CNSW to NNSW | 1750 | 2000 | 2112 | AEMO (TCD) | Class 5b | Long | N2: 2000MW
| West of the existing CNSW-NNSW corridor |  | CNSW-NNSW Option 10 | • A 2,000 MW bi-pole HVDC transmission system between locality of Wollar and locality of Boggabri. • A new 330 kV ac line between locality of Boggabri and Tamworth. | CNSW to NNSW | 1750 | 2000 | 2300 | AEMO (TCD) | Class 5b | Long | N1: 2000MW
Central NSW (CNSW) to Sydney, Newcastle and Wollongong (SNW)
Flow path | Development path | Development Driver | Option Name | Augmentation Description | Forward direction power flow | Notional transfer level increase (MW) Note: Same increase applies to all transfer limit conditions (Peak demand, Summer typical and Winter reference |  | Indicative cost estimate ($ million) - Note 2 | Cost estimate source | Cost estimate class | Lead time or Expected service date - Notes 3 & 4 | Additional REZ hosting capacity provided
[6 empty] | Forward direction | Reverse direction
CNSW-SNW | Northern side of Sydney | Retirement of coal-powered generation in New South Wales. | CNSW-SNW Option 1 | SNW Northern 500 kV loop: • A new 500 kV substation near Eraring • A new 500 kV double circuit line between substation near Eraring and Bayswater substation. • Two 500/330 kV 1,500 MVA transformers either at Eraring substation or new substation near Eraring | CNSW to SNW | 5,000 (This capacity increase for accommodation of additional new generation from North of Bayswater and 2/3 generation from Central West NSW) (Note 14) | NA | 880 | AEMO (TCD) (Note 10) | Class 5b | Long | O1:1,850
| Southern side of Sydney | Retirement of coal-powered generation in New South Wales. | CNSW-SNW Option 2 | SNW Southern 500 kV loop: • A new 500 kV double circuit line from the Bannaby substation to a new Overhead/Underground Transition site. • 8 km of tunnel installed underground 500 kV cables from Transition site to new substation in the locality of South Creek. • Establish 500/330 kV substation in the locality of South Creek. • Cut-in both Eraring - Kemps Creek 500 kV circuits at the new substation in the locality of South Creek. • Two new 500/330 kV 1,500 MVA transformers at the new substation in the locality of South Creek. • Replace a section of existing Bannaby-Sydney West 330 kV to double circuit line between the locality of South Creek and Sydney West. • Uprate the existing line between Bannaby and the locality of South Creek from 85 degrees to 100 degrees operating temperature. • Cut-in Bayswater - Sydney West 330 kV line at South Creek. • Cut-in Regentville - Sydney West 330 kV line at South Creek. | CNSW to SNW | 4,500 (This capacity increase for accommodation of additional new generation from South of Bannaby and 1/3 generation from Central West NSW | NA | 2256 | AEMO (TCD) C | Class 5b | Long | -
| Northern and Southern sides of Sydney | Retirement of coal-powered generation in New South Wales. | CNSW-SNW Option 3 | Both SNW Northern 500 kV loop and SNW Southern 500 kV loop: • CNSW-SNW Option 1. • CNSW-SNW Option 2. | CNSW to SNW | 5,600 (No restriction to generation dispatch from north, south and west of SNW) | NA | 3136 | AEMO (TCD) (Note 10) | Class 5b | Long | -
| Bayswater to Newcastle | Hydrogen scenario - To provide access to port near Newcastle. | H-Newcastle (This is not an alternative option to supply SNW) | Three new 500 kV lines from Bayswater to Newcastle. Four new 500/330 kV transformers at Newcastle. Line shunt reactors at each of the new 500 kV lines. | CNSW to SNW | 5000 | 5000 | 1552 | AEMO (TCD) | Class 5b | Long
| Bannaby to Dapto | Hydrogen scenario - To provide access to port near Dapto. | H-Dapto (This is not an alternative option to supply SNW) | Three new 500 kV lines from Bannaby to Dapto. Four new 500/330 kV transformers at Dapto. Line shunt reactors at each of the new 500 kV lines. | CNSW to SNW | 5000 | 5000 | 1220 | AEMO (TCD) | Class 5b | Long
Southern NSW to Central NSW
Flow path | Development flow path | Development Driver | Option Name | Augmentation Description | Forward direction power flow | Notional transfer level increase (MW) Note: Same increase applies to all transfer limit conditions (Peak demand, Summer typical and Winter reference) |  | Indicative cost estimate ($ million) - Note 2 | Cost estimate source | Cost estimate class | Lead time or Expected service date - Notes 3 & 4 | Additional REZ hosting capacity provided
[6 empty] | Forward direction | Reverse direction
SNSW-CNSW | HumeLink | To provide access to Snowy 2.0 generation to load centres in SNW. | SNSW-CNSW Option 1 (HumeLink) | • New Wagga Wagga 500/330 kV substation and 330kV double circuit connection to the existing Wagga Wagga 330kV substation. • Three new 500 kV transmission lines: – Between Maragle and Bannaby 500 kV substations; – Between Maragle and new Wagga Wagga 500 kV substations; and – Between new Wagga Wagga and Bannaby 500 kV substations. • Three 500/330 kV 1,500 MVA transformers at Maragle. • Two 500/330 kV 1,500 MVA transformers at new Wagga Wagga. • 500 kV Line shunt reactors at the ends of Maragle – Bannaby, Maragle – new Wagga Wagga and new Wagga Wagga – Bannaby 500 kV lines | SNSW to CNSW | 2200 | 2200 | 3315 | Transgrid | Unknown (Note 9) | 2026-27 | N6+N7:2200 (N6:1,500) N5:1000
| Wagga Wagga to Bannaby | Increased import from Victoria and South Australia with high existing and Snowy 2.0 hydro generation | SNSW-CNSW Option 2 | • An additional new 500 kV line from Wagga Wagga to Bannaby. (Pre-requisite: HumeLink) | SNSW to CNSW | 2000 | 2000 | 953 | AEMO (TCD) | Class 5b | Long | N6:1,500
|  |  | SNSW-CNSW Option 3 | • HVDC between Wagga Wagga and Bannaby: • A 2000 MW bi-pole overhead transmission line from locality of Bannaby to locality of Wagga Wagga. • A new 2,000 MW bipole converter station in locality of Bannaby. • A new 2,000 MW bipole converter station in locality of Wagga Wagga. • AC network connection between new HVDC converter station in the locality of Bannaby and the existing Bannaby 500 kV substation. • AC network connection between HVDC converter station in the locality of Wagga Wagga and a future Wagga Wagga 500 kV substation. (Assumption: This option comes after HumeLink) | SNSW to CNSW | 2000 | 2000 | 2038 | AEMO (TCD) | Class 5b | Long | N6:2,000
Victoria to Southern NSW
Flow path | Development path | Development Driver | Option Name | Augmentation Description | Forward direction power flow | Notional transfer level increase (MW) Note: Same increase applies to all transfer limit conditions (Peak demand, Summer typical and Winter reference |  | Indicative cost estimate ($ million) - Note 2 | Cost estimate source | Cost estimate class | Lead time or Expected service date - Notes 3 & 4 | Additional REZ hosting capacity provided
[6 empty] | Forward direction | Reverse direction
VIC-SNSW | West of VNI 330 kV path | Increase thermal capacity and, voltage and stability limit of VIC-NSW interconnector. Provide route diversity of existing VNI 330 kV corridor | VIC-SNSW Option 1 - VNI West (Shepparton) | New two 500 kV lines from north of Ballarat to near Shepparton to near Wagga • Two new 500 kV overhead lines from north of Ballarat to near Shepparton to near Wagga Wagga. • A new 500/220 kV terminal station with two500/220 kV 1,000 MVA transformers near Shepparton. • A 220 kV double circuit line from Shepparton terminal station to near Shepparton. • Power flow controllers to prevent overloading on 330 kV lines between Upper/Lower Tumut and South Morang and, 220 kV lines between Dederang and Thomastown. • 500 kV line shunt reactors at both ends of North of Ballarat - near Shepparton, near Shepparton - near Wagga Wagga 500 kV circuits. • Up to +/- 400 MVAr dynamic reactive compensation at the new 220 kV terminal station near Shepparton. | VIC to SNSW | 1930 | 1800 | 2711 | AEMO (Victorian Planning) &Transgrid | Unknown (Note 9) | Long | V3: 550 V6: 1,050
VIC-SNSW | West of VNI 330 kV path | Increase thermal capacity and, voltage and stability limit of VIC-NSW interconnector. Provide route diversity of existing VNI 330 kV corridor | VIC-SNSW Option 2 - VNI West (Kerang) Assumption: Dinawan to Wagga Wagga double circuit line is already built at 500 kV design as part of PEC project. | • A new 500 kV double circuit line from north of Ballarat to near Bendigo to near Kerang to locality of Dinawan. • Upgrade Dinawan to near Wagga Wagga 500 kV double circuit line from 330 kV to 500 kV operation. • Establish Dinawan 500 kV switchyard with two 500/330 kV 1,500 MVA transformers. • New substations near Bendigo and near Kerang. • Two 500/220 kV 1,000 MVA transformers at each of the new substations near Bendigo and near Kerang. • 220 kV connections from the existing terminal station at Bendigo to new terminal station near Bendigo. • 220 kV connections from the existing terminal station at Kerang to new terminal station near Kerang. • Power flow controllers to prevent overloading on 330 kV lines between Upper/Lower Tumut and South Morang and, 220 kV lines between Dederang and Thomastown. • 500 kV line shunt reactors at both ends of North of Ballarat - near Bendigo, near Bendigo - near Kerang, near Kerang - Dinawan and Dinawan - near Wagga Wagga 500 kV circuits. • Up to +/- 400 MVAr dynamic reactive compensation at the new 220 kV terminal station near Kerang. | VIC to SNSW | 1930 | 1800 | 2942 | AEMO (Victorian Planning) &Transgrid | Unknown (Note 9) | Long | V2: 1,600 V3: 550 N5: 900
VIC-SNSW | Additional Path from Melbourne to Shepparton to Wagga | Increase thermal capacity and, voltage and stability limit of VIC-NSW interconnector. Provide route diversity of existing VNI 330 kV corridor. | VIC-SNSW Option 6A Assumption: VNI West NOT IN PLACE | • A new 500 kV double-circuit line from north of Melbourne to near Shepparton to near Wagga Wagga. • A new 500 kV Terminal Station in north of Melbourne and near Shepparton. • Cut-in the existing South Morang–Sydenham 500 kV circuits at a new substation in north of Melbourne. • Two 500/220 kV 1,000 MVA transformers at a new terminal station near Shepparton. • A 500/330 kV transformer at near Wagga Wagga. • Cut-in the Shepparton-Glenrowan line into the new station near Shepparton • Cut-in Rowville–Thomastown 220 kV line at South Morang. • Additional reactive plants at terminal stations in north of Melbourne and near Shepparton and near Wagga Wagga. • A new +/- 400 MVAr dynamic reactive plant near Shepparton 220 kV. | VIC to SNSW | 1930 | 1800 | 2317 | AEMO (TCD) | Class 5b | Long | V6: 1,700
VIC-SNSW | Additional Path from Melbourne to Kerang | This option is identified to increase thermal capacity and, voltage and stability limit to access increased transfer from New South Wales to Victoria and increased renewable generation from Murray River, Western Victoria and Central North Victoria REZ simultaneously. | VIC-SNSW Option 6 Assumption: VNI West (Kerang) in place. | • A new 500 kV double-circuit line from north of Melbourne to near Shepparton to near Wagga Wagga. • A new 500 kV Terminal Station in north of Melbourne and near Shepparton. • Cut-in the existing South Morang–Sydenham 500 kV circuits at a new substation in north of Melbourne. • Two 500/220 kV 1,000 MVA transformers at a new terminal station near Shepparton. • A 500/330 kV transformer at near Wagga Wagga. • Cut-in the Shepparton-Glenrowan line into the new station near Shepparton • Cut-in Rowville–Thomastown 220 kV line at South Morang. • Additional reactive plants at terminal stations in north of Melbourne and near Shepparton and locality of Wagga Wagga. • A new +/- 400 MVAr dynamic reactive plant near Shepparton 220 kV. | VIC to SNSW | 2000 | 1500 | 2317 | AEMO (TCD) | Class 5b | Long | V6: 1,700
VIC-SNSW | North of Melbourne to Wagga Wagga | This option is identified to increase thermal capacity and, voltage and stability limit to access increased transfer from New South Wales to Victoria and increased renewable generation from Murray River, Western Victoria and Central North Victoria REZ simultaneously. | VIC-SNSW Option 7 Assumption: With or without VNI West (Shepparton or Kerang or North of Melbourne) in place. | HVDC between north of Melbourne and Wagga Wagga • A 2,000 MW HVDC bi-pole overhead transmission line from north of Melbourne to locality of Wagga Wagga. • A new 2,000 HVDC bipole converter station in north of Melbourne. • A new 2,000 HVDC bipole converter station in locality of Wagga Wagga. • Connect both the existing South Morang-Sydenham 500 kV lines at the new terminal station in north of Melbourne. • AC network connection between HVDC converter station and the new terminal station in north of Melbourne. • AC network connection between HVDC converter station in locality of Wagga Wagga and the existing Wagga Wagga substation. • Cut-in Rowville–Thomastown 220 kV line at South Morang. | VIC to SNSW | 2000 | 2000 | 2510 | AEMO (TCD) | Class 5b | Long | n/a
New South Wales to South Australia
Flow path | Development path | Development Driver | Option Name | Augmentation Description | Forward direction power flow | Notional transfer level increase (MW) Note: Same increase applies to all transfer limit conditions (Peak demand, Summer typical and Winter reference |  | Indicative cost estimate ($ million)2 | Cost estimate source | Cost estimate class | Lead time or Expected service date - Notes 3 & 4 | Additional REZ hosting capacity provided
[6 empty] | Forward direction | Reverse direction
SA-SNSW | Robertstown to Wagga Wagga via Buronga and Dinawan | Reduce South Australia's reliance on gas generators. Improving access to high quality renewable resources across regions. Enhancing security of electricity supply in South Australia, | Project EnergyConnect (Committed project) | AC interconnector between Wagga Wagga in New South Wales and Robertstown in South Australia via Buronga. Stage 1: • A new Robertstown to Bundey 275 kV double circuit line strung one circuit initially. • A new Bundey to Buronga 330 kV double circuit line strung one circuit initially. • A new Buronga to Red Cliffs 220 kV double circuit line strung one circuit only. • A new 330/275 kV substation and a transformer at Bundey. • A new 330/220 kV substation, a 330/220 kV transformer and a 330 kV phase shifting transformer at Buronga. • Static and dynamic reactive plant at Bundey and Buronga. Stage 2: • Second 275 kV circuit strung on the Robertstown–Bundey 275 kV double circuit line. • Second 330 kV circuit strung on the Bundey–Buronga 330 kV double circuit line. • A new 330 kV double-circuit line from Dinawan to Buronga. • A new 500 kV double-circuit line from Dinawan to Wagga Wagga operating at 330 kV. • Two additional new 330/275 kV transformers at Bundey. • A new 330 kV switching station at Dinawan. • Additional new 330 kV phase shifting transformers at Buronga. • Additional new 330/220 kV transformer at Buronga. • Turning the existing 275 kV line between Para and Robertstown into Tungkillo. • Static and dynamic reactive plant at Bundey, Robertstown, Buronga and Dinawan. • A special protection scheme to detect and manage the loss of either of the AC interconnectors connecting to South Australia. | NSW to SA | 800 (750) - Note 5 (1300) - Note 6 | 800 (750) - Note 5 (1450) - Note 6 | Anticipated project. |  |  | To allow time for inter-network testing, AEMO will assume full capacity from July 2026. | S2 : 800 N5: 800
Tasmania to Victoria
Flow path | Development path | Development Driver | Option Name | Augmentation Description | Forward direction power flow | Notional transfer level increase (MW) Note: Same increase applies to all transfer limit conditions (Peak demand, Summer typical and Winter reference |  | Indicative cost estimate ($ million) - Note 2 | Cost estimate source | Cost estimate class | Lead time or Expected service date - Notes 3 & 4 | Additional REZ hosting capacity provided
[6 empty] | Forward direction | Reverse direction
TAS-VIC | Proposed Marinus Link path (path between Burnie area and Latrobe Valley area) | Access to high quality wind resources in Tasmania and deep storage capability of Tasmanian hydro generation. | TAS-VIC Option 1 (Marinus Link stage 1) | Marinus Link Stage 1 • A 750 MW monopole HVDC cable between Burnie area in Tasmania and Latrobe Valley in Victoria. • A new 750 MW HVDC monopole converter station in Burnie area. • A new 750 MW HVDC monopole converter station in Latrobe Valley area. • A new 220 kV switching station at Heybridge adjacent to the converter station. • A new 220 kV switching station at Staverton. • A new double-circuit 220 kV transmission line from Staverton to Heybridge via Hampshire and Burnie. • A new 220 kV double circuit line from Palmerston to Sheffield. • Cut-in both Sheffield-Mersey Forth double circuit 220 kV lines at Staverton. • A new 500 kV connection from converter station in Latrobe Valley to Hazelwood area. | TAS to VIC | 750 (Note 7) | 750 Basslink and Marinus Link 1 combined transfer limit 978 | 2,380 (Note 11) | TasNetworks | Class 4 | July 2029 | T3 + 450, T2 + 350 (Note 12)
TAS-VIC | Proposed Marinus Link path (path between Burnie area and Latrobe Valley area) | Access to high quality wind resources in Tasmania and deep storage capability of Tasmanian hydro generation. | TAS-VIC Option 2 (Marinus Link stage 2) | Stage 2 • An additional 750 MW monopole cable between Burnie area in Tasmania and Latrobe Valley in Victoria. • An additional new 750 MW HVDC monopole converter station in Burnie area. • An additional new 750 MW HVDC monopole converter station in Latrobe Valley area. • A new double-circuit 220 kV transmission line from Heybridge to Sheffield and the decommissioning of the existing 220 kV single-circuit transmission line in this corridor. • A new 500 kV connection from converter station in Latrobe Valley to Hazelwood area. Pre-requisite: TAS-VIC Option 1 ( Stage 1) | TAS to VIC | 750 | 750 Basslink and Marinus Link1&2 combined transfer limit 1,728 | 1,402 (Note 11) | TasNetworks | Class 4 | July 2031 | T2 + 800 (Note 13)
Notes:
1. Committed transmission augmentations are South Australia system strength remediation and QNI minor project and VNI Minor project.
2. Cost estimates. For AEMO estimates sourced from the TCD Class 5a are with +/-30% accuracy. Class 5b are with +/-50% accuracy. Please refer to the Transmission cost report for accuracy bands for TNSP estimates.
3. Service date refers to full capacity release to the market after commissioning and inter-connector testing.
4. Service dates are provided for projects, which were provided by TNSPs. For other projects lead time for expected service is provided from the release of final 2022 ISP. This lead time is categorized as short (1-3 years), medium (3-5 years) and long (beyond 5 years).
5. With NSW-SA interconnector, VIC-SA Heywood transfer limit would be raised. This is given within brackets ( )
6. Values in double bracket (( )) represent the combined transfer level with the existing VIC-SA Heywood interconnector and a new NSW-SA interconnector.
7. With the introduction of Marinus Link, the capacities of the following generators increase: 100 MW across the west coast, 150 MW for Tarraleah and 90 MW capacity for Gordon.
8. A 1% of capital cost is assumed as operation and maintenance cost of each of the interconnector options.
9. Estimates for costs for HumeLink and the New South Wales works on VNI West are included using Transgrid’s estimates. As the information provided did not allow AEMO to transparently confirm these classifications, the accuracy and class of the estimates are stated as ‘unknown’ in this report.
10. AEMO requested that Transgrid provide information on these options through preparatory activities as per clause 5.22.6(c) in NER. Although Transgrid provided AEMO with the required scope and cost estimates, the cost estimates were provided on a confidential basis. The ISP regulatory framework is designed to be transparent and consultative for all stakeholders, and AEMO does not consider it appropriate to use confidential transmission costs in the ISP. Accordingly, AEMO has developed independent cost estimates using the Transmission Cost Database and the project scopes provided by Transgrid.
11. In Draft ISP modelling, AEMO assumed early works cost $139 million (after discounting $50 million in grant funding), cable 1 costs $2,081 million, and cable 2 costs $1,210 million. For the final 2022 ISP, AEMO assumed early works cost $139 million (after discounting $50 million in grant funding) which was added to cable 1 costs of $2,081 million, and cable 2 costs $1,210 million. These figures were escalated from 2020 to 2021 dollars. This results in the costs that were used in ISP modelling – cable 1 costing $2,302 million and cable 2 costing $1,255 million. Another $600 million added to costing of cable 2, if cable 2 completed after 3 years of cable 1 completion. In June 2022, TasNetworks announced that the costs had changed to $2,380 million for cable 1 and $1,402 million for cable 2.
12. While upgrades could allow an additional 800 MW in T2, total of T2+T3 < 800. T2 increase of 350 MW is for modelling purposes to allow for 450 MW increase in T3.
13. Network upgrades allow for an increase in T2 of 800 MW, but no additonal increase in T3.
14. The northern part of Sydney Ring is named the Hunter Transmission Project. The transfer increases by an extra 220 MW with the line upgrade of Bannaby - Sydney West 330 kV line.

## Transmission Reliability
Go to Assumptions Summary
Transmission Reliability
AEMO applies the following rates to probabilistic modelling of single credible contingencies and reclassifications on 4 lines that materially contribute to inter-regional transfer capability.
These rates apply to Reliability Forecast modelling only
Transmission outage rates
Line/Flowpath | Implementation | Outage Rate (%) | Mean time to repair (hrs)
Liddell – Muswellbrook – Tamworth – Armidale – Dumaresq – Bulli Creek (QNI) | Static annual FOR | 1.46% | 5
Murraylink | Static annual FOR | 0.08% | 8.9
Mortlake – Heywood – South East (V-SA) | Static annual FOR | 0.31% | 20.1
Basslink | Static annual FOR | 6.35% | 244

## Maximum capacity
Go to Assumptions Summary
Generator nameplate capacity
The maximum capacities of each existing and committed generating unit are based on July 2022 Generation Information,. These values describe the nameplate capacity for the purpose of calculating operational costs. The operation/dispatch generation limts for each power station are provided by the seasonal ratings, not the below nameplate capacities.
https://www.aemo.com.au/Electricity/National-Electricity-Market-NEM/Planning-and-forecasting/Generation-information
Max capacities of each new entrant generation technologies are sourced from Aurecon 2021-22 AEMO costs and technical parameter review.
Existing generators |  |  | Committed Projects 1 |  |  |  | Anticipated Projects 2 |  |  |  | Existing, Committed and Anticipated Batteries 3 | [5 empty] | New generation technologies
Generator | Region | Installed capacity (MW) | Generator | Region | Installed capacity (MW) | Commissioning date | Generator | Region | Installed capacity (MW) | Indicative commissioning date | Storage | Region | Installed capacity (MW) | Energy (MWh) | Indicative commissioning date | Project Status | Generator type | Unit Size (MW) | Number of Units | Total Plant Size (MW)
Bayswater | NSW | 2715 | Kurri Kurri | NSW | 750 | 2023-12-31 | Aramara Solar Farm | QLD | 101.4 | 2024-07-01 | Wallgrove Grid Battery project | NSW | 50 | 75 | 2021-12-23 | Committed | Black Coal (advanced ultra supercritical PC) | 1000 | 1 | 1000
Eraring | NSW | 2880 | Kidston | QLD | 250 | 2025-02-01 | Munna Creek Solar Farm | QLD | 154 | 2024-07-01 | Wandoan South BESS | QLD | 100 | 150 | 2022-07-18 | Committed | Black Coal (advanced ultra supercritical PC) with CCS | 1000 | 1 | 1000
Liddell | NSW | 1500 | Snowy 2.0 | NSW | 2040 | 2026-12-31 | Macintyre Wind Farm | QLD | 923 | 2024-12-31 | Adelaide Desalination Plant BESS | SA | 6.27 | 12.6 | 2022-05-17 | Committed* | OCGT (small GT) | 49 | 5 | 245
Mt Piper | NSW | 1390 | Corowa Solar Farm | NSW | 35.992 | 2021-09-30 | Quorn Park Solar Farm | NSW | 80 | 2023-09-30 | Bolivar Waste Water Treatment BESS | SA | 2 | 5.04 | 2022-08-16 | Committed | OCGT (large GT) | 265 | 1 | 265
Vales Point B | NSW | 1320 | Gunnedah Solar Farm | NSW | 110 | 2021-10-01 | Walla Walla Solar Farm | NSW | 380 | 2024-07-01 | Christies Beach Wastewater Treatment Plant BESS | SA | 2 | 4.32 | 2022-09-10 | Committed | CCGT | 409 | 1 | 409
Callide B | QLD | 700 | Junee Solar Farm | NSW | 36.014 | 2021-12-30 | Wunghnu Solar Farm | VIC | 75 | 2024-07-01 | Dalrymple North BESS | SA | 30 | 8 | 0 | Existing | CCGT with CCS | 409 | 1 | 409
Callide C | QLD | 840 | Metz Solar Farm | NSW | 135 | 2022-09-10 | Yanco Solar Farm | NSW | 60 | 2024-07-01 | Happy Valley Reservoir BESS | SA | 4 | 8.82 | 2022-09-10 | Committed | Biomass | 30 | 1 | 30
Gladstone | QLD | 1680 | New England Solar Farm | NSW | 471 | 2023-05-31 | Bolivar Power Station | SA | 123 | 2024-07-01 | Hornsdale Power Reserve Unit 1 | SA | 150 | 178.3 | 0 | Existing | Large scale Solar PV | -
Kogan Creek | QLD | 744 | Riverina Solar Farm | NSW | 32.4 | 2023-04-30 | Karara Wind Farm | QLD | 103 | 2025-04-30 | Lake Bonney BESS1 | SA | 25 | 52 | 0 | Existing | Solar Thermal (12hrs Storage) | -
Millmerran | QLD | 852 | Sebastopol Solar Farm | NSW | 90 | 2022-04-19 | 2. Indicative commissioning date of projects are based on Generation Information updates from July 2022. Where information is absent or before 1 July 2024, the commissioning date is assumed to be 1 July 2024. |  |  |  | Lincoln Gap Wind Farm - BESS | SA | 10 | 10 | 2024-07-01 | Anticipated | Battery storage (1hr storage) | -
Stanwell | QLD | 1460 | Suntop Solar Farm | NSW | 150 | 2021-12-01 |  |  |  |  | Torrens Island BESS | SA | 250 | 250 | 2024-07-01 | Anticipated | Battery storage (2hrs storage) | -
Tarong | QLD | 1400 | Wagga North Solar Farm | NSW | 56 | 2022-03-31 |  |  |  |  | Ballarat Energy Storage System | VIC | 30 | 30 | 0 | Existing | Battery storage (4hrs storage) | -
Tarong North | QLD | 450 | Bluegrass Solar Farm | QLD | 148 | 2022-12-01 |  |  |  |  | Bulgana Green Power Hub - BESS | VIC | 20 | 34 | Nov 2021 | Committed | Battery Storage (8hrs storage) | -
Loy Yang A Power Station | VIC | 2210 | Columboola Solar Farm | QLD | 217.25 | 2022-11-22 |  |  |  |  | Gannawarra Energy Storage System | VIC | 25.33 | 50 | 0 | Existing | Wind | -
Loy Yang B | VIC | 1160 | Kennedy Energy Park Solar Farm | QLD | 15 | 2022-09-30 |  |  |  |  | Victorian Big Battery | VIC | 300 | 450 | Nov 2021 | Existing | Wind - Offshore | -
Yallourn W | VIC | 1450 | Warwick Solar Farm - stage 1 | QLD | 32.104 | 2023-04-28 |  |  |  |  | Tailem Bend Battery Project | SA | 51 | 84 | 2024-07-01 | Anticipated | Pumped Hydro (8hrs storage) | -
Tallawarra | NSW | 440 | Warwick Solar Farm - stage 2 | QLD | 32.104 | 2023-04-28 |  |  |  |  | Darlington Point Energy Storage System | NSW | 25 | 50 | 2024-07-01 | Anticipated | Pumped Hydro (24hrs storage) | -
Condamine A | QLD | 144.4 | Western Downs Green Power Hub | QLD | 400 | 2023-01-31 |  |  |  |  | Orana BESS | NSW | 240 | 800 | 2024-07-01 | Anticipated | Pumped Hydro (48hrs storage) | -
Darling Downs | QLD | 644.5 | Woolooga Solar Farm | QLD | 222.5 | 2022-09-30 |  |  |  |  | Riverina Energy Storage System 1 | NSW | 60 | 120 | 2024-07-01 | Anticipated | BOTN - Cethana | 750 | 1 | 750
Swanbank E GT | QLD | 385 | Adelaide Desalination Plant | SA | 25 | 2022-05-17 |  |  |  |  | Riverina Energy Storage System 2 | NSW | 65 | 130 | 2024-07-01 | Anticipated | Hydrogen reciprocating engines | 265 | 1 | 265
Yabulu PS | QLD | 160 | Morgan To Whyalla Pipeline No 1 PS And Water Filtration Plant | SA | 6.12 | 2022-08-23 |  |  |  |  | Wooreen Energy Storage System | VIC | 350 | 1400 | 2024-07-01 | Anticipated
Yabulu Steam Turbine | QLD | 84 | Morgan To Whyalla Pipeline No 2 PS | SA | 5.88 | 2022-06-14 |  |  |  |  | Ulinda Park BESS | QLD | 156 | 300 | 2024-07-01 | Anticipated
Yarwun Cogen | QLD | 180 | Morgan To Whyalla Pipeline No 3 PS | SA | 7.38 | 2022-06-14 |  |  |  |  | 3. Energy capacity provided here is before accounting for batttery degradation.
Osborne | SA | 180 | Morgan To Whyalla Pipeline No 4 PS | SA | 5.88 | 2022-08-23
Pelican Point | SA | 529 | Cohuna Solar Farm | VIC | 27 | 0
Tamar Valley Combined Cycle | TAS | 208 | Bango 999 Wind Farm | NSW | 84.8 | 2022-09-30
Colongra | NSW | 724 | Kaban Green Power Hub - Wind Farm | QLD | 157 | 2023-03-23
Smithfield Energy Facility | NSW | 184.999 | Kennedy Energy Park Wind Farm | QLD | 43.2 | 2022-09-30
Uranquinty | NSW | 664 | Murra Warra Wind Farm - stage 2 | VIC | 209 | 2022-07-31
Barcaldine Power Station | QLD | 37 | Bolivar Waste Water Treatment | SA | 11 | 2022-08-16
Braemar | QLD | 549 | Edenvale Solar Park | QLD | 180 | 2024-02-09
Braemar 2 Power Station | QLD | 519 | Hillston Sun Farm | NSW | 85 | 2022-07-31
Mt Stuart | QLD | 423.5 | Mannum Adelaide Pumping Station No 2 - MAPL2 (Palmer) | SA | 16.8 | 2022-05-17
Oakey Power Station | QLD | 346 | Mannum Adelaide Pumping Station No 3 - MAPL3 (Tungkillo)* | SA | 16.62 | 2022-11-30
Roma | QLD | 80 | Moura Solar Farm | QLD | 99 | 2022-11-06
Port Lincoln GT | SA | 73.5 | Murray Bridge - Onkaparinga Pipeline Pump 2 | SA | 13.74 | 2022-08-18
Snuggery | SA | 63 | Port Augusta Renewable Energy Park - Solar | SA | 79.2 | 2022-09-30
Dry Creek GT | SA | 156 | Port Augusta Renewable Energy Park - Wind | SA | 210 | 2022-07-30
Hallett GT | SA | 276.86 | Wyalong Solar Farm | NSW | 62.32 | 2023-04-15
Ladbroke Grove | SA | 80 | Avonlie Solar Farm | NSW | 254 | 2023-10-31
Mintaro GT | SA | 90 | Dulacca Wind Farm | QLD | 173 | 2023-08-08
Quarantine | SA | 235 | Rye Park Wind Farm | NSW | 396 | 2024-05-31
Bell Bay Three | TAS | 120 | Berrybank Wind Farm - stage 2 | VIC | 109 | 2022-08-31
Tamar Valley Peaking | TAS | 58 | Clarke Creek Wind Farm | QLD | 450 | 2024-08-30
Somerton | VIC | 170 | Wandoan South Solar Farm - stage 1 | QLD | 160 | 2023-06-30
Bairnsdale | VIC | 94 | Christies Beach Wastewater Treatment Plant | SA | 5 | 2022-09-10
Jeeralang A | VIC | 212 | Happy Valley Reservoir | SA | 8 | 2022-09-10
Jeeralang B | VIC | 228 | Tallawarra B* | NSW | 320 | 2023-10-07
Laverton North | VIC | 312 | Wollar Solar Farm | NSW | 280 | 2023-12-29
Mortlake | VIC | 584 | West Wyalong Solar Farm | NSW | 105.27 | 2022-12-01
Valley Power | VIC | 300 | Tailem Bend Solar Farm - stage 2 | SA | 105 | 2023-07-01
Torrens Island A | SA | 240 | Mortlake South Wind Farm | VIC | 158 | 2022-03-01
Torrens Island B | SA | 800 | 1. Committed * projects are marked with an "*" and are assumed to commence beyond the T-1 year (at the earliest) according to the ESOO and Reliability Forecasting Methodology.
Newport | VIC | 500
Angaston | SA | 50
Barker Inlet Power Station | SA | 210
Lonsdale | SA | 20.7
Port Stanvac 1 | SA | 57.6
Blowering | NSW | 80
Guthega | NSW | 60
Hume Dam NSW | NSW | 29
Shoalhaven | NSW | 240
Upper Tumut | NSW | 616
Tumut 3 | NSW | 1500
Barron Gorge | QLD | 66
Kareeya | QLD | 86.4
Wivenhoe | QLD | 570
Bastyan | TAS | 79.9
Catagunya / Liapootah / Wayatinah | TAS | 176.7
Cethana | TAS | 85
Devils Gate | TAS | 60
Fisher | TAS | 43.2
Gordon | TAS | 432
John Butters | TAS | 144
Lake Echo | TAS | 32.4
Lemonthyme / Wilmot | TAS | 81.6
Mackintosh | TAS | 79.9
Meadowbank | TAS | 40
Poatina | TAS | 300
Reece | TAS | 231.2
Tarraleah | TAS | 90
Trevallyn | TAS | 93
Tribute | TAS | 82.8
Tungatinah | TAS | 125
Bogong / MacKay | VIC | 300.02
Dartmouth | VIC | 185
Eildon | VIC | 135
Hume Dam VIC | VIC | 29
Murray 1 | VIC | 950
Murray 2 | VIC | 552
West Kiewa | VIC | 68
Beryl Solar Farm | NSW | 98.4
Bomen Solar Farm | NSW | 121
Broken Hill Solar Farm | NSW | 53
Coleambally Solar Farm | NSW | 150.3
Darlington Point Solar Farm | NSW | 274.968
Finley Solar Farm | NSW | 162.36
Goonumbla Solar Farm | NSW | 69.75
Gullen Range Solar Farm | NSW | 10
Limondale Solar Farm 1 | NSW | 220
Limondale Solar Farm 2 | NSW | 28.98
Manildra Solar Farm | NSW | 50
Molong Solar Farm | NSW | 36.08
Moree Solar Farm | NSW | 56
Nevertire Solar Farm | NSW | 104.64
Nyngan Solar Plant | NSW | 102.025
Parkes Solar Farm | NSW | 55
Sunraysia Solar Farm | NSW | 228.8
White Rock Solar Farm | NSW | 20
Childers Solar Farm | QLD | 55.87
Clare Solar Farm | QLD | 110.4
Clermont Solar Farm | QLD | 92.5
Collinsville Solar Farm | QLD | 42.5
Darling Downs Solar Farm | QLD | 121
Daydream Solar Farm | QLD | 167.75
Emerald Solar Farm | QLD | 72
Hamilton Solar Farm | QLD | 57.5
Haughton Solar Farm | QLD | 132.597
Hayman Solar Farm | QLD | 57.75
Hughenden Solar Farm | QLD | 18
Kidston Solar Farm | QLD | 50
Lilyvale Solar Farm | QLD | 118.4
Longreach Solar Farm | QLD | 14
Middlemount Solar Farm | QLD | 26
Oakey 1 Solar Farm | QLD | 25
Oakey 2 Solar Farm | QLD | 55.64
Ross River Solar Farm | QLD | 128
Rugby Run Solar Farm | QLD | 65
Sun Metals Corporation Solar Farm | QLD | 143
Susan River Solar Farm | QLD | 85.26
Whitsunday Solar Farm | QLD | 57.5
Yarranlea Solar Farm | QLD | 102.96
Bungala one Solar Farm | SA | 135
Bungala Two Solar Farm | SA | 135
Tailem Bend Solar Farm | SA | 108
Bannerton Solar Farm | VIC | 100
Gannawarra Solar Farm | VIC | 55
Glenrowan West Solar Farm | VIC | 132
Karadoc Solar Farm | VIC | 105
Kiamal Solar Farm stage 1 | VIC | 199.95
Numurkah Solar Farm | VIC | 110.48
Wemen Solar Farm | VIC | 97.5
Yatpool Solar Farm | VIC | 92.56
Bango 973 Wind Farm | NSW | 159
Boco Rock Wind Farm | NSW | 113
Bodangora Wind Farm | NSW | 113.19
Capital Wind Farm | NSW | 140.7
Collector Wind Farm | NSW | 226.8
Crookwell 2 Wind Farm | NSW | 96.04
Crudine Ridge Wind Farm | NSW | 142
Cullerin Range Wind Farm | NSW | 30
Gullen Range Wind Farm | NSW | 165.5
Gunning Wind Farm | NSW | 46.5
Sapphire Wind Farm | NSW | 270
Silverton Wind Farm | NSW | 198.94
Taralga Wind Farm | NSW | 106.8
White Rock Wind Farm - Stage 1 | NSW | 172.48
Woodlawn Wind Farm | NSW | 48.3
Coopers Gap Wind Farm | QLD | 452.89
Mount Emerald Wind Farm | QLD | 180.518
Canunda Wind Farm | SA | 46
Cathedral Rocks Wind Farm | SA | 66
Clements Gap Wind Farm | SA | 56.7
Hallett Stage 1 Brown Hill Wind Farm | SA | 94.5
Hallett Stage 2 Hallett Hill Wind Farm | SA | 71.4
Hallett 4 North Brown Hill Wind Farm | SA | 132.3
Hallett 5 The Bluff Wind Farm | SA | 52.5
Hornsdale Wind Farm Stage 1 | SA | 102.4
Hornsdale Wind Farm Stage 2 | SA | 102.4
Hornsdale Wind Farm Stage 3 | SA | 112
Lake Bonney 1 Wind Farm | SA | 80.5
Lake Bonney 2 Wind Farm | SA | 159
Lake Bonney 3 Wind Farm | SA | 39
Lincoln Gap Wind Farm - stage 1 | SA | 126
Mount Millar Wind Farm | SA | 70
Snowtown Wind Farm | SA | 98.7
Snowtown S2 Wind Farm - North | SA | 144
Snowtown S2 Wind Farm - South | SA | 126
Starfish Hill Wind Farm | SA | 33
Waterloo Wind Farm | SA | 130.8
Wattle Point Wind Farm | SA | 90.75
Willogoleche Wind Farm | SA | 119.36
Cattle Hill Wind Farm | TAS | 144
Granville Harbour Wind Farm | TAS | 111.6
Musselroe Wind Farm | TAS | 168
Woolnorth Wind Farm | TAS | 139.75
Ararat Wind Farm | VIC | 240
Bald Hills Wind Farm | VIC | 106.6
Bulgana Green Power Hub - Wind Farm | VIC | 204.4
Challicum Hills Wind Farm | VIC | 52.5
Cherry Tree Wind Farm | VIC | 57.6
Crowlands Wind Farm | VIC | 79.95
Dundonnell Wind Farm | VIC | 336
Elaine Wind Farm | VIC | 83.6
Kiata Wind Farm | VIC | 31.05
Macarthur Wind Farm | VIC | 420
Moorabool Wind Farm | VIC | 312
Mortons Lane Wind Farm | VIC | 19.5
Mt Gellibrand Wind Farm | VIC | 138.6
Mt Mercer Wind Farm | VIC | 131.2
Murra Warra Wind Farm - stage 1 | VIC | 225.7
Oaklands Hill Wind Farm | VIC | 67.2
Portland Wind Farm | VIC | 151.7
Salt Creek Wind Farm | VIC | 54
Waubra Wind Farm | VIC | 192
Yambuk Wind Farm | VIC | 30
Yaloak South Wind Farm | VIC | 28.7
Yendon Wind Farm | VIC | 144.4
Berrybank Wind Farm | VIC | 180.6
Gullen Range Wind Farm 2 | NSW | 110.67
Jemalong Solar | NSW | 55
Maryrorough Solar Farm | QLD | 34.5
Stockyard Hill Wind Farm | VIC | 527.56
Wellington Solar Farm | NSW | 216
Winton Solar Farm | VIC | 85
Gangarri Solar Farm | QLD | 162
Lincoln Gap Wind Farm - stage 2 | SA | 86.4
Snapper Point Power Station | SA | 154
Notes:
Bayswater - 25MW upgrade on one unit each year up to 2023. BW02 and BW04 have already been upgraded, BW03 upgrade scheduled in July 2022 and BW01 upgrade scheduled in July 2023.
With the introduction of Marinuslink, the capacities of the following generators increase by: 100 MW across the west coast, 130 MW for Tarraleah and 90 MW capacity for Gordon.

## Seasonal ratings
Go to Assumptions Summary
Seasonal ratings (available for dispatch in each season)
Seasonal ratings of each existing generating units are based on July 2022 Generation Information seasonal ratings:
https://www.aemo.com.au/Electricity/National-Electricity-Market-NEM/Planning-and-forecasting/Generation-information
Not all advanced projects have ratings listed in Generation Information. Where information is absent nameplate capacity is used.
These ratings represent the Summer Peak, typical Summer and Winter ratings between the Summer 2022-23 and 2031-32. Seasonal ratings are continued beyond this point until retirement.
Jump to Summer Ratings
Jump to Summer Typical Ratings
Jump to Winter Ratings
Existing Generators | [11 empty] | New generation technologies
Generator |  | Summer Peak
|  | 2022-23 | 2023-24 | 2024-25 | 2025-26 | 2026-27 | 2027-28 | 2028-29 | 2029-30 | 2030-31 | 2031-32 | Generator type | Summer Peak (% of nameplate) | Summer Typical (% of nameplate) | Not Summer (% of nameplate)
Bayswater | BW01 | 630 | 630 | 655 | 655 | 655 | 655 | 655 | 655 | 655 | 655 | Black Coal (advanced ultra supercritical PC) | 97.7441 | 99.629 | 100
Bayswater | BW02 | 655 | 655 | 655 | 655 | 655 | 655 | 655 | 655 | 655 | 655 | Black Coal (advanced ultra supercritical PC) with CCS | 97.4214 | 99.2436 | 100
Bayswater | BW03 | 630 | 655 | 655 | 655 | 655 | 655 | 655 | 655 | 655 | 655 | OCGT (small GT) | 88.0614 | 94.6482 | 100
Bayswater | BW04 | 655 | 655 | 655 | 655 | 655 | 655 | 655 | 655 | 655 | 655 | OCGT (large GT) | 87.684 | 93.6096 | 100
Eraring | ER01 | 680 | 680 | 680 | 0 | 0 | 0 | 0 | 0 | 0 | 0 | CCGT | 89.4602 | 95.3728 | 100
Eraring | ER02 | 680 | 680 | 680 | 0 | 0 | 0 | 0 | 0 | 0 | 0 | CCGT with CCS | 90.1345 | 95.4559 | 100
Eraring | ER03 | 680 | 660 | 670 | 0 | 0 | 0 | 0 | 0 | 0 | 0 | Biomass | 95.7143 | 98.2143 | 100
Eraring | ER04 | 660 | 660 | 660 | 0 | 0 | 0 | 0 | 0 | 0 | 0 | Large scale Solar PV | 100 | 100 | 100
Liddell | LD01 | 420 | 0 | 0 | 0 | 0 | 0 | 0 | 0 | 0 | 0 | Solar Thermal (12hrs Storage) | 100 | 100 | 100
Liddell | LD02 | 420 | 0 | 0 | 0 | 0 | 0 | 0 | 0 | 0 | 0 | Battery storage (1hr storage) | 100 | 100 | 100
Liddell | LD04 | 420 | 0 | 0 | 0 | 0 | 0 | 0 | 0 | 0 | 0 | Battery storage (2hrs storage) | 100 | 100 | 100
Mt Piper | MP1 | 705 | 705 | 705 | 705 | 705 | 705 | 705 | 705 | 705 | 705 | Battery storage (4hrs storage) | 100 | 100 | 100
Mt Piper | MP2 | 675 | 675 | 675 | 675 | 675 | 675 | 675 | 675 | 675 | 675 | Battery Storage (8hrs storage) | 100 | 100 | 100
Vales Point B | VP5 | 660 | 660 | 660 | 660 | 660 | 660 | 660 | 660 | 0 | 0 | Wind | 100 | 100 | 100
Vales Point B | VP6 | 660 | 660 | 660 | 660 | 660 | 660 | 660 | 660 | 0 | 0 | Wind - Offshore | 100 | 100 | 100
Callide B | CALL_B_1 | 350 | 350 | 350 | 350 | 340 | 320 | 320 | 0 | 0 | 0 | Pumped Hydro (8hrs storage) | 100 | 100 | 100
Callide B | CALL_B_2 | 350 | 350 | 350 | 350 | 340 | 320 | 320 | 0 | 0 | 0 | Pumped Hydro (24hrs storage) | 100 | 100 | 100
Callide C | CPP_3 | 434 | 434 | 434 | 434 | 434 | 434 | 434 | 434 | 434 | 434 | Pumped Hydro (48hrs storage) | 100 | 100 | 100
Callide C | CPP_4 | 0 | 420 | 420 | 420 | 420 | 420 | 420 | 420 | 420 | 420 | BOTN - Cethana | 100 | 100 | 100
Gladstone | GSTONE1 | 280 | 280 | 280 | 280 | 280 | 280 | 280 | 280 | 280 | 280 | Hydrogen reciprocating engines | 100 | 100 | 100
Gladstone | GSTONE2 | 280 | 280 | 280 | 280 | 280 | 280 | 280 | 280 | 280 | 280 | Notes:
Gladstone | GSTONE3 | 280 | 280 | 280 | 280 | 280 | 280 | 280 | 280 | 280 | 280 | 1. Sourced from Aurecon 2021-22 AEMO costs and technical parameter review and GHD 2018 AEMO cost and technical parameter review for Pumped Hydro.
Gladstone | GSTONE4 | 280 | 280 | 280 | 280 | 280 | 280 | 280 | 280 | 280 | 280 | 2. Summer peak, typical and not summer rates are based on Aurecon's assumed capacity under ambient conditions for 35oC, 25oC and 15oC respectively.
Gladstone | GSTONE5 | 280 | 280 | 280 | 280 | 280 | 280 | 280 | 280 | 280 | 280 | 3. The seasonal rating of renewable generators are captured within the renewable generation resource traces.
Gladstone | GSTONE6 | 280 | 280 | 280 | 280 | 280 | 280 | 280 | 280 | 280 | 280
Kogan Creek | KPP_1 | 710 | 710 | 710 | 710 | 710 | 710 | 710 | 710 | 710 | 710
Millmerran | MPP_1 | 336 | 336 | 336 | 336 | 336 | 336 | 336 | 336 | 336 | 336
Millmerran | MPP_2 | 336 | 336 | 336 | 336 | 336 | 336 | 336 | 336 | 336 | 336
Stanwell | STAN-1 | 365 | 365 | 365 | 365 | 365 | 365 | 365 | 365 | 365 | 365
Stanwell | STAN-2 | 365 | 365 | 365 | 365 | 365 | 365 | 365 | 365 | 365 | 365
Stanwell | STAN-3 | 365 | 365 | 365 | 365 | 365 | 365 | 365 | 365 | 365 | 365
Stanwell | STAN-4 | 365 | 365 | 365 | 365 | 365 | 365 | 365 | 365 | 365 | 365
Tarong | TARONG#1 | 350 | 350 | 350 | 350 | 350 | 350 | 350 | 350 | 350 | 350
Tarong | TARONG#2 | 350 | 350 | 350 | 350 | 350 | 350 | 350 | 350 | 350 | 350
Tarong | TARONG#3 | 350 | 350 | 350 | 350 | 350 | 350 | 350 | 350 | 350 | 350
Tarong | TARONG#4 | 350 | 350 | 350 | 350 | 350 | 350 | 350 | 350 | 350 | 350
Tarong North | TNPS1 | 443 | 443 | 443 | 443 | 443 | 443 | 443 | 443 | 443 | 443
Loy Yang B | LOYYB1 | 540 | 540 | 540 | 540 | 540 | 540 | 540 | 540 | 540 | 540
Loy Yang B | LOYYB2 | 550 | 550 | 550 | 550 | 550 | 550 | 550 | 550 | 550 | 550
Loy Yang A Power Station | LYA1 | 540 | 540 | 540 | 540 | 540 | 540 | 540 | 540 | 540 | 540
Loy Yang A Power Station | LYA2 | 500 | 500 | 515 | 515 | 515 | 515 | 515 | 515 | 515 | 515
Loy Yang A Power Station | LYA3 | 510 | 510 | 510 | 510 | 510 | 510 | 510 | 510 | 510 | 510
Loy Yang A Power Station | LYA4 | 530 | 530 | 530 | 530 | 530 | 530 | 530 | 530 | 530 | 530
Yallourn W | YWPS1 | 350 | 350 | 350 | 350 | 350 | 350 | 0 | 0 | 0 | 0
Yallourn W | YWPS2 | 340 | 340 | 340 | 340 | 340 | 340 | 0 | 0 | 0 | 0
Yallourn W | YWPS3 | 360 | 360 | 360 | 360 | 360 | 360 | 0 | 0 | 0 | 0
Yallourn W | YWPS4 | 360 | 360 | 360 | 360 | 360 | 360 | 0 | 0 | 0 | 0
Tallawarra | TALWA1 | 385 | 385 | 405 | 405 | 405 | 405 | 405 | 405 | 395 | 405
Condamine A | CPSA_GT1 | 41.787 | 41.787 | 41.787 | 41.787 | 41.787 | 41.787 | 41.787 | 41.787 | 41.787 | 41.787
Condamine A | CPSA_GT2 | 41.787 | 41.787 | 41.787 | 41.787 | 41.787 | 41.787 | 41.787 | 41.787 | 41.787 | 41.787
Condamine A | CPSA_ST | 54.971 | 54.971 | 54.971 | 54.971 | 54.971 | 54.971 | 54.971 | 54.971 | 54.971 | 54.971
Darling Downs | DDPS1_ST | 245 | 245 | 245 | 245 | 245 | 245 | 245 | 245 | 245 | 245
Darling Downs | DDPS1_GT1 | 106 | 106 | 106 | 106 | 106 | 106 | 106 | 106 | 106 | 106
Darling Downs | DDPS1_GT2 | 106 | 106 | 106 | 106 | 106 | 106 | 106 | 106 | 106 | 106
Darling Downs | DDPS1_GT3 | 106 | 106 | 106 | 106 | 106 | 106 | 106 | 106 | 106 | 106
Swanbank E GT | SWAN_E | 350 | 350 | 350 | 350 | 350 | 350 | 350 | 350 | 350 | 350
Yabulu PS | YABULU | 150 | 150 | 150 | 150 | 150 | 150 | 150 | 150 | 150 | 150
Yabulu Steam Turbine | YABULU2 | 78 | 78 | 78 | 77 | 77 | 77 | 77 | 77 | 77 | 77
Yarwun Cogen | YARWUN_1 | 180 | 180 | 180 | 180 | 180 | 180 | 180 | 180 | 180 | 180
Osborne | OsborneGT | 110 | 110 | 0 | 0 | 0 | 0 | 0 | 0 | 0 | 0
Osborne | OsborneST | 62 | 62 | 0 | 0 | 0 | 0 | 0 | 0 | 0 | 0
Pelican Point | PPCCGTGT1 | 138 | 138 | 138 | 138 | 138 | 138 | 138 | 138 | 138 | 138
Pelican Point | PPCCGTGT2 | 143 | 143 | 143 | 143 | 143 | 143 | 143 | 143 | 143 | 143
Pelican Point | PPCCGTST | 135 | 135 | 135 | 135 | 135 | 135 | 135 | 135 | 135 | 135
Tamar Valley Combined Cycle | TVCC201_GT | 58 | 58 | 58 | 58 | 58 | 58 | 58 | 58 | 58 | 58
Tamar Valley Combined Cycle | TVCC201_ST | 0 | 0 | 0 | 0 | 0 | 0 | 0 | 0 | 0 | 0
Colongra | CG1 | 160 | 160 | 160 | 160 | 160 | 160 | 160 | 160 | 160 | 160
Colongra | CG2 | 160 | 160 | 160 | 160 | 160 | 160 | 160 | 160 | 160 | 160
Colongra | CG3 | 160 | 160 | 160 | 160 | 160 | 160 | 160 | 160 | 160 | 160
Colongra | CG4 | 160 | 160 | 160 | 160 | 160 | 160 | 160 | 160 | 160 | 160
Smithfield Energy Facility | SITHE01 | 36 | 36 | 36 | 36 | 36 | 36 | 36 | 36 | 36 | 36
Smithfield Energy Facility | SITHE04 | 0 | 0 | 0 | 0 | 0 | 0 | 0 | 0 | 0 | 0
Smithfield Energy Facility | SITHE02 | 36 | 36 | 36 | 36 | 36 | 36 | 36 | 36 | 36 | 36
Smithfield Energy Facility | SITHE03 | 36 | 36 | 36 | 36 | 36 | 36 | 36 | 36 | 36 | 36
Uranquinty | URANQ11 | 160 | 160 | 160 | 160 | 160 | 160 | 160 | 160 | 160 | 160
Uranquinty | URANQ12 | 160 | 160 | 160 | 160 | 160 | 160 | 160 | 160 | 160 | 160
Uranquinty | URANQ13 | 160 | 160 | 160 | 160 | 160 | 160 | 160 | 160 | 160 | 160
Uranquinty | URANQ14 | 160 | 160 | 160 | 160 | 160 | 160 | 160 | 160 | 160 | 160
Barcaldine Power Station | BARCALDN | 32 | 32 | 32 | 32 | 32 | 32 | 32 | 32 | 32 | 32
Braemar | BRAEMAR1 | 167 | 167 | 167 | 167 | 167 | 167 | 167 | 167 | 167 | 167
Braemar | BRAEMAR2 | 167 | 167 | 167 | 167 | 167 | 167 | 167 | 167 | 167 | 167
Braemar | BRAEMAR3 | 167 | 167 | 167 | 167 | 167 | 167 | 167 | 167 | 167 | 167
Braemar 2 Power Station | BRAEMAR5 | 160 | 160 | 160 | 160 | 160 | 160 | 160 | 160 | 160 | 160
Braemar 2 Power Station | BRAEMAR6 | 160 | 160 | 160 | 160 | 160 | 160 | 160 | 160 | 160 | 160
Braemar 2 Power Station | BRAEMAR7 | 160 | 160 | 160 | 160 | 160 | 160 | 160 | 160 | 160 | 160
Mt Stuart | MSTUART1 | 135 | 135 | 135 | 135 | 135 | 135 | 135 | 135 | 135 | 135
Mt Stuart | MSTUART2 | 135 | 135 | 135 | 135 | 135 | 135 | 135 | 135 | 135 | 135
Mt Stuart | MSTUART3 | 117 | 117 | 117 | 117 | 117 | 117 | 117 | 117 | 117 | 117
Oakey Power Station | OAKEY1 | 144 | 144 | 144 | 144 | 144 | 144 | 144 | 144 | 144 | 144
Oakey Power Station | OAKEY2 | 144 | 144 | 144 | 144 | 144 | 144 | 144 | 144 | 144 | 144
Roma | ROMA_7 | 27 | 27 | 27 | 27 | 27 | 27 | 27 | 27 | 27 | 27
Roma | ROMA_8 | 27 | 27 | 27 | 27 | 27 | 27 | 27 | 27 | 27 | 27
Angaston | ANGAS1 | 29.52 | 29.52 | 29.52 | 29.52 | 29.52 | 29.52 | 29.52 | 29.52 | 29.52 | 29.52
Angaston | ANGAS2 | 19.68 | 19.68 | 19.68 | 19.68 | 19.68 | 19.68 | 19.68 | 19.68 | 19.68 | 19.68
Barker Inlet Power Station | BIPS1_01 | 17.1 | 17.1 | 17.1 | 17.1 | 17.1 | 17.1 | 17.1 | 17.1 | 17.1 | 17.1
Barker Inlet Power Station | BIPS1_02 | 17.1 | 17.1 | 17.1 | 17.1 | 17.1 | 17.1 | 17.1 | 17.1 | 17.1 | 17.1
Barker Inlet Power Station | BIPS1_03 | 17.1 | 17.1 | 17.1 | 17.1 | 17.1 | 17.1 | 17.1 | 17.1 | 17.1 | 17.1
Barker Inlet Power Station | BIPS1_04 | 17.1 | 17.1 | 17.1 | 17.1 | 17.1 | 17.1 | 17.1 | 17.1 | 17.1 | 17.1
Barker Inlet Power Station | BIPS1_05 | 17.1 | 17.1 | 17.1 | 17.1 | 17.1 | 17.1 | 17.1 | 17.1 | 17.1 | 17.1
Barker Inlet Power Station | BIPS1_06 | 17.1 | 17.1 | 17.1 | 17.1 | 17.1 | 17.1 | 17.1 | 17.1 | 17.1 | 17.1
Barker Inlet Power Station | BIPS1_07 | 17.1 | 17.1 | 17.1 | 17.1 | 17.1 | 17.1 | 17.1 | 17.1 | 17.1 | 17.1
Barker Inlet Power Station | BIPS1_08 | 17.1 | 17.1 | 17.1 | 17.1 | 17.1 | 17.1 | 17.1 | 17.1 | 17.1 | 17.1
Barker Inlet Power Station | BIPS1_09 | 17.1 | 17.1 | 17.1 | 17.1 | 17.1 | 17.1 | 17.1 | 17.1 | 17.1 | 17.1
Barker Inlet Power Station | BIPS1_10 | 17.1 | 17.1 | 17.1 | 17.1 | 17.1 | 17.1 | 17.1 | 17.1 | 17.1 | 17.1
Barker Inlet Power Station | BIPS1_11 | 17.1 | 17.1 | 17.1 | 17.1 | 17.1 | 17.1 | 17.1 | 17.1 | 17.1 | 17.1
Barker Inlet Power Station | BIPS1_12 | 17.1 | 17.1 | 17.1 | 17.1 | 17.1 | 17.1 | 17.1 | 17.1 | 17.1 | 17.1
Dry Creek GT | DRYCGT1 | 37 | 37 | 37 | 37 | 37 | 37 | 37 | 37 | 37 | 0
Dry Creek GT | DRYCGT2 | 37 | 37 | 37 | 37 | 37 | 37 | 37 | 37 | 37 | 0
Dry Creek GT | DRYCGT3 | 38 | 38 | 38 | 38 | 38 | 38 | 38 | 38 | 38 | 0
Hallett GT | AGLHAL01 | 15 | 15 | 15 | 15 | 15 | 15 | 15 | 15 | 15 | 15
Hallett GT | AGLHAL02 | 0 | 15 | 15 | 15 | 15 | 15 | 15 | 15 | 15 | 15
Hallett GT | AGLHAL03 | 17 | 17 | 17 | 17 | 17 | 17 | 17 | 17 | 17 | 17
Hallett GT | AGLHAL04 | 0 | 15 | 15 | 15 | 15 | 15 | 15 | 15 | 15 | 15
Hallett GT | AGLHAL05 | 15 | 15 | 15 | 15 | 15 | 15 | 15 | 15 | 15 | 15
Hallett GT | AGLHAL06 | 12 | 12 | 12 | 12 | 12 | 12 | 12 | 12 | 12 | 12
Hallett GT | AGLHAL07 | 20 | 20 | 20 | 20 | 20 | 20 | 20 | 20 | 20 | 20
Hallett GT | AGLHAL08 | 22 | 22 | 22 | 22 | 22 | 22 | 22 | 22 | 22 | 22
Hallett GT | AGLHAL09 | 0 | 20 | 20 | 20 | 20 | 20 | 20 | 20 | 20 | 20
Hallett GT | AGLHAL10 | 14 | 14 | 14 | 14 | 14 | 14 | 14 | 14 | 14 | 14
Hallett GT | AGLHAL11 | 14 | 14 | 14 | 14 | 14 | 14 | 14 | 14 | 14 | 14
Hallett GT | AGLHAL12 | 14 | 14 | 14 | 14 | 14 | 14 | 14 | 14 | 14 | 14
Hallett GT | AGLHALRE | 30 | 30 | 30 | 30 | 30 | 30 | 30 | 30 | 30 | 30
Ladbroke Grove | LADBROK1 | 35 | 35 | 35 | 35 | 35 | 35 | 35 | 35 | 35 | 35
Ladbroke Grove | LADBROK2 | 35 | 35 | 35 | 35 | 35 | 35 | 35 | 35 | 35 | 35
Mintaro GT | MINTARO | 68 | 68 | 68 | 68 | 68 | 68 | 68 | 68 | 68 | 0
Quarantine | QPS1 | 21 | 21 | 21 | 21 | 21 | 21 | 21 | 21 | 21 | 21
Quarantine | QPS2 | 18 | 18 | 18 | 18 | 18 | 18 | 18 | 18 | 18 | 18
Quarantine | QPS3 | 21 | 21 | 21 | 21 | 21 | 21 | 21 | 21 | 21 | 21
Quarantine | QPS4 | 18 | 18 | 18 | 18 | 18 | 18 | 18 | 18 | 18 | 18
Quarantine | QPS5 | 111 | 111 | 111 | 111 | 111 | 111 | 111 | 111 | 111 | 111
Bell Bay Three | BBTHREE1 | 40 | 40 | 40 | 40 | 40 | 40 | 40 | 40 | 40 | 40
Bell Bay Three | BBTHREE2 | 40 | 40 | 40 | 40 | 40 | 40 | 40 | 40 | 40 | 40
Bell Bay Three | BBTHREE3 | 25 | 25 | 25 | 25 | 25 | 25 | 25 | 25 | 25 | 25
Tamar Valley Peaking | TVPP104 | 58 | 58 | 58 | 58 | 58 | 58 | 58 | 58 | 58 | 58
Somerton | AGLSOM01 | 35 | 35 | 35 | 35 | 35 | 35 | 35 | 35 | 35 | 35
Somerton | AGLSOM02 | 35 | 35 | 35 | 35 | 35 | 35 | 35 | 35 | 35 | 35
Somerton | AGLSOM03 | 35 | 35 | 35 | 35 | 35 | 35 | 35 | 35 | 35 | 35
Somerton | AGLSOM04 | 35 | 35 | 35 | 35 | 35 | 35 | 35 | 35 | 35 | 35
Bairnsdale | BDL01 | 27 | 27 | 27 | 27 | 27 | 27 | 27 | 27 | 27 | 27
Bairnsdale | BDL02 | 30 | 30 | 30 | 30 | 30 | 30 | 30 | 30 | 30 | 30
Jeeralang A | JLA01 | 46.6 | 46.6 | 46.6 | 46.6 | 46.6 | 46.6 | 46.6 | 46.6 | 46.6 | 46.6
Jeeralang A | JLA02 | 46.6 | 46.6 | 46.6 | 46.6 | 46.6 | 46.6 | 46.6 | 46.6 | 46.6 | 46.6
Jeeralang A | JLA03 | 46.6 | 46.6 | 46.6 | 46.6 | 46.6 | 46.6 | 46.6 | 46.6 | 46.6 | 46.6
Jeeralang A | JLA04 | 46.6 | 46.6 | 46.6 | 46.6 | 46.6 | 46.6 | 46.6 | 46.6 | 46.6 | 46.6
Jeeralang B | JLB01 | 70.3 | 70.3 | 70.3 | 70.3 | 70.3 | 70.3 | 70.3 | 70.3 | 70.3 | 70.3
Jeeralang B | JLB02 | 70.3 | 70.3 | 70.3 | 70.3 | 70.3 | 70.3 | 70.3 | 70.3 | 70.3 | 70.3
Jeeralang B | JLB03 | 72.3 | 72.3 | 72.3 | 72.3 | 72.3 | 72.3 | 72.3 | 72.3 | 72.3 | 72.3
Laverton North | LNGS1 | 151 | 151 | 168 | 168 | 168 | 168 | 168 | 168 | 168 | 168
Laverton North | LNGS2 | 151 | 168 | 168 | 168 | 168 | 168 | 168 | 168 | 168 | 168
Mortlake | MORTLK11 | 257 | 257 | 257 | 257 | 257 | 257 | 257 | 257 | 257 | 257
Mortlake | MORTLK12 | 257 | 257 | 257 | 257 | 257 | 257 | 257 | 257 | 257 | 257
Valley Power | VPGS1 | 47.5 | 47.5 | 47.5 | 47.5 | 47.5 | 47.5 | 47.5 | 47.5 | 47.5 | 47.5
Valley Power | VPGS2 | 47.5 | 47.5 | 47.5 | 47.5 | 47.5 | 47.5 | 47.5 | 47.5 | 47.5 | 47.5
Valley Power | VPGS3 | 47.5 | 47.5 | 47.5 | 47.5 | 47.5 | 47.5 | 47.5 | 47.5 | 47.5 | 47.5
Valley Power | VPGS4 | 47.5 | 47.5 | 47.5 | 47.5 | 47.5 | 47.5 | 47.5 | 47.5 | 47.5 | 47.5
Valley Power | VPGS5 | 47.5 | 47.5 | 47.5 | 47.5 | 47.5 | 47.5 | 47.5 | 47.5 | 47.5 | 47.5
Valley Power | VPGS6 | 47.5 | 47.5 | 47.5 | 47.5 | 47.5 | 47.5 | 47.5 | 47.5 | 47.5 | 47.5
Torrens Island A | TORRA3 | 0 | 0 | 0 | 0 | 0 | 0 | 0 | 0 | 0 | 0
Torrens Island B | TORRB1 | 0 | 0 | 195 | 195 | 195 | 195 | 195 | 195 | 195 | 195
Torrens Island B | TORRB2 | 195 | 195 | 195 | 195 | 195 | 195 | 195 | 195 | 195 | 195
Torrens Island B | TORRB3 | 195 | 195 | 195 | 195 | 195 | 195 | 195 | 195 | 195 | 195
Torrens Island B | TORRB4 | 195 | 195 | 195 | 195 | 195 | 195 | 195 | 195 | 195 | 195
Newport | NPS | 475 | 475 | 475 | 475 | 475 | 475 | 475 | 475 | 475 | 475
Lonsdale | LONSDALE | 21.06 | 21.06 | 21.06 | 21.06 | 21.06 | 21.06 | 21.06 | 21.06 | 21.06 | 21.06
Port Lincoln GT | POR01 | 19 | 19 | 19 | 19 | 19 | 19 | 19 | 19 | 19 | 0
Port Lincoln GT | POR02 | 19 | 19 | 19 | 19 | 19 | 19 | 19 | 19 | 19 | 0
Port Lincoln GT | POR03 | 18 | 18 | 18 | 18 | 18 | 18 | 18 | 18 | 18 | 0
Port Stanvac 1 | PTSTAN1_1 | 32.4 | 32.4 | 32.4 | 32.4 | 32.4 | 32.4 | 32.4 | 32.4 | 32.4 | 32.4
Port Stanvac 1 | PTSTAN1_2 | 32.4 | 32.4 | 32.4 | 32.4 | 32.4 | 32.4 | 32.4 | 32.4 | 32.4 | 32.4
Snuggery | SNUG1 | 18 | 18 | 18 | 18 | 18 | 18 | 18 | 18 | 18 | 0
Snuggery | SNUG2 | 18 | 18 | 18 | 18 | 18 | 18 | 18 | 18 | 18 | 0
Snuggery | SNUG3 | 18 | 18 | 18 | 18 | 18 | 18 | 18 | 18 | 18 | 0
Blowering | BLOWERNG | 70 | 70 | 70 | 70 | 70 | 70 | 70 | 70 | 70 | 70
Guthega | GUTHEGA1 | 34 | 34 | 34 | 34 | 34 | 34 | 34 | 34 | 34 | 34
Guthega | GUTHEGA2 | 34 | 34 | 34 | 34 | 34 | 34 | 34 | 34 | 34 | 34
Hume Dam NSW | HUMENSW | 29 | 29 | 29 | 29 | 29 | 29 | 29 | 29 | 29 | 29
Shoalhaven | SHGEN01 | 40 | 40 | 40 | 40 | 40 | 40 | 40 | 40 | 40 | 40
Shoalhaven | SHGEN02 | 40 | 40 | 40 | 40 | 40 | 40 | 40 | 40 | 40 | 40
Shoalhaven | SHGEN03 | 80 | 80 | 80 | 80 | 80 | 80 | 80 | 80 | 80 | 80
Shoalhaven | SHGEN04 | 80 | 80 | 80 | 80 | 80 | 80 | 80 | 80 | 80 | 80
Upper Tumut | TUMUT1_01 | 93 | 93 | 93 | 93 | 103 | 103 | 103 | 103 | 103 | 103
Upper Tumut | TUMUT1_02 | 93 | 93 | 93 | 93 | 103 | 103 | 103 | 103 | 103 | 103
Upper Tumut | TUMUT1_03 | 93 | 93 | 93 | 93 | 93 | 103 | 103 | 103 | 103 | 103
Upper Tumut | TUMUT1_04 | 103 | 103 | 103 | 103 | 103 | 103 | 103 | 103 | 103 | 103
Upper Tumut | TUMUT2_01 | 73 | 73 | 73 | 73 | 73 | 73 | 78 | 78 | 78 | 78
Upper Tumut | TUMUT2_02 | 73 | 73 | 73 | 73 | 73 | 73 | 78 | 78 | 78 | 78
Upper Tumut | TUMUT2_03 | 73 | 73 | 73 | 73 | 73 | 73 | 73 | 78 | 78 | 78
Upper Tumut | TUMUT2_04 | 73 | 73 | 73 | 73 | 73 | 73 | 73 | 78 | 78 | 78
Tumut 3 | TUMUT3_01 | 300 | 300 | 300 | 300 | 300 | 300 | 300 | 300 | 300 | 300
Tumut 3 | TUMUT3_02 | 300 | 300 | 300 | 300 | 300 | 300 | 300 | 300 | 300 | 300
Tumut 3 | TUMUT3_03 | 300 | 300 | 300 | 300 | 300 | 300 | 300 | 300 | 300 | 300
Tumut 3 | TUMUT3_04 | 300 | 300 | 300 | 300 | 300 | 300 | 300 | 300 | 300 | 300
Tumut 3 | TUMUT3_05 | 300 | 300 | 300 | 300 | 300 | 300 | 300 | 300 | 300 | 300
Tumut 3 | TUMUT3_06 | 300 | 300 | 300 | 300 | 300 | 300 | 300 | 300 | 300 | 300
Barron Gorge | BARRON-1 | 33 | 33 | 33 | 33 | 33 | 33 | 33 | 33 | 33 | 33
Barron Gorge | BARRON-2 | 33 | 33 | 33 | 33 | 33 | 33 | 33 | 33 | 33 | 33
Kareeya | KAREEYA1 | 21.6 | 21.6 | 21.6 | 21.6 | 21.6 | 21.6 | 21.6 | 21.6 | 21.6 | 21.6
Kareeya | KAREEYA2 | 21.6 | 21.6 | 21.6 | 21.6 | 21.6 | 21.6 | 21.6 | 21.6 | 21.6 | 21.6
Kareeya | KAREEYA3 | 21.6 | 21.6 | 21.6 | 21.6 | 21.6 | 21.6 | 21.6 | 21.6 | 21.6 | 21.6
Kareeya | KAREEYA4 | 21.6 | 21.6 | 21.6 | 21.6 | 21.6 | 21.6 | 21.6 | 21.6 | 21.6 | 21.6
Wivenhoe | W/HOE#1 | 285 | 285 | 285 | 285 | 285 | 285 | 285 | 285 | 285 | 285
Wivenhoe | W/HOE#2 | 285 | 285 | 285 | 285 | 285 | 285 | 285 | 285 | 285 | 285
Bastyan | BASTYAN | 81 | 81 | 81 | 0 | 84 | 84 | 84 | 84 | 84 | 84
Catagunya / Liapootah / Wayatinah | CA111-1 | 24 | 24 | 24 | 24 | 24 | 24 | 24 | 24 | 24 | 24
Catagunya / Liapootah / Wayatinah | CA112-2 | 24 | 24 | 24 | 24 | 24 | 24 | 24 | 24 | 24 | 24
Catagunya / Liapootah / Wayatinah | LI111-1 | 29 | 29 | 29 | 29 | 29 | 29 | 29 | 29 | 29 | 29
Catagunya / Liapootah / Wayatinah | LI112-2 | 29 | 29 | 29 | 29 | 29 | 29 | 29 | 29 | 29 | 29
Catagunya / Liapootah / Wayatinah | LI113-3 | 29 | 29 | 29 | 29 | 29 | 29 | 29 | 29 | 29 | 29
Catagunya / Liapootah / Wayatinah | WY111-1 | 13 | 13 | 13 | 13 | 13 | 13 | 13 | 13 | 13 | 13
Catagunya / Liapootah / Wayatinah | WY111-2 | 13 | 13 | 13 | 13 | 13 | 13 | 13 | 13 | 13 | 13
Catagunya / Liapootah / Wayatinah | WY111-3 | 13 | 13 | 13 | 13 | 13 | 13 | 13 | 13 | 13 | 13
Cethana | CETHANA | 95 | 95 | 95 | 0 | 95 | 95 | 95 | 95 | 95 | 95
Devils gate | DEVILS_G | 63 | 63 | 63 | 63 | 63 | 63 | 63 | 0 | 63 | 63
Fisher | FISHER | 46 | 46 | 0 | 46 | 46 | 46 | 0 | 46 | 46 | 46
Gordon | GO181-1 | 126 | 126 | 126 | 126 | 126 | 126 | 126 | 126 | 126 | 126
Gordon | GO182-2 | 126 | 126 | 126 | 126 | 126 | 126 | 126 | 126 | 126 | 126
Gordon | GO183-3 | 126 | 126 | 126 | 126 | 126 | 126 | 126 | 126 | 126 | 126
John Butters | JBUTTERS | 140 | 140 | 140 | 140 | 140 | 0 | 144 | 144 | 144 | 144
Lake Echo | LK_ECHO | 30 | 30 | 30 | 30 | 30 | 30 | 30 | 30 | 30 | 30
Lemonthyme / Wilmot | LM111-1 | 0 | 55 | 55 | 55 | 55 | 55 | 0 | 55 | 55 | 55
Lemonthyme / Wilmot | WI111-1 | 33 | 33 | 33 | 33 | 33 | 0 | 33 | 33 | 33 | 33
Mackintosh | MACKNTSH | 81 | 81 | 0 | 84 | 84 | 84 | 84 | 84 | 84 | 84
Meadowbank | MEADOWBK | 20 | 20 | 44 | 0 | 44 | 44 | 44 | 44 | 44 | 44
Poatina | PO161-1 | 57 | 57 | 0 | 57 | 57 | 57 | 57 | 57 | 57 | 57
Poatina | PO163-3 | 57 | 0 | 57 | 57 | 57 | 57 | 57 | 57 | 57 | 57
Poatina | PO165-5 | 57 | 57 | 57 | 57 | 57 | 57 | 57 | 57 | 57 | 57
Poatina | PO166-6 | 57 | 57 | 57 | 57 | 57 | 57 | 57 | 0 | 57 | 57
Poatina | PO164-4 | 57 | 57 | 57 | 0 | 57 | 57 | 57 | 57 | 57 | 57
Poatina | PO162-2 | 57 | 57 | 57 | 57 | 0 | 57 | 57 | 57 | 57 | 57
Reece | REECE1 | 116 | 116 | 116 | 116 | 0 | 120 | 120 | 120 | 120 | 120
Reece | REECE2 | 116 | 116 | 116 | 116 | 116 | 116 | 0 | 120 | 120 | 120
Tarraleah | TA111-1 | 12 | 14 | 14 | 14 | 14 | 12 | 12 | 12 | 12 | 12
Tarraleah | TA111-2 | 12 | 14 | 14 | 14 | 0 | 12 | 12 | 12 | 12 | 12
Tarraleah | TA111-3 | 12 | 14 | 14 | 0 | 14 | 12 | 12 | 12 | 12 | 12
Tarraleah | TA112-4 | 12 | 14 | 14 | 14 | 14 | 12 | 12 | 12 | 12 | 12
Tarraleah | TA112-5 | 12 | 14 | 0 | 14 | 14 | 12 | 12 | 12 | 12 | 12
Tarraleah | TA112-6 | 12 | 0 | 14 | 14 | 14 | 12 | 12 | 12 | 12 | 12
Trevallyn | TR111-1 | 20 | 20 | 20 | 20 | 20 | 20 | 20 | 20 | 20 | 20
Trevallyn | TR111-2 | 20 | 20 | 20 | 20 | 20 | 20 | 20 | 20 | 20 | 20
Trevallyn | TR112-3 | 30 | 0 | 30 | 30 | 30 | 30 | 30 | 30 | 30 | 30
Trevallyn | TR112-4 | 30 | 30 | 30 | 0 | 30 | 30 | 30 | 30 | 30 | 30
Tribute | TRIBUTE | 88 | 88 | 88 | 88 | 88 | 88 | 88 | 0 | 88 | 88
Tungatinah | TU111-1 | 26 | 26 | 26 | 26 | 26 | 26 | 26 | 26 | 26 | 26
Tungatinah | TU112-2 | 0 | 26 | 26 | 26 | 26 | 26 | 26 | 26 | 26 | 26
Tungatinah | TU113-3 | 26 | 26 | 26 | 26 | 26 | 26 | 26 | 0 | 26 | 26
Tungatinah | TU114-4 | 26 | 26 | 26 | 0 | 26 | 26 | 26 | 26 | 26 | 26
Tungatinah | TU115-5 | 26 | 26 | 26 | 26 | 26 | 26 | 26 | 26 | 26 | 26
Bogong / MacKay | BOGONG1 | 70 | 70 | 70 | 70 | 70 | 70 | 70 | 70 | 70 | 70
Bogong / MacKay | BOGONG2 | 70 | 70 | 70 | 70 | 70 | 70 | 70 | 70 | 70 | 70
Bogong / MacKay | MCKAY11 | 26.67 | 26.67 | 26.67 | 26.67 | 26.67 | 26.67 | 26.67 | 26.67 | 26.67 | 26.67
Bogong / MacKay | MCKAY12 | 26.67 | 26.67 | 26.67 | 26.67 | 26.67 | 26.67 | 26.67 | 26.67 | 26.67 | 26.67
Bogong / MacKay | MCKAY13 | 26.67 | 26.67 | 26.67 | 26.67 | 26.67 | 26.67 | 26.67 | 26.67 | 26.67 | 26.67
Bogong / MacKay | MCKAY14 | 26.67 | 26.67 | 26.67 | 26.67 | 26.67 | 26.67 | 26.67 | 26.67 | 26.67 | 26.67
Bogong / MacKay | MCKAY15 | 26.67 | 26.67 | 26.67 | 26.67 | 26.67 | 26.67 | 26.67 | 26.67 | 26.67 | 26.67
Bogong / MacKay | MCKAY16 | 26.67 | 26.67 | 26.67 | 26.67 | 26.67 | 26.67 | 26.67 | 26.67 | 26.67 | 26.67
Dartmouth | DARTM1 | 170 | 170 | 170 | 170 | 170 | 170 | 170 | 170 | 170 | 170
Eildon | EILDON1 | 60 | 60 | 60 | 60 | 60 | 60 | 60 | 60 | 60 | 60
Eildon | EILDON2 | 60 | 60 | 60 | 60 | 60 | 60 | 60 | 60 | 60 | 60
Hume Dam VIC | HUMEV | 29 | 29 | 29 | 29 | 29 | 29 | 29 | 29 | 29 | 29
Murray 1 | MURRAY01 | 95 | 95 | 95 | 95 | 95 | 95 | 95 | 95 | 95 | 95
Murray 1 | MURRAY03 | 95 | 95 | 95 | 95 | 95 | 95 | 95 | 95 | 95 | 95
Murray 1 | MURRAY04 | 95 | 95 | 95 | 95 | 95 | 95 | 95 | 95 | 95 | 95
Murray 1 | MURRAY05 | 95 | 95 | 95 | 95 | 95 | 95 | 95 | 95 | 95 | 95
Murray 1 | MURRAY06 | 95 | 95 | 95 | 95 | 95 | 95 | 95 | 95 | 95 | 95
Murray 1 | MURRAY07 | 95 | 95 | 95 | 95 | 95 | 95 | 95 | 95 | 95 | 95
Murray 1 | MURRAY08 | 95 | 95 | 95 | 95 | 95 | 95 | 95 | 95 | 95 | 95
Murray 1 | MURRAY09 | 95 | 95 | 95 | 95 | 95 | 95 | 95 | 95 | 95 | 95
Murray 1 | MURRAY10 | 95 | 95 | 95 | 95 | 95 | 95 | 95 | 95 | 95 | 95
Murray 1 | MURRAY02 | 95 | 95 | 95 | 95 | 95 | 95 | 95 | 95 | 95 | 95
Murray 2 | MURRAY11 | 137.5 | 137.5 | 150 | 150 | 150 | 150 | 150 | 150 | 150 | 150
Murray 2 | MURRAY12 | 137.5 | 150 | 150 | 150 | 150 | 150 | 150 | 150 | 150 | 150
Murray 2 | MURRAY13 | 150 | 150 | 150 | 150 | 150 | 150 | 150 | 150 | 150 | 150
Murray 2 | MURRAY14 | 150 | 150 | 150 | 150 | 150 | 150 | 150 | 150 | 150 | 150
West Kiewa | WKIEWA1_1 | 17 | 17 | 17 | 17 | 17 | 17 | 17 | 17 | 17 | 17
West Kiewa | WKIEWA1_2 | 17 | 17 | 17 | 17 | 17 | 17 | 17 | 17 | 17 | 17
West Kiewa | WKIEWA2_1 | 17 | 17 | 17 | 17 | 17 | 17 | 17 | 17 | 17 | 17
West Kiewa | WKIEWA2_2 | 17 | 17 | 17 | 17 | 17 | 17 | 17 | 17 | 17 | 17
Beryl Solar Farm | BERYLSF1 | 87 | 87 | 87 | 87 | 87 | 87 | 87 | 87 | 87 | 87
Bomen Solar Farm | BOMENSF1 | 93.72 | 93.72 | 93.72 | 93.72 | 93.72 | 93.72 | 93.72 | 93.72 | 93.72 | 93.72
Broken Hill Solar Farm | BROKENH1 | 53 | 53 | 53 | 53 | 53 | 53 | 53 | 53 | 53 | 53
Coleambally Solar Farm | COLEASF1 | 150.03 | 150.03 | 150.03 | 150.03 | 150.03 | 150.03 | 150.03 | 150.93 | 150.03 | 150.03
Darlington Point Solar Farm | DARLSF1 | 263.304 | 263.304 | 263.304 | 263.304 | 263.304 | 263.304 | 263.304 | 263.304 | 263.304 | 263.304
Finley Solar Farm | FINLYSF1 | 116.721 | 116.721 | 116.721 | 116.721 | 116.721 | 116.721 | 116.721 | 116.721 | 116.721 | 116.721
Goonumbla Solar Farm | GOONSF1 | 67.735 | 67.735 | 67.735 | 67.735 | 67.735 | 67.735 | 67.735 | 67.735 | 67.735 | 67.735
Gullen Range Solar Farm | GULLRSF1 | 10 | 10 | 10 | 10 | 10 | 10 | 10 | 10 | 10 | 10
Limondale Solar Farm 1 | LIMOSF11 | 207.1 | 207.1 | 207.1 | 207.1 | 207.1 | 207.1 | 207.1 | 207.1 | 207.1 | 207.1
Limondale Solar Farm 2 | LIMOSF21 | 28.994 | 28.994 | 28.994 | 28.994 | 28.994 | 28.994 | 28.994 | 28.994 | 28.994 | 28.994
Manildra Solar Farm | MANSLR1 | 46.7 | 46.7 | 46.7 | 46.7 | 46.7 | 46.7 | 46.7 | 46.7 | 46.7 | 46.7
Molong Solar Farm | MOLNGSF1 | 32.406 | 32.406 | 32.406 | 32.406 | 32.406 | 32.406 | 32.406 | 32.406 | 32.406 | 32.406
Moree Solar Farm | MOREESF1 | 56 | 56 | 56 | 56 | 56 | 56 | 56 | 56 | 56 | 56
Nevertire Solar Farm | NEVERSF1 | 104.64 | 104.64 | 104.64 | 104.64 | 104.64 | 104.64 | 104.64 | 104.64 | 104.64 | 104.64
Nyngan Solar Plant | NYNGAN1 | 102.025 | 102.025 | 102.025 | 102.025 | 102.025 | 102.025 | 102.025 | 102.025 | 102.025 | 102.025
Parkes Solar Farm | PARSF1 | 50.5 | 50.5 | 50.5 | 50.5 | 50.5 | 50.5 | 50.5 | 50.5 | 50.5 | 50.5
Sunraysia Solar Farm | SUNRSF1 | 191.36 | 191.36 | 191.36 | 191.36 | 191.36 | 191.36 | 191.36 | 191.36 | 191.36 | 191.36
White Rock Solar Farm | WRSF1 | 20 | 20 | 20 | 20 | 20 | 20 | 20 | 20 | 20 | 20
Childers Solar Farm | CHILDSF1 | 55.87 | 55.87 | 55.87 | 55.87 | 55.87 | 55.87 | 55.87 | 55.87 | 55.87 | 55.87
Clare Solar Farm | CLARESF1 | 95.22 | 95.22 | 95.22 | 95.22 | 95.22 | 95.22 | 95.22 | 95.22 | 95.22 | 95.22
Clermont Solar Farm | CLERMSF1 | 71.41 | 71.41 | 71.41 | 71.41 | 71.41 | 71.41 | 71.41 | 71.41 | 71.41 | 71.41
Collinsville Solar Farm | CSPVPS1 | 39.95 | 39.95 | 39.95 | 39.95 | 39.95 | 39.95 | 39.95 | 39.95 | 39.95 | 39.95
Darling Downs Solar Farm | DDSF1 | 108.504 | 108.504 | 108.504 | 108.504 | 108.504 | 108.504 | 108.504 | 108.504 | 108.504 | 108.504
Daydream Solar Farm | DAYDSF1 | 145.79 | 145.79 | 145.79 | 145.79 | 145.79 | 145.79 | 145.79 | 145.79 | 145.79 | 145.79
Emerald Solar Park | EMERASF1 | 68.48 | 68.48 | 68.48 | 68.48 | 68.48 | 68.48 | 68.48 | 68.48 | 68.48 | 68.48
Hamilton Solar Farm | HAMISF1 | 54.119 | 54.119 | 54.119 | 54.119 | 54.119 | 54.119 | 54.119 | 54.119 | 54.119 | 54.119
Haughton Solar Farm | HAUGHT11 | 100.035 | 100.035 | 100.035 | 100.035 | 100.035 | 100.035 | 100.035 | 100.035 | 100.035 | 100.035
Hayman Solar Farm | HAYMSF1 | 47.838 | 47.838 | 47.838 | 47.838 | 47.838 | 47.838 | 47.838 | 47.838 | 47.838 | 47.838
Hughenden Solar Farm | HUGSF1 | 18 | 18 | 18 | 18 | 18 | 18 | 18 | 18 | 18 | 18
Kidston Solar Farm | KSP1 | 48.5 | 48.5 | 48.5 | 48.5 | 48.5 | 48.5 | 48.5 | 48.5 | 48.5 | 48.5
Lilyvale Solar Farm | LILYSF1 | 97.532 | 97.532 | 97.532 | 97.532 | 97.532 | 97.532 | 97.532 | 97.532 | 97.532 | 97.532
Longreach Solar Farm | LRSF1 | 14 | 14 | 14 | 14 | 14 | 14 | 14 | 14 | 14 | 14
Middlemount Sun Farm | MIDDLSF1 | 26 | 26 | 26 | 26 | 26 | 26 | 26 | 26 | 26 | 26
Oakey 1 Solar Farm | OAKEY1SF | 23.1 | 23.1 | 23.1 | 23.1 | 23.1 | 23.1 | 23.1 | 23.1 | 23.1 | 23.1
Oakey 2 Solar Farm | OAKEY2SF | 52.312 | 52.312 | 52.312 | 52.312 | 52.312 | 52.312 | 52.312 | 52.312 | 52.312 | 52.312
Ross River Solar Farm | RRSF1 | 115.968 | 115.968 | 115.968 | 115.968 | 115.968 | 115.968 | 115.968 | 115.968 | 115.968 | 115.968
Rugby Run Solar Farm | RUGBYR1 | 65 | 65 | 65 | 65 | 65 | 65 | 65 | 65 | 65 | 65
Sun Metals Corporation Solar Farm | SMCSF1 | 119.6 | 119.6 | 119.6 | 119.6 | 119.6 | 119.6 | 119.6 | 119.6 | 119.6 | 119.6
Susan River Solar Farm | SRSF1 | 75.019 | 75.019 | 75.019 | 75.019 | 75.019 | 75.019 | 75.019 | 75.019 | 75.019 | 0
Whitsunday Solar Farm | WHITSF1 | 54.119 | 54.119 | 54.119 | 54.119 | 54.119 | 54.119 | 54.119 | 54.119 | 54.119 | 54.119
Yarranlea Solar Farm | YARANSF1 | 102.96 | 102.96 | 102.96 | 102.96 | 102.96 | 102.96 | 102.96 | 102.96 | 102.96 | 102.96
Bungala one Solar Farm | BNGSF1 | 104.76 | 104.76 | 104.76 | 104.76 | 104.76 | 104.76 | 104.76 | 104.76 | 104.76 | 104.76
Bungala Two Solar Farm | BNGSF2 | 104.76 | 104.76 | 104.76 | 104.76 | 104.76 | 104.76 | 104.76 | 104.76 | 104.76 | 104.76
Tailem Bend Solar Farm | TBSF1 | 94.9968 | 94.9968 | 94.9968 | 94.9968 | 94.9968 | 94.9968 | 94.9968 | 94.9968 | 94.9968 | 94.9968
Bannerton Solar Farm | BANN1 | 84 | 84 | 84 | 84 | 84 | 84 | 84 | 84 | 84 | 84
Gannawarra Solar Farm | GANNSF1 | 47.762 | 47.762 | 47.762 | 47.762 | 47.762 | 47.762 | 47.762 | 47.762 | 47.762 | 47.762
Glenrowan West Solar Farm | GLRWNSF1 | 102.96 | 102.96 | 102.96 | 102.96 | 102.96 | 102.96 | 102.96 | 102.96 | 102.96 | 102.96
Karadoc Solar Farm | KARSF1 | 90.06 | 90.06 | 90.06 | 90.06 | 90.06 | 90.06 | 90.06 | 90.06 | 90.06 | 90.06
Kiamal Solar Farm stage 1 | KIAMSF1 | 189.75 | 189.75 | 189.75 | 189.75 | 189.75 | 189.75 | 189.75 | 189.75 | 189.75 | 189.75
Numurkah Solar Farm | NUMURSF1 | 71.04 | 71.04 | 71.04 | 71.04 | 71.04 | 71.04 | 71.04 | 71.04 | 71.04 | 71.04
Numurkah Solar Farm | NUMURSF2 | 36.48 | 36.48 | 36.48 | 36.48 | 36.48 | 36.48 | 36.48 | 36.48 | 36.48 | 36.48
Wemen Solar Farm | WEMENSF1 | 82.368 | 82.368 | 82.368 | 82.368 | 82.368 | 82.368 | 82.368 | 82.368 | 82.368 | 82.368
Yatpool Solar Farm | YATSF1 | 45 | 45 | 45 | 45 | 45 | 45 | 45 | 45 | 45 | 45
Yatpool Solar Farm | YATSF2 | 36 | 36 | 36 | 36 | 36 | 36 | 36 | 36 | 36 | 36
Bango 973 Wind Farm | BANGOWF1 | 0 | 0 | 0 | 0 | 0 | 0 | 0 | 0 | 0 | 0
Boco Rock Wind Farm | BOCORWF1 | 104.088 | 104.088 | 104.088 | 104.088 | 104.088 | 104.088 | 104.088 | 104.088 | 104.088 | 104.088
Bodangora Wind Farm | BODWF1 | 113.19 | 113.19 | 113.19 | 113.19 | 113.19 | 113.19 | 113.19 | 113.19 | 113.19 | 113.19
Capital Wind Farm | CAPTL_WF | 140.7 | 140.7 | 140.7 | 140.7 | 140.7 | 140.7 | 140.7 | 140.7 | 140.7 | 140.7
Collector | COLWF01 | 124.2 | 124.2 | 124.2 | 124.2 | 124.2 | 124.2 | 124.2 | 124.2 | 124.2 | 124.2
Crookwell 2 Wind Farm | CROOKWF2 | 91 | 91 | 91 | 91 | 91 | 91 | 91 | 91 | 91 | 91
Crudine Ridge Wind Farm | CRURWF1 | 0 | 0 | 0 | 0 | 0 | 0 | 0 | 0 | 0 | 0
Cullerin Range Wind Farm | CULLRGWF | 30 | 30 | 30 | 30 | 30 | 30 | 30 | 30 | 30 | 30
Gullen Range Wind Farm | GULLRWF1 | 165.5 | 165.5 | 165.5 | 165.5 | 165.5 | 165.5 | 165.5 | 165.5 | 165.5 | 165.5
Gunning Wind Farm | GUNNING1 | 46.5 | 46.5 | 46.5 | 46.5 | 46.5 | 46.5 | 46.5 | 46.5 | 46.5 | 46.5
Sapphire Wind Farm | SAPHWF1 | 155.7 | 155.7 | 155.7 | 155.7 | 155.7 | 155.7 | 155.7 | 155.7 | 155.7 | 155.7
Silverton Wind Farm | STWF1 | 119.48 | 119.48 | 119.48 | 119.48 | 119.48 | 119.48 | 119.48 | 119.48 | 119.48 | 119.48
Taralga Wind Farm | TARALGA1 | 106.8 | 106.8 | 106.8 | 106.8 | 106.8 | 106.8 | 106.8 | 106.8 | 106.8 | 106.8
White Rock Wind Farm - Stage 1 | WRWF1 | 0 | 0 | 0 | 0 | 0 | 0 | 0 | 0 | 0 | 0
Woodlawn Wind Farm | WOODLWN1 | 48.3 | 48.3 | 48.3 | 48.3 | 48.3 | 48.3 | 48.3 | 48.3 | 48.3 | 48.3
Coopers Gap Wind Farm | COOPGWF1 | 439.975 | 439.975 | 439.975 | 439.975 | 439.975 | 439.975 | 439.975 | 439.975 | 439.975 | 439.975
Mount Emerald Wind Farm | MEWF1 | 166.95 | 166.95 | 166.95 | 166.95 | 166.95 | 166.95 | 166.95 | 166.95 | 166.95 | 166.95
Canunda Wind Farm | CNUNDAWF | 46 | 46 | 46 | 46 | 46 | 46 | 46 | 46 | 46 | 46
Cathedral Rocks Wind Farm | CATHROCK | 66 | 66 | 66 | 66 | 66 | 66 | 66 | 66 | 66 | 66
Clements Gap Wind Farm | CLEMGPWF | 56.7 | 56.7 | 56.7 | 56.7 | 56.7 | 56.7 | 56.7 | 56.7 | 56.7 | 56.7
Hallett Stage 1 Brown Hill Wind Farm | HALLWF1 | 63 | 63 | 63 | 63 | 63 | 63 | 63 | 63 | 63 | 63
Hallett Stage 2 Hallett Hill Wind Farm | HALLWF2 | 47.6 | 47.6 | 47.6 | 47.6 | 47.6 | 47.6 | 47.6 | 47.6 | 47.6 | 47.6
Hallett 4 North Brown Hill Wind Farm | NBHWF1 | 88.2 | 88.2 | 88.2 | 88.2 | 88.2 | 88.2 | 88.2 | 88.2 | 88.2 | 88.2
Hallett 5 The Bluff Wind Farm | BLUFF1 | 35 | 35 | 35 | 35 | 35 | 35 | 35 | 35 | 35 | 35
Hornsdale Wind Farm Stage 1 | HDWF1 | 100 | 100 | 100 | 100 | 100 | 100 | 100 | 100 | 100 | 100
Hornsdale Wind Farm Stage 2 | HDWF2 | 100 | 100 | 100 | 100 | 100 | 100 | 100 | 100 | 100 | 100
Hornsdale Wind Farm Stage 3 | HDWF3 | 108.99 | 108.99 | 108.99 | 108.99 | 108.99 | 108.99 | 108.99 | 108.99 | 108.99 | 108.99
Lake Bonney 1 Wind Farm | LKBONNY1 | 80.5 | 80.5 | 80.5 | 80.5 | 80.5 | 80.5 | 80.5 | 80.5 | 80.5 | 80.5
Lake Bonney 2 Wind Farm | LKBONNY2 | 159 | 159 | 159 | 159 | 159 | 159 | 159 | 159 | 159 | 159
Lake Bonney 3 Wind Farm | LKBONNY3 | 39 | 39 | 39 | 39 | 39 | 39 | 39 | 39 | 39 | 39
Lincoln Gap Wind Farm - stage 1 | LGAPWF1 | 126 | 126 | 126 | 126 | 126 | 126 | 126 | 126 | 126 | 126
Mount Millar Wind Farm | MTMILLAR | 72.275 | 72.275 | 72.275 | 72.275 | 72.275 | 72.275 | 72.275 | 72.275 | 72.275 | 72.275
Snowtown Wind Farm | SNOWTWN1 | 65.8 | 65.8 | 65.8 | 65.8 | 65.8 | 65.8 | 65.8 | 65.8 | 65.8 | 65.8
Snowtown S2 Wind Farm - North | SNOWNTH1 | 133.2 | 133.2 | 133.2 | 133.2 | 133.2 | 133.2 | 133.2 | 133.2 | 133.2 | 133.2
Snowtown S2 Wind Farm - South | SNOWSTH1 | 116.55 | 116.55 | 116.55 | 116.55 | 116.55 | 116.55 | 116.55 | 116.55 | 116.55 | 116.55
Starfish Hill Wind Farm | STARHLWF | 33 | 33 | 33 | 33 | 33 | 33 | 33 | 33 | 33 | 33
Waterloo Wind Farm | WATERLWF | 9 | 9 | 9 | 9 | 9 | 9 | 9 | 9 | 9 | 9
Wattle Point Wind Farm | WPWF | 90.75 | 90.75 | 90.75 | 90.75 | 90.75 | 90.75 | 90.75 | 90.75 | 90.75 | 90.75
Willogoleche Wind Farm | WGWF1 | 0 | 0 | 0 | 0 | 0 | 0 | 0 | 0 | 0 | 0
Cattle Hill Wind Farm | CTHLWF1 | 144 | 144 | 144 | 144 | 144 | 144 | 144 | 144 | 144 | 144
Granville Harbour Wind Farm | GRANWF1 | 111.6 | 111.6 | 111.6 | 111.6 | 111.6 | 111.6 | 111.6 | 111.6 | 111.6 | 111.6
Musselroe Wind Farm | MUSSELR1 | 168 | 168 | 168 | 168 | 168 | 168 | 168 | 168 | 168 | 168
Woolnorth Wind Farm | WOOLNTH1 | 139.75 | 139.75 | 139.75 | 139.75 | 139.75 | 139.75 | 139.75 | 139.75 | 139.75 | 139.75
Ararat Wind Farm | ARWF1 | 150 | 150 | 150 | 150 | 150 | 150 | 150 | 150 | 150 | 150
Bald Hills Wind Farm | BALDHWF1 | 106.6 | 106.6 | 106.6 | 106.6 | 106.6 | 106.6 | 106.6 | 106.6 | 106.6 | 106.6
Bulgana Green Power Hub - Wind Farm | BULGANA1 | 204.4 | 204.4 | 204.4 | 204.4 | 204.4 | 204.4 | 204.4 | 204.4 | 204.4 | 204.4
Challicum Hills Wind Farm | CHALLHWF | 52.5 | 52.5 | 52.5 | 52.5 | 52.5 | 52.5 | 52.5 | 52.5 | 52.5 | 52.5
Cherry Tree Wind Farm | CHYTWF1 | 57.6 | 57.6 | 57.6 | 57.6 | 57.6 | 57.6 | 57.6 | 57.6 | 57.6 | 57.6
Crowlands Wind Farm | CROWLWF1 | 79.95 | 79.95 | 79.95 | 79.95 | 79.95 | 79.95 | 79.95 | 79.95 | 79.95 | 79.95
Dundonnell Wind Farm | DUNDWF1 | 108 | 108 | 108 | 108 | 108 | 108 | 108 | 108 | 108 | 108
Dundonnell Wind Farm | DUNDWF2 | 29.7 | 29.7 | 29.7 | 29.7 | 29.7 | 29.7 | 29.7 | 29.7 | 29.7 | 29.7
Dundonnell Wind Farm | DUNDWF3 | 78.3 | 78.3 | 78.3 | 78.3 | 78.3 | 78.3 | 78.3 | 78.3 | 78.3 | 78.3
Elaine Wind Farm | ELAINWF1 | 83.6 | 83.6 | 83.6 | 83.6 | 83.6 | 83.6 | 83.6 | 83.6 | 83.6 | 83.6
Kiata Wind Farm | KiataWF1 | 27 | 27 | 27 | 27 | 27 | 27 | 27 | 27 | 27 | 27
Macarthur Wind Farm | MACARTH1 | 420 | 420 | 420 | 420 | 420 | 420 | 420 | 420 | 420 | 420
Moorabool Wind Farm | MOORAWF1 | 312 | 312 | 312 | 312 | 312 | 312 | 312 | 312 | 312 | 312
Mortons Lane Wind Farm | MLWF1 | 19.5 | 19.5 | 19.5 | 19.5 | 19.5 | 19.5 | 19.5 | 19.5 | 19.5 | 19.5
Mt Gellibrand Wind Farm | MTGELWF1 | 0 | 0 | 0 | 0 | 0 | 0 | 0 | 0 | 0 | 0
Mt Mercer Wind Farm | MERCER01 | 0 | 0 | 0 | 0 | 0 | 0 | 0 | 0 | 0 | 0
Murra Warra Wind Farm - stage 1 | MUWAWF1 | 225.7 | 225.7 | 225.7 | 225.7 | 225.7 | 225.7 | 225.7 | 225.7 | 225.7 | 225.7
Oaklands Hill Wind Farm | OAKLAND1 | 40.992 | 40.992 | 40.992 | 40.992 | 40.992 | 40.992 | 40.992 | 40.992 | 40.992 | 40.992
Portland Wind Farm | PORTWF | 92 | 92 | 92 | 92 | 92 | 92 | 92 | 92 | 92 | 92
Salt Creek Wind Farm | SALTCRK1 | 37.5 | 37.5 | 37.5 | 37.5 | 37.5 | 37.5 | 37.5 | 37.5 | 37.5 | 37.5
Waubra Wind Farm | WAUBRAWF | 192 | 192 | 192 | 192 | 192 | 192 | 192 | 192 | 192 | 192
Yambuk Wind Farm | YAMBUKWF | 30 | 30 | 30 | 30 | 30 | 30 | 30 | 30 | 30 | 30
Yaloak South Wind Farm | YSWF1 | 28.7 | 28.7 | 28.7 | 28.7 | 28.7 | 28.7 | 28.7 | 28.7 | 28.7 | 28.7
Yendon Wind Farm | YENDWF1 | 144.4 | 144.4 | 144.4 | 144.4 | 144.4 | 144.4 | 144.4 | 144.4 | 144.4 | 144.4
Berrybank Wind Farm | BRYB1WF1 | 282.279 | 282.279 | 282.279 | 282.279 | 282.279 | 282.279 | 282.279 | 282.279 | 282.279 | 282.279
Gullen Range Wind Farm 2 | GULLRWF2 | 105.4 | 105.4 | 105.4 | 105.4 | 105.4 | 105.4 | 105.4 | 105.4 | 105.4 | 105.4
Jemalong Solar | JEMALNG1 | 50 | 50 | 50 | 50 | 50 | 50 | 50 | 50 | 50 | 50
Maryrorough Solar Farm | MARYRSF1 | 27.3 | 27.3 | 27.3 | 27.3 | 27.3 | 27.3 | 27.3 | 27.3 | 27.3 | 27.3
Stockyard Hill Wind Farm | STOCKYD1 | 527.56 | 527.56 | 527.56 | 527.56 | 527.56 | 527.56 | 527.56 | 527.56 | 527.56 | 528
Wellington Solar Farm | WELLSF1 | 169.884 | 169.884 | 169.884 | 169.884 | 169.884 | 169.884 | 169.884 | 169.884 | 169.884 | 169.884
Winton Solar Farm | WINTSF1 | 84.99 | 84.99 | 84.99 | 84.99 | 84.99 | 84.99 | 84.99 | 84.99 | 84.99 | 84.99
Gangarri Solar Farm | GANGARR1 | 119.88 | 119.88 | 119.88 | 119.88 | 119.88 | 119.88 | 119.88 | 119.88 | 119.88 | 119.88
Lincoln Gap Wind Farm - stage 2 | LGAPWF2 | 86.4 | 86.4 | 86.4 | 86.4 | 86.4 | 86.4 | 86.4 | 86.4 | 86.4 | 86.4
Snapper Point Power Station | SNAPPER1 | 123 | 123 | 123 | 123 | 123 | 123 | 123 | 123 | 123 | 123
Committed Generators 1
Generator |  | Summer Peak 2022-23: Summer Peak
|  | 2022-23 | 2023-24 | 2024-25 | 2025-26 | 2026-27 | 2027-28 | 2028-29 | 2029-30 | 2030-31 | 2031-32
Kurri Kurri | Kurri Kurri 1 | 0 | 330 | 330 | 330 | 330 | 330 | 330 | 330 | 330 | 330
Kurri Kurri | Kurri Kurri 2 | 0 | 330 | 330 | 330 | 330 | 330 | 330 | 330 | 330 | 330
Kidston |  | 0 | 0 | 250 | 250 | 250 | 250 | 250 | 250 | 250 | 250
Snowy 2.0 | SNO2PH01 | 0 | 0 | 0 | 111 | 333 | 333 | 333 | 333 | 333 | 333
Snowy 2.0 | SNO2PH03 | 0 | 0 | 0 | 111 | 333 | 333 | 333 | 333 | 333 | 333
Snowy 2.0 | SNO2PH02 | 0 | 0 | 0 | 111 | 333 | 333 | 333 | 333 | 333 | 333
Snowy 2.0 | SNO2PH04 | 0 | 0 | 0 | 111 | 333 | 333 | 333 | 333 | 333 | 333
Snowy 2.0 | SNO2PH05 | 0 | 0 | 0 | 111 | 333 | 333 | 333 | 333 | 333 | 333
Snowy 2.0 | SNO2PH06 | 0 | 0 | 0 | 111 | 333 | 333 | 333 | 333 | 333 | 333
Corowa Solar Farm | CRWASF1 | 30.008 | 30.008 | 30.008 | 30.008 | 30.008 | 30.008 | 30.008 | 30.008 | 30.008 | 30.008
Gunnedah Solar Farm | GNNDHSF1 | 110 | 110 | 110 | 110 | 110 | 110 | 110 | 110 | 110 | 0
Junee Solar Farm | JUNEESF1 | 30.008 | 30.008 | 30.008 | 30.008 | 30.008 | 30.008 | 30.008 | 30.008 | 30.008 | 30.008
Metz Solar Farm | METZSF1 | 107.082 | 107.082 | 107.082 | 107.082 | 107.082 | 107.082 | 107.082 | 107.082 | 107.082 | 107.082
New England Solar Farm |  | 0 | 400.032 | 400.032 | 400.032 | 400.032 | 400.032 | 400.032 | 400.032 | 400.032 | 400.032
Riverina Solar Farm |  | 32.4 | 32.4 | 32.4 | 32.4 | 32.4 | 32.4 | 32.4 | 32.4 | 32.4 | 32.4
Sebastopol Solar Farm | SEBSF1 | 85.8 | 85.8 | 85.8 | 85.8 | 85.8 | 85.8 | 85.8 | 85.8 | 85.8 | 85.8
Suntop Solar Farm | SUNTPSF1 | 150 | 150 | 150 | 150 | 150 | 150 | 150 | 150 | 150 | 0
Wagga North Solar Farm | WAGGNSF1 | 46.376 | 46.376 | 46.376 | 46.376 | 46.376 | 46.376 | 46.376 | 46.376 | 46.376 | 46.376
Bluegrass Solar Farm | BLUEGSF1 | 148 | 148 | 148 | 148 | 148 | 148 | 148 | 148 | 148 | 148
Columboola Solar Farm |  | 161.95 | 161.95 | 161.95 | 161.95 | 161.95 | 161.95 | 161.95 | 161.95 | 161.95 | 161.95
Kennedy Energy Park Solar Farm | KEPSF1 | 14.28 | 14.28 | 14.28 | 14.28 | 14.28 | 14.28 | 14.28 | 14.28 | 14.28 | 14.28
Warwick Solar Farm - stage 1 | WARWSF1 | 16.104 | 32.104 | 32.104 | 32.104 | 32.104 | 32.104 | 32.104 | 32.104 | 32.104 | 32.104
Warwick Solar Farm - stage 2 | WARWSF2 | 16.104 | 32.104 | 32.104 | 32.104 | 32.104 | 32.104 | 32.104 | 32.104 | 32.104 | 32.104
Western Downs Green Power Hub | WDGPH1 | 395 | 395 | 395 | 395 | 395 | 395 | 395 | 395 | 395 | 395
Woolooga Solar Farm |  | 157.53 | 157.53 | 157.53 | 157.53 | 157.53 | 157.53 | 157.53 | 157.53 | 157.53 | 157.53
Adelaide Desalination Plant | ADPBA1G | 26.3 | 26.3 | 26.3 | 26.3 | 26.3 | 26.3 | 26.3 | 26.3 | 26.3 | 26.3
Morgan To Whyalla Pipeline No 1 PS And Water Filtration Plant | MWPS1PV1 | 5.76 | 5.76 | 5.76 | 5.76 | 5.76 | 5.76 | 5.76 | 5.76 | 5.76 | 5.76
Morgan To Whyalla Pipeline No 2 PS | MWPS2PV1 | 5.508 | 5.508 | 5.508 | 5.508 | 5.508 | 5.508 | 5.508 | 5.508 | 5.508 | 5.508
Morgan To Whyalla Pipeline No 3 PS | MWPS3PV1 | 6.93 | 6.93 | 6.93 | 6.93 | 6.93 | 6.93 | 6.93 | 6.93 | 6.93 | 6.93
Morgan To Whyalla Pipeline No 4 PS | MWPS4PV1 | 5.508 | 5.508 | 5.508 | 5.508 | 5.508 | 5.508 | 5.508 | 5.508 | 5.508 | 5.508
Cohuna Solar Farm | COHUNSF1 | 24.51 | 24.51 | 24.51 | 24.51 | 24.51 | 24.51 | 24.51 | 24.51 | 24.51 | 24.51
Bango 999 Wind Farm | BANGOWF2 | 0 | 0 | 0 | 0 | 0 | 0 | 0 | 0 | 0 | 0
Kaban Green Power Hub - Wind Farm |  | 137.2 | 137.2 | 137.2 | 137.2 | 137.2 | 137.2 | 137.2 | 137.2 | 137.2 | 137.2
Kennedy Energy Park Wind Farm | KEPWF1 | 36 | 36 | 36 | 36 | 36 | 36 | 36 | 36 | 36 | 36
Murra Warra Wind Farm - stage 2 | MUWAWF2 | 179.36 | 179.36 | 179.36 | 179.36 | 179.36 | 179.36 | 179.36 | 179.36 | 179.36 | 179.36
Bolivar Waste Water Treatment | BOLIVAR1 | 11.25 | 11.25 | 11.25 | 11.25 | 11.25 | 11.25 | 11.25 | 11.25 | 11.25 | 11.25
Edenvale Solar Park |  | 0 | 146 | 146 | 146 | 146 | 146 | 146 | 146 | 146 | 146
Hillston Sun Farm |  | 76.52 | 76.52 | 76.52 | 76.52 | 76.52 | 76.52 | 76.52 | 76.52 | 76.52 | 76.52
Mannum Adelaide Pumping Station No 2 - MAPL2 (Palmer) | MAPS2PV1 | 15.792 | 15.792 | 15.792 | 15.792 | 15.792 | 15.792 | 15.792 | 15.792 | 15.792 | 15.792
Mannum Adelaide Pumping Station No 3 - MAPL3 (Tungkillo)* | MAPS3PV1 | 11.64 | 11.64 | 11.64 | 11.64 | 11.64 | 11.64 | 11.64 | 11.64 | 11.64 | 11.64
Moura Solar Farm |  | 36 | 81.72 | 81.72 | 81.72 | 81.72 | 81.72 | 81.72 | 81.72 | 81.72 | 81.72
Murray Bridge - Onkaparinga Pipeline Pump 2 | MBPS2PV1 | 12.918 | 12.918 | 12.918 | 12.918 | 12.918 | 12.918 | 12.918 | 12.918 | 12.918 | 12.918
Port Augusta Renewable Energy Park - Solar |  | 79.2 | 79.2 | 79.2 | 79.2 | 79.2 | 79.2 | 79.2 | 79.2 | 79.2 | 79.2
Port Augusta Renewable Energy Park - Wind |  | 210 | 210 | 210 | 210 | 210 | 210 | 210 | 210 | 210 | 210
Wyalong Solar Farm |  | 10.602 | 53.01 | 53.01 | 53.01 | 53.01 | 53.01 | 53.01 | 53.01 | 53.01 | 53.01
Avonlie Solar Farm |  | 0 | 189.98 | 189.98 | 189.98 | 189.98 | 189.98 | 189.98 | 189.98 | 189.98 | 189.98
Dulacca Wind Farm |  | 0 | 103.329 | 103.329 | 103.329 | 103.329 | 103.329 | 103.329 | 103.329 | 103.329 | 103.329
Rye Park Wind Farm |  | 0 | 225.06 | 225.06 | 225.06 | 225.06 | 225.06 | 225.06 | 225.06 | 225.06 | 225.06
Berrybank Wind Farm - stage 2 |  | 106 | 106 | 106 | 106 | 106 | 106 | 106 | 106 | 106 | 106
Clarke Creek Wind Farm | CLRKCWF1 | 0 | 30 | 439 | 439 | 439 | 439 | 439 | 439 | 439 | 439
Wandoan South Solar Farm - stage 1 | WANDSF1 | 0 | 125 | 125 | 125 | 125 | 125 | 125 | 125 | 125 | 125
Christies Beach Wastewater Treatment Plant | CBWWBA1G | 5 | 5 | 5 | 5 | 5 | 5 | 5 | 5 | 5 | 5
Happy Valley Reservoir | HVWABA1G | 11.827 | 11.827 | 11.827 | 11.827 | 11.827 | 11.827 | 11.827 | 11.827 | 11.827 | 11.827
Tallawarra B* |  | 0 | 318 | 318 | 318 | 318 | 318 | 318 | 318 | 318 | 318
Wollar Solar Farm |  | 0 | 280 | 280 | 280 | 280 | 280 | 280 | 280 | 280 | 280
West Wyalong Solar Farm |  | 90.016 | 90.016 | 90.016 | 90.016 | 90.016 | 90.016 | 90.016 | 90.016 | 90.016 | 90.016
Tailem Bend Solar Farm - stage 2 |  | 0 | 87 | 87 | 87 | 87 | 87 | 87 | 87 | 87 | 87
Mortlake South Wind Farm |  | 158 | 158 | 158 | 158 | 158 | 158 | 158 | 158 | 158 | 158
Anticipated Projects 2
Generator |  | Summer Peak 2022-23: Summer Peak
|  | 2022-23 | 2023-24 | 2024-25 | 2025-26 | 2026-27 | 2027-28 | 2028-29 | 2029-30 | 2030-31 | 2031-32
Aramara Solar Farm | Aramara Solar Farm | 0 | 0 | 101.4 | 101.4 | 101.4 | 101.4 | 101.4 | 101.4 | 101.4 | 101.4
Munna Creek Solar Farm | Munna Creek Solar Farm | 0 | 0 | 119.84 | 119.84 | 119.84 | 119.84 | 119.84 | 119.84 | 119.84 | 0
Macintyre Wind Farm | Macintyre Wind Farm | 0 | 0 | 923.4 | 923.4 | 923.4 | 923.4 | 923.4 | 923.4 | 923.4 | 923.4
Quorn Park Solar Farm | Quorn Park Solar Farm | 0 | 0 | 80 | 80 | 80 | 80 | 80 | 80 | 80 | 80
Walla Walla Solar Farm | Walla Walla Solar Farm | 0 | 0 | 299.44 | 299.44 | 299.44 | 299.44 | 299.44 | 299.44 | 299.44 | 299.44
Wunghnu Solar Farm | Wunghnu Solar Farm | 0 | 0 | 75 | 75 | 75 | 75 | 75 | 75 | 75 | 75
Yanco Solar Farm | Yanco Solar Farm | 0 | 0 | 60 | 60 | 60 | 60 | 60 | 60 | 60 | 60
Bolivar Power Station | Bolivar Power Station | 0 | 0 | 95.2 | 95.2 | 95.2 | 95.2 | 95.2 | 95.2 | 95.2 | 95.2
Karara Wind Farm | Karara Wind Farm | 0 | 0 | 100.08 | 100.08 | 100.08 | 100.08 | 100.08 | 100.08 | 100.08 | 100.08
Existing, Committed and Anticipated Batteries
Generator |  | Summer Peak 2022-23: Summer Peak
|  | 2022-23 | 2023-24 | 2024-25 | 2025-26 | 2026-27 | 2027-28 | 2028-29 | 2029-30 | 2030-31 | 2031-32
Wallgrove Grid Battery project | WALGRVG1 | 50 | 50 | 50 | 50 | 50 | 50 | 50 | 50 | 50 | 50
Wandoan South BESS | WANDBG1 | 100 | 100 | 100 | 100 | 100 | 100 | 100 | 100 | 100 | 100
Adelaide Desalination Plant BESS |  | 6 | 6 | 6 | 6 | 6 | 6 | 6 | 6 | 6 | 6
Bolivar Waste Water Treatment BESS |  | 2 | 2 | 2 | 2 | 2 | 2 | 2 | 2 | 2 | 2
Christies Beach Wastewater Treatment Plant BESS |  | 2 | 2 | 2 | 2 | 2 | 2 | 2 | 2 | 2 | 2
Dalrymple North BESS |  | 0 | 0 | 0 | 0 | 0 | 0 | 0 | 0 | 0 | 0
Happy Valley Reservoir BESS |  | 0 | 0 | 0 | 0 | 0 | 0 | 0 | 0 | 0 | 0
Hornsdale Power Reserve Unit 1 | HPRG1 | 150 | 150 | 150 | 150 | 150 | 150 | 150 | 150 | 150 | 150
Lake Bonney BESS1 | LBBG1 | 25 | 25 | 25 | 25 | 25 | 25 | 25 | 25 | 25 | 25
Lincoln Gap Wind Farm - BESS | LGAPWF1 | 0 | 0 | 10 | 10 | 10 | 10 | 10 | 10 | 10 | 10
Torrens Island BESS |  | 0 | 0 | 250.7 | 250.7 | 250.7 | 250.7 | 250.7 | 250.7 | 250.7 | 250.7
Ballarat Energy Storage System | BALBG1 | 28.8 | 28.8 | 28.8 | 28.8 | 28.8 | 28.8 | 28.8 | 19.2 | 19.2 | 19.2
Bulgana Green Power Hub - BESS | BULBESG1 | 20 | 20 | 20 | 20 | 20 | 20 | 20 | 20 | 20 | 20
Gannawarra Energy Storage System | GANNBG1 | 25.33 | 25.33 | 25.33 | 25.33 | 25.33 | 25.33 | 25.33 | 25.33 | 25.33 | 25.33
Victorian Big Battery | VBBG1 | 50 | 50 | 50 | 50 | 50 | 50 | 50 | 50 | 50 | 50
Tailem Bend Battery Project |  | 0 | 0 | 50.8 | 50.8 | 50.8 | 50.8 | 50.8 | 50.8 | 50.8 | 50.8
Darlington Point Energy Storage System |  | 0 | 0 | 25 | 25 | 25 | 25 | 25 | 25 | 25 | 25
Orana BESS |  | 0 | 0 | 0 | 224 | 224 | 224 | 224 | 224 | 224 | 224
Riverina Energy Storage System 1 |  | 0 | 0 | 60 | 60 | 60 | 60 | 60 | 60 | 60 | 60
Riverina Energy Storage System 2 |  | 0 | 0 | 65 | 65 | 65 | 65 | 65 | 65 | 65 | 65
Wooreen Energy Storage System |  | 0 | 0 | 350 | 350 | 350 | 350 | 350 | 350 | 350 | 0
Ulinda Park BESS |  | 0 | 0 | 156 | 156 | 156 | 156 | 156 | 156 | 156 | 156
Jump to Summer Ratings
Jump to Winter Ratings
Existing Generators
Generator |  | Summer Peak 2022-23: Summer Typical
|  | 2022-23 | 2023-24 | 2024-25 | 2025-26 | 2026-27 | 2027-28 | 2028-29 | 2029-30 | 2030-31 | 2031-32
Bayswater | BW01 | 660 | 660 | 685 | 685 | 685 | 685 | 685 | 685 | 685 | 685
Bayswater | BW02 | 685 | 685 | 685 | 685 | 685 | 685 | 685 | 685 | 685 | 685
Bayswater | BW03 | 660 | 685 | 685 | 685 | 685 | 685 | 685 | 685 | 685 | 685
Bayswater | BW04 | 685 | 685 | 685 | 685 | 685 | 685 | 685 | 685 | 685 | 685
Eraring | ER01 | 680 | 680 | 672 | 0 | 0 | 0 | 0 | 0 | 0 | 0
Eraring | ER02 | 660 | 680 | 680 | 0 | 0 | 0 | 0 | 0 | 0 | 0
Eraring | ER03 | 680 | 660 | 670 | 0 | 0 | 0 | 0 | 0 | 0 | 0
Eraring | ER04 | 660 | 660 | 660 | 0 | 0 | 0 | 0 | 0 | 0 | 0
Liddell | LD01 | 420 | 0 | 0 | 0 | 0 | 0 | 0 | 0 | 0 | 0
Liddell | LD02 | 420 | 0 | 0 | 0 | 0 | 0 | 0 | 0 | 0 | 0
Liddell | LD04 | 420 | 0 | 0 | 0 | 0 | 0 | 0 | 0 | 0 | 0
Mt Piper | MP1 | 710 | 710 | 710 | 710 | 710 | 710 | 710 | 710 | 710 | 710
Mt Piper | MP2 | 680 | 680 | 680 | 680 | 680 | 680 | 680 | 680 | 680 | 680
Vales Point B | VP5 | 660 | 660 | 660 | 660 | 660 | 660 | 660 | 660 | 0 | 0
Vales Point B | VP6 | 660 | 660 | 660 | 660 | 660 | 660 | 660 | 660 | 0 | 0
Callide B | CALL_B_1 | 350 | 350 | 350 | 350 | 340 | 320 | 320 | 0 | 0 | 0
Callide B | CALL_B_2 | 350 | 350 | 350 | 350 | 340 | 320 | 320 | 0 | 0 | 0
Callide C | CPP_3 | 466 | 466 | 466 | 466 | 466 | 466 | 466 | 466 | 466 | 466
Callide C | CPP_4 | 0 | 420 | 420 | 420 | 420 | 420 | 420 | 420 | 420 | 420
Gladstone | GSTONE1 | 280 | 280 | 280 | 280 | 280 | 280 | 280 | 280 | 280 | 280
Gladstone | GSTONE2 | 280 | 280 | 280 | 280 | 280 | 280 | 280 | 280 | 280 | 280
Gladstone | GSTONE3 | 280 | 280 | 280 | 280 | 280 | 280 | 280 | 280 | 280 | 280
Gladstone | GSTONE4 | 280 | 280 | 280 | 280 | 280 | 280 | 280 | 280 | 280 | 280
Gladstone | GSTONE5 | 280 | 280 | 280 | 280 | 280 | 280 | 280 | 280 | 280 | 280
Gladstone | GSTONE6 | 280 | 280 | 280 | 280 | 280 | 280 | 280 | 280 | 280 | 280
Kogan Creek | KPP_1 | 720 | 730 | 730 | 730 | 730 | 730 | 730 | 730 | 730 | 730
Millmerran | MPP_1 | 411 | 411 | 411 | 411 | 411 | 411 | 411 | 411 | 411 | 411
Millmerran | MPP_2 | 411 | 411 | 411 | 411 | 411 | 411 | 411 | 411 | 411 | 411
Stanwell | STAN-1 | 365 | 365 | 365 | 365 | 365 | 365 | 365 | 365 | 365 | 365
Stanwell | STAN-2 | 365 | 365 | 365 | 365 | 365 | 365 | 365 | 365 | 365 | 365
Stanwell | STAN-3 | 365 | 365 | 365 | 365 | 365 | 365 | 365 | 365 | 365 | 365
Stanwell | STAN-4 | 365 | 365 | 365 | 365 | 365 | 365 | 365 | 365 | 365 | 365
Tarong | TARONG#1 | 350 | 350 | 350 | 350 | 350 | 350 | 350 | 350 | 350 | 350
Tarong | TARONG#2 | 350 | 350 | 350 | 350 | 350 | 350 | 350 | 350 | 350 | 350
Tarong | TARONG#3 | 350 | 350 | 350 | 350 | 350 | 350 | 350 | 350 | 350 | 350
Tarong | TARONG#4 | 350 | 350 | 350 | 350 | 350 | 350 | 350 | 350 | 350 | 350
Tarong North | TNPS1 | 443 | 443 | 443 | 443 | 443 | 443 | 443 | 443 | 443 | 443
Loy Yang B | LOYYB1 | 555 | 555 | 555 | 555 | 555 | 555 | 555 | 555 | 555 | 555
Loy Yang B | LOYYB2 | 560 | 560 | 560 | 560 | 560 | 560 | 560 | 560 | 560 | 560
Loy Yang A Power Station | LYA1 | 560 | 560 | 560 | 560 | 560 | 560 | 560 | 560 | 560 | 560
Loy Yang A Power Station | LYA2 | 530 | 530 | 545 | 545 | 545 | 545 | 545 | 545 | 545 | 545
Loy Yang A Power Station | LYA3 | 560 | 560 | 560 | 560 | 560 | 560 | 560 | 560 | 560 | 560
Loy Yang A Power Station | LYA4 | 540 | 540 | 540 | 540 | 540 | 540 | 540 | 540 | 540 | 540
Yallourn W | YWPS1 | 360 | 360 | 360 | 360 | 360 | 360 | 0 | 0 | 0 | 0
Yallourn W | YWPS2 | 350 | 350 | 350 | 350 | 350 | 350 | 0 | 0 | 0 | 0
Yallourn W | YWPS3 | 370 | 370 | 370 | 370 | 370 | 370 | 0 | 0 | 0 | 0
Yallourn W | YWPS4 | 370 | 370 | 370 | 370 | 370 | 370 | 0 | 0 | 0 | 0
Tallawarra | TALWA1 | 395 | 395 | 415 | 415 | 415 | 415 | 415 | 415 | 415 | 415
Condamine A | CPSA_GT1 | 41.891 | 41.891 | 41.891 | 41.891 | 41.891 | 41.891 | 41.891 | 41.891 | 41.891 | 41.891
Condamine A | CPSA_GT2 | 41.891 | 41.891 | 41.891 | 41.891 | 41.891 | 41.891 | 41.891 | 41.891 | 41.891 | 41.891
Condamine A | CPSA_ST | 55.325 | 55.325 | 55.325 | 55.325 | 55.325 | 55.325 | 55.325 | 55.325 | 55.325 | 55.325
Darling Downs | DDPS1_ST | 252 | 252 | 252 | 252 | 252 | 252 | 252 | 252 | 252 | 252
Darling Downs | DDPS1_GT1 | 109 | 109 | 109 | 109 | 109 | 109 | 109 | 109 | 109 | 109
Darling Downs | DDPS1_GT2 | 109 | 109 | 109 | 109 | 109 | 109 | 109 | 109 | 109 | 109
Darling Downs | DDPS1_GT3 | 109 | 109 | 109 | 109 | 109 | 109 | 109 | 109 | 109 | 109
Swanbank E GT | SWAN_E | 355 | 355 | 355 | 355 | 355 | 355 | 355 | 355 | 355 | 355
Yabulu PS | YABULU | 155 | 155 | 155 | 155 | 155 | 155 | 155 | 155 | 155 | 155
Yabulu Steam Turbine | YABULU2 | 78 | 78 | 78 | 77 | 77 | 77 | 77 | 77 | 77 | 77
Yarwun Cogen | YARWUN_1 | 180 | 180 | 180 | 180 | 180 | 180 | 180 | 180 | 180 | 180
Osborne | OsborneGT | 112 | 112 | 0 | 0 | 0 | 0 | 0 | 0 | 0 | 0
Osborne | OsborneST | 63 | 63 | 0 | 0 | 0 | 0 | 0 | 0 | 0 | 0
Pelican Point | PPCCGTGT1 | 156 | 156 | 156 | 156 | 156 | 156 | 156 | 156 | 156 | 156
Pelican Point | PPCCGTGT2 | 163 | 163 | 163 | 163 | 163 | 163 | 163 | 163 | 163 | 163
Pelican Point | PPCCGTST | 149 | 149 | 149 | 149 | 149 | 149 | 149 | 149 | 149 | 149
Tamar Valley Combined Cycle | TVCC201_GT | 0 | 0 | 0 | 0 | 0 | 0 | 0 | 0 | 0 | 0
Tamar Valley Combined Cycle | TVCC201_ST | 0 | 0 | 0 | 0 | 0 | 0 | 0 | 0 | 0 | 0
Colongra | CG1 | 170 | 170 | 170 | 170 | 170 | 170 | 170 | 170 | 170 | 170
Colongra | CG2 | 170 | 170 | 170 | 170 | 170 | 170 | 170 | 170 | 170 | 170
Colongra | CG3 | 170 | 170 | 170 | 170 | 170 | 170 | 170 | 170 | 170 | 170
Colongra | CG4 | 170 | 170 | 170 | 170 | 170 | 170 | 170 | 170 | 170 | 170
Smithfield Energy Facility | SITHE01 | 36 | 36 | 36 | 36 | 36 | 36 | 36 | 36 | 36 | 36
Smithfield Energy Facility | SITHE04 | 0 | 0 | 0 | 0 | 0 | 0 | 0 | 0 | 0 | 0
Smithfield Energy Facility | SITHE02 | 36 | 36 | 36 | 36 | 36 | 36 | 36 | 36 | 36 | 36
Smithfield Energy Facility | SITHE03 | 36 | 36 | 36 | 36 | 36 | 36 | 36 | 36 | 36 | 36
Uranquinty | URANQ11 | 164 | 164 | 164 | 164 | 164 | 164 | 164 | 164 | 164 | 164
Uranquinty | URANQ12 | 164 | 164 | 164 | 164 | 164 | 164 | 164 | 164 | 164 | 164
Uranquinty | URANQ13 | 164 | 164 | 164 | 164 | 164 | 164 | 164 | 164 | 164 | 164
Uranquinty | URANQ14 | 164 | 164 | 164 | 164 | 164 | 164 | 164 | 164 | 164 | 164
Barcaldine Power Station | BARCALDN | 36 | 36 | 36 | 36 | 36 | 36 | 36 | 36 | 36 | 36
Braemar | BRAEMAR1 | 173 | 173 | 173 | 173 | 173 | 173 | 173 | 173 | 173 | 173
Braemar | BRAEMAR2 | 173 | 173 | 173 | 173 | 173 | 173 | 173 | 173 | 173 | 173
Braemar | BRAEMAR3 | 173 | 173 | 173 | 173 | 173 | 173 | 173 | 173 | 173 | 173
Braemar 2 Power Station | BRAEMAR5 | 165 | 165 | 165 | 165 | 165 | 165 | 165 | 165 | 165 | 165
Braemar 2 Power Station | BRAEMAR6 | 165 | 165 | 165 | 165 | 165 | 165 | 165 | 165 | 165 | 165
Braemar 2 Power Station | BRAEMAR7 | 165 | 165 | 165 | 165 | 165 | 165 | 165 | 165 | 165 | 165
Mt Stuart | MSTUART1 | 139 | 139 | 139 | 139 | 139 | 139 | 139 | 139 | 139 | 139
Mt Stuart | MSTUART2 | 139 | 139 | 139 | 139 | 139 | 139 | 139 | 139 | 139 | 139
Mt Stuart | MSTUART3 | 118 | 118 | 118 | 118 | 118 | 118 | 118 | 118 | 118 | 118
Oakey Power Station | OAKEY1 | 150 | 150 | 150 | 150 | 150 | 150 | 150 | 150 | 150 | 150
Oakey Power Station | OAKEY2 | 150 | 150 | 150 | 150 | 150 | 150 | 150 | 150 | 150 | 150
Roma | ROMA_7 | 30 | 30 | 30 | 30 | 30 | 30 | 30 | 30 | 30 | 30
Roma | ROMA_8 | 30 | 30 | 30 | 30 | 30 | 30 | 30 | 30 | 30 | 30
Angaston | ANGAS1 | 29.52 | 29.52 | 29.52 | 29.52 | 29.52 | 29.52 | 29.52 | 29.52 | 29.52 | 29.52
Angaston | ANGAS2 | 19.68 | 19.68 | 19.68 | 19.68 | 19.68 | 19.68 | 19.68 | 19.68 | 19.68 | 19.68
Barker Inlet Power Station | BIPS1_01 | 17.5 | 17.5 | 17.5 | 17.5 | 17.5 | 17.5 | 17.5 | 17.5 | 17.5 | 17.5
Barker Inlet Power Station | BIPS1_02 | 17.5 | 17.5 | 17.5 | 17.5 | 17.5 | 17.5 | 17.5 | 17.5 | 17.5 | 17.5
Barker Inlet Power Station | BIPS1_03 | 17.5 | 17.5 | 17.5 | 17.5 | 17.5 | 17.5 | 17.5 | 17.5 | 17.5 | 17.5
Barker Inlet Power Station | BIPS1_04 | 17.5 | 17.5 | 17.5 | 17.5 | 17.5 | 17.5 | 17.5 | 17.5 | 17.5 | 17.5
Barker Inlet Power Station | BIPS1_05 | 17.5 | 17.5 | 17.5 | 17.5 | 17.5 | 17.5 | 17.5 | 17.5 | 17.5 | 17.5
Barker Inlet Power Station | BIPS1_06 | 17.5 | 17.5 | 17.5 | 17.5 | 17.5 | 17.5 | 17.5 | 17.5 | 17.5 | 17.5
Barker Inlet Power Station | BIPS1_07 | 17.5 | 17.5 | 17.5 | 17.5 | 17.5 | 17.5 | 17.5 | 17.5 | 17.5 | 17.5
Barker Inlet Power Station | BIPS1_08 | 17.5 | 17.5 | 17.5 | 17.5 | 17.5 | 17.5 | 17.5 | 17.5 | 17.5 | 17.5
Barker Inlet Power Station | BIPS1_09 | 17.5 | 17.5 | 17.5 | 17.5 | 17.5 | 17.5 | 17.5 | 17.5 | 17.5 | 17.5
Barker Inlet Power Station | BIPS1_10 | 17.5 | 17.5 | 17.5 | 17.5 | 17.5 | 17.5 | 17.5 | 17.5 | 17.5 | 17.5
Barker Inlet Power Station | BIPS1_11 | 17.5 | 17.5 | 17.5 | 17.5 | 17.5 | 17.5 | 17.5 | 17.5 | 17.5 | 17.5
Barker Inlet Power Station | BIPS1_12 | 17.5 | 17.5 | 17.5 | 17.5 | 17.5 | 17.5 | 17.5 | 17.5 | 17.5 | 17.5
Dry Creek GT | DRYCGT1 | 39 | 39 | 39 | 39 | 39 | 39 | 39 | 39 | 39 | 0
Dry Creek GT | DRYCGT2 | 40 | 40 | 40 | 40 | 40 | 40 | 40 | 40 | 40 | 0
Dry Creek GT | DRYCGT3 | 43 | 43 | 43 | 43 | 43 | 43 | 43 | 43 | 43 | 0
Hallett GT | AGLHAL01 | 15.5 | 15.5 | 15.5 | 15.5 | 15.5 | 15.5 | 15.5 | 15.5 | 15.5 | 15.5
Hallett GT | AGLHAL05 | 15.5 | 15.5 | 15.5 | 15.5 | 15.5 | 15.5 | 15.5 | 15.5 | 15.5 | 15.5
Hallett GT | AGLHAL06 | 13.5 | 13.5 | 13.5 | 13.5 | 13.5 | 13.5 | 13.5 | 13.5 | 13.5 | 13.5
Hallett GT | AGLHAL07 | 21.5 | 21.5 | 21.5 | 21.5 | 21.5 | 21.5 | 21.5 | 21.5 | 21.5 | 21.5
Hallett GT | AGLHAL08 | 23 | 23 | 23 | 23 | 23 | 23 | 23 | 23 | 23 | 23
Hallett GT | AGLHAL09 | 0 | 21.5 | 21.5 | 21.5 | 21.5 | 21.5 | 21.5 | 21.5 | 21.5 | 21.5
Hallett GT | AGLHAL10 | 15 | 15 | 15 | 15 | 15 | 15 | 15 | 15 | 15 | 15
Hallett GT | AGLHAL11 | 15 | 15 | 15 | 15 | 15 | 15 | 15 | 15 | 15 | 15
Hallett GT | AGLHAL12 | 15 | 15 | 15 | 15 | 15 | 15 | 15 | 15 | 15 | 15
Hallett GT | AGLHAL02 | 0 | 15.5 | 15.5 | 15.5 | 15.5 | 15.5 | 15.5 | 15.5 | 15.5 | 15.5
Hallett GT | AGLHAL03 | 17 | 17 | 17 | 17 | 17 | 17 | 17 | 17 | 17 | 17
Hallett GT | AGLHAL04 | 15 | 15 | 15 | 15 | 15 | 15 | 15 | 15 | 15 | 15
Hallett GT | AGLHALRE | 32 | 32 | 32 | 32 | 32 | 32 | 32 | 32 | 32 | 32
Ladbroke Grove | LADBROK1 | 37 | 37 | 37 | 37 | 37 | 37 | 37 | 37 | 37 | 37
Ladbroke Grove | LADBROK2 | 37 | 37 | 37 | 37 | 37 | 37 | 37 | 37 | 37 | 37
Mintaro GT | MINTARO | 73 | 73 | 73 | 73 | 73 | 73 | 73 | 73 | 73 | 0
Quarantine | QPS1 | 23 | 23 | 23 | 23 | 23 | 23 | 23 | 23 | 23 | 23
Quarantine | QPS2 | 20 | 20 | 20 | 20 | 20 | 20 | 20 | 20 | 20 | 20
Quarantine | QPS3 | 23 | 23 | 23 | 23 | 23 | 23 | 23 | 23 | 23 | 23
Quarantine | QPS4 | 20 | 20 | 20 | 20 | 20 | 20 | 20 | 20 | 20 | 20
Quarantine | QPS5 | 114 | 114 | 114 | 114 | 114 | 114 | 114 | 114 | 114 | 114
Bell Bay Three | BBTHREE1 | 0 | 0 | 0 | 0 | 0 | 0 | 0 | 0 | 0 | 0
Bell Bay Three | BBTHREE2 | 0 | 0 | 0 | 0 | 0 | 0 | 0 | 0 | 0 | 0
Bell Bay Three | BBTHREE3 | 0 | 0 | 0 | 0 | 0 | 0 | 0 | 0 | 0 | 0
Tamar Valley Peaking | TVPP104 | 0 | 0 | 0 | 0 | 0 | 0 | 0 | 0 | 0 | 0
Somerton | AGLSOM01 | 37.5 | 37.5 | 37.5 | 37.5 | 37.5 | 37.5 | 37.5 | 37.5 | 42.5 | 42.5
Somerton | AGLSOM02 | 37.5 | 37.5 | 37.5 | 37.5 | 37.5 | 37.5 | 37.5 | 37.5 | 42.5 | 42.5
Somerton | AGLSOM03 | 37.5 | 37.5 | 37.5 | 37.5 | 37.5 | 37.5 | 37.5 | 37.5 | 42.5 | 42.5
Somerton | AGLSOM04 | 37.5 | 37.5 | 37.5 | 37.5 | 37.5 | 37.5 | 37.5 | 37.5 | 42.5 | 42.5
Bairnsdale | BDL01 | 36 | 36 | 36 | 36 | 36 | 36 | 36 | 36 | 36 | 36
Bairnsdale | BDL02 | 37 | 37 | 37 | 37 | 37 | 37 | 37 | 37 | 37 | 37
Jeeralang A | JLA01 | 50 | 50 | 50 | 50 | 50 | 50 | 50 | 50 | 50 | 50
Jeeralang A | JLA02 | 50 | 50 | 50 | 50 | 50 | 50 | 50 | 50 | 50 | 50
Jeeralang A | JLA03 | 50 | 50 | 50 | 50 | 50 | 50 | 50 | 50 | 50 | 50
Jeeralang A | JLA04 | 50 | 50 | 50 | 50 | 50 | 50 | 50 | 50 | 50 | 50
Jeeralang B | JLB01 | 76 | 76 | 76 | 76 | 76 | 76 | 76 | 76 | 76 | 76
Jeeralang B | JLB02 | 76 | 76 | 76 | 76 | 76 | 76 | 76 | 76 | 76 | 76
Jeeralang B | JLB03 | 78 | 78 | 78 | 78 | 78 | 78 | 78 | 78 | 78 | 78
Laverton North | LNGS1 | 158 | 158 | 172 | 172 | 172 | 172 | 172 | 172 | 172 | 172
Laverton North | LNGS2 | 158 | 172 | 172 | 172 | 172 | 172 | 172 | 172 | 172 | 172
Mortlake | MORTLK11 | 266 | 266 | 266 | 266 | 266 | 266 | 266 | 266 | 266 | 266
Mortlake | MORTLK12 | 266 | 266 | 266 | 266 | 266 | 266 | 266 | 266 | 266 | 266
Valley Power | VPGS1 | 50 | 50 | 50 | 50 | 50 | 50 | 50 | 50 | 50 | 50
Valley Power | VPGS2 | 50 | 50 | 50 | 50 | 50 | 50 | 50 | 50 | 50 | 50
Valley Power | VPGS3 | 50 | 50 | 50 | 50 | 50 | 50 | 50 | 50 | 50 | 50
Valley Power | VPGS4 | 50 | 50 | 50 | 50 | 50 | 50 | 50 | 50 | 50 | 50
Valley Power | VPGS5 | 50 | 50 | 50 | 50 | 50 | 50 | 50 | 50 | 50 | 50
Valley Power | VPGS6 | 50 | 50 | 50 | 50 | 50 | 50 | 50 | 50 | 50 | 50
Torrens Island A | TORRA3 | 0 | 0 | 0 | 0 | 0 | 0 | 0 | 0 | 0 | 0
Torrens Island B | TORRB1 | 0 | 0 | 200 | 200 | 200 | 200 | 200 | 200 | 200 | 200
Torrens Island B | TORRB2 | 200 | 200 | 200 | 200 | 200 | 200 | 200 | 200 | 200 | 200
Torrens Island B | TORRB3 | 200 | 200 | 200 | 200 | 200 | 200 | 200 | 200 | 200 | 200
Torrens Island B | TORRB4 | 200 | 200 | 200 | 200 | 200 | 200 | 200 | 200 | 200 | 200
Newport | NPS | 510 | 510 | 510 | 510 | 510 | 510 | 510 | 510 | 510 | 510
Lonsdale | LONSDALE | 21.06 | 21.06 | 21.06 | 21.06 | 21.06 | 21.06 | 21.06 | 21.06 | 21.06 | 21.06
Port Lincoln GT | POR01 | 21 | 21 | 21 | 21 | 21 | 21 | 21 | 21 | 21 | 0
Port Lincoln GT | POR02 | 21 | 21 | 21 | 21 | 21 | 21 | 21 | 21 | 21 | 0
Port Lincoln GT | POR03 | 19 | 19 | 19 | 19 | 19 | 19 | 19 | 19 | 19 | 0
Port Stanvac 1 | PTSTAN1_1 | 32.4 | 32.4 | 32.4 | 32.4 | 32.4 | 32.4 | 32.4 | 32.4 | 32.4 | 32.4
Port Stanvac 1 | PTSTAN1_2 | 32.4 | 32.4 | 32.4 | 32.4 | 32.4 | 32.4 | 32.4 | 32.4 | 32.4 | 32.4
Snuggery | SNUG1 | 19 | 19 | 19 | 19 | 19 | 19 | 19 | 19 | 19 | 0
Snuggery | SNUG2 | 19 | 19 | 19 | 19 | 19 | 19 | 19 | 19 | 19 | 0
Snuggery | SNUG3 | 19 | 19 | 19 | 19 | 19 | 19 | 19 | 19 | 19 | 0
Blowering | BLOWERNG | 70 | 70 | 70 | 70 | 70 | 70 | 70 | 70 | 70 | 70
Guthega | GUTHEGA1 | 34 | 34 | 34 | 34 | 34 | 34 | 34 | 34 | 34 | 34
Guthega | GUTHEGA2 | 34 | 34 | 34 | 34 | 34 | 34 | 34 | 34 | 34 | 34
Hume Dam NSW | HUMENSW | 29 | 29 | 29 | 29 | 29 | 29 | 29 | 29 | 29 | 29
Shoalhaven | SHGEN01 | 40 | 40 | 40 | 40 | 40 | 40 | 40 | 40 | 40 | 40
Shoalhaven | SHGEN02 | 40 | 40 | 40 | 40 | 40 | 40 | 40 | 40 | 40 | 40
Shoalhaven | SHGEN03 | 80 | 80 | 80 | 80 | 80 | 80 | 80 | 80 | 80 | 80
Shoalhaven | SHGEN04 | 80 | 80 | 80 | 80 | 80 | 80 | 80 | 80 | 80 | 80
Upper Tumut | TUMUT1_01 | 93 | 93 | 93 | 93 | 103 | 103 | 103 | 103 | 103 | 103
Upper Tumut | TUMUT1_02 | 93 | 93 | 93 | 93 | 103 | 103 | 103 | 103 | 103 | 103
Upper Tumut | TUMUT1_03 | 93 | 93 | 93 | 93 | 93 | 103 | 103 | 103 | 103 | 103
Upper Tumut | TUMUT1_04 | 103 | 103 | 103 | 103 | 103 | 103 | 103 | 103 | 103 | 103
Upper Tumut | TUMUT2_01 | 73 | 73 | 73 | 73 | 73 | 73 | 78 | 78 | 78 | 78
Upper Tumut | TUMUT2_02 | 73 | 73 | 73 | 73 | 73 | 73 | 78 | 78 | 78 | 78
Upper Tumut | TUMUT2_03 | 73 | 73 | 73 | 73 | 73 | 73 | 73 | 78 | 78 | 78
Upper Tumut | TUMUT2_04 | 73 | 73 | 73 | 73 | 73 | 73 | 73 | 78 | 78 | 78
Tumut 3 | TUMUT3_01 | 300 | 300 | 300 | 300 | 300 | 300 | 300 | 300 | 300 | 300
Tumut 3 | TUMUT3_02 | 300 | 300 | 300 | 300 | 300 | 300 | 300 | 300 | 300 | 300
Tumut 3 | TUMUT3_03 | 300 | 300 | 300 | 300 | 300 | 300 | 300 | 300 | 300 | 300
Tumut 3 | TUMUT3_04 | 300 | 300 | 300 | 300 | 300 | 300 | 300 | 300 | 300 | 300
Tumut 3 | TUMUT3_05 | 300 | 300 | 300 | 300 | 300 | 300 | 300 | 300 | 300 | 300
Tumut 3 | TUMUT3_06 | 300 | 300 | 300 | 300 | 300 | 300 | 300 | 300 | 300 | 300
Barron Gorge | BARRON-1 | 33 | 33 | 33 | 33 | 33 | 33 | 33 | 33 | 33 | 33
Barron Gorge | BARRON-2 | 33 | 33 | 33 | 33 | 33 | 33 | 33 | 33 | 33 | 33
Kareeya | KAREEYA1 | 21.6 | 21.6 | 21.6 | 21.6 | 21.6 | 21.6 | 21.6 | 21.6 | 21.6 | 21.6
Kareeya | KAREEYA2 | 21.6 | 21.6 | 21.6 | 21.6 | 21.6 | 21.6 | 21.6 | 21.6 | 21.6 | 21.6
Kareeya | KAREEYA3 | 21.6 | 21.6 | 21.6 | 21.6 | 21.6 | 21.6 | 21.6 | 21.6 | 21.6 | 21.6
Kareeya | KAREEYA4 | 21.6 | 21.6 | 21.6 | 21.6 | 21.6 | 21.6 | 21.6 | 21.6 | 21.6 | 21.6
Wivenhoe | W/HOE#1 | 285 | 285 | 285 | 285 | 285 | 285 | 285 | 285 | 285 | 285
Wivenhoe | W/HOE#2 | 285 | 285 | 285 | 285 | 285 | 285 | 285 | 285 | 285 | 285
Bastyan | BASTYAN | 0 | 0 | 0 | 0 | 0 | 0 | 0 | 0 | 0 | 0
Catagunya / Liapootah / Wayatinah | CA111-1 | 0 | 0 | 0 | 0 | 0 | 0 | 0 | 0 | 0 | 0
Catagunya / Liapootah / Wayatinah | CA112-2 | 0 | 0 | 0 | 0 | 0 | 0 | 0 | 0 | 0 | 0
Catagunya / Liapootah / Wayatinah | LI111-1 | 0 | 0 | 0 | 0 | 0 | 0 | 0 | 0 | 0 | 0
Catagunya / Liapootah / Wayatinah | LI112-2 | 0 | 0 | 0 | 0 | 0 | 0 | 0 | 0 | 0 | 0
Catagunya / Liapootah / Wayatinah | LI113-3 | 0 | 0 | 0 | 0 | 0 | 0 | 0 | 0 | 0 | 0
Catagunya / Liapootah / Wayatinah | WY111-1 | 0 | 0 | 0 | 0 | 0 | 0 | 0 | 0 | 0 | 0
Catagunya / Liapootah / Wayatinah | WY111-2 | 0 | 0 | 0 | 0 | 0 | 0 | 0 | 0 | 0 | 0
Catagunya / Liapootah / Wayatinah | WY111-3 | 0 | 0 | 0 | 0 | 0 | 0 | 0 | 0 | 0 | 0
Cethana | CETHANA | 0 | 0 | 0 | 0 | 0 | 0 | 0 | 0 | 0 | 0
Devils gate | DEVILS_G | 0 | 0 | 0 | 0 | 0 | 0 | 0 | 0 | 0 | 0
Fisher | FISHER | 0 | 0 | 0 | 0 | 0 | 0 | 0 | 0 | 0 | 0
Gordon | GO181-1 | 0 | 0 | 0 | 0 | 0 | 0 | 0 | 0 | 0 | 0
Gordon | GO182-2 | 0 | 0 | 0 | 0 | 0 | 0 | 0 | 0 | 0 | 0
Gordon | GO183-3 | 0 | 0 | 0 | 0 | 0 | 0 | 0 | 0 | 0 | 0
John Butters | JBUTTERS | 0 | 0 | 0 | 0 | 0 | 0 | 0 | 0 | 0 | 0
Lake Echo | LK_ECHO | 0 | 0 | 0 | 0 | 0 | 0 | 0 | 0 | 0 | 0
Lemonthyme / Wilmot | LM111-1 | 0 | 0 | 0 | 0 | 0 | 0 | 0 | 0 | 0 | 0
Lemonthyme / Wilmot | WI111-1 | 0 | 0 | 0 | 0 | 0 | 0 | 0 | 0 | 0 | 0
Mackintosh | MACKNTSH | 0 | 0 | 0 | 0 | 0 | 0 | 0 | 0 | 0 | 0
Meadowbank | MEADOWBK | 0 | 0 | 0 | 0 | 0 | 0 | 0 | 0 | 0 | 0
Poatina | PO161-1 | 0 | 0 | 0 | 0 | 0 | 0 | 0 | 0 | 0 | 0
Poatina | PO163-3 | 0 | 0 | 0 | 0 | 0 | 0 | 0 | 0 | 0 | 0
Poatina | PO165-5 | 0 | 0 | 0 | 0 | 0 | 0 | 0 | 0 | 0 | 0
Poatina | PO166-6 | 0 | 0 | 0 | 0 | 0 | 0 | 0 | 0 | 0 | 0
Poatina | PO164-4 | 0 | 0 | 0 | 0 | 0 | 0 | 0 | 0 | 0 | 0
Poatina | PO162-2 | 0 | 0 | 0 | 0 | 0 | 0 | 0 | 0 | 0 | 0
Reece | REECE1 | 0 | 0 | 0 | 0 | 0 | 0 | 0 | 0 | 0 | 0
Reece | REECE2 | 0 | 0 | 0 | 0 | 0 | 0 | 0 | 0 | 0 | 0
Tarraleah | TA111-1 | 0 | 0 | 0 | 0 | 0 | 0 | 0 | 0 | 0 | 0
Tarraleah | TA111-2 | 0 | 0 | 0 | 0 | 0 | 0 | 0 | 0 | 0 | 0
Tarraleah | TA111-3 | 0 | 0 | 0 | 0 | 0 | 0 | 0 | 0 | 0 | 0
Tarraleah | TA112-4 | 0 | 0 | 0 | 0 | 0 | 0 | 0 | 0 | 0 | 0
Tarraleah | TA112-5 | 0 | 0 | 0 | 0 | 0 | 0 | 0 | 0 | 0 | 0
Tarraleah | TA112-6 | 0 | 0 | 0 | 0 | 0 | 0 | 0 | 0 | 0 | 0
Trevallyn | TR111-1 | 0 | 0 | 0 | 0 | 0 | 0 | 0 | 0 | 0 | 0
Trevallyn | TR111-2 | 0 | 0 | 0 | 0 | 0 | 0 | 0 | 0 | 0 | 0
Trevallyn | TR112-3 | 0 | 0 | 0 | 0 | 0 | 0 | 0 | 0 | 0 | 0
Trevallyn | TR112-4 | 0 | 0 | 0 | 0 | 0 | 0 | 0 | 0 | 0 | 0
Tribute | TRIBUTE | 0 | 0 | 0 | 0 | 0 | 0 | 0 | 0 | 0 | 0
Tungatinah | TU111-1 | 0 | 0 | 0 | 0 | 0 | 0 | 0 | 0 | 0 | 0
Tungatinah | TU112-2 | 0 | 0 | 0 | 0 | 0 | 0 | 0 | 0 | 0 | 0
Tungatinah | TU113-3 | 0 | 0 | 0 | 0 | 0 | 0 | 0 | 0 | 0 | 0
Tungatinah | TU114-4 | 0 | 0 | 0 | 0 | 0 | 0 | 0 | 0 | 0 | 0
Tungatinah | TU115-5 | 0 | 0 | 0 | 0 | 0 | 0 | 0 | 0 | 0 | 0
Bogong / MacKay | BOGONG1 | 70 | 70 | 70 | 70 | 70 | 70 | 70 | 70 | 70 | 70
Bogong / MacKay | BOGONG2 | 70 | 70 | 70 | 70 | 70 | 70 | 70 | 70 | 70 | 70
Bogong / MacKay | MCKAY11 | 26.67 | 26.67 | 26.67 | 26.67 | 26.67 | 26.67 | 26.67 | 26.67 | 26.67 | 26.67
Bogong / MacKay | MCKAY12 | 26.67 | 26.67 | 26.67 | 26.67 | 26.67 | 26.67 | 26.67 | 26.67 | 26.67 | 26.67
Bogong / MacKay | MCKAY13 | 26.67 | 26.67 | 26.67 | 26.67 | 26.67 | 26.67 | 26.67 | 26.67 | 26.67 | 26.67
Bogong / MacKay | MCKAY14 | 26.67 | 26.67 | 26.67 | 26.67 | 26.67 | 26.67 | 26.67 | 26.67 | 26.67 | 26.67
Bogong / MacKay | MCKAY15 | 26.67 | 26.67 | 26.67 | 26.67 | 26.67 | 26.67 | 26.67 | 26.67 | 26.67 | 26.67
Bogong / MacKay | MCKAY16 | 26.67 | 26.67 | 26.67 | 26.67 | 26.67 | 26.67 | 26.67 | 26.67 | 26.67 | 26.67
Dartmouth | DARTM1 | 170 | 170 | 170 | 170 | 170 | 170 | 170 | 170 | 170 | 170
Eildon | EILDON1 | 60 | 60 | 60 | 60 | 60 | 60 | 60 | 60 | 60 | 60
Eildon | EILDON2 | 60 | 60 | 60 | 60 | 60 | 60 | 60 | 60 | 60 | 60
Hume Dam VIC | HUMEV | 29 | 29 | 29 | 29 | 29 | 29 | 29 | 29 | 29 | 29
Murray 1 | MURRAY01 | 95 | 95 | 95 | 95 | 95 | 95 | 95 | 95 | 95 | 95
Murray 1 | MURRAY03 | 95 | 95 | 95 | 95 | 95 | 95 | 95 | 95 | 95 | 95
Murray 1 | MURRAY04 | 95 | 95 | 95 | 95 | 95 | 95 | 95 | 95 | 95 | 95
Murray 1 | MURRAY05 | 95 | 95 | 95 | 95 | 95 | 95 | 95 | 95 | 95 | 95
Murray 1 | MURRAY06 | 95 | 95 | 95 | 95 | 95 | 95 | 95 | 95 | 95 | 95
Murray 1 | MURRAY07 | 95 | 95 | 95 | 95 | 95 | 95 | 95 | 95 | 95 | 95
Murray 1 | MURRAY08 | 95 | 95 | 95 | 95 | 95 | 95 | 95 | 95 | 95 | 95
Murray 1 | MURRAY09 | 95 | 95 | 95 | 95 | 95 | 95 | 95 | 95 | 95 | 95
Murray 1 | MURRAY10 | 95 | 95 | 95 | 95 | 95 | 95 | 95 | 95 | 95 | 95
Murray 1 | MURRAY02 | 95 | 95 | 95 | 95 | 95 | 95 | 95 | 95 | 95 | 95
Murray 2 | MURRAY11 | 137.5 | 137.5 | 150 | 150 | 150 | 150 | 150 | 150 | 150 | 150
Murray 2 | MURRAY12 | 137.5 | 150 | 150 | 150 | 150 | 150 | 150 | 150 | 150 | 150
Murray 2 | MURRAY13 | 150 | 150 | 150 | 150 | 150 | 150 | 150 | 150 | 150 | 150
Murray 2 | MURRAY14 | 150 | 150 | 150 | 150 | 150 | 150 | 150 | 150 | 150 | 150
West Kiewa | WKIEWA1_1 | 17 | 17 | 17 | 17 | 17 | 17 | 17 | 17 | 17 | 17
West Kiewa | WKIEWA1_2 | 17 | 17 | 17 | 17 | 17 | 17 | 17 | 17 | 17 | 17
West Kiewa | WKIEWA2_1 | 17 | 17 | 17 | 17 | 17 | 17 | 17 | 17 | 17 | 17
West Kiewa | WKIEWA2_2 | 17 | 17 | 17 | 17 | 17 | 17 | 17 | 17 | 17 | 17
Beryl Solar Farm | BERYLSF1 | 87 | 87 | 87 | 87 | 87 | 87 | 87 | 87 | 87 | 87
Bomen Solar Farm | BOMENSF1 | 97.24 | 97.24 | 97.24 | 97.24 | 97.24 | 97.24 | 97.24 | 97.24 | 97.24 | 97.24
Broken Hill Solar Farm | BROKENH1 | 53 | 53 | 53 | 53 | 53 | 53 | 53 | 53 | 53 | 53
Coleambally Solar Farm | COLEASF1 | 150.03 | 150.03 | 150.03 | 150.03 | 150.03 | 150.03 | 150.03 | 150.93 | 150.03 | 150.03
Darlington Point Solar Farm | DARLSF1 | 266.004 | 266.004 | 266.004 | 266.004 | 266.004 | 266.004 | 266.004 | 266.004 | 266.004 | 266.004
Finley Solar Farm | FINLYSF1 | 129.987 | 129.987 | 129.987 | 129.987 | 129.987 | 129.987 | 129.987 | 129.987 | 129.987 | 129.987
Goonumbla Solar Farm | GOONSF1 | 69.316 | 69.316 | 69.316 | 69.316 | 69.316 | 69.316 | 69.316 | 69.316 | 69.316 | 69.316
Gullen Range Solar Farm | GULLRSF1 | 10 | 10 | 10 | 10 | 10 | 10 | 10 | 10 | 10 | 10
Limondale Solar Farm 1 | LIMOSF11 | 214.7 | 214.7 | 214.7 | 214.7 | 214.7 | 214.7 | 214.7 | 214.7 | 214.7 | 214.7
Limondale Solar Farm 2 | LIMOSF21 | 28.994 | 28.994 | 28.994 | 28.994 | 28.994 | 28.994 | 28.994 | 28.994 | 28.994 | 28.994
Manildra Solar Farm | MANSLR1 | 46.7 | 46.7 | 46.7 | 46.7 | 46.7 | 46.7 | 46.7 | 46.7 | 46.7 | 46.7
Molong Solar Farm | MOLNGSF1 | 32.406 | 32.406 | 32.406 | 32.406 | 32.406 | 32.406 | 32.406 | 32.406 | 32.406 | 32.406
Moree Solar Farm | MOREESF1 | 56 | 56 | 56 | 56 | 56 | 56 | 56 | 56 | 56 | 56
Nevertire Solar Farm | NEVERSF1 | 104.64 | 104.64 | 104.64 | 104.64 | 104.64 | 104.64 | 104.64 | 104.64 | 104.64 | 104.64
Nyngan Solar Plant | NYNGAN1 | 102.025 | 102.025 | 102.025 | 102.025 | 102.025 | 102.025 | 102.025 | 102.025 | 102.025 | 102.025
Parkes Solar Farm | PARSF1 | 50.5 | 50.5 | 50.5 | 50.5 | 50.5 | 50.5 | 50.5 | 50.5 | 50.5 | 50.5
Sunraysia Solar Farm | SUNRSF1 | 199.68 | 199.68 | 199.68 | 199.68 | 199.68 | 199.68 | 199.68 | 199.68 | 199.68 | 199.68
White Rock Solar Farm | WRSF1 | 20 | 20 | 20 | 20 | 20 | 20 | 20 | 20 | 20 | 20
Childers Solar Farm | CHILDSF1 | 55.87 | 55.87 | 55.87 | 55.87 | 55.87 | 55.87 | 55.87 | 55.87 | 55.87 | 55.87
Clare Solar Farm | CLARESF1 | 96.6 | 96.6 | 96.6 | 96.6 | 96.6 | 96.6 | 96.6 | 96.6 | 96.6 | 96.6
Clermont Solar Farm | CLERMSF1 | 72.89 | 72.89 | 72.89 | 72.89 | 72.89 | 72.89 | 72.89 | 72.89 | 72.89 | 72.89
Collinsville Solar Farm | CSPVPS1 | 41.31 | 41.31 | 41.31 | 41.31 | 41.31 | 41.31 | 41.31 | 41.31 | 41.31 | 41.31
Darling Downs Solar Farm | DDSF1 | 108.504 | 108.504 | 108.504 | 108.504 | 108.504 | 108.504 | 108.504 | 108.504 | 108.504 | 108.504
Daydream Solar Farm | DAYDSF1 | 147.071 | 147.071 | 147.071 | 147.071 | 147.071 | 147.071 | 147.071 | 147.071 | 147.071 | 147.071
Emerald Solar Park | EMERASF1 | 69.76 | 69.76 | 69.76 | 69.76 | 69.76 | 69.76 | 69.76 | 69.76 | 69.76 | 69.76
Hamilton Solar Farm | HAMISF1 | 54.901 | 54.901 | 54.901 | 54.901 | 54.901 | 54.901 | 54.901 | 54.901 | 54.901 | 54.901
Haughton Solar Farm | HAUGHT11 | 100.035 | 100.035 | 100.035 | 100.035 | 100.035 | 100.035 | 100.035 | 100.035 | 100.035 | 100.035
Hayman Solar Farm | HAYMSF1 | 48.006 | 48.006 | 48.006 | 48.006 | 48.006 | 48.006 | 48.006 | 48.006 | 48.006 | 48.006
Hughenden Solar Farm | HUGSF1 | 18 | 18 | 18 | 18 | 18 | 18 | 18 | 18 | 18 | 18
Kidston Solar Farm | KSP1 | 48.5 | 48.5 | 48.5 | 48.5 | 48.5 | 48.5 | 48.5 | 48.5 | 48.5 | 48.5
Lilyvale Solar Farm | LILYSF1 | 98.79 | 98.79 | 98.79 | 98.79 | 98.79 | 98.79 | 98.79 | 98.79 | 98.79 | 98.79
Longreach Solar Farm | LRSF1 | 14 | 14 | 14 | 14 | 14 | 14 | 14 | 14 | 14 | 14
Middlemount Sun Farm | MIDDLSF1 | 26 | 26 | 26 | 26 | 26 | 26 | 26 | 26 | 26 | 26
Oakey 1 Solar Farm | OAKEY1SF | 24.22 | 24.22 | 24.22 | 24.22 | 24.22 | 24.22 | 24.22 | 24.22 | 24.22 | 24.22
Oakey 2 Solar Farm | OAKEY2SF | 53.43 | 53.43 | 53.43 | 53.43 | 53.43 | 53.43 | 53.43 | 53.43 | 53.43 | 53.43
Ross River Solar Farm | RRSF1 | 115.968 | 115.968 | 115.968 | 115.968 | 115.968 | 115.968 | 115.968 | 115.968 | 115.968 | 115.968
Rugby Run Solar Farm | RUGBYR1 | 65 | 65 | 65 | 65 | 65 | 65 | 65 | 65 | 65 | 65
Sun Metals Corporation Solar Farm | SMCSF1 | 119.6 | 119.6 | 119.6 | 119.6 | 119.6 | 119.6 | 119.6 | 119.6 | 119.6 | 119.6
Susan River Solar Farm | SRSF1 | 75.019 | 75.019 | 75.019 | 75.019 | 75.019 | 75.019 | 75.019 | 75.019 | 75.019 | 0
Whitsunday Solar Farm | WHITSF1 | 54.901 | 54.901 | 54.901 | 54.901 | 54.901 | 54.901 | 54.901 | 54.901 | 54.901 | 54.901
Yarranlea Solar Farm | YARANSF1 | 102.96 | 102.96 | 102.96 | 102.96 | 102.96 | 102.96 | 102.96 | 102.96 | 102.96 | 102.96
Bungala one Solar Farm | BNGSF1 | 109.62 | 109.62 | 109.62 | 109.62 | 109.62 | 109.62 | 109.62 | 109.62 | 109.62 | 109.62
Bungala Two Solar Farm | BNGSF2 | 109.62 | 109.62 | 109.62 | 109.62 | 109.62 | 109.62 | 109.62 | 109.62 | 109.62 | 109.62
Tailem Bend Solar Farm | TBSF1 | 94.9968 | 94.9968 | 94.9968 | 94.9968 | 94.9968 | 94.9968 | 94.9968 | 94.9968 | 94.9968 | 94.9968
Bannerton Solar Farm | BANN1 | 84 | 84 | 84 | 84 | 84 | 84 | 84 | 84 | 84 | 84
Gannawarra Solar Farm | GANNSF1 | 49.016 | 49.016 | 49.016 | 49.016 | 49.016 | 49.016 | 49.016 | 49.016 | 49.016 | 49.016
Glenrowan West Solar Farm | GLRWNSF1 | 106.944 | 106.944 | 106.944 | 106.944 | 106.944 | 106.944 | 106.944 | 106.944 | 106.944 | 106.944
Karadoc Solar Farm | KARSF1 | 90.06 | 90.06 | 90.06 | 90.06 | 90.06 | 90.06 | 90.06 | 90.06 | 90.06 | 90.06
Kiamal Solar Farm stage 1 | KIAMSF1 | 199.95 | 199.95 | 199.95 | 199.95 | 199.95 | 199.95 | 199.95 | 199.95 | 199.95 | 199.95
Numurkah Solar Farm | NUMURSF1 | 71.04 | 71.04 | 71.04 | 71.04 | 71.04 | 71.04 | 71.04 | 71.04 | 71.04 | 71.04
Numurkah Solar Farm | NUMURSF2 | 36.48 | 36.48 | 36.48 | 36.48 | 36.48 | 36.48 | 36.48 | 36.48 | 36.48 | 36.48
Wemen Solar Farm | WEMENSF1 | 85.527 | 85.527 | 85.527 | 85.527 | 85.527 | 85.527 | 85.527 | 85.527 | 85.527 | 85.527
Yatpool Solar Farm | YATSF1 | 45 | 45 | 45 | 45 | 45 | 45 | 45 | 45 | 45 | 45
Yatpool Solar Farm | YATSF2 | 36 | 36 | 36 | 36 | 36 | 36 | 36 | 36 | 36 | 36
Bango 973 Wind Farm | BANGOWF1 | 159 | 159 | 159 | 159 | 159 | 159 | 159 | 159 | 159 | 159
Boco Rock Wind Farm | BOCORWF1 | 113.18 | 113.18 | 113.18 | 113.18 | 113.18 | 113.18 | 113.18 | 113.18 | 113.18 | 113.18
Bodangora Wind Farm | BODWF1 | 113.19 | 113.19 | 113.19 | 113.19 | 113.19 | 113.19 | 113.19 | 113.19 | 113.19 | 113.19
Capital Wind Farm | CAPTL_WF | 140.7 | 140.7 | 140.7 | 140.7 | 140.7 | 140.7 | 140.7 | 140.7 | 140.7 | 140.7
Collector | COLWF01 | 210.6 | 210.6 | 210.6 | 210.6 | 210.6 | 210.6 | 210.6 | 210.6 | 210.6 | 210.6
Crookwell 2 Wind Farm | CROOKWF2 | 91 | 91 | 91 | 91 | 91 | 91 | 91 | 91 | 91 | 91
Crudine Ridge Wind Farm | CRURWF1 | 138.01 | 138.01 | 138.01 | 138.01 | 138.01 | 138.01 | 138.01 | 138.01 | 138.01 | 138.01
Cullerin Range Wind Farm | CULLRGWF | 30 | 30 | 30 | 30 | 30 | 30 | 30 | 30 | 30 | 30
Gullen Range Wind Farm | GULLRWF1 | 165.5 | 165.5 | 165.5 | 165.5 | 165.5 | 165.5 | 165.5 | 165.5 | 165.5 | 165.5
Gunning Wind Farm | GUNNING1 | 46.5 | 46.5 | 46.5 | 46.5 | 46.5 | 46.5 | 46.5 | 46.5 | 46.5 | 46.5
Sapphire Wind Farm | SAPHWF1 | 252 | 252 | 252 | 252 | 252 | 252 | 252 | 252 | 252 | 252
Silverton Wind Farm | STWF1 | 198.012 | 198.012 | 198.012 | 198.012 | 198.012 | 198.012 | 198.012 | 198.012 | 198.012 | 198.012
Taralga Wind Farm | TARALGA1 | 106.8 | 106.8 | 106.8 | 106.8 | 106.8 | 106.8 | 106.8 | 106.8 | 106.8 | 106.8
White Rock Wind Farm - Stage 1 | WRWF1 | 172.48 | 172.48 | 172.48 | 172.48 | 172.48 | 172.48 | 172.48 | 172.48 | 172.48 | 172.48
Woodlawn Wind Farm | WOODLWN1 | 48.3 | 48.3 | 48.3 | 48.3 | 48.3 | 48.3 | 48.3 | 48.3 | 48.3 | 48.3
Coopers Gap Wind Farm | COOPGWF1 | 439.975 | 439.975 | 439.975 | 439.975 | 439.975 | 439.975 | 439.975 | 439.975 | 439.975 | 439.975
Mount Emerald Wind Farm | MEWF1 | 180.465 | 180.465 | 180.465 | 180.465 | 180.465 | 180.465 | 180.465 | 180.465 | 180.465 | 180.465
Canunda Wind Farm | CNUNDAWF | 46 | 46 | 46 | 46 | 46 | 46 | 46 | 46 | 46 | 46
Cathedral Rocks Wind Farm | CATHROCK | 66 | 66 | 66 | 66 | 66 | 66 | 66 | 66 | 66 | 66
Clements Gap Wind Farm | CLEMGPWF | 56.7 | 56.7 | 56.7 | 56.7 | 56.7 | 56.7 | 56.7 | 56.7 | 56.7 | 56.7
Hallett Stage 1 Brown Hill Wind Farm | HALLWF1 | 94.5 | 94.5 | 94.5 | 94.5 | 94.5 | 94.5 | 94.5 | 94.5 | 94.5 | 94.5
Hallett Stage 2 Hallett Hill Wind Farm | HALLWF2 | 71.4 | 71.4 | 71.4 | 71.4 | 71.4 | 71.4 | 71.4 | 71.4 | 71.4 | 71.4
Hallett 4 North Brown Hill Wind Farm | NBHWF1 | 131.985 | 131.985 | 131.985 | 131.985 | 131.985 | 131.985 | 131.985 | 131.985 | 131.985 | 131.985
Hallett 5 The Bluff Wind Farm | BLUFF1 | 52.5 | 52.5 | 52.5 | 52.5 | 52.5 | 52.5 | 52.5 | 52.5 | 52.5 | 52.5
Hornsdale Wind Farm Stage 1 | HDWF1 | 100 | 100 | 100 | 100 | 100 | 100 | 100 | 100 | 100 | 100
Hornsdale Wind Farm Stage 2 | HDWF2 | 100 | 100 | 100 | 100 | 100 | 100 | 100 | 100 | 100 | 100
Hornsdale Wind Farm Stage 3 | HDWF3 | 108.99 | 108.99 | 108.99 | 108.99 | 108.99 | 108.99 | 108.99 | 108.99 | 108.99 | 108.99
Lake Bonney 1 Wind Farm | LKBONNY1 | 80.5 | 80.5 | 80.5 | 80.5 | 80.5 | 80.5 | 80.5 | 80.5 | 80.5 | 80.5
Lake Bonney 2 Wind Farm | LKBONNY2 | 159 | 159 | 159 | 159 | 159 | 159 | 159 | 159 | 159 | 159
Lake Bonney 3 Wind Farm | LKBONNY3 | 39 | 39 | 39 | 39 | 39 | 39 | 39 | 39 | 39 | 39
Lincoln Gap Wind Farm - stage 1 | LGAPWF1 | 126 | 126 | 126 | 126 | 126 | 126 | 126 | 126 | 126 | 126
Mount Millar Wind Farm | MTMILLAR | 72.275 | 72.275 | 72.275 | 72.275 | 72.275 | 72.275 | 72.275 | 72.275 | 72.275 | 72.275
Snowtown Wind Farm | SNOWTWN1 | 98.7 | 98.7 | 98.7 | 98.7 | 98.7 | 98.7 | 98.7 | 98.7 | 98.7 | 98.7
Snowtown S2 Wind Farm - North | SNOWNTH1 | 144 | 144 | 144 | 144 | 144 | 144 | 144 | 144 | 144 | 144
Snowtown S2 Wind Farm - South | SNOWSTH1 | 126 | 126 | 126 | 126 | 126 | 126 | 126 | 126 | 126 | 126
Starfish Hill Wind Farm | STARHLWF | 33 | 33 | 33 | 33 | 33 | 33 | 33 | 33 | 33 | 33
Waterloo Wind Farm | WATERLWF | 130.8 | 130.8 | 130.8 | 130.8 | 130.8 | 130.8 | 130.8 | 130.8 | 130.8 | 130.8
Wattle Point Wind Farm | WPWF | 90.75 | 90.75 | 90.75 | 90.75 | 90.75 | 90.75 | 90.75 | 90.75 | 90.75 | 90.75
Willogoleche Wind Farm | WGWF1 | 119.36 | 119.36 | 119.36 | 119.36 | 119.36 | 119.36 | 119.36 | 119.36 | 119.36 | 119.36
Cattle Hill Wind Farm | CTHLWF1 | 0 | 0 | 0 | 0 | 0 | 0 | 0 | 0 | 0 | 0
Granville Harbour Wind Farm | GRANWF1 | 0 | 0 | 0 | 0 | 0 | 0 | 0 | 0 | 0 | 0
Musselroe Wind Farm | MUSSELR1 | 0 | 0 | 0 | 0 | 0 | 0 | 0 | 0 | 0 | 0
Woolnorth Wind Farm | WOOLNTH1 | 139.75 | 139.75 | 139.75 | 139.75 | 139.75 | 139.75 | 139.75 | 139.75 | 139.75 | 139.75
Ararat Wind Farm | ARWF1 | 240 | 240 | 240 | 240 | 240 | 240 | 240 | 240 | 240 | 240
Bald Hills Wind Farm | BALDHWF1 | 106.6 | 106.6 | 106.6 | 106.6 | 106.6 | 106.6 | 106.6 | 106.6 | 106.6 | 106.6
Bulgana Green Power Hub - Wind Farm | BULGANA1 | 204.4 | 204.4 | 204.4 | 204.4 | 204.4 | 204.4 | 204.4 | 204.4 | 204.4 | 204.4
Challicum Hills Wind Farm | CHALLHWF | 52.5 | 52.5 | 52.5 | 52.5 | 52.5 | 52.5 | 52.5 | 52.5 | 52.5 | 52.5
Cherry Tree Wind Farm | CHYTWF1 | 57.6 | 57.6 | 57.6 | 57.6 | 57.6 | 57.6 | 57.6 | 57.6 | 57.6 | 57.6
Crowlands Wind Farm | CROWLWF1 | 79.95 | 79.95 | 79.95 | 79.95 | 79.95 | 79.95 | 79.95 | 79.95 | 79.95 | 79.95
Dundonnell Wind Farm | DUNDWF1 | 152 | 152 | 152 | 152 | 152 | 152 | 152 | 152 | 152 | 152
Dundonnell Wind Farm | DUNDWF2 | 41.8 | 41.8 | 41.8 | 41.8 | 41.8 | 41.8 | 41.8 | 41.8 | 41.8 | 41.8
Dundonnell Wind Farm | DUNDWF3 | 110.2 | 110.2 | 110.2 | 110.2 | 110.2 | 110.2 | 110.2 | 110.2 | 110.2 | 110.2
Elaine Wind Farm | ELAINWF1 | 83.6 | 83.6 | 83.6 | 83.6 | 83.6 | 83.6 | 83.6 | 83.6 | 83.6 | 83.6
Kiata Wind Farm | KiataWF1 | 29.7 | 29.7 | 29.7 | 29.7 | 29.7 | 29.7 | 29.7 | 29.7 | 29.7 | 29.7
Macarthur Wind Farm | MACARTH1 | 420 | 420 | 420 | 420 | 420 | 420 | 420 | 420 | 420 | 420
Moorabool Wind Farm | MOORAWF1 | 312 | 312 | 312 | 312 | 312 | 312 | 312 | 312 | 312 | 312
Mortons Lane Wind Farm | MLWF1 | 19.5 | 19.5 | 19.5 | 19.5 | 19.5 | 19.5 | 19.5 | 19.5 | 19.5 | 19.5
Mt Gellibrand Wind Farm | MTGELWF1 | 99.88 | 99.88 | 99.88 | 132 | 132 | 132 | 132 | 132 | 132 | 132
Mt Mercer Wind Farm | MERCER01 | 131.2 | 131.2 | 131.2 | 131.2 | 131.2 | 131.2 | 131.2 | 131.2 | 131.2 | 131.2
Murra Warra Wind Farm - stage 1 | MUWAWF1 | 225.7 | 225.7 | 225.7 | 225.7 | 225.7 | 225.7 | 225.7 | 225.7 | 225.7 | 225.7
Oaklands Hill Wind Farm | OAKLAND1 | 63.008 | 63.008 | 63.008 | 63.008 | 63.008 | 63.008 | 63.008 | 63.008 | 63.008 | 63.008
Portland Wind Farm | PORTWF | 92 | 92 | 92 | 92 | 92 | 92 | 92 | 92 | 92 | 92
Salt Creek Wind Farm | SALTCRK1 | 51 | 51 | 51 | 51 | 51 | 51 | 51 | 51 | 51 | 51
Waubra Wind Farm | WAUBRAWF | 192 | 192 | 192 | 192 | 192 | 192 | 192 | 192 | 192 | 192
Yambuk Wind Farm | YAMBUKWF | 30 | 30 | 30 | 30 | 30 | 30 | 30 | 30 | 30 | 30
Yaloak South Wind Farm | YSWF1 | 28.7 | 28.7 | 28.7 | 28.7 | 28.7 | 28.7 | 28.7 | 28.7 | 28.7 | 28.7
Yendon Wind Farm | YENDWF1 | 144.4 | 144.4 | 144.4 | 144.4 | 144.4 | 144.4 | 144.4 | 144.4 | 144.4 | 144.4
Berrybank Wind Farm | BRYB1WF1 | 175.913 | 175.913 | 175.913 | 175.913 | 175.913 | 175.913 | 175.913 | 175.913 | 175.913 | 175.913
Gullen Range Wind Farm 2 | GULLRWF2 | 110.67 | 110.67 | 110.67 | 110.67 | 110.67 | 110.67 | 110.67 | 110.67 | 110.67 | 110.67
Jemalong Solar | JEMALNG1 | 50 | 50 | 50 | 50 | 50 | 50 | 50 | 50 | 50 | 50
Maryrorough Solar Farm | MARYRSF1 | 27.3 | 27.3 | 27.3 | 27.3 | 27.3 | 27.3 | 27.3 | 27.3 | 27.3 | 27.3
Stockyard Hill Wind Farm | STOCKYD1 | 527.56 | 527.56 | 527.56 | 527.56 | 527.56 | 527.56 | 527.56 | 527.56 | 527.56 | 528
Wellington Solar Farm | WELLSF1 | 169.884 | 169.884 | 169.884 | 169.884 | 169.884 | 169.884 | 169.884 | 169.884 | 169.884 | 169.884
Winton Solar Farm | WINTSF1 | 85 | 85 | 85 | 85 | 85 | 85 | 85 | 85 | 85 | 85
Gangarri Solar Farm | GANGARR1 | 119.88 | 119.88 | 119.88 | 119.88 | 119.88 | 119.88 | 119.88 | 119.88 | 119.88 | 119.88
Lincoln Gap Wind Farm - stage 2 | LGAPWF2 | 86.4 | 86.4 | 86.4 | 86.4 | 86.4 | 86.4 | 86.4 | 86.4 | 86.4 | 86.4
Snapper Point Power Station | SNAPPER1 | 138.1 | 138.1 | 138.1 | 138.1 | 138.1 | 138.1 | 138.1 | 138.1 | 138.1 | 138.1
Committed Generators 1
Generator |  | Summer Typical 2022-23: Summer Typical
|  | 2022-23 | 2023-24 | 2024-25 | 2025-26 | 2026-27 | 2027-28 | 2028-29 | 2029-30 | 2030-31 | 2031-32
Kurri Kurri | Kurri Kurri 1 | 0 | 330 | 330 | 330 | 330 | 330 | 330 | 330 | 330 | 330
Kurri Kurri | Kurri Kurri 2 | 0 | 330 | 330 | 330 | 330 | 330 | 330 | 330 | 330 | 330
Kidston |  | 0 | 0 | 0 | 0 | 0 | 0 | 0 | 0 | 0 | 0
Snowy 2.0 | SNO2PH01 | 0 | 0 | 0 | 111 | 333 | 333 | 333 | 333 | 333 | 333
Snowy 2.0 | SNO2PH03 | 0 | 0 | 0 | 111 | 333 | 333 | 333 | 333 | 333 | 333
Snowy 2.0 | SNO2PH02 | 0 | 0 | 0 | 111 | 333 | 333 | 333 | 333 | 333 | 333
Snowy 2.0 | SNO2PH04 | 0 | 0 | 0 | 111 | 333 | 333 | 333 | 333 | 333 | 333
Snowy 2.0 | SNO2PH05 | 0 | 0 | 0 | 111 | 333 | 333 | 333 | 333 | 333 | 333
Snowy 2.0 | SNO2PH06 | 0 | 0 | 0 | 111 | 333 | 333 | 333 | 333 | 333 | 333
Corowa Solar Farm | CRWASF1 | 30.008 | 30.008 | 30.008 | 30.008 | 30.008 | 30.008 | 30.008 | 30.008 | 30.008 | 30.008
Gunnedah Solar Farm | GNNDHSF1 | 110 | 110 | 110 | 110 | 110 | 110 | 110 | 110 | 110 | 0
Junee Solar Farm | JUNEESF1 | 30.008 | 30.008 | 30.008 | 30.008 | 30.008 | 30.008 | 30.008 | 30.008 | 30.008 | 30.008
Metz Solar Farm | METZSF1 | 111.726 | 111.726 | 111.726 | 111.726 | 111.726 | 111.726 | 111.726 | 111.726 | 111.726 | 111.726
New England Solar Farm |  | 0 | 400.032 | 400.032 | 400.032 | 400.032 | 400.032 | 400.032 | 400.032 | 400.032 | 400.032
Riverina Solar Farm |  | 32.4 | 32.4 | 32.4 | 32.4 | 32.4 | 32.4 | 32.4 | 32.4 | 32.4 | 32.4
Sebastopol Solar Farm | SEBSF1 | 90 | 90 | 90 | 90 | 90 | 90 | 90 | 90 | 90 | 90
Suntop Solar Farm | SUNTPSF1 | 150 | 150 | 150 | 150 | 150 | 150 | 150 | 150 | 150 | 0
Wagga North Solar Farm | WAGGNSF1 | 46.376 | 46.376 | 46.376 | 46.376 | 46.376 | 46.376 | 46.376 | 46.376 | 46.376 | 46.376
Bluegrass Solar Farm | BLUEGSF1 | 148 | 148 | 148 | 148 | 148 | 148 | 148 | 148 | 148 | 148
Columboola Solar Farm |  | 161.95 | 161.95 | 161.95 | 161.95 | 161.95 | 161.95 | 161.95 | 161.95 | 161.95 | 161.95
Kennedy Energy Park Solar Farm | KEPSF1 | 14.58 | 14.58 | 14.58 | 14.58 | 14.58 | 14.58 | 14.58 | 14.58 | 14.58 | 14.58
Warwick Solar Farm - stage 1 | WARWSF1 | 16.104 | 32.104 | 32.104 | 32.104 | 32.104 | 32.104 | 32.104 | 32.104 | 32.104 | 32.104
Warwick Solar Farm - stage 2 | WARWSF2 | 16.104 | 32.104 | 32.104 | 32.104 | 32.104 | 32.104 | 32.104 | 32.104 | 32.104 | 32.104
Western Downs Green Power Hub | WDGPH1 | 400 | 400 | 400 | 400 | 400 | 400 | 400 | 400 | 400 | 400
Woolooga Solar Farm |  | 175.953 | 175.953 | 175.953 | 175.953 | 175.953 | 175.953 | 175.953 | 175.953 | 175.953 | 175.953
Adelaide Desalination Plant | ADPBA1G | 27.28 | 27.28 | 27.28 | 27.28 | 27.28 | 27.28 | 27.28 | 27.28 | 27.28 | 27.28
Morgan To Whyalla Pipeline No 1 PS And Water Filtration Plant | MWPS1PV1 | 5.882 | 5.882 | 5.882 | 5.882 | 5.882 | 5.882 | 5.882 | 5.882 | 5.882 | 5.882
Morgan To Whyalla Pipeline No 2 PS | MWPS2PV1 | 5.626 | 5.626 | 5.626 | 5.626 | 5.626 | 5.626 | 5.626 | 5.626 | 5.626 | 5.626
Morgan To Whyalla Pipeline No 3 PS | MWPS3PV1 | 7.077 | 7.077 | 7.077 | 7.077 | 7.077 | 7.077 | 7.077 | 7.077 | 7.077 | 7.077
Morgan To Whyalla Pipeline No 4 PS | MWPS4PV1 | 5.626 | 5.626 | 5.626 | 5.626 | 5.626 | 5.626 | 5.626 | 5.626 | 5.626 | 5.626
Cohuna Solar Farm | COHUNSF1 | 26.98 | 26.98 | 26.98 | 26.98 | 26.98 | 26.98 | 26.98 | 26.98 | 26.98 | 26.98
Bango 999 Wind Farm | BANGOWF2 | 84.8 | 84.8 | 84.8 | 84.8 | 84.8 | 84.8 | 84.8 | 84.8 | 84.8 | 84.8
Kaban Green Power Hub - Wind Farm |  | 145.6 | 145.6 | 145.6 | 145.6 | 145.6 | 145.6 | 145.6 | 145.6 | 145.6 | 145.6
Kennedy Energy Park Wind Farm | KEPWF1 | 43.2 | 43.2 | 43.2 | 43.2 | 43.2 | 43.2 | 43.2 | 43.2 | 43.2 | 43.2
Murra Warra Wind Farm - stage 2 | MUWAWF2 | 197.6 | 197.6 | 197.6 | 197.6 | 197.6 | 197.6 | 197.6 | 197.6 | 197.6 | 197.6
Bolivar Waste Water Treatment | BOLIVAR1 | 11.25 | 11.25 | 11.25 | 11.25 | 11.25 | 11.25 | 11.25 | 11.25 | 11.25 | 11.25
Edenvale Solar Park |  | 0 | 146 | 146 | 146 | 146 | 146 | 146 | 146 | 146 | 146
Hillston Sun Farm |  | 85 | 85 | 85 | 85 | 85 | 85 | 85 | 85 | 85 | 85
Mannum Adelaide Pumping Station No 2 - MAPL2 (Palmer) | MAPS2PV1 | 16.128 | 16.128 | 16.128 | 16.128 | 16.128 | 16.128 | 16.128 | 16.128 | 16.128 | 16.128
Mannum Adelaide Pumping Station No 3 - MAPL3 (Tungkillo)* | MAPS3PV1 | 11.88 | 11.88 | 11.88 | 11.88 | 11.88 | 11.88 | 11.88 | 11.88 | 11.88 | 11.88
Moura Solar Farm |  | 36 | 81.72 | 81.72 | 81.72 | 81.72 | 81.72 | 81.72 | 81.72 | 81.72 | 81.72
Murray Bridge - Onkaparinga Pipeline Pump 2 | MBPS2PV1 | 13.194 | 13.194 | 13.194 | 13.194 | 13.194 | 13.194 | 13.194 | 13.194 | 13.194 | 13.194
Port Augusta Renewable Energy Park - Solar |  | 79.2 | 79.2 | 79.2 | 79.2 | 79.2 | 79.2 | 79.2 | 79.2 | 79.2 | 79.2
Port Augusta Renewable Energy Park - Wind |  | 210 | 210 | 210 | 210 | 210 | 210 | 210 | 210 | 210 | 210
Wyalong Solar Farm |  | 10.602 | 53.01 | 53.01 | 53.01 | 53.01 | 53.01 | 53.01 | 53.01 | 53.01 | 53.01
Avonlie Solar Farm |  | 0 | 189.98 | 189.98 | 189.98 | 189.98 | 189.98 | 189.98 | 189.98 | 189.98 | 189.98
Dulacca Wind Farm |  | 0 | 147.834 | 147.834 | 147.834 | 147.834 | 147.834 | 147.834 | 147.834 | 147.834 | 147.834
Rye Park Wind Farm |  | 0 | 335.28 | 335.28 | 335.28 | 335.28 | 335.28 | 335.28 | 335.28 | 335.28 | 335.28
Berrybank Wind Farm - stage 2 |  | 106 | 106 | 106 | 106 | 106 | 106 | 106 | 106 | 106 | 106
Clarke Creek Wind Farm | CLRKCWF1 | 0 | 30 | 439 | 439 | 439 | 439 | 439 | 439 | 439 | 439
Wandoan South Solar Farm - stage 1 | WANDSF1 | 0 | 125 | 125 | 125 | 125 | 125 | 125 | 125 | 125 | 125
Christies Beach Wastewater Treatment Plant | CBWWBA1G | 5 | 5 | 5 | 5 | 5 | 5 | 5 | 5 | 5 | 5
Happy Valley Reservoir | HVWABA1G | 11.992 | 11.992 | 11.992 | 11.992 | 11.992 | 11.992 | 11.992 | 11.992 | 11.992 | 11.992
Tallawarra B* |  | 0 | 318 | 318 | 318 | 318 | 318 | 318 | 318 | 318 | 318
Wollar Solar Farm |  | 0 | 280 | 280 | 280 | 280 | 280 | 280 | 280 | 280 | 280
West Wyalong Solar Farm |  | 90.016 | 90.016 | 90.016 | 90.016 | 90.016 | 90.016 | 90.016 | 90.016 | 90.016 | 91.06
Tailem Bend Solar Farm - stage 2 |  | 0 | 87 | 87 | 87 | 87 | 87 | 87 | 87 | 87 | 87
Anticipated Projects 2
Generator |  | Summer Typical 2022-23: Summer Typical
|  | 2022-23 | 2023-24 | 2024-25 | 2025-26 | 2026-27 | 2027-28 | 2028-29 | 2029-30 | 2030-31 | 2031-32
Aramara Solar Farm | Aramara Solar Farm | 0 | 0 | 101.4 | 101.4 | 101.4 | 101.4 | 101.4 | 101.4 | 101.4 | 101.4
Munna Creek Solar Farm | Munna Creek Solar Farm | 0 | 0 | 119.84 | 119.84 | 119.84 | 119.84 | 119.84 | 119.84 | 119.84 | 0
Mortlake South Wind Farm | Mortlake South Wind Farm | 0 | 0 | 532 | 532 | 532 | 532 | 532 | 532 | 532 | 532
Macintyre Wind Farm | Macintyre Wind Farm | 0 | 0 | 923.4 | 923.4 | 923.4 | 923.4 | 923.4 | 923.4 | 923.4 | 923.4
Quorn Park Solar Farm | Quorn Park Solar Farm | 0 | 0 | 80 | 80 | 80 | 80 | 80 | 80 | 80 | 80
Walla Walla Solar Farm | Walla Walla Solar Farm | 0 | 0 | 299.44 | 299.44 | 299.44 | 299.44 | 299.44 | 299.44 | 299.44 | 299.44
Wunghnu Solar Farm | Wunghnu Solar Farm | 0 | 0 | 75 | 75 | 75 | 75 | 75 | 75 | 75 | 75
Yanco Solar Farm | Yanco Solar Farm | 0 | 0 | 60 | 60 | 60 | 60 | 60 | 60 | 60 | 60
Bolivar Power Station | Bolivar Power Station | 0 | 0 | 108.4 | 108.4 | 108.4 | 108.4 | 108.4 | 108.4 | 108.4 | 108.4
Karara Wind Farm | Karara Wind Farm | 0 | 0 | 100.08 | 100.08 | 100.08 | 100.08 | 100.08 | 100.08 | 100.08 | 100.08
Existing, Committed and Anticipated Batteries
Generator |  | Summer Typical 2022-23: Summer Typical
|  | 2022-23 | 2023-24 | 2024-25 | 2025-26 | 2026-27 | 2027-28 | 2028-29 | 2029-30 | 2030-31 | 2031-32
Wallgrove Grid Battery project | WALGRVG1 | 50 | 50 | 50 | 50 | 50 | 50 | 50 | 50 | 50 | 50
Wandoan South BESS | WANDBG1 | 100 | 100 | 100 | 100 | 100 | 100 | 100 | 100 | 100 | 100
Adelaide Desalination Plant BESS |  | 6 | 6 | 6 | 6 | 6 | 6 | 6 | 6 | 6 | 6
Bolivar Waste Water Treatment BESS |  | 2 | 2 | 2 | 2 | 2 | 2 | 2 | 2 | 2 | 2
Christies Beach Wastewater Treatment Plant BESS |  | 2 | 2 | 2 | 2 | 2 | 2 | 2 | 2 | 2 | 2
Dalrymple North BESS |  | 30 | 30 | 30 | 30 | 30 | 30 | 30 | 30 | 0 | 0
Happy Valley Reservoir BESS |  | 4 | 4 | 4 | 4 | 4 | 4 | 4 | 4 | 4 | 4
Hornsdale Power Reserve Unit 1 | HPRG1 | 150 | 150 | 150 | 150 | 150 | 150 | 150 | 150 | 150 | 150
Lake Bonney BESS1 | LBBG1 | 25 | 25 | 25 | 25 | 25 | 25 | 25 | 25 | 25 | 25
Lincoln Gap Wind Farm - BESS | LGAPWF1 | 0 | 0 | 10 | 10 | 10 | 10 | 10 | 10 | 10 | 10
Torrens Island BESS |  | 0 | 0 | 250.7 | 250.7 | 250.7 | 250.7 | 250.7 | 250.7 | 250.7 | 250.7
Ballarat Energy Storage System | BALBG1 | 29.9 | 29.9 | 29.9 | 29.9 | 29.9 | 29.9 | 29.9 | 19.9 | 19.9 | 19.9
Bulgana Green Power Hub - BESS | BULBESG1 | 20 | 20 | 20 | 20 | 20 | 20 | 20 | 20 | 20 | 20
Gannawarra Energy Storage System | GANNBG1 | 25.33 | 25.33 | 25.33 | 25.33 | 25.33 | 25.33 | 25.33 | 25.33 | 25.33 | 25.33
Victorian Big Battery | VBBG1 | 50 | 50 | 50 | 50 | 50 | 50 | 50 | 50 | 50 | 50
Tailem Bend Battery Project |  | 0 | 0 | 50.8 | 50.8 | 50.8 | 50.8 | 50.8 | 50.8 | 50.8 | 50.8
Darlington Point Energy Storage System |  | 0 | 0 | 25 | 25 | 25 | 25 | 25 | 25 | 25 | 25
Orana BESS |  | 0 | 0 | 0 | 240 | 240 | 240 | 240 | 240 | 240 | 240
Riverina Energy Storage System 1 |  | 0 | 0 | 60 | 60 | 60 | 60 | 60 | 60 | 60 | 60
Riverina Energy Storage System 2 |  | 0 | 0 | 65 | 65 | 65 | 65 | 65 | 65 | 65 | 65
Wooreen Energy Storage System |  | 0 | 0 | 350 | 350 | 350 | 350 | 350 | 350 | 350 | 350
Ulinda Park BESS |  | 0 | 0 | 156 | 156 | 156 | 156 | 156 | 156 | 156 | 156
Jump to Summer Ratings
Jump to Summer Typical Ratings
Existing Generators
Generator |  | Summer Typical 2022-23: Winter
|  | 2022 | 2023 | 2024 | 2025 | 2026 | 2027 | 2028 | 2029 | 2030 | 2031
Bayswater | BW01 | 660 | 660 | 685 | 685 | 685 | 685 | 685 | 685 | 685 | 685
Bayswater | BW02 | 685 | 685 | 685 | 685 | 685 | 685 | 685 | 685 | 685 | 685
Bayswater | BW03 | 660 | 685 | 685 | 685 | 685 | 685 | 685 | 685 | 685 | 685
Bayswater | BW04 | 685 | 685 | 685 | 685 | 685 | 685 | 685 | 685 | 685 | 685
Eraring | ER01 | 720 | 720 | 720 | 720 | 0 | 0 | 0 | 0 | 0 | 0
Eraring | ER02 | 720 | 720 | 720 | 720 | 0 | 0 | 0 | 0 | 0 | 0
Eraring | ER03 | 700 | 700 | 680 | 690 | 0 | 0 | 0 | 0 | 0 | 0
Eraring | ER04 | 680 | 680 | 680 | 680 | 0 | 0 | 0 | 0 | 0 | 0
Liddell | LD01 | 420 | 0 | 0 | 0 | 0 | 0 | 0 | 0 | 0 | 0
Liddell | LD02 | 420 | 0 | 0 | 0 | 0 | 0 | 0 | 0 | 0 | 0
Liddell | LD04 | 420 | 0 | 0 | 0 | 0 | 0 | 0 | 0 | 0 | 0
Mt Piper | MP1 | 730 | 730 | 730 | 730 | 730 | 730 | 730 | 730 | 730 | 730
Mt Piper | MP2 | 700 | 700 | 700 | 700 | 700 | 700 | 700 | 700 | 700 | 700
Vales Point B | VP5 | 660 | 660 | 660 | 660 | 660 | 660 | 660 | 660 | 0 | 0
Vales Point B | VP6 | 660 | 660 | 660 | 660 | 660 | 660 | 660 | 660 | 0 | 0
Callide B | CALL_B_1 | 350 | 350 | 350 | 350 | 340 | 320 | 320 | 0 | 0 | 0
Callide B | CALL_B_2 | 350 | 350 | 350 | 350 | 340 | 320 | 320 | 0 | 0 | 0
Callide C | CPP_3 | 466 | 466 | 466 | 466 | 466 | 466 | 466 | 466 | 466 | 466
Callide C | CPP_4 | 0 | 420 | 420 | 420 | 420 | 420 | 420 | 420 | 420 | 420
Gladstone | GSTONE1 | 280 | 280 | 280 | 280 | 280 | 280 | 280 | 280 | 280 | 280
Gladstone | GSTONE2 | 280 | 280 | 280 | 280 | 280 | 280 | 280 | 280 | 280 | 280
Gladstone | GSTONE3 | 280 | 280 | 280 | 280 | 280 | 280 | 280 | 280 | 280 | 280
Gladstone | GSTONE4 | 280 | 280 | 280 | 280 | 280 | 280 | 280 | 280 | 280 | 280
Gladstone | GSTONE5 | 280 | 280 | 280 | 280 | 280 | 280 | 280 | 280 | 280 | 280
Gladstone | GSTONE6 | 280 | 280 | 280 | 280 | 280 | 280 | 280 | 280 | 280 | 280
Kogan Creek | KPP_1 | 720 | 750 | 750 | 750 | 750 | 750 | 750 | 750 | 750 | 750
Millmerran | MPP_1 | 426 | 426 | 426 | 426 | 426 | 426 | 426 | 426 | 426 | 426
Millmerran | MPP_2 | 426 | 426 | 426 | 426 | 426 | 426 | 426 | 426 | 426 | 426
Stanwell | STAN-1 | 365 | 365 | 365 | 365 | 365 | 365 | 365 | 365 | 365 | 365
Stanwell | STAN-2 | 365 | 365 | 365 | 365 | 365 | 365 | 365 | 365 | 365 | 365
Stanwell | STAN-3 | 365 | 365 | 365 | 365 | 365 | 365 | 365 | 365 | 365 | 365
Stanwell | STAN-4 | 365 | 365 | 365 | 365 | 365 | 365 | 365 | 365 | 365 | 365
Tarong | TARONG#1 | 350 | 350 | 350 | 350 | 350 | 350 | 350 | 350 | 350 | 350
Tarong | TARONG#2 | 350 | 350 | 350 | 350 | 350 | 350 | 350 | 350 | 350 | 350
Tarong | TARONG#3 | 350 | 350 | 350 | 350 | 350 | 350 | 350 | 350 | 350 | 350
Tarong | TARONG#4 | 350 | 350 | 350 | 350 | 350 | 350 | 350 | 350 | 350 | 350
Tarong North | TNPS1 | 443 | 443 | 443 | 443 | 443 | 443 | 443 | 443 | 443 | 443
Loy Yang B | LOYYB1 | 580 | 580 | 580 | 580 | 580 | 580 | 580 | 580 | 580 | 580
Loy Yang B | LOYYB2 | 580 | 580 | 580 | 580 | 580 | 580 | 580 | 580 | 580 | 580
Loy Yang A Power Station | LYA1 | 560 | 560 | 560 | 560 | 560 | 560 | 560 | 560 | 560 | 560
Loy Yang A Power Station | LYA2 | 530 | 530 | 530 | 545 | 545 | 545 | 545 | 545 | 545 | 545
Loy Yang A Power Station | LYA3 | 560 | 560 | 560 | 560 | 560 | 560 | 560 | 560 | 560 | 560
Loy Yang A Power Station | LYA4 | 560 | 560 | 560 | 560 | 560 | 560 | 560 | 560 | 560 | 560
Yallourn W | YWPS1 | 380 | 380 | 380 | 380 | 380 | 380 | 380 | 0 | 0 | 0
Yallourn W | YWPS2 | 370 | 370 | 370 | 370 | 370 | 370 | 370 | 0 | 0 | 0
Yallourn W | YWPS3 | 395 | 395 | 395 | 395 | 395 | 395 | 395 | 0 | 0 | 0
Yallourn W | YWPS4 | 395 | 395 | 395 | 395 | 395 | 395 | 395 | 0 | 0 | 0
Tallawarra | TALWA1 | 425 | 425 | 425 | 425 | 425 | 425 | 425 | 425 | 440 | 425
Condamine A | CPSA_GT1 | 43.907 | 43.907 | 43.907 | 43.907 | 43.907 | 43.907 | 43.907 | 43.907 | 43.907 | 43.907
Condamine A | CPSA_GT2 | 43.907 | 43.907 | 43.907 | 43.907 | 43.907 | 43.907 | 43.907 | 43.907 | 43.907 | 43.907
Condamine A | CPSA_ST | 56.433 | 56.433 | 56.433 | 56.433 | 56.433 | 56.433 | 56.433 | 56.433 | 56.433 | 56.433
Darling Downs | DDPS1_ST | 273 | 273 | 273 | 273 | 273 | 273 | 273 | 273 | 273 | 273
Darling Downs | DDPS1_GT1 | 119 | 119 | 119 | 119 | 119 | 119 | 119 | 119 | 119 | 119
Darling Downs | DDPS1_GT2 | 119 | 119 | 119 | 119 | 119 | 119 | 119 | 119 | 119 | 119
Darling Downs | DDPS1_GT3 | 119 | 119 | 119 | 119 | 119 | 119 | 119 | 119 | 119 | 119
Swanbank E GT | SWAN_E | 365 | 365 | 365 | 365 | 365 | 365 | 365 | 365 | 365 | 365
Yabulu PS | YABULU | 165 | 165 | 165 | 165 | 165 | 165 | 165 | 165 | 165 | 165
Yabulu Steam Turbine | YABULU2 | 82 | 82 | 82 | 81 | 81 | 81 | 81 | 81 | 81 | 81
Yarwun Cogen | YARWUN_1 | 180 | 180 | 180 | 180 | 180 | 180 | 180 | 180 | 180 | 180
Osborne | OsborneGT | 121 | 121 | 0 | 0 | 0 | 0 | 0 | 0 | 0 | 0
Osborne | OsborneST | 65 | 65 | 0 | 0 | 0 | 0 | 0 | 0 | 0 | 0
Pelican Point | PPCCGTGT1 | 167 | 167 | 167 | 167 | 167 | 167 | 167 | 167 | 167 | 167
Pelican Point | PPCCGTGT2 | 174 | 174 | 174 | 174 | 174 | 174 | 174 | 174 | 174 | 174
Pelican Point | PPCCGTST | 157 | 157 | 157 | 157 | 157 | 157 | 157 | 157 | 157 | 157
Tamar Valley Combined Cycle | TVCC201_GT | 58 | 58 | 58 | 58 | 58 | 58 | 58 | 58 | 58 | 58
Tamar Valley Combined Cycle | TVCC201_ST | 0 | 0 | 0 | 0 | 0 | 0 | 0 | 0 | 0 | 0
Colongra | CG1 | 181 | 181 | 181 | 181 | 181 | 181 | 181 | 181 | 181 | 181
Colongra | CG2 | 181 | 181 | 181 | 181 | 181 | 181 | 181 | 181 | 181 | 181
Colongra | CG3 | 181 | 181 | 181 | 181 | 181 | 181 | 181 | 181 | 181 | 181
Colongra | CG4 | 181 | 181 | 181 | 181 | 181 | 181 | 181 | 181 | 181 | 181
Smithfield Energy Facility | SITHE01 | 41.9 | 41.9 | 41.9 | 41.9 | 41.9 | 41.9 | 41.9 | 41.9 | 41.9 | 41.9
Smithfield Energy Facility | SITHE04 | 0 | 0 | 0 | 0 | 0 | 0 | 0 | 0 | 0 | 0
Smithfield Energy Facility | SITHE02 | 41.9 | 41.9 | 41.9 | 41.9 | 41.9 | 41.9 | 41.9 | 41.9 | 41.9 | 41.9
Smithfield Energy Facility | SITHE03 | 41.9 | 41.9 | 41.9 | 41.9 | 41.9 | 41.9 | 41.9 | 41.9 | 41.9 | 41.9
Uranquinty | URANQ11 | 166 | 166 | 166 | 166 | 166 | 166 | 166 | 166 | 166 | 166
Uranquinty | URANQ12 | 166 | 166 | 166 | 166 | 166 | 166 | 166 | 166 | 166 | 166
Uranquinty | URANQ13 | 166 | 166 | 166 | 166 | 166 | 166 | 166 | 166 | 166 | 166
Uranquinty | URANQ14 | 166 | 166 | 166 | 166 | 166 | 166 | 166 | 166 | 166 | 166
Barcaldine Power Station | BARCALDN | 37 | 37 | 37 | 37 | 37 | 37 | 37 | 37 | 37 | 37
Braemar | BRAEMAR1 | 181 | 181 | 181 | 181 | 181 | 181 | 181 | 181 | 181 | 181
Braemar | BRAEMAR2 | 181 | 181 | 181 | 181 | 181 | 181 | 181 | 181 | 181 | 181
Braemar | BRAEMAR3 | 181 | 181 | 181 | 181 | 181 | 181 | 181 | 181 | 181 | 181
Braemar 2 Power Station | BRAEMAR5 | 173 | 173 | 173 | 173 | 173 | 173 | 173 | 173 | 173 | 173
Braemar 2 Power Station | BRAEMAR6 | 173 | 173 | 173 | 173 | 173 | 173 | 173 | 173 | 173 | 173
Braemar 2 Power Station | BRAEMAR7 | 173 | 173 | 173 | 173 | 173 | 173 | 173 | 173 | 173 | 173
Mt Stuart | MSTUART1 | 140 | 140 | 140 | 140 | 140 | 140 | 140 | 140 | 140 | 140
Mt Stuart | MSTUART2 | 140 | 140 | 140 | 140 | 140 | 140 | 140 | 140 | 140 | 140
Mt Stuart | MSTUART3 | 120 | 120 | 120 | 120 | 120 | 120 | 120 | 120 | 120 | 120
Oakey Power Station | OAKEY1 | 173 | 173 | 173 | 173 | 173 | 173 | 173 | 173 | 173 | 173
Oakey Power Station | OAKEY2 | 173 | 173 | 173 | 173 | 173 | 173 | 173 | 173 | 173 | 173
Roma | ROMA_7 | 34 | 34 | 34 | 34 | 34 | 34 | 34 | 34 | 34 | 34
Roma | ROMA_8 | 34 | 34 | 34 | 34 | 34 | 34 | 34 | 34 | 34 | 34
Angaston | ANGAS1 | 29.52 | 29.52 | 29.52 | 29.52 | 29.52 | 29.52 | 29.52 | 29.52 | 29.52 | 29.52
Angaston | ANGAS2 | 19.68 | 19.68 | 19.68 | 19.68 | 19.68 | 19.68 | 19.68 | 19.68 | 19.68 | 19.68
Barker Inlet Power Station | BIPS1_01 | 17.5 | 17.5 | 17.5 | 17.5 | 17.5 | 17.5 | 17.5 | 17.5 | 17.5 | 17.5
Barker Inlet Power Station | BIPS1_02 | 17.5 | 17.5 | 17.5 | 17.5 | 17.5 | 17.5 | 17.5 | 17.5 | 17.5 | 17.5
Barker Inlet Power Station | BIPS1_03 | 17.5 | 17.5 | 17.5 | 17.5 | 17.5 | 17.5 | 17.5 | 17.5 | 17.5 | 17.5
Barker Inlet Power Station | BIPS1_04 | 17.5 | 17.5 | 17.5 | 17.5 | 17.5 | 17.5 | 17.5 | 17.5 | 17.5 | 17.5
Barker Inlet Power Station | BIPS1_05 | 17.5 | 17.5 | 17.5 | 17.5 | 17.5 | 17.5 | 17.5 | 17.5 | 17.5 | 17.5
Barker Inlet Power Station | BIPS1_06 | 17.5 | 17.5 | 17.5 | 17.5 | 17.5 | 17.5 | 17.5 | 17.5 | 17.5 | 17.5
Barker Inlet Power Station | BIPS1_07 | 17.5 | 17.5 | 17.5 | 17.5 | 17.5 | 17.5 | 17.5 | 17.5 | 17.5 | 17.5
Barker Inlet Power Station | BIPS1_08 | 17.5 | 17.5 | 17.5 | 17.5 | 17.5 | 17.5 | 17.5 | 17.5 | 17.5 | 17.5
Barker Inlet Power Station | BIPS1_09 | 17.5 | 17.5 | 17.5 | 17.5 | 17.5 | 17.5 | 17.5 | 17.5 | 17.5 | 17.5
Barker Inlet Power Station | BIPS1_10 | 17.5 | 17.5 | 17.5 | 17.5 | 17.5 | 17.5 | 17.5 | 17.5 | 17.5 | 17.5
Barker Inlet Power Station | BIPS1_11 | 17.5 | 17.5 | 17.5 | 17.5 | 17.5 | 17.5 | 17.5 | 17.5 | 17.5 | 17.5
Barker Inlet Power Station | BIPS1_12 | 17.5 | 17.5 | 17.5 | 17.5 | 17.5 | 17.5 | 17.5 | 17.5 | 17.5 | 17.5
Dry Creek GT | DRYCGT1 | 47 | 47 | 47 | 47 | 47 | 47 | 47 | 47 | 47 | 0
Dry Creek GT | DRYCGT2 | 47 | 47 | 47 | 47 | 47 | 47 | 47 | 47 | 47 | 0
Dry Creek GT | DRYCGT3 | 49 | 49 | 49 | 49 | 49 | 49 | 49 | 49 | 49 | 0
Hallett GT | AGLHAL01 | 0 | 16.5 | 16.5 | 16.5 | 16.5 | 16.5 | 16.5 | 16.5 | 16.5 | 16.5
Hallett GT | AGLHAL05 | 16 | 16 | 16 | 16 | 16 | 16 | 16 | 16 | 16 | 16
Hallett GT | AGLHAL06 | 15 | 15 | 15 | 15 | 15 | 15 | 15 | 15 | 15 | 15
Hallett GT | AGLHAL07 | 23 | 23 | 23 | 23 | 23 | 23 | 23 | 23 | 23 | 23
Hallett GT | AGLHAL08 | 25 | 25 | 25 | 25 | 25 | 25 | 25 | 25 | 25 | 25
Hallett GT | AGLHAL09 | 0 | 0 | 23 | 23 | 23 | 23 | 23 | 23 | 23 | 23
Hallett GT | AGLHAL10 | 16 | 16 | 16 | 16 | 16 | 16 | 16 | 16 | 16 | 16
Hallett GT | AGLHAL11 | 16 | 16 | 16 | 16 | 16 | 16 | 16 | 16 | 16 | 16
Hallett GT | AGLHAL12 | 0 | 16 | 16 | 16 | 16 | 16 | 16 | 16 | 16 | 16
Hallett GT | AGLHAL02 | 0 | 0 | 16.5 | 16.5 | 16.5 | 16.5 | 16.5 | 16.5 | 16.5 | 16.5
Hallett GT | AGLHAL03 | 17 | 17 | 17 | 17 | 17 | 17 | 17 | 17 | 17 | 17
Hallett GT | AGLHAL04 | 0 | 16 | 16 | 16 | 16 | 16 | 16 | 16 | 16 | 16
Hallett GT | AGLHALRE | 33 | 33 | 33 | 33 | 33 | 33 | 33 | 33 | 33 | 33
Ladbroke Grove | LADBROK1 | 42 | 42 | 42 | 42 | 42 | 42 | 42 | 42 | 42 | 42
Ladbroke Grove | LADBROK2 | 42 | 42 | 42 | 42 | 42 | 42 | 42 | 42 | 42 | 42
Mintaro GT | MINTARO | 90 | 90 | 90 | 90 | 90 | 90 | 90 | 90 | 90 | 0
Quarantine | QPS1 | 29 | 29 | 29 | 29 | 29 | 29 | 29 | 29 | 29 | 29
Quarantine | QPS2 | 23 | 23 | 23 | 23 | 23 | 23 | 23 | 23 | 23 | 23
Quarantine | QPS3 | 29 | 29 | 29 | 29 | 29 | 29 | 29 | 29 | 29 | 29
Quarantine | QPS4 | 23 | 23 | 23 | 23 | 23 | 23 | 23 | 23 | 23 | 23
Quarantine | QPS5 | 120 | 120 | 120 | 120 | 120 | 120 | 120 | 120 | 120 | 120
Bell Bay Three | BBTHREE1 | 40 | 40 | 40 | 40 | 40 | 40 | 40 | 40 | 40 | 40
Bell Bay Three | BBTHREE2 | 40 | 40 | 40 | 40 | 40 | 40 | 40 | 40 | 40 | 40
Bell Bay Three | BBTHREE3 | 25 | 25 | 25 | 25 | 25 | 25 | 25 | 25 | 25 | 25
Tamar Valley Peaking | TVPP104 | 58 | 58 | 58 | 58 | 58 | 58 | 58 | 58 | 58 | 58
Somerton | AGLSOM01 | 42.5 | 42.5 | 42.5 | 42.5 | 42.5 | 42.5 | 42.5 | 42.5 | 42.5 | 42.5
Somerton | AGLSOM02 | 42.5 | 42.5 | 42.5 | 42.5 | 42.5 | 42.5 | 42.5 | 42.5 | 42.5 | 42.5
Somerton | AGLSOM03 | 42.5 | 42.5 | 42.5 | 42.5 | 42.5 | 42.5 | 42.5 | 42.5 | 42.5 | 42.5
Somerton | AGLSOM04 | 42.5 | 42.5 | 42.5 | 42.5 | 42.5 | 42.5 | 42.5 | 42.5 | 42.5 | 42.5
Bairnsdale | BDL01 | 40 | 40 | 40 | 40 | 40 | 40 | 40 | 40 | 40 | 40
Bairnsdale | BDL02 | 42 | 42 | 42 | 42 | 42 | 42 | 42 | 42 | 42 | 42
Jeeralang A | JLA01 | 56 | 56 | 56 | 56 | 56 | 56 | 56 | 56 | 56 | 56
Jeeralang A | JLA02 | 56 | 56 | 56 | 56 | 56 | 56 | 56 | 56 | 56 | 56
Jeeralang A | JLA03 | 55 | 55 | 55 | 55 | 55 | 55 | 55 | 55 | 55 | 55
Jeeralang A | JLA04 | 55 | 55 | 55 | 55 | 55 | 55 | 55 | 55 | 55 | 55
Jeeralang B | JLB01 | 85 | 85 | 85 | 85 | 85 | 85 | 85 | 85 | 85 | 85
Jeeralang B | JLB02 | 85 | 85 | 85 | 85 | 85 | 85 | 85 | 85 | 85 | 85
Jeeralang B | JLB03 | 87 | 87 | 87 | 87 | 87 | 87 | 87 | 87 | 87 | 87
Laverton North | LNGS1 | 172 | 172 | 172 | 172 | 172 | 172 | 172 | 172 | 172 | 172
Laverton North | LNGS2 | 172 | 172 | 172 | 172 | 172 | 172 | 172 | 172 | 172 | 172
Mortlake | MORTLK11 | 292 | 292 | 292 | 292 | 292 | 292 | 292 | 292 | 292 | 292
Mortlake | MORTLK12 | 292 | 292 | 292 | 292 | 292 | 292 | 292 | 292 | 292 | 292
Valley Power | VPGS1 | 56 | 56 | 56 | 56 | 56 | 56 | 56 | 56 | 56 | 56
Valley Power | VPGS2 | 56 | 56 | 56 | 56 | 56 | 56 | 56 | 56 | 56 | 56
Valley Power | VPGS3 | 56 | 56 | 56 | 56 | 56 | 56 | 56 | 56 | 56 | 56
Valley Power | VPGS4 | 56 | 56 | 56 | 56 | 56 | 56 | 56 | 56 | 56 | 56
Valley Power | VPGS5 | 56 | 56 | 56 | 56 | 56 | 56 | 56 | 56 | 56 | 56
Valley Power | VPGS6 | 56 | 56 | 56 | 56 | 56 | 56 | 56 | 56 | 56 | 56
Torrens Island A | TORRA3 | 0 | 0 | 0 | 0 | 0 | 0 | 0 | 0 | 0 | 0
Torrens Island B | TORRB1 | 0 | 0 | 0 | 200 | 200 | 200 | 200 | 200 | 200 | 200
Torrens Island B | TORRB2 | 200 | 200 | 200 | 200 | 200 | 200 | 200 | 200 | 200 | 200
Torrens Island B | TORRB3 | 200 | 200 | 200 | 200 | 200 | 200 | 200 | 200 | 200 | 200
Torrens Island B | TORRB4 | 200 | 200 | 200 | 200 | 200 | 200 | 200 | 200 | 200 | 200
Newport | NPS | 510 | 510 | 510 | 510 | 510 | 510 | 510 | 510 | 510 | 510
Lonsdale | LONSDALE | 21.06 | 21.06 | 21.06 | 21.06 | 21.06 | 21.06 | 21.06 | 21.06 | 21.06 | 21.06
Port Lincoln GT | POR01 | 25 | 25 | 25 | 25 | 25 | 25 | 25 | 25 | 25 | 0
Port Lincoln GT | POR02 | 25 | 25 | 25 | 25 | 25 | 25 | 25 | 25 | 25 | 0
Port Lincoln GT | POR03 | 23.5 | 23.5 | 23.5 | 23.5 | 23.5 | 23.5 | 23.5 | 23.5 | 23.5 | 0
Port Stanvac 1 | PTSTAN1_1 | 32.4 | 32.4 | 32.4 | 32.4 | 32.4 | 32.4 | 32.4 | 32.4 | 32.4 | 32.4
Port Stanvac 1 | PTSTAN1_2 | 32.4 | 32.4 | 32.4 | 32.4 | 32.4 | 32.4 | 32.4 | 32.4 | 32.4 | 32.4
Snuggery | SNUG1 | 21 | 21 | 21 | 21 | 21 | 21 | 21 | 21 | 21 | 0
Snuggery | SNUG2 | 21 | 21 | 21 | 21 | 21 | 21 | 21 | 21 | 21 | 0
Snuggery | SNUG3 | 21 | 21 | 21 | 21 | 21 | 21 | 21 | 21 | 21 | 0
Blowering | BLOWERNG | 0 | 70 | 70 | 70 | 70 | 70 | 70 | 70 | 70 | 70
Guthega | GUTHEGA1 | 34 | 34 | 34 | 34 | 34 | 34 | 34 | 34 | 34 | 34
Guthega | GUTHEGA2 | 34 | 34 | 34 | 34 | 34 | 34 | 34 | 34 | 34 | 34
Hume Dam NSW | HUMENSW | 0 | 0 | 0 | 0 | 0 | 0 | 0 | 0 | 0 | 0
Shoalhaven | SHGEN01 | 40 | 40 | 40 | 40 | 40 | 40 | 40 | 40 | 40 | 40
Shoalhaven | SHGEN02 | 40 | 40 | 40 | 40 | 40 | 40 | 40 | 40 | 40 | 40
Shoalhaven | SHGEN03 | 80 | 80 | 80 | 80 | 80 | 80 | 80 | 80 | 80 | 80
Shoalhaven | SHGEN04 | 80 | 80 | 80 | 80 | 80 | 80 | 80 | 80 | 80 | 80
Upper Tumut | TUMUT1_01 | 93 | 93 | 93 | 93 | 103 | 103 | 103 | 103 | 103 | 103
Upper Tumut | TUMUT1_02 | 93 | 93 | 93 | 93 | 93 | 103 | 103 | 103 | 103 | 103
Upper Tumut | TUMUT1_03 | 93 | 93 | 93 | 93 | 93 | 103 | 103 | 103 | 103 | 103
Upper Tumut | TUMUT1_04 | 103 | 103 | 103 | 103 | 103 | 103 | 103 | 103 | 103 | 103
Upper Tumut | TUMUT2_01 | 73 | 73 | 73 | 73 | 73 | 73 | 78 | 78 | 78 | 78
Upper Tumut | TUMUT2_02 | 73 | 73 | 73 | 73 | 73 | 73 | 73 | 78 | 78 | 78
Upper Tumut | TUMUT2_03 | 73 | 73 | 73 | 73 | 73 | 73 | 73 | 78 | 78 | 78
Upper Tumut | TUMUT2_04 | 73 | 73 | 73 | 73 | 73 | 73 | 73 | 73 | 78 | 78
Tumut 3 | TUMUT3_01 | 300 | 300 | 300 | 300 | 300 | 300 | 300 | 300 | 300 | 300
Tumut 3 | TUMUT3_02 | 300 | 300 | 300 | 300 | 300 | 300 | 300 | 300 | 300 | 300
Tumut 3 | TUMUT3_03 | 300 | 300 | 300 | 300 | 300 | 300 | 300 | 300 | 300 | 300
Tumut 3 | TUMUT3_04 | 300 | 300 | 300 | 300 | 300 | 300 | 300 | 300 | 300 | 300
Tumut 3 | TUMUT3_05 | 300 | 300 | 300 | 300 | 300 | 300 | 300 | 300 | 300 | 300
Tumut 3 | TUMUT3_06 | 300 | 300 | 300 | 300 | 300 | 300 | 300 | 300 | 300 | 300
Barron Gorge | BARRON-1 | 33 | 33 | 33 | 33 | 33 | 33 | 33 | 33 | 33 | 33
Barron Gorge | BARRON-2 | 33 | 33 | 33 | 33 | 33 | 33 | 33 | 33 | 33 | 33
Kareeya | KAREEYA1 | 21.6 | 21.6 | 21.6 | 21.6 | 21.6 | 21.6 | 21.6 | 21.6 | 21.6 | 21.6
Kareeya | KAREEYA2 | 21.6 | 21.6 | 21.6 | 21.6 | 21.6 | 21.6 | 21.6 | 21.6 | 21.6 | 21.6
Kareeya | KAREEYA3 | 21.6 | 21.6 | 21.6 | 21.6 | 21.6 | 21.6 | 21.6 | 21.6 | 21.6 | 21.6
Kareeya | KAREEYA4 | 21.6 | 21.6 | 21.6 | 21.6 | 21.6 | 21.6 | 21.6 | 21.6 | 21.6 | 21.6
Wivenhoe | W/HOE#1 | 285 | 285 | 285 | 285 | 285 | 285 | 285 | 285 | 285 | 285
Wivenhoe | W/HOE#2 | 285 | 285 | 285 | 285 | 285 | 285 | 285 | 285 | 285 | 285
Bastyan | BASTYAN | 81 | 81 | 81 | 81 | 84 | 84 | 84 | 84 | 84 | 84
Catagunya / Liapootah / Wayatinah | CA111-1 | 24 | 24 | 24 | 24 | 24 | 24 | 24 | 24 | 24 | 24
Catagunya / Liapootah / Wayatinah | CA112-2 | 24 | 24 | 24 | 24 | 24 | 24 | 24 | 24 | 24 | 24
Catagunya / Liapootah / Wayatinah | LI111-1 | 29 | 29 | 29 | 29 | 29 | 29 | 29 | 29 | 29 | 29
Catagunya / Liapootah / Wayatinah | LI112-2 | 29 | 29 | 29 | 29 | 29 | 29 | 29 | 29 | 29 | 29
Catagunya / Liapootah / Wayatinah | LI113-3 | 29 | 29 | 29 | 29 | 29 | 29 | 29 | 29 | 29 | 29
Catagunya / Liapootah / Wayatinah | WY111-1 | 13 | 13 | 13 | 13 | 13 | 13 | 13 | 13 | 13 | 13
Catagunya / Liapootah / Wayatinah | WY111-2 | 13 | 13 | 13 | 13 | 13 | 13 | 13 | 13 | 13 | 13
Catagunya / Liapootah / Wayatinah | WY111-3 | 13 | 13 | 13 | 13 | 13 | 13 | 13 | 13 | 13 | 13
Cethana | CETHANA | 95 | 95 | 95 | 95 | 95 | 95 | 95 | 95 | 95 | 95
Devils gate | DEVILS_G | 63 | 63 | 63 | 63 | 63 | 63 | 63 | 63 | 63 | 63
Fisher | FISHER | 46 | 46 | 46 | 46 | 46 | 46 | 46 | 46 | 46 | 46
Gordon | GO181-1 | 126 | 126 | 126 | 126 | 0 | 126 | 126 | 126 | 126 | 126
Gordon | GO182-2 | 126 | 0 | 126 | 126 | 126 | 126 | 126 | 126 | 126 | 126
Gordon | GO183-3 | 126 | 126 | 126 | 126 | 126 | 126 | 126 | 0 | 126 | 126
John Butters | JBUTTERS | 140 | 140 | 140 | 140 | 140 | 140 | 144 | 144 | 144 | 144
Lake Echo | LK_ECHO | 30 | 30 | 0 | 30 | 30 | 30 | 30 | 30 | 30 | 30
Lemonthyme / Wilmot | LM111-1 | 54 | 0 | 55 | 55 | 55 | 55 | 55 | 55 | 55 | 55
Lemonthyme / Wilmot | WI111-1 | 33 | 33 | 33 | 33 | 33 | 33 | 33 | 33 | 33 | 33
Mackintosh | MACKNTSH | 81 | 81 | 81 | 84 | 84 | 84 | 84 | 84 | 84 | 84
Meadowbank | MEADOWBK | 44 | 44 | 44 | 44 | 44 | 44 | 44 | 44 | 44 | 44
Poatina | PO161-1 | 57 | 57 | 0 | 57 | 57 | 57 | 0 | 57 | 57 | 57
Poatina | PO163-3 | 57 | 57 | 0 | 57 | 57 | 57 | 57 | 57 | 0 | 57
Poatina | PO165-5 | 57 | 0 | 0 | 57 | 57 | 57 | 57 | 57 | 57 | 57
Poatina | PO166-6 | 57 | 57 | 0 | 0 | 57 | 57 | 57 | 0 | 0 | 57
Poatina | PO164-4 | 57 | 57 | 0 | 57 | 57 | 57 | 57 | 57 | 57 | 57
Poatina | PO162-2 | 57 | 57 | 0 | 57 | 57 | 0 | 57 | 57 | 57 | 57
Reece | REECE1 | 116 | 116 | 116 | 116 | 116 | 120 | 120 | 120 | 120 | 120
Reece | REECE2 | 116 | 116 | 116 | 116 | 116 | 116 | 116 | 0 | 120 | 120
Tarraleah | TA111-1 | 12 | 12 | 12 | 14 | 14 | 0 | 12 | 12 | 12 | 12
Tarraleah | TA111-2 | 12 | 12 | 12 | 14 | 14 | 14 | 12 | 12 | 12 | 12
Tarraleah | TA111-3 | 12 | 12 | 12 | 14 | 0 | 14 | 12 | 12 | 12 | 12
Tarraleah | TA112-4 | 12 | 12 | 12 | 0 | 14 | 14 | 12 | 12 | 12 | 12
Tarraleah | TA112-5 | 12 | 12 | 12 | 14 | 14 | 14 | 12 | 12 | 12 | 12
Tarraleah | TA112-6 | 12 | 12 | 12 | 14 | 14 | 14 | 12 | 12 | 12 | 12
Trevallyn | TR111-1 | 20 | 20 | 20 | 20 | 20 | 20 | 20 | 20 | 20 | 20
Trevallyn | TR111-2 | 0 | 20 | 20 | 20 | 20 | 20 | 20 | 20 | 20 | 20
Trevallyn | TR112-3 | 30 | 30 | 30 | 30 | 30 | 30 | 30 | 30 | 30 | 30
Trevallyn | TR112-4 | 30 | 30 | 30 | 30 | 30 | 30 | 30 | 30 | 30 | 30
Tribute | TRIBUTE | 88 | 88 | 88 | 88 | 88 | 88 | 88 | 88 | 88 | 88
Tungatinah | TU111-1 | 26 | 26 | 26 | 26 | 26 | 26 | 26 | 26 | 26 | 26
Tungatinah | TU112-2 | 26 | 26 | 26 | 26 | 26 | 26 | 26 | 26 | 26 | 26
Tungatinah | TU113-3 | 26 | 26 | 26 | 26 | 26 | 26 | 26 | 26 | 26 | 26
Tungatinah | TU114-4 | 26 | 26 | 26 | 26 | 26 | 26 | 26 | 26 | 26 | 26
Tungatinah | TU115-5 | 26 | 26 | 26 | 26 | 26 | 26 | 26 | 26 | 26 | 26
Bogong / MacKay | BOGONG1 | 70 | 70 | 70 | 70 | 70 | 70 | 70 | 70 | 70 | 70
Bogong / MacKay | BOGONG2 | 70 | 70 | 70 | 70 | 70 | 70 | 70 | 70 | 70 | 70
Bogong / MacKay | MCKAY11 | 26.67 | 26.67 | 26.67 | 26.67 | 26.67 | 26.67 | 26.67 | 26.67 | 26.67 | 26.67
Bogong / MacKay | MCKAY12 | 26.67 | 26.67 | 26.67 | 26.67 | 26.67 | 26.67 | 26.67 | 26.67 | 26.67 | 26.67
Bogong / MacKay | MCKAY13 | 26.67 | 26.67 | 26.67 | 26.67 | 26.67 | 26.67 | 26.67 | 26.67 | 26.67 | 26.67
Bogong / MacKay | MCKAY14 | 26.67 | 26.67 | 26.67 | 26.67 | 26.67 | 26.67 | 26.67 | 26.67 | 26.67 | 26.67
Bogong / MacKay | MCKAY15 | 26.67 | 26.67 | 26.67 | 26.67 | 26.67 | 26.67 | 26.67 | 26.67 | 26.67 | 26.67
Bogong / MacKay | MCKAY16 | 26.67 | 26.67 | 26.67 | 26.67 | 26.67 | 26.67 | 26.67 | 26.67 | 26.67 | 26.67
Dartmouth | DARTM1 | 170 | 170 | 170 | 170 | 170 | 170 | 170 | 170 | 170 | 170
Eildon | EILDON1 | 60 | 60 | 60 | 60 | 60 | 60 | 60 | 60 | 60 | 60
Eildon | EILDON2 | 60 | 60 | 60 | 60 | 60 | 60 | 60 | 60 | 60 | 60
Hume Dam VIC | HUMEV | 0 | 0 | 0 | 0 | 0 | 0 | 0 | 0 | 0 | 0
Murray 1 | MURRAY01 | 95 | 95 | 95 | 95 | 95 | 95 | 95 | 95 | 95 | 95
Murray 1 | MURRAY03 | 95 | 95 | 95 | 95 | 95 | 95 | 95 | 95 | 95 | 95
Murray 1 | MURRAY04 | 95 | 95 | 0 | 95 | 95 | 95 | 95 | 95 | 95 | 95
Murray 1 | MURRAY05 | 95 | 95 | 95 | 95 | 95 | 95 | 95 | 95 | 95 | 95
Murray 1 | MURRAY06 | 95 | 95 | 95 | 0 | 95 | 95 | 95 | 95 | 95 | 95
Murray 1 | MURRAY07 | 0 | 95 | 95 | 95 | 95 | 95 | 95 | 95 | 95 | 95
Murray 1 | MURRAY08 | 95 | 95 | 95 | 95 | 95 | 95 | 95 | 95 | 95 | 95
Murray 1 | MURRAY09 | 95 | 95 | 95 | 95 | 95 | 95 | 95 | 95 | 95 | 95
Murray 1 | MURRAY10 | 95 | 0 | 95 | 95 | 95 | 95 | 0 | 95 | 95 | 95
Murray 1 | MURRAY02 | 95 | 95 | 95 | 95 | 95 | 95 | 95 | 95 | 95 | 95
Murray 2 | MURRAY11 | 137.5 | 137.5 | 0 | 150 | 150 | 150 | 150 | 150 | 150 | 150
Murray 2 | MURRAY12 | 137.5 | 0 | 150 | 150 | 150 | 150 | 150 | 150 | 150 | 150
Murray 2 | MURRAY13 | 150 | 150 | 150 | 150 | 150 | 150 | 150 | 150 | 150 | 150
Murray 2 | MURRAY14 | 150 | 150 | 150 | 150 | 150 | 150 | 150 | 150 | 150 | 150
West Kiewa | WKIEWA1_1 | 17 | 17 | 17 | 17 | 17 | 17 | 17 | 17 | 17 | 17
West Kiewa | WKIEWA1_2 | 17 | 17 | 17 | 17 | 17 | 17 | 17 | 17 | 17 | 17
West Kiewa | WKIEWA2_1 | 17 | 17 | 17 | 17 | 17 | 17 | 17 | 17 | 17 | 17
West Kiewa | WKIEWA2_2 | 17 | 17 | 17 | 17 | 17 | 17 | 17 | 17 | 17 | 17
Beryl Solar Farm | BERYLSF1 | 87 | 87 | 87 | 87 | 87 | 87 | 87 | 87 | 87 | 87
Bomen Solar Farm | BOMENSF1 | 99.88 | 99.88 | 99.88 | 99.88 | 99.88 | 99.88 | 99.88 | 99.88 | 99.88 | 99.88
Broken Hill Solar Farm | BROKENH1 | 53 | 53 | 53 | 53 | 53 | 53 | 53 | 53 | 53 | 53
Coleambally Solar Farm | COLEASF1 | 150.03 | 150.03 | 150.03 | 150.03 | 150.03 | 150.03 | 150.03 | 150.03 | 150.03 | 150.03
Darlington Point Solar Farm | DARLSF1 | 274.968 | 274.968 | 274.968 | 274.968 | 274.968 | 274.968 | 274.968 | 274.968 | 274.968 | 274.968
Finley Solar Farm | FINLYSF1 | 132.66 | 132.66 | 132.66 | 132.66 | 132.66 | 132.66 | 132.66 | 132.66 | 132.66 | 132.66
Goonumbla Solar Farm | GOONSF1 | 69.75 | 69.75 | 69.75 | 69.75 | 69.75 | 69.75 | 69.75 | 69.75 | 69.75 | 69.75
Gullen Range Solar Farm | GULLRSF1 | 10 | 10 | 10 | 10 | 10 | 10 | 10 | 10 | 10 | 10
Limondale Solar Farm 1 | LIMOSF11 | 220 | 220 | 220 | 220 | 220 | 220 | 220 | 220 | 220 | 220
Limondale Solar Farm 2 | LIMOSF21 | 28.994 | 28.994 | 28.994 | 28.994 | 28.994 | 28.994 | 28.994 | 28.994 | 28.994 | 28.994
Manildra Solar Farm | MANSLR1 | 46.7 | 46.7 | 46.7 | 46.7 | 46.7 | 46.7 | 46.7 | 46.7 | 46.7 | 46.7
Molong Solar Farm | MOLNGSF1 | 32.406 | 32.406 | 32.406 | 32.406 | 32.406 | 32.406 | 32.406 | 32.406 | 32.406 | 32.406
Moree Solar Farm | MOREESF1 | 56 | 56 | 56 | 56 | 56 | 56 | 56 | 56 | 56 | 56
Nevertire Solar Farm | NEVERSF1 | 104.64 | 104.64 | 104.64 | 104.64 | 104.64 | 104.64 | 104.64 | 104.64 | 104.64 | 104.64
Nyngan Solar Plant | NYNGAN1 | 102.025 | 102.025 | 102.025 | 102.025 | 102.025 | 102.025 | 102.025 | 102.025 | 102.025 | 102.025
Parkes Solar Farm | PARSF1 | 50.5 | 50.5 | 50.5 | 50.5 | 50.5 | 50.5 | 50.5 | 50.5 | 50.5 | 50.5
Sunraysia Solar Farm | SUNRSF1 | 199.68 | 199.68 | 199.68 | 199.68 | 199.68 | 199.68 | 199.68 | 199.68 | 199.68 | 199.68
White Rock Solar Farm | WRSF1 | 20 | 20 | 20 | 20 | 20 | 20 | 20 | 20 | 20 | 20
Childers Solar Farm | CHILDSF1 | 55.87 | 55.87 | 55.87 | 55.87 | 55.87 | 55.87 | 55.87 | 55.87 | 55.87 | 55.87
Clare Solar Farm | CLARESF1 | 99.981 | 99.981 | 99.981 | 99.981 | 99.981 | 99.981 | 99.981 | 99.981 | 99.981 | 99.981
Clermont Solar Farm | CLERMSF1 | 74.999 | 74.999 | 74.999 | 74.999 | 74.999 | 74.999 | 74.999 | 74.999 | 74.999 | 74.999
Collinsville Solar Farm | CSPVPS1 | 42.5 | 42.5 | 42.5 | 42.5 | 42.5 | 42.5 | 42.5 | 42.5 | 42.5 | 42.5
Darling Downs Solar Farm | DDSF1 | 110 | 110 | 110 | 110 | 110 | 110 | 110 | 110 | 110 | 110
Daydream Solar Farm | DAYDSF1 | 149.999 | 149.999 | 149.999 | 149.999 | 149.999 | 149.999 | 149.999 | 149.999 | 149.999 | 149.999
Emerald Solar Park | EMERASF1 | 72 | 72 | 72 | 72 | 72 | 72 | 72 | 72 | 72 | 72
Hamilton Solar Farm | HAMISF1 | 56.005 | 56.005 | 56.005 | 56.005 | 56.005 | 56.005 | 56.005 | 56.005 | 56.005 | 56.005
Haughton Solar Farm | HAUGHT11 | 100.035 | 100.035 | 100.035 | 100.035 | 100.035 | 100.035 | 100.035 | 100.035 | 100.035 | 100.035
Hayman Solar Farm | HAYMSF1 | 50.001 | 50.001 | 50.001 | 50.001 | 50.001 | 50.001 | 50.001 | 50.001 | 50.001 | 50.001
Hughenden Solar Farm | HUGSF1 | 18 | 18 | 18 | 18 | 18 | 18 | 18 | 18 | 18 | 18
Kidston Solar Farm | KSP1 | 48.5 | 48.5 | 48.5 | 48.5 | 48.5 | 48.5 | 48.5 | 48.5 | 48.5 | 48.5
Lilyvale Solar Farm | LILYSF1 | 99.974 | 99.974 | 99.974 | 99.974 | 99.974 | 99.974 | 99.974 | 99.974 | 99.974 | 99.974
Longreach Solar Farm | LRSF1 | 14 | 14 | 14 | 14 | 14 | 14 | 14 | 14 | 14 | 14
Middlemount Sun Farm | MIDDLSF1 | 26 | 26 | 26 | 26 | 26 | 26 | 26 | 26 | 26 | 26
Oakey 1 Solar Farm | OAKEY1SF | 25 | 25 | 25 | 25 | 25 | 25 | 25 | 25 | 25 | 25
Oakey 2 Solar Farm | OAKEY2SF | 54.99 | 54.99 | 54.99 | 54.99 | 54.99 | 54.99 | 54.99 | 54.99 | 54.99 | 54.99
Ross River Solar Farm | RRSF1 | 115.968 | 115.968 | 115.968 | 115.968 | 115.968 | 115.968 | 115.968 | 115.968 | 115.968 | 115.968
Rugby Run Solar Farm | RUGBYR1 | 65 | 65 | 65 | 65 | 65 | 65 | 65 | 65 | 65 | 65
Sun Metals Corporation Solar Farm | SMCSF1 | 109.2 | 109.2 | 109.2 | 109.2 | 109.2 | 109.2 | 109.2 | 109.2 | 109.2 | 109.2
Susan River Solar Farm | SRSF1 | 75.019 | 75.019 | 75.019 | 75.019 | 75.019 | 75.019 | 75.019 | 75.019 | 75.019 | 0
Whitsunday Solar Farm | WHITSF1 | 56.005 | 56.005 | 56.005 | 56.005 | 56.005 | 56.005 | 56.005 | 56.005 | 56.005 | 56.005
Yarranlea Solar Farm | YARANSF1 | 102.96 | 102.96 | 102.96 | 102.96 | 102.96 | 102.96 | 102.96 | 102.96 | 102.96 | 102.96
Bungala one Solar Farm | BNGSF1 | 109.62 | 109.62 | 109.62 | 109.62 | 109.62 | 109.62 | 109.62 | 109.62 | 109.62 | 109.62
Bungala Two Solar Farm | BNGSF2 | 109.62 | 109.62 | 109.62 | 109.62 | 109.62 | 109.62 | 109.62 | 109.62 | 109.62 | 109.62
Tailem Bend Solar Farm | TBSF1 | 94.9968 | 94.9968 | 94.9968 | 94.9968 | 94.9968 | 94.9968 | 94.9968 | 94.9968 | 94.9968 | 94.9968
Bannerton Solar Farm | BANN1 | 88 | 88 | 88 | 88 | 88 | 88 | 88 | 88 | 88 | 88
Gannawarra Solar Farm | GANNSF1 | 50.006 | 50.006 | 50.006 | 50.006 | 50.006 | 50.006 | 50.006 | 50.006 | 50.006 | 50.006
Glenrowan West Solar Farm | GLRWNSF1 | 110.016 | 110.016 | 110.016 | 110.016 | 110.016 | 110.016 | 110.016 | 110.016 | 110.016 | 110.016
Karadoc Solar Farm | KARSF1 | 90.06 | 90.06 | 90.06 | 90.06 | 90.06 | 90.06 | 90.06 | 90.06 | 90.06 | 90.06
Kiamal Solar Farm stage 1 | KIAMSF1 | 199.95 | 199.95 | 199.95 | 199.95 | 199.95 | 199.95 | 199.95 | 199.95 | 199.95 | 199.95
Numurkah Solar Farm | NUMURSF1 | 71.04 | 71.04 | 71.04 | 71.04 | 71.04 | 71.04 | 71.04 | 71.04 | 71.04 | 71.04
Numurkah Solar Farm | NUMURSF2 | 36.48 | 36.48 | 36.48 | 36.48 | 36.48 | 36.48 | 36.48 | 36.48 | 36.48 | 36.48
Wemen Solar Farm | WEMENSF1 | 87.984 | 87.984 | 87.984 | 87.984 | 87.984 | 87.984 | 87.984 | 87.984 | 87.984 | 87.984
Yatpool Solar Farm | YATSF1 | 45 | 45 | 45 | 45 | 45 | 45 | 45 | 45 | 45 | 45
Yatpool Solar Farm | YATSF2 | 36 | 36 | 36 | 36 | 36 | 36 | 36 | 36 | 36 | 36
Bango 973 Wind Farm | BANGOWF1 | 159 | 159 | 159 | 159 | 159 | 159 | 159 | 159 | 159 | 159
Boco Rock Wind Farm | BOCORWF1 | 113.18 | 113.18 | 113.18 | 113.18 | 113.18 | 113.18 | 113.18 | 113.18 | 113.18 | 113.18
Bodangora Wind Farm | BODWF1 | 113.19 | 113.19 | 113.19 | 113.19 | 113.19 | 113.19 | 113.19 | 113.19 | 113.19 | 113.19
Capital Wind Farm | CAPTL_WF | 140.7 | 140.7 | 140.7 | 140.7 | 140.7 | 140.7 | 140.7 | 140.7 | 140.7 | 140.7
Collector | COLWF01 | 218.7 | 218.7 | 218.7 | 218.7 | 218.7 | 218.7 | 218.7 | 218.7 | 218.7 | 218.7
Crookwell 2 Wind Farm | CROOKWF2 | 91 | 91 | 91 | 91 | 91 | 91 | 91 | 91 | 91 | 91
Crudine Ridge Wind Farm | CRURWF1 | 138.01 | 138.01 | 138.01 | 138.01 | 138.01 | 138.01 | 138.01 | 138.01 | 138.01 | 138.01
Cullerin Range Wind Farm | CULLRGWF | 30 | 30 | 30 | 30 | 30 | 30 | 30 | 30 | 30 | 30
Gullen Range Wind Farm | GULLRWF1 | 165.5 | 165.5 | 165.5 | 165.5 | 165.5 | 165.5 | 165.5 | 165.5 | 165.5 | 165.5
Gunning Wind Farm | GUNNING1 | 46.5 | 46.5 | 46.5 | 46.5 | 46.5 | 46.5 | 46.5 | 46.5 | 46.5 | 46.5
Sapphire Wind Farm | SAPHWF1 | 270 | 270 | 270 | 270 | 270 | 270 | 270 | 270 | 270 | 270
Silverton Wind Farm | STWF1 | 198.012 | 198.012 | 198.012 | 198.012 | 198.012 | 198.012 | 198.012 | 198.012 | 198.012 | 198.012
Taralga Wind Farm | TARALGA1 | 106.8 | 106.8 | 106.8 | 106.8 | 106.8 | 106.8 | 106.8 | 106.8 | 106.8 | 106.8
White Rock Wind Farm - Stage 1 | WRWF1 | 172.48 | 172.48 | 172.48 | 172.48 | 172.48 | 172.48 | 172.48 | 172.48 | 172.48 | 172.48
Woodlawn Wind Farm | WOODLWN1 | 48.3 | 48.3 | 48.3 | 48.3 | 48.3 | 48.3 | 48.3 | 48.3 | 48.3 | 48.3
Coopers Gap Wind Farm | COOPGWF1 | 439.975 | 439.975 | 439.975 | 439.975 | 439.975 | 439.975 | 439.975 | 439.975 | 439.975 | 439.975
Mount Emerald Wind Farm | MEWF1 | 180.465 | 180.465 | 180.465 | 180.465 | 180.465 | 180.465 | 180.465 | 180.465 | 180.465 | 180.465
Canunda Wind Farm | CNUNDAWF | 46 | 46 | 46 | 46 | 46 | 46 | 46 | 46 | 46 | 46
Cathedral Rocks Wind Farm | CATHROCK | 66 | 66 | 66 | 66 | 66 | 66 | 66 | 66 | 66 | 66
Clements Gap Wind Farm | CLEMGPWF | 56.7 | 56.7 | 56.7 | 56.7 | 56.7 | 56.7 | 56.7 | 56.7 | 56.7 | 56.7
Hallett Stage 1 Brown Hill Wind Farm | HALLWF1 | 94.5 | 94.5 | 94.5 | 94.5 | 94.5 | 94.5 | 94.5 | 94.5 | 94.5 | 94.5
Hallett Stage 2 Hallett Hill Wind Farm | HALLWF2 | 71.4 | 71.4 | 71.4 | 71.4 | 71.4 | 71.4 | 71.4 | 71.4 | 71.4 | 71.4
Hallett 4 North Brown Hill Wind Farm | NBHWF1 | 131.985 | 131.985 | 131.985 | 131.985 | 131.985 | 131.985 | 131.985 | 131.985 | 131.985 | 131.985
Hallett 5 The Bluff Wind Farm | BLUFF1 | 52.5 | 52.5 | 52.5 | 52.5 | 52.5 | 52.5 | 52.5 | 52.5 | 52.5 | 52.5
Hornsdale Wind Farm Stage 1 | HDWF1 | 100 | 100 | 100 | 100 | 100 | 100 | 100 | 100 | 100 | 100
Hornsdale Wind Farm Stage 2 | HDWF2 | 100 | 100 | 100 | 100 | 100 | 100 | 100 | 100 | 100 | 100
Hornsdale Wind Farm Stage 3 | HDWF3 | 108.99 | 108.99 | 108.99 | 108.99 | 108.99 | 108.99 | 108.99 | 108.99 | 108.99 | 108.99
Lake Bonney 1 Wind Farm | LKBONNY1 | 80.5 | 80.5 | 80.5 | 80.5 | 80.5 | 80.5 | 80.5 | 80.5 | 80.5 | 80.5
Lake Bonney 2 Wind Farm | LKBONNY2 | 159 | 159 | 159 | 159 | 159 | 159 | 159 | 159 | 159 | 159
Lake Bonney 3 Wind Farm | LKBONNY3 | 39 | 39 | 39 | 39 | 39 | 39 | 39 | 39 | 39 | 39
Lincoln Gap Wind Farm - stage 1 | LGAPWF1 | 126 | 126 | 126 | 126 | 126 | 126 | 126 | 126 | 126 | 126
Mount Millar Wind Farm | MTMILLAR | 72.275 | 72.275 | 72.275 | 72.275 | 72.275 | 72.275 | 72.275 | 72.275 | 72.275 | 72.275
Snowtown Wind Farm | SNOWTWN1 | 98.7 | 98.7 | 98.7 | 98.7 | 98.7 | 98.7 | 98.7 | 98.7 | 98.7 | 98.7
Snowtown S2 Wind Farm - North | SNOWNTH1 | 144 | 144 | 144 | 144 | 144 | 144 | 144 | 144 | 144 | 144
Snowtown S2 Wind Farm - South | SNOWSTH1 | 126 | 126 | 126 | 126 | 126 | 126 | 126 | 126 | 126 | 126
Starfish Hill Wind Farm | STARHLWF | 33 | 33 | 33 | 33 | 33 | 33 | 33 | 33 | 33 | 33
Waterloo Wind Farm | WATERLWF | 130.8 | 130.8 | 130.8 | 130.8 | 130.8 | 130.8 | 130.8 | 130.8 | 130.8 | 130.8
Wattle Point Wind Farm | WPWF | 90.75 | 90.75 | 90.75 | 90.75 | 90.75 | 90.75 | 90.75 | 90.75 | 90.75 | 90.75
Willogoleche Wind Farm | WGWF1 | 119.36 | 119.36 | 119.36 | 119.36 | 119.36 | 119.36 | 119.36 | 119.36 | 119.36 | 119.36
Cattle Hill Wind Farm | CTHLWF1 | 144 | 144 | 144 | 144 | 144 | 144 | 144 | 144 | 144 | 144
Granville Harbour Wind Farm | GRANWF1 | 111.6 | 111.6 | 111.6 | 111.6 | 111.6 | 111.6 | 111.6 | 111.6 | 111.6 | 111.6
Musselroe Wind Farm | MUSSELR1 | 168 | 168 | 168 | 168 | 168 | 168 | 168 | 168 | 168 | 168
Woolnorth Wind Farm | WOOLNTH1 | 139.75 | 139.75 | 139.75 | 139.75 | 139.75 | 139.75 | 139.75 | 139.75 | 139.75 | 139.75
Ararat Wind Farm | ARWF1 | 240 | 240 | 240 | 240 | 240 | 240 | 240 | 240 | 240 | 240
Bald Hills Wind Farm | BALDHWF1 | 106.6 | 106.6 | 106.6 | 106.6 | 106.6 | 106.6 | 106.6 | 106.6 | 106.6 | 106.6
Bulgana Green Power Hub - Wind Farm | BULGANA1 | 204.4 | 204.4 | 204.4 | 204.4 | 204.4 | 204.4 | 204.4 | 204.4 | 204.4 | 204.4
Challicum Hills Wind Farm | CHALLHWF | 52.5 | 52.5 | 52.5 | 52.5 | 52.5 | 52.5 | 52.5 | 52.5 | 52.5 | 52.5
Cherry Tree Wind Farm | CHYTWF1 | 57.6 | 57.6 | 57.6 | 57.6 | 57.6 | 57.6 | 57.6 | 57.6 | 57.6 | 57.6
Crowlands Wind Farm | CROWLWF1 | 79.95 | 79.95 | 79.95 | 79.95 | 79.95 | 79.95 | 79.95 | 79.95 | 79.95 | 79.95
Dundonnell Wind Farm | DUNDWF1 | 168 | 168 | 168 | 168 | 168 | 168 | 168 | 168 | 168 | 168
Dundonnell Wind Farm | DUNDWF2 | 46.2 | 46.2 | 46.2 | 46.2 | 46.2 | 46.2 | 46.2 | 46.2 | 46.2 | 46.2
Dundonnell Wind Farm | DUNDWF3 | 121.8 | 121.8 | 121.8 | 121.8 | 121.8 | 121.8 | 121.8 | 121.8 | 121.8 | 121.8
Elaine Wind Farm | ELAINWF1 | 83.6 | 83.6 | 83.6 | 83.6 | 83.6 | 83.6 | 83.6 | 83.6 | 83.6 | 83.6
Kiata Wind Farm | KiataWF1 | 31.05 | 31.05 | 31.05 | 31.05 | 31.05 | 31.05 | 31.05 | 31.05 | 31.05 | 31.05
Macarthur Wind Farm | MACARTH1 | 420 | 420 | 420 | 420 | 420 | 420 | 420 | 420 | 420 | 420
Moorabool Wind Farm | MOORAWF1 | 312 | 312 | 312 | 312 | 312 | 312 | 312 | 312 | 312 | 312
Mortons Lane Wind Farm | MLWF1 | 19.5 | 19.5 | 19.5 | 19.5 | 19.5 | 19.5 | 19.5 | 19.5 | 19.5 | 19.5
Mt Gellibrand Wind Farm | MTGELWF1 | 99.88 | 99.88 | 99.88 | 132 | 132 | 132 | 132 | 132 | 132 | 132
Mt Mercer Wind Farm | MERCER01 | 131.2 | 131.2 | 131.2 | 131.2 | 131.2 | 131.2 | 131.2 | 131.2 | 131.2 | 131.2
Murra Warra Wind Farm - stage 1 | MUWAWF1 | 225.7 | 225.7 | 225.7 | 225.7 | 225.7 | 225.7 | 225.7 | 225.7 | 225.7 | 225.7
Oaklands Hill Wind Farm | OAKLAND1 | 63.008 | 63.008 | 63.008 | 63.008 | 63.008 | 63.008 | 63.008 | 63.008 | 63.008 | 63.008
Portland Wind Farm | PORTWF | 92 | 92 | 92 | 92 | 92 | 92 | 92 | 92 | 92 | 92
Salt Creek Wind Farm | SALTCRK1 | 54 | 54 | 54 | 54 | 54 | 54 | 54 | 54 | 54 | 54
Waubra Wind Farm | WAUBRAWF | 192 | 192 | 192 | 192 | 192 | 192 | 192 | 192 | 192 | 192
Yambuk Wind Farm | YAMBUKWF | 30 | 30 | 30 | 30 | 30 | 30 | 30 | 30 | 30 | 30
Yaloak South Wind Farm | YSWF1 | 28.7 | 28.7 | 28.7 | 28.7 | 28.7 | 28.7 | 28.7 | 28.7 | 28.7 | 28.7
Yendon Wind Farm | YENDWF1 | 144.4 | 144.4 | 144.4 | 144.4 | 144.4 | 144.4 | 144.4 | 144.4 | 144.4 | 144.4
Berrybank Wind Farm |  | 175.913 | 175.913 | 175.913 | 175.913 | 175.913 | 175.913 | 175.913 | 175.913 | 175.913 | 175.913
Gullen Range Wind Farm 2 | GULLRWF2 | 110.67 | 110.67 | 110.67 | 110.67 | 110.67 | 110.67 | 110.67 | 110.67 | 110.67 | 110.67
Jemalong Solar | JEMALNG1 | 50 | 50 | 50 | 50 | 50 | 50 | 50 | 50 | 50 | 50
Maryrorough Solar Farm | MARYRSF1 | 27.3 | 27.3 | 27.3 | 27.3 | 27.3 | 27.3 | 27.3 | 27.3 | 27.3 | 27.3
Stockyard Hill Wind Farm |  | 527.56 | 527.56 | 527.56 | 527.56 | 527.56 | 527.56 | 527.56 | 527.56 | 527.56 | 528
Wellington Solar Farm |  | 169.884 | 169.884 | 169.884 | 169.884 | 169.884 | 169.884 | 169.884 | 169.884 | 169.884 | 169.884
Winton Solar Farm | WINTSF1 | 85 | 85 | 85 | 85 | 85 | 85 | 85 | 85 | 85 | 85
Gangarri Solar Farm | GANGARR1 | 119.88 | 119.88 | 119.88 | 119.88 | 119.88 | 119.88 | 119.88 | 119.88 | 119.88 | 119.88
Lincoln Gap Wind Farm - stage 2 | LGAPWF2 | 86.4 | 86.4 | 86.4 | 86.4 | 86.4 | 86.4 | 86.4 | 86.4 | 86.4 | 86.4
Snapper Point Power Station | SNAPPER1 | 156.9 | 156.9 | 156.9 | 156.9 | 156.9 | 156.9 | 156.9 | 156.9 | 156.9 | 156.9
Committed Generators 1
Generator |  | Winter 2022: Winter
|  | 2022 | 2023 | 2024 | 2025 | 2026 | 2027 | 2028 | 2029 | 2030 | 2031
Kurri Kurri | Kurri Kurri 1 | 0 | 0 | 330 | 330 | 330 | 330 | 330 | 330 | 330 | 330
Kurri Kurri | Kurri Kurri 2 | 0 | 0 | 330 | 330 | 330 | 330 | 330 | 330 | 330 | 330
Kidston |  | 0 | 0 | 0 | 0 | 0 | 0 | 0 | 0 | 0 | 0
Snowy 2.0 | SNO2PH01 | 0 | 0 | 0 | 0 | 222 | 333 | 333 | 333 | 333 | 333
Snowy 2.0 | SNO2PH03 | 0 | 0 | 0 | 0 | 222 | 333 | 333 | 333 | 333 | 333
Snowy 2.0 | SNO2PH02 | 0 | 0 | 0 | 0 | 222 | 333 | 333 | 333 | 333 | 333
Snowy 2.0 | SNO2PH04 | 0 | 0 | 0 | 0 | 222 | 333 | 333 | 333 | 333 | 333
Snowy 2.0 | SNO2PH05 | 0 | 0 | 0 | 0 | 222 | 333 | 333 | 333 | 333 | 333
Snowy 2.0 | SNO2PH06 | 0 | 0 | 0 | 0 | 222 | 333 | 333 | 333 | 333 | 333
Corowa Solar Farm | CRWASF1 | 22 | 30.008 | 30.008 | 30.008 | 30.008 | 30.008 | 30.008 | 30.008 | 30.008 | 30.008
Gunnedah Solar Farm | GNNDHSF1 | 110 | 110 | 110 | 110 | 110 | 110 | 110 | 110 | 110 | 0
Junee Solar Farm | JUNEESF1 | 30.008 | 30.008 | 30.008 | 30.008 | 30.008 | 30.008 | 30.008 | 30.008 | 30.008 | 30.008
Metz Solar Farm | METZSF1 | 115.02 | 115.02 | 115.02 | 115.02 | 115.02 | 115.02 | 115.02 | 115.02 | 115.02 | 115.02
New England Solar Farm |  | 0 | 400.032 | 400.032 | 400.032 | 400.032 | 400.032 | 400.032 | 400.032 | 400.032 | 400.032
Riverina Solar Farm |  | 0 | 32.4 | 32.4 | 32.4 | 32.4 | 32.4 | 32.4 | 32.4 | 32.4 | 32.4
Sebastopol Solar Farm | SEBSF1 | 90 | 90 | 90 | 90 | 90 | 90 | 90 | 90 | 90 | 90
Suntop Solar Farm | SUNTPSF1 | 150 | 150 | 150 | 150 | 150 | 150 | 150 | 150 | 150 | 0
Wagga North Solar Farm | WAGGNSF1 | 46.376 | 46.376 | 46.376 | 46.376 | 46.376 | 46.376 | 46.376 | 46.376 | 46.376 | 46.376
Bluegrass Solar Farm | BLUEGSF1 | 148 | 148 | 148 | 148 | 148 | 148 | 148 | 148 | 148 | 148
Columboola Solar Farm |  | 161.95 | 161.95 | 161.95 | 161.95 | 161.95 | 161.95 | 161.95 | 161.95 | 161.95 | 161.95
Kennedy Energy Park Solar Farm | KEPSF1 | 15 | 15 | 15 | 15 | 15 | 15 | 15 | 15 | 15 | 15
Warwick Solar Farm - stage 1 | WARWSF1 | 16.104 | 32.104 | 32.104 | 32.104 | 32.104 | 32.104 | 32.104 | 32.104 | 32.104 | 32.104
Warwick Solar Farm - stage 2 | WARWSF2 | 16.104 | 32.104 | 32.104 | 32.104 | 32.104 | 32.104 | 32.104 | 32.104 | 32.104 | 32.104
Western Downs Green Power Hub | WDGPH1 | 400 | 400 | 400 | 400 | 400 | 400 | 400 | 400 | 400 | 400
Woolooga Solar Farm |  | 175.953 | 175.953 | 175.953 | 175.953 | 175.953 | 175.953 | 175.953 | 175.953 | 175.953 | 175.953
Adelaide Desalination Plant | ADPBA1G | 27.72 | 27.72 | 27.72 | 27.72 | 27.72 | 27.72 | 27.72 | 27.72 | 27.72 | 27.72
Morgan To Whyalla Pipeline No 1 PS And Water Filtration Plant | MWPS1PV1 | 6.128 | 6.128 | 6.128 | 6.128 | 6.128 | 6.128 | 6.128 | 6.128 | 6.128 | 6.128
Morgan To Whyalla Pipeline No 2 PS | MWPS2PV1 | 5.86 | 5.86 | 5.86 | 5.86 | 5.86 | 5.86 | 5.86 | 5.86 | 5.86 | 5.86
Morgan To Whyalla Pipeline No 3 PS | MWPS3PV1 | 7.371 | 7.371 | 7.371 | 7.371 | 7.371 | 7.371 | 7.371 | 7.371 | 7.371 | 7.371
Morgan To Whyalla Pipeline No 4 PS | MWPS4PV1 | 5.86 | 5.86 | 5.86 | 5.86 | 5.86 | 5.86 | 5.86 | 5.86 | 5.86 | 5.86
Cohuna Solar Farm | COHUNSF1 | 24.51 | 24.51 | 24.51 | 24.51 | 24.51 | 24.51 | 24.51 | 24.51 | 24.51 | 24.51
Bango 999 Wind Farm | BANGOWF2 | 84.8 | 84.8 | 84.8 | 84.8 | 84.8 | 84.8 | 84.8 | 84.8 | 84.8 | 84.8
Kaban Green Power Hub - Wind Farm |  | 0 | 156.8 | 156.8 | 156.8 | 156.8 | 156.8 | 156.8 | 156.8 | 156.8 | 156.8
Kennedy Energy Park Wind Farm | KEPWF1 | 43.2 | 43.2 | 43.2 | 43.2 | 43.2 | 43.2 | 43.2 | 43.2 | 43.2 | 43.2
Murra Warra Wind Farm - stage 2 | MUWAWF2 | 133 | 197.6 | 197.6 | 197.6 | 197.6 | 197.6 | 197.6 | 197.6 | 197.6 | 197.6
Bolivar Waste Water Treatment | BOLIVAR1 | 11.25 | 11.25 | 11.25 | 11.25 | 11.25 | 11.25 | 11.25 | 11.25 | 11.25 | 11.25
Edenvale Solar Park |  | 0 | 146 | 146 | 146 | 146 | 146 | 146 | 146 | 146 | 146
Hillston Sun Farm |  | 85 | 85 | 85 | 85 | 85 | 85 | 85 | 85 | 85 | 85
Mannum Adelaide Pumping Station No 2 - MAPL2 (Palmer) | MAPS2PV1 | 16.8 | 16.8 | 16.8 | 16.8 | 16.8 | 16.8 | 16.8 | 16.8 | 16.8 | 16.8
Mannum Adelaide Pumping Station No 3 - MAPL3 (Tungkillo)* | MAPS3PV1 | 12.36 | 12.36 | 12.36 | 12.36 | 12.36 | 12.36 | 12.36 | 12.36 | 12.36 | 12.36
Moura Solar Farm |  | 0 | 81.72 | 81.72 | 81.72 | 81.72 | 81.72 | 81.72 | 81.72 | 81.72 | 81.72
Murray Bridge - Onkaparinga Pipeline Pump 2 | MBPS2PV1 | 13.746 | 13.746 | 13.746 | 13.746 | 13.746 | 13.746 | 13.746 | 13.746 | 13.746 | 13.746
Port Augusta Renewable Energy Park - Solar |  | 79.2 | 79.2 | 79.2 | 79.2 | 79.2 | 79.2 | 79.2 | 79.2 | 79.2 | 79.2
Port Augusta Renewable Energy Park - Wind |  | 210 | 210 | 210 | 210 | 210 | 210 | 210 | 210 | 210 | 210
Wyalong Solar Farm |  | 0 | 53.01 | 53.01 | 53.01 | 53.01 | 53.01 | 53.01 | 53.01 | 53.01 | 53.01
Avonlie Solar Farm |  | 0 | 189.98 | 189.98 | 189.98 | 189.98 | 189.98 | 189.98 | 189.98 | 189.98 | 189.98
Dulacca Wind Farm |  | 0 | 172.989 | 172.989 | 172.989 | 172.989 | 172.989 | 172.989 | 172.989 | 172.989 | 172.989
Rye Park Wind Farm |  | 0 | 0 | 386.1 | 386.1 | 386.1 | 386.1 | 386.1 | 386.1 | 386.1 | 386.1
Berrybank Wind Farm - stage 2 |  | 106 | 106 | 106 | 106 | 106 | 106 | 106 | 106 | 106 | 106
Clarke Creek Wind Farm | CLRKCWF1 | 0 | 0 | 260 | 439 | 439 | 439 | 439 | 439 | 439 | 439
Wandoan South Solar Farm - stage 1 | WANDSF1 | 0 | 125 | 125 | 125 | 125 | 125 | 125 | 125 | 125 | 125
Christies Beach Wastewater Treatment Plant | CBWWBA1G | 5 | 5 | 5 | 5 | 5 | 5 | 5 | 5 | 5 | 5
Happy Valley Reservoir | HVWABA1G | 12.328 | 12.328 | 12.328 | 12.328 | 12.328 | 12.328 | 12.328 | 12.328 | 12.328 | 12.328
Tallawarra B* |  | 0 | 0 | 320 | 320 | 320 | 320 | 320 | 320 | 320 | 320
Wollar Solar Farm |  | 0 | 213 | 209 | 208 | 207 | 206 | 205 | 204 | 203 | 203
West Wyalong Solar Farm |  | 90.016 | 90.016 | 90.016 | 90.016 | 90.016 | 90.016 | 90.016 | 90.016 | 90.016 | 90.016
Tailem Bend Solar Farm - stage 2 |  | 0 | 87 | 87 | 87 | 87 | 87 | 87 | 87 | 87 | 87
Anticipated Projects 2
Generator |  | Winter 2022: Winter
|  | 2022 | 2023 | 2024 | 2025 | 2026 | 2027 | 2028 | 2029 | 2030 | 2031
Aramara Solar Farm | Aramara Solar Farm | 0 | 0 | 101.4 | 101.4 | 101.4 | 101.4 | 101.4 | 101.4 | 101.4 | 101.4
Munna Creek Solar Farm | Munna Creek Solar Farm | 0 | 0 | 119.84 | 119.84 | 119.84 | 154 | 119.84 | 119.84 | 119.84 | 0
Mortlake South Wind Farm | Mortlake South Wind Farm | 0 | 0 | 584 | 584 | 584 | 584 | 584 | 584 | 584 | 584
Macintyre Wind Farm | Macintyre Wind Farm | 0 | 0 | 923.4 | 923.4 | 923.4 | 923.4 | 923.4 | 923.4 | 923.4 | 923.4
Quorn Park Solar Farm | Quorn Park Solar Farm | 0 | 0 | 80 | 80 | 80 | 80 | 80 | 80 | 80 | 80
Walla Walla Solar Farm | Walla Walla Solar Farm | 0 | 0 | 299.44 | 299.44 | 299.44 | 299.44 | 299.44 | 299.44 | 299.44 | 299.44
Wunghnu Solar Farm | Wunghnu Solar Farm | 0 | 0 | 75 | 75 | 75 | 75 | 75 | 75 | 75 | 75
Yanco Solar Farm | Yanco Solar Farm | 0 | 0 | 40 | 40 | 40 | 40 | 40 | 40 | 40 | 40
Bolivar Power Station | Bolivar Power Station | 0 | 0 | 125.6 | 125.6 | 125.6 | 125.6 | 125.6 | 125.6 | 125.6 | 125.6
Karara Wind Farm | Karara Wind Farm | 0 | 0 | 100.08 | 100.08 | 100.08 | 100.08 | 100.08 | 100.08 | 100.08 | 100.08
Existing, Committed and Anticipated Batteries
Generator |  | Winter 2022: Winter
|  | 2022 | 2023 | 2024 | 2025 | 2026 | 2027 | 2028 | 2029 | 2030 | 2031
Wallgrove Grid Battery project | WALGRVG1 | 50 | 50 | 50 | 50 | 50 | 50 | 50 | 50 | 50 | 50
Wandoan South BESS | WANDBG1 | 100 | 100 | 100 | 100 | 100 | 100 | 100 | 100 | 100 | 100
Adelaide Desalination Plant BESS |  | 6 | 6 | 6 | 6 | 6 | 6 | 6 | 6 | 6 | 6
Bolivar Waste Water Treatment BESS |  | 2 | 2 | 2 | 2 | 2 | 2 | 2 | 2 | 2 | 2
Christies Beach Wastewater Treatment Plant BESS |  | 2 | 2 | 2 | 2 | 2 | 2 | 2 | 2 | 2 | 2
Dalrymple North BESS |  | 30 | 30 | 30 | 30 | 30 | 30 | 30 | 30 | 30 | 0
Happy Valley Reservoir BESS |  | 4 | 4 | 4 | 4 | 4 | 4 | 4 | 4 | 4 | 4
Hornsdale Power Reserve Unit 1 | HPRG1 | 150 | 150 | 150 | 150 | 150 | 150 | 150 | 150 | 150 | 150
Lake Bonney BESS1 | LBBG1 | 25 | 25 | 25 | 25 | 25 | 25 | 25 | 25 | 25 | 25
Lincoln Gap Wind Farm - BESS | LGAPWF1 | 0 | 0 | 10 | 10 | 10 | 10 | 10 | 10 | 10 | 10
Torrens Island BESS |  | 0 | 0 | 250.7 | 250.7 | 250.7 | 250.7 | 250.7 | 250.7 | 250.7 | 250.7
Ballarat Energy Storage System | BALBG1 | 29.9 | 29.9 | 29.9 | 29.9 | 29.9 | 29.9 | 29.9 | 19.9 | 19.9 | 19.9
Bulgana Green Power Hub - BESS | BULBESG1 | 20 | 20 | 20 | 20 | 20 | 20 | 20 | 20 | 20 | 20
Gannawarra Energy Storage System | GANNBG1 | 25.33 | 25.33 | 25.33 | 25.33 | 25.33 | 25.33 | 25.33 | 25.33 | 25.33 | 25.33
Victorian Big Battery | VBBG1 | 300 | 300 | 300 | 300 | 300 | 300 | 300 | 300 | 300 | 300
Tailem Bend Battery Project |  | 0 | 0 | 50.8 | 50.8 | 50.8 | 50.8 | 50.8 | 50.8 | 50.8 | 50.8
Darlington Point Energy Storage System |  | 0 | 0 | 25 | 25 | 25 | 25 | 25 | 25 | 25 | 25
Orana BESS |  | 0 | 0 | 0 | 240 | 240 | 240 | 240 | 240 | 240 | 240
Riverina Energy Storage System 1 |  | 0 | 0 | 60 | 60 | 60 | 60 | 60 | 60 | 60 | 60
Riverina Energy Storage System 2 |  | 0 | 0 | 65 | 65 | 65 | 65 | 65 | 65 | 65 | 65
Wooreen Energy Storage System |  | 0 | 0 | 0 | 350 | 350 | 350 | 350 | 350 | 350 | 0
Ulinda Park BESS |  | 0 | 0 | 156 | 156 | 156 | 156 | 156 | 156 | 156 | 156
With the introduction of Marinus Link, the capacities of the following generators increase by: 100 MW across the west coast, 130 MW for Tarraleah and 90 MW capacity for Gordon.
Tamar Valley CCGT seasonal rating is based on being in a mothballed state. This unit can be recalled and may be explored in sensitivity analysis.
1. Committed * projects are marked with an "*" and are assumed to commence beyond the T-1 year (at the earliest) according to the ESOO and Reliability Forecasting Methodology.
2. Anticipated projects based on Generation Information update from July 2022.

## Reserves
Go to Assumptions Summary
Initial Regional Reserve
In the Capacity Outlook models each region must have a minimum level of firm capacity available. Firm capacity is allowed to be shared across interconnected regions based on interconnector capabilities and available capacity in neighbouring regions. These reserve requirements are used in capacity outlook models to deliver sufficient capacity to meet reliability requirements, and the resulting capacity is validated through time-sequential modelling. The initial regional reserve requirements are based on the largest generating unit in the July 2021 Generation Information page.
These initial regional reserve requirements are subject to change over time based on detailed analysis of reliability outcomes from time-sequential modelling to ensure the Reliability Standard is maintained. Details are provided in the ISP Methodology.
Region | Initial conditions: Regional Reserve Requirements (MW)
NSW | 705
QLD | 720
SA | 227
TAS | 126
VIC | 550
Note: Regional reserve requirements are based on February 2022 Generation Information 2021-22 summer rating of the largest unit in each region.

## Generation limits
Go to Assumptions Summary
Generator operating limits
Coal minimum stable level are based on AEMO internal analysis of historical generation and operational experience
For Minimum Stable Level values applied to AEMO's Time-sequential model, go to the GPG Minimum Stable Level Sheet. |  |  |  | Link: | GPG Minimum Stable Levels
Coal minimum stable level |  |  | Capacity factor constraints (coal) |  | New entrant coal minimum stable level
Generator Station | Generating unit | Minimum Stable Level (MW) | Generator | Max Capacity Factors (%) | Technology | Min Stable Level (% of nameplate)
Bayswater | BW01 | 250 | NSW Coal | 75 | Black Coal (advanced ultra supercritical PC) | 30%
Bayswater | BW02 | 250 | Notes: |  | Black Coal (advanced ultra supercritical PC) with CCS | 30%
Bayswater | BW03 | 250 | 1. The capacity factor limits are intended to represent a number of factors such as coal rail limitations that broadly impact all generators. |  | Note: Sourced from Aurecon 2021-22 AEMO costs and technical parameter review.
Bayswater | BW04 | 250
Eraring | ER01 | 210
Eraring | ER02 | 210
Eraring | ER03 | 210
Eraring | ER04 | 210
Liddell | LD01 | 240
Liddell | LD02 | 240
Liddell | LD03 | 240
Liddell | LD04 | 240
Mt Piper | MP1 | 270
Mt Piper | MP2 | 270
Vales Point B | VP5 | 250
Vales Point B | VP6 | 250
Callide B | CALL_B_1 | 155
Callide B | CALL_B_2 | 155
Callide C | CPP_3 | 180
Callide C | CPP_4 | 180
Gladstone | GSTONE1 | 110
Gladstone | GSTONE2 | 110
Gladstone | GSTONE3 | 110
Gladstone | GSTONE4 | 110
Gladstone | GSTONE5 | 110
Gladstone | GSTONE6 | 110
Kogan Creek | KPP_1 | 330
Millmerran | MPP_1 | 200
Millmerran | MPP_2 | 200
Stanwell | STAN-1 | 140
Stanwell | STAN-2 | 140
Stanwell | STAN-3 | 140
Stanwell | STAN-4 | 140
Tarong | TARONG#1 | 140
Tarong | TARONG#2 | 140
Tarong | TARONG#3 | 140
Tarong | TARONG#4 | 140
Tarong North | TNPS1 | 180
Loy Yang B | LOYYB1 | 320
Loy Yang B | LOYYB2 | 320
Loy Yang A Power Station | LYA1 | 300
Loy Yang A Power Station | LYA2 | 300
Loy Yang A Power Station | LYA3 | 300
Loy Yang A Power Station | LYA4 | 300
Yallourn | YWPS1 | 200
Yallourn | YWPS2 | 200
Yallourn | YWPS3 | 200
Yallourn | YWPS4 | 200

## Maintenance
Go to Assumptions Summary
Maintenance rate
The percentage of time per year that a generator is expected to be out of service for maintenance.
Existing generators |  |  | New entrant technologies
Generator type | % of time out | Equivalent average days per year on planned outage | Generator type | % of time out | Equivalent average days per year on planned outage
Black Coal | 5.4795 | 20 | Black Coal (advanced ultra supercritical PC) | 2.8767 | 10.5
Brown Coal | 5.4795 | 20 | Black Coal (advanced ultra supercritical PC) with CCS | 2.8767 | 10.5
Hydro | 0.27397 | 1 | OCGT (small GT) | 0.82192 | 3
CCGT | 5.4795 | 20 | OCGT (large GT) | 1.3699 | 5
OCGT | 1.3699 | 5 | CCGT | 3.5068 | 12.8
Gas-powered steam turbine | 0.68493 | 2.5 | CCGT with CCS | 3.5068 | 12.8
Reciprocating Engine | 1.6438 | 6 | Biomass | 6.2466 | 22.8
Large scale Solar PV | 0 | 0 | Large scale Solar PV | 0 | 0
Solar Thermal | 0 | 0 | Solar Thermal (12hrs Storage) | 0 | 0
Battery storage | 0 | 0 | Battery storage (1hr storage) | 0 | 0
Wind | 0 | 0 | Battery storage (2hrs storage) | 0 | 0
Source: GHD cost and technical parameter review |  |  | Battery storage (4hrs storage) | 0 | 0
Note: |  |  | Battery Storage (8hrs storage) | 0 | 0
1. Maintenance for wind and solar technologies has been considered in the renewable generation profiles. |  |  | Wind | 0 | 0
2. Existing hydro plants are using the maintenace rate of new pumped hydro plants. |  |  | Wind - Offshore | 0 | 0
|  |  | Pumped Hydro (8hrs storage) | 0.27397 | 1
|  |  | Pumped Hydro (24hrs storage) | 0.27397 | 1
|  |  | Pumped Hydro (48hrs storage) | 0.27397 | 1
|  |  | BOTN - Cethana | 0.27397 | 1
|  |  | Hydrogen reciprocating engines | 0.73973 | 2.7
Notes:
1. Sourced from Aurecon 2021-22 AEMO costs and technical parameter review.
2. Pumped Hydro assumptions are sourced from GHD 2018 AEMO costs and technical parameter review.
3. Maintenance for wind and solar technologies has been considered within the renewable generation profiles.
4. Battery storage maintenance rate is included in Aurecon's Equivalent forced outage rate (EFOR).

## Generator Reliability Settings
Go to Assumptions Summary
Generator Reliability Settings
Existing generator outage rates are based on the most recent four years of outage data that have been calculated for the 2022 ESOO. The below rates represent a four year average for respective technology types.
The forced outage rates published here, and applied in the ISP use technology aggregations to protect confidentiality. The ESOO applies the station-level forced outage rates.
Long Duration outages reflect full outages with duration of more than 5 months.
Forecast full and partial outage rates are also provided below. All other technology rates reman flat.
Further details on the application of the forced outage rates across publications is provided in the IASR Report.
Existing generators - Long Duration Outages
Fuel Type | Full outage (% of time) | Mean time to repair (hrs)
Brown Coal | 0.54 | 5290
Black Coal NSW | 0.7 | 5568
Black Coal QLD | 0.68 | 5423
All Coal Average | 0.66 | 5466
OCGT | 0.83 | 6411
Existing generators Outages (Outage rates for year 2022-23) | [6 empty] | New entrant technologies
Fuel type | Forced Outage Rate (%) |  | Mean time to repair (hrs) |  | Partial Outage Derating Factor (%) |  | Fuel type | Forced Outage Rate (%) |  | Mean time to repair (hrs) |  | Partial Outage Derating Factor (%)
| Full outage (% of time) | Partial outage (% of time) | Full outage | Partial outage |  |  |  | Full outage (% of time) | Partial outage (% of time) | Full outage | Partial outage
Brown Coal | 7.49 | 6.68 | 89 | 10 | 19.6 |  | Black Coal (advanced ultra supercritical PC) | 2 | 6.6667 | 102 | 41 | 30
Black Coal QLD | 4.97 | 12.08 | 150 | 48 | 23.19 |  | Black Coal (advanced ultra supercritical PC) with CCS | 2 | 6.6667 | 102 | 41 | 30
Black Coal NSW | 8.11 | 37.23 | 169 | 48 | 17.17 |  | OCGT (small GT) | 2 |  | 75
OCGT | 4.63 | 1.95 | 12 | 13 | 4.37 |  | OCGT (large GT) | 2 |  | 22
Small peaking plants | 7.44 | 0.45 | 74 | 38 | 34.95 |  | CCGT | 3.5 |  | 54
Hydro | 2.7 | 0.07 | 52 | 80 | 31.46 |  | CCGT with CCS | 3.5 |  | 54
CCGT + Steam Turbine | 3.55 | 2.28 | 54 | 18 | 9.94 |  | Biomass | 4 |  | 22
Notes: | [6 empty] | Large scale Solar PV
Gas-fired steam turbines: Newport and Torrens Island | [6 empty] | Solar Thermal (12hrs Storage)
Forced Outage Rate (%) - The percentage of time per year that a generator is expected to be out of service due to forced outage. | [6 empty] | Battery storage (1hr storage) | 2.25 |  | 48
Mean time to repair (hrs) - The average time take to return a generating unit to service | [6 empty] | Battery storage (2hrs storage) | 2.25 |  | 48
Partial Outage Derating Factor - The loss of capacity during a partial outage, relative to generator unit rating. If the outage factor is 20%, the generator will operate at 80% capacity during a partial outage. | [6 empty] | Battery storage (4hrs storage) | 2.25 |  | 48
Small peaking plants have been classified as less than 150MW, but also includes Colongra GT. Liquid-fuelled and reciprocating engines are also included. | [6 empty] | Battery Storage (8hrs storage) | 2.25 |  | 48
OCGT have been classified as greater than 150MW, but also includes Bell Bay/Tamar OCGT. | [6 empty] | Wind
Outages for wind and solar technologies has been considered in the renewable generation profile. | [6 empty] | Wind - Offshore
[7 empty] | Pumped Hydro (8hrs storage) | 1 |  | 27
[7 empty] | Pumped Hydro (24hrs storage) | 1 |  | 27
[7 empty] | Pumped Hydro (48hrs storage) | 1 |  | 27
[7 empty] | BOTN - Cethana | 1 |  | 27
[7 empty] | Hydrogen reciprocating engines | 2 |  | 22
Notes:
1. Sourced from Aurecon 2021-22 AEMO costs and technical parameter review.
2. Pumped Hydro assumptions are sourced from GHD 2018 AEMO costs and technical parameter review.
3. For coal generation, Aurecon's equivalent force outage rate (EFOR) is equally divided between full and partial outage/derating, and a partial outage factor of 30% is assumed. For other technologies the EFOR is used as the FOR.
4. Mean time to repaired is based on existing generator data where possible.
Outage rate projections | [6 empty] | 5. Outages for wind and solar technologies has been considered in the renewable generation profile.
Existing generators Full Outage Rate Forecast (%)
Fuel type | 2022-23 | 2023-24 | 2024-25 | 2025-26 | 2026-27 | 2027-28 | 2028-29 | 2029-30 | 2030-31 | 2031-32
Brown Coal | 7.49 | 6.84 | 7.4 | 7.65 | 7.99 | 8.39 | See "All Coal Average"
Black Coal NSW | 8.11 | 6.17 | 6.11 | 8.08 | 7.2 | 7.59
Black Coal QLD | 4.97 | 4.73 | 4.53 | 4.6 | 4.75 | 4.77
All Coal Average | 2028-29: 5.9; 2029-30: 5.94; 2030-31: 6.14; 2031-32: 6.14
CCGT + Steam Turbine | 3.55 | 3.57 | 3.6 | 3.6 | 3.6 | 3.6 | 3.61 | 3.62 | 3.63 | 3.64
Existing generators Partial Outage Rate Forecast (%)
Fuel type | 2022-23 | 2023-24 | 2024-25 | 2025-26 | 2026-27 | 2027-28 | 2028-29 | 2029-30 | 2030-31 | 2031-32
Brown Coal | 6.68 | 6.95 | 7.25 | 7.49 | 7.73 | 7.99 | See "All Coal Average"
Black Coal NSW | 37.23 | 26.74 | 24.58 | 14.94 | 15.5 | 14.22
Black Coal QLD | 12.08 | 12.56 | 11.62 | 11.39 | 10.36 | 11.61
All Coal Average | 2028-29: 10.87; 2029-30: 9.97; 2030-31: 10.48; 2031-32: 12.12
CCGT + Steam Turbine | 2.28 | 2.28 | 2.49 | 2.49 | 2.49 | 2.49 | 2.49 | 2.49 | 2.48 | 2.5

## Hydro Climate Factor
Go to Assumptions Summary
Hydro Climate Factor
An inflow adjustment to capture climate risks is applied as a scalar to the historical inflow reference years
AEMO's modelling will apply the Median trajectories by default.
Median Projections
North Queensland | RCP | 2020-21 | 2021-22 | 2022-23 | 2023-24 | 2024-25 | 2025-26 | 2026-27 | 2027-28 | 2028-29 | 2029-30 | 2030-31 | 2031-32 | 2032-33 | 2033-34 | 2034-35 | 2035-36 | 2036-37 | 2037-38 | 2038-39 | 2039-40 | 2040-41 | 2041-42 | 2042-43 | 2043-44 | 2044-45 | 2045-46 | 2046-47 | 2047-48 | 2048-49 | 2049-50 | 2050-51 | 2051-52
Slow Change | 7 | bar: 2020-21 to 2051-52
Progressive Change | 4.5 | bar: 2020-21 to 2051-52
Step Change | 2.6 | bar: 2020-21 to 2051-52
Hydrogen Export | 1.9 | bar: 2020-21 to 2051-52
South QLD, NSW, VIC | RCP | 2020-21 | 2021-22 | 2022-23 | 2023-24 | 2024-25 | 2025-26 | 2026-27 | 2027-28 | 2028-29 | 2029-30 | 2030-31 | 2031-32 | 2032-33 | 2033-34 | 2034-35 | 2035-36 | 2036-37 | 2037-38 | 2038-39 | 2039-40 | 2040-41 | 2041-42 | 2042-43 | 2043-44 | 2044-45 | 2045-46 | 2046-47 | 2047-48 | 2048-49 | 2049-50 | 2050-51 | 2051-52
Slow Change | 7 | -2.747% | -3.205% | -3.663% | -4.121% | -4.579% | -5.037% | -5.495% | -5.953% | -6.411% | -6.869% | -6.94% | -7.012% | -7.084% | -7.155% | -7.227% | -7.299% | -7.371% | -7.442% | -7.514% | -7.586% | -7.658% | -7.729% | -7.801% | -7.873% | -7.945% | -8.016% | -8.088% | -8.16% | -8.232% | -8.303% | -8.606% | -8.909%
Progressive Change | 4.5 | -2.315% | -2.7% | -3.086% | -3.472% | -3.858% | -4.243% | -4.629% | -5.015% | -5.401% | -5.786% | -5.814% | -5.841% | -5.868% | -5.895% | -5.923% | -5.95% | -5.977% | -6.004% | -6.032% | -6.059% | -6.086% | -6.114% | -6.141% | -6.168% | -6.195% | -6.223% | -6.25% | -6.277% | -6.305% | -6.332% | -6.703% | -7.074%
Step Change | 2.6 | -1.986% | -2.316% | -2.647% | -2.978% | -3.309% | -3.64% | -3.971% | -4.302% | -4.633% | -4.964% | -4.957% | -4.951% | -4.944% | -4.938% | -4.931% | -4.925% | -4.918% | -4.912% | -4.905% | -4.899% | -4.892% | -4.886% | -4.879% | -4.873% | -4.866% | -4.859% | -4.853% | -4.846% | -4.84% | -4.833% | -5.257% | -5.68%
Hydrogen Export | 1.9 | -1.864% | -2.175% | -2.486% | -2.796% | -3.107% | -3.418% | -3.729% | -4.039% | -4.35% | -4.661% | -4.642% | -4.623% | -4.604% | -4.585% | -4.566% | -4.547% | -4.528% | -4.509% | -4.49% | -4.471% | -4.452% | -4.433% | -4.414% | -4.395% | -4.376% | -4.357% | -4.338% | -4.319% | -4.3% | -4.281% | -4.724% | -5.167%
Tasmania | RCP | 2020-21 | 2021-22 | 2022-23 | 2023-24 | 2024-25 | 2025-26 | 2026-27 | 2027-28 | 2028-29 | 2029-30 | 2030-31 | 2031-32 | 2032-33 | 2033-34 | 2034-35 | 2035-36 | 2036-37 | 2037-38 | 2038-39 | 2039-40 | 2040-41 | 2041-42 | 2042-43 | 2043-44 | 2044-45 | 2045-46 | 2046-47 | 2047-48 | 2048-49 | 2049-50 | 2050-51 | 2051-52
Slow Change | 7 | -0.7591% | -0.8856% | -1.012% | -1.139% | -1.265% | -1.392% | -1.518% | -1.645% | -1.771% | -1.898% | -1.945% | -1.992% | -2.039% | -2.087% | -2.134% | -2.181% | -2.228% | -2.276% | -2.323% | -2.37% | -2.417% | -2.465% | -2.512% | -2.559% | -2.606% | -2.654% | -2.701% | -2.748% | -2.795% | -2.843% | -3.048% | -3.254%
Progressive Change | 4.5 | -0.8068% | -0.9412% | -1.076% | -1.21% | -1.345% | -1.479% | -1.614% | -1.748% | -1.882% | -2.017% | -1.989% | -1.961% | -1.933% | -1.905% | -1.877% | -1.849% | -1.821% | -1.793% | -1.765% | -1.737% | -1.709% | -1.681% | -1.654% | -1.626% | -1.598% | -1.57% | -1.542% | -1.514% | -1.486% | -1.458% | -1.464% | -1.469%
Step Change | 2.6 | -0.843% | -0.9835% | -1.124% | -1.264% | -1.405% | -1.545% | -1.686% | -1.826% | -1.967% | -2.107% | -2.022% | -1.937% | -1.852% | -1.767% | -1.682% | -1.597% | -1.512% | -1.427% | -1.342% | -1.256% | -1.171% | -1.086% | -1.001% | -0.9161% | -0.831% | -0.7459% | -0.6608% | -0.5757% | -0.4906% | -0.4055% | -0.4241% | -0.4586%
Hydrogen Export | 1.9 | -0.8563% | -0.999% | -1.142% | -1.284% | -1.427% | -1.57% | -1.713% | -1.855% | -1.998% | -2.141% | -2.035% | -1.929% | -1.822% | -1.716% | -1.61% | -1.504% | -1.398% | -1.292% | -1.185% | -1.079% | -0.9731% | -0.867% | -0.7608% | -0.6547% | -0.5485% | -0.4424% | -0.3362% | -0.2301% | -0.1239% | -0.01776% | 0% | 0%

## Hydro Scheme Inflows
Go to Assumptions Summary
Hydroelectric Storage Inflows (GWh)
Queensland and Victoria schemes
Queensland and Victorian schemes will be based on long term historical inflows.
| Jul | Aug | Sep | Oct | Nov | Dec | Jan | Feb | Mar | Apr | May | Jun | Annual Total
Kuranda Weir | 13.6842 | 12.5749 | 9.1537 | 7.2714 | 5.3968 | 23.8685 | 73.4758 | 86.6261 | 133.6105 | 41.8727 | 19.8855 | 15.6965 | 443.1166
Koombooloomba Dam | 37.5498 | 76.1649 | 65.7186 | 52.9959 | 37.6271 | 46.6044 | 16.245 | 22.5565 | 23.7017 | 17.525 | 23.4354 | 41.7507 | 461.8749
Hume | 29.1677 | 35.1461 | 35.3019 | 32.0403 | 20.8144 | 19.426 | 13.3033 | 16.0494 | 17.149 | 11.4519 | 13.7882 | 20.3913 | 264.0295
Dartmouth | 54.9886 | 68.6184 | 67.6569 | 55.859 | 30.8983 | 26.2214 | 11.8367 | 15.9374 | 18.972 | 10.5638 | 18.9116 | 32.2254 | 412.6895
Eildon | 41.3479 | 59.0944 | 39.9019 | 23.1089 | 10.9273 | 13.82 | 3.763 | 3.4013 | 4.5772 | 3.2266 | 7.9526 | 22.6173 | 233.7384
Queensland | Feb: Victoria
Snowy scheme
The Snowy scheme will consider the influence of specific historical reference years. Data used in AEMO's modelling reflects confidential submissions from Snowy Hydro. The data below reflects interpretation of public domain data, and may not match precisely with the confidential data. https://www.snowyhydro.com.au/our-energy/water/inflows/
Modelling of the 2020-21 reference year uses hydro inflow assumptions from 2015-16 due to data availability.
Blowering, Eucumbene and Guthega
Reference Year (FYE) | Jul | Aug | Sep | Oct | Nov | Dec | Jan | Feb | Mar | Apr | May | Jun | Annual Total
2011 | 865.6913 | 527.6107 | 566.5134 | 663.1503 | 347.269 | 485.6217 | 380.4839 | 375.3992 | 113.0974 | 371.6624 | 498.06 | 861.1939 | 6055.753
2012 | 682.0511 | 421.4805 | 446.6444 | 504.7129 | 244.1462 | 340.1259 | 300.053 | 294.2977 | 88.4854 | 290.8707 | 391.582 | 677.1747 | 4681.6243
2013 | 549.7987 | 331.7523 | 348.0947 | 386.6747 | 181.5982 | 270.4208 | 241.4825 | 239.2594 | 72.1848 | 237.1639 | 316.7908 | 547.7091 | 3722.9299
2014 | 512.9528 | 324.3205 | 357.6385 | 439.9052 | 249.8547 | 317.6532 | 226.0187 | 219.4749 | 65.7618 | 216.2862 | 293.4551 | 507.5974 | 3730.9191
2015 | 475.341 | 282.5933 | 295.9449 | 328.7137 | 155.3044 | 238.8956 | 208.5735 | 207.9291 | 62.8622 | 206.47 | 274.4905 | 474.508 | 3211.6263
2016 | 665.0774 | 393.5352 | 408.6738 | 445.0444 | 201.0191 | 319.1451 | 291.737 | 291.3965 | 88.1532 | 289.5098 | 384.32 | 664.3393 | 4441.9507
2017 | 670.3907 | 413.2341 | 441.0653 | 507.4711 | 255.5108 | 353.3879 | 294.8726 | 289.53 | 87.0841 | 286.2484 | 385.0355 | 665.8372 | 4649.6679
2018 | 640.1975 | 383.8116 | 401.0828 | 441.9137 | 204.1451 | 310.8314 | 281.0664 | 279.2292 | 84.3201 | 276.9965 | 369.232 | 638.3369 | 4311.1631
2019 | 482.1982 | 289.0877 | 302.0964 | 332.8504 | 153.7625 | 234.1189 | 211.6999 | 210.3161 | 63.5101 | 208.6344 | 278.1063 | 480.7968 | 3247.1776
2020 | 555.0751 | 332.7789 | 347.7537 | 383.1557 | 177.0014 | 269.5024 | 243.6951 | 242.1022 | 73.1086 | 240.1663 | 320.1379 | 553.4619 | 3737.9392
Dry | 171.4276 | 99.9242 | 103.0243 | 110.6798 | 48.6636 | 81.243 | 75.1234 | 75.4922 | 22.8839 | 75.1319 | 99.2758 | 171.5853 | 1134.455
Snowy
Tasmania
The Tasmanian schemes will consider the influence of specific historical reference years.
Modelling of the 2020-21 reference year uses hydro inflow assumptions from 2015-16 due to data availability.
Reference Year (FYE) | Jul | Aug | Sep | Oct | Nov | Dec | Jan | Feb | Mar | Apr | May | Jun | Annual Total
2011 | 982.1065 | 1510.9521 | 1501.2597 | 882.6177 | 778.4281 | 829.4745 | 489.7261 | 308.0929 | 608.5587 | 549.7578 | 501.0767 | 1427.6891 | 10369.7396
2012 | 1450.6199 | 1683.9834 | 1036.807 | 657.0437 | 667.7885 | 287.2054 | 128.7897 | 116.9636 | 404.5966 | 573.5908 | 1122.7235 | 1121.3978 | 9251.5098
2013 | 971.4607 | 1433.5766 | 1373.6918 | 676.867 | 292.5323 | 241.8663 | 72.5811 | 24.5847 | 321.4089 | 425.5436 | 777.0809 | 505.2903 | 7116.4843
2014 | 1526.377 | 2534.7929 | 1316.2934 | 1673.4488 | 772.0572 | 460.1078 | 314.5188 | 112.8908 | 241.624 | 519.1388 | 927.4249 | 843.928 | 11242.6025
2015 | 1379.578 | 1103.0548 | 696.0691 | 732.2548 | 447.3389 | 269.2251 | 391.2982 | 61.0887 | 440.5098 | 230.7884 | 1405.987 | 1024.2403 | 8181.433
2016 | 1064.1069 | 1397.3511 | 668.5228 | 171.547 | 203.5751 | 203.9501 | 150.3885 | 141.8676 | 168.0803 | 335.762 | 2049.807 | 2052.6787 | 8607.637
2017 | 2200.9302 | 1443.3691 | 943.4581 | 1975.9386 | 996.381 | 404.0091 | 190.5817 | 199.9556 | 118.5768 | 271.8703 | 712.9215 | 577.7077 | 10035.6998
2018 | 1164.959 | 1395.2287 | 1636.4845 | 799.0718 | 283.3647 | 423.063 | 84.6822 | 206.7749 | 531.5248 | 607.4845 | 965.124 | 1075.2177 | 9172.9797
2019 | 2031.9243 | 1754.9172 | 981.7392 | 315.4639 | 506.8569 | 387.0934 | -11.4768 | 205.9508 | 241.2012 | 616.4933 | 944.1092 | 1106.9226 | 9081.1951
2020 | 2287.6441 | 1316.0493 | 853.3929 | 396.2097 | 854.4045 | 660.0899 | 180.6144 | 176.603 | 462.1835 | 1124.2055 | 1002.6674 | 910.0462 | 10224.1103
Dry | 987.6401 | 832.6914 | 998.7018 | 605.5409 | 237.8379 | 156.9579 | 259.5781 | 27.7256 | 167.7432 | 138.034 | 1356.8306 | 537.6442 | 6306.9259
Tasmania

## Build costs
Go to Assumptions Summary
| Capital Cost Projections ($/kW, real 2021 dollars) | [6 empty] | GenCost scenario mapping
| Cost to construct new generation, excluding connection costs where these are provided in the Connection cost tab. | [7 empty] | Step Change | Hydrogen Export | Progressive Change | Slow Change
| These capital cost trajectories are developed by CSIRO's GALLM (see GenCost 2021-22 report for more details) based on the technology specific capital cost estimates provided by Aurecon (see 2021 Costs and Technical Parameter Review). | [6 empty] | GenCost scenario | GenCost Global NZE post 2050 | GenCost Global NZE by 2050* | GenCost Current Policies | GenCost Current Policies
Wind capital cost projections have been adjusted from the CSIRO trajectories to capture increasing wind turbine efficiency over time, and as such the capital cost trajectory below will not exactly match that provided in CSIRO's GenCost report.
The capital costs are overnight costs for construction in the Melbourne zone. To calculate the capital costs of these technologies elsewhere in Australia, use the regional cost adjustment factors given in the Regional Cost Factors worksheet.
Extended warranties for battery storage to cover a 20-year battery life are included as part of the fixed operating costs.
The build costs do not include costs associated with expanded transmission access or additional costs incurred when development within a REZ exceeds technology limits. Details on these additional costs are found in the Build limits tab.
The cost reported below for the 2022-23 financial year (for example) is based on the reported capital cost for 2022 in CSIRO's GenCost report.
NOTE: The hydrogen production technologies are only included in one scenario and have been covered in separate sheets at the end of this workbook.
*NOTE: The Hydrogen Export scenario assumes more accelerated capital cost reductions for large-scale Solar PV compared to the High VRE GenCost scenario, as a key enabler of hydrogen expansion for export.
Build costs - Current Policies ($/kW)
|  | Source | 2021-22 | 2022-23 | 2023-24 | 2024-25 | 2025-26 | 2026-27 | 2027-28 | 2028-29 | 2029-30 | 2030-31 | 2031-32 | 2032-33 | 2033-34 | 2034-35 | 2035-36 | 2036-37 | 2037-38 | 2038-39 | 2039-40 | 2040-41 | 2041-42 | 2042-43 | 2043-44 | 2044-45 | 2045-46 | 2046-47 | 2047-48 | 2048-49 | 2049-50 | 2050-51
GenCost Current Policies Black Coal (advanced ultra supercritical PC) | Black Coal (advanced ultra supercritical PC) | CSIRO GenCost 2022 | 4343 | 4343 | 4328 | 4313 | 4298 | 4283 | 4268 | 4253 | 4238 | 4223 | 4208 | 4194 | 4179 | 4164 | 4150 | 4135 | 4121 | 4106 | 4092 | 4078 | 4063 | 4049 | 4035 | 4021 | 4007 | 3993 | 3979 | 3965 | 3951 | 3937
GenCost Current Policies Black Coal (advanced ultra supercritical PC) with CCS | Black Coal (advanced ultra supercritical PC) with CCS | CSIRO GenCost 2022 | 9077 | 9077 | 9053 | 9028 | 9004 | 8980 | 8956 | 8932 | 8908 | 8884 | 8860 | 8837 | 8813 | 8790 | 8766 | 8743 | 8720 | 8696 | 8673 | 8650 | 8576 | 8453 | 8297 | 8168 | 8069 | 7989 | 7981 | 7974 | 7966 | 7958
GenCost Current Policies OCGT (small GT) | OCGT (small GT) | CSIRO GenCost 2022 | 1290 | 1290 | 1285 | 1281 | 1277 | 1272 | 1268 | 1263 | 1259 | 1254 | 1250 | 1246 | 1241 | 1237 | 1233 | 1228 | 1224 | 1220 | 1215 | 1211 | 1207 | 1203 | 1198 | 1194 | 1190 | 1186 | 1182 | 1178 | 1173 | 1169
GenCost Current Policies OCGT (large GT) | OCGT (large GT) | CSIRO GenCost 2022 | 765 | 762 | 760 | 757 | 754 | 752 | 749 | 746 | 744 | 741 | 739 | 736 | 733 | 731 | 728 | 726 | 723 | 721 | 718 | 716 | 713 | 711 | 708 | 706 | 703 | 701 | 698 | 696 | 693 | 691
GenCost Current Policies CCGT | CCGT | CSIRO GenCost 2022 | 1559 | 1559 | 1554 | 1548 | 1543 | 1537 | 1532 | 1527 | 1521 | 1516 | 1511 | 1505 | 1500 | 1495 | 1490 | 1484 | 1479 | 1474 | 1469 | 1464 | 1459 | 1453 | 1448 | 1443 | 1438 | 1433 | 1428 | 1423 | 1418 | 1413
GenCost Current Policies CCGT with CCS | CCGT with CCS | CSIRO GenCost 2022 | 4011 | 4011 | 4004 | 3997 | 3991 | 3984 | 3977 | 3971 | 3964 | 3957 | 3951 | 3944 | 3938 | 3931 | 3924 | 3918 | 3911 | 3905 | 3899 | 3892 | 3835 | 3730 | 3593 | 3482 | 3400 | 3338 | 3334 | 3331 | 3328 | 3324
GenCost Current Policies Biomass | Biomass | CSIRO GenCost 2022 | 6954 | 6954 | 6954 | 6954 | 6954 | 6954 | 6954 | 6954 | 6954 | 6954 | 6954 | 6954 | 6954 | 6954 | 6954 | 6954 | 6954 | 6954 | 6954 | 6954 | 6954 | 6954 | 6954 | 6954 | 6954 | 6954 | 6954 | 6954 | 6954 | 6954
GenCost Current Policies Large scale Solar PV | Large scale Solar PV | CSIRO GenCost 2022 | 1441 | 1441 | 1386 | 1335 | 1287 | 1248 | 1210 | 1139 | 1073 | 1013 | 980 | 934 | 883 | 842 | 825 | 807 | 789 | 763 | 749 | 733 | 726 | 717 | 706 | 695 | 686 | 680 | 671 | 660 | 650 | 644
GenCost Current Policies Solar Thermal (12hrs Storage) | Solar Thermal (12hrs Storage) | CSIRO GenCost 2022 | 6693 | 6693 | 6581 | 6476 | 6333 | 6191 | 6035 | 5894 | 5771 | 5660 | 5559 | 5467 | 5382 | 5303 | 5229 | 5159 | 5093 | 5029 | 4969 | 4894 | 4806 | 4706 | 4613 | 4525 | 4442 | 4364 | 4290 | 4219 | 4152 | 4103
GenCost Current Policies Battery storage (1hr storage) | Battery storage (1hr storage) | CSIRO GenCost 2022 | 790 | 790 | 767 | 749 | 738 | 727 | 716 | 705 | 696 | 687 | 676 | 664 | 653 | 640 | 628 | 614 | 602 | 588 | 576 | 565 | 555 | 548 | 541 | 531 | 523 | 516 | 509 | 503 | 497 | 485
GenCost Current Policies Battery storage (2hrs storage) | Battery storage (2hrs storage) | CSIRO GenCost 2022 | 1054 | 1054 | 1018 | 990 | 974 | 958 | 942 | 928 | 916 | 904 | 888 | 872 | 856 | 836 | 820 | 798 | 780 | 760 | 744 | 726 | 714 | 706 | 698 | 684 | 674 | 664 | 656 | 650 | 642 | 630
GenCost Current Policies Battery storage (4hrs storage) | Battery storage (4hrs storage) | CSIRO GenCost 2022 | 1628 | 1628 | 1564 | 1516 | 1484 | 1460 | 1436 | 1412 | 1392 | 1372 | 1348 | 1320 | 1296 | 1260 | 1232 | 1196 | 1168 | 1132 | 1104 | 1076 | 1056 | 1044 | 1032 | 1012 | 996 | 984 | 976 | 964 | 956 | 944
GenCost Current Policies Battery storage (8hrs storage) | Battery storage (8hrs storage) | CSIRO GenCost 2022 | 2856 | 2856 | 2728 | 2640 | 2584 | 2544 | 2496 | 2448 | 2416 | 2384 | 2336 | 2288 | 2240 | 2176 | 2128 | 2064 | 2008 | 1936 | 1888 | 1840 | 1800 | 1784 | 1768 | 1728 | 1704 | 1680 | 1664 | 1648 | 1640 | 1624
GenCost Current Policies Wind | Wind | CSIRO GenCost 2022 | 1960 | 1951.1312 | 1933.4234 | 1914.8879 | 1892.5893 | 1872.4444 | 1855.3982 | 1844.3172 | 1833.3333 | 1814.5217 | 1804.5197 | 1795.5451 | 1785.6953 | 1775.9222 | 1767.1628 | 1759.4054 | 1751.7077 | 1742.2146 | 1730.9466 | 1712.3333 | 1701.3057 | 1691.2707 | 1680.4045 | 1670.5224 | 1660.7138 | 1651.8741 | 1642.2066 | 1633.5 | 1623.9707 | 1608.64
GenCost Current Policies Wind - offshore | Wind - offshore | CSIRO GenCost 2022 | 4649 | 4589.3974 | 4499.1392 | 4426.5375 | 4371.8889 | 4318.5732 | 4266.5422 | 4215.75 | 4152.5647 | 4069.3605 | 3988.069 | 3921.75 | 3877.6854 | 3834.6 | 3792.4615 | 3751.2391 | 3710.9032 | 3671.4255 | 3632.7789 | 3632.7789 | 3631.9684 | 3623.8632 | 3615.7579 | 3608.4632 | 3608.4632 | 3606.0316 | 3604.4105 | 3599.5474 | 3597.1158 | 3591.4421
GenCost Current Policies Hydrogen reciprocating engines | Hydrogen reciprocating engines | CSIRO GenCost 2022 | 1989 | 1989 | 1982 | 1975 | 1968 | 1961 | 1954 | 1948 | 1941 | 1934 | 1927 | 1920 | 1914 | 1907 | 1900 | 1894 | 1887 | 1881 | 1874 | 1867 | 1861 | 1854 | 1848 | 1841 | 1835 | 1828 | 1822 | 1816 | 1809 | 1803
Build costs - Global NZE post 2050 ($/kW)
|  | Source | 2021-22 | 2022-23 | 2023-24 | 2024-25 | 2025-26 | 2026-27 | 2027-28 | 2028-29 | 2029-30 | 2030-31 | 2031-32 | 2032-33 | 2033-34 | 2034-35 | 2035-36 | 2036-37 | 2037-38 | 2038-39 | 2039-40 | 2040-41 | 2041-42 | 2042-43 | 2043-44 | 2044-45 | 2045-46 | 2046-47 | 2047-48 | 2048-49 | 2049-50 | 2050-51
GenCost Global NZE post 2050 Black Coal (advanced ultra supercritical PC) | Black Coal (advanced ultra supercritical PC) | CSIRO GenCost 2022 | 4343 | 4343 | 4328 | 4313 | 4298 | 4283 | 4268 | 4253 | 4238 | 4223 | 4208 | 4194 | 4179 | 4164 | 4150 | 4135 | 4121 | 4106 | 4092 | 4078 | 4063 | 4049 | 4035 | 4021 | 4007 | 3993 | 3979 | 3965 | 3951 | 3937
GenCost Global NZE post 2050 Black Coal (advanced ultra supercritical PC) with CCS | Black Coal (advanced ultra supercritical PC) with CCS | CSIRO GenCost 2022 | 9077 | 9077 | 9053 | 8947 | 8925 | 8902 | 8880 | 8858 | 8836 | 8747 | 8572 | 8401 | 8233 | 8173 | 8149 | 8123 | 8097 | 8072 | 8049 | 8025 | 8002 | 7978 | 7954 | 7930 | 7906 | 7883 | 7860 | 7837 | 7815 | 7792
GenCost Global NZE post 2050 OCGT (small GT) | OCGT (small GT) | CSIRO GenCost 2022 | 1290 | 1290 | 1285 | 1281 | 1277 | 1272 | 1268 | 1263 | 1259 | 1254 | 1250 | 1246 | 1241 | 1237 | 1233 | 1228 | 1224 | 1220 | 1215 | 1211 | 1207 | 1203 | 1198 | 1194 | 1190 | 1186 | 1182 | 1178 | 1173 | 1169
GenCost Global NZE post 2050 OCGT (large GT) | OCGT (large GT) | CSIRO GenCost 2022 | 765 | 762 | 760 | 757 | 754 | 752 | 749 | 746 | 744 | 741 | 739 | 736 | 733 | 731 | 728 | 726 | 723 | 721 | 718 | 716 | 713 | 711 | 708 | 706 | 703 | 701 | 698 | 696 | 693 | 691
GenCost Global NZE post 2050 CCGT | CCGT | CSIRO GenCost 2022 | 1559 | 1559 | 1554 | 1548 | 1543 | 1537 | 1532 | 1527 | 1521 | 1516 | 1511 | 1505 | 1500 | 1495 | 1490 | 1484 | 1479 | 1474 | 1469 | 1464 | 1459 | 1453 | 1448 | 1443 | 1438 | 1433 | 1428 | 1423 | 1418 | 1413
GenCost Global NZE post 2050 CCGT with CCS | CCGT with CCS | CSIRO GenCost 2022 | 4011 | 4011 | 4004 | 3998 | 3992 | 3986 | 3980 | 3940 | 3901 | 3784 | 3670 | 3560 | 3454 | 3323 | 3316 | 3307 | 3299 | 3290 | 3283 | 3276 | 3269 | 3262 | 3255 | 3247 | 3240 | 3233 | 3226 | 3219 | 3213 | 3206
GenCost Global NZE post 2050 Biomass | Biomass | CSIRO GenCost 2022 | 6954 | 6954 | 6954 | 6954 | 6954 | 6954 | 6954 | 6954 | 6954 | 6954 | 6952 | 6950 | 6948 | 6948 | 6948 | 6947 | 6947 | 6947 | 6947 | 6947 | 6947 | 6947 | 6946 | 6946 | 6915 | 6884 | 6853 | 6853 | 6840 | 6765
GenCost Global NZE post 2050 Large scale Solar PV | Large scale Solar PV | CSIRO GenCost 2022 | 1441 | 1441 | 1366 | 1305 | 1250 | 1207 | 1161 | 1121 | 1080 | 1046 | 1011 | 981 | 928 | 885 | 846 | 811 | 783 | 741 | 722 | 689 | 668 | 645 | 629 | 612 | 596 | 580 | 566 | 553 | 541 | 530
GenCost Global NZE post 2050 Solar Thermal (12hrs Storage) | Solar Thermal (12hrs Storage) | CSIRO GenCost 2022 | 6693 | 6693 | 6530 | 6309 | 6043 | 5798 | 5612 | 5481 | 5372 | 5236 | 5075 | 4902 | 4750 | 4623 | 4519 | 4440 | 4367 | 4303 | 4236 | 4181 | 4117 | 4051 | 3982 | 3918 | 3861 | 3794 | 3718 | 3627 | 3540 | 3478
GenCost Global NZE post 2050 Battery storage (1hr storage) | Battery storage (1hr storage) | CSIRO GenCost 2022 | 790 | 790 | 764 | 739 | 715 | 692 | 670 | 649 | 628 | 608 | 589 | 576 | 565 | 553 | 541 | 529 | 517 | 505 | 494 | 483 | 473 | 464 | 456 | 446 | 437 | 428 | 419 | 410 | 402 | 385
GenCost Global NZE post 2050 Battery storage (2hrs storage) | Battery storage (2hrs storage) | CSIRO GenCost 2022 | 1054 | 1054 | 1014 | 976 | 940 | 906 | 872 | 840 | 810 | 780 | 752 | 736 | 722 | 706 | 692 | 676 | 660 | 646 | 632 | 618 | 606 | 598 | 588 | 576 | 566 | 556 | 546 | 538 | 528 | 510
GenCost Global NZE post 2050 Battery storage (4hrs storage) | Battery storage (4hrs storage) | CSIRO GenCost 2022 | 1628 | 1628 | 1560 | 1492 | 1428 | 1364 | 1308 | 1252 | 1200 | 1148 | 1100 | 1076 | 1056 | 1036 | 1012 | 988 | 968 | 948 | 928 | 908 | 892 | 884 | 872 | 860 | 848 | 836 | 824 | 812 | 804 | 784
GenCost Global NZE post 2050 Battery storage (8hrs storage) | Battery storage (8hrs storage) | CSIRO GenCost 2022 | 2856 | 2856 | 2728 | 2600 | 2480 | 2360 | 2248 | 2144 | 2048 | 1952 | 1864 | 1824 | 1792 | 1752 | 1720 | 1680 | 1640 | 1608 | 1576 | 1544 | 1520 | 1504 | 1496 | 1472 | 1456 | 1440 | 1424 | 1408 | 1392 | 1376
GenCost Global NZE post 2050 Wind | Wind | CSIRO GenCost 2022 | 1960 | 1951.1312 | 1930.4505 | 1906.9955 | 1881.7857 | 1847.0222 | 1810.6195 | 1772.5991 | 1739.7368 | 1700.6957 | 1675.8976 | 1659.8353 | 1640.1172 | 1618.6693 | 1595.5116 | 1577.2046 | 1560.9 | 1544.7203 | 1532.3588 | 1510.6667 | 1495.834 | 1478.3835 | 1463.7828 | 1447.4851 | 1430.4089 | 1413.4593 | 1399.3137 | 1387.0515 | 1375.7656 | 1360.48
GenCost Global NZE post 2050 Wind - offshore | Wind - offshore | CSIRO GenCost 2022 | 4649 | 4589.3974 | 4497.1899 | 4423.65 | 4369.037 | 4312.939 | 4246.1325 | 4163.5 | 4069.2235 | 3972.6628 | 3881.8621 | 3807.125 | 3750.5056 | 3706.2667 | 3665.5385 | 3547.8587 | 3394.6237 | 3220.8936 | 3110.8 | 3057.3053 | 2997.3263 | 2930.8632 | 2861.1579 | 2805.2316 | 2760.6526 | 2721.7474 | 2681.2211 | 2639.0737 | 2598.5474 | 2567.7474
GenCost Global NZE post 2050 Hydrogen reciprocating engines | Hydrogen reciprocating engines | CSIRO GenCost 2022 | 1989 | 1989 | 1982 | 1975 | 1968 | 1961 | 1954 | 1948 | 1941 | 1934 | 1927 | 1920 | 1914 | 1907 | 1900 | 1894 | 1887 | 1881 | 1874 | 1867 | 1861 | 1854 | 1848 | 1841 | 1835 | 1828 | 1822 | 1816 | 1809 | 1803
Build costs - Global NZE by 2050 ($/kW)
|  | Source | 2021-22 | 2022-23 | 2023-24 | 2024-25 | 2025-26 | 2026-27 | 2027-28 | 2028-29 | 2029-30 | 2030-31 | 2031-32 | 2032-33 | 2033-34 | 2034-35 | 2035-36 | 2036-37 | 2037-38 | 2038-39 | 2039-40 | 2040-41 | 2041-42 | 2042-43 | 2043-44 | 2044-45 | 2045-46 | 2046-47 | 2047-48 | 2048-49 | 2049-50 | 2050-51
| Black Coal (advanced ultra supercritical PC) | CSIRO GenCost 2022 | 4343 | 4343 | 4313 | 4298 | 4283 | 4268 | 4253 | 4238 | 4223 | 4208 | 4194 | 4179 | 4164 | 4150 | 4135 | 4121 | 4106 | 4092 | 4078 | 4063 | 4049 | 4035 | 4021 | 4007 | 3993 | 3979 | 3965 | 3951 | 3937 | 3930
| Black Coal (advanced ultra supercritical PC) with CCS | CSIRO GenCost 2022 | 9077 | 9077 | 9028 | 9004 | 8980 | 8956 | 8932 | 8908 | 8884 | 8631 | 8333 | 8029 | 7952 | 7919 | 7890 | 7864 | 7839 | 7815 | 7792 | 7768 | 7745 | 7722 | 7699 | 7676 | 7654 | 7631 | 7608 | 7586 | 7564 | 7552
| OCGT (small GT) | CSIRO GenCost 2022 | 1290 | 1290 | 1281 | 1277 | 1272 | 1268 | 1263 | 1259 | 1254 | 1250 | 1246 | 1241 | 1237 | 1233 | 1228 | 1224 | 1220 | 1215 | 1211 | 1207 | 1203 | 1198 | 1194 | 1190 | 1186 | 1182 | 1178 | 1173 | 1169 | 1167
| OCGT (large GT) | CSIRO GenCost 2022 | 765 | 762 | 760 | 757 | 754 | 752 | 749 | 746 | 744 | 741 | 739 | 736 | 733 | 731 | 728 | 726 | 723 | 721 | 718 | 716 | 713 | 711 | 708 | 706 | 703 | 701 | 698 | 696 | 693 | 691
| CCGT | CSIRO GenCost 2022 | 1559 | 1559 | 1548 | 1543 | 1537 | 1532 | 1527 | 1521 | 1516 | 1511 | 1505 | 1500 | 1495 | 1490 | 1484 | 1479 | 1474 | 1469 | 1464 | 1459 | 1453 | 1448 | 1443 | 1438 | 1433 | 1428 | 1423 | 1418 | 1413 | 1411
| CCGT with CCS | CSIRO GenCost 2022 | 4011 | 4011 | 3997 | 3991 | 3984 | 3977 | 3971 | 3964 | 3957 | 3725 | 3448 | 3165 | 3106 | 3090 | 3078 | 3069 | 3060 | 3053 | 3046 | 3039 | 3033 | 3026 | 3020 | 3013 | 3007 | 3000 | 2994 | 2987 | 2981 | 2978
| Biomass | CSIRO GenCost 2022 | 6954 | 6954 | 6954 | 6954 | 6952 | 6951 | 6949 | 6949 | 6949 | 6949 | 6949 | 6949 | 6949 | 6907 | 6818 | 6728 | 6682 | 6682 | 6682 | 6682 | 6682 | 6682 | 6682 | 6682 | 6682 | 6682 | 6682 | 6653 | 6572 | 6517
| Large scale Solar PV | CSIRO GenCost 2022 | 1441 | 1441 | 1301 | 1246 | 1184 | 1095 | 995 | 905 | 841 | 785 | 742 | 708 | 685 | 664 | 644 | 625 | 610 | 597 | 587 | 578 | 571 | 565 | 558 | 553 | 547 | 541 | 535 | 529 | 523 | 521
| Solar Thermal (12hrs Storage) | CSIRO GenCost 2022 | 6693 | 6693 | 6112 | 5860 | 5592 | 5368 | 5201 | 5035 | 4846 | 4657 | 4493 | 4372 | 4258 | 4162 | 4063 | 3980 | 3895 | 3816 | 3718 | 3620 | 3511 | 3418 | 3321 | 3244 | 3171 | 3113 | 3056 | 3004 | 2953 | 2911
| Battery storage (1hr storage) | CSIRO GenCost 2022 | 790 | 790 | 741 | 698 | 670 | 643 | 618 | 596 | 576 | 553 | 534 | 517 | 502 | 493 | 483 | 474 | 464 | 455 | 445 | 436 | 426 | 418 | 409 | 399 | 390 | 381 | 372 | 363 | 354 | 337
| Battery storage (2hrs storage) | CSIRO GenCost 2022 | 1054 | 1054 | 974 | 906 | 862 | 820 | 784 | 750 | 722 | 688 | 660 | 638 | 618 | 606 | 596 | 586 | 576 | 566 | 556 | 544 | 534 | 526 | 516 | 506 | 496 | 488 | 478 | 468 | 460 | 440
| Battery storage (4hrs storage) | CSIRO GenCost 2022 | 1628 | 1628 | 1476 | 1352 | 1272 | 1200 | 1136 | 1080 | 1028 | 968 | 924 | 888 | 856 | 844 | 832 | 820 | 808 | 796 | 788 | 776 | 764 | 756 | 744 | 736 | 724 | 716 | 704 | 696 | 684 | 668
| Battery storage (8hrs storage) | CSIRO GenCost 2022 | 2856 | 2856 | 2568 | 2320 | 2168 | 2032 | 1912 | 1800 | 1712 | 1600 | 1520 | 1456 | 1400 | 1384 | 1368 | 1352 | 1336 | 1320 | 1304 | 1288 | 1272 | 1264 | 1248 | 1240 | 1224 | 1208 | 1200 | 1184 | 1176 | 1152
| Wind | CSIRO GenCost 2022 | 1960 | 1951.1312 | 1831.3514 | 1778.7444 | 1730.5357 | 1688.6222 | 1650 | 1617.533 | 1591.1404 | 1562 | 1544.4173 | 1529.8196 | 1517.2266 | 1503.7899 | 1487.6434 | 1472.556 | 1459.4462 | 1449.2184 | 1439.0687 | 1423.5833 | 1414.5585 | 1406.5113 | 1397.618 | 1389.694 | 1381.829 | 1374.0222 | 1366.2731 | 1358.5809 | 1350.0586 | 1338.48
| Wind - offshore | CSIRO GenCost 2022 | 4649 | 4589.3974 | 3805.1646 | 3549.7 | 3305.2963 | 3088.4512 | 2932.494 | 2825.1667 | 2736.6706 | 2656.5 | 2583.4828 | 2516.5 | 2455.3483 | 2398.1222 | 2345.5385 | 2296.6087 | 2250.3871 | 2206.7872 | 2166.5368 | 2150.3263 | 2135.7368 | 2121.9579 | 2108.9895 | 2097.6421 | 2086.2947 | 2076.5684 | 2066.8421 | 2054.6842 | 2040.0947 | 2031.1789
| Hydrogen reciprocating engines | CSIRO GenCost 2022 | 1989 | 1989 | 1975 | 1968 | 1961 | 1954 | 1948 | 1941 | 1934 | 1927 | 1920 | 1914 | 1907 | 1900 | 1894 | 1887 | 1881 | 1874 | 1867 | 1861 | 1854 | 1848 | 1841 | 1835 | 1828 | 1822 | 1816 | 1809 | 1803 | 1800
Build costs - Hydrogen Export ($/kW)
|  | Source | 2021-22 | 2022-23 | 2023-24 | 2024-25 | 2025-26 | 2026-27 | 2027-28 | 2028-29 | 2029-30 | 2030-31 | 2031-32 | 2032-33 | 2033-34 | 2034-35 | 2035-36 | 2036-37 | 2037-38 | 2038-39 | 2039-40 | 2040-41 | 2041-42 | 2042-43 | 2043-44 | 2044-45 | 2045-46 | 2046-47 | 2047-48 | 2048-49 | 2049-50 | 2050-51
GenCost Global NZE by 2050 Black Coal (advanced ultra supercritical PC) | Black Coal (advanced ultra supercritical PC) | CSIRO GenCost 2022: Global NZE by 2050 | 4343 | 4343 | 4313 | 4298 | 4283 | 4268 | 4253 | 4238 | 4223 | 4208 | 4194 | 4179 | 4164 | 4150 | 4135 | 4121 | 4106 | 4092 | 4078 | 4063 | 4049 | 4035 | 4021 | 4007 | 3993 | 3979 | 3965 | 3951 | 3937 | 3930
GenCost Global NZE by 2050 Black Coal (advanced ultra supercritical PC) with CCS | Black Coal (advanced ultra supercritical PC) with CCS | CSIRO GenCost 2022: Global NZE by 2050 | 9077 | 9077 | 9028 | 9004 | 8980 | 8956 | 8932 | 8908 | 8884 | 8631 | 8333 | 8029 | 7952 | 7919 | 7890 | 7864 | 7839 | 7815 | 7792 | 7768 | 7745 | 7722 | 7699 | 7676 | 7654 | 7631 | 7608 | 7586 | 7564 | 7552
GenCost Global NZE by 2050 OCGT (small GT) | OCGT (small GT) | CSIRO GenCost 2022: Global NZE by 2050 | 1290 | 1290 | 1281 | 1277 | 1272 | 1268 | 1263 | 1259 | 1254 | 1250 | 1246 | 1241 | 1237 | 1233 | 1228 | 1224 | 1220 | 1215 | 1211 | 1207 | 1203 | 1198 | 1194 | 1190 | 1186 | 1182 | 1178 | 1173 | 1169 | 1167
GenCost Global NZE by 2050 OCGT (large GT) | OCGT (large GT) | CSIRO GenCost 2022: Global NZE by 2050 | 765 | 762 | 760 | 757 | 754 | 752 | 749 | 746 | 744 | 741 | 739 | 736 | 733 | 731 | 728 | 726 | 723 | 721 | 718 | 716 | 713 | 711 | 708 | 706 | 703 | 701 | 698 | 696 | 693 | 691
GenCost Global NZE by 2050 CCGT | CCGT | CSIRO GenCost 2022: Global NZE by 2050 | 1559 | 1559 | 1548 | 1543 | 1537 | 1532 | 1527 | 1521 | 1516 | 1511 | 1505 | 1500 | 1495 | 1490 | 1484 | 1479 | 1474 | 1469 | 1464 | 1459 | 1453 | 1448 | 1443 | 1438 | 1433 | 1428 | 1423 | 1418 | 1413 | 1411
GenCost Global NZE by 2050 CCGT with CCS | CCGT with CCS | CSIRO GenCost 2022: Global NZE by 2050 | 4011 | 4011 | 3997 | 3991 | 3984 | 3977 | 3971 | 3964 | 3957 | 3725 | 3448 | 3165 | 3106 | 3090 | 3078 | 3069 | 3060 | 3053 | 3046 | 3039 | 3033 | 3026 | 3020 | 3013 | 3007 | 3000 | 2994 | 2987 | 2981 | 2978
GenCost Global NZE by 2050 Biomass | Biomass | CSIRO GenCost 2022: Global NZE by 2050 | 6954 | 6954 | 6954 | 6954 | 6952 | 6951 | 6949 | 6949 | 6949 | 6949 | 6949 | 6949 | 6949 | 6907 | 6818 | 6728 | 6682 | 6682 | 6682 | 6682 | 6682 | 6682 | 6682 | 6682 | 6682 | 6682 | 6682 | 6653 | 6572 | 6517
GenCost Global NZE by 2050 Large scale Solar PV | Large scale Solar PV | CSIRO GenCost 2022- see Note | 1441 | 1441 | 1177.0738 | 912.6372 | 756.9653 | 683.7258 | 641.6446 | 607.2317 | 578.3661 | 560.5053 | 554.157 | 539.4792 | 526.1817 | 529.0426 | 522.8883 | 522.581 | 513.009 | 504.081 | 495.7213 | 487.8667 | 480.4635 | 473.466 | 466.835 | 460.5367 | 454.5414 | 448.8233 | 443.3597 | 438.1304 | 433.1174 | 428.305
GenCost Global NZE by 2050 Solar Thermal (12hrs Storage) | Solar Thermal (12hrs Storage) | CSIRO GenCost 2022: Global NZE by 2050 | 6693 | 6693 | 6112 | 5860 | 5592 | 5368 | 5201 | 5035 | 4846 | 4657 | 4493 | 4372 | 4258 | 4162 | 4063 | 3980 | 3895 | 3816 | 3718 | 3620 | 3511 | 3418 | 3321 | 3244 | 3171 | 3113 | 3056 | 3004 | 2953 | 2911
GenCost Global NZE by 2050 Battery storage (1hr storage) | Battery storage (1hr storage) | CSIRO GenCost 2022: Global NZE by 2050 | 790 | 790 | 741 | 698 | 670 | 643 | 618 | 596 | 576 | 553 | 534 | 517 | 502 | 493 | 483 | 474 | 464 | 455 | 445 | 436 | 426 | 418 | 409 | 399 | 390 | 381 | 372 | 363 | 354 | 337
GenCost Global NZE by 2050 Battery storage (2hrs storage) | Battery storage (2hrs storage) | CSIRO GenCost 2022: Global NZE by 2050 | 1054 | 1054 | 974 | 906 | 862 | 820 | 784 | 750 | 722 | 688 | 660 | 638 | 618 | 606 | 596 | 586 | 576 | 566 | 556 | 544 | 534 | 526 | 516 | 506 | 496 | 488 | 478 | 468 | 460 | 440
GenCost Global NZE by 2050 Battery storage (4hrs storage) | Battery storage (4hrs storage) | CSIRO GenCost 2022: Global NZE by 2050 | 1628 | 1628 | 1476 | 1352 | 1272 | 1200 | 1136 | 1080 | 1028 | 968 | 924 | 888 | 856 | 844 | 832 | 820 | 808 | 796 | 788 | 776 | 764 | 756 | 744 | 736 | 724 | 716 | 704 | 696 | 684 | 668
GenCost Global NZE by 2050 Battery storage (8hrs storage) | Battery storage (8hrs storage) | CSIRO GenCost 2022: Global NZE by 2050 | 2856 | 2856 | 2568 | 2320 | 2168 | 2032 | 1912 | 1800 | 1712 | 1600 | 1520 | 1456 | 1400 | 1384 | 1368 | 1352 | 1336 | 1320 | 1304 | 1288 | 1272 | 1264 | 1248 | 1240 | 1224 | 1208 | 1200 | 1184 | 1176 | 1152
GenCost Global NZE by 2050 Wind | Wind | CSIRO GenCost 2022: Global NZE by 2050 | 1960 | 1951.1312 | 1831.3514 | 1778.7444 | 1730.5357 | 1688.6222 | 1650 | 1617.533 | 1591.1404 | 1562 | 1544.4173 | 1529.8196 | 1517.2266 | 1503.7899 | 1487.6434 | 1472.556 | 1459.4462 | 1449.2184 | 1439.0687 | 1423.5833 | 1414.5585 | 1406.5113 | 1397.618 | 1389.694 | 1381.829 | 1374.0222 | 1366.2731 | 1358.5809 | 1350.0586 | 1338.48
GenCost Global NZE by 2050 Wind - offshore | Wind - offshore | CSIRO GenCost 2022: Global NZE by 2050 | 4649 | 4589.3974 | 3805.1646 | 3549.7 | 3305.2963 | 3088.4512 | 2932.494 | 2825.1667 | 2736.6706 | 2656.5 | 2583.4828 | 2516.5 | 2455.3483 | 2398.1222 | 2345.5385 | 2296.6087 | 2250.3871 | 2206.7872 | 2166.5368 | 2150.3263 | 2135.7368 | 2121.9579 | 2108.9895 | 2097.6421 | 2086.2947 | 2076.5684 | 2066.8421 | 2054.6842 | 2040.0947 | 2031.1789
GenCost Global NZE by 2050 Hydrogen reciprocating engines | Hydrogen reciprocating engines | CSIRO GenCost 2022: Global NZE by 2050 | 1989 | 1989 | 1975 | 1968 | 1961 | 1954 | 1948 | 1941 | 1934 | 1927 | 1920 | 1914 | 1907 | 1900 | 1894 | 1887 | 1881 | 1874 | 1867 | 1861 | 1854 | 1848 | 1841 | 1835 | 1828 | 1822 | 1816 | 1809 | 1803 | 1800
NOTE: The Hydrogen Export scenario assumes more accelerated capital cost reductions for large-scale Solar PV compared to the High VRE GenCost scenario, as a key enabler of hydrogen expansion for export.
Build costs - Pumped hydro energy storage ($/kW) | Build costs - Pumped hydro energy storage ($/kW)
|  | Source | 2021-22 | 2022-23 | 2023-24 | 2024-25 | 2025-26 | 2026-27 | 2027-28 | 2028-29 | 2029-30 | 2030-31 | 2031-32 | 2032-33 | 2033-34 | 2034-35 | 2035-36 | 2036-37 | 2037-38 | 2038-39 | 2039-40 | 2040-41 | 2041-42 | 2042-43 | 2043-44 | 2044-45 | 2045-46 | 2046-47 | 2047-48 | 2048-49 | 2049-50 | 2050-51
Entura (2018) Pumped Hydro (8hrs storage) | Pumped Hydro (8hrs storage) | Entura (2018) | 2520.3901 | 2515.8962 | 2512.4394 | 2507.9455 | 2503.7972 | 2499.3034 | 2495.1551 | 2490.6612 | 2486.513 | 2482.0191 | 2477.8708 | 2473.3769 | 2469.2287 | 2465.0804 | 2461.278 | 2457.1297 | 2452.6359 | 2448.4876 | 2444.3393 | 2439.8455 | 2435.6972 | 2431.8948 | 2427.7465 | 2423.5982 | 2419.1044 | 2414.9561 | 2411.4993 | 2407.0054 | 2402.8572 | 2398.7089
Entura (2018) Pumped Hydro (24hrs storage) | Pumped Hydro (24hrs storage) | Entura (2018) | 3537.0146 | 3530.793 | 3524.5713 | 3518.3496 | 3513.1649 | 3506.9433 | 3500.7216 | 3494.4999 | 3489.3152 | 3483.0936 | 3476.8719 | 3470.6502 | 3465.4655 | 3459.2439 | 3453.0222 | 3447.8375 | 3441.6158 | 3435.3941 | 3430.2094 | 3423.9878 | 3417.7661 | 3412.5814 | 3406.3597 | 3400.1381 | 3394.9533 | 3388.7317 | 3383.547 | 3377.3253 | 3372.1406 | 3365.9189
Entura (2018) Pumped Hydro (48hrs storage) | Pumped Hydro (48hrs storage) | Entura (2018) | 5313.3956 | 5304.063 | 5294.7303 | 5286.4346 | 5277.1019 | 5267.7693 | 5259.4736 | 5250.1409 | 5240.8082 | 5232.5125 | 5223.1799 | 5213.8472 | 5205.5515 | 5196.2189 | 5187.9232 | 5178.5905 | 5170.2948 | 5160.9621 | 5152.6664 | 5143.3338 | 5135.0381 | 5125.7054 | 5117.4097 | 5109.114 | 5099.7814 | 5091.4857 | 5082.153 | 5073.8573 | 5065.5616 | 5056.2289
| BOTN - Cethana (20hrs storage) | Hydro Tasmania | 1800 | 1800 | 1800 | 1800 | 1800 | 1800 | 1800 | 1800 | 1800 | 1800 | 1800 | 1800 | 1800 | 1800 | 1800 | 1800 | 1800 | 1800 | 1800 | 1800 | 1800 | 1800 | 1800 | 1800 | 1800 | 1800 | 1800 | 1800 | 1800 | 1800
Build cost by technology ($/kW)
|  | Scenario | 2021-22 | 2022-23 | 2023-24 | 2024-25 | 2025-26 | 2026-27 | 2027-28 | 2028-29 | 2029-30 | 2030-31 | 2031-32 | 2032-33 | 2033-34 | 2034-35 | 2035-36 | 2036-37 | 2037-38 | 2038-39 | 2039-40 | 2040-41 | 2041-42 | 2042-43 | 2043-44 | 2044-45 | 2045-46 | 2046-47 | 2047-48 | 2048-49 | 2049-50 | 2050-51
GenCost Current Policies Black Coal (advanced ultra supercritical PC) | Black Coal (advanced ultra supercritical PC) | GenCost Current Policies | 4343 | 4343 | 4328 | 4313 | 4298 | 4283 | 4268 | 4253 | 4238 | 4223 | 4208 | 4194 | 4179 | 4164 | 4150 | 4135 | 4121 | 4106 | 4092 | 4078 | 4063 | 4049 | 4035 | 4021 | 4007 | 3993 | 3979 | 3965 | 3951 | 3937
GenCost Global NZE post 2050 Black Coal (advanced ultra supercritical PC) | Black Coal (advanced ultra supercritical PC) | GenCost Global NZE post 2050 | 4343 | 4343 | 4328 | 4313 | 4298 | 4283 | 4268 | 4253 | 4238 | 4223 | 4208 | 4194 | 4179 | 4164 | 4150 | 4135 | 4121 | 4106 | 4092 | 4078 | 4063 | 4049 | 4035 | 4021 | 4007 | 3993 | 3979 | 3965 | 3951 | 3937
| Black Coal (advanced ultra supercritical PC) | GenCost Global NZE by 2050 | 4343 | 4343 | 4313 | 4298 | 4283 | 4268 | 4253 | 4238 | 4223 | 4208 | 4194 | 4179 | 4164 | 4150 | 4135 | 4121 | 4106 | 4092 | 4078 | 4063 | 4049 | 4035 | 4021 | 4007 | 3993 | 3979 | 3965 | 3951 | 3937 | 3930
Step Change Black Coal (advanced ultra supercritical PC) | Black Coal (advanced ultra supercritical PC) | Step Change | 4343 | 4343 | 4328 | 4313 | 4298 | 4283 | 4268 | 4253 | 4238 | 4223 | 4208 | 4194 | 4179 | 4164 | 4150 | 4135 | 4121 | 4106 | 4092 | 4078 | 4063 | 4049 | 4035 | 4021 | 4007 | 3993 | 3979 | 3965 | 3951 | 3937
Hydrogen Export Black Coal (advanced ultra supercritical PC) | Black Coal (advanced ultra supercritical PC) | Hydrogen Export | 4343 | 4343 | 4313 | 4298 | 4283 | 4268 | 4253 | 4238 | 4223 | 4208 | 4194 | 4179 | 4164 | 4150 | 4135 | 4121 | 4106 | 4092 | 4078 | 4063 | 4049 | 4035 | 4021 | 4007 | 3993 | 3979 | 3965 | 3951 | 3937 | 3930
Progressive Change Black Coal (advanced ultra supercritical PC) | Black Coal (advanced ultra supercritical PC) | Progressive Change | 4343 | 4343 | 4328 | 4313 | 4298 | 4283 | 4268 | 4253 | 4238 | 4223 | 4208 | 4194 | 4179 | 4164 | 4150 | 4135 | 4121 | 4106 | 4092 | 4078 | 4063 | 4049 | 4035 | 4021 | 4007 | 3993 | 3979 | 3965 | 3951 | 3937
Slow Change Black Coal (advanced ultra supercritical PC) | Black Coal (advanced ultra supercritical PC) | Slow Change | 4343 | 4343 | 4328 | 4313 | 4298 | 4283 | 4268 | 4253 | 4238 | 4223 | 4208 | 4194 | 4179 | 4164 | 4150 | 4135 | 4121 | 4106 | 4092 | 4078 | 4063 | 4049 | 4035 | 4021 | 4007 | 3993 | 3979 | 3965 | 3951 | 3937
|  | Scenario | 2021-22 | 2022-23 | 2023-24 | 2024-25 | 2025-26 | 2026-27 | 2027-28 | 2028-29 | 2029-30 | 2030-31 | 2031-32 | 2032-33 | 2033-34 | 2034-35 | 2035-36 | 2036-37 | 2037-38 | 2038-39 | 2039-40 | 2040-41 | 2041-42 | 2042-43 | 2043-44 | 2044-45 | 2045-46 | 2046-47 | 2047-48 | 2048-49 | 2049-50 | 2050-51
GenCost Current Policies Black Coal (advanced ultra supercritical PC) with CCS | Black Coal (advanced ultra supercritical PC) with CCS | GenCost Current Policies | 9077 | 9077 | 9053 | 9028 | 9004 | 8980 | 8956 | 8932 | 8908 | 8884 | 8860 | 8837 | 8813 | 8790 | 8766 | 8743 | 8720 | 8696 | 8673 | 8650 | 8576 | 8453 | 8297 | 8168 | 8069 | 7989 | 7981 | 7974 | 7966 | 7958
GenCost Global NZE post 2050 Black Coal (advanced ultra supercritical PC) with CCS | Black Coal (advanced ultra supercritical PC) with CCS | GenCost Global NZE post 2050 | 9077 | 9077 | 9053 | 8947 | 8925 | 8902 | 8880 | 8858 | 8836 | 8747 | 8572 | 8401 | 8233 | 8173 | 8149 | 8123 | 8097 | 8072 | 8049 | 8025 | 8002 | 7978 | 7954 | 7930 | 7906 | 7883 | 7860 | 7837 | 7815 | 7792
| Black Coal (advanced ultra supercritical PC) with CCS | GenCost Global NZE by 2050 | 9077 | 9077 | 9028 | 9004 | 8980 | 8956 | 8932 | 8908 | 8884 | 8631 | 8333 | 8029 | 7952 | 7919 | 7890 | 7864 | 7839 | 7815 | 7792 | 7768 | 7745 | 7722 | 7699 | 7676 | 7654 | 7631 | 7608 | 7586 | 7564 | 7552
Step Change Black Coal (advanced ultra supercritical PC) with CCS | Black Coal (advanced ultra supercritical PC) with CCS | Step Change | 9077 | 9077 | 9053 | 8947 | 8925 | 8902 | 8880 | 8858 | 8836 | 8747 | 8572 | 8401 | 8233 | 8173 | 8149 | 8123 | 8097 | 8072 | 8049 | 8025 | 8002 | 7978 | 7954 | 7930 | 7906 | 7883 | 7860 | 7837 | 7815 | 7792
Hydrogen Export Black Coal (advanced ultra supercritical PC) with CCS | Black Coal (advanced ultra supercritical PC) with CCS | Hydrogen Export | 9077 | 9077 | 9028 | 9004 | 8980 | 8956 | 8932 | 8908 | 8884 | 8631 | 8333 | 8029 | 7952 | 7919 | 7890 | 7864 | 7839 | 7815 | 7792 | 7768 | 7745 | 7722 | 7699 | 7676 | 7654 | 7631 | 7608 | 7586 | 7564 | 7552
Progressive Change Black Coal (advanced ultra supercritical PC) with CCS | Black Coal (advanced ultra supercritical PC) with CCS | Progressive Change | 9077 | 9077 | 9053 | 9028 | 9004 | 8980 | 8956 | 8932 | 8908 | 8884 | 8860 | 8837 | 8813 | 8790 | 8766 | 8743 | 8720 | 8696 | 8673 | 8650 | 8576 | 8453 | 8297 | 8168 | 8069 | 7989 | 7981 | 7974 | 7966 | 7958
Slow Change Black Coal (advanced ultra supercritical PC) with CCS | Black Coal (advanced ultra supercritical PC) with CCS | Slow Change | 9077 | 9077 | 9053 | 9028 | 9004 | 8980 | 8956 | 8932 | 8908 | 8884 | 8860 | 8837 | 8813 | 8790 | 8766 | 8743 | 8720 | 8696 | 8673 | 8650 | 8576 | 8453 | 8297 | 8168 | 8069 | 7989 | 7981 | 7974 | 7966 | 7958
|  | Scenario | 2021-22 | 2022-23 | 2023-24 | 2024-25 | 2025-26 | 2026-27 | 2027-28 | 2028-29 | 2029-30 | 2030-31 | 2031-32 | 2032-33 | 2033-34 | 2034-35 | 2035-36 | 2036-37 | 2037-38 | 2038-39 | 2039-40 | 2040-41 | 2041-42 | 2042-43 | 2043-44 | 2044-45 | 2045-46 | 2046-47 | 2047-48 | 2048-49 | 2049-50 | 2050-51
GenCost Current Policies OCGT (small GT) | OCGT (small GT) | GenCost Current Policies | 1290 | 1290 | 1285 | 1281 | 1277 | 1272 | 1268 | 1263 | 1259 | 1254 | 1250 | 1246 | 1241 | 1237 | 1233 | 1228 | 1224 | 1220 | 1215 | 1211 | 1207 | 1203 | 1198 | 1194 | 1190 | 1186 | 1182 | 1178 | 1173 | 1169
GenCost Global NZE post 2050 OCGT (small GT) | OCGT (small GT) | GenCost Global NZE post 2050 | 1290 | 1290 | 1285 | 1281 | 1277 | 1272 | 1268 | 1263 | 1259 | 1254 | 1250 | 1246 | 1241 | 1237 | 1233 | 1228 | 1224 | 1220 | 1215 | 1211 | 1207 | 1203 | 1198 | 1194 | 1190 | 1186 | 1182 | 1178 | 1173 | 1169
| OCGT (small GT) | GenCost Global NZE by 2050 | 1290 | 1290 | 1281 | 1277 | 1272 | 1268 | 1263 | 1259 | 1254 | 1250 | 1246 | 1241 | 1237 | 1233 | 1228 | 1224 | 1220 | 1215 | 1211 | 1207 | 1203 | 1198 | 1194 | 1190 | 1186 | 1182 | 1178 | 1173 | 1169 | 1167
Step Change OCGT (small GT) | OCGT (small GT) | Step Change | 1290 | 1290 | 1285 | 1281 | 1277 | 1272 | 1268 | 1263 | 1259 | 1254 | 1250 | 1246 | 1241 | 1237 | 1233 | 1228 | 1224 | 1220 | 1215 | 1211 | 1207 | 1203 | 1198 | 1194 | 1190 | 1186 | 1182 | 1178 | 1173 | 1169
Hydrogen Export OCGT (small GT) | OCGT (small GT) | Hydrogen Export | 1290 | 1290 | 1281 | 1277 | 1272 | 1268 | 1263 | 1259 | 1254 | 1250 | 1246 | 1241 | 1237 | 1233 | 1228 | 1224 | 1220 | 1215 | 1211 | 1207 | 1203 | 1198 | 1194 | 1190 | 1186 | 1182 | 1178 | 1173 | 1169 | 1167
Progressive Change OCGT (small GT) | OCGT (small GT) | Progressive Change | 1290 | 1290 | 1285 | 1281 | 1277 | 1272 | 1268 | 1263 | 1259 | 1254 | 1250 | 1246 | 1241 | 1237 | 1233 | 1228 | 1224 | 1220 | 1215 | 1211 | 1207 | 1203 | 1198 | 1194 | 1190 | 1186 | 1182 | 1178 | 1173 | 1169
Slow Change OCGT (small GT) | OCGT (small GT) | Slow Change | 1290 | 1290 | 1285 | 1281 | 1277 | 1272 | 1268 | 1263 | 1259 | 1254 | 1250 | 1246 | 1241 | 1237 | 1233 | 1228 | 1224 | 1220 | 1215 | 1211 | 1207 | 1203 | 1198 | 1194 | 1190 | 1186 | 1182 | 1178 | 1173 | 1169
|  | Scenario | 2021-22 | 2022-23 | 2023-24 | 2024-25 | 2025-26 | 2026-27 | 2027-28 | 2028-29 | 2029-30 | 2030-31 | 2031-32 | 2032-33 | 2033-34 | 2034-35 | 2035-36 | 2036-37 | 2037-38 | 2038-39 | 2039-40 | 2040-41 | 2041-42 | 2042-43 | 2043-44 | 2044-45 | 2045-46 | 2046-47 | 2047-48 | 2048-49 | 2049-50 | 2050-51
GenCost Current Policies OCGT (large GT) | OCGT (large GT) | GenCost Current Policies | 765 | 762 | 760 | 757 | 754 | 752 | 749 | 746 | 744 | 741 | 739 | 736 | 733 | 731 | 728 | 726 | 723 | 721 | 718 | 716 | 713 | 711 | 708 | 706 | 703 | 701 | 698 | 696 | 693 | 691
GenCost Global NZE post 2050 OCGT (large GT) | OCGT (large GT) | GenCost Global NZE post 2050 | 765 | 762 | 760 | 757 | 754 | 752 | 749 | 746 | 744 | 741 | 739 | 736 | 733 | 731 | 728 | 726 | 723 | 721 | 718 | 716 | 713 | 711 | 708 | 706 | 703 | 701 | 698 | 696 | 693 | 691
| OCGT (large GT) | GenCost Global NZE by 2050 | 765 | 762 | 760 | 757 | 754 | 752 | 749 | 746 | 744 | 741 | 739 | 736 | 733 | 731 | 728 | 726 | 723 | 721 | 718 | 716 | 713 | 711 | 708 | 706 | 703 | 701 | 698 | 696 | 693 | 691
Step Change OCGT (large GT) | OCGT (large GT) | Step Change | 765 | 762 | 760 | 757 | 754 | 752 | 749 | 746 | 744 | 741 | 739 | 736 | 733 | 731 | 728 | 726 | 723 | 721 | 718 | 716 | 713 | 711 | 708 | 706 | 703 | 701 | 698 | 696 | 693 | 691
Hydrogen Export OCGT (large GT) | OCGT (large GT) | Hydrogen Export | 765 | 762 | 760 | 757 | 754 | 752 | 749 | 746 | 744 | 741 | 739 | 736 | 733 | 731 | 728 | 726 | 723 | 721 | 718 | 716 | 713 | 711 | 708 | 706 | 703 | 701 | 698 | 696 | 693 | 691
Progressive Change OCGT (large GT) | OCGT (large GT) | Progressive Change | 765 | 762 | 760 | 757 | 754 | 752 | 749 | 746 | 744 | 741 | 739 | 736 | 733 | 731 | 728 | 726 | 723 | 721 | 718 | 716 | 713 | 711 | 708 | 706 | 703 | 701 | 698 | 696 | 693 | 691
Slow Change OCGT (large GT) | OCGT (large GT) | Slow Change | 765 | 762 | 760 | 757 | 754 | 752 | 749 | 746 | 744 | 741 | 739 | 736 | 733 | 731 | 728 | 726 | 723 | 721 | 718 | 716 | 713 | 711 | 708 | 706 | 703 | 701 | 698 | 696 | 693 | 691
|  | Scenario | 2021-22 | 2022-23 | 2023-24 | 2024-25 | 2025-26 | 2026-27 | 2027-28 | 2028-29 | 2029-30 | 2030-31 | 2031-32 | 2032-33 | 2033-34 | 2034-35 | 2035-36 | 2036-37 | 2037-38 | 2038-39 | 2039-40 | 2040-41 | 2041-42 | 2042-43 | 2043-44 | 2044-45 | 2045-46 | 2046-47 | 2047-48 | 2048-49 | 2049-50 | 2050-51
GenCost Current Policies CCGT | CCGT | GenCost Current Policies | 1559 | 1559 | 1554 | 1548 | 1543 | 1537 | 1532 | 1527 | 1521 | 1516 | 1511 | 1505 | 1500 | 1495 | 1490 | 1484 | 1479 | 1474 | 1469 | 1464 | 1459 | 1453 | 1448 | 1443 | 1438 | 1433 | 1428 | 1423 | 1418 | 1413
GenCost Global NZE post 2050 CCGT | CCGT | GenCost Global NZE post 2050 | 1559 | 1559 | 1554 | 1548 | 1543 | 1537 | 1532 | 1527 | 1521 | 1516 | 1511 | 1505 | 1500 | 1495 | 1490 | 1484 | 1479 | 1474 | 1469 | 1464 | 1459 | 1453 | 1448 | 1443 | 1438 | 1433 | 1428 | 1423 | 1418 | 1413
| CCGT | GenCost Global NZE by 2050 | 1559 | 1559 | 1548 | 1543 | 1537 | 1532 | 1527 | 1521 | 1516 | 1511 | 1505 | 1500 | 1495 | 1490 | 1484 | 1479 | 1474 | 1469 | 1464 | 1459 | 1453 | 1448 | 1443 | 1438 | 1433 | 1428 | 1423 | 1418 | 1413 | 1411
Step Change CCGT | CCGT | Step Change | 1559 | 1559 | 1554 | 1548 | 1543 | 1537 | 1532 | 1527 | 1521 | 1516 | 1511 | 1505 | 1500 | 1495 | 1490 | 1484 | 1479 | 1474 | 1469 | 1464 | 1459 | 1453 | 1448 | 1443 | 1438 | 1433 | 1428 | 1423 | 1418 | 1413
Hydrogen Export CCGT | CCGT | Hydrogen Export | 1559 | 1559 | 1548 | 1543 | 1537 | 1532 | 1527 | 1521 | 1516 | 1511 | 1505 | 1500 | 1495 | 1490 | 1484 | 1479 | 1474 | 1469 | 1464 | 1459 | 1453 | 1448 | 1443 | 1438 | 1433 | 1428 | 1423 | 1418 | 1413 | 1411
Progressive Change CCGT | CCGT | Progressive Change | 1559 | 1559 | 1554 | 1548 | 1543 | 1537 | 1532 | 1527 | 1521 | 1516 | 1511 | 1505 | 1500 | 1495 | 1490 | 1484 | 1479 | 1474 | 1469 | 1464 | 1459 | 1453 | 1448 | 1443 | 1438 | 1433 | 1428 | 1423 | 1418 | 1413
Slow Change CCGT | CCGT | Slow Change | 1559 | 1559 | 1554 | 1548 | 1543 | 1537 | 1532 | 1527 | 1521 | 1516 | 1511 | 1505 | 1500 | 1495 | 1490 | 1484 | 1479 | 1474 | 1469 | 1464 | 1459 | 1453 | 1448 | 1443 | 1438 | 1433 | 1428 | 1423 | 1418 | 1413
|  | Scenario | 2021-22 | 2022-23 | 2023-24 | 2024-25 | 2025-26 | 2026-27 | 2027-28 | 2028-29 | 2029-30 | 2030-31 | 2031-32 | 2032-33 | 2033-34 | 2034-35 | 2035-36 | 2036-37 | 2037-38 | 2038-39 | 2039-40 | 2040-41 | 2041-42 | 2042-43 | 2043-44 | 2044-45 | 2045-46 | 2046-47 | 2047-48 | 2048-49 | 2049-50 | 2050-51
GenCost Current Policies CCGT with CCS | CCGT with CCS | GenCost Current Policies | 4011 | 4011 | 4004 | 3997 | 3991 | 3984 | 3977 | 3971 | 3964 | 3957 | 3951 | 3944 | 3938 | 3931 | 3924 | 3918 | 3911 | 3905 | 3899 | 3892 | 3835 | 3730 | 3593 | 3482 | 3400 | 3338 | 3334 | 3331 | 3328 | 3324
GenCost Global NZE post 2050 CCGT with CCS | CCGT with CCS | GenCost Global NZE post 2050 | 4011 | 4011 | 4004 | 3998 | 3992 | 3986 | 3980 | 3940 | 3901 | 3784 | 3670 | 3560 | 3454 | 3323 | 3316 | 3307 | 3299 | 3290 | 3283 | 3276 | 3269 | 3262 | 3255 | 3247 | 3240 | 3233 | 3226 | 3219 | 3213 | 3206
| CCGT with CCS | GenCost Global NZE by 2050 | 4011 | 4011 | 3997 | 3991 | 3984 | 3977 | 3971 | 3964 | 3957 | 3725 | 3448 | 3165 | 3106 | 3090 | 3078 | 3069 | 3060 | 3053 | 3046 | 3039 | 3033 | 3026 | 3020 | 3013 | 3007 | 3000 | 2994 | 2987 | 2981 | 2978
Step Change CCGT with CCS | CCGT with CCS | Step Change | 4011 | 4011 | 4004 | 3998 | 3992 | 3986 | 3980 | 3940 | 3901 | 3784 | 3670 | 3560 | 3454 | 3323 | 3316 | 3307 | 3299 | 3290 | 3283 | 3276 | 3269 | 3262 | 3255 | 3247 | 3240 | 3233 | 3226 | 3219 | 3213 | 3206
Hydrogen Export CCGT with CCS | CCGT with CCS | Hydrogen Export | 4011 | 4011 | 3997 | 3991 | 3984 | 3977 | 3971 | 3964 | 3957 | 3725 | 3448 | 3165 | 3106 | 3090 | 3078 | 3069 | 3060 | 3053 | 3046 | 3039 | 3033 | 3026 | 3020 | 3013 | 3007 | 3000 | 2994 | 2987 | 2981 | 2978
Progressive Change CCGT with CCS | CCGT with CCS | Progressive Change | 4011 | 4011 | 4004 | 3997 | 3991 | 3984 | 3977 | 3971 | 3964 | 3957 | 3951 | 3944 | 3938 | 3931 | 3924 | 3918 | 3911 | 3905 | 3899 | 3892 | 3835 | 3730 | 3593 | 3482 | 3400 | 3338 | 3334 | 3331 | 3328 | 3324
Slow Change CCGT with CCS | CCGT with CCS | Slow Change | 4011 | 4011 | 4004 | 3997 | 3991 | 3984 | 3977 | 3971 | 3964 | 3957 | 3951 | 3944 | 3938 | 3931 | 3924 | 3918 | 3911 | 3905 | 3899 | 3892 | 3835 | 3730 | 3593 | 3482 | 3400 | 3338 | 3334 | 3331 | 3328 | 3324
|  | Scenario | 2021-22 | 2022-23 | 2023-24 | 2024-25 | 2025-26 | 2026-27 | 2027-28 | 2028-29 | 2029-30 | 2030-31 | 2031-32 | 2032-33 | 2033-34 | 2034-35 | 2035-36 | 2036-37 | 2037-38 | 2038-39 | 2039-40 | 2040-41 | 2041-42 | 2042-43 | 2043-44 | 2044-45 | 2045-46 | 2046-47 | 2047-48 | 2048-49 | 2049-50 | 2050-51
GenCost Current Policies Biomass | Biomass | GenCost Current Policies | 6954 | 6954 | 6954 | 6954 | 6954 | 6954 | 6954 | 6954 | 6954 | 6954 | 6954 | 6954 | 6954 | 6954 | 6954 | 6954 | 6954 | 6954 | 6954 | 6954 | 6954 | 6954 | 6954 | 6954 | 6954 | 6954 | 6954 | 6954 | 6954 | 6954
GenCost Global NZE post 2050 Biomass | Biomass | GenCost Global NZE post 2050 | 6954 | 6954 | 6954 | 6954 | 6954 | 6954 | 6954 | 6954 | 6954 | 6954 | 6952 | 6950 | 6948 | 6948 | 6948 | 6947 | 6947 | 6947 | 6947 | 6947 | 6947 | 6947 | 6946 | 6946 | 6915 | 6884 | 6853 | 6853 | 6840 | 6765
| Biomass | GenCost Global NZE by 2050 | 6954 | 6954 | 6954 | 6954 | 6952 | 6951 | 6949 | 6949 | 6949 | 6949 | 6949 | 6949 | 6949 | 6907 | 6818 | 6728 | 6682 | 6682 | 6682 | 6682 | 6682 | 6682 | 6682 | 6682 | 6682 | 6682 | 6682 | 6653 | 6572 | 6517
Step Change Biomass | Biomass | Step Change | 6954 | 6954 | 6954 | 6954 | 6954 | 6954 | 6954 | 6954 | 6954 | 6954 | 6952 | 6950 | 6948 | 6948 | 6948 | 6947 | 6947 | 6947 | 6947 | 6947 | 6947 | 6947 | 6946 | 6946 | 6915 | 6884 | 6853 | 6853 | 6840 | 6765
Hydrogen Export Biomass | Biomass | Hydrogen Export | 6954 | 6954 | 6954 | 6954 | 6952 | 6951 | 6949 | 6949 | 6949 | 6949 | 6949 | 6949 | 6949 | 6907 | 6818 | 6728 | 6682 | 6682 | 6682 | 6682 | 6682 | 6682 | 6682 | 6682 | 6682 | 6682 | 6682 | 6653 | 6572 | 6517
Progressive Change Biomass | Biomass | Progressive Change | 6954 | 6954 | 6954 | 6954 | 6954 | 6954 | 6954 | 6954 | 6954 | 6954 | 6954 | 6954 | 6954 | 6954 | 6954 | 6954 | 6954 | 6954 | 6954 | 6954 | 6954 | 6954 | 6954 | 6954 | 6954 | 6954 | 6954 | 6954 | 6954 | 6954
Slow Change Biomass | Biomass | Slow Change | 6954 | 6954 | 6954 | 6954 | 6954 | 6954 | 6954 | 6954 | 6954 | 6954 | 6954 | 6954 | 6954 | 6954 | 6954 | 6954 | 6954 | 6954 | 6954 | 6954 | 6954 | 6954 | 6954 | 6954 | 6954 | 6954 | 6954 | 6954 | 6954 | 6954
|  | Scenario | 2021-22 | 2022-23 | 2023-24 | 2024-25 | 2025-26 | 2026-27 | 2027-28 | 2028-29 | 2029-30 | 2030-31 | 2031-32 | 2032-33 | 2033-34 | 2034-35 | 2035-36 | 2036-37 | 2037-38 | 2038-39 | 2039-40 | 2040-41 | 2041-42 | 2042-43 | 2043-44 | 2044-45 | 2045-46 | 2046-47 | 2047-48 | 2048-49 | 2049-50 | 2050-51
GenCost Current Policies Large scale Solar PV | Large scale Solar PV | GenCost Current Policies | 1441 | 1441 | 1386 | 1335 | 1287 | 1248 | 1210 | 1139 | 1073 | 1013 | 980 | 934 | 883 | 842 | 825 | 807 | 789 | 763 | 749 | 733 | 726 | 717 | 706 | 695 | 686 | 680 | 671 | 660 | 650 | 644
GenCost Global NZE post 2050 Large scale Solar PV | Large scale Solar PV | GenCost Global NZE post 2050 | 1441 | 1441 | 1366 | 1305 | 1250 | 1207 | 1161 | 1121 | 1080 | 1046 | 1011 | 981 | 928 | 885 | 846 | 811 | 783 | 741 | 722 | 689 | 668 | 645 | 629 | 612 | 596 | 580 | 566 | 553 | 541 | 530
| Large scale Solar PV | GenCost Global NZE by 2050 | 1441 | 1441 | 1301 | 1246 | 1184 | 1095 | 995 | 905 | 841 | 785 | 742 | 708 | 685 | 664 | 644 | 625 | 610 | 597 | 587 | 578 | 571 | 565 | 558 | 553 | 547 | 541 | 535 | 529 | 523 | 521
Step Change Large scale Solar PV | Large scale Solar PV | Step Change | 1441 | 1441 | 1366 | 1305 | 1250 | 1207 | 1161 | 1121 | 1080 | 1046 | 1011 | 981 | 928 | 885 | 846 | 811 | 783 | 741 | 722 | 689 | 668 | 645 | 629 | 612 | 596 | 580 | 566 | 553 | 541 | 530
Hydrogen Export Large scale Solar PV | Large scale Solar PV | Hydrogen Export | 1441 | 1441 | 1177.0738 | 912.6372 | 756.9653 | 683.7258 | 641.6446 | 607.2317 | 578.3661 | 560.5053 | 554.157 | 539.4792 | 526.1817 | 529.0426 | 522.8883 | 522.581 | 513.009 | 504.081 | 495.7213 | 487.8667 | 480.4635 | 473.466 | 466.835 | 460.5367 | 454.5414 | 448.8233 | 443.3597 | 438.1304 | 433.1174 | 428.305
Progressive Change Large scale Solar PV | Large scale Solar PV | Progressive Change | 1441 | 1441 | 1386 | 1335 | 1287 | 1248 | 1210 | 1139 | 1073 | 1013 | 980 | 934 | 883 | 842 | 825 | 807 | 789 | 763 | 749 | 733 | 726 | 717 | 706 | 695 | 686 | 680 | 671 | 660 | 650 | 644
Slow Change Large scale Solar PV | Large scale Solar PV | Slow Change | 1441 | 1441 | 1386 | 1335 | 1287 | 1248 | 1210 | 1139 | 1073 | 1013 | 980 | 934 | 883 | 842 | 825 | 807 | 789 | 763 | 749 | 733 | 726 | 717 | 706 | 695 | 686 | 680 | 671 | 660 | 650 | 644
|  | Scenario | 2021-22 | 2022-23 | 2023-24 | 2024-25 | 2025-26 | 2026-27 | 2027-28 | 2028-29 | 2029-30 | 2030-31 | 2031-32 | 2032-33 | 2033-34 | 2034-35 | 2035-36 | 2036-37 | 2037-38 | 2038-39 | 2039-40 | 2040-41 | 2041-42 | 2042-43 | 2043-44 | 2044-45 | 2045-46 | 2046-47 | 2047-48 | 2048-49 | 2049-50 | 2050-51
GenCost Current Policies Solar Thermal (12hrs Storage) | Solar Thermal (12hrs Storage) | GenCost Current Policies | 6693 | 6693 | 6581 | 6476 | 6333 | 6191 | 6035 | 5894 | 5771 | 5660 | 5559 | 5467 | 5382 | 5303 | 5229 | 5159 | 5093 | 5029 | 4969 | 4894 | 4806 | 4706 | 4613 | 4525 | 4442 | 4364 | 4290 | 4219 | 4152 | 4103
GenCost Global NZE post 2050 Solar Thermal (12hrs Storage) | Solar Thermal (12hrs Storage) | GenCost Global NZE post 2050 | 6693 | 6693 | 6530 | 6309 | 6043 | 5798 | 5612 | 5481 | 5372 | 5236 | 5075 | 4902 | 4750 | 4623 | 4519 | 4440 | 4367 | 4303 | 4236 | 4181 | 4117 | 4051 | 3982 | 3918 | 3861 | 3794 | 3718 | 3627 | 3540 | 3478
| Solar Thermal (12hrs Storage) | GenCost Global NZE by 2050 | 6693 | 6693 | 6112 | 5860 | 5592 | 5368 | 5201 | 5035 | 4846 | 4657 | 4493 | 4372 | 4258 | 4162 | 4063 | 3980 | 3895 | 3816 | 3718 | 3620 | 3511 | 3418 | 3321 | 3244 | 3171 | 3113 | 3056 | 3004 | 2953 | 2911
Step Change Solar Thermal (12hrs Storage) | Solar Thermal (12hrs Storage) | Step Change | 6693 | 6693 | 6530 | 6309 | 6043 | 5798 | 5612 | 5481 | 5372 | 5236 | 5075 | 4902 | 4750 | 4623 | 4519 | 4440 | 4367 | 4303 | 4236 | 4181 | 4117 | 4051 | 3982 | 3918 | 3861 | 3794 | 3718 | 3627 | 3540 | 3478
Hydrogen Export Solar Thermal (12hrs Storage) | Solar Thermal (12hrs Storage) | Hydrogen Export | 6693 | 6693 | 6112 | 5860 | 5592 | 5368 | 5201 | 5035 | 4846 | 4657 | 4493 | 4372 | 4258 | 4162 | 4063 | 3980 | 3895 | 3816 | 3718 | 3620 | 3511 | 3418 | 3321 | 3244 | 3171 | 3113 | 3056 | 3004 | 2953 | 2911
Progressive Change Solar Thermal (12hrs Storage) | Solar Thermal (12hrs Storage) | Progressive Change | 6693 | 6693 | 6581 | 6476 | 6333 | 6191 | 6035 | 5894 | 5771 | 5660 | 5559 | 5467 | 5382 | 5303 | 5229 | 5159 | 5093 | 5029 | 4969 | 4894 | 4806 | 4706 | 4613 | 4525 | 4442 | 4364 | 4290 | 4219 | 4152 | 4103
Slow Change Solar Thermal (12hrs Storage) | Solar Thermal (12hrs Storage) | Slow Change | 6693 | 6693 | 6581 | 6476 | 6333 | 6191 | 6035 | 5894 | 5771 | 5660 | 5559 | 5467 | 5382 | 5303 | 5229 | 5159 | 5093 | 5029 | 4969 | 4894 | 4806 | 4706 | 4613 | 4525 | 4442 | 4364 | 4290 | 4219 | 4152 | 4103
|  | Scenario | 2021-22 | 2022-23 | 2023-24 | 2024-25 | 2025-26 | 2026-27 | 2027-28 | 2028-29 | 2029-30 | 2030-31 | 2031-32 | 2032-33 | 2033-34 | 2034-35 | 2035-36 | 2036-37 | 2037-38 | 2038-39 | 2039-40 | 2040-41 | 2041-42 | 2042-43 | 2043-44 | 2044-45 | 2045-46 | 2046-47 | 2047-48 | 2048-49 | 2049-50 | 2050-51
GenCost Current Policies Battery storage (1hr storage) | Battery storage (1hr storage) | GenCost Current Policies | 790 | 790 | 767 | 749 | 738 | 727 | 716 | 705 | 696 | 687 | 676 | 664 | 653 | 640 | 628 | 614 | 602 | 588 | 576 | 565 | 555 | 548 | 541 | 531 | 523 | 516 | 509 | 503 | 497 | 485
GenCost Global NZE post 2050 Battery storage (1hr storage) | Battery storage (1hr storage) | GenCost Global NZE post 2050 | 790 | 790 | 764 | 739 | 715 | 692 | 670 | 649 | 628 | 608 | 589 | 576 | 565 | 553 | 541 | 529 | 517 | 505 | 494 | 483 | 473 | 464 | 456 | 446 | 437 | 428 | 419 | 410 | 402 | 385
| Battery storage (1hr storage) | GenCost Global NZE by 2050 | 790 | 790 | 741 | 698 | 670 | 643 | 618 | 596 | 576 | 553 | 534 | 517 | 502 | 493 | 483 | 474 | 464 | 455 | 445 | 436 | 426 | 418 | 409 | 399 | 390 | 381 | 372 | 363 | 354 | 337
Step Change Battery storage (1hr storage) | Battery storage (1hr storage) | Step Change | 790 | 790 | 764 | 739 | 715 | 692 | 670 | 649 | 628 | 608 | 589 | 576 | 565 | 553 | 541 | 529 | 517 | 505 | 494 | 483 | 473 | 464 | 456 | 446 | 437 | 428 | 419 | 410 | 402 | 385
Hydrogen Export Battery storage (1hr storage) | Battery storage (1hr storage) | Hydrogen Export | 790 | 790 | 741 | 698 | 670 | 643 | 618 | 596 | 576 | 553 | 534 | 517 | 502 | 493 | 483 | 474 | 464 | 455 | 445 | 436 | 426 | 418 | 409 | 399 | 390 | 381 | 372 | 363 | 354 | 337
Progressive Change Battery storage (1hr storage) | Battery storage (1hr storage) | Progressive Change | 790 | 790 | 767 | 749 | 738 | 727 | 716 | 705 | 696 | 687 | 676 | 664 | 653 | 640 | 628 | 614 | 602 | 588 | 576 | 565 | 555 | 548 | 541 | 531 | 523 | 516 | 509 | 503 | 497 | 485
Slow Change Battery storage (1hr storage) | Battery storage (1hr storage) | Slow Change | 790 | 790 | 767 | 749 | 738 | 727 | 716 | 705 | 696 | 687 | 676 | 664 | 653 | 640 | 628 | 614 | 602 | 588 | 576 | 565 | 555 | 548 | 541 | 531 | 523 | 516 | 509 | 503 | 497 | 485
|  | Scenario | 2021-22 | 2022-23 | 2023-24 | 2024-25 | 2025-26 | 2026-27 | 2027-28 | 2028-29 | 2029-30 | 2030-31 | 2031-32 | 2032-33 | 2033-34 | 2034-35 | 2035-36 | 2036-37 | 2037-38 | 2038-39 | 2039-40 | 2040-41 | 2041-42 | 2042-43 | 2043-44 | 2044-45 | 2045-46 | 2046-47 | 2047-48 | 2048-49 | 2049-50 | 2050-51
GenCost Current Policies Battery storage (2hrs storage) | Battery storage (2hrs storage) | GenCost Current Policies | 1054 | 1054 | 1018 | 990 | 974 | 958 | 942 | 928 | 916 | 904 | 888 | 872 | 856 | 836 | 820 | 798 | 780 | 760 | 744 | 726 | 714 | 706 | 698 | 684 | 674 | 664 | 656 | 650 | 642 | 630
GenCost Global NZE post 2050 Battery storage (2hrs storage) | Battery storage (2hrs storage) | GenCost Global NZE post 2050 | 1054 | 1054 | 1014 | 976 | 940 | 906 | 872 | 840 | 810 | 780 | 752 | 736 | 722 | 706 | 692 | 676 | 660 | 646 | 632 | 618 | 606 | 598 | 588 | 576 | 566 | 556 | 546 | 538 | 528 | 510
| Battery storage (2hrs storage) | GenCost Global NZE by 2050 | 1054 | 1054 | 974 | 906 | 862 | 820 | 784 | 750 | 722 | 688 | 660 | 638 | 618 | 606 | 596 | 586 | 576 | 566 | 556 | 544 | 534 | 526 | 516 | 506 | 496 | 488 | 478 | 468 | 460 | 440
Step Change Battery storage (2hrs storage) | Battery storage (2hrs storage) | Step Change | 1054 | 1054 | 1014 | 976 | 940 | 906 | 872 | 840 | 810 | 780 | 752 | 736 | 722 | 706 | 692 | 676 | 660 | 646 | 632 | 618 | 606 | 598 | 588 | 576 | 566 | 556 | 546 | 538 | 528 | 510
Hydrogen Export Battery storage (2hrs storage) | Battery storage (2hrs storage) | Hydrogen Export | 1054 | 1054 | 974 | 906 | 862 | 820 | 784 | 750 | 722 | 688 | 660 | 638 | 618 | 606 | 596 | 586 | 576 | 566 | 556 | 544 | 534 | 526 | 516 | 506 | 496 | 488 | 478 | 468 | 460 | 440
Progressive Change Battery storage (2hrs storage) | Battery storage (2hrs storage) | Progressive Change | 1054 | 1054 | 1018 | 990 | 974 | 958 | 942 | 928 | 916 | 904 | 888 | 872 | 856 | 836 | 820 | 798 | 780 | 760 | 744 | 726 | 714 | 706 | 698 | 684 | 674 | 664 | 656 | 650 | 642 | 630
Slow Change Battery storage (2hrs storage) | Battery storage (2hrs storage) | Slow Change | 1054 | 1054 | 1018 | 990 | 974 | 958 | 942 | 928 | 916 | 904 | 888 | 872 | 856 | 836 | 820 | 798 | 780 | 760 | 744 | 726 | 714 | 706 | 698 | 684 | 674 | 664 | 656 | 650 | 642 | 630
|  | Scenario | 2021-22 | 2022-23 | 2023-24 | 2024-25 | 2025-26 | 2026-27 | 2027-28 | 2028-29 | 2029-30 | 2030-31 | 2031-32 | 2032-33 | 2033-34 | 2034-35 | 2035-36 | 2036-37 | 2037-38 | 2038-39 | 2039-40 | 2040-41 | 2041-42 | 2042-43 | 2043-44 | 2044-45 | 2045-46 | 2046-47 | 2047-48 | 2048-49 | 2049-50 | 2050-51
GenCost Current Policies Battery storage (4hrs storage) | Battery storage (4hrs storage) | GenCost Current Policies | 1628 | 1628 | 1564 | 1516 | 1484 | 1460 | 1436 | 1412 | 1392 | 1372 | 1348 | 1320 | 1296 | 1260 | 1232 | 1196 | 1168 | 1132 | 1104 | 1076 | 1056 | 1044 | 1032 | 1012 | 996 | 984 | 976 | 964 | 956 | 944
GenCost Global NZE post 2050 Battery storage (4hrs storage) | Battery storage (4hrs storage) | GenCost Global NZE post 2050 | 1628 | 1628 | 1560 | 1492 | 1428 | 1364 | 1308 | 1252 | 1200 | 1148 | 1100 | 1076 | 1056 | 1036 | 1012 | 988 | 968 | 948 | 928 | 908 | 892 | 884 | 872 | 860 | 848 | 836 | 824 | 812 | 804 | 784
| Battery storage (4hrs storage) | GenCost Global NZE by 2050 | 1628 | 1628 | 1476 | 1352 | 1272 | 1200 | 1136 | 1080 | 1028 | 968 | 924 | 888 | 856 | 844 | 832 | 820 | 808 | 796 | 788 | 776 | 764 | 756 | 744 | 736 | 724 | 716 | 704 | 696 | 684 | 668
Step Change Battery storage (4hrs storage) | Battery storage (4hrs storage) | Step Change | 1628 | 1628 | 1560 | 1492 | 1428 | 1364 | 1308 | 1252 | 1200 | 1148 | 1100 | 1076 | 1056 | 1036 | 1012 | 988 | 968 | 948 | 928 | 908 | 892 | 884 | 872 | 860 | 848 | 836 | 824 | 812 | 804 | 784
Hydrogen Export Battery storage (4hrs storage) | Battery storage (4hrs storage) | Hydrogen Export | 1628 | 1628 | 1476 | 1352 | 1272 | 1200 | 1136 | 1080 | 1028 | 968 | 924 | 888 | 856 | 844 | 832 | 820 | 808 | 796 | 788 | 776 | 764 | 756 | 744 | 736 | 724 | 716 | 704 | 696 | 684 | 668
Progressive Change Battery storage (4hrs storage) | Battery storage (4hrs storage) | Progressive Change | 1628 | 1628 | 1564 | 1516 | 1484 | 1460 | 1436 | 1412 | 1392 | 1372 | 1348 | 1320 | 1296 | 1260 | 1232 | 1196 | 1168 | 1132 | 1104 | 1076 | 1056 | 1044 | 1032 | 1012 | 996 | 984 | 976 | 964 | 956 | 944
Slow Change Battery storage (4hrs storage) | Battery storage (4hrs storage) | Slow Change | 1628 | 1628 | 1564 | 1516 | 1484 | 1460 | 1436 | 1412 | 1392 | 1372 | 1348 | 1320 | 1296 | 1260 | 1232 | 1196 | 1168 | 1132 | 1104 | 1076 | 1056 | 1044 | 1032 | 1012 | 996 | 984 | 976 | 964 | 956 | 944
|  | Scenario | 2021-22 | 2022-23 | 2023-24 | 2024-25 | 2025-26 | 2026-27 | 2027-28 | 2028-29 | 2029-30 | 2030-31 | 2031-32 | 2032-33 | 2033-34 | 2034-35 | 2035-36 | 2036-37 | 2037-38 | 2038-39 | 2039-40 | 2040-41 | 2041-42 | 2042-43 | 2043-44 | 2044-45 | 2045-46 | 2046-47 | 2047-48 | 2048-49 | 2049-50 | 2050-51
GenCost Current Policies Battery storage (8hrs storage) | Battery storage (8hrs storage) | GenCost Current Policies | 2856 | 2856 | 2728 | 2640 | 2584 | 2544 | 2496 | 2448 | 2416 | 2384 | 2336 | 2288 | 2240 | 2176 | 2128 | 2064 | 2008 | 1936 | 1888 | 1840 | 1800 | 1784 | 1768 | 1728 | 1704 | 1680 | 1664 | 1648 | 1640 | 1624
GenCost Global NZE post 2050 Battery storage (8hrs storage) | Battery storage (8hrs storage) | GenCost Global NZE post 2050 | 2856 | 2856 | 2728 | 2600 | 2480 | 2360 | 2248 | 2144 | 2048 | 1952 | 1864 | 1824 | 1792 | 1752 | 1720 | 1680 | 1640 | 1608 | 1576 | 1544 | 1520 | 1504 | 1496 | 1472 | 1456 | 1440 | 1424 | 1408 | 1392 | 1376
| Battery storage (8hrs storage) | GenCost Global NZE by 2050 | 2856 | 2856 | 2568 | 2320 | 2168 | 2032 | 1912 | 1800 | 1712 | 1600 | 1520 | 1456 | 1400 | 1384 | 1368 | 1352 | 1336 | 1320 | 1304 | 1288 | 1272 | 1264 | 1248 | 1240 | 1224 | 1208 | 1200 | 1184 | 1176 | 1152
Step Change Battery storage (8hrs storage) | Battery storage (8hrs storage) | Step Change | 2856 | 2856 | 2728 | 2600 | 2480 | 2360 | 2248 | 2144 | 2048 | 1952 | 1864 | 1824 | 1792 | 1752 | 1720 | 1680 | 1640 | 1608 | 1576 | 1544 | 1520 | 1504 | 1496 | 1472 | 1456 | 1440 | 1424 | 1408 | 1392 | 1376
Hydrogen Export Battery storage (8hrs storage) | Battery storage (8hrs storage) | Hydrogen Export | 2856 | 2856 | 2568 | 2320 | 2168 | 2032 | 1912 | 1800 | 1712 | 1600 | 1520 | 1456 | 1400 | 1384 | 1368 | 1352 | 1336 | 1320 | 1304 | 1288 | 1272 | 1264 | 1248 | 1240 | 1224 | 1208 | 1200 | 1184 | 1176 | 1152
Progressive Change Battery storage (8hrs storage) | Battery storage (8hrs storage) | Progressive Change | 2856 | 2856 | 2728 | 2640 | 2584 | 2544 | 2496 | 2448 | 2416 | 2384 | 2336 | 2288 | 2240 | 2176 | 2128 | 2064 | 2008 | 1936 | 1888 | 1840 | 1800 | 1784 | 1768 | 1728 | 1704 | 1680 | 1664 | 1648 | 1640 | 1624
Slow Change Battery storage (8hrs storage) | Battery storage (8hrs storage) | Slow Change | 2856 | 2856 | 2728 | 2640 | 2584 | 2544 | 2496 | 2448 | 2416 | 2384 | 2336 | 2288 | 2240 | 2176 | 2128 | 2064 | 2008 | 1936 | 1888 | 1840 | 1800 | 1784 | 1768 | 1728 | 1704 | 1680 | 1664 | 1648 | 1640 | 1624
|  | Scenario | 2021-22 | 2022-23 | 2023-24 | 2024-25 | 2025-26 | 2026-27 | 2027-28 | 2028-29 | 2029-30 | 2030-31 | 2031-32 | 2032-33 | 2033-34 | 2034-35 | 2035-36 | 2036-37 | 2037-38 | 2038-39 | 2039-40 | 2040-41 | 2041-42 | 2042-43 | 2043-44 | 2044-45 | 2045-46 | 2046-47 | 2047-48 | 2048-49 | 2049-50 | 2050-51
GenCost Current Policies Wind | Wind | GenCost Current Policies | 1960 | 1951.1312 | 1933.4234 | 1914.8879 | 1892.5893 | 1872.4444 | 1855.3982 | 1844.3172 | 1833.3333 | 1814.5217 | 1804.5197 | 1795.5451 | 1785.6953 | 1775.9222 | 1767.1628 | 1759.4054 | 1751.7077 | 1742.2146 | 1730.9466 | 1712.3333 | 1701.3057 | 1691.2707 | 1680.4045 | 1670.5224 | 1660.7138 | 1651.8741 | 1642.2066 | 1633.5 | 1623.9707 | 1608.64
GenCost Global NZE post 2050 Wind | Wind | GenCost Global NZE post 2050 | 1960 | 1951.1312 | 1930.4505 | 1906.9955 | 1881.7857 | 1847.0222 | 1810.6195 | 1772.5991 | 1739.7368 | 1700.6957 | 1675.8976 | 1659.8353 | 1640.1172 | 1618.6693 | 1595.5116 | 1577.2046 | 1560.9 | 1544.7203 | 1532.3588 | 1510.6667 | 1495.834 | 1478.3835 | 1463.7828 | 1447.4851 | 1430.4089 | 1413.4593 | 1399.3137 | 1387.0515 | 1375.7656 | 1360.48
| Wind | GenCost Global NZE by 2050 | 1960 | 1951.1312 | 1831.3514 | 1778.7444 | 1730.5357 | 1688.6222 | 1650 | 1617.533 | 1591.1404 | 1562 | 1544.4173 | 1529.8196 | 1517.2266 | 1503.7899 | 1487.6434 | 1472.556 | 1459.4462 | 1449.2184 | 1439.0687 | 1423.5833 | 1414.5585 | 1406.5113 | 1397.618 | 1389.694 | 1381.829 | 1374.0222 | 1366.2731 | 1358.5809 | 1350.0586 | 1338.48
Step Change Wind | Wind | Step Change | 1960 | 1951.1312 | 1930.4505 | 1906.9955 | 1881.7857 | 1847.0222 | 1810.6195 | 1772.5991 | 1739.7368 | 1700.6957 | 1675.8976 | 1659.8353 | 1640.1172 | 1618.6693 | 1595.5116 | 1577.2046 | 1560.9 | 1544.7203 | 1532.3588 | 1510.6667 | 1495.834 | 1478.3835 | 1463.7828 | 1447.4851 | 1430.4089 | 1413.4593 | 1399.3137 | 1387.0515 | 1375.7656 | 1360.48
Hydrogen Export Wind | Wind | Hydrogen Export | 1960 | 1951.1312 | 1831.3514 | 1778.7444 | 1730.5357 | 1688.6222 | 1650 | 1617.533 | 1591.1404 | 1562 | 1544.4173 | 1529.8196 | 1517.2266 | 1503.7899 | 1487.6434 | 1472.556 | 1459.4462 | 1449.2184 | 1439.0687 | 1423.5833 | 1414.5585 | 1406.5113 | 1397.618 | 1389.694 | 1381.829 | 1374.0222 | 1366.2731 | 1358.5809 | 1350.0586 | 1338.48
Progressive Change Wind | Wind | Progressive Change | 1960 | 1951.1312 | 1933.4234 | 1914.8879 | 1892.5893 | 1872.4444 | 1855.3982 | 1844.3172 | 1833.3333 | 1814.5217 | 1804.5197 | 1795.5451 | 1785.6953 | 1775.9222 | 1767.1628 | 1759.4054 | 1751.7077 | 1742.2146 | 1730.9466 | 1712.3333 | 1701.3057 | 1691.2707 | 1680.4045 | 1670.5224 | 1660.7138 | 1651.8741 | 1642.2066 | 1633.5 | 1623.9707 | 1608.64
Slow Change Wind | Wind | Slow Change | 1960 | 1951.1312 | 1933.4234 | 1914.8879 | 1892.5893 | 1872.4444 | 1855.3982 | 1844.3172 | 1833.3333 | 1814.5217 | 1804.5197 | 1795.5451 | 1785.6953 | 1775.9222 | 1767.1628 | 1759.4054 | 1751.7077 | 1742.2146 | 1730.9466 | 1712.3333 | 1701.3057 | 1691.2707 | 1680.4045 | 1670.5224 | 1660.7138 | 1651.8741 | 1642.2066 | 1633.5 | 1623.9707 | 1608.64
|  | Scenario | 2021-22 | 2022-23 | 2023-24 | 2024-25 | 2025-26 | 2026-27 | 2027-28 | 2028-29 | 2029-30 | 2030-31 | 2031-32 | 2032-33 | 2033-34 | 2034-35 | 2035-36 | 2036-37 | 2037-38 | 2038-39 | 2039-40 | 2040-41 | 2041-42 | 2042-43 | 2043-44 | 2044-45 | 2045-46 | 2046-47 | 2047-48 | 2048-49 | 2049-50 | 2050-51
GenCost Current Policies Wind - offshore | Wind - offshore | GenCost Current Policies | 4649 | 4589.3974 | 4499.1392 | 4426.5375 | 4371.8889 | 4318.5732 | 4266.5422 | 4215.75 | 4152.5647 | 4069.3605 | 3988.069 | 3921.75 | 3877.6854 | 3834.6 | 3792.4615 | 3751.2391 | 3710.9032 | 3671.4255 | 3632.7789 | 3632.7789 | 3631.9684 | 3623.8632 | 3615.7579 | 3608.4632 | 3608.4632 | 3606.0316 | 3604.4105 | 3599.5474 | 3597.1158 | 3591.4421
GenCost Global NZE post 2050 Wind - offshore | Wind - offshore | GenCost Global NZE post 2050 | 4649 | 4589.3974 | 4497.1899 | 4423.65 | 4369.037 | 4312.939 | 4246.1325 | 4163.5 | 4069.2235 | 3972.6628 | 3881.8621 | 3807.125 | 3750.5056 | 3706.2667 | 3665.5385 | 3547.8587 | 3394.6237 | 3220.8936 | 3110.8 | 3057.3053 | 2997.3263 | 2930.8632 | 2861.1579 | 2805.2316 | 2760.6526 | 2721.7474 | 2681.2211 | 2639.0737 | 2598.5474 | 2567.7474
| Wind - offshore | GenCost Global NZE by 2050 | 4649 | 4589.3974 | 3805.1646 | 3549.7 | 3305.2963 | 3088.4512 | 2932.494 | 2825.1667 | 2736.6706 | 2656.5 | 2583.4828 | 2516.5 | 2455.3483 | 2398.1222 | 2345.5385 | 2296.6087 | 2250.3871 | 2206.7872 | 2166.5368 | 2150.3263 | 2135.7368 | 2121.9579 | 2108.9895 | 2097.6421 | 2086.2947 | 2076.5684 | 2066.8421 | 2054.6842 | 2040.0947 | 2031.1789
Step Change Wind - offshore | Wind - offshore | Step Change | 4649 | 4589.3974 | 4497.1899 | 4423.65 | 4369.037 | 4312.939 | 4246.1325 | 4163.5 | 4069.2235 | 3972.6628 | 3881.8621 | 3807.125 | 3750.5056 | 3706.2667 | 3665.5385 | 3547.8587 | 3394.6237 | 3220.8936 | 3110.8 | 3057.3053 | 2997.3263 | 2930.8632 | 2861.1579 | 2805.2316 | 2760.6526 | 2721.7474 | 2681.2211 | 2639.0737 | 2598.5474 | 2567.7474
Hydrogen Export Wind - offshore | Wind - offshore | Hydrogen Export | 4649 | 4589.3974 | 3805.1646 | 3549.7 | 3305.2963 | 3088.4512 | 2932.494 | 2825.1667 | 2736.6706 | 2656.5 | 2583.4828 | 2516.5 | 2455.3483 | 2398.1222 | 2345.5385 | 2296.6087 | 2250.3871 | 2206.7872 | 2166.5368 | 2150.3263 | 2135.7368 | 2121.9579 | 2108.9895 | 2097.6421 | 2086.2947 | 2076.5684 | 2066.8421 | 2054.6842 | 2040.0947 | 2031.1789
Progressive Change Wind - offshore | Wind - offshore | Progressive Change | 4649 | 4589.3974 | 4499.1392 | 4426.5375 | 4371.8889 | 4318.5732 | 4266.5422 | 4215.75 | 4152.5647 | 4069.3605 | 3988.069 | 3921.75 | 3877.6854 | 3834.6 | 3792.4615 | 3751.2391 | 3710.9032 | 3671.4255 | 3632.7789 | 3632.7789 | 3631.9684 | 3623.8632 | 3615.7579 | 3608.4632 | 3608.4632 | 3606.0316 | 3604.4105 | 3599.5474 | 3597.1158 | 3591.4421
Slow Change Wind - offshore | Wind - offshore | Slow Change | 4649 | 4589.3974 | 4499.1392 | 4426.5375 | 4371.8889 | 4318.5732 | 4266.5422 | 4215.75 | 4152.5647 | 4069.3605 | 3988.069 | 3921.75 | 3877.6854 | 3834.6 | 3792.4615 | 3751.2391 | 3710.9032 | 3671.4255 | 3632.7789 | 3632.7789 | 3631.9684 | 3623.8632 | 3615.7579 | 3608.4632 | 3608.4632 | 3606.0316 | 3604.4105 | 3599.5474 | 3597.1158 | 3591.4421
|  | Scenario | 2021-22 | 2022-23 | 2023-24 | 2024-25 | 2025-26 | 2026-27 | 2027-28 | 2028-29 | 2029-30 | 2030-31 | 2031-32 | 2032-33 | 2033-34 | 2034-35 | 2035-36 | 2036-37 | 2037-38 | 2038-39 | 2039-40 | 2040-41 | 2041-42 | 2042-43 | 2043-44 | 2044-45 | 2045-46 | 2046-47 | 2047-48 | 2048-49 | 2049-50 | 2050-51
All scenarios Pumped Hydro (8hrs storage) | Pumped Hydro (8hrs storage) | All scenarios | 2520.3901 | 2515.8962 | 2512.4394 | 2507.9455 | 2503.7972 | 2499.3034 | 2495.1551 | 2490.6612 | 2486.513 | 2482.0191 | 2477.8708 | 2473.3769 | 2469.2287 | 2465.0804 | 2461.278 | 2457.1297 | 2452.6359 | 2448.4876 | 2444.3393 | 2439.8455 | 2435.6972 | 2431.8948 | 2427.7465 | 2423.5982 | 2419.1044 | 2414.9561 | 2411.4993 | 2407.0054 | 2402.8572 | 2398.7089
Step Change Pumped Hydro (8hrs storage) | Pumped Hydro (8hrs storage) | Step Change | 2520.3901 | 2515.8962 | 2512.4394 | 2507.9455 | 2503.7972 | 2499.3034 | 2495.1551 | 2490.6612 | 2486.513 | 2482.0191 | 2477.8708 | 2473.3769 | 2469.2287 | 2465.0804 | 2461.278 | 2457.1297 | 2452.6359 | 2448.4876 | 2444.3393 | 2439.8455 | 2435.6972 | 2431.8948 | 2427.7465 | 2423.5982 | 2419.1044 | 2414.9561 | 2411.4993 | 2407.0054 | 2402.8572 | 2398.7089
Hydrogen Export Pumped Hydro (8hrs storage) | Pumped Hydro (8hrs storage) | Hydrogen Export | 2520.3901 | 2515.8962 | 2512.4394 | 2507.9455 | 2503.7972 | 2499.3034 | 2495.1551 | 2490.6612 | 2486.513 | 2482.0191 | 2477.8708 | 2473.3769 | 2469.2287 | 2465.0804 | 2461.278 | 2457.1297 | 2452.6359 | 2448.4876 | 2444.3393 | 2439.8455 | 2435.6972 | 2431.8948 | 2427.7465 | 2423.5982 | 2419.1044 | 2414.9561 | 2411.4993 | 2407.0054 | 2402.8572 | 2398.7089
Progressive Change Pumped Hydro (8hrs storage) | Pumped Hydro (8hrs storage) | Progressive Change | 2520.3901 | 2515.8962 | 2512.4394 | 2507.9455 | 2503.7972 | 2499.3034 | 2495.1551 | 2490.6612 | 2486.513 | 2482.0191 | 2477.8708 | 2473.3769 | 2469.2287 | 2465.0804 | 2461.278 | 2457.1297 | 2452.6359 | 2448.4876 | 2444.3393 | 2439.8455 | 2435.6972 | 2431.8948 | 2427.7465 | 2423.5982 | 2419.1044 | 2414.9561 | 2411.4993 | 2407.0054 | 2402.8572 | 2398.7089
Slow Change Pumped Hydro (8hrs storage) | Pumped Hydro (8hrs storage) | Slow Change | 2520.3901 | 2515.8962 | 2512.4394 | 2507.9455 | 2503.7972 | 2499.3034 | 2495.1551 | 2490.6612 | 2486.513 | 2482.0191 | 2477.8708 | 2473.3769 | 2469.2287 | 2465.0804 | 2461.278 | 2457.1297 | 2452.6359 | 2448.4876 | 2444.3393 | 2439.8455 | 2435.6972 | 2431.8948 | 2427.7465 | 2423.5982 | 2419.1044 | 2414.9561 | 2411.4993 | 2407.0054 | 2402.8572 | 2398.7089
|  | Scenario | 2021-22 | 2022-23 | 2023-24 | 2024-25 | 2025-26 | 2026-27 | 2027-28 | 2028-29 | 2029-30 | 2030-31 | 2031-32 | 2032-33 | 2033-34 | 2034-35 | 2035-36 | 2036-37 | 2037-38 | 2038-39 | 2039-40 | 2040-41 | 2041-42 | 2042-43 | 2043-44 | 2044-45 | 2045-46 | 2046-47 | 2047-48 | 2048-49 | 2049-50 | 2050-51
All scenarios Pumped Hydro (24hrs storage) | Pumped Hydro (24hrs storage) | All scenarios | 3537.0146 | 3530.793 | 3524.5713 | 3518.3496 | 3513.1649 | 3506.9433 | 3500.7216 | 3494.4999 | 3489.3152 | 3483.0936 | 3476.8719 | 3470.6502 | 3465.4655 | 3459.2439 | 3453.0222 | 3447.8375 | 3441.6158 | 3435.3941 | 3430.2094 | 3423.9878 | 3417.7661 | 3412.5814 | 3406.3597 | 3400.1381 | 3394.9533 | 3388.7317 | 3383.547 | 3377.3253 | 3372.1406 | 3365.9189
Step Change Pumped Hydro (24hrs storage) | Pumped Hydro (24hrs storage) | Step Change | 3537.0146 | 3530.793 | 3524.5713 | 3518.3496 | 3513.1649 | 3506.9433 | 3500.7216 | 3494.4999 | 3489.3152 | 3483.0936 | 3476.8719 | 3470.6502 | 3465.4655 | 3459.2439 | 3453.0222 | 3447.8375 | 3441.6158 | 3435.3941 | 3430.2094 | 3423.9878 | 3417.7661 | 3412.5814 | 3406.3597 | 3400.1381 | 3394.9533 | 3388.7317 | 3383.547 | 3377.3253 | 3372.1406 | 3365.9189
Hydrogen Export Pumped Hydro (24hrs storage) | Pumped Hydro (24hrs storage) | Hydrogen Export | 3537.0146 | 3530.793 | 3524.5713 | 3518.3496 | 3513.1649 | 3506.9433 | 3500.7216 | 3494.4999 | 3489.3152 | 3483.0936 | 3476.8719 | 3470.6502 | 3465.4655 | 3459.2439 | 3453.0222 | 3447.8375 | 3441.6158 | 3435.3941 | 3430.2094 | 3423.9878 | 3417.7661 | 3412.5814 | 3406.3597 | 3400.1381 | 3394.9533 | 3388.7317 | 3383.547 | 3377.3253 | 3372.1406 | 3365.9189
Progressive Change Pumped Hydro (24hrs storage) | Pumped Hydro (24hrs storage) | Progressive Change | 3537.0146 | 3530.793 | 3524.5713 | 3518.3496 | 3513.1649 | 3506.9433 | 3500.7216 | 3494.4999 | 3489.3152 | 3483.0936 | 3476.8719 | 3470.6502 | 3465.4655 | 3459.2439 | 3453.0222 | 3447.8375 | 3441.6158 | 3435.3941 | 3430.2094 | 3423.9878 | 3417.7661 | 3412.5814 | 3406.3597 | 3400.1381 | 3394.9533 | 3388.7317 | 3383.547 | 3377.3253 | 3372.1406 | 3365.9189
Slow Change Pumped Hydro (24hrs storage) | Pumped Hydro (24hrs storage) | Slow Change | 3537.0146 | 3530.793 | 3524.5713 | 3518.3496 | 3513.1649 | 3506.9433 | 3500.7216 | 3494.4999 | 3489.3152 | 3483.0936 | 3476.8719 | 3470.6502 | 3465.4655 | 3459.2439 | 3453.0222 | 3447.8375 | 3441.6158 | 3435.3941 | 3430.2094 | 3423.9878 | 3417.7661 | 3412.5814 | 3406.3597 | 3400.1381 | 3394.9533 | 3388.7317 | 3383.547 | 3377.3253 | 3372.1406 | 3365.9189
|  | Scenario | 2021-22 | 2022-23 | 2023-24 | 2024-25 | 2025-26 | 2026-27 | 2027-28 | 2028-29 | 2029-30 | 2030-31 | 2031-32 | 2032-33 | 2033-34 | 2034-35 | 2035-36 | 2036-37 | 2037-38 | 2038-39 | 2039-40 | 2040-41 | 2041-42 | 2042-43 | 2043-44 | 2044-45 | 2045-46 | 2046-47 | 2047-48 | 2048-49 | 2049-50 | 2050-51
All scenarios Pumped Hydro (48hrs storage) | Pumped Hydro (48hrs storage) | All scenarios | 5313.3956 | 5304.063 | 5294.7303 | 5286.4346 | 5277.1019 | 5267.7693 | 5259.4736 | 5250.1409 | 5240.8082 | 5232.5125 | 5223.1799 | 5213.8472 | 5205.5515 | 5196.2189 | 5187.9232 | 5178.5905 | 5170.2948 | 5160.9621 | 5152.6664 | 5143.3338 | 5135.0381 | 5125.7054 | 5117.4097 | 5109.114 | 5099.7814 | 5091.4857 | 5082.153 | 5073.8573 | 5065.5616 | 5056.2289
Step Change Pumped Hydro (48hrs storage) | Pumped Hydro (48hrs storage) | Step Change | 5313.3956 | 5304.063 | 5294.7303 | 5286.4346 | 5277.1019 | 5267.7693 | 5259.4736 | 5250.1409 | 5240.8082 | 5232.5125 | 5223.1799 | 5213.8472 | 5205.5515 | 5196.2189 | 5187.9232 | 5178.5905 | 5170.2948 | 5160.9621 | 5152.6664 | 5143.3338 | 5135.0381 | 5125.7054 | 5117.4097 | 5109.114 | 5099.7814 | 5091.4857 | 5082.153 | 5073.8573 | 5065.5616 | 5056.2289
Hydrogen Export Pumped Hydro (48hrs storage) | Pumped Hydro (48hrs storage) | Hydrogen Export | 5313.3956 | 5304.063 | 5294.7303 | 5286.4346 | 5277.1019 | 5267.7693 | 5259.4736 | 5250.1409 | 5240.8082 | 5232.5125 | 5223.1799 | 5213.8472 | 5205.5515 | 5196.2189 | 5187.9232 | 5178.5905 | 5170.2948 | 5160.9621 | 5152.6664 | 5143.3338 | 5135.0381 | 5125.7054 | 5117.4097 | 5109.114 | 5099.7814 | 5091.4857 | 5082.153 | 5073.8573 | 5065.5616 | 5056.2289
Progressive Change Pumped Hydro (48hrs storage) | Pumped Hydro (48hrs storage) | Progressive Change | 5313.3956 | 5304.063 | 5294.7303 | 5286.4346 | 5277.1019 | 5267.7693 | 5259.4736 | 5250.1409 | 5240.8082 | 5232.5125 | 5223.1799 | 5213.8472 | 5205.5515 | 5196.2189 | 5187.9232 | 5178.5905 | 5170.2948 | 5160.9621 | 5152.6664 | 5143.3338 | 5135.0381 | 5125.7054 | 5117.4097 | 5109.114 | 5099.7814 | 5091.4857 | 5082.153 | 5073.8573 | 5065.5616 | 5056.2289
Slow Change Pumped Hydro (48hrs storage) | Pumped Hydro (48hrs storage) | Slow Change | 5313.3956 | 5304.063 | 5294.7303 | 5286.4346 | 5277.1019 | 5267.7693 | 5259.4736 | 5250.1409 | 5240.8082 | 5232.5125 | 5223.1799 | 5213.8472 | 5205.5515 | 5196.2189 | 5187.9232 | 5178.5905 | 5170.2948 | 5160.9621 | 5152.6664 | 5143.3338 | 5135.0381 | 5125.7054 | 5117.4097 | 5109.114 | 5099.7814 | 5091.4857 | 5082.153 | 5073.8573 | 5065.5616 | 5056.2289
|  | Scenario | 2021-22 | 2022-23 | 2023-24 | 2024-25 | 2025-26 | 2026-27 | 2027-28 | 2028-29 | 2029-30 | 2030-31 | 2031-32 | 2032-33 | 2033-34 | 2034-35 | 2035-36 | 2036-37 | 2037-38 | 2038-39 | 2039-40 | 2040-41 | 2041-42 | 2042-43 | 2043-44 | 2044-45 | 2045-46 | 2046-47 | 2047-48 | 2048-49 | 2049-50 | 2050-51
| BOTN - Cethana (20hrs storage) | All scenarios | 1800 | 1800 | 1800 | 1800 | 1800 | 1800 | 1800 | 1800 | 1800 | 1800 | 1800 | 1800 | 1800 | 1800 | 1800 | 1800 | 1800 | 1800 | 1800 | 1800 | 1800 | 1800 | 1800 | 1800 | 1800 | 1800 | 1800 | 1800 | 1800 | 1800
| BOTN - Cethana (20hrs storage) | Step Change | 1800 | 1800 | 1800 | 1800 | 1800 | 1800 | 1800 | 1800 | 1800 | 1800 | 1800 | 1800 | 1800 | 1800 | 1800 | 1800 | 1800 | 1800 | 1800 | 1800 | 1800 | 1800 | 1800 | 1800 | 1800 | 1800 | 1800 | 1800 | 1800 | 1800
| BOTN - Cethana (20hrs storage) | Hydrogen Export | 1800 | 1800 | 1800 | 1800 | 1800 | 1800 | 1800 | 1800 | 1800 | 1800 | 1800 | 1800 | 1800 | 1800 | 1800 | 1800 | 1800 | 1800 | 1800 | 1800 | 1800 | 1800 | 1800 | 1800 | 1800 | 1800 | 1800 | 1800 | 1800 | 1800
| BOTN - Cethana (20hrs storage) | Progressive Change | 1800 | 1800 | 1800 | 1800 | 1800 | 1800 | 1800 | 1800 | 1800 | 1800 | 1800 | 1800 | 1800 | 1800 | 1800 | 1800 | 1800 | 1800 | 1800 | 1800 | 1800 | 1800 | 1800 | 1800 | 1800 | 1800 | 1800 | 1800 | 1800 | 1800
| BOTN - Cethana (20hrs storage) | Slow Change | 1800 | 1800 | 1800 | 1800 | 1800 | 1800 | 1800 | 1800 | 1800 | 1800 | 1800 | 1800 | 1800 | 1800 | 1800 | 1800 | 1800 | 1800 | 1800 | 1800 | 1800 | 1800 | 1800 | 1800 | 1800 | 1800 | 1800 | 1800 | 1800 | 1800
|  | Scenario | 2021-22 | 2022-23 | 2023-24 | 2024-25 | 2025-26 | 2026-27 | 2027-28 | 2028-29 | 2029-30 | 2030-31 | 2031-32 | 2032-33 | 2033-34 | 2034-35 | 2035-36 | 2036-37 | 2037-38 | 2038-39 | 2039-40 | 2040-41 | 2041-42 | 2042-43 | 2043-44 | 2044-45 | 2045-46 | 2046-47 | 2047-48 | 2048-49 | 2049-50 | 2050-51
GenCost Current Policies Hydrogen reciprocating engines | Hydrogen reciprocating engines | GenCost Current Policies | 1989 | 1989 | 1982 | 1975 | 1968 | 1961 | 1954 | 1948 | 1941 | 1934 | 1927 | 1920 | 1914 | 1907 | 1900 | 1894 | 1887 | 1881 | 1874 | 1867 | 1861 | 1854 | 1848 | 1841 | 1835 | 1828 | 1822 | 1816 | 1809 | 1803
GenCost High VRE Hydrogen reciprocating engines | Hydrogen reciprocating engines | GenCost High VRE | 1989 | 1989 | 1982 | 1975 | 1968 | 1961 | 1954 | 1948 | 1941 | 1934 | 1927 | 1920 | 1914 | 1907 | 1900 | 1894 | 1887 | 1881 | 1874 | 1867 | 1861 | 1854 | 1848 | 1841 | 1835 | 1828 | 1822 | 1816 | 1809 | 1803
| Hydrogen reciprocating engines | GenCost Global NZE by 2050 | 1989 | 1989 | 1975 | 1968 | 1961 | 1954 | 1948 | 1941 | 1934 | 1927 | 1920 | 1914 | 1907 | 1900 | 1894 | 1887 | 1881 | 1874 | 1867 | 1861 | 1854 | 1848 | 1841 | 1835 | 1828 | 1822 | 1816 | 1809 | 1803 | 1800
Step Change Hydrogen reciprocating engines | Hydrogen reciprocating engines | Step Change | 1989 | 1989 | 1982 | 1975 | 1968 | 1961 | 1954 | 1948 | 1941 | 1934 | 1927 | 1920 | 1914 | 1907 | 1900 | 1894 | 1887 | 1881 | 1874 | 1867 | 1861 | 1854 | 1848 | 1841 | 1835 | 1828 | 1822 | 1816 | 1809 | 1803
Hydrogen Export Hydrogen reciprocating engines | Hydrogen reciprocating engines | Hydrogen Export | 1989 | 1989 | 1975 | 1968 | 1961 | 1954 | 1948 | 1941 | 1934 | 1927 | 1920 | 1914 | 1907 | 1900 | 1894 | 1887 | 1881 | 1874 | 1867 | 1861 | 1854 | 1848 | 1841 | 1835 | 1828 | 1822 | 1816 | 1809 | 1803 | 1800
Progressive Change Hydrogen reciprocating engines | Hydrogen reciprocating engines | Progressive Change | 1989 | 1989 | 1982 | 1975 | 1968 | 1961 | 1954 | 1948 | 1941 | 1934 | 1927 | 1920 | 1914 | 1907 | 1900 | 1894 | 1887 | 1881 | 1874 | 1867 | 1861 | 1854 | 1848 | 1841 | 1835 | 1828 | 1822 | 1816 | 1809 | 1803
Slow Change Hydrogen reciprocating engines | Hydrogen reciprocating engines | Slow Change | 1989 | 1989 | 1982 | 1975 | 1968 | 1961 | 1954 | 1948 | 1941 | 1934 | 1927 | 1920 | 1914 | 1907 | 1900 | 1894 | 1887 | 1881 | 1874 | 1867 | 1861 | 1854 | 1848 | 1841 | 1835 | 1828 | 1822 | 1816 | 1809 | 1803

## Regional Cost Factors
Go to Assumptions Summary
Regional Cost Factors
Regional cost factors for each cost region and cost component have been estimated by GHD to provide an indication of the variation in each cost component of the project costs between geographic regions. These cost factors have been adjusted to be rebased to one for each component in each region.
Technology cost break down ratios are estimated from the technology cost for each of the cost components given by Aurecon.
The technology specific regional cost adjustment factors are calculated as the sum of the regional cost adjustment factors of each technology cost component, which is calculated by multiplying its share in total capital cost of the technology by the regional cost factor.
CSIRO build costs projections for new entrants are overnight costs for construction in a low cost zone. These regional cost factors are used to convert the CSIRO cost estimates to each region-specific cost estimate.
Refer to the Renewable Energy Zones Sheet for the definition of each geographic area.
Regional cost factors
Region | Equipment costs | Fuel connection costs | Cost of land and development | Installation costs | O&M costs 2
VIC Low | 1 | 1 | 1 | 1 | 1
VIC Medium | 1.03 | 1.03 | 1 | 1.03 | 1.03
VIC High | 1.05 | 1.05 | 1 | 1.05 | 1.05
QLD Low | 1 | 1 | 1 | 1 | 1
QLD Medium | 1.05 | 1.1048 | 1 | 1.1545 | 1.1215
QLD High | 1.1 | 1.2095 | 1 | 1.3091 | 1.2523
NSW Low | 1 | 1 | 1 | 1 | 1
NSW Medium | 1.05 | 1.0734 | 1 | 1.1017 | 1.0796
NSW High | 1.1 | 1.156 | 1 | 1.2034 | 1.1681
SA Low | 1 | 1 | 1 | 1 | 1
SA Medium | 1.05 | 1.099 | 1 | 1.1471 | 1.1188
SA High | 1.1 | 1.198 | 1 | 1.2941 | 1.2376
TAS Low | 1 | 1 | 1 | 1 | 1
TAS Medium | 1.05 | 1.0673 | 1 | 1.1028 | 1.0857
TAS High | 1.1 | 1.1442 | 1 | 1.2056 | 1.1714
Notes:
1. Sourced from GHD 2018 AEMO costs and technical parameter review, adjusted to be rebased to one in each region.
2. New entry technology O&M costs are applied to fixed and variable operations and maintenance costs independent to capital costs.
Technology Cost breakdown ratios
Technology | Equipment costs | Fuel connection costs | Cost of land and development | Installation costs
Black Coal (advanced ultra supercritical PC) | 32.27% | 3.201% | 16.13% | 48.4%
Black Coal (advanced ultra supercritical PC) with CCS | 32.71% | 1.859% | 16.36% | 49.07%
OCGT (small GT) | 60.45% | 5.873% | 7.772% | 25.91%
OCGT (large GT) | 57.92% | 9.812% | 7.446% | 24.82%
CCGT | 62.02% | 3.423% | 7.974% | 26.58%
CCGT with CCS | 63.21% | 1.577% | 8.127% | 27.09%
Biomass | 33.33% | 0% | 16.67% | 50%
Battery storage (1hr storage) | 74.57% | 0% | 10.06% | 15.37%
Battery storage (2hrs storage) | 76.8% | 0% | 7.415% | 15.78%
Battery storage (4hrs storage) | 79.18% | 0% | 4.611% | 16.21%
Battery Storage (8hrs storage) | 80.83% | 0% | 2.626% | 16.54%
Large scale Solar PV | 56.6% | 0% | 5.66% | 37.74%
Solar Thermal (12hrs Storage) | 74.7% | 0% | 0.3984% | 24.9%
Wind | 68.12% | 0% | 2.683% | 29.2%
Wind - Offshore | 68.63% | 0% | 1.961% | 29.41%
Hydrogen reciprocating engines | 55.05% | 0% | 8.257% | 36.7%
Notes:
1. Calculated from technology component costs provided in Aurecon 2021-22 AEMO costs and technical parameter review.
Technology Regional and Sub-regional cost adjustment factors
| Black Coal (advanced ultra supercritical PC) | Black Coal (advanced ultra supercritical PC) with CCS | OCGT (small GT) | OCGT (large GT) | CCGT | CCGT with CCS | Biomass | Battery storage (1hr storage) | Battery storage (2hrs storage) | Battery storage (4hrs storage) | Battery Storage (8hrs storage) | Large scale Solar PV | Solar Thermal (12hrs Storage) | Wind | Wind - Offshore | Hydrogen reciprocating engines | Pumped Hydro (8hrs storage) | Pumped Hydro (24hrs storage) | Pumped Hydro (48hrs storage) | BOTN - Cethana (20hrs storage)
VIC Low | 1 | 1 | 1 | 1 | 1 | 1 | 1 | 1 | 1 | 1 | 1 | 1 | 1 | 1 | 1 | 1
VIC Medium | 1.0252 | 1.0251 | 1.0277 | 1.0278 | 1.0276 | 1.0276 | 1.025 | 1.027 | 1.0278 | 1.0286 | 1.0292 | 1.0283 | 1.0299 | 1.0292 | 1.0294 | 1.0275
VIC High | 1.0419 | 1.0418 | 1.0461 | 1.0463 | 1.046 | 1.0459 | 1.0417 | 1.045 | 1.0463 | 1.0477 | 1.0487 | 1.0472 | 1.0498 | 1.0487 | 1.049 | 1.0459
QLD Low | 1 | 1 | 1 | 1 | 1 | 1 | 1 | 1 | 1 | 1 | 1 | 1 | 1 | 1 | 1 | 1
QLD Medium | 1.0943 | 1.0941 | 1.0764 | 1.0776 | 1.0757 | 1.0751 | 1.0939 | 1.061 | 1.0628 | 1.0646 | 1.066 | 1.0866 | 1.0758 | 1.0792 | 1.0798 | 1.0842
QLD High | 1.1886 | 1.1883 | 1.1528 | 1.1552 | 1.1514 | 1.1502 | 1.1879 | 1.1221 | 1.1256 | 1.1293 | 1.132 | 1.1732 | 1.1517 | 1.1584 | 1.1595 | 1.1685
NSW Low | 1 | 1 | 1 | 1 | 1 | 1 | 1 | 1 | 1 | 1 | 1 | 1 | 1 | 1 | 1 | 1
NSW Medium | 1.0677 | 1.0676 | 1.0609 | 1.0614 | 1.0606 | 1.0603 | 1.0675 | 1.0529 | 1.0545 | 1.0561 | 1.0572 | 1.0667 | 1.0627 | 1.0638 | 1.0642 | 1.0648
NSW High | 1.1357 | 1.1354 | 1.1223 | 1.1237 | 1.1214 | 1.1208 | 1.135 | 1.1058 | 1.1089 | 1.1121 | 1.1145 | 1.1334 | 1.1253 | 1.1275 | 1.1284 | 1.1297
SA Low | 1 | 1 | 1 | 1 | 1 | 1 | 1 | 1 | 1 | 1 | 1 | 1 | 1 | 1 | 1 | 1
SA Medium | 1.0905 | 1.0904 | 1.0741 | 1.0752 | 1.0735 | 1.073 | 1.0902 | 1.0599 | 1.0616 | 1.0634 | 1.0647 | 1.0838 | 1.074 | 1.077 | 1.0776 | 1.0815
SA High | 1.181 | 1.1807 | 1.1483 | 1.1504 | 1.147 | 1.146 | 1.1804 | 1.1198 | 1.1232 | 1.1268 | 1.1295 | 1.1676 | 1.1479 | 1.154 | 1.1551 | 1.163
TAS Low | 1 | 1 | 1 | 1 | 1 | 1 | 1 | 1 | 1 | 1 | 1 | 1 | 1 | 1 | 1 | 1
TAS Medium | 1.068 | 1.0681 | 1.0608 | 1.0611 | 1.0606 | 1.0605 | 1.0681 | 1.0531 | 1.0546 | 1.0563 | 1.0574 | 1.0671 | 1.0629 | 1.0641 | 1.0646 | 1.0652
TAS High | 1.1364 | 1.1363 | 1.1222 | 1.1231 | 1.1216 | 1.1212 | 1.1361 | 1.1062 | 1.1093 | 1.1125 | 1.1148 | 1.1342 | 1.1259 | 1.1281 | 1.1291 | 1.1305
VIC | [16 empty] | 1 | 1 | 1
CNQ | [16 empty] | 1.0104 | 0.88 | 0.86391
SQ | [16 empty] | 1.1143 | 0.96444 | 0.87574
GG
NNSW | [16 empty] | 0.8815 | 0.82222 | 0.62426
CNSW | [16 empty] | 1.0249 | 1.08 | 1.1213
SNSW | [16 empty] | 1.0437 | 1.0044 | 0.91124
SNW
SA | [16 empty] | 1.3514 | 1.6667
TAS | [16 empty] | 0.74844 | 0.61778 | 0.4645 | 1
Notes:
Pumped hydro sub-regional costs adjustments are derived from the build costs provided in Entura Pumped Hydro Cost Modelling. The cost adjustments are relative to the VIC cost for the specified storage size.

## Connection cost
Go to Assumptions Summary
Initial connection costs ($/kW)
Connection costs increase the build costs of new technologies to cater for transmission infrastructure to connect to the grid, and varies depending on the proximity to transmission assets
Final connection costs will be subject to modelling outcomes
Connection Costs for Wind and Solar
REZ names | Region | REZ network voltage (kV) | Connection capacity (MVA) | Feeder length (km) | Total cost ($M) | $/kW | System Strength Remediation ($/kW) 2
Far North Queensland | QLD | 275 | 300 | 5 | 37 | 123.3333 | 106
North Queensland Clean Energy Hub | QLD | 275 | 300 | 10 | 47 | 156.6667 | 106
North Queensland | QLD | 275 | 300 | 5 | 37 | 123.3333 | 106
Isaac | QLD | 275 | 300 | 5 | 37 | 123.3333 | 106
Barcaldine | QLD | 275 | 300 | 10 | 47 | 156.6667 | 0
Fitzroy | QLD | 275 | 300 | 5 | 37 | 123.3333 | 0
Wide Bay | QLD | 275 | 300 | 5 | 37 | 123.3333 | 0
Darling Downs | QLD | 275 | 300 | 5 | 37 | 123.3333 | 0
Banana | QLD | 275 | 300 | 5 | 37 | 123.3333 | 0
North West New South Wales | NSW | 330 | 400 | 10 | 53 | 132.5 | 0
New England | NSW | 330 | 400 | 10 | 53 | 132.5 | 0
Central West New South Wales | NSW | 330 | 400 | 10 | 53 | 132.5 | 0
Cooma-Monaro | NSW | 330 | 400 | 5 | 41 | 102.5 | 0
Wagga Wagga | NSW | 330 | 400 | 10 | 53 | 132.5 | 0
Tumut | NSW | 330 | 400 | 5 | 41 | 102.5 | 106
South West New South Wales | NSW | 330 | 400 | 10 | 53 | 132.5 | 0
Broken Hill | NSW | 220 | 250 | 10 | 44 | 176 | 0
Murray River | VIC | 220 | 250 | 5 | 34 | 136 | 106
Western Victoria | VIC | 220 | 250 | 5 | 34 | 136 | 0
South West Victoria | VIC | 500 | 600 | 10 | 64 | 106.6667 | 106
Ovens Murray | VIC | 220 | 250 | 5 | 34 | 136 | 106
Gippsland | VIC | 220 | 250 | 10 | 44 | 176 | 0
Central North Victoria | VIC | 220 | 250 | 10 | 44 | 176 | 106
South-East SA | SA | 275 | 300 | 10 | 47 | 156.6667 | 0
Riverland | SA | 275 | 300 | 10 | 47 | 156.6667 | 0
Mid-North SA | SA | 275 | 300 | 5 | 37 | 123.3333 | 106
Yorke Peninsula | SA | 275 | 300 | 5 | 37 | 123.3333 | 0
Northern SA | SA | 275 | 300 | 5 | 37 | 123.3333 | 106
Leigh Creek | SA | 275 | 300 | 10 | 47 | 156.6667 | 0
Roxby Downs | SA | 275 | 300 | 10 | 47 | 156.6667 | 106
Eastern Eyre Peninsula | SA | 275 | 300 | 10 | 47 | 156.6667 | 106
Western Eyre Peninsula | SA | 275 | 300 | 10 | 47 | 156.6667 | 0
North-West Tasmania | TAS | 220 | 150 | 5 | 34 | 226.6667 | 106
Central Highlands | TAS | 220 | 150 | 5 | 34 | 226.6667 | 106
North-East Tasmania | TAS | 220 | 150 | 5 | 34 | 226.6667 | 0
Notes:
1. The connection costs for offshore is included in the total build cost of offshore wind, and therefore additional connection costs are assumed to be zero.
2. Where no costs are shown, these have been allocated to REZ expansion costs instead
Other generation - regional connection costs derived from connection voltage ($/kW)
Region | CCGT | OCGT | Reciprocating engines | Black Coal (advanced ultra supercritical PC) | Biomass | Battery Storage | Pumped Hydro
QLD | 103.3333 | 103.3333 | 103.3333 | 103.3333 | 103.3333 | 96.6667 | 0
NSW | 80 | 80 | 80 | 80 | 80 | 72.5 | 0
VIC | 75 | 108 | 108 | - | 108 | 100 | 0
SA | 103.3333 | 103.3333 | 103.3333 | - | 103.3333 | 96.6667 | 0
TAS | 108 | 108 | 108 | - | 108 | 100 | 0
CCGT and OCGT - The physical location of these regional connections will depend on fuel / network infrastructure. For Victoria, OCGTs are assumed to connect to the 220 kV network, and larger CCGTs to the 500 kV network
Pumped Hydro - Connection costs for Pumped Hydro are included in the capital costs provided by Entura.

## REZ Augmentations Options
Go to Assumptions Summary
REZ Augmentation Options
Existing Network Capacities shown are inclusive of existing generation, and not additional headroom
The transfer capacity increase represents increased limit at the time of high summer demand in the importing region. Tasmania peak demand occurs in winter and increased notional transfer capacity of VIC-TAS interconnector represents for winter as well.
Transfer capacities in the table are for long-term simulations in the generation and transmission expansion model.
Transfer capacities vary with generation dispatch, load and weather conditions. Similar to NEMDE, these variabilities are captured in the network constraint equations for simulations in short-term models using time-sequential half-hourly modelling.
Transfer capacity increase in this table are indicative and will be updated with input from TNSPs and additional power system studies.
All cost estimates are indicative and sourced from the 2021 TCD Report unless otherwise noted
QLD
REZ ID | REZ Name | Option | Description | Additional network capacity (MW) | Expected cost ($ million) | Cost estimate source | Cost estimate class | $/MW | Lead time | System Strength Remediation ($M/MW)
Q1 | Far North QLD | Option 1 | • Establish a new 275 kV substation north of Millstream. • Build a 275 kV double-circuit line from Chalumbin to Millstream. • Rebuild the double-circuit Chalumbin–Ross 275 kV line at a higher capacity (possibly timed with asset replacement). • Build additional Chalumbin-Ross 275 kV double-circuit tower but string and energise as a single-circuit line | 945 | 1264 | AEMO TCD | Class 5b | 1.3376 | Long | Included as connection cost
|  | Option 2 | • Establish a new 275 kV substation in the Lakeland area • Build a double circuit double-circuit 275 kV line from Walkamin to the new substation near Lakeland. • Build a new 275 kV Chalumbin–Walkamin single-circuit line. • Rebuild the double-circuit Chalumbin–Ross 275 kV line at a higher capacity (possibly timed with asset replacement). • Build additional Chalumbin-Ross 275 kV double-circuit tower but string and energise as a single-circuit line | 945 | 1893 | AEMO TCD | Class 5b | 2.0032 | Long
|  | Option 3 | • String and energise the other Chalumbin-Ross 275 kV additional circuit. (staged after Option 1/2). | 345 | 155 | AEMO TCD | Class 5b | 0.44928 | Medium
Q2 | North Qld Clean Energy Hub | Option 1 | • Build additional 275 kV single-circuit line from Kidston Substation to midpoint switching station | 500 | 410 | AEMO TCD | Class 5a | 0.82 | Long | Included as connection cost
Q3 | Northern Qld | - | - | - | - | - | - | - | - | Included as connection cost
Q4 | Isaac | - | - | - | - | - | - | - | - | Included as connection cost
Q5 | Barcaldine | Option 1 | • Establish a 275 kV substation in the Barcaldine region • Build a 300 km 275 kV single-circuit line on double-circuit towers from Lilyvale to Barcaldine. | 500 | 742 | AEMO TCD | Class 5b | 1.484 | Long | 0.106
|  | Option 2 | • String the second circuit on the towers established in Option 1. • Additional substation bays and reactors. | 1000 | 208 | AEMO TCD | Class 5b | 0.208 | Medium
Q6 | Fitzroy | - | [7 empty] | 0.106
Q7 | Wide Bay | Option 1 | • Rebuild Woolooga – Palmwoods – South Pine 275 kV single-circuit line as a high capacity double-circuit line • 100 MVAr reactor for voltage control | 900 | 473 | AEMO TCD | Class 5b | 0.52556 | Long | 0.106
|  | Option 2 | • Rebuild Woolooga – South Pine 275 kV single-circuit line as a high capacity double-circuit line • 100 MVAr reactor for voltage control | 900 | 443 | AEMO TCD | Class 5b | 0.49222 | Long
Q8 | Darling Downs | Option 1 | • Replace existing 1,300 MVA 330/275 kV transformer at Middle Ridge with 1,500 MVA 330/275 kV transformer. • Implement post-contingent bus splitting scheme at Middle Ridge. | 500 | 43 | AEMO TCD | Class 5b | 0.086 | Medium | 0.106
|  | Option 2 | • SPS from option 1 + 300 MW BESS | 800 | To be provided by interested parties
|  | Option 3 | 500 kV network expansion in vicinity of Halys / Western Downs | 2500 | 1160 | AEMO TCD | Class 5b | 0.464 | Long
Q9 | Banana | Option 1 | • Establish a new 500 kV substation within the Banana REZ. • Establish a new 500 kV substation near Gladstone. • 200 km double-circuit 500 kV line from the Banana REZ to Gladstone. • Three 500/275 kV 1,500 MVA transformers near Gladstone. • Switchgear at the existing Gladstone substation. • Connection from Gladstone to the new Gladstone substation. | 3000 | 1092 | AEMO TCD | Class 5b | 0.364 | Long | 0.106
|  | Option 2 | • Establish a new 275 kV substation within the Banana REZ. • 200 km double-circuit 275 kV line from Banana REZ to Gladstone. • Switchgear at Gladstone. | 1000 | 557 | AEMO TCD | Class 5b | 0.557 | Long
|  | Option 3 | • Establish a new 275 kV substation within the Banana REZ. • 195 km double-circuit 275 kV line from Banana REZ to Wandoan South. • Switchgear at Wandoan South. | 1000 | 541 | AEMO TCD | Class 5b | 0.541 | Long
NQ1 | Group constraint - Facilitating power out of North Queensland | Option 1 | • Construct an additional circuit from Ross to Strathmore to Nebo. | 740 | 801 | AEMO TCD | Class 5b | 1.0824 | Long | Included in individual REZ expansion cost
NQ2 | Group constraint - Facilitating power to Central Queensland | Option 1 | • Construct additional 275 kV circuit from Bouldercombe – Stanwell. • String and energise the second Broadsound-Stanwell 275 kV additional circuit (on existing DCST). | 400 | 137 | AEMO TCD | Class 5b | 0.3425 | Long | Included in individual REZ expansion cost
|  | Option 2 | • Additional 275 kV double-circuit lines between Central and North Queesland | 1400 | 816 | AEMO TCD | Class 5b | 0.58 | Long | Included in individual REZ expansion cost
NQ3 | Group constraint - Facilitating power to Southern Queensland | Option 1 | • A new 275 kV double-circuit line between Calvale and South West of Queensland. • 275 kV line shunt reactors at both ends of Calvale - South West of Queensland 275 circuits. | 900 | 476 | Powerlink | Class 5 | 0.52889 | Long | Included in individual REZ expansion cost
|  | Option 2 | • Mid-point switching substation on the Calvale – Halys 275 kV double-circuit line. | 300 | 55 | AEMO TCD | Class 5b | 0.18 | Short
|  | Option 3 | • Non-network option - A Virtual Transmission Line option with a 300 MW energy storage system in north of Calvale and South of Halys. | 300 | To be provided by interested parties
|  | Option 4 | • 1,500 MW bipole HVDC and overhead line between Calvale and Wandoan South | 1500 | 1615 | AEMO TCD | Class 5b | 1.08 | Long
NSW
REZ ID | REZ Name | Option | Description | Additional network capacity (MW) | Expected cost ($ million) | Estimate source | Cost estimate class | $/MW | Lead time | System Strength Remediation
N1 | North West NSW | Option 1 | • Two new 500 kV circuits from Orana REZ to locality of Gilgandra to locality of Boggabri to locality of Moree. • A new single 500 kV circuit from Orana REZ to Wollar. • New 500/330 kV substations in locality of Boggabri and Moree. • A new 500 kV switching station in locality of Gilgandra. • A new 330 kV single circuit from Sapphire to locality of Moree. • A new 330 kV circuit from Tamworth to locality of Boggabri. • Line shunt reactors at both ends of Orana REZ-locality of Gilgandra, locality of Gilgandra-locality of Boggabri, locality of Boggabri-locality of Moree 500 kV circuits. | 1660 | 3584 | AEMO TCD | Class 5b | 2.16 | Long | 0.106
N2 | New England | Option 1 | • A new 500 kV double circuit from locality of Armidale South to locality of Boggabri to Orana REZ. • A new single 500 kV circuit from Orana REZ to Wollar. • A new 500/330 kV substation in locality of Armidale South. • A new 500 kV switching station in locality of Boggabri • A new 330 kV double circuit line from a new substation in locality of Armidale South to Armidale. • Reconnect both Tamworth-Armidale 330 kV lines from Armidale to a new substation in locality of Armidale South. • 500 kV line shunt reactors at both ends of locality of Armidale South - locality of Boggabri, locality of Boggabri - Orana REZ and Orana REZ - Wollar. | 1295 | 2279 | AEMO TCD | Class 5b | 1.76 | Long | 0.106
|  | Option 2 | • A new 500 kV double circuit line from locality of Armidale South to Bayswater via east of Tamworth • A new 500/330 kV substation in locality of Armidale South. • A new 500/330 kV substation in locality of east of Tamworth. • A new 330 kV circuit from the locality of east of Tamworth to Tamworth. • A new 330 kV double circuit line from a new substation in locality of Armidale South to Armidale. • A new 330 kV double circuit line from Armidale to locality of Lower Creek. • Reconnect both Tamworth-Armidale 330 kV lines from Armidale to a new substation in locality of Armidale South. • 500 kV line shunt reactors at both ends of locality of Armidale South - locality of east of Tamworth and locality of east of Tamworth - Bayswater | 1800 | 2009 | AEMO TCD | Class 5b | 1.12 | Long
|  | Option 3 | • A new 330 kV double-circuit line from south of Armidale to Liddell. • Reconnect both Tamworth-Armidale 330 kV lines from Armidale to a new substation in locality of Armidale South. | 1590 | 891 | AEMO TCD | Class 5b | 0.56 | Long
|  | Option 4 | • A new 500 kV double circuit line from locality of Armidale South to Bayswater via east of Tamworth • A new 500/330 kV substation in locality of Armidale South. • A new 500/330 kV substation in locality of east of Tamworth. • A new 330 kV circuit from the locality of east of Tamworth to Tamworth. • A new 330 kV double circuit line from a new substation in locality of Armidale South to Armidale. • Reconnect both Tamworth-Armidale 330 kV lines from Armidale to a new substation in locality of Armidale South. • 500 kV line shunt reactors at both ends of locality of Armidale South - locality of east of Tamworth and locality of east of Tamworth - Bayswater • 330kV from Armidale South to the locality of Lower Creek | 1800 | 2316 | AEMO TCD | Class 5b | 1.29 | Long
|  | Option 5 | • 2,000 MW bi-pole HVDC transmission system between Bayswater and locality of Armidale South. • A new 330 kV double circuit line from a new substation in locality of Armidale South to Armidale. • Reconnect both Tamworth-Armidale 330 kV lines from Armidale to a new substation in locality of Armidale South. | 2000 | 2162 | AEMO TCD | Class 5b | 1.08 | Long
N3 | Central-West Orana | Option 1 | • Additonal 330 kV double circuit to Mt Piper | 1500 | 555 | AEMO TCD | Class 5b | 0.37 | Long | Included as part of network build
|  | Option 2 | • Additional 500 kV single circuit to Bayswater | 900 | 1220 | AEMO TCD | Class 5b | 1.3556 | Long
N4 | Broken Hill | Option 1 | • 500 kV double-circuit line from Bannaby – Broken Hill (>850 km). • Two mid-point switching stations and reactive plant. | 1750 | 4004 | AEMO TCD | Class 5b | 2.288 | Long | 0.106
|  | Option 2 | • 500 kV double-circuit HVDC line from Bannaby – Broken Hill (>850 km). | 1750 | 3750 | AEMO TCD | Class 5b | 2.1429 | Long
N5 | South West NSW | Option 1 | • Rebuild 330 kV Darlington Point – Wagga to a high capacity double-circuit line. • 500 kV single-circuit line from Bannaby – Wagga. • 500/330 kV 1,500 MVA transformer at Wagga. | 1500 | 1416 | AEMO TCD | Class 5b | 0.944 | Long | 0.106
|  | Option 2 | • Establish a new Darlington Point to Dinawan 330 kV transmission line, post PEC | 600 | 185 | Transgrid | Class 5a | 0.30833 | Medium
N6 | Wagga Wagga | Option 1 | • 500 kV double-circuit line from Bannaby – Wagga. • Two 500/330 kV 1,500 MVA transformers at Wagga. | 2600 | 1229 | AEMO TCD | Class 5b | 0.47269 | Long | 0.106
|  | Option 2 | • 500 kV single-circuit line from Bannaby – Wagga. • One 500/330 kV 1,500 MVA transformer at Wagga. | 1500 | 950 | AEMO TCD | Class 5b | 0.63333 | Long
N7 | Tumut | Option 1 | HumeLink | 2200 | 3315 | Transgrid | Unknown | 1.5068 | Long | Included as connection cost
N8 | Cooma-Monaro | Option 1 | • 132 kV single-circuit Williamsdale to Cooma-Monaro substation (located near generation interest). | 150 | 140 | AEMO TCD | Class 5b | 0.93333 | Long | 0.106
|  | Option 2 | • 330 kV line Cooma-Williamdale-Stockdill | 500 | 390 | AEMO TCD | Class 5b | 0.78 | Long
SA
REZ ID | REZ Name | Option | Description | Additional network capacity (MW) | Expected cost ($ million) | Estimate source | Cost estimate class | $/MW | Lead time | System Strength Remediation
S1 | South East SA | Option 1 | • String vacant circuit on the 275 kV Tungkillo – Tailem Bend line. • 100 MVAr SVC at Tailem Bend | 600 | 57 | AEMO TCD | Class 5a | 0.095 | Medium | 0.106
|  | Option 2 | • 500 kV double-circuit line connecting South East to Heywood. | 1500 | 571 | AEMO TCD | Class 5b | 0.38067 | Long
|  | Option 3 | • 275 kV double-circuit line connecting South East to Tailem Bend to Tungkillo. | 950 | 948 | AEMO TCD | Class 5b | 0.99789 | Long
S2 | Riverland | Option 1 | • Turn Bundey – Buronga 330 kV No. 1 and No. 2 lines into a new substation at Riverland (post PEC). | 700 | 77 | AEMO TCD | Class 5a | 0.11 | Medium | 0.106
S3 | Mid-North SA | Option 1 | • 275 kV double-circuit lines between Robertstown, Templers West and Para. | 950 | 340 | AEMO TCD | Class 5b | 0.35789 | Long | Included as connection cost
|  | Option 2 | • 275 kV double-circuit lines between Davenport and Robertstown. | 950 | 582 | AEMO TCD | Class 5b | 0.61263 | Long
S4 | Yorke Peninsula | Option 1 | • String first circuit of a 275 kV double-circuit line from Blythe West into new Yorke Peninsula substation. • Cut-in of Blythe West into Brinkworth-Templers West 275 kV line. | 450 | 443 | AEMO TCD | Class 5b | 0.98 | Long | 0.106
|  | Option 2 | • String second circuit of a 275 kV double-circuit line from Blythe West into new Yorke Peninsula substation. • Reinforce Templers West-Para 275 kV with 275 kV single circuit line. | 450 | 202 | AEMO TCD | Class 5b | 0.44889 | Long
S5 | Northern SA | Option 1 | • Uprate the existing 275 kV Davenport – Cultana lines with replacement CTs, isolators, circuit breakers, line droppers, line droppers and lifting of 5 spans. | 200 | 24 | AEMO TCD | Class 5b | 0.12 | Short | Included as connection cost
|  | Option 2 | • 275 kV double-circuit line, single side strung, from Davenport – Cultana. | 600 | 166 | AEMO TCD | Class 5b | 0.27667 | Long
|  | Option 3 | • String second 275 kV single-circuit from Davenport – Cultana. Requires option 2 already built. | 600 | 44 | AEMO TCD | Class 5b | 0.18 | Long
S6 | Leigh Creek | Option 1 | • 275 kV double-circuit line, single side strung from Davenport to new Leigh Creek substation. | 500 | 606 | AEMO TCD | Class 5b | 1.212 | Long | 0.106
|  | Option 2 | • String second 275 kV circuit from Davenport to new Leigh Creek substation. | 450 | 192 | AEMO TCD | Class 5b | 0.42667 | Long
S7 | Roxby Downs | Option 1 | • 275 kV double-circuit single side strung from Davenport to new Roxby Downs substation. | 500 | 424 | AEMO TCD | Class 5b | 0.848 | Long | Included as connection cost
|  | Option 2 | • String second 275 kV circuit line from Davenport to new Roxby Downs substation. | 450 | 144 | AEMO TCD | Class 5b | 0.32 | Long
S8 | Eastern Eyre Peninsula | Option 1 | • Operate the future Cultana–Yadnarie 132 kV double-circuit line (built as part of the Eyre Peninsula Link RIT-T) at 275 kV by establishing a 275 kV substation at Yadnarie | 300 | 64 | ElectraNet | Class 5a | 0.21333 | Medium | Included as connection cost
S9 | Western Eyre Peninsula | Option 1 | • 275 kV double-circuit line from Cultana/Corraberra Hill to a new Elliston substation. | 950 | 756 | AEMO TCD | Class 5b | 0.79579 | Long | 0.106
|  | Option 2 | • 275 kV single-circuit line from Yadnarie to a new Elliston substation. | 500 | 379 | AEMO TCD | Class 5b | 0.758 | Long
|  | Option 3 | • New Elliston substation. • Single-circuit 275 kV line from Cultana/Corraberra Hill to Elliston. • Single-circuit 275 kV line from Yadnarie to Elliston. | 1000 | 943 | AEMO TCD | Class 5b | 0.943 | Long
MN1_SA | Group Constraint - facilitating power out of mid-north SA | Option 1 | • 275 kV double-circuit lines between Robertstown, Templers West and Para. | 950 | 340 | AEMO TCD | Class 5b | 0.35789 | Long | Included in individual REZ expansion cost
|  | Option 2 | • 275 kV double-circuit lines between Davenport and Robertstown. | 950 | 582 | AEMO TCD | Class 5b | 0.61263 | Long
NSA1_SA | Group Constraint - facilitating power out of north SA | Option 1 | • Uprate the existing 275 kV Davenport – Cultana lines with replacement CTs, isolators, circuit breakers, line droppers, line droppers and lifting of 5 spans. | 200 | 24 | AEMO TCD | Class 5b | 0.12 | Short | Included in individual REZ expansion cost
|  | Option 2 | • 275 kV double-circuit line, single side strung, from Davenport – Cultana. | 600 | 166 | AEMO TCD | Class 5b | 0.27667 | Long
|  | Option 3 | • String second 275 kV single-circuit from Davenport – Cultana. Requires option 2 already built. | 600 | 44 | AEMO TCD | Class 5b | 0.18 | Long
|  | Option 4 | • Operate the future Cultana–Yadnarie 132 kV double-circuit line (built as part of the Eyre Peninsula Link RIT-T) at 275 kV by establishing a 275 kV substation at Yadnarie. | 300 | 64 | AEMO TCD | Class 5a | 0.21333 | Long
TAS
REZ ID | REZ Name | Option | Description | Additional network capacity (MW) | Expected cost ($ million) | Estimate source | Cost estimate class | $/MW | Lead time | System Strength Remediation
T1 | North East Tasmania | Option 1 | • 80 km 220 kV double-circuit line between George Town and a new substation in north-east Tasmania. | 500 | 230 | AEMO TCD | Class 5b | 0.46 | Long | Included as connection cost
T2 | North West Tasmania | Option 1 | • Build Burnie-Heybridge-Sheffield 220 kV double circuit transmission line. Note that Burnie-Heybridge is part of TAS-VIC Option 1 and Heybridge – Sheffield is part of TAS-VIC Option 2. • Build a double-circuit 220 kV transmission line from Hampshire to Burnie (note this is part of the Marinus Link Stage 1 augmentations). | 800 | 115 (with Marinus Link) 259 (without Marinus Link) | AEMO TCD | Class 5a | 0.32375 | Long | Included as connection cost
|  | Option 2 | • Build double-circuit West Montague - Hampshire 220 kV line. Pre-requisite: TAS-VIC Option 1 | 800 | 298 | AEMO TCD | Class 5a | 0.3725 | Long
T3 | Central Highlands | Option 1 | • If before Marinus Link 1, bring forward the rebuild of Palmerston-Sheffield 220 kV line as double-circuit and build 2 x power flow controllers on the 2 x 220 kV transmission lines from Palmerston-Hadspen. • If after Marinus Link 1, build 2 x power flow controllers on the 2 x 220 kV transmission lines from Palmerston-Hadspen. | 450 | 49 (with Marinus Link) 282 (without Marinus Link) | AEMO TCD | Class 5a | 0.62667 | Long | 0.106
|  | Option 2 | • Build a Sheffield-Palmerston-Waddamana 220 kV line strung on one side. Pre-requisite: Option 1 and TAS-VIC Option 2 | 450 | 335 | AEMO TCD | Class 5b | 0.74444 | Long
|  | Option 3 | • Build an additional Heybridge–Sheffield 220 kV single circuit transmission line. • String other side of Sheffield-Palmerston-Waddamana 220 kV line. Pre-requisites: Options 1 and 2 and TAS-VIC Option 2. | 550 | 214 | AEMO TCD | Class 5b | 0.38909 | Long
VIC
REZ ID | REZ Name | Option | Description | Additional network capacity (MW) | Expected cost ($ million) | Estimate source | Cost estimate class | $/MW | Lead time | System Strength Remediation
V2 | Murray River | Option 1 | • New double-circuit 220 kV line between Red Cliffs – Wemen – Kerang – Bendigo - north of Ballarat. • Establish new substations close to Redcliff, Kerang and Bendigo. • New 500/220 kV 1,000 MVA transformer north of Ballarat | 1200 | 1300 | AEMO TCD | Class 5b | 1.0833 | Long | 0.106
|  | Option 2 | • New double-circuit 500 kV line between Kerang – Bendigo (including 2 new 500/220 kV transformers at Kerang). • Establish new substations close to Kerang and Bendigo. • Turn the 500 kV line from north of Ballarat to Shepparton into Bendigo (including new 500 kV substation near Bendigo). Pre-requisite: VNI West (Shepparton) | 1300 | 931 | AEMO TCD | Class 5b | 0.71615 | Long
|  | Option 3 | • New double-circuit 500 kV line between north of Ballarat to Kerang (including 2 new 500/220 kV transformers at Kerang) • Establish new substation close to Kerang. | 1250 | 1165 | AEMO TCD | Class 5b | 0.932 | Long
|  | Option 4 | • New 220 kV double-circuit line from Red Cliffs – Wemen – Kerang • Establish new substations close to Redcliff and Kerang. Pre-requisite: VNI West (Kerang) | 800 | 665 | AEMO TCD | Class 5b | 0.83125 | Long
V3 | Western Victoria | Option 1 | • Build a new single-circuit 500 kV line from Mortlake to the new 500 kV substation north of Ballarat. | 1200 | 1072 | AEMO TCD | Class 5b | 0.89333 | Long | Included as connection cost
|  | Option 2 | • Build a new double-circuit line from north of Ballarat to Bulgana (with one circuit turning into Ararat and Crowlands). • Replace existing single circuit 220 kV line from north of Ballarat to Ballarat with a double circuit line. • New 1,000 MVA 500/220 kV transformer north of Ballarat. • Series reactor on Crowlands-Ararat-Bulgana circuit. | 800 | 623 | AEMO TCD | Class 5b | 0.77875 | Long
|  | Option 3 | • New 220 kV double-circuit line from Murra Warra to Bulgana via Horsham. • Establish new substation close to Horsham. Pre-requisite: V3 Option 2. | 1000 | 430 | AEMO TCD | Class 5b | 0.43 | Long
|  | Option 4 | • New 220 kV single-circuit line from Elaine to Moorabool. | 600 | 152 | AEMO TCD | Class 5b | 0.25333 | Long
|  | Option 5 | • New 500 kV double-circuit line from Bulgana to Mortlake. | 1000 | 772 | AEMO TCD | Class 5b | 0.772 | Long
V4 | South West Victoria | Option 1 | • New 500 kV single-circuit line from Mortlake – Moorabool – Sydenham. | 1500 | 930 | AEMO TCD | Class 5b | 0.62 | Long | Included as connection cost
|  | Option 2 | • New 500 kV single-circuit line from Mortlake to north of Ballarat. • Turn Tarrone – Haunted Gully line into Mortlake substation. | 1200 | 851 | AEMO TCD | Class 5b | 0.70917 | Long
V5 | Gippsland | Option 1 | • New 500 kV double-circuit line from Hazelwood to vicinity of Basslink transition station. • Two 500/220 kV transformers • 250 MVAr dynamic reactive compensation | 2000 | 588 | AEMO TCD | Class 5b | 0.294 | Long | 0.106
|  | Option 2 | • New 220 kV double-circuit line from Hazelwood to Bairnsdale. | 800 | 458 | AEMO TCD | Class 5b | 0.5725 | Long
|  | Option 3 | • New 500 kV double circuit line from Hazelwood to Loy Yang 250 MVAr dynamic reactive compensation | 2000 | 442 | AEMO TCD | Class 5b | 0.221
V6 | Central North Vic | Option 1 | • New 500 kV substation near Shepparton (including two 500/220 kV transformers). • New 500 kV double-circuit line from north of Ballarat - Shepparton. | 1700 | 1364 | AEMO TCD | Class 5b | 0.80235 | Long | Included as connection cost
|  | Option 2 | • New 220 kV double-circuit line from north of Ballarat - Bendigo - Shepparton. • Establish new substations close to Bendigo and Shepparton. | 900 | 725 | AEMO TCD | Class 5b | 0.80556 | Long
|  | Option 3 | • New 220 kV double-circuit line from north of Ballarat – Bendigo - Shepparton - Glenrowan. • Establish new substations close to Bendigo and Shepparton. | 850 | 980 | AEMO TCD | Class 5b | 1.1529 | Long
|  | Option 4 | • Replace existing 220 kV single-circuit line from Shepparton to Dederang via Glenrowan with a double circuit line. | 600 | 509 | AEMO TCD | Class 5b | 0.84833 | Long
|  | Option 5 | • New 220 kV double-circuit line from Bendigo to Shepparton. • Establish new substation close to Bendigo. | 700 | 476 | AEMO TCD | Class 5b | 0.68 | Long
Offshore Wind Zone
REZ ID | REZ Name | Option | Description | Additional network capacity (MW) | Expected cost ($ million) | Estimate source | Cost estimate class | $/MW | Lead time | System Strength Remediation
O1 | Hunter Coast | Offshore wind farms in O1 are assumed to connect to the 500 kV network around Eraring, and hence no REZ augmentation options are applicable. | [7 empty] | 0.106
O2 | Illawarra Coast | Option 1 | • 500 kV double-circuit line from Dapto – Bannaby. • Two 500/330 kV 1,500 MVA transformers at Dapto. | 2000 | 470 | AEMO TCD | Class 5b | 0.235 | Long | 0.106
O3 | Gippsland Coast | The network augmentation options for O3 are common with V6 (Gippsland) | [7 empty] | Included as part of V6 costs
O4 | North West Tasmania Coast | The network augmentation options for O4 are common with T2 (North West Tasmania) | [7 empty] | Included as part of T2 costs

## Build limits
Go to Assumptions Summary
Initial Build limits (MW)
Potential in each NEM region to build different thermal and storage capacities; potential in each zone to build new renewable energy capacity
The new renewable energy capacity in each REZ zone will be moderated by transmission expansion choices in each scenario, loss factor impacts, etc
REZ ID | REZ Name | Region | NTNDP zone | ISP Sub-region | Wind generation total limits (MW) |  |  | Solar PV plus Solar thermal Limits (MW) | REZ resource limit violation penalty factor ($M/MW) | REZ Transmission Network limit1 | Indicative transmission expansion cost ($M/MW)2 | Indicative transmission expansion cost ($M/MW)10 |  | Distance to nearest load centre (km) - Hydrogen Export scenario | Indicative transmission expansion cost - Hydrogen Export scenario ($M/MW) | Land area (km2)9
[5 empty] | High | Medium | Offshore | Solar |  |  |  | Tranche 2 | Tranche 3
Q1 | Far North QLD | QLD | NQ | CNQ | 570 | 1710 |  | 1100 | 0.25 | 750 | 1.34 |  |  | 370 | 0.67821 | 32468
Q2 | North Qld Clean Energy Hub | QLD | NQ | CNQ | 4700 | 13900 |  | 8000 | 0.25 | 700 | 0.82 |  |  | 292 | 0.53524 | 132143
Q3 | Northern Qld | QLD | NQ | CNQ | 0 | 0 |  | 3400 | 0.25 | See Group Constraint NQ1 | - |  |  | 49 | 0.089817 | 10021
Q4 | Isaac | QLD | NQ | CNQ | 1000 | 2800 |  | 6900 | 0.25 | See Group Constraint NQ2 | - |  |  | 313 | 0.57373 | 62042
Q5 | Barcaldine | QLD | CQ | CNQ | 1000 | 2900 |  | 8000 | 0.25 | 85 | 1.48 |  |  | 415 | 0.7607 | 25540
Q6 | Fitzroy | QLD | CQ | CNQ | 900 | 2600 |  | 7533 | 0.25 | See Group Constraint NQ3 (Note 11) | - |  |  | 181 | 0.33177 | 23623
Q7 | Wide Bay | QLD | SQ | SQ | 300 | 800 |  | 2200 | 0.25 | 500 | 0.53 |  |  | 66 | 0.12098 | 13957
Q8 | Darling Downs | QLD | SWQ | SQ | 1400 | 4200 |  | 6992 | 0.25 | 3000 | 0.09 | 0.46 (apply from 3,800 MW) |  | 147 | 0.26945 | 46171
Q9 | Banana | QLD | CQ | SQ | 900 | 2500 |  | 6100 | 0.25 | 150 | 0.54 |  |  | 238 | 0.43625 | 54833
N1 | North West NSW | NSW | NNS | NNSW | 0 | 0 |  | 6385 | 0.25 | 171 | 2.16 |  |  | 205 (Note 8) | 0.37577 | 22824
N2 | New England | NSW | NNS | NNSW | 1800 | 5600 |  | 2985 | 0.25 | 577 | 1.08 |  |  | 298 | 0.54623 | 22088
N3 | Central-West Orana | NSW | NCEN | CNSW | 800 | 2200 |  | 6850 | 0.25 | 3,900 (Note 7) | 0 | 0.37 (apply from 3,900 MW) | 1.36 (apply from 5,400 MW) | 143 | 0.26212 | 51151
N4 | Broken Hill | NSW | CAN | SNSW | 1300 | 3800 |  | 8000 | 0.25 | 250 | 2.14 |  |  | 1032 | 1.8917 | 30302
N5 | South West NSW | NSW | SWNSW | SNSW | 1100 | 3200 |  | 3964 | 0.25 | 550 | 0.94 |  |  | 532 | 0.97516 | 36717
N6 | Wagga Wagga | NSW | SWNSW | SNSW | 300 | 700 |  | 1028 | 0.25 | 1100 | 0.63 |  |  | 265 | 0.48574 | 10111
N7 | Tumut | NSW | SWNSW | SNSW | 0 | 0 |  | 0 | 0.25 | 0 | N/A (Note 3) |  |  | 260 | 0.47658 | 13533
N8 | Cooma-Monaro | NSW | CAN | SNSW | 100 | 200 |  | 0 | 0.25 | 350 | 0.93 |  |  | 260 | 0.47658 | 3976
V1 | Ovens Murray | VIC | NVIC | VIC | 0 | 0 |  | 1000 | 0.25 | 350 | 0 |  |  | 189 | 0.34644 | 14802
V2 | Murray River | VIC | CVIC | VIC | 0 | 0 |  | 4700 | 0.25 | 440 | 1.08 |  |  | 297 | 0.5444 | 24684
V3 | Western Victoria | VIC | CVIC | VIC | 700 | 1900 |  | 400 | 0.25 | 1,250 (Note 4) | 0.89 |  |  | 191 | 0.3501 | 21705
V4 | South West Victoria | VIC | MEL | VIC | 860.5 | 2581.5 |  | 0 | 0.25 | 2500 | 0.62 |  |  | 89 | 0.16314 | 14530
V5 | Gippsland | VIC | LV | VIC | 500 | 1500 |  | 500 | 0.25 | 2000 | 0.57 (Note 5) |  |  | 183 | 0.33544 | 4947
V6 | Central North Vic | VIC | NVIC | VIC | 400 | 1200 |  | 1700 | 0.25 | 650 | 0.8 |  |  | 131 | 0.24012 | 6018
S1 | South East SA | SA | SESA | SA | 800 | 2400 |  | 100 | 0.25 | 400 | 0.1 | 1.00 (apply from 1,000 MW) |  | 230 | 0.42159 | 26539
S2 | Riverland | SA | NSA | SA | 400 | 1000 |  | 4000 | 0.25 | 130 | 0.11 |  |  | 165 | 0.30245 | 4055
S3 | Mid-North SA | SA | ADE | SA | 1200 | 3400 |  | 1300 | 0.25 | See Group Constraint MN1 | 0 |  |  | 116 | 0.21263 | 29968
S4 | Yorke Peninsula | SA | NSA | SA | 400 | 1000 |  | 0 | 0.25 | 100 | 0.98 |  |  | 81 | 0.14847 | 8015
S5 | Northern SA | SA | NSA | SA | 0 | 0 |  | 2900 | 0.25 | See Group Constraint NSA1 | 0 |  |  | 55 | 0.10082 | 8922
S6 | Leigh Creek | SA | NSA | SA | 600 | 1800 |  | 6500 | 0.25 | 0 | 0.84 |  |  | 279 | 0.51141 | 16729
S7 | Roxby Downs | SA | NSA | SA | 0 | 0 |  | 3400 | 0.25 | 500 | 0.59 |  |  | 288 | 0.5279 | 23545
S8 | Eastern Eyre Peninsula | SA | NSA | SA | 600 | 1700 |  | 5000 | 0.25 | 300 (Note 6) | 0.21 |  |  | 46 | 0.084318 | 16681
S9 | Western Eyre Peninsula | SA | NSA | SA | 400 | 1100 |  | 4000 | 0.25 | 0 | 0.8 |  |  | 180 | 0.32994 | 10632
T1 | North East Tasmania | TAS | TAS | TAS | 400 | 1000 |  | 300 | 0.25 | 268 | 0.46 |  |  | 62 | 0.11365 | 15034
T2 | North West Tasmania | TAS | TAS | TAS | 1300 | 3700 |  | 150 | 0.25 | 592 | 0.33 |  |  | 124 | 0.22729 | 6352
T3 | Central Highlands | TAS | TAS | TAS | 900 | 2500 |  | 150 | 0.25 | 622 | 0.63 | 0.74 (apply after ML stage 1) |  | 111 | 0.20346 | 11128
O1 | Hunter Coast | NSW | NCEN | SNW | 0 | 0 | 10000 | 0 | 0 | 5650 | 0.476 (Note 12) |  |  | 26 | 0.047658 | 0
O2 | Illawarra Coast | NSW | NCEN | SNW | 0 | 0 | 10000 | 0 | 0 | 1000 | 0.24 |  |  | 24 | 0.043992 | 0
O3 | Gippsland Coast | VIC | LV | VIC | 0 | 0 | 10000 | 0 | 0 | Included in V5 limit | As per V5 |  |  | 222 | 0.40693 | 0
O4 | North West Tasmania Coast | TAS | TAS | TAS | 0 | 0 | 10000 | 0 | 0 | Included in T2 limit | As per T2 |  |  | 112 | 0.2053 | 0
O5 | Portland Coast | VIC | MEL | VIC | 0 | 0 | 10000 | 0 | 0 | Included in V4 limit | As per V4 |  |  | 242 | 0.44359 | 0
O6 | South East SA Coast | SA | SESA | SA | 0 | 0 | 10000 | 0 | 0 | Included in S1 limit | As per S1 |  |  | 325 | 0.59572 | 0
Notes:
1. Intraregional transmission augmentations may be selected by the model if economic to access larger new renewable resource locations.
2. Indicative transmission cost represents indicative network expansion to connect the REZ to the nearest major load center.
3. Available wind and solar resource capacity is less than the existing transmission capacity.
4. Western Renewables Link (formerly Western Victoria Transmission Project) augmentation included
5. Transmission limited total build in this REZ will increase with expected coal power station closures.
6. This capacity assumes the committed Eyre Peninsula Reinforcement Project due for completion Dec 2022.
7. Build limit includes the capacity gained by the development of the Central-West Orana REZ Pilot project supported by NSW Government.
8. For REZs in NNSW, distance to Armidale used, for REZs in CNSW distance to Bayswater used, and REZs in SNSW distance to Bannaby used. This is to allow for the NSW sub-regional modelling
9. A land use limit of 5% for onshore wind and 1% for solar is applied for all scenarios but Hydrogen Export. The limit for Hydrogen Export is 25% and 5% for onshore wind and solar respectively. AEMO assumed an indicative land usage of 0.24 km2/MW for wind and 0.02km2/MW for solar.
10. Where expansion cost vary for larger VRE build, additional cost estimates are modelled when VRE exceeds a threshold to capture changes in costs for staged upgrades.
11. A REZ network limit of 3,000 MW has been modelled for the Hydrogen Export scenario for Q6 to reflect changes in power flow direction associated with significant Hydrogen demand in the CNQ sub-region
12. Expansion cost based on CNSW to SNW Option 1
Group Constraints Summary
REZ ID | REZ Name | Group Constraint | Transmission-limited total build | Indicative transmission expansion cost ($M/MW) | Indicative transmission expansion cost ($M/MW)
Tranche 2
Q1 | Far North QLD | NQ1 | 2200 | 1.08
Q2 | North Qld Clean Energy Hub
Q3 | Northern Qld
Q1 | Far North QLD | NQ2 | 2500 | 0.34 | 0.58 (Apply from 2,900 MW)
Q2 | North Qld Clean Energy Hub
Q3 | Northern Qld |  |  |  | 0.58286
Q4 | Isaac
Q5 | Barcaldine
Q1 | Far North QLD | NQ3 | Note 1 | N/A
Q2 | North Qld Clean Energy Hub
Q3 | Northern Qld
Q4 | Isaac
Q5 | Barcaldine
Q6 | Fitzroy
S3 | Mid-North SA | MN1 (Note 2) | 2400 | 0.36
0.5 x S4 | Yorke Peninsula
S5 | Northern SA
S6 | Leigh Creek
S7 | Roxby Downs
S8 | Eastern Eyre Peninsula
S9 | Western Eyre Peninsula
0.5 x S5 | Northern SA | NSA1 (Note 2) | 1000 | 0
S8 | Eastern Eyre Peninsula
S9 | Western Eyre Peninsula
Notes
1. This network limit has been modelled using the CNQ-SQ sub-regional cut-set.
2. MN1, NSA1 in Hydrogen Export scenario removed due to location of new load for hydrogen production

## Build limits - PHES
Go to Assumptions Summary
Initial Build limits - PHES
Potential in each NEM sub-region to build pumped hydro energy storage capacities
Sub-regional limits are considered to reflect sub-regional configuration of the capacity outlook models.
Pumped hydro build limits are based on Entura report.
AEMO has modified to reflect latest info and generator interest while still observing the sub-regional based on Entura sub-regions breakdown. AEMO has also combined 6 and 12-hour PHES into a single 8-hour PHES option.
Pumped Hydro Energy Storage (PHES) (MW)
Name | ISP Sub-region | Region | 8hrs storage | 24hrs storage | 48hrs storage | BOTN - Cethana
Central and North Queensland | CNQ | QLD | 2250 | 3000 | 200 | -
Gladstone Grid | GG | QLD | - | - | - | -
Southern Queensland | SQ | QLD | 1350 | 1000 | 300 | -
Northern New South Wales | NNSW | NSW | 1125 | 500 | 500 | -
Central New South Wales | CNSW | NSW | 1750 | 166.6667 | 83.3333 | -
Southern New South Wales | SNSW | NSW | 2500 | 583.3333 | 166.6667 | -
Sydney, Newcastle and Wollongong | SNW | NSW | - | - | - | -
Victoria | VIC | VIC | 2700 | 700 | 400 | -
South Australia | SA | SA | 1525.5 | 452 | 0 | -
Tasmania | TAS | TAS | 1624.5 | 1200 | 371 | 750
Notes:
1. Pump Hydro limits for NSW are based on 24 energy projects shortlisted for potential development as part of the NSW Government Pumped Hydro Roadmap. Total value excludes the contribution of the proposed Snowy 2.0 project. NSW Pumped Hydro Roadmap, available at: https://energy.nsw.gov.au/renewables/clean-energy-initiatives/hydro-energy-and-storage#-pumped-hydro-roadmap-
2. South Australian PHES limits adjusted to reflect Generation Information submissions, applying the project size ratios as specified in the Entura report.
3. Tasmanian PHES storage limits informed by underlying analysis of the detailed project information within the Entura report, provided by contributors to the Entura report (but not published). This data avoids misinterpretation of projects that may not be mutually exclusive, and is aligned reasonably with Tasmanian PHES Generation Information submissions.
4. The SQ PHES limit for 24-hour storage has been increased to account for the Borumba Dam Pumped Hydro Project. The CNQ PHES limits for 24-hour storage has been increased based on information provided by the Queensland Government.

## Non-REZ Assumptions
Go to Assumptions Summary
Non-REZ Connection Assumptions
Within the capacity outlook model, VRE can be connected into REZs or into other areas within 10 km of an existing transmission line. This is done to consider options that avoid the need to expand the transmission network. These areas are not part of the standard group of REZs due to them being located on/near sensitive environmental/community/cultural land, having lower quality resources or other detrimental factors.
Candidates for connection of VRE outside REZs
Region | Approximate location of connections | Resource Limit (MW) | Resource limit violation penalty factor ($M/MW) | Land area (km2)1
New South Wales Non-REZ | Within 10 km of the 500 kV network between Mt Piper and Bayswater | 0 | 0.25 | 7920
Victoria Non-REZ | Within 10 km of the 500 kV network between Latrobe Valley and Cranbourne/South Morang | 0 | 0.25 | 1957
Connection Costs for Wind and Solar outside REZs
Non-REZ name | Region | Network voltage (kV) | Connection capacity (MVA) | Feeder length (km) | Total cost ($M) | $/kW | System Strength Remediation ($/kW)2
New South Wales Non-REZ | NSW | 500 | 600 | 10 | 64 | 106.6667
Victoria Non-REZ | VIC | 500 | 600 | 10 | 64 | 106.6667 | 106
Notes:
1. A land use limit of 5% for onshore wind and 1% for solar is applied for all scenarios.
2. Where no costs are shown, these have been allocated to REZ expansion costs instead

## Power System Constraints
Go to Assumptions Summary
Power System Constraints - Synchronous Generating Units
These are constraints which reflect the operational limits which need to be observed in the ST model. For discussion on these power system security constraints please see the 2021 IASR.
Region | Condition | No. large synchronous units always online1
New South Wales | Now | ≥7
| From 2025-26 | ≥0
Queensland | Now2 | ≥11
| From 2025-26 | ≥0
| Post second QNI | ≥0
South Australia | Now (Synchronous Condensers installed) | ≥2
| Post Project EnergyConnect | ≥0
Tasmania | Now | ≥3
| Post Marinus Link | ≥3
Victoria | Now | ≥5
| From 2025-26 | ≥0
Notes:
1 . Numbers shown are high-level planning assumptions only, not operational advice. Comprehensive studies with detailed models will be required closer to these time periods as the power system evolves.
When assessing system strength and inertia shortfalls, the requirement to always keep minimum units online is relaxed in market modelling in order to determine timing and size of potential shortfalls.
2. Additional smaller synchronous units may be required online to deliver the minimum synchronous machine dispatch for Queensland
3. Future AEMO reports such as the System Strength and Inertia reports may test interim numbers of machines as part of their detailed studies and assessments.

## Capacity Factors
Go to Assumptions Summary
Capacity factors for new large-scale renewables
Approximate capacity factors of renewable resources. Capacity factors depend on the reference year modelled - estimates below for reference years where data available.
Capacity factors are static for all installations. No capacity factor improvement / degradation due to technology improvement / natural reduction in best installation sites, however for wind farms the expected capacity factor improvement through time is reflected as capital cost reductions to maintain an equivalent $/kWh capex.
Wind High | [13 empty] | Wind Medium
Candidate REZ name | Region | Reference year (Financial year ending) | [10 empty] | Avg of ref years | Candidate REZ name | Region | Reference year (Financial year ending) | [10 empty] | Avg of ref years
|  | 2011 | 2012 | 2013 | 2014 | 2015 | 2016 | 2017 | 2018 | 2019 | 2020 | 2021 |  |  |  | 2011 | 2012 | 2013 | 2014 | 2015 | 2016 | 2017 | 2018 | 2019 | 2020 | 2021
Far North QLD | QLD | 51.13% | 53.05% | 55.87% | 55.75% | 56.83% | 50.54% | 50.75% | 53.95% | 55.95% | 51.11% | 49.61% | 53.14% | Far North QLD | QLD | 46% | 48.22% | 49.51% | 48% | 49.25% | 42.29% | 44.43% | 46.6% | 49.08% | 45.96% | 45.16% | 46.77%
North Qld Clean Energy Hub | QLD | 45.4% | 44.2% | 43.89% | 45.15% | 42.9% | 37.92% | 41.89% | 43.17% | 44.52% | 40.82% | 41.26% | 42.83% | North Qld Clean Energy Hub | QLD | 36.38% | 36.12% | 37.4% | 37.61% | 37.16% | 32.67% | 33.86% | 35.58% | 38.28% | 33.91% | 34.11% | 35.73%
Northern Qld | QLD | 32.91% | 35.05% | 38.93% | 40.21% | 39.78% | 37.16% | 36.19% | 36.83% | 39.36% | 36.7% | 38.07% | 37.38% | Northern Qld | QLD | 25.95% | 28.08% | 31.38% | 33.29% | 31.91% | 29.21% | 29.21% | 28.19% | 32.03% | 28.54% | 30.48% | 29.84%
Isaac | QLD | 35.65% | 35.46% | 37.81% | 38.58% | 36.09% | 34.2% | 35.35% | 33.98% | 38.62% | 33.24% | 35.57% | 35.87% | Isaac | QLD | 30.03% | 29.53% | 32.43% | 34.1% | 30.23% | 28.96% | 30.33% | 29.32% | 33.22% | 28.87% | 29.43% | 30.59%
Barcaldine | QLD | 32.22% | 31.42% | 33.05% | 34.34% | 34.45% | 31.83% | 33.33% | 33.46% | 35.28% | 30.16% | 31.41% | 32.81% | Barcaldine | QLD | 30.26% | 29.69% | 30.43% | 31.5% | 31.23% | 28.88% | 29.53% | 29.47% | 32.54% | 27.65% | 29.01% | 30.02%
Fitzroy | QLD | 37.98% | 38.88% | 38.96% | 38.88% | 37% | 35.97% | 35.86% | 35.5% | 39.22% | 35.25% | 36.84% | 37.3% | Fitzroy | QLD | 34.48% | 33.46% | 33.71% | 31.92% | 32.3% | 30% | 31.14% | 30.22% | 32.63% | 30.83% | 31.12% | 31.99%
Wide Bay | QLD | 33.57% | 33.17% | 32.86% | 29.48% | 31.8% | 30.39% | 30.48% | 30.71% | 31.86% | 30.29% | 31.39% | 31.46% | Wide Bay | QLD | 30.93% | 31.25% | 31.62% | 29.54% | 29.96% | 28.77% | 28.67% | 29.33% | 30.66% | 28.26% | 28.68% | 29.79%
Darling Downs | QLD | 38.23% | 38.65% | 38.71% | 39.39% | 39.04% | 38.98% | 36.42% | 37.86% | 39.78% | 37.64% | 38.24% | 38.45% | Darling Downs | QLD | 34.04% | 32.61% | 34.33% | 33.18% | 34% | 33.8% | 32.44% | 33.08% | 34.36% | 32.69% | 34.11% | 33.51%
Banana | QLD | 32.12% | 30.8% | 31.98% | 30.92% | 30.88% | 29.32% | 29.31% | 30.38% | 32.15% | 29.27% | 29.18% | 30.57% | Banana | QLD | 28.75% | 27.43% | 28.57% | 26.17% | 28.98% | 25.55% | 26.68% | 25.9% | 27.46% | 26.4% | 25.74% | 27.06%
North West NSW | NSW | 32.96% | 31.99% | 31.44% | 29.95% | 31.27% | 29.87% | 29.68% | 31.33% | 29.67% | 32.33% | 33.91% | 31.31% | North West NSW | NSW | 26.82% | 26.5% | 28.35% | 27.25% | 26.67% | 27.2% | 27.36% | 27.46% | 26.74% | 26.67% | 27.96% | 27.18%
New England | NSW | 42.02% | 39.23% | 38.84% | 37.88% | 38.42% | 37.34% | 37.14% | 38.84% | 38.47% | 38.32% | 41.23% | 38.88% | New England | NSW | 40.48% | 37.5% | 38.16% | 35.32% | 37.2% | 35.23% | 36.18% | 38.81% | 38.05% | 36.02% | 38.38% | 37.39%
Central-West Orana | NSW | 37.42% | 36.52% | 36.69% | 35.64% | 35.64% | 36.44% | 33.76% | 37.41% | 36.21% | 35.53% | 37.74% | 36.27% | Central-West Orana | NSW | 34.87% | 34.88% | 34.12% | 32.73% | 33.3% | 32.96% | 32.58% | 33.66% | 34.95% | 34.36% | 35.31% | 33.97%
Broken Hill | NSW | 31.53% | 32.77% | 32.17% | 33.54% | 32.45% | 33.34% | 30.51% | 32.83% | 32.45% | 32.99% | 33.29% | 32.53% | Broken Hill | NSW | 29.27% | 30.26% | 29.94% | 31.14% | 30.74% | 31.48% | 28.55% | 30.83% | 30.52% | 31.03% | 30.68% | 30.41%
South West NSW | NSW | 28.51% | 29.68% | 29.19% | 31.01% | 28.8% | 29.32% | 27.25% | 29.74% | 30.07% | 29.5% | 29.74% | 29.35% | South West NSW | NSW | 28.5% | 29.5% | 29.21% | 30.81% | 28.86% | 29.3% | 27.56% | 29.51% | 29.92% | 29.57% | 29.61% | 29.3%
Wagga Wagga | NSW | 27.09% | 27.79% | 27.98% | 28.39% | 26.69% | 27.88% | 26.35% | 27.73% | 28.87% | 28.32% | 29.24% | 27.85% | Wagga Wagga | NSW | 26.2% | 27.16% | 27% | 28.01% | 26% | 27.09% | 25.31% | 26.78% | 28.36% | 27.52% | 28.34% | 27.07%
Tumut | NSW | 41.19% | 40.46% | 43.09% | 45.87% | 40.69% | 42.78% | 43.47% | 45.04% | 44.16% | 45.27% | 42.97% | 43.18% | Tumut | NSW | 39.38% | 38.33% | 41.03% | 43.29% | 38.9% | 40.72% | 41.29% | 42.81% | 42.04% | 42.97% | 41% | 41.07%
Cooma-Monaro | NSW | 41.39% | 41.51% | 44.18% | 44.13% | 41.52% | 42.62% | 43.5% | 43.34% | 42.01% | 44.64% | 44.81% | 43.06% | Cooma-Monaro | NSW | 38.9% | 39.39% | 41.66% | 41.41% | 38.95% | 40.22% | 40.12% | 41.06% | 39.98% | 41.12% | 41.77% | 40.42%
Ovens Murray | VIC | 41.59% | 43.39% | 45.91% | 47.53% | 43.38% | 44.23% | 44.77% | 44.61% | 44.82% | 47.55% | 46.82% | 44.96% | Ovens Murray | VIC | 35.18% | 39.3% | 37.94% | 40.18% | 35.94% | 37.77% | 34.96% | 36.31% | 37% | 36.96% | 38.88% | 37.31%
Murray River | VIC | 29.1% | 30.09% | 29.08% | 31.86% | 29.45% | 29.61% | 27.98% | 29.83% | 30.35% | 30.19% | 30.26% | 29.8% | Murray River | VIC | 29.13% | 29.76% | 28.48% | 31.46% | 28.53% | 29.87% | 27.93% | 30.83% | 29.42% | 30.66% | 29.94% | 29.64%
Western Victoria | VIC | 39.14% | 42.84% | 39.64% | 45.05% | 39.73% | 40.6% | 38.83% | 40.78% | 41.39% | 42.36% | 42.42% | 41.16% | Western Victoria | VIC | 35.25% | 37.45% | 34.82% | 39.55% | 34.94% | 35.67% | 34.29% | 36.57% | 36.39% | 36.89% | 37.05% | 36.26%
South West Victoria | VIC | 38.07% | 41.85% | 39.25% | 44.73% | 39.29% | 40.82% | 39.66% | 40.25% | 41.98% | 43.24% | 41.26% | 40.95% | South West Victoria | VIC | 37.03% | 39.92% | 37.33% | 42.02% | 36.78% | 39.16% | 38.05% | 38.27% | 40.24% | 40.45% | 38.62% | 38.9%
Gippsland | VIC | 37.19% | 38.71% | 37.3% | 42.69% | 37.76% | 39.12% | 38.63% | 38.65% | 38.62% | 40.9% | 40.12% | 39.06% | Gippsland | VIC | 32.23% | 34.45% | 32.87% | 37.26% | 33.57% | 34.47% | 33.35% | 34.06% | 33.49% | 35.9% | 35.47% | 34.28%
Central North Vic | VIC | 32.18% | 32.33% | 32.54% | 33.96% | 33.84% | 32.72% | 30.3% | 32.6% | 33.38% | 32.81% | 33.56% | 32.75% | Central North Vic | VIC | 30.52% | 30.28% | 31.12% | 32.26% | 31.42% | 30.93% | 28.81% | 30.79% | 31.94% | 30.93% | 31.65% | 30.97%
South East SA | SA | 37.01% | 38.99% | 36.36% | 42.88% | 37.71% | 39.48% | 36.41% | 40.14% | 39.53% | 40.08% | 39.5% | 38.92% | South East SA | SA | 34.42% | 37.74% | 34.82% | 40.69% | 35.52% | 37.02% | 35.26% | 36.87% | 38.34% | 38.66% | 37.59% | 36.99%
Riverland | SA | 26.88% | 28.62% | 27.23% | 30.78% | 27.14% | 28.63% | 26.6% | 29.59% | 28.77% | 29.57% | 29.51% | 28.49% | Riverland | SA | 26.55% | 28.15% | 26.91% | 29.87% | 26.95% | 28.33% | 26.29% | 29.1% | 28.37% | 29.16% | 28.95% | 28.06%
Mid-North SA | SA | 38.56% | 39.87% | 37.87% | 39.65% | 39.02% | 39.13% | 35.62% | 39.95% | 38.71% | 39.36% | 39.63% | 38.85% | Mid-North SA | SA | 35.9% | 37.18% | 34.92% | 39.54% | 35.73% | 37.19% | 34.11% | 38.13% | 37.14% | 37.58% | 37.48% | 36.81%
Yorke Peninsula | SA | 34.97% | 36.77% | 34.37% | 39.79% | 34.77% | 36.27% | 33.89% | 36.88% | 38.08% | 36.79% | 37.94% | 36.41% | Yorke Peninsula | SA | 34.76% | 36.14% | 33.95% | 39% | 34.24% | 35.56% | 33.66% | 36.38% | 37.52% | 36.13% | 37.41% | 35.89%
Northern SA | SA | 35.64% | 37.27% | 35.17% | 37.64% | 35.46% | 36.44% | 33.72% | 37.87% | 37.14% | 36.83% | 36.84% | 36.37% | Northern SA | SA | 33.69% | 34.89% | 33.13% | 36.08% | 33.46% | 34.79% | 32% | 35.94% | 35.35% | 35.24% | 35.02% | 34.51%
Leigh Creek | SA | 41.26% | 42.11% | 40.32% | 40.22% | 40.77% | 40% | 38.09% | 41.46% | 39.45% | 39.93% | 40.94% | 40.41% | Leigh Creek | SA | 39.47% | 40.41% | 39.21% | 38.19% | 39.87% | 38.56% | 36.97% | 39.02% | 39.13% | 39.65% | 40.59% | 39.19%
Roxby Downs | SA | 29.22% | 30.61% | 29.41% | 32.23% | 28.54% | 29.83% | 27.86% | 30.21% | 31.21% | 30.31% | 30.4% | 29.98% | Roxby Downs | SA | 28.38% | 29.63% | 28.87% | 30.4% | 27.89% | 28.89% | 26.76% | 29.07% | 30.47% | 28.92% | 28.89% | 28.92%
Eastern Eyre Peninsula | SA | 37.56% | 39.3% | 37.99% | 41.72% | 38.25% | 38.97% | 36.16% | 40.18% | 40.67% | 38.54% | 40.77% | 39.1% | Eastern Eyre Peninsula | SA | 35.72% | 37.3% | 36.09% | 40.23% | 36.62% | 37.51% | 34.57% | 38.7% | 39.09% | 37.7% | 39% | 37.5%
Western Eyre Peninsula | SA | 37.97% | 38.35% | 37.84% | 41.72% | 37.36% | 38.89% | 36.34% | 39.74% | 40.47% | 38.42% | 41.39% | 38.95% | Western Eyre Peninsula | SA | 36.52% | 37.05% | 36.19% | 40.71% | 35.91% | 37.22% | 35.5% | 38.91% | 38.99% | 37.55% | 39.63% | 37.65%
North East Tasmania | TAS | 45.08% | 43.51% | 43.04% | 44.22% | 44.48% | 44.79% | 47.94% | 44.03% | 47.82% | 48.28% | 45.54% | 45.34% | North East Tasmania | TAS | 42.39% | 40.26% | 40.79% | 41.71% | 42.85% | 43.59% | 46.11% | 41.61% | 45.36% | 46.42% | 43.24% | 43.12%
North West Tasmania | TAS | 50.73% | 49.12% | 47.64% | 51.23% | 50.73% | 48.92% | 49.88% | 50.1% | 50.36% | 53.72% | 51.87% | 50.39% | North West Tasmania | TAS | 46% | 45.5% | 44.76% | 48.32% | 47.12% | 43.21% | 44.37% | 45.57% | 46.9% | 47.16% | 46.55% | 45.95%
Central Highlands | TAS | 56.51% | 55.65% | 54.26% | 57.97% | 56.22% | 53.64% | 56.34% | 56.28% | 58.37% | 59.8% | 55.68% | 56.43% | Central Highlands | TAS | 53.96% | 51.63% | 52.06% | 55.08% | 54.66% | 51.22% | 53.92% | 53.43% | 54.72% | 57.07% | 53.34% | 53.74%
New South Wales Non-REZ | NSW | 41.7% | 37.59% | 39.15% | 39.38% | 37.93% | 39.45% | 37.45% | 39.96% | 38.42% | 40.62% | 41.93% | 39.42% | New South Wales Non-REZ | NSW | 38.6% | 36.67% | 36.42% | 35.49% | 35.66% | 37.18% | 34.58% | 36.41% | 36.28% | 37.64% | 38.9% | 36.71%
Victoria Non-REZ | VIC | 36.98% | 40.86% | 37.1% | 43.55% | 36.39% | 38.99% | 38.08% | 38.64% | 39.53% | 41.06% | 39.95% | 39.19% | Victoria Shadow Non-REZ | VIC | 36.13% | 40.12% | 36.93% | 42.51% | 35.65% | 38.7% | 36.94% | 37.6% | 38.99% | 39.76% | 39.61% | 38.45%
Solar PV | [13 empty] | Solar Thermal
Candidate REZ name | Region | Reference year (Financial year ending) 2011: Reference year (Financial year ending) | Avg of ref years | Candidate REZ name | Region | Reference year (Financial year ending) | [10 empty] | Avg of ref years
|  | 2011 | 2012 | 2013 | 2014 | 2015 | 2016 | 2017 | 2018 | 2019 | 2020 | 2021 |  |  |  | 2011 | 2012 | 2013 | 2014 | 2015 | 2016 | 2017 | 2018 | 2019 | 2020 | 2021
Far North QLD | QLD | 23.03% | 25.98% | 27.23% | 26.03% | 28.52% | 28.2% | 27.6% | 28.31% | 27.38% | 29.03% | 27.35% | 27.15% | Far North QLD | QLD | 31.68% | 39.2% | 42.22% | 38.73% | 43.51% | 42.83% | 42.73% | 44.38% | 42.09% | 44.83% | 42.56% | 41.34%
North Qld Clean Energy Hub | QLD | 25.86% | 28.77% | 29.6% | 29.62% | 31.3% | 30.86% | 30.53% | 30.26% | 30.67% | 32.26% | 30.6% | 30.03% | North Qld Clean Energy Hub | QLD | 36.79% | 43.21% | 44.97% | 45.31% | 49.75% | 48.09% | 47.57% | 46.62% | 46.75% | 51.03% | 47.28% | 46.12%
Northern Qld | QLD | 22.57% | 26.16% | 28.08% | 27.13% | 29.01% | 29.73% | 29.01% | 29.12% | 28.76% | 30.81% | 28.39% | 28.07% | Northern Qld | QLD | 27.39% | 34.45% | 38.19% | 36.51% | 40.07% | 42.42% | 41.37% | 42.71% | 41.91% | 46.49% | 40.69% | 39.29%
Isaac | QLD | 23.43% | 26.95% | 27.98% | 28.55% | 29.7% | 29.71% | 28.95% | 29.65% | 29.25% | 30.94% | 29.15% | 28.57% | Isaac | QLD | 32.05% | 38.76% | 41.26% | 42.92% | 44.97% | 45.36% | 44.92% | 46.41% | 45.29% | 48.62% | 45.03% | 43.24%
Barcaldine | QLD | 27.71% | 29.75% | 31.5% | 32.37% | 33.12% | 32.13% | 31.35% | 32.49% | 33.31% | 33.27% | 32.5% | 31.77% | Barcaldine | QLD | 42.36% | 46.86% | 51.44% | 53.62% | 55.52% | 52.77% | 51.94% | 53.36% | 56.42% | 55.36% | 53.22% | 52.08%
Fitzroy | QLD | 23.3% | 26.49% | 27.22% | 28.72% | 28.73% | 29.48% | 28.64% | 28.95% | 29.1% | 30.22% | 28.8% | 28.15% | Fitzroy | QLD | 31.51% | 37.23% | 39.05% | 43.28% | 42.3% | 42.94% | 41.16% | 42.53% | 41.06% | 44.46% | 40.43% | 40.54%
Wide Bay | QLD | 22.19% | 24.91% | 26% | 27.6% | 26.74% | 27.61% | 27.56% | 27.87% | 27.81% | 28.67% | 26.93% | 26.72% | Wide Bay | QLD | 29.43% | 35.05% | 36.86% | 40.14% | 38.39% | 39.23% | 39.07% | 39.77% | 37.68% | 39.99% | 35.59% | 37.38%
Darling Downs | QLD | 23.09% | 25.56% | 27.2% | 28.58% | 27.57% | 28.24% | 28.5% | 29.26% | 29.4% | 29.73% | 28.06% | 27.75% | Darling Downs | QLD | 32.93% | 37.17% | 41.07% | 44.32% | 42.17% | 43.57% | 45.05% | 47.64% | 45.13% | 46.71% | 42.52% | 42.57%
Banana | QLD | 24.31% | 27.54% | 28.46% | 30.28% | 30.02% | 30.19% | 29.86% | 30.71% | 30.69% | 31.53% | 29.88% | 29.41% | Banana | QLD | 33.84% | 40.88% | 43.22% | 47.41% | 46.97% | 46.78% | 47.03% | 49.73% | 47.89% | 49.4% | 46.15% | 45.39%
North West NSW | NSW | 25.15% | 26.51% | 29.28% | 29.83% | 29.18% | 29.71% | 28.81% | 30.57% | 30.82% | 29.55% | 28.24% | 28.88% | North West NSW | NSW | 36.47% | 42.39% | 47.12% | 48.72% | 48.36% | 47.07% | 45.53% | 51.8% | 51.02% | 48.42% | 45.46% | 46.58%
New England | NSW | 21.96% | 23.5% | 25.79% | 27.18% | 25.91% | 27.12% | 26% | 27.96% | 27.9% | 26.86% | 25.47% | 25.97% | New England | NSW | 28.84% | 32.15% | 38.46% | 42.96% | 38.07% | 40.92% | 37.37% | 43.41% | 41.45% | 38.43% | 35.72% | 37.98%
Central-West Orana | NSW | 23.28% | 24.59% | 27.72% | 27.86% | 27.28% | 27.31% | 27.32% | 28.81% | 28.72% | 28.12% | 26.66% | 27.06% | Central-West Orana | NSW | 37.48% | 43.17% | 47.98% | 48.85% | 48.4% | 45.9% | 46.77% | 51.16% | 51.43% | 50.37% | 47.38% | 47.17%
Broken Hill | NSW | 26.87% | 28.52% | 30.15% | 29.94% | 30.41% | 28.9% | 29.58% | 30.63% | 31.58% | 32.73% | 30.59% | 29.99% | Broken Hill | NSW | 39.99% | 44.9% | 48.32% | 48.32% | 50.02% | 44.12% | 47.19% | 50.2% | 52.6% | 55.17% | 49.75% | 48.24%
South West NSW | NSW | 24.79% | 26.33% | 27.92% | 26.83% | 28.19% | 27.48% | 27.01% | 28.35% | 28.77% | 28.66% | 27.69% | 27.46% | South West NSW | NSW | 35.99% | 39.23% | 42.39% | 39.67% | 43.63% | 41.42% | 40.62% | 44.06% | 45.31% | 44.81% | 42.57% | 41.79%
Wagga Wagga | NSW | 23.66% | 25.27% | 27.09% | 25.87% | 27.06% | 26.56% | 25.96% | 27.21% | 27.51% | 26.77% | 26.02% | 26.27% | Wagga Wagga | NSW | 34.83% | 37.94% | 41.93% | 38.97% | 42.05% | 40.22% | 37.66% | 41.83% | 42.25% | 38.35% | 38.98% | 39.55%
Tumut | NSW | 21.93% | 22.51% | 24.86% | 23.39% | 24.7% | 24.91% | 23.77% | 24.72% | 25.09% | 24.22% | 23.97% | 24.01% | Tumut | NSW | 34.79% | 35.27% | 39.94% | 36.75% | 39.82% | 39.61% | 36.48% | 39.67% | 40.41% | 34.7% | 37.83% | 37.75%
Cooma-Monaro | NSW | 22.27% | 21.69% | 24.63% | 24.16% | 23.72% | 24.46% | 24.08% | 25.64% | 25.79% | 25.84% | 24.72% | 24.27% | Cooma-Monaro | NSW | 31.56% | 30.92% | 36.49% | 35.95% | 35.65% | 36.55% | 35.31% | 38.96% | 39.32% | 37.73% | 36.83% | 35.94%
Ovens Murray | VIC | 21.46% | 23.1% | 24.37% | 22.33% | 24.41% | 24.59% | 23.54% | 24.8% | 24.62% | 24% | 24% | 23.75% | Ovens Murray | VIC | 33.09% | 35.99% | 38.78% | 32.2% | 39.92% | 38.06% | 35.86% | 39.14% | 37.87% | 35.78% | 37.46% | 36.74%
Murray River | VIC | 24.69% | 26.39% | 27.82% | 26.37% | 28.12% | 27.49% | 27.06% | 27.93% | 28.68% | 28.48% | 27.53% | 27.32% | Murray River | VIC | 37.88% | 40.87% | 43.66% | 41.83% | 46% | 41.38% | 42.07% | 44.27% | 46.21% | 44.77% | 42.87% | 42.89%
Western Victoria | VIC | 20.07% | 22.19% | 23.15% | 21.75% | 23.27% | 23.52% | 23.22% | 24.26% | 24.63% | 23.46% | 22.88% | 22.95% | Western Victoria | VIC | 28.63% | 34.15% | 34.69% | 31.97% | 37.53% | 35.77% | 35.13% | 35.19% | 37.82% | 33.83% | 34.83% | 34.5%
South West Victoria | VIC | 18.41% | 20.52% | 21.31% | 20.03% | 20.47% | 21.71% | 21.27% | 22.43% | 22.45% | 20.83% | 20.69% | 20.92% | South West Victoria | VIC | 20.32% | 24.55% | 25.95% | 23.97% | 24.28% | 25.86% | 24.19% | 26.42% | 27.04% | 21.46% | 22.47% | 24.23%
Gippsland | VIC | 17.78% | 18.57% | 20.38% | 19.36% | 19.83% | 20.38% | 21.1% | 21.78% | 21.74% | 20.58% | 20.57% | 20.19% | Gippsland | VIC | 20.1% | 21.66% | 24.88% | 22.62% | 24.93% | 24.82% | 25.2% | 26.52% | 26.93% | 22.58% | 23.67% | 23.99%
Central North Vic | VIC | 23.49% | 25.26% | 26.28% | 24.69% | 26.37% | 26.18% | 25.46% | 26.53% | 26.56% | 26.08% | 25.85% | 25.71% | Central North Vic | VIC | 33.19% | 37.97% | 39.9% | 35.53% | 40.45% | 38.53% | 36.71% | 39.89% | 39.37% | 37.32% | 37.69% | 37.87%
South East SA | SA | 21.16% | 23.35% | 23.77% | 22.61% | 23.47% | 23.98% | 23.66% | 24.04% | 24.38% | 24.17% | 23.72% | 23.48% | South East SA | SA | 30.53% | 35.14% | 36.08% | 34.82% | 36.3% | 35.22% | 34.39% | 35.59% | 38.22% | 36.55% | 35.62% | 35.31%
Riverland | SA | 24.25% | 25.91% | 27.2% | 26.59% | 27.71% | 27.4% | 27.04% | 27.55% | 28.73% | 29.04% | 27.8% | 27.2% | Riverland | SA | 33.65% | 38.17% | 40.9% | 39.98% | 43.66% | 39.97% | 40% | 39.96% | 43.8% | 42.75% | 41.07% | 40.36%
Mid-North SA | SA | 23.09% | 24.82% | 26.04% | 25.03% | 26.18% | 26.12% | 25.67% | 25.87% | 27.02% | 27.5% | 26.52% | 25.8% | Mid-North SA | SA | 29.65% | 32.37% | 34.34% | 33.01% | 35.32% | 34.92% | 33.43% | 33.9% | 35.87% | 35.37% | 35.36% | 33.96%
Yorke Peninsula | SA | 23.23% | 24.29% | 25.58% | 24.46% | 25.53% | 25.98% | 25.77% | 25.46% | 26.7% | 26.9% | 26.09% | 25.45% | Yorke Peninsula | SA | 27.95% | 30.79% | 32.88% | 29.08% | 32.9% | 32.84% | 34.25% | 31.61% | 35.12% | 34.79% | 34.6% | 32.44%
Northern SA | SA | 25.35% | 27.04% | 28.05% | 27.04% | 28.32% | 27.95% | 27.97% | 28.16% | 28.74% | 29.88% | 28.27% | 27.89% | Northern SA | SA | 38.46% | 43.13% | 42.64% | 40.84% | 45.8% | 42.62% | 45.34% | 44.32% | 46.29% | 49.28% | 44.94% | 43.97%
Leigh Creek | SA | 27.72% | 29.63% | 30.13% | 30.92% | 31.44% | 29.55% | 30.1% | 31.04% | 32.35% | 33.2% | 31.33% | 30.67% | Leigh Creek | SA | 42.31% | 47.98% | 47.96% | 50.83% | 52.14% | 46.18% | 47.92% | 50.73% | 54.9% | 56.39% | 52.45% | 49.98%
Roxby Downs | SA | 27.65% | 29.17% | 30.35% | 30.19% | 30.4% | 29.76% | 30.33% | 30.56% | 31.69% | 33.28% | 31.12% | 30.41% | Roxby Downs | SA | 41.52% | 46.57% | 47.69% | 48.1% | 48.57% | 45.32% | 48.55% | 50.21% | 52.67% | 58.03% | 53.05% | 49.12%
Eastern Eyre Peninsula | SA | 21.52% | 23.57% | 25.29% | 23.88% | 24.62% | 24.93% | 25.12% | 24.8% | 26.19% | 26.23% | 25.25% | 24.67% | Eastern Eyre Peninsula | SA | 24.78% | 29.18% | 31.93% | 29.65% | 29.77% | 29.13% | 29.68% | 28.96% | 32.37% | 30.86% | 29.72% | 29.64%
Western Eyre Peninsula | SA | 24.32% | 26.1% | 27.65% | 26.83% | 28.04% | 27.51% | 27.74% | 27.62% | 28.29% | 29.14% | 27.88% | 27.38% | Western Eyre Peninsula | SA | 33.49% | 37.66% | 40.69% | 39.24% | 42.27% | 39.19% | 41% | 40.64% | 42.3% | 43.14% | 41.13% | 40.07%
North East Tasmania | TAS | 20.19% | 21.19% | 22.12% | 20.02% | 21.3% | 22.79% | 23% | 23.67% | 22.83% | 22.16% | 22.07% | 21.94% | North East Tasmania | TAS | 26.8% | 28.9% | 30.6% | 26.26% | 30.04% | 31.67% | 31.97% | 34.05% | 31.1% | 28.75% | 29.87% | 30%
North West Tasmania | TAS | 17.24% | 19.12% | 19.45% | 18.11% | 18.51% | 20.77% | 19.65% | 20.3% | 20.07% | 19.55% | 19.74% | 19.32% | North West Tasmania | TAS | 20.85% | 24.7% | 24.92% | 21.43% | 23.63% | 26.88% | 24.38% | 25.02% | 24.08% | 21.78% | 24.55% | 23.84%
Central Highlands | TAS | 18.68% | 19.01% | 20.49% | 19.36% | 20.09% | 21.75% | 21.26% | 21.71% | 21.98% | 21.4% | 20.76% | 20.59% | Central Highlands | TAS | 23.84% | 23.97% | 27.36% | 24.2% | 28.48% | 30.11% | 28.73% | 30.3% | 28.83% | 27.45% | 26.99% | 27.3%
New South Wales Non-REZ | NSW | 20.61% | 21.59% | 24.83% | 25.67% | 24.45% | 24.56% | 24.51% | 26.07% | 25.64% | 24.98% | 23.56% | 24.22% | New South Wales Non-REZ | NSW | 28% | 32.36% | 39.94% | 40.53% | 37.6% | 39.22% | 38.37% | 43.71% | 41.74% | 38.11% | 34.8% | 37.67%
Victoria Non-REZ | VIC | 17.78% | 18.57% | 20.38% | 19.36% | 19.83% | 20.38% | 21.1% | 21.78% | 21.74% | 20.58% | 20.57% | 20.19% | Victoria Shadow Non-REZ | VIC | 20.1% | 21.66% | 24.88% | 22.62% | 24.93% | 24.82% | 25.2% | 26.52% | 26.93% | 22.58% | 23.67% | 23.99%
Offshore Wind
Candidate REZ name | Region | Reference year (Financial year ending) 2011: Reference year (Financial year ending) | Avg of ref years
|  | 2011 | 2012 | 2013 | 2014 | 2015 | 2016 | 2017 | 2018 | 2019 | 2020 | 2021
Hunter Coast | NSW | 42.28% | 37.8% | 41.16% | 38.71% | 38.44% | 40.08% | 40.03% | 41.29% | 40.99% | 40.06% | 42.12% | 40.27%
Illawarra Coast | NSW | 41.71% | 39.14% | 42.92% | 41.75% | 40.73% | 43.63% | 41.48% | 42.45% | 41% | 40.79% | 43.5% | 41.74%
Gippsland Coast | VIC | 44.47% | 45.46% | 43.5% | 49.38% | 44.2% | 45.28% | 45.14% | 44.55% | 44.25% | 47.97% | 46.7% | 45.54%
North West Tasmanian Coast | TAS | 49.21% | 49.44% | 46.53% | 51.28% | 48.39% | 48.13% | 48.25% | 48.2% | 50.15% | 52.19% | 52.42% | 49.47%
Portland Coast | VIC | 42.35% | 46.48% | 43.42% | 48.88% | 42.93% | 44.6% | 43.52% | 43.33% | 45.41% | 47.89% | 45.75% | 44.96%
South East SA Coast | SA | 42.27% | 46.11% | 42.31% | 48.99% | 42.81% | 44.35% | 42.3% | 44.34% | 45.31% | 46.73% | 45.04% | 44.6%

## Lead time and project life
Go to Assumptions Summary
Lead time and project life
Development lead time considers the time necessary to undertake feasibility studies, secure necessary development approvals, and to construct the project. For capacity planning therefore, the lead time reflects the shortest time before a technology can commence operation.
Aurecon have provided lead time as a combination of lead time for development, total lead time and construction time. These values have been adjusted for some technologies to reflect the degree of active development interest, as demonstrated by the projects proposed, advancing or committed in AEMO's Generation Information page, particularly for Wind, Battery and Solar technologies.
Technology | Lead time for development (years)3, 4 | Lead time (years)5 | Construction Time (years) | Total lead time (years)6 | Economic Life (years) 7 | Technical Life (years) 8
Black Coal (advanced ultra supercritical PC) | 3 | 2 | 2 | 7 | 30 | 50
Black Coal (advanced ultra supercritical PC) with CCS | 3 | 2 | 2 | 7 | 30 | 50
OCGT (small GT) | 0 | 0.75 | 1.25 | 2 | 25 | 40
OCGT (large GT) | 0 | 1 | 1.1154 | 2 | 25 | 40
CCGT | 2 | 1 | 1.5 | 5 | 25 | 40
CCGT with CCS | 3 | 1 | 1.5 | 6 | 25 | 40
Biomass | 3 | 1.75 | 1.25 | 6 | 30 | 50
Large scale Solar PV | 0 | 1 | 0.5 | 2 | 30 | 30
Solar Thermal (12hrs Storage) | 2 | 1.75 | 1.75 | 6 | 25 | 40
Battery storage (1hr storage) | 0 | 0.6 | 0.15385 | 1 | 20 | 20
Battery storage (2hrs storage) | 0 | 0.8 | 0.15385 | 1 | 20 | 20
Battery storage (4hrs storage) | 0 | 0.9 | 0.23077 | 1 | 20 | 20
Battery Storage (8hrs storage) | 0 | 2 | 0.38462 | 2 | 20 | 20
Wind | 0 | 1 | 1 | 2 | 25 | 30
Wind - Offshore | 4 | 2 | 3 | 9 | 25 | 35
Pumped Hydro (8hrs storage) | 2 | 0 | 4 | 6 | 40 | 50
Pumped Hydro (24hrs storage) | 2 | 0 | 4 | 6 | 40 | 50
Pumped Hydro (48hrs storage) | 2 | 0 | 4 | 6 | 40 | 50
BOTN - Cethana | 2 | 0 | 4 | 6 | 40 | 50
Hydrogen reciprocating engines | 2 | 1 | 1.1154 | 4 | 25 | 40
Notes:
1. Sourced from Aurecon 2021-22 AEMO costs and technical parameter review.
2. Pumped Hydro is sourced from GHD 2018 AEMO costs and technical parameter review, except the economic life which is source from CSIRO GenCost 2021-22
3. Aurecon has assumed that Lead time for development is the time to undertake feasibility studies, procurement and contract negotiations, obtain permits and approvals, secure land agreements, fuel supply and obtain financing.
4. Given existing development activity in these technologies, AEMO has removed the lead time for development for onshore wind, batteries and large-scale solar PV as stated by Aurecon. The total lead time therefore reflects construction and lead time only. Similarly given the 3GW of proposed gas generation across the NEM, AEMO has removed the lead time for development for OCGT technologies.
5. Aurecon has assumed Lead time as the time from issue of Notice to Proceed (NTP) to the EPC contractor up to the delivery of all major equipment to site.
6. Aurecon has provided some components of lead time in weeks or fractions of years. AEMO has rounded the total lead time to the nearest whole number of years for capacity planning.
7. Period of time required for the project to recover build costs.
8. Period of time the project is operational before life extension refurbishment or retirement.

## Financial parameters
Go to Assumptions Summary
Discount rate
The discount rate is used to determine the present value of future cash flows during the cost benefit analysis process.
Weighted Average Cost of Capital (WACC) expresses the costs incurred to obtain finance for capital expenditure
The discount rate presented is pre-tax, real.
| Central assumption | Lower Bound | Upper Bound | Alternative Upper Bound
Discount rate (%) | 5.5% | 2% | 7.5% | 10%
WACC, all new generation and transmission (%) | 5.5% | 2% | 7.5% | 10%
Value of customer reliability (VCR)
A VCR expresses the value that customers place on having a reliable supply of electricity
VCRs are used to quantify the differences in market benefits between development pathways arising from changes in involuntary load shedding.
| QLD | NSW | VIC | SA | TAS
Value of customer reliability ($/MWh, real 2021) | 41366.472 | 43526.2503 | 42585.8683 | 44673.3096 | 33233.7182
Source:
https://www.aer.gov.au/system/files/AER%20-%20Values%20of%20Customer%20Reliability%20Review%20-%20Final%20Report%20-%20December%202019.pdf
(Table 5.22)

## Storage properties
Go to Assumptions Summary
Battery properties
Property | Battery storage (1hr storage) | Battery storage (2hrs storage) | Battery storage (4hrs storage) | Battery storage (8hrs storage) | Virtual Power Plants (aggregated ESS) | Units
Maximum power1 | 1 | 1 | 1 | 1 | 1 | MW
Energy capacity2 | 1 | 2 | 4 | 8 | 2.2 | MWh
Round trip efficiency (aggregated)3 % |  |  |  |  | 85 | %
Charge efficiency (utility) % | 92 | 92 | 92.5 | 91.5 |  | %
Discharge efficiency (utility) % | 92 | 92 | 92.5 | 91.5 |  | %
Round trip efficiency (utility) % | 84.64 | 84.64 | 85.5625 | 83.7225 |  | %
Annual degradation (utility) % | 1.8 | 1.8 | 1.8 | 1.8 |  | %
Allowable Max State of Charge | 100 | 100 | 100 | 100 | 85 | %
Allowable Min State of Charge | 0 | 0 | 0 | 0 | 0 | %
Notes:
1. Large scale battery storage operating parameters are sourced from Aurecon 2021-22 AEMO costs and technical parameter review.
2. Capacities for Large scale batteries are before any degradation.
3. VPP values have been sourced from CSIRO Small-scale solar and battery projections 2021 (p59).
Pumped hydro properties
Property | Existing and committed projects |  |  |  |  | New entrant assumptions |  | Units
| Snowy 2.01 | Lower Tumut2 | Wivenhoe | Shoalhaven | Kidston | Cethana3 | New Entrant PHES3
Installed Capacity3 | 2040 |  | 570 | 240 | 250 | 750 | - | MW
Storage Capacity | 168 |  | 10 | 63.5 | 8 | 20 | 8 to 48 | hours
Pumping efficiency | 76 | 78 | 70 | 70 | 76 | 76 | 76 | %
Notes:
1. Snowy 2.0 Round Trip efficiency has been sourced from Snowy Hydro Limited's report on NEM outlook and Snowy 2.0. Source: https://www.snowyhydro.com.au/wp-content/uploads/2018/01/MJA_ReportFinal_Jan2018.pdf (p50)
2. Lower Tumut Pumping Efficiency based on discussions with participant
3. Pumping Efficiency for new entrant generators based on information provided by Hydro Tasmania.

## Coal and Biomass price
Go to Assumptions Summary
Coal price ($/GJ, real 2021 dollars)
Coal Prices based on the 2021 coal price forecast update by Wood Mackenzie.
Biomass is based on an AEMO assumption. | [7 empty] | Scenario mapping
[9 empty] | Slow Change | Progressive Change | Step Change | Hydrogen Export
Modelling Scenario | [7 empty] | Fuel Cost Scenario | High Price | Central | Low Price | Low Price
Progressive Change
Generator | Coal Price Scenario | 2020-21 | 2021-22 | 2022-23 | 2023-24 | 2024-25 | 2025-26 | 2026-27 | 2027-28 | 2028-29 | 2029-30 | 2030-31 | 2031-32 | 2032-33 | 2033-34 | 2034-35 | 2035-36 | 2036-37 | 2037-38 | 2038-39 | 2039-40 | 2040-41 | 2041-42 | 2042-43 | 2043-44 | 2044-45 | 2045-46 | 2046-47 | 2047-48 | 2048-49 | 2049-50
Bayswater | Central | 1.7417 | 1.7496 | 1.767 | 1.7966 | 1.7527 | 1.716 | 1.6924 | 2.4431 | 3.2379 | 3.2558 | 3.2488 | 3.2394 | 3.2322 | 3.2251 | 3.2053 | 3.1824 | 3.1513 | 3.124 | 3.0968 | 3.0968 | 3.0968 | 3.0968 | 3.0968 | 3.0968 | 3.0968 | 3.0968 | 3.0968 | 3.0968 | 3.0968 | 3.0968
Eraring | Central | 3.1351 | 3.2776 | 3.567 | 3.6424 | 3.5535 | 3.4766 | 3.4818 | 3.4995 | 3.5002 | 3.5043 | 3.4971 | 3.4874 | 3.48 | 3.4721 | 3.4497 | 3.4238 | 3.3887 | 3.3577 | 3.327 | 3.2776 | 3.253 | 3.253 | 3.253 | 3.253 | 3.253 | 3.253 | 3.253 | 3.253 | 3.253 | 3.253
Liddell | Central | 1.7417 | 1.7496 | 1.767 | 1.7966 | 1.7527 | 1.716 | 1.6924 | 2.4431 | 3.2379 | 3.2558 | 3.2488 | 3.2394 | 3.2322 | 3.2251 | 3.2053 | 3.1824 | 3.1513 | 3.124 | 3.0968 | 3.0968 | 3.0968 | 3.0968 | 3.0968 | 3.0968 | 3.0968 | 3.0968 | 3.0968 | 3.0968 | 3.0968 | 3.0968
Mt Piper | Central | 3.1351 | 3.2776 | 3.567 | 3.6424 | 3.5535 | 3.4766 | 3.4818 | 3.4995 | 3.5002 | 3.5043 | 3.4971 | 3.4874 | 3.48 | 3.4721 | 3.4497 | 3.4238 | 3.3887 | 3.3577 | 3.327 | 3.2776 | 3.253 | 3.253 | 3.253 | 3.253 | 3.253 | 3.253 | 3.253 | 3.253 | 3.253 | 3.253
Vales Point B | Central | 2.9759 | 3.0428 | 3.1842 | 3.2309 | 3.1983 | 3.1601 | 3.1544 | 3.1576 | 3.158 | 3.1601 | 3.1564 | 3.1515 | 3.1478 | 3.1438 | 3.1325 | 3.1194 | 3.1017 | 3.0861 | 3.0706 | 3.0457 | 3.0333 | 3.0333 | 3.0333 | 3.0333 | 3.0333 | 3.0333 | 3.0333 | 3.0333 | 3.0333 | 3.0333
Callide B | Central | 2.0371 | 2.0328 | 2.0338 | 2.0437 | 2.0497 | 2.0504 | 2.051 | 2.0517 | 2.0523 | 2.053 | 2.0537 | 2.0543 | 2.055 | 2.0553 | 2.0553 | 2.0553 | 2.0553 | 2.0553 | 2.0553 | 2.0553 | 2.0553 | 2.0553 | 2.0553 | 2.0553 | 2.0553 | 2.0553 | 2.0553 | 2.0553 | 2.0553 | 2.0553
Callide C | Central | 2.0371 | 2.0328 | 2.0338 | 2.0437 | 2.0497 | 2.0504 | 2.051 | 2.0517 | 2.0523 | 2.053 | 2.0537 | 2.0543 | 2.055 | 2.0553 | 2.0553 | 2.0553 | 2.0553 | 2.0553 | 2.0553 | 2.0553 | 2.0553 | 2.0553 | 2.0553 | 2.0553 | 2.0553 | 2.0553 | 2.0553 | 2.0553 | 2.0553 | 2.0553
Gladstone | Central | 2.6074 | 2.635 | 2.6801 | 2.7162 | 2.7438 | 2.77 | 2.8094 | 2.8503 | 2.8852 | 2.919 | 2.9325 | 2.9248 | 2.9189 | 2.9126 | 2.8947 | 2.874 | 2.846 | 2.8213 | 2.7967 | 2.7573 | 2.7377 | 2.7377 | 2.7377 | 2.7377 | 2.7377 | 2.7377 | 2.7377 | 2.7377 | 2.7377 | 2.7377
Kogan Creek | Central | 1.354 | 1.3708 | 1.3797 | 1.3834 | 1.3899 | 1.3976 | 1.4053 | 1.4178 | 1.4262 | 1.4262 | 1.4262 | 1.4262 | 1.4262 | 1.4262 | 1.4262 | 1.4262 | 1.4262 | 1.4262 | 1.4262 | 1.4262 | 1.4262 | 1.4262 | 1.4262 | 1.4262 | 1.4262 | 1.4262 | 1.4262 | 1.4262 | 1.4262 | 1.4262
Millmerran | Central | 1.2271 | 1.2529 | 1.2623 | 1.2613 | 1.2695 | 1.2796 | 1.2901 | 1.304 | 1.3034 | 1.2955 | 1.2967 | 1.2972 | 1.2976 | 1.2974 | 1.2974 | 1.2974 | 1.2974 | 1.2974 | 1.2974 | 1.2974 | 1.2974 | 1.2974 | 1.2974 | 1.2974 | 1.2974 | 1.2974 | 1.2974 | 1.2974 | 1.2974 | 1.2974
Stanwell | Central | 2.4113 | 2.4732 | 2.5075 | 2.5154 | 2.5185 | 2.5457 | 2.6778 | 2.7736 | 2.7602 | 2.7651 | 2.7663 | 2.7465 | 2.7256 | 2.7116 | 2.6949 | 2.6832 | 2.6832 | 2.6832 | 2.6832 | 2.6832 | 2.6832 | 2.6832 | 2.6832 | 2.6832 | 2.6832 | 2.6832 | 2.6832 | 2.6832 | 2.6832 | 2.6832
Tarong | Central | 2.5836 | 2.6313 | 2.6555 | 2.6668 | 2.6754 | 2.6755 | 2.6755 | 2.6796 | 2.682 | 2.682 | 2.682 | 2.682 | 2.682 | 2.682 | 2.682 | 2.682 | 2.682 | 2.682 | 2.682 | 2.682 | 2.682 | 2.682 | 2.682 | 2.682 | 2.682 | 2.682 | 2.682 | 2.682 | 2.682 | 2.682
Tarong North | Central | 2.5836 | 2.6313 | 2.6555 | 2.6668 | 2.6754 | 2.6755 | 2.6755 | 2.6796 | 2.682 | 2.682 | 2.682 | 2.682 | 2.682 | 2.682 | 2.682 | 2.682 | 2.682 | 2.682 | 2.682 | 2.682 | 2.682 | 2.682 | 2.682 | 2.682 | 2.682 | 2.682 | 2.682 | 2.682 | 2.682 | 2.682
Loy Yang A | Central | 0.66902 | 0.66902 | 0.66902 | 0.66902 | 0.66902 | 0.66902 | 0.66902 | 0.66902 | 0.66902 | 0.66902 | 0.66902 | 0.66902 | 0.66902 | 0.66902 | 0.66902 | 0.66902 | 0.66902 | 0.66902 | 0.66902 | 0.66902 | 0.66902 | 0.66902 | 0.66902 | 0.66902 | 0.66902 | 0.66902 | 0.66902 | 0.66902 | 0.66902 | 0.66902
Loy Yang B | Central | 0.66902 | 0.66902 | 0.66902 | 0.66902 | 0.66902 | 0.66902 | 0.66902 | 0.66902 | 0.66902 | 0.66902 | 0.66902 | 0.66902 | 0.66902 | 0.66902 | 0.66902 | 0.66902 | 0.66902 | 0.66902 | 0.66902 | 0.66902 | 0.66902 | 0.66902 | 0.66902 | 0.66902 | 0.66902 | 0.66902 | 0.66902 | 0.66902 | 0.66902 | 0.66902
Yallourn W | Central | 0.6624 | 0.6624 | 0.6624 | 0.6624 | 0.6624 | 0.6624 | 0.6624 | 0.6624 | 0.6624 | 0.6624 | 0.6624 | 0.6624 | 0.6624 | 0.6624 | 0.6624 | 0.6624 | 0.6624 | 0.6624 | 0.6624 | 0.6624 | 0.6624 | 0.6624 | 0.6624 | 0.6624 | 0.6624 | 0.6624 | 0.6624 | 0.6624 | 0.6624 | 0.6624
New generating stations
North Queensland | Central | 3.0552 | 3.0118 | 2.9919 | 2.9941 | 3.0064 | 3.022 | 3.0338 | 3.0319 | 3.0166 | 3.0049 | 3.0068 | 3.012 | 3.0145 | 3.0158 | 3.0158 | 3.0158 | 3.0158 | 3.0158 | 3.0158 | 3.0158 | 3.0158 | 3.0158 | 3.0158 | 3.0158 | 3.0158 | 3.0158 | 3.0158 | 3.0158 | 3.0158 | 3.0158
Central Queensland | Central | 1.9988 | 2.3339 | 2.5783 | 2.7171 | 2.8106 | 2.8743 | 2.9304 | 2.9347 | 2.8958 | 2.877 | 2.8617 | 2.8435 | 2.8351 | 2.83 | 2.8264 | 2.8219 | 2.8039 | 2.778 | 2.724 | 2.6627 | 2.6435 | 2.6435 | 2.6435 | 2.6435 | 2.6435 | 2.6435 | 2.6435 | 2.6435 | 2.6435 | 2.6435
Southwest Queensland | Central | 2.3828 | 2.8067 | 3.208 | 3.4094 | 3.4938 | 3.5586 | 3.6159 | 3.6405 | 3.6414 | 3.6466 | 3.6375 | 3.6253 | 3.6159 | 3.6059 | 3.5777 | 3.5451 | 3.5008 | 3.4617 | 3.423 | 3.3607 | 3.3297 | 3.3297 | 3.3297 | 3.3297 | 3.3297 | 3.3297 | 3.3297 | 3.3297 | 3.3297 | 3.3297
Northern NSW | Central | 2.2594 | 2.6833 | 3.0845 | 3.286 | 3.3704 | 3.4352 | 3.4925 | 3.5171 | 3.5179 | 3.5232 | 3.514 | 3.5019 | 3.4925 | 3.4825 | 3.4543 | 3.4216 | 3.3773 | 3.3383 | 3.2995 | 3.2373 | 3.2063 | 3.2063 | 3.2063 | 3.2063 | 3.2063 | 3.2063 | 3.2063 | 3.2063 | 3.2063 | 3.2063
North-Central NSW | Central | 2.375 | 2.7418 | 3.0422 | 3.2034 | 3.2937 | 3.3578 | 3.4143 | 3.4259 | 3.4006 | 3.3897 | 3.3767 | 3.3606 | 3.3518 | 3.345 | 3.3326 | 3.318 | 3.2906 | 3.2601 | 3.2115 | 3.1499 | 3.1264 | 3.1264 | 3.1264 | 3.1264 | 3.1264 | 3.1264 | 3.1264 | 3.1264 | 3.1264 | 3.1264
Latrobe Valley | Central | 0.6911 | 0.6911 | 0.6911 | 0.6911 | 0.6911 | 0.6911 | 0.6911 | 0.6911 | 0.6911 | 0.6911 | 0.6911 | 0.6911 | 0.6911 | 0.6911 | 0.6911 | 0.6911 | 0.6911 | 0.6911 | 0.6911 | 0.6911 | 0.6911 | 0.6911 | 0.6911 | 0.6911 | 0.6911 | 0.6911 | 0.6911 | 0.6911 | 0.6911 | 0.6911
Step Change, Hydrogen Export
Generator | Coal Price Scenario | 2020-21 | 2021-22 | 2022-23 | 2023-24 | 2024-25 | 2025-26 | 2026-27 | 2027-28 | 2028-29 | 2029-30 | 2030-31 | 2031-32 | 2032-33 | 2033-34 | 2034-35 | 2035-36 | 2036-37 | 2037-38 | 2038-39 | 2039-40 | 2040-41 | 2041-42 | 2042-43 | 2043-44 | 2044-45 | 2045-46 | 2046-47 | 2047-48 | 2048-49 | 2049-50
Bayswater | Low Price | 1.7378 | 1.7392 | 1.7466 | 1.7676 | 1.7234 | 1.6868 | 1.6773 | 2.1541 | 2.642 | 2.6354 | 2.6157 | 2.5965 | 2.5773 | 2.5592 | 2.5421 | 2.5064 | 2.4522 | 2.398 | 2.3437 | 2.3437 | 2.3437 | 2.3437 | 2.3437 | 2.3437 | 2.3437 | 2.3437 | 2.3437 | 2.3437 | 2.3437 | 2.3437
Eraring | Low Price | 3.1021 | 3.1739 | 3.2827 | 3.1969 | 3.1029 | 3.0245 | 2.958 | 2.9113 | 2.8861 | 2.8651 | 2.8448 | 2.825 | 2.8052 | 2.7855 | 2.7657 | 2.7244 | 2.6617 | 2.5989 | 2.5361 | 2.4733 | 2.442 | 2.442 | 2.442 | 2.442 | 2.442 | 2.442 | 2.442 | 2.442 | 2.442 | 2.442
Liddell | Low Price | 1.7378 | 1.7392 | 1.7466 | 1.7676 | 1.7234 | 1.6868 | 1.6773 | 2.1541 | 2.642 | 2.6354 | 2.6157 | 2.5965 | 2.5773 | 2.5592 | 2.5421 | 2.5064 | 2.4522 | 2.398 | 2.3437 | 2.3437 | 2.3437 | 2.3437 | 2.3437 | 2.3437 | 2.3437 | 2.3437 | 2.3437 | 2.3437 | 2.3437 | 2.3437
Mt Piper | Low Price | 3.1021 | 3.1739 | 3.2827 | 3.1969 | 3.1029 | 3.0245 | 2.958 | 2.9113 | 2.8861 | 2.8651 | 2.8448 | 2.825 | 2.8052 | 2.7855 | 2.7657 | 2.7244 | 2.6617 | 2.5989 | 2.5361 | 2.4733 | 2.442 | 2.442 | 2.442 | 2.442 | 2.442 | 2.442 | 2.442 | 2.442 | 2.442 | 2.442
Vales Point B | Low Price | 2.9592 | 2.9911 | 3.0435 | 3.0052 | 2.9627 | 2.9226 | 2.886 | 2.8609 | 2.8482 | 2.8376 | 2.8274 | 2.8174 | 2.8074 | 2.7974 | 2.7875 | 2.7666 | 2.735 | 2.7033 | 2.6717 | 2.64 | 2.6242 | 2.6242 | 2.6242 | 2.6242 | 2.6242 | 2.6242 | 2.6242 | 2.6242 | 2.6242 | 2.6242
Callide B | Low Price | 2.0371 | 2.0328 | 2.0338 | 2.0437 | 2.0497 | 2.0504 | 2.051 | 2.0517 | 2.0523 | 2.053 | 2.0537 | 2.0543 | 2.055 | 2.0553 | 2.0553 | 2.0553 | 2.0553 | 2.0553 | 2.0553 | 2.0553 | 2.0553 | 2.0553 | 2.0553 | 2.0553 | 2.0553 | 2.0553 | 2.0553 | 2.0553 | 2.0553 | 2.0553
Callide C | Low Price | 2.0371 | 2.0328 | 2.0338 | 2.0437 | 2.0497 | 2.0504 | 2.051 | 2.0517 | 2.0523 | 2.053 | 2.0537 | 2.0543 | 2.055 | 2.0553 | 2.0553 | 2.0553 | 2.0553 | 2.0553 | 2.0553 | 2.0553 | 2.0553 | 2.0553 | 2.0553 | 2.0553 | 2.0553 | 2.0553 | 2.0553 | 2.0553 | 2.0553 | 2.0553
Gladstone | Low Price | 2.6023 | 2.619 | 2.6368 | 2.6496 | 2.6769 | 2.7021 | 2.7289 | 2.7582 | 2.7901 | 2.8227 | 2.8298 | 2.8113 | 2.7928 | 2.7743 | 2.7558 | 2.7171 | 2.6583 | 2.5995 | 2.5407 | 2.4819 | 2.4525 | 2.4525 | 2.4525 | 2.4525 | 2.4525 | 2.4525 | 2.4525 | 2.4525 | 2.4525 | 2.4525
Kogan Creek | Low Price | 1.354 | 1.3708 | 1.3797 | 1.3834 | 1.3899 | 1.3976 | 1.4053 | 1.4178 | 1.4262 | 1.4262 | 1.4262 | 1.4262 | 1.4262 | 1.4262 | 1.4262 | 1.4262 | 1.4262 | 1.4262 | 1.4262 | 1.4262 | 1.4262 | 1.4262 | 1.4262 | 1.4262 | 1.4262 | 1.4262 | 1.4262 | 1.4262 | 1.4262 | 1.4262
Millmerran | Low Price | 1.2271 | 1.2529 | 1.2623 | 1.2613 | 1.2695 | 1.2796 | 1.2901 | 1.304 | 1.3034 | 1.2955 | 1.2967 | 1.2972 | 1.2976 | 1.2974 | 1.2974 | 1.2974 | 1.2974 | 1.2974 | 1.2974 | 1.2974 | 1.2974 | 1.2974 | 1.2974 | 1.2974 | 1.2974 | 1.2974 | 1.2974 | 1.2974 | 1.2974 | 1.2974
Stanwell | Low Price | 2.4113 | 2.4732 | 2.5075 | 2.5154 | 2.5185 | 2.4915 | 2.3797 | 2.2801 | 2.2471 | 2.2301 | 2.2187 | 2.1923 | 2.1632 | 2.141 | 2.1267 | 2.1196 | 2.1196 | 2.1196 | 2.1196 | 2.1196 | 2.1196 | 2.1196 | 2.1196 | 2.1196 | 2.1196 | 2.1196 | 2.1196 | 2.1196 | 2.1196 | 2.1196
Tarong | Low Price | 2.5836 | 2.6313 | 2.6555 | 2.6668 | 2.6754 | 2.6755 | 2.6755 | 2.6796 | 2.682 | 2.682 | 2.682 | 2.682 | 2.682 | 2.682 | 2.682 | 2.682 | 2.682 | 2.682 | 2.682 | 2.682 | 2.682 | 2.682 | 2.682 | 2.682 | 2.682 | 2.682 | 2.682 | 2.682 | 2.682 | 2.682
Tarong North | Low Price | 2.5836 | 2.6313 | 2.6555 | 2.6668 | 2.6754 | 2.6755 | 2.6755 | 2.6796 | 2.682 | 2.682 | 2.682 | 2.682 | 2.682 | 2.682 | 2.682 | 2.682 | 2.682 | 2.682 | 2.682 | 2.682 | 2.682 | 2.682 | 2.682 | 2.682 | 2.682 | 2.682 | 2.682 | 2.682 | 2.682 | 2.682
Loy Yang A | Low Price | 0.66902 | 0.66902 | 0.66902 | 0.66902 | 0.66902 | 0.66902 | 0.66902 | 0.66902 | 0.66902 | 0.66902 | 0.66902 | 0.66902 | 0.66902 | 0.66902 | 0.66902 | 0.66902 | 0.66902 | 0.66902 | 0.66902 | 0.66902 | 0.66902 | 0.66902 | 0.66902 | 0.66902 | 0.66902 | 0.66902 | 0.66902 | 0.66902 | 0.66902 | 0.66902
Loy Yang B | Low Price | 0.66902 | 0.66902 | 0.66902 | 0.66902 | 0.66902 | 0.66902 | 0.66902 | 0.66902 | 0.66902 | 0.66902 | 0.66902 | 0.66902 | 0.66902 | 0.66902 | 0.66902 | 0.66902 | 0.66902 | 0.66902 | 0.66902 | 0.66902 | 0.66902 | 0.66902 | 0.66902 | 0.66902 | 0.66902 | 0.66902 | 0.66902 | 0.66902 | 0.66902 | 0.66902
Yallourn W | Low Price | 0.6624 | 0.6624 | 0.6624 | 0.6624 | 0.6624 | 0.6624 | 0.6624 | 0.6624 | 0.6624 | 0.6624 | 0.6624 | 0.6624 | 0.6624 | 0.6624 | 0.6624 | 0.6624 | 0.6624 | 0.6624 | 0.6624 | 0.6624 | 0.6624 | 0.6624 | 0.6624 | 0.6624 | 0.6624 | 0.6624 | 0.6624 | 0.6624 | 0.6624 | 0.6624
New generating stations
North Queensland | Low Price | 3.0552 | 3.0118 | 2.9919 | 2.9941 | 3.0064 | 3.022 | 3.0338 | 3.0319 | 3.0166 | 3.0049 | 3.0068 | 3.012 | 3.0145 | 3.0158 | 3.0158 | 3.0158 | 3.0158 | 3.0158 | 3.0158 | 3.0158 | 3.0158 | 3.0158 | 3.0158 | 3.0158 | 3.0158 | 3.0158 | 3.0158 | 3.0158 | 3.0158 | 3.0158
Central Queensland | Low Price | 2.0383 | 2.3786 | 2.5178 | 2.5227 | 2.5424 | 2.5027 | 2.4637 | 2.4268 | 2.3701 | 2.3057 | 2.2555 | 2.2067 | 2.1645 | 2.1263 | 2.1013 | 2.0768 | 2.0076 | 1.9291 | 1.8483 | 1.7768 | 1.7497 | 1.7497 | 1.7497 | 1.7497 | 1.7497 | 1.7497 | 1.7497 | 1.7497 | 1.7497 | 1.7497
Southwest Queensland | Low Price | 2.4288 | 2.8592 | 3.1332 | 3.1735 | 3.1702 | 3.1114 | 3.0552 | 3.0279 | 3.0005 | 2.946 | 2.8926 | 2.8411 | 2.7899 | 2.7398 | 2.6899 | 2.6382 | 2.5365 | 2.4352 | 2.3577 | 2.2801 | 2.2413 | 2.2413 | 2.2413 | 2.2413 | 2.2413 | 2.2413 | 2.2413 | 2.2413 | 2.2413 | 2.2413
Northern NSW | Low Price | 2.3053 | 2.7357 | 3.0097 | 3.05 | 3.0467 | 2.988 | 2.9318 | 2.9044 | 2.877 | 2.8226 | 2.7691 | 2.7177 | 2.6664 | 2.6163 | 2.5664 | 2.5147 | 2.413 | 2.3118 | 2.2342 | 2.1566 | 2.1178 | 2.1178 | 2.1178 | 2.1178 | 2.1178 | 2.1178 | 2.1178 | 2.1178 | 2.1178 | 2.1178
North-Central NSW | Low Price | 2.4168 | 2.7893 | 2.9766 | 2.9942 | 3.0057 | 2.9592 | 2.914 | 2.8805 | 2.8337 | 2.7722 | 2.7209 | 2.6711 | 2.6257 | 2.5832 | 2.5493 | 2.5151 | 2.4343 | 2.3477 | 2.268 | 2.1944 | 2.1631 | 2.1631 | 2.1631 | 2.1631 | 2.1631 | 2.1631 | 2.1631 | 2.1631 | 2.1631 | 2.1631
Latrobe Valley | Low Price | 0.6911 | 0.6911 | 0.6911 | 0.6911 | 0.6911 | 0.6911 | 0.6911 | 0.6911 | 0.6911 | 0.6911 | 0.6911 | 0.6911 | 0.6911 | 0.6911 | 0.6911 | 0.6911 | 0.6911 | 0.6911 | 0.6911 | 0.6911 | 0.6911 | 0.6911 | 0.6911 | 0.6911 | 0.6911 | 0.6911 | 0.6911 | 0.6911 | 0.6911 | 0.6911
Slow Change
Generator | Coal Price Scenario | 2020-21 | 2021-22 | 2022-23 | 2023-24 | 2024-25 | 2025-26 | 2026-27 | 2027-28 | 2028-29 | 2029-30 | 2030-31 | 2031-32 | 2032-33 | 2033-34 | 2034-35 | 2035-36 | 2036-37 | 2037-38 | 2038-39 | 2039-40 | 2040-41 | 2041-42 | 2042-43 | 2043-44 | 2044-45 | 2045-46 | 2046-47 | 2047-48 | 2048-49 | 2049-50
Bayswater | High Price | 1.7645 | 1.7926 | 1.8014 | 1.8238 | 1.7808 | 1.7449 | 1.7062 | 2.6404 | 3.6395 | 3.6667 | 3.6641 | 3.6579 | 3.6547 | 3.6514 | 3.6295 | 3.6104 | 3.5866 | 3.5682 | 3.5501 | 3.5501 | 3.5501 | 3.5501 | 3.5501 | 3.5501 | 3.5501 | 3.5501 | 3.5501 | 3.5501 | 3.5501 | 3.5501
Eraring | High Price | 3.3057 | 3.6671 | 4.0087 | 4.0663 | 3.9925 | 3.9331 | 3.9041 | 3.9065 | 3.914 | 3.9277 | 3.925 | 3.9186 | 3.9154 | 3.9115 | 3.887 | 3.8656 | 3.839 | 3.8184 | 3.7981 | 3.7512 | 3.7279 | 3.7279 | 3.7279 | 3.7279 | 3.7279 | 3.7279 | 3.7279 | 3.7279 | 3.7279 | 3.7279
Liddell | High Price | 1.7645 | 1.7926 | 1.8014 | 1.8238 | 1.7808 | 1.7449 | 1.7062 | 2.6404 | 3.6395 | 3.6667 | 3.6641 | 3.6579 | 3.6547 | 3.6514 | 3.6295 | 3.6104 | 3.5866 | 3.5682 | 3.5501 | 3.5501 | 3.5501 | 3.5501 | 3.5501 | 3.5501 | 3.5501 | 3.5501 | 3.5501 | 3.5501 | 3.5501 | 3.5501
Mt Piper | High Price | 3.3057 | 3.6671 | 4.0087 | 4.0663 | 3.9925 | 3.9331 | 3.9041 | 3.9065 | 3.914 | 3.9277 | 3.925 | 3.9186 | 3.9154 | 3.9115 | 3.887 | 3.8656 | 3.839 | 3.8184 | 3.7981 | 3.7512 | 3.7279 | 3.7279 | 3.7279 | 3.7279 | 3.7279 | 3.7279 | 3.7279 | 3.7279 | 3.7279 | 3.7279
Vales Point B | High Price | 3.0627 | 3.2375 | 3.4027 | 3.4453 | 3.428 | 3.4 | 3.3713 | 3.363 | 3.3667 | 3.3736 | 3.3723 | 3.3691 | 3.3674 | 3.3655 | 3.3531 | 3.3423 | 3.3289 | 3.3185 | 3.3082 | 3.2846 | 3.2729 | 3.2729 | 3.2729 | 3.2729 | 3.2729 | 3.2729 | 3.2729 | 3.2729 | 3.2729 | 3.2729
Callide B | High Price | 2.0371 | 2.0328 | 2.0338 | 2.0437 | 2.0497 | 2.0504 | 2.051 | 2.0517 | 2.0523 | 2.053 | 2.0537 | 2.0543 | 2.055 | 2.0553 | 2.0553 | 2.0553 | 2.0553 | 2.0553 | 2.0553 | 2.0553 | 2.0553 | 2.0553 | 2.1487 | 2.1487 | 2.1487 | 2.1487 | 2.1487 | 2.1487 | 2.1487 | 2.1487
Callide C | High Price | 2.0371 | 2.0328 | 2.0338 | 2.0437 | 2.0497 | 2.0504 | 2.051 | 2.0517 | 2.0523 | 2.053 | 2.0537 | 2.0543 | 2.055 | 2.0553 | 2.0553 | 2.0553 | 2.0553 | 2.0553 | 2.0553 | 2.0553 | 2.0553 | 2.0553 | 2.1487 | 2.1487 | 2.1487 | 2.1487 | 2.1487 | 2.1487 | 2.1487 | 2.1487
Gladstone | High Price | 2.6336 | 2.7358 | 2.7872 | 2.7776 | 2.8077 | 2.8379 | 2.8737 | 2.9134 | 2.9487 | 2.9822 | 2.9972 | 2.9925 | 2.9901 | 2.9873 | 2.9694 | 2.9537 | 2.9343 | 2.9192 | 2.9044 | 2.8702 | 2.8531 | 2.8531 | 2.8531 | 2.8531 | 2.8531 | 2.8531 | 2.8531 | 2.8531 | 2.8531 | 2.8531
Kogan Creek | High Price | 1.354 | 1.3708 | 1.3797 | 1.3834 | 1.3899 | 1.3976 | 1.4053 | 1.4178 | 1.4262 | 1.4262 | 1.4262 | 1.4262 | 1.4262 | 1.4262 | 1.4262 | 1.4262 | 1.4262 | 1.4262 | 1.4262 | 1.4262 | 1.4262 | 1.4262 | 1.4262 | 1.4262 | 1.4262 | 1.4262 | 1.4262 | 1.4262 | 1.4262 | 1.4262
Millmerran | High Price | 1.2271 | 1.2529 | 1.2623 | 1.2613 | 1.2695 | 1.2796 | 1.2901 | 1.304 | 1.3034 | 1.2955 | 1.2967 | 1.2972 | 1.2976 | 1.2974 | 1.2974 | 1.2974 | 1.2974 | 1.2974 | 1.2974 | 1.2974 | 1.2974 | 1.2974 | 1.2974 | 1.2974 | 1.2974 | 1.2974 | 1.2974 | 1.2974 | 1.2974 | 1.2974
Stanwell | High Price | 2.4113 | 2.4732 | 2.5075 | 2.5154 | 2.5185 | 2.5955 | 2.8963 | 3.1103 | 3.1012 | 3.1144 | 3.1204 | 3.1022 | 3.0832 | 3.0716 | 3.0532 | 3.0391 | 3.0391 | 3.0391 | 3.0391 | 3.0391 | 3.0391 | 3.0391 | 3.0391 | 3.0391 | 3.0391 | 3.0391 | 3.0391 | 3.0391 | 3.0391 | 3.0391
Tarong | High Price | 2.5836 | 2.6313 | 2.6555 | 2.6668 | 2.6754 | 2.6755 | 2.6755 | 2.6796 | 2.682 | 2.682 | 2.682 | 2.682 | 2.682 | 2.682 | 2.682 | 2.682 | 2.682 | 2.682 | 2.682 | 2.682 | 2.682 | 2.682 | 2.682 | 2.682 | 2.682 | 2.682 | 2.682 | 2.682 | 2.682 | 2.682
Tarong North | High Price | 2.5836 | 2.6313 | 2.6555 | 2.6668 | 2.6754 | 2.6755 | 2.6755 | 2.6796 | 2.682 | 2.682 | 2.682 | 2.682 | 2.682 | 2.682 | 2.682 | 2.682 | 2.682 | 2.682 | 2.682 | 2.682 | 2.682 | 2.682 | 2.682 | 2.682 | 2.682 | 2.682 | 2.682 | 2.682 | 2.682 | 2.682
Loy Yang A | High Price | 0.66902 | 0.66902 | 0.66902 | 0.66902 | 0.66902 | 0.66902 | 0.66902 | 0.66902 | 0.66902 | 0.66902 | 0.66902 | 0.66902 | 0.66902 | 0.66902 | 0.66902 | 0.66902 | 0.66902 | 0.66902 | 0.66902 | 0.66902 | 0.66902 | 0.66902 | 0.66902 | 0.66902 | 0.66902 | 0.66902 | 0.66902 | 0.66902 | 0.66902 | 0.66902
Loy Yang B | High Price | 0.66902 | 0.66902 | 0.66902 | 0.66902 | 0.66902 | 0.66902 | 0.66902 | 0.66902 | 0.66902 | 0.66902 | 0.66902 | 0.66902 | 0.66902 | 0.66902 | 0.66902 | 0.66902 | 0.66902 | 0.66902 | 0.66902 | 0.66902 | 0.66902 | 0.66902 | 0.66902 | 0.66902 | 0.66902 | 0.66902 | 0.66902 | 0.66902 | 0.66902 | 0.66902
Yallourn W | High Price | 0.6624 | 0.6624 | 0.6624 | 0.6624 | 0.6624 | 0.6624 | 0.6624 | 0.6624 | 0.6624 | 0.6624 | 0.6624 | 0.6624 | 0.6624 | 0.6624 | 0.6624 | 0.6624 | 0.6624 | 0.6624 | 0.6624 | 0.6624 | 0.6624 | 0.6624 | 0.6624 | 0.6624 | 0.6624 | 0.6624 | 0.6624 | 0.6624 | 0.6624 | 0.6624
New generating stations
North Queensland | High Price | 3.0552 | 3.0118 | 2.9919 | 2.9941 | 3.0064 | 3.022 | 3.0338 | 3.0319 | 3.0166 | 3.0049 | 3.0068 | 3.012 | 3.0145 | 3.0158 | 3.0158 | 3.0158 | 3.0158 | 3.0158 | 3.0158 | 3.0158 | 3.0158 | 3.0158 | 3.0158 | 3.0158 | 3.0158 | 3.0158 | 3.0158 | 3.0158 | 3.0158 | 3.0158
Central Queensland | High Price | 2.0383 | 2.3786 | 2.63 | 2.7819 | 2.8999 | 3.0183 | 3.127 | 3.1746 | 3.1705 | 3.1594 | 3.1484 | 3.133 | 3.1587 | 3.1879 | 3.215 | 3.2484 | 3.2416 | 3.2587 | 3.2436 | 3.1831 | 3.1659 | 3.1659 | 3.1659 | 3.1659 | 3.1659 | 3.1659 | 3.1659 | 3.1659 | 3.1659 | 3.1659
Southwest Queensland | High Price | 2.4288 | 2.8592 | 3.2704 | 3.4881 | 3.6017 | 3.7319 | 3.8521 | 3.9301 | 3.9763 | 3.993 | 3.9897 | 3.982 | 4.0146 | 4.0464 | 4.0534 | 4.0641 | 4.0309 | 4.043 | 4.055 | 3.9955 | 3.9659 | 3.9659 | 3.9659 | 3.9659 | 3.9659 | 3.9659 | 3.9659 | 3.9659 | 3.9659 | 3.9659
Northern NSW | High Price | 2.3053 | 2.7357 | 3.1469 | 3.3646 | 3.4783 | 3.6085 | 3.7286 | 3.8067 | 3.8528 | 3.8696 | 3.8663 | 3.8585 | 3.8912 | 3.9229 | 3.93 | 3.9407 | 3.9074 | 3.9195 | 3.9316 | 3.872 | 3.8424 | 3.8424 | 3.8424 | 3.8424 | 3.8424 | 3.8424 | 3.8424 | 3.8424 | 3.8424 | 3.8424
North-Central NSW | High Price | 2.4168 | 2.7893 | 3.0978 | 3.2732 | 3.3897 | 3.5123 | 3.6251 | 3.6835 | 3.6968 | 3.695 | 3.6867 | 3.6741 | 3.7023 | 3.7324 | 3.7523 | 3.7776 | 3.7614 | 3.7767 | 3.7713 | 3.7111 | 3.6895 | 3.6895 | 3.6895 | 3.6895 | 3.6895 | 3.6895 | 3.6895 | 3.6895 | 3.6895 | 3.6895
Latrobe Valley | High Price | 0.6911 | 0.6911 | 0.6911 | 0.6911 | 0.6911 | 0.6911 | 0.6911 | 0.6911 | 0.6911 | 0.6911 | 0.6911 | 0.6911 | 0.6911 | 0.6911 | 0.6911 | 0.6911 | 0.6911 | 0.6911 | 0.6911 | 0.6911 | 0.6911 | 0.6911 | 0.6911 | 0.6911 | 0.6911 | 0.6911 | 0.6911 | 0.6911 | 0.6911 | 0.6911
All scenarios
Biomass price | Price Scenario | 2020-21 | 2021-22 | 2022-23 | 2023-24 | 2024-25 | 2025-26 | 2026-27 | 2027-28 | 2028-29 | 2029-30 | 2030-31 | 2031-32 | 2032-33 | 2033-34 | 2034-35 | 2035-36 | 2036-37 | 2037-38 | 2038-39 | 2039-40 | 2040-41 | 2041-42 | 2042-43 | 2043-44 | 2044-45 | 2045-46 | 2046-47 | 2047-48 | 2048-49 | 2049-50
Biomass | Central | 0.54754 | 0.54754 | 0.54754 | 0.54754 | 0.54754 | 0.54754 | 0.54754 | 0.54754 | 0.54754 | 0.54754 | 0.54754 | 0.54754 | 0.54754 | 0.54754 | 0.54754 | 0.54754 | 0.54754 | 0.54754 | 0.54754 | 0.54754 | 0.54754 | 0.54754 | 0.54754 | 0.54754 | 0.54754 | 0.54754 | 0.54754 | 0.54754 | 0.54754 | 0.54754
Biomass | Low Price | 0.54754 | 0.54754 | 0.54754 | 0.54754 | 0.54754 | 0.54754 | 0.54754 | 0.54754 | 0.54754 | 0.54754 | 0.54754 | 0.54754 | 0.54754 | 0.54754 | 0.54754 | 0.54754 | 0.54754 | 0.54754 | 0.54754 | 0.54754 | 0.54754 | 0.54754 | 0.54754 | 0.54754 | 0.54754 | 0.54754 | 0.54754 | 0.54754 | 0.54754 | 0.54754
Biomass | High Price | 0.54754 | 0.54754 | 0.54754 | 0.54754 | 0.54754 | 0.54754 | 0.54754 | 0.54754 | 0.54754 | 0.54754 | 0.54754 | 0.54754 | 0.54754 | 0.54754 | 0.54754 | 0.54754 | 0.54754 | 0.54754 | 0.54754 | 0.54754 | 0.54754 | 0.54754 | 0.54754 | 0.54754 | 0.54754 | 0.54754 | 0.54754 | 0.54754 | 0.54754 | 0.54754

## Gas, Liquid fuel, H2 price
Go to Assumptions Summary
Gas price ($/GJ, real 2021 dollars)
Gas prices based on price forecasts delivered by Lewis Grey Advisory for the 2022 GSOO |  |  |  |  | Scenario mapping
[8 empty] | Slow Change | Progressive Change | Step Change | Hydrogen Export
[5 empty] | Gas price scenario |  |  | Slow Change | Net Zero | Step Change | Hydrogen Superpower
[5 empty] | Low gas price sensitivity |  |  | Low gas price
[5 empty] | Liquid fuel price scenario |  |  | Central | Central | Central | Central
Gas powered generation fuel costs |  |  |  |  | Hydrogen price scenario |  |  | - | - | - | Hydrogen Superpower
Progressive Change
| Gas price scenario | 2021-22 | 2022-23 | 2023-24 | 2024-25 | 2025-26 | 2026-27 | 2027-28 | 2028-29 | 2029-30 | 2030-31 | 2031-32 | 2032-33 | 2033-34 | 2034-35 | 2035-36 | 2036-37 | 2037-38 | 2038-39 | 2039-40 | 2040-41 | 2041-42 | 2042-43 | 2043-44 | 2044-45 | 2045-46 | 2046-47 | 2047-48 | 2048-49 | 2049-50 | 2050-51
Bairnsdale | Net Zero | 10.61 | 11.56 | 11.88 | 10.98 | 10.45 | 10.25 | 10.67 | 11.04 | 11.25 | 11.39 | 11.56 | 11.74 | 11.82 | 11.89 | 11.92 | 12.01 | 12.22 | 12.48 | 12.59 | 12.54 | 12.48 | 12.51 | 12.6 | 12.68 | 12.69 | 12.8 | 13.22 | 13.76 | 14.05 | 14.04
Barcaldine Power Station | Net Zero | 11.13 | 10.92 | 10.46 | 9.77 | 9.37 | 9.16 | 9.27 | 9.43 | 9.51 | 9.55 | 9.6 | 9.61 | 9.63 | 9.69 | 9.73 | 9.66 | 9.53 | 9.49 | 9.59 | 9.79 | 9.96 | 10.01 | 9.92 | 9.7 | 9.58 | 9.64 | 9.87 | 10.14 | 10.26 | 10.38
Barker Inlet Power Station | Net Zero | 11.96 | 11.45 | 11.13 | 10.77 | 10.76 | 10.66 | 10.66 | 10.71 | 10.82 | 10.9 | 10.95 | 10.99 | 11.01 | 11.05 | 11.11 | 11.17 | 11.2 | 11.24 | 11.29 | 11.27 | 11.18 | 11.17 | 11.26 | 11.35 | 11.37 | 11.36 | 11.55 | 11.99 | 12.27 | 12.21
Braemar | Net Zero | 11.13 | 10.92 | 10.46 | 9.77 | 9.37 | 9.16 | 9.27 | 9.43 | 9.51 | 9.55 | 9.6 | 9.61 | 9.63 | 9.69 | 9.73 | 9.66 | 9.53 | 9.49 | 9.59 | 9.79 | 9.96 | 10.01 | 9.92 | 9.7 | 9.58 | 9.64 | 9.87 | 10.14 | 10.26 | 10.38
Braemar 2 Power Station | Net Zero | 11.13 | 10.92 | 10.46 | 9.77 | 9.37 | 9.16 | 9.27 | 9.43 | 9.51 | 9.55 | 9.6 | 9.61 | 9.63 | 9.69 | 9.73 | 9.66 | 9.53 | 9.49 | 9.59 | 9.79 | 9.96 | 10.01 | 9.92 | 9.7 | 9.58 | 9.64 | 9.87 | 10.14 | 10.26 | 10.38
Colongra | Net Zero | 13.99 | 14.34 | 14.52 | 13.9 | 13.45 | 13.25 | 13.41 | 13.44 | 13.44 | 13.47 | 13.48 | 13.46 | 13.46 | 13.54 | 13.63 | 13.73 | 13.88 | 14.06 | 14.13 | 13.99 | 13.8 | 13.81 | 13.97 | 14.08 | 14.09 | 14.11 | 14.32 | 14.62 | 14.66 | 14.4
Condamine A | Net Zero | 11.13 | 10.92 | 10.46 | 9.77 | 9.37 | 9.16 | 9.27 | 9.43 | 9.51 | 9.55 | 9.6 | 9.61 | 9.63 | 9.69 | 9.73 | 9.66 | 9.53 | 9.49 | 9.59 | 9.79 | 9.96 | 10.01 | 9.92 | 9.7 | 9.58 | 9.64 | 9.87 | 10.14 | 10.26 | 10.38
Darling Downs | Net Zero | 9.83 | 9.62 | 9.16 | 8.47 | 8.07 | 7.86 | 9.27 | 9.43 | 9.51 | 9.55 | 9.6 | 9.61 | 9.63 | 9.69 | 9.73 | 9.66 | 9.53 | 9.49 | 9.59 | 9.79 | 9.96 | 10.01 | 9.92 | 9.7 | 9.58 | 9.64 | 9.87 | 10.14 | 10.26 | 10.38
Dry Creek GT | Net Zero | 12.06 | 11.55 | 11.23 | 10.87 | 10.86 | 10.76 | 10.76 | 10.81 | 10.92 | 11 | 11.05 | 11.09 | 11.11 | 11.15 | 11.21 | 11.27 | 11.3 | 11.34 | 11.39 | 11.37 | 11.28 | 11.27 | 11.36 | 11.45 | 11.47 | 11.46 | 11.65 | 12.09 | 12.37 | 12.31
Hallett GT | Net Zero | 12.06 | 11.55 | 11.23 | 10.87 | 10.86 | 10.76 | 10.76 | 10.81 | 10.92 | 11 | 11.05 | 11.09 | 11.11 | 11.15 | 11.21 | 11.27 | 11.3 | 11.34 | 11.39 | 11.37 | 11.28 | 11.27 | 11.36 | 11.45 | 11.47 | 11.46 | 11.65 | 12.09 | 12.37 | 12.31
Jeeralang A | Net Zero | 10.61 | 11.56 | 11.88 | 10.98 | 10.45 | 10.25 | 10.67 | 11.04 | 11.25 | 11.39 | 11.56 | 11.74 | 11.82 | 11.89 | 11.92 | 12.01 | 12.22 | 12.48 | 12.59 | 12.54 | 12.48 | 12.51 | 12.6 | 12.68 | 12.69 | 12.8 | 13.22 | 13.76 | 14.05 | 14.04
Jeeralang B | Net Zero | 10.61 | 11.56 | 11.88 | 10.98 | 10.45 | 10.25 | 10.67 | 11.04 | 11.25 | 11.39 | 11.56 | 11.74 | 11.82 | 11.89 | 11.92 | 12.01 | 12.22 | 12.48 | 12.59 | 12.54 | 12.48 | 12.51 | 12.6 | 12.68 | 12.69 | 12.8 | 13.22 | 13.76 | 14.05 | 14.04
Ladbroke Grove | Net Zero | 12.06 | 11.55 | 11.23 | 10.87 | 10.86 | 10.76 | 10.76 | 10.81 | 10.92 | 11 | 11.05 | 11.09 | 11.11 | 11.15 | 11.21 | 11.27 | 11.3 | 11.34 | 11.39 | 11.37 | 11.28 | 11.27 | 11.36 | 11.45 | 11.47 | 11.46 | 11.65 | 12.09 | 12.37 | 12.31
Laverton North | Net Zero | 10.61 | 11.56 | 11.88 | 10.98 | 10.45 | 10.25 | 10.67 | 11.04 | 11.25 | 11.39 | 11.56 | 11.74 | 11.82 | 11.89 | 11.92 | 12.01 | 12.22 | 12.48 | 12.59 | 12.54 | 12.48 | 12.51 | 12.6 | 12.68 | 12.69 | 12.8 | 13.22 | 13.76 | 14.05 | 14.04
Mintaro GT | Net Zero | 12.06 | 11.55 | 11.23 | 10.87 | 10.86 | 10.76 | 10.76 | 10.81 | 10.92 | 11 | 11.05 | 11.09 | 11.11 | 11.15 | 11.21 | 11.27 | 11.3 | 11.34 | 11.39 | 11.37 | 11.28 | 11.27 | 11.36 | 11.45 | 11.47 | 11.46 | 11.65 | 12.09 | 12.37 | 12.31
Mortlake | Net Zero | 10.31 | 11.26 | 11.58 | 10.68 | 10.15 | 9.95 | 10.37 | 10.74 | 10.95 | 11.09 | 11.26 | 11.44 | 11.52 | 11.59 | 11.62 | 11.71 | 11.92 | 12.18 | 12.29 | 12.24 | 12.18 | 12.21 | 12.3 | 12.38 | 12.39 | 12.5 | 12.92 | 13.46 | 13.75 | 13.74
Newport | Net Zero | 10.61 | 11.56 | 11.88 | 10.98 | 10.45 | 10.25 | 10.67 | 11.04 | 11.25 | 11.39 | 11.56 | 11.74 | 11.82 | 11.89 | 11.92 | 12.01 | 12.22 | 12.48 | 12.59 | 12.54 | 12.48 | 12.51 | 12.6 | 12.68 | 12.69 | 12.8 | 13.22 | 13.76 | 14.05 | 14.04
Oakey Power Station | Net Zero | 11.13 | 10.92 | 10.46 | 9.77 | 9.37 | 9.16 | 9.27 | 9.43 | 9.51 | 9.55 | 9.6 | 9.61 | 9.63 | 9.69 | 9.73 | 9.66 | 9.53 | 9.49 | 9.59 | 9.79 | 9.96 | 10.01 | 9.92 | 9.7 | 9.58 | 9.64 | 9.87 | 10.14 | 10.26 | 10.38
Osborne | Net Zero | 11.86 | 11.35 | 11.03 | 10.67 | 10.66 | 10.56 | 10.56 | 10.61 | 10.72 | 10.8 | 10.85 | 10.89 | 10.91 | 10.95 | 11.01 | 11.07 | 11.1 | 11.14 | 11.19 | 11.17 | 11.08 | 11.07 | 11.16 | 11.25 | 11.27 | 11.26 | 11.45 | 11.89 | 12.17 | 12.11
Pelican Point | Net Zero | 12.06 | 11.55 | 11.23 | 10.87 | 10.86 | 10.76 | 10.76 | 10.81 | 10.92 | 11 | 11.05 | 11.09 | 11.11 | 11.15 | 11.21 | 11.27 | 11.3 | 11.34 | 11.39 | 11.37 | 11.28 | 11.27 | 11.36 | 11.45 | 11.47 | 11.46 | 11.65 | 12.09 | 12.37 | 12.31
Quarantine | Net Zero | 12.06 | 11.55 | 11.23 | 10.87 | 10.86 | 10.76 | 10.76 | 10.81 | 10.92 | 11 | 11.05 | 11.09 | 11.11 | 11.15 | 11.21 | 11.27 | 11.3 | 11.34 | 11.39 | 11.37 | 11.28 | 11.27 | 11.36 | 11.45 | 11.47 | 11.46 | 11.65 | 12.09 | 12.37 | 12.31
Roma | Net Zero | 11.13 | 10.92 | 10.46 | 9.77 | 9.37 | 9.16 | 9.27 | 9.43 | 9.51 | 9.55 | 9.6 | 9.61 | 9.63 | 9.69 | 9.73 | 9.66 | 9.53 | 9.49 | 9.59 | 9.79 | 9.96 | 10.01 | 9.92 | 9.7 | 9.58 | 9.64 | 9.87 | 10.14 | 10.26 | 10.38
Smithfield Energy Facility | Net Zero | 13.99 | 14.34 | 14.52 | 13.9 | 13.45 | 13.25 | 13.41 | 13.44 | 13.44 | 13.47 | 13.48 | 13.46 | 13.46 | 13.54 | 13.63 | 13.73 | 13.88 | 14.06 | 14.13 | 13.99 | 13.8 | 13.81 | 13.97 | 14.08 | 14.09 | 14.11 | 14.32 | 14.62 | 14.66 | 14.4
Somerton | Net Zero | 10.61 | 11.56 | 11.88 | 10.98 | 10.45 | 10.25 | 10.67 | 11.04 | 11.25 | 11.39 | 11.56 | 11.74 | 11.82 | 11.89 | 11.92 | 12.01 | 12.22 | 12.48 | 12.59 | 12.54 | 12.48 | 12.51 | 12.6 | 12.68 | 12.69 | 12.8 | 13.22 | 13.76 | 14.05 | 14.04
Swanbank E GT | Net Zero | 11.13 | 10.92 | 10.46 | 9.77 | 9.37 | 9.16 | 9.27 | 9.43 | 9.51 | 9.55 | 9.6 | 9.61 | 9.63 | 9.69 | 9.73 | 9.66 | 9.53 | 9.49 | 9.59 | 9.79 | 9.96 | 10.01 | 9.92 | 9.7 | 9.58 | 9.64 | 9.87 | 10.14 | 10.26 | 10.38
Tallawarra | Net Zero | 13.54 | 13.89 | 14.07 | 13.45 | 13 | 12.8 | 12.96 | 12.99 | 12.99 | 13.02 | 13.03 | 13.01 | 13.01 | 13.09 | 13.18 | 13.28 | 13.43 | 13.61 | 13.68 | 13.54 | 13.35 | 13.36 | 13.52 | 13.63 | 13.64 | 13.66 | 13.87 | 14.17 | 14.21 | 13.95
Tamar Valley Combined Cycle | Net Zero | 14.47 | 15.45 | 15.81 | 15.05 | 14.68 | 14.59 | 15.04 | 15.31 | 15.47 | 15.63 | 15.83 | 16.05 | 16.13 | 16.21 | 16.32 | 16.54 | 16.85 | 17.16 | 17.29 | 17.25 | 17.19 | 17.25 | 17.41 | 17.53 | 17.55 | 17.73 | 19.14 | 20.94 | 22.14 | 22.02
Tamar Valley Peaking | Net Zero | 14.47 | 15.45 | 15.81 | 15.05 | 14.68 | 14.59 | 15.04 | 15.31 | 15.47 | 15.63 | 15.83 | 16.05 | 16.13 | 16.21 | 16.32 | 16.54 | 16.85 | 17.16 | 17.29 | 17.25 | 17.19 | 17.25 | 17.41 | 17.53 | 17.55 | 17.73 | 19.14 | 20.94 | 22.14 | 22.02
Torrens Island A | Net Zero | 11.86 | 11.35 | 11.03 | 10.67 | 10.66 | 10.56 | 10.56 | 10.61 | 10.72 | 10.8 | 10.85 | 10.89 | 10.91 | 10.95 | 11.01 | 11.07 | 11.1 | 11.14 | 11.19 | 11.17 | 11.08 | 11.07 | 11.16 | 11.25 | 11.27 | 11.26 | 11.45 | 11.89 | 12.17 | 12.11
Torrens Island B | Net Zero | 11.86 | 11.35 | 11.03 | 10.67 | 10.66 | 10.56 | 10.56 | 10.61 | 10.72 | 10.8 | 10.85 | 10.89 | 10.91 | 10.95 | 11.01 | 11.07 | 11.1 | 11.14 | 11.19 | 11.17 | 11.08 | 11.07 | 11.16 | 11.25 | 11.27 | 11.26 | 11.45 | 11.89 | 12.17 | 12.11
Townsville Power Station | Net Zero | 10.59 | 10.3 | 9.7 | 8.81 | 8.4 | 8.24 | 8.38 | 8.59 | 8.73 | 8.82 | 8.93 | 9 | 9.08 | 9.2 | 9.29 | 9.29 | 9.23 | 9.26 | 9.41 | 9.66 | 9.89 | 10.01 | 9.98 | 9.82 | 9.75 | 9.85 | 10.05 | 10.26 | 10.35 | 10.37
Uranquinty | Net Zero | 13.59 | 13.94 | 14.12 | 13.5 | 13.05 | 12.85 | 13.01 | 13.04 | 13.04 | 13.07 | 13.08 | 13.06 | 13.06 | 13.14 | 13.23 | 13.33 | 13.48 | 13.66 | 13.73 | 13.59 | 13.4 | 13.41 | 13.57 | 13.68 | 13.69 | 13.71 | 13.92 | 14.22 | 14.26 | 14
Valley Power | Net Zero | 10.61 | 11.56 | 11.88 | 10.98 | 10.45 | 10.25 | 10.67 | 11.04 | 11.25 | 11.39 | 11.56 | 11.74 | 11.82 | 11.89 | 11.92 | 12.01 | 12.22 | 12.48 | 12.59 | 12.54 | 12.48 | 12.51 | 12.6 | 12.68 | 12.69 | 12.8 | 13.22 | 13.76 | 14.05 | 14.04
Yarwun Cogen | Net Zero | 10.59 | 10.3 | 9.7 | 8.81 | 8.4 | 8.24 | 8.38 | 8.59 | 8.73 | 8.82 | 8.93 | 9 | 9.08 | 9.2 | 9.29 | 9.29 | 9.23 | 9.26 | 9.41 | 9.66 | 9.89 | 10.01 | 9.98 | 9.82 | 9.75 | 9.85 | 10.05 | 10.26 | 10.35 | 10.37
New generating stations
NSW new CCGT | Net Zero | 14.24 | 14.59 | 14.77 | 14.15 | 13.7 | 13.5 | 13.66 | 13.69 | 13.69 | 13.72 | 13.73 | 13.71 | 13.71 | 13.79 | 13.88 | 13.98 | 14.13 | 14.31 | 14.38 | 14.24 | 14.05 | 14.06 | 14.22 | 14.33 | 14.34 | 14.36 | 14.57 | 14.87 | 14.91 | 14.65
NSW new OCGT | Net Zero | 14.74 | 15.09 | 15.27 | 14.65 | 14.2 | 14 | 14.16 | 14.19 | 14.19 | 14.22 | 14.23 | 14.21 | 14.21 | 14.29 | 14.38 | 14.48 | 14.63 | 14.81 | 14.88 | 14.74 | 14.55 | 14.56 | 14.72 | 14.83 | 14.84 | 14.86 | 15.07 | 15.37 | 15.41 | 15.15
QLD new CCGT | Net Zero | 11.53 | 11.32 | 10.86 | 10.17 | 9.77 | 9.56 | 9.67 | 9.83 | 9.91 | 9.95 | 10 | 10.01 | 10.03 | 10.09 | 10.13 | 10.06 | 9.93 | 9.89 | 9.99 | 10.19 | 10.36 | 10.41 | 10.32 | 10.1 | 9.98 | 10.04 | 10.27 | 10.54 | 10.66 | 10.78
QLD new OCGT | Net Zero | 11.88 | 11.67 | 11.21 | 10.52 | 10.12 | 9.91 | 10.02 | 10.18 | 10.26 | 10.3 | 10.35 | 10.36 | 10.38 | 10.44 | 10.48 | 10.41 | 10.28 | 10.24 | 10.34 | 10.54 | 10.71 | 10.76 | 10.67 | 10.45 | 10.33 | 10.39 | 10.62 | 10.89 | 11.01 | 11.13
SA new CCGT | Net Zero | 12.56 | 12.05 | 11.73 | 11.37 | 11.36 | 11.26 | 11.26 | 11.31 | 11.42 | 11.5 | 11.55 | 11.59 | 11.61 | 11.65 | 11.71 | 11.77 | 11.8 | 11.84 | 11.89 | 11.87 | 11.78 | 11.77 | 11.86 | 11.95 | 11.97 | 11.96 | 12.15 | 12.59 | 12.87 | 12.81
SA new OCGT | Net Zero | 13.06 | 12.55 | 12.23 | 11.87 | 11.86 | 11.76 | 11.76 | 11.81 | 11.92 | 12 | 12.05 | 12.09 | 12.11 | 12.15 | 12.21 | 12.27 | 12.3 | 12.34 | 12.39 | 12.37 | 12.28 | 12.27 | 12.36 | 12.45 | 12.47 | 12.46 | 12.65 | 13.09 | 13.37 | 13.31
TAS new CCGT | Net Zero | 14.97 | 15.95 | 16.31 | 15.55 | 15.18 | 15.09 | 15.54 | 15.81 | 15.97 | 16.13 | 16.33 | 16.55 | 16.63 | 16.71 | 16.82 | 17.04 | 17.35 | 17.66 | 17.79 | 17.75 | 17.69 | 17.75 | 17.91 | 18.03 | 18.05 | 18.23 | 19.64 | 21.44 | 22.64 | 22.52
TAS new OCGT | Net Zero | 15.47 | 16.45 | 16.81 | 16.05 | 15.68 | 15.59 | 16.04 | 16.31 | 16.47 | 16.63 | 16.83 | 17.05 | 17.13 | 17.21 | 17.32 | 17.54 | 17.85 | 18.16 | 18.29 | 18.25 | 18.19 | 18.25 | 18.41 | 18.53 | 18.55 | 18.73 | 20.14 | 21.94 | 23.14 | 23.02
VIC new CCGT | Net Zero | 11.11 | 12.06 | 12.38 | 11.48 | 10.95 | 10.75 | 11.17 | 11.54 | 11.75 | 11.89 | 12.06 | 12.24 | 12.32 | 12.39 | 12.42 | 12.51 | 12.72 | 12.98 | 13.09 | 13.04 | 12.98 | 13.01 | 13.1 | 13.18 | 13.19 | 13.3 | 13.72 | 14.26 | 14.55 | 14.54
VIC new OCGT | Net Zero | 11.61 | 12.56 | 12.88 | 11.98 | 11.45 | 11.25 | 11.67 | 12.04 | 12.25 | 12.39 | 12.56 | 12.74 | 12.82 | 12.89 | 12.92 | 13.01 | 13.22 | 13.48 | 13.59 | 13.54 | 13.48 | 13.51 | 13.6 | 13.68 | 13.69 | 13.8 | 14.22 | 14.76 | 15.05 | 15.04
Step Change
Generator | Gas price scenario | 2021-22 | 2022-23 | 2023-24 | 2024-25 | 2025-26 | 2026-27 | 2027-28 | 2028-29 | 2029-30 | 2030-31 | 2031-32 | 2032-33 | 2033-34 | 2034-35 | 2035-36 | 2036-37 | 2037-38 | 2038-39 | 2039-40 | 2040-41 | 2041-42 | 2042-43 | 2043-44 | 2044-45 | 2045-46 | 2046-47 | 2047-48 | 2048-49 | 2049-50 | 2050-51
Bairnsdale | Step Change | 10.41 | 10.56 | 10.54 | 9.72 | 9.57 | 9.79 | 10.48 | 10.9 | 11 | 11.07 | 11.09 | 11.18 | 11.36 | 11.66 | 11.73 | 11.9 | 12.22 | 12.41 | 12.38 | 12.45 | 12.81 | 13.1 | 13.25 | 13.41 | 13.54 | 13.61 | 13.67 | 13.73 | 13.89 | 14.02
Barcaldine Power Station | Step Change | 11.02 | 10.62 | 10.3 | 9.69 | 9.26 | 8.97 | 9.03 | 9.12 | 9.15 | 9.23 | 9.35 | 9.38 | 9.28 | 9.16 | 9.02 | 9.07 | 9.13 | 9.06 | 9.01 | 9.06 | 9.22 | 9.41 | 9.43 | 9.3 | 9.27 | 9.42 | 9.65 | 9.78 | 9.76 | 9.65
Barker Inlet Power Station | Step Change | 12.15 | 11.4 | 11.14 | 10.82 | 10.86 | 10.85 | 10.96 | 10.99 | 11.01 | 11.12 | 11.17 | 11.16 | 11.07 | 11.04 | 11.02 | 11.22 | 11.47 | 11.61 | 11.72 | 11.9 | 12.23 | 12.58 | 12.72 | 12.75 | 12.9 | 12.98 | 12.86 | 12.83 | 12.94 | 12.94
Braemar | Step Change | 11.02 | 10.62 | 10.3 | 9.69 | 9.26 | 8.97 | 9.03 | 9.12 | 9.15 | 9.23 | 9.35 | 9.38 | 9.28 | 9.16 | 9.02 | 9.07 | 9.13 | 9.06 | 9.01 | 9.06 | 9.22 | 9.41 | 9.43 | 9.3 | 9.27 | 9.42 | 9.65 | 9.78 | 9.76 | 9.65
Braemar 2 Power Station | Step Change | 11.02 | 10.62 | 10.3 | 9.69 | 9.26 | 8.97 | 9.03 | 9.12 | 9.15 | 9.23 | 9.35 | 9.38 | 9.28 | 9.16 | 9.02 | 9.07 | 9.13 | 9.06 | 9.01 | 9.06 | 9.22 | 9.41 | 9.43 | 9.3 | 9.27 | 9.42 | 9.65 | 9.78 | 9.76 | 9.65
Colongra | Step Change | 14.07 | 14.01 | 14.15 | 13.73 | 13.63 | 13.72 | 14.11 | 14.28 | 14.34 | 14.4 | 14.35 | 14.23 | 14.01 | 13.85 | 13.76 | 13.84 | 13.89 | 13.86 | 13.87 | 13.84 | 13.74 | 13.71 | 13.75 | 13.81 | 13.82 | 13.78 | 13.74 | 13.81 | 13.94 | 13.99
Condamine A | Step Change | 11.02 | 10.62 | 10.3 | 9.69 | 9.26 | 8.97 | 9.03 | 9.12 | 9.15 | 9.23 | 9.35 | 9.38 | 9.28 | 9.16 | 9.02 | 9.07 | 9.13 | 9.06 | 9.01 | 9.06 | 9.22 | 9.41 | 9.43 | 9.3 | 9.27 | 9.42 | 9.65 | 9.78 | 9.76 | 9.65
Darling Downs | Step Change | 9.72 | 9.32 | 9 | 8.39 | 7.96 | 7.67 | 7.73 | 7.82 | 7.85 | 7.93 | 8.05 | 8.08 | 7.98 | 7.86 | 7.72 | 7.77 | 7.83 | 7.76 | 7.71 | 7.76 | 7.92 | 8.11 | 8.13 | 8 | 7.97 | 8.12 | 8.35 | 8.48 | 8.46 | 8.35
Dry Creek GT | Step Change | 12.25 | 11.5 | 11.24 | 10.92 | 10.96 | 10.95 | 11.06 | 11.09 | 11.11 | 11.22 | 11.27 | 11.26 | 11.17 | 11.14 | 11.12 | 11.32 | 11.57 | 11.71 | 11.82 | 12 | 12.33 | 12.68 | 12.82 | 12.85 | 13 | 13.08 | 12.96 | 12.93 | 13.04 | 13.04
Hallett GT | Step Change | 12.25 | 11.5 | 11.24 | 10.92 | 10.96 | 10.95 | 11.06 | 11.09 | 11.11 | 11.22 | 11.27 | 11.26 | 11.17 | 11.14 | 11.12 | 11.32 | 11.57 | 11.71 | 11.82 | 12 | 12.33 | 12.68 | 12.82 | 12.85 | 13 | 13.08 | 12.96 | 12.93 | 13.04 | 13.04
Jeeralang A | Step Change | 10.41 | 10.56 | 10.54 | 9.72 | 9.57 | 9.79 | 10.48 | 10.9 | 11 | 11.07 | 11.09 | 11.18 | 11.36 | 11.66 | 11.73 | 11.9 | 12.22 | 12.41 | 12.38 | 12.45 | 12.81 | 13.1 | 13.25 | 13.41 | 13.54 | 13.61 | 13.67 | 13.73 | 13.89 | 14.02
Jeeralang B | Step Change | 10.41 | 10.56 | 10.54 | 9.72 | 9.57 | 9.79 | 10.48 | 10.9 | 11 | 11.07 | 11.09 | 11.18 | 11.36 | 11.66 | 11.73 | 11.9 | 12.22 | 12.41 | 12.38 | 12.45 | 12.81 | 13.1 | 13.25 | 13.41 | 13.54 | 13.61 | 13.67 | 13.73 | 13.89 | 14.02
Ladbroke Grove | Step Change | 12.25 | 11.5 | 11.24 | 10.92 | 10.96 | 10.95 | 11.06 | 11.09 | 11.11 | 11.22 | 11.27 | 11.26 | 11.17 | 11.14 | 11.12 | 11.32 | 11.57 | 11.71 | 11.82 | 12 | 12.33 | 12.68 | 12.82 | 12.85 | 13 | 13.08 | 12.96 | 12.93 | 13.04 | 13.04
Laverton North | Step Change | 10.41 | 10.56 | 10.54 | 9.72 | 9.57 | 9.79 | 10.48 | 10.9 | 11 | 11.07 | 11.09 | 11.18 | 11.36 | 11.66 | 11.73 | 11.9 | 12.22 | 12.41 | 12.38 | 12.45 | 12.81 | 13.1 | 13.25 | 13.41 | 13.54 | 13.61 | 13.67 | 13.73 | 13.89 | 14.02
Mintaro GT | Step Change | 12.25 | 11.5 | 11.24 | 10.92 | 10.96 | 10.95 | 11.06 | 11.09 | 11.11 | 11.22 | 11.27 | 11.26 | 11.17 | 11.14 | 11.12 | 11.32 | 11.57 | 11.71 | 11.82 | 12 | 12.33 | 12.68 | 12.82 | 12.85 | 13 | 13.08 | 12.96 | 12.93 | 13.04 | 13.04
Mortlake | Step Change | 10.11 | 10.26 | 10.24 | 9.42 | 9.27 | 9.49 | 10.18 | 10.6 | 10.7 | 10.77 | 10.79 | 10.88 | 11.06 | 11.36 | 11.43 | 11.6 | 11.92 | 12.11 | 12.08 | 12.15 | 12.51 | 12.8 | 12.95 | 13.11 | 13.24 | 13.31 | 13.37 | 13.43 | 13.59 | 13.72
Newport | Step Change | 10.41 | 10.56 | 10.54 | 9.72 | 9.57 | 9.79 | 10.48 | 10.9 | 11 | 11.07 | 11.09 | 11.18 | 11.36 | 11.66 | 11.73 | 11.9 | 12.22 | 12.41 | 12.38 | 12.45 | 12.81 | 13.1 | 13.25 | 13.41 | 13.54 | 13.61 | 13.67 | 13.73 | 13.89 | 14.02
Oakey Power Station | Step Change | 11.02 | 10.62 | 10.3 | 9.69 | 9.26 | 8.97 | 9.03 | 9.12 | 9.15 | 9.23 | 9.35 | 9.38 | 9.28 | 9.16 | 9.02 | 9.07 | 9.13 | 9.06 | 9.01 | 9.06 | 9.22 | 9.41 | 9.43 | 9.3 | 9.27 | 9.42 | 9.65 | 9.78 | 9.76 | 9.65
Osborne | Step Change | 12.05 | 11.3 | 11.04 | 10.72 | 10.76 | 10.75 | 10.86 | 10.89 | 10.91 | 11.02 | 11.07 | 11.06 | 10.97 | 10.94 | 10.92 | 11.12 | 11.37 | 11.51 | 11.62 | 11.8 | 12.13 | 12.48 | 12.62 | 12.65 | 12.8 | 12.88 | 12.76 | 12.73 | 12.84 | 12.84
Pelican Point | Step Change | 12.25 | 11.5 | 11.24 | 10.92 | 10.96 | 10.95 | 11.06 | 11.09 | 11.11 | 11.22 | 11.27 | 11.26 | 11.17 | 11.14 | 11.12 | 11.32 | 11.57 | 11.71 | 11.82 | 12 | 12.33 | 12.68 | 12.82 | 12.85 | 13 | 13.08 | 12.96 | 12.93 | 13.04 | 13.04
Quarantine | Step Change | 12.25 | 11.5 | 11.24 | 10.92 | 10.96 | 10.95 | 11.06 | 11.09 | 11.11 | 11.22 | 11.27 | 11.26 | 11.17 | 11.14 | 11.12 | 11.32 | 11.57 | 11.71 | 11.82 | 12 | 12.33 | 12.68 | 12.82 | 12.85 | 13 | 13.08 | 12.96 | 12.93 | 13.04 | 13.04
Roma | Step Change | 11.02 | 10.62 | 10.3 | 9.69 | 9.26 | 8.97 | 9.03 | 9.12 | 9.15 | 9.23 | 9.35 | 9.38 | 9.28 | 9.16 | 9.02 | 9.07 | 9.13 | 9.06 | 9.01 | 9.06 | 9.22 | 9.41 | 9.43 | 9.3 | 9.27 | 9.42 | 9.65 | 9.78 | 9.76 | 9.65
Smithfield Energy Facility | Step Change | 14.07 | 14.01 | 14.15 | 13.73 | 13.63 | 13.72 | 14.11 | 14.28 | 14.34 | 14.4 | 14.35 | 14.23 | 14.01 | 13.85 | 13.76 | 13.84 | 13.89 | 13.86 | 13.87 | 13.84 | 13.74 | 13.71 | 13.75 | 13.81 | 13.82 | 13.78 | 13.74 | 13.81 | 13.94 | 13.99
Somerton | Step Change | 10.41 | 10.56 | 10.54 | 9.72 | 9.57 | 9.79 | 10.48 | 10.9 | 11 | 11.07 | 11.09 | 11.18 | 11.36 | 11.66 | 11.73 | 11.9 | 12.22 | 12.41 | 12.38 | 12.45 | 12.81 | 13.1 | 13.25 | 13.41 | 13.54 | 13.61 | 13.67 | 13.73 | 13.89 | 14.02
Swanbank E GT | Step Change | 11.02 | 10.62 | 10.3 | 9.69 | 9.26 | 8.97 | 9.03 | 9.12 | 9.15 | 9.23 | 9.35 | 9.38 | 9.28 | 9.16 | 9.02 | 9.07 | 9.13 | 9.06 | 9.01 | 9.06 | 9.22 | 9.41 | 9.43 | 9.3 | 9.27 | 9.42 | 9.65 | 9.78 | 9.76 | 9.65
Tallawarra | Step Change | 13.62 | 13.56 | 13.7 | 13.28 | 13.18 | 13.27 | 13.66 | 13.83 | 13.89 | 13.95 | 13.9 | 13.78 | 13.56 | 13.4 | 13.31 | 13.39 | 13.44 | 13.41 | 13.42 | 13.39 | 13.29 | 13.26 | 13.3 | 13.36 | 13.37 | 13.33 | 13.29 | 13.36 | 13.49 | 13.54
Tamar Valley Combined Cycle | Step Change | 14.48 | 14.85 | 15.03 | 14.47 | 14.65 | 15.13 | 15.96 | 16.32 | 16.3 | 16.3 | 16.25 | 16.31 | 16.72 | 17.42 | 17.87 | 18.49 | 19.21 | 19.68 | 19.57 | 19.84 | 21.03 | 22.18 | 22.37 | 22.55 | 23.05 | 23.45 | 23.64 | 23.81 | 24.14 | 24.06
Tamar Valley Peaking | Step Change | 14.48 | 14.85 | 15.03 | 14.47 | 14.65 | 15.13 | 15.96 | 16.32 | 16.3 | 16.3 | 16.25 | 16.31 | 16.72 | 17.42 | 17.87 | 18.49 | 19.21 | 19.68 | 19.57 | 19.84 | 21.03 | 22.18 | 22.37 | 22.55 | 23.05 | 23.45 | 23.64 | 23.81 | 24.14 | 24.06
Torrens Island A | Step Change | 12.05 | 11.3 | 11.04 | 10.72 | 10.76 | 10.75 | 10.86 | 10.89 | 10.91 | 11.02 | 11.07 | 11.06 | 10.97 | 10.94 | 10.92 | 11.12 | 11.37 | 11.51 | 11.62 | 11.8 | 12.13 | 12.48 | 12.62 | 12.65 | 12.8 | 12.88 | 12.76 | 12.73 | 12.84 | 12.84
Torrens Island B | Step Change | 12.05 | 11.3 | 11.04 | 10.72 | 10.76 | 10.75 | 10.86 | 10.89 | 10.91 | 11.02 | 11.07 | 11.06 | 10.97 | 10.94 | 10.92 | 11.12 | 11.37 | 11.51 | 11.62 | 11.8 | 12.13 | 12.48 | 12.62 | 12.65 | 12.8 | 12.88 | 12.76 | 12.73 | 12.84 | 12.84
Townsville Power Station | Step Change | 10.52 | 9.6 | 8.89 | 8.16 | 7.37 | 7.12 | 7.09 | 7.1 | 7.13 | 7.19 | 7.29 | 7.32 | 7.23 | 7.04 | 6.89 | 6.9 | 6.94 | 6.87 | 6.82 | 6.84 | 6.92 | 7.03 | 7.02 | 6.92 | 6.89 | 7 | 7.17 | 7.27 | 7.23 | 7.13
Uranquinty | Step Change | 13.67 | 13.61 | 13.75 | 13.33 | 13.23 | 13.32 | 13.71 | 13.88 | 13.94 | 14 | 13.95 | 13.83 | 13.61 | 13.45 | 13.36 | 13.44 | 13.49 | 13.46 | 13.47 | 13.44 | 13.34 | 13.31 | 13.35 | 13.41 | 13.42 | 13.38 | 13.34 | 13.41 | 13.54 | 13.59
Valley Power | Step Change | 10.41 | 10.56 | 10.54 | 9.72 | 9.57 | 9.79 | 10.48 | 10.9 | 11 | 11.07 | 11.09 | 11.18 | 11.36 | 11.66 | 11.73 | 11.9 | 12.22 | 12.41 | 12.38 | 12.45 | 12.81 | 13.1 | 13.25 | 13.41 | 13.54 | 13.61 | 13.67 | 13.73 | 13.89 | 14.02
Yarwun Cogen | Step Change | 10.52 | 9.6 | 8.89 | 8.16 | 7.37 | 7.12 | 7.09 | 7.1 | 7.13 | 7.19 | 7.29 | 7.32 | 7.23 | 7.04 | 6.89 | 6.9 | 6.94 | 6.87 | 6.82 | 6.84 | 6.92 | 7.03 | 7.02 | 6.92 | 6.89 | 7 | 7.17 | 7.27 | 7.23 | 7.13
New generating stations
NSW new CCGT | Step Change | 14.32 | 14.26 | 14.4 | 13.98 | 13.88 | 13.97 | 14.36 | 14.53 | 14.59 | 14.65 | 14.6 | 14.48 | 14.26 | 14.1 | 14.01 | 14.09 | 14.14 | 14.11 | 14.12 | 14.09 | 13.99 | 13.96 | 14 | 14.06 | 14.07 | 14.03 | 13.99 | 14.06 | 14.19 | 14.24
NSW new OCGT | Step Change | 14.82 | 14.76 | 14.9 | 14.48 | 14.38 | 14.47 | 14.86 | 15.03 | 15.09 | 15.15 | 15.1 | 14.98 | 14.76 | 14.6 | 14.51 | 14.59 | 14.64 | 14.61 | 14.62 | 14.59 | 14.49 | 14.46 | 14.5 | 14.56 | 14.57 | 14.53 | 14.49 | 14.56 | 14.69 | 14.74
QLD new CCGT | Step Change | 11.42 | 11.02 | 10.7 | 10.09 | 9.66 | 9.37 | 9.43 | 9.52 | 9.55 | 9.63 | 9.75 | 9.78 | 9.68 | 9.56 | 9.42 | 9.47 | 9.53 | 9.46 | 9.41 | 9.46 | 9.62 | 9.81 | 9.83 | 9.7 | 9.67 | 9.82 | 10.05 | 10.18 | 10.16 | 10.05
QLD new OCGT | Step Change | 11.77 | 11.37 | 11.05 | 10.44 | 10.01 | 9.72 | 9.78 | 9.87 | 9.9 | 9.98 | 10.1 | 10.13 | 10.03 | 9.91 | 9.77 | 9.82 | 9.88 | 9.81 | 9.76 | 9.81 | 9.97 | 10.16 | 10.18 | 10.05 | 10.02 | 10.17 | 10.4 | 10.53 | 10.51 | 10.4
SA new CCGT | Step Change | 12.75 | 12 | 11.74 | 11.42 | 11.46 | 11.45 | 11.56 | 11.59 | 11.61 | 11.72 | 11.77 | 11.76 | 11.67 | 11.64 | 11.62 | 11.82 | 12.07 | 12.21 | 12.32 | 12.5 | 12.83 | 13.18 | 13.32 | 13.35 | 13.5 | 13.58 | 13.46 | 13.43 | 13.54 | 13.54
SA new OCGT | Step Change | 13.25 | 12.5 | 12.24 | 11.92 | 11.96 | 11.95 | 12.06 | 12.09 | 12.11 | 12.22 | 12.27 | 12.26 | 12.17 | 12.14 | 12.12 | 12.32 | 12.57 | 12.71 | 12.82 | 13 | 13.33 | 13.68 | 13.82 | 13.85 | 14 | 14.08 | 13.96 | 13.93 | 14.04 | 14.04
TAS new CCGT | Step Change | 14.98 | 15.35 | 15.53 | 14.97 | 15.15 | 15.63 | 16.46 | 16.82 | 16.8 | 16.8 | 16.75 | 16.81 | 17.22 | 17.92 | 18.37 | 18.99 | 19.71 | 20.18 | 20.07 | 20.34 | 21.53 | 22.68 | 22.87 | 23.05 | 23.55 | 23.95 | 24.14 | 24.31 | 24.64 | 24.56
TAS new OCGT | Step Change | 15.48 | 15.85 | 16.03 | 15.47 | 15.65 | 16.13 | 16.96 | 17.32 | 17.3 | 17.3 | 17.25 | 17.31 | 17.72 | 18.42 | 18.87 | 19.49 | 20.21 | 20.68 | 20.57 | 20.84 | 22.03 | 23.18 | 23.37 | 23.55 | 24.05 | 24.45 | 24.64 | 24.81 | 25.14 | 25.06
VIC new CCGT | Step Change | 10.91 | 11.06 | 11.04 | 10.22 | 10.07 | 10.29 | 10.98 | 11.4 | 11.5 | 11.57 | 11.59 | 11.68 | 11.86 | 12.16 | 12.23 | 12.4 | 12.72 | 12.91 | 12.88 | 12.95 | 13.31 | 13.6 | 13.75 | 13.91 | 14.04 | 14.11 | 14.17 | 14.23 | 14.39 | 14.52
VIC new OCGT | Step Change | 11.41 | 11.56 | 11.54 | 10.72 | 10.57 | 10.79 | 11.48 | 11.9 | 12 | 12.07 | 12.09 | 12.18 | 12.36 | 12.66 | 12.73 | 12.9 | 13.22 | 13.41 | 13.38 | 13.45 | 13.81 | 14.1 | 14.25 | 14.41 | 14.54 | 14.61 | 14.67 | 14.73 | 14.89 | 15.02
Hydrogen Export
Generator | Gas price scenario | 2021-22 | 2022-23 | 2023-24 | 2024-25 | 2025-26 | 2026-27 | 2027-28 | 2028-29 | 2029-30 | 2030-31 | 2031-32 | 2032-33 | 2033-34 | 2034-35 | 2035-36 | 2036-37 | 2037-38 | 2038-39 | 2039-40 | 2040-41 | 2041-42 | 2042-43 | 2043-44 | 2044-45 | 2045-46 | 2046-47 | 2047-48 | 2048-49 | 2049-50 | 2050-51
Bairnsdale | Hydrogen Superpower | 10.56 | 10.75 | 10.77 | 9.92 | 9.74 | 9.7 | 10.29 | 10.71 | 10.86 | 10.96 | 11.04 | 11.15 | 11.27 | 11.69 | 11.96 | 12.22 | 12.38 | 12.34 | 12.22 | 12.26 | 12.48 | 12.63 | 12.86 | 13.31 | 13.56 | 13.62 | 13.8 | 13.96 | 13.91 | 13.53
Barcaldine Power Station | Hydrogen Superpower | 11.04 | 10.51 | 10.07 | 9.41 | 9.05 | 8.8 | 8.92 | 9.04 | 9.06 | 9.06 | 9.03 | 9.06 | 9.18 | 9.36 | 9.37 | 9.45 | 9.44 | 9.19 | 9.11 | 9.31 | 9.54 | 9.68 | 9.64 | 9.45 | 9.37 | 9.51 | 9.74 | 9.9 | 9.88 | 9.74
Barker Inlet Power Station | Hydrogen Superpower | 12.07 | 11.17 | 10.76 | 10.27 | 10.28 | 10.22 | 10.4 | 10.55 | 10.61 | 10.7 | 10.77 | 10.91 | 10.97 | 11.08 | 11.19 | 11.55 | 11.99 | 12.24 | 12.44 | 12.68 | 12.88 | 13.17 | 13.34 | 13.31 | 13.32 | 13.29 | 13.19 | 13.22 | 13.4 | 13.49
Braemar | Hydrogen Superpower | 11.04 | 10.51 | 10.07 | 9.41 | 9.05 | 8.8 | 8.92 | 9.04 | 9.06 | 9.06 | 9.03 | 9.06 | 9.18 | 9.36 | 9.37 | 9.45 | 9.44 | 9.19 | 9.11 | 9.31 | 9.54 | 9.68 | 9.64 | 9.45 | 9.37 | 9.51 | 9.74 | 9.9 | 9.88 | 9.74
Braemar 2 Power Station | Hydrogen Superpower | 11.04 | 10.51 | 10.07 | 9.41 | 9.05 | 8.8 | 8.92 | 9.04 | 9.06 | 9.06 | 9.03 | 9.06 | 9.18 | 9.36 | 9.37 | 9.45 | 9.44 | 9.19 | 9.11 | 9.31 | 9.54 | 9.68 | 9.64 | 9.45 | 9.37 | 9.51 | 9.74 | 9.9 | 9.88 | 9.74
Colongra | Hydrogen Superpower | 14.01 | 13.79 | 13.76 | 13.06 | 12.77 | 12.63 | 12.96 | 13.16 | 13.23 | 13.3 | 13.31 | 13.36 | 13.21 | 13.03 | 12.83 | 12.73 | 12.6 | 12.49 | 12.49 | 12.5 | 12.45 | 12.43 | 12.44 | 12.43 | 12.38 | 12.29 | 12.24 | 12.37 | 12.53 | 12.42
Condamine A | Hydrogen Superpower | 11.04 | 10.51 | 10.07 | 9.41 | 9.05 | 8.8 | 8.92 | 9.04 | 9.06 | 9.06 | 9.03 | 9.06 | 9.18 | 9.36 | 9.37 | 9.45 | 9.44 | 9.19 | 9.11 | 9.31 | 9.54 | 9.68 | 9.64 | 9.45 | 9.37 | 9.51 | 9.74 | 9.9 | 9.88 | 9.74
Darling Downs | Hydrogen Superpower | 9.74 | 9.21 | 8.77 | 8.11 | 7.75 | 7.5 | 7.62 | 7.74 | 7.76 | 7.76 | 7.73 | 7.76 | 7.88 | 8.06 | 8.07 | 8.15 | 8.14 | 7.89 | 7.81 | 8.01 | 8.24 | 8.38 | 8.34 | 8.15 | 8.07 | 8.21 | 8.44 | 8.6 | 8.58 | 8.44
Dry Creek GT | Hydrogen Superpower | 12.17 | 11.27 | 10.86 | 10.37 | 10.38 | 10.32 | 10.5 | 10.65 | 10.71 | 10.8 | 10.87 | 11.01 | 11.07 | 11.18 | 11.29 | 11.65 | 12.09 | 12.34 | 12.54 | 12.78 | 12.98 | 13.27 | 13.44 | 13.41 | 13.42 | 13.39 | 13.29 | 13.32 | 13.5 | 13.59
Hallett GT | Hydrogen Superpower | 12.17 | 11.27 | 10.86 | 10.37 | 10.38 | 10.32 | 10.5 | 10.65 | 10.71 | 10.8 | 10.87 | 11.01 | 11.07 | 11.18 | 11.29 | 11.65 | 12.09 | 12.34 | 12.54 | 12.78 | 12.98 | 13.27 | 13.44 | 13.41 | 13.42 | 13.39 | 13.29 | 13.32 | 13.5 | 13.59
Jeeralang A | Hydrogen Superpower | 10.56 | 10.75 | 10.77 | 9.92 | 9.74 | 9.7 | 10.29 | 10.71 | 10.86 | 10.96 | 11.04 | 11.15 | 11.27 | 11.69 | 11.96 | 12.22 | 12.38 | 12.34 | 12.22 | 12.26 | 12.48 | 12.63 | 12.86 | 13.31 | 13.56 | 13.62 | 13.8 | 13.96 | 13.91 | 13.53
Jeeralang B | Hydrogen Superpower | 10.56 | 10.75 | 10.77 | 9.92 | 9.74 | 9.7 | 10.29 | 10.71 | 10.86 | 10.96 | 11.04 | 11.15 | 11.27 | 11.69 | 11.96 | 12.22 | 12.38 | 12.34 | 12.22 | 12.26 | 12.48 | 12.63 | 12.86 | 13.31 | 13.56 | 13.62 | 13.8 | 13.96 | 13.91 | 13.53
Ladbroke Grove | Hydrogen Superpower | 12.17 | 11.27 | 10.86 | 10.37 | 10.38 | 10.32 | 10.5 | 10.65 | 10.71 | 10.8 | 10.87 | 11.01 | 11.07 | 11.18 | 11.29 | 11.65 | 12.09 | 12.34 | 12.54 | 12.78 | 12.98 | 13.27 | 13.44 | 13.41 | 13.42 | 13.39 | 13.29 | 13.32 | 13.5 | 13.59
Laverton North | Hydrogen Superpower | 10.56 | 10.75 | 10.77 | 9.92 | 9.74 | 9.7 | 10.29 | 10.71 | 10.86 | 10.96 | 11.04 | 11.15 | 11.27 | 11.69 | 11.96 | 12.22 | 12.38 | 12.34 | 12.22 | 12.26 | 12.48 | 12.63 | 12.86 | 13.31 | 13.56 | 13.62 | 13.8 | 13.96 | 13.91 | 13.53
Mintaro GT | Hydrogen Superpower | 12.17 | 11.27 | 10.86 | 10.37 | 10.38 | 10.32 | 10.5 | 10.65 | 10.71 | 10.8 | 10.87 | 11.01 | 11.07 | 11.18 | 11.29 | 11.65 | 12.09 | 12.34 | 12.54 | 12.78 | 12.98 | 13.27 | 13.44 | 13.41 | 13.42 | 13.39 | 13.29 | 13.32 | 13.5 | 13.59
Mortlake | Hydrogen Superpower | 10.26 | 10.45 | 10.47 | 9.62 | 9.44 | 9.4 | 9.99 | 10.41 | 10.56 | 10.66 | 10.74 | 10.85 | 10.97 | 11.39 | 11.66 | 11.92 | 12.08 | 12.04 | 11.92 | 11.96 | 12.18 | 12.33 | 12.56 | 13.01 | 13.26 | 13.32 | 13.5 | 13.66 | 13.61 | 13.23
Newport | Hydrogen Superpower | 10.56 | 10.75 | 10.77 | 9.92 | 9.74 | 9.7 | 10.29 | 10.71 | 10.86 | 10.96 | 11.04 | 11.15 | 11.27 | 11.69 | 11.96 | 12.22 | 12.38 | 12.34 | 12.22 | 12.26 | 12.48 | 12.63 | 12.86 | 13.31 | 13.56 | 13.62 | 13.8 | 13.96 | 13.91 | 13.53
Oakey Power Station | Hydrogen Superpower | 11.04 | 10.51 | 10.07 | 9.41 | 9.05 | 8.8 | 8.92 | 9.04 | 9.06 | 9.06 | 9.03 | 9.06 | 9.18 | 9.36 | 9.37 | 9.45 | 9.44 | 9.19 | 9.11 | 9.31 | 9.54 | 9.68 | 9.64 | 9.45 | 9.37 | 9.51 | 9.74 | 9.9 | 9.88 | 9.74
Osborne | Hydrogen Superpower | 11.97 | 11.07 | 10.66 | 10.17 | 10.18 | 10.12 | 10.3 | 10.45 | 10.51 | 10.6 | 10.67 | 10.81 | 10.87 | 10.98 | 11.09 | 11.45 | 11.89 | 12.14 | 12.34 | 12.58 | 12.78 | 13.07 | 13.24 | 13.21 | 13.22 | 13.19 | 13.09 | 13.12 | 13.3 | 13.39
Pelican Point | Hydrogen Superpower | 12.17 | 11.27 | 10.86 | 10.37 | 10.38 | 10.32 | 10.5 | 10.65 | 10.71 | 10.8 | 10.87 | 11.01 | 11.07 | 11.18 | 11.29 | 11.65 | 12.09 | 12.34 | 12.54 | 12.78 | 12.98 | 13.27 | 13.44 | 13.41 | 13.42 | 13.39 | 13.29 | 13.32 | 13.5 | 13.59
Quarantine | Hydrogen Superpower | 12.17 | 11.27 | 10.86 | 10.37 | 10.38 | 10.32 | 10.5 | 10.65 | 10.71 | 10.8 | 10.87 | 11.01 | 11.07 | 11.18 | 11.29 | 11.65 | 12.09 | 12.34 | 12.54 | 12.78 | 12.98 | 13.27 | 13.44 | 13.41 | 13.42 | 13.39 | 13.29 | 13.32 | 13.5 | 13.59
Roma | Hydrogen Superpower | 11.04 | 10.51 | 10.07 | 9.41 | 9.05 | 8.8 | 8.92 | 9.04 | 9.06 | 9.06 | 9.03 | 9.06 | 9.18 | 9.36 | 9.37 | 9.45 | 9.44 | 9.19 | 9.11 | 9.31 | 9.54 | 9.68 | 9.64 | 9.45 | 9.37 | 9.51 | 9.74 | 9.9 | 9.88 | 9.74
Smithfield Energy Facility | Hydrogen Superpower | 14.01 | 13.79 | 13.76 | 13.06 | 12.77 | 12.63 | 12.96 | 13.16 | 13.23 | 13.3 | 13.31 | 13.36 | 13.21 | 13.03 | 12.83 | 12.73 | 12.6 | 12.49 | 12.49 | 12.5 | 12.45 | 12.43 | 12.44 | 12.43 | 12.38 | 12.29 | 12.24 | 12.37 | 12.53 | 12.42
Somerton | Hydrogen Superpower | 10.56 | 10.75 | 10.77 | 9.92 | 9.74 | 9.7 | 10.29 | 10.71 | 10.86 | 10.96 | 11.04 | 11.15 | 11.27 | 11.69 | 11.96 | 12.22 | 12.38 | 12.34 | 12.22 | 12.26 | 12.48 | 12.63 | 12.86 | 13.31 | 13.56 | 13.62 | 13.8 | 13.96 | 13.91 | 13.53
Swanbank E GT | Hydrogen Superpower | 11.04 | 10.51 | 10.07 | 9.41 | 9.05 | 8.8 | 8.92 | 9.04 | 9.06 | 9.06 | 9.03 | 9.06 | 9.18 | 9.36 | 9.37 | 9.45 | 9.44 | 9.19 | 9.11 | 9.31 | 9.54 | 9.68 | 9.64 | 9.45 | 9.37 | 9.51 | 9.74 | 9.9 | 9.88 | 9.74
Tallawarra | Hydrogen Superpower | 13.56 | 13.34 | 13.31 | 12.61 | 12.32 | 12.18 | 12.51 | 12.71 | 12.78 | 12.85 | 12.86 | 12.91 | 12.76 | 12.58 | 12.38 | 12.28 | 12.15 | 12.04 | 12.04 | 12.05 | 12 | 11.98 | 11.99 | 11.98 | 11.93 | 11.84 | 11.79 | 11.92 | 12.08 | 11.97
Tamar Valley Combined Cycle | Hydrogen Superpower | 14.4 | 14.66 | 14.71 | 13.97 | 13.8 | 13.89 | 14.54 | 14.98 | 15.13 | 15.23 | 15.33 | 15.52 | 15.83 | 16.53 | 17 | 17.46 | 17.82 | 17.85 | 17.65 | 17.72 | 18.25 | 18.56 | 18.86 | 19.54 | 19.92 | 19.99 | 20.23 | 20.46 | 20.4 | 19.73
Tamar Valley Peaking | Hydrogen Superpower | 14.4 | 14.66 | 14.71 | 13.97 | 13.8 | 13.89 | 14.54 | 14.98 | 15.13 | 15.23 | 15.33 | 15.52 | 15.83 | 16.53 | 17 | 17.46 | 17.82 | 17.85 | 17.65 | 17.72 | 18.25 | 18.56 | 18.86 | 19.54 | 19.92 | 19.99 | 20.23 | 20.46 | 20.4 | 19.73
Torrens Island A | Hydrogen Superpower | 11.97 | 11.07 | 10.66 | 10.17 | 10.18 | 10.12 | 10.3 | 10.45 | 10.51 | 10.6 | 10.67 | 10.81 | 10.87 | 10.98 | 11.09 | 11.45 | 11.89 | 12.14 | 12.34 | 12.58 | 12.78 | 13.07 | 13.24 | 13.21 | 13.22 | 13.19 | 13.09 | 13.12 | 13.3 | 13.39
Torrens Island B | Hydrogen Superpower | 11.97 | 11.07 | 10.66 | 10.17 | 10.18 | 10.12 | 10.3 | 10.45 | 10.51 | 10.6 | 10.67 | 10.81 | 10.87 | 10.98 | 11.09 | 11.45 | 11.89 | 12.14 | 12.34 | 12.58 | 12.78 | 13.07 | 13.24 | 13.21 | 13.22 | 13.19 | 13.09 | 13.12 | 13.3 | 13.39
Townsville Power Station | Hydrogen Superpower | 10.53 | 9.4 | 8.43 | 7.58 | 6.73 | 6.45 | 6.43 | 6.44 | 6.45 | 6.43 | 6.4 | 6.41 | 6.48 | 6.51 | 6.47 | 6.5 | 6.47 | 6.27 | 6.19 | 6.32 | 6.48 | 6.58 | 6.53 | 6.4 | 6.34 | 6.42 | 6.58 | 6.68 | 6.66 | 6.57
Uranquinty | Hydrogen Superpower | 13.61 | 13.39 | 13.36 | 12.66 | 12.37 | 12.23 | 12.56 | 12.76 | 12.83 | 12.9 | 12.91 | 12.96 | 12.81 | 12.63 | 12.43 | 12.33 | 12.2 | 12.09 | 12.09 | 12.1 | 12.05 | 12.03 | 12.04 | 12.03 | 11.98 | 11.89 | 11.84 | 11.97 | 12.13 | 12.02
Valley Power | Hydrogen Superpower | 10.56 | 10.75 | 10.77 | 9.92 | 9.74 | 9.7 | 10.29 | 10.71 | 10.86 | 10.96 | 11.04 | 11.15 | 11.27 | 11.69 | 11.96 | 12.22 | 12.38 | 12.34 | 12.22 | 12.26 | 12.48 | 12.63 | 12.86 | 13.31 | 13.56 | 13.62 | 13.8 | 13.96 | 13.91 | 13.53
Yarwun Cogen | Hydrogen Superpower | 10.53 | 9.4 | 8.43 | 7.58 | 6.73 | 6.45 | 6.43 | 6.44 | 6.45 | 6.43 | 6.4 | 6.41 | 6.48 | 6.51 | 6.47 | 6.5 | 6.47 | 6.27 | 6.19 | 6.32 | 6.48 | 6.58 | 6.53 | 6.4 | 6.34 | 6.42 | 6.58 | 6.68 | 6.66 | 6.57
New generating stations
NSW new CCGT | Hydrogen Superpower | 14.26 | 14.04 | 14.01 | 13.31 | 13.02 | 12.88 | 13.21 | 13.41 | 13.48 | 13.55 | 13.56 | 13.61 | 13.46 | 13.28 | 13.08 | 12.98 | 12.85 | 12.74 | 12.74 | 12.75 | 12.7 | 12.68 | 12.69 | 12.68 | 12.63 | 12.54 | 12.49 | 12.62 | 12.78 | 12.67
NSW new OCGT | Hydrogen Superpower | 14.76 | 14.54 | 14.51 | 13.81 | 13.52 | 13.38 | 13.71 | 13.91 | 13.98 | 14.05 | 14.06 | 14.11 | 13.96 | 13.78 | 13.58 | 13.48 | 13.35 | 13.24 | 13.24 | 13.25 | 13.2 | 13.18 | 13.19 | 13.18 | 13.13 | 13.04 | 12.99 | 13.12 | 13.28 | 13.17
QLD new CCGT | Hydrogen Superpower | 11.44 | 10.91 | 10.47 | 9.81 | 9.45 | 9.2 | 9.32 | 9.44 | 9.46 | 9.46 | 9.43 | 9.46 | 9.58 | 9.76 | 9.77 | 9.85 | 9.84 | 9.59 | 9.51 | 9.71 | 9.94 | 10.08 | 10.04 | 9.85 | 9.77 | 9.91 | 10.14 | 10.3 | 10.28 | 10.14
QLD new OCGT | Hydrogen Superpower | 11.79 | 11.26 | 10.82 | 10.16 | 9.8 | 9.55 | 9.67 | 9.79 | 9.81 | 9.81 | 9.78 | 9.81 | 9.93 | 10.11 | 10.12 | 10.2 | 10.19 | 9.94 | 9.86 | 10.06 | 10.29 | 10.43 | 10.39 | 10.2 | 10.12 | 10.26 | 10.49 | 10.65 | 10.63 | 10.49
SA new CCGT | Hydrogen Superpower | 12.67 | 11.77 | 11.36 | 10.87 | 10.88 | 10.82 | 11 | 11.15 | 11.21 | 11.3 | 11.37 | 11.51 | 11.57 | 11.68 | 11.79 | 12.15 | 12.59 | 12.84 | 13.04 | 13.28 | 13.48 | 13.77 | 13.94 | 13.91 | 13.92 | 13.89 | 13.79 | 13.82 | 14 | 14.09
SA new OCGT | Hydrogen Superpower | 13.17 | 12.27 | 11.86 | 11.37 | 11.38 | 11.32 | 11.5 | 11.65 | 11.71 | 11.8 | 11.87 | 12.01 | 12.07 | 12.18 | 12.29 | 12.65 | 13.09 | 13.34 | 13.54 | 13.78 | 13.98 | 14.27 | 14.44 | 14.41 | 14.42 | 14.39 | 14.29 | 14.32 | 14.5 | 14.59
TAS new CCGT | Hydrogen Superpower | 14.9 | 15.16 | 15.21 | 14.47 | 14.3 | 14.39 | 15.04 | 15.48 | 15.63 | 15.73 | 15.83 | 16.02 | 16.33 | 17.03 | 17.5 | 17.96 | 18.32 | 18.35 | 18.15 | 18.22 | 18.75 | 19.06 | 19.36 | 20.04 | 20.42 | 20.49 | 20.73 | 20.96 | 20.9 | 20.23
TAS new OCGT | Hydrogen Superpower | 15.4 | 15.66 | 15.71 | 14.97 | 14.8 | 14.89 | 15.54 | 15.98 | 16.13 | 16.23 | 16.33 | 16.52 | 16.83 | 17.53 | 18 | 18.46 | 18.82 | 18.85 | 18.65 | 18.72 | 19.25 | 19.56 | 19.86 | 20.54 | 20.92 | 20.99 | 21.23 | 21.46 | 21.4 | 20.73
VIC new CCGT | Hydrogen Superpower | 11.06 | 11.25 | 11.27 | 10.42 | 10.24 | 10.2 | 10.79 | 11.21 | 11.36 | 11.46 | 11.54 | 11.65 | 11.77 | 12.19 | 12.46 | 12.72 | 12.88 | 12.84 | 12.72 | 12.76 | 12.98 | 13.13 | 13.36 | 13.81 | 14.06 | 14.12 | 14.3 | 14.46 | 14.41 | 14.03
VIC new OCGT | Hydrogen Superpower | 11.56 | 11.75 | 11.77 | 10.92 | 10.74 | 10.7 | 11.29 | 11.71 | 11.86 | 11.96 | 12.04 | 12.15 | 12.27 | 12.69 | 12.96 | 13.22 | 13.38 | 13.34 | 13.22 | 13.26 | 13.48 | 13.63 | 13.86 | 14.31 | 14.56 | 14.62 | 14.8 | 14.96 | 14.91 | 14.53
Slow Change
| Gas price scenario | 2021-22 | 2022-23 | 2023-24 | 2024-25 | 2025-26 | 2026-27 | 2027-28 | 2028-29 | 2029-30 | 2030-31 | 2031-32 | 2032-33 | 2033-34 | 2034-35 | 2035-36 | 2036-37 | 2037-38 | 2038-39 | 2039-40 | 2040-41 | 2041-42 | 2042-43 | 2043-44 | 2044-45 | 2045-46 | 2046-47 | 2047-48 | 2048-49 | 2049-50 | 2050-51
Bairnsdale | Slow Change | 10.53 | 11.41 | 12.03 | 12.2 | 11.91 | 12.07 | 12.47 | 12.91 | 13.43 | 13.89 | 14.18 | 14.25 | 14.25 | 14.07 | 14.34 | 14.92 | 15.3 | 15.34 | 15.22 | 15.15 | 15.28 | 15.65 | 16.09 | 16.32 | 16.32 | 16.38 | 16.54 | 16.75 | 16.99 | 17.16
Barcaldine Power Station | Slow Change | 10.99 | 10.98 | 10.78 | 10.63 | 10.41 | 10.49 | 10.67 | 10.9 | 11.06 | 10.85 | 10.41 | 10.12 | 10.27 | 10.57 | 10.82 | 10.92 | 11.05 | 11.14 | 11.19 | 11.18 | 11.13 | 11.16 | 11.24 | 11.27 | 11.23 | 11.19 | 11.21 | 11.24 | 11.25 | 11.26
Barker Inlet Power Station | Slow Change | 12.59 | 12.68 | 12.77 | 12.8 | 12.4 | 12.28 | 12.15 | 12.17 | 12.38 | 12.49 | 12.55 | 12.55 | 12.56 | 12.4 | 12.47 | 12.58 | 12.58 | 12.54 | 12.56 | 12.58 | 12.61 | 12.75 | 13 | 13.21 | 13.24 | 13.18 | 13.19 | 13.34 | 13.54 | 13.68
Braemar | Slow Change | 10.99 | 10.98 | 10.78 | 10.63 | 10.41 | 10.49 | 10.67 | 10.9 | 11.06 | 10.85 | 10.41 | 10.12 | 10.27 | 10.57 | 10.82 | 10.92 | 11.05 | 11.14 | 11.19 | 11.18 | 11.13 | 11.16 | 11.24 | 11.27 | 11.23 | 11.19 | 11.21 | 11.24 | 11.25 | 11.26
Braemar 2 Power Station | Slow Change | 10.99 | 10.98 | 10.78 | 10.63 | 10.41 | 10.49 | 10.67 | 10.9 | 11.06 | 10.85 | 10.41 | 10.12 | 10.27 | 10.57 | 10.82 | 10.92 | 11.05 | 11.14 | 11.19 | 11.18 | 11.13 | 11.16 | 11.24 | 11.27 | 11.23 | 11.19 | 11.21 | 11.24 | 11.25 | 11.26
Colongra | Slow Change | 14.56 | 15.36 | 15.97 | 16.05 | 15.53 | 15.47 | 15.52 | 15.67 | 15.89 | 15.76 | 15.46 | 15.28 | 15.36 | 15.37 | 15.53 | 15.71 | 15.8 | 15.79 | 15.76 | 15.76 | 15.82 | 16 | 16.26 | 16.44 | 16.46 | 16.45 | 16.55 | 16.71 | 16.83 | 16.94
Condamine A | Slow Change | 10.99 | 10.98 | 10.78 | 10.63 | 10.41 | 10.49 | 10.67 | 10.9 | 11.06 | 10.85 | 10.41 | 10.12 | 10.27 | 10.57 | 10.82 | 10.92 | 11.05 | 11.14 | 11.19 | 11.18 | 11.13 | 11.16 | 11.24 | 11.27 | 11.23 | 11.19 | 11.21 | 11.24 | 11.25 | 11.26
Darling Downs | Slow Change | 9.69 | 9.68 | 9.48 | 9.33 | 9.11 | 9.19 | 9.37 | 9.6 | 9.76 | 9.55 | 9.11 | 8.82 | 8.97 | 9.27 | 9.52 | 9.62 | 9.75 | 9.84 | 9.89 | 9.88 | 9.83 | 9.86 | 9.94 | 9.97 | 9.93 | 9.89 | 9.91 | 9.94 | 9.95 | 9.96
Dry Creek GT | Slow Change | 12.69 | 12.78 | 12.87 | 12.9 | 12.5 | 12.38 | 12.25 | 12.27 | 12.48 | 12.59 | 12.65 | 12.65 | 12.66 | 12.5 | 12.57 | 12.68 | 12.68 | 12.64 | 12.66 | 12.68 | 12.71 | 12.85 | 13.1 | 13.31 | 13.34 | 13.28 | 13.29 | 13.44 | 13.64 | 13.78
Hallett GT | Slow Change | 12.69 | 12.78 | 12.87 | 12.9 | 12.5 | 12.38 | 12.25 | 12.27 | 12.48 | 12.59 | 12.65 | 12.65 | 12.66 | 12.5 | 12.57 | 12.68 | 12.68 | 12.64 | 12.66 | 12.68 | 12.71 | 12.85 | 13.1 | 13.31 | 13.34 | 13.28 | 13.29 | 13.44 | 13.64 | 13.78
Jeeralang A | Slow Change | 10.53 | 11.41 | 12.03 | 12.2 | 11.91 | 12.07 | 12.47 | 12.91 | 13.43 | 13.89 | 14.18 | 14.25 | 14.25 | 14.07 | 14.34 | 14.92 | 15.3 | 15.34 | 15.22 | 15.15 | 15.28 | 15.65 | 16.09 | 16.32 | 16.32 | 16.38 | 16.54 | 16.75 | 16.99 | 17.16
Jeeralang B | Slow Change | 10.53 | 11.41 | 12.03 | 12.2 | 11.91 | 12.07 | 12.47 | 12.91 | 13.43 | 13.89 | 14.18 | 14.25 | 14.25 | 14.07 | 14.34 | 14.92 | 15.3 | 15.34 | 15.22 | 15.15 | 15.28 | 15.65 | 16.09 | 16.32 | 16.32 | 16.38 | 16.54 | 16.75 | 16.99 | 17.16
Ladbroke Grove | Slow Change | 12.69 | 12.78 | 12.87 | 12.9 | 12.5 | 12.38 | 12.25 | 12.27 | 12.48 | 12.59 | 12.65 | 12.65 | 12.66 | 12.5 | 12.57 | 12.68 | 12.68 | 12.64 | 12.66 | 12.68 | 12.71 | 12.85 | 13.1 | 13.31 | 13.34 | 13.28 | 13.29 | 13.44 | 13.64 | 13.78
Laverton North | Slow Change | 10.53 | 11.41 | 12.03 | 12.2 | 11.91 | 12.07 | 12.47 | 12.91 | 13.43 | 13.89 | 14.18 | 14.25 | 14.25 | 14.07 | 14.34 | 14.92 | 15.3 | 15.34 | 15.22 | 15.15 | 15.28 | 15.65 | 16.09 | 16.32 | 16.32 | 16.38 | 16.54 | 16.75 | 16.99 | 17.16
Mintaro GT | Slow Change | 12.69 | 12.78 | 12.87 | 12.9 | 12.5 | 12.38 | 12.25 | 12.27 | 12.48 | 12.59 | 12.65 | 12.65 | 12.66 | 12.5 | 12.57 | 12.68 | 12.68 | 12.64 | 12.66 | 12.68 | 12.71 | 12.85 | 13.1 | 13.31 | 13.34 | 13.28 | 13.29 | 13.44 | 13.64 | 13.78
Mortlake | Slow Change | 10.23 | 11.11 | 11.73 | 11.9 | 11.61 | 11.77 | 12.17 | 12.61 | 13.13 | 13.59 | 13.88 | 13.95 | 13.95 | 13.77 | 14.04 | 14.62 | 15 | 15.04 | 14.92 | 14.85 | 14.98 | 15.35 | 15.79 | 16.02 | 16.02 | 16.08 | 16.24 | 16.45 | 16.69 | 16.86
Newport | Slow Change | 10.53 | 11.41 | 12.03 | 12.2 | 11.91 | 12.07 | 12.47 | 12.91 | 13.43 | 13.89 | 14.18 | 14.25 | 14.25 | 14.07 | 14.34 | 14.92 | 15.3 | 15.34 | 15.22 | 15.15 | 15.28 | 15.65 | 16.09 | 16.32 | 16.32 | 16.38 | 16.54 | 16.75 | 16.99 | 17.16
Oakey Power Station | Slow Change | 10.99 | 10.98 | 10.78 | 10.63 | 10.41 | 10.49 | 10.67 | 10.9 | 11.06 | 10.85 | 10.41 | 10.12 | 10.27 | 10.57 | 10.82 | 10.92 | 11.05 | 11.14 | 11.19 | 11.18 | 11.13 | 11.16 | 11.24 | 11.27 | 11.23 | 11.19 | 11.21 | 11.24 | 11.25 | 11.26
Osborne | Slow Change | 12.49 | 12.58 | 12.67 | 12.7 | 12.3 | 12.18 | 12.05 | 12.07 | 12.28 | 12.39 | 12.45 | 12.45 | 12.46 | 12.3 | 12.37 | 12.48 | 12.48 | 12.44 | 12.46 | 12.48 | 12.51 | 12.65 | 12.9 | 13.11 | 13.14 | 13.08 | 13.09 | 13.24 | 13.44 | 13.58
Pelican Point | Slow Change | 12.69 | 12.78 | 12.87 | 12.9 | 12.5 | 12.38 | 12.25 | 12.27 | 12.48 | 12.59 | 12.65 | 12.65 | 12.66 | 12.5 | 12.57 | 12.68 | 12.68 | 12.64 | 12.66 | 12.68 | 12.71 | 12.85 | 13.1 | 13.31 | 13.34 | 13.28 | 13.29 | 13.44 | 13.64 | 13.78
Quarantine | Slow Change | 12.69 | 12.78 | 12.87 | 12.9 | 12.5 | 12.38 | 12.25 | 12.27 | 12.48 | 12.59 | 12.65 | 12.65 | 12.66 | 12.5 | 12.57 | 12.68 | 12.68 | 12.64 | 12.66 | 12.68 | 12.71 | 12.85 | 13.1 | 13.31 | 13.34 | 13.28 | 13.29 | 13.44 | 13.64 | 13.78
Roma | Slow Change | 10.99 | 10.98 | 10.78 | 10.63 | 10.41 | 10.49 | 10.67 | 10.9 | 11.06 | 10.85 | 10.41 | 10.12 | 10.27 | 10.57 | 10.82 | 10.92 | 11.05 | 11.14 | 11.19 | 11.18 | 11.13 | 11.16 | 11.24 | 11.27 | 11.23 | 11.19 | 11.21 | 11.24 | 11.25 | 11.26
Smithfield Energy Facility | Slow Change | 14.56 | 15.36 | 15.97 | 16.05 | 15.53 | 15.47 | 15.52 | 15.67 | 15.89 | 15.76 | 15.46 | 15.28 | 15.36 | 15.37 | 15.53 | 15.71 | 15.8 | 15.79 | 15.76 | 15.76 | 15.82 | 16 | 16.26 | 16.44 | 16.46 | 16.45 | 16.55 | 16.71 | 16.83 | 16.94
Somerton | Slow Change | 10.53 | 11.41 | 12.03 | 12.2 | 11.91 | 12.07 | 12.47 | 12.91 | 13.43 | 13.89 | 14.18 | 14.25 | 14.25 | 14.07 | 14.34 | 14.92 | 15.3 | 15.34 | 15.22 | 15.15 | 15.28 | 15.65 | 16.09 | 16.32 | 16.32 | 16.38 | 16.54 | 16.75 | 16.99 | 17.16
Swanbank E GT | Slow Change | 10.99 | 10.98 | 10.78 | 10.63 | 10.41 | 10.49 | 10.67 | 10.9 | 11.06 | 10.85 | 10.41 | 10.12 | 10.27 | 10.57 | 10.82 | 10.92 | 11.05 | 11.14 | 11.19 | 11.18 | 11.13 | 11.16 | 11.24 | 11.27 | 11.23 | 11.19 | 11.21 | 11.24 | 11.25 | 11.26
Tallawarra | Slow Change | 14.11 | 14.91 | 15.52 | 15.6 | 15.08 | 15.02 | 15.07 | 15.22 | 15.44 | 15.31 | 15.01 | 14.83 | 14.91 | 14.92 | 15.08 | 15.26 | 15.35 | 15.34 | 15.31 | 15.31 | 15.37 | 15.55 | 15.81 | 15.99 | 16.01 | 16 | 16.1 | 16.26 | 16.38 | 16.49
Tamar Valley Combined Cycle | Slow Change | 14.88 | 15.94 | 16.72 | 17.11 | 17.07 | 17.39 | 17.94 | 18.63 | 19.48 | 19.98 | 20.04 | 19.92 | 19.94 | 19.89 | 20.44 | 21.39 | 21.89 | 21.79 | 21.56 | 21.47 | 21.68 | 22.21 | 22.85 | 23.2 | 23.34 | 23.58 | 24.72 | 26.09 | 27.21 | 27.42
Tamar Valley Peaking | Slow Change | 14.88 | 15.94 | 16.72 | 17.11 | 17.07 | 17.39 | 17.94 | 18.63 | 19.48 | 19.98 | 20.04 | 19.92 | 19.94 | 19.89 | 20.44 | 21.39 | 21.89 | 21.79 | 21.56 | 21.47 | 21.68 | 22.21 | 22.85 | 23.2 | 23.34 | 23.58 | 24.72 | 26.09 | 27.21 | 27.42
Torrens Island A | Slow Change | 12.49 | 12.58 | 12.67 | 12.7 | 12.3 | 12.18 | 12.05 | 12.07 | 12.28 | 12.39 | 12.45 | 12.45 | 12.46 | 12.3 | 12.37 | 12.48 | 12.48 | 12.44 | 12.46 | 12.48 | 12.51 | 12.65 | 12.9 | 13.11 | 13.14 | 13.08 | 13.09 | 13.24 | 13.44 | 13.58
Torrens Island B | Slow Change | 12.49 | 12.58 | 12.67 | 12.7 | 12.3 | 12.18 | 12.05 | 12.07 | 12.28 | 12.39 | 12.45 | 12.45 | 12.46 | 12.3 | 12.37 | 12.48 | 12.48 | 12.44 | 12.46 | 12.48 | 12.51 | 12.65 | 12.9 | 13.11 | 13.14 | 13.08 | 13.09 | 13.24 | 13.44 | 13.58
Townsville Power Station | Slow Change | 10.58 | 10.82 | 10.81 | 10.73 | 10.78 | 10.99 | 11.44 | 11.95 | 12.26 | 12.18 | 11.78 | 11.57 | 11.92 | 12.67 | 13.21 | 13.47 | 13.76 | 14.03 | 14.24 | 14.39 | 14.46 | 14.6 | 14.87 | 15.14 | 15.32 | 15.47 | 15.66 | 15.86 | 16.04 | 16.21
Uranquinty | Slow Change | 14.16 | 14.96 | 15.57 | 15.65 | 15.13 | 15.07 | 15.12 | 15.27 | 15.49 | 15.36 | 15.06 | 14.88 | 14.96 | 14.97 | 15.13 | 15.31 | 15.4 | 15.39 | 15.36 | 15.36 | 15.42 | 15.6 | 15.86 | 16.04 | 16.06 | 16.05 | 16.15 | 16.31 | 16.43 | 16.54
Valley Power | Slow Change | 10.53 | 11.41 | 12.03 | 12.2 | 11.91 | 12.07 | 12.47 | 12.91 | 13.43 | 13.89 | 14.18 | 14.25 | 14.25 | 14.07 | 14.34 | 14.92 | 15.3 | 15.34 | 15.22 | 15.15 | 15.28 | 15.65 | 16.09 | 16.32 | 16.32 | 16.38 | 16.54 | 16.75 | 16.99 | 17.16
Yarwun Cogen | Slow Change | 10.58 | 10.82 | 10.81 | 10.73 | 10.78 | 10.99 | 11.44 | 11.95 | 12.26 | 12.18 | 11.78 | 11.57 | 11.92 | 12.67 | 13.21 | 13.47 | 13.76 | 14.03 | 14.24 | 14.39 | 14.46 | 14.6 | 14.87 | 15.14 | 15.32 | 15.47 | 15.66 | 15.86 | 16.04 | 16.21
New generating stations
NSW new CCGT | Slow Change | 14.81 | 15.61 | 16.22 | 16.3 | 15.78 | 15.72 | 15.77 | 15.92 | 16.14 | 16.01 | 15.71 | 15.53 | 15.61 | 15.62 | 15.78 | 15.96 | 16.05 | 16.04 | 16.01 | 16.01 | 16.07 | 16.25 | 16.51 | 16.69 | 16.71 | 16.7 | 16.8 | 16.96 | 17.08 | 17.19
NSW new OCGT | Slow Change | 15.31 | 16.11 | 16.72 | 16.8 | 16.28 | 16.22 | 16.27 | 16.42 | 16.64 | 16.51 | 16.21 | 16.03 | 16.11 | 16.12 | 16.28 | 16.46 | 16.55 | 16.54 | 16.51 | 16.51 | 16.57 | 16.75 | 17.01 | 17.19 | 17.21 | 17.2 | 17.3 | 17.46 | 17.58 | 17.69
QLD new CCGT | Slow Change | 11.39 | 11.38 | 11.18 | 11.03 | 10.81 | 10.89 | 11.07 | 11.3 | 11.46 | 11.25 | 10.81 | 10.52 | 10.67 | 10.97 | 11.22 | 11.32 | 11.45 | 11.54 | 11.59 | 11.58 | 11.53 | 11.56 | 11.64 | 11.67 | 11.63 | 11.59 | 11.61 | 11.64 | 11.65 | 11.66
QLD new OCGT | Slow Change | 11.74 | 11.73 | 11.53 | 11.38 | 11.16 | 11.24 | 11.42 | 11.65 | 11.81 | 11.6 | 11.16 | 10.87 | 11.02 | 11.32 | 11.57 | 11.67 | 11.8 | 11.89 | 11.94 | 11.93 | 11.88 | 11.91 | 11.99 | 12.02 | 11.98 | 11.94 | 11.96 | 11.99 | 12 | 12.01
SA new CCGT | Slow Change | 13.19 | 13.28 | 13.37 | 13.4 | 13 | 12.88 | 12.75 | 12.77 | 12.98 | 13.09 | 13.15 | 13.15 | 13.16 | 13 | 13.07 | 13.18 | 13.18 | 13.14 | 13.16 | 13.18 | 13.21 | 13.35 | 13.6 | 13.81 | 13.84 | 13.78 | 13.79 | 13.94 | 14.14 | 14.28
SA new OCGT | Slow Change | 13.69 | 13.78 | 13.87 | 13.9 | 13.5 | 13.38 | 13.25 | 13.27 | 13.48 | 13.59 | 13.65 | 13.65 | 13.66 | 13.5 | 13.57 | 13.68 | 13.68 | 13.64 | 13.66 | 13.68 | 13.71 | 13.85 | 14.1 | 14.31 | 14.34 | 14.28 | 14.29 | 14.44 | 14.64 | 14.78
TAS new CCGT | Slow Change | 15.38 | 16.44 | 17.22 | 17.61 | 17.57 | 17.89 | 18.44 | 19.13 | 19.98 | 20.48 | 20.54 | 20.42 | 20.44 | 20.39 | 20.94 | 21.89 | 22.39 | 22.29 | 22.06 | 21.97 | 22.18 | 22.71 | 23.35 | 23.7 | 23.84 | 24.08 | 25.22 | 26.59 | 27.71 | 27.92
TAS new OCGT | Slow Change | 15.88 | 16.94 | 17.72 | 18.11 | 18.07 | 18.39 | 18.94 | 19.63 | 20.48 | 20.98 | 21.04 | 20.92 | 20.94 | 20.89 | 21.44 | 22.39 | 22.89 | 22.79 | 22.56 | 22.47 | 22.68 | 23.21 | 23.85 | 24.2 | 24.34 | 24.58 | 25.72 | 27.09 | 28.21 | 28.42
VIC new CCGT | Slow Change | 11.03 | 11.91 | 12.53 | 12.7 | 12.41 | 12.57 | 12.97 | 13.41 | 13.93 | 14.39 | 14.68 | 14.75 | 14.75 | 14.57 | 14.84 | 15.42 | 15.8 | 15.84 | 15.72 | 15.65 | 15.78 | 16.15 | 16.59 | 16.82 | 16.82 | 16.88 | 17.04 | 17.25 | 17.49 | 17.66
VIC new OCGT | Slow Change | 11.53 | 12.41 | 13.03 | 13.2 | 12.91 | 13.07 | 13.47 | 13.91 | 14.43 | 14.89 | 15.18 | 15.25 | 15.25 | 15.07 | 15.34 | 15.92 | 16.3 | 16.34 | 16.22 | 16.15 | 16.28 | 16.65 | 17.09 | 17.32 | 17.32 | 17.38 | 17.54 | 17.75 | 17.99 | 18.16
Low Gas Price Sensitivity
| Gas price scenario | 2021-22 | 2022-23 | 2023-24 | 2024-25 | 2025-26 | 2026-27 | 2027-28 | 2028-29 | 2029-30 | 2030-31 | 2031-32 | 2032-33 | 2033-34 | 2034-35 | 2035-36 | 2036-37 | 2037-38 | 2038-39 | 2039-40 | 2040-41 | 2041-42 | 2042-43 | 2043-44 | 2044-45 | 2045-46 | 2046-47 | 2047-48 | 2048-49 | 2049-50 | 2050-51
Bairnsdale | Low gas price | 10.53 | 11.47 | 11.66 | 10.46 | 9.48 | 9.18 | 9.59 | 9.91 | 10.11 | 10.22 | 10.26 | 10.25 | 10.28 | 10.4 | 10.43 | 10.42 | 10.55 | 10.73 | 10.78 | 10.64 | 10.42 | 10.33 | 10.41 | 10.57 | 10.68 | 10.67 | 10.59 | 10.54 | 10.57 | 10.65
Barcaldine Power Station | Low gas price | 11.11 | 10.92 | 10.54 | 9.67 | 8.73 | 8.16 | 7.96 | 7.81 | 7.79 | 7.87 | 7.96 | 7.97 | 7.97 | 7.96 | 7.92 | 7.95 | 7.97 | 7.87 | 7.76 | 7.81 | 8.02 | 8.22 | 8.25 | 8.08 | 7.88 | 7.87 | 8.1 | 8.27 | 8.36 | 8.47
Barker Inlet Power Station | Low gas price | 12.05 | 11.69 | 11.31 | 10.6 | 10.1 | 9.85 | 9.81 | 9.71 | 9.7 | 9.71 | 9.71 | 9.68 | 9.7 | 9.7 | 9.64 | 9.58 | 9.57 | 9.62 | 9.67 | 9.64 | 9.59 | 9.59 | 9.65 | 9.71 | 9.71 | 9.66 | 9.61 | 9.59 | 9.63 | 9.66
Braemar | Low gas price | 11.11 | 10.92 | 10.54 | 9.67 | 8.73 | 8.16 | 7.96 | 7.81 | 7.79 | 7.87 | 7.96 | 7.97 | 7.97 | 7.96 | 7.92 | 7.95 | 7.97 | 7.87 | 7.76 | 7.81 | 8.02 | 8.22 | 8.25 | 8.08 | 7.88 | 7.87 | 8.1 | 8.27 | 8.36 | 8.47
Braemar 2 Power Station | Low gas price | 11.11 | 10.92 | 10.54 | 9.67 | 8.73 | 8.16 | 7.96 | 7.81 | 7.79 | 7.87 | 7.96 | 7.97 | 7.97 | 7.96 | 7.92 | 7.95 | 7.97 | 7.87 | 7.76 | 7.81 | 8.02 | 8.22 | 8.25 | 8.08 | 7.88 | 7.87 | 8.1 | 8.27 | 8.36 | 8.47
Colongra | Low gas price | 13.85 | 14.25 | 14.38 | 13.36 | 12.2 | 11.62 | 11.65 | 11.63 | 11.64 | 11.68 | 11.71 | 11.73 | 11.77 | 11.86 | 11.93 | 11.92 | 11.93 | 11.91 | 11.68 | 11.36 | 11.09 | 10.97 | 11.02 | 11.13 | 11.21 | 11.18 | 11.07 | 10.98 | 10.97 | 10.99
Condamine A | Low gas price | 11.11 | 10.92 | 10.54 | 9.67 | 8.73 | 8.16 | 7.96 | 7.81 | 7.79 | 7.87 | 7.96 | 7.97 | 7.97 | 7.96 | 7.92 | 7.95 | 7.97 | 7.87 | 7.76 | 7.81 | 8.02 | 8.22 | 8.25 | 8.08 | 7.88 | 7.87 | 8.1 | 8.27 | 8.36 | 8.47
Darling Downs | Low gas price | 9.81 | 9.62 | 9.24 | 8.37 | 7.43 | 6.86 | 6.66 | 6.51 | 6.49 | 6.57 | 6.66 | 6.67 | 6.67 | 6.66 | 6.62 | 6.65 | 6.67 | 6.57 | 6.46 | 6.51 | 6.72 | 6.92 | 6.95 | 6.78 | 6.58 | 6.57 | 6.8 | 6.97 | 7.06 | 7.17
Dry Creek GT | Low gas price | 12.15 | 11.79 | 11.41 | 10.7 | 10.2 | 9.95 | 9.91 | 9.81 | 9.8 | 9.81 | 9.81 | 9.78 | 9.8 | 9.8 | 9.74 | 9.68 | 9.67 | 9.72 | 9.77 | 9.74 | 9.69 | 9.69 | 9.75 | 9.81 | 9.81 | 9.76 | 9.71 | 9.69 | 9.73 | 9.76
Hallett GT | Low gas price | 12.15 | 11.79 | 11.41 | 10.7 | 10.2 | 9.95 | 9.91 | 9.81 | 9.8 | 9.81 | 9.81 | 9.78 | 9.8 | 9.8 | 9.74 | 9.68 | 9.67 | 9.72 | 9.77 | 9.74 | 9.69 | 9.69 | 9.75 | 9.81 | 9.81 | 9.76 | 9.71 | 9.69 | 9.73 | 9.76
Jeeralang A | Low gas price | 10.53 | 11.47 | 11.66 | 10.46 | 9.48 | 9.18 | 9.59 | 9.91 | 10.11 | 10.22 | 10.26 | 10.25 | 10.28 | 10.4 | 10.43 | 10.42 | 10.55 | 10.73 | 10.78 | 10.64 | 10.42 | 10.33 | 10.41 | 10.57 | 10.68 | 10.67 | 10.59 | 10.54 | 10.57 | 10.65
Jeeralang B | Low gas price | 10.53 | 11.47 | 11.66 | 10.46 | 9.48 | 9.18 | 9.59 | 9.91 | 10.11 | 10.22 | 10.26 | 10.25 | 10.28 | 10.4 | 10.43 | 10.42 | 10.55 | 10.73 | 10.78 | 10.64 | 10.42 | 10.33 | 10.41 | 10.57 | 10.68 | 10.67 | 10.59 | 10.54 | 10.57 | 10.65
Ladbroke Grove | Low gas price | 12.15 | 11.79 | 11.41 | 10.7 | 10.2 | 9.95 | 9.91 | 9.81 | 9.8 | 9.81 | 9.81 | 9.78 | 9.8 | 9.8 | 9.74 | 9.68 | 9.67 | 9.72 | 9.77 | 9.74 | 9.69 | 9.69 | 9.75 | 9.81 | 9.81 | 9.76 | 9.71 | 9.69 | 9.73 | 9.76
Laverton North | Low gas price | 10.53 | 11.47 | 11.66 | 10.46 | 9.48 | 9.18 | 9.59 | 9.91 | 10.11 | 10.22 | 10.26 | 10.25 | 10.28 | 10.4 | 10.43 | 10.42 | 10.55 | 10.73 | 10.78 | 10.64 | 10.42 | 10.33 | 10.41 | 10.57 | 10.68 | 10.67 | 10.59 | 10.54 | 10.57 | 10.65
Mintaro GT | Low gas price | 12.15 | 11.79 | 11.41 | 10.7 | 10.2 | 9.95 | 9.91 | 9.81 | 9.8 | 9.81 | 9.81 | 9.78 | 9.8 | 9.8 | 9.74 | 9.68 | 9.67 | 9.72 | 9.77 | 9.74 | 9.69 | 9.69 | 9.75 | 9.81 | 9.81 | 9.76 | 9.71 | 9.69 | 9.73 | 9.76
Mortlake | Low gas price | 10.23 | 11.17 | 11.36 | 10.16 | 9.18 | 8.88 | 9.29 | 9.61 | 9.81 | 9.92 | 9.96 | 9.95 | 9.98 | 10.1 | 10.13 | 10.12 | 10.25 | 10.43 | 10.48 | 10.34 | 10.12 | 10.03 | 10.11 | 10.27 | 10.38 | 10.37 | 10.29 | 10.24 | 10.27 | 10.35
Newport | Low gas price | 10.53 | 11.47 | 11.66 | 10.46 | 9.48 | 9.18 | 9.59 | 9.91 | 10.11 | 10.22 | 10.26 | 10.25 | 10.28 | 10.4 | 10.43 | 10.42 | 10.55 | 10.73 | 10.78 | 10.64 | 10.42 | 10.33 | 10.41 | 10.57 | 10.68 | 10.67 | 10.59 | 10.54 | 10.57 | 10.65
Oakey Power Station | Low gas price | 11.11 | 10.92 | 10.54 | 9.67 | 8.73 | 8.16 | 7.96 | 7.81 | 7.79 | 7.87 | 7.96 | 7.97 | 7.97 | 7.96 | 7.92 | 7.95 | 7.97 | 7.87 | 7.76 | 7.81 | 8.02 | 8.22 | 8.25 | 8.08 | 7.88 | 7.87 | 8.1 | 8.27 | 8.36 | 8.47
Osborne | Low gas price | 11.95 | 11.59 | 11.21 | 10.5 | 10 | 9.75 | 9.71 | 9.61 | 9.6 | 9.61 | 9.61 | 9.58 | 9.6 | 9.6 | 9.54 | 9.48 | 9.47 | 9.52 | 9.57 | 9.54 | 9.49 | 9.49 | 9.55 | 9.61 | 9.61 | 9.56 | 9.51 | 9.49 | 9.53 | 9.56
Pelican Point | Low gas price | 12.15 | 11.79 | 11.41 | 10.7 | 10.2 | 9.95 | 9.91 | 9.81 | 9.8 | 9.81 | 9.81 | 9.78 | 9.8 | 9.8 | 9.74 | 9.68 | 9.67 | 9.72 | 9.77 | 9.74 | 9.69 | 9.69 | 9.75 | 9.81 | 9.81 | 9.76 | 9.71 | 9.69 | 9.73 | 9.76
Quarantine | Low gas price | 12.15 | 11.79 | 11.41 | 10.7 | 10.2 | 9.95 | 9.91 | 9.81 | 9.8 | 9.81 | 9.81 | 9.78 | 9.8 | 9.8 | 9.74 | 9.68 | 9.67 | 9.72 | 9.77 | 9.74 | 9.69 | 9.69 | 9.75 | 9.81 | 9.81 | 9.76 | 9.71 | 9.69 | 9.73 | 9.76
Roma | Low gas price | 11.11 | 10.92 | 10.54 | 9.67 | 8.73 | 8.16 | 7.96 | 7.81 | 7.79 | 7.87 | 7.96 | 7.97 | 7.97 | 7.96 | 7.92 | 7.95 | 7.97 | 7.87 | 7.76 | 7.81 | 8.02 | 8.22 | 8.25 | 8.08 | 7.88 | 7.87 | 8.1 | 8.27 | 8.36 | 8.47
Smithfield Energy Facility | Low gas price | 13.85 | 14.25 | 14.38 | 13.36 | 12.2 | 11.62 | 11.65 | 11.63 | 11.64 | 11.68 | 11.71 | 11.73 | 11.77 | 11.86 | 11.93 | 11.92 | 11.93 | 11.91 | 11.68 | 11.36 | 11.09 | 10.97 | 11.02 | 11.13 | 11.21 | 11.18 | 11.07 | 10.98 | 10.97 | 10.99
Somerton | Low gas price | 10.53 | 11.47 | 11.66 | 10.46 | 9.48 | 9.18 | 9.59 | 9.91 | 10.11 | 10.22 | 10.26 | 10.25 | 10.28 | 10.4 | 10.43 | 10.42 | 10.55 | 10.73 | 10.78 | 10.64 | 10.42 | 10.33 | 10.41 | 10.57 | 10.68 | 10.67 | 10.59 | 10.54 | 10.57 | 10.65
Swanbank E GT | Low gas price | 11.11 | 10.92 | 10.54 | 9.67 | 8.73 | 8.16 | 7.96 | 7.81 | 7.79 | 7.87 | 7.96 | 7.97 | 7.97 | 7.96 | 7.92 | 7.95 | 7.97 | 7.87 | 7.76 | 7.81 | 8.02 | 8.22 | 8.25 | 8.08 | 7.88 | 7.87 | 8.1 | 8.27 | 8.36 | 8.47
Tallawarra | Low gas price | 13.4 | 13.8 | 13.93 | 12.91 | 11.75 | 11.17 | 11.2 | 11.18 | 11.19 | 11.23 | 11.26 | 11.28 | 11.32 | 11.41 | 11.48 | 11.47 | 11.48 | 11.46 | 11.23 | 10.91 | 10.64 | 10.52 | 10.57 | 10.68 | 10.76 | 10.73 | 10.62 | 10.53 | 10.52 | 10.54
Tamar Valley Combined Cycle | Low gas price | 14.37 | 15.34 | 15.56 | 14.49 | 13.55 | 13.51 | 14.12 | 14.58 | 14.92 | 15.11 | 15.2 | 15.19 | 15.24 | 15.42 | 15.42 | 15.38 | 15.54 | 15.75 | 15.8 | 15.66 | 15.44 | 15.35 | 15.46 | 15.66 | 15.79 | 15.82 | 15.78 | 15.74 | 15.75 | 15.81
Tamar Valley Peaking | Low gas price | 14.37 | 15.34 | 15.56 | 14.49 | 13.55 | 13.51 | 14.12 | 14.58 | 14.92 | 15.11 | 15.2 | 15.19 | 15.24 | 15.42 | 15.42 | 15.38 | 15.54 | 15.75 | 15.8 | 15.66 | 15.44 | 15.35 | 15.46 | 15.66 | 15.79 | 15.82 | 15.78 | 15.74 | 15.75 | 15.81
Torrens Island A | Low gas price | 11.95 | 11.59 | 11.21 | 10.5 | 10 | 9.75 | 9.71 | 9.61 | 9.6 | 9.61 | 9.61 | 9.58 | 9.6 | 9.6 | 9.54 | 9.48 | 9.47 | 9.52 | 9.57 | 9.54 | 9.49 | 9.49 | 9.55 | 9.61 | 9.61 | 9.56 | 9.51 | 9.49 | 9.53 | 9.56
Torrens Island B | Low gas price | 11.95 | 11.59 | 11.21 | 10.5 | 10 | 9.75 | 9.71 | 9.61 | 9.6 | 9.61 | 9.61 | 9.58 | 9.6 | 9.6 | 9.54 | 9.48 | 9.47 | 9.52 | 9.57 | 9.54 | 9.49 | 9.49 | 9.55 | 9.61 | 9.61 | 9.56 | 9.51 | 9.49 | 9.53 | 9.56
Townsville Power Station | Low gas price | 10.71 | 10.52 | 9.99 | 8.81 | 7.79 | 7.17 | 6.97 | 6.85 | 6.86 | 6.95 | 7.05 | 7.12 | 7.15 | 7.19 | 7.26 | 7.39 | 7.48 | 7.44 | 7.4 | 7.49 | 7.72 | 7.95 | 8.02 | 7.92 | 7.77 | 7.81 | 8.09 | 8.3 | 8.44 | 8.6
Uranquinty | Low gas price | 13.45 | 13.85 | 13.98 | 12.96 | 11.8 | 11.22 | 11.25 | 11.23 | 11.24 | 11.28 | 11.31 | 11.33 | 11.37 | 11.46 | 11.53 | 11.52 | 11.53 | 11.51 | 11.28 | 10.96 | 10.69 | 10.57 | 10.62 | 10.73 | 10.81 | 10.78 | 10.67 | 10.58 | 10.57 | 10.59
Valley Power | Low gas price | 10.53 | 11.47 | 11.66 | 10.46 | 9.48 | 9.18 | 9.59 | 9.91 | 10.11 | 10.22 | 10.26 | 10.25 | 10.28 | 10.4 | 10.43 | 10.42 | 10.55 | 10.73 | 10.78 | 10.64 | 10.42 | 10.33 | 10.41 | 10.57 | 10.68 | 10.67 | 10.59 | 10.54 | 10.57 | 10.65
Yarwun Cogen | Low gas price | 10.71 | 10.52 | 9.99 | 8.81 | 7.79 | 7.17 | 6.97 | 6.85 | 6.86 | 6.95 | 7.05 | 7.12 | 7.15 | 7.19 | 7.26 | 7.39 | 7.48 | 7.44 | 7.4 | 7.49 | 7.72 | 7.95 | 8.02 | 7.92 | 7.77 | 7.81 | 8.09 | 8.3 | 8.44 | 8.6
New generating stations
NSW new CCGT | Low gas price | 14.1 | 14.5 | 14.63 | 13.61 | 12.45 | 11.87 | 11.9 | 11.88 | 11.89 | 11.93 | 11.96 | 11.98 | 12.02 | 12.11 | 12.18 | 12.17 | 12.18 | 12.16 | 11.93 | 11.61 | 11.34 | 11.22 | 11.27 | 11.38 | 11.46 | 11.43 | 11.32 | 11.23 | 11.22 | 11.24
NSW new OCGT | Low gas price | 14.6 | 15 | 15.13 | 14.11 | 12.95 | 12.37 | 12.4 | 12.38 | 12.39 | 12.43 | 12.46 | 12.48 | 12.52 | 12.61 | 12.68 | 12.67 | 12.68 | 12.66 | 12.43 | 12.11 | 11.84 | 11.72 | 11.77 | 11.88 | 11.96 | 11.93 | 11.82 | 11.73 | 11.72 | 11.74
QLD new CCGT | Low gas price | 11.51 | 11.32 | 10.94 | 10.07 | 9.13 | 8.56 | 8.36 | 8.21 | 8.19 | 8.27 | 8.36 | 8.37 | 8.37 | 8.36 | 8.32 | 8.35 | 8.37 | 8.27 | 8.16 | 8.21 | 8.42 | 8.62 | 8.65 | 8.48 | 8.28 | 8.27 | 8.5 | 8.67 | 8.76 | 8.87
QLD new OCGT | Low gas price | 11.86 | 11.67 | 11.29 | 10.42 | 9.48 | 8.91 | 8.71 | 8.56 | 8.54 | 8.62 | 8.71 | 8.72 | 8.72 | 8.71 | 8.67 | 8.7 | 8.72 | 8.62 | 8.51 | 8.56 | 8.77 | 8.97 | 9 | 8.83 | 8.63 | 8.62 | 8.85 | 9.02 | 9.11 | 9.22
SA new CCGT | Low gas price | 12.65 | 12.29 | 11.91 | 11.2 | 10.7 | 10.45 | 10.41 | 10.31 | 10.3 | 10.31 | 10.31 | 10.28 | 10.3 | 10.3 | 10.24 | 10.18 | 10.17 | 10.22 | 10.27 | 10.24 | 10.19 | 10.19 | 10.25 | 10.31 | 10.31 | 10.26 | 10.21 | 10.19 | 10.23 | 10.26
SA new OCGT | Low gas price | 13.15 | 12.79 | 12.41 | 11.7 | 11.2 | 10.95 | 10.91 | 10.81 | 10.8 | 10.81 | 10.81 | 10.78 | 10.8 | 10.8 | 10.74 | 10.68 | 10.67 | 10.72 | 10.77 | 10.74 | 10.69 | 10.69 | 10.75 | 10.81 | 10.81 | 10.76 | 10.71 | 10.69 | 10.73 | 10.76
TAS new CCGT | Low gas price | 14.87 | 15.84 | 16.06 | 14.99 | 14.05 | 14.01 | 14.62 | 15.08 | 15.42 | 15.61 | 15.7 | 15.69 | 15.74 | 15.92 | 15.92 | 15.88 | 16.04 | 16.25 | 16.3 | 16.16 | 15.94 | 15.85 | 15.96 | 16.16 | 16.29 | 16.32 | 16.28 | 16.24 | 16.25 | 16.31
TAS new OCGT | Low gas price | 15.37 | 16.34 | 16.56 | 15.49 | 14.55 | 14.51 | 15.12 | 15.58 | 15.92 | 16.11 | 16.2 | 16.19 | 16.24 | 16.42 | 16.42 | 16.38 | 16.54 | 16.75 | 16.8 | 16.66 | 16.44 | 16.35 | 16.46 | 16.66 | 16.79 | 16.82 | 16.78 | 16.74 | 16.75 | 16.81
VIC new CCGT | Low gas price | 11.03 | 11.97 | 12.16 | 10.96 | 9.98 | 9.68 | 10.09 | 10.41 | 10.61 | 10.72 | 10.76 | 10.75 | 10.78 | 10.9 | 10.93 | 10.92 | 11.05 | 11.23 | 11.28 | 11.14 | 10.92 | 10.83 | 10.91 | 11.07 | 11.18 | 11.17 | 11.09 | 11.04 | 11.07 | 11.15
VIC new OCGT | Low gas price | 11.53 | 12.47 | 12.66 | 11.46 | 10.48 | 10.18 | 10.59 | 10.91 | 11.11 | 11.22 | 11.26 | 11.25 | 11.28 | 11.4 | 11.43 | 11.42 | 11.55 | 11.73 | 11.78 | 11.64 | 11.42 | 11.33 | 11.41 | 11.57 | 11.68 | 11.67 | 11.59 | 11.54 | 11.57 | 11.65
Industrial fuel costs
Fully oil indexed, based on price forecasts delivered by Lewis Grey Advisory for the 2022 GSOO
Progressive Change
| Gas price scenario | 2021-22 | 2022-23 | 2023-24 | 2024-25 | 2025-26 | 2026-27 | 2027-28 | 2028-29 | 2029-30 | 2030-31 | 2031-32 | 2032-33 | 2033-34 | 2034-35 | 2035-36 | 2036-37 | 2037-38 | 2038-39 | 2039-40 | 2040-41 | 2041-42 | 2042-43 | 2043-44 | 2044-45 | 2045-46 | 2046-47 | 2047-48 | 2048-49 | 2049-50 | 2050-51
Adelaide | Net Zero | 10.1573 | 10.7296 | 10.0755 | 9.5549 | 9.0246 | 8.9003 | 8.8598 | 8.8927 | 8.9899 | 9.1456 | 9.2772 | 9.3881 | 9.4658 | 9.5269 | 9.6161 | 9.7164 | 9.8082 | 9.9126 | 10.0288 | 10.1089 | 10.1341 | 10.166 | 10.266 | 10.4239 | 10.5668 | 10.621 | 10.657 | 10.8265 | 11.1352 | 11.3347
Brisbane | Net Zero | 9.7189 | 10.5939 | 10.298 | 9.7048 | 8.811 | 8.4026 | 8.2386 | 8.3793 | 8.5906 | 8.7341 | 8.8238 | 8.9266 | 9.0012 | 9.083 | 9.1982 | 9.2893 | 9.2892 | 9.2332 | 9.2555 | 9.409 | 9.6642 | 9.8922 | 10.0095 | 9.9768 | 9.8211 | 9.7539 | 9.8529 | 10.0533 | 10.261 | 10.3535
Hobart | Net Zero | 10.675 | 12.2175 | 12.9199 | 12.827 | 11.7125 | 10.9314 | 10.7377 | 11.0168 | 11.2476 | 11.4403 | 11.604 | 11.7933 | 11.9858 | 12.1201 | 12.1962 | 12.2256 | 12.2953 | 12.4938 | 12.7628 | 12.9192 | 12.9338 | 12.9419 | 13.0095 | 13.1213 | 13.2311 | 13.2953 | 13.4551 | 14.1436 | 14.9633 | 15.5224
Melbourne | Net Zero | 8.805 | 10.3085 | 11.0026 | 10.9035 | 9.7685 | 8.9677 | 8.767 | 9.0608 | 9.342 | 9.5702 | 9.7339 | 9.9232 | 10.1156 | 10.2499 | 10.326 | 10.3555 | 10.4252 | 10.6236 | 10.8926 | 11.049 | 11.0636 | 11.0718 | 11.1393 | 11.2512 | 11.3609 | 11.4252 | 11.5696 | 11.9233 | 12.3274 | 12.5764
Sydney | Net Zero | 10.1304 | 11.0835 | 11.0927 | 10.8747 | 10.0498 | 9.4949 | 9.3023 | 9.3696 | 9.388 | 9.422 | 9.4835 | 9.5328 | 9.5444 | 9.5888 | 9.7023 | 9.8359 | 9.9882 | 10.2226 | 10.4587 | 10.5399 | 10.4526 | 10.3684 | 10.4709 | 10.6994 | 10.88 | 10.9249 | 10.9463 | 11.0823 | 11.2479 | 11.2229
Townsville | Net Zero | 9.7189 | 10.5939 | 10.298 | 9.7048 | 8.811 | 8.4026 | 8.2386 | 8.3793 | 8.5906 | 8.7341 | 8.8238 | 8.9266 | 9.0012 | 9.083 | 9.1982 | 9.2893 | 9.2892 | 9.2332 | 9.2555 | 9.409 | 9.6642 | 9.8922 | 10.0095 | 9.9768 | 9.8211 | 9.7539 | 9.8529 | 10.0533 | 10.261 | 10.3535
Step Change
| Gas price scenario | 2021-22 | 2022-23 | 2023-24 | 2024-25 | 2025-26 | 2026-27 | 2027-28 | 2028-29 | 2029-30 | 2030-31 | 2031-32 | 2032-33 | 2033-34 | 2034-35 | 2035-36 | 2036-37 | 2037-38 | 2038-39 | 2039-40 | 2040-41 | 2041-42 | 2042-43 | 2043-44 | 2044-45 | 2045-46 | 2046-47 | 2047-48 | 2048-49 | 2049-50 | 2050-51
Adelaide | Step Change | 10.1871 | 10.851 | 9.6874 | 9.03 | 8.5896 | 8.1544 | 8.1325 | 8.1041 | 8.0401 | 8.0766 | 8.1596 | 8.2195 | 8.2033 | 8.0893 | 7.912 | 7.8128 | 7.8844 | 8.0304 | 8.1307 | 8.1812 | 8.2634 | 8.4495 | 8.6627 | 8.7741 | 8.8339 | 8.9338 | 8.976 | 8.9141 | 8.9005 | 8.9572
Brisbane | Step Change | 9.6454 | 10.522 | 9.5983 | 8.8907 | 8.1598 | 7.3739 | 7.1175 | 7.0912 | 7.102 | 7.1282 | 7.1944 | 7.2915 | 7.3153 | 7.2273 | 7.0438 | 6.893 | 6.9047 | 6.938 | 6.8695 | 6.8168 | 6.8374 | 6.9202 | 7.027 | 7.0242 | 6.9247 | 6.8942 | 7.0033 | 7.1726 | 7.2671 | 7.2299
Hobart | Step Change | 10.676 | 12.1214 | 11.8219 | 11.3338 | 10.5161 | 9.8238 | 10.0471 | 10.4208 | 10.521 | 10.5288 | 10.5118 | 10.4893 | 10.5029 | 10.5781 | 10.634 | 10.6916 | 10.8834 | 11.1558 | 11.3598 | 11.3502 | 11.4268 | 11.806 | 12.2498 | 12.3659 | 12.449 | 12.6424 | 12.7932 | 12.8659 | 12.9382 | 13.1309
Melbourne | Step Change | 8.7945 | 10.1182 | 9.751 | 9.1881 | 8.294 | 7.5048 | 7.6447 | 7.9875 | 8.1236 | 8.1898 | 8.202 | 8.209 | 8.2534 | 8.3152 | 8.314 | 8.2857 | 8.3673 | 8.5467 | 8.667 | 8.6573 | 8.6847 | 8.8606 | 9.0294 | 9.1288 | 9.2277 | 9.3029 | 9.3365 | 9.3674 | 9.4002 | 9.5168
Sydney | Step Change | 10.1467 | 11.0836 | 10.3373 | 9.8645 | 9.2624 | 8.5793 | 8.5376 | 8.6528 | 8.6932 | 8.7507 | 8.7949 | 8.788 | 8.6926 | 8.4699 | 8.1889 | 8.0372 | 8.0339 | 8.0537 | 8.0406 | 8.0326 | 8.0001 | 7.9296 | 7.9099 | 7.947 | 7.9979 | 8.0049 | 7.962 | 7.9254 | 7.9702 | 8.0674
Townsville | Step Change | 9.6454 | 10.522 | 9.5983 | 8.8907 | 8.1598 | 7.3739 | 7.1175 | 7.0912 | 7.102 | 7.1282 | 7.1944 | 7.2915 | 7.3153 | 7.2273 | 7.0438 | 6.893 | 6.9047 | 6.938 | 6.8695 | 6.8168 | 6.8374 | 6.9202 | 7.027 | 7.0242 | 6.9247 | 6.8942 | 7.0033 | 7.1726 | 7.2671 | 7.2299
Hydrogen Export
| Gas price scenario | 2021-22 | 2022-23 | 2023-24 | 2024-25 | 2025-26 | 2026-27 | 2027-28 | 2028-29 | 2029-30 | 2030-31 | 2031-32 | 2032-33 | 2033-34 | 2034-35 | 2035-36 | 2036-37 | 2037-38 | 2038-39 | 2039-40 | 2040-41 | 2041-42 | 2042-43 | 2043-44 | 2044-45 | 2045-46 | 2046-47 | 2047-48 | 2048-49 | 2049-50 | 2050-51
Adelaide | Hydrogen Superpower | 10.1691 | 10.8013 | 9.453 | 8.5474 | 7.9166 | 7.304 | 7.1653 | 7.1474 | 7.1349 | 7.1751 | 7.2124 | 7.2549 | 7.3282 | 7.345 | 7.2793 | 7.3047 | 7.5079 | 7.753 | 7.89 | 8.0081 | 8.1612 | 8.2923 | 8.4505 | 8.5477 | 8.5397 | 8.5366 | 8.5064 | 8.4372 | 8.4495 | 8.568
Brisbane | Hydrogen Superpower | 9.6861 | 10.5333 | 9.3971 | 8.4311 | 7.5774 | 6.728 | 6.4479 | 6.4305 | 6.4401 | 6.4474 | 6.4285 | 6.3982 | 6.4096 | 6.4775 | 6.5065 | 6.4683 | 6.501 | 6.4677 | 6.2654 | 6.1864 | 6.3161 | 6.4838 | 6.576 | 6.5329 | 6.3999 | 6.3369 | 6.4223 | 6.5838 | 6.6842 | 6.6636
Hobart | Hydrogen Superpower | 10.6832 | 12.0978 | 11.6393 | 10.8895 | 9.8794 | 8.8539 | 8.7112 | 8.9046 | 9.029 | 9.1211 | 9.1635 | 9.2085 | 9.2763 | 9.3353 | 9.4035 | 9.5182 | 9.6686 | 9.7596 | 9.7238 | 9.6475 | 9.6678 | 9.784 | 9.8659 | 10.0073 | 10.2786 | 10.4259 | 10.4626 | 10.5678 | 10.6624 | 10.6305
Melbourne | Hydrogen Superpower | 8.8132 | 10.2275 | 9.7616 | 9.0062 | 7.9878 | 6.9766 | 6.8314 | 7.0294 | 7.1589 | 7.2511 | 7.2934 | 7.3384 | 7.4062 | 7.4652 | 7.5335 | 7.6483 | 7.7987 | 7.8897 | 7.8539 | 7.7776 | 7.7979 | 7.9142 | 7.9961 | 8.1375 | 8.4088 | 8.5561 | 8.5927 | 8.698 | 8.7925 | 8.7607
Sydney | Hydrogen Superpower | 10.1426 | 11.0549 | 10.1434 | 9.4169 | 8.5824 | 7.6561 | 7.4024 | 7.4238 | 7.4421 | 7.4787 | 7.4915 | 7.4843 | 7.4857 | 7.3702 | 7.1305 | 6.9619 | 6.8617 | 6.7676 | 6.714 | 6.7209 | 6.7195 | 6.6734 | 6.6536 | 6.6573 | 6.6482 | 6.6072 | 6.5388 | 6.5034 | 6.5868 | 6.6861
Townsville | Hydrogen Superpower | 9.6861 | 10.5333 | 9.3971 | 8.4311 | 7.5774 | 6.728 | 6.4479 | 6.4305 | 6.4401 | 6.4474 | 6.4285 | 6.3982 | 6.4096 | 6.4775 | 6.5065 | 6.4683 | 6.501 | 6.4677 | 6.2654 | 6.1864 | 6.3161 | 6.4838 | 6.576 | 6.5329 | 6.3999 | 6.3369 | 6.4223 | 6.5838 | 6.6842 | 6.6636
Slow Change
| Gas price scenario | 2021-22 | 2022-23 | 2023-24 | 2024-25 | 2025-26 | 2026-27 | 2027-28 | 2028-29 | 2029-30 | 2030-31 | 2031-32 | 2032-33 | 2033-34 | 2034-35 | 2035-36 | 2036-37 | 2037-38 | 2038-39 | 2039-40 | 2040-41 | 2041-42 | 2042-43 | 2043-44 | 2044-45 | 2045-46 | 2046-47 | 2047-48 | 2048-49 | 2049-50 | 2050-51
Adelaide | Slow Change | 10.3077 | 11.2475 | 11.4337 | 11.5904 | 11.6019 | 11.5281 | 11.5563 | 11.6813 | 11.8836 | 12.1185 | 12.4038 | 12.7112 | 12.9032 | 13.0118 | 13.1483 | 13.3844 | 13.6647 | 13.9053 | 14.0804 | 14.2036 | 14.34 | 14.5733 | 14.9597 | 15.4532 | 15.819 | 15.8645 | 15.8191 | 15.904 | 16.1089 | 16.4178
Brisbane | Slow Change | 9.6125 | 10.5762 | 10.816 | 10.8125 | 10.726 | 10.7763 | 10.9877 | 11.4385 | 11.9468 | 12.2607 | 12.1775 | 11.7794 | 11.5726 | 11.923 | 12.6717 | 13.2055 | 13.469 | 13.7636 | 14.0257 | 14.2418 | 14.3908 | 14.4569 | 14.5969 | 14.8691 | 15.1422 | 15.3234 | 15.47 | 15.6559 | 15.8562 | 16.0436
Hobart | Slow Change | 10.8758 | 12.3852 | 13.4647 | 14.2109 | 14.379 | 14.2651 | 14.4282 | 14.9487 | 15.4844 | 15.9712 | 16.5089 | 16.9509 | 17.117 | 17.136 | 17.1176 | 17.2178 | 17.5475 | 17.9569 | 18.2469 | 18.3858 | 18.4814 | 18.6953 | 19.0894 | 19.5613 | 19.828 | 19.7803 | 19.7815 | 20.3921 | 21.2246 | 21.9932
Melbourne | Slow Change | 8.9216 | 10.2835 | 11.2961 | 11.9957 | 12.1121 | 11.9507 | 12.1055 | 12.6314 | 13.1473 | 13.6071 | 14.1691 | 14.6911 | 14.9372 | 14.9849 | 14.9765 | 15.101 | 15.4468 | 15.8739 | 16.1866 | 16.3254 | 16.421 | 16.6349 | 17.029 | 17.5009 | 17.7676 | 17.7199 | 17.7043 | 17.9462 | 18.321 | 18.748
Sydney | Slow Change | 10.3094 | 11.4981 | 12.2754 | 12.8391 | 12.7905 | 12.432 | 12.374 | 12.627 | 12.9316 | 13.1647 | 13.251 | 13.2685 | 13.3294 | 13.5572 | 13.8793 | 14.1698 | 14.4545 | 14.7049 | 14.8805 | 14.9732 | 15.0679 | 15.3045 | 15.7215 | 16.2484 | 16.6428 | 16.7259 | 16.7824 | 17.0431 | 17.342 | 17.6039
Townsville | Slow Change | 9.6125 | 10.5762 | 10.816 | 10.8125 | 10.726 | 10.7763 | 10.9877 | 11.4385 | 11.9468 | 12.2607 | 12.1775 | 11.7794 | 11.5726 | 11.923 | 12.6717 | 13.2055 | 13.469 | 13.7636 | 14.0257 | 14.2418 | 14.3908 | 14.4569 | 14.5969 | 14.8691 | 15.1422 | 15.3234 | 15.47 | 15.6559 | 15.8562 | 16.0436
Low Gas Price Sensitivity
| Gas price scenario | 2021-22 | 2022-23 | 2023-24 | 2024-25 | 2025-26 | 2026-27 | 2027-28 | 2028-29 | 2029-30 | 2030-31 | 2031-32 | 2032-33 | 2033-34 | 2034-35 | 2035-36 | 2036-37 | 2037-38 | 2038-39 | 2039-40 | 2040-41 | 2041-42 | 2042-43 | 2043-44 | 2044-45 | 2045-46 | 2046-47 | 2047-48 | 2048-49 | 2049-50 | 2050-51
Adelaide | Low gas price | 10.1534 | 10.8479 | 10.3625 | 9.7956 | 8.9277 | 8.3545 | 8.0524 | 7.9284 | 7.8119 | 7.8107 | 7.8492 | 7.8699 | 7.8846 | 7.927 | 7.9622 | 7.9545 | 7.9735 | 8.0652 | 8.1853 | 8.2654 | 8.278 | 8.2698 | 8.3231 | 8.4389 | 8.5423 | 8.5731 | 8.5411 | 8.5158 | 8.5635 | 8.6772
Brisbane | Low gas price | 9.8178 | 10.7091 | 10.5207 | 9.9887 | 8.8108 | 7.7882 | 7.1705 | 6.9702 | 6.8455 | 6.8618 | 6.9471 | 7.0502 | 7.1186 | 7.148 | 7.1869 | 7.2583 | 7.3892 | 7.4821 | 7.4429 | 7.3951 | 7.4904 | 7.7226 | 7.948 | 8.0229 | 7.917 | 7.7704 | 7.814 | 8.0858 | 8.3049 | 8.4449
Hobart | Low gas price | 10.6545 | 12.1685 | 12.8536 | 12.6729 | 11.2891 | 10.0446 | 9.6492 | 9.8506 | 10.0046 | 10.1446 | 10.2339 | 10.2879 | 10.3151 | 10.3752 | 10.4736 | 10.546 | 10.6133 | 10.7625 | 10.962 | 11.0558 | 10.9691 | 10.8134 | 10.7671 | 10.8757 | 11.0561 | 11.186 | 11.1933 | 11.1235 | 11.1121 | 11.2003
Melbourne | Low gas price | 8.7845 | 10.2594 | 10.9363 | 10.7493 | 9.3451 | 8.1529 | 7.7511 | 7.9661 | 8.1348 | 8.2749 | 8.3642 | 8.4182 | 8.4454 | 8.5055 | 8.6039 | 8.6763 | 8.7435 | 8.8928 | 9.0922 | 9.1861 | 9.0994 | 8.9438 | 8.8975 | 9.006 | 9.1865 | 9.3163 | 9.3236 | 9.2538 | 9.2425 | 9.3307
Sydney | Low gas price | 10.0725 | 11.0376 | 11.0622 | 10.7569 | 9.5952 | 8.4752 | 7.8671 | 7.736 | 7.6605 | 7.6755 | 7.7222 | 7.776 | 7.8276 | 7.8773 | 7.9217 | 7.9577 | 8.0266 | 8.1736 | 8.3198 | 8.356 | 8.2867 | 8.1709 | 8.1265 | 8.2186 | 8.3825 | 8.4956 | 8.4858 | 8.4084 | 8.3846 | 8.4513
Townsville | Low gas price | 9.8178 | 10.7091 | 10.5207 | 9.9887 | 8.8108 | 7.7882 | 7.1705 | 6.9702 | 6.8455 | 6.8618 | 6.9471 | 7.0502 | 7.1186 | 7.148 | 7.1869 | 7.2583 | 7.3892 | 7.4821 | 7.4429 | 7.3951 | 7.4904 | 7.7226 | 7.948 | 8.0229 | 7.917 | 7.7704 | 7.814 | 8.0858 | 8.3049 | 8.4449
Liquid fuel price ($/GJ, real 2021 dollars)
Liquid Fuel Prices based on 2014 "Fuel and Technology Cost Review" by ACIL Allen.
All modelling scenarios
Liquid fuel price | Liquid fuel price scenario | 2021-22 | 2022-23 | 2023-24 | 2024-25 | 2025-26 | 2026-27 | 2027-28 | 2028-29 | 2029-30 | 2030-31 | 2031-32 | 2032-33 | 2033-34 | 2034-35 | 2035-36 | 2036-37 | 2037-38 | 2038-39 | 2039-40 | 2040-41 | 2041-42 | 2042-43 | 2043-44 | 2044-45 | 2045-46 | 2046-47 | 2047-48 | 2048-49 | 2049-50 | 2050-51
Liquid fuel | Medium Trajectory | 37.8618 | 37.2661 | 36.7207 | 36.2173 | 35.7498 | 35.3403 | 34.9757 | 34.6082 | 34.2513 | 33.9216 | 33.6231 | 33.3511 | 33.0976 | 32.8571 | 32.6256 | 32.4014 | 32.1833 | 31.9691 | 31.7586 | 31.3561 | 30.9598 | 30.9598 | 30.9598 | 30.9598 | 30.9598 | 30.9598 | 30.9598 | 30.9598 | 30.9598 | N/A
Liquid fuel | High Trajectory | 37.8618 | 37.2661 | 36.7207 | 36.2173 | 35.7498 | 35.3403 | 34.9757 | 34.6082 | 34.2513 | 33.9216 | 33.6231 | 33.3511 | 33.0976 | 32.8571 | 32.6256 | 32.4014 | 32.1833 | 31.9691 | 31.7586 | 31.3561 | 30.9598 | 30.9598 | 30.9598 | 30.9598 | 30.9598 | 30.9598 | 30.9598 | 30.9598 | 30.9598 | N/A
Liquid fuel | Low Trajectory | 37.8618 | 37.2661 | 36.7207 | 36.2173 | 35.7498 | 35.3403 | 34.9757 | 34.6082 | 34.2513 | 33.9216 | 33.6231 | 33.3511 | 33.0976 | 32.8571 | 32.6256 | 32.4014 | 32.1833 | 31.9691 | 31.7586 | 31.3561 | 30.9598 | 30.9598 | 30.9598 | 30.9598 | 30.9598 | 30.9598 | 30.9598 | 30.9598 | 30.9598 | N/A
Hydrogen price ($/GJ, real 2021 dollars)
Hydrogen price is developed based on a multi-sector model outcome (AusTIMES) conducted by CSIRO/CWA in 2021.
This data is only applicable to the Hydrogen Export scenario.
Hydrogen Export only
Hydrogen price | Hydrogen price scenario | 2021-22 | 2022-23 | 2023-24 | 2024-25 | 2025-26 | 2026-27 | 2027-28 | 2028-29 | 2029-30 | 2030-31 | 2031-32 | 2032-33 | 2033-34 | 2034-35 | 2035-36 | 2036-37 | 2037-38 | 2038-39 | 2039-40 | 2040-41 | 2041-42 | 2042-43 | 2043-44 | 2044-45 | 2045-46 | 2046-47 | 2047-48 | 2048-49 | 2049-50 | 2050-51
Hydrogen | Hydrogen Export | N/A | N/A | N/A | N/A | N/A | N/A | N/A | N/A | N/A | 14.61 | 14.08 | 13.63 | 13.23 | 12.88 | 12.57 | 12.29 | 12.03 | 11.8 | 11.6 | 11.4 | 11.23 | 11.06 | 10.91 | 10.77 | 10.64 | 10.52 | 10.4 | 10.29 | 10.19 | N/A
It is assumed that hydrogen reciprocated engines would not be available before 2030.

## Retirement
Go to Assumptions Summary
Retirement
Announced retirements are based on participant submissions of expected closure years in the February release of Generation information. Generators without announced retirement dates have been given a retirement days of X years past the station's commissioning date, where X is the technical life of that technology type given in Aurecon's Costs and Technical Parameters workbook.
Units may be retired earlier by the model if determined as least cost to the power system.
Expected Closure Years |  |  | Retirement Costs
Expected Closure dates as per published values of the July 22, 2022 update to AEMO's Generation Information page |  |  | Sourced from GHD 2018
https://www.aemo.com.au/Electricity/National-Electricity-Market-NEM/Planning-and-forecasting/Generation-information
Generator Name | DUID | Expected Closure Year (Calendar Year) | Generator | Retirement / Rehabilitation Cost (real 2021 $/MW)
Bayswater | BW01 | 2033 | Black Coal | 167975.646
Bayswater | BW02 | 2033 | Brown Coal | 167975.646
Bayswater | BW03 | 2033 | CCGT | 136480.2124
Bayswater | BW04 | 2033 | OCGT | 47243.1504
Eraring | ER01 | 2025
Eraring | ER02 | 2025
Eraring | ER03 | 2025
Eraring | ER04 | 2025
Liddell | LD01 | 2023
Liddell | LD02 | 2023
Liddell | LD04 | 2023
Mount Piper | MP1 | 2040
Mount Piper | MP2 | 2040
Vales Point B | VP5 | 2029
Vales Point B | VP6 | 2029
Callide B | CALL_B_1 | 2028
Callide B | CALL_B_2 | 2028
Callide C | CPP_3 | Not yet submitted
Callide C | CPP_4 | Not yet submitted
Gladstone | GSTONE1 | 2035
Gladstone | GSTONE2 | 2035
Gladstone | GSTONE3 | 2035
Gladstone | GSTONE4 | 2035
Gladstone | GSTONE5 | 2035
Gladstone | GSTONE6 | 2035
Kogan Creek | KPP_1 | 2042
Millmerran | MPP_1 | 2051
Millmerran | MPP_2 | 2051
Stanwell | STAN-1 | 2043
Stanwell | STAN-2 | 2044
Stanwell | STAN-3 | 2045
Stanwell | STAN-4 | 2046
Tarong | TARONG#1 | 2036
Tarong | TARONG#2 | 2036
Tarong | TARONG#3 | 2037
Tarong | TARONG#4 | 2037
Tarong North | TNPS1 | 2037
Loy Yang B | LOYYB1 | 2047
Loy Yang B | LOYYB2 | 2047
Loy Yang A | LYA1 | 2045
Loy Yang A | LYA2 | 2045
Loy Yang A | LYA3 | 2045
Loy Yang A | LYA4 | 2045
Yallourn W | YWPS1 | 2028
Yallourn W | YWPS2 | 2028
Yallourn W | YWPS3 | 2028
Yallourn W | YWPS4 | 2028
Smithfield Energy Facility | SITHE01 | 2044
Smithfield Energy Facility | SITHE04 | 2044
Tallawarra | TALWA1 | 2043
Condamine A | CPSA | 2039
Darling Downs | DDPS1 | 2045
Swanbank E GT | SWAN_E | 2036
Yabulu PS | YABULU | 2046
Yabulu Steam Turbine | YABULU2 | 2046
Yarwun 1 | YARWUN_1 | 2050
Osborne | OSB-AG | 2023
Pelican Point | PPCCGT | 2037
Tamar Valley Combined Cycle | TVCC201 | 2050
Colongra | CG1 | 2070
Colongra | CG2 | 2070
Colongra | CG3 | 2070
Colongra | CG4 | 2070
Uranquinty | URANQ11 | 2044
Uranquinty | URANQ12 | 2044
Uranquinty | URANQ13 | 2044
Uranquinty | URANQ14 | 2044
Barcaldine Power Station | BARCALDN | 2034
Braemar | BRAEMAR1 | 2046
Braemar | BRAEMAR2 | 2046
Braemar | BRAEMAR3 | 2046
Braemar 2 Power Station | BRAEMAR5 | 2049
Braemar 2 Power Station | BRAEMAR6 | 2049
Braemar 2 Power Station | BRAEMAR7 | 2049
Mt Stuart | MSTUART1 | 2033
Mt Stuart | MSTUART2 | 2033
Mt Stuart | MSTUART3 | 2044
Oakey Power Station | OAKEY1 | 2050
Oakey Power Station | OAKEY2 | 2050
Roma | ROMA_7 | 2034
Roma | ROMA_8 | 2034
Angaston | ANGAST1 | 2070
Barker Inlet Power Station | BARKIPS1 | 2044
Dry Creek GT | DRYCGT1 | 2030
Dry Creek GT | DRYCGT2 | 2030
Dry Creek GT | DRYCGT3 | 2030
Hallett GT | AGLHAL | 2032
Ladbroke Grove | LADBROK1 | 2035
Ladbroke Grove | LADBROK2 | 2035
Mintaro GT | MINTARO | 2030
Quarantine | QPS1 | 2053
Quarantine | QPS2 | 2054
Quarantine | QPS3 | 2054
Quarantine | QPS4 | 2055
Quarantine | QPS5 | 2044
Bell Bay Three | BBTHREE1 | 2040
Bell Bay Three | BBTHREE2 | 2040
Bell Bay Three | BBTHREE3 | 2040
Tamar Valley Peaking | TVPP104 | 2050
Somerton | AGLSOM | 2033
Bairnsdale | BDL01 | 2042
Bairnsdale | BDL02 | 2042
Jeeralang A | JLA01 | 2039
Jeeralang A | JLA02 | 2039
Jeeralang A | JLA03 | 2039
Jeeralang A | JLA04 | 2039
Jeeralang B | JLB01 | 2039
Jeeralang B | JLB02 | 2039
Jeeralang B | JLB03 | 2039
Laverton North | LNGS1 | 2070
Laverton North | LNGS2 | 2070
Mortlake | MORTLK11 | 2047
Mortlake | MORTLK12 | 2047
Valley Power | VPGS1 | 2070
Valley Power | VPGS2 | 2070
Valley Power | VPGS3 | 2070
Valley Power | VPGS4 | 2070
Valley Power | VPGS5 | 2070
Valley Power | VPGS6 | 2070
Torrens Island A | TORRA1 | 2021
Torrens Island A | TORRA3 | 2022
Torrens Island B | TORRB1 | 2035
Torrens Island B | TORRB2 | 2035
Torrens Island B | TORRB3 | 2035
Torrens Island B | TORRB4 | 2035
Newport | NPS | 2039
Lonsdale | LONSDALE | 2070
Port Lincoln GT | POR01 | 2030
Port Lincoln GT | POR03 | 2030
Port Stanvac 1 | PTSTAN1 | 2070
Snuggery | SNUG1 | 2030
Blowering | BLOWERNG | 2070
Guthega | GUTHEGA | 2070
Hume Dam NSW | HUMENSW | 2057
Shoalhaven | SHGEN | 2100
Upper Tumut | UPPTUMUT | 2070
Tumut 3 | TUMUT3 | 2070
Barron Gorge | BARRON-1 | 2042
Barron Gorge | BARRON-2 | 2042
Kareeya | KAREEYA1 | 2037
Kareeya | KAREEYA2 | 2037
Kareeya | KAREEYA3 | 2037
Kareeya | KAREEYA4 | 2037
Wivenhoe | W/HOE#1 | 2084
Wivenhoe | W/HOE#2 | 2084
Bastyan | BASTYAN | 2100
Catagunya / Liapootah / Wayatinah | LI_WY_CA | 2100
Cethana | CETHANA | 2100
Devils gate | DEVILS_G | 2100
Fisher | FISHER | 2100
Gordon | GORDON | 2100
John Butters | JBUTTERS | 2100
Lake Echo | LK_ECHO | 2100
Lemonthyme / Wilmot | LEM_WIL | 2100
Mackintosh | MACKNTSH | 2100
Meadowbank | MEADOWBK | 2100
Poatina | POAT110 | 2100
Poatina | POAT220 | 2100
Reece | REECE1 | 2100
Reece | REECE2 | 2100
Tarraleah | TARRALEA | 2100
Trevallyn | TREVALLN | 2100
Tribute | TRIBUTE | 2100
Tungatinah | TUNGATIN | 2100
Bogong / Mackay | MCKAY1 | 2057
Dartmouth | DARTM1 | 2057
Eildon | EILDON1 | 2057
Eildon | EILDON2 | 2057
Hume Dam VIC | HUMEV | 2057
Murray | MURRAY | 2070
West Kiewa | WKIEWA1 | 2057
West Kiewa | WKIEWA2 | 2057
Beryl Solar Farm | BERYLSF1 | 2049
Bomen Solar Farm | BOMENSF1 | 2050
Broken Hill Solar Farm | BROKENH1 | 2043
Coleambally Solar Farm | COLEASF1 | 2038
Darlington Point Solar Farm | DARLSF1 | 2055
Finley Solar Farm | FINLYSF1 | 2049
Goonumbla Solar Farm | GOONSF1 | 2050
Gullen Range Solar Farm | GULLRSF1 | 2100
Limondale Solar Farm 1 | LIMOSF11 | 2050
Limondale Solar Farm 2 | LIMOSF21 | 2050
Manildra Solar Farm | MANSLR1 | 2048
Molong Solar Farm | MOLNGSF1 | 2051
Moree Solar Farm | MOREESF1 | 2046
Nevertire Solar Farm | NEVERSF1 | 2049
Nyngan Solar Plant | NYNGAN1 | 2042
Parkes Solar Farm | PARSF1 | 2058
Sunraysia Solar Farm | SUNRSF1 | 2049
White Rock Solar Farm | WRSF1 | 2043
Childers Solar Farm | CHILDSF1 | 2049
Clare Solar Farm | CLARESF1 | 2047
Clermont Solar Farm | CLERMSF1 | 2049
Collinsville Solar Farm | CSPVPS1 | 2044
Darling Downs Solar Farm | DDSF1 | 2036
Daydream Solar Farm | DAYDSF1 | 2048
Emerald Solar Farm | EMERASF1 | 2048
Hamilton Solar Farm | HAMISF1 | 2048
Haughton Solar Farm | HAUGHT11 | 2050
Hayman Solar Farm | HAYMSF1 | 2048
Hughenden Solar Farm | HUGSF1 | 2048
Kidston Solar Farm | KSP1 | 2037
Lilyvale Solar Farm | LILYSF1 | 2048
Longreach Solar Farm | LRSF1 | 2043
Middlemount Sun Farm | MIDDLSF1 | 2050
Oakey 1 Solar Farm | OAKEY1SF | 2043
Oakey 2 Solar Farm | OAKEY2SF | 2049
Ross River Solar Farm | RRSF1 | 2043
Rugby Run Solar Farm | RUGBYR1 | 2049
Sun Metals Corporation Solar Farm | SMCSF1 | 2042
Susan River Solar Farm | SRSF1 | 2049
Whitsunday Solar Farm | WHITSF1 | 2048
Yarranlea Solar Farm | YARANSF1 | 2044
Bungala one Solar Farm | BNGSF1 | 2044
Bungala Two Solar Farm | BNGSF2 | 2044
Tailem Bend Solar Farm | TBSF1 | 2049
Bannerton Solar Farm | BANN1 | 2049
Gannawarra Solar Farm | GANNSF1 | 2048
Glenrowan West Solar Farm | GLRWNSF1 | 2051
Karadoc Solar Farm | KARSF1 | 2048
Kiamal Solar Farm stage 1 | KIAMSF1 | 2049
Numurkah Solar Farm | NUMURSF1 | 2044
Wemen Solar Farm | WEMENSF1 | 2049
Yatpool Solar Farm | YATSF1 | 2050
Bango 973 Wind Farm | BANGOWF1 | 2045
Boco Rock Wind Farm | BOCORWF1 | 2040
Bodangora Wind Farm | BODWF1 | 2049
Capital Wind Farm | CAPTL_WF | 2040
Collector Wind Farm | COLWF01 | 2046
Crookwell 2 Wind Farm | CROOKWF2 | 2043
Crudine Ridge Wind Farm | CRURWF1 | 2041
Cullerin Range Wind Farm | CULLRGWF | 2038
Gullen Range Wind Farm | GULLRWF1 | 2100
Gunning Wind Farm | GUNNING1 | 2036
Sapphire Wind Farm | SAPHWF1 | 2043
Silverton Wind Farm | STWF1 | 2043
Taralga Wind Farm | TARALGA1 | 2040
White Rock Wind Farm - Stage 1 | WRWF1 | 2038
Woodlawn Wind Farm | WOODLWN1 | 2041
Coopers Gap Wind Farm | COOPGWF1 | 2044
Mount Emerald Wind Farm | MEWF1 | 2043
Canunda Wind Farm | CNUNDAWF | 2035
Cathedral Rocks Wind Farm | CATHROCK | 2030
Clements Gap Wind Farm | CLEMGPWF | 2039
Hallett Stage 1 Brown Hill Wind Farm | HALLWF1 | 2043
Hallett Stage 2 Hallett Hill Wind Farm | HALLWF2 | 2035
Hallett 4 North Brown Hill Wind Farm | NBHWF1 | 2036
Hallett 5 The Bluff Wind Farm | BLUFF1 | 2036
Hornsdale Wind Farm Stage 1 | HDWF1 | 2056
Hornsdale Wind Farm Stage 2 | HDWF2 | 2057
Hornsdale Wind Farm Stage 3 | HDWF3 | 2057
Lake Bonney 1 Wind Farm | LKBONNY1 | 2035
Lake Bonney 2 Wind Farm | LKBONNY2 | 2038
Lake Bonney 3 Wind Farm | LKBONNY3 | 2040
Lincoln Gap Wind Farm - stage 1 | LGAPWF1 | 2045
Mount Millar Wind Farm | MTMILLAR | 2035
Snowtown Wind Farm | SNOWTWN1 | 2033
Snowtown S2 Wind Farm - North | SNOWNTH1 | 2039
Snowtown S2 Wind Farm - South | SNOWSTH1 | 2039
Starfish Hill Wind Farm | STARHLWF | 2027
Waterloo Wind Farm | WATERLWF | 2051
Wattle Point Wind Farm | WPWF | 2029
Willogoleche Wind Farm | WGWF1 | 2043
Cattle Hill Wind Farm | CTHLWF1 | 2044
Granville Harbour Wind Farm | GRANWF1 | 2055
Musselroe Wind Farm | MUSSELR1 | 2050
Woolnorth Wind Farm | WOOLNTH1 | 2050
Ararat Wind Farm | ARWF1 | 2047
Bald Hills Wind Farm | BALDHWF1 | 2040
Bulgana Green Power Hub - Wind Farm | BULGANA1 | 2049
Challicum Hills Wind Farm | CHALLHWF | 2033
Cherry Tree Wind Farm | CHYTWF1 | 2050
Crowlands Wind Farm | CROWLWF1 | 2049
Dundonnell Wind Farm | DUNDWF1 | 2045
Dundonnell Wind Farm | DUNDWF2 | 2045
Dundonnell Wind Farm | DUNDWF3 | 2045
Elaine Wind Farm | ELAINWF1 | 2049
Kiata Wind Farm | KiataWF1 | 2042
Macarthur Wind Farm | MACARTH1 | 2038
Moorabool Wind Farm | MOORAWF1 | 2044
Mortons Lane Wind Farm | MLWF1 | 2042
Mt Gellibrand Wind Farm | MTGELWF1 | 2043
Mt Mercer Wind Farm | MERCER01 | 2043
Murra Warra Wind Farm - stage 1 | MUWAWF1 | 2049
Oaklands Hill Wind Farm | OAKLAND1 | 2037
Portland Wind Farm | PORTWF | 2040
Salt Creek Wind Farm | SALTCRK1 | 2043
Waubra Wind Farm | WAUBRAWF | 2034
Yambuk Wind Farm | YAMBUKWF | 2040
Yaloak South Wind Farm | YSWF1 | 2048
Yendon Wind Farm | YENDWF1 | 2049
Berrybank Wind Farm | BRYB1WF1 | 2050
Gullen Range Wind Farm 2 | GULLRWF2 | 2120
Jemalong Solar | JEMALNG1 | 2050
Maryrorough Solar Farm | MARYRSF1 | 2048
Stockyard Hill Wind Farm | STOCKYD1 | 2045
Wellington Solar Farm | WELLSF1 | 2051
Winton Solar Farm | WINTSF1 | 2051
Gangarri Solar Farm | GANGARR1 | 2051
Lincoln Gap Wind Farm - stage 2 | LGAPWF2 | 2045
Snapper Point Power Station | SNAPPER1 | 2046
Kurri Kurri |  | 2063
Kidston |  | 2105
Snowy 2.0 |  | 2076
Corowa Solar Farm |  | 2051
Gunnedah Solar Farm |  | 2056
Junee Solar Farm |  | 2050
Metz Solar Farm |  | 2052
New England Solar Farm |  | 2052
Riverina Solar Farm |  | 2046
Sebastopol Solar Farm |  | 2052
Suntop Solar Farm |  | 2056
Wagga North Solar Farm |  | 2050
Bluegrass Solar Farm |  | 2057
Columboola Solar Farm |  | 2046
Kennedy Energy Park Solar Farm | KEPSF1 | 2046
Warwick Solar Farm - stage 1 | WARWSF1 | 2046
Warwick Solar Farm - stage 2 | WARWSF2 | 2045
Western Downs Green Power Hub |  | 2047
Woolooga Solar Farm |  | 2047
Adelaide Desalination Plant |  | 2041
Morgan To Whyalla Pipeline No 1 PS And Water Filtration Plant |  | 2031
Morgan To Whyalla Pipeline No 2 PS |  | 2041
Morgan To Whyalla Pipeline No 3 PS |  | 2045
Morgan To Whyalla Pipeline No 4 PS |  | 2041
Cohuna Solar Farm |  | 2045
Bango 999 Wind Farm |  | 2045
Kaban Green Power Hub - Wind Farm |  | 2048
Kennedy Energy Park Wind Farm | KEPWF1 | 2046
Murra Warra Wind Farm - stage 2 |  | 2052
Bolivar Waste Water Treatment |  | 2045
Edenvale Solar Park |  | 2053
Hillston Sun Farm |  | 2052
Mannum Adelaide Pumping Station No 2 - MAPL2 (Palmer) |  | 2041
Mannum Adelaide Pumping Station No 3 - MAPL3 (Tungkillo)* |  | 2041
Moura Solar Farm |  | 2057
Murray Bridge - Onkaparinga Pipeline Pump 2 |  | 2041
Port Augusta Renewable Energy Park - Solar |  | 2047
Port Augusta Renewable Energy Park - Wind |  | 2052
Wyalong Solar Farm |  | 2058
Avonlie Solar Farm |  | 2058
Dulacca Wind Farm |  | 2053
Rye Park Wind Farm |  | 2048
Berrybank Wind Farm - stage 2 |  | 2052
Clarke Creek Wind Farm |  | 2049
Wandoan South Solar Farm - stage 1 | WANDSF1 | 2053
Christies Beach Wastewater Treatment Plant |  | 2041
Happy Valley Reservoir |  | 2041
Tallawarra B* |  | 2063
Wollar Solar Farm |  | 2053
West Wyalong Solar Farm |  | 2052
Tailem Bend Solar Farm - stage 2 |  | 2053
Aramara Solar Farm |  | 2048
Munna Creek Solar Farm |  | 2053
Mortlake South Wind Farm |  | 2044
Macintyre Wind Farm |  | 2044
Quorn Park Solar Farm |  | 2053
Walla Walla Solar Farm |  | 2049
Wunghnu Solar Farm |  | 2044
Yanco Solar Farm |  | 2044
Bolivar Power Station |  | 2045
Karara Wind Farm |  | 2055
Wallgrove Grid Battery project |  | 2036
Wandoan South BESS |  | 2051
Adelaide Desalination Plant BESS | ADPBA1G | 2041
Bolivar Waste Water Treatment BESS | BOWWBA1G | 2045
Christies Beach Wastewater Treatment Plant BESS | CBWWBA1G | 2041
Dalrymple North BESS | DALNTH01 | 2030
Happy Valley Reservoir BESS |  | 2041
Hornsdale Power Reserve Unit 1 |  | 2057
Lake Bonney BESS1 |  | 2034
Lincoln Gap Wind Farm - BESS | LGAPWF1 | 2045
Torrens Island BESS |  | 2043
Ballarat Energy Storage System |  | 2033
Bulgana Green Power Hub - BESS |  | 2041
Gannawarra Energy Storage System |  | 2033
Victorian Big Battery |  | 2041
Tailem Bend Battery Project |  | 2048
Darlington Point Energy Storage System |  | 2051
Orana BESS |  | 2065
Riverina Energy Storage System 1 |  | 2051
Riverina Energy Storage System 2 |  | 2051
Wooreen Energy Storage System |  | 2045
Ulinda Park BESS |  | 2063
Note: CS Energy has not submitted retirement dates for Callide C units. These Generators are using end of technical life assumptions.

## Heat rates
Go to Assumptions Summary
Heat rates
Encapsulates the efficiency of thermal generators for both Existing generators and New entrant technologies (as-gen, HHV)
For key thermal power stations, as outlined in the Market Modelling Methodology Paper, affine heat rate curves may be applied in time-sequential modelling. These are outlined on the Affine Heat Rate worksheet.
Link: | Affine Heat Rates
Existing, Committed and Anticipated generators |  |  | New entrant technologies
Generator | Technology | Heat rate (GJ/MWh) | Technology | Heat rate (GJ/MWh)
Bayswater | Steam Sub Critical | 9.4488 | Black Coal (advanced ultra supercritical PC) | 8.9135
Eraring | Steam Sub Critical | 9.5491 | Black Coal (advanced ultra supercritical PC) with CCS | 14.5285
Liddell | Steam Sub Critical | 10.1408 | OCGT (small GT) | 10.1902
Mt Piper | Steam Sub Critical | 9.2545 | OCGT (large GT) | 10.9312
Vales Point B | Steam Sub Critical | 9.6774 | CCGT | 7.2492
Callide B | Steam Sub Critical | 9.1603 | CCGT with CCS | 9.0396
Callide C | Steam Super Critical | 9.3023 | Biomass | 13.7361
Gladstone | Steam Sub Critical | 9.4737 | Hydrogen reciprocating engines | 11.7031
Kogan Creek | Steam Super Critical | 8.802 | Notes:
Millmerran | Steam Super Critical | 9.2072 | 1. Sourced from Aurecon 2021-22 AEMO costs and technical parameter review.
Stanwell | Steam Sub Critical | 9.068
Tarong | Steam Sub Critical | 9.2072
Tarong North | Steam Super Critical | 8.6538
Loy Yang A Power Station | Steam Sub Critical | 12.1622
Loy Yang B | Steam Sub Critical | 12.5436
Yallourn W | Steam Sub Critical | 13.8996
Tallawarra | CCGT | 6.9903
Condamine A | CCGT | 7.2874
Darling Downs | CCGT | 7.377
Swanbank E GT | CCGT | 7.438
Yabulu PS | CCGT | 7.5949
Yabulu Steam Turbine | CCGT | 7.5949
Yarwun Cogen | CCGT | 10.3746
Osborne | CCGT | 8.1633
Pelican Point | CCGT | 7.3469
Tamar Valley Combined Cycle | CCGT | 7.2874
Colongra | OCGT | 11.1455
Smithfield Energy Facility | OCGT | 13.6882
Uranquinty | OCGT | 11.1455
Barcaldine Power Station | OCGT | 12.7208
Braemar | OCGT | 11.8812
Braemar 2 Power Station | OCGT | 11.8812
Mt Stuart | OCGT | 11.8812
Oakey Power Station | OCGT | 10.9422
Roma | OCGT | 11.8812
Port Lincoln GT | OCGT | 12.8114
Snuggery | OCGT | 13.4328
Dry Creek GT | OCGT | 13.6882
Hallett GT | OCGT | 14.876
Ladbroke Grove | OCGT | 11.8812
Mintaro GT | OCGT | 12.7208
Quarantine | OCGT | 10.7143
Bolivar Power Station | OCGT | 10.19
Bell Bay Three | OCGT | 12.0401
Tamar Valley Peaking | OCGT | 12.7208
Somerton | OCGT | 14.876
Bairnsdale | OCGT | 10.4956
Jeeralang A | OCGT | 15.2542
Jeeralang B | OCGT | 15.2542
Laverton North | OCGT | 11.5016
Mortlake | OCGT | 11.1455
Valley Power | OCGT | 14.876
Torrens Island A | Gas-powered steam turbine | 11.4286
Torrens Island B | Gas-powered steam turbine | 10.7143
Newport | Gas-powered steam turbine | 10.2857
Angaston | Reciprocating Engine | 12.775
Barker Inlet Power Station | Reciprocating Engine | 7.8947
Lonsdale | Reciprocating Engine | 7.8947
Port Stanvac 1 | Reciprocating Engine | 7.8947
Kurri Kurri | OCGT | 10.9312
Snapper Point Power Station | OCGT | 10.1902
Tallawarra B | OCGT | 10.9312
Note: Sourced from GHD 2018 AEMO costs and technical parameter review with the exception of 1) Bolivar Power Station and Snapper Point South Station which are using the heat rate of new entrant OCGTs (small GT), 2) Kurri Kurri and Tallawara B which are using the heat rate of new entrant OCGTs (large GT) and 3) Smithfield Energy Facility which is using the heat rate of Dry Creek GT.

## Auxiliary
Go to Assumptions Summary
Auxiliary load
Auxiliary load is also called "parasitic load" or "self load" and refers to energy generated by power stations for in-house use.
All units take the auxiliary rate of their respective fuel type.
Existing, committed, and anticipated generators |  | New entrants
Fuel/Technology type | % auxiliary load | Generator | % auxiliary load
Black Coal QLD | 6.67 | Black Coal (advanced ultra supercritical PC) | 4.1
Black Coal NSW | 5.48 | Black Coal (advanced ultra supercritical PC) with CCS | 17.5
Brown Coal VIC | 8.21 | OCGT (small GT) | 1.7
Hydro | 0.34 | OCGT (large GT) | 1.1
Gas-powered steam turbine | 5.09 | CCGT | 2.5
CCGT | 1.7 | CCGT with CCS | 9.2
OCGT | 0.62 | Biomass | 8.3
Liquid Fuel | 0.59 | Large scale Solar PV | 0.02
Solar | 0.02 | Solar Thermal (12hrs Storage) | 10
Wind | 0.11 | Battery storage (1hr storage) | 0
Source: July 2022 Generation Information |  | Battery storage (2hrs storage) | 0
|  | Battery storage (4hrs storage) | 0
|  | Battery Storage (8hrs storage) | 0
|  | Wind | 0.11
|  | Wind - Offshore | 0.11
|  | Pumped Hydro (8hrs storage) | 0.5
|  | Pumped Hydro (24hrs storage) | 0.5
|  | Pumped Hydro (48hrs storage) | 0.5
|  | BOTN - Cethana | 0.5
|  | Hydrogen reciprocating engines | 4
Notes:
1. Sourced from Aurecon 2021-22 AEMO costs and technical parameter review.
2. Pumped Hydro is sourced from information provided by Hydro Tasmania.
3. Battery auxiliary is included in the round-trip efficiency.
4. Wind and solar PV auxiliary rates using average rates for existing, committed and anticipated generation.

## Fixed OPEX
Go to Assumptions Summary
Fixed operating cost (real 2021 dollars)
Costs that are incurred regardless of energy generated.
Existing, Committed and Anticipated generators |  |  | New entrant technologies, after applying regional cost factors
Generator | Technology | Fixed OPEX ($/kW/year) | Generator | Fixed OPEX ($/kW/year)
Bayswater | Steam Sub Critical | 56.7427 |  | VIC low | VIC medium | VIC high | QLD low | QLD medium | QLD high | NSW low | NSW medium | NSW high | SA Low | SA medium | SA high | TAS low | TAS medium | TAS high
Eraring | Steam Sub Critical | 56.7427 | Black Coal (advanced ultra supercritical PC) | 53.2 | 54.796 | 55.86 | 53.2 | 59.6636 | 66.6243 | 53.2 | 57.4372 | 62.1451 | 53.2 | 59.5208 | 65.8416 | 53.2 | 57.76 | 62.32
Liddell | Steam Sub Critical | 56.7427 | Black Coal (advanced ultra supercritical PC) with CCS | 77.8 | 80.134 | 81.69 | 77.8 | 87.2523 | 97.4318 | 77.8 | 83.9965 | 90.8814 | 77.8 | 87.0436 | 96.2871 | 77.8 | 84.4686 | 91.1371
Mt Piper | Steam Sub Critical | 56.7427 | OCGT (small GT) | 12.6 | 12.978 | 13.23 | 12.6 | 14.1308 | 15.7794 | 12.6 | 13.6035 | 14.7186 | 12.6 | 14.097 | 15.5941 | 12.6 | 13.68 | 14.76
Vales Point B | Steam Sub Critical | 56.7427 | OCGT (large GT) | 10.2 | 10.506 | 10.71 | 10.2 | 11.4393 | 12.7738 | 10.2 | 11.0124 | 11.915 | 10.2 | 11.4119 | 12.6238 | 10.2 | 11.0743 | 11.9486
Callide B | Steam Sub Critical | 55.8365 | CCGT | 10.9 | 11.227 | 11.445 | 10.9 | 12.2243 | 13.6505 | 10.9 | 11.7681 | 12.7327 | 10.9 | 12.195 | 13.4901 | 10.9 | 11.8343 | 12.7686
Callide C | Steam Super Critical | 55.8365 | CCGT with CCS | 16.35 | 16.8405 | 17.1675 | 16.35 | 18.3364 | 20.4757 | 16.35 | 17.6522 | 19.0991 | 16.35 | 18.2926 | 20.2351 | 16.35 | 17.7514 | 19.1529
Gladstone | Steam Sub Critical | 55.8365 | Biomass | 131.6 | 135.548 | 138.18 | 131.6 | 147.5888 | 164.8075 | 131.6 | 142.0814 | 153.7274 | 131.6 | 147.2356 | 162.8713 | 131.6 | 142.88 | 154.16
Kogan Creek | Steam Super Critical | 55.8365 | Large scale Solar PV | 17 | 17.51 | 17.85 | 17 | 19.0654 | 21.2897 | 17 | 18.354 | 19.8584 | 17 | 19.0198 | 21.0396 | 17 | 18.4571 | 19.9143
Millmerran | Steam Super Critical | 55.8365 | Solar Thermal (12hrs Storage) | 120 | 123.6 | 126 | 120 | 134.5794 | 150.2804 | 120 | 129.5575 | 140.177 | 120 | 134.2574 | 148.5149 | 120 | 130.2857 | 140.5714
Stanwell | Steam Sub Critical | 55.8365 | Battery storage (1hr storage) | 5.77 | 5.9431 | 6.0585 | 5.77 | 6.471 | 7.226 | 5.77 | 6.2296 | 6.7402 | 5.77 | 6.4555 | 7.1411 | 5.77 | 6.2646 | 6.7591
Tarong | Steam Sub Critical | 55.8365 | Battery storage (2hrs storage) | 9.93 | 10.2279 | 10.4265 | 9.93 | 11.1364 | 12.4357 | 9.93 | 10.7209 | 11.5996 | 9.93 | 11.1098 | 12.2896 | 9.93 | 10.7811 | 11.6323
Tarong North | Steam Super Critical | 55.8365 | Battery storage (4hrs storage) | 15.86 | 16.3358 | 16.653 | 15.86 | 17.7869 | 19.8621 | 15.86 | 17.1232 | 18.5267 | 15.86 | 17.7444 | 19.6287 | 15.86 | 17.2194 | 18.5789
Loy Yang A Power Station | Steam Sub Critical | 143.9691 | Battery Storage (8hrs storage) | 26.4 | 27.192 | 27.72 | 26.4 | 29.6075 | 33.0617 | 26.4 | 28.5027 | 30.8389 | 26.4 | 29.5366 | 32.6733 | 26.4 | 28.6629 | 30.9257
Loy Yang B | Steam Sub Critical | 143.9691 | Wind | 25 | 25.75 | 26.25 | 25 | 28.0374 | 31.3084 | 25 | 26.9912 | 29.2035 | 25 | 27.9703 | 30.9406 | 25 | 27.1429 | 29.2857
Yallourn W | Steam Sub Critical | 143.9691 | Wind - Offshore | 149.9 | 154.397 | 157.395 | 149.9 | 168.1121 | 187.7252 | 149.9 | 161.8389 | 175.1044 | 149.9 | 167.7099 | 185.5198 | 149.9 | 162.7486 | 175.5971
Tallawarra | CCGT | 11.0204 | Pumped Hydro (8hrs storage) | 16.79 | 17.2937 | 17.6295 | 16.79 | 18.8299 | 21.0267 | 16.79 | 18.1273 | 19.6131 | 16.79 | 18.7849 | 20.7797 | 16.79 | 18.2291 | 19.6683
Condamine A | CCGT | 11.0204 | Pumped Hydro (24hrs storage) | 16.79 | 17.2937 | 17.6295 | 16.79 | 18.8299 | 21.0267 | 16.79 | 18.1273 | 19.6131 | 16.79 | 18.7849 | 20.7797 | 16.79 | 18.2291 | 19.6683
Darling Downs | CCGT | 11.0204 | Pumped Hydro (48hrs storage) | 16.79 | 17.2937 | 17.6295 | 16.79 | 18.8299 | 21.0267 | 16.79 | 18.1273 | 19.6131 | 16.79 | 18.7849 | 20.7797 | 16.79 | 18.2291 | 19.6683
Swanbank E GT | CCGT | 11.0204 | BOTN - Cethana | - | - | - | - | - | - | - | - | - | - | - | - | - | 18.2291 | -
Yabulu PS | CCGT | 11.0204 | Hydrogen reciprocating engines | 33 | 33.99 | 34.65 | 33 | 37.0093 | 41.3271 | 33 | 35.6283 | 38.5487 | 33 | 36.9208 | 40.8416 | 33 | 35.8286 | 38.6571
Yabulu Steam Turbine | CCGT | 11.0204 | Notes:
Yarwun Cogen | CCGT | 11.0204 | 1. Sourced from Aurecon 2021-22 AEMO costs and technical parameter review.
Osborne | CCGT | 11.0204 | 2. Regional cost factors applied for the O&M Costs component of new entrants.
Pelican Point | CCGT | 11.0204 | 3. Wind, Large Scale Solar PV and Solar Thermal Variable O&M costs are assumed to be included in the Fixed O&M costs as per Aurecon's report.
Tamar Valley Combined Cycle | CCGT | 110.7931 | 4. Extended warranties are included in Battery storage to cover a 20-year battery life.
Colongra | OCGT | 15.9029 | 5. Pumped Hydro is sourced from Entura, 2018 Pumped hydro cost modelling.
Smithfield Energy Facility | OCGT | 15.9029
Uranquinty | OCGT | 15.9029
Barcaldine Power Station | OCGT | 15.9029
Braemar | OCGT | 15.9029
Braemar 2 Power Station | OCGT | 15.9029
Mt Stuart | OCGT | 15.9029
Oakey Power Station | OCGT | 15.9029
Roma | OCGT | 15.9029
Port Lincoln GT | OCGT | 15.9029
Snuggery | OCGT | 15.9029
Dry Creek GT | OCGT | 15.9029
Hallett GT | OCGT | 15.9029
Ladbroke Grove | OCGT | 15.9029
Mintaro GT | OCGT | 15.9029
Quarantine | OCGT | 15.9029
Bolivar Power Station | OCGT | 12.6
Bell Bay Three | OCGT | 15.9029
Tamar Valley Peaking | OCGT | 15.9029
Somerton | OCGT | 15.9029
Bairnsdale | OCGT | 15.9029
Jeeralang A | OCGT | 15.9029
Jeeralang B | OCGT | 15.9029
Laverton North | OCGT | 15.9029
Mortlake | OCGT | 15.9029
Valley Power | OCGT | 15.9029
Torrens Island A | Gas-powered steam turbine | 49.4633
Torrens Island B | Gas-powered steam turbine | 49.4633
Newport | Gas-powered steam turbine | 49.4633
Angaston | Reciprocating Engine | 15.8693
Barker Inlet Power Station | Reciprocating Engine | 15.8693
Lonsdale | Reciprocating Engine | 15.8693
Port Stanvac 1 | Reciprocating Engine | 15.8693
All Battery storage (1hr storage) | Battery storage (1hr storage) | 5.77
All Battery storage (2hrs storage) | Battery storage (2hrs storage) | 9.93
All Battery storage (4hrs storage) | Battery storage (4hrs storage) | 15.86
Kurri Kurri | OCGT | 10.2
Snapper Point Power Station | OCGT | 12.6
Tallawarra B | OCGT | 10.2
All Hydro | Hydro | 61.1367
All Pumped Hydro | Pumped Hydro | 16.5874
All Large scale solar PV | Large scale Solar PV | 17
All Wind | Wind | 25
Notes:
1. Sourced from GHD with the following exceptions of (1) OCGTs which are from ACIL Allen 2014 Fuel and Technical costs review based on consultation feedback from participants, (2) brown coal, NSW black coal and Tamar Valley Combined Cycle plant which are based on feedback from participants
2. New entrant data is used for existing, committed and anticipated Wind, Solar, Battery storage and Pumped hydro. Existing battery storages are mapped to the closest MW/MWh configuration
3. Bolivar Power Station and Snapper Point South Station use the Fixed OPEX of new entrant OCGTs (small GT) in SA low cost region.
4. Kurri Kurri and Tallawara B use the Fixed OPEX of new entrant OCGTs (large GT) in the NSW low cost region.

## Variable OPEX
Go to Assumptions Summary
Variable operating cost (real 2021 dollars)
Costs that can be expressed in terms of energy generated, not including fuel costs.
Existing, Committed and Anticipated generators |  |  | New entrant technologies, after applying regional cost factors
Generator | Technology | Variable OPEX ($/MWh sent out)1 | Generator | Variable OPEX ($/MWh sent out)
|  |  |  | VIC low | VIC medium | VIC high | QLD low | QLD medium | QLD high | NSW low | NSW medium | NSW high | SA Low | SA medium | SA high | TAS low | TAS medium | TAS high
Bayswater | Steam Sub Critical | 4.488 | Black Coal (advanced ultra supercritical PC) | 4.21 | 4.3363 | 4.4205 | 4.21 | 4.7215 | 5.2723 | 4.21 | 4.5453 | 4.9179 | 4.21 | 4.7102 | 5.2104 | 4.21 | 4.5709 | 4.9317
Eraring | Steam Sub Critical | 4.488 | Black Coal (advanced ultra supercritical PC) with CCS | 7.95 | 8.1885 | 8.3475 | 7.95 | 8.9159 | 9.9561 | 7.95 | 8.5832 | 9.2867 | 7.95 | 8.8946 | 9.8391 | 7.95 | 8.6314 | 9.3129
Liddell | Steam Sub Critical | 4.488 | OCGT (small GT) | 12 | 12.36 | 12.6 | 12 | 13.4579 | 15.028 | 12 | 12.9558 | 14.0177 | 12 | 13.4257 | 14.8515 | 12 | 13.0286 | 14.0571
Mt Piper | Steam Sub Critical | 4.488 | OCGT (large GT) | 7.3 | 7.519 | 7.665 | 7.3 | 8.1869 | 9.1421 | 7.3 | 7.8814 | 8.5274 | 7.3 | 8.1673 | 9.0347 | 7.3 | 7.9257 | 8.5514
Vales Point B | Steam Sub Critical | 4.488 | CCGT | 3.7 | 3.811 | 3.885 | 3.7 | 4.1495 | 4.6336 | 3.7 | 3.9947 | 4.3221 | 3.7 | 4.1396 | 4.5792 | 3.7 | 4.0171 | 4.3343
Callide B | Steam Sub Critical | 4.4186 | CCGT with CCS | 7.2 | 7.416 | 7.56 | 7.2 | 8.0748 | 9.0168 | 7.2 | 7.7735 | 8.4106 | 7.2 | 8.0554 | 8.9109 | 7.2 | 7.8171 | 8.4343
Callide C | Steam Super Critical | 4.4186 | Biomass | 8.4 | 8.652 | 8.82 | 8.4 | 9.4206 | 10.5196 | 8.4 | 9.069 | 9.8124 | 8.4 | 9.398 | 10.396 | 8.4 | 9.12 | 9.84
Gladstone | Steam Sub Critical | 4.4186 | Large scale Solar PV | 0 | 0 | 0 | 0 | 0 | 0 | 0 | 0 | 0 | 0 | 0 | 0 | 0 | 0 | 0
Kogan Creek | Steam Super Critical | 4.4186 | Solar Thermal (12hrs Storage) | 0 | 0 | 0 | 0 | 0 | 0 | 0 | 0 | 0 | 0 | 0 | 0 | 0 | 0 | 0
Millmerran | Steam Super Critical | 4.4186 | Battery storage (1hr storage) | 0 | 0 | 0 | 0 | 0 | 0 | 0 | 0 | 0 | 0 | 0 | 0 | 0 | 0 | 0
Stanwell | Steam Sub Critical | 4.4186 | Battery storage (2hrs storage) | 0 | 0 | 0 | 0 | 0 | 0 | 0 | 0 | 0 | 0 | 0 | 0 | 0 | 0 | 0
Tarong | Steam Sub Critical | 4.4186 | Battery storage (4hrs storage) | 0 | 0 | 0 | 0 | 0 | 0 | 0 | 0 | 0 | 0 | 0 | 0 | 0 | 0 | 0
Tarong North | Steam Super Critical | 4.4186 | Battery Storage (8hrs storage) | 0 | 0 | 0 | 0 | 0 | 0 | 0 | 0 | 0 | 0 | 0 | 0 | 0 | 0 | 0
Loy Yang A Power Station | Steam Sub Critical | 4.2095 | Wind | 0 | 0 | 0 | 0 | 0 | 0 | 0 | 0 | 0 | 0 | 0 | 0 | 0 | 0 | 0
Loy Yang B | Steam Sub Critical | 4.2095 | Wind - Offshore | 0 | 0 | 0 | 0 | 0 | 0 | 0 | 0 | 0 | 0 | 0 | 0 | 0 | 0 | 0
Yallourn W | Steam Sub Critical | 4.2095 | Pumped Hydro (8hrs storage) | 0 | 0 | 0 | 0 | 0 | 0 | 0 | 0 | 0 | 0 | 0 | 0 | 0 | 0 | 0
Tallawarra | CCGT | 7.7352 | Pumped Hydro (24hrs storage) | 0 | 0 | 0 | 0 | 0 | 0 | 0 | 0 | 0 | 0 | 0 | 0 | 0 | 0 | 0
Condamine A | CCGT | 7.7352 | Pumped Hydro (48hrs storage) | 0 | 0 | 0 | 0 | 0 | 0 | 0 | 0 | 0 | 0 | 0 | 0 | 0 | 0 | 0
Darling Downs | CCGT | 7.7352 | BOTN - Cethana | 0 | 0 | 0 | 0 | 0 | 0 | 0 | 0 | 0 | 0 | 0 | 0 | 0 | 0 | 0
Swanbank E GT | CCGT | 7.7352 | Hydrogen reciprocating engines | 7.6 | 7.828 | 7.98 | 7.6 | 8.5234 | 9.5178 | 7.6 | 8.2053 | 8.8779 | 7.6 | 8.503 | 9.4059 | 7.6 | 8.2514 | 8.9029
Yabulu PS | CCGT | 7.7352 | Notes:
Yabulu Steam Turbine | CCGT | 7.7352 | 1. Sourced from Aurecon 2021-22 AEMO costs and technical parameter review.
Yarwun Cogen | CCGT | 7.7352 | 2. Regional cost factors applied for the O&M Costs component of new entrants.
Osborne | CCGT | 7.7352 | 3. Wind, Large Scale Solar PV and Solar Thermal Variable O&M costs are assumed to be included in the Fixed O&M costs as per Aurecon's report.
Pelican Point | CCGT | 7.7352 | 4. Pumped Hydro is sourced from GHD 2018 AEMO costs and technical parameter review.
Tamar Valley Combined Cycle | CCGT | 7.7352
Colongra | OCGT | 11.0518
Smithfield Energy Facility | OCGT | 11.0518
Uranquinty | OCGT | 11.0518
Barcaldine Power Station | OCGT | 11.0518
Braemar | OCGT | 11.0518
Braemar 2 Power Station | OCGT | 11.0518
Mt Stuart | OCGT | 11.0518
Oakey Power Station | OCGT | 11.0518
Roma | OCGT | 11.0518
Angaston | OCGT | 11.0518
Barker Inlet Power Station | Reciprocating Engine | 11.0518
Dry Creek GT | OCGT | 11.0518
Hallett GT | OCGT | 11.0518
Ladbroke Grove | OCGT | 11.0518
Mintaro GT | OCGT | 11.0518
Quarantine | OCGT | 11.0518
Bolivar Power Station | OCGT | 12
Bell Bay Three | OCGT | 11.0518
Tamar Valley Peaking | OCGT | 11.0518
Somerton | OCGT | 11.0518
Bairnsdale | OCGT | 11.0518
Jeeralang A | OCGT | 11.0518
Jeeralang B | OCGT | 11.0518
Laverton North | OCGT | 11.0518
Mortlake | OCGT | 11.0518
Valley Power | OCGT | 11.0518
Torrens Island A | Gas-powered steam turbine | 2.4441
Torrens Island B | Gas-powered steam turbine | 2.4441
Newport | Gas-powered steam turbine | 2.4441
Lonsdale | Reciprocating Engine | 11.7341
Port Lincoln GT | Reciprocating Engine | 11.7341
Port Stanvac 1 | Reciprocating Engine | 11.7341
Snuggery | Reciprocating Engine | 11.7341
Kurri Kurri | OCGT | 7.3
Snapper Point Power Station | OCGT | 12
Tallawarra B | OCGT | 7.3
All Battery storage (1hr storage) | Battery storage (1hr storage) | 0
All Battery storage (2hrs storage) | Battery storage (2hrs storage) | 0
All Battery storage (4hrs storage) | Battery storage (4hrs storage) | 0
All Hydro | Hydro | 7.5463
All Pumped Hydro | Pumped Hydro | 0
All Large scale solar PV | Large scale Solar PV | 0
All Wind | Wind | 0
Note:
1. Sourced from GHD 2018 AEMO costs and technical parameter review with the exception of (a) Smithfield Energy Facility plant which is now operated as an OCGT unit and (b) brown coal and NSW black coal for which GHD assumptions were adjusted based on feedback from participants
2. New entrant data is used for existing, committed and anticipated Wind, Solar, Battery storage and Pumped hydro.
3. Bolivar Power Station and Snapper Point South Station use the Variable OPEX of new entrant OCGTs (small GT) in SA low cost region.
4. Kurri Kurri and Tallawara B use the Variable OPEX of new entrant OCGTs (large GT) in the NSW low cost region.

## Emissions intensity
Go to Assumptions Summary
Emissions intensity
Existing, Committed and Anticipated generators |  |  | New entrant technologies
The scope 1 emissions intensity for existing facilities is provided by NGER 2019-20. |  |  | The scope 1 emission intensity for committed and new entrants generators is calculated by AEMO as the product of the technology heat rate from Aurecon 2021-22 and emission factors from GHD 2018.
Generator | Technology | Scope 1 emissions intensity (kg/MWh as-gen) | Generator | Scope 1 emissions intensity (kg/MWh as-gen)
Bayswater | Steam Sub Critical | 889.3763 | Black Coal (advanced ultra supercritical PC) | 766.4766
Eraring | Steam Sub Critical | 888.2314 | Black Coal (advanced ultra supercritical PC) with CCS | 93.5199
Liddell | Steam Sub Critical | 945.5746 | OCGT (small GT) | 541.6007
Mt Piper | Steam Sub Critical | 846.2847 | OCGT (large GT) | 580.9847
Vales Point B | Steam Sub Critical | 877.1658 | CCGT | 377.6704
Callide B | Steam Sub Critical | 946.7151 | CCGT with CCS | 57.447
Callide C | Steam Super Critical | 910.6064 | Biomass | 1386.0223
Gladstone | Steam Sub Critical | 952.4868 | Large scale Solar PV | 0
Kogan Creek | Steam Super Critical | 840.7028 | Solar Thermal (12hrs Storage) | 0
Millmerran | Steam Super Critical | 829.631 | Battery Storage (1hr storage) | 0
Stanwell | Steam Sub Critical | 860.1822 | Battery storage (2hrs storage) | 0
Tarong | Steam Sub Critical | 880.0741 | Battery storage (4hrs storage) | 0
Tarong North | Steam Super Critical | 880.0741 | Battery storage (8hrs storage) | 0
Loy Yang A Power Station | Steam Sub Critical | 1137.7623 | Wind | 0
Loy Yang B | Steam Sub Critical | 1113.3154 | Wind - offshore | 0
Yallourn W | Steam Sub Critical | 1279.8367 | Pumped Hydro (8hrs storage) | 0
Tallawarra | CCGT | 369.225 | Pumped Hydro (24hrs storage) | 0
Condamine A | CCGT | 458.5099 | Pumped Hydro (48hrs storage) | 0
Darling Downs | CCGT | 427.6467 | BOTN - Cethana | 0
Swanbank E GT | CCGT | 378.2067 | Hydrogen reciprocating engines | 0
Yabulu PS | CCGT | 587.2211
Yabulu Steam Turbine | CCGT | 587.2211
Yarwun Cogen | CCGT | 487.7611
Osborne | CCGT | 412.26
Pelican Point | CCGT | 397.8387
Tamar Valley Combined Cycle | CCGT | 516.2884
Colongra | OCGT | 658.8349
Smithfield Energy Facility | OCGT | 720.1304
Uranquinty | OCGT | 590.816
Barcaldine Power Station | OCGT | 3192.691
Braemar | OCGT | 599.7896
Braemar 2 Power Station | OCGT | 599.7896
Mt Stuart | OCGT | 1041.6082
Oakey Power Station | OCGT | 705.4324
Roma | OCGT | 639.5899
Port Lincoln GT | OCGT | 1620.2899
Snuggery | OCGT | 1435.7143
Dry Creek GT | OCGT | 1036.8964
Hallett GT | OCGT | 856.7419
Ladbroke Grove | OCGT | 504.525
Mintaro GT | OCGT | 777.8353
Quarantine | OCGT | 704.2002
Bolivar Power Station | OCGT | 541.6007
Bell Bay Three | OCGT | 516.2884
Tamar Valley Peaking | OCGT | 516.2884
Somerton | OCGT | 701.4198
Bairnsdale | OCGT | 547.9588
Jeeralang A | OCGT | 754.9076
Jeeralang B | OCGT | 754.9076
Laverton North | OCGT | 597.1327
Mortlake | OCGT | 549.5356
Valley Power | OCGT | 814.4825
Torrens Island A | Gas-powered steam turbine | 579.8678
Torrens Island B | Gas-powered steam turbine | 579.8678
Newport | Gas-powered steam turbine | 534.582
Angaston | Reciprocating Engine | 690.3468
Barker Inlet Power Station | Reciprocating Engine | 441.5534
Lonsdale | Reciprocating Engine | 674.0399
Port Stanvac 1 | Reciprocating Engine | 674.0399
All Pumped Hydro | Pumped Hydro | 0
All Large scale solar PV | Large scale solar PV | 0
All Wind | Wind | 0
All Hydro | Hydro | 0
All Battery Storage | Battery Storage | 0
Kurri Kurri | OCGT | 580.9847
Snapper Point Power Station | OCGT | 541.6007
Tallawarra B | OCGT | 580.9847
Notes:
1. Yarwun Cogen emission is an average of CCGT values in QLD
2. Bolivar Power Station and Snapper Point South Station use the emission intensity of new entrant OCGTs (small GT).
3. Kurri Kurri and Tallawara B use the emission intensity of new entrant OCGTs (large GT).

## Marginal Loss Factors
Go to Assumptions Summary
Marginal Loss Factors (MLFs)
Marginal loss factors represent the impact of network losses on spot prices. No impacts on long term generation expansion, however, marginal loss factors do impact the short term dispatch modelling.
See https://aemo.com.au/en/energy-systems/electricity/national-electricity-market-nem/market-operations/loss-factors-and-regional-boundaries
Existing generators |  | Committed Projects 1 |  |  | Generic new entrant units |  |  | Anticipated projects |  |  | Existing, Committed and Anticipated Batteries
Generator | MLF | Generator | MLF | Shadow connection point | Generator | MLF | Shadow connection point | Generator | MLF | Shadow connection point | Battery | MLF - Generation | Shadow connection point
Bayswater | 0.9653 | Kurri Kurri | 0.9864 | Colongra PS Unit 1 | NE_CAN | 0.8673 | Uranquinty PS Unit 11 | Aramara Solar Farm | 0.9823 | Childers Solar Farm | Wallgrove Grid Battery project | 1.001 | Wallgrove BESS (Generation)
Eraring | 0.9871 | Kidston | 0.9369 | Hughenden Solar Farm | NE_SNW | 0.9864 | Colongra PS Unit 1 | Munna Creek Solar Farm | 0.9823 | Childers Solar Farm | Wandoan South BESS | 0.9767 | Wandoan BESS (Generation)
Liddell | 0.9659 | Snowy 2.0 | 0.9092 | Lower Tumut Generation – dual MLF | NE_NNSW | 0.9653 | Bayswater PS Unit 1 | Macintyre Wind Farm | 1 | Default | Adelaide Desalination Plant BESS | 1.0036 | Adelaide Desalination Plant Battery (Generation)
Mt Piper | 0.972 | Corowa Solar Farm | 0.9242 | Corowa Solar Farm | NE_CNSW | 0.9653 | Bayswater PS Unit 1 | Quorn Park Solar Farm | 1 | Default | Bolivar Waste Water Treatment BESS | 1.0002 | Bolivar WWT Plant
Vales Point B | 0.9892 | Gunnedah Solar Farm | 0.8353 | Gunnedah Solar Farm | NE_SNSW | 0.8673 | Uranquinty PS Unit 11 | Walla Walla Solar Farm | 1 | Default | Christies Beach Wastewater Treatment Plant BESS | 1.0029 | Tailem Bend Solar Farm
Callide B | 0.9404 | Junee Solar Farm | 0.9129 | Junee Solar Farm | NE_NSW1 | 0.9653 | Bayswater PS Unit 1 | Wunghnu Solar Farm | 1 | Default | Dalrymple North BESS | 0.9432 | Dalrymple North BESS (Generation)
Callide C | 0.9361 | Metz Solar Farm | 0.8831 | METZ Solar Farm | NE_CNQ | 0.916 | Mt Stuart PS Unit 1 | Yanco Solar Farm | 1 | Default | Happy Valley Reservoir BESS | 1.0029 | Tailem Bend Solar Farm
Gladstone | 0.9609 | New England Solar Farm | 0.8697 | White Rock Solar Farm | NE_GG | 0.9623 | Gladstone PS (275 kV) Unit 1 | Bolivar Power Station | 1.0015 | Morphett Vale East 66 | Hornsdale Power Reserve Unit 1 | 0.9652 | Hornsdale Battery (Generation)
Kogan Creek | 0.9698 | Riverina Solar Farm | 0.877 | Coleambally Solar Farm | NE_SQ | 0.9976 | Swanbank E GT | Karara Wind Farm | 0.9861 | Maryorough Solar Farm (Brigalow Solar Farm) | Lake Bonney BESS1 | 0.9851 | Lake Bonney BESS (Generation)
Millmerran | 0.9762 | Sebastopol Solar Farm | 0.9129 | Junee Solar Farm | NE_QLD1 | 0.9976 | Swanbank E GT |  |  |  | Lincoln Gap Wind Farm - BESS | 0.9628 | Lincoln Gap Wind Farm
Stanwell | 0.9409 | Suntop Solar Farm | 0.9128 | Suntop Solar Farm | NE_VIC1 | 0.9919 | Newport PS |  |  |  | Torrens Island BESS | 1 | Torrens Island PS Load
Tarong | 0.9729 | Wagga North Solar Farm | 0.9064 | Wagga North Solar Farm | NE_SA1 | 0.9994 | Torrens Island PS A Unit 3 |  |  |  | Ballarat Energy Storage System | 0.9663 | Ballarat BESS (Generation)
Tarong North | 0.9737 | Bluegrass Solar Farm | 0.9796 | Darling Downs Solar Farm | NE_TAS1 | 1 | Tamar Valley CCGT |  |  |  | Bulgana Green Power Hub - BESS | 0.8839 | Bulgana BESS (Generation)
Loy Yang A Power Station | 0.9783 | Columboola Solar Farm | 0.9796 | Darling Downs Solar Farm | REZ_Q1_Solar | 0.9369 | Hughenden Solar Farm |  |  |  | Gannawarra Energy Storage System | 1.0026 | Gannawarra BESS (Generation)
Loy Yang B | 0.9783 | Kennedy Energy Park Solar Farm | 0.9808 | Kennedy Energy Park Battery (Generation) | REZ_Q2_Solar | 0.9369 | Hughenden Solar Farm |  |  |  | Victorian Big Battery | 0.9848 | Victorian Big Battery (Generation)
Yallourn W | 0.9624 | Warwick Solar Farm - stage 1 | 0.9861 | Maryorough Solar Farm (Brigalow Solar Farm) | REZ_Q3_Solar | 0.9369 | Hughenden Solar Farm |  |  |  | Tailem Bend Battery Project | 1.0029 | Tailem Bend Solar Farm
Tallawarra | 0.9901 | Warwick Solar Farm - stage 2 | 0.9861 | Maryorough Solar Farm (Brigalow Solar Farm) | REZ_Q4_Solar | 0.9177 | Clare Solar Farm |  |  |  | Darlington Point Energy Storage System | 0.888 | Darlington Point Solar Farm
Condamine A | 0.9744 | Western Downs Green Power Hub | 0.9757 | Western Downs Green Power Hub | REZ_Q5_Solar | 0.9334 | Barcaldine Solar at Lilyvale (132) |  |  |  | Orana BESS | 0.9352 | Narromine Solar Farm
Darling Downs | 0.963 | Woolooga Solar Farm | 0.9823 | Childers Solar Farm | REZ_Q6_Solar | 0.9623 | Gladstone PS (275 kV) Unit 1 |  |  |  | Riverina Energy Storage System 1 | 0.888 | Darlington Point Solar Farm
Swanbank E GT | 0.9976 | Adelaide Desalination Plant | 1.0036 | Adelaide Desalination Plant Battery (Generation) | REZ_Q7_Solar | 0.9567 | Bungala One Solar Farm |  |  |  | Riverina Energy Storage System 2 | 0.888 | Darlington Point Solar Farm
Yabulu PS | 0.9572 | Morgan To Whyalla Pipeline No 1 PS And Water Filtration Plant | 1.0018 | Morgan Whyalla Pump Station 1 PV | REZ_Q8_Solar | 0.9796 | Darling Downs Solar Farm |  |  |  | Wooreen Energy Storage System | 0.9727 | Jeeralang A PS Unit 1
Yabulu Steam Turbine | 0.9237 | Morgan To Whyalla Pipeline No 2 PS | 0.9999 | Morgan Whyalla Pump Station 2 PV – Dual MLF (Generation) | REZ_Q9_Solar | 0.9369 | Hughenden Solar Farm |  |  |  | Ulinda Park BESS | 0.9757 | Western Downs Green Power Hub
Yarwun Cogen | 0.9627 | Morgan To Whyalla Pipeline No 3 PS | 0.9717 | Morgan Whyalla Pump Station 3 PV – Dual MLF (Generation) | REZ_N1_Solar | 0.8275 | Moree Solar Farm |  |  |  | *Note, seperate load/generation MLF is no longer utilised for storage
Osborne | 0.9999 | Morgan To Whyalla Pipeline No 4 PS | 0.9889 | Morgan Whyalla Pump Station 4 PV – Dual MLF (Generation) | REZ_N2_Solar | 0.8697 | White Rock Solar Farm
Pelican Point | 0.9983 | Cohuna Solar Farm | 0.9336 | Cohuna Solar Farm | REZ_N3_Solar | 0.9862 | Burrendong Hydro PS
Tamar Valley Combined Cycle | 1 | Bango 999 Wind Farm | 0.9283 | Bango 999 Wind Farm | REZ_N4_Solar | 0.8381 | Broken Hill Solar Farm
Colongra | 0.9864 | Kaban Green Power Hub - Wind Farm | 0.9575 | Mount Emerald Wind farm | REZ_N5_Solar | 0.877 | Coleambally Solar Farm
Smithfield Energy Facility | 1.0018 | Kennedy Energy Park Wind Farm | 0.9808 | Kennedy Energy Park Battery (Generation) | REZ_N6_Solar | 0.9089 | Bomen Solar Farm
Uranquinty | 0.8673 | Murra Warra Wind Farm - stage 2 | 0.8661 | Murra Warra Wind Farm | REZ_N7_Solar | 1 | Default
Barcaldine Power Station | 0.935 | Bolivar Waste Water Treatment | 1.0002 | Bolivar WWT Plant | REZ_N8_Solar | 0.9596 | Royalla Solar Farm
Braemar | 0.963 | Edenvale Solar Park | 0.9796 | Darling Downs Solar Farm | REZ_V1_Solar | 1 | Default
Braemar 2 Power Station | 0.963 | Hillston Sun Farm | 0.9796 | Darling Downs Solar Farm | REZ_V2_Solar | 0.8928 | Bannerton Solar Farm
Mt Stuart | 0.916 | Mannum Adelaide Pumping Station No 2 - MAPL2 (Palmer) | 0.9944 | Mannum-Adelaide Pipeline Pumping Station No 2 Solar Farm – dual MLF (Generation) | REZ_V3_Solar | 0.877 | Coleambally Solar Farm
Oakey Power Station | 0.953 | Mannum Adelaide Pumping Station No 3 - MAPL3 (Tungkillo) | 0.9944 | Mannum-Adelaide Pipeline Pumping Station No 2 Solar Farm – dual MLF (Generation) | REZ_V4_Solar | 1 | Default
Roma | 0.9761 | Moura Solar Farm | 0.9323 | Lilyvale Solar Farm | REZ_V5_Solar | 0.9977 | Bald Hills Wind Farm
Port Lincoln GT | 0.99143 | Murray Bridge - Onkaparinga Pipeline Pump 2 | 1.019 | Murray Bridge - Hahndorf Pipeline 2 – Dual MLF (Generation) | REZ_V6_Solar | 0.9336 | Cohuna Solar Farm
Snuggery | 0.9388 | Port Augusta Renewable Energy Park - Solar | 0.9641 | Port Augusta Renewable Energy Park - Wind | REZ_S1_Solar | 1.0029 | Tailem Bend Solar Farm
Dry Creek GT | 0.9991 | Port Augusta Renewable Energy Park - Wind | 0.9641 | Port Augusta Renewable Energy Park - Wind | REZ_S2_Solar | 0.9567 | Bungala One Solar Farm
Ladbroke Grove | 0.9553 | Wyalong Solar Farm | 0.9089 | Bomen Solar Farm | REZ_S3_Solar | 0.9567 | Bungala One Solar Farm
Mintaro GT | 0.9793 | Avonlie Solar Farm | 1 | Default | REZ_S4_Solar | 0.8894 | Ararat Wind Farm
Quarantine | 0.9871 | Dulacca Wind Farm | 0.9685 | Coopers Gap Wind Farm | REZ_S5_Solar | 0.9567 | Bungala One Solar Farm
Bell Bay Three | 0.9975 | Rye Park Wind Farm | 1 | Default | REZ_S6_Solar | 0.9567 | Bungala One Solar Farm
Tamar Valley Peaking | 0.9975 | Berrybank Wind Farm - stage 2 | 0.9496 | Berrybank Wind Farm | REZ_S7_Solar | 0.9567 | Bungala One Solar Farm
Somerton | 0.9924 | Clarke Creek Wind Farm | 1 | Default | REZ_S8_Solar | 0.9567 | Bungala One Solar Farm
Bairnsdale | 0.9913 | Wandoan South Solar Farm - stage 1 | 1 | Default | REZ_S9_Solar | 0.9567 | Bungala One Solar Farm
Jeeralang A | 0.9727 | Christies Beach Wastewater Treatment Plant | 1.0029 | Tailem Bend Solar Farm | REZ_T1_Solar | 0.9168 | Musselroe
Jeeralang B | 0.9727 | Happy Valley Reservoir | 1.0029 | Tailem Bend Solar Farm | REZ_T2_Solar | 0.97223 | Poatina
Laverton North | 0.9949 | Tallawarra B* | 0.9901 | Tallawarra PS | REZ_T3_Solar | 0.9142 | Lake Echo
Mortlake | 0.9901 | Wollar Solar Farm | 0.9289 | Beryl Solar Farm | N0_Solar | 1 | Default
Valley Power | 0.9783 | West Wyalong Solar Farm | 0.9089 | Bomen Solar Farm | V0_Solar | 1 | Default
Torrens Island A | 0.9994 | Tailem Bend Solar Farm - stage 2 | 1.0029 | REZ_S1_Solar | REZ_Q1_Wind | 0.9575 | Mount Emerald Wind farm
Torrens Island B | 0.9994 | Mortlake South Wind Farm | 0.8894 | Ararat Wind Farm | REZ_Q2_Wind | 0.9938 | Woree
Newport | 0.9919 | Note: where a appropriate shadow gen cannot be identified 'default' is used, which is 1 |  |  | REZ_Q3_Wind | 0.9575 | Mount Emerald Wind farm
Angaston | 1.0027 | 1. Committed * projects are marked with an "*" and are assumed to commence beyond the T-1 year (at the earliest) according to the ESOO and Reliability Forecasting Methodology. |  |  | REZ_Q4_Wind | 0.9938 | Woree
Barker Inlet Power Station | 0.9996 |  |  |  | REZ_Q5_Wind | 0.9623 | Gladstone PS (275 kV) Unit 1
Lonsdale | 1.0036 |  |  |  | REZ_Q6_Wind | 0.9623 | Gladstone PS (275 kV) Unit 1
Port Stanvac 1 | 1.0036 |  |  |  | REZ_Q7_Wind | 0.9245 | Mt Millar Wind Farm
Blowering | 0.9064 |  |  |  | REZ_Q8_Wind | 0.9796 | Darling Downs Solar Farm
Guthega | 0.887 |  |  |  | REZ_Q9_Wind | 0.9575 | Mount Emerald Wind farm
Hume Dam NSW | 0.9118 |  |  |  | REZ_N1_Wind | 0.8697 | White Rock Solar Farm
Shoalhaven | 0.9733 |  |  |  | REZ_N2_Wind | 0.8697 | White Rock Solar Farm
Upper Tumut | 0.9347 |  |  |  | REZ_N3_Wind | 0.9595 | Bodangora Wind Farm
Tumut 3 | 0.9092 |  |  |  | REZ_N4_Wind | 0.7973 | Silverton Wind Farm
Barron Gorge | 0.9623 |  |  |  | REZ_N5_Wind | 1 | Default
Kareeya | 0.9702 |  |  |  | REZ_N6_Wind | 1 | Default
Wivenhoe | 0.9913 |  |  |  | REZ_N7_Wind | 1 | Default
Bastyan | 0.9334 |  |  |  | REZ_N8_Wind | 0.9355 | Boco Rock Wind Farm
Catagunya / Liapootah / Wayatinah | 0.9845 |  |  |  | REZ_V1_Wind | 1 | Default
Cethana | 0.9544 |  |  |  | REZ_V2_Wind | 0.8894 | Ararat Wind Farm
Devils Gate | 0.9594 |  |  |  | REZ_V3_Wind | 0.9233 | Waubra Wind Farm
Fisher | 0.9655 |  |  |  | REZ_V4_Wind | 0.9807 | MacArthur Wind Farm
Gordon | 0.94 |  |  |  | REZ_V5_Wind | 0.9977 | Bald Hills Wind Farm
John Butters | 0.9395 |  |  |  | REZ_V6_Wind | 0.8894 | Ararat Wind Farm
Lake Echo | 0.9142 |  |  |  | REZ_S1_Wind | 0.9585 | Lake Bonney Wind Farm
Lemonthyme / Wilmot | 0.9672 |  |  |  | REZ_S2_Wind | 0.9582 | Waterloo Wind Farm
Mackintosh | 0.9186 |  |  |  | REZ_S3_Wind | 0.9479 | Hornsdale Wind Farm Stage 1
Meadowbank | 0.9824 |  |  |  | REZ_S4_Wind | 0.8894 | Ararat Wind Farm
Poatina | 0.97223 |  |  |  | REZ_S5_Wind | 0.9812 | Davenport 33
Reece | 0.9212 |  |  |  | REZ_S6_Wind | 0.9812 | Davenport 33
Tarraleah | 0.9216 |  |  |  | REZ_S7_Wind | 0.9628 | Lincoln Gap Wind Farm
Trevallyn | 0.9891 |  |  |  | REZ_S8_Wind | 0.9245 | Mt Millar Wind Farm
Tribute | 0.9263 |  |  |  | REZ_S9_Wind | 0.9245 | Mt Millar Wind Farm
Tungatinah | 0.8795 |  |  |  | REZ_T1_Wind | 0.9168 | Musselroe
Bogong / MacKay | 0.9665 |  |  |  | REZ_T2_Wind | 0.97223 | Poatina
Dartmouth | 0.9542 |  |  |  | REZ_T3_Wind | 0.9888 | Wild Cattle Hill Wind Farm
Eildon | 0.9887 |  |  |  | N0_Wind | 1 | Default
Hume Dam VIC | 0.9535 |  |  |  | V0_Wind | 1 | Default
Murray 1 | 0.9719 |  |  |  | OWZ_01_Wind | 0.9865 | Eraring 330 PS Unit 1
Murray 2 | 0.9719 |  |  |  | OWZ_02_Wind | 0.9901 | Tallawarra PS
West Kiewa | 1.0049 |  |  |  | OWZ_03_Wind | 0.9977 | REZ_V5_Wind
Beryl Solar Farm | 0.9289 |  |  |  | OWZ_04_Wind | 0.9771 | REZ_T2_Wind
Bomen Solar Farm | 0.9089 |  |  |  | Note: where a appropriate shadow gen cannot be identified 'default' is used, which is 1
Broken Hill Solar Farm | 0.8381
Coleambally Solar Farm | 0.877
Darlington Point Solar Farm | 0.888
Finley Solar Farm | 0.9036
Goonumbla Solar Farm | 0.8818
Gullen Range Solar Farm | 0.9592
Limondale Solar Farm 1 | 0.8314
Limondale Solar Farm 2 | 0.8309
Manildra Solar Farm | 0.9287
Molong Solar Farm | 0.9433
Moree Solar Farm | 0.8275
Nevertire Solar Farm | 0.9352
Nyngan Solar Plant | 0.9862
Parkes Solar Farm | 0.8818
Sunraysia Solar Farm | 0.8314
White Rock Solar Farm | 0.8697
Childers Solar Farm | 0.9823
Clare Solar Farm | 0.9177
Clermont Solar Farm | 0.9334
Collinsville Solar Farm | 0.9268
Darling Downs Solar Farm | 0.9796
Daydream Solar Farm | 0.9296
Emerald Solar Farm | 0.9333
Hamilton Solar Farm | 0.9238
Haughton Solar Farm | 0.93
Hayman Solar Farm | 0.9296
Hughenden Solar Farm | 0.9369
Kidston Solar Farm | 0.9369
Lilyvale Solar Farm | 0.9323
Longreach Solar Farm | 0.9334
Middlemount Solar Farm | 0.9333
Oakey 1 Solar Farm | 0.98
Oakey 2 Solar Farm | 0.98
Ross River Solar Farm | 0.9369
Rugby Run Solar Farm | 0.9224
Sun Metals Corporation Solar Farm | 1.0029
Susan River Solar Farm | 0.9823
Whitsunday Solar Farm | 0.9218
Yarranlea Solar Farm | 0.9861
Bungala one Solar Farm | 0.9567
Bungala Two Solar Farm | 0.9567
Tailem Bend Solar Farm | 1.0029
Bannerton Solar Farm | 0.8928
Gannawarra Solar Farm | 0.9336
Glenrowan West Solar Farm | 0.9671
Karadoc Solar Farm | 0.8886
Kiamal Solar Farm stage 1 | 0.8775
Numurkah Solar Farm | 0.9715
Wemen Solar Farm | 0.8928
Yatpool Solar Farm | 0.8886
Bango 973 Wind Farm | 0.9107
Boco Rock Wind Farm | 0.9355
Bodangora Wind Farm | 0.9595
Capital Wind Farm | 0.9558
Collector Wind Farm | 0.9581
Crookwell 2 Wind Farm | 0.9611
Crudine Ridge Wind Farm | 0.9381
Cullerin Range Wind Farm | 0.9485
Gullen Range Wind Farm | 0.9592
Gunning Wind Farm | 0.9485
Sapphire Wind Farm | 0.947
Silverton Wind Farm | 0.7973
Taralga Wind Farm | 1.0118
White Rock Wind Farm - Stage 1 | 0.8697
Woodlawn Wind Farm | 0.9558
Coopers Gap Wind Farm | 0.9685
Mount Emerald Wind Farm | 0.9575
Canunda Wind Farm | 0.9742
Cathedral Rocks Wind Farm | 0.9281
Clements Gap Wind Farm | 0.953
Hallett Stage 1 Brown Hill Wind Farm | 0.9599
Hallett Stage 2 Hallett Hill Wind Farm | 0.9572
Hallett 4 North Brown Hill Wind Farm | 0.9539
Hallett 5 The Bluff Wind Farm | 0.9539
Hornsdale Wind Farm Stage 1 | 0.9479
Hornsdale Wind Farm Stage 2 | 0.9479
Hornsdale Wind Farm Stage 3 | 0.9479
Lake Bonney 1 Wind Farm | 0.9585
Lake Bonney 2 Wind Farm | 0.9585
Lake Bonney 3 Wind Farm | 0.9585
Lincoln Gap Wind Farm - stage 1 | 0.9628
Mount Millar Wind Farm | 0.9245
Snowtown Wind Farm | 0.9162
Snowtown S2 Wind Farm - North | 0.9666
Snowtown S2 Wind Farm - South | 0.9666
Starfish Hill Wind Farm | 1.0036
Waterloo Wind Farm | 0.9582
Wattle Point Wind Farm | 0.8174
Willogoleche Wind Farm | 0.9549
Cattle Hill Wind Farm | 0.9888
Granville Harbour Wind Farm | 0.9543
Musselroe Wind Farm | 0.9168
Woolnorth Wind Farm | 0.8951
Ararat Wind Farm | 0.8894
Bald Hills Wind Farm | 0.9977
Bulgana Green Power Hub - Wind Farm | 0.8839
Challicum Hills Wind Farm | 0.9699
Cherry Tree Wind Farm | 0.9955
Crowlands Wind Farm | 0.8877
Dundonnell Wind Farm | 0.9824
Elaine Wind Farm | 0.948
Kiata Wind Farm | 0.8788
Macarthur Wind Farm | 0.9807
Moorabool Wind Farm | 0.948
Mortons Lane Wind Farm | 0.9972
Mt Gellibrand Wind Farm | 0.9879
Mt Mercer Wind Farm | 0.948
Murra Warra Wind Farm - stage 1 | 0.8661
Oaklands Hill Wind Farm | 0.9972
Portland Wind Farm | 0.9945
Salt Creek Wind Farm | 0.9584
Waubra Wind Farm | 0.9233
Yambuk Wind Farm | 0.9972
Yaloak South Wind Farm | 0.9699
Yendon Wind Farm | 0.9497
Berrybank Wind Farm | 0.9496
Gullen Range Wind Farm 2 | 0.9592
Jemalong Solar | 0.8833
Maryrorough Solar Farm | 0.9861
Stockyard Hill Wind Farm | 0.9799
Wellington Solar Farm | 0.9352
Winton Solar Farm | 0.9671
Gangarri Solar Farm | 0.9921
Lincoln Gap Wind Farm - stage 2 | 0.9628
Snapper Point Power Station | 0.999

## Affine Heat rates
Go to Assumptions Summary
Affine Heat rates (Time-Sequential Model)
Parameters to model in detailed the efficiency of thermal generators (as-gen, HHV) via a no-load component and a constant marginal heat rate
For the steam turbines of CCGT the heat rate represents the conversion of exhaust heat from the gas turbines (rather than fuel) into electricity
Existing generators |  |  |  |  | New entrant technologies
Station | Generating Unit | Technology Type | No load heat input (GJ/h) | Marginal heat rate (GJ/MWh) | Technology | Unit nominal capacity (MW) | No load heat input (GJ/h) | Marginal heat rate (GJ/MWh)
Bayswater | BW01 | Steam Sub Critical | 420.42 | 8.8118 | OCGT (small GT) | 49 | 133.2669 | 7.4705
Bayswater | BW02 | Steam Sub Critical | 420.42 | 8.8118 | OCGT (large GT) | 265 | 720.7293 | 8.2115
Bayswater | BW03 | Steam Sub Critical | 420.42 | 8.8118 | Black Coal (advanced ultra supercritical PC) | 1000 | 637 | 8.2765
Bayswater | BW04 | Steam Sub Critical | 420.42 | 8.8118 | Black Coal (advanced ultra supercritical PC) with CCS | 1000 | 637 | 13.8915
Callide B | CALL_B_1 | Steam Sub Critical | 222.95 | 8.5233 | CCGT | 409 | 390.1276 | 6.2954
Callide B | CALL_B_2 | Steam Sub Critical | 222.95 | 8.5233 | CCGT with CCS | 409 | 390.1276 | 8.0858
Callide C | CPP_3 | Steam Super Critical | 286.65 | 8.6653 | Biomass | 30 | 0 | 13.7361
Callide C | CPP_4 | Steam Super Critical | 286.65 | 8.6653 | Hydrogen reciprocating engines | 6.8 | 0 | 11.7031
Eraring | ER01 | Steam Sub Critical | 458.64 | 8.9121 | Notes: Sourced from Aurecon 2021-22 AEMO costs and technical parameter review.
Eraring | ER02 | Steam Sub Critical | 458.64 | 8.9121
Eraring | ER03 | Steam Sub Critical | 458.64 | 8.9121
Eraring | ER04 | Steam Sub Critical | 458.64 | 8.9121
Gladstone | GSTONE1 | Steam Sub Critical | 178.36 | 8.8367
Gladstone | GSTONE2 | Steam Sub Critical | 178.36 | 8.8367
Gladstone | GSTONE3 | Steam Sub Critical | 178.36 | 8.8367
Gladstone | GSTONE4 | Steam Sub Critical | 178.36 | 8.8367
Gladstone | GSTONE5 | Steam Sub Critical | 178.36 | 8.8367
Gladstone | GSTONE6 | Steam Sub Critical | 178.36 | 8.8367
Kogan Creek | KPP_1 | Steam Super Critical | 473.928 | 8.165
Liddell | LD01 | Steam Sub Critical | 318.5 | 9.5038
Liddell | LD02 | Steam Sub Critical | 318.5 | 9.5038
Liddell | LD03 | Steam Sub Critical | 318.5 | 9.5038
Liddell | LD04 | Steam Sub Critical | 318.5 | 9.5038
Millmerran | MPP_1 | Steam Super Critical | 271.362 | 8.5702
Millmerran | MPP_2 | Steam Super Critical | 271.362 | 8.5702
Mt Piper | MP1 | Steam Sub Critical | 420.42 | 8.6175
Mt Piper | MP2 | Steam Sub Critical | 420.42 | 8.6175
Stanwell | STAN-1 | Steam Sub Critical | 232.505 | 8.431
Stanwell | STAN-2 | Steam Sub Critical | 232.505 | 8.431
Stanwell | STAN-3 | Steam Sub Critical | 232.505 | 8.431
Stanwell | STAN-4 | Steam Sub Critical | 232.505 | 8.431
Tarong | TARONG#1 | Steam Super Critical | 222.95 | 8.5702
Tarong | TARONG#2 | Steam Super Critical | 222.95 | 8.5702
Tarong | TARONG#3 | Steam Super Critical | 222.95 | 8.5702
Tarong | TARONG#4 | Steam Super Critical | 222.95 | 8.5702
Tarong North | TNPS1 | Steam Sub Critical | 286.65 | 8.0168
Vales Point B | VP5 | Steam Sub Critical | 420.42 | 9.0404
Vales Point B | VP6 | Steam Sub Critical | 420.42 | 9.0404
Loy Yang A Power Station | LYA1 | Steam Sub Critical | 412.84 | 11.4249
Loy Yang A Power Station | LYA2 | Steam Sub Critical | 390.7236 | 11.4249
Loy Yang A Power Station | LYA3 | Steam Sub Critical | 412.84 | 11.4249
Loy Yang A Power Station | LYA4 | Steam Sub Critical | 412.84 | 11.4249
Loy Yang B | LOYYB1 | Steam Sub Critical | 394.4096 | 11.8063
Loy Yang B | LOYYB2 | Steam Sub Critical | 394.4096 | 11.8063
Yallourn W | YWPS1 | Steam Sub Critical | 258.025 | 13.1624
Yallourn W | YWPS2 | Steam Sub Critical | 258.025 | 13.1624
Yallourn W | YWPS3 | Steam Sub Critical | 276.4554 | 13.1624
Yallourn W | YWPS4 | Steam Sub Critical | 276.4554 | 13.1624
Swanbank E GT | SWAN_E | CCGT | 367.235 | 6.4842
Tallawarra | TALWA1 | CCGT | 419.6971 | 6.0364
Yarwun Cogen | YARWUN_1 | CCGT Cogen | 171.6943 | 9.4208
Condamine A | CPSA_GT1 | CCGT - Gas Turbine | 132.4956 | 8.9248
Condamine A | CPSA_GT2 | CCGT - Gas Turbine | 132.4956 | 8.9248
Condamine A | CPSA_ST | CCGT - Steam Turbine | 0 | 13.0425
Darling Downs | DDPS1_GT1 | CCGT - Gas Turbine | 427.6689 | 9.524
Darling Downs | DDPS1_GT2 | CCGT - Gas Turbine | 427.6689 | 9.524
Darling Downs | DDPS1_GT3 | CCGT - Gas Turbine | 427.6689 | 9.524
Darling Downs | DDPS1_ST | CCGT - Steam Turbine | 0 | 12.294
Osborne | OsborneGT | CCGT - Gas Turbine | 299.0206 | 9.9184
Osborne | OsborneST | CCGT - Steam Turbine | 0 | 16.8482
Pelican Point | PPCCGTGT1 | CCGT - Gas Turbine | 436.3338 | 8.445
Pelican Point | PPCCGTGT2 | CCGT - Gas Turbine | 436.3338 | 8.445
Pelican Point | PPCCGTST | CCGT - Steam Turbine | 0 | 15.1328
Tamar Valley Combined Cycle | TVCC201_GT | CCGT - Gas Turbine | 344.206 | 8.3685
Tamar Valley Combined Cycle | TVCC201_ST | CCGT - Steam Turbine | 0 | 14.8793
Yabulu PS | YABULU | CCGT - Gas Turbine | 416.033 | 6.4071
Yabulu PS | YABULU2 | CCGT - Steam Turbine | 0 | 15.2043
Newport | NPS | Gas-powered steam turbine | 385.3213 | 9.5151
Torrens Island A | TORRA1 | Gas-powered steam turbine | 92.4771 | 10.6579
Torrens Island A | TORRA2 | Gas-powered steam turbine | 92.4771 | 10.6579
Torrens Island A | TORRA3 | Gas-powered steam turbine | 92.4771 | 10.6579
Torrens Island A | TORRA4 | Gas-powered steam turbine | 92.4771 | 10.6579
Torrens Island B | TORRB1 | Gas-powered steam turbine | 154.1285 | 9.9436
Torrens Island B | TORRB2 | Gas-powered steam turbine | 154.1285 | 9.9436
Torrens Island B | TORRB3 | Gas-powered steam turbine | 154.1285 | 9.9436
Torrens Island B | TORRB4 | Gas-powered steam turbine | 154.1285 | 9.9436
Bairnsdale | BDL01 | OCGT | 127.8275 | 7.7759
Bairnsdale | BDL02 | OCGT | 127.8275 | 7.7759
Barcaldine Power Station | BARCALDN | OCGT | 100.6301 | 10.0011
Bell Bay Three | BBTHREE1 | OCGT | 108.7893 | 9.3204
Bell Bay Three | BBTHREE2 | OCGT | 108.7893 | 9.3204
Bell Bay Three | BBTHREE3 | OCGT | 108.7893 | 9.3204
Braemar | BRAEMAR1 | OCGT | 456.9152 | 9.1615
Braemar | BRAEMAR2 | OCGT | 456.9152 | 9.1615
Braemar | BRAEMAR3 | OCGT | 456.9152 | 9.1615
Braemar 2 Power Station | BRAEMAR5 | OCGT | 470.5139 | 9.1615
Braemar 2 Power Station | BRAEMAR6 | OCGT | 470.5139 | 9.1615
Braemar 2 Power Station | BRAEMAR7 | OCGT | 470.5139 | 9.1615
Colongra | CG1 | OCGT | 492.2717 | 8.4258
Colongra | CG2 | OCGT | 492.2717 | 8.4258
Colongra | CG3 | OCGT | 492.2717 | 8.4258
Colongra | CG4 | OCGT | 492.2717 | 8.4258
Dry Creek GT | DRYCGT1 | OCGT | 141.4261 | 10.9685
Dry Creek GT | DRYCGT2 | OCGT | 141.4261 | 10.9685
Dry Creek GT | DRYCGT3 | OCGT | 141.4261 | 10.9685
Hallett GT | AGLHAL01 | OCGT | 46.2355 | 12.1563
Hallett GT | AGLHAL02 | OCGT | 46.2355 | 12.1563
Hallett GT | AGLHAL03 | OCGT | 46.2355 | 12.1563
Hallett GT | AGLHAL04 | OCGT | 46.2355 | 12.1563
Hallett GT | AGLHAL05 | OCGT | 56.4345 | 12.1563
Hallett GT | AGLHAL06 | OCGT | 56.4345 | 12.1563
Hallett GT | AGLHAL07 | OCGT | 44.1685 | 12.1563
Hallett GT | AGLHAL08 | OCGT | 44.1685 | 12.1563
Hallett GT | AGLHAL09 | OCGT | 73.4328 | 12.1563
Hallett GT | AGLHAL10 | OCGT | 69.6252 | 12.1563
Hallett GT | AGLHAL11 | OCGT | 59.1814 | 12.1563
Hallett GT | AGLHAL12 | OCGT | 48.9552 | 12.1563
Hallett GT | AGLHALRE | OCGT | 95.1907 | 12.1563
Hunter Valley GT | HVGTS1 | OCGT | 67.9933 | 10.0011
Hunter Valley GT | HVGTS2 | OCGT | 67.9933 | 10.0011
Jeeralang A | JLA01 | OCGT | 144.1459 | 12.5345
Jeeralang A | JLA02 | OCGT | 144.1459 | 12.5345
Jeeralang A | JLA03 | OCGT | 144.1459 | 12.5345
Jeeralang A | JLA04 | OCGT | 144.1459 | 12.5345
Jeeralang B | JLB01 | OCGT | 206.6997 | 12.5345
Jeeralang B | JLB02 | OCGT | 206.6997 | 12.5345
Jeeralang B | JLB03 | OCGT | 206.6997 | 12.5345
Ladbroke Grove | LADBROK1 | OCGT | 108.7893 | 9.1615
Ladbroke Grove | LADBROK2 | OCGT | 108.7893 | 9.1615
Laverton North | LNGS1 | OCGT | 424.2784 | 8.7819
Laverton North | LNGS2 | OCGT | 424.2784 | 8.7819
Mackay GT | MACKAYGT | OCGT | 92.4709 | 10.0011
Mintaro GT | MINTARO | OCGT | 244.776 | 10.0011
Mortlake | MORTLK11 | OCGT | 794.1621 | 8.4258
Mortlake | MORTLK12 | OCGT | 794.1621 | 8.4258
Mt Stuart | MSTUART1 | OCGT | 397.0811 | 9.1615
Mt Stuart | MSTUART2 | OCGT | 397.0811 | 9.1615
Mt Stuart | MSTUART3 | OCGT | 357.6449 | 9.1615
Oakey Power Station | OAKEY1 | OCGT | 470.5139 | 8.2225
Oakey Power Station | OAKEY2 | OCGT | 470.5139 | 8.2225
Port Lincoln GT | POR01-1 | OCGT | 67.9933 | 10.0917
Port Lincoln GT | POR01-2 | OCGT | 67.9933 | 10.0917
Port Lincoln GT | POR01-3 | OCGT | 63.9137 | 10.0917
Quarantine | QPS1 | OCGT | 78.8723 | 7.9946
Quarantine | QPS2 | OCGT | 65.2736 | 7.9946
Quarantine | QPS3 | OCGT | 65.2736 | 7.9946
Quarantine | QPS4 | OCGT | 65.2736 | 7.9946
Quarantine | QPS5 | OCGT | 348.1259 | 7.9946
Roma | ROMA_7 | OCGT | 108.7893 | 9.1615
Roma | ROMA_8 | OCGT | 108.7893 | 9.1615
Smithfield Energy Facility | SITHE01 | OCGT | 108.1067 | 10.9685
Smithfield Energy Facility | SITHE02 | OCGT | 113.5271 | 10.9685
Smithfield Energy Facility | SITHE03 | OCGT | 113.5271 | 10.9685
Smithfield Energy Facility | SITHE04 | OCGT | 167.987 | 10.9685
Snuggery | SNUG1 | OCGT | 57.1144 | 10.7131
Snuggery | SNUG2 | OCGT | 57.1144 | 10.7131
Snuggery | SNUG3 | OCGT | 57.1144 | 10.7131
Somerton | AGLSOM01 | OCGT | 115.5887 | 12.1563
Somerton | AGLSOM02 | OCGT | 115.5887 | 12.1563
Somerton | AGLSOM03 | OCGT | 115.5887 | 12.1563
Somerton | AGLSOM04 | OCGT | 115.5887 | 12.1563
Tamar Valley Peaking | TVPP104 | OCGT | 157.7445 | 10.0011
Bolivar | Bolivar Units 1-4 | OCGT | 0 | 10.1902
Uranquinty | URANQ11 | OCGT | 451.4757 | 8.4258
Uranquinty | URANQ12 | OCGT | 451.4757 | 8.4258
Uranquinty | URANQ13 | OCGT | 451.4757 | 8.4258
Uranquinty | URANQ14 | OCGT | 451.4757 | 8.4258
Valley Power | VPGS1 | OCGT | 135.9867 | 12.1563
Valley Power | VPGS2 | OCGT | 135.9867 | 12.1563
Valley Power | VPGS3 | OCGT | 135.9867 | 12.1563
Valley Power | VPGS4 | OCGT | 135.9867 | 12.1563
Valley Power | VPGS5 | OCGT | 135.9867 | 12.1563
Valley Power | VPGS6 | OCGT | 135.9867 | 12.1563
Angaston | ANGAS1 | Reciprocating Engine | 0 | 12.775
Angaston | ANGAS2 | Reciprocating Engine | 0 | 12.775
Barker Inlet Power Station | BIPS1_01 | Reciprocating Engine | 0 | 7.8947
Barker Inlet Power Station | BIPS1_02 | Reciprocating Engine | 0 | 7.8947
Barker Inlet Power Station | BIPS1_03 | Reciprocating Engine | 0 | 7.8947
Barker Inlet Power Station | BIPS1_04 | Reciprocating Engine | 0 | 7.8947
Barker Inlet Power Station | BIPS1_05 | Reciprocating Engine | 0 | 7.8947
Barker Inlet Power Station | BIPS1_06 | Reciprocating Engine | 0 | 7.8947
Barker Inlet Power Station | BIPS1_07 | Reciprocating Engine | 0 | 7.8947
Barker Inlet Power Station | BIPS1_08 | Reciprocating Engine | 0 | 7.8947
Barker Inlet Power Station | BIPS1_09 | Reciprocating Engine | 0 | 7.8947
Barker Inlet Power Station | BIPS1_10 | Reciprocating Engine | 0 | 7.8947
Barker Inlet Power Station | BIPS1_11 | Reciprocating Engine | 0 | 7.8947
Barker Inlet Power Station | BIPS1_12 | Reciprocating Engine | 0 | 7.8947
Lonsdale | LONSDALE | Reciprocating Engine | 0 | 7.8947
Port Stanvac 1 | PTSTAN1_1 | Reciprocating Engine | 0 | 7.8947
Port Stanvac 1 | PTSTAN1_2 | Reciprocating Engine | 0 | 7.8947
Note: Sourced from GHD 2018 AEMO costs and technical parameter review and AEMO internal analysis (for Gas-fired steam turbines).
Committed/Anticipated generators
Station | Generating Unit | Technology Type | No load heat input (GJ/h) | Marginal heat rate (GJ/MWh)
Tallawarra B | Tallawarra B | OCGT | 888 | 7.85
Kurri Kurri 1 | Kurri Kurri 1 | OCGT | 1110 | 7.85
Kurri Kurri 2 | Kurri Kurri 2 | OCGT | 1110 | 7.85
Snapper Point Power Station | Snapper Point Units 1-5 | OCGT | 0 | 10.1902
Note: Sourced from Aurecon 2021 -22 AEMO costs and technical parameter review and AEMO internal analysis.

## Max Ramp Rates
Go to Assumptions Summary
Maximum Ramp Rates (Time-Sequential Model)
Maximum rate of change in output of existing coal generators is based on 90th percentile bid ramp rates from Apr-17 to Mar-21. For other existing thermal generators this has been sourced from GHD 2018
For CCGTs modelled as separate gas and steam turbines, the ramp limit is applied to the gas turbine only
For technologies not listed, it is assumed that ramp rate does not limit dispatch.
Existing generators |  |  |  |  | New entrant technologies
Generator Station | Generating Unit | Technology Type | Max Ramp Up (MW/min) | Max Ramp Down (MW/min) | Technology | Max Ramp Up (MW/min) | Max Ramp Down (MW/min)
Bayswater | BW01 | Black Coal | 5 | 4 | CCGT | 22 | 22
Bayswater | BW02 | Black Coal | 5 | 4 | CCGT with CCS | 22 | 22
Bayswater | BW03 | Black Coal | 5 | 4 | Black Coal (advanced ultra supercritical PC) | 30 | 30
Bayswater | BW04 | Black Coal | 5 | 4 | Black Coal (advanced ultra supercritical PC) with CCS | 30 | 30
Callide B | CALL_B_1 | Black Coal | 4 | 4 | Note: Sourced from Aurecon 2021-22 AEMO costs and technical parameter review.
Callide B | CALL_B_2 | Black Coal | 4 | 4
Callide C | CPP_3 | Black Coal | 4 | 4
Callide C | CPP_4 | Black Coal | 4 | 4
Eraring | ER01 | Black Coal | 5 | 5
Eraring | ER02 | Black Coal | 5 | 5
Eraring | ER03 | Black Coal | 5 | 5
Eraring | ER04 | Black Coal | 5 | 5
Gladstone | GSTONE1 | Black Coal | 5 | 5
Gladstone | GSTONE2 | Black Coal | 5 | 5
Gladstone | GSTONE3 | Black Coal | 5 | 5
Gladstone | GSTONE4 | Black Coal | 5 | 5
Gladstone | GSTONE5 | Black Coal | 5 | 5
Gladstone | GSTONE6 | Black Coal | 5 | 5
Kogan Creek | KPP_1 | Black Coal | 8 | 8
Liddell | LD01 | Black Coal | 4 | 3
Liddell | LD02 | Black Coal | 4 | 3
Liddell | LD03 | Black Coal | 4 | 3
Liddell | LD04 | Black Coal | 4 | 3
Millmerran | MPP_1 | Black Coal | 5 | 5
Millmerran | MPP_2 | Black Coal | 5 | 5
Mt Piper | MP1 | Black Coal | 5 | 5
Mt Piper | MP2 | Black Coal | 5 | 5
Stanwell | STAN-1 | Black Coal | 4 | 4
Stanwell | STAN-2 | Black Coal | 4 | 4
Stanwell | STAN-3 | Black Coal | 4 | 4
Stanwell | STAN-4 | Black Coal | 4 | 4
Tarong | TARONG#1 | Black Coal | 4 | 4
Tarong | TARONG#2 | Black Coal | 4 | 4
Tarong | TARONG#3 | Black Coal | 4 | 4
Tarong | TARONG#4 | Black Coal | 4 | 4
Tarong North | TNPS1 | Black Coal | 4 | 4
Vales Point B | VP5 | Black Coal | 5 | 5
Vales Point B | VP6 | Black Coal | 5 | 5
Loy Yang A Power Station | LYA1 | Brown Coal | 5 | 5
Loy Yang A Power Station | LYA2 | Brown Coal | 5 | 5
Loy Yang A Power Station | LYA3 | Brown Coal | 5 | 5
Loy Yang A Power Station | LYA4 | Brown Coal | 5 | 5
Loy Yang B | LOYYB1 | Brown Coal | 10 | 10
Loy Yang B | LOYYB2 | Brown Coal | 10 | 10
Yallourn W | YWPS1 | Brown Coal | 3 | 3
Yallourn W | YWPS2 | Brown Coal | 3 | 3
Yallourn W | YWPS3 | Brown Coal | 3 | 3
Yallourn W | YWPS4 | Brown Coal | 3 | 3
Swanbank E GT | SWAN_E | CCGT | 10.7 | 10.7
Tallawarra | TALWA1 | CCGT | 6 | 6
Yarwun Cogen | YARWUN_1 | CCGT | 10 | 10
Condamine | CPSA_GT1 | CCGT - Gas Turbine | 3 | 3
Condamine | CPSA_GT2 | CCGT - Gas Turbine | 3 | 3
Darling Downs | DDPS1_GT1 | CCGT - Gas Turbine | 6.333 | 6.333
Darling Downs | DDPS1_GT2 | CCGT - Gas Turbine | 6.333 | 6.333
Darling Downs | DDPS1_GT3 | CCGT - Gas Turbine | 6.333 | 6.333
Osborne | OsborneGT | CCGT - Gas Turbine | 2.667 | 2.667
Pelican Point | PPCCGTGT1 | CCGT - Gas Turbine | 10 | 10
Pelican Point | PPCCGTGT2 | CCGT - Gas Turbine | 10 | 10
Tamar Valley | TVCC201_GT | CCGT - Gas Turbine | 1.8 | 9
Yabulu PS | YABULU | CCGT - Gas Turbine | 5.7 | 5.7
Newport | NPS | Gas-powered steam turbine | 7 | 7
Torrens Island A | TORRA1 | Gas-powered steam turbine | 4.8333 | 5
Torrens Island A | TORRA2 | Gas-powered steam turbine | 4.8333 | 5
Torrens Island A | TORRA3 | Gas-powered steam turbine | 4.8333 | 5
Torrens Island A | TORRA4 | Gas-powered steam turbine | 4.8333 | 5
Torrens Island B | TORRB1 | Gas-powered steam turbine | 7.5 | 5
Torrens Island B | TORRB2 | Gas-powered steam turbine | 7.5 | 5
Torrens Island B | TORRB3 | Gas-powered steam turbine | 7.5 | 5
Torrens Island B | TORRB4 | Gas-powered steam turbine | 7.5 | 5

## CCGT Unit Max Capacity
Go to Assumptions Summary
CCGTs Modelled as separate gas and steam turbines (Time-Sequential Model)
Separate Maximum Capacities for the gas and steam turbines of CCGTs
Sourced from NEM Generation Information (July 2022 release)
Existing generators
Generator Station | Generating Unit | Technology Type | Max Capacity (MW)
Condamine | CPSA_GT1 | CCGT - Gas Turbine | 43.7
Condamine | CPSA_GT2 | CCGT - Gas Turbine | 43.7
Condamine | CPSA_ST | CCGT - Steam Turbine | 57
Darling Downs | DDPS1_GT1 | CCGT - Gas Turbine | 121.5
Darling Downs | DDPS1_GT2 | CCGT - Gas Turbine | 121.5
Darling Downs | DDPS1_GT3 | CCGT - Gas Turbine | 121.5
Darling Downs | DDPS1_ST | CCGT - Steam Turbine | 280
Osborne | OsborneGT | CCGT - Gas Turbine | 118
Osborne | OsborneST | CCGT - Steam Turbine | 62
Pelican Point | PPCCGTGT1 | CCGT - Gas Turbine | 179
Pelican Point | PPCCGTGT2 | CCGT - Gas Turbine | 179
Pelican Point | PPCCGTST | CCGT - Steam Turbine | 171
Tamar Valley | TVCC201_GT | CCGT - Gas Turbine | 140
Tamar Valley | TVCC201_ST | CCGT - Steam Turbine | 68
Yabulu PS | YABULU | CCGT - Gas Turbine | 160
Yabulu PS | YABULU2 | CCGT - Steam Turbine | 84

## GPG Min Stable Level
Go to Assumptions Summary
Minimum Stable Level (Time-Sequential Model)
Minimum Stable Levels for CCGT and Gas-fired steam turbines
These assumptions are based on AEMO internal analysis of historical generation and operational experience
Where a generator is not listed in these tables, the Min Stable Level outlined previously on the Generation Limits worksheet is applied.
Link | Generation limits
Existing generators |  |  |  | New entrant technologies
Generator Station | Generating Unit | Technology Type | Min Stable Level (MW) | Technology | Min Stable Level (% of nameplate)
Condamine | CPSA_GT1 | CCGT - Gas Turbine | 20 | CCGT | 46%
Condamine | CPSA_GT2 | CCGT - Gas Turbine | 20 | CCGT with CCS | 46%
Condamine | CPSA_ST | CCGT - Steam Turbine | 13.1 | Note: Sourced from Aurecon 2021-22 AEMO costs and technical parameter review.
Darling Downs | DDPS1_GT1 | CCGT - Gas Turbine | 58.3
Darling Downs | DDPS1_GT2 | CCGT - Gas Turbine | 58.3
Darling Downs | DDPS1_GT3 | CCGT - Gas Turbine | 58.3
Darling Downs | DDPS1_ST | CCGT - Steam Turbine | 38.9
Newport | NPS | Gas-powered steam turbine | 100
Osborne | OsborneGT | CCGT - Gas Turbine | 90
Osborne | OsborneST | CCGT - Steam Turbine | 20
Pelican Point | PPCCGTGT1 | CCGT - Gas Turbine | 60
Pelican Point | PPCCGTGT2 | CCGT - Gas Turbine | 60
Pelican Point | PPCCGTST | CCGT - Steam Turbine | 42
Quarantine | QPS5 | OCGT | 73.5
Swanbank E GT | SWAN_E | CCGT | 95
Tallawarra | TALWA1 | CCGT | 190
Torrens Island A | TORRA1 | Gas-powered steam turbine | 30
Torrens Island A | TORRA2 | Gas-powered steam turbine | 30
Torrens Island A | TORRA3 | Gas-powered steam turbine | 30
Torrens Island A | TORRA4 | Gas-powered steam turbine | 30
Torrens Island B | TORRB1 | Gas-powered steam turbine | 40
Torrens Island B | TORRB2 | Gas-powered steam turbine | 40
Torrens Island B | TORRB3 | Gas-powered steam turbine | 40
Torrens Island B | TORRB4 | Gas-powered steam turbine | 40
Tamar Valley | TVCC201_GT | CCGT - Gas Turbine | 70.8
Tamar Valley | TVCC201_ST | CCGT - Steam Turbine | 41.4
Yabulu PS | YABULU | CCGT - Gas Turbine | 83
Yabulu PS | YABULU2 | CCGT - Steam Turbine | 57
Yarwun Cogen | YARWUN_1 | CCGT | 106

## Min Up&Down Times
Go to Assumptions Summary
Minimum Up and Down Times (Time-Sequential Model)
Minimum times for CCGT and gas-powered steam turbine units to be online (Up) or offline (Down) in unit commitment model
For CCGTs modelled as separate gas and steam turbines, the min up time is applied to the gas turbine only
Sourced from ACIL 2014 and validated by AEMO analysis
Existing generators |  |  |  | New entrant technologies
Generator Station | Generating Unit | Technology Type | Min Up/Down Time (h) | Technology | Min Up/Down Time (h)
Condamine | CPSA_GT1 | CCGT - Gas Turbine | 4 | CCGT | 4
Condamine | CPSA_GT2 | CCGT - Gas Turbine | 4 | CCGT with CCS | 4
Darling Downs | DDPS1_GT1 | CCGT - Gas Turbine | 4
Darling Downs | DDPS1_GT2 | CCGT - Gas Turbine | 4
Darling Downs | DDPS1_GT3 | CCGT - Gas Turbine | 4
Newport | NPS | Gas-powered steam turbine | 4
Osborne | OsborneGT | CCGT - Gas Turbine | 4
Pelican Point | PPCCGTGT1 | CCGT - Gas Turbine | 4
Pelican Point | PPCCGTGT2 | CCGT - Gas Turbine | 4
Swanbank E GT | SWAN_E | CCGT | 4
Tallawarra | TALWA1 | CCGT | 4
Torrens Island A | TORRA1 | Gas-powered steam turbine | 4
Torrens Island A | TORRA2 | Gas-powered steam turbine | 4
Torrens Island A | TORRA3 | Gas-powered steam turbine | 4
Torrens Island A | TORRA4 | Gas-powered steam turbine | 4
Torrens Island B | TORRB1 | Gas-powered steam turbine | 4
Torrens Island B | TORRB2 | Gas-powered steam turbine | 4
Torrens Island B | TORRB3 | Gas-powered steam turbine | 4
Torrens Island B | TORRB4 | Gas-powered steam turbine | 4
Tamar Valley | TVCC201_GT | CCGT - Gas Turbine | 4
Yabulu PS | YABULU | CCGT - Gas Turbine | 4

## Costs Summary - PEM
Go to Assumptions Summary
Regional Cost Factors - Hydrogen Technologies
Regional cost factors for each cost region and cost component have been estimated by GHD to provide an indication of the variation in each cost component of the project costs between geographic regions.
Technology cost break down ratios are estimated from the technology cost for each of the cost components given by Aurecon.
The technology specific regional cost adjustment factors are calculated as the sum of the regional cost adjustment factors of each technology cost component, which is calculated by multiplying its share in total capital cost of the technology by the regional cost factor.
CSIRO build costs projections for new entrants are overnight costs for construction in Melbourne. These regional cost factors are used to convert the Melbourne cost estimates to each region-specific cost estimate.
Regional cost factors
Region | Equipment costs | Fuel connection costs | Cost of land and development | Installation costs
VIC Low | 1 | 1 | 1 | 1
VIC Medium | 1.03 | 1.03 | 1 | 1.03
VIC High | 1.05 | 1.05 | 1 | 1.05
QLD Low | 1 | 1 | 1 | 1
QLD Medium | 1.05 | 1.1048 | 1 | 1.1545
QLD High | 1.1 | 1.2095 | 1 | 1.3091
NSW Low | 1 | 1 | 1 | 1
NSW Medium | 1.05 | 1.0734 | 1 | 1.1017
NSW High | 1.1 | 1.156 | 1 | 1.2034
SA Low | 1 | 1 | 1 | 1
SA Medium | 1.05 | 1.099 | 1 | 1.1471
SA High | 1.1 | 1.198 | 1 | 1.2941
TAS Low | 1 | 1 | 1 | 1
TAS Medium | 1.05 | 1.0673 | 1 | 1.1028
TAS High | 1.1 | 1.1442 | 1 | 1.2056
Notes:
1. Sourced from GHD 2018 AEMO costs and technical parameter review, adjusted to be rebased to one in each region.
2. Operations and maintenance locational cost factors are independent to capital costs, however for the purposes of modelling, fixed O&M costs are combined with capital costs and discounted over the project life, as described in the Hydrogen technology Fixed OPEX section below.
Technology Cost breakdown ratios
Technology | Equipment costs | Fuel connection costs | Cost of land and development | Installation costs
Electrolysers - Proton Exchange Membrane | 64.81% | 0% | 7.407% | 27.78%
Technology Regional cost adjustment factors
Electrolysers - Proton Exchange Membrane
VIC Low | 1
QLD Low | 1
NSW Low | 1
SA Low | 1
TAS Low | 1
Hydrogen technology build costs, after application of regional cost factors ($/kW)
Build costs for new entrant generators by location for the selected scenario and technology. Does not include connection costs.
Cost trajectories calculated by applying regional cost factors to baseline provided for a region-specific cost estimate, as developed by CSIRO and Aurecon.
Technology and scenario choices are available through the drop down menus.
Technology: | Scenario:
Electrolysers - Proton Exchange Membrane | Step Change
Scenario choice
Technology Type | Cost Scenario | Region | Regional Cost Zone | Regional Cost Factor | 2021-22 | 2022-23 | 2023-24 | 2024-25 | 2025-26 | 2026-27 | 2027-28 | 2028-29 | 2029-30 | 2030-31 | 2031-32 | 2032-33 | 2033-34 | 2034-35 | 2035-36 | 2036-37 | 2037-38 | 2038-39 | 2039-40 | 2040-41 | 2041-42 | 2042-43 | 2043-44 | 2044-45 | 2045-46 | 2046-47 | 2047-48 | 2048-49 | 2049-50 | 2050-51
Electrolysers - Proton Exchange Membrane | Step Change | QLD | QLD Low | 100% | 2700 | 2438 | 2201 | 1987 | 1794 | 1620 | 1463 | 1321 | 1193 | 1077 | 972 | 878 | 793 | 716 | 646 | 583 | 527 | 476 | 429 | 388 | 372 | 358 | 346 | 332 | 319 | 308 | 298 | 289 | 280 | 265 | Step Change
Electrolysers - Proton Exchange Membrane | Step Change | NSW | NSW Low | 100% | 2700 | 2438 | 2201 | 1987 | 1794 | 1620 | 1463 | 1321 | 1193 | 1077 | 972 | 878 | 793 | 716 | 646 | 583 | 527 | 476 | 429 | 388 | 372 | 358 | 346 | 332 | 319 | 308 | 298 | 289 | 280 | 265 | Hydrogen Export
Electrolysers - Proton Exchange Membrane | Step Change | VIC | VIC Low | 100% | 2700 | 2438 | 2201 | 1987 | 1794 | 1620 | 1463 | 1321 | 1193 | 1077 | 972 | 878 | 793 | 716 | 646 | 583 | 527 | 476 | 429 | 388 | 372 | 358 | 346 | 332 | 319 | 308 | 298 | 289 | 280 | 265 | Progressive Change
Electrolysers - Proton Exchange Membrane | Step Change | SA | SA Low | 100% | 2700 | 2438 | 2201 | 1987 | 1794 | 1620 | 1463 | 1321 | 1193 | 1077 | 972 | 878 | 793 | 716 | 646 | 583 | 527 | 476 | 429 | 388 | 372 | 358 | 346 | 332 | 319 | 308 | 298 | 289 | 280 | 265
Electrolysers - Proton Exchange Membrane | Step Change | TAS | TAS Low | 100% | 2700 | 2438 | 2201 | 1987 | 1794 | 1620 | 1463 | 1321 | 1193 | 1077 | 972 | 878 | 793 | 716 | 646 | 583 | 527 | 476 | 429 | 388 | 372 | 358 | 346 | 332 | 319 | 308 | 298 | 289 | 280 | 265
Hydrogen technology Fixed OPEX, after application of regional cost factors ($/kW/year)
Fixed OPEX is based on 3% of capex per annum, based on the year of commissioning. For the purpose of modelling, the discounted Fixed OPEX over the project life will be added to the build cost.
Technology Type | Cost Scenario | Region | Regional Cost Zone | Regional Cost Factor | 2021-22 | 2022-23 | 2023-24 | 2024-25 | 2025-26 | 2026-27 | 2027-28 | 2028-29 | 2029-30 | 2030-31 | 2031-32 | 2032-33 | 2033-34 | 2034-35 | 2035-36 | 2036-37 | 2037-38 | 2038-39 | 2039-40 | 2040-41 | 2041-42 | 2042-43 | 2043-44 | 2044-45 | 2045-46 | 2046-47 | 2047-48 | 2048-49 | 2049-50 | 2050-51
Electrolysers - Proton Exchange Membrane | Step Change | QLD | QLD Low | 100% | 81 | 73.14 | 66.03 | 59.61 | 53.82 | 48.6 | 43.89 | 39.63 | 35.79 | 32.31 | 29.16 | 26.34 | 23.79 | 21.48 | 19.38 | 17.49 | 15.81 | 14.28 | 12.87 | 11.64 | 11.16 | 10.74 | 10.38 | 9.96 | 9.57 | 9.24 | 8.94 | 8.67 | 8.4 | 7.95
Electrolysers - Proton Exchange Membrane | Step Change | NSW | NSW Low | 100% | 81 | 73.14 | 66.03 | 59.61 | 53.82 | 48.6 | 43.89 | 39.63 | 35.79 | 32.31 | 29.16 | 26.34 | 23.79 | 21.48 | 19.38 | 17.49 | 15.81 | 14.28 | 12.87 | 11.64 | 11.16 | 10.74 | 10.38 | 9.96 | 9.57 | 9.24 | 8.94 | 8.67 | 8.4 | 7.95
Electrolysers - Proton Exchange Membrane | Step Change | VIC | VIC Low | 100% | 81 | 73.14 | 66.03 | 59.61 | 53.82 | 48.6 | 43.89 | 39.63 | 35.79 | 32.31 | 29.16 | 26.34 | 23.79 | 21.48 | 19.38 | 17.49 | 15.81 | 14.28 | 12.87 | 11.64 | 11.16 | 10.74 | 10.38 | 9.96 | 9.57 | 9.24 | 8.94 | 8.67 | 8.4 | 7.95
Electrolysers - Proton Exchange Membrane | Step Change | SA | SA Low | 100% | 81 | 73.14 | 66.03 | 59.61 | 53.82 | 48.6 | 43.89 | 39.63 | 35.79 | 32.31 | 29.16 | 26.34 | 23.79 | 21.48 | 19.38 | 17.49 | 15.81 | 14.28 | 12.87 | 11.64 | 11.16 | 10.74 | 10.38 | 9.96 | 9.57 | 9.24 | 8.94 | 8.67 | 8.4 | 7.95
Electrolysers - Proton Exchange Membrane | Step Change | TAS | TAS Low | 100% | 81 | 73.14 | 66.03 | 59.61 | 53.82 | 48.6 | 43.89 | 39.63 | 35.79 | 32.31 | 29.16 | 26.34 | 23.79 | 21.48 | 19.38 | 17.49 | 15.81 | 14.28 | 12.87 | 11.64 | 11.16 | 10.74 | 10.38 | 9.96 | 9.57 | 9.24 | 8.94 | 8.67 | 8.4 | 7.95
Notes:
1. Sourced from Aurecon 2021-22 AEMO costs and technical parameter review.
Hydrogen technology Variable OPEX, after application of regional cost factors ($/MWh sent out)
Technology Type | Variable OPEX ($/kW/year) | bar: 2021-22 to 2031-32
| VIC low | VIC medium | VIC high | QLD low | 2021-22: QLD medium; 2022-23: QLD high; 2023-24: NSW low; 2024-25: NSW medium; 2025-26: NSW high; 2026-27: SA Low; 2027-28: SA medium; 2028-29: SA high; 2029-30: TAS low; 2030-31: TAS medium; 2031-32: TAS high
Electrolysers - Proton Exchange Membrane | 0 | 0 | 0 | 0 | 2021-22: 0; 2022-23: 0; 2023-24: 0; 2024-25: 0; 2025-26: 0; 2026-27: 0; 2027-28: 0; 2028-29: 0; 2029-30: 0; 2030-31: 0; 2031-32: 0
Notes:
1. Sourced from Aurecon 2021-22 AEMO costs and technical parameter review.
2. Electrolysers Variable O&M costs are assumed to be included in the Fixed O&M costs as per Aurecon's report.

## Build Costs - PEM
Go to Assumptions Summary
Capital Cost Projections ($/kW)
These capital cost trajectories are developed by CSIRO's GALLM (see GenCost 2021-22 report for more details) based on the technology specific capital cost estimates provided by Aurecon (2021-22 AEMO costs and technical parameter review).
The capital costs are overnight costs for construction in Melbourne. To calculate the capital costs of these technologies elsewhere in Australia, use the regional cost adjustment factors given in the Regional Cost Factors worksheet.
Build cost per scenario ($/kW) | Build cost per scenario ($/kW)
|  | Scenario | 2021-22 | 2022-23 | 2023-24 | 2024-25 | 2025-26 | 2026-27 | 2027-28 | 2028-29 | 2029-30 | 2030-31 | 2031-32 | 2032-33 | 2033-34 | 2034-35 | 2035-36 | 2036-37 | 2037-38 | 2038-39 | 2039-40 | 2040-41 | 2041-42 | 2042-43 | 2043-44 | 2044-45 | 2045-46 | 2046-47 | 2047-48 | 2048-49 | 2049-50 | 2050-51
| Electrolysers - Proton Exchange Membrane | Slow Change
Progressive Change Electrolysers - Proton Exchange Membrane | Electrolysers - Proton Exchange Membrane | Progressive Change | 2700 | 2501 | 2316 | 2145 | 1987 | 1841 | 1705 | 1579 | 1463 | 1355 | 1255 | 1162 | 1077 | 997 | 924 | 855 | 792 | 734 | 680 | 630 | 614 | 591 | 575 | 557 | 542 | 518 | 489 | 467 | 450 | 426
Step Change Electrolysers - Proton Exchange Membrane | Electrolysers - Proton Exchange Membrane | Step Change | 2700 | 2438 | 2201 | 1987 | 1794 | 1620 | 1463 | 1321 | 1193 | 1077 | 972 | 878 | 793 | 716 | 646 | 583 | 527 | 476 | 429 | 388 | 372 | 358 | 346 | 332 | 319 | 308 | 298 | 289 | 280 | 265
Hydrogen Export Electrolysers - Proton Exchange Membrane | Electrolysers - Proton Exchange Membrane | Hydrogen Export | 2770 | 2446 | 2160 | 1907 | 1684 | 1487 | 1313 | 1159 | 1023 | 904 | 798 | 704 | 622 | 549 | 485 | 428 | 378 | 334 | 295 | 260 | 241 | 226 | 214 | 204 | 193 | 182 | 173 | 165 | 159 | 147

## Hydrogen demand - Domestic
Go to Assumptions Summary
Total additional domestic hydrogen consumption per NEM states (Mt of H2)
Additional domestic hydrogen consumption is developed based on a multi-sector model outcome (AusTIMES) conducted by CSIRO/CWA.
'Additional' means any extra consumption of hydrogen in addition to the existing consumption for feedstock productions (such as Ammonia and fertilisers) as a result of emerging hydrogen applications.
In each scenario, any hydrogen production not produced from electrolysers is assumed to be produced via Steam Methane Reformation (SMR). For Slow Change this would be all hydrogen production.
Progressive Change
| 2021-22 | 2022-23 | 2023-24 | 2024-25 | 2025-26 | 2026-27 | 2027-28 | 2028-29 | 2029-30 | 2030-31 | 2031-32 | 2032-33 | 2033-34 | 2034-35 | 2035-36 | 2036-37 | 2037-38 | 2038-39 | 2039-40 | 2040-41 | 2041-42 | 2042-43 | 2043-44 | 2044-45 | 2045-46 | 2046-47 | 2047-48 | 2048-49 | 2049-50
NSW | 0 | 0 | 0 | 0.0083571 | 0.010045 | 0.011753 | 0.014898 | 0.019753 | 0.038832 | 0.057934 | 0.068236 | 0.078989 | 0.086884 | 0.086331 | 0.096234 | 0.10627 | 0.10649 | 0.11133 | 0.12082 | 0.13071 | 0.14065 | 0.15155 | 0.16233 | 0.17262 | 0.18465 | 0.22121 | 0.22927 | 0.24301 | 0.34273
QLD | 0 | 0.00027391 | 0.00034269 | 0.00049305 | 0.00083337 | 0.0010107 | 0.0024583 | 0.0051786 | 0.013772 | 0.018846 | 0.024181 | 0.029721 | 0.035588 | 0.039968 | 0.044933 | 0.050044 | 0.055266 | 0.060644 | 0.06613 | 0.071768 | 0.077643 | 0.08364 | 0.08986 | 0.096197 | 0.10281 | 0.1097 | 0.11676 | 0.37474 | 0.33623
SA | 0 | 0 | 0 | 0.0045933 | 0.0054559 | 0.0062562 | 0.007494 | 0.0090509 | 0.013191 | 0.015897 | 0.018695 | 0.021604 | 0.024614 | 0.021636 | 0.023893 | 0.026224 | 0.028559 | 0.030907 | 0.032873 | 0.034799 | 0.036781 | 0.038751 | 0.040799 | 0.042926 | 0.045109 | 0.047309 | 0.049174 | 0.10518 | 0.10537
TAS | 0 | 0 | 0 | 0 | 0 | 0 | 9.9824e-05 | 0.00029219 | 0.0010096 | 0.0014009 | 0.0018175 | 0.0021686 | 0.0025348 | 0.0029156 | 0.0033077 | 0.0037186 | 0.0041412 | 0.0045745 | 0.0050416 | 0.0054908 | 0.0059613 | 0.0064394 | 0.0069394 | 0.0074079 | 0.0079924 | 0.0085542 | 0.0091255 | 0.019568 | 0.0196
VIC | 0 | 0 | 0 | 0.03688 | 0.044372 | 0.05206 | 0.060956 | 0.071076 | 0.088609 | 0.10235 | 0.11652 | 0.13193 | 0.14695 | 0.14698 | 0.14699 | 0.15035 | 0.16042 | 0.17145 | 0.18263 | 0.19406 | 0.2057 | 0.21761 | 0.22978 | 0.24224 | 0.25496 | 0.268 | 0.26802 | 0.3708 | 0.47424
NEM domestic | 0 | 0.00027391 | 0.00034269 | 0.050323 | 0.060706 | 0.071079 | 0.085907 | 0.10535 | 0.15541 | 0.19643 | 0.22945 | 0.26441 | 0.29657 | 0.29783 | 0.31536 | 0.3366 | 0.35488 | 0.3789 | 0.4075 | 0.43683 | 0.46674 | 0.49799 | 0.52972 | 0.5614 | 0.59552 | 0.65477 | 0.67236 | 1.1133 | 1.2782
Step Change
| 2021-22 | 2022-23 | 2023-24 | 2024-25 | 2025-26 | 2026-27 | 2027-28 | 2028-29 | 2029-30 | 2030-31 | 2031-32 | 2032-33 | 2033-34 | 2034-35 | 2035-36 | 2036-37 | 2037-38 | 2038-39 | 2039-40 | 2040-41 | 2041-42 | 2042-43 | 2043-44 | 2044-45 | 2045-46 | 2046-47 | 2047-48 | 2048-49 | 2049-50
NSW | 0 | 0 | 0 | 0.0054204 | 0.0061278 | 0.0067533 | 0.0085757 | 0.011524 | 0.025531 | 0.032952 | 0.040636 | 0.048491 | 0.056623 | 0.064927 | 0.073575 | 0.082269 | 0.091227 | 0.10143 | 0.11075 | 0.12054 | 0.13066 | 0.14114 | 0.15219 | 0.16352 | 0.1753 | 0.18741 | 0.20051 | 0.21406 | 0.2283
QLD | 0.0001272 | 0.00027395 | 0.00034273 | 0.00049311 | 0.00059405 | 0.00073317 | 0.0020994 | 0.0042282 | 0.010999 | 0.015002 | 0.019182 | 0.023572 | 0.028132 | 0.032914 | 0.037831 | 0.042914 | 0.048116 | 0.053455 | 0.16611 | 0.17772 | 0.17852 | 0.42726 | 0.43114 | 0.34345 | 0.3571 | 0.45119 | 0.45835 | 0.66896 | 0.63458
SA | 0 | 0 | 0 | 0.0029638 | 0.0032103 | 0.0032565 | 0.0038382 | 0.0046425 | 0.0079487 | 0.0098272 | 0.011724 | 0.013675 | 0.015639 | 0.017663 | 0.019241 | 0.02091 | 0.022571 | 0.024195 | 0.025906 | 0.053955 | 0.050374 | 0.072086 | 0.11795 | 0.12715 | 0.12906 | 0.13108 | 0.15333 | 0.18635 | 0.18172
TAS | 0 | 0 | 0 | 0 | 0 | 0 | 7.8619e-05 | 0.00022957 | 0.00080157 | 0.001111 | 0.0014422 | 0.0017883 | 0.0021508 | 0.0025295 | 0.0029194 | 0.0033227 | 0.0037385 | 0.0041645 | 0.012959 | 0.013556 | 0.013551 | 0.015999 | 0.017054 | 0.023104 | 0.024201 | 0.025362 | 0.026529 | 0.027758 | 0.029029
VIC | 0 | 0 | 0 | 0.027264 | 0.031836 | 0.032455 | 0.036844 | 0.042093 | 0.054226 | 0.062664 | 0.062706 | 0.066956 | 0.072185 | 0.077228 | 0.082047 | 0.086579 | 0.090824 | 0.094738 | 0.098331 | 0.10165 | 0.10461 | 0.13706 | 0.15309 | 0.16101 | 0.16779 | 0.17456 | 0.18238 | 0.19026 | 0.19847
NEM domestic | 0.0001272 | 0.00027395 | 0.00034273 | 0.036141 | 0.041768 | 0.043198 | 0.051436 | 0.062718 | 0.099506 | 0.12156 | 0.13569 | 0.15448 | 0.17473 | 0.19526 | 0.21561 | 0.23599 | 0.25648 | 0.27798 | 0.41405 | 0.46742 | 0.47772 | 0.79354 | 0.87142 | 0.81824 | 0.85346 | 0.96959 | 1.0211 | 1.2874 | 1.2721
Hydrogen Export
| 2021-22 | 2022-23 | 2023-24 | 2024-25 | 2025-26 | 2026-27 | 2027-28 | 2028-29 | 2029-30 | 2030-31 | 2031-32 | 2032-33 | 2033-34 | 2034-35 | 2035-36 | 2036-37 | 2037-38 | 2038-39 | 2039-40 | 2040-41 | 2041-42 | 2042-43 | 2043-44 | 2044-45 | 2045-46 | 2046-47 | 2047-48 | 2048-49 | 2049-50
NSW | 0 | 0 | 0 | 0.01984 | 0.029295 | 0.033632 | 0.053851 | 0.068704 | 0.093176 | 0.11518 | 0.13781 | 0.161 | 0.18711 | 0.21153 | 0.23646 | 0.26174 | 0.28751 | 0.31383 | 0.39364 | 0.60264 | 0.65459 | 0.68704 | 0.72032 | 0.75428 | 0.76899 | 0.78238 | 0.79672 | 0.81106 | 0.82686
QLD | 0 | 0 | 0 | 0.002367 | 0.0082102 | 0.014191 | 0.022095 | 0.030462 | 0.035535 | 0.045249 | 0.055495 | 0.066222 | 0.077306 | 0.35861 | 0.37496 | 0.49324 | 0.51896 | 0.55854 | 0.56042 | 0.56767 | 0.58294 | 0.60241 | 0.62513 | 0.64589 | 0.66974 | 0.73378 | 0.75337 | 0.77383 | 0.79604
SA | 0 | 0 | 0 | 0.010043 | 0.0136 | 0.017383 | 0.021959 | 0.024249 | 0.032821 | 0.039632 | 0.046375 | 0.053224 | 0.060086 | 0.067266 | 0.074329 | 0.080693 | 0.087013 | 0.19155 | 0.19995 | 0.209 | 0.21887 | 0.2285 | 0.23843 | 0.24845 | 0.25479 | 0.26046 | 0.26668 | 0.27261 | 0.27834
TAS | 0 | 0 | 0 | 0.00011376 | 0.0003815 | 0.00072806 | 0.0012144 | 0.0018594 | 0.0023068 | 0.0030692 | 0.003867 | 0.0046978 | 0.0055627 | 0.0064672 | 0.0073821 | 0.012853 | 0.012853 | 0.017968 | 0.024528 | 0.026173 | 0.027806 | 0.029493 | 0.031232 | 0.033023 | 0.033969 | 0.034867 | 0.035748 | 0.036712 | 0.037685
VIC | 0 | 0 | 0 | 0.017162 | 0.02335 | 0.06281 | 0.18063 | 0.20813 | 0.23461 | 0.26844 | 0.3019 | 0.38955 | 0.42519 | 0.44114 | 0.46584 | 0.48266 | 0.4999 | 0.59458 | 0.62656 | 0.71927 | 0.76656 | 0.80367 | 0.84272 | 0.88062 | 0.96469 | 1.0092 | 1.0663 | 1.1127 | 1.162
NEM domestic | 0 | 0 | 0 | 0.049526 | 0.074837 | 0.12874 | 0.27975 | 0.3334 | 0.39845 | 0.47157 | 0.54544 | 0.67469 | 0.75526 | 1.085 | 1.159 | 1.3312 | 1.4062 | 1.6765 | 1.8051 | 2.1248 | 2.2508 | 2.3511 | 2.4578 | 2.5623 | 2.6922 | 2.8207 | 2.9188 | 3.007 | 3.1009
Strong Electrification sensitivity
| 2021-22 | 2022-23 | 2023-24 | 2024-25 | 2025-26 | 2026-27 | 2027-28 | 2028-29 | 2029-30 | 2030-31 | 2031-32 | 2032-33 | 2033-34 | 2034-35 | 2035-36 | 2036-37 | 2037-38 | 2038-39 | 2039-40 | 2040-41 | 2041-42 | 2042-43 | 2043-44 | 2044-45 | 2045-46 | 2046-47 | 2047-48 | 2048-49 | 2049-50
NSW | 0 | 0 | 0 | 0.00021932 | 0.00056731 | 0.0010926 | 0.0018323 | 0.0027754 | 0.0046935 | 0.0062608 | 0.0079133 | 0.0096391 | 0.011432 | 0.013308 | 0.015254 | 0.017271 | 0.019357 | 0.021516 | 0.023749 | 0.026062 | 0.02847 | 0.030969 | 0.03354 | 0.036181 | 0.036878 | 0.037556 | 0.038285 | 0.039042 | 0.039793
QLD | 0 | 0 | 0 | 0.00015734 | 0.00049006 | 0.0010003 | 0.0017088 | 0.0026266 | 0.0030695 | 0.0039605 | 0.0048946 | 0.0058689 | 0.006885 | 0.0079491 | 0.0090533 | 0.010198 | 0.011381 | 0.012606 | 0.01386 | 0.015146 | 0.016481 | 0.017866 | 0.019302 | 0.020789 | 0.021164 | 0.021536 | 0.021887 | 0.022218 | 0.022518
SA | 0 | 0 | 0 | 4.1165e-05 | 0.00012188 | 0.00024585 | 0.00043378 | 0.00069346 | 0.0010351 | 0.0013943 | 0.0017712 | 0.0021645 | 0.0025749 | 0.003005 | 0.0034476 | 0.003906 | 0.00438 | 0.004783 | 0.0051996 | 0.0056309 | 0.0060782 | 0.0065422 | 0.0070302 | 0.0075348 | 0.0076592 | 0.0077797 | 0.0078969 | 0.0080252 | 0.008145
TAS | 0 | 0 | 0 | 1.1371e-05 | 3.4079e-05 | 6.2496e-05 | 0.00010175 | 0.00015301 | 0.00018168 | 0.0002371 | 0.00029546 | 0.00035656 | 0.00042058 | 0.00048782 | 0.00055773 | 0.00063029 | 0.00070551 | 0.00078347 | 0.00086419 | 0.00094792 | 0.0010349 | 0.0011324 | 0.0012337 | 0.0013386 | 0.0013653 | 0.0013903 | 0.0014136 | 0.0014422 | 0.0014715
VIC | 0 | 0 | 0 | 0.00016178 | 0.000495 | 0.0010046 | 0.0017103 | 0.0026229 | 0.0035341 | 0.00473 | 0.0059836 | 0.0070854 | 0.0082332 | 0.0094341 | 0.010666 | 0.011941 | 0.013243 | 0.01459 | 0.015981 | 0.017421 | 0.018914 | 0.020462 | 0.022066 | 0.023725 | 0.02415 | 0.024564 | 0.024963 | 0.025343 | 0.025694
NEM domestic | 0 | 0 | 0 | 0.00059098 | 0.0017083 | 0.0034058 | 0.0057868 | 0.0088713 | 0.012514 | 0.016583 | 0.020858 | 0.025114 | 0.029545 | 0.034184 | 0.038979 | 0.043946 | 0.049067 | 0.054278 | 0.059654 | 0.065209 | 0.070978 | 0.076972 | 0.083172 | 0.089569 | 0.091217 | 0.092826 | 0.094446 | 0.096071 | 0.097621
In this sensitivity, the additional hydrogen is only used for road transport.
Domestic hydrogen production by electrolysers per NEM states (Mt of H2)
Note that depending on the scenario, not all domestic demand is produced via electrolysers.
To estimate the electricity load required for the electrolysers, multiply 'Mts' to 'electrolysers electricity consumption rate (kWh/kg H2)' detailed in the sheet 'Other hydrogen assumptions'.
To further estimate capacity of electrolysers, apply 80% utilisation factor to the electricity load requirement.
Progressive Change
| 2021-22 | 2022-23 | 2023-24 | 2024-25 | 2025-26 | 2026-27 | 2027-28 | 2028-29 | 2029-30 | 2030-31 | 2031-32 | 2032-33 | 2033-34 | 2034-35 | 2035-36 | 2036-37 | 2037-38 | 2038-39 | 2039-40 | 2040-41 | 2041-42 | 2042-43 | 2043-44 | 2044-45 | 2045-46 | 2046-47 | 2047-48 | 2048-49 | 2049-50
NSW | 0 | 0 | 0 | 0 | 0 | 0 | 0 | 0 | 0 | 0 | 0 | 0 | 0 | 0 | 0 | 0 | 0 | 0 | 0.0011605 | 0.0026011 | 0.012556 | 0.023399 | 0.034095 | 0.044106 | 0.055974 | 0.092561 | 0.10066 | 0.11462 | 0.21399
QLD | 0 | 0 | 0 | 0 | 0 | 0 | 0 | 0 | 0 | 0 | 0 | 0.00084684 | 0.002188 | 0.0031832 | 0.0043199 | 0.0054892 | 0.0073084 | 0.012673 | 0.018167 | 0.023829 | 0.029662 | 0.035768 | 0.041898 | 0.048195 | 0.054838 | 0.061843 | 0.068512 | 0.32691 | 0.28831
SA | 0 | 0 | 0 | 0 | 0 | 0 | 0 | 0 | 0 | 0 | 0 | 0 | 0 | 0 | 0 | 0 | 0.00080166 | 0.0030911 | 0.0049568 | 0.0068463 | 0.0087937 | 0.010748 | 0.012753 | 0.014792 | 0.016828 | 0.019556 | 0.021392 | 0.077256 | 0.077323
TAS | 0 | 0 | 0 | 0 | 0 | 0 | 0 | 0 | 0 | 0 | 0 | 0 | 0 | 0.00015762 | 0.00061315 | 0.0010358 | 0.0014707 | 0.0019148 | 0.0021422 | 0.0028225 | 0.003415 | 0.0039214 | 0.0044891 | 0.0048249 | 0.0055229 | 0.0062585 | 0.0068353 | 0.017274 | 0.017274
VIC | 0 | 0 | 0 | 0 | 0 | 0 | 0 | 0 | 0 | 0 | 0 | 0 | 0 | 0 | 0 | 0 | 0 | 0 | 0 | 0 | 0 | 0 | 0 | 0 | 0 | 0 | 0 | 0 | 0
NEM domestic | 0 | 0 | 0 | 0 | 0 | 0 | 0 | 0 | 0 | 0 | 0 | 0.00084684 | 0.002188 | 0.0033408 | 0.004933 | 0.0065249 | 0.0095808 | 0.017679 | 0.026427 | 0.036099 | 0.054426 | 0.073837 | 0.093234 | 0.11192 | 0.13316 | 0.18022 | 0.1974 | 0.53607 | 0.5969
Step Change
| 2021-22 | 2022-23 | 2023-24 | 2024-25 | 2025-26 | 2026-27 | 2027-28 | 2028-29 | 2029-30 | 2030-31 | 2031-32 | 2032-33 | 2033-34 | 2034-35 | 2035-36 | 2036-37 | 2037-38 | 2038-39 | 2039-40 | 2040-41 | 2041-42 | 2042-43 | 2043-44 | 2044-45 | 2045-46 | 2046-47 | 2047-48 | 2048-49 | 2049-50
NSW | 0 | 0 | 0 | 0 | 0 | 0 | 0 | 0 | 0 | 0 | 0 | 0.00098176 | 0.0091724 | 0.017547 | 0.026134 | 0.034879 | 0.043784 | 0.054088 | 0.063902 | 0.07369 | 0.083505 | 0.093792 | 0.10473 | 0.11603 | 0.1278 | 0.13978 | 0.15271 | 0.16623 | 0.18037
QLD | 0 | 0 | 0 | 0 | 0 | 0 | 0 | 0 | 0.0015529 | 0.0030926 | 0.0072962 | 0.011677 | 0.016249 | 0.021107 | 0.026175 | 0.031327 | 0.036636 | 0.042012 | 0.14527 | 0.1569 | 0.15764 | 0.40636 | 0.41017 | 0.33183 | 0.34474 | 0.42998 | 0.43713 | 0.6477 | 0.6132
SA | 0 | 0 | 0 | 0 | 0 | 0 | 0 | 0 | 0 | 0 | 0.00066026 | 0.0025382 | 0.0044739 | 0.0064468 | 0.0080199 | 0.0096064 | 0.011584 | 0.013297 | 0.01496 | 0.043056 | 0.039473 | 0.061152 | 0.10282 | 0.11191 | 0.11376 | 0.11573 | 0.13792 | 0.17083 | 0.16606
TAS | 0 | 0 | 0 | 0 | 0 | 0 | 0 | 0 | 0 | 0.0003327 | 0.00072367 | 0.0010881 | 0.0014819 | 0.0018789 | 0.0022856 | 0.0028391 | 0.0032709 | 0.0037127 | 0.012533 | 0.013176 | 0.013176 | 0.015617 | 0.01669 | 0.022261 | 0.023377 | 0.024536 | 0.025709 | 0.026944 | 0.028215
VIC | 0 | 0 | 0 | 0 | 0 | 0 | 0 | 0 | 0 | 0 | 0 | 0 | 0 | 0 | 0 | 0 | 0 | 0.00064501 | 0.004179 | 0.0074229 | 0.010423 | 0.042825 | 0.058821 | 0.066736 | 0.073783 | 0.080499 | 0.088137 | 0.09604 | 0.10406
NEM domestic | 0 | 0 | 0 | 0 | 0 | 0 | 0 | 0 | 0.0015529 | 0.0034253 | 0.0086801 | 0.016285 | 0.031377 | 0.04698 | 0.062615 | 0.078652 | 0.095275 | 0.11375 | 0.24085 | 0.29425 | 0.30422 | 0.61975 | 0.69323 | 0.64877 | 0.68346 | 0.79053 | 0.8416 | 1.1078 | 1.0919
Hydrogen Export
| 2021-22 | 2022-23 | 2023-24 | 2024-25 | 2025-26 | 2026-27 | 2027-28 | 2028-29 | 2029-30 | 2030-31 | 2031-32 | 2032-33 | 2033-34 | 2034-35 | 2035-36 | 2036-37 | 2037-38 | 2038-39 | 2039-40 | 2040-41 | 2041-42 | 2042-43 | 2043-44 | 2044-45 | 2045-46 | 2046-47 | 2047-48 | 2048-49 | 2049-50
NSW | 0 | 0 | 0 | 0 | 0 | 0 | 0 | 0 | 0.0023557 | 0.024363 | 0.046986 | 0.070179 | 0.096293 | 0.12071 | 0.14564 | 0.17092 | 0.19669 | 0.22301 | 0.30282 | 0.51182 | 0.56377 | 0.59622 | 0.6295 | 0.66346 | 0.67817 | 0.69156 | 0.7059 | 0.72024 | 0.73604
QLD | 0 | 0 | 0 | 0 | 0 | 0 | 0.0073556 | 0.015723 | 0.020795 | 0.03051 | 0.040755 | 0.051482 | 0.062566 | 0.34387 | 0.36022 | 0.4785 | 0.50422 | 0.5438 | 0.54568 | 0.55293 | 0.5682 | 0.58767 | 0.61039 | 0.63115 | 0.655 | 0.71905 | 0.73863 | 0.75909 | 0.7813
SA | 0 | 0 | 0 | 0 | 0 | 0 | 0 | 0 | 0.0098479 | 0.016659 | 0.023402 | 0.030251 | 0.037113 | 0.044293 | 0.051357 | 0.05772 | 0.064041 | 0.16858 | 0.17697 | 0.18603 | 0.1959 | 0.20552 | 0.21545 | 0.22548 | 0.23182 | 0.23749 | 0.24371 | 0.24964 | 0.25536
TAS | 0 | 0 | 0 | 0 | 0 | 0 | 0 | 0 | 9.1318e-05 | 0.00085371 | 0.0016515 | 0.0024823 | 0.0033472 | 0.0042517 | 0.0051666 | 0.010637 | 0.010637 | 0.015753 | 0.022313 | 0.023957 | 0.025591 | 0.027277 | 0.029016 | 0.030808 | 0.031753 | 0.032652 | 0.033532 | 0.034496 | 0.03547
VIC | 0 | 0 | 0 | 0 | 0 | 0 | 0 | 0 | 0 | 0 | 0 | 0 | 0 | 0 | 0.0033977 | 0.020213 | 0.03746 | 0.13214 | 0.16412 | 0.25683 | 0.30412 | 0.34123 | 0.38027 | 0.41818 | 0.50224 | 0.54678 | 0.60382 | 0.6503 | 0.69953
NEM domestic | 0 | 0 | 0 | 0 | 0 | 0 | 0.0073556 | 0.015723 | 0.03309 | 0.072385 | 0.11279 | 0.15439 | 0.19932 | 0.51312 | 0.56579 | 0.73799 | 0.81305 | 1.0833 | 1.2119 | 1.5316 | 1.6576 | 1.7579 | 1.8646 | 1.9691 | 2.099 | 2.2275 | 2.3256 | 2.4138 | 2.5077
Strong Electrification sensitivity
| 2021-22 | 2022-23 | 2023-24 | 2024-25 | 2025-26 | 2026-27 | 2027-28 | 2028-29 | 2029-30 | 2030-31 | 2031-32 | 2032-33 | 2033-34 | 2034-35 | 2035-36 | 2036-37 | 2037-38 | 2038-39 | 2039-40 | 2040-41 | 2041-42 | 2042-43 | 2043-44 | 2044-45 | 2045-46 | 2046-47 | 2047-48 | 2048-49 | 2049-50
NSW | 0 | 0 | 0 | 0 | 0 | 0 | 0 | 0 | 0 | 0.0014982 | 0.0030541 | 0.0046782 | 0.0064589 | 0.0083653 | 0.0105 | 0.012647 | 0.014735 | 0.017299 | 0.019565 | 0.021896 | 0.024297 | 0.02679 | 0.029355 | 0.031986 | 0.03267 | 0.033325 | 0.034006 | 0.034658 | 0.035305
QLD | 0 | 0 | 0 | 0 | 0 | 0 | 7.7146e-05 | 0.00087433 | 0.0011898 | 0.001969 | 0.0029257 | 0.0038564 | 0.0050325 | 0.0062953 | 0.0075334 | 0.0086761 | 0.0098675 | 0.011083 | 0.012319 | 0.01359 | 0.014919 | 0.016308 | 0.01773 | 0.019206 | 0.019597 | 0.01995 | 0.020284 | 0.020567 | 0.020872
SA | 0 | 0 | 0 | 0 | 0 | 0 | 0 | 0 | 0.00026284 | 0.00054817 | 0.00087605 | 0.0012026 | 0.0018402 | 0.0024153 | 0.0029021 | 0.0035502 | 0.0040093 | 0.004415 | 0.004872 | 0.0053297 | 0.0057678 | 0.0062218 | 0.0067066 | 0.0072064 | 0.0073242 | 0.0074259 | 0.007498 | 0.0076297 | 0.0076222
TAS | 0 | 0 | 0 | 0 | 0 | 0 | 0 | 0 | 0 | 3.1802e-05 | 6.5065e-05 | 0.00017814 | 0.00021428 | 0.00025194 | 0.00029022 | 0.00032973 | 0.00039912 | 0.0004708 | 0.00055772 | 0.0008477 | 0.0010416 | 0.0011713 | 0.0012642 | 0.001269 | 0.0014129 | 0.0014389 | 0.0014224 | 0.0015052 | 0.0014649
VIC | 0 | 0 | 0 | 0 | 0 | 0 | 0 | 0 | 0 | 0 | 0 | 0 | 0.0010812 | 0.0021856 | 0.0033924 | 0.0047545 | 0.0060714 | 0.0073754 | 0.0087704 | 0.010442 | 0.012599 | 0.01418 | 0.015113 | 0.017348 | 0.017785 | 0.018193 | 0.018581 | 0.018953 | 0.019299
NEM domestic | 0 | 0 | 0 | 0 | 0 | 0 | 7.7146e-05 | 0.00087433 | 0.0014527 | 0.0040472 | 0.0069209 | 0.0099154 | 0.014627 | 0.019513 | 0.024618 | 0.029957 | 0.035082 | 0.040643 | 0.046084 | 0.052105 | 0.058625 | 0.064671 | 0.070168 | 0.077016 | 0.078789 | 0.080332 | 0.081791 | 0.083314 | 0.084562
In this sensitivity, the additional hydrogen is only used for road transport.

## Hydrogen demand - Export&Steel
Go to Assumptions Summary
These assumptions are applicable to the Hydrogen Export scenario only.
Total hydrogen export by NEM states (Mt of H2)
Export hydrogen production is developed based on a multi-sector model outcome (AusTIMES) conducted by CSIRO/CWA. The input to AusTIMES were established through consultation specific to the hydrogen scenario development.
| 2021-22 | 2022-23 | 2023-24 | 2024-25 | 2025-26 | 2026-27 | 2027-28 | 2028-29 | 2029-30 | 2030-31 | 2031-32 | 2032-33 | 2033-34 | 2034-35 | 2035-36 | 2036-37 | 2037-38 | 2038-39 | 2039-40 | 2040-41 | 2041-42 | 2042-43 | 2043-44 | 2044-45 | 2045-46 | 2046-47 | 2047-48 | 2048-49 | 2049-50
NEM export | 0 | 0.0018295 | 0.0054963 | 0.042031 | 0.094776 | 0.20181 | 0.43278 | 0.72973 | 0.81126 | 0.96219 | 1.078 | 1.2562 | 1.8974 | 2.6439 | 3.1197 | 3.5256 | 3.746 | 3.779 | 3.7907 | 4.4254 | 5.6123 | 6.6967 | 7.6852 | 8.5576 | 9.4645 | 10.4276 | 11.2977 | 12.0749 | 12.764
Additional hydrogen demand for green steel production (Mt of H2)
Hydrogen demand for green steel production is developed based on a multi-sector model outcome (AusTIMES) conducted by CSIRO/CWA.
| 2021-22 | 2022-23 | 2023-24 | 2024-25 | 2025-26 | 2026-27 | 2027-28 | 2028-29 | 2029-30 | 2030-31 | 2031-32 | 2032-33 | 2033-34 | 2034-35 | 2035-36 | 2036-37 | 2037-38 | 2038-39 | 2039-40 | 2040-41 | 2041-42 | 2042-43 | 2043-44 | 2044-45 | 2045-46 | 2046-47 | 2047-48 | 2048-49 | 2049-50
Hydrogen demand for green steel | 0 | 0 | 0 | 0.00047943 | 0.00065282 | 0.00088892 | 0.0012104 | 0.0016482 | 0.0022442 | 0.0030559 | 0.0041611 | 0.005666 | 0.0077151 | 0.010505 | 0.014305 | 0.019478 | 0.026522 | 0.036114 | 0.049175 | 0.066959 | 0.091174 | 0.12415 | 0.16905 | 0.23018 | 0.31343 | 0.42678 | 0.58113 | 0.79129 | 1.59
Electricity demand for green steel production (TWh)
This electricity demand is an additional inflexible load (for the purpose of arc furnaces) to the flexible electrolysers' load that are required for green steel production.
This load is estimated based on a multi-sector model outcome (AusTIMES) conducted by CSIRO/CWA.
| 2021-22 | 2022-23 | 2023-24 | 2024-25 | 2025-26 | 2026-27 | 2027-28 | 2028-29 | 2029-30 | 2030-31 | 2031-32 | 2032-33 | 2033-34 | 2034-35 | 2035-36 | 2036-37 | 2037-38 | 2038-39 | 2039-40 | 2040-41 | 2041-42 | 2042-43 | 2043-44 | 2044-45 | 2045-46 | 2046-47 | 2047-48 | 2048-49 | 2049-50
Electricity demand for green steel | 0 | 0 | 0 | 0.014461 | 0.019691 | 0.026813 | 0.03651 | 0.049715 | 0.067695 | 0.092177 | 0.12551 | 0.17091 | 0.23272 | 0.31688 | 0.43148 | 0.58752 | 0.8 | 1.0893 | 1.4833 | 2.0197 | 2.7502 | 3.7448 | 5.0991 | 6.9431 | 9.4541 | 12.8732 | 17.5289 | 23.8682 | 47.9611

## Hydrogen export ports
Go to Assumptions Summary
These assumptions are applicable to the Hydrogen Export scenario only.
Export Ports |  | Candidate hydrogen export ports and REZs
Hydrogen export ports were selected from 30 hydrogen hubs identified in Arup's 2019 report. (ARUP, 2019, 'Australian Hydrogen Hubs Study')
Nine candidate ports were selected, as illustrated in the figure and table below.
NEM Region | Potential port location
New South Wales | Newcastle, Port Kembla
Queensland | Gladstone, Townsville
South Australia | Port Bonython, Cape Hardy/Port Spencer
Tasmania | Bell Bay
Victoria | Geelong, Portland
Distances from REZs to the ports for the Hydrogen Export scenario and costs are shown in the 'Build limits' tab, columns N and O.

## Other hydrogen assumptions
Go to Assumptions Summary
Hydrogen heat content (GJ/t)
To convert to or from GJ to tonnes (the two commonly used mesaures of hydrogen)
GJ/t
Hydrogen heat content | 142
Electrolysers electricity consumption rate (kWh/kg H2)
Based on: > Aurecon, 2021-22 AEMO costs and technical parameter review, for values in 2019-2020 > CSIRO, National Hydrogen Roadmap (2018), for improvement rate in other years.
| 2019-20 | 2020-21 | 2021-22 | 2022-23 | 2023-24 | 2024-25 | 2025-26 | 2026-27 | 2027-28 | 2028-29 | 2029-30 | 2030-31 | 2031-32 | 2032-33 | 2033-34 | 2034-35 | 2035-36 | 2036-37 | 2037-38 | 2038-39 | 2039-40 | 2040-41 | 2041-42 | 2042-43 | 2043-44 | 2044-45 | 2045-46 | 2046-47 | 2047-48 | 2048-49 | 2049-50
Proton Exchange Membrane (PEM) | 60 | 59.6667 | 59.3333 | 59 | 58.6667 | 58.3333 | 58 | 57.6667 | 57.3333 | 57 | 56.6667 | 56.3333 | 56 | 55.6667 | 55.3333 | 55 | 54.6667 | 54.3333 | 54 | 53.6667 | 53.3333 | 53 | 52.6667 | 52.3333 | 52 | 51.6667 | 51.3333 | 51 | 50.6667 | 50.3333 | 50
Electricity consumption rate adjustments to include conversion to ammonia (kWh/kg H2)
Conversion to ammonia is only assumed for export purposes. This is in addition to the hydrogen electricity demand identified in the Hydrogen demand sheets.
| 2019-20 | 2020-21 | 2021-22 | 2022-23 | 2023-24 | 2024-25 | 2025-26 | 2026-27 | 2027-28 | 2028-29 | 2029-30 | 2030-31 | 2031-32 | 2032-33 | 2033-34 | 2034-35 | 2035-36 | 2036-37 | 2037-38 | 2038-39 | 2039-40 | 2040-41 | 2041-42 | 2042-43 | 2043-44 | 2044-45 | 2045-46 | 2046-47 | 2047-48 | 2048-49 | 2049-50
Inflexible load additional to the PEM consumption above | 2.7726 | 2.7636 | 2.7546 | 2.7455 | 2.7365 | 2.7275 | 2.7184 | 2.7094 | 2.7004 | 2.6913 | 2.6823 | 2.6733 | 2.6642 | 2.6552 | 2.6462 | 2.6371 | 2.6281 | 2.6191 | 2.61 | 2.601 | 2.592 | 2.5829 | 2.5739 | 2.5649 | 2.5559 | 2.5468 | 2.5378 | 2.5288 | 2.5197 | 2.5107 | 2.5017
Adopted from CSIRO, National Hydrogen Roadmap (2018)
Electrolysers baseload (%)
Baseload consumption from Kopp et el. (2017) and stakeholders feedback. This is in addition to the hydrogen electricity demand identified in the Hydrogen demand sheets.
% of capacity
% of total electrolysers capacity in MW - Domestic applications | 2019-20: 4.5%
% of total electrolysers capacity in MW - Export applications | bar: 2019-20
PEM hydrogen production operation parameters
Sourced from Aurecon, 2021-22 AEMO costs and technical parameter review
Technology | 2019-20: Lead time for development (years)1; 2020-21: Lead time (years)2; 2021-22: Construction Time (years)3; 2022-23: Total lead time (years); 2023-24: Economic Life (years)4; 2024-25: Technical Life (years)5; 2025-26: Fixed OPEX ($/kW/year); 2026-27: VOM ($/MWh sent-out)6
Proton Exchange Membrane (PEM) | 2019-20: 2; 2020-21: 1.5; 2021-22: 0.5; 2022-23: 4; 2023-24: 10; 2024-25: 25; 2025-26: 75; 2026-27: 0
Notes:
1. Aurecon has assumed that Lead time for development is the time to undertake feasibility studies, procurement and contract negotiations, obtain permits and approvals, secure land agreements, fuel supply and obtain financing.
2. Aurecon has assumed Lead time as the time from issue of Notice to Proceed (NTP) to the EPC contractor up to the delivery of all major equipment to site.
3. Aurecon has provided some components of lead time in weeks or fractions of years. AEMO has rounded the total lead time to the nearest whole number of years for capacity planning.
4. Period of time required for the project to recover build costs.
5. Period of time the project is operational before life extension refurbishment or retirement.
6. Electrolysers and Fuel cells Variable O&M costs are assumed to be included in the Fixed O&M costs as per Aurecon's report.

## Summary Mapping
Go to Assumptions Summary
Summary Mapping
Existing Generator | Technology Type | Region | Sub-Region | REZ Location | Status | Regional Build Cost Zone | Fuel Type | Fuel Cost Mapping | Summer Rating (MW) | Not Summer Rating (MW) | Forced Outage Rate |  |  |  | Mean Time to Repair |  |  |  | Maintenance duration (%) | Minimum Load (MW) | Maximum Capacity Factor (%) | FOM ($/kW/annum) | VOM ($/MWh sent-out) | Emissions Technology | MLF | Auxiliary Load (%) | Connection cost |  | Build Limit |  | Total Lead Time | Retirement
[11 empty] | Full outage (% of time) |  | Partial outage (% of time) |  | Full outage |  | Partial outage
[11 empty] | Until 2022 | Post 2022 | Until 2022 | Post 2022 | Until 2022 | Post 2022 | Until 2022 | Post 2022 | [8 empty] | Technology | Region | Technology | Region
Bayswater | Steam Sub Critical | NSW | CNSW | N/A | Existing | N/A | Black Coal | Bayswater | Bayswater | Bayswater | Black Coal NSW | Black Coal NSW | Black Coal NSW | Black Coal NSW | Black Coal NSW | Black Coal NSW | Black Coal NSW | Black Coal NSW | Black Coal | BW01 | NSW Coal | Bayswater | Bayswater |  | Bayswater | Black Coal NSW | [5 empty] | Bayswater
Eraring | Steam Sub Critical | NSW | SNW | N/A | Existing | N/A | Black Coal | Eraring | Eraring | Eraring | Black Coal NSW | Black Coal NSW | Black Coal NSW | Black Coal NSW | Black Coal NSW | Black Coal NSW | Black Coal NSW | Black Coal NSW | Black Coal | ER01 | NSW Coal | Eraring | Eraring |  | Eraring | Black Coal NSW | [5 empty] | Eraring
Liddell | Steam Sub Critical | NSW | CNSW | N/A | Existing | N/A | Black Coal | Liddell | Liddell | Liddell | Black Coal NSW | Black Coal NSW | Black Coal NSW | Black Coal NSW | Black Coal NSW | Black Coal NSW | Black Coal NSW | Black Coal NSW | Black Coal | LD01 | NSW Coal | Liddell | Liddell |  | Liddell | Black Coal NSW | [5 empty] | Liddell
Mt Piper | Steam Sub Critical | NSW | CNSW | N/A | Existing | N/A | Black Coal | Mt Piper | Mt Piper | Mt Piper | Black Coal NSW | Black Coal NSW | Black Coal NSW | Black Coal NSW | Black Coal NSW | Black Coal NSW | Black Coal NSW | Black Coal NSW | Black Coal | MP1 | NSW Coal | Mt Piper | Mt Piper |  | Mt Piper | Black Coal NSW | [5 empty] | Mount Piper
Vales Point B | Steam Sub Critical | NSW | SNW | N/A | Existing | N/A | Black Coal | Vales Point B | Vales Point B | Vales Point B | Black Coal NSW | Black Coal NSW | Black Coal NSW | Black Coal NSW | Black Coal NSW | Black Coal NSW | Black Coal NSW | Black Coal NSW | Black Coal | VP5 | NSW Coal | Vales Point B | Vales Point B |  | Vales Point B | Black Coal NSW | [5 empty] | Vales Point B
Callide B | Steam Sub Critical | QLD | CNQ | N/A | Existing | N/A | Black Coal | Callide B | Callide B | Callide B | Black Coal QLD | Black Coal QLD | Black Coal QLD | Black Coal QLD | Black Coal QLD | Black Coal QLD | Black Coal QLD | Black Coal QLD | Black Coal | CALL_B_1 |  | Callide B | Callide B |  | Callide B | Black Coal QLD | [5 empty] | Callide B
Callide C | Steam Super Critical | QLD | CNQ | N/A | Existing | N/A | Black Coal | Callide C | Callide C | Callide C | Black Coal QLD | Black Coal QLD | Black Coal QLD | Black Coal QLD | Black Coal QLD | Black Coal QLD | Black Coal QLD | Black Coal QLD | Black Coal | CPP_3 |  | Callide C | Callide C |  | Callide C | Black Coal QLD | [5 empty] | Callide C
Gladstone | Steam Sub Critical | QLD | GG | N/A | Existing | N/A | Black Coal | Gladstone | Gladstone | Gladstone | Black Coal QLD | Black Coal QLD | Black Coal QLD | Black Coal QLD | Black Coal QLD | Black Coal QLD | Black Coal QLD | Black Coal QLD | Black Coal | GSTONE1 |  | Gladstone | Gladstone |  | Gladstone | Black Coal QLD | [5 empty] | Gladstone
Kogan Creek | Steam Super Critical | QLD | SQ | N/A | Existing | N/A | Black Coal | Kogan Creek | Kogan Creek | Kogan Creek | Black Coal QLD | Black Coal QLD | Black Coal QLD | Black Coal QLD | Black Coal QLD | Black Coal QLD | Black Coal QLD | Black Coal QLD | Black Coal | KPP_1 |  | Kogan Creek | Kogan Creek |  | Kogan Creek | Black Coal QLD | [5 empty] | Kogan Creek
Millmerran | Steam Super Critical | QLD | SQ | N/A | Existing | N/A | Black Coal | Millmerran | Millmerran | Millmerran | Black Coal QLD | Black Coal QLD | Black Coal QLD | Black Coal QLD | Black Coal QLD | Black Coal QLD | Black Coal QLD | Black Coal QLD | Black Coal | MPP_1 |  | Millmerran | Millmerran |  | Millmerran | Black Coal QLD | [5 empty] | Millmerran
Stanwell | Steam Sub Critical | QLD | CNQ | N/A | Existing | N/A | Black Coal | Stanwell | Stanwell | Stanwell | Black Coal QLD | Black Coal QLD | Black Coal QLD | Black Coal QLD | Black Coal QLD | Black Coal QLD | Black Coal QLD | Black Coal QLD | Black Coal | STAN-1 |  | Stanwell | Stanwell |  | Stanwell | Black Coal QLD | [5 empty] | Stanwell
Tarong | Steam Sub Critical | QLD | SQ | N/A | Existing | N/A | Black Coal | Tarong | Tarong | Tarong | Black Coal QLD | Black Coal QLD | Black Coal QLD | Black Coal QLD | Black Coal QLD | Black Coal QLD | Black Coal QLD | Black Coal QLD | Black Coal | TARONG#1 |  | Tarong | Tarong |  | Tarong | Black Coal QLD | [5 empty] | Tarong
Tarong North | Steam Super Critical | QLD | SQ | N/A | Existing | N/A | Black Coal | Tarong North | Tarong North | Tarong North | Black Coal QLD | Black Coal QLD | Black Coal QLD | Black Coal QLD | Black Coal QLD | Black Coal QLD | Black Coal QLD | Black Coal QLD | Black Coal | TNPS1 |  | Tarong North | Tarong North |  | Tarong North | Black Coal QLD | [5 empty] | Tarong North
Loy Yang A Power Station | Steam Sub Critical | VIC | VIC | N/A | Existing | N/A | Brown Coal | Loy Yang A | Loy Yang A Power Station | Loy Yang A Power Station | Brown Coal | Brown Coal | Brown Coal | Brown Coal | Brown Coal | Brown Coal | Brown Coal | Brown Coal | Brown Coal | LYA1 |  | Loy Yang A Power Station | Loy Yang A Power Station |  | Loy Yang A Power Station | Brown Coal VIC | [5 empty] | Loy Yang A
Loy Yang B | Steam Sub Critical | VIC | VIC | N/A | Existing | N/A | Brown Coal | Loy Yang B | Loy Yang B | Loy Yang B | Brown Coal | Brown Coal | Brown Coal | Brown Coal | Brown Coal | Brown Coal | Brown Coal | Brown Coal | Brown Coal | LOYYB1 |  | Loy Yang B | Loy Yang B |  | Loy Yang B | Brown Coal VIC | [5 empty] | Loy Yang B
Yallourn W | Steam Sub Critical | VIC | VIC | N/A | Existing | N/A | Brown Coal | Yallourn W | Yallourn W | Yallourn W | Brown Coal | Brown Coal | Brown Coal | Brown Coal | Brown Coal | Brown Coal | Brown Coal | Brown Coal | Brown Coal | YWPS1 |  | Yallourn W | Yallourn W |  | Yallourn W | Brown Coal VIC | [5 empty] | Yallourn W
Tallawarra | CCGT | NSW | SNW | N/A | Existing | N/A | Gas | Tallawarra | Tallawarra | Tallawarra | Steam Turbine & CCGT | Steam Turbine & CCGT | Steam Turbine & CCGT | Steam Turbine & CCGT | Steam Turbine & CCGT | Steam Turbine & CCGT | Steam Turbine & CCGT | Steam Turbine & CCGT | CCGT |  |  | Tallawarra | Tallawarra |  | Tallawarra | CCGT | [5 empty] | Tallawarra
Condamine A | CCGT | QLD | SQ | N/A | Existing | N/A | Gas | Condamine A | Condamine A | Condamine A | Steam Turbine & CCGT | Steam Turbine & CCGT | Steam Turbine & CCGT | Steam Turbine & CCGT | Steam Turbine & CCGT | Steam Turbine & CCGT | Steam Turbine & CCGT | Steam Turbine & CCGT | CCGT |  |  | Condamine A | Condamine A |  | Condamine A | CCGT | [5 empty] | Condamine A
Darling Downs | CCGT | QLD | SQ | N/A | Existing | N/A | Gas | Darling Downs | Darling Downs | Darling Downs | Steam Turbine & CCGT | Steam Turbine & CCGT | Steam Turbine & CCGT | Steam Turbine & CCGT | Steam Turbine & CCGT | Steam Turbine & CCGT | Steam Turbine & CCGT | Steam Turbine & CCGT | CCGT |  |  | Darling Downs | Darling Downs |  | Darling Downs | CCGT | [5 empty] | Darling Downs
Swanbank E GT | CCGT | QLD | SQ | N/A | Existing | N/A | Gas | Swanbank E GT | Swanbank E GT | Swanbank E GT | Steam Turbine & CCGT | Steam Turbine & CCGT | Steam Turbine & CCGT | Steam Turbine & CCGT | Steam Turbine & CCGT | Steam Turbine & CCGT | Steam Turbine & CCGT | Steam Turbine & CCGT | CCGT |  |  | Swanbank E GT | Swanbank E GT |  | Swanbank E GT | CCGT | [5 empty] | Swanbank E GT
Yabulu PS | CCGT | QLD | CNQ | N/A | Existing | N/A | Gas | Townsville Power Station | Yabulu PS | Yabulu PS | Steam Turbine & CCGT | Steam Turbine & CCGT | Steam Turbine & CCGT | Steam Turbine & CCGT | Steam Turbine & CCGT | Steam Turbine & CCGT | Steam Turbine & CCGT | Steam Turbine & CCGT | CCGT |  |  | Yabulu PS | Yabulu PS |  | Yabulu PS | CCGT | [5 empty] | Yabulu PS
Yabulu Steam Turbine | CCGT | QLD | CNQ | N/A | Existing | N/A | Gas | Townsville Power Station | Yabulu Steam Turbine | Yabulu Steam Turbine | Steam Turbine & CCGT | Steam Turbine & CCGT | Steam Turbine & CCGT | Steam Turbine & CCGT | Steam Turbine & CCGT | Steam Turbine & CCGT | Steam Turbine & CCGT | Steam Turbine & CCGT | CCGT |  |  | Yabulu Steam Turbine | Yabulu Steam Turbine |  | Yabulu Steam Turbine | CCGT | [5 empty] | Yabulu Steam Turbine
Yarwun Cogen | CCGT | QLD | GG | N/A | Existing | N/A | Gas | Yarwun Cogen | Yarwun Cogen | Yarwun Cogen | Steam Turbine & CCGT | Steam Turbine & CCGT | Steam Turbine & CCGT | Steam Turbine & CCGT | Steam Turbine & CCGT | Steam Turbine & CCGT | Steam Turbine & CCGT | Steam Turbine & CCGT | CCGT |  |  | Yarwun Cogen | Yarwun Cogen |  | Yarwun Cogen | CCGT | [5 empty] | Yarwun 1
Osborne | CCGT | SA | SA | N/A | Existing | N/A | Gas | Osborne | Osborne | Osborne | Steam Turbine & CCGT | Steam Turbine & CCGT | Steam Turbine & CCGT | Steam Turbine & CCGT | Steam Turbine & CCGT | Steam Turbine & CCGT | Steam Turbine & CCGT | Steam Turbine & CCGT | CCGT |  |  | Osborne | Osborne |  | Osborne | CCGT | [5 empty] | Osborne
Pelican Point | CCGT | SA | SA | N/A | Existing | N/A | Gas | Pelican Point | Pelican Point | Pelican Point | Steam Turbine & CCGT | Steam Turbine & CCGT | Steam Turbine & CCGT | Steam Turbine & CCGT | Steam Turbine & CCGT | Steam Turbine & CCGT | Steam Turbine & CCGT | Steam Turbine & CCGT | CCGT |  |  | Pelican Point | Pelican Point |  | Pelican Point | CCGT | [5 empty] | Pelican Point
Tamar Valley Combined Cycle | CCGT | TAS | TAS | N/A | Existing | N/A | Gas | Tamar Valley Combined Cycle | Tamar Valley Combined Cycle | Tamar Valley Combined Cycle | Steam Turbine & CCGT | Steam Turbine & CCGT | Steam Turbine & CCGT | Steam Turbine & CCGT | Steam Turbine & CCGT | Steam Turbine & CCGT | Steam Turbine & CCGT | Steam Turbine & CCGT | CCGT |  |  | Tamar Valley Combined Cycle | Tamar Valley Combined Cycle |  | Tamar Valley Combined Cycle | CCGT | [5 empty] | Tamar Valley Combined Cycle
Colongra | OCGT | NSW | SNW | N/A | Existing | N/A | Gas | Colongra | Colongra | Colongra | OCGT Small | OCGT Small | OCGT Small | OCGT Small | OCGT Small | OCGT Small | OCGT Small | OCGT Small | OCGT |  |  | Colongra | Colongra |  | Colongra | OCGT | [5 empty] | Colongra
Smithfield Energy Facility | OCGT | NSW | SNW | N/A | Existing | N/A | Gas | Smithfield Energy Facility | Smithfield Energy Facility | Smithfield Energy Facility | OCGT Small | OCGT Small | OCGT Small | OCGT Small | OCGT Small | OCGT Small | OCGT Small | OCGT Small | OCGT |  |  | Smithfield Energy Facility | Smithfield Energy Facility |  | Smithfield Energy Facility | OCGT | [5 empty] | Smithfield Energy Facility
Uranquinty | OCGT | NSW | SNSW | N/A | Existing | N/A | Gas | Uranquinty | Uranquinty | Uranquinty | OCGT | OCGT | OCGT | OCGT | OCGT | OCGT | OCGT | OCGT | OCGT |  |  | Uranquinty | Uranquinty |  | Uranquinty | OCGT | [5 empty] | Uranquinty
Barcaldine Power Station | OCGT | QLD | CNQ | N/A | Existing | N/A | Gas | Barcaldine Power Station | Barcaldine Power Station | Barcaldine Power Station | OCGT Small | OCGT Small | OCGT Small | OCGT Small | OCGT Small | OCGT Small | OCGT Small | OCGT Small | OCGT |  |  | Barcaldine Power Station | Barcaldine Power Station |  | Barcaldine Power Station | OCGT | [5 empty] | Barcaldine Power Station
Braemar | OCGT | QLD | SQ | N/A | Existing | N/A | Gas | Braemar | Braemar | Braemar | OCGT | OCGT | OCGT | OCGT | OCGT | OCGT | OCGT | OCGT | OCGT |  |  | Braemar | Braemar |  | Braemar | OCGT | [5 empty] | Braemar
Braemar 2 Power Station | OCGT | QLD | SQ | N/A | Existing | N/A | Gas | Braemar 2 Power Station | Braemar 2 Power Station | Braemar 2 Power Station | OCGT | OCGT | OCGT | OCGT | OCGT | OCGT | OCGT | OCGT | OCGT |  |  | Braemar 2 Power Station | Braemar 2 Power Station |  | Braemar 2 Power Station | OCGT | [5 empty] | Braemar 2 Power Station
Mt Stuart | OCGT | QLD | CNQ | N/A | Existing | N/A | Liquid Fuel | Liquid Fuel | Mt Stuart | Mt Stuart | OCGT Small | OCGT Small | OCGT Small | OCGT Small | OCGT Small | OCGT Small | OCGT Small | OCGT Small | OCGT |  |  | Mt Stuart | Mt Stuart |  | Mt Stuart | Liquid Fuel | [5 empty] | Mt Stuart
Oakey Power Station | OCGT | QLD | SQ | N/A | Existing | N/A | Gas | Oakey Power Station | Oakey Power Station | Oakey Power Station | OCGT | OCGT | OCGT | OCGT | OCGT | OCGT | OCGT | OCGT | OCGT |  |  | Oakey Power Station | Oakey Power Station |  | Oakey Power Station | OCGT | [5 empty] | Oakey Power Station
Roma | OCGT | QLD | SQ | N/A | Existing | N/A | Gas | Roma | Roma | Roma | OCGT Small | OCGT Small | OCGT Small | OCGT Small | OCGT Small | OCGT Small | OCGT Small | OCGT Small | OCGT |  |  | Roma | Roma |  | Roma | OCGT | [5 empty] | Roma
Port Lincoln GT | OCGT | SA | SA | N/A | Existing | N/A | Liquid Fuel | Liquid Fuel | Port Lincoln Gt | Port Lincoln Gt | OCGT Small | OCGT Small | OCGT Small | OCGT Small | OCGT Small | OCGT Small | OCGT Small | OCGT Small | OCGT |  |  | Port Lincoln GT | Port Lincoln GT |  | Port Lincoln GT | Liquid Fuel | [5 empty] | Port Lincoln GT
Snuggery | OCGT | SA | SA | N/A | Existing | N/A | Liquid Fuel | Liquid Fuel | Snuggery | Snuggery | OCGT Small | OCGT Small | OCGT Small | OCGT Small | OCGT Small | OCGT Small | OCGT Small | OCGT Small | OCGT |  |  | Snuggery | Snuggery |  | Snuggery | Liquid Fuel | [5 empty] | Snuggery
Dry Creek GT | OCGT | SA | SA | N/A | Existing | N/A | Gas | Dry Creek GT | Dry Creek GT | Dry Creek GT | OCGT Small | OCGT Small | OCGT Small | OCGT Small | OCGT Small | OCGT Small | OCGT Small | OCGT Small | OCGT |  |  | Dry Creek GT | Dry Creek GT |  | Dry Creek GT | OCGT | [5 empty] | Dry Creek GT
Hallett GT | OCGT | SA | SA | N/A | Existing | N/A | Gas | Hallett GT | Hallett GT | Hallett GT | OCGT Small | OCGT Small | OCGT Small | OCGT Small | OCGT Small | OCGT Small | OCGT Small | OCGT Small | OCGT |  |  | Hallett GT | Hallett GT |  | Hallett GT | OCGT | [5 empty] | Hallett GT
Ladbroke Grove | OCGT | SA | SA | N/A | Existing | N/A | Gas | Ladbroke Grove | Ladbroke Grove | Ladbroke Grove | OCGT Small | OCGT Small | OCGT Small | OCGT Small | OCGT Small | OCGT Small | OCGT Small | OCGT Small | OCGT |  |  | Ladbroke Grove | Ladbroke Grove |  | Ladbroke Grove | OCGT | [5 empty] | Ladbroke Grove
Mintaro GT | OCGT | SA | SA | N/A | Existing | N/A | Gas | Mintaro GT | Mintaro GT | Mintaro GT | OCGT Small | OCGT Small | OCGT Small | OCGT Small | OCGT Small | OCGT Small | OCGT Small | OCGT Small | OCGT |  |  | Mintaro GT | Mintaro GT |  | Mintaro GT | OCGT | [5 empty] | Mintaro GT
Quarantine | OCGT | SA | SA | N/A | Existing | N/A | Gas | Quarantine | Quarantine | Quarantine | OCGT Small | OCGT Small | OCGT Small | OCGT Small | OCGT Small | OCGT Small | OCGT Small | OCGT Small | OCGT |  |  | Quarantine | Quarantine |  | Quarantine | OCGT | [5 empty] | Quarantine
Bell Bay Three | OCGT | TAS | TAS | N/A | Existing | N/A | Gas | Tamar Valley Peaking | Bell Bay Three | Bell Bay Three | OCGT | OCGT | OCGT | OCGT | OCGT | OCGT | OCGT | OCGT | OCGT |  |  | Bell Bay Three | Bell Bay Three |  | Bell Bay Three | OCGT | [5 empty] | Bell Bay Three
Tamar Valley Peaking | OCGT | TAS | TAS | N/A | Existing | N/A | Gas | Tamar Valley Peaking | Tamar Valley Peaking | Tamar Valley Peaking | OCGT | OCGT | OCGT | OCGT | OCGT | OCGT | OCGT | OCGT | OCGT |  |  | Tamar Valley Peaking | Tamar Valley Peaking |  | Tamar Valley Peaking | OCGT | [5 empty] | Tamar Valley Peaking
Somerton | OCGT | VIC | VIC | N/A | Existing | N/A | Gas | Somerton | Somerton | Somerton | OCGT Small | OCGT Small | OCGT Small | OCGT Small | OCGT Small | OCGT Small | OCGT Small | OCGT Small | OCGT |  |  | Somerton | Somerton |  | Somerton | OCGT | [5 empty] | Somerton
Bairnsdale | OCGT | VIC | VIC | N/A | Existing | N/A | Gas | Bairnsdale | Bairnsdale | Bairnsdale | OCGT Small | OCGT Small | OCGT Small | OCGT Small | OCGT Small | OCGT Small | OCGT Small | OCGT Small | OCGT |  |  | Bairnsdale | Bairnsdale |  | Bairnsdale | OCGT | [5 empty] | Bairnsdale
Jeeralang A | OCGT | VIC | VIC | N/A | Existing | N/A | Gas | Jeeralang A | Jeeralang A | Jeeralang A | OCGT Small | OCGT Small | OCGT Small | OCGT Small | OCGT Small | OCGT Small | OCGT Small | OCGT Small | OCGT |  |  | Jeeralang A | Jeeralang A |  | Jeeralang A | OCGT | [5 empty] | Jeeralang A
Jeeralang B | OCGT | VIC | VIC | N/A | Existing | N/A | Gas | Jeeralang B | Jeeralang B | Jeeralang B | OCGT Small | OCGT Small | OCGT Small | OCGT Small | OCGT Small | OCGT Small | OCGT Small | OCGT Small | OCGT |  |  | Jeeralang B | Jeeralang B |  | Jeeralang B | OCGT | [5 empty] | Jeeralang B
Laverton North | OCGT | VIC | VIC | N/A | Existing | N/A | Gas | Laverton North | Laverton North | Laverton North | OCGT | OCGT | OCGT | OCGT | OCGT | OCGT | OCGT | OCGT | OCGT |  |  | Laverton North | Laverton North |  | Laverton North | OCGT | [5 empty] | Laverton North
Mortlake | OCGT | VIC | VIC | N/A | Existing | N/A | Gas | Mortlake | Mortlake | Mortlake | OCGT | OCGT | OCGT | OCGT | OCGT | OCGT | OCGT | OCGT | OCGT |  |  | Mortlake | Mortlake |  | Mortlake | OCGT | [5 empty] | Mortlake
Valley Power | OCGT | VIC | VIC | N/A | Existing | N/A | Gas | Valley Power | Valley Power | Valley Power | OCGT Small | OCGT Small | OCGT Small | OCGT Small | OCGT Small | OCGT Small | OCGT Small | OCGT Small | OCGT |  |  | Valley Power | Valley Power |  | Valley Power | OCGT | [5 empty] | Valley Power
Torrens Island A | Gas-powered steam turbine | SA | SA | N/A | Existing | N/A | Gas | Torrens Island A | Torrens Island A | Torrens Island A | Steam Turbine & CCGT | Steam Turbine & CCGT | Steam Turbine & CCGT | Steam Turbine & CCGT | Steam Turbine & CCGT | Steam Turbine & CCGT | Steam Turbine & CCGT | Steam Turbine & CCGT | Gas-powered steam turbine |  |  | Torrens Island A | Torrens Island A |  | Torrens Island A | Gas-powered steam turbine | [5 empty] | Torrens Island A
Torrens Island B | Gas-powered steam turbine | SA | SA | N/A | Existing | N/A | Gas | Torrens Island B | Torrens Island B | Torrens Island B | Steam Turbine & CCGT | Steam Turbine & CCGT | Steam Turbine & CCGT | Steam Turbine & CCGT | Steam Turbine & CCGT | Steam Turbine & CCGT | Steam Turbine & CCGT | Steam Turbine & CCGT | Gas-powered steam turbine |  |  | Torrens Island B | Torrens Island B |  | Torrens Island B | Gas-powered steam turbine | [5 empty] | Torrens Island B
Newport | Gas-powered steam turbine | VIC | VIC | N/A | Existing | N/A | Gas | Newport | Newport | Newport | Steam Turbine & CCGT | Steam Turbine & CCGT | Steam Turbine & CCGT | Steam Turbine & CCGT | Steam Turbine & CCGT | Steam Turbine & CCGT | Steam Turbine & CCGT | Steam Turbine & CCGT | Gas-powered steam turbine |  |  | Newport | Newport |  | Newport | Gas-powered steam turbine | [5 empty] | Newport
Angaston | Reciprocating Engine | SA | SA | N/A | Existing | N/A | Liquid Fuel | Liquid Fuel | Angaston | Angaston | OCGT Small | OCGT Small | OCGT Small | OCGT Small | OCGT Small | OCGT Small | OCGT Small | OCGT Small | Reciprocating Engine |  |  | Angaston | Angaston |  | Angaston | Liquid Fuel | [5 empty] | Angaston
Barker Inlet Power Station | Reciprocating Engine | SA | SA | N/A | Existing | N/A | Gas | Barker Inlet Power Station | Barker Inlet Power Station | Barker Inlet Power Station | OCGT Small | OCGT Small | OCGT Small | OCGT Small | OCGT Small | OCGT Small | OCGT Small | OCGT Small | Reciprocating Engine |  |  | Barker Inlet Power Station | Barker Inlet Power Station |  | Barker Inlet Power Station | OCGT | [5 empty] | Barker Inlet Power Station
Lonsdale | Reciprocating Engine | SA | SA | N/A | Existing | N/A | Liquid Fuel | Liquid Fuel | Lonsdale | Lonsdale | OCGT Small | OCGT Small | OCGT Small | OCGT Small | OCGT Small | OCGT Small | OCGT Small | OCGT Small | Reciprocating Engine |  |  | Lonsdale | Lonsdale |  | Lonsdale | Liquid Fuel | [5 empty] | Lonsdale
Port Stanvac 1 | Reciprocating Engine | SA | SA | N/A | Existing | N/A | Liquid Fuel | Liquid Fuel | Port Stanvac 1 | Port Stanvac 1 | OCGT Small | OCGT Small | OCGT Small | OCGT Small | OCGT Small | OCGT Small | OCGT Small | OCGT Small | Reciprocating Engine |  |  | Port Stanvac 1 | Port Stanvac 1 |  | Port Stanvac 1 | Liquid Fuel | [5 empty] | Port Stanvac 1
Blowering | Hydro | NSW | SNSW | N/A | Existing | N/A | Water | Hydro | Blowering | Blowering | Hydro | Hydro | Hydro | Hydro | Hydro | Hydro | Hydro | Hydro | Hydro |  |  | All Hydro | All Hydro |  | Blowering | Hydro | [5 empty] | Blowering
Guthega | Hydro | NSW | SNSW | N/A | Existing | N/A | Water | Hydro | Guthega | Guthega | Hydro | Hydro | Hydro | Hydro | Hydro | Hydro | Hydro | Hydro | Hydro |  |  | All Hydro | All Hydro |  | Guthega | Hydro | [5 empty] | Guthega
Hume Dam NSW | Hydro | NSW | SNSW | N/A | Existing | N/A | Water | Hydro | Hume Dam NSW | Hume Dam NSW | Hydro | Hydro | Hydro | Hydro | Hydro | Hydro | Hydro | Hydro | Hydro |  |  | All Hydro | All Hydro |  | Hume Dam NSW | Hydro | [5 empty] | Hume Dam NSW
Shoalhaven | Hydro | NSW | CNSW | N/A | Existing | N/A | Water | Hydro | Shoalhaven | Shoalhaven | Hydro | Hydro | Hydro | Hydro | Hydro | Hydro | Hydro | Hydro | Hydro |  |  | All Hydro | All Hydro |  | Shoalhaven | Hydro | [5 empty] | Shoalhaven
Upper Tumut | Hydro | NSW | SNSW | N/A | Existing | N/A | Water | Hydro | Upper Tumut | Upper Tumut | Hydro | Hydro | Hydro | Hydro | Hydro | Hydro | Hydro | Hydro | Hydro |  |  | All Hydro | All Hydro |  | Upper Tumut | Hydro | [5 empty] | Upper Tumut
Tumut 3 | Hydro | NSW | SNSW | N/A | Existing | N/A | Water | Hydro | Tumut 3 | Tumut 3 | Hydro | Hydro | Hydro | Hydro | Hydro | Hydro | Hydro | Hydro | Hydro |  |  | All Hydro | All Hydro |  | Tumut 3 | Hydro | [5 empty] | Tumut 3
Barron Gorge | Hydro | QLD | CNQ | N/A | Existing | N/A | Water | Hydro | Barron Gorge | Barron Gorge | Hydro | Hydro | Hydro | Hydro | Hydro | Hydro | Hydro | Hydro | Hydro |  |  | All Hydro | All Hydro |  | Barron Gorge | Hydro | [5 empty] | Barron Gorge
Kareeya | Hydro | QLD | CNQ | N/A | Existing | N/A | Water | Hydro | Kareeya | Kareeya | Hydro | Hydro | Hydro | Hydro | Hydro | Hydro | Hydro | Hydro | Hydro |  |  | All Hydro | All Hydro |  | Kareeya | Hydro | [5 empty] | Kareeya
Wivenhoe | Hydro | QLD | SQ | N/A | Existing | N/A | Water | Hydro | Wivenhoe | Wivenhoe | Hydro | Hydro | Hydro | Hydro | Hydro | Hydro | Hydro | Hydro | Hydro |  |  | All Hydro | All Hydro |  | Wivenhoe | Hydro | [5 empty] | Wivenhoe
Bastyan | Hydro | TAS | TAS | N/A | Existing | N/A | Water | Hydro | Bastyan | Bastyan | Hydro | Hydro | Hydro | Hydro | Hydro | Hydro | Hydro | Hydro | Hydro |  |  | All Hydro | All Hydro |  | Bastyan | Hydro | [5 empty] | Bastyan
Catagunya / Liapootah / Wayatinah | Hydro | TAS | TAS | N/A | Existing | N/A | Water | Hydro | Catagunya / Liapootah / Wayatinah | Catagunya / Liapootah / Wayatinah | Hydro | Hydro | Hydro | Hydro | Hydro | Hydro | Hydro | Hydro | Hydro |  |  | All Hydro | All Hydro |  | Catagunya / Liapootah / Wayatinah | Hydro | [5 empty] | Catagunya / Liapootah / Wayatinah
Cethana | Hydro | TAS | TAS | N/A | Existing | N/A | Water | Hydro | Cethana | Cethana | Hydro | Hydro | Hydro | Hydro | Hydro | Hydro | Hydro | Hydro | Hydro |  |  | All Hydro | All Hydro |  | Cethana | Hydro | [5 empty] | Cethana
Devils Gate | Hydro | TAS | TAS | N/A | Existing | N/A | Water | Hydro | Devils Gate | Devils Gate | Hydro | Hydro | Hydro | Hydro | Hydro | Hydro | Hydro | Hydro | Hydro |  |  | All Hydro | All Hydro |  | Devils Gate | Hydro | [5 empty] | Devils gate
Fisher | Hydro | TAS | TAS | N/A | Existing | N/A | Water | Hydro | Fisher | Fisher | Hydro | Hydro | Hydro | Hydro | Hydro | Hydro | Hydro | Hydro | Hydro |  |  | All Hydro | All Hydro |  | Fisher | Hydro | [5 empty] | Fisher
Gordon | Hydro | TAS | TAS | N/A | Existing | N/A | Water | Hydro | Gordon | Gordon | Hydro | Hydro | Hydro | Hydro | Hydro | Hydro | Hydro | Hydro | Hydro |  |  | All Hydro | All Hydro |  | Gordon | Hydro | [5 empty] | Gordon
John Butters | Hydro | TAS | TAS | N/A | Existing | N/A | Water | Hydro | John Butters | John Butters | Hydro | Hydro | Hydro | Hydro | Hydro | Hydro | Hydro | Hydro | Hydro |  |  | All Hydro | All Hydro |  | John Butters | Hydro | [5 empty] | John Butters
Lake Echo | Hydro | TAS | TAS | N/A | Existing | N/A | Water | Hydro | Lake Echo | Lake Echo | Hydro | Hydro | Hydro | Hydro | Hydro | Hydro | Hydro | Hydro | Hydro |  |  | All Hydro | All Hydro |  | Lake Echo | Hydro | [5 empty] | Lake Echo
Lemonthyme / Wilmot | Hydro | TAS | TAS | N/A | Existing | N/A | Water | Hydro | Lemonthyme / Wilmot | Lemonthyme / Wilmot | Hydro | Hydro | Hydro | Hydro | Hydro | Hydro | Hydro | Hydro | Hydro |  |  | All Hydro | All Hydro |  | Lemonthyme / Wilmot | Hydro | [5 empty] | Lemonthyme / Wilmot
Mackintosh | Hydro | TAS | TAS | N/A | Existing | N/A | Water | Hydro | Mackintosh | Mackintosh | Hydro | Hydro | Hydro | Hydro | Hydro | Hydro | Hydro | Hydro | Hydro |  |  | All Hydro | All Hydro |  | Mackintosh | Hydro | [5 empty] | Mackintosh
Meadowbank | Hydro | TAS | TAS | N/A | Existing | N/A | Water | Hydro | Meadowbank | Meadowbank | Hydro | Hydro | Hydro | Hydro | Hydro | Hydro | Hydro | Hydro | Hydro |  |  | All Hydro | All Hydro |  | Meadowbank | Hydro | [5 empty] | Meadowbank
Poatina | Hydro | TAS | TAS | N/A | Existing | N/A | Water | Hydro | Poatina | Poatina | Hydro | Hydro | Hydro | Hydro | Hydro | Hydro | Hydro | Hydro | Hydro |  |  | All Hydro | All Hydro |  | Poatina | Hydro | [5 empty] | Poatina
Reece | Hydro | TAS | TAS | N/A | Existing | N/A | Water | Hydro | Reece | Reece | Hydro | Hydro | Hydro | Hydro | Hydro | Hydro | Hydro | Hydro | Hydro |  |  | All Hydro | All Hydro |  | Reece | Hydro | [5 empty] | Reece
Tarraleah | Hydro | TAS | TAS | N/A | Existing | N/A | Water | Hydro | Tarraleah | Tarraleah | Hydro | Hydro | Hydro | Hydro | Hydro | Hydro | Hydro | Hydro | Hydro |  |  | All Hydro | All Hydro |  | Tarraleah | Hydro | [5 empty] | Tarraleah
Trevallyn | Hydro | TAS | TAS | N/A | Existing | N/A | Water | Hydro | Trevallyn | Trevallyn | Hydro | Hydro | Hydro | Hydro | Hydro | Hydro | Hydro | Hydro | Hydro |  |  | All Hydro | All Hydro |  | Trevallyn | Hydro | [5 empty] | Trevallyn
Tribute | Hydro | TAS | TAS | N/A | Existing | N/A | Water | Hydro | Tribute | Tribute | Hydro | Hydro | Hydro | Hydro | Hydro | Hydro | Hydro | Hydro | Hydro |  |  | All Hydro | All Hydro |  | Tribute | Hydro | [5 empty] | Tribute
Tungatinah | Hydro | TAS | TAS | N/A | Existing | N/A | Water | Hydro | Tungatinah | Tungatinah | Hydro | Hydro | Hydro | Hydro | Hydro | Hydro | Hydro | Hydro | Hydro |  |  | All Hydro | All Hydro |  | Tungatinah | Hydro | [5 empty] | Tungatinah
Bogong / MacKay | Hydro | VIC | VIC | N/A | Existing | N/A | Water | Hydro | Bogong / Mackay | Bogong / Mackay | Hydro | Hydro | Hydro | Hydro | Hydro | Hydro | Hydro | Hydro | Hydro |  |  | All Hydro | All Hydro |  | Bogong / MacKay | Hydro | [5 empty] | Bogong / MacKay
Dartmouth | Hydro | VIC | VIC | N/A | Existing | N/A | Water | Hydro | Dartmouth | Dartmouth | Hydro | Hydro | Hydro | Hydro | Hydro | Hydro | Hydro | Hydro | Hydro |  |  | All Hydro | All Hydro |  | Dartmouth | Hydro | [5 empty] | Dartmouth
Eildon | Hydro | VIC | VIC | N/A | Existing | N/A | Water | Hydro | Eildon | Eildon | Hydro | Hydro | Hydro | Hydro | Hydro | Hydro | Hydro | Hydro | Hydro |  |  | All Hydro | All Hydro |  | Eildon | Hydro | [5 empty] | Eildon
Hume Dam VIC | Hydro | VIC | VIC | N/A | Existing | N/A | Water | Hydro | Hume Dam VIC | Hume Dam VIC | Hydro | Hydro | Hydro | Hydro | Hydro | Hydro | Hydro | Hydro | Hydro |  |  | All Hydro | All Hydro |  | Hume Dam VIC | Hydro | [5 empty] | Hume Dam VIC
Murray 1 | Hydro | VIC | VIC | N/A | Existing | N/A | Water | Hydro | Murray 1 | Murray 1 | Hydro | Hydro | Hydro | Hydro | Hydro | Hydro | Hydro | Hydro | Hydro |  |  | All Hydro | All Hydro |  | Murray 1 | Hydro | [5 empty] | Murray
Murray 2 | Hydro | VIC | VIC | N/A | Existing | N/A | Water | Hydro | Murray 2 | Murray 2 | Hydro | Hydro | Hydro | Hydro | Hydro | Hydro | Hydro | Hydro | Hydro |  |  | All Hydro | All Hydro |  | Murray 2 | Hydro | [5 empty] | Murray
West Kiewa | Hydro | VIC | VIC | N/A | Existing | N/A | Water | Hydro | West Kiewa | West Kiewa | Hydro | Hydro | Hydro | Hydro | Hydro | Hydro | Hydro | Hydro | Hydro |  |  | All Hydro | All Hydro |  | West Kiewa | Hydro | [5 empty] | West Kiewa
Beryl Solar Farm | Large scale Solar PV | NSW | CNSW | Central-West Orana | Existing | N/A | Solar | Solar | Beryl solar farm | Beryl solar farm | Large scale Solar PV | Large scale Solar PV | Large scale Solar PV | Large scale Solar PV | Large scale Solar PV | Large scale Solar PV | Large scale Solar PV | Large scale Solar PV | Large scale Solar PV |  |  | All Large scale solar PV | All Large scale solar PV |  | Beryl Solar Farm | Solar | [5 empty] | Beryl Solar Farm
Bomen Solar Farm | Large scale Solar PV | NSW | SNSW | Wagga Wagga | Existing | N/A | Solar | Solar | Bomen Solar Farm | Bomen Solar Farm | Large scale Solar PV | Large scale Solar PV | Large scale Solar PV | Large scale Solar PV | Large scale Solar PV | Large scale Solar PV | Large scale Solar PV | Large scale Solar PV | Large scale Solar PV |  |  | All Large scale solar PV | All Large scale solar PV |  | Bomen Solar Farm | Solar | [5 empty] | Bomen Solar Farm
Broken Hill Solar Farm | Large scale Solar PV | NSW | SNSW | Broken Hill | Existing | N/A | Solar | Solar | Broken Hill Solar Plant | Broken Hill Solar Plant | Large scale Solar PV | Large scale Solar PV | Large scale Solar PV | Large scale Solar PV | Large scale Solar PV | Large scale Solar PV | Large scale Solar PV | Large scale Solar PV | Large scale Solar PV |  |  | All Large scale solar PV | All Large scale solar PV |  | Broken Hill Solar Farm | Solar | [5 empty] | Broken Hill Solar Farm
Coleambally Solar Farm | Large scale Solar PV | NSW | SNSW | South West NSW | Existing | N/A | Solar | Solar | Coleambally solar farm | Coleambally solar farm | Large scale Solar PV | Large scale Solar PV | Large scale Solar PV | Large scale Solar PV | Large scale Solar PV | Large scale Solar PV | Large scale Solar PV | Large scale Solar PV | Large scale Solar PV |  |  | All Large scale solar PV | All Large scale solar PV |  | Coleambally Solar Farm | Solar | [5 empty] | Coleambally Solar Farm
Darlington Point Solar Farm | Large scale Solar PV | NSW | SNSW | South West NSW | Existing | N/A | Solar | Solar | Darlington Point Solar Farm | Darlington Point Solar Farm | Large scale Solar PV | Large scale Solar PV | Large scale Solar PV | Large scale Solar PV | Large scale Solar PV | Large scale Solar PV | Large scale Solar PV | Large scale Solar PV | Large scale Solar PV |  |  | All Large scale solar PV | All Large scale solar PV |  | Darlington Point Solar Farm | Solar | [5 empty] | Darlington Point Solar Farm
Finley Solar Farm | Large scale Solar PV | NSW | SNSW | South West NSW | Existing | N/A | Solar | Solar | Finley Solar Farm | Finley Solar Farm | Large scale Solar PV | Large scale Solar PV | Large scale Solar PV | Large scale Solar PV | Large scale Solar PV | Large scale Solar PV | Large scale Solar PV | Large scale Solar PV | Large scale Solar PV |  |  | All Large scale solar PV | All Large scale solar PV |  | Finley Solar Farm | Solar | [5 empty] | Finley Solar Farm
Goonumbla Solar Farm | Large scale Solar PV | NSW | CNSW | Central-West Orana | Existing | N/A | Solar | Solar | Goonumbla Solar Farm | Goonumbla Solar Farm | Large scale Solar PV | Large scale Solar PV | Large scale Solar PV | Large scale Solar PV | Large scale Solar PV | Large scale Solar PV | Large scale Solar PV | Large scale Solar PV | Large scale Solar PV |  |  | All Large scale solar PV | All Large scale solar PV |  | Goonumbla Solar Farm | Solar | [5 empty] | Goonumbla Solar Farm
Gullen Range Solar Farm | Large scale Solar PV | NSW | SNSW | N/A | Existing | N/A | Solar | Solar | Gullen Range solar farm | Gullen Range solar farm | Large scale Solar PV | Large scale Solar PV | Large scale Solar PV | Large scale Solar PV | Large scale Solar PV | Large scale Solar PV | Large scale Solar PV | Large scale Solar PV | Large scale Solar PV |  |  | All Large scale solar PV | All Large scale solar PV |  | Gullen Range Solar Farm | Solar | [5 empty] | Gullen Range Solar Farm
Limondale Solar Farm 1 | Large scale Solar PV | NSW | SNSW | South West NSW | Existing | N/A | Solar | Solar | Limondale Solar Farm 1 | Limondale Solar Farm 1 | Large scale Solar PV | Large scale Solar PV | Large scale Solar PV | Large scale Solar PV | Large scale Solar PV | Large scale Solar PV | Large scale Solar PV | Large scale Solar PV | Large scale Solar PV |  |  | All Large scale solar PV | All Large scale solar PV |  | Limondale Solar Farm 1 | Solar | [5 empty] | Limondale Solar Farm 1
Limondale Solar Farm 2 | Large scale Solar PV | NSW | SNSW | South West NSW | Existing | N/A | Solar | Solar | Limondale Solar Farm 2 | Limondale Solar Farm 2 | Large scale Solar PV | Large scale Solar PV | Large scale Solar PV | Large scale Solar PV | Large scale Solar PV | Large scale Solar PV | Large scale Solar PV | Large scale Solar PV | Large scale Solar PV |  |  | All Large scale solar PV | All Large scale solar PV |  | Limondale Solar Farm 2 | Solar | [5 empty] | Limondale Solar Farm 2
Manildra Solar Farm | Large scale Solar PV | NSW | CNSW | Central-West Orana | Existing | N/A | Solar | Solar | Manildra solar farm | Manildra solar farm | Large scale Solar PV | Large scale Solar PV | Large scale Solar PV | Large scale Solar PV | Large scale Solar PV | Large scale Solar PV | Large scale Solar PV | Large scale Solar PV | Large scale Solar PV |  |  | All Large scale solar PV | All Large scale solar PV |  | Manildra Solar Farm | Solar | [5 empty] | Manildra Solar Farm
Molong Solar Farm | Large scale Solar PV | NSW | CNSW | Central-West Orana | Existing | N/A | Solar | Solar | Molong Solar Farm | Molong Solar Farm | Large scale Solar PV | Large scale Solar PV | Large scale Solar PV | Large scale Solar PV | Large scale Solar PV | Large scale Solar PV | Large scale Solar PV | Large scale Solar PV | Large scale Solar PV |  |  | All Large scale solar PV | All Large scale solar PV |  | Molong Solar Farm | Solar | [5 empty] | Molong Solar Farm
Moree Solar Farm | Large scale Solar PV | NSW | NNSW | North West NSW | Existing | N/A | Solar | Solar | Moree solar farm | Moree solar farm | Large scale Solar PV | Large scale Solar PV | Large scale Solar PV | Large scale Solar PV | Large scale Solar PV | Large scale Solar PV | Large scale Solar PV | Large scale Solar PV | Large scale Solar PV |  |  | All Large scale solar PV | All Large scale solar PV |  | Moree Solar Farm | Solar | [5 empty] | Moree Solar Farm
Nevertire Solar Farm | Large scale Solar PV | NSW | CNSW | Central-West Orana | Existing | N/A | Solar | Solar | Nevertire Solar Farm | Nevertire Solar Farm | Large scale Solar PV | Large scale Solar PV | Large scale Solar PV | Large scale Solar PV | Large scale Solar PV | Large scale Solar PV | Large scale Solar PV | Large scale Solar PV | Large scale Solar PV |  |  | All Large scale solar PV | All Large scale solar PV |  | Nevertire Solar Farm | Solar | [5 empty] | Nevertire Solar Farm
Nyngan Solar Plant | Large scale Solar PV | NSW | CNSW | Central-West Orana | Existing | N/A | Solar | Solar | Nyngan Solar Plant | Nyngan Solar Plant | Large scale Solar PV | Large scale Solar PV | Large scale Solar PV | Large scale Solar PV | Large scale Solar PV | Large scale Solar PV | Large scale Solar PV | Large scale Solar PV | Large scale Solar PV |  |  | All Large scale solar PV | All Large scale solar PV |  | Nyngan Solar Plant | Solar | [5 empty] | Nyngan Solar Plant
Parkes Solar Farm | Large scale Solar PV | NSW | CNSW | N/A | Existing | N/A | Solar | Solar | Parkes solar farm | Parkes solar farm | Large scale Solar PV | Large scale Solar PV | Large scale Solar PV | Large scale Solar PV | Large scale Solar PV | Large scale Solar PV | Large scale Solar PV | Large scale Solar PV | Large scale Solar PV |  |  | All Large scale solar PV | All Large scale solar PV |  | Parkes Solar Farm | Solar | [5 empty] | Parkes Solar Farm
Sunraysia Solar Farm | Large scale Solar PV | NSW | SNSW | South West NSW | Existing | N/A | Solar | Solar | Sunraysia Solar Farm | Sunraysia Solar Farm | Large scale Solar PV | Large scale Solar PV | Large scale Solar PV | Large scale Solar PV | Large scale Solar PV | Large scale Solar PV | Large scale Solar PV | Large scale Solar PV | Large scale Solar PV |  |  | All Large scale solar PV | All Large scale solar PV |  | Sunraysia Solar Farm | Solar | [5 empty] | Sunraysia Solar Farm
White Rock Solar Farm | Large scale Solar PV | NSW | NNSW | New England | Existing | N/A | Solar | Solar | White Rock solar farm | White Rock solar farm | Large scale Solar PV | Large scale Solar PV | Large scale Solar PV | Large scale Solar PV | Large scale Solar PV | Large scale Solar PV | Large scale Solar PV | Large scale Solar PV | Large scale Solar PV |  |  | All Large scale solar PV | All Large scale solar PV |  | White Rock Solar Farm | Solar | [5 empty] | White Rock Solar Farm
Childers Solar Farm | Large scale Solar PV | QLD | SQ | Wide Bay | Existing | N/A | Solar | Solar | Childers solar farm | Childers solar farm | Large scale Solar PV | Large scale Solar PV | Large scale Solar PV | Large scale Solar PV | Large scale Solar PV | Large scale Solar PV | Large scale Solar PV | Large scale Solar PV | Large scale Solar PV |  |  | All Large scale solar PV | All Large scale solar PV |  | Childers Solar Farm | Solar | [5 empty] | Childers Solar Farm
Clare Solar Farm | Large scale Solar PV | QLD | CNQ | Northern Qld | Existing | N/A | Solar | Solar | Clare solar farm | Clare solar farm | Large scale Solar PV | Large scale Solar PV | Large scale Solar PV | Large scale Solar PV | Large scale Solar PV | Large scale Solar PV | Large scale Solar PV | Large scale Solar PV | Large scale Solar PV |  |  | All Large scale solar PV | All Large scale solar PV |  | Clare Solar Farm | Solar | [5 empty] | Clare Solar Farm
Clermont Solar Farm | Large scale Solar PV | QLD | CNQ | Isaac | Existing | N/A | Solar | Solar | Clermont solar farm | Clermont solar farm | Large scale Solar PV | Large scale Solar PV | Large scale Solar PV | Large scale Solar PV | Large scale Solar PV | Large scale Solar PV | Large scale Solar PV | Large scale Solar PV | Large scale Solar PV |  |  | All Large scale solar PV | All Large scale solar PV |  | Clermont Solar Farm | Solar | [5 empty] | Clermont Solar Farm
Collinsville Solar Farm | Large scale Solar PV | QLD | CNQ | Isaac | Existing | N/A | Solar | Solar | Collinsville PV | Collinsville PV | Large scale Solar PV | Large scale Solar PV | Large scale Solar PV | Large scale Solar PV | Large scale Solar PV | Large scale Solar PV | Large scale Solar PV | Large scale Solar PV | Large scale Solar PV |  |  | All Large scale solar PV | All Large scale solar PV |  | Collinsville Solar Farm | Solar | [5 empty] | Collinsville Solar Farm
Darling Downs Solar Farm | Large scale Solar PV | QLD | SQ | Darling Downs | Existing | N/A | Solar | Solar | Darling Downs solar farm | Darling Downs solar farm | Large scale Solar PV | Large scale Solar PV | Large scale Solar PV | Large scale Solar PV | Large scale Solar PV | Large scale Solar PV | Large scale Solar PV | Large scale Solar PV | Large scale Solar PV |  |  | All Large scale solar PV | All Large scale solar PV |  | Darling Downs Solar Farm | Solar | [5 empty] | Darling Downs Solar Farm
Daydream Solar Farm | Large scale Solar PV | QLD | CNQ | Isaac | Existing | N/A | Solar | Solar | Daydream solar farm | Daydream solar farm | Large scale Solar PV | Large scale Solar PV | Large scale Solar PV | Large scale Solar PV | Large scale Solar PV | Large scale Solar PV | Large scale Solar PV | Large scale Solar PV | Large scale Solar PV |  |  | All Large scale solar PV | All Large scale solar PV |  | Daydream Solar Farm | Solar | [5 empty] | Daydream Solar Farm
Emerald Solar Farm | Large scale Solar PV | QLD | CNQ | N/A | Existing | N/A | Solar | Solar | Emerald Solar Park | Emerald Solar Park | Large scale Solar PV | Large scale Solar PV | Large scale Solar PV | Large scale Solar PV | Large scale Solar PV | Large scale Solar PV | Large scale Solar PV | Large scale Solar PV | Large scale Solar PV |  |  | All Large scale solar PV | All Large scale solar PV |  | Emerald Solar Farm | Solar | [5 empty] | Emerald Solar Farm
Hamilton Solar Farm | Large scale Solar PV | QLD | CNQ | Isaac | Existing | N/A | Solar | Solar | Hamilton solar farm | Hamilton solar farm | Large scale Solar PV | Large scale Solar PV | Large scale Solar PV | Large scale Solar PV | Large scale Solar PV | Large scale Solar PV | Large scale Solar PV | Large scale Solar PV | Large scale Solar PV |  |  | All Large scale solar PV | All Large scale solar PV |  | Hamilton Solar Farm | Solar | [5 empty] | Hamilton Solar Farm
Haughton Solar Farm | Large scale Solar PV | QLD | CNQ | Northern Qld | Existing | N/A | Solar | Solar | Haughton Solar Farm | Haughton Solar Farm | Large scale Solar PV | Large scale Solar PV | Large scale Solar PV | Large scale Solar PV | Large scale Solar PV | Large scale Solar PV | Large scale Solar PV | Large scale Solar PV | Large scale Solar PV |  |  | All Large scale solar PV | All Large scale solar PV |  | Haughton Solar Farm | Solar | [5 empty] | Haughton Solar Farm
Hayman Solar Farm | Large scale Solar PV | QLD | CNQ | Isaac | Existing | N/A | Solar | Solar | Hayman solar farm | Hayman solar farm | Large scale Solar PV | Large scale Solar PV | Large scale Solar PV | Large scale Solar PV | Large scale Solar PV | Large scale Solar PV | Large scale Solar PV | Large scale Solar PV | Large scale Solar PV |  |  | All Large scale solar PV | All Large scale solar PV |  | Hayman Solar Farm | Solar | [5 empty] | Hayman Solar Farm
Hughenden Solar Farm | Large scale Solar PV | QLD | CNQ | North Qld Clean Energy Hub | Existing | N/A | Solar | Solar | Hughenden solar farm | Hughenden solar farm | Large scale Solar PV | Large scale Solar PV | Large scale Solar PV | Large scale Solar PV | Large scale Solar PV | Large scale Solar PV | Large scale Solar PV | Large scale Solar PV | Large scale Solar PV |  |  | All Large scale solar PV | All Large scale solar PV |  | Hughenden Solar Farm | Solar | [5 empty] | Hughenden Solar Farm
Kidston Solar Farm | Large scale Solar PV | QLD | CNQ | North Qld Clean Energy Hub | Existing | N/A | Solar | Solar | Kidston Solar Project Phase One 50MW | Kidston Solar Project Phase One 50MW | Large scale Solar PV | Large scale Solar PV | Large scale Solar PV | Large scale Solar PV | Large scale Solar PV | Large scale Solar PV | Large scale Solar PV | Large scale Solar PV | Large scale Solar PV |  |  | All Large scale solar PV | All Large scale solar PV |  | Kidston Solar Farm | Solar | [5 empty] | Kidston Solar Farm
Lilyvale Solar Farm | Large scale Solar PV | QLD | CNQ | Isaac | Existing | N/A | Solar | Solar | Lilyvale Solar Farm | Lilyvale Solar Farm | Large scale Solar PV | Large scale Solar PV | Large scale Solar PV | Large scale Solar PV | Large scale Solar PV | Large scale Solar PV | Large scale Solar PV | Large scale Solar PV | Large scale Solar PV |  |  | All Large scale solar PV | All Large scale solar PV |  | Lilyvale Solar Farm | Solar | [5 empty] | Lilyvale Solar Farm
Longreach Solar Farm | Large scale Solar PV | QLD | CNQ | Barcaldine | Existing | N/A | Solar | Solar | Longreach solar farm | Longreach solar farm | Large scale Solar PV | Large scale Solar PV | Large scale Solar PV | Large scale Solar PV | Large scale Solar PV | Large scale Solar PV | Large scale Solar PV | Large scale Solar PV | Large scale Solar PV |  |  | All Large scale solar PV | All Large scale solar PV |  | Longreach Solar Farm | Solar | [5 empty] | Longreach Solar Farm
Middlemount Solar Farm | Large scale Solar PV | QLD | CNQ | Isaac | Existing | N/A | Solar | Solar | Middlemount Sun Farm | Middlemount Sun Farm | Large scale Solar PV | Large scale Solar PV | Large scale Solar PV | Large scale Solar PV | Large scale Solar PV | Large scale Solar PV | Large scale Solar PV | Large scale Solar PV | Large scale Solar PV |  |  | All Large scale solar PV | All Large scale solar PV |  | Middlemount Sun Farm | Solar | [5 empty] | Middlemount Sun Farm
Oakey 1 Solar Farm | Large scale Solar PV | QLD | SQ | Darling Downs | Existing | N/A | Solar | Solar | Oakey 1 Solar Farm | Oakey 1 Solar Farm | Large scale Solar PV | Large scale Solar PV | Large scale Solar PV | Large scale Solar PV | Large scale Solar PV | Large scale Solar PV | Large scale Solar PV | Large scale Solar PV | Large scale Solar PV |  |  | All Large scale solar PV | All Large scale solar PV |  | Oakey 1 Solar Farm | Solar | [5 empty] | Oakey 1 Solar Farm
Oakey 2 Solar Farm | Large scale Solar PV | QLD | SQ | Darling Downs | Existing | N/A | Solar | Solar | Oakey 2 Solar Farm | Oakey 2 Solar Farm | Large scale Solar PV | Large scale Solar PV | Large scale Solar PV | Large scale Solar PV | Large scale Solar PV | Large scale Solar PV | Large scale Solar PV | Large scale Solar PV | Large scale Solar PV |  |  | All Large scale solar PV | All Large scale solar PV |  | Oakey 2 Solar Farm | Solar | [5 empty] | Oakey 2 Solar Farm
Ross River Solar Farm | Large scale Solar PV | QLD | CNQ | Northern Qld | Existing | N/A | Solar | Solar | Ross River solar farm | Ross River solar farm | Large scale Solar PV | Large scale Solar PV | Large scale Solar PV | Large scale Solar PV | Large scale Solar PV | Large scale Solar PV | Large scale Solar PV | Large scale Solar PV | Large scale Solar PV |  |  | All Large scale solar PV | All Large scale solar PV |  | Ross River Solar Farm | Solar | [5 empty] | Ross River Solar Farm
Rugby Run Solar Farm | Large scale Solar PV | QLD | CNQ | Isaac | Existing | N/A | Solar | Solar | Rugby Run Solar Farm | Rugby Run Solar Farm | Large scale Solar PV | Large scale Solar PV | Large scale Solar PV | Large scale Solar PV | Large scale Solar PV | Large scale Solar PV | Large scale Solar PV | Large scale Solar PV | Large scale Solar PV |  |  | All Large scale solar PV | All Large scale solar PV |  | Rugby Run Solar Farm | Solar | [5 empty] | Rugby Run Solar Farm
Sun Metals Corporation Solar Farm | Large scale Solar PV | QLD | CNQ | Northern Qld | Existing | N/A | Solar | Solar | Sun Metals Corporation Solar Farm | Sun Metals Corporation Solar Farm | Large scale Solar PV | Large scale Solar PV | Large scale Solar PV | Large scale Solar PV | Large scale Solar PV | Large scale Solar PV | Large scale Solar PV | Large scale Solar PV | Large scale Solar PV |  |  | All Large scale solar PV | All Large scale solar PV |  | Sun Metals Corporation Solar Farm | Solar | [5 empty] | Sun Metals Corporation Solar Farm
Susan River Solar Farm | Large scale Solar PV | QLD | SQ | Wide Bay | Existing | N/A | Solar | Solar | Susan River solar farm | Susan River solar farm | Large scale Solar PV | Large scale Solar PV | Large scale Solar PV | Large scale Solar PV | Large scale Solar PV | Large scale Solar PV | Large scale Solar PV | Large scale Solar PV | Large scale Solar PV |  |  | All Large scale solar PV | All Large scale solar PV |  | Susan River Solar Farm | Solar | [5 empty] | Susan River Solar Farm
Whitsunday Solar Farm | Large scale Solar PV | QLD | CNQ | Isaac | Existing | N/A | Solar | Solar | Whitsunday solar farm | Whitsunday solar farm | Large scale Solar PV | Large scale Solar PV | Large scale Solar PV | Large scale Solar PV | Large scale Solar PV | Large scale Solar PV | Large scale Solar PV | Large scale Solar PV | Large scale Solar PV |  |  | All Large scale solar PV | All Large scale solar PV |  | Whitsunday Solar Farm | Solar | [5 empty] | Whitsunday Solar Farm
Yarranlea Solar Farm | Large scale Solar PV | QLD | SQ | Darling Downs | Existing | N/A | Solar | Solar | Yarranlea Solar Farm | Yarranlea Solar Farm | Large scale Solar PV | Large scale Solar PV | Large scale Solar PV | Large scale Solar PV | Large scale Solar PV | Large scale Solar PV | Large scale Solar PV | Large scale Solar PV | Large scale Solar PV |  |  | All Large scale solar PV | All Large scale solar PV |  | Yarranlea Solar Farm | Solar | [5 empty] | Yarranlea Solar Farm
Bungala one Solar Farm | Large scale Solar PV | SA | SA | Northern SA | Existing | N/A | Solar | Solar | Bungala one solar farm | Bungala one solar farm | Large scale Solar PV | Large scale Solar PV | Large scale Solar PV | Large scale Solar PV | Large scale Solar PV | Large scale Solar PV | Large scale Solar PV | Large scale Solar PV | Large scale Solar PV |  |  | All Large scale solar PV | All Large scale solar PV |  | Bungala one Solar Farm | Solar | [5 empty] | Bungala one Solar Farm
Bungala Two Solar Farm | Large scale Solar PV | SA | SA | Northern SA | Existing | N/A | Solar | Solar | Bungala Two Solar Farm | Bungala Two Solar Farm | Large scale Solar PV | Large scale Solar PV | Large scale Solar PV | Large scale Solar PV | Large scale Solar PV | Large scale Solar PV | Large scale Solar PV | Large scale Solar PV | Large scale Solar PV |  |  | All Large scale solar PV | All Large scale solar PV |  | Bungala Two Solar Farm | Solar | [5 empty] | Bungala Two Solar Farm
Tailem Bend Solar Farm | Large scale Solar PV | SA | SA | South East SA | Existing | N/A | Solar | Solar | Tailem Bend - Solar | Tailem Bend - Solar | Large scale Solar PV | Large scale Solar PV | Large scale Solar PV | Large scale Solar PV | Large scale Solar PV | Large scale Solar PV | Large scale Solar PV | Large scale Solar PV | Large scale Solar PV |  |  | All Large scale solar PV | All Large scale solar PV |  | Tailem Bend Solar Farm | Solar | [5 empty] | Tailem Bend Solar Farm
Bannerton Solar Farm | Large scale Solar PV | VIC | VIC | Murray River | Existing | N/A | Solar | Solar | Bannerton Solar Park | Bannerton Solar Park | Large scale Solar PV | Large scale Solar PV | Large scale Solar PV | Large scale Solar PV | Large scale Solar PV | Large scale Solar PV | Large scale Solar PV | Large scale Solar PV | Large scale Solar PV |  |  | All Large scale solar PV | All Large scale solar PV |  | Bannerton Solar Farm | Solar | [5 empty] | Bannerton Solar Farm
Gannawarra Solar Farm | Large scale Solar PV | VIC | VIC | Murray River | Existing | N/A | Solar | Solar | Gannawarra solar farm | Gannawarra solar farm | Large scale Solar PV | Large scale Solar PV | Large scale Solar PV | Large scale Solar PV | Large scale Solar PV | Large scale Solar PV | Large scale Solar PV | Large scale Solar PV | Large scale Solar PV |  |  | All Large scale solar PV | All Large scale solar PV |  | Gannawarra Solar Farm | Solar | [5 empty] | Gannawarra Solar Farm
Glenrowan West Solar Farm | Large scale Solar PV | VIC | VIC | Central North Vic | Existing | N/A | Solar | Solar | Glenrowan West Sun Farm | Glenrowan West Sun Farm | Large scale Solar PV | Large scale Solar PV | Large scale Solar PV | Large scale Solar PV | Large scale Solar PV | Large scale Solar PV | Large scale Solar PV | Large scale Solar PV | Large scale Solar PV |  |  | All Large scale solar PV | All Large scale solar PV |  | Glenrowan West Solar Farm | Solar | [5 empty] | Glenrowan West Solar Farm
Karadoc Solar Farm | Large scale Solar PV | VIC | VIC | Murray River | Existing | N/A | Solar | Solar | Karadoc solar farm | Karadoc solar farm | Large scale Solar PV | Large scale Solar PV | Large scale Solar PV | Large scale Solar PV | Large scale Solar PV | Large scale Solar PV | Large scale Solar PV | Large scale Solar PV | Large scale Solar PV |  |  | All Large scale solar PV | All Large scale solar PV |  | Karadoc Solar Farm | Solar | [5 empty] | Karadoc Solar Farm
Kiamal Solar Farm stage 1 | Large scale Solar PV | VIC | VIC | Murray River | Existing | N/A | Solar | Solar | Kiamal Solar Farm stage 1 | Kiamal Solar Farm stage 1 | Large scale Solar PV | Large scale Solar PV | Large scale Solar PV | Large scale Solar PV | Large scale Solar PV | Large scale Solar PV | Large scale Solar PV | Large scale Solar PV | Large scale Solar PV |  |  | All Large scale solar PV | All Large scale solar PV |  | Kiamal Solar Farm stage 1 | Solar | [5 empty] | Kiamal Solar Farm stage 1
Numurkah Solar Farm | Large scale Solar PV | VIC | VIC | Central North Vic | Existing | N/A | Solar | Solar | Numurkah Solar Farm | Numurkah Solar Farm | Large scale Solar PV | Large scale Solar PV | Large scale Solar PV | Large scale Solar PV | Large scale Solar PV | Large scale Solar PV | Large scale Solar PV | Large scale Solar PV | Large scale Solar PV |  |  | All Large scale solar PV | All Large scale solar PV |  | Numurkah Solar Farm | Solar | [5 empty] | Numurkah Solar Farm
Wemen Solar Farm | Large scale Solar PV | VIC | VIC | Murray River | Existing | N/A | Solar | Solar | Wemen solar farm | Wemen solar farm | Large scale Solar PV | Large scale Solar PV | Large scale Solar PV | Large scale Solar PV | Large scale Solar PV | Large scale Solar PV | Large scale Solar PV | Large scale Solar PV | Large scale Solar PV |  |  | All Large scale solar PV | All Large scale solar PV |  | Wemen Solar Farm | Solar | [5 empty] | Wemen Solar Farm
Yatpool Solar Farm | Large scale Solar PV | VIC | VIC | Murray River | Existing | N/A | Solar | Solar | Yatpool Solar Farm | Yatpool Solar Farm | Large scale Solar PV | Large scale Solar PV | Large scale Solar PV | Large scale Solar PV | Large scale Solar PV | Large scale Solar PV | Large scale Solar PV | Large scale Solar PV | Large scale Solar PV |  |  | All Large scale solar PV | All Large scale solar PV |  | Yatpool Solar Farm | Solar | [5 empty] | Yatpool Solar Farm
Bango 973 Wind Farm | Wind | NSW | SNSW | N/A | Existing | N/A | Wind | Wind | Bango 973 Wind Farm | Bango 973 Wind Farm | Wind | Wind | Wind | Wind | Wind | Wind | Wind | Wind | Wind |  |  | All Wind | All Wind |  | Bango 973 Wind Farm | Wind | [5 empty] | Bango 973 Wind Farm
Boco Rock Wind Farm | Wind | NSW | SNSW | Cooma-Monaro | Existing | N/A | Wind | Wind | Boco Rock Wind Farm | Boco Rock Wind Farm | Wind | Wind | Wind | Wind | Wind | Wind | Wind | Wind | Wind |  |  | All Wind | All Wind |  | Boco Rock Wind Farm | Wind | [5 empty] | Boco Rock Wind Farm
Bodangora Wind Farm | Wind | NSW | CNSW | Central-West Orana | Existing | N/A | Wind | Wind | Bodangora wind farm | Bodangora wind farm | Wind | Wind | Wind | Wind | Wind | Wind | Wind | Wind | Wind |  |  | All Wind | All Wind |  | Bodangora Wind Farm | Wind | [5 empty] | Bodangora Wind Farm
Capital Wind Farm | Wind | NSW | SNSW | N/A | Existing | N/A | Wind | Wind | Capital wind farm | Capital wind farm | Wind | Wind | Wind | Wind | Wind | Wind | Wind | Wind | Wind |  |  | All Wind | All Wind |  | Capital Wind Farm | Wind | [5 empty] | Capital Wind Farm
Collector Wind Farm | Wind | NSW | SNSW | N/A | Existing | N/A | Wind | Wind | Collector | Collector | Wind | Wind | Wind | Wind | Wind | Wind | Wind | Wind | Wind |  |  | All Wind | All Wind |  | Collector Wind Farm | Wind | [5 empty] | Collector Wind Farm
Crookwell 2 Wind Farm | Wind | NSW | SNSW | N/A | Existing | N/A | Wind | Wind | Crookwell 2 wind farm | Crookwell 2 wind farm | Wind | Wind | Wind | Wind | Wind | Wind | Wind | Wind | Wind |  |  | All Wind | All Wind |  | Crookwell 2 Wind Farm | Wind | [5 empty] | Crookwell 2 Wind Farm
Crudine Ridge Wind Farm | Wind | NSW | CNSW | N/A | Existing | N/A | Wind | Wind | Crudine Ridge Wind Farm | Crudine Ridge Wind Farm | Wind | Wind | Wind | Wind | Wind | Wind | Wind | Wind | Wind |  |  | All Wind | All Wind |  | Crudine Ridge Wind Farm | Wind | [5 empty] | Crudine Ridge Wind Farm
Cullerin Range Wind Farm | Wind | NSW | SNSW | N/A | Existing | N/A | Wind | Wind | Cullerin Range wind farm | Cullerin Range wind farm | Wind | Wind | Wind | Wind | Wind | Wind | Wind | Wind | Wind |  |  | All Wind | All Wind |  | Cullerin Range Wind Farm | Wind | [5 empty] | Cullerin Range Wind Farm
Gullen Range Wind Farm | Wind | NSW | SNSW | N/A | Existing | N/A | Wind | Wind | Gullen Range wind farm | Gullen Range wind farm | Wind | Wind | Wind | Wind | Wind | Wind | Wind | Wind | Wind |  |  | All Wind | All Wind |  | Gullen Range Wind Farm | Wind | [5 empty] | Gullen Range Wind Farm
Gunning Wind Farm | Wind | NSW | SNSW | N/A | Existing | N/A | Wind | Wind | Gunning wind farm | Gunning wind farm | Wind | Wind | Wind | Wind | Wind | Wind | Wind | Wind | Wind |  |  | All Wind | All Wind |  | Gunning Wind Farm | Wind | [5 empty] | Gunning Wind Farm
Sapphire Wind Farm | Wind | NSW | NNSW | New England | Existing | N/A | Wind | Wind | Sapphire wind farm | Sapphire wind farm | Wind | Wind | Wind | Wind | Wind | Wind | Wind | Wind | Wind |  |  | All Wind | All Wind |  | Sapphire Wind Farm | Wind | [5 empty] | Sapphire Wind Farm
Silverton Wind Farm | Wind | NSW | SNSW | Broken Hill | Existing | N/A | Wind | Wind | Silverton wind farm | Silverton wind farm | Wind | Wind | Wind | Wind | Wind | Wind | Wind | Wind | Wind |  |  | All Wind | All Wind |  | Silverton Wind Farm | Wind | [5 empty] | Silverton Wind Farm
Taralga Wind Farm | Wind | NSW | CNSW | N/A | Existing | N/A | Wind | Wind | Taralga wind farm | Taralga wind farm | Wind | Wind | Wind | Wind | Wind | Wind | Wind | Wind | Wind |  |  | All Wind | All Wind |  | Taralga Wind Farm | Wind | [5 empty] | Taralga Wind Farm
White Rock Wind Farm - Stage 1 | Wind | NSW | NNSW | New England | Existing | N/A | Wind | Wind | White Rock Wind Farm - Stage 1 | White Rock Wind Farm - Stage 1 | Wind | Wind | Wind | Wind | Wind | Wind | Wind | Wind | Wind |  |  | All Wind | All Wind |  | White Rock Wind Farm - Stage 1 | Wind | [5 empty] | White Rock Wind Farm - Stage 1
Woodlawn Wind Farm | Wind | NSW | SNSW | N/A | Existing | N/A | Wind | Wind | Woodlawn wind farm | Woodlawn wind farm | Wind | Wind | Wind | Wind | Wind | Wind | Wind | Wind | Wind |  |  | All Wind | All Wind |  | Woodlawn Wind Farm | Wind | [5 empty] | Woodlawn Wind Farm
Coopers Gap Wind Farm | Wind | QLD | SQ | Darling Downs | Existing | N/A | Wind | Wind | Coopers Gap Wind Farm | Coopers Gap Wind Farm | Wind | Wind | Wind | Wind | Wind | Wind | Wind | Wind | Wind |  |  | All Wind | All Wind |  | Coopers Gap Wind Farm | Wind | [5 empty] | Coopers Gap Wind Farm
Mount Emerald Wind Farm | Wind | QLD | CNQ | Far North QLD | Existing | N/A | Wind | Wind | Mount Emerald | Mount Emerald | Wind | Wind | Wind | Wind | Wind | Wind | Wind | Wind | Wind |  |  | All Wind | All Wind |  | Mount Emerald Wind Farm | Wind | [5 empty] | Mount Emerald Wind Farm
Canunda Wind Farm | Wind | SA | SA | South East SA | Existing | N/A | Wind | Wind | Canunda wind farm | Canunda wind farm | Wind | Wind | Wind | Wind | Wind | Wind | Wind | Wind | Wind |  |  | All Wind | All Wind |  | Canunda Wind Farm | Wind | [5 empty] | Canunda Wind Farm
Cathedral Rocks Wind Farm | Wind | SA | SA | Eastern Eyre Peninsula | Existing | N/A | Wind | Wind | Cathedral Rocks wind farm | Cathedral Rocks wind farm | Wind | Wind | Wind | Wind | Wind | Wind | Wind | Wind | Wind |  |  | All Wind | All Wind |  | Cathedral Rocks Wind Farm | Wind | [5 empty] | Cathedral Rocks Wind Farm
Clements Gap Wind Farm | Wind | SA | SA | Mid-North SA | Existing | N/A | Wind | Wind | Clements Gap wind farm | Clements Gap wind farm | Wind | Wind | Wind | Wind | Wind | Wind | Wind | Wind | Wind |  |  | All Wind | All Wind |  | Clements Gap Wind Farm | Wind | [5 empty] | Clements Gap Wind Farm
Hallett Stage 1 Brown Hill Wind Farm | Wind | SA | SA | Mid-North SA | Existing | N/A | Wind | Wind | Hallett Stage 1 Brown Hill | Hallett Stage 1 Brown Hill | Wind | Wind | Wind | Wind | Wind | Wind | Wind | Wind | Wind |  |  | All Wind | All Wind |  | Hallett Stage 1 Brown Hill Wind Farm | Wind | [5 empty] | Hallett Stage 1 Brown Hill Wind Farm
Hallett Stage 2 Hallett Hill Wind Farm | Wind | SA | SA | Mid-North SA | Existing | N/A | Wind | Wind | Hallett Stage 2 Hallett Hill | Hallett Stage 2 Hallett Hill | Wind | Wind | Wind | Wind | Wind | Wind | Wind | Wind | Wind |  |  | All Wind | All Wind |  | Hallett Stage 2 Hallett Hill Wind Farm | Wind | [5 empty] | Hallett Stage 2 Hallett Hill Wind Farm
Hallett 4 North Brown Hill Wind Farm | Wind | SA | SA | Mid-North SA | Existing | N/A | Wind | Wind | Hallett 4 North Brown Hill | Hallett 4 North Brown Hill | Wind | Wind | Wind | Wind | Wind | Wind | Wind | Wind | Wind |  |  | All Wind | All Wind |  | Hallett 4 North Brown Hill Wind Farm | Wind | [5 empty] | Hallett 4 North Brown Hill Wind Farm
Hallett 5 The Bluff Wind Farm | Wind | SA | SA | Mid-North SA | Existing | N/A | Wind | Wind | Hallett 5 The Bluff WF | Hallett 5 The Bluff WF | Wind | Wind | Wind | Wind | Wind | Wind | Wind | Wind | Wind |  |  | All Wind | All Wind |  | Hallett 5 The Bluff Wind Farm | Wind | [5 empty] | Hallett 5 The Bluff Wind Farm
Hornsdale Wind Farm Stage 1 | Wind | SA | SA | Mid-North SA | Existing | N/A | Wind | Wind | Hornsdale wind farm Stage 1 | Hornsdale wind farm Stage 1 | Wind | Wind | Wind | Wind | Wind | Wind | Wind | Wind | Wind |  |  | All Wind | All Wind |  | Hornsdale Wind Farm Stage 1 | Wind | [5 empty] | Hornsdale Wind Farm Stage 1
Hornsdale Wind Farm Stage 2 | Wind | SA | SA | Mid-North SA | Existing | N/A | Wind | Wind | Hornsdale wind farm Stage 2 | Hornsdale wind farm Stage 2 | Wind | Wind | Wind | Wind | Wind | Wind | Wind | Wind | Wind |  |  | All Wind | All Wind |  | Hornsdale Wind Farm Stage 2 | Wind | [5 empty] | Hornsdale Wind Farm Stage 2
Hornsdale Wind Farm Stage 3 | Wind | SA | SA | Mid-North SA | Existing | N/A | Wind | Wind | Hornsdale wind farm Stage 3 | Hornsdale wind farm Stage 3 | Wind | Wind | Wind | Wind | Wind | Wind | Wind | Wind | Wind |  |  | All Wind | All Wind |  | Hornsdale Wind Farm Stage 3 | Wind | [5 empty] | Hornsdale Wind Farm Stage 3
Lake Bonney 1 Wind Farm | Wind | SA | SA | South East SA | Existing | N/A | Wind | Wind | Lake Bonney 1 wind farm | Lake Bonney 1 wind farm | Wind | Wind | Wind | Wind | Wind | Wind | Wind | Wind | Wind |  |  | All Wind | All Wind |  | Lake Bonney 1 Wind Farm | Wind | [5 empty] | Lake Bonney 1 Wind Farm
Lake Bonney 2 Wind Farm | Wind | SA | SA | South East SA | Existing | N/A | Wind | Wind | Lake Bonney 2 wind farm | Lake Bonney 2 wind farm | Wind | Wind | Wind | Wind | Wind | Wind | Wind | Wind | Wind |  |  | All Wind | All Wind |  | Lake Bonney 2 Wind Farm | Wind | [5 empty] | Lake Bonney 2 Wind Farm
Lake Bonney 3 Wind Farm | Wind | SA | SA | South East SA | Existing | N/A | Wind | Wind | Lake Bonney 3 wind farm | Lake Bonney 3 wind farm | Wind | Wind | Wind | Wind | Wind | Wind | Wind | Wind | Wind |  |  | All Wind | All Wind |  | Lake Bonney 3 Wind Farm | Wind | [5 empty] | Lake Bonney 3 Wind Farm
Lincoln Gap Wind Farm - stage 1 | Wind | SA | SA | Northern SA | Existing | N/A | Wind | Wind | Lincoln Gap Wind Farm - stage 1 | Lincoln Gap Wind Farm - stage 1 | Wind | Wind | Wind | Wind | Wind | Wind | Wind | Wind | Wind |  |  | All Wind | All Wind |  | Lincoln Gap Wind Farm - stage 1 | Wind | [5 empty] | Lincoln Gap Wind Farm - stage 1
Mount Millar Wind Farm | Wind | SA | SA | Eastern Eyre Peninsula | Existing | N/A | Wind | Wind | Mount Millar wind farm | Mount Millar wind farm | Wind | Wind | Wind | Wind | Wind | Wind | Wind | Wind | Wind |  |  | All Wind | All Wind |  | Mount Millar Wind Farm | Wind | [5 empty] | Mount Millar Wind Farm
Snowtown Wind Farm | Wind | SA | SA | Mid-North SA | Existing | N/A | Wind | Wind | Snowtown wind farm | Snowtown wind farm | Wind | Wind | Wind | Wind | Wind | Wind | Wind | Wind | Wind |  |  | All Wind | All Wind |  | Snowtown Wind Farm | Wind | [5 empty] | Snowtown Wind Farm
Snowtown S2 Wind Farm - North | Wind | SA | SA | Mid-North SA | Existing | N/A | Wind | Wind | Snowtown S2 Wind Farm - North | Snowtown S2 Wind Farm - North | Wind | Wind | Wind | Wind | Wind | Wind | Wind | Wind | Wind |  |  | All Wind | All Wind |  | Snowtown S2 Wind Farm - North | Wind | [5 empty] | Snowtown S2 Wind Farm - North
Snowtown S2 Wind Farm - South | Wind | SA | SA | Mid-North SA | Existing | N/A | Wind | Wind | Snowtown S2 Wind Farm - South | Snowtown S2 Wind Farm - South | Wind | Wind | Wind | Wind | Wind | Wind | Wind | Wind | Wind |  |  | All Wind | All Wind |  | Snowtown S2 Wind Farm - South | Wind | [5 empty] | Snowtown S2 Wind Farm - South
Starfish Hill Wind Farm | Wind | SA | SA | N/A | Existing | N/A | Wind | Wind | Starfish Hill wind farm | Starfish Hill wind farm | Wind | Wind | Wind | Wind | Wind | Wind | Wind | Wind | Wind |  |  | All Wind | All Wind |  | Starfish Hill Wind Farm | Wind | [5 empty] | Starfish Hill Wind Farm
Waterloo Wind Farm | Wind | SA | SA | Mid-North SA | Existing | N/A | Wind | Wind | Waterloo wind farm | Waterloo wind farm | Wind | Wind | Wind | Wind | Wind | Wind | Wind | Wind | Wind |  |  | All Wind | All Wind |  | Waterloo Wind Farm | Wind | [5 empty] | Waterloo Wind Farm
Wattle Point Wind Farm | Wind | SA | SA | Yorke Peninsula | Existing | N/A | Wind | Wind | Wattle Point wind farm | Wattle Point wind farm | Wind | Wind | Wind | Wind | Wind | Wind | Wind | Wind | Wind |  |  | All Wind | All Wind |  | Wattle Point Wind Farm | Wind | [5 empty] | Wattle Point Wind Farm
Willogoleche Wind Farm | Wind | SA | SA | Mid-North SA | Existing | N/A | Wind | Wind | Willogoleche wind farm | Willogoleche wind farm | Wind | Wind | Wind | Wind | Wind | Wind | Wind | Wind | Wind |  |  | All Wind | All Wind |  | Willogoleche Wind Farm | Wind | [5 empty] | Willogoleche Wind Farm
Cattle Hill Wind Farm | Wind | TAS | TAS | Central Highlands | Existing | N/A | Wind | Wind | Cattle Hill Wind Farm | Cattle Hill Wind Farm | Wind | Wind | Wind | Wind | Wind | Wind | Wind | Wind | Wind |  |  | All Wind | All Wind |  | Cattle Hill Wind Farm | Wind | [5 empty] | Cattle Hill Wind Farm
Granville Harbour Wind Farm | Wind | TAS | TAS | North West Tasmania | Existing | N/A | Wind | Wind | Granville Harbour Wind Farm | Granville Harbour Wind Farm | Wind | Wind | Wind | Wind | Wind | Wind | Wind | Wind | Wind |  |  | All Wind | All Wind |  | Granville Harbour Wind Farm | Wind | [5 empty] | Granville Harbour Wind Farm
Musselroe Wind Farm | Wind | TAS | TAS | North East Tasmania | Existing | N/A | Wind | Wind | Musselroe wind farm | Musselroe wind farm | Wind | Wind | Wind | Wind | Wind | Wind | Wind | Wind | Wind |  |  | All Wind | All Wind |  | Musselroe Wind Farm | Wind | [5 empty] | Musselroe Wind Farm
Woolnorth Wind Farm | Wind | TAS | TAS | North West Tasmania | Existing | N/A | Wind | Wind | Woolnorth wind farm | Woolnorth wind farm | Wind | Wind | Wind | Wind | Wind | Wind | Wind | Wind | Wind |  |  | All Wind | All Wind |  | Woolnorth Wind Farm | Wind | [5 empty] | Woolnorth Wind Farm
Ararat Wind Farm | Wind | VIC | VIC | Western Victoria | Existing | N/A | Wind | Wind | Ararat wind farm | Ararat wind farm | Wind | Wind | Wind | Wind | Wind | Wind | Wind | Wind | Wind |  |  | All Wind | All Wind |  | Ararat Wind Farm | Wind | [5 empty] | Ararat Wind Farm
Bald Hills Wind Farm | Wind | VIC | VIC | N/A | Existing | N/A | Wind | Wind | Bald Hills wind farm | Bald Hills wind farm | Wind | Wind | Wind | Wind | Wind | Wind | Wind | Wind | Wind |  |  | All Wind | All Wind |  | Bald Hills Wind Farm | Wind | [5 empty] | Bald Hills Wind Farm
Bulgana Green Power Hub - Wind Farm | Wind | VIC | VIC | Western Victoria | Existing | N/A | Wind | Wind | Bulgana Green Power Hub - Wind Farm | Bulgana Green Power Hub - Wind Farm | Wind | Wind | Wind | Wind | Wind | Wind | Wind | Wind | Wind |  |  | All Wind | All Wind |  | Bulgana Green Power Hub - Wind Farm | Wind | [5 empty] | Bulgana Green Power Hub - Wind Farm
Challicum Hills Wind Farm | Wind | VIC | VIC | Western Victoria | Existing | N/A | Wind | Wind | Challicum Hills wind farm | Challicum Hills wind farm | Wind | Wind | Wind | Wind | Wind | Wind | Wind | Wind | Wind |  |  | All Wind | All Wind |  | Challicum Hills Wind Farm | Wind | [5 empty] | Challicum Hills Wind Farm
Cherry Tree Wind Farm | Wind | VIC | VIC | N/A | Existing | N/A | Wind | Wind | Cherry Tree Wind Farm | Cherry Tree Wind Farm | Wind | Wind | Wind | Wind | Wind | Wind | Wind | Wind | Wind |  |  | All Wind | All Wind |  | Cherry Tree Wind Farm | Wind | [5 empty] | Cherry Tree Wind Farm
Crowlands Wind Farm | Wind | VIC | VIC | Western Victoria | Existing | N/A | Wind | Wind | Crowlands Wind Farm | Crowlands Wind Farm | Wind | Wind | Wind | Wind | Wind | Wind | Wind | Wind | Wind |  |  | All Wind | All Wind |  | Crowlands Wind Farm | Wind | [5 empty] | Crowlands Wind Farm
Dundonnell Wind Farm | Wind | VIC | VIC | South West Victoria | Existing | N/A | Wind | Wind | Dundonnell Wind Farm | Dundonnell Wind Farm | Wind | Wind | Wind | Wind | Wind | Wind | Wind | Wind | Wind |  |  | All Wind | All Wind |  | Dundonnell Wind Farm | Wind | [5 empty] | Dundonnell Wind Farm
Elaine Wind Farm | Wind | VIC | VIC | Western Victoria | Existing | N/A | Wind | Wind | Elaine Wind Farm | Elaine Wind Farm | Wind | Wind | Wind | Wind | Wind | Wind | Wind | Wind | Wind |  |  | All Wind | All Wind |  | Elaine Wind Farm | Wind | [5 empty] | Elaine Wind Farm
Kiata Wind Farm | Wind | VIC | VIC | Western Victoria | Existing | N/A | Wind | Wind | Kiata wind farm | Kiata wind farm | Wind | Wind | Wind | Wind | Wind | Wind | Wind | Wind | Wind |  |  | All Wind | All Wind |  | Kiata Wind Farm | Wind | [5 empty] | Kiata Wind Farm
Macarthur Wind Farm | Wind | VIC | VIC | South West Victoria | Existing | N/A | Wind | Wind | Macarthur wind farm | Macarthur wind farm | Wind | Wind | Wind | Wind | Wind | Wind | Wind | Wind | Wind |  |  | All Wind | All Wind |  | Macarthur Wind Farm | Wind | [5 empty] | Macarthur Wind Farm
Moorabool Wind Farm | Wind | VIC | VIC | Western Victoria | Existing | N/A | Wind | Wind | Moorabool Wind Farm | Moorabool Wind Farm | Wind | Wind | Wind | Wind | Wind | Wind | Wind | Wind | Wind |  |  | All Wind | All Wind |  | Moorabool Wind Farm | Wind | [5 empty] | Moorabool Wind Farm
Mortons Lane Wind Farm | Wind | VIC | VIC | South West Victoria | Existing | N/A | Wind | Wind | Mortons Lane wind farm | Mortons Lane wind farm | Wind | Wind | Wind | Wind | Wind | Wind | Wind | Wind | Wind |  |  | All Wind | All Wind |  | Mortons Lane Wind Farm | Wind | [5 empty] | Mortons Lane Wind Farm
Mt Gellibrand Wind Farm | Wind | VIC | VIC | South West Victoria | Existing | N/A | Wind | Wind | Mt Gellibrand wind farm | Mt Gellibrand wind farm | Wind | Wind | Wind | Wind | Wind | Wind | Wind | Wind | Wind |  |  | All Wind | All Wind |  | Mt Gellibrand Wind Farm | Wind | [5 empty] | Mt Gellibrand Wind Farm
Mt Mercer Wind Farm | Wind | VIC | VIC | Western Victoria | Existing | N/A | Wind | Wind | Mt Mercer Wind Farm | Mt Mercer Wind Farm | Wind | Wind | Wind | Wind | Wind | Wind | Wind | Wind | Wind |  |  | All Wind | All Wind |  | Mt Mercer Wind Farm | Wind | [5 empty] | Mt Mercer Wind Farm
Murra Warra Wind Farm - stage 1 | Wind | VIC | VIC | Western Victoria | Existing | N/A | Wind | Wind | Murra Warra Wind Farm - stage 1 | Murra Warra Wind Farm - stage 1 | Wind | Wind | Wind | Wind | Wind | Wind | Wind | Wind | Wind |  |  | All Wind | All Wind |  | Murra Warra Wind Farm - stage 1 | Wind | [5 empty] | Murra Warra Wind Farm - stage 1
Oaklands Hill Wind Farm | Wind | VIC | VIC | South West Victoria | Existing | N/A | Wind | Wind | Oaklands Hill wind farm | Oaklands Hill wind farm | Wind | Wind | Wind | Wind | Wind | Wind | Wind | Wind | Wind |  |  | All Wind | All Wind |  | Oaklands Hill Wind Farm | Wind | [5 empty] | Oaklands Hill Wind Farm
Portland Wind Farm | Wind | VIC | VIC | South West Victoria | Existing | N/A | Wind | Wind | Portland wind farm | Portland wind farm | Wind | Wind | Wind | Wind | Wind | Wind | Wind | Wind | Wind |  |  | All Wind | All Wind |  | Portland Wind Farm | Wind | [5 empty] | Portland Wind Farm
Salt Creek Wind Farm | Wind | VIC | VIC | South West Victoria | Existing | N/A | Wind | Wind | Salt Creek wind farm | Salt Creek wind farm | Wind | Wind | Wind | Wind | Wind | Wind | Wind | Wind | Wind |  |  | All Wind | All Wind |  | Salt Creek Wind Farm | Wind | [5 empty] | Salt Creek Wind Farm
Waubra Wind Farm | Wind | VIC | VIC | Western Victoria | Existing | N/A | Wind | Wind | Waubra wind farm | Waubra wind farm | Wind | Wind | Wind | Wind | Wind | Wind | Wind | Wind | Wind |  |  | All Wind | All Wind |  | Waubra Wind Farm | Wind | [5 empty] | Waubra Wind Farm
Yambuk Wind Farm | Wind | VIC | VIC | South West Victoria | Existing | N/A | Wind | Wind | Yambuk wind farm | Yambuk wind farm | Wind | Wind | Wind | Wind | Wind | Wind | Wind | Wind | Wind |  |  | All Wind | All Wind |  | Yambuk Wind Farm | Wind | [5 empty] | Yambuk Wind Farm
Yaloak South Wind Farm | Wind | VIC | VIC | Western Victoria | Existing | N/A | Wind | Wind | Yaloak South wind farm | Yaloak South wind farm | Wind | Wind | Wind | Wind | Wind | Wind | Wind | Wind | Wind |  |  | All Wind | All Wind |  | Yaloak South Wind Farm | Wind | [5 empty] | Yaloak South Wind Farm
Yendon Wind Farm | Wind | VIC | VIC | Western Victoria | Existing | N/A | Wind | Wind | Yendon Wind Farm | Yendon Wind Farm | Wind | Wind | Wind | Wind | Wind | Wind | Wind | Wind | Wind |  |  | All Wind | All Wind |  | Yendon Wind Farm | Wind | [5 empty] | Yendon Wind Farm
Berrybank Wind Farm | Wind | VIC | VIC | South West Victoria | Existing | N/A | Wind | Wind | Berrybank Wind Farm | Berrybank Wind Farm | Wind | Wind | Wind | Wind | Wind | Wind | Wind | Wind | Wind |  |  | All Wind | All Wind |  | Berrybank Wind Farm | Wind | [5 empty] | Berrybank Wind Farm
Gullen Range Wind Farm 2 | Wind | NSW | SNSW | N/A | Existing | N/A | Wind | Wind | Gullen Range Wind Farm 2 | Gullen Range Wind Farm 2 | Wind | Wind | Wind | Wind | Wind | Wind | Wind | Wind | Wind |  |  | All Wind | All Wind |  | Gullen Range Wind Farm 2 | Wind | [5 empty] | Gullen Range Wind Farm 2
Jemalong Solar | Large scale Solar PV | NSW | CNSW | N/A | Existing | N/A | Solar | Solar | Jemalong Solar | Jemalong Solar | Large scale Solar PV | Large scale Solar PV | Large scale Solar PV | Large scale Solar PV | Large scale Solar PV | Large scale Solar PV | Large scale Solar PV | Large scale Solar PV | Large scale Solar PV |  |  | All Large scale solar PV | All Large scale solar PV |  | Jemalong Solar | Solar | [5 empty] | Jemalong Solar
Maryrorough Solar Farm | Large scale Solar PV | QLD | SQ | Darling Downs | Existing | N/A | Solar | Solar | Maryrorough Solar Farm | Maryrorough Solar Farm | Large scale Solar PV | Large scale Solar PV | Large scale Solar PV | Large scale Solar PV | Large scale Solar PV | Large scale Solar PV | Large scale Solar PV | Large scale Solar PV | Large scale Solar PV |  |  | All Large scale solar PV | All Large scale solar PV |  | Maryrorough Solar Farm | Solar | [5 empty] | Maryrorough Solar Farm
Stockyard Hill Wind Farm | Wind | VIC | VIC | South West Victoria | Existing | N/A | Wind | Wind | Stockyard Hill Wind Farm | Stockyard Hill Wind Farm | Wind | Wind | Wind | Wind | Wind | Wind | Wind | Wind | Wind |  |  | All Wind | All Wind |  | Stockyard Hill Wind Farm | Wind | [5 empty] | Stockyard Hill Wind Farm
Wellington Solar Farm | Large scale Solar PV | NSW | CNSW | Central-West Orana | Existing | N/A | Solar | Solar | Wellington Solar Farm | Wellington Solar Farm | Large scale Solar PV | Large scale Solar PV | Large scale Solar PV | Large scale Solar PV | Large scale Solar PV | Large scale Solar PV | Large scale Solar PV | Large scale Solar PV | Large scale Solar PV |  |  | All Large scale solar PV | All Large scale solar PV |  | Wellington Solar Farm | Solar | [5 empty] | Wellington Solar Farm
Winton Solar Farm | Large scale Solar PV | VIC | VIC | Central North Vic | Existing | N/A | Solar | Solar | Winton Solar Farm | Winton Solar Farm | Large scale Solar PV | Large scale Solar PV | Large scale Solar PV | Large scale Solar PV | Large scale Solar PV | Large scale Solar PV | Large scale Solar PV | Large scale Solar PV | Large scale Solar PV |  |  | All Large scale solar PV | All Large scale solar PV |  | Winton Solar Farm | Solar | [5 empty] | Winton Solar Farm
Gangarri Solar Farm | Large scale Solar PV | QLD | SQ | Darling Downs | Existing | N/A | Solar | Solar | Gangarri Solar Farm | Gangarri Solar Farm | Large scale Solar PV | Large scale Solar PV | Large scale Solar PV | Large scale Solar PV | Large scale Solar PV | Large scale Solar PV | Large scale Solar PV | Large scale Solar PV | Large scale Solar PV |  |  | All Large scale solar PV | All Large scale solar PV |  | Gangarri Solar Farm | Solar | [5 empty] | Gangarri Solar Farm
Lincoln Gap Wind Farm - stage 2 | Wind | SA | SA | Northern SA | Existing | N/A | Wind | Wind | Lincoln Gap Wind Farm - stage 2 | Lincoln Gap Wind Farm - stage 2 | Wind | Wind | Wind | Wind | Wind | Wind | Wind | Wind | Wind |  |  | All Wind | All Wind |  | Lincoln Gap Wind Farm - stage 2 | Wind | [5 empty] | Lincoln Gap Wind Farm - stage 2
Snapper Point Power Station | OCGT | SA | SA | N/A | Existing | N/A | Liquid Fuel | SA new OCGT | Snapper Point Power Station | Snapper Point Power Station | OCGT | OCGT | OCGT | OCGT | OCGT | OCGT | OCGT | OCGT | OCGT |  |  | Snapper Point Power Station | Snapper Point Power Station |  | Snapper Point Power Station* | Liquid Fuel | [5 empty] | Snapper Point Power Station
Committed Generators
Kurri Kurri | OCGT | NSW | SNW | N/A | Committed | N/A | Gas | NSW new OCGT | Kurri Kurri | Kurri Kurri | OCGT | OCGT | OCGT | OCGT | OCGT | OCGT | OCGT | OCGT | OCGT |  |  | Kurri Kurri | Kurri Kurri |  | Kurri Kurri | OCGT | [5 empty] | Kurri Kurri
Kidston | Pumped Hydro | QLD | CNQ | N/A | Committed | N/A | Water | Hydro | Kidston | Kidston | Hydro | Hydro | Hydro | Hydro | Hydro | Hydro | Hydro | Hydro | Hydro |  |  | All Hydro | All Hydro |  | Kidston | Hydro | [5 empty] | Kidston
Snowy 2.0 | Pumped Hydro | NSW | SNSW | N/A | Committed | N/A | Water | Hydro | Snowy 2.0 | Snowy 2.0 | Hydro | Hydro | Hydro | Hydro | Hydro | Hydro | Hydro | Hydro | Hydro |  |  | All Hydro | All Hydro |  | Snowy 2.0 | Hydro | [5 empty] | Snowy 2.0
Corowa Solar Farm | Large scale Solar PV | NSW | SNSW | South West NSW | Committed | N/A | Solar | Solar | Corowa Solar Farm | Corowa Solar Farm | Large scale Solar PV | Large scale Solar PV | Large scale Solar PV | Large scale Solar PV | Large scale Solar PV | Large scale Solar PV | Large scale Solar PV | Large scale Solar PV | Large scale Solar PV |  |  | All Large scale solar PV | All Large scale solar PV |  | Corowa Solar Farm | Solar | [5 empty] | Corowa Solar Farm
Gunnedah Solar Farm | Large scale Solar PV | NSW | NNSW | North West NSW | Committed | N/A | Solar | Solar | Large scale Solar PV | Large scale Solar PV | Large scale Solar PV | Large scale Solar PV | Large scale Solar PV | Large scale Solar PV | Large scale Solar PV | Large scale Solar PV | Large scale Solar PV | Large scale Solar PV | Large scale Solar PV |  |  | All Large scale solar PV | All Large scale solar PV |  | Gunnedah Solar Farm | Solar | [5 empty] | Gunnedah Solar Farm
Junee Solar Farm | Large scale Solar PV | NSW | SNSW | Wagga Wagga | Committed | N/A | Solar | Solar | Junee Solar Farm | Junee Solar Farm | Large scale Solar PV | Large scale Solar PV | Large scale Solar PV | Large scale Solar PV | Large scale Solar PV | Large scale Solar PV | Large scale Solar PV | Large scale Solar PV | Large scale Solar PV |  |  | All Large scale solar PV | All Large scale solar PV |  | Junee Solar Farm | Solar | [5 empty] | Junee Solar Farm
Metz Solar Farm | Large scale Solar PV | NSW | NNSW | New England | Committed | N/A | Solar | Solar | Large scale Solar PV | Large scale Solar PV | Large scale Solar PV | Large scale Solar PV | Large scale Solar PV | Large scale Solar PV | Large scale Solar PV | Large scale Solar PV | Large scale Solar PV | Large scale Solar PV | Large scale Solar PV |  |  | All Large scale solar PV | All Large scale solar PV |  | Metz Solar Farm | Solar | [5 empty] | Metz Solar Farm
New England Solar Farm | Large scale Solar PV | NSW | NNSW | New England | Committed | N/A | Solar | Solar | New England Solar Farm | New England Solar Farm | Large scale Solar PV | Large scale Solar PV | Large scale Solar PV | Large scale Solar PV | Large scale Solar PV | Large scale Solar PV | Large scale Solar PV | Large scale Solar PV | Large scale Solar PV |  |  | All Large scale solar PV | All Large scale solar PV |  | New England Solar Farm | Solar | [5 empty] | New England Solar Farm
Riverina Solar Farm | Large scale Solar PV | NSW | SNSW | N/A | Committed | N/A | Solar | Solar | Riverina Solar Farm | Riverina Solar Farm | Large scale Solar PV | Large scale Solar PV | Large scale Solar PV | Large scale Solar PV | Large scale Solar PV | Large scale Solar PV | Large scale Solar PV | Large scale Solar PV | Large scale Solar PV |  |  | All Large scale solar PV | All Large scale solar PV |  | Riverina Solar Farm | Solar | [5 empty] | Riverina Solar Farm
Sebastopol Solar Farm | Large scale Solar PV | NSW | SNSW | Wagga Wagga | Committed | N/A | Solar | Solar | Sebastopol Solar Farm | Sebastopol Solar Farm | Large scale Solar PV | Large scale Solar PV | Large scale Solar PV | Large scale Solar PV | Large scale Solar PV | Large scale Solar PV | Large scale Solar PV | Large scale Solar PV | Large scale Solar PV |  |  | All Large scale solar PV | All Large scale solar PV |  | Sebastopol Solar Farm | Solar | [5 empty] | Sebastopol Solar Farm
Suntop Solar Farm | Large scale Solar PV | NSW | CNSW | Central-West Orana | Committed | N/A | Solar | Solar | Large scale Solar PV | Large scale Solar PV | Large scale Solar PV | Large scale Solar PV | Large scale Solar PV | Large scale Solar PV | Large scale Solar PV | Large scale Solar PV | Large scale Solar PV | Large scale Solar PV | Large scale Solar PV |  |  | All Large scale solar PV | All Large scale solar PV |  | Suntop Solar Farm | Solar | [5 empty] | Suntop Solar Farm
Wagga North Solar Farm | Large scale Solar PV | NSW | SNSW | Wagga Wagga | Committed | N/A | Solar | Solar | Wagga North Solar Farm | Wagga North Solar Farm | Large scale Solar PV | Large scale Solar PV | Large scale Solar PV | Large scale Solar PV | Large scale Solar PV | Large scale Solar PV | Large scale Solar PV | Large scale Solar PV | Large scale Solar PV |  |  | All Large scale solar PV | All Large scale solar PV |  | Wagga North Solar Farm | Solar | [5 empty] | Wagga North Solar Farm
Bluegrass Solar Farm | Large scale Solar PV | QLD | SQ | Darling Downs | Committed | N/A | Solar | Solar | Bluegrass Solar Farm | Bluegrass Solar Farm | Large scale Solar PV | Large scale Solar PV | Large scale Solar PV | Large scale Solar PV | Large scale Solar PV | Large scale Solar PV | Large scale Solar PV | Large scale Solar PV | Large scale Solar PV |  |  | All Large scale solar PV | All Large scale solar PV |  | Bluegrass Solar Farm | Solar | [5 empty] | Bluegrass Solar Farm
Columboola Solar Farm | Large scale Solar PV | QLD | SQ | Darling Downs | Committed | N/A | Solar | Solar | Columboola Solar Farm | Columboola Solar Farm | Large scale Solar PV | Large scale Solar PV | Large scale Solar PV | Large scale Solar PV | Large scale Solar PV | Large scale Solar PV | Large scale Solar PV | Large scale Solar PV | Large scale Solar PV |  |  | All Large scale solar PV | All Large scale solar PV |  | Columboola Solar Farm | Solar | [5 empty] | Columboola Solar Farm
Kennedy Energy Park Solar Farm* | Large scale Solar PV | QLD | CNQ | North Qld Clean Energy Hub | Committed | N/A | Solar | Solar | Kennedy Energy Park Solar Farm | Kennedy Energy Park Solar Farm | Large scale Solar PV | Large scale Solar PV | Large scale Solar PV | Large scale Solar PV | Large scale Solar PV | Large scale Solar PV | Large scale Solar PV | Large scale Solar PV | Large scale Solar PV |  |  | All Large scale solar PV | All Large scale solar PV |  | Kennedy Energy Park Solar Farm* | Solar | [5 empty] | Kennedy Energy Park Solar Farm
Warwick Solar Farm - stage 1 | Large scale Solar PV | QLD | SQ | Darling Downs | Committed | N/A | Solar | Solar | Warwick Solar Farm | Warwick Solar Farm | Large scale Solar PV | Large scale Solar PV | Large scale Solar PV | Large scale Solar PV | Large scale Solar PV | Large scale Solar PV | Large scale Solar PV | Large scale Solar PV | Large scale Solar PV |  |  | All Large scale solar PV | All Large scale solar PV |  | Warwick Solar Farm - stage 1 | Solar | [5 empty] | Warwick Solar Farm - stage 1
Warwick Solar Farm - stage 2 | Large scale Solar PV | QLD | SQ | Darling Downs | Committed | N/A | Solar | Solar | Warwick Solar Farm - stage 2 | Warwick Solar Farm - stage 2 | Large scale Solar PV | Large scale Solar PV | Large scale Solar PV | Large scale Solar PV | Large scale Solar PV | Large scale Solar PV | Large scale Solar PV | Large scale Solar PV | Large scale Solar PV |  |  | All Large scale solar PV | All Large scale solar PV |  | Warwick Solar Farm - stage 2 | Solar | [5 empty] | Warwick Solar Farm - stage 2
Western Downs Green Power Hub | Large scale Solar PV | QLD | SQ | Darling Downs | Committed | N/A | Solar | Solar | Western Downs Green Power Hub | Western Downs Green Power Hub | Large scale Solar PV | Large scale Solar PV | Large scale Solar PV | Large scale Solar PV | Large scale Solar PV | Large scale Solar PV | Large scale Solar PV | Large scale Solar PV | Large scale Solar PV |  |  | All Large scale solar PV | All Large scale solar PV |  | Western Downs Green Power Hub | Solar | [5 empty] | Western Downs Green Power Hub
Woolooga Solar Farm | Large scale Solar PV | QLD | SQ | Wide Bay | Committed | N/A | Solar | Solar | Woolooga Solar Farm | Woolooga Solar Farm | Large scale Solar PV | Large scale Solar PV | Large scale Solar PV | Large scale Solar PV | Large scale Solar PV | Large scale Solar PV | Large scale Solar PV | Large scale Solar PV | Large scale Solar PV |  |  | All Large scale solar PV | All Large scale solar PV |  | Woolooga Solar Farm | Solar | [5 empty] | Woolooga Solar Farm
Adelaide Desalination Plant* | Large scale Solar PV | SA | SA | N/A | Committed | N/A | Solar | Solar | Adelaide Desalination Plant | Adelaide Desalination Plant | Large scale Solar PV | Large scale Solar PV | Large scale Solar PV | Large scale Solar PV | Large scale Solar PV | Large scale Solar PV | Large scale Solar PV | Large scale Solar PV | Large scale Solar PV |  |  | All Large scale solar PV | All Large scale solar PV |  | Adelaide Desalination Plant* | Solar | [5 empty] | Adelaide Desalination Plant
Morgan To Whyalla Pipeline No 1 PS And Water Filtration Plant | Large scale Solar PV | SA | SA | Riverland | Committed | N/A | Solar | Solar | Morgan To Whyalla Pipeline No 1 PS And Water Filtration Plant | Morgan To Whyalla Pipeline No 1 PS And Water Filtration Plant | Large scale Solar PV | Large scale Solar PV | Large scale Solar PV | Large scale Solar PV | Large scale Solar PV | Large scale Solar PV | Large scale Solar PV | Large scale Solar PV | Large scale Solar PV |  |  | All Large scale solar PV | All Large scale solar PV |  | Morgan To Whyalla Pipeline No 1 PS And Water Filtration Plant | Solar | [5 empty] | Morgan To Whyalla Pipeline No 1 PS And Water Filtration Plant
Morgan To Whyalla Pipeline No 2 PS | Large scale Solar PV | SA | SA | Riverland | Committed | N/A | Solar | Solar | Morgan To Whyalla Pipeline No 2 PS | Morgan To Whyalla Pipeline No 2 PS | Large scale Solar PV | Large scale Solar PV | Large scale Solar PV | Large scale Solar PV | Large scale Solar PV | Large scale Solar PV | Large scale Solar PV | Large scale Solar PV | Large scale Solar PV |  |  | All Large scale solar PV | All Large scale solar PV |  | Morgan To Whyalla Pipeline No 2 PS | Solar | [5 empty] | Morgan To Whyalla Pipeline No 2 PS
Morgan To Whyalla Pipeline No 3 PS | Large scale Solar PV | SA | SA | Riverland | Committed | N/A | Solar | Solar | Morgan To Whyalla Pipeline No 3 PS | Morgan To Whyalla Pipeline No 3 PS | Large scale Solar PV | Large scale Solar PV | Large scale Solar PV | Large scale Solar PV | Large scale Solar PV | Large scale Solar PV | Large scale Solar PV | Large scale Solar PV | Large scale Solar PV |  |  | All Large scale solar PV | All Large scale solar PV |  | Morgan To Whyalla Pipeline No 3 PS | Solar | [5 empty] | Morgan To Whyalla Pipeline No 3 PS
Morgan To Whyalla Pipeline No 4 PS | Large scale Solar PV | SA | SA | Riverland | Committed | N/A | Solar | Solar | Morgan To Whyalla Pipeline No 4 PS | Morgan To Whyalla Pipeline No 4 PS | Large scale Solar PV | Large scale Solar PV | Large scale Solar PV | Large scale Solar PV | Large scale Solar PV | Large scale Solar PV | Large scale Solar PV | Large scale Solar PV | Large scale Solar PV |  |  | All Large scale solar PV | All Large scale solar PV |  | Morgan To Whyalla Pipeline No 4 PS | Solar | [5 empty] | Morgan To Whyalla Pipeline No 4 PS
Cohuna Solar Farm | Large scale Solar PV | VIC | VIC | Murray River | Committed | N/A | Solar | Solar | Cohuna Solar Farm | Cohuna Solar Farm | Large scale Solar PV | Large scale Solar PV | Large scale Solar PV | Large scale Solar PV | Large scale Solar PV | Large scale Solar PV | Large scale Solar PV | Large scale Solar PV | Large scale Solar PV |  |  | All Large scale solar PV | All Large scale solar PV |  | Cohuna Solar Farm | Solar | [5 empty] | Cohuna Solar Farm
Bango 999 Wind Farm | Wind | NSW | SNSW | N/A | Committed | N/A | Wind | Wind | Bango 999 Wind Farm | Bango 999 Wind Farm | Wind | Wind | Wind | Wind | Wind | Wind | Wind | Wind | Wind |  |  | All Wind | All Wind |  | Bango 999 Wind Farm | Wind | [5 empty] | Bango 999 Wind Farm
Kaban Green Power Hub - Wind Farm* | Wind | QLD | CNQ | Far North QLD | Committed | N/A | Wind | Wind | Kaban Green Power Hub - Wind Farm | Kaban Green Power Hub - Wind Farm | Wind | Wind | Wind | Wind | Wind | Wind | Wind | Wind | Wind |  |  | All Wind | All Wind |  | Kaban Green Power Hub - Wind Farm* | Wind | [5 empty] | Kaban Green Power Hub - Wind Farm
Kennedy Energy Park Wind Farm* | Wind | QLD | CNQ | North Qld Clean Energy Hub | Committed | N/A | Wind | Wind | Kennedy Energy Park Wind Farm | Kennedy Energy Park Wind Farm | Wind | Wind | Wind | Wind | Wind | Wind | Wind | Wind | Wind |  |  | All Wind | All Wind |  | Kennedy Energy Park Wind Farm* | Wind | [5 empty] | Kennedy Energy Park Wind Farm
Murra Warra Wind Farm - stage 2 | Wind | VIC | VIC | Western Victoria | Committed | N/A | Wind | Wind | Murra Warra Wind Farm - Stage 2 | Murra Warra Wind Farm - Stage 2 | Wind | Wind | Wind | Wind | Wind | Wind | Wind | Wind | Wind |  |  | All Wind | All Wind |  | Murra Warra Wind Farm - stage 2 | Wind | [5 empty] | Murra Warra Wind Farm - stage 2
Bolivar Waste Water Treatment | Large scale Solar PV | SA | SA | N/A | Committed | N/A | Solar | Solar | Bolivar Waste Water Treatment | Bolivar Waste Water Treatment | Large scale Solar PV | Large scale Solar PV | Large scale Solar PV | Large scale Solar PV | Large scale Solar PV | Large scale Solar PV | Large scale Solar PV | Large scale Solar PV | Large scale Solar PV |  |  | All Large scale solar PV | All Large scale solar PV |  | Bolivar Waste Water Treatment | Solar | [5 empty] | Bolivar Waste Water Treatment
Edenvale Solar Park | Large scale Solar PV | QLD | SQ | Darling Downs | Committed | N/A | Solar | Solar | Edenvale Solar Park | Edenvale Solar Park | Large scale Solar PV | Large scale Solar PV | Large scale Solar PV | Large scale Solar PV | Large scale Solar PV | Large scale Solar PV | Large scale Solar PV | Large scale Solar PV | Large scale Solar PV |  |  | All Large scale solar PV | All Large scale solar PV |  | Edenvale Solar Park | Solar | [5 empty] | Edenvale Solar Park
Hillston Sun Farm | Large scale Solar PV | NSW | SNSW | South West NSW | Committed | N/A | Solar | Solar | Hillston Sun Farm | Hillston Sun Farm | Large scale Solar PV | Large scale Solar PV | Large scale Solar PV | Large scale Solar PV | Large scale Solar PV | Large scale Solar PV | Large scale Solar PV | Large scale Solar PV | Large scale Solar PV |  |  | All Large scale solar PV | All Large scale solar PV |  | Hillston Sun Farm | Solar | [5 empty] | Hillston Sun Farm
Mannum Adelaide Pumping Station No 2 - MAPL2 (Palmer) | Large scale Solar PV | SA | SA | South East SA | Committed | N/A | Solar | Solar | Mannum Adelaide Pumping Station No 2 - MAPL2 (Palmer) | Mannum Adelaide Pumping Station No 2 - MAPL2 (Palmer) | Large scale Solar PV | Large scale Solar PV | Large scale Solar PV | Large scale Solar PV | Large scale Solar PV | Large scale Solar PV | Large scale Solar PV | Large scale Solar PV | Large scale Solar PV |  |  | All Large scale solar PV | All Large scale solar PV |  | Mannum Adelaide Pumping Station No 2 - MAPL2 (Palmer) | Solar | [5 empty] | Mannum Adelaide Pumping Station No 2 - MAPL2 (Palmer)
Mannum Adelaide Pumping Station No 3 - MAPL3 (Tungkillo)* | Large scale Solar PV | SA | SA | South East SA | Committed | N/A | Solar | Solar | Mannum Adelaide Pumping Station No 3 - MAPL3 (Kanmantoo) | Mannum Adelaide Pumping Station No 3 - MAPL3 (Kanmantoo) | Large scale Solar PV | Large scale Solar PV | Large scale Solar PV | Large scale Solar PV | Large scale Solar PV | Large scale Solar PV | Large scale Solar PV | Large scale Solar PV | Large scale Solar PV |  |  | All Large scale solar PV | All Large scale solar PV |  | Mannum Adelaide Pumping Station No 3 - MAPL3 (Kanmantoo) | Solar | [5 empty] | Mannum Adelaide Pumping Station No 3 - MAPL3 (Tungkillo)*
Moura Solar Farm | Large scale Solar PV | QLD | CNQ | Fitzroy | Committed | N/A | Solar | Solar | Moura Solar Farm | Moura Solar Farm | Large scale Solar PV | Large scale Solar PV | Large scale Solar PV | Large scale Solar PV | Large scale Solar PV | Large scale Solar PV | Large scale Solar PV | Large scale Solar PV | Large scale Solar PV |  |  | All Large scale solar PV | All Large scale solar PV |  | Moura Solar Farm | Solar | [5 empty] | Moura Solar Farm
Murray Bridge - Onkaparinga Pipeline Pump 2 | Large scale Solar PV | SA | SA | South East SA | Committed | N/A | Solar | Solar | Murray Bridge - Onkaparinga Pipeline Pump 2 | Murray Bridge - Onkaparinga Pipeline Pump 2 | Large scale Solar PV | Large scale Solar PV | Large scale Solar PV | Large scale Solar PV | Large scale Solar PV | Large scale Solar PV | Large scale Solar PV | Large scale Solar PV | Large scale Solar PV |  |  | All Large scale solar PV | All Large scale solar PV |  | Murray Bridge - Onkaparinga Pipeline Pump 2 | Solar | [5 empty] | Murray Bridge - Onkaparinga Pipeline Pump 2
Port Augusta Renewable Energy Park - Solar | Large scale Solar PV | SA | SA | Northern SA | Committed | N/A | Solar | Solar | Port Augusta Renewable Energy Park - Solar | Port Augusta Renewable Energy Park - Solar | Large scale Solar PV | Large scale Solar PV | Large scale Solar PV | Large scale Solar PV | Large scale Solar PV | Large scale Solar PV | Large scale Solar PV | Large scale Solar PV | Large scale Solar PV |  |  | All Large scale solar PV | All Large scale solar PV |  | Port Augusta Renewable Energy Park - Solar | Solar | [5 empty] | Port Augusta Renewable Energy Park - Solar
Port Augusta Renewable Energy Park - Wind | Wind | SA | SA | Northern SA | Committed | N/A | Wind | Wind | Port Augusta Renewable Energy Park - Wind | Port Augusta Renewable Energy Park - Wind | Wind | Wind | Wind | Wind | Wind | Wind | Wind | Wind | Wind |  |  | All Wind | All Wind |  | Port Augusta Renewable Energy Park - Wind | Wind | [5 empty] | Port Augusta Renewable Energy Park - Wind
Wyalong Solar Farm | Large scale Solar PV | NSW | SNSW | N/A | Committed | N/A | Solar | Solar | Wyalong Solar Farm | Wyalong Solar Farm | Large scale Solar PV | Large scale Solar PV | Large scale Solar PV | Large scale Solar PV | Large scale Solar PV | Large scale Solar PV | Large scale Solar PV | Large scale Solar PV | Large scale Solar PV |  |  | All Large scale solar PV | All Large scale solar PV |  | Wyalong Solar Farm | Solar | [5 empty] | Wyalong Solar Farm
Avonlie Solar Farm | Large scale Solar PV | NSW | SNSW | Wagga Wagga | Committed | N/A | Solar | Solar | Avonlie Solar Farm | Avonlie Solar Farm | Large scale Solar PV | Large scale Solar PV | Large scale Solar PV | Large scale Solar PV | Large scale Solar PV | Large scale Solar PV | Large scale Solar PV | Large scale Solar PV | Large scale Solar PV |  |  | All Large scale solar PV | All Large scale solar PV |  | Avonlie Solar Farm | Solar | [5 empty] | Avonlie Solar Farm
Dulacca Wind Farm | Wind | QLD | SQ | Darling Downs | Committed | N/A | Wind | Wind | Dulacca Wind Farm | Dulacca Wind Farm | Wind | Wind | Wind | Wind | Wind | Wind | Wind | Wind | Wind |  |  | All Wind | All Wind |  | Dulacca Wind Farm | Wind | [5 empty] | Dulacca Wind Farm
Rye Park Wind Farm | Wind | NSW | SNSW | N/A | Committed | N/A | Wind | Wind | Rye Park Wind Farm | Rye Park Wind Farm | Wind | Wind | Wind | Wind | Wind | Wind | Wind | Wind | Wind |  |  | All Wind | All Wind |  | Rye Park Wind Farm | Wind | [5 empty] | Rye Park Wind Farm
Berrybank Wind Farm - stage 2 | Wind | VIC | VIC | South West Victoria | Committed | N/A | Wind | Wind | Berrybank Wind Farm | Berrybank Wind Farm | Wind | Wind | Wind | Wind | Wind | Wind | Wind | Wind | Wind |  |  | All Wind | All Wind |  | Berrybank Wind Farm | Wind | [5 empty] | Berrybank Wind Farm
Clarke Creek Wind Farm | Wind | QLD | CNQ | Isaac | Committed | N/A | Wind | Wind | Clarke Creek Wind Farm | Clarke Creek Wind Farm | Wind | Wind | Wind | Wind | Wind | Wind | Wind | Wind | Wind |  |  | All Wind | All Wind |  | Clarke Creek Wind Farm | Wind | [5 empty] | Clarke Creek Wind Farm
Wandoan South Solar Farm - stage 1 | Large scale Solar PV | QLD | SQ | Darling Downs | Committed | N/A | Solar | Solar | Wandoan South Solar Farm - stage 1 | Wandoan South Solar Farm - stage 1 | Large scale Solar PV | Large scale Solar PV | Large scale Solar PV | Large scale Solar PV | Large scale Solar PV | Large scale Solar PV | Large scale Solar PV | Large scale Solar PV | Large scale Solar PV |  |  | All Large scale solar PV | All Large scale solar PV |  | Wandoan South Solar Farm - stage 1 | Solar | [5 empty] | Wandoan South Solar Farm - stage 1
Christies Beach Wastewater Treatment Plant | Large scale Solar PV | SA | SA | N/A | Committed | N/A | Solar | Solar | Christies Beach Wastewater Treatment Plant | Christies Beach Wastewater Treatment Plant | Large scale Solar PV | Large scale Solar PV | Large scale Solar PV | Large scale Solar PV | Large scale Solar PV | Large scale Solar PV | Large scale Solar PV | Large scale Solar PV | Large scale Solar PV |  |  | All Large scale solar PV | All Large scale solar PV |  | Christies Beach Wastewater Treatment Plant | Solar | [5 empty] | Christies Beach Wastewater Treatment Plant
Happy Valley Reservoir | Large scale Solar PV | SA | SA | N/A | Committed | N/A | Solar | Solar | Happy Valley Reservoir | Happy Valley Reservoir | Large scale Solar PV | Large scale Solar PV | Large scale Solar PV | Large scale Solar PV | Large scale Solar PV | Large scale Solar PV | Large scale Solar PV | Large scale Solar PV | Large scale Solar PV |  |  | All Large scale solar PV | All Large scale solar PV |  | Happy Valley Reservoir | Solar | [5 empty] | Happy Valley Reservoir
Tallawarra B* | OCGT | NSW | SNW | N/A | Committed | N/A | Gas | NSW new OCGT | Tallawarra B | Tallawarra B | OCGT | OCGT | OCGT | OCGT | OCGT | OCGT | OCGT | OCGT | OCGT |  |  | Tallawarra B | Tallawarra B |  | Tallawarra B | OCGT | [5 empty] | Tallawarra B*
Wollar Solar Farm | Large scale Solar PV | NSW | CNSW | N/A | Committed | N/A | Solar | Solar | Wollar Solar Farm | Wollar Solar Farm | Large scale Solar PV | Large scale Solar PV | Large scale Solar PV | Large scale Solar PV | Large scale Solar PV | Large scale Solar PV | Large scale Solar PV | Large scale Solar PV | Large scale Solar PV |  |  | All Large scale solar PV | All Large scale solar PV |  | Wollar Solar Farm | Solar | [5 empty] | Wollar Solar Farm
West Wyalong Solar Farm | Large scale Solar PV | NSW | SNSW | N/A | Committed | N/A | Solar | Solar | West Wyalong Solar Farm | West Wyalong Solar Farm | Large scale Solar PV | Large scale Solar PV | Large scale Solar PV | Large scale Solar PV | Large scale Solar PV | Large scale Solar PV | Large scale Solar PV | Large scale Solar PV | Large scale Solar PV |  |  | All Large scale solar PV | All Large scale solar PV |  | West Wyalong Solar Farm | Solar | [5 empty] | West Wyalong Solar Farm
Tailem Bend Solar Farm - stage 2 | Large scale Solar PV | SA | SA | South East SA | Existing | N/A | Solar | Solar | Tailem Bend - Solar | Tailem Bend - Solar | Large scale Solar PV | Large scale Solar PV | Large scale Solar PV | Large scale Solar PV | Large scale Solar PV | Large scale Solar PV | Large scale Solar PV | Large scale Solar PV | Large scale Solar PV |  |  | All Large scale solar PV | All Large scale solar PV |  | Tailem Bend Solar Farm | Solar | [5 empty] | Tailem Bend Solar Farm
Mortlake South Wind Farm | Wind | VIC | VIC | South West Victoria | Anticipated | N/A | Wind | Wind | Mortlake South Wind Farm | Mortlake South Wind Farm | Wind | Wind | Wind | Wind | Wind | Wind | Wind | Wind | Wind |  |  | All Wind | All Wind |  | Mortlake South Wind Farm | Wind | [5 empty] | Mortlake South Wind Farm
Anticipated Projects
Aramara Solar Farm | Large scale Solar PV | QLD | SQ | Wide Bay | Anticipated | N/A | Solar | Solar | Aramara Solar Farm | Aramara Solar Farm | Large scale Solar PV | Large scale Solar PV | Large scale Solar PV | Large scale Solar PV | Large scale Solar PV | Large scale Solar PV | Large scale Solar PV | Large scale Solar PV | Large scale Solar PV |  |  | All Large scale solar PV | All Large scale solar PV |  | Aramara Solar Farm | Solar | [5 empty] | Aramara Solar Farm
Munna Creek Solar Farm | Large scale Solar PV | QLD | SQ | Wide Bay | Anticipated | N/A | Solar | Solar | Munna Creek Solar Farm | Munna Creek Solar Farm | Large scale Solar PV | Large scale Solar PV | Large scale Solar PV | Large scale Solar PV | Large scale Solar PV | Large scale Solar PV | Large scale Solar PV | Large scale Solar PV | Large scale Solar PV |  |  | All Large scale solar PV | All Large scale solar PV |  | Munna Creek Solar Farm | Solar | [5 empty] | Munna Creek Solar Farm
Macintyre Wind Farm | Wind | QLD | SQ | Darling Downs | Anticipated | N/A | Wind | Wind | Macintyre Wind Farm | Macintyre Wind Farm | Wind | Wind | Wind | Wind | Wind | Wind | Wind | Wind | Wind |  |  | All Wind | All Wind |  | Macintyre Wind Farm | Wind | [5 empty] | Macintyre Wind Farm
Quorn Park Solar Farm | Large scale Solar PV | NSW | CNSW | N/A | Anticipated | N/A | Solar | Solar | Quorn Park Solar Farm | Quorn Park Solar Farm | Large scale Solar PV | Large scale Solar PV | Large scale Solar PV | Large scale Solar PV | Large scale Solar PV | Large scale Solar PV | Large scale Solar PV | Large scale Solar PV | Large scale Solar PV |  |  | All Large scale solar PV | All Large scale solar PV |  | Quorn Park Solar Farm | Solar | [5 empty] | Quorn Park Solar Farm
Walla Walla Solar Farm | Large scale Solar PV | NSW | SNSW | N/A | Anticipated | N/A | Solar | Solar | Walla Walla Solar Farm | Walla Walla Solar Farm | Large scale Solar PV | Large scale Solar PV | Large scale Solar PV | Large scale Solar PV | Large scale Solar PV | Large scale Solar PV | Large scale Solar PV | Large scale Solar PV | Large scale Solar PV |  |  | All Large scale solar PV | All Large scale solar PV |  | Walla Walla Solar Farm | Solar | [5 empty] | Walla Walla Solar Farm
Wunghnu Solar Farm | Large scale Solar PV | VIC | VIC | N/A | Anticipated | N/A | Solar | Solar | Wunghnu Solar Farm | Wunghnu Solar Farm | Large scale Solar PV | Large scale Solar PV | Large scale Solar PV | Large scale Solar PV | Large scale Solar PV | Large scale Solar PV | Large scale Solar PV | Large scale Solar PV | Large scale Solar PV |  |  | All Large scale solar PV | All Large scale solar PV |  | Wunghnu Solar Farm | Solar | [5 empty] | Wunghnu Solar Farm
Yanco Solar Farm | Large scale Solar PV | NSW | SNSW | N/A | Anticipated | N/A | Solar | Solar | Yanco Solar Farm | Yanco Solar Farm | Large scale Solar PV | Large scale Solar PV | Large scale Solar PV | Large scale Solar PV | Large scale Solar PV | Large scale Solar PV | Large scale Solar PV | Large scale Solar PV | Large scale Solar PV |  |  | All Large scale solar PV | All Large scale solar PV |  | Yanco Solar Farm | Solar | [5 empty] | Yanco Solar Farm
Bolivar Power Station | OCGT | SA | SA | N/A | Anticipated | N/A | Gas | SA new OCGT | Bolivar Power Station | Bolivar Power Station | OCGT | OCGT | OCGT | OCGT | OCGT | OCGT | OCGT | OCGT | OCGT |  |  | Bolivar Power Station | Bolivar Power Station |  | Bolivar Power Station | OCGT | [5 empty] | Bolivar Power Station
Karara Wind Farm | Wind | QLD | SQ | Darling Downs | Anticipated | N/A | Wind | Wind | Karara Wind Farm | Karara Wind Farm | Wind | Wind | Wind | Wind | Wind | Wind | Wind | Wind | Wind |  |  | All Wind | All Wind |  | Karara Wind Farm | Wind | [5 empty] | Karara Wind Farm
Batteries
Wallgrove Grid Battery project | Battery Storage | NSW | SNW | N/A | Committed | N/A | Battery | Battery | Battery Storage | Battery Storage | Battery Storage | Battery Storage | Battery Storage | Battery Storage | Battery Storage | Battery Storage | Battery Storage | Battery Storage | Battery Storage |  |  | All Battery storage (2hrs storage) | All Battery storage (2hrs storage) |  | Wallgrove Grid Battery project | N/A | [5 empty] | Wallgrove Grid Battery project
Wandoan South BESS | Battery Storage | QLD | SQ | N/A | Committed | N/A | Battery | Battery | Battery Storage | Battery Storage | Battery Storage | Battery Storage | Battery Storage | Battery Storage | Battery Storage | Battery Storage | Battery Storage | Battery Storage | Battery Storage |  |  | All Battery storage (2hrs storage) | All Battery storage (2hrs storage) |  | Wandoan South BESS | N/A | [5 empty] | Wandoan South BESS
Adelaide Desalination Plant BESS | Battery Storage | SA | SA | N/A | Committed | N/A | Battery | Battery | Battery Storage | Battery Storage | Battery Storage | Battery Storage | Battery Storage | Battery Storage | Battery Storage | Battery Storage | Battery Storage | Battery Storage | Battery Storage |  |  | All Battery storage (2hrs storage) | All Battery storage (2hrs storage) |  | Adelaide Desalination Plant BESS | N/A | [5 empty] | Adelaide Desalination Plant BESS
Bolivar Waste Water Treatment BESS | Battery Storage | SA | SA | N/A | Anticipated | N/A | Battery | Battery | Battery Storage | Battery Storage | Battery Storage | Battery Storage | Battery Storage | Battery Storage | Battery Storage | Battery Storage | Battery Storage | Battery Storage | Battery Storage |  |  | All Battery storage (2hrs storage) | All Battery storage (2hrs storage) |  | Bolivar Waste Water Treatment BESS | N/A | [5 empty] | Bolivar Waste Water Treatment BESS
Christies Beach Wastewater Treatment Plant BESS | Battery Storage | SA | SA | N/A | Anticipated | N/A | Battery | Battery | Battery Storage | Battery Storage | Battery Storage | Battery Storage | Battery Storage | Battery Storage | Battery Storage | Battery Storage | Battery Storage | Battery Storage | Battery Storage |  |  | All Battery storage (2hrs storage) | All Battery storage (2hrs storage) |  | Christies Beach Wastewater Treatment Plant BESS | N/A | [5 empty] | Christies Beach Wastewater Treatment Plant BESS
Dalrymple North BESS | Battery Storage | SA | SA | N/A | Existing | N/A | Battery | Battery | Battery Storage | Battery Storage | Battery Storage | Battery Storage | Battery Storage | Battery Storage | Battery Storage | Battery Storage | Battery Storage | Battery Storage | Battery Storage |  |  | All Battery storage (1hr storage) | All Battery storage (1hr storage) |  | Dalrymple North BESS | N/A | [5 empty] | Dalrymple North BESS
Happy Valley Reservoir BESS | Battery Storage | SA | SA | N/A | Anticipated | N/A | Battery | Battery | Battery Storage | Battery Storage | Battery Storage | Battery Storage | Battery Storage | Battery Storage | Battery Storage | Battery Storage | Battery Storage | Battery Storage | Battery Storage |  |  | All Battery storage (2hrs storage) | All Battery storage (2hrs storage) |  | Happy Valley Reservoir BESS | N/A | [5 empty] | Happy Valley Reservoir BESS
Hornsdale Power Reserve Unit 1 | Battery Storage | SA | SA | N/A | Existing | N/A | Battery | Battery | Battery Storage | Battery Storage | Battery Storage | Battery Storage | Battery Storage | Battery Storage | Battery Storage | Battery Storage | Battery Storage | Battery Storage | Battery Storage |  |  | All Battery storage (1hr storage) | All Battery storage (1hr storage) |  | Hornsdale Power Reserve Unit 1 | N/A | [5 empty] | Hornsdale Power Reserve Unit 1
Lake Bonney BESS1 | Battery Storage | SA | SA | N/A | Existing | N/A | Battery | Battery | Battery Storage | Battery Storage | Battery Storage | Battery Storage | Battery Storage | Battery Storage | Battery Storage | Battery Storage | Battery Storage | Battery Storage | Battery Storage |  |  | All Battery storage (2hrs storage) | All Battery storage (2hrs storage) |  | Lake Bonney BESS1 | N/A | [5 empty] | Lake Bonney BESS1
Lincoln Gap Wind Farm - BESS | Battery Storage | SA | SA | N/A | Anticipated | N/A | Battery | Battery | Battery Storage | Battery Storage | Battery Storage | Battery Storage | Battery Storage | Battery Storage | Battery Storage | Battery Storage | Battery Storage | Battery Storage | Battery Storage |  |  | All Battery storage (1hr storage) | All Battery storage (1hr storage) |  | Lincoln Gap Wind Farm - BESS | N/A | [5 empty] | Lincoln Gap Wind Farm - BESS
Torrens Island BESS | Battery Storage | SA | SA | N/A | Anticipated | N/A | Battery | Battery | Battery Storage | Battery Storage | Battery Storage | Battery Storage | Battery Storage | Battery Storage | Battery Storage | Battery Storage | Battery Storage | Battery Storage | Battery Storage |  |  | All Battery storage (1hr storage) | All Battery storage (1hr storage) |  | Torrens Island BESS | N/A | [5 empty] | Torrens Island BESS
Ballarat Energy Storage System | Battery Storage | VIC | VIC | N/A | Existing | N/A | Battery | Battery | Battery Storage | Battery Storage | Battery Storage | Battery Storage | Battery Storage | Battery Storage | Battery Storage | Battery Storage | Battery Storage | Battery Storage | Battery Storage |  |  | All Battery storage (1hr storage) | All Battery storage (1hr storage) |  | Ballarat Energy Storage System | N/A | [5 empty] | Ballarat Energy Storage System
Bulgana Green Power Hub - BESS | Battery Storage | VIC | VIC | N/A | Committed | N/A | Battery | Battery | Battery Storage | Battery Storage | Battery Storage | Battery Storage | Battery Storage | Battery Storage | Battery Storage | Battery Storage | Battery Storage | Battery Storage | Battery Storage |  |  | All Battery storage (2hrs storage) | All Battery storage (2hrs storage) |  | Bulgana Green Power Hub - BESS | N/A | [5 empty] | Bulgana Green Power Hub - BESS
Gannawarra Energy Storage System | Battery Storage | VIC | VIC | N/A | Existing | N/A | Battery | Battery | Battery Storage | Battery Storage | Battery Storage | Battery Storage | Battery Storage | Battery Storage | Battery Storage | Battery Storage | Battery Storage | Battery Storage | Battery Storage |  |  | All Battery storage (2hrs storage) | All Battery storage (2hrs storage) |  | Gannawarra Energy Storage System | N/A | [5 empty] | Gannawarra Energy Storage System
Victorian Big Battery | Battery Storage | VIC | VIC | N/A | Committed | N/A | Battery | Battery | Battery Storage | Battery Storage | Battery Storage | Battery Storage | Battery Storage | Battery Storage | Battery Storage | Battery Storage | Battery Storage | Battery Storage | Battery Storage |  |  | All Battery storage (2hrs storage) | All Battery storage (2hrs storage) |  | Victorian Big Battery | N/A | [5 empty] | Victorian Big Battery
Tailem Bend Battery Project | Battery Storage | SA | SA | N/A | Anticipated | N/A | Battery | Battery | Battery Storage | Battery Storage | Battery Storage | Battery Storage | Battery Storage | Battery Storage | Battery Storage | Battery Storage | Battery Storage | Battery Storage | Battery Storage |  |  | All Battery storage (2hrs storage) | All Battery storage (2hrs storage) |  | Tailem Bend Battery Project | N/A | [5 empty] | Tailem Bend Battery Project
Darlington Point Energy Storage System | Battery Storage | NSW | SNSW | N/A | Anticipated | N/A | Battery | Battery | Battery Storage | Battery Storage | Battery Storage | Battery Storage | Battery Storage | Battery Storage | Battery Storage | Battery Storage | Battery Storage | Battery Storage | Battery Storage |  |  | All Battery storage (2hrs storage) | All Battery storage (2hrs storage) |  | Darlington Point Energy Storage System | N/A | [5 empty] | Darlington Point Energy Storage System
Orana BESS | Battery Storage | NSW | CNSW | N/A | Anticipated | N/A | Battery | Battery | Battery Storage | Battery Storage | Battery Storage | Battery Storage | Battery Storage | Battery Storage | Battery Storage | Battery Storage | Battery Storage | Battery Storage | Battery Storage |  |  | All Battery storage (2hrs storage) | All Battery storage (2hrs storage) |  | Orana BESS | N/A | [5 empty] | Orana BESS
Riverina Energy Storage System 1 | Battery Storage | NSW | SNSW | N/A | Anticipated | N/A | Battery | Battery | Battery Storage | Battery Storage | Battery Storage | Battery Storage | Battery Storage | Battery Storage | Battery Storage | Battery Storage | Battery Storage | Battery Storage | Battery Storage |  |  | All Battery storage (2hrs storage) | All Battery storage (2hrs storage) |  | Riverina Energy Storage System 1 | N/A | [5 empty] | Riverina Energy Storage System 1
Riverina Energy Storage System 2 | Battery Storage | NSW | SNSW | N/A | Anticipated | N/A | Battery | Battery | Battery Storage | Battery Storage | Battery Storage | Battery Storage | Battery Storage | Battery Storage | Battery Storage | Battery Storage | Battery Storage | Battery Storage | Battery Storage |  |  | All Battery storage (2hrs storage) | All Battery storage (2hrs storage) |  | Riverina Energy Storage System 2 | N/A | [5 empty] | Riverina Energy Storage System 2
Wooreen Energy Storage System | Battery Storage | VIC | VIC | N/A | Anticipated | N/A | Battery | Battery | Battery Storage | Battery Storage | Battery Storage | Battery Storage | Battery Storage | Battery Storage | Battery Storage | Battery Storage | Battery Storage | Battery Storage | Battery Storage |  |  | All Battery storage (4hrs storage) | All Battery storage (4hrs storage) |  | Wooreen Energy Storage System | N/A | [5 empty] | Wooreen Energy Storage System
Ulinda Park BESS | Battery Storage | QLD | SQ | N/A | Anticipated | N/A | Battery | Battery | Battery Storage | Battery Storage | Battery Storage | Battery Storage | Battery Storage | Battery Storage | Battery Storage | Battery Storage | Battery Storage | Battery Storage | Battery Storage |  |  | All Battery storage (2hrs storage) | All Battery storage (2hrs storage) |  | Ulinda Park BESS | N/A | [5 empty] | Ulinda Park BESS
New Entrant
Black Coal (advanced ultra supercritical PC) | Black Coal (advanced ultra supercritical PC) | QLD | SQ | N/A | New Entrant | QLD Low | Black Coal | Southwest Queensland | Black Coal (advanced ultra supercritical PC) | Black Coal (advanced ultra supercritical PC) | Black Coal (advanced ultra supercritical PC) | Black Coal (advanced ultra supercritical PC) | Black Coal (advanced ultra supercritical PC) | Black Coal (advanced ultra supercritical PC) | Black Coal (advanced ultra supercritical PC) | Black Coal (advanced ultra supercritical PC) | Black Coal (advanced ultra supercritical PC) | Black Coal (advanced ultra supercritical PC) | Black Coal (advanced ultra supercritical PC) |  |  | QLD Low | QLD Low | Black Coal (advanced ultra supercritical PC) | NE_SQ | Black Coal (advanced ultra supercritical PC) | Black Coal (advanced ultra supercritical PC) | QLD | Black Coal (advanced ultra supercritical PC) | QLD | Black Coal (advanced ultra supercritical PC)
Black Coal (advanced ultra supercritical PC) | Black Coal (advanced ultra supercritical PC) | QLD | CNQ | N/A | New Entrant | QLD Low | Black Coal | Central Queensland | Black Coal (advanced ultra supercritical PC) | Black Coal (advanced ultra supercritical PC) | Black Coal (advanced ultra supercritical PC) | Black Coal (advanced ultra supercritical PC) | Black Coal (advanced ultra supercritical PC) | Black Coal (advanced ultra supercritical PC) | Black Coal (advanced ultra supercritical PC) | Black Coal (advanced ultra supercritical PC) | Black Coal (advanced ultra supercritical PC) | Black Coal (advanced ultra supercritical PC) | Black Coal (advanced ultra supercritical PC) |  |  | QLD Low | QLD Low | Black Coal (advanced ultra supercritical PC) | NE_CNQ | Black Coal (advanced ultra supercritical PC) | Black Coal (advanced ultra supercritical PC) | QLD | Black Coal (advanced ultra supercritical PC) | QLD | Black Coal (advanced ultra supercritical PC)
Black Coal (advanced ultra supercritical PC) | Black Coal (advanced ultra supercritical PC) | NSW | CNSW | N/A | New Entrant | NSW Low | Black Coal | North-Central NSW | Black Coal (advanced ultra supercritical PC) | Black Coal (advanced ultra supercritical PC) | Black Coal (advanced ultra supercritical PC) | Black Coal (advanced ultra supercritical PC) | Black Coal (advanced ultra supercritical PC) | Black Coal (advanced ultra supercritical PC) | Black Coal (advanced ultra supercritical PC) | Black Coal (advanced ultra supercritical PC) | Black Coal (advanced ultra supercritical PC) | Black Coal (advanced ultra supercritical PC) | Black Coal (advanced ultra supercritical PC) |  |  | NSW Low | NSW Low | Black Coal (advanced ultra supercritical PC) | NE_CNSW | Black Coal (advanced ultra supercritical PC) | Black Coal (advanced ultra supercritical PC) | NSW | Black Coal (advanced ultra supercritical PC) | NSW | Black Coal (advanced ultra supercritical PC)
Black Coal (advanced ultra supercritical PC) | Black Coal (advanced ultra supercritical PC) | NSW | SNW | N/A | New Entrant | NSW Low | Black Coal | North-Central NSW | Black Coal (advanced ultra supercritical PC) | Black Coal (advanced ultra supercritical PC) | Black Coal (advanced ultra supercritical PC) | Black Coal (advanced ultra supercritical PC) | Black Coal (advanced ultra supercritical PC) | Black Coal (advanced ultra supercritical PC) | Black Coal (advanced ultra supercritical PC) | Black Coal (advanced ultra supercritical PC) | Black Coal (advanced ultra supercritical PC) | Black Coal (advanced ultra supercritical PC) | Black Coal (advanced ultra supercritical PC) |  |  | NSW Low | NSW Low | Black Coal (advanced ultra supercritical PC) | NE_SNW | Black Coal (advanced ultra supercritical PC) | Black Coal (advanced ultra supercritical PC) | NSW | Black Coal (advanced ultra supercritical PC) | NSW | Black Coal (advanced ultra supercritical PC)
Black Coal (advanced ultra supercritical PC) with CCS | Black Coal (advanced ultra supercritical PC) with CCS | QLD | SQ | N/A | New Entrant | QLD Low | Black Coal | Southwest Queensland | Black Coal (advanced ultra supercritical PC) with CCS | Black Coal (advanced ultra supercritical PC) with CCS | Black Coal (advanced ultra supercritical PC) with CCS | Black Coal (advanced ultra supercritical PC) with CCS | Black Coal (advanced ultra supercritical PC) with CCS | Black Coal (advanced ultra supercritical PC) with CCS | Black Coal (advanced ultra supercritical PC) with CCS | Black Coal (advanced ultra supercritical PC) with CCS | Black Coal (advanced ultra supercritical PC) with CCS | Black Coal (advanced ultra supercritical PC) with CCS | Black Coal (advanced ultra supercritical PC) with CCS |  |  | QLD Low | QLD Low | Black Coal (advanced ultra supercritical PC) with CCS | NE_SQ | Black Coal (advanced ultra supercritical PC) with CCS | Black Coal (advanced ultra supercritical PC) | QLD | Black Coal (advanced ultra supercritical PC) with CCS | QLD | Black Coal (advanced ultra supercritical PC) with CCS
Black Coal (advanced ultra supercritical PC) with CCS | Black Coal (advanced ultra supercritical PC) with CCS | QLD | CNQ | N/A | New Entrant | QLD Low | Black Coal | Central Queensland | Black Coal (advanced ultra supercritical PC) with CCS | Black Coal (advanced ultra supercritical PC) with CCS | Black Coal (advanced ultra supercritical PC) with CCS | Black Coal (advanced ultra supercritical PC) with CCS | Black Coal (advanced ultra supercritical PC) with CCS | Black Coal (advanced ultra supercritical PC) with CCS | Black Coal (advanced ultra supercritical PC) with CCS | Black Coal (advanced ultra supercritical PC) with CCS | Black Coal (advanced ultra supercritical PC) with CCS | Black Coal (advanced ultra supercritical PC) with CCS | Black Coal (advanced ultra supercritical PC) with CCS |  |  | QLD Low | QLD Low | Black Coal (advanced ultra supercritical PC) with CCS | NE_CNQ | Black Coal (advanced ultra supercritical PC) with CCS | Black Coal (advanced ultra supercritical PC) | QLD | Black Coal (advanced ultra supercritical PC) with CCS | QLD | Black Coal (advanced ultra supercritical PC) with CCS
Black Coal (advanced ultra supercritical PC) with CCS | Black Coal (advanced ultra supercritical PC) with CCS | NSW | CNSW | N/A | New Entrant | NSW Low | Black Coal | North-Central NSW | Black Coal (advanced ultra supercritical PC) with CCS | Black Coal (advanced ultra supercritical PC) with CCS | Black Coal (advanced ultra supercritical PC) with CCS | Black Coal (advanced ultra supercritical PC) with CCS | Black Coal (advanced ultra supercritical PC) with CCS | Black Coal (advanced ultra supercritical PC) with CCS | Black Coal (advanced ultra supercritical PC) with CCS | Black Coal (advanced ultra supercritical PC) with CCS | Black Coal (advanced ultra supercritical PC) with CCS | Black Coal (advanced ultra supercritical PC) with CCS | Black Coal (advanced ultra supercritical PC) with CCS |  |  | NSW Low | NSW Low | Black Coal (advanced ultra supercritical PC) with CCS | NE_CNSW | Black Coal (advanced ultra supercritical PC) with CCS | Black Coal (advanced ultra supercritical PC) | NSW | Black Coal (advanced ultra supercritical PC) with CCS | NSW | Black Coal (advanced ultra supercritical PC) with CCS
Black Coal (advanced ultra supercritical PC) with CCS | Black Coal (advanced ultra supercritical PC) with CCS | NSW | SNW | N/A | New Entrant | NSW Low | Black Coal | North-Central NSW | Black Coal (advanced ultra supercritical PC) with CCS | Black Coal (advanced ultra supercritical PC) with CCS | Black Coal (advanced ultra supercritical PC) with CCS | Black Coal (advanced ultra supercritical PC) with CCS | Black Coal (advanced ultra supercritical PC) with CCS | Black Coal (advanced ultra supercritical PC) with CCS | Black Coal (advanced ultra supercritical PC) with CCS | Black Coal (advanced ultra supercritical PC) with CCS | Black Coal (advanced ultra supercritical PC) with CCS | Black Coal (advanced ultra supercritical PC) with CCS | Black Coal (advanced ultra supercritical PC) with CCS |  |  | NSW Low | NSW Low | Black Coal (advanced ultra supercritical PC) with CCS | NE_SNW | Black Coal (advanced ultra supercritical PC) with CCS | Black Coal (advanced ultra supercritical PC) | NSW | Black Coal (advanced ultra supercritical PC) with CCS | NSW | Black Coal (advanced ultra supercritical PC) with CCS
OCGT (small GT) | OCGT (small GT) | QLD | CNQ | N/A | New Entrant | QLD Low | Gas | QLD new OCGT | OCGT (small GT) | OCGT (small GT) | OCGT (small GT) | OCGT (small GT) | OCGT (small GT) | OCGT (small GT) | OCGT (small GT) | OCGT (small GT) | OCGT (small GT) | OCGT (small GT) | OCGT (small GT) |  |  | QLD Low | QLD Low | OCGT (small GT) | NE_CNQ | OCGT (small GT) | OCGT | QLD | OCGT (small GT) | QLD | OCGT (small GT)
OCGT (small GT) | OCGT (small GT) | QLD | GG | N/A | New Entrant | QLD Low | Gas | QLD new OCGT | OCGT (small GT) | OCGT (small GT) | OCGT (small GT) | OCGT (small GT) | OCGT (small GT) | OCGT (small GT) | OCGT (small GT) | OCGT (small GT) | OCGT (small GT) | OCGT (small GT) | OCGT (small GT) |  |  | QLD Low | QLD Low | OCGT (small GT) | NE_GG | OCGT (small GT) | OCGT | QLD | OCGT (small GT) | QLD | OCGT (small GT)
OCGT (small GT) | OCGT (small GT) | QLD | SQ | N/A | New Entrant | QLD Low | Gas | QLD new OCGT | OCGT (small GT) | OCGT (small GT) | OCGT (small GT) | OCGT (small GT) | OCGT (small GT) | OCGT (small GT) | OCGT (small GT) | OCGT (small GT) | OCGT (small GT) | OCGT (small GT) | OCGT (small GT) |  |  | QLD Low | QLD Low | OCGT (small GT) | NE_SQ | OCGT (small GT) | OCGT | QLD | OCGT (small GT) | QLD | OCGT (small GT)
OCGT (small GT) | OCGT (small GT) | NSW | NNSW | N/A | New Entrant | NSW Low | Gas | NSW new OCGT | OCGT (small GT) | OCGT (small GT) | OCGT (small GT) | OCGT (small GT) | OCGT (small GT) | OCGT (small GT) | OCGT (small GT) | OCGT (small GT) | OCGT (small GT) | OCGT (small GT) | OCGT (small GT) |  |  | NSW Low | NSW Low | OCGT (small GT) | NE_NNSW | OCGT (small GT) | OCGT | NSW | OCGT (small GT) | NSW | OCGT (small GT)
OCGT (small GT) | OCGT (small GT) | NSW | CNSW | N/A | New Entrant | NSW Low | Gas | NSW new OCGT | OCGT (small GT) | OCGT (small GT) | OCGT (small GT) | OCGT (small GT) | OCGT (small GT) | OCGT (small GT) | OCGT (small GT) | OCGT (small GT) | OCGT (small GT) | OCGT (small GT) | OCGT (small GT) |  |  | NSW Low | NSW Low | OCGT (small GT) | NE_CNSW | OCGT (small GT) | OCGT | NSW | OCGT (small GT) | NSW | OCGT (small GT)
OCGT (small GT) | OCGT (small GT) | NSW | SNW | N/A | New Entrant | NSW Low | Gas | NSW new OCGT | OCGT (small GT) | OCGT (small GT) | OCGT (small GT) | OCGT (small GT) | OCGT (small GT) | OCGT (small GT) | OCGT (small GT) | OCGT (small GT) | OCGT (small GT) | OCGT (small GT) | OCGT (small GT) |  |  | NSW Low | NSW Low | OCGT (small GT) | NE_SNW | OCGT (small GT) | OCGT | NSW | OCGT (small GT) | NSW | OCGT (small GT)
OCGT (small GT) | OCGT (small GT) | NSW | SNSW | N/A | New Entrant | NSW Low | Gas | NSW new OCGT | OCGT (small GT) | OCGT (small GT) | OCGT (small GT) | OCGT (small GT) | OCGT (small GT) | OCGT (small GT) | OCGT (small GT) | OCGT (small GT) | OCGT (small GT) | OCGT (small GT) | OCGT (small GT) |  |  | NSW Low | NSW Low | OCGT (small GT) | NE_SNSW | OCGT (small GT) | OCGT | NSW | OCGT (small GT) | NSW | OCGT (small GT)
OCGT (small GT) | OCGT (small GT) | VIC | VIC | N/A | New Entrant | VIC Low | Gas | VIC new OCGT | OCGT (small GT) | OCGT (small GT) | OCGT (small GT) | OCGT (small GT) | OCGT (small GT) | OCGT (small GT) | OCGT (small GT) | OCGT (small GT) | OCGT (small GT) | OCGT (small GT) | OCGT (small GT) |  |  | VIC Low | VIC Low | OCGT (small GT) | NE_VIC1 | OCGT (small GT) | OCGT | VIC | OCGT (small GT) | VIC | OCGT (small GT)
OCGT (small GT) | OCGT (small GT) | SA | SA | N/A | New Entrant | SA Low | Gas | SA new OCGT | OCGT (small GT) | OCGT (small GT) | OCGT (small GT) | OCGT (small GT) | OCGT (small GT) | OCGT (small GT) | OCGT (small GT) | OCGT (small GT) | OCGT (small GT) | OCGT (small GT) | OCGT (small GT) |  |  | SA Low | SA Low | OCGT (small GT) | NE_SA1 | OCGT (small GT) | OCGT | SA | OCGT (small GT) | SA | OCGT (small GT)
OCGT (small GT) | OCGT (small GT) | TAS | TAS | N/A | New Entrant | TAS Low | Gas | TAS new OCGT | OCGT (small GT) | OCGT (small GT) | OCGT (small GT) | OCGT (small GT) | OCGT (small GT) | OCGT (small GT) | OCGT (small GT) | OCGT (small GT) | OCGT (small GT) | OCGT (small GT) | OCGT (small GT) |  |  | TAS Low | TAS Low | OCGT (small GT) | NE_TAS1 | OCGT (small GT) | OCGT | TAS | OCGT (small GT) | TAS | OCGT (small GT)
OCGT (large GT) | OCGT (large GT) | QLD | CNQ | N/A | New Entrant | QLD Low | Gas | QLD new OCGT | OCGT (large GT) | OCGT (large GT) | OCGT (large GT) | OCGT (large GT) | OCGT (large GT) | OCGT (large GT) | OCGT (large GT) | OCGT (large GT) | OCGT (large GT) | OCGT (large GT) | OCGT (large GT) |  |  | QLD Low | QLD Low | OCGT (large GT) | NE_CNQ | OCGT (large GT) | OCGT | QLD | OCGT (large GT) | QLD | OCGT (large GT)
OCGT (large GT) | OCGT (large GT) | QLD | GG | N/A | New Entrant | QLD Low | Gas | QLD new OCGT | OCGT (large GT) | OCGT (large GT) | OCGT (large GT) | OCGT (large GT) | OCGT (large GT) | OCGT (large GT) | OCGT (large GT) | OCGT (large GT) | OCGT (large GT) | OCGT (large GT) | OCGT (large GT) |  |  | QLD Low | QLD Low | OCGT (large GT) | NE_GG | OCGT (large GT) | OCGT | QLD | OCGT (large GT) | QLD | OCGT (large GT)
OCGT (large GT) | OCGT (large GT) | QLD | SQ | N/A | New Entrant | QLD Low | Gas | QLD new OCGT | OCGT (large GT) | OCGT (large GT) | OCGT (large GT) | OCGT (large GT) | OCGT (large GT) | OCGT (large GT) | OCGT (large GT) | OCGT (large GT) | OCGT (large GT) | OCGT (large GT) | OCGT (large GT) |  |  | QLD Low | QLD Low | OCGT (large GT) | NE_SQ | OCGT (large GT) | OCGT | QLD | OCGT (large GT) | QLD | OCGT (large GT)
OCGT (large GT) | OCGT (large GT) | NSW | NNSW | N/A | New Entrant | NSW Low | Gas | NSW new OCGT | OCGT (large GT) | OCGT (large GT) | OCGT (large GT) | OCGT (large GT) | OCGT (large GT) | OCGT (large GT) | OCGT (large GT) | OCGT (large GT) | OCGT (large GT) | OCGT (large GT) | OCGT (large GT) |  |  | NSW Low | NSW Low | OCGT (large GT) | NE_NNSW | OCGT (large GT) | OCGT | NSW | OCGT (large GT) | NSW | OCGT (large GT)
OCGT (large GT) | OCGT (large GT) | NSW | CNSW | N/A | New Entrant | NSW Low | Gas | NSW new OCGT | OCGT (large GT) | OCGT (large GT) | OCGT (large GT) | OCGT (large GT) | OCGT (large GT) | OCGT (large GT) | OCGT (large GT) | OCGT (large GT) | OCGT (large GT) | OCGT (large GT) | OCGT (large GT) |  |  | NSW Low | NSW Low | OCGT (large GT) | NE_CNSW | OCGT (large GT) | OCGT | NSW | OCGT (large GT) | NSW | OCGT (large GT)
OCGT (large GT) | OCGT (large GT) | NSW | SNW | N/A | New Entrant | NSW Low | Gas | NSW new OCGT | OCGT (large GT) | OCGT (large GT) | OCGT (large GT) | OCGT (large GT) | OCGT (large GT) | OCGT (large GT) | OCGT (large GT) | OCGT (large GT) | OCGT (large GT) | OCGT (large GT) | OCGT (large GT) |  |  | NSW Low | NSW Low | OCGT (large GT) | NE_SNW | OCGT (large GT) | OCGT | NSW | OCGT (large GT) | NSW | OCGT (large GT)
OCGT (large GT) | OCGT (large GT) | NSW | SNSW | N/A | New Entrant | NSW Low | Gas | NSW new OCGT | OCGT (large GT) | OCGT (large GT) | OCGT (large GT) | OCGT (large GT) | OCGT (large GT) | OCGT (large GT) | OCGT (large GT) | OCGT (large GT) | OCGT (large GT) | OCGT (large GT) | OCGT (large GT) |  |  | NSW Low | NSW Low | OCGT (large GT) | NE_SNSW | OCGT (large GT) | OCGT | NSW | OCGT (large GT) | NSW | OCGT (large GT)
OCGT (large GT) | OCGT (large GT) | VIC | VIC | N/A | New Entrant | VIC Low | Gas | VIC new OCGT | OCGT (large GT) | OCGT (large GT) | OCGT (large GT) | OCGT (large GT) | OCGT (large GT) | OCGT (large GT) | OCGT (large GT) | OCGT (large GT) | OCGT (large GT) | OCGT (large GT) | OCGT (large GT) |  |  | VIC Low | VIC Low | OCGT (large GT) | NE_VIC1 | OCGT (large GT) | OCGT | VIC | OCGT (large GT) | VIC | OCGT (large GT)
OCGT (large GT) | OCGT (large GT) | SA | SA | N/A | New Entrant | SA Low | Gas | SA new OCGT | OCGT (large GT) | OCGT (large GT) | OCGT (large GT) | OCGT (large GT) | OCGT (large GT) | OCGT (large GT) | OCGT (large GT) | OCGT (large GT) | OCGT (large GT) | OCGT (large GT) | OCGT (large GT) |  |  | SA Low | SA Low | OCGT (large GT) | NE_SA1 | OCGT (large GT) | OCGT | SA | OCGT (large GT) | SA | OCGT (large GT)
OCGT (large GT) | OCGT (large GT) | TAS | TAS | N/A | New Entrant | TAS Low | Gas | TAS new OCGT | OCGT (large GT) | OCGT (large GT) | OCGT (large GT) | OCGT (large GT) | OCGT (large GT) | OCGT (large GT) | OCGT (large GT) | OCGT (large GT) | OCGT (large GT) | OCGT (large GT) | OCGT (large GT) |  |  | TAS Low | TAS Low | OCGT (large GT) | NE_TAS1 | OCGT (large GT) | OCGT | TAS | OCGT (large GT) | TAS | OCGT (large GT)
CCGT | CCGT | QLD | CNQ | N/A | New Entrant | QLD Low | Gas | QLD new CCGT | CCGT | CCGT | CCGT | CCGT | CCGT | CCGT | CCGT | CCGT | CCGT | CCGT | CCGT |  |  | QLD Low | QLD Low | CCGT | NE_CNQ | CCGT | CCGT | QLD | CCGT | QLD | CCGT
CCGT | CCGT | QLD | GG | N/A | New Entrant | QLD Low | Gas | QLD new CCGT | CCGT | CCGT | CCGT | CCGT | CCGT | CCGT | CCGT | CCGT | CCGT | CCGT | CCGT |  |  | QLD Low | QLD Low | CCGT | NE_GG | CCGT | CCGT | QLD | CCGT | QLD | CCGT
CCGT | CCGT | QLD | SQ | N/A | New Entrant | QLD Low | Gas | QLD new CCGT | CCGT | CCGT | CCGT | CCGT | CCGT | CCGT | CCGT | CCGT | CCGT | CCGT | CCGT |  |  | QLD Low | QLD Low | CCGT | NE_SQ | CCGT | CCGT | QLD | CCGT | QLD | CCGT
CCGT | CCGT | NSW | NNSW | N/A | New Entrant | NSW Low | Gas | NSW new CCGT | CCGT | CCGT | CCGT | CCGT | CCGT | CCGT | CCGT | CCGT | CCGT | CCGT | CCGT |  |  | NSW Low | NSW Low | CCGT | NE_NNSW | CCGT | CCGT | NSW | CCGT | NSW | CCGT
CCGT | CCGT | NSW | CNSW | N/A | New Entrant | NSW Low | Gas | NSW new CCGT | CCGT | CCGT | CCGT | CCGT | CCGT | CCGT | CCGT | CCGT | CCGT | CCGT | CCGT |  |  | NSW Low | NSW Low | CCGT | NE_CNSW | CCGT | CCGT | NSW | CCGT | NSW | CCGT
CCGT | CCGT | NSW | SNW | N/A | New Entrant | NSW Low | Gas | NSW new CCGT | CCGT | CCGT | CCGT | CCGT | CCGT | CCGT | CCGT | CCGT | CCGT | CCGT | CCGT |  |  | NSW Low | NSW Low | CCGT | NE_SNW | CCGT | CCGT | NSW | CCGT | NSW | CCGT
CCGT | CCGT | NSW | SNSW | N/A | New Entrant | NSW Low | Gas | NSW new CCGT | CCGT | CCGT | CCGT | CCGT | CCGT | CCGT | CCGT | CCGT | CCGT | CCGT | CCGT |  |  | NSW Low | NSW Low | CCGT | NE_SNSW | CCGT | CCGT | NSW | CCGT | NSW | CCGT
CCGT | CCGT | VIC | VIC | N/A | New Entrant | VIC Low | Gas | VIC new CCGT | CCGT | CCGT | CCGT | CCGT | CCGT | CCGT | CCGT | CCGT | CCGT | CCGT | CCGT |  |  | VIC Low | VIC Low | CCGT | NE_VIC1 | CCGT | CCGT | VIC | CCGT | VIC | CCGT
CCGT | CCGT | SA | SA | N/A | New Entrant | SA Low | Gas | SA new CCGT | CCGT | CCGT | CCGT | CCGT | CCGT | CCGT | CCGT | CCGT | CCGT | CCGT | CCGT |  |  | SA Low | SA Low | CCGT | NE_SA1 | CCGT | CCGT | SA | CCGT | SA | CCGT
CCGT | CCGT | TAS | TAS | N/A | New Entrant | TAS Low | Gas | TAS new CCGT | CCGT | CCGT | CCGT | CCGT | CCGT | CCGT | CCGT | CCGT | CCGT | CCGT | CCGT |  |  | TAS Low | TAS Low | CCGT | NE_TAS1 | CCGT | CCGT | TAS | CCGT | TAS | CCGT
CCGT with CCS | CCGT with CCS | QLD | CNQ | N/A | New Entrant | QLD Low | Gas | QLD new CCGT | CCGT with CCS | CCGT with CCS | CCGT with CCS | CCGT with CCS | CCGT with CCS | CCGT with CCS | CCGT with CCS | CCGT with CCS | CCGT with CCS | CCGT with CCS | CCGT with CCS |  |  | QLD Low | QLD Low | CCGT with CCS | NE_CNQ | CCGT with CCS | CCGT | QLD | CCGT with CCS | QLD | CCGT with CCS
CCGT with CCS | CCGT with CCS | QLD | GG | N/A | New Entrant | QLD Low | Gas | QLD new CCGT | CCGT with CCS | CCGT with CCS | CCGT with CCS | CCGT with CCS | CCGT with CCS | CCGT with CCS | CCGT with CCS | CCGT with CCS | CCGT with CCS | CCGT with CCS | CCGT with CCS |  |  | QLD Low | QLD Low | CCGT with CCS | NE_GG | CCGT with CCS | CCGT | QLD | CCGT with CCS | QLD | CCGT with CCS
CCGT with CCS | CCGT with CCS | QLD | SQ | N/A | New Entrant | QLD Low | Gas | QLD new CCGT | CCGT with CCS | CCGT with CCS | CCGT with CCS | CCGT with CCS | CCGT with CCS | CCGT with CCS | CCGT with CCS | CCGT with CCS | CCGT with CCS | CCGT with CCS | CCGT with CCS |  |  | QLD Low | QLD Low | CCGT with CCS | NE_SQ | CCGT with CCS | CCGT | QLD | CCGT with CCS | QLD | CCGT with CCS
CCGT with CCS | CCGT with CCS | NSW | NNSW | N/A | New Entrant | NSW Low | Gas | NSW new CCGT | CCGT with CCS | CCGT with CCS | CCGT with CCS | CCGT with CCS | CCGT with CCS | CCGT with CCS | CCGT with CCS | CCGT with CCS | CCGT with CCS | CCGT with CCS | CCGT with CCS |  |  | NSW Low | NSW Low | CCGT with CCS | NE_NNSW | CCGT with CCS | CCGT | NSW | CCGT with CCS | NSW | CCGT with CCS
CCGT with CCS | CCGT with CCS | NSW | CNSW | N/A | New Entrant | NSW Low | Gas | NSW new CCGT | CCGT with CCS | CCGT with CCS | CCGT with CCS | CCGT with CCS | CCGT with CCS | CCGT with CCS | CCGT with CCS | CCGT with CCS | CCGT with CCS | CCGT with CCS | CCGT with CCS |  |  | NSW Low | NSW Low | CCGT with CCS | NE_CNSW | CCGT with CCS | CCGT | NSW | CCGT with CCS | NSW | CCGT with CCS
CCGT with CCS | CCGT with CCS | NSW | SNW | N/A | New Entrant | NSW Low | Gas | NSW new CCGT | CCGT with CCS | CCGT with CCS | CCGT with CCS | CCGT with CCS | CCGT with CCS | CCGT with CCS | CCGT with CCS | CCGT with CCS | CCGT with CCS | CCGT with CCS | CCGT with CCS |  |  | NSW Low | NSW Low | CCGT with CCS | NE_SNW | CCGT with CCS | CCGT | NSW | CCGT with CCS | NSW | CCGT with CCS
CCGT with CCS | CCGT with CCS | NSW | SNSW | N/A | New Entrant | NSW Low | Gas | NSW new CCGT | CCGT with CCS | CCGT with CCS | CCGT with CCS | CCGT with CCS | CCGT with CCS | CCGT with CCS | CCGT with CCS | CCGT with CCS | CCGT with CCS | CCGT with CCS | CCGT with CCS |  |  | NSW Low | NSW Low | CCGT with CCS | NE_SNSW | CCGT with CCS | CCGT | NSW | CCGT with CCS | NSW | CCGT with CCS
CCGT with CCS | CCGT with CCS | SA | SA | N/A | New Entrant | SA Low | Gas | SA new CCGT | CCGT with CCS | CCGT with CCS | CCGT with CCS | CCGT with CCS | CCGT with CCS | CCGT with CCS | CCGT with CCS | CCGT with CCS | CCGT with CCS | CCGT with CCS | CCGT with CCS |  |  | SA Low | SA Low | CCGT with CCS | NE_SA1 | CCGT with CCS | CCGT | SA | CCGT with CCS | SA | CCGT with CCS
CCGT with CCS | CCGT with CCS | TAS | TAS | N/A | New Entrant | TAS Low | Gas | TAS new CCGT | CCGT with CCS | CCGT with CCS | CCGT with CCS | CCGT with CCS | CCGT with CCS | CCGT with CCS | CCGT with CCS | CCGT with CCS | CCGT with CCS | CCGT with CCS | CCGT with CCS |  |  | TAS Low | TAS Low | CCGT with CCS | NE_TAS1 | CCGT with CCS | CCGT | TAS | CCGT with CCS | TAS | CCGT with CCS
CCGT with CCS | CCGT with CCS | VIC | VIC | N/A | New Entrant | VIC Low | Gas | VIC new CCGT | CCGT with CCS | CCGT with CCS | CCGT with CCS | CCGT with CCS | CCGT with CCS | CCGT with CCS | CCGT with CCS | CCGT with CCS | CCGT with CCS | CCGT with CCS | CCGT with CCS |  |  | VIC Low | VIC Low | CCGT with CCS | NE_VIC1 | CCGT with CCS | CCGT | VIC | CCGT with CCS | VIC | CCGT with CCS
Biomass | Biomass | VIC | VIC | N/A | New Entrant | VIC Low | Biomass | Biomass | Biomass | Biomass | Biomass | Biomass | Biomass | Biomass | Biomass | Biomass | Biomass | Biomass | Biomass |  |  | VIC Low | VIC Low | Biomass | NE_VIC1 | Biomass | Biomass | VIC | Biomass | VIC | Biomass
Biomass | Biomass | QLD | CNQ | N/A | New Entrant | QLD Low | Biomass | Biomass | Biomass | Biomass | Biomass | Biomass | Biomass | Biomass | Biomass | Biomass | Biomass | Biomass | Biomass |  |  | QLD Low | QLD Low | Biomass | NE_CNQ | Biomass | Biomass | QLD | Biomass | QLD | Biomass
Biomass | Biomass | QLD | GG | N/A | New Entrant | QLD Low | Biomass | Biomass | Biomass | Biomass | Biomass | Biomass | Biomass | Biomass | Biomass | Biomass | Biomass | Biomass | Biomass |  |  | QLD Low | QLD Low | Biomass | NE_GG | Biomass | Biomass | QLD | Biomass | QLD | Biomass
Biomass | Biomass | QLD | SQ | N/A | New Entrant | QLD Low | Biomass | Biomass | Biomass | Biomass | Biomass | Biomass | Biomass | Biomass | Biomass | Biomass | Biomass | Biomass | Biomass |  |  | QLD Low | QLD Low | Biomass | NE_SQ | Biomass | Biomass | QLD | Biomass | QLD | Biomass
Biomass | Biomass | NSW | NNSW | N/A | New Entrant | NSW Low | Biomass | Biomass | Biomass | Biomass | Biomass | Biomass | Biomass | Biomass | Biomass | Biomass | Biomass | Biomass | Biomass |  |  | NSW Low | NSW Low | Biomass | NE_NNSW | Biomass | Biomass | NSW | Biomass | NSW | Biomass
Biomass | Biomass | NSW | CNSW | N/A | New Entrant | NSW Low | Biomass | Biomass | Biomass | Biomass | Biomass | Biomass | Biomass | Biomass | Biomass | Biomass | Biomass | Biomass | Biomass |  |  | NSW Low | NSW Low | Biomass | NE_CNSW | Biomass | Biomass | NSW | Biomass | NSW | Biomass
Biomass | Biomass | NSW | SNW | N/A | New Entrant | NSW Low | Biomass | Biomass | Biomass | Biomass | Biomass | Biomass | Biomass | Biomass | Biomass | Biomass | Biomass | Biomass | Biomass |  |  | NSW Low | NSW Low | Biomass | NE_SNW | Biomass | Biomass | NSW | Biomass | NSW | Biomass
Biomass | Biomass | NSW | SNSW | N/A | New Entrant | NSW Low | Biomass | Biomass | Biomass | Biomass | Biomass | Biomass | Biomass | Biomass | Biomass | Biomass | Biomass | Biomass | Biomass |  |  | NSW Low | NSW Low | Biomass | NE_SNSW | Biomass | Biomass | NSW | Biomass | NSW | Biomass
Biomass | Biomass | SA | SA | N/A | New Entrant | SA Low | Biomass | Biomass | Biomass | Biomass | Biomass | Biomass | Biomass | Biomass | Biomass | Biomass | Biomass | Biomass | Biomass |  |  | SA Low | SA Low | Biomass | NE_SA1 | Biomass | Biomass | SA | Biomass | SA | Biomass
Biomass | Biomass | TAS | TAS | N/A | New Entrant | TAS Low | Biomass | Biomass | Biomass | Biomass | Biomass | Biomass | Biomass | Biomass | Biomass | Biomass | Biomass | Biomass | Biomass |  |  | TAS Low | TAS Low | Biomass | NE_TAS1 | Biomass | Biomass | TAS | Biomass | TAS | Biomass
Large scale Solar PV | Large scale Solar PV | QLD | CNQ | Far North QLD | New Entrant | QLD Low | Solar | Solar | Large scale Solar PV | Large scale Solar PV | Large scale Solar PV | Large scale Solar PV | Large scale Solar PV | Large scale Solar PV | Large scale Solar PV | Large scale Solar PV | Large scale Solar PV | Large scale Solar PV | Large scale Solar PV |  |  | QLD Low | QLD Low | Large scale Solar PV | REZ_Q1_Solar | Large scale Solar PV | Large scale Solar PV | Far North Queensland | Large scale Solar PV | Far North QLD | Large scale Solar PV
Large scale Solar PV | Large scale Solar PV | QLD | CNQ | North Qld Clean Energy Hub | New Entrant | QLD Low | Solar | Solar | Large scale Solar PV | Large scale Solar PV | Large scale Solar PV | Large scale Solar PV | Large scale Solar PV | Large scale Solar PV | Large scale Solar PV | Large scale Solar PV | Large scale Solar PV | Large scale Solar PV | Large scale Solar PV |  |  | QLD Low | QLD Low | Large scale Solar PV | REZ_Q2_Solar | Large scale Solar PV | Large scale Solar PV | North Queensland Clean Energy Hub | Large scale Solar PV | North Qld Clean Energy Hub | Large scale Solar PV
Large scale Solar PV | Large scale Solar PV | QLD | CNQ | Northern Qld | New Entrant | QLD Low | Solar | Solar | Large scale Solar PV | Large scale Solar PV | Large scale Solar PV | Large scale Solar PV | Large scale Solar PV | Large scale Solar PV | Large scale Solar PV | Large scale Solar PV | Large scale Solar PV | Large scale Solar PV | Large scale Solar PV |  |  | QLD Low | QLD Low | Large scale Solar PV | REZ_Q3_Solar | Large scale Solar PV | Large scale Solar PV | North Queensland | Large scale Solar PV | Northern Qld | Large scale Solar PV
Large scale Solar PV | Large scale Solar PV | QLD | CNQ | Isaac | New Entrant | QLD Low | Solar | Solar | Large scale Solar PV | Large scale Solar PV | Large scale Solar PV | Large scale Solar PV | Large scale Solar PV | Large scale Solar PV | Large scale Solar PV | Large scale Solar PV | Large scale Solar PV | Large scale Solar PV | Large scale Solar PV |  |  | QLD Low | QLD Low | Large scale Solar PV | REZ_Q4_Solar | Large scale Solar PV | Large scale Solar PV | Isaac | Large scale Solar PV | Isaac | Large scale Solar PV
Large scale Solar PV | Large scale Solar PV | QLD | CNQ | Barcaldine | New Entrant | QLD Medium | Solar | Solar | Large scale Solar PV | Large scale Solar PV | Large scale Solar PV | Large scale Solar PV | Large scale Solar PV | Large scale Solar PV | Large scale Solar PV | Large scale Solar PV | Large scale Solar PV | Large scale Solar PV | Large scale Solar PV |  |  | QLD Medium | QLD Medium | Large scale Solar PV | REZ_Q5_Solar | Large scale Solar PV | Large scale Solar PV | Barcaldine | Large scale Solar PV | Barcaldine | Large scale Solar PV
Large scale Solar PV | Large scale Solar PV | QLD | CNQ | Fitzroy | New Entrant | QLD Low | Solar | Solar | Large scale Solar PV | Large scale Solar PV | Large scale Solar PV | Large scale Solar PV | Large scale Solar PV | Large scale Solar PV | Large scale Solar PV | Large scale Solar PV | Large scale Solar PV | Large scale Solar PV | Large scale Solar PV |  |  | QLD Low | QLD Low | Large scale Solar PV | REZ_Q6_Solar | Large scale Solar PV | Large scale Solar PV | Fitzroy | Large scale Solar PV | Fitzroy | Large scale Solar PV
Large scale Solar PV | Large scale Solar PV | QLD | SQ | Wide Bay | New Entrant | QLD Low | Solar | Solar | Large scale Solar PV | Large scale Solar PV | Large scale Solar PV | Large scale Solar PV | Large scale Solar PV | Large scale Solar PV | Large scale Solar PV | Large scale Solar PV | Large scale Solar PV | Large scale Solar PV | Large scale Solar PV |  |  | QLD Low | QLD Low | Large scale Solar PV | REZ_Q7_Solar | Large scale Solar PV | Large scale Solar PV | Wide Bay | Large scale Solar PV | Wide Bay | Large scale Solar PV
Large scale Solar PV | Large scale Solar PV | QLD | SQ | Darling Downs | New Entrant | QLD Low | Solar | Solar | Large scale Solar PV | Large scale Solar PV | Large scale Solar PV | Large scale Solar PV | Large scale Solar PV | Large scale Solar PV | Large scale Solar PV | Large scale Solar PV | Large scale Solar PV | Large scale Solar PV | Large scale Solar PV |  |  | QLD Low | QLD Low | Large scale Solar PV | REZ_Q8_Solar | Large scale Solar PV | Large scale Solar PV | Darling Downs | Large scale Solar PV | Darling Downs | Large scale Solar PV
Large scale Solar PV | Large scale Solar PV | QLD | SQ | Banana | New Entrant | QLD Medium | Solar | Solar | Large scale Solar PV | Large scale Solar PV | Large scale Solar PV | Large scale Solar PV | Large scale Solar PV | Large scale Solar PV | Large scale Solar PV | Large scale Solar PV | Large scale Solar PV | Large scale Solar PV | Large scale Solar PV |  |  | QLD Medium | QLD Medium | Large scale Solar PV | REZ_Q9_Solar | Large scale Solar PV | Large scale Solar PV | Banana | Large scale Solar PV | Banana | Large scale Solar PV
Large scale Solar PV | Large scale Solar PV | NSW | NNSW | North West NSW | New Entrant | NSW Medium | Solar | Solar | Large scale Solar PV | Large scale Solar PV | Large scale Solar PV | Large scale Solar PV | Large scale Solar PV | Large scale Solar PV | Large scale Solar PV | Large scale Solar PV | Large scale Solar PV | Large scale Solar PV | Large scale Solar PV |  |  | NSW Medium | NSW Medium | Large scale Solar PV | REZ_N1_Solar | Large scale Solar PV | Large scale Solar PV | North West New South Wales | Large scale Solar PV | North West NSW | Large scale Solar PV
Large scale Solar PV | Large scale Solar PV | NSW | NNSW | New England | New Entrant | NSW Low | Solar | Solar | Large scale Solar PV | Large scale Solar PV | Large scale Solar PV | Large scale Solar PV | Large scale Solar PV | Large scale Solar PV | Large scale Solar PV | Large scale Solar PV | Large scale Solar PV | Large scale Solar PV | Large scale Solar PV |  |  | NSW Low | NSW Low | Large scale Solar PV | REZ_N2_Solar | Large scale Solar PV | Large scale Solar PV | New England | Large scale Solar PV | New England | Large scale Solar PV
Large scale Solar PV | Large scale Solar PV | NSW | CNSW | Central-West Orana | New Entrant | NSW Medium | Solar | Solar | Large scale Solar PV | Large scale Solar PV | Large scale Solar PV | Large scale Solar PV | Large scale Solar PV | Large scale Solar PV | Large scale Solar PV | Large scale Solar PV | Large scale Solar PV | Large scale Solar PV | Large scale Solar PV |  |  | NSW Medium | NSW Medium | Large scale Solar PV | REZ_N3_Solar | Large scale Solar PV | Large scale Solar PV | Central West New South Wales | Large scale Solar PV | Central-West Orana | Large scale Solar PV
Large scale Solar PV | Large scale Solar PV | NSW | SNSW | Broken Hill | New Entrant | NSW High | Solar | Solar | Large scale Solar PV | Large scale Solar PV | Large scale Solar PV | Large scale Solar PV | Large scale Solar PV | Large scale Solar PV | Large scale Solar PV | Large scale Solar PV | Large scale Solar PV | Large scale Solar PV | Large scale Solar PV |  |  | NSW High | NSW High | Large scale Solar PV | REZ_N4_Solar | Large scale Solar PV | Large scale Solar PV | Broken Hill | Large scale Solar PV | Broken Hill | Large scale Solar PV
Large scale Solar PV | Large scale Solar PV | NSW | SNSW | South West NSW | New Entrant | NSW High | Solar | Solar | Large scale Solar PV | Large scale Solar PV | Large scale Solar PV | Large scale Solar PV | Large scale Solar PV | Large scale Solar PV | Large scale Solar PV | Large scale Solar PV | Large scale Solar PV | Large scale Solar PV | Large scale Solar PV |  |  | NSW High | NSW High | Large scale Solar PV | REZ_N5_Solar | Large scale Solar PV | Large scale Solar PV | South West New South Wales | Large scale Solar PV | South West NSW | Large scale Solar PV
Large scale Solar PV | Large scale Solar PV | NSW | SNSW | Wagga Wagga | New Entrant | NSW Medium | Solar | Solar | Large scale Solar PV | Large scale Solar PV | Large scale Solar PV | Large scale Solar PV | Large scale Solar PV | Large scale Solar PV | Large scale Solar PV | Large scale Solar PV | Large scale Solar PV | Large scale Solar PV | Large scale Solar PV |  |  | NSW Medium | NSW Medium | Large scale Solar PV | REZ_N6_Solar | Large scale Solar PV | Large scale Solar PV | Wagga Wagga | Large scale Solar PV | Wagga Wagga | Large scale Solar PV
Large scale Solar PV | Large scale Solar PV | NSW | SNSW | Tumut | New Entrant | NSW Medium | Solar | Solar | Large scale Solar PV | Large scale Solar PV | Large scale Solar PV | Large scale Solar PV | Large scale Solar PV | Large scale Solar PV | Large scale Solar PV | Large scale Solar PV | Large scale Solar PV | Large scale Solar PV | Large scale Solar PV |  |  | NSW Medium | NSW Medium | Large scale Solar PV | REZ_N7_Solar | Large scale Solar PV | Large scale Solar PV | Tumut | Large scale Solar PV | Tumut | Large scale Solar PV
Large scale Solar PV | Large scale Solar PV | NSW | SNSW | Cooma-Monaro | New Entrant | NSW Medium | Solar | Solar | Large scale Solar PV | Large scale Solar PV | Large scale Solar PV | Large scale Solar PV | Large scale Solar PV | Large scale Solar PV | Large scale Solar PV | Large scale Solar PV | Large scale Solar PV | Large scale Solar PV | Large scale Solar PV |  |  | NSW Medium | NSW Medium | Large scale Solar PV | REZ_N8_Solar | Large scale Solar PV | Large scale Solar PV | Cooma-Monaro | Large scale Solar PV | Cooma-Monaro | Large scale Solar PV
Large scale Solar PV | Large scale Solar PV | VIC | VIC | Ovens Murray | New Entrant | VIC Medium | Solar | Solar | Large scale Solar PV | Large scale Solar PV | Large scale Solar PV | Large scale Solar PV | Large scale Solar PV | Large scale Solar PV | Large scale Solar PV | Large scale Solar PV | Large scale Solar PV | Large scale Solar PV | Large scale Solar PV |  |  | VIC Medium | VIC Medium | Large scale Solar PV | REZ_V1_Solar | Large scale Solar PV | Large scale Solar PV | Ovens Murray | Large scale Solar PV | Ovens Murray | Large scale Solar PV
Large scale Solar PV | Large scale Solar PV | VIC | VIC | Murray River | New Entrant | VIC Medium | Solar | Solar | Large scale Solar PV | Large scale Solar PV | Large scale Solar PV | Large scale Solar PV | Large scale Solar PV | Large scale Solar PV | Large scale Solar PV | Large scale Solar PV | Large scale Solar PV | Large scale Solar PV | Large scale Solar PV |  |  | VIC High | VIC High | Large scale Solar PV | REZ_V2_Solar | Large scale Solar PV | Large scale Solar PV | Murray River | Large scale Solar PV | Murray River | Large scale Solar PV
Large scale Solar PV | Large scale Solar PV | VIC | VIC | Western Victoria | New Entrant | VIC Medium | Solar | Solar | Large scale Solar PV | Large scale Solar PV | Large scale Solar PV | Large scale Solar PV | Large scale Solar PV | Large scale Solar PV | Large scale Solar PV | Large scale Solar PV | Large scale Solar PV | Large scale Solar PV | Large scale Solar PV |  |  | VIC Medium | VIC Medium | Large scale Solar PV | REZ_V3_Solar | Large scale Solar PV | Large scale Solar PV | Western Victoria | Large scale Solar PV | Western Victoria | Large scale Solar PV
Large scale Solar PV | Large scale Solar PV | VIC | VIC | South West Victoria | New Entrant | VIC Medium | Solar | Solar | Large scale Solar PV | Large scale Solar PV | Large scale Solar PV | Large scale Solar PV | Large scale Solar PV | Large scale Solar PV | Large scale Solar PV | Large scale Solar PV | Large scale Solar PV | Large scale Solar PV | Large scale Solar PV |  |  | VIC Medium | VIC Medium | Large scale Solar PV | REZ_V4_Solar | Large scale Solar PV | Large scale Solar PV | South West Victoria | Large scale Solar PV | South West Victoria | Large scale Solar PV
Large scale Solar PV | Large scale Solar PV | VIC | VIC | Gippsland | New Entrant | VIC Low | Solar | Solar | Large scale Solar PV | Large scale Solar PV | Large scale Solar PV | Large scale Solar PV | Large scale Solar PV | Large scale Solar PV | Large scale Solar PV | Large scale Solar PV | Large scale Solar PV | Large scale Solar PV | Large scale Solar PV |  |  | VIC Low | VIC Low | Large scale Solar PV | REZ_V5_Solar | Large scale Solar PV | Large scale Solar PV | Gippsland | Large scale Solar PV | Gippsland | Large scale Solar PV
Large scale Solar PV | Large scale Solar PV | VIC | VIC | Central North Vic | New Entrant | VIC High | Solar | Solar | Large scale Solar PV | Large scale Solar PV | Large scale Solar PV | Large scale Solar PV | Large scale Solar PV | Large scale Solar PV | Large scale Solar PV | Large scale Solar PV | Large scale Solar PV | Large scale Solar PV | Large scale Solar PV |  |  | VIC Medium | VIC Medium | Large scale Solar PV | REZ_V6_Solar | Large scale Solar PV | Large scale Solar PV | Central North Victoria | Large scale Solar PV | Central North Vic | Large scale Solar PV
Large scale Solar PV | Large scale Solar PV | SA | SA | South East SA | New Entrant | SA Low | Solar | Solar | Large scale Solar PV | Large scale Solar PV | Large scale Solar PV | Large scale Solar PV | Large scale Solar PV | Large scale Solar PV | Large scale Solar PV | Large scale Solar PV | Large scale Solar PV | Large scale Solar PV | Large scale Solar PV |  |  | SA Low | SA Low | Large scale Solar PV | REZ_S1_Solar | Large scale Solar PV | Large scale Solar PV | South-East SA | Large scale Solar PV | South East SA | Large scale Solar PV
Large scale Solar PV | Large scale Solar PV | SA | SA | Riverland | New Entrant | SA Low | Solar | Solar | Large scale Solar PV | Large scale Solar PV | Large scale Solar PV | Large scale Solar PV | Large scale Solar PV | Large scale Solar PV | Large scale Solar PV | Large scale Solar PV | Large scale Solar PV | Large scale Solar PV | Large scale Solar PV |  |  | SA Low | SA Low | Large scale Solar PV | REZ_S2_Solar | Large scale Solar PV | Large scale Solar PV | Riverland | Large scale Solar PV | Riverland | Large scale Solar PV
Large scale Solar PV | Large scale Solar PV | SA | SA | Mid-North SA | New Entrant | SA Low | Solar | Solar | Large scale Solar PV | Large scale Solar PV | Large scale Solar PV | Large scale Solar PV | Large scale Solar PV | Large scale Solar PV | Large scale Solar PV | Large scale Solar PV | Large scale Solar PV | Large scale Solar PV | Large scale Solar PV |  |  | SA Low | SA Low | Large scale Solar PV | REZ_S3_Solar | Large scale Solar PV | Large scale Solar PV | Mid-North SA | Large scale Solar PV | Mid-North SA | Large scale Solar PV
Large scale Solar PV | Large scale Solar PV | SA | SA | Yorke Peninsula | New Entrant | SA Low | Solar | Solar | Large scale Solar PV | Large scale Solar PV | Large scale Solar PV | Large scale Solar PV | Large scale Solar PV | Large scale Solar PV | Large scale Solar PV | Large scale Solar PV | Large scale Solar PV | Large scale Solar PV | Large scale Solar PV |  |  | SA Low | SA Low | Large scale Solar PV | REZ_S4_Solar | Large scale Solar PV | Large scale Solar PV | Yorke Peninsula | Large scale Solar PV | Yorke Peninsula | Large scale Solar PV
Large scale Solar PV | Large scale Solar PV | SA | SA | Northern SA | New Entrant | SA Medium | Solar | Solar | Large scale Solar PV | Large scale Solar PV | Large scale Solar PV | Large scale Solar PV | Large scale Solar PV | Large scale Solar PV | Large scale Solar PV | Large scale Solar PV | Large scale Solar PV | Large scale Solar PV | Large scale Solar PV |  |  | SA Medium | SA Medium | Large scale Solar PV | REZ_S5_Solar | Large scale Solar PV | Large scale Solar PV | Northern SA | Large scale Solar PV | Northern SA | Large scale Solar PV
Large scale Solar PV | Large scale Solar PV | SA | SA | Leigh Creek | New Entrant | SA Medium | Solar | Solar | Large scale Solar PV | Large scale Solar PV | Large scale Solar PV | Large scale Solar PV | Large scale Solar PV | Large scale Solar PV | Large scale Solar PV | Large scale Solar PV | Large scale Solar PV | Large scale Solar PV | Large scale Solar PV |  |  | SA Medium | SA Medium | Large scale Solar PV | REZ_S6_Solar | Large scale Solar PV | Large scale Solar PV | Leigh Creek | Large scale Solar PV | Leigh Creek | Large scale Solar PV
Large scale Solar PV | Large scale Solar PV | SA | SA | Roxby Downs | New Entrant | SA Medium | Solar | Solar | Large scale Solar PV | Large scale Solar PV | Large scale Solar PV | Large scale Solar PV | Large scale Solar PV | Large scale Solar PV | Large scale Solar PV | Large scale Solar PV | Large scale Solar PV | Large scale Solar PV | Large scale Solar PV |  |  | SA Medium | SA Medium | Large scale Solar PV | REZ_S7_Solar | Large scale Solar PV | Large scale Solar PV | Roxby Downs | Large scale Solar PV | Roxby Downs | Large scale Solar PV
Large scale Solar PV | Large scale Solar PV | SA | SA | Eastern Eyre Peninsula | New Entrant | SA Medium | Solar | Solar | Large scale Solar PV | Large scale Solar PV | Large scale Solar PV | Large scale Solar PV | Large scale Solar PV | Large scale Solar PV | Large scale Solar PV | Large scale Solar PV | Large scale Solar PV | Large scale Solar PV | Large scale Solar PV |  |  | SA Medium | SA Medium | Large scale Solar PV | REZ_S8_Solar | Large scale Solar PV | Large scale Solar PV | Eastern Eyre Peninsula | Large scale Solar PV | Eastern Eyre Peninsula | Large scale Solar PV
Large scale Solar PV | Large scale Solar PV | SA | SA | Western Eyre Peninsula | New Entrant | SA Medium | Solar | Solar | Large scale Solar PV | Large scale Solar PV | Large scale Solar PV | Large scale Solar PV | Large scale Solar PV | Large scale Solar PV | Large scale Solar PV | Large scale Solar PV | Large scale Solar PV | Large scale Solar PV | Large scale Solar PV |  |  | SA Medium | SA Medium | Large scale Solar PV | REZ_S9_Solar | Large scale Solar PV | Large scale Solar PV | Western Eyre Peninsula | Large scale Solar PV | Western Eyre Peninsula | Large scale Solar PV
Large scale Solar PV | Large scale Solar PV | TAS | TAS | North East Tasmania | New Entrant | TAS Low | Solar | Solar | Large scale Solar PV | Large scale Solar PV | Large scale Solar PV | Large scale Solar PV | Large scale Solar PV | Large scale Solar PV | Large scale Solar PV | Large scale Solar PV | Large scale Solar PV | Large scale Solar PV | Large scale Solar PV |  |  | TAS Low | TAS Low | Large scale Solar PV | REZ_T1_Solar | Large scale Solar PV | Large scale Solar PV | North-East Tasmania | Large scale Solar PV | North East Tasmania | Large scale Solar PV
Large scale Solar PV | Large scale Solar PV | TAS | TAS | North West Tasmania | New Entrant | TAS Medium | Solar | Solar | Large scale Solar PV | Large scale Solar PV | Large scale Solar PV | Large scale Solar PV | Large scale Solar PV | Large scale Solar PV | Large scale Solar PV | Large scale Solar PV | Large scale Solar PV | Large scale Solar PV | Large scale Solar PV |  |  | TAS Medium | TAS Medium | Large scale Solar PV | REZ_T2_Solar | Large scale Solar PV | Large scale Solar PV | North-West Tasmania | Large scale Solar PV | North West Tasmania | Large scale Solar PV
Large scale Solar PV | Large scale Solar PV | TAS | TAS | Central Highlands | New Entrant | TAS Low | Solar | Solar | Large scale Solar PV | Large scale Solar PV | Large scale Solar PV | Large scale Solar PV | Large scale Solar PV | Large scale Solar PV | Large scale Solar PV | Large scale Solar PV | Large scale Solar PV | Large scale Solar PV | Large scale Solar PV |  |  | TAS Low | TAS Low | Large scale Solar PV | REZ_T3_Solar | Large scale Solar PV | Large scale Solar PV | Central Highlands | Large scale Solar PV | Central Highlands | Large scale Solar PV
Large scale Solar PV | Large scale Solar PV | NSW | CNSW | New South Wales Non-REZ | New Entrant | NSW Medium | Solar | Solar | Large scale Solar PV | Large scale Solar PV | Large scale Solar PV | Large scale Solar PV | Large scale Solar PV | Large scale Solar PV | Large scale Solar PV | Large scale Solar PV | Large scale Solar PV | Large scale Solar PV | Large scale Solar PV |  |  | NSW Medium | NSW Medium | Large scale Solar PV | N0_Solar | Large scale Solar PV | Large scale Solar PV | New South Wales Non-REZ | Large scale Solar PV | New South Wales Non-REZ | Large scale Solar PV
Large scale Solar PV | Large scale Solar PV | VIC | VIC | Victoria Non-REZ | New Entrant | VIC Medium | Solar | Solar | Large scale Solar PV | Large scale Solar PV | Large scale Solar PV | Large scale Solar PV | Large scale Solar PV | Large scale Solar PV | Large scale Solar PV | Large scale Solar PV | Large scale Solar PV | Large scale Solar PV | Large scale Solar PV |  |  | VIC Medium | VIC Medium | Large scale Solar PV | V0_Solar | Large scale Solar PV | Large scale Solar PV | Victoria Non-REZ | Large scale Solar PV | Victoria Non-REZ | Large scale Solar PV
Solar Thermal (12hrs Storage) | Solar Thermal (12hrs Storage) | QLD | CNQ | Far North QLD | New Entrant | QLD Low | Solar | Solar | Solar Thermal (12hrs Storage) | Solar Thermal (12hrs Storage) | Solar Thermal (12hrs Storage) | Solar Thermal (12hrs Storage) | Solar Thermal (12hrs Storage) | Solar Thermal (12hrs Storage) | Solar Thermal (12hrs Storage) | Solar Thermal (12hrs Storage) | Solar Thermal (12hrs Storage) | Solar Thermal (12hrs Storage) | Solar Thermal (12hrs Storage) |  |  | QLD Low | QLD Low | Solar Thermal (12hrs Storage) | REZ_Q1_Solar | Solar Thermal (12hrs Storage) | Solar Thermal (12hrs Storage) | Far North Queensland | Solar Thermal (12hrs Storage) | Far North QLD | Solar Thermal (12hrs Storage)
Solar Thermal (12hrs Storage) | Solar Thermal (12hrs Storage) | QLD | CNQ | North Qld Clean Energy Hub | New Entrant | QLD Low | Solar | Solar | Solar Thermal (12hrs Storage) | Solar Thermal (12hrs Storage) | Solar Thermal (12hrs Storage) | Solar Thermal (12hrs Storage) | Solar Thermal (12hrs Storage) | Solar Thermal (12hrs Storage) | Solar Thermal (12hrs Storage) | Solar Thermal (12hrs Storage) | Solar Thermal (12hrs Storage) | Solar Thermal (12hrs Storage) | Solar Thermal (12hrs Storage) |  |  | QLD Low | QLD Low | Solar Thermal (12hrs Storage) | REZ_Q2_Solar | Solar Thermal (12hrs Storage) | Solar Thermal (12hrs Storage) | North Queensland Clean Energy Hub | Solar Thermal (12hrs Storage) | North Qld Clean Energy Hub | Solar Thermal (12hrs Storage)
Solar Thermal (12hrs Storage) | Solar Thermal (12hrs Storage) | QLD | CNQ | Northern Qld | New Entrant | QLD Low | Solar | Solar | Solar Thermal (12hrs Storage) | Solar Thermal (12hrs Storage) | Solar Thermal (12hrs Storage) | Solar Thermal (12hrs Storage) | Solar Thermal (12hrs Storage) | Solar Thermal (12hrs Storage) | Solar Thermal (12hrs Storage) | Solar Thermal (12hrs Storage) | Solar Thermal (12hrs Storage) | Solar Thermal (12hrs Storage) | Solar Thermal (12hrs Storage) |  |  | QLD Low | QLD Low | Solar Thermal (12hrs Storage) | REZ_Q3_Solar | Solar Thermal (12hrs Storage) | Solar Thermal (12hrs Storage) | North Queensland | Solar Thermal (12hrs Storage) | Northern Qld | Solar Thermal (12hrs Storage)
Solar Thermal (12hrs Storage) | Solar Thermal (12hrs Storage) | QLD | CNQ | Isaac | New Entrant | QLD Low | Solar | Solar | Solar Thermal (12hrs Storage) | Solar Thermal (12hrs Storage) | Solar Thermal (12hrs Storage) | Solar Thermal (12hrs Storage) | Solar Thermal (12hrs Storage) | Solar Thermal (12hrs Storage) | Solar Thermal (12hrs Storage) | Solar Thermal (12hrs Storage) | Solar Thermal (12hrs Storage) | Solar Thermal (12hrs Storage) | Solar Thermal (12hrs Storage) |  |  | QLD Low | QLD Low | Solar Thermal (12hrs Storage) | REZ_Q4_Solar | Solar Thermal (12hrs Storage) | Solar Thermal (12hrs Storage) | Isaac | Solar Thermal (12hrs Storage) | Isaac | Solar Thermal (12hrs Storage)
Solar Thermal (12hrs Storage) | Solar Thermal (12hrs Storage) | QLD | CNQ | Barcaldine | New Entrant | QLD Medium | Solar | Solar | Solar Thermal (12hrs Storage) | Solar Thermal (12hrs Storage) | Solar Thermal (12hrs Storage) | Solar Thermal (12hrs Storage) | Solar Thermal (12hrs Storage) | Solar Thermal (12hrs Storage) | Solar Thermal (12hrs Storage) | Solar Thermal (12hrs Storage) | Solar Thermal (12hrs Storage) | Solar Thermal (12hrs Storage) | Solar Thermal (12hrs Storage) |  |  | QLD Medium | QLD Medium | Solar Thermal (12hrs Storage) | REZ_Q5_Solar | Solar Thermal (12hrs Storage) | Solar Thermal (12hrs Storage) | Barcaldine | Solar Thermal (12hrs Storage) | Barcaldine | Solar Thermal (12hrs Storage)
Solar Thermal (12hrs Storage) | Solar Thermal (12hrs Storage) | QLD | CNQ | Fitzroy | New Entrant | QLD Low | Solar | Solar | Solar Thermal (12hrs Storage) | Solar Thermal (12hrs Storage) | Solar Thermal (12hrs Storage) | Solar Thermal (12hrs Storage) | Solar Thermal (12hrs Storage) | Solar Thermal (12hrs Storage) | Solar Thermal (12hrs Storage) | Solar Thermal (12hrs Storage) | Solar Thermal (12hrs Storage) | Solar Thermal (12hrs Storage) | Solar Thermal (12hrs Storage) |  |  | QLD Low | QLD Low | Solar Thermal (12hrs Storage) | REZ_Q6_Solar | Solar Thermal (12hrs Storage) | Solar Thermal (12hrs Storage) | Fitzroy | Solar Thermal (12hrs Storage) | Fitzroy | Solar Thermal (12hrs Storage)
Solar Thermal (12hrs Storage) | Solar Thermal (12hrs Storage) | QLD | SQ | Wide Bay | New Entrant | QLD Low | Solar | Solar | Solar Thermal (12hrs Storage) | Solar Thermal (12hrs Storage) | Solar Thermal (12hrs Storage) | Solar Thermal (12hrs Storage) | Solar Thermal (12hrs Storage) | Solar Thermal (12hrs Storage) | Solar Thermal (12hrs Storage) | Solar Thermal (12hrs Storage) | Solar Thermal (12hrs Storage) | Solar Thermal (12hrs Storage) | Solar Thermal (12hrs Storage) |  |  | QLD Low | QLD Low | Solar Thermal (12hrs Storage) | REZ_Q7_Solar | Solar Thermal (12hrs Storage) | Solar Thermal (12hrs Storage) | Wide Bay | Solar Thermal (12hrs Storage) | Wide Bay | Solar Thermal (12hrs Storage)
Solar Thermal (12hrs Storage) | Solar Thermal (12hrs Storage) | QLD | SQ | Darling Downs | New Entrant | QLD Low | Solar | Solar | Solar Thermal (12hrs Storage) | Solar Thermal (12hrs Storage) | Solar Thermal (12hrs Storage) | Solar Thermal (12hrs Storage) | Solar Thermal (12hrs Storage) | Solar Thermal (12hrs Storage) | Solar Thermal (12hrs Storage) | Solar Thermal (12hrs Storage) | Solar Thermal (12hrs Storage) | Solar Thermal (12hrs Storage) | Solar Thermal (12hrs Storage) |  |  | QLD Low | QLD Low | Solar Thermal (12hrs Storage) | REZ_Q8_Solar | Solar Thermal (12hrs Storage) | Solar Thermal (12hrs Storage) | Darling Downs | Solar Thermal (12hrs Storage) | Darling Downs | Solar Thermal (12hrs Storage)
Solar Thermal (12hrs Storage) | Solar Thermal (12hrs Storage) | QLD | SQ | Banana | New Entrant | QLD Medium | Solar | Solar | Solar Thermal (12hrs Storage) | Solar Thermal (12hrs Storage) | Solar Thermal (12hrs Storage) | Solar Thermal (12hrs Storage) | Solar Thermal (12hrs Storage) | Solar Thermal (12hrs Storage) | Solar Thermal (12hrs Storage) | Solar Thermal (12hrs Storage) | Solar Thermal (12hrs Storage) | Solar Thermal (12hrs Storage) | Solar Thermal (12hrs Storage) |  |  | QLD Medium | QLD Medium | Solar Thermal (12hrs Storage) | REZ_Q9_Solar | Solar Thermal (12hrs Storage) | Solar Thermal (12hrs Storage) | Banana | Solar Thermal (12hrs Storage) | Banana | Solar Thermal (12hrs Storage)
Solar Thermal (12hrs Storage) | Solar Thermal (12hrs Storage) | NSW | NNSW | North West NSW | New Entrant | NSW Medium | Solar | Solar | Solar Thermal (12hrs Storage) | Solar Thermal (12hrs Storage) | Solar Thermal (12hrs Storage) | Solar Thermal (12hrs Storage) | Solar Thermal (12hrs Storage) | Solar Thermal (12hrs Storage) | Solar Thermal (12hrs Storage) | Solar Thermal (12hrs Storage) | Solar Thermal (12hrs Storage) | Solar Thermal (12hrs Storage) | Solar Thermal (12hrs Storage) |  |  | NSW Medium | NSW Medium | Solar Thermal (12hrs Storage) | REZ_N1_Solar | Solar Thermal (12hrs Storage) | Solar Thermal (12hrs Storage) | North West New South Wales | Solar Thermal (12hrs Storage) | North West NSW | Solar Thermal (12hrs Storage)
Solar Thermal (12hrs Storage) | Solar Thermal (12hrs Storage) | NSW | NNSW | New England | New Entrant | NSW Low | Solar | Solar | Solar Thermal (12hrs Storage) | Solar Thermal (12hrs Storage) | Solar Thermal (12hrs Storage) | Solar Thermal (12hrs Storage) | Solar Thermal (12hrs Storage) | Solar Thermal (12hrs Storage) | Solar Thermal (12hrs Storage) | Solar Thermal (12hrs Storage) | Solar Thermal (12hrs Storage) | Solar Thermal (12hrs Storage) | Solar Thermal (12hrs Storage) |  |  | NSW Low | NSW Low | Solar Thermal (12hrs Storage) | REZ_N2_Solar | Solar Thermal (12hrs Storage) | Solar Thermal (12hrs Storage) | New England | Solar Thermal (12hrs Storage) | New England | Solar Thermal (12hrs Storage)
Solar Thermal (12hrs Storage) | Solar Thermal (12hrs Storage) | NSW | CNSW | Central-West Orana | New Entrant | NSW Medium | Solar | Solar | Solar Thermal (12hrs Storage) | Solar Thermal (12hrs Storage) | Solar Thermal (12hrs Storage) | Solar Thermal (12hrs Storage) | Solar Thermal (12hrs Storage) | Solar Thermal (12hrs Storage) | Solar Thermal (12hrs Storage) | Solar Thermal (12hrs Storage) | Solar Thermal (12hrs Storage) | Solar Thermal (12hrs Storage) | Solar Thermal (12hrs Storage) |  |  | NSW Medium | NSW Medium | Solar Thermal (12hrs Storage) | REZ_N3_Solar | Solar Thermal (12hrs Storage) | Solar Thermal (12hrs Storage) | Central West New South Wales | Solar Thermal (12hrs Storage) | Central-West Orana | Solar Thermal (12hrs Storage)
Solar Thermal (12hrs Storage) | Solar Thermal (12hrs Storage) | NSW | SNSW | Broken Hill | New Entrant | NSW High | Solar | Solar | Solar Thermal (12hrs Storage) | Solar Thermal (12hrs Storage) | Solar Thermal (12hrs Storage) | Solar Thermal (12hrs Storage) | Solar Thermal (12hrs Storage) | Solar Thermal (12hrs Storage) | Solar Thermal (12hrs Storage) | Solar Thermal (12hrs Storage) | Solar Thermal (12hrs Storage) | Solar Thermal (12hrs Storage) | Solar Thermal (12hrs Storage) |  |  | NSW High | NSW High | Solar Thermal (12hrs Storage) | REZ_N4_Solar | Solar Thermal (12hrs Storage) | Solar Thermal (12hrs Storage) | Broken Hill | Solar Thermal (12hrs Storage) | Broken Hill | Solar Thermal (12hrs Storage)
Solar Thermal (12hrs Storage) | Solar Thermal (12hrs Storage) | NSW | SNSW | South West NSW | New Entrant | NSW High | Solar | Solar | Solar Thermal (12hrs Storage) | Solar Thermal (12hrs Storage) | Solar Thermal (12hrs Storage) | Solar Thermal (12hrs Storage) | Solar Thermal (12hrs Storage) | Solar Thermal (12hrs Storage) | Solar Thermal (12hrs Storage) | Solar Thermal (12hrs Storage) | Solar Thermal (12hrs Storage) | Solar Thermal (12hrs Storage) | Solar Thermal (12hrs Storage) |  |  | NSW High | NSW High | Solar Thermal (12hrs Storage) | REZ_N5_Solar | Solar Thermal (12hrs Storage) | Solar Thermal (12hrs Storage) | South West New South Wales | Solar Thermal (12hrs Storage) | South West NSW | Solar Thermal (12hrs Storage)
Solar Thermal (12hrs Storage) | Solar Thermal (12hrs Storage) | NSW | SNSW | Wagga Wagga | New Entrant | NSW Medium | Solar | Solar | Solar Thermal (12hrs Storage) | Solar Thermal (12hrs Storage) | Solar Thermal (12hrs Storage) | Solar Thermal (12hrs Storage) | Solar Thermal (12hrs Storage) | Solar Thermal (12hrs Storage) | Solar Thermal (12hrs Storage) | Solar Thermal (12hrs Storage) | Solar Thermal (12hrs Storage) | Solar Thermal (12hrs Storage) | Solar Thermal (12hrs Storage) |  |  | NSW Medium | NSW Medium | Solar Thermal (12hrs Storage) | REZ_N6_Solar | Solar Thermal (12hrs Storage) | Solar Thermal (12hrs Storage) | Wagga Wagga | Solar Thermal (12hrs Storage) | Wagga Wagga | Solar Thermal (12hrs Storage)
Solar Thermal (12hrs Storage) | Solar Thermal (12hrs Storage) | NSW | SNSW | Tumut | New Entrant | NSW Medium | Solar | Solar | Solar Thermal (12hrs Storage) | Solar Thermal (12hrs Storage) | Solar Thermal (12hrs Storage) | Solar Thermal (12hrs Storage) | Solar Thermal (12hrs Storage) | Solar Thermal (12hrs Storage) | Solar Thermal (12hrs Storage) | Solar Thermal (12hrs Storage) | Solar Thermal (12hrs Storage) | Solar Thermal (12hrs Storage) | Solar Thermal (12hrs Storage) |  |  | NSW Medium | NSW Medium | Solar Thermal (12hrs Storage) | REZ_N7_Solar | Solar Thermal (12hrs Storage) | Solar Thermal (12hrs Storage) | Tumut | Solar Thermal (12hrs Storage) | Tumut | Solar Thermal (12hrs Storage)
Solar Thermal (12hrs Storage) | Solar Thermal (12hrs Storage) | NSW | SNSW | Cooma-Monaro | New Entrant | NSW Medium | Solar | Solar | Solar Thermal (12hrs Storage) | Solar Thermal (12hrs Storage) | Solar Thermal (12hrs Storage) | Solar Thermal (12hrs Storage) | Solar Thermal (12hrs Storage) | Solar Thermal (12hrs Storage) | Solar Thermal (12hrs Storage) | Solar Thermal (12hrs Storage) | Solar Thermal (12hrs Storage) | Solar Thermal (12hrs Storage) | Solar Thermal (12hrs Storage) |  |  | NSW Medium | NSW Medium | Solar Thermal (12hrs Storage) | REZ_N8_Solar | Solar Thermal (12hrs Storage) | Solar Thermal (12hrs Storage) | Cooma-Monaro | Solar Thermal (12hrs Storage) | Cooma-Monaro | Solar Thermal (12hrs Storage)
Solar Thermal (12hrs Storage) | Solar Thermal (12hrs Storage) | VIC | VIC | Ovens Murray | New Entrant | VIC Medium | Solar | Solar | Solar Thermal (12hrs Storage) | Solar Thermal (12hrs Storage) | Solar Thermal (12hrs Storage) | Solar Thermal (12hrs Storage) | Solar Thermal (12hrs Storage) | Solar Thermal (12hrs Storage) | Solar Thermal (12hrs Storage) | Solar Thermal (12hrs Storage) | Solar Thermal (12hrs Storage) | Solar Thermal (12hrs Storage) | Solar Thermal (12hrs Storage) |  |  | VIC Medium | VIC Medium | Solar Thermal (12hrs Storage) | REZ_V1_Solar | Solar Thermal (12hrs Storage) | Solar Thermal (12hrs Storage) | Ovens Murray | Solar Thermal (12hrs Storage) | Ovens Murray | Solar Thermal (12hrs Storage)
Solar Thermal (12hrs Storage) | Solar Thermal (12hrs Storage) | VIC | VIC | Murray River | New Entrant | VIC Medium | Solar | Solar | Solar Thermal (12hrs Storage) | Solar Thermal (12hrs Storage) | Solar Thermal (12hrs Storage) | Solar Thermal (12hrs Storage) | Solar Thermal (12hrs Storage) | Solar Thermal (12hrs Storage) | Solar Thermal (12hrs Storage) | Solar Thermal (12hrs Storage) | Solar Thermal (12hrs Storage) | Solar Thermal (12hrs Storage) | Solar Thermal (12hrs Storage) |  |  | VIC High | VIC High | Solar Thermal (12hrs Storage) | REZ_V2_Solar | Solar Thermal (12hrs Storage) | Solar Thermal (12hrs Storage) | Murray River | Solar Thermal (12hrs Storage) | Murray River | Solar Thermal (12hrs Storage)
Solar Thermal (12hrs Storage) | Solar Thermal (12hrs Storage) | VIC | VIC | Western Victoria | New Entrant | VIC Medium | Solar | Solar | Solar Thermal (12hrs Storage) | Solar Thermal (12hrs Storage) | Solar Thermal (12hrs Storage) | Solar Thermal (12hrs Storage) | Solar Thermal (12hrs Storage) | Solar Thermal (12hrs Storage) | Solar Thermal (12hrs Storage) | Solar Thermal (12hrs Storage) | Solar Thermal (12hrs Storage) | Solar Thermal (12hrs Storage) | Solar Thermal (12hrs Storage) |  |  | VIC Medium | VIC Medium | Solar Thermal (12hrs Storage) | REZ_V3_Solar | Solar Thermal (12hrs Storage) | Solar Thermal (12hrs Storage) | Western Victoria | Solar Thermal (12hrs Storage) | Western Victoria | Solar Thermal (12hrs Storage)
Solar Thermal (12hrs Storage) | Solar Thermal (12hrs Storage) | VIC | VIC | South West Victoria | New Entrant | VIC Medium | Solar | Solar | Solar Thermal (12hrs Storage) | Solar Thermal (12hrs Storage) | Solar Thermal (12hrs Storage) | Solar Thermal (12hrs Storage) | Solar Thermal (12hrs Storage) | Solar Thermal (12hrs Storage) | Solar Thermal (12hrs Storage) | Solar Thermal (12hrs Storage) | Solar Thermal (12hrs Storage) | Solar Thermal (12hrs Storage) | Solar Thermal (12hrs Storage) |  |  | VIC Medium | VIC Medium | Solar Thermal (12hrs Storage) | REZ_V4_Solar | Solar Thermal (12hrs Storage) | Solar Thermal (12hrs Storage) | South West Victoria | Solar Thermal (12hrs Storage) | South West Victoria | Solar Thermal (12hrs Storage)
Solar Thermal (12hrs Storage) | Solar Thermal (12hrs Storage) | VIC | VIC | Gippsland | New Entrant | VIC Low | Solar | Solar | Solar Thermal (12hrs Storage) | Solar Thermal (12hrs Storage) | Solar Thermal (12hrs Storage) | Solar Thermal (12hrs Storage) | Solar Thermal (12hrs Storage) | Solar Thermal (12hrs Storage) | Solar Thermal (12hrs Storage) | Solar Thermal (12hrs Storage) | Solar Thermal (12hrs Storage) | Solar Thermal (12hrs Storage) | Solar Thermal (12hrs Storage) |  |  | VIC Low | VIC Low | Solar Thermal (12hrs Storage) | REZ_V5_Solar | Solar Thermal (12hrs Storage) | Solar Thermal (12hrs Storage) | Gippsland | Solar Thermal (12hrs Storage) | Gippsland | Solar Thermal (12hrs Storage)
Solar Thermal (12hrs Storage) | Solar Thermal (12hrs Storage) | VIC | VIC | Central North Vic | New Entrant | VIC High | Solar | Solar | Solar Thermal (12hrs Storage) | Solar Thermal (12hrs Storage) | Solar Thermal (12hrs Storage) | Solar Thermal (12hrs Storage) | Solar Thermal (12hrs Storage) | Solar Thermal (12hrs Storage) | Solar Thermal (12hrs Storage) | Solar Thermal (12hrs Storage) | Solar Thermal (12hrs Storage) | Solar Thermal (12hrs Storage) | Solar Thermal (12hrs Storage) |  |  | VIC Medium | VIC Medium | Solar Thermal (12hrs Storage) | REZ_V6_Solar | Solar Thermal (12hrs Storage) | Solar Thermal (12hrs Storage) | Central North Victoria | Solar Thermal (12hrs Storage) | Central North Vic | Solar Thermal (12hrs Storage)
Solar Thermal (12hrs Storage) | Solar Thermal (12hrs Storage) | SA | SA | South East SA | New Entrant | SA Low | Solar | Solar | Solar Thermal (12hrs Storage) | Solar Thermal (12hrs Storage) | Solar Thermal (12hrs Storage) | Solar Thermal (12hrs Storage) | Solar Thermal (12hrs Storage) | Solar Thermal (12hrs Storage) | Solar Thermal (12hrs Storage) | Solar Thermal (12hrs Storage) | Solar Thermal (12hrs Storage) | Solar Thermal (12hrs Storage) | Solar Thermal (12hrs Storage) |  |  | SA Low | SA Low | Solar Thermal (12hrs Storage) | REZ_S1_Solar | Solar Thermal (12hrs Storage) | Solar Thermal (12hrs Storage) | South-East SA | Solar Thermal (12hrs Storage) | South East SA | Solar Thermal (12hrs Storage)
Solar Thermal (12hrs Storage) | Solar Thermal (12hrs Storage) | SA | SA | Riverland | New Entrant | SA Low | Solar | Solar | Solar Thermal (12hrs Storage) | Solar Thermal (12hrs Storage) | Solar Thermal (12hrs Storage) | Solar Thermal (12hrs Storage) | Solar Thermal (12hrs Storage) | Solar Thermal (12hrs Storage) | Solar Thermal (12hrs Storage) | Solar Thermal (12hrs Storage) | Solar Thermal (12hrs Storage) | Solar Thermal (12hrs Storage) | Solar Thermal (12hrs Storage) |  |  | SA Low | SA Low | Solar Thermal (12hrs Storage) | REZ_S2_Solar | Solar Thermal (12hrs Storage) | Solar Thermal (12hrs Storage) | Riverland | Solar Thermal (12hrs Storage) | Riverland | Solar Thermal (12hrs Storage)
Solar Thermal (12hrs Storage) | Solar Thermal (12hrs Storage) | SA | SA | Mid-North SA | New Entrant | SA Low | Solar | Solar | Solar Thermal (12hrs Storage) | Solar Thermal (12hrs Storage) | Solar Thermal (12hrs Storage) | Solar Thermal (12hrs Storage) | Solar Thermal (12hrs Storage) | Solar Thermal (12hrs Storage) | Solar Thermal (12hrs Storage) | Solar Thermal (12hrs Storage) | Solar Thermal (12hrs Storage) | Solar Thermal (12hrs Storage) | Solar Thermal (12hrs Storage) |  |  | SA Low | SA Low | Solar Thermal (12hrs Storage) | REZ_S3_Solar | Solar Thermal (12hrs Storage) | Solar Thermal (12hrs Storage) | Mid-North SA | Solar Thermal (12hrs Storage) | Mid-North SA | Solar Thermal (12hrs Storage)
Solar Thermal (12hrs Storage) | Solar Thermal (12hrs Storage) | SA | SA | Yorke Peninsula | New Entrant | SA Low | Solar | Solar | Solar Thermal (12hrs Storage) | Solar Thermal (12hrs Storage) | Solar Thermal (12hrs Storage) | Solar Thermal (12hrs Storage) | Solar Thermal (12hrs Storage) | Solar Thermal (12hrs Storage) | Solar Thermal (12hrs Storage) | Solar Thermal (12hrs Storage) | Solar Thermal (12hrs Storage) | Solar Thermal (12hrs Storage) | Solar Thermal (12hrs Storage) |  |  | SA Low | SA Low | Solar Thermal (12hrs Storage) | REZ_S4_Solar | Solar Thermal (12hrs Storage) | Solar Thermal (12hrs Storage) | Yorke Peninsula | Solar Thermal (12hrs Storage) | Yorke Peninsula | Solar Thermal (12hrs Storage)
Solar Thermal (12hrs Storage) | Solar Thermal (12hrs Storage) | SA | SA | Northern SA | New Entrant | SA Medium | Solar | Solar | Solar Thermal (12hrs Storage) | Solar Thermal (12hrs Storage) | Solar Thermal (12hrs Storage) | Solar Thermal (12hrs Storage) | Solar Thermal (12hrs Storage) | Solar Thermal (12hrs Storage) | Solar Thermal (12hrs Storage) | Solar Thermal (12hrs Storage) | Solar Thermal (12hrs Storage) | Solar Thermal (12hrs Storage) | Solar Thermal (12hrs Storage) |  |  | SA Medium | SA Medium | Solar Thermal (12hrs Storage) | REZ_S5_Solar | Solar Thermal (12hrs Storage) | Solar Thermal (12hrs Storage) | Northern SA | Solar Thermal (12hrs Storage) | Northern SA | Solar Thermal (12hrs Storage)
Solar Thermal (12hrs Storage) | Solar Thermal (12hrs Storage) | SA | SA | Leigh Creek | New Entrant | SA Medium | Solar | Solar | Solar Thermal (12hrs Storage) | Solar Thermal (12hrs Storage) | Solar Thermal (12hrs Storage) | Solar Thermal (12hrs Storage) | Solar Thermal (12hrs Storage) | Solar Thermal (12hrs Storage) | Solar Thermal (12hrs Storage) | Solar Thermal (12hrs Storage) | Solar Thermal (12hrs Storage) | Solar Thermal (12hrs Storage) | Solar Thermal (12hrs Storage) |  |  | SA Medium | SA Medium | Solar Thermal (12hrs Storage) | REZ_S6_Solar | Solar Thermal (12hrs Storage) | Solar Thermal (12hrs Storage) | Leigh Creek | Solar Thermal (12hrs Storage) | Leigh Creek | Solar Thermal (12hrs Storage)
Solar Thermal (12hrs Storage) | Solar Thermal (12hrs Storage) | SA | SA | Roxby Downs | New Entrant | SA Medium | Solar | Solar | Solar Thermal (12hrs Storage) | Solar Thermal (12hrs Storage) | Solar Thermal (12hrs Storage) | Solar Thermal (12hrs Storage) | Solar Thermal (12hrs Storage) | Solar Thermal (12hrs Storage) | Solar Thermal (12hrs Storage) | Solar Thermal (12hrs Storage) | Solar Thermal (12hrs Storage) | Solar Thermal (12hrs Storage) | Solar Thermal (12hrs Storage) |  |  | SA Medium | SA Medium | Solar Thermal (12hrs Storage) | REZ_S7_Solar | Solar Thermal (12hrs Storage) | Solar Thermal (12hrs Storage) | Roxby Downs | Solar Thermal (12hrs Storage) | Roxby Downs | Solar Thermal (12hrs Storage)
Solar Thermal (12hrs Storage) | Solar Thermal (12hrs Storage) | SA | SA | Eastern Eyre Peninsula | New Entrant | SA Medium | Solar | Solar | Solar Thermal (12hrs Storage) | Solar Thermal (12hrs Storage) | Solar Thermal (12hrs Storage) | Solar Thermal (12hrs Storage) | Solar Thermal (12hrs Storage) | Solar Thermal (12hrs Storage) | Solar Thermal (12hrs Storage) | Solar Thermal (12hrs Storage) | Solar Thermal (12hrs Storage) | Solar Thermal (12hrs Storage) | Solar Thermal (12hrs Storage) |  |  | SA Medium | SA Medium | Solar Thermal (12hrs Storage) | REZ_S8_Solar | Solar Thermal (12hrs Storage) | Solar Thermal (12hrs Storage) | Eastern Eyre Peninsula | Solar Thermal (12hrs Storage) | Eastern Eyre Peninsula | Solar Thermal (12hrs Storage)
Solar Thermal (12hrs Storage) | Solar Thermal (12hrs Storage) | SA | SA | Western Eyre Peninsula | New Entrant | SA Medium | Solar | Solar | Solar Thermal (12hrs Storage) | Solar Thermal (12hrs Storage) | Solar Thermal (12hrs Storage) | Solar Thermal (12hrs Storage) | Solar Thermal (12hrs Storage) | Solar Thermal (12hrs Storage) | Solar Thermal (12hrs Storage) | Solar Thermal (12hrs Storage) | Solar Thermal (12hrs Storage) | Solar Thermal (12hrs Storage) | Solar Thermal (12hrs Storage) |  |  | SA Medium | SA Medium | Solar Thermal (12hrs Storage) | REZ_S9_Solar | Solar Thermal (12hrs Storage) | Solar Thermal (12hrs Storage) | Western Eyre Peninsula | Solar Thermal (12hrs Storage) | Western Eyre Peninsula | Solar Thermal (12hrs Storage)
Solar Thermal (12hrs Storage) | Solar Thermal (12hrs Storage) | TAS | TAS | North East Tasmania | New Entrant | TAS Low | Solar | Solar | Solar Thermal (12hrs Storage) | Solar Thermal (12hrs Storage) | Solar Thermal (12hrs Storage) | Solar Thermal (12hrs Storage) | Solar Thermal (12hrs Storage) | Solar Thermal (12hrs Storage) | Solar Thermal (12hrs Storage) | Solar Thermal (12hrs Storage) | Solar Thermal (12hrs Storage) | Solar Thermal (12hrs Storage) | Solar Thermal (12hrs Storage) |  |  | TAS Low | TAS Low | Solar Thermal (12hrs Storage) | REZ_T1_Solar | Solar Thermal (12hrs Storage) | Solar Thermal (12hrs Storage) | North-East Tasmania | Solar Thermal (12hrs Storage) | North East Tasmania | Solar Thermal (12hrs Storage)
Solar Thermal (12hrs Storage) | Solar Thermal (12hrs Storage) | TAS | TAS | North West Tasmania | New Entrant | TAS Medium | Solar | Solar | Solar Thermal (12hrs Storage) | Solar Thermal (12hrs Storage) | Solar Thermal (12hrs Storage) | Solar Thermal (12hrs Storage) | Solar Thermal (12hrs Storage) | Solar Thermal (12hrs Storage) | Solar Thermal (12hrs Storage) | Solar Thermal (12hrs Storage) | Solar Thermal (12hrs Storage) | Solar Thermal (12hrs Storage) | Solar Thermal (12hrs Storage) |  |  | TAS Medium | TAS Medium | Solar Thermal (12hrs Storage) | REZ_T2_Solar | Solar Thermal (12hrs Storage) | Solar Thermal (12hrs Storage) | North-West Tasmania | Solar Thermal (12hrs Storage) | North West Tasmania | Solar Thermal (12hrs Storage)
Solar Thermal (12hrs Storage) | Solar Thermal (12hrs Storage) | TAS | TAS | Central Highlands | New Entrant | TAS Low | Solar | Solar | Solar Thermal (12hrs Storage) | Solar Thermal (12hrs Storage) | Solar Thermal (12hrs Storage) | Solar Thermal (12hrs Storage) | Solar Thermal (12hrs Storage) | Solar Thermal (12hrs Storage) | Solar Thermal (12hrs Storage) | Solar Thermal (12hrs Storage) | Solar Thermal (12hrs Storage) | Solar Thermal (12hrs Storage) | Solar Thermal (12hrs Storage) |  |  | TAS Low | TAS Low | Solar Thermal (12hrs Storage) | REZ_T3_Solar | Solar Thermal (12hrs Storage) | Solar Thermal (12hrs Storage) | Central Highlands | Solar Thermal (12hrs Storage) | Central Highlands | Solar Thermal (12hrs Storage)
Solar Thermal (12hrs Storage) | Solar Thermal (12hrs Storage) | NSW | CNSW | New South Wales Non-REZ | New Entrant | NSW Medium | Solar | Solar | Solar Thermal (12hrs Storage) | Solar Thermal (12hrs Storage) | Solar Thermal (12hrs Storage) | Solar Thermal (12hrs Storage) | Solar Thermal (12hrs Storage) | Solar Thermal (12hrs Storage) | Solar Thermal (12hrs Storage) | Solar Thermal (12hrs Storage) | Solar Thermal (12hrs Storage) | Solar Thermal (12hrs Storage) | Solar Thermal (12hrs Storage) |  |  | NSW Medium | NSW Medium | Solar Thermal (12hrs Storage) | N0_Solar | Solar Thermal (12hrs Storage) | Solar Thermal (12hrs Storage) | New South Wales Non-REZ | Solar Thermal (12hrs Storage) | New South Wales Non-REZ | Solar Thermal (12hrs Storage)
Solar Thermal (12hrs Storage) | Solar Thermal (12hrs Storage) | VIC | VIC | Victoria Non-REZ | New Entrant | VIC Medium | Solar | Solar | Solar Thermal (12hrs Storage) | Solar Thermal (12hrs Storage) | Solar Thermal (12hrs Storage) | Solar Thermal (12hrs Storage) | Solar Thermal (12hrs Storage) | Solar Thermal (12hrs Storage) | Solar Thermal (12hrs Storage) | Solar Thermal (12hrs Storage) | Solar Thermal (12hrs Storage) | Solar Thermal (12hrs Storage) | Solar Thermal (12hrs Storage) |  |  | VIC Medium | VIC Medium | Solar Thermal (12hrs Storage) | V0_Solar | Solar Thermal (12hrs Storage) | Solar Thermal (12hrs Storage) | Victoria Non-REZ | Solar Thermal (12hrs Storage) | Victoria Non-REZ | Solar Thermal (12hrs Storage)
Battery Storage (1hr storage) | Battery Storage (1hr storage) | VIC | VIC | N/A | New Entrant | VIC Low | NA | Battery | Battery Storage (1hr storage) | Battery Storage (1hr storage) | Battery Storage (1hr storage) | Battery Storage (1hr storage) | Battery Storage (1hr storage) | Battery Storage (1hr storage) | Battery Storage (1hr storage) | Battery Storage (1hr storage) | Battery Storage (1hr storage) | Battery Storage (1hr storage) | Battery Storage (1hr storage) |  |  | VIC Low | VIC Low | Battery Storage (1hr storage) | NE_VIC1 | Battery Storage (1hr storage) | Battery Storage | VIC | Battery Storage (1hr storage) | VIC | Battery Storage (1hr storage)
Battery Storage (1hr storage) | Battery Storage (1hr storage) | QLD | CNQ | N/A | New Entrant | QLD Low | NA | Battery | Battery Storage (1hr storage) | Battery Storage (1hr storage) | Battery Storage (1hr storage) | Battery Storage (1hr storage) | Battery Storage (1hr storage) | Battery Storage (1hr storage) | Battery Storage (1hr storage) | Battery Storage (1hr storage) | Battery Storage (1hr storage) | Battery Storage (1hr storage) | Battery Storage (1hr storage) |  |  | QLD Low | QLD Low | Battery Storage (1hr storage) | NE_CNQ | Battery Storage (1hr storage) | Battery Storage | QLD | Battery Storage (1hr storage) | QLD | Battery Storage (1hr storage)
Battery Storage (1hr storage) | Battery Storage (1hr storage) | QLD | GG | N/A | New Entrant | QLD Low | NA | Battery | Battery Storage (1hr storage) | Battery Storage (1hr storage) | Battery Storage (1hr storage) | Battery Storage (1hr storage) | Battery Storage (1hr storage) | Battery Storage (1hr storage) | Battery Storage (1hr storage) | Battery Storage (1hr storage) | Battery Storage (1hr storage) | Battery Storage (1hr storage) | Battery Storage (1hr storage) |  |  | QLD Low | QLD Low | Battery Storage (1hr storage) | NE_GG | Battery Storage (1hr storage) | Battery Storage | QLD | Battery Storage (1hr storage) | QLD | Battery Storage (1hr storage)
Battery Storage (1hr storage) | Battery Storage (1hr storage) | QLD | SQ | N/A | New Entrant | QLD Low | NA | Battery | Battery Storage (1hr storage) | Battery Storage (1hr storage) | Battery Storage (1hr storage) | Battery Storage (1hr storage) | Battery Storage (1hr storage) | Battery Storage (1hr storage) | Battery Storage (1hr storage) | Battery Storage (1hr storage) | Battery Storage (1hr storage) | Battery Storage (1hr storage) | Battery Storage (1hr storage) |  |  | QLD Low | QLD Low | Battery Storage (1hr storage) | NE_SQ | Battery Storage (1hr storage) | Battery Storage | QLD | Battery Storage (1hr storage) | QLD | Battery Storage (1hr storage)
Battery Storage (1hr storage) | Battery Storage (1hr storage) | NSW | NNSW | N/A | New Entrant | NSW Low | NA | Battery | Battery Storage (1hr storage) | Battery Storage (1hr storage) | Battery Storage (1hr storage) | Battery Storage (1hr storage) | Battery Storage (1hr storage) | Battery Storage (1hr storage) | Battery Storage (1hr storage) | Battery Storage (1hr storage) | Battery Storage (1hr storage) | Battery Storage (1hr storage) | Battery Storage (1hr storage) |  |  | NSW Low | NSW Low | Battery Storage (1hr storage) | NE_NNSW | Battery Storage (1hr storage) | Battery Storage | NSW | Battery Storage (1hr storage) | NSW | Battery Storage (1hr storage)
Battery Storage (1hr storage) | Battery Storage (1hr storage) | NSW | CNSW | N/A | New Entrant | NSW Low | NA | Battery | Battery Storage (1hr storage) | Battery Storage (1hr storage) | Battery Storage (1hr storage) | Battery Storage (1hr storage) | Battery Storage (1hr storage) | Battery Storage (1hr storage) | Battery Storage (1hr storage) | Battery Storage (1hr storage) | Battery Storage (1hr storage) | Battery Storage (1hr storage) | Battery Storage (1hr storage) |  |  | NSW Low | NSW Low | Battery Storage (1hr storage) | NE_CNSW | Battery Storage (1hr storage) | Battery Storage | NSW | Battery Storage (1hr storage) | NSW | Battery Storage (1hr storage)
Battery Storage (1hr storage) | Battery Storage (1hr storage) | NSW | SNW | N/A | New Entrant | NSW Low | NA | Battery | Battery Storage (1hr storage) | Battery Storage (1hr storage) | Battery Storage (1hr storage) | Battery Storage (1hr storage) | Battery Storage (1hr storage) | Battery Storage (1hr storage) | Battery Storage (1hr storage) | Battery Storage (1hr storage) | Battery Storage (1hr storage) | Battery Storage (1hr storage) | Battery Storage (1hr storage) |  |  | NSW Low | NSW Low | Battery Storage (1hr storage) | NE_SNW | Battery Storage (1hr storage) | Battery Storage | NSW | Battery Storage (1hr storage) | NSW | Battery Storage (1hr storage)
Battery Storage (1hr storage) | Battery Storage (1hr storage) | NSW | SNSW | N/A | New Entrant | NSW Low | NA | Battery | Battery Storage (1hr storage) | Battery Storage (1hr storage) | Battery Storage (1hr storage) | Battery Storage (1hr storage) | Battery Storage (1hr storage) | Battery Storage (1hr storage) | Battery Storage (1hr storage) | Battery Storage (1hr storage) | Battery Storage (1hr storage) | Battery Storage (1hr storage) | Battery Storage (1hr storage) |  |  | NSW Low | NSW Low | Battery Storage (1hr storage) | NE_SNSW | Battery Storage (1hr storage) | Battery Storage | NSW | Battery Storage (1hr storage) | NSW | Battery Storage (1hr storage)
Battery Storage (1hr storage) | Battery Storage (1hr storage) | SA | SA | N/A | New Entrant | SA Low | NA | Battery | Battery Storage (1hr storage) | Battery Storage (1hr storage) | Battery Storage (1hr storage) | Battery Storage (1hr storage) | Battery Storage (1hr storage) | Battery Storage (1hr storage) | Battery Storage (1hr storage) | Battery Storage (1hr storage) | Battery Storage (1hr storage) | Battery Storage (1hr storage) | Battery Storage (1hr storage) |  |  | SA Low | SA Low | Battery Storage (1hr storage) | NE_SA1 | Battery Storage (1hr storage) | Battery Storage | SA | Battery Storage (1hr storage) | SA | Battery Storage (1hr storage)
Battery Storage (1hr storage) | Battery Storage (1hr storage) | TAS | TAS | N/A | New Entrant | TAS Low | NA | Battery | Battery Storage (1hr storage) | Battery Storage (1hr storage) | Battery Storage (1hr storage) | Battery Storage (1hr storage) | Battery Storage (1hr storage) | Battery Storage (1hr storage) | Battery Storage (1hr storage) | Battery Storage (1hr storage) | Battery Storage (1hr storage) | Battery Storage (1hr storage) | Battery Storage (1hr storage) |  |  | TAS Low | TAS Low | Battery Storage (1hr storage) | NE_TAS1 | Battery Storage (1hr storage) | Battery Storage | TAS | Battery Storage (1hr storage) | TAS | Battery Storage (1hr storage)
Battery storage (2hrs storage) | Battery Storage (2hrs storage) | VIC | VIC | N/A | New Entrant | VIC Low | NA | Battery | Battery Storage (2hrs storage) | Battery Storage (2hrs storage) | Battery Storage (2hrs storage) | Battery Storage (2hrs storage) | Battery Storage (2hrs storage) | Battery Storage (2hrs storage) | Battery Storage (2hrs storage) | Battery Storage (2hrs storage) | Battery Storage (2hrs storage) | Battery Storage (2hrs storage) | Battery Storage (2hrs storage) |  |  | VIC Low | VIC Low | Battery Storage (2hrs storage) | NE_VIC1 | Battery Storage (2hrs storage) | Battery Storage | VIC | Battery Storage (2hrs storage) | VIC | Battery Storage (2hrs storage)
Battery Storage (2hrs storage) | Battery Storage (2hrs storage) | QLD | CNQ | N/A | New Entrant | QLD Low | NA | Battery | Battery Storage (2hrs storage) | Battery Storage (2hrs storage) | Battery Storage (2hrs storage) | Battery Storage (2hrs storage) | Battery Storage (2hrs storage) | Battery Storage (2hrs storage) | Battery Storage (2hrs storage) | Battery Storage (2hrs storage) | Battery Storage (2hrs storage) | Battery Storage (2hrs storage) | Battery Storage (2hrs storage) |  |  | QLD Low | QLD Low | Battery Storage (2hrs storage) | NE_CNQ | Battery Storage (2hrs storage) | Battery Storage | QLD | Battery Storage (2hrs storage) | QLD | Battery Storage (2hrs storage)
Battery Storage (2hrs storage) | Battery Storage (2hrs storage) | QLD | GG | N/A | New Entrant | QLD Low | NA | Battery | Battery Storage (2hrs storage) | Battery Storage (2hrs storage) | Battery Storage (2hrs storage) | Battery Storage (2hrs storage) | Battery Storage (2hrs storage) | Battery Storage (2hrs storage) | Battery Storage (2hrs storage) | Battery Storage (2hrs storage) | Battery Storage (2hrs storage) | Battery Storage (2hrs storage) | Battery Storage (2hrs storage) |  |  | QLD Low | QLD Low | Battery Storage (2hrs storage) | NE_GG | Battery Storage (2hrs storage) | Battery Storage | QLD | Battery Storage (2hrs storage) | QLD | Battery Storage (2hrs storage)
Battery Storage (2hrs storage) | Battery Storage (2hrs storage) | QLD | SQ | N/A | New Entrant | QLD Low | NA | Battery | Battery Storage (2hrs storage) | Battery Storage (2hrs storage) | Battery Storage (2hrs storage) | Battery Storage (2hrs storage) | Battery Storage (2hrs storage) | Battery Storage (2hrs storage) | Battery Storage (2hrs storage) | Battery Storage (2hrs storage) | Battery Storage (2hrs storage) | Battery Storage (2hrs storage) | Battery Storage (2hrs storage) |  |  | QLD Low | QLD Low | Battery Storage (2hrs storage) | NE_SQ | Battery Storage (2hrs storage) | Battery Storage | QLD | Battery Storage (2hrs storage) | QLD | Battery Storage (2hrs storage)
Battery Storage (2hrs storage) | Battery Storage (2hrs storage) | NSW | NNSW | N/A | New Entrant | NSW Low | NA | Battery | Battery Storage (2hrs storage) | Battery Storage (2hrs storage) | Battery Storage (2hrs storage) | Battery Storage (2hrs storage) | Battery Storage (2hrs storage) | Battery Storage (2hrs storage) | Battery Storage (2hrs storage) | Battery Storage (2hrs storage) | Battery Storage (2hrs storage) | Battery Storage (2hrs storage) | Battery Storage (2hrs storage) |  |  | NSW Low | NSW Low | Battery Storage (2hrs storage) | NE_NNSW | Battery Storage (2hrs storage) | Battery Storage | NSW | Battery Storage (2hrs storage) | NSW | Battery Storage (2hrs storage)
Battery Storage (2hrs storage) | Battery Storage (2hrs storage) | NSW | CNSW | N/A | New Entrant | NSW Low | NA | Battery | Battery Storage (2hrs storage) | Battery Storage (2hrs storage) | Battery Storage (2hrs storage) | Battery Storage (2hrs storage) | Battery Storage (2hrs storage) | Battery Storage (2hrs storage) | Battery Storage (2hrs storage) | Battery Storage (2hrs storage) | Battery Storage (2hrs storage) | Battery Storage (2hrs storage) | Battery Storage (2hrs storage) |  |  | NSW Low | NSW Low | Battery Storage (2hrs storage) | NE_CNSW | Battery Storage (2hrs storage) | Battery Storage | NSW | Battery Storage (2hrs storage) | NSW | Battery Storage (2hrs storage)
Battery Storage (2hrs storage) | Battery Storage (2hrs storage) | NSW | SNW | N/A | New Entrant | NSW Low | NA | Battery | Battery Storage (2hrs storage) | Battery Storage (2hrs storage) | Battery Storage (2hrs storage) | Battery Storage (2hrs storage) | Battery Storage (2hrs storage) | Battery Storage (2hrs storage) | Battery Storage (2hrs storage) | Battery Storage (2hrs storage) | Battery Storage (2hrs storage) | Battery Storage (2hrs storage) | Battery Storage (2hrs storage) |  |  | NSW Low | NSW Low | Battery Storage (2hrs storage) | NE_SNW | Battery Storage (2hrs storage) | Battery Storage | NSW | Battery Storage (2hrs storage) | NSW | Battery Storage (2hrs storage)
Battery Storage (2hrs storage) | Battery Storage (2hrs storage) | NSW | SNSW | N/A | New Entrant | NSW Low | NA | Battery | Battery Storage (2hrs storage) | Battery Storage (2hrs storage) | Battery Storage (2hrs storage) | Battery Storage (2hrs storage) | Battery Storage (2hrs storage) | Battery Storage (2hrs storage) | Battery Storage (2hrs storage) | Battery Storage (2hrs storage) | Battery Storage (2hrs storage) | Battery Storage (2hrs storage) | Battery Storage (2hrs storage) |  |  | NSW Low | NSW Low | Battery Storage (2hrs storage) | NE_SNSW | Battery Storage (2hrs storage) | Battery Storage | NSW | Battery Storage (2hrs storage) | NSW | Battery Storage (2hrs storage)
Battery Storage (2hrs storage) | Battery Storage (2hrs storage) | SA | SA | N/A | New Entrant | SA Low | NA | Battery | Battery Storage (2hrs storage) | Battery Storage (2hrs storage) | Battery Storage (2hrs storage) | Battery Storage (2hrs storage) | Battery Storage (2hrs storage) | Battery Storage (2hrs storage) | Battery Storage (2hrs storage) | Battery Storage (2hrs storage) | Battery Storage (2hrs storage) | Battery Storage (2hrs storage) | Battery Storage (2hrs storage) |  |  | SA Low | SA Low | Battery Storage (2hrs storage) | NE_SA1 | Battery Storage (2hrs storage) | Battery Storage | SA | Battery Storage (2hrs storage) | SA | Battery Storage (2hrs storage)
Battery Storage (2hrs storage) | Battery Storage (2hrs storage) | TAS | TAS | N/A | New Entrant | TAS Low | NA | Battery | Battery Storage (2hrs storage) | Battery Storage (2hrs storage) | Battery Storage (2hrs storage) | Battery Storage (2hrs storage) | Battery Storage (2hrs storage) | Battery Storage (2hrs storage) | Battery Storage (2hrs storage) | Battery Storage (2hrs storage) | Battery Storage (2hrs storage) | Battery Storage (2hrs storage) | Battery Storage (2hrs storage) |  |  | TAS Low | TAS Low | Battery Storage (2hrs storage) | NE_TAS1 | Battery Storage (2hrs storage) | Battery Storage | TAS | Battery Storage (2hrs storage) | TAS | Battery Storage (2hrs storage)
Battery Storage (4hrs storage) | Battery Storage (4hrs storage) | VIC | VIC | N/A | New Entrant | VIC Low | NA | Battery | Battery Storage (4hrs storage) | Battery Storage (4hrs storage) | Battery Storage (4hrs storage) | Battery Storage (4hrs storage) | Battery Storage (4hrs storage) | Battery Storage (4hrs storage) | Battery Storage (4hrs storage) | Battery Storage (4hrs storage) | Battery Storage (4hrs storage) | Battery Storage (4hrs storage) | Battery Storage (4hrs storage) |  |  | VIC Low | VIC Low | Battery Storage (4hrs storage) | NE_VIC1 | Battery Storage (4hrs storage) | Battery Storage | VIC | Battery Storage (4hrs storage) | VIC | Battery Storage (4hrs storage)
Battery Storage (4hrs storage) | Battery Storage (4hrs storage) | QLD | CNQ | N/A | New Entrant | QLD Low | NA | Battery | Battery Storage (4hrs storage) | Battery Storage (4hrs storage) | Battery Storage (4hrs storage) | Battery Storage (4hrs storage) | Battery Storage (4hrs storage) | Battery Storage (4hrs storage) | Battery Storage (4hrs storage) | Battery Storage (4hrs storage) | Battery Storage (4hrs storage) | Battery Storage (4hrs storage) | Battery Storage (4hrs storage) |  |  | QLD Low | QLD Low | Battery Storage (4hrs storage) | NE_CNQ | Battery Storage (4hrs storage) | Battery Storage | QLD | Battery Storage (4hrs storage) | QLD | Battery Storage (4hrs storage)
Battery Storage (4hrs storage) | Battery Storage (4hrs storage) | QLD | GG | N/A | New Entrant | QLD Low | NA | Battery | Battery Storage (4hrs storage) | Battery Storage (4hrs storage) | Battery Storage (4hrs storage) | Battery Storage (4hrs storage) | Battery Storage (4hrs storage) | Battery Storage (4hrs storage) | Battery Storage (4hrs storage) | Battery Storage (4hrs storage) | Battery Storage (4hrs storage) | Battery Storage (4hrs storage) | Battery Storage (4hrs storage) |  |  | QLD Low | QLD Low | Battery Storage (4hrs storage) | NE_GG | Battery Storage (4hrs storage) | Battery Storage | QLD | Battery Storage (4hrs storage) | QLD | Battery Storage (4hrs storage)
Battery Storage (4hrs storage) | Battery Storage (4hrs storage) | QLD | SQ | N/A | New Entrant | QLD Low | NA | Battery | Battery Storage (4hrs storage) | Battery Storage (4hrs storage) | Battery Storage (4hrs storage) | Battery Storage (4hrs storage) | Battery Storage (4hrs storage) | Battery Storage (4hrs storage) | Battery Storage (4hrs storage) | Battery Storage (4hrs storage) | Battery Storage (4hrs storage) | Battery Storage (4hrs storage) | Battery Storage (4hrs storage) |  |  | QLD Low | QLD Low | Battery Storage (4hrs storage) | NE_SQ | Battery Storage (4hrs storage) | Battery Storage | QLD | Battery Storage (4hrs storage) | QLD | Battery Storage (4hrs storage)
Battery Storage (4hrs storage) | Battery Storage (4hrs storage) | NSW | NNSW | N/A | New Entrant | NSW Low | NA | Battery | Battery Storage (4hrs storage) | Battery Storage (4hrs storage) | Battery Storage (4hrs storage) | Battery Storage (4hrs storage) | Battery Storage (4hrs storage) | Battery Storage (4hrs storage) | Battery Storage (4hrs storage) | Battery Storage (4hrs storage) | Battery Storage (4hrs storage) | Battery Storage (4hrs storage) | Battery Storage (4hrs storage) |  |  | NSW Low | NSW Low | Battery Storage (4hrs storage) | NE_NNSW | Battery Storage (4hrs storage) | Battery Storage | NSW | Battery Storage (4hrs storage) | NSW | Battery Storage (4hrs storage)
Battery Storage (4hrs storage) | Battery Storage (4hrs storage) | NSW | CNSW | N/A | New Entrant | NSW Low | NA | Battery | Battery Storage (4hrs storage) | Battery Storage (4hrs storage) | Battery Storage (4hrs storage) | Battery Storage (4hrs storage) | Battery Storage (4hrs storage) | Battery Storage (4hrs storage) | Battery Storage (4hrs storage) | Battery Storage (4hrs storage) | Battery Storage (4hrs storage) | Battery Storage (4hrs storage) | Battery Storage (4hrs storage) |  |  | NSW Low | NSW Low | Battery Storage (4hrs storage) | NE_CNSW | Battery Storage (4hrs storage) | Battery Storage | NSW | Battery Storage (4hrs storage) | NSW | Battery Storage (4hrs storage)
Battery Storage (4hrs storage) | Battery Storage (4hrs storage) | NSW | SNW | N/A | New Entrant | NSW Low | NA | Battery | Battery Storage (4hrs storage) | Battery Storage (4hrs storage) | Battery Storage (4hrs storage) | Battery Storage (4hrs storage) | Battery Storage (4hrs storage) | Battery Storage (4hrs storage) | Battery Storage (4hrs storage) | Battery Storage (4hrs storage) | Battery Storage (4hrs storage) | Battery Storage (4hrs storage) | Battery Storage (4hrs storage) |  |  | NSW Low | NSW Low | Battery Storage (4hrs storage) | NE_SNW | Battery Storage (4hrs storage) | Battery Storage | NSW | Battery Storage (4hrs storage) | NSW | Battery Storage (4hrs storage)
Battery Storage (4hrs storage) | Battery Storage (4hrs storage) | NSW | SNSW | N/A | New Entrant | NSW Low | NA | Battery | Battery Storage (4hrs storage) | Battery Storage (4hrs storage) | Battery Storage (4hrs storage) | Battery Storage (4hrs storage) | Battery Storage (4hrs storage) | Battery Storage (4hrs storage) | Battery Storage (4hrs storage) | Battery Storage (4hrs storage) | Battery Storage (4hrs storage) | Battery Storage (4hrs storage) | Battery Storage (4hrs storage) |  |  | NSW Low | NSW Low | Battery Storage (4hrs storage) | NE_SNSW | Battery Storage (4hrs storage) | Battery Storage | NSW | Battery Storage (4hrs storage) | NSW | Battery Storage (4hrs storage)
Battery Storage (4hrs storage) | Battery Storage (4hrs storage) | SA | SA | N/A | New Entrant | SA Low | NA | Battery | Battery Storage (4hrs storage) | Battery Storage (4hrs storage) | Battery Storage (4hrs storage) | Battery Storage (4hrs storage) | Battery Storage (4hrs storage) | Battery Storage (4hrs storage) | Battery Storage (4hrs storage) | Battery Storage (4hrs storage) | Battery Storage (4hrs storage) | Battery Storage (4hrs storage) | Battery Storage (4hrs storage) |  |  | SA Low | SA Low | Battery Storage (4hrs storage) | NE_SA1 | Battery Storage (4hrs storage) | Battery Storage | SA | Battery Storage (4hrs storage) | SA | Battery Storage (4hrs storage)
Battery Storage (4hrs storage) | Battery Storage (4hrs storage) | TAS | TAS | N/A | New Entrant | TAS Low | NA | Battery | Battery Storage (4hrs storage) | Battery Storage (4hrs storage) | Battery Storage (4hrs storage) | Battery Storage (4hrs storage) | Battery Storage (4hrs storage) | Battery Storage (4hrs storage) | Battery Storage (4hrs storage) | Battery Storage (4hrs storage) | Battery Storage (4hrs storage) | Battery Storage (4hrs storage) | Battery Storage (4hrs storage) |  |  | TAS Low | TAS Low | Battery Storage (4hrs storage) | NE_TAS1 | Battery Storage (4hrs storage) | Battery Storage | TAS | Battery Storage (4hrs storage) | TAS | Battery Storage (4hrs storage)
Battery Storage (8hrs storage) | Battery Storage (8hrs storage) | VIC | VIC | N/A | New Entrant | VIC Low | NA | Battery | Battery Storage (8hrs storage) | Battery Storage (8hrs storage) | Battery Storage (8hrs storage) | Battery Storage (8hrs storage) | Battery Storage (8hrs storage) | Battery Storage (8hrs storage) | Battery Storage (8hrs storage) | Battery Storage (8hrs storage) | Battery Storage (8hrs storage) | Battery Storage (8hrs storage) | Battery Storage (8hrs storage) |  |  | VIC Low | VIC Low | Battery Storage (8hrs storage) | NE_VIC1 | Battery Storage (8hrs storage) | Battery Storage | VIC | Battery Storage (8hrs storage) | VIC | Battery Storage (8hrs storage)
Battery Storage (8hrs storage) | Battery Storage (8hrs storage) | QLD | CNQ | N/A | New Entrant | QLD Low | NA | Battery | Battery Storage (8hrs storage) | Battery Storage (8hrs storage) | Battery Storage (8hrs storage) | Battery Storage (8hrs storage) | Battery Storage (8hrs storage) | Battery Storage (8hrs storage) | Battery Storage (8hrs storage) | Battery Storage (8hrs storage) | Battery Storage (8hrs storage) | Battery Storage (8hrs storage) | Battery Storage (8hrs storage) |  |  | QLD Low | QLD Low | Battery Storage (8hrs storage) | NE_CNQ | Battery Storage (8hrs storage) | Battery Storage | QLD | Battery Storage (8hrs storage) | QLD | Battery Storage (8hrs storage)
Battery Storage (8hrs storage) | Battery Storage (8hrs storage) | QLD | GG | N/A | New Entrant | QLD Low | NA | Battery | Battery Storage (8hrs storage) | Battery Storage (8hrs storage) | Battery Storage (8hrs storage) | Battery Storage (8hrs storage) | Battery Storage (8hrs storage) | Battery Storage (8hrs storage) | Battery Storage (8hrs storage) | Battery Storage (8hrs storage) | Battery Storage (8hrs storage) | Battery Storage (8hrs storage) | Battery Storage (8hrs storage) |  |  | QLD Low | QLD Low | Battery Storage (8hrs storage) | NE_GG | Battery Storage (8hrs storage) | Battery Storage | QLD | Battery Storage (8hrs storage) | QLD | Battery Storage (8hrs storage)
Battery Storage (8hrs storage) | Battery Storage (8hrs storage) | QLD | SQ | N/A | New Entrant | QLD Low | NA | Battery | Battery Storage (8hrs storage) | Battery Storage (8hrs storage) | Battery Storage (8hrs storage) | Battery Storage (8hrs storage) | Battery Storage (8hrs storage) | Battery Storage (8hrs storage) | Battery Storage (8hrs storage) | Battery Storage (8hrs storage) | Battery Storage (8hrs storage) | Battery Storage (8hrs storage) | Battery Storage (8hrs storage) |  |  | QLD Low | QLD Low | Battery Storage (8hrs storage) | NE_SQ | Battery Storage (8hrs storage) | Battery Storage | QLD | Battery Storage (8hrs storage) | QLD | Battery Storage (8hrs storage)
Battery Storage (8hrs storage) | Battery Storage (8hrs storage) | NSW | NNSW | N/A | New Entrant | NSW Low | NA | Battery | Battery Storage (8hrs storage) | Battery Storage (8hrs storage) | Battery Storage (8hrs storage) | Battery Storage (8hrs storage) | Battery Storage (8hrs storage) | Battery Storage (8hrs storage) | Battery Storage (8hrs storage) | Battery Storage (8hrs storage) | Battery Storage (8hrs storage) | Battery Storage (8hrs storage) | Battery Storage (8hrs storage) |  |  | NSW Low | NSW Low | Battery Storage (8hrs storage) | NE_NNSW | Battery Storage (8hrs storage) | Battery Storage | NSW | Battery Storage (8hrs storage) | NSW | Battery Storage (8hrs storage)
Battery Storage (8hrs storage) | Battery Storage (8hrs storage) | NSW | CNSW | N/A | New Entrant | NSW Low | NA | Battery | Battery Storage (8hrs storage) | Battery Storage (8hrs storage) | Battery Storage (8hrs storage) | Battery Storage (8hrs storage) | Battery Storage (8hrs storage) | Battery Storage (8hrs storage) | Battery Storage (8hrs storage) | Battery Storage (8hrs storage) | Battery Storage (8hrs storage) | Battery Storage (8hrs storage) | Battery Storage (8hrs storage) |  |  | NSW Low | NSW Low | Battery Storage (8hrs storage) | NE_CNSW | Battery Storage (8hrs storage) | Battery Storage | NSW | Battery Storage (8hrs storage) | NSW | Battery Storage (8hrs storage)
Battery Storage (8hrs storage) | Battery Storage (8hrs storage) | NSW | SNW | N/A | New Entrant | NSW Low | NA | Battery | Battery Storage (8hrs storage) | Battery Storage (8hrs storage) | Battery Storage (8hrs storage) | Battery Storage (8hrs storage) | Battery Storage (8hrs storage) | Battery Storage (8hrs storage) | Battery Storage (8hrs storage) | Battery Storage (8hrs storage) | Battery Storage (8hrs storage) | Battery Storage (8hrs storage) | Battery Storage (8hrs storage) |  |  | NSW Low | NSW Low | Battery Storage (8hrs storage) | NE_SNW | Battery Storage (8hrs storage) | Battery Storage | NSW | Battery Storage (8hrs storage) | NSW | Battery Storage (8hrs storage)
Battery Storage (8hrs storage) | Battery Storage (8hrs storage) | NSW | SNSW | N/A | New Entrant | NSW Low | NA | Battery | Battery Storage (8hrs storage) | Battery Storage (8hrs storage) | Battery Storage (8hrs storage) | Battery Storage (8hrs storage) | Battery Storage (8hrs storage) | Battery Storage (8hrs storage) | Battery Storage (8hrs storage) | Battery Storage (8hrs storage) | Battery Storage (8hrs storage) | Battery Storage (8hrs storage) | Battery Storage (8hrs storage) |  |  | NSW Low | NSW Low | Battery Storage (8hrs storage) | NE_SNSW | Battery Storage (8hrs storage) | Battery Storage | NSW | Battery Storage (8hrs storage) | NSW | Battery Storage (8hrs storage)
Battery Storage (8hrs storage) | Battery Storage (8hrs storage) | SA | SA | N/A | New Entrant | SA Low | NA | Battery | Battery Storage (8hrs storage) | Battery Storage (8hrs storage) | Battery Storage (8hrs storage) | Battery Storage (8hrs storage) | Battery Storage (8hrs storage) | Battery Storage (8hrs storage) | Battery Storage (8hrs storage) | Battery Storage (8hrs storage) | Battery Storage (8hrs storage) | Battery Storage (8hrs storage) | Battery Storage (8hrs storage) |  |  | SA Low | SA Low | Battery Storage (8hrs storage) | NE_SA1 | Battery Storage (8hrs storage) | Battery Storage | SA | Battery Storage (8hrs storage) | SA | Battery Storage (8hrs storage)
Battery Storage (8hrs storage) | Battery Storage (8hrs storage) | TAS | TAS | N/A | New Entrant | TAS Low | NA | Battery | Battery Storage (8hrs storage) | Battery Storage (8hrs storage) | Battery Storage (8hrs storage) | Battery Storage (8hrs storage) | Battery Storage (8hrs storage) | Battery Storage (8hrs storage) | Battery Storage (8hrs storage) | Battery Storage (8hrs storage) | Battery Storage (8hrs storage) | Battery Storage (8hrs storage) | Battery Storage (8hrs storage) |  |  | TAS Low | TAS Low | Battery Storage (8hrs storage) | NE_TAS1 | Battery Storage (8hrs storage) | Battery Storage | TAS | Battery Storage (8hrs storage) | TAS | Battery Storage (8hrs storage)
Wind | Wind | QLD | CNQ | Far North QLD | New Entrant | QLD Low | Wind | Wind | Wind | Wind | Wind | Wind | Wind | Wind | Wind | Wind | Wind | Wind | Wind |  |  | QLD Low | QLD Low | Wind | REZ_Q1_Wind | Wind | Wind | Far North Queensland | Wind | Far North QLD | Wind
Wind | Wind | QLD | CNQ | North Qld Clean Energy Hub | New Entrant | QLD Low | Wind | Wind | Wind | Wind | Wind | Wind | Wind | Wind | Wind | Wind | Wind | Wind | Wind |  |  | QLD Low | QLD Low | Wind | REZ_Q2_Wind | Wind | Wind | North Queensland Clean Energy Hub | Wind | North Qld Clean Energy Hub | Wind
Wind | Wind | QLD | CNQ | Northern Qld | New Entrant | QLD Low | Wind | Wind | Wind | Wind | Wind | Wind | Wind | Wind | Wind | Wind | Wind | Wind | Wind |  |  | QLD Low | QLD Low | Wind | REZ_Q3_Wind | Wind | Wind | North Queensland | Wind | Northern Qld | Wind
Wind | Wind | QLD | CNQ | Isaac | New Entrant | QLD Low | Wind | Wind | Wind | Wind | Wind | Wind | Wind | Wind | Wind | Wind | Wind | Wind | Wind |  |  | QLD Low | QLD Low | Wind | REZ_Q4_Wind | Wind | Wind | Isaac | Wind | Isaac | Wind
Wind | Wind | QLD | CNQ | Barcaldine | New Entrant | QLD Medium | Wind | Wind | Wind | Wind | Wind | Wind | Wind | Wind | Wind | Wind | Wind | Wind | Wind |  |  | QLD Medium | QLD Medium | Wind | REZ_Q5_Wind | Wind | Wind | Barcaldine | Wind | Barcaldine | Wind
Wind | Wind | QLD | CNQ | Fitzroy | New Entrant | QLD Low | Wind | Wind | Wind | Wind | Wind | Wind | Wind | Wind | Wind | Wind | Wind | Wind | Wind |  |  | QLD Low | QLD Low | Wind | REZ_Q6_Wind | Wind | Wind | Fitzroy | Wind | Fitzroy | Wind
Wind | Wind | QLD | SQ | Wide Bay | New Entrant | QLD Low | Wind | Wind | Wind | Wind | Wind | Wind | Wind | Wind | Wind | Wind | Wind | Wind | Wind |  |  | QLD Low | QLD Low | Wind | REZ_Q7_Wind | Wind | Wind | Wide Bay | Wind | Wide Bay | Wind
Wind | Wind | QLD | SQ | Darling Downs | New Entrant | QLD Low | Wind | Wind | Wind | Wind | Wind | Wind | Wind | Wind | Wind | Wind | Wind | Wind | Wind |  |  | QLD Low | QLD Low | Wind | REZ_Q8_Wind | Wind | Wind | Darling Downs | Wind | Darling Downs | Wind
Wind | Wind | QLD | SQ | Banana | New Entrant | QLD Medium | Wind | Wind | Wind | Wind | Wind | Wind | Wind | Wind | Wind | Wind | Wind | Wind | Wind |  |  | QLD Medium | QLD Medium | Wind | REZ_Q9_Wind | Wind | Wind | Banana | Wind | Banana | Wind
Wind | Wind | NSW | NNSW | North West NSW | New Entrant | NSW Medium | Wind | Wind | Wind | Wind | Wind | Wind | Wind | Wind | Wind | Wind | Wind | Wind | Wind |  |  | NSW Medium | NSW Medium | Wind | REZ_N1_Wind | Wind | Wind | North West New South Wales | Wind | North West NSW | Wind
Wind | Wind | NSW | NNSW | New England | New Entrant | NSW Low | Wind | Wind | Wind | Wind | Wind | Wind | Wind | Wind | Wind | Wind | Wind | Wind | Wind |  |  | NSW Low | NSW Low | Wind | REZ_N2_Wind | Wind | Wind | New England | Wind | New England | Wind
Wind | Wind | NSW | CNSW | Central-West Orana | New Entrant | NSW Medium | Wind | Wind | Wind | Wind | Wind | Wind | Wind | Wind | Wind | Wind | Wind | Wind | Wind |  |  | NSW Medium | NSW Medium | Wind | REZ_N3_Wind | Wind | Wind | Central West New South Wales | Wind | Central-West Orana | Wind
Wind | Wind | NSW | SNSW | Broken Hill | New Entrant | NSW High | Wind | Wind | Wind | Wind | Wind | Wind | Wind | Wind | Wind | Wind | Wind | Wind | Wind |  |  | NSW High | NSW High | Wind | REZ_N4_Wind | Wind | Wind | Broken Hill | Wind | Broken Hill | Wind
Wind | Wind | NSW | SNSW | South West NSW | New Entrant | NSW High | Wind | Wind | Wind | Wind | Wind | Wind | Wind | Wind | Wind | Wind | Wind | Wind | Wind |  |  | NSW High | NSW High | Wind | REZ_N5_Wind | Wind | Wind | South West New South Wales | Wind | South West NSW | Wind
Wind | Wind | NSW | SNSW | Wagga Wagga | New Entrant | NSW Medium | Wind | Wind | Wind | Wind | Wind | Wind | Wind | Wind | Wind | Wind | Wind | Wind | Wind |  |  | NSW Medium | NSW Medium | Wind | REZ_N6_Wind | Wind | Wind | Wagga Wagga | Wind | Wagga Wagga | Wind
Wind | Wind | NSW | SNSW | Tumut | New Entrant | NSW Medium | Wind | Wind | Wind | Wind | Wind | Wind | Wind | Wind | Wind | Wind | Wind | Wind | Wind |  |  | NSW Medium | NSW Medium | Wind | REZ_N7_Wind | Wind | Wind | Tumut | Wind | Tumut | Wind
Wind | Wind | NSW | SNSW | Cooma-Monaro | New Entrant | NSW Medium | Wind | Wind | Wind | Wind | Wind | Wind | Wind | Wind | Wind | Wind | Wind | Wind | Wind |  |  | NSW Medium | NSW Medium | Wind | REZ_N8_Wind | Wind | Wind | Cooma-Monaro | Wind | Cooma-Monaro | Wind
Wind | Wind | VIC | VIC | Ovens Murray | New Entrant | VIC Medium | Wind | Wind | Wind | Wind | Wind | Wind | Wind | Wind | Wind | Wind | Wind | Wind | Wind |  |  | VIC Medium | VIC Medium | Wind | REZ_V1_Wind | Wind | Wind | Ovens Murray | Wind | Ovens Murray | Wind
Wind | Wind | VIC | VIC | Murray River | New Entrant | VIC Medium | Wind | Wind | Wind | Wind | Wind | Wind | Wind | Wind | Wind | Wind | Wind | Wind | Wind |  |  | VIC High | VIC High | Wind | REZ_V2_Wind | Wind | Wind | Murray River | Wind | Murray River | Wind
Wind | Wind | VIC | VIC | Western Victoria | New Entrant | VIC Medium | Wind | Wind | Wind | Wind | Wind | Wind | Wind | Wind | Wind | Wind | Wind | Wind | Wind |  |  | VIC Medium | VIC Medium | Wind | REZ_V3_Wind | Wind | Wind | Western Victoria | Wind | Western Victoria | Wind
Wind | Wind | VIC | VIC | South West Victoria | New Entrant | VIC Medium | Wind | Wind | Wind | Wind | Wind | Wind | Wind | Wind | Wind | Wind | Wind | Wind | Wind |  |  | VIC Medium | VIC Medium | Wind | REZ_V4_Wind | Wind | Wind | South West Victoria | Wind | South West Victoria | Wind
Wind | Wind | VIC | VIC | Gippsland | New Entrant | VIC Low | Wind | Wind | Wind | Wind | Wind | Wind | Wind | Wind | Wind | Wind | Wind | Wind | Wind |  |  | VIC Low | VIC Low | Wind | REZ_V5_Wind | Wind | Wind | Gippsland | Wind | Gippsland | Wind
Wind | Wind | VIC | VIC | Central North Vic | New Entrant | VIC High | Wind | Wind | Wind | Wind | Wind | Wind | Wind | Wind | Wind | Wind | Wind | Wind | Wind |  |  | VIC Medium | VIC Medium | Wind | REZ_V6_Wind | Wind | Wind | Central North Victoria | Wind | Central North Vic | Wind
Wind | Wind | SA | SA | South East SA | New Entrant | SA Low | Wind | Wind | Wind | Wind | Wind | Wind | Wind | Wind | Wind | Wind | Wind | Wind | Wind |  |  | SA Low | SA Low | Wind | REZ_S1_Wind | Wind | Wind | South-East SA | Wind | South East SA | Wind
Wind | Wind | SA | SA | Riverland | New Entrant | SA Low | Wind | Wind | Wind | Wind | Wind | Wind | Wind | Wind | Wind | Wind | Wind | Wind | Wind |  |  | SA Low | SA Low | Wind | REZ_S2_Wind | Wind | Wind | Riverland | Wind | Riverland | Wind
Wind | Wind | SA | SA | Mid-North SA | New Entrant | SA Low | Wind | Wind | Wind | Wind | Wind | Wind | Wind | Wind | Wind | Wind | Wind | Wind | Wind |  |  | SA Low | SA Low | Wind | REZ_S3_Wind | Wind | Wind | Mid-North SA | Wind | Mid-North SA | Wind
Wind | Wind | SA | SA | Yorke Peninsula | New Entrant | SA Low | Wind | Wind | Wind | Wind | Wind | Wind | Wind | Wind | Wind | Wind | Wind | Wind | Wind |  |  | SA Low | SA Low | Wind | REZ_S4_Wind | Wind | Wind | Yorke Peninsula | Wind | Yorke Peninsula | Wind
Wind | Wind | SA | SA | Northern SA | New Entrant | SA Medium | Wind | Wind | Wind | Wind | Wind | Wind | Wind | Wind | Wind | Wind | Wind | Wind | Wind |  |  | SA Medium | SA Medium | Wind | REZ_S5_Wind | Wind | Wind | Northern SA | Wind | Northern SA | Wind
Wind | Wind | SA | SA | Leigh Creek | New Entrant | SA Medium | Wind | Wind | Wind | Wind | Wind | Wind | Wind | Wind | Wind | Wind | Wind | Wind | Wind |  |  | SA Medium | SA Medium | Wind | REZ_S6_Wind | Wind | Wind | Leigh Creek | Wind | Leigh Creek | Wind
Wind | Wind | SA | SA | Roxby Downs | New Entrant | SA Medium | Wind | Wind | Wind | Wind | Wind | Wind | Wind | Wind | Wind | Wind | Wind | Wind | Wind |  |  | SA Medium | SA Medium | Wind | REZ_S7_Wind | Wind | Wind | Roxby Downs | Wind | Roxby Downs | Wind
Wind | Wind | SA | SA | Eastern Eyre Peninsula | New Entrant | SA Medium | Wind | Wind | Wind | Wind | Wind | Wind | Wind | Wind | Wind | Wind | Wind | Wind | Wind |  |  | SA Medium | SA Medium | Wind | REZ_S8_Wind | Wind | Wind | Eastern Eyre Peninsula | Wind | Eastern Eyre Peninsula | Wind
Wind | Wind | SA | SA | Western Eyre Peninsula | New Entrant | SA Medium | Wind | Wind | Wind | Wind | Wind | Wind | Wind | Wind | Wind | Wind | Wind | Wind | Wind |  |  | SA Medium | SA Medium | Wind | REZ_S9_Wind | Wind | Wind | Western Eyre Peninsula | Wind | Western Eyre Peninsula | Wind
Wind | Wind | TAS | TAS | North East Tasmania | New Entrant | TAS Low | Wind | Wind | Wind | Wind | Wind | Wind | Wind | Wind | Wind | Wind | Wind | Wind | Wind |  |  | TAS Low | TAS Low | Wind | REZ_T1_Wind | Wind | Wind | North-East Tasmania | Wind | North East Tasmania | Wind
Wind | Wind | TAS | TAS | North West Tasmania | New Entrant | TAS Medium | Wind | Wind | Wind | Wind | Wind | Wind | Wind | Wind | Wind | Wind | Wind | Wind | Wind |  |  | TAS Medium | TAS Medium | Wind | REZ_T2_Wind | Wind | Wind | North-West Tasmania | Wind | North West Tasmania | Wind
Wind | Wind | TAS | TAS | Central Highlands | New Entrant | TAS Low | Wind | Wind | Wind | Wind | Wind | Wind | Wind | Wind | Wind | Wind | Wind | Wind | Wind |  |  | TAS Low | TAS Low | Wind | REZ_T3_Wind | Wind | Wind | Central Highlands | Wind | Central Highlands | Wind
Wind | Wind | NSW | CNSW | New South Wales Non-REZ | New Entrant | NSW Medium | Wind | Wind | Wind | Wind | Wind | Wind | Wind | Wind | Wind | Wind | Wind | Wind | Wind |  |  | NSW Medium | NSW Medium | Wind | N0_Wind | Wind | Wind | New South Wales Non-REZ | Wind | New South Wales Non-REZ | Wind
Wind | Wind | VIC | VIC | Victoria Non-REZ | New Entrant | VIC Medium | Wind | Wind | Wind | Wind | Wind | Wind | Wind | Wind | Wind | Wind | Wind | Wind | Wind |  |  | VIC Medium | VIC Medium | Wind | V0_Wind | Wind | Wind | Victoria Non-REZ | Wind | Victoria Non-REZ | Wind
Wind - offshore | Wind | NSW | SNW | Hunter Coast | New Entrant | NSW Low | Wind | Wind | Wind - offshore | Wind - offshore | Wind - offshore | Wind - offshore | Wind - offshore | Wind - offshore | Wind - offshore | Wind - offshore | Wind - offshore | Wind - offshore | Wind - offshore |  |  | NSW Low | NSW Low | Wind | OWZ_01_Wind | Wind - offshore | Wind - offshore | Hunter Coast | Wind - offshore | Hunter Coast | Wind - offshore
Wind - offshore | Wind | NSW | SNW | Illawarra Coast | New Entrant | NSW Low | Wind | Wind | Wind - offshore | Wind - offshore | Wind - offshore | Wind - offshore | Wind - offshore | Wind - offshore | Wind - offshore | Wind - offshore | Wind - offshore | Wind - offshore | Wind - offshore |  |  | NSW Low | NSW Low | Wind | OWZ_02_Wind | Wind - offshore | Wind - offshore | Illawarra Coast | Wind - offshore | Illawarra Coast | Wind - offshore
Wind - offshore | Wind | VIC | VIC | Gippsland Coast | New Entrant | VIC Low | Wind | Wind | Wind - offshore | Wind - offshore | Wind - offshore | Wind - offshore | Wind - offshore | Wind - offshore | Wind - offshore | Wind - offshore | Wind - offshore | Wind - offshore | Wind - offshore |  |  | VIC Low | VIC Low | Wind | OWZ_03_Wind | Wind - offshore | Wind - offshore | Gippsland Coast | Wind - offshore | Gippsland Coast | Wind - offshore
Wind - offshore | Wind | TAS | TAS | North West Tasmania Coast | New Entrant | TAS Low | Wind | Wind | Wind - offshore | Wind - offshore | Wind - offshore | Wind - offshore | Wind - offshore | Wind - offshore | Wind - offshore | Wind - offshore | Wind - offshore | Wind - offshore | Wind - offshore |  |  | TAS Low | TAS Low | Wind | OWZ_04_Wind | Wind - offshore | Wind - offshore | North West Tasmania Coast | Wind - offshore | North West Tasmania Coast | Wind - offshore
Wind - offshore | Wind | VIC | VIC | Portland Coast | New Entrant | VIC Low | Wind | Wind | Wind - offshore | Wind - offshore | Wind - offshore | Wind - offshore | Wind - offshore | Wind - offshore | Wind - offshore | Wind - offshore | Wind - offshore | Wind - offshore | Wind - offshore |  |  | VIC Low | VIC Low | Wind | OWZ_05_Wind | Wind - offshore | Wind - offshore | Portland Coast | Wind - offshore | Portland Coast | Wind - offshore
Wind - offshore | Wind | SA | SA | South East SA Coast | New Entrant | SA Low | Wind | Wind | Wind - offshore | Wind - offshore | Wind - offshore | Wind - offshore | Wind - offshore | Wind - offshore | Wind - offshore | Wind - offshore | Wind - offshore | Wind - offshore | Wind - offshore |  |  | SA Low | SA Low | Wind | OWZ_06_Wind | Wind - offshore | Wind - offshore | South East SA Coast | Wind - offshore | South East SA Coast | Wind - offshore
Pumped Hydro (8hrs storage) | Pumped Hydro | VIC | VIC | N/A | New Entrant | VIC | Water | Hydro | Pumped Hydro (8hrs storage) | Pumped Hydro (8hrs storage) | Pumped Hydro (8hrs storage) | Pumped Hydro (8hrs storage) | Pumped Hydro (8hrs storage) | Pumped Hydro (8hrs storage) | Pumped Hydro (8hrs storage) | Pumped Hydro (8hrs storage) | Pumped Hydro (8hrs storage) | Pumped Hydro (8hrs storage) | Pumped Hydro (8hrs storage) |  |  | VIC Low | VIC Low | Pumped Hydro (8hrs storage) | NE_VIC1 | Pumped Hydro (8hrs storage) | Pumped Hydro | VIC | 8hr storage | VIC | Pumped Hydro (8hrs storage)
Pumped Hydro (8hrs storage) | Pumped Hydro | QLD | CNQ | N/A | New Entrant | CNQ | Water | Hydro | Pumped Hydro (8hrs storage) | Pumped Hydro (8hrs storage) | Pumped Hydro (8hrs storage) | Pumped Hydro (8hrs storage) | Pumped Hydro (8hrs storage) | Pumped Hydro (8hrs storage) | Pumped Hydro (8hrs storage) | Pumped Hydro (8hrs storage) | Pumped Hydro (8hrs storage) | Pumped Hydro (8hrs storage) | Pumped Hydro (8hrs storage) |  |  | QLD Low | QLD Low | Pumped Hydro (8hrs storage) | NE_CNQ | Pumped Hydro (8hrs storage) | Pumped Hydro | QLD | 8hr storage | QLD | Pumped Hydro (8hrs storage)
Pumped Hydro (8hrs storage) | Pumped Hydro | QLD | GG | N/A | New Entrant | GG | Water | Hydro | Pumped Hydro (8hrs storage) | Pumped Hydro (8hrs storage) | Pumped Hydro (8hrs storage) | Pumped Hydro (8hrs storage) | Pumped Hydro (8hrs storage) | Pumped Hydro (8hrs storage) | Pumped Hydro (8hrs storage) | Pumped Hydro (8hrs storage) | Pumped Hydro (8hrs storage) | Pumped Hydro (8hrs storage) | Pumped Hydro (8hrs storage) |  |  | QLD Low | QLD Low | Pumped Hydro (8hrs storage) | NE_GG | Pumped Hydro (8hrs storage) | Pumped Hydro | QLD | 8hr storage | QLD | Pumped Hydro (8hrs storage)
Pumped Hydro (8hrs storage) | Pumped Hydro | QLD | SQ | N/A | New Entrant | SQ | Water | Hydro | Pumped Hydro (8hrs storage) | Pumped Hydro (8hrs storage) | Pumped Hydro (8hrs storage) | Pumped Hydro (8hrs storage) | Pumped Hydro (8hrs storage) | Pumped Hydro (8hrs storage) | Pumped Hydro (8hrs storage) | Pumped Hydro (8hrs storage) | Pumped Hydro (8hrs storage) | Pumped Hydro (8hrs storage) | Pumped Hydro (8hrs storage) |  |  | QLD Low | QLD Low | Pumped Hydro (8hrs storage) | NE_SQ | Pumped Hydro (8hrs storage) | Pumped Hydro | QLD | 8hr storage | QLD | Pumped Hydro (8hrs storage)
Pumped Hydro (8hrs storage) | Pumped Hydro | NSW | NNSW | N/A | New Entrant | NNSW | Water | Hydro | Pumped Hydro (8hrs storage) | Pumped Hydro (8hrs storage) | Pumped Hydro (8hrs storage) | Pumped Hydro (8hrs storage) | Pumped Hydro (8hrs storage) | Pumped Hydro (8hrs storage) | Pumped Hydro (8hrs storage) | Pumped Hydro (8hrs storage) | Pumped Hydro (8hrs storage) | Pumped Hydro (8hrs storage) | Pumped Hydro (8hrs storage) |  |  | NSW Low | NSW Low | Pumped Hydro (8hrs storage) | NE_NNSW | Pumped Hydro (8hrs storage) | Pumped Hydro | NSW | 8hr storage | NSW | Pumped Hydro (8hrs storage)
Pumped Hydro (8hrs storage) | Pumped Hydro | NSW | CNSW | N/A | New Entrant | CNSW | Water | Hydro | Pumped Hydro (8hrs storage) | Pumped Hydro (8hrs storage) | Pumped Hydro (8hrs storage) | Pumped Hydro (8hrs storage) | Pumped Hydro (8hrs storage) | Pumped Hydro (8hrs storage) | Pumped Hydro (8hrs storage) | Pumped Hydro (8hrs storage) | Pumped Hydro (8hrs storage) | Pumped Hydro (8hrs storage) | Pumped Hydro (8hrs storage) |  |  | NSW Low | NSW Low | Pumped Hydro (8hrs storage) | NE_CNSW | Pumped Hydro (8hrs storage) | Pumped Hydro | NSW | 8hr storage | NSW | Pumped Hydro (8hrs storage)
Pumped Hydro (8hrs storage) | Pumped Hydro | NSW | SNW | N/A | New Entrant | SNW | Water | Hydro | Pumped Hydro (8hrs storage) | Pumped Hydro (8hrs storage) | Pumped Hydro (8hrs storage) | Pumped Hydro (8hrs storage) | Pumped Hydro (8hrs storage) | Pumped Hydro (8hrs storage) | Pumped Hydro (8hrs storage) | Pumped Hydro (8hrs storage) | Pumped Hydro (8hrs storage) | Pumped Hydro (8hrs storage) | Pumped Hydro (8hrs storage) |  |  | NSW Low | NSW Low | Pumped Hydro (8hrs storage) | NE_SNW | Pumped Hydro (8hrs storage) | Pumped Hydro | NSW | 8hr storage | NSW | Pumped Hydro (8hrs storage)
Pumped Hydro (8hrs storage) | Pumped Hydro | NSW | SNSW | N/A | New Entrant | SNSW | Water | Hydro | Pumped Hydro (8hrs storage) | Pumped Hydro (8hrs storage) | Pumped Hydro (8hrs storage) | Pumped Hydro (8hrs storage) | Pumped Hydro (8hrs storage) | Pumped Hydro (8hrs storage) | Pumped Hydro (8hrs storage) | Pumped Hydro (8hrs storage) | Pumped Hydro (8hrs storage) | Pumped Hydro (8hrs storage) | Pumped Hydro (8hrs storage) |  |  | NSW Low | NSW Low | Pumped Hydro (8hrs storage) | NE_SNSW | Pumped Hydro (8hrs storage) | Pumped Hydro | NSW | 8hr storage | NSW | Pumped Hydro (8hrs storage)
Pumped Hydro (8hrs storage) | Pumped Hydro | SA | SA | N/A | New Entrant | SA | Water | Hydro | Pumped Hydro (8hrs storage) | Pumped Hydro (8hrs storage) | Pumped Hydro (8hrs storage) | Pumped Hydro (8hrs storage) | Pumped Hydro (8hrs storage) | Pumped Hydro (8hrs storage) | Pumped Hydro (8hrs storage) | Pumped Hydro (8hrs storage) | Pumped Hydro (8hrs storage) | Pumped Hydro (8hrs storage) | Pumped Hydro (8hrs storage) |  |  | SA Low | SA Low | Pumped Hydro (8hrs storage) | NE_SA1 | Pumped Hydro (8hrs storage) | Pumped Hydro | SA | 8hr storage | SA | Pumped Hydro (8hrs storage)
Pumped Hydro (8hrs storage) | Pumped Hydro | TAS | TAS | N/A | New Entrant | TAS | Water | Hydro | Pumped Hydro (8hrs storage) | Pumped Hydro (8hrs storage) | Pumped Hydro (8hrs storage) | Pumped Hydro (8hrs storage) | Pumped Hydro (8hrs storage) | Pumped Hydro (8hrs storage) | Pumped Hydro (8hrs storage) | Pumped Hydro (8hrs storage) | Pumped Hydro (8hrs storage) | Pumped Hydro (8hrs storage) | Pumped Hydro (8hrs storage) |  |  | TAS Low | TAS Low | Pumped Hydro (8hrs storage) | NE_TAS1 | Pumped Hydro (8hrs storage) | Pumped Hydro | TAS | 8hr storage | TAS | Pumped Hydro (8hrs storage)
Pumped Hydro (24hrs storage) | Pumped Hydro | VIC | VIC | N/A | New Entrant | VIC | Water | Hydro | Pumped Hydro (24hrs storage) | Pumped Hydro (24hrs storage) | Pumped Hydro (24hrs storage) | Pumped Hydro (24hrs storage) | Pumped Hydro (24hrs storage) | Pumped Hydro (24hrs storage) | Pumped Hydro (24hrs storage) | Pumped Hydro (24hrs storage) | Pumped Hydro (24hrs storage) | Pumped Hydro (24hrs storage) | Pumped Hydro (24hrs storage) |  |  | VIC Low | VIC Low | Pumped Hydro (24hrs storage) | NE_VIC1 | Pumped Hydro (24hrs storage) | Pumped Hydro | VIC | 24hrs storage | VIC | Pumped Hydro (24hrs storage)
Pumped Hydro (24hrs storage) | Pumped Hydro | QLD | CNQ | N/A | New Entrant | CNQ | Water | Hydro | Pumped Hydro (24hrs storage) | Pumped Hydro (24hrs storage) | Pumped Hydro (24hrs storage) | Pumped Hydro (24hrs storage) | Pumped Hydro (24hrs storage) | Pumped Hydro (24hrs storage) | Pumped Hydro (24hrs storage) | Pumped Hydro (24hrs storage) | Pumped Hydro (24hrs storage) | Pumped Hydro (24hrs storage) | Pumped Hydro (24hrs storage) |  |  | QLD Low | QLD Low | Pumped Hydro (24hrs storage) | NE_CNQ | Pumped Hydro (24hrs storage) | Pumped Hydro | QLD | 24hrs storage | QLD | Pumped Hydro (24hrs storage)
Pumped Hydro (24hrs storage) | Pumped Hydro | QLD | GG | N/A | New Entrant | GG | Water | Hydro | Pumped Hydro (24hrs storage) | Pumped Hydro (24hrs storage) | Pumped Hydro (24hrs storage) | Pumped Hydro (24hrs storage) | Pumped Hydro (24hrs storage) | Pumped Hydro (24hrs storage) | Pumped Hydro (24hrs storage) | Pumped Hydro (24hrs storage) | Pumped Hydro (24hrs storage) | Pumped Hydro (24hrs storage) | Pumped Hydro (24hrs storage) |  |  | QLD Low | QLD Low | Pumped Hydro (24hrs storage) | NE_GG | Pumped Hydro (24hrs storage) | Pumped Hydro | QLD | 24hrs storage | QLD | Pumped Hydro (24hrs storage)
Pumped Hydro (24hrs storage) | Pumped Hydro | QLD | SQ | N/A | New Entrant | SQ | Water | Hydro | Pumped Hydro (24hrs storage) | Pumped Hydro (24hrs storage) | Pumped Hydro (24hrs storage) | Pumped Hydro (24hrs storage) | Pumped Hydro (24hrs storage) | Pumped Hydro (24hrs storage) | Pumped Hydro (24hrs storage) | Pumped Hydro (24hrs storage) | Pumped Hydro (24hrs storage) | Pumped Hydro (24hrs storage) | Pumped Hydro (24hrs storage) |  |  | QLD Low | QLD Low | Pumped Hydro (24hrs storage) | NE_SQ | Pumped Hydro (24hrs storage) | Pumped Hydro | QLD | 24hrs storage | QLD | Pumped Hydro (24hrs storage)
Pumped Hydro (24hrs storage) | Pumped Hydro | NSW | NNSW | N/A | New Entrant | NNSW | Water | Hydro | Pumped Hydro (24hrs storage) | Pumped Hydro (24hrs storage) | Pumped Hydro (24hrs storage) | Pumped Hydro (24hrs storage) | Pumped Hydro (24hrs storage) | Pumped Hydro (24hrs storage) | Pumped Hydro (24hrs storage) | Pumped Hydro (24hrs storage) | Pumped Hydro (24hrs storage) | Pumped Hydro (24hrs storage) | Pumped Hydro (24hrs storage) |  |  | NSW Low | NSW Low | Pumped Hydro (24hrs storage) | NE_NNSW | Pumped Hydro (24hrs storage) | Pumped Hydro | NSW | 24hrs storage | NSW | Pumped Hydro (24hrs storage)
Pumped Hydro (24hrs storage) | Pumped Hydro | NSW | CNSW | N/A | New Entrant | CNSW | Water | Hydro | Pumped Hydro (24hrs storage) | Pumped Hydro (24hrs storage) | Pumped Hydro (24hrs storage) | Pumped Hydro (24hrs storage) | Pumped Hydro (24hrs storage) | Pumped Hydro (24hrs storage) | Pumped Hydro (24hrs storage) | Pumped Hydro (24hrs storage) | Pumped Hydro (24hrs storage) | Pumped Hydro (24hrs storage) | Pumped Hydro (24hrs storage) |  |  | NSW Low | NSW Low | Pumped Hydro (24hrs storage) | NE_CNSW | Pumped Hydro (24hrs storage) | Pumped Hydro | NSW | 24hrs storage | NSW | Pumped Hydro (24hrs storage)
Pumped Hydro (24hrs storage) | Pumped Hydro | NSW | SNW | N/A | New Entrant | SNW | Water | Hydro | Pumped Hydro (24hrs storage) | Pumped Hydro (24hrs storage) | Pumped Hydro (24hrs storage) | Pumped Hydro (24hrs storage) | Pumped Hydro (24hrs storage) | Pumped Hydro (24hrs storage) | Pumped Hydro (24hrs storage) | Pumped Hydro (24hrs storage) | Pumped Hydro (24hrs storage) | Pumped Hydro (24hrs storage) | Pumped Hydro (24hrs storage) |  |  | NSW Low | NSW Low | Pumped Hydro (24hrs storage) | NE_SNW | Pumped Hydro (24hrs storage) | Pumped Hydro | NSW | 24hrs storage | NSW | Pumped Hydro (24hrs storage)
Pumped Hydro (24hrs storage) | Pumped Hydro | NSW | SNSW | N/A | New Entrant | SNSW | Water | Hydro | Pumped Hydro (24hrs storage) | Pumped Hydro (24hrs storage) | Pumped Hydro (24hrs storage) | Pumped Hydro (24hrs storage) | Pumped Hydro (24hrs storage) | Pumped Hydro (24hrs storage) | Pumped Hydro (24hrs storage) | Pumped Hydro (24hrs storage) | Pumped Hydro (24hrs storage) | Pumped Hydro (24hrs storage) | Pumped Hydro (24hrs storage) |  |  | NSW Low | NSW Low | Pumped Hydro (24hrs storage) | NE_SNSW | Pumped Hydro (24hrs storage) | Pumped Hydro | NSW | 24hrs storage | NSW | Pumped Hydro (24hrs storage)
Pumped Hydro (24hrs storage) | Pumped Hydro | SA | SA | N/A | New Entrant | SA | Water | Hydro | Pumped Hydro (24hrs storage) | Pumped Hydro (24hrs storage) | Pumped Hydro (24hrs storage) | Pumped Hydro (24hrs storage) | Pumped Hydro (24hrs storage) | Pumped Hydro (24hrs storage) | Pumped Hydro (24hrs storage) | Pumped Hydro (24hrs storage) | Pumped Hydro (24hrs storage) | Pumped Hydro (24hrs storage) | Pumped Hydro (24hrs storage) |  |  | SA Low | SA Low | Pumped Hydro (24hrs storage) | NE_SA1 | Pumped Hydro (24hrs storage) | Pumped Hydro | SA | 24hrs storage | SA | Pumped Hydro (24hrs storage)
Pumped Hydro (24hrs storage) | Pumped Hydro | TAS | TAS | N/A | New Entrant | TAS | Water | Hydro | Pumped Hydro (24hrs storage) | Pumped Hydro (24hrs storage) | Pumped Hydro (24hrs storage) | Pumped Hydro (24hrs storage) | Pumped Hydro (24hrs storage) | Pumped Hydro (24hrs storage) | Pumped Hydro (24hrs storage) | Pumped Hydro (24hrs storage) | Pumped Hydro (24hrs storage) | Pumped Hydro (24hrs storage) | Pumped Hydro (24hrs storage) |  |  | TAS Low | TAS Low | Pumped Hydro (24hrs storage) | NE_TAS1 | Pumped Hydro (24hrs storage) | Pumped Hydro | TAS | 24hrs storage | TAS | Pumped Hydro (24hrs storage)
Pumped Hydro (48hrs storage) | Pumped Hydro | VIC | VIC | N/A | New Entrant | VIC | Water | Hydro | Pumped Hydro (48hrs storage) | Pumped Hydro (48hrs storage) | Pumped Hydro (48hrs storage) | Pumped Hydro (48hrs storage) | Pumped Hydro (48hrs storage) | Pumped Hydro (48hrs storage) | Pumped Hydro (48hrs storage) | Pumped Hydro (48hrs storage) | Pumped Hydro (48hrs storage) | Pumped Hydro (48hrs storage) | Pumped Hydro (48hrs storage) |  |  | VIC Low | VIC Low | Pumped Hydro (48hrs storage) | NE_VIC1 | Pumped Hydro (48hrs storage) | Pumped Hydro | VIC | 48hrs storage | VIC | Pumped Hydro (48hrs storage)
Pumped Hydro (48hrs storage) | Pumped Hydro | QLD | CNQ | N/A | New Entrant | CNQ | Water | Hydro | Pumped Hydro (48hrs storage) | Pumped Hydro (48hrs storage) | Pumped Hydro (48hrs storage) | Pumped Hydro (48hrs storage) | Pumped Hydro (48hrs storage) | Pumped Hydro (48hrs storage) | Pumped Hydro (48hrs storage) | Pumped Hydro (48hrs storage) | Pumped Hydro (48hrs storage) | Pumped Hydro (48hrs storage) | Pumped Hydro (48hrs storage) |  |  | QLD Low | QLD Low | Pumped Hydro (48hrs storage) | NE_CNQ | Pumped Hydro (48hrs storage) | Pumped Hydro | QLD | 48hrs storage | QLD | Pumped Hydro (48hrs storage)
Pumped Hydro (48hrs storage) | Pumped Hydro | QLD | GG | N/A | New Entrant | GG | Water | Hydro | Pumped Hydro (48hrs storage) | Pumped Hydro (48hrs storage) | Pumped Hydro (48hrs storage) | Pumped Hydro (48hrs storage) | Pumped Hydro (48hrs storage) | Pumped Hydro (48hrs storage) | Pumped Hydro (48hrs storage) | Pumped Hydro (48hrs storage) | Pumped Hydro (48hrs storage) | Pumped Hydro (48hrs storage) | Pumped Hydro (48hrs storage) |  |  | QLD Low | QLD Low | Pumped Hydro (48hrs storage) | NE_GG | Pumped Hydro (48hrs storage) | Pumped Hydro | QLD | 48hrs storage | QLD | Pumped Hydro (48hrs storage)
Pumped Hydro (48hrs storage) | Pumped Hydro | QLD | SQ | N/A | New Entrant | SQ | Water | Hydro | Pumped Hydro (48hrs storage) | Pumped Hydro (48hrs storage) | Pumped Hydro (48hrs storage) | Pumped Hydro (48hrs storage) | Pumped Hydro (48hrs storage) | Pumped Hydro (48hrs storage) | Pumped Hydro (48hrs storage) | Pumped Hydro (48hrs storage) | Pumped Hydro (48hrs storage) | Pumped Hydro (48hrs storage) | Pumped Hydro (48hrs storage) |  |  | QLD Low | QLD Low | Pumped Hydro (48hrs storage) | NE_SQ | Pumped Hydro (48hrs storage) | Pumped Hydro | QLD | 48hrs storage | QLD | Pumped Hydro (48hrs storage)
Pumped Hydro (48hrs storage) | Pumped Hydro | NSW | NNSW | N/A | New Entrant | NNSW | Water | Hydro | Pumped Hydro (48hrs storage) | Pumped Hydro (48hrs storage) | Pumped Hydro (48hrs storage) | Pumped Hydro (48hrs storage) | Pumped Hydro (48hrs storage) | Pumped Hydro (48hrs storage) | Pumped Hydro (48hrs storage) | Pumped Hydro (48hrs storage) | Pumped Hydro (48hrs storage) | Pumped Hydro (48hrs storage) | Pumped Hydro (48hrs storage) |  |  | NSW Low | NSW Low | Pumped Hydro (48hrs storage) | NE_NNSW | Pumped Hydro (48hrs storage) | Pumped Hydro | NSW | 48hrs storage | NSW | Pumped Hydro (48hrs storage)
Pumped Hydro (48hrs storage) | Pumped Hydro | NSW | CNSW | N/A | New Entrant | CNSW | Water | Hydro | Pumped Hydro (48hrs storage) | Pumped Hydro (48hrs storage) | Pumped Hydro (48hrs storage) | Pumped Hydro (48hrs storage) | Pumped Hydro (48hrs storage) | Pumped Hydro (48hrs storage) | Pumped Hydro (48hrs storage) | Pumped Hydro (48hrs storage) | Pumped Hydro (48hrs storage) | Pumped Hydro (48hrs storage) | Pumped Hydro (48hrs storage) |  |  | NSW Low | NSW Low | Pumped Hydro (48hrs storage) | NE_CNSW | Pumped Hydro (48hrs storage) | Pumped Hydro | NSW | 48hrs storage | NSW | Pumped Hydro (48hrs storage)
Pumped Hydro (48hrs storage) | Pumped Hydro | NSW | SNW | N/A | New Entrant | SNW | Water | Hydro | Pumped Hydro (48hrs storage) | Pumped Hydro (48hrs storage) | Pumped Hydro (48hrs storage) | Pumped Hydro (48hrs storage) | Pumped Hydro (48hrs storage) | Pumped Hydro (48hrs storage) | Pumped Hydro (48hrs storage) | Pumped Hydro (48hrs storage) | Pumped Hydro (48hrs storage) | Pumped Hydro (48hrs storage) | Pumped Hydro (48hrs storage) |  |  | NSW Low | NSW Low | Pumped Hydro (48hrs storage) | NE_SNW | Pumped Hydro (48hrs storage) | Pumped Hydro | NSW | 48hrs storage | NSW | Pumped Hydro (48hrs storage)
Pumped Hydro (48hrs storage) | Pumped Hydro | NSW | SNSW | N/A | New Entrant | SNSW | Water | Hydro | Pumped Hydro (48hrs storage) | Pumped Hydro (48hrs storage) | Pumped Hydro (48hrs storage) | Pumped Hydro (48hrs storage) | Pumped Hydro (48hrs storage) | Pumped Hydro (48hrs storage) | Pumped Hydro (48hrs storage) | Pumped Hydro (48hrs storage) | Pumped Hydro (48hrs storage) | Pumped Hydro (48hrs storage) | Pumped Hydro (48hrs storage) |  |  | NSW Low | NSW Low | Pumped Hydro (48hrs storage) | NE_SNSW | Pumped Hydro (48hrs storage) | Pumped Hydro | NSW | 48hrs storage | NSW | Pumped Hydro (48hrs storage)
Pumped Hydro (48hrs storage) | Pumped Hydro | TAS | TAS | N/A | New Entrant | TAS | Water | Hydro | Pumped Hydro (48hrs storage) | Pumped Hydro (48hrs storage) | Pumped Hydro (48hrs storage) | Pumped Hydro (48hrs storage) | Pumped Hydro (48hrs storage) | Pumped Hydro (48hrs storage) | Pumped Hydro (48hrs storage) | Pumped Hydro (48hrs storage) | Pumped Hydro (48hrs storage) | Pumped Hydro (48hrs storage) | Pumped Hydro (48hrs storage) |  |  | TAS Low | TAS Low | Pumped Hydro (48hrs storage) | NE_TAS1 | Pumped Hydro (48hrs storage) | Pumped Hydro | TAS | 48hrs storage | TAS | Pumped Hydro (48hrs storage)
BOTN - Cethana | Pumped Hydro | TAS | TAS | N/A | New Entrant | TAS | Water | Hydro | Pumped Hydro (24hrs storage) | Pumped Hydro (24hrs storage) | Pumped Hydro (24hrs storage) | Pumped Hydro (24hrs storage) | Pumped Hydro (24hrs storage) | Pumped Hydro (24hrs storage) | Pumped Hydro (24hrs storage) | Pumped Hydro (24hrs storage) | Pumped Hydro (24hrs storage) | Pumped Hydro (24hrs storage) | Pumped Hydro (24hrs storage) |  |  | TAS Medium | TAS Medium | Pumped Hydro (24hrs storage) | NE_TAS1 | Pumped Hydro (24hrs storage) | Pumped Hydro | TAS | 24hrs storage | TAS | Pumped Hydro (24hrs storage)
Hydrogen reciprocating engines | Hydrogen reciprocating engines | QLD | CNQ | N/A | New Entrant | QLD Low | Hydrogen | Hydrogen | Hydrogen reciprocating engines | Hydrogen reciprocating engines | Hydrogen reciprocating engines | Hydrogen reciprocating engines | Hydrogen reciprocating engines | Hydrogen reciprocating engines | Hydrogen reciprocating engines | Hydrogen reciprocating engines | Hydrogen reciprocating engines | Hydrogen reciprocating engines | Hydrogen reciprocating engines |  |  | QLD Low | QLD Low | Hydrogen reciprocating engines | NE_CNQ | Hydrogen reciprocating engines | OCGT | QLD | Hydrogen reciprocating engines | QLD | Hydrogen reciprocating engines
Hydrogen reciprocating engines | Hydrogen reciprocating engines | QLD | GG | N/A | New Entrant | QLD Low | Hydrogen | Hydrogen | Hydrogen reciprocating engines | Hydrogen reciprocating engines | Hydrogen reciprocating engines | Hydrogen reciprocating engines | Hydrogen reciprocating engines | Hydrogen reciprocating engines | Hydrogen reciprocating engines | Hydrogen reciprocating engines | Hydrogen reciprocating engines | Hydrogen reciprocating engines | Hydrogen reciprocating engines |  |  | QLD Low | QLD Low | Hydrogen reciprocating engines | NE_GG | Hydrogen reciprocating engines | OCGT | QLD | Hydrogen reciprocating engines | QLD | Hydrogen reciprocating engines
Hydrogen reciprocating engines | Hydrogen reciprocating engines | QLD | SQ | N/A | New Entrant | QLD Low | Hydrogen | Hydrogen | Hydrogen reciprocating engines | Hydrogen reciprocating engines | Hydrogen reciprocating engines | Hydrogen reciprocating engines | Hydrogen reciprocating engines | Hydrogen reciprocating engines | Hydrogen reciprocating engines | Hydrogen reciprocating engines | Hydrogen reciprocating engines | Hydrogen reciprocating engines | Hydrogen reciprocating engines |  |  | QLD Low | QLD Low | Hydrogen reciprocating engines | NE_SQ | Hydrogen reciprocating engines | OCGT | QLD | Hydrogen reciprocating engines | QLD | Hydrogen reciprocating engines
Hydrogen reciprocating engines | Hydrogen reciprocating engines | NSW | NNSW | N/A | New Entrant | NSW Low | Hydrogen | Hydrogen | Hydrogen reciprocating engines | Hydrogen reciprocating engines | Hydrogen reciprocating engines | Hydrogen reciprocating engines | Hydrogen reciprocating engines | Hydrogen reciprocating engines | Hydrogen reciprocating engines | Hydrogen reciprocating engines | Hydrogen reciprocating engines | Hydrogen reciprocating engines | Hydrogen reciprocating engines |  |  | NSW Low | NSW Low | Hydrogen reciprocating engines | NE_NNSW | Hydrogen reciprocating engines | OCGT | NSW | Hydrogen reciprocating engines | NSW | Hydrogen reciprocating engines
Hydrogen reciprocating engines | Hydrogen reciprocating engines | NSW | CNSW | N/A | New Entrant | NSW Low | Hydrogen | Hydrogen | Hydrogen reciprocating engines | Hydrogen reciprocating engines | Hydrogen reciprocating engines | Hydrogen reciprocating engines | Hydrogen reciprocating engines | Hydrogen reciprocating engines | Hydrogen reciprocating engines | Hydrogen reciprocating engines | Hydrogen reciprocating engines | Hydrogen reciprocating engines | Hydrogen reciprocating engines |  |  | NSW Low | NSW Low | Hydrogen reciprocating engines | NE_CNSW | Hydrogen reciprocating engines | OCGT | NSW | Hydrogen reciprocating engines | NSW | Hydrogen reciprocating engines
Hydrogen reciprocating engines | Hydrogen reciprocating engines | NSW | SNW | N/A | New Entrant | NSW Low | Hydrogen | Hydrogen | Hydrogen reciprocating engines | Hydrogen reciprocating engines | Hydrogen reciprocating engines | Hydrogen reciprocating engines | Hydrogen reciprocating engines | Hydrogen reciprocating engines | Hydrogen reciprocating engines | Hydrogen reciprocating engines | Hydrogen reciprocating engines | Hydrogen reciprocating engines | Hydrogen reciprocating engines |  |  | NSW Low | NSW Low | Hydrogen reciprocating engines | NE_SNW | Hydrogen reciprocating engines | OCGT | NSW | Hydrogen reciprocating engines | NSW | Hydrogen reciprocating engines
Hydrogen reciprocating engines | Hydrogen reciprocating engines | NSW | SNSW | N/A | New Entrant | NSW Low | Hydrogen | Hydrogen | Hydrogen reciprocating engines | Hydrogen reciprocating engines | Hydrogen reciprocating engines | Hydrogen reciprocating engines | Hydrogen reciprocating engines | Hydrogen reciprocating engines | Hydrogen reciprocating engines | Hydrogen reciprocating engines | Hydrogen reciprocating engines | Hydrogen reciprocating engines | Hydrogen reciprocating engines |  |  | NSW Low | NSW Low | Hydrogen reciprocating engines | NE_SNSW | Hydrogen reciprocating engines | OCGT | NSW | Hydrogen reciprocating engines | NSW | Hydrogen reciprocating engines
Hydrogen reciprocating engines | Hydrogen reciprocating engines | VIC | VIC | N/A | New Entrant | VIC Low | Hydrogen | Hydrogen | Hydrogen reciprocating engines | Hydrogen reciprocating engines | Hydrogen reciprocating engines | Hydrogen reciprocating engines | Hydrogen reciprocating engines | Hydrogen reciprocating engines | Hydrogen reciprocating engines | Hydrogen reciprocating engines | Hydrogen reciprocating engines | Hydrogen reciprocating engines | Hydrogen reciprocating engines |  |  | VIC Low | VIC Low | Hydrogen reciprocating engines | NE_VIC1 | Hydrogen reciprocating engines | OCGT | VIC | Hydrogen reciprocating engines | VIC | Hydrogen reciprocating engines
Hydrogen reciprocating engines | Hydrogen reciprocating engines | SA | SA | N/A | New Entrant | SA Low | Hydrogen | Hydrogen | Hydrogen reciprocating engines | Hydrogen reciprocating engines | Hydrogen reciprocating engines | Hydrogen reciprocating engines | Hydrogen reciprocating engines | Hydrogen reciprocating engines | Hydrogen reciprocating engines | Hydrogen reciprocating engines | Hydrogen reciprocating engines | Hydrogen reciprocating engines | Hydrogen reciprocating engines |  |  | SA Low | SA Low | Hydrogen reciprocating engines | NE_SA1 | Hydrogen reciprocating engines | OCGT | SA | Hydrogen reciprocating engines | SA | Hydrogen reciprocating engines
Hydrogen reciprocating engines | Hydrogen reciprocating engines | TAS | TAS | N/A | New Entrant | TAS Low | Hydrogen | Hydrogen | Hydrogen reciprocating engines | Hydrogen reciprocating engines | Hydrogen reciprocating engines | Hydrogen reciprocating engines | Hydrogen reciprocating engines | Hydrogen reciprocating engines | Hydrogen reciprocating engines | Hydrogen reciprocating engines | Hydrogen reciprocating engines | Hydrogen reciprocating engines | Hydrogen reciprocating engines |  |  | TAS Low | TAS Low | Hydrogen reciprocating engines | NE_TAS1 | Hydrogen reciprocating engines | OCGT | TAS | Hydrogen reciprocating engines | TAS | Hydrogen reciprocating engines